## Input Page
Guideline Version Date: October 17, 2023
RPS Class I 225 CMR 14.00
Solar Carve-Out II
Guideline
Calculation of Annual Compliance Obligations
(Page 1 - Calculation Inputs)
|  | Solar PV Capacity Factor | 13% | 1138.8 | MWh/year per MW
Market Sector SREC Factors
|  | Market Sector A | 1
0.8
0.7
0.65
|  | Market Sector B | 0.9
0.7
0.6
0.55
|  | Market Sector C | 0.8
0.65
0.55
0.5
|  | Managed Growth | 0.7
0.55
0.5
0.45
|  | SREC Term Limit, quarters | 40
|  | Percent of Annual Generation in Quarter (based on NREL data table to right) |  |  | NREL Insolation Data, Worcester, kWh/m2/day (Non-Tracking, Tilt = Latitude)
|  | Q1 | 0.23006 |  | Jan | 3.4 | 0.23006 | Quarterly Contribu-tion to Annual Total
|  | Q2 | 0.28942 |  | Feb | 4.2
|  | Q3 | 0.29314 |  | Mar | 4.8
|  | Q4 | 0.18738 |  | Apr | 5 | 0.28942
[5 empty] | May | 5.2
[5 empty] | Jun | 5.4
[5 empty] | Jul | 5.5 | 0.29314
[5 empty] | Aug | 5.3
[5 empty] | Sep | 5
[5 empty] | Oct | 4.3 | 0.18738
[5 empty] | Nov | 3
[5 empty] | Dec | 2.8
[5 empty] | Annual | 4.5 | 1

## Minimum Standards
RPS Class I 225 CMR 14.00
Solar Carve-Out II
Guideline
Final Calculation of Annual Compliance Obligations and Minimum Standards
(Page 2 - Minimum Standard by Contract Execution Date)
Contract Execution Date | 2023 Compliance Obligation (MWh) | Total Retail Load Obligation from 2 Years Prior (MWh) | 2023 Minimum Standard (%)
Before 4/25/2014 | 0 | 44374193 | 0%
On or after 4/25/2014 and before 5/8/2016 | 931425.418 |  | 2.099%
On or after 5/8/2016 | 1515349.01 |  | 3.415%
Note: Details behind the calculations used to determine these Compliance Obligations and Minimum Standards can be found in the other worksheets in this workbook

## Compliance Obligation
RPS Class I 225 CMR 14.00 | [5 empty] | Data Code | Black | Set Values by Regulation
Solar Carve-Out II | [6 empty] | Red | Values input by DOER over time as provided by regulation
Guideline | [6 empty] | Blue | Calculated Values by formulas in spreadsheet
Preliminary Calculation of Annual Compliance Obligations and Minimum Standards
(Page 3 - Compliance Obligation Calculation Spreadsheet)
Note: This worksheet calculates the 2023 Compliance Obligation and Minimum Standard and includes all SREC II eligible capacity. This Compliance Obligation and Minimum Standard applies to all retail electricity load served under contracts executed on or after 5/8/16.
| Year |  | 2013 | 2014 | 2014 | 2014 | 2014 | 2015 | 2015 | 2015 | 2015 | 2016 | 2016 | 2016 | 2016 | 2017 | 2017 | 2017 | 2017 | 2018 | 2018 | 2018 | 2018 | 2019 | 2019 | 2019 | 2019 | 2020 | 2020 | 2020 | 2020 | 2021 | 2021 | 2021 | 2021 | 2022 | 2022 | 2022 | 2022 | 2023 | 2023 | 2023 | 2023 | 2024 | 2024 | 2024 | 2024 | 2025 | 2025 | 2025 | 2025 | 2026 | 2026 | 2026 | 2026 | 2027 | 2027 | 2027 | 2027
| Quarter |  | Q4 | Q1 | Q2 | Q3 | Q4 | Q1 | Q2 | Q3 | Q4 | Q1 | Q2 | Q3 | Q4 | Q1 | Q2 | Q3 | Q4 | Q1 | Q2 | Q3 | Q4 | Q1 | Q2 | Q3 | Q4 | Q1 | Q2 | Q3 | Q4 | Q1 | Q2 | Q3 | Q4 | Q1 | Q2 | Q3 | Q4 | Q1 | Q2 | Q3 | Q4 | Q1 | Q2 | Q3 | Q4 | Q1 | Q2 | Q3 | Q4 | Q1 | Q2 | Q3 | Q4 | Q1 | Q2 | Q3 | Q4
| Program Quarter |  |  | 1 | 2 | 3 | 4 | 5 | 6 | 7 | 8 | 9 | 10 | 11 | 12 | 13 | 14 | 15 | 16 | 17 | 18 | 19 | 20 | 21 | 22 | 23 | 24 | 25 | 26 | 27 | 28 | 29 | 30 | 31 | 32 | 33 | 34 | 35 | 36 | 37 | 38 | 39 | 40 | 41 | 42 | 43 | 44 | 45 | 46 | 47 | 48 | 49 | 50 | 51 | 52 | 53 | 54 | 55 | 56
Compliance Obligation Terms 225 CMR 14.07(3)(e)1-5
Installed Capacity 225 CMR 14.07(3)(e)1 |  |  |  | Q1 1: Data to be entered by DOER on a Quarterly Basis during the subsequent quarter
| QUARTERLY Installed Capacities (MW) |  |  | 5.8023 | 8.2155 | 17.3926 | 23.5652 | 64.0521 | 68.0482 | 71.6028 | 61.6538 | 126.5163 | 102.798 | 74.327 | 90.34 | 175.3908 | 152.1678 | 128.4721 | 146.8154 | 139.2314 | 79 | 77 | 80 | 29 | 17 | 3 | 1 | 5 | 0 | 8 | 0 | 0 | 0 | 0 | 0 | 0 | 0 | 0 | 0 | 0 | 0 | 0 | 0 | 0 | 0 | 0 | 0 | 0 | 0 | 0 | 0 | 0 | 0 | 0 | 0 | 0 | 0 | 0 | 0
| Market Sector | SREC Factor
| Market Sector A | 1 |  | Q1 1: 0.49926; Q2 2: 6.3875; Q3 3: 11.8388; Q4 4: 20.341; Q1 5: 30.1805; Q2 6: 43.2115; Q3 7: 41.5157; Q4 8: 45.6727; Q1 9: 64.1915; Q2 10: 65.6423; Q3 11: 59.5303; Q4 12: 57.5545; Q1 13: 82.9341; Q2 14: 39.7489; Q3 15: 56.5126; Q4 16: 57.1309; Q1 17: 49; Q2 18: 7; Q3 19: 8; Q4 20: 5; Q1 21: 1; Q2 22: 0; Q3 23: 0; Q4 24: 0; Q1 25: 0; Q2 26: 0; Q3 27: 0; Q4 28: 0; Q1 29: 0; Q2 30: 0; Q3 31: 0; Q4 32: 0
|  | 0.8 |  | Q1 1: 0; Q2 2: 0; Q3 3: 0; Q4 4: 0; Q1 5: 0; Q2 6: 0; Q3 7: 0; Q4 8: 0; Q1 9: 0; Q2 10: 0; Q3 11: 0; Q4 12: 0; Q1 13: 14.3864; Q2 14: 19.4708; Q3 15: 22.3593; Q4 16: 27.7236; Q1 17: 46; Q2 18: 33; Q3 19: 29; Q4 20: 21; Q1 21: 1; Q2 22: 0; Q3 23: 0; Q4 24: 0; Q1 25: 0; Q2 26: 0; Q3 27: 0; Q4 28: 0; Q1 29: 0; Q2 30: 0; Q3 31: 0; Q4 32: 0
|  | 0.7 |  | Q1 1: 0; Q2 2: 0; Q3 3: 0; Q4 4: 0; Q1 5: 0; Q2 6: 0; Q3 7: 0; Q4 8: 0; Q1 9: 0; Q2 10: 0; Q3 11: 0; Q4 12: 0; Q1 13: 0; Q2 14: 0.5985; Q3 15: 0; Q4 16: 0.09412; Q1 17: 7; Q2 18: 14; Q3 19: 5; Q4 20: 11; Q1 21: 4; Q2 22: 6; Q3 23: 0; Q4 24: 1; Q1 25: 0; Q2 26: 0; Q3 27: 0; Q4 28: 0; Q1 29: 0; Q2 30: 0; Q3 31: 0; Q4 32: 0
|  | 0.65 |  | Q1 1: 0; Q2 2: 0; Q3 3: 0; Q4 4: 0; Q1 5: 0; Q2 6: 0; Q3 7: 0; Q4 8: 0; Q1 9: 0; Q2 10: 0; Q3 11: 0; Q4 12: 0; Q1 13: 0; Q2 14: 0; Q3 15: 0; Q4 16: 0; Q1 17: 0; Q2 18: 1; Q3 19: 7; Q4 20: 11; Q1 21: 19; Q2 22: 8; Q3 23: 1; Q4 24: 0; Q1 25: 4; Q2 26: 0; Q3 27: 2; Q4 28: 0; Q1 29: 0; Q2 30: 0; Q3 31: 0; Q4 32: 0
| Market Sector B | 0.9 |  | Q1 1: 5.303; Q2 2: 1.828; Q3 3: 4.8877; Q4 4: 3.1248; Q1 5: 17.0361; Q2 6: 15.6119; Q3 7: 8.4838; Q4 8: 10.7796; Q1 9: 15.9877; Q2 10: 14.7732; Q3 11: 7.7708; Q4 12: 18.2347; Q1 13: 31.488; Q2 14: 32.8652; Q3 15: 15.1713; Q4 16: 2.7911; Q1 17: 12.8029; Q2 18: 1; Q3 19: 5; Q4 20: 0; Q1 21: 1; Q2 22: 0; Q3 23: 0; Q4 24: 0; Q1 25: 0; Q2 26: 0; Q3 27: 0; Q4 28: 0; Q1 29: 0; Q2 30: 0; Q3 31: 0; Q4 32: 0
|  | 0.7 |  | Q1 1: 0; Q2 2: 0; Q3 3: 0; Q4 4: 0; Q1 5: 0; Q2 6: 0; Q3 7: 0; Q4 8: 0; Q1 9: 0; Q2 10: 0; Q3 11: 0; Q4 12: 0; Q1 13: 0.23814; Q2 14: 4.1118; Q3 15: 7.4028; Q4 16: 8.1153; Q1 17: 1.5678; Q2 18: 1; Q3 19: 1; Q4 20: 1; Q1 21: 0; Q2 22: 0; Q3 23: 0; Q4 24: 0; Q1 25: 0; Q2 26: 0; Q3 27: 0; Q4 28: 0; Q1 29: 0; Q2 30: 0; Q3 31: 0; Q4 32: 0
|  | 0.6 |  | Q1 1: 0; Q2 2: 0; Q3 3: 0; Q4 4: 0; Q1 5: 0; Q2 6: 0; Q3 7: 0; Q4 8: 0; Q1 9: 0; Q2 10: 0; Q3 11: 0; Q4 12: 0; Q1 13: 0.0765; Q2 14: 0.29866; Q3 15: 0.81917; Q4 16: 9.3486; Q1 17: 12.1563; Q2 18: 10; Q3 19: 6; Q4 20: 9; Q1 21: 1; Q2 22: 0; Q3 23: 0; Q4 24: 0; Q1 25: 0; Q2 26: 0; Q3 27: 0; Q4 28: 0; Q1 29: 0; Q2 30: 0; Q3 31: 0; Q4 32: 0
|  | 0.55 |  | Q1 1: 0; Q2 2: 0; Q3 3: 0; Q4 4: 0; Q1 5: 0; Q2 6: 0; Q3 7: 0; Q4 8: 0; Q1 9: 0; Q2 10: 0; Q3 11: 0; Q4 12: 0; Q1 13: 0; Q2 14: 0; Q3 15: 0; Q4 16: 0; Q1 17: 0; Q2 18: 1; Q3 19: 5; Q4 20: 8; Q1 21: 1; Q2 22: 3; Q3 23: 2; Q4 24: 0; Q1 25: 1; Q2 26: 0; Q3 27: 0; Q4 28: 0; Q1 29: 0; Q2 30: 0; Q3 31: 0; Q4 32: 0
| Market Sector C | 0.8 |  | Q1 1: 0; Q2 2: 0; Q3 3: 0.66612; Q4 4: 0.099408; Q1 5: 7.8867; Q2 6: 0.4984; Q3 7: 4.3432; Q4 8: 5.2014; Q1 9: 19.9; Q2 10: 10.8848; Q3 11: 5.044; Q4 12: 9.2882; Q1 13: 43.0117; Q2 14: 47.3554; Q3 15: 18.7271; Q4 16: 25.2744; Q1 17: 7; Q2 18: 2; Q3 19: 1; Q4 20: 1; Q1 21: 1; Q2 22: 0; Q3 23: 0; Q4 24: 0; Q1 25: 0; Q2 26: 0; Q3 27: 0; Q4 28: 0; Q1 29: 0; Q2 30: 0; Q3 31: 0; Q4 32: 0
|  | 0.65 |  | Q1 1: 0; Q2 2: 0; Q3 3: 0; Q4 4: 0; Q1 5: 0; Q2 6: 0; Q3 7: 0; Q4 8: 0; Q1 9: 0; Q2 10: 0; Q3 11: 0; Q4 12: 0; Q1 13: 0; Q2 14: 0; Q3 15: 5.058; Q4 16: 7.9538; Q1 17: 1.7102; Q2 18: 0; Q3 19: 4; Q4 20: 0; Q1 21: 0; Q2 22: 0; Q3 23: 0; Q4 24: 0; Q1 25: 0; Q2 26: 0; Q3 27: 0; Q4 28: 0; Q1 29: 0; Q2 30: 0; Q3 31: 0; Q4 32: 0
|  | 0.55 |  | Q1 1: 0; Q2 2: 0; Q3 3: 0; Q4 4: 0; Q1 5: 0; Q2 6: 0; Q3 7: 0; Q4 8: 0; Q1 9: 0; Q2 10: 0; Q3 11: 0; Q4 12: 0; Q1 13: 0; Q2 14: 0; Q3 15: 2.4219; Q4 16: 1.1293; Q1 17: 0; Q2 18: 6; Q3 19: 5; Q4 20: 7; Q1 21: 0; Q2 22: 0; Q3 23: 0; Q4 24: 0; Q1 25: 0; Q2 26: 0; Q3 27: 0; Q4 28: 0; Q1 29: 0; Q2 30: 0; Q3 31: 0; Q4 32: 0
|  | 0.5 |  | Q1 1: 0; Q2 2: 0; Q3 3: 0; Q4 4: 0; Q1 5: 0; Q2 6: 0; Q3 7: 0; Q4 8: 0; Q1 9: 0; Q2 10: 0; Q3 11: 0; Q4 12: 0; Q1 13: 0; Q2 14: 0; Q3 15: 0; Q4 16: 0; Q1 17: 0; Q2 18: 0; Q3 19: 1; Q4 20: 0; Q1 21: 0; Q2 22: 0; Q3 23: 0; Q4 24: 0; Q1 25: 0; Q2 26: 0; Q3 27: 0; Q4 28: 0; Q1 29: 0; Q2 30: 0; Q3 31: 0; Q4 32: 0
| Managed Growth | 0.7 |  | Q1 1: 0; Q2 2: 0; Q3 3: 0; Q4 4: 0; Q1 5: 8.9488; Q2 6: 8.7264; Q3 7: 17.2601; Q4 8: 0; Q1 9: 26.4371; Q2 10: 11.4977; Q3 11: 1.9819; Q4 12: 5.2626; Q1 13: 3.256; Q2 14: 7.7186; Q3 15: 0; Q4 16: 7.2543; Q1 17: 1.9942; Q2 18: 3; Q3 19: 0; Q4 20: 0; Q1 21: 0; Q2 22: 0; Q3 23: 0; Q4 24: 0; Q1 25: 0; Q2 26: 0; Q3 27: 0; Q4 28: 0; Q1 29: 0; Q2 30: 0; Q3 31: 0; Q4 32: 0
|  | 0.55 |  | Q1 1: 0; Q2 2: 0; Q3 3: 0; Q4 4: 0; Q1 5: 0; Q2 6: 0; Q3 7: 0; Q4 8: 0; Q1 9: 0; Q2 10: 0; Q3 11: 0; Q4 12: 0; Q1 13: 0; Q2 14: 0; Q3 15: 0; Q4 16: 0; Q1 17: 0; Q2 18: 0; Q3 19: 0; Q4 20: 0; Q1 21: 0; Q2 22: 0; Q3 23: 0; Q4 24: 0; Q1 25: 0; Q2 26: 0; Q3 27: 0; Q4 28: 0; Q1 29: 0; Q2 30: 0; Q3 31: 0; Q4 32: 0
|  | 0.5 |  | Q1 1: 0; Q2 2: 0; Q3 3: 0; Q4 4: 0; Q1 5: 0; Q2 6: 0; Q3 7: 0; Q4 8: 0; Q1 9: 0; Q2 10: 0; Q3 11: 0; Q4 12: 0; Q1 13: 0; Q2 14: 0; Q3 15: 0; Q4 16: 0; Q1 17: 0; Q2 18: 0; Q3 19: 0; Q4 20: 6; Q1 21: 0; Q2 22: 0; Q3 23: 0; Q4 24: 0; Q1 25: 0; Q2 26: 0; Q3 27: 6; Q4 28: 0; Q1 29: 0; Q2 30: 0; Q3 31: 0; Q4 32: 0
|  | 0.45 |  | Q1 1: 0; Q2 2: 0; Q3 3: 0; Q4 4: 0; Q1 5: 0; Q2 6: 0; Q3 7: 0; Q4 8: 0; Q1 9: 0; Q2 10: 0; Q3 11: 0; Q4 12: 0; Q1 13: 0; Q2 14: 0; Q3 15: 0; Q4 16: 0; Q1 17: 0; Q2 18: 0; Q3 19: 0; Q4 20: 0; Q1 21: 0; Q2 22: 0; Q3 23: 0; Q4 24: 0; Q1 25: 0; Q2 26: 0; Q3 27: 0; Q4 28: 0; Q1 29: 0; Q2 30: 0; Q3 31: 0; Q4 32: 0
| CUMULATIVE Installed Capacities (MW) |  |  | 5.8023 | 14.0178 | 31.4105 | 54.9756 | 119.0277 | 187.076 | 258.6787 | 320.3325 | 446.8488 | 549.6468 | 623.9738 | 714.3138 | 889.7047 | 1041.8725 | 1170.3446 | 1317.16 | 1456.3914 | 1535.3914 | 1612.3914 | 1692.3914 | 1721.3914 | 1738.3914 | 1741.3914 | 1742.3914 | 1747.3914 | 1747.3914 | 1755.3914 | 1755.3914 | 1755.3914 | 1755.3914 | 1755.3914 | 1755.3914 | 1755.3914 | 1755.3914 | 1755.3914 | 1755.3914 | 1755.3914 | 1755.3914 | 1755.3914 | 1755.3914 | 1734.1792 | 1726.8672 | 1707.3164 | 1694.8172 | 1626.6728 | 1564.225 | 1530.2897 | 1487.1711 | 1423.2205 | 1364.1275 | 1333.0442 | 1260.1053 | 1132.895 | 983.7922 | 890.2192 | 809.1994
| Market Sector | SREC Factor
| Market Sector A | 1 |  | 0.49926 | 6.8868 | 18.7256 | 39.0665 | 69.2471 | 112.4586 | 153.9743 | 199.647 | 263.8385 | 329.4808 | 389.0111 | 446.5656 | 529.4997 | 569.2486 | 625.7612 | 682.892 | 731.892 | 738.892 | 746.892 | 751.892 | 752.892 | 752.892 | 752.892 | 752.892 | 752.892 | 752.892 | 752.892 | 752.892 | 752.892 | 752.892 | 752.892 | 752.892 | 752.892 | 752.892 | 752.892 | 752.892 | 752.892 | 752.892 | 752.892 | 752.892 | 747.589 | 745.761 | 740.8733 | 737.7485 | 720.7124 | 705.1004 | 696.6166 | 685.8369 | 669.8493 | 655.0761 | 647.3052 | 629.0705 | 597.5825 | 564.7173 | 549.546 | 546.7549 | 12
|  | 0.8 |  | 0 | 0 | 0 | 0 | 0 | 0 | 0 | 0 | 0 | 0 | 0 | 0 | 14.3864 | 33.8572 | 56.2165 | 83.9401 | 129.9401 | 162.9401 | 191.9401 | 212.9401 | 213.9401 | 213.9401 | 213.9401 | 213.9401 | 213.9401 | 213.9401 | 213.9401 | 213.9401 | 213.9401 | 213.9401 | 213.9401 | 213.9401 | 213.9401 | 213.9401 | 213.9401 | 213.9401 | 213.9401 | 213.9401 | 213.9401 | 213.9401 | 208.637 | 206.809 | 201.9213 | 198.7965 | 181.7604 | 166.1484 | 157.6646 | 146.885 | 130.8973 | 116.1241 | 108.3533 | 90.1185 | 58.6306 | 25.7654 | 10.5941 | 7.803 | 12
|  | 0.7 |  | 0 | 0 | 0 | 0 | 0 | 0 | 0 | 0 | 0 | 0 | 0 | 0 | 0 | 0.5985 | 0.5985 | 0.69262 | 7.6926 | 21.6926 | 26.6926 | 37.6926 | 41.6926 | 47.6926 | 47.6926 | 48.6926 | 48.6926 | 48.6926 | 48.6926 | 48.6926 | 48.6926 | 48.6926 | 48.6926 | 48.6926 | 48.6926 | 48.6926 | 48.6926 | 48.6926 | 48.6926 | 48.6926 | 48.6926 | 48.6926 | 43.3896 | 41.5616 | 36.6739 | 33.5491 | 16.513 | 0.90101 | -7.5828 | -18.3624 | -34.3501 | -49.1233 | -56.8942 | -75.1289 | -106.6169 | -139.4821 | -154.6534 | -157.4445 | 12
|  | 0.65 |  | 0 | 0 | 0 | 0 | 0 | 0 | 0 | 0 | 0 | 0 | 0 | 0 | 0 | 0 | 0 | 0 | 0 | 1 | 8 | 19 | 38 | 46 | 47 | 47 | 51 | 51 | 53 | 53 | 53 | 53 | 53 | 53 | 53 | 53 | 53 | 53 | 53 | 53 | 53 | 53 | 47.697 | 45.869 | 40.9812 | 37.8565 | 20.8203 | 5.2084 | -3.2754 | -14.0551 | -30.0427 | -44.816 | -52.5868 | -70.8215 | -102.3095 | -135.1747 | -150.346 | -153.1371 | 12
| Market Sector B | 0.9 |  | 5.303 | 7.131 | 12.0188 | 15.1435 | 32.1797 | 47.7916 | 56.2754 | 67.0551 | 83.0427 | 97.816 | 105.5868 | 123.8215 | 155.3095 | 188.1747 | 203.346 | 206.1371 | 218.94 | 219.94 | 224.94 | 224.94 | 225.94 | 225.94 | 225.94 | 225.94 | 225.94 | 225.94 | 225.94 | 225.94 | 225.94 | 225.94 | 225.94 | 225.94 | 225.94 | 225.94 | 225.94 | 225.94 | 225.94 | 225.94 | 225.94 | 225.94 | 225.94 | 225.94 | 225.94 | 225.94 | 225.94 | 225.94 | 225.94 | 225.94 | 225.94 | 225.94 | 225.94 | 225.94 | 225.7018 | 221.59 | 214.1872 | 206.0719 | 13
|  | 0.7 |  | 0 | 0 | 0 | 0 | 0 | 0 | 0 | 0 | 0 | 0 | 0 | 0 | 0.23814 | 4.3499 | 11.7527 | 19.868 | 21.4359 | 22.4359 | 23.4359 | 24.4359 | 24.4359 | 24.4359 | 24.4359 | 24.4359 | 24.4359 | 24.4359 | 24.4359 | 24.4359 | 24.4359 | 24.4359 | 24.4359 | 24.4359 | 24.4359 | 24.4359 | 24.4359 | 24.4359 | 24.4359 | 24.4359 | 24.4359 | 24.4359 | 24.4359 | 24.4359 | 24.4359 | 24.4359 | 24.4359 | 24.4359 | 24.4359 | 24.4359 | 24.4359 | 24.4359 | 24.4359 | 24.4359 | 24.1977 | 20.0859 | 12.6831 | 4.5678 | 13
|  | 0.6 |  | 0 | 0 | 0 | 0 | 0 | 0 | 0 | 0 | 0 | 0 | 0 | 0 | 0.0765 | 0.37516 | 1.1943 | 10.5429 | 22.6992 | 32.6992 | 38.6992 | 47.6992 | 48.6992 | 48.6992 | 48.6992 | 48.6992 | 48.6992 | 48.6992 | 48.6992 | 48.6992 | 48.6992 | 48.6992 | 48.6992 | 48.6992 | 48.6992 | 48.6992 | 48.6992 | 48.6992 | 48.6992 | 48.6992 | 48.6992 | 48.6992 | 48.6992 | 48.6992 | 48.6992 | 48.6992 | 48.6992 | 48.6992 | 48.6992 | 48.6992 | 48.6992 | 48.6992 | 48.6992 | 48.6992 | 48.4611 | 44.3493 | 36.9465 | 28.8312 | 13
|  | 0.55 |  | 0 | 0 | 0 | 0 | 0 | 0 | 0 | 0 | 0 | 0 | 0 | 0 | 0 | 0 | 0 | 0 | 0 | 1 | 6 | 14 | 15 | 18 | 20 | 20 | 21 | 21 | 21 | 21 | 21 | 21 | 21 | 21 | 21 | 21 | 21 | 21 | 21 | 21 | 21 | 21 | 21 | 21 | 21 | 21 | 21 | 21 | 21 | 21 | 21 | 21 | 21 | 21 | 20.7619 | 16.6501 | 9.2473 | 1.132 | 13
| Market Sector C | 0.8 |  | 0 | 0 | 0.66612 | 0.76553 | 8.6522 | 9.1506 | 13.4938 | 18.6951 | 38.5951 | 49.4799 | 54.5239 | 63.8121 | 106.8238 | 154.1792 | 172.9064 | 198.1808 | 205.1808 | 207.1808 | 208.1808 | 209.1808 | 210.1808 | 210.1808 | 210.1808 | 210.1808 | 210.1808 | 210.1808 | 210.1808 | 210.1808 | 210.1808 | 210.1808 | 210.1808 | 210.1808 | 210.1808 | 210.1808 | 210.1808 | 210.1808 | 210.1808 | 210.1808 | 210.1808 | 210.1808 | 210.1808 | 210.1808 | 210.1808 | 210.1808 | 210.1808 | 210.1808 | 210.1808 | 210.1808 | 210.1808 | 210.1808 | 210.1808 | 210.1808 | 210.1043 | 209.8056 | 208.9864 | 199.6379 | 14
|  | 0.65 |  | 0 | 0 | 0 | 0 | 0 | 0 | 0 | 0 | 0 | 0 | 0 | 0 | 0 | 0 | 5.058 | 13.0118 | 14.722 | 14.722 | 18.722 | 18.722 | 18.722 | 18.722 | 18.722 | 18.722 | 18.722 | 18.722 | 18.722 | 18.722 | 18.722 | 18.722 | 18.722 | 18.722 | 18.722 | 18.722 | 18.722 | 18.722 | 18.722 | 18.722 | 18.722 | 18.722 | 18.722 | 18.722 | 18.722 | 18.722 | 18.722 | 18.722 | 18.722 | 18.722 | 18.722 | 18.722 | 18.722 | 18.722 | 18.6455 | 18.3468 | 17.5277 | 8.1791 | 14
|  | 0.55 |  | 0 | 0 | 0 | 0 | 0 | 0 | 0 | 0 | 0 | 0 | 0 | 0 | 0 | 0 | 2.4219 | 3.5512 | 3.5512 | 9.5512 | 14.5512 | 21.5512 | 21.5512 | 21.5512 | 21.5512 | 21.5512 | 21.5512 | 21.5512 | 21.5512 | 21.5512 | 21.5512 | 21.5512 | 21.5512 | 21.5512 | 21.5512 | 21.5512 | 21.5512 | 21.5512 | 21.5512 | 21.5512 | 21.5512 | 21.5512 | 21.5512 | 21.5512 | 21.5512 | 21.5512 | 21.5512 | 21.5512 | 21.5512 | 21.5512 | 21.5512 | 21.5512 | 21.5512 | 21.5512 | 21.4747 | 21.176 | 20.3568 | 11.0083 | 14
|  | 0.5 |  | 0 | 0 | 0 | 0 | 0 | 0 | 0 | 0 | 0 | 0 | 0 | 0 | 0 | 0 | 0 | 0 | 0 | 0 | 1 | 1 | 1 | 1 | 1 | 1 | 1 | 1 | 1 | 1 | 1 | 1 | 1 | 1 | 1 | 1 | 1 | 1 | 1 | 1 | 1 | 1 | 1 | 1 | 1 | 1 | 1 | 1 | 1 | 1 | 1 | 1 | 1 | 1 | 0.9235 | 0.62484 | -0.19433 | -9.5429 | 14
| Managed Growth | 0.7 |  | 0 | 0 | 0 | 0 | 8.9488 | 17.6752 | 34.9353 | 34.9353 | 61.3724 | 72.8701 | 74.852 | 80.1146 | 83.3706 | 91.0892 | 91.0892 | 98.3435 | 100.3378 | 103.3378 | 103.3378 | 103.3378 | 103.3378 | 103.3378 | 103.3378 | 103.3378 | 103.3378 | 103.3378 | 103.3378 | 103.3378 | 103.3378 | 103.3378 | 103.3378 | 103.3378 | 103.3378 | 103.3378 | 103.3378 | 103.3378 | 103.3378 | 103.3378 | 103.3378 | 103.3378 | 103.3378 | 103.3378 | 103.3378 | 103.3378 | 103.3378 | 103.3378 | 103.3378 | 103.3378 | 103.3378 | 103.3378 | 103.3378 | 103.3378 | 103.3378 | 103.3378 | 103.3378 | 103.3378 | 15
|  | 0.55 |  | 0 | 0 | 0 | 0 | 0 | 0 | 0 | 0 | 0 | 0 | 0 | 0 | 0 | 0 | 0 | 0 | 0 | 0 | 0 | 0 | 0 | 0 | 0 | 0 | 0 | 0 | 0 | 0 | 0 | 0 | 0 | 0 | 0 | 0 | 0 | 0 | 0 | 0 | 0 | 0 | 0 | 0 | 0 | 0 | 0 | 0 | 0 | 0 | 0 | 0 | 0 | 0 | 0 | 0 | 0 | 0 | 15
|  | 0.5 |  | 0 | 0 | 0 | 0 | 0 | 0 | 0 | 0 | 0 | 0 | 0 | 0 | 0 | 0 | 0 | 0 | 0 | 0 | 0 | 6 | 6 | 6 | 6 | 6 | 6 | 6 | 12 | 12 | 12 | 12 | 12 | 12 | 12 | 12 | 12 | 12 | 12 | 12 | 12 | 12 | 12 | 12 | 12 | 12 | 12 | 12 | 12 | 12 | 12 | 12 | 12 | 12 | 12 | 12 | 12 | 12 | 15
|  | 0.45 |  | 0 | 0 | 0 | 0 | 0 | 0 | 0 | 0 | 0 | 0 | 0 | 0 | 0 | 0 | 0 | 0 | 0 | 0 | 0 | 0 | 0 | 0 | 0 | 0 | 0 | 0 | 0 | 0 | 0 | 0 | 0 | 0 | 0 | 0 | 0 | 0 | 0 | 0 | 0 | 0 | 0 | 0 | 0 | 0 | 0 | 0 | 0 | 0 | 0 | 0 | 0 | 0 | 0 | 0 | 0 | 0 | 15
Qualified but not Installed SREC-II Supply 225 CMR 14.07(3)(e)2 |  |  |  | Q1 1: New data to be entered by DOER before August 30 of each CY after 2014 in determining Compliance Obligation for the next CY
| QUARTERLY Qualified but not Installed Capacities (MW) |  |  | Q3 31: 0; Q4 32: 0; Q1 33: 0; Q2 34: 0; Q3 35: 0; Q4 36: 0; Q1 37: 0; Q2 38: 0; Q3 39: 0; Q4 40: 0; Q1 41: 0; Q2 42: 0; Q3 43: 0; Q4 44: 0; Q1 45: 0; Q2 46: 0; Q3 47: 0; Q4 48: 0; Q1 49: 0; Q2 50: 0; Q3 51: 0; Q4 52: 0; Q1 53: 0; Q2 54: 0; Q3 55: 0; Q4 56: 0
| Market Sector | SREC Factor
| Market Sector A | 1 | bar: Q1 1 to Q2 30
0.8 | bar: Q1 1 to Q2 30
0.7 | bar: Q1 1 to Q2 30
0.65 | bar: Q1 1 to Q2 30
| Market Sector B | 0.9 | bar: Q1 1 to Q2 30
0.7 | bar: Q1 1 to Q2 30
0.6 | bar: Q1 1 to Q2 30
0.55 | bar: Q1 1 to Q2 30
| Market Sector C | 0.8 | bar: Q1 1 to Q2 30
0.65 | bar: Q1 1 to Q2 30
0.55 | bar: Q1 1 to Q2 30
0.5 | bar: Q1 1 to Q2 30
| Managed Growth | 0.7 | bar: Q1 1 to Q2 30
0.55 | bar: Q1 1 to Q2 30
0.5 | bar: Q1 1 to Q2 30
0.45 | bar: Q1 1 to Q2 30
| CUMULATIVE Qualified but not Installed Capacities (MW) |  |  | Q3 31: 0; Q4 32: 0; Q1 33: 0; Q2 34: 0; Q3 35: 0; Q4 36: 0; Q1 37: 0; Q2 38: 0; Q3 39: 0; Q4 40: 0; Q1 41: 0; Q2 42: 0; Q3 43: 0; Q4 44: 0; Q1 45: 0; Q2 46: 0; Q3 47: 0; Q4 48: 0; Q1 49: 0; Q2 50: 0; Q3 51: 0; Q4 52: 0; Q1 53: 0; Q2 54: 0; Q3 55: 0; Q4 56: 0
| Market Sector | SREC Factor
| Market Sector A | 1 |  | Q3 31: 0; Q4 32: 0; Q1 33: 0; Q2 34: 0; Q3 35: 0; Q4 36: 0; Q1 37: 0; Q2 38: 0; Q3 39: 0; Q4 40: 0; Q1 41: 0; Q2 42: 0; Q3 43: 0; Q4 44: 0; Q1 45: 0; Q2 46: 0; Q3 47: 0; Q4 48: 0; Q1 49: 0; Q2 50: 0; Q3 51: 0; Q4 52: 0; Q1 53: 0; Q2 54: 0; Q3 55: 0; Q4 56: 0
|  | 0.8 |  | Q3 31: 0; Q4 32: 0; Q1 33: 0; Q2 34: 0; Q3 35: 0; Q4 36: 0; Q1 37: 0; Q2 38: 0; Q3 39: 0; Q4 40: 0; Q1 41: 0; Q2 42: 0; Q3 43: 0; Q4 44: 0; Q1 45: 0; Q2 46: 0; Q3 47: 0; Q4 48: 0; Q1 49: 0; Q2 50: 0; Q3 51: 0; Q4 52: 0; Q1 53: 0; Q2 54: 0; Q3 55: 0; Q4 56: 0
|  | 0.7 |  | Q3 31: 0; Q4 32: 0; Q1 33: 0; Q2 34: 0; Q3 35: 0; Q4 36: 0; Q1 37: 0; Q2 38: 0; Q3 39: 0; Q4 40: 0; Q1 41: 0; Q2 42: 0; Q3 43: 0; Q4 44: 0; Q1 45: 0; Q2 46: 0; Q3 47: 0; Q4 48: 0; Q1 49: 0; Q2 50: 0; Q3 51: 0; Q4 52: 0; Q1 53: 0; Q2 54: 0; Q3 55: 0; Q4 56: 0
|  | 0.65 |  | Q3 31: 0; Q4 32: 0; Q1 33: 0; Q2 34: 0; Q3 35: 0; Q4 36: 0; Q1 37: 0; Q2 38: 0; Q3 39: 0; Q4 40: 0; Q1 41: 0; Q2 42: 0; Q3 43: 0; Q4 44: 0; Q1 45: 0; Q2 46: 0; Q3 47: 0; Q4 48: 0; Q1 49: 0; Q2 50: 0; Q3 51: 0; Q4 52: 0; Q1 53: 0; Q2 54: 0; Q3 55: 0; Q4 56: 0
| Market Sector B | 0.9 |  | Q3 31: 0; Q4 32: 0; Q1 33: 0; Q2 34: 0; Q3 35: 0; Q4 36: 0; Q1 37: 0; Q2 38: 0; Q3 39: 0; Q4 40: 0; Q1 41: 0; Q2 42: 0; Q3 43: 0; Q4 44: 0; Q1 45: 0; Q2 46: 0; Q3 47: 0; Q4 48: 0; Q1 49: 0; Q2 50: 0; Q3 51: 0; Q4 52: 0; Q1 53: 0; Q2 54: 0; Q3 55: 0; Q4 56: 0
|  | 0.7 |  | Q3 31: 0; Q4 32: 0; Q1 33: 0; Q2 34: 0; Q3 35: 0; Q4 36: 0; Q1 37: 0; Q2 38: 0; Q3 39: 0; Q4 40: 0; Q1 41: 0; Q2 42: 0; Q3 43: 0; Q4 44: 0; Q1 45: 0; Q2 46: 0; Q3 47: 0; Q4 48: 0; Q1 49: 0; Q2 50: 0; Q3 51: 0; Q4 52: 0; Q1 53: 0; Q2 54: 0; Q3 55: 0; Q4 56: 0
|  | 0.6 |  | Q3 31: 0; Q4 32: 0; Q1 33: 0; Q2 34: 0; Q3 35: 0; Q4 36: 0; Q1 37: 0; Q2 38: 0; Q3 39: 0; Q4 40: 0; Q1 41: 0; Q2 42: 0; Q3 43: 0; Q4 44: 0; Q1 45: 0; Q2 46: 0; Q3 47: 0; Q4 48: 0; Q1 49: 0; Q2 50: 0; Q3 51: 0; Q4 52: 0; Q1 53: 0; Q2 54: 0; Q3 55: 0; Q4 56: 0
|  | 0.55 |  | Q3 31: 0; Q4 32: 0; Q1 33: 0; Q2 34: 0; Q3 35: 0; Q4 36: 0; Q1 37: 0; Q2 38: 0; Q3 39: 0; Q4 40: 0; Q1 41: 0; Q2 42: 0; Q3 43: 0; Q4 44: 0; Q1 45: 0; Q2 46: 0; Q3 47: 0; Q4 48: 0; Q1 49: 0; Q2 50: 0; Q3 51: 0; Q4 52: 0; Q1 53: 0; Q2 54: 0; Q3 55: 0; Q4 56: 0
| Market Sector C | 0.8 |  | Q3 31: 0; Q4 32: 0; Q1 33: 0; Q2 34: 0; Q3 35: 0; Q4 36: 0; Q1 37: 0; Q2 38: 0; Q3 39: 0; Q4 40: 0; Q1 41: 0; Q2 42: 0; Q3 43: 0; Q4 44: 0; Q1 45: 0; Q2 46: 0; Q3 47: 0; Q4 48: 0; Q1 49: 0; Q2 50: 0; Q3 51: 0; Q4 52: 0; Q1 53: 0; Q2 54: 0; Q3 55: 0; Q4 56: 0
|  | 0.65 |  | Q3 31: 0; Q4 32: 0; Q1 33: 0; Q2 34: 0; Q3 35: 0; Q4 36: 0; Q1 37: 0; Q2 38: 0; Q3 39: 0; Q4 40: 0; Q1 41: 0; Q2 42: 0; Q3 43: 0; Q4 44: 0; Q1 45: 0; Q2 46: 0; Q3 47: 0; Q4 48: 0; Q1 49: 0; Q2 50: 0; Q3 51: 0; Q4 52: 0; Q1 53: 0; Q2 54: 0; Q3 55: 0; Q4 56: 0
|  | 0.55 |  | Q3 31: 0; Q4 32: 0; Q1 33: 0; Q2 34: 0; Q3 35: 0; Q4 36: 0; Q1 37: 0; Q2 38: 0; Q3 39: 0; Q4 40: 0; Q1 41: 0; Q2 42: 0; Q3 43: 0; Q4 44: 0; Q1 45: 0; Q2 46: 0; Q3 47: 0; Q4 48: 0; Q1 49: 0; Q2 50: 0; Q3 51: 0; Q4 52: 0; Q1 53: 0; Q2 54: 0; Q3 55: 0; Q4 56: 0
|  | 0.5 |  | Q3 31: 0; Q4 32: 0; Q1 33: 0; Q2 34: 0; Q3 35: 0; Q4 36: 0; Q1 37: 0; Q2 38: 0; Q3 39: 0; Q4 40: 0; Q1 41: 0; Q2 42: 0; Q3 43: 0; Q4 44: 0; Q1 45: 0; Q2 46: 0; Q3 47: 0; Q4 48: 0; Q1 49: 0; Q2 50: 0; Q3 51: 0; Q4 52: 0; Q1 53: 0; Q2 54: 0; Q3 55: 0; Q4 56: 0
| Managed Growth | 0.7 |  | Q3 31: 0; Q4 32: 0; Q1 33: 0; Q2 34: 0; Q3 35: 0; Q4 36: 0; Q1 37: 0; Q2 38: 0; Q3 39: 0; Q4 40: 0; Q1 41: 0; Q2 42: 0; Q3 43: 0; Q4 44: 0; Q1 45: 0; Q2 46: 0; Q3 47: 0; Q4 48: 0; Q1 49: 0; Q2 50: 0; Q3 51: 0; Q4 52: 0; Q1 53: 0; Q2 54: 0; Q3 55: 0; Q4 56: 0
|  | 0.55 |  | Q3 31: 0; Q4 32: 0; Q1 33: 0; Q2 34: 0; Q3 35: 0; Q4 36: 0; Q1 37: 0; Q2 38: 0; Q3 39: 0; Q4 40: 0; Q1 41: 0; Q2 42: 0; Q3 43: 0; Q4 44: 0; Q1 45: 0; Q2 46: 0; Q3 47: 0; Q4 48: 0; Q1 49: 0; Q2 50: 0; Q3 51: 0; Q4 52: 0; Q1 53: 0; Q2 54: 0; Q3 55: 0; Q4 56: 0
|  | 0.5 |  | Q3 31: 0; Q4 32: 0; Q1 33: 0; Q2 34: 0; Q3 35: 0; Q4 36: 0; Q1 37: 0; Q2 38: 0; Q3 39: 0; Q4 40: 0; Q1 41: 0; Q2 42: 0; Q3 43: 0; Q4 44: 0; Q1 45: 0; Q2 46: 0; Q3 47: 0; Q4 48: 0; Q1 49: 0; Q2 50: 0; Q3 51: 0; Q4 52: 0; Q1 53: 0; Q2 54: 0; Q3 55: 0; Q4 56: 0
|  | 0.45 |  | Q3 31: 0; Q4 32: 0; Q1 33: 0; Q2 34: 0; Q3 35: 0; Q4 36: 0; Q1 37: 0; Q2 38: 0; Q3 39: 0; Q4 40: 0; Q1 41: 0; Q2 42: 0; Q3 43: 0; Q4 44: 0; Q1 45: 0; Q2 46: 0; Q3 47: 0; Q4 48: 0; Q1 49: 0; Q2 50: 0; Q3 51: 0; Q4 52: 0; Q1 53: 0; Q2 54: 0; Q3 55: 0; Q4 56: 0
Projected New Supply 225 CMR 14.07(3)(e)3 |  |  |  | Q1 1: New data to be entered by DOER before August 30 of each CY after 2014 in determining Compliance Obligation for the next CY
QUARTERLY Projected New Capacities (MW)
| Market Sector | SREC Factor
| Market Sector A | 1
0.8
0.7
0.65
| Market Sector B | 0.9
0.7
0.6
0.55
| Market Sector C | 0.8
0.65
0.55
0.5
| Managed Growth | 0.7
0.55
0.5
0.45
CUMULATIVE Projected New Capacities (MW)
| Market Sector | SREC Factor
| Market Sector A | 1
0.8
0.7
0.65
| Market Sector B | 0.9
0.7
0.6
0.55
| Market Sector C | 0.8
0.65
0.55
0.5
| Managed Growth | 0.7
0.55
0.5
0.45
Rollover Volumes 225 CMR 14.07(3)(e)4 |  |  |  | Q1 1: Data to be entered by DOER before August 30 of each CY in determining Compliance Obligation for the next CY
Rollover Volumes (MWh)
| Reminted, Unsettled Auction Attributes from CY-3 |  |  | Q1 9: N/A; Q1 13: 0; Q1 17: 45856; Q1 21: 0; Q1 25: 0; Q1 29: 0; Q1 33: 0; Q1 37: 0
| Reminted, Unsettled Auction Attributes from CY-2 |  |  | Q1 9: 0; Q1 13: 67046; Q1 17: 243377; Q1 21: 12071; Q1 25: 4626; Q1 29: 85; Q1 33: 3958; Q1 37: 1283
| Banked Volume from CY-2 |  |  | Q1 9: 41; Q1 13: 3007; Q1 17: 9992; Q1 21: 27384; Q1 25: 18623; Q1 29: 19886; Q1 33: 40163; Q1 37: 5379
Third Round Auction Volume Doubling 225 CMR 14.07(3)(e)5 |  |  |  | Q1 1: Data to be entered by DOER before August 30 of each CY in determining Compliance Obligation for the next CY
| Auction Volume from CY-2, if 3rd Round (MWh) |  |  | Q1 9: 0; Q1 13: 0; Q1 17: 0; Q1 21: 0; Q1 25: 0; Q1 29: 0; Q1 33: 0; Q1 37: 0
CUMULATIVE Accounting of SREC Supply from Installed, Qualified but not Installed, and Projected New Supply
Cumulative Capacities by Market Sector (MW)
| Market Sector | SREC Factor |  | 5.8023 | 14.0178 | 31.4105 | 54.9756 | 119.0277 | 187.076 | 258.6787 | 320.3325 | 446.8488 | 549.6468 | 623.9738 | 714.3138 | 889.7047 | 1041.8725 | 1170.3446 | 1317.16 | 1456.3914 | 1535.3914 | 1612.3914 | 1692.3914 | 1721.3914 | 1738.3914 | 1741.3914 | 1742.3914 | 1747.3914 | 1747.3914 | 1755.3914 | 1755.3914 | 1755.3914 | 1755.3914 | 1755.3914 | 1755.3914 | 1755.3914 | 1755.3914 | 1755.3914 | 1755.3914 | 1755.3914 | 1755.3914 | 1755.3914 | 1755.3914 | 1734.1792 | 1726.8672 | 1707.3164 | 1694.8172 | 1626.6728 | 1564.225 | 1530.2897 | 1487.1711 | 1423.2205 | 1364.1275 | 1333.0442 | 1260.1053 | 1132.895 | 983.7922 | 890.2192 | 809.1994
| Market Sector A | 1 |  | 0.49926 | 6.8868 | 18.7256 | 39.0665 | 69.2471 | 112.4586 | 153.9743 | 199.647 | 263.8385 | 329.4808 | 389.0111 | 446.5656 | 529.4997 | 569.2486 | 625.7612 | 682.892 | 731.892 | 738.892 | 746.892 | 751.892 | 752.892 | 752.892 | 752.892 | 752.892 | 752.892 | 752.892 | 752.892 | 752.892 | 752.892 | 752.892 | 752.892 | 752.892 | 752.892 | 752.892 | 752.892 | 752.892 | 752.892 | 752.892 | 752.892 | 752.892 | 747.589 | 745.761 | 740.8733 | 737.7485 | 720.7124 | 705.1004 | 696.6166 | 685.8369 | 669.8493 | 655.0761 | 647.3052 | 629.0705 | 597.5825 | 564.7173 | 549.546 | 546.7549
|  | 0.8 |  | 0 | 0 | 0 | 0 | 0 | 0 | 0 | 0 | 0 | 0 | 0 | 0 | 14.3864 | 33.8572 | 56.2165 | 83.9401 | 129.9401 | 162.9401 | 191.9401 | 212.9401 | 213.9401 | 213.9401 | 213.9401 | 213.9401 | 213.9401 | 213.9401 | 213.9401 | 213.9401 | 213.9401 | 213.9401 | 213.9401 | 213.9401 | 213.9401 | 213.9401 | 213.9401 | 213.9401 | 213.9401 | 213.9401 | 213.9401 | 213.9401 | 208.637 | 206.809 | 201.9213 | 198.7965 | 181.7604 | 166.1484 | 157.6646 | 146.885 | 130.8973 | 116.1241 | 108.3533 | 90.1185 | 58.6306 | 25.7654 | 10.5941 | 7.803
|  | 0.7 |  | 0 | 0 | 0 | 0 | 0 | 0 | 0 | 0 | 0 | 0 | 0 | 0 | 0 | 0.5985 | 0.5985 | 0.69262 | 7.6926 | 21.6926 | 26.6926 | 37.6926 | 41.6926 | 47.6926 | 47.6926 | 48.6926 | 48.6926 | 48.6926 | 48.6926 | 48.6926 | 48.6926 | 48.6926 | 48.6926 | 48.6926 | 48.6926 | 48.6926 | 48.6926 | 48.6926 | 48.6926 | 48.6926 | 48.6926 | 48.6926 | 43.3896 | 41.5616 | 36.6739 | 33.5491 | 16.513 | 0.90101 | -7.5828 | -18.3624 | -34.3501 | -49.1233 | -56.8942 | -75.1289 | -106.6169 | -139.4821 | -154.6534 | -157.4445
|  | 0.65 |  | 0 | 0 | 0 | 0 | 0 | 0 | 0 | 0 | 0 | 0 | 0 | 0 | 0 | 0 | 0 | 0 | 0 | 1 | 8 | 19 | 38 | 46 | 47 | 47 | 51 | 51 | 53 | 53 | 53 | 53 | 53 | 53 | 53 | 53 | 53 | 53 | 53 | 53 | 53 | 53 | 47.697 | 45.869 | 40.9812 | 37.8565 | 20.8203 | 5.2084 | -3.2754 | -14.0551 | -30.0427 | -44.816 | -52.5868 | -70.8215 | -102.3095 | -135.1747 | -150.346 | -153.1371
| Market Sector B | 0.9 |  | 5.303 | 7.131 | 12.0188 | 15.1435 | 32.1797 | 47.7916 | 56.2754 | 67.0551 | 83.0427 | 97.816 | 105.5868 | 123.8215 | 155.3095 | 188.1747 | 203.346 | 206.1371 | 218.94 | 219.94 | 224.94 | 224.94 | 225.94 | 225.94 | 225.94 | 225.94 | 225.94 | 225.94 | 225.94 | 225.94 | 225.94 | 225.94 | 225.94 | 225.94 | 225.94 | 225.94 | 225.94 | 225.94 | 225.94 | 225.94 | 225.94 | 225.94 | 225.94 | 225.94 | 225.94 | 225.94 | 225.94 | 225.94 | 225.94 | 225.94 | 225.94 | 225.94 | 225.94 | 225.94 | 225.7018 | 221.59 | 214.1872 | 206.0719
|  | 0.7 |  | 0 | 0 | 0 | 0 | 0 | 0 | 0 | 0 | 0 | 0 | 0 | 0 | 0.23814 | 4.3499 | 11.7527 | 19.868 | 21.4359 | 22.4359 | 23.4359 | 24.4359 | 24.4359 | 24.4359 | 24.4359 | 24.4359 | 24.4359 | 24.4359 | 24.4359 | 24.4359 | 24.4359 | 24.4359 | 24.4359 | 24.4359 | 24.4359 | 24.4359 | 24.4359 | 24.4359 | 24.4359 | 24.4359 | 24.4359 | 24.4359 | 24.4359 | 24.4359 | 24.4359 | 24.4359 | 24.4359 | 24.4359 | 24.4359 | 24.4359 | 24.4359 | 24.4359 | 24.4359 | 24.4359 | 24.1977 | 20.0859 | 12.6831 | 4.5678
|  | 0.6 |  | 0 | 0 | 0 | 0 | 0 | 0 | 0 | 0 | 0 | 0 | 0 | 0 | 0.0765 | 0.37516 | 1.1943 | 10.5429 | 22.6992 | 32.6992 | 38.6992 | 47.6992 | 48.6992 | 48.6992 | 48.6992 | 48.6992 | 48.6992 | 48.6992 | 48.6992 | 48.6992 | 48.6992 | 48.6992 | 48.6992 | 48.6992 | 48.6992 | 48.6992 | 48.6992 | 48.6992 | 48.6992 | 48.6992 | 48.6992 | 48.6992 | 48.6992 | 48.6992 | 48.6992 | 48.6992 | 48.6992 | 48.6992 | 48.6992 | 48.6992 | 48.6992 | 48.6992 | 48.6992 | 48.6992 | 48.4611 | 44.3493 | 36.9465 | 28.8312
|  | 0.55 |  | 0 | 0 | 0 | 0 | 0 | 0 | 0 | 0 | 0 | 0 | 0 | 0 | 0 | 0 | 0 | 0 | 0 | 1 | 6 | 14 | 15 | 18 | 20 | 20 | 21 | 21 | 21 | 21 | 21 | 21 | 21 | 21 | 21 | 21 | 21 | 21 | 21 | 21 | 21 | 21 | 21 | 21 | 21 | 21 | 21 | 21 | 21 | 21 | 21 | 21 | 21 | 21 | 20.7619 | 16.6501 | 9.2473 | 1.132
| Market Sector C | 0.8 |  | 0 | 0 | 0.66612 | 0.76553 | 8.6522 | 9.1506 | 13.4938 | 18.6951 | 38.5951 | 49.4799 | 54.5239 | 63.8121 | 106.8238 | 154.1792 | 172.9064 | 198.1808 | 205.1808 | 207.1808 | 208.1808 | 209.1808 | 210.1808 | 210.1808 | 210.1808 | 210.1808 | 210.1808 | 210.1808 | 210.1808 | 210.1808 | 210.1808 | 210.1808 | 210.1808 | 210.1808 | 210.1808 | 210.1808 | 210.1808 | 210.1808 | 210.1808 | 210.1808 | 210.1808 | 210.1808 | 210.1808 | 210.1808 | 210.1808 | 210.1808 | 210.1808 | 210.1808 | 210.1808 | 210.1808 | 210.1808 | 210.1808 | 210.1808 | 210.1808 | 210.1043 | 209.8056 | 208.9864 | 199.6379
|  | 0.65 |  | 0 | 0 | 0 | 0 | 0 | 0 | 0 | 0 | 0 | 0 | 0 | 0 | 0 | 0 | 5.058 | 13.0118 | 14.722 | 14.722 | 18.722 | 18.722 | 18.722 | 18.722 | 18.722 | 18.722 | 18.722 | 18.722 | 18.722 | 18.722 | 18.722 | 18.722 | 18.722 | 18.722 | 18.722 | 18.722 | 18.722 | 18.722 | 18.722 | 18.722 | 18.722 | 18.722 | 18.722 | 18.722 | 18.722 | 18.722 | 18.722 | 18.722 | 18.722 | 18.722 | 18.722 | 18.722 | 18.722 | 18.722 | 18.6455 | 18.3468 | 17.5277 | 8.1791
|  | 0.55 |  | 0 | 0 | 0 | 0 | 0 | 0 | 0 | 0 | 0 | 0 | 0 | 0 | 0 | 0 | 2.4219 | 3.5512 | 3.5512 | 9.5512 | 14.5512 | 21.5512 | 21.5512 | 21.5512 | 21.5512 | 21.5512 | 21.5512 | 21.5512 | 21.5512 | 21.5512 | 21.5512 | 21.5512 | 21.5512 | 21.5512 | 21.5512 | 21.5512 | 21.5512 | 21.5512 | 21.5512 | 21.5512 | 21.5512 | 21.5512 | 21.5512 | 21.5512 | 21.5512 | 21.5512 | 21.5512 | 21.5512 | 21.5512 | 21.5512 | 21.5512 | 21.5512 | 21.5512 | 21.5512 | 21.4747 | 21.176 | 20.3568 | 11.0083
|  | 0.5 |  | 0 | 0 | 0 | 0 | 0 | 0 | 0 | 0 | 0 | 0 | 0 | 0 | 0 | 0 | 0 | 0 | 0 | 0 | 1 | 1 | 1 | 1 | 1 | 1 | 1 | 1 | 1 | 1 | 1 | 1 | 1 | 1 | 1 | 1 | 1 | 1 | 1 | 1 | 1 | 1 | 1 | 1 | 1 | 1 | 1 | 1 | 1 | 1 | 1 | 1 | 1 | 1 | 0.9235 | 0.62484 | -0.19433 | -9.5429
| Managed Growth | 0.7 |  | 0 | 0 | 0 | 0 | 8.9488 | 17.6752 | 34.9353 | 34.9353 | 61.3724 | 72.8701 | 74.852 | 80.1146 | 83.3706 | 91.0892 | 91.0892 | 98.3435 | 100.3378 | 103.3378 | 103.3378 | 103.3378 | 103.3378 | 103.3378 | 103.3378 | 103.3378 | 103.3378 | 103.3378 | 103.3378 | 103.3378 | 103.3378 | 103.3378 | 103.3378 | 103.3378 | 103.3378 | 103.3378 | 103.3378 | 103.3378 | 103.3378 | 103.3378 | 103.3378 | 103.3378 | 103.3378 | 103.3378 | 103.3378 | 103.3378 | 103.3378 | 103.3378 | 103.3378 | 103.3378 | 103.3378 | 103.3378 | 103.3378 | 103.3378 | 103.3378 | 103.3378 | 103.3378 | 103.3378
|  | 0.55 |  | 0 | 0 | 0 | 0 | 0 | 0 | 0 | 0 | 0 | 0 | 0 | 0 | 0 | 0 | 0 | 0 | 0 | 0 | 0 | 0 | 0 | 0 | 0 | 0 | 0 | 0 | 0 | 0 | 0 | 0 | 0 | 0 | 0 | 0 | 0 | 0 | 0 | 0 | 0 | 0 | 0 | 0 | 0 | 0 | 0 | 0 | 0 | 0 | 0 | 0 | 0 | 0 | 0 | 0 | 0 | 0
|  | 0.5 |  | 0 | 0 | 0 | 0 | 0 | 0 | 0 | 0 | 0 | 0 | 0 | 0 | 0 | 0 | 0 | 0 | 0 | 0 | 0 | 6 | 6 | 6 | 6 | 6 | 6 | 6 | 12 | 12 | 12 | 12 | 12 | 12 | 12 | 12 | 12 | 12 | 12 | 12 | 12 | 12 | 12 | 12 | 12 | 12 | 12 | 12 | 12 | 12 | 12 | 12 | 12 | 12 | 12 | 12 | 12 | 12
|  | 0.45 |  | 0 | 0 | 0 | 0 | 0 | 0 | 0 | 0 | 0 | 0 | 0 | 0 | 0 | 0 | 0 | 0 | 0 | 0 | 0 | 0 | 0 | 0 | 0 | 0 | 0 | 0 | 0 | 0 | 0 | 0 | 0 | 0 | 0 | 0 | 0 | 0 | 0 | 0 | 0 | 0 | 0 | 0 | 0 | 0 | 0 | 0 | 0 | 0 | 0 | 0 | 0 | 0 | 0 | 0 | 0 | 0
SREC Generation (Projected) in the Quarter (MWh)
| Market Sector | SREC Factor |  | 718 | 2365 | 6872 | 5953 | 16594 | 51130 | 73660 | 51450 | 82496 | 168106 | 189512 | 116383 | 147854 | 303796 | 359000 | 203627 | 219100 | 464360 | 466856 | 237370 | TBD | TBD | TBD | TBD | TBD | TBD | TBD | TBD | TBD | TBD | TBD | TBD | TBD | TBD | TBD | TBD | TBD | TBD | TBD | TBD | TBD | TBD | TBD | TBD | TBD | TBD | TBD | TBD | TBD | TBD | TBD | TBD | TBD | TBD | TBD | TBD
| Market Sector A | 1
0.8
0.7
0.65
| Market Sector B | 0.9
0.7
0.6
0.55
| Market Sector C | 0.8
0.65
0.55
0.5
| Managed Growth | 0.7
0.55
0.5
0.45
Compliance Obligation Calculation (MWh) |  |  |  | Q1 1: 2014; Q1 5: 2015; Q1 9: 2016; Q1 13: 2017; Q1 17: 2018; Q1 21: 2019; Q1 25: 2020; Q1 29: 2021; Q1 33: 2022; Q1 37: 2023; Q1 41: 2024; Q1 45: 2025; Q1 49: 2026; Q1 53: 2027
| SRECs Generation from Installed, Qualified and Projected Supply |  |  | Q1 33: 1734123; Q1 37: 1508687.01; Q1 41: 0; Q1 45: 0; Q1 49: 0; Q1 53: 0
| Rollover Volume |  |  | Q1 33: 44121; Q1 37: 6662; Q1 41: 0; Q1 45: 0; Q1 49: 0; Q1 53: 0
| Third Round Auction Volume Doubling |  |  | Q1 33: 0; Q1 37: 0; Q1 41: 0; Q1 45: 0; Q1 49: 0; Q1 53: 0
Compliance Obligation 225 CMR 14.07(3)(c-e) |  |  |  | Q1 9: 377877; Q1 13: 1374406; Q1 17: 1906578; Q1 21: 1789639; Q1 25: 1765527; Q1 29: 1756220; Q1 33: 1778244; Q1 37: 1515349.01; Q1 41: 0; Q1 45: 0; Q1 49: 0; Q1 53: 0
| Compliance Obligations Set in Regulation 225 CMR 14.07(3)(c and d) |  |  | Q1 1: 41278; Q1 5: 161958; Q1 21: Compliance Obligations are not final until August 30th of the Preceding Year
| Retail Electric Load from Two Years Prior (MWh) |  |  | Q1 1: 48992429; Q1 5: 49252581; Q1 9: 48129291; Q1 13: 48009723; Q1 17: 46864431; Q1 21: 45722855; Q1 25: 46448304; Q1 29: 44705754; Q1 33: 43673802; Q1 37: 44374193; Q1 41: TBD; Q1 45: TBD; Q1 49: TBD; Q1 53: TBD
| Minimum Standard Percentage |  |  | Q1 1: 0.08425%; Q1 5: 0.3288%; Q1 9: 0.7851%; Q1 13: 2.863%; Q1 17: 4.068%; Q1 21: 3.914%; Q1 25: 3.801%; Q1 29: 3.928%; Q1 33: 4.072%; Q1 37: 3.415%; Q1 41: TBD; Q1 45: TBD; Q1 49: TBD; Q1 53: TBD
NOTE: The Compliance Obligation calculated hereby is not strictly the demand for SREC-IIs in the CY. The calculated Compliance Obligation is divided by the retail load in CY-2 [in 225 CMR 14.07(3)(a)] to set the CY Minimum Standard (% of retail load). The actual SREC-II demand is then equal to the actual settled retail load in CY times the Minimum Standard.

## Baseline (Pre 5-9-16 Contracts)
RPS Class I 225 CMR 14.00
Solar Carve-Out II
Guideline
Preliminary Calculation of Annual Compliance Obligations and Minimum Standards
(Page 4 - Pre-5/9/16 Compliance Obligation Calculation Spreadsheet)
Note: This worksheet calculates the 2023 Compliance Obligation and Minimum Standard as if the SREC II Program Cap had never been lifted on 4/8/16. It is therefore assumed that no more than 947.7 MW of capacity would have been installed and that all of it would have been operational before 1/1/18. The allocation to Market Sectors is based on the percent of capacity qualified in each sector as of 4/8/16. This Compliance Obligation and Minimum Standard applies to all retail electricity load served under contracts executed after 4/25/14 and on or before 5/8/16.
| Market Sector | % Share of Qualified Capacity | MW at Original SREC II Cap | SREC Factor | Capacity Factor | Hrs/Year | Expected MWh
| Market Sector A | 54.58% | 517.2547 | 1 | 13% | 8760 | 589049.6068
| Market Sector B | 20.2% | 191.4354 | 0.9 | 13% | 8760 | 196205.9702
| Market Sector C | 17.22% | 163.1939 | 0.8 | 13% | 8760 | 148676.2071
| Managed Growth | 8% | 75.816 | 0.7 | 13% | 8760 | 60437.4826
[6 empty] | Total Generation | 924763.418
[6 empty] | Auction Volume (CY-3) | 0
[6 empty] | Auction Volume (CY-2) | 1283
[6 empty] | Banked Volume | 5379
[6 empty] | Total Obligation | 931425.418

## 2021 SREC II Supply Analysis (hidden)
ID | Nameplate Capacity (kW) | SREC Factor | Days Operating in 2021 | Total Expected Eligible Output (MWh) | Carry Forward from 2020 | Total SRECs | Carry Forward to 2022
20961 | 5.76 | 1 | 365 | 6.5595 | 0.19971 | 6 | 0.7592
921 | 5.06 | 1 | 365 | 5.7623 | 0.59558 | 6 | 0.3579
8709 | 3.99 | 1 | 365 | 4.5438 | 0.14355 | 4 | 0.68736
70867 | 7.5 | 1 | 365 | 8.541 | 0.18712 | 8 | 0.72812
13202 | 2.94 | 1 | 365 | 3.3481 | 0.73735 | 4 | 0.085423
5958 | 5.7 | 1 | 365 | 6.4912 | 0.062211 | 6 | 0.55337
1752 | 3.92 | 1 | 365 | 4.4641 | 0.98313 | 5 | 0.44723
4413 | 11.04 | 1 | 365 | 12.5724 | 0.29944 | 12 | 0.87179
4592 | 7.52 | 1 | 365 | 8.5638 | 0.23295 | 8 | 0.79673
10803 | 4.41 | 1 | 365 | 5.0221 | 0.10603 | 5 | 0.12813
1715 | 4.68 | 1 | 365 | 5.3296 | 0.72476 | 6 | 0.054347
19702 | 4.5 | 1 | 365 | 5.1246 | 0.31227 | 5 | 0.43687
4598 | 6 | 1 | 365 | 6.8328 | 0.7497 | 7 | 0.5825
76872 | 7.68 | 1 | 365 | 8.746 | 0.59961 | 9 | 0.34559
365 | 4.9 | 1 | 365 | 5.5801 | 0.22892 | 5 | 0.80904
366 | 5.145 | 1 | 365 | 5.8591 | 0.79036 | 6 | 0.64949
909 | 4.9 | 1 | 365 | 5.5801 | 0.22892 | 5 | 0.80904
315 | 9.5 | 1 | 365 | 10.8186 | 0.77035 | 11 | 0.58895
25886 | 7.35 | 1 | 365 | 8.3702 | 0.84338 | 9 | 0.21356
5315 | 3.44 | 1 | 365 | 3.9175 | 0.88316 | 4 | 0.80063
283 | 7.28 | 1 | 365 | 8.2905 | 0.68296 | 8 | 0.97343
5679 | 2.25 | 1 | 365 | 2.5623 | 0.15614 | 2 | 0.71844
52032 | 7.84 | 1 | 365 | 8.9282 | 0.96627 | 9 | 0.89446
25887 | 9.555 | 1 | 365 | 10.8812 | 0.89639 | 11 | 0.77762
2280 | 9 | 1 | 365 | 10.2492 | 0.62454 | 10 | 0.87374
2038 | 7.75 | 1 | 365 | 8.8257 | 0.76002 | 9 | 0.58572
65 | 9 | 1 | 365 | 10.2492 | 0.62454 | 10 | 0.87374
4401 | 10.535 | 1 | 365 | 11.9973 | 0.14217 | 12 | 0.13943
2279 | 5.5 | 1 | 365 | 6.2634 | 0.60389 | 6 | 0.86729
2678 | 6 | 1 | 365 | 6.8328 | 0.7497 | 7 | 0.5825
18641 | 9.9 | 1 | 365 | 11.2741 | 0.687 | 11 | 0.96112
367 | 8.32 | 1 | 365 | 9.4748 | 0.066245 | 9 | 0.54106
7456 | 15 | 1 | 365 | 17.082 | 0.37424 | 17 | 0.45624
3160 | 5.25 | 1 | 365 | 5.9787 | 0.030984 | 6 | 0.009684
214 | 4.68 | 1 | 365 | 5.3296 | 0.72476 | 6 | 0.054347
6467 | 12.15 | 1 | 365 | 13.8364 | 0.84313 | 14 | 0.67955
12147 | 8.4 | 1 | 365 | 9.5659 | 0.24957 | 9 | 0.81549
64149 | 4 | 1 | 365 | 4.5552 | 0.16646 | 4 | 0.72166
320 | 9.25 | 1 | 365 | 10.5339 | 0.19745 | 10 | 0.73135
3504 | 4.655 | 1 | 365 | 5.3011 | 0.66747 | 5 | 0.96859
50773 | 10.56 | 1 | 365 | 12.0257 | 0.19946 | 12 | 0.22519
17197 | 11.44 | 1 | 365 | 13.0279 | 0.21609 | 13 | 0.24396
16590 | 11.772 | 1 | 365 | 13.406 | 0.9769 | 14 | 0.38286
4478 | 7.5 | 1 | 365 | 8.541 | 0.18712 | 8 | 0.72812
573 | 7.035 | 1 | 365 | 8.0115 | 0.12152 | 8 | 0.13298
3054 | 5 | 1 | 365 | 5.694 | 0.45808 | 6 | 0.15208
560 | 7.035 | 1 | 365 | 8.0115 | 0.12152 | 8 | 0.13298
845 | 9.25 | 1 | 365 | 10.5339 | 0.19745 | 10 | 0.73135
1592 | 3 | 1 | 365 | 3.4164 | 0.87485 | 4 | 0.29125
-0.25858 | 5.5 | 1 | 365 | 6.2634 | 0.25858 | 6 | 0.52198
1060 | 4.165 | 1 | 365 | 4.7431 | 0.54458 | 5 | 0.28768
32957 | 8.97 | 1 | 365 | 10.215 | 0.5558 | 10 | 0.77083
13898 | 4.9 | 1 | 365 | 5.5801 | 0.22892 | 5 | 0.80904
802 | 4.5 | 1 | 365 | 5.1246 | 0.31227 | 5 | 0.43687
6407 | 5.025 | 1 | 365 | 5.7225 | 0.51537 | 6 | 0.23784
2018 | 9.5 | 1 | 365 | 10.8186 | 0.77035 | 11 | 0.58895
2068 | 2.5 | 1 | 365 | 2.847 | 0.72904 | 3 | 0.57604
368 | 5.76 | 1 | 365 | 6.5595 | 0.19971 | 6 | 0.7592
59061 | 3.51 | 1 | 365 | 3.9972 | 0.043572 | 4 | 0.04076
7875 | 2.7 | 1 | 365 | 3.0748 | 0.18736 | 3 | 0.26212
3174 | 6.03 | 1 | 365 | 6.867 | 0.81844 | 7 | 0.68541
269 | 6 | 1 | 365 | 6.8328 | 0.7497 | 7 | 0.5825
1143 | 4.355 | 1 | 365 | 4.9595 | 0.97999 | 5 | 0.93946
3790 | 2.08 | 1 | 365 | 2.3687 | 0.76656 | 3 | 0.13527
25353 | 8.829 | 1 | 365 | 10.0545 | 0.23268 | 10 | 0.28714
92 | 5.52 | 1 | 365 | 6.2862 | 0.64972 | 6 | 0.9359
37130 | 6.84 | 1 | 365 | 7.7894 | 0.67465 | 8 | 0.46405
42992 | 6.16 | 1 | 365 | 7.015 | 0.11635 | 7 | 0.13136
386 | 5.175 | 1 | 365 | 5.8933 | 0.85911 | 6 | 0.7524
18597 | 9.36 | 1 | 365 | 10.6592 | 0.44953 | 11 | 0.10869
1019 | 17.08 | 1 | 365 | 19.4507 | 0.1408 | 19 | 0.59151
681 | 12.5 | 1 | 365 | 14.235 | 0.6452 | 14 | 0.8802
31166 | 7.37 | 1 | 365 | 8.393 | 0.88921 | 9 | 0.28217
61263 | 5.5 | 1 | 365 | 6.2634 | 0.60389 | 6 | 0.86729
11729 | 5.025 | 1 | 365 | 5.7225 | 0.51537 | 6 | 0.23784
12600 | 3.43 | 1 | 365 | 3.9061 | 0.86024 | 4 | 0.76633
1061 | 7.848 | 1 | 365 | 8.9373 | 0.9846 | 9 | 0.9219
6365 | 8.04 | 1 | 365 | 9.156 | 0.42459 | 9 | 0.58054
6458 | 12.06 | 1 | 365 | 13.7339 | 0.63689 | 14 | 0.37082
369 | 9 | 1 | 365 | 10.2492 | 0.62454 | 10 | 0.87374
330 | 11.5 | 1 | 365 | 13.0962 | 0.35358 | 13 | 0.44978
3649 | 3.9 | 1 | 365 | 4.4413 | 0.9373 | 5 | 0.37862
1089 | 3.9 | 1 | 365 | 4.4413 | 0.9373 | 5 | 0.37862
69882 | 3.92 | 1 | 365 | 4.4641 | 0.98313 | 5 | 0.44723
370 | 4 | 1 | 365 | 4.5552 | 0.16646 | 4 | 0.72166
1376 | 14 | 1 | 365 | 15.9432 | 0.082624 | 16 | 0.025824
1941 | 9.6 | 1 | 365 | 10.9325 | 0.99951 | 11 | 0.93199
1164 | 4.355 | 1 | 365 | 4.9595 | 0.97999 | 5 | 0.93946
1442 | 5.2 | 1 | 365 | 5.9218 | 0.9164 | 6 | 0.83816
1042 | 5.695 | 1 | 365 | 6.4855 | 0.050753 | 6 | 0.53622
328 | 4.5 | 1 | 365 | 5.1246 | 0.31227 | 5 | 0.43687
16242 | 8 | 1 | 365 | 9.1104 | 0.33293 | 9 | 0.44333
13284 | 9.38 | 1 | 365 | 10.6819 | 0.49536 | 11 | 0.1773
77444 | 7.75 | 1 | 365 | 8.8257 | 0.76002 | 9 | 0.58572
11374 | 5.775 | 1 | 365 | 6.5766 | 0.23408 | 6 | 0.81065
896 | 3.75 | 1 | 365 | 4.2705 | 0.59356 | 4 | 0.86406
347 | 2.94 | 1 | 365 | 3.3481 | 0.73735 | 4 | 0.085423
3814 | 5 | 1 | 365 | 5.694 | 0.45808 | 6 | 0.15208
1987 | 4.05 | 1 | 365 | 4.6121 | 0.28104 | 4 | 0.89318
260 | 4.75 | 1 | 365 | 5.4093 | 0.88518 | 6 | 0.29448
1787 | 3.675 | 1 | 365 | 4.1851 | 0.42169 | 4 | 0.60678
8776 | 8.175 | 1 | 365 | 9.3097 | 0.73396 | 10 | 0.043651
10195 | 4.77 | 1 | 365 | 5.4321 | 0.93101 | 6 | 0.36308
854 | 2 | 1 | 365 | 2.2776 | 0.58323 | 2 | 0.86083
77605 | 7.5 | 1 | 365 | 8.541 | 0.18712 | 8 | 0.72812
1394 | 3.924 | 1 | 365 | 4.4687 | 0.9923 | 5 | 0.46095
25083 | 7.59 | 1 | 365 | 8.6435 | 0.39337 | 9 | 0.036857
5127 | 8.745 | 1 | 365 | 9.9588 | 0.040182 | 9 | 0.99899
2478 | 5.46 | 1 | 365 | 6.2178 | 0.51222 | 6 | 0.73007
4042 | 4.5 | 1 | 365 | 5.1246 | 0.31227 | 5 | 0.43687
1451 | 5.695 | 1 | 365 | 6.4855 | 0.050753 | 6 | 0.53622
1970 | 11.5 | 1 | 365 | 13.0962 | 0.35358 | 13 | 0.44978
2862 | 5.36 | 1 | 365 | 6.104 | 0.28306 | 6 | 0.38703
1012 | 6.7 | 1 | 365 | 7.63 | 0.35383 | 7 | 0.98379
372 | 7.105 | 1 | 365 | 8.0912 | 0.28193 | 8 | 0.37311
373 | 4.9 | 1 | 365 | 5.5801 | 0.22892 | 5 | 0.80904
1179 | 7.37 | 1 | 365 | 8.393 | 0.88921 | 9 | 0.28217
1279 | 8.5 | 1 | 365 | 9.6798 | 0.47874 | 10 | 0.15854
3175 | 7.84 | 1 | 365 | 8.9282 | 0.96627 | 9 | 0.89446
1208 | 4.02 | 1 | 365 | 4.578 | 0.2123 | 4 | 0.79027
1449 | 7.035 | 1 | 365 | 8.0115 | 0.12152 | 8 | 0.13298
1009 | 3.35 | 1 | 365 | 3.815 | 0.67691 | 4 | 0.49189
4239 | 6.37 | 1 | 365 | 7.2542 | 0.59759 | 7 | 0.85175
1251 | 8.75 | 1 | 365 | 9.9645 | 0.05164 | 10 | 0.01614
75 | 5.39 | 1 | 365 | 6.1381 | 0.35181 | 6 | 0.48994
1113 | 7.14 | 1 | 365 | 8.131 | 0.36214 | 8 | 0.49317
546 | 11.25 | 1 | 365 | 12.8115 | 0.78068 | 13 | 0.59218
5280 | 4.905 | 1 | 365 | 5.5858 | 0.24038 | 5 | 0.82619
13355 | 9.765 | 1 | 365 | 11.1204 | 0.37763 | 11 | 0.49801
252 | 8.085 | 1 | 365 | 9.2072 | 0.52772 | 9 | 0.73491
16316 | 5.1 | 1 | 365 | 5.8079 | 0.68724 | 6 | 0.49512
593 | 3.38 | 1 | 365 | 3.8491 | 0.74566 | 4 | 0.59481
3224 | 3.675 | 1 | 365 | 4.1851 | 0.42169 | 4 | 0.60678
2015 | 8.46 | 1 | 365 | 9.6342 | 0.38707 | 10 | 0.021319
3156 | 4.5 | 1 | 365 | 5.1246 | 0.31227 | 5 | 0.43687
15677 | 9.81 | 1 | 365 | 11.1716 | 0.48075 | 11 | 0.65238
1485 | 9.5 | 1 | 365 | 10.8186 | 0.77035 | 11 | 0.58895
82 | 4.75 | 1 | 365 | 5.4093 | 0.88518 | 6 | 0.29448
1177 | 3.35 | 1 | 365 | 3.815 | 0.67691 | 4 | 0.49189
375 | 9.36 | 1 | 365 | 10.6592 | 0.44953 | 11 | 0.10869
2507 | 3.75 | 1 | 365 | 4.2705 | 0.59356 | 4 | 0.86406
1155 | 5.25 | 1 | 365 | 5.9787 | 0.030984 | 6 | 0.009684
18252 | 4.86 | 1 | 365 | 5.5346 | 0.13725 | 5 | 0.67182
3840 | 3.45 | 1 | 365 | 3.9289 | 0.90608 | 4 | 0.83494
402 | 8.04 | 1 | 365 | 9.156 | 0.42459 | 9 | 0.58054
1944 | 3.35 | 1 | 365 | 3.815 | 0.67691 | 4 | 0.49189
1336 | 6.9 | 1 | 365 | 7.8577 | 0.81215 | 8 | 0.66987
1831 | 3.975 | 1 | 365 | 4.5267 | 0.10917 | 4 | 0.6359
491 | 4.25 | 1 | 365 | 4.8399 | 0.73937 | 5 | 0.57927
2197 | 1.75 | 1 | 365 | 1.9929 | 0.010328 | 2 | 0.003228
3212 | 5.13 | 1 | 365 | 5.842 | 0.75599 | 6 | 0.59803
88369 | 3.35 | 1 | 365 | 3.815 | 0.67691 | 4 | 0.49189
56351 | 5.5 | 1 | 365 | 6.2634 | 0.60389 | 6 | 0.86729
566 | 4.69 | 1 | 365 | 5.341 | 0.74768 | 6 | 0.088651
15197 | 3.675 | 1 | 365 | 4.1851 | 0.42169 | 4 | 0.60678
887 | 3.924 | 1 | 365 | 4.4687 | 0.9923 | 5 | 0.46095
323 | 6 | 1 | 365 | 6.8328 | 0.7497 | 7 | 0.5825
1759 | 8.085 | 1 | 365 | 9.2072 | 0.52772 | 9 | 0.73491
2160 | 9.25 | 1 | 365 | 10.5339 | 0.19745 | 10 | 0.73135
2019 | 4.9 | 1 | 365 | 5.5801 | 0.22892 | 5 | 0.80904
3677 | 9.156 | 1 | 365 | 10.4269 | 0.98204 | 11 | 0.40889
3377 | 5.25 | 1 | 365 | 5.9787 | 0.030984 | 6 | 0.009684
51177 | 5.4 | 1 | 365 | 6.1495 | 0.37473 | 6 | 0.52425
804 | 6.25 | 1 | 365 | 7.1175 | 0.3226 | 7 | 0.4401
1722 | 5.88 | 1 | 365 | 6.6961 | 0.4747 | 7 | 0.17085
15196 | 4.355 | 1 | 365 | 4.9595 | 0.97999 | 5 | 0.93946
1204 | 5.36 | 1 | 365 | 6.104 | 0.28306 | 6 | 0.38703
1883 | 4.02 | 1 | 365 | 4.578 | 0.2123 | 4 | 0.79027
42575 | 3.43 | 1 | 365 | 3.9061 | 0.86024 | 4 | 0.76633
563 | 11.55 | 1 | 365 | 13.1531 | 0.46816 | 13 | 0.6213
1839 | 6.7 | 1 | 365 | 7.63 | 0.35383 | 7 | 0.98379
1059 | 8.04 | 1 | 365 | 9.156 | 0.42459 | 9 | 0.58054
1032 | 7.37 | 1 | 365 | 8.393 | 0.88921 | 9 | 0.28217
1056 | 4.355 | 1 | 365 | 4.9595 | 0.97999 | 5 | 0.93946
1721 | 5.75 | 1 | 365 | 6.5481 | 0.17679 | 6 | 0.72489
2022 | 5.5 | 1 | 365 | 6.2634 | 0.60389 | 6 | 0.86729
64708 | 11.75 | 1 | 365 | 13.3809 | 0.92649 | 14 | 0.30739
2527 | 12.099 | 1 | 365 | 13.7783 | 0.72626 | 14 | 0.5046
2254 | 4.9 | 1 | 365 | 5.5801 | 0.22892 | 5 | 0.80904
2028 | 5.145 | 1 | 365 | 5.8591 | 0.79036 | 6 | 0.64949
1236 | 4.83 | 1 | 365 | 5.5004 | 0.068505 | 5 | 0.56891
2080 | 6.5 | 1 | 365 | 7.4022 | 0.8955 | 8 | 0.2977
1507 | 7.5 | 1 | 365 | 8.541 | 0.18712 | 8 | 0.72812
10410 | 1.56 | 1 | 365 | 1.7765 | 0.57492 | 2 | 0.35145
84150 | 4.02 | 1 | 365 | 4.578 | 0.2123 | 4 | 0.79027
3758 | 13.08 | 1 | 365 | 14.8955 | 0.97434 | 15 | 0.86984
5691 | 11.055 | 1 | 365 | 12.5894 | 0.33381 | 12 | 0.92325
49981 | 7.035 | 1 | 365 | 8.0115 | 0.12152 | 8 | 0.13298
3120 | 9.8 | 1 | 365 | 11.1602 | 0.45784 | 11 | 0.61808
3335 | 4.69 | 1 | 365 | 5.341 | 0.74768 | 6 | 0.088651
674 | 8.829 | 1 | 365 | 10.0545 | 0.23268 | 10 | 0.28714
1210 | 9.045 | 1 | 365 | 10.3004 | 0.72767 | 11 | 0.028113
2385 | 12.099 | 1 | 365 | 13.7783 | 0.72626 | 14 | 0.5046
1448 | 7.035 | 1 | 365 | 8.0115 | 0.12152 | 8 | 0.13298
1788 | 4.69 | 1 | 365 | 5.341 | 0.74768 | 6 | 0.088651
1381 | 5.2 | 1 | 365 | 5.9218 | 0.9164 | 6 | 0.83816
1516 | 6 | 1 | 365 | 6.8328 | 0.7497 | 7 | 0.5825
403 | 5.98 | 1 | 365 | 6.81 | 0.70386 | 7 | 0.51389
1436 | 5.67 | 1 | 365 | 6.457 | 0.99346 | 7 | 0.45046
1380 | 5.36 | 1 | 365 | 6.104 | 0.28306 | 6 | 0.38703
1041 | 4.02 | 1 | 365 | 4.578 | 0.2123 | 4 | 0.79027
1543 | 10 | 1 | 365 | 11.388 | 0.91616 | 12 | 0.30416
3220 | 6.125 | 1 | 365 | 6.9752 | 0.036148 | 7 | 0.011298
1726 | 9 | 1 | 365 | 10.2492 | 0.62454 | 10 | 0.87374
1034 | 4.02 | 1 | 365 | 4.578 | 0.2123 | 4 | 0.79027
3167 | 12.75 | 1 | 365 | 14.5197 | 0.2181 | 14 | 0.7378
1872 | 11.055 | 1 | 365 | 12.5894 | 0.33381 | 12 | 0.92325
5360 | 4.86 | 1 | 365 | 5.5346 | 0.13725 | 5 | 0.67182
2809 | 8.75 | 1 | 365 | 9.9645 | 0.05164 | 10 | 0.01614
1881 | 4.165 | 1 | 365 | 4.7431 | 0.54458 | 5 | 0.28768
28967 | 3.685 | 1 | 365 | 4.1965 | 0.4446 | 4 | 0.64108
251 | 5 | 1 | 365 | 5.694 | 0.45808 | 6 | 0.15208
1414 | 8.28 | 1 | 365 | 9.4293 | 0.97458 | 10 | 0.40384
3548 | 3.35 | 1 | 365 | 3.815 | 0.67691 | 4 | 0.49189
1024 | 7.37 | 1 | 365 | 8.393 | 0.88921 | 9 | 0.28217
3221 | 2.45 | 1 | 365 | 2.7901 | 0.61446 | 3 | 0.40452
602 | 7.75 | 1 | 365 | 8.8257 | 0.76002 | 9 | 0.58572
704 | 5.25 | 1 | 365 | 5.9787 | 0.030984 | 6 | 0.009684
1180 | 5.025 | 1 | 365 | 5.7225 | 0.51537 | 6 | 0.23784
1779 | 7.035 | 1 | 365 | 8.0115 | 0.12152 | 8 | 0.13298
1742 | 9.54 | 1 | 365 | 10.8642 | 0.86202 | 11 | 0.72617
1142 | 6.54 | 1 | 365 | 7.4478 | 0.98717 | 8 | 0.43492
86 | 7.75 | 1 | 365 | 8.8257 | 0.76002 | 9 | 0.58572
3670 | 11.25 | 1 | 365 | 12.8115 | 0.78068 | 13 | 0.59218
1731 | 5.232 | 1 | 365 | 5.9582 | 0.98973 | 6 | 0.94794
1416 | 4.355 | 1 | 365 | 4.9595 | 0.97999 | 5 | 0.93946
201 | 13.75 | 1 | 365 | 15.6585 | 0.50972 | 16 | 0.16822
2203 | 14.75 | 1 | 365 | 16.7973 | 0.80134 | 17 | 0.59864
1919 | 8.25 | 1 | 365 | 9.3951 | 0.90583 | 10 | 0.30093
1057 | 4.02 | 1 | 365 | 4.578 | 0.2123 | 4 | 0.79027
1826 | 3.685 | 1 | 365 | 4.1965 | 0.4446 | 4 | 0.64108
1390 | 3.35 | 1 | 365 | 3.815 | 0.67691 | 4 | 0.49189
6459 | 4.69 | 1 | 365 | 5.341 | 0.74768 | 6 | 0.088651
12022 | 6.375 | 1 | 365 | 7.2599 | 0.60905 | 7 | 0.8689
3738 | 5.4 | 1 | 365 | 6.1495 | 0.37473 | 6 | 0.52425
1219 | 8.82 | 1 | 365 | 10.0442 | 0.21205 | 10 | 0.25627
1035 | 3.35 | 1 | 365 | 3.815 | 0.67691 | 4 | 0.49189
378 | 2.94 | 1 | 365 | 3.3481 | 0.73735 | 4 | 0.085423
376 | 5.25 | 1 | 365 | 5.9787 | 0.030984 | 6 | 0.009684
963 | 4.75 | 1 | 365 | 5.4093 | 0.88518 | 6 | 0.29448
2346 | 5.2 | 1 | 365 | 5.9218 | 0.9164 | 6 | 0.83816
1266 | 5 | 1 | 365 | 5.694 | 0.45808 | 6 | 0.15208
10360 | 8.91 | 1 | 365 | 10.1467 | 0.4183 | 10 | 0.56501
3189 | 1 | 1 | 365 | 1.1388 | 0.29162 | 1 | 0.43042
12529 | 7.5 | 1 | 365 | 8.541 | 0.18712 | 8 | 0.72812
31191 | 3.75 | 1 | 365 | 4.2705 | 0.59356 | 4 | 0.86406
1450 | 6.7 | 1 | 365 | 7.63 | 0.35383 | 7 | 0.98379
10394 | 11.772 | 1 | 365 | 13.406 | 0.9769 | 14 | 0.38286
281 | 7.035 | 1 | 365 | 8.0115 | 0.12152 | 8 | 0.13298
1955 | 8.71 | 1 | 365 | 9.9189 | 0.95998 | 10 | 0.87892
1811 | 4 | 1 | 365 | 4.5552 | 0.16646 | 4 | 0.72166
371 | 6 | 1 | 365 | 6.8328 | 0.7497 | 7 | 0.5825
3253 | 5.5 | 1 | 365 | 6.2634 | 0.60389 | 6 | 0.86729
377 | 5.5 | 1 | 365 | 6.2634 | 0.60389 | 6 | 0.86729
890 | 6.25 | 1 | 365 | 7.1175 | 0.3226 | 7 | 0.4401
1039 | 5.36 | 1 | 365 | 6.104 | 0.28306 | 6 | 0.38703
1367 | 9.38 | 1 | 365 | 10.6819 | 0.49536 | 11 | 0.1773
3234 | 4.77 | 1 | 365 | 5.4321 | 0.93101 | 6 | 0.36308
1810 | 6.03 | 1 | 365 | 6.867 | 0.81844 | 7 | 0.68541
1202 | 5.36 | 1 | 365 | 6.104 | 0.28306 | 6 | 0.38703
592 | 5.25 | 1 | 365 | 5.9787 | 0.030984 | 6 | 0.009684
4289 | 4.02 | 1 | 365 | 4.578 | 0.2123 | 4 | 0.79027
89 | 8.48 | 1 | 365 | 9.657 | 0.4329 | 10 | 0.089928
4168 | 8.04 | 1 | 365 | 9.156 | 0.42459 | 9 | 0.58054
3497 | 3.685 | 1 | 365 | 4.1965 | 0.4446 | 4 | 0.64108
5053 | 5 | 1 | 365 | 5.694 | 0.45808 | 6 | 0.15208
2210 | 12 | 1 | 365 | 13.6656 | 0.49939 | 14 | 0.16499
22181 | 5 | 1 | 365 | 5.694 | 0.45808 | 6 | 0.15208
22082 | 6 | 1 | 365 | 6.8328 | 0.7497 | 7 | 0.5825
22179 | 5 | 1 | 365 | 5.694 | 0.45808 | 6 | 0.15208
4510 | 5.886 | 1 | 365 | 6.703 | 0.48845 | 7 | 0.19143
379 | 9.8 | 1 | 365 | 11.1602 | 0.45784 | 11 | 0.61808
1818 | 5.025 | 1 | 365 | 5.7225 | 0.51537 | 6 | 0.23784
1530 | 4.02 | 1 | 365 | 4.578 | 0.2123 | 4 | 0.79027
3105 | 4.69 | 1 | 365 | 5.341 | 0.74768 | 6 | 0.088651
1767 | 4.905 | 1 | 365 | 5.5858 | 0.24038 | 5 | 0.82619
1147 | 6.7 | 1 | 365 | 7.63 | 0.35383 | 7 | 0.98379
4019 | 5.025 | 1 | 365 | 5.7225 | 0.51537 | 6 | 0.23784
1768 | 4.69 | 1 | 365 | 5.341 | 0.74768 | 6 | 0.088651
1431 | 7.705 | 1 | 365 | 8.7745 | 0.6569 | 9 | 0.43136
1727 | 5 | 1 | 365 | 5.694 | 0.45808 | 6 | 0.15208
349 | 5.39 | 1 | 365 | 6.1381 | 0.35181 | 6 | 0.48994
653 | 5.5 | 1 | 365 | 6.2634 | 0.60389 | 6 | 0.86729
805 | 6.5 | 1 | 365 | 7.4022 | 0.8955 | 8 | 0.2977
4832 | 4.75 | 1 | 365 | 5.4093 | 0.88518 | 6 | 0.29448
5070 | 12.73 | 1 | 365 | 14.4969 | 0.17227 | 14 | 0.6692
1887 | 6.365 | 1 | 365 | 7.2485 | 0.58614 | 7 | 0.8346
811 | 3.5 | 1 | 365 | 3.9858 | 0.020656 | 4 | 0.006456
1232 | 5.2 | 1 | 365 | 5.9218 | 0.9164 | 6 | 0.83816
807 | 7.5 | 1 | 365 | 8.541 | 0.18712 | 8 | 0.72812
1090 | 6 | 1 | 365 | 6.8328 | 0.7497 | 7 | 0.5825
575 | 8.925 | 1 | 365 | 10.1638 | 0.45267 | 10 | 0.61646
580 | 14.388 | 1 | 365 | 16.3851 | 0.97177 | 17 | 0.35683
550 | 5.46 | 1 | 365 | 6.2178 | 0.51222 | 6 | 0.73007
806 | 4 | 1 | 365 | 4.5552 | 0.16646 | 4 | 0.72166
1866 | 3.35 | 1 | 365 | 3.815 | 0.67691 | 4 | 0.49189
833 | 10.35 | 1 | 365 | 11.7866 | 0.71823 | 12 | 0.50481
2963 | 4.355 | 1 | 365 | 4.9595 | 0.97999 | 5 | 0.93946
1128 | 3.92 | 1 | 365 | 4.4641 | 0.98313 | 5 | 0.44723
999 | 6.03 | 1 | 365 | 6.867 | 0.81844 | 7 | 0.68541
1166 | 3.27 | 1 | 365 | 3.7239 | 0.49358 | 4 | 0.21746
683 | 8 | 1 | 365 | 9.1104 | 0.33293 | 9 | 0.44333
90 | 9.81 | 1 | 365 | 11.1716 | 0.48075 | 11 | 0.65238
1229 | 4.69 | 1 | 365 | 5.341 | 0.74768 | 6 | 0.088651
2062 | 8.5 | 1 | 365 | 9.6798 | 0.47874 | 10 | 0.15854
1885 | 5.695 | 1 | 365 | 6.4855 | 0.050753 | 6 | 0.53622
14046 | 7 | 1 | 365 | 7.9716 | 0.041312 | 8 | 0.012912
1108 | 4.69 | 1 | 365 | 5.341 | 0.74768 | 6 | 0.088651
1062 | 4.69 | 1 | 365 | 5.341 | 0.74768 | 6 | 0.088651
1542 | 6 | 1 | 365 | 6.8328 | 0.7497 | 7 | 0.5825
46756 | 7 | 1 | 365 | 7.9716 | 0.041312 | 8 | 0.012912
2167 | 11.772 | 1 | 365 | 13.406 | 0.9769 | 14 | 0.38286
815 | 9.54 | 1 | 365 | 10.8642 | 0.86202 | 11 | 0.72617
3219 | 2.695 | 1 | 365 | 3.0691 | 0.17591 | 3 | 0.24497
1127 | 10.05 | 1 | 365 | 11.4449 | 0.030741 | 11 | 0.47568
1040 | 5.36 | 1 | 365 | 6.104 | 0.28306 | 6 | 0.38703
24605 | 9.31 | 1 | 365 | 10.6022 | 0.33494 | 10 | 0.93717
77603 | 6.86 | 1 | 365 | 7.8122 | 0.72049 | 8 | 0.53265
1037 | 7.37 | 1 | 365 | 8.393 | 0.88921 | 9 | 0.28217
3222 | 5.635 | 1 | 365 | 6.4171 | 0.91326 | 7 | 0.33039
3163 | 7.5 | 1 | 365 | 8.541 | 0.18712 | 8 | 0.72812
5124 | 4.69 | 1 | 365 | 5.341 | 0.74768 | 6 | 0.088651
4509 | 4.69 | 1 | 365 | 5.341 | 0.74768 | 6 | 0.088651
2220 | 5.88 | 1 | 365 | 6.6961 | 0.4747 | 7 | 0.17085
1716 | 6.615 | 1 | 365 | 7.5332 | 0.15904 | 7 | 0.6922
2300 | 2.94 | 1 | 365 | 3.3481 | 0.73735 | 4 | 0.085423
1756 | 6.37 | 1 | 365 | 7.2542 | 0.59759 | 7 | 0.85175
3159 | 4.165 | 1 | 365 | 4.7431 | 0.54458 | 5 | 0.28768
5099 | 5.22 | 1 | 365 | 5.9445 | 0.96224 | 6 | 0.90677
2017 | 3.57 | 1 | 365 | 4.0655 | 0.18107 | 4 | 0.24659
1717 | 8.75 | 1 | 365 | 9.9645 | 0.05164 | 10 | 0.01614
2072 | 6.37 | 1 | 365 | 7.2542 | 0.59759 | 7 | 0.85175
3211 | 3.43 | 1 | 365 | 3.9061 | 0.86024 | 4 | 0.76633
1415 | 2.5 | 1 | 365 | 2.847 | 0.72904 | 3 | 0.57604
22180 | 5 | 1 | 365 | 5.694 | 0.45808 | 6 | 0.15208
3673 | 5.5 | 1 | 365 | 6.2634 | 0.60389 | 6 | 0.86729
3171 | 4.41 | 1 | 365 | 5.0221 | 0.10603 | 5 | 0.12813
1805 | 6.03 | 1 | 365 | 6.867 | 0.81844 | 7 | 0.68541
1388 | 4.02 | 1 | 365 | 4.578 | 0.2123 | 4 | 0.79027
17927 | 4.9 | 1 | 365 | 5.5801 | 0.22892 | 5 | 0.80904
1209 | 3.685 | 1 | 365 | 4.1965 | 0.4446 | 4 | 0.64108
1906 | 4.69 | 1 | 365 | 5.341 | 0.74768 | 6 | 0.088651
3428 | 6.03 | 1 | 365 | 6.867 | 0.81844 | 7 | 0.68541
808 | 9.18 | 1 | 365 | 10.4542 | 0.037035 | 10 | 0.49122
1760 | 7.5 | 1 | 365 | 8.541 | 0.18712 | 8 | 0.72812
695 | 5 | 1 | 365 | 5.694 | 0.45808 | 6 | 0.15208
319 | 8.25 | 1 | 365 | 9.3951 | 0.90583 | 10 | 0.30093
1817 | 5.025 | 1 | 365 | 5.7225 | 0.51537 | 6 | 0.23784
2380 | 8.16 | 1 | 365 | 9.2926 | 0.69959 | 9 | 0.99219
1812 | 6.03 | 1 | 365 | 6.867 | 0.81844 | 7 | 0.68541
1372 | 8.04 | 1 | 365 | 9.156 | 0.42459 | 9 | 0.58054
489 | 4.68 | 1 | 365 | 5.3296 | 0.72476 | 6 | 0.054347
1126 | 4.251 | 1 | 365 | 4.841 | 0.74166 | 5 | 0.5827
1437 | 4.5 | 1 | 365 | 5.1246 | 0.31227 | 5 | 0.43687
2066 | 8.16 | 1 | 365 | 9.2926 | 0.69959 | 9 | 0.99219
1537 | 6.375 | 1 | 365 | 7.2599 | 0.60905 | 7 | 0.8689
96 | 5.17 | 1 | 365 | 5.8876 | 0.84765 | 6 | 0.73525
2023 | 5.61 | 1 | 365 | 6.3887 | 0.85597 | 7 | 0.24463
2789 | 7.5 | 1 | 365 | 8.541 | 0.18712 | 8 | 0.72812
1473 | 10.5 | 1 | 365 | 11.9574 | 0.061968 | 12 | 0.019368
1683 | 7 | 1 | 365 | 7.9716 | 0.041312 | 8 | 0.012912
998 | 14.84 | 1 | 365 | 16.8998 | 0.0075814 | 16 | 0.90737
3380 | 5.605 | 1 | 365 | 6.383 | 0.84451 | 7 | 0.22748
1775 | 5.83 | 1 | 365 | 6.6392 | 0.36012 | 6 | 0.99933
2360 | 5.5 | 1 | 365 | 6.2634 | 0.60389 | 6 | 0.86729
14234 | 5.695 | 1 | 365 | 6.4855 | 0.050753 | 6 | 0.53622
1123 | 8.75 | 1 | 365 | 9.9645 | 0.05164 | 10 | 0.01614
1093 | 5.355 | 1 | 365 | 6.0983 | 0.2716 | 6 | 0.36988
1096 | 6.25 | 1 | 365 | 7.1175 | 0.3226 | 7 | 0.4401
1559 | 7.75 | 1 | 365 | 8.8257 | 0.76002 | 9 | 0.58572
21233 | 9.75 | 1 | 365 | 11.1033 | 0.34326 | 11 | 0.44656
1532 | 7.5 | 1 | 365 | 8.541 | 0.18712 | 8 | 0.72812
2065 | 9.18 | 1 | 365 | 10.4542 | 0.037035 | 10 | 0.49122
3256 | 4.75 | 1 | 365 | 5.4093 | 0.88518 | 6 | 0.29448
5001 | 8.415 | 1 | 365 | 9.583 | 0.28395 | 9 | 0.86695
1773 | 5.3 | 1 | 365 | 6.0356 | 0.14556 | 6 | 0.1812
1455 | 6 | 1 | 365 | 6.8328 | 0.7497 | 7 | 0.5825
1933 | 3.43 | 1 | 365 | 3.9061 | 0.86024 | 4 | 0.76633
1097 | 7.395 | 1 | 365 | 8.4214 | 0.9465 | 9 | 0.36793
6451 | 6.5 | 1 | 365 | 7.4022 | 0.8955 | 8 | 0.2977
263 | 8.25 | 1 | 365 | 9.3951 | 0.90583 | 10 | 0.30093
814 | 6.615 | 1 | 365 | 7.5332 | 0.15904 | 7 | 0.6922
414 | 5 | 1 | 365 | 5.694 | 0.45808 | 6 | 0.15208
816 | 7.14 | 1 | 365 | 8.131 | 0.36214 | 8 | 0.49317
4663 | 9 | 1 | 365 | 10.2492 | 0.62454 | 10 | 0.87374
817 | 8.925 | 1 | 365 | 10.1638 | 0.45267 | 10 | 0.61646
1456 | 3.5 | 1 | 365 | 3.9858 | 0.020656 | 4 | 0.006456
616 | 4.5 | 1 | 365 | 5.1246 | 0.31227 | 5 | 0.43687
2379 | 5.355 | 1 | 365 | 6.0983 | 0.2716 | 6 | 0.36988
1813 | 3.35 | 1 | 365 | 3.815 | 0.67691 | 4 | 0.49189
1181 | 7.705 | 1 | 365 | 8.7745 | 0.6569 | 9 | 0.43136
3795 | 4.355 | 1 | 365 | 4.9595 | 0.97999 | 5 | 0.93946
401 | 4.42 | 1 | 365 | 5.0335 | 0.12894 | 5 | 0.16244
4085 | 14.4 | 1 | 365 | 16.3987 | 0.99927 | 17 | 0.39799
1325 | 7.8 | 1 | 365 | 8.8826 | 0.8746 | 9 | 0.75724
818 | 6.375 | 1 | 365 | 7.2599 | 0.60905 | 7 | 0.8689
1119 | 7.14 | 1 | 365 | 8.131 | 0.36214 | 8 | 0.49317
1534 | 5.355 | 1 | 365 | 6.0983 | 0.2716 | 6 | 0.36988
3249 | 8.25 | 1 | 365 | 9.3951 | 0.90583 | 10 | 0.30093
2201 | 7.25 | 1 | 365 | 8.2563 | 0.61422 | 8 | 0.87052
1054 | 5.36 | 1 | 365 | 6.104 | 0.28306 | 6 | 0.38703
3694 | 5.39 | 1 | 365 | 6.1381 | 0.35181 | 6 | 0.48994
1588 | 6.03 | 1 | 365 | 6.867 | 0.81844 | 7 | 0.68541
1816 | 6.03 | 1 | 365 | 6.867 | 0.81844 | 7 | 0.68541
383 | 12.255 | 1 | 365 | 13.956 | 0.083754 | 14 | 0.039748
1249 | 8.58 | 1 | 365 | 9.7709 | 0.66207 | 10 | 0.43297
1268 | 5 | 1 | 365 | 5.694 | 0.45808 | 6 | 0.15208
2222 | 7 | 1 | 365 | 7.9716 | 0.041312 | 8 | 0.012912
3072 | 5.559 | 1 | 365 | 6.3306 | 0.73909 | 7 | 0.069683
1130 | 6.7 | 1 | 365 | 7.63 | 0.35383 | 7 | 0.98379
3214 | 6.05 | 1 | 365 | 6.8897 | 0.86428 | 7 | 0.75402
2214 | 5.5 | 1 | 365 | 6.2634 | 0.60389 | 6 | 0.86729
2284 | 5.5 | 1 | 365 | 6.2634 | 0.60389 | 6 | 0.86729
1112 | 10.2 | 1 | 365 | 11.6158 | 0.37448 | 11 | 0.99024
1512 | 5.36 | 1 | 365 | 6.104 | 0.28306 | 6 | 0.38703
3058 | 5.36 | 1 | 365 | 6.104 | 0.28306 | 6 | 0.38703
2377 | 3.43 | 1 | 365 | 3.9061 | 0.86024 | 4 | 0.76633
1815 | 4.69 | 1 | 365 | 5.341 | 0.74768 | 6 | 0.088651
1216 | 7.25 | 1 | 365 | 8.2563 | 0.61422 | 8 | 0.87052
1880 | 6.03 | 1 | 365 | 6.867 | 0.81844 | 7 | 0.68541
1228 | 11.5 | 1 | 365 | 13.0962 | 0.35358 | 13 | 0.44978
17140 | 6 | 1 | 365 | 6.8328 | 0.7497 | 7 | 0.5825
11285 | 6.365 | 1 | 365 | 7.2485 | 0.58614 | 7 | 0.8346
172 | 7 | 1 | 365 | 7.9716 | 0.041312 | 8 | 0.012912
14924 | 4.76 | 1 | 365 | 5.4207 | 0.90809 | 6 | 0.32878
578 | 3.42 | 1 | 365 | 3.8947 | 0.83733 | 4 | 0.73202
809 | 4.845 | 1 | 365 | 5.5175 | 0.10288 | 5 | 0.62037
3419 | 4.5 | 1 | 365 | 5.1246 | 0.31227 | 5 | 0.43687
1540 | 3.57 | 1 | 365 | 4.0655 | 0.18107 | 4 | 0.24659
812 | 6.37 | 1 | 365 | 7.2542 | 0.59759 | 7 | 0.85175
1828 | 7.705 | 1 | 365 | 8.7745 | 0.6569 | 9 | 0.43136
1144 | 6.63 | 1 | 365 | 7.5502 | 0.19341 | 7 | 0.74366
4211 | 6.5 | 1 | 365 | 7.4022 | 0.8955 | 8 | 0.2977
1234 | 6.3 | 1 | 365 | 7.1744 | 0.43718 | 7 | 0.61162
791 | 6.5 | 1 | 365 | 7.4022 | 0.8955 | 8 | 0.2977
2488 | 6.25 | 1 | 365 | 7.1175 | 0.3226 | 7 | 0.4401
13951 | 3.78 | 1 | 365 | 4.3047 | 0.66231 | 4 | 0.96697
797 | 7.848 | 1 | 365 | 8.9373 | 0.9846 | 9 | 0.9219
1211 | 3.35 | 1 | 365 | 3.815 | 0.67691 | 4 | 0.49189
1000 | 7.848 | 1 | 365 | 8.9373 | 0.9846 | 9 | 0.9219
996 | 3.18 | 1 | 365 | 3.6214 | 0.28734 | 3 | 0.90872
3872 | 7.75 | 1 | 365 | 8.8257 | 0.76002 | 9 | 0.58572
1392 | 5.025 | 1 | 365 | 5.7225 | 0.51537 | 6 | 0.23784
4600 | 5.355 | 1 | 365 | 6.0983 | 0.2716 | 6 | 0.36988
4743 | 5.75 | 1 | 365 | 6.5481 | 0.17679 | 6 | 0.72489
6422 | 10.965 | 1 | 365 | 12.4869 | 0.12757 | 12 | 0.61451
5526 | 4.5 | 1 | 365 | 5.1246 | 0.31227 | 5 | 0.43687
5504 | 5.75 | 1 | 365 | 6.5481 | 0.17679 | 6 | 0.72489
1055 | 3.35 | 1 | 365 | 3.815 | 0.67691 | 4 | 0.49189
1638 | 5.75 | 1 | 365 | 6.5481 | 0.17679 | 6 | 0.72489
3644 | 3.924 | 1 | 365 | 4.4687 | 0.9923 | 5 | 0.46095
7441 | 9 | 1 | 365 | 10.2492 | 0.62454 | 10 | 0.87374
1173 | 6.75 | 1 | 365 | 7.6869 | 0.46841 | 8 | 0.15531
1383 | 5.75 | 1 | 365 | 6.5481 | 0.17679 | 6 | 0.72489
317 | 6.5 | 1 | 365 | 7.4022 | 0.8955 | 8 | 0.2977
1052 | 6.03 | 1 | 365 | 6.867 | 0.81844 | 7 | 0.68541
7591 | 6 | 1 | 365 | 6.8328 | 0.7497 | 7 | 0.5825
1370 | 7.5 | 1 | 365 | 8.541 | 0.18712 | 8 | 0.72812
1564 | 10.72 | 1 | 365 | 12.2079 | 0.56612 | 12 | 0.77406
2086 | 4.485 | 1 | 365 | 5.1075 | 0.2779 | 5 | 0.38542
891 | 4.905 | 1 | 365 | 5.5858 | 0.24038 | 5 | 0.82619
2156 | 7.95 | 1 | 365 | 9.0535 | 0.21835 | 9 | 0.27181
2345 | 7.5 | 1 | 365 | 8.541 | 0.18712 | 8 | 0.72812
2516 | 9 | 1 | 365 | 10.2492 | 0.62454 | 10 | 0.87374
1428 | 6 | 1 | 365 | 6.8328 | 0.7497 | 7 | 0.5825
5632 | 7 | 1 | 365 | 7.9716 | 0.041312 | 8 | 0.012912
2223 | 3 | 1 | 365 | 3.4164 | 0.87485 | 4 | 0.29125
2063 | 3.75 | 1 | 365 | 4.2705 | 0.59356 | 4 | 0.86406
4603 | 6.63 | 1 | 365 | 7.5502 | 0.19341 | 7 | 0.74366
4701 | 5 | 1 | 365 | 5.694 | 0.45808 | 6 | 0.15208
4605 | 3.825 | 1 | 365 | 4.3559 | 0.76543 | 5 | 0.12134
3157 | 4.9 | 1 | 365 | 5.5801 | 0.22892 | 5 | 0.80904
4607 | 3.825 | 1 | 365 | 4.3559 | 0.76543 | 5 | 0.12134
1124 | 4.02 | 1 | 365 | 4.578 | 0.2123 | 4 | 0.79027
879 | 11.772 | 1 | 365 | 13.406 | 0.9769 | 14 | 0.38286
638 | 3.5 | 1 | 365 | 3.9858 | 0.020656 | 4 | 0.006456
1088 | 4.25 | 1 | 365 | 4.8399 | 0.73937 | 5 | 0.57927
1391 | 3.35 | 1 | 365 | 3.815 | 0.67691 | 4 | 0.49189
2887 | 4.355 | 1 | 365 | 4.9595 | 0.97999 | 5 | 0.93946
813 | 5.1 | 1 | 365 | 5.8079 | 0.68724 | 6 | 0.49512
1928 | 4.59 | 1 | 365 | 5.2271 | 0.51852 | 5 | 0.74561
2064 | 3.5 | 1 | 365 | 3.9858 | 0.020656 | 4 | 0.006456
3415 | 14.74 | 1 | 365 | 16.7859 | 0.77842 | 17 | 0.56433
796 | 12.753 | 1 | 365 | 14.5231 | 0.22498 | 14 | 0.7481
2255 | 6.12 | 1 | 365 | 6.9695 | 0.02469 | 6 | 0.99415
1648 | 6.25 | 1 | 365 | 7.1175 | 0.3226 | 7 | 0.4401
10603 | 4.5 | 1 | 365 | 5.1246 | 0.31227 | 5 | 0.43687
1713 | 7.14 | 1 | 365 | 8.131 | 0.36214 | 8 | 0.49317
820 | 4.335 | 1 | 365 | 4.9367 | 0.93416 | 5 | 0.87085
53103 | 7.84 | 1 | 365 | 8.9282 | 0.96627 | 9 | 0.89446
11275 | 3.75 | 1 | 365 | 4.2705 | 0.59356 | 4 | 0.86406
259 | 9 | 1 | 365 | 10.2492 | 0.62454 | 10 | 0.87374
5208 | 4.24 | 1 | 365 | 4.8285 | 0.71645 | 5 | 0.54496
3177 | 9.045 | 1 | 365 | 10.3004 | 0.72767 | 11 | 0.028113
2303 | 5.5 | 1 | 365 | 6.2634 | 0.60389 | 6 | 0.86729
2302 | 8.085 | 1 | 365 | 9.2072 | 0.52772 | 9 | 0.73491
1723 | 6.25 | 1 | 365 | 7.1175 | 0.3226 | 7 | 0.4401
1323 | 7 | 1 | 365 | 7.9716 | 0.041312 | 8 | 0.012912
2221 | 3.92 | 1 | 365 | 4.4641 | 0.98313 | 5 | 0.44723
1393 | 7.035 | 1 | 365 | 8.0115 | 0.12152 | 8 | 0.13298
13228 | 6 | 1 | 365 | 6.8328 | 0.7497 | 7 | 0.5825
3411 | 4.69 | 1 | 365 | 5.341 | 0.74768 | 6 | 0.088651
1225 | 5.39 | 1 | 365 | 6.1381 | 0.35181 | 6 | 0.48994
4609 | 7.5 | 1 | 365 | 8.541 | 0.18712 | 8 | 0.72812
2159 | 4 | 1 | 365 | 4.5552 | 0.16646 | 4 | 0.72166
847 | 7.705 | 1 | 365 | 8.7745 | 0.6569 | 9 | 0.43136
28304 | 9.045 | 1 | 365 | 10.3004 | 0.72767 | 11 | 0.028113
586 | 6.25 | 1 | 365 | 7.1175 | 0.3226 | 7 | 0.4401
1650 | 4.845 | 1 | 365 | 5.5175 | 0.10288 | 5 | 0.62037
10185 | 4.75 | 1 | 365 | 5.4093 | 0.88518 | 6 | 0.29448
1989 | 8.04 | 1 | 365 | 9.156 | 0.42459 | 9 | 0.58054
645 | 10.25 | 1 | 365 | 11.6727 | 0.48906 | 12 | 0.16176
1930 | 7.25 | 1 | 365 | 8.2563 | 0.61422 | 8 | 0.87052
3490 | 5 | 1 | 365 | 5.694 | 0.45808 | 6 | 0.15208
1685 | 9.12 | 1 | 365 | 10.3859 | 0.89954 | 11 | 0.28539
1714 | 9.75 | 1 | 365 | 11.1033 | 0.34326 | 11 | 0.44656
4195 | 9.9 | 1 | 365 | 11.2741 | 0.687 | 11 | 0.96112
1205 | 6.7 | 1 | 365 | 7.63 | 0.35383 | 7 | 0.98379
3074 | 4 | 1 | 365 | 4.5552 | 0.16646 | 4 | 0.72166
731 | 3.5 | 1 | 365 | 3.9858 | 0.020656 | 4 | 0.006456
668 | 4.75 | 1 | 365 | 5.4093 | 0.88518 | 6 | 0.29448
171 | 3 | 1 | 365 | 3.4164 | 0.87485 | 4 | 0.29125
2791 | 10 | 1 | 365 | 11.388 | 0.91616 | 12 | 0.30416
19990 | 5 | 1 | 365 | 5.694 | 0.45808 | 6 | 0.15208
1371 | 3.92 | 1 | 365 | 4.4641 | 0.98313 | 5 | 0.44723
1730 | 7.56 | 1 | 365 | 8.6093 | 0.32462 | 8 | 0.93394
175 | 7 | 1 | 365 | 7.9716 | 0.041312 | 8 | 0.012912
986 | 11.75 | 1 | 365 | 13.3809 | 0.92649 | 14 | 0.30739
655 | 10.75 | 1 | 365 | 12.2421 | 0.63487 | 12 | 0.87697
676 | 2.12 | 1 | 365 | 2.4143 | 0.85823 | 3 | 0.27248
54634 | 8.375 | 1 | 365 | 9.5374 | 0.19228 | 9 | 0.72973
1762 | 3.35 | 1 | 365 | 3.815 | 0.67691 | 4 | 0.49189
846 | 4.355 | 1 | 365 | 4.9595 | 0.97999 | 5 | 0.93946
893 | 7.035 | 1 | 365 | 8.0115 | 0.12152 | 8 | 0.13298
2161 | 5.83 | 1 | 365 | 6.6392 | 0.36012 | 6 | 0.99933
753 | 5.5 | 1 | 365 | 6.2634 | 0.60389 | 6 | 0.86729
1838 | 3.685 | 1 | 365 | 4.1965 | 0.4446 | 4 | 0.64108
520 | 8.1 | 1 | 365 | 9.2243 | 0.56209 | 9 | 0.78637
409 | 8.25 | 1 | 365 | 9.3951 | 0.90583 | 10 | 0.30093
702 | 4.165 | 1 | 365 | 4.7431 | 0.54458 | 5 | 0.28768
1148 | 2.94 | 1 | 365 | 3.3481 | 0.73735 | 4 | 0.085423
1886 | 4.9 | 1 | 365 | 5.5801 | 0.22892 | 5 | 0.80904
2075 | 4.59 | 1 | 365 | 5.2271 | 0.51852 | 5 | 0.74561
4106 | 4.9 | 1 | 365 | 5.5801 | 0.22892 | 5 | 0.80904
1875 | 4.41 | 1 | 365 | 5.0221 | 0.10603 | 5 | 0.12813
1612 | 6.75 | 1 | 365 | 7.6869 | 0.46841 | 8 | 0.15531
3184 | 11.772 | 1 | 365 | 13.406 | 0.9769 | 14 | 0.38286
1538 | 5.5 | 1 | 365 | 6.2634 | 0.60389 | 6 | 0.86729
584 | 9.5 | 1 | 365 | 10.8186 | 0.77035 | 11 | 0.58895
4234 | 7 | 1 | 365 | 7.9716 | 0.041312 | 8 | 0.012912
3376 | 5 | 1 | 365 | 5.694 | 0.45808 | 6 | 0.15208
1233 | 4.02 | 1 | 365 | 4.578 | 0.2123 | 4 | 0.79027
1212 | 3.675 | 1 | 365 | 4.1851 | 0.42169 | 4 | 0.60678
2950 | 6.7 | 1 | 365 | 7.63 | 0.35383 | 7 | 0.98379
1150 | 4.69 | 1 | 365 | 5.341 | 0.74768 | 6 | 0.088651
2859 | 5.36 | 1 | 365 | 6.104 | 0.28306 | 6 | 0.38703
657 | 6.5 | 1 | 365 | 7.4022 | 0.8955 | 8 | 0.2977
524 | 6.03 | 1 | 365 | 6.867 | 0.81844 | 7 | 0.68541
1822 | 4.25 | 1 | 365 | 4.8399 | 0.73937 | 5 | 0.57927
4304 | 6.9 | 1 | 365 | 7.8577 | 0.81215 | 8 | 0.66987
1593 | 3.924 | 1 | 365 | 4.4687 | 0.9923 | 5 | 0.46095
2429 | 4.4 | 1 | 365 | 5.0107 | 0.08311 | 5 | 0.09383
1095 | 6.885 | 1 | 365 | 7.8406 | 0.77778 | 8 | 0.61841
880 | 10.725 | 1 | 365 | 12.2136 | 0.57758 | 12 | 0.79121
352 | 10.2 | 1 | 365 | 11.6158 | 0.37448 | 11 | 0.99024
1433 | 5 | 1 | 365 | 5.694 | 0.45808 | 6 | 0.15208
3678 | 8.25 | 1 | 365 | 9.3951 | 0.90583 | 10 | 0.30093
1058 | 7.705 | 1 | 365 | 8.7745 | 0.6569 | 9 | 0.43136
1170 | 6.5 | 1 | 365 | 7.4022 | 0.8955 | 8 | 0.2977
1561 | 6.25 | 1 | 365 | 7.1175 | 0.3226 | 7 | 0.4401
168 | 11.5 | 1 | 365 | 13.0962 | 0.35358 | 13 | 0.44978
3101 | 3.35 | 1 | 365 | 3.815 | 0.67691 | 4 | 0.49189
1642 | 8.5 | 1 | 365 | 9.6798 | 0.47874 | 10 | 0.15854
1321 | 2.25 | 1 | 365 | 2.5623 | 0.15614 | 2 | 0.71844
5464 | 5 | 1 | 365 | 5.694 | 0.45808 | 6 | 0.15208
1843 | 5.5 | 1 | 365 | 6.2634 | 0.60389 | 6 | 0.86729
3316 | 7.848 | 1 | 365 | 8.9373 | 0.9846 | 9 | 0.9219
2212 | 6 | 1 | 365 | 6.8328 | 0.7497 | 7 | 0.5825
556 | 8.91 | 1 | 365 | 10.1467 | 0.4183 | 10 | 0.56501
3312 | 6.89 | 1 | 365 | 7.8463 | 0.78923 | 8 | 0.63557
5470 | 7.15 | 1 | 365 | 8.1424 | 0.13616 | 8 | 0.27858
1840 | 1.92 | 1 | 365 | 2.1865 | 0.3999 | 2 | 0.5864
1859 | 9.8 | 1 | 365 | 11.1602 | 0.45784 | 11 | 0.61808
2483 | 9.275 | 1 | 365 | 10.5624 | 0.25474 | 10 | 0.81711
350 | 4.5 | 1 | 365 | 5.1246 | 0.31227 | 5 | 0.43687
7877 | 5.36 | 1 | 365 | 6.104 | 0.28306 | 6 | 0.38703
7304 | 4.9 | 1 | 365 | 5.5801 | 0.22892 | 5 | 0.80904
987 | 5.25 | 1 | 365 | 5.9787 | 0.030984 | 6 | 0.009684
3787 | 3.64 | 1 | 365 | 4.1452 | 0.34148 | 4 | 0.48671
3232 | 10.335 | 1 | 365 | 11.7695 | 0.68385 | 12 | 0.45335
2740 | 13.08 | 1 | 365 | 14.8955 | 0.97434 | 15 | 0.86984
2506 | 9 | 1 | 365 | 10.2492 | 0.62454 | 10 | 0.87374
1958 | 4.14 | 1 | 365 | 4.7146 | 0.48729 | 5 | 0.20192
623 | 8.48 | 1 | 365 | 9.657 | 0.4329 | 10 | 0.089928
1876 | 5.025 | 1 | 365 | 5.7225 | 0.51537 | 6 | 0.23784
19120 | 5.25 | 1 | 365 | 5.9787 | 0.030984 | 6 | 0.009684
1644 | 6.25 | 1 | 365 | 7.1175 | 0.3226 | 7 | 0.4401
899 | 5.886 | 1 | 365 | 6.703 | 0.48845 | 7 | 0.19143
1262 | 5.83 | 1 | 365 | 6.6392 | 0.36012 | 6 | 0.99933
1529 | 7 | 1 | 365 | 7.9716 | 0.041312 | 8 | 0.012912
2957 | 4.69 | 1 | 365 | 5.341 | 0.74768 | 6 | 0.088651
576 | 7.37 | 1 | 365 | 8.393 | 0.88921 | 9 | 0.28217
1535 | 3.57 | 1 | 365 | 4.0655 | 0.18107 | 4 | 0.24659
405 | 5 | 1 | 365 | 5.694 | 0.45808 | 6 | 0.15208
3742 | 5 | 1 | 365 | 5.694 | 0.45808 | 6 | 0.15208
1755 | 4.08 | 1 | 365 | 4.6463 | 0.34979 | 4 | 0.9961
2409 | 7.25 | 1 | 365 | 8.2563 | 0.61422 | 8 | 0.87052
1176 | 8.04 | 1 | 365 | 9.156 | 0.42459 | 9 | 0.58054
4199 | 4.02 | 1 | 365 | 4.578 | 0.2123 | 4 | 0.79027
978 | 6 | 1 | 365 | 6.8328 | 0.7497 | 7 | 0.5825
2741 | 8.28 | 1 | 365 | 9.4293 | 0.97458 | 10 | 0.40384
1098 | 4.75 | 1 | 365 | 5.4093 | 0.88518 | 6 | 0.29448
1146 | 6.03 | 1 | 365 | 6.867 | 0.81844 | 7 | 0.68541
54026 | 4.578 | 1 | 365 | 5.2134 | 0.49102 | 5 | 0.70444
48215 | 11 | 1 | 365 | 12.5268 | 0.20778 | 12 | 0.73458
2289 | 13.5 | 1 | 365 | 15.3738 | 0.93682 | 16 | 0.31062
3868 | 3 | 1 | 365 | 3.4164 | 0.87485 | 4 | 0.29125
3152 | 4.41 | 1 | 365 | 5.0221 | 0.10603 | 5 | 0.12813
5967 | 11.96 | 1 | 365 | 13.62 | 0.40773 | 14 | 0.027775
1111 | 6.5 | 1 | 365 | 7.4022 | 0.8955 | 8 | 0.2977
2989 | 4.25 | 1 | 365 | 4.8399 | 0.73937 | 5 | 0.57927
2291 | 5 | 1 | 365 | 5.694 | 0.45808 | 6 | 0.15208
333 | 3.675 | 1 | 365 | 4.1851 | 0.42169 | 4 | 0.60678
2521 | 12.25 | 1 | 365 | 13.9503 | 0.072296 | 14 | 0.022596
59923 | 4 | 1 | 365 | 4.5552 | 0.16646 | 4 | 0.72166
1853 | 3.5 | 1 | 365 | 3.9858 | 0.020656 | 4 | 0.006456
3115 | 7.5 | 1 | 365 | 8.541 | 0.18712 | 8 | 0.72812
3067 | 6 | 1 | 365 | 6.8328 | 0.7497 | 7 | 0.5825
1697 | 6.25 | 1 | 365 | 7.1175 | 0.3226 | 7 | 0.4401
1339 | 7.84 | 1 | 365 | 8.9282 | 0.96627 | 9 | 0.89446
1789 | 3.35 | 1 | 365 | 3.815 | 0.67691 | 4 | 0.49189
3334 | 7.28 | 1 | 365 | 8.2905 | 0.68296 | 8 | 0.97343
2030 | 3.5 | 1 | 365 | 3.9858 | 0.020656 | 4 | 0.006456
3142 | 3.5 | 1 | 365 | 3.9858 | 0.020656 | 4 | 0.006456
3208 | 4.75 | 1 | 365 | 5.4093 | 0.88518 | 6 | 0.29448
2508 | 7 | 1 | 365 | 7.9716 | 0.041312 | 8 | 0.012912
1168 | 3.924 | 1 | 365 | 4.4687 | 0.9923 | 5 | 0.46095
1235 | 10.5 | 1 | 365 | 11.9574 | 0.061968 | 12 | 0.019368
1952 | 5.775 | 1 | 365 | 6.5766 | 0.23408 | 6 | 0.81065
1160 | 9 | 1 | 365 | 10.2492 | 0.62454 | 10 | 0.87374
1330 | 7.75 | 1 | 365 | 8.8257 | 0.76002 | 9 | 0.58572
1472 | 6.75 | 1 | 365 | 7.6869 | 0.46841 | 8 | 0.15531
3146 | 5.88 | 1 | 365 | 6.6961 | 0.4747 | 7 | 0.17085
5469 | 5.25 | 1 | 365 | 5.9787 | 0.030984 | 6 | 0.009684
13205 | 7.848 | 1 | 365 | 8.9373 | 0.9846 | 9 | 0.9219
1172 | 4.5 | 1 | 365 | 5.1246 | 0.31227 | 5 | 0.43687
1156 | 8.5 | 1 | 365 | 9.6798 | 0.47874 | 10 | 0.15854
2442 | 6.7 | 1 | 365 | 7.63 | 0.35383 | 7 | 0.98379
9645 | 9.18 | 1 | 365 | 10.4542 | 0.037035 | 10 | 0.49122
2287 | 3.12 | 1 | 365 | 3.5531 | 0.14984 | 3 | 0.7029
4086 | 7 | 1 | 365 | 7.9716 | 0.041312 | 8 | 0.012912
3828 | 9 | 1 | 365 | 10.2492 | 0.62454 | 10 | 0.87374
56593 | 7.848 | 1 | 365 | 8.9373 | 0.9846 | 9 | 0.9219
2990 | 4.75 | 1 | 365 | 5.4093 | 0.88518 | 6 | 0.29448
6329 | 5 | 1 | 365 | 5.694 | 0.45808 | 6 | 0.15208
1201 | 4.5 | 1 | 365 | 5.1246 | 0.31227 | 5 | 0.43687
16286 | 5.61 | 1 | 365 | 6.3887 | 0.85597 | 7 | 0.24463
530 | 10.8 | 1 | 365 | 12.299 | 0.74945 | 13 | 0.048493
1252 | 5.98 | 1 | 365 | 6.81 | 0.70386 | 7 | 0.51389
3158 | 8.5 | 1 | 365 | 9.6798 | 0.47874 | 10 | 0.15854
354 | 7.14 | 1 | 365 | 8.131 | 0.36214 | 8 | 0.49317
1769 | 6.37 | 1 | 365 | 7.2542 | 0.59759 | 7 | 0.85175
754 | 3.5 | 1 | 365 | 3.9858 | 0.020656 | 4 | 0.006456
2158 | 6.5 | 1 | 365 | 7.4022 | 0.8955 | 8 | 0.2977
876 | 5 | 1 | 365 | 5.694 | 0.45808 | 6 | 0.15208
3556 | 5.36 | 1 | 365 | 6.104 | 0.28306 | 6 | 0.38703
570 | 3.75 | 1 | 365 | 4.2705 | 0.59356 | 4 | 0.86406
669 | 2 | 1 | 365 | 2.2776 | 0.58323 | 2 | 0.86083
170 | 12 | 1 | 365 | 13.6656 | 0.49939 | 14 | 0.16499
2174 | 5.5 | 1 | 365 | 6.2634 | 0.60389 | 6 | 0.86729
4136 | 6.03 | 1 | 365 | 6.867 | 0.81844 | 7 | 0.68541
1341 | 6.375 | 1 | 365 | 7.2599 | 0.60905 | 7 | 0.8689
1271 | 4.08 | 1 | 365 | 4.6463 | 0.34979 | 4 | 0.9961
965 | 10.464 | 1 | 365 | 11.9164 | 0.97947 | 12 | 0.89587
6567 | 3.43 | 1 | 365 | 3.9061 | 0.86024 | 4 | 0.76633
1785 | 7.84 | 1 | 365 | 8.9282 | 0.96627 | 9 | 0.89446
1765 | 5.695 | 1 | 365 | 6.4855 | 0.050753 | 6 | 0.53622
353 | 6.25 | 1 | 365 | 7.1175 | 0.3226 | 7 | 0.4401
4748 | 5.5 | 1 | 365 | 6.2634 | 0.60389 | 6 | 0.86729
3200 | 2.5 | 1 | 365 | 2.847 | 0.72904 | 3 | 0.57604
14095 | 15 | 1 | 365 | 17.082 | 0.37424 | 17 | 0.45624
714 | 7.5 | 1 | 365 | 8.541 | 0.18712 | 8 | 0.72812
612 | 2.25 | 1 | 365 | 2.5623 | 0.15614 | 2 | 0.71844
1165 | 6.03 | 1 | 365 | 6.867 | 0.81844 | 7 | 0.68541
1869 | 7.37 | 1 | 365 | 8.393 | 0.88921 | 9 | 0.28217
27805 | 11.4 | 1 | 365 | 12.9823 | 0.12442 | 13 | 0.10674
2852 | 3.35 | 1 | 365 | 3.815 | 0.67691 | 4 | 0.49189
3589 | 7.5 | 1 | 365 | 8.541 | 0.18712 | 8 | 0.72812
1781 | 7.035 | 1 | 365 | 8.0115 | 0.12152 | 8 | 0.13298
2961 | 7.035 | 1 | 365 | 8.0115 | 0.12152 | 8 | 0.13298
617 | 3.75 | 1 | 365 | 4.2705 | 0.59356 | 4 | 0.86406
749 | 6 | 1 | 365 | 6.8328 | 0.7497 | 7 | 0.5825
404 | 5.886 | 1 | 365 | 6.703 | 0.48845 | 7 | 0.19143
1335 | 7 | 1 | 365 | 7.9716 | 0.041312 | 8 | 0.012912
48165 | 3.5 | 1 | 365 | 3.9858 | 0.020656 | 4 | 0.006456
1174 | 3.25 | 1 | 365 | 3.7011 | 0.44775 | 4 | 0.14885
1364 | 7.194 | 1 | 365 | 8.1925 | 0.48589 | 8 | 0.67841
624 | 7 | 1 | 365 | 7.9716 | 0.041312 | 8 | 0.012912
167 | 4.5 | 1 | 365 | 5.1246 | 0.31227 | 5 | 0.43687
1422 | 9.9 | 1 | 365 | 11.2741 | 0.687 | 11 | 0.96112
597 | 4 | 1 | 365 | 4.5552 | 0.16646 | 4 | 0.72166
581 | 6.75 | 1 | 365 | 7.6869 | 0.46841 | 8 | 0.15531
1792 | 4.02 | 1 | 365 | 4.578 | 0.2123 | 4 | 0.79027
4179 | 8.04 | 1 | 365 | 9.156 | 0.42459 | 9 | 0.58054
1217 | 8.04 | 1 | 365 | 9.156 | 0.42459 | 9 | 0.58054
2860 | 3.35 | 1 | 365 | 3.815 | 0.67691 | 4 | 0.49189
1424 | 6.03 | 1 | 365 | 6.867 | 0.81844 | 7 | 0.68541
1218 | 5.94 | 1 | 365 | 6.7645 | 0.6122 | 7 | 0.37667
1597 | 14.25 | 1 | 365 | 16.2279 | 0.65553 | 16 | 0.88343
2819 | 9 | 1 | 365 | 10.2492 | 0.62454 | 10 | 0.87374
1435 | 5.025 | 1 | 365 | 5.7225 | 0.51537 | 6 | 0.23784
1270 | 2.5 | 1 | 365 | 2.847 | 0.72904 | 3 | 0.57604
1737 | 6.54 | 1 | 365 | 7.4478 | 0.98717 | 8 | 0.43492
7880 | 6.05 | 1 | 365 | 6.8897 | 0.86428 | 7 | 0.75402
3170 | 3.35 | 1 | 365 | 3.815 | 0.67691 | 4 | 0.49189
1206 | 4.69 | 1 | 365 | 5.341 | 0.74768 | 6 | 0.088651
3528 | 6.9 | 1 | 365 | 7.8577 | 0.81215 | 8 | 0.66987
1492 | 7 | 1 | 365 | 7.9716 | 0.041312 | 8 | 0.012912
3164 | 9 | 1 | 365 | 10.2492 | 0.62454 | 10 | 0.87374
614 | 4 | 1 | 365 | 4.5552 | 0.16646 | 4 | 0.72166
2788 | 5 | 1 | 365 | 5.694 | 0.45808 | 6 | 0.15208
1725 | 5.75 | 1 | 365 | 6.5481 | 0.17679 | 6 | 0.72489
2374 | 9.5 | 1 | 365 | 10.8186 | 0.77035 | 11 | 0.58895
4284 | 4.56 | 1 | 365 | 5.1929 | 0.44977 | 5 | 0.6427
1520 | 6.76 | 1 | 365 | 7.6983 | 0.49132 | 8 | 0.18961
44958 | 7.5 | 1 | 365 | 8.541 | 0.18712 | 8 | 0.72812
257 | 9 | 1 | 365 | 10.2492 | 0.62454 | 10 | 0.87374
1169 | 6 | 1 | 365 | 6.8328 | 0.7497 | 7 | 0.5825
440 | 6.5 | 1 | 365 | 7.4022 | 0.8955 | 8 | 0.2977
6192 | 3.75 | 1 | 365 | 4.2705 | 0.59356 | 4 | 0.86406
1560 | 8.5 | 1 | 365 | 9.6798 | 0.47874 | 10 | 0.15854
1531 | 8.67 | 1 | 365 | 9.8734 | 0.86831 | 10 | 0.74171
454 | 5.25 | 1 | 365 | 5.9787 | 0.030984 | 6 | 0.009684
145 | 12.5 | 1 | 365 | 14.235 | 0.6452 | 14 | 0.8802
1145 | 4.9 | 1 | 365 | 5.5801 | 0.22892 | 5 | 0.80904
1411 | 7.5 | 1 | 365 | 8.541 | 0.18712 | 8 | 0.72812
439 | 8.75 | 1 | 365 | 9.9645 | 0.05164 | 10 | 0.01614
1182 | 6.7 | 1 | 365 | 7.63 | 0.35383 | 7 | 0.98379
904 | 6.75 | 1 | 365 | 7.6869 | 0.46841 | 8 | 0.15531
1870 | 3.35 | 1 | 365 | 3.815 | 0.67691 | 4 | 0.49189
339 | 8 | 1 | 365 | 9.1104 | 0.33293 | 9 | 0.44333
3602 | 9 | 1 | 365 | 10.2492 | 0.62454 | 10 | 0.87374
4608 | 6.12 | 1 | 365 | 6.9695 | 0.02469 | 6 | 0.99415
3594 | 8 | 1 | 365 | 9.1104 | 0.33293 | 9 | 0.44333
1149 | 4.02 | 1 | 365 | 4.578 | 0.2123 | 4 | 0.79027
628 | 4.75 | 1 | 365 | 5.4093 | 0.88518 | 6 | 0.29448
964 | 10.05 | 1 | 365 | 11.4449 | 0.030741 | 11 | 0.47568
381 | 10.5 | 1 | 365 | 11.9574 | 0.061968 | 12 | 0.019368
848 | 6.213 | 1 | 365 | 7.0754 | 0.23781 | 7 | 0.31317
582 | 2.75 | 1 | 365 | 3.1317 | 0.30194 | 3 | 0.43364
4076 | 4.5 | 1 | 365 | 5.1246 | 0.31227 | 5 | 0.43687
4712 | 5 | 1 | 365 | 5.694 | 0.45808 | 6 | 0.15208
460 | 4.75 | 1 | 365 | 5.4093 | 0.88518 | 6 | 0.29448
2211 | 5.25 | 1 | 365 | 5.9787 | 0.030984 | 6 | 0.009684
3980 | 6.5 | 1 | 365 | 7.4022 | 0.8955 | 8 | 0.2977
1957 | 12.65 | 1 | 365 | 14.4058 | 0.98894 | 15 | 0.39476
3876 | 3.71 | 1 | 365 | 4.2249 | 0.5019 | 4 | 0.72684
1480 | 3.597 | 1 | 365 | 4.0963 | 0.24294 | 4 | 0.33921
5467 | 5.5 | 1 | 365 | 6.2634 | 0.60389 | 6 | 0.86729
1557 | 13.734 | 1 | 365 | 15.6403 | 0.47305 | 16 | 0.11333
2512 | 7.65 | 1 | 365 | 8.7118 | 0.53086 | 9 | 0.24268
2890 | 12.075 | 1 | 365 | 13.751 | 0.67126 | 14 | 0.42227
2076 | 14.75 | 1 | 365 | 16.7973 | 0.80134 | 17 | 0.59864
4567 | 3.78 | 1 | 365 | 4.3047 | 0.66231 | 4 | 0.96697
2694 | 3.27 | 1 | 365 | 3.7239 | 0.49358 | 4 | 0.21746
1796 | 7.848 | 1 | 365 | 8.9373 | 0.9846 | 9 | 0.9219
10543 | 4.8 | 1 | 365 | 5.4662 | 0.99976 | 6 | 0.466
703 | 6.25 | 1 | 365 | 7.1175 | 0.3226 | 7 | 0.4401
19739 | 10.2 | 1 | 365 | 11.6158 | 0.37448 | 11 | 0.99024
52673 | 6.67 | 1 | 365 | 7.5958 | 0.28508 | 7 | 0.88087
1022 | 6.12 | 1 | 365 | 6.9695 | 0.02469 | 6 | 0.99415
3206 | 7.7 | 1 | 365 | 8.7688 | 0.64544 | 9 | 0.4142
710 | 4.5 | 1 | 365 | 5.1246 | 0.31227 | 5 | 0.43687
1302 | 5 | 1 | 365 | 5.694 | 0.45808 | 6 | 0.15208
589 | 5 | 1 | 365 | 5.694 | 0.45808 | 6 | 0.15208
772 | 5.75 | 1 | 365 | 6.5481 | 0.17679 | 6 | 0.72489
1178 | 5.695 | 1 | 365 | 6.4855 | 0.050753 | 6 | 0.53622
3205 | 4.25 | 1 | 365 | 4.8399 | 0.73937 | 5 | 0.57927
650 | 6 | 1 | 365 | 6.8328 | 0.7497 | 7 | 0.5825
962 | 7.194 | 1 | 365 | 8.1925 | 0.48589 | 8 | 0.67841
2995 | 8 | 1 | 365 | 9.1104 | 0.33293 | 9 | 0.44333
2100 | 7.395 | 1 | 365 | 8.4214 | 0.9465 | 9 | 0.36793
2594 | 9.805 | 1 | 365 | 11.1659 | 0.46929 | 11 | 0.63523
819 | 10.25 | 1 | 365 | 11.6727 | 0.48906 | 12 | 0.16176
1438 | 10.92 | 1 | 365 | 12.4357 | 0.024447 | 12 | 0.46014
2968 | 7.8 | 1 | 365 | 8.8826 | 0.8746 | 9 | 0.75724
6492 | 4.5 | 1 | 365 | 5.1246 | 0.31227 | 5 | 0.43687
1453 | 7.035 | 1 | 365 | 8.0115 | 0.12152 | 8 | 0.13298
662 | 3.5 | 1 | 365 | 3.9858 | 0.020656 | 4 | 0.006456
9526 | 8.25 | 1 | 365 | 9.3951 | 0.90583 | 10 | 0.30093
3754 | 5.865 | 1 | 365 | 6.6791 | 0.44033 | 7 | 0.11939
770 | 8 | 1 | 365 | 9.1104 | 0.33293 | 9 | 0.44333
3229 | 3 | 1 | 365 | 3.4164 | 0.87485 | 4 | 0.29125
14016 | 6.75 | 1 | 365 | 7.6869 | 0.46841 | 8 | 0.15531
7950 | 6.21 | 1 | 365 | 7.0719 | 0.23094 | 7 | 0.30288
831 | 6.5 | 1 | 365 | 7.4022 | 0.8955 | 8 | 0.2977
734 | 6.75 | 1 | 365 | 7.6869 | 0.46841 | 8 | 0.15531
2229 | 3.43 | 1 | 365 | 3.9061 | 0.86024 | 4 | 0.76633
755 | 7.75 | 1 | 365 | 8.8257 | 0.76002 | 9 | 0.58572
10183 | 4 | 1 | 365 | 4.5552 | 0.16646 | 4 | 0.72166
2754 | 4.5 | 1 | 365 | 5.1246 | 0.31227 | 5 | 0.43687
4003 | 4.75 | 1 | 365 | 5.4093 | 0.88518 | 6 | 0.29448
2117 | 9.25 | 1 | 365 | 10.5339 | 0.19745 | 10 | 0.73135
647 | 10.5 | 1 | 365 | 11.9574 | 0.061968 | 12 | 0.019368
1888 | 5.88 | 1 | 365 | 6.6961 | 0.4747 | 7 | 0.17085
1004 | 10.26 | 1 | 365 | 11.6841 | 0.51198 | 12 | 0.19607
1877 | 6.03 | 1 | 365 | 6.867 | 0.81844 | 7 | 0.68541
3136 | 3.5 | 1 | 365 | 3.9858 | 0.020656 | 4 | 0.006456
932 | 5.5 | 1 | 365 | 6.2634 | 0.60389 | 6 | 0.86729
3336 | 7.035 | 1 | 365 | 8.0115 | 0.12152 | 8 | 0.13298
1227 | 6.37 | 1 | 365 | 7.2542 | 0.59759 | 7 | 0.85175
3028 | 4 | 1 | 365 | 4.5552 | 0.16646 | 4 | 0.72166
4299 | 7.75 | 1 | 365 | 8.8257 | 0.76002 | 9 | 0.58572
6412 | 5 | 1 | 365 | 5.694 | 0.45808 | 6 | 0.15208
6286 | 4 | 1 | 365 | 4.5552 | 0.16646 | 4 | 0.72166
6246 | 3.78 | 1 | 365 | 4.3047 | 0.66231 | 4 | 0.96697
939 | 8.25 | 1 | 365 | 9.3951 | 0.90583 | 10 | 0.30093
2130 | 12 | 1 | 365 | 13.6656 | 0.49939 | 14 | 0.16499
1491 | 8.67 | 1 | 365 | 9.8734 | 0.86831 | 10 | 0.74171
2416 | 8 | 1 | 365 | 9.1104 | 0.33293 | 9 | 0.44333
2014 | 5 | 1 | 365 | 5.694 | 0.45808 | 6 | 0.15208
4599 | 7.65 | 1 | 365 | 8.7118 | 0.53086 | 9 | 0.24268
2959 | 4.165 | 1 | 365 | 4.7431 | 0.54458 | 5 | 0.28768
2006 | 8.04 | 1 | 365 | 9.156 | 0.42459 | 9 | 0.58054
2276 | 3.75 | 1 | 365 | 4.2705 | 0.59356 | 4 | 0.86406
607 | 5.5 | 1 | 365 | 6.2634 | 0.60389 | 6 | 0.86729
773 | 3.75 | 1 | 365 | 4.2705 | 0.59356 | 4 | 0.86406
6233 | 9 | 1 | 365 | 10.2492 | 0.62454 | 10 | 0.87374
6384 | 5.4 | 1 | 365 | 6.1495 | 0.37473 | 6 | 0.52425
3201 | 4.25 | 1 | 365 | 4.8399 | 0.73937 | 5 | 0.57927
24679 | 8.04 | 1 | 365 | 9.156 | 0.42459 | 9 | 0.58054
1763 | 7.595 | 1 | 365 | 8.6492 | 0.40482 | 9 | 0.05401
2482 | 4.24 | 1 | 365 | 4.8285 | 0.71645 | 5 | 0.54496
2005 | 6 | 1 | 365 | 6.8328 | 0.7497 | 7 | 0.5825
632 | 11.25 | 1 | 365 | 12.8115 | 0.78068 | 13 | 0.59218
1782 | 3.685 | 1 | 365 | 4.1965 | 0.4446 | 4 | 0.64108
2013 | 4.25 | 1 | 365 | 4.8399 | 0.73937 | 5 | 0.57927
6275 | 6.25 | 1 | 365 | 7.1175 | 0.3226 | 7 | 0.4401
1083 | 3.25 | 1 | 365 | 3.7011 | 0.44775 | 4 | 0.14885
803 | 7.848 | 1 | 365 | 8.9373 | 0.9846 | 9 | 0.9219
712 | 3.75 | 1 | 365 | 4.2705 | 0.59356 | 4 | 0.86406
3183 | 4.69 | 1 | 365 | 5.341 | 0.74768 | 6 | 0.088651
2715 | 5.5 | 1 | 365 | 6.2634 | 0.60389 | 6 | 0.86729
2953 | 4.655 | 1 | 365 | 5.3011 | 0.66747 | 5 | 0.96859
2451 | 7.75 | 1 | 365 | 8.8257 | 0.76002 | 9 | 0.58572
1016 | 3.75 | 1 | 365 | 4.2705 | 0.59356 | 4 | 0.86406
629 | 11 | 1 | 365 | 12.5268 | 0.20778 | 12 | 0.73458
1213 | 3.685 | 1 | 365 | 4.1965 | 0.4446 | 4 | 0.64108
1809 | 3.35 | 1 | 365 | 3.815 | 0.67691 | 4 | 0.49189
961 | 5.5 | 1 | 365 | 6.2634 | 0.60389 | 6 | 0.86729
7124 | 4.69 | 1 | 365 | 5.341 | 0.74768 | 6 | 0.088651
12319 | 4.5 | 1 | 365 | 5.1246 | 0.31227 | 5 | 0.43687
10903 | 5 | 1 | 365 | 5.694 | 0.45808 | 6 | 0.15208
2988 | 14.25 | 1 | 365 | 16.2279 | 0.65553 | 16 | 0.88343
3739 | 11 | 1 | 365 | 12.5268 | 0.20778 | 12 | 0.73458
1579 | 8 | 1 | 365 | 9.1104 | 0.33293 | 9 | 0.44333
639 | 2.5 | 1 | 365 | 2.847 | 0.72904 | 3 | 0.57604
2954 | 2.75 | 1 | 365 | 3.1317 | 0.30194 | 3 | 0.43364
1051 | 8 | 1 | 365 | 9.1104 | 0.33293 | 9 | 0.44333
2275 | 5.5 | 1 | 365 | 6.2634 | 0.60389 | 6 | 0.86729
673 | 3 | 1 | 365 | 3.4164 | 0.87485 | 4 | 0.29125
2441 | 6.48 | 1 | 365 | 7.3794 | 0.84967 | 8 | 0.2291
723 | 4 | 1 | 365 | 4.5552 | 0.16646 | 4 | 0.72166
568 | 3.75 | 1 | 365 | 4.2705 | 0.59356 | 4 | 0.86406
608 | 6.25 | 1 | 365 | 7.1175 | 0.3226 | 7 | 0.4401
6476 | 6.615 | 1 | 365 | 7.5332 | 0.15904 | 7 | 0.6922
4231 | 6.25 | 1 | 365 | 7.1175 | 0.3226 | 7 | 0.4401
2007 | 8.525 | 1 | 365 | 9.7083 | 0.53603 | 10 | 0.2443
1611 | 4.5 | 1 | 365 | 5.1246 | 0.31227 | 5 | 0.43687
1802 | 6.37 | 1 | 365 | 7.2542 | 0.59759 | 7 | 0.85175
5512 | 6.03 | 1 | 365 | 6.867 | 0.81844 | 7 | 0.68541
689 | 2.5 | 1 | 365 | 2.847 | 0.72904 | 3 | 0.57604
611 | 4.5 | 1 | 365 | 5.1246 | 0.31227 | 5 | 0.43687
3401 | 6.37 | 1 | 365 | 7.2542 | 0.59759 | 7 | 0.85175
604 | 12.5 | 1 | 365 | 14.235 | 0.6452 | 14 | 0.8802
2734 | 9.18 | 1 | 365 | 10.4542 | 0.037035 | 10 | 0.49122
2691 | 4.56 | 1 | 365 | 5.1929 | 0.44977 | 5 | 0.6427
569 | 6.095 | 1 | 365 | 6.941 | 0.9674 | 7 | 0.90839
613 | 4.5 | 1 | 365 | 5.1246 | 0.31227 | 5 | 0.43687
3551 | 7.84 | 1 | 365 | 8.9282 | 0.96627 | 9 | 0.89446
3482 | 4.335 | 1 | 365 | 4.9367 | 0.93416 | 5 | 0.87085
52664 | 8.28 | 1 | 365 | 9.4293 | 0.97458 | 10 | 0.40384
6004 | 6.7 | 1 | 365 | 7.63 | 0.35383 | 7 | 0.98379
595 | 4.75 | 1 | 365 | 5.4093 | 0.88518 | 6 | 0.29448
2170 | 9.81 | 1 | 365 | 11.1716 | 0.48075 | 11 | 0.65238
2171 | 10.53 | 1 | 365 | 11.9916 | 0.13072 | 12 | 0.12228
2008 | 8.4 | 1 | 365 | 9.5659 | 0.24957 | 9 | 0.81549
52672 | 11.5 | 1 | 365 | 13.0962 | 0.35358 | 13 | 0.44978
625 | 4.75 | 1 | 365 | 5.4093 | 0.88518 | 6 | 0.29448
355 | 9.18 | 1 | 365 | 10.4542 | 0.037035 | 10 | 0.49122
2085 | 7.28 | 1 | 365 | 8.2905 | 0.68296 | 8 | 0.97343
615 | 2.12 | 1 | 365 | 2.4143 | 0.85823 | 3 | 0.27248
751 | 7 | 1 | 365 | 7.9716 | 0.041312 | 8 | 0.012912
1905 | 9.18 | 1 | 365 | 10.4542 | 0.037035 | 10 | 0.49122
3213 | 8.1 | 1 | 365 | 9.2243 | 0.56209 | 9 | 0.78637
3223 | 4.75 | 1 | 365 | 5.4093 | 0.88518 | 6 | 0.29448
2392 | 5.25 | 1 | 365 | 5.9787 | 0.030984 | 6 | 0.009684
2505 | 9 | 1 | 365 | 10.2492 | 0.62454 | 10 | 0.87374
4583 | 7.5 | 1 | 365 | 8.541 | 0.18712 | 8 | 0.72812
2107 | 7.425 | 1 | 365 | 8.4556 | 0.015249 | 8 | 0.47084
910 | 7.15 | 1 | 365 | 8.1424 | 0.38505 | 8 | 0.52747
2659 | 5.5 | 1 | 365 | 6.2634 | 0.60389 | 6 | 0.86729
4281 | 4.56 | 1 | 365 | 5.1929 | 0.44977 | 5 | 0.6427
4884 | 11.25 | 1 | 365 | 12.8115 | 0.78068 | 13 | 0.59218
1220 | 8.75 | 1 | 365 | 9.9645 | 0.05164 | 10 | 0.01614
1382 | 5.25 | 1 | 365 | 5.9787 | 0.030984 | 6 | 0.009684
5578 | 12.06 | 1 | 365 | 13.7339 | 0.63689 | 14 | 0.37082
3207 | 5.88 | 1 | 365 | 6.6961 | 0.4747 | 7 | 0.17085
4028 | 7.5 | 1 | 365 | 8.541 | 0.18712 | 8 | 0.72812
672 | 14.715 | 1 | 365 | 16.7574 | 0.72113 | 17 | 0.47857
1698 | 3.12 | 1 | 365 | 3.5531 | 0.14984 | 3 | 0.7029
760 | 3.185 | 1 | 365 | 3.6271 | 0.2988 | 3 | 0.92587
1921 | 5 | 1 | 365 | 5.694 | 0.45808 | 6 | 0.15208
1413 | 9 | 1 | 365 | 10.2492 | 0.62454 | 10 | 0.87374
2730 | 10.72 | 1 | 365 | 12.2079 | 0.56612 | 12 | 0.77406
6473 | 12.426 | 1 | 365 | 14.1507 | 0.47562 | 14 | 0.62635
959 | 8.25 | 1 | 365 | 9.3951 | 0.90583 | 10 | 0.30093
1965 | 10.8 | 1 | 365 | 12.299 | 0.74945 | 13 | 0.048493
1506 | 8.64 | 1 | 365 | 9.8392 | 0.79956 | 10 | 0.63879
3695 | 4.75 | 1 | 365 | 5.4093 | 0.88518 | 6 | 0.29448
1421 | 5 | 1 | 365 | 5.694 | 0.45808 | 6 | 0.15208
3197 | 6.48 | 1 | 365 | 7.3794 | 0.84967 | 8 | 0.2291
3199 | 5.75 | 1 | 365 | 6.5481 | 0.17679 | 6 | 0.72489
2375 | 4.845 | 1 | 365 | 5.5175 | 0.10288 | 5 | 0.62037
10805 | 5 | 1 | 365 | 5.694 | 0.45808 | 6 | 0.15208
2077 | 13.25 | 1 | 365 | 15.0891 | 0.36391 | 15 | 0.45301
663 | 4.5 | 1 | 365 | 5.1246 | 0.31227 | 5 | 0.43687
1807 | 7.035 | 1 | 365 | 8.0115 | 0.12152 | 8 | 0.13298
1772 | 3.43 | 1 | 365 | 3.9061 | 0.86024 | 4 | 0.76633
2123 | 4.505 | 1 | 365 | 5.1303 | 0.32373 | 5 | 0.45402
1680 | 5.5 | 1 | 365 | 6.2634 | 0.60389 | 6 | 0.86729
1476 | 7.7 | 1 | 365 | 8.7688 | 0.64544 | 9 | 0.4142
1497 | 3.975 | 1 | 365 | 4.5267 | 0.10917 | 4 | 0.6359
2485 | 4.02 | 1 | 365 | 4.578 | 0.2123 | 4 | 0.79027
680 | 8 | 1 | 365 | 9.1104 | 0.33293 | 9 | 0.44333
3148 | 9.75 | 1 | 365 | 11.1033 | 0.34326 | 11 | 0.44656
4627 | 5.83 | 1 | 365 | 6.6392 | 0.36012 | 6 | 0.99933
2952 | 3.75 | 1 | 365 | 4.2705 | 0.59356 | 4 | 0.86406
2331 | 5.25 | 1 | 365 | 5.9787 | 0.030984 | 6 | 0.009684
1871 | 3.35 | 1 | 365 | 3.815 | 0.67691 | 4 | 0.49189
20143 | 5 | 1 | 365 | 5.694 | 0.45808 | 6 | 0.15208
2958 | 6.37 | 1 | 365 | 7.2542 | 0.59759 | 7 | 0.85175
4105 | 3 | 1 | 365 | 3.4164 | 0.87485 | 4 | 0.29125
747 | 4 | 1 | 365 | 4.5552 | 0.16646 | 4 | 0.72166
1929 | 6 | 1 | 365 | 6.8328 | 0.7497 | 7 | 0.5825
3090 | 3.5 | 1 | 365 | 3.9858 | 0.020656 | 4 | 0.006456
3109 | 6.37 | 1 | 365 | 7.2542 | 0.59759 | 7 | 0.85175
2198 | 8.4 | 1 | 365 | 9.5659 | 0.24957 | 9 | 0.81549
3917 | 5.36 | 1 | 365 | 6.104 | 0.28306 | 6 | 0.38703
3310 | 6.03 | 1 | 365 | 6.867 | 0.81844 | 7 | 0.68541
2340 | 7.25 | 1 | 365 | 8.2563 | 0.61422 | 8 | 0.87052
1999 | 5.5 | 1 | 365 | 6.2634 | 0.60389 | 6 | 0.86729
698 | 6 | 1 | 365 | 6.8328 | 0.7497 | 7 | 0.5825
971 | 6.25 | 1 | 365 | 7.1175 | 0.3226 | 7 | 0.4401
1345 | 8.1 | 1 | 365 | 9.2243 | 0.56209 | 9 | 0.78637
3555 | 5.25 | 1 | 365 | 5.9787 | 0.030984 | 6 | 0.009684
1387 | 4.25 | 1 | 365 | 4.8399 | 0.73937 | 5 | 0.57927
3554 | 7.37 | 1 | 365 | 8.393 | 0.88921 | 9 | 0.28217
1618 | 6.25 | 1 | 365 | 7.1175 | 0.3226 | 7 | 0.4401
733 | 5.25 | 1 | 365 | 5.9787 | 0.030984 | 6 | 0.009684
4944 | 5.5 | 1 | 365 | 6.2634 | 0.60389 | 6 | 0.86729
1699 | 8.5 | 1 | 365 | 9.6798 | 0.47874 | 10 | 0.15854
4468 | 8.5 | 1 | 365 | 9.6798 | 0.47874 | 10 | 0.15854
16258 | 9.5 | 1 | 365 | 10.8186 | 0.77035 | 11 | 0.58895
3323 | 11.505 | 1 | 365 | 13.1019 | 0.36504 | 13 | 0.46694
3640 | 3.315 | 1 | 365 | 3.7751 | 0.59671 | 4 | 0.37183
4437 | 9 | 1 | 365 | 10.2492 | 0.62454 | 10 | 0.87374
6181 | 6.37 | 1 | 365 | 7.2542 | 0.59759 | 7 | 0.85175
3209 | 5.94 | 1 | 365 | 6.7645 | 0.6122 | 7 | 0.37667
1858 | 5.5 | 1 | 365 | 6.2634 | 0.60389 | 6 | 0.86729
3215 | 7.29 | 1 | 365 | 8.3019 | 0.70588 | 9 | 0.0077326
4077 | 4.16 | 1 | 365 | 4.7374 | 0.53312 | 5 | 0.27053
2186 | 6.5 | 1 | 365 | 7.4022 | 0.8955 | 8 | 0.2977
3601 | 8.32 | 1 | 365 | 9.4748 | 0.066245 | 9 | 0.54106
5440 | 6.12 | 1 | 365 | 6.9695 | 0.02469 | 6 | 0.99415
3427 | 3 | 1 | 365 | 3.4164 | 0.87485 | 4 | 0.29125
11782 | 6.48 | 1 | 365 | 7.3794 | 0.84967 | 8 | 0.2291
2690 | 3.5 | 1 | 365 | 3.9858 | 0.020656 | 4 | 0.006456
1488 | 6 | 1 | 365 | 6.8328 | 0.7497 | 7 | 0.5825
3442 | 6.03 | 1 | 365 | 6.867 | 0.81844 | 7 | 0.68541
6566 | 7.035 | 1 | 365 | 8.0115 | 0.12152 | 8 | 0.13298
20530 | 11.45 | 1 | 365 | 13.0393 | 0.239 | 13 | 0.27826
6173 | 6.12 | 1 | 365 | 6.9695 | 0.02469 | 6 | 0.99415
6201 | 8 | 1 | 365 | 9.1104 | 0.33293 | 9 | 0.44333
6240 | 3.78 | 1 | 365 | 4.3047 | 0.66231 | 4 | 0.96697
1892 | 4.165 | 1 | 365 | 4.7431 | 0.54458 | 5 | 0.28768
3172 | 3.35 | 1 | 365 | 3.815 | 0.67691 | 4 | 0.49189
642 | 7.25 | 1 | 365 | 8.2563 | 0.61422 | 8 | 0.87052
901 | 8.25 | 1 | 365 | 9.3951 | 0.90583 | 10 | 0.30093
6375 | 5.4 | 1 | 365 | 6.1495 | 0.37473 | 6 | 0.52425
4955 | 6.63 | 1 | 365 | 7.5502 | 0.19341 | 7 | 0.74366
7862 | 6.63 | 1 | 365 | 7.5502 | 0.19341 | 7 | 0.74366
3198 | 4.845 | 1 | 365 | 5.5175 | 0.10288 | 5 | 0.62037
1260 | 5 | 1 | 365 | 5.694 | 0.45808 | 6 | 0.15208
1864 | 3.685 | 1 | 365 | 4.1965 | 0.4446 | 4 | 0.64108
3203 | 4.02 | 1 | 365 | 4.578 | 0.2123 | 4 | 0.79027
764 | 3.75 | 1 | 365 | 4.2705 | 0.59356 | 4 | 0.86406
1867 | 5.695 | 1 | 365 | 6.4855 | 0.050753 | 6 | 0.53622
1764 | 5.88 | 1 | 365 | 6.6961 | 0.4747 | 7 | 0.17085
763 | 3.25 | 1 | 365 | 3.7011 | 0.44775 | 4 | 0.14885
622 | 4.75 | 1 | 365 | 5.4093 | 0.88518 | 6 | 0.29448
3248 | 8.7 | 1 | 365 | 9.9076 | 0.93706 | 10 | 0.84462
1847 | 5 | 1 | 365 | 5.694 | 0.45808 | 6 | 0.15208
588 | 2.5 | 1 | 365 | 2.847 | 0.72904 | 3 | 0.57604
6500 | 6 | 1 | 365 | 6.8328 | 0.7497 | 7 | 0.5825
606 | 4.75 | 1 | 365 | 5.4093 | 0.88518 | 6 | 0.29448
6217 | 8.75 | 1 | 365 | 9.9645 | 0.05164 | 10 | 0.01614
6241 | 5.4 | 1 | 365 | 6.1495 | 0.37473 | 6 | 0.52425
1385 | 7.29 | 1 | 365 | 8.3019 | 0.70588 | 9 | 0.0077326
1549 | 4.75 | 1 | 365 | 5.4093 | 0.88518 | 6 | 0.29448
1378 | 7.35 | 1 | 365 | 8.3702 | 0.84338 | 9 | 0.21356
6248 | 9.99 | 1 | 365 | 11.3766 | 0.89324 | 12 | 0.26986
1637 | 5 | 1 | 365 | 5.694 | 0.45808 | 6 | 0.15208
3123 | 7.5 | 1 | 365 | 8.541 | 0.18712 | 8 | 0.72812
1432 | 9.945 | 1 | 365 | 11.3254 | 0.79012 | 12 | 0.11549
691 | 3.75 | 1 | 365 | 4.2705 | 0.59356 | 4 | 0.86406
957 | 4 | 1 | 365 | 4.5552 | 0.16646 | 4 | 0.72166
1140 | 2.25 | 1 | 365 | 2.5623 | 0.15614 | 2 | 0.71844
2168 | 10.72 | 1 | 365 | 12.2079 | 0.56612 | 12 | 0.77406
3691 | 6.75 | 1 | 365 | 7.6869 | 0.46841 | 8 | 0.15531
4049 | 4.75 | 1 | 365 | 5.4093 | 0.88518 | 6 | 0.29448
340 | 4.5 | 1 | 365 | 5.1246 | 0.31227 | 5 | 0.43687
6138 | 8 | 1 | 365 | 9.1104 | 0.33293 | 9 | 0.44333
1946 | 8.96 | 1 | 365 | 10.2036 | 0.53288 | 10 | 0.73653
3246 | 8.04 | 1 | 365 | 9.156 | 0.42459 | 9 | 0.58054
886 | 7.848 | 1 | 365 | 8.9373 | 0.9846 | 9 | 0.9219
699 | 11 | 1 | 365 | 12.5268 | 0.20778 | 12 | 0.73458
1790 | 3.685 | 1 | 365 | 4.1965 | 0.4446 | 4 | 0.64108
4084 | 2.5 | 1 | 365 | 2.847 | 0.72904 | 3 | 0.57604
3161 | 5.1 | 1 | 365 | 5.8079 | 0.68724 | 6 | 0.49512
4065 | 9.075 | 1 | 365 | 10.3346 | 0.79642 | 11 | 0.13103
2356 | 5.94 | 1 | 365 | 6.7645 | 0.6122 | 7 | 0.37667
1936 | 10.75 | 1 | 365 | 12.2421 | 0.63487 | 12 | 0.87697
1911 | 8.745 | 1 | 365 | 9.9588 | 0.040182 | 9 | 0.99899
6103 | 3.35 | 1 | 365 | 3.815 | 0.67691 | 4 | 0.49189
2886 | 9.12 | 1 | 365 | 10.3859 | 0.89954 | 11 | 0.28539
700 | 5.25 | 1 | 365 | 5.9787 | 0.030984 | 6 | 0.009684
3031 | 4.25 | 1 | 365 | 4.8399 | 0.73937 | 5 | 0.57927
2074 | 6.25 | 1 | 365 | 7.1175 | 0.3226 | 7 | 0.4401
1837 | 5.36 | 1 | 365 | 6.104 | 0.28306 | 6 | 0.38703
3919 | 4.02 | 1 | 365 | 4.578 | 0.2123 | 4 | 0.79027
6426 | 9.75 | 1 | 365 | 11.1033 | 0.34326 | 11 | 0.44656
6421 | 9.18 | 1 | 365 | 10.4542 | 0.037035 | 10 | 0.49122
6148 | 5.75 | 1 | 365 | 6.5481 | 0.17679 | 6 | 0.72489
693 | 4.5 | 1 | 365 | 5.1246 | 0.31227 | 5 | 0.43687
4590 | 4.25 | 1 | 365 | 4.8399 | 0.73937 | 5 | 0.57927
2884 | 3 | 1 | 365 | 3.4164 | 0.87485 | 4 | 0.29125
3743 | 10.2 | 1 | 365 | 11.6158 | 0.37448 | 11 | 0.99024
1115 | 11.25 | 1 | 365 | 12.8115 | 0.78068 | 13 | 0.59218
16865 | 5.025 | 1 | 365 | 5.7225 | 0.51537 | 6 | 0.23784
765 | 7 | 1 | 365 | 7.9716 | 0.041312 | 8 | 0.012912
4180 | 4.95 | 1 | 365 | 5.6371 | 0.3435 | 5 | 0.98056
1379 | 9 | 1 | 365 | 10.2492 | 0.62454 | 10 | 0.87374
4018 | 5.7 | 1 | 365 | 6.4912 | 0.062211 | 6 | 0.55337
52668 | 8.28 | 1 | 365 | 9.4293 | 0.97458 | 10 | 0.40384
651 | 5.25 | 1 | 365 | 5.9787 | 0.030984 | 6 | 0.009684
5337 | 9.72 | 1 | 365 | 11.0691 | 0.27451 | 11 | 0.34364
3150 | 10 | 1 | 365 | 11.388 | 0.91616 | 12 | 0.30416
2020 | 4.5 | 1 | 365 | 5.1246 | 0.31227 | 5 | 0.43687
1118 | 11 | 1 | 365 | 12.5268 | 0.20778 | 12 | 0.73458
1614 | 8 | 1 | 365 | 9.1104 | 0.33293 | 9 | 0.44333
7915 | 7.5 | 1 | 365 | 8.541 | 0.18712 | 8 | 0.72812
988 | 3.5 | 1 | 365 | 3.9858 | 0.020656 | 4 | 0.006456
2685 | 7 | 1 | 365 | 7.9716 | 0.041312 | 8 | 0.012912
10962 | 9.75 | 1 | 365 | 11.1033 | 0.34326 | 11 | 0.44656
4107 | 5.4 | 1 | 365 | 6.1495 | 0.37473 | 6 | 0.52425
2447 | 6.6 | 1 | 365 | 7.5161 | 0.12467 | 7 | 0.64075
1519 | 4.77 | 1 | 365 | 5.4321 | 0.93101 | 6 | 0.36308
7839 | 4 | 1 | 365 | 4.5552 | 0.16646 | 4 | 0.72166
8423 | 9.25 | 1 | 365 | 10.5339 | 0.19745 | 10 | 0.73135
2078 | 7.194 | 1 | 365 | 8.1925 | 0.48589 | 8 | 0.67841
5689 | 5.1 | 1 | 365 | 5.8079 | 0.68724 | 6 | 0.49512
2725 | 6.6 | 1 | 365 | 7.5161 | 0.12467 | 7 | 0.64075
2069 | 3.924 | 1 | 365 | 4.4687 | 0.9923 | 5 | 0.46095
2218 | 9.5 | 1 | 365 | 10.8186 | 0.77035 | 11 | 0.58895
2523 | 8 | 1 | 365 | 9.1104 | 0.33293 | 9 | 0.44333
1109 | 7.67 | 1 | 365 | 8.7346 | 0.57669 | 9 | 0.31129
7800 | 3.75 | 1 | 365 | 4.2705 | 0.59356 | 4 | 0.86406
3817 | 7 | 1 | 365 | 7.9716 | 0.041312 | 8 | 0.012912
3693 | 6.9 | 1 | 365 | 7.8577 | 0.81215 | 8 | 0.66987
3204 | 4.165 | 1 | 365 | 4.7431 | 0.54458 | 5 | 0.28768
3926 | 12.15 | 1 | 365 | 13.8364 | 0.84313 | 14 | 0.67955
16563 | 5.83 | 1 | 365 | 6.6392 | 0.36012 | 6 | 0.99933
3233 | 11.5 | 1 | 365 | 13.0962 | 0.35358 | 13 | 0.44978
4442 | 6 | 1 | 365 | 6.8328 | 0.7497 | 7 | 0.5825
4636 | 4.2 | 1 | 365 | 4.783 | 0.62479 | 5 | 0.40775
2623 | 8.8 | 1 | 365 | 10.0214 | 0.16622 | 10 | 0.18766
2786 | 10.2 | 1 | 365 | 11.6158 | 0.37448 | 11 | 0.99024
3726 | 7 | 1 | 365 | 7.9716 | 0.041312 | 8 | 0.012912
4151 | 8.84 | 1 | 365 | 10.067 | 0.25789 | 10 | 0.32488
8924 | 3.5 | 1 | 365 | 3.9858 | 0.020656 | 4 | 0.006456
52670 | 5.79 | 1 | 365 | 6.5937 | 0.26846 | 6 | 0.86211
4935 | 5.98 | 1 | 365 | 6.81 | 0.70386 | 7 | 0.51389
2344 | 5.46 | 1 | 365 | 6.2178 | 0.51222 | 6 | 0.73007
3929 | 11.22 | 1 | 365 | 12.7773 | 0.71193 | 13 | 0.48927
2208 | 6 | 1 | 365 | 6.8328 | 0.7497 | 7 | 0.5825
1776 | 6.86 | 1 | 365 | 7.8122 | 0.72049 | 8 | 0.53265
2224 | 7.5 | 1 | 365 | 8.541 | 0.18712 | 8 | 0.72812
7854 | 5.5 | 1 | 365 | 6.2634 | 0.60389 | 6 | 0.86729
1587 | 4.77 | 1 | 365 | 5.4321 | 0.93101 | 6 | 0.36308
10088 | 5.025 | 1 | 365 | 5.7225 | 0.51537 | 6 | 0.23784
3099 | 8.71 | 1 | 365 | 9.9189 | 0.95998 | 10 | 0.87892
1746 | 6.25 | 1 | 365 | 7.1175 | 0.3226 | 7 | 0.4401
4204 | 4.505 | 1 | 365 | 5.1303 | 0.32373 | 5 | 0.45402
1536 | 5.52 | 1 | 365 | 6.2862 | 0.64972 | 6 | 0.9359
3846 | 5.145 | 1 | 365 | 5.8591 | 0.79036 | 6 | 0.64949
1724 | 6 | 1 | 365 | 6.8328 | 0.7497 | 7 | 0.5825
2040 | 6.16 | 1 | 365 | 7.015 | 0.11635 | 7 | 0.13136
2166 | 11.725 | 1 | 365 | 13.3524 | 0.8692 | 14 | 0.22163
20753 | 5.6 | 1 | 365 | 6.3773 | 0.83305 | 7 | 0.21033
2726 | 4.578 | 1 | 365 | 5.2134 | 0.49102 | 5 | 0.70444
4118 | 4 | 1 | 365 | 4.5552 | 0.16646 | 4 | 0.72166
6284 | 5.4 | 1 | 365 | 6.1495 | 0.37473 | 6 | 0.52425
3780 | 2.5 | 1 | 365 | 2.847 | 0.72904 | 3 | 0.57604
4187 | 5.415 | 1 | 365 | 6.1666 | 0.4091 | 6 | 0.5757
856 | 5.5 | 1 | 365 | 6.2634 | 0.60389 | 6 | 0.86729
3688 | 5.145 | 1 | 365 | 5.8591 | 0.79036 | 6 | 0.64949
6168 | 8.1 | 1 | 365 | 9.2243 | 0.56209 | 9 | 0.78637
1915 | 4 | 1 | 365 | 4.5552 | 0.16646 | 4 | 0.72166
6428 | 10 | 1 | 365 | 11.388 | 0.91616 | 12 | 0.30416
4390 | 7.035 | 1 | 365 | 8.0115 | 0.12152 | 8 | 0.13298
3954 | 5.225 | 1 | 365 | 5.9502 | 0.97369 | 6 | 0.92392
5508 | 2.2 | 1 | 365 | 2.5054 | 0.041555 | 2 | 0.54692
1895 | 5.6 | 1 | 365 | 6.3773 | 0.83305 | 7 | 0.21033
6319 | 7.56 | 1 | 365 | 8.6093 | 0.32462 | 8 | 0.93394
2033 | 7.5 | 1 | 365 | 8.541 | 0.18712 | 8 | 0.72812
1916 | 5.72 | 1 | 365 | 6.5139 | 0.10804 | 6 | 0.62198
2824 | 6.03 | 1 | 365 | 6.867 | 0.81844 | 7 | 0.68541
3095 | 6.75 | 1 | 365 | 7.6869 | 0.46841 | 8 | 0.15531
3952 | 8.25 | 1 | 365 | 9.3951 | 0.90583 | 10 | 0.30093
1774 | 4.02 | 1 | 365 | 4.578 | 0.2123 | 4 | 0.79027
1616 | 5.25 | 1 | 365 | 5.9787 | 0.030984 | 6 | 0.009684
3642 | 11 | 1 | 365 | 12.5268 | 0.20778 | 12 | 0.73458
4208 | 6.6 | 1 | 365 | 7.5161 | 0.12467 | 7 | 0.64075
4402 | 4.675 | 1 | 365 | 5.3239 | 0.7133 | 6 | 0.037195
2393 | 5.25 | 1 | 365 | 5.9787 | 0.030984 | 6 | 0.009684
6199 | 4.05 | 1 | 365 | 4.6121 | 0.28104 | 4 | 0.89318
2645 | 14 | 1 | 365 | 15.9432 | 0.082624 | 16 | 0.025824
3169 | 3.685 | 1 | 365 | 4.1965 | 0.4446 | 4 | 0.64108
6713 | 4.69 | 1 | 365 | 5.341 | 0.74768 | 6 | 0.088651
6232 | 6.21 | 1 | 365 | 7.0719 | 0.23094 | 7 | 0.30288
3270 | 6 | 1 | 365 | 6.8328 | 0.7497 | 7 | 0.5825
5041 | 4.02 | 1 | 365 | 4.578 | 0.2123 | 4 | 0.79027
1852 | 2.25 | 1 | 365 | 2.5623 | 0.15614 | 2 | 0.71844
2389 | 6.5 | 1 | 365 | 7.4022 | 0.8955 | 8 | 0.2977
4876 | 3.5 | 1 | 365 | 3.9858 | 0.020656 | 4 | 0.006456
5046 | 2.94 | 1 | 365 | 3.3481 | 0.73735 | 4 | 0.085423
4054 | 5.25 | 1 | 365 | 5.9787 | 0.030984 | 6 | 0.009684
3444 | 7.105 | 1 | 365 | 8.0912 | 0.28193 | 8 | 0.37311
6463 | 5 | 1 | 365 | 5.694 | 0.45808 | 6 | 0.15208
12204 | 5.1 | 1 | 365 | 5.8079 | 0.68724 | 6 | 0.49512
3538 | 4.41 | 1 | 365 | 5.0221 | 0.10603 | 5 | 0.12813
2787 | 8.829 | 1 | 365 | 10.0545 | 0.23268 | 10 | 0.28714
4665 | 6.03 | 1 | 365 | 6.867 | 0.81844 | 7 | 0.68541
4659 | 6.5 | 1 | 365 | 7.4022 | 0.8955 | 8 | 0.2977
1836 | 4.83 | 1 | 365 | 5.5004 | 0.068505 | 5 | 0.56891
3429 | 3.35 | 1 | 365 | 3.815 | 0.67691 | 4 | 0.49189
1322 | 5.75 | 1 | 365 | 6.5481 | 0.17679 | 6 | 0.72489
2592 | 9 | 1 | 365 | 10.2492 | 0.62454 | 10 | 0.87374
1342 | 7 | 1 | 365 | 7.9716 | 0.041312 | 8 | 0.012912
3113 | 4.2 | 1 | 365 | 4.783 | 0.62479 | 5 | 0.40775
1861 | 5.5 | 1 | 365 | 6.2634 | 0.60389 | 6 | 0.86729
2584 | 6.75 | 1 | 365 | 7.6869 | 0.46841 | 8 | 0.15531
3591 | 4.25 | 1 | 365 | 4.8399 | 0.73937 | 5 | 0.57927
3537 | 3.3 | 1 | 365 | 3.758 | 0.56233 | 4 | 0.32037
26882 | 7.75 | 1 | 365 | 8.8257 | 0.76002 | 9 | 0.58572
2537 | 6.5 | 1 | 365 | 7.4022 | 0.8955 | 8 | 0.2977
1800 | 4.02 | 1 | 365 | 4.578 | 0.2123 | 4 | 0.79027
4293 | 11 | 1 | 365 | 12.5268 | 0.20778 | 12 | 0.73458
4225 | 5.2 | 1 | 365 | 5.9218 | 0.9164 | 6 | 0.83816
1581 | 4 | 1 | 365 | 4.5552 | 0.16646 | 4 | 0.72166
10391 | 5.4 | 1 | 365 | 6.1495 | 0.37473 | 6 | 0.52425
1429 | 6.885 | 1 | 365 | 7.8406 | 0.77778 | 8 | 0.61841
12262 | 5.1 | 1 | 365 | 5.8079 | 0.68724 | 6 | 0.49512
6552 | 7.42 | 1 | 365 | 8.4499 | 0.0037907 | 8 | 0.45369
1338 | 5 | 1 | 365 | 5.694 | 0.45808 | 6 | 0.15208
4013 | 10.25 | 1 | 365 | 11.6727 | 0.48906 | 12 | 0.16176
2036 | 8.525 | 1 | 365 | 9.7083 | 0.53603 | 10 | 0.2443
4461 | 7.5 | 1 | 365 | 8.541 | 0.18712 | 8 | 0.72812
2372 | 5 | 1 | 365 | 5.694 | 0.45808 | 6 | 0.15208
2298 | 7.5 | 1 | 365 | 8.541 | 0.18712 | 8 | 0.72812
22077 | 6.03 | 1 | 365 | 6.867 | 0.89978 | 7 | 0.76675
2145 | 3 | 1 | 365 | 3.4164 | 0.87485 | 4 | 0.29125
2281 | 8.5 | 1 | 365 | 9.6798 | 0.47874 | 10 | 0.15854
3666 | 3.5 | 1 | 365 | 3.9858 | 0.020656 | 4 | 0.006456
6322 | 3.685 | 1 | 365 | 4.1965 | 0.4446 | 4 | 0.64108
3451 | 4.165 | 1 | 365 | 4.7431 | 0.54458 | 5 | 0.28768
3792 | 2 | 1 | 365 | 2.2776 | 0.58323 | 2 | 0.86083
7257 | 3.25 | 1 | 365 | 3.7011 | 0.44775 | 4 | 0.14885
6383 | 8.64 | 1 | 365 | 9.8392 | 0.79956 | 10 | 0.63879
3915 | 3.06 | 1 | 365 | 3.4847 | 0.012345 | 3 | 0.49707
2248 | 7 | 1 | 365 | 7.9716 | 0.041312 | 8 | 0.012912
3447 | 5 | 1 | 365 | 5.694 | 0.45808 | 6 | 0.15208
3544 | 5.1 | 1 | 365 | 5.8079 | 0.68724 | 6 | 0.49512
4139 | 4.9 | 1 | 365 | 5.5801 | 0.22892 | 5 | 0.80904
11886 | 5 | 1 | 365 | 5.694 | 0.45808 | 6 | 0.15208
4090 | 2.94 | 1 | 365 | 3.3481 | 0.73735 | 4 | 0.085423
6750 | 6 | 1 | 365 | 6.8328 | 0.7497 | 7 | 0.5825
3042 | 3 | 1 | 365 | 3.4164 | 0.87485 | 4 | 0.29125
3179 | 5.025 | 1 | 365 | 5.7225 | 0.51537 | 6 | 0.23784
6367 | 13.25 | 1 | 365 | 15.0891 | 0.36391 | 15 | 0.45301
8072 | 7.56 | 1 | 365 | 8.6093 | 0.32462 | 8 | 0.93394
6260 | 8.91 | 1 | 365 | 10.1467 | 0.4183 | 10 | 0.56501
3922 | 5.36 | 1 | 365 | 6.104 | 0.28306 | 6 | 0.38703
2586 | 12 | 1 | 365 | 13.6656 | 0.49939 | 14 | 0.16499
1304 | 5.25 | 1 | 365 | 5.9787 | 0.030984 | 6 | 0.009684
4181 | 6.6 | 1 | 365 | 7.5161 | 0.12467 | 7 | 0.64075
853 | 4.5 | 1 | 365 | 5.1246 | 0.31227 | 5 | 0.43687
8054 | 4 | 1 | 365 | 4.5552 | 0.16646 | 4 | 0.72166
5492 | 4.25 | 1 | 365 | 4.8399 | 0.73937 | 5 | 0.57927
4703 | 3.35 | 1 | 365 | 3.815 | 0.67691 | 4 | 0.49189
4388 | 4.41 | 1 | 365 | 5.0221 | 0.10603 | 5 | 0.12813
6135 | 6.75 | 1 | 365 | 7.6869 | 0.46841 | 8 | 0.15531
3393 | 8 | 1 | 365 | 9.1104 | 0.33293 | 9 | 0.44333
2134 | 5.5 | 1 | 365 | 6.2634 | 0.60389 | 6 | 0.86729
2397 | 5.75 | 1 | 365 | 6.5481 | 0.17679 | 6 | 0.72489
3352 | 10.5 | 1 | 365 | 11.9574 | 0.061968 | 12 | 0.019368
2853 | 9.8 | 1 | 365 | 11.1602 | 0.45784 | 11 | 0.61808
6355 | 4.86 | 1 | 365 | 5.5346 | 0.13725 | 5 | 0.67182
2851 | 9.805 | 1 | 365 | 11.1659 | 0.46929 | 11 | 0.63523
2401 | 3 | 1 | 365 | 3.4164 | 0.87485 | 4 | 0.29125
3387 | 4.02 | 1 | 365 | 4.578 | 0.2123 | 4 | 0.79027
3111 | 5.695 | 1 | 365 | 6.4855 | 0.050753 | 6 | 0.53622
1754 | 5.25 | 1 | 365 | 5.9787 | 0.030984 | 6 | 0.009684
3599 | 5.25 | 1 | 365 | 5.9787 | 0.030984 | 6 | 0.009684
2962 | 8.04 | 1 | 365 | 9.156 | 0.42459 | 9 | 0.58054
3100 | 4.02 | 1 | 365 | 4.578 | 0.2123 | 4 | 0.79027
3426 | 8.575 | 1 | 365 | 9.7652 | 0.65061 | 10 | 0.41582
1793 | 6.5 | 1 | 365 | 7.4022 | 0.8955 | 8 | 0.2977
6331 | 4.32 | 1 | 365 | 4.9196 | 0.89978 | 5 | 0.8194
1891 | 6.03 | 1 | 365 | 6.867 | 0.81844 | 7 | 0.68541
2858 | 5.36 | 1 | 365 | 6.104 | 0.28306 | 6 | 0.38703
1961 | 13.734 | 1 | 365 | 15.6403 | 0.47305 | 16 | 0.11333
2856 | 4.8 | 1 | 365 | 5.4662 | 0.99976 | 6 | 0.466
4791 | 4.14 | 1 | 365 | 4.7146 | 0.48729 | 5 | 0.20192
10145 | 5.025 | 1 | 365 | 5.7225 | 0.51537 | 6 | 0.23784
2263 | 6.89 | 1 | 365 | 7.8463 | 0.78923 | 8 | 0.63557
2627 | 7.975 | 1 | 365 | 9.0819 | 0.27564 | 9 | 0.35757
3107 | 6.125 | 1 | 365 | 6.9752 | 0.036148 | 7 | 0.011298
4492 | 5.5 | 1 | 365 | 6.2634 | 0.60389 | 6 | 0.86729
2308 | 6.6 | 1 | 365 | 7.5161 | 0.12467 | 7 | 0.64075
14322 | 7.65 | 1 | 365 | 8.7118 | 0.53086 | 9 | 0.24268
2705 | 12.42 | 1 | 365 | 14.1439 | 0.46187 | 14 | 0.60577
12176 | 2 | 1 | 365 | 2.2776 | 0.58323 | 2 | 0.86083
4207 | 5.3 | 1 | 365 | 6.0356 | 0.14556 | 6 | 0.1812
3311 | 4.355 | 1 | 365 | 4.9595 | 0.97999 | 5 | 0.93946
1889 | 4.9 | 1 | 365 | 5.5801 | 0.22892 | 5 | 0.80904
3410 | 11.76 | 1 | 365 | 13.3923 | 0.9494 | 14 | 0.34169
6746 | 4.41 | 1 | 365 | 5.0221 | 0.10603 | 5 | 0.12813
1446 | 5.1 | 1 | 365 | 5.8079 | 0.68724 | 6 | 0.49512
2796 | 7.25 | 1 | 365 | 8.2563 | 0.61422 | 8 | 0.87052
4933 | 9.36 | 1 | 365 | 10.6592 | 0.44953 | 11 | 0.10869
2987 | 10 | 1 | 365 | 11.388 | 0.91616 | 12 | 0.30416
1747 | 6.25 | 1 | 365 | 7.1175 | 0.3226 | 7 | 0.4401
1743 | 5 | 1 | 365 | 5.694 | 0.45808 | 6 | 0.15208
2661 | 4.25 | 1 | 365 | 4.8399 | 0.73937 | 5 | 0.57927
10957 | 10.92 | 1 | 365 | 12.4357 | 0.024447 | 12 | 0.46014
2777 | 8.25 | 1 | 365 | 9.3951 | 0.90583 | 10 | 0.30093
5935 | 3.25 | 1 | 365 | 3.7011 | 0.44775 | 4 | 0.14885
2245 | 7.75 | 1 | 365 | 8.8257 | 0.76002 | 9 | 0.58572
3118 | 4.25 | 1 | 365 | 4.8399 | 0.73937 | 5 | 0.57927
10303 | 6 | 1 | 365 | 6.8328 | 0.7497 | 7 | 0.5825
2489 | 3.5 | 1 | 365 | 3.9858 | 0.020656 | 4 | 0.006456
3923 | 6.7 | 1 | 365 | 7.63 | 0.35383 | 7 | 0.98379
1783 | 5.88 | 1 | 365 | 6.6961 | 0.4747 | 7 | 0.17085
6256 | 6.48 | 1 | 365 | 7.3794 | 0.84967 | 8 | 0.2291
4752 | 6.5 | 1 | 365 | 7.4022 | 0.8955 | 8 | 0.2977
1778 | 9.555 | 1 | 365 | 10.8812 | 0.89639 | 11 | 0.77762
2910 | 5.25 | 1 | 365 | 5.9787 | 0.030984 | 6 | 0.009684
3606 | 4.25 | 1 | 365 | 4.8399 | 0.73937 | 5 | 0.57927
859 | 2 | 1 | 365 | 2.2776 | 0.58323 | 2 | 0.86083
6264 | 5.355 | 1 | 365 | 6.0983 | 0.2716 | 6 | 0.36988
2820 | 6.5 | 1 | 365 | 7.4022 | 0.8955 | 8 | 0.2977
11447 | 9.945 | 1 | 365 | 11.3254 | 0.79012 | 12 | 0.11549
6250 | 9.99 | 1 | 365 | 11.3766 | 0.89324 | 12 | 0.26986
10463 | 4.5 | 1 | 365 | 5.1246 | 0.31227 | 5 | 0.43687
2555 | 6.25 | 1 | 365 | 7.1175 | 0.3226 | 7 | 0.4401
4014 | 5.025 | 1 | 365 | 5.7225 | 0.51537 | 6 | 0.23784
11413 | 9.52 | 1 | 365 | 10.8414 | 0.81618 | 11 | 0.65756
6169 | 4.86 | 1 | 365 | 5.5346 | 0.13725 | 5 | 0.67182
2710 | 9.5 | 1 | 365 | 10.8186 | 0.77035 | 11 | 0.58895
2985 | 3.75 | 1 | 365 | 4.2705 | 0.59356 | 4 | 0.86406
4952 | 7.5 | 1 | 365 | 8.541 | 0.18712 | 8 | 0.72812
5069 | 5.886 | 1 | 365 | 6.703 | 0.48845 | 7 | 0.19143
2849 | 8 | 1 | 365 | 9.1104 | 0.33293 | 9 | 0.44333
1968 | 2.6 | 1 | 365 | 2.9609 | 0.9582 | 3 | 0.91908
1434 | 6.12 | 1 | 365 | 6.9695 | 0.02469 | 6 | 0.99415
4455 | 5.5 | 1 | 365 | 6.2634 | 0.60389 | 6 | 0.86729
1646 | 5.61 | 1 | 365 | 6.3887 | 0.85597 | 7 | 0.24463
1427 | 7.75 | 1 | 365 | 8.8257 | 0.76002 | 9 | 0.58572
3918 | 6.21 | 1 | 365 | 7.0719 | 0.23094 | 7 | 0.30288
6456 | 8.97 | 1 | 365 | 10.215 | 0.5558 | 10 | 0.77083
1084 | 6.5 | 1 | 365 | 7.4022 | 0.8955 | 8 | 0.2977
4302 | 6.49 | 1 | 365 | 7.3908 | 0.87259 | 8 | 0.2634
1269 | 12.24 | 1 | 365 | 13.9389 | 0.04938 | 13 | 0.98829
2136 | 2.75 | 1 | 365 | 3.1317 | 0.30194 | 3 | 0.43364
1243 | 5 | 1 | 365 | 5.694 | 0.45808 | 6 | 0.15208
1258 | 9.75 | 1 | 365 | 11.1033 | 0.34326 | 11 | 0.44656
2057 | 6.25 | 1 | 365 | 7.1175 | 0.3226 | 7 | 0.4401
6147 | 8.91 | 1 | 365 | 10.1467 | 0.4183 | 10 | 0.56501
3348 | 12.5 | 1 | 365 | 14.235 | 0.6452 | 14 | 0.8802
1314 | 8.415 | 1 | 365 | 9.583 | 0.28395 | 9 | 0.86695
2978 | 6.6 | 1 | 365 | 7.5161 | 0.12467 | 7 | 0.64075
2016 | 6.48 | 1 | 365 | 7.3794 | 0.84967 | 8 | 0.2291
4277 | 7.5 | 1 | 365 | 8.541 | 0.18712 | 8 | 0.72812
1352 | 14.74 | 1 | 365 | 16.7859 | 0.77842 | 17 | 0.56433
3332 | 12.9 | 1 | 365 | 14.6905 | 0.56185 | 15 | 0.25237
3056 | 9.555 | 1 | 365 | 10.8812 | 0.89639 | 11 | 0.77762
2180 | 7.5 | 1 | 365 | 8.541 | 0.18712 | 8 | 0.72812
3239 | 5.4 | 1 | 365 | 6.1495 | 0.37473 | 6 | 0.52425
2629 | 12.42 | 1 | 365 | 14.1439 | 0.46187 | 14 | 0.60577
2264 | 4.5 | 1 | 365 | 5.1246 | 0.31227 | 5 | 0.43687
2889 | 5.145 | 1 | 365 | 5.8591 | 0.79036 | 6 | 0.64949
4348 | 6.5 | 1 | 365 | 7.4022 | 0.8955 | 8 | 0.2977
2082 | 5.25 | 1 | 365 | 5.9787 | 0.030984 | 6 | 0.009684
857 | 9.25 | 1 | 365 | 10.5339 | 0.19745 | 10 | 0.73135
2299 | 7.15 | 1 | 365 | 8.1424 | 0.38505 | 8 | 0.52747
883 | 11.04 | 1 | 365 | 12.5724 | 0.29944 | 12 | 0.87179
2470 | 9.24 | 1 | 365 | 10.5225 | 0.17453 | 10 | 0.69704
4083 | 6 | 1 | 365 | 6.8328 | 0.7497 | 7 | 0.5825
9667 | 3.35 | 1 | 365 | 3.815 | 0.67691 | 4 | 0.49189
1425 | 7.5 | 1 | 365 | 8.541 | 0.18712 | 8 | 0.72812
19871 | 13.8 | 1 | 365 | 15.7154 | 0.6243 | 16 | 0.33974
2009 | 7.75 | 1 | 365 | 8.8257 | 0.76002 | 9 | 0.58572
4612 | 6.75 | 1 | 365 | 7.6869 | 0.46841 | 8 | 0.15531
5621 | 8.04 | 1 | 365 | 9.156 | 0.42459 | 9 | 0.58054
858 | 6.5 | 1 | 365 | 7.4022 | 0.8955 | 8 | 0.2977
48823 | 6.5 | 1 | 365 | 7.4022 | 0.39651 | 7 | 0.79871
2277 | 6.75 | 1 | 365 | 7.6869 | 0.46841 | 8 | 0.15531
32844 | 6.16 | 1 | 365 | 7.015 | 0.11635 | 7 | 0.13136
1771 | 6.7 | 1 | 365 | 7.63 | 0.35383 | 7 | 0.98379
37556 | 5.025 | 1 | 365 | 5.7225 | 0.51537 | 6 | 0.23784
3874 | 9 | 1 | 365 | 10.2492 | 0.62454 | 10 | 0.87374
8404 | 9 | 1 | 365 | 10.2492 | 0.62454 | 10 | 0.87374
5997 | 6.21 | 1 | 365 | 7.0719 | 0.23094 | 7 | 0.30288
2304 | 6.36 | 1 | 365 | 7.2428 | 0.57468 | 7 | 0.81745
3646 | 6.72 | 1 | 365 | 7.6527 | 0.39966 | 8 | 0.052396
1824 | 3.445 | 1 | 365 | 3.9232 | 0.89462 | 4 | 0.81778
2399 | 9.5 | 1 | 365 | 10.8186 | 0.77035 | 11 | 0.58895
2101 | 5.32 | 1 | 365 | 6.0584 | 0.1914 | 6 | 0.24981
4041 | 7.02 | 1 | 365 | 7.9944 | 0.087144 | 8 | 0.08152
934 | 7 | 1 | 365 | 7.9716 | 0.041312 | 8 | 0.012912
4491 | 7.705 | 1 | 365 | 8.7745 | 0.6569 | 9 | 0.43136
1819 | 14.85 | 1 | 365 | 16.9112 | 0.030498 | 16 | 0.94168
2169 | 10.53 | 1 | 365 | 11.9916 | 0.13072 | 12 | 0.12228
4930 | 9.72 | 1 | 365 | 11.0691 | 0.27451 | 11 | 0.34364
1735 | 7.2 | 1 | 365 | 8.1994 | 0.49964 | 8 | 0.699
1310 | 7.56 | 1 | 365 | 8.6093 | 0.32462 | 8 | 0.93394
1443 | 9.045 | 1 | 365 | 10.3004 | 0.72767 | 11 | 0.028113
1444 | 5 | 1 | 365 | 5.694 | 0.45808 | 6 | 0.15208
1780 | 5.695 | 1 | 365 | 6.4855 | 0.050753 | 6 | 0.53622
3778 | 4 | 1 | 365 | 4.5552 | 0.16646 | 4 | 0.72166
5505 | 5.5 | 1 | 365 | 6.2634 | 0.60389 | 6 | 0.86729
1334 | 4.578 | 1 | 365 | 5.2134 | 0.49102 | 5 | 0.70444
1344 | 6.37 | 1 | 365 | 7.2542 | 0.59759 | 7 | 0.85175
2823 | 4.02 | 1 | 365 | 4.578 | 0.2123 | 4 | 0.79027
1604 | 2.55 | 1 | 365 | 2.9039 | 0.84362 | 3 | 0.74756
4528 | 5.5 | 1 | 365 | 6.2634 | 0.60389 | 6 | 0.86729
1600 | 6.36 | 1 | 365 | 7.2428 | 0.57468 | 7 | 0.81745
855 | 6.25 | 1 | 365 | 7.1175 | 0.3226 | 7 | 0.4401
2039 | 5.22 | 1 | 365 | 5.9445 | 0.96224 | 6 | 0.90677
6176 | 5 | 1 | 365 | 5.694 | 0.45808 | 6 | 0.15208
4051 | 9 | 1 | 365 | 10.2492 | 0.62454 | 10 | 0.87374
2854 | 14.74 | 1 | 365 | 16.7859 | 0.77842 | 17 | 0.56433
3564 | 5 | 1 | 365 | 5.694 | 0.45808 | 6 | 0.15208
3518 | 10 | 1 | 365 | 11.388 | 0.91616 | 12 | 0.30416
3453 | 5.88 | 1 | 365 | 6.6961 | 0.4747 | 7 | 0.17085
1063 | 3.25 | 1 | 365 | 3.7011 | 0.44775 | 4 | 0.14885
2595 | 7.59 | 1 | 365 | 8.6435 | 0.39337 | 9 | 0.036857
2817 | 11 | 1 | 365 | 12.5268 | 0.20778 | 12 | 0.73458
36647 | 5.13 | 1 | 365 | 5.842 | 0.75599 | 6 | 0.59803
2626 | 7.98 | 1 | 365 | 9.0876 | 0.2871 | 9 | 0.37472
1100 | 4 | 1 | 365 | 4.5552 | 0.16646 | 4 | 0.72166
4177 | 5.5 | 1 | 365 | 6.2634 | 0.60389 | 6 | 0.86729
6245 | 7.56 | 1 | 365 | 8.6093 | 0.32462 | 8 | 0.93394
2261 | 6.6 | 1 | 365 | 7.5161 | 0.12467 | 7 | 0.64075
3317 | 2.04 | 1 | 365 | 2.3232 | 0.6749 | 2 | 0.99805
4290 | 7.035 | 1 | 365 | 8.0115 | 0.12152 | 8 | 0.13298
2286 | 7.7 | 1 | 365 | 8.7688 | 0.64544 | 9 | 0.4142
5172 | 3.64 | 1 | 365 | 4.1452 | 0.34148 | 4 | 0.48671
2614 | 4.75 | 1 | 365 | 5.4093 | 0.88518 | 6 | 0.29448
20028 | 6.5 | 1 | 365 | 7.4022 | 0.8955 | 8 | 0.2977
3553 | 6.37 | 1 | 365 | 7.2542 | 0.59759 | 7 | 0.85175
1920 | 7 | 1 | 365 | 7.9716 | 0.041312 | 8 | 0.012912
2818 | 5.5 | 1 | 365 | 6.2634 | 0.60389 | 6 | 0.86729
1303 | 9.25 | 1 | 365 | 10.5339 | 0.19745 | 10 | 0.73135
2237 | 3.25 | 1 | 365 | 3.7011 | 0.44775 | 4 | 0.14885
15632 | 7.14 | 1 | 365 | 8.131 | 0.36214 | 8 | 0.49317
10276 | 9.18 | 1 | 365 | 10.4542 | 0.037035 | 10 | 0.49122
6381 | 8.829 | 1 | 365 | 10.0545 | 0.23268 | 10 | 0.28714
6471 | 5.94 | 1 | 365 | 6.7645 | 0.6122 | 7 | 0.37667
4149 | 3.6 | 1 | 365 | 4.0997 | 0.24982 | 4 | 0.3495
5515 | 9.35 | 1 | 365 | 10.6478 | 0.42661 | 11 | 0.07439
5125 | 7.84 | 1 | 365 | 8.9282 | 0.96627 | 9 | 0.89446
2534 | 13.08 | 1 | 365 | 14.8955 | 0.97434 | 15 | 0.86984
3176 | 8.04 | 1 | 365 | 9.156 | 0.42459 | 9 | 0.58054
2182 | 8.25 | 1 | 365 | 9.3951 | 0.90583 | 10 | 0.30093
4898 | 6.25 | 1 | 365 | 7.1175 | 0.3226 | 7 | 0.4401
4556 | 5 | 1 | 365 | 5.694 | 0.45808 | 6 | 0.15208
52674 | 7.26 | 1 | 365 | 8.2677 | 0.63713 | 8 | 0.90482
6564 | 8.16 | 1 | 365 | 9.2926 | 0.69959 | 9 | 0.99219
3390 | 6.03 | 1 | 365 | 6.867 | 0.81844 | 7 | 0.68541
3496 | 3 | 1 | 365 | 3.4164 | 0.87485 | 4 | 0.29125
11713 | 4.2 | 1 | 365 | 4.783 | 0.62479 | 5 | 0.40775
4265 | 7.75 | 1 | 365 | 8.8257 | 0.76002 | 9 | 0.58572
3194 | 9.72 | 1 | 365 | 11.0691 | 0.27451 | 11 | 0.34364
3921 | 4.69 | 1 | 365 | 5.341 | 0.74768 | 6 | 0.088651
5383 | 11.118 | 1 | 365 | 12.6612 | 0.47819 | 13 | 0.13937
3196 | 9.8 | 1 | 365 | 11.1602 | 0.45784 | 11 | 0.61808
2378 | 6.25 | 1 | 365 | 7.1175 | 0.3226 | 7 | 0.4401
2271 | 2.5 | 1 | 365 | 2.847 | 0.72904 | 3 | 0.57604
6263 | 6.885 | 1 | 365 | 7.8406 | 0.77778 | 8 | 0.61841
1071 | 5.75 | 1 | 365 | 6.5481 | 0.17679 | 6 | 0.72489
2305 | 8.5 | 1 | 365 | 9.6798 | 0.47874 | 10 | 0.15854
7585 | 4.845 | 1 | 365 | 5.5175 | 0.10288 | 5 | 0.62037
4052 | 4 | 1 | 365 | 4.5552 | 0.16646 | 4 | 0.72166
3137 | 2.75 | 1 | 365 | 3.1317 | 0.30194 | 3 | 0.43364
2143 | 7 | 1 | 365 | 7.9716 | 0.041312 | 8 | 0.012912
6724 | 3.18 | 1 | 365 | 3.6214 | 0.28734 | 3 | 0.90872
4792 | 5.39 | 1 | 365 | 6.1381 | 0.35181 | 6 | 0.48994
4354 | 6 | 1 | 365 | 6.8328 | 0.7497 | 7 | 0.5825
3452 | 5.1 | 1 | 365 | 5.8079 | 0.68724 | 6 | 0.49512
2797 | 9.75 | 1 | 365 | 11.1033 | 0.34326 | 11 | 0.44656
2058 | 7 | 1 | 365 | 7.9716 | 0.041312 | 8 | 0.012912
4376 | 11.055 | 1 | 365 | 12.5894 | 0.33381 | 12 | 0.92325
3430 | 6.7 | 1 | 365 | 7.63 | 0.35383 | 7 | 0.98379
16236 | 6.325 | 1 | 365 | 7.2029 | 0.49447 | 7 | 0.69738
3384 | 4.69 | 1 | 365 | 5.341 | 0.74768 | 6 | 0.088651
3849 | 6.03 | 1 | 365 | 6.867 | 0.81844 | 7 | 0.68541
3102 | 3.5 | 1 | 365 | 3.9858 | 0.020656 | 4 | 0.006456
4584 | 4.5 | 1 | 365 | 5.1246 | 0.31227 | 5 | 0.43687
2388 | 5.25 | 1 | 365 | 5.9787 | 0.030984 | 6 | 0.009684
6161 | 6.21 | 1 | 365 | 7.0719 | 0.23094 | 7 | 0.30288
3525 | 4.355 | 1 | 365 | 4.9595 | 0.97999 | 5 | 0.93946
3801 | 5.36 | 1 | 365 | 6.104 | 0.28306 | 6 | 0.38703
3240 | 4.9 | 1 | 365 | 5.5801 | 0.22892 | 5 | 0.80904
6585 | 7.705 | 1 | 365 | 8.7745 | 0.6569 | 9 | 0.43136
4460 | 6 | 1 | 365 | 6.8328 | 0.7497 | 7 | 0.5825
5514 | 4.95 | 1 | 365 | 5.6371 | 0.3435 | 5 | 0.98056
2634 | 6.25 | 1 | 365 | 7.1175 | 0.3226 | 7 | 0.4401
2620 | 5 | 1 | 365 | 5.694 | 0.45808 | 6 | 0.15208
3437 | 6.365 | 1 | 365 | 7.2485 | 0.58614 | 7 | 0.8346
952 | 6.5 | 1 | 365 | 7.4022 | 0.8955 | 8 | 0.2977
8913 | 7.02 | 1 | 365 | 7.9944 | 0.087144 | 8 | 0.08152
4414 | 8.75 | 1 | 365 | 9.9645 | 0.05164 | 10 | 0.01614
884 | 5.886 | 1 | 365 | 6.703 | 0.48845 | 7 | 0.19143
6126 | 5.36 | 1 | 365 | 6.104 | 0.28306 | 6 | 0.38703
1552 | 2.5 | 1 | 365 | 2.847 | 0.72904 | 3 | 0.57604
6171 | 6.48 | 1 | 365 | 7.3794 | 0.84967 | 8 | 0.2291
1751 | 4.25 | 1 | 365 | 4.8399 | 0.73937 | 5 | 0.57927
2357 | 6.6 | 1 | 365 | 7.5161 | 0.12467 | 7 | 0.64075
2553 | 6 | 1 | 365 | 6.8328 | 0.7497 | 7 | 0.5825
12421 | 5.1 | 1 | 365 | 5.8079 | 0.68724 | 6 | 0.49512
12570 | 6.875 | 1 | 365 | 7.8293 | 0.75486 | 8 | 0.58411
2094 | 7 | 1 | 365 | 7.9716 | 0.041312 | 8 | 0.012912
4153 | 14.07 | 1 | 365 | 16.0229 | 0.24304 | 16 | 0.26595
6504 | 4.59 | 1 | 365 | 5.2271 | 0.51852 | 5 | 0.74561
3308 | 7 | 1 | 365 | 7.9716 | 0.041312 | 8 | 0.012912
2110 | 4.95 | 1 | 365 | 5.6371 | 0.3435 | 5 | 0.98056
2964 | 7.5 | 1 | 365 | 8.541 | 0.18712 | 8 | 0.72812
1245 | 7 | 1 | 365 | 7.9716 | 0.041312 | 8 | 0.012912
2293 | 6.75 | 1 | 365 | 7.6869 | 0.46841 | 8 | 0.15531
3793 | 4.9 | 1 | 365 | 5.5801 | 0.22892 | 5 | 0.80904
3850 | 3.35 | 1 | 365 | 3.815 | 0.67691 | 4 | 0.49189
6373 | 13.44 | 1 | 365 | 15.3055 | 0.79932 | 16 | 0.10479
6480 | 4.05 | 1 | 365 | 4.6121 | 0.28104 | 4 | 0.89318
2949 | 3.35 | 1 | 365 | 3.815 | 0.67691 | 4 | 0.49189
3103 | 6.7 | 1 | 365 | 7.63 | 0.35383 | 7 | 0.98379
3057 | 4.02 | 1 | 365 | 4.578 | 0.2123 | 4 | 0.79027
6386 | 6.03 | 1 | 365 | 6.867 | 0.81844 | 7 | 0.68541
5441 | 3.92 | 1 | 365 | 4.4641 | 0.98313 | 5 | 0.44723
2550 | 8.25 | 1 | 365 | 9.3951 | 0.90583 | 10 | 0.30093
16254 | 5.13 | 1 | 365 | 5.842 | 0.75599 | 6 | 0.59803
3104 | 5.695 | 1 | 365 | 6.4855 | 0.050753 | 6 | 0.53622
6479 | 8.1 | 1 | 365 | 9.2243 | 0.56209 | 9 | 0.78637
13050 | 5 | 1 | 365 | 5.694 | 0.68962 | 6 | 0.38362
4391 | 6.86 | 1 | 365 | 7.8122 | 0.72049 | 8 | 0.53265
16942 | 5.1 | 1 | 365 | 5.8079 | 0.68724 | 6 | 0.49512
6262 | 8.91 | 1 | 365 | 10.1467 | 0.4183 | 10 | 0.56501
3837 | 4.69 | 1 | 365 | 5.341 | 0.74768 | 6 | 0.088651
5118 | 5.695 | 1 | 365 | 6.4855 | 0.050753 | 6 | 0.53622
6297 | 13.005 | 1 | 365 | 14.8101 | 0.80247 | 15 | 0.61256
980 | 9.75 | 1 | 365 | 11.1033 | 0.34326 | 11 | 0.44656
4154 | 4 | 1 | 365 | 4.5552 | 0.16646 | 4 | 0.72166
3407 | 3.43 | 1 | 365 | 3.9061 | 0.86024 | 4 | 0.76633
2666 | 10.53 | 1 | 365 | 11.9916 | 0.13072 | 12 | 0.12228
1430 | 3.35 | 1 | 365 | 3.815 | 0.67691 | 4 | 0.49189
7661 | 11.66 | 1 | 365 | 13.2784 | 0.72024 | 13 | 0.99865
3106 | 4.69 | 1 | 365 | 5.341 | 0.74768 | 6 | 0.088651
3181 | 5.88 | 1 | 365 | 6.6961 | 0.4747 | 7 | 0.17085
2252 | 6 | 1 | 365 | 6.8328 | 0.7497 | 7 | 0.5825
3178 | 4.9 | 1 | 365 | 5.5801 | 0.22892 | 5 | 0.80904
2945 | 6.03 | 1 | 365 | 6.867 | 0.81844 | 7 | 0.68541
3405 | 3.35 | 1 | 365 | 3.815 | 0.67691 | 4 | 0.49189
5450 | 10 | 1 | 365 | 11.388 | 0.91616 | 12 | 0.30416
3162 | 12.5 | 1 | 365 | 14.235 | 0.6452 | 14 | 0.8802
7955 | 9.18 | 1 | 365 | 10.4542 | 0.037035 | 10 | 0.49122
5278 | 4.95 | 1 | 365 | 5.6371 | 0.3435 | 5 | 0.98056
2370 | 5.25 | 1 | 365 | 5.9787 | 0.030984 | 6 | 0.009684
3433 | 3 | 1 | 365 | 3.4164 | 0.87485 | 4 | 0.29125
10874 | 6.7 | 1 | 365 | 7.63 | 0.35383 | 7 | 0.98379
3958 | 8.68 | 1 | 365 | 9.8848 | 0.89123 | 10 | 0.77601
24049 | 5.7 | 1 | 365 | 6.4912 | 0.062211 | 6 | 0.55337
2179 | 4.5 | 1 | 365 | 5.1246 | 0.31227 | 5 | 0.43687
52671 | 6.44 | 1 | 365 | 7.3339 | 0.75801 | 8 | 0.091879
3524 | 10.05 | 1 | 365 | 11.4449 | 0.030741 | 11 | 0.47568
6442 | 11 | 1 | 365 | 12.5268 | 0.20778 | 12 | 0.73458
2593 | 12.925 | 1 | 365 | 14.719 | 0.61914 | 15 | 0.33813
2021 | 11.5 | 1 | 365 | 13.0962 | 0.35358 | 13 | 0.44978
2625 | 5.232 | 1 | 365 | 5.9582 | 0.98973 | 6 | 0.94794
2960 | 5.695 | 1 | 365 | 6.4855 | 0.050753 | 6 | 0.53622
1305 | 2.5 | 1 | 365 | 2.847 | 0.72904 | 3 | 0.57604
4287 | 4.9 | 1 | 365 | 5.5801 | 0.22892 | 5 | 0.80904
17075 | 4.75 | 1 | 365 | 5.4093 | 0.88518 | 6 | 0.29448
989 | 6.25 | 1 | 365 | 7.1175 | 0.3226 | 7 | 0.4401
2822 | 4.77 | 1 | 365 | 5.4321 | 0.93101 | 6 | 0.36308
1318 | 4.5 | 1 | 365 | 5.1246 | 0.31227 | 5 | 0.43687
1874 | 5.025 | 1 | 365 | 5.7225 | 0.51537 | 6 | 0.23784
1990 | 6.05 | 1 | 365 | 6.8897 | 0.86428 | 7 | 0.75402
3062 | 9.805 | 1 | 365 | 11.1659 | 0.46929 | 11 | 0.63523
1617 | 4 | 1 | 365 | 4.5552 | 0.16646 | 4 | 0.72166
5608 | 12.5 | 1 | 365 | 14.235 | 0.6452 | 14 | 0.8802
860 | 2.5 | 1 | 365 | 2.847 | 0.72904 | 3 | 0.57604
1254 | 6.5 | 1 | 365 | 7.4022 | 0.8955 | 8 | 0.2977
4016 | 3.35 | 1 | 365 | 3.815 | 0.67691 | 4 | 0.49189
3414 | 6.125 | 1 | 365 | 6.9752 | 0.036148 | 7 | 0.011298
6134 | 9.715 | 1 | 365 | 11.0634 | 0.26305 | 11 | 0.32649
2689 | 7.848 | 1 | 365 | 8.9373 | 0.9846 | 9 | 0.9219
2826 | 5.39 | 1 | 365 | 6.1381 | 0.35181 | 6 | 0.48994
2621 | 5.865 | 1 | 365 | 6.6791 | 0.44033 | 7 | 0.11939
6151 | 5.4 | 1 | 365 | 6.1495 | 0.37473 | 6 | 0.52425
6506 | 5 | 1 | 365 | 5.694 | 0.45808 | 6 | 0.15208
882 | 12.099 | 1 | 365 | 13.7783 | 0.72626 | 14 | 0.5046
936 | 2.25 | 1 | 365 | 2.5623 | 0.15614 | 2 | 0.71844
4155 | 8.75 | 1 | 365 | 9.9645 | 0.05164 | 10 | 0.01614
52220 | 4.95 | 1 | 365 | 5.6371 | 0.3435 | 5 | 0.98056
2515 | 7.5 | 1 | 365 | 8.541 | 0.18712 | 8 | 0.72812
6538 | 3.185 | 1 | 365 | 3.6271 | 0.2988 | 3 | 0.92587
2368 | 5.5 | 1 | 365 | 6.2634 | 0.60389 | 6 | 0.86729
6197 | 3.78 | 1 | 365 | 4.3047 | 0.66231 | 4 | 0.96697
6751 | 9 | 1 | 365 | 10.2492 | 0.62454 | 10 | 0.87374
4570 | 2.94 | 1 | 365 | 3.3481 | 0.73735 | 4 | 0.085423
4275 | 6.86 | 1 | 365 | 7.8122 | 0.72049 | 8 | 0.53265
1501 | 6 | 1 | 365 | 6.8328 | 0.7497 | 7 | 0.5825
3550 | 5.5 | 1 | 365 | 6.2634 | 0.60389 | 6 | 0.86729
6196 | 4.05 | 1 | 365 | 4.6121 | 0.28104 | 4 | 0.89318
2088 | 8.829 | 1 | 365 | 10.0545 | 0.23268 | 10 | 0.28714
1458 | 6.25 | 1 | 365 | 7.1175 | 0.3226 | 7 | 0.4401
1320 | 6.625 | 1 | 365 | 7.5446 | 0.18196 | 7 | 0.72651
2285 | 5.25 | 1 | 365 | 5.9787 | 0.030984 | 6 | 0.009684
6142 | 6.21 | 1 | 365 | 7.0719 | 0.23094 | 7 | 0.30288
6389 | 4.59 | 1 | 365 | 5.2271 | 0.51852 | 5 | 0.74561
1018 | 5.75 | 1 | 365 | 6.5481 | 0.17679 | 6 | 0.72489
17211 | 6.6 | 1 | 365 | 7.5161 | 0.12467 | 7 | 0.64075
16239 | 7.56 | 1 | 365 | 8.6093 | 0.32462 | 8 | 0.93394
6441 | 6.12 | 1 | 365 | 6.9695 | 0.02469 | 6 | 0.99415
4048 | 2.5 | 1 | 365 | 2.847 | 0.72904 | 3 | 0.57604
981 | 9.5 | 1 | 365 | 10.8186 | 0.77035 | 11 | 0.58895
4709 | 6.63 | 1 | 365 | 7.5502 | 0.19341 | 7 | 0.74366
67840 | 5 | 1 | 365 | 5.694 | 0.45808 | 6 | 0.15208
2840 | 4.5 | 1 | 365 | 5.1246 | 0.31227 | 5 | 0.43687
2262 | 8.28 | 1 | 365 | 9.4293 | 0.97458 | 10 | 0.40384
4575 | 9.35 | 1 | 365 | 10.6478 | 0.42661 | 11 | 0.07439
6361 | 4.59 | 1 | 365 | 5.2271 | 0.51852 | 5 | 0.74561
4789 | 6.24 | 1 | 365 | 7.1061 | 0.29968 | 7 | 0.4058
1835 | 3.75 | 1 | 365 | 4.2705 | 0.59356 | 4 | 0.86406
2591 | 9.9 | 1 | 365 | 11.2741 | 0.687 | 11 | 0.96112
861 | 11.25 | 1 | 365 | 12.8115 | 0.78068 | 13 | 0.59218
1324 | 10.35 | 1 | 365 | 11.7866 | 0.71823 | 12 | 0.50481
872 | 4 | 1 | 365 | 4.5552 | 0.16646 | 4 | 0.72166
3422 | 4.165 | 1 | 365 | 4.7431 | 0.54458 | 5 | 0.28768
3241 | 4.25 | 1 | 365 | 4.8399 | 0.73937 | 5 | 0.57927
1860 | 3.5 | 1 | 365 | 3.9858 | 0.020656 | 4 | 0.006456
2041 | 11.445 | 1 | 365 | 13.0336 | 0.22755 | 13 | 0.26111
3949 | 13.52 | 1 | 365 | 15.3966 | 0.98265 | 16 | 0.37922
2196 | 5.25 | 1 | 365 | 5.9787 | 0.030984 | 6 | 0.009684
19276 | 8.1 | 1 | 365 | 9.2243 | 0.56209 | 9 | 0.78637
940 | 7 | 1 | 365 | 7.9716 | 0.041312 | 8 | 0.012912
1794 | 7.848 | 1 | 365 | 8.9373 | 0.9846 | 9 | 0.9219
2132 | 5.75 | 1 | 365 | 6.5481 | 0.17679 | 6 | 0.72489
1533 | 7.8 | 1 | 365 | 8.8826 | 0.8746 | 9 | 0.75724
4228 | 5.25 | 1 | 365 | 5.9787 | 0.030984 | 6 | 0.009684
4250 | 5.75 | 1 | 365 | 6.5481 | 0.17679 | 6 | 0.72489
982 | 6.75 | 1 | 365 | 7.6869 | 0.46841 | 8 | 0.15531
6235 | 7.56 | 1 | 365 | 8.6093 | 0.32462 | 8 | 0.93394
1808 | 5.695 | 1 | 365 | 6.4855 | 0.050753 | 6 | 0.53622
46757 | 7 | 1 | 365 | 7.9716 | 0.041312 | 8 | 0.012912
3547 | 5.695 | 1 | 365 | 6.4855 | 0.050753 | 6 | 0.53622
2025 | 6.9 | 1 | 365 | 7.8577 | 0.81215 | 8 | 0.66987
2265 | 4.4 | 1 | 365 | 5.0107 | 0.08311 | 5 | 0.09383
2071 | 9 | 1 | 365 | 10.2492 | 0.62454 | 10 | 0.87374
2735 | 5 | 1 | 365 | 5.694 | 0.45808 | 6 | 0.15208
4484 | 3.35 | 1 | 365 | 3.815 | 0.67691 | 4 | 0.49189
2149 | 3.75 | 1 | 365 | 4.2705 | 0.59356 | 4 | 0.86406
2164 | 4.32 | 1 | 365 | 4.9196 | 0.89978 | 5 | 0.8194
2692 | 5.94 | 1 | 365 | 6.7645 | 0.6122 | 7 | 0.37667
1777 | 6.7 | 1 | 365 | 7.63 | 0.35383 | 7 | 0.98379
1365 | 5 | 1 | 365 | 5.694 | 0.45808 | 6 | 0.15208
3008 | 9.81 | 1 | 365 | 11.1716 | 0.48075 | 11 | 0.65238
6265 | 5.25 | 1 | 365 | 5.9787 | 0.030984 | 6 | 0.009684
881 | 6.54 | 1 | 365 | 7.4478 | 0.98717 | 8 | 0.43492
1307 | 7 | 1 | 365 | 7.9716 | 0.041312 | 8 | 0.012912
1496 | 4 | 1 | 365 | 4.5552 | 0.16646 | 4 | 0.72166
2314 | 4.25 | 1 | 365 | 4.8399 | 0.73937 | 5 | 0.57927
946 | 4.75 | 1 | 365 | 5.4093 | 0.88518 | 6 | 0.29448
6675 | 9 | 1 | 365 | 10.2492 | 0.62454 | 10 | 0.87374
3420 | 5.025 | 1 | 365 | 5.7225 | 0.51537 | 6 | 0.23784
2767 | 3.25 | 1 | 365 | 3.7011 | 0.44775 | 4 | 0.14885
1315 | 7.84 | 1 | 365 | 8.9282 | 0.96627 | 9 | 0.89446
4713 | 4.86 | 1 | 365 | 5.5346 | 0.13725 | 5 | 0.67182
3271 | 9.38 | 1 | 365 | 10.6819 | 0.49536 | 11 | 0.1773
3959 | 2.695 | 1 | 365 | 3.0691 | 0.17591 | 3 | 0.24497
914 | 6.25 | 1 | 365 | 7.1175 | 0.3226 | 7 | 0.4401
1409 | 4.25 | 1 | 365 | 4.8399 | 0.73937 | 5 | 0.57927
1426 | 4.69 | 1 | 365 | 5.341 | 0.74768 | 6 | 0.088651
3488 | 4.32 | 1 | 365 | 4.9196 | 0.89978 | 5 | 0.8194
3231 | 9.75 | 1 | 365 | 11.1033 | 0.34326 | 11 | 0.44656
3672 | 7 | 1 | 365 | 7.9716 | 0.041312 | 8 | 0.012912
3579 | 8.06 | 1 | 365 | 9.1787 | 0.47042 | 9 | 0.64915
6317 | 8.64 | 1 | 365 | 9.8392 | 0.79956 | 10 | 0.63879
6414 | 4.59 | 1 | 365 | 5.2271 | 0.51852 | 5 | 0.74561
4040 | 8 | 1 | 365 | 9.1104 | 0.33293 | 9 | 0.44333
1494 | 3.5 | 1 | 365 | 3.9858 | 0.020656 | 4 | 0.006456
3392 | 8 | 1 | 365 | 9.1104 | 0.33293 | 9 | 0.44333
1104 | 5.25 | 1 | 365 | 5.9787 | 0.030984 | 6 | 0.009684
3826 | 7.75 | 1 | 365 | 8.8257 | 0.76002 | 9 | 0.58572
3956 | 4.5 | 1 | 365 | 5.1246 | 0.31227 | 5 | 0.43687
3375 | 5.865 | 1 | 365 | 6.6791 | 0.44033 | 7 | 0.11939
2688 | 9.35 | 1 | 365 | 10.6478 | 0.42661 | 11 | 0.07439
6356 | 5.4 | 1 | 365 | 6.1495 | 0.37473 | 6 | 0.52425
6165 | 3.51 | 1 | 365 | 3.9972 | 0.043572 | 4 | 0.04076
6146 | 6.5 | 1 | 365 | 7.4022 | 0.8955 | 8 | 0.2977
2335 | 6.71 | 1 | 365 | 7.6413 | 0.37674 | 8 | 0.018091
6520 | 3.25 | 1 | 365 | 3.7011 | 0.44775 | 4 | 0.14885
6140 | 6.5 | 1 | 365 | 7.4022 | 0.8955 | 8 | 0.2977
3736 | 6.1 | 1 | 365 | 6.9467 | 0.97886 | 7 | 0.92554
6499 | 9.72 | 1 | 365 | 11.0691 | 0.27451 | 11 | 0.34364
6390 | 7.29 | 1 | 365 | 8.3019 | 0.70588 | 9 | 0.0077326
4167 | 8.5 | 1 | 365 | 9.6798 | 0.47874 | 10 | 0.15854
3675 | 5.635 | 1 | 365 | 6.4171 | 0.91326 | 7 | 0.33039
8073 | 3.25 | 1 | 365 | 3.7011 | 0.44775 | 4 | 0.14885
4159 | 7.8 | 1 | 365 | 8.8826 | 0.8746 | 9 | 0.75724
6494 | 9.18 | 1 | 365 | 10.4542 | 0.037035 | 10 | 0.49122
6482 | 8.16 | 1 | 365 | 9.2926 | 0.69959 | 9 | 0.99219
2827 | 7.15 | 1 | 365 | 8.1424 | 0.38505 | 8 | 0.52747
4221 | 7 | 1 | 365 | 7.9716 | 0.041312 | 8 | 0.012912
9128 | 11.6 | 1 | 365 | 13.2101 | 0.58275 | 13 | 0.79283
12821 | 6.9 | 1 | 365 | 7.8577 | 0.81215 | 8 | 0.66987
4394 | 4.68 | 1 | 365 | 5.3296 | 0.72476 | 6 | 0.054347
2070 | 6.325 | 1 | 365 | 7.2029 | 0.49447 | 7 | 0.69738
2707 | 6.05 | 1 | 365 | 6.8897 | 0.86428 | 7 | 0.75402
2307 | 9.54 | 1 | 365 | 10.8642 | 0.86202 | 11 | 0.72617
2518 | 5 | 1 | 365 | 5.694 | 0.45808 | 6 | 0.15208
4174 | 4.8 | 1 | 365 | 5.4662 | 0.99976 | 6 | 0.466
4197 | 5.4 | 1 | 365 | 6.1495 | 0.37473 | 6 | 0.52425
1047 | 5.13 | 1 | 365 | 5.842 | 0.75599 | 6 | 0.59803
1384 | 6.63 | 1 | 365 | 7.5502 | 0.19341 | 7 | 0.74366
1373 | 4.25 | 1 | 365 | 4.8399 | 0.73937 | 5 | 0.57927
6193 | 9.18 | 1 | 365 | 10.4542 | 0.037035 | 10 | 0.49122
2585 | 10.05 | 1 | 365 | 11.4449 | 0.030741 | 11 | 0.47568
2315 | 5.5 | 1 | 365 | 6.2634 | 0.60389 | 6 | 0.86729
4660 | 3.924 | 1 | 365 | 4.4687 | 0.9923 | 5 | 0.46095
2861 | 6.05 | 1 | 365 | 6.8897 | 0.86428 | 7 | 0.75402
5415 | 3.5 | 1 | 365 | 3.9858 | 0.020656 | 4 | 0.006456
20945 | 4.95 | 1 | 365 | 5.6371 | 0.3435 | 5 | 0.98056
4860 | 6.7 | 1 | 365 | 7.63 | 0.35383 | 7 | 0.98379
3458 | 12.753 | 1 | 365 | 14.5231 | 0.22498 | 14 | 0.7481
5289 | 4.25 | 1 | 365 | 4.8399 | 0.73937 | 5 | 0.57927
32121 | 5.355 | 1 | 365 | 6.0983 | 0.2716 | 6 | 0.36988
9248 | 6.375 | 1 | 365 | 7.2599 | 0.60905 | 7 | 0.8689
2440 | 11.75 | 1 | 365 | 13.3809 | 0.92649 | 14 | 0.30739
8892 | 8.25 | 1 | 365 | 9.3951 | 0.90583 | 10 | 0.30093
3425 | 5.36 | 1 | 365 | 6.104 | 0.28306 | 6 | 0.38703
3424 | 5.39 | 1 | 365 | 6.1381 | 0.35181 | 6 | 0.48994
3295 | 14.85 | 1 | 365 | 16.9112 | 0.030498 | 16 | 0.94168
6341 | 10.72 | 1 | 365 | 12.2079 | 0.56612 | 12 | 0.77406
3398 | 6.5 | 1 | 365 | 7.4022 | 0.8955 | 8 | 0.2977
3277 | 4.5 | 1 | 365 | 5.1246 | 0.31227 | 5 | 0.43687
4132 | 5 | 1 | 365 | 5.694 | 0.45808 | 6 | 0.15208
4017 | 5.36 | 1 | 365 | 6.104 | 0.28306 | 6 | 0.38703
5416 | 2.75 | 1 | 365 | 3.1317 | 0.30194 | 3 | 0.43364
5128 | 4.8 | 1 | 365 | 5.4662 | 0.99976 | 6 | 0.466
2994 | 4.25 | 1 | 365 | 4.8399 | 0.73937 | 5 | 0.57927
6335 | 6.365 | 1 | 365 | 7.2485 | 0.58614 | 7 | 0.8346
5744 | 6.75 | 1 | 365 | 7.6869 | 0.46841 | 8 | 0.15531
4071 | 4.68 | 1 | 365 | 5.3296 | 0.72476 | 6 | 0.054347
3671 | 6 | 1 | 365 | 6.8328 | 0.7497 | 7 | 0.5825
34807 | 4.48 | 1 | 365 | 5.1018 | 0.26644 | 5 | 0.36826
2187 | 4.5 | 1 | 365 | 5.1246 | 0.31227 | 5 | 0.43687
3471 | 10.791 | 1 | 365 | 12.2888 | 0.72883 | 13 | 0.017619
3536 | 6.03 | 1 | 365 | 6.867 | 0.81844 | 7 | 0.68541
6433 | 4.59 | 1 | 365 | 5.2271 | 0.51852 | 5 | 0.74561
6324 | 5.145 | 1 | 365 | 5.8591 | 0.79036 | 6 | 0.64949
2428 | 5.886 | 1 | 365 | 6.703 | 0.48845 | 7 | 0.19143
6385 | 7.83 | 1 | 365 | 8.9168 | 0.94335 | 9 | 0.86016
2113 | 6.75 | 1 | 365 | 7.6869 | 0.46841 | 8 | 0.15531
2699 | 5 | 1 | 365 | 5.694 | 0.45808 | 6 | 0.15208
5403 | 8.04 | 1 | 365 | 9.156 | 0.42459 | 9 | 0.58054
3011 | 5.5 | 1 | 365 | 6.2634 | 0.60389 | 6 | 0.86729
4305 | 7.84 | 1 | 365 | 8.9282 | 0.96627 | 9 | 0.89446
4508 | 8.71 | 1 | 365 | 9.9189 | 0.95998 | 10 | 0.87892
22070 | 6 | 1 | 365 | 6.8328 | 0.7497 | 7 | 0.5825
3864 | 4.5 | 1 | 365 | 5.1246 | 0.31227 | 5 | 0.43687
4543 | 3.75 | 1 | 365 | 4.2705 | 0.59356 | 4 | 0.86406
2354 | 5 | 1 | 365 | 5.694 | 0.45808 | 6 | 0.15208
3340 | 4.8 | 1 | 365 | 5.4662 | 0.99976 | 6 | 0.466
5010 | 5.88 | 1 | 365 | 6.6961 | 0.4747 | 7 | 0.17085
5439 | 5.695 | 1 | 365 | 6.4855 | 0.050753 | 6 | 0.53622
3297 | 3.75 | 1 | 365 | 4.2705 | 0.59356 | 4 | 0.86406
9802 | 4.41 | 1 | 365 | 5.0221 | 0.10603 | 5 | 0.12813
4450 | 8.04 | 1 | 365 | 9.156 | 0.42459 | 9 | 0.58054
5040 | 6.867 | 1 | 365 | 7.8201 | 0.73653 | 8 | 0.55667
2366 | 13.455 | 1 | 365 | 15.3226 | 0.83369 | 16 | 0.15625
3456 | 6.03 | 1 | 365 | 6.867 | 0.81844 | 7 | 0.68541
1319 | 2.5 | 1 | 365 | 2.847 | 0.72904 | 3 | 0.57604
3284 | 11.055 | 1 | 365 | 12.5894 | 0.33381 | 12 | 0.92325
4714 | 9.38 | 1 | 365 | 10.6819 | 0.49536 | 11 | 0.1773
7238 | 5.88 | 1 | 365 | 6.6961 | 0.4747 | 7 | 0.17085
2664 | 8.25 | 1 | 365 | 9.3951 | 0.90583 | 10 | 0.30093
4864 | 5.025 | 1 | 365 | 5.7225 | 0.51537 | 6 | 0.23784
6625 | 12.75 | 1 | 365 | 14.5197 | 0.2181 | 14 | 0.7378
4102 | 9.075 | 1 | 365 | 10.3346 | 0.79642 | 11 | 0.13103
12153 | 5.4 | 1 | 365 | 6.1495 | 0.37473 | 6 | 0.52425
7981 | 4.4 | 1 | 365 | 5.0107 | 0.08311 | 5 | 0.09383
2940 | 9.54 | 1 | 365 | 10.8642 | 0.86202 | 11 | 0.72617
16348 | 6 | 1 | 365 | 6.8328 | 0.7497 | 7 | 0.5825
2027 | 10.2 | 1 | 365 | 11.6158 | 0.37448 | 11 | 0.99024
1308 | 4 | 1 | 365 | 4.5552 | 0.16646 | 4 | 0.72166
4069 | 3 | 1 | 365 | 3.4164 | 0.87485 | 4 | 0.29125
3066 | 7.15 | 1 | 365 | 8.1424 | 0.38505 | 8 | 0.52747
6113 | 5.232 | 1 | 365 | 5.9582 | 0.98973 | 6 | 0.94794
2792 | 8.28 | 1 | 365 | 9.4293 | 0.97458 | 10 | 0.40384
15070 | 6.5 | 1 | 365 | 7.4022 | 0.8955 | 8 | 0.2977
11063 | 5.025 | 1 | 365 | 5.7225 | 0.51537 | 6 | 0.23784
6353 | 6.86 | 1 | 365 | 7.8122 | 0.72049 | 8 | 0.53265
2413 | 3.5 | 1 | 365 | 3.9858 | 0.020656 | 4 | 0.006456
3402 | 5.025 | 1 | 365 | 5.7225 | 0.51537 | 6 | 0.23784
6159 | 7.29 | 1 | 365 | 8.3019 | 0.70588 | 9 | 0.0077326
4637 | 3.78 | 1 | 365 | 4.3047 | 0.66231 | 4 | 0.96697
37538 | 6.75 | 1 | 365 | 7.6869 | 0.46841 | 8 | 0.15531
18637 | 14.95 | 1 | 365 | 17.0251 | 0.25966 | 17 | 0.28472
3884 | 7.245 | 1 | 365 | 8.2506 | 0.60276 | 8 | 0.85336
4488 | 9.18 | 1 | 365 | 10.4542 | 0.037035 | 10 | 0.49122
10806 | 13.2 | 1 | 365 | 15.0322 | 0.24933 | 15 | 0.28149
3423 | 8.375 | 1 | 365 | 9.5374 | 0.19228 | 9 | 0.72973
52062 | 5 | 1 | 365 | 5.694 | 0.45808 | 6 | 0.15208
7243 | 3.27 | 1 | 365 | 3.7239 | 0.49358 | 4 | 0.21746
10963 | 4.75 | 1 | 365 | 5.4093 | 0.88518 | 6 | 0.29448
3472 | 4.251 | 1 | 365 | 4.841 | 0.74166 | 5 | 0.5827
11289 | 11.78 | 1 | 365 | 13.4151 | 0.99524 | 14 | 0.4103
11292 | 5.775 | 1 | 365 | 6.5766 | 0.23408 | 6 | 0.81065
5474 | 6.05 | 1 | 365 | 6.8897 | 0.86428 | 7 | 0.75402
3643 | 3.6 | 1 | 365 | 4.0997 | 0.24982 | 4 | 0.3495
4420 | 6.24 | 1 | 365 | 7.1061 | 0.29968 | 7 | 0.4058
3381 | 6 | 1 | 365 | 6.8328 | 0.7497 | 7 | 0.5825
6923 | 12 | 1 | 365 | 13.6656 | 0.49939 | 14 | 0.16499
3457 | 5.75 | 1 | 365 | 6.5481 | 0.17679 | 6 | 0.72489
3450 | 3.315 | 1 | 365 | 3.7751 | 0.59671 | 4 | 0.37183
6856 | 4.69 | 1 | 365 | 5.341 | 0.74768 | 6 | 0.088651
5007 | 6.375 | 1 | 365 | 7.2599 | 0.60905 | 7 | 0.8689
4381 | 7.15 | 1 | 365 | 8.1424 | 0.38505 | 8 | 0.52747
3155 | 7.14 | 1 | 365 | 8.131 | 0.36214 | 8 | 0.49317
3852 | 3 | 1 | 365 | 3.4164 | 0.87485 | 4 | 0.29125
6656 | 3.06 | 1 | 365 | 3.4847 | 0.012345 | 3 | 0.49707
4568 | 6.615 | 1 | 365 | 7.5332 | 0.15904 | 7 | 0.6922
10801 | 7.29 | 1 | 365 | 8.3019 | 0.70588 | 9 | 0.0077326
2670 | 4.77 | 1 | 365 | 5.4321 | 0.93101 | 6 | 0.36308
2358 | 9.35 | 1 | 365 | 10.6478 | 0.42661 | 11 | 0.07439
52795 | 6 | 1 | 365 | 6.8328 | 0.7497 | 7 | 0.5825
34121 | 12 | 1 | 365 | 13.6656 | 0.49939 | 14 | 0.16499
10438 | 6 | 1 | 365 | 6.8328 | 0.7497 | 7 | 0.5825
6082 | 5.2 | 1 | 365 | 5.9218 | 0.9164 | 6 | 0.83816
2667 | 12.24 | 1 | 365 | 13.9389 | 0.04938 | 13 | 0.98829
3331 | 5.6 | 1 | 365 | 6.3773 | 0.83305 | 7 | 0.21033
2839 | 7.2 | 1 | 365 | 8.1994 | 0.49964 | 8 | 0.699
4646 | 9.9 | 1 | 365 | 11.2741 | 0.687 | 11 | 0.96112
15206 | 11.88 | 1 | 365 | 13.5289 | 0.2244 | 13 | 0.75334
12241 | 7.02 | 1 | 365 | 7.9944 | 0.087144 | 8 | 0.08152
3254 | 6.625 | 1 | 365 | 7.5446 | 0.18196 | 7 | 0.72651
3604 | 8.25 | 1 | 365 | 9.3951 | 0.90583 | 10 | 0.30093
10432 | 9 | 1 | 365 | 10.2492 | 0.62454 | 10 | 0.87374
6628 | 4.578 | 1 | 365 | 5.2134 | 0.49102 | 5 | 0.70444
4291 | 7.15 | 1 | 365 | 8.1424 | 0.38505 | 8 | 0.52747
2821 | 3.77 | 1 | 365 | 4.2933 | 0.63939 | 4 | 0.93267
5499 | 7.7 | 1 | 365 | 8.7688 | 0.64544 | 9 | 0.4142
4189 | 8.1 | 1 | 365 | 9.2243 | 0.56209 | 9 | 0.78637
10441 | 4.5 | 1 | 365 | 5.1246 | 0.31227 | 5 | 0.43687
7782 | 7.25 | 1 | 365 | 8.2563 | 0.61422 | 8 | 0.87052
4170 | 3.5 | 1 | 365 | 3.9858 | 0.020656 | 4 | 0.006456
4640 | 4.5 | 1 | 365 | 5.1246 | 0.31227 | 5 | 0.43687
16287 | 5.1 | 1 | 365 | 5.8079 | 0.68724 | 6 | 0.49512
5468 | 7.02 | 1 | 365 | 7.9944 | 0.087144 | 8 | 0.08152
5279 | 5.88 | 1 | 365 | 6.6961 | 0.4747 | 7 | 0.17085
4822 | 6.615 | 1 | 365 | 7.5332 | 0.15904 | 7 | 0.6922
3935 | 3.57 | 1 | 365 | 4.0655 | 0.18107 | 4 | 0.24659
11001 | 4.69 | 1 | 365 | 5.341 | 0.74768 | 6 | 0.088651
8688 | 3.85 | 1 | 365 | 4.3844 | 0.82272 | 5 | 0.2071
1850 | 5.25 | 1 | 365 | 5.9787 | 0.030984 | 6 | 0.009684
3122 | 7 | 1 | 365 | 7.9716 | 0.041312 | 8 | 0.012912
2996 | 7.7 | 1 | 365 | 8.7688 | 0.64544 | 9 | 0.4142
3859 | 6 | 1 | 365 | 6.8328 | 0.7497 | 7 | 0.5825
20789 | 9 | 1 | 365 | 10.2492 | 0.62454 | 10 | 0.87374
3963 | 8.91 | 1 | 365 | 10.1467 | 0.4183 | 10 | 0.56501
5498 | 2.805 | 1 | 365 | 3.1943 | 0.42798 | 3 | 0.62232
6234 | 5.94 | 1 | 365 | 6.7645 | 0.6122 | 7 | 0.37667
4708 | 5.5 | 1 | 365 | 6.2634 | 0.60389 | 6 | 0.86729
10722 | 7.14 | 1 | 365 | 8.131 | 0.36214 | 8 | 0.49317
4237 | 6.63 | 1 | 365 | 7.5502 | 0.19341 | 7 | 0.74366
3545 | 6.3 | 1 | 365 | 7.1744 | 0.43718 | 7 | 0.61162
3432 | 4.02 | 1 | 365 | 4.578 | 0.2123 | 4 | 0.79027
3965 | 9.35 | 1 | 365 | 10.6478 | 0.42661 | 11 | 0.07439
41182 | 7.28 | 1 | 365 | 8.2905 | 0.68296 | 8 | 0.97343
2905 | 5.75 | 1 | 365 | 6.5481 | 0.17679 | 6 | 0.72489
18471 | 8.04 | 1 | 365 | 9.156 | 0.42459 | 9 | 0.58054
7305 | 4.59 | 1 | 365 | 5.2271 | 0.51852 | 5 | 0.74561
5617 | 10.791 | 1 | 365 | 12.2888 | 0.72883 | 13 | 0.017619
9767 | 6.25 | 1 | 365 | 7.1175 | 0.3226 | 7 | 0.4401
3558 | 5.88 | 1 | 365 | 6.6961 | 0.4747 | 7 | 0.17085
5938 | 10.25 | 1 | 365 | 11.6727 | 0.48906 | 12 | 0.16176
2571 | 5.75 | 1 | 365 | 6.5481 | 0.17679 | 6 | 0.72489
1498 | 10.8 | 1 | 365 | 12.299 | 0.74945 | 13 | 0.048493
17470 | 2.2 | 1 | 365 | 2.5054 | 0.041555 | 2 | 0.54692
6149 | 6.75 | 1 | 365 | 7.6869 | 0.46841 | 8 | 0.15531
3685 | 6.12 | 1 | 365 | 6.9695 | 0.02469 | 6 | 0.99415
3655 | 13.26 | 1 | 365 | 15.1005 | 0.38683 | 15 | 0.48732
5111 | 3.025 | 1 | 365 | 3.4449 | 0.93214 | 4 | 0.37701
1959 | 9.75 | 1 | 365 | 11.1033 | 0.34326 | 11 | 0.44656
3243 | 8.525 | 1 | 365 | 9.7083 | 0.53603 | 10 | 0.2443
12163 | 3.57 | 1 | 365 | 4.0655 | 0.18107 | 4 | 0.24659
7132 | 6.03 | 1 | 365 | 6.867 | 0.81844 | 7 | 0.68541
3400 | 4.9 | 1 | 365 | 5.5801 | 0.22892 | 5 | 0.80904
4178 | 4.4 | 1 | 365 | 5.0107 | 0.08311 | 5 | 0.09383
4918 | 3.35 | 1 | 365 | 3.815 | 0.67691 | 4 | 0.49189
19226 | 6 | 1 | 365 | 6.8328 | 0.7497 | 7 | 0.5825
4238 | 5.1 | 1 | 365 | 5.8079 | 0.68724 | 6 | 0.49512
52616 | 6.28 | 1 | 365 | 7.1517 | 0.14616 | 7 | 0.29783
26087 | 11.96 | 1 | 365 | 13.62 | 0.40773 | 14 | 0.027775
4486 | 9.62 | 1 | 365 | 10.9553 | 0.045346 | 11 | 0.00060192
2294 | 10.75 | 1 | 365 | 12.2421 | 0.63487 | 12 | 0.87697
5281 | 8.829 | 1 | 365 | 10.0545 | 0.23268 | 10 | 0.28714
2256 | 9 | 1 | 365 | 10.2492 | 0.62454 | 10 | 0.87374
2997 | 4.05 | 1 | 365 | 4.6121 | 0.28104 | 4 | 0.89318
5002 | 10 | 1 | 365 | 11.388 | 0.91616 | 12 | 0.30416
4871 | 9.72 | 1 | 365 | 11.0691 | 0.27451 | 11 | 0.34364
5361 | 7.15 | 1 | 365 | 8.1424 | 0.38505 | 8 | 0.52747
2850 | 9.01 | 1 | 365 | 10.2606 | 0.64746 | 10 | 0.90805
4101 | 6.72 | 1 | 365 | 7.6527 | 0.39966 | 8 | 0.052396
86021 | 9.135 | 1 | 365 | 10.4029 | 0.93391 | 11 | 0.33685
6058 | 7 | 1 | 365 | 7.9716 | 0.041312 | 8 | 0.012912
2655 | 5.17 | 1 | 365 | 5.8876 | 0.84765 | 6 | 0.73525
3951 | 8.1 | 1 | 365 | 9.2243 | 0.56209 | 9 | 0.78637
4635 | 4.76 | 1 | 365 | 5.4207 | 0.90809 | 6 | 0.32878
26635 | 12.985 | 1 | 365 | 14.7873 | 0.75663 | 15 | 0.54395
3832 | 6.48 | 1 | 365 | 7.3794 | 0.84967 | 8 | 0.2291
3455 | 3.35 | 1 | 365 | 3.815 | 0.67691 | 4 | 0.49189
13440 | 5.6 | 1 | 365 | 6.3773 | 0.83305 | 7 | 0.21033
1504 | 4 | 1 | 365 | 4.5552 | 0.16646 | 4 | 0.72166
4202 | 9.54 | 1 | 365 | 10.8642 | 0.86202 | 11 | 0.72617
11449 | 2.5 | 1 | 365 | 2.847 | 0.72904 | 3 | 0.57604
5622 | 9.35 | 1 | 365 | 10.6478 | 0.42661 | 11 | 0.07439
2956 | 5.36 | 1 | 365 | 6.104 | 0.28306 | 6 | 0.38703
1459 | 4.75 | 1 | 365 | 5.4093 | 0.88518 | 6 | 0.29448
6857 | 12.88 | 1 | 365 | 14.6677 | 0.51601 | 15 | 0.18376
5486 | 6.63 | 1 | 365 | 7.5502 | 0.19341 | 7 | 0.74366
3370 | 5 | 1 | 365 | 5.694 | 0.45808 | 6 | 0.15208
5977 | 4.4 | 1 | 365 | 5.0107 | 0.08311 | 5 | 0.09383
11411 | 4.125 | 1 | 365 | 4.6975 | 0.45292 | 5 | 0.15047
5931 | 6.21 | 1 | 365 | 7.0719 | 0.23094 | 7 | 0.30288
3679 | 8.7 | 1 | 365 | 9.9076 | 0.93706 | 10 | 0.84462
3559 | 4.655 | 1 | 365 | 5.3011 | 0.66747 | 5 | 0.96859
7723 | 3.36 | 1 | 365 | 3.8264 | 0.69983 | 4 | 0.5262
4625 | 10.8 | 1 | 365 | 12.299 | 0.74945 | 13 | 0.048493
19603 | 10.8 | 1 | 365 | 12.299 | 0.74945 | 13 | 0.048493
12080 | 6.76 | 1 | 365 | 7.6983 | 0.49132 | 8 | 0.18961
10719 | 6.1 | 1 | 365 | 6.9467 | 0.97886 | 7 | 0.92554
6131 | 5.775 | 1 | 365 | 6.5766 | 0.23408 | 6 | 0.81065
5413 | 13.23 | 1 | 365 | 15.0663 | 0.31808 | 15 | 0.3844
5146 | 9.18 | 1 | 365 | 10.4542 | 0.037035 | 10 | 0.49122
51864 | 4.08 | 1 | 365 | 4.6463 | 0.34979 | 4 | 0.9961
4396 | 5.865 | 1 | 365 | 6.6791 | 0.44033 | 7 | 0.11939
2548 | 5.75 | 1 | 365 | 6.5481 | 0.17679 | 6 | 0.72489
4872 | 3 | 1 | 365 | 3.4164 | 0.87485 | 4 | 0.29125
3408 | 8.04 | 1 | 365 | 9.156 | 0.42459 | 9 | 0.58054
5503 | 8.925 | 1 | 365 | 10.1638 | 0.45267 | 10 | 0.61646
3059 | 6.03 | 1 | 365 | 6.867 | 0.81844 | 7 | 0.68541
3434 | 5.88 | 1 | 365 | 6.6961 | 0.4747 | 7 | 0.17085
6349 | 3 | 1 | 365 | 3.4164 | 0.87485 | 4 | 0.29125
7790 | 5.5 | 1 | 365 | 6.2634 | 0.60389 | 6 | 0.86729
52031 | 8.835 | 1 | 365 | 10.0613 | 0.24643 | 10 | 0.30773
3258 | 7.84 | 1 | 365 | 8.9282 | 0.96627 | 9 | 0.89446
8947 | 4.08 | 1 | 365 | 4.6463 | 0.34979 | 4 | 0.9961
3662 | 2.5 | 1 | 365 | 2.847 | 0.72904 | 3 | 0.57604
2152 | 4.75 | 1 | 365 | 5.4093 | 0.88518 | 6 | 0.29448
1555 | 6.25 | 1 | 365 | 7.1175 | 0.3226 | 7 | 0.4401
7872 | 5.1 | 1 | 365 | 5.8079 | 0.68724 | 6 | 0.49512
4711 | 6.375 | 1 | 365 | 7.2599 | 0.60905 | 7 | 0.8689
5506 | 4.95 | 1 | 365 | 5.6371 | 0.3435 | 5 | 0.98056
3809 | 5.39 | 1 | 365 | 6.1381 | 0.35181 | 6 | 0.48994
4007 | 5 | 1 | 365 | 5.694 | 0.45808 | 6 | 0.15208
10198 | 5.88 | 1 | 365 | 6.6961 | 0.4747 | 7 | 0.17085
3813 | 14.82 | 1 | 365 | 16.877 | 0.96175 | 17 | 0.83877
2643 | 4.4 | 1 | 365 | 5.0107 | 0.08311 | 5 | 0.09383
2844 | 2 | 1 | 365 | 2.2776 | 0.58323 | 2 | 0.86083
2119 | 4.845 | 1 | 365 | 5.5175 | 0.10288 | 5 | 0.62037
2122 | 8 | 1 | 365 | 9.1104 | 0.33293 | 9 | 0.44333
10549 | 5 | 1 | 365 | 5.694 | 0.45808 | 6 | 0.15208
3445 | 4.9 | 1 | 365 | 5.5801 | 0.22892 | 5 | 0.80904
4452 | 8.04 | 1 | 365 | 9.156 | 0.42459 | 9 | 0.58054
4405 | 9.625 | 1 | 365 | 10.961 | 0.056804 | 11 | 0.017754
3853 | 4.41 | 1 | 365 | 5.0221 | 0.10603 | 5 | 0.12813
4188 | 7.08 | 1 | 365 | 8.0627 | 0.22464 | 8 | 0.28735
32052 | 5.04 | 1 | 365 | 5.7396 | 0.54974 | 6 | 0.2893
3802 | 5.88 | 1 | 365 | 6.6961 | 0.4747 | 7 | 0.17085
6387 | 6.48 | 1 | 365 | 7.3794 | 0.84967 | 8 | 0.2291
16675 | 8.4 | 1 | 365 | 9.5659 | 0.24957 | 9 | 0.81549
2448 | 8.37 | 1 | 365 | 9.5318 | 0.18083 | 9 | 0.71258
3890 | 5.232 | 1 | 365 | 5.9582 | 0.98973 | 6 | 0.94794
6359 | 5.559 | 1 | 365 | 6.3306 | 0.73909 | 7 | 0.069683
7873 | 6.375 | 1 | 365 | 7.2599 | 0.60905 | 7 | 0.8689
11386 | 2.805 | 1 | 365 | 3.1943 | 0.42798 | 3 | 0.62232
4573 | 6.03 | 1 | 365 | 6.867 | 0.81844 | 7 | 0.68541
4303 | 6.37 | 1 | 365 | 7.2542 | 0.59759 | 7 | 0.85175
19594 | 4.4 | 1 | 365 | 5.0107 | 0.08311 | 5 | 0.09383
5044 | 5.88 | 1 | 365 | 6.6961 | 0.4747 | 7 | 0.17085
7426 | 3.575 | 1 | 365 | 4.0712 | 0.19253 | 4 | 0.26374
6941 | 10.791 | 1 | 365 | 12.2888 | 0.72883 | 13 | 0.017619
3755 | 4.48 | 1 | 365 | 5.1018 | 0.26644 | 5 | 0.36826
10208 | 9.405 | 1 | 365 | 10.7104 | 0.55265 | 11 | 0.26306
5519 | 4.14 | 1 | 365 | 4.7146 | 0.48729 | 5 | 0.20192
14715 | 5.94 | 1 | 365 | 6.7645 | 0.6122 | 7 | 0.37667
2326 | 6 | 1 | 365 | 6.8328 | 0.7497 | 7 | 0.5825
3309 | 8.82 | 1 | 365 | 10.0442 | 0.21205 | 10 | 0.25627
3808 | 6.213 | 1 | 365 | 7.0754 | 0.23781 | 7 | 0.31317
3073 | 8.28 | 1 | 365 | 9.4293 | 0.97458 | 10 | 0.40384
3527 | 4.165 | 1 | 365 | 4.7431 | 0.54458 | 5 | 0.28768
3925 | 6.54 | 1 | 365 | 7.4478 | 0.98717 | 8 | 0.43492
9932 | 6.54 | 1 | 365 | 7.4478 | 0.98717 | 8 | 0.43492
3327 | 11.118 | 1 | 365 | 12.6612 | 0.47819 | 13 | 0.13937
3810 | 13.25 | 1 | 365 | 15.0891 | 0.36391 | 15 | 0.45301
3596 | 11.76 | 1 | 365 | 13.3923 | 0.9494 | 14 | 0.34169
4959 | 3.25 | 1 | 365 | 3.7011 | 0.44775 | 4 | 0.14885
3190 | 8.04 | 1 | 365 | 9.156 | 0.42459 | 9 | 0.58054
2733 | 9.9 | 1 | 365 | 11.2741 | 0.687 | 11 | 0.96112
5131 | 5.7 | 1 | 365 | 6.4912 | 0.062211 | 6 | 0.55337
2793 | 6.555 | 1 | 365 | 7.4648 | 0.021543 | 7 | 0.48638
4702 | 8.64 | 1 | 365 | 9.8392 | 0.79956 | 10 | 0.63879
15075 | 7.5 | 1 | 365 | 8.541 | 0.18712 | 8 | 0.72812
21192 | 8.4 | 1 | 365 | 9.5659 | 0.24957 | 9 | 0.81549
22184 | 7 | 1 | 365 | 7.9716 | 0.041312 | 8 | 0.012912
22186 | 6 | 1 | 365 | 6.8328 | 0.7497 | 7 | 0.5825
3217 | 5.355 | 1 | 365 | 6.0983 | 0.2716 | 6 | 0.36988
7593 | 5.865 | 1 | 365 | 6.6791 | 0.44033 | 7 | 0.11939
22166 | 6 | 1 | 365 | 6.8328 | 0.7497 | 7 | 0.5825
4021 | 4.4 | 1 | 365 | 5.0107 | 0.08311 | 5 | 0.09383
4212 | 9.36 | 1 | 365 | 10.6592 | 0.44953 | 11 | 0.10869
3382 | 5.39 | 1 | 365 | 6.1381 | 0.35181 | 6 | 0.48994
13338 | 15 | 1 | 365 | 17.082 | 0.37424 | 17 | 0.45624
14425 | 8.25 | 1 | 365 | 9.3951 | 0.90583 | 10 | 0.30093
4176 | 5.232 | 1 | 365 | 5.9582 | 0.98973 | 6 | 0.94794
63190 | 9.9 | 1 | 365 | 11.2741 | 0.687 | 11 | 0.96112
2437 | 6.6 | 1 | 365 | 7.5161 | 0.12467 | 7 | 0.64075
3077 | 4.08 | 1 | 365 | 4.6463 | 0.34979 | 4 | 0.9961
4182 | 7.425 | 1 | 365 | 8.4556 | 0.015249 | 8 | 0.47084
4096 | 6.16 | 1 | 365 | 7.015 | 0.11635 | 7 | 0.13136
22162 | 7 | 1 | 365 | 7.9716 | 0.041312 | 8 | 0.012912
2554 | 7.14 | 1 | 365 | 8.131 | 0.36214 | 8 | 0.49317
4280 | 4.76 | 1 | 365 | 5.4207 | 0.90809 | 6 | 0.32878
3892 | 7.25 | 1 | 365 | 8.2563 | 0.61422 | 8 | 0.87052
4462 | 5.36 | 1 | 365 | 6.104 | 0.28306 | 6 | 0.38703
3523 | 7.65 | 1 | 365 | 8.7118 | 0.53086 | 9 | 0.24268
9426 | 4.5 | 1 | 365 | 5.1246 | 0.31227 | 5 | 0.43687
2536 | 7.56 | 1 | 365 | 8.6093 | 0.32462 | 8 | 0.93394
5242 | 5.88 | 1 | 365 | 6.6961 | 0.4747 | 7 | 0.17085
2948 | 9.69 | 1 | 365 | 11.035 | 0.20576 | 11 | 0.24073
3043 | 5 | 1 | 365 | 5.694 | 0.45808 | 6 | 0.15208
2758 | 5 | 1 | 365 | 5.694 | 0.45808 | 6 | 0.15208
2476 | 8.1 | 1 | 365 | 9.2243 | 0.56209 | 9 | 0.78637
16288 | 5.1 | 1 | 365 | 5.8079 | 0.68724 | 6 | 0.49512
6104 | 6.7 | 1 | 365 | 7.63 | 0.35383 | 7 | 0.98379
420 | 3.5 | 1 | 365 | 3.9858 | 0.020656 | 4 | 0.006456
10749 | 7.65 | 1 | 365 | 8.7118 | 0.53086 | 9 | 0.24268
52660 | 7.965 | 1 | 365 | 9.0705 | 0.25272 | 9 | 0.32326
2472 | 10.36 | 1 | 365 | 11.798 | 0.74114 | 12 | 0.53911
9120 | 11.56 | 1 | 365 | 13.1645 | 0.49108 | 13 | 0.65561
4311 | 7.848 | 1 | 365 | 8.9373 | 0.9846 | 9 | 0.9219
5636 | 10 | 1 | 365 | 11.388 | 0.91616 | 12 | 0.30416
4705 | 4.86 | 1 | 365 | 5.5346 | 0.13725 | 5 | 0.67182
17171 | 4.59 | 1 | 365 | 5.2271 | 0.51852 | 5 | 0.74561
4201 | 3.924 | 1 | 365 | 4.4687 | 0.9923 | 5 | 0.46095
3378 | 7.15 | 1 | 365 | 8.1424 | 0.38505 | 8 | 0.52747
4114 | 9 | 1 | 365 | 10.2492 | 0.62454 | 10 | 0.87374
3842 | 5.175 | 1 | 365 | 5.8933 | 0.85911 | 6 | 0.7524
4652 | 6.63 | 1 | 365 | 7.5502 | 0.19341 | 7 | 0.74366
4353 | 9.81 | 1 | 365 | 11.1716 | 0.48075 | 11 | 0.65238
4093 | 11.772 | 1 | 365 | 13.406 | 0.9769 | 14 | 0.38286
15540 | 6.9 | 1 | 365 | 7.8577 | 0.81215 | 8 | 0.66987
3015 | 8 | 1 | 365 | 9.1104 | 0.33293 | 9 | 0.44333
4210 | 5.3 | 1 | 365 | 6.0356 | 0.14556 | 6 | 0.1812
6549 | 6.37 | 1 | 365 | 7.2542 | 0.59759 | 7 | 0.85175
5614 | 7.25 | 1 | 365 | 8.2563 | 0.61422 | 8 | 0.87052
2965 | 9.36 | 1 | 365 | 10.6592 | 0.44953 | 11 | 0.10869
7597 | 10.2 | 1 | 365 | 11.6158 | 0.37448 | 11 | 0.99024
2297 | 5.25 | 1 | 365 | 5.9787 | 0.030984 | 6 | 0.009684
5066 | 10.335 | 1 | 365 | 11.7695 | 0.68385 | 12 | 0.45335
2559 | 6.5 | 1 | 365 | 7.4022 | 0.8955 | 8 | 0.2977
3125 | 2 | 1 | 365 | 2.2776 | 0.58323 | 2 | 0.86083
5192 | 4.08 | 1 | 365 | 4.6463 | 0.34979 | 4 | 0.9961
2921 | 4.335 | 1 | 365 | 4.9367 | 0.93416 | 5 | 0.87085
16564 | 9.9 | 1 | 365 | 11.2741 | 0.687 | 11 | 0.96112
54405 | 8.745 | 1 | 365 | 9.9588 | 0.040182 | 9 | 0.99899
5003 | 3.92 | 1 | 365 | 4.4641 | 0.98313 | 5 | 0.44723
22183 | 7 | 1 | 365 | 7.9716 | 0.041312 | 8 | 0.012912
22182 | 6 | 1 | 365 | 6.8328 | 0.7497 | 7 | 0.5825
4649 | 7 | 1 | 365 | 7.9716 | 0.041312 | 8 | 0.012912
44009 | 8.28 | 1 | 365 | 9.4293 | 0.97458 | 10 | 0.40384
44017 | 7.59 | 1 | 365 | 8.6435 | 0.39337 | 9 | 0.036857
22187 | 7 | 1 | 365 | 7.9716 | 0.041312 | 8 | 0.012912
4015 | 5.025 | 1 | 365 | 5.7225 | 0.51537 | 6 | 0.23784
81461 | 6.72 | 1 | 365 | 7.6527 | 0.39966 | 8 | 0.052396
2825 | 7 | 1 | 365 | 7.9716 | 0.041312 | 8 | 0.012912
4034 | 7.975 | 1 | 365 | 9.0819 | 0.27564 | 9 | 0.35757
3863 | 5.94 | 1 | 365 | 6.7645 | 0.6122 | 7 | 0.37667
10295 | 6.8 | 1 | 365 | 7.7438 | 0.58299 | 8 | 0.32683
3026 | 7.8 | 1 | 365 | 8.8826 | 0.8746 | 9 | 0.75724
4526 | 9 | 1 | 365 | 10.2492 | 0.62454 | 10 | 0.87374
3699 | 4.24 | 1 | 365 | 4.8285 | 0.71645 | 5 | 0.54496
10287 | 9 | 1 | 365 | 10.2492 | 0.62454 | 10 | 0.87374
4750 | 5 | 1 | 365 | 5.694 | 0.45808 | 6 | 0.15208
10745 | 6 | 1 | 365 | 6.8328 | 0.7497 | 7 | 0.5825
19713 | 5.32 | 1 | 365 | 6.0584 | 0.1914 | 6 | 0.24981
2272 | 5 | 1 | 365 | 5.694 | 0.45808 | 6 | 0.15208
5772 | 14.535 | 1 | 365 | 16.5525 | 0.30864 | 16 | 0.8611
4058 | 7.395 | 1 | 365 | 8.4214 | 0.9465 | 9 | 0.36793
8686 | 5.75 | 1 | 365 | 6.5481 | 0.17679 | 6 | 0.72489
4025 | 9.36 | 1 | 365 | 10.6592 | 0.44953 | 11 | 0.10869
4055 | 5.25 | 1 | 365 | 5.9787 | 0.030984 | 6 | 0.009684
2418 | 3.57 | 1 | 365 | 4.0655 | 0.18107 | 4 | 0.24659
15996 | 3.315 | 1 | 365 | 3.7751 | 0.59671 | 4 | 0.37183
4914 | 9.52 | 1 | 365 | 10.8414 | 0.81618 | 11 | 0.65756
2702 | 5 | 1 | 365 | 5.694 | 0.45808 | 6 | 0.15208
2369 | 3 | 1 | 365 | 3.4164 | 0.87485 | 4 | 0.29125
5043 | 3.75 | 1 | 365 | 4.2705 | 0.59356 | 4 | 0.86406
2547 | 4.75 | 1 | 365 | 5.4093 | 0.88518 | 6 | 0.29448
3907 | 8.82 | 1 | 365 | 10.0442 | 0.21205 | 10 | 0.25627
5435 | 5.04 | 1 | 365 | 5.7396 | 0.54974 | 6 | 0.2893
6672 | 5.145 | 1 | 365 | 5.8591 | 0.79036 | 6 | 0.64949
11614 | 14.715 | 1 | 365 | 16.7574 | 0.72113 | 17 | 0.47857
4730 | 7.14 | 1 | 365 | 8.131 | 0.36214 | 8 | 0.49317
6364 | 5.67 | 1 | 365 | 6.457 | 0.99346 | 7 | 0.45046
2930 | 4.25 | 1 | 365 | 4.8399 | 0.73937 | 5 | 0.57927
3431 | 3.685 | 1 | 365 | 4.1965 | 0.4446 | 4 | 0.64108
3133 | 12.24 | 1 | 365 | 13.9389 | 0.04938 | 13 | 0.98829
2376 | 3.75 | 1 | 365 | 4.2705 | 0.59356 | 4 | 0.86406
3905 | 6.325 | 1 | 365 | 7.2029 | 0.49447 | 7 | 0.69738
3202 | 8.64 | 1 | 365 | 9.8392 | 0.79956 | 10 | 0.63879
4773 | 2.5 | 1 | 365 | 2.847 | 0.72904 | 3 | 0.57604
12144 | 5.94 | 1 | 365 | 6.7645 | 0.6122 | 7 | 0.37667
3272 | 4.32 | 1 | 365 | 4.9196 | 0.89978 | 5 | 0.8194
4137 | 9.156 | 1 | 365 | 10.4269 | 0.98204 | 11 | 0.40889
3885 | 6.37 | 1 | 365 | 7.2542 | 0.59759 | 7 | 0.85175
3257 | 8 | 1 | 365 | 9.1104 | 0.33293 | 9 | 0.44333
2760 | 4.32 | 1 | 365 | 4.9196 | 0.89978 | 5 | 0.8194
4459 | 2.75 | 1 | 365 | 3.1317 | 0.30194 | 3 | 0.43364
4185 | 7.521 | 1 | 365 | 8.5649 | 0.23524 | 8 | 0.80016
4710 | 3.185 | 1 | 365 | 3.6271 | 0.2988 | 3 | 0.92587
5073 | 9.66 | 1 | 365 | 11.0008 | 0.13701 | 11 | 0.13782
8812 | 3 | 1 | 365 | 3.4164 | 0.87485 | 4 | 0.29125
5095 | 7.425 | 1 | 365 | 8.4556 | 0.015249 | 8 | 0.47084
4240 | 7.395 | 1 | 365 | 8.4214 | 0.9465 | 9 | 0.36793
10455 | 11.55 | 1 | 365 | 13.1531 | 0.46816 | 13 | 0.6213
5343 | 7.5 | 1 | 365 | 8.541 | 0.18712 | 8 | 0.72812
10919 | 11.55 | 1 | 365 | 13.1531 | 0.46816 | 13 | 0.6213
18235 | 10.05 | 1 | 365 | 11.4449 | 0.030741 | 11 | 0.47568
4653 | 5.865 | 1 | 365 | 6.6791 | 0.44033 | 7 | 0.11939
4128 | 7.425 | 1 | 365 | 8.4556 | 0.015249 | 8 | 0.47084
3069 | 5.232 | 1 | 365 | 5.9582 | 0.98973 | 6 | 0.94794
52665 | 4.37 | 1 | 365 | 4.9766 | 0.014362 | 4 | 0.99092
3467 | 9.483 | 1 | 365 | 10.7992 | 0.73139 | 11 | 0.53063
3330 | 12.1 | 1 | 365 | 13.7795 | 0.72855 | 14 | 0.50803
4206 | 12.96 | 1 | 365 | 14.7588 | 0.69934 | 15 | 0.45819
52663 | 7.26 | 1 | 365 | 8.2677 | 0.63713 | 8 | 0.90482
2173 | 8.502 | 1 | 365 | 9.6821 | 0.48332 | 10 | 0.1654
7240 | 2.55 | 1 | 365 | 2.9039 | 0.84362 | 3 | 0.74756
4850 | 8.04 | 1 | 365 | 9.156 | 0.42459 | 9 | 0.58054
29200 | 5.06 | 1 | 365 | 5.7623 | 0.59558 | 6 | 0.3579
6484 | 9.99 | 1 | 365 | 11.3766 | 0.89324 | 12 | 0.26986
5117 | 4.655 | 1 | 365 | 5.3011 | 0.66747 | 5 | 0.96859
14254 | 5.94 | 1 | 365 | 6.7645 | 0.6122 | 7 | 0.37667
3071 | 5.5 | 1 | 365 | 6.2634 | 0.60389 | 6 | 0.86729
4380 | 5.865 | 1 | 365 | 6.6791 | 0.44033 | 7 | 0.11939
3647 | 9.81 | 1 | 365 | 11.1716 | 0.48075 | 11 | 0.65238
6444 | 8.25 | 1 | 365 | 9.3951 | 0.90583 | 10 | 0.30093
2274 | 4.75 | 1 | 365 | 5.4093 | 0.88518 | 6 | 0.29448
4050 | 5.25 | 1 | 365 | 5.9787 | 0.030984 | 6 | 0.009684
6423 | 10 | 1 | 365 | 11.388 | 0.91616 | 12 | 0.30416
2343 | 8 | 1 | 365 | 9.1104 | 0.33293 | 9 | 0.44333
3701 | 5.25 | 1 | 365 | 5.9787 | 0.030984 | 6 | 0.009684
7258 | 6 | 1 | 365 | 6.8328 | 0.7497 | 7 | 0.5825
3658 | 4.845 | 1 | 365 | 5.5175 | 0.10288 | 5 | 0.62037
2613 | 5.61 | 1 | 365 | 6.3887 | 0.85597 | 7 | 0.24463
7940 | 7.5 | 1 | 365 | 8.541 | 0.18712 | 8 | 0.72812
5484 | 7.65 | 1 | 365 | 8.7118 | 0.53086 | 9 | 0.24268
3574 | 4.25 | 1 | 365 | 4.8399 | 0.73937 | 5 | 0.57927
2296 | 3.06 | 1 | 365 | 3.4847 | 0.012345 | 3 | 0.49707
16238 | 8.91 | 1 | 365 | 10.1467 | 0.4183 | 10 | 0.56501
2406 | 4 | 1 | 365 | 4.5552 | 0.16646 | 4 | 0.72166
19469 | 5.775 | 1 | 365 | 6.5766 | 0.23408 | 6 | 0.81065
2461 | 2.295 | 1 | 365 | 2.6135 | 0.25926 | 2 | 0.8728
11131 | 6.25 | 1 | 365 | 7.1175 | 0.3226 | 7 | 0.4401
3228 | 10.25 | 1 | 365 | 11.6727 | 0.48906 | 12 | 0.16176
2328 | 7 | 1 | 365 | 7.9716 | 0.041312 | 8 | 0.012912
2799 | 5.5 | 1 | 365 | 6.2634 | 0.60389 | 6 | 0.86729
9298 | 7 | 1 | 365 | 7.9716 | 0.041312 | 8 | 0.012912
2390 | 10 | 1 | 365 | 11.388 | 0.91616 | 12 | 0.30416
2463 | 7.5 | 1 | 365 | 8.541 | 0.18712 | 8 | 0.72812
2226 | 4.75 | 1 | 365 | 5.4093 | 0.88518 | 6 | 0.29448
2283 | 3.75 | 1 | 365 | 4.2705 | 0.59356 | 4 | 0.86406
2408 | 2.5 | 1 | 365 | 2.847 | 0.72904 | 3 | 0.57604
4196 | 4.59 | 1 | 365 | 5.2271 | 0.51852 | 5 | 0.74561
5005 | 5 | 1 | 365 | 5.694 | 0.45808 | 6 | 0.15208
3712 | 3.75 | 1 | 365 | 4.2705 | 0.59356 | 4 | 0.86406
6162 | 5.67 | 1 | 365 | 6.457 | 0.99346 | 7 | 0.45046
4053 | 3.315 | 1 | 365 | 3.7751 | 0.59671 | 4 | 0.37183
6290 | 9.45 | 1 | 365 | 10.7617 | 0.65577 | 11 | 0.41743
4698 | 4.08 | 1 | 365 | 4.6463 | 0.34979 | 4 | 0.9961
8654 | 2 | 1 | 365 | 2.2776 | 0.58323 | 2 | 0.86083
2249 | 9.99 | 1 | 365 | 11.3766 | 0.89324 | 12 | 0.26986
3238 | 8.37 | 1 | 365 | 9.5318 | 0.18083 | 9 | 0.71258
4220 | 11.18 | 1 | 365 | 12.7318 | 0.62027 | 13 | 0.35205
15191 | 3.71 | 1 | 365 | 4.2249 | 0.5019 | 4 | 0.72684
5373 | 5.3 | 1 | 365 | 6.0356 | 0.14556 | 6 | 0.1812
6118 | 4.355 | 1 | 365 | 4.9595 | 0.97999 | 5 | 0.93946
8697 | 9.075 | 1 | 365 | 10.3346 | 0.79642 | 11 | 0.13103
3838 | 5.145 | 1 | 365 | 5.8591 | 0.79036 | 6 | 0.64949
3835 | 5.025 | 1 | 365 | 5.7225 | 0.51537 | 6 | 0.23784
6485 | 9.72 | 1 | 365 | 11.0691 | 0.27451 | 11 | 0.34364
3108 | 5.04 | 1 | 365 | 5.7396 | 0.54974 | 6 | 0.2893
3493 | 4.48 | 1 | 365 | 5.1018 | 0.26644 | 5 | 0.36826
2677 | 5.1 | 1 | 365 | 5.8079 | 0.68724 | 6 | 0.49512
10761 | 4.41 | 1 | 365 | 5.0221 | 0.10603 | 5 | 0.12813
6787 | 8.28 | 1 | 365 | 9.4293 | 0.97458 | 10 | 0.40384
3856 | 7.15 | 1 | 365 | 8.1424 | 0.38505 | 8 | 0.52747
19483 | 11.825 | 1 | 365 | 13.4663 | 0.098359 | 13 | 0.56467
5491 | 5.225 | 1 | 365 | 5.9502 | 0.97369 | 6 | 0.92392
10211 | 10.92 | 1 | 365 | 12.4357 | 0.024447 | 12 | 0.46014
4580 | 7.5 | 1 | 365 | 8.541 | 0.18712 | 8 | 0.72812
3485 | 9.5 | 1 | 365 | 10.8186 | 0.77035 | 11 | 0.58895
52659 | 3.68 | 1 | 365 | 4.1908 | 0.43315 | 4 | 0.62393
29164 | 14.82 | 1 | 365 | 16.877 | 0.96175 | 17 | 0.83877
3897 | 8.25 | 1 | 365 | 9.3951 | 0.90583 | 10 | 0.30093
10941 | 5.145 | 1 | 365 | 5.8591 | 0.79036 | 6 | 0.64949
16940 | 3.06 | 1 | 365 | 3.4847 | 0.012345 | 3 | 0.49707
4229 | 6.21 | 1 | 365 | 7.0719 | 0.23094 | 7 | 0.30288
3800 | 12.65 | 1 | 365 | 14.4058 | 0.98894 | 15 | 0.39476
5072 | 6.6 | 1 | 365 | 7.5161 | 0.12467 | 7 | 0.64075
4704 | 7 | 1 | 365 | 7.9716 | 0.041312 | 8 | 0.012912
22700 | 8.25 | 1 | 365 | 9.3951 | 0.90583 | 10 | 0.30093
4152 | 9.483 | 1 | 365 | 10.7992 | 0.73139 | 11 | 0.53063
5288 | 6.54 | 1 | 365 | 7.4478 | 0.98717 | 8 | 0.43492
5623 | 5.886 | 1 | 365 | 6.703 | 0.48845 | 7 | 0.19143
6489 | 7.035 | 1 | 365 | 8.0115 | 0.12152 | 8 | 0.13298
3857 | 8.575 | 1 | 365 | 9.7652 | 0.65061 | 10 | 0.41582
3369 | 7.65 | 1 | 365 | 8.7118 | 0.53086 | 9 | 0.24268
6581 | 6.16 | 1 | 365 | 7.015 | 0.11635 | 7 | 0.13136
4209 | 4.5 | 1 | 365 | 5.1246 | 0.31227 | 5 | 0.43687
53966 | 9.9 | 1 | 365 | 11.2741 | 0.687 | 11 | 0.96112
4087 | 8.25 | 1 | 365 | 9.3951 | 0.90583 | 10 | 0.30093
4591 | 8 | 1 | 365 | 9.1104 | 0.33293 | 9 | 0.44333
10363 | 6 | 1 | 365 | 6.8328 | 0.7497 | 7 | 0.5825
18527 | 7.8 | 1 | 365 | 8.8826 | 0.8746 | 9 | 0.75724
4183 | 5.232 | 1 | 365 | 5.9582 | 0.98973 | 6 | 0.94794
3418 | 8.82 | 1 | 365 | 10.0442 | 0.21205 | 10 | 0.25627
52038 | 4.335 | 1 | 365 | 4.9367 | 0.93416 | 5 | 0.87085
27034 | 6.84 | 1 | 365 | 7.7894 | 0.67465 | 8 | 0.46405
3339 | 6.7 | 1 | 365 | 7.63 | 0.35383 | 7 | 0.98379
4100 | 8.28 | 1 | 365 | 9.4293 | 0.97458 | 10 | 0.40384
27225 | 6.213 | 1 | 365 | 7.0754 | 0.23781 | 7 | 0.31317
14080 | 4.69 | 1 | 365 | 5.341 | 0.74768 | 6 | 0.088651
2225 | 4.25 | 1 | 365 | 4.8399 | 0.73937 | 5 | 0.57927
14036 | 5 | 1 | 365 | 5.694 | 0.45808 | 6 | 0.15208
3875 | 6 | 1 | 365 | 6.8328 | 0.7497 | 7 | 0.5825
5077 | 8.4 | 1 | 365 | 9.5659 | 0.24957 | 9 | 0.81549
3060 | 6.16 | 1 | 365 | 7.015 | 0.11635 | 7 | 0.13136
48822 | 10.8 | 1 | 365 | 12.299 | 0.74945 | 13 | 0.048493
5266 | 9.75 | 1 | 365 | 11.1033 | 0.34326 | 11 | 0.44656
3687 | 8.525 | 1 | 365 | 9.7083 | 0.53603 | 10 | 0.2443
3281 | 3.3 | 1 | 365 | 3.758 | 0.56233 | 4 | 0.32037
4786 | 2.94 | 1 | 365 | 3.3481 | 0.73735 | 4 | 0.085423
11893 | 4.25 | 1 | 365 | 4.8399 | 0.73937 | 5 | 0.57927
4377 | 5.39 | 1 | 365 | 6.1381 | 0.35181 | 6 | 0.48994
5543 | 3 | 1 | 365 | 3.4164 | 0.87485 | 4 | 0.29125
5286 | 12.1 | 1 | 365 | 13.7795 | 0.72855 | 14 | 0.50803
4463 | 8.4 | 1 | 365 | 9.5659 | 0.24957 | 9 | 0.81549
3242 | 6.75 | 1 | 365 | 7.6869 | 0.46841 | 8 | 0.15531
24979 | 9.18 | 1 | 365 | 10.4542 | 0.037035 | 10 | 0.49122
22507 | 5.1 | 1 | 365 | 5.8079 | 0.68724 | 6 | 0.49512
6557 | 9.54 | 1 | 365 | 10.8642 | 0.86202 | 11 | 0.72617
11415 | 7.84 | 1 | 365 | 8.9282 | 0.96627 | 9 | 0.89446
53844 | 3.75 | 1 | 365 | 4.2705 | 0.59356 | 4 | 0.86406
3389 | 8.04 | 1 | 365 | 9.156 | 0.42459 | 9 | 0.58054
2456 | 7.5 | 1 | 365 | 8.541 | 0.18712 | 8 | 0.72812
14027 | 5.1 | 1 | 365 | 5.8079 | 0.68724 | 6 | 0.49512
8028 | 4.845 | 1 | 365 | 5.5175 | 0.10288 | 5 | 0.62037
8701 | 5.61 | 1 | 365 | 6.3887 | 0.85597 | 7 | 0.24463
3510 | 5.5 | 1 | 365 | 6.2634 | 0.60389 | 6 | 0.86729
11201 | 14.4 | 1 | 365 | 16.3987 | 0.99927 | 17 | 0.39799
5419 | 7.14 | 1 | 365 | 8.131 | 0.36214 | 8 | 0.49317
9294 | 7.905 | 1 | 365 | 9.0022 | 0.11522 | 9 | 0.11744
3070 | 7.95 | 1 | 365 | 9.0535 | 0.21835 | 9 | 0.27181
3483 | 7.5 | 1 | 365 | 8.541 | 0.18712 | 8 | 0.72812
14108 | 5.1 | 1 | 365 | 5.8079 | 0.68724 | 6 | 0.49512
5493 | 6.867 | 1 | 365 | 7.8201 | 0.73653 | 8 | 0.55667
3487 | 7.14 | 1 | 365 | 8.131 | 0.36214 | 8 | 0.49317
3473 | 7.848 | 1 | 365 | 8.9373 | 0.9846 | 9 | 0.9219
5490 | 9.52 | 1 | 365 | 10.8414 | 0.81618 | 11 | 0.65756
3803 | 6.36 | 1 | 365 | 7.2428 | 0.57468 | 7 | 0.81745
3916 | 6.37 | 1 | 365 | 7.2542 | 0.59759 | 7 | 0.85175
4301 | 5.88 | 1 | 365 | 6.6961 | 0.4747 | 7 | 0.17085
4891 | 3.5 | 1 | 365 | 3.9858 | 0.020656 | 4 | 0.006456
3278 | 9.18 | 1 | 365 | 10.4542 | 0.037035 | 10 | 0.49122
3603 | 4.68 | 1 | 365 | 5.3296 | 0.72476 | 6 | 0.054347
2509 | 8.82 | 1 | 365 | 10.0442 | 0.21205 | 10 | 0.25627
4831 | 7.595 | 1 | 365 | 8.6492 | 0.40482 | 9 | 0.05401
4075 | 8.085 | 1 | 365 | 9.2072 | 0.52772 | 9 | 0.73491
4078 | 5.88 | 1 | 365 | 6.6961 | 0.4747 | 7 | 0.17085
6424 | 4.5 | 1 | 365 | 5.1246 | 0.31227 | 5 | 0.43687
6267 | 8.25 | 1 | 365 | 9.3951 | 0.90583 | 10 | 0.30093
6327 | 6.25 | 1 | 365 | 7.1175 | 0.3226 | 7 | 0.4401
2227 | 4 | 1 | 365 | 4.5552 | 0.16646 | 4 | 0.72166
43397 | 9 | 1 | 365 | 10.2492 | 0.62454 | 10 | 0.87374
12468 | 7.02 | 1 | 365 | 7.9944 | 0.087144 | 8 | 0.08152
5707 | 8.48 | 1 | 365 | 9.657 | 0.4329 | 10 | 0.089928
6052 | 5.1 | 1 | 365 | 5.8079 | 0.68724 | 6 | 0.49512
2742 | 6.21 | 1 | 365 | 7.0719 | 0.23094 | 7 | 0.30288
6321 | 4.125 | 1 | 365 | 4.6975 | 0.45292 | 5 | 0.15047
4564 | 5.2 | 1 | 365 | 5.9218 | 0.9164 | 6 | 0.83816
3759 | 5.94 | 1 | 365 | 6.7645 | 0.6122 | 7 | 0.37667
7166 | 4.59 | 1 | 365 | 5.2271 | 0.51852 | 5 | 0.74561
5087 | 4.5 | 1 | 365 | 5.1246 | 0.31227 | 5 | 0.43687
3969 | 5.25 | 1 | 365 | 5.9787 | 0.030984 | 6 | 0.009684
9463 | 7.5 | 1 | 365 | 8.541 | 0.18712 | 8 | 0.72812
3515 | 3.5 | 1 | 365 | 3.9858 | 0.020656 | 4 | 0.006456
2857 | 5.5 | 1 | 365 | 6.2634 | 0.60389 | 6 | 0.86729
4469 | 3.675 | 1 | 365 | 4.1851 | 0.42169 | 4 | 0.60678
3796 | 6.82 | 1 | 365 | 7.7666 | 0.62882 | 8 | 0.39544
14411 | 6.48 | 1 | 365 | 7.3794 | 0.84967 | 8 | 0.2291
3502 | 4.59 | 1 | 365 | 5.2271 | 0.51852 | 5 | 0.74561
14994 | 4.5 | 1 | 365 | 5.1246 | 0.31227 | 5 | 0.43687
2711 | 3.825 | 1 | 365 | 4.3559 | 0.76543 | 5 | 0.12134
3567 | 4.75 | 1 | 365 | 5.4093 | 0.88518 | 6 | 0.29448
3967 | 5.5 | 1 | 365 | 6.2634 | 0.60389 | 6 | 0.86729
10956 | 9.9 | 1 | 365 | 11.2741 | 0.687 | 11 | 0.96112
4897 | 7.5 | 1 | 365 | 8.541 | 0.18712 | 8 | 0.72812
2729 | 12.1 | 1 | 365 | 13.7795 | 0.72855 | 14 | 0.50803
3385 | 6.095 | 1 | 365 | 6.941 | 0.9674 | 7 | 0.90839
6690 | 12.72 | 1 | 365 | 14.4855 | 0.14936 | 14 | 0.63489
6416 | 8.415 | 1 | 365 | 9.583 | 0.28395 | 9 | 0.86695
4529 | 9.045 | 1 | 365 | 10.3004 | 0.72767 | 11 | 0.028113
4534 | 8.25 | 1 | 365 | 9.3951 | 0.90583 | 10 | 0.30093
6744 | 4.75 | 1 | 365 | 5.4093 | 0.88518 | 6 | 0.29448
3767 | 8 | 1 | 365 | 9.1104 | 0.33293 | 9 | 0.44333
2748 | 7.395 | 1 | 365 | 8.4214 | 0.9465 | 9 | 0.36793
2720 | 5.1 | 1 | 365 | 5.8079 | 0.68724 | 6 | 0.49512
20975 | 5.865 | 1 | 365 | 6.6791 | 0.44033 | 7 | 0.11939
4395 | 7.56 | 1 | 365 | 8.6093 | 0.32462 | 8 | 0.93394
3848 | 5.6 | 1 | 365 | 6.3773 | 0.83305 | 7 | 0.21033
6300 | 5.25 | 1 | 365 | 5.9787 | 0.030984 | 6 | 0.009684
6812 | 6.7 | 1 | 365 | 7.63 | 0.35383 | 7 | 0.98379
2712 | 5.5 | 1 | 365 | 6.2634 | 0.60389 | 6 | 0.86729
6330 | 5.4 | 1 | 365 | 6.1495 | 0.37473 | 6 | 0.52425
5535 | 7.8 | 1 | 365 | 8.8826 | 0.8746 | 9 | 0.75724
5850 | 8 | 1 | 365 | 9.1104 | 0.33293 | 9 | 0.44333
4407 | 10.14 | 1 | 365 | 11.5474 | 0.23699 | 11 | 0.78442
3727 | 4.08 | 1 | 365 | 4.6463 | 0.34979 | 4 | 0.9961
4165 | 3.675 | 1 | 365 | 4.1851 | 0.42169 | 4 | 0.60678
3049 | 8.67 | 1 | 365 | 9.8734 | 0.86831 | 10 | 0.74171
8040 | 5.75 | 1 | 365 | 6.5481 | 0.17679 | 6 | 0.72489
6003 | 8 | 1 | 365 | 9.1104 | 0.33293 | 9 | 0.44333
5726 | 6.44 | 1 | 365 | 7.3339 | 0.75801 | 8 | 0.091879
6059 | 8.75 | 1 | 365 | 9.9645 | 0.05164 | 10 | 0.01614
4471 | 6.125 | 1 | 365 | 6.9752 | 0.036148 | 7 | 0.011298
10546 | 5.565 | 1 | 365 | 6.3374 | 0.75284 | 7 | 0.090265
4810 | 5.886 | 1 | 365 | 6.703 | 0.48845 | 7 | 0.19143
2762 | 2.295 | 1 | 365 | 2.6135 | 0.25926 | 2 | 0.8728
3955 | 5.75 | 1 | 365 | 6.5481 | 0.17679 | 6 | 0.72489
3667 | 6.25 | 1 | 365 | 7.1175 | 0.3226 | 7 | 0.4401
14205 | 4.655 | 1 | 365 | 5.3011 | 0.66747 | 5 | 0.96859
4719 | 8.91 | 1 | 365 | 10.1467 | 0.4183 | 10 | 0.56501
4689 | 4.41 | 1 | 365 | 5.0221 | 0.10603 | 5 | 0.12813
4527 | 9.065 | 1 | 365 | 10.3232 | 0.7735 | 11 | 0.096721
4135 | 7.02 | 1 | 365 | 7.9944 | 0.087144 | 8 | 0.08152
7653 | 9.01 | 1 | 365 | 10.2606 | 0.64746 | 10 | 0.90805
4288 | 6.6 | 1 | 365 | 7.5161 | 0.12467 | 7 | 0.64075
13522 | 4.08 | 1 | 365 | 4.6463 | 0.34979 | 4 | 0.9961
11332 | 12.32 | 1 | 365 | 14.03 | 0.23271 | 14 | 0.26273
2935 | 4.335 | 1 | 365 | 4.9367 | 0.93416 | 5 | 0.87085
4148 | 4 | 1 | 365 | 4.5552 | 0.16646 | 4 | 0.72166
3486 | 9.18 | 1 | 365 | 10.4542 | 0.037035 | 10 | 0.49122
6303 | 11 | 1 | 365 | 12.5268 | 0.20778 | 12 | 0.73458
6487 | 8.1 | 1 | 365 | 9.2243 | 0.56209 | 9 | 0.78637
14705 | 8.1 | 1 | 365 | 9.2243 | 0.56209 | 9 | 0.78637
14315 | 7.5 | 1 | 365 | 8.541 | 0.18712 | 8 | 0.72812
6430 | 10 | 1 | 365 | 11.388 | 0.91616 | 12 | 0.30416
6415 | 5.355 | 1 | 365 | 6.0983 | 0.2716 | 6 | 0.36988
15038 | 8.96 | 1 | 365 | 10.2036 | 0.53288 | 10 | 0.73653
33499 | 10.8 | 1 | 365 | 12.299 | 0.74945 | 13 | 0.048493
6305 | 5.61 | 1 | 365 | 6.3887 | 0.85597 | 7 | 0.24463
4059 | 3.825 | 1 | 365 | 4.3559 | 0.76543 | 5 | 0.12134
3086 | 4.08 | 1 | 365 | 4.6463 | 0.34979 | 4 | 0.9961
4535 | 5.865 | 1 | 365 | 6.6791 | 0.44033 | 7 | 0.11939
14611 | 5.145 | 1 | 365 | 5.8591 | 0.79036 | 6 | 0.64949
22106 | 4.5 | 1 | 365 | 5.1246 | 0.31227 | 5 | 0.43687
5975 | 5.61 | 1 | 365 | 6.3887 | 0.85597 | 7 | 0.24463
2746 | 2.25 | 1 | 365 | 2.5623 | 0.15614 | 2 | 0.71844
5978 | 5.5 | 1 | 365 | 6.2634 | 0.60389 | 6 | 0.86729
5478 | 8.5 | 1 | 365 | 9.6798 | 0.47874 | 10 | 0.15854
5495 | 7 | 1 | 365 | 7.9716 | 0.041312 | 8 | 0.012912
6450 | 5.4 | 1 | 365 | 6.1495 | 0.37473 | 6 | 0.52425
6055 | 6.5 | 1 | 365 | 7.4022 | 0.8955 | 8 | 0.2977
6466 | 7.25 | 1 | 365 | 8.2563 | 0.61422 | 8 | 0.87052
2745 | 8 | 1 | 365 | 9.1104 | 0.33293 | 9 | 0.44333
5476 | 3.75 | 1 | 365 | 4.2705 | 0.59356 | 4 | 0.86406
2714 | 2.5 | 1 | 365 | 2.847 | 0.72904 | 3 | 0.57604
3236 | 9.99 | 1 | 365 | 11.3766 | 0.89324 | 12 | 0.26986
6326 | 5.61 | 1 | 365 | 6.3887 | 0.85597 | 7 | 0.24463
14436 | 4.59 | 1 | 365 | 5.2271 | 0.51852 | 5 | 0.74561
6491 | 5.61 | 1 | 365 | 6.3887 | 0.85597 | 7 | 0.24463
7081 | 11.7 | 1 | 365 | 13.324 | 0.81191 | 14 | 0.13587
6238 | 3.825 | 1 | 365 | 4.3559 | 0.76543 | 5 | 0.12134
14682 | 4.5 | 1 | 365 | 5.1246 | 0.31227 | 5 | 0.43687
16523 | 6.96 | 1 | 365 | 7.926 | 0.94965 | 8 | 0.8757
6200 | 9.25 | 1 | 365 | 10.5339 | 0.19745 | 10 | 0.73135
14622 | 8.1 | 1 | 365 | 9.2243 | 0.56209 | 9 | 0.78637
6259 | 6.5 | 1 | 365 | 7.4022 | 0.8955 | 8 | 0.2977
4466 | 8.4 | 1 | 365 | 9.5659 | 0.24957 | 9 | 0.81549
4883 | 3 | 1 | 365 | 3.4164 | 0.87485 | 4 | 0.29125
3541 | 7.15 | 1 | 365 | 8.1424 | 0.38505 | 8 | 0.52747
3324 | 6.7 | 1 | 365 | 7.63 | 0.35383 | 7 | 0.98379
3076 | 7 | 1 | 365 | 7.9716 | 0.041312 | 8 | 0.012912
6214 | 7.02 | 1 | 365 | 7.9944 | 0.087144 | 8 | 0.08152
3836 | 8.97 | 1 | 365 | 10.215 | 0.5558 | 10 | 0.77083
2763 | 2.55 | 1 | 365 | 2.9039 | 0.84362 | 3 | 0.74756
4799 | 4.08 | 1 | 365 | 4.6463 | 0.34979 | 4 | 0.9961
4160 | 9.81 | 1 | 365 | 11.1716 | 0.48075 | 11 | 0.65238
3961 | 3.825 | 1 | 365 | 4.3559 | 0.76543 | 5 | 0.12134
10879 | 9.45 | 1 | 365 | 10.7617 | 0.65577 | 11 | 0.41743
2743 | 10.25 | 1 | 365 | 11.6727 | 0.48906 | 12 | 0.16176
3651 | 8.16 | 1 | 365 | 9.2926 | 0.69959 | 9 | 0.99219
3777 | 4.59 | 1 | 365 | 5.2271 | 0.51852 | 5 | 0.74561
15374 | 4.59 | 1 | 365 | 5.2271 | 0.51852 | 5 | 0.74561
21643 | 8.25 | 1 | 365 | 9.3951 | 0.90583 | 10 | 0.30093
3083 | 3.315 | 1 | 365 | 3.7751 | 0.59671 | 4 | 0.37183
3484 | 8.415 | 1 | 365 | 9.583 | 0.28395 | 9 | 0.86695
2780 | 7.65 | 1 | 365 | 8.7118 | 0.53086 | 9 | 0.24268
3085 | 3.825 | 1 | 365 | 4.3559 | 0.76543 | 5 | 0.12134
6357 | 8.16 | 1 | 365 | 9.2926 | 0.69959 | 9 | 0.99219
2753 | 4.845 | 1 | 365 | 5.5175 | 0.10288 | 5 | 0.62037
14364 | 7.96 | 1 | 365 | 9.0648 | 0.24126 | 9 | 0.30611
2747 | 5.355 | 1 | 365 | 6.0983 | 0.2716 | 6 | 0.36988
3607 | 3.75 | 1 | 365 | 4.2705 | 0.59356 | 4 | 0.86406
5483 | 5.39 | 1 | 365 | 6.1381 | 0.35181 | 6 | 0.48994
4186 | 8.175 | 1 | 365 | 9.3097 | 0.73396 | 10 | 0.043651
3735 | 4.59 | 1 | 365 | 5.2271 | 0.51852 | 5 | 0.74561
6579 | 13.065 | 1 | 365 | 14.8784 | 0.93996 | 15 | 0.81839
3264 | 10.965 | 1 | 365 | 12.4869 | 0.12757 | 12 | 0.61451
4494 | 7.02 | 1 | 365 | 7.9944 | 0.087144 | 8 | 0.08152
12640 | 9.81 | 1 | 365 | 11.1716 | 0.48075 | 11 | 0.65238
14689 | 5.5 | 1 | 365 | 6.2634 | 0.60389 | 6 | 0.86729
6474 | 5.4 | 1 | 365 | 6.1495 | 0.37473 | 6 | 0.52425
6312 | 9.72 | 1 | 365 | 11.0691 | 0.27451 | 11 | 0.34364
3235 | 6.12 | 1 | 365 | 6.9695 | 0.02469 | 6 | 0.99415
12456 | 13.4 | 1 | 365 | 15.2599 | 0.70765 | 15 | 0.96757
3476 | 5.639 | 1 | 365 | 6.4217 | 0.92242 | 7 | 0.34412
10961 | 4.59 | 1 | 365 | 5.2271 | 0.51852 | 5 | 0.74561
5225 | 9.5 | 1 | 365 | 10.8186 | 0.77035 | 11 | 0.58895
9312 | 5 | 1 | 365 | 5.694 | 0.45808 | 6 | 0.15208
6257 | 9.75 | 1 | 365 | 11.1033 | 0.34326 | 11 | 0.44656
4551 | 4.08 | 1 | 365 | 4.6463 | 0.34979 | 4 | 0.9961
4490 | 3.06 | 1 | 365 | 3.4847 | 0.012345 | 3 | 0.49707
3374 | 6.12 | 1 | 365 | 6.9695 | 0.02469 | 6 | 0.99415
6092 | 6.12 | 1 | 365 | 6.9695 | 0.02469 | 6 | 0.99415
7583 | 3.06 | 1 | 365 | 3.4847 | 0.012345 | 3 | 0.49707
9787 | 4.5 | 1 | 365 | 5.1246 | 0.31227 | 5 | 0.43687
10701 | 4.59 | 1 | 365 | 5.2271 | 0.51852 | 5 | 0.74561
6007 | 3.75 | 1 | 365 | 4.2705 | 0.59356 | 4 | 0.86406
6054 | 7.25 | 1 | 365 | 8.2563 | 0.61422 | 8 | 0.87052
9691 | 10.5 | 1 | 365 | 11.9574 | 0.061968 | 12 | 0.019368
3557 | 8.4 | 1 | 365 | 9.5659 | 0.24957 | 9 | 0.81549
3286 | 5.1 | 1 | 365 | 5.8079 | 0.68724 | 6 | 0.49512
2750 | 5.25 | 1 | 365 | 5.9787 | 0.030984 | 6 | 0.009684
3529 | 8.5 | 1 | 365 | 9.6798 | 0.47874 | 10 | 0.15854
3568 | 5 | 1 | 365 | 5.694 | 0.45808 | 6 | 0.15208
2749 | 3.25 | 1 | 365 | 3.7011 | 0.44775 | 4 | 0.14885
3703 | 5.5 | 1 | 365 | 6.2634 | 0.60389 | 6 | 0.86729
6116 | 6.12 | 1 | 365 | 6.9695 | 0.02469 | 6 | 0.99415
9250 | 9.35 | 1 | 365 | 10.6478 | 0.42661 | 11 | 0.07439
6684 | 7.56 | 1 | 365 | 8.6093 | 0.32462 | 8 | 0.93394
6562 | 6.36 | 1 | 365 | 7.2428 | 0.57468 | 7 | 0.81745
4169 | 6.25 | 1 | 365 | 7.1175 | 0.3226 | 7 | 0.4401
4387 | 6 | 1 | 365 | 6.8328 | 0.7497 | 7 | 0.5825
5378 | 3 | 1 | 365 | 3.4164 | 0.87485 | 4 | 0.29125
6602 | 5.98 | 1 | 365 | 6.81 | 0.70386 | 7 | 0.51389
6660 | 8.25 | 1 | 365 | 9.3951 | 0.90583 | 10 | 0.30093
3314 | 6.6 | 1 | 365 | 7.5161 | 0.12467 | 7 | 0.64075
3880 | 8.25 | 1 | 365 | 9.3951 | 0.90583 | 10 | 0.30093
4443 | 6.37 | 1 | 365 | 7.2542 | 0.59759 | 7 | 0.85175
3475 | 6.54 | 1 | 365 | 7.4478 | 0.98717 | 8 | 0.43492
4171 | 8.25 | 1 | 365 | 9.3951 | 0.90583 | 10 | 0.30093
3063 | 9.945 | 1 | 365 | 11.3254 | 0.79012 | 12 | 0.11549
5702 | 3.18 | 1 | 365 | 3.6214 | 0.28734 | 3 | 0.90872
3237 | 5.39 | 1 | 365 | 6.1381 | 0.35181 | 6 | 0.48994
3573 | 7.7 | 1 | 365 | 8.7688 | 0.64544 | 9 | 0.4142
6607 | 2.45 | 1 | 365 | 2.7901 | 0.61446 | 3 | 0.40452
4813 | 4.32 | 1 | 365 | 4.9196 | 0.89978 | 5 | 0.8194
5818 | 7.905 | 1 | 365 | 9.0022 | 0.11522 | 9 | 0.11744
2877 | 10.25 | 1 | 365 | 11.6727 | 0.48906 | 12 | 0.16176
3540 | 2.915 | 1 | 365 | 3.3196 | 0.68006 | 3 | 0.99966
5487 | 3.315 | 1 | 365 | 3.7751 | 0.59671 | 4 | 0.37183
2970 | 7.25 | 1 | 365 | 8.2563 | 0.61422 | 8 | 0.87052
5222 | 8.16 | 1 | 365 | 9.2926 | 0.69959 | 9 | 0.99219
22426 | 3.36 | 1 | 365 | 3.8264 | 0.69983 | 4 | 0.5262
4138 | 3.75 | 1 | 365 | 4.2705 | 0.59356 | 4 | 0.86406
2631 | 7 | 1 | 365 | 7.9716 | 0.041312 | 8 | 0.012912
7942 | 12.5 | 1 | 365 | 14.235 | 0.6452 | 14 | 0.8802
3119 | 4.845 | 1 | 365 | 5.5175 | 0.10288 | 5 | 0.62037
4111 | 5.4 | 1 | 365 | 6.1495 | 0.37473 | 6 | 0.52425
2829 | 11.25 | 1 | 365 | 12.8115 | 0.78068 | 13 | 0.59218
6198 | 6.375 | 1 | 365 | 7.2599 | 0.60905 | 7 | 0.8689
7223 | 4.335 | 1 | 365 | 4.9367 | 0.93416 | 5 | 0.87085
4661 | 3.06 | 1 | 365 | 3.4847 | 0.012345 | 3 | 0.49707
14068 | 3 | 1 | 365 | 3.4164 | 0.87485 | 4 | 0.29125
6947 | 6.24 | 1 | 365 | 7.1061 | 0.29968 | 7 | 0.4058
24322 | 3.925 | 1 | 365 | 4.4698 | 0.99459 | 5 | 0.46438
6249 | 3.5 | 1 | 365 | 3.9858 | 0.020656 | 4 | 0.006456
20973 | 4.25 | 1 | 365 | 4.8399 | 0.73937 | 5 | 0.57927
6216 | 4.335 | 1 | 365 | 4.9367 | 0.93416 | 5 | 0.87085
14625 | 6.96 | 1 | 365 | 7.926 | 0.94965 | 8 | 0.8757
14707 | 5.395 | 1 | 365 | 6.1438 | 0.36327 | 6 | 0.50709
4300 | 5.5 | 1 | 365 | 6.2634 | 0.60389 | 6 | 0.86729
2937 | 7.25 | 1 | 365 | 8.2563 | 0.61422 | 8 | 0.87052
7229 | 3.6 | 1 | 365 | 4.0997 | 0.24982 | 4 | 0.3495
5548 | 9.3 | 1 | 365 | 10.5908 | 0.31203 | 10 | 0.90287
5369 | 5.4 | 1 | 365 | 6.1495 | 0.37473 | 6 | 0.52425
4874 | 7.705 | 1 | 365 | 8.7745 | 0.6569 | 9 | 0.43136
20428 | 9.45 | 1 | 365 | 10.7617 | 0.65577 | 11 | 0.41743
3037 | 8.25 | 1 | 365 | 9.3951 | 0.90583 | 10 | 0.30093
2828 | 5.25 | 1 | 365 | 5.9787 | 0.030984 | 6 | 0.009684
5314 | 4.335 | 1 | 365 | 4.9367 | 0.93416 | 5 | 0.87085
3660 | 7.25 | 1 | 365 | 8.2563 | 0.61422 | 8 | 0.87052
6251 | 5.61 | 1 | 365 | 6.3887 | 0.85597 | 7 | 0.24463
16143 | 8.8 | 1 | 365 | 10.0214 | 0.16622 | 10 | 0.18766
2900 | 12.42 | 1 | 365 | 14.1439 | 0.46187 | 14 | 0.60577
4091 | 7.035 | 1 | 365 | 8.0115 | 0.12152 | 8 | 0.13298
4386 | 7.2 | 1 | 365 | 8.1994 | 0.49964 | 8 | 0.699
3526 | 6.9 | 1 | 365 | 7.8577 | 0.81215 | 8 | 0.66987
3303 | 7.14 | 1 | 365 | 8.131 | 0.36214 | 8 | 0.49317
5014 | 5.88 | 1 | 365 | 6.6961 | 0.4747 | 7 | 0.17085
10960 | 8.67 | 1 | 365 | 9.8734 | 0.86831 | 10 | 0.74171
3438 | 12.24 | 1 | 365 | 13.9389 | 0.04938 | 13 | 0.98829
3465 | 4.02 | 1 | 365 | 4.578 | 0.2123 | 4 | 0.79027
4993 | 6.75 | 1 | 365 | 7.6869 | 0.46841 | 8 | 0.15531
3064 | 8.28 | 1 | 365 | 9.4293 | 0.97458 | 10 | 0.40384
4022 | 5.1 | 1 | 365 | 5.8079 | 0.68724 | 6 | 0.49512
3542 | 9.9 | 1 | 365 | 11.2741 | 0.687 | 11 | 0.96112
6662 | 10 | 1 | 365 | 11.388 | 0.91616 | 12 | 0.30416
4990 | 7.395 | 1 | 365 | 8.4214 | 0.9465 | 9 | 0.36793
4841 | 4.9 | 1 | 365 | 5.5801 | 0.22892 | 5 | 0.80904
4449 | 4.9 | 1 | 365 | 5.5801 | 0.22892 | 5 | 0.80904
4458 | 6.86 | 1 | 365 | 7.8122 | 0.72049 | 8 | 0.53265
12431 | 7.65 | 1 | 365 | 8.7118 | 0.53086 | 9 | 0.24268
6965 | 7.2 | 1 | 365 | 8.1994 | 0.49964 | 8 | 0.699
4297 | 3 | 1 | 365 | 3.4164 | 0.87485 | 4 | 0.29125
5547 | 12.395 | 1 | 365 | 14.1154 | 0.40458 | 14 | 0.52001
3924 | 4.41 | 1 | 365 | 5.0221 | 0.10603 | 5 | 0.12813
4794 | 4.8 | 1 | 365 | 5.4662 | 0.99976 | 6 | 0.466
3285 | 15 | 1 | 365 | 17.082 | 0.37424 | 17 | 0.45624
3020 | 7.395 | 1 | 365 | 8.4214 | 0.9465 | 9 | 0.36793
3621 | 6.63 | 1 | 365 | 7.5502 | 0.19341 | 7 | 0.74366
4382 | 4.02 | 1 | 365 | 4.578 | 0.2123 | 4 | 0.79027
5006 | 7.65 | 1 | 365 | 8.7118 | 0.53086 | 9 | 0.24268
4863 | 4.02 | 1 | 365 | 4.578 | 0.2123 | 4 | 0.79027
3704 | 5.4 | 1 | 365 | 6.1495 | 0.37473 | 6 | 0.52425
3882 | 4.9 | 1 | 365 | 5.5801 | 0.22892 | 5 | 0.80904
4039 | 4.655 | 1 | 365 | 5.3011 | 0.66747 | 5 | 0.96859
5662 | 3.3 | 1 | 365 | 3.758 | 0.56233 | 4 | 0.32037
5193 | 9.945 | 1 | 365 | 11.3254 | 0.79012 | 12 | 0.11549
6247 | 7.14 | 1 | 365 | 8.131 | 0.36214 | 8 | 0.49317
7228 | 4.69 | 1 | 365 | 5.341 | 0.74768 | 6 | 0.088651
3772 | 6.5 | 1 | 365 | 7.4022 | 0.8955 | 8 | 0.2977
3032 | 3 | 1 | 365 | 3.4164 | 0.87485 | 4 | 0.29125
12657 | 5.25 | 1 | 365 | 5.9787 | 0.030984 | 6 | 0.009684
18010 | 6.867 | 1 | 365 | 7.8201 | 0.73653 | 8 | 0.55667
6793 | 2 | 1 | 365 | 2.2776 | 0.58323 | 2 | 0.86083
3117 | 5.1 | 1 | 365 | 5.8079 | 0.68724 | 6 | 0.49512
6701 | 10.385 | 1 | 365 | 11.8264 | 0.79843 | 12 | 0.62487
8939 | 12.32 | 1 | 365 | 14.03 | 0.23271 | 14 | 0.26273
6989 | 3.08 | 1 | 365 | 3.5075 | 0.058177 | 3 | 0.56568
5408 | 5.775 | 1 | 365 | 6.5766 | 0.23408 | 6 | 0.81065
11186 | 4.75 | 1 | 365 | 5.4093 | 0.88518 | 6 | 0.29448
10328 | 10.791 | 1 | 365 | 12.2888 | 0.72883 | 13 | 0.017619
6388 | 11.772 | 1 | 365 | 13.406 | 0.9769 | 14 | 0.38286
3570 | 4 | 1 | 365 | 4.5552 | 0.16646 | 4 | 0.72166
24117 | 4.8 | 1 | 365 | 5.4662 | 0.99976 | 6 | 0.466
10232 | 2 | 1 | 365 | 2.2776 | 0.58323 | 2 | 0.86083
826 | 9 | 1 | 365 | 10.2492 | 0.62454 | 10 | 0.87374
3887 | 7.95 | 1 | 365 | 9.0535 | 0.21835 | 9 | 0.27181
7334 | 8.085 | 1 | 365 | 9.2072 | 0.52772 | 9 | 0.73491
7443 | 11.76 | 1 | 365 | 13.3923 | 0.9494 | 14 | 0.34169
26012 | 15 | 1 | 365 | 17.082 | 0.37424 | 17 | 0.45624
26075 | 9 | 1 | 365 | 10.2492 | 0.62454 | 10 | 0.87374
14094 | 9.6 | 1 | 365 | 10.9325 | 0.99951 | 11 | 0.93199
5527 | 4.8 | 1 | 365 | 5.4662 | 0.99976 | 6 | 0.466
22258 | 6.72 | 1 | 365 | 7.6527 | 0.39966 | 8 | 0.052396
6183 | 7.56 | 1 | 365 | 8.6093 | 0.32462 | 8 | 0.93394
4690 | 3.06 | 1 | 365 | 3.4847 | 0.012345 | 3 | 0.49707
4648 | 9.075 | 1 | 365 | 10.3346 | 0.79642 | 11 | 0.13103
11616 | 6.12 | 1 | 365 | 6.9695 | 0.02469 | 6 | 0.99415
10939 | 7.8 | 1 | 365 | 8.8826 | 0.8746 | 9 | 0.75724
5990 | 5.635 | 1 | 365 | 6.4171 | 0.91326 | 7 | 0.33039
5294 | 6.9 | 1 | 365 | 7.8577 | 0.81215 | 8 | 0.66987
4578 | 6.5 | 1 | 365 | 7.4022 | 0.8955 | 8 | 0.2977
4129 | 7 | 1 | 365 | 7.9716 | 0.041312 | 8 | 0.012912
7927 | 6.5 | 1 | 365 | 7.4022 | 0.8955 | 8 | 0.2977
4173 | 5.5 | 1 | 365 | 6.2634 | 0.60389 | 6 | 0.86729
3944 | 4.86 | 1 | 365 | 5.5346 | 0.13725 | 5 | 0.67182
5379 | 6.05 | 1 | 365 | 6.8897 | 0.86428 | 7 | 0.75402
16597 | 6.72 | 1 | 365 | 7.6527 | 0.39966 | 8 | 0.052396
3920 | 3.92 | 1 | 365 | 4.4641 | 0.98313 | 5 | 0.44723
31038 | 6.72 | 1 | 365 | 7.6527 | 0.39966 | 8 | 0.052396
5965 | 9.36 | 1 | 365 | 10.6592 | 0.44953 | 11 | 0.10869
11209 | 5.025 | 1 | 365 | 5.7225 | 0.51537 | 6 | 0.23784
17343 | 3.57 | 1 | 365 | 4.0655 | 0.18107 | 4 | 0.24659
4433 | 5.2 | 1 | 365 | 5.9218 | 0.9164 | 6 | 0.83816
52658 | 8.97 | 1 | 365 | 10.215 | 0.5558 | 10 | 0.77083
3595 | 5.1 | 1 | 365 | 5.8079 | 0.68724 | 6 | 0.49512
6155 | 4.335 | 1 | 365 | 4.9367 | 0.93416 | 5 | 0.87085
12838 | 10.05 | 1 | 365 | 11.4449 | 0.030741 | 11 | 0.47568
5129 | 6.3 | 1 | 365 | 7.1744 | 0.43718 | 7 | 0.61162
7620 | 10.005 | 1 | 365 | 11.3937 | 0.92762 | 12 | 0.32131
8692 | 6.5 | 1 | 365 | 7.4022 | 0.8955 | 8 | 0.2977
10593 | 5.61 | 1 | 365 | 6.3887 | 0.85597 | 7 | 0.24463
7871 | 5.5 | 1 | 365 | 6.2634 | 0.60389 | 6 | 0.86729
5243 | 11 | 1 | 365 | 12.5268 | 0.20778 | 12 | 0.73458
3711 | 8.75 | 1 | 365 | 9.9645 | 0.05164 | 10 | 0.01614
3597 | 2.55 | 1 | 365 | 2.9039 | 0.84362 | 3 | 0.74756
3620 | 3.6 | 1 | 365 | 4.0997 | 0.24982 | 4 | 0.3495
7878 | 13.44 | 1 | 365 | 15.3055 | 0.79932 | 16 | 0.10479
3854 | 4.845 | 1 | 365 | 5.5175 | 0.10288 | 5 | 0.62037
4796 | 4.02 | 1 | 365 | 4.578 | 0.2123 | 4 | 0.79027
16728 | 3.9 | 1 | 365 | 4.4413 | 0.9373 | 5 | 0.37862
6432 | 3.57 | 1 | 365 | 4.0655 | 0.18107 | 4 | 0.24659
4587 | 3.57 | 1 | 365 | 4.0655 | 0.18107 | 4 | 0.24659
3625 | 4.5 | 1 | 365 | 5.1246 | 0.31227 | 5 | 0.43687
5409 | 4.8 | 1 | 365 | 5.4662 | 0.99976 | 6 | 0.466
4735 | 10.2 | 1 | 365 | 11.6158 | 0.37448 | 11 | 0.99024
6345 | 4.845 | 1 | 365 | 5.5175 | 0.10288 | 5 | 0.62037
4715 | 5.36 | 1 | 365 | 6.104 | 0.28306 | 6 | 0.38703
3878 | 5.355 | 1 | 365 | 6.0983 | 0.2716 | 6 | 0.36988
12416 | 6.885 | 1 | 365 | 7.8406 | 0.77778 | 8 | 0.61841
3731 | 4.59 | 1 | 365 | 5.2271 | 0.51852 | 5 | 0.74561
4901 | 6.63 | 1 | 365 | 7.5502 | 0.19341 | 7 | 0.74366
6477 | 9.99 | 1 | 365 | 11.3766 | 0.89324 | 12 | 0.26986
8899 | 14.85 | 1 | 365 | 16.9112 | 0.030498 | 16 | 0.94168
73951 | 3.315 | 1 | 365 | 3.7751 | 0.77222 | 4 | 0.54734
5068 | 3.315 | 1 | 365 | 3.7751 | 0.59671 | 4 | 0.37183
3580 | 9.6 | 1 | 365 | 10.9325 | 0.99951 | 11 | 0.93199
18639 | 10.175 | 1 | 365 | 11.5873 | 0.31719 | 11 | 0.90448
4397 | 5.1 | 1 | 365 | 5.8079 | 0.68724 | 6 | 0.49512
73311 | 3.9 | 1 | 365 | 4.4413 | 0.4379 | 4 | 0.87922
20194 | 6.72 | 1 | 365 | 7.6527 | 0.39966 | 8 | 0.052396
13229 | 10 | 1 | 365 | 11.388 | 0.91616 | 12 | 0.30416
10396 | 9 | 1 | 365 | 10.2492 | 0.62454 | 10 | 0.87374
4887 | 7.02 | 1 | 365 | 7.9944 | 0.087144 | 8 | 0.08152
4515 | 3.75 | 1 | 365 | 4.2705 | 0.59356 | 4 | 0.86406
7253 | 6.5 | 1 | 365 | 7.4022 | 0.8955 | 8 | 0.2977
12572 | 3.3 | 1 | 365 | 3.758 | 0.56233 | 4 | 0.32037
4267 | 5.1 | 1 | 365 | 5.8079 | 0.68724 | 6 | 0.49512
5015 | 3.57 | 1 | 365 | 4.0655 | 0.18107 | 4 | 0.24659
16241 | 4.845 | 1 | 365 | 5.5175 | 0.10288 | 5 | 0.62037
5230 | 8.1 | 1 | 365 | 9.2243 | 0.56209 | 9 | 0.78637
10733 | 6.5 | 1 | 365 | 7.4022 | 0.8955 | 8 | 0.2977
4797 | 4.8 | 1 | 365 | 5.4662 | 0.99976 | 6 | 0.466
9818 | 4.59 | 1 | 365 | 5.2271 | 0.51852 | 5 | 0.74561
32837 | 8.67 | 1 | 365 | 9.8734 | 0.86831 | 10 | 0.74171
3583 | 4.08 | 1 | 365 | 4.6463 | 0.34979 | 4 | 0.9961
4047 | 4.335 | 1 | 365 | 4.9367 | 0.93416 | 5 | 0.87085
6258 | 8.25 | 1 | 365 | 9.3951 | 0.90583 | 10 | 0.30093
6397 | 8.16 | 1 | 365 | 9.2926 | 0.69959 | 9 | 0.99219
10138 | 4.845 | 1 | 365 | 5.5175 | 0.10288 | 5 | 0.62037
7225 | 9 | 1 | 365 | 10.2492 | 0.62454 | 10 | 0.87374
21596 | 3.44 | 1 | 365 | 3.9175 | 0.88316 | 4 | 0.80063
4644 | 6.375 | 1 | 365 | 7.2599 | 0.60905 | 7 | 0.8689
15397 | 2.5 | 1 | 365 | 2.847 | 0.72904 | 3 | 0.57604
5235 | 5.5 | 1 | 365 | 6.2634 | 0.60389 | 6 | 0.86729
10090 | 6.63 | 1 | 365 | 7.5502 | 0.19341 | 7 | 0.74366
4361 | 4 | 1 | 365 | 4.5552 | 0.16646 | 4 | 0.72166
6056 | 5.775 | 1 | 365 | 6.5766 | 0.23408 | 6 | 0.81065
5481 | 6.325 | 1 | 365 | 7.2029 | 0.49447 | 7 | 0.69738
5482 | 9 | 1 | 365 | 10.2492 | 0.62454 | 10 | 0.87374
5906 | 9.35 | 1 | 365 | 10.6478 | 0.42661 | 11 | 0.07439
5972 | 5.1 | 1 | 365 | 5.8079 | 0.68724 | 6 | 0.49512
4398 | 4.9 | 1 | 365 | 5.5801 | 0.22892 | 5 | 0.80904
5296 | 6 | 1 | 365 | 6.8328 | 0.7497 | 7 | 0.5825
5149 | 5.75 | 1 | 365 | 6.5481 | 0.17679 | 6 | 0.72489
5863 | 4.59 | 1 | 365 | 5.2271 | 0.51852 | 5 | 0.74561
5287 | 6.125 | 1 | 365 | 6.9752 | 0.036148 | 7 | 0.011298
8137 | 7.56 | 1 | 365 | 8.6093 | 0.32462 | 8 | 0.93394
9277 | 6 | 1 | 365 | 6.8328 | 0.7497 | 7 | 0.5825
4485 | 7.395 | 1 | 365 | 8.4214 | 0.9465 | 9 | 0.36793
3871 | 6.6 | 1 | 365 | 7.5161 | 0.12467 | 7 | 0.64075
6281 | 4.5 | 1 | 365 | 5.1246 | 0.31227 | 5 | 0.43687
3584 | 7.14 | 1 | 365 | 8.131 | 0.36214 | 8 | 0.49317
14953 | 7.15 | 1 | 365 | 8.1424 | 0.38505 | 8 | 0.52747
5579 | 6.05 | 1 | 365 | 6.8897 | 0.86428 | 7 | 0.75402
5534 | 6.615 | 1 | 365 | 7.5332 | 0.15904 | 7 | 0.6922
4385 | 5 | 1 | 365 | 5.694 | 0.45808 | 6 | 0.15208
4706 | 3.75 | 1 | 365 | 4.2705 | 0.59356 | 4 | 0.86406
4960 | 6.05 | 1 | 365 | 6.8897 | 0.86428 | 7 | 0.75402
11328 | 7.15 | 1 | 365 | 8.1424 | 0.38505 | 8 | 0.52747
14819 | 4.5 | 1 | 365 | 5.1246 | 0.31227 | 5 | 0.43687
4707 | 9.9 | 1 | 365 | 11.2741 | 0.687 | 11 | 0.96112
4650 | 11.825 | 1 | 365 | 13.4663 | 0.098359 | 13 | 0.56467
14297 | 7.25 | 1 | 365 | 8.2563 | 0.61422 | 8 | 0.87052
5071 | 4.08 | 1 | 365 | 4.6463 | 0.34979 | 4 | 0.9961
11726 | 3.57 | 1 | 365 | 4.0655 | 0.18107 | 4 | 0.24659
6614 | 6.54 | 1 | 365 | 7.4478 | 0.98717 | 8 | 0.43492
3593 | 7.75 | 1 | 365 | 8.8257 | 0.76002 | 9 | 0.58572
6687 | 9.315 | 1 | 365 | 10.6079 | 0.3464 | 10 | 0.95433
32025 | 14.85 | 1 | 365 | 16.9112 | 0.030498 | 16 | 0.94168
10412 | 2.8 | 1 | 365 | 3.1886 | 0.41652 | 3 | 0.60516
14090 | 4.9 | 1 | 365 | 5.5801 | 0.22892 | 5 | 0.80904
10947 | 4.578 | 1 | 365 | 5.2134 | 0.49102 | 5 | 0.70444
28534 | 5 | 1 | 365 | 5.694 | 0.45808 | 6 | 0.15208
4932 | 4.25 | 1 | 365 | 4.8399 | 0.73937 | 5 | 0.57927
6351 | 5.5 | 1 | 365 | 6.2634 | 0.60389 | 6 | 0.86729
5368 | 4.95 | 1 | 365 | 5.6371 | 0.3435 | 5 | 0.98056
32833 | 4 | 1 | 365 | 4.5552 | 0.16646 | 4 | 0.72166
5012 | 6.885 | 1 | 365 | 7.8406 | 0.77778 | 8 | 0.61841
15527 | 7.8 | 1 | 365 | 8.8826 | 0.8746 | 9 | 0.75724
4938 | 11.772 | 1 | 365 | 13.406 | 0.9769 | 14 | 0.38286
21287 | 4.75 | 1 | 365 | 5.4093 | 0.88518 | 6 | 0.29448
3966 | 4.59 | 1 | 365 | 5.2271 | 0.51852 | 5 | 0.74561
6117 | 4.335 | 1 | 365 | 4.9367 | 0.93416 | 5 | 0.87085
4264 | 2.75 | 1 | 365 | 3.1317 | 0.30194 | 3 | 0.43364
6163 | 4.59 | 1 | 365 | 5.2271 | 0.51852 | 5 | 0.74561
5722 | 6.16 | 1 | 365 | 7.015 | 0.11635 | 7 | 0.13136
14102 | 3.315 | 1 | 365 | 3.7751 | 0.59671 | 4 | 0.37183
14114 | 5.75 | 1 | 365 | 6.5481 | 0.17679 | 6 | 0.72489
4867 | 6.375 | 1 | 365 | 7.2599 | 0.60905 | 7 | 0.8689
4306 | 9.065 | 1 | 365 | 10.3232 | 0.7735 | 11 | 0.096721
4092 | 3.92 | 1 | 365 | 4.4641 | 0.98313 | 5 | 0.44723
14681 | 5.545 | 1 | 365 | 6.3146 | 0.70701 | 7 | 0.021657
3630 | 6.375 | 1 | 365 | 7.2599 | 0.60905 | 7 | 0.8689
7336 | 11.75 | 1 | 365 | 13.3809 | 0.92649 | 14 | 0.30739
8818 | 6.25 | 1 | 365 | 7.1175 | 0.3226 | 7 | 0.4401
4119 | 4.59 | 1 | 365 | 5.2271 | 0.51852 | 5 | 0.74561
5126 | 6.72 | 1 | 365 | 7.6527 | 0.39966 | 8 | 0.052396
4043 | 6.615 | 1 | 365 | 7.5332 | 0.15904 | 7 | 0.6922
7231 | 5.1 | 1 | 365 | 5.8079 | 0.68724 | 6 | 0.49512
6508 | 4.59 | 1 | 365 | 5.2271 | 0.51852 | 5 | 0.74561
6395 | 10.08 | 1 | 365 | 11.4791 | 0.099489 | 11 | 0.57859
3680 | 5.865 | 1 | 365 | 6.6791 | 0.44033 | 7 | 0.11939
3657 | 10 | 1 | 365 | 11.388 | 0.91616 | 12 | 0.30416
11141 | 4.68 | 1 | 365 | 5.3296 | 0.72476 | 6 | 0.054347
8256 | 7 | 1 | 365 | 7.9716 | 0.041312 | 8 | 0.012912
3586 | 6 | 1 | 365 | 6.8328 | 0.7497 | 7 | 0.5825
4521 | 11.275 | 1 | 365 | 12.84 | 0.83797 | 13 | 0.67794
3585 | 2 | 1 | 365 | 2.2776 | 0.58323 | 2 | 0.86083
12851 | 5.13 | 1 | 365 | 5.842 | 0.75599 | 6 | 0.59803
5794 | 4.845 | 1 | 365 | 5.5175 | 0.10288 | 5 | 0.62037
17915 | 8.829 | 1 | 365 | 10.0545 | 0.23268 | 10 | 0.28714
4928 | 6.12 | 1 | 365 | 6.9695 | 0.02469 | 6 | 0.99415
10959 | 11.75 | 1 | 365 | 13.3809 | 0.92649 | 14 | 0.30739
5076 | 9.1 | 1 | 365 | 10.3631 | 0.85371 | 11 | 0.21679
3702 | 9.945 | 1 | 365 | 11.3254 | 0.79012 | 12 | 0.11549
22069 | 6 | 1 | 365 | 6.8328 | 0.7497 | 7 | 0.5825
4089 | 3.06 | 1 | 365 | 3.4847 | 0.012345 | 3 | 0.49707
16149 | 7.65 | 1 | 365 | 8.7118 | 0.53086 | 9 | 0.24268
6244 | 9.35 | 1 | 365 | 10.6478 | 0.42661 | 11 | 0.07439
6595 | 7.5 | 1 | 365 | 8.541 | 0.18712 | 8 | 0.72812
14663 | 8.25 | 1 | 365 | 9.3951 | 0.90583 | 10 | 0.30093
4732 | 6.21 | 1 | 365 | 7.0719 | 0.23094 | 7 | 0.30288
4286 | 5.775 | 1 | 365 | 6.5766 | 0.23408 | 6 | 0.81065
7951 | 8.84 | 1 | 365 | 10.067 | 0.25789 | 10 | 0.32488
4830 | 8.58 | 1 | 365 | 9.7709 | 0.66207 | 10 | 0.43297
6677 | 10.78 | 1 | 365 | 12.2763 | 0.70362 | 12 | 0.97988
2630 | 7.14 | 1 | 365 | 8.131 | 0.36214 | 8 | 0.49317
5382 | 12.19 | 1 | 365 | 13.882 | 0.9348 | 14 | 0.81677
4569 | 3.06 | 1 | 365 | 3.4847 | 0.012345 | 3 | 0.49707
8971 | 3.825 | 1 | 365 | 4.3559 | 0.76543 | 5 | 0.12134
13526 | 10.75 | 1 | 365 | 12.2421 | 0.63487 | 12 | 0.87697
6740 | 6 | 1 | 365 | 6.8328 | 0.7497 | 7 | 0.5825
6700 | 9.045 | 1 | 365 | 10.3004 | 0.72767 | 11 | 0.028113
5720 | 3.15 | 1 | 365 | 3.5872 | 0.21859 | 3 | 0.80581
12148 | 5.67 | 1 | 365 | 6.457 | 0.99346 | 7 | 0.45046
12258 | 6.48 | 1 | 365 | 7.3794 | 0.84967 | 8 | 0.2291
17284 | 12.495 | 1 | 365 | 14.2293 | 0.63374 | 14 | 0.86305
6576 | 3 | 1 | 365 | 3.4164 | 0.87485 | 4 | 0.29125
5223 | 4.59 | 1 | 365 | 5.2271 | 0.51852 | 5 | 0.74561
6114 | 4.5 | 1 | 365 | 5.1246 | 0.31227 | 5 | 0.43687
14951 | 8.8 | 1 | 365 | 10.0214 | 0.16622 | 10 | 0.18766
5496 | 6.05 | 1 | 365 | 6.8897 | 0.86428 | 7 | 0.75402
5537 | 3.85 | 1 | 365 | 4.3844 | 0.82272 | 5 | 0.2071
14691 | 6.63 | 1 | 365 | 7.5502 | 0.19341 | 7 | 0.74366
4695 | 2.75 | 1 | 365 | 3.1317 | 0.30194 | 3 | 0.43364
8922 | 7.5 | 1 | 365 | 8.541 | 0.18712 | 8 | 0.72812
4757 | 6.12 | 1 | 365 | 6.9695 | 0.02469 | 6 | 0.99415
4765 | 7.14 | 1 | 365 | 8.131 | 0.36214 | 8 | 0.49317
4768 | 6.63 | 1 | 365 | 7.5502 | 0.19341 | 7 | 0.74366
5105 | 9.18 | 1 | 365 | 10.4542 | 0.037035 | 10 | 0.49122
5274 | 9.9 | 1 | 365 | 11.2741 | 0.687 | 11 | 0.96112
7648 | 6.89 | 1 | 365 | 7.8463 | 0.78923 | 8 | 0.63557
11067 | 3.825 | 1 | 365 | 4.3559 | 0.76543 | 5 | 0.12134
8422 | 7 | 1 | 365 | 7.9716 | 0.041312 | 8 | 0.012912
6343 | 6.6 | 1 | 365 | 7.5161 | 0.12467 | 7 | 0.64075
16094 | 9.99 | 1 | 365 | 11.3766 | 0.89324 | 12 | 0.26986
14733 | 7.29 | 1 | 365 | 8.3019 | 0.70588 | 9 | 0.0077326
5964 | 10 | 1 | 365 | 11.388 | 0.91616 | 12 | 0.30416
21689 | 5.4 | 1 | 365 | 6.1495 | 0.37473 | 6 | 0.52425
21691 | 5.61 | 1 | 365 | 6.3887 | 0.85597 | 7 | 0.24463
13897 | 3.78 | 1 | 365 | 4.3047 | 0.66231 | 4 | 0.96697
6601 | 8.82 | 1 | 365 | 10.0442 | 0.21205 | 10 | 0.25627
6623 | 8.4 | 1 | 365 | 9.5659 | 0.24957 | 9 | 0.81549
7941 | 7.595 | 1 | 365 | 8.6492 | 0.40482 | 9 | 0.05401
5292 | 6.213 | 1 | 365 | 7.0754 | 0.23781 | 7 | 0.31317
4700 | 4.5 | 1 | 365 | 5.1246 | 0.31227 | 5 | 0.43687
5501 | 8.8 | 1 | 365 | 10.0214 | 0.16622 | 10 | 0.18766
5133 | 5.72 | 1 | 365 | 6.5139 | 0.10804 | 6 | 0.62198
10717 | 6.37 | 1 | 365 | 7.2542 | 0.59759 | 7 | 0.85175
9156 | 4.655 | 1 | 365 | 5.3011 | 0.66747 | 5 | 0.96859
6542 | 3.315 | 1 | 365 | 3.7751 | 0.59671 | 4 | 0.37183
4780 | 6.37 | 1 | 365 | 7.2542 | 0.59759 | 7 | 0.85175
5781 | 4.59 | 1 | 365 | 5.2271 | 0.51852 | 5 | 0.74561
4763 | 5.1 | 1 | 365 | 5.8079 | 0.68724 | 6 | 0.49512
6182 | 5.5 | 1 | 365 | 6.2634 | 0.60389 | 6 | 0.86729
20976 | 5.67 | 1 | 365 | 6.457 | 0.99346 | 7 | 0.45046
4825 | 5.1 | 1 | 365 | 5.8079 | 0.68724 | 6 | 0.49512
11369 | 4.8 | 1 | 365 | 5.4662 | 0.99976 | 6 | 0.466
10095 | 8.16 | 1 | 365 | 9.2926 | 0.69959 | 9 | 0.99219
5374 | 4.08 | 1 | 365 | 4.6463 | 0.34979 | 4 | 0.9961
6838 | 3.6 | 1 | 365 | 4.0997 | 0.24982 | 4 | 0.3495
10418 | 3.06 | 1 | 365 | 3.4847 | 0.012345 | 3 | 0.49707
5666 | 5.355 | 1 | 365 | 6.0983 | 0.2716 | 6 | 0.36988
6621 | 6.63 | 1 | 365 | 7.5502 | 0.19341 | 7 | 0.74366
26317 | 4.2 | 1 | 365 | 4.783 | 0.62479 | 5 | 0.40775
6632 | 5.355 | 1 | 365 | 6.0983 | 0.2716 | 6 | 0.36988
5375 | 6.885 | 1 | 365 | 7.8406 | 0.77778 | 8 | 0.61841
24159 | 6.3 | 1 | 365 | 7.1744 | 0.43718 | 7 | 0.61162
4699 | 7.905 | 1 | 365 | 9.0022 | 0.11522 | 9 | 0.11744
5883 | 8.415 | 1 | 365 | 9.583 | 0.28395 | 9 | 0.86695
21309 | 5.559 | 1 | 365 | 6.3306 | 0.73909 | 7 | 0.069683
6219 | 6.6 | 1 | 365 | 7.5161 | 0.12467 | 7 | 0.64075
6445 | 5.1 | 1 | 365 | 5.8079 | 0.68724 | 6 | 0.49512
6586 | 6.213 | 1 | 365 | 7.0754 | 0.23781 | 7 | 0.31317
5059 | 7.84 | 1 | 365 | 8.9282 | 0.96627 | 9 | 0.89446
5976 | 3.315 | 1 | 365 | 3.7751 | 0.59671 | 4 | 0.37183
5650 | 4.08 | 1 | 365 | 4.6463 | 0.34979 | 4 | 0.9961
13147 | 7.685 | 1 | 365 | 8.7517 | 0.61107 | 9 | 0.36275
5407 | 5.1 | 1 | 365 | 5.8079 | 0.68724 | 6 | 0.49512
6123 | 8.67 | 1 | 365 | 9.8734 | 0.86831 | 10 | 0.74171
22255 | 6.48 | 1 | 365 | 7.3794 | 0.84967 | 8 | 0.2291
4782 | 6.12 | 1 | 365 | 6.9695 | 0.02469 | 6 | 0.99415
6749 | 6 | 1 | 365 | 6.8328 | 0.7497 | 7 | 0.5825
6575 | 5.88 | 1 | 365 | 6.6961 | 0.4747 | 7 | 0.17085
6010 | 4.05 | 1 | 365 | 4.6121 | 0.28104 | 4 | 0.89318
5485 | 6.63 | 1 | 365 | 7.5502 | 0.19341 | 7 | 0.74366
4865 | 6.21 | 1 | 365 | 7.0719 | 0.23094 | 7 | 0.30288
12237 | 7.425 | 1 | 365 | 8.4556 | 0.015249 | 8 | 0.47084
6009 | 8 | 1 | 365 | 9.1104 | 0.33293 | 9 | 0.44333
11622 | 4.251 | 1 | 365 | 4.841 | 0.74166 | 5 | 0.5827
7660 | 9.72 | 1 | 365 | 11.0691 | 0.27451 | 11 | 0.34364
14203 | 5.6 | 1 | 365 | 6.3773 | 0.83305 | 7 | 0.21033
5310 | 9.18 | 1 | 365 | 10.4542 | 0.037035 | 10 | 0.49122
12601 | 5.39 | 1 | 365 | 6.1381 | 0.35181 | 6 | 0.48994
4881 | 9.405 | 1 | 365 | 10.7104 | 0.55265 | 11 | 0.26306
11563 | 5.13 | 1 | 365 | 5.842 | 0.75599 | 6 | 0.59803
4790 | 5.695 | 1 | 365 | 6.4855 | 0.050753 | 6 | 0.53622
10944 | 6.03 | 1 | 365 | 6.867 | 0.81844 | 7 | 0.68541
5896 | 11.5 | 1 | 365 | 13.0962 | 0.35358 | 13 | 0.44978
9131 | 5 | 1 | 365 | 5.694 | 0.45808 | 6 | 0.15208
16100 | 7.65 | 1 | 365 | 8.7118 | 0.53086 | 9 | 0.24268
4762 | 9.945 | 1 | 365 | 11.3254 | 0.79012 | 12 | 0.11549
4862 | 14.74 | 1 | 365 | 16.7859 | 0.77842 | 17 | 0.56433
10872 | 7 | 1 | 365 | 7.9716 | 0.041312 | 8 | 0.012912
22073 | 3.84 | 1 | 365 | 4.373 | 0.79981 | 5 | 0.1728
4769 | 6.12 | 1 | 365 | 6.9695 | 0.02469 | 6 | 0.99415
4770 | 5.1 | 1 | 365 | 5.8079 | 0.68724 | 6 | 0.49512
12937 | 4.59 | 1 | 365 | 5.2271 | 0.51852 | 5 | 0.74561
5602 | 6.12 | 1 | 365 | 6.9695 | 0.02469 | 6 | 0.99415
4745 | 4.5 | 1 | 365 | 5.1246 | 0.31227 | 5 | 0.43687
4759 | 10.2 | 1 | 365 | 11.6158 | 0.37448 | 11 | 0.99024
5317 | 9.945 | 1 | 365 | 11.3254 | 0.79012 | 12 | 0.11549
4976 | 4.59 | 1 | 365 | 5.2271 | 0.51852 | 5 | 0.74561
13419 | 3.5 | 1 | 365 | 3.9858 | 0.020656 | 4 | 0.006456
12736 | 6 | 1 | 365 | 6.8328 | 0.7497 | 7 | 0.5825
5466 | 6.375 | 1 | 365 | 7.2599 | 0.60905 | 7 | 0.8689
6111 | 11.985 | 1 | 365 | 13.6485 | 0.46502 | 14 | 0.11354
6574 | 3.6 | 1 | 365 | 4.0997 | 0.24982 | 4 | 0.3495
4755 | 3.825 | 1 | 365 | 4.3559 | 0.76543 | 5 | 0.12134
4766 | 2.04 | 1 | 365 | 2.3232 | 0.6749 | 2 | 0.99805
9386 | 6.63 | 1 | 365 | 7.5502 | 0.54444 | 8 | 0.09468
4760 | 6.885 | 1 | 365 | 7.8406 | 0.77778 | 8 | 0.61841
9489 | 4.08 | 1 | 365 | 4.6463 | 0.34979 | 4 | 0.9961
6544 | 3.06 | 1 | 365 | 3.4847 | 0.012345 | 3 | 0.49707
4843 | 7.035 | 1 | 365 | 8.0115 | 0.12152 | 8 | 0.13298
6447 | 5 | 1 | 365 | 5.694 | 0.45808 | 6 | 0.15208
4758 | 9.18 | 1 | 365 | 10.4542 | 0.037035 | 10 | 0.49122
5838 | 5.865 | 1 | 365 | 6.6791 | 0.44033 | 7 | 0.11939
5936 | 3.06 | 1 | 365 | 3.4847 | 0.012345 | 3 | 0.49707
20535 | 8.16 | 1 | 365 | 9.2926 | 0.69959 | 9 | 0.99219
6481 | 7.425 | 1 | 365 | 8.4556 | 0.015249 | 8 | 0.47084
6753 | 4.675 | 1 | 365 | 5.3239 | 0.7133 | 6 | 0.037195
6478 | 6.875 | 1 | 365 | 7.8293 | 0.75486 | 8 | 0.58411
6689 | 6.05 | 1 | 365 | 6.8897 | 0.86428 | 7 | 0.75402
4736 | 7.8 | 1 | 365 | 8.8826 | 0.8746 | 9 | 0.75724
4778 | 4.335 | 1 | 365 | 4.9367 | 0.93416 | 5 | 0.87085
6559 | 4.335 | 1 | 365 | 4.9367 | 0.93416 | 5 | 0.87085
11383 | 5.355 | 1 | 365 | 6.0983 | 0.2716 | 6 | 0.36988
4783 | 9.18 | 1 | 365 | 10.4542 | 0.037035 | 10 | 0.49122
7978 | 3.9 | 1 | 365 | 4.4413 | 0.9373 | 5 | 0.37862
22083 | 10.08 | 1 | 365 | 11.4791 | 0.099489 | 11 | 0.57859
5022 | 3.315 | 1 | 365 | 3.7751 | 0.59671 | 4 | 0.37183
4771 | 5.1 | 1 | 365 | 5.8079 | 0.68724 | 6 | 0.49512
5520 | 5.025 | 1 | 365 | 5.7225 | 0.51537 | 6 | 0.23784
22072 | 4.32 | 1 | 365 | 4.9196 | 0.89978 | 5 | 0.8194
7135 | 3.92 | 1 | 365 | 4.4641 | 0.98313 | 5 | 0.44723
4756 | 7.65 | 1 | 365 | 8.7118 | 0.53086 | 9 | 0.24268
4983 | 8.415 | 1 | 365 | 9.583 | 0.28395 | 9 | 0.86695
21395 | 7.29 | 1 | 365 | 8.3019 | 0.70588 | 9 | 0.0077326
5517 | 3.315 | 1 | 365 | 3.7751 | 0.59671 | 4 | 0.37183
9427 | 5.4 | 1 | 365 | 6.1495 | 0.37473 | 6 | 0.52425
4777 | 5.61 | 1 | 365 | 6.3887 | 0.85597 | 7 | 0.24463
8951 | 4.59 | 1 | 365 | 5.2271 | 0.51852 | 5 | 0.74561
20960 | 3.84 | 1 | 365 | 4.373 | 0.79981 | 5 | 0.1728
8427 | 6.37 | 1 | 365 | 7.2542 | 0.59759 | 7 | 0.85175
6646 | 8.25 | 1 | 365 | 9.3951 | 0.90583 | 10 | 0.30093
4781 | 8.16 | 1 | 365 | 9.2926 | 0.69959 | 9 | 0.99219
4873 | 7.035 | 1 | 365 | 8.0115 | 0.12152 | 8 | 0.13298
10135 | 6 | 1 | 365 | 6.8328 | 0.7497 | 7 | 0.5825
6618 | 8.67 | 1 | 365 | 9.8734 | 0.86831 | 10 | 0.74171
6568 | 6.12 | 1 | 365 | 6.9695 | 0.02469 | 6 | 0.99415
8865 | 5.1 | 1 | 365 | 5.8079 | 0.68724 | 6 | 0.49512
6133 | 6.885 | 1 | 365 | 7.8406 | 0.77778 | 8 | 0.61841
5025 | 2.25 | 1 | 365 | 2.5623 | 0.15614 | 2 | 0.71844
6299 | 5.5 | 1 | 365 | 6.2634 | 0.60389 | 6 | 0.86729
4870 | 5.1 | 1 | 365 | 5.8079 | 0.68724 | 6 | 0.49512
4985 | 5 | 1 | 365 | 5.694 | 0.45808 | 6 | 0.15208
5821 | 6.885 | 1 | 365 | 7.8406 | 0.77778 | 8 | 0.61841
4767 | 5.1 | 1 | 365 | 5.8079 | 0.68724 | 6 | 0.49512
4798 | 3 | 1 | 365 | 3.4164 | 0.87485 | 4 | 0.29125
4744 | 3.315 | 1 | 365 | 3.7751 | 0.59671 | 4 | 0.37183
5497 | 7.75 | 1 | 365 | 8.8257 | 0.76002 | 9 | 0.58572
4772 | 4.845 | 1 | 365 | 5.5175 | 0.10288 | 5 | 0.62037
6304 | 7 | 1 | 365 | 7.9716 | 0.041312 | 8 | 0.012912
4761 | 8.925 | 1 | 365 | 10.1638 | 0.45267 | 10 | 0.61646
5951 | 5.355 | 1 | 365 | 6.0983 | 0.2716 | 6 | 0.36988
13807 | 4 | 1 | 365 | 4.5552 | 0.16646 | 4 | 0.72166
5533 | 3.57 | 1 | 365 | 4.0655 | 0.18107 | 4 | 0.24659
20497 | 6.12 | 1 | 365 | 6.9695 | 0.02469 | 6 | 0.99415
53847 | 4.59 | 1 | 365 | 5.2271 | 0.51852 | 5 | 0.74561
6681 | 9.69 | 1 | 365 | 11.035 | 0.20576 | 11 | 0.24073
6394 | 9.69 | 1 | 365 | 11.035 | 0.20576 | 11 | 0.24073
6288 | 6 | 1 | 365 | 6.8328 | 0.7497 | 7 | 0.5825
7549 | 11.475 | 1 | 365 | 13.0677 | 0.29629 | 13 | 0.36402
5538 | 2.55 | 1 | 365 | 2.9039 | 0.84362 | 3 | 0.74756
5201 | 2.55 | 1 | 365 | 2.9039 | 0.84362 | 3 | 0.74756
11291 | 3.06 | 1 | 365 | 3.4847 | 0.012345 | 3 | 0.49707
6437 | 9.18 | 1 | 365 | 10.4542 | 0.037035 | 10 | 0.49122
16237 | 9.435 | 1 | 365 | 10.7446 | 0.6214 | 11 | 0.36597
6691 | 10.137 | 1 | 365 | 11.544 | 0.23011 | 11 | 0.77413
4859 | 4.95 | 1 | 365 | 5.6371 | 0.3435 | 5 | 0.98056
4899 | 7 | 1 | 365 | 7.9716 | 0.041312 | 8 | 0.012912
4742 | 5.865 | 1 | 365 | 6.6791 | 0.44033 | 7 | 0.11939
5098 | 7.5 | 1 | 365 | 8.541 | 0.18712 | 8 | 0.72812
23878 | 10.08 | 1 | 365 | 11.4791 | 0.099489 | 11 | 0.57859
5575 | 7.65 | 1 | 365 | 8.7118 | 0.70512 | 9 | 0.41694
9278 | 3.06 | 1 | 365 | 3.4847 | 0.012345 | 3 | 0.49707
4753 | 3.675 | 1 | 365 | 4.1851 | 0.42169 | 4 | 0.60678
4741 | 6.885 | 1 | 365 | 7.8406 | 0.77778 | 8 | 0.61841
4740 | 10.71 | 1 | 365 | 12.1965 | 0.54321 | 12 | 0.73976
6105 | 6 | 1 | 365 | 6.8328 | 0.7497 | 7 | 0.5825
6573 | 7.65 | 1 | 365 | 8.7118 | 0.53086 | 9 | 0.24268
4764 | 10.965 | 1 | 365 | 12.4869 | 0.12757 | 12 | 0.61451
4784 | 5.025 | 1 | 365 | 5.7225 | 0.51537 | 6 | 0.23784
4720 | 5.886 | 1 | 365 | 6.703 | 0.48845 | 7 | 0.19143
5763 | 6.5 | 1 | 365 | 7.4022 | 0.8955 | 8 | 0.2977
6109 | 5.865 | 1 | 365 | 6.6791 | 0.44033 | 7 | 0.11939
6354 | 12.925 | 1 | 365 | 14.719 | 0.61914 | 15 | 0.33813
6279 | 5.13 | 1 | 365 | 5.842 | 0.75599 | 6 | 0.59803
4754 | 6 | 1 | 365 | 6.8328 | 0.7497 | 7 | 0.5825
5119 | 6.875 | 1 | 365 | 7.8293 | 0.75486 | 8 | 0.58411
6015 | 5.5 | 1 | 365 | 6.2634 | 0.60389 | 6 | 0.86729
8342 | 9.8 | 1 | 365 | 11.1602 | 0.45784 | 11 | 0.61808
6448 | 13.4 | 1 | 365 | 15.2599 | 0.70765 | 15 | 0.96757
4814 | 8.28 | 1 | 365 | 9.4293 | 0.97458 | 10 | 0.40384
4729 | 12.96 | 1 | 365 | 14.7588 | 0.69934 | 15 | 0.45819
18231 | 5.67 | 1 | 365 | 6.457 | 0.99346 | 7 | 0.45046
5295 | 5.1 | 1 | 365 | 5.8079 | 0.68724 | 6 | 0.49512
5549 | 4.125 | 1 | 365 | 4.6975 | 0.45292 | 5 | 0.15047
4809 | 5.7 | 1 | 365 | 6.4912 | 0.062211 | 6 | 0.55337
10725 | 3.12 | 1 | 365 | 3.5531 | 0.14984 | 3 | 0.7029
11945 | 4.8 | 1 | 365 | 5.4662 | 0.99976 | 6 | 0.466
7224 | 8.04 | 1 | 365 | 9.156 | 0.42459 | 9 | 0.58054
8434 | 5.25 | 1 | 365 | 5.9787 | 0.030984 | 6 | 0.009684
6589 | 8.97 | 1 | 365 | 10.215 | 0.5558 | 10 | 0.77083
5264 | 5.1 | 1 | 365 | 5.8079 | 0.68724 | 6 | 0.49512
12117 | 7.65 | 1 | 365 | 8.7118 | 0.53086 | 9 | 0.24268
5269 | 6.885 | 1 | 365 | 7.8406 | 0.77778 | 8 | 0.61841
12565 | 5.1 | 1 | 365 | 5.8079 | 0.68724 | 6 | 0.49512
8230 | 5.865 | 1 | 365 | 6.6791 | 0.44033 | 7 | 0.11939
7354 | 4.845 | 1 | 365 | 5.5175 | 0.10288 | 5 | 0.62037
17757 | 8.16 | 1 | 365 | 9.2926 | 0.69959 | 9 | 0.99219
5272 | 8.525 | 1 | 365 | 9.7083 | 0.53603 | 10 | 0.2443
10457 | 4.08 | 1 | 365 | 4.6463 | 0.34979 | 4 | 0.9961
6818 | 5.5 | 1 | 365 | 6.2634 | 0.60389 | 6 | 0.86729
10491 | 5.5 | 1 | 365 | 6.2634 | 0.60389 | 6 | 0.86729
30753 | 6.6 | 1 | 365 | 7.5161 | 0.12467 | 7 | 0.64075
25272 | 6.05 | 1 | 365 | 6.8897 | 0.86428 | 7 | 0.75402
5249 | 7.905 | 1 | 365 | 9.0022 | 0.11522 | 9 | 0.11744
26079 | 8 | 1 | 365 | 9.1104 | 0.33293 | 9 | 0.44333
5168 | 4.94 | 1 | 365 | 5.6257 | 0.32058 | 5 | 0.94626
16726 | 4.55 | 1 | 365 | 5.1815 | 0.42685 | 5 | 0.60839
5381 | 6.6 | 1 | 365 | 7.5161 | 0.12467 | 7 | 0.64075
14076 | 4.59 | 1 | 365 | 5.2271 | 0.51852 | 5 | 0.74561
5232 | 10.75 | 1 | 365 | 12.2421 | 0.63487 | 12 | 0.87697
14745 | 5.285 | 1 | 365 | 6.0186 | 0.11119 | 6 | 0.12975
14372 | 7.725 | 1 | 365 | 8.7972 | 0.70273 | 9 | 0.49996
10356 | 8.4 | 1 | 365 | 9.5659 | 0.24957 | 9 | 0.81549
6124 | 5.61 | 1 | 365 | 6.3887 | 0.85597 | 7 | 0.24463
20537 | 6.47 | 1 | 365 | 7.368 | 0.82676 | 8 | 0.19479
5551 | 4.845 | 1 | 365 | 5.5175 | 0.10288 | 5 | 0.62037
6853 | 6.12 | 1 | 365 | 6.9695 | 0.02469 | 6 | 0.99415
26465 | 5.145 | 1 | 365 | 5.8591 | 0.79036 | 6 | 0.64949
6667 | 6.76 | 1 | 365 | 7.6983 | 0.49132 | 8 | 0.18961
9407 | 12.375 | 1 | 365 | 14.0927 | 0.35875 | 14 | 0.4514
7756 | 6.25 | 1 | 365 | 7.1175 | 0.3226 | 7 | 0.4401
5703 | 6.12 | 1 | 365 | 6.9695 | 0.02469 | 6 | 0.99415
5199 | 6.63 | 1 | 365 | 7.5502 | 0.19341 | 7 | 0.74366
49701 | 4.75 | 1 | 365 | 5.4093 | 0.88518 | 6 | 0.29448
7129 | 13.2 | 1 | 365 | 15.0322 | 0.24933 | 15 | 0.28149
14744 | 6.47 | 1 | 365 | 7.368 | 0.82676 | 8 | 0.19479
14954 | 5.215 | 1 | 365 | 5.9388 | 0.95078 | 6 | 0.88962
5895 | 8.75 | 1 | 365 | 9.9645 | 0.05164 | 10 | 0.01614
36718 | 8.825 | 1 | 365 | 10.0499 | 0.22351 | 10 | 0.27342
5529 | 7.035 | 1 | 365 | 8.0115 | 0.12152 | 8 | 0.13298
14613 | 4.725 | 1 | 365 | 5.3808 | 0.82789 | 6 | 0.20872
24330 | 3.725 | 1 | 365 | 4.242 | 0.53627 | 4 | 0.7783
14351 | 6.96 | 1 | 365 | 7.926 | 0.94965 | 8 | 0.8757
14695 | 5.725 | 1 | 365 | 6.5196 | 0.1195 | 6 | 0.63913
14750 | 8.215 | 1 | 365 | 9.3552 | 0.82563 | 10 | 0.18087
14485 | 11.96 | 1 | 365 | 13.62 | 0.40773 | 14 | 0.027775
14917 | 9.82 | 1 | 365 | 11.183 | 0.50367 | 11 | 0.68669
14923 | 5.215 | 1 | 365 | 5.9388 | 0.95078 | 6 | 0.88962
8263 | 5.61 | 1 | 365 | 6.3887 | 0.85597 | 7 | 0.24463
6468 | 10.35 | 1 | 365 | 11.7866 | 0.71823 | 12 | 0.50481
12142 | 5.775 | 1 | 365 | 6.5766 | 0.23408 | 6 | 0.81065
13535 | 6.6 | 1 | 365 | 7.5161 | 0.12467 | 7 | 0.64075
11087 | 6.12 | 1 | 365 | 6.9695 | 0.02469 | 6 | 0.99415
5329 | 3.57 | 1 | 365 | 4.0655 | 0.18107 | 4 | 0.24659
6597 | 7.75 | 1 | 365 | 8.8257 | 0.76002 | 9 | 0.58572
6737 | 4.335 | 1 | 365 | 4.9367 | 0.93416 | 5 | 0.87085
6639 | 12.099 | 1 | 365 | 13.7783 | 0.72626 | 14 | 0.5046
6533 | 5.5 | 1 | 365 | 6.2634 | 0.60389 | 6 | 0.86729
9161 | 3.64 | 1 | 365 | 4.1452 | 0.34148 | 4 | 0.48671
10194 | 11.34 | 1 | 365 | 12.914 | 0.98693 | 13 | 0.90092
7352 | 3.825 | 1 | 365 | 4.3559 | 0.76543 | 5 | 0.12134
5891 | 7.5 | 1 | 365 | 8.541 | 0.18712 | 8 | 0.72812
11762 | 13.77 | 1 | 365 | 15.6813 | 0.55555 | 16 | 0.23683
6777 | 8.25 | 1 | 365 | 9.3951 | 0.90583 | 10 | 0.30093
14367 | 10 | 1 | 365 | 11.388 | 0.91616 | 12 | 0.30416
14688 | 9.82 | 1 | 365 | 11.183 | 0.50367 | 11 | 0.68669
14562 | 3.98 | 1 | 365 | 4.5324 | 0.12063 | 4 | 0.65306
14716 | 5.215 | 1 | 365 | 5.9388 | 0.95078 | 6 | 0.88962
14515 | 5.98 | 1 | 365 | 6.81 | 0.70386 | 7 | 0.51389
14921 | 9.705 | 1 | 365 | 11.0521 | 0.24013 | 11 | 0.29219
14740 | 3.47 | 1 | 365 | 3.9516 | 0.95191 | 4 | 0.90354
14753 | 3.725 | 1 | 365 | 4.242 | 0.53627 | 4 | 0.7783
14723 | 5.215 | 1 | 365 | 5.9388 | 0.95078 | 6 | 0.88962
14749 | 6.47 | 1 | 365 | 7.368 | 0.82676 | 8 | 0.19479
15032 | 4.235 | 1 | 365 | 4.8228 | 0.70499 | 5 | 0.52781
14732 | 9.82 | 1 | 365 | 11.183 | 0.50367 | 11 | 0.68669
14385 | 8.47 | 1 | 365 | 9.6456 | 0.40999 | 10 | 0.055624
14404 | 7.96 | 1 | 365 | 9.0648 | 0.24126 | 9 | 0.30611
7100 | 10.45 | 1 | 365 | 11.9005 | 0.94739 | 12 | 0.84785
6099 | 5.75 | 1 | 365 | 6.5481 | 0.17679 | 6 | 0.72489
5236 | 7.5 | 1 | 365 | 8.541 | 0.18712 | 8 | 0.72812
5663 | 13.515 | 1 | 365 | 15.3909 | 0.97119 | 16 | 0.36207
16080 | 5.25 | 1 | 365 | 5.9787 | 0.030984 | 6 | 0.009684
10605 | 5.61 | 1 | 365 | 6.3887 | 0.85597 | 7 | 0.24463
10681 | 9.72 | 1 | 365 | 11.0691 | 0.27451 | 11 | 0.34364
5277 | 6.12 | 1 | 365 | 6.9695 | 0.02469 | 6 | 0.99415
26164 | 4.59 | 1 | 365 | 5.2271 | 0.51852 | 5 | 0.74561
6540 | 7 | 1 | 365 | 7.9716 | 0.041312 | 8 | 0.012912
12447 | 6.25 | 1 | 365 | 7.1175 | 0.3226 | 7 | 0.4401
30734 | 5.225 | 1 | 365 | 5.9502 | 0.97369 | 6 | 0.92392
12643 | 8.525 | 1 | 365 | 9.7083 | 0.53603 | 10 | 0.2443
11715 | 7.7 | 1 | 365 | 8.7688 | 0.64544 | 9 | 0.4142
16167 | 6.325 | 1 | 365 | 7.2029 | 0.49447 | 7 | 0.69738
19924 | 4.95 | 1 | 365 | 5.6371 | 0.3435 | 5 | 0.98056
5233 | 5.1 | 1 | 365 | 5.8079 | 0.68724 | 6 | 0.49512
19708 | 7 | 1 | 365 | 7.9716 | 0.041312 | 8 | 0.012912
6061 | 8.67 | 1 | 365 | 9.8734 | 0.86831 | 10 | 0.74171
10891 | 5.04 | 1 | 365 | 5.7396 | 0.54974 | 6 | 0.2893
10390 | 13.2 | 1 | 365 | 15.0322 | 0.24933 | 15 | 0.28149
5238 | 3 | 1 | 365 | 3.4164 | 0.87485 | 4 | 0.29125
5539 | 11.475 | 1 | 365 | 13.0677 | 0.29629 | 13 | 0.36402
5384 | 10.791 | 1 | 365 | 12.2888 | 0.72883 | 13 | 0.017619
5397 | 9.88 | 1 | 365 | 11.2513 | 0.64117 | 11 | 0.89251
6460 | 4.905 | 1 | 365 | 5.5858 | 0.24038 | 5 | 0.82619
5239 | 8.16 | 1 | 365 | 9.2926 | 0.69959 | 9 | 0.99219
5226 | 6.375 | 1 | 365 | 7.2599 | 0.60905 | 7 | 0.8689
10709 | 3.315 | 1 | 365 | 3.7751 | 0.59671 | 4 | 0.37183
5234 | 4 | 1 | 365 | 4.5552 | 0.16646 | 4 | 0.72166
7435 | 3.92 | 1 | 365 | 4.4641 | 0.98313 | 5 | 0.44723
6674 | 5.5 | 1 | 365 | 6.2634 | 0.60389 | 6 | 0.86729
5259 | 6.12 | 1 | 365 | 6.9695 | 0.02469 | 6 | 0.99415
5438 | 8.82 | 1 | 365 | 10.0442 | 0.21205 | 10 | 0.25627
10516 | 4.42 | 1 | 365 | 5.0335 | 0.12894 | 5 | 0.16244
5251 | 2.04 | 1 | 365 | 2.3232 | 0.6749 | 2 | 0.99805
6325 | 5.5 | 1 | 365 | 6.2634 | 0.60389 | 6 | 0.86729
20686 | 5.5 | 1 | 365 | 6.2634 | 0.60389 | 6 | 0.86729
21269 | 6 | 1 | 365 | 6.8328 | 0.7497 | 7 | 0.5825
19599 | 6.05 | 1 | 365 | 6.8897 | 0.86428 | 7 | 0.75402
5858 | 3.06 | 1 | 365 | 3.4847 | 0.012345 | 3 | 0.49707
5229 | 6.12 | 1 | 365 | 6.9695 | 0.02469 | 6 | 0.99415
25578 | 4.95 | 1 | 365 | 5.6371 | 0.3435 | 5 | 0.98056
5398 | 9.9 | 1 | 365 | 11.2741 | 0.687 | 11 | 0.96112
6702 | 12.375 | 1 | 365 | 14.0927 | 0.35875 | 14 | 0.4514
5600 | 4.845 | 1 | 365 | 5.5175 | 0.10288 | 5 | 0.62037
5273 | 7.194 | 1 | 365 | 8.1925 | 0.48589 | 8 | 0.67841
6292 | 4 | 1 | 365 | 4.5552 | 0.16646 | 4 | 0.72166
29395 | 7.84 | 1 | 365 | 8.9282 | 0.96627 | 9 | 0.89446
5434 | 5.83 | 1 | 365 | 6.6392 | 0.36012 | 6 | 0.99933
6605 | 5 | 1 | 365 | 5.694 | 0.45808 | 6 | 0.15208
13620 | 9.81 | 1 | 365 | 11.1716 | 0.48075 | 11 | 0.65238
12145 | 9.625 | 1 | 365 | 10.961 | 0.056804 | 11 | 0.017754
6518 | 6.76 | 1 | 365 | 7.6983 | 0.49132 | 8 | 0.18961
5399 | 7.14 | 1 | 365 | 8.131 | 0.36214 | 8 | 0.49317
5634 | 9.9 | 1 | 365 | 11.2741 | 0.687 | 11 | 0.96112
12983 | 7.15 | 1 | 365 | 8.1424 | 0.38505 | 8 | 0.52747
7876 | 9.156 | 1 | 365 | 10.4269 | 0.98204 | 11 | 0.40889
6666 | 8.16 | 1 | 365 | 9.2926 | 0.69959 | 9 | 0.99219
5256 | 4.08 | 1 | 365 | 4.6463 | 0.34979 | 4 | 0.9961
5276 | 4.165 | 1 | 365 | 4.7431 | 0.54458 | 5 | 0.28768
5247 | 4.335 | 1 | 365 | 4.9367 | 0.93416 | 5 | 0.87085
5405 | 5.61 | 1 | 365 | 6.3887 | 0.85597 | 7 | 0.24463
14729 | 9.085 | 1 | 365 | 10.346 | 0.81933 | 11 | 0.16533
6680 | 6.3 | 1 | 365 | 7.1744 | 0.43718 | 7 | 0.61162
22199 | 12 | 1 | 365 | 13.6656 | 0.49939 | 14 | 0.16499
5394 | 7.65 | 1 | 365 | 8.7118 | 0.53086 | 9 | 0.24268
10870 | 3.57 | 1 | 365 | 4.0655 | 0.18107 | 4 | 0.24659
15099 | 4.79 | 1 | 365 | 5.4549 | 0.97684 | 6 | 0.43169
6560 | 5.1 | 1 | 365 | 5.8079 | 0.68724 | 6 | 0.49512
5411 | 8.16 | 1 | 365 | 9.2926 | 0.69959 | 9 | 0.99219
22076 | 4.59 | 1 | 365 | 5.2271 | 0.51852 | 5 | 0.74561
6592 | 8.525 | 1 | 365 | 9.7083 | 0.53603 | 10 | 0.2443
7655 | 10.08 | 1 | 365 | 11.4791 | 0.099489 | 11 | 0.57859
13329 | 7.975 | 1 | 365 | 9.0819 | 0.27564 | 9 | 0.35757
8941 | 8.502 | 1 | 365 | 9.6821 | 0.48332 | 10 | 0.1654
5372 | 4.2 | 1 | 365 | 4.783 | 0.62479 | 5 | 0.40775
6125 | 3.06 | 1 | 365 | 3.4847 | 0.012345 | 3 | 0.49707
14479 | 4.725 | 1 | 365 | 5.3808 | 0.82789 | 6 | 0.20872
7130 | 5.865 | 1 | 365 | 6.6791 | 0.44033 | 7 | 0.11939
21892 | 6 | 1 | 365 | 6.8328 | 0.7497 | 7 | 0.5825
14699 | 3.98 | 1 | 365 | 4.5324 | 0.12063 | 4 | 0.65306
14603 | 8.47 | 1 | 365 | 9.6456 | 0.40999 | 10 | 0.055624
12143 | 5.1 | 1 | 365 | 5.8079 | 0.68724 | 6 | 0.49512
11947 | 4.335 | 1 | 365 | 4.9367 | 0.93416 | 5 | 0.87085
46524 | 6.375 | 1 | 365 | 7.2599 | 0.25427 | 7 | 0.51412
5603 | 4.335 | 1 | 365 | 4.9367 | 0.93416 | 5 | 0.87085
19117 | 8.8 | 1 | 365 | 10.0214 | 0.16622 | 10 | 0.18766
20372 | 4.77 | 1 | 365 | 5.4321 | 0.93101 | 6 | 0.36308
14086 | 6.12 | 1 | 365 | 6.9695 | 0.02469 | 6 | 0.99415
7935 | 6.6 | 1 | 365 | 7.5161 | 0.12467 | 7 | 0.64075
11785 | 6.63 | 1 | 365 | 7.5502 | 0.19341 | 7 | 0.74366
19213 | 4.47 | 1 | 365 | 5.0904 | 0.24352 | 5 | 0.33396
5969 | 4.5 | 1 | 365 | 5.1246 | 0.31227 | 5 | 0.43687
5331 | 10.2 | 1 | 365 | 11.6158 | 0.37448 | 11 | 0.99024
6869 | 8.16 | 1 | 365 | 9.2926 | 0.69959 | 9 | 0.99219
5260 | 4.08 | 1 | 365 | 4.6463 | 0.34979 | 4 | 0.9961
5601 | 7.65 | 1 | 365 | 8.7118 | 0.53086 | 9 | 0.24268
6658 | 3.825 | 1 | 365 | 4.3559 | 0.76543 | 5 | 0.12134
24699 | 7.7 | 1 | 365 | 8.7688 | 0.64544 | 9 | 0.4142
5220 | 4.08 | 1 | 365 | 4.6463 | 0.34979 | 4 | 0.9961
5447 | 7.395 | 1 | 365 | 8.4214 | 0.9465 | 9 | 0.36793
5370 | 6.44 | 1 | 365 | 7.3339 | 0.75801 | 8 | 0.091879
11938 | 4.845 | 1 | 365 | 5.5175 | 0.10288 | 5 | 0.62037
5252 | 6.63 | 1 | 365 | 7.5502 | 0.19341 | 7 | 0.74366
11742 | 6.12 | 1 | 365 | 6.9695 | 0.02469 | 6 | 0.99415
6834 | 8.67 | 1 | 365 | 9.8734 | 0.86831 | 10 | 0.74171
8693 | 4.59 | 1 | 365 | 5.2271 | 0.51852 | 5 | 0.74561
16162 | 7.15 | 1 | 365 | 8.1424 | 0.38505 | 8 | 0.52747
59927 | 6.12 | 1 | 365 | 6.9695 | 0.02469 | 6 | 0.99415
20969 | 4.86 | 1 | 365 | 5.5346 | 0.13725 | 5 | 0.67182
13333 | 3.3 | 1 | 365 | 3.758 | 0.56233 | 4 | 0.32037
11428 | 7.905 | 1 | 365 | 9.0022 | 0.11522 | 9 | 0.11744
9594 | 5.2 | 1 | 365 | 5.9218 | 0.9164 | 6 | 0.83816
16840 | 6.63 | 1 | 365 | 7.5502 | 0.19341 | 7 | 0.74366
12922 | 3.06 | 1 | 365 | 3.4847 | 0.012345 | 3 | 0.49707
62163 | 4.845 | 1 | 365 | 5.5175 | 0.10288 | 5 | 0.62037
5325 | 6.12 | 1 | 365 | 6.9695 | 0.02469 | 6 | 0.99415
9390 | 3.06 | 1 | 365 | 3.4847 | 0.012345 | 3 | 0.49707
14140 | 4.75 | 1 | 365 | 5.4093 | 0.88518 | 6 | 0.29448
12554 | 6.12 | 1 | 365 | 6.9695 | 0.02469 | 6 | 0.99415
10769 | 3.75 | 1 | 365 | 4.2705 | 0.59356 | 4 | 0.86406
10614 | 5.5 | 1 | 365 | 6.2634 | 0.60389 | 6 | 0.86729
5875 | 4.59 | 1 | 365 | 5.2271 | 0.51852 | 5 | 0.74561
11928 | 8.16 | 1 | 365 | 9.2926 | 0.69959 | 9 | 0.99219
5513 | 9.92 | 1 | 365 | 11.2969 | 0.73283 | 12 | 0.029727
11004 | 12.75 | 1 | 365 | 14.5197 | 0.2181 | 14 | 0.7378
69314 | 3.825 | 1 | 365 | 4.3559 | 0.76543 | 5 | 0.12134
7028 | 8.415 | 1 | 365 | 9.583 | 0.28395 | 9 | 0.86695
12661 | 2.55 | 1 | 365 | 2.9039 | 0.84362 | 3 | 0.74756
9985 | 6.63 | 1 | 365 | 7.5502 | 0.19341 | 7 | 0.74366
9213 | 3.5 | 1 | 365 | 3.9858 | 0.020656 | 4 | 0.006456
8894 | 2.76 | 1 | 365 | 3.1431 | 0.32486 | 3 | 0.46795
7275 | 4.845 | 1 | 365 | 5.5175 | 0.10288 | 5 | 0.62037
8246 | 7.14 | 1 | 365 | 8.131 | 0.36214 | 8 | 0.49317
5391 | 7.83 | 1 | 365 | 8.9168 | 0.94335 | 9 | 0.86016
5194 | 7.65 | 1 | 365 | 8.7118 | 0.53086 | 9 | 0.24268
17606 | 5.5 | 1 | 365 | 6.2634 | 0.60389 | 6 | 0.86729
9807 | 3.57 | 1 | 365 | 4.0655 | 0.18107 | 4 | 0.24659
11288 | 8.67 | 1 | 365 | 9.8734 | 0.86831 | 10 | 0.74171
18507 | 13.77 | 1 | 365 | 15.6813 | 0.55555 | 16 | 0.23683
62809 | 8.505 | 1 | 365 | 9.6855 | 0.49019 | 10 | 0.17569
5946 | 3.825 | 1 | 365 | 4.3559 | 0.76543 | 5 | 0.12134
12499 | 6.24 | 1 | 365 | 7.1061 | 0.29968 | 7 | 0.4058
5633 | 9.315 | 1 | 365 | 10.6079 | 0.3464 | 10 | 0.95433
26661 | 7.5 | 1 | 365 | 8.541 | 0.18712 | 8 | 0.72812
11860 | 6.867 | 1 | 365 | 7.8201 | 0.73653 | 8 | 0.55667
29400 | 11.772 | 1 | 365 | 13.406 | 0.9769 | 14 | 0.38286
13331 | 13.4 | 1 | 365 | 15.2599 | 0.70765 | 15 | 0.96757
9236 | 7 | 1 | 365 | 7.9716 | 0.041312 | 8 | 0.012912
13203 | 8.1 | 1 | 365 | 9.2243 | 0.56209 | 9 | 0.78637
6470 | 7.42 | 1 | 365 | 8.4499 | 0.0037907 | 8 | 0.45369
6371 | 6.867 | 1 | 365 | 7.8201 | 0.73653 | 8 | 0.55667
19422 | 4.59 | 1 | 365 | 5.2271 | 0.51852 | 5 | 0.74561
14573 | 10.455 | 1 | 365 | 11.9062 | 0.95885 | 12 | 0.865
5431 | 6 | 1 | 365 | 6.8328 | 0.7497 | 7 | 0.5825
6277 | 4.75 | 1 | 365 | 5.4093 | 0.88518 | 6 | 0.29448
9824 | 9.69 | 1 | 365 | 11.035 | 0.20576 | 11 | 0.24073
5870 | 5.355 | 1 | 365 | 6.0983 | 0.2716 | 6 | 0.36988
20509 | 8.415 | 1 | 365 | 9.583 | 0.28395 | 9 | 0.86695
5739 | 3.27 | 1 | 365 | 3.7239 | 0.49358 | 4 | 0.21746
10847 | 6.12 | 1 | 365 | 6.9695 | 0.02469 | 6 | 0.99415
8871 | 8.8 | 1 | 365 | 10.0214 | 0.16622 | 10 | 0.18766
21015 | 6.05 | 1 | 365 | 6.8897 | 0.86428 | 7 | 0.75402
22693 | 7.7 | 1 | 365 | 8.7688 | 0.64544 | 9 | 0.4142
48194 | 5.5 | 1 | 365 | 6.2634 | 0.60389 | 6 | 0.86729
5255 | 3.75 | 1 | 365 | 4.2705 | 0.59356 | 4 | 0.86406
18350 | 8.25 | 1 | 365 | 9.3951 | 0.90583 | 10 | 0.30093
14471 | 5.215 | 1 | 365 | 5.9388 | 0.95078 | 6 | 0.88962
5966 | 3.57 | 1 | 365 | 4.0655 | 0.18107 | 4 | 0.24659
14445 | 10.215 | 1 | 365 | 11.6328 | 0.40886 | 12 | 0.041699
46673 | 2.55 | 1 | 365 | 2.9039 | 0.90171 | 3 | 0.80565
18615 | 10.45 | 1 | 365 | 11.9005 | 0.94739 | 12 | 0.84785
5227 | 10.25 | 1 | 365 | 11.6727 | 0.48906 | 12 | 0.16176
11330 | 12.04 | 1 | 365 | 13.7112 | 0.59106 | 14 | 0.30221
14529 | 7.365 | 1 | 365 | 8.3873 | 0.87775 | 9 | 0.26501
12829 | 8.415 | 1 | 365 | 9.583 | 0.28395 | 9 | 0.86695
5263 | 8.925 | 1 | 365 | 10.1638 | 0.45267 | 10 | 0.61646
5291 | 3 | 1 | 365 | 3.4164 | 0.87485 | 4 | 0.29125
14345 | 5.215 | 1 | 365 | 5.9388 | 0.95078 | 6 | 0.88962
5246 | 11 | 1 | 365 | 12.5268 | 0.20778 | 12 | 0.73458
5175 | 4.08 | 1 | 365 | 4.6463 | 0.34979 | 4 | 0.9961
10938 | 3.315 | 1 | 365 | 3.7751 | 0.59671 | 4 | 0.37183
11370 | 8.16 | 1 | 365 | 9.2926 | 0.69959 | 9 | 0.99219
14446 | 6.76 | 1 | 365 | 7.6983 | 0.49132 | 8 | 0.18961
11417 | 6.05 | 1 | 365 | 6.8897 | 0.86428 | 7 | 0.75402
9425 | 5.5 | 1 | 365 | 6.2634 | 0.60389 | 6 | 0.86729
6561 | 7.65 | 1 | 365 | 8.7118 | 0.53086 | 9 | 0.24268
5552 | 3.57 | 1 | 365 | 4.0655 | 0.18107 | 4 | 0.24659
14392 | 6.215 | 1 | 365 | 7.0776 | 0.24239 | 7 | 0.32004
15515 | 9 | 1 | 365 | 10.2492 | 0.62454 | 10 | 0.87374
14498 | 11.96 | 1 | 365 | 13.62 | 0.40773 | 14 | 0.027775
14455 | 6.725 | 1 | 365 | 7.6584 | 0.41112 | 8 | 0.069548
16791 | 7.521 | 1 | 365 | 8.5649 | 0.23524 | 8 | 0.80016
24728 | 6.325 | 1 | 365 | 7.2029 | 0.49447 | 7 | 0.69738
25859 | 7.2 | 1 | 365 | 8.1994 | 0.49964 | 8 | 0.699
14700 | 5.47 | 1 | 365 | 6.2292 | 0.53514 | 6 | 0.76438
5316 | 6.375 | 1 | 365 | 7.2599 | 0.60905 | 7 | 0.8689
14579 | 7.215 | 1 | 365 | 8.2164 | 0.53401 | 8 | 0.75045
5999 | 9.18 | 1 | 365 | 10.4542 | 0.037035 | 10 | 0.49122
14494 | 3.725 | 1 | 365 | 4.242 | 0.53627 | 4 | 0.7783
12731 | 5.4 | 1 | 365 | 6.1495 | 0.37473 | 6 | 0.52425
10758 | 7.521 | 1 | 365 | 8.5649 | 0.23524 | 8 | 0.80016
14585 | 4.295 | 1 | 365 | 4.8911 | 0.84249 | 5 | 0.73364
8897 | 9.35 | 1 | 365 | 10.6478 | 0.42661 | 11 | 0.07439
10393 | 6.12 | 1 | 365 | 6.9695 | 0.02469 | 6 | 0.99415
11329 | 10.64 | 1 | 365 | 12.1168 | 0.38279 | 12 | 0.49963
10143 | 4.69 | 1 | 365 | 5.341 | 0.74768 | 6 | 0.088651
22916 | 8.415 | 1 | 365 | 9.583 | 0.28395 | 9 | 0.86695
7227 | 4.8 | 1 | 365 | 5.4662 | 0.99976 | 6 | 0.466
7675 | 7.15 | 1 | 365 | 8.1424 | 0.38505 | 8 | 0.52747
14401 | 4.47 | 1 | 365 | 5.0904 | 0.24352 | 5 | 0.33396
14403 | 3.98 | 1 | 365 | 4.5324 | 0.12063 | 4 | 0.65306
5257 | 4.59 | 1 | 365 | 5.2271 | 0.51852 | 5 | 0.74561
11757 | 3.825 | 1 | 365 | 4.3559 | 0.76543 | 5 | 0.12134
5217 | 7.395 | 1 | 365 | 8.4214 | 0.9465 | 9 | 0.36793
5430 | 6.12 | 1 | 365 | 6.9695 | 0.02469 | 6 | 0.99415
10355 | 7.425 | 1 | 365 | 8.4556 | 0.015249 | 8 | 0.47084
5971 | 3.57 | 1 | 365 | 4.0655 | 0.18107 | 4 | 0.24659
5477 | 4.59 | 1 | 365 | 5.2271 | 0.51852 | 5 | 0.74561
9153 | 2.04 | 1 | 365 | 2.3232 | 0.6749 | 2 | 0.99805
13650 | 7.395 | 1 | 365 | 8.4214 | 0.9465 | 9 | 0.36793
53319 | 9.1 | 1 | 365 | 10.3631 | 0.85371 | 11 | 0.21679
13619 | 7.155 | 1 | 365 | 8.1481 | 0.39651 | 8 | 0.54463
11373 | 5.25 | 1 | 365 | 5.9787 | 0.030984 | 6 | 0.009684
12442 | 6.885 | 1 | 365 | 7.8406 | 0.77778 | 8 | 0.61841
5261 | 7.14 | 1 | 365 | 8.131 | 0.36214 | 8 | 0.49317
10734 | 2.04 | 1 | 365 | 2.3232 | 0.6749 | 2 | 0.99805
47212 | 5.5 | 1 | 365 | 6.2634 | 0.60389 | 6 | 0.86729
6588 | 10.725 | 1 | 365 | 12.2136 | 0.57758 | 12 | 0.79121
6622 | 5.886 | 1 | 365 | 6.703 | 0.48845 | 7 | 0.19143
11215 | 14.535 | 1 | 365 | 16.5525 | 0.30864 | 16 | 0.8611
7104 | 6.875 | 1 | 365 | 7.8293 | 0.75486 | 8 | 0.58411
5771 | 7.65 | 1 | 365 | 8.7118 | 0.53086 | 9 | 0.24268
11445 | 6.6 | 1 | 365 | 7.5161 | 0.12467 | 7 | 0.64075
6369 | 6.625 | 1 | 365 | 7.5446 | 0.18196 | 7 | 0.72651
7669 | 10.6 | 1 | 365 | 12.0713 | 0.29113 | 12 | 0.36241
34917 | 7.7 | 1 | 365 | 8.7688 | 0.64544 | 9 | 0.4142
19043 | 6.72 | 1 | 365 | 7.6527 | 0.39966 | 8 | 0.052396
6053 | 4.335 | 1 | 365 | 4.9367 | 0.93416 | 5 | 0.87085
14131 | 5 | 1 | 365 | 5.694 | 0.45808 | 6 | 0.15208
5962 | 5.2 | 1 | 365 | 5.9218 | 0.9164 | 6 | 0.83816
6524 | 9.25 | 1 | 365 | 10.5339 | 0.19745 | 10 | 0.73135
5334 | 5.865 | 1 | 365 | 6.6791 | 0.44033 | 7 | 0.11939
6346 | 4.335 | 1 | 365 | 4.9367 | 0.93416 | 5 | 0.87085
6039 | 9.18 | 1 | 365 | 10.4542 | 0.037035 | 10 | 0.49122
10621 | 8.415 | 1 | 365 | 9.583 | 0.28395 | 9 | 0.86695
5942 | 7.14 | 1 | 365 | 8.131 | 0.36214 | 8 | 0.49317
5974 | 7.905 | 1 | 365 | 9.0022 | 0.11522 | 9 | 0.11744
5569 | 7.14 | 1 | 365 | 8.131 | 0.36214 | 8 | 0.49317
42492 | 4.125 | 1 | 365 | 4.6975 | 0.45292 | 5 | 0.15047
5628 | 7.975 | 1 | 365 | 9.0819 | 0.27564 | 9 | 0.35757
6640 | 10.464 | 1 | 365 | 11.9164 | 0.97947 | 12 | 0.89587
5424 | 5.355 | 1 | 365 | 6.0983 | 0.2716 | 6 | 0.36988
5867 | 6.12 | 1 | 365 | 6.9695 | 0.02469 | 6 | 0.99415
9194 | 4.335 | 1 | 365 | 4.9367 | 0.93416 | 5 | 0.87085
5258 | 2.805 | 1 | 365 | 3.1943 | 0.42798 | 3 | 0.62232
6027 | 7.5 | 1 | 365 | 8.541 | 0.18712 | 8 | 0.72812
6045 | 5.865 | 1 | 365 | 6.6791 | 0.44033 | 7 | 0.11939
59007 | 3.57 | 1 | 365 | 4.0655 | 0.18107 | 4 | 0.24659
9496 | 7.905 | 1 | 365 | 9.0022 | 0.11522 | 9 | 0.11744
7420 | 8.68 | 1 | 365 | 9.8848 | 0.89123 | 10 | 0.77601
6636 | 14.061 | 1 | 365 | 16.0127 | 0.22241 | 16 | 0.23508
6733 | 3.315 | 1 | 365 | 3.7751 | 0.59671 | 4 | 0.37183
11811 | 3.36 | 1 | 365 | 3.8264 | 0.69983 | 4 | 0.5262
7128 | 8.415 | 1 | 365 | 9.583 | 0.28395 | 9 | 0.86695
16165 | 7.425 | 1 | 365 | 8.4556 | 0.015249 | 8 | 0.47084
9956 | 7.905 | 1 | 365 | 9.0022 | 0.11522 | 9 | 0.11744
5267 | 10.455 | 1 | 365 | 11.9062 | 0.95885 | 12 | 0.865
12137 | 5 | 1 | 365 | 5.694 | 0.45808 | 6 | 0.15208
5479 | 5.355 | 1 | 365 | 6.0983 | 0.2716 | 6 | 0.36988
6120 | 6.875 | 1 | 365 | 7.8293 | 0.75486 | 8 | 0.58411
7260 | 7.905 | 1 | 365 | 9.0022 | 0.11522 | 9 | 0.11744
10687 | 5.61 | 1 | 365 | 6.3887 | 0.85597 | 7 | 0.24463
6785 | 7.905 | 1 | 365 | 9.0022 | 0.11522 | 9 | 0.11744
12381 | 6.885 | 1 | 365 | 7.8406 | 0.77778 | 8 | 0.61841
7247 | 13.4 | 1 | 365 | 15.2599 | 0.70765 | 15 | 0.96757
5436 | 3.64 | 1 | 365 | 4.1452 | 0.34148 | 4 | 0.48671
12935 | 6.25 | 1 | 365 | 7.1175 | 0.3226 | 7 | 0.4401
5250 | 4.335 | 1 | 365 | 4.9367 | 0.93416 | 5 | 0.87085
7599 | 8.25 | 1 | 365 | 9.3951 | 0.90583 | 10 | 0.30093
6604 | 6.25 | 1 | 365 | 7.1175 | 0.3226 | 7 | 0.4401
16838 | 12.24 | 1 | 365 | 13.9389 | 0.04938 | 13 | 0.98829
6443 | 9 | 1 | 365 | 10.2492 | 0.62454 | 10 | 0.87374
6635 | 12.6 | 1 | 365 | 14.3489 | 0.87436 | 15 | 0.22324
6042 | 7.395 | 1 | 365 | 8.4214 | 0.9465 | 9 | 0.36793
5253 | 3.315 | 1 | 365 | 3.7751 | 0.59671 | 4 | 0.37183
17098 | 3.57 | 1 | 365 | 4.0655 | 0.18107 | 4 | 0.24659
17186 | 4.08 | 1 | 365 | 4.6463 | 0.34979 | 4 | 0.9961
5346 | 3.315 | 1 | 365 | 3.7751 | 0.77222 | 4 | 0.54734
11244 | 5.61 | 1 | 365 | 6.3887 | 0.85597 | 7 | 0.24463
8898 | 4.95 | 1 | 365 | 5.6371 | 0.3435 | 5 | 0.98056
19596 | 7.7 | 1 | 365 | 8.7688 | 0.64544 | 9 | 0.4142
5596 | 9.5 | 1 | 365 | 10.8186 | 0.77035 | 11 | 0.58895
9507 | 4.94 | 1 | 365 | 5.6257 | 0.32058 | 5 | 0.94626
9987 | 2.295 | 1 | 365 | 2.6135 | 0.25926 | 2 | 0.8728
13674 | 6.12 | 1 | 365 | 6.9695 | 0.02469 | 6 | 0.99415
5228 | 6.63 | 1 | 365 | 7.5502 | 0.19341 | 7 | 0.74366
15025 | 6.05 | 1 | 365 | 6.8897 | 0.86428 | 7 | 0.75402
20500 | 6.885 | 1 | 365 | 7.8406 | 0.77778 | 8 | 0.61841
5917 | 3.06 | 1 | 365 | 3.4847 | 0.012345 | 3 | 0.49707
11124 | 8.925 | 1 | 365 | 10.1638 | 0.45267 | 10 | 0.61646
6954 | 5.1 | 1 | 365 | 5.8079 | 0.68724 | 6 | 0.49512
10796 | 4.94 | 1 | 365 | 5.6257 | 0.32058 | 5 | 0.94626
5290 | 6.12 | 1 | 365 | 6.9695 | 0.02469 | 6 | 0.99415
5770 | 3.57 | 1 | 365 | 4.0655 | 0.18107 | 4 | 0.24659
11224 | 3.315 | 1 | 365 | 3.7751 | 0.59671 | 4 | 0.37183
6141 | 2.295 | 1 | 365 | 2.6135 | 0.25926 | 2 | 0.8728
10128 | 2.805 | 1 | 365 | 3.1943 | 0.42798 | 3 | 0.62232
6615 | 3.92 | 1 | 365 | 4.4641 | 0.98313 | 5 | 0.44723
6035 | 9.435 | 1 | 365 | 10.7446 | 0.6214 | 11 | 0.36597
11318 | 8.67 | 1 | 365 | 9.8734 | 0.86831 | 10 | 0.74171
11242 | 7.395 | 1 | 365 | 8.4214 | 0.9465 | 9 | 0.36793
20964 | 3.84 | 1 | 365 | 4.373 | 0.79981 | 5 | 0.1728
7657 | 9.075 | 1 | 365 | 10.3346 | 0.79642 | 11 | 0.13103
5327 | 2.25 | 1 | 365 | 2.5623 | 0.15614 | 2 | 0.71844
7602 | 7.28 | 1 | 365 | 8.2905 | 0.68296 | 8 | 0.97343
14595 | 5.895 | 1 | 365 | 6.7132 | 0.50908 | 7 | 0.2223
16553 | 7.15 | 1 | 365 | 8.1424 | 0.38505 | 8 | 0.52747
14128 | 2.97 | 1 | 365 | 3.3822 | 0.8061 | 4 | 0.18834
6112 | 7.194 | 1 | 365 | 8.1925 | 0.48589 | 8 | 0.67841
6716 | 6.5 | 1 | 365 | 7.4022 | 0.8955 | 8 | 0.2977
7266 | 8.67 | 1 | 365 | 9.8734 | 0.86831 | 10 | 0.74171
9529 | 4.95 | 1 | 365 | 5.6371 | 0.3435 | 5 | 0.98056
9523 | 10.791 | 1 | 365 | 12.2888 | 0.72883 | 13 | 0.017619
12574 | 2.2 | 1 | 365 | 2.5054 | 0.041555 | 2 | 0.54692
5363 | 3.825 | 1 | 365 | 4.3559 | 0.76543 | 5 | 0.12134
8764 | 7.25 | 1 | 365 | 8.2563 | 0.61422 | 8 | 0.87052
25576 | 6.16 | 1 | 365 | 7.015 | 0.11635 | 7 | 0.13136
7932 | 5.775 | 1 | 365 | 6.5766 | 0.23408 | 6 | 0.81065
48705 | 14.85 | 1 | 365 | 16.9112 | 0.030498 | 16 | 0.94168
13288 | 6.63 | 1 | 365 | 7.5502 | 0.19341 | 7 | 0.74366
10852 | 5.4 | 1 | 365 | 6.1495 | 0.37473 | 6 | 0.52425
10227 | 7.395 | 1 | 365 | 8.4214 | 0.9465 | 9 | 0.36793
11044 | 5.565 | 1 | 365 | 6.3374 | 0.75284 | 7 | 0.090265
19593 | 6.6 | 1 | 365 | 7.5161 | 0.12467 | 7 | 0.64075
5248 | 8.67 | 1 | 365 | 9.8734 | 0.86831 | 10 | 0.74171
16951 | 12.42 | 1 | 365 | 14.1439 | 0.13302 | 14 | 0.27691
7108 | 12 | 1 | 365 | 13.6656 | 0.49939 | 14 | 0.16499
8669 | 3.5 | 1 | 365 | 3.9858 | 0.020656 | 4 | 0.006456
16278 | 12.42 | 1 | 365 | 14.1439 | 0.46187 | 14 | 0.60577
8682 | 4 | 1 | 365 | 4.5552 | 0.16646 | 4 | 0.72166
16438 | 10.965 | 1 | 365 | 12.4869 | 0.12757 | 12 | 0.61451
14105 | 11.275 | 1 | 365 | 12.84 | 0.83797 | 13 | 0.67794
23529 | 5.355 | 1 | 365 | 6.0983 | 0.2716 | 6 | 0.36988
8111 | 2.04 | 1 | 365 | 2.3232 | 0.6749 | 2 | 0.99805
9265 | 4.845 | 1 | 365 | 5.5175 | 0.10288 | 5 | 0.62037
53855 | 3.25 | 1 | 365 | 3.7011 | 0.44775 | 4 | 0.14885
5795 | 5.61 | 1 | 365 | 6.3887 | 0.85597 | 7 | 0.24463
11803 | 4.335 | 1 | 365 | 4.9367 | 0.93416 | 5 | 0.87085
13733 | 4.845 | 1 | 365 | 5.5175 | 0.10288 | 5 | 0.62037
20109 | 8.16 | 1 | 365 | 9.2926 | 0.69959 | 9 | 0.99219
12635 | 6.63 | 1 | 365 | 7.5502 | 0.19341 | 7 | 0.74366
13645 | 2.805 | 1 | 365 | 3.1943 | 0.42798 | 3 | 0.62232
5215 | 10.2 | 1 | 365 | 11.6158 | 0.37448 | 11 | 0.99024
6769 | 7.395 | 1 | 365 | 8.4214 | 0.9465 | 9 | 0.36793
11935 | 9.69 | 1 | 365 | 11.035 | 0.20576 | 11 | 0.24073
6650 | 4.08 | 1 | 365 | 4.6463 | 0.34979 | 4 | 0.9961
6036 | 6.12 | 1 | 365 | 6.9695 | 0.02469 | 6 | 0.99415
5998 | 4.59 | 1 | 365 | 5.2271 | 0.51852 | 5 | 0.74561
5800 | 7.14 | 1 | 365 | 8.131 | 0.36214 | 8 | 0.49317
5489 | 5.61 | 1 | 365 | 6.3887 | 0.85597 | 7 | 0.24463
15042 | 3.06 | 1 | 365 | 3.4847 | 0.012345 | 3 | 0.49707
12373 | 6.885 | 1 | 365 | 7.8406 | 0.77778 | 8 | 0.61841
18739 | 4.77 | 1 | 365 | 5.4321 | 0.93101 | 6 | 0.36308
5198 | 4.59 | 1 | 365 | 5.2271 | 0.51852 | 5 | 0.74561
6309 | 5.1 | 1 | 365 | 5.8079 | 0.68724 | 6 | 0.49512
7244 | 8.97 | 1 | 365 | 10.215 | 0.5558 | 10 | 0.77083
6903 | 5.865 | 1 | 365 | 6.6791 | 0.44033 | 7 | 0.11939
7672 | 8.91 | 1 | 365 | 10.1467 | 0.4183 | 10 | 0.56501
21137 | 9.315 | 1 | 365 | 10.6079 | 0.3464 | 10 | 0.95433
12288 | 9.9 | 1 | 365 | 11.2741 | 0.687 | 11 | 0.96112
6098 | 3.9 | 1 | 365 | 4.4413 | 0.9373 | 5 | 0.37862
10720 | 4 | 1 | 365 | 4.5552 | 0.16646 | 4 | 0.72166
10718 | 5.25 | 1 | 365 | 5.9787 | 0.030984 | 6 | 0.009684
14410 | 7.194 | 1 | 365 | 8.1925 | 0.48589 | 8 | 0.67841
6535 | 5.865 | 1 | 365 | 6.6791 | 0.44033 | 7 | 0.11939
7666 | 6.89 | 1 | 365 | 7.8463 | 0.78923 | 8 | 0.63557
5275 | 10.6 | 1 | 365 | 12.0713 | 0.29113 | 12 | 0.36241
13579 | 6.05 | 1 | 365 | 6.8897 | 0.86428 | 7 | 0.75402
10972 | 6.375 | 1 | 365 | 7.2599 | 0.60905 | 7 | 0.8689
6676 | 11 | 1 | 365 | 12.5268 | 0.20778 | 12 | 0.73458
14437 | 6.725 | 1 | 365 | 7.6584 | 0.41112 | 8 | 0.069548
15078 | 6.725 | 1 | 365 | 7.6584 | 0.41112 | 8 | 0.069548
22997 | 4.47 | 1 | 365 | 5.0904 | 0.24352 | 5 | 0.33396
7722 | 7.14 | 1 | 365 | 8.131 | 0.36214 | 8 | 0.49317
10193 | 3.315 | 1 | 365 | 3.7751 | 0.59671 | 4 | 0.37183
14717 | 10.215 | 1 | 365 | 11.6328 | 0.40886 | 12 | 0.041699
14943 | 3.725 | 1 | 365 | 4.242 | 0.53627 | 4 | 0.7783
14462 | 7.96 | 1 | 365 | 9.0648 | 0.24126 | 9 | 0.30611
14661 | 4.79 | 1 | 365 | 5.4549 | 0.97684 | 6 | 0.43169
11538 | 3.315 | 1 | 365 | 3.7751 | 0.59671 | 4 | 0.37183
14654 | 8.47 | 1 | 365 | 9.6456 | 0.40999 | 10 | 0.055624
10940 | 3.06 | 1 | 365 | 3.4847 | 0.012345 | 3 | 0.49707
14545 | 5.215 | 1 | 365 | 5.9388 | 0.95078 | 6 | 0.88962
6580 | 3.315 | 1 | 365 | 3.7751 | 0.59671 | 4 | 0.37183
14659 | 8.705 | 1 | 365 | 9.9133 | 0.94852 | 10 | 0.86177
19170 | 7.29 | 1 | 365 | 8.3019 | 0.70588 | 9 | 0.0077326
14604 | 9.96 | 1 | 365 | 11.3424 | 0.8245 | 12 | 0.16694
14942 | 7.47 | 1 | 365 | 8.5068 | 0.11837 | 8 | 0.62521
14560 | 4.98 | 1 | 365 | 5.6712 | 0.41225 | 6 | 0.083472
14520 | 7.47 | 1 | 365 | 8.5068 | 0.11837 | 8 | 0.62521
14356 | 6.47 | 1 | 365 | 7.368 | 0.82676 | 8 | 0.19479
22720 | 6.47 | 1 | 365 | 7.368 | 0.82676 | 8 | 0.19479
14488 | 5.47 | 1 | 365 | 6.2292 | 0.53514 | 6 | 0.76438
20532 | 11 | 1 | 365 | 12.5268 | 0.20778 | 12 | 0.73458
9164 | 3 | 1 | 365 | 3.4164 | 0.87485 | 4 | 0.29125
14098 | 8.8 | 1 | 365 | 10.0214 | 0.16622 | 10 | 0.18766
6685 | 9.66 | 1 | 365 | 11.0008 | 0.13701 | 11 | 0.13782
12732 | 4.05 | 1 | 365 | 4.6121 | 0.28104 | 4 | 0.89318
6572 | 5.175 | 1 | 365 | 5.8933 | 0.85911 | 6 | 0.7524
7065 | 3.315 | 1 | 365 | 3.7751 | 0.59671 | 4 | 0.37183
8659 | 9.9 | 1 | 365 | 11.2741 | 0.687 | 11 | 0.96112
12718 | 5.4 | 1 | 365 | 6.1495 | 0.37473 | 6 | 0.52425
11206 | 5.1 | 1 | 365 | 5.8079 | 0.68724 | 6 | 0.49512
21060 | 5.04 | 1 | 365 | 5.7396 | 0.54974 | 6 | 0.2893
13899 | 3.597 | 1 | 365 | 4.0963 | 0.24294 | 4 | 0.33921
11629 | 6.9 | 1 | 365 | 7.8577 | 0.81215 | 8 | 0.66987
14104 | 6 | 1 | 365 | 6.8328 | 0.7497 | 7 | 0.5825
14391 | 5.47 | 1 | 365 | 6.2292 | 0.53514 | 6 | 0.76438
12795 | 6.12 | 1 | 365 | 6.9695 | 0.02469 | 6 | 0.99415
15359 | 6.05 | 1 | 365 | 6.8897 | 0.86428 | 7 | 0.75402
23025 | 7.975 | 1 | 365 | 9.0819 | 0.27564 | 9 | 0.35757
11338 | 4.42 | 1 | 365 | 5.0335 | 0.12894 | 5 | 0.16244
5704 | 8.67 | 1 | 365 | 9.8734 | 0.86831 | 10 | 0.74171
18180 | 6.375 | 1 | 365 | 7.2599 | 0.60905 | 7 | 0.8689
22375 | 3.6 | 1 | 365 | 4.0997 | 0.24982 | 4 | 0.3495
5716 | 6.63 | 1 | 365 | 7.5502 | 0.19341 | 7 | 0.74366
12576 | 13.72 | 1 | 365 | 15.6243 | 0.44097 | 16 | 0.065308
16854 | 7.905 | 1 | 365 | 9.0022 | 0.11522 | 9 | 0.11744
24872 | 12.426 | 1 | 365 | 14.1507 | 0.47562 | 14 | 0.62635
6748 | 3.45 | 1 | 365 | 3.9289 | 0.90608 | 4 | 0.83494
8442 | 8.25 | 1 | 365 | 9.3951 | 0.90583 | 10 | 0.30093
24338 | 9 | 1 | 365 | 10.2492 | 0.62454 | 10 | 0.87374
5817 | 6.9 | 1 | 365 | 7.8577 | 0.81215 | 8 | 0.66987
9576 | 6.05 | 1 | 365 | 6.8897 | 0.86428 | 7 | 0.75402
5639 | 9.8 | 1 | 365 | 11.1602 | 0.45784 | 11 | 0.61808
7432 | 10.4 | 1 | 365 | 11.8435 | 0.83281 | 12 | 0.67633
5637 | 8.64 | 1 | 365 | 9.8392 | 0.79956 | 10 | 0.63879
11808 | 7.65 | 1 | 365 | 8.7118 | 0.53086 | 9 | 0.24268
53853 | 7.02 | 1 | 365 | 7.9944 | 0.087144 | 8 | 0.08152
9622 | 7.65 | 1 | 365 | 8.7118 | 0.53086 | 9 | 0.24268
7641 | 10.965 | 1 | 365 | 12.4869 | 0.12757 | 12 | 0.61451
5740 | 6.375 | 1 | 365 | 7.2599 | 0.60905 | 7 | 0.8689
7337 | 6.12 | 1 | 365 | 6.9695 | 0.02469 | 6 | 0.99415
14948 | 6.875 | 1 | 365 | 7.8293 | 0.75486 | 8 | 0.58411
32836 | 5.215 | 1 | 365 | 5.9388 | 0.95078 | 6 | 0.88962
6020 | 8.4 | 1 | 365 | 9.5659 | 0.24957 | 9 | 0.81549
5830 | 2.805 | 1 | 365 | 3.1943 | 0.42798 | 3 | 0.62232
10742 | 3.315 | 1 | 365 | 3.7751 | 0.59671 | 4 | 0.37183
11009 | 5.1 | 1 | 365 | 5.8079 | 0.68724 | 6 | 0.49512
12045 | 6.63 | 1 | 365 | 7.5502 | 0.19341 | 7 | 0.74366
5798 | 10.455 | 1 | 365 | 11.9062 | 0.95885 | 12 | 0.865
5765 | 6.12 | 1 | 365 | 6.9695 | 0.02469 | 6 | 0.99415
6497 | 2.55 | 1 | 365 | 2.9039 | 0.84362 | 3 | 0.74756
11734 | 4.14 | 1 | 365 | 4.7146 | 0.48729 | 5 | 0.20192
53867 | 6.375 | 1 | 365 | 7.2599 | 0.60905 | 7 | 0.8689
6436 | 4.08 | 1 | 365 | 4.6463 | 0.34979 | 4 | 0.9961
6841 | 4.8 | 1 | 365 | 5.4662 | 0.99976 | 6 | 0.466
6101 | 7.14 | 1 | 365 | 8.131 | 0.36214 | 8 | 0.49317
5694 | 4.655 | 1 | 365 | 5.3011 | 0.66747 | 5 | 0.96859
6979 | 6 | 1 | 365 | 6.8328 | 0.7497 | 7 | 0.5825
8665 | 5.5 | 1 | 365 | 6.2634 | 0.60389 | 6 | 0.86729
21402 | 3.924 | 1 | 365 | 4.4687 | 0.9923 | 5 | 0.46095
6642 | 6.54 | 1 | 365 | 7.4478 | 0.98717 | 8 | 0.43492
6008 | 9 | 1 | 365 | 10.2492 | 0.62454 | 10 | 0.87374
32292 | 6.325 | 1 | 365 | 7.2029 | 0.49447 | 7 | 0.69738
11135 | 8.925 | 1 | 365 | 10.1638 | 0.45267 | 10 | 0.61646
11159 | 3.57 | 1 | 365 | 4.0655 | 0.18107 | 4 | 0.24659
5644 | 5.75 | 1 | 365 | 6.5481 | 0.17679 | 6 | 0.72489
5642 | 2.25 | 1 | 365 | 2.5623 | 0.15614 | 2 | 0.71844
5700 | 4.335 | 1 | 365 | 4.9367 | 0.93416 | 5 | 0.87085
14126 | 7.2 | 1 | 365 | 8.1994 | 0.49964 | 8 | 0.699
9203 | 11.5 | 1 | 365 | 13.0962 | 0.35358 | 13 | 0.44978
15364 | 8.4 | 1 | 365 | 9.5659 | 0.24957 | 9 | 0.81549
7670 | 6.875 | 1 | 365 | 7.8293 | 0.75486 | 8 | 0.58411
17670 | 4.95 | 1 | 365 | 5.6371 | 0.3435 | 5 | 0.98056
5698 | 6.3 | 1 | 365 | 7.1744 | 0.43718 | 7 | 0.61162
14658 | 4.98 | 1 | 365 | 5.6712 | 0.41225 | 6 | 0.083472
10428 | 5.1 | 1 | 365 | 5.8079 | 0.68724 | 6 | 0.49512
5970 | 10.2 | 1 | 365 | 11.6158 | 0.37448 | 11 | 0.99024
6029 | 2.04 | 1 | 365 | 2.3232 | 0.6749 | 2 | 0.99805
6582 | 4.578 | 1 | 365 | 5.2134 | 0.49102 | 5 | 0.70444
12155 | 4.4 | 1 | 365 | 5.0107 | 0.08311 | 5 | 0.09383
22026 | 3.27 | 1 | 365 | 3.7239 | 0.49358 | 4 | 0.21746
20966 | 5 | 1 | 365 | 5.694 | 0.45808 | 6 | 0.15208
17117 | 6.215 | 1 | 365 | 7.0776 | 0.24239 | 7 | 0.32004
14042 | 4.59 | 1 | 365 | 5.2271 | 0.51852 | 5 | 0.74561
5842 | 6.63 | 1 | 365 | 7.5502 | 0.19341 | 7 | 0.74366
14167 | 7.35 | 1 | 365 | 8.3702 | 0.84338 | 9 | 0.21356
6679 | 6.375 | 1 | 365 | 7.2599 | 0.60905 | 7 | 0.8689
5920 | 4.2 | 1 | 365 | 4.783 | 0.62479 | 5 | 0.40775
15521 | 7.5 | 1 | 365 | 8.541 | 0.18712 | 8 | 0.72812
59074 | 9 | 1 | 365 | 10.2492 | 0.62454 | 10 | 0.87374
10759 | 5.6 | 1 | 365 | 6.3773 | 0.83305 | 7 | 0.21033
6046 | 6.12 | 1 | 365 | 6.9695 | 0.02469 | 6 | 0.99415
6077 | 6.12 | 1 | 365 | 6.9695 | 0.02469 | 6 | 0.99415
10800 | 3.9 | 1 | 365 | 4.4413 | 0.9373 | 5 | 0.37862
6110 | 6.12 | 1 | 365 | 6.9695 | 0.02469 | 6 | 0.99415
8816 | 6.63 | 1 | 365 | 7.5502 | 0.19341 | 7 | 0.74366
8401 | 6.885 | 1 | 365 | 7.8406 | 0.77778 | 8 | 0.61841
12303 | 11.475 | 1 | 365 | 13.0677 | 0.29629 | 13 | 0.36402
5924 | 3.825 | 1 | 365 | 4.3559 | 0.76543 | 5 | 0.12134
22621 | 10.215 | 1 | 365 | 11.6328 | 0.40886 | 12 | 0.041699
18174 | 9.25 | 1 | 365 | 10.5339 | 0.19745 | 10 | 0.73135
13969 | 5.1 | 1 | 365 | 5.8079 | 0.68724 | 6 | 0.49512
11472 | 10.8 | 1 | 365 | 12.299 | 0.74945 | 13 | 0.048493
13349 | 8.28 | 1 | 365 | 9.4293 | 0.97458 | 10 | 0.40384
21289 | 6.375 | 1 | 365 | 7.2599 | 0.60905 | 7 | 0.8689
6608 | 7.5 | 1 | 365 | 8.541 | 0.18712 | 8 | 0.72812
16870 | 7.14 | 1 | 365 | 8.131 | 0.36214 | 8 | 0.49317
14225 | 9.18 | 1 | 365 | 10.4542 | 0.037035 | 10 | 0.49122
7594 | 5.355 | 1 | 365 | 6.0983 | 0.2716 | 6 | 0.36988
16166 | 7.65 | 1 | 365 | 8.7118 | 0.53086 | 9 | 0.24268
12460 | 5.1 | 1 | 365 | 5.8079 | 0.68724 | 6 | 0.49512
16609 | 8.525 | 1 | 365 | 9.7083 | 0.53603 | 10 | 0.2443
7233 | 7.65 | 1 | 365 | 8.7118 | 0.53086 | 9 | 0.24268
42852 | 9.6 | 1 | 365 | 10.9325 | 0.99951 | 11 | 0.93199
13731 | 5.5 | 1 | 365 | 6.2634 | 0.60389 | 6 | 0.86729
20748 | 5 | 1 | 365 | 5.694 | 0.45808 | 6 | 0.15208
15620 | 3.825 | 1 | 365 | 4.3559 | 0.76543 | 5 | 0.12134
6370 | 6.63 | 1 | 365 | 7.5502 | 0.19341 | 7 | 0.74366
14680 | 7.04 | 1 | 365 | 8.0172 | 0.13298 | 8 | 0.15013
5887 | 6.375 | 1 | 365 | 7.2599 | 0.60905 | 7 | 0.8689
5904 | 7.14 | 1 | 365 | 8.131 | 0.36214 | 8 | 0.49317
18343 | 9.435 | 1 | 365 | 10.7446 | 0.6214 | 11 | 0.36597
5706 | 4.2 | 1 | 365 | 4.783 | 0.62479 | 5 | 0.40775
12242 | 10.8 | 1 | 365 | 12.299 | 0.74945 | 13 | 0.048493
10950 | 9.18 | 1 | 365 | 10.4542 | 0.037035 | 10 | 0.49122
20698 | 4.95 | 1 | 365 | 5.6371 | 0.3435 | 5 | 0.98056
56352 | 3.825 | 1 | 365 | 4.3559 | 0.76543 | 5 | 0.12134
17168 | 3.85 | 1 | 365 | 4.3844 | 0.82272 | 5 | 0.2071
18643 | 6.05 | 1 | 365 | 6.8897 | 0.86428 | 7 | 0.75402
14486 | 5.47 | 1 | 365 | 6.2292 | 0.53514 | 6 | 0.76438
18796 | 4 | 1 | 365 | 4.5552 | 0.16646 | 4 | 0.72166
26054 | 4.2 | 1 | 365 | 4.783 | 0.62479 | 5 | 0.40775
5646 | 5.1 | 1 | 365 | 5.8079 | 0.68724 | 6 | 0.49512
5717 | 5.355 | 1 | 365 | 6.0983 | 0.2716 | 6 | 0.36988
6464 | 5.4 | 1 | 365 | 6.1495 | 0.37473 | 6 | 0.52425
6014 | 8.1 | 1 | 365 | 9.2243 | 0.56209 | 9 | 0.78637
7677 | 8.64 | 1 | 365 | 9.8392 | 0.79956 | 10 | 0.63879
7752 | 11.7 | 1 | 365 | 13.324 | 0.81191 | 14 | 0.13587
9455 | 10.455 | 1 | 365 | 11.9062 | 0.95885 | 12 | 0.865
11709 | 6.16 | 1 | 365 | 7.015 | 0.11635 | 7 | 0.13136
9085 | 5.1 | 1 | 365 | 5.8079 | 0.68724 | 6 | 0.49512
20429 | 12.915 | 1 | 365 | 14.7076 | 0.59622 | 15 | 0.30382
18530 | 9.35 | 1 | 365 | 10.6478 | 0.42661 | 11 | 0.07439
15493 | 7.65 | 1 | 365 | 8.7118 | 0.53086 | 9 | 0.24268
10657 | 8.67 | 1 | 365 | 9.8734 | 0.86831 | 10 | 0.74171
18629 | 7.975 | 1 | 365 | 9.0819 | 0.27564 | 9 | 0.35757
33112 | 11.825 | 1 | 365 | 13.4663 | 0.098359 | 13 | 0.56467
20758 | 7.975 | 1 | 365 | 9.0819 | 0.27564 | 9 | 0.35757
5719 | 5.3 | 1 | 365 | 6.0356 | 0.14556 | 6 | 0.1812
14536 | 5.47 | 1 | 365 | 6.2292 | 0.53514 | 6 | 0.76438
24036 | 5.1 | 1 | 365 | 5.8079 | 0.68724 | 6 | 0.49512
5695 | 4.48 | 1 | 365 | 5.1018 | 0.26644 | 5 | 0.36826
5898 | 6.375 | 1 | 365 | 7.2599 | 0.60905 | 7 | 0.8689
20970 | 5.76 | 1 | 365 | 6.5595 | 0.19971 | 6 | 0.7592
16820 | 8.925 | 1 | 365 | 10.1638 | 0.45267 | 10 | 0.61646
14060 | 6.375 | 1 | 365 | 7.2599 | 0.60905 | 7 | 0.8689
10322 | 5.2 | 1 | 365 | 5.9218 | 0.9164 | 6 | 0.83816
10892 | 8.415 | 1 | 365 | 9.583 | 0.28395 | 9 | 0.86695
7550 | 4.845 | 1 | 365 | 5.5175 | 0.10288 | 5 | 0.62037
5697 | 4.08 | 1 | 365 | 4.6463 | 0.34979 | 4 | 0.9961
25882 | 10.71 | 1 | 365 | 12.1965 | 0.54321 | 12 | 0.73976
9790 | 9.435 | 1 | 365 | 10.7446 | 0.6214 | 11 | 0.36597
13266 | 3.57 | 1 | 365 | 4.0655 | 0.18107 | 4 | 0.24659
22198 | 3 | 1 | 365 | 3.4164 | 0.87485 | 4 | 0.29125
11862 | 5.355 | 1 | 365 | 6.0983 | 0.2716 | 6 | 0.36988
13012 | 6.885 | 1 | 365 | 7.8406 | 0.77778 | 8 | 0.61841
12103 | 10.26 | 1 | 365 | 11.6841 | 0.51198 | 12 | 0.19607
16705 | 9.945 | 1 | 365 | 11.3254 | 0.79012 | 12 | 0.11549
10982 | 7.28 | 1 | 365 | 8.2905 | 0.68296 | 8 | 0.97343
5833 | 6.12 | 1 | 365 | 6.9695 | 0.02469 | 6 | 0.99415
6108 | 6 | 1 | 365 | 6.8328 | 0.7497 | 7 | 0.5825
17188 | 4.68 | 1 | 365 | 5.3296 | 0.72476 | 6 | 0.054347
11064 | 3 | 1 | 365 | 3.4164 | 0.87485 | 4 | 0.29125
6554 | 5.355 | 1 | 365 | 6.0983 | 0.2716 | 6 | 0.36988
7146 | 11.475 | 1 | 365 | 13.0677 | 0.29629 | 13 | 0.36402
6563 | 6 | 1 | 365 | 6.8328 | 0.7497 | 7 | 0.5825
5718 | 4.335 | 1 | 365 | 4.9367 | 0.93416 | 5 | 0.87085
6400 | 5.1 | 1 | 365 | 5.8079 | 0.68724 | 6 | 0.49512
7062 | 6.885 | 1 | 365 | 7.8406 | 0.77778 | 8 | 0.61841
25164 | 8.215 | 1 | 365 | 9.3552 | 0.82563 | 10 | 0.18087
6510 | 4.59 | 1 | 365 | 5.2271 | 0.51852 | 5 | 0.74561
5923 | 6.63 | 1 | 365 | 7.5502 | 0.19341 | 7 | 0.74366
15224 | 4.77 | 1 | 365 | 5.4321 | 0.93101 | 6 | 0.36308
9929 | 3.06 | 1 | 365 | 3.4847 | 0.012345 | 3 | 0.49707
5708 | 15.12 | 1 | 365 | 17.2187 | 0.64923 | 17 | 0.86789
14696 | 8.215 | 1 | 365 | 9.3552 | 0.82563 | 10 | 0.18087
16463 | 7.65 | 1 | 365 | 8.7118 | 0.53086 | 9 | 0.24268
6291 | 4.8 | 1 | 365 | 5.4662 | 0.99976 | 6 | 0.466
5699 | 6 | 1 | 365 | 6.8328 | 0.7497 | 7 | 0.5825
12628 | 4.5 | 1 | 365 | 5.1246 | 0.31227 | 5 | 0.43687
14990 | 5.725 | 1 | 365 | 6.5196 | 0.1195 | 6 | 0.63913
19697 | 15 | 1 | 365 | 17.082 | 0.37424 | 17 | 0.45624
5649 | 5.25 | 1 | 365 | 5.9787 | 0.030984 | 6 | 0.009684
14467 | 5.215 | 1 | 365 | 5.9388 | 0.95078 | 6 | 0.88962
9937 | 4.335 | 1 | 365 | 4.9367 | 0.93416 | 5 | 0.87085
11158 | 4.335 | 1 | 365 | 4.9367 | 0.93416 | 5 | 0.87085
18682 | 5.865 | 1 | 365 | 6.6791 | 0.67392 | 7 | 0.35299
8916 | 8.8 | 1 | 365 | 10.0214 | 0.16622 | 10 | 0.18766
24340 | 10.45 | 1 | 365 | 11.9005 | 0.94739 | 12 | 0.84785
8942 | 5.61 | 1 | 365 | 6.3887 | 0.85597 | 7 | 0.24463
12429 | 6.6 | 1 | 365 | 7.5161 | 0.12467 | 7 | 0.64075
5959 | 7.14 | 1 | 365 | 8.131 | 0.36214 | 8 | 0.49317
8129 | 4.59 | 1 | 365 | 5.2271 | 0.51852 | 5 | 0.74561
11066 | 4.2 | 1 | 365 | 4.783 | 0.62479 | 5 | 0.40775
6683 | 8.16 | 1 | 365 | 9.2926 | 0.69959 | 9 | 0.99219
14714 | 6.725 | 1 | 365 | 7.6584 | 0.41112 | 8 | 0.069548
5648 | 6.12 | 1 | 365 | 6.9695 | 0.02469 | 6 | 0.99415
9904 | 7.7 | 1 | 365 | 8.7688 | 0.64544 | 9 | 0.4142
11753 | 6.12 | 1 | 365 | 6.9695 | 0.02469 | 6 | 0.99415
7056 | 5.865 | 1 | 365 | 6.6791 | 0.44033 | 7 | 0.11939
6637 | 8.502 | 1 | 365 | 9.6821 | 0.48332 | 10 | 0.1654
15109 | 5.04 | 1 | 365 | 5.7396 | 0.54974 | 6 | 0.2893
36780 | 6.36 | 1 | 365 | 7.2428 | 0.57468 | 7 | 0.81745
13379 | 6.615 | 1 | 365 | 7.5332 | 0.15904 | 7 | 0.6922
12161 | 7.848 | 1 | 365 | 8.9373 | 0.9846 | 9 | 0.9219
6611 | 9.156 | 1 | 365 | 10.4269 | 0.98204 | 11 | 0.40889
10606 | 14.04 | 1 | 365 | 15.9888 | 0.17429 | 16 | 0.16304
22770 | 3.27 | 1 | 365 | 3.7239 | 0.49358 | 4 | 0.21746
6629 | 9.81 | 1 | 365 | 11.1716 | 0.48075 | 11 | 0.65238
15703 | 5.5 | 1 | 365 | 6.2634 | 0.60389 | 6 | 0.86729
55273 | 5.5 | 1 | 365 | 6.2634 | 0.60389 | 6 | 0.86729
5647 | 5 | 1 | 365 | 5.694 | 0.45808 | 6 | 0.15208
11700 | 4.86 | 1 | 365 | 5.5346 | 0.13725 | 5 | 0.67182
5782 | 4.845 | 1 | 365 | 5.5175 | 0.10288 | 5 | 0.62037
8412 | 6 | 1 | 365 | 6.8328 | 0.7497 | 7 | 0.5825
10763 | 5.07 | 1 | 365 | 5.7737 | 0.61849 | 6 | 0.39221
21252 | 4.47 | 1 | 365 | 5.0904 | 0.24352 | 5 | 0.33396
14548 | 5.725 | 1 | 365 | 6.5196 | 0.1195 | 6 | 0.63913
12158 | 6.9 | 1 | 365 | 7.8577 | 0.81215 | 8 | 0.66987
12928 | 8.502 | 1 | 365 | 9.6821 | 0.48332 | 10 | 0.1654
5725 | 7.848 | 1 | 365 | 8.9373 | 0.9846 | 9 | 0.9219
6698 | 6 | 1 | 365 | 6.8328 | 0.7497 | 7 | 0.5825
5673 | 4.95 | 1 | 365 | 5.6371 | 0.3435 | 5 | 0.98056
6154 | 8.25 | 1 | 365 | 9.3951 | 0.90583 | 10 | 0.30093
5674 | 7.2 | 1 | 365 | 8.1994 | 0.49964 | 8 | 0.699
6741 | 6.12 | 1 | 365 | 6.9695 | 0.02469 | 6 | 0.99415
6429 | 6.63 | 1 | 365 | 7.5502 | 0.19341 | 7 | 0.74366
10871 | 5.4 | 1 | 365 | 6.1495 | 0.37473 | 6 | 0.52425
6643 | 13.08 | 1 | 365 | 14.8955 | 0.97434 | 15 | 0.86984
11497 | 6.72 | 1 | 365 | 7.6527 | 0.39966 | 8 | 0.052396
6638 | 11.772 | 1 | 365 | 13.406 | 0.9769 | 14 | 0.38286
6739 | 4.75 | 1 | 365 | 5.4093 | 0.88518 | 6 | 0.29448
10298 | 7.56 | 1 | 365 | 8.6093 | 0.32462 | 8 | 0.93394
7612 | 3.924 | 1 | 365 | 4.4687 | 0.9923 | 5 | 0.46095
18499 | 8.8 | 1 | 365 | 10.0214 | 0.16622 | 10 | 0.18766
6641 | 6.54 | 1 | 365 | 7.4478 | 0.98717 | 8 | 0.43492
12267 | 9.18 | 1 | 365 | 10.4542 | 0.037035 | 10 | 0.49122
21398 | 4.905 | 1 | 365 | 5.5858 | 0.24038 | 5 | 0.82619
5918 | 7.02 | 1 | 365 | 7.9944 | 0.087144 | 8 | 0.08152
13564 | 6.44 | 1 | 365 | 7.3339 | 0.75801 | 8 | 0.091879
11636 | 4.86 | 1 | 365 | 5.5346 | 0.13725 | 5 | 0.67182
16500 | 7.5 | 1 | 365 | 8.541 | 0.18712 | 8 | 0.72812
13318 | 6.6 | 1 | 365 | 7.5161 | 0.12467 | 7 | 0.64075
12645 | 7.425 | 1 | 365 | 8.4556 | 0.015249 | 8 | 0.47084
11282 | 9.35 | 1 | 365 | 10.6478 | 0.42661 | 11 | 0.07439
11142 | 6.12 | 1 | 365 | 6.9695 | 0.02469 | 6 | 0.99415
17700 | 3.235 | 1 | 365 | 3.684 | 0.41338 | 4 | 0.097396
26183 | 5.73 | 1 | 365 | 6.5253 | 0.13096 | 6 | 0.65628
14944 | 6.725 | 1 | 365 | 7.6584 | 0.41112 | 8 | 0.069548
14358 | 6.725 | 1 | 365 | 7.6584 | 0.41112 | 8 | 0.069548
18943 | 10.215 | 1 | 365 | 11.6328 | 0.40886 | 12 | 0.041699
15046 | 10.215 | 1 | 365 | 11.6328 | 0.40886 | 12 | 0.041699
16028 | 6.725 | 1 | 365 | 7.6584 | 0.41112 | 8 | 0.069548
5641 | 5.1 | 1 | 365 | 5.8079 | 0.68724 | 6 | 0.49512
19458 | 6.47 | 1 | 365 | 7.368 | 0.82676 | 8 | 0.19479
14903 | 5.725 | 1 | 365 | 6.5196 | 0.1195 | 6 | 0.63913
14600 | 6.725 | 1 | 365 | 7.6584 | 0.41112 | 8 | 0.069548
14754 | 4.235 | 1 | 365 | 4.8228 | 0.70499 | 5 | 0.52781
14596 | 8.96 | 1 | 365 | 10.2036 | 0.53288 | 10 | 0.73653
14466 | 4.47 | 1 | 365 | 5.0904 | 0.24352 | 5 | 0.33396
14547 | 3.98 | 1 | 365 | 4.5324 | 0.12063 | 4 | 0.65306
14574 | 4.98 | 1 | 365 | 5.6712 | 0.41225 | 6 | 0.083472
14929 | 6.725 | 1 | 365 | 7.6584 | 0.41112 | 8 | 0.069548
15026 | 7.725 | 1 | 365 | 8.7972 | 0.70273 | 9 | 0.49996
20967 | 6.725 | 1 | 365 | 7.6584 | 0.41112 | 8 | 0.069548
14938 | 4.98 | 1 | 365 | 5.6712 | 0.41225 | 6 | 0.083472
26244 | 8.07 | 1 | 365 | 9.1901 | 0.49334 | 9 | 0.68346
20260 | 12.13 | 1 | 365 | 13.8136 | 0.7973 | 14 | 0.61095
25169 | 6.375 | 1 | 365 | 7.2599 | 0.60905 | 7 | 0.8689
14058 | 6.885 | 1 | 365 | 7.8406 | 0.77778 | 8 | 0.61841
7040 | 10.2 | 1 | 365 | 11.6158 | 0.37448 | 11 | 0.99024
14742 | 5.98 | 1 | 365 | 6.81 | 0.70386 | 7 | 0.51389
14353 | 5.725 | 1 | 365 | 6.5196 | 0.1195 | 6 | 0.63913
14459 | 7.47 | 1 | 365 | 8.5068 | 0.11837 | 8 | 0.62521
23298 | 6.725 | 1 | 365 | 7.6584 | 0.41112 | 8 | 0.069548
14638 | 7.14 | 1 | 365 | 8.131 | 0.36214 | 8 | 0.49317
6067 | 4.845 | 1 | 365 | 5.5175 | 0.10288 | 5 | 0.62037
16468 | 6.63 | 1 | 365 | 7.5502 | 0.19341 | 7 | 0.74366
22723 | 4.98 | 1 | 365 | 5.6712 | 0.41225 | 6 | 0.083472
18820 | 10.965 | 1 | 365 | 12.4869 | 0.12757 | 12 | 0.61451
23005 | 4.47 | 1 | 365 | 5.0904 | 0.24352 | 5 | 0.33396
10855 | 4.59 | 1 | 365 | 5.2271 | 0.51852 | 5 | 0.74561
15905 | 4.845 | 1 | 365 | 5.5175 | 0.10288 | 5 | 0.62037
14118 | 3 | 1 | 365 | 3.4164 | 0.87485 | 4 | 0.29125
21055 | 11.04 | 1 | 365 | 12.5724 | 0.29944 | 12 | 0.87179
14961 | 5.47 | 1 | 365 | 6.2292 | 0.53514 | 6 | 0.76438
11863 | 3.3 | 1 | 365 | 3.758 | 0.56233 | 4 | 0.32037
9660 | 5.1 | 1 | 365 | 5.8079 | 0.68724 | 6 | 0.49512
6577 | 4.59 | 1 | 365 | 5.2271 | 0.51852 | 5 | 0.74561
14720 | 3.725 | 1 | 365 | 4.242 | 0.53627 | 4 | 0.7783
17176 | 5.47 | 1 | 365 | 6.2292 | 0.53514 | 6 | 0.76438
9757 | 4.08 | 1 | 365 | 4.6463 | 0.34979 | 4 | 0.9961
17164 | 7.75 | 1 | 365 | 8.8257 | 0.76002 | 9 | 0.58572
15009 | 6.325 | 1 | 365 | 7.2029 | 0.49447 | 7 | 0.69738
15001 | 5.215 | 1 | 365 | 5.9388 | 0.95078 | 6 | 0.88962
14950 | 5.98 | 1 | 365 | 6.81 | 0.70386 | 7 | 0.51389
23294 | 7.96 | 1 | 365 | 9.0648 | 0.24126 | 9 | 0.30611
8895 | 9.66 | 1 | 365 | 11.0008 | 0.13701 | 11 | 0.13782
14511 | 6.215 | 1 | 365 | 7.0776 | 0.24239 | 7 | 0.32004
16040 | 9.75 | 1 | 365 | 11.1033 | 0.34326 | 11 | 0.44656
21617 | 8.47 | 1 | 365 | 9.6456 | 0.40999 | 10 | 0.055624
20977 | 4.235 | 1 | 365 | 4.8228 | 0.70499 | 5 | 0.52781
6021 | 4.59 | 1 | 365 | 5.2271 | 0.51852 | 5 | 0.74561
14756 | 5.725 | 1 | 365 | 6.5196 | 0.1195 | 6 | 0.63913
9811 | 5.355 | 1 | 365 | 6.0983 | 0.2716 | 6 | 0.36988
12464 | 10.965 | 1 | 365 | 12.4869 | 0.12757 | 12 | 0.61451
10325 | 7.14 | 1 | 365 | 8.131 | 0.36214 | 8 | 0.49317
6338 | 6.24 | 1 | 365 | 7.1061 | 0.29968 | 7 | 0.4058
6786 | 9.9 | 1 | 365 | 11.2741 | 0.687 | 11 | 0.96112
20254 | 6.875 | 1 | 365 | 7.8293 | 0.75486 | 8 | 0.58411
11864 | 7.14 | 1 | 365 | 8.131 | 0.36214 | 8 | 0.49317
5643 | 4.5 | 1 | 365 | 5.1246 | 0.31227 | 5 | 0.43687
13858 | 4.08 | 1 | 365 | 4.6463 | 0.34979 | 4 | 0.9961
7314 | 6 | 1 | 365 | 6.8328 | 0.7497 | 7 | 0.5825
14083 | 5.1 | 1 | 365 | 5.8079 | 0.68724 | 6 | 0.49512
14110 | 4.08 | 1 | 365 | 4.6463 | 0.34979 | 4 | 0.9961
12156 | 7.2 | 1 | 365 | 8.1994 | 0.49964 | 8 | 0.699
16543 | 8.925 | 1 | 365 | 10.1638 | 0.45267 | 10 | 0.61646
18198 | 8.67 | 1 | 365 | 9.8734 | 0.86831 | 10 | 0.74171
21890 | 9.715 | 1 | 365 | 11.0634 | 0.26305 | 11 | 0.32649
10305 | 10.07 | 1 | 365 | 11.4677 | 0.076573 | 11 | 0.54429
8679 | 9.075 | 1 | 365 | 10.3346 | 0.79642 | 11 | 0.13103
21077 | 8.35 | 1 | 365 | 9.509 | 0.13499 | 9 | 0.64397
11793 | 5.94 | 1 | 365 | 6.7645 | 0.6122 | 7 | 0.37667
12179 | 6.213 | 1 | 365 | 7.0754 | 0.23781 | 7 | 0.31317
24319 | 7.725 | 1 | 365 | 8.7972 | 0.70273 | 9 | 0.49996
17174 | 9.215 | 1 | 365 | 10.494 | 0.11724 | 10 | 0.61128
23000 | 3.98 | 1 | 365 | 4.5324 | 0.12063 | 4 | 0.65306
12953 | 13.77 | 1 | 365 | 15.6813 | 0.55555 | 16 | 0.23683
16663 | 2.64 | 1 | 365 | 3.0064 | 0.049866 | 3 | 0.056298
12418 | 11.61 | 1 | 365 | 13.2215 | 0.60566 | 13 | 0.82713
9673 | 3.57 | 1 | 365 | 4.0655 | 0.18107 | 4 | 0.24659
15513 | 9.18 | 1 | 365 | 10.4542 | 0.037035 | 10 | 0.49122
8968 | 6.3 | 1 | 365 | 7.1744 | 0.43718 | 7 | 0.61162
16344 | 8.1 | 1 | 365 | 9.2243 | 0.56209 | 9 | 0.78637
6316 | 5.865 | 1 | 365 | 6.6791 | 0.44033 | 7 | 0.11939
15857 | 6.3 | 1 | 365 | 7.1744 | 0.43718 | 7 | 0.61162
14969 | 8.47 | 1 | 365 | 9.6456 | 0.40999 | 10 | 0.055624
25146 | 8.47 | 1 | 365 | 9.6456 | 0.40999 | 10 | 0.055624
10152 | 5.61 | 1 | 365 | 6.3887 | 0.85597 | 7 | 0.24463
5814 | 6.63 | 1 | 365 | 7.5502 | 0.19341 | 7 | 0.74366
7558 | 7.14 | 1 | 365 | 8.131 | 0.36214 | 8 | 0.49317
5727 | 7.905 | 1 | 365 | 9.0022 | 0.11522 | 9 | 0.11744
29052 | 10.215 | 1 | 365 | 11.6328 | 0.40886 | 12 | 0.041699
21692 | 6.215 | 1 | 365 | 7.0776 | 0.24239 | 7 | 0.32004
14973 | 8.47 | 1 | 365 | 9.6456 | 0.40999 | 10 | 0.055624
24314 | 5.215 | 1 | 365 | 5.9388 | 0.95078 | 6 | 0.88962
14182 | 9.3 | 1 | 365 | 10.5908 | 0.31203 | 10 | 0.90287
23375 | 5.1 | 1 | 365 | 5.8079 | 0.68724 | 6 | 0.49512
24323 | 6.96 | 1 | 365 | 7.926 | 0.94965 | 8 | 0.8757
12050 | 7.65 | 1 | 365 | 8.7118 | 0.53086 | 9 | 0.24268
13728 | 6.6 | 1 | 365 | 7.5161 | 0.12467 | 7 | 0.64075
8868 | 9.9 | 1 | 365 | 11.2741 | 0.687 | 11 | 0.96112
58569 | 3.36 | 1 | 365 | 3.8264 | 0.69983 | 4 | 0.5262
12355 | 7.14 | 1 | 365 | 8.131 | 0.36214 | 8 | 0.49317
7680 | 6.72 | 1 | 365 | 7.6527 | 0.39966 | 8 | 0.052396
24227 | 5.4 | 1 | 365 | 6.1495 | 0.37473 | 6 | 0.52425
8872 | 10.6 | 1 | 365 | 12.0713 | 0.29113 | 12 | 0.36241
15358 | 6.44 | 1 | 365 | 7.3339 | 0.75801 | 8 | 0.091879
6918 | 5.1 | 1 | 365 | 5.8079 | 0.68724 | 6 | 0.49512
7121 | 6.48 | 1 | 365 | 7.3794 | 0.84967 | 8 | 0.2291
21302 | 5.225 | 1 | 365 | 5.9502 | 0.97369 | 6 | 0.92392
29402 | 9.975 | 1 | 365 | 11.3595 | 0.85887 | 12 | 0.2184
9108 | 6.36 | 1 | 365 | 7.2428 | 0.57468 | 7 | 0.81745
12248 | 5.94 | 1 | 365 | 6.7645 | 0.6122 | 7 | 0.37667
10293 | 14.945 | 1 | 365 | 17.0194 | 0.0062742 | 17 | 0.02564
11721 | 3 | 1 | 365 | 3.4164 | 0.87485 | 4 | 0.29125
17754 | 3.57 | 1 | 365 | 4.0655 | 0.18107 | 4 | 0.24659
10996 | 6.72 | 1 | 365 | 7.6527 | 0.39966 | 8 | 0.052396
11170 | 6.12 | 1 | 365 | 6.9695 | 0.02469 | 6 | 0.99415
9106 | 6.12 | 1 | 365 | 6.9695 | 0.02469 | 6 | 0.99415
11339 | 6.48 | 1 | 365 | 7.3794 | 0.84967 | 8 | 0.2291
8285 | 5.355 | 1 | 365 | 6.0983 | 0.2716 | 6 | 0.36988
17379 | 4.08 | 1 | 365 | 4.6463 | 0.34979 | 4 | 0.9961
35029 | 6.27 | 1 | 365 | 7.1403 | 0.36843 | 7 | 0.50871
15774 | 2.24 | 1 | 365 | 2.5509 | 0.13322 | 2 | 0.68413
15296 | 8.91 | 1 | 365 | 10.1467 | 0.4183 | 10 | 0.56501
6930 | 8.845 | 1 | 365 | 10.0727 | 0.26934 | 10 | 0.34203
10748 | 5.75 | 1 | 365 | 6.5481 | 0.17679 | 6 | 0.72489
7291 | 2.805 | 1 | 365 | 3.1943 | 0.42798 | 3 | 0.62232
6939 | 2.04 | 1 | 365 | 2.3232 | 0.6749 | 2 | 0.99805
51205 | 4.4 | 1 | 365 | 5.0107 | 0.08311 | 5 | 0.09383
7030 | 9.18 | 1 | 365 | 10.4542 | 0.037035 | 10 | 0.49122
11936 | 15 | 1 | 365 | 17.082 | 0.37424 | 17 | 0.45624
14433 | 9.945 | 1 | 365 | 11.3254 | 0.79012 | 12 | 0.11549
13441 | 8.37 | 1 | 365 | 9.5318 | 0.18083 | 9 | 0.71258
12016 | 6.25 | 1 | 365 | 7.1175 | 0.3226 | 7 | 0.4401
10389 | 6.44 | 1 | 365 | 7.3339 | 0.75801 | 8 | 0.091879
9102 | 5.67 | 1 | 365 | 6.457 | 0.99346 | 7 | 0.45046
12816 | 7.521 | 1 | 365 | 8.5649 | 0.23524 | 8 | 0.80016
9494 | 9.6 | 1 | 365 | 10.9325 | 0.99951 | 11 | 0.93199
19711 | 14.84 | 1 | 365 | 16.8998 | 0.0075814 | 16 | 0.90737
17313 | 4.32 | 1 | 365 | 4.9196 | 0.89978 | 5 | 0.8194
10724 | 4.59 | 1 | 365 | 5.2271 | 0.51852 | 5 | 0.74561
7307 | 5.1 | 1 | 365 | 5.8079 | 0.68724 | 6 | 0.49512
8127 | 11 | 1 | 365 | 12.5268 | 0.20778 | 12 | 0.73458
11437 | 4.095 | 1 | 365 | 4.6634 | 0.38417 | 5 | 0.047554
10399 | 6.6 | 1 | 365 | 7.5161 | 0.12467 | 7 | 0.64075
22458 | 4.251 | 1 | 365 | 4.841 | 0.74166 | 5 | 0.5827
12289 | 10.8 | 1 | 365 | 12.299 | 0.74945 | 13 | 0.048493
18638 | 7.15 | 1 | 365 | 8.1424 | 0.38505 | 8 | 0.52747
10750 | 8.67 | 1 | 365 | 9.8734 | 0.86831 | 10 | 0.74171
7771 | 5.865 | 1 | 365 | 6.6791 | 0.44033 | 7 | 0.11939
15972 | 8.75 | 1 | 365 | 9.9645 | 0.05164 | 10 | 0.01614
9343 | 6.75 | 1 | 365 | 7.6869 | 0.46841 | 8 | 0.15531
13832 | 2.04 | 1 | 365 | 2.3232 | 0.32136 | 2 | 0.64452
7197 | 3.06 | 1 | 365 | 3.4847 | 0.012345 | 3 | 0.49707
7654 | 3.825 | 1 | 365 | 4.3559 | 0.76543 | 5 | 0.12134
9293 | 6.12 | 1 | 365 | 6.9695 | 0.02469 | 6 | 0.99415
9524 | 8.415 | 1 | 365 | 9.583 | 0.28395 | 9 | 0.86695
11642 | 7.83 | 1 | 365 | 8.9168 | 0.94335 | 9 | 0.86016
6794 | 7.14 | 1 | 365 | 8.131 | 0.36214 | 8 | 0.49317
8896 | 6.75 | 1 | 365 | 7.6869 | 0.46841 | 8 | 0.15531
9688 | 5.1 | 1 | 365 | 5.8079 | 0.68724 | 6 | 0.49512
9442 | 5.98 | 1 | 365 | 6.81 | 0.70386 | 7 | 0.51389
7329 | 3.57 | 1 | 365 | 4.0655 | 0.18107 | 4 | 0.24659
14558 | 5.98 | 1 | 365 | 6.81 | 0.70386 | 7 | 0.51389
9177 | 7.2 | 1 | 365 | 8.1994 | 0.49964 | 8 | 0.699
8277 | 3.57 | 1 | 365 | 4.0655 | 0.18107 | 4 | 0.24659
6936 | 6.12 | 1 | 365 | 6.9695 | 0.02469 | 6 | 0.99415
7164 | 4.75 | 1 | 365 | 5.4093 | 0.88518 | 6 | 0.29448
11436 | 7.15 | 1 | 365 | 8.1424 | 0.38505 | 8 | 0.52747
6797 | 5.5 | 1 | 365 | 6.2634 | 0.60389 | 6 | 0.86729
6795 | 6.63 | 1 | 365 | 7.5502 | 0.19341 | 7 | 0.74366
6800 | 7.42 | 1 | 365 | 8.4499 | 0.0037907 | 8 | 0.45369
7474 | 7.5 | 1 | 365 | 8.541 | 0.18712 | 8 | 0.72812
7235 | 3.597 | 1 | 365 | 4.0963 | 0.24294 | 4 | 0.33921
6799 | 10.464 | 1 | 365 | 11.9164 | 0.97947 | 12 | 0.89587
20278 | 4.335 | 1 | 365 | 4.9367 | 0.93416 | 5 | 0.87085
7289 | 11.5 | 1 | 365 | 13.0962 | 0.35358 | 13 | 0.44978
9628 | 11.5 | 1 | 365 | 13.0962 | 0.35358 | 13 | 0.44978
8327 | 5.61 | 1 | 365 | 6.3887 | 0.85597 | 7 | 0.24463
10212 | 4.59 | 1 | 365 | 5.2271 | 0.51852 | 5 | 0.74561
10623 | 2.55 | 1 | 365 | 2.9039 | 0.84362 | 3 | 0.74756
8291 | 3.06 | 1 | 365 | 3.4847 | 0.012345 | 3 | 0.49707
9870 | 6.12 | 1 | 365 | 6.9695 | 0.02469 | 6 | 0.99415
6924 | 8.925 | 1 | 365 | 10.1638 | 0.45267 | 10 | 0.61646
11844 | 4.5 | 1 | 365 | 5.1246 | 0.31227 | 5 | 0.43687
12369 | 6.63 | 1 | 365 | 7.5502 | 0.19341 | 7 | 0.74366
20450 | 3.57 | 1 | 365 | 4.0655 | 0.18107 | 4 | 0.24659
6851 | 5.1 | 1 | 365 | 5.8079 | 0.68724 | 6 | 0.49512
23168 | 2.205 | 1 | 365 | 2.5111 | 0.053013 | 2 | 0.56407
11371 | 9.72 | 1 | 365 | 11.0691 | 0.27451 | 11 | 0.34364
16285 | 4.05 | 1 | 365 | 4.6121 | 0.28104 | 4 | 0.89318
34557 | 9.45 | 1 | 365 | 10.7617 | 0.65577 | 11 | 0.41743
20617 | 9.1 | 1 | 365 | 10.3631 | 0.85371 | 11 | 0.21679
7170 | 6.63 | 1 | 365 | 7.5502 | 0.19341 | 7 | 0.74366
9941 | 5.2 | 1 | 365 | 5.9218 | 0.9164 | 6 | 0.83816
8481 | 7.395 | 1 | 365 | 8.4214 | 0.9465 | 9 | 0.36793
7842 | 4.05 | 1 | 365 | 4.6121 | 0.28104 | 4 | 0.89318
12748 | 5.355 | 1 | 365 | 6.0983 | 0.2716 | 6 | 0.36988
15883 | 7.65 | 1 | 365 | 8.7118 | 0.53086 | 9 | 0.24268
20304 | 14.79 | 1 | 365 | 16.8429 | 0.893 | 17 | 0.73585
7765 | 3.06 | 1 | 365 | 3.4847 | 0.012345 | 3 | 0.49707
17298 | 7.56 | 1 | 365 | 8.6093 | 0.32462 | 8 | 0.93394
12287 | 8.91 | 1 | 365 | 10.1467 | 0.4183 | 10 | 0.56501
9441 | 9.9 | 1 | 365 | 11.2741 | 0.687 | 11 | 0.96112
9890 | 5.1 | 1 | 365 | 5.8079 | 0.68724 | 6 | 0.49512
9682 | 5.5 | 1 | 365 | 6.2634 | 0.60389 | 6 | 0.86729
15711 | 6.75 | 1 | 365 | 7.6869 | 0.46841 | 8 | 0.15531
9522 | 5.565 | 1 | 365 | 6.3374 | 0.75284 | 7 | 0.090265
9687 | 5.865 | 1 | 365 | 6.6791 | 0.44033 | 7 | 0.11939
15300 | 5.5 | 1 | 365 | 6.2634 | 0.60389 | 6 | 0.86729
20905 | 5.232 | 1 | 365 | 5.9582 | 0.98973 | 6 | 0.94794
7471 | 3.36 | 1 | 365 | 3.8264 | 0.69983 | 4 | 0.5262
22205 | 9.72 | 1 | 365 | 11.0691 | 0.27451 | 11 | 0.34364
8893 | 6.21 | 1 | 365 | 7.0719 | 0.23094 | 7 | 0.30288
9530 | 7.7 | 1 | 365 | 8.7688 | 0.64544 | 9 | 0.4142
16975 | 9.18 | 1 | 365 | 10.4542 | 0.037035 | 10 | 0.49122
9404 | 7.7 | 1 | 365 | 8.7688 | 0.64544 | 9 | 0.4142
17043 | 7.14 | 1 | 365 | 8.131 | 0.36214 | 8 | 0.49317
14419 | 7.84 | 1 | 365 | 8.9282 | 0.96627 | 9 | 0.89446
11439 | 9.945 | 1 | 365 | 11.3254 | 0.79012 | 12 | 0.11549
36782 | 6.21 | 1 | 365 | 7.0719 | 0.23094 | 7 | 0.30288
14521 | 9.96 | 1 | 365 | 11.3424 | 0.8245 | 12 | 0.16694
12668 | 3.9 | 1 | 365 | 4.4413 | 0.9373 | 5 | 0.37862
13972 | 5.25 | 1 | 365 | 5.9787 | 0.030984 | 6 | 0.009684
53104 | 12.75 | 1 | 365 | 14.5197 | 0.2181 | 14 | 0.7378
42564 | 4.275 | 1 | 365 | 4.8684 | 0.79666 | 5 | 0.66503
17106 | 6.5 | 1 | 365 | 7.4022 | 0.8955 | 8 | 0.2977
8240 | 3.315 | 1 | 365 | 3.7751 | 0.59671 | 4 | 0.37183
10880 | 8.1 | 1 | 365 | 9.2243 | 0.56209 | 9 | 0.78637
11352 | 2.04 | 1 | 365 | 2.3232 | 0.6749 | 2 | 0.99805
16306 | 6.375 | 1 | 365 | 7.2599 | 0.60905 | 7 | 0.8689
12284 | 6.885 | 1 | 365 | 7.8406 | 0.77778 | 8 | 0.61841
11120 | 4.08 | 1 | 365 | 4.6463 | 0.34979 | 4 | 0.9961
7236 | 8.4 | 1 | 365 | 9.5659 | 0.24957 | 9 | 0.81549
13634 | 4.42 | 1 | 365 | 5.0335 | 0.12894 | 5 | 0.16244
8699 | 5.5 | 1 | 365 | 6.2634 | 0.60389 | 6 | 0.86729
21676 | 6.05 | 1 | 365 | 6.8897 | 0.86428 | 7 | 0.75402
56353 | 4.578 | 1 | 365 | 5.2134 | 0.49102 | 5 | 0.70444
6821 | 3.315 | 1 | 365 | 3.7751 | 0.59671 | 4 | 0.37183
8646 | 8.925 | 1 | 365 | 10.1638 | 0.45267 | 10 | 0.61646
16935 | 2.295 | 1 | 365 | 2.6135 | 0.25926 | 2 | 0.8728
7200 | 5.61 | 1 | 365 | 6.3887 | 0.85597 | 7 | 0.24463
6971 | 7.65 | 1 | 365 | 8.7118 | 0.53086 | 9 | 0.24268
6803 | 4.69 | 1 | 365 | 5.341 | 0.74768 | 6 | 0.088651
7149 | 5.865 | 1 | 365 | 6.6791 | 0.44033 | 7 | 0.11939
7159 | 8.16 | 1 | 365 | 9.2926 | 0.69959 | 9 | 0.99219
15541 | 15 | 1 | 365 | 17.082 | 0.37424 | 17 | 0.45624
13753 | 4.59 | 1 | 365 | 5.2271 | 0.51852 | 5 | 0.74561
7122 | 7.245 | 1 | 365 | 8.2506 | 0.60276 | 8 | 0.85336
7096 | 13.11 | 1 | 365 | 14.9297 | 0.043086 | 14 | 0.97275
6940 | 6.21 | 1 | 365 | 7.0719 | 0.23094 | 7 | 0.30288
10106 | 8.28 | 1 | 365 | 9.4293 | 0.97458 | 10 | 0.40384
22185 | 5 | 1 | 365 | 5.694 | 0.45808 | 6 | 0.15208
7156 | 6.75 | 1 | 365 | 7.6869 | 0.46841 | 8 | 0.15531
7152 | 9.75 | 1 | 365 | 11.1033 | 0.34326 | 11 | 0.44656
7261 | 9.435 | 1 | 365 | 10.7446 | 0.6214 | 11 | 0.36597
22127 | 5 | 1 | 365 | 5.694 | 0.45808 | 6 | 0.15208
22123 | 6 | 1 | 365 | 6.8328 | 0.7497 | 7 | 0.5825
6805 | 4.86 | 1 | 365 | 5.5346 | 0.13725 | 5 | 0.67182
7263 | 8.28 | 1 | 365 | 9.4293 | 0.97458 | 10 | 0.40384
13282 | 14.3 | 1 | 365 | 16.2848 | 0.77011 | 17 | 0.054949
53933 | 4.2 | 1 | 365 | 4.783 | 0.62479 | 5 | 0.40775
19875 | 5.72 | 1 | 365 | 6.5139 | 0.10804 | 6 | 0.62198
9643 | 6.12 | 1 | 365 | 6.9695 | 0.02469 | 6 | 0.99415
10694 | 9.36 | 1 | 365 | 10.6592 | 0.44953 | 11 | 0.10869
6992 | 4.59 | 1 | 365 | 5.2271 | 0.51852 | 5 | 0.74561
11183 | 4.335 | 1 | 365 | 4.9367 | 0.93416 | 5 | 0.87085
12688 | 6.885 | 1 | 365 | 7.8406 | 0.77778 | 8 | 0.61841
11646 | 2.55 | 1 | 365 | 2.9039 | 0.84362 | 3 | 0.74756
10237 | 8.16 | 1 | 365 | 9.2926 | 0.69959 | 9 | 0.99219
7303 | 6.5 | 1 | 365 | 7.4022 | 0.8955 | 8 | 0.2977
7269 | 8.415 | 1 | 365 | 9.583 | 0.28395 | 9 | 0.86695
10253 | 5.865 | 1 | 365 | 6.6791 | 0.44033 | 7 | 0.11939
7325 | 6.12 | 1 | 365 | 6.9695 | 0.02469 | 6 | 0.99415
14852 | 7.54 | 1 | 365 | 8.5866 | 0.27878 | 8 | 0.86534
7173 | 6.375 | 1 | 365 | 7.2599 | 0.60905 | 7 | 0.8689
9711 | 3.57 | 1 | 365 | 4.0655 | 0.18107 | 4 | 0.24659
7306 | 3.825 | 1 | 365 | 4.3559 | 0.76543 | 5 | 0.12134
15112 | 7.5 | 1 | 365 | 8.541 | 0.18712 | 8 | 0.72812
14448 | 8.47 | 1 | 365 | 9.6456 | 0.40999 | 10 | 0.055624
18178 | 4.845 | 1 | 365 | 5.5175 | 0.10288 | 5 | 0.62037
12200 | 6 | 1 | 365 | 6.8328 | 0.7497 | 7 | 0.5825
11241 | 7 | 1 | 365 | 7.9716 | 0.041312 | 8 | 0.012912
21372 | 5.72 | 1 | 365 | 6.5139 | 0.10804 | 6 | 0.62198
61488 | 14.79 | 1 | 365 | 16.8429 | 0.893 | 17 | 0.73585
12728 | 6.6 | 1 | 365 | 7.5161 | 0.12467 | 7 | 0.64075
16698 | 5.88 | 1 | 365 | 6.6961 | 0.4747 | 7 | 0.17085
23637 | 6.16 | 1 | 365 | 7.015 | 0.11635 | 7 | 0.13136
6895 | 8.67 | 1 | 365 | 9.8734 | 0.86831 | 10 | 0.74171
10094 | 7.56 | 1 | 365 | 8.6093 | 0.32462 | 8 | 0.93394
18601 | 4.8 | 1 | 365 | 5.4662 | 0.99976 | 6 | 0.466
18186 | 5.7 | 1 | 365 | 6.4912 | 0.062211 | 6 | 0.55337
10060 | 7.65 | 1 | 365 | 8.7118 | 0.53086 | 9 | 0.24268
8855 | 11.118 | 1 | 365 | 12.6612 | 0.47819 | 13 | 0.13937
9428 | 10.08 | 1 | 365 | 11.4791 | 0.099489 | 11 | 0.57859
16821 | 3.825 | 1 | 365 | 4.3559 | 0.76543 | 5 | 0.12134
11610 | 4.4 | 1 | 365 | 5.0107 | 0.08311 | 5 | 0.09383
24635 | 12.24 | 1 | 365 | 13.9389 | 0.04938 | 13 | 0.98829
23652 | 10.4 | 1 | 365 | 11.8435 | 0.83281 | 12 | 0.67633
9275 | 3.5 | 1 | 365 | 3.9858 | 0.020656 | 4 | 0.006456
9859 | 6 | 1 | 365 | 6.8328 | 0.7497 | 7 | 0.5825
13286 | 10.8 | 1 | 365 | 12.299 | 0.74945 | 13 | 0.048493
22075 | 5.355 | 1 | 365 | 6.0983 | 0.2716 | 6 | 0.36988
14958 | 4.94 | 1 | 365 | 5.6257 | 0.32058 | 5 | 0.94626
12967 | 8.32 | 1 | 365 | 9.4748 | 0.066245 | 9 | 0.54106
7321 | 5.865 | 1 | 365 | 6.6791 | 0.44033 | 7 | 0.11939
11812 | 6.12 | 1 | 365 | 6.9695 | 0.02469 | 6 | 0.99415
14683 | 4.725 | 1 | 365 | 5.3808 | 0.82789 | 6 | 0.20872
7283 | 5.61 | 1 | 365 | 6.3887 | 0.85597 | 7 | 0.24463
14525 | 4.98 | 1 | 365 | 5.6712 | 0.41225 | 6 | 0.083472
22891 | 5 | 1 | 365 | 5.694 | 0.45808 | 6 | 0.15208
58975 | 8.06 | 1 | 365 | 9.1787 | 0.47042 | 9 | 0.64915
15007 | 4.725 | 1 | 365 | 5.3808 | 0.82789 | 6 | 0.20872
7161 | 4.845 | 1 | 365 | 5.5175 | 0.10288 | 5 | 0.62037
7290 | 4.335 | 1 | 365 | 4.9367 | 0.93416 | 5 | 0.87085
13741 | 3.315 | 1 | 365 | 3.7751 | 0.59671 | 4 | 0.37183
18500 | 10.455 | 1 | 365 | 11.9062 | 0.95885 | 12 | 0.865
6807 | 9.625 | 1 | 365 | 10.961 | 0.056804 | 11 | 0.017754
16328 | 6.6 | 1 | 365 | 7.5161 | 0.12467 | 7 | 0.64075
14414 | 7.56 | 1 | 365 | 8.6093 | 0.32462 | 8 | 0.93394
17390 | 3.825 | 1 | 365 | 4.3559 | 0.76543 | 5 | 0.12134
14431 | 8.67 | 1 | 365 | 9.8734 | 0.86831 | 10 | 0.74171
15765 | 10.4 | 1 | 365 | 11.8435 | 0.83281 | 12 | 0.67633
18657 | 10.4 | 1 | 365 | 11.8435 | 0.83281 | 12 | 0.67633
10832 | 6.375 | 1 | 365 | 7.2599 | 0.60905 | 7 | 0.8689
9626 | 3.825 | 1 | 365 | 4.3559 | 0.76543 | 5 | 0.12134
7193 | 5.61 | 1 | 365 | 6.3887 | 0.85597 | 7 | 0.24463
13231 | 7.15 | 1 | 365 | 8.1424 | 0.38505 | 8 | 0.52747
22640 | 6.215 | 1 | 365 | 7.0776 | 0.24239 | 7 | 0.32004
8381 | 8.16 | 1 | 365 | 9.2926 | 0.69959 | 9 | 0.99219
14987 | 8.47 | 1 | 365 | 9.6456 | 0.40999 | 10 | 0.055624
22730 | 4.235 | 1 | 365 | 4.8228 | 0.70499 | 5 | 0.52781
9638 | 4.59 | 1 | 365 | 5.2271 | 0.51852 | 5 | 0.74561
10943 | 4.5 | 1 | 365 | 5.1246 | 0.31227 | 5 | 0.43687
20962 | 6.24 | 1 | 365 | 7.1061 | 0.29968 | 7 | 0.4058
10740 | 3.825 | 1 | 365 | 4.3559 | 0.76543 | 5 | 0.12134
11119 | 2.55 | 1 | 365 | 2.9039 | 0.84362 | 3 | 0.74756
15429 | 8.64 | 1 | 365 | 9.8392 | 0.79956 | 10 | 0.63879
21149 | 9.81 | 1 | 365 | 11.1716 | 0.48075 | 11 | 0.65238
50046 | 4.95 | 1 | 365 | 5.6371 | 0.3435 | 5 | 0.98056
15461 | 5.355 | 1 | 365 | 6.0983 | 0.2716 | 6 | 0.36988
12625 | 6.375 | 1 | 365 | 7.2599 | 0.60905 | 7 | 0.8689
7281 | 9.18 | 1 | 365 | 10.4542 | 0.037035 | 10 | 0.49122
9596 | 8.16 | 1 | 365 | 9.2926 | 0.69959 | 9 | 0.99219
8867 | 14.84 | 1 | 365 | 16.8998 | 0.0075814 | 16 | 0.90737
7068 | 3.825 | 1 | 365 | 4.3559 | 0.76543 | 5 | 0.12134
11294 | 14.84 | 1 | 365 | 16.8998 | 0.0075814 | 16 | 0.90737
9931 | 9.483 | 1 | 365 | 10.7992 | 0.73139 | 11 | 0.53063
17968 | 9.18 | 1 | 365 | 10.4542 | 0.037035 | 10 | 0.49122
22907 | 7.44 | 1 | 365 | 8.4727 | 0.049623 | 8 | 0.5223
53932 | 7.6 | 1 | 365 | 8.6549 | 0.41628 | 9 | 0.071162
50992 | 13.77 | 1 | 365 | 15.6813 | 0.55555 | 16 | 0.23683
6982 | 7.7 | 1 | 365 | 8.7688 | 0.64544 | 9 | 0.4142
12037 | 2.08 | 1 | 365 | 2.3687 | 0.76656 | 3 | 0.13527
18154 | 4.59 | 1 | 365 | 5.2271 | 0.51852 | 5 | 0.74561
12835 | 5.7 | 1 | 365 | 6.4912 | 0.062211 | 6 | 0.55337
12814 | 10.8 | 1 | 365 | 12.299 | 0.74945 | 13 | 0.048493
6933 | 7.395 | 1 | 365 | 8.4214 | 0.9465 | 9 | 0.36793
9916 | 9.69 | 1 | 365 | 11.035 | 0.20576 | 11 | 0.24073
7180 | 4.25 | 1 | 365 | 4.8399 | 0.73937 | 5 | 0.57927
6929 | 6.885 | 1 | 365 | 7.8406 | 0.77778 | 8 | 0.61841
7656 | 4.59 | 1 | 365 | 5.2271 | 0.51852 | 5 | 0.74561
7310 | 8.925 | 1 | 365 | 10.1638 | 0.45267 | 10 | 0.61646
11441 | 5.865 | 1 | 365 | 6.6791 | 0.44033 | 7 | 0.11939
49982 | 8.415 | 1 | 365 | 9.583 | 0.28395 | 9 | 0.86695
7618 | 5.88 | 1 | 365 | 6.6961 | 0.4747 | 7 | 0.17085
10688 | 8.415 | 1 | 365 | 9.583 | 0.28395 | 9 | 0.86695
23876 | 11.96 | 1 | 365 | 13.62 | 0.40773 | 14 | 0.027775
14967 | 7.96 | 1 | 365 | 9.0648 | 0.24126 | 9 | 0.30611
15030 | 4.725 | 1 | 365 | 5.3808 | 0.82789 | 6 | 0.20872
25165 | 6.725 | 1 | 365 | 7.6584 | 0.41112 | 8 | 0.069548
16052 | 5.215 | 1 | 365 | 5.9388 | 0.95078 | 6 | 0.88962
23927 | 10.965 | 1 | 365 | 12.4869 | 0.12757 | 12 | 0.61451
14957 | 6.725 | 1 | 365 | 7.6584 | 0.41112 | 8 | 0.069548
26045 | 3.47 | 1 | 365 | 3.9516 | 0.95191 | 4 | 0.90354
14981 | 9.96 | 1 | 365 | 11.3424 | 0.8245 | 12 | 0.16694
13722 | 6.325 | 1 | 365 | 7.2029 | 0.49447 | 7 | 0.69738
16023 | 9.065 | 1 | 365 | 10.3232 | 0.7735 | 11 | 0.096721
14575 | 3.675 | 1 | 365 | 4.1851 | 0.42169 | 4 | 0.60678
14476 | 11.45 | 1 | 365 | 13.0393 | 0.239 | 13 | 0.27826
14687 | 5.725 | 1 | 365 | 6.5196 | 0.1195 | 6 | 0.63913
15005 | 5.98 | 1 | 365 | 6.81 | 0.70386 | 7 | 0.51389
12669 | 4.16 | 1 | 365 | 4.7374 | 0.53312 | 5 | 0.27053
8981 | 5.1 | 1 | 365 | 5.8079 | 0.68724 | 6 | 0.49512
58351 | 6 | 1 | 365 | 6.8328 | 0.7497 | 7 | 0.5825
11348 | 6.63 | 1 | 365 | 7.5502 | 0.19341 | 7 | 0.74366
10567 | 5.355 | 1 | 365 | 6.0983 | 0.2716 | 6 | 0.36988
14669 | 5.98 | 1 | 365 | 6.81 | 0.70386 | 7 | 0.51389
12916 | 5.67 | 1 | 365 | 6.457 | 0.99346 | 7 | 0.45046
16466 | 5.4 | 1 | 365 | 6.1495 | 0.37473 | 6 | 0.52425
7199 | 5.5 | 1 | 365 | 6.2634 | 0.60389 | 6 | 0.86729
16042 | 8.47 | 1 | 365 | 9.6456 | 0.40999 | 10 | 0.055624
6925 | 5.1 | 1 | 365 | 5.8079 | 0.68724 | 6 | 0.49512
8130 | 7.905 | 1 | 365 | 9.0022 | 0.11522 | 9 | 0.11744
7649 | 8.67 | 1 | 365 | 9.8734 | 0.86831 | 10 | 0.74171
18340 | 3.57 | 1 | 365 | 4.0655 | 0.18107 | 4 | 0.24659
9896 | 8.925 | 1 | 365 | 10.1638 | 0.45267 | 10 | 0.61646
8491 | 5.355 | 1 | 365 | 6.0983 | 0.2716 | 6 | 0.36988
7311 | 6.63 | 1 | 365 | 7.5502 | 0.19341 | 7 | 0.74366
10767 | 6.885 | 1 | 365 | 7.8406 | 0.77778 | 8 | 0.61841
14442 | 6.63 | 1 | 365 | 7.5502 | 0.19341 | 7 | 0.74366
12923 | 2.04 | 1 | 365 | 2.3232 | 0.6749 | 2 | 0.99805
12292 | 10.8 | 1 | 365 | 12.299 | 0.74945 | 13 | 0.048493
59049 | 5.72 | 1 | 365 | 6.5139 | 0.10804 | 6 | 0.62198
11585 | 3.57 | 1 | 365 | 4.0655 | 0.18107 | 4 | 0.24659
6921 | 4.59 | 1 | 365 | 5.2271 | 0.51852 | 5 | 0.74561
12567 | 5.61 | 1 | 365 | 6.3887 | 0.85597 | 7 | 0.24463
12624 | 9.18 | 1 | 365 | 10.4542 | 0.037035 | 10 | 0.49122
10528 | 7.14 | 1 | 365 | 8.131 | 0.36214 | 8 | 0.49317
7171 | 2.55 | 1 | 365 | 2.9039 | 0.84362 | 3 | 0.74756
11393 | 4.94 | 1 | 365 | 5.6257 | 0.32058 | 5 | 0.94626
67858 | 2.295 | 1 | 365 | 2.6135 | 0.25926 | 2 | 0.8728
14980 | 6.725 | 1 | 365 | 7.6584 | 0.41112 | 8 | 0.069548
15068 | 4.335 | 1 | 365 | 4.9367 | 0.93416 | 5 | 0.87085
6806 | 5.232 | 1 | 365 | 5.9582 | 0.98973 | 6 | 0.94794
37579 | 6.725 | 1 | 365 | 7.6584 | 0.41112 | 8 | 0.069548
22023 | 9.72 | 1 | 365 | 11.0691 | 0.060621 | 11 | 0.12976
7601 | 14.85 | 1 | 365 | 16.9112 | 0.030498 | 16 | 0.94168
7234 | 4.335 | 1 | 365 | 4.9367 | 0.93416 | 5 | 0.87085
6842 | 6.72 | 1 | 365 | 7.6527 | 0.39966 | 8 | 0.052396
14117 | 7.65 | 1 | 365 | 8.7118 | 0.53086 | 9 | 0.24268
16142 | 3.825 | 1 | 365 | 4.3559 | 0.76543 | 5 | 0.12134
18031 | 3.6 | 1 | 365 | 4.0997 | 0.24982 | 4 | 0.3495
6860 | 10.6 | 1 | 365 | 12.0713 | 0.29113 | 12 | 0.36241
7429 | 9.625 | 1 | 365 | 10.961 | 0.056804 | 11 | 0.017754
11510 | 6.63 | 1 | 365 | 7.5502 | 0.19341 | 7 | 0.74366
9925 | 7.245 | 1 | 365 | 8.2506 | 0.60276 | 8 | 0.85336
7480 | 11.115 | 1 | 365 | 12.6578 | 0.47131 | 13 | 0.12907
7600 | 7.37 | 1 | 365 | 8.393 | 0.88921 | 9 | 0.28217
7201 | 5.61 | 1 | 365 | 6.3887 | 0.85597 | 7 | 0.24463
37144 | 3.3 | 1 | 365 | 3.758 | 0.56233 | 4 | 0.32037
12331 | 10.725 | 1 | 365 | 12.2136 | 0.57758 | 12 | 0.79121
7202 | 7.905 | 1 | 365 | 9.0022 | 0.11522 | 9 | 0.11744
6804 | 5.6 | 1 | 365 | 6.3773 | 0.83305 | 7 | 0.21033
9930 | 12.72 | 1 | 365 | 14.4855 | 0.14936 | 14 | 0.63489
9958 | 11.22 | 1 | 365 | 12.7773 | 0.71193 | 13 | 0.48927
6798 | 7.848 | 1 | 365 | 8.9373 | 0.9846 | 9 | 0.9219
10459 | 5.75 | 1 | 365 | 6.5481 | 0.17679 | 6 | 0.72489
7626 | 9.52 | 1 | 365 | 10.8414 | 0.81618 | 11 | 0.65756
8931 | 8.68 | 1 | 365 | 9.8848 | 0.89123 | 10 | 0.77601
2091 | 11 | 1 | 365 | 12.5268 | 0.20778 | 12 | 0.73458
2904 | 14.56 | 1 | 365 | 16.5809 | 0.36593 | 16 | 0.94686
8711 | 12 | 1 | 365 | 13.6656 | 0.49939 | 14 | 0.16499
11251 | 8.68 | 1 | 365 | 9.8848 | 0.89123 | 10 | 0.77601
9707 | 5.865 | 1 | 365 | 6.6791 | 0.44033 | 7 | 0.11939
77445 | 7.25 | 1 | 365 | 8.2563 | 0.61422 | 8 | 0.87052
15907 | 8.16 | 1 | 365 | 9.2926 | 0.69959 | 9 | 0.99219
8714 | 5.61 | 1 | 365 | 6.3887 | 0.85597 | 7 | 0.24463
15949 | 4.001 | 1 | 365 | 4.5563 | 0.16876 | 4 | 0.72509
20481 | 6.6 | 1 | 365 | 7.5161 | 0.12467 | 7 | 0.64075
65217 | 4.8 | 1 | 365 | 5.4662 | 0.99976 | 6 | 0.466
18651 | 6.213 | 1 | 365 | 7.0754 | 0.23781 | 7 | 0.31317
16868 | 5.06 | 1 | 365 | 5.7623 | 0.59558 | 6 | 0.3579
14243 | 8.04 | 1 | 365 | 9.156 | 0.42459 | 9 | 0.58054
10788 | 9.36 | 1 | 365 | 10.6592 | 0.44953 | 11 | 0.10869
10453 | 6.24 | 1 | 365 | 7.1061 | 0.29968 | 7 | 0.4058
12881 | 5.5 | 1 | 365 | 6.2634 | 0.60389 | 6 | 0.86729
10151 | 6.12 | 1 | 365 | 6.9695 | 0.02469 | 6 | 0.99415
12276 | 5.4 | 1 | 365 | 6.1495 | 0.37473 | 6 | 0.52425
11624 | 6.6 | 1 | 365 | 7.5161 | 0.12467 | 7 | 0.64075
12412 | 4.335 | 1 | 365 | 4.9367 | 0.93416 | 5 | 0.87085
12538 | 7.8 | 1 | 365 | 8.8826 | 0.8746 | 9 | 0.75724
13705 | 5.2 | 1 | 365 | 5.9218 | 0.9164 | 6 | 0.83816
11852 | 5.1 | 1 | 365 | 5.8079 | 0.68724 | 6 | 0.49512
15190 | 5.1 | 1 | 365 | 5.8079 | 0.68724 | 6 | 0.49512
12856 | 9.435 | 1 | 365 | 10.7446 | 0.6214 | 11 | 0.36597
19963 | 7.65 | 1 | 365 | 8.7118 | 0.53086 | 9 | 0.24268
13956 | 6.375 | 1 | 365 | 7.2599 | 0.60905 | 7 | 0.8689
15111 | 8.525 | 1 | 365 | 9.7083 | 0.53603 | 10 | 0.2443
19355 | 8.28 | 1 | 365 | 9.4293 | 0.97458 | 10 | 0.40384
15952 | 7.2 | 1 | 365 | 8.1994 | 0.49964 | 8 | 0.699
14906 | 4.725 | 1 | 365 | 5.3808 | 0.82789 | 6 | 0.20872
9537 | 10.2 | 1 | 365 | 11.6158 | 0.37448 | 11 | 0.99024
22590 | 5.1 | 1 | 365 | 5.8079 | 0.68724 | 6 | 0.49512
53705 | 3.315 | 1 | 365 | 3.7751 | 0.59671 | 4 | 0.37183
9478 | 2.25 | 1 | 365 | 2.5623 | 0.56033 | 3 | 0.12263
14250 | 4.25 | 1 | 365 | 4.8399 | 0.73937 | 5 | 0.57927
51866 | 8.415 | 1 | 365 | 9.583 | 0.28395 | 9 | 0.86695
12018 | 5.25 | 1 | 365 | 5.9787 | 0.030984 | 6 | 0.009684
16188 | 11 | 1 | 365 | 12.5268 | 0.20778 | 12 | 0.73458
15495 | 11.88 | 1 | 365 | 13.5289 | 0.2244 | 13 | 0.75334
8741 | 8.67 | 1 | 365 | 9.8734 | 0.86831 | 10 | 0.74171
8852 | 4.69 | 1 | 365 | 5.341 | 0.74768 | 6 | 0.088651
15911 | 6.885 | 1 | 365 | 7.8406 | 0.77778 | 8 | 0.61841
26876 | 7.5 | 1 | 365 | 8.541 | 0.18712 | 8 | 0.72812
11301 | 5.2 | 1 | 365 | 5.9218 | 0.9164 | 6 | 0.83816
9434 | 5.4 | 1 | 365 | 6.1495 | 0.37473 | 6 | 0.52425
13801 | 13.75 | 1 | 365 | 15.6585 | 0.50972 | 16 | 0.16822
10342 | 6.48 | 1 | 365 | 7.3794 | 0.37375 | 7 | 0.75317
37148 | 9.81 | 1 | 365 | 11.1716 | 0.48075 | 11 | 0.65238
52035 | 7.75 | 1 | 365 | 8.8257 | 0.76002 | 9 | 0.58572
21782 | 5.67 | 1 | 365 | 6.457 | 0.99346 | 7 | 0.45046
15647 | 3.25 | 1 | 365 | 3.7011 | 0.44775 | 4 | 0.14885
19472 | 5 | 1 | 365 | 5.694 | 0.45808 | 6 | 0.15208
10032 | 8.25 | 1 | 365 | 9.3951 | 0.90583 | 10 | 0.30093
18649 | 14.715 | 1 | 365 | 16.7574 | 0.72113 | 17 | 0.47857
9872 | 6.12 | 1 | 365 | 6.9695 | 0.02469 | 6 | 0.99415
12357 | 7.848 | 1 | 365 | 8.9373 | 0.9846 | 9 | 0.9219
19028 | 4.48 | 1 | 365 | 5.1018 | 0.26644 | 5 | 0.36826
11296 | 6.05 | 1 | 365 | 6.8897 | 0.86428 | 7 | 0.75402
10401 | 7.425 | 1 | 365 | 8.4556 | 0.015249 | 8 | 0.47084
8901 | 8.829 | 1 | 365 | 10.0545 | 0.23268 | 10 | 0.28714
10197 | 12.375 | 1 | 365 | 14.0927 | 0.35875 | 14 | 0.4514
8902 | 8.8 | 1 | 365 | 10.0214 | 0.16622 | 10 | 0.18766
12019 | 10 | 1 | 365 | 11.388 | 0.91616 | 12 | 0.30416
23560 | 6.63 | 1 | 365 | 7.5502 | 0.19341 | 7 | 0.74366
9861 | 6.9 | 1 | 365 | 7.8577 | 0.81215 | 8 | 0.66987
12323 | 7.395 | 1 | 365 | 8.4214 | 0.9465 | 9 | 0.36793
12159 | 6.12 | 1 | 365 | 6.9695 | 0.02469 | 6 | 0.99415
12882 | 6.5 | 1 | 365 | 7.4022 | 0.8955 | 8 | 0.2977
14336 | 6.12 | 1 | 365 | 6.9695 | 0.02469 | 6 | 0.99415
29973 | 9.9 | 1 | 365 | 11.2741 | 0.687 | 11 | 0.96112
13768 | 9.18 | 1 | 365 | 10.4542 | 0.037035 | 10 | 0.49122
12230 | 9.18 | 1 | 365 | 10.4542 | 0.037035 | 10 | 0.49122
13946 | 5.355 | 1 | 365 | 6.0983 | 0.2716 | 6 | 0.36988
13775 | 5.61 | 1 | 365 | 6.3887 | 0.85597 | 7 | 0.24463
47695 | 4.125 | 1 | 365 | 4.6975 | 0.45292 | 5 | 0.15047
22019 | 6.375 | 1 | 365 | 7.2599 | 0.60905 | 7 | 0.8689
17843 | 6.54 | 1 | 365 | 7.4478 | 0.98717 | 8 | 0.43492
17485 | 5.5 | 1 | 365 | 6.2634 | 0.60389 | 6 | 0.86729
9462 | 7.905 | 1 | 365 | 9.0022 | 0.11522 | 9 | 0.11744
12324 | 6.375 | 1 | 365 | 7.2599 | 0.60905 | 7 | 0.8689
13537 | 7.848 | 1 | 365 | 8.9373 | 0.9846 | 9 | 0.9219
9464 | 2.805 | 1 | 365 | 3.1943 | 0.42798 | 3 | 0.62232
22829 | 6.885 | 1 | 365 | 7.8406 | 0.77778 | 8 | 0.61841
21502 | 6.48 | 1 | 365 | 7.3794 | 0.84967 | 8 | 0.2291
12798 | 6.12 | 1 | 365 | 6.9695 | 0.02469 | 6 | 0.99415
20466 | 3.825 | 1 | 365 | 4.3559 | 0.76543 | 5 | 0.12134
9468 | 7.395 | 1 | 365 | 8.4214 | 0.9465 | 9 | 0.36793
9905 | 5.1 | 1 | 365 | 5.8079 | 0.68724 | 6 | 0.49512
23523 | 3.315 | 1 | 365 | 3.7751 | 0.59671 | 4 | 0.37183
8730 | 8.16 | 1 | 365 | 9.2926 | 0.69959 | 9 | 0.99219
8747 | 9.18 | 1 | 365 | 10.4542 | 0.037035 | 10 | 0.49122
12004 | 9.36 | 1 | 365 | 10.6592 | 0.44953 | 11 | 0.10869
21058 | 12.04 | 1 | 365 | 13.7112 | 0.59106 | 14 | 0.30221
8744 | 6.12 | 1 | 365 | 6.9695 | 0.02469 | 6 | 0.99415
9597 | 5.61 | 1 | 365 | 6.3887 | 0.85597 | 7 | 0.24463
16299 | 4.86 | 1 | 365 | 5.5346 | 0.13725 | 5 | 0.67182
12187 | 9.435 | 1 | 365 | 10.7446 | 0.6214 | 11 | 0.36597
8843 | 4.59 | 1 | 365 | 5.2271 | 0.51852 | 5 | 0.74561
9474 | 5.355 | 1 | 365 | 6.0983 | 0.093583 | 6 | 0.19186
12110 | 5.865 | 1 | 365 | 6.6791 | 0.44033 | 7 | 0.11939
10053 | 5.175 | 1 | 365 | 5.8933 | 0.85911 | 6 | 0.7524
10602 | 8.829 | 1 | 365 | 10.0545 | 0.23268 | 10 | 0.28714
53837 | 8.32 | 1 | 365 | 9.4748 | 0.066245 | 9 | 0.54106
9476 | 6.885 | 1 | 365 | 7.8406 | 0.77778 | 8 | 0.61841
19102 | 10.8 | 1 | 365 | 12.299 | 0.74945 | 13 | 0.048493
10773 | 10.965 | 1 | 365 | 12.4869 | 0.12757 | 12 | 0.61451
15257 | 7.035 | 1 | 365 | 8.0115 | 0.12152 | 8 | 0.13298
18107 | 4.8 | 1 | 365 | 5.4662 | 0.99976 | 6 | 0.466
13065 | 4.48 | 1 | 365 | 5.1018 | 0.26644 | 5 | 0.36826
9491 | 10.2 | 1 | 365 | 11.6158 | 0.37448 | 11 | 0.99024
9718 | 7.65 | 1 | 365 | 8.7118 | 0.53086 | 9 | 0.24268
9953 | 2.805 | 1 | 365 | 3.1943 | 0.42798 | 3 | 0.62232
13806 | 5 | 1 | 365 | 5.694 | 0.45808 | 6 | 0.15208
9686 | 7.25 | 1 | 365 | 8.2563 | 0.61422 | 8 | 0.87052
21897 | 4.76 | 1 | 365 | 5.4207 | 0.90809 | 6 | 0.32878
8733 | 5.355 | 1 | 365 | 6.0983 | 0.2716 | 6 | 0.36988
10873 | 6 | 1 | 365 | 6.8328 | 0.7497 | 7 | 0.5825
9487 | 6.63 | 1 | 365 | 7.5502 | 0.19341 | 7 | 0.74366
16734 | 7.848 | 1 | 365 | 8.9373 | 0.9846 | 9 | 0.9219
9884 | 7.65 | 1 | 365 | 8.7118 | 0.53086 | 9 | 0.24268
9493 | 3.825 | 1 | 365 | 4.3559 | 0.76543 | 5 | 0.12134
8718 | 4.08 | 1 | 365 | 4.6463 | 0.34979 | 4 | 0.9961
16647 | 6.05 | 1 | 365 | 6.8897 | 0.86428 | 7 | 0.75402
8905 | 5.04 | 1 | 365 | 5.7396 | 0.54974 | 6 | 0.2893
11608 | 7.425 | 1 | 365 | 8.4556 | 0.015249 | 8 | 0.47084
21993 | 7.848 | 1 | 365 | 8.9373 | 0.9846 | 9 | 0.9219
9829 | 4.845 | 1 | 365 | 5.5175 | 0.10288 | 5 | 0.62037
9066 | 7.425 | 1 | 365 | 8.4556 | 0.015249 | 8 | 0.47084
16680 | 6.54 | 1 | 365 | 7.4478 | 0.98717 | 8 | 0.43492
21054 | 7.521 | 1 | 365 | 8.5649 | 0.23524 | 8 | 0.80016
10690 | 11.22 | 1 | 365 | 12.7773 | 0.71193 | 13 | 0.48927
17102 | 3.64 | 1 | 365 | 4.1452 | 0.34148 | 4 | 0.48671
13863 | 7.02 | 1 | 365 | 7.9944 | 0.087144 | 8 | 0.08152
25518 | 4.95 | 1 | 365 | 5.6371 | 0.3435 | 5 | 0.98056
14328 | 8.829 | 1 | 365 | 10.0545 | 0.23268 | 10 | 0.28714
13210 | 11.22 | 1 | 365 | 12.7773 | 0.71193 | 13 | 0.48927
12806 | 5.865 | 1 | 365 | 6.6791 | 0.44033 | 7 | 0.11939
13944 | 8.75 | 1 | 365 | 9.9645 | 0.05164 | 10 | 0.01614
14496 | 9.9 | 1 | 365 | 11.2741 | 0.687 | 11 | 0.96112
16968 | 5.232 | 1 | 365 | 5.9582 | 0.98973 | 6 | 0.94794
13903 | 7.83 | 1 | 365 | 8.9168 | 0.94335 | 9 | 0.86016
17587 | 6.72 | 1 | 365 | 7.6527 | 0.39966 | 8 | 0.052396
14257 | 6.885 | 1 | 365 | 7.8406 | 0.77778 | 8 | 0.61841
15338 | 6.09 | 1 | 365 | 6.9353 | 0.95594 | 7 | 0.89123
27232 | 6.12 | 1 | 365 | 6.9695 | 0.02469 | 6 | 0.99415
13599 | 4.95 | 1 | 365 | 5.6371 | 0.3435 | 5 | 0.98056
27079 | 6.05 | 1 | 365 | 6.8897 | 0.86428 | 7 | 0.75402
9831 | 3.57 | 1 | 365 | 4.0655 | 0.18107 | 4 | 0.24659
16830 | 9.156 | 1 | 365 | 10.4269 | 0.98204 | 11 | 0.40889
9458 | 2.295 | 1 | 365 | 2.6135 | 0.25926 | 2 | 0.8728
29727 | 4.98 | 1 | 365 | 5.6712 | 0.66686 | 6 | 0.33809
12797 | 4.08 | 1 | 365 | 4.6463 | 0.34979 | 4 | 0.9961
42159 | 4.86 | 1 | 365 | 5.5346 | 0.13725 | 5 | 0.67182
12720 | 5.775 | 1 | 365 | 6.5766 | 0.23408 | 6 | 0.81065
15192 | 3.825 | 1 | 365 | 4.3559 | 0.76543 | 5 | 0.12134
15926 | 5.67 | 1 | 365 | 6.457 | 0.99346 | 7 | 0.45046
12399 | 6.12 | 1 | 365 | 6.9695 | 0.02469 | 6 | 0.99415
16639 | 9.18 | 1 | 365 | 10.4542 | 0.037035 | 10 | 0.49122
12727 | 13.25 | 1 | 365 | 15.0891 | 0.36391 | 15 | 0.45301
10405 | 9.8 | 1 | 365 | 11.1602 | 0.45784 | 11 | 0.61808
9486 | 7.521 | 1 | 365 | 8.5649 | 0.23524 | 8 | 0.80016
12393 | 11.07 | 1 | 365 | 12.6065 | 0.36819 | 12 | 0.97471
19153 | 9.81 | 1 | 365 | 11.1716 | 0.48075 | 11 | 0.65238
56198 | 7.65 | 1 | 365 | 8.7118 | 0.53086 | 9 | 0.24268
46123 | 5.775 | 1 | 365 | 6.5766 | 0.23408 | 6 | 0.81065
15260 | 2.616 | 1 | 365 | 2.9791 | 0.99487 | 3 | 0.97397
13952 | 10.455 | 1 | 365 | 11.9062 | 0.95885 | 12 | 0.865
12845 | 8.64 | 1 | 365 | 9.8392 | 0.79956 | 10 | 0.63879
13076 | 6.75 | 1 | 365 | 7.6869 | 0.46841 | 8 | 0.15531
14287 | 6.21 | 1 | 365 | 7.0719 | 0.23094 | 7 | 0.30288
11137 | 4.905 | 1 | 365 | 5.5858 | 0.24038 | 5 | 0.82619
11005 | 8.415 | 1 | 365 | 9.583 | 0.28395 | 9 | 0.86695
15902 | 7.65 | 1 | 365 | 8.7118 | 0.53086 | 9 | 0.24268
63742 | 5.32 | 1 | 365 | 6.0584 | 0.1914 | 6 | 0.24981
8954 | 6.16 | 1 | 365 | 7.015 | 0.11635 | 7 | 0.13136
12734 | 7.02 | 1 | 365 | 7.9944 | 0.087144 | 8 | 0.08152
15652 | 6.5 | 1 | 365 | 7.4022 | 0.8955 | 8 | 0.2977
15976 | 5.2 | 1 | 365 | 5.9218 | 0.9164 | 6 | 0.83816
10680 | 3.825 | 1 | 365 | 4.3559 | 0.76543 | 5 | 0.12134
12162 | 9.1 | 1 | 365 | 10.3631 | 0.85371 | 11 | 0.21679
19635 | 5.52 | 1 | 365 | 6.2862 | 0.64972 | 6 | 0.9359
12249 | 7.83 | 1 | 365 | 8.9168 | 0.94335 | 9 | 0.86016
9378 | 10.2 | 1 | 365 | 11.6158 | 0.37448 | 11 | 0.99024
77447 | 9.62 | 1 | 365 | 10.9553 | 0.045346 | 11 | 0.00060192
16477 | 5.5 | 1 | 365 | 6.2634 | 0.60389 | 6 | 0.86729
11112 | 5.1 | 1 | 365 | 5.8079 | 0.68724 | 6 | 0.49512
11315 | 7.848 | 1 | 365 | 8.9373 | 0.9846 | 9 | 0.9219
24615 | 3.27 | 1 | 365 | 3.7239 | 0.49358 | 4 | 0.21746
9439 | 6.195 | 1 | 365 | 7.0549 | 0.19656 | 7 | 0.25143
10147 | 6.63 | 1 | 365 | 7.5502 | 0.19341 | 7 | 0.74366
15671 | 5.5 | 1 | 365 | 6.2634 | 0.60389 | 6 | 0.86729
12013 | 7 | 1 | 365 | 7.9716 | 0.041312 | 8 | 0.012912
14142 | 6.885 | 1 | 365 | 7.8406 | 0.77778 | 8 | 0.61841
8720 | 3.57 | 1 | 365 | 4.0655 | 0.18107 | 4 | 0.24659
9280 | 5.75 | 1 | 365 | 6.5481 | 0.17679 | 6 | 0.72489
58956 | 5.355 | 1 | 365 | 6.0983 | 0.2716 | 6 | 0.36988
10444 | 8.58 | 1 | 365 | 9.7709 | 0.66207 | 10 | 0.43297
12850 | 2.08 | 1 | 365 | 2.3687 | 0.76656 | 3 | 0.13527
8900 | 3.3 | 1 | 365 | 3.758 | 0.56233 | 4 | 0.32037
23153 | 5.1 | 1 | 365 | 5.8079 | 0.68724 | 6 | 0.49512
11443 | 11.5 | 1 | 365 | 13.0962 | 0.35358 | 13 | 0.44978
16472 | 6.63 | 1 | 365 | 7.5502 | 0.19341 | 7 | 0.74366
12500 | 6.12 | 1 | 365 | 6.9695 | 0.02469 | 6 | 0.99415
13019 | 8.8 | 1 | 365 | 10.0214 | 0.16622 | 10 | 0.18766
15027 | 4.59 | 1 | 365 | 5.2271 | 0.51852 | 5 | 0.74561
8782 | 7.245 | 1 | 365 | 8.2506 | 0.60276 | 8 | 0.85336
20816 | 6.72 | 1 | 365 | 7.6527 | 0.39966 | 8 | 0.052396
17673 | 6.6 | 1 | 365 | 7.5161 | 0.12467 | 7 | 0.64075
9955 | 9.9 | 1 | 365 | 11.2741 | 0.687 | 11 | 0.96112
16857 | 7.14 | 1 | 365 | 8.131 | 0.36214 | 8 | 0.49317
9076 | 6.63 | 1 | 365 | 7.5502 | 0.19341 | 7 | 0.74366
22459 | 7.59 | 1 | 365 | 8.6435 | 0.39337 | 9 | 0.036857
9454 | 6.12 | 1 | 365 | 6.9695 | 0.02469 | 6 | 0.99415
10107 | 8.8 | 1 | 365 | 10.0214 | 0.16622 | 10 | 0.18766
14578 | 9.69 | 1 | 365 | 11.035 | 0.20576 | 11 | 0.24073
57157 | 10.45 | 1 | 365 | 11.9005 | 0.94739 | 12 | 0.84785
8914 | 8.415 | 1 | 365 | 9.583 | 0.28395 | 9 | 0.86695
29742 | 4.578 | 1 | 365 | 5.2134 | 0.49102 | 5 | 0.70444
12866 | 9.156 | 1 | 365 | 10.4269 | 0.98204 | 11 | 0.40889
12014 | 5.2 | 1 | 365 | 5.9218 | 0.9164 | 6 | 0.83816
8719 | 6.12 | 1 | 365 | 6.9695 | 0.02469 | 6 | 0.99415
10845 | 2.295 | 1 | 365 | 2.6135 | 0.25926 | 2 | 0.8728
16483 | 14.3 | 1 | 365 | 16.2848 | 0.77011 | 17 | 0.054949
11421 | 13.005 | 1 | 365 | 14.8101 | 0.80247 | 15 | 0.61256
53044 | 9.156 | 1 | 365 | 10.4269 | 0.98204 | 11 | 0.40889
8725 | 7.905 | 1 | 365 | 9.0022 | 0.11522 | 9 | 0.11744
13976 | 11.445 | 1 | 365 | 13.0336 | 0.22755 | 13 | 0.26111
42987 | 6.27 | 1 | 365 | 7.1403 | 0.36843 | 7 | 0.50871
77448 | 6.76 | 1 | 365 | 7.6983 | 0.49132 | 8 | 0.18961
16441 | 7.75 | 1 | 365 | 8.8257 | 0.76002 | 9 | 0.58572
17522 | 4.75 | 1 | 365 | 5.4093 | 0.88518 | 6 | 0.29448
10743 | 3.315 | 1 | 365 | 3.7751 | 0.59671 | 4 | 0.37183
29466 | 9.52 | 1 | 365 | 10.8414 | 0.81618 | 11 | 0.65756
14673 | 3.924 | 1 | 365 | 4.4687 | 0.9923 | 5 | 0.46095
8918 | 8.25 | 1 | 365 | 9.3951 | 0.90583 | 10 | 0.30093
20430 | 5.175 | 1 | 365 | 5.8933 | 0.85911 | 6 | 0.7524
12229 | 8.16 | 1 | 365 | 9.2926 | 0.69959 | 9 | 0.99219
18940 | 5.47 | 1 | 365 | 6.2292 | 0.53514 | 6 | 0.76438
14490 | 5.215 | 1 | 365 | 5.9388 | 0.95078 | 6 | 0.88962
24725 | 6.12 | 1 | 365 | 6.9695 | 0.02469 | 6 | 0.99415
9944 | 7.905 | 1 | 365 | 9.0022 | 0.11522 | 9 | 0.11744
22146 | 5.98 | 1 | 365 | 6.81 | 0.70386 | 7 | 0.51389
14038 | 6.885 | 1 | 365 | 7.8406 | 0.77778 | 8 | 0.61841
24329 | 6.725 | 1 | 365 | 7.6584 | 0.41112 | 8 | 0.069548
20252 | 8.25 | 1 | 365 | 9.3951 | 0.90583 | 10 | 0.30093
26182 | 3.725 | 1 | 365 | 4.242 | 0.53627 | 4 | 0.7783
15055 | 11.96 | 1 | 365 | 13.62 | 0.40773 | 14 | 0.027775
15947 | 6.375 | 1 | 365 | 7.2599 | 0.60905 | 7 | 0.8689
29044 | 9.215 | 1 | 365 | 10.494 | 0.11724 | 10 | 0.61128
36722 | 5.215 | 1 | 365 | 5.9388 | 0.95078 | 6 | 0.88962
14619 | 5.395 | 1 | 365 | 6.1438 | 0.36327 | 6 | 0.50709
21293 | 3.6 | 1 | 365 | 4.0997 | 0.24982 | 4 | 0.3495
53936 | 5.25 | 1 | 365 | 5.9787 | 0.030984 | 6 | 0.009684
18880 | 11.04 | 1 | 365 | 12.5724 | 0.29944 | 12 | 0.87179
15195 | 5.94 | 1 | 365 | 6.7645 | 0.6122 | 7 | 0.37667
21400 | 6.9 | 1 | 365 | 7.8577 | 0.81215 | 8 | 0.66987
12569 | 4.335 | 1 | 365 | 4.9367 | 0.93416 | 5 | 0.87085
18892 | 7.59 | 1 | 365 | 8.6435 | 0.39337 | 9 | 0.036857
24724 | 5.72 | 1 | 365 | 6.5139 | 0.10804 | 6 | 0.62198
15312 | 7.14 | 1 | 365 | 8.131 | 0.36214 | 8 | 0.49317
17903 | 6.5 | 1 | 365 | 7.4022 | 0.8955 | 8 | 0.2977
13686 | 5.04 | 1 | 365 | 5.7396 | 0.54974 | 6 | 0.2893
12025 | 4.95 | 1 | 365 | 5.6371 | 0.3435 | 5 | 0.98056
12496 | 8.37 | 1 | 365 | 9.5318 | 0.18083 | 9 | 0.71258
58465 | 4.95 | 1 | 365 | 5.6371 | 0.3435 | 5 | 0.98056
16984 | 6.12 | 1 | 365 | 6.9695 | 0.02469 | 6 | 0.99415
19052 | 8.1 | 1 | 365 | 9.2243 | 0.56209 | 9 | 0.78637
26658 | 3.52 | 1 | 365 | 4.0086 | 0.066488 | 4 | 0.075064
52194 | 6.12 | 1 | 365 | 6.9695 | 0.02469 | 6 | 0.99415
10618 | 3.06 | 1 | 365 | 3.4847 | 0.012345 | 3 | 0.49707
8753 | 9 | 1 | 365 | 10.2492 | 0.62454 | 10 | 0.87374
9053 | 6 | 1 | 365 | 6.8328 | 0.7497 | 7 | 0.5825
23770 | 4.675 | 1 | 365 | 5.3239 | 0.7133 | 6 | 0.037195
32350 | 14.85 | 1 | 365 | 16.9112 | 0.030498 | 16 | 0.94168
8724 | 7.14 | 1 | 365 | 8.131 | 0.36214 | 8 | 0.49317
13640 | 4.845 | 1 | 365 | 5.5175 | 0.10288 | 5 | 0.62037
53099 | 8.04 | 1 | 365 | 9.156 | 0.42459 | 9 | 0.58054
13888 | 5.1 | 1 | 365 | 5.8079 | 0.68724 | 6 | 0.49512
15574 | 5.4 | 1 | 365 | 6.1495 | 0.37473 | 6 | 0.52425
12281 | 8.37 | 1 | 365 | 9.5318 | 0.18083 | 9 | 0.71258
24321 | 5.4 | 1 | 365 | 6.1495 | 0.37473 | 6 | 0.52425
13353 | 13.44 | 1 | 365 | 15.3055 | 0.79932 | 16 | 0.10479
17899 | 12.15 | 1 | 365 | 13.8364 | 0.84313 | 14 | 0.67955
13656 | 6.03 | 1 | 365 | 6.867 | 0.81844 | 7 | 0.68541
16795 | 4.5 | 1 | 365 | 5.1246 | 0.31227 | 5 | 0.43687
9483 | 7.14 | 1 | 365 | 8.131 | 0.36214 | 8 | 0.49317
23117 | 2.55 | 1 | 365 | 2.9039 | 0.84362 | 3 | 0.74756
9498 | 9.945 | 1 | 365 | 11.3254 | 0.79012 | 12 | 0.11549
12550 | 4.845 | 1 | 365 | 5.5175 | 0.10288 | 5 | 0.62037
15942 | 7.65 | 1 | 365 | 8.7118 | 0.53086 | 9 | 0.24268
17450 | 14.145 | 1 | 365 | 16.1083 | 0.41491 | 16 | 0.52323
62161 | 6.885 | 1 | 365 | 7.8406 | 0.77778 | 8 | 0.61841
11026 | 5 | 1 | 365 | 5.694 | 0.45808 | 6 | 0.15208
17921 | 7.905 | 1 | 365 | 9.0022 | 0.11522 | 9 | 0.11744
12568 | 8.415 | 1 | 365 | 9.583 | 0.28395 | 9 | 0.86695
16835 | 3.57 | 1 | 365 | 4.0655 | 0.18107 | 4 | 0.24659
19502 | 8.75 | 1 | 365 | 9.9645 | 0.05164 | 10 | 0.01614
12391 | 6.375 | 1 | 365 | 7.2599 | 0.60905 | 7 | 0.8689
12929 | 7.705 | 1 | 365 | 8.7745 | 0.6569 | 9 | 0.43136
8857 | 9.81 | 1 | 365 | 11.1716 | 0.48075 | 11 | 0.65238
17315 | 5.25 | 1 | 365 | 5.9787 | 0.030984 | 6 | 0.009684
37426 | 14.85 | 1 | 365 | 16.9112 | 0.030498 | 16 | 0.94168
24545 | 5 | 1 | 365 | 5.694 | 0.45808 | 6 | 0.15208
14818 | 8.4 | 1 | 365 | 9.5659 | 0.24957 | 9 | 0.81549
11558 | 6.48 | 1 | 365 | 7.3794 | 0.84967 | 8 | 0.2291
9470 | 11.985 | 1 | 365 | 13.6485 | 0.46502 | 14 | 0.11354
77449 | 6.25 | 1 | 365 | 7.1175 | 0.3226 | 7 | 0.4401
15770 | 5.225 | 1 | 365 | 5.9502 | 0.97369 | 6 | 0.92392
9433 | 7.29 | 1 | 365 | 8.3019 | 0.70588 | 9 | 0.0077326
8716 | 2.75 | 1 | 365 | 3.1317 | 0.30194 | 3 | 0.43364
12559 | 3.06 | 1 | 365 | 3.4847 | 0.012345 | 3 | 0.49707
8906 | 12.24 | 1 | 365 | 13.9389 | 0.04938 | 13 | 0.98829
8907 | 4.845 | 1 | 365 | 5.5175 | 0.10288 | 5 | 0.62037
15649 | 12.25 | 1 | 365 | 13.9503 | 0.072296 | 14 | 0.022596
11955 | 7.65 | 1 | 365 | 8.7118 | 0.53086 | 9 | 0.24268
8908 | 8.1 | 1 | 365 | 9.2243 | 0.56209 | 9 | 0.78637
14743 | 4.8 | 1 | 365 | 5.4662 | 0.99976 | 6 | 0.466
8723 | 3.57 | 1 | 365 | 4.0655 | 0.18107 | 4 | 0.24659
13509 | 6.12 | 1 | 365 | 6.9695 | 0.02469 | 6 | 0.99415
23167 | 9.72 | 1 | 365 | 11.0691 | 0.27451 | 11 | 0.34364
14132 | 4.42 | 1 | 365 | 5.0335 | 0.12894 | 5 | 0.16244
8729 | 5.865 | 1 | 365 | 6.6791 | 0.44033 | 7 | 0.11939
14281 | 4.335 | 1 | 365 | 4.9367 | 0.93416 | 5 | 0.87085
15306 | 11.22 | 1 | 365 | 12.7773 | 0.71193 | 13 | 0.48927
15639 | 9.75 | 1 | 365 | 11.1033 | 0.34326 | 11 | 0.44656
9900 | 5.61 | 1 | 365 | 6.3887 | 0.85597 | 7 | 0.24463
14295 | 11.475 | 1 | 365 | 13.0677 | 0.29629 | 13 | 0.36402
11587 | 8.67 | 1 | 365 | 9.8734 | 0.86831 | 10 | 0.74171
14292 | 7.15 | 1 | 365 | 8.1424 | 0.38505 | 8 | 0.52747
17653 | 9.075 | 1 | 365 | 10.3346 | 0.79642 | 11 | 0.13103
14984 | 8.47 | 1 | 365 | 9.6456 | 0.40999 | 10 | 0.055624
8822 | 4.83 | 1 | 365 | 5.5004 | 0.068505 | 5 | 0.56891
8866 | 4.83 | 1 | 365 | 5.5004 | 0.068505 | 5 | 0.56891
16456 | 6.21 | 1 | 365 | 7.0719 | 0.23094 | 7 | 0.30288
15058 | 3.825 | 1 | 365 | 4.3559 | 0.76543 | 5 | 0.12134
14797 | 3.5 | 1 | 365 | 3.9858 | 0.020656 | 4 | 0.006456
19023 | 6.05 | 1 | 365 | 6.8897 | 0.86428 | 7 | 0.75402
8728 | 3.57 | 1 | 365 | 4.0655 | 0.18107 | 4 | 0.24659
18561 | 11.44 | 1 | 365 | 13.0279 | 0.21609 | 13 | 0.24396
10096 | 6.72 | 1 | 365 | 7.6527 | 0.39966 | 8 | 0.052396
14675 | 8.4 | 1 | 365 | 9.5659 | 0.24957 | 9 | 0.81549
8804 | 5.61 | 1 | 365 | 6.3887 | 0.85597 | 7 | 0.24463
9049 | 8.67 | 1 | 365 | 9.8734 | 0.86831 | 10 | 0.74171
10772 | 3.315 | 1 | 365 | 3.7751 | 0.59671 | 4 | 0.37183
15783 | 8.67 | 1 | 365 | 9.8734 | 0.86831 | 10 | 0.74171
9067 | 8.12 | 1 | 365 | 9.2471 | 0.60792 | 9 | 0.85498
21987 | 6.867 | 1 | 365 | 7.8201 | 0.73653 | 8 | 0.55667
10582 | 12.06 | 1 | 365 | 13.7339 | 0.63689 | 14 | 0.37082
15637 | 7.65 | 1 | 365 | 8.7118 | 0.53086 | 9 | 0.24268
8820 | 5.175 | 1 | 365 | 5.8933 | 0.85911 | 6 | 0.7524
15188 | 2.75 | 1 | 365 | 3.1317 | 0.30194 | 3 | 0.43364
13900 | 6 | 1 | 365 | 6.8328 | 0.7497 | 7 | 0.5825
8869 | 7.32 | 1 | 365 | 8.336 | 0.77463 | 9 | 0.11065
9270 | 3.57 | 1 | 365 | 4.0655 | 0.18107 | 4 | 0.24659
8863 | 6.867 | 1 | 365 | 7.8201 | 0.73653 | 8 | 0.55667
10191 | 6.48 | 1 | 365 | 7.3794 | 0.84967 | 8 | 0.2291
11007 | 4.845 | 1 | 365 | 5.5175 | 0.10288 | 5 | 0.62037
11334 | 5.94 | 1 | 365 | 6.7645 | 0.6122 | 7 | 0.37667
8800 | 8.415 | 1 | 365 | 9.583 | 0.28395 | 9 | 0.86695
8734 | 3.06 | 1 | 365 | 3.4847 | 0.012345 | 3 | 0.49707
22520 | 8.1 | 1 | 365 | 9.2243 | 0.56209 | 9 | 0.78637
11865 | 5.175 | 1 | 365 | 5.8933 | 0.85911 | 6 | 0.7524
9079 | 5.865 | 1 | 365 | 6.6791 | 0.44033 | 7 | 0.11939
25217 | 5.232 | 1 | 365 | 5.9582 | 0.98973 | 6 | 0.94794
11632 | 9.81 | 1 | 365 | 11.1716 | 0.48075 | 11 | 0.65238
16646 | 6.05 | 1 | 365 | 6.8897 | 0.86428 | 7 | 0.75402
9490 | 6.12 | 1 | 365 | 6.9695 | 0.02469 | 6 | 0.99415
9919 | 9.435 | 1 | 365 | 10.7446 | 0.6214 | 11 | 0.36597
13812 | 6 | 1 | 365 | 6.8328 | 0.7497 | 7 | 0.5825
19061 | 6.375 | 1 | 365 | 7.2599 | 0.60905 | 7 | 0.8689
13624 | 8.58 | 1 | 365 | 9.7709 | 0.66207 | 10 | 0.43297
9501 | 6.12 | 1 | 365 | 6.9695 | 0.02469 | 6 | 0.99415
8792 | 13.8 | 1 | 365 | 15.7154 | 0.6243 | 16 | 0.33974
11763 | 3.025 | 1 | 365 | 3.4449 | 0.93214 | 4 | 0.37701
17975 | 4.5 | 1 | 365 | 5.1246 | 0.31227 | 5 | 0.43687
50883 | 9.72 | 1 | 365 | 11.0691 | 0.27451 | 11 | 0.34364
9776 | 8.415 | 1 | 365 | 9.583 | 0.28395 | 9 | 0.86695
12479 | 7.65 | 1 | 365 | 8.7118 | 0.53086 | 9 | 0.24268
16352 | 7.155 | 1 | 365 | 8.1481 | 0.39651 | 8 | 0.54463
9671 | 8.925 | 1 | 365 | 10.1638 | 0.45267 | 10 | 0.61646
9540 | 7.56 | 1 | 365 | 8.6093 | 0.32462 | 8 | 0.93394
9545 | 6.72 | 1 | 365 | 7.6527 | 0.39966 | 8 | 0.052396
9509 | 5.1 | 1 | 365 | 5.8079 | 0.68724 | 6 | 0.49512
12236 | 5.4 | 1 | 365 | 6.1495 | 0.37473 | 6 | 0.52425
12571 | 6.63 | 1 | 365 | 7.5502 | 0.19341 | 7 | 0.74366
14054 | 9.435 | 1 | 365 | 10.7446 | 0.6214 | 11 | 0.36597
21304 | 7 | 1 | 365 | 7.9716 | 0.041312 | 8 | 0.012912
12378 | 8.67 | 1 | 365 | 9.8734 | 0.86831 | 10 | 0.74171
12366 | 4.845 | 1 | 365 | 5.5175 | 0.10288 | 5 | 0.62037
14582 | 5.61 | 1 | 365 | 6.3887 | 0.85597 | 7 | 0.24463
23312 | 5.47 | 1 | 365 | 6.2292 | 0.53514 | 6 | 0.76438
12563 | 7.14 | 1 | 365 | 8.131 | 0.36214 | 8 | 0.49317
15897 | 4.335 | 1 | 365 | 4.9367 | 0.93416 | 5 | 0.87085
23875 | 4.98 | 1 | 365 | 5.6712 | 0.41225 | 6 | 0.083472
9531 | 15 | 1 | 365 | 17.082 | 0.37424 | 17 | 0.45624
21237 | 5.215 | 1 | 365 | 5.9388 | 0.95078 | 6 | 0.88962
21245 | 4.725 | 1 | 365 | 5.3808 | 0.82789 | 6 | 0.20872
21611 | 8.47 | 1 | 365 | 9.6456 | 0.40999 | 10 | 0.055624
22739 | 7.96 | 1 | 365 | 9.0648 | 0.24126 | 9 | 0.30611
23315 | 3.47 | 1 | 365 | 3.9516 | 0.95191 | 4 | 0.90354
46647 | 5.61 | 1 | 365 | 6.3887 | 0.85597 | 7 | 0.24463
31319 | 12.426 | 1 | 365 | 14.1507 | 0.47562 | 14 | 0.62635
22707 | 5.725 | 1 | 365 | 6.5196 | 0.1195 | 6 | 0.63913
16819 | 9.18 | 1 | 365 | 10.4542 | 0.037035 | 10 | 0.49122
23013 | 6.725 | 1 | 365 | 7.6584 | 0.41112 | 8 | 0.069548
20093 | 5.47 | 1 | 365 | 6.2292 | 0.53514 | 6 | 0.76438
13860 | 5.1 | 1 | 365 | 5.8079 | 0.68724 | 6 | 0.49512
15101 | 8.47 | 1 | 365 | 9.6456 | 0.40999 | 10 | 0.055624
20539 | 6.725 | 1 | 365 | 7.6584 | 0.41112 | 8 | 0.069548
20088 | 8.705 | 1 | 365 | 9.9133 | 0.94852 | 10 | 0.86177
47242 | 7.395 | 1 | 365 | 8.4214 | 0.9465 | 9 | 0.36793
16068 | 6.725 | 1 | 365 | 7.6584 | 0.41112 | 8 | 0.069548
26253 | 6.47 | 1 | 365 | 7.368 | 0.82676 | 8 | 0.19479
15063 | 9.705 | 1 | 365 | 11.0521 | 0.24013 | 11 | 0.29219
26898 | 4.59 | 1 | 365 | 5.2271 | 0.51852 | 5 | 0.74561
23308 | 6.725 | 1 | 365 | 7.6584 | 0.41112 | 8 | 0.069548
9481 | 8.16 | 1 | 365 | 9.2926 | 0.69959 | 9 | 0.99219
17302 | 7.75 | 1 | 365 | 8.8257 | 0.76002 | 9 | 0.58572
11471 | 5.5 | 1 | 365 | 6.2634 | 0.60389 | 6 | 0.86729
20685 | 4.95 | 1 | 365 | 5.6371 | 0.3435 | 5 | 0.98056
11910 | 8.32 | 1 | 365 | 9.4748 | 0.066245 | 9 | 0.54106
9525 | 4.845 | 1 | 365 | 5.5175 | 0.10288 | 5 | 0.62037
13209 | 7.7 | 1 | 365 | 8.7688 | 0.64544 | 9 | 0.4142
60197 | 7.28 | 1 | 365 | 8.2905 | 0.68296 | 8 | 0.97343
9506 | 4.59 | 1 | 365 | 5.2271 | 0.51852 | 5 | 0.74561
15900 | 5.1 | 1 | 365 | 5.8079 | 0.68724 | 6 | 0.49512
11627 | 8.625 | 1 | 365 | 9.8222 | 0.76519 | 10 | 0.58734
15648 | 8.75 | 1 | 365 | 9.9645 | 0.05164 | 10 | 0.01614
10140 | 6.12 | 1 | 365 | 6.9695 | 0.02469 | 6 | 0.99415
16201 | 7.975 | 1 | 365 | 9.0819 | 0.27564 | 9 | 0.35757
11483 | 13.44 | 1 | 365 | 15.3055 | 0.79932 | 16 | 0.10479
14554 | 7.56 | 1 | 365 | 8.6093 | 0.32462 | 8 | 0.93394
9482 | 6.6 | 1 | 365 | 7.5161 | 0.12467 | 7 | 0.64075
19622 | 8.625 | 1 | 365 | 9.8222 | 0.76519 | 10 | 0.58734
49985 | 10.14 | 1 | 365 | 11.5474 | 0.23699 | 11 | 0.78442
19404 | 6 | 1 | 365 | 6.8328 | 0.7497 | 7 | 0.5825
14568 | 9.435 | 1 | 365 | 10.7446 | 0.6214 | 11 | 0.36597
26385 | 4.125 | 1 | 365 | 4.6975 | 0.45292 | 5 | 0.15047
16843 | 6.375 | 1 | 365 | 7.2599 | 0.60905 | 7 | 0.8689
18215 | 6.16 | 1 | 365 | 7.015 | 0.11635 | 7 | 0.13136
19700 | 7.848 | 1 | 365 | 8.9373 | 0.9846 | 9 | 0.9219
9538 | 8.829 | 1 | 365 | 10.0545 | 0.23268 | 10 | 0.28714
14415 | 8.47 | 1 | 365 | 9.6456 | 0.40999 | 10 | 0.055624
14062 | 7.65 | 1 | 365 | 8.7118 | 0.53086 | 9 | 0.24268
77850 | 7.14 | 1 | 365 | 8.131 | 0.36214 | 8 | 0.49317
12721 | 5.5 | 1 | 365 | 6.2634 | 0.60389 | 6 | 0.86729
16560 | 2.7 | 1 | 365 | 3.0748 | 0.18736 | 3 | 0.26212
14279 | 14.535 | 1 | 365 | 16.5525 | 0.30864 | 16 | 0.8611
18204 | 10.8 | 1 | 365 | 12.299 | 0.74945 | 13 | 0.048493
9888 | 5.1 | 1 | 365 | 5.8079 | 0.68724 | 6 | 0.49512
9913 | 5.1 | 1 | 365 | 5.8079 | 0.68724 | 6 | 0.49512
20728 | 13.77 | 1 | 365 | 15.6813 | 0.55555 | 16 | 0.23683
24225 | 8.175 | 1 | 365 | 9.3097 | 0.73396 | 10 | 0.043651
16479 | 12.75 | 1 | 365 | 14.5197 | 0.2181 | 14 | 0.7378
11962 | 9.435 | 1 | 365 | 10.7446 | 0.6214 | 11 | 0.36597
18526 | 8.4 | 1 | 365 | 9.5659 | 0.24957 | 9 | 0.81549
11512 | 7.7 | 1 | 365 | 8.7688 | 0.64544 | 9 | 0.4142
12332 | 8.525 | 1 | 365 | 9.7083 | 0.53603 | 10 | 0.2443
10607 | 7.425 | 1 | 365 | 8.4556 | 0.015249 | 8 | 0.47084
11270 | 6.885 | 1 | 365 | 7.8406 | 0.77778 | 8 | 0.61841
24616 | 5.232 | 1 | 365 | 5.9582 | 0.98973 | 6 | 0.94794
13454 | 8.96 | 1 | 365 | 10.2036 | 0.53288 | 10 | 0.73653
16633 | 9.81 | 1 | 365 | 11.1716 | 0.48075 | 11 | 0.65238
24326 | 7.14 | 1 | 365 | 8.131 | 0.36214 | 8 | 0.49317
11379 | 3.06 | 1 | 365 | 3.4847 | 0.012345 | 3 | 0.49707
16524 | 6.12 | 1 | 365 | 6.9695 | 0.02469 | 6 | 0.99415
21576 | 3.135 | 1 | 365 | 3.5701 | 0.18422 | 3 | 0.75435
20999 | 7.14 | 1 | 365 | 8.131 | 0.36214 | 8 | 0.49317
10137 | 5.61 | 1 | 365 | 6.3887 | 0.85597 | 7 | 0.24463
19399 | 12.22 | 1 | 365 | 13.9161 | 0.0035475 | 13 | 0.91968
10760 | 9.9 | 1 | 365 | 11.2741 | 0.687 | 11 | 0.96112
9484 | 7.7 | 1 | 365 | 8.7688 | 0.64544 | 9 | 0.4142
13614 | 6.84 | 1 | 365 | 7.7894 | 0.67465 | 8 | 0.46405
23034 | 4.59 | 1 | 365 | 5.2271 | 0.51852 | 5 | 0.74561
24731 | 4.25 | 1 | 365 | 4.8399 | 0.73937 | 5 | 0.57927
9430 | 9.81 | 1 | 365 | 11.1716 | 0.48075 | 11 | 0.65238
9549 | 9.8 | 1 | 365 | 11.1602 | 0.45784 | 11 | 0.61808
11631 | 8.1 | 1 | 365 | 9.2243 | 0.56209 | 9 | 0.78637
12325 | 8.64 | 1 | 365 | 9.8392 | 0.79956 | 10 | 0.63879
20182 | 4.335 | 1 | 365 | 4.9367 | 0.93416 | 5 | 0.87085
13015 | 5.61 | 1 | 365 | 6.3887 | 0.85597 | 7 | 0.24463
9534 | 5.04 | 1 | 365 | 5.7396 | 0.54974 | 6 | 0.2893
15002 | 2.7 | 1 | 365 | 3.0748 | 0.18736 | 3 | 0.26212
14055 | 6.12 | 1 | 365 | 6.9695 | 0.02469 | 6 | 0.99415
77790 | 3.315 | 1 | 365 | 3.7751 | 0.59671 | 4 | 0.37183
16635 | 8.4 | 1 | 365 | 9.5659 | 0.24957 | 9 | 0.81549
9436 | 8.25 | 1 | 365 | 9.3951 | 0.90583 | 10 | 0.30093
9821 | 10.965 | 1 | 365 | 12.4869 | 0.12757 | 12 | 0.61451
18510 | 11.985 | 1 | 365 | 13.6485 | 0.46502 | 14 | 0.11354
14061 | 5.1 | 1 | 365 | 5.8079 | 0.68724 | 6 | 0.49512
10699 | 9.69 | 1 | 365 | 11.035 | 0.20576 | 11 | 0.24073
9867 | 3.315 | 1 | 365 | 3.7751 | 0.59671 | 4 | 0.37183
20444 | 5.865 | 1 | 365 | 6.6791 | 0.44033 | 7 | 0.11939
14059 | 7.395 | 1 | 365 | 8.4214 | 0.9465 | 9 | 0.36793
14347 | 2.7 | 1 | 365 | 3.0748 | 0.18736 | 3 | 0.26212
20064 | 8.91 | 1 | 365 | 10.1467 | 0.4183 | 10 | 0.56501
14053 | 4.59 | 1 | 365 | 5.2271 | 0.51852 | 5 | 0.74561
16621 | 4.4 | 1 | 365 | 5.0107 | 0.08311 | 5 | 0.09383
13459 | 8.4 | 1 | 365 | 9.5659 | 0.24957 | 9 | 0.81549
23021 | 5.215 | 1 | 365 | 5.9388 | 0.95078 | 6 | 0.88962
12361 | 7.14 | 1 | 365 | 8.131 | 0.36214 | 8 | 0.49317
18914 | 6.12 | 1 | 365 | 6.9695 | 0.02469 | 6 | 0.99415
10141 | 6.63 | 1 | 365 | 7.5502 | 0.19341 | 7 | 0.74366
51837 | 10.2 | 1 | 365 | 11.6158 | 0.37448 | 11 | 0.99024
11008 | 5.355 | 1 | 365 | 6.0983 | 0.2716 | 6 | 0.36988
10134 | 12.75 | 1 | 365 | 14.5197 | 0.2181 | 14 | 0.7378
23525 | 8.925 | 1 | 365 | 10.1638 | 0.45267 | 10 | 0.61646
15056 | 9.18 | 1 | 365 | 10.4542 | 0.037035 | 10 | 0.49122
9816 | 9.435 | 1 | 365 | 10.7446 | 0.6214 | 11 | 0.36597
13350 | 7.035 | 1 | 365 | 8.0115 | 0.12152 | 8 | 0.13298
11759 | 8.91 | 1 | 365 | 10.1467 | 0.4183 | 10 | 0.56501
51871 | 4.5 | 1 | 365 | 5.1246 | 0.31227 | 5 | 0.43687
9477 | 5.1 | 1 | 365 | 5.8079 | 0.68724 | 6 | 0.49512
10840 | 5.1 | 1 | 365 | 5.8079 | 0.68724 | 6 | 0.49512
11378 | 8.745 | 1 | 365 | 9.9588 | 0.040182 | 9 | 0.99899
10122 | 7.905 | 1 | 365 | 9.0022 | 0.11522 | 9 | 0.11744
11200 | 5.886 | 1 | 365 | 6.703 | 0.48845 | 7 | 0.19143
50790 | 10.71 | 1 | 365 | 12.1965 | 0.18717 | 12 | 0.38371
10124 | 6.63 | 1 | 365 | 7.5502 | 0.19341 | 7 | 0.74366
10774 | 4.335 | 1 | 365 | 4.9367 | 0.93416 | 5 | 0.87085
21409 | 11.73 | 1 | 365 | 13.3581 | 0.88066 | 14 | 0.23878
15904 | 4.335 | 1 | 365 | 4.9367 | 0.93416 | 5 | 0.87085
16098 | 4.47 | 1 | 365 | 5.0904 | 0.24352 | 5 | 0.33396
19103 | 5.61 | 1 | 365 | 6.3887 | 0.85597 | 7 | 0.24463
9543 | 5.865 | 1 | 365 | 6.6791 | 0.44033 | 7 | 0.11939
13653 | 7.395 | 1 | 365 | 8.4214 | 0.9465 | 9 | 0.36793
13684 | 6.9 | 1 | 365 | 7.8577 | 0.81215 | 8 | 0.66987
15932 | 5.355 | 1 | 365 | 6.0983 | 0.2716 | 6 | 0.36988
33004 | 9.5 | 1 | 365 | 10.8186 | 0.77035 | 11 | 0.58895
14100 | 6.89 | 1 | 365 | 7.8463 | 0.78923 | 8 | 0.63557
13373 | 4.02 | 1 | 365 | 4.578 | 0.2123 | 4 | 0.79027
14999 | 14.31 | 1 | 365 | 16.2962 | 0.79302 | 17 | 0.089253
12749 | 8.415 | 1 | 365 | 9.583 | 0.28395 | 9 | 0.86695
22769 | 8.175 | 1 | 365 | 9.3097 | 0.73396 | 10 | 0.043651
13857 | 10.35 | 1 | 365 | 11.7866 | 0.71823 | 12 | 0.50481
21687 | 5.75 | 1 | 365 | 6.5481 | 0.17679 | 6 | 0.72489
11485 | 8.829 | 1 | 365 | 10.0545 | 0.23268 | 10 | 0.28714
9909 | 8.415 | 1 | 365 | 9.583 | 0.28395 | 9 | 0.86695
9480 | 4.125 | 1 | 365 | 4.6975 | 0.45292 | 5 | 0.15047
12595 | 5.886 | 1 | 365 | 6.703 | 0.48845 | 7 | 0.19143
11454 | 7.705 | 1 | 365 | 8.7745 | 0.6569 | 9 | 0.43136
15641 | 2.55 | 1 | 365 | 2.9039 | 0.84362 | 3 | 0.74756
11203 | 5.52 | 1 | 365 | 6.2862 | 0.64972 | 6 | 0.9359
11586 | 9.3 | 1 | 365 | 10.5908 | 0.31203 | 10 | 0.90287
13790 | 7.14 | 1 | 365 | 8.131 | 0.36214 | 8 | 0.49317
42570 | 12.96 | 1 | 365 | 14.7588 | 0.69934 | 15 | 0.45819
13072 | 9.625 | 1 | 365 | 10.961 | 0.056804 | 11 | 0.017754
13544 | 10.71 | 1 | 365 | 12.1965 | 0.54321 | 12 | 0.73976
10196 | 2.91 | 1 | 365 | 3.3139 | 0.6686 | 3 | 0.98251
12290 | 8.415 | 1 | 365 | 9.583 | 0.28395 | 9 | 0.86695
9672 | 7.14 | 1 | 365 | 8.131 | 0.36214 | 8 | 0.49317
32290 | 5.175 | 1 | 365 | 5.8933 | 0.85911 | 6 | 0.7524
9521 | 7.65 | 1 | 365 | 8.7118 | 0.53086 | 9 | 0.24268
15651 | 7 | 1 | 365 | 7.9716 | 0.041312 | 8 | 0.012912
9654 | 10.965 | 1 | 365 | 12.4869 | 0.12757 | 12 | 0.61451
9779 | 5.1 | 1 | 365 | 5.8079 | 0.68724 | 6 | 0.49512
13287 | 4.578 | 1 | 365 | 5.2134 | 0.49102 | 5 | 0.70444
11346 | 7.5 | 1 | 365 | 8.541 | 0.18712 | 8 | 0.72812
15921 | 6.44 | 1 | 365 | 7.3339 | 0.75801 | 8 | 0.091879
13607 | 4.335 | 1 | 365 | 4.9367 | 0.93416 | 5 | 0.87085
12573 | 4.845 | 1 | 365 | 5.5175 | 0.10288 | 5 | 0.62037
14242 | 3.825 | 1 | 365 | 4.3559 | 0.76543 | 5 | 0.12134
11797 | 5.61 | 1 | 365 | 6.3887 | 0.85597 | 7 | 0.24463
16055 | 3.92 | 1 | 365 | 4.4641 | 0.98313 | 5 | 0.44723
16588 | 8.37 | 1 | 365 | 9.5318 | 0.18083 | 9 | 0.71258
16833 | 4.845 | 1 | 365 | 5.5175 | 0.10288 | 5 | 0.62037
19405 | 7.395 | 1 | 365 | 8.4214 | 0.9465 | 9 | 0.36793
11733 | 9.45 | 1 | 365 | 10.7617 | 0.65577 | 11 | 0.41743
9847 | 2.04 | 1 | 365 | 2.3232 | 0.6749 | 2 | 0.99805
13608 | 4.59 | 1 | 365 | 5.2271 | 0.51852 | 5 | 0.74561
9803 | 4.59 | 1 | 365 | 5.2271 | 0.51852 | 5 | 0.74561
16481 | 3.5 | 1 | 365 | 3.9858 | 0.020656 | 4 | 0.006456
14758 | 6.885 | 1 | 365 | 7.8406 | 0.77778 | 8 | 0.61841
17760 | 5.61 | 1 | 365 | 6.3887 | 0.85597 | 7 | 0.24463
16356 | 11.88 | 1 | 365 | 13.5289 | 0.2244 | 13 | 0.75334
11385 | 3.57 | 1 | 365 | 4.0655 | 0.18107 | 4 | 0.24659
19171 | 5.67 | 1 | 365 | 6.457 | 0.99346 | 7 | 0.45046
15036 | 6.47 | 1 | 365 | 7.368 | 0.82676 | 8 | 0.19479
9437 | 9.995 | 1 | 365 | 11.3823 | 0.9047 | 12 | 0.28701
33002 | 9.075 | 1 | 365 | 10.3346 | 0.79642 | 11 | 0.13103
19707 | 6.05 | 1 | 365 | 6.8897 | 0.86428 | 7 | 0.75402
13541 | 5.4 | 1 | 365 | 6.1495 | 0.37473 | 6 | 0.52425
9646 | 3.825 | 1 | 365 | 4.3559 | 0.76543 | 5 | 0.12134
14341 | 5.4 | 1 | 365 | 6.1495 | 0.37473 | 6 | 0.52425
9446 | 5.4 | 1 | 365 | 6.1495 | 0.37473 | 6 | 0.52425
13017 | 4.83 | 1 | 365 | 5.5004 | 0.068505 | 5 | 0.56891
11549 | 5.559 | 1 | 365 | 6.3306 | 0.73909 | 7 | 0.069683
14251 | 6.867 | 1 | 365 | 7.8201 | 0.73653 | 8 | 0.55667
10092 | 8.97 | 1 | 365 | 10.215 | 0.5558 | 10 | 0.77083
10142 | 8.175 | 1 | 365 | 9.3097 | 0.73396 | 10 | 0.043651
15914 | 4.335 | 1 | 365 | 4.9367 | 0.93416 | 5 | 0.87085
17890 | 7.83 | 1 | 365 | 8.9168 | 0.94335 | 9 | 0.86016
9513 | 5.1 | 1 | 365 | 5.8079 | 0.68724 | 6 | 0.49512
20626 | 10.5 | 1 | 365 | 11.9574 | 0.061968 | 12 | 0.019368
10589 | 6.375 | 1 | 365 | 7.2599 | 0.60905 | 7 | 0.8689
16010 | 6.05 | 1 | 365 | 6.8897 | 0.86428 | 7 | 0.75402
17172 | 9.435 | 1 | 365 | 10.7446 | 0.6214 | 11 | 0.36597
3552 | 34.008 | 0.9 | 365 | 34.8555 | 0.13995 | 34 | 0.99543
4733 | 6.12 | 1 | 365 | 6.9695 | 0.02469 | 6 | 0.99415
4749 | 8 | 1 | 365 | 9.1104 | 0.33293 | 9 | 0.44333
4943 | 4.5 | 1 | 365 | 5.1246 | 0.31227 | 5 | 0.43687
10708 | 7.65 | 1 | 365 | 8.7118 | 0.53086 | 9 | 0.24268
11853 | 9.325 | 1 | 365 | 10.6193 | 0.36932 | 10 | 0.98863
13444 | 8.97 | 1 | 365 | 10.215 | 0.5558 | 10 | 0.77083
21140 | 14.74 | 1 | 365 | 16.7859 | 0.77842 | 17 | 0.56433
16792 | 7.28 | 1 | 365 | 8.2905 | 0.68296 | 8 | 0.97343
13901 | 7 | 1 | 365 | 7.9716 | 0.041312 | 8 | 0.012912
12404 | 5.886 | 1 | 365 | 6.703 | 0.48845 | 7 | 0.19143
51873 | 8 | 1 | 365 | 9.1104 | 0.33293 | 9 | 0.44333
13524 | 5.25 | 1 | 365 | 5.9787 | 0.030984 | 6 | 0.009684
50550 | 7.56 | 1 | 365 | 8.6093 | 0.32462 | 8 | 0.93394
19272 | 10.53 | 1 | 365 | 11.9916 | 0.13072 | 12 | 0.12228
25056 | 6 | 1 | 365 | 6.8328 | 0.7497 | 7 | 0.5825
11293 | 4.125 | 1 | 365 | 4.6975 | 0.45292 | 5 | 0.15047
11299 | 6.6 | 1 | 365 | 7.5161 | 0.12467 | 7 | 0.64075
54188 | 7 | 1 | 365 | 7.9716 | 0.041312 | 8 | 0.012912
11856 | 6.89 | 1 | 365 | 7.8463 | 0.78923 | 8 | 0.63557
20192 | 2.616 | 1 | 365 | 2.9791 | 0.99487 | 3 | 0.97397
26886 | 4.9 | 1 | 365 | 5.5801 | 0.22892 | 5 | 0.80904
17170 | 8.525 | 1 | 365 | 9.7083 | 0.53603 | 10 | 0.2443
16082 | 3.57 | 1 | 365 | 4.0655 | 0.18107 | 4 | 0.24659
51128 | 7.35 | 1 | 365 | 8.3702 | 0.84338 | 9 | 0.21356
11964 | 11.475 | 1 | 365 | 13.0677 | 0.29629 | 13 | 0.36402
17077 | 4.845 | 1 | 365 | 5.5175 | 0.10288 | 5 | 0.62037
26925 | 8.415 | 1 | 365 | 9.583 | 0.28395 | 9 | 0.86695
16030 | 6.215 | 1 | 365 | 7.0776 | 0.24239 | 7 | 0.32004
25166 | 6.47 | 1 | 365 | 7.368 | 0.82676 | 8 | 0.19479
14719 | 5.47 | 1 | 365 | 6.2292 | 0.53514 | 6 | 0.76438
52706 | 13.26 | 1 | 365 | 15.1005 | 0.38683 | 15 | 0.48732
20880 | 6.89 | 1 | 365 | 7.8463 | 0.78923 | 8 | 0.63557
12125 | 2.55 | 1 | 365 | 2.9039 | 0.84362 | 3 | 0.74756
13518 | 4.16 | 1 | 365 | 4.7374 | 0.53312 | 5 | 0.27053
10867 | 7.245 | 1 | 365 | 8.2506 | 0.60276 | 8 | 0.85336
16277 | 8.505 | 1 | 365 | 9.6855 | 0.49019 | 10 | 0.17569
30751 | 4.98 | 1 | 365 | 5.6712 | 0.41225 | 6 | 0.083472
10753 | 6.44 | 1 | 365 | 7.3339 | 0.75801 | 8 | 0.091879
30994 | 7.905 | 1 | 365 | 9.0022 | 0.11522 | 9 | 0.11744
10739 | 8.25 | 1 | 365 | 9.3951 | 0.90583 | 10 | 0.30093
11440 | 6.555 | 1 | 365 | 7.4648 | 0.021543 | 7 | 0.48638
10677 | 6.885 | 1 | 365 | 7.8406 | 0.77778 | 8 | 0.61841
10953 | 6.54 | 1 | 365 | 7.4478 | 0.98717 | 8 | 0.43492
13073 | 5.1 | 1 | 365 | 5.8079 | 0.68724 | 6 | 0.49512
10752 | 7.25 | 1 | 365 | 8.2563 | 0.61422 | 8 | 0.87052
10730 | 3.825 | 1 | 365 | 4.3559 | 0.76543 | 5 | 0.12134
10693 | 3.315 | 1 | 365 | 3.7751 | 0.59671 | 4 | 0.37183
16622 | 5.75 | 1 | 365 | 6.5481 | 0.17679 | 6 | 0.72489
17469 | 6.63 | 1 | 365 | 7.5502 | 0.19341 | 7 | 0.74366
13910 | 7.84 | 1 | 365 | 8.9282 | 0.96627 | 9 | 0.89446
13950 | 3.92 | 1 | 365 | 4.4641 | 0.98313 | 5 | 0.44723
19498 | 6.63 | 1 | 365 | 7.5502 | 0.19341 | 7 | 0.74366
53983 | 10.71 | 1 | 365 | 12.1965 | 0.54321 | 12 | 0.73976
51874 | 7.84 | 1 | 365 | 8.9282 | 0.96627 | 9 | 0.89446
42582 | 7.65 | 1 | 365 | 8.7118 | 0.53086 | 9 | 0.24268
14418 | 4.08 | 1 | 365 | 4.6463 | 0.34979 | 4 | 0.9961
22197 | 8.25 | 1 | 365 | 9.3951 | 0.90583 | 10 | 0.30093
12169 | 10.08 | 1 | 365 | 11.4791 | 0.099489 | 11 | 0.57859
16349 | 9.72 | 1 | 365 | 11.0691 | 0.27451 | 11 | 0.34364
23019 | 10.215 | 1 | 365 | 11.6328 | 0.40886 | 12 | 0.041699
24093 | 6.21 | 1 | 365 | 7.0719 | 0.23094 | 7 | 0.30288
80797 | 4.95 | 1 | 365 | 5.6371 | 0.3435 | 5 | 0.98056
20474 | 14.84 | 1 | 365 | 16.8998 | 0.0075814 | 16 | 0.90737
18831 | 4.335 | 1 | 365 | 4.9367 | 0.93416 | 5 | 0.87085
21057 | 9.12 | 1 | 365 | 10.3859 | 0.89954 | 11 | 0.28539
13075 | 2.7 | 1 | 365 | 3.0748 | 0.18736 | 3 | 0.26212
48622 | 9.045 | 1 | 365 | 10.3004 | 0.72767 | 11 | 0.028113
16697 | 6.375 | 1 | 365 | 7.2599 | 0.60905 | 7 | 0.8689
24445 | 4.4 | 1 | 365 | 5.0107 | 0.08311 | 5 | 0.09383
17082 | 6.03 | 1 | 365 | 6.867 | 0.81844 | 7 | 0.68541
21124 | 7.02 | 1 | 365 | 7.9944 | 0.087144 | 8 | 0.08152
10696 | 9.6 | 1 | 365 | 10.9325 | 0.99951 | 11 | 0.93199
12860 | 10.71 | 1 | 365 | 12.1965 | 0.54321 | 12 | 0.73976
11264 | 9.18 | 1 | 365 | 10.4542 | 0.037035 | 10 | 0.49122
11747 | 8.25 | 1 | 365 | 9.3951 | 0.90583 | 10 | 0.30093
25095 | 5.25 | 1 | 365 | 5.9787 | 0.030984 | 6 | 0.009684
12330 | 14.85 | 1 | 365 | 16.9112 | 0.030498 | 16 | 0.94168
12780 | 8.28 | 1 | 365 | 9.4293 | 0.97458 | 10 | 0.40384
15110 | 7.245 | 1 | 365 | 8.2506 | 0.60276 | 8 | 0.85336
12936 | 7.15 | 1 | 365 | 8.1424 | 0.38505 | 8 | 0.52747
15653 | 11.75 | 1 | 365 | 13.3809 | 0.92649 | 14 | 0.30739
16364 | 12.42 | 1 | 365 | 14.1439 | 0.46187 | 14 | 0.60577
19179 | 10.2 | 1 | 365 | 11.6158 | 0.37448 | 11 | 0.99024
16872 | 3 | 1 | 365 | 3.4164 | 0.87485 | 4 | 0.29125
20486 | 10.98 | 1 | 365 | 12.504 | 0.16194 | 12 | 0.66597
21271 | 4.08 | 1 | 365 | 4.6463 | 0.34979 | 4 | 0.9961
13984 | 2.75 | 1 | 365 | 3.1317 | 0.30194 | 3 | 0.43364
10711 | 6.12 | 1 | 365 | 6.9695 | 0.02469 | 6 | 0.99415
51947 | 5.75 | 1 | 365 | 6.5481 | 0.17679 | 6 | 0.72489
10771 | 12 | 1 | 365 | 13.6656 | 0.49939 | 14 | 0.16499
16591 | 5.88 | 1 | 365 | 6.6961 | 0.4747 | 7 | 0.17085
11442 | 6.375 | 1 | 365 | 7.2599 | 0.60905 | 7 | 0.8689
13610 | 5.88 | 1 | 365 | 6.6961 | 0.4747 | 7 | 0.17085
45242 | 4.8 | 1 | 365 | 5.4662 | 0.99976 | 6 | 0.466
10751 | 10.464 | 1 | 365 | 11.9164 | 0.97947 | 12 | 0.89587
20813 | 7.14 | 1 | 365 | 8.131 | 0.36214 | 8 | 0.49317
12234 | 6.21 | 1 | 365 | 7.0719 | 0.23094 | 7 | 0.30288
15000 | 2.7 | 1 | 365 | 3.0748 | 0.18736 | 3 | 0.26212
51156 | 5.98 | 1 | 365 | 6.81 | 0.70386 | 7 | 0.51389
15691 | 5.7 | 1 | 365 | 6.4912 | 0.062211 | 6 | 0.55337
32882 | 5.61 | 1 | 365 | 6.3887 | 0.85597 | 7 | 0.24463
17148 | 6.72 | 1 | 365 | 7.6527 | 0.39966 | 8 | 0.052396
51901 | 5.1 | 1 | 365 | 5.8079 | 0.68724 | 6 | 0.49512
15785 | 9.18 | 1 | 365 | 10.4542 | 0.037035 | 10 | 0.49122
15490 | 4.08 | 1 | 365 | 4.6463 | 0.34979 | 4 | 0.9961
10737 | 8.75 | 1 | 365 | 9.9645 | 0.05164 | 10 | 0.01614
11259 | 9.69 | 1 | 365 | 11.035 | 0.20576 | 11 | 0.24073
10741 | 8.67 | 1 | 365 | 9.8734 | 0.86831 | 10 | 0.74171
10684 | 6.75 | 1 | 365 | 7.6869 | 0.46841 | 8 | 0.15531
15488 | 8.25 | 1 | 365 | 9.3951 | 0.90583 | 10 | 0.30093
11484 | 9.156 | 1 | 365 | 10.4269 | 0.98204 | 11 | 0.40889
12925 | 11.44 | 1 | 365 | 13.0279 | 0.21609 | 13 | 0.24396
10691 | 4.08 | 1 | 365 | 4.6463 | 0.34979 | 4 | 0.9961
10876 | 10.92 | 1 | 365 | 12.4357 | 0.024447 | 12 | 0.46014
12577 | 7.395 | 1 | 365 | 8.4214 | 0.9465 | 9 | 0.36793
16279 | 8.8 | 1 | 365 | 10.0214 | 0.16622 | 10 | 0.18766
10736 | 5.1 | 1 | 365 | 5.8079 | 0.68724 | 6 | 0.49512
10692 | 2.295 | 1 | 365 | 2.6135 | 0.25926 | 2 | 0.8728
11325 | 5.865 | 1 | 365 | 6.6791 | 0.44033 | 7 | 0.11939
10916 | 5.2 | 1 | 365 | 5.9218 | 0.9164 | 6 | 0.83816
11748 | 10.5 | 1 | 365 | 11.9574 | 0.061968 | 12 | 0.019368
10695 | 5.865 | 1 | 365 | 6.6791 | 0.44033 | 7 | 0.11939
10697 | 3.06 | 1 | 365 | 3.4847 | 0.012345 | 3 | 0.49707
10689 | 5.83 | 1 | 365 | 6.6392 | 0.36012 | 6 | 0.99933
10875 | 11.22 | 1 | 365 | 12.7773 | 0.71193 | 13 | 0.48927
10755 | 10.791 | 1 | 365 | 12.2888 | 0.72883 | 13 | 0.017619
10877 | 7.5 | 1 | 365 | 8.541 | 0.18712 | 8 | 0.72812
10776 | 9.38 | 1 | 365 | 10.6819 | 0.49536 | 11 | 0.1773
67830 | 6.555 | 1 | 365 | 7.4648 | 0.021543 | 7 | 0.48638
18600 | 5.5 | 1 | 365 | 6.2634 | 0.60389 | 6 | 0.86729
26885 | 3.675 | 1 | 365 | 4.1851 | 0.42169 | 4 | 0.60678
11202 | 7.56 | 1 | 365 | 8.6093 | 0.32462 | 8 | 0.93394
25075 | 8.12 | 1 | 365 | 9.2471 | 0.60792 | 9 | 0.85498
32854 | 11.88 | 1 | 365 | 13.5289 | 0.2244 | 13 | 0.75334
21792 | 4.5 | 1 | 365 | 5.1246 | 0.31227 | 5 | 0.43687
18219 | 6.05 | 1 | 365 | 6.8897 | 0.86428 | 7 | 0.75402
19383 | 6 | 1 | 365 | 6.8328 | 0.7497 | 7 | 0.5825
30524 | 3.78 | 1 | 365 | 4.3047 | 0.66231 | 4 | 0.96697
22588 | 3.64 | 1 | 365 | 4.1452 | 0.34148 | 4 | 0.48671
14438 | 3.85 | 1 | 365 | 4.3844 | 0.82272 | 5 | 0.2071
17155 | 7.84 | 1 | 365 | 8.9282 | 0.96627 | 9 | 0.89446
13570 | 5.1 | 1 | 365 | 5.8079 | 0.68724 | 6 | 0.49512
20274 | 8.16 | 1 | 365 | 9.2926 | 0.69959 | 9 | 0.99219
13958 | 14.535 | 1 | 365 | 16.5525 | 0.30864 | 16 | 0.8611
25589 | 9.483 | 1 | 365 | 10.7992 | 0.73139 | 11 | 0.53063
26650 | 6.36 | 1 | 365 | 7.2428 | 0.57468 | 7 | 0.81745
22068 | 6.3 | 1 | 365 | 7.1744 | 0.43718 | 7 | 0.61162
80891 | 10.965 | 1 | 365 | 12.4869 | 0.12757 | 12 | 0.61451
18514 | 4.24 | 1 | 365 | 4.8285 | 0.71645 | 5 | 0.54496
14339 | 5.61 | 1 | 365 | 6.3887 | 0.85597 | 7 | 0.24463
16586 | 11.925 | 1 | 365 | 13.5802 | 0.32752 | 13 | 0.90771
10726 | 8.75 | 1 | 365 | 9.9645 | 0.05164 | 10 | 0.01614
10954 | 12.06 | 1 | 365 | 13.7339 | 0.63689 | 14 | 0.37082
10775 | 5.355 | 1 | 365 | 6.0983 | 0.2716 | 6 | 0.36988
18326 | 8.8 | 1 | 365 | 10.0214 | 0.16622 | 10 | 0.18766
11071 | 11 | 1 | 365 | 12.5268 | 0.20778 | 12 | 0.73458
17591 | 6.72 | 1 | 365 | 7.6527 | 0.39966 | 8 | 0.052396
20946 | 5.886 | 1 | 365 | 6.703 | 0.48845 | 7 | 0.19143
48818 | 4.86 | 1 | 365 | 5.5346 | 0.13725 | 5 | 0.67182
16607 | 8.4 | 1 | 365 | 9.5659 | 0.24957 | 9 | 0.81549
54393 | 13.5 | 1 | 365 | 15.3738 | 0.93682 | 16 | 0.31062
11509 | 7.75 | 1 | 365 | 8.8257 | 0.76002 | 9 | 0.58572
18596 | 2.7 | 1 | 365 | 3.0748 | 0.18736 | 3 | 0.26212
11268 | 10.05 | 1 | 365 | 11.4449 | 0.030741 | 11 | 0.47568
10714 | 3.25 | 1 | 365 | 3.7011 | 0.44775 | 4 | 0.14885
11488 | 6.7 | 1 | 365 | 7.63 | 0.35383 | 7 | 0.98379
21000 | 8.4 | 1 | 365 | 9.5659 | 0.24957 | 9 | 0.81549
13120 | 9.483 | 1 | 365 | 10.7992 | 0.73139 | 11 | 0.53063
22586 | 7.28 | 1 | 365 | 8.2905 | 0.68296 | 8 | 0.97343
33547 | 5.5 | 1 | 365 | 6.2634 | 0.60389 | 6 | 0.86729
14931 | 12 | 1 | 365 | 13.6656 | 0.49939 | 14 | 0.16499
77451 | 3.06 | 1 | 365 | 3.4847 | 0.012345 | 3 | 0.49707
31240 | 4.48 | 1 | 365 | 5.1018 | 0.26644 | 5 | 0.36826
11772 | 4.76 | 1 | 365 | 5.4207 | 0.90809 | 6 | 0.32878
26880 | 3.43 | 1 | 365 | 3.9061 | 0.86024 | 4 | 0.76633
20245 | 4.4 | 1 | 365 | 5.0107 | 0.08311 | 5 | 0.09383
53970 | 6.63 | 1 | 365 | 7.5502 | 0.19341 | 7 | 0.74366
26883 | 4.9 | 1 | 365 | 5.5801 | 0.22892 | 5 | 0.80904
32840 | 10.64 | 1 | 365 | 12.1168 | 0.38279 | 12 | 0.49963
14828 | 5.88 | 1 | 365 | 6.6961 | 0.4747 | 7 | 0.17085
14170 | 5.61 | 1 | 365 | 6.3887 | 0.85597 | 7 | 0.24463
26400 | 6.12 | 1 | 365 | 6.9695 | 0.02469 | 6 | 0.99415
11487 | 12.395 | 1 | 365 | 14.1154 | 0.40458 | 14 | 0.52001
17844 | 4.8 | 1 | 365 | 5.4662 | 0.99976 | 6 | 0.466
15694 | 7.2 | 1 | 365 | 8.1994 | 0.49964 | 8 | 0.699
22614 | 8.4 | 1 | 365 | 9.5659 | 0.24957 | 9 | 0.81549
11907 | 5.61 | 1 | 365 | 6.3887 | 0.85597 | 7 | 0.24463
14499 | 8.925 | 1 | 365 | 10.1638 | 0.45267 | 10 | 0.61646
21068 | 3.924 | 1 | 365 | 4.4687 | 0.9923 | 5 | 0.46095
17798 | 5.61 | 1 | 365 | 6.3887 | 0.85597 | 7 | 0.24463
12455 | 6.54 | 1 | 365 | 7.4478 | 0.98717 | 8 | 0.43492
10682 | 11.22 | 1 | 365 | 12.7773 | 0.71193 | 13 | 0.48927
10998 | 7.7 | 1 | 365 | 8.7688 | 0.64544 | 9 | 0.4142
13643 | 11.475 | 1 | 365 | 13.0677 | 0.29629 | 13 | 0.36402
12239 | 7 | 1 | 365 | 7.9716 | 0.041312 | 8 | 0.012912
12775 | 5.225 | 1 | 365 | 5.9502 | 0.97369 | 6 | 0.92392
10679 | 3.57 | 1 | 365 | 4.0655 | 0.18107 | 4 | 0.24659
19587 | 8.37 | 1 | 365 | 9.5318 | 0.18083 | 9 | 0.71258
13520 | 7 | 1 | 365 | 7.9716 | 0.041312 | 8 | 0.012912
23576 | 4.59 | 1 | 365 | 5.2271 | 0.51852 | 5 | 0.74561
14125 | 5.3 | 1 | 365 | 6.0356 | 0.14556 | 6 | 0.1812
19501 | 6 | 1 | 365 | 6.8328 | 0.7497 | 7 | 0.5825
20195 | 5.04 | 1 | 365 | 5.7396 | 0.54974 | 6 | 0.2893
12827 | 7.29 | 1 | 365 | 8.3019 | 0.70588 | 9 | 0.0077326
17177 | 6.9 | 1 | 365 | 7.8577 | 0.81215 | 8 | 0.66987
21615 | 4.98 | 1 | 365 | 5.6712 | 0.41225 | 6 | 0.083472
13457 | 8.8 | 1 | 365 | 10.0214 | 0.16622 | 10 | 0.18766
20243 | 7.975 | 1 | 365 | 9.0819 | 0.27564 | 9 | 0.35757
16291 | 6.325 | 1 | 365 | 7.2029 | 0.49447 | 7 | 0.69738
12905 | 7.2 | 1 | 365 | 8.1994 | 0.49964 | 8 | 0.699
54265 | 5.4 | 1 | 365 | 6.1495 | 0.37473 | 6 | 0.52425
11536 | 9.945 | 1 | 365 | 11.3254 | 0.79012 | 12 | 0.11549
31128 | 6.615 | 1 | 365 | 7.5332 | 0.15904 | 7 | 0.6922
13534 | 6.12 | 1 | 365 | 6.9695 | 0.02469 | 6 | 0.99415
49273 | 5.1 | 1 | 365 | 5.8079 | 0.68724 | 6 | 0.49512
21011 | 4.95 | 1 | 365 | 5.6371 | 0.3435 | 5 | 0.98056
15065 | 7.02 | 1 | 365 | 7.9944 | 0.087144 | 8 | 0.08152
12596 | 9.81 | 1 | 365 | 11.1716 | 0.48075 | 11 | 0.65238
13363 | 5.7 | 1 | 365 | 6.4912 | 0.062211 | 6 | 0.55337
20077 | 4.86 | 1 | 365 | 5.5346 | 0.13725 | 5 | 0.67182
45249 | 8.1 | 1 | 365 | 9.2243 | 0.56209 | 9 | 0.78637
25047 | 10.64 | 1 | 365 | 12.1168 | 0.38279 | 12 | 0.49963
11002 | 5.232 | 1 | 365 | 5.9582 | 0.98973 | 6 | 0.94794
13283 | 9.81 | 1 | 365 | 11.1716 | 0.48075 | 11 | 0.65238
16836 | 7.84 | 1 | 365 | 8.9282 | 0.96627 | 9 | 0.89446
17433 | 4.578 | 1 | 365 | 5.2134 | 0.49102 | 5 | 0.70444
23040 | 9.315 | 1 | 365 | 10.6079 | 0.3464 | 10 | 0.95433
18347 | 6.5 | 1 | 365 | 7.4022 | 0.8955 | 8 | 0.2977
50593 | 6.12 | 1 | 365 | 6.9695 | 0.02469 | 6 | 0.99415
10754 | 6.72 | 1 | 365 | 7.6527 | 0.39966 | 8 | 0.052396
18690 | 4.32 | 1 | 365 | 4.9196 | 0.89978 | 5 | 0.8194
51090 | 11.275 | 1 | 365 | 12.84 | 0.83797 | 13 | 0.67794
12822 | 8.67 | 1 | 365 | 9.8734 | 0.86831 | 10 | 0.74171
15198 | 9.99 | 1 | 365 | 11.3766 | 0.89324 | 12 | 0.26986
11486 | 12.753 | 1 | 365 | 14.5231 | 0.22498 | 14 | 0.7481
23035 | 3.3 | 1 | 365 | 3.758 | 0.56233 | 4 | 0.32037
19710 | 6.6 | 1 | 365 | 7.5161 | 0.12467 | 7 | 0.64075
11069 | 6.6 | 1 | 365 | 7.5161 | 0.12467 | 7 | 0.64075
18598 | 6.6 | 1 | 365 | 7.5161 | 0.12467 | 7 | 0.64075
14922 | 5.04 | 1 | 365 | 5.7396 | 0.54974 | 6 | 0.2893
12286 | 7.245 | 1 | 365 | 8.2506 | 0.60276 | 8 | 0.85336
19193 | 5.895 | 1 | 365 | 6.7132 | 0.50908 | 7 | 0.2223
14553 | 5.83 | 1 | 365 | 6.6392 | 0.36012 | 6 | 0.99933
14019 | 3.924 | 1 | 365 | 4.4687 | 0.9923 | 5 | 0.46095
24137 | 6.21 | 1 | 365 | 7.0719 | 0.23094 | 7 | 0.30288
13384 | 7.7 | 1 | 365 | 8.7688 | 0.64544 | 9 | 0.4142
11262 | 9.69 | 1 | 365 | 11.035 | 0.20576 | 11 | 0.24073
14824 | 4.125 | 1 | 365 | 4.6975 | 0.45292 | 5 | 0.15047
10685 | 9.435 | 1 | 365 | 10.7446 | 0.6214 | 11 | 0.36597
13611 | 7.905 | 1 | 365 | 9.0022 | 0.11522 | 9 | 0.11744
16692 | 5.232 | 1 | 365 | 5.9582 | 0.98973 | 6 | 0.94794
59054 | 4.83 | 1 | 365 | 5.5004 | 0.068505 | 5 | 0.56891
19320 | 11.25 | 1 | 365 | 12.8115 | 0.78068 | 13 | 0.59218
13442 | 9.72 | 1 | 365 | 11.0691 | 0.27451 | 11 | 0.34364
51946 | 7.5 | 1 | 365 | 8.541 | 0.18712 | 8 | 0.72812
51945 | 6.25 | 1 | 365 | 7.1175 | 0.3226 | 7 | 0.4401
10744 | 3.92 | 1 | 365 | 4.4641 | 0.98313 | 5 | 0.44723
16826 | 4.845 | 1 | 365 | 5.5175 | 0.10288 | 5 | 0.62037
47245 | 4.335 | 1 | 365 | 4.9367 | 0.9329 | 5 | 0.8696
5594 | 8 | 1 | 365 | 9.1104 | 0.33293 | 9 | 0.44333
6106 | 6.48 | 1 | 365 | 7.3794 | 0.84967 | 8 | 0.2291
23230 | 6.375 | 1 | 365 | 7.2599 | 0.60905 | 7 | 0.8689
32077 | 7.14 | 1 | 365 | 8.131 | 0.36214 | 8 | 0.49317
11861 | 8.4 | 1 | 365 | 9.5659 | 0.24957 | 9 | 0.81549
13074 | 9.18 | 1 | 365 | 10.4542 | 0.037035 | 10 | 0.49122
20542 | 4.4 | 1 | 365 | 5.0107 | 0.08311 | 5 | 0.09383
36720 | 5.47 | 1 | 365 | 6.2292 | 0.53514 | 6 | 0.76438
14672 | 7.7 | 1 | 365 | 8.7688 | 0.64544 | 9 | 0.4142
18006 | 11.76 | 1 | 365 | 13.3923 | 0.9494 | 14 | 0.34169
13796 | 5.61 | 1 | 365 | 6.3887 | 0.85597 | 7 | 0.24463
16322 | 4.08 | 1 | 365 | 4.6463 | 0.34979 | 4 | 0.9961
26630 | 8.16 | 1 | 365 | 9.2926 | 0.69959 | 9 | 0.99219
14253 | 5.5 | 1 | 365 | 6.2634 | 0.60389 | 6 | 0.86729
22434 | 7.848 | 1 | 365 | 8.9373 | 0.9846 | 9 | 0.9219
18349 | 7.905 | 1 | 365 | 9.0022 | 0.11522 | 9 | 0.11744
25740 | 7.395 | 1 | 365 | 8.4214 | 0.9465 | 9 | 0.36793
12931 | 4.32 | 1 | 365 | 4.9196 | 0.89978 | 5 | 0.8194
24108 | 7.905 | 1 | 365 | 9.0022 | 0.11522 | 9 | 0.11744
56204 | 8.88 | 1 | 365 | 10.1125 | 0.34955 | 10 | 0.46209
10881 | 3.57 | 1 | 365 | 4.0655 | 0.18107 | 4 | 0.24659
16894 | 5.775 | 1 | 365 | 6.5766 | 0.23408 | 6 | 0.81065
10883 | 6.3 | 1 | 365 | 7.1744 | 0.43718 | 7 | 0.61162
10886 | 4.5 | 1 | 365 | 5.1246 | 0.31227 | 5 | 0.43687
11017 | 8.16 | 1 | 365 | 9.2926 | 0.69959 | 9 | 0.99219
12348 | 5.13 | 1 | 365 | 5.842 | 0.75599 | 6 | 0.59803
10946 | 10.71 | 1 | 365 | 12.1965 | 0.54321 | 12 | 0.73976
12594 | 6.875 | 1 | 365 | 7.8293 | 0.75486 | 8 | 0.58411
56595 | 7.5 | 1 | 365 | 8.541 | 0.18712 | 8 | 0.72812
10882 | 7.2 | 1 | 365 | 8.1994 | 0.49964 | 8 | 0.699
10878 | 4.08 | 1 | 365 | 4.6463 | 0.34979 | 4 | 0.9961
11015 | 2.55 | 1 | 365 | 2.9039 | 0.84362 | 3 | 0.74756
12592 | 5.775 | 1 | 365 | 6.5766 | 0.23408 | 6 | 0.81065
15391 | 12.96 | 1 | 365 | 14.7588 | 0.69934 | 15 | 0.45819
14907 | 9.045 | 1 | 365 | 10.3004 | 0.72767 | 11 | 0.028113
51364 | 9.69 | 1 | 365 | 11.035 | 0.20576 | 11 | 0.24073
21125 | 9.81 | 1 | 365 | 11.1716 | 0.48075 | 11 | 0.65238
32011 | 3.92 | 1 | 365 | 4.4641 | 0.98313 | 5 | 0.44723
12403 | 12.099 | 1 | 365 | 13.7783 | 0.72626 | 14 | 0.5046
16890 | 6 | 1 | 365 | 6.8328 | 0.7497 | 7 | 0.5825
22553 | 5.04 | 1 | 365 | 5.7396 | 0.54974 | 6 | 0.2893
26851 | 4.08 | 1 | 365 | 4.6463 | 0.34979 | 4 | 0.9961
51916 | 3.315 | 1 | 365 | 3.7751 | 0.59671 | 4 | 0.37183
13533 | 5.865 | 1 | 365 | 6.6791 | 0.44033 | 7 | 0.11939
15645 | 8.4 | 1 | 365 | 9.5659 | 0.24957 | 9 | 0.81549
20096 | 8.525 | 1 | 365 | 9.7083 | 0.53603 | 10 | 0.2443
11300 | 7.8 | 1 | 365 | 8.8826 | 0.8746 | 9 | 0.75724
12811 | 6.375 | 1 | 365 | 7.2599 | 0.60905 | 7 | 0.8689
18864 | 4.08 | 1 | 365 | 4.6463 | 0.34979 | 4 | 0.9961
15925 | 7.95 | 1 | 365 | 9.0535 | 0.21835 | 9 | 0.27181
23042 | 6.03 | 1 | 365 | 6.867 | 0.81844 | 7 | 0.68541
13953 | 7.245 | 1 | 365 | 8.2506 | 0.60276 | 8 | 0.85336
20642 | 3.575 | 1 | 365 | 4.0712 | 0.19253 | 4 | 0.26374
14899 | 5 | 1 | 365 | 5.694 | 0.45808 | 6 | 0.15208
17907 | 9.15 | 1 | 365 | 10.42 | 0.96829 | 11 | 0.38831
16353 | 5.3 | 1 | 365 | 6.0356 | 0.14556 | 6 | 0.1812
21126 | 5.232 | 1 | 365 | 5.9582 | 0.98973 | 6 | 0.94794
16365 | 6.63 | 1 | 365 | 7.5502 | 0.19341 | 7 | 0.74366
11254 | 2.8 | 1 | 365 | 3.1886 | 0.41652 | 3 | 0.60516
13281 | 6.05 | 1 | 365 | 6.8897 | 0.86428 | 7 | 0.75402
13013 | 10.725 | 1 | 365 | 12.2136 | 0.57758 | 12 | 0.79121
13460 | 4.95 | 1 | 365 | 5.6371 | 0.3435 | 5 | 0.98056
11628 | 4.675 | 1 | 365 | 5.3239 | 0.7133 | 6 | 0.037195
14551 | 5.232 | 1 | 365 | 5.9582 | 0.98973 | 6 | 0.94794
19701 | 7.29 | 1 | 365 | 8.3019 | 0.70588 | 9 | 0.0077326
13138 | 8.71 | 1 | 365 | 9.9189 | 0.95998 | 10 | 0.87892
13449 | 7.95 | 1 | 365 | 9.0535 | 0.21835 | 9 | 0.27181
46954 | 8.55 | 1 | 365 | 9.7367 | 0.59332 | 10 | 0.33006
17088 | 7.2 | 1 | 365 | 8.1994 | 0.49964 | 8 | 0.699
16860 | 7.28 | 1 | 365 | 8.2905 | 0.68296 | 8 | 0.97343
11062 | 5.6 | 1 | 365 | 6.3773 | 0.83305 | 7 | 0.21033
13470 | 5.5 | 1 | 365 | 6.2634 | 0.60389 | 6 | 0.86729
31575 | 14.4 | 1 | 365 | 16.3987 | 0.99927 | 17 | 0.39799
13612 | 7.848 | 1 | 365 | 8.9373 | 0.9846 | 9 | 0.9219
18699 | 10.36 | 1 | 365 | 11.798 | 0.74114 | 12 | 0.53911
26171 | 9.045 | 1 | 365 | 10.3004 | 0.72767 | 11 | 0.028113
24181 | 7.15 | 1 | 365 | 8.1424 | 0.38505 | 8 | 0.52747
13352 | 7.84 | 1 | 365 | 8.9282 | 0.96627 | 9 | 0.89446
21186 | 7.65 | 1 | 365 | 8.7118 | 0.53086 | 9 | 0.24268
17467 | 4.05 | 1 | 365 | 4.6121 | 0.28104 | 4 | 0.89318
20427 | 4.578 | 1 | 365 | 5.2134 | 0.49102 | 5 | 0.70444
10890 | 6.75 | 1 | 365 | 7.6869 | 0.46841 | 8 | 0.15531
19706 | 10.92 | 1 | 365 | 12.4357 | 0.024447 | 12 | 0.46014
12166 | 6.44 | 1 | 365 | 7.3339 | 0.75801 | 8 | 0.091879
12150 | 6.54 | 1 | 365 | 7.4478 | 0.98717 | 8 | 0.43492
17317 | 8.84 | 1 | 365 | 10.067 | 0.25789 | 10 | 0.32488
13285 | 6.72 | 1 | 365 | 7.6527 | 0.39966 | 8 | 0.052396
20761 | 9.075 | 1 | 365 | 10.3346 | 0.79642 | 11 | 0.13103
11070 | 7.84 | 1 | 365 | 8.9282 | 0.96627 | 9 | 0.89446
15636 | 4.08 | 1 | 365 | 4.6463 | 0.34979 | 4 | 0.9961
16581 | 6.48 | 1 | 365 | 7.3794 | 0.84967 | 8 | 0.2291
10951 | 7.84 | 1 | 365 | 8.9282 | 0.96627 | 9 | 0.89446
14195 | 4.8 | 1 | 365 | 5.4662 | 0.99976 | 6 | 0.466
11204 | 7.42 | 1 | 365 | 8.4499 | 0.0037907 | 8 | 0.45369
26542 | 10.78 | 1 | 365 | 12.2763 | 0.70362 | 12 | 0.97988
26524 | 6.12 | 1 | 365 | 6.9695 | 0.02469 | 6 | 0.99415
51902 | 3.57 | 1 | 365 | 4.0655 | 0.18107 | 4 | 0.24659
42990 | 8.835 | 1 | 365 | 10.0613 | 0.24643 | 10 | 0.30773
18521 | 6.63 | 1 | 365 | 7.5502 | 0.19341 | 7 | 0.74366
16866 | 9.35 | 1 | 365 | 10.6478 | 0.42661 | 11 | 0.07439
24981 | 14.04 | 1 | 365 | 15.9888 | 0.17429 | 16 | 0.16304
21191 | 6.75 | 1 | 365 | 7.6869 | 0.46841 | 8 | 0.15531
19152 | 8.4 | 1 | 365 | 9.5659 | 0.24957 | 9 | 0.81549
10952 | 6.875 | 1 | 365 | 7.8293 | 0.75486 | 8 | 0.58411
13565 | 4.86 | 1 | 365 | 5.5346 | 0.13725 | 5 | 0.67182
19619 | 7.28 | 1 | 365 | 8.2905 | 0.68296 | 8 | 0.97343
16280 | 8.1 | 1 | 365 | 9.2243 | 0.56209 | 9 | 0.78637
14407 | 8.68 | 1 | 365 | 9.8848 | 0.89123 | 10 | 0.77601
22533 | 9.715 | 1 | 365 | 11.0634 | 0.26305 | 11 | 0.32649
14820 | 7.28 | 1 | 365 | 8.2905 | 0.68296 | 8 | 0.97343
51943 | 8.75 | 1 | 365 | 9.9645 | 0.05164 | 10 | 0.01614
24158 | 5.5 | 1 | 365 | 6.2634 | 0.60389 | 6 | 0.86729
22457 | 7.521 | 1 | 365 | 8.5649 | 0.23524 | 8 | 0.80016
22782 | 8.75 | 1 | 365 | 9.9645 | 0.05164 | 10 | 0.01614
21549 | 3.135 | 1 | 365 | 3.5701 | 0.18422 | 3 | 0.75435
23947 | 2 | 1 | 365 | 2.2776 | 0.58323 | 2 | 0.86083
10889 | 6 | 1 | 365 | 6.8328 | 0.7497 | 7 | 0.5825
13576 | 5.5 | 1 | 365 | 6.2634 | 0.60389 | 6 | 0.86729
24868 | 6.05 | 1 | 365 | 6.8897 | 0.86428 | 7 | 0.75402
12402 | 9.156 | 1 | 365 | 10.4269 | 0.98204 | 11 | 0.40889
34037 | 9.9 | 1 | 365 | 11.2741 | 0.687 | 11 | 0.96112
13732 | 10.71 | 1 | 365 | 12.1965 | 0.54321 | 12 | 0.73976
14793 | 7.7 | 1 | 365 | 8.7688 | 0.64544 | 9 | 0.4142
17389 | 8.25 | 1 | 365 | 9.3951 | 0.90583 | 10 | 0.30093
26529 | 10.2 | 1 | 365 | 11.6158 | 0.37448 | 11 | 0.99024
23642 | 9.435 | 1 | 365 | 10.7446 | 0.6214 | 11 | 0.36597
26416 | 6.125 | 1 | 365 | 6.9752 | 0.036148 | 7 | 0.011298
26517 | 3.675 | 1 | 365 | 4.1851 | 0.42169 | 4 | 0.60678
26417 | 6.37 | 1 | 365 | 7.2542 | 0.59759 | 7 | 0.85175
26513 | 7.65 | 1 | 365 | 8.7118 | 0.53086 | 9 | 0.24268
22336 | 7.65 | 1 | 365 | 8.7118 | 0.53086 | 9 | 0.24268
18364 | 6 | 1 | 365 | 6.8328 | 0.7497 | 7 | 0.5825
13600 | 8.925 | 1 | 365 | 10.1638 | 0.45267 | 10 | 0.61646
29679 | 8.829 | 1 | 365 | 10.0545 | 0.23268 | 10 | 0.28714
17770 | 7.84 | 1 | 365 | 8.9282 | 0.96627 | 9 | 0.89446
17045 | 7.395 | 1 | 365 | 8.4214 | 0.9465 | 9 | 0.36793
11752 | 9.18 | 1 | 365 | 10.4542 | 0.037035 | 10 | 0.49122
23997 | 5.9 | 1 | 365 | 6.7189 | 0.52053 | 7 | 0.23945
22856 | 7.75 | 1 | 365 | 8.8257 | 0.76002 | 9 | 0.58572
19064 | 4.8 | 1 | 365 | 5.4662 | 0.99976 | 6 | 0.466
42578 | 7.42 | 1 | 365 | 8.4499 | 0.0037907 | 8 | 0.45369
13462 | 7.15 | 1 | 365 | 8.1424 | 0.38505 | 8 | 0.52747
28569 | 5.72 | 1 | 365 | 6.5139 | 0.10804 | 6 | 0.62198
13064 | 6.9 | 1 | 365 | 7.8577 | 0.81215 | 8 | 0.66987
16361 | 5.6 | 1 | 365 | 6.3773 | 0.83305 | 7 | 0.21033
26916 | 8.42 | 1 | 365 | 9.5887 | 0.29541 | 9 | 0.8841
17305 | 6.48 | 1 | 365 | 7.3794 | 0.84967 | 8 | 0.2291
18220 | 12.753 | 1 | 365 | 14.5231 | 0.22498 | 14 | 0.7481
21129 | 8.04 | 1 | 365 | 9.156 | 0.42459 | 9 | 0.58054
14310 | 5.61 | 1 | 365 | 6.3887 | 0.85597 | 7 | 0.24463
21672 | 4.16 | 1 | 365 | 4.7374 | 0.53312 | 5 | 0.27053
11625 | 7.2 | 1 | 365 | 8.1994 | 0.49964 | 8 | 0.699
11837 | 9.45 | 1 | 365 | 10.7617 | 0.65577 | 11 | 0.41743
16371 | 8.16 | 1 | 365 | 9.2926 | 0.69959 | 9 | 0.99219
23136 | 6.875 | 1 | 365 | 7.8293 | 0.75486 | 8 | 0.58411
19439 | 7.848 | 1 | 365 | 8.9373 | 0.9846 | 9 | 0.9219
48723 | 5.04 | 1 | 365 | 5.7396 | 0.54974 | 6 | 0.2893
15688 | 5 | 1 | 365 | 5.694 | 0.45808 | 6 | 0.15208
26538 | 3.185 | 1 | 365 | 3.6271 | 0.2988 | 3 | 0.92587
15673 | 8.8 | 1 | 365 | 10.0214 | 0.16622 | 10 | 0.18766
13450 | 4.59 | 1 | 365 | 5.2271 | 0.51852 | 5 | 0.74561
17908 | 6.3 | 1 | 365 | 7.1744 | 0.43718 | 7 | 0.61162
18720 | 4.905 | 1 | 365 | 5.5858 | 0.24038 | 5 | 0.82619
16471 | 8.1 | 1 | 365 | 9.2243 | 0.56209 | 9 | 0.78637
15546 | 6.54 | 1 | 365 | 7.4478 | 0.98717 | 8 | 0.43492
25940 | 6.6 | 1 | 365 | 7.5161 | 0.12467 | 7 | 0.64075
17314 | 4.95 | 1 | 365 | 5.6371 | 0.3435 | 5 | 0.98056
14909 | 5.775 | 1 | 365 | 6.5766 | 0.23408 | 6 | 0.81065
25793 | 7.15 | 1 | 365 | 8.1424 | 0.38505 | 8 | 0.52747
12160 | 3.6 | 1 | 365 | 4.0997 | 0.24982 | 4 | 0.3495
12419 | 7.7 | 1 | 365 | 8.7688 | 0.64544 | 9 | 0.4142
22335 | 7 | 1 | 365 | 7.9716 | 0.041312 | 8 | 0.012912
25191 | 7.2 | 1 | 365 | 8.1994 | 0.49964 | 8 | 0.699
32858 | 4.77 | 1 | 365 | 5.4321 | 0.93101 | 6 | 0.36308
20751 | 14.74 | 1 | 365 | 16.7859 | 0.77842 | 17 | 0.56433
51941 | 5.25 | 1 | 365 | 5.9787 | 0.030984 | 6 | 0.009684
17087 | 9.66 | 1 | 365 | 11.0008 | 0.13701 | 11 | 0.13782
15918 | 5.98 | 1 | 365 | 6.81 | 0.70386 | 7 | 0.51389
51940 | 2.75 | 1 | 365 | 3.1317 | 0.30194 | 3 | 0.43364
33215 | 9.12 | 1 | 365 | 10.3859 | 0.89954 | 11 | 0.28539
11548 | 5.61 | 1 | 365 | 6.3887 | 0.85597 | 7 | 0.24463
11565 | 9.435 | 1 | 365 | 10.7446 | 0.6214 | 11 | 0.36597
77462 | 12.375 | 1 | 365 | 14.0927 | 0.35875 | 14 | 0.4514
17675 | 3.3 | 1 | 365 | 3.758 | 0.56233 | 4 | 0.32037
13798 | 4.335 | 1 | 365 | 4.9367 | 0.93416 | 5 | 0.87085
36325 | 4.905 | 1 | 365 | 5.5858 | 0.24038 | 5 | 0.82619
19503 | 6.75 | 1 | 365 | 7.6869 | 0.46841 | 8 | 0.15531
6836 | 7.56 | 1 | 365 | 8.6093 | 0.32462 | 8 | 0.93394
5591 | 4.5 | 1 | 365 | 5.1246 | 0.31227 | 5 | 0.43687
8691 | 5.5 | 1 | 365 | 6.2634 | 0.60389 | 6 | 0.86729
13826 | 6.885 | 1 | 365 | 7.8406 | 0.77778 | 8 | 0.61841
13471 | 7.7 | 1 | 365 | 8.7688 | 0.64544 | 9 | 0.4142
11851 | 4.59 | 1 | 365 | 5.2271 | 0.51852 | 5 | 0.74561
16295 | 10.175 | 1 | 365 | 11.5873 | 0.31719 | 11 | 0.90448
31286 | 4.9 | 1 | 365 | 5.5801 | 0.22892 | 5 | 0.80904
50554 | 14.28 | 1 | 365 | 16.2621 | 0.72428 | 16 | 0.98634
17311 | 9 | 1 | 365 | 10.2492 | 0.62454 | 10 | 0.87374
15123 | 8.415 | 1 | 365 | 9.583 | 0.28395 | 9 | 0.86695
19316 | 3.5 | 1 | 365 | 3.9858 | 0.020656 | 4 | 0.006456
13439 | 13.16 | 1 | 365 | 14.9866 | 0.15767 | 15 | 0.14427
25567 | 5.61 | 1 | 365 | 6.3887 | 0.85597 | 7 | 0.24463
15218 | 6.885 | 1 | 365 | 7.8406 | 0.77778 | 8 | 0.61841
30469 | 6.21 | 1 | 365 | 7.0719 | 0.23094 | 7 | 0.30288
29305 | 9.18 | 1 | 365 | 10.4542 | 0.037035 | 10 | 0.49122
18285 | 3.597 | 1 | 365 | 4.0963 | 0.24294 | 4 | 0.33921
13437 | 5.355 | 1 | 365 | 6.0983 | 0.2716 | 6 | 0.36988
21449 | 7.59 | 1 | 365 | 8.6435 | 0.39337 | 9 | 0.036857
28527 | 4.95 | 1 | 365 | 5.6371 | 0.3435 | 5 | 0.98056
15715 | 7.56 | 1 | 365 | 8.6093 | 0.32462 | 8 | 0.93394
16182 | 7.425 | 1 | 365 | 8.4556 | 0.015249 | 8 | 0.47084
18247 | 6.05 | 1 | 365 | 6.8897 | 0.86428 | 7 | 0.75402
25027 | 6.375 | 1 | 365 | 7.2599 | 0.60905 | 7 | 0.8689
25524 | 10.5 | 1 | 365 | 11.9574 | 0.061968 | 12 | 0.019368
12247 | 11.445 | 1 | 365 | 13.0336 | 0.22755 | 13 | 0.26111
13664 | 7.83 | 1 | 365 | 8.9168 | 0.94335 | 9 | 0.86016
11546 | 8.829 | 1 | 365 | 10.0545 | 0.23268 | 10 | 0.28714
42981 | 5.985 | 1 | 365 | 6.8157 | 0.71532 | 7 | 0.53104
11518 | 4.845 | 1 | 365 | 5.5175 | 0.10288 | 5 | 0.62037
60899 | 9.69 | 1 | 365 | 11.035 | 0.20576 | 11 | 0.24073
30544 | 7.36 | 1 | 365 | 8.3816 | 0.86629 | 9 | 0.24786
12333 | 6.6 | 1 | 365 | 7.5161 | 0.12467 | 7 | 0.64075
13458 | 3.92 | 1 | 365 | 4.4641 | 0.98313 | 5 | 0.44723
20896 | 10.695 | 1 | 365 | 12.1795 | 0.50883 | 12 | 0.6883
19699 | 4.08 | 1 | 365 | 4.6463 | 0.34979 | 4 | 0.9961
50559 | 6.89 | 1 | 365 | 7.8463 | 0.78923 | 8 | 0.63557
46561 | 9.88 | 1 | 365 | 11.2513 | 0.64117 | 11 | 0.89251
26378 | 2.6 | 1 | 365 | 2.9609 | 0.9582 | 3 | 0.91908
18756 | 4 | 1 | 365 | 4.5552 | 0.16646 | 4 | 0.72166
16503 | 8.415 | 1 | 365 | 9.583 | 0.28395 | 9 | 0.86695
26019 | 6.885 | 1 | 365 | 7.8406 | 0.77778 | 8 | 0.61841
52736 | 5.1 | 1 | 365 | 5.8079 | 0.68724 | 6 | 0.49512
15660 | 6 | 1 | 365 | 6.8328 | 0.7497 | 7 | 0.5825
19049 | 7.84 | 1 | 365 | 8.9282 | 0.96627 | 9 | 0.89446
18839 | 9.35 | 1 | 365 | 10.6478 | 0.42661 | 11 | 0.07439
21635 | 8.925 | 1 | 365 | 10.1638 | 0.45267 | 10 | 0.61646
14996 | 5.865 | 1 | 365 | 6.6791 | 0.44033 | 7 | 0.11939
19690 | 13.2 | 1 | 365 | 15.0322 | 0.24933 | 15 | 0.28149
14678 | 9.945 | 1 | 365 | 11.3254 | 0.79012 | 12 | 0.11549
25225 | 3.924 | 1 | 365 | 4.4687 | 0.9923 | 5 | 0.46095
24394 | 7.28 | 1 | 365 | 8.2905 | 0.68296 | 8 | 0.97343
15654 | 12.5 | 1 | 365 | 14.235 | 0.6452 | 14 | 0.8802
53199 | 8.502 | 1 | 365 | 9.6821 | 0.48332 | 10 | 0.1654
21051 | 13.68 | 1 | 365 | 15.5788 | 0.34931 | 15 | 0.92809
51164 | 3.06 | 1 | 365 | 3.4847 | 0.012345 | 3 | 0.49707
25569 | 5.2 | 1 | 365 | 5.9218 | 0.9164 | 6 | 0.83816
18348 | 4.59 | 1 | 365 | 5.2271 | 0.51852 | 5 | 0.74561
26535 | 6.12 | 1 | 365 | 6.9695 | 0.02469 | 6 | 0.99415
11633 | 9.156 | 1 | 365 | 10.4269 | 0.98204 | 11 | 0.40889
24882 | 9.76 | 1 | 365 | 11.1147 | 0.36617 | 11 | 0.48086
25665 | 8.829 | 1 | 365 | 10.0545 | 0.23268 | 10 | 0.28714
21003 | 4.95 | 1 | 365 | 5.6371 | 0.3435 | 5 | 0.98056
11613 | 7.8 | 1 | 365 | 8.8826 | 0.8746 | 9 | 0.75724
48824 | 4.9 | 1 | 365 | 5.5801 | 0.22892 | 5 | 0.80904
18523 | 7.7 | 1 | 365 | 8.7688 | 0.64544 | 9 | 0.4142
35345 | 6.72 | 1 | 365 | 7.6527 | 0.39966 | 8 | 0.052396
13451 | 5.61 | 1 | 365 | 6.3887 | 0.85597 | 7 | 0.24463
15657 | 5.75 | 1 | 365 | 6.5481 | 0.17679 | 6 | 0.72489
18850 | 14.84 | 1 | 365 | 16.8998 | 0.0075814 | 16 | 0.90737
15655 | 5.75 | 1 | 365 | 6.5481 | 0.17679 | 6 | 0.72489
17840 | 10.26 | 1 | 365 | 11.6841 | 0.51198 | 12 | 0.19607
17318 | 4 | 1 | 365 | 4.5552 | 0.16646 | 4 | 0.72166
14247 | 9.81 | 1 | 365 | 11.1716 | 0.48075 | 11 | 0.65238
51932 | 5.61 | 1 | 365 | 6.3887 | 0.85597 | 7 | 0.24463
13345 | 8.1 | 1 | 365 | 9.2243 | 0.56209 | 9 | 0.78637
26494 | 5.1 | 1 | 365 | 5.8079 | 0.68724 | 6 | 0.49512
19430 | 5.175 | 1 | 365 | 5.8933 | 0.85911 | 6 | 0.7524
13808 | 11.475 | 1 | 365 | 13.0677 | 0.29629 | 13 | 0.36402
18246 | 3.3 | 1 | 365 | 3.758 | 0.56233 | 4 | 0.32037
23183 | 7.705 | 1 | 365 | 8.7745 | 0.6569 | 9 | 0.43136
15701 | 9.18 | 1 | 365 | 10.4542 | 0.037035 | 10 | 0.49122
20241 | 10.791 | 1 | 365 | 12.2888 | 0.72883 | 13 | 0.017619
16971 | 6.12 | 1 | 365 | 6.9695 | 0.02469 | 6 | 0.99415
23922 | 8.67 | 1 | 365 | 9.8734 | 0.86831 | 10 | 0.74171
14015 | 5 | 1 | 365 | 5.694 | 0.45808 | 6 | 0.15208
16993 | 5.4 | 1 | 365 | 6.1495 | 0.37473 | 6 | 0.52425
29676 | 12.54 | 1 | 365 | 14.2806 | 0.73686 | 15 | 0.017417
17165 | 11.2 | 1 | 365 | 12.7546 | 0.6661 | 13 | 0.42066
53101 | 5.36 | 1 | 365 | 6.104 | 0.28306 | 6 | 0.38703
26176 | 10 | 1 | 365 | 11.388 | 0.91616 | 12 | 0.30416
54308 | 5.1 | 1 | 365 | 5.8079 | 0.68724 | 6 | 0.49512
17083 | 7.7 | 1 | 365 | 8.7688 | 0.64544 | 9 | 0.4142
12820 | 7.8 | 1 | 365 | 8.8826 | 0.8746 | 9 | 0.75724
11697 | 6.6 | 1 | 365 | 7.5161 | 0.12467 | 7 | 0.64075
22906 | 4.8 | 1 | 365 | 5.4662 | 0.99976 | 6 | 0.466
52034 | 13.2 | 1 | 365 | 15.0322 | 0.24933 | 15 | 0.28149
23106 | 15.12 | 1 | 365 | 17.2187 | 0.64923 | 17 | 0.86789
22714 | 8.32 | 1 | 365 | 9.4748 | 0.066245 | 9 | 0.54106
13351 | 5.6 | 1 | 365 | 6.3773 | 0.83305 | 7 | 0.21033
13371 | 9.81 | 1 | 365 | 11.1716 | 0.48075 | 11 | 0.65238
19704 | 10.965 | 1 | 365 | 12.4869 | 0.12757 | 12 | 0.61451
18224 | 14.85 | 1 | 365 | 16.9112 | 0.030498 | 16 | 0.94168
22470 | 5.1 | 1 | 365 | 5.8079 | 0.68724 | 6 | 0.49512
12406 | 9.315 | 1 | 365 | 10.6079 | 0.3464 | 10 | 0.95433
17864 | 9.69 | 1 | 365 | 11.035 | 0.20576 | 11 | 0.24073
21183 | 9.52 | 1 | 365 | 10.8414 | 0.81618 | 11 | 0.65756
17884 | 9.8 | 1 | 365 | 11.1602 | 0.45784 | 11 | 0.61808
20762 | 3.924 | 1 | 365 | 4.4687 | 0.9923 | 5 | 0.46095
18346 | 7.7 | 1 | 365 | 8.7688 | 0.64544 | 9 | 0.4142
13609 | 3.924 | 1 | 365 | 4.4687 | 0.9923 | 5 | 0.46095
32598 | 2.55 | 1 | 365 | 2.9039 | 0.84362 | 3 | 0.74756
18906 | 12.426 | 1 | 365 | 14.1507 | 0.47562 | 14 | 0.62635
12401 | 7.521 | 1 | 365 | 8.5649 | 0.23524 | 8 | 0.80016
24800 | 8.4 | 1 | 365 | 9.5659 | 0.24957 | 9 | 0.81549
31047 | 5.232 | 1 | 365 | 5.9582 | 0.98973 | 6 | 0.94794
26978 | 8.415 | 1 | 365 | 9.583 | 0.28395 | 9 | 0.86695
11559 | 6.6 | 1 | 365 | 7.5161 | 0.12467 | 7 | 0.64075
15709 | 5.52 | 1 | 365 | 6.2862 | 0.64972 | 6 | 0.9359
30525 | 8.925 | 1 | 365 | 10.1638 | 0.45267 | 10 | 0.61646
18023 | 5.886 | 1 | 365 | 6.703 | 0.48845 | 7 | 0.19143
21056 | 10.36 | 1 | 365 | 11.798 | 0.74114 | 12 | 0.53911
58353 | 5.355 | 1 | 365 | 6.0983 | 0.2716 | 6 | 0.36988
19178 | 10.35 | 1 | 365 | 11.7866 | 0.71823 | 12 | 0.50481
26694 | 8.25 | 1 | 365 | 9.3951 | 0.90583 | 10 | 0.30093
17393 | 3.57 | 1 | 365 | 4.0655 | 0.18107 | 4 | 0.24659
22116 | 6.36 | 1 | 365 | 7.2428 | 0.57468 | 7 | 0.81745
26497 | 4.08 | 1 | 365 | 4.6463 | 0.34979 | 4 | 0.9961
22483 | 5 | 1 | 365 | 5.694 | 0.45808 | 6 | 0.15208
35946 | 6.12 | 1 | 365 | 6.9695 | 0.02469 | 6 | 0.99415
18681 | 7.848 | 1 | 365 | 8.9373 | 0.9846 | 9 | 0.9219
13623 | 5.88 | 1 | 365 | 6.6961 | 0.4747 | 7 | 0.17085
45229 | 7.98 | 1 | 365 | 9.0876 | 0.2871 | 9 | 0.37472
13455 | 4.125 | 1 | 365 | 4.6975 | 0.45292 | 5 | 0.15047
19172 | 3.24 | 1 | 365 | 3.6897 | 0.42484 | 4 | 0.11455
77452 | 7 | 1 | 365 | 7.9716 | 0.041312 | 8 | 0.012912
15658 | 8 | 1 | 365 | 9.1104 | 0.33293 | 9 | 0.44333
13994 | 6.25 | 1 | 365 | 7.1175 | 0.3226 | 7 | 0.4401
21142 | 5.1 | 1 | 365 | 5.8079 | 0.68724 | 6 | 0.49512
27265 | 10.4 | 1 | 365 | 11.8435 | 0.83281 | 12 | 0.67633
22202 | 6.44 | 1 | 365 | 7.3339 | 0.75801 | 8 | 0.091879
16751 | 12 | 1 | 365 | 13.6656 | 0.49939 | 14 | 0.16499
15644 | 5.1 | 1 | 365 | 5.8079 | 0.68724 | 6 | 0.49512
22467 | 7 | 1 | 365 | 7.9716 | 0.041312 | 8 | 0.012912
20071 | 7.395 | 1 | 365 | 8.4214 | 0.9465 | 9 | 0.36793
48673 | 5.232 | 1 | 365 | 5.9582 | 0.98973 | 6 | 0.94794
29970 | 11.4 | 1 | 365 | 12.9823 | 0.12442 | 13 | 0.10674
12503 | 6.48 | 1 | 365 | 7.3794 | 0.84967 | 8 | 0.2291
16465 | 6.3 | 1 | 365 | 7.1744 | 0.43718 | 7 | 0.61162
12580 | 7.7 | 1 | 365 | 8.7688 | 0.64544 | 9 | 0.4142
12772 | 9.3 | 1 | 365 | 10.5908 | 0.31203 | 10 | 0.90287
16944 | 8.4 | 1 | 365 | 9.5659 | 0.24957 | 9 | 0.81549
18208 | 5.559 | 1 | 365 | 6.3306 | 0.73909 | 7 | 0.069683
20868 | 5.1 | 1 | 365 | 5.8079 | 0.68724 | 6 | 0.49512
18923 | 5.1 | 1 | 365 | 5.8079 | 0.68724 | 6 | 0.49512
18313 | 4.14 | 1 | 365 | 4.7146 | 0.48729 | 5 | 0.20192
38412 | 11 | 1 | 365 | 12.5268 | 0.20778 | 12 | 0.73458
14771 | 9.72 | 1 | 365 | 11.0691 | 0.27451 | 11 | 0.34364
15667 | 5.4 | 1 | 365 | 6.1495 | 0.37473 | 6 | 0.52425
17468 | 7.14 | 1 | 365 | 8.131 | 0.36214 | 8 | 0.49317
12802 | 7.02 | 1 | 365 | 7.9944 | 0.087144 | 8 | 0.08152
17160 | 6 | 1 | 365 | 6.8328 | 0.7497 | 7 | 0.5825
18817 | 3.57 | 1 | 365 | 4.0655 | 0.18107 | 4 | 0.24659
14412 | 5.232 | 1 | 365 | 5.9582 | 0.98973 | 6 | 0.94794
37471 | 10.464 | 1 | 365 | 11.9164 | 0.97947 | 12 | 0.89587
12602 | 9.99 | 1 | 365 | 11.3766 | 0.89324 | 12 | 0.26986
15543 | 6.12 | 1 | 365 | 6.9695 | 0.02469 | 6 | 0.99415
18563 | 7.14 | 1 | 365 | 8.131 | 0.36214 | 8 | 0.49317
19020 | 4.675 | 1 | 365 | 5.3239 | 0.7133 | 6 | 0.037195
22274 | 7.83 | 1 | 365 | 8.9168 | 0.94335 | 9 | 0.86016
18273 | 6.885 | 1 | 365 | 7.8406 | 0.77778 | 8 | 0.61841
12385 | 7.56 | 1 | 365 | 8.6093 | 0.32462 | 8 | 0.93394
22606 | 3.36 | 1 | 365 | 3.8264 | 0.69983 | 4 | 0.5262
12930 | 5.5 | 1 | 365 | 6.2634 | 0.60389 | 6 | 0.86729
14244 | 7.848 | 1 | 365 | 8.9373 | 0.9846 | 9 | 0.9219
16638 | 3 | 1 | 365 | 3.4164 | 0.87485 | 4 | 0.29125
30142 | 3.924 | 1 | 365 | 4.4687 | 0.9923 | 5 | 0.46095
55271 | 9.35 | 1 | 365 | 10.6478 | 0.42661 | 11 | 0.07439
20172 | 5.6 | 1 | 365 | 6.3773 | 0.83305 | 7 | 0.21033
42555 | 6.3 | 1 | 365 | 7.1744 | 0.43718 | 7 | 0.61162
13687 | 9.35 | 1 | 365 | 10.6478 | 0.42661 | 11 | 0.07439
15547 | 9.45 | 1 | 365 | 10.7617 | 0.65577 | 11 | 0.41743
19006 | 10.5 | 1 | 365 | 11.9574 | 0.061968 | 12 | 0.019368
18516 | 6.3 | 1 | 365 | 7.1744 | 0.43718 | 7 | 0.61162
13118 | 9.625 | 1 | 365 | 10.961 | 0.056804 | 11 | 0.017754
33027 | 5.2 | 1 | 365 | 5.9218 | 0.9164 | 6 | 0.83816
19074 | 6.6 | 1 | 365 | 7.5161 | 0.12467 | 7 | 0.64075
11555 | 5.72 | 1 | 365 | 6.5139 | 0.10804 | 6 | 0.62198
11648 | 8.67 | 1 | 365 | 9.8734 | 0.86831 | 10 | 0.74171
16864 | 9 | 1 | 365 | 10.2492 | 0.62454 | 10 | 0.87374
20639 | 4.8 | 1 | 365 | 5.4662 | 0.99976 | 6 | 0.466
19071 | 7.395 | 1 | 365 | 8.4214 | 0.9465 | 9 | 0.36793
20488 | 4.335 | 1 | 365 | 4.9367 | 0.93416 | 5 | 0.87085
21647 | 4.95 | 1 | 365 | 5.6371 | 0.3435 | 5 | 0.98056
52623 | 8.25 | 1 | 365 | 9.3951 | 0.90583 | 10 | 0.30093
12586 | 4.2 | 1 | 365 | 4.783 | 0.62479 | 5 | 0.40775
49261 | 4.08 | 1 | 365 | 4.6463 | 0.34979 | 4 | 0.9961
18037 | 8.68 | 1 | 365 | 9.8848 | 0.89123 | 10 | 0.77601
34195 | 7.65 | 1 | 365 | 8.7118 | 0.53086 | 9 | 0.24268
17081 | 9.6 | 1 | 365 | 10.9325 | 0.99951 | 11 | 0.93199
14550 | 7.65 | 1 | 365 | 8.7118 | 0.53086 | 9 | 0.24268
18242 | 4.675 | 1 | 365 | 5.3239 | 0.7133 | 6 | 0.037195
14413 | 3.85 | 1 | 365 | 4.3844 | 0.82272 | 5 | 0.2071
19597 | 7.65 | 1 | 365 | 8.7118 | 0.53086 | 9 | 0.24268
17166 | 5.61 | 1 | 365 | 6.3887 | 0.85597 | 7 | 0.24463
16284 | 5.7 | 1 | 365 | 6.4912 | 0.062211 | 6 | 0.55337
15642 | 8.5 | 1 | 365 | 9.6798 | 0.47874 | 10 | 0.15854
12417 | 9.156 | 1 | 365 | 10.4269 | 0.98204 | 11 | 0.40889
20625 | 4.59 | 1 | 365 | 5.2271 | 0.51852 | 5 | 0.74561
27167 | 6.16 | 1 | 365 | 7.015 | 0.11635 | 7 | 0.13136
21564 | 12.375 | 1 | 365 | 14.0927 | 0.35875 | 14 | 0.4514
13357 | 9.483 | 1 | 365 | 10.7992 | 0.73139 | 11 | 0.53063
18243 | 8.71 | 1 | 365 | 9.9189 | 0.95998 | 10 | 0.87892
14739 | 7.2 | 1 | 365 | 8.1994 | 0.49964 | 8 | 0.699
26086 | 5.775 | 1 | 365 | 6.5766 | 0.23408 | 6 | 0.81065
24993 | 6.21 | 1 | 365 | 7.0719 | 0.23094 | 7 | 0.30288
46201 | 11 | 1 | 365 | 12.5268 | 0.20778 | 12 | 0.73458
31605 | 8.4 | 1 | 365 | 9.5659 | 0.24957 | 9 | 0.81549
24000 | 10.8 | 1 | 365 | 12.299 | 0.74945 | 13 | 0.048493
53294 | 2.2 | 1 | 365 | 2.5054 | 0.041555 | 2 | 0.54692
21396 | 4.95 | 1 | 365 | 5.6371 | 0.3435 | 5 | 0.98056
53916 | 2.8 | 1 | 365 | 3.1886 | 0.41652 | 3 | 0.60516
24110 | 7.14 | 1 | 365 | 8.131 | 0.36214 | 8 | 0.49317
27918 | 8.16 | 1 | 365 | 9.2926 | 0.69959 | 9 | 0.99219
16452 | 7.02 | 1 | 365 | 7.9944 | 0.087144 | 8 | 0.08152
42587 | 4.16 | 1 | 365 | 4.7374 | 0.53312 | 5 | 0.27053
22990 | 6.6 | 1 | 365 | 7.5161 | 0.12467 | 7 | 0.64075
21163 | 10.8 | 1 | 365 | 12.299 | 0.74945 | 13 | 0.048493
66682 | 9.12 | 1 | 365 | 10.3859 | 0.89954 | 11 | 0.28539
15299 | 4.95 | 1 | 365 | 5.6371 | 0.3435 | 5 | 0.98056
22988 | 6.12 | 1 | 365 | 6.9695 | 0.02469 | 6 | 0.99415
20031 | 8.25 | 1 | 365 | 9.3951 | 0.90583 | 10 | 0.30093
13849 | 10.455 | 1 | 365 | 11.9062 | 0.95885 | 12 | 0.865
13528 | 5.1 | 1 | 365 | 5.8079 | 0.68724 | 6 | 0.49512
16192 | 9.92 | 1 | 365 | 11.2969 | 0.73283 | 12 | 0.029727
17871 | 6.375 | 1 | 365 | 7.2599 | 0.60905 | 7 | 0.8689
16592 | 9.625 | 1 | 365 | 10.961 | 0.056804 | 11 | 0.017754
22280 | 6.76 | 1 | 365 | 7.6983 | 0.49132 | 8 | 0.18961
28022 | 7.2 | 1 | 365 | 8.1994 | 0.49964 | 8 | 0.699
69662 | 10.464 | 1 | 365 | 11.9164 | 0.97947 | 12 | 0.89587
14421 | 7.848 | 1 | 365 | 8.9373 | 0.9846 | 9 | 0.9219
14925 | 6.3 | 1 | 365 | 7.1744 | 0.43718 | 7 | 0.61162
78439 | 6.84 | 1 | 365 | 7.7894 | 0.67465 | 8 | 0.46405
18869 | 4.845 | 1 | 365 | 5.5175 | 0.10288 | 5 | 0.62037
20756 | 3.9 | 1 | 365 | 4.4413 | 0.9373 | 5 | 0.37862
18153 | 11.2 | 1 | 365 | 12.7546 | 0.6661 | 13 | 0.42066
19079 | 5.1 | 1 | 365 | 5.8079 | 0.68724 | 6 | 0.49512
16305 | 6.36 | 1 | 365 | 7.2428 | 0.57468 | 7 | 0.81745
23416 | 5.61 | 1 | 365 | 6.3887 | 0.85597 | 7 | 0.24463
49116 | 5.865 | 1 | 365 | 6.6791 | 0.44033 | 7 | 0.11939
11649 | 6.05 | 1 | 365 | 6.8897 | 0.86428 | 7 | 0.75402
23018 | 7.15 | 1 | 365 | 8.1424 | 0.38505 | 8 | 0.52747
17662 | 6.72 | 1 | 365 | 7.6527 | 0.39966 | 8 | 0.052396
15389 | 9.99 | 1 | 365 | 11.3766 | 0.89324 | 12 | 0.26986
19864 | 4.95 | 1 | 365 | 5.6371 | 0.3435 | 5 | 0.98056
17392 | 7.7 | 1 | 365 | 8.7688 | 0.64544 | 9 | 0.4142
12800 | 9.18 | 1 | 365 | 10.4542 | 0.037035 | 10 | 0.49122
20478 | 5.175 | 1 | 365 | 5.8933 | 0.85911 | 6 | 0.7524
19466 | 8.415 | 1 | 365 | 9.583 | 0.28395 | 9 | 0.86695
21580 | 6.05 | 1 | 365 | 6.8897 | 0.86428 | 7 | 0.75402
17474 | 7.29 | 1 | 365 | 8.3019 | 0.70588 | 9 | 0.0077326
15209 | 13.5 | 1 | 365 | 15.3738 | 0.93682 | 16 | 0.31062
49264 | 5.88 | 1 | 365 | 6.6961 | 0.4747 | 7 | 0.17085
37470 | 3.575 | 1 | 365 | 4.0712 | 0.19253 | 4 | 0.26374
25588 | 2.75 | 1 | 365 | 3.1317 | 0.30194 | 3 | 0.43364
20405 | 10 | 1 | 365 | 11.388 | 0.91616 | 12 | 0.30416
13977 | 6.5 | 1 | 365 | 7.4022 | 0.8955 | 8 | 0.2977
13889 | 6 | 1 | 365 | 6.8328 | 0.7497 | 7 | 0.5825
15136 | 8.67 | 1 | 365 | 9.8734 | 0.86831 | 10 | 0.74171
21196 | 8.1 | 1 | 365 | 9.2243 | 0.56209 | 9 | 0.78637
58352 | 5.1 | 1 | 365 | 5.8079 | 0.68724 | 6 | 0.49512
17162 | 12.32 | 1 | 365 | 14.03 | 0.23271 | 14 | 0.26273
12944 | 3.825 | 1 | 365 | 4.3559 | 0.76543 | 5 | 0.12134
18520 | 8.925 | 1 | 365 | 10.1638 | 0.45267 | 10 | 0.61646
14245 | 6.867 | 1 | 365 | 7.8201 | 0.73653 | 8 | 0.55667
26510 | 6.12 | 1 | 365 | 6.9695 | 0.02469 | 6 | 0.99415
15698 | 7.7 | 1 | 365 | 8.7688 | 0.64544 | 9 | 0.4142
11547 | 5.1 | 1 | 365 | 5.8079 | 0.68724 | 6 | 0.49512
13069 | 5.6 | 1 | 365 | 6.3773 | 0.83305 | 7 | 0.21033
26491 | 4.08 | 1 | 365 | 4.6463 | 0.34979 | 4 | 0.9961
19263 | 6.12 | 1 | 365 | 6.9695 | 0.02469 | 6 | 0.99415
51171 | 3.06 | 1 | 365 | 3.4847 | 0.012345 | 3 | 0.49707
13472 | 3.3 | 1 | 365 | 3.758 | 0.56233 | 4 | 0.32037
25019 | 5.865 | 1 | 365 | 6.6791 | 0.44033 | 7 | 0.11939
18218 | 5.225 | 1 | 365 | 5.9502 | 0.97369 | 6 | 0.92392
14676 | 7.14 | 1 | 365 | 8.131 | 0.36214 | 8 | 0.49317
23698 | 10.8 | 1 | 365 | 12.299 | 0.74945 | 13 | 0.048493
42569 | 5.355 | 1 | 365 | 6.0983 | 0.2716 | 6 | 0.36988
16157 | 10.05 | 1 | 365 | 11.4449 | 0.030741 | 11 | 0.47568
51919 | 8 | 1 | 365 | 9.1104 | 0.33293 | 9 | 0.44333
11774 | 6.5 | 1 | 365 | 7.4022 | 0.8955 | 8 | 0.2977
13918 | 2.75 | 1 | 365 | 3.1317 | 0.30194 | 3 | 0.43364
6728 | 7.905 | 1 | 365 | 9.0022 | 0.11522 | 9 | 0.11744
6516 | 5.355 | 1 | 365 | 6.0983 | 0.2716 | 6 | 0.36988
6730 | 7.65 | 1 | 365 | 8.7118 | 0.53086 | 9 | 0.24268
7865 | 4.5 | 1 | 365 | 5.1246 | 0.31227 | 5 | 0.43687
8662 | 7.02 | 1 | 365 | 7.9944 | 0.087144 | 8 | 0.08152
8911 | 8.68 | 1 | 365 | 9.8848 | 0.89123 | 10 | 0.77601
6977 | 3.08 | 1 | 365 | 3.5075 | 0.058177 | 3 | 0.56568
13861 | 7.395 | 1 | 365 | 8.4214 | 0.9465 | 9 | 0.36793
13963 | 3.5 | 1 | 365 | 3.9858 | 0.020656 | 4 | 0.006456
14790 | 2.55 | 1 | 365 | 2.9039 | 0.84362 | 3 | 0.74756
48820 | 10.335 | 1 | 365 | 11.7695 | 0.68385 | 12 | 0.45335
23643 | 5.1 | 1 | 365 | 5.8079 | 0.68724 | 6 | 0.49512
19001 | 5.559 | 1 | 365 | 6.3306 | 0.73909 | 7 | 0.069683
13982 | 10.965 | 1 | 365 | 12.4869 | 0.12757 | 12 | 0.61451
17201 | 9.945 | 1 | 365 | 11.3254 | 0.79012 | 12 | 0.11549
16949 | 5.4 | 1 | 365 | 6.1495 | 0.37473 | 6 | 0.52425
16155 | 7.65 | 1 | 365 | 8.7118 | 0.53086 | 9 | 0.24268
13862 | 5.775 | 1 | 365 | 6.5766 | 0.23408 | 6 | 0.81065
20034 | 9.9 | 1 | 365 | 11.2741 | 0.687 | 11 | 0.96112
13811 | 11.48 | 1 | 365 | 13.0734 | 0.30775 | 13 | 0.38118
13998 | 10.2 | 1 | 365 | 11.6158 | 0.37448 | 11 | 0.99024
91148 | 6.75 | 1 | 365 | 7.6869 | 0.46841 | 8 | 0.15531
17219 | 7.65 | 1 | 365 | 8.7118 | 0.53086 | 9 | 0.24268
14026 | 7.65 | 1 | 365 | 8.7118 | 0.53086 | 9 | 0.24268
13880 | 3.3 | 1 | 365 | 3.758 | 0.56233 | 4 | 0.32037
14028 | 9.435 | 1 | 365 | 10.7446 | 0.6214 | 11 | 0.36597
13957 | 9.18 | 1 | 365 | 10.4542 | 0.037035 | 10 | 0.49122
14812 | 8.48 | 1 | 365 | 9.657 | 0.4329 | 10 | 0.089928
13883 | 4.48 | 1 | 365 | 5.1018 | 0.26644 | 5 | 0.36826
69906 | 3 | 1 | 365 | 3.4164 | 0.41377 | 3 | 0.83017
13886 | 4.48 | 1 | 365 | 5.1018 | 0.26644 | 5 | 0.36826
37132 | 6.27 | 1 | 365 | 7.1403 | 0.36843 | 7 | 0.50871
13917 | 5 | 1 | 365 | 5.694 | 0.45808 | 6 | 0.15208
30659 | 11.76 | 1 | 365 | 13.3923 | 0.9494 | 14 | 0.34169
13866 | 5.559 | 1 | 365 | 6.3306 | 0.73909 | 7 | 0.069683
14048 | 2.86 | 1 | 365 | 3.257 | 0.55402 | 3 | 0.81099
23037 | 9 | 1 | 365 | 10.2492 | 0.62454 | 10 | 0.87374
15006 | 8.37 | 1 | 365 | 9.5318 | 0.18083 | 9 | 0.71258
17677 | 6.867 | 1 | 365 | 7.8201 | 0.73653 | 8 | 0.55667
17208 | 4.59 | 1 | 365 | 5.2271 | 0.51852 | 5 | 0.74561
14116 | 2.55 | 1 | 365 | 2.9039 | 0.84362 | 3 | 0.74756
15675 | 7.5 | 1 | 365 | 8.541 | 0.18712 | 8 | 0.72812
18312 | 3 | 1 | 365 | 3.4164 | 0.87485 | 4 | 0.29125
13974 | 2.55 | 1 | 365 | 2.9039 | 0.84362 | 3 | 0.74756
14021 | 5.865 | 1 | 365 | 6.6791 | 0.44033 | 7 | 0.11939
14047 | 6.375 | 1 | 365 | 7.2599 | 0.60905 | 7 | 0.8689
20944 | 7.14 | 1 | 365 | 8.131 | 0.36214 | 8 | 0.49317
14014 | 8.16 | 1 | 365 | 9.2926 | 0.69959 | 9 | 0.99219
13987 | 2.55 | 1 | 365 | 2.9039 | 0.84362 | 3 | 0.74756
17216 | 4.59 | 1 | 365 | 5.2271 | 0.51852 | 5 | 0.74561
20490 | 7.65 | 1 | 365 | 8.7118 | 0.53086 | 9 | 0.24268
53872 | 4.5 | 1 | 365 | 5.1246 | 0.31227 | 5 | 0.43687
15247 | 5.72 | 1 | 365 | 6.5139 | 0.10804 | 6 | 0.62198
13993 | 7.65 | 1 | 365 | 8.7118 | 0.53086 | 9 | 0.24268
67330 | 9.1 | 1 | 365 | 10.3631 | 0.85371 | 11 | 0.21679
15076 | 4.68 | 1 | 365 | 5.3296 | 0.72476 | 6 | 0.054347
16296 | 11.825 | 1 | 365 | 13.4663 | 0.098359 | 13 | 0.56467
25840 | 10.545 | 1 | 365 | 12.0086 | 0.16509 | 12 | 0.17374
14049 | 3.06 | 1 | 365 | 3.4847 | 0.012345 | 3 | 0.49707
14130 | 2.6 | 1 | 365 | 2.9609 | 0.9582 | 3 | 0.91908
60901 | 5.735 | 1 | 365 | 6.531 | 0.14242 | 6 | 0.67344
14066 | 9 | 1 | 365 | 10.2492 | 0.62454 | 10 | 0.87374
15287 | 8.829 | 1 | 365 | 10.0545 | 0.23268 | 10 | 0.28714
17222 | 5.98 | 1 | 365 | 6.81 | 0.70386 | 7 | 0.51389
20867 | 3.57 | 1 | 365 | 4.0655 | 0.18107 | 4 | 0.24659
20240 | 11.44 | 1 | 365 | 13.0279 | 0.21609 | 13 | 0.24396
17191 | 3.06 | 1 | 365 | 3.4847 | 0.012345 | 3 | 0.49707
14003 | 7.14 | 1 | 365 | 8.131 | 0.36214 | 8 | 0.49317
14008 | 5.355 | 1 | 365 | 6.0983 | 0.2716 | 6 | 0.36988
24718 | 3.6 | 1 | 365 | 4.0997 | 0.24982 | 4 | 0.3495
17129 | 7.83 | 1 | 365 | 8.9168 | 0.94335 | 9 | 0.86016
15323 | 9.99 | 1 | 365 | 11.3766 | 0.89324 | 12 | 0.26986
16522 | 8.925 | 1 | 365 | 10.1638 | 0.45267 | 10 | 0.61646
24720 | 3.57 | 1 | 365 | 4.0655 | 0.18107 | 4 | 0.24659
22278 | 4.08 | 1 | 365 | 4.6463 | 0.34979 | 4 | 0.9961
13871 | 7.95 | 1 | 365 | 9.0535 | 0.21835 | 9 | 0.27181
17306 | 10.64 | 1 | 365 | 12.1168 | 0.38279 | 12 | 0.49963
16709 | 7.84 | 1 | 365 | 8.9282 | 0.96627 | 9 | 0.89446
15316 | 7.905 | 1 | 365 | 9.0022 | 0.11522 | 9 | 0.11744
42497 | 5.67 | 1 | 365 | 6.457 | 0.99346 | 7 | 0.45046
15854 | 9.54 | 1 | 365 | 10.8642 | 0.86202 | 11 | 0.72617
15528 | 8.4 | 1 | 365 | 9.5659 | 0.24957 | 9 | 0.81549
66629 | 8.1 | 1 | 365 | 9.2243 | 0.56209 | 9 | 0.78637
53718 | 5.985 | 1 | 365 | 6.8157 | 0.71532 | 7 | 0.53104
19491 | 7.75 | 1 | 365 | 8.8257 | 0.76002 | 9 | 0.58572
21148 | 9.075 | 1 | 365 | 10.3346 | 0.79642 | 11 | 0.13103
25560 | 9.9 | 1 | 365 | 11.2741 | 0.687 | 11 | 0.96112
19500 | 4.94 | 1 | 365 | 5.6257 | 0.32058 | 5 | 0.94626
20906 | 9.18 | 1 | 365 | 10.4542 | 0.037035 | 10 | 0.49122
14814 | 5.61 | 1 | 365 | 6.3887 | 0.85597 | 7 | 0.24463
15824 | 4.125 | 1 | 365 | 4.6975 | 0.45292 | 5 | 0.15047
15016 | 2.805 | 1 | 365 | 3.1943 | 0.42798 | 3 | 0.62232
15400 | 6.12 | 1 | 365 | 6.9695 | 0.02469 | 6 | 0.99415
18280 | 7.59 | 1 | 365 | 8.6435 | 0.39337 | 9 | 0.036857
14927 | 10.08 | 1 | 365 | 11.4791 | 0.099489 | 11 | 0.57859
13799 | 11 | 1 | 365 | 12.5268 | 0.20778 | 12 | 0.73458
18932 | 6 | 1 | 365 | 6.8328 | 0.7497 | 7 | 0.5825
24978 | 5.67 | 1 | 365 | 6.457 | 0.99346 | 7 | 0.45046
17926 | 7.8 | 1 | 365 | 8.8826 | 0.8746 | 9 | 0.75724
14417 | 9.156 | 1 | 365 | 10.4269 | 0.98204 | 11 | 0.40889
51903 | 7.905 | 1 | 365 | 9.0022 | 0.11522 | 9 | 0.11744
13865 | 5.88 | 1 | 365 | 6.6961 | 0.4747 | 7 | 0.17085
13816 | 9.18 | 1 | 365 | 10.4542 | 0.037035 | 10 | 0.49122
14510 | 4.48 | 1 | 365 | 5.1018 | 0.26644 | 5 | 0.36826
13875 | 4.59 | 1 | 365 | 5.2271 | 0.51852 | 5 | 0.74561
32707 | 3.825 | 1 | 365 | 4.3559 | 0.76543 | 5 | 0.12134
14506 | 7.194 | 1 | 365 | 8.1925 | 0.48589 | 8 | 0.67841
13819 | 9.18 | 1 | 365 | 10.4542 | 0.037035 | 10 | 0.49122
17911 | 6.213 | 1 | 365 | 7.0754 | 0.23781 | 7 | 0.31317
20818 | 9.18 | 1 | 365 | 10.4542 | 0.037035 | 10 | 0.49122
21189 | 3.06 | 1 | 365 | 3.4847 | 0.012345 | 3 | 0.49707
16290 | 7.84 | 1 | 365 | 8.9282 | 0.96627 | 9 | 0.89446
14067 | 9 | 1 | 365 | 10.2492 | 0.62454 | 10 | 0.87374
15858 | 6.6 | 1 | 365 | 7.5161 | 0.12467 | 7 | 0.64075
14416 | 7.425 | 1 | 365 | 8.4556 | 0.015249 | 8 | 0.47084
15354 | 11.118 | 1 | 365 | 12.6612 | 0.47819 | 13 | 0.13937
13878 | 6.875 | 1 | 365 | 7.8293 | 0.75486 | 8 | 0.58411
17475 | 8.91 | 1 | 365 | 10.1467 | 0.4183 | 10 | 0.56501
19499 | 6.25 | 1 | 365 | 7.1175 | 0.3226 | 7 | 0.4401
16402 | 6.63 | 1 | 365 | 7.5502 | 0.19341 | 7 | 0.74366
36562 | 6.615 | 1 | 365 | 7.5332 | 0.15904 | 7 | 0.6922
14504 | 7.848 | 1 | 365 | 8.9373 | 0.9846 | 9 | 0.9219
53953 | 7.155 | 1 | 365 | 8.1481 | 0.39651 | 8 | 0.54463
17660 | 12.505 | 1 | 365 | 14.2407 | 0.65666 | 14 | 0.89735
19395 | 8.91 | 1 | 365 | 10.1467 | 0.4183 | 10 | 0.56501
19344 | 7.935 | 1 | 365 | 9.0364 | 0.18397 | 9 | 0.22035
20475 | 3.3 | 1 | 365 | 3.758 | 0.56233 | 4 | 0.32037
16693 | 6.54 | 1 | 365 | 7.4478 | 0.98717 | 8 | 0.43492
18199 | 9.045 | 1 | 365 | 10.3004 | 0.72767 | 11 | 0.028113
19867 | 8.28 | 1 | 365 | 9.4293 | 0.97458 | 10 | 0.40384
25004 | 4.575 | 1 | 365 | 5.21 | 0.48414 | 5 | 0.69415
19191 | 5.67 | 1 | 365 | 6.457 | 0.99346 | 7 | 0.45046
22028 | 9.54 | 1 | 365 | 10.8642 | 0.86202 | 11 | 0.72617
32023 | 12.825 | 1 | 365 | 14.6051 | 0.38998 | 14 | 0.99509
23023 | 7.848 | 1 | 365 | 8.9373 | 0.9846 | 9 | 0.9219
28998 | 12.426 | 1 | 365 | 14.1507 | 0.47562 | 14 | 0.62635
52064 | 5.559 | 1 | 365 | 6.3306 | 0.73909 | 7 | 0.069683
27028 | 7.8 | 1 | 365 | 8.8826 | 0.8746 | 9 | 0.75724
19066 | 8.829 | 1 | 365 | 10.0545 | 0.23268 | 10 | 0.28714
14041 | 6.12 | 1 | 365 | 6.9695 | 0.02469 | 6 | 0.99415
13739 | 4.578 | 1 | 365 | 5.2134 | 0.49102 | 5 | 0.70444
22972 | 12.426 | 1 | 365 | 14.1507 | 0.47562 | 14 | 0.62635
15298 | 7.7 | 1 | 365 | 8.7688 | 0.64544 | 9 | 0.4142
15659 | 4.5 | 1 | 365 | 5.1246 | 0.31227 | 5 | 0.43687
23145 | 9.1 | 1 | 365 | 10.3631 | 0.85371 | 11 | 0.21679
16389 | 8.67 | 1 | 365 | 9.8734 | 0.86831 | 10 | 0.74171
18560 | 8.16 | 1 | 365 | 9.2926 | 0.69959 | 9 | 0.99219
16308 | 9.945 | 1 | 365 | 11.3254 | 0.79012 | 12 | 0.11549
15977 | 6.5 | 1 | 365 | 7.4022 | 0.8955 | 8 | 0.2977
21956 | 10.64 | 1 | 365 | 12.1168 | 0.38279 | 12 | 0.49963
18035 | 4.578 | 1 | 365 | 5.2134 | 0.49102 | 5 | 0.70444
34847 | 7.848 | 1 | 365 | 8.9373 | 0.9846 | 9 | 0.9219
52807 | 7.15 | 1 | 365 | 8.1424 | 0.38505 | 8 | 0.52747
14815 | 7.14 | 1 | 365 | 8.131 | 0.36214 | 8 | 0.49317
58988 | 9.1 | 1 | 365 | 10.3631 | 0.85371 | 11 | 0.21679
21421 | 8.16 | 1 | 365 | 9.2926 | 0.69959 | 9 | 0.99219
16696 | 9.81 | 1 | 365 | 11.1716 | 0.48075 | 11 | 0.65238
16132 | 5.04 | 1 | 365 | 5.7396 | 0.54974 | 6 | 0.2893
18515 | 9.01 | 1 | 365 | 10.2606 | 0.64746 | 10 | 0.90805
32864 | 7.2 | 1 | 365 | 8.1994 | 0.49964 | 8 | 0.699
15353 | 8.829 | 1 | 365 | 10.0545 | 0.23268 | 10 | 0.28714
21194 | 4.32 | 1 | 365 | 4.9196 | 0.89978 | 5 | 0.8194
19077 | 7.7 | 1 | 365 | 8.7688 | 0.64544 | 9 | 0.4142
15690 | 4.2 | 1 | 365 | 4.783 | 0.62479 | 5 | 0.40775
15837 | 8.1 | 1 | 365 | 9.2243 | 0.56209 | 9 | 0.78637
50564 | 12.65 | 1 | 365 | 14.4058 | 0.98894 | 15 | 0.39476
14258 | 7.2 | 1 | 365 | 8.1994 | 0.49964 | 8 | 0.699
26653 | 3.38 | 1 | 365 | 3.8491 | 0.74566 | 4 | 0.59481
17659 | 6.72 | 1 | 365 | 7.6527 | 0.39966 | 8 | 0.052396
17293 | 8.415 | 1 | 365 | 9.583 | 0.28395 | 9 | 0.86695
33407 | 6.24 | 1 | 365 | 7.1061 | 0.29968 | 7 | 0.4058
20124 | 5.04 | 1 | 365 | 5.7396 | 0.54974 | 6 | 0.2893
18368 | 7.5 | 1 | 365 | 8.541 | 0.18712 | 8 | 0.72812
23857 | 13.065 | 1 | 365 | 14.8784 | 0.93996 | 15 | 0.81839
20561 | 7.975 | 1 | 365 | 9.0819 | 0.27564 | 9 | 0.35757
21062 | 5.886 | 1 | 365 | 6.703 | 0.48845 | 7 | 0.19143
25302 | 10.335 | 1 | 365 | 11.7695 | 0.68385 | 12 | 0.45335
28918 | 3.924 | 1 | 365 | 4.4687 | 0.9923 | 5 | 0.46095
17167 | 10.725 | 1 | 365 | 12.2136 | 0.57758 | 12 | 0.79121
21134 | 4.845 | 1 | 365 | 5.5175 | 0.10288 | 5 | 0.62037
32594 | 6.63 | 1 | 365 | 7.5502 | 0.19341 | 7 | 0.74366
17292 | 3.57 | 1 | 365 | 4.0655 | 0.18107 | 4 | 0.24659
20711 | 8.97 | 1 | 365 | 10.215 | 0.5558 | 10 | 0.77083
19081 | 7.975 | 1 | 365 | 9.0819 | 0.27564 | 9 | 0.35757
13872 | 5 | 1 | 365 | 5.694 | 0.45808 | 6 | 0.15208
16544 | 8.68 | 1 | 365 | 9.8848 | 0.89123 | 10 | 0.77601
21432 | 9.36 | 1 | 365 | 10.6592 | 0.44953 | 11 | 0.10869
21797 | 5.67 | 1 | 365 | 6.457 | 0.99346 | 7 | 0.45046
21014 | 8 | 1 | 365 | 9.1104 | 0.33293 | 9 | 0.44333
21744 | 8.64 | 1 | 365 | 9.8392 | 0.79956 | 10 | 0.63879
20699 | 11.44 | 1 | 365 | 13.0279 | 0.21609 | 13 | 0.24396
18161 | 11.7 | 1 | 365 | 13.324 | 0.81191 | 14 | 0.13587
15656 | 8.82 | 1 | 365 | 10.0442 | 0.21205 | 10 | 0.25627
17391 | 4.59 | 1 | 365 | 5.2271 | 0.51852 | 5 | 0.74561
20247 | 4.845 | 1 | 365 | 5.5175 | 0.10288 | 5 | 0.62037
25320 | 9.275 | 1 | 365 | 10.5624 | 0.25474 | 10 | 0.81711
20032 | 3.85 | 1 | 365 | 4.3844 | 0.82272 | 5 | 0.2071
24044 | 9.72 | 1 | 365 | 11.0691 | 0.27451 | 11 | 0.34364
15291 | 6.867 | 1 | 365 | 7.8201 | 0.73653 | 8 | 0.55667
21544 | 5.4 | 1 | 365 | 6.1495 | 0.37473 | 6 | 0.52425
22200 | 5.2 | 1 | 365 | 5.9218 | 0.9164 | 6 | 0.83816
73684 | 3.795 | 1 | 365 | 4.3217 | 0.31842 | 4 | 0.64017
14997 | 11.4 | 1 | 365 | 12.9823 | 0.12442 | 13 | 0.10674
32600 | 5.1 | 1 | 365 | 5.8079 | 0.68724 | 6 | 0.49512
13869 | 5.67 | 1 | 365 | 6.457 | 0.99346 | 7 | 0.45046
18015 | 4.48 | 1 | 365 | 5.1018 | 0.26644 | 5 | 0.36826
73059 | 6 | 1 | 365 | 6.8328 | 0.7497 | 7 | 0.5825
16558 | 9.24 | 1 | 365 | 10.5225 | 0.17453 | 10 | 0.69704
57512 | 6.25 | 1 | 365 | 7.1175 | 0.3226 | 7 | 0.4401
14065 | 7.84 | 1 | 365 | 8.9282 | 0.96627 | 9 | 0.89446
18345 | 5.61 | 1 | 365 | 6.3887 | 0.85597 | 7 | 0.24463
9241 | 4.165 | 1 | 365 | 4.7431 | 0.54458 | 5 | 0.28768
10710 | 10.71 | 1 | 365 | 12.1965 | 0.54321 | 12 | 0.73976
10712 | 2.55 | 1 | 365 | 2.9039 | 0.84362 | 3 | 0.74756
3460 | 7.5 | 1 | 365 | 8.541 | 0.18712 | 8 | 0.72812
11246 | 5.4 | 1 | 365 | 6.1495 | 0.37473 | 6 | 0.52425
17096 | 5.5 | 1 | 365 | 6.2634 | 0.60389 | 6 | 0.86729
15125 | 5.04 | 1 | 365 | 5.7396 | 0.54974 | 6 | 0.2893
17142 | 5.1 | 1 | 365 | 5.8079 | 0.68724 | 6 | 0.49512
20385 | 4.68 | 1 | 365 | 5.3296 | 0.72476 | 6 | 0.054347
58980 | 2.16 | 1 | 365 | 2.4598 | 0.94989 | 3 | 0.4097
16912 | 5.72 | 1 | 365 | 6.5139 | 0.10804 | 6 | 0.62198
20381 | 6.5 | 1 | 365 | 7.4022 | 0.8955 | 8 | 0.2977
58873 | 6.12 | 1 | 365 | 6.9695 | 0.02469 | 6 | 0.99415
44230 | 9.315 | 1 | 365 | 10.6079 | 0.3464 | 10 | 0.95433
58951 | 3.06 | 1 | 365 | 3.4847 | 0.012345 | 3 | 0.49707
17227 | 4.94 | 1 | 365 | 5.6257 | 0.32058 | 5 | 0.94626
20266 | 7.28 | 1 | 365 | 8.2905 | 0.68296 | 8 | 0.97343
20265 | 3.12 | 1 | 365 | 3.5531 | 0.14984 | 3 | 0.7029
53830 | 5.94 | 1 | 365 | 6.7645 | 0.6122 | 7 | 0.37667
17116 | 3.825 | 1 | 365 | 4.3559 | 0.76543 | 5 | 0.12134
21358 | 7.28 | 1 | 365 | 8.2905 | 0.68296 | 8 | 0.97343
20361 | 9.69 | 1 | 365 | 11.035 | 0.20576 | 11 | 0.24073
17156 | 5.72 | 1 | 365 | 6.5139 | 0.10804 | 6 | 0.62198
17132 | 6.12 | 1 | 365 | 6.9695 | 0.02469 | 6 | 0.99415
17146 | 2.295 | 1 | 365 | 2.6135 | 0.25926 | 2 | 0.8728
17099 | 4.845 | 1 | 365 | 5.5175 | 0.10288 | 5 | 0.62037
15150 | 8.84 | 1 | 365 | 10.067 | 0.25789 | 10 | 0.32488
17103 | 5.61 | 1 | 365 | 6.3887 | 0.85597 | 7 | 0.24463
17130 | 3.315 | 1 | 365 | 3.7751 | 0.59671 | 4 | 0.37183
20386 | 8.84 | 1 | 365 | 10.067 | 0.25789 | 10 | 0.32488
15176 | 2.34 | 1 | 365 | 2.6648 | 0.36238 | 3 | 0.027173
17221 | 2.6 | 1 | 365 | 2.9609 | 0.9582 | 3 | 0.91908
17494 | 2.34 | 1 | 365 | 2.6648 | 0.36238 | 3 | 0.027173
17135 | 5.1 | 1 | 365 | 5.8079 | 0.68724 | 6 | 0.49512
20325 | 6.63 | 1 | 365 | 7.5502 | 0.19341 | 7 | 0.74366
17110 | 5.355 | 1 | 365 | 6.0983 | 0.2716 | 6 | 0.36988
53852 | 3.9 | 1 | 365 | 4.4413 | 0.9373 | 5 | 0.37862
15135 | 12.48 | 1 | 365 | 14.2122 | 0.59937 | 14 | 0.81159
17112 | 11.22 | 1 | 365 | 12.7773 | 0.71193 | 13 | 0.48927
15259 | 5.2 | 1 | 365 | 5.9218 | 0.9164 | 6 | 0.83816
17199 | 7.905 | 1 | 365 | 9.0022 | 0.11522 | 9 | 0.11744
17151 | 3.9 | 1 | 365 | 4.4413 | 0.9373 | 5 | 0.37862
20238 | 4.75 | 1 | 365 | 5.4093 | 0.88518 | 6 | 0.29448
17126 | 5.1 | 1 | 365 | 5.8079 | 0.68724 | 6 | 0.49512
59052 | 3.12 | 1 | 365 | 3.5531 | 0.14984 | 3 | 0.7029
17158 | 11.985 | 1 | 365 | 13.6485 | 0.46502 | 14 | 0.11354
17195 | 5.1 | 1 | 365 | 5.8079 | 0.68724 | 6 | 0.49512
17121 | 9.18 | 1 | 365 | 10.4542 | 0.037035 | 10 | 0.49122
15331 | 3.9 | 1 | 365 | 4.4413 | 0.9373 | 5 | 0.37862
19148 | 5.1 | 1 | 365 | 5.8079 | 0.68724 | 6 | 0.49512
63962 | 8.82 | 1 | 365 | 10.0442 | 0.21205 | 10 | 0.25627
53919 | 5.12 | 1 | 365 | 5.8307 | 0.73307 | 6 | 0.56373
9392 | 6 | 1 | 365 | 6.8328 | 0.7497 | 7 | 0.5825
9510 | 4.2 | 1 | 365 | 4.783 | 0.62479 | 5 | 0.40775
11634 | 7.905 | 1 | 365 | 9.0022 | 0.11522 | 9 | 0.11744
11696 | 7.29 | 1 | 365 | 8.3019 | 0.70588 | 9 | 0.0077326
12465 | 6.12 | 1 | 365 | 6.9695 | 0.02469 | 6 | 0.99415
14121 | 8.7 | 1 | 365 | 9.9076 | 0.93706 | 10 | 0.84462
14227 | 6.375 | 1 | 365 | 7.2599 | 0.60905 | 7 | 0.8689
14231 | 5.61 | 1 | 365 | 6.3887 | 0.85597 | 7 | 0.24463
9595 | 5.1 | 1 | 365 | 5.8079 | 0.68724 | 6 | 0.49512
12473 | 5.1 | 1 | 365 | 5.8079 | 0.68724 | 6 | 0.49512
12926 | 11.725 | 1 | 365 | 13.3524 | 0.8692 | 14 | 0.22163
13208 | 4.8 | 1 | 365 | 5.4662 | 0.99976 | 6 | 0.466
12178 | 8.1 | 1 | 365 | 9.2243 | 0.56209 | 9 | 0.78637
10683 | 12.753 | 1 | 365 | 14.5231 | 0.22498 | 14 | 0.7481
17236 | 3.75 | 1 | 365 | 4.2705 | 0.59356 | 4 | 0.86406
22534 | 14.82 | 1 | 365 | 16.877 | 0.96175 | 17 | 0.83877
17437 | 4.52 | 1 | 365 | 5.1474 | 0.3581 | 5 | 0.50548
19582 | 11 | 1 | 365 | 12.5268 | 0.20778 | 12 | 0.73458
19584 | 6 | 1 | 365 | 6.8328 | 0.7497 | 7 | 0.5825
20355 | 4.08 | 1 | 365 | 4.6463 | 0.34979 | 4 | 0.9961
17085 | 8.28 | 1 | 365 | 9.4293 | 0.97458 | 10 | 0.40384
17205 | 9.88 | 1 | 365 | 11.2513 | 0.64117 | 11 | 0.89251
17767 | 8.175 | 1 | 365 | 9.3097 | 0.73396 | 10 | 0.043651
17108 | 6.25 | 1 | 365 | 7.1175 | 0.3226 | 7 | 0.4401
17590 | 2.86 | 1 | 365 | 3.257 | 0.55402 | 3 | 0.81099
17879 | 6.6 | 1 | 365 | 7.5161 | 0.12467 | 7 | 0.64075
23221 | 7.2 | 1 | 365 | 8.1994 | 0.49964 | 8 | 0.699
18616 | 6 | 1 | 365 | 6.8328 | 0.7497 | 7 | 0.5825
18723 | 5.4 | 1 | 365 | 6.1495 | 0.37473 | 6 | 0.52425
22243 | 7.83 | 1 | 365 | 8.9168 | 0.94335 | 9 | 0.86016
23406 | 12.3 | 1 | 365 | 14.0072 | 0.18688 | 14 | 0.19412
19392 | 4.675 | 1 | 365 | 5.3239 | 0.7133 | 6 | 0.037195
17084 | 11.73 | 1 | 365 | 13.3581 | 0.88066 | 14 | 0.23878
18412 | 5.61 | 1 | 365 | 6.3887 | 0.85597 | 7 | 0.24463
19869 | 11.2 | 1 | 365 | 12.7546 | 0.6661 | 13 | 0.42066
25907 | 7.15 | 1 | 365 | 8.1424 | 0.38505 | 8 | 0.52747
21236 | 5.25 | 1 | 365 | 5.9787 | 0.030984 | 6 | 0.009684
43535 | 8.265 | 1 | 365 | 9.4122 | 0.94021 | 10 | 0.35239
13943 | 4.75 | 1 | 365 | 5.4093 | 0.88518 | 6 | 0.29448
11831 | 8.84 | 1 | 365 | 10.067 | 0.25789 | 10 | 0.32488
14357 | 6 | 1 | 365 | 6.8328 | 0.7497 | 7 | 0.5825
14650 | 6.05 | 1 | 365 | 6.8897 | 0.86428 | 7 | 0.75402
13661 | 6.12 | 1 | 365 | 6.9695 | 0.02469 | 6 | 0.99415
13542 | 12.69 | 1 | 365 | 14.4514 | 0.080607 | 14 | 0.53198
9500 | 6.63 | 1 | 365 | 7.5502 | 0.19341 | 7 | 0.74366
14847 | 3.38 | 1 | 365 | 3.8491 | 0.74566 | 4 | 0.59481
14877 | 3.12 | 1 | 365 | 3.5531 | 0.14984 | 3 | 0.7029
16510 | 6.6 | 1 | 365 | 7.5161 | 0.12467 | 7 | 0.64075
17914 | 6 | 1 | 365 | 6.8328 | 0.7497 | 7 | 0.5825
18172 | 3.9 | 1 | 365 | 4.4413 | 0.9373 | 5 | 0.37862
18197 | 4.08 | 1 | 365 | 4.6463 | 0.34979 | 4 | 0.9961
17381 | 8.25 | 1 | 365 | 9.3951 | 0.90583 | 10 | 0.30093
18501 | 4.32 | 1 | 365 | 4.9196 | 0.89978 | 5 | 0.8194
18676 | 9.44 | 1 | 365 | 10.7503 | 0.63286 | 11 | 0.38313
18908 | 9.69 | 1 | 365 | 11.035 | 0.20576 | 11 | 0.24073
18917 | 5.355 | 1 | 365 | 6.0983 | 0.2716 | 6 | 0.36988
19154 | 4.8 | 1 | 365 | 5.4662 | 0.99976 | 6 | 0.466
16508 | 8.71 | 1 | 365 | 9.9189 | 0.95998 | 10 | 0.87892
19385 | 9 | 1 | 365 | 10.2492 | 0.62454 | 10 | 0.87374
19390 | 5.4 | 1 | 365 | 6.1495 | 0.37473 | 6 | 0.52425
19592 | 2.4 | 1 | 365 | 2.7331 | 0.49988 | 3 | 0.233
20423 | 3 | 1 | 365 | 3.4164 | 0.87485 | 4 | 0.29125
19482 | 12.75 | 1 | 365 | 14.5197 | 0.2181 | 14 | 0.7378
17909 | 7.42 | 1 | 365 | 8.4499 | 0.0037907 | 8 | 0.45369
16655 | 7.375 | 1 | 365 | 8.3986 | 0.90067 | 9 | 0.29932
51528 | 5.88 | 1 | 365 | 6.6961 | 0.4747 | 7 | 0.17085
23701 | 6.9 | 1 | 365 | 7.8577 | 0.81215 | 8 | 0.66987
23915 | 10.455 | 1 | 365 | 11.9062 | 0.95885 | 12 | 0.865
22560 | 9.8 | 1 | 365 | 11.1602 | 0.45784 | 11 | 0.61808
26077 | 4.845 | 1 | 365 | 5.5175 | 0.10288 | 5 | 0.62037
35714 | 6.84 | 1 | 365 | 7.7894 | 0.67465 | 8 | 0.46405
11133 | 9.8 | 1 | 365 | 11.1602 | 0.45784 | 11 | 0.61808
16140 | 4.08 | 1 | 365 | 4.6463 | 0.34979 | 4 | 0.9961
20447 | 5.61 | 1 | 365 | 6.3887 | 0.85597 | 7 | 0.24463
16105 | 5.47 | 1 | 365 | 6.2292 | 0.53514 | 6 | 0.76438
20779 | 6.72 | 1 | 365 | 7.6527 | 0.39966 | 8 | 0.052396
19728 | 6 | 1 | 365 | 6.8328 | 0.7497 | 7 | 0.5825
17447 | 8.1 | 1 | 365 | 9.2243 | 0.56209 | 9 | 0.78637
20210 | 8.215 | 1 | 365 | 9.3552 | 0.82563 | 10 | 0.18087
20206 | 2.25 | 1 | 365 | 2.5623 | 0.15614 | 2 | 0.71844
20202 | 4 | 1 | 365 | 4.5552 | 0.16646 | 4 | 0.72166
19431 | 4.59 | 1 | 365 | 5.2271 | 0.51852 | 5 | 0.74561
21392 | 3 | 1 | 365 | 3.4164 | 0.87485 | 4 | 0.29125
21694 | 5.98 | 1 | 365 | 6.81 | 0.70386 | 7 | 0.51389
22275 | 9.156 | 1 | 365 | 10.4269 | 0.98204 | 11 | 0.40889
21957 | 5.355 | 1 | 365 | 6.0983 | 0.2716 | 6 | 0.36988
22900 | 3.24 | 1 | 365 | 3.6897 | 0.42484 | 4 | 0.11455
22941 | 7.395 | 1 | 365 | 8.4214 | 0.9465 | 9 | 0.36793
18983 | 4.59 | 1 | 365 | 5.2271 | 0.51852 | 5 | 0.74561
22521 | 6.885 | 1 | 365 | 7.8406 | 0.77778 | 8 | 0.61841
22395 | 10.71 | 1 | 365 | 12.1965 | 0.54321 | 12 | 0.73976
22244 | 7.28 | 1 | 365 | 8.2905 | 0.68296 | 8 | 0.97343
22461 | 4.95 | 1 | 365 | 5.6371 | 0.3435 | 5 | 0.98056
22605 | 7.8 | 1 | 365 | 8.8826 | 0.8746 | 9 | 0.75724
23651 | 5.865 | 1 | 365 | 6.6791 | 0.44033 | 7 | 0.11939
22482 | 4.355 | 1 | 365 | 4.9595 | 0.97999 | 5 | 0.93946
20460 | 8.25 | 1 | 365 | 9.3951 | 0.90583 | 10 | 0.30093
22920 | 4.5 | 1 | 365 | 5.1246 | 0.31227 | 5 | 0.43687
23004 | 7.14 | 1 | 365 | 8.131 | 0.36214 | 8 | 0.49317
23008 | 6.3 | 1 | 365 | 7.1744 | 0.43718 | 7 | 0.61162
20891 | 8.32 | 1 | 365 | 9.4748 | 0.066245 | 9 | 0.54106
22790 | 7.96 | 1 | 365 | 9.0648 | 0.24126 | 9 | 0.30611
22811 | 4.47 | 1 | 365 | 5.0904 | 0.24352 | 5 | 0.33396
25144 | 12.48 | 1 | 365 | 14.2122 | 0.59937 | 14 | 0.81159
22405 | 45.453 | 1 | 365 | 51.7619 | 0.16082 | 51 | 0.9227
26640 | 3 | 1 | 365 | 3.4164 | 0.87485 | 4 | 0.29125
26641 | 3 | 1 | 365 | 3.4164 | 0.87485 | 4 | 0.29125
21121 | 7.395 | 1 | 365 | 8.4214 | 0.9465 | 9 | 0.36793
25854 | 4.48 | 1 | 365 | 5.1018 | 0.26644 | 5 | 0.36826
25664 | 6.36 | 1 | 365 | 7.2428 | 0.57468 | 7 | 0.81745
17716 | 13.515 | 1 | 365 | 15.3909 | 0.97119 | 16 | 0.36207
18826 | 12.75 | 1 | 365 | 14.5197 | 0.2181 | 14 | 0.7378
19168 | 4.08 | 1 | 365 | 4.6463 | 0.34979 | 4 | 0.9961
23060 | 7.905 | 1 | 365 | 9.0022 | 0.11522 | 9 | 0.11744
22074 | 4.14 | 1 | 365 | 4.7146 | 0.48729 | 5 | 0.20192
24702 | 6.76 | 1 | 365 | 7.6983 | 0.49132 | 8 | 0.18961
27049 | 10.08 | 1 | 365 | 11.4791 | 0.099489 | 11 | 0.57859
27063 | 7.055 | 1 | 365 | 8.0342 | 0.16735 | 8 | 0.20158
31052 | 3.3 | 1 | 365 | 3.758 | 0.56233 | 4 | 0.32037
31897 | 7.98 | 1 | 365 | 9.0876 | 0.2871 | 9 | 0.37472
32790 | 5.865 | 1 | 365 | 6.6791 | 0.44033 | 7 | 0.11939
29303 | 14.28 | 1 | 365 | 16.2621 | 0.72428 | 16 | 0.98634
33924 | 5.232 | 1 | 365 | 5.9582 | 0.98973 | 6 | 0.94794
34774 | 4.56 | 1 | 365 | 5.1929 | 0.44977 | 5 | 0.6427
29957 | 6 | 1 | 365 | 6.8328 | 0.7497 | 7 | 0.5825
32795 | 7.8 | 1 | 365 | 8.8826 | 0.8746 | 9 | 0.75724
33575 | 8.64 | 1 | 365 | 9.8392 | 0.79956 | 10 | 0.63879
35207 | 2.295 | 1 | 365 | 2.6135 | 0.25926 | 2 | 0.8728
37653 | 2.385 | 1 | 365 | 2.716 | 0.4655 | 3 | 0.18154
35555 | 3.57 | 1 | 365 | 4.0655 | 0.18107 | 4 | 0.24659
35867 | 8.829 | 1 | 365 | 10.0545 | 0.23268 | 10 | 0.28714
36056 | 6 | 1 | 365 | 6.8328 | 0.7497 | 7 | 0.5825
42837 | 7.28 | 1 | 365 | 8.2905 | 0.68296 | 8 | 0.97343
44217 | 9.18 | 1 | 365 | 10.4542 | 0.037035 | 10 | 0.49122
45089 | 6.12 | 1 | 365 | 6.9695 | 0.02469 | 6 | 0.99415
30917 | 10.2 | 1 | 365 | 11.6158 | 0.37448 | 11 | 0.99024
33077 | 12.04 | 1 | 365 | 13.7112 | 0.59106 | 14 | 0.30221
46907 | 3.35 | 1 | 365 | 3.815 | 0.67691 | 4 | 0.49189
41594 | 8.04 | 1 | 365 | 9.156 | 0.42459 | 9 | 0.58054
51857 | 7.8 | 1 | 365 | 8.8826 | 0.8746 | 9 | 0.75724
51396 | 11.96 | 1 | 365 | 13.62 | 0.40773 | 14 | 0.027775
53246 | 7.935 | 1 | 365 | 9.0364 | 0.18397 | 9 | 0.22035
51091 | 9.62 | 1 | 365 | 10.9553 | 0.045346 | 11 | 0.00060192
52865 | 10.2 | 1 | 365 | 11.6158 | 0.37448 | 11 | 0.99024
52981 | 4.68 | 1 | 365 | 5.3296 | 0.72476 | 6 | 0.054347
43081 | 4.59 | 1 | 365 | 5.2271 | 0.51852 | 5 | 0.74561
50713 | 10.4 | 1 | 365 | 11.8435 | 0.83281 | 12 | 0.67633
42407 | 4.42 | 1 | 365 | 5.0335 | 0.12894 | 5 | 0.16244
50803 | 4.08 | 1 | 365 | 4.6463 | 0.34979 | 4 | 0.9961
45994 | 13.26 | 1 | 365 | 15.1005 | 0.38683 | 15 | 0.48732
53520 | 5.32 | 1 | 365 | 6.0584 | 0.1914 | 6 | 0.24981
53616 | 9.88 | 1 | 365 | 11.2513 | 0.64117 | 11 | 0.89251
48570 | 4.5 | 1 | 365 | 5.1246 | 0.31227 | 5 | 0.43687
44792 | 10.395 | 1 | 365 | 11.8378 | 0.82135 | 12 | 0.65917
41417 | 8.1 | 1 | 365 | 9.2243 | 0.56209 | 9 | 0.78637
59435 | 4.68 | 1 | 365 | 5.3296 | 0.72476 | 6 | 0.054347
53006 | 6.5 | 1 | 365 | 7.4022 | 0.8955 | 8 | 0.2977
43145 | 10.92 | 1 | 365 | 12.4357 | 0.024447 | 12 | 0.46014
61729 | 6.76 | 1 | 365 | 7.6983 | 0.49132 | 8 | 0.18961
66416 | 4.32 | 1 | 365 | 4.9196 | 0.89978 | 5 | 0.8194
63576 | 7 | 1 | 365 | 7.9716 | 0.041312 | 8 | 0.012912
59890 | 8.55 | 1 | 365 | 9.7367 | 0.59332 | 10 | 0.33006
16467 | 3.57 | 1 | 365 | 4.0655 | 0.18107 | 4 | 0.24659
16415 | 14.79 | 1 | 365 | 16.8429 | 0.893 | 17 | 0.73585
16983 | 8.8 | 1 | 365 | 10.0214 | 0.16622 | 10 | 0.18766
16988 | 6.6 | 1 | 365 | 7.5161 | 0.12467 | 7 | 0.64075
17010 | 9.9 | 1 | 365 | 11.2741 | 0.687 | 11 | 0.96112
18265 | 7.7 | 1 | 365 | 8.7688 | 0.64544 | 9 | 0.4142
18266 | 5.5 | 1 | 365 | 6.2634 | 0.60389 | 6 | 0.86729
17849 | 7.425 | 1 | 365 | 8.4556 | 0.015249 | 8 | 0.47084
17854 | 4.4 | 1 | 365 | 5.0107 | 0.08311 | 5 | 0.09383
17811 | 6.24 | 1 | 365 | 7.1061 | 0.29968 | 7 | 0.4058
18069 | 5.46 | 1 | 365 | 6.2178 | 0.51222 | 6 | 0.73007
15424 | 7.56 | 1 | 365 | 8.6093 | 0.32462 | 8 | 0.93394
17137 | 9.075 | 1 | 365 | 10.3346 | 0.79642 | 11 | 0.13103
17173 | 5.98 | 1 | 365 | 6.81 | 0.70386 | 7 | 0.51389
17442 | 4.16 | 1 | 365 | 4.7374 | 0.53312 | 5 | 0.27053
17875 | 8.25 | 1 | 365 | 9.3951 | 0.90583 | 10 | 0.30093
18454 | 2.04 | 1 | 365 | 2.3232 | 0.6749 | 2 | 0.99805
19221 | 4.94 | 1 | 365 | 5.6257 | 0.32058 | 5 | 0.94626
19438 | 4.94 | 1 | 365 | 5.6257 | 0.32058 | 5 | 0.94626
19456 | 6.05 | 1 | 365 | 6.8897 | 0.86428 | 7 | 0.75402
20016 | 7.02 | 1 | 365 | 7.9944 | 0.087144 | 8 | 0.08152
20220 | 5.72 | 1 | 365 | 6.5139 | 0.10804 | 6 | 0.62198
20330 | 4.68 | 1 | 365 | 5.3296 | 0.72476 | 6 | 0.054347
20433 | 5.2 | 1 | 365 | 5.9218 | 0.9164 | 6 | 0.83816
20441 | 3.12 | 1 | 365 | 3.5531 | 0.14984 | 3 | 0.7029
20452 | 6.76 | 1 | 365 | 7.6983 | 0.49132 | 8 | 0.18961
20459 | 3.3 | 1 | 365 | 3.758 | 0.56233 | 4 | 0.32037
20506 | 5.2 | 1 | 365 | 5.9218 | 0.9164 | 6 | 0.83816
20483 | 5.225 | 1 | 365 | 5.9502 | 0.97369 | 6 | 0.92392
20545 | 4.675 | 1 | 365 | 5.3239 | 0.7133 | 6 | 0.037195
20716 | 11.18 | 1 | 365 | 12.7318 | 0.62027 | 13 | 0.35205
16525 | 10.2 | 1 | 365 | 11.6158 | 0.37448 | 11 | 0.99024
16665 | 4.95 | 1 | 365 | 5.6371 | 0.3435 | 5 | 0.98056
17069 | 11.55 | 1 | 365 | 13.1531 | 0.46816 | 13 | 0.6213
17671 | 9.625 | 1 | 365 | 10.961 | 0.056804 | 11 | 0.017754
20739 | 4.4 | 1 | 365 | 5.0107 | 0.08311 | 5 | 0.09383
20822 | 7.975 | 1 | 365 | 9.0819 | 0.27564 | 9 | 0.35757
20745 | 5.98 | 1 | 365 | 6.81 | 0.70386 | 7 | 0.51389
21209 | 5.775 | 1 | 365 | 6.5766 | 0.23408 | 6 | 0.81065
21248 | 3.85 | 1 | 365 | 4.3844 | 0.82272 | 5 | 0.2071
21274 | 3.85 | 1 | 365 | 4.3844 | 0.82272 | 5 | 0.2071
21283 | 4.675 | 1 | 365 | 5.3239 | 0.7133 | 6 | 0.037195
17924 | 4.125 | 1 | 365 | 4.6975 | 0.45292 | 5 | 0.15047
21516 | 5.2 | 1 | 365 | 5.9218 | 0.9164 | 6 | 0.83816
20574 | 4.5 | 1 | 365 | 5.1246 | 0.31227 | 5 | 0.43687
21243 | 4.4 | 1 | 365 | 5.0107 | 0.08311 | 5 | 0.09383
22220 | 8.84 | 1 | 365 | 10.067 | 0.25789 | 10 | 0.32488
22637 | 3.12 | 1 | 365 | 3.5531 | 0.14984 | 3 | 0.7029
22600 | 6.05 | 1 | 365 | 6.8897 | 0.86428 | 7 | 0.75402
23484 | 7.28 | 1 | 365 | 8.2905 | 0.68296 | 8 | 0.97343
23527 | 8.25 | 1 | 365 | 9.3951 | 0.90583 | 10 | 0.30093
23554 | 9.9 | 1 | 365 | 11.2741 | 0.687 | 11 | 0.96112
23557 | 7.7 | 1 | 365 | 8.7688 | 0.64544 | 9 | 0.4142
23617 | 4.16 | 1 | 365 | 4.7374 | 0.53312 | 5 | 0.27053
23476 | 5.61 | 1 | 365 | 6.3887 | 0.85597 | 7 | 0.24463
23149 | 5.46 | 1 | 365 | 6.2178 | 0.51222 | 6 | 0.73007
23188 | 6.05 | 1 | 365 | 6.8897 | 0.86428 | 7 | 0.75402
23779 | 4.505 | 1 | 365 | 5.1303 | 0.32373 | 5 | 0.45402
23862 | 4.4 | 1 | 365 | 5.0107 | 0.08311 | 5 | 0.09383
20449 | 4.125 | 1 | 365 | 4.6975 | 0.45292 | 5 | 0.15047
24348 | 7.02 | 1 | 365 | 7.9944 | 0.087144 | 8 | 0.08152
23985 | 9.36 | 1 | 365 | 10.6592 | 0.44953 | 11 | 0.10869
23801 | 4.16 | 1 | 365 | 4.7374 | 0.53312 | 5 | 0.27053
25483 | 7.95 | 1 | 365 | 9.0535 | 0.21835 | 9 | 0.27181
25532 | 9.9 | 1 | 365 | 11.2741 | 0.687 | 11 | 0.96112
25350 | 5.72 | 1 | 365 | 6.5139 | 0.10804 | 6 | 0.62198
26060 | 5.2 | 1 | 365 | 5.9218 | 0.9164 | 6 | 0.83816
18978 | 9.63 | 1 | 365 | 10.9666 | 0.068262 | 11 | 0.034906
21877 | 11.44 | 1 | 365 | 13.0279 | 0.21609 | 13 | 0.24396
26093 | 5.775 | 1 | 365 | 6.5766 | 0.23408 | 6 | 0.81065
26223 | 6.3 | 1 | 365 | 7.1744 | 0.43718 | 7 | 0.61162
26659 | 12 | 1 | 365 | 13.6656 | 0.49939 | 14 | 0.16499
27208 | 4.4 | 1 | 365 | 5.0107 | 0.08311 | 5 | 0.09383
27228 | 7.15 | 1 | 365 | 8.1424 | 0.38505 | 8 | 0.52747
27295 | 9.01 | 1 | 365 | 10.2606 | 0.64746 | 10 | 0.90805
27447 | 5.775 | 1 | 365 | 6.5766 | 0.23408 | 6 | 0.81065
27348 | 10.2 | 1 | 365 | 11.6158 | 0.37448 | 11 | 0.99024
27440 | 5.7 | 1 | 365 | 6.4912 | 0.062211 | 6 | 0.55337
27425 | 5.98 | 1 | 365 | 6.81 | 0.70386 | 7 | 0.51389
27774 | 12.19 | 1 | 365 | 13.882 | 0.9348 | 14 | 0.81677
25669 | 6.36 | 1 | 365 | 7.2428 | 0.57468 | 7 | 0.81745
24985 | 6.05 | 1 | 365 | 6.8897 | 0.86428 | 7 | 0.75402
25712 | 6.9 | 1 | 365 | 7.8577 | 0.81215 | 8 | 0.66987
25750 | 4.2 | 1 | 365 | 4.783 | 0.62479 | 5 | 0.40775
25951 | 7.8 | 1 | 365 | 8.8826 | 0.8746 | 9 | 0.75724
25967 | 7.425 | 1 | 365 | 8.4556 | 0.015249 | 8 | 0.47084
26031 | 14.025 | 1 | 365 | 15.9717 | 0.13991 | 16 | 0.11158
26349 | 12.19 | 1 | 365 | 13.882 | 0.9348 | 14 | 0.81677
26368 | 4.505 | 1 | 365 | 5.1303 | 0.32373 | 5 | 0.45402
26424 | 9.62 | 1 | 365 | 10.9553 | 0.045346 | 11 | 0.00060192
26796 | 6.325 | 1 | 365 | 7.2029 | 0.49447 | 7 | 0.69738
27609 | 6.325 | 1 | 365 | 7.2029 | 0.49447 | 7 | 0.69738
23724 | 5.225 | 1 | 365 | 5.9502 | 0.97369 | 6 | 0.92392
28110 | 5.775 | 1 | 365 | 6.5766 | 0.23408 | 6 | 0.81065
28118 | 5.1 | 1 | 365 | 5.8079 | 0.68724 | 6 | 0.49512
28151 | 9 | 1 | 365 | 10.2492 | 0.62454 | 10 | 0.87374
28655 | 9.6 | 1 | 365 | 10.9325 | 0.99951 | 11 | 0.93199
29102 | 10.07 | 1 | 365 | 11.4677 | 0.076573 | 11 | 0.54429
26795 | 11.44 | 1 | 365 | 13.0279 | 0.21609 | 13 | 0.24396
29334 | 7.425 | 1 | 365 | 8.4556 | 0.015249 | 8 | 0.47084
29309 | 7.8 | 1 | 365 | 8.8826 | 0.8746 | 9 | 0.75724
30131 | 5.72 | 1 | 365 | 6.5139 | 0.10804 | 6 | 0.62198
31184 | 6 | 1 | 365 | 6.8328 | 0.7497 | 7 | 0.5825
31296 | 8.745 | 1 | 365 | 9.9588 | 0.040182 | 9 | 0.99899
31896 | 6 | 1 | 365 | 6.8328 | 0.7497 | 7 | 0.5825
31926 | 6 | 1 | 365 | 6.8328 | 0.7497 | 7 | 0.5825
33515 | 6.5 | 1 | 365 | 7.4022 | 0.8955 | 8 | 0.2977
33758 | 5.035 | 1 | 365 | 5.7339 | 0.53829 | 6 | 0.27214
33935 | 5.3 | 1 | 365 | 6.0356 | 0.14556 | 6 | 0.1812
33944 | 5.035 | 1 | 365 | 5.7339 | 0.53829 | 6 | 0.27214
34011 | 20.625 | 1 | 365 | 23.4877 | 0.26458 | 23 | 0.75233
34257 | 2.7 | 1 | 365 | 3.0748 | 0.18736 | 3 | 0.26212
34276 | 4.8 | 1 | 365 | 5.4662 | 0.99976 | 6 | 0.466
34145 | 7.15 | 1 | 365 | 8.1424 | 0.38505 | 8 | 0.52747
34342 | 4.16 | 1 | 365 | 4.7374 | 0.53312 | 5 | 0.27053
34351 | 10.6 | 1 | 365 | 12.0713 | 0.29113 | 12 | 0.36241
34350 | 8.25 | 1 | 365 | 9.3951 | 0.90583 | 10 | 0.30093
34288 | 5.3 | 1 | 365 | 6.0356 | 0.14556 | 6 | 0.1812
34559 | 15.6 | 1 | 365 | 17.7653 | 0.74921 | 18 | 0.51449
34617 | 2.7 | 1 | 365 | 3.0748 | 0.18736 | 3 | 0.26212
34610 | 3.575 | 1 | 365 | 4.0712 | 0.19253 | 4 | 0.26374
33756 | 7.8 | 1 | 365 | 8.8826 | 0.8746 | 9 | 0.75724
34064 | 6.6 | 1 | 365 | 7.5161 | 0.12467 | 7 | 0.64075
34081 | 6.9 | 1 | 365 | 7.8577 | 0.81215 | 8 | 0.66987
33809 | 22 | 1 | 365 | 25.0536 | 0.41555 | 25 | 0.46915
33760 | 13 | 1 | 365 | 14.8044 | 0.79101 | 15 | 0.59541
33751 | 8.4 | 1 | 365 | 9.5659 | 0.24957 | 9 | 0.81549
34941 | 4.4 | 1 | 365 | 5.0107 | 0.08311 | 5 | 0.09383
33641 | 10.92 | 1 | 365 | 12.4357 | 0.024447 | 12 | 0.46014
33631 | 8.58 | 1 | 365 | 9.7709 | 0.66207 | 10 | 0.43297
33646 | 6.3 | 1 | 365 | 7.1744 | 0.43718 | 7 | 0.61162
33610 | 8.32 | 1 | 365 | 9.4748 | 0.066245 | 9 | 0.54106
33554 | 10.07 | 1 | 365 | 11.4677 | 0.076573 | 11 | 0.54429
33501 | 2.75 | 1 | 365 | 3.1317 | 0.30194 | 3 | 0.43364
34936 | 9.1 | 1 | 365 | 10.3631 | 0.85371 | 11 | 0.21679
34995 | 4.8 | 1 | 365 | 5.4662 | 0.99976 | 6 | 0.466
33750 | 3.975 | 1 | 365 | 4.5267 | 0.10917 | 4 | 0.6359
34069 | 12 | 1 | 365 | 13.6656 | 0.49939 | 14 | 0.16499
35340 | 14.7 | 1 | 365 | 16.7404 | 0.68676 | 17 | 0.42712
36902 | 7.2 | 1 | 365 | 8.1994 | 0.49964 | 8 | 0.699
36823 | 4.24 | 1 | 365 | 4.8285 | 0.71645 | 5 | 0.54496
37160 | 4.5 | 1 | 365 | 5.1246 | 0.31227 | 5 | 0.43687
37138 | 5.98 | 1 | 365 | 6.81 | 0.70386 | 7 | 0.51389
37239 | 5.1 | 1 | 365 | 5.8079 | 0.68724 | 6 | 0.49512
37433 | 8.4 | 1 | 365 | 9.5659 | 0.24957 | 9 | 0.81549
36851 | 4.95 | 1 | 365 | 5.6371 | 0.3435 | 5 | 0.98056
35462 | 8.48 | 1 | 365 | 9.657 | 0.4329 | 10 | 0.089928
35576 | 5.4 | 1 | 365 | 6.1495 | 0.37473 | 6 | 0.52425
33794 | 10.175 | 1 | 365 | 11.5873 | 0.31719 | 11 | 0.90448
35905 | 9.9 | 1 | 365 | 11.2741 | 0.687 | 11 | 0.96112
35911 | 12.1 | 1 | 365 | 13.7795 | 0.72855 | 14 | 0.50803
36749 | 6.63 | 1 | 365 | 7.5502 | 0.19341 | 7 | 0.74366
35936 | 7.5 | 1 | 365 | 8.541 | 0.18712 | 8 | 0.72812
34652 | 4.5 | 1 | 365 | 5.1246 | 0.31227 | 5 | 0.43687
36582 | 8.8 | 1 | 365 | 10.0214 | 0.16622 | 10 | 0.18766
36743 | 5.4 | 1 | 365 | 6.1495 | 0.37473 | 6 | 0.52425
37058 | 4.4 | 1 | 365 | 5.0107 | 0.08311 | 5 | 0.09383
29432 | 3.575 | 1 | 365 | 4.0712 | 0.19253 | 4 | 0.26374
34556 | 11.4 | 1 | 365 | 12.9823 | 0.12442 | 13 | 0.10674
34589 | 8.525 | 1 | 365 | 9.7083 | 0.53603 | 10 | 0.2443
34705 | 11 | 1 | 365 | 12.5268 | 0.20778 | 12 | 0.73458
34703 | 7.2 | 1 | 365 | 8.1994 | 0.49964 | 8 | 0.699
19454 | 5.2 | 1 | 365 | 5.9218 | 0.9164 | 6 | 0.83816
25681 | 12.19 | 1 | 365 | 13.882 | 0.9348 | 14 | 0.81677
35474 | 7.2 | 1 | 365 | 8.1994 | 0.49964 | 8 | 0.699
35571 | 7.5 | 1 | 365 | 8.541 | 0.18712 | 8 | 0.72812
35914 | 4.24 | 1 | 365 | 4.8285 | 0.71645 | 5 | 0.54496
36919 | 6.3 | 1 | 365 | 7.1744 | 0.43718 | 7 | 0.61162
36914 | 9.54 | 1 | 365 | 10.8642 | 0.86202 | 11 | 0.72617
36932 | 6.9 | 1 | 365 | 7.8577 | 0.81215 | 8 | 0.66987
36680 | 9.36 | 1 | 365 | 10.6592 | 0.44953 | 11 | 0.10869
36709 | 8.745 | 1 | 365 | 9.9588 | 0.040182 | 9 | 0.99899
36908 | 6.3 | 1 | 365 | 7.1744 | 0.43718 | 7 | 0.61162
36581 | 6.6 | 1 | 365 | 7.5161 | 0.12467 | 7 | 0.64075
37554 | 5.4 | 1 | 365 | 6.1495 | 0.37473 | 6 | 0.52425
37570 | 7.95 | 1 | 365 | 9.0535 | 0.21835 | 9 | 0.27181
38090 | 9 | 1 | 365 | 10.2492 | 0.62454 | 10 | 0.87374
35036 | 4.5 | 1 | 365 | 5.1246 | 0.31227 | 5 | 0.43687
41078 | 16.165 | 1 | 365 | 18.4087 | 0.043973 | 18 | 0.45267
37197 | 4.8 | 1 | 365 | 5.4662 | 0.99976 | 6 | 0.466
41284 | 7.7 | 1 | 365 | 8.7688 | 0.64544 | 9 | 0.4142
41430 | 7.15 | 1 | 365 | 8.1424 | 0.38505 | 8 | 0.52747
41901 | 3.975 | 1 | 365 | 4.5267 | 0.10917 | 4 | 0.6359
43428 | 12.72 | 1 | 365 | 14.4855 | 0.14936 | 14 | 0.63489
43478 | 6.6 | 1 | 365 | 7.5161 | 0.12467 | 7 | 0.64075
44317 | 5.5 | 1 | 365 | 6.2634 | 0.60389 | 6 | 0.86729
45353 | 5.3 | 1 | 365 | 6.0356 | 0.14556 | 6 | 0.1812
37655 | 4.8 | 1 | 365 | 5.4662 | 0.99976 | 6 | 0.466
43859 | 7.2 | 1 | 365 | 8.1994 | 0.49964 | 8 | 0.699
41099 | 9.62 | 1 | 365 | 10.9553 | 0.045346 | 11 | 0.00060192
40649 | 9.6 | 1 | 365 | 10.9325 | 0.99951 | 11 | 0.93199
41175 | 3.9 | 1 | 365 | 4.4413 | 0.9373 | 5 | 0.37862
41251 | 6.3 | 1 | 365 | 7.1744 | 0.43718 | 7 | 0.61162
45273 | 8.1 | 1 | 365 | 9.2243 | 0.56209 | 9 | 0.78637
43268 | 6.6 | 1 | 365 | 7.5161 | 0.12467 | 7 | 0.64075
43388 | 6 | 1 | 365 | 6.8328 | 0.7497 | 7 | 0.5825
41191 | 20.4 | 1 | 365 | 23.2315 | 0.74897 | 23 | 0.98049
42074 | 7.685 | 1 | 365 | 8.7517 | 0.61107 | 9 | 0.36275
38366 | 8.1 | 1 | 365 | 9.2243 | 0.56209 | 9 | 0.78637
43391 | 5.035 | 1 | 365 | 5.7339 | 0.53829 | 6 | 0.27214
55327 | 4.8 | 1 | 365 | 5.4662 | 0.99976 | 6 | 0.466
44118 | 5.1 | 1 | 365 | 5.8079 | 0.68724 | 6 | 0.49512
39119 | 6.095 | 1 | 365 | 6.941 | 0.9674 | 7 | 0.90839
44013 | 16.43 | 1 | 365 | 18.7105 | 0.65125 | 19 | 0.36173
55539 | 5.83 | 1 | 365 | 6.6392 | 0.36012 | 6 | 0.99933
54411 | 6 | 1 | 365 | 6.8328 | 0.7497 | 7 | 0.5825
43398 | 8.4 | 1 | 365 | 9.5659 | 0.24957 | 9 | 0.81549
52667 | 5.565 | 1 | 365 | 6.3374 | 0.75284 | 7 | 0.090265
41280 | 3.18 | 1 | 365 | 3.6214 | 0.28734 | 3 | 0.90872
60554 | 8.4 | 1 | 365 | 9.5659 | 0.24957 | 9 | 0.81549
55166 | 11.925 | 1 | 365 | 13.5802 | 0.32752 | 13 | 0.90771
47409 | 9.01 | 1 | 365 | 10.2606 | 0.64746 | 10 | 0.90805
43384 | 8.25 | 1 | 365 | 9.3951 | 0.90583 | 10 | 0.30093
63403 | 12.9 | 1 | 365 | 14.6905 | 0.56185 | 15 | 0.25237
74460 | 6.08 | 0.8 | 365 | 5.5391 | 0.14642 | 5 | 0.68554
75113 | 3.92 | 0.8 | 365 | 3.5713 | 0.18651 | 3 | 0.75778
75462 | 4.69 | 0.8 | 365 | 4.2728 | 0.59814 | 4 | 0.87092
76125 | 12.47 | 0.8 | 365 | 11.3607 | 0.86116 | 12 | 0.22183
76356 | 10.23 | 0.8 | 365 | 9.3199 | 0.75459 | 10 | 0.074525
76359 | 8.04 | 0.8 | 365 | 7.3248 | 0.73967 | 8 | 0.064436
77031 | 7.37 | 0.8 | 365 | 6.7144 | 0.51137 | 7 | 0.22573
77224 | 8.25 | 0.8 | 365 | 7.5161 | 0.12467 | 7 | 0.64075
77098 | 10.075 | 0.8 | 365 | 9.1787 | 0.47042 | 9 | 0.64915
78301 | 8.58 | 0.8 | 365 | 7.8167 | 0.72965 | 8 | 0.54638
78274 | 4.8 | 0.8 | 365 | 4.373 | 0.79981 | 5 | 0.1728
78428 | 5.525 | 0.8 | 365 | 5.0335 | 0.12894 | 5 | 0.16244
78466 | 7.5 | 0.8 | 365 | 6.8328 | 0.7497 | 7 | 0.5825
78501 | 6.6 | 0.8 | 365 | 6.0129 | 0.099732 | 6 | 0.1126
78425 | 13.065 | 0.8 | 365 | 11.9027 | 0.95197 | 12 | 0.85471
78728 | 7.475 | 0.8 | 365 | 6.81 | 0.70386 | 7 | 0.51389
78876 | 5.6 | 0.8 | 365 | 5.1018 | 0.26644 | 5 | 0.36826
79025 | 7.26 | 0.8 | 365 | 6.6142 | 0.30971 | 6 | 0.92386
78755 | 7.26 | 0.8 | 365 | 6.6142 | 0.30971 | 6 | 0.92386
79098 | 8.96 | 0.8 | 365 | 8.1629 | 0.4263 | 8 | 0.58922
78890 | 12.73 | 0.8 | 365 | 11.5975 | 0.33782 | 11 | 0.93536
79289 | 7.92 | 0.8 | 365 | 7.2154 | 0.51968 | 7 | 0.73512
79297 | 5.94 | 0.8 | 365 | 5.4116 | 0.88976 | 6 | 0.30134
79494 | 13.505 | 0.8 | 365 | 12.3036 | 0.75862 | 13 | 0.062214
79456 | 5.475 | 0.8 | 365 | 4.9879 | 0.037278 | 5 | 0.025222
79877 | 5.94 | 0.8 | 365 | 5.4116 | 0.88976 | 6 | 0.30134
80263 | 4.8 | 0.8 | 365 | 4.373 | 0.79981 | 5 | 0.1728
80338 | 5.76 | 0.8 | 365 | 5.2476 | 0.55977 | 5 | 0.80736
80241 | 3.795 | 0.8 | 365 | 3.4574 | 0.95735 | 4 | 0.41474
80669 | 5.61 | 0.8 | 365 | 5.1109 | 0.28477 | 5 | 0.39571
80934 | 12.395 | 0.8 | 365 | 11.2923 | 0.72366 | 12 | 0.016005
80937 | 7.81 | 0.8 | 365 | 7.1152 | 0.31802 | 7 | 0.43324
80792 | 6.83 | 0.8 | 365 | 6.2224 | 0.52139 | 6 | 0.74379
81172 | 6.7 | 0.8 | 365 | 6.104 | 0.28306 | 6 | 0.38703
81325 | 3.92 | 0.8 | 365 | 3.5713 | 0.18651 | 3 | 0.75778
81541 | 10.385 | 0.8 | 365 | 9.4612 | 0.038746 | 9 | 0.4999
81136 | 8.91 | 0.8 | 365 | 8.1174 | 0.33464 | 8 | 0.45201
82217 | 3.63 | 0.8 | 365 | 3.3071 | 0.65485 | 3 | 0.96193
81611 | 9.72 | 0.8 | 365 | 8.8553 | 0.81961 | 9 | 0.67491
82117 | 7.75 | 0.8 | 365 | 7.0606 | 0.20802 | 7 | 0.26858
82195 | 14.85 | 0.8 | 365 | 13.5289 | 0.2244 | 13 | 0.75334
82509 | 5.67 | 0.8 | 365 | 5.1656 | 0.39477 | 5 | 0.56037
82503 | 8.4 | 0.8 | 365 | 7.6527 | 0.39966 | 8 | 0.052396
82502 | 5.1 | 0.8 | 365 | 4.6463 | 0.34979 | 4 | 0.9961
82485 | 8.4 | 0.8 | 365 | 7.6527 | 0.39966 | 8 | 0.052396
82420 | 13.4 | 0.8 | 365 | 12.2079 | 0.56612 | 12 | 0.77406
82402 | 16.2 | 0.8 | 365 | 14.7588 | 0.69934 | 15 | 0.45819
82937 | 8.4 | 0.8 | 365 | 7.6527 | 0.39966 | 8 | 0.052396
83406 | 6.44 | 0.8 | 365 | 5.8671 | 0.80641 | 6 | 0.6735
83933 | 4.355 | 0.8 | 365 | 3.9676 | 0.98399 | 4 | 0.95157
83990 | 4.38 | 0.8 | 365 | 3.9904 | 0.029822 | 4 | 0.020178
84160 | 8.375 | 0.8 | 365 | 7.63 | 0.35383 | 7 | 0.98379
84257 | 5.61 | 0.8 | 365 | 5.1109 | 0.28477 | 5 | 0.39571
84758 | 2.52 | 0.8 | 365 | 2.2958 | 0.6199 | 2 | 0.91572
87351 | 10.2 | 0.8 | 365 | 9.2926 | 0.69959 | 9 | 0.99219
88193 | 8.395 | 0.8 | 365 | 7.6482 | 0.39049 | 8 | 0.038674
58831 | 18 | 1 | 365 | 20.4984 | 0.48263 | 20 | 0.98103
1020 | 4.8 | 1 | 365 | 5.4662 | 0.99976 | 6 | 0.466
77307 | 1408.96 | 0.65 | 365 | 1042.9404 | 0.53464 | 1043 | 0.47501
88025 | 352.8 | 0.55 | 365 | 220.9728 | 0.19997 | 221 | 0.17272
87534 | 296 | 0.55 | 365 | 185.3966 | 0.08841 | 185 | 0.48505
81589 | 1077.48 | 0.55 | 365 | 674.8688 | 0.97438 | 675 | 0.84321
88745 | 218.28 | 0.65 | 365 | 161.5752 | 0.88215 | 162 | 0.45737
82341 | 1050.92 | 0.65 | 365 | 777.912 | 0.41537 | 778 | 0.32737
35489 | 408.24 | 0.9 | 365 | 418.4133 | 0.26298 | 418 | 0.67632
91083 | 120.6 | 0.55 | 365 | 75.5366 | 0.78264 | 76 | 0.31925
87459 | 652.8 | 0.65 | 365 | 483.2156 | 0.85948 | 484 | 0.075095
60023 | 994.95 | 0.7 | 365 | 793.1343 | 0.71775 | 793 | 0.85209
90417 | 244.8 | 0.55 | 365 | 153.328 | 0.42447 | 153 | 0.7525
88717 | 95.63 | 0.55 | 365 | 59.8969 | 0.9272 | 60 | 0.8241
85947 | 2504.25 | 0.65 | 365 | 1853.6959 | 0.8624 | 1854 | 0.55833
70022 | 1982.76 | 0.65 | 365 | 1467.6786 | 0.13824 | 1467 | 0.81685
42983 | 6.27 | 1 | 365 | 7.1403 | 0.36843 | 7 | 0.50871
1167 | 8.04 | 1 | 365 | 9.156 | 0.42459 | 9 | 0.58054
6047 | 6.12 | 1 | 365 | 6.9695 | 0.02469 | 6 | 0.99415
888 | 11.76 | 1 | 365 | 13.3923 | 0.9494 | 14 | 0.34169
1477 | 9.075 | 1 | 365 | 10.3346 | 0.79642 | 11 | 0.13103
4263 | 8 | 1 | 365 | 9.1104 | 0.33293 | 9 | 0.44333
6417 | 11.985 | 1 | 365 | 13.6485 | 0.46502 | 14 | 0.11354
358 | 8.04 | 1 | 365 | 9.156 | 0.42459 | 9 | 0.58054
332 | 4.905 | 1 | 365 | 5.5858 | 0.24038 | 5 | 0.82619
561 | 7.95 | 1 | 365 | 9.0535 | 0.21835 | 9 | 0.27181
307 | 325 | 0.9 | 365 | 333.099 | 0.29768 | 333 | 0.39668
736 | 10 | 1 | 365 | 11.388 | 0.91616 | 12 | 0.30416
1514 | 7.5 | 1 | 365 | 8.541 | 0.18712 | 8 | 0.72812
16666 | 4.08 | 1 | 365 | 4.6463 | 0.34979 | 4 | 0.9961
13711 | 10.71 | 1 | 365 | 12.1965 | 0.54321 | 12 | 0.73976
2118 | 6.5 | 1 | 365 | 7.4022 | 0.8955 | 8 | 0.2977
2330 | 7.95 | 1 | 365 | 9.0535 | 0.21835 | 9 | 0.27181
4907 | 6 | 1 | 365 | 6.8328 | 0.7497 | 7 | 0.5825
2438 | 5.5 | 1 | 365 | 6.2634 | 0.60389 | 6 | 0.86729
2656 | 7.84 | 1 | 365 | 8.9282 | 0.96627 | 9 | 0.89446
4056 | 3.25 | 1 | 365 | 3.7011 | 0.44775 | 4 | 0.14885
2551 | 2.5 | 1 | 365 | 2.847 | 0.72904 | 3 | 0.57604
6624 | 7.29 | 1 | 365 | 8.3019 | 0.70588 | 9 | 0.0077326
1120 | 6.75 | 1 | 365 | 7.6869 | 0.46841 | 8 | 0.15531
2543 | 5.75 | 1 | 365 | 6.5481 | 0.17679 | 6 | 0.72489
23531 | 7.5 | 1 | 365 | 8.541 | 0.18712 | 8 | 0.72812
3616 | 9.25 | 1 | 365 | 10.5339 | 0.19745 | 10 | 0.73135
2977 | 4.13 | 1 | 365 | 4.7032 | 0.46437 | 5 | 0.16762
2812 | 2 | 1 | 365 | 2.2776 | 0.58323 | 2 | 0.86083
7859 | 11 | 1 | 365 | 12.5268 | 0.20778 | 12 | 0.73458
236 | 136.29 | 0.9 | 365 | 139.6863 | 0.09191 | 139 | 0.77826
129 | 141.12 | 0.9 | 365 | 144.6367 | 0.053565 | 144 | 0.69028
258 | 57 | 0.9 | 365 | 58.4204 | 0.5599 | 58 | 0.98034
229 | 504.45 | 0.9 | 365 | 517.0209 | 0.40512 | 517 | 0.42602
213 | 310 | 0.9 | 365 | 317.7252 | 0.36086 | 318 | 0.086064
40 | 570.35 | 0.9 | 365 | 584.5631 | 0.32087 | 584 | 0.88399
264 | 39 | 1 | 365 | 44.4132 | 0.37302 | 44 | 0.78622
273 | 87.61 | 0.9 | 365 | 89.7932 | 0.69163 | 90 | 0.48487
54 | 323.4 | 0.9 | 365 | 331.4591 | 0.99775 | 332 | 0.45688
334 | 5.94 | 1 | 365 | 6.7645 | 0.6122 | 7 | 0.37667
849 | 259.6 | 0.9 | 365 | 266.0692 | 0.41316 | 266 | 0.48239
246 | 97.5 | 0.9 | 365 | 99.9297 | 0.089304 | 100 | 0.019004
2184 | 8 | 1 | 365 | 9.1104 | 0.33293 | 9 | 0.44333
2557 | 7.65 | 1 | 365 | 8.7118 | 0.53086 | 9 | 0.24268
3663 | 5 | 1 | 365 | 5.694 | 0.45808 | 6 | 0.15208
165 | 256 | 0.9 | 365 | 262.3795 | 0.98833 | 263 | 0.36785
166 | 186 | 0.9 | 365 | 190.6351 | 0.61652 | 191 | 0.25164
278 | 600 | 0.9 | 365 | 614.952 | 0.47264 | 615 | 0.42464
897 | 98.28 | 0.9 | 365 | 100.7291 | 0.69802 | 101 | 0.42716
799 | 1020.24 | 0.9 | 365 | 1045.6644 | 0.19848 | 1045 | 0.86286
147 | 5 | 1 | 365 | 5.694 | 0.45808 | 6 | 0.15208
148 | 2.5 | 1 | 365 | 2.847 | 0.72904 | 3 | 0.57604
149 | 5.75 | 1 | 365 | 6.5481 | 0.17679 | 6 | 0.72489
161 | 4.5 | 1 | 365 | 5.1246 | 0.31227 | 5 | 0.43687
150 | 16.75 | 1 | 365 | 19.0749 | 0.38457 | 19 | 0.45947
412 | 7.65 | 1 | 365 | 8.7118 | 0.53086 | 9 | 0.24268
356 | 11.118 | 1 | 365 | 12.6612 | 0.47819 | 13 | 0.13937
481 | 6.5 | 1 | 365 | 7.4022 | 0.8955 | 8 | 0.2977
480 | 9.01 | 1 | 365 | 10.2606 | 0.64746 | 10 | 0.90805
479 | 6.5 | 1 | 365 | 7.4022 | 0.8955 | 8 | 0.2977
478 | 9.5 | 1 | 365 | 10.8186 | 0.77035 | 11 | 0.58895
477 | 4 | 1 | 365 | 4.5552 | 0.16646 | 4 | 0.72166
476 | 4.5 | 1 | 365 | 5.1246 | 0.31227 | 5 | 0.43687
475 | 11.75 | 1 | 365 | 13.3809 | 0.92649 | 14 | 0.30739
474 | 4.25 | 1 | 365 | 4.8399 | 0.73937 | 5 | 0.57927
473 | 9 | 1 | 365 | 10.2492 | 0.62454 | 10 | 0.87374
472 | 3.71 | 1 | 365 | 4.2249 | 0.5019 | 4 | 0.72684
471 | 7 | 1 | 365 | 7.9716 | 0.041312 | 8 | 0.012912
469 | 6.75 | 1 | 365 | 7.6869 | 0.46841 | 8 | 0.15531
468 | 5.75 | 1 | 365 | 6.5481 | 0.17679 | 6 | 0.72489
467 | 7.5 | 1 | 365 | 8.541 | 0.18712 | 8 | 0.72812
462 | 4.25 | 1 | 365 | 4.8399 | 0.73937 | 5 | 0.57927
453 | 6 | 1 | 365 | 6.8328 | 0.7497 | 7 | 0.5825
452 | 5.5 | 1 | 365 | 6.2634 | 0.60389 | 6 | 0.86729
450 | 8.75 | 1 | 365 | 9.9645 | 0.05164 | 10 | 0.01614
451 | 4 | 1 | 365 | 4.5552 | 0.16646 | 4 | 0.72166
449 | 10.5 | 1 | 365 | 11.9574 | 0.061968 | 12 | 0.019368
448 | 4.5 | 1 | 365 | 5.1246 | 0.31227 | 5 | 0.43687
447 | 5.75 | 1 | 365 | 6.5481 | 0.17679 | 6 | 0.72489
444 | 5 | 1 | 365 | 5.694 | 0.45808 | 6 | 0.15208
443 | 7.25 | 1 | 365 | 8.2563 | 0.61422 | 8 | 0.87052
442 | 7.25 | 1 | 365 | 8.2563 | 0.61422 | 8 | 0.87052
312 | 6.5 | 1 | 365 | 7.4022 | 0.8955 | 8 | 0.2977
406 | 12.985 | 1 | 365 | 14.7873 | 0.75663 | 15 | 0.54395
438 | 2.5 | 1 | 365 | 2.847 | 0.72904 | 3 | 0.57604
415 | 15.3 | 1 | 365 | 17.4236 | 0.061725 | 17 | 0.48536
416 | 12.24 | 1 | 365 | 13.9389 | 0.04938 | 13 | 0.98829
441 | 2.5 | 1 | 365 | 2.847 | 0.72904 | 3 | 0.57604
501 | 4.5 | 1 | 365 | 5.1246 | 0.31227 | 5 | 0.43687
503 | 6.75 | 1 | 365 | 7.6869 | 0.46841 | 8 | 0.15531
504 | 14.25 | 1 | 365 | 16.2279 | 0.65553 | 16 | 0.88343
505 | 3.5 | 1 | 365 | 3.9858 | 0.020656 | 4 | 0.006456
506 | 5.25 | 1 | 365 | 5.9787 | 0.030984 | 6 | 0.009684
507 | 5.5 | 1 | 365 | 6.2634 | 0.60389 | 6 | 0.86729
335 | 5.865 | 1 | 365 | 6.6791 | 0.44033 | 7 | 0.11939
202 | 87.61 | 0.9 | 365 | 89.7932 | 0.69163 | 90 | 0.48487
508 | 7 | 1 | 365 | 7.9716 | 0.041312 | 8 | 0.012912
509 | 5 | 1 | 365 | 5.694 | 0.45808 | 6 | 0.15208
510 | 7 | 1 | 365 | 7.9716 | 0.041312 | 8 | 0.012912
511 | 9.5 | 1 | 365 | 10.8186 | 0.77035 | 11 | 0.58895
512 | 7 | 1 | 365 | 7.9716 | 0.041312 | 8 | 0.012912
513 | 5.83 | 1 | 365 | 6.6392 | 0.36012 | 6 | 0.99933
515 | 6.25 | 1 | 365 | 7.1175 | 0.3226 | 7 | 0.4401
516 | 11.5 | 1 | 365 | 13.0962 | 0.35358 | 13 | 0.44978
535 | 3.75 | 1 | 365 | 4.2705 | 0.59356 | 4 | 0.86406
537 | 10.25 | 1 | 365 | 11.6727 | 0.48906 | 12 | 0.16176
538 | 3.75 | 1 | 365 | 4.2705 | 0.59356 | 4 | 0.86406
539 | 6.5 | 1 | 365 | 7.4022 | 0.8955 | 8 | 0.2977
540 | 7 | 1 | 365 | 7.9716 | 0.041312 | 8 | 0.012912
541 | 13 | 1 | 365 | 14.8044 | 0.79101 | 15 | 0.59541
542 | 11.13 | 1 | 365 | 12.6748 | 0.50569 | 13 | 0.18053
543 | 5.75 | 1 | 365 | 6.5481 | 0.17679 | 6 | 0.72489
544 | 5.75 | 1 | 365 | 6.5481 | 0.17679 | 6 | 0.72489
547 | 9.36 | 1 | 365 | 10.6592 | 0.44953 | 11 | 0.10869
4651 | 9.25 | 1 | 365 | 10.5339 | 0.19745 | 10 | 0.73135
6756 | 10 | 1 | 365 | 11.388 | 0.91616 | 12 | 0.30416
374 | 4.68 | 1 | 365 | 5.3296 | 0.72476 | 6 | 0.054347
146 | 4.9 | 1 | 365 | 5.5801 | 0.22892 | 5 | 0.80904
605 | 5 | 1 | 365 | 5.694 | 0.45808 | 6 | 0.15208
169 | 6.5 | 1 | 365 | 7.4022 | 0.8955 | 8 | 0.2977
626 | 6.25 | 1 | 365 | 7.1175 | 0.3226 | 7 | 0.4401
627 | 3.25 | 1 | 365 | 3.7011 | 0.44775 | 4 | 0.14885
306 | 6.5 | 1 | 365 | 7.4022 | 0.8955 | 8 | 0.2977
630 | 6.5 | 1 | 365 | 7.4022 | 0.8955 | 8 | 0.2977
631 | 12.25 | 1 | 365 | 13.9503 | 0.072296 | 14 | 0.022596
633 | 7.84 | 1 | 365 | 8.9282 | 0.96627 | 9 | 0.89446
634 | 3.25 | 1 | 365 | 3.7011 | 0.44775 | 4 | 0.14885
635 | 6 | 1 | 365 | 6.8328 | 0.7497 | 7 | 0.5825
545 | 2.5 | 1 | 365 | 2.847 | 0.72904 | 3 | 0.57604
636 | 15.75 | 1 | 365 | 17.9361 | 0.092952 | 18 | 0.029052
637 | 5 | 1 | 365 | 5.694 | 0.45808 | 6 | 0.15208
640 | 7 | 1 | 365 | 7.9716 | 0.041312 | 8 | 0.012912
641 | 5.75 | 1 | 365 | 6.5481 | 0.17679 | 6 | 0.72489
643 | 9 | 1 | 365 | 10.2492 | 0.62454 | 10 | 0.87374
644 | 4.25 | 1 | 365 | 4.8399 | 0.73937 | 5 | 0.57927
648 | 8 | 1 | 365 | 9.1104 | 0.33293 | 9 | 0.44333
649 | 7.75 | 1 | 365 | 8.8257 | 0.76002 | 9 | 0.58572
654 | 5.25 | 1 | 365 | 5.9787 | 0.030984 | 6 | 0.009684
658 | 6.75 | 1 | 365 | 7.6869 | 0.46841 | 8 | 0.15531
659 | 15.75 | 1 | 365 | 17.9361 | 0.092952 | 18 | 0.029052
660 | 9.8 | 1 | 365 | 11.1602 | 0.45784 | 11 | 0.61808
661 | 9 | 1 | 365 | 10.2492 | 0.62454 | 10 | 0.87374
664 | 5.75 | 1 | 365 | 6.5481 | 0.17679 | 6 | 0.72489
670 | 9 | 1 | 365 | 10.2492 | 0.62454 | 10 | 0.87374
671 | 10 | 1 | 365 | 11.388 | 0.91616 | 12 | 0.30416
682 | 5.25 | 1 | 365 | 5.9787 | 0.030984 | 6 | 0.009684
692 | 6.75 | 1 | 365 | 7.6869 | 0.46841 | 8 | 0.15531
694 | 12.5 | 1 | 365 | 14.235 | 0.6452 | 14 | 0.8802
457 | 9.156 | 1 | 365 | 10.4269 | 0.98204 | 11 | 0.40889
701 | 4.75 | 1 | 365 | 5.4093 | 0.88518 | 6 | 0.29448
716 | 4.5 | 1 | 365 | 5.1246 | 0.31227 | 5 | 0.43687
717 | 6.5 | 1 | 365 | 7.4022 | 0.8955 | 8 | 0.2977
719 | 9.5 | 1 | 365 | 10.8186 | 0.77035 | 11 | 0.58895
720 | 3 | 1 | 365 | 3.4164 | 0.87485 | 4 | 0.29125
725 | 9 | 1 | 365 | 10.2492 | 0.62454 | 10 | 0.87374
726 | 6 | 1 | 365 | 6.8328 | 0.7497 | 7 | 0.5825
728 | 6.125 | 1 | 365 | 6.9752 | 0.036148 | 7 | 0.011298
729 | 11.75 | 1 | 365 | 13.3809 | 0.92649 | 14 | 0.30739
730 | 3.5 | 1 | 365 | 3.9858 | 0.020656 | 4 | 0.006456
732 | 11.75 | 1 | 365 | 13.3809 | 0.92649 | 14 | 0.30739
741 | 10.464 | 1 | 365 | 11.9164 | 0.97947 | 12 | 0.89587
744 | 6.7 | 1 | 365 | 7.63 | 0.35383 | 7 | 0.98379
748 | 8 | 1 | 365 | 9.1104 | 0.33293 | 9 | 0.44333
750 | 7.65 | 1 | 365 | 8.7118 | 0.53086 | 9 | 0.24268
762 | 6 | 1 | 365 | 6.8328 | 0.7497 | 7 | 0.5825
769 | 2.75 | 1 | 365 | 3.1317 | 0.30194 | 3 | 0.43364
775 | 5 | 1 | 365 | 5.694 | 0.45808 | 6 | 0.15208
776 | 9.75 | 1 | 365 | 11.1033 | 0.34326 | 11 | 0.44656
777 | 7.5 | 1 | 365 | 8.541 | 0.18712 | 8 | 0.72812
781 | 7.5 | 1 | 365 | 8.541 | 0.18712 | 8 | 0.72812
782 | 8.5 | 1 | 365 | 9.6798 | 0.47874 | 10 | 0.15854
784 | 2.5 | 1 | 365 | 2.847 | 0.72904 | 3 | 0.57604
785 | 6.75 | 1 | 365 | 7.6869 | 0.46841 | 8 | 0.15531
786 | 9 | 1 | 365 | 10.2492 | 0.62454 | 10 | 0.87374
787 | 8.5 | 1 | 365 | 9.6798 | 0.47874 | 10 | 0.15854
788 | 4.75 | 1 | 365 | 5.4093 | 0.88518 | 6 | 0.29448
790 | 4.5 | 1 | 365 | 5.1246 | 0.31227 | 5 | 0.43687
794 | 5.865 | 1 | 365 | 6.6791 | 0.44033 | 7 | 0.11939
517 | 7.25 | 1 | 365 | 8.2563 | 0.61422 | 8 | 0.87052
502 | 5.25 | 1 | 365 | 5.9787 | 0.030984 | 6 | 0.009684
514 | 5.5 | 1 | 365 | 6.2634 | 0.60389 | 6 | 0.86729
620 | 4.5 | 1 | 365 | 5.1246 | 0.31227 | 5 | 0.43687
51 | 10.35 | 1 | 365 | 11.7866 | 0.71823 | 12 | 0.50481
212 | 8.25 | 1 | 365 | 9.3951 | 0.90583 | 10 | 0.30093
363 | 313.5 | 0.9 | 365 | 321.3124 | 0.57945 | 321 | 0.89187
801 | 13 | 1 | 365 | 14.8044 | 0.79101 | 15 | 0.59541
121 | 5 | 1 | 365 | 5.694 | 0.45808 | 6 | 0.15208
123 | 5 | 1 | 365 | 5.694 | 0.45808 | 6 | 0.15208
821 | 8.75 | 1 | 365 | 9.9645 | 0.05164 | 10 | 0.01614
822 | 3.5 | 1 | 365 | 3.9858 | 0.020656 | 4 | 0.006456
823 | 2.695 | 1 | 365 | 3.0691 | 0.17591 | 3 | 0.24497
824 | 4 | 1 | 365 | 4.5552 | 0.16646 | 4 | 0.72166
825 | 5.75 | 1 | 365 | 6.5481 | 0.17679 | 6 | 0.72489
141 | 6.615 | 1 | 365 | 7.5332 | 0.15904 | 7 | 0.6922
827 | 2.5 | 1 | 365 | 2.847 | 0.72904 | 3 | 0.57604
828 | 4.25 | 1 | 365 | 4.8399 | 0.73937 | 5 | 0.57927
829 | 7 | 1 | 365 | 7.9716 | 0.041312 | 8 | 0.012912
757 | 5.75 | 1 | 365 | 6.5481 | 0.17679 | 6 | 0.72489
761 | 8 | 1 | 365 | 9.1104 | 0.33293 | 9 | 0.44333
759 | 8 | 1 | 365 | 9.1104 | 0.33293 | 9 | 0.44333
834 | 6.75 | 1 | 365 | 7.6869 | 0.46841 | 8 | 0.15531
838 | 5.2 | 1 | 365 | 5.9218 | 0.9164 | 6 | 0.83816
841 | 10 | 1 | 365 | 11.388 | 0.91616 | 12 | 0.30416
842 | 9.5 | 1 | 365 | 10.8186 | 0.77035 | 11 | 0.58895
843 | 16 | 1 | 365 | 18.2208 | 0.66586 | 18 | 0.88666
852 | 5.5 | 1 | 365 | 6.2634 | 0.60389 | 6 | 0.86729
862 | 4.5 | 1 | 365 | 5.1246 | 0.31227 | 5 | 0.43687
869 | 6.12 | 1 | 365 | 6.9695 | 0.02469 | 6 | 0.99415
863 | 3.825 | 1 | 365 | 4.3559 | 0.76543 | 5 | 0.12134
870 | 7.83 | 1 | 365 | 8.9168 | 0.94335 | 9 | 0.86016
871 | 5.75 | 1 | 365 | 6.5481 | 0.17679 | 6 | 0.72489
873 | 11.5 | 1 | 365 | 13.0962 | 0.35358 | 13 | 0.44978
900 | 37.2 | 0.9 | 365 | 38.127 | 0.7233 | 38 | 0.85033
243 | 97.4 | 0.9 | 365 | 99.8272 | 0.88306 | 100 | 0.71027
241 | 69.3 | 1 | 365 | 78.9188 | 0.80899 | 79 | 0.72783
774 | 3.5 | 1 | 365 | 3.9858 | 0.020656 | 4 | 0.006456
779 | 3.5 | 1 | 365 | 3.9858 | 0.020656 | 4 | 0.006456
1008 | 4.02 | 1 | 365 | 4.578 | 0.2123 | 4 | 0.79027
1013 | 4.9 | 1 | 365 | 5.5801 | 0.22892 | 5 | 0.80904
1011 | 7.035 | 1 | 365 | 8.0115 | 0.12152 | 8 | 0.13298
1027 | 4.24 | 1 | 365 | 4.8285 | 0.71645 | 5 | 0.54496
830 | 4.25 | 1 | 365 | 4.8399 | 0.73937 | 5 | 0.57927
1121 | 9 | 1 | 365 | 10.2492 | 0.62454 | 10 | 0.87374
1129 | 5.36 | 1 | 365 | 6.104 | 0.28306 | 6 | 0.38703
1092 | 162.24 | 0.9 | 365 | 166.283 | 0.6126 | 166 | 0.89562
1162 | 8.25 | 1 | 365 | 9.3951 | 0.90583 | 10 | 0.30093
1171 | 8.75 | 1 | 365 | 9.9645 | 0.05164 | 10 | 0.01614
1200 | 4.41 | 1 | 365 | 5.0221 | 0.10603 | 5 | 0.12813
60 | 6 | 1 | 365 | 6.8328 | 0.7497 | 7 | 0.5825
675 | 3 | 1 | 365 | 3.4164 | 0.87485 | 4 | 0.29125
1207 | 3.35 | 1 | 365 | 3.815 | 0.67691 | 4 | 0.49189
1263 | 5.5 | 1 | 365 | 6.2634 | 0.60389 | 6 | 0.86729
1285 | 5.635 | 1 | 365 | 6.4171 | 0.91326 | 7 | 0.33039
1086 | 5.75 | 1 | 365 | 6.5481 | 0.17679 | 6 | 0.72489
518 | 4.5 | 1 | 365 | 5.1246 | 0.31227 | 5 | 0.43687
652 | 6.5 | 1 | 365 | 7.4022 | 0.8955 | 8 | 0.2977
1316 | 251.625 | 1 | 365 | 286.5505 | 0.62788 | 287 | 0.17843
1361 | 4.69 | 1 | 365 | 5.341 | 0.74768 | 6 | 0.088651
1362 | 3.675 | 1 | 365 | 4.1851 | 0.42169 | 4 | 0.60678
1374 | 9.18 | 1 | 365 | 10.4542 | 0.037035 | 10 | 0.49122
1298 | 25 | 1 | 365 | 28.47 | 0.2904 | 28 | 0.7604
1299 | 8.5 | 1 | 365 | 9.6798 | 0.47874 | 10 | 0.15854
1300 | 6.095 | 1 | 365 | 6.941 | 0.9674 | 7 | 0.90839
1293 | 6.36 | 1 | 365 | 7.2428 | 0.57468 | 7 | 0.81745
1294 | 9.18 | 1 | 365 | 10.4542 | 0.037035 | 10 | 0.49122
1291 | 6.36 | 1 | 365 | 7.2428 | 0.57468 | 7 | 0.81745
1259 | 5 | 1 | 365 | 5.694 | 0.45808 | 6 | 0.15208
1290 | 3 | 1 | 365 | 3.4164 | 0.87485 | 4 | 0.29125
1264 | 7.95 | 1 | 365 | 9.0535 | 0.21835 | 9 | 0.27181
1267 | 11.75 | 1 | 365 | 13.3809 | 0.92649 | 14 | 0.30739
1337 | 5.3 | 1 | 365 | 6.0356 | 0.14556 | 6 | 0.1812
1412 | 9 | 1 | 365 | 10.2492 | 0.62454 | 10 | 0.87374
621 | 6.25 | 1 | 365 | 7.1175 | 0.3226 | 7 | 0.4401
1447 | 13.08 | 1 | 365 | 14.8955 | 0.97434 | 15 | 0.86984
1445 | 3.43 | 1 | 365 | 3.9061 | 0.86024 | 4 | 0.76633
1452 | 5.025 | 1 | 365 | 5.7225 | 0.51537 | 6 | 0.23784
1474 | 7 | 1 | 365 | 7.9716 | 0.041312 | 8 | 0.012912
1286 | 6.03 | 1 | 365 | 6.867 | 0.81844 | 7 | 0.68541
1511 | 3.75 | 1 | 365 | 4.2705 | 0.59356 | 4 | 0.86406
1521 | 9.62 | 1 | 365 | 10.9553 | 0.045346 | 11 | 0.00060192
1524 | 8.75 | 1 | 365 | 9.9645 | 0.05164 | 10 | 0.01614
1526 | 7 | 1 | 365 | 7.9716 | 0.041312 | 8 | 0.012912
1539 | 99.905 | 0.9 | 365 | 102.3946 | 0.049507 | 102 | 0.44414
1547 | 3.924 | 1 | 365 | 4.4687 | 0.9923 | 5 | 0.46095
1567 | 7 | 1 | 365 | 7.9716 | 0.041312 | 8 | 0.012912
1545 | 5.355 | 1 | 365 | 6.0983 | 0.2716 | 6 | 0.36988
1610 | 4.845 | 1 | 365 | 5.5175 | 0.10288 | 5 | 0.62037
1686 | 3.924 | 1 | 365 | 4.4687 | 0.9923 | 5 | 0.46095
1673 | 5 | 1 | 365 | 5.694 | 0.45808 | 6 | 0.15208
1667 | 5.886 | 1 | 365 | 6.703 | 0.48845 | 7 | 0.19143
1674 | 4.75 | 1 | 365 | 5.4093 | 0.88518 | 6 | 0.29448
1509 | 6.48 | 1 | 365 | 7.3794 | 0.84967 | 8 | 0.2291
1711 | 3.57 | 1 | 365 | 4.0655 | 0.18107 | 4 | 0.24659
1712 | 4.75 | 1 | 365 | 5.4093 | 0.88518 | 6 | 0.29448
1741 | 4.9 | 1 | 365 | 5.5801 | 0.22892 | 5 | 0.80904
1757 | 5.88 | 1 | 365 | 6.6961 | 0.4747 | 7 | 0.17085
1766 | 5.025 | 1 | 365 | 5.7225 | 0.51537 | 6 | 0.23784
1317 | 373.15 | 0.9 | 365 | 382.4489 | 0.60486 | 383 | 0.053757
1261 | 8.75 | 1 | 365 | 9.9645 | 0.05164 | 10 | 0.01614
1605 | 2.29 | 1 | 365 | 2.6079 | 0.2478 | 2 | 0.85565
1897 | 223.44 | 1 | 365 | 254.4535 | 0.038679 | 254 | 0.49215
1402 | 9.995 | 1 | 365 | 11.3823 | 0.9047 | 12 | 0.28701
1403 | 7.8 | 1 | 365 | 8.8826 | 0.8746 | 9 | 0.75724
1799 | 5.36 | 1 | 365 | 6.104 | 0.28306 | 6 | 0.38703
1804 | 3.92 | 1 | 365 | 4.4641 | 0.98313 | 5 | 0.44723
1825 | 5.695 | 1 | 365 | 6.4855 | 0.050753 | 6 | 0.53622
1829 | 8.71 | 1 | 365 | 9.9189 | 0.95998 | 10 | 0.87892
1865 | 6.7 | 1 | 365 | 7.63 | 0.35383 | 7 | 0.98379
778 | 2.695 | 1 | 365 | 3.0691 | 0.17591 | 3 | 0.24497
1890 | 7.194 | 1 | 365 | 8.1925 | 0.48589 | 8 | 0.67841
1894 | 25 | 1 | 365 | 28.47 | 0.2904 | 28 | 0.7604
1896 | 9.54 | 1 | 365 | 10.8642 | 0.86202 | 11 | 0.72617
1912 | 9.315 | 1 | 365 | 10.6079 | 0.3464 | 10 | 0.95433
1924 | 5.75 | 1 | 365 | 6.5481 | 0.17679 | 6 | 0.72489
1945 | 14.31 | 1 | 365 | 16.2962 | 0.79302 | 17 | 0.089253
277 | 22.5 | 1 | 365 | 25.623 | 0.56136 | 26 | 0.18436
1956 | 4.69 | 1 | 365 | 5.341 | 0.74768 | 6 | 0.088651
1910 | 11 | 1 | 365 | 12.5268 | 0.20778 | 12 | 0.73458
735 | 12 | 1 | 365 | 13.6656 | 0.49939 | 14 | 0.16499
1029 | 5 | 1 | 365 | 5.694 | 0.45808 | 6 | 0.15208
1761 | 5.36 | 1 | 365 | 6.104 | 0.28306 | 6 | 0.38703
1028 | 18.72 | 1 | 365 | 21.3183 | 0.89905 | 22 | 0.21739
3021 | 3 | 1 | 365 | 3.4164 | 0.87485 | 4 | 0.29125
2417 | 8.25 | 1 | 365 | 9.3951 | 0.90583 | 10 | 0.30093
2919 | 9.18 | 1 | 365 | 10.4542 | 0.037035 | 10 | 0.49122
22044 | 5 | 1 | 365 | 5.694 | 0.45808 | 6 | 0.15208
14057 | 10.4 | 1 | 365 | 11.8435 | 0.83281 | 12 | 0.67633
8927 | 5.025 | 1 | 365 | 5.7225 | 0.51537 | 6 | 0.23784
3129 | 7.14 | 1 | 365 | 8.131 | 0.36214 | 8 | 0.49317
3656 | 3.06 | 1 | 365 | 3.4847 | 0.012345 | 3 | 0.49707
250 | 3.185 | 1 | 365 | 3.6271 | 0.2988 | 3 | 0.92587
837 | 7.2 | 1 | 365 | 8.1994 | 0.49964 | 8 | 0.699
1284 | 6 | 1 | 365 | 6.8328 | 0.7497 | 7 | 0.5825
1689 | 4.165 | 1 | 365 | 4.7431 | 0.54458 | 5 | 0.28768
1625 | 6.96 | 1 | 365 | 7.926 | 0.94965 | 8 | 0.8757
1675 | 4.9 | 1 | 365 | 5.5801 | 0.22892 | 5 | 0.80904
1676 | 4.59 | 1 | 365 | 5.2271 | 0.51852 | 5 | 0.74561
1682 | 4.165 | 1 | 365 | 4.7431 | 0.54458 | 5 | 0.28768
1694 | 2.75 | 1 | 365 | 3.1317 | 0.30194 | 3 | 0.43364
1695 | 4 | 1 | 365 | 4.5552 | 0.16646 | 4 | 0.72166
1654 | 2.55 | 1 | 365 | 2.9039 | 0.84362 | 3 | 0.74756
1657 | 4.9 | 1 | 365 | 5.5801 | 0.22892 | 5 | 0.80904
1658 | 4.845 | 1 | 365 | 5.5175 | 0.10288 | 5 | 0.62037
1659 | 2.55 | 1 | 365 | 2.9039 | 0.84362 | 3 | 0.74756
1669 | 5 | 1 | 365 | 5.694 | 0.45808 | 6 | 0.15208
1661 | 5 | 1 | 365 | 5.694 | 0.45808 | 6 | 0.15208
1665 | 5 | 1 | 365 | 5.694 | 0.45808 | 6 | 0.15208
1670 | 2.5 | 1 | 365 | 2.847 | 0.72904 | 3 | 0.57604
1641 | 3.92 | 1 | 365 | 4.4641 | 0.98313 | 5 | 0.44723
1643 | 4.75 | 1 | 365 | 5.4093 | 0.88518 | 6 | 0.29448
1645 | 3.315 | 1 | 365 | 3.7751 | 0.59671 | 4 | 0.37183
1660 | 5.5 | 1 | 365 | 6.2634 | 0.60389 | 6 | 0.86729
1622 | 3 | 1 | 365 | 3.4164 | 0.87485 | 4 | 0.29125
1624 | 9.065 | 1 | 365 | 10.3232 | 0.7735 | 11 | 0.096721
1626 | 1.785 | 1 | 365 | 2.0328 | 0.090535 | 2 | 0.12329
1620 | 11.73 | 1 | 365 | 13.3581 | 0.88066 | 14 | 0.23878
1627 | 3.57 | 1 | 365 | 4.0655 | 0.18107 | 4 | 0.24659
1628 | 3.315 | 1 | 365 | 3.7751 | 0.59671 | 4 | 0.37183
1629 | 6.12 | 1 | 365 | 6.9695 | 0.02469 | 6 | 0.99415
1647 | 4 | 1 | 365 | 4.5552 | 0.16646 | 4 | 0.72166
1630 | 4.9 | 1 | 365 | 5.5801 | 0.22892 | 5 | 0.80904
1631 | 5.145 | 1 | 365 | 5.8591 | 0.79036 | 6 | 0.64949
1635 | 1.715 | 1 | 365 | 1.953 | 0.93012 | 2 | 0.88316
1707 | 4.655 | 1 | 365 | 5.3011 | 0.66747 | 5 | 0.96859
1708 | 4.08 | 1 | 365 | 4.6463 | 0.34979 | 4 | 0.9961
1709 | 8.925 | 1 | 365 | 10.1638 | 0.45267 | 10 | 0.61646
1705 | 5.145 | 1 | 365 | 5.8591 | 0.79036 | 6 | 0.64949
1703 | 8.67 | 1 | 365 | 9.8734 | 0.86831 | 10 | 0.74171
1256 | 6.75 | 1 | 365 | 7.6869 | 0.46841 | 8 | 0.15531
1692 | 8 | 1 | 365 | 9.1104 | 0.33293 | 9 | 0.44333
1718 | 99.45 | 0.9 | 365 | 101.9283 | 0.11109 | 102 | 0.039384
1623 | 3.75 | 1 | 365 | 4.2705 | 0.59356 | 4 | 0.86406
1706 | 6.25 | 1 | 365 | 7.1175 | 0.3226 | 7 | 0.4401
1640 | 6.375 | 1 | 365 | 7.2599 | 0.60905 | 7 | 0.8689
1691 | 4.41 | 1 | 365 | 5.0221 | 0.10603 | 5 | 0.12813
1348 | 26 | 0.9 | 365 | 26.6479 | 0.62381 | 27 | 0.27173
59 | 523.545 | 0.9 | 365 | 536.5917 | 0.78769 | 537 | 0.37943
1693 | 3.5 | 1 | 365 | 3.9858 | 0.020656 | 4 | 0.006456
1672 | 4.165 | 1 | 365 | 4.7431 | 0.54458 | 5 | 0.28768
1634 | 1.715 | 1 | 365 | 1.953 | 0.93012 | 2 | 0.88316
1696 | 3.5 | 1 | 365 | 3.9858 | 0.020656 | 4 | 0.006456
1879 | 4.02 | 1 | 365 | 4.578 | 0.2123 | 4 | 0.79027
1986 | 31.8 | 0.9 | 365 | 32.5925 | 0.58605 | 33 | 0.17851
3645 | 4.2 | 1 | 365 | 4.783 | 0.62479 | 5 | 0.40775
2744 | 2.25 | 1 | 365 | 2.5623 | 0.15614 | 2 | 0.71844
5388 | 6.63 | 1 | 365 | 7.5502 | 0.19341 | 7 | 0.74366
3091 | 6.5 | 1 | 365 | 7.4022 | 0.8955 | 8 | 0.2977
15377 | 8.5 | 1 | 365 | 9.6798 | 0.47874 | 10 | 0.15854
12552 | 9.18 | 1 | 365 | 10.4542 | 0.037035 | 10 | 0.49122
2717 | 9.75 | 1 | 365 | 11.1033 | 0.34326 | 11 | 0.44656
11434 | 5.5 | 1 | 365 | 6.2634 | 0.60389 | 6 | 0.86729
926 | 5.25 | 1 | 365 | 5.9787 | 0.030984 | 6 | 0.009684
925 | 2.25 | 1 | 365 | 2.5623 | 0.15614 | 2 | 0.71844
924 | 5 | 1 | 365 | 5.694 | 0.45808 | 6 | 0.15208
913 | 9 | 1 | 365 | 10.2492 | 0.62454 | 10 | 0.87374
918 | 5.5 | 1 | 365 | 6.2634 | 0.60389 | 6 | 0.86729
919 | 11.5 | 1 | 365 | 13.0962 | 0.35358 | 13 | 0.44978
917 | 6 | 1 | 365 | 6.8328 | 0.7497 | 7 | 0.5825
977 | 11 | 1 | 365 | 12.5268 | 0.20778 | 12 | 0.73458
974 | 6.25 | 1 | 365 | 7.1175 | 0.3226 | 7 | 0.4401
973 | 8 | 1 | 365 | 9.1104 | 0.33293 | 9 | 0.44333
972 | 7.5 | 1 | 365 | 8.541 | 0.18712 | 8 | 0.72812
970 | 11.25 | 1 | 365 | 12.8115 | 0.78068 | 13 | 0.59218
968 | 5.5 | 1 | 365 | 6.2634 | 0.60389 | 6 | 0.86729
967 | 5.75 | 1 | 365 | 6.5481 | 0.17679 | 6 | 0.72489
966 | 5.5 | 1 | 365 | 6.2634 | 0.60389 | 6 | 0.86729
956 | 10.5 | 1 | 365 | 11.9574 | 0.061968 | 12 | 0.019368
955 | 6.5 | 1 | 365 | 7.4022 | 0.8955 | 8 | 0.2977
954 | 3 | 1 | 365 | 3.4164 | 0.87485 | 4 | 0.29125
953 | 2 | 1 | 365 | 2.2776 | 0.58323 | 2 | 0.86083
951 | 11.75 | 1 | 365 | 13.3809 | 0.92649 | 14 | 0.30739
949 | 8.5 | 1 | 365 | 9.6798 | 0.47874 | 10 | 0.15854
948 | 4.5 | 1 | 365 | 5.1246 | 0.31227 | 5 | 0.43687
947 | 7.75 | 1 | 365 | 8.8257 | 0.76002 | 9 | 0.58572
943 | 5.75 | 1 | 365 | 6.5481 | 0.17679 | 6 | 0.72489
938 | 9 | 1 | 365 | 10.2492 | 0.62454 | 10 | 0.87374
937 | 4.25 | 1 | 365 | 4.8399 | 0.73937 | 5 | 0.57927
935 | 12.5 | 1 | 365 | 14.235 | 0.6452 | 14 | 0.8802
933 | 4 | 1 | 365 | 4.5552 | 0.16646 | 4 | 0.72166
928 | 6.25 | 1 | 365 | 7.1175 | 0.3226 | 7 | 0.4401
983 | 7.5 | 1 | 365 | 8.541 | 0.18712 | 8 | 0.72812
979 | 2.5 | 1 | 365 | 2.847 | 0.72904 | 3 | 0.57604
1015 | 2 | 1 | 365 | 2.2776 | 0.58323 | 2 | 0.86083
958 | 8.75 | 1 | 365 | 9.9645 | 0.05164 | 10 | 0.01614
994 | 7.5 | 1 | 365 | 8.541 | 0.18712 | 8 | 0.72812
992 | 4.25 | 1 | 365 | 4.8399 | 0.73937 | 5 | 0.57927
991 | 5.25 | 1 | 365 | 5.9787 | 0.030984 | 6 | 0.009684
990 | 5.75 | 1 | 365 | 6.5481 | 0.17679 | 6 | 0.72489
985 | 6.5 | 1 | 365 | 7.4022 | 0.8955 | 8 | 0.2977
1081 | 6.54 | 1 | 365 | 7.4478 | 0.98717 | 8 | 0.43492
1079 | 5 | 1 | 365 | 5.694 | 0.45808 | 6 | 0.15208
1077 | 2.25 | 1 | 365 | 2.5623 | 0.15614 | 2 | 0.71844
1076 | 6 | 1 | 365 | 6.8328 | 0.7497 | 7 | 0.5825
1074 | 4 | 1 | 365 | 4.5552 | 0.16646 | 4 | 0.72166
1073 | 7 | 1 | 365 | 7.9716 | 0.041312 | 8 | 0.012912
1072 | 5.5 | 1 | 365 | 6.2634 | 0.60389 | 6 | 0.86729
1069 | 5 | 1 | 365 | 5.694 | 0.45808 | 6 | 0.15208
1070 | 7 | 1 | 365 | 7.9716 | 0.041312 | 8 | 0.012912
1068 | 8.5 | 1 | 365 | 9.6798 | 0.47874 | 10 | 0.15854
1067 | 2.75 | 1 | 365 | 3.1317 | 0.30194 | 3 | 0.43364
1066 | 4 | 1 | 365 | 4.5552 | 0.16646 | 4 | 0.72166
1065 | 5 | 1 | 365 | 5.694 | 0.45808 | 6 | 0.15208
1050 | 6.75 | 1 | 365 | 7.6869 | 0.46841 | 8 | 0.15531
1046 | 8 | 1 | 365 | 9.1104 | 0.33293 | 9 | 0.44333
1048 | 3.5 | 1 | 365 | 3.9858 | 0.020656 | 4 | 0.006456
1045 | 11 | 1 | 365 | 12.5268 | 0.20778 | 12 | 0.73458
1044 | 5 | 1 | 365 | 5.694 | 0.45808 | 6 | 0.15208
1043 | 6.5 | 1 | 365 | 7.4022 | 0.8955 | 8 | 0.2977
941 | 5.75 | 1 | 365 | 6.5481 | 0.17679 | 6 | 0.72489
1080 | 6.12 | 1 | 365 | 6.9695 | 0.02469 | 6 | 0.99415
1107 | 10.5 | 1 | 365 | 11.9574 | 0.061968 | 12 | 0.019368
1106 | 13.5 | 1 | 365 | 15.3738 | 0.93682 | 16 | 0.31062
1105 | 18.5 | 1 | 365 | 21.0678 | 0.3949 | 21 | 0.4627
1103 | 11.5 | 1 | 365 | 13.0962 | 0.35358 | 13 | 0.44978
1102 | 5.5 | 1 | 365 | 6.2634 | 0.60389 | 6 | 0.86729
1087 | 9.5 | 1 | 365 | 10.8186 | 0.77035 | 11 | 0.58895
1137 | 9.75 | 1 | 365 | 11.1033 | 0.34326 | 11 | 0.44656
1136 | 5.5 | 1 | 365 | 6.2634 | 0.60389 | 6 | 0.86729
1135 | 10.5 | 1 | 365 | 11.9574 | 0.061968 | 12 | 0.019368
1134 | 9.25 | 1 | 365 | 10.5339 | 0.19745 | 10 | 0.73135
1133 | 3.75 | 1 | 365 | 4.2705 | 0.59356 | 4 | 0.86406
1132 | 8 | 1 | 365 | 9.1104 | 0.33293 | 9 | 0.44333
1122 | 4.25 | 1 | 365 | 4.8399 | 0.73937 | 5 | 0.57927
1117 | 7.75 | 1 | 365 | 8.8257 | 0.76002 | 9 | 0.58572
1114 | 5.25 | 1 | 365 | 5.9787 | 0.030984 | 6 | 0.009684
1154 | 14 | 1 | 365 | 15.9432 | 0.082624 | 16 | 0.025824
1153 | 11 | 1 | 365 | 12.5268 | 0.20778 | 12 | 0.73458
1152 | 3.75 | 1 | 365 | 4.2705 | 0.59356 | 4 | 0.86406
1138 | 188.5 | 0.9 | 365 | 193.1974 | 0.77265 | 193 | 0.97007
1161 | 9 | 1 | 365 | 10.2492 | 0.62454 | 10 | 0.87374
1159 | 4 | 1 | 365 | 4.5552 | 0.16646 | 4 | 0.72166
1158 | 6.25 | 1 | 365 | 7.1175 | 0.3226 | 7 | 0.4401
1157 | 7.25 | 1 | 365 | 8.2563 | 0.61422 | 8 | 0.87052
1163 | 5.5 | 1 | 365 | 6.2634 | 0.60389 | 6 | 0.86729
984 | 10 | 1 | 365 | 11.388 | 0.91616 | 12 | 0.30416
783 | 3.75 | 1 | 365 | 4.2705 | 0.59356 | 4 | 0.86406
2728 | 2.943 | 1 | 365 | 3.3515 | 0.74423 | 4 | 0.095714
1720 | 10 | 1 | 365 | 11.388 | 0.91616 | 12 | 0.30416
2467 | 298.4 | 0.9 | 365 | 305.8361 | 0.43639 | 306 | 0.27252
1244 | 5.5 | 1 | 365 | 6.2634 | 0.60389 | 6 | 0.86729
1190 | 24 | 1 | 365 | 27.3312 | 0.99878 | 28 | 0.32998
1188 | 4.25 | 1 | 365 | 4.8399 | 0.73937 | 5 | 0.57927
1187 | 5.25 | 1 | 365 | 5.9787 | 0.030984 | 6 | 0.009684
1185 | 6.5 | 1 | 365 | 7.4022 | 0.8955 | 8 | 0.2977
1175 | 4 | 1 | 365 | 4.5552 | 0.16646 | 4 | 0.72166
3723 | 8.67 | 1 | 365 | 9.8734 | 0.86831 | 10 | 0.74171
9333 | 7.14 | 1 | 365 | 8.131 | 0.36214 | 8 | 0.49317
2832 | 6.885 | 1 | 365 | 7.8406 | 0.77778 | 8 | 0.61841
2312 | 2.58 | 1 | 365 | 2.9381 | 0.91237 | 3 | 0.85047
1377 | 3 | 1 | 365 | 3.4164 | 0.87485 | 4 | 0.29125
1375 | 8.48 | 1 | 365 | 9.657 | 0.4329 | 10 | 0.089928
1368 | 6 | 1 | 365 | 6.8328 | 0.7497 | 7 | 0.5825
1369 | 7.75 | 1 | 365 | 8.8257 | 0.76002 | 9 | 0.58572
1366 | 11.75 | 1 | 365 | 13.3809 | 0.92649 | 14 | 0.30739
1363 | 6.25 | 1 | 365 | 7.1175 | 0.3226 | 7 | 0.4401
1242 | 6.615 | 1 | 365 | 7.5332 | 0.15904 | 7 | 0.6922
1356 | 2 | 1 | 365 | 2.2776 | 0.58323 | 2 | 0.86083
1357 | 10.5 | 1 | 365 | 11.9574 | 0.061968 | 12 | 0.019368
1355 | 8 | 1 | 365 | 9.1104 | 0.33293 | 9 | 0.44333
1329 | 9 | 1 | 365 | 10.2492 | 0.62454 | 10 | 0.87374
1328 | 7.25 | 1 | 365 | 8.2563 | 0.61422 | 8 | 0.87052
1327 | 6 | 1 | 365 | 6.8328 | 0.7497 | 7 | 0.5825
969 | 6.5 | 1 | 365 | 7.4022 | 0.8955 | 8 | 0.2977
1309 | 4.25 | 1 | 365 | 4.8399 | 0.73937 | 5 | 0.57927
1495 | 8 | 1 | 365 | 9.1104 | 0.33293 | 9 | 0.44333
1490 | 8.18 | 1 | 365 | 9.3154 | 0.74542 | 10 | 0.060803
1489 | 10.7 | 1 | 365 | 12.1852 | 0.52029 | 12 | 0.70545
1487 | 5.88 | 1 | 365 | 6.6961 | 0.4747 | 7 | 0.17085
1469 | 14 | 1 | 365 | 15.9432 | 0.082624 | 16 | 0.025824
1468 | 7.95 | 1 | 365 | 9.0535 | 0.21835 | 9 | 0.27181
1465 | 7.75 | 1 | 365 | 8.8257 | 0.76002 | 9 | 0.58572
1463 | 5.75 | 1 | 365 | 6.5481 | 0.17679 | 6 | 0.72489
1462 | 5 | 1 | 365 | 5.694 | 0.45808 | 6 | 0.15208
1461 | 4.5 | 1 | 365 | 5.1246 | 0.31227 | 5 | 0.43687
1460 | 5 | 1 | 365 | 5.694 | 0.45808 | 6 | 0.15208
1406 | 4.5 | 1 | 365 | 5.1246 | 0.31227 | 5 | 0.43687
2487 | 10 | 1 | 365 | 11.388 | 0.91616 | 12 | 0.30416
1404 | 5.25 | 1 | 365 | 5.9787 | 0.030984 | 6 | 0.009684
1399 | 17.595 | 1 | 365 | 20.0372 | 0.32098 | 20 | 0.35817
1396 | 11.22 | 1 | 365 | 12.7773 | 0.71193 | 13 | 0.48927
1288 | 8.48 | 1 | 365 | 9.657 | 0.4329 | 10 | 0.089928
1505 | 3.18 | 1 | 365 | 3.6214 | 0.28734 | 3 | 0.90872
1503 | 4 | 1 | 365 | 4.5552 | 0.16646 | 4 | 0.72166
1502 | 4.25 | 1 | 365 | 4.8399 | 0.73937 | 5 | 0.57927
1523 | 6.095 | 1 | 365 | 6.941 | 0.9674 | 7 | 0.90839
1515 | 4.5 | 1 | 365 | 5.1246 | 0.31227 | 5 | 0.43687
1408 | 9 | 1 | 365 | 10.2492 | 0.62454 | 10 | 0.87374
1586 | 39.75 | 0.9 | 365 | 40.7406 | 0.98256 | 41 | 0.72313
1585 | 4.5 | 1 | 365 | 5.1246 | 0.31227 | 5 | 0.43687
1584 | 8.48 | 1 | 365 | 9.657 | 0.4329 | 10 | 0.089928
1582 | 41.04 | 0.9 | 365 | 42.0627 | 0.64313 | 42 | 0.70585
1556 | 6.63 | 1 | 365 | 7.5502 | 0.19341 | 7 | 0.74366
1554 | 18 | 1 | 365 | 20.4984 | 0.24909 | 20 | 0.74749
1553 | 7.25 | 1 | 365 | 8.2563 | 0.61422 | 8 | 0.87052
1546 | 8 | 1 | 365 | 9.1104 | 0.33293 | 9 | 0.44333
1528 | 5 | 1 | 365 | 5.694 | 0.45808 | 6 | 0.15208
1636 | 15.5 | 1 | 365 | 17.6514 | 0.52005 | 18 | 0.17145
1619 | 5 | 1 | 365 | 5.694 | 0.45808 | 6 | 0.15208
1615 | 4.75 | 1 | 365 | 5.4093 | 0.88518 | 6 | 0.29448
1613 | 11.75 | 1 | 365 | 13.3809 | 0.92649 | 14 | 0.30739
1407 | 3.5 | 1 | 365 | 3.9858 | 0.020656 | 4 | 0.006456
1690 | 5.75 | 1 | 365 | 6.5481 | 0.17679 | 6 | 0.72489
1651 | 5 | 1 | 365 | 5.694 | 0.45808 | 6 | 0.15208
1652 | 6.75 | 1 | 365 | 7.6869 | 0.46841 | 8 | 0.15531
1653 | 6 | 1 | 365 | 6.8328 | 0.7497 | 7 | 0.5825
1678 | 17 | 1 | 365 | 19.3596 | 0.95747 | 20 | 0.31707
1679 | 6.75 | 1 | 365 | 7.6869 | 0.46841 | 8 | 0.15531
1684 | 8.84 | 1 | 365 | 10.067 | 0.25789 | 10 | 0.32488
1740 | 99 | 0.9 | 365 | 101.4671 | 0.18299 | 101 | 0.65007
1738 | 9.84 | 1 | 365 | 11.2058 | 0.5495 | 11 | 0.75529
1517 | 253.76 | 0.9 | 365 | 260.0837 | 0.36843 | 260 | 0.45213
1729 | 4 | 1 | 365 | 4.5552 | 0.16646 | 4 | 0.72166
1728 | 4.25 | 1 | 365 | 4.8399 | 0.73937 | 5 | 0.57927
1784 | 6.03 | 1 | 365 | 6.867 | 0.81844 | 7 | 0.68541
1758 | 7.75 | 1 | 365 | 8.8257 | 0.76002 | 9 | 0.58572
1753 | 3 | 1 | 365 | 3.4164 | 0.87485 | 4 | 0.29125
1748 | 11.25 | 1 | 365 | 12.8115 | 0.78068 | 13 | 0.59218
1649 | 3.3 | 1 | 365 | 3.758 | 0.56233 | 4 | 0.32037
1884 | 8 | 1 | 365 | 9.1104 | 0.33293 | 9 | 0.44333
1882 | 5.75 | 1 | 365 | 6.5481 | 0.17679 | 6 | 0.72489
1851 | 14.25 | 1 | 365 | 16.2279 | 0.65553 | 16 | 0.88343
1849 | 7.905 | 1 | 365 | 9.0022 | 0.11522 | 9 | 0.11744
1848 | 5 | 1 | 365 | 5.694 | 0.45808 | 6 | 0.15208
1846 | 7 | 1 | 365 | 7.9716 | 0.041312 | 8 | 0.012912
1845 | 5.75 | 1 | 365 | 6.5481 | 0.17679 | 6 | 0.72489
1823 | 3 | 1 | 365 | 3.4164 | 0.87485 | 4 | 0.29125
1814 | 5.88 | 1 | 365 | 6.6961 | 0.4747 | 7 | 0.17085
1803 | 7.2 | 1 | 365 | 8.1994 | 0.49964 | 8 | 0.699
1798 | 3.5 | 1 | 365 | 3.9858 | 0.020656 | 4 | 0.006456
1797 | 6.25 | 1 | 365 | 7.1175 | 0.3226 | 7 | 0.4401
1795 | 8.42 | 1 | 365 | 9.5887 | 0.29541 | 9 | 0.8841
1856 | 8.64 | 1 | 365 | 9.8392 | 0.79956 | 10 | 0.63879
1855 | 6.375 | 1 | 365 | 7.2599 | 0.60905 | 7 | 0.8689
1854 | 5.4 | 1 | 365 | 6.1495 | 0.37473 | 6 | 0.52425
1950 | 14 | 1 | 365 | 15.9432 | 0.082624 | 16 | 0.025824
1938 | 4.25 | 1 | 365 | 4.8399 | 0.73937 | 5 | 0.57927
1937 | 4.25 | 1 | 365 | 4.8399 | 0.73937 | 5 | 0.57927
1935 | 9.75 | 1 | 365 | 11.1033 | 0.34326 | 11 | 0.44656
1934 | 7 | 1 | 365 | 7.9716 | 0.041312 | 8 | 0.012912
1932 | 4.5 | 1 | 365 | 5.1246 | 0.31227 | 5 | 0.43687
1914 | 61.74 | 0.9 | 365 | 63.2786 | 0.33593 | 63 | 0.6145
1909 | 5.695 | 1 | 365 | 6.4855 | 0.050753 | 6 | 0.53622
1901 | 7.25 | 1 | 365 | 8.2563 | 0.61422 | 8 | 0.87052
1900 | 8.75 | 1 | 365 | 9.9645 | 0.05164 | 10 | 0.01614
1862 | 112.59 | 0.9 | 365 | 115.3957 | 0.21174 | 115 | 0.60748
2002 | 7 | 1 | 365 | 7.9716 | 0.041312 | 8 | 0.012912
2000 | 6.25 | 1 | 365 | 7.1175 | 0.3226 | 7 | 0.4401
2001 | 9.5 | 1 | 365 | 10.8186 | 0.77035 | 11 | 0.58895
1998 | 3 | 1 | 365 | 3.4164 | 0.87485 | 4 | 0.29125
1995 | 14.575 | 1 | 365 | 16.598 | 0.4003 | 16 | 0.99831
1994 | 10.2 | 1 | 365 | 11.6158 | 0.37448 | 11 | 0.99024
1991 | 17.82 | 1 | 365 | 20.2934 | 0.8366 | 21 | 0.13001
1988 | 20.4 | 1 | 365 | 23.2315 | 0.74897 | 23 | 0.98049
1940 | 4.77 | 1 | 365 | 5.4321 | 0.93101 | 6 | 0.36308
1830 | 24.84 | 1 | 365 | 28.2878 | 0.92374 | 29 | 0.21153
2010 | 10.25 | 1 | 365 | 11.6727 | 0.48906 | 12 | 0.16176
667 | 2745.6 | 0.9 | 365 | 2814.0204 | 0.6748 | 2814 | 0.69515
1347 | 47.32 | 0.9 | 365 | 48.4992 | 0.59534 | 49 | 0.094557
2061 | 7.5 | 1 | 365 | 8.541 | 0.18712 | 8 | 0.72812
2060 | 5 | 1 | 365 | 5.694 | 0.45808 | 6 | 0.15208
2059 | 6.625 | 1 | 365 | 7.5446 | 0.18196 | 7 | 0.72651
2056 | 7.25 | 1 | 365 | 8.2563 | 0.61422 | 8 | 0.87052
2050 | 4.655 | 1 | 365 | 5.3011 | 0.66747 | 5 | 0.96859
2051 | 7.42 | 1 | 365 | 8.4499 | 0.0037907 | 8 | 0.45369
2049 | 5.46 | 1 | 365 | 6.2178 | 0.51222 | 6 | 0.73007
2047 | 17 | 1 | 365 | 19.3596 | 0.95747 | 20 | 0.31707
2045 | 4.5 | 1 | 365 | 5.1246 | 0.31227 | 5 | 0.43687
2044 | 9 | 1 | 365 | 10.2492 | 0.62454 | 10 | 0.87374
2037 | 12.73 | 1 | 365 | 14.4969 | 0.17227 | 14 | 0.6692
2035 | 16.8 | 1 | 365 | 19.1318 | 0.49915 | 19 | 0.63099
2032 | 7.5 | 1 | 365 | 8.541 | 0.18712 | 8 | 0.72812
2031 | 10.25 | 1 | 365 | 11.6727 | 0.48906 | 12 | 0.16176
2029 | 5.2 | 1 | 365 | 5.9218 | 0.9164 | 6 | 0.83816
2097 | 4.5 | 1 | 365 | 5.1246 | 0.31227 | 5 | 0.43687
2096 | 8 | 1 | 365 | 9.1104 | 0.33293 | 9 | 0.44333
2095 | 7.14 | 1 | 365 | 8.131 | 0.36214 | 8 | 0.49317
2093 | 7.5 | 1 | 365 | 8.541 | 0.18712 | 8 | 0.72812
2092 | 11 | 1 | 365 | 12.5268 | 0.20778 | 12 | 0.73458
2067 | 8.75 | 1 | 365 | 9.9645 | 0.05164 | 10 | 0.01614
2121 | 7.75 | 1 | 365 | 8.8257 | 0.76002 | 9 | 0.58572
2120 | 7 | 1 | 365 | 7.9716 | 0.041312 | 8 | 0.012912
2116 | 7.5 | 1 | 365 | 8.541 | 0.18712 | 8 | 0.72812
2115 | 10.5 | 1 | 365 | 11.9574 | 0.061968 | 12 | 0.019368
2114 | 9.5 | 1 | 365 | 10.8186 | 0.77035 | 11 | 0.58895
2112 | 10.2 | 1 | 365 | 11.6158 | 0.37448 | 11 | 0.99024
2111 | 10.75 | 1 | 365 | 12.2421 | 0.63487 | 12 | 0.87697
2098 | 11.395 | 1 | 365 | 12.9766 | 0.11296 | 13 | 0.08959
2163 | 5.25 | 1 | 365 | 5.9787 | 0.030984 | 6 | 0.009684
2162 | 6.25 | 1 | 365 | 7.1175 | 0.3226 | 7 | 0.4401
2153 | 4 | 1 | 365 | 4.5552 | 0.16646 | 4 | 0.72166
2154 | 4 | 1 | 365 | 4.5552 | 0.16646 | 4 | 0.72166
2151 | 8.925 | 1 | 365 | 10.1638 | 0.45267 | 10 | 0.61646
2150 | 7.65 | 1 | 365 | 8.7118 | 0.53086 | 9 | 0.24268
2148 | 12.495 | 1 | 365 | 14.2293 | 0.63374 | 14 | 0.86305
2146 | 8.75 | 1 | 365 | 9.9645 | 0.05164 | 10 | 0.01614
2147 | 11.73 | 1 | 365 | 13.3581 | 0.88066 | 14 | 0.23878
2144 | 4.5 | 1 | 365 | 5.1246 | 0.31227 | 5 | 0.43687
2142 | 8.925 | 1 | 365 | 10.1638 | 0.45267 | 10 | 0.61646
2140 | 2.5 | 1 | 365 | 2.847 | 0.72904 | 3 | 0.57604
2141 | 4 | 1 | 365 | 4.5552 | 0.16646 | 4 | 0.72166
2138 | 9 | 1 | 365 | 10.2492 | 0.62454 | 10 | 0.87374
2139 | 7.75 | 1 | 365 | 8.8257 | 0.76002 | 9 | 0.58572
2137 | 10 | 1 | 365 | 11.388 | 0.91616 | 12 | 0.30416
2133 | 9.25 | 1 | 365 | 10.5339 | 0.19745 | 10 | 0.73135
2131 | 10 | 1 | 365 | 11.388 | 0.91616 | 12 | 0.30416
2128 | 4.505 | 1 | 365 | 5.1303 | 0.32373 | 5 | 0.45402
2129 | 5.25 | 1 | 365 | 5.9787 | 0.030984 | 6 | 0.009684
2127 | 10.75 | 1 | 365 | 12.2421 | 0.63487 | 12 | 0.87697
2126 | 9.25 | 1 | 365 | 10.5339 | 0.19745 | 10 | 0.73135
2124 | 6 | 1 | 365 | 6.8328 | 0.7497 | 7 | 0.5825
2125 | 5.75 | 1 | 365 | 6.5481 | 0.17679 | 6 | 0.72489
2273 | 3.5 | 1 | 365 | 3.9858 | 0.020656 | 4 | 0.006456
2270 | 10.965 | 1 | 365 | 12.4869 | 0.12757 | 12 | 0.61451
2268 | 10.75 | 1 | 365 | 12.2421 | 0.63487 | 12 | 0.87697
2269 | 11.5 | 1 | 365 | 13.0962 | 0.35358 | 13 | 0.44978
1420 | 6.75 | 1 | 365 | 7.6869 | 0.46841 | 8 | 0.15531
2259 | 5 | 1 | 365 | 5.694 | 0.45808 | 6 | 0.15208
2251 | 9.945 | 1 | 365 | 11.3254 | 0.79012 | 12 | 0.11549
2247 | 6.12 | 1 | 365 | 6.9695 | 0.02469 | 6 | 0.99415
2244 | 10 | 1 | 365 | 11.388 | 0.91616 | 12 | 0.30416
2243 | 5.75 | 1 | 365 | 6.5481 | 0.17679 | 6 | 0.72489
2241 | 2.75 | 1 | 365 | 3.1317 | 0.30194 | 3 | 0.43364
2240 | 5.355 | 1 | 365 | 6.0983 | 0.2716 | 6 | 0.36988
2238 | 8.75 | 1 | 365 | 9.9645 | 0.05164 | 10 | 0.01614
2239 | 9 | 1 | 365 | 10.2492 | 0.62454 | 10 | 0.87374
2235 | 6.5 | 1 | 365 | 7.4022 | 0.8955 | 8 | 0.2977
2236 | 18.615 | 1 | 365 | 21.1988 | 0.65843 | 21 | 0.85719
2234 | 5.5 | 1 | 365 | 6.2634 | 0.60389 | 6 | 0.86729
2232 | 7 | 1 | 365 | 7.9716 | 0.041312 | 8 | 0.012912
2233 | 6.12 | 1 | 365 | 6.9695 | 0.02469 | 6 | 0.99415
2228 | 4.5 | 1 | 365 | 5.1246 | 0.31227 | 5 | 0.43687
2194 | 5 | 1 | 365 | 5.694 | 0.45808 | 6 | 0.15208
2195 | 14.25 | 1 | 365 | 16.2279 | 0.65553 | 16 | 0.88343
2192 | 5.25 | 1 | 365 | 5.9787 | 0.030984 | 6 | 0.009684
2191 | 7.75 | 1 | 365 | 8.8257 | 0.76002 | 9 | 0.58572
2193 | 5.1 | 1 | 365 | 5.8079 | 0.68724 | 6 | 0.49512
2190 | 6.75 | 1 | 365 | 7.6869 | 0.46841 | 8 | 0.15531
2189 | 7.75 | 1 | 365 | 8.8257 | 0.76002 | 9 | 0.58572
2183 | 10.25 | 1 | 365 | 11.6727 | 0.48906 | 12 | 0.16176
2178 | 10.335 | 1 | 365 | 11.7695 | 0.68385 | 12 | 0.45335
2176 | 7 | 1 | 365 | 7.9716 | 0.041312 | 8 | 0.012912
2177 | 9 | 1 | 365 | 10.2492 | 0.62454 | 10 | 0.87374
2175 | 10.75 | 1 | 365 | 12.2421 | 0.63487 | 12 | 0.87697
1801 | 206.64 | 0.8 | 365 | 188.2573 | 0.83162 | 189 | 0.08893
2278 | 9.25 | 1 | 365 | 10.5339 | 0.19745 | 10 | 0.73135
5769 | 9.69 | 1 | 365 | 11.035 | 0.20576 | 11 | 0.24073
3769 | 12.495 | 1 | 365 | 14.2293 | 0.63374 | 14 | 0.86305
3598 | 2.55 | 1 | 365 | 2.9039 | 0.84362 | 3 | 0.74756
10912 | 6.44 | 1 | 365 | 7.3339 | 0.75801 | 8 | 0.091879
5293 | 11.2 | 1 | 365 | 12.7546 | 0.6661 | 13 | 0.42066
2353 | 9.156 | 1 | 365 | 10.4269 | 0.98204 | 11 | 0.40889
2054 | 19.525 | 1 | 365 | 22.2351 | 0.7438 | 22 | 0.97887
2306 | 4.95 | 1 | 365 | 5.6371 | 0.3435 | 5 | 0.98056
2341 | 11.22 | 1 | 365 | 12.7773 | 0.71193 | 13 | 0.48927
2342 | 6.12 | 1 | 365 | 6.9695 | 0.02469 | 6 | 0.99415
2339 | 7.75 | 1 | 365 | 8.8257 | 0.76002 | 9 | 0.58572
2337 | 7 | 1 | 365 | 7.9716 | 0.041312 | 8 | 0.012912
2338 | 10.5 | 1 | 365 | 11.9574 | 0.061968 | 12 | 0.019368
2329 | 4.5 | 1 | 365 | 5.1246 | 0.31227 | 5 | 0.43687
2327 | 10.75 | 1 | 365 | 12.2421 | 0.63487 | 12 | 0.87697
2324 | 6.25 | 1 | 365 | 7.1175 | 0.3226 | 7 | 0.4401
2325 | 7.5 | 1 | 365 | 8.541 | 0.18712 | 8 | 0.72812
2322 | 5 | 1 | 365 | 5.694 | 0.45808 | 6 | 0.15208
2323 | 3.5 | 1 | 365 | 3.9858 | 0.020656 | 4 | 0.006456
2321 | 7.25 | 1 | 365 | 8.2563 | 0.61422 | 8 | 0.87052
2319 | 5.75 | 1 | 365 | 6.5481 | 0.17679 | 6 | 0.72489
2320 | 5.5 | 1 | 365 | 6.2634 | 0.60389 | 6 | 0.86729
2318 | 7.25 | 1 | 365 | 8.2563 | 0.61422 | 8 | 0.87052
2316 | 7.75 | 1 | 365 | 8.8257 | 0.76002 | 9 | 0.58572
2317 | 4 | 1 | 365 | 4.5552 | 0.16646 | 4 | 0.72166
2295 | 10.75 | 1 | 365 | 12.2421 | 0.63487 | 12 | 0.87697
2292 | 7 | 1 | 365 | 7.9716 | 0.041312 | 8 | 0.012912
2290 | 7.75 | 1 | 365 | 8.8257 | 0.76002 | 9 | 0.58572
2288 | 7.14 | 1 | 365 | 8.131 | 0.36214 | 8 | 0.49317
2282 | 6 | 1 | 365 | 6.8328 | 0.7497 | 7 | 0.5825
1913 | 26.5 | 0.9 | 365 | 27.1604 | 0.65504 | 27 | 0.81542
2394 | 8.5 | 1 | 365 | 9.6798 | 0.47874 | 10 | 0.15854
2395 | 16 | 1 | 365 | 18.2208 | 0.66586 | 18 | 0.88666
2391 | 11.5 | 1 | 365 | 13.0962 | 0.35358 | 13 | 0.44978
2387 | 13.75 | 1 | 365 | 15.6585 | 0.50972 | 16 | 0.16822
2386 | 8.75 | 1 | 365 | 9.9645 | 0.05164 | 10 | 0.01614
2384 | 8.5 | 1 | 365 | 9.6798 | 0.47874 | 10 | 0.15854
2383 | 4.25 | 1 | 365 | 4.8399 | 0.73937 | 5 | 0.57927
2373 | 2.55 | 1 | 365 | 2.9039 | 0.84362 | 3 | 0.74756
2371 | 3.5 | 1 | 365 | 3.9858 | 0.020656 | 4 | 0.006456
2367 | 4.75 | 1 | 365 | 5.4093 | 0.88518 | 6 | 0.29448
2364 | 12.75 | 1 | 365 | 14.5197 | 0.2181 | 14 | 0.7378
2363 | 6 | 1 | 365 | 6.8328 | 0.7497 | 7 | 0.5825
2362 | 9.75 | 1 | 365 | 11.1033 | 0.34326 | 11 | 0.44656
2361 | 7.65 | 1 | 365 | 8.7118 | 0.53086 | 9 | 0.24268
2494 | 5.25 | 1 | 365 | 5.9787 | 0.030984 | 6 | 0.009684
2490 | 6 | 1 | 365 | 6.8328 | 0.7497 | 7 | 0.5825
2493 | 3 | 1 | 365 | 3.4164 | 0.87485 | 4 | 0.29125
2465 | 7.905 | 1 | 365 | 9.0022 | 0.11522 | 9 | 0.11744
2464 | 6.12 | 1 | 365 | 6.9695 | 0.02469 | 6 | 0.99415
2462 | 10.2 | 1 | 365 | 11.6158 | 0.37448 | 11 | 0.99024
2460 | 7.905 | 1 | 365 | 9.0022 | 0.11522 | 9 | 0.11744
2458 | 6.63 | 1 | 365 | 7.5502 | 0.19341 | 7 | 0.74366
2459 | 9.69 | 1 | 365 | 11.035 | 0.20576 | 11 | 0.24073
2457 | 11.5 | 1 | 365 | 13.0962 | 0.35358 | 13 | 0.44978
2455 | 9.5 | 1 | 365 | 10.8186 | 0.77035 | 11 | 0.58895
2454 | 9.25 | 1 | 365 | 10.5339 | 0.19745 | 10 | 0.73135
2452 | 5.25 | 1 | 365 | 5.9787 | 0.030984 | 6 | 0.009684
2453 | 6 | 1 | 365 | 6.8328 | 0.7497 | 7 | 0.5825
2449 | 33 | 0.9 | 365 | 33.8224 | 0.060995 | 33 | 0.88336
1791 | 56.1 | 0.9 | 365 | 57.498 | 0.70369 | 58 | 0.2017
2439 | 13 | 1 | 365 | 14.8044 | 0.79101 | 15 | 0.59541
2427 | 8.42 | 1 | 365 | 9.5887 | 0.29541 | 9 | 0.8841
2426 | 5.886 | 1 | 365 | 6.703 | 0.48845 | 7 | 0.19143
2425 | 201.19 | 0.9 | 365 | 206.2037 | 0.9452 | 207 | 0.14886
2422 | 3 | 1 | 365 | 3.4164 | 0.87485 | 4 | 0.29125
2421 | 10 | 1 | 365 | 11.388 | 0.91616 | 12 | 0.30416
2419 | 8.5 | 1 | 365 | 9.6798 | 0.47874 | 10 | 0.15854
2420 | 11.22 | 1 | 365 | 12.7773 | 0.71193 | 13 | 0.48927
2415 | 10.71 | 1 | 365 | 12.1965 | 0.54321 | 12 | 0.73976
2414 | 7.25 | 1 | 365 | 8.2563 | 0.61422 | 8 | 0.87052
2412 | 9 | 1 | 365 | 10.2492 | 0.62454 | 10 | 0.87374
2411 | 9.75 | 1 | 365 | 11.1033 | 0.34326 | 11 | 0.44656
2410 | 4.75 | 1 | 365 | 5.4093 | 0.88518 | 6 | 0.29448
2405 | 11.475 | 1 | 365 | 13.0677 | 0.29629 | 13 | 0.36402
2404 | 8.5 | 1 | 365 | 9.6798 | 0.47874 | 10 | 0.15854
2403 | 10.75 | 1 | 365 | 12.2421 | 0.63487 | 12 | 0.87697
2402 | 6.12 | 1 | 365 | 6.9695 | 0.02469 | 6 | 0.99415
2400 | 4.59 | 1 | 365 | 5.2271 | 0.51852 | 5 | 0.74561
2504 | 4.25 | 1 | 365 | 4.8399 | 0.73937 | 5 | 0.57927
2502 | 6 | 1 | 365 | 6.8328 | 0.7497 | 7 | 0.5825
2496 | 16.695 | 1 | 365 | 19.0123 | 0.25853 | 19 | 0.2708
2498 | 5.1 | 1 | 365 | 5.8079 | 0.68724 | 6 | 0.49512
2497 | 6.75 | 1 | 365 | 7.6869 | 0.46841 | 8 | 0.15531
2495 | 8.37 | 1 | 365 | 9.5318 | 0.18083 | 9 | 0.71258
2514 | 20.64 | 1 | 365 | 23.5048 | 0.29895 | 23 | 0.80379
2510 | 5.88 | 1 | 365 | 6.6961 | 0.4747 | 7 | 0.17085
2589 | 8.28 | 1 | 365 | 9.4293 | 0.97458 | 10 | 0.40384
2583 | 7.28 | 1 | 365 | 8.2905 | 0.68296 | 8 | 0.97343
2582 | 7.905 | 1 | 365 | 9.0022 | 0.11522 | 9 | 0.11744
2581 | 5.25 | 1 | 365 | 5.9787 | 0.030984 | 6 | 0.009684
2580 | 4.25 | 1 | 365 | 4.8399 | 0.73937 | 5 | 0.57927
2579 | 10.25 | 1 | 365 | 11.6727 | 0.48906 | 12 | 0.16176
2578 | 13.26 | 1 | 365 | 15.1005 | 0.38683 | 15 | 0.48732
2577 | 9.69 | 1 | 365 | 11.035 | 0.20576 | 11 | 0.24073
2576 | 8.415 | 1 | 365 | 9.583 | 0.28395 | 9 | 0.86695
2575 | 11.75 | 1 | 365 | 13.3809 | 0.92649 | 14 | 0.30739
2574 | 10 | 1 | 365 | 11.388 | 0.91616 | 12 | 0.30416
2573 | 6.5 | 1 | 365 | 7.4022 | 0.8955 | 8 | 0.2977
2572 | 8 | 1 | 365 | 9.1104 | 0.33293 | 9 | 0.44333
2570 | 8.75 | 1 | 365 | 9.9645 | 0.05164 | 10 | 0.01614
2569 | 7.75 | 1 | 365 | 8.8257 | 0.76002 | 9 | 0.58572
2568 | 6.12 | 1 | 365 | 6.9695 | 0.02469 | 6 | 0.99415
2567 | 7.14 | 1 | 365 | 8.131 | 0.36214 | 8 | 0.49317
2566 | 13.26 | 1 | 365 | 15.1005 | 0.38683 | 15 | 0.48732
2565 | 5.25 | 1 | 365 | 5.9787 | 0.030984 | 6 | 0.009684
2564 | 5.25 | 1 | 365 | 5.9787 | 0.030984 | 6 | 0.009684
2563 | 5.25 | 1 | 365 | 5.9787 | 0.030984 | 6 | 0.009684
2562 | 7 | 1 | 365 | 7.9716 | 0.041312 | 8 | 0.012912
2561 | 6.885 | 1 | 365 | 7.8406 | 0.77778 | 8 | 0.61841
2560 | 8.25 | 1 | 365 | 9.3951 | 0.90583 | 10 | 0.30093
2558 | 7.5 | 1 | 365 | 8.541 | 0.18712 | 8 | 0.72812
2556 | 5.25 | 1 | 365 | 5.9787 | 0.030984 | 6 | 0.009684
2552 | 6.75 | 1 | 365 | 7.6869 | 0.46841 | 8 | 0.15531
2549 | 10.5 | 1 | 365 | 11.9574 | 0.061968 | 12 | 0.019368
2546 | 8.25 | 1 | 365 | 9.3951 | 0.90583 | 10 | 0.30093
2544 | 17.75 | 1 | 365 | 20.2137 | 0.67618 | 20 | 0.88988
2542 | 3.5 | 1 | 365 | 3.9858 | 0.020656 | 4 | 0.006456
2541 | 8 | 1 | 365 | 9.1104 | 0.33293 | 9 | 0.44333
2533 | 3.18 | 1 | 365 | 3.6214 | 0.28734 | 3 | 0.90872
2522 | 15.66 | 1 | 365 | 17.8336 | 0.88671 | 18 | 0.72031
2513 | 9.945 | 1 | 365 | 11.3254 | 0.79012 | 12 | 0.11549
2503 | 5.67 | 1 | 365 | 6.457 | 0.99346 | 7 | 0.45046
2633 | 9.75 | 1 | 365 | 11.1033 | 0.34326 | 11 | 0.44656
2632 | 5.75 | 1 | 365 | 6.5481 | 0.17679 | 6 | 0.72489
2628 | 15 | 1 | 365 | 17.082 | 0.37424 | 17 | 0.45624
2622 | 7.848 | 1 | 365 | 8.9373 | 0.9846 | 9 | 0.9219
2619 | 9.5 | 1 | 365 | 10.8186 | 0.77035 | 11 | 0.58895
2618 | 3.975 | 1 | 365 | 4.5267 | 0.10917 | 4 | 0.6359
2612 | 4.08 | 1 | 365 | 4.6463 | 0.34979 | 4 | 0.9961
2611 | 5.1 | 1 | 365 | 5.8079 | 0.68724 | 6 | 0.49512
2609 | 2.805 | 1 | 365 | 3.1943 | 0.42798 | 3 | 0.62232
2610 | 6.885 | 1 | 365 | 7.8406 | 0.77778 | 8 | 0.61841
2608 | 13 | 1 | 365 | 14.8044 | 0.79101 | 15 | 0.59541
2607 | 4.5 | 1 | 365 | 5.1246 | 0.31227 | 5 | 0.43687
2606 | 12.25 | 1 | 365 | 13.9503 | 0.072296 | 14 | 0.022596
2604 | 4.5 | 1 | 365 | 5.1246 | 0.31227 | 5 | 0.43687
2605 | 7 | 1 | 365 | 7.9716 | 0.041312 | 8 | 0.012912
2603 | 10 | 1 | 365 | 11.388 | 0.91616 | 12 | 0.30416
2601 | 6.9 | 1 | 365 | 7.8577 | 0.81215 | 8 | 0.66987
2600 | 4.59 | 1 | 365 | 5.2271 | 0.51852 | 5 | 0.74561
2596 | 5.3 | 1 | 365 | 6.0356 | 0.14556 | 6 | 0.1812
2590 | 7.42 | 1 | 365 | 8.4499 | 0.0037907 | 8 | 0.45369
2693 | 5 | 1 | 365 | 5.694 | 0.45808 | 6 | 0.15208
2642 | 3.45 | 1 | 365 | 3.9289 | 0.90608 | 4 | 0.83494
2684 | 4.5 | 1 | 365 | 5.1246 | 0.31227 | 5 | 0.43687
2683 | 2.25 | 1 | 365 | 2.5623 | 0.15614 | 2 | 0.71844
2682 | 4 | 1 | 365 | 4.5552 | 0.16646 | 4 | 0.72166
2681 | 7.5 | 1 | 365 | 8.541 | 0.18712 | 8 | 0.72812
2680 | 9 | 1 | 365 | 10.2492 | 0.62454 | 10 | 0.87374
2674 | 9 | 1 | 365 | 10.2492 | 0.62454 | 10 | 0.87374
2672 | 4.5 | 1 | 365 | 5.1246 | 0.31227 | 5 | 0.43687
2676 | 7.25 | 1 | 365 | 8.2563 | 0.61422 | 8 | 0.87052
2675 | 6.37 | 1 | 365 | 7.2542 | 0.59759 | 7 | 0.85175
2658 | 6.12 | 1 | 365 | 6.9695 | 0.02469 | 6 | 0.99415
2657 | 11.25 | 1 | 365 | 12.8115 | 0.78068 | 13 | 0.59218
2650 | 4.08 | 1 | 365 | 4.6463 | 0.34979 | 4 | 0.9961
2646 | 8 | 1 | 365 | 9.1104 | 0.33293 | 9 | 0.44333
2755 | 7.5 | 1 | 365 | 8.541 | 0.18712 | 8 | 0.72812
2752 | 11.25 | 1 | 365 | 12.8115 | 0.78068 | 13 | 0.59218
2751 | 12.25 | 1 | 365 | 13.9503 | 0.072296 | 14 | 0.022596
922 | 6.5 | 1 | 365 | 7.4022 | 0.8955 | 8 | 0.2977
2739 | 6.54 | 1 | 365 | 7.4478 | 0.98717 | 8 | 0.43492
2738 | 3.85 | 1 | 365 | 4.3844 | 0.82272 | 5 | 0.2071
2723 | 2.04 | 1 | 365 | 2.3232 | 0.6749 | 2 | 0.99805
2722 | 7.75 | 1 | 365 | 8.8257 | 0.76002 | 9 | 0.58572
2721 | 3.825 | 1 | 365 | 4.3559 | 0.76543 | 5 | 0.12134
2719 | 4.25 | 1 | 365 | 4.8399 | 0.73937 | 5 | 0.57927
2716 | 5.25 | 1 | 365 | 5.9787 | 0.030984 | 6 | 0.009684
2708 | 7.75 | 1 | 365 | 8.8257 | 0.76002 | 9 | 0.58572
2703 | 8.75 | 1 | 365 | 9.9645 | 0.05164 | 10 | 0.01614
2701 | 12.75 | 1 | 365 | 14.5197 | 0.2181 | 14 | 0.7378
2700 | 9.75 | 1 | 365 | 11.1033 | 0.34326 | 11 | 0.44656
2698 | 5.25 | 1 | 365 | 5.9787 | 0.030984 | 6 | 0.009684
2875 | 4.335 | 1 | 365 | 4.9367 | 0.93416 | 5 | 0.87085
2838 | 8.415 | 1 | 365 | 9.583 | 0.28395 | 9 | 0.86695
2837 | 4.59 | 1 | 365 | 5.2271 | 0.51852 | 5 | 0.74561
2836 | 5.865 | 1 | 365 | 6.6791 | 0.44033 | 7 | 0.11939
2834 | 11.985 | 1 | 365 | 13.6485 | 0.46502 | 14 | 0.11354
2833 | 7.905 | 1 | 365 | 9.0022 | 0.11522 | 9 | 0.11744
2830 | 14 | 1 | 365 | 15.9432 | 0.082624 | 16 | 0.025824
1246 | 7.14 | 1 | 365 | 8.131 | 0.36214 | 8 | 0.49317
1248 | 34.2 | 0.9 | 365 | 35.0523 | 0.53594 | 35 | 0.5882
930 | 7.75 | 1 | 365 | 8.8257 | 0.76002 | 9 | 0.58572
2810 | 11 | 1 | 365 | 12.5268 | 0.20778 | 12 | 0.73458
2783 | 160 | 0.9 | 365 | 163.9872 | 0.9927 | 164 | 0.9799
2806 | 10.25 | 1 | 365 | 11.6727 | 0.48906 | 12 | 0.16176
2805 | 5.355 | 1 | 365 | 6.0983 | 0.2716 | 6 | 0.36988
2804 | 7.905 | 1 | 365 | 9.0022 | 0.11522 | 9 | 0.11744
2803 | 9.945 | 1 | 365 | 11.3254 | 0.79012 | 12 | 0.11549
2802 | 3.75 | 1 | 365 | 4.2705 | 0.59356 | 4 | 0.86406
2801 | 9 | 1 | 365 | 10.2492 | 0.62454 | 10 | 0.87374
2800 | 7.75 | 1 | 365 | 8.8257 | 0.76002 | 9 | 0.58572
2798 | 3.5 | 1 | 365 | 3.9858 | 0.020656 | 4 | 0.006456
2795 | 2.5 | 1 | 365 | 2.847 | 0.72904 | 3 | 0.57604
2794 | 5.5 | 1 | 365 | 6.2634 | 0.60389 | 6 | 0.86729
2782 | 23.92 | 1 | 365 | 27.2401 | 0.81545 | 28 | 0.055551
2779 | 3.315 | 1 | 365 | 3.7751 | 0.59671 | 4 | 0.37183
2775 | 6.375 | 1 | 365 | 7.2599 | 0.60905 | 7 | 0.8689
2774 | 8.75 | 1 | 365 | 9.9645 | 0.05164 | 10 | 0.01614
2773 | 9.5 | 1 | 365 | 10.8186 | 0.77035 | 11 | 0.58895
2769 | 8.8 | 1 | 365 | 10.0214 | 0.16622 | 10 | 0.18766
2768 | 2.04 | 1 | 365 | 2.3232 | 0.6749 | 2 | 0.99805
2765 | 7.14 | 1 | 365 | 8.131 | 0.36214 | 8 | 0.49317
2764 | 8.67 | 1 | 365 | 9.8734 | 0.86831 | 10 | 0.74171
2761 | 4.5 | 1 | 365 | 5.1246 | 0.31227 | 5 | 0.43687
2928 | 4.845 | 1 | 365 | 5.5175 | 0.10288 | 5 | 0.62037
2929 | 5.1 | 1 | 365 | 5.8079 | 0.68724 | 6 | 0.49512
2926 | 6.5 | 1 | 365 | 7.4022 | 0.8955 | 8 | 0.2977
2925 | 7.14 | 1 | 365 | 8.131 | 0.36214 | 8 | 0.49317
2923 | 6.12 | 1 | 365 | 6.9695 | 0.02469 | 6 | 0.99415
2922 | 6.12 | 1 | 365 | 6.9695 | 0.02469 | 6 | 0.99415
2924 | 5.865 | 1 | 365 | 6.6791 | 0.44033 | 7 | 0.11939
2920 | 8.67 | 1 | 365 | 9.8734 | 0.86831 | 10 | 0.74171
2918 | 6.63 | 1 | 365 | 7.5502 | 0.19341 | 7 | 0.74366
2915 | 8.67 | 1 | 365 | 9.8734 | 0.86831 | 10 | 0.74171
2916 | 3 | 1 | 365 | 3.4164 | 0.87485 | 4 | 0.29125
2914 | 5 | 1 | 365 | 5.694 | 0.45808 | 6 | 0.15208
2913 | 8.75 | 1 | 365 | 9.9645 | 0.05164 | 10 | 0.01614
2911 | 6.12 | 1 | 365 | 6.9695 | 0.02469 | 6 | 0.99415
2912 | 4.59 | 1 | 365 | 5.2271 | 0.51852 | 5 | 0.74561
2909 | 4 | 1 | 365 | 4.5552 | 0.16646 | 4 | 0.72166
2888 | 3.35 | 1 | 365 | 3.815 | 0.67691 | 4 | 0.49189
2181 | 8 | 1 | 365 | 9.1104 | 0.33293 | 9 | 0.44333
2651 | 6.75 | 1 | 365 | 7.6869 | 0.46841 | 8 | 0.15531
2647 | 5.25 | 1 | 365 | 5.9787 | 0.030984 | 6 | 0.009684
2267 | 33.48 | 0.9 | 365 | 34.3143 | 0.050973 | 34 | 0.36529
2499 | 10 | 1 | 365 | 11.388 | 0.91616 | 12 | 0.30416
2695 | 8.64 | 1 | 365 | 9.8392 | 0.79956 | 10 | 0.63879
1951 | 18 | 1 | 365 | 20.4984 | 0.24909 | 20 | 0.74749
2882 | 6.12 | 1 | 365 | 6.9695 | 0.02469 | 6 | 0.99415
2881 | 10.455 | 1 | 365 | 11.9062 | 0.95885 | 12 | 0.865
2879 | 4.845 | 1 | 365 | 5.5175 | 0.10288 | 5 | 0.62037
2880 | 8 | 1 | 365 | 9.1104 | 0.33293 | 9 | 0.44333
2878 | 13.77 | 1 | 365 | 15.6813 | 0.55555 | 16 | 0.23683
2876 | 6.5 | 1 | 365 | 7.4022 | 0.8955 | 8 | 0.2977
2955 | 5.25 | 1 | 365 | 5.9787 | 0.030984 | 6 | 0.009684
2947 | 4.355 | 1 | 365 | 4.9595 | 0.97999 | 5 | 0.93946
2946 | 4.5 | 1 | 365 | 5.1246 | 0.31227 | 5 | 0.43687
2942 | 7 | 1 | 365 | 7.9716 | 0.041312 | 8 | 0.012912
2943 | 14.79 | 1 | 365 | 16.8429 | 0.893 | 17 | 0.73585
2938 | 6.5 | 1 | 365 | 7.4022 | 0.8955 | 8 | 0.2977
2936 | 2.805 | 1 | 365 | 3.1943 | 0.42798 | 3 | 0.62232
2982 | 10 | 1 | 365 | 11.388 | 0.91616 | 12 | 0.30416
2980 | 10.71 | 1 | 365 | 12.1965 | 0.54321 | 12 | 0.73976
2975 | 3.24 | 1 | 365 | 3.6897 | 0.42484 | 4 | 0.11455
2973 | 5.4 | 1 | 365 | 6.1495 | 0.37473 | 6 | 0.52425
2972 | 7.83 | 1 | 365 | 8.9168 | 0.94335 | 9 | 0.86016
3097 | 7.75 | 1 | 365 | 8.8257 | 0.76002 | 9 | 0.58572
3075 | 9.81 | 1 | 365 | 11.1716 | 0.48075 | 11 | 0.65238
3055 | 6.03 | 1 | 365 | 6.867 | 0.81844 | 7 | 0.68541
10868 | 9.24 | 1 | 365 | 10.5225 | 0.17453 | 10 | 0.69704
2984 | 7.14 | 1 | 365 | 8.131 | 0.36214 | 8 | 0.49317
2885 | 7.37 | 1 | 365 | 8.393 | 0.88921 | 9 | 0.28217
3269 | 17.5 | 1 | 365 | 19.929 | 0.10328 | 20 | 0.03228
3268 | 7.02 | 1 | 365 | 7.9944 | 0.087144 | 8 | 0.08152
3265 | 6 | 1 | 365 | 6.8328 | 0.7497 | 7 | 0.5825
3260 | 5.355 | 1 | 365 | 6.0983 | 0.2716 | 6 | 0.36988
459 | 3.685 | 1 | 365 | 4.1965 | 0.4446 | 4 | 0.64108
3267 | 6.25 | 1 | 365 | 7.1175 | 0.3226 | 7 | 0.4401
2718 | 4.5 | 1 | 365 | 5.1246 | 0.31227 | 5 | 0.43687
3480 | 6.25 | 1 | 365 | 7.1175 | 0.3226 | 7 | 0.4401
3479 | 8 | 1 | 365 | 9.1104 | 0.33293 | 9 | 0.44333
3468 | 6.5 | 1 | 365 | 7.4022 | 0.8955 | 8 | 0.2977
3466 | 6.12 | 1 | 365 | 6.9695 | 0.02469 | 6 | 0.99415
1551 | 7.75 | 1 | 365 | 8.8257 | 0.76002 | 9 | 0.58572
2011 | 25.25 | 0.9 | 365 | 25.8792 | 0.076974 | 25 | 0.9562
3582 | 18 | 1 | 365 | 20.4984 | 0.24909 | 20 | 0.74749
1360 | 503.25 | 0.9 | 365 | 515.791 | 0.93018 | 516 | 0.72117
3562 | 10.92 | 1 | 365 | 12.4357 | 0.024447 | 12 | 0.46014
3166 | 8.04 | 1 | 365 | 9.156 | 0.42459 | 9 | 0.58054
3114 | 4.69 | 1 | 365 | 5.341 | 0.74768 | 6 | 0.088651
3098 | 7.035 | 1 | 365 | 8.0115 | 0.12152 | 8 | 0.13298
3421 | 7.37 | 1 | 365 | 8.393 | 0.88921 | 9 | 0.28217
3577 | 7 | 1 | 365 | 7.9716 | 0.041312 | 8 | 0.012912
8904 | 5.04 | 1 | 365 | 5.7396 | 0.54974 | 6 | 0.2893
14361 | 6.75 | 1 | 365 | 7.6869 | 0.46841 | 8 | 0.15531
5283 | 7.425 | 1 | 365 | 8.4556 | 0.015249 | 8 | 0.47084
4728 | 8.91 | 1 | 365 | 10.1467 | 0.4183 | 10 | 0.56501
3581 | 7.8 | 1 | 365 | 8.8826 | 0.8746 | 9 | 0.75724
3338 | 3.57 | 1 | 365 | 4.0655 | 0.18107 | 4 | 0.24659
3478 | 7.02 | 1 | 365 | 7.9944 | 0.087144 | 8 | 0.08152
2846 | 20.74 | 1 | 365 | 23.6187 | 0.52812 | 24 | 0.14683
3635 | 7.595 | 1 | 365 | 8.6492 | 0.40482 | 9 | 0.05401
3628 | 6.37 | 1 | 365 | 7.2542 | 0.59759 | 7 | 0.85175
3669 | 8 | 1 | 365 | 9.1104 | 0.33293 | 9 | 0.44333
3682 | 7 | 1 | 365 | 7.9716 | 0.041312 | 8 | 0.012912
3689 | 8.16 | 1 | 365 | 9.2926 | 0.69959 | 9 | 0.99219
3690 | 6.75 | 1 | 365 | 7.6869 | 0.46841 | 8 | 0.15531
3696 | 6.75 | 1 | 365 | 7.6869 | 0.46841 | 8 | 0.15531
3697 | 10.965 | 1 | 365 | 12.4869 | 0.12757 | 12 | 0.61451
3698 | 5.75 | 1 | 365 | 6.5481 | 0.17679 | 6 | 0.72489
3700 | 4.5 | 1 | 365 | 5.1246 | 0.31227 | 5 | 0.43687
3489 | 6 | 1 | 365 | 6.8328 | 0.7497 | 7 | 0.5825
2770 | 0.84 | 1 | 365 | 0.95659 | 0.92496 | 1 | 0.88155
3266 | 7 | 1 | 365 | 7.9716 | 0.041312 | 8 | 0.012912
3844 | 5.39 | 1 | 365 | 6.1381 | 0.35181 | 6 | 0.48994
3861 | 11 | 1 | 365 | 12.5268 | 0.20778 | 12 | 0.73458
3908 | 3.57 | 1 | 365 | 4.0655 | 0.18107 | 4 | 0.24659
3779 | 3.25 | 1 | 365 | 3.7011 | 0.44775 | 4 | 0.14885
3782 | 8 | 1 | 365 | 9.1104 | 0.33293 | 9 | 0.44333
3783 | 6 | 1 | 365 | 6.8328 | 0.7497 | 7 | 0.5825
3785 | 7.54 | 1 | 365 | 8.5866 | 0.27878 | 8 | 0.86534
3818 | 10 | 1 | 365 | 11.388 | 0.91616 | 12 | 0.30416
3821 | 6.5 | 1 | 365 | 7.4022 | 0.8955 | 8 | 0.2977
3867 | 5.25 | 1 | 365 | 5.9787 | 0.030984 | 6 | 0.009684
3873 | 7 | 1 | 365 | 7.9716 | 0.041312 | 8 | 0.012912
3902 | 9 | 1 | 365 | 10.2492 | 0.62454 | 10 | 0.87374
3903 | 6.615 | 1 | 365 | 7.5332 | 0.15904 | 7 | 0.6922
3904 | 6.37 | 1 | 365 | 7.2542 | 0.59759 | 7 | 0.85175
3906 | 8.5 | 1 | 365 | 9.6798 | 0.47874 | 10 | 0.15854
3977 | 2.75 | 1 | 365 | 3.1317 | 0.30194 | 3 | 0.43364
3978 | 5.72 | 1 | 365 | 6.5139 | 0.10804 | 6 | 0.62198
3983 | 4.75 | 1 | 365 | 5.4093 | 0.88518 | 6 | 0.29448
4011 | 8.33 | 1 | 365 | 9.4862 | 0.089161 | 9 | 0.57537
4044 | 9 | 1 | 365 | 10.2492 | 0.62454 | 10 | 0.87374
4046 | 9 | 1 | 365 | 10.2492 | 0.62454 | 10 | 0.87374
4057 | 5.635 | 1 | 365 | 6.4171 | 0.91326 | 7 | 0.33039
4072 | 5.25 | 1 | 365 | 5.9787 | 0.030984 | 6 | 0.009684
3839 | 5.1 | 1 | 365 | 5.8079 | 0.68724 | 6 | 0.49512
3841 | 3.5 | 1 | 365 | 3.9858 | 0.020656 | 4 | 0.006456
3822 | 10.8 | 1 | 365 | 12.299 | 0.74945 | 13 | 0.048493
3975 | 8.37 | 1 | 365 | 9.5318 | 0.18083 | 9 | 0.71258
3979 | 7.02 | 1 | 365 | 7.9944 | 0.087144 | 8 | 0.08152
3984 | 10.8 | 1 | 365 | 12.299 | 0.74945 | 13 | 0.048493
3987 | 4.5 | 1 | 365 | 5.1246 | 0.31227 | 5 | 0.43687
3989 | 4.5 | 1 | 365 | 5.1246 | 0.31227 | 5 | 0.43687
3973 | 7.65 | 1 | 365 | 8.7118 | 0.53086 | 9 | 0.24268
4026 | 5 | 1 | 365 | 5.694 | 0.45808 | 6 | 0.15208
4029 | 6.885 | 1 | 365 | 7.8406 | 0.77778 | 8 | 0.61841
4124 | 1.44 | 1 | 365 | 1.6399 | 0.29993 | 1 | 0.9398
1031 | 4.5 | 1 | 365 | 5.1246 | 0.31227 | 5 | 0.43687
2776 | 8 | 1 | 365 | 9.1104 | 0.33293 | 9 | 0.44333
4163 | 7.848 | 1 | 365 | 8.9373 | 0.9846 | 9 | 0.9219
12119 | 7.65 | 1 | 365 | 8.7118 | 0.53086 | 9 | 0.24268
15064 | 3.98 | 1 | 365 | 4.5324 | 0.12063 | 4 | 0.65306
8552 | 9.945 | 1 | 365 | 11.3254 | 0.79012 | 12 | 0.11549
15314 | 5.355 | 1 | 365 | 6.0983 | 0.2716 | 6 | 0.36988
15059 | 6.98 | 1 | 365 | 7.9488 | 0.99548 | 8 | 0.9443
5244 | 10.5 | 1 | 365 | 11.9574 | 0.061968 | 12 | 0.019368
12167 | 13.475 | 1 | 365 | 15.3453 | 0.87953 | 16 | 0.22486
5268 | 5.1 | 1 | 365 | 5.8079 | 0.68724 | 6 | 0.49512
6175 | 4.59 | 1 | 365 | 5.2271 | 0.51852 | 5 | 0.74561
14926 | 5.895 | 1 | 365 | 6.7132 | 0.50908 | 7 | 0.2223
6342 | 5.865 | 1 | 365 | 6.6791 | 0.44033 | 7 | 0.11939
6215 | 3.06 | 1 | 365 | 3.4847 | 0.012345 | 3 | 0.49707
26840 | 5.22 | 1 | 365 | 5.9445 | 0.96224 | 6 | 0.90677
14379 | 9.215 | 1 | 365 | 10.494 | 0.11724 | 10 | 0.61128
6727 | 7.14 | 1 | 365 | 8.131 | 0.36214 | 8 | 0.49317
42915 | 9.1 | 1 | 365 | 10.3631 | 0.85371 | 11 | 0.21679
5245 | 5 | 1 | 365 | 5.694 | 0.45808 | 6 | 0.15208
13734 | 3.5 | 1 | 365 | 3.9858 | 0.98273 | 4 | 0.96853
6160 | 7.65 | 1 | 365 | 8.7118 | 0.53086 | 9 | 0.24268
5377 | 10.335 | 1 | 365 | 11.7695 | 0.68385 | 12 | 0.45335
24318 | 6.725 | 1 | 365 | 7.6584 | 0.41112 | 8 | 0.069548
23017 | 7.575 | 1 | 365 | 8.6264 | 0.35899 | 8 | 0.9854
15091 | 11.96 | 1 | 365 | 13.62 | 0.40773 | 14 | 0.027775
4373 | 10.595 | 1 | 365 | 12.0656 | 0.27967 | 12 | 0.34526
4175 | 6.25 | 1 | 365 | 7.1175 | 0.3226 | 7 | 0.4401
4213 | 6.75 | 1 | 365 | 7.6869 | 0.46841 | 8 | 0.15531
4215 | 2.145 | 1 | 365 | 2.4427 | 0.91552 | 3 | 0.35824
4218 | 8.1 | 1 | 365 | 9.2243 | 0.56209 | 9 | 0.78637
4235 | 8.57 | 1 | 365 | 9.7595 | 0.63915 | 10 | 0.39867
4236 | 8.82 | 1 | 365 | 10.0442 | 0.21205 | 10 | 0.25627
4372 | 6.336 | 1 | 365 | 7.2154 | 0.51968 | 7 | 0.73512
4254 | 19.2 | 1 | 365 | 21.865 | 0.99903 | 22 | 0.86399
4256 | 19.2 | 1 | 365 | 21.865 | 0.99903 | 22 | 0.86399
4257 | 19.2 | 1 | 365 | 21.865 | 0.99903 | 22 | 0.86399
4224 | 11.18 | 1 | 365 | 12.7318 | 0.62027 | 13 | 0.35205
4533 | 6.9 | 1 | 365 | 7.8577 | 0.81215 | 8 | 0.66987
4506 | 9 | 1 | 365 | 10.2492 | 0.62454 | 10 | 0.87374
2230 | 262.08 | 0.8 | 365 | 238.7654 | 0.46938 | 239 | 0.23474
2231 | 197.4 | 0.8 | 365 | 179.8393 | 0.892 | 180 | 0.73129
4439 | 8.82 | 1 | 365 | 10.0442 | 0.21205 | 10 | 0.25627
4441 | 9 | 1 | 365 | 10.2492 | 0.62454 | 10 | 0.87374
4440 | 8.25 | 1 | 365 | 9.3951 | 0.90583 | 10 | 0.30093
4470 | 8.085 | 1 | 365 | 9.2072 | 0.52772 | 9 | 0.73491
4525 | 5.25 | 1 | 365 | 5.9787 | 0.030984 | 6 | 0.009684
4530 | 3.92 | 1 | 365 | 4.4641 | 0.98313 | 5 | 0.44723
4532 | 3.92 | 1 | 365 | 4.4641 | 0.98313 | 5 | 0.44723
2450 | 150.45 | 0.9 | 365 | 154.1992 | 0.29626 | 154 | 0.49548
3578 | 6.5 | 1 | 365 | 7.4022 | 0.8955 | 8 | 0.2977
3391 | 4.08 | 1 | 365 | 4.6463 | 0.34979 | 4 | 0.9961
1954 | 12.99 | 1 | 365 | 14.793 | 0.76809 | 15 | 0.5611
3600 | 11 | 1 | 365 | 12.5268 | 0.20778 | 12 | 0.73458
16667 | 3.06 | 1 | 365 | 3.4847 | 0.012345 | 3 | 0.49707
11787 | 7.14 | 1 | 365 | 8.131 | 0.36214 | 8 | 0.49317
6619 | 5.5 | 1 | 365 | 6.2634 | 0.60389 | 6 | 0.86729
10551 | 5.72 | 1 | 365 | 6.5139 | 0.10804 | 6 | 0.62198
6276 | 4.335 | 1 | 365 | 4.9367 | 0.93416 | 5 | 0.87085
10525 | 7.14 | 1 | 365 | 8.131 | 0.36214 | 8 | 0.49317
5645 | 3 | 1 | 365 | 3.4164 | 0.87485 | 4 | 0.29125
10651 | 9.1 | 1 | 365 | 10.3631 | 0.85371 | 11 | 0.21679
6302 | 3.57 | 1 | 365 | 4.0655 | 0.18107 | 4 | 0.24659
8185 | 8.925 | 1 | 365 | 10.1638 | 0.45267 | 10 | 0.61646
18928 | 6.96 | 1 | 365 | 7.926 | 0.94965 | 8 | 0.8757
23046 | 12.75 | 1 | 365 | 14.5197 | 0.2181 | 14 | 0.7378
15082 | 5.725 | 1 | 365 | 6.5196 | 0.1195 | 6 | 0.63913
15071 | 6.98 | 1 | 365 | 7.9488 | 0.99548 | 8 | 0.9443
7557 | 9.435 | 1 | 365 | 10.7446 | 0.6214 | 11 | 0.36597
11129 | 6.75 | 1 | 365 | 7.6869 | 0.46841 | 8 | 0.15531
5715 | 8.5 | 1 | 365 | 9.6798 | 0.47874 | 10 | 0.15854
15015 | 7.96 | 1 | 365 | 9.0648 | 0.24126 | 9 | 0.30611
3089 | 14.8 | 1 | 365 | 16.8542 | 0.91592 | 17 | 0.77016
8122 | 2.805 | 1 | 365 | 3.1943 | 0.42798 | 3 | 0.62232
11908 | 7.65 | 1 | 365 | 8.7118 | 0.53086 | 9 | 0.24268
7324 | 9.18 | 1 | 365 | 10.4542 | 0.037035 | 10 | 0.49122
11699 | 5.25 | 1 | 365 | 5.9787 | 0.030984 | 6 | 0.009684
8521 | 3.315 | 1 | 365 | 3.7751 | 0.59671 | 4 | 0.37183
42901 | 11.18 | 1 | 365 | 12.7318 | 0.62027 | 13 | 0.35205
7277 | 4.335 | 1 | 365 | 4.9367 | 0.93416 | 5 | 0.87085
7285 | 5.865 | 1 | 365 | 6.6791 | 0.44033 | 7 | 0.11939
3079 | 3.75 | 1 | 365 | 4.2705 | 0.59356 | 4 | 0.86406
3128 | 4 | 1 | 365 | 4.5552 | 0.16646 | 4 | 0.72166
3130 | 7.395 | 1 | 365 | 8.4214 | 0.9465 | 9 | 0.36793
3131 | 3.825 | 1 | 365 | 4.3559 | 0.76543 | 5 | 0.12134
3132 | 4.845 | 1 | 365 | 5.5175 | 0.10288 | 5 | 0.62037
2816 | 3.06 | 1 | 365 | 3.4847 | 0.012345 | 3 | 0.49707
2931 | 15.5 | 1 | 365 | 17.6514 | 0.52005 | 18 | 0.17145
3134 | 2.04 | 1 | 365 | 2.3232 | 0.6749 | 2 | 0.99805
2932 | 7.5 | 1 | 365 | 8.541 | 0.18712 | 8 | 0.72812
2933 | 4 | 1 | 365 | 4.5552 | 0.16646 | 4 | 0.72166
2934 | 2.04 | 1 | 365 | 2.3232 | 0.6749 | 2 | 0.99805
3135 | 10.71 | 1 | 365 | 12.1965 | 0.54321 | 12 | 0.73976
2981 | 6.63 | 1 | 365 | 7.5502 | 0.19341 | 7 | 0.74366
2983 | 4.25 | 1 | 365 | 4.8399 | 0.73937 | 5 | 0.57927
3138 | 6.5 | 1 | 365 | 7.4022 | 0.8955 | 8 | 0.2977
2991 | 9.945 | 1 | 365 | 11.3254 | 0.79012 | 12 | 0.11549
2992 | 14.535 | 1 | 365 | 16.5525 | 0.30864 | 16 | 0.8611
2993 | 11.985 | 1 | 365 | 13.6485 | 0.46502 | 14 | 0.11354
3007 | 5.865 | 1 | 365 | 6.6791 | 0.44033 | 7 | 0.11939
3009 | 5.865 | 1 | 365 | 6.6791 | 0.44033 | 7 | 0.11939
3010 | 1.53 | 1 | 365 | 1.7424 | 0.50617 | 2 | 0.24854
3012 | 3.25 | 1 | 365 | 3.7011 | 0.44775 | 4 | 0.14885
3013 | 6.885 | 1 | 365 | 7.8406 | 0.77778 | 8 | 0.61841
3014 | 9 | 1 | 365 | 10.2492 | 0.62454 | 10 | 0.87374
3016 | 5 | 1 | 365 | 5.694 | 0.45808 | 6 | 0.15208
3017 | 4.335 | 1 | 365 | 4.9367 | 0.93416 | 5 | 0.87085
3018 | 7.905 | 1 | 365 | 9.0022 | 0.11522 | 9 | 0.11744
3019 | 9.5 | 1 | 365 | 10.8186 | 0.77035 | 11 | 0.58895
3029 | 5.355 | 1 | 365 | 6.0983 | 0.2716 | 6 | 0.36988
3030 | 9 | 1 | 365 | 10.2492 | 0.62454 | 10 | 0.87374
3033 | 6 | 1 | 365 | 6.8328 | 0.7497 | 7 | 0.5825
3034 | 3.825 | 1 | 365 | 4.3559 | 0.76543 | 5 | 0.12134
3035 | 4.845 | 1 | 365 | 5.5175 | 0.10288 | 5 | 0.62037
3036 | 6.12 | 1 | 365 | 6.9695 | 0.02469 | 6 | 0.99415
3038 | 7.905 | 1 | 365 | 9.0022 | 0.11522 | 9 | 0.11744
3040 | 6.5 | 1 | 365 | 7.4022 | 0.8955 | 8 | 0.2977
3041 | 5.5 | 1 | 365 | 6.2634 | 0.60389 | 6 | 0.86729
3044 | 3.06 | 1 | 365 | 3.4847 | 0.012345 | 3 | 0.49707
3045 | 5.61 | 1 | 365 | 6.3887 | 0.85597 | 7 | 0.24463
3139 | 3.75 | 1 | 365 | 4.2705 | 0.59356 | 4 | 0.86406
3141 | 5 | 1 | 365 | 5.694 | 0.45808 | 6 | 0.15208
3144 | 3.315 | 1 | 365 | 3.7751 | 0.59671 | 4 | 0.37183
3145 | 17.75 | 1 | 365 | 20.2137 | 0.67618 | 20 | 0.88988
3080 | 5.25 | 1 | 365 | 5.9787 | 0.030984 | 6 | 0.009684
3081 | 9.25 | 1 | 365 | 10.5339 | 0.19745 | 10 | 0.73135
3082 | 6 | 1 | 365 | 6.8328 | 0.7497 | 7 | 0.5825
3084 | 6.75 | 1 | 365 | 7.6869 | 0.46841 | 8 | 0.15531
3087 | 8.75 | 1 | 365 | 9.9645 | 0.05164 | 10 | 0.01614
3088 | 10.25 | 1 | 365 | 11.6727 | 0.48906 | 12 | 0.16176
3147 | 4 | 1 | 365 | 4.5552 | 0.16646 | 4 | 0.72166
3149 | 3.825 | 1 | 365 | 4.3559 | 0.76543 | 5 | 0.12134
3404 | 4.75 | 1 | 365 | 5.4093 | 0.88518 | 6 | 0.29448
3406 | 7.75 | 1 | 365 | 8.8257 | 0.76002 | 9 | 0.58572
3416 | 2.75 | 1 | 365 | 3.1317 | 0.30194 | 3 | 0.43364
3417 | 5.865 | 1 | 365 | 6.6791 | 0.44033 | 7 | 0.11939
3448 | 7.395 | 1 | 365 | 8.4214 | 0.9465 | 9 | 0.36793
3449 | 6.5 | 1 | 365 | 7.4022 | 0.8955 | 8 | 0.2977
3661 | 24 | 1 | 365 | 27.3312 | 0.99878 | 28 | 0.32998
3046 | 8.925 | 1 | 365 | 10.1638 | 0.45267 | 10 | 0.61646
3047 | 11.73 | 1 | 365 | 13.3581 | 0.88066 | 14 | 0.23878
3048 | 9.75 | 1 | 365 | 11.1033 | 0.34326 | 11 | 0.44656
3050 | 12.24 | 1 | 365 | 13.9389 | 0.04938 | 13 | 0.98829
3051 | 5.75 | 1 | 365 | 6.5481 | 0.17679 | 6 | 0.72489
3078 | 3.57 | 1 | 365 | 4.0655 | 0.18107 | 4 | 0.24659
3092 | 6.63 | 1 | 365 | 7.5502 | 0.19341 | 7 | 0.74366
3094 | 9.75 | 1 | 365 | 11.1033 | 0.34326 | 11 | 0.44656
3096 | 12 | 1 | 365 | 13.6656 | 0.49939 | 14 | 0.16499
3121 | 14 | 1 | 365 | 15.9432 | 0.082624 | 16 | 0.025824
3124 | 8.75 | 1 | 365 | 9.9645 | 0.05164 | 10 | 0.01614
3126 | 4.5 | 1 | 365 | 5.1246 | 0.31227 | 5 | 0.43687
3127 | 6.12 | 1 | 365 | 6.9695 | 0.02469 | 6 | 0.99415
3151 | 5 | 1 | 365 | 5.694 | 0.45808 | 6 | 0.15208
3153 | 4.25 | 1 | 365 | 4.8399 | 0.73937 | 5 | 0.57927
3154 | 3.57 | 1 | 365 | 4.0655 | 0.18107 | 4 | 0.24659
3216 | 6 | 1 | 365 | 6.8328 | 0.7497 | 7 | 0.5825
3218 | 4.08 | 1 | 365 | 4.6463 | 0.34979 | 4 | 0.9961
3225 | 8.5 | 1 | 365 | 9.6798 | 0.47874 | 10 | 0.15854
3226 | 8.415 | 1 | 365 | 9.583 | 0.28395 | 9 | 0.86695
3227 | 12 | 1 | 365 | 13.6656 | 0.49939 | 14 | 0.16499
3230 | 2.805 | 1 | 365 | 3.1943 | 0.42798 | 3 | 0.62232
3252 | 15.75 | 1 | 365 | 17.9361 | 0.092952 | 18 | 0.029052
3261 | 4.25 | 1 | 365 | 4.8399 | 0.73937 | 5 | 0.57927
3262 | 12.25 | 1 | 365 | 13.9503 | 0.072296 | 14 | 0.022596
3263 | 6.25 | 1 | 365 | 7.1175 | 0.3226 | 7 | 0.4401
3273 | 12 | 1 | 365 | 13.6656 | 0.49939 | 14 | 0.16499
3274 | 4.5 | 1 | 365 | 5.1246 | 0.31227 | 5 | 0.43687
3275 | 3.57 | 1 | 365 | 4.0655 | 0.18107 | 4 | 0.24659
3276 | 6.375 | 1 | 365 | 7.2599 | 0.60905 | 7 | 0.8689
3280 | 6.375 | 1 | 365 | 7.2599 | 0.60905 | 7 | 0.8689
3282 | 8 | 1 | 365 | 9.1104 | 0.33293 | 9 | 0.44333
3283 | 14 | 1 | 365 | 15.9432 | 0.082624 | 16 | 0.025824
3287 | 10.2 | 1 | 365 | 11.6158 | 0.37448 | 11 | 0.99024
3296 | 8 | 1 | 365 | 9.1104 | 0.33293 | 9 | 0.44333
3298 | 5.61 | 1 | 365 | 6.3887 | 0.85597 | 7 | 0.24463
3299 | 9.5 | 1 | 365 | 10.8186 | 0.77035 | 11 | 0.58895
3300 | 5.25 | 1 | 365 | 5.9787 | 0.030984 | 6 | 0.009684
3301 | 8.16 | 1 | 365 | 9.2926 | 0.69959 | 9 | 0.99219
3304 | 12 | 1 | 365 | 13.6656 | 0.49939 | 14 | 0.16499
3305 | 5.865 | 1 | 365 | 6.6791 | 0.44033 | 7 | 0.11939
3306 | 23.25 | 1 | 365 | 26.4771 | 0.28007 | 26 | 0.75717
3307 | 10.455 | 1 | 365 | 11.9062 | 0.95885 | 12 | 0.865
3319 | 10 | 1 | 365 | 11.388 | 0.91616 | 12 | 0.30416
3321 | 5.355 | 1 | 365 | 6.0983 | 0.2716 | 6 | 0.36988
3322 | 10.455 | 1 | 365 | 11.9062 | 0.95885 | 12 | 0.865
3245 | 4.25 | 1 | 365 | 4.8399 | 0.73937 | 5 | 0.57927
3328 | 5.3 | 1 | 365 | 6.0356 | 0.14556 | 6 | 0.1812
3325 | 6.63 | 1 | 365 | 7.5502 | 0.19341 | 7 | 0.74366
3355 | 6 | 1 | 365 | 6.8328 | 0.7497 | 7 | 0.5825
3356 | 7 | 1 | 365 | 7.9716 | 0.041312 | 8 | 0.012912
3439 | 8.25 | 1 | 365 | 9.3951 | 0.90583 | 10 | 0.30093
3358 | 5.355 | 1 | 365 | 6.0983 | 0.2716 | 6 | 0.36988
3359 | 2.805 | 1 | 365 | 3.1943 | 0.42798 | 3 | 0.62232
3360 | 3.57 | 1 | 365 | 4.0655 | 0.18107 | 4 | 0.24659
3361 | 5.355 | 1 | 365 | 6.0983 | 0.2716 | 6 | 0.36988
3363 | 3.06 | 1 | 365 | 3.4847 | 0.012345 | 3 | 0.49707
3365 | 7.65 | 1 | 365 | 8.7118 | 0.53086 | 9 | 0.24268
3367 | 6.375 | 1 | 365 | 7.2599 | 0.60905 | 7 | 0.8689
3373 | 9.5 | 1 | 365 | 10.8186 | 0.77035 | 11 | 0.58895
3394 | 7.5 | 1 | 365 | 8.541 | 0.18712 | 8 | 0.72812
3395 | 3.315 | 1 | 365 | 3.7751 | 0.59671 | 4 | 0.37183
3396 | 11.5 | 1 | 365 | 13.0962 | 0.35358 | 13 | 0.44978
3397 | 3.825 | 1 | 365 | 4.3559 | 0.76543 | 5 | 0.12134
3403 | 8 | 1 | 365 | 9.1104 | 0.33293 | 9 | 0.44333
3520 | 52.8 | 0.9 | 365 | 54.1158 | 0.89759 | 55 | 0.013368
3531 | 6.12 | 1 | 365 | 6.9695 | 0.02469 | 6 | 0.99415
3532 | 17.76 | 1 | 365 | 20.2251 | 0.6991 | 20 | 0.92419
3535 | 5.225 | 1 | 365 | 5.9502 | 0.97369 | 6 | 0.92392
3543 | 3.08 | 1 | 365 | 3.5075 | 0.058177 | 3 | 0.56568
3244 | 99.408 | 0.8 | 365 | 90.5647 | 0.24397 | 90 | 0.80863
3499 | 4.5 | 1 | 365 | 5.1246 | 0.31227 | 5 | 0.43687
3506 | 6.375 | 1 | 365 | 7.2599 | 0.60905 | 7 | 0.8689
3507 | 5.61 | 1 | 365 | 6.3887 | 0.85597 | 7 | 0.24463
3509 | 4 | 1 | 365 | 4.5552 | 0.16646 | 4 | 0.72166
3508 | 6.75 | 1 | 365 | 7.6869 | 0.46841 | 8 | 0.15531
3511 | 6.63 | 1 | 365 | 7.5502 | 0.19341 | 7 | 0.74366
3512 | 6.12 | 1 | 365 | 6.9695 | 0.02469 | 6 | 0.99415
3513 | 3.315 | 1 | 365 | 3.7751 | 0.59671 | 4 | 0.37183
3514 | 9.18 | 1 | 365 | 10.4542 | 0.037035 | 10 | 0.49122
3569 | 4.335 | 1 | 365 | 4.9367 | 0.93416 | 5 | 0.87085
3571 | 5.75 | 1 | 365 | 6.5481 | 0.17679 | 6 | 0.72489
3572 | 5.1 | 1 | 365 | 5.8079 | 0.68724 | 6 | 0.49512
3575 | 6.12 | 1 | 365 | 6.9695 | 0.02469 | 6 | 0.99415
3576 | 4.59 | 1 | 365 | 5.2271 | 0.51852 | 5 | 0.74561
3605 | 6.36 | 1 | 365 | 7.2428 | 0.57468 | 7 | 0.81745
3608 | 4.25 | 1 | 365 | 4.8399 | 0.73937 | 5 | 0.57927
3609 | 7.5 | 1 | 365 | 8.541 | 0.18712 | 8 | 0.72812
3611 | 6.75 | 1 | 365 | 7.6869 | 0.46841 | 8 | 0.15531
3614 | 4.75 | 1 | 365 | 5.4093 | 0.88518 | 6 | 0.29448
3612 | 10.71 | 1 | 365 | 12.1965 | 0.54321 | 12 | 0.73976
3615 | 6.12 | 1 | 365 | 6.9695 | 0.02469 | 6 | 0.99415
3617 | 12.25 | 1 | 365 | 13.9503 | 0.072296 | 14 | 0.022596
3619 | 7.155 | 1 | 365 | 8.1481 | 0.39651 | 8 | 0.54463
3623 | 5.61 | 1 | 365 | 6.3887 | 0.85597 | 7 | 0.24463
3624 | 5.1 | 1 | 365 | 5.8079 | 0.68724 | 6 | 0.49512
3627 | 2.5 | 1 | 365 | 2.847 | 0.72904 | 3 | 0.57604
3629 | 11 | 1 | 365 | 12.5268 | 0.20778 | 12 | 0.73458
3631 | 9.69 | 1 | 365 | 11.035 | 0.20576 | 11 | 0.24073
3632 | 6.12 | 1 | 365 | 6.9695 | 0.02469 | 6 | 0.99415
3633 | 7.905 | 1 | 365 | 9.0022 | 0.11522 | 9 | 0.11744
3634 | 8.415 | 1 | 365 | 9.583 | 0.28395 | 9 | 0.86695
3636 | 8.67 | 1 | 365 | 9.8734 | 0.86831 | 10 | 0.74171
3638 | 8.16 | 1 | 365 | 9.2926 | 0.69959 | 9 | 0.99219
3639 | 5.5 | 1 | 365 | 6.2634 | 0.60389 | 6 | 0.86729
3652 | 11.22 | 1 | 365 | 12.7773 | 0.71193 | 13 | 0.48927
3653 | 7.14 | 1 | 365 | 8.131 | 0.36214 | 8 | 0.49317
3654 | 8 | 1 | 365 | 9.1104 | 0.33293 | 9 | 0.44333
3659 | 10 | 1 | 365 | 11.388 | 0.91616 | 12 | 0.30416
3664 | 6.25 | 1 | 365 | 7.1175 | 0.3226 | 7 | 0.4401
3665 | 5.5 | 1 | 365 | 6.2634 | 0.60389 | 6 | 0.86729
3668 | 6.885 | 1 | 365 | 7.8406 | 0.77778 | 8 | 0.61841
3683 | 9.5 | 1 | 365 | 10.8186 | 0.77035 | 11 | 0.58895
3684 | 8 | 1 | 365 | 9.1104 | 0.33293 | 9 | 0.44333
3686 | 9.435 | 1 | 365 | 10.7446 | 0.6214 | 11 | 0.36597
3692 | 5.25 | 1 | 365 | 5.9787 | 0.030984 | 6 | 0.009684
3706 | 10.2 | 1 | 365 | 11.6158 | 0.37448 | 11 | 0.99024
3707 | 9.18 | 1 | 365 | 10.4542 | 0.037035 | 10 | 0.49122
3708 | 5.1 | 1 | 365 | 5.8079 | 0.68724 | 6 | 0.49512
3709 | 8.415 | 1 | 365 | 9.583 | 0.28395 | 9 | 0.86695
3713 | 4.59 | 1 | 365 | 5.2271 | 0.51852 | 5 | 0.74561
3714 | 4.845 | 1 | 365 | 5.5175 | 0.10288 | 5 | 0.62037
3715 | 7.75 | 1 | 365 | 8.8257 | 0.76002 | 9 | 0.58572
3725 | 10.07 | 1 | 365 | 11.4677 | 0.076573 | 11 | 0.54429
3730 | 3.06 | 1 | 365 | 3.4847 | 0.012345 | 3 | 0.49707
3732 | 4.25 | 1 | 365 | 4.8399 | 0.73937 | 5 | 0.57927
3733 | 19.125 | 1 | 365 | 21.7796 | 0.82716 | 22 | 0.60671
3734 | 7.395 | 1 | 365 | 8.4214 | 0.9465 | 9 | 0.36793
3765 | 9.69 | 1 | 365 | 11.035 | 0.20576 | 11 | 0.24073
3766 | 7.75 | 1 | 365 | 8.8257 | 0.76002 | 9 | 0.58572
3768 | 11.985 | 1 | 365 | 13.6485 | 0.46502 | 14 | 0.11354
3770 | 9.5 | 1 | 365 | 10.8186 | 0.77035 | 11 | 0.58895
3771 | 11.73 | 1 | 365 | 13.3581 | 0.88066 | 14 | 0.23878
3773 | 9.945 | 1 | 365 | 11.3254 | 0.79012 | 12 | 0.11549
3971 | 12.495 | 1 | 365 | 14.2293 | 0.63374 | 14 | 0.86305
3993 | 7 | 1 | 365 | 7.9716 | 0.041312 | 8 | 0.012912
3981 | 7.14 | 1 | 365 | 8.131 | 0.36214 | 8 | 0.49317
3994 | 8.415 | 1 | 365 | 9.583 | 0.28395 | 9 | 0.86695
3996 | 12.75 | 1 | 365 | 14.5197 | 0.2181 | 14 | 0.7378
3997 | 6.12 | 1 | 365 | 6.9695 | 0.02469 | 6 | 0.99415
3998 | 5 | 1 | 365 | 5.694 | 0.45808 | 6 | 0.15208
4000 | 6.12 | 1 | 365 | 6.9695 | 0.02469 | 6 | 0.99415
4001 | 6.375 | 1 | 365 | 7.2599 | 0.60905 | 7 | 0.8689
4004 | 15.81 | 1 | 365 | 18.0044 | 0.23045 | 18 | 0.23488
4005 | 5.1 | 1 | 365 | 5.8079 | 0.68724 | 6 | 0.49512
4008 | 6.63 | 1 | 365 | 7.5502 | 0.19341 | 7 | 0.74366
4009 | 16.065 | 1 | 365 | 18.2948 | 0.81481 | 19 | 0.10963
4012 | 13.005 | 1 | 365 | 14.8101 | 0.80247 | 15 | 0.61256
4060 | 7.5 | 1 | 365 | 8.541 | 0.18712 | 8 | 0.72812
4061 | 5.1 | 1 | 365 | 5.8079 | 0.68724 | 6 | 0.49512
4062 | 20.25 | 1 | 365 | 23.0607 | 0.40522 | 23 | 0.46592
4063 | 7.14 | 1 | 365 | 8.131 | 0.36214 | 8 | 0.49317
4066 | 7.42 | 1 | 365 | 8.4499 | 0.0037907 | 8 | 0.45369
4064 | 4.59 | 1 | 365 | 5.2271 | 0.51852 | 5 | 0.74561
4067 | 5.1 | 1 | 365 | 5.8079 | 0.68724 | 6 | 0.49512
4070 | 9.18 | 1 | 365 | 10.4542 | 0.037035 | 10 | 0.49122
4073 | 7.395 | 1 | 365 | 8.4214 | 0.9465 | 9 | 0.36793
4074 | 16.5 | 1 | 365 | 18.7902 | 0.81166 | 19 | 0.60186
4080 | 2.55 | 1 | 365 | 2.9039 | 0.84362 | 3 | 0.74756
29427 | 6.05 | 1 | 365 | 6.8897 | 0.86428 | 7 | 0.75402
25168 | 10.965 | 1 | 365 | 12.4869 | 0.12757 | 12 | 0.61451
13894 | 7.02 | 1 | 365 | 7.9944 | 0.087144 | 8 | 0.08152
53384 | 11.76 | 1 | 365 | 13.3923 | 0.9494 | 14 | 0.34169
23139 | 5.1 | 1 | 365 | 5.8079 | 0.68724 | 6 | 0.49512
13510 | 3.9 | 1 | 365 | 4.4413 | 0.9373 | 5 | 0.37862
4081 | 4.59 | 1 | 365 | 5.2271 | 0.51852 | 5 | 0.74561
4082 | 5.865 | 1 | 365 | 6.6791 | 0.44033 | 7 | 0.11939
4103 | 6.885 | 1 | 365 | 7.8406 | 0.77778 | 8 | 0.61841
4112 | 2.04 | 1 | 365 | 2.3232 | 0.6749 | 2 | 0.99805
4113 | 15 | 1 | 365 | 17.082 | 0.37424 | 17 | 0.45624
4117 | 3.5 | 1 | 365 | 3.9858 | 0.020656 | 4 | 0.006456
4120 | 10.75 | 1 | 365 | 12.2421 | 0.63487 | 12 | 0.87697
3784 | 5.865 | 1 | 365 | 6.6791 | 0.44033 | 7 | 0.11939
3877 | 12.426 | 1 | 365 | 14.1507 | 0.47562 | 14 | 0.62635
3534 | 58.14 | 0.9 | 365 | 59.5888 | 0.9111 | 60 | 0.49995
3891 | 6.5 | 1 | 365 | 7.4022 | 0.8955 | 8 | 0.2977
3895 | 8.67 | 1 | 365 | 9.8734 | 0.86831 | 10 | 0.74171
3899 | 8.48 | 1 | 365 | 9.657 | 0.4329 | 10 | 0.089928
3911 | 8.67 | 1 | 365 | 9.8734 | 0.86831 | 10 | 0.74171
3900 | 8 | 1 | 365 | 9.1104 | 0.33293 | 9 | 0.44333
3912 | 7.14 | 1 | 365 | 8.131 | 0.36214 | 8 | 0.49317
3913 | 6.5 | 1 | 365 | 7.4022 | 0.8955 | 8 | 0.2977
3928 | 4.59 | 1 | 365 | 5.2271 | 0.51852 | 5 | 0.74561
3932 | 4.845 | 1 | 365 | 5.5175 | 0.10288 | 5 | 0.62037
3933 | 5.61 | 1 | 365 | 6.3887 | 0.85597 | 7 | 0.24463
3942 | 4.5 | 1 | 365 | 5.1246 | 0.31227 | 5 | 0.43687
3945 | 5.865 | 1 | 365 | 6.6791 | 0.44033 | 7 | 0.11939
3953 | 2 | 1 | 365 | 2.2776 | 0.58323 | 2 | 0.86083
3957 | 4.08 | 1 | 365 | 4.6463 | 0.34979 | 4 | 0.9961
3960 | 4.335 | 1 | 365 | 4.9367 | 0.93416 | 5 | 0.87085
3962 | 9.69 | 1 | 365 | 11.035 | 0.20576 | 11 | 0.24073
3964 | 8.925 | 1 | 365 | 10.1638 | 0.45267 | 10 | 0.61646
4331 | 3 | 1 | 365 | 3.4164 | 0.87485 | 4 | 0.29125
3774 | 7.14 | 1 | 365 | 8.131 | 0.36214 | 8 | 0.49317
3775 | 9.75 | 1 | 365 | 11.1033 | 0.34326 | 11 | 0.44656
3776 | 5 | 1 | 365 | 5.694 | 0.45808 | 6 | 0.15208
3786 | 9.18 | 1 | 365 | 10.4542 | 0.037035 | 10 | 0.49122
3791 | 3.06 | 1 | 365 | 3.4847 | 0.012345 | 3 | 0.49707
3794 | 9.945 | 1 | 365 | 11.3254 | 0.79012 | 12 | 0.11549
3798 | 9.25 | 1 | 365 | 10.5339 | 0.19745 | 10 | 0.73135
3812 | 4.335 | 1 | 365 | 4.9367 | 0.93416 | 5 | 0.87085
3799 | 3.825 | 1 | 365 | 4.3559 | 0.76543 | 5 | 0.12134
3819 | 7.5 | 1 | 365 | 8.541 | 0.18712 | 8 | 0.72812
3820 | 5.355 | 1 | 365 | 6.0983 | 0.2716 | 6 | 0.36988
3824 | 6.25 | 1 | 365 | 7.1175 | 0.3226 | 7 | 0.4401
3827 | 7.5 | 1 | 365 | 8.541 | 0.18712 | 8 | 0.72812
3829 | 7.25 | 1 | 365 | 8.2563 | 0.61422 | 8 | 0.87052
3830 | 4.08 | 1 | 365 | 4.6463 | 0.34979 | 4 | 0.9961
4122 | 3.06 | 1 | 365 | 3.4847 | 0.012345 | 3 | 0.49707
4123 | 7.65 | 1 | 365 | 8.7118 | 0.53086 | 9 | 0.24268
4140 | 5 | 1 | 365 | 5.694 | 0.45808 | 6 | 0.15208
4141 | 6.75 | 1 | 365 | 7.6869 | 0.46841 | 8 | 0.15531
3855 | 4.25 | 1 | 365 | 4.8399 | 0.73937 | 5 | 0.57927
4142 | 7.42 | 1 | 365 | 8.4499 | 0.0037907 | 8 | 0.45369
4143 | 3.5 | 1 | 365 | 3.9858 | 0.020656 | 4 | 0.006456
3879 | 8.925 | 1 | 365 | 10.1638 | 0.45267 | 10 | 0.61646
4144 | 5.5 | 1 | 365 | 6.2634 | 0.60389 | 6 | 0.86729
4145 | 7.75 | 1 | 365 | 8.8257 | 0.76002 | 9 | 0.58572
4146 | 9.75 | 1 | 365 | 11.1033 | 0.34326 | 11 | 0.44656
3881 | 8.67 | 1 | 365 | 9.8734 | 0.86831 | 10 | 0.74171
4147 | 8.925 | 1 | 365 | 10.1638 | 0.45267 | 10 | 0.61646
3894 | 6.12 | 1 | 365 | 6.9695 | 0.02469 | 6 | 0.99415
4150 | 6.12 | 1 | 365 | 6.9695 | 0.02469 | 6 | 0.99415
4157 | 6.12 | 1 | 365 | 6.9695 | 0.02469 | 6 | 0.99415
4158 | 9.18 | 1 | 365 | 10.4542 | 0.037035 | 10 | 0.49122
4161 | 2.5 | 1 | 365 | 2.847 | 0.72904 | 3 | 0.57604
4164 | 5.61 | 1 | 365 | 6.3887 | 0.85597 | 7 | 0.24463
3883 | 9.25 | 1 | 365 | 10.5339 | 0.19745 | 10 | 0.73135
4230 | 9.435 | 1 | 365 | 10.7446 | 0.6214 | 11 | 0.36597
4233 | 10.455 | 1 | 365 | 11.9062 | 0.95885 | 12 | 0.865
4242 | 3.825 | 1 | 365 | 4.3559 | 0.76543 | 5 | 0.12134
4243 | 7.14 | 1 | 365 | 8.131 | 0.36214 | 8 | 0.49317
4244 | 5.865 | 1 | 365 | 6.6791 | 0.44033 | 7 | 0.11939
4245 | 23.5 | 1 | 365 | 26.7618 | 0.85298 | 27 | 0.61478
4246 | 8.16 | 1 | 365 | 9.2926 | 0.69959 | 9 | 0.99219
4258 | 6.885 | 1 | 365 | 7.8406 | 0.77778 | 8 | 0.61841
4259 | 10.2 | 1 | 365 | 11.6158 | 0.37448 | 11 | 0.99024
4260 | 2.55 | 1 | 365 | 2.9039 | 0.84362 | 3 | 0.74756
4261 | 7.14 | 1 | 365 | 8.131 | 0.36214 | 8 | 0.49317
4262 | 6.12 | 1 | 365 | 6.9695 | 0.02469 | 6 | 0.99415
4266 | 10.2 | 1 | 365 | 11.6158 | 0.37448 | 11 | 0.99024
4268 | 5.865 | 1 | 365 | 6.6791 | 0.44033 | 7 | 0.11939
4270 | 6.885 | 1 | 365 | 7.8406 | 0.77778 | 8 | 0.61841
4271 | 4.335 | 1 | 365 | 4.9367 | 0.93416 | 5 | 0.87085
4272 | 9.18 | 1 | 365 | 10.4542 | 0.037035 | 10 | 0.49122
4274 | 7.25 | 1 | 365 | 8.2563 | 0.61422 | 8 | 0.87052
4285 | 3.06 | 1 | 365 | 3.4847 | 0.012345 | 3 | 0.49707
4278 | 7.14 | 1 | 365 | 8.131 | 0.36214 | 8 | 0.49317
4292 | 6.12 | 1 | 365 | 6.9695 | 0.02469 | 6 | 0.99415
3976 | 9.72 | 1 | 365 | 11.0691 | 0.27451 | 11 | 0.34364
3985 | 6.21 | 1 | 365 | 7.0719 | 0.23094 | 7 | 0.30288
3988 | 4 | 1 | 365 | 4.5552 | 0.16646 | 4 | 0.72166
4298 | 3.57 | 1 | 365 | 4.0655 | 0.18107 | 4 | 0.24659
4308 | 5 | 1 | 365 | 5.694 | 0.45808 | 6 | 0.15208
4314 | 7 | 1 | 365 | 7.9716 | 0.041312 | 8 | 0.012912
4316 | 7.14 | 1 | 365 | 8.131 | 0.36214 | 8 | 0.49317
4317 | 4.75 | 1 | 365 | 5.4093 | 0.88518 | 6 | 0.29448
4321 | 7.75 | 1 | 365 | 8.8257 | 0.76002 | 9 | 0.58572
4323 | 4.845 | 1 | 365 | 5.5175 | 0.10288 | 5 | 0.62037
4324 | 5.1 | 1 | 365 | 5.8079 | 0.68724 | 6 | 0.49512
4325 | 7.905 | 1 | 365 | 9.0022 | 0.11522 | 9 | 0.11744
4326 | 6.375 | 1 | 365 | 7.2599 | 0.60905 | 7 | 0.8689
4327 | 5 | 1 | 365 | 5.694 | 0.45808 | 6 | 0.15208
4328 | 8.925 | 1 | 365 | 10.1638 | 0.45267 | 10 | 0.61646
4330 | 5.865 | 1 | 365 | 6.6791 | 0.44033 | 7 | 0.11939
18492 | 12.753 | 1 | 365 | 14.5231 | 0.22498 | 14 | 0.7481
14063 | 3.825 | 1 | 365 | 4.3559 | 0.76543 | 5 | 0.12134
73686 | 3.78 | 1 | 365 | 4.3047 | 0.66231 | 4 | 0.96697
3858 | 5.232 | 1 | 365 | 5.9582 | 0.98973 | 6 | 0.94794
3866 | 5.5 | 1 | 365 | 6.2634 | 0.60389 | 6 | 0.86729
4079 | 4.02 | 1 | 365 | 4.578 | 0.2123 | 4 | 0.79027
4031 | 6.89 | 1 | 365 | 7.8463 | 0.78923 | 8 | 0.63557
4133 | 6.38 | 1 | 365 | 7.2655 | 0.62051 | 7 | 0.88605
3533 | 57.2 | 0.9 | 365 | 58.6254 | 0.97239 | 59 | 0.59782
3910 | 5.61 | 1 | 365 | 6.3887 | 0.85597 | 7 | 0.24463
4217 | 4.24 | 1 | 365 | 4.8285 | 0.71645 | 5 | 0.54496
4032 | 214.25 | 0.9 | 365 | 219.5891 | 0.88086 | 220 | 0.46997
4318 | 5.75 | 1 | 365 | 6.5481 | 0.17679 | 6 | 0.72489
4362 | 2.25 | 1 | 365 | 2.5623 | 0.15614 | 2 | 0.71844
4367 | 16.2 | 1 | 365 | 18.4486 | 0.12418 | 18 | 0.57274
4418 | 8.1 | 1 | 365 | 9.2243 | 0.56209 | 9 | 0.78637
4365 | 2.45 | 1 | 365 | 2.7901 | 0.61446 | 3 | 0.40452
4033 | 4.77 | 1 | 365 | 5.4321 | 0.93101 | 6 | 0.36308
4099 | 6.63 | 1 | 365 | 7.5502 | 0.19341 | 7 | 0.74366
4191 | 9.6 | 1 | 365 | 10.9325 | 0.99951 | 11 | 0.93199
4192 | 8.502 | 1 | 365 | 9.6821 | 0.48332 | 10 | 0.1654
4203 | 8.1 | 1 | 365 | 9.2243 | 0.56209 | 9 | 0.78637
4283 | 4.56 | 1 | 365 | 5.1929 | 0.44977 | 5 | 0.6427
3968 | 7.25 | 1 | 365 | 8.2563 | 0.61422 | 8 | 0.87052
3970 | 2.25 | 1 | 365 | 2.5623 | 0.15614 | 2 | 0.71844
4241 | 10.455 | 1 | 365 | 11.9062 | 0.95885 | 12 | 0.865
4409 | 6.03 | 1 | 365 | 6.867 | 0.81844 | 7 | 0.68541
4332 | 4.75 | 1 | 365 | 5.4093 | 0.88518 | 6 | 0.29448
4336 | 7 | 1 | 365 | 7.9716 | 0.041312 | 8 | 0.012912
4338 | 6.12 | 1 | 365 | 6.9695 | 0.02469 | 6 | 0.99415
4339 | 2.04 | 1 | 365 | 2.3232 | 0.6749 | 2 | 0.99805
4342 | 3.315 | 1 | 365 | 3.7751 | 0.59671 | 4 | 0.37183
4343 | 11.5 | 1 | 365 | 13.0962 | 0.35358 | 13 | 0.44978
4337 | 10.75 | 1 | 365 | 12.2421 | 0.63487 | 12 | 0.87697
4344 | 6 | 1 | 365 | 6.8328 | 0.7497 | 7 | 0.5825
4345 | 9.25 | 1 | 365 | 10.5339 | 0.19745 | 10 | 0.73135
4346 | 15 | 1 | 365 | 17.082 | 0.37424 | 17 | 0.45624
4347 | 10.71 | 1 | 365 | 12.1965 | 0.54321 | 12 | 0.73976
4410 | 11.772 | 1 | 365 | 13.406 | 0.9769 | 14 | 0.38286
4349 | 6.12 | 1 | 365 | 6.9695 | 0.02469 | 6 | 0.99415
4370 | 4 | 1 | 365 | 4.5552 | 0.16646 | 4 | 0.72166
4350 | 4.59 | 1 | 365 | 5.2271 | 0.51852 | 5 | 0.74561
4351 | 4.5 | 1 | 365 | 5.1246 | 0.31227 | 5 | 0.43687
4352 | 9.25 | 1 | 365 | 10.5339 | 0.19745 | 10 | 0.73135
4355 | 6.63 | 1 | 365 | 7.5502 | 0.19341 | 7 | 0.74366
4356 | 5.1 | 1 | 365 | 5.8079 | 0.68724 | 6 | 0.49512
4357 | 4.08 | 1 | 365 | 4.6463 | 0.34979 | 4 | 0.9961
4359 | 7.25 | 1 | 365 | 8.2563 | 0.61422 | 8 | 0.87052
4588 | 4.845 | 1 | 365 | 5.5175 | 0.10288 | 5 | 0.62037
4589 | 4.59 | 1 | 365 | 5.2271 | 0.51852 | 5 | 0.74561
4618 | 11.5 | 1 | 365 | 13.0962 | 0.35358 | 13 | 0.44978
4619 | 4.41 | 1 | 365 | 5.0221 | 0.10603 | 5 | 0.12813
4620 | 3.75 | 1 | 365 | 4.2705 | 0.59356 | 4 | 0.86406
4621 | 7.65 | 1 | 365 | 8.7118 | 0.53086 | 9 | 0.24268
4624 | 3.57 | 1 | 365 | 4.0655 | 0.18107 | 4 | 0.24659
4421 | 6.63 | 1 | 365 | 7.5502 | 0.19341 | 7 | 0.74366
4422 | 8.67 | 1 | 365 | 9.8734 | 0.86831 | 10 | 0.74171
4423 | 3.315 | 1 | 365 | 3.7751 | 0.59671 | 4 | 0.37183
4383 | 5.61 | 1 | 365 | 6.3887 | 0.85597 | 7 | 0.24463
4424 | 4.845 | 1 | 365 | 5.5175 | 0.10288 | 5 | 0.62037
4425 | 2.75 | 1 | 365 | 3.1317 | 0.30194 | 3 | 0.43364
4389 | 5.4 | 1 | 365 | 6.1495 | 0.37473 | 6 | 0.52425
4393 | 3.685 | 1 | 365 | 4.1965 | 0.4446 | 4 | 0.64108
4453 | 7.395 | 1 | 365 | 8.4214 | 0.9465 | 9 | 0.36793
4454 | 9.435 | 1 | 365 | 10.7446 | 0.6214 | 11 | 0.36597
4104 | 15.9 | 1 | 365 | 18.1069 | 0.43669 | 18 | 0.54361
4474 | 11.475 | 1 | 365 | 13.0677 | 0.29629 | 13 | 0.36402
4475 | 5.355 | 1 | 365 | 6.0983 | 0.2716 | 6 | 0.36988
3893 | 4.578 | 1 | 365 | 5.2134 | 0.49102 | 5 | 0.70444
4476 | 6.885 | 1 | 365 | 7.8406 | 0.77778 | 8 | 0.61841
4477 | 2.04 | 1 | 365 | 2.3232 | 0.6749 | 2 | 0.99805
4481 | 2.55 | 1 | 365 | 2.9039 | 0.84362 | 3 | 0.74756
4489 | 7.14 | 1 | 365 | 8.131 | 0.36214 | 8 | 0.49317
4493 | 6.63 | 1 | 365 | 7.5502 | 0.19341 | 7 | 0.74366
4497 | 11.25 | 1 | 365 | 12.8115 | 0.78068 | 13 | 0.59218
4276 | 3.78 | 1 | 365 | 4.3047 | 0.66231 | 4 | 0.96697
4498 | 11.73 | 1 | 365 | 13.3581 | 0.88066 | 14 | 0.23878
4499 | 4.845 | 1 | 365 | 5.5175 | 0.10288 | 5 | 0.62037
4677 | 3.5 | 1 | 365 | 3.9858 | 0.020656 | 4 | 0.006456
4500 | 11.985 | 1 | 365 | 13.6485 | 0.46502 | 14 | 0.11354
4501 | 9 | 1 | 365 | 10.2492 | 0.62454 | 10 | 0.87374
4279 | 3.5 | 1 | 365 | 3.9858 | 0.020656 | 4 | 0.006456
4610 | 9 | 1 | 365 | 10.2492 | 0.62454 | 10 | 0.87374
4502 | 6.25 | 1 | 365 | 7.1175 | 0.3226 | 7 | 0.4401
4503 | 6.63 | 1 | 365 | 7.5502 | 0.19341 | 7 | 0.74366
4436 | 13.26 | 1 | 365 | 15.1005 | 0.38683 | 15 | 0.48732
4444 | 9.49 | 1 | 365 | 10.8072 | 0.74744 | 11 | 0.55465
4445 | 5.88 | 1 | 365 | 6.6961 | 0.4747 | 7 | 0.17085
4464 | 3 | 1 | 365 | 3.4164 | 0.87485 | 4 | 0.29125
4465 | 5.565 | 1 | 365 | 6.3374 | 0.75284 | 7 | 0.090265
4504 | 5.1 | 1 | 365 | 5.8079 | 0.68724 | 6 | 0.49512
4522 | 6.885 | 1 | 365 | 7.8406 | 0.77778 | 8 | 0.61841
4523 | 6.12 | 1 | 365 | 6.9695 | 0.02469 | 6 | 0.99415
4524 | 4.845 | 1 | 365 | 5.5175 | 0.10288 | 5 | 0.62037
4536 | 7.75 | 1 | 365 | 8.8257 | 0.76002 | 9 | 0.58572
4537 | 10.455 | 1 | 365 | 11.9062 | 0.95885 | 12 | 0.865
4538 | 7.395 | 1 | 365 | 8.4214 | 0.9465 | 9 | 0.36793
4539 | 8.415 | 1 | 365 | 9.583 | 0.28395 | 9 | 0.86695
4540 | 5.25 | 1 | 365 | 5.9787 | 0.030984 | 6 | 0.009684
4541 | 8 | 1 | 365 | 9.1104 | 0.33293 | 9 | 0.44333
4545 | 9.69 | 1 | 365 | 11.035 | 0.20576 | 11 | 0.24073
4546 | 6.885 | 1 | 365 | 7.8406 | 0.77778 | 8 | 0.61841
4547 | 7.905 | 1 | 365 | 9.0022 | 0.11522 | 9 | 0.11744
4549 | 7.75 | 1 | 365 | 8.8257 | 0.76002 | 9 | 0.58572
4555 | 4.845 | 1 | 365 | 5.5175 | 0.10288 | 5 | 0.62037
4559 | 5.355 | 1 | 365 | 6.0983 | 0.2716 | 6 | 0.36988
4560 | 6.5 | 1 | 365 | 7.4022 | 0.8955 | 8 | 0.2977
4561 | 9.18 | 1 | 365 | 10.4542 | 0.037035 | 10 | 0.49122
4774 | 5.355 | 1 | 365 | 6.0983 | 0.2716 | 6 | 0.36988
4626 | 8.5 | 1 | 365 | 9.6798 | 0.47874 | 10 | 0.15854
4628 | 4.5 | 1 | 365 | 5.1246 | 0.31227 | 5 | 0.43687
4629 | 6.63 | 1 | 365 | 7.5502 | 0.19341 | 7 | 0.74366
4632 | 2.55 | 1 | 365 | 2.9039 | 0.84362 | 3 | 0.74756
4630 | 9.945 | 1 | 365 | 11.3254 | 0.79012 | 12 | 0.11549
4633 | 6.12 | 1 | 365 | 6.9695 | 0.02469 | 6 | 0.99415
4641 | 7 | 1 | 365 | 7.9716 | 0.041312 | 8 | 0.012912
4642 | 9.18 | 1 | 365 | 10.4542 | 0.037035 | 10 | 0.49122
4643 | 4.845 | 1 | 365 | 5.5175 | 0.10288 | 5 | 0.62037
4691 | 4.335 | 1 | 365 | 4.9367 | 0.93416 | 5 | 0.87085
4693 | 10.2 | 1 | 365 | 11.6158 | 0.37448 | 11 | 0.99024
4694 | 3.825 | 1 | 365 | 4.3559 | 0.76543 | 5 | 0.12134
4448 | 6.885 | 1 | 365 | 7.8406 | 0.77778 | 8 | 0.61841
4451 | 7.2 | 1 | 365 | 8.1994 | 0.49964 | 8 | 0.699
4467 | 6.12 | 1 | 365 | 6.9695 | 0.02469 | 6 | 0.99415
4473 | 5.025 | 1 | 365 | 5.7225 | 0.51537 | 6 | 0.23784
4511 | 23 | 1 | 365 | 26.1924 | 0.70717 | 26 | 0.89957
4335 | 4.8 | 1 | 365 | 5.4662 | 0.99976 | 6 | 0.466
4574 | 5.13 | 1 | 365 | 5.842 | 0.75599 | 6 | 0.59803
3386 | 3.3 | 1 | 365 | 3.758 | 0.56233 | 4 | 0.32037
4593 | 13.78 | 1 | 365 | 15.6927 | 0.57847 | 16 | 0.27113
4594 | 5.145 | 1 | 365 | 5.8591 | 0.79036 | 6 | 0.64949
4595 | 5.88 | 1 | 365 | 6.6961 | 0.4747 | 7 | 0.17085
4596 | 8.25 | 1 | 365 | 9.3951 | 0.90583 | 10 | 0.30093
2185 | 4.32 | 1 | 365 | 4.9196 | 0.89978 | 5 | 0.8194
3399 | 5 | 1 | 365 | 5.694 | 0.45808 | 6 | 0.15208
4329 | 18 | 1 | 365 | 20.4984 | 0.24909 | 20 | 0.74749
4333 | 18 | 1 | 365 | 20.4984 | 0.24909 | 20 | 0.74749
4334 | 18 | 1 | 365 | 20.4984 | 0.24909 | 20 | 0.74749
4558 | 18 | 1 | 365 | 20.4984 | 0.24909 | 20 | 0.74749
4562 | 18 | 1 | 365 | 20.4984 | 0.24909 | 20 | 0.74749
4565 | 18 | 1 | 365 | 20.4984 | 0.24909 | 20 | 0.74749
4566 | 9 | 1 | 365 | 10.2492 | 0.62454 | 10 | 0.87374
4571 | 7.848 | 1 | 365 | 8.9373 | 0.9846 | 9 | 0.9219
4597 | 6.615 | 1 | 365 | 7.5332 | 0.15904 | 7 | 0.6922
4614 | 9 | 1 | 365 | 10.2492 | 0.62454 | 10 | 0.87374
4645 | 8.085 | 1 | 365 | 9.2072 | 0.52772 | 9 | 0.73491
4686 | 2.5 | 1 | 365 | 2.847 | 0.72904 | 3 | 0.57604
4687 | 9.31 | 1 | 365 | 10.6022 | 0.33494 | 10 | 0.93717
4688 | 2.5 | 1 | 365 | 2.847 | 0.72904 | 3 | 0.57604
4683 | 10.26 | 1 | 365 | 11.6841 | 0.51198 | 12 | 0.19607
4658 | 24.75 | 1 | 365 | 28.1853 | 0.7175 | 28 | 0.9028
4662 | 8.67 | 1 | 365 | 9.8734 | 0.86831 | 10 | 0.74171
4678 | 6.7 | 1 | 365 | 7.63 | 0.35383 | 7 | 0.98379
4680 | 5.355 | 1 | 365 | 6.0983 | 0.2716 | 6 | 0.36988
4696 | 5.25 | 1 | 365 | 5.9787 | 0.030984 | 6 | 0.009684
4697 | 7.905 | 1 | 365 | 9.0022 | 0.11522 | 9 | 0.11744
4727 | 2 | 1 | 365 | 2.2776 | 0.58323 | 2 | 0.86083
4734 | 7.395 | 1 | 365 | 8.4214 | 0.9465 | 9 | 0.36793
4738 | 4.845 | 1 | 365 | 5.5175 | 0.10288 | 5 | 0.62037
4739 | 3.315 | 1 | 365 | 3.7751 | 0.59671 | 4 | 0.37183
3061 | 7.85 | 1 | 365 | 8.9396 | 0.98919 | 9 | 0.92877
4775 | 10.75 | 1 | 365 | 12.2421 | 0.63487 | 12 | 0.87697
4776 | 9.25 | 1 | 365 | 10.5339 | 0.19745 | 10 | 0.73135
4800 | 8 | 1 | 365 | 9.1104 | 0.33293 | 9 | 0.44333
4801 | 3.75 | 1 | 365 | 4.2705 | 0.59356 | 4 | 0.86406
4816 | 4.59 | 1 | 365 | 5.2271 | 0.51852 | 5 | 0.74561
4818 | 4.59 | 1 | 365 | 5.2271 | 0.51852 | 5 | 0.74561
4819 | 3.06 | 1 | 365 | 3.4847 | 0.012345 | 3 | 0.49707
4820 | 5.865 | 1 | 365 | 6.6791 | 0.44033 | 7 | 0.11939
4821 | 4 | 1 | 365 | 4.5552 | 0.16646 | 4 | 0.72166
4834 | 14 | 1 | 365 | 15.9432 | 0.082624 | 16 | 0.025824
4835 | 5.61 | 1 | 365 | 6.3887 | 0.85597 | 7 | 0.24463
4836 | 6.25 | 1 | 365 | 7.1175 | 0.3226 | 7 | 0.4401
4319 | 5.1 | 1 | 365 | 5.8079 | 0.68724 | 6 | 0.49512
4320 | 5.5 | 1 | 365 | 6.2634 | 0.60389 | 6 | 0.86729
3729 | 7.14 | 1 | 365 | 8.131 | 0.36214 | 8 | 0.49317
4977 | 3.06 | 1 | 365 | 3.4847 | 0.012345 | 3 | 0.49707
4979 | 6.885 | 1 | 365 | 7.8406 | 0.77778 | 8 | 0.61841
4980 | 7.65 | 1 | 365 | 8.7118 | 0.53086 | 9 | 0.24268
4984 | 5.61 | 1 | 365 | 6.3887 | 0.85597 | 7 | 0.24463
4986 | 6.36 | 1 | 365 | 7.2428 | 0.57468 | 7 | 0.81745
4987 | 4.08 | 1 | 365 | 4.6463 | 0.34979 | 4 | 0.9961
4988 | 6.63 | 1 | 365 | 7.5502 | 0.19341 | 7 | 0.74366
4991 | 3.57 | 1 | 365 | 4.0655 | 0.18107 | 4 | 0.24659
4992 | 6 | 1 | 365 | 6.8328 | 0.7497 | 7 | 0.5825
4994 | 6.375 | 1 | 365 | 7.2599 | 0.60905 | 7 | 0.8689
4996 | 9.69 | 1 | 365 | 11.035 | 0.20576 | 11 | 0.24073
4997 | 9.69 | 1 | 365 | 11.035 | 0.20576 | 11 | 0.24073
4998 | 8.16 | 1 | 365 | 9.2926 | 0.69959 | 9 | 0.99219
5144 | 7.5 | 1 | 365 | 8.541 | 0.18712 | 8 | 0.72812
5106 | 9.945 | 1 | 365 | 11.3254 | 0.79012 | 12 | 0.11549
5145 | 5.1 | 1 | 365 | 5.8079 | 0.68724 | 6 | 0.49512
5148 | 9.69 | 1 | 365 | 11.035 | 0.20576 | 11 | 0.24073
5151 | 7.65 | 1 | 365 | 8.7118 | 0.53086 | 9 | 0.24268
5152 | 7.14 | 1 | 365 | 8.131 | 0.36214 | 8 | 0.49317
5155 | 5.1 | 1 | 365 | 5.8079 | 0.68724 | 6 | 0.49512
5153 | 9.435 | 1 | 365 | 10.7446 | 0.6214 | 11 | 0.36597
5156 | 7.14 | 1 | 365 | 8.131 | 0.36214 | 8 | 0.49317
5159 | 5 | 1 | 365 | 5.694 | 0.45808 | 6 | 0.15208
5160 | 3.75 | 1 | 365 | 4.2705 | 0.59356 | 4 | 0.86406
5161 | 9.945 | 1 | 365 | 11.3254 | 0.79012 | 12 | 0.11549
5162 | 3.06 | 1 | 365 | 3.4847 | 0.012345 | 3 | 0.49707
5163 | 6.12 | 1 | 365 | 6.9695 | 0.02469 | 6 | 0.99415
5164 | 7.395 | 1 | 365 | 8.4214 | 0.9465 | 9 | 0.36793
5165 | 8.67 | 1 | 365 | 9.8734 | 0.86831 | 10 | 0.74171
5166 | 9.69 | 1 | 365 | 11.035 | 0.20576 | 11 | 0.24073
5167 | 4.59 | 1 | 365 | 5.2271 | 0.51852 | 5 | 0.74561
4746 | 3.57 | 1 | 365 | 4.0655 | 0.18107 | 4 | 0.24659
4747 | 6.58 | 1 | 365 | 7.4933 | 0.078833 | 7 | 0.57214
4638 | 5.865 | 1 | 365 | 6.6791 | 0.44033 | 7 | 0.11939
4787 | 6.86 | 1 | 365 | 7.8122 | 0.72049 | 8 | 0.53265
4788 | 8.82 | 1 | 365 | 10.0442 | 0.21205 | 10 | 0.25627
4793 | 25 | 1 | 365 | 28.47 | 0.2904 | 28 | 0.7604
4795 | 12.753 | 1 | 365 | 14.5231 | 0.22498 | 14 | 0.7481
4851 | 6.37 | 1 | 365 | 7.2542 | 0.59759 | 7 | 0.85175
4852 | 6.125 | 1 | 365 | 6.9752 | 0.036148 | 7 | 0.011298
4853 | 6.25 | 1 | 365 | 7.1175 | 0.3226 | 7 | 0.4401
4854 | 8.32 | 1 | 365 | 9.4748 | 0.066245 | 9 | 0.54106
4890 | 7.35 | 1 | 365 | 8.3702 | 0.84338 | 9 | 0.21356
4892 | 7.5 | 1 | 365 | 8.541 | 0.18712 | 8 | 0.72812
4893 | 4.845 | 1 | 365 | 5.5175 | 0.10288 | 5 | 0.62037
4894 | 4.845 | 1 | 365 | 5.5175 | 0.10288 | 5 | 0.62037
4895 | 7.395 | 1 | 365 | 8.4214 | 0.9465 | 9 | 0.36793
4896 | 7.395 | 1 | 365 | 8.4214 | 0.9465 | 9 | 0.36793
4900 | 3.06 | 1 | 365 | 3.4847 | 0.012345 | 3 | 0.49707
4902 | 4.335 | 1 | 365 | 4.9367 | 0.93416 | 5 | 0.87085
4903 | 6.75 | 1 | 365 | 7.6869 | 0.46841 | 8 | 0.15531
4904 | 8.25 | 1 | 365 | 9.3951 | 0.90583 | 10 | 0.30093
4905 | 6.12 | 1 | 365 | 6.9695 | 0.02469 | 6 | 0.99415
4857 | 8.16 | 1 | 365 | 9.2926 | 0.69959 | 9 | 0.99219
4858 | 7.194 | 1 | 365 | 8.1925 | 0.48589 | 8 | 0.67841
4906 | 7.5 | 1 | 365 | 8.541 | 0.18712 | 8 | 0.72812
4911 | 5.4 | 1 | 365 | 6.1495 | 0.37473 | 6 | 0.52425
4912 | 6.5 | 1 | 365 | 7.4022 | 0.8955 | 8 | 0.2977
4915 | 6.75 | 1 | 365 | 7.6869 | 0.46841 | 8 | 0.15531
4908 | 10.455 | 1 | 365 | 11.9062 | 0.95885 | 12 | 0.865
4924 | 8.25 | 1 | 365 | 9.3951 | 0.90583 | 10 | 0.30093
4931 | 4.75 | 1 | 365 | 5.4093 | 0.88518 | 6 | 0.29448
4913 | 5.36 | 1 | 365 | 6.104 | 0.28306 | 6 | 0.38703
4917 | 5.36 | 1 | 365 | 6.104 | 0.28306 | 6 | 0.38703
4919 | 7.2 | 1 | 365 | 8.1994 | 0.49964 | 8 | 0.699
4920 | 4.59 | 1 | 365 | 5.2271 | 0.51852 | 5 | 0.74561
4940 | 6 | 1 | 365 | 6.8328 | 0.7497 | 7 | 0.5825
4939 | 6.5 | 1 | 365 | 7.4022 | 0.8955 | 8 | 0.2977
4941 | 9 | 1 | 365 | 10.2492 | 0.62454 | 10 | 0.87374
4910 | 6.12 | 1 | 365 | 6.9695 | 0.02469 | 6 | 0.99415
4833 | 6.5 | 1 | 365 | 7.4022 | 0.8955 | 8 | 0.2977
4808 | 6.63 | 1 | 365 | 7.5502 | 0.19341 | 7 | 0.74366
4823 | 3.43 | 1 | 365 | 3.9061 | 0.86024 | 4 | 0.76633
4840 | 5.145 | 1 | 365 | 5.8591 | 0.79036 | 6 | 0.64949
5039 | 7.56 | 1 | 365 | 8.6093 | 0.32462 | 8 | 0.93394
4520 | 5.1 | 1 | 365 | 5.8079 | 0.68724 | 6 | 0.49512
5004 | 5.4 | 1 | 365 | 6.1495 | 0.37473 | 6 | 0.52425
5008 | 5.5 | 1 | 365 | 6.2634 | 0.60389 | 6 | 0.86729
4035 | 155.1 | 0.9 | 365 | 158.9651 | 0.88668 | 159 | 0.85177
4922 | 4.59 | 1 | 365 | 5.2271 | 0.51852 | 5 | 0.74561
5018 | 50.715 | 0.9 | 365 | 51.9788 | 0.59737 | 52 | 0.57619
4925 | 5.1 | 1 | 365 | 5.8079 | 0.68724 | 6 | 0.49512
4926 | 5.1 | 1 | 365 | 5.8079 | 0.68724 | 6 | 0.49512
4927 | 6.12 | 1 | 365 | 6.9695 | 0.02469 | 6 | 0.99415
4945 | 7 | 1 | 365 | 7.9716 | 0.041312 | 8 | 0.012912
4946 | 4.25 | 1 | 365 | 4.8399 | 0.73937 | 5 | 0.57927
4947 | 7.65 | 1 | 365 | 8.7118 | 0.53086 | 9 | 0.24268
4948 | 5.355 | 1 | 365 | 6.0983 | 0.2716 | 6 | 0.36988
4949 | 10 | 1 | 365 | 11.388 | 0.91616 | 12 | 0.30416
4951 | 9.435 | 1 | 365 | 10.7446 | 0.6214 | 11 | 0.36597
4953 | 7.14 | 1 | 365 | 8.131 | 0.36214 | 8 | 0.49317
4954 | 11.985 | 1 | 365 | 13.6485 | 0.46502 | 14 | 0.11354
4966 | 9 | 1 | 365 | 10.2492 | 0.62454 | 10 | 0.87374
5011 | 5.88 | 1 | 365 | 6.6961 | 0.4747 | 7 | 0.17085
5013 | 24.91 | 1 | 365 | 28.3675 | 0.084155 | 28 | 0.45166
5016 | 3.92 | 1 | 365 | 4.4641 | 0.98313 | 5 | 0.44723
4967 | 14 | 1 | 365 | 15.9432 | 0.082624 | 16 | 0.025824
4969 | 15.5 | 1 | 365 | 17.6514 | 0.52005 | 18 | 0.17145
5049 | 3.6 | 1 | 365 | 4.0997 | 0.24982 | 4 | 0.3495
4972 | 9.18 | 1 | 365 | 10.4542 | 0.037035 | 10 | 0.49122
4544 | 4.335 | 1 | 365 | 4.9367 | 0.93416 | 5 | 0.87085
4968 | 5.775 | 1 | 365 | 6.5766 | 0.23408 | 6 | 0.81065
5023 | 7.395 | 1 | 365 | 8.4214 | 0.9465 | 9 | 0.36793
5026 | 10.455 | 1 | 365 | 11.9062 | 0.95885 | 12 | 0.865
5027 | 6 | 1 | 365 | 6.8328 | 0.7497 | 7 | 0.5825
5060 | 9 | 1 | 365 | 10.2492 | 0.62454 | 10 | 0.87374
5028 | 9.435 | 1 | 365 | 10.7446 | 0.6214 | 11 | 0.36597
5029 | 4.845 | 1 | 365 | 5.5175 | 0.10288 | 5 | 0.62037
5033 | 5.1 | 1 | 365 | 5.8079 | 0.68724 | 6 | 0.49512
5031 | 5.1 | 1 | 365 | 5.8079 | 0.68724 | 6 | 0.49512
5062 | 10.5 | 1 | 365 | 11.9574 | 0.061968 | 12 | 0.019368
5042 | 4 | 1 | 365 | 4.5552 | 0.16646 | 4 | 0.72166
5045 | 5.865 | 1 | 365 | 6.6791 | 0.44033 | 7 | 0.11939
5107 | 6.885 | 1 | 365 | 7.8406 | 0.77778 | 8 | 0.61841
5047 | 5.355 | 1 | 365 | 6.0983 | 0.2716 | 6 | 0.36988
5110 | 17.004 | 1 | 365 | 19.3642 | 0.96664 | 20 | 0.33079
5051 | 8.16 | 1 | 365 | 9.2926 | 0.69959 | 9 | 0.99219
5052 | 9.275 | 1 | 365 | 10.5624 | 0.25474 | 10 | 0.81711
5169 | 13.77 | 1 | 365 | 15.6813 | 0.55555 | 16 | 0.23683
5170 | 6.63 | 1 | 365 | 7.5502 | 0.19341 | 7 | 0.74366
5174 | 9.69 | 1 | 365 | 11.035 | 0.20576 | 11 | 0.24073
5177 | 5.1 | 1 | 365 | 5.8079 | 0.68724 | 6 | 0.49512
5183 | 2.295 | 1 | 365 | 2.6135 | 0.25926 | 2 | 0.8728
5184 | 8.16 | 1 | 365 | 9.2926 | 0.69959 | 9 | 0.99219
4974 | 8.67 | 1 | 365 | 9.8734 | 0.86831 | 10 | 0.74171
5130 | 7.395 | 1 | 365 | 8.4214 | 0.9465 | 9 | 0.36793
5185 | 8.16 | 1 | 365 | 9.2926 | 0.69959 | 9 | 0.99219
5186 | 3.825 | 1 | 365 | 4.3559 | 0.76543 | 5 | 0.12134
5189 | 4.08 | 1 | 365 | 4.6463 | 0.34979 | 4 | 0.9961
5190 | 4 | 1 | 365 | 4.5552 | 0.16646 | 4 | 0.72166
5054 | 6.885 | 1 | 365 | 7.8406 | 0.77778 | 8 | 0.61841
5055 | 8.67 | 1 | 365 | 9.8734 | 0.86831 | 10 | 0.74171
5056 | 7.905 | 1 | 365 | 9.0022 | 0.11522 | 9 | 0.11744
5057 | 13.26 | 1 | 365 | 15.1005 | 0.38683 | 15 | 0.48732
5075 | 9.18 | 1 | 365 | 10.4542 | 0.037035 | 10 | 0.49122
5078 | 2.295 | 1 | 365 | 2.6135 | 0.25926 | 2 | 0.8728
5079 | 8.415 | 1 | 365 | 9.583 | 0.28395 | 9 | 0.86695
5080 | 3.57 | 1 | 365 | 4.0655 | 0.18107 | 4 | 0.24659
5081 | 4.08 | 1 | 365 | 4.6463 | 0.34979 | 4 | 0.9961
5084 | 9.18 | 1 | 365 | 10.4542 | 0.037035 | 10 | 0.49122
5085 | 9.69 | 1 | 365 | 11.035 | 0.20576 | 11 | 0.24073
5088 | 6.375 | 1 | 365 | 7.2599 | 0.60905 | 7 | 0.8689
5090 | 7.14 | 1 | 365 | 8.131 | 0.36214 | 8 | 0.49317
5091 | 6.375 | 1 | 365 | 7.2599 | 0.60905 | 7 | 0.8689
5092 | 5.1 | 1 | 365 | 5.8079 | 0.68724 | 6 | 0.49512
5093 | 8 | 1 | 365 | 9.1104 | 0.33293 | 9 | 0.44333
5096 | 3 | 1 | 365 | 3.4164 | 0.87485 | 4 | 0.29125
5097 | 6.375 | 1 | 365 | 7.2599 | 0.60905 | 7 | 0.8689
5100 | 10.75 | 1 | 365 | 12.2421 | 0.63487 | 12 | 0.87697
5102 | 7.65 | 1 | 365 | 8.7118 | 0.53086 | 9 | 0.24268
5103 | 3.825 | 1 | 365 | 4.3559 | 0.76543 | 5 | 0.12134
5104 | 5.61 | 1 | 365 | 6.3887 | 0.85597 | 7 | 0.24463
5191 | 3.5 | 1 | 365 | 3.9858 | 0.020656 | 4 | 0.006456
5195 | 10.2 | 1 | 365 | 11.6158 | 0.37448 | 11 | 0.99024
5197 | 8.5 | 1 | 365 | 9.6798 | 0.47874 | 10 | 0.15854
5216 | 10.455 | 1 | 365 | 11.9062 | 0.95885 | 12 | 0.865
5326 | 5.1 | 1 | 365 | 5.8079 | 0.68724 | 6 | 0.49512
5321 | 4.845 | 1 | 365 | 5.5175 | 0.10288 | 5 | 0.62037
5219 | 4 | 1 | 365 | 4.5552 | 0.16646 | 4 | 0.72166
5324 | 5.1 | 1 | 365 | 5.8079 | 0.68724 | 6 | 0.49512
5319 | 5.75 | 1 | 365 | 6.5481 | 0.17679 | 6 | 0.72489
5323 | 8.925 | 1 | 365 | 10.1638 | 0.45267 | 10 | 0.61646
5335 | 6.12 | 1 | 365 | 6.9695 | 0.02469 | 6 | 0.99415
5330 | 2.295 | 1 | 365 | 2.6135 | 0.25926 | 2 | 0.8728
3302 | 11.73 | 1 | 365 | 13.3581 | 0.88066 | 14 | 0.23878
5187 | 6.48 | 1 | 365 | 7.3794 | 0.84967 | 8 | 0.2291
3023 | 26 | 0.9 | 365 | 26.6479 | 0.62381 | 27 | 0.27173
5320 | 4.335 | 1 | 365 | 4.9367 | 0.93416 | 5 | 0.87085
5420 | 8.16 | 1 | 365 | 9.2926 | 0.69959 | 9 | 0.99219
5445 | 8.16 | 1 | 365 | 9.2926 | 0.69959 | 9 | 0.99219
5451 | 5 | 1 | 365 | 5.694 | 0.45808 | 6 | 0.15208
5465 | 10.71 | 1 | 365 | 12.1965 | 0.54321 | 12 | 0.73976
5536 | 6.75 | 1 | 365 | 7.6869 | 0.46841 | 8 | 0.15531
5540 | 9.435 | 1 | 365 | 10.7446 | 0.6214 | 11 | 0.36597
5541 | 8 | 1 | 365 | 9.1104 | 0.33293 | 9 | 0.44333
5542 | 9.18 | 1 | 365 | 10.4542 | 0.037035 | 10 | 0.49122
5237 | 10.2 | 1 | 365 | 11.6158 | 0.37448 | 11 | 0.99024
5063 | 3.5 | 1 | 365 | 3.9858 | 0.020656 | 4 | 0.006456
5061 | 6 | 1 | 365 | 6.8328 | 0.7497 | 7 | 0.5825
5173 | 3.92 | 1 | 365 | 4.4641 | 0.98313 | 5 | 0.44723
5200 | 5.25 | 1 | 365 | 5.9787 | 0.030984 | 6 | 0.009684
5204 | 2.75 | 1 | 365 | 3.1317 | 0.30194 | 3 | 0.43364
5206 | 3.25 | 1 | 365 | 3.7011 | 0.44775 | 4 | 0.14885
5311 | 7.25 | 1 | 365 | 8.2563 | 0.61422 | 8 | 0.87052
5297 | 6.12 | 1 | 365 | 6.9695 | 0.02469 | 6 | 0.99415
5371 | 5.565 | 1 | 365 | 6.3374 | 0.75284 | 7 | 0.090265
3710 | 8.415 | 1 | 365 | 9.583 | 0.28395 | 9 | 0.86695
5112 | 7.65 | 1 | 365 | 8.7118 | 0.53086 | 9 | 0.24268
5113 | 9.9 | 1 | 365 | 11.2741 | 0.687 | 11 | 0.96112
5114 | 8.16 | 1 | 365 | 9.2926 | 0.69959 | 9 | 0.99219
5365 | 9.18 | 1 | 365 | 10.4542 | 0.037035 | 10 | 0.49122
1301 | 8.215 | 1 | 365 | 9.3552 | 0.82563 | 10 | 0.18087
5437 | 12.48 | 1 | 365 | 14.2122 | 0.59937 | 14 | 0.81159
5471 | 10 | 1 | 365 | 11.388 | 0.91616 | 12 | 0.30416
5473 | 4.8 | 1 | 365 | 5.4662 | 0.99976 | 6 | 0.466
5459 | 2.04 | 1 | 365 | 2.3232 | 0.6749 | 2 | 0.99805
5458 | 7.395 | 1 | 365 | 8.4214 | 0.9465 | 9 | 0.36793
5449 | 4.25 | 1 | 365 | 4.8399 | 0.73937 | 5 | 0.57927
5318 | 5.1 | 1 | 365 | 5.8079 | 0.68724 | 6 | 0.49512
5457 | 8.16 | 1 | 365 | 9.2926 | 0.69959 | 9 | 0.99219
5426 | 4.08 | 1 | 365 | 4.6463 | 0.34979 | 4 | 0.9961
5453 | 4.59 | 1 | 365 | 5.2271 | 0.51852 | 5 | 0.74561
5427 | 3.06 | 1 | 365 | 3.4847 | 0.012345 | 3 | 0.49707
5150 | 4.335 | 1 | 365 | 4.9367 | 0.93416 | 5 | 0.87085
5442 | 6.63 | 1 | 365 | 7.5502 | 0.19341 | 7 | 0.74366
5422 | 8.16 | 1 | 365 | 9.2926 | 0.69959 | 9 | 0.99219
5176 | 5.61 | 1 | 365 | 6.3887 | 0.85597 | 7 | 0.24463
5344 | 6 | 1 | 365 | 6.8328 | 0.7497 | 7 | 0.5825
2172 | 2.45 | 1 | 365 | 2.7901 | 0.61446 | 3 | 0.40452
5347 | 9.5 | 1 | 365 | 10.8186 | 0.77035 | 11 | 0.58895
5395 | 5.39 | 1 | 365 | 6.1381 | 0.35181 | 6 | 0.48994
5396 | 6.36 | 1 | 365 | 7.2428 | 0.57468 | 7 | 0.81745
5402 | 6.6 | 1 | 365 | 7.5161 | 0.12467 | 7 | 0.64075
5202 | 8.415 | 1 | 365 | 9.583 | 0.28395 | 9 | 0.86695
5212 | 6.375 | 1 | 365 | 7.2599 | 0.60905 | 7 | 0.8689
5417 | 7.25 | 1 | 365 | 8.2563 | 0.61422 | 8 | 0.87052
5210 | 3.06 | 1 | 365 | 3.4847 | 0.012345 | 3 | 0.49707
5425 | 7.14 | 1 | 365 | 8.131 | 0.36214 | 8 | 0.49317
5205 | 7.905 | 1 | 365 | 9.0022 | 0.11522 | 9 | 0.11744
5211 | 4.59 | 1 | 365 | 5.2271 | 0.51852 | 5 | 0.74561
5418 | 6.12 | 1 | 365 | 6.9695 | 0.02469 | 6 | 0.99415
5213 | 8.925 | 1 | 365 | 10.1638 | 0.45267 | 10 | 0.61646
5218 | 7.395 | 1 | 365 | 8.4214 | 0.9465 | 9 | 0.36793
5214 | 9 | 1 | 365 | 10.2492 | 0.62454 | 10 | 0.87374
20099 | 6.47 | 1 | 365 | 7.368 | 0.82676 | 8 | 0.19479
24090 | 8.525 | 1 | 365 | 9.7083 | 0.53603 | 10 | 0.2443
16283 | 12.375 | 1 | 365 | 14.0927 | 0.35875 | 14 | 0.4514
49113 | 12.1 | 1 | 365 | 13.7795 | 0.72855 | 14 | 0.50803
26020 | 7.56 | 1 | 365 | 8.6093 | 0.32462 | 8 | 0.93394
22079 | 7.37 | 1 | 365 | 8.393 | 0.88921 | 9 | 0.28217
5597 | 11.985 | 1 | 365 | 13.6485 | 0.46502 | 14 | 0.11354
5618 | 8.42 | 1 | 365 | 9.5887 | 0.29541 | 9 | 0.8841
5340 | 7.7 | 1 | 365 | 8.7688 | 0.64544 | 9 | 0.4142
5406 | 3.8 | 1 | 365 | 4.3274 | 0.70814 | 5 | 0.035581
5580 | 12.15 | 1 | 365 | 13.8364 | 0.84313 | 14 | 0.67955
6018 | 19.61 | 1 | 365 | 22.3319 | 0.93859 | 23 | 0.27046
6024 | 6.12 | 1 | 365 | 6.9695 | 0.02469 | 6 | 0.99415
6025 | 4.08 | 1 | 365 | 4.6463 | 0.34979 | 4 | 0.9961
6028 | 8.25 | 1 | 365 | 9.3951 | 0.90583 | 10 | 0.30093
5488 | 9 | 1 | 365 | 10.2492 | 0.62454 | 10 | 0.87374
5518 | 3.6 | 1 | 365 | 4.0997 | 0.24982 | 4 | 0.3495
5521 | 9.24 | 1 | 365 | 10.5225 | 0.17453 | 10 | 0.69704
5528 | 6.9 | 1 | 365 | 7.8577 | 0.81215 | 8 | 0.66987
5530 | 8.415 | 1 | 365 | 9.583 | 0.28395 | 9 | 0.86695
5531 | 10.15 | 1 | 365 | 11.5588 | 0.2599 | 11 | 0.81872
5532 | 1.1 | 1 | 365 | 1.2527 | 0.52078 | 1 | 0.77346
5546 | 4.578 | 1 | 365 | 5.2134 | 0.49102 | 5 | 0.70444
5587 | 9 | 1 | 365 | 10.2492 | 0.62454 | 10 | 0.87374
5589 | 4.95 | 1 | 365 | 5.6371 | 0.3435 | 5 | 0.98056
4038 | 332.475 | 0.9 | 365 | 340.7603 | 0.71453 | 341 | 0.4748
6465 | 3.315 | 1 | 365 | 3.7751 | 0.59671 | 4 | 0.37183
5545 | 15.696 | 1 | 365 | 17.8746 | 0.9692 | 18 | 0.84381
5554 | 7.975 | 1 | 365 | 9.0819 | 0.27564 | 9 | 0.35757
5555 | 6.5 | 1 | 365 | 7.4022 | 0.8955 | 8 | 0.2977
5560 | 7.42 | 1 | 365 | 8.4499 | 0.0037907 | 8 | 0.45369
5562 | 3.75 | 1 | 365 | 4.2705 | 0.59356 | 4 | 0.86406
5607 | 5.94 | 1 | 365 | 6.7645 | 0.6122 | 7 | 0.37667
5616 | 20 | 1 | 365 | 22.776 | 0.83232 | 23 | 0.60832
5620 | 3.57 | 1 | 365 | 4.0655 | 0.18107 | 4 | 0.24659
6553 | 3.57 | 1 | 365 | 4.0655 | 0.18107 | 4 | 0.24659
5586 | 10 | 1 | 365 | 11.388 | 0.91616 | 12 | 0.30416
5595 | 4.25 | 1 | 365 | 4.8399 | 0.73937 | 5 | 0.57927
5590 | 2 | 1 | 365 | 2.2776 | 0.58323 | 2 | 0.86083
4802 | 99 | 0.9 | 365 | 101.4671 | 0.18299 | 101 | 0.65007
6539 | 6.5 | 1 | 365 | 7.4022 | 0.8955 | 8 | 0.2977
5677 | 7.194 | 1 | 365 | 8.1925 | 0.48589 | 8 | 0.67841
5653 | 11.515 | 1 | 365 | 13.1133 | 0.38796 | 13 | 0.50124
5654 | 3.43 | 1 | 365 | 3.9061 | 0.86024 | 4 | 0.76633
5655 | 3.675 | 1 | 365 | 4.1851 | 0.42169 | 4 | 0.60678
5664 | 3.75 | 1 | 365 | 4.2705 | 0.59356 | 4 | 0.86406
5713 | 3.185 | 1 | 365 | 3.6271 | 0.2988 | 3 | 0.92587
5756 | 9.25 | 1 | 365 | 10.5339 | 0.19745 | 10 | 0.73135
5768 | 5 | 1 | 365 | 5.694 | 0.45808 | 6 | 0.15208
5783 | 10.2 | 1 | 365 | 11.6158 | 0.37448 | 11 | 0.99024
5785 | 8.925 | 1 | 365 | 10.1638 | 0.45267 | 10 | 0.61646
5900 | 9 | 1 | 365 | 10.2492 | 0.62454 | 10 | 0.87374
5922 | 3 | 1 | 365 | 3.4164 | 0.87485 | 4 | 0.29125
5921 | 3.9 | 1 | 365 | 4.4413 | 0.9373 | 5 | 0.37862
5774 | 9.69 | 1 | 365 | 11.035 | 0.20576 | 11 | 0.24073
6119 | 4.83 | 1 | 365 | 5.5004 | 0.068505 | 5 | 0.56891
4679 | 19.6 | 1 | 365 | 22.3205 | 0.91567 | 23 | 0.23615
6121 | 16.25 | 1 | 365 | 18.5055 | 0.23876 | 18 | 0.74426
6122 | 6.63 | 1 | 365 | 7.5502 | 0.19341 | 7 | 0.74366
6127 | 6.125 | 1 | 365 | 6.9752 | 0.036148 | 7 | 0.011298
6128 | 3.92 | 1 | 365 | 4.4641 | 0.98313 | 5 | 0.44723
6017 | 6.375 | 1 | 365 | 7.2599 | 0.60905 | 7 | 0.8689
6016 | 3.315 | 1 | 365 | 3.7751 | 0.59671 | 4 | 0.37183
5996 | 7.521 | 1 | 365 | 8.5649 | 0.23524 | 8 | 0.80016
5902 | 10.6 | 1 | 365 | 12.0713 | 0.29113 | 12 | 0.36241
5992 | 7.84 | 1 | 365 | 8.9282 | 0.96627 | 9 | 0.89446
6001 | 5.865 | 1 | 365 | 6.6791 | 0.44033 | 7 | 0.11939
6050 | 7.28 | 1 | 365 | 8.2905 | 0.68296 | 8 | 0.97343
6068 | 6.75 | 1 | 365 | 7.6869 | 0.46841 | 8 | 0.15531
6097 | 7.5 | 1 | 365 | 8.541 | 0.18712 | 8 | 0.72812
6449 | 7.14 | 1 | 365 | 8.131 | 0.36214 | 8 | 0.49317
6334 | 3.825 | 1 | 365 | 4.3559 | 0.76543 | 5 | 0.12134
6446 | 8.67 | 1 | 365 | 9.8734 | 0.86831 | 10 | 0.74171
6431 | 100.59 | 0.9 | 365 | 103.0967 | 0.46229 | 103 | 0.55899
6435 | 7.035 | 1 | 365 | 8.0115 | 0.12152 | 8 | 0.13298
6360 | 3.71 | 1 | 365 | 4.2249 | 0.5019 | 4 | 0.72684
6363 | 3.57 | 1 | 365 | 4.0655 | 0.18107 | 4 | 0.24659
6475 | 4.05 | 1 | 365 | 4.6121 | 0.28104 | 4 | 0.89318
5345 | 9.18 | 1 | 365 | 10.4542 | 0.037035 | 10 | 0.49122
5776 | 5.865 | 1 | 365 | 6.6791 | 0.44033 | 7 | 0.11939
6593 | 6.6 | 1 | 365 | 7.5161 | 0.12467 | 7 | 0.64075
6598 | 7.75 | 1 | 365 | 8.8257 | 0.76002 | 9 | 0.58572
6599 | 9.88 | 1 | 365 | 11.2513 | 0.64117 | 11 | 0.89251
6600 | 4.25 | 1 | 365 | 4.8399 | 0.73937 | 5 | 0.57927
6669 | 5.5 | 1 | 365 | 6.2634 | 0.60389 | 6 | 0.86729
6670 | 2.5 | 1 | 365 | 2.847 | 0.72904 | 3 | 0.57604
6668 | 18 | 1 | 365 | 20.4984 | 0.24909 | 20 | 0.74749
6569 | 6.63 | 1 | 365 | 7.5502 | 0.19341 | 7 | 0.74366
6571 | 4.08 | 1 | 365 | 4.6463 | 0.34979 | 4 | 0.9961
6578 | 7.14 | 1 | 365 | 8.131 | 0.36214 | 8 | 0.49317
6617 | 24.75 | 1 | 365 | 28.1853 | 0.7175 | 28 | 0.9028
6620 | 6.3 | 1 | 365 | 7.1744 | 0.43718 | 7 | 0.61162
6626 | 16.75 | 1 | 365 | 19.0749 | 0.38457 | 19 | 0.45947
6682 | 4.251 | 1 | 365 | 4.841 | 0.74166 | 5 | 0.5827
6243 | 5.76 | 1 | 365 | 6.5595 | 0.19971 | 6 | 0.7592
6129 | 5.61 | 1 | 365 | 6.3887 | 0.85597 | 7 | 0.24463
6130 | 6.12 | 1 | 365 | 6.9695 | 0.02469 | 6 | 0.99415
6293 | 3.6 | 1 | 365 | 4.0997 | 0.24982 | 4 | 0.3495
6296 | 18.72 | 1 | 365 | 21.3183 | 0.89905 | 22 | 0.21739
6298 | 3.64 | 1 | 365 | 4.1452 | 0.34148 | 4 | 0.48671
6320 | 6.72 | 1 | 365 | 7.6527 | 0.39966 | 8 | 0.052396
30439 | 7.7 | 1 | 365 | 8.7688 | 0.64544 | 9 | 0.4142
24222 | 8.16 | 1 | 365 | 9.2926 | 0.69959 | 9 | 0.99219
36532 | 4.48 | 1 | 365 | 5.1018 | 0.26644 | 5 | 0.36826
10888 | 3.85 | 1 | 365 | 4.3844 | 0.82272 | 5 | 0.2071
54307 | 4.16 | 1 | 365 | 4.7374 | 0.53312 | 5 | 0.27053
19038 | 10.71 | 1 | 365 | 12.1965 | 0.54321 | 12 | 0.73976
16629 | 6 | 1 | 365 | 6.8328 | 0.7497 | 7 | 0.5825
4172 | 5.88 | 1 | 365 | 6.6961 | 0.4747 | 7 | 0.17085
6784 | 7.75 | 1 | 365 | 8.8257 | 0.76002 | 9 | 0.58572
1398 | 11.4 | 1 | 365 | 12.9823 | 0.12442 | 13 | 0.10674
6932 | 10.75 | 1 | 365 | 12.2421 | 0.63487 | 12 | 0.87697
7239 | 3.57 | 1 | 365 | 4.0655 | 0.18107 | 4 | 0.24659
7098 | 100.716 | 0.9 | 365 | 103.2258 | 0.72216 | 103 | 0.948
7097 | 188.352 | 1 | 365 | 214.4953 | 0.63046 | 215 | 0.12571
7099 | 7.7 | 1 | 365 | 8.7688 | 0.64544 | 9 | 0.4142
6472 | 10.464 | 1 | 365 | 11.9164 | 0.97947 | 12 | 0.89587
6796 | 1.785 | 1 | 365 | 2.0328 | 0.090535 | 2 | 0.12329
6801 | 8.16 | 1 | 365 | 9.2926 | 0.69959 | 9 | 0.99219
6802 | 3.57 | 1 | 365 | 4.0655 | 0.18107 | 4 | 0.24659
5224 | 5.75 | 1 | 365 | 6.5481 | 0.17679 | 6 | 0.72489
8433 | 17.331 | 1 | 365 | 19.7365 | 0.716 | 20 | 0.45254
7543 | 4.25 | 1 | 365 | 4.8399 | 0.73937 | 5 | 0.57927
7686 | 1.75 | 1 | 365 | 1.9929 | 0.010328 | 2 | 0.003228
7333 | 8.75 | 1 | 365 | 9.9645 | 0.05164 | 10 | 0.01614
7437 | 6.86 | 1 | 365 | 7.8122 | 0.72049 | 8 | 0.53265
7438 | 5.5 | 1 | 365 | 6.2634 | 0.60389 | 6 | 0.86729
7439 | 9.88 | 1 | 365 | 11.2513 | 0.64117 | 11 | 0.89251
6759 | 4.25 | 1 | 365 | 4.8399 | 0.73937 | 5 | 0.57927
8348 | 8.75 | 1 | 365 | 9.9645 | 0.05164 | 10 | 0.01614
8395 | 6.5 | 1 | 365 | 7.4022 | 0.8955 | 8 | 0.2977
7926 | 7.5 | 1 | 365 | 8.541 | 0.18712 | 8 | 0.72812
7929 | 10.535 | 1 | 365 | 11.9973 | 0.14217 | 12 | 0.13943
7930 | 5 | 1 | 365 | 5.694 | 0.45808 | 6 | 0.15208
7947 | 10 | 1 | 365 | 11.388 | 0.91616 | 12 | 0.30416
7596 | 6.375 | 1 | 365 | 7.2599 | 0.60905 | 7 | 0.8689
7417 | 3.64 | 1 | 365 | 4.1452 | 0.34148 | 4 | 0.48671
7427 | 3.5 | 1 | 365 | 3.9858 | 0.020656 | 4 | 0.006456
7879 | 4.02 | 1 | 365 | 4.578 | 0.2123 | 4 | 0.79027
7590 | 75.79 | 0.9 | 365 | 77.6787 | 0.31342 | 77 | 0.99211
8085 | 20.64 | 1 | 365 | 23.5048 | 0.29895 | 23 | 0.80379
7901 | 9.805 | 1 | 365 | 11.1659 | 0.46929 | 11 | 0.63523
8696 | 2.16 | 1 | 365 | 2.4598 | 0.94989 | 3 | 0.4097
8564 | 6.885 | 1 | 365 | 7.8406 | 0.77778 | 8 | 0.61841
8763 | 2.295 | 1 | 365 | 2.6135 | 0.25926 | 2 | 0.8728
5750 | 7 | 1 | 365 | 7.9716 | 0.041312 | 8 | 0.012912
5761 | 3.06 | 1 | 365 | 3.4847 | 0.012345 | 3 | 0.49707
7628 | 5.61 | 1 | 365 | 6.3887 | 0.85597 | 7 | 0.24463
5444 | 7.905 | 1 | 365 | 9.0022 | 0.11522 | 9 | 0.11744
5443 | 9.69 | 1 | 365 | 11.035 | 0.20576 | 11 | 0.24073
5433 | 10.71 | 1 | 365 | 12.1965 | 0.54321 | 12 | 0.73976
5421 | 7.14 | 1 | 365 | 8.131 | 0.36214 | 8 | 0.49317
5101 | 6.63 | 1 | 365 | 7.5502 | 0.19341 | 7 | 0.74366
5456 | 5.865 | 1 | 365 | 6.6791 | 0.44033 | 7 | 0.11939
5455 | 3.825 | 1 | 365 | 4.3559 | 0.76543 | 5 | 0.12134
5454 | 3.57 | 1 | 365 | 4.0655 | 0.18107 | 4 | 0.24659
5452 | 3.06 | 1 | 365 | 3.4847 | 0.012345 | 3 | 0.49707
5448 | 5.5 | 1 | 365 | 6.2634 | 0.60389 | 6 | 0.86729
5446 | 10.965 | 1 | 365 | 12.4869 | 0.12757 | 12 | 0.61451
4068 | 6.63 | 1 | 365 | 7.5502 | 0.19341 | 7 | 0.74366
3995 | 29.9 | 0.9 | 365 | 30.6451 | 0.66739 | 31 | 0.31249
5351 | 8 | 1 | 365 | 9.1104 | 0.33293 | 9 | 0.44333
5121 | 92.485 | 0.9 | 365 | 94.7897 | 0.7461 | 95 | 0.53582
6502 | 7.83 | 1 | 365 | 8.9168 | 0.94335 | 9 | 0.86016
6469 | 11.61 | 1 | 365 | 13.2215 | 0.60566 | 13 | 0.82713
6419 | 12.24 | 1 | 365 | 13.9389 | 0.04938 | 13 | 0.98829
6396 | 9.69 | 1 | 365 | 11.035 | 0.20576 | 11 | 0.24073
6392 | 5.5 | 1 | 365 | 6.2634 | 0.60389 | 6 | 0.86729
6403 | 13.2 | 1 | 365 | 15.0322 | 0.24933 | 15 | 0.28149
6379 | 3.78 | 1 | 365 | 4.3047 | 0.66231 | 4 | 0.96697
6362 | 7.83 | 1 | 365 | 8.9168 | 0.94335 | 9 | 0.86016
6269 | 10.2 | 1 | 365 | 11.6158 | 0.37448 | 11 | 0.99024
6254 | 4 | 1 | 365 | 4.5552 | 0.16646 | 4 | 0.72166
6253 | 3.51 | 1 | 365 | 3.9972 | 0.043572 | 4 | 0.04076
6236 | 5.13 | 1 | 365 | 5.842 | 0.75599 | 6 | 0.59803
6237 | 6.75 | 1 | 365 | 7.6869 | 0.46841 | 8 | 0.15531
6220 | 4.86 | 1 | 365 | 5.5346 | 0.13725 | 5 | 0.67182
6223 | 3.78 | 1 | 365 | 4.3047 | 0.66231 | 4 | 0.96697
6229 | 8.1 | 1 | 365 | 9.2243 | 0.56209 | 9 | 0.78637
6337 | 5.4 | 1 | 365 | 6.1495 | 0.37473 | 6 | 0.52425
6344 | 4.85 | 1 | 365 | 5.5232 | 0.11434 | 5 | 0.63752
6339 | 8.67 | 1 | 365 | 9.8734 | 0.86831 | 10 | 0.74171
6348 | 13.5 | 1 | 365 | 15.3738 | 0.93682 | 16 | 0.31062
6323 | 7.02 | 1 | 365 | 7.9944 | 0.087144 | 8 | 0.08152
6315 | 10 | 1 | 365 | 11.388 | 0.91616 | 12 | 0.30416
6252 | 7.56 | 1 | 365 | 8.6093 | 0.32462 | 8 | 0.93394
6301 | 7.65 | 1 | 365 | 8.7118 | 0.53086 | 9 | 0.24268
6189 | 5.4 | 1 | 365 | 6.1495 | 0.37473 | 6 | 0.52425
6187 | 5.94 | 1 | 365 | 6.7645 | 0.6122 | 7 | 0.37667
6185 | 12.38 | 1 | 365 | 14.0983 | 0.37021 | 14 | 0.46855
6170 | 8.64 | 1 | 365 | 9.8392 | 0.79956 | 10 | 0.63879
6754 | 9.72 | 1 | 365 | 11.0691 | 0.27451 | 11 | 0.34364
6755 | 3.85 | 1 | 365 | 4.3844 | 0.82272 | 5 | 0.2071
6761 | 6.12 | 1 | 365 | 6.9695 | 0.02469 | 6 | 0.99415
6789 | 5.61 | 1 | 365 | 6.3887 | 0.85597 | 7 | 0.24463
6164 | 6.885 | 1 | 365 | 7.8406 | 0.77778 | 8 | 0.61841
6157 | 6.375 | 1 | 365 | 7.2599 | 0.60905 | 7 | 0.8689
7906 | 7.65 | 1 | 365 | 8.7118 | 0.53086 | 9 | 0.24268
7958 | 9.99 | 1 | 365 | 11.3766 | 0.89324 | 12 | 0.26986
8082 | 12.15 | 1 | 365 | 13.8364 | 0.84313 | 14 | 0.67955
6823 | 5.25 | 1 | 365 | 5.9787 | 0.030984 | 6 | 0.009684
6815 | 3.185 | 1 | 365 | 3.6271 | 0.2988 | 3 | 0.92587
6820 | 3.5 | 1 | 365 | 3.9858 | 0.020656 | 4 | 0.006456
6832 | 8.5 | 1 | 365 | 9.6798 | 0.47874 | 10 | 0.15854
6953 | 7.14 | 1 | 365 | 8.131 | 0.36214 | 8 | 0.49317
6908 | 3 | 1 | 365 | 3.4164 | 0.87485 | 4 | 0.29125
6882 | 5.635 | 1 | 365 | 6.4171 | 0.91326 | 7 | 0.33039
6889 | 3.75 | 1 | 365 | 4.2705 | 0.59356 | 4 | 0.86406
6888 | 3.75 | 1 | 365 | 4.2705 | 0.59356 | 4 | 0.86406
6844 | 5.1 | 1 | 365 | 5.8079 | 0.68724 | 6 | 0.49512
7114 | 5 | 1 | 365 | 5.694 | 0.45808 | 6 | 0.15208
6881 | 5.61 | 1 | 365 | 6.3887 | 0.85597 | 7 | 0.24463
6880 | 4.335 | 1 | 365 | 4.9367 | 0.93416 | 5 | 0.87085
6892 | 4.08 | 1 | 365 | 4.6463 | 0.34979 | 4 | 0.9961
6833 | 7.395 | 1 | 365 | 8.4214 | 0.9465 | 9 | 0.36793
6934 | 2.5 | 1 | 365 | 2.847 | 0.72904 | 3 | 0.57604
6871 | 4.5 | 1 | 365 | 5.1246 | 0.31227 | 5 | 0.43687
6896 | 6.5 | 1 | 365 | 7.4022 | 0.8955 | 8 | 0.2977
6826 | 7.65 | 1 | 365 | 8.7118 | 0.53086 | 9 | 0.24268
6829 | 1.25 | 1 | 365 | 1.4235 | 0.86452 | 2 | 0.28802
6864 | 2.94 | 1 | 365 | 3.3481 | 0.73735 | 4 | 0.085423
6876 | 1.96 | 1 | 365 | 2.232 | 0.49157 | 2 | 0.72362
6898 | 6.12 | 1 | 365 | 6.9695 | 0.02469 | 6 | 0.99415
6885 | 6 | 1 | 365 | 6.8328 | 0.7497 | 7 | 0.5825
6912 | 4.845 | 1 | 365 | 5.5175 | 0.10288 | 5 | 0.62037
7113 | 8.16 | 1 | 365 | 9.2926 | 0.69959 | 9 | 0.99219
7158 | 6.12 | 1 | 365 | 6.9695 | 0.02469 | 6 | 0.99415
6983 | 4.08 | 1 | 365 | 4.6463 | 0.34979 | 4 | 0.9961
6849 | 2 | 1 | 365 | 2.2776 | 0.58323 | 2 | 0.86083
6902 | 7.905 | 1 | 365 | 9.0022 | 0.11522 | 9 | 0.11744
7118 | 9 | 1 | 365 | 10.2492 | 0.62454 | 10 | 0.87374
6906 | 5.865 | 1 | 365 | 6.6791 | 0.44033 | 7 | 0.11939
7066 | 7.65 | 1 | 365 | 8.7118 | 0.53086 | 9 | 0.24268
6890 | 6 | 1 | 365 | 6.8328 | 0.7497 | 7 | 0.5825
7053 | 5.865 | 1 | 365 | 6.6791 | 0.44033 | 7 | 0.11939
7044 | 4.75 | 1 | 365 | 5.4093 | 0.88518 | 6 | 0.29448
7031 | 9.435 | 1 | 365 | 10.7446 | 0.6214 | 11 | 0.36597
6928 | 6.25 | 1 | 365 | 7.1175 | 0.3226 | 7 | 0.4401
7042 | 5.1 | 1 | 365 | 5.8079 | 0.68724 | 6 | 0.49512
7154 | 5.61 | 1 | 365 | 6.3887 | 0.85597 | 7 | 0.24463
7093 | 4.5 | 1 | 365 | 5.1246 | 0.31227 | 5 | 0.43687
7060 | 3.06 | 1 | 365 | 3.4847 | 0.012345 | 3 | 0.49707
7076 | 4.08 | 1 | 365 | 4.6463 | 0.34979 | 4 | 0.9961
7087 | 4.5 | 1 | 365 | 5.1246 | 0.31227 | 5 | 0.43687
7073 | 8.415 | 1 | 365 | 9.583 | 0.28395 | 9 | 0.86695
7064 | 7.14 | 1 | 365 | 8.131 | 0.36214 | 8 | 0.49317
7143 | 5.1 | 1 | 365 | 5.8079 | 0.68724 | 6 | 0.49512
7106 | 5.5 | 1 | 365 | 6.2634 | 0.60389 | 6 | 0.86729
6846 | 2.75 | 1 | 365 | 3.1317 | 0.30194 | 3 | 0.43364
7127 | 5.865 | 1 | 365 | 6.6791 | 0.44033 | 7 | 0.11939
6835 | 7.84 | 1 | 365 | 8.9282 | 0.96627 | 9 | 0.89446
6828 | 3.185 | 1 | 365 | 3.6271 | 0.2988 | 3 | 0.92587
6872 | 3.5 | 1 | 365 | 3.9858 | 0.020656 | 4 | 0.006456
6867 | 8.25 | 1 | 365 | 9.3951 | 0.90583 | 10 | 0.30093
7115 | 8.67 | 1 | 365 | 9.8734 | 0.86831 | 10 | 0.74171
6884 | 4.75 | 1 | 365 | 5.4093 | 0.88518 | 6 | 0.29448
6822 | 6 | 1 | 365 | 6.8328 | 0.7497 | 7 | 0.5825
7391 | 9.18 | 1 | 365 | 10.4542 | 0.037035 | 10 | 0.49122
7399 | 4 | 1 | 365 | 4.5552 | 0.16646 | 4 | 0.72166
6858 | 3.185 | 1 | 365 | 3.6271 | 0.2988 | 3 | 0.92587
7050 | 6.63 | 1 | 365 | 7.5502 | 0.19341 | 7 | 0.74366
6847 | 5.355 | 1 | 365 | 6.0983 | 0.2716 | 6 | 0.36988
6868 | 5.355 | 1 | 365 | 6.0983 | 0.2716 | 6 | 0.36988
7370 | 3.675 | 1 | 365 | 4.1851 | 0.42169 | 4 | 0.60678
6845 | 6.63 | 1 | 365 | 7.5502 | 0.19341 | 7 | 0.74366
7404 | 3.825 | 1 | 365 | 4.3559 | 0.76543 | 5 | 0.12134
6878 | 9.69 | 1 | 365 | 11.035 | 0.20576 | 11 | 0.24073
6874 | 1.53 | 1 | 365 | 1.7424 | 0.50617 | 2 | 0.24854
7396 | 8.67 | 1 | 365 | 9.8734 | 0.86831 | 10 | 0.74171
7398 | 5.25 | 1 | 365 | 5.9787 | 0.030984 | 6 | 0.009684
7444 | 5 | 1 | 365 | 5.694 | 0.45808 | 6 | 0.15208
7369 | 5 | 1 | 365 | 5.694 | 0.45808 | 6 | 0.15208
7372 | 5.75 | 1 | 365 | 6.5481 | 0.17679 | 6 | 0.72489
7378 | 4.75 | 1 | 365 | 5.4093 | 0.88518 | 6 | 0.29448
7077 | 5.865 | 1 | 365 | 6.6791 | 0.44033 | 7 | 0.11939
7045 | 5.1 | 1 | 365 | 5.8079 | 0.68724 | 6 | 0.49512
7133 | 5.5 | 1 | 365 | 6.2634 | 0.60389 | 6 | 0.86729
6935 | 5 | 1 | 365 | 5.694 | 0.45808 | 6 | 0.15208
6909 | 4.59 | 1 | 365 | 5.2271 | 0.51852 | 5 | 0.74561
7055 | 6.63 | 1 | 365 | 7.5502 | 0.19341 | 7 | 0.74366
7070 | 2 | 1 | 365 | 2.2776 | 0.58323 | 2 | 0.86083
7882 | 6.63 | 1 | 365 | 7.5502 | 0.19341 | 7 | 0.74366
7397 | 7.14 | 1 | 365 | 8.131 | 0.36214 | 8 | 0.49317
7883 | 8.415 | 1 | 365 | 9.583 | 0.28395 | 9 | 0.86695
7885 | 6.63 | 1 | 365 | 7.5502 | 0.19341 | 7 | 0.74366
7022 | 6.63 | 1 | 365 | 7.5502 | 0.19341 | 7 | 0.74366
7887 | 3.315 | 1 | 365 | 3.7751 | 0.59671 | 4 | 0.37183
7392 | 2.25 | 1 | 365 | 2.5623 | 0.15614 | 2 | 0.71844
7390 | 3.75 | 1 | 365 | 4.2705 | 0.59356 | 4 | 0.86406
7849 | 4.59 | 1 | 365 | 5.2271 | 0.51852 | 5 | 0.74561
7032 | 8.16 | 1 | 365 | 9.2926 | 0.69959 | 9 | 0.99219
7851 | 4.59 | 1 | 365 | 5.2271 | 0.51852 | 5 | 0.74561
7039 | 8.67 | 1 | 365 | 9.8734 | 0.86831 | 10 | 0.74171
6919 | 9.18 | 1 | 365 | 10.4542 | 0.037035 | 10 | 0.49122
7021 | 4.08 | 1 | 365 | 4.6463 | 0.34979 | 4 | 0.9961
7148 | 7.905 | 1 | 365 | 9.0022 | 0.11522 | 9 | 0.11744
7150 | 7.65 | 1 | 365 | 8.7118 | 0.53086 | 9 | 0.24268
7038 | 3.825 | 1 | 365 | 4.3559 | 0.76543 | 5 | 0.12134
7162 | 9 | 1 | 365 | 10.2492 | 0.62454 | 10 | 0.87374
7012 | 4.59 | 1 | 365 | 5.2271 | 0.51852 | 5 | 0.74561
7169 | 5.865 | 1 | 365 | 6.6791 | 0.44033 | 7 | 0.11939
7857 | 7.14 | 1 | 365 | 8.131 | 0.36214 | 8 | 0.49317
7187 | 4 | 1 | 365 | 4.5552 | 0.16646 | 4 | 0.72166
7163 | 8.415 | 1 | 365 | 9.583 | 0.28395 | 9 | 0.86695
7182 | 4.08 | 1 | 365 | 4.6463 | 0.34979 | 4 | 0.9961
6984 | 6.63 | 1 | 365 | 7.5502 | 0.19341 | 7 | 0.74366
7107 | 5.1 | 1 | 365 | 5.8079 | 0.68724 | 6 | 0.49512
6926 | 7 | 1 | 365 | 7.9716 | 0.041312 | 8 | 0.012912
7905 | 4.5 | 1 | 365 | 5.1246 | 0.31227 | 5 | 0.43687
7891 | 5.355 | 1 | 365 | 6.0983 | 0.2716 | 6 | 0.36988
7896 | 8.25 | 1 | 365 | 9.3951 | 0.90583 | 10 | 0.30093
7172 | 3.57 | 1 | 365 | 4.0655 | 0.18107 | 4 | 0.24659
7898 | 6.375 | 1 | 365 | 7.2599 | 0.60905 | 7 | 0.8689
7902 | 2.94 | 1 | 365 | 3.3481 | 0.73735 | 4 | 0.085423
7142 | 9.435 | 1 | 365 | 10.7446 | 0.6214 | 11 | 0.36597
7079 | 3.06 | 1 | 365 | 3.4847 | 0.012345 | 3 | 0.49707
6914 | 7 | 1 | 365 | 7.9716 | 0.041312 | 8 | 0.012912
7043 | 8.085 | 1 | 365 | 9.2072 | 0.52772 | 9 | 0.73491
6894 | 2.94 | 1 | 365 | 3.3481 | 0.73735 | 4 | 0.085423
7029 | 7.75 | 1 | 365 | 8.8257 | 0.76002 | 9 | 0.58572
6922 | 3.06 | 1 | 365 | 3.4847 | 0.012345 | 3 | 0.49707
7183 | 4.59 | 1 | 365 | 5.2271 | 0.51852 | 5 | 0.74561
7019 | 4.335 | 1 | 365 | 4.9367 | 0.93416 | 5 | 0.87085
6960 | 5.1 | 1 | 365 | 5.8079 | 0.68724 | 6 | 0.49512
6839 | 1.785 | 1 | 365 | 2.0328 | 0.090535 | 2 | 0.12329
6968 | 7.5 | 1 | 365 | 8.541 | 0.18712 | 8 | 0.72812
6855 | 4.335 | 1 | 365 | 4.9367 | 0.93416 | 5 | 0.87085
7078 | 6.12 | 1 | 365 | 6.9695 | 0.02469 | 6 | 0.99415
7141 | 5.865 | 1 | 365 | 6.6791 | 0.44033 | 7 | 0.11939
7151 | 5.1 | 1 | 365 | 5.8079 | 0.68724 | 6 | 0.49512
6904 | 5.865 | 1 | 365 | 6.6791 | 0.44033 | 7 | 0.11939
7105 | 8.925 | 1 | 365 | 10.1638 | 0.45267 | 10 | 0.61646
6899 | 4.845 | 1 | 365 | 5.5175 | 0.10288 | 5 | 0.62037
7033 | 9.18 | 1 | 365 | 10.4542 | 0.037035 | 10 | 0.49122
6981 | 6 | 1 | 365 | 6.8328 | 0.7497 | 7 | 0.5825
7123 | 5.1 | 1 | 365 | 5.8079 | 0.68724 | 6 | 0.49512
6963 | 7.5 | 1 | 365 | 8.541 | 0.18712 | 8 | 0.72812
7160 | 5.355 | 1 | 365 | 6.0983 | 0.2716 | 6 | 0.36988
7155 | 6.885 | 1 | 365 | 7.8406 | 0.77778 | 8 | 0.61841
7010 | 8.415 | 1 | 365 | 9.583 | 0.28395 | 9 | 0.86695
6870 | 4.59 | 1 | 365 | 5.2271 | 0.51852 | 5 | 0.74561
6824 | 7.25 | 1 | 365 | 8.2563 | 0.61422 | 8 | 0.87052
7086 | 5.61 | 1 | 365 | 6.3887 | 0.85597 | 7 | 0.24463
6993 | 3.825 | 1 | 365 | 4.3559 | 0.76543 | 5 | 0.12134
7090 | 3.315 | 1 | 365 | 3.7751 | 0.59671 | 4 | 0.37183
7119 | 2.55 | 1 | 365 | 2.9039 | 0.84362 | 3 | 0.74756
7110 | 4.5 | 1 | 365 | 5.1246 | 0.31227 | 5 | 0.43687
6988 | 2.75 | 1 | 365 | 3.1317 | 0.30194 | 3 | 0.43364
7000 | 3.315 | 1 | 365 | 3.7751 | 0.59671 | 4 | 0.37183
6944 | 6.63 | 1 | 365 | 7.5502 | 0.19341 | 7 | 0.74366
6861 | 3.675 | 1 | 365 | 4.1851 | 0.42169 | 4 | 0.60678
6976 | 5.61 | 1 | 365 | 6.3887 | 0.85597 | 7 | 0.24463
7181 | 6.63 | 1 | 365 | 7.5502 | 0.19341 | 7 | 0.74366
6955 | 3.06 | 1 | 365 | 3.4847 | 0.012345 | 3 | 0.49707
6958 | 4.08 | 1 | 365 | 4.6463 | 0.34979 | 4 | 0.9961
6877 | 4.5 | 1 | 365 | 5.1246 | 0.31227 | 5 | 0.43687
6972 | 2.55 | 1 | 365 | 2.9039 | 0.84362 | 3 | 0.74756
6995 | 7.395 | 1 | 365 | 8.4214 | 0.9465 | 9 | 0.36793
6974 | 7.14 | 1 | 365 | 8.131 | 0.36214 | 8 | 0.49317
6859 | 6.5 | 1 | 365 | 7.4022 | 0.8955 | 8 | 0.2977
6850 | 9.69 | 1 | 365 | 11.035 | 0.20576 | 11 | 0.24073
7120 | 5.1 | 1 | 365 | 5.8079 | 0.68724 | 6 | 0.49512
7506 | 4.59 | 1 | 365 | 5.2271 | 0.51852 | 5 | 0.74561
6830 | 4.08 | 1 | 365 | 4.6463 | 0.34979 | 4 | 0.9961
7211 | 5.865 | 1 | 365 | 6.6791 | 0.44033 | 7 | 0.11939
7365 | 6.885 | 1 | 365 | 7.8406 | 0.77778 | 8 | 0.61841
7501 | 7.35 | 1 | 365 | 8.3702 | 0.84338 | 9 | 0.21356
6913 | 5.1 | 1 | 365 | 5.8079 | 0.68724 | 6 | 0.49512
6907 | 4.335 | 1 | 365 | 4.9367 | 0.93416 | 5 | 0.87085
6886 | 4.335 | 1 | 365 | 4.9367 | 0.93416 | 5 | 0.87085
7379 | 5.5 | 1 | 365 | 6.2634 | 0.60389 | 6 | 0.86729
7382 | 6.12 | 1 | 365 | 6.9695 | 0.02469 | 6 | 0.99415
6959 | 8 | 1 | 365 | 9.1104 | 0.33293 | 9 | 0.44333
6854 | 8.75 | 1 | 365 | 9.9645 | 0.05164 | 10 | 0.01614
7083 | 5.5 | 1 | 365 | 6.2634 | 0.60389 | 6 | 0.86729
7074 | 9.18 | 1 | 365 | 10.4542 | 0.037035 | 10 | 0.49122
7069 | 7.5 | 1 | 365 | 8.541 | 0.18712 | 8 | 0.72812
7117 | 2.55 | 1 | 365 | 2.9039 | 0.84362 | 3 | 0.74756
7061 | 6.63 | 1 | 365 | 7.5502 | 0.19341 | 7 | 0.74366
7059 | 7.65 | 1 | 365 | 8.7118 | 0.53086 | 9 | 0.24268
7116 | 4.75 | 1 | 365 | 5.4093 | 0.88518 | 6 | 0.29448
7112 | 5.355 | 1 | 365 | 6.0983 | 0.2716 | 6 | 0.36988
7052 | 5.75 | 1 | 365 | 6.5481 | 0.17679 | 6 | 0.72489
7109 | 4.335 | 1 | 365 | 4.9367 | 0.93416 | 5 | 0.87085
7101 | 3.57 | 1 | 365 | 4.0655 | 0.18107 | 4 | 0.24659
7513 | 2.45 | 1 | 365 | 2.7901 | 0.61446 | 3 | 0.40452
7690 | 7.5 | 1 | 365 | 8.541 | 0.18712 | 8 | 0.72812
7047 | 4.335 | 1 | 365 | 4.9367 | 0.93416 | 5 | 0.87085
7102 | 7.14 | 1 | 365 | 8.131 | 0.36214 | 8 | 0.49317
7041 | 3.825 | 1 | 365 | 4.3559 | 0.76543 | 5 | 0.12134
7085 | 7.75 | 1 | 365 | 8.8257 | 0.76002 | 9 | 0.58572
7082 | 5.865 | 1 | 365 | 6.6791 | 0.44033 | 7 | 0.11939
7067 | 8.925 | 1 | 365 | 10.1638 | 0.45267 | 10 | 0.61646
7552 | 6.63 | 1 | 365 | 7.5502 | 0.19341 | 7 | 0.74366
7168 | 3.315 | 1 | 365 | 3.7751 | 0.59671 | 4 | 0.37183
7174 | 3.825 | 1 | 365 | 4.3559 | 0.76543 | 5 | 0.12134
6964 | 5.61 | 1 | 365 | 6.3887 | 0.85597 | 7 | 0.24463
7157 | 4.845 | 1 | 365 | 5.5175 | 0.10288 | 5 | 0.62037
7153 | 9.945 | 1 | 365 | 11.3254 | 0.79012 | 12 | 0.11549
7004 | 4.59 | 1 | 365 | 5.2271 | 0.51852 | 5 | 0.74561
7137 | 2.805 | 1 | 365 | 3.1943 | 0.42798 | 3 | 0.62232
7383 | 1.5 | 1 | 365 | 1.7082 | 0.43742 | 2 | 0.14562
6970 | 5.355 | 1 | 365 | 6.0983 | 0.2716 | 6 | 0.36988
7380 | 8.16 | 1 | 365 | 9.2926 | 0.69959 | 9 | 0.99219
7745 | 2.5 | 1 | 365 | 2.847 | 0.72904 | 3 | 0.57604
7737 | 2.04 | 1 | 365 | 2.3232 | 0.6749 | 2 | 0.99805
7678 | 6.75 | 1 | 365 | 7.6869 | 0.46841 | 8 | 0.15531
7683 | 4.845 | 1 | 365 | 5.5175 | 0.10288 | 5 | 0.62037
7684 | 5.355 | 1 | 365 | 6.0983 | 0.2716 | 6 | 0.36988
7376 | 6.86 | 1 | 365 | 7.8122 | 0.72049 | 8 | 0.53265
7692 | 6.375 | 1 | 365 | 7.2599 | 0.60905 | 7 | 0.8689
7694 | 6.63 | 1 | 365 | 7.5502 | 0.19341 | 7 | 0.74366
7046 | 6.63 | 1 | 365 | 7.5502 | 0.19341 | 7 | 0.74366
7037 | 9.69 | 1 | 365 | 11.035 | 0.20576 | 11 | 0.24073
7785 | 7.14 | 1 | 365 | 8.131 | 0.36214 | 8 | 0.49317
7697 | 4.845 | 1 | 365 | 5.5175 | 0.10288 | 5 | 0.62037
6956 | 3.675 | 1 | 365 | 4.1851 | 0.42169 | 4 | 0.60678
7049 | 8.67 | 1 | 365 | 9.8734 | 0.86831 | 10 | 0.74171
7698 | 4.59 | 1 | 365 | 5.2271 | 0.51852 | 5 | 0.74561
7034 | 3.06 | 1 | 365 | 3.4847 | 0.012345 | 3 | 0.49707
7700 | 5.865 | 1 | 365 | 6.6791 | 0.44033 | 7 | 0.11939
7025 | 3 | 1 | 365 | 3.4164 | 0.87485 | 4 | 0.29125
7781 | 9.69 | 1 | 365 | 11.035 | 0.20576 | 11 | 0.24073
7787 | 7.14 | 1 | 365 | 8.131 | 0.36214 | 8 | 0.49317
7702 | 3.825 | 1 | 365 | 4.3559 | 0.76543 | 5 | 0.12134
7016 | 6.63 | 1 | 365 | 7.5502 | 0.19341 | 7 | 0.74366
7791 | 7.14 | 1 | 365 | 8.131 | 0.36214 | 8 | 0.49317
7007 | 8.16 | 1 | 365 | 9.2926 | 0.69959 | 9 | 0.99219
7705 | 5.355 | 1 | 365 | 6.0983 | 0.2716 | 6 | 0.36988
7730 | 9.18 | 1 | 365 | 10.4542 | 0.037035 | 10 | 0.49122
7020 | 7.395 | 1 | 365 | 8.4214 | 0.9465 | 9 | 0.36793
7385 | 8.67 | 1 | 365 | 9.8734 | 0.86831 | 10 | 0.74171
7014 | 9.435 | 1 | 365 | 10.7446 | 0.6214 | 11 | 0.36597
7733 | 3.825 | 1 | 365 | 4.3559 | 0.76543 | 5 | 0.12134
7389 | 6.5 | 1 | 365 | 7.4022 | 0.8955 | 8 | 0.2977
7011 | 2.295 | 1 | 365 | 2.6135 | 0.25926 | 2 | 0.8728
7005 | 5.1 | 1 | 365 | 5.8079 | 0.68724 | 6 | 0.49512
7051 | 3.315 | 1 | 365 | 3.7751 | 0.59671 | 4 | 0.37183
7714 | 6.885 | 1 | 365 | 7.8406 | 0.77778 | 8 | 0.61841
7717 | 10 | 1 | 365 | 11.388 | 0.91616 | 12 | 0.30416
7405 | 5.1 | 1 | 365 | 5.8079 | 0.68724 | 6 | 0.49512
7900 | 7.14 | 1 | 365 | 8.131 | 0.36214 | 8 | 0.49317
7455 | 4.845 | 1 | 365 | 5.5175 | 0.10288 | 5 | 0.62037
7403 | 3.06 | 1 | 365 | 3.4847 | 0.012345 | 3 | 0.49707
7889 | 6.375 | 1 | 365 | 7.2599 | 0.60905 | 7 | 0.8689
7400 | 5.865 | 1 | 365 | 6.6791 | 0.44033 | 7 | 0.11939
7897 | 4.335 | 1 | 365 | 4.9367 | 0.93416 | 5 | 0.87085
7276 | 5.1 | 1 | 365 | 5.8079 | 0.68724 | 6 | 0.49512
7707 | 9 | 1 | 365 | 10.2492 | 0.62454 | 10 | 0.87374
7184 | 4.845 | 1 | 365 | 5.5175 | 0.10288 | 5 | 0.62037
7271 | 3.57 | 1 | 365 | 4.0655 | 0.18107 | 4 | 0.24659
7713 | 3.06 | 1 | 365 | 3.4847 | 0.012345 | 3 | 0.49707
7952 | 6 | 1 | 365 | 6.8328 | 0.7497 | 7 | 0.5825
7943 | 5.355 | 1 | 365 | 6.0983 | 0.2716 | 6 | 0.36988
7375 | 6.885 | 1 | 365 | 7.8406 | 0.77778 | 8 | 0.61841
7937 | 3.75 | 1 | 365 | 4.2705 | 0.59356 | 4 | 0.86406
7956 | 4.59 | 1 | 365 | 5.2271 | 0.51852 | 5 | 0.74561
7252 | 5.865 | 1 | 365 | 6.6791 | 0.44033 | 7 | 0.11939
7213 | 3.06 | 1 | 365 | 3.4847 | 0.012345 | 3 | 0.49707
7936 | 4.75 | 1 | 365 | 5.4093 | 0.88518 | 6 | 0.29448
7207 | 4.845 | 1 | 365 | 5.5175 | 0.10288 | 5 | 0.62037
7923 | 7.14 | 1 | 365 | 8.131 | 0.36214 | 8 | 0.49317
7192 | 6.5 | 1 | 365 | 7.4022 | 0.8955 | 8 | 0.2977
7953 | 6.885 | 1 | 365 | 7.8406 | 0.77778 | 8 | 0.61841
7214 | 7.5 | 1 | 365 | 8.541 | 0.18712 | 8 | 0.72812
7206 | 4.08 | 1 | 365 | 4.6463 | 0.34979 | 4 | 0.9961
7212 | 2.25 | 1 | 365 | 2.5623 | 0.15614 | 2 | 0.71844
7203 | 9.18 | 1 | 365 | 10.4542 | 0.037035 | 10 | 0.49122
7208 | 7.395 | 1 | 365 | 8.4214 | 0.9465 | 9 | 0.36793
7250 | 9.065 | 1 | 365 | 10.3232 | 0.7735 | 11 | 0.096721
7246 | 5.5 | 1 | 365 | 6.2634 | 0.60389 | 6 | 0.86729
7198 | 6.375 | 1 | 365 | 7.2599 | 0.60905 | 7 | 0.8689
7209 | 7.25 | 1 | 365 | 8.2563 | 0.61422 | 8 | 0.87052
7241 | 5.355 | 1 | 365 | 6.0983 | 0.2716 | 6 | 0.36988
7505 | 4.59 | 1 | 365 | 5.2271 | 0.51852 | 5 | 0.74561
6900 | 5.5 | 1 | 365 | 6.2634 | 0.60389 | 6 | 0.86729
7237 | 5.75 | 1 | 365 | 6.5481 | 0.17679 | 6 | 0.72489
6840 | 6.75 | 1 | 365 | 7.6869 | 0.46841 | 8 | 0.15531
7511 | 5.1 | 1 | 365 | 5.8079 | 0.68724 | 6 | 0.49512
6957 | 6.375 | 1 | 365 | 7.2599 | 0.60905 | 7 | 0.8689
7254 | 7.905 | 1 | 365 | 9.0022 | 0.11522 | 9 | 0.11744
6893 | 9 | 1 | 365 | 10.2492 | 0.62454 | 10 | 0.87374
7922 | 3.5 | 1 | 365 | 3.9858 | 0.020656 | 4 | 0.006456
6951 | 6 | 1 | 365 | 6.8328 | 0.7497 | 7 | 0.5825
7517 | 2.805 | 1 | 365 | 3.1943 | 0.42798 | 3 | 0.62232
6986 | 5.865 | 1 | 365 | 6.6791 | 0.44033 | 7 | 0.11939
7920 | 4.08 | 1 | 365 | 4.6463 | 0.34979 | 4 | 0.9961
6950 | 4.25 | 1 | 365 | 4.8399 | 0.73937 | 5 | 0.57927
6948 | 4 | 1 | 365 | 4.5552 | 0.16646 | 4 | 0.72166
7911 | 7.65 | 1 | 365 | 8.7118 | 0.53086 | 9 | 0.24268
6946 | 6 | 1 | 365 | 6.8328 | 0.7497 | 7 | 0.5825
7794 | 8.75 | 1 | 365 | 9.9645 | 0.05164 | 10 | 0.01614
6966 | 7.25 | 1 | 365 | 8.2563 | 0.61422 | 8 | 0.87052
7393 | 2.04 | 1 | 365 | 2.3232 | 0.6749 | 2 | 0.99805
8021 | 4.845 | 1 | 365 | 5.5175 | 0.10288 | 5 | 0.62037
7134 | 7.5 | 1 | 365 | 8.541 | 0.18712 | 8 | 0.72812
7299 | 7 | 1 | 365 | 7.9716 | 0.041312 | 8 | 0.012912
7740 | 6.5 | 1 | 365 | 7.4022 | 0.8955 | 8 | 0.2977
7440 | 5.865 | 1 | 365 | 6.6791 | 0.44033 | 7 | 0.11939
7743 | 4.335 | 1 | 365 | 4.9367 | 0.93416 | 5 | 0.87085
6905 | 4.335 | 1 | 365 | 4.9367 | 0.93416 | 5 | 0.87085
7457 | 5.355 | 1 | 365 | 6.0983 | 0.2716 | 6 | 0.36988
7442 | 5.61 | 1 | 365 | 6.3887 | 0.85597 | 7 | 0.24463
8325 | 4 | 1 | 365 | 4.5552 | 0.16646 | 4 | 0.72166
7504 | 7.25 | 1 | 365 | 8.2563 | 0.61422 | 8 | 0.87052
7219 | 3.315 | 1 | 365 | 3.7751 | 0.59671 | 4 | 0.37183
7994 | 5.5 | 1 | 365 | 6.2634 | 0.60389 | 6 | 0.86729
7216 | 6.885 | 1 | 365 | 7.8406 | 0.77778 | 8 | 0.61841
7215 | 7.65 | 1 | 365 | 8.7118 | 0.53086 | 9 | 0.24268
6901 | 3.92 | 1 | 365 | 4.4641 | 0.98313 | 5 | 0.44723
7604 | 3.25 | 1 | 365 | 3.7011 | 0.44775 | 4 | 0.14885
7436 | 8.415 | 1 | 365 | 9.583 | 0.28395 | 9 | 0.86695
7374 | 6.375 | 1 | 365 | 7.2599 | 0.60905 | 7 | 0.8689
7297 | 4.5 | 1 | 365 | 5.1246 | 0.31227 | 5 | 0.43687
7006 | 5 | 1 | 365 | 5.694 | 0.45808 | 6 | 0.15208
8343 | 3.57 | 1 | 365 | 4.0655 | 0.18107 | 4 | 0.24659
7301 | 7.75 | 1 | 365 | 8.8257 | 0.76002 | 9 | 0.58572
7308 | 8.75 | 1 | 365 | 9.9645 | 0.05164 | 10 | 0.01614
7302 | 7.65 | 1 | 365 | 8.7118 | 0.53086 | 9 | 0.24268
6998 | 8.67 | 1 | 365 | 9.8734 | 0.86831 | 10 | 0.74171
7907 | 5.355 | 1 | 365 | 6.0983 | 0.2716 | 6 | 0.36988
6980 | 5.355 | 1 | 365 | 6.0983 | 0.2716 | 6 | 0.36988
8157 | 4.25 | 1 | 365 | 4.8399 | 0.73937 | 5 | 0.57927
6991 | 6.12 | 1 | 365 | 6.9695 | 0.02469 | 6 | 0.99415
8136 | 5.865 | 1 | 365 | 6.6791 | 0.44033 | 7 | 0.11939
6967 | 4.75 | 1 | 365 | 5.4093 | 0.88518 | 6 | 0.29448
6961 | 6.63 | 1 | 365 | 7.5502 | 0.19341 | 7 | 0.74366
7349 | 7.14 | 1 | 365 | 8.131 | 0.36214 | 8 | 0.49317
7347 | 7.65 | 1 | 365 | 8.7118 | 0.53086 | 9 | 0.24268
7300 | 6.885 | 1 | 365 | 7.8406 | 0.77778 | 8 | 0.61841
6911 | 7.395 | 1 | 365 | 8.4214 | 0.9465 | 9 | 0.36793
6917 | 4.41 | 1 | 365 | 5.0221 | 0.10603 | 5 | 0.12813
8100 | 8.415 | 1 | 365 | 9.583 | 0.28395 | 9 | 0.86695
6891 | 8 | 1 | 365 | 9.1104 | 0.33293 | 9 | 0.44333
7319 | 4.08 | 1 | 365 | 4.6463 | 0.34979 | 4 | 0.9961
7063 | 3.825 | 1 | 365 | 4.3559 | 0.76543 | 5 | 0.12134
7058 | 6.75 | 1 | 365 | 7.6869 | 0.46841 | 8 | 0.15531
7475 | 4.165 | 1 | 365 | 4.7431 | 0.54458 | 5 | 0.28768
7145 | 7.65 | 1 | 365 | 8.7118 | 0.53086 | 9 | 0.24268
7084 | 8.67 | 1 | 365 | 9.8734 | 0.86831 | 10 | 0.74171
7001 | 6.375 | 1 | 365 | 7.2599 | 0.60905 | 7 | 0.8689
8105 | 3.57 | 1 | 365 | 4.0655 | 0.18107 | 4 | 0.24659
7265 | 7.105 | 1 | 365 | 8.0912 | 0.28193 | 8 | 0.37311
8112 | 6.12 | 1 | 365 | 6.9695 | 0.02469 | 6 | 0.99415
7373 | 4.08 | 1 | 365 | 4.6463 | 0.34979 | 4 | 0.9961
8158 | 7.905 | 1 | 365 | 9.0022 | 0.11522 | 9 | 0.11744
7524 | 5.5 | 1 | 365 | 6.2634 | 0.60389 | 6 | 0.86729
8154 | 6.12 | 1 | 365 | 6.9695 | 0.02469 | 6 | 0.99415
8119 | 5.1 | 1 | 365 | 5.8079 | 0.68724 | 6 | 0.49512
7520 | 4.25 | 1 | 365 | 4.8399 | 0.73937 | 5 | 0.57927
7264 | 9.75 | 1 | 365 | 11.1033 | 0.34326 | 11 | 0.44656
8123 | 4.08 | 1 | 365 | 4.6463 | 0.34979 | 4 | 0.9961
7518 | 5.5 | 1 | 365 | 6.2634 | 0.60389 | 6 | 0.86729
7364 | 3.75 | 1 | 365 | 4.2705 | 0.59356 | 4 | 0.86406
8118 | 3.57 | 1 | 365 | 4.0655 | 0.18107 | 4 | 0.24659
8166 | 2.25 | 1 | 365 | 2.5623 | 0.15614 | 2 | 0.71844
7515 | 7.75 | 1 | 365 | 8.8257 | 0.76002 | 9 | 0.58572
8114 | 9.18 | 1 | 365 | 10.4542 | 0.037035 | 10 | 0.49122
7509 | 6.25 | 1 | 365 | 7.1175 | 0.3226 | 7 | 0.4401
7499 | 8 | 1 | 365 | 9.1104 | 0.33293 | 9 | 0.44333
8107 | 7.14 | 1 | 365 | 8.131 | 0.36214 | 8 | 0.49317
8172 | 9.435 | 1 | 365 | 10.7446 | 0.6214 | 11 | 0.36597
7363 | 5.75 | 1 | 365 | 6.5481 | 0.17679 | 6 | 0.72489
8102 | 5 | 1 | 365 | 5.694 | 0.45808 | 6 | 0.15208
7465 | 8.25 | 1 | 365 | 9.3951 | 0.90583 | 10 | 0.30093
7287 | 5.61 | 1 | 365 | 6.3887 | 0.85597 | 7 | 0.24463
8179 | 8.16 | 1 | 365 | 9.2926 | 0.69959 | 9 | 0.99219
7462 | 5.5 | 1 | 365 | 6.2634 | 0.60389 | 6 | 0.86729
8091 | 5.5 | 1 | 365 | 6.2634 | 0.60389 | 6 | 0.86729
8089 | 9.435 | 1 | 365 | 10.7446 | 0.6214 | 11 | 0.36597
7284 | 7 | 1 | 365 | 7.9716 | 0.041312 | 8 | 0.012912
8087 | 5.1 | 1 | 365 | 5.8079 | 0.68724 | 6 | 0.49512
7547 | 4.5 | 1 | 365 | 5.1246 | 0.31227 | 5 | 0.43687
8078 | 7.65 | 1 | 365 | 8.7118 | 0.53086 | 9 | 0.24268
7282 | 7.905 | 1 | 365 | 9.0022 | 0.11522 | 9 | 0.11744
7542 | 2.04 | 1 | 365 | 2.3232 | 0.6749 | 2 | 0.99805
8074 | 6.885 | 1 | 365 | 7.8406 | 0.77778 | 8 | 0.61841
7273 | 6.375 | 1 | 365 | 7.2599 | 0.60905 | 7 | 0.8689
8071 | 4.845 | 1 | 365 | 5.5175 | 0.10288 | 5 | 0.62037
7535 | 4.08 | 1 | 365 | 4.6463 | 0.34979 | 4 | 0.9961
8204 | 5.5 | 1 | 365 | 6.2634 | 0.60389 | 6 | 0.86729
8188 | 9.18 | 1 | 365 | 10.4542 | 0.037035 | 10 | 0.49122
7531 | 6.75 | 1 | 365 | 7.6869 | 0.46841 | 8 | 0.15531
7528 | 2.805 | 1 | 365 | 3.1943 | 0.42798 | 3 | 0.62232
7272 | 6.63 | 1 | 365 | 7.5502 | 0.19341 | 7 | 0.74366
8183 | 5.865 | 1 | 365 | 6.6791 | 0.44033 | 7 | 0.11939
7270 | 4.59 | 1 | 365 | 5.2271 | 0.51852 | 5 | 0.74561
7522 | 8.925 | 1 | 365 | 10.1638 | 0.45267 | 10 | 0.61646
7295 | 3.57 | 1 | 365 | 4.0655 | 0.18107 | 4 | 0.24659
8120 | 5.355 | 1 | 365 | 6.0983 | 0.2716 | 6 | 0.36988
8194 | 8.5 | 1 | 365 | 9.6798 | 0.47874 | 10 | 0.15854
7018 | 5.865 | 1 | 365 | 6.6791 | 0.44033 | 7 | 0.11939
8380 | 5.355 | 1 | 365 | 6.0983 | 0.2716 | 6 | 0.36988
7293 | 9.69 | 1 | 365 | 11.035 | 0.20576 | 11 | 0.24073
7294 | 2.295 | 1 | 365 | 2.6135 | 0.25926 | 2 | 0.8728
8383 | 4.59 | 1 | 365 | 5.2271 | 0.51852 | 5 | 0.74561
8124 | 3.06 | 1 | 365 | 3.4847 | 0.012345 | 3 | 0.49707
8388 | 9.945 | 1 | 365 | 11.3254 | 0.79012 | 12 | 0.11549
7584 | 4.5 | 1 | 365 | 5.1246 | 0.31227 | 5 | 0.43687
8126 | 8.16 | 1 | 365 | 9.2926 | 0.69959 | 9 | 0.99219
8379 | 3.57 | 1 | 365 | 4.0655 | 0.18107 | 4 | 0.24659
7582 | 6.885 | 1 | 365 | 7.8406 | 0.77778 | 8 | 0.61841
8375 | 5.355 | 1 | 365 | 6.0983 | 0.2716 | 6 | 0.36988
7579 | 2.75 | 1 | 365 | 3.1317 | 0.30194 | 3 | 0.43364
8370 | 7.395 | 1 | 365 | 8.4214 | 0.9465 | 9 | 0.36793
8135 | 4.335 | 1 | 365 | 4.9367 | 0.93416 | 5 | 0.87085
7317 | 6 | 1 | 365 | 6.8328 | 0.7497 | 7 | 0.5825
8132 | 5.1 | 1 | 365 | 5.8079 | 0.68724 | 6 | 0.49512
7712 | 7.14 | 1 | 365 | 8.131 | 0.36214 | 8 | 0.49317
8323 | 6.375 | 1 | 365 | 7.2599 | 0.60905 | 7 | 0.8689
7709 | 7 | 1 | 365 | 7.9716 | 0.041312 | 8 | 0.012912
7706 | 6.885 | 1 | 365 | 7.8406 | 0.77778 | 8 | 0.61841
8320 | 5.61 | 1 | 365 | 6.3887 | 0.85597 | 7 | 0.24463
7699 | 3.57 | 1 | 365 | 4.0655 | 0.18107 | 4 | 0.24659
8155 | 8.415 | 1 | 365 | 9.583 | 0.28395 | 9 | 0.86695
7696 | 5.865 | 1 | 365 | 6.6791 | 0.44033 | 7 | 0.11939
8290 | 9.18 | 1 | 365 | 10.4542 | 0.037035 | 10 | 0.49122
7693 | 4.08 | 1 | 365 | 4.6463 | 0.34979 | 4 | 0.9961
8279 | 6.885 | 1 | 365 | 7.8406 | 0.77778 | 8 | 0.61841
7689 | 4.5 | 1 | 365 | 5.1246 | 0.31227 | 5 | 0.43687
8164 | 9.18 | 1 | 365 | 10.4542 | 0.037035 | 10 | 0.49122
8269 | 6.75 | 1 | 365 | 7.6869 | 0.46841 | 8 | 0.15531
8260 | 6.375 | 1 | 365 | 7.2599 | 0.60905 | 7 | 0.8689
7685 | 2.75 | 1 | 365 | 3.1317 | 0.30194 | 3 | 0.43364
8174 | 4.335 | 1 | 365 | 4.9367 | 0.93416 | 5 | 0.87085
7676 | 7.905 | 1 | 365 | 9.0022 | 0.11522 | 9 | 0.11744
8178 | 3.315 | 1 | 365 | 3.7751 | 0.59671 | 4 | 0.37183
8390 | 9.18 | 1 | 365 | 10.4542 | 0.037035 | 10 | 0.49122
7671 | 2 | 1 | 365 | 2.2776 | 0.58323 | 2 | 0.86083
7664 | 7.25 | 1 | 365 | 8.2563 | 0.61422 | 8 | 0.87052
7659 | 6.12 | 1 | 365 | 6.9695 | 0.02469 | 6 | 0.99415
8275 | 4.845 | 1 | 365 | 5.5175 | 0.10288 | 5 | 0.62037
8273 | 5.5 | 1 | 365 | 6.2634 | 0.60389 | 6 | 0.86729
8200 | 4.845 | 1 | 365 | 5.5175 | 0.10288 | 5 | 0.62037
8268 | 6.63 | 1 | 365 | 7.5502 | 0.19341 | 7 | 0.74366
8266 | 5.5 | 1 | 365 | 6.2634 | 0.60389 | 6 | 0.86729
8098 | 5.5 | 1 | 365 | 6.2634 | 0.60389 | 6 | 0.86729
8147 | 3.315 | 1 | 365 | 3.7751 | 0.59671 | 4 | 0.37183
8207 | 7.14 | 1 | 365 | 8.131 | 0.36214 | 8 | 0.49317
7643 | 5.61 | 1 | 365 | 6.3887 | 0.85597 | 7 | 0.24463
8248 | 8.415 | 1 | 365 | 9.583 | 0.28395 | 9 | 0.86695
8068 | 7.905 | 1 | 365 | 9.0022 | 0.11522 | 9 | 0.11744
7640 | 6 | 1 | 365 | 6.8328 | 0.7497 | 7 | 0.5825
8244 | 9.18 | 1 | 365 | 10.4542 | 0.037035 | 10 | 0.49122
8239 | 6.12 | 1 | 365 | 6.9695 | 0.02469 | 6 | 0.99415
8234 | 4.59 | 1 | 365 | 5.2271 | 0.51852 | 5 | 0.74561
8226 | 5.355 | 1 | 365 | 6.0983 | 0.2716 | 6 | 0.36988
8229 | 4.59 | 1 | 365 | 5.2271 | 0.51852 | 5 | 0.74561
7630 | 6.12 | 1 | 365 | 6.9695 | 0.02469 | 6 | 0.99415
8219 | 6.63 | 1 | 365 | 7.5502 | 0.19341 | 7 | 0.74366
7624 | 6.5 | 1 | 365 | 7.4022 | 0.8955 | 8 | 0.2977
8208 | 8.415 | 1 | 365 | 9.583 | 0.28395 | 9 | 0.86695
7619 | 7.65 | 1 | 365 | 8.7118 | 0.53086 | 9 | 0.24268
8080 | 6.63 | 1 | 365 | 7.5502 | 0.19341 | 7 | 0.74366
7634 | 6.75 | 1 | 365 | 7.6869 | 0.46841 | 8 | 0.15531
7453 | 4.59 | 1 | 365 | 5.2271 | 0.51852 | 5 | 0.74561
7449 | 4.5 | 1 | 365 | 5.1246 | 0.31227 | 5 | 0.43687
7450 | 4.59 | 1 | 365 | 5.2271 | 0.51852 | 5 | 0.74561
8358 | 7.14 | 1 | 365 | 8.131 | 0.36214 | 8 | 0.49317
8092 | 6.25 | 1 | 365 | 7.1175 | 0.3226 | 7 | 0.4401
8153 | 6.12 | 1 | 365 | 6.9695 | 0.02469 | 6 | 0.99415
7447 | 7.25 | 1 | 365 | 8.2563 | 0.61422 | 8 | 0.87052
8055 | 5.1 | 1 | 365 | 5.8079 | 0.68724 | 6 | 0.49512
8361 | 6.12 | 1 | 365 | 6.9695 | 0.02469 | 6 | 0.99415
7446 | 3.825 | 1 | 365 | 4.3559 | 0.76543 | 5 | 0.12134
8037 | 8 | 1 | 365 | 9.1104 | 0.33293 | 9 | 0.44333
7445 | 9.75 | 1 | 365 | 11.1033 | 0.34326 | 11 | 0.44656
8031 | 4.845 | 1 | 365 | 5.5175 | 0.10288 | 5 | 0.62037
8365 | 3.825 | 1 | 365 | 4.3559 | 0.76543 | 5 | 0.12134
8019 | 5.1 | 1 | 365 | 5.8079 | 0.68724 | 6 | 0.49512
7532 | 4.335 | 1 | 365 | 4.9367 | 0.93416 | 5 | 0.87085
7545 | 3.185 | 1 | 365 | 3.6271 | 0.2988 | 3 | 0.92587
8369 | 8.415 | 1 | 365 | 9.583 | 0.28395 | 9 | 0.86695
8012 | 7.395 | 1 | 365 | 8.4214 | 0.9465 | 9 | 0.36793
8210 | 3.5 | 1 | 365 | 3.9858 | 0.020656 | 4 | 0.006456
7516 | 6.12 | 1 | 365 | 6.9695 | 0.02469 | 6 | 0.99415
7510 | 6.25 | 1 | 365 | 7.1175 | 0.3226 | 7 | 0.4401
7508 | 7.395 | 1 | 365 | 8.4214 | 0.9465 | 9 | 0.36793
7540 | 7.395 | 1 | 365 | 8.4214 | 0.9465 | 9 | 0.36793
7539 | 5.61 | 1 | 365 | 6.3887 | 0.85597 | 7 | 0.24463
7537 | 4.845 | 1 | 365 | 5.5175 | 0.10288 | 5 | 0.62037
8101 | 9.18 | 1 | 365 | 10.4542 | 0.037035 | 10 | 0.49122
8300 | 9.69 | 1 | 365 | 11.035 | 0.20576 | 11 | 0.24073
8314 | 7.905 | 1 | 365 | 9.0022 | 0.11522 | 9 | 0.11744
7536 | 6 | 1 | 365 | 6.8328 | 0.7497 | 7 | 0.5825
7533 | 6 | 1 | 365 | 6.8328 | 0.7497 | 7 | 0.5825
7580 | 7.395 | 1 | 365 | 8.4214 | 0.9465 | 9 | 0.36793
7578 | 5 | 1 | 365 | 5.694 | 0.45808 | 6 | 0.15208
7576 | 5.355 | 1 | 365 | 6.0983 | 0.2716 | 6 | 0.36988
8396 | 5.865 | 1 | 365 | 6.6791 | 0.44033 | 7 | 0.11939
7570 | 5.5 | 1 | 365 | 6.2634 | 0.60389 | 6 | 0.86729
8393 | 4.59 | 1 | 365 | 5.2271 | 0.51852 | 5 | 0.74561
7574 | 4.75 | 1 | 365 | 5.4093 | 0.88518 | 6 | 0.29448
7563 | 4.08 | 1 | 365 | 4.6463 | 0.34979 | 4 | 0.9961
7968 | 6.12 | 1 | 365 | 6.9695 | 0.02469 | 6 | 0.99415
7561 | 7 | 1 | 365 | 7.9716 | 0.041312 | 8 | 0.012912
8474 | 4.845 | 1 | 365 | 5.5175 | 0.10288 | 5 | 0.62037
7523 | 6 | 1 | 365 | 6.8328 | 0.7497 | 7 | 0.5825
7967 | 6.5 | 1 | 365 | 7.4022 | 0.8955 | 8 | 0.2977
7633 | 7.65 | 1 | 365 | 8.7118 | 0.53086 | 9 | 0.24268
7965 | 4.59 | 1 | 365 | 5.2271 | 0.51852 | 5 | 0.74561
7625 | 4.845 | 1 | 365 | 5.5175 | 0.10288 | 5 | 0.62037
7964 | 6.63 | 1 | 365 | 7.5502 | 0.19341 | 7 | 0.74366
7621 | 6.885 | 1 | 365 | 7.8406 | 0.77778 | 8 | 0.61841
7962 | 4.845 | 1 | 365 | 5.5175 | 0.10288 | 5 | 0.62037
8083 | 5.865 | 1 | 365 | 6.6791 | 0.44033 | 7 | 0.11939
8065 | 3.06 | 1 | 365 | 3.4847 | 0.012345 | 3 | 0.49707
7814 | 3.75 | 1 | 365 | 4.2705 | 0.59356 | 4 | 0.86406
8453 | 5.865 | 1 | 365 | 6.6791 | 0.44033 | 7 | 0.11939
8159 | 2.295 | 1 | 365 | 2.6135 | 0.25926 | 2 | 0.8728
7864 | 5.5 | 1 | 365 | 6.2634 | 0.60389 | 6 | 0.86729
8063 | 5.1 | 1 | 365 | 5.8079 | 0.68724 | 6 | 0.49512
8470 | 7.14 | 1 | 365 | 8.131 | 0.36214 | 8 | 0.49317
7799 | 6.5 | 1 | 365 | 7.4022 | 0.8955 | 8 | 0.2977
8030 | 2.5 | 1 | 365 | 2.847 | 0.72904 | 3 | 0.57604
7825 | 3.825 | 1 | 365 | 4.3559 | 0.76543 | 5 | 0.12134
7948 | 7.14 | 1 | 365 | 8.131 | 0.36214 | 8 | 0.49317
7720 | 3.25 | 1 | 365 | 3.7011 | 0.44775 | 4 | 0.14885
7719 | 2.55 | 1 | 365 | 2.9039 | 0.84362 | 3 | 0.74756
8356 | 9.18 | 1 | 365 | 10.4542 | 0.037035 | 10 | 0.49122
7821 | 3.57 | 1 | 365 | 4.0655 | 0.18107 | 4 | 0.24659
8002 | 7.395 | 1 | 365 | 8.4214 | 0.9465 | 9 | 0.36793
8445 | 5.355 | 1 | 365 | 6.0983 | 0.2716 | 6 | 0.36988
7716 | 5.25 | 1 | 365 | 5.9787 | 0.030984 | 6 | 0.009684
8006 | 7.5 | 1 | 365 | 8.541 | 0.18712 | 8 | 0.72812
8435 | 9.18 | 1 | 365 | 10.4542 | 0.037035 | 10 | 0.49122
8084 | 2.805 | 1 | 365 | 3.1943 | 0.42798 | 3 | 0.62232
7715 | 5 | 1 | 365 | 5.694 | 0.45808 | 6 | 0.15208
7999 | 8.16 | 1 | 365 | 9.2926 | 0.69959 | 9 | 0.99219
8081 | 3.06 | 1 | 365 | 3.4847 | 0.012345 | 3 | 0.49707
7858 | 3.315 | 1 | 365 | 3.7751 | 0.59671 | 4 | 0.37183
7855 | 5.865 | 1 | 365 | 6.6791 | 0.44033 | 7 | 0.11939
7997 | 6.885 | 1 | 365 | 7.8406 | 0.77778 | 8 | 0.61841
7837 | 6.12 | 1 | 365 | 6.9695 | 0.02469 | 6 | 0.99415
8152 | 6 | 1 | 365 | 6.8328 | 0.7497 | 7 | 0.5825
8156 | 6.63 | 1 | 365 | 7.5502 | 0.19341 | 7 | 0.74366
7810 | 4 | 1 | 365 | 4.5552 | 0.16646 | 4 | 0.72166
7792 | 4.25 | 1 | 365 | 4.8399 | 0.73937 | 5 | 0.57927
7711 | 5.1 | 1 | 365 | 5.8079 | 0.68724 | 6 | 0.49512
8354 | 7.5 | 1 | 365 | 8.541 | 0.18712 | 8 | 0.72812
7991 | 3.5 | 1 | 365 | 3.9858 | 0.020656 | 4 | 0.006456
8149 | 7.75 | 1 | 365 | 8.8257 | 0.76002 | 9 | 0.58572
7703 | 5.355 | 1 | 365 | 6.0983 | 0.2716 | 6 | 0.36988
8145 | 5.355 | 1 | 365 | 6.0983 | 0.2716 | 6 | 0.36988
8142 | 5.5 | 1 | 365 | 6.2634 | 0.60389 | 6 | 0.86729
7464 | 5.355 | 1 | 365 | 6.0983 | 0.2716 | 6 | 0.36988
8437 | 6 | 1 | 365 | 6.8328 | 0.7497 | 7 | 0.5825
8113 | 7.25 | 1 | 365 | 8.2563 | 0.61422 | 8 | 0.87052
7463 | 5.5 | 1 | 365 | 6.2634 | 0.60389 | 6 | 0.86729
8106 | 5.355 | 1 | 365 | 6.0983 | 0.2716 | 6 | 0.36988
8304 | 6.375 | 1 | 365 | 7.2599 | 0.60905 | 7 | 0.8689
7459 | 6.75 | 1 | 365 | 7.6869 | 0.46841 | 8 | 0.15531
7242 | 8.415 | 1 | 365 | 9.583 | 0.28395 | 9 | 0.86695
8205 | 6.12 | 1 | 365 | 6.9695 | 0.02469 | 6 | 0.99415
7525 | 9.69 | 1 | 365 | 11.035 | 0.20576 | 11 | 0.24073
7521 | 6.375 | 1 | 365 | 7.2599 | 0.60905 | 7 | 0.8689
7519 | 3.57 | 1 | 365 | 4.0655 | 0.18107 | 4 | 0.24659
7500 | 6.75 | 1 | 365 | 7.6869 | 0.46841 | 8 | 0.15531
8010 | 4.08 | 1 | 365 | 4.6463 | 0.34979 | 4 | 0.9961
7497 | 2.75 | 1 | 365 | 3.1317 | 0.30194 | 3 | 0.43364
8003 | 6.63 | 1 | 365 | 7.5502 | 0.19341 | 7 | 0.74366
8302 | 8 | 1 | 365 | 9.1104 | 0.33293 | 9 | 0.44333
7493 | 4.59 | 1 | 365 | 5.2271 | 0.51852 | 5 | 0.74561
7995 | 9.945 | 1 | 365 | 11.3254 | 0.79012 | 12 | 0.11549
7489 | 7.14 | 1 | 365 | 8.131 | 0.36214 | 8 | 0.49317
7833 | 4.335 | 1 | 365 | 4.9367 | 0.93416 | 5 | 0.87085
7485 | 6.5 | 1 | 365 | 7.4022 | 0.8955 | 8 | 0.2977
8077 | 6.75 | 1 | 365 | 7.6869 | 0.46841 | 8 | 0.15531
6978 | 6.375 | 1 | 365 | 7.2599 | 0.60905 | 7 | 0.8689
7482 | 5.39 | 1 | 365 | 6.1381 | 0.35181 | 6 | 0.48994
8533 | 6.25 | 1 | 365 | 7.1175 | 0.3226 | 7 | 0.4401
8131 | 5.355 | 1 | 365 | 6.0983 | 0.2716 | 6 | 0.36988
7551 | 6.25 | 1 | 365 | 7.1175 | 0.3226 | 7 | 0.4401
8360 | 5.61 | 1 | 365 | 6.3887 | 0.85597 | 7 | 0.24463
7296 | 7.75 | 1 | 365 | 8.8257 | 0.76002 | 9 | 0.58572
7587 | 8.75 | 1 | 365 | 9.9645 | 0.05164 | 10 | 0.01614
8357 | 4.59 | 1 | 365 | 5.2271 | 0.51852 | 5 | 0.74561
7571 | 4.845 | 1 | 365 | 5.5175 | 0.10288 | 5 | 0.62037
7454 | 5.61 | 1 | 365 | 6.3887 | 0.85597 | 7 | 0.24463
7566 | 5.1 | 1 | 365 | 5.8079 | 0.68724 | 6 | 0.49512
8366 | 7.25 | 1 | 365 | 8.2563 | 0.61422 | 8 | 0.87052
7575 | 4.08 | 1 | 365 | 4.6463 | 0.34979 | 4 | 0.9961
8363 | 6.375 | 1 | 365 | 7.2599 | 0.60905 | 7 | 0.8689
7298 | 3.57 | 1 | 365 | 4.0655 | 0.18107 | 4 | 0.24659
8235 | 3.06 | 1 | 365 | 3.4847 | 0.012345 | 3 | 0.49707
8150 | 9.435 | 1 | 365 | 10.7446 | 0.6214 | 11 | 0.36597
7674 | 4.335 | 1 | 365 | 4.9367 | 0.93416 | 5 | 0.87085
7562 | 5.1 | 1 | 365 | 5.8079 | 0.68724 | 6 | 0.49512
8272 | 8.67 | 1 | 365 | 9.8734 | 0.86831 | 10 | 0.74171
7572 | 1.75 | 1 | 365 | 1.9929 | 0.010328 | 2 | 0.003228
7548 | 7.65 | 1 | 365 | 8.7118 | 0.53086 | 9 | 0.24268
7797 | 7.14 | 1 | 365 | 8.131 | 0.36214 | 8 | 0.49317
7458 | 4.335 | 1 | 365 | 4.9367 | 0.93416 | 5 | 0.87085
7494 | 4.335 | 1 | 365 | 4.9367 | 0.93416 | 5 | 0.87085
7805 | 3 | 1 | 365 | 3.4164 | 0.87485 | 4 | 0.29125
7452 | 9.69 | 1 | 365 | 11.035 | 0.20576 | 11 | 0.24073
7811 | 5.865 | 1 | 365 | 6.6791 | 0.44033 | 7 | 0.11939
7448 | 4.59 | 1 | 365 | 5.2271 | 0.51852 | 5 | 0.74561
7577 | 8.925 | 1 | 365 | 10.1638 | 0.45267 | 10 | 0.61646
7725 | 6.12 | 1 | 365 | 6.9695 | 0.02469 | 6 | 0.99415
8143 | 5.61 | 1 | 365 | 6.3887 | 0.85597 | 7 | 0.24463
7990 | 2.55 | 1 | 365 | 2.9039 | 0.84362 | 3 | 0.74756
7687 | 8.67 | 1 | 365 | 9.8734 | 0.86831 | 10 | 0.74171
8217 | 6.12 | 1 | 365 | 6.9695 | 0.02469 | 6 | 0.99415
7544 | 5 | 1 | 365 | 5.694 | 0.45808 | 6 | 0.15208
7727 | 7.65 | 1 | 365 | 8.7118 | 0.53086 | 9 | 0.24268
7726 | 9.69 | 1 | 365 | 11.035 | 0.20576 | 11 | 0.24073
7529 | 7.395 | 1 | 365 | 8.4214 | 0.9465 | 9 | 0.36793
6996 | 2.04 | 1 | 365 | 2.3232 | 0.6749 | 2 | 0.99805
7835 | 8.415 | 1 | 365 | 9.583 | 0.28395 | 9 | 0.86695
6990 | 4.08 | 1 | 365 | 4.6463 | 0.34979 | 4 | 0.9961
7002 | 2.94 | 1 | 365 | 3.3481 | 0.73735 | 4 | 0.085423
7502 | 3.06 | 1 | 365 | 3.4847 | 0.012345 | 3 | 0.49707
6999 | 5.865 | 1 | 365 | 6.6791 | 0.44033 | 7 | 0.11939
7498 | 4.08 | 1 | 365 | 4.6463 | 0.34979 | 4 | 0.9961
7175 | 6.25 | 1 | 365 | 7.1175 | 0.3226 | 7 | 0.4401
7196 | 8.16 | 1 | 365 | 9.2926 | 0.69959 | 9 | 0.99219
7194 | 3.825 | 1 | 365 | 4.3559 | 0.76543 | 5 | 0.12134
7165 | 3.315 | 1 | 365 | 3.7751 | 0.59671 | 4 | 0.37183
7190 | 3.825 | 1 | 365 | 4.3559 | 0.76543 | 5 | 0.12134
7185 | 5.75 | 1 | 365 | 6.5481 | 0.17679 | 6 | 0.72489
7195 | 6.12 | 1 | 365 | 6.9695 | 0.02469 | 6 | 0.99415
7191 | 7.14 | 1 | 365 | 8.131 | 0.36214 | 8 | 0.49317
7268 | 3.06 | 1 | 365 | 3.4847 | 0.012345 | 3 | 0.49707
7259 | 7.905 | 1 | 365 | 9.0022 | 0.11522 | 9 | 0.11744
7189 | 8.25 | 1 | 365 | 9.3951 | 0.90583 | 10 | 0.30093
7188 | 5.865 | 1 | 365 | 6.6791 | 0.44033 | 7 | 0.11939
20705 | 8.96 | 1 | 365 | 10.2036 | 0.53288 | 10 | 0.73653
14940 | 6.6 | 1 | 365 | 7.5161 | 0.12467 | 7 | 0.64075
26499 | 6.12 | 1 | 365 | 6.9695 | 0.02469 | 6 | 0.99415
5609 | 29 | 0.9 | 365 | 29.7227 | 0.81118 | 30 | 0.53386
6391 | 12.06 | 1 | 365 | 13.7339 | 0.63689 | 14 | 0.37082
8148 | 8.67 | 1 | 365 | 9.8734 | 0.86831 | 10 | 0.74171
4315 | 2.97 | 1 | 365 | 3.3822 | 0.8061 | 4 | 0.18834
4505 | 24.99 | 1 | 365 | 28.4586 | 0.26748 | 28 | 0.7261
7322 | 2.75 | 1 | 365 | 3.1317 | 0.30194 | 3 | 0.43364
6063 | 6.12 | 1 | 365 | 6.9695 | 0.02469 | 6 | 0.99415
4252 | 31.2 | 1 | 365 | 35.5306 | 0.49842 | 36 | 0.028979
5557 | 644.16 | 0.9 | 365 | 660.2125 | 0.55063 | 660 | 0.76309
10869 | 8.12 | 1 | 365 | 9.2471 | 0.60792 | 9 | 0.85498
2511 | 750.2 | 0.9 | 365 | 768.895 | 0.25329 | 769 | 0.14827
8704 | 138 | 0.9 | 365 | 141.439 | 0.61871 | 142 | 0.057667
4846 | 73.255 | 0.9 | 365 | 75.0805 | 0.085097 | 75 | 0.16561
5359 | 7.56 | 1 | 365 | 8.6093 | 0.32462 | 8 | 0.93394
5901 | 9.18 | 1 | 365 | 10.4542 | 0.037035 | 10 | 0.49122
5494 | 2.04 | 1 | 365 | 2.3232 | 0.6749 | 2 | 0.99805
5385 | 7.905 | 1 | 365 | 9.0022 | 0.11522 | 9 | 0.11744
5380 | 6.375 | 1 | 365 | 7.2599 | 0.60905 | 7 | 0.8689
5362 | 9.945 | 1 | 365 | 11.3254 | 0.79012 | 12 | 0.11549
5364 | 4.25 | 1 | 365 | 4.8399 | 0.73937 | 5 | 0.57927
5341 | 10.2 | 1 | 365 | 11.6158 | 0.37448 | 11 | 0.99024
5389 | 4.59 | 1 | 365 | 5.2271 | 0.51852 | 5 | 0.74561
5367 | 10.71 | 1 | 365 | 12.1965 | 0.54321 | 12 | 0.73976
5524 | 10.71 | 1 | 365 | 12.1965 | 0.54321 | 12 | 0.73976
5366 | 10.2 | 1 | 365 | 11.6158 | 0.37448 | 11 | 0.99024
5780 | 5.1 | 1 | 365 | 5.8079 | 0.68724 | 6 | 0.49512
5778 | 4.335 | 1 | 365 | 4.9367 | 0.93416 | 5 | 0.87085
5786 | 6.63 | 1 | 365 | 7.5502 | 0.19341 | 7 | 0.74366
5789 | 6 | 1 | 365 | 6.8328 | 0.7497 | 7 | 0.5825
5790 | 8.16 | 1 | 365 | 9.2926 | 0.69959 | 9 | 0.99219
5566 | 8.16 | 1 | 365 | 9.2926 | 0.69959 | 9 | 0.99219
5635 | 5.75 | 1 | 365 | 6.5481 | 0.17679 | 6 | 0.72489
5791 | 6.75 | 1 | 365 | 7.6869 | 0.46841 | 8 | 0.15531
5638 | 4.5 | 1 | 365 | 5.1246 | 0.31227 | 5 | 0.43687
5792 | 8.16 | 1 | 365 | 9.2926 | 0.69959 | 9 | 0.99219
5640 | 6.63 | 1 | 365 | 7.5502 | 0.19341 | 7 | 0.74366
5793 | 4.335 | 1 | 365 | 4.9367 | 0.93416 | 5 | 0.87085
5567 | 9.5 | 1 | 365 | 10.8186 | 0.77035 | 11 | 0.58895
5574 | 14.79 | 1 | 365 | 16.8429 | 0.893 | 17 | 0.73585
5796 | 2.75 | 1 | 365 | 3.1317 | 0.30194 | 3 | 0.43364
5598 | 3.06 | 1 | 365 | 3.4847 | 0.012345 | 3 | 0.49707
5599 | 6.12 | 1 | 365 | 6.9695 | 0.02469 | 6 | 0.99415
5605 | 6.12 | 1 | 365 | 6.9695 | 0.02469 | 6 | 0.99415
5799 | 6.63 | 1 | 365 | 7.5502 | 0.19341 | 7 | 0.74366
5606 | 7.65 | 1 | 365 | 8.7118 | 0.53086 | 9 | 0.24268
5652 | 9.69 | 1 | 365 | 11.035 | 0.20576 | 11 | 0.24073
5801 | 2.295 | 1 | 365 | 2.6135 | 0.25926 | 2 | 0.8728
5668 | 6.12 | 1 | 365 | 6.9695 | 0.02469 | 6 | 0.99415
5669 | 5.355 | 1 | 365 | 6.0983 | 0.2716 | 6 | 0.36988
5671 | 6.885 | 1 | 365 | 7.8406 | 0.77778 | 8 | 0.61841
5802 | 6.12 | 1 | 365 | 6.9695 | 0.02469 | 6 | 0.99415
5681 | 8.925 | 1 | 365 | 10.1638 | 0.45267 | 10 | 0.61646
5804 | 7.395 | 1 | 365 | 8.4214 | 0.9465 | 9 | 0.36793
5806 | 4.08 | 1 | 365 | 4.6463 | 0.34979 | 4 | 0.9961
5859 | 18 | 1 | 365 | 20.4984 | 0.24909 | 20 | 0.74749
5810 | 5.355 | 1 | 365 | 6.0983 | 0.2716 | 6 | 0.36988
5811 | 6.63 | 1 | 365 | 7.5502 | 0.19341 | 7 | 0.74366
5816 | 4.335 | 1 | 365 | 4.9367 | 0.93416 | 5 | 0.87085
5815 | 7.65 | 1 | 365 | 8.7118 | 0.53086 | 9 | 0.24268
43 | 4506.78 | 0.7 | 365 | 3592.6247 | 0.46641 | 3593 | 0.091154
5683 | 8.415 | 1 | 365 | 9.583 | 0.28395 | 9 | 0.86695
5684 | 6.375 | 1 | 365 | 7.2599 | 0.60905 | 7 | 0.8689
5899 | 8.67 | 1 | 365 | 9.8734 | 0.86831 | 10 | 0.74171
5907 | 4.335 | 1 | 365 | 4.9367 | 0.93416 | 5 | 0.87085
5730 | 4.845 | 1 | 365 | 5.5175 | 0.10288 | 5 | 0.62037
5910 | 10.455 | 1 | 365 | 11.9062 | 0.95885 | 12 | 0.865
5732 | 9.945 | 1 | 365 | 11.3254 | 0.79012 | 12 | 0.11549
5735 | 10.455 | 1 | 365 | 11.9062 | 0.95885 | 12 | 0.865
5737 | 8.67 | 1 | 365 | 9.8734 | 0.86831 | 10 | 0.74171
5743 | 5.1 | 1 | 365 | 5.8079 | 0.68724 | 6 | 0.49512
5911 | 7.14 | 1 | 365 | 8.131 | 0.36214 | 8 | 0.49317
5745 | 2.295 | 1 | 365 | 2.6135 | 0.25926 | 2 | 0.8728
5749 | 7.14 | 1 | 365 | 8.131 | 0.36214 | 8 | 0.49317
5751 | 2.55 | 1 | 365 | 2.9039 | 0.84362 | 3 | 0.74756
5912 | 8.25 | 1 | 365 | 9.3951 | 0.90583 | 10 | 0.30093
5753 | 2.25 | 1 | 365 | 2.5623 | 0.15614 | 2 | 0.71844
5915 | 5.61 | 1 | 365 | 6.3887 | 0.85597 | 7 | 0.24463
5755 | 6.36 | 1 | 365 | 7.2428 | 0.57468 | 7 | 0.81745
5757 | 10.25 | 1 | 365 | 11.6727 | 0.48906 | 12 | 0.16176
5925 | 7.395 | 1 | 365 | 8.4214 | 0.9465 | 9 | 0.36793
5758 | 5.355 | 1 | 365 | 6.0983 | 0.2716 | 6 | 0.36988
5759 | 4.59 | 1 | 365 | 5.2271 | 0.51852 | 5 | 0.74561
5927 | 10.455 | 1 | 365 | 11.9062 | 0.95885 | 12 | 0.865
5760 | 8.925 | 1 | 365 | 10.1638 | 0.45267 | 10 | 0.61646
5762 | 6.375 | 1 | 365 | 7.2599 | 0.60905 | 7 | 0.8689
5932 | 9.18 | 1 | 365 | 10.4542 | 0.037035 | 10 | 0.49122
5572 | 7.395 | 1 | 365 | 8.4214 | 0.9465 | 9 | 0.36793
234 | 4442.02 | 0.7 | 365 | 3541.0007 | 0.58287 | 3541 | 0.58354
5692 | 5 | 1 | 365 | 5.694 | 0.45808 | 6 | 0.15208
5690 | 4.68 | 1 | 365 | 5.3296 | 0.72476 | 6 | 0.054347
5775 | 6.885 | 1 | 365 | 7.8406 | 0.77778 | 8 | 0.61841
5777 | 5.355 | 1 | 365 | 6.0983 | 0.2716 | 6 | 0.36988
5779 | 5.1 | 1 | 365 | 5.8079 | 0.68724 | 6 | 0.49512
5724 | 9.69 | 1 | 365 | 11.035 | 0.20576 | 11 | 0.24073
5855 | 5.25 | 1 | 365 | 5.9787 | 0.030984 | 6 | 0.009684
5934 | 3.06 | 1 | 365 | 3.4847 | 0.012345 | 3 | 0.49707
5939 | 7.14 | 1 | 365 | 8.131 | 0.36214 | 8 | 0.49317
5945 | 12.24 | 1 | 365 | 13.9389 | 0.04938 | 13 | 0.98829
5949 | 2.805 | 1 | 365 | 3.1943 | 0.42798 | 3 | 0.62232
5881 | 7.14 | 1 | 365 | 8.131 | 0.36214 | 8 | 0.49317
5955 | 8.67 | 1 | 365 | 9.8734 | 0.86831 | 10 | 0.74171
5968 | 7.395 | 1 | 365 | 8.4214 | 0.9465 | 9 | 0.36793
6167 | 8.925 | 1 | 365 | 10.1638 | 0.45267 | 10 | 0.61646
6179 | 7.14 | 1 | 365 | 8.131 | 0.36214 | 8 | 0.49317
6180 | 6.885 | 1 | 365 | 7.8406 | 0.77778 | 8 | 0.61841
6184 | 3.825 | 1 | 365 | 4.3559 | 0.76543 | 5 | 0.12134
6186 | 14.025 | 1 | 365 | 15.9717 | 0.13991 | 16 | 0.11158
5993 | 13.515 | 1 | 365 | 15.3909 | 0.97119 | 16 | 0.36207
6194 | 5.865 | 1 | 365 | 6.6791 | 0.44033 | 7 | 0.11939
6195 | 8.67 | 1 | 365 | 9.8734 | 0.86831 | 10 | 0.74171
6208 | 6.75 | 1 | 365 | 7.6869 | 0.46841 | 8 | 0.15531
6209 | 8.415 | 1 | 365 | 9.583 | 0.28395 | 9 | 0.86695
6210 | 10.71 | 1 | 365 | 12.1965 | 0.54321 | 12 | 0.73976
6212 | 5.61 | 1 | 365 | 6.3887 | 0.85597 | 7 | 0.24463
6221 | 11.475 | 1 | 365 | 13.0677 | 0.29629 | 13 | 0.36402
6239 | 3.825 | 1 | 365 | 4.3559 | 0.76543 | 5 | 0.12134
6268 | 10.965 | 1 | 365 | 12.4869 | 0.12757 | 12 | 0.61451
5819 | 4.335 | 1 | 365 | 4.9367 | 0.93416 | 5 | 0.87085
5822 | 4.08 | 1 | 365 | 4.6463 | 0.34979 | 4 | 0.9961
6271 | 7.14 | 1 | 365 | 8.131 | 0.36214 | 8 | 0.49317
5823 | 3 | 1 | 365 | 3.4164 | 0.87485 | 4 | 0.29125
6272 | 3.57 | 1 | 365 | 4.0655 | 0.18107 | 4 | 0.24659
5824 | 3.315 | 1 | 365 | 3.7751 | 0.59671 | 4 | 0.37183
6274 | 6.885 | 1 | 365 | 7.8406 | 0.77778 | 8 | 0.61841
5827 | 6.375 | 1 | 365 | 7.2599 | 0.60905 | 7 | 0.8689
6273 | 12.75 | 1 | 365 | 14.5197 | 0.2181 | 14 | 0.7378
5826 | 4.845 | 1 | 365 | 5.5175 | 0.10288 | 5 | 0.62037
5834 | 4.59 | 1 | 365 | 5.2271 | 0.51852 | 5 | 0.74561
5809 | 4.08 | 1 | 365 | 4.6463 | 0.34979 | 4 | 0.9961
5836 | 8.16 | 1 | 365 | 9.2926 | 0.69959 | 9 | 0.99219
5835 | 6.63 | 1 | 365 | 7.5502 | 0.19341 | 7 | 0.74366
5837 | 6.12 | 1 | 365 | 6.9695 | 0.02469 | 6 | 0.99415
5839 | 6 | 1 | 365 | 6.8328 | 0.7497 | 7 | 0.5825
5840 | 10.455 | 1 | 365 | 11.9062 | 0.95885 | 12 | 0.865
5847 | 5.1 | 1 | 365 | 5.8079 | 0.68724 | 6 | 0.49512
5845 | 6 | 1 | 365 | 6.8328 | 0.7497 | 7 | 0.5825
5849 | 4.335 | 1 | 365 | 4.9367 | 0.93416 | 5 | 0.87085
5852 | 9.18 | 1 | 365 | 10.4542 | 0.037035 | 10 | 0.49122
5853 | 4.59 | 1 | 365 | 5.2271 | 0.51852 | 5 | 0.74561
5854 | 4.59 | 1 | 365 | 5.2271 | 0.51852 | 5 | 0.74561
6278 | 8.925 | 1 | 365 | 10.1638 | 0.45267 | 10 | 0.61646
6280 | 10.455 | 1 | 365 | 11.9062 | 0.95885 | 12 | 0.865
5856 | 7.5 | 1 | 365 | 8.541 | 0.18712 | 8 | 0.72812
5857 | 4.75 | 1 | 365 | 5.4093 | 0.88518 | 6 | 0.29448
6285 | 4.08 | 1 | 365 | 4.6463 | 0.34979 | 4 | 0.9961
6225 | 11.73 | 1 | 365 | 13.3581 | 0.88066 | 14 | 0.23878
6609 | 7.02 | 1 | 365 | 7.9944 | 0.087144 | 8 | 0.08152
6630 | 11.475 | 1 | 365 | 13.0677 | 0.29629 | 13 | 0.36402
6631 | 3.27 | 1 | 365 | 3.7239 | 0.49358 | 4 | 0.21746
6688 | 8.925 | 1 | 365 | 10.1638 | 0.45267 | 10 | 0.61646
6715 | 6.885 | 1 | 365 | 7.8406 | 0.77778 | 8 | 0.61841
6657 | 9.69 | 1 | 365 | 11.035 | 0.20576 | 11 | 0.24073
6664 | 8.925 | 1 | 365 | 10.1638 | 0.45267 | 10 | 0.61646
6531 | 6 | 1 | 365 | 6.8328 | 0.7497 | 7 | 0.5825
6706 | 7.395 | 1 | 365 | 8.4214 | 0.9465 | 9 | 0.36793
6707 | 5.865 | 1 | 365 | 6.6791 | 0.44033 | 7 | 0.11939
6708 | 8.67 | 1 | 365 | 9.8734 | 0.86831 | 10 | 0.74171
6709 | 4.845 | 1 | 365 | 5.5175 | 0.10288 | 5 | 0.62037
6710 | 9.18 | 1 | 365 | 10.4542 | 0.037035 | 10 | 0.49122
6718 | 8.67 | 1 | 365 | 9.8734 | 0.86831 | 10 | 0.74171
6719 | 6.885 | 1 | 365 | 7.8406 | 0.77778 | 8 | 0.61841
6096 | 4.59 | 1 | 365 | 5.2271 | 0.51852 | 5 | 0.74561
6757 | 7.395 | 1 | 365 | 8.4214 | 0.9465 | 9 | 0.36793
6758 | 4.25 | 1 | 365 | 4.8399 | 0.73937 | 5 | 0.57927
6760 | 9.18 | 1 | 365 | 10.4542 | 0.037035 | 10 | 0.49122
6762 | 5.355 | 1 | 365 | 6.0983 | 0.2716 | 6 | 0.36988
6764 | 7.395 | 1 | 365 | 8.4214 | 0.9465 | 9 | 0.36793
6763 | 4.335 | 1 | 365 | 4.9367 | 0.93416 | 5 | 0.87085
6766 | 5.25 | 1 | 365 | 5.9787 | 0.030984 | 6 | 0.009684
6770 | 13.26 | 1 | 365 | 15.1005 | 0.38683 | 15 | 0.48732
6813 | 73.81 | 0.9 | 365 | 75.6493 | 0.22976 | 75 | 0.8791
6816 | 73.81 | 0.9 | 365 | 75.6493 | 0.22976 | 75 | 0.8791
6696 | 24.48 | 1 | 365 | 27.8778 | 0.09876 | 27 | 0.97658
7554 | 13.515 | 1 | 365 | 15.3909 | 0.97119 | 16 | 0.36207
7564 | 3.57 | 1 | 365 | 4.0655 | 0.18107 | 4 | 0.24659
7568 | 6.625 | 1 | 365 | 7.5446 | 0.18196 | 7 | 0.72651
7573 | 5.355 | 1 | 365 | 6.0983 | 0.2716 | 6 | 0.36988
7595 | 8.68 | 1 | 365 | 9.8848 | 0.89123 | 10 | 0.77601
7613 | 7.65 | 1 | 365 | 8.7118 | 0.53086 | 9 | 0.24268
7616 | 7.14 | 1 | 365 | 8.131 | 0.36214 | 8 | 0.49317
7627 | 7.848 | 1 | 365 | 8.9373 | 0.9846 | 9 | 0.9219
7631 | 6.12 | 1 | 365 | 6.9695 | 0.02469 | 6 | 0.99415
2199 | 2042.28 | 0.8 | 365 | 1860.5988 | 0.09722 | 1860 | 0.69599
7945 | 6.86 | 1 | 365 | 7.8122 | 0.72049 | 8 | 0.53265
2202 | 2611.08 | 0.8 | 365 | 2378.7983 | 0.87416 | 2379 | 0.67249
8007 | 5.1 | 1 | 365 | 5.8079 | 0.68724 | 6 | 0.49512
2204 | 1950 | 0.8 | 365 | 1776.528 | 0.92096 | 1777 | 0.44896
8025 | 9.18 | 1 | 365 | 10.4542 | 0.037035 | 10 | 0.49122
8049 | 10.2 | 1 | 365 | 11.6158 | 0.37448 | 11 | 0.99024
8052 | 5.5 | 1 | 365 | 6.2634 | 0.60389 | 6 | 0.86729
8053 | 5.61 | 1 | 365 | 6.3887 | 0.85597 | 7 | 0.24463
5860 | 8.16 | 1 | 365 | 9.2926 | 0.69959 | 9 | 0.99219
8058 | 4.845 | 1 | 365 | 5.5175 | 0.10288 | 5 | 0.62037
5861 | 8.25 | 1 | 365 | 9.3951 | 0.90583 | 10 | 0.30093
8110 | 12.495 | 1 | 365 | 14.2293 | 0.63374 | 14 | 0.86305
5864 | 3.06 | 1 | 365 | 3.4847 | 0.012345 | 3 | 0.49707
8117 | 4.08 | 1 | 365 | 4.6463 | 0.34979 | 4 | 0.9961
5865 | 7.65 | 1 | 365 | 8.7118 | 0.53086 | 9 | 0.24268
5868 | 10.455 | 1 | 365 | 11.9062 | 0.95885 | 12 | 0.865
5873 | 3.57 | 1 | 365 | 4.0655 | 0.18107 | 4 | 0.24659
5874 | 6.63 | 1 | 365 | 7.5502 | 0.19341 | 7 | 0.74366
5878 | 9.18 | 1 | 365 | 10.4542 | 0.037035 | 10 | 0.49122
5879 | 7.65 | 1 | 365 | 8.7118 | 0.53086 | 9 | 0.24268
5882 | 6.12 | 1 | 365 | 6.9695 | 0.02469 | 6 | 0.99415
5886 | 6.75 | 1 | 365 | 7.6869 | 0.46841 | 8 | 0.15531
5885 | 5.1 | 1 | 365 | 5.8079 | 0.68724 | 6 | 0.49512
5890 | 7.14 | 1 | 365 | 8.131 | 0.36214 | 8 | 0.49317
5894 | 10.965 | 1 | 365 | 12.4869 | 0.12757 | 12 | 0.61451
8482 | 7.65 | 1 | 365 | 8.7118 | 0.53086 | 9 | 0.24268
5889 | 3.57 | 1 | 365 | 4.0655 | 0.18107 | 4 | 0.24659
5897 | 7.14 | 1 | 365 | 8.131 | 0.36214 | 8 | 0.49317
5893 | 8.415 | 1 | 365 | 9.583 | 0.28395 | 9 | 0.86695
5980 | 5.355 | 1 | 365 | 6.0983 | 0.2716 | 6 | 0.36988
5982 | 4.845 | 1 | 365 | 5.5175 | 0.10288 | 5 | 0.62037
5984 | 6.12 | 1 | 365 | 6.9695 | 0.02469 | 6 | 0.99415
5985 | 3.825 | 1 | 365 | 4.3559 | 0.76543 | 5 | 0.12134
5991 | 8.925 | 1 | 365 | 10.1638 | 0.45267 | 10 | 0.61646
5995 | 2.205 | 1 | 365 | 2.5111 | 0.053013 | 2 | 0.56407
6002 | 5.865 | 1 | 365 | 6.6791 | 0.44033 | 7 | 0.11939
6000 | 6.375 | 1 | 365 | 7.2599 | 0.60905 | 7 | 0.8689
6013 | 3.825 | 1 | 365 | 4.3559 | 0.76543 | 5 | 0.12134
6005 | 3.825 | 1 | 365 | 4.3559 | 0.76543 | 5 | 0.12134
6006 | 9.69 | 1 | 365 | 11.035 | 0.20576 | 11 | 0.24073
6011 | 7.5 | 1 | 365 | 8.541 | 0.18712 | 8 | 0.72812
8519 | 5.61 | 1 | 365 | 6.3887 | 0.85597 | 7 | 0.24463
6647 | 5.355 | 1 | 365 | 6.0983 | 0.2716 | 6 | 0.36988
8527 | 6.375 | 1 | 365 | 7.2599 | 0.60905 | 7 | 0.8689
8532 | 4.59 | 1 | 365 | 5.2271 | 0.51852 | 5 | 0.74561
8529 | 4.08 | 1 | 365 | 4.6463 | 0.34979 | 4 | 0.9961
8534 | 9.69 | 1 | 365 | 11.035 | 0.20576 | 11 | 0.24073
8536 | 4.59 | 1 | 365 | 5.2271 | 0.51852 | 5 | 0.74561
8539 | 13.005 | 1 | 365 | 14.8101 | 0.80247 | 15 | 0.61256
7433 | 12.75 | 1 | 365 | 14.5197 | 0.2181 | 14 | 0.7378
8543 | 10.71 | 1 | 365 | 12.1965 | 0.54321 | 12 | 0.73976
6486 | 6.885 | 1 | 365 | 7.8406 | 0.77778 | 8 | 0.61841
6408 | 5.865 | 1 | 365 | 6.6791 | 0.44033 | 7 | 0.11939
8548 | 8.925 | 1 | 365 | 10.1638 | 0.45267 | 10 | 0.61646
8557 | 8.925 | 1 | 365 | 10.1638 | 0.45267 | 10 | 0.61646
8562 | 14.79 | 1 | 365 | 16.8429 | 0.893 | 17 | 0.73585
8563 | 6.12 | 1 | 365 | 6.9695 | 0.02469 | 6 | 0.99415
8578 | 6.885 | 1 | 365 | 7.8406 | 0.77778 | 8 | 0.61841
8582 | 10.965 | 1 | 365 | 12.4869 | 0.12757 | 12 | 0.61451
8589 | 11.475 | 1 | 365 | 13.0677 | 0.29629 | 13 | 0.36402
5940 | 9.69 | 1 | 365 | 11.035 | 0.20576 | 11 | 0.24073
8592 | 12.75 | 1 | 365 | 14.5197 | 0.2181 | 14 | 0.7378
8778 | 8.16 | 1 | 365 | 9.2926 | 0.69959 | 9 | 0.99219
8783 | 5.355 | 1 | 365 | 6.0983 | 0.2716 | 6 | 0.36988
8784 | 8.415 | 1 | 365 | 9.583 | 0.28395 | 9 | 0.86695
6037 | 5.355 | 1 | 365 | 6.0983 | 0.2716 | 6 | 0.36988
6038 | 8.415 | 1 | 365 | 9.583 | 0.28395 | 9 | 0.86695
8789 | 5.61 | 1 | 365 | 6.3887 | 0.85597 | 7 | 0.24463
6040 | 2.915 | 1 | 365 | 3.3196 | 0.68006 | 3 | 0.99966
8790 | 10.2 | 1 | 365 | 11.6158 | 0.37448 | 11 | 0.99024
6041 | 8.16 | 1 | 365 | 9.2926 | 0.69959 | 9 | 0.99219
8795 | 5.355 | 1 | 365 | 6.0983 | 0.2716 | 6 | 0.36988
6043 | 4.59 | 1 | 365 | 5.2271 | 0.51852 | 5 | 0.74561
8799 | 8.67 | 1 | 365 | 9.8734 | 0.86831 | 10 | 0.74171
6044 | 9.18 | 1 | 365 | 10.4542 | 0.037035 | 10 | 0.49122
8813 | 8.925 | 1 | 365 | 10.1638 | 0.45267 | 10 | 0.61646
8838 | 3.315 | 1 | 365 | 3.7751 | 0.59671 | 4 | 0.37183
6049 | 8.16 | 1 | 365 | 9.2926 | 0.69959 | 9 | 0.99219
8841 | 3.06 | 1 | 365 | 3.4847 | 0.012345 | 3 | 0.49707
6051 | 11.73 | 1 | 365 | 13.3581 | 0.88066 | 14 | 0.23878
6057 | 4.335 | 1 | 365 | 4.9367 | 0.93416 | 5 | 0.87085
8850 | 10.2 | 1 | 365 | 11.6158 | 0.37448 | 11 | 0.99024
8967 | 12.24 | 1 | 365 | 13.9389 | 0.04938 | 13 | 0.98829
6062 | 6.375 | 1 | 365 | 7.2599 | 0.60905 | 7 | 0.8689
6064 | 5.75 | 1 | 365 | 6.5481 | 0.17679 | 6 | 0.72489
8982 | 8.925 | 1 | 365 | 10.1638 | 0.45267 | 10 | 0.61646
6065 | 6.5 | 1 | 365 | 7.4022 | 0.8955 | 8 | 0.2977
6066 | 11.475 | 1 | 365 | 13.0677 | 0.29629 | 13 | 0.36402
8986 | 4.845 | 1 | 365 | 5.5175 | 0.10288 | 5 | 0.62037
6070 | 7.14 | 1 | 365 | 8.131 | 0.36214 | 8 | 0.49317
6071 | 9.435 | 1 | 365 | 10.7446 | 0.6214 | 11 | 0.36597
8990 | 7.14 | 1 | 365 | 8.131 | 0.36214 | 8 | 0.49317
6072 | 10.71 | 1 | 365 | 12.1965 | 0.54321 | 12 | 0.73976
6076 | 4.845 | 1 | 365 | 5.5175 | 0.10288 | 5 | 0.62037
6080 | 4.59 | 1 | 365 | 5.2271 | 0.51852 | 5 | 0.74561
6083 | 6 | 1 | 365 | 6.8328 | 0.7497 | 7 | 0.5825
6084 | 15.81 | 1 | 365 | 18.0044 | 0.23045 | 18 | 0.23488
8993 | 3.825 | 1 | 365 | 4.3559 | 0.76543 | 5 | 0.12134
6087 | 8.67 | 1 | 365 | 9.8734 | 0.86831 | 10 | 0.74171
6091 | 9.69 | 1 | 365 | 11.035 | 0.20576 | 11 | 0.24073
8995 | 7.395 | 1 | 365 | 8.4214 | 0.9465 | 9 | 0.36793
6100 | 13.77 | 1 | 365 | 15.6813 | 0.55555 | 16 | 0.23683
8996 | 6.12 | 1 | 365 | 6.9695 | 0.02469 | 6 | 0.99415
6139 | 3.315 | 1 | 365 | 3.7751 | 0.59671 | 4 | 0.37183
9000 | 10.2 | 1 | 365 | 11.6158 | 0.37448 | 11 | 0.99024
5954 | 7.65 | 1 | 365 | 8.7118 | 0.53086 | 9 | 0.24268
6152 | 8.16 | 1 | 365 | 9.2926 | 0.69959 | 9 | 0.99219
6145 | 6.375 | 1 | 365 | 7.2599 | 0.60905 | 7 | 0.8689
6156 | 12.24 | 1 | 365 | 13.9389 | 0.04938 | 13 | 0.98829
6158 | 5.355 | 1 | 365 | 6.0983 | 0.2716 | 6 | 0.36988
8998 | 8.67 | 1 | 365 | 9.8734 | 0.86831 | 10 | 0.74171
9003 | 10.965 | 1 | 365 | 12.4869 | 0.12757 | 12 | 0.61451
9007 | 9.18 | 1 | 365 | 10.4542 | 0.037035 | 10 | 0.49122
9011 | 5.865 | 1 | 365 | 6.6791 | 0.44033 | 7 | 0.11939
9016 | 9.18 | 1 | 365 | 10.4542 | 0.037035 | 10 | 0.49122
9024 | 5.865 | 1 | 365 | 6.6791 | 0.44033 | 7 | 0.11939
6033 | 10.71 | 1 | 365 | 12.1965 | 0.54321 | 12 | 0.73976
9033 | 2.55 | 1 | 365 | 2.9039 | 0.84362 | 3 | 0.74756
9030 | 6.25 | 1 | 365 | 7.1175 | 0.3226 | 7 | 0.4401
9041 | 3.57 | 1 | 365 | 4.0655 | 0.18107 | 4 | 0.24659
9043 | 6.12 | 1 | 365 | 6.9695 | 0.02469 | 6 | 0.99415
9051 | 4.75 | 1 | 365 | 5.4093 | 0.88518 | 6 | 0.29448
9060 | 10.4 | 1 | 365 | 11.8435 | 0.83281 | 12 | 0.67633
9056 | 8.925 | 1 | 365 | 10.1638 | 0.45267 | 10 | 0.61646
9063 | 4.08 | 1 | 365 | 4.6463 | 0.34979 | 4 | 0.9961
9205 | 8.82 | 1 | 365 | 10.0442 | 0.21205 | 10 | 0.25627
9212 | 6.25 | 1 | 365 | 7.1175 | 0.3226 | 7 | 0.4401
9214 | 8 | 1 | 365 | 9.1104 | 0.33293 | 9 | 0.44333
9217 | 12.5 | 1 | 365 | 14.235 | 0.6452 | 14 | 0.8802
9289 | 9.435 | 1 | 365 | 10.7446 | 0.6214 | 11 | 0.36597
9296 | 7.14 | 1 | 365 | 8.131 | 0.36214 | 8 | 0.49317
9310 | 5.865 | 1 | 365 | 6.6791 | 0.44033 | 7 | 0.11939
9313 | 8.75 | 1 | 365 | 9.9645 | 0.05164 | 10 | 0.01614
9314 | 8 | 1 | 365 | 9.1104 | 0.33293 | 9 | 0.44333
9444 | 5.1 | 1 | 365 | 5.8079 | 0.68724 | 6 | 0.49512
9445 | 4.335 | 1 | 365 | 4.9367 | 0.93416 | 5 | 0.87085
9448 | 6.12 | 1 | 365 | 6.9695 | 0.02469 | 6 | 0.99415
9449 | 17.34 | 1 | 365 | 19.7468 | 0.73662 | 20 | 0.48341
6289 | 6.63 | 1 | 365 | 7.5502 | 0.19341 | 7 | 0.74366
6081 | 9.5 | 1 | 365 | 10.8186 | 0.77035 | 11 | 0.58895
6078 | 5.355 | 1 | 365 | 6.0983 | 0.2716 | 6 | 0.36988
6294 | 11.73 | 1 | 365 | 13.3581 | 0.88066 | 14 | 0.23878
6295 | 6.885 | 1 | 365 | 7.8406 | 0.77778 | 8 | 0.61841
5963 | 17.28 | 1 | 365 | 19.6785 | 0.59912 | 20 | 0.27759
5741 | 5.865 | 1 | 365 | 6.6791 | 0.44033 | 7 | 0.11939
9504 | 13.26 | 1 | 365 | 15.1005 | 0.38683 | 15 | 0.48732
9505 | 11.73 | 1 | 365 | 13.3581 | 0.88066 | 14 | 0.23878
9528 | 7.14 | 1 | 365 | 8.131 | 0.36214 | 8 | 0.49317
9589 | 3.57 | 1 | 365 | 4.0655 | 0.18107 | 4 | 0.24659
9585 | 4.16 | 1 | 365 | 4.7374 | 0.53312 | 5 | 0.27053
9590 | 3.06 | 1 | 365 | 3.4847 | 0.012345 | 3 | 0.49707
9591 | 9.435 | 1 | 365 | 10.7446 | 0.6214 | 11 | 0.36597
9606 | 6.375 | 1 | 365 | 7.2599 | 0.60905 | 7 | 0.8689
9607 | 3.06 | 1 | 365 | 3.4847 | 0.012345 | 3 | 0.49707
9614 | 10.2 | 1 | 365 | 11.6158 | 0.37448 | 11 | 0.99024
9617 | 4.59 | 1 | 365 | 5.2271 | 0.51852 | 5 | 0.74561
9619 | 4.335 | 1 | 365 | 4.9367 | 0.93416 | 5 | 0.87085
6030 | 4.95 | 1 | 365 | 5.6371 | 0.3435 | 5 | 0.98056
5626 | 10.175 | 1 | 365 | 11.5873 | 0.31719 | 11 | 0.90448
5807 | 8.16 | 1 | 365 | 9.2926 | 0.69959 | 9 | 0.99219
5844 | 9.18 | 1 | 365 | 10.4542 | 0.037035 | 10 | 0.49122
5825 | 7.14 | 1 | 365 | 8.131 | 0.36214 | 8 | 0.49317
5848 | 7.905 | 1 | 365 | 9.0022 | 0.11522 | 9 | 0.11744
6094 | 10.71 | 1 | 365 | 12.1965 | 0.54321 | 12 | 0.73976
5888 | 11.5 | 1 | 365 | 13.0962 | 0.35358 | 13 | 0.44978
5808 | 7.65 | 1 | 365 | 8.7118 | 0.53086 | 9 | 0.24268
6086 | 7.395 | 1 | 365 | 8.4214 | 0.9465 | 9 | 0.36793
6095 | 11.22 | 1 | 365 | 12.7773 | 0.71193 | 13 | 0.48927
6376 | 6.72 | 1 | 365 | 7.6527 | 0.39966 | 8 | 0.052396
6380 | 4.251 | 1 | 365 | 4.841 | 0.74166 | 5 | 0.5827
6427 | 7.65 | 1 | 365 | 8.7118 | 0.53086 | 9 | 0.24268
6462 | 5.1 | 1 | 365 | 5.8079 | 0.68724 | 6 | 0.49512
6543 | 4.32 | 1 | 365 | 4.9196 | 0.89978 | 5 | 0.8194
6546 | 3.43 | 1 | 365 | 3.9061 | 0.86024 | 4 | 0.76633
9768 | 3.825 | 1 | 365 | 4.3559 | 0.76543 | 5 | 0.12134
9771 | 13.005 | 1 | 365 | 14.8101 | 0.80247 | 15 | 0.61256
6583 | 9 | 1 | 365 | 10.2492 | 0.62454 | 10 | 0.87374
6721 | 6.375 | 1 | 365 | 7.2599 | 0.60905 | 7 | 0.8689
9775 | 3.06 | 1 | 365 | 3.4847 | 0.012345 | 3 | 0.49707
6722 | 6.12 | 1 | 365 | 6.9695 | 0.02469 | 6 | 0.99415
6723 | 7.905 | 1 | 365 | 9.0022 | 0.11522 | 9 | 0.11744
6862 | 4.48 | 1 | 365 | 5.1018 | 0.26644 | 5 | 0.36826
9782 | 3.315 | 1 | 365 | 3.7751 | 0.59671 | 4 | 0.37183
6969 | 8.67 | 1 | 365 | 9.8734 | 0.86831 | 10 | 0.74171
6973 | 6.63 | 1 | 365 | 7.5502 | 0.19341 | 7 | 0.74366
9788 | 8.16 | 1 | 365 | 9.2926 | 0.69959 | 9 | 0.99219
6975 | 5.1 | 1 | 365 | 5.8079 | 0.68724 | 6 | 0.49512
6308 | 7.14 | 1 | 365 | 8.131 | 0.36214 | 8 | 0.49317
9857 | 6.12 | 1 | 365 | 6.9695 | 0.02469 | 6 | 0.99415
6307 | 5.1 | 1 | 365 | 5.8079 | 0.68724 | 6 | 0.49512
9858 | 5.865 | 1 | 365 | 6.6791 | 0.44033 | 7 | 0.11939
6311 | 4.335 | 1 | 365 | 4.9367 | 0.93416 | 5 | 0.87085
6333 | 8.415 | 1 | 365 | 9.583 | 0.28395 | 9 | 0.86695
6089 | 3.57 | 1 | 365 | 4.0655 | 0.18107 | 4 | 0.24659
6366 | 3 | 1 | 365 | 3.4164 | 0.87485 | 4 | 0.29125
5944 | 14.28 | 1 | 365 | 16.2621 | 0.72428 | 16 | 0.98634
6399 | 8.67 | 1 | 365 | 9.8734 | 0.86831 | 10 | 0.74171
9869 | 5 | 1 | 365 | 5.694 | 0.45808 | 6 | 0.15208
9901 | 13.005 | 1 | 365 | 14.8101 | 0.80247 | 15 | 0.61256
9914 | 11.475 | 1 | 365 | 13.0677 | 0.29629 | 13 | 0.36402
9915 | 6 | 1 | 365 | 6.8328 | 0.7497 | 7 | 0.5825
9917 | 7.395 | 1 | 365 | 8.4214 | 0.9465 | 9 | 0.36793
9918 | 4.59 | 1 | 365 | 5.2271 | 0.51852 | 5 | 0.74561
9381 | 11.475 | 1 | 365 | 13.0677 | 0.29629 | 13 | 0.36402
9922 | 10.965 | 1 | 365 | 12.4869 | 0.12757 | 12 | 0.61451
9921 | 7.65 | 1 | 365 | 8.7118 | 0.53086 | 9 | 0.24268
9516 | 6.867 | 1 | 365 | 7.8201 | 0.73653 | 8 | 0.55667
9810 | 4.08 | 1 | 365 | 4.6463 | 0.34979 | 4 | 0.9961
9951 | 10.455 | 1 | 365 | 11.9062 | 0.95885 | 12 | 0.865
8677 | 6.75 | 1 | 365 | 7.6869 | 0.46841 | 8 | 0.15531
8628 | 5 | 1 | 365 | 5.694 | 0.45808 | 6 | 0.15208
8976 | 4.59 | 1 | 365 | 5.2271 | 0.51852 | 5 | 0.74561
9201 | 12.495 | 1 | 365 | 14.2293 | 0.63374 | 14 | 0.86305
9103 | 5.355 | 1 | 365 | 6.0983 | 0.2716 | 6 | 0.36988
10050 | 13.77 | 1 | 365 | 15.6813 | 0.55555 | 16 | 0.23683
10064 | 7.65 | 1 | 365 | 8.7118 | 0.53086 | 9 | 0.24268
10069 | 11.985 | 1 | 365 | 13.6485 | 0.46502 | 14 | 0.11354
10127 | 6.885 | 1 | 365 | 7.8406 | 0.77778 | 8 | 0.61841
10131 | 6.885 | 1 | 365 | 7.8406 | 0.77778 | 8 | 0.61841
10133 | 10.2 | 1 | 365 | 11.6158 | 0.37448 | 11 | 0.99024
10136 | 4.25 | 1 | 365 | 4.8399 | 0.73937 | 5 | 0.57927
10146 | 3.825 | 1 | 365 | 4.3559 | 0.76543 | 5 | 0.12134
6405 | 7.14 | 1 | 365 | 8.131 | 0.36214 | 8 | 0.49317
6410 | 4.59 | 1 | 365 | 5.2271 | 0.51852 | 5 | 0.74561
6411 | 5.355 | 1 | 365 | 6.0983 | 0.2716 | 6 | 0.36988
10149 | 2.805 | 1 | 365 | 3.1943 | 0.42798 | 3 | 0.62232
10156 | 5.61 | 1 | 365 | 6.3887 | 0.85597 | 7 | 0.24463
7249 | 11 | 1 | 365 | 12.5268 | 0.20778 | 12 | 0.73458
6490 | 8.16 | 1 | 365 | 9.2926 | 0.69959 | 9 | 0.99219
6495 | 9.18 | 1 | 365 | 10.4542 | 0.037035 | 10 | 0.49122
6501 | 7.14 | 1 | 365 | 8.131 | 0.36214 | 8 | 0.49317
6503 | 6.25 | 1 | 365 | 7.1175 | 0.3226 | 7 | 0.4401
6505 | 13.515 | 1 | 365 | 15.3909 | 0.97119 | 16 | 0.36207
6511 | 5.61 | 1 | 365 | 6.3887 | 0.85597 | 7 | 0.24463
6512 | 4 | 1 | 365 | 4.5552 | 0.16646 | 4 | 0.72166
6513 | 13.515 | 1 | 365 | 15.3909 | 0.97119 | 16 | 0.36207
6519 | 4.335 | 1 | 365 | 4.9367 | 0.93416 | 5 | 0.87085
6522 | 7.25 | 1 | 365 | 8.2563 | 0.61422 | 8 | 0.87052
6523 | 5.355 | 1 | 365 | 6.0983 | 0.2716 | 6 | 0.36988
6340 | 5.865 | 1 | 365 | 6.6791 | 0.44033 | 7 | 0.11939
6526 | 2.805 | 1 | 365 | 3.1943 | 0.42798 | 3 | 0.62232
6527 | 5.1 | 1 | 365 | 5.8079 | 0.68724 | 6 | 0.49512
6413 | 3.315 | 1 | 365 | 3.7751 | 0.59671 | 4 | 0.37183
6529 | 5.1 | 1 | 365 | 5.8079 | 0.68724 | 6 | 0.49512
6530 | 9.18 | 1 | 365 | 10.4542 | 0.037035 | 10 | 0.49122
5680 | 4.08 | 1 | 365 | 4.6463 | 0.34979 | 4 | 0.9961
6532 | 7.905 | 1 | 365 | 9.0022 | 0.11522 | 9 | 0.11744
6536 | 8.48 | 1 | 365 | 9.657 | 0.4329 | 10 | 0.089928
6537 | 4.335 | 1 | 365 | 4.9367 | 0.93416 | 5 | 0.87085
6483 | 11.22 | 1 | 365 | 12.7773 | 0.71193 | 13 | 0.48927
6488 | 3.825 | 1 | 365 | 4.3559 | 0.76543 | 5 | 0.12134
6350 | 6.12 | 1 | 365 | 6.9695 | 0.02469 | 6 | 0.99415
6651 | 6.375 | 1 | 365 | 7.2599 | 0.60905 | 7 | 0.8689
6653 | 10.71 | 1 | 365 | 12.1965 | 0.54321 | 12 | 0.73976
6654 | 7.65 | 1 | 365 | 8.7118 | 0.53086 | 9 | 0.24268
6655 | 5.1 | 1 | 365 | 5.8079 | 0.68724 | 6 | 0.49512
6771 | 13.515 | 1 | 365 | 15.3909 | 0.97119 | 16 | 0.36207
6775 | 12.495 | 1 | 365 | 14.2293 | 0.63374 | 14 | 0.86305
6790 | 6.63 | 1 | 365 | 7.5502 | 0.19341 | 7 | 0.74366
6791 | 3.57 | 1 | 365 | 4.0655 | 0.18107 | 4 | 0.24659
6916 | 3.75 | 1 | 365 | 4.2705 | 0.59356 | 4 | 0.86406
6938 | 8.16 | 1 | 365 | 9.2926 | 0.69959 | 9 | 0.99219
7806 | 4.5 | 1 | 365 | 5.1246 | 0.31227 | 5 | 0.43687
6942 | 3.25 | 1 | 365 | 3.7011 | 0.44775 | 4 | 0.14885
9039 | 4.165 | 1 | 365 | 4.7431 | 0.54458 | 5 | 0.28768
7803 | 6.885 | 1 | 365 | 7.8406 | 0.77778 | 8 | 0.61841
8407 | 8.16 | 1 | 365 | 9.2926 | 0.69959 | 9 | 0.99219
7003 | 10.455 | 1 | 365 | 11.9062 | 0.95885 | 12 | 0.865
8391 | 5.61 | 1 | 365 | 6.3887 | 0.85597 | 7 | 0.24463
7009 | 7.14 | 1 | 365 | 8.131 | 0.36214 | 8 | 0.49317
7013 | 7.65 | 1 | 365 | 8.7118 | 0.53086 | 9 | 0.24268
7818 | 2.75 | 1 | 365 | 3.1317 | 0.30194 | 3 | 0.43364
7023 | 3.57 | 1 | 365 | 4.0655 | 0.18107 | 4 | 0.24659
7024 | 5.61 | 1 | 365 | 6.3887 | 0.85597 | 7 | 0.24463
7026 | 7.65 | 1 | 365 | 8.7118 | 0.53086 | 9 | 0.24268
7819 | 4.25 | 1 | 365 | 4.8399 | 0.73937 | 5 | 0.57927
7036 | 8.67 | 1 | 365 | 9.8734 | 0.86831 | 10 | 0.74171
6452 | 8.4 | 1 | 365 | 9.5659 | 0.24957 | 9 | 0.81549
7673 | 6.57 | 1 | 365 | 7.4819 | 0.055917 | 7 | 0.53783
6729 | 4 | 1 | 365 | 4.5552 | 0.16646 | 4 | 0.72166
7847 | 6.12 | 1 | 365 | 6.9695 | 0.02469 | 6 | 0.99415
6731 | 6.375 | 1 | 365 | 7.2599 | 0.25427 | 7 | 0.51412
7094 | 6.885 | 1 | 365 | 7.8406 | 0.77778 | 8 | 0.61841
8165 | 4 | 1 | 365 | 4.5552 | 0.16646 | 4 | 0.72166
7136 | 7.65 | 1 | 365 | 8.7118 | 0.53086 | 9 | 0.24268
8457 | 3 | 1 | 365 | 3.4164 | 0.87485 | 4 | 0.29125
7138 | 10.2 | 1 | 365 | 11.6158 | 0.37448 | 11 | 0.99024
8460 | 8.415 | 1 | 365 | 9.583 | 0.28395 | 9 | 0.86695
7144 | 6.5 | 1 | 365 | 7.4022 | 0.8955 | 8 | 0.2977
7969 | 8.67 | 1 | 365 | 9.8734 | 0.86831 | 10 | 0.74171
7668 | 8 | 1 | 365 | 9.1104 | 0.33293 | 9 | 0.44333
7665 | 3.75 | 1 | 365 | 4.2705 | 0.59356 | 4 | 0.86406
7986 | 7.65 | 1 | 365 | 8.7118 | 0.53086 | 9 | 0.24268
7976 | 8.415 | 1 | 365 | 9.583 | 0.28395 | 9 | 0.86695
7662 | 6.375 | 1 | 365 | 7.2599 | 0.60905 | 7 | 0.8689
5386 | 6 | 1 | 365 | 6.8328 | 0.7497 | 7 | 0.5825
7974 | 6.5 | 1 | 365 | 7.4022 | 0.8955 | 8 | 0.2977
6088 | 8.67 | 1 | 365 | 9.8734 | 0.86831 | 10 | 0.74171
7126 | 15.3 | 1 | 365 | 17.4236 | 0.061725 | 17 | 0.48536
7975 | 7.65 | 1 | 365 | 8.7118 | 0.53086 | 9 | 0.24268
7646 | 7 | 1 | 365 | 7.9716 | 0.041312 | 8 | 0.012912
7973 | 8.16 | 1 | 365 | 9.2926 | 0.69959 | 9 | 0.99219
6440 | 6 | 1 | 365 | 6.8328 | 0.7497 | 7 | 0.5825
7972 | 4 | 1 | 365 | 4.5552 | 0.16646 | 4 | 0.72166
7888 | 5.865 | 1 | 365 | 6.6791 | 0.44033 | 7 | 0.11939
7971 | 8.67 | 1 | 365 | 9.8734 | 0.86831 | 10 | 0.74171
7815 | 3.06 | 1 | 365 | 3.4847 | 0.012345 | 3 | 0.49707
7813 | 5.865 | 1 | 365 | 6.6791 | 0.44033 | 7 | 0.11939
8732 | 6.885 | 1 | 365 | 7.8406 | 0.77778 | 8 | 0.61841
7779 | 6.12 | 1 | 365 | 6.9695 | 0.02469 | 6 | 0.99415
8313 | 7.14 | 1 | 365 | 8.131 | 0.36214 | 8 | 0.49317
7617 | 9.18 | 1 | 365 | 10.4542 | 0.037035 | 10 | 0.49122
7607 | 5.635 | 1 | 365 | 6.4171 | 0.91326 | 7 | 0.33039
8317 | 9.18 | 1 | 365 | 10.4542 | 0.037035 | 10 | 0.49122
7623 | 5.61 | 1 | 365 | 6.3887 | 0.85597 | 7 | 0.24463
7632 | 5.355 | 1 | 365 | 6.0983 | 0.2716 | 6 | 0.36988
8324 | 4.08 | 1 | 365 | 4.6463 | 0.34979 | 4 | 0.9961
6937 | 6.375 | 1 | 365 | 7.2599 | 0.60905 | 7 | 0.8689
7611 | 6.25 | 1 | 365 | 7.1175 | 0.3226 | 7 | 0.4401
7638 | 2 | 1 | 365 | 2.2776 | 0.58323 | 2 | 0.86083
5866 | 8.925 | 1 | 365 | 10.1638 | 0.45267 | 10 | 0.61646
8443 | 7.65 | 1 | 365 | 8.7118 | 0.53086 | 9 | 0.24268
5877 | 11.22 | 1 | 365 | 12.7773 | 0.71193 | 13 | 0.48927
8328 | 8.415 | 1 | 365 | 9.583 | 0.28395 | 9 | 0.86695
8389 | 5.865 | 1 | 365 | 6.6791 | 0.44033 | 7 | 0.11939
6191 | 13.77 | 1 | 365 | 15.6813 | 0.55555 | 16 | 0.23683
7658 | 5.355 | 1 | 365 | 6.0983 | 0.2716 | 6 | 0.36988
6270 | 7.905 | 1 | 365 | 9.0022 | 0.11522 | 9 | 0.11744
8417 | 6.75 | 1 | 365 | 7.6869 | 0.46841 | 8 | 0.15531
6587 | 3.6 | 1 | 365 | 4.0997 | 0.24982 | 4 | 0.3495
8387 | 4.335 | 1 | 365 | 4.9367 | 0.93416 | 5 | 0.87085
6616 | 6.6 | 1 | 365 | 7.5161 | 0.12467 | 7 | 0.64075
8727 | 5.865 | 1 | 365 | 6.6791 | 0.44033 | 7 | 0.11939
8721 | 4.59 | 1 | 365 | 5.2271 | 0.51852 | 5 | 0.74561
7908 | 3.06 | 1 | 365 | 3.4847 | 0.012345 | 3 | 0.49707
6665 | 14.025 | 1 | 365 | 15.9717 | 0.13991 | 16 | 0.11158
8653 | 7.14 | 1 | 365 | 8.131 | 0.36214 | 8 | 0.49317
6720 | 14.79 | 1 | 365 | 16.8429 | 0.893 | 17 | 0.73585
8650 | 6.375 | 1 | 365 | 7.2599 | 0.60905 | 7 | 0.8689
6765 | 9.25 | 1 | 365 | 10.5339 | 0.19745 | 10 | 0.73135
7961 | 4 | 1 | 365 | 4.5552 | 0.16646 | 4 | 0.72166
6768 | 9.69 | 1 | 365 | 11.035 | 0.20576 | 11 | 0.24073
8645 | 8.67 | 1 | 365 | 9.8734 | 0.86831 | 10 | 0.74171
7960 | 7.905 | 1 | 365 | 9.0022 | 0.11522 | 9 | 0.11744
8638 | 5.865 | 1 | 365 | 6.6791 | 0.44033 | 7 | 0.11939
7957 | 6.885 | 1 | 365 | 7.8406 | 0.77778 | 8 | 0.61841
8630 | 3.825 | 1 | 365 | 4.3559 | 0.76543 | 5 | 0.12134
7993 | 5.355 | 1 | 365 | 6.0983 | 0.2716 | 6 | 0.36988
8612 | 4.335 | 1 | 365 | 4.9367 | 0.93416 | 5 | 0.87085
7988 | 4.59 | 1 | 365 | 5.2271 | 0.51852 | 5 | 0.74561
8018 | 5.75 | 1 | 365 | 6.5481 | 0.17679 | 6 | 0.72489
8500 | 2.94 | 1 | 365 | 3.3481 | 0.73735 | 4 | 0.085423
8573 | 4.59 | 1 | 365 | 5.2271 | 0.51852 | 5 | 0.74561
8749 | 6.63 | 1 | 365 | 7.5502 | 0.19341 | 7 | 0.74366
8738 | 7.395 | 1 | 365 | 8.4214 | 0.9465 | 9 | 0.36793
9363 | 4.08 | 1 | 365 | 4.6463 | 0.34979 | 4 | 0.9961
7996 | 5.355 | 1 | 365 | 6.0983 | 0.2716 | 6 | 0.36988
8023 | 5.355 | 1 | 365 | 6.0983 | 0.2716 | 6 | 0.36988
8550 | 7.905 | 1 | 365 | 9.0022 | 0.11522 | 9 | 0.11744
9368 | 2.75 | 1 | 365 | 3.1317 | 0.30194 | 3 | 0.43364
9372 | 8.415 | 1 | 365 | 9.583 | 0.28395 | 9 | 0.86695
8609 | 5.1 | 1 | 365 | 5.8079 | 0.68724 | 6 | 0.49512
7829 | 4.845 | 1 | 365 | 5.5175 | 0.10288 | 5 | 0.62037
8566 | 5.1 | 1 | 365 | 5.8079 | 0.68724 | 6 | 0.49512
9380 | 8.75 | 1 | 365 | 9.9645 | 0.05164 | 10 | 0.01614
8848 | 6.885 | 1 | 365 | 7.8406 | 0.77778 | 8 | 0.61841
8576 | 7.395 | 1 | 365 | 8.4214 | 0.9465 | 9 | 0.36793
9384 | 6.12 | 1 | 365 | 6.9695 | 0.02469 | 6 | 0.99415
7892 | 1.53 | 1 | 365 | 1.7424 | 0.50617 | 2 | 0.24854
8586 | 1.75 | 1 | 365 | 1.9929 | 0.010328 | 2 | 0.003228
9394 | 4.08 | 1 | 365 | 4.6463 | 0.34979 | 4 | 0.9961
9389 | 9.18 | 1 | 365 | 10.4542 | 0.037035 | 10 | 0.49122
8837 | 4 | 1 | 365 | 4.5552 | 0.16646 | 4 | 0.72166
8318 | 8.67 | 1 | 365 | 9.8734 | 0.86831 | 10 | 0.74171
8970 | 7.14 | 1 | 365 | 8.131 | 0.36214 | 8 | 0.49317
7274 | 6.63 | 1 | 365 | 7.5502 | 0.19341 | 7 | 0.74366
7808 | 3.825 | 1 | 365 | 4.3559 | 0.76543 | 5 | 0.12134
8962 | 8.415 | 1 | 365 | 9.583 | 0.28395 | 9 | 0.86695
7286 | 13.25 | 1 | 365 | 15.0891 | 0.36391 | 15 | 0.45301
8949 | 8.415 | 1 | 365 | 9.583 | 0.28395 | 9 | 0.86695
7288 | 5.1 | 1 | 365 | 5.8079 | 0.68724 | 6 | 0.49512
8956 | 7.905 | 1 | 365 | 9.0022 | 0.11522 | 9 | 0.11744
8932 | 6 | 1 | 365 | 6.8328 | 0.7497 | 7 | 0.5825
7831 | 3.5 | 1 | 365 | 3.9858 | 0.020656 | 4 | 0.006456
6406 | 6.12 | 1 | 365 | 6.9695 | 0.02469 | 6 | 0.99415
6493 | 9.69 | 1 | 365 | 11.035 | 0.20576 | 11 | 0.24073
7824 | 4.08 | 1 | 365 | 4.6463 | 0.34979 | 4 | 0.9961
8151 | 8.67 | 1 | 365 | 9.8734 | 0.86831 | 10 | 0.74171
6735 | 5.355 | 1 | 365 | 6.0983 | 0.2716 | 6 | 0.36988
8250 | 2.75 | 1 | 365 | 3.1317 | 0.30194 | 3 | 0.43364
7312 | 8.67 | 1 | 365 | 9.8734 | 0.86831 | 10 | 0.74171
7315 | 7.395 | 1 | 365 | 8.4214 | 0.9465 | 9 | 0.36793
8928 | 8.415 | 1 | 365 | 9.583 | 0.28395 | 9 | 0.86695
7355 | 10.455 | 1 | 365 | 11.9062 | 0.95885 | 12 | 0.865
8238 | 5.61 | 1 | 365 | 6.3887 | 0.85597 | 7 | 0.24463
7387 | 13.005 | 1 | 365 | 14.8101 | 0.80247 | 15 | 0.61256
8647 | 2.55 | 1 | 365 | 2.9039 | 0.84362 | 3 | 0.74756
7401 | 4.59 | 1 | 365 | 5.2271 | 0.51852 | 5 | 0.74561
7409 | 12.495 | 1 | 365 | 14.2293 | 0.63374 | 14 | 0.86305
7434 | 9.18 | 1 | 365 | 10.4542 | 0.037035 | 10 | 0.49122
8221 | 9.69 | 1 | 365 | 11.035 | 0.20576 | 11 | 0.24073
7467 | 6.63 | 1 | 365 | 7.5502 | 0.19341 | 7 | 0.74366
7323 | 6.12 | 1 | 365 | 6.9695 | 0.02469 | 6 | 0.99415
8211 | 5.355 | 1 | 365 | 6.0983 | 0.2716 | 6 | 0.36988
6663 | 6.885 | 1 | 365 | 7.8406 | 0.77778 | 8 | 0.61841
8636 | 8.16 | 1 | 365 | 9.2926 | 0.69959 | 9 | 0.99219
8627 | 7.395 | 1 | 365 | 8.4214 | 0.9465 | 9 | 0.36793
5731 | 2.295 | 1 | 365 | 2.6135 | 0.25926 | 2 | 0.8728
5573 | 10.5 | 1 | 365 | 11.9574 | 0.061968 | 12 | 0.019368
5568 | 17.34 | 1 | 365 | 19.7468 | 0.73662 | 20 | 0.48341
8740 | 7.65 | 1 | 365 | 8.7118 | 0.53086 | 9 | 0.24268
8000 | 4.845 | 1 | 365 | 5.5175 | 0.10288 | 5 | 0.62037
8416 | 3.825 | 1 | 365 | 4.3559 | 0.76543 | 5 | 0.12134
9089 | 7.5 | 1 | 365 | 8.541 | 0.18712 | 8 | 0.72812
9208 | 3.57 | 1 | 365 | 4.0655 | 0.18107 | 4 | 0.24659
8429 | 8.16 | 1 | 365 | 9.2926 | 0.69959 | 9 | 0.99219
7817 | 6.63 | 1 | 365 | 7.5502 | 0.19341 | 7 | 0.74366
8060 | 4.59 | 1 | 365 | 5.2271 | 0.51852 | 5 | 0.74561
9326 | 2.805 | 1 | 365 | 3.1943 | 0.42798 | 3 | 0.62232
8047 | 6.63 | 1 | 365 | 7.5502 | 0.19341 | 7 | 0.74366
8546 | 4.5 | 1 | 365 | 5.1246 | 0.31227 | 5 | 0.43687
7708 | 5.61 | 1 | 365 | 6.3887 | 0.85597 | 7 | 0.24463
8425 | 8.925 | 1 | 365 | 10.1638 | 0.45267 | 10 | 0.61646
7850 | 4.75 | 1 | 365 | 5.4093 | 0.88518 | 6 | 0.29448
9302 | 5.865 | 1 | 365 | 6.6791 | 0.44033 | 7 | 0.11939
7695 | 7.25 | 1 | 365 | 8.2563 | 0.61422 | 8 | 0.87052
8409 | 7.5 | 1 | 365 | 8.541 | 0.18712 | 8 | 0.72812
8322 | 7.395 | 1 | 365 | 8.4214 | 0.9465 | 9 | 0.36793
8146 | 6.885 | 1 | 365 | 7.8406 | 0.77778 | 8 | 0.61841
8485 | 13.005 | 1 | 365 | 14.8101 | 0.80247 | 15 | 0.61256
9324 | 4.845 | 1 | 365 | 5.5175 | 0.10288 | 5 | 0.62037
8046 | 7.395 | 1 | 365 | 8.4214 | 0.9465 | 9 | 0.36793
8668 | 6 | 1 | 365 | 6.8328 | 0.7497 | 7 | 0.5825
8775 | 6.12 | 1 | 365 | 6.9695 | 0.02469 | 6 | 0.99415
8421 | 4.08 | 1 | 365 | 4.6463 | 0.34979 | 4 | 0.9961
8170 | 8.16 | 1 | 365 | 9.2926 | 0.69959 | 9 | 0.99219
8781 | 4.75 | 1 | 365 | 5.4093 | 0.88518 | 6 | 0.29448
8494 | 5 | 1 | 365 | 5.694 | 0.45808 | 6 | 0.15208
9325 | 9.435 | 1 | 365 | 10.7446 | 0.6214 | 11 | 0.36597
7828 | 9.435 | 1 | 365 | 10.7446 | 0.6214 | 11 | 0.36597
8161 | 7.395 | 1 | 365 | 8.4214 | 0.9465 | 9 | 0.36793
7721 | 6.63 | 1 | 365 | 7.5502 | 0.19341 | 7 | 0.74366
8439 | 5.61 | 1 | 365 | 6.3887 | 0.85597 | 7 | 0.24463
7701 | 6.63 | 1 | 365 | 7.5502 | 0.19341 | 7 | 0.74366
9009 | 5.61 | 1 | 365 | 6.3887 | 0.85597 | 7 | 0.24463
8177 | 5.61 | 1 | 365 | 6.3887 | 0.85597 | 7 | 0.24463
7704 | 6.375 | 1 | 365 | 7.2599 | 0.60905 | 7 | 0.8689
8167 | 6.885 | 1 | 365 | 7.8406 | 0.77778 | 8 | 0.61841
7691 | 4.25 | 1 | 365 | 4.8399 | 0.73937 | 5 | 0.57927
8496 | 3.25 | 1 | 365 | 3.7011 | 0.44775 | 4 | 0.14885
7331 | 4.59 | 1 | 365 | 5.2271 | 0.51852 | 5 | 0.74561
8466 | 8.925 | 1 | 365 | 10.1638 | 0.45267 | 10 | 0.61646
8386 | 7 | 1 | 365 | 7.9716 | 0.041312 | 8 | 0.012912
7546 | 6.375 | 1 | 365 | 7.2599 | 0.60905 | 7 | 0.8689
8469 | 6.12 | 1 | 365 | 6.9695 | 0.02469 | 6 | 0.99415
8333 | 9.69 | 1 | 365 | 11.035 | 0.20576 | 11 | 0.24073
7637 | 8.415 | 1 | 365 | 9.583 | 0.28395 | 9 | 0.86695
7556 | 6.63 | 1 | 365 | 7.5502 | 0.19341 | 7 | 0.74366
8651 | 6.12 | 1 | 365 | 6.9695 | 0.02469 | 6 | 0.99415
8329 | 4.5 | 1 | 365 | 5.1246 | 0.31227 | 5 | 0.43687
8315 | 8.16 | 1 | 365 | 9.2926 | 0.69959 | 9 | 0.99219
8247 | 6.63 | 1 | 365 | 7.5502 | 0.19341 | 7 | 0.74366
9662 | 7.395 | 1 | 365 | 8.4214 | 0.9465 | 9 | 0.36793
8321 | 3.315 | 1 | 365 | 3.7751 | 0.59671 | 4 | 0.37183
8890 | 5.355 | 1 | 365 | 6.0983 | 0.2716 | 6 | 0.36988
8884 | 2.805 | 1 | 365 | 3.1943 | 0.42798 | 3 | 0.62232
8261 | 6.12 | 1 | 365 | 6.9695 | 0.02469 | 6 | 0.99415
8418 | 4.08 | 1 | 365 | 4.6463 | 0.34979 | 4 | 0.9961
9401 | 5.355 | 1 | 365 | 6.0983 | 0.2716 | 6 | 0.36988
8887 | 5.61 | 1 | 365 | 6.3887 | 0.85597 | 7 | 0.24463
8560 | 4.335 | 1 | 365 | 4.9367 | 0.93416 | 5 | 0.87085
8452 | 4.08 | 1 | 365 | 4.6463 | 0.34979 | 4 | 0.9961
8289 | 7.65 | 1 | 365 | 8.7118 | 0.53086 | 9 | 0.24268
9416 | 3.825 | 1 | 365 | 4.3559 | 0.76543 | 5 | 0.12134
8426 | 4.08 | 1 | 365 | 4.6463 | 0.34979 | 4 | 0.9961
8311 | 8.67 | 1 | 365 | 9.8734 | 0.86831 | 10 | 0.74171
9415 | 3.315 | 1 | 365 | 3.7751 | 0.59671 | 4 | 0.37183
8308 | 7.395 | 1 | 365 | 8.4214 | 0.9465 | 9 | 0.36793
8227 | 8.925 | 1 | 365 | 10.1638 | 0.45267 | 10 | 0.61646
8294 | 4.335 | 1 | 365 | 4.9367 | 0.93416 | 5 | 0.87085
8237 | 9.945 | 1 | 365 | 11.3254 | 0.79012 | 12 | 0.11549
8875 | 6.12 | 1 | 365 | 6.9695 | 0.02469 | 6 | 0.99415
8282 | 8.67 | 1 | 365 | 9.8734 | 0.86831 | 10 | 0.74171
8299 | 2.295 | 1 | 365 | 2.6135 | 0.25926 | 2 | 0.8728
8346 | 6.12 | 1 | 365 | 6.9695 | 0.02469 | 6 | 0.99415
8726 | 3.315 | 1 | 365 | 3.7751 | 0.59671 | 4 | 0.37183
9670 | 5.865 | 1 | 365 | 6.6791 | 0.44033 | 7 | 0.11939
8471 | 7.905 | 1 | 365 | 9.0022 | 0.11522 | 9 | 0.11744
8742 | 8.16 | 1 | 365 | 9.2926 | 0.69959 | 9 | 0.99219
8464 | 9.69 | 1 | 365 | 11.035 | 0.20576 | 11 | 0.24073
9127 | 6.375 | 1 | 365 | 7.2599 | 0.60905 | 7 | 0.8689
8786 | 3.825 | 1 | 365 | 4.3559 | 0.76543 | 5 | 0.12134
8480 | 8.67 | 1 | 365 | 9.8734 | 0.86831 | 10 | 0.74171
8752 | 5.61 | 1 | 365 | 6.3887 | 0.85597 | 7 | 0.24463
9149 | 9.945 | 1 | 365 | 11.3254 | 0.79012 | 12 | 0.11549
8765 | 7.14 | 1 | 365 | 8.131 | 0.36214 | 8 | 0.49317
9123 | 8.67 | 1 | 365 | 9.8734 | 0.86831 | 10 | 0.74171
9640 | 3.825 | 1 | 365 | 4.3559 | 0.76543 | 5 | 0.12134
8774 | 3.06 | 1 | 365 | 3.4847 | 0.012345 | 3 | 0.49707
8458 | 6.375 | 1 | 365 | 7.2599 | 0.60905 | 7 | 0.8689
8737 | 8.16 | 1 | 365 | 9.2926 | 0.69959 | 9 | 0.99219
9137 | 8.16 | 1 | 365 | 9.2926 | 0.69959 | 9 | 0.99219
8760 | 5.61 | 1 | 365 | 6.3887 | 0.85597 | 7 | 0.24463
8611 | 5.865 | 1 | 365 | 6.6791 | 0.44033 | 7 | 0.11939
8713 | 6.885 | 1 | 365 | 7.8406 | 0.77778 | 8 | 0.61841
8508 | 5.335 | 1 | 365 | 6.0755 | 0.22577 | 6 | 0.30127
8756 | 6 | 1 | 365 | 6.8328 | 0.7497 | 7 | 0.5825
9665 | 4.845 | 1 | 365 | 5.5175 | 0.10288 | 5 | 0.62037
9612 | 7 | 1 | 365 | 7.9716 | 0.041312 | 8 | 0.012912
9514 | 4.845 | 1 | 365 | 5.5175 | 0.10288 | 5 | 0.62037
9551 | 4.59 | 1 | 365 | 5.2271 | 0.51852 | 5 | 0.74561
8988 | 3.06 | 1 | 365 | 3.4847 | 0.012345 | 3 | 0.49707
9101 | 2.04 | 1 | 365 | 2.3232 | 0.6749 | 2 | 0.99805
7647 | 11.985 | 1 | 365 | 13.6485 | 0.46502 | 14 | 0.11354
8834 | 8.415 | 1 | 365 | 9.583 | 0.28395 | 9 | 0.86695
7651 | 11.22 | 1 | 365 | 12.7773 | 0.71193 | 13 | 0.48927
8791 | 6.12 | 1 | 365 | 6.9695 | 0.02469 | 6 | 0.99415
8594 | 7 | 1 | 365 | 7.9716 | 0.041312 | 8 | 0.012912
8983 | 7.14 | 1 | 365 | 8.131 | 0.36214 | 8 | 0.49317
9166 | 7.905 | 1 | 365 | 9.0022 | 0.11522 | 9 | 0.11744
8660 | 6.12 | 1 | 365 | 6.9695 | 0.02469 | 6 | 0.99415
7736 | 4.08 | 1 | 365 | 4.6463 | 0.34979 | 4 | 0.9961
7738 | 3.06 | 1 | 365 | 3.4847 | 0.012345 | 3 | 0.49707
9183 | 8.415 | 1 | 365 | 9.583 | 0.28395 | 9 | 0.86695
7430 | 5.61 | 1 | 365 | 6.3887 | 0.85597 | 7 | 0.24463
7741 | 7.395 | 1 | 365 | 8.4214 | 0.9465 | 9 | 0.36793
9173 | 5.1 | 1 | 365 | 5.8079 | 0.68724 | 6 | 0.49512
7754 | 8.67 | 1 | 365 | 9.8734 | 0.86831 | 10 | 0.74171
7759 | 11.475 | 1 | 365 | 13.0677 | 0.29629 | 13 | 0.36402
9409 | 8.16 | 1 | 365 | 9.2926 | 0.69959 | 9 | 0.99219
7774 | 5.865 | 1 | 365 | 6.6791 | 0.44033 | 7 | 0.11939
9095 | 4.59 | 1 | 365 | 5.2271 | 0.51852 | 5 | 0.74561
7773 | 7.5 | 1 | 365 | 8.541 | 0.18712 | 8 | 0.72812
7780 | 10.71 | 1 | 365 | 12.1965 | 0.54321 | 12 | 0.73976
9184 | 7.395 | 1 | 365 | 8.4214 | 0.9465 | 9 | 0.36793
8690 | 6.63 | 1 | 365 | 7.5502 | 0.19341 | 7 | 0.74366
9185 | 6.63 | 1 | 365 | 7.5502 | 0.19341 | 7 | 0.74366
9556 | 6.885 | 1 | 365 | 7.8406 | 0.77778 | 8 | 0.61841
8680 | 5.355 | 1 | 365 | 6.0983 | 0.2716 | 6 | 0.36988
8656 | 6.885 | 1 | 365 | 7.8406 | 0.77778 | 8 | 0.61841
8652 | 4.08 | 1 | 365 | 4.6463 | 0.34979 | 4 | 0.9961
7853 | 3 | 1 | 365 | 3.4164 | 0.87485 | 4 | 0.29125
7856 | 3.57 | 1 | 365 | 4.0655 | 0.18107 | 4 | 0.24659
7863 | 6.75 | 1 | 365 | 7.6869 | 0.46841 | 8 | 0.15531
7742 | 4.59 | 1 | 365 | 5.2271 | 0.51852 | 5 | 0.74561
7869 | 7.25 | 1 | 365 | 8.2563 | 0.61422 | 8 | 0.87052
7870 | 7 | 1 | 365 | 7.9716 | 0.041312 | 8 | 0.012912
8798 | 6.63 | 1 | 365 | 7.5502 | 0.19341 | 7 | 0.74366
8125 | 10.455 | 1 | 365 | 11.9062 | 0.95885 | 12 | 0.865
9191 | 7.14 | 1 | 365 | 8.131 | 0.36214 | 8 | 0.49317
8128 | 11.22 | 1 | 365 | 12.7773 | 0.71193 | 13 | 0.48927
8801 | 5.865 | 1 | 365 | 6.6791 | 0.44033 | 7 | 0.11939
9195 | 5.355 | 1 | 365 | 6.0983 | 0.2716 | 6 | 0.36988
8133 | 9.945 | 1 | 365 | 11.3254 | 0.79012 | 12 | 0.11549
8134 | 7.395 | 1 | 365 | 8.4214 | 0.9465 | 9 | 0.36793
8839 | 4.335 | 1 | 365 | 4.9367 | 0.93416 | 5 | 0.87085
9204 | 9.18 | 1 | 365 | 10.4542 | 0.037035 | 10 | 0.49122
9352 | 3.315 | 1 | 365 | 3.7751 | 0.59671 | 4 | 0.37183
9353 | 6.25 | 1 | 365 | 7.1175 | 0.3226 | 7 | 0.4401
8803 | 8.415 | 1 | 365 | 9.583 | 0.28395 | 9 | 0.86695
8181 | 12.495 | 1 | 365 | 14.2293 | 0.63374 | 14 | 0.86305
7140 | 19 | 1 | 365 | 21.6372 | 0.5407 | 22 | 0.1779
8223 | 12.25 | 1 | 365 | 13.9503 | 0.072296 | 14 | 0.022596
8228 | 11.475 | 1 | 365 | 13.0677 | 0.29629 | 13 | 0.36402
9933 | 6.63 | 1 | 365 | 7.5502 | 0.19341 | 7 | 0.74366
9162 | 3.315 | 1 | 365 | 3.7751 | 0.59671 | 4 | 0.37183
9055 | 4.59 | 1 | 365 | 5.2271 | 0.51852 | 5 | 0.74561
8856 | 6.12 | 1 | 365 | 6.9695 | 0.02469 | 6 | 0.99415
8934 | 8.16 | 1 | 365 | 9.2926 | 0.69959 | 9 | 0.99219
9096 | 8.925 | 1 | 365 | 10.1638 | 0.45267 | 10 | 0.61646
9373 | 3.825 | 1 | 365 | 4.3559 | 0.76543 | 5 | 0.12134
8305 | 11.25 | 1 | 365 | 12.8115 | 0.78068 | 13 | 0.59218
8862 | 3.06 | 1 | 365 | 3.4847 | 0.012345 | 3 | 0.49707
8312 | 6.63 | 1 | 365 | 7.5502 | 0.19341 | 7 | 0.74366
9357 | 8.67 | 1 | 365 | 9.8734 | 0.86831 | 10 | 0.74171
8368 | 6.63 | 1 | 365 | 7.5502 | 0.19341 | 7 | 0.74366
8854 | 7.65 | 1 | 365 | 8.7118 | 0.53086 | 9 | 0.24268
8400 | 6.885 | 1 | 365 | 7.8406 | 0.77778 | 8 | 0.61841
8403 | 4.08 | 1 | 365 | 4.6463 | 0.34979 | 4 | 0.9961
8929 | 4.08 | 1 | 365 | 4.6463 | 0.34979 | 4 | 0.9961
8415 | 4.59 | 1 | 365 | 5.2271 | 0.51852 | 5 | 0.74561
8937 | 6.885 | 1 | 365 | 7.8406 | 0.77778 | 8 | 0.61841
9789 | 6.63 | 1 | 365 | 7.5502 | 0.19341 | 7 | 0.74366
8595 | 6.885 | 1 | 365 | 7.8406 | 0.77778 | 8 | 0.61841
8601 | 8.16 | 1 | 365 | 9.2926 | 0.69959 | 9 | 0.99219
8597 | 5.355 | 1 | 365 | 6.0983 | 0.2716 | 6 | 0.36988
8623 | 10.2 | 1 | 365 | 11.6158 | 0.37448 | 11 | 0.99024
8629 | 4.75 | 1 | 365 | 5.4093 | 0.88518 | 6 | 0.29448
8634 | 4.59 | 1 | 365 | 5.2271 | 0.51852 | 5 | 0.74561
8503 | 3.315 | 1 | 365 | 3.7751 | 0.59671 | 4 | 0.37183
8667 | 8.5 | 1 | 365 | 9.6798 | 0.47874 | 10 | 0.15854
8670 | 9.945 | 1 | 365 | 11.3254 | 0.79012 | 12 | 0.11549
8672 | 2.94 | 1 | 365 | 3.3481 | 0.73735 | 4 | 0.085423
8676 | 13.005 | 1 | 365 | 14.8101 | 0.80247 | 15 | 0.61256
8684 | 4.59 | 1 | 365 | 5.2271 | 0.51852 | 5 | 0.74561
9018 | 4.335 | 1 | 365 | 4.9367 | 0.93416 | 5 | 0.87085
9851 | 6.12 | 1 | 365 | 6.9695 | 0.02469 | 6 | 0.99415
8944 | 6.63 | 1 | 365 | 7.5502 | 0.19341 | 7 | 0.74366
9844 | 7.14 | 1 | 365 | 8.131 | 0.36214 | 8 | 0.49317
8770 | 13.26 | 1 | 365 | 15.1005 | 0.38683 | 15 | 0.48732
7431 | 4.845 | 1 | 365 | 5.5175 | 0.10288 | 5 | 0.62037
9650 | 8.16 | 1 | 365 | 9.2926 | 0.69959 | 9 | 0.99219
9025 | 4.59 | 1 | 365 | 5.2271 | 0.51852 | 5 | 0.74561
9848 | 8.67 | 1 | 365 | 9.8734 | 0.86831 | 10 | 0.74171
9005 | 7.65 | 1 | 365 | 8.7118 | 0.53086 | 9 | 0.24268
9675 | 4.08 | 1 | 365 | 4.6463 | 0.34979 | 4 | 0.9961
9017 | 4.335 | 1 | 365 | 4.9367 | 0.93416 | 5 | 0.87085
9823 | 4.335 | 1 | 365 | 4.9367 | 0.93416 | 5 | 0.87085
9849 | 8.16 | 1 | 365 | 9.2926 | 0.69959 | 9 | 0.99219
9853 | 5.1 | 1 | 365 | 5.8079 | 0.68724 | 6 | 0.49512
9563 | 8.16 | 1 | 365 | 9.2926 | 0.69959 | 9 | 0.99219
9567 | 4.08 | 1 | 365 | 4.6463 | 0.34979 | 4 | 0.9961
9539 | 6.12 | 1 | 365 | 6.9695 | 0.02469 | 6 | 0.99415
7729 | 9.945 | 1 | 365 | 11.3254 | 0.79012 | 12 | 0.11549
9052 | 9.435 | 1 | 365 | 10.7446 | 0.6214 | 11 | 0.36597
8859 | 4.335 | 1 | 365 | 4.9367 | 0.93416 | 5 | 0.87085
8861 | 7.65 | 1 | 365 | 8.7118 | 0.53086 | 9 | 0.24268
8851 | 4.845 | 1 | 365 | 5.5175 | 0.10288 | 5 | 0.62037
140 | 1178.1 | 0.9 | 365 | 1207.4583 | 0.77753 | 1208 | 0.23578
6734 | 7.28 | 1 | 365 | 8.2905 | 0.68296 | 8 | 0.97343
7559 | 9.435 | 1 | 365 | 10.7446 | 0.6214 | 11 | 0.36597
8992 | 14.79 | 1 | 365 | 16.8429 | 0.893 | 17 | 0.73585
9046 | 11.475 | 1 | 365 | 13.0677 | 0.29629 | 13 | 0.36402
9592 | 13.005 | 1 | 365 | 14.8101 | 0.80247 | 15 | 0.61256
8554 | 6.75 | 1 | 365 | 7.6869 | 0.46841 | 8 | 0.15531
8829 | 7.65 | 1 | 365 | 8.7118 | 0.53086 | 9 | 0.24268
8041 | 5.865 | 1 | 365 | 6.6791 | 0.44033 | 7 | 0.11939
8826 | 5.865 | 1 | 365 | 6.6791 | 0.44033 | 7 | 0.11939
8036 | 8.16 | 1 | 365 | 9.2926 | 0.69959 | 9 | 0.99219
8805 | 6.12 | 1 | 365 | 6.9695 | 0.02469 | 6 | 0.99415
8032 | 6.63 | 1 | 365 | 7.5502 | 0.19341 | 7 | 0.74366
8796 | 5.75 | 1 | 365 | 6.5481 | 0.17679 | 6 | 0.72489
9288 | 6.375 | 1 | 365 | 7.2599 | 0.60905 | 7 | 0.8689
9284 | 9.945 | 1 | 365 | 11.3254 | 0.79012 | 12 | 0.11549
8794 | 5.61 | 1 | 365 | 6.3887 | 0.85597 | 7 | 0.24463
9282 | 9.435 | 1 | 365 | 10.7446 | 0.6214 | 11 | 0.36597
9279 | 6.63 | 1 | 365 | 7.5502 | 0.19341 | 7 | 0.74366
9268 | 4.08 | 1 | 365 | 4.6463 | 0.34979 | 4 | 0.9961
9271 | 6.12 | 1 | 365 | 6.9695 | 0.02469 | 6 | 0.99415
5544 | 54.71 | 1 | 365 | 62.3037 | 0.37431 | 62 | 0.67806
7361 | 5.145 | 1 | 365 | 5.8591 | 0.79036 | 6 | 0.64949
9263 | 9.18 | 1 | 365 | 10.4542 | 0.037035 | 10 | 0.49122
7360 | 7.395 | 1 | 365 | 8.4214 | 0.9465 | 9 | 0.36793
9422 | 7.65 | 1 | 365 | 8.7118 | 0.53086 | 9 | 0.24268
8920 | 12.75 | 1 | 365 | 14.5197 | 0.2181 | 14 | 0.7378
9405 | 6.885 | 1 | 365 | 7.8406 | 0.77778 | 8 | 0.61841
6404 | 10.965 | 1 | 365 | 12.4869 | 0.12757 | 12 | 0.61451
7769 | 9.18 | 1 | 365 | 10.4542 | 0.037035 | 10 | 0.49122
7795 | 3.57 | 1 | 365 | 4.0655 | 0.18107 | 4 | 0.24659
8948 | 5.865 | 1 | 365 | 6.6791 | 0.44033 | 7 | 0.11939
7798 | 2.25 | 1 | 365 | 2.5623 | 0.15614 | 2 | 0.71844
8952 | 4.59 | 1 | 365 | 5.2271 | 0.51852 | 5 | 0.74561
8957 | 6.5 | 1 | 365 | 7.4022 | 0.8955 | 8 | 0.2977
8959 | 11.985 | 1 | 365 | 13.6485 | 0.46502 | 14 | 0.11354
8963 | 4.25 | 1 | 365 | 4.8399 | 0.73937 | 5 | 0.57927
8326 | 8.67 | 1 | 365 | 9.8734 | 0.86831 | 10 | 0.74171
7762 | 5.61 | 1 | 365 | 6.3887 | 0.85597 | 7 | 0.24463
8961 | 11.475 | 1 | 365 | 13.0677 | 0.29629 | 13 | 0.36402
8923 | 8.67 | 1 | 365 | 9.8734 | 0.86831 | 10 | 0.74171
8925 | 8.7 | 1 | 365 | 9.9076 | 0.93706 | 10 | 0.84462
8987 | 3.57 | 1 | 365 | 4.0655 | 0.18107 | 4 | 0.24659
3495 | 20.16 | 1 | 365 | 22.9582 | 0.19898 | 23 | 0.15719
8915 | 3.57 | 1 | 365 | 4.0655 | 0.18107 | 4 | 0.24659
8912 | 10.08 | 1 | 365 | 11.4791 | 0.099489 | 11 | 0.57859
8910 | 5.7 | 1 | 365 | 6.4912 | 0.062211 | 6 | 0.55337
8909 | 4.4 | 1 | 365 | 5.0107 | 0.08311 | 5 | 0.09383
8891 | 7.65 | 1 | 365 | 8.7118 | 0.53086 | 9 | 0.24268
6283 | 4.8 | 1 | 365 | 5.4662 | 0.99976 | 6 | 0.466
7226 | 5.7 | 1 | 365 | 6.4912 | 0.062211 | 6 | 0.55337
8140 | 3.25 | 1 | 365 | 3.7011 | 0.44775 | 4 | 0.14885
7610 | 5.355 | 1 | 365 | 6.0983 | 0.2716 | 6 | 0.36988
7688 | 9.36 | 1 | 365 | 10.6592 | 0.44953 | 11 | 0.10869
1010 | 1254.88 | 0.9 | 365 | 1286.1516 | 0.13278 | 1286 | 0.28439
8364 | 5.75 | 1 | 365 | 6.5481 | 0.17679 | 6 | 0.72489
8614 | 5.175 | 1 | 365 | 5.8933 | 0.85911 | 6 | 0.7524
6743 | 18.48 | 1 | 365 | 21.045 | 0.34906 | 21 | 0.39409
6697 | 31.9 | 0.9 | 365 | 32.6949 | 0.7923 | 33 | 0.48724
7428 | 4.8 | 1 | 365 | 5.4662 | 0.99976 | 6 | 0.466
7881 | 3.57 | 1 | 365 | 4.0655 | 0.18107 | 4 | 0.24659
8034 | 2.295 | 1 | 365 | 2.6135 | 0.25926 | 2 | 0.8728
7796 | 7.5 | 1 | 365 | 8.541 | 0.18712 | 8 | 0.72812
7804 | 5 | 1 | 365 | 5.694 | 0.45808 | 6 | 0.15208
8984 | 7.14 | 1 | 365 | 8.131 | 0.36214 | 8 | 0.49317
7809 | 7.395 | 1 | 365 | 8.4214 | 0.9465 | 9 | 0.36793
8056 | 8.415 | 1 | 365 | 9.583 | 0.28395 | 9 | 0.86695
7778 | 5.1 | 1 | 365 | 5.8079 | 0.68724 | 6 | 0.49512
7639 | 6.885 | 1 | 365 | 7.8406 | 0.77778 | 8 | 0.61841
7763 | 4.75 | 1 | 365 | 5.4093 | 0.88518 | 6 | 0.29448
8979 | 6.12 | 1 | 365 | 6.9695 | 0.02469 | 6 | 0.99415
7895 | 9.435 | 1 | 365 | 10.7446 | 0.6214 | 11 | 0.36597
8043 | 3.825 | 1 | 365 | 4.3559 | 0.76543 | 5 | 0.12134
7793 | 5.5 | 1 | 365 | 6.2634 | 0.60389 | 6 | 0.86729
7820 | 6.375 | 1 | 365 | 7.2599 | 0.60905 | 7 | 0.8689
8144 | 7.65 | 1 | 365 | 8.7118 | 0.53086 | 9 | 0.24268
8108 | 3.825 | 1 | 365 | 4.3559 | 0.76543 | 5 | 0.12134
7816 | 5.1 | 1 | 365 | 5.8079 | 0.68724 | 6 | 0.49512
7635 | 7.395 | 1 | 365 | 8.4214 | 0.9465 | 9 | 0.36793
7886 | 6.375 | 1 | 365 | 7.2599 | 0.60905 | 7 | 0.8689
7789 | 7.14 | 1 | 365 | 8.131 | 0.36214 | 8 | 0.49317
7931 | 5.5 | 1 | 365 | 6.2634 | 0.60389 | 6 | 0.86729
8974 | 7.14 | 1 | 365 | 8.131 | 0.36214 | 8 | 0.49317
8104 | 3.06 | 1 | 365 | 3.4847 | 0.012345 | 3 | 0.49707
7786 | 8.925 | 1 | 365 | 10.1638 | 0.45267 | 10 | 0.61646
8176 | 9.18 | 1 | 365 | 10.4542 | 0.037035 | 10 | 0.49122
7784 | 6.12 | 1 | 365 | 6.9695 | 0.02469 | 6 | 0.99415
8094 | 5.5 | 1 | 365 | 6.2634 | 0.60389 | 6 | 0.86729
7776 | 4.08 | 1 | 365 | 4.6463 | 0.34979 | 4 | 0.9961
8965 | 5.355 | 1 | 365 | 6.0983 | 0.2716 | 6 | 0.36988
8271 | 4.335 | 1 | 365 | 4.9367 | 0.93416 | 5 | 0.87085
8090 | 4.845 | 1 | 365 | 5.5175 | 0.10288 | 5 | 0.62037
8026 | 3.315 | 1 | 365 | 3.7751 | 0.59671 | 4 | 0.37183
8042 | 3.5 | 1 | 365 | 3.9858 | 0.020656 | 4 | 0.006456
8958 | 6.63 | 1 | 365 | 7.5502 | 0.19341 | 7 | 0.74366
8258 | 6.63 | 1 | 365 | 7.5502 | 0.19341 | 7 | 0.74366
8017 | 3.57 | 1 | 365 | 4.0655 | 0.18107 | 4 | 0.24659
8262 | 6.63 | 1 | 365 | 7.5502 | 0.19341 | 7 | 0.74366
8254 | 3.57 | 1 | 365 | 4.0655 | 0.18107 | 4 | 0.24659
8341 | 9.945 | 1 | 365 | 11.3254 | 0.79012 | 12 | 0.11549
7812 | 9.435 | 1 | 365 | 10.7446 | 0.6214 | 11 | 0.36597
9163 | 15.25 | 1 | 365 | 17.3667 | 0.94714 | 18 | 0.31384
8224 | 5.61 | 1 | 365 | 6.3887 | 0.85597 | 7 | 0.24463
9295 | 5.1 | 1 | 365 | 5.8079 | 0.68724 | 6 | 0.49512
8062 | 9.435 | 1 | 365 | 10.7446 | 0.6214 | 11 | 0.36597
8201 | 8.75 | 1 | 365 | 9.9645 | 0.05164 | 10 | 0.01614
7822 | 6 | 1 | 365 | 6.8328 | 0.7497 | 7 | 0.5825
8337 | 8.925 | 1 | 365 | 10.1638 | 0.45267 | 10 | 0.61646
8334 | 5.355 | 1 | 365 | 6.0983 | 0.2716 | 6 | 0.36988
9252 | 1.53 | 1 | 365 | 1.7424 | 0.50617 | 2 | 0.24854
8196 | 4.08 | 1 | 365 | 4.6463 | 0.34979 | 4 | 0.9961
8192 | 3.57 | 1 | 365 | 4.0655 | 0.18107 | 4 | 0.24659
8069 | 7.65 | 1 | 365 | 8.7118 | 0.53086 | 9 | 0.24268
7772 | 5 | 1 | 365 | 5.694 | 0.45808 | 6 | 0.15208
8190 | 3.5 | 1 | 365 | 3.9858 | 0.020656 | 4 | 0.006456
8392 | 7.65 | 1 | 365 | 8.7118 | 0.53086 | 9 | 0.24268
8332 | 6.885 | 1 | 365 | 7.8406 | 0.77778 | 8 | 0.61841
7836 | 6.63 | 1 | 365 | 7.5502 | 0.19341 | 7 | 0.74366
8330 | 6.375 | 1 | 365 | 7.2599 | 0.60905 | 7 | 0.8689
8478 | 9.435 | 1 | 365 | 10.7446 | 0.6214 | 11 | 0.36597
7944 | 6.12 | 1 | 365 | 6.9695 | 0.02469 | 6 | 0.99415
8029 | 5.5 | 1 | 365 | 6.2634 | 0.60389 | 6 | 0.86729
7841 | 4.845 | 1 | 365 | 5.5175 | 0.10288 | 5 | 0.62037
9292 | 7 | 1 | 365 | 7.9716 | 0.041312 | 8 | 0.012912
8486 | 6.12 | 1 | 365 | 6.9695 | 0.02469 | 6 | 0.99415
8093 | 5.1 | 1 | 365 | 5.8079 | 0.68724 | 6 | 0.49512
7844 | 9 | 1 | 365 | 10.2492 | 0.62454 | 10 | 0.87374
8044 | 7.65 | 1 | 365 | 8.7118 | 0.53086 | 9 | 0.24268
8489 | 4.08 | 1 | 365 | 4.6463 | 0.34979 | 4 | 0.9961
8284 | 7.905 | 1 | 365 | 9.0022 | 0.11522 | 9 | 0.11744
9083 | 10.71 | 1 | 365 | 12.1965 | 0.54321 | 12 | 0.73976
9257 | 2.55 | 1 | 365 | 2.9039 | 0.84362 | 3 | 0.74756
7838 | 8.16 | 1 | 365 | 9.2926 | 0.69959 | 9 | 0.99219
8276 | 3.06 | 1 | 365 | 3.4847 | 0.012345 | 3 | 0.49707
8295 | 6.375 | 1 | 365 | 7.2599 | 0.60905 | 7 | 0.8689
7760 | 4.75 | 1 | 365 | 5.4093 | 0.88518 | 6 | 0.29448
7755 | 7.905 | 1 | 365 | 9.0022 | 0.11522 | 9 | 0.11744
8306 | 6.12 | 1 | 365 | 6.9695 | 0.02469 | 6 | 0.99415
9318 | 16.66 | 1 | 365 | 18.9724 | 0.17832 | 19 | 0.15073
8605 | 4.08 | 1 | 365 | 4.6463 | 0.34979 | 4 | 0.9961
8599 | 4.08 | 1 | 365 | 4.6463 | 0.34979 | 4 | 0.9961
9335 | 5.61 | 1 | 365 | 6.3887 | 0.85597 | 7 | 0.24463
8570 | 7.395 | 1 | 365 | 8.4214 | 0.9465 | 9 | 0.36793
9308 | 5.06 | 1 | 365 | 5.7623 | 0.59558 | 6 | 0.3579
8561 | 4.335 | 1 | 365 | 4.9367 | 0.93416 | 5 | 0.87085
7848 | 2.805 | 1 | 365 | 3.1943 | 0.42798 | 3 | 0.62232
8874 | 3.315 | 1 | 365 | 3.7751 | 0.59671 | 4 | 0.37183
9244 | 10 | 1 | 365 | 11.388 | 0.91616 | 12 | 0.30416
8086 | 8.16 | 1 | 365 | 9.2926 | 0.69959 | 9 | 0.99219
8873 | 6.12 | 1 | 365 | 6.9695 | 0.02469 | 6 | 0.99415
8076 | 4.335 | 1 | 365 | 4.9367 | 0.93416 | 5 | 0.87085
9341 | 5.865 | 1 | 365 | 6.6791 | 0.44033 | 7 | 0.11939
8015 | 3.825 | 1 | 365 | 4.3559 | 0.76543 | 5 | 0.12134
7846 | 8.415 | 1 | 365 | 9.583 | 0.28395 | 9 | 0.86695
8883 | 4.08 | 1 | 365 | 4.6463 | 0.34979 | 4 | 0.9961
8095 | 4.335 | 1 | 365 | 4.9367 | 0.93416 | 5 | 0.87085
8882 | 6.375 | 1 | 365 | 7.2599 | 0.60905 | 7 | 0.8689
7840 | 5.5 | 1 | 365 | 6.2634 | 0.60389 | 6 | 0.86729
8014 | 6.25 | 1 | 365 | 7.1175 | 0.3226 | 7 | 0.4401
8011 | 8.415 | 1 | 365 | 9.583 | 0.28395 | 9 | 0.86695
7843 | 4.75 | 1 | 365 | 5.4093 | 0.88518 | 6 | 0.29448
8881 | 6.12 | 1 | 365 | 6.9695 | 0.02469 | 6 | 0.99415
8064 | 6.885 | 1 | 365 | 7.8406 | 0.77778 | 8 | 0.61841
8008 | 7.395 | 1 | 365 | 8.4214 | 0.9465 | 9 | 0.36793
8039 | 6.885 | 1 | 365 | 7.8406 | 0.77778 | 8 | 0.61841
8880 | 15.3 | 1 | 365 | 17.4236 | 0.061725 | 17 | 0.48536
8109 | 6.12 | 1 | 365 | 6.9695 | 0.02469 | 6 | 0.99415
8004 | 6.63 | 1 | 365 | 7.5502 | 0.19341 | 7 | 0.74366
7913 | 6.12 | 1 | 365 | 6.9695 | 0.02469 | 6 | 0.99415
7210 | 3.825 | 1 | 365 | 4.3559 | 0.76543 | 5 | 0.12134
8878 | 9.69 | 1 | 365 | 11.035 | 0.20576 | 11 | 0.24073
8103 | 6.63 | 1 | 365 | 7.5502 | 0.19341 | 7 | 0.74366
8001 | 5.865 | 1 | 365 | 6.6791 | 0.44033 | 7 | 0.11939
9497 | 5.61 | 1 | 365 | 6.3887 | 0.85597 | 7 | 0.24463
8876 | 3.57 | 1 | 365 | 4.0655 | 0.18107 | 4 | 0.24659
9006 | 8.415 | 1 | 365 | 9.583 | 0.28395 | 9 | 0.86695
9002 | 4.5 | 1 | 365 | 5.1246 | 0.31227 | 5 | 0.43687
8116 | 4.845 | 1 | 365 | 5.5175 | 0.10288 | 5 | 0.62037
7998 | 5.865 | 1 | 365 | 6.6791 | 0.44033 | 7 | 0.11939
8013 | 7.905 | 1 | 365 | 9.0022 | 0.11522 | 9 | 0.11744
8889 | 8.16 | 1 | 365 | 9.2926 | 0.69959 | 9 | 0.99219
8888 | 5.1 | 1 | 365 | 5.8079 | 0.68724 | 6 | 0.49512
8886 | 9.18 | 1 | 365 | 10.4542 | 0.037035 | 10 | 0.49122
9367 | 8.16 | 1 | 365 | 9.2926 | 0.69959 | 9 | 0.99219
9499 | 6.63 | 1 | 365 | 7.5502 | 0.19341 | 7 | 0.74366
8885 | 8.16 | 1 | 365 | 9.2926 | 0.69959 | 9 | 0.99219
8035 | 4.845 | 1 | 365 | 5.5175 | 0.10288 | 5 | 0.62037
9370 | 16.32 | 1 | 365 | 18.5852 | 0.39917 | 18 | 0.98439
8099 | 3.315 | 1 | 365 | 3.7751 | 0.59671 | 4 | 0.37183
8463 | 5.5 | 1 | 365 | 6.2634 | 0.60389 | 6 | 0.86729
8016 | 4.845 | 1 | 365 | 5.5175 | 0.10288 | 5 | 0.62037
8477 | 3.315 | 1 | 365 | 3.7751 | 0.59671 | 4 | 0.37183
8398 | 2.295 | 1 | 365 | 2.6135 | 0.25926 | 2 | 0.8728
8483 | 6.12 | 1 | 365 | 6.9695 | 0.02469 | 6 | 0.99415
9377 | 6.12 | 1 | 365 | 6.9695 | 0.02469 | 6 | 0.99415
8020 | 4.335 | 1 | 365 | 4.9367 | 0.93416 | 5 | 0.87085
8488 | 6.25 | 1 | 365 | 7.1175 | 0.3226 | 7 | 0.4401
8163 | 5.865 | 1 | 365 | 6.6791 | 0.44033 | 7 | 0.11939
9379 | 3.57 | 1 | 365 | 4.0655 | 0.18107 | 4 | 0.24659
8406 | 4.08 | 1 | 365 | 4.6463 | 0.34979 | 4 | 0.9961
8602 | 5.355 | 1 | 365 | 6.0983 | 0.2716 | 6 | 0.36988
8492 | 7.65 | 1 | 365 | 8.7118 | 0.53086 | 9 | 0.24268
8296 | 4 | 1 | 365 | 4.5552 | 0.16646 | 4 | 0.72166
8598 | 3.06 | 1 | 365 | 3.4847 | 0.012345 | 3 | 0.49707
8385 | 2.805 | 1 | 365 | 3.1943 | 0.42798 | 3 | 0.62232
8495 | 9.25 | 1 | 365 | 10.5339 | 0.19745 | 10 | 0.73135
8045 | 2.4 | 1 | 365 | 2.7331 | 0.49988 | 3 | 0.233
8593 | 4.335 | 1 | 365 | 4.9367 | 0.93416 | 5 | 0.87085
8186 | 8.67 | 1 | 365 | 9.8734 | 0.86831 | 10 | 0.74171
8767 | 7.14 | 1 | 365 | 8.131 | 0.36214 | 8 | 0.49317
8419 | 5.61 | 1 | 365 | 6.3887 | 0.85597 | 7 | 0.24463
8070 | 4.845 | 1 | 365 | 5.5175 | 0.10288 | 5 | 0.62037
8530 | 3.25 | 1 | 365 | 3.7011 | 0.44775 | 4 | 0.14885
8173 | 3.825 | 1 | 365 | 4.3559 | 0.76543 | 5 | 0.12134
8182 | 3.57 | 1 | 365 | 4.0655 | 0.18107 | 4 | 0.24659
8038 | 5.61 | 1 | 365 | 6.3887 | 0.85597 | 7 | 0.24463
8432 | 7.14 | 1 | 365 | 8.131 | 0.36214 | 8 | 0.49317
7939 | 5.75 | 1 | 365 | 6.5481 | 0.17679 | 6 | 0.72489
8115 | 6.63 | 1 | 365 | 7.5502 | 0.19341 | 7 | 0.74366
7746 | 8.925 | 1 | 365 | 10.1638 | 0.45267 | 10 | 0.61646
9414 | 5.61 | 1 | 365 | 6.3887 | 0.85597 | 7 | 0.24463
8877 | 8.415 | 1 | 365 | 9.583 | 0.28395 | 9 | 0.86695
8411 | 7.105 | 1 | 365 | 8.0912 | 0.28193 | 8 | 0.37311
8301 | 4.845 | 1 | 365 | 5.5175 | 0.10288 | 5 | 0.62037
8293 | 5.1 | 1 | 365 | 5.8079 | 0.68724 | 6 | 0.49512
9412 | 2.55 | 1 | 365 | 2.9039 | 0.84362 | 3 | 0.74756
8617 | 7.5 | 1 | 365 | 8.541 | 0.18712 | 8 | 0.72812
8607 | 7.14 | 1 | 365 | 8.131 | 0.36214 | 8 | 0.49317
8505 | 6.63 | 1 | 365 | 7.5502 | 0.19341 | 7 | 0.74366
9411 | 5.1 | 1 | 365 | 5.8079 | 0.68724 | 6 | 0.49512
8377 | 4.08 | 1 | 365 | 4.6463 | 0.34979 | 4 | 0.9961
9413 | 2.805 | 1 | 365 | 3.1943 | 0.42798 | 3 | 0.62232
8694 | 8.415 | 1 | 365 | 9.583 | 0.28395 | 9 | 0.86695
8220 | 4.08 | 1 | 365 | 4.6463 | 0.34979 | 4 | 0.9961
9403 | 3.57 | 1 | 365 | 4.0655 | 0.18107 | 4 | 0.24659
8316 | 4.59 | 1 | 365 | 5.2271 | 0.51852 | 5 | 0.74561
8405 | 6.885 | 1 | 365 | 7.8406 | 0.77778 | 8 | 0.61841
8661 | 8.16 | 1 | 365 | 9.2926 | 0.69959 | 9 | 0.99219
9418 | 8.415 | 1 | 365 | 9.583 | 0.28395 | 9 | 0.86695
8502 | 2.55 | 1 | 365 | 2.9039 | 0.84362 | 3 | 0.74756
8751 | 4.335 | 1 | 365 | 4.9367 | 0.93416 | 5 | 0.87085
8689 | 3.825 | 1 | 365 | 4.3559 | 0.76543 | 5 | 0.12134
8506 | 8.415 | 1 | 365 | 9.583 | 0.28395 | 9 | 0.86695
8655 | 5.865 | 1 | 365 | 6.6791 | 0.44033 | 7 | 0.11939
9417 | 2.55 | 1 | 365 | 2.9039 | 0.84362 | 3 | 0.74756
9762 | 4.845 | 1 | 365 | 5.5175 | 0.10288 | 5 | 0.62037
8514 | 6.12 | 1 | 365 | 6.9695 | 0.02469 | 6 | 0.99415
8255 | 9.435 | 1 | 365 | 10.7446 | 0.6214 | 11 | 0.36597
8972 | 5.1 | 1 | 365 | 5.8079 | 0.68724 | 6 | 0.49512
8643 | 3.825 | 1 | 365 | 4.3559 | 0.76543 | 5 | 0.12134
8509 | 6.75 | 1 | 365 | 7.6869 | 0.46841 | 8 | 0.15531
8671 | 8.415 | 1 | 365 | 9.583 | 0.28395 | 9 | 0.86695
8513 | 6 | 1 | 365 | 6.8328 | 0.7497 | 7 | 0.5825
8511 | 9.435 | 1 | 365 | 10.7446 | 0.6214 | 11 | 0.36597
8538 | 4.08 | 1 | 365 | 4.6463 | 0.34979 | 4 | 0.9961
8773 | 2.805 | 1 | 365 | 3.1943 | 0.42798 | 3 | 0.62232
7959 | 4.845 | 1 | 365 | 5.5175 | 0.10288 | 5 | 0.62037
9618 | 3.06 | 1 | 365 | 3.4847 | 0.012345 | 3 | 0.49707
8746 | 459.42 | 0.9 | 365 | 470.8687 | 0.5328 | 471 | 0.40155
9625 | 7.65 | 1 | 365 | 8.7118 | 0.53086 | 9 | 0.24268
9451 | 37.51 | 0.9 | 365 | 38.4447 | 0.36266 | 38 | 0.80741
9632 | 4.335 | 1 | 365 | 4.9367 | 0.93416 | 5 | 0.87085
9633 | 7.905 | 1 | 365 | 9.0022 | 0.11522 | 9 | 0.11744
9679 | 4.335 | 1 | 365 | 4.9367 | 0.93416 | 5 | 0.87085
9681 | 10.455 | 1 | 365 | 11.9062 | 0.95885 | 12 | 0.865
9689 | 4.335 | 1 | 365 | 4.9367 | 0.93416 | 5 | 0.87085
9684 | 11.985 | 1 | 365 | 13.6485 | 0.46502 | 14 | 0.11354
9696 | 6.885 | 1 | 365 | 7.8406 | 0.77778 | 8 | 0.61841
4655 | 66.3 | 0.9 | 365 | 67.9522 | 0.74073 | 68 | 0.69292
4669 | 66.3 | 0.9 | 365 | 67.9522 | 0.74073 | 68 | 0.69292
9704 | 9.69 | 1 | 365 | 11.035 | 0.20576 | 11 | 0.24073
6019 | 1263.31 | 0.8 | 365 | 1150.9259 | 0.017127 | 1150 | 0.94307
8613 | 8.925 | 1 | 365 | 10.1638 | 0.45267 | 10 | 0.61646
9750 | 5.61 | 1 | 365 | 6.3887 | 0.85597 | 7 | 0.24463
8606 | 3.06 | 1 | 365 | 3.4847 | 0.012345 | 3 | 0.49707
8549 | 12.495 | 1 | 365 | 14.2293 | 0.63374 | 14 | 0.86305
9755 | 6.12 | 1 | 365 | 6.9695 | 0.02469 | 6 | 0.99415
8206 | 5.61 | 1 | 365 | 6.3887 | 0.85597 | 7 | 0.24463
8604 | 2.04 | 1 | 365 | 2.3232 | 0.6749 | 2 | 0.99805
9761 | 2.55 | 1 | 365 | 2.9039 | 0.84362 | 3 | 0.74756
9763 | 10.965 | 1 | 365 | 12.4869 | 0.12757 | 12 | 0.61451
7984 | 9.435 | 1 | 365 | 10.7446 | 0.6214 | 11 | 0.36597
8195 | 8.145 | 1 | 365 | 9.2755 | 0.66521 | 9 | 0.94074
8600 | 7.395 | 1 | 365 | 8.4214 | 0.9465 | 9 | 0.36793
8846 | 12.24 | 1 | 365 | 13.9389 | 0.04938 | 13 | 0.98829
8187 | 5.865 | 1 | 365 | 6.6791 | 0.44033 | 7 | 0.11939
7983 | 5.355 | 1 | 365 | 6.0983 | 0.2716 | 6 | 0.36988
8840 | 4.59 | 1 | 365 | 5.2271 | 0.51852 | 5 | 0.74561
8184 | 9.69 | 1 | 365 | 11.035 | 0.20576 | 11 | 0.24073
8175 | 5.61 | 1 | 365 | 6.3887 | 0.85597 | 7 | 0.24463
7982 | 6.63 | 1 | 365 | 7.5502 | 0.19341 | 7 | 0.74366
8828 | 9.435 | 1 | 365 | 10.7446 | 0.6214 | 11 | 0.36597
9644 | 5.75 | 1 | 365 | 6.5481 | 0.17679 | 6 | 0.72489
8833 | 9.945 | 1 | 365 | 11.3254 | 0.79012 | 12 | 0.11549
7963 | 5.865 | 1 | 365 | 6.6791 | 0.44033 | 7 | 0.11939
8512 | 5.865 | 1 | 365 | 6.6791 | 0.44033 | 7 | 0.11939
8825 | 7.395 | 1 | 365 | 8.4214 | 0.9465 | 9 | 0.36793
8824 | 8.925 | 1 | 365 | 10.1638 | 0.45267 | 10 | 0.61646
9698 | 3.315 | 1 | 365 | 3.7751 | 0.59671 | 4 | 0.37183
8821 | 9.945 | 1 | 365 | 11.3254 | 0.79012 | 12 | 0.11549
8657 | 7.65 | 1 | 365 | 8.7118 | 0.53086 | 9 | 0.24268
8817 | 7.905 | 1 | 365 | 9.0022 | 0.11522 | 9 | 0.11744
8815 | 6.63 | 1 | 365 | 7.5502 | 0.19341 | 7 | 0.74366
8005 | 3.825 | 1 | 365 | 4.3559 | 0.76543 | 5 | 0.12134
8171 | 5.865 | 1 | 365 | 6.6791 | 0.44033 | 7 | 0.11939
8542 | 6.12 | 1 | 365 | 6.9695 | 0.02469 | 6 | 0.99415
8281 | 3.06 | 1 | 365 | 3.4847 | 0.012345 | 3 | 0.49707
9630 | 5.355 | 1 | 365 | 6.0983 | 0.2716 | 6 | 0.36988
8808 | 7.395 | 1 | 365 | 8.4214 | 0.9465 | 9 | 0.36793
8169 | 3.5 | 1 | 365 | 3.9858 | 0.020656 | 4 | 0.006456
8575 | 4.335 | 1 | 365 | 4.9367 | 0.93416 | 5 | 0.87085
8362 | 5.61 | 1 | 365 | 6.3887 | 0.85597 | 7 | 0.24463
8523 | 4.845 | 1 | 365 | 5.5175 | 0.10288 | 5 | 0.62037
8802 | 4.845 | 1 | 365 | 5.5175 | 0.10288 | 5 | 0.62037
8359 | 3.57 | 1 | 365 | 4.0655 | 0.18107 | 4 | 0.24659
8769 | 3.315 | 1 | 365 | 3.7751 | 0.59671 | 4 | 0.37183
8515 | 6.885 | 1 | 365 | 7.8406 | 0.77778 | 8 | 0.61841
8310 | 4.845 | 1 | 365 | 5.5175 | 0.10288 | 5 | 0.62037
8292 | 7.65 | 1 | 365 | 8.7118 | 0.53086 | 9 | 0.24268
8335 | 5.355 | 1 | 365 | 6.0983 | 0.2716 | 6 | 0.36988
8757 | 7.14 | 1 | 365 | 8.131 | 0.36214 | 8 | 0.49317
8762 | 4.335 | 1 | 365 | 4.9367 | 0.93416 | 5 | 0.87085
8631 | 5.635 | 1 | 365 | 6.4171 | 0.91326 | 7 | 0.33039
8531 | 5.355 | 1 | 365 | 6.0983 | 0.2716 | 6 | 0.36988
8535 | 7.395 | 1 | 365 | 8.4214 | 0.9465 | 9 | 0.36793
8618 | 5.865 | 1 | 365 | 6.6791 | 0.44033 | 7 | 0.11939
8476 | 3.57 | 1 | 365 | 4.0655 | 0.18107 | 4 | 0.24659
9651 | 5.865 | 1 | 365 | 6.6791 | 0.44033 | 7 | 0.11939
8517 | 7.65 | 1 | 365 | 8.7118 | 0.53086 | 9 | 0.24268
8339 | 7.65 | 1 | 365 | 8.7118 | 0.53086 | 9 | 0.24268
9620 | 6.63 | 1 | 365 | 7.5502 | 0.19341 | 7 | 0.74366
9354 | 9.75 | 1 | 365 | 11.1033 | 0.34326 | 11 | 0.44656
9613 | 2.55 | 1 | 365 | 2.9039 | 0.84362 | 3 | 0.74756
8516 | 5.865 | 1 | 365 | 6.6791 | 0.44033 | 7 | 0.11939
9635 | 5.1 | 1 | 365 | 5.8079 | 0.68724 | 6 | 0.49512
8547 | 9.69 | 1 | 365 | 11.035 | 0.20576 | 11 | 0.24073
8349 | 4.845 | 1 | 365 | 5.5175 | 0.10288 | 5 | 0.62037
9456 | 13.26 | 1 | 365 | 15.1005 | 0.38683 | 15 | 0.48732
9459 | 5.865 | 1 | 365 | 6.6791 | 0.44033 | 7 | 0.11939
9461 | 8.67 | 1 | 365 | 9.8734 | 0.86831 | 10 | 0.74171
8615 | 9 | 1 | 365 | 10.2492 | 0.62454 | 10 | 0.87374
8212 | 8.16 | 1 | 365 | 9.2926 | 0.69959 | 9 | 0.99219
8351 | 6.12 | 1 | 365 | 6.9695 | 0.02469 | 6 | 0.99415
8484 | 2.04 | 1 | 365 | 2.3232 | 0.6749 | 2 | 0.99805
8569 | 2.805 | 1 | 365 | 3.1943 | 0.42798 | 3 | 0.62232
8350 | 2.805 | 1 | 365 | 3.1943 | 0.42798 | 3 | 0.62232
8520 | 6.12 | 1 | 365 | 6.9695 | 0.02469 | 6 | 0.99415
8637 | 7.65 | 1 | 365 | 8.7118 | 0.53086 | 9 | 0.24268
8475 | 5.865 | 1 | 365 | 6.6791 | 0.44033 | 7 | 0.11939
8479 | 3.5 | 1 | 365 | 3.9858 | 0.020656 | 4 | 0.006456
8624 | 4.845 | 1 | 365 | 5.5175 | 0.10288 | 5 | 0.62037
8473 | 7.5 | 1 | 365 | 8.541 | 0.18712 | 8 | 0.72812
9736 | 4.335 | 1 | 365 | 4.9367 | 0.93416 | 5 | 0.87085
9356 | 6.12 | 1 | 365 | 6.9695 | 0.02469 | 6 | 0.99415
9360 | 2.04 | 1 | 365 | 2.3232 | 0.6749 | 2 | 0.99805
8603 | 4.845 | 1 | 365 | 5.5175 | 0.10288 | 5 | 0.62037
8232 | 6.12 | 1 | 365 | 6.9695 | 0.02469 | 6 | 0.99415
8193 | 6.63 | 1 | 365 | 7.5502 | 0.19341 | 7 | 0.74366
8297 | 5.1 | 1 | 365 | 5.8079 | 0.68724 | 6 | 0.49512
8191 | 4.08 | 1 | 365 | 4.6463 | 0.34979 | 4 | 0.9961
8280 | 9.69 | 1 | 365 | 11.035 | 0.20576 | 11 | 0.24073
8352 | 7.14 | 1 | 365 | 8.131 | 0.36214 | 8 | 0.49317
8216 | 4.59 | 1 | 365 | 5.2271 | 0.51852 | 5 | 0.74561
8209 | 9.18 | 1 | 365 | 10.4542 | 0.037035 | 10 | 0.49122
8367 | 6.375 | 1 | 365 | 7.2599 | 0.60905 | 7 | 0.8689
8214 | 3.06 | 1 | 365 | 3.4847 | 0.012345 | 3 | 0.49707
8267 | 9.435 | 1 | 365 | 10.7446 | 0.6214 | 11 | 0.36597
9180 | 5.865 | 1 | 365 | 6.6791 | 0.44033 | 7 | 0.11939
8202 | 4.08 | 1 | 365 | 4.6463 | 0.34979 | 4 | 0.9961
8355 | 5.61 | 1 | 365 | 6.3887 | 0.85597 | 7 | 0.24463
8698 | 2.04 | 1 | 365 | 2.3232 | 0.6749 | 2 | 0.99805
9187 | 5.865 | 1 | 365 | 6.6791 | 0.44033 | 7 | 0.11939
8160 | 1.96 | 1 | 365 | 2.232 | 0.49157 | 2 | 0.72362
8225 | 9.555 | 1 | 365 | 10.8812 | 0.89639 | 11 | 0.77762
8921 | 5.355 | 1 | 365 | 6.0983 | 0.2716 | 6 | 0.36988
9344 | 6.12 | 1 | 365 | 6.9695 | 0.02469 | 6 | 0.99415
8811 | 8.925 | 1 | 365 | 10.1638 | 0.45267 | 10 | 0.61646
8579 | 8.67 | 1 | 365 | 9.8734 | 0.86831 | 10 | 0.74171
9728 | 6.25 | 1 | 365 | 7.1175 | 0.3226 | 7 | 0.4401
8836 | 4.59 | 1 | 365 | 5.2271 | 0.51852 | 5 | 0.74561
8626 | 5.865 | 1 | 365 | 6.6791 | 0.44033 | 7 | 0.11939
9677 | 9.18 | 1 | 365 | 10.4542 | 0.037035 | 10 | 0.49122
8807 | 5.865 | 1 | 365 | 6.6791 | 0.44033 | 7 | 0.11939
9876 | 3.825 | 1 | 365 | 4.3559 | 0.76543 | 5 | 0.12134
9552 | 4.59 | 1 | 365 | 5.2271 | 0.51852 | 5 | 0.74561
9518 | 4 | 1 | 365 | 4.5552 | 0.16646 | 4 | 0.72166
9714 | 4.08 | 1 | 365 | 4.6463 | 0.34979 | 4 | 0.9961
9547 | 6.885 | 1 | 365 | 7.8406 | 0.77778 | 8 | 0.61841
9536 | 6.12 | 1 | 365 | 6.9695 | 0.02469 | 6 | 0.99415
9511 | 4.08 | 1 | 365 | 4.6463 | 0.34979 | 4 | 0.9961
9769 | 8.5 | 1 | 365 | 9.6798 | 0.47874 | 10 | 0.15854
7353 | 1.53 | 1 | 365 | 1.7424 | 0.50617 | 2 | 0.24854
9725 | 5.335 | 1 | 365 | 6.0755 | 0.22577 | 6 | 0.30127
8678 | 3.315 | 1 | 365 | 3.7751 | 0.59671 | 4 | 0.37183
9345 | 6.63 | 1 | 365 | 7.5502 | 0.19341 | 7 | 0.74366
9558 | 5.865 | 1 | 365 | 6.6791 | 0.44033 | 7 | 0.11939
26551 | 9.92 | 1 | 365 | 11.2969 | 0.73283 | 12 | 0.029727
18027 | 12.099 | 1 | 365 | 13.7783 | 0.72626 | 14 | 0.5046
20690 | 9.945 | 1 | 365 | 11.3254 | 0.79012 | 12 | 0.11549
26469 | 7.65 | 1 | 365 | 8.7118 | 0.53086 | 9 | 0.24268
51513 | 4.5 | 1 | 365 | 5.1246 | 0.31227 | 5 | 0.43687
6178 | 27 | 0.9 | 365 | 27.6728 | 0.68627 | 28 | 0.35911
9198 | 5.1 | 1 | 365 | 5.8079 | 0.68724 | 6 | 0.49512
8743 | 3.315 | 1 | 365 | 3.7751 | 0.59671 | 4 | 0.37183
9979 | 5.865 | 1 | 365 | 6.6791 | 0.44033 | 7 | 0.11939
9568 | 6.75 | 1 | 365 | 7.6869 | 0.46841 | 8 | 0.15531
9211 | 7.905 | 1 | 365 | 9.0022 | 0.11522 | 9 | 0.11744
8997 | 6.885 | 1 | 365 | 7.8406 | 0.77778 | 8 | 0.61841
9560 | 4.08 | 1 | 365 | 4.6463 | 0.34979 | 4 | 0.9961
8695 | 5.61 | 1 | 365 | 6.3887 | 0.85597 | 7 | 0.24463
9990 | 6.885 | 1 | 365 | 7.8406 | 0.77778 | 8 | 0.61841
9991 | 7.395 | 1 | 365 | 8.4214 | 0.9465 | 9 | 0.36793
9221 | 8.16 | 1 | 365 | 9.2926 | 0.69959 | 9 | 0.99219
8666 | 5.865 | 1 | 365 | 6.6791 | 0.44033 | 7 | 0.11939
9218 | 4.845 | 1 | 365 | 5.5175 | 0.10288 | 5 | 0.62037
8705 | 4.59 | 1 | 365 | 5.2271 | 0.51852 | 5 | 0.74561
9999 | 7.65 | 1 | 365 | 8.7118 | 0.53086 | 9 | 0.24268
9562 | 6.375 | 1 | 365 | 7.2599 | 0.60905 | 7 | 0.8689
9174 | 4.08 | 1 | 365 | 4.6463 | 0.34979 | 4 | 0.9961
8673 | 7.14 | 1 | 365 | 8.131 | 0.36214 | 8 | 0.49317
8663 | 3.57 | 1 | 365 | 4.0655 | 0.18107 | 4 | 0.24659
9764 | 6.375 | 1 | 365 | 7.2599 | 0.60905 | 7 | 0.8689
9996 | 4.59 | 1 | 365 | 5.2271 | 0.51852 | 5 | 0.74561
8702 | 6.885 | 1 | 365 | 7.8406 | 0.77778 | 8 | 0.61841
8700 | 8.415 | 1 | 365 | 9.583 | 0.28395 | 9 | 0.86695
9573 | 8.16 | 1 | 365 | 9.2926 | 0.69959 | 9 | 0.99219
8685 | 6.12 | 1 | 365 | 6.9695 | 0.02469 | 6 | 0.99415
9224 | 4.08 | 1 | 365 | 4.6463 | 0.34979 | 4 | 0.9961
8735 | 3.825 | 1 | 365 | 4.3559 | 0.76543 | 5 | 0.12134
8960 | 8.415 | 1 | 365 | 9.583 | 0.28395 | 9 | 0.86695
10027 | 6.12 | 1 | 365 | 6.9695 | 0.02469 | 6 | 0.99415
8766 | 7.905 | 1 | 365 | 9.0022 | 0.11522 | 9 | 0.11744
8787 | 2.04 | 1 | 365 | 2.3232 | 0.6749 | 2 | 0.99805
8964 | 6.12 | 1 | 365 | 6.9695 | 0.02469 | 6 | 0.99415
8750 | 7.65 | 1 | 365 | 8.7118 | 0.53086 | 9 | 0.24268
8755 | 4.75 | 1 | 365 | 5.4093 | 0.88518 | 6 | 0.29448
8978 | 9.69 | 1 | 365 | 11.035 | 0.20576 | 11 | 0.24073
8758 | 5.61 | 1 | 365 | 6.3887 | 0.85597 | 7 | 0.24463
9348 | 2.55 | 1 | 365 | 2.9039 | 0.84362 | 3 | 0.74756
8980 | 5.1 | 1 | 365 | 5.8079 | 0.68724 | 6 | 0.49512
8288 | 6.12 | 1 | 365 | 6.9695 | 0.02469 | 6 | 0.99415
8681 | 8.67 | 1 | 365 | 9.8734 | 0.86831 | 10 | 0.74171
8969 | 8.67 | 1 | 365 | 9.8734 | 0.86831 | 10 | 0.74171
9350 | 5.865 | 1 | 365 | 6.6791 | 0.44033 | 7 | 0.11939
9188 | 3.315 | 1 | 365 | 3.7751 | 0.59671 | 4 | 0.37183
8761 | 8.415 | 1 | 365 | 9.583 | 0.28395 | 9 | 0.86695
8283 | 5.355 | 1 | 365 | 6.0983 | 0.2716 | 6 | 0.36988
8675 | 7.14 | 1 | 365 | 8.131 | 0.36214 | 8 | 0.49317
9349 | 2.04 | 1 | 365 | 2.3232 | 0.6749 | 2 | 0.99805
10038 | 4.59 | 1 | 365 | 5.2271 | 0.51852 | 5 | 0.74561
8259 | 6.12 | 1 | 365 | 6.9695 | 0.02469 | 6 | 0.99415
10039 | 4.08 | 1 | 365 | 4.6463 | 0.34979 | 4 | 0.9961
8303 | 4.335 | 1 | 365 | 4.9367 | 0.93416 | 5 | 0.87085
8287 | 7.905 | 1 | 365 | 9.0022 | 0.11522 | 9 | 0.11744
9210 | 9.945 | 1 | 365 | 11.3254 | 0.79012 | 12 | 0.11549
8253 | 4.59 | 1 | 365 | 5.2271 | 0.51852 | 5 | 0.74561
8955 | 8.67 | 1 | 365 | 9.8734 | 0.86831 | 10 | 0.74171
8402 | 4.08 | 1 | 365 | 4.6463 | 0.34979 | 4 | 0.9961
9202 | 8.925 | 1 | 365 | 10.1638 | 0.45267 | 10 | 0.61646
9207 | 6.375 | 1 | 365 | 7.2599 | 0.60905 | 7 | 0.8689
8278 | 9.69 | 1 | 365 | 11.035 | 0.20576 | 11 | 0.24073
9054 | 8.16 | 1 | 365 | 9.2926 | 0.69959 | 9 | 0.99219
8264 | 6.12 | 1 | 365 | 6.9695 | 0.02469 | 6 | 0.99415
8249 | 8.67 | 1 | 365 | 9.8734 | 0.86831 | 10 | 0.74171
8265 | 8.67 | 1 | 365 | 9.8734 | 0.86831 | 10 | 0.74171
8298 | 4 | 1 | 365 | 4.5552 | 0.16646 | 4 | 0.72166
8242 | 2.04 | 1 | 365 | 2.3232 | 0.6749 | 2 | 0.99805
8270 | 3.06 | 1 | 365 | 3.4847 | 0.012345 | 3 | 0.49707
9048 | 4.335 | 1 | 365 | 4.9367 | 0.93416 | 5 | 0.87085
8243 | 3.825 | 1 | 365 | 4.3559 | 0.76543 | 5 | 0.12134
8438 | 2.805 | 1 | 365 | 3.1943 | 0.42798 | 3 | 0.62232
8338 | 6.885 | 1 | 365 | 7.8406 | 0.77778 | 8 | 0.61841
8587 | 5.61 | 1 | 365 | 6.3887 | 0.85597 | 7 | 0.24463
8410 | 7.905 | 1 | 365 | 9.0022 | 0.11522 | 9 | 0.11744
8809 | 9.69 | 1 | 365 | 11.035 | 0.20576 | 11 | 0.24073
9092 | 5.5 | 1 | 365 | 6.2634 | 0.60389 | 6 | 0.86729
9088 | 5.1 | 1 | 365 | 5.8079 | 0.68724 | 6 | 0.49512
9099 | 12.5 | 1 | 365 | 14.235 | 0.6452 | 14 | 0.8802
9093 | 3.06 | 1 | 365 | 3.4847 | 0.012345 | 3 | 0.49707
9107 | 5.355 | 1 | 365 | 6.0983 | 0.2716 | 6 | 0.36988
7111 | 1.785 | 1 | 365 | 2.0328 | 0.090535 | 2 | 0.12329
9111 | 9.69 | 1 | 365 | 11.035 | 0.20576 | 11 | 0.24073
7256 | 7.65 | 1 | 365 | 8.7118 | 0.53086 | 9 | 0.24268
9112 | 6.12 | 1 | 365 | 6.9695 | 0.02469 | 6 | 0.99415
9114 | 5.61 | 1 | 365 | 6.3887 | 0.85597 | 7 | 0.24463
9115 | 11.73 | 1 | 365 | 13.3581 | 0.88066 | 14 | 0.23878
7232 | 6.12 | 1 | 365 | 6.9695 | 0.02469 | 6 | 0.99415
9121 | 2.55 | 1 | 365 | 2.9039 | 0.84362 | 3 | 0.74756
9122 | 13.26 | 1 | 365 | 15.1005 | 0.38683 | 15 | 0.48732
9133 | 7.65 | 1 | 365 | 8.7118 | 0.53086 | 9 | 0.24268
9129 | 7.905 | 1 | 365 | 9.0022 | 0.11522 | 9 | 0.11744
9148 | 9.435 | 1 | 365 | 10.7446 | 0.6214 | 11 | 0.36597
9136 | 6.885 | 1 | 365 | 7.8406 | 0.77778 | 8 | 0.61841
8975 | 33.88 | 0.9 | 365 | 34.7243 | 0.87596 | 35 | 0.60024
8394 | 6.63 | 1 | 365 | 7.5502 | 0.19341 | 7 | 0.74366
9300 | 4.335 | 1 | 365 | 4.9367 | 0.93416 | 5 | 0.87085
8633 | 5.1 | 1 | 365 | 5.8079 | 0.68724 | 6 | 0.49512
9019 | 5.355 | 1 | 365 | 6.0983 | 0.2716 | 6 | 0.36988
9692 | 8.58 | 1 | 365 | 9.7709 | 0.66207 | 10 | 0.43297
9765 | 5.46 | 1 | 365 | 6.2178 | 0.51222 | 6 | 0.73007
9773 | 10.92 | 1 | 365 | 12.4357 | 0.024447 | 12 | 0.46014
9862 | 8.32 | 1 | 365 | 9.4748 | 0.066245 | 9 | 0.54106
9593 | 8.32 | 1 | 365 | 9.4748 | 0.066245 | 9 | 0.54106
9227 | 3.315 | 1 | 365 | 3.7751 | 0.59671 | 4 | 0.37183
9229 | 6.63 | 1 | 365 | 7.5502 | 0.19341 | 7 | 0.74366
9238 | 7.395 | 1 | 365 | 8.4214 | 0.9465 | 9 | 0.36793
9240 | 9.18 | 1 | 365 | 10.4542 | 0.037035 | 10 | 0.49122
9242 | 5.355 | 1 | 365 | 6.0983 | 0.2716 | 6 | 0.36988
9253 | 7.395 | 1 | 365 | 8.4214 | 0.9465 | 9 | 0.36793
2213 | 46.795 | 0.9 | 365 | 47.9611 | 0.51255 | 48 | 0.47369
9258 | 3.825 | 1 | 365 | 4.3559 | 0.76543 | 5 | 0.12134
9256 | 4.845 | 1 | 365 | 5.5175 | 0.10288 | 5 | 0.62037
9400 | 6.885 | 1 | 365 | 7.8406 | 0.77778 | 8 | 0.61841
9260 | 2.805 | 1 | 365 | 3.1943 | 0.42798 | 3 | 0.62232
2215 | 71.4 | 0.9 | 365 | 73.1793 | 0.25924 | 73 | 0.43853
2216 | 153.51 | 0.9 | 365 | 157.3355 | 0.60737 | 157 | 0.94284
9261 | 6.12 | 1 | 365 | 6.9695 | 0.02469 | 6 | 0.99415
9255 | 5.355 | 1 | 365 | 6.0983 | 0.2716 | 6 | 0.36988
10130 | 4.16 | 1 | 365 | 4.7374 | 0.53312 | 5 | 0.27053
9266 | 6.095 | 1 | 365 | 6.941 | 0.9674 | 7 | 0.90839
9267 | 6.12 | 1 | 365 | 6.9695 | 0.02469 | 6 | 0.99415
7788 | 3.5 | 1 | 365 | 3.9858 | 0.020656 | 4 | 0.006456
8430 | 5.1 | 1 | 365 | 5.8079 | 0.68724 | 6 | 0.49512
9447 | 6.12 | 1 | 365 | 6.9695 | 0.02469 | 6 | 0.99415
8257 | 4.59 | 1 | 365 | 5.2271 | 0.51852 | 5 | 0.74561
10011 | 6.12 | 1 | 365 | 6.9695 | 0.02469 | 6 | 0.99415
8203 | 5.865 | 1 | 365 | 6.6791 | 0.44033 | 7 | 0.11939
9615 | 4.335 | 1 | 365 | 4.9367 | 0.93416 | 5 | 0.87085
7783 | 7.25 | 1 | 365 | 8.2563 | 0.61422 | 8 | 0.87052
7015 | 2.5 | 1 | 365 | 2.847 | 0.72904 | 3 | 0.57604
7777 | 1.785 | 1 | 365 | 2.0328 | 0.090535 | 2 | 0.12329
7770 | 2.805 | 1 | 365 | 3.1943 | 0.42798 | 3 | 0.62232
7749 | 9.18 | 1 | 365 | 10.4542 | 0.037035 | 10 | 0.49122
7747 | 8.5 | 1 | 365 | 9.6798 | 0.47874 | 10 | 0.15854
7861 | 7.65 | 1 | 365 | 8.7118 | 0.53086 | 9 | 0.24268
7744 | 9.5 | 1 | 365 | 10.8186 | 0.77035 | 11 | 0.58895
7609 | 6.63 | 1 | 365 | 7.5502 | 0.19341 | 7 | 0.74366
7606 | 9.435 | 1 | 365 | 10.7446 | 0.6214 | 11 | 0.36597
8382 | 7.14 | 1 | 365 | 8.131 | 0.36214 | 8 | 0.49317
7220 | 7.25 | 1 | 365 | 8.2563 | 0.61422 | 8 | 0.87052
7605 | 7.395 | 1 | 365 | 8.4214 | 0.9465 | 9 | 0.36793
7735 | 2.55 | 1 | 365 | 2.9039 | 0.84362 | 3 | 0.74756
9235 | 6.75 | 1 | 365 | 7.6869 | 0.46841 | 8 | 0.15531
8378 | 7.905 | 1 | 365 | 9.0022 | 0.11522 | 9 | 0.11744
8374 | 4.08 | 1 | 365 | 4.6463 | 0.34979 | 4 | 0.9961
7802 | 5.1 | 1 | 365 | 5.8079 | 0.68724 | 6 | 0.49512
8371 | 8.925 | 1 | 365 | 10.1638 | 0.45267 | 10 | 0.61646
7860 | 5.865 | 1 | 365 | 6.6791 | 0.44033 | 7 | 0.11939
7663 | 4.08 | 1 | 365 | 4.6463 | 0.34979 | 4 | 0.9961
8467 | 6.12 | 1 | 365 | 6.9695 | 0.02469 | 6 | 0.99415
8468 | 6.63 | 1 | 365 | 7.5502 | 0.19341 | 7 | 0.74366
7852 | 7.395 | 1 | 365 | 8.4214 | 0.9465 | 9 | 0.36793
7667 | 7.14 | 1 | 365 | 8.131 | 0.36214 | 8 | 0.49317
7845 | 6.63 | 1 | 365 | 7.5502 | 0.19341 | 7 | 0.74366
9245 | 5.75 | 1 | 365 | 6.5481 | 0.17679 | 6 | 0.72489
8462 | 6.63 | 1 | 365 | 7.5502 | 0.19341 | 7 | 0.74366
8461 | 8.925 | 1 | 365 | 10.1638 | 0.45267 | 10 | 0.61646
7890 | 4.845 | 1 | 365 | 5.5175 | 0.10288 | 5 | 0.62037
9254 | 5.5 | 1 | 365 | 6.2634 | 0.60389 | 6 | 0.86729
8456 | 4.59 | 1 | 365 | 5.2271 | 0.51852 | 5 | 0.74561
8454 | 7.14 | 1 | 365 | 8.131 | 0.36214 | 8 | 0.49317
8450 | 3.315 | 1 | 365 | 3.7751 | 0.59671 | 4 | 0.37183
7834 | 6.885 | 1 | 365 | 7.8406 | 0.77778 | 8 | 0.61841
7928 | 4.5 | 1 | 365 | 5.1246 | 0.31227 | 5 | 0.43687
7925 | 3.825 | 1 | 365 | 4.3559 | 0.76543 | 5 | 0.12134
8448 | 4.08 | 1 | 365 | 4.6463 | 0.34979 | 4 | 0.9961
9272 | 12.75 | 1 | 365 | 14.5197 | 0.2181 | 14 | 0.7378
8444 | 8.67 | 1 | 365 | 9.8734 | 0.86831 | 10 | 0.74171
7919 | 3.825 | 1 | 365 | 4.3559 | 0.76543 | 5 | 0.12134
7724 | 7.905 | 1 | 365 | 9.0022 | 0.11522 | 9 | 0.11744
8441 | 3.57 | 1 | 365 | 4.0655 | 0.18107 | 4 | 0.24659
8436 | 1.785 | 1 | 365 | 2.0328 | 0.090535 | 2 | 0.12329
7917 | 6.25 | 1 | 365 | 7.1175 | 0.3226 | 7 | 0.4401
8397 | 2.5 | 1 | 365 | 2.847 | 0.72904 | 3 | 0.57604
8431 | 7.65 | 1 | 365 | 8.7118 | 0.53086 | 9 | 0.24268
7916 | 4.59 | 1 | 365 | 5.2271 | 0.51852 | 5 | 0.74561
8413 | 6.375 | 1 | 365 | 7.2599 | 0.60905 | 7 | 0.8689
5943 | 5.1 | 1 | 365 | 5.8079 | 0.68724 | 6 | 0.49512
7914 | 4.08 | 1 | 365 | 4.6463 | 0.34979 | 4 | 0.9961
8408 | 5.61 | 1 | 365 | 6.3887 | 0.85597 | 7 | 0.24463
7912 | 4.335 | 1 | 365 | 4.9367 | 0.93416 | 5 | 0.87085
5747 | 5.1 | 1 | 365 | 5.8079 | 0.68724 | 6 | 0.49512
5742 | 4.25 | 1 | 365 | 4.8399 | 0.73937 | 5 | 0.57927
8399 | 7.395 | 1 | 365 | 8.4214 | 0.9465 | 9 | 0.36793
9285 | 6.63 | 1 | 365 | 7.5502 | 0.19341 | 7 | 0.74366
7910 | 6.885 | 1 | 365 | 7.8406 | 0.77778 | 8 | 0.61841
6590 | 13.065 | 1 | 365 | 14.8784 | 0.93996 | 15 | 0.81839
9533 | 6 | 1 | 365 | 6.8328 | 0.7497 | 7 | 0.5825
9553 | 9 | 1 | 365 | 10.2492 | 0.62454 | 10 | 0.87374
9559 | 8.33 | 1 | 365 | 9.4862 | 0.089161 | 9 | 0.57537
9564 | 5.145 | 1 | 365 | 5.8591 | 0.79036 | 6 | 0.64949
9579 | 19.62 | 1 | 365 | 22.3433 | 0.96151 | 23 | 0.30476
9649 | 5.46 | 1 | 365 | 6.2178 | 0.51222 | 6 | 0.73007
9652 | 8.5 | 1 | 365 | 9.6798 | 0.47874 | 10 | 0.15854
6742 | 27 | 0.9 | 365 | 27.6728 | 0.68627 | 28 | 0.35911
4982 | 540.54 | 0.9 | 365 | 554.0103 | 0.8391 | 554 | 0.84936
9657 | 9.25 | 1 | 365 | 10.5339 | 0.19745 | 10 | 0.73135
9661 | 8 | 1 | 365 | 9.1104 | 0.33293 | 9 | 0.44333
9690 | 7.194 | 1 | 365 | 8.1925 | 0.48589 | 8 | 0.67841
4869 | 197.78 | 0.9 | 365 | 202.7087 | 0.91223 | 203 | 0.62091
4868 | 576.29 | 0.9 | 365 | 590.6511 | 0.57185 | 591 | 0.22299
9450 | 94.24 | 0.9 | 365 | 96.5885 | 0.3657 | 96 | 0.95416
9453 | 170.81 | 0.9 | 365 | 175.0666 | 0.28784 | 175 | 0.35442
9471 | 214.42 | 0.9 | 365 | 219.7633 | 0.23147 | 219 | 0.99482
9472 | 133.29 | 0.9 | 365 | 136.6116 | 0.90455 | 137 | 0.51613
9160 | 4.335 | 1 | 365 | 4.9367 | 0.93416 | 5 | 0.87085
3251 | 98.82 | 0.9 | 365 | 101.2826 | 0.81174 | 102 | 0.094338
2669 | 197.64 | 0.9 | 365 | 202.5652 | 0.62349 | 203 | 0.18868
9199 | 7.905 | 1 | 365 | 9.0022 | 0.11522 | 9 | 0.11744
8528 | 6.885 | 1 | 365 | 7.8406 | 0.77778 | 8 | 0.61841
9291 | 4.845 | 1 | 365 | 5.5175 | 0.10288 | 5 | 0.62037
3409 | 636.12 | 0.9 | 365 | 651.9721 | 0.96849 | 652 | 0.9406
9495 | 4.08 | 1 | 365 | 4.6463 | 0.34979 | 4 | 0.9961
8551 | 4.59 | 1 | 365 | 5.2271 | 0.51852 | 5 | 0.74561
8571 | 4.08 | 1 | 365 | 4.6463 | 0.34979 | 4 | 0.9961
9304 | 6.63 | 1 | 365 | 7.5502 | 0.19341 | 7 | 0.74366
8497 | 2.55 | 1 | 365 | 2.9039 | 0.84362 | 3 | 0.74756
8501 | 8.415 | 1 | 365 | 9.583 | 0.28395 | 9 | 0.86695
8498 | 5.1 | 1 | 365 | 5.8079 | 0.68724 | 6 | 0.49512
8507 | 2.55 | 1 | 365 | 2.9039 | 0.84362 | 3 | 0.74756
8504 | 3.315 | 1 | 365 | 3.7751 | 0.59671 | 4 | 0.37183
9631 | 6.615 | 1 | 365 | 7.5332 | 0.15904 | 7 | 0.6922
9774 | 5.61 | 1 | 365 | 6.3887 | 0.85597 | 7 | 0.24463
8344 | 3.06 | 1 | 365 | 3.4847 | 0.012345 | 3 | 0.49707
7768 | 8.16 | 1 | 365 | 9.2926 | 0.69959 | 9 | 0.99219
9167 | 7.65 | 1 | 365 | 8.7118 | 0.53086 | 9 | 0.24268
9726 | 5.865 | 1 | 365 | 6.6791 | 0.44033 | 7 | 0.11939
9118 | 7.65 | 1 | 365 | 8.7118 | 0.53086 | 9 | 0.24268
8347 | 7 | 1 | 365 | 7.9716 | 0.041312 | 8 | 0.012912
9113 | 3.06 | 1 | 365 | 3.4847 | 0.012345 | 3 | 0.49707
9805 | 4.5 | 1 | 365 | 5.1246 | 0.31227 | 5 | 0.43687
8583 | 4.75 | 1 | 365 | 5.4093 | 0.88518 | 6 | 0.29448
9815 | 5.635 | 1 | 365 | 6.4171 | 0.91326 | 7 | 0.33039
8953 | 8.67 | 1 | 365 | 9.8734 | 0.86831 | 10 | 0.74171
9897 | 5.355 | 1 | 365 | 6.0983 | 0.2716 | 6 | 0.36988
9822 | 7.84 | 1 | 365 | 8.9282 | 0.96627 | 9 | 0.89446
9465 | 7.65 | 1 | 365 | 8.7118 | 0.53086 | 9 | 0.24268
9467 | 6.25 | 1 | 365 | 7.1175 | 0.3226 | 7 | 0.4401
8567 | 2.805 | 1 | 365 | 3.1943 | 0.42798 | 3 | 0.62232
8558 | 7.395 | 1 | 365 | 8.4214 | 0.9465 | 9 | 0.36793
8559 | 9.69 | 1 | 365 | 11.035 | 0.20576 | 11 | 0.24073
9908 | 4.08 | 1 | 365 | 4.6463 | 0.34979 | 4 | 0.9961
4882 | 395.28 | 0.9 | 365 | 405.1304 | 0.24698 | 405 | 0.37735
4878 | 625.86 | 0.9 | 365 | 641.4564 | 0.80771 | 642 | 0.26414
8574 | 4.845 | 1 | 365 | 5.5175 | 0.10288 | 5 | 0.62037
4880 | 625.86 | 0.9 | 365 | 641.4564 | 0.80771 | 642 | 0.26414
4879 | 592.92 | 0.9 | 365 | 607.6956 | 0.87046 | 608 | 0.56603
8555 | 6.63 | 1 | 365 | 7.5502 | 0.19341 | 7 | 0.74366
8580 | 5.1 | 1 | 365 | 5.8079 | 0.68724 | 6 | 0.49512
8236 | 3.57 | 1 | 365 | 4.0655 | 0.18107 | 4 | 0.24659
8590 | 5.61 | 1 | 365 | 6.3887 | 0.85597 | 7 | 0.24463
9035 | 5.355 | 1 | 365 | 6.0983 | 0.2716 | 6 | 0.36988
4848 | 435.24 | 0.9 | 365 | 446.0862 | 0.66265 | 446 | 0.74883
8977 | 3.06 | 1 | 365 | 3.4847 | 0.012345 | 3 | 0.49707
4849 | 592.92 | 0.9 | 365 | 607.6956 | 0.87046 | 608 | 0.56603
4430 | 461.16 | 0.9 | 365 | 472.6521 | 0.12147 | 472 | 0.77358
4435 | 428.22 | 0.9 | 365 | 438.8912 | 0.18422 | 439 | 0.075466
9926 | 7.705 | 1 | 365 | 8.7745 | 0.6569 | 9 | 0.43136
2897 | 131.76 | 0.9 | 365 | 135.0435 | 0.74899 | 135 | 0.79245
9927 | 3.9 | 1 | 365 | 4.4413 | 0.9373 | 5 | 0.37862
2679 | 527.04 | 0.9 | 365 | 540.1738 | 0.99597 | 541 | 0.1698
2597 | 329.4 | 0.9 | 365 | 337.6086 | 0.37248 | 337 | 0.98113
2616 | 395.28 | 0.9 | 365 | 405.1304 | 0.24698 | 405 | 0.37735
9566 | 3.315 | 1 | 365 | 3.7751 | 0.59671 | 4 | 0.37183
9527 | 5.61 | 1 | 365 | 6.3887 | 0.85597 | 7 | 0.24463
8919 | 3.315 | 1 | 365 | 3.7751 | 0.59671 | 4 | 0.37183
8946 | 4.08 | 1 | 365 | 4.6463 | 0.34979 | 4 | 0.9961
8842 | 6.885 | 1 | 365 | 7.8406 | 0.77778 | 8 | 0.61841
9110 | 5.86 | 1 | 365 | 6.6734 | 0.42887 | 7 | 0.10224
8849 | 6.885 | 1 | 365 | 7.8406 | 0.77778 | 8 | 0.61841
8814 | 8.16 | 1 | 365 | 9.2926 | 0.69959 | 9 | 0.99219
8768 | 7.65 | 1 | 365 | 8.7118 | 0.53086 | 9 | 0.24268
9169 | 9.435 | 1 | 365 | 10.7446 | 0.6214 | 11 | 0.36597
8819 | 6.375 | 1 | 365 | 7.2599 | 0.60905 | 7 | 0.8689
9520 | 9.945 | 1 | 365 | 11.3254 | 0.79012 | 12 | 0.11549
9090 | 6.375 | 1 | 365 | 7.2599 | 0.60905 | 7 | 0.8689
8845 | 8.67 | 1 | 365 | 9.8734 | 0.86831 | 10 | 0.74171
8831 | 2.55 | 1 | 365 | 2.9039 | 0.84362 | 3 | 0.74756
9181 | 5 | 1 | 365 | 5.694 | 0.45808 | 6 | 0.15208
8779 | 3.06 | 1 | 365 | 3.4847 | 0.012345 | 3 | 0.49707
8830 | 3.57 | 1 | 365 | 4.0655 | 0.18107 | 4 | 0.24659
9954 | 13.78 | 1 | 365 | 15.6927 | 0.57847 | 16 | 0.27113
9957 | 7.905 | 1 | 365 | 9.0022 | 0.11522 | 9 | 0.11744
9082 | 6.12 | 1 | 365 | 6.9695 | 0.02469 | 6 | 0.99415
9226 | 11.7 | 1 | 365 | 13.324 | 0.81191 | 14 | 0.13587
8926 | 5.1 | 1 | 365 | 5.8079 | 0.68724 | 6 | 0.49512
9960 | 10.2 | 1 | 365 | 11.6158 | 0.37448 | 11 | 0.99024
9554 | 6.12 | 1 | 365 | 6.9695 | 0.02469 | 6 | 0.99415
10076 | 6.375 | 1 | 365 | 7.2599 | 0.60905 | 7 | 0.8689
8864 | 6.375 | 1 | 365 | 7.2599 | 0.60905 | 7 | 0.8689
10089 | 6.37 | 1 | 365 | 7.2542 | 0.59759 | 7 | 0.85175
10082 | 8.16 | 1 | 365 | 9.2926 | 0.69959 | 9 | 0.99219
10093 | 4 | 1 | 365 | 4.5552 | 0.16646 | 4 | 0.72166
7734 | 6.885 | 1 | 365 | 7.8406 | 0.77778 | 8 | 0.61841
7884 | 4.59 | 1 | 365 | 5.2271 | 0.51852 | 5 | 0.74561
9678 | 3.315 | 1 | 365 | 3.7751 | 0.59671 | 4 | 0.37183
9808 | 5.36 | 1 | 365 | 6.104 | 0.28306 | 6 | 0.38703
9281 | 2.04 | 1 | 365 | 2.3232 | 0.6749 | 2 | 0.99805
5036 | 5.04 | 1 | 365 | 5.7396 | 0.54974 | 6 | 0.2893
5035 | 6.72 | 1 | 365 | 7.6527 | 0.39966 | 8 | 0.052396
5020 | 9.81 | 1 | 365 | 11.1716 | 0.48075 | 11 | 0.65238
6985 | 220.66 | 0.9 | 365 | 226.1588 | 0.10119 | 226 | 0.26004
9791 | 9.945 | 1 | 365 | 11.3254 | 0.79012 | 12 | 0.11549
9971 | 5.355 | 1 | 365 | 6.0983 | 0.2716 | 6 | 0.36988
12304 | 7.65 | 1 | 365 | 8.7118 | 0.53086 | 9 | 0.24268
9792 | 9.435 | 1 | 365 | 10.7446 | 0.6214 | 11 | 0.36597
9974 | 3.825 | 1 | 365 | 4.3559 | 0.76543 | 5 | 0.12134
9988 | 9.945 | 1 | 365 | 11.3254 | 0.79012 | 12 | 0.11549
9980 | 7.14 | 1 | 365 | 8.131 | 0.36214 | 8 | 0.49317
8860 | 8.415 | 1 | 365 | 9.583 | 0.28395 | 9 | 0.86695
10109 | 4.86 | 1 | 365 | 5.5346 | 0.13725 | 5 | 0.67182
9997 | 2.295 | 1 | 365 | 2.6135 | 0.25926 | 2 | 0.8728
8991 | 3.57 | 1 | 365 | 4.0655 | 0.18107 | 4 | 0.24659
9361 | 4.335 | 1 | 365 | 4.9367 | 0.93416 | 5 | 0.87085
10001 | 5.1 | 1 | 365 | 5.8079 | 0.68724 | 6 | 0.49512
9028 | 2.805 | 1 | 365 | 3.1943 | 0.42798 | 3 | 0.62232
9826 | 6.12 | 1 | 365 | 6.9695 | 0.02469 | 6 | 0.99415
8966 | 4.59 | 1 | 365 | 5.2271 | 0.51852 | 5 | 0.74561
10115 | 6.75 | 1 | 365 | 7.6869 | 0.46841 | 8 | 0.15531
8241 | 6.75 | 1 | 365 | 7.6869 | 0.46841 | 8 | 0.15531
10112 | 7.905 | 1 | 365 | 9.0022 | 0.11522 | 9 | 0.11744
8935 | 4.59 | 1 | 365 | 5.2271 | 0.51852 | 5 | 0.74561
9923 | 5.355 | 1 | 365 | 6.0983 | 0.2716 | 6 | 0.36988
9924 | 11.475 | 1 | 365 | 13.0677 | 0.29629 | 13 | 0.36402
8222 | 4.59 | 1 | 365 | 5.2271 | 0.51852 | 5 | 0.74561
9801 | 7.395 | 1 | 365 | 8.4214 | 0.9465 | 9 | 0.36793
8231 | 5.1 | 1 | 365 | 5.8079 | 0.68724 | 6 | 0.49512
9031 | 5.865 | 1 | 365 | 6.6791 | 0.44033 | 7 | 0.11939
9813 | 3.57 | 1 | 365 | 4.0655 | 0.18107 | 4 | 0.24659
8245 | 6.885 | 1 | 365 | 7.8406 | 0.77778 | 8 | 0.61841
8999 | 5.865 | 1 | 365 | 6.6791 | 0.44033 | 7 | 0.11939
9828 | 7.395 | 1 | 365 | 8.4214 | 0.9465 | 9 | 0.36793
8309 | 2.55 | 1 | 365 | 2.9039 | 0.84362 | 3 | 0.74756
9800 | 8.16 | 1 | 365 | 9.2926 | 0.69959 | 9 | 0.99219
9020 | 6.63 | 1 | 365 | 7.5502 | 0.19341 | 7 | 0.74366
9817 | 6.12 | 1 | 365 | 6.9695 | 0.02469 | 6 | 0.99415
10121 | 9.435 | 1 | 365 | 10.7446 | 0.6214 | 11 | 0.36597
9809 | 4.08 | 1 | 365 | 4.6463 | 0.34979 | 4 | 0.9961
9008 | 6.885 | 1 | 365 | 7.8406 | 0.77778 | 8 | 0.61841
9840 | 8.415 | 1 | 365 | 9.583 | 0.28395 | 9 | 0.86695
9004 | 5.1 | 1 | 365 | 5.8079 | 0.68724 | 6 | 0.49512
9833 | 3.315 | 1 | 365 | 3.7751 | 0.59671 | 4 | 0.37183
9804 | 9.435 | 1 | 365 | 10.7446 | 0.6214 | 11 | 0.36597
8641 | 3.315 | 1 | 365 | 3.7751 | 0.59671 | 4 | 0.37183
9473 | 5.1 | 1 | 365 | 5.8079 | 0.68724 | 6 | 0.49512
10161 | 4.25 | 1 | 365 | 4.8399 | 0.73937 | 5 | 0.57927
10166 | 2.55 | 1 | 365 | 2.9039 | 0.84362 | 3 | 0.74756
10167 | 2.295 | 1 | 365 | 2.6135 | 0.25926 | 2 | 0.8728
9838 | 9.945 | 1 | 365 | 11.3254 | 0.79012 | 12 | 0.11549
7739 | 5.25 | 1 | 365 | 5.9787 | 0.030984 | 6 | 0.009684
9835 | 6.885 | 1 | 365 | 7.8406 | 0.77778 | 8 | 0.61841
10154 | 7.905 | 1 | 365 | 9.0022 | 0.11522 | 9 | 0.11744
9517 | 6.885 | 1 | 365 | 7.8406 | 0.77778 | 8 | 0.61841
9814 | 5.865 | 1 | 365 | 6.6791 | 0.44033 | 7 | 0.11939
9839 | 3.06 | 1 | 365 | 3.4847 | 0.012345 | 3 | 0.49707
9065 | 7.395 | 1 | 365 | 8.4214 | 0.9465 | 9 | 0.36793
9854 | 5.61 | 1 | 365 | 6.3887 | 0.85597 | 7 | 0.24463
9836 | 4.08 | 1 | 365 | 4.6463 | 0.34979 | 4 | 0.9961
9806 | 6.885 | 1 | 365 | 7.8406 | 0.77778 | 8 | 0.61841
9062 | 7.65 | 1 | 365 | 8.7118 | 0.53086 | 9 | 0.24268
9061 | 2.75 | 1 | 365 | 3.1317 | 0.30194 | 3 | 0.43364
9842 | 3.825 | 1 | 365 | 4.3559 | 0.76543 | 5 | 0.12134
9104 | 5.355 | 1 | 365 | 6.0983 | 0.2716 | 6 | 0.36988
10226 | 11.475 | 1 | 365 | 13.0677 | 0.29629 | 13 | 0.36402
10324 | 8.16 | 1 | 365 | 9.2926 | 0.69959 | 9 | 0.99219
10231 | 7.395 | 1 | 365 | 8.4214 | 0.9465 | 9 | 0.36793
10320 | 4.845 | 1 | 365 | 5.5175 | 0.10288 | 5 | 0.62037
10239 | 9.1 | 1 | 365 | 10.3631 | 0.85371 | 11 | 0.21679
10241 | 6.36 | 1 | 365 | 7.2428 | 0.57468 | 7 | 0.81745
10317 | 4.94 | 1 | 365 | 5.6257 | 0.32058 | 5 | 0.94626
10244 | 10.66 | 1 | 365 | 12.1396 | 0.42863 | 12 | 0.56823
10245 | 10.66 | 1 | 365 | 12.1396 | 0.42863 | 12 | 0.56823
10247 | 15.3 | 1 | 365 | 17.4236 | 0.061725 | 17 | 0.48536
10248 | 17.595 | 1 | 365 | 20.0372 | 0.32098 | 20 | 0.35817
10249 | 8.67 | 1 | 365 | 9.8734 | 0.86831 | 10 | 0.74171
9146 | 4.59 | 1 | 365 | 5.2271 | 0.51852 | 5 | 0.74561
10240 | 5.1 | 1 | 365 | 5.8079 | 0.68724 | 6 | 0.49512
9155 | 4.845 | 1 | 365 | 5.5175 | 0.10288 | 5 | 0.62037
10047 | 2.55 | 1 | 365 | 2.9039 | 0.84362 | 3 | 0.74756
9759 | 7.395 | 1 | 365 | 8.4214 | 0.9465 | 9 | 0.36793
10187 | 4.845 | 1 | 365 | 5.5175 | 0.10288 | 5 | 0.62037
10048 | 6.375 | 1 | 365 | 7.2599 | 0.60905 | 7 | 0.8689
9875 | 6.375 | 1 | 365 | 7.2599 | 0.60905 | 7 | 0.8689
9733 | 5.61 | 1 | 365 | 6.3887 | 0.85597 | 7 | 0.24463
9724 | 4.59 | 1 | 365 | 5.2271 | 0.51852 | 5 | 0.74561
9154 | 7.14 | 1 | 365 | 8.131 | 0.36214 | 8 | 0.49317
10186 | 5.61 | 1 | 365 | 6.3887 | 0.85597 | 7 | 0.24463
9873 | 3.825 | 1 | 365 | 4.3559 | 0.76543 | 5 | 0.12134
10234 | 2.04 | 1 | 365 | 2.3232 | 0.6749 | 2 | 0.99805
10012 | 3.06 | 1 | 365 | 3.4847 | 0.012345 | 3 | 0.49707
9172 | 4.59 | 1 | 365 | 5.2271 | 0.51852 | 5 | 0.74561
10062 | 5.865 | 1 | 365 | 6.6791 | 0.44033 | 7 | 0.11939
10023 | 9.69 | 1 | 365 | 11.035 | 0.20576 | 11 | 0.24073
10243 | 7.14 | 1 | 365 | 8.131 | 0.36214 | 8 | 0.49317
9175 | 3.57 | 1 | 365 | 4.0655 | 0.18107 | 4 | 0.24659
9182 | 4.08 | 1 | 365 | 4.6463 | 0.34979 | 4 | 0.9961
10073 | 8.16 | 1 | 365 | 9.2926 | 0.69959 | 9 | 0.99219
9178 | 3.825 | 1 | 365 | 4.3559 | 0.76543 | 5 | 0.12134
9170 | 4.335 | 1 | 365 | 4.9367 | 0.93416 | 5 | 0.87085
9989 | 4.08 | 1 | 365 | 4.6463 | 0.34979 | 4 | 0.9961
9189 | 4.335 | 1 | 365 | 4.9367 | 0.93416 | 5 | 0.87085
9535 | 7.65 | 1 | 365 | 8.7118 | 0.53086 | 9 | 0.24268
10057 | 3.315 | 1 | 365 | 3.7751 | 0.59671 | 4 | 0.37183
9936 | 6.885 | 1 | 365 | 7.8406 | 0.77778 | 8 | 0.61841
9982 | 6.885 | 1 | 365 | 7.8406 | 0.77778 | 8 | 0.61841
10013 | 3.06 | 1 | 365 | 3.4847 | 0.012345 | 3 | 0.49707
9561 | 5.355 | 1 | 365 | 6.0983 | 0.2716 | 6 | 0.36988
10014 | 6.12 | 1 | 365 | 6.9695 | 0.02469 | 6 | 0.99415
10279 | 4.845 | 1 | 365 | 5.5175 | 0.10288 | 5 | 0.62037
9574 | 5.61 | 1 | 365 | 6.3887 | 0.85597 | 7 | 0.24463
9973 | 4.845 | 1 | 365 | 5.5175 | 0.10288 | 5 | 0.62037
9969 | 2.55 | 1 | 365 | 2.9039 | 0.84362 | 3 | 0.74756
9994 | 4.08 | 1 | 365 | 4.6463 | 0.34979 | 4 | 0.9961
9737 | 4.59 | 1 | 365 | 5.2271 | 0.51852 | 5 | 0.74561
10114 | 2.55 | 1 | 365 | 2.9039 | 0.84362 | 3 | 0.74756
10040 | 4.59 | 1 | 365 | 5.2271 | 0.51852 | 5 | 0.74561
9702 | 7 | 1 | 365 | 7.9716 | 0.041312 | 8 | 0.012912
10000 | 6.375 | 1 | 365 | 7.2599 | 0.60905 | 7 | 0.8689
10007 | 8.16 | 1 | 365 | 9.2926 | 0.69959 | 9 | 0.99219
10083 | 5.865 | 1 | 365 | 6.6791 | 0.44033 | 7 | 0.11939
10054 | 5.61 | 1 | 365 | 6.3887 | 0.85597 | 7 | 0.24463
6648 | 8.37 | 1 | 365 | 9.5318 | 0.18083 | 9 | 0.71258
7139 | 13 | 1 | 365 | 14.8044 | 0.79101 | 15 | 0.59541
6773 | 50.7 | 0.9 | 365 | 51.9634 | 0.56644 | 52 | 0.52988
8141 | 100.8 | 0.9 | 365 | 103.3119 | 0.8954 | 104 | 0.20734
6745 | 5.225 | 1 | 365 | 5.9502 | 0.97369 | 6 | 0.92392
5828 | 111.85 | 0.9 | 365 | 114.6373 | 0.68552 | 115 | 0.32283
9022 | 7.5 | 1 | 365 | 8.541 | 0.18712 | 8 | 0.72812
9047 | 9 | 1 | 365 | 10.2492 | 0.62454 | 10 | 0.87374
9013 | 5.865 | 1 | 365 | 6.6791 | 0.44033 | 7 | 0.11939
10105 | 5.355 | 1 | 365 | 6.0983 | 0.2716 | 6 | 0.36988
10046 | 7.905 | 1 | 365 | 9.0022 | 0.11522 | 9 | 0.11744
10084 | 8.67 | 1 | 365 | 9.8734 | 0.86831 | 10 | 0.74171
10030 | 6.12 | 1 | 365 | 6.9695 | 0.02469 | 6 | 0.99415
10075 | 6.885 | 1 | 365 | 7.8406 | 0.77778 | 8 | 0.61841
10072 | 6.885 | 1 | 365 | 7.8406 | 0.77778 | 8 | 0.61841
10063 | 4.335 | 1 | 365 | 4.9367 | 0.93416 | 5 | 0.87085
10070 | 3.57 | 1 | 365 | 4.0655 | 0.18107 | 4 | 0.24659
10058 | 6.375 | 1 | 365 | 7.2599 | 0.60905 | 7 | 0.8689
9034 | 7.905 | 1 | 365 | 9.0022 | 0.11522 | 9 | 0.11744
10236 | 8.16 | 1 | 365 | 9.2926 | 0.69959 | 9 | 0.99219
10004 | 5.865 | 1 | 365 | 6.6791 | 0.44033 | 7 | 0.11939
10111 | 8.415 | 1 | 365 | 9.583 | 0.28395 | 9 | 0.86695
9978 | 5.865 | 1 | 365 | 6.6791 | 0.44033 | 7 | 0.11939
9042 | 3.06 | 1 | 365 | 3.4847 | 0.012345 | 3 | 0.49707
9939 | 4.08 | 1 | 365 | 4.6463 | 0.34979 | 4 | 0.9961
9959 | 4.59 | 1 | 365 | 5.2271 | 0.51852 | 5 | 0.74561
9984 | 9.18 | 1 | 365 | 10.4542 | 0.037035 | 10 | 0.49122
9846 | 5.355 | 1 | 365 | 6.0983 | 0.2716 | 6 | 0.36988
9935 | 5.865 | 1 | 365 | 6.6791 | 0.44033 | 7 | 0.11939
9972 | 5.61 | 1 | 365 | 6.3887 | 0.85597 | 7 | 0.24463
10103 | 3.315 | 1 | 365 | 3.7751 | 0.59671 | 4 | 0.37183
10008 | 3.57 | 1 | 365 | 4.0655 | 0.18107 | 4 | 0.24659
9611 | 3.315 | 1 | 365 | 3.7751 | 0.59671 | 4 | 0.37183
9886 | 6.63 | 1 | 365 | 7.5502 | 0.19341 | 7 | 0.74366
9879 | 6.63 | 1 | 365 | 7.5502 | 0.19341 | 7 | 0.74366
10031 | 6.12 | 1 | 365 | 6.9695 | 0.02469 | 6 | 0.99415
9889 | 5.865 | 1 | 365 | 6.6791 | 0.44033 | 7 | 0.11939
9877 | 3.06 | 1 | 365 | 3.4847 | 0.012345 | 3 | 0.49707
9993 | 3.315 | 1 | 365 | 3.7751 | 0.59671 | 4 | 0.37183
9881 | 6.63 | 1 | 365 | 7.5502 | 0.19341 | 7 | 0.74366
10174 | 6.76 | 1 | 365 | 7.6983 | 0.49132 | 8 | 0.18961
10175 | 10.455 | 1 | 365 | 11.9062 | 0.95885 | 12 | 0.865
9694 | 5.865 | 1 | 365 | 6.6791 | 0.44033 | 7 | 0.11939
10108 | 5.865 | 1 | 365 | 6.6791 | 0.44033 | 7 | 0.11939
10042 | 8.67 | 1 | 365 | 9.8734 | 0.86831 | 10 | 0.74171
10006 | 6.885 | 1 | 365 | 7.8406 | 0.77778 | 8 | 0.61841
10177 | 6.885 | 1 | 365 | 7.8406 | 0.77778 | 8 | 0.61841
9712 | 1.53 | 1 | 365 | 1.7424 | 0.50617 | 2 | 0.24854
10035 | 8.16 | 1 | 365 | 9.2926 | 0.69959 | 9 | 0.99219
9038 | 6.12 | 1 | 365 | 6.9695 | 0.02469 | 6 | 0.99415
10179 | 6.885 | 1 | 365 | 7.8406 | 0.77778 | 8 | 0.61841
9746 | 7.905 | 1 | 365 | 9.0022 | 0.11522 | 9 | 0.11744
10180 | 5.61 | 1 | 365 | 6.3887 | 0.85597 | 7 | 0.24463
9766 | 6.12 | 1 | 365 | 6.9695 | 0.02469 | 6 | 0.99415
9050 | 5.355 | 1 | 365 | 6.0983 | 0.2716 | 6 | 0.36988
10181 | 6.375 | 1 | 365 | 7.2599 | 0.60905 | 7 | 0.8689
9071 | 5.61 | 1 | 365 | 6.3887 | 0.85597 | 7 | 0.24463
7586 | 5 | 1 | 365 | 5.694 | 0.45808 | 6 | 0.15208
9077 | 7.905 | 1 | 365 | 9.0022 | 0.11522 | 9 | 0.11744
7565 | 13.25 | 1 | 365 | 15.0891 | 0.36391 | 15 | 0.45301
7588 | 3.57 | 1 | 365 | 4.0655 | 0.18107 | 4 | 0.24659
7589 | 10.2 | 1 | 365 | 11.6158 | 0.37448 | 11 | 0.99024
9070 | 2.295 | 1 | 365 | 2.6135 | 0.25926 | 2 | 0.8728
9983 | 8.415 | 1 | 365 | 9.583 | 0.28395 | 9 | 0.86695
9074 | 5.61 | 1 | 365 | 6.3887 | 0.85597 | 7 | 0.24463
9073 | 6.375 | 1 | 365 | 7.2599 | 0.60905 | 7 | 0.8689
8199 | 3.57 | 1 | 365 | 4.0655 | 0.18107 | 4 | 0.24659
10184 | 4.845 | 1 | 365 | 5.5175 | 0.10288 | 5 | 0.62037
9068 | 9.18 | 1 | 365 | 10.4542 | 0.037035 | 10 | 0.49122
9119 | 5.1 | 1 | 365 | 5.8079 | 0.68724 | 6 | 0.49512
10190 | 6.12 | 1 | 365 | 6.9695 | 0.02469 | 6 | 0.99415
9903 | 5.865 | 1 | 365 | 6.6791 | 0.44033 | 7 | 0.11939
9893 | 7.905 | 1 | 365 | 9.0022 | 0.11522 | 9 | 0.11744
9912 | 6.885 | 1 | 365 | 7.8406 | 0.77778 | 8 | 0.61841
9911 | 4.59 | 1 | 365 | 5.2271 | 0.51852 | 5 | 0.74561
9565 | 5.355 | 1 | 365 | 6.0983 | 0.2716 | 6 | 0.36988
9125 | 7.65 | 1 | 365 | 8.7118 | 0.53086 | 9 | 0.24268
9581 | 4.08 | 1 | 365 | 4.6463 | 0.34979 | 4 | 0.9961
9601 | 2.55 | 1 | 365 | 2.9039 | 0.84362 | 3 | 0.74756
10334 | 6.24 | 1 | 365 | 7.1061 | 0.29968 | 7 | 0.4058
10347 | 4.77 | 1 | 365 | 5.4321 | 0.93101 | 6 | 0.36308
10349 | 4.335 | 1 | 365 | 4.9367 | 0.93416 | 5 | 0.87085
10353 | 6.885 | 1 | 365 | 7.8406 | 0.77778 | 8 | 0.61841
9770 | 9.435 | 1 | 365 | 10.7446 | 0.6214 | 11 | 0.36597
9703 | 7.65 | 1 | 365 | 8.7118 | 0.53086 | 9 | 0.24268
10662 | 2.75 | 1 | 365 | 3.1317 | 0.30194 | 3 | 0.43364
10661 | 8.415 | 1 | 365 | 9.583 | 0.28395 | 9 | 0.86695
9639 | 6.12 | 1 | 365 | 6.9695 | 0.02469 | 6 | 0.99415
10668 | 6.24 | 1 | 365 | 7.1061 | 0.29968 | 7 | 0.4058
10658 | 8.415 | 1 | 365 | 9.583 | 0.28395 | 9 | 0.86695
9621 | 8.925 | 1 | 365 | 10.1638 | 0.45267 | 10 | 0.61646
10666 | 10.2 | 1 | 365 | 11.6158 | 0.37448 | 11 | 0.99024
9749 | 6.12 | 1 | 365 | 6.9695 | 0.02469 | 6 | 0.99415
10664 | 9.36 | 1 | 365 | 10.6592 | 0.44953 | 11 | 0.10869
10670 | 4.59 | 1 | 365 | 5.2271 | 0.51852 | 5 | 0.74561
9629 | 6.12 | 1 | 365 | 6.9695 | 0.02469 | 6 | 0.99415
10671 | 11.73 | 1 | 365 | 13.3581 | 0.88066 | 14 | 0.23878
10655 | 9.62 | 1 | 365 | 10.9553 | 0.045346 | 11 | 0.00060192
9084 | 4.845 | 1 | 365 | 5.5175 | 0.10288 | 5 | 0.62037
10620 | 4.845 | 1 | 365 | 5.5175 | 0.10288 | 5 | 0.62037
9087 | 5.865 | 1 | 365 | 6.6791 | 0.44033 | 7 | 0.11939
9753 | 9.18 | 1 | 365 | 10.4542 | 0.037035 | 10 | 0.49122
9097 | 5.1 | 1 | 365 | 5.8079 | 0.68724 | 6 | 0.49512
9786 | 4.59 | 1 | 365 | 5.2271 | 0.51852 | 5 | 0.74561
6093 | 8.67 | 1 | 365 | 9.8734 | 0.86831 | 10 | 0.74171
9138 | 3 | 1 | 365 | 3.4164 | 0.87485 | 4 | 0.29125
9132 | 6.375 | 1 | 365 | 7.2599 | 0.60905 | 7 | 0.8689
9717 | 6.375 | 1 | 365 | 7.2599 | 0.60905 | 7 | 0.8689
9135 | 9.69 | 1 | 365 | 11.035 | 0.20576 | 11 | 0.24073
9741 | 5.1 | 1 | 365 | 5.8079 | 0.68724 | 6 | 0.49512
9659 | 4.59 | 1 | 365 | 5.2271 | 0.51852 | 5 | 0.74561
9143 | 5.1 | 1 | 365 | 5.8079 | 0.68724 | 6 | 0.49512
9730 | 4.59 | 1 | 365 | 5.2271 | 0.51852 | 5 | 0.74561
9656 | 8.925 | 1 | 365 | 10.1638 | 0.45267 | 10 | 0.61646
10214 | 2.805 | 1 | 365 | 3.1943 | 0.42798 | 3 | 0.62232
9141 | 6.63 | 1 | 365 | 7.5502 | 0.19341 | 7 | 0.74366
9142 | 4.08 | 1 | 365 | 4.6463 | 0.34979 | 4 | 0.9961
9616 | 9.18 | 1 | 365 | 10.4542 | 0.037035 | 10 | 0.49122
10638 | 6.24 | 1 | 365 | 7.1061 | 0.29968 | 7 | 0.4058
10659 | 2.75 | 1 | 365 | 3.1317 | 0.30194 | 3 | 0.43364
10067 | 5.5 | 1 | 365 | 6.2634 | 0.60389 | 6 | 0.86729
10669 | 10.4 | 1 | 365 | 11.8435 | 0.83281 | 12 | 0.67633
10327 | 4.845 | 1 | 365 | 5.5175 | 0.10288 | 5 | 0.62037
10665 | 9.435 | 1 | 365 | 10.7446 | 0.6214 | 11 | 0.36597
10660 | 8.925 | 1 | 365 | 10.1638 | 0.45267 | 10 | 0.61646
10078 | 8.925 | 1 | 365 | 10.1638 | 0.45267 | 10 | 0.61646
10473 | 7.65 | 1 | 365 | 8.7118 | 0.53086 | 9 | 0.24268
10476 | 6.885 | 1 | 365 | 7.8406 | 0.77778 | 8 | 0.61841
10479 | 7.905 | 1 | 365 | 9.0022 | 0.11522 | 9 | 0.11744
10250 | 3.06 | 1 | 365 | 3.4847 | 0.012345 | 3 | 0.49707
10481 | 7.54 | 1 | 365 | 8.5866 | 0.27878 | 8 | 0.86534
10251 | 7.65 | 1 | 365 | 8.7118 | 0.53086 | 9 | 0.24268
10484 | 3.64 | 1 | 365 | 4.1452 | 0.34148 | 4 | 0.48671
10486 | 8.32 | 1 | 365 | 9.4748 | 0.066245 | 9 | 0.54106
10489 | 9.69 | 1 | 365 | 11.035 | 0.20576 | 11 | 0.24073
10495 | 3.06 | 1 | 365 | 3.4847 | 0.012345 | 3 | 0.49707
10499 | 7.395 | 1 | 365 | 8.4214 | 0.9465 | 9 | 0.36793
10524 | 5.88 | 1 | 365 | 6.6961 | 0.4747 | 7 | 0.17085
10002 | 9.69 | 1 | 365 | 11.035 | 0.20576 | 11 | 0.24073
10017 | 4.335 | 1 | 365 | 4.9367 | 0.93416 | 5 | 0.87085
10099 | 8.16 | 1 | 365 | 9.2926 | 0.69959 | 9 | 0.99219
10470 | 4.59 | 1 | 365 | 5.2271 | 0.51852 | 5 | 0.74561
10100 | 4.08 | 1 | 365 | 4.6463 | 0.34979 | 4 | 0.9961
10323 | 4.59 | 1 | 365 | 5.2271 | 0.51852 | 5 | 0.74561
10284 | 10 | 1 | 365 | 11.388 | 0.91616 | 12 | 0.30416
10102 | 7.65 | 1 | 365 | 8.7118 | 0.53086 | 9 | 0.24268
10238 | 9.435 | 1 | 365 | 10.7446 | 0.6214 | 11 | 0.36597
10235 | 2.94 | 1 | 365 | 3.3481 | 0.73735 | 4 | 0.085423
10217 | 2.805 | 1 | 365 | 3.1943 | 0.42798 | 3 | 0.62232
10246 | 2.295 | 1 | 365 | 2.6135 | 0.25926 | 2 | 0.8728
10230 | 7.395 | 1 | 365 | 8.4214 | 0.9465 | 9 | 0.36793
10220 | 5.355 | 1 | 365 | 6.0983 | 0.2716 | 6 | 0.36988
10242 | 5.355 | 1 | 365 | 6.0983 | 0.2716 | 6 | 0.36988
10233 | 9.945 | 1 | 365 | 11.3254 | 0.79012 | 12 | 0.11549
10612 | 14.28 | 1 | 365 | 16.2621 | 0.72428 | 16 | 0.98634
10604 | 6.12 | 1 | 365 | 6.9695 | 0.02469 | 6 | 0.99415
10492 | 38.175 | 0.9 | 365 | 39.1263 | 0.7342 | 39 | 0.86052
6644 | 20.601 | 1 | 365 | 23.4604 | 0.20958 | 23 | 0.67
8088 | 3.25 | 1 | 365 | 3.7011 | 0.44775 | 4 | 0.14885
7496 | 6.75 | 1 | 365 | 7.6869 | 0.46841 | 8 | 0.15531
10155 | 6.12 | 1 | 365 | 6.9695 | 0.02469 | 6 | 0.99415
10170 | 5.1 | 1 | 365 | 5.8079 | 0.68724 | 6 | 0.49512
10019 | 5.355 | 1 | 365 | 6.0983 | 0.2716 | 6 | 0.36988
10165 | 9.435 | 1 | 365 | 10.7446 | 0.6214 | 11 | 0.36597
9655 | 9.945 | 1 | 365 | 11.3254 | 0.79012 | 12 | 0.11549
10210 | 5.355 | 1 | 365 | 6.0983 | 0.2716 | 6 | 0.36988
10520 | 3 | 1 | 365 | 3.4164 | 0.87485 | 4 | 0.29125
9891 | 5.865 | 1 | 365 | 6.6791 | 0.44033 | 7 | 0.11939
10452 | 6.12 | 1 | 365 | 6.9695 | 0.02469 | 6 | 0.99415
10456 | 4.335 | 1 | 365 | 4.9367 | 0.93416 | 5 | 0.87085
9642 | 4.845 | 1 | 365 | 5.5175 | 0.10288 | 5 | 0.62037
10382 | 5.355 | 1 | 365 | 6.0983 | 0.2716 | 6 | 0.36988
10458 | 2.805 | 1 | 365 | 3.1943 | 0.42798 | 3 | 0.62232
10216 | 4.59 | 1 | 365 | 5.2271 | 0.51852 | 5 | 0.74561
10436 | 8.925 | 1 | 365 | 10.1638 | 0.45267 | 10 | 0.61646
10414 | 2.295 | 1 | 365 | 2.6135 | 0.25926 | 2 | 0.8728
10406 | 4.59 | 1 | 365 | 5.2271 | 0.51852 | 5 | 0.74561
10377 | 8.67 | 1 | 365 | 9.8734 | 0.86831 | 10 | 0.74171
10419 | 9.69 | 1 | 365 | 11.035 | 0.20576 | 11 | 0.24073
10518 | 3.57 | 1 | 365 | 4.0655 | 0.18107 | 4 | 0.24659
10541 | 6.63 | 1 | 365 | 7.5502 | 0.19341 | 7 | 0.74366
10523 | 9.435 | 1 | 365 | 10.7446 | 0.6214 | 11 | 0.36597
10158 | 10 | 1 | 365 | 11.388 | 0.91616 | 12 | 0.30416
10580 | 8.925 | 1 | 365 | 10.1638 | 0.45267 | 10 | 0.61646
10648 | 7.65 | 1 | 365 | 8.7118 | 0.53086 | 9 | 0.24268
10585 | 3.12 | 1 | 365 | 3.5531 | 0.14984 | 3 | 0.7029
10591 | 3.06 | 1 | 365 | 3.4847 | 0.012345 | 3 | 0.49707
10596 | 10.4 | 1 | 365 | 11.8435 | 0.83281 | 12 | 0.67633
10600 | 6.885 | 1 | 365 | 7.8406 | 0.77778 | 8 | 0.61841
10601 | 3.64 | 1 | 365 | 4.1452 | 0.34148 | 4 | 0.48671
10615 | 3.825 | 1 | 365 | 4.3559 | 0.76543 | 5 | 0.12134
10258 | 5.1 | 1 | 365 | 5.8079 | 0.68724 | 6 | 0.49512
10673 | 3.38 | 1 | 365 | 3.8491 | 0.74566 | 4 | 0.59481
10702 | 6.12 | 1 | 365 | 6.9695 | 0.02469 | 6 | 0.99415
10706 | 7.905 | 1 | 365 | 9.0022 | 0.11522 | 9 | 0.11744
10713 | 3.825 | 1 | 365 | 4.3559 | 0.76543 | 5 | 0.12134
10715 | 7.02 | 1 | 365 | 7.9944 | 0.087144 | 8 | 0.08152
10716 | 5.98 | 1 | 365 | 6.81 | 0.70386 | 7 | 0.51389
9855 | 3.825 | 1 | 365 | 4.3559 | 0.76543 | 5 | 0.12134
10727 | 4.25 | 1 | 365 | 4.8399 | 0.73937 | 5 | 0.57927
10213 | 8.67 | 1 | 365 | 9.8734 | 0.86831 | 10 | 0.74171
9845 | 6.12 | 1 | 365 | 6.9695 | 0.02469 | 6 | 0.99415
10700 | 19.8 | 1 | 365 | 22.5482 | 0.374 | 22 | 0.92224
10707 | 10.2 | 1 | 365 | 11.6158 | 0.37448 | 11 | 0.99024
9841 | 5.865 | 1 | 365 | 6.6791 | 0.44033 | 7 | 0.11939
10203 | 8.67 | 1 | 365 | 9.8734 | 0.86831 | 10 | 0.74171
10729 | 8 | 1 | 365 | 9.1104 | 0.33293 | 9 | 0.44333
10731 | 2.5 | 1 | 365 | 2.847 | 0.72904 | 3 | 0.57604
10738 | 5.25 | 1 | 365 | 5.9787 | 0.030984 | 6 | 0.009684
9962 | 6.63 | 1 | 365 | 7.5502 | 0.19341 | 7 | 0.74366
9827 | 5.1 | 1 | 365 | 5.8079 | 0.68724 | 6 | 0.49512
9668 | 7 | 1 | 365 | 7.9716 | 0.041312 | 8 | 0.012912
10026 | 7.905 | 1 | 365 | 9.0022 | 0.11522 | 9 | 0.11744
9330 | 7.395 | 1 | 365 | 8.4214 | 0.9465 | 9 | 0.36793
9977 | 5.865 | 1 | 365 | 6.6791 | 0.44033 | 7 | 0.11939
9206 | 8.67 | 1 | 365 | 9.8734 | 0.86831 | 10 | 0.74171
10488 | 11.44 | 1 | 365 | 13.0279 | 0.21609 | 13 | 0.24396
10678 | 8.32 | 1 | 365 | 9.4748 | 0.066245 | 9 | 0.54106
9158 | 4.75 | 1 | 365 | 5.4093 | 0.88518 | 6 | 0.29448
10015 | 7.395 | 1 | 365 | 8.4214 | 0.9465 | 9 | 0.36793
9329 | 6.885 | 1 | 365 | 7.8406 | 0.77778 | 8 | 0.61841
9334 | 4.845 | 1 | 365 | 5.5175 | 0.10288 | 5 | 0.62037
9734 | 4.845 | 1 | 365 | 5.5175 | 0.10288 | 5 | 0.62037
9966 | 5.1 | 1 | 365 | 5.8079 | 0.68724 | 6 | 0.49512
9968 | 5.61 | 1 | 365 | 6.3887 | 0.85597 | 7 | 0.24463
9986 | 7.395 | 1 | 365 | 8.4214 | 0.9465 | 9 | 0.36793
10846 | 6.5 | 1 | 365 | 7.4022 | 0.8955 | 8 | 0.2977
9976 | 8.415 | 1 | 365 | 9.583 | 0.28395 | 9 | 0.86695
9743 | 4.08 | 1 | 365 | 4.6463 | 0.34979 | 4 | 0.9961
10009 | 8.16 | 1 | 365 | 9.2926 | 0.69959 | 9 | 0.99219
10085 | 7.14 | 1 | 365 | 8.131 | 0.36214 | 8 | 0.49317
10849 | 10.2 | 1 | 365 | 11.6158 | 0.37448 | 11 | 0.99024
10228 | 3.06 | 1 | 365 | 3.4847 | 0.012345 | 3 | 0.49707
10850 | 8.415 | 1 | 365 | 9.583 | 0.28395 | 9 | 0.86695
10851 | 3.06 | 1 | 365 | 3.4847 | 0.012345 | 3 | 0.49707
9715 | 6.885 | 1 | 365 | 7.8406 | 0.77778 | 8 | 0.61841
10853 | 5.61 | 1 | 365 | 6.3887 | 0.85597 | 7 | 0.24463
10858 | 9.69 | 1 | 365 | 11.035 | 0.20576 | 11 | 0.24073
10304 | 13 | 1 | 365 | 14.8044 | 0.79101 | 15 | 0.59541
10866 | 4.845 | 1 | 365 | 5.5175 | 0.10288 | 5 | 0.62037
9995 | 7.14 | 1 | 365 | 8.131 | 0.36214 | 8 | 0.49317
10884 | 5.72 | 1 | 365 | 6.5139 | 0.10804 | 6 | 0.62198
10885 | 5.865 | 1 | 365 | 6.6791 | 0.44033 | 7 | 0.11939
10887 | 6.885 | 1 | 365 | 7.8406 | 0.77778 | 8 | 0.61841
10188 | 5.1 | 1 | 365 | 5.8079 | 0.68724 | 6 | 0.49512
11194 | 4.59 | 1 | 365 | 5.2271 | 0.51852 | 5 | 0.74561
9998 | 4.59 | 1 | 365 | 5.2271 | 0.51852 | 5 | 0.74561
11193 | 3.315 | 1 | 365 | 3.7751 | 0.59671 | 4 | 0.37183
11180 | 11.44 | 1 | 365 | 13.0279 | 0.21609 | 13 | 0.24396
11188 | 9.18 | 1 | 365 | 10.4542 | 0.037035 | 10 | 0.49122
10901 | 3.38 | 1 | 365 | 3.8491 | 0.74566 | 4 | 0.59481
11175 | 4.08 | 1 | 365 | 4.6463 | 0.34979 | 4 | 0.9961
9748 | 2.805 | 1 | 365 | 3.1943 | 0.42798 | 3 | 0.62232
10384 | 4.08 | 1 | 365 | 4.6463 | 0.34979 | 4 | 0.9961
10385 | 12.74 | 1 | 365 | 14.5083 | 0.19519 | 14 | 0.7035
10388 | 3.38 | 1 | 365 | 3.8491 | 0.74566 | 4 | 0.59481
10407 | 12.56 | 1 | 365 | 14.3033 | 0.7827 | 15 | 0.086025
6732 | 3.825 | 1 | 365 | 4.3559 | 0.76543 | 5 | 0.12134
10906 | 8.84 | 1 | 365 | 10.067 | 0.25789 | 10 | 0.32488
9600 | 6.885 | 1 | 365 | 7.8406 | 0.77778 | 8 | 0.61841
10908 | 7.395 | 1 | 365 | 8.4214 | 0.9465 | 9 | 0.36793
10910 | 9.88 | 1 | 365 | 11.2513 | 0.64117 | 11 | 0.89251
10408 | 10.92 | 1 | 365 | 12.4357 | 0.024447 | 12 | 0.46014
10911 | 3.12 | 1 | 365 | 3.5531 | 0.14984 | 3 | 0.7029
10918 | 11.96 | 1 | 365 | 13.62 | 0.40773 | 14 | 0.027775
9961 | 9.435 | 1 | 365 | 10.7446 | 0.6214 | 11 | 0.36597
10857 | 2.55 | 1 | 365 | 2.9039 | 0.84362 | 3 | 0.74756
10859 | 7.905 | 1 | 365 | 9.0022 | 0.11522 | 9 | 0.11744
9580 | 6.12 | 1 | 365 | 6.9695 | 0.02469 | 6 | 0.99415
10860 | 6.63 | 1 | 365 | 7.5502 | 0.19341 | 7 | 0.74366
10864 | 7.905 | 1 | 365 | 9.0022 | 0.11522 | 9 | 0.11744
10862 | 4.59 | 1 | 365 | 5.2271 | 0.51852 | 5 | 0.74561
10865 | 5.865 | 1 | 365 | 6.6791 | 0.44033 | 7 | 0.11939
9583 | 3.06 | 1 | 365 | 3.4847 | 0.012345 | 3 | 0.49707
9894 | 2.805 | 1 | 365 | 3.1943 | 0.42798 | 3 | 0.62232
10413 | 5.04 | 1 | 365 | 5.7396 | 0.54974 | 6 | 0.2893
9885 | 2.55 | 1 | 365 | 2.9039 | 0.84362 | 3 | 0.74756
10415 | 4.08 | 1 | 365 | 4.6463 | 0.34979 | 4 | 0.9961
10420 | 4.505 | 1 | 365 | 5.1303 | 0.32373 | 5 | 0.45402
10423 | 9.62 | 1 | 365 | 10.9553 | 0.045346 | 11 | 0.00060192
10426 | 4.08 | 1 | 365 | 4.6463 | 0.34979 | 4 | 0.9961
8051 | 8.415 | 1 | 365 | 9.583 | 0.28395 | 9 | 0.86695
9910 | 9.69 | 1 | 365 | 11.035 | 0.20576 | 11 | 0.24073
9898 | 9.435 | 1 | 365 | 10.7446 | 0.6214 | 11 | 0.36597
10321 | 8.16 | 1 | 365 | 9.2926 | 0.69959 | 9 | 0.99219
10098 | 7.105 | 1 | 365 | 8.0912 | 0.28193 | 8 | 0.37311
10028 | 7.395 | 1 | 365 | 8.4214 | 0.9465 | 9 | 0.36793
10433 | 9.54 | 1 | 365 | 10.8642 | 0.86202 | 11 | 0.72617
10437 | 4.845 | 1 | 365 | 5.5175 | 0.10288 | 5 | 0.62037
10465 | 6.12 | 1 | 365 | 6.9695 | 0.02469 | 6 | 0.99415
10466 | 4.59 | 1 | 365 | 5.2271 | 0.51852 | 5 | 0.74561
10468 | 3.06 | 1 | 365 | 3.4847 | 0.012345 | 3 | 0.49707
10464 | 4.95 | 1 | 365 | 5.6371 | 0.3435 | 5 | 0.98056
10467 | 3.5 | 1 | 365 | 3.9858 | 0.020656 | 4 | 0.006456
10560 | 1.785 | 1 | 365 | 2.0328 | 0.090535 | 2 | 0.12329
10624 | 5.865 | 1 | 365 | 6.6791 | 0.44033 | 7 | 0.11939
10344 | 10.2 | 1 | 365 | 11.6158 | 0.37448 | 11 | 0.99024
10535 | 5.1 | 1 | 365 | 5.8079 | 0.68724 | 6 | 0.49512
10552 | 9.69 | 1 | 365 | 11.035 | 0.20576 | 11 | 0.24073
10608 | 5.75 | 1 | 365 | 6.5481 | 0.17679 | 6 | 0.72489
10509 | 9.18 | 1 | 365 | 10.4542 | 0.037035 | 10 | 0.49122
10557 | 3.315 | 1 | 365 | 3.7751 | 0.59671 | 4 | 0.37183
10643 | 5.61 | 1 | 365 | 6.3887 | 0.85597 | 7 | 0.24463
10640 | 7.14 | 1 | 365 | 8.131 | 0.36214 | 8 | 0.49317
10644 | 10.14 | 1 | 365 | 11.5474 | 0.23699 | 11 | 0.78442
10635 | 9.88 | 1 | 365 | 11.2513 | 0.64117 | 11 | 0.89251
10634 | 7.65 | 1 | 365 | 8.7118 | 0.53086 | 9 | 0.24268
10636 | 8.415 | 1 | 365 | 9.583 | 0.28395 | 9 | 0.86695
10647 | 7 | 1 | 365 | 7.9716 | 0.041312 | 8 | 0.012912
10641 | 7.65 | 1 | 365 | 8.7118 | 0.53086 | 9 | 0.24268
10639 | 7.54 | 1 | 365 | 8.5866 | 0.27878 | 8 | 0.86534
10632 | 4.16 | 1 | 365 | 4.7374 | 0.53312 | 5 | 0.27053
10628 | 5.1 | 1 | 365 | 5.8079 | 0.68724 | 6 | 0.49512
10630 | 5.61 | 1 | 365 | 6.3887 | 0.85597 | 7 | 0.24463
10633 | 7.65 | 1 | 365 | 8.7118 | 0.53086 | 9 | 0.24268
10631 | 4.845 | 1 | 365 | 5.5175 | 0.10288 | 5 | 0.62037
10629 | 6.63 | 1 | 365 | 7.5502 | 0.19341 | 7 | 0.74366
10625 | 11.475 | 1 | 365 | 13.0677 | 0.29629 | 13 | 0.36402
10538 | 5.61 | 1 | 365 | 6.3887 | 0.85597 | 7 | 0.24463
10627 | 5.355 | 1 | 365 | 6.0983 | 0.2716 | 6 | 0.36988
10653 | 9.435 | 1 | 365 | 10.7446 | 0.6214 | 11 | 0.36597
10616 | 10.965 | 1 | 365 | 12.4869 | 0.12757 | 12 | 0.61451
10540 | 7.395 | 1 | 365 | 8.4214 | 0.9465 | 9 | 0.36793
10542 | 6.885 | 1 | 365 | 7.8406 | 0.77778 | 8 | 0.61841
10545 | 9.31 | 1 | 365 | 10.6022 | 0.33494 | 10 | 0.93717
10672 | 2.805 | 1 | 365 | 3.1943 | 0.42798 | 3 | 0.62232
10663 | 6.76 | 1 | 365 | 7.6983 | 0.49132 | 8 | 0.18961
10563 | 7.65 | 1 | 365 | 8.7118 | 0.53086 | 9 | 0.24268
10667 | 3.9 | 1 | 365 | 4.4413 | 0.9373 | 5 | 0.37862
10497 | 3.825 | 1 | 365 | 4.3559 | 0.76543 | 5 | 0.12134
10501 | 3.315 | 1 | 365 | 3.7751 | 0.59671 | 4 | 0.37183
10504 | 4.335 | 1 | 365 | 4.9367 | 0.93416 | 5 | 0.87085
10505 | 5.355 | 1 | 365 | 6.0983 | 0.2716 | 6 | 0.36988
10508 | 8.16 | 1 | 365 | 9.2926 | 0.69959 | 9 | 0.99219
10261 | 8.415 | 1 | 365 | 9.583 | 0.28395 | 9 | 0.86695
10266 | 4.08 | 1 | 365 | 4.6463 | 0.34979 | 4 | 0.9961
10029 | 5.61 | 1 | 365 | 6.3887 | 0.85597 | 7 | 0.24463
10354 | 5.355 | 1 | 365 | 6.0983 | 0.2716 | 6 | 0.36988
8274 | 6.12 | 1 | 365 | 6.9695 | 0.02469 | 6 | 0.99415
10357 | 7.65 | 1 | 365 | 8.7118 | 0.53086 | 9 | 0.24268
9992 | 5.61 | 1 | 365 | 6.3887 | 0.85597 | 7 | 0.24463
8933 | 9.945 | 1 | 365 | 11.3254 | 0.79012 | 12 | 0.11549
9230 | 3.57 | 1 | 365 | 4.0655 | 0.18107 | 4 | 0.24659
10341 | 8.67 | 1 | 365 | 9.8734 | 0.86831 | 10 | 0.74171
10343 | 7.14 | 1 | 365 | 8.131 | 0.36214 | 8 | 0.49317
10510 | 6.375 | 1 | 365 | 7.2599 | 0.60905 | 7 | 0.8689
10512 | 10.965 | 1 | 365 | 12.4869 | 0.12757 | 12 | 0.61451
10514 | 6.12 | 1 | 365 | 6.9695 | 0.02469 | 6 | 0.99415
10519 | 8.58 | 1 | 365 | 9.7709 | 0.66207 | 10 | 0.43297
10531 | 4.59 | 1 | 365 | 5.2271 | 0.51852 | 5 | 0.74561
10532 | 3.64 | 1 | 365 | 4.1452 | 0.34148 | 4 | 0.48671
10533 | 3.9 | 1 | 365 | 4.4413 | 0.9373 | 5 | 0.37862
10348 | 6.885 | 1 | 365 | 7.8406 | 0.77778 | 8 | 0.61841
10350 | 4.845 | 1 | 365 | 5.5175 | 0.10288 | 5 | 0.62037
8835 | 9.69 | 1 | 365 | 11.035 | 0.20576 | 11 | 0.24073
10311 | 6.12 | 1 | 365 | 6.9695 | 0.02469 | 6 | 0.99415
10016 | 8.415 | 1 | 365 | 9.583 | 0.28395 | 9 | 0.86695
10313 | 7.65 | 1 | 365 | 8.7118 | 0.53086 | 9 | 0.24268
10430 | 6.12 | 1 | 365 | 6.9695 | 0.02469 | 6 | 0.99415
9144 | 4 | 1 | 365 | 4.5552 | 0.16646 | 4 | 0.72166
10440 | 5.865 | 1 | 365 | 6.6791 | 0.44033 | 7 | 0.11939
10386 | 7.14 | 1 | 365 | 8.131 | 0.36214 | 8 | 0.49317
10056 | 7.65 | 1 | 365 | 8.7118 | 0.53086 | 9 | 0.24268
10427 | 8.16 | 1 | 365 | 9.2926 | 0.69959 | 9 | 0.99219
10522 | 3.57 | 1 | 365 | 4.0655 | 0.18107 | 4 | 0.24659
10411 | 9.435 | 1 | 365 | 10.7446 | 0.6214 | 11 | 0.36597
9508 | 1.53 | 1 | 365 | 1.7424 | 0.50617 | 2 | 0.24854
9602 | 3.315 | 1 | 365 | 3.7751 | 0.59671 | 4 | 0.37183
10409 | 5.865 | 1 | 365 | 6.6791 | 0.44033 | 7 | 0.11939
11308 | 6.54 | 1 | 365 | 7.4478 | 0.98717 | 8 | 0.43492
11372 | 3.825 | 1 | 365 | 4.3559 | 0.76543 | 5 | 0.12134
11375 | 7.35 | 1 | 365 | 8.3702 | 0.84338 | 9 | 0.21356
11376 | 3.3 | 1 | 365 | 3.758 | 0.56233 | 4 | 0.32037
11380 | 16.8 | 1 | 365 | 19.1318 | 0.49915 | 19 | 0.63099
11335 | 4.25 | 1 | 365 | 4.8399 | 0.73937 | 5 | 0.57927
11342 | 5.25 | 1 | 365 | 5.9787 | 0.030984 | 6 | 0.009684
11310 | 4.75 | 1 | 365 | 5.4093 | 0.88518 | 6 | 0.29448
11364 | 2.5 | 1 | 365 | 2.847 | 0.72904 | 3 | 0.57604
11366 | 5.61 | 1 | 365 | 6.3887 | 0.85597 | 7 | 0.24463
11367 | 6.12 | 1 | 365 | 6.9695 | 0.02469 | 6 | 0.99415
11382 | 6.63 | 1 | 365 | 7.5502 | 0.19341 | 7 | 0.74366
11126 | 6.5 | 1 | 365 | 7.4022 | 0.8955 | 8 | 0.2977
7827 | 6.5 | 1 | 365 | 7.4022 | 0.8955 | 8 | 0.2977
9852 | 5 | 1 | 365 | 5.694 | 0.45808 | 6 | 0.15208
11205 | 5.61 | 1 | 365 | 6.3887 | 0.85597 | 7 | 0.24463
10942 | 7.14 | 1 | 365 | 8.131 | 0.36214 | 8 | 0.49317
9928 | 33 | 0.9 | 365 | 33.8224 | 0.060995 | 33 | 0.88336
11065 | 8 | 1 | 365 | 9.1104 | 0.33293 | 9 | 0.44333
11208 | 3.825 | 1 | 365 | 4.3559 | 0.76543 | 5 | 0.12134
11303 | 8.75 | 1 | 365 | 9.9645 | 0.05164 | 10 | 0.01614
10721 | 11.34 | 1 | 365 | 12.914 | 0.98693 | 13 | 0.90092
10747 | 11.5 | 1 | 365 | 13.0962 | 0.35358 | 13 | 0.44978
9431 | 127.5 | 0.9 | 365 | 130.6773 | 0.96294 | 131 | 0.64024
11741 | 7.5 | 1 | 365 | 8.541 | 0.18712 | 8 | 0.72812
11745 | 6.63 | 1 | 365 | 7.5502 | 0.19341 | 7 | 0.74366
11771 | 5.775 | 1 | 365 | 6.5766 | 0.23408 | 6 | 0.81065
11284 | 2.75 | 1 | 365 | 3.1317 | 0.30194 | 3 | 0.43364
11286 | 13.2 | 1 | 365 | 15.0322 | 0.24933 | 15 | 0.28149
11272 | 6.885 | 1 | 365 | 7.8406 | 0.77778 | 8 | 0.61841
11290 | 8.74 | 1 | 365 | 9.9531 | 0.028724 | 9 | 0.98184
5624 | 143.31 | 0.9 | 365 | 146.8813 | 0.57034 | 147 | 0.45163
5630 | 82.875 | 0.9 | 365 | 84.9402 | 0.92591 | 85 | 0.86615
5627 | 231.495 | 0.9 | 365 | 237.2639 | 0.44788 | 237 | 0.71174
4804 | 100.1 | 0.9 | 365 | 102.5945 | 0.45169 | 103 | 0.046177
4094 | 101.4 | 0.9 | 365 | 103.9269 | 0.13288 | 104 | 0.059764
3027 | 224.4 | 0.9 | 365 | 229.992 | 0.81477 | 230 | 0.80682
9943 | 82.8 | 0.9 | 365 | 84.8634 | 0.77122 | 85 | 0.6346
4456 | 139.75 | 0.9 | 365 | 143.2326 | 0.228 | 143 | 0.46057
7933 | 5.2 | 1 | 365 | 5.9218 | 0.9164 | 6 | 0.83816
10732 | 7.28 | 1 | 365 | 8.2905 | 0.68296 | 8 | 0.97343
10746 | 4.08 | 1 | 365 | 4.6463 | 0.34979 | 4 | 0.9961
10496 | 4.59 | 1 | 365 | 5.2271 | 0.51852 | 5 | 0.74561
10113 | 8.16 | 1 | 365 | 9.2926 | 0.69959 | 9 | 0.99219
5941 | 7.02 | 1 | 365 | 7.9944 | 0.087144 | 8 | 0.08152
5952 | 8 | 1 | 365 | 9.1104 | 0.33293 | 9 | 0.44333
5122 | 99 | 0.9 | 365 | 101.4671 | 0.18299 | 101 | 0.65007
6372 | 4.95 | 1 | 365 | 5.6371 | 0.3435 | 5 | 0.98056
6686 | 62.01 | 0.9 | 365 | 63.5553 | 0.8928 | 64 | 0.44809
10626 | 5.1 | 1 | 365 | 5.8079 | 0.68724 | 6 | 0.49512
11340 | 8.925 | 1 | 365 | 10.1638 | 0.45267 | 10 | 0.61646
11343 | 8.415 | 1 | 365 | 9.583 | 0.28395 | 9 | 0.86695
11344 | 7.65 | 1 | 365 | 8.7118 | 0.53086 | 9 | 0.24268
11349 | 4.9 | 1 | 365 | 5.5801 | 0.22892 | 5 | 0.80904
11358 | 6.375 | 1 | 365 | 7.2599 | 0.60905 | 7 | 0.8689
11350 | 8.16 | 1 | 365 | 9.2926 | 0.69959 | 9 | 0.99219
11363 | 4.08 | 1 | 365 | 4.6463 | 0.34979 | 4 | 0.9961
11357 | 5.39 | 1 | 365 | 6.1381 | 0.35181 | 6 | 0.48994
11353 | 6 | 1 | 365 | 6.8328 | 0.7497 | 7 | 0.5825
11361 | 8.16 | 1 | 365 | 9.2926 | 0.69959 | 9 | 0.99219
11381 | 7.905 | 1 | 365 | 9.0022 | 0.11522 | 9 | 0.11744
11384 | 4.08 | 1 | 365 | 4.6463 | 0.34979 | 4 | 0.9961
12064 | 5.61 | 1 | 365 | 6.3887 | 0.85597 | 7 | 0.24463
12036 | 7.395 | 1 | 365 | 8.4214 | 0.9465 | 9 | 0.36793
12060 | 7.395 | 1 | 365 | 8.4214 | 0.9465 | 9 | 0.36793
12095 | 5.355 | 1 | 365 | 6.0983 | 0.2716 | 6 | 0.36988
10421 | 5.865 | 1 | 365 | 6.6791 | 0.44033 | 7 | 0.11939
10445 | 5.865 | 1 | 365 | 6.6791 | 0.44033 | 7 | 0.11939
9892 | 7.14 | 1 | 365 | 8.131 | 0.36214 | 8 | 0.49317
10429 | 5.865 | 1 | 365 | 6.6791 | 0.44033 | 7 | 0.11939
10424 | 6.12 | 1 | 365 | 6.9695 | 0.02469 | 6 | 0.99415
9850 | 9.69 | 1 | 365 | 11.035 | 0.20576 | 11 | 0.24073
10526 | 4.845 | 1 | 365 | 5.5175 | 0.10288 | 5 | 0.62037
10471 | 5.61 | 1 | 365 | 6.3887 | 0.85597 | 7 | 0.24463
10443 | 6.12 | 1 | 365 | 6.9695 | 0.02469 | 6 | 0.99415
10450 | 5.145 | 1 | 365 | 5.8591 | 0.79036 | 6 | 0.64949
10431 | 9.18 | 1 | 365 | 10.4542 | 0.037035 | 10 | 0.49122
10447 | 5.1 | 1 | 365 | 5.8079 | 0.68724 | 6 | 0.49512
10381 | 5.61 | 1 | 365 | 6.3887 | 0.85597 | 7 | 0.24463
10554 | 5.2 | 1 | 365 | 5.9218 | 0.9164 | 6 | 0.83816
10559 | 7.54 | 1 | 365 | 8.5866 | 0.27878 | 8 | 0.86534
10562 | 2.805 | 1 | 365 | 3.1943 | 0.42798 | 3 | 0.62232
10485 | 8.16 | 1 | 365 | 9.2926 | 0.69959 | 9 | 0.99219
10569 | 8.16 | 1 | 365 | 9.2926 | 0.69959 | 9 | 0.99219
10571 | 7.14 | 1 | 365 | 8.131 | 0.36214 | 8 | 0.49317
10362 | 5.355 | 1 | 365 | 6.0983 | 0.2716 | 6 | 0.36988
10472 | 5.61 | 1 | 365 | 6.3887 | 0.85597 | 7 | 0.24463
10460 | 6.12 | 1 | 365 | 6.9695 | 0.02469 | 6 | 0.99415
10378 | 5.355 | 1 | 365 | 6.0983 | 0.2716 | 6 | 0.36988
10503 | 5.355 | 1 | 365 | 6.0983 | 0.2716 | 6 | 0.36988
10416 | 3.825 | 1 | 365 | 4.3559 | 0.76543 | 5 | 0.12134
10477 | 8.415 | 1 | 365 | 9.583 | 0.28395 | 9 | 0.86695
8522 | 150 | 0.9 | 365 | 153.738 | 0.36816 | 154 | 0.10616
10475 | 9.435 | 1 | 365 | 10.7446 | 0.6214 | 11 | 0.36597
10517 | 5.865 | 1 | 365 | 6.6791 | 0.44033 | 7 | 0.11939
10403 | 6.63 | 1 | 365 | 7.5502 | 0.19341 | 7 | 0.74366
10493 | 5.61 | 1 | 365 | 6.3887 | 0.85597 | 7 | 0.24463
10498 | 4.59 | 1 | 365 | 5.2271 | 0.51852 | 5 | 0.74561
10374 | 4.335 | 1 | 365 | 4.9367 | 0.93416 | 5 | 0.87085
10480 | 3.315 | 1 | 365 | 3.7751 | 0.59671 | 4 | 0.37183
10762 | 7.14 | 1 | 365 | 8.131 | 0.36214 | 8 | 0.49317
10764 | 4.16 | 1 | 365 | 4.7374 | 0.53312 | 5 | 0.27053
10768 | 4.59 | 1 | 365 | 5.2271 | 0.51852 | 5 | 0.74561
8213 | 6.12 | 1 | 365 | 6.9695 | 0.02469 | 6 | 0.99415
10584 | 2.805 | 1 | 365 | 3.1943 | 0.42798 | 3 | 0.62232
10583 | 9.69 | 1 | 365 | 11.035 | 0.20576 | 11 | 0.24073
10586 | 6.375 | 1 | 365 | 7.2599 | 0.60905 | 7 | 0.8689
10544 | 5.1 | 1 | 365 | 5.8079 | 0.68724 | 6 | 0.49512
10539 | 6.12 | 1 | 365 | 6.9695 | 0.02469 | 6 | 0.99415
10787 | 6.24 | 1 | 365 | 7.1061 | 0.29968 | 7 | 0.4058
10789 | 7.65 | 1 | 365 | 8.7118 | 0.53086 | 9 | 0.24268
10578 | 4.59 | 1 | 365 | 5.2271 | 0.51852 | 5 | 0.74561
10566 | 6.63 | 1 | 365 | 7.5502 | 0.19341 | 7 | 0.74366
10793 | 6.24 | 1 | 365 | 7.1061 | 0.29968 | 7 | 0.4058
10570 | 6.12 | 1 | 365 | 6.9695 | 0.02469 | 6 | 0.99415
9963 | 7.14 | 1 | 365 | 8.131 | 0.36214 | 8 | 0.49317
10792 | 12.24 | 1 | 365 | 13.9389 | 0.04938 | 13 | 0.98829
10564 | 6.63 | 1 | 365 | 7.5502 | 0.19341 | 7 | 0.74366
10037 | 7.395 | 1 | 365 | 8.4214 | 0.9465 | 9 | 0.36793
10548 | 2.04 | 1 | 365 | 2.3232 | 0.6749 | 2 | 0.99805
10808 | 5.1 | 1 | 365 | 5.8079 | 0.68724 | 6 | 0.49512
10809 | 4.5 | 1 | 365 | 5.1246 | 0.31227 | 5 | 0.43687
10810 | 7.28 | 1 | 365 | 8.2905 | 0.68296 | 8 | 0.97343
10811 | 15.81 | 1 | 365 | 18.0044 | 0.23045 | 18 | 0.23488
10795 | 6.12 | 1 | 365 | 6.9695 | 0.02469 | 6 | 0.99415
10831 | 5.355 | 1 | 365 | 6.0983 | 0.2716 | 6 | 0.36988
10813 | 5.865 | 1 | 365 | 6.6791 | 0.44033 | 7 | 0.11939
10791 | 8.415 | 1 | 365 | 9.583 | 0.28395 | 9 | 0.86695
10815 | 4.845 | 1 | 365 | 5.5175 | 0.10288 | 5 | 0.62037
10896 | 9.69 | 1 | 365 | 11.035 | 0.20576 | 11 | 0.24073
11178 | 4.335 | 1 | 365 | 4.9367 | 0.93416 | 5 | 0.87085
11182 | 5.1 | 1 | 365 | 5.8079 | 0.68724 | 6 | 0.49512
10558 | 5.865 | 1 | 365 | 6.6791 | 0.44033 | 7 | 0.11939
11174 | 8.33 | 1 | 365 | 9.4862 | 0.089161 | 9 | 0.57537
10577 | 9.945 | 1 | 365 | 11.3254 | 0.79012 | 12 | 0.11549
10574 | 6.63 | 1 | 365 | 7.5502 | 0.19341 | 7 | 0.74366
10550 | 4.335 | 1 | 365 | 4.9367 | 0.93416 | 5 | 0.87085
10565 | 5.88 | 1 | 365 | 6.6961 | 0.4747 | 7 | 0.17085
10556 | 6.12 | 1 | 365 | 6.9695 | 0.02469 | 6 | 0.99415
10652 | 5.865 | 1 | 365 | 6.6791 | 0.44033 | 7 | 0.11939
10780 | 9.945 | 1 | 365 | 11.3254 | 0.79012 | 12 | 0.11549
10817 | 8.5 | 1 | 365 | 9.6798 | 0.47874 | 10 | 0.15854
10779 | 7.65 | 1 | 365 | 8.7118 | 0.53086 | 9 | 0.24268
10820 | 4.94 | 1 | 365 | 5.6257 | 0.32058 | 5 | 0.94626
10778 | 9.18 | 1 | 365 | 10.4542 | 0.037035 | 10 | 0.49122
10777 | 5.355 | 1 | 365 | 6.0983 | 0.2716 | 6 | 0.36988
10823 | 12 | 1 | 365 | 13.6656 | 0.49939 | 14 | 0.16499
10822 | 8.16 | 1 | 365 | 9.2926 | 0.69959 | 9 | 0.99219
10825 | 7 | 1 | 365 | 7.9716 | 0.041312 | 8 | 0.012912
908 | 8.04 | 1 | 365 | 9.156 | 0.42459 | 9 | 0.58054
10650 | 2.805 | 1 | 365 | 3.1943 | 0.42798 | 3 | 0.62232
5307 | 201.75 | 0.9 | 365 | 206.7776 | 0.10018 | 206 | 0.87779
10828 | 12 | 1 | 365 | 13.6656 | 0.49939 | 14 | 0.16499
10833 | 7.65 | 1 | 365 | 8.7118 | 0.53086 | 9 | 0.24268
10827 | 10.25 | 1 | 365 | 11.6727 | 0.48906 | 12 | 0.16176
10830 | 5.61 | 1 | 365 | 6.3887 | 0.85597 | 7 | 0.24463
10834 | 4.16 | 1 | 365 | 4.7374 | 0.53312 | 5 | 0.27053
10835 | 5.5 | 1 | 365 | 6.2634 | 0.60389 | 6 | 0.86729
10836 | 9.18 | 1 | 365 | 10.4542 | 0.037035 | 10 | 0.49122
10837 | 4.59 | 1 | 365 | 5.2271 | 0.51852 | 5 | 0.74561
10838 | 8.925 | 1 | 365 | 10.1638 | 0.45267 | 10 | 0.61646
10839 | 5.46 | 1 | 365 | 6.2178 | 0.51222 | 6 | 0.73007
10841 | 5.1 | 1 | 365 | 5.8079 | 0.68724 | 6 | 0.49512
10842 | 8.84 | 1 | 365 | 10.067 | 0.25789 | 10 | 0.32488
10843 | 16.575 | 1 | 365 | 18.8756 | 0.98354 | 19 | 0.85915
10844 | 10.92 | 1 | 365 | 12.4357 | 0.024447 | 12 | 0.46014
10979 | 11.22 | 1 | 365 | 12.7773 | 0.71193 | 13 | 0.48927
9286 | 7.395 | 1 | 365 | 8.4214 | 0.9465 | 9 | 0.36793
10980 | 7.14 | 1 | 365 | 8.131 | 0.36214 | 8 | 0.49317
11030 | 11.475 | 1 | 365 | 13.0677 | 0.29629 | 13 | 0.36402
11033 | 11.22 | 1 | 365 | 12.7773 | 0.71193 | 13 | 0.48927
17157 | 6.12 | 1 | 365 | 6.9695 | 0.02469 | 6 | 0.99415
11034 | 6.375 | 1 | 365 | 7.2599 | 0.60905 | 7 | 0.8689
11074 | 8.16 | 1 | 365 | 9.2926 | 0.69959 | 9 | 0.99219
10894 | 7.65 | 1 | 365 | 8.7118 | 0.53086 | 9 | 0.24268
10897 | 5.355 | 1 | 365 | 6.0983 | 0.2716 | 6 | 0.36988
10900 | 7.14 | 1 | 365 | 8.131 | 0.36214 | 8 | 0.49317
10902 | 4.59 | 1 | 365 | 5.2271 | 0.51852 | 5 | 0.74561
10913 | 5.61 | 1 | 365 | 6.3887 | 0.85597 | 7 | 0.24463
11081 | 4.59 | 1 | 365 | 5.2271 | 0.51852 | 5 | 0.74561
11082 | 10.4 | 1 | 365 | 11.8435 | 0.83281 | 12 | 0.67633
11084 | 5.61 | 1 | 365 | 6.3887 | 0.85597 | 7 | 0.24463
11086 | 3.57 | 1 | 365 | 4.0655 | 0.18107 | 4 | 0.24659
11091 | 4.335 | 1 | 365 | 4.9367 | 0.93416 | 5 | 0.87085
11083 | 3.315 | 1 | 365 | 3.7751 | 0.59671 | 4 | 0.37183
10905 | 8.16 | 1 | 365 | 9.2926 | 0.69959 | 9 | 0.99219
10926 | 8.67 | 1 | 365 | 9.8734 | 0.86831 | 10 | 0.74171
11094 | 7.84 | 1 | 365 | 8.9282 | 0.96627 | 9 | 0.89446
11098 | 3.5 | 1 | 365 | 3.9858 | 0.020656 | 4 | 0.006456
10925 | 6.12 | 1 | 365 | 6.9695 | 0.02469 | 6 | 0.99415
11099 | 6.75 | 1 | 365 | 7.6869 | 0.46841 | 8 | 0.15531
10914 | 9.18 | 1 | 365 | 10.4542 | 0.037035 | 10 | 0.49122
11101 | 5.865 | 1 | 365 | 6.6791 | 0.44033 | 7 | 0.11939
10915 | 4.08 | 1 | 365 | 4.6463 | 0.34979 | 4 | 0.9961
11102 | 7.905 | 1 | 365 | 9.0022 | 0.11522 | 9 | 0.11744
11052 | 6.12 | 1 | 365 | 6.9695 | 0.02469 | 6 | 0.99415
11104 | 9.435 | 1 | 365 | 10.7446 | 0.6214 | 11 | 0.36597
11056 | 8.67 | 1 | 365 | 9.8734 | 0.86831 | 10 | 0.74171
11058 | 6.63 | 1 | 365 | 7.5502 | 0.19341 | 7 | 0.74366
11059 | 8.16 | 1 | 365 | 9.2926 | 0.69959 | 9 | 0.99219
11108 | 9.435 | 1 | 365 | 10.7446 | 0.6214 | 11 | 0.36597
11109 | 3.57 | 1 | 365 | 4.0655 | 0.18107 | 4 | 0.24659
11110 | 6.885 | 1 | 365 | 7.8406 | 0.77778 | 8 | 0.61841
10907 | 9.435 | 1 | 365 | 10.7446 | 0.6214 | 11 | 0.36597
11113 | 7.14 | 1 | 365 | 8.131 | 0.36214 | 8 | 0.49317
11115 | 6.375 | 1 | 365 | 7.2599 | 0.60905 | 7 | 0.8689
11111 | 8.925 | 1 | 365 | 10.1638 | 0.45267 | 10 | 0.61646
11114 | 10.71 | 1 | 365 | 12.1965 | 0.54321 | 12 | 0.73976
11122 | 3.06 | 1 | 365 | 3.4847 | 0.012345 | 3 | 0.49707
11123 | 10.2 | 1 | 365 | 11.6158 | 0.37448 | 11 | 0.99024
11127 | 5.865 | 1 | 365 | 6.6791 | 0.44033 | 7 | 0.11939
10895 | 2.55 | 1 | 365 | 2.9039 | 0.84362 | 3 | 0.74756
11171 | 4.59 | 1 | 365 | 5.2271 | 0.51852 | 5 | 0.74561
11218 | 3.9 | 1 | 365 | 4.4413 | 0.9373 | 5 | 0.37862
11223 | 5.355 | 1 | 365 | 6.0983 | 0.2716 | 6 | 0.36988
11228 | 8.16 | 1 | 365 | 9.2926 | 0.69959 | 9 | 0.99219
11252 | 4.845 | 1 | 365 | 5.5175 | 0.10288 | 5 | 0.62037
11256 | 3.675 | 1 | 365 | 4.1851 | 0.42169 | 4 | 0.60678
11260 | 4.335 | 1 | 365 | 4.9367 | 0.93416 | 5 | 0.87085
11266 | 5.865 | 1 | 365 | 6.6791 | 0.44033 | 7 | 0.11939
11267 | 4.08 | 1 | 365 | 4.6463 | 0.34979 | 4 | 0.9961
11304 | 3.06 | 1 | 365 | 3.4847 | 0.012345 | 3 | 0.49707
11307 | 7.905 | 1 | 365 | 9.0022 | 0.11522 | 9 | 0.11744
11305 | 4.59 | 1 | 365 | 5.2271 | 0.51852 | 5 | 0.74561
10594 | 5.1 | 1 | 365 | 5.8079 | 0.68724 | 6 | 0.49512
10592 | 4.845 | 1 | 365 | 5.5175 | 0.10288 | 5 | 0.62037
11220 | 5.865 | 1 | 365 | 6.6791 | 0.44033 | 7 | 0.11939
9623 | 6.12 | 1 | 365 | 6.9695 | 0.02469 | 6 | 0.99415
9669 | 4.02 | 1 | 365 | 4.578 | 0.2123 | 4 | 0.79027
10435 | 9 | 1 | 365 | 10.2492 | 0.62454 | 10 | 0.87374
10454 | 3.9 | 1 | 365 | 4.4413 | 0.9373 | 5 | 0.37862
10536 | 4.335 | 1 | 365 | 4.9367 | 0.93416 | 5 | 0.87085
10223 | 4.845 | 1 | 365 | 5.5175 | 0.10288 | 5 | 0.62037
10021 | 5.61 | 1 | 365 | 6.3887 | 0.85597 | 7 | 0.24463
10599 | 5.1 | 1 | 365 | 5.8079 | 0.68724 | 6 | 0.49512
10656 | 3.12 | 1 | 365 | 3.5531 | 0.14984 | 3 | 0.7029
10735 | 4.4 | 1 | 365 | 5.0107 | 0.08311 | 5 | 0.09383
10786 | 2.805 | 1 | 365 | 3.1943 | 0.42798 | 3 | 0.62232
10474 | 7.395 | 1 | 365 | 8.4214 | 0.9465 | 9 | 0.36793
10829 | 2.5 | 1 | 365 | 2.847 | 0.72904 | 3 | 0.57604
10863 | 5.61 | 1 | 365 | 6.3887 | 0.85597 | 7 | 0.24463
10899 | 3.57 | 1 | 365 | 4.0655 | 0.18107 | 4 | 0.24659
11377 | 7 | 1 | 365 | 7.9716 | 0.041312 | 8 | 0.012912
9315 | 6 | 1 | 365 | 6.8328 | 0.7497 | 7 | 0.5825
9319 | 6 | 1 | 365 | 6.8328 | 0.7497 | 7 | 0.5825
9320 | 6 | 1 | 365 | 6.8328 | 0.7497 | 7 | 0.5825
9321 | 6 | 1 | 365 | 6.8328 | 0.7497 | 7 | 0.5825
9322 | 6 | 1 | 365 | 6.8328 | 0.7497 | 7 | 0.5825
9347 | 6 | 1 | 365 | 6.8328 | 0.7497 | 7 | 0.5825
9358 | 6 | 1 | 365 | 6.8328 | 0.7497 | 7 | 0.5825
9355 | 6 | 1 | 365 | 6.8328 | 0.7497 | 7 | 0.5825
9383 | 6 | 1 | 365 | 6.8328 | 0.7497 | 7 | 0.5825
9369 | 6 | 1 | 365 | 6.8328 | 0.7497 | 7 | 0.5825
9388 | 6 | 1 | 365 | 6.8328 | 0.7497 | 7 | 0.5825
9395 | 6 | 1 | 365 | 6.8328 | 0.7497 | 7 | 0.5825
9393 | 6 | 1 | 365 | 6.8328 | 0.7497 | 7 | 0.5825
9398 | 6 | 1 | 365 | 6.8328 | 0.7497 | 7 | 0.5825
10781 | 6 | 1 | 365 | 6.8328 | 0.7497 | 7 | 0.5825
10783 | 6 | 1 | 365 | 6.8328 | 0.7497 | 7 | 0.5825
9323 | 6 | 1 | 365 | 6.8328 | 0.7497 | 7 | 0.5825
10784 | 6 | 1 | 365 | 6.8328 | 0.7497 | 7 | 0.5825
10785 | 6 | 1 | 365 | 6.8328 | 0.7497 | 7 | 0.5825
10819 | 6 | 1 | 365 | 6.8328 | 0.7497 | 7 | 0.5825
10818 | 6 | 1 | 365 | 6.8328 | 0.7497 | 7 | 0.5825
10821 | 6 | 1 | 365 | 6.8328 | 0.7497 | 7 | 0.5825
11100 | 6 | 1 | 365 | 6.8328 | 0.7497 | 7 | 0.5825
10826 | 6 | 1 | 365 | 6.8328 | 0.7497 | 7 | 0.5825
11118 | 6 | 1 | 365 | 6.8328 | 0.7497 | 7 | 0.5825
11468 | 6 | 1 | 365 | 6.8328 | 0.7497 | 7 | 0.5825
6711 | 300.84 | 0.9 | 365 | 308.3369 | 0.46878 | 308 | 0.80571
10199 | 50 | 0.9 | 365 | 51.246 | 0.12272 | 51 | 0.36872
9338 | 6 | 1 | 365 | 6.8328 | 0.7497 | 7 | 0.5825
81 | 982.8 | 1 | 365 | 1119.2126 | 0.2002 | 1119 | 0.41284
11451 | 8.75 | 1 | 365 | 9.9645 | 0.05164 | 10 | 0.01614
11455 | 9.435 | 1 | 365 | 10.7446 | 0.6214 | 11 | 0.36597
11453 | 7.14 | 1 | 365 | 8.131 | 0.36214 | 8 | 0.49317
11462 | 6 | 1 | 365 | 6.8328 | 0.7497 | 7 | 0.5825
11467 | 2.45 | 1 | 365 | 2.7901 | 0.61446 | 3 | 0.40452
12164 | 12.5 | 1 | 365 | 14.235 | 0.6452 | 14 | 0.8802
11475 | 5.355 | 1 | 365 | 6.0983 | 0.2716 | 6 | 0.36988
9624 | 4.5 | 1 | 365 | 5.1246 | 0.31227 | 5 | 0.43687
8936 | 8.415 | 1 | 365 | 9.583 | 0.28395 | 9 | 0.86695
11432 | 6.12 | 1 | 365 | 6.9695 | 0.02469 | 6 | 0.99415
11409 | 5.355 | 1 | 365 | 6.0983 | 0.2716 | 6 | 0.36988
10080 | 15.3 | 1 | 365 | 17.4236 | 0.061725 | 17 | 0.48536
11006 | 33.6 | 0.9 | 365 | 34.4373 | 0.29847 | 34 | 0.73578
11939 | 9.18 | 1 | 365 | 10.4542 | 0.037035 | 10 | 0.49122
11406 | 4.845 | 1 | 365 | 5.5175 | 0.10288 | 5 | 0.62037
11392 | 4.845 | 1 | 365 | 5.5175 | 0.10288 | 5 | 0.62037
11395 | 7.14 | 1 | 365 | 8.131 | 0.36214 | 8 | 0.49317
11400 | 6.885 | 1 | 365 | 7.8406 | 0.77778 | 8 | 0.61841
11398 | 3.57 | 1 | 365 | 4.0655 | 0.18107 | 4 | 0.24659
11404 | 8.415 | 1 | 365 | 9.583 | 0.28395 | 9 | 0.86695
12188 | 7.65 | 1 | 365 | 8.7118 | 0.53086 | 9 | 0.24268
11408 | 6.885 | 1 | 365 | 7.8406 | 0.77778 | 8 | 0.61841
11500 | 8.91 | 1 | 365 | 10.1467 | 0.4183 | 10 | 0.56501
9443 | 5.46 | 1 | 365 | 6.2178 | 0.51222 | 6 | 0.73007
12213 | 3.825 | 1 | 365 | 4.3559 | 0.76543 | 5 | 0.12134
11522 | 3.06 | 1 | 365 | 3.4847 | 0.012345 | 3 | 0.49707
11532 | 4.59 | 1 | 365 | 5.2271 | 0.51852 | 5 | 0.74561
11551 | 10.137 | 1 | 365 | 11.544 | 0.23011 | 11 | 0.77413
11560 | 9.18 | 1 | 365 | 10.4542 | 0.037035 | 10 | 0.49122
11554 | 222.87 | 0.9 | 365 | 228.4239 | 0.65921 | 229 | 0.083133
11603 | 6.375 | 1 | 365 | 7.2599 | 0.60905 | 7 | 0.8689
11604 | 9.435 | 1 | 365 | 10.7446 | 0.6214 | 11 | 0.36597
11562 | 18.2 | 1 | 365 | 20.7262 | 0.70741 | 21 | 0.43357
12172 | 7.395 | 1 | 365 | 8.4214 | 0.9465 | 9 | 0.36793
11621 | 5.886 | 1 | 365 | 6.703 | 0.48845 | 7 | 0.19143
11626 | 6.867 | 1 | 365 | 7.8201 | 0.73653 | 8 | 0.55667
6767 | 135.3 | 0.9 | 365 | 138.6717 | 0.05008 | 138 | 0.72176
9795 | 224.4 | 0.9 | 365 | 229.992 | 0.81477 | 230 | 0.80682
12077 | 4.59 | 1 | 365 | 5.2271 | 0.51852 | 5 | 0.74561
12088 | 6.885 | 1 | 365 | 7.8406 | 0.77778 | 8 | 0.61841
11644 | 6.375 | 1 | 365 | 7.2599 | 0.60905 | 7 | 0.8689
11647 | 6.12 | 1 | 365 | 6.9695 | 0.02469 | 6 | 0.99415
11540 | 3 | 1 | 365 | 3.4164 | 0.87485 | 4 | 0.29125
11691 | 17.01 | 1 | 365 | 19.371 | 0.98039 | 20 | 0.35138
11686 | 3.57 | 1 | 365 | 4.0655 | 0.18107 | 4 | 0.24659
11687 | 3.57 | 1 | 365 | 4.0655 | 0.18107 | 4 | 0.24659
11706 | 4.59 | 1 | 365 | 5.2271 | 0.51852 | 5 | 0.74561
11711 | 4.845 | 1 | 365 | 5.5175 | 0.10288 | 5 | 0.62037
11716 | 10.2 | 1 | 365 | 11.6158 | 0.37448 | 11 | 0.99024
11731 | 14.388 | 1 | 365 | 16.3851 | 0.97177 | 17 | 0.35683
11743 | 7.02 | 1 | 365 | 7.9944 | 0.087144 | 8 | 0.08152
11819 | 3.06 | 1 | 365 | 3.4847 | 0.012345 | 3 | 0.49707
11821 | 2.75 | 1 | 365 | 3.1317 | 0.30194 | 3 | 0.43364
11822 | 7.54 | 1 | 365 | 8.5866 | 0.27878 | 8 | 0.86534
12157 | 4.08 | 1 | 365 | 4.6463 | 0.34979 | 4 | 0.9961
11858 | 5.1 | 1 | 365 | 5.8079 | 0.68724 | 6 | 0.49512
11859 | 7.65 | 1 | 365 | 8.7118 | 0.53086 | 9 | 0.24268
9375 | 4.08 | 1 | 365 | 4.6463 | 0.34979 | 4 | 0.9961
10904 | 12.5 | 1 | 365 | 14.235 | 0.6452 | 14 | 0.8802
7992 | 5.67 | 1 | 365 | 6.457 | 0.99346 | 7 | 0.45046
11496 | 9.81 | 1 | 365 | 11.1716 | 0.48075 | 11 | 0.65238
11504 | 6.12 | 1 | 365 | 6.9695 | 0.02469 | 6 | 0.99415
11920 | 7.65 | 1 | 365 | 8.7118 | 0.53086 | 9 | 0.24268
11943 | 5.865 | 1 | 365 | 6.6791 | 0.44033 | 7 | 0.11939
11929 | 3.315 | 1 | 365 | 3.7751 | 0.59671 | 4 | 0.37183
11930 | 7.65 | 1 | 365 | 8.7118 | 0.53086 | 9 | 0.24268
12322 | 4.41 | 1 | 365 | 5.0221 | 0.10603 | 5 | 0.12813
12308 | 3.57 | 1 | 365 | 4.0655 | 0.18107 | 4 | 0.24659
12390 | 16.677 | 1 | 365 | 18.9918 | 0.21728 | 19 | 0.20905
11926 | 4.59 | 1 | 365 | 5.2271 | 0.51852 | 5 | 0.74561
11958 | 2.295 | 1 | 365 | 2.6135 | 0.25926 | 2 | 0.8728
11924 | 7.595 | 1 | 365 | 8.6492 | 0.40482 | 9 | 0.05401
11949 | 2.55 | 1 | 365 | 2.9039 | 0.84362 | 3 | 0.74756
11960 | 8.82 | 1 | 365 | 10.0442 | 0.21205 | 10 | 0.25627
11927 | 4.08 | 1 | 365 | 4.6463 | 0.34979 | 4 | 0.9961
11975 | 7.14 | 1 | 365 | 8.131 | 0.36214 | 8 | 0.49317
11937 | 5.1 | 1 | 365 | 5.8079 | 0.68724 | 6 | 0.49512
11951 | 5.1 | 1 | 365 | 5.8079 | 0.68724 | 6 | 0.49512
11961 | 6.63 | 1 | 365 | 7.5502 | 0.19341 | 7 | 0.74366
11948 | 4.845 | 1 | 365 | 5.5175 | 0.10288 | 5 | 0.62037
11931 | 2.805 | 1 | 365 | 3.1943 | 0.42798 | 3 | 0.62232
11974 | 8.82 | 1 | 365 | 10.0442 | 0.21205 | 10 | 0.25627
12053 | 6.25 | 1 | 365 | 7.1175 | 0.3226 | 7 | 0.4401
11990 | 8.925 | 1 | 365 | 10.1638 | 0.45267 | 10 | 0.61646
11987 | 4.59 | 1 | 365 | 5.2271 | 0.51852 | 5 | 0.74561
11984 | 9.18 | 1 | 365 | 10.4542 | 0.037035 | 10 | 0.49122
11986 | 5.865 | 1 | 365 | 6.6791 | 0.44033 | 7 | 0.11939
12002 | 3.825 | 1 | 365 | 4.3559 | 0.76543 | 5 | 0.12134
12028 | 7.905 | 1 | 365 | 9.0022 | 0.11522 | 9 | 0.11744
11993 | 4.335 | 1 | 365 | 4.9367 | 0.93416 | 5 | 0.87085
12026 | 9.69 | 1 | 365 | 11.035 | 0.20576 | 11 | 0.24073
11998 | 5.61 | 1 | 365 | 6.3887 | 0.85597 | 7 | 0.24463
12023 | 4.845 | 1 | 365 | 5.5175 | 0.10288 | 5 | 0.62037
11978 | 6.63 | 1 | 365 | 7.5502 | 0.19341 | 7 | 0.74366
11965 | 5.145 | 1 | 365 | 5.8591 | 0.79036 | 6 | 0.64949
12006 | 3.06 | 1 | 365 | 3.4847 | 0.012345 | 3 | 0.49707
11941 | 6.375 | 1 | 365 | 7.2599 | 0.60905 | 7 | 0.8689
11933 | 8.925 | 1 | 365 | 10.1638 | 0.45267 | 10 | 0.61646
12015 | 7.65 | 1 | 365 | 8.7118 | 0.53086 | 9 | 0.24268
11925 | 9.945 | 1 | 365 | 11.3254 | 0.79012 | 12 | 0.11549
11967 | 6.375 | 1 | 365 | 7.2599 | 0.60905 | 7 | 0.8689
9756 | 5.865 | 1 | 365 | 6.6791 | 0.44033 | 7 | 0.11939
11970 | 4.08 | 1 | 365 | 4.6463 | 0.34979 | 4 | 0.9961
11952 | 7.905 | 1 | 365 | 9.0022 | 0.11522 | 9 | 0.11744
12001 | 2.04 | 1 | 365 | 2.3232 | 0.6749 | 2 | 0.99805
11932 | 1.785 | 1 | 365 | 2.0328 | 0.090535 | 2 | 0.12329
11976 | 8.16 | 1 | 365 | 9.2926 | 0.69959 | 9 | 0.99219
11959 | 7.905 | 1 | 365 | 9.0022 | 0.11522 | 9 | 0.11744
12009 | 6.375 | 1 | 365 | 7.2599 | 0.60905 | 7 | 0.8689
11226 | 7.14 | 1 | 365 | 8.131 | 0.36214 | 8 | 0.49317
9364 | 5.1 | 1 | 365 | 5.8079 | 0.68724 | 6 | 0.49512
12056 | 8.67 | 1 | 365 | 9.8734 | 0.86831 | 10 | 0.74171
12283 | 5.75 | 1 | 365 | 6.5481 | 0.17679 | 6 | 0.72489
11979 | 3.57 | 1 | 365 | 4.0655 | 0.18107 | 4 | 0.24659
12777 | 7.65 | 1 | 365 | 8.7118 | 0.53086 | 9 | 0.24268
12116 | 4.845 | 1 | 365 | 5.5175 | 0.10288 | 5 | 0.62037
11732 | 7.14 | 1 | 365 | 8.131 | 0.36214 | 8 | 0.49317
12139 | 14.945 | 1 | 365 | 17.0194 | 0.2482 | 17 | 0.26757
12146 | 3.3 | 1 | 365 | 3.758 | 0.56233 | 4 | 0.32037
12151 | 10.35 | 1 | 365 | 11.7866 | 0.71823 | 12 | 0.50481
11728 | 8.925 | 1 | 365 | 10.1638 | 0.45267 | 10 | 0.61646
12279 | 6 | 1 | 365 | 6.8328 | 0.7497 | 7 | 0.5825
12414 | 3.57 | 1 | 365 | 4.0655 | 0.18107 | 4 | 0.24659
12428 | 5.5 | 1 | 365 | 6.2634 | 0.60389 | 6 | 0.86729
12430 | 7.65 | 1 | 365 | 8.7118 | 0.53086 | 9 | 0.24268
12530 | 5.61 | 1 | 365 | 6.3887 | 0.85597 | 7 | 0.24463
12553 | 5.25 | 1 | 365 | 5.9787 | 0.030984 | 6 | 0.009684
12543 | 93.522 | 0.9 | 365 | 95.8526 | 0.88486 | 96 | 0.73743
12597 | 9.36 | 1 | 365 | 10.6592 | 0.44953 | 11 | 0.10869
12598 | 7.2 | 1 | 365 | 8.1994 | 0.49964 | 8 | 0.699
12676 | 8.67 | 1 | 365 | 9.8734 | 0.86831 | 10 | 0.74171
12680 | 13.315 | 1 | 365 | 15.1631 | 0.51287 | 15 | 0.67599
12684 | 8.75 | 1 | 365 | 9.9645 | 0.05164 | 10 | 0.01614
12741 | 9 | 1 | 365 | 10.2492 | 0.62454 | 10 | 0.87374
11438 | 7.65 | 1 | 365 | 8.7118 | 0.53086 | 9 | 0.24268
5349 | 167.45 | 0.9 | 365 | 171.6229 | 0.35799 | 171 | 0.98084
7622 | 4.14 | 1 | 365 | 4.7146 | 0.48729 | 5 | 0.20192
10765 | 9.1 | 1 | 365 | 10.3631 | 0.85371 | 11 | 0.21679
14073 | 8.67 | 1 | 365 | 9.8734 | 0.86831 | 10 | 0.74171
14075 | 5.7 | 1 | 365 | 6.4912 | 0.062211 | 6 | 0.55337
14079 | 3.6 | 1 | 365 | 4.0997 | 0.24982 | 4 | 0.3495
14082 | 9.945 | 1 | 365 | 11.3254 | 0.79012 | 12 | 0.11549
14084 | 3.315 | 1 | 365 | 3.7751 | 0.59671 | 4 | 0.37183
14092 | 7.14 | 1 | 365 | 8.131 | 0.36214 | 8 | 0.49317
14096 | 3.825 | 1 | 365 | 4.3559 | 0.76543 | 5 | 0.12134
14099 | 5.4 | 1 | 365 | 6.1495 | 0.37473 | 6 | 0.52425
14107 | 3.57 | 1 | 365 | 4.0655 | 0.18107 | 4 | 0.24659
14112 | 4.08 | 1 | 365 | 4.6463 | 0.34979 | 4 | 0.9961
14115 | 5.61 | 1 | 365 | 6.3887 | 0.85597 | 7 | 0.24463
14120 | 4.5 | 1 | 365 | 5.1246 | 0.31227 | 5 | 0.43687
13710 | 2.24 | 1 | 365 | 2.5509 | 0.13322 | 2 | 0.68413
14147 | 6.63 | 1 | 365 | 7.5502 | 0.19341 | 7 | 0.74366
13928 | 11.8 | 1 | 365 | 13.4378 | 0.041069 | 13 | 0.47891
14150 | 4.845 | 1 | 365 | 5.5175 | 0.10288 | 5 | 0.62037
14165 | 6.12 | 1 | 365 | 6.9695 | 0.02469 | 6 | 0.99415
14169 | 5.1 | 1 | 365 | 5.8079 | 0.68724 | 6 | 0.49512
14173 | 3.57 | 1 | 365 | 4.0655 | 0.18107 | 4 | 0.24659
14176 | 4.2 | 1 | 365 | 4.783 | 0.62479 | 5 | 0.40775
14180 | 5.865 | 1 | 365 | 6.6791 | 0.44033 | 7 | 0.11939
14198 | 3.36 | 1 | 365 | 3.8264 | 0.69983 | 4 | 0.5262
14074 | 5.61 | 1 | 365 | 6.3887 | 0.85597 | 7 | 0.24463
14224 | 5.61 | 1 | 365 | 6.3887 | 0.85597 | 7 | 0.24463
4666 | 119.34 | 0.9 | 365 | 122.314 | 0.13331 | 122 | 0.44726
14159 | 4.5 | 1 | 365 | 5.1246 | 0.31227 | 5 | 0.43687
12871 | 7.425 | 1 | 365 | 8.4556 | 0.015249 | 8 | 0.47084
14071 | 4.5 | 1 | 365 | 5.1246 | 0.31227 | 5 | 0.43687
14226 | 4 | 1 | 365 | 4.5552 | 0.16646 | 4 | 0.72166
12863 | 6.375 | 1 | 365 | 7.2599 | 0.60905 | 7 | 0.8689
12888 | 9.5 | 1 | 365 | 10.8186 | 0.77035 | 11 | 0.58895
13582 | 8.415 | 1 | 365 | 9.583 | 0.28395 | 9 | 0.86695
14235 | 4.251 | 1 | 365 | 4.841 | 0.74166 | 5 | 0.5827
13583 | 7 | 1 | 365 | 7.9716 | 0.041312 | 8 | 0.012912
10171 | 6.12 | 1 | 365 | 6.9695 | 0.02469 | 6 | 0.99415
13633 | 7.65 | 1 | 365 | 8.7118 | 0.53086 | 9 | 0.24268
13655 | 6.5 | 1 | 365 | 7.4022 | 0.8955 | 8 | 0.2977
7218 | 112.32 | 0.9 | 365 | 115.119 | 0.65488 | 115 | 0.77389
13763 | 10.71 | 1 | 365 | 12.1965 | 0.54321 | 12 | 0.73976
13979 | 8.5 | 1 | 365 | 9.6798 | 0.47874 | 10 | 0.15854
6347 | 4.59 | 1 | 365 | 5.2271 | 0.51852 | 5 | 0.74561
14031 | 2.805 | 1 | 365 | 3.1943 | 0.42798 | 3 | 0.62232
14037 | 13.26 | 1 | 365 | 15.1005 | 0.38683 | 15 | 0.48732
12133 | 11.73 | 1 | 365 | 13.3581 | 0.88066 | 14 | 0.23878
14051 | 5.355 | 1 | 365 | 6.0983 | 0.2716 | 6 | 0.36988
11744 | 11.22 | 1 | 365 | 12.7773 | 0.71193 | 13 | 0.48927
13199 | 7 | 1 | 365 | 7.9716 | 0.041312 | 8 | 0.012912
13719 | 12.48 | 1 | 365 | 14.2122 | 0.59937 | 14 | 0.81159
13720 | 8.75 | 1 | 365 | 9.9645 | 0.05164 | 10 | 0.01614
13721 | 10 | 1 | 365 | 11.388 | 0.91616 | 12 | 0.30416
13764 | 6.75 | 1 | 365 | 7.6869 | 0.46841 | 8 | 0.15531
13770 | 6.24 | 1 | 365 | 7.1061 | 0.29968 | 7 | 0.4058
11249 | 11.76 | 1 | 365 | 13.3923 | 0.9494 | 14 | 0.34169
13773 | 2.5 | 1 | 365 | 2.847 | 0.72904 | 3 | 0.57604
13782 | 11.5 | 1 | 365 | 13.0962 | 0.35358 | 13 | 0.44978
13792 | 6 | 1 | 365 | 6.8328 | 0.7497 | 7 | 0.5825
13795 | 7.84 | 1 | 365 | 8.9282 | 0.96627 | 9 | 0.89446
13818 | 6.5 | 1 | 365 | 7.4022 | 0.8955 | 8 | 0.2977
13927 | 5.98 | 1 | 365 | 6.81 | 0.70386 | 7 | 0.51389
13981 | 8 | 1 | 365 | 9.1104 | 0.33293 | 9 | 0.44333
13989 | 6.25 | 1 | 365 | 7.1175 | 0.3226 | 7 | 0.4401
14010 | 4.5 | 1 | 365 | 5.1246 | 0.31227 | 5 | 0.43687
14012 | 3.5 | 1 | 365 | 3.9858 | 0.020656 | 4 | 0.006456
13690 | 8.3 | 1 | 365 | 9.452 | 0.020413 | 9 | 0.47245
14023 | 7 | 1 | 365 | 7.9716 | 0.041312 | 8 | 0.012912
14024 | 3.315 | 1 | 365 | 3.7751 | 0.59671 | 4 | 0.37183
11707 | 3.35 | 1 | 365 | 3.815 | 0.67691 | 4 | 0.49189
12812 | 7.2 | 1 | 365 | 8.1994 | 0.49964 | 8 | 0.699
11894 | 9.435 | 1 | 365 | 10.7446 | 0.6214 | 11 | 0.36597
12815 | 4.59 | 1 | 365 | 5.2271 | 0.51852 | 5 | 0.74561
12819 | 8.925 | 1 | 365 | 10.1638 | 0.45267 | 10 | 0.61646
12823 | 3.06 | 1 | 365 | 3.4847 | 0.012345 | 3 | 0.49707
12825 | 7.65 | 1 | 365 | 8.7118 | 0.53086 | 9 | 0.24268
12932 | 6.12 | 1 | 365 | 6.9695 | 0.02469 | 6 | 0.99415
5178 | 158.4 | 0.9 | 365 | 162.3473 | 0.69278 | 163 | 0.040105
12933 | 6.12 | 1 | 365 | 6.9695 | 0.02469 | 6 | 0.99415
13207 | 17.25 | 1 | 365 | 19.6443 | 0.53038 | 20 | 0.17468
13336 | 4.86 | 1 | 365 | 5.5346 | 0.13725 | 5 | 0.67182
11817 | 5.13 | 1 | 365 | 5.842 | 0.75599 | 6 | 0.59803
13342 | 14.85 | 1 | 365 | 16.9112 | 0.030498 | 16 | 0.94168
13344 | 6.12 | 1 | 365 | 6.9695 | 0.02469 | 6 | 0.99415
13347 | 8.25 | 1 | 365 | 9.3951 | 0.90583 | 10 | 0.30093
13354 | 27 | 0.9 | 365 | 27.6728 | 0.68627 | 28 | 0.35911
13356 | 5.94 | 1 | 365 | 6.7645 | 0.6122 | 7 | 0.37667
13632 | 4.5 | 1 | 365 | 5.1246 | 0.31227 | 5 | 0.43687
13890 | 7.194 | 1 | 365 | 8.1925 | 0.48589 | 8 | 0.67841
13893 | 7.5 | 1 | 365 | 8.541 | 0.18712 | 8 | 0.72812
14069 | 9.18 | 1 | 365 | 10.4542 | 0.037035 | 10 | 0.49122
14070 | 4.8 | 1 | 365 | 5.4662 | 0.99976 | 6 | 0.466
14072 | 8.16 | 1 | 365 | 9.2926 | 0.69959 | 9 | 0.99219
14077 | 4.59 | 1 | 365 | 5.2271 | 0.51852 | 5 | 0.74561
10854 | 6.6 | 1 | 365 | 7.5161 | 0.12467 | 7 | 0.64075
12294 | 6.16 | 1 | 365 | 7.015 | 0.11635 | 7 | 0.13136
12591 | 35 | 0.9 | 365 | 35.8722 | 0.1859 | 36 | 0.058104
12183 | 11.22 | 1 | 365 | 12.7773 | 0.71193 | 13 | 0.48927
13188 | 7.83 | 1 | 365 | 8.9168 | 0.94335 | 9 | 0.86016
11923 | 4.08 | 1 | 365 | 4.6463 | 0.34979 | 4 | 0.9961
12111 | 8.37 | 1 | 365 | 9.5318 | 0.18083 | 9 | 0.71258
14000 | 11.25 | 1 | 365 | 12.8115 | 0.78068 | 13 | 0.59218
11662 | 4.5 | 1 | 365 | 5.1246 | 0.31227 | 5 | 0.43687
9710 | 7.905 | 1 | 365 | 9.0022 | 0.11522 | 9 | 0.11744
12493 | 6.185 | 1 | 365 | 7.0435 | 0.17364 | 7 | 0.21712
5037 | 9.98 | 1 | 365 | 11.3652 | 0.87033 | 12 | 0.23555
12010 | 10.965 | 1 | 365 | 12.4869 | 0.12757 | 12 | 0.61451
12024 | 11.22 | 1 | 365 | 12.7773 | 0.71193 | 13 | 0.48927
11971 | 10.71 | 1 | 365 | 12.1965 | 0.54321 | 12 | 0.73976
11982 | 10.2 | 1 | 365 | 11.6158 | 0.37448 | 11 | 0.99024
11173 | 11.475 | 1 | 365 | 13.0677 | 0.29629 | 13 | 0.36402
9719 | 10.2 | 1 | 365 | 11.6158 | 0.37448 | 11 | 0.99024
11146 | 11.73 | 1 | 365 | 13.3581 | 0.88066 | 14 | 0.23878
12027 | 10.5 | 1 | 365 | 11.9574 | 0.061968 | 12 | 0.019368
14179 | 11.73 | 1 | 365 | 13.3581 | 0.88066 | 14 | 0.23878
14174 | 15.3 | 1 | 365 | 17.4236 | 0.061725 | 17 | 0.48536
11263 | 10.2 | 1 | 365 | 11.6158 | 0.37448 | 11 | 0.99024
9636 | 11.985 | 1 | 365 | 13.6485 | 0.46502 | 14 | 0.11354
9541 | 10.2 | 1 | 365 | 11.6158 | 0.37448 | 11 | 0.99024
9233 | 10.965 | 1 | 365 | 12.4869 | 0.12757 | 12 | 0.61451
8823 | 13.005 | 1 | 365 | 14.8101 | 0.80247 | 15 | 0.61256
8632 | 10.2 | 1 | 365 | 11.6158 | 0.37448 | 11 | 0.99024
9469 | 12.24 | 1 | 365 | 13.9389 | 0.04938 | 13 | 0.98829
9532 | 16.32 | 1 | 365 | 18.5852 | 0.39917 | 18 | 0.98439
9569 | 13.005 | 1 | 365 | 14.8101 | 0.80247 | 15 | 0.61256
9747 | 14.535 | 1 | 365 | 16.5525 | 0.30864 | 16 | 0.8611
8722 | 11.22 | 1 | 365 | 12.7773 | 0.71193 | 13 | 0.48927
11105 | 11.73 | 1 | 365 | 13.3581 | 0.88066 | 14 | 0.23878
10282 | 6.86 | 1 | 365 | 7.8122 | 0.72049 | 8 | 0.53265
9215 | 11.475 | 1 | 365 | 13.0677 | 0.29629 | 13 | 0.36402
8572 | 10.455 | 1 | 365 | 11.9062 | 0.95885 | 12 | 0.865
8745 | 13.26 | 1 | 365 | 15.1005 | 0.38683 | 15 | 0.48732
8748 | 12.24 | 1 | 365 | 13.9389 | 0.04938 | 13 | 0.98829
8810 | 13.26 | 1 | 365 | 15.1005 | 0.38683 | 15 | 0.48732
8568 | 11.73 | 1 | 365 | 13.3581 | 0.88066 | 14 | 0.23878
8619 | 13.26 | 1 | 365 | 15.1005 | 0.38683 | 15 | 0.48732
9432 | 10.965 | 1 | 365 | 12.4869 | 0.12757 | 12 | 0.61451
8772 | 10.965 | 1 | 365 | 12.4869 | 0.12757 | 12 | 0.61451
8989 | 14.79 | 1 | 365 | 16.8429 | 0.893 | 17 | 0.73585
8785 | 12.75 | 1 | 365 | 14.5197 | 0.2181 | 14 | 0.7378
8490 | 17.34 | 1 | 365 | 19.7468 | 0.73662 | 20 | 0.48341
9337 | 10.2 | 1 | 365 | 11.6158 | 0.37448 | 11 | 0.99024
9339 | 17.595 | 1 | 365 | 20.0372 | 0.32098 | 20 | 0.35817
9306 | 11.22 | 1 | 365 | 12.7773 | 0.71193 | 13 | 0.48927
9307 | 14.5 | 1 | 365 | 16.5126 | 0.22843 | 16 | 0.74103
9303 | 12.24 | 1 | 365 | 13.9389 | 0.04938 | 13 | 0.98829
9351 | 12.75 | 1 | 365 | 14.5197 | 0.2181 | 14 | 0.7378
9239 | 11.73 | 1 | 365 | 13.3581 | 0.88066 | 14 | 0.23878
9232 | 10.2 | 1 | 365 | 11.6158 | 0.37448 | 11 | 0.99024
9408 | 16.5 | 1 | 365 | 18.7902 | 0.81166 | 19 | 0.60186
9301 | 13.77 | 1 | 365 | 15.6813 | 0.55555 | 16 | 0.23683
9274 | 13.26 | 1 | 365 | 15.1005 | 0.38683 | 15 | 0.48732
9290 | 10.2 | 1 | 365 | 11.6158 | 0.37448 | 11 | 0.99024
9366 | 10.2 | 1 | 365 | 11.6158 | 0.37448 | 11 | 0.99024
9332 | 14.75 | 1 | 365 | 16.7973 | 0.80134 | 17 | 0.59864
4837 | 762.3 | 0.9 | 365 | 781.2965 | 0.20899 | 781 | 0.50551
8642 | 16.83 | 1 | 365 | 19.166 | 0.5679 | 19 | 0.7339
14191 | 7.44 | 1 | 365 | 8.4727 | 0.049623 | 8 | 0.5223
11650 | 9.98 | 1 | 365 | 11.3652 | 0.87033 | 12 | 0.23555
12817 | 8.415 | 1 | 365 | 9.583 | 0.28395 | 9 | 0.86695
9359 | 12.495 | 1 | 365 | 14.2293 | 0.63374 | 14 | 0.86305
12671 | 13.92 | 1 | 365 | 15.8521 | 0.89929 | 16 | 0.75139
9283 | 15.75 | 1 | 365 | 17.9361 | 0.092952 | 18 | 0.029052
9276 | 13.25 | 1 | 365 | 15.0891 | 0.36391 | 15 | 0.45301
7538 | 10.455 | 1 | 365 | 11.9062 | 0.95885 | 12 | 0.865
9262 | 10.5 | 1 | 365 | 11.9574 | 0.061968 | 12 | 0.019368
9269 | 10.455 | 1 | 365 | 11.9062 | 0.95885 | 12 | 0.865
9311 | 11.5 | 1 | 365 | 13.0962 | 0.35358 | 13 | 0.44978
9328 | 11.73 | 1 | 365 | 13.3581 | 0.88066 | 14 | 0.23878
8879 | 11.22 | 1 | 365 | 12.7773 | 0.71193 | 13 | 0.48927
9234 | 10.71 | 1 | 365 | 12.1965 | 0.54321 | 12 | 0.73976
9249 | 14.75 | 1 | 365 | 16.7973 | 0.80134 | 17 | 0.59864
9259 | 12.75 | 1 | 365 | 14.5197 | 0.2181 | 14 | 0.7378
9246 | 14.75 | 1 | 365 | 16.7973 | 0.80134 | 17 | 0.59864
9247 | 14.535 | 1 | 365 | 16.5525 | 0.30864 | 16 | 0.8611
9309 | 12.495 | 1 | 365 | 14.2293 | 0.63374 | 14 | 0.86305
9243 | 10.71 | 1 | 365 | 12.1965 | 0.54321 | 12 | 0.73976
9231 | 14.025 | 1 | 365 | 15.9717 | 0.13991 | 16 | 0.11158
9157 | 13.25 | 1 | 365 | 15.0891 | 0.36391 | 15 | 0.45301
8621 | 13.005 | 1 | 365 | 14.8101 | 0.80247 | 15 | 0.61256
8616 | 11.475 | 1 | 365 | 13.0677 | 0.29629 | 13 | 0.36402
9151 | 10.25 | 1 | 365 | 11.6727 | 0.48906 | 12 | 0.16176
9147 | 11.5 | 1 | 365 | 13.0962 | 0.35358 | 13 | 0.44978
9139 | 10.2 | 1 | 365 | 11.6158 | 0.37448 | 11 | 0.99024
9130 | 11.475 | 1 | 365 | 13.0677 | 0.29629 | 13 | 0.36402
9012 | 13.515 | 1 | 365 | 15.3909 | 0.97119 | 16 | 0.36207
8459 | 11.475 | 1 | 365 | 13.0677 | 0.29629 | 13 | 0.36402
8472 | 10.965 | 1 | 365 | 12.4869 | 0.12757 | 12 | 0.61451
9134 | 10.455 | 1 | 365 | 11.9062 | 0.95885 | 12 | 0.865
9124 | 17.25 | 1 | 365 | 19.6443 | 0.53038 | 20 | 0.17468
9117 | 11.73 | 1 | 365 | 13.3581 | 0.88066 | 14 | 0.23878
7560 | 11.985 | 1 | 365 | 13.6485 | 0.46502 | 14 | 0.11354
9105 | 10.71 | 1 | 365 | 12.1965 | 0.54321 | 12 | 0.73976
9094 | 10.2 | 1 | 365 | 11.6158 | 0.37448 | 11 | 0.99024
9040 | 15.81 | 1 | 365 | 18.0044 | 0.23045 | 18 | 0.23488
9075 | 15 | 1 | 365 | 17.082 | 0.37424 | 17 | 0.45624
9080 | 13.26 | 1 | 365 | 15.1005 | 0.38683 | 15 | 0.48732
9086 | 13.515 | 1 | 365 | 15.3909 | 0.97119 | 16 | 0.36207
9069 | 10.535 | 1 | 365 | 11.9973 | 0.14217 | 12 | 0.13943
9072 | 11.25 | 1 | 365 | 12.8115 | 0.78068 | 13 | 0.59218
9044 | 15.555 | 1 | 365 | 17.714 | 0.64609 | 18 | 0.36012
9029 | 14.025 | 1 | 365 | 15.9717 | 0.13991 | 16 | 0.11158
9032 | 11.985 | 1 | 365 | 13.6485 | 0.46502 | 14 | 0.11354
8553 | 13.515 | 1 | 365 | 15.3909 | 0.97119 | 16 | 0.36207
7904 | 5.6 | 1 | 365 | 6.3773 | 0.83305 | 7 | 0.21033
10945 | 3.64 | 1 | 365 | 4.1452 | 0.34148 | 4 | 0.48671
10948 | 6.72 | 1 | 365 | 7.6527 | 0.39966 | 8 | 0.052396
8703 | 5.5 | 1 | 365 | 6.2634 | 0.60389 | 6 | 0.86729
10404 | 9.625 | 1 | 365 | 10.961 | 0.056804 | 11 | 0.017754
9709 | 9.72 | 1 | 365 | 11.0691 | 0.27451 | 11 | 0.34364
12260 | 16.32 | 1 | 365 | 18.5852 | 0.39917 | 18 | 0.98439
13059 | 8.28 | 1 | 365 | 9.4293 | 0.97458 | 10 | 0.40384
28376 | 7.98 | 1 | 365 | 9.0876 | 0.2871 | 9 | 0.37472
11980 | 10.29 | 1 | 365 | 11.7183 | 0.58073 | 12 | 0.29898
11407 | 11.73 | 1 | 365 | 13.3581 | 0.88066 | 14 | 0.23878
11356 | 15.81 | 1 | 365 | 18.0044 | 0.23045 | 18 | 0.23488
11337 | 10.71 | 1 | 365 | 12.1965 | 0.54321 | 12 | 0.73976
11653 | 10.25 | 1 | 365 | 11.6727 | 0.48906 | 12 | 0.16176
14153 | 13.44 | 1 | 365 | 15.3055 | 0.79932 | 16 | 0.10479
11197 | 10.965 | 1 | 365 | 12.4869 | 0.12757 | 12 | 0.61451
11117 | 15.555 | 1 | 365 | 17.714 | 0.64609 | 18 | 0.36012
11014 | 15.045 | 1 | 365 | 17.1332 | 0.47736 | 17 | 0.61061
11029 | 10.965 | 1 | 365 | 12.4869 | 0.12757 | 12 | 0.61451
10917 | 12.495 | 1 | 365 | 14.2293 | 0.63374 | 14 | 0.86305
10920 | 11.22 | 1 | 365 | 12.7773 | 0.71193 | 13 | 0.48927
10923 | 10.71 | 1 | 365 | 12.1965 | 0.54321 | 12 | 0.73976
10824 | 15.3 | 1 | 365 | 17.4236 | 0.061725 | 17 | 0.48536
10909 | 10.965 | 1 | 365 | 12.4869 | 0.12757 | 12 | 0.61451
10611 | 11.475 | 1 | 365 | 13.0677 | 0.29629 | 13 | 0.36402
10654 | 11.985 | 1 | 365 | 13.6485 | 0.46502 | 14 | 0.11354
10814 | 11.22 | 1 | 365 | 12.7773 | 0.71193 | 13 | 0.48927
10482 | 10.2 | 1 | 365 | 11.6158 | 0.37448 | 11 | 0.99024
10561 | 15.3 | 1 | 365 | 17.4236 | 0.061725 | 17 | 0.48536
10642 | 16.83 | 1 | 365 | 19.166 | 0.5679 | 19 | 0.7339
10494 | 18.105 | 1 | 365 | 20.618 | 0.48971 | 21 | 0.10768
10272 | 13.005 | 1 | 365 | 14.8101 | 0.80247 | 15 | 0.61256
10259 | 14.79 | 1 | 365 | 16.8429 | 0.893 | 17 | 0.73585
10256 | 11.22 | 1 | 365 | 12.7773 | 0.71193 | 13 | 0.48927
10254 | 14.75 | 1 | 365 | 16.7973 | 0.80134 | 17 | 0.59864
10527 | 12.24 | 1 | 365 | 13.9389 | 0.04938 | 13 | 0.98829
10160 | 11.5 | 1 | 365 | 13.0962 | 0.35358 | 13 | 0.44978
10462 | 10.965 | 1 | 365 | 12.4869 | 0.12757 | 12 | 0.61451
10045 | 13.26 | 1 | 365 | 15.1005 | 0.38683 | 15 | 0.48732
10345 | 11.73 | 1 | 365 | 13.3581 | 0.88066 | 14 | 0.23878
10478 | 11.475 | 1 | 365 | 13.0677 | 0.29629 | 13 | 0.36402
10442 | 14.025 | 1 | 365 | 15.9717 | 0.13991 | 16 | 0.11158
10286 | 12.75 | 1 | 365 | 14.5197 | 0.2181 | 14 | 0.7378
10367 | 15.81 | 1 | 365 | 18.0044 | 0.23045 | 18 | 0.23488
8938 | 13.005 | 1 | 365 | 14.8101 | 0.80247 | 15 | 0.61256
10339 | 10.71 | 1 | 365 | 12.1965 | 0.54321 | 12 | 0.73976
10283 | 11.475 | 1 | 365 | 13.0677 | 0.29629 | 13 | 0.36402
10294 | 11.22 | 1 | 365 | 12.7773 | 0.71193 | 13 | 0.48927
10337 | 14.025 | 1 | 365 | 15.9717 | 0.13991 | 16 | 0.11158
10277 | 11.75 | 1 | 365 | 13.3809 | 0.92649 | 14 | 0.30739
10275 | 11.475 | 1 | 365 | 13.0677 | 0.29629 | 13 | 0.36402
10274 | 13.26 | 1 | 365 | 15.1005 | 0.38683 | 15 | 0.48732
10290 | 12.24 | 1 | 365 | 13.9389 | 0.04938 | 13 | 0.98829
10252 | 10.455 | 1 | 365 | 11.9062 | 0.95885 | 12 | 0.865
10314 | 16.065 | 1 | 365 | 18.2948 | 0.81481 | 19 | 0.10963
10398 | 15.3 | 1 | 365 | 17.4236 | 0.061725 | 17 | 0.48536
10400 | 13.515 | 1 | 365 | 15.3909 | 0.97119 | 16 | 0.36207
10271 | 11.985 | 1 | 365 | 13.6485 | 0.46502 | 14 | 0.11354
9751 | 10.455 | 1 | 365 | 11.9062 | 0.95885 | 12 | 0.865
10312 | 10.25 | 1 | 365 | 11.6727 | 0.48906 | 12 | 0.16176
10300 | 11.475 | 1 | 365 | 13.0677 | 0.29629 | 13 | 0.36402
9735 | 10.71 | 1 | 365 | 12.1965 | 0.54321 | 12 | 0.73976
10270 | 12.25 | 1 | 365 | 13.9503 | 0.072296 | 14 | 0.022596
10301 | 14.28 | 1 | 365 | 16.2621 | 0.72428 | 16 | 0.98634
10260 | 11.985 | 1 | 365 | 13.6485 | 0.46502 | 14 | 0.11354
9731 | 13.25 | 1 | 365 | 15.0891 | 0.36391 | 15 | 0.45301
10306 | 11.22 | 1 | 365 | 12.7773 | 0.71193 | 13 | 0.48927
10309 | 10.71 | 1 | 365 | 12.1965 | 0.54321 | 12 | 0.73976
10222 | 10.2 | 1 | 365 | 11.6158 | 0.37448 | 11 | 0.99024
10289 | 10.965 | 1 | 365 | 12.4869 | 0.12757 | 12 | 0.61451
10330 | 11.22 | 1 | 365 | 12.7773 | 0.71193 | 13 | 0.48927
10292 | 14.535 | 1 | 365 | 16.5525 | 0.30864 | 16 | 0.8611
10296 | 11.73 | 1 | 365 | 13.3581 | 0.88066 | 14 | 0.23878
10281 | 15.3 | 1 | 365 | 17.4236 | 0.061725 | 17 | 0.48536
10225 | 14.025 | 1 | 365 | 15.9717 | 0.13991 | 16 | 0.11158
10285 | 17.34 | 1 | 365 | 19.7468 | 0.73662 | 20 | 0.48341
10335 | 12.75 | 1 | 365 | 14.5197 | 0.2181 | 14 | 0.7378
10101 | 10.965 | 1 | 365 | 12.4869 | 0.12757 | 12 | 0.61451
10278 | 11.25 | 1 | 365 | 12.8115 | 0.78068 | 13 | 0.59218
10326 | 10.71 | 1 | 365 | 12.1965 | 0.54321 | 12 | 0.73976
10044 | 16.83 | 1 | 365 | 19.166 | 0.5679 | 19 | 0.7339
10329 | 13.515 | 1 | 365 | 15.3909 | 0.97119 | 16 | 0.36207
10319 | 12.75 | 1 | 365 | 14.5197 | 0.2181 | 14 | 0.7378
9934 | 13.005 | 1 | 365 | 14.8101 | 0.80247 | 15 | 0.61256
10288 | 16.065 | 1 | 365 | 18.2948 | 0.81481 | 19 | 0.10963
10257 | 11.22 | 1 | 365 | 12.7773 | 0.71193 | 13 | 0.48927
9727 | 11.475 | 1 | 365 | 13.0677 | 0.29629 | 13 | 0.36402
9327 | 11.73 | 1 | 365 | 13.3581 | 0.88066 | 14 | 0.23878
8648 | 11.22 | 1 | 365 | 12.7773 | 0.71193 | 13 | 0.48927
10049 | 15.045 | 1 | 365 | 17.1332 | 0.47736 | 17 | 0.61061
10255 | 13.005 | 1 | 365 | 14.8101 | 0.80247 | 15 | 0.61256
10219 | 13.75 | 1 | 365 | 15.6585 | 0.50972 | 16 | 0.16822
10268 | 12.24 | 1 | 365 | 13.9389 | 0.04938 | 13 | 0.98829
9331 | 13.005 | 1 | 365 | 14.8101 | 0.80247 | 15 | 0.61256
10206 | 13.26 | 1 | 365 | 15.1005 | 0.38683 | 15 | 0.48732
10173 | 12.24 | 1 | 365 | 13.9389 | 0.04938 | 13 | 0.98829
9109 | 13.77 | 1 | 365 | 15.6813 | 0.55555 | 16 | 0.23683
9965 | 13.77 | 1 | 365 | 15.6813 | 0.55555 | 16 | 0.23683
10201 | 10.71 | 1 | 365 | 12.1965 | 0.54321 | 12 | 0.73976
10182 | 12.495 | 1 | 365 | 14.2293 | 0.63374 | 14 | 0.86305
9878 | 12.75 | 1 | 365 | 14.5197 | 0.2181 | 14 | 0.7378
9902 | 13.26 | 1 | 365 | 15.1005 | 0.38683 | 15 | 0.48732
10200 | 11.475 | 1 | 365 | 13.0677 | 0.29629 | 13 | 0.36402
10178 | 13.26 | 1 | 365 | 15.1005 | 0.38683 | 15 | 0.48732
10003 | 12.75 | 1 | 365 | 14.5197 | 0.2181 | 14 | 0.7378
10172 | 13.5 | 1 | 365 | 15.3738 | 0.93682 | 16 | 0.31062
9721 | 14.025 | 1 | 365 | 15.9717 | 0.13991 | 16 | 0.11158
10202 | 10.965 | 1 | 365 | 12.4869 | 0.12757 | 12 | 0.61451
9887 | 11.76 | 1 | 365 | 13.3923 | 0.9494 | 14 | 0.34169
9577 | 13.26 | 1 | 365 | 15.1005 | 0.38683 | 15 | 0.48732
10163 | 10.455 | 1 | 365 | 11.9062 | 0.95885 | 12 | 0.865
9598 | 10.2 | 1 | 365 | 11.6158 | 0.37448 | 11 | 0.99024
10162 | 11 | 1 | 365 | 12.5268 | 0.20778 | 12 | 0.73458
9658 | 13.77 | 1 | 365 | 15.6813 | 0.55555 | 16 | 0.23683
10144 | 10.2 | 1 | 365 | 11.6158 | 0.37448 | 11 | 0.99024
10126 | 17.25 | 1 | 365 | 19.6443 | 0.53038 | 20 | 0.17468
9895 | 11.985 | 1 | 365 | 13.6485 | 0.46502 | 14 | 0.11354
9899 | 15.3 | 1 | 365 | 17.4236 | 0.061725 | 17 | 0.48536
10176 | 10.5 | 1 | 365 | 11.9574 | 0.061968 | 12 | 0.019368
10079 | 12.75 | 1 | 365 | 14.5197 | 0.2181 | 14 | 0.7378
10218 | 13.515 | 1 | 365 | 15.3909 | 0.97119 | 16 | 0.36207
13906 | 8.4 | 1 | 365 | 9.5659 | 0.24957 | 9 | 0.81549
10123 | 16.575 | 1 | 365 | 18.8756 | 0.98354 | 19 | 0.85915
9200 | 11.73 | 1 | 365 | 13.3581 | 0.88066 | 14 | 0.23878
10061 | 13.515 | 1 | 365 | 15.3909 | 0.97119 | 16 | 0.36207
9754 | 10.965 | 1 | 365 | 12.4869 | 0.12757 | 12 | 0.61451
10077 | 10.71 | 1 | 365 | 12.1965 | 0.54321 | 12 | 0.73976
9843 | 14.79 | 1 | 365 | 16.8429 | 0.893 | 17 | 0.73585
10065 | 12.24 | 1 | 365 | 13.9389 | 0.04938 | 13 | 0.98829
10005 | 10.2 | 1 | 365 | 11.6158 | 0.37448 | 11 | 0.99024
10215 | 10.455 | 1 | 365 | 11.9062 | 0.95885 | 12 | 0.865
9197 | 10.2 | 1 | 365 | 11.6158 | 0.37448 | 11 | 0.99024
10209 | 12.24 | 1 | 365 | 13.9389 | 0.04938 | 13 | 0.98829
9362 | 13.005 | 1 | 365 | 14.8101 | 0.80247 | 15 | 0.61256
9729 | 14.535 | 1 | 365 | 16.5525 | 0.30864 | 16 | 0.8611
9663 | 10.2 | 1 | 365 | 11.6158 | 0.37448 | 11 | 0.99024
10169 | 12.25 | 1 | 365 | 13.9503 | 0.072296 | 14 | 0.022596
10117 | 13.005 | 1 | 365 | 14.8101 | 0.80247 | 15 | 0.61256
12696 | 4.94 | 1 | 365 | 5.6257 | 0.32058 | 5 | 0.94626
9091 | 12.24 | 1 | 365 | 13.9389 | 0.04938 | 13 | 0.98829
10168 | 11.475 | 1 | 365 | 13.0677 | 0.29629 | 13 | 0.36402
9015 | 11.475 | 1 | 365 | 13.0677 | 0.29629 | 13 | 0.36402
12678 | 6.89 | 1 | 365 | 7.8463 | 0.78923 | 8 | 0.63557
10159 | 10.25 | 1 | 365 | 11.6727 | 0.48906 | 12 | 0.16176
9588 | 10.71 | 1 | 365 | 12.1965 | 0.54321 | 12 | 0.73976
10120 | 16.83 | 1 | 365 | 19.166 | 0.5679 | 19 | 0.7339
9825 | 14.79 | 1 | 365 | 16.8429 | 0.893 | 17 | 0.73585
9100 | 10.455 | 1 | 365 | 11.9062 | 0.95885 | 12 | 0.865
8950 | 11.73 | 1 | 365 | 13.3581 | 0.88066 | 14 | 0.23878
9866 | 13.26 | 1 | 365 | 15.1005 | 0.38683 | 15 | 0.48732
10617 | 6 | 1 | 365 | 6.8328 | 0.7497 | 7 | 0.5825
8994 | 10.2 | 1 | 365 | 11.6158 | 0.37448 | 11 | 0.99024
10041 | 10.71 | 1 | 365 | 12.1965 | 0.54321 | 12 | 0.73976
10139 | 12.5 | 1 | 365 | 14.235 | 0.6452 | 14 | 0.8802
9830 | 13.515 | 1 | 365 | 15.3909 | 0.97119 | 16 | 0.36207
8858 | 13.005 | 1 | 365 | 14.8101 | 0.80247 | 15 | 0.61256
9798 | 10.965 | 1 | 365 | 12.4869 | 0.12757 | 12 | 0.61451
9832 | 10.2 | 1 | 365 | 11.6158 | 0.37448 | 11 | 0.99024
6782 | 11.985 | 1 | 365 | 13.6485 | 0.46502 | 14 | 0.11354
8943 | 11.475 | 1 | 365 | 13.0677 | 0.29629 | 13 | 0.36402
10119 | 11.22 | 1 | 365 | 12.7773 | 0.71193 | 13 | 0.48927
9059 | 14.025 | 1 | 365 | 15.9717 | 0.13991 | 16 | 0.11158
9057 | 12.75 | 1 | 365 | 14.5197 | 0.2181 | 14 | 0.7378
9228 | 13.26 | 1 | 365 | 15.1005 | 0.38683 | 15 | 0.48732
10059 | 14.535 | 1 | 365 | 16.5525 | 0.30864 | 16 | 0.8611
8973 | 11.475 | 1 | 365 | 13.0677 | 0.29629 | 13 | 0.36402
10189 | 10.2 | 1 | 365 | 11.6158 | 0.37448 | 11 | 0.99024
9186 | 11.985 | 1 | 365 | 13.6485 | 0.46502 | 14 | 0.11354
9193 | 10.71 | 1 | 365 | 12.1965 | 0.54321 | 12 | 0.73976
9027 | 13.005 | 1 | 365 | 14.8101 | 0.80247 | 15 | 0.61256
10071 | 12.24 | 1 | 365 | 13.9389 | 0.04938 | 13 | 0.98829
9575 | 11.22 | 1 | 365 | 12.7773 | 0.71193 | 13 | 0.48927
10132 | 10.455 | 1 | 365 | 11.9062 | 0.95885 | 12 | 0.865
1656 | 16.32 | 1 | 365 | 18.5852 | 0.39917 | 18 | 0.98439
9145 | 10.2 | 1 | 365 | 11.6158 | 0.37448 | 11 | 0.99024
9126 | 10.2 | 1 | 365 | 11.6158 | 0.37448 | 11 | 0.99024
9627 | 10.455 | 1 | 365 | 11.9062 | 0.95885 | 12 | 0.865
9732 | 10.965 | 1 | 365 | 12.4869 | 0.12757 | 12 | 0.61451
10036 | 12.24 | 1 | 365 | 13.9389 | 0.04938 | 13 | 0.98829
9742 | 13.515 | 1 | 365 | 15.3909 | 0.97119 | 16 | 0.36207
9045 | 15.045 | 1 | 365 | 17.1332 | 0.47736 | 17 | 0.61061
9653 | 11.75 | 1 | 365 | 13.3809 | 0.92649 | 14 | 0.30739
9797 | 14.79 | 1 | 365 | 16.8429 | 0.893 | 17 | 0.73585
9010 | 11.22 | 1 | 365 | 12.7773 | 0.71193 | 13 | 0.48927
9064 | 11.73 | 1 | 365 | 13.3581 | 0.88066 | 14 | 0.23878
8649 | 10.2 | 1 | 365 | 11.6158 | 0.37448 | 11 | 0.99024
9548 | 11.73 | 1 | 365 | 13.3581 | 0.88066 | 14 | 0.23878
9410 | 11.73 | 1 | 365 | 13.3581 | 0.88066 | 14 | 0.23878
9793 | 12.495 | 1 | 365 | 14.2293 | 0.63374 | 14 | 0.86305
8449 | 10.2 | 1 | 365 | 11.6158 | 0.37448 | 11 | 0.99024
8233 | 10.71 | 1 | 365 | 12.1965 | 0.54321 | 12 | 0.73976
8847 | 10.455 | 1 | 365 | 11.9062 | 0.95885 | 12 | 0.865
9216 | 11.985 | 1 | 365 | 13.6485 | 0.46502 | 14 | 0.11354
9299 | 12.495 | 1 | 365 | 14.2293 | 0.63374 | 14 | 0.86305
9190 | 11.475 | 1 | 365 | 13.0677 | 0.29629 | 13 | 0.36402
8793 | 12.75 | 1 | 365 | 14.5197 | 0.2181 | 14 | 0.7378
9209 | 10.2 | 1 | 365 | 11.6158 | 0.37448 | 11 | 0.99024
9945 | 10.71 | 1 | 365 | 12.1965 | 0.54321 | 12 | 0.73976
9305 | 13.005 | 1 | 365 | 14.8101 | 0.80247 | 15 | 0.61256
8608 | 10.2 | 1 | 365 | 11.6158 | 0.37448 | 11 | 0.99024
8446 | 13.77 | 1 | 365 | 15.6813 | 0.55555 | 16 | 0.23683
8584 | 11.985 | 1 | 365 | 13.6485 | 0.46502 | 14 | 0.11354
9758 | 10.2 | 1 | 365 | 11.6158 | 0.37448 | 11 | 0.99024
9223 | 11.22 | 1 | 365 | 12.7773 | 0.71193 | 13 | 0.48927
8739 | 10.71 | 1 | 365 | 12.1965 | 0.54321 | 12 | 0.73976
8797 | 10.71 | 1 | 365 | 12.1965 | 0.54321 | 12 | 0.73976
8635 | 15.81 | 1 | 365 | 18.0044 | 0.23045 | 18 | 0.23488
8639 | 10.965 | 1 | 365 | 12.4869 | 0.12757 | 12 | 0.61451
9406 | 10.2 | 1 | 365 | 11.6158 | 0.37448 | 11 | 0.99024
8577 | 10.2 | 1 | 365 | 11.6158 | 0.37448 | 11 | 0.99024
9176 | 10.2 | 1 | 365 | 11.6158 | 0.37448 | 11 | 0.99024
8731 | 11.22 | 1 | 365 | 12.7773 | 0.71193 | 13 | 0.48927
8625 | 10.2 | 1 | 365 | 11.6158 | 0.37448 | 11 | 0.99024
9674 | 14.28 | 1 | 365 | 16.2621 | 0.72428 | 16 | 0.98634
9683 | 12.75 | 1 | 365 | 14.5197 | 0.2181 | 14 | 0.7378
9116 | 10.455 | 1 | 365 | 11.9062 | 0.95885 | 12 | 0.865
14193 | 16.83 | 1 | 365 | 19.166 | 0.5679 | 19 | 0.7339
14177 | 10.455 | 1 | 365 | 11.9062 | 0.95885 | 12 | 0.865
14181 | 11.475 | 1 | 365 | 13.0677 | 0.29629 | 13 | 0.36402
14204 | 10.2 | 1 | 365 | 11.6158 | 0.37448 | 11 | 0.99024
16320 | 16.75 | 1 | 365 | 19.0749 | 0.38457 | 19 | 0.45947
14188 | 11.22 | 1 | 365 | 12.7773 | 0.71193 | 13 | 0.48927
8440 | 14.945 | 1 | 365 | 17.0194 | 0.2482 | 17 | 0.26757
8455 | 10.34 | 1 | 365 | 11.7752 | 0.69531 | 12 | 0.4705
7071 | 11.25 | 1 | 365 | 12.8115 | 0.78068 | 13 | 0.59218
8518 | 10.5 | 1 | 365 | 11.9574 | 0.061968 | 12 | 0.019368
8451 | 10.5 | 1 | 365 | 11.9574 | 0.061968 | 12 | 0.019368
8465 | 13.515 | 1 | 365 | 15.3909 | 0.97119 | 16 | 0.36207
11016 | 12.495 | 1 | 365 | 14.2293 | 0.63374 | 14 | 0.86305
16439 | 17.085 | 1 | 365 | 19.4564 | 0.15226 | 19 | 0.60866
10055 | 12.495 | 1 | 365 | 14.2293 | 0.63374 | 14 | 0.86305
10068 | 11.22 | 1 | 365 | 12.7773 | 0.71193 | 13 | 0.48927
9150 | 14.025 | 1 | 365 | 15.9717 | 0.13991 | 16 | 0.11158
3259 | 329.4 | 0.9 | 365 | 337.6086 | 0.37248 | 337 | 0.98113
14088 | 75.075 | 0.9 | 365 | 76.9459 | 0.83876 | 77 | 0.78463
12917 | 9.075 | 1 | 365 | 10.3346 | 0.79642 | 11 | 0.13103
11635 | 8.215 | 1 | 365 | 9.3552 | 0.82563 | 10 | 0.18087
10074 | 12.75 | 1 | 365 | 14.5197 | 0.2181 | 14 | 0.7378
13254 | 250 | 0.9 | 365 | 256.23 | 0.6136 | 256 | 0.8436
12603 | 5.25 | 1 | 365 | 5.9787 | 0.030984 | 6 | 0.009684
11869 | 9 | 1 | 365 | 10.2492 | 0.62454 | 10 | 0.87374
13452 | 5.5 | 1 | 365 | 6.2634 | 0.60389 | 6 | 0.86729
13453 | 7.2 | 1 | 365 | 8.1994 | 0.49964 | 8 | 0.699
13447 | 4.08 | 1 | 365 | 4.6463 | 0.34979 | 4 | 0.9961
11842 | 2.7 | 1 | 365 | 3.0748 | 0.18736 | 3 | 0.26212
11196 | 5.72 | 1 | 365 | 6.5139 | 0.10804 | 6 | 0.62198
11156 | 4.59 | 1 | 365 | 5.2271 | 0.51852 | 5 | 0.74561
11181 | 7.02 | 1 | 365 | 7.9944 | 0.087144 | 8 | 0.08152
11169 | 4.94 | 1 | 365 | 5.6257 | 0.32058 | 5 | 0.94626
11152 | 10.92 | 1 | 365 | 12.4357 | 0.024447 | 12 | 0.46014
11185 | 2.55 | 1 | 365 | 2.9039 | 0.84362 | 3 | 0.74756
11154 | 5.2 | 1 | 365 | 5.9218 | 0.9164 | 6 | 0.83816
11145 | 6.24 | 1 | 365 | 7.1061 | 0.29968 | 7 | 0.4058
11234 | 5.2 | 1 | 365 | 5.9218 | 0.9164 | 6 | 0.83816
11313 | 11.22 | 1 | 365 | 12.7773 | 0.71193 | 13 | 0.48927
11316 | 10.66 | 1 | 365 | 12.1396 | 0.42863 | 12 | 0.56823
11311 | 11.96 | 1 | 365 | 13.62 | 0.40773 | 14 | 0.027775
11297 | 3.9 | 1 | 365 | 4.4413 | 0.9373 | 5 | 0.37862
11243 | 7.54 | 1 | 365 | 8.5866 | 0.27878 | 8 | 0.86534
11309 | 9.945 | 1 | 365 | 11.3254 | 0.79012 | 12 | 0.11549
11321 | 4.845 | 1 | 365 | 5.5175 | 0.10288 | 5 | 0.62037
11323 | 5.98 | 1 | 365 | 6.81 | 0.70386 | 7 | 0.51389
11261 | 5.46 | 1 | 365 | 6.2178 | 0.51222 | 6 | 0.73007
11324 | 5.035 | 1 | 365 | 5.7339 | 0.53829 | 6 | 0.27214
11391 | 2.04 | 1 | 365 | 2.3232 | 0.6749 | 2 | 0.99805
11219 | 13.005 | 1 | 365 | 14.8101 | 0.80247 | 15 | 0.61256
11217 | 5.865 | 1 | 365 | 6.6791 | 0.44033 | 7 | 0.11939
11279 | 4.68 | 1 | 365 | 5.3296 | 0.72476 | 6 | 0.054347
11195 | 4.08 | 1 | 365 | 4.6463 | 0.34979 | 4 | 0.9961
11116 | 9.18 | 1 | 365 | 10.4542 | 0.037035 | 10 | 0.49122
11097 | 13.005 | 1 | 365 | 14.8101 | 0.80247 | 15 | 0.61256
11125 | 3.06 | 1 | 365 | 3.4847 | 0.012345 | 3 | 0.49707
11078 | 8.16 | 1 | 365 | 9.2926 | 0.69959 | 9 | 0.99219
11073 | 2.04 | 1 | 365 | 2.3232 | 0.6749 | 2 | 0.99805
11216 | 6.5 | 1 | 365 | 7.4022 | 0.8955 | 8 | 0.2977
10964 | 6.885 | 1 | 365 | 7.8406 | 0.77778 | 8 | 0.61841
11028 | 5.355 | 1 | 365 | 6.0983 | 0.2716 | 6 | 0.36988
10989 | 6.63 | 1 | 365 | 7.5502 | 0.19341 | 7 | 0.74366
11072 | 7.54 | 1 | 365 | 8.5866 | 0.27878 | 8 | 0.86534
11050 | 6.24 | 1 | 365 | 7.1061 | 0.29968 | 7 | 0.4058
11046 | 6.24 | 1 | 365 | 7.1061 | 0.29968 | 7 | 0.4058
11040 | 5.98 | 1 | 365 | 6.81 | 0.70386 | 7 | 0.51389
11047 | 7.28 | 1 | 365 | 8.2905 | 0.68296 | 8 | 0.97343
11042 | 5.98 | 1 | 365 | 6.81 | 0.70386 | 7 | 0.51389
11093 | 3.57 | 1 | 365 | 4.0655 | 0.18107 | 4 | 0.24659
11095 | 7.8 | 1 | 365 | 8.8826 | 0.8746 | 9 | 0.75724
11230 | 8.84 | 1 | 365 | 10.067 | 0.25789 | 10 | 0.32488
11231 | 3.825 | 1 | 365 | 4.3559 | 0.76543 | 5 | 0.12134
11277 | 7.54 | 1 | 365 | 8.5866 | 0.27878 | 8 | 0.86534
11319 | 4.08 | 1 | 365 | 4.6463 | 0.34979 | 4 | 0.9961
11326 | 6.12 | 1 | 365 | 6.9695 | 0.02469 | 6 | 0.99415
11333 | 7.8 | 1 | 365 | 8.8826 | 0.8746 | 9 | 0.75724
11365 | 8.32 | 1 | 365 | 9.4748 | 0.066245 | 9 | 0.54106
11396 | 7.905 | 1 | 365 | 9.0022 | 0.11522 | 9 | 0.11744
11368 | 6.12 | 1 | 365 | 6.9695 | 0.02469 | 6 | 0.99415
11227 | 8.415 | 1 | 365 | 9.583 | 0.28395 | 9 | 0.86695
11399 | 5 | 1 | 365 | 5.694 | 0.45808 | 6 | 0.15208
11401 | 8.84 | 1 | 365 | 10.067 | 0.25789 | 10 | 0.32488
11402 | 10.4 | 1 | 365 | 11.8435 | 0.83281 | 12 | 0.67633
11229 | 4.845 | 1 | 365 | 5.5175 | 0.10288 | 5 | 0.62037
11403 | 4.59 | 1 | 365 | 5.2271 | 0.51852 | 5 | 0.74561
11425 | 5.1 | 1 | 365 | 5.8079 | 0.68724 | 6 | 0.49512
11426 | 9.62 | 1 | 365 | 10.9553 | 0.045346 | 11 | 0.00060192
11429 | 4.845 | 1 | 365 | 5.5175 | 0.10288 | 5 | 0.62037
11225 | 8.16 | 1 | 365 | 9.2926 | 0.69959 | 9 | 0.99219
11456 | 5.2 | 1 | 365 | 5.9218 | 0.9164 | 6 | 0.83816
11457 | 6.375 | 1 | 365 | 7.2599 | 0.60905 | 7 | 0.8689
11027 | 5.1 | 1 | 365 | 5.8079 | 0.68724 | 6 | 0.49512
11460 | 8.415 | 1 | 365 | 9.583 | 0.28395 | 9 | 0.86695
11362 | 5.1 | 1 | 365 | 5.8079 | 0.68724 | 6 | 0.49512
11444 | 7.8 | 1 | 365 | 8.8826 | 0.8746 | 9 | 0.75724
11011 | 15.3 | 1 | 365 | 17.4236 | 0.061725 | 17 | 0.48536
11464 | 3.64 | 1 | 365 | 4.1452 | 0.34148 | 4 | 0.48671
11466 | 4.59 | 1 | 365 | 5.2271 | 0.51852 | 5 | 0.74561
11470 | 8.67 | 1 | 365 | 9.8734 | 0.86831 | 10 | 0.74171
11476 | 7.54 | 1 | 365 | 8.5866 | 0.27878 | 8 | 0.86534
10981 | 6.625 | 1 | 365 | 7.5446 | 0.18196 | 7 | 0.72651
11481 | 5.61 | 1 | 365 | 6.3887 | 0.85597 | 7 | 0.24463
10971 | 4.335 | 1 | 365 | 4.9367 | 0.93416 | 5 | 0.87085
11389 | 13.515 | 1 | 365 | 15.3909 | 0.97119 | 16 | 0.36207
11430 | 9.1 | 1 | 365 | 10.3631 | 0.85371 | 11 | 0.21679
11433 | 9.88 | 1 | 365 | 11.2513 | 0.64117 | 11 | 0.89251
11322 | 4.59 | 1 | 365 | 5.2271 | 0.51852 | 5 | 0.74561
11493 | 13.25 | 1 | 365 | 15.0891 | 0.36391 | 15 | 0.45301
11494 | 6.375 | 1 | 365 | 7.2599 | 0.60905 | 7 | 0.8689
11499 | 6.24 | 1 | 365 | 7.1061 | 0.29968 | 7 | 0.4058
11314 | 8.67 | 1 | 365 | 9.8734 | 0.86831 | 10 | 0.74171
11508 | 5.355 | 1 | 365 | 6.0983 | 0.2716 | 6 | 0.36988
11519 | 4.335 | 1 | 365 | 4.9367 | 0.93416 | 5 | 0.87085
11520 | 9.36 | 1 | 365 | 10.6592 | 0.44953 | 11 | 0.10869
11524 | 2.6 | 1 | 365 | 2.9609 | 0.9582 | 3 | 0.91908
11281 | 5.61 | 1 | 365 | 6.3887 | 0.85597 | 7 | 0.24463
11527 | 7.395 | 1 | 365 | 8.4214 | 0.9465 | 9 | 0.36793
11427 | 5.865 | 1 | 365 | 6.6791 | 0.44033 | 7 | 0.11939
11477 | 7.65 | 1 | 365 | 8.7118 | 0.53086 | 9 | 0.24268
11473 | 5.1 | 1 | 365 | 5.8079 | 0.68724 | 6 | 0.49512
11535 | 8.67 | 1 | 365 | 9.8734 | 0.86831 | 10 | 0.74171
11502 | 5.61 | 1 | 365 | 6.3887 | 0.85597 | 7 | 0.24463
11511 | 3.825 | 1 | 365 | 4.3559 | 0.76543 | 5 | 0.12134
11533 | 4.25 | 1 | 365 | 4.8399 | 0.73937 | 5 | 0.57927
11531 | 5.355 | 1 | 365 | 6.0983 | 0.2716 | 6 | 0.36988
11498 | 9.72 | 1 | 365 | 11.0691 | 0.27451 | 11 | 0.34364
12107 | 4.08 | 1 | 365 | 4.6463 | 0.34979 | 4 | 0.9961
12065 | 5.1 | 1 | 365 | 5.8079 | 0.68724 | 6 | 0.49512
12059 | 6.885 | 1 | 365 | 7.8406 | 0.77778 | 8 | 0.61841
12033 | 5.61 | 1 | 365 | 6.3887 | 0.85597 | 7 | 0.24463
12048 | 5.5 | 1 | 365 | 6.2634 | 0.60389 | 6 | 0.86729
12029 | 7.395 | 1 | 365 | 8.4214 | 0.9465 | 9 | 0.36793
12066 | 5.61 | 1 | 365 | 6.3887 | 0.85597 | 7 | 0.24463
12118 | 4.9 | 1 | 365 | 5.5801 | 0.22892 | 5 | 0.80904
12042 | 4.08 | 1 | 365 | 4.6463 | 0.34979 | 4 | 0.9961
12096 | 5.355 | 1 | 365 | 6.0983 | 0.2716 | 6 | 0.36988
12089 | 7.75 | 1 | 365 | 8.8257 | 0.76002 | 9 | 0.58572
12086 | 6.125 | 1 | 365 | 6.9752 | 0.036148 | 7 | 0.011298
12098 | 4.59 | 1 | 365 | 5.2271 | 0.51852 | 5 | 0.74561
12099 | 4.08 | 1 | 365 | 4.6463 | 0.34979 | 4 | 0.9961
12090 | 4.845 | 1 | 365 | 5.5175 | 0.10288 | 5 | 0.62037
12106 | 7.35 | 1 | 365 | 8.3702 | 0.84338 | 9 | 0.21356
12202 | 3.5 | 1 | 365 | 3.9858 | 0.020656 | 4 | 0.006456
12181 | 5.865 | 1 | 365 | 6.6791 | 0.44033 | 7 | 0.11939
12203 | 5.5 | 1 | 365 | 6.2634 | 0.60389 | 6 | 0.86729
12175 | 4.08 | 1 | 365 | 4.6463 | 0.34979 | 4 | 0.9961
12206 | 5.865 | 1 | 365 | 6.6791 | 0.44033 | 7 | 0.11939
12094 | 9.945 | 1 | 365 | 11.3254 | 0.79012 | 12 | 0.11549
12109 | 4.845 | 1 | 365 | 5.5175 | 0.10288 | 5 | 0.62037
12075 | 7.14 | 1 | 365 | 8.131 | 0.36214 | 8 | 0.49317
12055 | 6.63 | 1 | 365 | 7.5502 | 0.19341 | 7 | 0.74366
12084 | 4.59 | 1 | 365 | 5.2271 | 0.51852 | 5 | 0.74561
12091 | 5.1 | 1 | 365 | 5.8079 | 0.68724 | 6 | 0.49512
12316 | 6.86 | 1 | 365 | 7.8122 | 0.72049 | 8 | 0.53265
12314 | 7.65 | 1 | 365 | 8.7118 | 0.53086 | 9 | 0.24268
12313 | 5.61 | 1 | 365 | 6.3887 | 0.85597 | 7 | 0.24463
12271 | 3.825 | 1 | 365 | 4.3559 | 0.76543 | 5 | 0.12134
12297 | 6.375 | 1 | 365 | 7.2599 | 0.60905 | 7 | 0.8689
12257 | 7.35 | 1 | 365 | 8.3702 | 0.84338 | 9 | 0.21356
12275 | 7.395 | 1 | 365 | 8.4214 | 0.9465 | 9 | 0.36793
12266 | 5.88 | 1 | 365 | 6.6961 | 0.4747 | 7 | 0.17085
12268 | 3.825 | 1 | 365 | 4.3559 | 0.76543 | 5 | 0.12134
12129 | 2.295 | 1 | 365 | 2.6135 | 0.25926 | 2 | 0.8728
12215 | 5.865 | 1 | 365 | 6.6791 | 0.44033 | 7 | 0.11939
12120 | 3.825 | 1 | 365 | 4.3559 | 0.76543 | 5 | 0.12134
12219 | 3.57 | 1 | 365 | 4.0655 | 0.18107 | 4 | 0.24659
12093 | 6.63 | 1 | 365 | 7.5502 | 0.19341 | 7 | 0.74366
12345 | 7.65 | 1 | 365 | 8.7118 | 0.53086 | 9 | 0.24268
12353 | 7.65 | 1 | 365 | 8.7118 | 0.53086 | 9 | 0.24268
12092 | 3.825 | 1 | 365 | 4.3559 | 0.76543 | 5 | 0.12134
12318 | 4.845 | 1 | 365 | 5.5175 | 0.10288 | 5 | 0.62037
12298 | 6.375 | 1 | 365 | 7.2599 | 0.60905 | 7 | 0.8689
12311 | 7.5 | 1 | 365 | 8.541 | 0.18712 | 8 | 0.72812
12317 | 4.655 | 1 | 365 | 5.3011 | 0.66747 | 5 | 0.96859
12320 | 6.375 | 1 | 365 | 7.2599 | 0.60905 | 7 | 0.8689
12339 | 7.14 | 1 | 365 | 8.131 | 0.36214 | 8 | 0.49317
12360 | 8.16 | 1 | 365 | 9.2926 | 0.69959 | 9 | 0.99219
12008 | 8.67 | 1 | 365 | 9.8734 | 0.86831 | 10 | 0.74171
12046 | 4.41 | 1 | 365 | 5.0221 | 0.10603 | 5 | 0.12813
5916 | 799.47 | 0.9 | 365 | 819.3928 | 0.87042 | 820 | 0.26321
10924 | 3.825 | 1 | 365 | 4.3559 | 0.76543 | 5 | 0.12134
11013 | 4.845 | 1 | 365 | 5.5175 | 0.10288 | 5 | 0.62037
10927 | 7.395 | 1 | 365 | 8.4214 | 0.9465 | 9 | 0.36793
10928 | 7.905 | 1 | 365 | 9.0022 | 0.11522 | 9 | 0.11744
11076 | 6.63 | 1 | 365 | 7.5502 | 0.19341 | 7 | 0.74366
11575 | 6.5 | 1 | 365 | 7.4022 | 0.8955 | 8 | 0.2977
11577 | 9.18 | 1 | 365 | 10.4542 | 0.037035 | 10 | 0.49122
11583 | 2.6 | 1 | 365 | 2.9609 | 0.9582 | 3 | 0.91908
11606 | 8.67 | 1 | 365 | 9.8734 | 0.86831 | 10 | 0.74171
11654 | 7.905 | 1 | 365 | 9.0022 | 0.11522 | 9 | 0.11744
11665 | 9.945 | 1 | 365 | 11.3254 | 0.79012 | 12 | 0.11549
11671 | 8.67 | 1 | 365 | 9.8734 | 0.86831 | 10 | 0.74171
11692 | 7.25 | 1 | 365 | 8.2563 | 0.61422 | 8 | 0.87052
11698 | 4.77 | 1 | 365 | 5.4321 | 0.93101 | 6 | 0.36308
11701 | 10.2 | 1 | 365 | 11.6158 | 0.37448 | 11 | 0.99024
11710 | 5.355 | 1 | 365 | 6.0983 | 0.2716 | 6 | 0.36988
11718 | 16.065 | 1 | 365 | 18.2948 | 0.81481 | 19 | 0.10963
11832 | 5.2 | 1 | 365 | 5.9218 | 0.9164 | 6 | 0.83816
11868 | 9.18 | 1 | 365 | 10.4542 | 0.037035 | 10 | 0.49122
11872 | 4.94 | 1 | 365 | 5.6257 | 0.32058 | 5 | 0.94626
11722 | 6.12 | 1 | 365 | 6.9695 | 0.02469 | 6 | 0.99415
11723 | 8.16 | 1 | 365 | 9.2926 | 0.69959 | 9 | 0.99219
11874 | 6.885 | 1 | 365 | 7.8406 | 0.77778 | 8 | 0.61841
11725 | 2.805 | 1 | 365 | 3.1943 | 0.42798 | 3 | 0.62232
11883 | 4.16 | 1 | 365 | 4.7374 | 0.53312 | 5 | 0.27053
11888 | 8.84 | 1 | 365 | 10.067 | 0.25789 | 10 | 0.32488
11892 | 6.5 | 1 | 365 | 7.4022 | 0.8955 | 8 | 0.2977
11954 | 3.315 | 1 | 365 | 3.7751 | 0.59671 | 4 | 0.37183
11754 | 7.65 | 1 | 365 | 8.7118 | 0.53086 | 9 | 0.24268
11956 | 6.63 | 1 | 365 | 7.5502 | 0.19341 | 7 | 0.74366
11847 | 7.8 | 1 | 365 | 8.8826 | 0.8746 | 9 | 0.75724
12030 | 5.46 | 1 | 365 | 6.2178 | 0.51222 | 6 | 0.73007
11724 | 10.965 | 1 | 365 | 12.4869 | 0.12757 | 12 | 0.61451
12079 | 6.24 | 1 | 365 | 7.1061 | 0.29968 | 7 | 0.4058
12082 | 7.8 | 1 | 365 | 8.8826 | 0.8746 | 9 | 0.75724
12087 | 7.14 | 1 | 365 | 8.131 | 0.36214 | 8 | 0.49317
11773 | 7.905 | 1 | 365 | 9.0022 | 0.11522 | 9 | 0.11744
12122 | 2.86 | 1 | 365 | 3.257 | 0.55402 | 3 | 0.81099
12123 | 5.2 | 1 | 365 | 5.9218 | 0.9164 | 6 | 0.83816
12127 | 2.04 | 1 | 365 | 2.3232 | 0.6749 | 2 | 0.99805
12134 | 6.885 | 1 | 365 | 7.8406 | 0.77778 | 8 | 0.61841
11784 | 5.865 | 1 | 365 | 6.6791 | 0.44033 | 7 | 0.11939
12170 | 3.9 | 1 | 365 | 4.4413 | 0.9373 | 5 | 0.37862
12173 | 9.69 | 1 | 365 | 11.035 | 0.20576 | 11 | 0.24073
12193 | 3.64 | 1 | 365 | 4.1452 | 0.34148 | 4 | 0.48671
12209 | 5.2 | 1 | 365 | 5.9218 | 0.9164 | 6 | 0.83816
11801 | 4.59 | 1 | 365 | 5.2271 | 0.51852 | 5 | 0.74561
12212 | 5.72 | 1 | 365 | 6.5139 | 0.10804 | 6 | 0.62198
12305 | 7.8 | 1 | 365 | 8.8826 | 0.8746 | 9 | 0.75724
11805 | 3.825 | 1 | 365 | 4.3559 | 0.76543 | 5 | 0.12134
12307 | 8.84 | 1 | 365 | 10.067 | 0.25789 | 10 | 0.32488
12312 | 7.28 | 1 | 365 | 8.2905 | 0.68296 | 8 | 0.97343
12321 | 7.42 | 1 | 365 | 8.4499 | 0.0037907 | 8 | 0.45369
12337 | 9.62 | 1 | 365 | 10.9553 | 0.045346 | 11 | 0.00060192
11815 | 4.59 | 1 | 365 | 5.2271 | 0.51852 | 5 | 0.74561
11688 | 2.805 | 1 | 365 | 3.1943 | 0.42798 | 3 | 0.62232
12354 | 6.76 | 1 | 365 | 7.6983 | 0.49132 | 8 | 0.18961
11820 | 5.5 | 1 | 365 | 6.2634 | 0.60389 | 6 | 0.86729
11824 | 4.59 | 1 | 365 | 5.2271 | 0.51852 | 5 | 0.74561
12359 | 7.14 | 1 | 365 | 8.131 | 0.36214 | 8 | 0.49317
12364 | 4.08 | 1 | 365 | 4.6463 | 0.34979 | 4 | 0.9961
12367 | 5.46 | 1 | 365 | 6.2178 | 0.51222 | 6 | 0.73007
11826 | 3.825 | 1 | 365 | 4.3559 | 0.76543 | 5 | 0.12134
12368 | 7.8 | 1 | 365 | 8.8826 | 0.8746 | 9 | 0.75724
12371 | 4.68 | 1 | 365 | 5.3296 | 0.72476 | 6 | 0.054347
12376 | 4.59 | 1 | 365 | 5.2271 | 0.51852 | 5 | 0.74561
12437 | 6.885 | 1 | 365 | 7.8406 | 0.77778 | 8 | 0.61841
12438 | 5.1 | 1 | 365 | 5.8079 | 0.68724 | 6 | 0.49512
12453 | 6.095 | 1 | 365 | 6.941 | 0.9674 | 7 | 0.90839
12458 | 12.74 | 1 | 365 | 14.5083 | 0.19519 | 14 | 0.7035
12459 | 4.59 | 1 | 365 | 5.2271 | 0.51852 | 5 | 0.74561
12477 | 10.455 | 1 | 365 | 11.9062 | 0.95885 | 12 | 0.865
12492 | 4.335 | 1 | 365 | 4.9367 | 0.93416 | 5 | 0.87085
12504 | 6.12 | 1 | 365 | 6.9695 | 0.02469 | 6 | 0.99415
12510 | 9.435 | 1 | 365 | 10.7446 | 0.6214 | 11 | 0.36597
12520 | 7.02 | 1 | 365 | 7.9944 | 0.087144 | 8 | 0.08152
12542 | 2.45 | 1 | 365 | 2.7901 | 0.61446 | 3 | 0.40452
12547 | 4.59 | 1 | 365 | 5.2271 | 0.51852 | 5 | 0.74561
12636 | 5.865 | 1 | 365 | 6.6791 | 0.44033 | 7 | 0.11939
12642 | 14.79 | 1 | 365 | 16.8429 | 0.893 | 17 | 0.73585
12646 | 7.395 | 1 | 365 | 8.4214 | 0.9465 | 9 | 0.36793
12649 | 5.355 | 1 | 365 | 6.0983 | 0.2716 | 6 | 0.36988
12650 | 6.375 | 1 | 365 | 7.2599 | 0.60905 | 7 | 0.8689
12651 | 5.75 | 1 | 365 | 6.5481 | 0.17679 | 6 | 0.72489
12660 | 11.73 | 1 | 365 | 13.3581 | 0.88066 | 14 | 0.23878
12665 | 5.1 | 1 | 365 | 5.8079 | 0.68724 | 6 | 0.49512
12666 | 6 | 1 | 365 | 6.8328 | 0.7497 | 7 | 0.5825
12667 | 7.8 | 1 | 365 | 8.8826 | 0.8746 | 9 | 0.75724
12699 | 5.835 | 1 | 365 | 6.6449 | 0.37158 | 7 | 0.016477
12704 | 10.965 | 1 | 365 | 12.4869 | 0.12757 | 12 | 0.61451
12705 | 5.865 | 1 | 365 | 6.6791 | 0.44033 | 7 | 0.11939
12706 | 5.1 | 1 | 365 | 5.8079 | 0.68724 | 6 | 0.49512
12711 | 5.72 | 1 | 365 | 6.5139 | 0.10804 | 6 | 0.62198
12955 | 4.59 | 1 | 365 | 5.2271 | 0.51852 | 5 | 0.74561
12961 | 2.75 | 1 | 365 | 3.1317 | 0.30194 | 3 | 0.43364
13035 | 5.355 | 1 | 365 | 6.0983 | 0.2716 | 6 | 0.36988
13082 | 8.925 | 1 | 365 | 10.1638 | 0.45267 | 10 | 0.61646
13085 | 7.905 | 1 | 365 | 9.0022 | 0.11522 | 9 | 0.11744
13088 | 6.12 | 1 | 365 | 6.9695 | 0.02469 | 6 | 0.99415
13089 | 9.18 | 1 | 365 | 10.4542 | 0.037035 | 10 | 0.49122
13143 | 6 | 1 | 365 | 6.8328 | 0.7497 | 7 | 0.5825
13172 | 12.75 | 1 | 365 | 14.5197 | 0.2181 | 14 | 0.7378
13184 | 5.2 | 1 | 365 | 5.9218 | 0.9164 | 6 | 0.83816
13187 | 2.6 | 1 | 365 | 2.9609 | 0.9582 | 3 | 0.91908
13189 | 4.94 | 1 | 365 | 5.6257 | 0.32058 | 5 | 0.94626
13197 | 5.4 | 1 | 365 | 6.1495 | 0.37473 | 6 | 0.52425
13243 | 9.62 | 1 | 365 | 10.9553 | 0.045346 | 11 | 0.00060192
13244 | 6.5 | 1 | 365 | 7.4022 | 0.8955 | 8 | 0.2977
13250 | 4.08 | 1 | 365 | 4.6463 | 0.34979 | 4 | 0.9961
13256 | 16.83 | 1 | 365 | 19.166 | 0.5679 | 19 | 0.7339
13259 | 5.46 | 1 | 365 | 6.2178 | 0.51222 | 6 | 0.73007
13263 | 4.59 | 1 | 365 | 5.2271 | 0.51852 | 5 | 0.74561
13267 | 5.98 | 1 | 365 | 6.81 | 0.70386 | 7 | 0.51389
13268 | 5.865 | 1 | 365 | 6.6791 | 0.44033 | 7 | 0.11939
13269 | 14.31 | 1 | 365 | 16.2962 | 0.79302 | 17 | 0.089253
13390 | 7.65 | 1 | 365 | 8.7118 | 0.53086 | 9 | 0.24268
12184 | 3.5 | 1 | 365 | 3.9858 | 0.020656 | 4 | 0.006456
12057 | 14.28 | 1 | 365 | 16.2621 | 0.72428 | 16 | 0.98634
13631 | 4.335 | 1 | 365 | 4.9367 | 0.93416 | 5 | 0.87085
13635 | 3.75 | 1 | 365 | 4.2705 | 0.59356 | 4 | 0.86406
13639 | 8.415 | 1 | 365 | 9.583 | 0.28395 | 9 | 0.86695
13641 | 9.18 | 1 | 365 | 10.4542 | 0.037035 | 10 | 0.49122
13642 | 8.84 | 1 | 365 | 10.067 | 0.25789 | 10 | 0.32488
13648 | 4.42 | 1 | 365 | 5.0335 | 0.12894 | 5 | 0.16244
13654 | 3.06 | 1 | 365 | 3.4847 | 0.012345 | 3 | 0.49707
13657 | 8.16 | 1 | 365 | 9.2926 | 0.69959 | 9 | 0.99219
13663 | 6.63 | 1 | 365 | 7.5502 | 0.19341 | 7 | 0.74366
13669 | 11.73 | 1 | 365 | 13.3581 | 0.88066 | 14 | 0.23878
13693 | 9.36 | 1 | 365 | 10.6592 | 0.44953 | 11 | 0.10869
13692 | 6.12 | 1 | 365 | 6.9695 | 0.02469 | 6 | 0.99415
14376 | 4.16 | 1 | 365 | 4.7374 | 0.53312 | 5 | 0.27053
12738 | 6.5 | 1 | 365 | 7.4022 | 0.8955 | 8 | 0.2977
12742 | 3.12 | 1 | 365 | 3.5531 | 0.14984 | 3 | 0.7029
12751 | 8.16 | 1 | 365 | 9.2926 | 0.69959 | 9 | 0.99219
12753 | 6.63 | 1 | 365 | 7.5502 | 0.19341 | 7 | 0.74366
12755 | 7.8 | 1 | 365 | 8.8826 | 0.8746 | 9 | 0.75724
12758 | 3.12 | 1 | 365 | 3.5531 | 0.14984 | 3 | 0.7029
12763 | 8.58 | 1 | 365 | 9.7709 | 0.66207 | 10 | 0.43297
12774 | 9.36 | 1 | 365 | 10.6592 | 0.44953 | 11 | 0.10869
12776 | 5.2 | 1 | 365 | 5.9218 | 0.9164 | 6 | 0.83816
12793 | 6.12 | 1 | 365 | 6.9695 | 0.02469 | 6 | 0.99415
12794 | 5.1 | 1 | 365 | 5.8079 | 0.68724 | 6 | 0.49512
12796 | 9.435 | 1 | 365 | 10.7446 | 0.6214 | 11 | 0.36597
12824 | 8.415 | 1 | 365 | 9.583 | 0.28395 | 9 | 0.86695
12826 | 7.8 | 1 | 365 | 8.8826 | 0.8746 | 9 | 0.75724
13700 | 5.355 | 1 | 365 | 6.0983 | 0.2716 | 6 | 0.36988
12831 | 7.65 | 1 | 365 | 8.7118 | 0.53086 | 9 | 0.24268
12844 | 5.46 | 1 | 365 | 6.2178 | 0.51222 | 6 | 0.73007
14333 | 11.96 | 1 | 365 | 13.62 | 0.40773 | 14 | 0.027775
12847 | 5.355 | 1 | 365 | 6.0983 | 0.2716 | 6 | 0.36988
14334 | 8.59 | 1 | 365 | 9.7823 | 0.68498 | 10 | 0.46727
12869 | 5.1 | 1 | 365 | 5.8079 | 0.68724 | 6 | 0.49512
14427 | 6.725 | 1 | 365 | 7.6584 | 0.41112 | 8 | 0.069548
12883 | 5.355 | 1 | 365 | 6.0983 | 0.2716 | 6 | 0.36988
12889 | 5.2 | 1 | 365 | 5.9218 | 0.9164 | 6 | 0.83816
14664 | 6.725 | 1 | 365 | 7.6584 | 0.41112 | 8 | 0.069548
12891 | 4.16 | 1 | 365 | 4.7374 | 0.53312 | 5 | 0.27053
12892 | 5.2 | 1 | 365 | 5.9218 | 0.9164 | 6 | 0.83816
12895 | 8.84 | 1 | 365 | 10.067 | 0.25789 | 10 | 0.32488
14365 | 6.725 | 1 | 365 | 7.6584 | 0.41112 | 8 | 0.069548
14481 | 5.215 | 1 | 365 | 5.9388 | 0.95078 | 6 | 0.88962
12901 | 9.435 | 1 | 365 | 10.7446 | 0.6214 | 11 | 0.36597
12903 | 9.18 | 1 | 365 | 10.4542 | 0.037035 | 10 | 0.49122
12907 | 7.905 | 1 | 365 | 9.0022 | 0.11522 | 9 | 0.11744
12910 | 4.68 | 1 | 365 | 5.3296 | 0.72476 | 6 | 0.054347
12914 | 5.98 | 1 | 365 | 6.81 | 0.70386 | 7 | 0.51389
12915 | 9.36 | 1 | 365 | 10.6592 | 0.44953 | 11 | 0.10869
12924 | 5.72 | 1 | 365 | 6.5139 | 0.10804 | 6 | 0.62198
12927 | 9.18 | 1 | 365 | 10.4542 | 0.037035 | 10 | 0.49122
12940 | 4.68 | 1 | 365 | 5.3296 | 0.72476 | 6 | 0.054347
12941 | 6.12 | 1 | 365 | 6.9695 | 0.02469 | 6 | 0.99415
12943 | 9.88 | 1 | 365 | 11.2513 | 0.64117 | 11 | 0.89251
12945 | 7.02 | 1 | 365 | 7.9944 | 0.087144 | 8 | 0.08152
12948 | 5.1 | 1 | 365 | 5.8079 | 0.68724 | 6 | 0.49512
12950 | 4.16 | 1 | 365 | 4.7374 | 0.53312 | 5 | 0.27053
12952 | 8.32 | 1 | 365 | 9.4748 | 0.066245 | 9 | 0.54106
13403 | 4.94 | 1 | 365 | 5.6257 | 0.32058 | 5 | 0.94626
13405 | 2.295 | 1 | 365 | 2.6135 | 0.25926 | 2 | 0.8728
13408 | 5.1 | 1 | 365 | 5.8079 | 0.68724 | 6 | 0.49512
13413 | 8.32 | 1 | 365 | 9.4748 | 0.066245 | 9 | 0.54106
13414 | 5.2 | 1 | 365 | 5.9218 | 0.9164 | 6 | 0.83816
13491 | 4.94 | 1 | 365 | 5.6257 | 0.32058 | 5 | 0.94626
13495 | 6.24 | 1 | 365 | 7.1061 | 0.29968 | 7 | 0.4058
13497 | 9.62 | 1 | 365 | 10.9553 | 0.045346 | 11 | 0.00060192
13500 | 6.5 | 1 | 365 | 7.4022 | 0.8955 | 8 | 0.2977
13507 | 8.32 | 1 | 365 | 9.4748 | 0.066245 | 9 | 0.54106
13508 | 9.36 | 1 | 365 | 10.6592 | 0.44953 | 11 | 0.10869
13511 | 2.55 | 1 | 365 | 2.9039 | 0.84362 | 3 | 0.74756
13515 | 8.84 | 1 | 365 | 10.067 | 0.25789 | 10 | 0.32488
13517 | 4.94 | 1 | 365 | 5.6257 | 0.32058 | 5 | 0.94626
13516 | 5.46 | 1 | 365 | 6.2178 | 0.51222 | 6 | 0.73007
13519 | 8.5 | 1 | 365 | 9.6798 | 0.47874 | 10 | 0.15854
13521 | 7.65 | 1 | 365 | 8.7118 | 0.53086 | 9 | 0.24268
13523 | 3.64 | 1 | 365 | 4.1452 | 0.34148 | 4 | 0.48671
13525 | 4.68 | 1 | 365 | 5.3296 | 0.72476 | 6 | 0.054347
13527 | 6.24 | 1 | 365 | 7.1061 | 0.29968 | 7 | 0.4058
13529 | 3.64 | 1 | 365 | 4.1452 | 0.34148 | 4 | 0.48671
13530 | 5.46 | 1 | 365 | 6.2178 | 0.51222 | 6 | 0.73007
13531 | 4.68 | 1 | 365 | 5.3296 | 0.72476 | 6 | 0.054347
13532 | 11.985 | 1 | 365 | 13.6485 | 0.46502 | 14 | 0.11354
13543 | 7.54 | 1 | 365 | 8.5866 | 0.27878 | 8 | 0.86534
13545 | 7.8 | 1 | 365 | 8.8826 | 0.8746 | 9 | 0.75724
13546 | 8.32 | 1 | 365 | 9.4748 | 0.066245 | 9 | 0.54106
13548 | 5.98 | 1 | 365 | 6.81 | 0.70386 | 7 | 0.51389
13549 | 3.64 | 1 | 365 | 4.1452 | 0.34148 | 4 | 0.48671
13551 | 6.24 | 1 | 365 | 7.1061 | 0.29968 | 7 | 0.4058
13553 | 4.42 | 1 | 365 | 5.0335 | 0.12894 | 5 | 0.16244
13554 | 9.1 | 1 | 365 | 10.3631 | 0.85371 | 11 | 0.21679
13555 | 6.885 | 1 | 365 | 7.8406 | 0.77778 | 8 | 0.61841
13556 | 7.02 | 1 | 365 | 7.9944 | 0.087144 | 8 | 0.08152
13557 | 7.395 | 1 | 365 | 8.4214 | 0.9465 | 9 | 0.36793
13558 | 6.375 | 1 | 365 | 7.2599 | 0.60905 | 7 | 0.8689
13560 | 3.9 | 1 | 365 | 4.4413 | 0.9373 | 5 | 0.37862
13561 | 7.02 | 1 | 365 | 7.9944 | 0.087144 | 8 | 0.08152
14374 | 10.215 | 1 | 365 | 11.6328 | 0.40886 | 12 | 0.041699
13562 | 5.72 | 1 | 365 | 6.5139 | 0.10804 | 6 | 0.62198
13563 | 6.76 | 1 | 365 | 7.6983 | 0.49132 | 8 | 0.18961
14586 | 4.47 | 1 | 365 | 5.0904 | 0.24352 | 5 | 0.33396
13568 | 9.69 | 1 | 365 | 11.035 | 0.20576 | 11 | 0.24073
14470 | 7.96 | 1 | 365 | 9.0648 | 0.24126 | 9 | 0.30611
13575 | 5.67 | 1 | 365 | 6.457 | 0.99346 | 7 | 0.45046
14389 | 4.47 | 1 | 365 | 5.0904 | 0.24352 | 5 | 0.33396
13580 | 5.72 | 1 | 365 | 6.5139 | 0.10804 | 6 | 0.62198
13581 | 8.16 | 1 | 365 | 9.2926 | 0.69959 | 9 | 0.99219
14453 | 2.98 | 1 | 365 | 3.3936 | 0.82902 | 4 | 0.22264
13577 | 6.12 | 1 | 365 | 6.9695 | 0.02469 | 6 | 0.99415
14362 | 3.47 | 1 | 365 | 3.9516 | 0.95191 | 4 | 0.90354
14588 | 8.96 | 1 | 365 | 10.2036 | 0.53288 | 10 | 0.73653
12140 | 5.75 | 1 | 365 | 6.5481 | 0.17679 | 6 | 0.72489
14593 | 6.47 | 1 | 365 | 7.368 | 0.82676 | 8 | 0.19479
12165 | 107.52 | 0.9 | 365 | 110.1994 | 0.7551 | 110 | 0.9545
14581 | 5.47 | 1 | 365 | 6.2292 | 0.53514 | 6 | 0.76438
12285 | 7.25 | 1 | 365 | 8.2563 | 0.61422 | 8 | 0.87052
14587 | 7.96 | 1 | 365 | 9.0648 | 0.24126 | 9 | 0.30611
11727 | 17.36 | 1 | 365 | 19.7696 | 0.78245 | 20 | 0.55202
12083 | 3.57 | 1 | 365 | 4.0655 | 0.18107 | 4 | 0.24659
14443 | 11.96 | 1 | 365 | 13.62 | 0.40773 | 14 | 0.027775
12072 | 4.335 | 1 | 365 | 4.9367 | 0.93416 | 5 | 0.87085
14570 | 8.47 | 1 | 365 | 9.6456 | 0.40999 | 10 | 0.055624
14564 | 8.96 | 1 | 365 | 10.2036 | 0.53288 | 10 | 0.73653
11999 | 6.12 | 1 | 365 | 6.9695 | 0.02469 | 6 | 0.99415
14567 | 6.725 | 1 | 365 | 7.6584 | 0.41112 | 8 | 0.069548
12044 | 4.845 | 1 | 365 | 5.5175 | 0.10288 | 5 | 0.62037
12032 | 4.41 | 1 | 365 | 5.0221 | 0.10603 | 5 | 0.12813
14549 | 8.47 | 1 | 365 | 9.6456 | 0.40999 | 10 | 0.055624
12039 | 8.16 | 1 | 365 | 9.2926 | 0.69959 | 9 | 0.99219
12171 | 6.885 | 1 | 365 | 7.8406 | 0.77778 | 8 | 0.61841
14556 | 8.705 | 1 | 365 | 9.9133 | 0.94852 | 10 | 0.86177
12177 | 7.35 | 1 | 365 | 8.3702 | 0.84338 | 9 | 0.21356
12182 | 9.18 | 1 | 365 | 10.4542 | 0.037035 | 10 | 0.49122
14651 | 6.215 | 1 | 365 | 7.0776 | 0.24239 | 7 | 0.32004
12108 | 8.415 | 1 | 365 | 9.583 | 0.28395 | 9 | 0.86695
14523 | 3.235 | 1 | 365 | 3.684 | 0.41338 | 4 | 0.097396
14645 | 11.705 | 1 | 365 | 13.3297 | 0.82337 | 14 | 0.15302
14434 | 11.96 | 1 | 365 | 13.62 | 0.40773 | 14 | 0.027775
14627 | 6.38 | 1 | 365 | 7.2655 | 0.62051 | 7 | 0.88605
14607 | 3.315 | 1 | 365 | 3.7751 | 0.59671 | 4 | 0.37183
14724 | 5.98 | 1 | 365 | 6.81 | 0.70386 | 7 | 0.51389
14621 | 7.47 | 1 | 365 | 8.5068 | 0.11837 | 8 | 0.62521
14538 | 5.215 | 1 | 365 | 5.9388 | 0.95078 | 6 | 0.88962
14609 | 5.47 | 1 | 365 | 6.2292 | 0.53514 | 6 | 0.76438
14543 | 3.47 | 1 | 365 | 3.9516 | 0.95191 | 4 | 0.90354
14557 | 5.645 | 1 | 365 | 6.4285 | 0.93617 | 7 | 0.3647
14592 | 9.96 | 1 | 365 | 11.3424 | 0.8245 | 12 | 0.16694
14711 | 5.725 | 1 | 365 | 6.5196 | 0.1195 | 6 | 0.63913
12062 | 5.5 | 1 | 365 | 6.2634 | 0.60389 | 6 | 0.86729
12074 | 8.085 | 1 | 365 | 9.2072 | 0.52772 | 9 | 0.73491
12035 | 8.925 | 1 | 365 | 10.1638 | 0.45267 | 10 | 0.61646
12069 | 3.57 | 1 | 365 | 4.0655 | 0.18107 | 4 | 0.24659
12051 | 7.14 | 1 | 365 | 8.131 | 0.36214 | 8 | 0.49317
12040 | 5.1 | 1 | 365 | 5.8079 | 0.68724 | 6 | 0.49512
12113 | 9.945 | 1 | 365 | 11.3254 | 0.79012 | 12 | 0.11549
12012 | 6.63 | 1 | 365 | 7.5502 | 0.19341 | 7 | 0.74366
12194 | 1.96 | 1 | 365 | 2.232 | 0.49157 | 2 | 0.72362
12130 | 6.63 | 1 | 365 | 7.5502 | 0.19341 | 7 | 0.74366
12186 | 8.925 | 1 | 365 | 10.1638 | 0.45267 | 10 | 0.61646
12132 | 9.69 | 1 | 365 | 11.035 | 0.20576 | 11 | 0.24073
12124 | 6.63 | 1 | 365 | 7.5502 | 0.19341 | 7 | 0.74366
12205 | 4.5 | 1 | 365 | 5.1246 | 0.31227 | 5 | 0.43687
12217 | 5.1 | 1 | 365 | 5.8079 | 0.68724 | 6 | 0.49512
14706 | 9.96 | 1 | 365 | 11.3424 | 0.8245 | 12 | 0.16694
12221 | 6.125 | 1 | 365 | 6.9752 | 0.036148 | 7 | 0.011298
12214 | 6.885 | 1 | 365 | 7.8406 | 0.77778 | 8 | 0.61841
14708 | 4.235 | 1 | 365 | 4.8228 | 0.70499 | 5 | 0.52781
12081 | 7.905 | 1 | 365 | 9.0022 | 0.11522 | 9 | 0.11744
14702 | 5.215 | 1 | 365 | 5.9388 | 0.95078 | 6 | 0.88962
12216 | 7.65 | 1 | 365 | 8.7118 | 0.53086 | 9 | 0.24268
14935 | 11.79 | 1 | 365 | 13.4265 | 0.018153 | 13 | 0.4446
12224 | 5.355 | 1 | 365 | 6.0983 | 0.2716 | 6 | 0.36988
12138 | 3.825 | 1 | 365 | 4.3559 | 0.76543 | 5 | 0.12134
15003 | 8.47 | 1 | 365 | 9.6456 | 0.40999 | 10 | 0.055624
12256 | 4.59 | 1 | 365 | 5.2271 | 0.51852 | 5 | 0.74561
12114 | 5 | 1 | 365 | 5.694 | 0.45808 | 6 | 0.15208
14989 | 9.96 | 1 | 365 | 11.3424 | 0.8245 | 12 | 0.16694
12250 | 7.395 | 1 | 365 | 8.4214 | 0.9465 | 9 | 0.36793
14983 | 6.47 | 1 | 365 | 7.368 | 0.82676 | 8 | 0.19479
12218 | 5.61 | 1 | 365 | 6.3887 | 0.85597 | 7 | 0.24463
12235 | 4.335 | 1 | 365 | 4.9367 | 0.93416 | 5 | 0.87085
14985 | 10.215 | 1 | 365 | 11.6328 | 0.40886 | 12 | 0.041699
12245 | 5.865 | 1 | 365 | 6.6791 | 0.44033 | 7 | 0.11939
14760 | 9.96 | 1 | 365 | 11.3424 | 0.8245 | 12 | 0.16694
12244 | 5.355 | 1 | 365 | 6.0983 | 0.2716 | 6 | 0.36988
14988 | 9.96 | 1 | 365 | 11.3424 | 0.8245 | 12 | 0.16694
12231 | 3.675 | 1 | 365 | 4.1851 | 0.42169 | 4 | 0.60678
12227 | 6.885 | 1 | 365 | 7.8406 | 0.77778 | 8 | 0.61841
14959 | 11.96 | 1 | 365 | 13.62 | 0.40773 | 14 | 0.027775
12228 | 9.69 | 1 | 365 | 11.035 | 0.20576 | 11 | 0.24073
12334 | 6.885 | 1 | 365 | 7.8406 | 0.77778 | 8 | 0.61841
12126 | 2.805 | 1 | 365 | 3.1943 | 0.42798 | 3 | 0.62232
12207 | 6.375 | 1 | 365 | 7.2599 | 0.60905 | 7 | 0.8689
12352 | 9.555 | 1 | 365 | 10.8812 | 0.89639 | 11 | 0.77762
12243 | 8.16 | 1 | 365 | 9.2926 | 0.69959 | 9 | 0.99219
12201 | 4.59 | 1 | 365 | 5.2271 | 0.51852 | 5 | 0.74561
12358 | 6.12 | 1 | 365 | 6.9695 | 0.02469 | 6 | 0.99415
12097 | 9.31 | 1 | 365 | 10.6022 | 0.33494 | 10 | 0.93717
12363 | 2.295 | 1 | 365 | 2.6135 | 0.25926 | 2 | 0.8728
12191 | 6.12 | 1 | 365 | 6.9695 | 0.02469 | 6 | 0.99415
12295 | 7.905 | 1 | 365 | 9.0022 | 0.11522 | 9 | 0.11744
12347 | 8.16 | 1 | 365 | 9.2926 | 0.69959 | 9 | 0.99219
12222 | 9.435 | 1 | 365 | 10.7446 | 0.6214 | 11 | 0.36597
12342 | 4.59 | 1 | 365 | 5.2271 | 0.51852 | 5 | 0.74561
12343 | 3.315 | 1 | 365 | 3.7751 | 0.59671 | 4 | 0.37183
12199 | 3.92 | 1 | 365 | 4.4641 | 0.98313 | 5 | 0.44723
12472 | 2.8 | 1 | 365 | 3.1886 | 0.41652 | 3 | 0.60516
12786 | 3.57 | 1 | 365 | 4.0655 | 0.18107 | 4 | 0.24659
12470 | 7.83 | 1 | 365 | 8.9168 | 0.94335 | 9 | 0.86016
12486 | 3.825 | 1 | 365 | 4.3559 | 0.76543 | 5 | 0.12134
12783 | 8.16 | 1 | 365 | 9.2926 | 0.69959 | 9 | 0.99219
12785 | 4.59 | 1 | 365 | 5.2271 | 0.51852 | 5 | 0.74561
12489 | 7.905 | 1 | 365 | 9.0022 | 0.11522 | 9 | 0.11744
12782 | 8.16 | 1 | 365 | 9.2926 | 0.69959 | 9 | 0.99219
12478 | 4.165 | 1 | 365 | 4.7431 | 0.54458 | 5 | 0.28768
12799 | 2.205 | 1 | 365 | 2.5111 | 0.053013 | 2 | 0.56407
12784 | 4.335 | 1 | 365 | 4.9367 | 0.93416 | 5 | 0.87085
12501 | 2.04 | 1 | 365 | 2.3232 | 0.6749 | 2 | 0.99805
12848 | 6.12 | 1 | 365 | 6.9695 | 0.02469 | 6 | 0.99415
12842 | 9.69 | 1 | 365 | 11.035 | 0.20576 | 11 | 0.24073
12306 | 5.1 | 1 | 365 | 5.8079 | 0.68724 | 6 | 0.49512
12836 | 5.865 | 1 | 365 | 6.6791 | 0.44033 | 7 | 0.11939
12839 | 7.395 | 1 | 365 | 8.4214 | 0.9465 | 9 | 0.36793
12198 | 4.59 | 1 | 365 | 5.2271 | 0.51852 | 5 | 0.74561
12853 | 7.14 | 1 | 365 | 8.131 | 0.36214 | 8 | 0.49317
12833 | 4.75 | 1 | 365 | 5.4093 | 0.88518 | 6 | 0.29448
12481 | 3.315 | 1 | 365 | 3.7751 | 0.59671 | 4 | 0.37183
12828 | 4.655 | 1 | 365 | 5.3011 | 0.66747 | 5 | 0.96859
12808 | 7.65 | 1 | 365 | 8.7118 | 0.53086 | 9 | 0.24268
12511 | 8.415 | 1 | 365 | 9.583 | 0.28395 | 9 | 0.86695
12807 | 3.315 | 1 | 365 | 3.7751 | 0.59671 | 4 | 0.37183
12525 | 7.14 | 1 | 365 | 8.131 | 0.36214 | 8 | 0.49317
12805 | 6.885 | 1 | 365 | 7.8406 | 0.77778 | 8 | 0.61841
12803 | 3.315 | 1 | 365 | 3.7751 | 0.59671 | 4 | 0.37183
12517 | 5.865 | 1 | 365 | 6.6791 | 0.44033 | 7 | 0.11939
12861 | 3.57 | 1 | 365 | 4.0655 | 0.18107 | 4 | 0.24659
12523 | 6.63 | 1 | 365 | 7.5502 | 0.19341 | 7 | 0.74366
12855 | 8.67 | 1 | 365 | 9.8734 | 0.86831 | 10 | 0.74171
12862 | 5.865 | 1 | 365 | 6.6791 | 0.44033 | 7 | 0.11939
12522 | 6.375 | 1 | 365 | 7.2599 | 0.60905 | 7 | 0.8689
12859 | 7.905 | 1 | 365 | 9.0022 | 0.11522 | 9 | 0.11744
12508 | 3.57 | 1 | 365 | 4.0655 | 0.18107 | 4 | 0.24659
12857 | 6.12 | 1 | 365 | 6.9695 | 0.02469 | 6 | 0.99415
12878 | 3.43 | 1 | 365 | 3.9061 | 0.86024 | 4 | 0.76633
12519 | 2.805 | 1 | 365 | 3.1943 | 0.42798 | 3 | 0.62232
12877 | 4.41 | 1 | 365 | 5.0221 | 0.10603 | 5 | 0.12813
12880 | 6.12 | 1 | 365 | 6.9695 | 0.02469 | 6 | 0.99415
12498 | 4 | 1 | 365 | 4.5552 | 0.16646 | 4 | 0.72166
12874 | 4.08 | 1 | 365 | 4.6463 | 0.34979 | 4 | 0.9961
12879 | 7.905 | 1 | 365 | 9.0022 | 0.11522 | 9 | 0.11744
12875 | 5.865 | 1 | 365 | 6.6791 | 0.44033 | 7 | 0.11939
12515 | 7.395 | 1 | 365 | 8.4214 | 0.9465 | 9 | 0.36793
12876 | 3.315 | 1 | 365 | 3.7751 | 0.59671 | 4 | 0.37183
12535 | 3.92 | 1 | 365 | 4.4641 | 0.98313 | 5 | 0.44723
12872 | 7.905 | 1 | 365 | 9.0022 | 0.11522 | 9 | 0.11744
12873 | 7.75 | 1 | 365 | 8.8257 | 0.76002 | 9 | 0.58572
12886 | 7.65 | 1 | 365 | 8.7118 | 0.53086 | 9 | 0.24268
12893 | 7.65 | 1 | 365 | 8.7118 | 0.53086 | 9 | 0.24268
12908 | 0.75 | 1 | 365 | 0.8541 | 0.71871 | 1 | 0.57281
14752 | 6.725 | 1 | 365 | 7.6584 | 0.41112 | 8 | 0.069548
14747 | 7.365 | 1 | 365 | 8.3873 | 0.87775 | 9 | 0.26501
12537 | 6.86 | 1 | 365 | 7.8122 | 0.72049 | 8 | 0.53265
12536 | 5.865 | 1 | 365 | 6.6791 | 0.44033 | 7 | 0.11939
12539 | 7.395 | 1 | 365 | 8.4214 | 0.9465 | 9 | 0.36793
12533 | 6.885 | 1 | 365 | 7.8406 | 0.77778 | 8 | 0.61841
12420 | 6.12 | 1 | 365 | 6.9695 | 0.02469 | 6 | 0.99415
12590 | 4.08 | 1 | 365 | 4.6463 | 0.34979 | 4 | 0.9961
12584 | 6.63 | 1 | 365 | 7.5502 | 0.19341 | 7 | 0.74366
12606 | 3.315 | 1 | 365 | 3.7751 | 0.59671 | 4 | 0.37183
12607 | 4 | 1 | 365 | 4.5552 | 0.16646 | 4 | 0.72166
12593 | 4.845 | 1 | 365 | 5.5175 | 0.10288 | 5 | 0.62037
12585 | 5.355 | 1 | 365 | 6.0983 | 0.2716 | 6 | 0.36988
12583 | 6.63 | 1 | 365 | 7.5502 | 0.19341 | 7 | 0.74366
12605 | 8.925 | 1 | 365 | 10.1638 | 0.45267 | 10 | 0.61646
12615 | 8.16 | 1 | 365 | 9.2926 | 0.69959 | 9 | 0.99219
12613 | 5.355 | 1 | 365 | 6.0983 | 0.2716 | 6 | 0.36988
12618 | 3.675 | 1 | 365 | 4.1851 | 0.42169 | 4 | 0.60678
12614 | 2.805 | 1 | 365 | 3.1943 | 0.42798 | 3 | 0.62232
12608 | 8.16 | 1 | 365 | 9.2926 | 0.69959 | 9 | 0.99219
12616 | 6.63 | 1 | 365 | 7.5502 | 0.19341 | 7 | 0.74366
12619 | 8.925 | 1 | 365 | 10.1638 | 0.45267 | 10 | 0.61646
12612 | 6.63 | 1 | 365 | 7.5502 | 0.19341 | 7 | 0.74366
12531 | 5.1 | 1 | 365 | 5.8079 | 0.68724 | 6 | 0.49512
12534 | 8.16 | 1 | 365 | 9.2926 | 0.69959 | 9 | 0.99219
12673 | 66 | 0.9 | 365 | 67.6447 | 0.12199 | 67 | 0.76671
12687 | 3.315 | 1 | 365 | 3.7751 | 0.59671 | 4 | 0.37183
12677 | 5.1 | 1 | 365 | 5.8079 | 0.68724 | 6 | 0.49512
12679 | 5.355 | 1 | 365 | 6.0983 | 0.2716 | 6 | 0.36988
12681 | 7.905 | 1 | 365 | 9.0022 | 0.11522 | 9 | 0.11744
12683 | 8.67 | 1 | 365 | 9.8734 | 0.86831 | 10 | 0.74171
12690 | 4.335 | 1 | 365 | 4.9367 | 0.93416 | 5 | 0.87085
12702 | 4.59 | 1 | 365 | 5.2271 | 0.51852 | 5 | 0.74561
12723 | 8.925 | 1 | 365 | 10.1638 | 0.45267 | 10 | 0.61646
12694 | 6.86 | 1 | 365 | 7.8122 | 0.72049 | 8 | 0.53265
12725 | 8.16 | 1 | 365 | 9.2926 | 0.69959 | 9 | 0.99219
12713 | 5.865 | 1 | 365 | 6.6791 | 0.44033 | 7 | 0.11939
12747 | 5.1 | 1 | 365 | 5.8079 | 0.68724 | 6 | 0.49512
12719 | 6.63 | 1 | 365 | 7.5502 | 0.19341 | 7 | 0.74366
12715 | 2.45 | 1 | 365 | 2.7901 | 0.61446 | 3 | 0.40452
12746 | 8.925 | 1 | 365 | 10.1638 | 0.45267 | 10 | 0.61646
12744 | 8.415 | 1 | 365 | 9.583 | 0.28395 | 9 | 0.86695
12737 | 5.61 | 1 | 365 | 6.3887 | 0.85597 | 7 | 0.24463
12813 | 7.2 | 1 | 365 | 8.1994 | 0.49964 | 8 | 0.699
12599 | 6.375 | 1 | 365 | 7.2599 | 0.60905 | 7 | 0.8689
12754 | 5.355 | 1 | 365 | 6.0983 | 0.2716 | 6 | 0.36988
12759 | 2.25 | 1 | 365 | 2.5623 | 0.15614 | 2 | 0.71844
12801 | 4.335 | 1 | 365 | 4.9367 | 0.93416 | 5 | 0.87085
12787 | 5.1 | 1 | 365 | 5.8079 | 0.68724 | 6 | 0.49512
12781 | 5.88 | 1 | 365 | 6.6961 | 0.4747 | 7 | 0.17085
14979 | 4.675 | 1 | 365 | 5.3239 | 0.7133 | 6 | 0.037195
14971 | 8.25 | 1 | 365 | 9.3951 | 0.90583 | 10 | 0.30093
14911 | 6.725 | 1 | 365 | 7.6584 | 0.41112 | 8 | 0.069548
14748 | 8.47 | 1 | 365 | 9.6456 | 0.40999 | 10 | 0.055624
15107 | 5.215 | 1 | 365 | 5.9388 | 0.95078 | 6 | 0.88962
14965 | 8.67 | 1 | 365 | 9.8734 | 0.86831 | 10 | 0.74171
12104 | 4.68 | 1 | 365 | 5.3296 | 0.72476 | 6 | 0.054347
72 | 2526.59 | 0.7 | 365 | 2014.0965 | 0.98185 | 2015 | 0.078333
12377 | 3.64 | 1 | 365 | 4.1452 | 0.34148 | 4 | 0.48671
12380 | 6.12 | 1 | 365 | 6.9695 | 0.02469 | 6 | 0.99415
12433 | 3.06 | 1 | 365 | 3.4847 | 0.012345 | 3 | 0.49707
12832 | 5.61 | 1 | 365 | 6.3887 | 0.85597 | 7 | 0.24463
11331 | 8.8 | 1 | 365 | 10.0214 | 0.16622 | 10 | 0.18766
11295 | 42.56 | 0.9 | 365 | 43.6206 | 0.77806 | 44 | 0.39865
13707 | 2.295 | 1 | 365 | 2.6135 | 0.25926 | 2 | 0.8728
13706 | 5.98 | 1 | 365 | 6.81 | 0.70386 | 7 | 0.51389
13702 | 8.32 | 1 | 365 | 9.4748 | 0.066245 | 9 | 0.54106
13697 | 4.68 | 1 | 365 | 5.3296 | 0.72476 | 6 | 0.054347
13695 | 8.415 | 1 | 365 | 9.583 | 0.28395 | 9 | 0.86695
13694 | 7.54 | 1 | 365 | 8.5866 | 0.27878 | 8 | 0.86534
13689 | 7.02 | 1 | 365 | 7.9944 | 0.087144 | 8 | 0.08152
13685 | 5.46 | 1 | 365 | 6.2178 | 0.51222 | 6 | 0.73007
13688 | 2.34 | 1 | 365 | 2.6648 | 0.36238 | 3 | 0.027173
13681 | 13.78 | 1 | 365 | 15.6927 | 0.57847 | 16 | 0.27113
13680 | 13.005 | 1 | 365 | 14.8101 | 0.80247 | 15 | 0.61256
13678 | 11.96 | 1 | 365 | 13.62 | 0.40773 | 14 | 0.027775
13675 | 10.14 | 1 | 365 | 11.5474 | 0.23699 | 11 | 0.78442
13679 | 14.82 | 1 | 365 | 16.877 | 0.96175 | 17 | 0.83877
13672 | 8.84 | 1 | 365 | 10.067 | 0.25789 | 10 | 0.32488
13673 | 5.2 | 1 | 365 | 5.9218 | 0.9164 | 6 | 0.83816
13671 | 6.5 | 1 | 365 | 7.4022 | 0.8955 | 8 | 0.2977
13662 | 10.92 | 1 | 365 | 12.4357 | 0.024447 | 12 | 0.46014
13658 | 3.9 | 1 | 365 | 4.4413 | 0.9373 | 5 | 0.37862
14318 | 13.005 | 1 | 365 | 14.8101 | 0.80247 | 15 | 0.61256
13651 | 3.57 | 1 | 365 | 4.0655 | 0.18107 | 4 | 0.24659
13646 | 6.76 | 1 | 365 | 7.6983 | 0.49132 | 8 | 0.18961
13638 | 7.28 | 1 | 365 | 8.2905 | 0.68296 | 8 | 0.97343
13636 | 6.24 | 1 | 365 | 7.1061 | 0.29968 | 7 | 0.4058
13630 | 10.14 | 1 | 365 | 11.5474 | 0.23699 | 11 | 0.78442
13626 | 8.32 | 1 | 365 | 9.4748 | 0.066245 | 9 | 0.54106
13399 | 7.8 | 1 | 365 | 8.8826 | 0.8746 | 9 | 0.75724
13398 | 6.76 | 1 | 365 | 7.6983 | 0.49132 | 8 | 0.18961
13394 | 6.24 | 1 | 365 | 7.1061 | 0.29968 | 7 | 0.4058
13393 | 10.14 | 1 | 365 | 11.5474 | 0.23699 | 11 | 0.78442
13391 | 9.88 | 1 | 365 | 11.2513 | 0.64117 | 11 | 0.89251
13387 | 3.315 | 1 | 365 | 3.7751 | 0.59671 | 4 | 0.37183
13383 | 8.32 | 1 | 365 | 9.4748 | 0.066245 | 9 | 0.54106
13307 | 7.02 | 1 | 365 | 7.9944 | 0.087144 | 8 | 0.08152
13306 | 4.94 | 1 | 365 | 5.6257 | 0.32058 | 5 | 0.94626
13304 | 3.9 | 1 | 365 | 4.4413 | 0.9373 | 5 | 0.37862
13302 | 4.42 | 1 | 365 | 5.0335 | 0.12894 | 5 | 0.16244
13301 | 5.46 | 1 | 365 | 6.2178 | 0.51222 | 6 | 0.73007
13300 | 3.06 | 1 | 365 | 3.4847 | 0.012345 | 3 | 0.49707
13299 | 9.36 | 1 | 365 | 10.6592 | 0.44953 | 11 | 0.10869
13297 | 8.32 | 1 | 365 | 9.4748 | 0.066245 | 9 | 0.54106
13264 | 6.5 | 1 | 365 | 7.4022 | 0.8955 | 8 | 0.2977
13262 | 12.455 | 1 | 365 | 14.1838 | 0.54208 | 14 | 0.72583
13260 | 4.16 | 1 | 365 | 4.7374 | 0.53312 | 5 | 0.27053
13258 | 7.54 | 1 | 365 | 8.5866 | 0.27878 | 8 | 0.86534
13257 | 5.72 | 1 | 365 | 6.5139 | 0.10804 | 6 | 0.62198
13253 | 9.62 | 1 | 365 | 10.9553 | 0.045346 | 11 | 0.00060192
13252 | 7.54 | 1 | 365 | 8.5866 | 0.27878 | 8 | 0.86534
13251 | 9.62 | 1 | 365 | 10.9553 | 0.045346 | 11 | 0.00060192
13248 | 7.54 | 1 | 365 | 8.5866 | 0.27878 | 8 | 0.86534
13247 | 4.68 | 1 | 365 | 5.3296 | 0.72476 | 6 | 0.054347
13246 | 10.4 | 1 | 365 | 11.8435 | 0.83281 | 12 | 0.67633
13198 | 6.24 | 1 | 365 | 7.1061 | 0.29968 | 7 | 0.4058
13196 | 6.24 | 1 | 365 | 7.1061 | 0.29968 | 7 | 0.4058
13195 | 3.38 | 1 | 365 | 3.8491 | 0.74566 | 4 | 0.59481
13192 | 8.84 | 1 | 365 | 10.067 | 0.25789 | 10 | 0.32488
13190 | 5.2 | 1 | 365 | 5.9218 | 0.9164 | 6 | 0.83816
13176 | 3.9 | 1 | 365 | 4.4413 | 0.9373 | 5 | 0.37862
13175 | 9.945 | 1 | 365 | 11.3254 | 0.79012 | 12 | 0.11549
13174 | 5.46 | 1 | 365 | 6.2178 | 0.51222 | 6 | 0.73007
13173 | 10.92 | 1 | 365 | 12.4357 | 0.024447 | 12 | 0.46014
13171 | 5.355 | 1 | 365 | 6.0983 | 0.2716 | 6 | 0.36988
13170 | 8.32 | 1 | 365 | 9.4748 | 0.066245 | 9 | 0.54106
13168 | 7.02 | 1 | 365 | 7.9944 | 0.087144 | 8 | 0.08152
13169 | 6.5 | 1 | 365 | 7.4022 | 0.8955 | 8 | 0.2977
13161 | 7.54 | 1 | 365 | 8.5866 | 0.27878 | 8 | 0.86534
13152 | 13.52 | 1 | 365 | 15.3966 | 0.98265 | 16 | 0.37922
13150 | 11.7 | 1 | 365 | 13.324 | 0.81191 | 14 | 0.13587
13146 | 6.24 | 1 | 365 | 7.1061 | 0.29968 | 7 | 0.4058
13144 | 8.84 | 1 | 365 | 10.067 | 0.25789 | 10 | 0.32488
13139 | 2.86 | 1 | 365 | 3.257 | 0.55402 | 3 | 0.81099
13136 | 7.8 | 1 | 365 | 8.8826 | 0.8746 | 9 | 0.75724
13129 | 4.94 | 1 | 365 | 5.6257 | 0.32058 | 5 | 0.94626
13130 | 11.44 | 1 | 365 | 13.0279 | 0.21609 | 13 | 0.24396
13127 | 8.84 | 1 | 365 | 10.067 | 0.25789 | 10 | 0.32488
13125 | 4.16 | 1 | 365 | 4.7374 | 0.53312 | 5 | 0.27053
13111 | 5.2 | 1 | 365 | 5.9218 | 0.9164 | 6 | 0.83816
13109 | 2.805 | 1 | 365 | 3.1943 | 0.42798 | 3 | 0.62232
13104 | 6.24 | 1 | 365 | 7.1061 | 0.29968 | 7 | 0.4058
13100 | 6.24 | 1 | 365 | 7.1061 | 0.29968 | 7 | 0.4058
13099 | 5.98 | 1 | 365 | 6.81 | 0.70386 | 7 | 0.51389
13096 | 8.58 | 1 | 365 | 9.7709 | 0.66207 | 10 | 0.43297
13095 | 11.7 | 1 | 365 | 13.324 | 0.81191 | 14 | 0.13587
13092 | 6.63 | 1 | 365 | 7.5502 | 0.19341 | 7 | 0.74366
13087 | 3.825 | 1 | 365 | 4.3559 | 0.76543 | 5 | 0.12134
13083 | 5.1 | 1 | 365 | 5.8079 | 0.68724 | 6 | 0.49512
13080 | 5.46 | 1 | 365 | 6.2178 | 0.51222 | 6 | 0.73007
13044 | 10.4 | 1 | 365 | 11.8435 | 0.83281 | 12 | 0.67633
13043 | 5.2 | 1 | 365 | 5.9218 | 0.9164 | 6 | 0.83816
13041 | 6.5 | 1 | 365 | 7.4022 | 0.8955 | 8 | 0.2977
13040 | 10.92 | 1 | 365 | 12.4357 | 0.024447 | 12 | 0.46014
13036 | 5.46 | 1 | 365 | 6.2178 | 0.51222 | 6 | 0.73007
13034 | 3.06 | 1 | 365 | 3.4847 | 0.012345 | 3 | 0.49707
13030 | 4.68 | 1 | 365 | 5.3296 | 0.72476 | 6 | 0.054347
13009 | 11.475 | 1 | 365 | 13.0677 | 0.29629 | 13 | 0.36402
13007 | 10.14 | 1 | 365 | 11.5474 | 0.23699 | 11 | 0.78442
13004 | 11.475 | 1 | 365 | 13.0677 | 0.29629 | 13 | 0.36402
13002 | 6.76 | 1 | 365 | 7.6983 | 0.49132 | 8 | 0.18961
12981 | 10.4 | 1 | 365 | 11.8435 | 0.83281 | 12 | 0.67633
12980 | 3.5 | 1 | 365 | 3.9858 | 0.020656 | 4 | 0.006456
12958 | 5.98 | 1 | 365 | 6.81 | 0.70386 | 7 | 0.51389
12956 | 4.59 | 1 | 365 | 5.2271 | 0.51852 | 5 | 0.74561
12733 | 10.14 | 1 | 365 | 11.5474 | 0.23699 | 11 | 0.78442
12730 | 9.275 | 1 | 365 | 10.5624 | 0.25474 | 10 | 0.81711
12714 | 7.8 | 1 | 365 | 8.8826 | 0.8746 | 9 | 0.75724
12707 | 4.42 | 1 | 365 | 5.0335 | 0.12894 | 5 | 0.16244
12700 | 7.28 | 1 | 365 | 8.2905 | 0.68296 | 8 | 0.97343
12693 | 5.72 | 1 | 365 | 6.5139 | 0.10804 | 6 | 0.62198
12664 | 2.55 | 1 | 365 | 2.9039 | 0.84362 | 3 | 0.74756
12658 | 8.84 | 1 | 365 | 10.067 | 0.25789 | 10 | 0.32488
12656 | 4.42 | 1 | 365 | 5.0335 | 0.12894 | 5 | 0.16244
12655 | 15.045 | 1 | 365 | 17.1332 | 0.47736 | 17 | 0.61061
12654 | 8.84 | 1 | 365 | 10.067 | 0.25789 | 10 | 0.32488
12652 | 3.5 | 1 | 365 | 3.9858 | 0.020656 | 4 | 0.006456
12653 | 6.5 | 1 | 365 | 7.4022 | 0.8955 | 8 | 0.2977
12648 | 3.825 | 1 | 365 | 4.3559 | 0.76543 | 5 | 0.12134
12647 | 16.38 | 1 | 365 | 18.6535 | 0.53667 | 19 | 0.19021
12644 | 9.36 | 1 | 365 | 10.6592 | 0.44953 | 11 | 0.10869
12639 | 8.32 | 1 | 365 | 9.4748 | 0.066245 | 9 | 0.54106
12638 | 7.28 | 1 | 365 | 8.2905 | 0.68296 | 8 | 0.97343
12637 | 10.14 | 1 | 365 | 11.5474 | 0.23699 | 11 | 0.78442
12566 | 3.06 | 1 | 365 | 3.4847 | 0.012345 | 3 | 0.49707
12564 | 4.94 | 1 | 365 | 5.6257 | 0.32058 | 5 | 0.94626
12562 | 6.24 | 1 | 365 | 7.1061 | 0.29968 | 7 | 0.4058
12561 | 7.8 | 1 | 365 | 8.8826 | 0.8746 | 9 | 0.75724
12557 | 4.77 | 1 | 365 | 5.4321 | 0.93101 | 6 | 0.36308
12558 | 9.36 | 1 | 365 | 10.6592 | 0.44953 | 11 | 0.10869
12556 | 5.2 | 1 | 365 | 5.9218 | 0.9164 | 6 | 0.83816
12555 | 3.825 | 1 | 365 | 4.3559 | 0.76543 | 5 | 0.12134
12548 | 13.26 | 1 | 365 | 15.1005 | 0.38683 | 15 | 0.48732
12549 | 11.7 | 1 | 365 | 13.324 | 0.81191 | 14 | 0.13587
12546 | 6.76 | 1 | 365 | 7.6983 | 0.49132 | 8 | 0.18961
12545 | 9.62 | 1 | 365 | 10.9553 | 0.045346 | 11 | 0.00060192
12544 | 2.55 | 1 | 365 | 2.9039 | 0.84362 | 3 | 0.74756
12541 | 2 | 1 | 365 | 2.2776 | 0.58323 | 2 | 0.86083
12540 | 5.46 | 1 | 365 | 6.2178 | 0.51222 | 6 | 0.73007
12509 | 10.14 | 1 | 365 | 11.5474 | 0.23699 | 11 | 0.78442
12506 | 4.94 | 1 | 365 | 5.6257 | 0.32058 | 5 | 0.94626
12502 | 7.8 | 1 | 365 | 8.8826 | 0.8746 | 9 | 0.75724
12497 | 2.86 | 1 | 365 | 3.257 | 0.55402 | 3 | 0.81099
12494 | 3.9 | 1 | 365 | 4.4413 | 0.9373 | 5 | 0.37862
12490 | 7.28 | 1 | 365 | 8.2905 | 0.68296 | 8 | 0.97343
12488 | 4.16 | 1 | 365 | 4.7374 | 0.53312 | 5 | 0.27053
12487 | 3.38 | 1 | 365 | 3.8491 | 0.74566 | 4 | 0.59481
12485 | 8.32 | 1 | 365 | 9.4748 | 0.066245 | 9 | 0.54106
12482 | 7.14 | 1 | 365 | 8.131 | 0.36214 | 8 | 0.49317
12480 | 5.72 | 1 | 365 | 6.5139 | 0.10804 | 6 | 0.62198
12466 | 5.2 | 1 | 365 | 5.9218 | 0.9164 | 6 | 0.83816
12451 | 7.28 | 1 | 365 | 8.2905 | 0.68296 | 8 | 0.97343
12450 | 11.44 | 1 | 365 | 13.0279 | 0.21609 | 13 | 0.24396
12446 | 10.14 | 1 | 365 | 11.5474 | 0.23699 | 11 | 0.78442
12445 | 6.24 | 1 | 365 | 7.1061 | 0.29968 | 7 | 0.4058
12444 | 8.32 | 1 | 365 | 9.4748 | 0.066245 | 9 | 0.54106
12443 | 6.375 | 1 | 365 | 7.2599 | 0.60905 | 7 | 0.8689
12441 | 10.965 | 1 | 365 | 12.4869 | 0.12757 | 12 | 0.61451
12440 | 9.62 | 1 | 365 | 10.9553 | 0.045346 | 11 | 0.00060192
12435 | 6.76 | 1 | 365 | 7.6983 | 0.49132 | 8 | 0.18961
12434 | 4.42 | 1 | 365 | 5.0335 | 0.12894 | 5 | 0.16244
12400 | 8.925 | 1 | 365 | 10.1638 | 0.45267 | 10 | 0.61646
12396 | 3.825 | 1 | 365 | 4.3559 | 0.76543 | 5 | 0.12134
12394 | 3.9 | 1 | 365 | 4.4413 | 0.9373 | 5 | 0.37862
12392 | 10.4 | 1 | 365 | 11.8435 | 0.83281 | 12 | 0.67633
12389 | 10.4 | 1 | 365 | 11.8435 | 0.83281 | 12 | 0.67633
12383 | 5.2 | 1 | 365 | 5.9218 | 0.9164 | 6 | 0.83816
12374 | 7.54 | 1 | 365 | 8.5866 | 0.27878 | 8 | 0.86534
11829 | 7.28 | 1 | 365 | 8.2905 | 0.68296 | 8 | 0.97343
11828 | 3 | 1 | 365 | 3.4164 | 0.87485 | 4 | 0.29125
11827 | 11.44 | 1 | 365 | 13.0279 | 0.21609 | 13 | 0.24396
11825 | 5.2 | 1 | 365 | 5.9218 | 0.9164 | 6 | 0.83816
11810 | 15.08 | 1 | 365 | 17.1731 | 0.55757 | 17 | 0.73067
11813 | 2.55 | 1 | 365 | 2.9039 | 0.84362 | 3 | 0.74756
11809 | 3.38 | 1 | 365 | 3.8491 | 0.74566 | 4 | 0.59481
11807 | 5.46 | 1 | 365 | 6.2178 | 0.51222 | 6 | 0.73007
11806 | 11.96 | 1 | 365 | 13.62 | 0.40773 | 14 | 0.027775
11804 | 7.54 | 1 | 365 | 8.5866 | 0.27878 | 8 | 0.86534
11802 | 10.4 | 1 | 365 | 11.8435 | 0.83281 | 12 | 0.67633
11790 | 2.805 | 1 | 365 | 3.1943 | 0.42798 | 3 | 0.62232
11788 | 11.96 | 1 | 365 | 13.62 | 0.40773 | 14 | 0.027775
11786 | 3.64 | 1 | 365 | 4.1452 | 0.34148 | 4 | 0.48671
11780 | 4.335 | 1 | 365 | 4.9367 | 0.93416 | 5 | 0.87085
11779 | 3.12 | 1 | 365 | 3.5531 | 0.14984 | 3 | 0.7029
11778 | 8.32 | 1 | 365 | 9.4748 | 0.066245 | 9 | 0.54106
11777 | 5.98 | 1 | 365 | 6.81 | 0.70386 | 7 | 0.51389
11775 | 6.76 | 1 | 365 | 7.6983 | 0.49132 | 8 | 0.18961
11770 | 7.54 | 1 | 365 | 8.5866 | 0.27878 | 8 | 0.86534
11761 | 10.14 | 1 | 365 | 11.5474 | 0.23699 | 11 | 0.78442
11760 | 7.8 | 1 | 365 | 8.8826 | 0.8746 | 9 | 0.75724
11758 | 5.46 | 1 | 365 | 6.2178 | 0.51222 | 6 | 0.73007
11756 | 9.1 | 1 | 365 | 10.3631 | 0.85371 | 11 | 0.21679
11739 | 13 | 1 | 365 | 14.8044 | 0.79101 | 15 | 0.59541
11738 | 3.12 | 1 | 365 | 3.5531 | 0.14984 | 3 | 0.7029
11737 | 4.42 | 1 | 365 | 5.0335 | 0.12894 | 5 | 0.16244
11736 | 7.54 | 1 | 365 | 8.5866 | 0.27878 | 8 | 0.86534
11720 | 10.14 | 1 | 365 | 11.5474 | 0.23699 | 11 | 0.78442
11719 | 7.54 | 1 | 365 | 8.5866 | 0.27878 | 8 | 0.86534
11717 | 6.5 | 1 | 365 | 7.4022 | 0.8955 | 8 | 0.2977
11714 | 4.94 | 1 | 365 | 5.6257 | 0.32058 | 5 | 0.94626
11712 | 5.72 | 1 | 365 | 6.5139 | 0.10804 | 6 | 0.62198
11708 | 8.32 | 1 | 365 | 9.4748 | 0.066245 | 9 | 0.54106
11705 | 12.48 | 1 | 365 | 14.2122 | 0.59937 | 14 | 0.81159
11704 | 5.865 | 1 | 365 | 6.6791 | 0.44033 | 7 | 0.11939
11703 | 4.42 | 1 | 365 | 5.0335 | 0.12894 | 5 | 0.16244
11702 | 5.98 | 1 | 365 | 6.81 | 0.70386 | 7 | 0.51389
11690 | 7.8 | 1 | 365 | 8.8826 | 0.8746 | 9 | 0.75724
11683 | 2.04 | 1 | 365 | 2.3232 | 0.6749 | 2 | 0.99805
11680 | 5.98 | 1 | 365 | 6.81 | 0.70386 | 7 | 0.51389
11685 | 8.06 | 1 | 365 | 9.1787 | 0.47042 | 9 | 0.64915
11682 | 12.495 | 1 | 365 | 14.2293 | 0.63374 | 14 | 0.86305
11679 | 7.395 | 1 | 365 | 8.4214 | 0.9465 | 9 | 0.36793
11670 | 5.46 | 1 | 365 | 6.2178 | 0.51222 | 6 | 0.73007
11669 | 6.12 | 1 | 365 | 6.9695 | 0.02469 | 6 | 0.99415
11668 | 8.32 | 1 | 365 | 9.4748 | 0.066245 | 9 | 0.54106
11667 | 3.64 | 1 | 365 | 4.1452 | 0.34148 | 4 | 0.48671
11664 | 4.16 | 1 | 365 | 4.7374 | 0.53312 | 5 | 0.27053
11643 | 8.58 | 1 | 365 | 9.7709 | 0.66207 | 10 | 0.43297
11663 | 11.44 | 1 | 365 | 13.0279 | 0.21609 | 13 | 0.24396
11660 | 12.22 | 1 | 365 | 13.9161 | 0.0035475 | 13 | 0.91968
11659 | 10.14 | 1 | 365 | 11.5474 | 0.23699 | 11 | 0.78442
11658 | 5.2 | 1 | 365 | 5.9218 | 0.9164 | 6 | 0.83816
11657 | 5.355 | 1 | 365 | 6.0983 | 0.2716 | 6 | 0.36988
11655 | 4.16 | 1 | 365 | 4.7374 | 0.53312 | 5 | 0.27053
11652 | 2.805 | 1 | 365 | 3.1943 | 0.42798 | 3 | 0.62232
11651 | 5.72 | 1 | 365 | 6.5139 | 0.10804 | 6 | 0.62198
11641 | 4.16 | 1 | 365 | 4.7374 | 0.53312 | 5 | 0.27053
11615 | 13.26 | 1 | 365 | 15.1005 | 0.38683 | 15 | 0.48732
11605 | 5.72 | 1 | 365 | 6.5139 | 0.10804 | 6 | 0.62198
11584 | 8.58 | 1 | 365 | 9.7709 | 0.66207 | 10 | 0.43297
11581 | 3.9 | 1 | 365 | 4.4413 | 0.9373 | 5 | 0.37862
11580 | 3.12 | 1 | 365 | 3.5531 | 0.14984 | 3 | 0.7029
11579 | 2.08 | 1 | 365 | 2.3687 | 0.76656 | 3 | 0.13527
11578 | 8.5 | 1 | 365 | 9.6798 | 0.47874 | 10 | 0.15854
11576 | 7.8 | 1 | 365 | 8.8826 | 0.8746 | 9 | 0.75724
11574 | 9.88 | 1 | 365 | 11.2513 | 0.64117 | 11 | 0.89251
11572 | 5.98 | 1 | 365 | 6.81 | 0.70386 | 7 | 0.51389
11568 | 6.885 | 1 | 365 | 7.8406 | 0.77778 | 8 | 0.61841
11567 | 6.5 | 1 | 365 | 7.4022 | 0.8955 | 8 | 0.2977
11556 | 7.28 | 1 | 365 | 8.2905 | 0.68296 | 8 | 0.97343
11552 | 4.16 | 1 | 365 | 4.7374 | 0.53312 | 5 | 0.27053
11077 | 7.54 | 1 | 365 | 8.5866 | 0.27878 | 8 | 0.86534
10966 | 9.88 | 1 | 365 | 11.2513 | 0.64117 | 11 | 0.89251
10978 | 4.42 | 1 | 365 | 5.0335 | 0.12894 | 5 | 0.16244
11054 | 4.68 | 1 | 365 | 5.3296 | 0.72476 | 6 | 0.054347
11039 | 5.2 | 1 | 365 | 5.9218 | 0.9164 | 6 | 0.83816
11035 | 9.36 | 1 | 365 | 10.6592 | 0.44953 | 11 | 0.10869
11021 | 5.61 | 1 | 365 | 6.3887 | 0.85597 | 7 | 0.24463
11019 | 8.32 | 1 | 365 | 9.4748 | 0.066245 | 9 | 0.54106
10922 | 6.24 | 1 | 365 | 7.1061 | 0.29968 | 7 | 0.4058
10969 | 5.46 | 1 | 365 | 6.2178 | 0.51222 | 6 | 0.73007
10983 | 7.14 | 1 | 365 | 8.131 | 0.36214 | 8 | 0.49317
10976 | 11.96 | 1 | 365 | 13.62 | 0.40773 | 14 | 0.027775
11298 | 3.12 | 1 | 365 | 3.5531 | 0.14984 | 3 | 0.7029
11317 | 5.865 | 1 | 365 | 6.6791 | 0.44033 | 7 | 0.11939
10977 | 6.5 | 1 | 365 | 7.4022 | 0.8955 | 8 | 0.2977
10965 | 7.8 | 1 | 365 | 8.8826 | 0.8746 | 9 | 0.75724
10968 | 5.72 | 1 | 365 | 6.5139 | 0.10804 | 6 | 0.62198
10974 | 4.68 | 1 | 365 | 5.3296 | 0.72476 | 6 | 0.054347
11232 | 7.65 | 1 | 365 | 8.7118 | 0.53086 | 9 | 0.24268
11043 | 5.98 | 1 | 365 | 6.81 | 0.70386 | 7 | 0.51389
13822 | 7.65 | 1 | 365 | 8.7118 | 0.53086 | 9 | 0.24268
13736 | 7.65 | 1 | 365 | 8.7118 | 0.53086 | 9 | 0.24268
13793 | 5.355 | 1 | 365 | 6.0983 | 0.2716 | 6 | 0.36988
13852 | 2.6 | 1 | 365 | 2.9609 | 0.9582 | 3 | 0.91908
13851 | 3.64 | 1 | 365 | 4.1452 | 0.34148 | 4 | 0.48671
13847 | 10.965 | 1 | 365 | 12.4869 | 0.12757 | 12 | 0.61451
13316 | 6.885 | 1 | 365 | 7.8406 | 0.77778 | 8 | 0.61841
13366 | 9.435 | 1 | 365 | 10.7446 | 0.6214 | 11 | 0.36597
13323 | 7.65 | 1 | 365 | 8.7118 | 0.53086 | 9 | 0.24268
13386 | 3.75 | 1 | 365 | 4.2705 | 0.59356 | 4 | 0.86406
13395 | 8.16 | 1 | 365 | 9.2926 | 0.69959 | 9 | 0.99219
13846 | 8.84 | 1 | 365 | 10.067 | 0.25789 | 10 | 0.32488
13361 | 7.14 | 1 | 365 | 8.131 | 0.36214 | 8 | 0.49317
13841 | 8.925 | 1 | 365 | 10.1638 | 0.45267 | 10 | 0.61646
13474 | 9.69 | 1 | 365 | 11.035 | 0.20576 | 11 | 0.24073
13505 | 9.435 | 1 | 365 | 10.7446 | 0.6214 | 11 | 0.36597
13406 | 5.355 | 1 | 365 | 6.0983 | 0.2716 | 6 | 0.36988
13484 | 2.55 | 1 | 365 | 2.9039 | 0.84362 | 3 | 0.74756
13498 | 6.885 | 1 | 365 | 7.8406 | 0.77778 | 8 | 0.61841
13335 | 7.905 | 1 | 365 | 9.0022 | 0.11522 | 9 | 0.11744
13488 | 4.59 | 1 | 365 | 5.2271 | 0.51852 | 5 | 0.74561
13475 | 7.65 | 1 | 365 | 8.7118 | 0.53086 | 9 | 0.24268
13828 | 6.12 | 1 | 365 | 6.9695 | 0.02469 | 6 | 0.99415
13667 | 8.415 | 1 | 365 | 9.583 | 0.28395 | 9 | 0.86695
13704 | 5.88 | 1 | 365 | 6.6961 | 0.4747 | 7 | 0.17085
13698 | 4.08 | 1 | 365 | 4.6463 | 0.34979 | 4 | 0.9961
13337 | 8 | 1 | 365 | 9.1104 | 0.33293 | 9 | 0.44333
13696 | 9.69 | 1 | 365 | 11.035 | 0.20576 | 11 | 0.24073
13837 | 7.14 | 1 | 365 | 8.131 | 0.36214 | 8 | 0.49317
13840 | 11.475 | 1 | 365 | 13.0677 | 0.29629 | 13 | 0.36402
13835 | 3.75 | 1 | 365 | 4.2705 | 0.59356 | 4 | 0.86406
13834 | 5.72 | 1 | 365 | 6.5139 | 0.10804 | 6 | 0.62198
13827 | 6.76 | 1 | 365 | 7.6983 | 0.49132 | 8 | 0.18961
13824 | 3.57 | 1 | 365 | 4.0655 | 0.18107 | 4 | 0.24659
13823 | 3.825 | 1 | 365 | 4.3559 | 0.76543 | 5 | 0.12134
13821 | 13.06 | 1 | 365 | 14.8727 | 0.9285 | 15 | 0.80123
13804 | 8.96 | 1 | 365 | 10.2036 | 0.53288 | 10 | 0.73653
13334 | 3.825 | 1 | 365 | 4.3559 | 0.76543 | 5 | 0.12134
13820 | 3.64 | 1 | 365 | 4.1452 | 0.34148 | 4 | 0.48671
13814 | 6.375 | 1 | 365 | 7.2599 | 0.60905 | 7 | 0.8689
13809 | 4.16 | 1 | 365 | 4.7374 | 0.53312 | 5 | 0.27053
13803 | 6 | 1 | 365 | 6.8328 | 0.7497 | 7 | 0.5825
13791 | 9.435 | 1 | 365 | 10.7446 | 0.6214 | 11 | 0.36597
13785 | 5.2 | 1 | 365 | 5.9218 | 0.9164 | 6 | 0.83816
13783 | 3.825 | 1 | 365 | 4.3559 | 0.76543 | 5 | 0.12134
13780 | 3.825 | 1 | 365 | 4.3559 | 0.76543 | 5 | 0.12134
13778 | 8.58 | 1 | 365 | 9.7709 | 0.66207 | 10 | 0.43297
13772 | 5.98 | 1 | 365 | 6.81 | 0.70386 | 7 | 0.51389
13771 | 9.435 | 1 | 365 | 10.7446 | 0.6214 | 11 | 0.36597
13766 | 4.08 | 1 | 365 | 4.6463 | 0.34979 | 4 | 0.9961
13757 | 8.84 | 1 | 365 | 10.067 | 0.25789 | 10 | 0.32488
13751 | 5.1 | 1 | 365 | 5.8079 | 0.68724 | 6 | 0.49512
13755 | 3.9 | 1 | 365 | 4.4413 | 0.9373 | 5 | 0.37862
13750 | 9.1 | 1 | 365 | 10.3631 | 0.85371 | 11 | 0.21679
13749 | 13 | 1 | 365 | 14.8044 | 0.79101 | 15 | 0.59541
13748 | 8.84 | 1 | 365 | 10.067 | 0.25789 | 10 | 0.32488
13747 | 7.14 | 1 | 365 | 8.131 | 0.36214 | 8 | 0.49317
13709 | 8.16 | 1 | 365 | 9.2926 | 0.69959 | 9 | 0.99219
13676 | 12.24 | 1 | 365 | 13.9389 | 0.04938 | 13 | 0.98829
13668 | 6.12 | 1 | 365 | 6.9695 | 0.02469 | 6 | 0.99415
13427 | 8.16 | 1 | 365 | 9.2926 | 0.69959 | 9 | 0.99219
13625 | 5.32 | 1 | 365 | 6.0584 | 0.1914 | 6 | 0.24981
13479 | 2.55 | 1 | 365 | 2.9039 | 0.84362 | 3 | 0.74756
13616 | 5.49 | 1 | 365 | 6.252 | 0.58097 | 6 | 0.83298
13585 | 7.905 | 1 | 365 | 9.0022 | 0.11522 | 9 | 0.11744
13613 | 19.74 | 1 | 365 | 22.4799 | 0.2365 | 22 | 0.71641
13586 | 4.08 | 1 | 365 | 4.6463 | 0.34979 | 4 | 0.9961
13588 | 9.69 | 1 | 365 | 11.035 | 0.20576 | 11 | 0.24073
13594 | 4.75 | 1 | 365 | 5.4093 | 0.88518 | 6 | 0.29448
13596 | 5.61 | 1 | 365 | 6.3887 | 0.85597 | 7 | 0.24463
13902 | 6.76 | 1 | 365 | 7.6983 | 0.49132 | 8 | 0.18961
13904 | 6.5 | 1 | 365 | 7.4022 | 0.8955 | 8 | 0.2977
13867 | 5.61 | 1 | 365 | 6.3887 | 0.85597 | 7 | 0.24463
13873 | 5.46 | 1 | 365 | 6.2178 | 0.51222 | 6 | 0.73007
13876 | 4.59 | 1 | 365 | 5.2271 | 0.51852 | 5 | 0.74561
13870 | 4.16 | 1 | 365 | 4.7374 | 0.53312 | 5 | 0.27053
13830 | 3.675 | 1 | 365 | 4.1851 | 0.42169 | 4 | 0.60678
13740 | 5.1 | 1 | 365 | 5.8079 | 0.68724 | 6 | 0.49512
13844 | 6.375 | 1 | 365 | 7.2599 | 0.60905 | 7 | 0.8689
13836 | 6.12 | 1 | 365 | 6.9695 | 0.02469 | 6 | 0.99415
13855 | 2.295 | 1 | 365 | 2.6135 | 0.25926 | 2 | 0.8728
13781 | 4.08 | 1 | 365 | 4.6463 | 0.34979 | 4 | 0.9961
13794 | 5.355 | 1 | 365 | 6.0983 | 0.2716 | 6 | 0.36988
13854 | 3.825 | 1 | 365 | 4.3559 | 0.76543 | 5 | 0.12134
13779 | 3.06 | 1 | 365 | 3.4847 | 0.012345 | 3 | 0.49707
13789 | 5.39 | 1 | 365 | 6.1381 | 0.35181 | 6 | 0.48994
13769 | 3.315 | 1 | 365 | 3.7751 | 0.59671 | 4 | 0.37183
13916 | 5.355 | 1 | 365 | 6.0983 | 0.2716 | 6 | 0.36988
12745 | 9.8 | 1 | 365 | 11.1602 | 0.45784 | 11 | 0.61808
13756 | 5.1 | 1 | 365 | 5.8079 | 0.68724 | 6 | 0.49512
13745 | 3.185 | 1 | 365 | 3.6271 | 0.2988 | 3 | 0.92587
11592 | 438.75 | 0.9 | 365 | 449.6837 | 0.90187 | 450 | 0.58552
11601 | 269.75 | 1 | 365 | 307.1913 | 0.16342 | 307 | 0.35472
6781 | 590 | 0.9 | 365 | 604.7028 | 0.8481 | 605 | 0.5509
14599 | 5.98 | 1 | 365 | 6.81 | 0.70386 | 7 | 0.51389
11590 | 195 | 0.9 | 365 | 199.8594 | 0.17861 | 200 | 0.038008
11591 | 120.25 | 0.9 | 365 | 123.2466 | 0.010142 | 123 | 0.25677
14597 | 6.63 | 1 | 365 | 7.5502 | 0.19341 | 7 | 0.74366
14451 | 10.215 | 1 | 365 | 11.6328 | 0.40886 | 12 | 0.041699
14509 | 11.96 | 1 | 365 | 13.62 | 0.40773 | 14 | 0.027775
14653 | 3.775 | 1 | 365 | 4.299 | 0.65085 | 4 | 0.94982
14397 | 4.725 | 1 | 365 | 5.3808 | 0.82789 | 6 | 0.20872
14323 | 4.98 | 1 | 365 | 5.6712 | 0.41225 | 6 | 0.083472
14346 | 6.725 | 1 | 365 | 7.6584 | 0.41112 | 8 | 0.069548
14493 | 6.215 | 1 | 365 | 7.0776 | 0.24239 | 7 | 0.32004
1668 | 11.22 | 1 | 365 | 12.7773 | 0.71193 | 13 | 0.48927
13255 | 9.18 | 1 | 365 | 10.4542 | 0.037035 | 10 | 0.49122
13178 | 6.375 | 1 | 365 | 7.2599 | 0.60905 | 7 | 0.8689
13165 | 4.68 | 1 | 365 | 5.3296 | 0.72476 | 6 | 0.054347
13456 | 7.905 | 1 | 365 | 9.0022 | 0.11522 | 9 | 0.11744
12767 | 8.06 | 1 | 365 | 9.1787 | 0.47042 | 9 | 0.64915
13448 | 11.76 | 1 | 365 | 13.3923 | 0.9494 | 14 | 0.34169
12674 | 5.2 | 1 | 365 | 5.9218 | 0.9164 | 6 | 0.83816
12346 | 6.63 | 1 | 365 | 7.5502 | 0.19341 | 7 | 0.74366
13443 | 8.175 | 1 | 365 | 9.3097 | 0.73396 | 10 | 0.043651
12174 | 9.36 | 1 | 365 | 10.6592 | 0.44953 | 11 | 0.10869
11689 | 10.2 | 1 | 365 | 11.6158 | 0.37448 | 11 | 0.99024
11539 | 11.18 | 1 | 365 | 12.7318 | 0.62027 | 13 | 0.35205
12471 | 11.445 | 1 | 365 | 13.0336 | 0.22755 | 13 | 0.26111
13360 | 6.9 | 1 | 365 | 7.8577 | 0.81215 | 8 | 0.66987
10973 | 11.73 | 1 | 365 | 13.3581 | 0.88066 | 14 | 0.23878
10970 | 17.085 | 1 | 365 | 19.4564 | 0.15226 | 19 | 0.60866
13389 | 7.14 | 1 | 365 | 8.131 | 0.36214 | 8 | 0.49317
13309 | 5.61 | 1 | 365 | 6.3887 | 0.85597 | 7 | 0.24463
13377 | 3.57 | 1 | 365 | 4.0655 | 0.18107 | 4 | 0.24659
13388 | 2.55 | 1 | 365 | 2.9039 | 0.84362 | 3 | 0.74756
13372 | 7.905 | 1 | 365 | 9.0022 | 0.11522 | 9 | 0.11744
13397 | 6.615 | 1 | 365 | 7.5332 | 0.15904 | 7 | 0.6922
13369 | 9.69 | 1 | 365 | 11.035 | 0.20576 | 11 | 0.24073
13364 | 6.25 | 1 | 365 | 7.1175 | 0.3226 | 7 | 0.4401
13106 | 5.88 | 1 | 365 | 6.6961 | 0.4747 | 7 | 0.17085
13090 | 5.1 | 1 | 365 | 5.8079 | 0.68724 | 6 | 0.49512
12722 | 5.355 | 1 | 365 | 6.0983 | 0.2716 | 6 | 0.36988
13401 | 2.55 | 1 | 365 | 2.9039 | 0.84362 | 3 | 0.74756
13289 | 6.375 | 1 | 365 | 7.2599 | 0.60905 | 7 | 0.8689
13404 | 5.39 | 1 | 365 | 6.1381 | 0.35181 | 6 | 0.48994
12507 | 2.805 | 1 | 365 | 3.1943 | 0.42798 | 3 | 0.62232
13292 | 5 | 1 | 365 | 5.694 | 0.45808 | 6 | 0.15208
13409 | 4.59 | 1 | 365 | 5.2271 | 0.51852 | 5 | 0.74561
12070 | 4.59 | 1 | 365 | 5.2271 | 0.51852 | 5 | 0.74561
13368 | 6.37 | 1 | 365 | 7.2542 | 0.59759 | 7 | 0.85175
13362 | 6.885 | 1 | 365 | 7.8406 | 0.77778 | 8 | 0.61841
13294 | 6.63 | 1 | 365 | 7.5502 | 0.19341 | 7 | 0.74366
13277 | 9.435 | 1 | 365 | 10.7446 | 0.6214 | 11 | 0.36597
13272 | 3.43 | 1 | 365 | 3.9061 | 0.86024 | 4 | 0.76633
13374 | 3.675 | 1 | 365 | 4.1851 | 0.42169 | 4 | 0.60678
13378 | 3.315 | 1 | 365 | 3.7751 | 0.59671 | 4 | 0.37183
13295 | 8.16 | 1 | 365 | 9.2926 | 0.69959 | 9 | 0.99219
13293 | 7.65 | 1 | 365 | 8.7118 | 0.53086 | 9 | 0.24268
13279 | 7.905 | 1 | 365 | 9.0022 | 0.11522 | 9 | 0.11744
13003 | 4.845 | 1 | 365 | 5.5175 | 0.10288 | 5 | 0.62037
13311 | 5.865 | 1 | 365 | 6.6791 | 0.44033 | 7 | 0.11939
13313 | 7.14 | 1 | 365 | 8.131 | 0.36214 | 8 | 0.49317
12957 | 8.67 | 1 | 365 | 9.8734 | 0.86831 | 10 | 0.74171
12849 | 7.65 | 1 | 365 | 8.7118 | 0.53086 | 9 | 0.24268
11085 | 10.455 | 1 | 365 | 11.9062 | 0.95885 | 12 | 0.865
13261 | 4.24 | 1 | 365 | 4.8285 | 0.71645 | 5 | 0.54496
13032 | 2.5 | 1 | 365 | 2.847 | 0.72904 | 3 | 0.57604
12709 | 12.74 | 1 | 365 | 14.5083 | 0.19519 | 14 | 0.7035
15280 | 6.25 | 1 | 365 | 7.1175 | 0.3226 | 7 | 0.4401
12662 | 7.28 | 1 | 365 | 8.2905 | 0.68296 | 8 | 0.97343
12449 | 7.14 | 1 | 365 | 8.131 | 0.36214 | 8 | 0.49317
12384 | 8.67 | 1 | 365 | 9.8734 | 0.86831 | 10 | 0.74171
11838 | 4.335 | 1 | 365 | 4.9367 | 0.93416 | 5 | 0.87085
11834 | 7.02 | 1 | 365 | 7.9944 | 0.087144 | 8 | 0.08152
138 | 1275 | 0.7 | 365 | 1016.379 | 0.26728 | 1016 | 0.64628
10893 | 3.9 | 1 | 365 | 4.4413 | 0.9373 | 5 | 0.37862
11814 | 7.02 | 1 | 365 | 7.9944 | 0.087144 | 8 | 0.08152
11666 | 8.58 | 1 | 365 | 9.7709 | 0.66207 | 10 | 0.43297
11569 | 14.025 | 1 | 365 | 15.9717 | 0.13991 | 16 | 0.11158
11501 | 7.905 | 1 | 365 | 9.0022 | 0.11522 | 9 | 0.11744
11490 | 6.375 | 1 | 365 | 7.2599 | 0.60905 | 7 | 0.8689
11221 | 4.5 | 1 | 365 | 5.1246 | 0.31227 | 5 | 0.43687
11075 | 12.495 | 1 | 365 | 14.2293 | 0.63374 | 14 | 0.86305
11041 | 9.18 | 1 | 365 | 10.4542 | 0.037035 | 10 | 0.49122
13167 | 2.94 | 1 | 365 | 3.3481 | 0.73735 | 4 | 0.085423
13375 | 912 | 1 | 365 | 1038.5856 | 0.95379 | 1039 | 0.53939
13179 | 8.415 | 1 | 365 | 9.583 | 0.28395 | 9 | 0.86695
13078 | 3.825 | 1 | 365 | 4.3559 | 0.76543 | 5 | 0.12134
13140 | 5.865 | 1 | 365 | 6.6791 | 0.44033 | 7 | 0.11939
13131 | 3.825 | 1 | 365 | 4.3559 | 0.76543 | 5 | 0.12134
13098 | 7.14 | 1 | 365 | 8.131 | 0.36214 | 8 | 0.49317
13367 | 6.375 | 1 | 365 | 7.2599 | 0.60905 | 7 | 0.8689
13358 | 11.4 | 1 | 365 | 12.9823 | 0.12442 | 13 | 0.10674
12998 | 6.63 | 1 | 365 | 7.5502 | 0.19341 | 7 | 0.74366
12994 | 3.43 | 1 | 365 | 3.9061 | 0.86024 | 4 | 0.76633
11031 | 11.73 | 1 | 365 | 13.3581 | 0.88066 | 14 | 0.23878
11036 | 14.28 | 1 | 365 | 16.2621 | 0.72428 | 16 | 0.98634
15021 | 6.725 | 1 | 365 | 7.6584 | 0.41112 | 8 | 0.069548
13164 | 6.25 | 1 | 365 | 7.1175 | 0.3226 | 7 | 0.4401
13108 | 9.18 | 1 | 365 | 10.4542 | 0.037035 | 10 | 0.49122
12984 | 7.595 | 1 | 365 | 8.6492 | 0.40482 | 9 | 0.05401
15100 | 14.25 | 1 | 365 | 16.2279 | 0.65553 | 16 | 0.88343
15022 | 8.47 | 1 | 365 | 9.6456 | 0.40999 | 10 | 0.055624
15104 | 6.47 | 1 | 365 | 7.368 | 0.82676 | 8 | 0.19479
15067 | 10.215 | 1 | 365 | 11.6328 | 0.40886 | 12 | 0.041699
13270 | 5.1 | 1 | 365 | 5.8079 | 0.68724 | 6 | 0.49512
13183 | 7.545 | 1 | 365 | 8.5922 | 0.29024 | 8 | 0.88249
13320 | 4.4 | 1 | 365 | 5.0107 | 0.08311 | 5 | 0.09383
13276 | 5.61 | 1 | 365 | 6.3887 | 0.85597 | 7 | 0.24463
15033 | 6.215 | 1 | 365 | 7.0776 | 0.24239 | 7 | 0.32004
15011 | 4.725 | 1 | 365 | 5.3808 | 0.82789 | 6 | 0.20872
13102 | 6.5 | 1 | 365 | 7.4022 | 0.8955 | 8 | 0.2977
13101 | 5.1 | 1 | 365 | 5.8079 | 0.68724 | 6 | 0.49512
13116 | 6.375 | 1 | 365 | 7.2599 | 0.60905 | 7 | 0.8689
13137 | 4.845 | 1 | 365 | 5.5175 | 0.10288 | 5 | 0.62037
13151 | 3.57 | 1 | 365 | 4.0655 | 0.18107 | 4 | 0.24659
13105 | 6.12 | 1 | 365 | 6.9695 | 0.02469 | 6 | 0.99415
13113 | 2.295 | 1 | 365 | 2.6135 | 0.25926 | 2 | 0.8728
13097 | 7.65 | 1 | 365 | 8.7118 | 0.53086 | 9 | 0.24268
13154 | 9.555 | 1 | 365 | 10.8812 | 0.89639 | 11 | 0.77762
13157 | 7.14 | 1 | 365 | 8.131 | 0.36214 | 8 | 0.49317
13134 | 3.825 | 1 | 365 | 4.3559 | 0.76543 | 5 | 0.12134
13119 | 2.805 | 1 | 365 | 3.1943 | 0.42798 | 3 | 0.62232
13163 | 9.18 | 1 | 365 | 10.4542 | 0.037035 | 10 | 0.49122
13149 | 6.12 | 1 | 365 | 6.9695 | 0.02469 | 6 | 0.99415
13038 | 5.355 | 1 | 365 | 6.0983 | 0.2716 | 6 | 0.36988
13084 | 3.57 | 1 | 365 | 4.0655 | 0.18107 | 4 | 0.24659
13110 | 5.355 | 1 | 365 | 6.0983 | 0.2716 | 6 | 0.36988
13079 | 9.69 | 1 | 365 | 11.035 | 0.20576 | 11 | 0.24073
13093 | 4 | 1 | 365 | 4.5552 | 0.16646 | 4 | 0.72166
13077 | 3.06 | 1 | 365 | 3.4847 | 0.012345 | 3 | 0.49707
13142 | 11.22 | 1 | 365 | 12.7773 | 0.71193 | 13 | 0.48927
13091 | 5.805 | 1 | 365 | 6.6107 | 0.30283 | 6 | 0.91356
13086 | 6.63 | 1 | 365 | 7.5502 | 0.19341 | 7 | 0.74366
15010 | 5.725 | 1 | 365 | 6.5196 | 0.1195 | 6 | 0.63913
13094 | 5.355 | 1 | 365 | 6.0983 | 0.2716 | 6 | 0.36988
13135 | 15.675 | 1 | 365 | 17.8507 | 0.92108 | 18 | 0.77177
15013 | 5.725 | 1 | 365 | 6.5196 | 0.1195 | 6 | 0.63913
12996 | 4.845 | 1 | 365 | 5.5175 | 0.10288 | 5 | 0.62037
12997 | 8.67 | 1 | 365 | 9.8734 | 0.86831 | 10 | 0.74171
13010 | 7.395 | 1 | 365 | 8.4214 | 0.9465 | 9 | 0.36793
12985 | 8.415 | 1 | 365 | 9.583 | 0.28395 | 9 | 0.86695
12976 | 5.61 | 1 | 365 | 6.3887 | 0.85597 | 7 | 0.24463
12987 | 4.655 | 1 | 365 | 5.3011 | 0.66747 | 5 | 0.96859
12986 | 3.825 | 1 | 365 | 4.3559 | 0.76543 | 5 | 0.12134
13008 | 7.14 | 1 | 365 | 8.131 | 0.36214 | 8 | 0.49317
13000 | 5.1 | 1 | 365 | 5.8079 | 0.68724 | 6 | 0.49512
12991 | 4.08 | 1 | 365 | 4.6463 | 0.34979 | 4 | 0.9961
13011 | 6.12 | 1 | 365 | 6.9695 | 0.02469 | 6 | 0.99415
12920 | 6.6 | 1 | 365 | 7.5161 | 0.12467 | 7 | 0.64075
12951 | 6.885 | 1 | 365 | 7.8406 | 0.77778 | 8 | 0.61841
12954 | 6.37 | 1 | 365 | 7.2542 | 0.59759 | 7 | 0.85175
12960 | 5.865 | 1 | 365 | 6.6791 | 0.44033 | 7 | 0.11939
12968 | 6.63 | 1 | 365 | 7.5502 | 0.19341 | 7 | 0.74366
12966 | 9.69 | 1 | 365 | 11.035 | 0.20576 | 11 | 0.24073
12969 | 6.12 | 1 | 365 | 6.9695 | 0.02469 | 6 | 0.99415
12964 | 5.1 | 1 | 365 | 5.8079 | 0.68724 | 6 | 0.49512
12971 | 2.805 | 1 | 365 | 3.1943 | 0.42798 | 3 | 0.62232
12934 | 8.415 | 1 | 365 | 9.583 | 0.28395 | 9 | 0.86695
12890 | 4.845 | 1 | 365 | 5.5175 | 0.10288 | 5 | 0.62037
12900 | 7.905 | 1 | 365 | 9.0022 | 0.11522 | 9 | 0.11744
13746 | 7.395 | 1 | 365 | 8.4214 | 0.9465 | 9 | 0.36793
13735 | 5.145 | 1 | 365 | 5.8591 | 0.79036 | 6 | 0.64949
13777 | 5.145 | 1 | 365 | 5.8591 | 0.79036 | 6 | 0.64949
13005 | 4.41 | 1 | 365 | 5.0221 | 0.10603 | 5 | 0.12813
12989 | 5.635 | 1 | 365 | 6.4171 | 0.91326 | 7 | 0.33039
12990 | 6.12 | 1 | 365 | 6.9695 | 0.02469 | 6 | 0.99415
13128 | 3.43 | 1 | 365 | 3.9061 | 0.86024 | 4 | 0.76633
13177 | 4.655 | 1 | 365 | 5.3011 | 0.66747 | 5 | 0.96859
13182 | 6.63 | 1 | 365 | 7.5502 | 0.19341 | 7 | 0.74366
13273 | 7.14 | 1 | 365 | 8.131 | 0.36214 | 8 | 0.49317
13275 | 5.145 | 1 | 365 | 5.8591 | 0.79036 | 6 | 0.64949
13280 | 5.355 | 1 | 365 | 6.0983 | 0.2716 | 6 | 0.36988
13310 | 8.67 | 1 | 365 | 9.8734 | 0.86831 | 10 | 0.74171
13402 | 5.88 | 1 | 365 | 6.6961 | 0.4747 | 7 | 0.17085
13412 | 5.1 | 1 | 365 | 5.8079 | 0.68724 | 6 | 0.49512
13432 | 9.435 | 1 | 365 | 10.7446 | 0.6214 | 11 | 0.36597
13482 | 4.59 | 1 | 365 | 5.2271 | 0.51852 | 5 | 0.74561
13477 | 3.92 | 1 | 365 | 4.4641 | 0.98313 | 5 | 0.44723
13490 | 3.06 | 1 | 365 | 3.4847 | 0.012345 | 3 | 0.49707
13476 | 7.14 | 1 | 365 | 8.131 | 0.36214 | 8 | 0.49317
13481 | 7.395 | 1 | 365 | 8.4214 | 0.9465 | 9 | 0.36793
13487 | 3.92 | 1 | 365 | 4.4641 | 0.98313 | 5 | 0.44723
13483 | 9.18 | 1 | 365 | 10.4542 | 0.037035 | 10 | 0.49122
13489 | 4.335 | 1 | 365 | 4.9367 | 0.93416 | 5 | 0.87085
13478 | 9.31 | 1 | 365 | 10.6022 | 0.33494 | 10 | 0.93717
13701 | 1.53 | 1 | 365 | 1.7424 | 0.50617 | 2 | 0.24854
13492 | 3 | 1 | 365 | 3.4164 | 0.87485 | 4 | 0.29125
13499 | 3.06 | 1 | 365 | 3.4847 | 0.012345 | 3 | 0.49707
13425 | 5.61 | 1 | 365 | 6.3887 | 0.85597 | 7 | 0.24463
13431 | 4.845 | 1 | 365 | 5.5175 | 0.10288 | 5 | 0.62037
13428 | 7.65 | 1 | 365 | 8.7118 | 0.53086 | 9 | 0.24268
13422 | 6.86 | 1 | 365 | 7.8122 | 0.72049 | 8 | 0.53265
13423 | 6.885 | 1 | 365 | 7.8406 | 0.77778 | 8 | 0.61841
13429 | 6.375 | 1 | 365 | 7.2599 | 0.60905 | 7 | 0.8689
13420 | 5.355 | 1 | 365 | 6.0983 | 0.2716 | 6 | 0.36988
13436 | 6.63 | 1 | 365 | 7.5502 | 0.19341 | 7 | 0.74366
13433 | 8.25 | 1 | 365 | 9.3951 | 0.90583 | 10 | 0.30093
13434 | 3.06 | 1 | 365 | 3.4847 | 0.012345 | 3 | 0.49707
13330 | 3.315 | 1 | 365 | 3.7751 | 0.59671 | 4 | 0.37183
13435 | 4.165 | 1 | 365 | 4.7431 | 0.54458 | 5 | 0.28768
13324 | 4.08 | 1 | 365 | 4.6463 | 0.34979 | 4 | 0.9961
13325 | 4.25 | 1 | 365 | 4.8399 | 0.73937 | 5 | 0.57927
13421 | 5.5 | 1 | 365 | 6.2634 | 0.60389 | 6 | 0.86729
11602 | 360.75 | 0.9 | 365 | 369.7399 | 0.030425 | 369 | 0.77031
14755 | 10.215 | 1 | 365 | 11.6328 | 0.40886 | 12 | 0.041699
11596 | 94.25 | 0.9 | 365 | 96.5987 | 0.38633 | 96 | 0.98504
11594 | 253.5 | 0.9 | 365 | 259.8172 | 0.83219 | 260 | 0.64941
9796 | 194.7 | 0.9 | 365 | 199.5519 | 0.55987 | 200 | 0.1118
52 | 4924.8 | 0.7 | 365 | 3925.8536 | 0.025334 | 3925 | 0.8789
12436 | 8.84 | 1 | 365 | 10.067 | 0.25789 | 10 | 0.32488
12641 | 6.24 | 1 | 365 | 7.1061 | 0.29968 | 7 | 0.4058
11312 | 11.475 | 1 | 365 | 13.0677 | 0.29629 | 13 | 0.36402
11045 | 11.7 | 1 | 365 | 13.324 | 0.81191 | 14 | 0.13587
11528 | 5.98 | 1 | 365 | 6.81 | 0.70386 | 7 | 0.51389
11233 | 11.18 | 1 | 365 | 12.7318 | 0.62027 | 13 | 0.35205
11247 | 11.73 | 1 | 365 | 13.3581 | 0.88066 | 14 | 0.23878
11478 | 10.4 | 1 | 365 | 11.8435 | 0.83281 | 12 | 0.67633
11089 | 11.7 | 1 | 365 | 13.324 | 0.81191 | 14 | 0.13587
11336 | 15.3 | 1 | 365 | 17.4236 | 0.061725 | 17 | 0.48536
10975 | 15.555 | 1 | 365 | 17.714 | 0.64609 | 18 | 0.36012
11452 | 10.2 | 1 | 365 | 11.6158 | 0.37448 | 11 | 0.99024
11461 | 16.065 | 1 | 365 | 18.2948 | 0.81481 | 19 | 0.10963
11474 | 13.77 | 1 | 365 | 15.6813 | 0.55555 | 16 | 0.23683
11491 | 10.92 | 1 | 365 | 12.4357 | 0.024447 | 12 | 0.46014
11495 | 10.26 | 1 | 365 | 11.6841 | 0.51198 | 12 | 0.19607
11573 | 6.76 | 1 | 365 | 7.6983 | 0.49132 | 8 | 0.18961
11557 | 15.555 | 1 | 365 | 17.714 | 0.64609 | 18 | 0.36012
11873 | 11.985 | 1 | 365 | 13.6485 | 0.46502 | 14 | 0.11354
11887 | 12.22 | 1 | 365 | 13.9161 | 0.0035475 | 13 | 0.91968
11913 | 13.77 | 1 | 365 | 15.6813 | 0.55555 | 16 | 0.23683
12031 | 13.78 | 1 | 365 | 15.6927 | 0.57847 | 16 | 0.27113
12054 | 14.535 | 1 | 365 | 16.5525 | 0.30864 | 16 | 0.8611
12076 | 11.73 | 1 | 365 | 13.3581 | 0.88066 | 14 | 0.23878
12085 | 10.71 | 1 | 365 | 12.1965 | 0.54321 | 12 | 0.73976
12192 | 11.22 | 1 | 365 | 12.7773 | 0.71193 | 13 | 0.48927
12341 | 7.02 | 1 | 365 | 7.9944 | 0.087144 | 8 | 0.08152
12351 | 13.77 | 1 | 365 | 15.6813 | 0.55555 | 16 | 0.23683
12356 | 14.82 | 1 | 365 | 16.877 | 0.96175 | 17 | 0.83877
12362 | 14.79 | 1 | 365 | 16.8429 | 0.893 | 17 | 0.73585
12518 | 3.64 | 1 | 365 | 4.1452 | 0.34148 | 4 | 0.48671
12761 | 13.26 | 1 | 365 | 15.1005 | 0.38683 | 15 | 0.48732
12764 | 11.44 | 1 | 365 | 13.0279 | 0.21609 | 13 | 0.24396
12789 | 13.52 | 1 | 365 | 15.3966 | 0.98265 | 16 | 0.37922
12791 | 10.92 | 1 | 365 | 12.4357 | 0.024447 | 12 | 0.46014
12792 | 10.2 | 1 | 365 | 11.6158 | 0.37448 | 11 | 0.99024
8759 | 7.14 | 1 | 365 | 8.131 | 0.36214 | 8 | 0.49317
12840 | 10.92 | 1 | 365 | 12.4357 | 0.024447 | 12 | 0.46014
12852 | 10.92 | 1 | 365 | 12.4357 | 0.024447 | 12 | 0.46014
12854 | 15.08 | 1 | 365 | 17.1731 | 0.55757 | 17 | 0.73067
12887 | 13.77 | 1 | 365 | 15.6813 | 0.55555 | 16 | 0.23683
12896 | 13.515 | 1 | 365 | 15.3909 | 0.97119 | 16 | 0.36207
12942 | 10.66 | 1 | 365 | 12.1396 | 0.42863 | 12 | 0.56823
13415 | 12.495 | 1 | 365 | 14.2293 | 0.63374 | 14 | 0.86305
13493 | 10.14 | 1 | 365 | 11.5474 | 0.23699 | 11 | 0.78442
13550 | 10.71 | 1 | 365 | 12.1965 | 0.54321 | 12 | 0.73976
13559 | 13.52 | 1 | 365 | 15.3966 | 0.98265 | 16 | 0.37922
13571 | 11.96 | 1 | 365 | 13.62 | 0.40773 | 14 | 0.027775
12712 | 2.86 | 1 | 365 | 3.257 | 0.55402 | 3 | 0.81099
11816 | 4.94 | 1 | 365 | 5.6257 | 0.32058 | 5 | 0.94626
11835 | 5.46 | 1 | 365 | 6.2178 | 0.51222 | 6 | 0.73007
11038 | 10.71 | 1 | 365 | 12.1965 | 0.54321 | 12 | 0.73976
12995 | 7.65 | 1 | 365 | 8.7118 | 0.53086 | 9 | 0.24268
12978 | 4.165 | 1 | 365 | 4.7431 | 0.54458 | 5 | 0.28768
13326 | 9.18 | 1 | 365 | 10.4542 | 0.037035 | 10 | 0.49122
13463 | 5.1 | 1 | 365 | 5.8079 | 0.68724 | 6 | 0.49512
12291 | 2.55 | 1 | 365 | 2.9039 | 0.84362 | 3 | 0.74756
12979 | 9.75 | 1 | 365 | 11.1033 | 0.34326 | 11 | 0.44656
11163 | 181.815 | 0.9 | 365 | 186.3458 | 0.98515 | 187 | 0.33098
11167 | 178.5 | 0.9 | 365 | 182.9482 | 0.14811 | 183 | 0.09633
9572 | 161.67 | 0.9 | 365 | 165.6988 | 0.437 | 166 | 0.13582
12682 | 3.06 | 1 | 365 | 3.4847 | 0.012345 | 3 | 0.49707
12703 | 9.945 | 1 | 365 | 11.3254 | 0.79012 | 12 | 0.11549
12349 | 16.32 | 1 | 365 | 18.5852 | 0.39917 | 18 | 0.98439
13605 | 8.97 | 1 | 365 | 10.215 | 0.5558 | 10 | 0.77083
12708 | 14.535 | 1 | 365 | 16.5525 | 0.30864 | 16 | 0.8611
11090 | 13.005 | 1 | 365 | 14.8101 | 0.80247 | 15 | 0.61256
13068 | 3.9 | 1 | 365 | 4.4413 | 0.9373 | 5 | 0.37862
11735 | 3.57 | 1 | 365 | 4.0655 | 0.18107 | 4 | 0.24659
13332 | 7.65 | 1 | 365 | 8.7118 | 0.53086 | 9 | 0.24268
13905 | 2.55 | 1 | 365 | 2.9039 | 0.84362 | 3 | 0.74756
13938 | 6.12 | 1 | 365 | 6.9695 | 0.02469 | 6 | 0.99415
13891 | 6.63 | 1 | 365 | 7.5502 | 0.19341 | 7 | 0.74366
13919 | 5.355 | 1 | 365 | 6.0983 | 0.2716 | 6 | 0.36988
13925 | 7.75 | 1 | 365 | 8.8257 | 0.76002 | 9 | 0.58572
13983 | 8.58 | 1 | 365 | 9.7709 | 0.66207 | 10 | 0.43297
14009 | 3.9 | 1 | 365 | 4.4413 | 0.9373 | 5 | 0.37862
14025 | 6.63 | 1 | 365 | 7.5502 | 0.19341 | 7 | 0.74366
14032 | 3.825 | 1 | 365 | 4.3559 | 0.76543 | 5 | 0.12134
13914 | 3.57 | 1 | 365 | 4.0655 | 0.18107 | 4 | 0.24659
13907 | 4.76 | 1 | 365 | 5.4207 | 0.90809 | 6 | 0.32878
13595 | 6.885 | 1 | 365 | 7.8406 | 0.77778 | 8 | 0.61841
13473 | 7.14 | 1 | 365 | 8.131 | 0.36214 | 8 | 0.49317
13960 | 7.65 | 1 | 365 | 8.7118 | 0.53086 | 9 | 0.24268
13921 | 4.845 | 1 | 365 | 5.5175 | 0.10288 | 5 | 0.62037
13908 | 4.845 | 1 | 365 | 5.5175 | 0.10288 | 5 | 0.62037
13923 | 9.18 | 1 | 365 | 10.4542 | 0.037035 | 10 | 0.49122
14143 | 6.375 | 1 | 365 | 7.2599 | 0.60905 | 7 | 0.8689
14133 | 6.12 | 1 | 365 | 6.9695 | 0.02469 | 6 | 0.99415
14149 | 7.54 | 1 | 365 | 8.5866 | 0.27878 | 8 | 0.86534
14151 | 3.12 | 1 | 365 | 3.5531 | 0.14984 | 3 | 0.7029
14154 | 2.34 | 1 | 365 | 2.6648 | 0.36238 | 3 | 0.027173
14156 | 11.96 | 1 | 365 | 13.62 | 0.40773 | 14 | 0.027775
14160 | 8.67 | 1 | 365 | 9.8734 | 0.86831 | 10 | 0.74171
14377 | 8.32 | 1 | 365 | 9.4748 | 0.066245 | 9 | 0.54106
14163 | 5.2 | 1 | 365 | 5.9218 | 0.9164 | 6 | 0.83816
14383 | 10.4 | 1 | 365 | 11.8435 | 0.83281 | 12 | 0.67633
14386 | 6.5 | 1 | 365 | 7.4022 | 0.8955 | 8 | 0.2977
14390 | 10.4 | 1 | 365 | 11.8435 | 0.83281 | 12 | 0.67633
14394 | 3.9 | 1 | 365 | 4.4413 | 0.9373 | 5 | 0.37862
14395 | 5.61 | 1 | 365 | 6.3887 | 0.85597 | 7 | 0.24463
14396 | 4.16 | 1 | 365 | 4.7374 | 0.53312 | 5 | 0.27053
14474 | 14.56 | 1 | 365 | 16.5809 | 0.36593 | 16 | 0.94686
14483 | 6.24 | 1 | 365 | 7.1061 | 0.29968 | 7 | 0.4058
14489 | 8.32 | 1 | 365 | 9.4748 | 0.066245 | 9 | 0.54106
14505 | 5.98 | 1 | 365 | 6.81 | 0.70386 | 7 | 0.51389
14495 | 4.68 | 1 | 365 | 5.3296 | 0.72476 | 6 | 0.054347
14508 | 4.42 | 1 | 365 | 5.0335 | 0.12894 | 5 | 0.16244
14513 | 7.28 | 1 | 365 | 8.2905 | 0.68296 | 8 | 0.97343
14517 | 9.36 | 1 | 365 | 10.6592 | 0.44953 | 11 | 0.10869
14526 | 3.9 | 1 | 365 | 4.4413 | 0.9373 | 5 | 0.37862
14527 | 8.32 | 1 | 365 | 9.4748 | 0.066245 | 9 | 0.54106
14535 | 6.12 | 1 | 365 | 6.9695 | 0.02469 | 6 | 0.99415
14530 | 6.76 | 1 | 365 | 7.6983 | 0.49132 | 8 | 0.18961
14537 | 4.59 | 1 | 365 | 5.2271 | 0.51852 | 5 | 0.74561
14539 | 3.12 | 1 | 365 | 3.5531 | 0.14984 | 3 | 0.7029
14542 | 6.24 | 1 | 365 | 7.1061 | 0.29968 | 7 | 0.4058
14540 | 10.965 | 1 | 365 | 12.4869 | 0.12757 | 12 | 0.61451
14544 | 2.08 | 1 | 365 | 2.3687 | 0.76656 | 3 | 0.13527
14541 | 8.925 | 1 | 365 | 10.1638 | 0.45267 | 10 | 0.61646
14546 | 3.9 | 1 | 365 | 4.4413 | 0.9373 | 5 | 0.37862
14566 | 4.59 | 1 | 365 | 5.2271 | 0.51852 | 5 | 0.74561
14591 | 7.905 | 1 | 365 | 9.0022 | 0.11522 | 9 | 0.11744
14589 | 3.675 | 1 | 365 | 4.1851 | 0.42169 | 4 | 0.60678
14668 | 3.12 | 1 | 365 | 3.5531 | 0.14984 | 3 | 0.7029
15054 | 8.84 | 1 | 365 | 10.067 | 0.25789 | 10 | 0.32488
14775 | 4.94 | 1 | 365 | 5.6257 | 0.32058 | 5 | 0.94626
14778 | 5.72 | 1 | 365 | 6.5139 | 0.10804 | 6 | 0.62198
14779 | 7.54 | 1 | 365 | 8.5866 | 0.27878 | 8 | 0.86534
14781 | 6.24 | 1 | 365 | 7.1061 | 0.29968 | 7 | 0.4058
14785 | 5.865 | 1 | 365 | 6.6791 | 0.44033 | 7 | 0.11939
14799 | 4.68 | 1 | 365 | 5.3296 | 0.72476 | 6 | 0.054347
14800 | 5.46 | 1 | 365 | 6.2178 | 0.51222 | 6 | 0.73007
14801 | 11.73 | 1 | 365 | 13.3581 | 0.88066 | 14 | 0.23878
14802 | 5.72 | 1 | 365 | 6.5139 | 0.10804 | 6 | 0.62198
14803 | 4.42 | 1 | 365 | 5.0335 | 0.12894 | 5 | 0.16244
14805 | 7.54 | 1 | 365 | 8.5866 | 0.27878 | 8 | 0.86534
14807 | 6.12 | 1 | 365 | 6.9695 | 0.02469 | 6 | 0.99415
14808 | 7.8 | 1 | 365 | 8.8826 | 0.8746 | 9 | 0.75724
14809 | 5.98 | 1 | 365 | 6.81 | 0.70386 | 7 | 0.51389
14811 | 9.62 | 1 | 365 | 10.9553 | 0.045346 | 11 | 0.00060192
14831 | 5.1 | 1 | 365 | 5.8079 | 0.68724 | 6 | 0.49512
14867 | 12.22 | 1 | 365 | 13.9161 | 0.0035475 | 13 | 0.91968
14874 | 12.22 | 1 | 365 | 13.9161 | 0.0035475 | 13 | 0.91968
14960 | 8.06 | 1 | 365 | 9.1787 | 0.47042 | 9 | 0.64915
14962 | 25.245 | 0.9 | 365 | 25.8741 | 0.066661 | 25 | 0.94077
14966 | 11.18 | 1 | 365 | 12.7318 | 0.62027 | 13 | 0.35205
14972 | 12.74 | 1 | 365 | 14.5083 | 0.19519 | 14 | 0.7035
14974 | 9.1 | 1 | 365 | 10.3631 | 0.85371 | 11 | 0.21679
14991 | 7.02 | 1 | 365 | 7.9944 | 0.087144 | 8 | 0.08152
15045 | 8.84 | 1 | 365 | 10.067 | 0.25789 | 10 | 0.32488
15049 | 13 | 1 | 365 | 14.8044 | 0.79101 | 15 | 0.59541
15047 | 8.16 | 1 | 365 | 9.2926 | 0.69959 | 9 | 0.99219
15051 | 7.8 | 1 | 365 | 8.8826 | 0.8746 | 9 | 0.75724
15053 | 2.86 | 1 | 365 | 3.257 | 0.55402 | 3 | 0.81099
15077 | 3.9 | 1 | 365 | 4.4413 | 0.9373 | 5 | 0.37862
15083 | 8.32 | 1 | 365 | 9.4748 | 0.066245 | 9 | 0.54106
15087 | 8.58 | 1 | 365 | 9.7709 | 0.66207 | 10 | 0.43297
15081 | 4.335 | 1 | 365 | 4.9367 | 0.93416 | 5 | 0.87085
15090 | 6.12 | 1 | 365 | 6.9695 | 0.02469 | 6 | 0.99415
15092 | 8.58 | 1 | 365 | 9.7709 | 0.66207 | 10 | 0.43297
15139 | 10.2 | 1 | 365 | 11.6158 | 0.37448 | 11 | 0.99024
15141 | 11.73 | 1 | 365 | 13.3581 | 0.88066 | 14 | 0.23878
15144 | 8.32 | 1 | 365 | 9.4748 | 0.066245 | 9 | 0.54106
15147 | 6.63 | 1 | 365 | 7.5502 | 0.19341 | 7 | 0.74366
15152 | 8.32 | 1 | 365 | 9.4748 | 0.066245 | 9 | 0.54106
15154 | 14.3 | 1 | 365 | 16.2848 | 0.77011 | 17 | 0.054949
15157 | 13 | 1 | 365 | 14.8044 | 0.79101 | 15 | 0.59541
15155 | 4.94 | 1 | 365 | 5.6257 | 0.32058 | 5 | 0.94626
15158 | 4.08 | 1 | 365 | 4.6463 | 0.34979 | 4 | 0.9961
15159 | 3.06 | 1 | 365 | 3.4847 | 0.012345 | 3 | 0.49707
15165 | 6.76 | 1 | 365 | 7.6983 | 0.49132 | 8 | 0.18961
15166 | 11.44 | 1 | 365 | 13.0279 | 0.21609 | 13 | 0.24396
15168 | 10.66 | 1 | 365 | 12.1396 | 0.42863 | 12 | 0.56823
15173 | 6.76 | 1 | 365 | 7.6983 | 0.49132 | 8 | 0.18961
15177 | 8.67 | 1 | 365 | 9.8734 | 0.86831 | 10 | 0.74171
15207 | 5.72 | 1 | 365 | 6.5139 | 0.10804 | 6 | 0.62198
15213 | 5.72 | 1 | 365 | 6.5139 | 0.10804 | 6 | 0.62198
15231 | 7.8 | 1 | 365 | 8.8826 | 0.8746 | 9 | 0.75724
15233 | 13.26 | 1 | 365 | 15.1005 | 0.38683 | 15 | 0.48732
15236 | 7.28 | 1 | 365 | 8.2905 | 0.68296 | 8 | 0.97343
15240 | 5.46 | 1 | 365 | 6.2178 | 0.51222 | 6 | 0.73007
15239 | 4.68 | 1 | 365 | 5.3296 | 0.72476 | 6 | 0.054347
15244 | 6.375 | 1 | 365 | 7.2599 | 0.60905 | 7 | 0.8689
15251 | 7.8 | 1 | 365 | 8.8826 | 0.8746 | 9 | 0.75724
15253 | 5.2 | 1 | 365 | 5.9218 | 0.9164 | 6 | 0.83816
15256 | 3.12 | 1 | 365 | 3.5531 | 0.14984 | 3 | 0.7029
15263 | 9.62 | 1 | 365 | 10.9553 | 0.045346 | 11 | 0.00060192
15264 | 7.54 | 1 | 365 | 8.5866 | 0.27878 | 8 | 0.86534
13959 | 4.59 | 1 | 365 | 5.2271 | 0.51852 | 5 | 0.74561
13930 | 6.63 | 1 | 365 | 7.5502 | 0.19341 | 7 | 0.74366
13885 | 3.57 | 1 | 365 | 4.0655 | 0.18107 | 4 | 0.24659
13929 | 5.355 | 1 | 365 | 6.0983 | 0.2716 | 6 | 0.36988
13935 | 7.84 | 1 | 365 | 8.9282 | 0.96627 | 9 | 0.89446
13931 | 3.825 | 1 | 365 | 4.3559 | 0.76543 | 5 | 0.12134
13941 | 4.5 | 1 | 365 | 5.1246 | 0.31227 | 5 | 0.43687
13922 | 7.14 | 1 | 365 | 8.131 | 0.36214 | 8 | 0.49317
13913 | 3.43 | 1 | 365 | 3.9061 | 0.86024 | 4 | 0.76633
13939 | 5.75 | 1 | 365 | 6.5481 | 0.17679 | 6 | 0.72489
13936 | 4.08 | 1 | 365 | 4.6463 | 0.34979 | 4 | 0.9961
13920 | 4.335 | 1 | 365 | 4.9367 | 0.93416 | 5 | 0.87085
13937 | 5.1 | 1 | 365 | 5.8079 | 0.68724 | 6 | 0.49512
13940 | 4.845 | 1 | 365 | 5.5175 | 0.10288 | 5 | 0.62037
13966 | 5.1 | 1 | 365 | 5.8079 | 0.68724 | 6 | 0.49512
13961 | 8.415 | 1 | 365 | 9.583 | 0.28395 | 9 | 0.86695
13965 | 7.905 | 1 | 365 | 9.0022 | 0.11522 | 9 | 0.11744
13971 | 4.08 | 1 | 365 | 4.6463 | 0.34979 | 4 | 0.9961
14022 | 5.25 | 1 | 365 | 5.9787 | 0.030984 | 6 | 0.009684
13978 | 3.825 | 1 | 365 | 4.3559 | 0.76543 | 5 | 0.12134
13985 | 9.945 | 1 | 365 | 11.3254 | 0.79012 | 12 | 0.11549
14007 | 6.375 | 1 | 365 | 7.2599 | 0.60905 | 7 | 0.8689
13314 | 7.14 | 1 | 365 | 8.131 | 0.36214 | 8 | 0.49317
14109 | 4.59 | 1 | 365 | 5.2271 | 0.51852 | 5 | 0.74561
13815 | 9.18 | 1 | 365 | 10.4542 | 0.037035 | 10 | 0.49122
13934 | 7.905 | 1 | 365 | 9.0022 | 0.11522 | 9 | 0.11744
13932 | 6.12 | 1 | 365 | 6.9695 | 0.02469 | 6 | 0.99415
13911 | 2.205 | 1 | 365 | 2.5111 | 0.053013 | 2 | 0.56407
14106 | 6.885 | 1 | 365 | 7.8406 | 0.77778 | 8 | 0.61841
14101 | 2.295 | 1 | 365 | 2.6135 | 0.25926 | 2 | 0.8728
14035 | 4.845 | 1 | 365 | 5.5175 | 0.10288 | 5 | 0.62037
13962 | 8.25 | 1 | 365 | 9.3951 | 0.90583 | 10 | 0.30093
13986 | 9.435 | 1 | 365 | 10.7446 | 0.6214 | 11 | 0.36597
14018 | 5.5 | 1 | 365 | 6.2634 | 0.60389 | 6 | 0.86729
13996 | 8.84 | 1 | 365 | 10.067 | 0.25789 | 10 | 0.32488
14001 | 9.945 | 1 | 365 | 11.3254 | 0.79012 | 12 | 0.11549
13997 | 7.395 | 1 | 365 | 8.4214 | 0.9465 | 9 | 0.36793
14004 | 7.65 | 1 | 365 | 8.7118 | 0.53086 | 9 | 0.24268
14039 | 5.61 | 1 | 365 | 6.3887 | 0.85597 | 7 | 0.24463
14275 | 5.88 | 1 | 365 | 6.6961 | 0.4747 | 7 | 0.17085
13933 | 12.1 | 1 | 365 | 13.7795 | 0.72855 | 14 | 0.50803
14199 | 4.25 | 1 | 365 | 4.8399 | 0.73937 | 5 | 0.57927
14187 | 5.4 | 1 | 365 | 6.1495 | 0.37473 | 6 | 0.52425
14237 | 4.32 | 1 | 365 | 4.9196 | 0.89978 | 5 | 0.8194
14238 | 35.316 | 0.9 | 365 | 36.1961 | 0.83764 | 37 | 0.033714
14239 | 17.28 | 1 | 365 | 19.6785 | 0.59912 | 20 | 0.27759
14255 | 6.72 | 1 | 365 | 7.6527 | 0.39966 | 8 | 0.052396
14113 | 4.05 | 1 | 365 | 4.6121 | 0.28104 | 4 | 0.89318
14246 | 724.68 | 1 | 365 | 825.2656 | 0.68828 | 825 | 0.95387
14304 | 5.4 | 1 | 365 | 6.1495 | 0.37473 | 6 | 0.52425
14232 | 9.01 | 1 | 365 | 10.2606 | 0.64746 | 10 | 0.90805
14129 | 5.355 | 1 | 365 | 6.0983 | 0.2716 | 6 | 0.36988
14267 | 6.12 | 1 | 365 | 6.9695 | 0.02469 | 6 | 0.99415
14261 | 4.59 | 1 | 365 | 5.2271 | 0.51852 | 5 | 0.74561
14155 | 9.69 | 1 | 365 | 11.035 | 0.20576 | 11 | 0.24073
14148 | 5.635 | 1 | 365 | 6.4171 | 0.91326 | 7 | 0.33039
14141 | 7.395 | 1 | 365 | 8.4214 | 0.9465 | 9 | 0.36793
14306 | 4.845 | 1 | 365 | 5.5175 | 0.10288 | 5 | 0.62037
14264 | 6.375 | 1 | 365 | 7.2599 | 0.60905 | 7 | 0.8689
14298 | 3.06 | 1 | 365 | 3.4847 | 0.012345 | 3 | 0.49707
14278 | 9.435 | 1 | 365 | 10.7446 | 0.6214 | 11 | 0.36597
14294 | 3.92 | 1 | 365 | 4.4641 | 0.98313 | 5 | 0.44723
14302 | 4.08 | 1 | 365 | 4.6463 | 0.34979 | 4 | 0.9961
14259 | 4.845 | 1 | 365 | 5.5175 | 0.10288 | 5 | 0.62037
14311 | 6.885 | 1 | 365 | 7.8406 | 0.77778 | 8 | 0.61841
14288 | 7.5 | 1 | 365 | 8.541 | 0.18712 | 8 | 0.72812
14290 | 6.375 | 1 | 365 | 7.2599 | 0.60905 | 7 | 0.8689
14363 | 7.395 | 1 | 365 | 8.4214 | 0.9465 | 9 | 0.36793
14368 | 9.435 | 1 | 365 | 10.7446 | 0.6214 | 11 | 0.36597
14340 | 5.61 | 1 | 365 | 6.3887 | 0.85597 | 7 | 0.24463
14329 | 9.5 | 1 | 365 | 10.8186 | 0.77035 | 11 | 0.58895
14330 | 6.75 | 1 | 365 | 7.6869 | 0.46841 | 8 | 0.15531
14369 | 6.885 | 1 | 365 | 7.8406 | 0.77778 | 8 | 0.61841
14327 | 6.885 | 1 | 365 | 7.8406 | 0.77778 | 8 | 0.61841
14344 | 4.845 | 1 | 365 | 5.5175 | 0.10288 | 5 | 0.62037
14324 | 8.16 | 1 | 365 | 9.2926 | 0.69959 | 9 | 0.99219
14375 | 5.1 | 1 | 365 | 5.8079 | 0.68724 | 6 | 0.49512
14380 | 8.67 | 1 | 365 | 9.8734 | 0.86831 | 10 | 0.74171
14384 | 9 | 1 | 365 | 10.2492 | 0.62454 | 10 | 0.87374
14388 | 7.905 | 1 | 365 | 9.0022 | 0.11522 | 9 | 0.11744
14402 | 5.865 | 1 | 365 | 6.6791 | 0.44033 | 7 | 0.11939
14399 | 7.395 | 1 | 365 | 8.4214 | 0.9465 | 9 | 0.36793
14422 | 7.65 | 1 | 365 | 8.7118 | 0.53086 | 9 | 0.24268
14097 | 3.57 | 1 | 365 | 4.0655 | 0.18107 | 4 | 0.24659
14432 | 5.1 | 1 | 365 | 5.8079 | 0.68724 | 6 | 0.49512
14461 | 4.59 | 1 | 365 | 5.2271 | 0.51852 | 5 | 0.74561
14449 | 8.75 | 1 | 365 | 9.9645 | 0.05164 | 10 | 0.01614
14465 | 4.59 | 1 | 365 | 5.2271 | 0.51852 | 5 | 0.74561
14447 | 4.335 | 1 | 365 | 4.9367 | 0.93416 | 5 | 0.87085
14463 | 5.61 | 1 | 365 | 6.3887 | 0.85597 | 7 | 0.24463
14029 | 6.12 | 1 | 365 | 6.9695 | 0.02469 | 6 | 0.99415
14456 | 6.63 | 1 | 365 | 7.5502 | 0.19341 | 7 | 0.74366
14440 | 9.25 | 1 | 365 | 10.5339 | 0.19745 | 10 | 0.73135
14468 | 6.12 | 1 | 365 | 6.9695 | 0.02469 | 6 | 0.99415
14454 | 3.06 | 1 | 365 | 3.4847 | 0.012345 | 3 | 0.49707
14472 | 3.185 | 1 | 365 | 3.6271 | 0.2988 | 3 | 0.92587
14475 | 2.295 | 1 | 365 | 2.6135 | 0.25926 | 2 | 0.8728
14464 | 3.12 | 1 | 365 | 3.5531 | 0.14984 | 3 | 0.7029
14482 | 8.67 | 1 | 365 | 9.8734 | 0.86831 | 10 | 0.74171
14458 | 5.355 | 1 | 365 | 6.0983 | 0.2716 | 6 | 0.36988
14280 | 5.355 | 1 | 365 | 6.0983 | 0.2716 | 6 | 0.36988
14441 | 3.57 | 1 | 365 | 4.0655 | 0.18107 | 4 | 0.24659
14477 | 11.475 | 1 | 365 | 13.0677 | 0.29629 | 13 | 0.36402
14639 | 8.25 | 1 | 365 | 9.3951 | 0.90583 | 10 | 0.30093
14594 | 6 | 1 | 365 | 6.8328 | 0.7497 | 7 | 0.5825
14580 | 6.5 | 1 | 365 | 7.4022 | 0.8955 | 8 | 0.2977
14620 | 7.65 | 1 | 365 | 8.7118 | 0.53086 | 9 | 0.24268
14424 | 13.005 | 1 | 365 | 14.8101 | 0.80247 | 15 | 0.61256
14584 | 6.25 | 1 | 365 | 7.1175 | 0.3226 | 7 | 0.4401
14615 | 4.08 | 1 | 365 | 4.6463 | 0.34979 | 4 | 0.9961
14643 | 4.68 | 1 | 365 | 5.3296 | 0.72476 | 6 | 0.054347
14632 | 4.845 | 1 | 365 | 5.5175 | 0.10288 | 5 | 0.62037
14616 | 4.08 | 1 | 365 | 4.6463 | 0.34979 | 4 | 0.9961
14491 | 7.56 | 1 | 365 | 8.6093 | 0.32462 | 8 | 0.93394
14501 | 7.65 | 1 | 365 | 8.7118 | 0.53086 | 9 | 0.24268
14563 | 9.18 | 1 | 365 | 10.4542 | 0.037035 | 10 | 0.49122
14786 | 9.18 | 1 | 365 | 10.4542 | 0.037035 | 10 | 0.49122
14789 | 5.76 | 1 | 365 | 6.5595 | 0.19971 | 6 | 0.7592
14794 | 8.175 | 1 | 365 | 9.3097 | 0.73396 | 10 | 0.043651
14795 | 6.72 | 1 | 365 | 7.6527 | 0.39966 | 8 | 0.052396
14821 | 53.628 | 0.9 | 365 | 54.9644 | 0.6053 | 55 | 0.56971
14822 | 5.886 | 1 | 365 | 6.703 | 0.48845 | 7 | 0.19143
14826 | 3.825 | 1 | 365 | 4.3559 | 0.76543 | 5 | 0.12134
14830 | 3.6 | 1 | 365 | 4.0997 | 0.24982 | 4 | 0.3495
14892 | 2.88 | 1 | 365 | 3.2797 | 0.59985 | 3 | 0.8796
14709 | 4.335 | 1 | 365 | 4.9367 | 0.93416 | 5 | 0.87085
14722 | 2.805 | 1 | 365 | 3.1943 | 0.42798 | 3 | 0.62232
14726 | 3.57 | 1 | 365 | 4.0655 | 0.18107 | 4 | 0.24659
14757 | 5.865 | 1 | 365 | 6.6791 | 0.44033 | 7 | 0.11939
14751 | 8.16 | 1 | 365 | 9.2926 | 0.69959 | 9 | 0.99219
14725 | 4.335 | 1 | 365 | 4.9367 | 0.93416 | 5 | 0.87085
14690 | 5.1 | 1 | 365 | 5.8079 | 0.68724 | 6 | 0.49512
14731 | 6.25 | 1 | 365 | 7.1175 | 0.3226 | 7 | 0.4401
14871 | 6.12 | 1 | 365 | 6.9695 | 0.02469 | 6 | 0.99415
14727 | 7.395 | 1 | 365 | 8.4214 | 0.9465 | 9 | 0.36793
14848 | 3.825 | 1 | 365 | 4.3559 | 0.76543 | 5 | 0.12134
14555 | 73.44 | 0.9 | 365 | 75.2701 | 0.46665 | 75 | 0.73678
14889 | 71.94 | 0.9 | 365 | 73.7327 | 0.37297 | 74 | 0.10571
12659 | 6.24 | 1 | 365 | 7.1061 | 0.29968 | 7 | 0.4058
13506 | 3.43 | 1 | 365 | 3.9061 | 0.86024 | 4 | 0.76633
14796 | 4.25 | 1 | 365 | 4.8399 | 0.73937 | 5 | 0.57927
15018 | 6.48 | 1 | 365 | 7.3794 | 0.84967 | 8 | 0.2291
14189 | 8.4 | 1 | 365 | 9.5659 | 0.24957 | 9 | 0.81549
14674 | 12.24 | 1 | 365 | 13.9389 | 0.04938 | 13 | 0.98829
14804 | 15.34 | 1 | 365 | 17.4692 | 0.15339 | 17 | 0.62258
14806 | 11.985 | 1 | 365 | 13.6485 | 0.46502 | 14 | 0.11354
14904 | 12.426 | 1 | 365 | 14.1507 | 0.47562 | 14 | 0.62635
15182 | 5.225 | 1 | 365 | 5.9502 | 0.97369 | 6 | 0.92392
15183 | 10.175 | 1 | 365 | 11.5873 | 0.31719 | 11 | 0.90448
15184 | 12.495 | 1 | 365 | 14.2293 | 0.63374 | 14 | 0.86305
15108 | 102.024 | 0.9 | 365 | 104.5664 | 0.41985 | 104 | 0.98629
15185 | 5.232 | 1 | 365 | 5.9582 | 0.98973 | 6 | 0.94794
15115 | 7.25 | 1 | 365 | 8.2563 | 0.61422 | 8 | 0.87052
14864 | 4.335 | 1 | 365 | 4.9367 | 0.93416 | 5 | 0.87085
14879 | 7.395 | 1 | 365 | 8.4214 | 0.9465 | 9 | 0.36793
14840 | 6.63 | 1 | 365 | 7.5502 | 0.19341 | 7 | 0.74366
14859 | 5.1 | 1 | 365 | 5.8079 | 0.68724 | 6 | 0.49512
14843 | 4.25 | 1 | 365 | 4.8399 | 0.73937 | 5 | 0.57927
14829 | 6.12 | 1 | 365 | 6.9695 | 0.02469 | 6 | 0.99415
14849 | 7.65 | 1 | 365 | 8.7118 | 0.53086 | 9 | 0.24268
14863 | 5.1 | 1 | 365 | 5.8079 | 0.68724 | 6 | 0.49512
14883 | 8.67 | 1 | 365 | 9.8734 | 0.86831 | 10 | 0.74171
14884 | 7.65 | 1 | 365 | 8.7118 | 0.53086 | 9 | 0.24268
14839 | 7.65 | 1 | 365 | 8.7118 | 0.53086 | 9 | 0.24268
14844 | 6.12 | 1 | 365 | 6.9695 | 0.02469 | 6 | 0.99415
14861 | 4.335 | 1 | 365 | 4.9367 | 0.93416 | 5 | 0.87085
14836 | 3.06 | 1 | 365 | 3.4847 | 0.012345 | 3 | 0.49707
14890 | 4.845 | 1 | 365 | 5.5175 | 0.10288 | 5 | 0.62037
14901 | 4.335 | 1 | 365 | 4.9367 | 0.93416 | 5 | 0.87085
14891 | 5.5 | 1 | 365 | 6.2634 | 0.60389 | 6 | 0.86729
14908 | 8.925 | 1 | 365 | 10.1638 | 0.45267 | 10 | 0.61646
14932 | 6.63 | 1 | 365 | 7.5502 | 0.19341 | 7 | 0.74366
14898 | 3 | 1 | 365 | 3.4164 | 0.87485 | 4 | 0.29125
15020 | 2.04 | 1 | 365 | 2.3232 | 0.6749 | 2 | 0.99805
15048 | 7.14 | 1 | 365 | 8.131 | 0.36214 | 8 | 0.49317
15029 | 4.25 | 1 | 365 | 4.8399 | 0.73937 | 5 | 0.57927
15079 | 4.335 | 1 | 365 | 4.9367 | 0.93416 | 5 | 0.87085
15037 | 6.12 | 1 | 365 | 6.9695 | 0.02469 | 6 | 0.99415
15017 | 3.57 | 1 | 365 | 4.0655 | 0.18107 | 4 | 0.24659
15095 | 4.59 | 1 | 365 | 5.2271 | 0.51852 | 5 | 0.74561
15105 | 8.415 | 1 | 365 | 9.583 | 0.28395 | 9 | 0.86695
15084 | 5.355 | 1 | 365 | 6.0983 | 0.2716 | 6 | 0.36988
15106 | 6.63 | 1 | 365 | 7.5502 | 0.19341 | 7 | 0.74366
15118 | 5 | 1 | 365 | 5.694 | 0.45808 | 6 | 0.15208
15088 | 4.08 | 1 | 365 | 4.6463 | 0.34979 | 4 | 0.9961
15120 | 4.08 | 1 | 365 | 4.6463 | 0.34979 | 4 | 0.9961
15121 | 3.675 | 1 | 365 | 4.1851 | 0.42169 | 4 | 0.60678
15162 | 2.295 | 1 | 365 | 2.6135 | 0.25926 | 2 | 0.8728
15129 | 6.885 | 1 | 365 | 7.8406 | 0.77778 | 8 | 0.61841
15146 | 5.355 | 1 | 365 | 6.0983 | 0.2716 | 6 | 0.36988
15128 | 5.61 | 1 | 365 | 6.3887 | 0.85597 | 7 | 0.24463
14977 | 6 | 1 | 365 | 6.8328 | 0.7497 | 7 | 0.5825
14978 | 6 | 1 | 365 | 6.8328 | 0.7497 | 7 | 0.5825
14982 | 4.2 | 1 | 365 | 4.783 | 0.62479 | 5 | 0.40775
14986 | 6 | 1 | 365 | 6.8328 | 0.7497 | 7 | 0.5825
15204 | 7.65 | 1 | 365 | 8.7118 | 0.53086 | 9 | 0.24268
15223 | 6.885 | 1 | 365 | 7.8406 | 0.77778 | 8 | 0.61841
15281 | 7.68 | 1 | 365 | 8.746 | 0.59961 | 9 | 0.34559
15284 | 5.76 | 1 | 365 | 6.5595 | 0.19971 | 6 | 0.7592
15189 | 3.825 | 1 | 365 | 4.3559 | 0.76543 | 5 | 0.12134
15211 | 7.14 | 1 | 365 | 8.131 | 0.36214 | 8 | 0.49317
15646 | 6.5 | 1 | 365 | 7.4022 | 0.8955 | 8 | 0.2977
15670 | 4.25 | 1 | 365 | 4.8399 | 0.73937 | 5 | 0.57927
15205 | 5.61 | 1 | 365 | 6.3887 | 0.85597 | 7 | 0.24463
15630 | 9.36 | 1 | 365 | 10.6592 | 0.44953 | 11 | 0.10869
15603 | 7.8 | 1 | 365 | 8.8826 | 0.8746 | 9 | 0.75724
15201 | 7.14 | 1 | 365 | 8.131 | 0.36214 | 8 | 0.49317
15517 | 6.12 | 1 | 365 | 6.9695 | 0.02469 | 6 | 0.99415
15250 | 6.885 | 1 | 365 | 7.8406 | 0.77778 | 8 | 0.61841
15594 | 8.925 | 1 | 365 | 10.1638 | 0.45267 | 10 | 0.61646
15611 | 7.395 | 1 | 365 | 8.4214 | 0.9465 | 9 | 0.36793
15614 | 5.61 | 1 | 365 | 6.3887 | 0.85597 | 7 | 0.24463
15640 | 3.315 | 1 | 365 | 3.7751 | 0.59671 | 4 | 0.37183
15593 | 4.335 | 1 | 365 | 4.9367 | 0.93416 | 5 | 0.87085
15580 | 7.905 | 1 | 365 | 9.0022 | 0.11522 | 9 | 0.11744
15290 | 4.56 | 1 | 365 | 5.1929 | 0.44977 | 5 | 0.6427
14817 | 6.3 | 1 | 365 | 7.1744 | 0.43718 | 7 | 0.61162
15624 | 9.18 | 1 | 365 | 10.4542 | 0.037035 | 10 | 0.49122
15601 | 7.905 | 1 | 365 | 9.0022 | 0.11522 | 9 | 0.11744
15718 | 4.08 | 1 | 365 | 4.6463 | 0.34979 | 4 | 0.9961
15729 | 8.415 | 1 | 365 | 9.583 | 0.28395 | 9 | 0.86695
15752 | 7 | 1 | 365 | 7.9716 | 0.041312 | 8 | 0.012912
15741 | 4.41 | 1 | 365 | 5.0221 | 0.10603 | 5 | 0.12813
15746 | 8.67 | 1 | 365 | 9.8734 | 0.86831 | 10 | 0.74171
15352 | 9.62 | 1 | 365 | 10.9553 | 0.045346 | 11 | 0.00060192
15360 | 7.28 | 1 | 365 | 8.2905 | 0.68296 | 8 | 0.97343
15361 | 8.06 | 1 | 365 | 9.1787 | 0.47042 | 9 | 0.64915
15721 | 4.08 | 1 | 365 | 4.6463 | 0.34979 | 4 | 0.9961
15372 | 8.58 | 1 | 365 | 9.7709 | 0.66207 | 10 | 0.43297
15376 | 4.845 | 1 | 365 | 5.5175 | 0.10288 | 5 | 0.62037
15757 | 7.65 | 1 | 365 | 8.7118 | 0.53086 | 9 | 0.24268
15382 | 9.945 | 1 | 365 | 11.3254 | 0.79012 | 12 | 0.11549
15723 | 6.86 | 1 | 365 | 7.8122 | 0.72049 | 8 | 0.53265
15737 | 5.1 | 1 | 365 | 5.8079 | 0.68724 | 6 | 0.49512
15384 | 6.24 | 1 | 365 | 7.1061 | 0.29968 | 7 | 0.4058
15634 | 7.14 | 1 | 365 | 8.131 | 0.36214 | 8 | 0.49317
15390 | 4.42 | 1 | 365 | 5.0335 | 0.12894 | 5 | 0.16244
15681 | 5.355 | 1 | 365 | 6.0983 | 0.2716 | 6 | 0.36988
15392 | 6.76 | 1 | 365 | 7.6983 | 0.49132 | 8 | 0.18961
15393 | 5.1 | 1 | 365 | 5.8079 | 0.68724 | 6 | 0.49512
15395 | 9.36 | 1 | 365 | 10.6592 | 0.44953 | 11 | 0.10869
15396 | 11.475 | 1 | 365 | 13.0677 | 0.29629 | 13 | 0.36402
15399 | 6.76 | 1 | 365 | 7.6983 | 0.49132 | 8 | 0.18961
15674 | 8.415 | 1 | 365 | 9.583 | 0.28395 | 9 | 0.86695
15402 | 7.28 | 1 | 365 | 8.2905 | 0.68296 | 8 | 0.97343
15405 | 5.46 | 1 | 365 | 6.2178 | 0.51222 | 6 | 0.73007
15768 | 8.415 | 1 | 365 | 9.583 | 0.28395 | 9 | 0.86695
15406 | 4.42 | 1 | 365 | 5.0335 | 0.12894 | 5 | 0.16244
15415 | 11.18 | 1 | 365 | 12.7318 | 0.62027 | 13 | 0.35205
15782 | 3.825 | 1 | 365 | 4.3559 | 0.76543 | 5 | 0.12134
15420 | 5.72 | 1 | 365 | 6.5139 | 0.10804 | 6 | 0.62198
15815 | 3.57 | 1 | 365 | 4.0655 | 0.18107 | 4 | 0.24659
15421 | 7.02 | 1 | 365 | 7.9944 | 0.087144 | 8 | 0.08152
15419 | 7.8 | 1 | 365 | 8.8826 | 0.8746 | 9 | 0.75724
15422 | 5.46 | 1 | 365 | 6.2178 | 0.51222 | 6 | 0.73007
15786 | 6.12 | 1 | 365 | 6.9695 | 0.02469 | 6 | 0.99415
15781 | 5.865 | 1 | 365 | 6.6791 | 0.44033 | 7 | 0.11939
15800 | 9.435 | 1 | 365 | 10.7446 | 0.6214 | 11 | 0.36597
15795 | 5.61 | 1 | 365 | 6.3887 | 0.85597 | 7 | 0.24463
15827 | 4.59 | 1 | 365 | 5.2271 | 0.51852 | 5 | 0.74561
15842 | 7.905 | 1 | 365 | 9.0022 | 0.11522 | 9 | 0.11744
15820 | 9.435 | 1 | 365 | 10.7446 | 0.6214 | 11 | 0.36597
15840 | 8.06 | 1 | 365 | 9.1787 | 0.47042 | 9 | 0.64915
15473 | 7.44 | 1 | 365 | 8.4727 | 0.049623 | 8 | 0.5223
15481 | 3.84 | 1 | 365 | 4.373 | 0.79981 | 5 | 0.1728
15484 | 4.32 | 1 | 365 | 4.9196 | 0.89978 | 5 | 0.8194
15516 | 6.44 | 1 | 365 | 7.3339 | 0.75801 | 8 | 0.091879
15522 | 6.16 | 1 | 365 | 7.015 | 0.11635 | 7 | 0.13136
15524 | 2.04 | 1 | 365 | 2.3232 | 0.6749 | 2 | 0.99805
15529 | 6.6 | 1 | 365 | 7.5161 | 0.12467 | 7 | 0.64075
15530 | 8.1 | 1 | 365 | 9.2243 | 0.56209 | 9 | 0.78637
15533 | 3.36 | 1 | 365 | 3.8264 | 0.69983 | 4 | 0.5262
15534 | 5.76 | 1 | 365 | 6.5595 | 0.19971 | 6 | 0.7592
15536 | 8.415 | 1 | 365 | 9.583 | 0.28395 | 9 | 0.86695
15537 | 6.75 | 1 | 365 | 7.6869 | 0.46841 | 8 | 0.15531
15544 | 4.75 | 1 | 365 | 5.4093 | 0.88518 | 6 | 0.29448
15874 | 2.295 | 1 | 365 | 2.6135 | 0.25926 | 2 | 0.8728
15846 | 3.315 | 1 | 365 | 3.7751 | 0.59671 | 4 | 0.37183
15887 | 6.63 | 1 | 365 | 7.5502 | 0.19341 | 7 | 0.74366
15871 | 4.25 | 1 | 365 | 4.8399 | 0.73937 | 5 | 0.57927
15896 | 6.885 | 1 | 365 | 7.8406 | 0.77778 | 8 | 0.61841
15848 | 7 | 1 | 365 | 7.9716 | 0.041312 | 8 | 0.012912
15879 | 7.14 | 1 | 365 | 8.131 | 0.36214 | 8 | 0.49317
15912 | 1.53 | 1 | 365 | 1.7424 | 0.50617 | 2 | 0.24854
15936 | 1.53 | 1 | 365 | 1.7424 | 0.50617 | 2 | 0.24854
15963 | 6.885 | 1 | 365 | 7.8406 | 0.77778 | 8 | 0.61841
15970 | 4.59 | 1 | 365 | 5.2271 | 0.51852 | 5 | 0.74561
13912 | 7.905 | 1 | 365 | 9.0022 | 0.11522 | 9 | 0.11744
16036 | 6.5 | 1 | 365 | 7.4022 | 0.8955 | 8 | 0.2977
10929 | 10.66 | 1 | 365 | 12.1396 | 0.42863 | 12 | 0.56823
11025 | 7.75 | 1 | 365 | 8.8257 | 0.76002 | 9 | 0.58572
12604 | 5.13 | 1 | 365 | 5.842 | 0.75599 | 6 | 0.59803
13652 | 5.1 | 1 | 365 | 5.8079 | 0.68724 | 6 | 0.49512
13660 | 8.06 | 1 | 365 | 9.1787 | 0.47042 | 9 | 0.64915
12894 | 7.14 | 1 | 365 | 8.131 | 0.36214 | 8 | 0.49317
13659 | 4.335 | 1 | 365 | 4.9367 | 0.93416 | 5 | 0.87085
13683 | 7.28 | 1 | 365 | 8.2905 | 0.68296 | 8 | 0.97343
11839 | 10.14 | 1 | 365 | 11.5474 | 0.23699 | 11 | 0.78442
11841 | 3.9 | 1 | 365 | 4.4413 | 0.9373 | 5 | 0.37862
11840 | 9.36 | 1 | 365 | 10.6592 | 0.44953 | 11 | 0.10869
11845 | 6.5 | 1 | 365 | 7.4022 | 0.8955 | 8 | 0.2977
11846 | 8.06 | 1 | 365 | 9.1787 | 0.47042 | 9 | 0.64915
11848 | 5.2 | 1 | 365 | 5.9218 | 0.9164 | 6 | 0.83816
11875 | 8.84 | 1 | 365 | 10.067 | 0.25789 | 10 | 0.32488
11879 | 11.96 | 1 | 365 | 13.62 | 0.40773 | 14 | 0.027775
11889 | 4.42 | 1 | 365 | 5.0335 | 0.12894 | 5 | 0.16244
11885 | 15.3 | 1 | 365 | 17.4236 | 0.061725 | 17 | 0.48536
11895 | 11.22 | 1 | 365 | 12.7773 | 0.71193 | 13 | 0.48927
11896 | 9.18 | 1 | 365 | 10.4542 | 0.037035 | 10 | 0.49122
11897 | 6.12 | 1 | 365 | 6.9695 | 0.02469 | 6 | 0.99415
11950 | 4.845 | 1 | 365 | 5.5175 | 0.10288 | 5 | 0.62037
14941 | 6.725 | 1 | 365 | 7.6584 | 0.41112 | 8 | 0.069548
11915 | 5.72 | 1 | 365 | 6.5139 | 0.10804 | 6 | 0.62198
11916 | 11.7 | 1 | 365 | 13.324 | 0.81191 | 14 | 0.13587
17567 | 8.71 | 1 | 365 | 9.9189 | 0.95998 | 10 | 0.87892
11919 | 3.57 | 1 | 365 | 4.0655 | 0.18107 | 4 | 0.24659
11921 | 4.42 | 1 | 365 | 5.0335 | 0.12894 | 5 | 0.16244
11942 | 10.4 | 1 | 365 | 11.8435 | 0.83281 | 12 | 0.67633
11922 | 2.34 | 1 | 365 | 2.6648 | 0.36238 | 3 | 0.027173
11997 | 6.12 | 1 | 365 | 6.9695 | 0.02469 | 6 | 0.99415
12007 | 6.76 | 1 | 365 | 7.6983 | 0.49132 | 8 | 0.18961
12034 | 7.65 | 1 | 365 | 8.7118 | 0.53086 | 9 | 0.24268
12041 | 5.98 | 1 | 365 | 6.81 | 0.70386 | 7 | 0.51389
12047 | 6.76 | 1 | 365 | 7.6983 | 0.49132 | 8 | 0.18961
12058 | 15.555 | 1 | 365 | 17.714 | 0.64609 | 18 | 0.36012
16793 | 22.788 | 1 | 365 | 25.951 | 0.22135 | 26 | 0.17232
12422 | 4.8 | 1 | 365 | 5.4662 | 0.99976 | 6 | 0.466
15764 | 15 | 1 | 365 | 17.082 | 0.37424 | 17 | 0.45624
16005 | 6.5 | 1 | 365 | 7.4022 | 0.8955 | 8 | 0.2977
14460 | 113.035 | 0.9 | 365 | 115.8518 | 0.12953 | 115 | 0.98137
14444 | 4.59 | 1 | 365 | 5.2271 | 0.51852 | 5 | 0.74561
15862 | 4.08 | 1 | 365 | 4.6463 | 0.34979 | 4 | 0.9961
16177 | 5.1 | 1 | 365 | 5.8079 | 0.68724 | 6 | 0.49512
14006 | 7.65 | 1 | 365 | 8.7118 | 0.53086 | 9 | 0.24268
16179 | 8.16 | 1 | 365 | 9.2926 | 0.69959 | 9 | 0.99219
14214 | 10.455 | 1 | 365 | 11.9062 | 0.95885 | 12 | 0.865
14317 | 13.005 | 1 | 365 | 14.8101 | 0.80247 | 15 | 0.61256
14321 | 10.2 | 1 | 365 | 11.6158 | 0.37448 | 11 | 0.99024
15545 | 8.67 | 1 | 365 | 9.8734 | 0.86831 | 10 | 0.74171
14209 | 10.965 | 1 | 365 | 12.4869 | 0.12757 | 12 | 0.61451
14192 | 10.2 | 1 | 365 | 11.6158 | 0.37448 | 11 | 0.99024
14299 | 10.71 | 1 | 365 | 12.1965 | 0.54321 | 12 | 0.73976
14270 | 12.24 | 1 | 365 | 13.9389 | 0.04938 | 13 | 0.98829
14320 | 10.2 | 1 | 365 | 11.6158 | 0.37448 | 11 | 0.99024
15606 | 14.79 | 1 | 365 | 16.8429 | 0.893 | 17 | 0.73585
15755 | 10.2 | 1 | 365 | 11.6158 | 0.37448 | 11 | 0.99024
14296 | 10.2 | 1 | 365 | 11.6158 | 0.37448 | 11 | 0.99024
14319 | 11.76 | 1 | 365 | 13.3923 | 0.9494 | 14 | 0.34169
16360 | 11.73 | 1 | 365 | 13.3581 | 0.88066 | 14 | 0.23878
14212 | 10.2 | 1 | 365 | 11.6158 | 0.37448 | 11 | 0.99024
14277 | 13.005 | 1 | 365 | 14.8101 | 0.80247 | 15 | 0.61256
14309 | 17.595 | 1 | 365 | 20.0372 | 0.32098 | 20 | 0.35817
14291 | 13.515 | 1 | 365 | 15.3909 | 0.97119 | 16 | 0.36207
15717 | 10.71 | 1 | 365 | 12.1965 | 0.54321 | 12 | 0.73976
14178 | 11.475 | 1 | 365 | 13.0677 | 0.29629 | 13 | 0.36402
12818 | 9.69 | 1 | 365 | 11.035 | 0.20576 | 11 | 0.24073
12834 | 4.32 | 1 | 365 | 4.9196 | 0.89978 | 5 | 0.8194
14400 | 13.475 | 1 | 365 | 15.3453 | 0.87953 | 16 | 0.22486
15122 | 5.355 | 1 | 365 | 6.0983 | 0.2716 | 6 | 0.36988
14316 | 11.22 | 1 | 365 | 12.7773 | 0.71193 | 13 | 0.48927
14252 | 13.515 | 1 | 365 | 15.3909 | 0.97119 | 16 | 0.36207
14312 | 10.965 | 1 | 365 | 12.4869 | 0.12757 | 12 | 0.61451
14838 | 10.2 | 1 | 365 | 11.6158 | 0.37448 | 11 | 0.99024
15074 | 12.75 | 1 | 365 | 14.5197 | 0.2181 | 14 | 0.7378
16323 | 16.065 | 1 | 365 | 18.2948 | 0.81481 | 19 | 0.10963
16339 | 10.965 | 1 | 365 | 12.4869 | 0.12757 | 12 | 0.61451
14765 | 10.71 | 1 | 365 | 12.1965 | 0.54321 | 12 | 0.73976
16407 | 15.81 | 1 | 365 | 18.0044 | 0.23045 | 18 | 0.23488
14737 | 10.75 | 1 | 365 | 12.2421 | 0.63487 | 12 | 0.87697
15203 | 11.475 | 1 | 365 | 13.0677 | 0.29629 | 13 | 0.36402
15849 | 11.73 | 1 | 365 | 13.3581 | 0.88066 | 14 | 0.23878
14393 | 10.045 | 1 | 365 | 11.4392 | 0.019283 | 11 | 0.45853
16355 | 10.965 | 1 | 365 | 12.4869 | 0.12757 | 12 | 0.61451
16455 | 10.445 | 1 | 365 | 11.8948 | 0.93593 | 12 | 0.8307
15591 | 10.71 | 1 | 365 | 12.1965 | 0.54321 | 12 | 0.73976
16336 | 13.77 | 1 | 365 | 15.6813 | 0.55555 | 16 | 0.23683
16342 | 12.25 | 1 | 365 | 13.9503 | 0.072296 | 14 | 0.022596
16350 | 14.025 | 1 | 365 | 15.9717 | 0.13991 | 16 | 0.11158
16403 | 13.005 | 1 | 365 | 14.8101 | 0.80247 | 15 | 0.61256
16499 | 17.5 | 1 | 365 | 19.929 | 0.10328 | 20 | 0.03228
12220 | 3.06 | 1 | 365 | 3.4847 | 0.012345 | 3 | 0.49707
15138 | 7.395 | 1 | 365 | 8.4214 | 0.9465 | 9 | 0.36793
14949 | 5.98 | 1 | 365 | 6.81 | 0.70386 | 7 | 0.51389
12999 | 7.5 | 1 | 365 | 8.541 | 0.18712 | 8 | 0.72812
13201 | 10 | 1 | 365 | 11.388 | 0.91616 | 12 | 0.30416
13241 | 147.82 | 0.9 | 365 | 151.5037 | 0.87201 | 152 | 0.37568
13825 | 8.06 | 1 | 365 | 9.1787 | 0.47042 | 9 | 0.64915
13606 | 8.67 | 1 | 365 | 9.8734 | 0.86831 | 10 | 0.74171
13864 | 10.4 | 1 | 365 | 11.8435 | 0.83281 | 12 | 0.67633
12898 | 14.04 | 1 | 365 | 15.9888 | 0.17429 | 16 | 0.16304
13949 | 8.96 | 1 | 365 | 10.2036 | 0.53288 | 10 | 0.73653
18924 | 11.22 | 1 | 365 | 12.7773 | 0.71193 | 13 | 0.48927
8644 | 598.16 | 1 | 365 | 681.1846 | 0.75303 | 681 | 0.93763
14164 | 9 | 1 | 365 | 10.2492 | 0.62454 | 10 | 0.87374
15242 | 8.32 | 1 | 365 | 9.4748 | 0.066245 | 9 | 0.54106
14671 | 15.045 | 1 | 365 | 17.1332 | 0.47736 | 17 | 0.61061
14955 | 9.62 | 1 | 365 | 10.9553 | 0.045346 | 11 | 0.00060192
15221 | 7.14 | 1 | 365 | 8.131 | 0.36214 | 8 | 0.49317
14635 | 15.3 | 1 | 365 | 17.4236 | 0.061725 | 17 | 0.48536
14647 | 4.68 | 1 | 365 | 5.3296 | 0.72476 | 6 | 0.054347
14694 | 3.12 | 1 | 365 | 3.5531 | 0.14984 | 3 | 0.7029
14770 | 2.6 | 1 | 365 | 2.9609 | 0.9582 | 3 | 0.91908
14833 | 3.825 | 1 | 365 | 4.3559 | 0.76543 | 5 | 0.12134
14857 | 3.38 | 1 | 365 | 3.8491 | 0.74566 | 4 | 0.59481
15262 | 7.54 | 1 | 365 | 8.5866 | 0.27878 | 8 | 0.86534
12063 | 5.865 | 1 | 365 | 6.6791 | 0.44033 | 7 | 0.11939
15265 | 6.76 | 1 | 365 | 7.6983 | 0.49132 | 8 | 0.18961
15418 | 8.84 | 1 | 365 | 10.067 | 0.25789 | 10 | 0.32488
15325 | 9.36 | 1 | 365 | 10.6592 | 0.44953 | 11 | 0.10869
14248 | 9.45 | 1 | 365 | 10.7617 | 0.65577 | 11 | 0.41743
14305 | 2.7 | 1 | 365 | 3.0748 | 0.18736 | 3 | 0.26212
14307 | 2.16 | 1 | 365 | 2.4598 | 0.94989 | 3 | 0.4097
15635 | 2.55 | 1 | 365 | 2.9039 | 0.84362 | 3 | 0.74756
15008 | 6.375 | 1 | 365 | 7.2599 | 0.60905 | 7 | 0.8689
15633 | 4.335 | 1 | 365 | 4.9367 | 0.93416 | 5 | 0.87085
15426 | 3.825 | 1 | 365 | 4.3559 | 0.76543 | 5 | 0.12134
15427 | 4.08 | 1 | 365 | 4.6463 | 0.34979 | 4 | 0.9961
15459 | 8.415 | 1 | 365 | 9.583 | 0.28395 | 9 | 0.86695
15463 | 10.725 | 1 | 365 | 12.2136 | 0.57758 | 12 | 0.79121
15466 | 23.52 | 1 | 365 | 26.7846 | 0.89881 | 27 | 0.68338
11191 | 7.65 | 1 | 365 | 8.7118 | 0.53086 | 9 | 0.24268
11176 | 4.845 | 1 | 365 | 5.5175 | 0.10288 | 5 | 0.62037
11153 | 9.88 | 1 | 365 | 11.2513 | 0.64117 | 11 | 0.89251
15268 | 6.5 | 1 | 365 | 7.4022 | 0.8955 | 8 | 0.2977
15269 | 10.965 | 1 | 365 | 12.4869 | 0.12757 | 12 | 0.61451
15270 | 8.32 | 1 | 365 | 9.4748 | 0.066245 | 9 | 0.54106
15272 | 4.68 | 1 | 365 | 5.3296 | 0.72476 | 6 | 0.054347
15275 | 7.54 | 1 | 365 | 8.5866 | 0.27878 | 8 | 0.86534
15279 | 9.62 | 1 | 365 | 10.9553 | 0.045346 | 11 | 0.00060192
15277 | 7.8 | 1 | 365 | 8.8826 | 0.8746 | 9 | 0.75724
15282 | 7.02 | 1 | 365 | 7.9944 | 0.087144 | 8 | 0.08152
15283 | 14.79 | 1 | 365 | 16.8429 | 0.893 | 17 | 0.73585
15286 | 5.2 | 1 | 365 | 5.9218 | 0.9164 | 6 | 0.83816
15289 | 6.63 | 1 | 365 | 7.5502 | 0.19341 | 7 | 0.74366
15301 | 5.2 | 1 | 365 | 5.9218 | 0.9164 | 6 | 0.83816
15302 | 4.59 | 1 | 365 | 5.2271 | 0.51852 | 5 | 0.74561
15303 | 4.335 | 1 | 365 | 4.9367 | 0.93416 | 5 | 0.87085
14313 | 6.12 | 1 | 365 | 6.9695 | 0.02469 | 6 | 0.99415
15304 | 5.72 | 1 | 365 | 6.5139 | 0.10804 | 6 | 0.62198
15305 | 3.5 | 1 | 365 | 3.9858 | 0.020656 | 4 | 0.006456
15307 | 7.395 | 1 | 365 | 8.4214 | 0.9465 | 9 | 0.36793
15308 | 13.26 | 1 | 365 | 15.1005 | 0.38683 | 15 | 0.48732
15310 | 2.805 | 1 | 365 | 3.1943 | 0.42798 | 3 | 0.62232
15311 | 3.12 | 1 | 365 | 3.5531 | 0.14984 | 3 | 0.7029
15313 | 17 | 1 | 365 | 19.3596 | 0.95747 | 20 | 0.31707
12740 | 2.75 | 1 | 365 | 3.1317 | 0.30194 | 3 | 0.43364
15317 | 5.72 | 1 | 365 | 6.5139 | 0.10804 | 6 | 0.62198
15318 | 10.2 | 1 | 365 | 11.6158 | 0.37448 | 11 | 0.99024
15320 | 3.8 | 1 | 365 | 4.3274 | 0.70814 | 5 | 0.035581
15663 | 11.34 | 1 | 365 | 12.914 | 0.98693 | 13 | 0.90092
15321 | 3.38 | 1 | 365 | 3.8491 | 0.74566 | 4 | 0.59481
15664 | 8.925 | 1 | 365 | 10.1638 | 0.45267 | 10 | 0.61646
15324 | 13.005 | 1 | 365 | 14.8101 | 0.80247 | 15 | 0.61256
15327 | 3.06 | 1 | 365 | 3.4847 | 0.012345 | 3 | 0.49707
15665 | 4.32 | 1 | 365 | 4.9196 | 0.89978 | 5 | 0.8194
15328 | 14.79 | 1 | 365 | 16.8429 | 0.893 | 17 | 0.73585
15666 | 7.29 | 1 | 365 | 8.3019 | 0.70588 | 9 | 0.0077326
15333 | 9.1 | 1 | 365 | 10.3631 | 0.85371 | 11 | 0.21679
15335 | 11.44 | 1 | 365 | 13.0279 | 0.21609 | 13 | 0.24396
15720 | 6.885 | 1 | 365 | 7.8406 | 0.77778 | 8 | 0.61841
15343 | 5.2 | 1 | 365 | 5.9218 | 0.9164 | 6 | 0.83816
15777 | 3.84 | 1 | 365 | 4.373 | 0.79981 | 5 | 0.1728
15349 | 8.415 | 1 | 365 | 9.583 | 0.28395 | 9 | 0.86695
15351 | 5.61 | 1 | 365 | 6.3887 | 0.85597 | 7 | 0.24463
15766 | 31.392 | 0.9 | 365 | 32.1743 | 0.74457 | 32 | 0.91886
15834 | 5.559 | 1 | 365 | 6.3306 | 0.73909 | 7 | 0.069683
15712 | 3.06 | 1 | 365 | 3.4847 | 0.012345 | 3 | 0.49707
15612 | 6.76 | 1 | 365 | 7.6983 | 0.49132 | 8 | 0.18961
12902 | 3.315 | 1 | 365 | 3.7751 | 0.59671 | 4 | 0.37183
15850 | 9.975 | 1 | 365 | 11.3595 | 0.85887 | 12 | 0.2184
11900 | 4.9 | 1 | 365 | 5.5801 | 0.22892 | 5 | 0.80904
11957 | 13 | 1 | 365 | 14.8044 | 0.79101 | 15 | 0.59541
15859 | 7.14 | 1 | 365 | 8.131 | 0.36214 | 8 | 0.49317
11963 | 7.905 | 1 | 365 | 9.0022 | 0.11522 | 9 | 0.11744
11966 | 6.25 | 1 | 365 | 7.1175 | 0.3226 | 7 | 0.4401
15860 | 9.99 | 1 | 365 | 11.3766 | 0.89324 | 12 | 0.26986
11946 | 9.18 | 1 | 365 | 10.4542 | 0.037035 | 10 | 0.49122
11969 | 13.515 | 1 | 365 | 15.3909 | 0.97119 | 16 | 0.36207
15864 | 6.12 | 1 | 365 | 6.9695 | 0.02469 | 6 | 0.99415
11972 | 7.28 | 1 | 365 | 8.2905 | 0.68296 | 8 | 0.97343
11968 | 4.59 | 1 | 365 | 5.2271 | 0.51852 | 5 | 0.74561
15937 | 13.26 | 1 | 365 | 15.1005 | 0.38683 | 15 | 0.48732
11973 | 4.16 | 1 | 365 | 4.7374 | 0.53312 | 5 | 0.27053
15903 | 7.395 | 1 | 365 | 8.4214 | 0.9465 | 9 | 0.36793
11981 | 8.32 | 1 | 365 | 9.4748 | 0.066245 | 9 | 0.54106
15950 | 4.59 | 1 | 365 | 5.2271 | 0.51852 | 5 | 0.74561
11985 | 3.9 | 1 | 365 | 4.4413 | 0.9373 | 5 | 0.37862
15951 | 6.63 | 1 | 365 | 7.5502 | 0.19341 | 7 | 0.74366
11992 | 7.905 | 1 | 365 | 9.0022 | 0.11522 | 9 | 0.11744
15981 | 22 | 1 | 365 | 25.0536 | 0.41555 | 25 | 0.46915
11995 | 6.76 | 1 | 365 | 7.6983 | 0.49132 | 8 | 0.18961
15994 | 13.16 | 1 | 365 | 14.9866 | 0.15767 | 15 | 0.14427
12000 | 9.1 | 1 | 365 | 10.3631 | 0.85371 | 11 | 0.21679
15998 | 3.06 | 1 | 365 | 3.4847 | 0.012345 | 3 | 0.49707
12003 | 4.24 | 1 | 365 | 4.8285 | 0.71645 | 5 | 0.54496
16001 | 7.5 | 1 | 365 | 8.541 | 0.18712 | 8 | 0.72812
12011 | 7.8 | 1 | 365 | 8.8826 | 0.8746 | 9 | 0.75724
16002 | 3.25 | 1 | 365 | 3.7011 | 0.44775 | 4 | 0.14885
12068 | 12.75 | 1 | 365 | 14.5197 | 0.2181 | 14 | 0.7378
12071 | 14.79 | 1 | 365 | 16.8429 | 0.893 | 17 | 0.73585
16006 | 6.75 | 1 | 365 | 7.6869 | 0.46841 | 8 | 0.15531
11878 | 11.475 | 1 | 365 | 13.0677 | 0.29629 | 13 | 0.36402
11818 | 7.8 | 1 | 365 | 8.8826 | 0.8746 | 9 | 0.75724
16011 | 4.25 | 1 | 365 | 4.8399 | 0.73937 | 5 | 0.57927
11880 | 9.69 | 1 | 365 | 11.035 | 0.20576 | 11 | 0.24073
16016 | 8.5 | 1 | 365 | 9.6798 | 0.47874 | 10 | 0.15854
11843 | 6.24 | 1 | 365 | 7.1061 | 0.29968 | 7 | 0.4058
16014 | 5.25 | 1 | 365 | 5.9787 | 0.030984 | 6 | 0.009684
11881 | 8.84 | 1 | 365 | 10.067 | 0.25789 | 10 | 0.32488
16019 | 7.75 | 1 | 365 | 8.8257 | 0.76002 | 9 | 0.58572
16021 | 4.5 | 1 | 365 | 5.1246 | 0.31227 | 5 | 0.43687
11882 | 11.7 | 1 | 365 | 13.324 | 0.81191 | 14 | 0.13587
15984 | 3.12 | 1 | 365 | 3.5531 | 0.14984 | 3 | 0.7029
11884 | 14.82 | 1 | 365 | 16.877 | 0.96175 | 17 | 0.83877
16018 | 9.18 | 1 | 365 | 10.4542 | 0.037035 | 10 | 0.49122
11902 | 7.28 | 1 | 365 | 8.2905 | 0.68296 | 8 | 0.97343
11903 | 4.68 | 1 | 365 | 5.3296 | 0.72476 | 6 | 0.054347
15992 | 7.65 | 1 | 365 | 8.7118 | 0.53086 | 9 | 0.24268
11904 | 3.38 | 1 | 365 | 3.8491 | 0.74566 | 4 | 0.59481
15442 | 4.68 | 1 | 365 | 5.3296 | 0.72476 | 6 | 0.054347
11909 | 6.76 | 1 | 365 | 7.6983 | 0.49132 | 8 | 0.18961
15444 | 5.2 | 1 | 365 | 5.9218 | 0.9164 | 6 | 0.83816
13574 | 5.72 | 1 | 365 | 6.5139 | 0.10804 | 6 | 0.62198
15447 | 3.9 | 1 | 365 | 4.4413 | 0.9373 | 5 | 0.37862
11911 | 6.24 | 1 | 365 | 7.1061 | 0.29968 | 7 | 0.4058
11914 | 6.76 | 1 | 365 | 7.6983 | 0.49132 | 8 | 0.18961
15448 | 12.74 | 1 | 365 | 14.5083 | 0.19519 | 14 | 0.7035
15450 | 5.46 | 1 | 365 | 6.2178 | 0.51222 | 6 | 0.73007
15449 | 5.46 | 1 | 365 | 6.2178 | 0.51222 | 6 | 0.73007
15454 | 5.61 | 1 | 365 | 6.3887 | 0.85597 | 7 | 0.24463
15456 | 10.92 | 1 | 365 | 12.4357 | 0.024447 | 12 | 0.46014
15458 | 7.54 | 1 | 365 | 8.5866 | 0.27878 | 8 | 0.86534
16164 | 5.1 | 1 | 365 | 5.8079 | 0.68724 | 6 | 0.49512
15462 | 6.12 | 1 | 365 | 6.9695 | 0.02469 | 6 | 0.99415
15464 | 7.8 | 1 | 365 | 8.8826 | 0.8746 | 9 | 0.75724
15469 | 10.4 | 1 | 365 | 11.8435 | 0.83281 | 12 | 0.67633
15468 | 7.395 | 1 | 365 | 8.4214 | 0.9465 | 9 | 0.36793
15467 | 6.76 | 1 | 365 | 7.6983 | 0.49132 | 8 | 0.18961
16206 | 8.175 | 1 | 365 | 9.3097 | 0.73396 | 10 | 0.043651
15474 | 10.92 | 1 | 365 | 12.4357 | 0.024447 | 12 | 0.46014
16209 | 7.905 | 1 | 365 | 9.0022 | 0.11522 | 9 | 0.11744
15475 | 4.42 | 1 | 365 | 5.0335 | 0.12894 | 5 | 0.16244
16507 | 6.12 | 1 | 365 | 6.9695 | 0.02469 | 6 | 0.99415
16066 | 7.395 | 1 | 365 | 8.4214 | 0.9465 | 9 | 0.36793
16069 | 6.63 | 1 | 365 | 7.5502 | 0.19341 | 7 | 0.74366
16212 | 2.34 | 1 | 365 | 2.6648 | 0.36238 | 3 | 0.027173
16491 | 3.825 | 1 | 365 | 4.3559 | 0.76543 | 5 | 0.12134
16255 | 5.865 | 1 | 365 | 6.6791 | 0.44033 | 7 | 0.11939
16199 | 17.85 | 1 | 365 | 20.3276 | 0.90535 | 21 | 0.23293
15844 | 4.335 | 1 | 365 | 4.9367 | 0.93416 | 5 | 0.87085
16073 | 5.355 | 1 | 365 | 6.0983 | 0.2716 | 6 | 0.36988
16114 | 7.65 | 1 | 365 | 8.7118 | 0.53086 | 9 | 0.24268
16217 | 4.335 | 1 | 365 | 4.9367 | 0.93416 | 5 | 0.87085
16514 | 3.825 | 1 | 365 | 4.3559 | 0.76543 | 5 | 0.12134
16540 | 6.63 | 1 | 365 | 7.5502 | 0.19341 | 7 | 0.74366
16200 | 4.16 | 1 | 365 | 4.7374 | 0.53312 | 5 | 0.27053
16587 | 7.65 | 1 | 365 | 8.7118 | 0.53086 | 9 | 0.24268
16504 | 8.5 | 1 | 365 | 9.6798 | 0.47874 | 10 | 0.15854
16628 | 7.395 | 1 | 365 | 8.4214 | 0.9465 | 9 | 0.36793
16601 | 7.02 | 1 | 365 | 7.9944 | 0.087144 | 8 | 0.08152
15638 | 8.67 | 1 | 365 | 9.8734 | 0.86831 | 10 | 0.74171
16539 | 5.335 | 1 | 365 | 6.0755 | 0.22577 | 6 | 0.30127
16256 | 6.12 | 1 | 365 | 6.9695 | 0.02469 | 6 | 0.99415
16259 | 6.63 | 1 | 365 | 7.5502 | 0.19341 | 7 | 0.74366
16579 | 9.1 | 1 | 365 | 10.3631 | 0.85371 | 11 | 0.21679
16075 | 8.415 | 1 | 365 | 9.583 | 0.28395 | 9 | 0.86695
16580 | 13.005 | 1 | 365 | 14.8101 | 0.80247 | 15 | 0.61256
16519 | 6.885 | 1 | 365 | 7.8406 | 0.77778 | 8 | 0.61841
16627 | 15.555 | 1 | 365 | 17.714 | 0.64609 | 18 | 0.36012
16057 | 6.885 | 1 | 365 | 7.8406 | 0.77778 | 8 | 0.61841
16625 | 8.67 | 1 | 365 | 9.8734 | 0.86831 | 10 | 0.74171
16602 | 7.65 | 1 | 365 | 8.7118 | 0.53086 | 9 | 0.24268
15423 | 8.67 | 1 | 365 | 9.8734 | 0.86831 | 10 | 0.74171
15432 | 7.02 | 1 | 365 | 7.9944 | 0.087144 | 8 | 0.08152
15433 | 7.8 | 1 | 365 | 8.8826 | 0.8746 | 9 | 0.75724
15436 | 3.9 | 1 | 365 | 4.4413 | 0.9373 | 5 | 0.37862
15441 | 7.28 | 1 | 365 | 8.2905 | 0.68296 | 8 | 0.97343
19445 | 4.86 | 1 | 365 | 5.5346 | 0.13725 | 5 | 0.67182
15435 | 10.2 | 1 | 365 | 11.6158 | 0.37448 | 11 | 0.99024
15608 | 5.4 | 1 | 365 | 6.1495 | 0.37473 | 6 | 0.52425
15609 | 8.64 | 1 | 365 | 9.8392 | 0.79956 | 10 | 0.63879
15616 | 3.6 | 1 | 365 | 4.0997 | 0.24982 | 4 | 0.3495
15618 | 4.08 | 1 | 365 | 4.6463 | 0.34979 | 4 | 0.9961
15438 | 4.16 | 1 | 365 | 4.7374 | 0.53312 | 5 | 0.27053
15623 | 5.61 | 1 | 365 | 6.3887 | 0.85597 | 7 | 0.24463
15443 | 3.12 | 1 | 365 | 3.5531 | 0.14984 | 3 | 0.7029
15676 | 5.355 | 1 | 365 | 6.0983 | 0.2716 | 6 | 0.36988
15705 | 3.06 | 1 | 365 | 3.4847 | 0.012345 | 3 | 0.49707
15451 | 2.86 | 1 | 365 | 3.257 | 0.55402 | 3 | 0.81099
15455 | 5.355 | 1 | 365 | 6.0983 | 0.2716 | 6 | 0.36988
15035 | 7.47 | 1 | 365 | 8.5068 | 0.11837 | 8 | 0.62521
15460 | 9.1 | 1 | 365 | 10.3631 | 0.85371 | 11 | 0.21679
15480 | 8.58 | 1 | 365 | 9.7709 | 0.66207 | 10 | 0.43297
15471 | 4.845 | 1 | 365 | 5.5175 | 0.10288 | 5 | 0.62037
16211 | 7.65 | 1 | 365 | 8.7118 | 0.53086 | 9 | 0.24268
15482 | 7.54 | 1 | 365 | 8.5866 | 0.27878 | 8 | 0.86534
15485 | 3.38 | 1 | 365 | 3.8491 | 0.74566 | 4 | 0.59481
15487 | 11.7 | 1 | 365 | 13.324 | 0.81191 | 14 | 0.13587
16250 | 4.5 | 1 | 365 | 5.1246 | 0.31227 | 5 | 0.43687
15489 | 3.12 | 1 | 365 | 3.5531 | 0.14984 | 3 | 0.7029
16253 | 9.25 | 1 | 365 | 10.5339 | 0.19745 | 10 | 0.73135
15492 | 5.98 | 1 | 365 | 6.81 | 0.70386 | 7 | 0.51389
15494 | 7.02 | 1 | 365 | 7.9944 | 0.087144 | 8 | 0.08152
15498 | 5.98 | 1 | 365 | 6.81 | 0.70386 | 7 | 0.51389
15496 | 7.54 | 1 | 365 | 8.5866 | 0.27878 | 8 | 0.86534
15500 | 7.54 | 1 | 365 | 8.5866 | 0.27878 | 8 | 0.86534
16272 | 6.12 | 1 | 365 | 6.9695 | 0.02469 | 6 | 0.99415
16273 | 5.355 | 1 | 365 | 6.0983 | 0.2716 | 6 | 0.36988
16274 | 7.14 | 1 | 365 | 8.131 | 0.36214 | 8 | 0.49317
16275 | 17.331 | 1 | 365 | 19.7365 | 0.716 | 20 | 0.45254
16276 | 17.385 | 1 | 365 | 19.798 | 0.83974 | 20 | 0.63778
16282 | 3.825 | 1 | 365 | 4.3559 | 0.76543 | 5 | 0.12134
16289 | 6 | 1 | 365 | 6.8328 | 0.7497 | 7 | 0.5825
16292 | 8.67 | 1 | 365 | 9.8734 | 0.86831 | 10 | 0.74171
16293 | 10.455 | 1 | 365 | 11.9062 | 0.95885 | 12 | 0.865
15501 | 10.14 | 1 | 365 | 11.5474 | 0.23699 | 11 | 0.78442
16301 | 9.945 | 1 | 365 | 11.3254 | 0.79012 | 12 | 0.11549
16281 | 9.45 | 1 | 365 | 10.7617 | 0.65577 | 11 | 0.41743
15502 | 5.61 | 1 | 365 | 6.3887 | 0.85597 | 7 | 0.24463
15503 | 4.335 | 1 | 365 | 4.9367 | 0.93416 | 5 | 0.87085
16309 | 5.1 | 1 | 365 | 5.8079 | 0.68724 | 6 | 0.49512
16310 | 3 | 1 | 365 | 3.4164 | 0.87485 | 4 | 0.29125
15505 | 3.64 | 1 | 365 | 4.1452 | 0.34148 | 4 | 0.48671
16312 | 4.845 | 1 | 365 | 5.5175 | 0.10288 | 5 | 0.62037
16340 | 10.8 | 1 | 365 | 12.299 | 0.74945 | 13 | 0.048493
16302 | 8 | 1 | 365 | 9.1104 | 0.33293 | 9 | 0.44333
16311 | 5.2 | 1 | 365 | 5.9218 | 0.9164 | 6 | 0.83816
14216 | 17.595 | 1 | 365 | 20.0372 | 0.32098 | 20 | 0.35817
15508 | 7.14 | 1 | 365 | 8.131 | 0.36214 | 8 | 0.49317
15509 | 3.06 | 1 | 365 | 3.4847 | 0.012345 | 3 | 0.49707
16354 | 5.865 | 1 | 365 | 6.6791 | 0.44033 | 7 | 0.11939
16372 | 9.72 | 1 | 365 | 11.0691 | 0.27451 | 11 | 0.34364
16376 | 8 | 1 | 365 | 9.1104 | 0.33293 | 9 | 0.44333
16404 | 8.91 | 1 | 365 | 10.1467 | 0.4183 | 10 | 0.56501
16406 | 11.22 | 1 | 365 | 12.7773 | 0.71193 | 13 | 0.48927
16414 | 20.79 | 1 | 365 | 23.6757 | 0.6427 | 24 | 0.31835
15511 | 2.86 | 1 | 365 | 3.257 | 0.55402 | 3 | 0.81099
16420 | 6.75 | 1 | 365 | 7.6869 | 0.46841 | 8 | 0.15531
16434 | 6.63 | 1 | 365 | 7.5502 | 0.19341 | 7 | 0.74366
16422 | 4.32 | 1 | 365 | 4.9196 | 0.89978 | 5 | 0.8194
16446 | 5 | 1 | 365 | 5.694 | 0.45808 | 6 | 0.15208
16430 | 4.8 | 1 | 365 | 5.4662 | 0.99976 | 6 | 0.466
16432 | 2.7 | 1 | 365 | 3.0748 | 0.18736 | 3 | 0.26212
15512 | 2.86 | 1 | 365 | 3.257 | 0.55402 | 3 | 0.81099
16461 | 3.57 | 1 | 365 | 4.0655 | 0.18107 | 4 | 0.24659
16462 | 5.1 | 1 | 365 | 5.8079 | 0.68724 | 6 | 0.49512
16464 | 9.18 | 1 | 365 | 10.4542 | 0.037035 | 10 | 0.49122
15514 | 4.68 | 1 | 365 | 5.3296 | 0.72476 | 6 | 0.054347
15518 | 4.16 | 1 | 365 | 4.7374 | 0.53312 | 5 | 0.27053
16469 | 7.65 | 1 | 365 | 8.7118 | 0.53086 | 9 | 0.24268
16470 | 6.48 | 1 | 365 | 7.3794 | 0.84967 | 8 | 0.2291
16473 | 7.65 | 1 | 365 | 8.7118 | 0.53086 | 9 | 0.24268
16475 | 5.865 | 1 | 365 | 6.6791 | 0.44033 | 7 | 0.11939
15520 | 7.54 | 1 | 365 | 8.5866 | 0.27878 | 8 | 0.86534
15550 | 4.42 | 1 | 365 | 5.0335 | 0.12894 | 5 | 0.16244
15554 | 2.915 | 1 | 365 | 3.3196 | 0.68006 | 3 | 0.99966
15557 | 6.885 | 1 | 365 | 7.8406 | 0.77778 | 8 | 0.61841
15560 | 11.44 | 1 | 365 | 13.0279 | 0.21609 | 13 | 0.24396
15561 | 2.34 | 1 | 365 | 2.6648 | 0.36238 | 3 | 0.027173
15564 | 9.88 | 1 | 365 | 11.2513 | 0.64117 | 11 | 0.89251
15566 | 6.885 | 1 | 365 | 7.8406 | 0.77778 | 8 | 0.61841
15568 | 13.005 | 1 | 365 | 14.8101 | 0.80247 | 15 | 0.61256
15569 | 3.38 | 1 | 365 | 3.8491 | 0.74566 | 4 | 0.59481
15571 | 4.94 | 1 | 365 | 5.6257 | 0.32058 | 5 | 0.94626
15572 | 3.64 | 1 | 365 | 4.1452 | 0.34148 | 4 | 0.48671
15573 | 5.98 | 1 | 365 | 6.81 | 0.70386 | 7 | 0.51389
15578 | 4.68 | 1 | 365 | 5.3296 | 0.72476 | 6 | 0.054347
15585 | 7.65 | 1 | 365 | 8.7118 | 0.53086 | 9 | 0.24268
15625 | 5.72 | 1 | 365 | 6.5139 | 0.10804 | 6 | 0.62198
15679 | 4.68 | 1 | 365 | 5.3296 | 0.72476 | 6 | 0.054347
15738 | 14.82 | 1 | 365 | 16.877 | 0.96175 | 17 | 0.83877
15758 | 6.76 | 1 | 365 | 7.6983 | 0.49132 | 8 | 0.18961
15626 | 5.46 | 1 | 365 | 6.2178 | 0.51222 | 6 | 0.73007
15465 | 6.12 | 1 | 365 | 6.9695 | 0.02469 | 6 | 0.99415
16008 | 6.5 | 1 | 365 | 7.4022 | 0.8955 | 8 | 0.2977
14858 | 6.375 | 1 | 365 | 7.2599 | 0.60905 | 7 | 0.8689
12185 | 9 | 1 | 365 | 10.2492 | 0.62454 | 10 | 0.87374
12846 | 11.18 | 1 | 365 | 12.7318 | 0.62027 | 13 | 0.35205
14975 | 7.395 | 1 | 365 | 8.4214 | 0.9465 | 9 | 0.36793
10993 | 8.1 | 1 | 365 | 9.2243 | 0.56209 | 9 | 0.78637
15194 | 5.1 | 1 | 365 | 5.8079 | 0.68724 | 6 | 0.49512
15288 | 11.055 | 1 | 365 | 12.5894 | 0.33381 | 12 | 0.92325
16197 | 7.2 | 1 | 365 | 8.1994 | 0.49964 | 8 | 0.699
16417 | 6.05 | 1 | 365 | 6.8897 | 0.86428 | 7 | 0.75402
16298 | 7.32 | 1 | 365 | 8.336 | 0.77463 | 9 | 0.11065
15134 | 5.67 | 1 | 365 | 6.457 | 0.99346 | 7 | 0.45046
14623 | 12.74 | 1 | 365 | 14.5083 | 0.19519 | 14 | 0.7035
16324 | 12.24 | 1 | 365 | 13.9389 | 0.04938 | 13 | 0.98829
16428 | 11.25 | 1 | 365 | 12.8115 | 0.78068 | 13 | 0.59218
16410 | 13.005 | 1 | 365 | 14.8101 | 0.80247 | 15 | 0.61256
16440 | 10.75 | 1 | 365 | 12.2421 | 0.63487 | 12 | 0.87697
14832 | 13.005 | 1 | 365 | 14.8101 | 0.80247 | 15 | 0.61256
16379 | 11.515 | 1 | 365 | 13.1133 | 0.38796 | 13 | 0.50124
14469 | 10.965 | 1 | 365 | 12.4869 | 0.12757 | 12 | 0.61451
15767 | 10.455 | 1 | 365 | 11.9062 | 0.95885 | 12 | 0.865
16359 | 12.75 | 1 | 365 | 14.5197 | 0.2181 | 14 | 0.7378
15867 | 11.985 | 1 | 365 | 13.6485 | 0.46502 | 14 | 0.11354
14629 | 15.81 | 1 | 365 | 18.0044 | 0.23045 | 18 | 0.23488
16358 | 11.5 | 1 | 365 | 13.0962 | 0.35358 | 13 | 0.44978
16343 | 17.595 | 1 | 365 | 20.0372 | 0.32098 | 20 | 0.35817
16450 | 10 | 1 | 365 | 11.388 | 0.91616 | 12 | 0.30416
16458 | 17.595 | 1 | 365 | 20.0372 | 0.32098 | 20 | 0.35817
16449 | 11.22 | 1 | 365 | 12.7773 | 0.71193 | 13 | 0.48927
14710 | 10.2 | 1 | 365 | 11.6158 | 0.37448 | 11 | 0.99024
16511 | 17.4 | 1 | 365 | 19.8151 | 0.87412 | 20 | 0.68924
16398 | 11.27 | 1 | 365 | 12.8343 | 0.82651 | 13 | 0.66079
15605 | 11.475 | 1 | 365 | 13.0677 | 0.29629 | 13 | 0.36402
16370 | 11.22 | 1 | 365 | 12.7773 | 0.71193 | 13 | 0.48927
16444 | 11.73 | 1 | 365 | 13.3581 | 0.88066 | 14 | 0.23878
14168 | 10.71 | 1 | 365 | 12.1965 | 0.54321 | 12 | 0.73976
14175 | 16.065 | 1 | 365 | 18.2948 | 0.81481 | 19 | 0.10963
16357 | 11.22 | 1 | 365 | 12.7773 | 0.71193 | 13 | 0.48927
15806 | 11.44 | 1 | 365 | 13.0279 | 0.21609 | 13 | 0.24396
16405 | 11.73 | 1 | 365 | 13.3581 | 0.88066 | 14 | 0.23878
16506 | 3.64 | 1 | 365 | 4.1452 | 0.34148 | 4 | 0.48671
16557 | 3 | 1 | 365 | 3.4164 | 0.87485 | 4 | 0.29125
16171 | 8.58 | 1 | 365 | 9.7709 | 0.66207 | 10 | 0.43297
16520 | 7.29 | 1 | 365 | 8.3019 | 0.70588 | 9 | 0.0077326
16521 | 6.21 | 1 | 365 | 7.0719 | 0.23094 | 7 | 0.30288
16485 | 17.25 | 1 | 365 | 19.6443 | 0.53038 | 20 | 0.17468
16518 | 13 | 1 | 365 | 14.8044 | 0.79101 | 15 | 0.59541
14152 | 10 | 1 | 365 | 11.388 | 0.91616 | 12 | 0.30416
16486 | 10.965 | 1 | 365 | 12.4869 | 0.12757 | 12 | 0.61451
16489 | 11 | 1 | 365 | 12.5268 | 0.20778 | 12 | 0.73458
16315 | 10.965 | 1 | 365 | 12.4869 | 0.12757 | 12 | 0.61451
14211 | 10.71 | 1 | 365 | 12.1965 | 0.54321 | 12 | 0.73976
14213 | 10.71 | 1 | 365 | 12.1965 | 0.54321 | 12 | 0.73976
16427 | 10.2 | 1 | 365 | 11.6158 | 0.37448 | 11 | 0.99024
14208 | 10.2 | 1 | 365 | 11.6158 | 0.37448 | 11 | 0.99024
14206 | 11.475 | 1 | 365 | 13.0677 | 0.29629 | 13 | 0.36402
14855 | 10.2 | 1 | 365 | 11.6158 | 0.37448 | 11 | 0.99024
16369 | 10.71 | 1 | 365 | 12.1965 | 0.54321 | 12 | 0.73976
14171 | 10.2 | 1 | 365 | 11.6158 | 0.37448 | 11 | 0.99024
16536 | 12.24 | 1 | 365 | 13.9389 | 0.04938 | 13 | 0.98829
14217 | 12.75 | 1 | 365 | 14.5197 | 0.2181 | 14 | 0.7378
14730 | 12 | 1 | 365 | 13.6656 | 0.49939 | 14 | 0.16499
16531 | 4.8 | 1 | 365 | 5.4662 | 0.99976 | 6 | 0.466
16541 | 7.2 | 1 | 365 | 8.1994 | 0.49964 | 8 | 0.699
16542 | 6.885 | 1 | 365 | 7.8406 | 0.77778 | 8 | 0.61841
15613 | 5.4 | 1 | 365 | 6.1495 | 0.37473 | 6 | 0.52425
16545 | 4.8 | 1 | 365 | 5.4662 | 0.99976 | 6 | 0.466
16546 | 4.59 | 1 | 365 | 5.2271 | 0.51852 | 5 | 0.74561
16549 | 6.375 | 1 | 365 | 7.2599 | 0.60905 | 7 | 0.8689
16550 | 7.395 | 1 | 365 | 8.4214 | 0.9465 | 9 | 0.36793
16962 | 8.16 | 1 | 365 | 9.2926 | 0.69959 | 9 | 0.99219
16552 | 8.64 | 1 | 365 | 9.8392 | 0.79956 | 10 | 0.63879
16556 | 9.18 | 1 | 365 | 10.4542 | 0.037035 | 10 | 0.49122
16562 | 6.12 | 1 | 365 | 6.9695 | 0.02469 | 6 | 0.99415
16386 | 9.18 | 1 | 365 | 10.4542 | 0.037035 | 10 | 0.49122
16932 | 7.54 | 1 | 365 | 8.5866 | 0.27878 | 8 | 0.86534
16923 | 4.08 | 1 | 365 | 4.6463 | 0.34979 | 4 | 0.9961
16925 | 6.12 | 1 | 365 | 6.9695 | 0.02469 | 6 | 0.99415
16931 | 10.455 | 1 | 365 | 11.9062 | 0.95885 | 12 | 0.865
16763 | 3.06 | 1 | 365 | 3.4847 | 0.012345 | 3 | 0.49707
16851 | 4.08 | 1 | 365 | 4.6463 | 0.34979 | 4 | 0.9961
16846 | 6.885 | 1 | 365 | 7.8406 | 0.77778 | 8 | 0.61841
15772 | 10.25 | 1 | 365 | 11.6727 | 0.48906 | 12 | 0.16176
15595 | 4.16 | 1 | 365 | 4.7374 | 0.53312 | 5 | 0.27053
15617 | 8.415 | 1 | 365 | 9.583 | 0.28395 | 9 | 0.86695
16888 | 3.825 | 1 | 365 | 4.3559 | 0.76543 | 5 | 0.12134
16895 | 2.86 | 1 | 365 | 3.257 | 0.55402 | 3 | 0.81099
15583 | 5.61 | 1 | 365 | 6.3887 | 0.85597 | 7 | 0.24463
14301 | 15.3 | 1 | 365 | 17.4236 | 0.061725 | 17 | 0.48536
16911 | 7.65 | 1 | 365 | 8.7118 | 0.53086 | 9 | 0.24268
16855 | 3.185 | 1 | 365 | 3.6271 | 0.2988 | 3 | 0.92587
16887 | 9.18 | 1 | 365 | 10.4542 | 0.037035 | 10 | 0.49122
16416 | 6.375 | 1 | 365 | 7.2599 | 0.60905 | 7 | 0.8689
16853 | 4.42 | 1 | 365 | 5.0335 | 0.12894 | 5 | 0.16244
15727 | 9.62 | 1 | 365 | 10.9553 | 0.045346 | 11 | 0.00060192
16837 | 8.16 | 1 | 365 | 9.2926 | 0.69959 | 9 | 0.99219
16841 | 9.1 | 1 | 365 | 10.3631 | 0.85371 | 11 | 0.21679
16604 | 14.84 | 1 | 365 | 16.8998 | 0.0075814 | 16 | 0.90737
16834 | 8.06 | 1 | 365 | 9.1787 | 0.47042 | 9 | 0.64915
16839 | 12.495 | 1 | 365 | 14.2293 | 0.63374 | 14 | 0.86305
16615 | 10.08 | 1 | 365 | 11.4791 | 0.099489 | 11 | 0.57859
16617 | 5.5 | 1 | 365 | 6.2634 | 0.60389 | 6 | 0.86729
16718 | 6.12 | 1 | 365 | 6.9695 | 0.02469 | 6 | 0.99415
16823 | 9.945 | 1 | 365 | 11.3254 | 0.79012 | 12 | 0.11549
13942 | 6.12 | 1 | 365 | 6.9695 | 0.02469 | 6 | 0.99415
16634 | 1 | 1 | 365 | 1.1388 | 0.29162 | 1 | 0.43042
15898 | 13.005 | 1 | 365 | 14.8101 | 0.80247 | 15 | 0.61256
16476 | 44.88 | 0.9 | 365 | 45.9984 | 0.56295 | 46 | 0.56136
16509 | 4.5 | 1 | 365 | 5.1246 | 0.31227 | 5 | 0.43687
16674 | 2.04 | 1 | 365 | 2.3232 | 0.6749 | 2 | 0.99805
16535 | 4.335 | 1 | 365 | 4.9367 | 0.93416 | 5 | 0.87085
16574 | 2.6 | 1 | 365 | 2.9609 | 0.9582 | 3 | 0.91908
16572 | 2.55 | 1 | 365 | 2.9039 | 0.84362 | 3 | 0.74756
16619 | 5.6 | 1 | 365 | 6.3773 | 0.83305 | 7 | 0.21033
16573 | 6.885 | 1 | 365 | 7.8406 | 0.77778 | 8 | 0.61841
16650 | 9.72 | 1 | 365 | 11.0691 | 0.27451 | 11 | 0.34364
16644 | 8.37 | 1 | 365 | 9.5318 | 0.18083 | 9 | 0.71258
16676 | 5.04 | 1 | 365 | 5.7396 | 0.54974 | 6 | 0.2893
16681 | 5.52 | 1 | 365 | 6.2862 | 0.64972 | 6 | 0.9359
16703 | 8.54 | 1 | 365 | 9.7254 | 0.5704 | 10 | 0.29575
16704 | 3.57 | 1 | 365 | 4.0655 | 0.18107 | 4 | 0.24659
16708 | 6.9 | 1 | 365 | 7.8577 | 0.81215 | 8 | 0.66987
16706 | 10.455 | 1 | 365 | 11.9062 | 0.95885 | 12 | 0.865
16732 | 8.835 | 1 | 365 | 10.0613 | 0.24643 | 10 | 0.30773
16736 | 3.84 | 1 | 365 | 4.373 | 0.79981 | 5 | 0.1728
16737 | 3.84 | 1 | 365 | 4.373 | 0.79981 | 5 | 0.1728
16739 | 6.72 | 1 | 365 | 7.6527 | 0.39966 | 8 | 0.052396
16743 | 4.08 | 1 | 365 | 4.6463 | 0.34979 | 4 | 0.9961
15955 | 7.83 | 1 | 365 | 8.9168 | 0.94335 | 9 | 0.86016
16746 | 8.32 | 1 | 365 | 9.4748 | 0.066245 | 9 | 0.54106
16571 | 4.08 | 1 | 365 | 4.6463 | 0.34979 | 4 | 0.9961
16632 | 12.495 | 1 | 365 | 14.2293 | 0.63374 | 14 | 0.86305
16047 | 8.415 | 1 | 365 | 9.583 | 0.28395 | 9 | 0.86695
16652 | 4.08 | 1 | 365 | 4.6463 | 0.34979 | 4 | 0.9961
16087 | 6.63 | 1 | 365 | 7.5502 | 0.19341 | 7 | 0.74366
16678 | 6.63 | 1 | 365 | 7.5502 | 0.19341 | 7 | 0.74366
16679 | 4.08 | 1 | 365 | 4.6463 | 0.34979 | 4 | 0.9961
16754 | 9.35 | 1 | 365 | 10.6478 | 0.42661 | 11 | 0.07439
15792 | 17.595 | 1 | 365 | 20.0372 | 0.32098 | 20 | 0.35817
16762 | 6.885 | 1 | 365 | 7.8406 | 0.77778 | 8 | 0.61841
16724 | 6.5 | 1 | 365 | 7.4022 | 0.8955 | 8 | 0.2977
16715 | 7.25 | 1 | 365 | 8.2563 | 0.61422 | 8 | 0.87052
16682 | 3.924 | 1 | 365 | 4.4687 | 0.9923 | 5 | 0.46095
11179 | 8.58 | 1 | 365 | 9.7709 | 0.66207 | 10 | 0.43297
16749 | 4.32 | 1 | 365 | 4.9196 | 0.89978 | 5 | 0.8194
16750 | 5.7 | 1 | 365 | 6.4912 | 0.062211 | 6 | 0.55337
16752 | 6.12 | 1 | 365 | 6.9695 | 0.02469 | 6 | 0.99415
16785 | 3.84 | 1 | 365 | 4.373 | 0.79981 | 5 | 0.1728
16786 | 2.88 | 1 | 365 | 3.2797 | 0.59985 | 3 | 0.8796
16788 | 6 | 1 | 365 | 6.8328 | 0.7497 | 7 | 0.5825
16808 | 5.886 | 1 | 365 | 6.703 | 0.48845 | 7 | 0.19143
16809 | 4.8 | 1 | 365 | 5.4662 | 0.99976 | 6 | 0.466
16811 | 3.06 | 1 | 365 | 3.4847 | 0.012345 | 3 | 0.49707
16813 | 6 | 1 | 365 | 6.8328 | 0.7497 | 7 | 0.5825
16978 | 3.06 | 1 | 365 | 3.4847 | 0.012345 | 3 | 0.49707
16828 | 5.355 | 1 | 365 | 6.0983 | 0.2716 | 6 | 0.36988
16969 | 5.865 | 1 | 365 | 6.6791 | 0.44033 | 7 | 0.11939
16829 | 6.48 | 1 | 365 | 7.3794 | 0.84967 | 8 | 0.2291
16928 | 4.845 | 1 | 365 | 5.5175 | 0.10288 | 5 | 0.62037
16831 | 4.5 | 1 | 365 | 5.1246 | 0.31227 | 5 | 0.43687
16952 | 7.28 | 1 | 365 | 8.2905 | 0.68296 | 8 | 0.97343
15797 | 5.355 | 1 | 365 | 6.0983 | 0.2716 | 6 | 0.36988
16569 | 6.885 | 1 | 365 | 7.8406 | 0.77778 | 8 | 0.61841
16079 | 10.71 | 1 | 365 | 12.1965 | 0.54321 | 12 | 0.73976
16800 | 7.905 | 1 | 365 | 9.0022 | 0.11522 | 9 | 0.11744
16548 | 4.59 | 1 | 365 | 5.2271 | 0.51852 | 5 | 0.74561
16852 | 8.16 | 1 | 365 | 9.2926 | 0.69959 | 9 | 0.99219
16610 | 4.845 | 1 | 365 | 5.5175 | 0.10288 | 5 | 0.62037
16612 | 12.74 | 1 | 365 | 14.5083 | 0.19519 | 14 | 0.7035
16765 | 9.69 | 1 | 365 | 11.035 | 0.20576 | 11 | 0.24073
16616 | 5.61 | 1 | 365 | 6.3887 | 0.85597 | 7 | 0.24463
16662 | 3.78 | 1 | 365 | 4.3047 | 0.66231 | 4 | 0.96697
16798 | 10.4 | 1 | 365 | 11.8435 | 0.83281 | 12 | 0.67633
16653 | 10.02 | 1 | 365 | 11.4108 | 0.96199 | 12 | 0.37277
16797 | 13.515 | 1 | 365 | 15.3909 | 0.97119 | 16 | 0.36207
15012 | 9.72 | 1 | 365 | 11.0691 | 0.27451 | 11 | 0.34364
15116 | 8.1 | 1 | 365 | 9.2243 | 0.56209 | 9 | 0.78637
15019 | 12.75 | 1 | 365 | 14.5197 | 0.2181 | 14 | 0.7378
15114 | 5.1 | 1 | 365 | 5.8079 | 0.68724 | 6 | 0.49512
15387 | 6.76 | 1 | 365 | 7.6983 | 0.49132 | 8 | 0.18961
15319 | 8.58 | 1 | 365 | 9.7709 | 0.66207 | 10 | 0.43297
15326 | 9.18 | 1 | 365 | 10.4542 | 0.037035 | 10 | 0.49122
15330 | 8.32 | 1 | 365 | 9.4748 | 0.066245 | 9 | 0.54106
15332 | 9.62 | 1 | 365 | 10.9553 | 0.045346 | 11 | 0.00060192
15336 | 4.16 | 1 | 365 | 4.7374 | 0.53312 | 5 | 0.27053
15428 | 4.94 | 1 | 365 | 5.6257 | 0.32058 | 5 | 0.94626
14878 | 8.415 | 1 | 365 | 9.583 | 0.28395 | 9 | 0.86695
15341 | 2.6 | 1 | 365 | 2.9609 | 0.9582 | 3 | 0.91908
15430 | 8.06 | 1 | 365 | 9.1787 | 0.47042 | 9 | 0.64915
12454 | 195.24 | 0.9 | 365 | 200.1054 | 0.6736 | 200 | 0.77898
14735 | 6.96 | 1 | 365 | 7.926 | 0.94965 | 8 | 0.8757
11550 | 267.75 | 0.9 | 365 | 274.4223 | 0.22217 | 274 | 0.6445
13567 | 7.1 | 1 | 365 | 8.0855 | 0.27047 | 8 | 0.35595
15163 | 14.25 | 1 | 365 | 16.2279 | 0.65553 | 16 | 0.88343
15340 | 9.88 | 1 | 365 | 11.2513 | 0.64117 | 11 | 0.89251
14602 | 7.02 | 1 | 365 | 7.9944 | 0.087144 | 8 | 0.08152
13540 | 7.29 | 1 | 365 | 8.3019 | 0.70588 | 9 | 0.0077326
15437 | 10.2 | 1 | 365 | 11.6158 | 0.37448 | 11 | 0.99024
16244 | 10.175 | 1 | 365 | 11.5873 | 0.31719 | 11 | 0.90448
16058 | 7.56 | 1 | 365 | 8.6093 | 0.32462 | 8 | 0.93394
16027 | 7.5 | 1 | 365 | 8.541 | 0.18712 | 8 | 0.72812
16121 | 7.47 | 1 | 365 | 8.5068 | 0.11837 | 8 | 0.62521
16111 | 4.4 | 1 | 365 | 5.0107 | 0.08311 | 5 | 0.09383
16122 | 7.14 | 1 | 365 | 8.131 | 0.36214 | 8 | 0.49317
15953 | 8.4 | 1 | 365 | 9.5659 | 0.24957 | 9 | 0.81549
16294 | 7.2 | 1 | 365 | 8.1994 | 0.49964 | 8 | 0.699
15292 | 7.805 | 1 | 365 | 8.8883 | 0.88606 | 9 | 0.7744
16245 | 6 | 1 | 365 | 6.8328 | 0.7497 | 7 | 0.5825
16246 | 6 | 1 | 365 | 6.8328 | 0.7497 | 7 | 0.5825
16599 | 6 | 1 | 365 | 6.8328 | 0.7497 | 7 | 0.5825
16249 | 4.2 | 1 | 365 | 4.783 | 0.62479 | 5 | 0.40775
14993 | 267.75 | 0.9 | 365 | 274.4223 | 0.22217 | 274 | 0.6445
16366 | 25.96 | 0.9 | 365 | 26.6069 | 0.54132 | 27 | 0.14824
5034 | 10 | 1 | 365 | 11.388 | 0.91616 | 12 | 0.30416
15267 | 10.66 | 1 | 365 | 12.1396 | 0.42863 | 12 | 0.56823
15226 | 3.12 | 1 | 365 | 3.5531 | 0.14984 | 3 | 0.7029
15553 | 6.63 | 1 | 365 | 7.5502 | 0.19341 | 7 | 0.74366
16767 | 16.32 | 1 | 365 | 18.5852 | 0.39917 | 18 | 0.98439
16770 | 5.61 | 1 | 365 | 6.3887 | 0.85597 | 7 | 0.24463
16810 | 5.355 | 1 | 365 | 6.0983 | 0.2716 | 6 | 0.36988
16802 | 11.22 | 1 | 365 | 12.7773 | 0.71193 | 13 | 0.48927
16822 | 3.825 | 1 | 365 | 4.3559 | 0.76543 | 5 | 0.12134
16817 | 7.65 | 1 | 365 | 8.7118 | 0.53086 | 9 | 0.24268
16806 | 8.415 | 1 | 365 | 9.583 | 0.28395 | 9 | 0.86695
16805 | 6.5 | 1 | 365 | 7.4022 | 0.8955 | 8 | 0.2977
16804 | 4.335 | 1 | 365 | 4.9367 | 0.93416 | 5 | 0.87085
16824 | 8.16 | 1 | 365 | 9.2926 | 0.69959 | 9 | 0.99219
16814 | 5.355 | 1 | 365 | 6.0983 | 0.2716 | 6 | 0.36988
16815 | 8.925 | 1 | 365 | 10.1638 | 0.45267 | 10 | 0.61646
16883 | 7.5 | 1 | 365 | 8.541 | 0.18712 | 8 | 0.72812
16880 | 8.5 | 1 | 365 | 9.6798 | 0.47874 | 10 | 0.15854
16882 | 4.05 | 1 | 365 | 4.6121 | 0.28104 | 4 | 0.89318
16875 | 8.25 | 1 | 365 | 9.3951 | 0.90583 | 10 | 0.30093
16893 | 4.41 | 1 | 365 | 5.0221 | 0.10603 | 5 | 0.12813
16889 | 11.75 | 1 | 365 | 13.3809 | 0.92649 | 14 | 0.30739
16896 | 4 | 1 | 365 | 4.5552 | 0.16646 | 4 | 0.72166
16898 | 3.5 | 1 | 365 | 3.9858 | 0.020656 | 4 | 0.006456
16899 | 5.5 | 1 | 365 | 6.2634 | 0.60389 | 6 | 0.86729
16901 | 7 | 1 | 365 | 7.9716 | 0.041312 | 8 | 0.012912
16825 | 24.6 | 1 | 365 | 28.0145 | 0.37375 | 28 | 0.38823
16862 | 9.8 | 1 | 365 | 11.1602 | 0.45784 | 11 | 0.61808
16945 | 5.46 | 1 | 365 | 6.2178 | 0.51222 | 6 | 0.73007
16946 | 8.48 | 1 | 365 | 9.657 | 0.4329 | 10 | 0.089928
16947 | 7.56 | 1 | 365 | 8.6093 | 0.32462 | 8 | 0.93394
16955 | 8.37 | 1 | 365 | 9.5318 | 0.18083 | 9 | 0.71258
16967 | 7.29 | 1 | 365 | 8.3019 | 0.70588 | 9 | 0.0077326
16972 | 10.455 | 1 | 365 | 11.9062 | 0.95885 | 12 | 0.865
16987 | 7.29 | 1 | 365 | 8.3019 | 0.70588 | 9 | 0.0077326
16994 | 10.965 | 1 | 365 | 12.4869 | 0.12757 | 12 | 0.61451
16995 | 6.375 | 1 | 365 | 7.2599 | 0.60905 | 7 | 0.8689
17012 | 7.02 | 1 | 365 | 7.9944 | 0.087144 | 8 | 0.08152
17017 | 9.72 | 1 | 365 | 11.0691 | 0.27451 | 11 | 0.34364
15809 | 32 | 0.9 | 365 | 32.7974 | 0.99854 | 33 | 0.79598
16904 | 6.76 | 1 | 365 | 7.6983 | 0.49132 | 8 | 0.18961
17002 | 15.08 | 1 | 365 | 17.1731 | 0.55757 | 17 | 0.73067
17026 | 2.6 | 1 | 365 | 2.9609 | 0.9582 | 3 | 0.91908
17053 | 6.5 | 1 | 365 | 7.4022 | 0.8955 | 8 | 0.2977
17055 | 13.005 | 1 | 365 | 14.8101 | 0.80247 | 15 | 0.61256
17060 | 8.25 | 1 | 365 | 9.3951 | 0.90583 | 10 | 0.30093
17063 | 5.2 | 1 | 365 | 5.9218 | 0.9164 | 6 | 0.83816
17064 | 10.4 | 1 | 365 | 11.8435 | 0.83281 | 12 | 0.67633
17065 | 7.02 | 1 | 365 | 7.9944 | 0.087144 | 8 | 0.08152
16974 | 8.67 | 1 | 365 | 9.8734 | 0.86831 | 10 | 0.74171
17086 | 9.9 | 1 | 365 | 11.2741 | 0.687 | 11 | 0.96112
17089 | 9.12 | 1 | 365 | 10.3859 | 0.89954 | 11 | 0.28539
17090 | 5.985 | 1 | 365 | 6.8157 | 0.71532 | 7 | 0.53104
17094 | 7.5 | 1 | 365 | 8.541 | 0.18712 | 8 | 0.72812
17104 | 9.36 | 1 | 365 | 10.6592 | 0.44953 | 11 | 0.10869
17107 | 5.5 | 1 | 365 | 6.2634 | 0.60389 | 6 | 0.86729
17109 | 8.84 | 1 | 365 | 10.067 | 0.25789 | 10 | 0.32488
17111 | 2.805 | 1 | 365 | 3.1943 | 0.42798 | 3 | 0.62232
17115 | 6.24 | 1 | 365 | 7.1061 | 0.29968 | 7 | 0.4058
17118 | 4.68 | 1 | 365 | 5.3296 | 0.72476 | 6 | 0.054347
17120 | 3.12 | 1 | 365 | 3.5531 | 0.14984 | 3 | 0.7029
17124 | 7.02 | 1 | 365 | 7.9944 | 0.087144 | 8 | 0.08152
17123 | 6.16 | 1 | 365 | 7.015 | 0.11635 | 7 | 0.13136
17133 | 2.86 | 1 | 365 | 3.257 | 0.55402 | 3 | 0.81099
17131 | 2.86 | 1 | 365 | 3.257 | 0.55402 | 3 | 0.81099
17134 | 4.845 | 1 | 365 | 5.5175 | 0.10288 | 5 | 0.62037
17136 | 6.5 | 1 | 365 | 7.4022 | 0.8955 | 8 | 0.2977
17139 | 12.75 | 1 | 365 | 14.5197 | 0.2181 | 14 | 0.7378
17141 | 8.58 | 1 | 365 | 9.7709 | 0.66207 | 10 | 0.43297
17143 | 14.16 | 1 | 365 | 16.1254 | 0.44928 | 16 | 0.57469
17144 | 7.28 | 1 | 365 | 8.2905 | 0.68296 | 8 | 0.97343
17145 | 10.14 | 1 | 365 | 11.5474 | 0.23699 | 11 | 0.78442
17147 | 3.9 | 1 | 365 | 4.4413 | 0.9373 | 5 | 0.37862
17150 | 11.96 | 1 | 365 | 13.62 | 0.40773 | 14 | 0.027775
17152 | 4.42 | 1 | 365 | 5.0335 | 0.12894 | 5 | 0.16244
17149 | 8.04 | 1 | 365 | 9.156 | 0.42459 | 9 | 0.58054
17180 | 5.72 | 1 | 365 | 6.5139 | 0.10804 | 6 | 0.62198
17181 | 10.14 | 1 | 365 | 11.5474 | 0.23699 | 11 | 0.78442
17182 | 5.98 | 1 | 365 | 6.81 | 0.70386 | 7 | 0.51389
17183 | 7.02 | 1 | 365 | 7.9944 | 0.087144 | 8 | 0.08152
17184 | 5.1 | 1 | 365 | 5.8079 | 0.68724 | 6 | 0.49512
17185 | 5.61 | 1 | 365 | 6.3887 | 0.85597 | 7 | 0.24463
17190 | 3.12 | 1 | 365 | 3.5531 | 0.14984 | 3 | 0.7029
17194 | 6.24 | 1 | 365 | 7.1061 | 0.29968 | 7 | 0.4058
17196 | 5.46 | 1 | 365 | 6.2178 | 0.51222 | 6 | 0.73007
17198 | 13.78 | 1 | 365 | 15.6927 | 0.57847 | 16 | 0.27113
17200 | 3.12 | 1 | 365 | 3.5531 | 0.14984 | 3 | 0.7029
17202 | 6.24 | 1 | 365 | 7.1061 | 0.29968 | 7 | 0.4058
17203 | 6.12 | 1 | 365 | 6.9695 | 0.02469 | 6 | 0.99415
17204 | 6.63 | 1 | 365 | 7.5502 | 0.19341 | 7 | 0.74366
17207 | 8.84 | 1 | 365 | 10.067 | 0.25789 | 10 | 0.32488
17209 | 4.16 | 1 | 365 | 4.7374 | 0.53312 | 5 | 0.27053
17210 | 10.92 | 1 | 365 | 12.4357 | 0.024447 | 12 | 0.46014
17212 | 5.2 | 1 | 365 | 5.9218 | 0.9164 | 6 | 0.83816
17215 | 4.42 | 1 | 365 | 5.0335 | 0.12894 | 5 | 0.16244
17220 | 6.63 | 1 | 365 | 7.5502 | 0.19341 | 7 | 0.74366
17223 | 5.2 | 1 | 365 | 5.9218 | 0.9164 | 6 | 0.83816
14382 | 2.295 | 1 | 365 | 2.6135 | 0.25926 | 2 | 0.8728
17225 | 8.415 | 1 | 365 | 9.583 | 0.28395 | 9 | 0.86695
14718 | 5 | 1 | 365 | 5.694 | 0.45808 | 6 | 0.15208
17228 | 4.59 | 1 | 365 | 5.2271 | 0.51852 | 5 | 0.74561
17229 | 4.68 | 1 | 365 | 5.3296 | 0.72476 | 6 | 0.054347
14876 | 7.02 | 1 | 365 | 7.9944 | 0.087144 | 8 | 0.08152
14868 | 8.67 | 1 | 365 | 9.8734 | 0.86831 | 10 | 0.74171
15210 | 12.24 | 1 | 365 | 13.9389 | 0.04938 | 13 | 0.98829
17232 | 5.72 | 1 | 365 | 6.5139 | 0.10804 | 6 | 0.62198
17233 | 5.865 | 1 | 365 | 6.6791 | 0.44033 | 7 | 0.11939
17234 | 6.24 | 1 | 365 | 7.1061 | 0.29968 | 7 | 0.4058
17235 | 6.5 | 1 | 365 | 7.4022 | 0.8955 | 8 | 0.2977
17237 | 6.76 | 1 | 365 | 7.6983 | 0.49132 | 8 | 0.18961
17068 | 2.08 | 1 | 365 | 2.3687 | 0.76656 | 3 | 0.13527
17154 | 9.88 | 1 | 365 | 11.2513 | 0.64117 | 11 | 0.89251
17346 | 10.71 | 1 | 365 | 12.1965 | 0.54321 | 12 | 0.73976
17352 | 7.14 | 1 | 365 | 8.131 | 0.36214 | 8 | 0.49317
17349 | 6.375 | 1 | 365 | 7.2599 | 0.60905 | 7 | 0.8689
17351 | 2.805 | 1 | 365 | 3.1943 | 0.42798 | 3 | 0.62232
17355 | 9.69 | 1 | 365 | 11.035 | 0.20576 | 11 | 0.24073
17319 | 4.25 | 1 | 365 | 4.8399 | 0.73937 | 5 | 0.57927
17323 | 13 | 1 | 365 | 14.8044 | 0.79101 | 15 | 0.59541
17325 | 8.75 | 1 | 365 | 9.9645 | 0.05164 | 10 | 0.01614
17328 | 8.75 | 1 | 365 | 9.9645 | 0.05164 | 10 | 0.01614
17330 | 5.25 | 1 | 365 | 5.9787 | 0.030984 | 6 | 0.009684
17333 | 6.5 | 1 | 365 | 7.4022 | 0.8955 | 8 | 0.2977
17353 | 6 | 1 | 365 | 6.8328 | 0.7497 | 7 | 0.5825
17357 | 10.26 | 1 | 365 | 11.6841 | 0.51198 | 12 | 0.19607
17359 | 4.5 | 1 | 365 | 5.1246 | 0.31227 | 5 | 0.43687
17399 | 4.59 | 1 | 365 | 5.2271 | 0.51852 | 5 | 0.74561
17451 | 7.395 | 1 | 365 | 8.4214 | 0.9465 | 9 | 0.36793
17476 | 7.905 | 1 | 365 | 9.0022 | 0.11522 | 9 | 0.11744
17481 | 8.37 | 1 | 365 | 9.5318 | 0.18083 | 9 | 0.71258
17609 | 19 | 1 | 365 | 21.6372 | 0.5407 | 22 | 0.1779
17634 | 11.07 | 1 | 365 | 12.6065 | 0.36819 | 12 | 0.97471
17665 | 5.4 | 1 | 365 | 6.1495 | 0.37473 | 6 | 0.52425
13788 | 8.925 | 1 | 365 | 10.1638 | 0.45267 | 10 | 0.61646
17703 | 3.85 | 1 | 365 | 4.3844 | 0.82272 | 5 | 0.2071
12439 | 14.28 | 1 | 365 | 16.2621 | 0.72428 | 16 | 0.98634
17892 | 3.6 | 1 | 365 | 4.0997 | 0.24982 | 4 | 0.3495
17912 | 13.734 | 1 | 365 | 15.6403 | 0.47305 | 16 | 0.11333
17925 | 4.32 | 1 | 365 | 4.9196 | 0.89978 | 5 | 0.8194
17929 | 3.06 | 1 | 365 | 3.4847 | 0.012345 | 3 | 0.49707
17930 | 4.335 | 1 | 365 | 4.9367 | 0.93416 | 5 | 0.87085
17972 | 7.194 | 1 | 365 | 8.1925 | 0.48589 | 8 | 0.67841
16071 | 8 | 1 | 365 | 9.1104 | 0.33293 | 9 | 0.44333
17977 | 7.2 | 1 | 365 | 8.1994 | 0.49964 | 8 | 0.699
17982 | 3.6 | 1 | 365 | 4.0997 | 0.24982 | 4 | 0.3495
17985 | 5.76 | 1 | 365 | 6.5595 | 0.19971 | 6 | 0.7592
17995 | 5.28 | 1 | 365 | 6.0129 | 0.099732 | 6 | 0.1126
18000 | 3.135 | 1 | 365 | 3.5701 | 0.18422 | 3 | 0.75435
18012 | 11.76 | 1 | 365 | 13.3923 | 0.9494 | 14 | 0.34169
18110 | 9 | 1 | 365 | 10.2492 | 0.62454 | 10 | 0.87374
18022 | 9.81 | 1 | 365 | 11.1716 | 0.48075 | 11 | 0.65238
18029 | 5.1 | 1 | 365 | 5.8079 | 0.68724 | 6 | 0.49512
18032 | 6.12 | 1 | 365 | 6.9695 | 0.02469 | 6 | 0.99415
18039 | 2.88 | 1 | 365 | 3.2797 | 0.59985 | 3 | 0.8796
18041 | 7.14 | 1 | 365 | 8.131 | 0.36214 | 8 | 0.49317
18043 | 7.2 | 1 | 365 | 8.1994 | 0.49964 | 8 | 0.699
18045 | 6.24 | 1 | 365 | 7.1061 | 0.29968 | 7 | 0.4058
18075 | 5.61 | 1 | 365 | 6.3887 | 0.85597 | 7 | 0.24463
18071 | 4.8 | 1 | 365 | 5.4662 | 0.99976 | 6 | 0.466
18122 | 4.32 | 1 | 365 | 4.9196 | 0.89978 | 5 | 0.8194
18126 | 4.8 | 1 | 365 | 5.4662 | 0.99976 | 6 | 0.466
18129 | 5.28 | 1 | 365 | 6.0129 | 0.099732 | 6 | 0.1126
18144 | 4.32 | 1 | 365 | 4.9196 | 0.89978 | 5 | 0.8194
18149 | 6.72 | 1 | 365 | 7.6527 | 0.39966 | 8 | 0.052396
18159 | 3.825 | 1 | 365 | 4.3559 | 0.76543 | 5 | 0.12134
18162 | 6.24 | 1 | 365 | 7.1061 | 0.29968 | 7 | 0.4058
18163 | 5.76 | 1 | 365 | 6.5595 | 0.19971 | 6 | 0.7592
18164 | 6 | 1 | 365 | 6.8328 | 0.7497 | 7 | 0.5825
16130 | 4.08 | 1 | 365 | 4.6463 | 0.34979 | 4 | 0.9961
18169 | 5.28 | 1 | 365 | 6.0129 | 0.099732 | 6 | 0.1126
18170 | 8.7 | 1 | 365 | 9.9076 | 0.93706 | 10 | 0.84462
13973 | 4.68 | 1 | 365 | 5.3296 | 0.72476 | 6 | 0.054347
18173 | 5.04 | 1 | 365 | 5.7396 | 0.54974 | 6 | 0.2893
15271 | 6.24 | 1 | 365 | 7.1061 | 0.29968 | 7 | 0.4058
15273 | 2.6 | 1 | 365 | 2.9609 | 0.9582 | 3 | 0.91908
15229 | 6.76 | 1 | 365 | 7.6983 | 0.49132 | 8 | 0.18961
15276 | 15.08 | 1 | 365 | 17.1731 | 0.55757 | 17 | 0.73067
15245 | 14.56 | 1 | 365 | 16.5809 | 0.36593 | 16 | 0.94686
18183 | 4.335 | 1 | 365 | 4.9367 | 0.93416 | 5 | 0.87085
15249 | 5.355 | 1 | 365 | 6.0983 | 0.2716 | 6 | 0.36988
15523 | 7.02 | 1 | 365 | 7.9944 | 0.087144 | 8 | 0.08152
15453 | 5.72 | 1 | 365 | 6.5139 | 0.10804 | 6 | 0.62198
15472 | 5.72 | 1 | 365 | 6.5139 | 0.10804 | 6 | 0.62198
18187 | 5.865 | 1 | 365 | 6.6791 | 0.44033 | 7 | 0.11939
18188 | 4.59 | 1 | 365 | 5.2271 | 0.51852 | 5 | 0.74561
18189 | 10.455 | 1 | 365 | 11.9062 | 0.95885 | 12 | 0.865
15445 | 2.86 | 1 | 365 | 3.257 | 0.55402 | 3 | 0.81099
15439 | 6.24 | 1 | 365 | 7.1061 | 0.29968 | 7 | 0.4058
18157 | 6.12 | 1 | 365 | 6.9695 | 0.02469 | 6 | 0.99415
15434 | 11.96 | 1 | 365 | 13.62 | 0.40773 | 14 | 0.027775
15551 | 9.1 | 1 | 365 | 10.3631 | 0.85371 | 11 | 0.21679
18190 | 3.06 | 1 | 365 | 3.4847 | 0.012345 | 3 | 0.49707
16124 | 6.6 | 1 | 365 | 7.5161 | 0.12467 | 7 | 0.64075
18192 | 6.3 | 1 | 365 | 7.1744 | 0.43718 | 7 | 0.61162
18195 | 8.88 | 1 | 365 | 10.1125 | 0.34955 | 10 | 0.46209
18196 | 5.1 | 1 | 365 | 5.8079 | 0.68724 | 6 | 0.49512
18200 | 2.88 | 1 | 365 | 3.2797 | 0.59985 | 3 | 0.8796
18201 | 7.44 | 1 | 365 | 8.4727 | 0.049623 | 8 | 0.5223
18176 | 6.72 | 1 | 365 | 7.6527 | 0.39966 | 8 | 0.052396
18202 | 3.6 | 1 | 365 | 4.0997 | 0.24982 | 4 | 0.3495
18203 | 7.44 | 1 | 365 | 8.4727 | 0.049623 | 8 | 0.5223
18206 | 3.57 | 1 | 365 | 4.0655 | 0.18107 | 4 | 0.24659
18207 | 4.08 | 1 | 365 | 4.6463 | 0.34979 | 4 | 0.9961
18209 | 3.25 | 1 | 365 | 3.7011 | 0.44775 | 4 | 0.14885
18210 | 8.829 | 1 | 365 | 10.0545 | 0.23268 | 10 | 0.28714
18211 | 6.12 | 1 | 365 | 6.9695 | 0.02469 | 6 | 0.99415
18213 | 6.48 | 1 | 365 | 7.3794 | 0.84967 | 8 | 0.2291
18214 | 3.57 | 1 | 365 | 4.0655 | 0.18107 | 4 | 0.24659
18223 | 3.36 | 1 | 365 | 3.8264 | 0.69983 | 4 | 0.5262
18225 | 6.72 | 1 | 365 | 7.6527 | 0.39966 | 8 | 0.052396
18226 | 5.232 | 1 | 365 | 5.9582 | 0.98973 | 6 | 0.94794
18227 | 4.8 | 1 | 365 | 5.4662 | 0.99976 | 6 | 0.466
18229 | 4.5 | 1 | 365 | 5.1246 | 0.31227 | 5 | 0.43687
18230 | 3.6 | 1 | 365 | 4.0997 | 0.24982 | 4 | 0.3495
18232 | 2.75 | 1 | 365 | 3.1317 | 0.30194 | 3 | 0.43364
18234 | 4.48 | 1 | 365 | 5.1018 | 0.26644 | 5 | 0.36826
18236 | 4.8 | 1 | 365 | 5.4662 | 0.99976 | 6 | 0.466
18237 | 4 | 1 | 365 | 4.5552 | 0.16646 | 4 | 0.72166
18238 | 3.5 | 1 | 365 | 3.9858 | 0.020656 | 4 | 0.006456
18239 | 3.84 | 1 | 365 | 4.373 | 0.79981 | 5 | 0.1728
18240 | 9.81 | 1 | 365 | 11.1716 | 0.48075 | 11 | 0.65238
18241 | 4.05 | 1 | 365 | 4.6121 | 0.28104 | 4 | 0.89318
18248 | 7.68 | 1 | 365 | 8.746 | 0.59961 | 9 | 0.34559
18249 | 7 | 1 | 365 | 7.9716 | 0.041312 | 8 | 0.012912
18250 | 7.935 | 1 | 365 | 9.0364 | 0.18397 | 9 | 0.22035
18251 | 12 | 1 | 365 | 13.6656 | 0.49939 | 14 | 0.16499
18253 | 3.12 | 1 | 365 | 3.5531 | 0.14984 | 3 | 0.7029
16973 | 15.3 | 1 | 365 | 17.4236 | 0.061725 | 17 | 0.48536
18254 | 7.92 | 1 | 365 | 9.0193 | 0.1496 | 9 | 0.16889
18255 | 5.52 | 1 | 365 | 6.2862 | 0.64972 | 6 | 0.9359
18257 | 4.25 | 1 | 365 | 4.8399 | 0.73937 | 5 | 0.57927
17080 | 5.1 | 1 | 365 | 5.8079 | 0.68724 | 6 | 0.49512
17078 | 5.865 | 1 | 365 | 6.6791 | 0.44033 | 7 | 0.11939
18260 | 7.68 | 1 | 365 | 8.746 | 0.59961 | 9 | 0.34559
18261 | 7.68 | 1 | 365 | 8.746 | 0.59961 | 9 | 0.34559
18262 | 6.25 | 1 | 365 | 7.1175 | 0.3226 | 7 | 0.4401
18263 | 4.32 | 1 | 365 | 4.9196 | 0.89978 | 5 | 0.8194
18264 | 4.725 | 1 | 365 | 5.3808 | 0.82789 | 6 | 0.20872
18269 | 2.55 | 1 | 365 | 2.9039 | 0.84362 | 3 | 0.74756
18270 | 6.6 | 1 | 365 | 7.5161 | 0.12467 | 7 | 0.64075
17214 | 5.865 | 1 | 365 | 6.6791 | 0.44033 | 7 | 0.11939
17396 | 13.005 | 1 | 365 | 14.8101 | 0.80247 | 15 | 0.61256
17580 | 5.865 | 1 | 365 | 6.6791 | 0.44033 | 7 | 0.11939
17584 | 4.08 | 1 | 365 | 4.6463 | 0.34979 | 4 | 0.9961
18284 | 11.76 | 1 | 365 | 13.3923 | 0.9494 | 14 | 0.34169
18287 | 5.76 | 1 | 365 | 6.5595 | 0.19971 | 6 | 0.7592
18288 | 4.5 | 1 | 365 | 5.1246 | 0.31227 | 5 | 0.43687
18304 | 3.375 | 1 | 365 | 3.8434 | 0.7342 | 4 | 0.57765
18310 | 5.28 | 1 | 365 | 6.0129 | 0.099732 | 6 | 0.1126
18308 | 4.08 | 1 | 365 | 4.6463 | 0.34979 | 4 | 0.9961
18314 | 3.84 | 1 | 365 | 4.373 | 0.79981 | 5 | 0.1728
18315 | 5.76 | 1 | 365 | 6.5595 | 0.19971 | 6 | 0.7592
18316 | 8.775 | 1 | 365 | 9.993 | 0.10893 | 10 | 0.1019
18317 | 4.95 | 1 | 365 | 5.6371 | 0.3435 | 5 | 0.98056
18321 | 6.3 | 1 | 365 | 7.1744 | 0.43718 | 7 | 0.61162
18323 | 13.515 | 1 | 365 | 15.3909 | 0.97119 | 16 | 0.36207
18327 | 5.52 | 1 | 365 | 6.2862 | 0.64972 | 6 | 0.9359
18333 | 5.1 | 1 | 365 | 5.8079 | 0.68724 | 6 | 0.49512
18352 | 6.3 | 1 | 365 | 7.1744 | 0.43718 | 7 | 0.61162
18355 | 4.59 | 1 | 365 | 5.2271 | 0.51852 | 5 | 0.74561
18357 | 5 | 1 | 365 | 5.694 | 0.45808 | 6 | 0.15208
18359 | 4 | 1 | 365 | 4.5552 | 0.16646 | 4 | 0.72166
18360 | 6.3 | 1 | 365 | 7.1744 | 0.43718 | 7 | 0.61162
18369 | 7.5 | 1 | 365 | 8.541 | 0.18712 | 8 | 0.72812
18371 | 3.15 | 1 | 365 | 3.5872 | 0.21859 | 3 | 0.80581
18372 | 5.28 | 1 | 365 | 6.0129 | 0.099732 | 6 | 0.1126
18375 | 2.88 | 1 | 365 | 3.2797 | 0.59985 | 3 | 0.8796
18378 | 4.725 | 1 | 365 | 5.3808 | 0.82789 | 6 | 0.20872
18480 | 4.2 | 1 | 365 | 4.783 | 0.62479 | 5 | 0.40775
18495 | 6.48 | 1 | 365 | 7.3794 | 0.84967 | 8 | 0.2291
18146 | 3.36 | 1 | 365 | 3.8264 | 0.69983 | 4 | 0.5262
17904 | 480.985 | 0.9 | 365 | 492.9711 | 0.0096296 | 492 | 0.98078
18543 | 11.115 | 1 | 365 | 12.6578 | 0.47131 | 13 | 0.12907
18546 | 9 | 1 | 365 | 10.2492 | 0.62454 | 10 | 0.87374
18611 | 5.04 | 1 | 365 | 5.7396 | 0.54974 | 6 | 0.2893
18617 | 6 | 1 | 365 | 6.8328 | 0.7497 | 7 | 0.5825
18618 | 4.8 | 1 | 365 | 5.4662 | 0.99976 | 6 | 0.466
16699 | 110.825 | 0.9 | 365 | 113.5868 | 0.57151 | 114 | 0.15827
17374 | 8.415 | 1 | 365 | 9.583 | 0.28395 | 9 | 0.86695
18654 | 5.85 | 1 | 365 | 6.662 | 0.40595 | 7 | 0.067934
18659 | 6.975 | 1 | 365 | 7.9431 | 0.98402 | 8 | 0.92715
18702 | 7.848 | 1 | 365 | 8.9373 | 0.9846 | 9 | 0.9219
18710 | 6.75 | 1 | 365 | 7.6869 | 0.46841 | 8 | 0.15531
18713 | 7.75 | 1 | 365 | 8.8257 | 0.76002 | 9 | 0.58572
18715 | 6 | 1 | 365 | 6.8328 | 0.7497 | 7 | 0.5825
18714 | 6.3 | 1 | 365 | 7.1744 | 0.43718 | 7 | 0.61162
15004 | 7.14 | 1 | 365 | 8.131 | 0.36214 | 8 | 0.49317
18719 | 7.59 | 1 | 365 | 8.6435 | 0.39337 | 9 | 0.036857
17845 | 10.5 | 1 | 365 | 11.9574 | 0.061968 | 12 | 0.019368
17851 | 7.14 | 1 | 365 | 8.131 | 0.36214 | 8 | 0.49317
17404 | 5.67 | 1 | 365 | 6.457 | 0.99346 | 7 | 0.45046
17959 | 3.57 | 1 | 365 | 4.0655 | 0.18107 | 4 | 0.24659
18001 | 4.845 | 1 | 365 | 5.5175 | 0.10288 | 5 | 0.62037
18718 | 8.5 | 1 | 365 | 9.6798 | 0.47874 | 10 | 0.15854
18078 | 5.28 | 1 | 365 | 6.0129 | 0.099732 | 6 | 0.1126
18730 | 9.065 | 1 | 365 | 10.3232 | 0.7735 | 11 | 0.096721
18736 | 6.5 | 1 | 365 | 7.4022 | 0.8955 | 8 | 0.2977
18077 | 12.69 | 1 | 365 | 14.4514 | 0.080607 | 14 | 0.53198
18099 | 7.15 | 1 | 365 | 8.1424 | 0.38505 | 8 | 0.52747
18731 | 8.58 | 1 | 365 | 9.7709 | 0.66207 | 10 | 0.43297
18741 | 4 | 1 | 365 | 4.5552 | 0.16646 | 4 | 0.72166
18740 | 10.75 | 1 | 365 | 12.2421 | 0.63487 | 12 | 0.87697
18742 | 3.75 | 1 | 365 | 4.2705 | 0.59356 | 4 | 0.86406
18743 | 6.5 | 1 | 365 | 7.4022 | 0.8955 | 8 | 0.2977
18746 | 11.25 | 1 | 365 | 12.8115 | 0.78068 | 13 | 0.59218
18748 | 5.25 | 1 | 365 | 5.9787 | 0.030984 | 6 | 0.009684
18753 | 7 | 1 | 365 | 7.9716 | 0.041312 | 8 | 0.012912
18750 | 10.5 | 1 | 365 | 11.9574 | 0.061968 | 12 | 0.019368
18757 | 6.75 | 1 | 365 | 7.6869 | 0.46841 | 8 | 0.15531
18758 | 10.25 | 1 | 365 | 11.6727 | 0.48906 | 12 | 0.16176
18760 | 7 | 1 | 365 | 7.9716 | 0.041312 | 8 | 0.012912
18761 | 8.75 | 1 | 365 | 9.9645 | 0.05164 | 10 | 0.01614
18764 | 10.98 | 1 | 365 | 12.504 | 0.16194 | 12 | 0.66597
18768 | 7.5 | 1 | 365 | 8.541 | 0.18712 | 8 | 0.72812
18771 | 13 | 1 | 365 | 14.8044 | 0.79101 | 15 | 0.59541
18171 | 6.12 | 1 | 365 | 6.9695 | 0.02469 | 6 | 0.99415
18786 | 10.675 | 1 | 365 | 12.1567 | 0.463 | 12 | 0.61969
18792 | 5.52 | 1 | 365 | 6.2862 | 0.64972 | 6 | 0.9359
18805 | 6 | 1 | 365 | 6.8328 | 0.7497 | 7 | 0.5825
18794 | 5.4 | 1 | 365 | 6.1495 | 0.37473 | 6 | 0.52425
18807 | 4.8 | 1 | 365 | 5.4662 | 0.99976 | 6 | 0.466
18422 | 8.67 | 1 | 365 | 9.8734 | 0.86831 | 10 | 0.74171
18883 | 8.925 | 1 | 365 | 10.1638 | 0.45267 | 10 | 0.61646
18886 | 4.05 | 1 | 365 | 4.6121 | 0.28104 | 4 | 0.89318
18893 | 7.14 | 1 | 365 | 8.131 | 0.36214 | 8 | 0.49317
18798 | 5.04 | 1 | 365 | 5.7396 | 0.54974 | 6 | 0.2893
18800 | 7.56 | 1 | 365 | 8.6093 | 0.32462 | 8 | 0.93394
18802 | 5.6 | 1 | 365 | 6.3773 | 0.83305 | 7 | 0.21033
16687 | 4.02 | 1 | 365 | 4.578 | 0.2123 | 4 | 0.79027
16744 | 6 | 1 | 365 | 6.8328 | 0.7497 | 7 | 0.5825
18847 | 7.28 | 1 | 365 | 8.2905 | 0.68296 | 8 | 0.97343
18877 | 6.12 | 1 | 365 | 6.9695 | 0.02469 | 6 | 0.99415
18909 | 6.48 | 1 | 365 | 7.3794 | 0.84967 | 8 | 0.2291
18911 | 6.3 | 1 | 365 | 7.1744 | 0.43718 | 7 | 0.61162
16229 | 6.25 | 1 | 365 | 7.1175 | 0.3226 | 7 | 0.4401
18919 | 4.75 | 1 | 365 | 5.4093 | 0.88518 | 6 | 0.29448
18920 | 3.75 | 1 | 365 | 4.2705 | 0.59356 | 4 | 0.86406
17953 | 24.75 | 1 | 365 | 28.1853 | 0.7175 | 28 | 0.9028
18934 | 5.76 | 1 | 365 | 6.5595 | 0.19971 | 6 | 0.7592
18937 | 4.725 | 1 | 365 | 5.3808 | 0.82789 | 6 | 0.20872
18974 | 5.175 | 1 | 365 | 5.8933 | 0.85911 | 6 | 0.7524
18972 | 7.65 | 1 | 365 | 8.7118 | 0.53086 | 9 | 0.24268
18976 | 5.4 | 1 | 365 | 6.1495 | 0.37473 | 6 | 0.52425
18981 | 4.8 | 1 | 365 | 5.4662 | 0.99976 | 6 | 0.466
19003 | 6.075 | 1 | 365 | 6.9182 | 0.92157 | 7 | 0.83978
19005 | 6.075 | 1 | 365 | 6.9182 | 0.92157 | 7 | 0.83978
18216 | 6.24 | 1 | 365 | 7.1061 | 0.29968 | 7 | 0.4058
19040 | 12.74 | 1 | 365 | 14.5083 | 0.19519 | 14 | 0.7035
18994 | 10 | 1 | 365 | 11.388 | 0.91616 | 12 | 0.30416
19093 | 5.25 | 1 | 365 | 5.9787 | 0.030984 | 6 | 0.009684
19097 | 6.5 | 1 | 365 | 7.4022 | 0.8955 | 8 | 0.2977
19106 | 6.5 | 1 | 365 | 7.4022 | 0.8955 | 8 | 0.2977
15431 | 9.1 | 1 | 365 | 10.3631 | 0.85371 | 11 | 0.21679
19078 | 3.185 | 1 | 365 | 3.6271 | 0.2988 | 3 | 0.92587
19073 | 7.25 | 1 | 365 | 8.2563 | 0.61422 | 8 | 0.87052
19156 | 4 | 1 | 365 | 4.5552 | 0.16646 | 4 | 0.72166
19135 | 8 | 1 | 365 | 9.1104 | 0.33293 | 9 | 0.44333
19157 | 13.2 | 1 | 365 | 15.0322 | 0.24933 | 15 | 0.28149
15504 | 3.9 | 1 | 365 | 4.4413 | 0.9373 | 5 | 0.37862
19161 | 7.848 | 1 | 365 | 8.9373 | 0.9846 | 9 | 0.9219
19158 | 12.753 | 1 | 365 | 14.5231 | 0.22498 | 14 | 0.7481
19139 | 5.2 | 1 | 365 | 5.9218 | 0.9164 | 6 | 0.83816
19163 | 6.975 | 1 | 365 | 7.9431 | 0.98402 | 8 | 0.92715
19174 | 6.3 | 1 | 365 | 7.1744 | 0.43718 | 7 | 0.61162
19147 | 10.75 | 1 | 365 | 12.2421 | 0.63487 | 12 | 0.87697
19164 | 3.825 | 1 | 365 | 4.3559 | 0.76543 | 5 | 0.12134
19150 | 6.25 | 1 | 365 | 7.1175 | 0.3226 | 7 | 0.4401
19175 | 5.52 | 1 | 365 | 6.2862 | 0.64972 | 6 | 0.9359
18697 | 14.04 | 1 | 365 | 15.9888 | 0.17429 | 16 | 0.16304
19187 | 3.6 | 1 | 365 | 4.0997 | 0.24982 | 4 | 0.3495
19176 | 3.5 | 1 | 365 | 3.9858 | 0.020656 | 4 | 0.006456
19151 | 7.02 | 1 | 365 | 7.9944 | 0.087144 | 8 | 0.08152
19188 | 6.24 | 1 | 365 | 7.1061 | 0.29968 | 7 | 0.4058
19181 | 3.6 | 1 | 365 | 4.0997 | 0.24982 | 4 | 0.3495
19185 | 4.95 | 1 | 365 | 5.6371 | 0.3435 | 5 | 0.98056
19189 | 3 | 1 | 365 | 3.4164 | 0.87485 | 4 | 0.29125
19190 | 10.455 | 1 | 365 | 11.9062 | 0.46841 | 12 | 0.37456
19192 | 3.84 | 1 | 365 | 4.373 | 0.79981 | 5 | 0.1728
19236 | 5.52 | 1 | 365 | 6.2862 | 0.64972 | 6 | 0.9359
587 | 318.24 | 0.9 | 365 | 326.1705 | 0.35549 | 326 | 0.52603
19387 | 3.825 | 1 | 365 | 4.3559 | 0.76543 | 5 | 0.12134
19409 | 6.12 | 1 | 365 | 6.9695 | 0.02469 | 6 | 0.99415
19377 | 5.67 | 1 | 365 | 6.457 | 0.99346 | 7 | 0.45046
19160 | 10.335 | 1 | 365 | 11.7695 | 0.68385 | 12 | 0.45335
16874 | 9.435 | 1 | 365 | 10.7446 | 0.6214 | 11 | 0.36597
19550 | 6.867 | 1 | 365 | 7.8201 | 0.73653 | 8 | 0.55667
19576 | 8 | 1 | 365 | 9.1104 | 0.33293 | 9 | 0.44333
19571 | 7.14 | 1 | 365 | 8.131 | 0.36214 | 8 | 0.49317
19569 | 8.235 | 1 | 365 | 9.378 | 0.87146 | 10 | 0.24948
19567 | 10 | 1 | 365 | 11.388 | 0.91616 | 12 | 0.30416
19555 | 3.25 | 1 | 365 | 3.7011 | 0.44775 | 4 | 0.14885
19552 | 4.25 | 1 | 365 | 4.8399 | 0.73937 | 5 | 0.57927
19543 | 4 | 1 | 365 | 4.5552 | 0.16646 | 4 | 0.72166
19540 | 3.5 | 1 | 365 | 3.9858 | 0.020656 | 4 | 0.006456
17058 | 9.88 | 1 | 365 | 11.2513 | 0.64117 | 11 | 0.89251
19537 | 5.61 | 1 | 365 | 6.3887 | 0.85597 | 7 | 0.24463
17062 | 7.975 | 1 | 365 | 9.0819 | 0.27564 | 9 | 0.35757
19538 | 3 | 1 | 365 | 3.4164 | 0.87485 | 4 | 0.29125
17100 | 6.48 | 1 | 365 | 7.3794 | 0.84967 | 8 | 0.2291
17910 | 5.6 | 1 | 365 | 6.3773 | 0.83305 | 7 | 0.21033
19532 | 4.5 | 1 | 365 | 5.1246 | 0.31227 | 5 | 0.43687
19524 | 12.2 | 1 | 365 | 13.8934 | 0.95772 | 14 | 0.85108
108 | 3849.12 | 1 | 365 | 4383.3779 | 0.70498 | 4384 | 0.082834
19525 | 4.08 | 1 | 365 | 4.6463 | 0.34979 | 4 | 0.9961
18267 | 9.69 | 1 | 365 | 11.035 | 0.20576 | 11 | 0.24073
18272 | 8.58 | 1 | 365 | 9.7709 | 0.66207 | 10 | 0.43297
18274 | 4.16 | 1 | 365 | 4.7374 | 0.53312 | 5 | 0.27053
19523 | 8.25 | 1 | 365 | 9.3951 | 0.90583 | 10 | 0.30093
17906 | 411.445 | 0.9 | 365 | 421.6982 | 0.58655 | 422 | 0.28476
19520 | 12.25 | 1 | 365 | 13.9503 | 0.072296 | 14 | 0.022596
17905 | 347.7 | 0.9 | 365 | 356.3647 | 0.11539 | 356 | 0.48008
16214 | 8.32 | 1 | 365 | 9.4748 | 0.066245 | 9 | 0.54106
18258 | 12.24 | 1 | 365 | 13.9389 | 0.04938 | 13 | 0.98829
19486 | 7 | 1 | 365 | 7.9716 | 0.041312 | 8 | 0.012912
19487 | 9 | 1 | 365 | 10.2492 | 0.62454 | 10 | 0.87374
19479 | 5.25 | 1 | 365 | 5.9787 | 0.030984 | 6 | 0.009684
17859 | 6.24 | 1 | 365 | 7.1061 | 0.29968 | 7 | 0.4058
19476 | 10.8 | 1 | 365 | 12.299 | 0.74945 | 13 | 0.048493
18734 | 12.48 | 1 | 365 | 14.2122 | 0.59937 | 14 | 0.81159
19473 | 7.75 | 1 | 365 | 8.8257 | 0.76002 | 9 | 0.58572
19440 | 7.35 | 1 | 365 | 8.3702 | 0.84338 | 9 | 0.21356
18744 | 11.25 | 1 | 365 | 12.8115 | 0.78068 | 13 | 0.59218
19261 | 4.25 | 1 | 365 | 4.8399 | 0.73937 | 5 | 0.57927
19719 | 9.9 | 1 | 365 | 11.2741 | 0.687 | 11 | 0.96112
19262 | 7 | 1 | 365 | 7.9716 | 0.041312 | 8 | 0.012912
19720 | 5.76 | 1 | 365 | 6.5595 | 0.19971 | 6 | 0.7592
19358 | 5.28 | 1 | 365 | 6.0129 | 0.099732 | 6 | 0.1126
19372 | 109.2 | 0.9 | 365 | 111.9213 | 0.22002 | 112 | 0.14128
19712 | 4.95 | 1 | 365 | 5.6371 | 0.3435 | 5 | 0.98056
18995 | 6 | 1 | 365 | 6.8328 | 0.7497 | 7 | 0.5825
18997 | 6.25 | 1 | 365 | 7.1175 | 0.3226 | 7 | 0.4401
18998 | 12.5 | 1 | 365 | 14.235 | 0.6452 | 14 | 0.8802
18897 | 5.04 | 1 | 365 | 5.7396 | 0.54974 | 6 | 0.2893
19063 | 3.57 | 1 | 365 | 4.0655 | 0.18107 | 4 | 0.24659
19067 | 6.05 | 1 | 365 | 6.8897 | 0.86428 | 7 | 0.75402
15446 | 8.84 | 1 | 365 | 10.067 | 0.25789 | 10 | 0.32488
19082 | 9.945 | 1 | 365 | 11.3254 | 0.79012 | 12 | 0.11549
18687 | 19.38 | 1 | 365 | 22.0699 | 0.41152 | 22 | 0.48146
19715 | 4.5 | 1 | 365 | 5.1246 | 0.31227 | 5 | 0.43687
19260 | 3.84 | 1 | 365 | 4.373 | 0.79981 | 5 | 0.1728
18217 | 9.156 | 1 | 365 | 10.4269 | 0.98204 | 11 | 0.40889
18244 | 3.575 | 1 | 365 | 4.0712 | 0.19253 | 4 | 0.26374
18330 | 6 | 1 | 365 | 6.8328 | 0.7497 | 7 | 0.5825
17163 | 3 | 1 | 365 | 3.4164 | 0.87485 | 4 | 0.29125
14503 | 4.94 | 1 | 365 | 5.6257 | 0.32058 | 5 | 0.94626
20042 | 5.98 | 1 | 365 | 6.81 | 0.70386 | 7 | 0.51389
20039 | 11.18 | 1 | 365 | 12.7318 | 0.62027 | 13 | 0.35205
20046 | 4.42 | 1 | 365 | 5.0335 | 0.12894 | 5 | 0.16244
14478 | 9.435 | 1 | 365 | 10.7446 | 0.6214 | 11 | 0.36597
20048 | 3.64 | 1 | 365 | 4.1452 | 0.34148 | 4 | 0.48671
19885 | 4.94 | 1 | 365 | 5.6257 | 0.32058 | 5 | 0.94626
19879 | 7.02 | 1 | 365 | 7.9944 | 0.087144 | 8 | 0.08152
20021 | 2.6 | 1 | 365 | 2.9609 | 0.9582 | 3 | 0.91908
13053 | 50.49 | 0.9 | 365 | 51.7482 | 0.13332 | 51 | 0.88153
19087 | 9.18 | 1 | 365 | 10.4542 | 0.037035 | 10 | 0.49122
15380 | 6.375 | 1 | 365 | 7.2599 | 0.60905 | 7 | 0.8689
19328 | 2.55 | 1 | 365 | 2.9039 | 0.84362 | 3 | 0.74756
18918 | 2.4 | 1 | 365 | 2.7331 | 0.49988 | 3 | 0.233
15386 | 10.2 | 1 | 365 | 11.6158 | 0.37448 | 11 | 0.99024
19310 | 7 | 1 | 365 | 7.9716 | 0.041312 | 8 | 0.012912
20036 | 4.68 | 1 | 365 | 5.3296 | 0.72476 | 6 | 0.054347
19326 | 10.75 | 1 | 365 | 12.2421 | 0.63487 | 12 | 0.87697
20019 | 8.58 | 1 | 365 | 9.7709 | 0.66207 | 10 | 0.43297
19308 | 4.95 | 1 | 365 | 5.6371 | 0.3435 | 5 | 0.98056
19307 | 3.75 | 1 | 365 | 4.2705 | 0.59356 | 4 | 0.86406
13552 | 12.495 | 1 | 365 | 14.2293 | 0.63374 | 14 | 0.86305
19303 | 5 | 1 | 365 | 5.694 | 0.45808 | 6 | 0.15208
19301 | 3.5 | 1 | 365 | 3.9858 | 0.020656 | 4 | 0.006456
20006 | 7.395 | 1 | 365 | 8.4214 | 0.9465 | 9 | 0.36793
19329 | 3.9 | 1 | 365 | 4.4413 | 0.9373 | 5 | 0.37862
20013 | 13.26 | 1 | 365 | 15.1005 | 0.38683 | 15 | 0.48732
19183 | 3.84 | 1 | 365 | 4.373 | 0.79981 | 5 | 0.1728
19369 | 9.6 | 1 | 365 | 10.9325 | 0.99951 | 11 | 0.93199
19588 | 5.85 | 1 | 365 | 6.662 | 0.40595 | 7 | 0.067934
19591 | 6.3 | 1 | 365 | 7.1744 | 0.43718 | 7 | 0.61162
19581 | 5.625 | 1 | 365 | 6.4058 | 0.89034 | 7 | 0.29609
19999 | 7.75 | 1 | 365 | 8.8257 | 0.76002 | 9 | 0.58572
19578 | 9.6 | 1 | 365 | 10.9325 | 0.99951 | 11 | 0.93199
19996 | 6.5 | 1 | 365 | 7.4022 | 0.8955 | 8 | 0.2977
11414 | 556.92 | 0.9 | 365 | 570.7984 | 0.6221 | 571 | 0.42055
19612 | 10.2 | 1 | 365 | 11.6158 | 0.37448 | 11 | 0.99024
19986 | 5.98 | 1 | 365 | 6.81 | 0.70386 | 7 | 0.51389
18808 | 5.76 | 1 | 365 | 6.5595 | 0.19971 | 6 | 0.7592
19610 | 19.2 | 1 | 365 | 21.865 | 0.99903 | 22 | 0.86399
19608 | 5.04 | 1 | 365 | 5.7396 | 0.54974 | 6 | 0.2893
19972 | 4.94 | 1 | 365 | 5.6257 | 0.32058 | 5 | 0.94626
19620 | 5.94 | 1 | 365 | 6.7645 | 0.6122 | 7 | 0.37667
19967 | 4.68 | 1 | 365 | 5.3296 | 0.72476 | 6 | 0.054347
15662 | 8 | 1 | 365 | 9.1104 | 0.33293 | 9 | 0.44333
19684 | 15 | 1 | 365 | 17.082 | 0.37424 | 17 | 0.45624
19600 | 19.25 | 1 | 365 | 21.9219 | 0.11361 | 22 | 0.035508
19857 | 7 | 1 | 365 | 7.9716 | 0.041312 | 8 | 0.012912
20052 | 10 | 1 | 365 | 11.388 | 0.91616 | 12 | 0.30416
19611 | 7.8 | 1 | 365 | 8.8826 | 0.8746 | 9 | 0.75724
19725 | 3.15 | 1 | 365 | 3.5872 | 0.21859 | 3 | 0.80581
19852 | 12.25 | 1 | 365 | 13.9503 | 0.072296 | 14 | 0.022596
19854 | 7.25 | 1 | 365 | 8.2563 | 0.61422 | 8 | 0.87052
19848 | 5.25 | 1 | 365 | 5.9787 | 0.030984 | 6 | 0.009684
19846 | 7.5 | 1 | 365 | 8.541 | 0.18712 | 8 | 0.72812
19847 | 7 | 1 | 365 | 7.9716 | 0.041312 | 8 | 0.012912
20062 | 8.84 | 1 | 365 | 10.067 | 0.25789 | 10 | 0.32488
19843 | 8.75 | 1 | 365 | 9.9645 | 0.05164 | 10 | 0.01614
19842 | 10.25 | 1 | 365 | 11.6727 | 0.48906 | 12 | 0.16176
15217 | 4.08 | 1 | 365 | 4.6463 | 0.34979 | 4 | 0.9961
19833 | 10.75 | 1 | 365 | 12.2421 | 0.63487 | 12 | 0.87697
19840 | 5.5 | 1 | 365 | 6.2634 | 0.60389 | 6 | 0.86729
19835 | 9.75 | 1 | 365 | 11.1033 | 0.34326 | 11 | 0.44656
19816 | 8.75 | 1 | 365 | 9.9645 | 0.05164 | 10 | 0.01614
19828 | 8.06 | 1 | 365 | 9.1787 | 0.47042 | 9 | 0.64915
19802 | 5.5 | 1 | 365 | 6.2634 | 0.60389 | 6 | 0.86729
19679 | 4.5 | 1 | 365 | 5.1246 | 0.31227 | 5 | 0.43687
19654 | 6.5 | 1 | 365 | 7.4022 | 0.8955 | 8 | 0.2977
19677 | 7.25 | 1 | 365 | 8.2563 | 0.61422 | 8 | 0.87052
19653 | 7.75 | 1 | 365 | 8.8257 | 0.76002 | 9 | 0.58572
20387 | 9.88 | 1 | 365 | 11.2513 | 0.64117 | 11 | 0.89251
19652 | 7.5 | 1 | 365 | 8.541 | 0.18712 | 8 | 0.72812
20390 | 7.8 | 1 | 365 | 8.8826 | 0.8746 | 9 | 0.75724
19647 | 7.5 | 1 | 365 | 8.541 | 0.18712 | 8 | 0.72812
20397 | 5.98 | 1 | 365 | 6.81 | 0.70386 | 7 | 0.51389
19649 | 5.39 | 1 | 365 | 6.1381 | 0.35181 | 6 | 0.48994
20411 | 6.76 | 1 | 365 | 7.6983 | 0.49132 | 8 | 0.18961
19641 | 4.165 | 1 | 365 | 4.7431 | 0.54458 | 5 | 0.28768
19643 | 2.695 | 1 | 365 | 3.0691 | 0.17591 | 3 | 0.24497
19637 | 7.35 | 1 | 365 | 8.3702 | 0.84338 | 9 | 0.21356
19632 | 3.185 | 1 | 365 | 3.6271 | 0.2988 | 3 | 0.92587
20416 | 5.98 | 1 | 365 | 6.81 | 0.70386 | 7 | 0.51389
19633 | 2.25 | 1 | 365 | 2.5623 | 0.15614 | 2 | 0.71844
19630 | 7.25 | 1 | 365 | 8.2563 | 0.61422 | 8 | 0.87052
18915 | 7.98 | 1 | 365 | 9.0876 | 0.2871 | 9 | 0.37472
20412 | 4.68 | 1 | 365 | 5.3296 | 0.72476 | 6 | 0.054347
19757 | 5.85 | 1 | 365 | 6.662 | 0.40595 | 7 | 0.067934
16265 | 5.355 | 1 | 365 | 6.0983 | 0.2716 | 6 | 0.36988
19743 | 5.1 | 1 | 365 | 5.8079 | 0.68724 | 6 | 0.49512
19748 | 5.4 | 1 | 365 | 6.1495 | 0.37473 | 6 | 0.52425
20418 | 6.12 | 1 | 365 | 6.9695 | 0.02469 | 6 | 0.99415
19736 | 11.13 | 1 | 365 | 12.6748 | 0.50569 | 13 | 0.18053
20419 | 5.1 | 1 | 365 | 5.8079 | 0.68724 | 6 | 0.49512
20068 | 6.885 | 1 | 365 | 7.8406 | 0.77778 | 8 | 0.61841
20073 | 4.68 | 1 | 365 | 5.3296 | 0.72476 | 6 | 0.054347
20420 | 5.355 | 1 | 365 | 6.0983 | 0.2716 | 6 | 0.36988
20115 | 11.7 | 1 | 365 | 13.324 | 0.81191 | 14 | 0.13587
20084 | 3.9 | 1 | 365 | 4.4413 | 0.9373 | 5 | 0.37862
20100 | 15.08 | 1 | 365 | 17.1731 | 0.55757 | 17 | 0.73067
20107 | 5.72 | 1 | 365 | 6.5139 | 0.10804 | 6 | 0.62198
20117 | 6.5 | 1 | 365 | 7.4022 | 0.8955 | 8 | 0.2977
20125 | 7.28 | 1 | 365 | 8.2905 | 0.68296 | 8 | 0.97343
20133 | 3.12 | 1 | 365 | 3.5531 | 0.14984 | 3 | 0.7029
20138 | 4.68 | 1 | 365 | 5.3296 | 0.72476 | 6 | 0.054347
19373 | 59.514 | 0.9 | 365 | 60.9971 | 0.74491 | 61 | 0.742
20069 | 498.4 | 0.8 | 365 | 454.0623 | 0.71313 | 454 | 0.77547
19098 | 3.5 | 1 | 365 | 3.9858 | 0.020656 | 4 | 0.006456
20186 | 9.36 | 1 | 365 | 10.6592 | 0.44953 | 11 | 0.10869
19639 | 13.26 | 1 | 365 | 15.1005 | 0.38683 | 15 | 0.48732
20199 | 9.62 | 1 | 365 | 10.9553 | 0.045346 | 11 | 0.00060192
20222 | 6.12 | 1 | 365 | 6.9695 | 0.02469 | 6 | 0.99415
20231 | 3 | 1 | 365 | 3.4164 | 0.87485 | 4 | 0.29125
20232 | 9.69 | 1 | 365 | 11.035 | 0.20576 | 11 | 0.24073
20056 | 5.4 | 1 | 365 | 6.1495 | 0.37473 | 6 | 0.52425
20421 | 2.55 | 1 | 365 | 2.9039 | 0.84362 | 3 | 0.74756
20422 | 2.34 | 1 | 365 | 2.6648 | 0.36238 | 3 | 0.027173
20424 | 60.39 | 0.9 | 365 | 61.8949 | 0.55162 | 62 | 0.44654
20270 | 5.2 | 1 | 365 | 5.9218 | 0.9164 | 6 | 0.83816
20248 | 4.725 | 1 | 365 | 5.3808 | 0.82789 | 6 | 0.20872
20209 | 19.62 | 1 | 365 | 22.3433 | 0.96151 | 23 | 0.30476
20255 | 33.12 | 0.9 | 365 | 33.9454 | 0.30849 | 34 | 0.25384
17347 | 9 | 1 | 365 | 10.2492 | 0.62454 | 10 | 0.87374
20283 | 4.16 | 1 | 365 | 4.7374 | 0.53312 | 5 | 0.27053
20285 | 3.315 | 1 | 365 | 3.7751 | 0.59671 | 4 | 0.37183
20288 | 4.42 | 1 | 365 | 5.0335 | 0.12894 | 5 | 0.16244
20293 | 5.46 | 1 | 365 | 6.2178 | 0.51222 | 6 | 0.73007
20292 | 9.945 | 1 | 365 | 11.3254 | 0.79012 | 12 | 0.11549
20235 | 6.4 | 1 | 365 | 7.2883 | 0.66634 | 7 | 0.95466
20320 | 6.63 | 1 | 365 | 7.5502 | 0.19341 | 7 | 0.74366
20339 | 11.18 | 1 | 365 | 12.7318 | 0.62027 | 13 | 0.35205
20328 | 3.83 | 1 | 365 | 4.3616 | 0.77689 | 5 | 0.13849
17050 | 8.58 | 1 | 365 | 9.7709 | 0.66207 | 10 | 0.43297
20344 | 4.68 | 1 | 365 | 5.3296 | 0.72476 | 6 | 0.054347
20350 | 5.98 | 1 | 365 | 6.81 | 0.70386 | 7 | 0.51389
20358 | 4.42 | 1 | 365 | 5.0335 | 0.12894 | 5 | 0.16244
20351 | 8.16 | 1 | 365 | 9.2926 | 0.69959 | 9 | 0.99219
20368 | 9.69 | 1 | 365 | 11.035 | 0.20576 | 11 | 0.24073
20383 | 8.06 | 1 | 365 | 9.1787 | 0.47042 | 9 | 0.64915
17766 | 3.38 | 1 | 365 | 3.8491 | 0.74566 | 4 | 0.59481
13058 | 50.49 | 0.9 | 365 | 51.7482 | 0.13332 | 51 | 0.88153
13060 | 50.49 | 0.9 | 365 | 51.7482 | 0.13332 | 51 | 0.88153
13048 | 50.49 | 0.9 | 365 | 51.7482 | 0.13332 | 51 | 0.88153
17666 | 289.75 | 0.9 | 365 | 296.9706 | 0.59616 | 297 | 0.56673
17668 | 649.04 | 0.9 | 365 | 665.2141 | 0.6154 | 665 | 0.82948
15889 | 4.335 | 1 | 365 | 4.9367 | 0.93416 | 5 | 0.87085
12970 | 516 | 0.9 | 365 | 528.8587 | 0.22647 | 529 | 0.08519
19048 | 7 | 1 | 365 | 7.9716 | 0.041312 | 8 | 0.012912
20901 | 7.02 | 1 | 365 | 7.9944 | 0.087144 | 8 | 0.08152
15243 | 5.865 | 1 | 365 | 6.6791 | 0.44033 | 7 | 0.11939
16326 | 44.72 | 0.9 | 365 | 45.8344 | 0.23296 | 46 | 0.067383
16671 | 4.59 | 1 | 365 | 5.2271 | 0.51852 | 5 | 0.74561
18755 | 9.62 | 1 | 365 | 10.9553 | 0.045346 | 11 | 0.00060192
18776 | 5.5 | 1 | 365 | 6.2634 | 0.60389 | 6 | 0.86729
18778 | 3.185 | 1 | 365 | 3.6271 | 0.2988 | 3 | 0.92587
18788 | 4.32 | 1 | 365 | 4.9196 | 0.89978 | 5 | 0.8194
19441 | 8.1 | 1 | 365 | 9.2243 | 0.56209 | 9 | 0.78637
18939 | 5.4 | 1 | 365 | 6.1495 | 0.37473 | 6 | 0.52425
19096 | 9 | 1 | 365 | 10.2492 | 0.62454 | 10 | 0.87374
19099 | 7.75 | 1 | 365 | 8.8257 | 0.76002 | 9 | 0.58572
19104 | 9 | 1 | 365 | 10.2492 | 0.62454 | 10 | 0.87374
19107 | 5.75 | 1 | 365 | 6.5481 | 0.17679 | 6 | 0.72489
19080 | 10 | 1 | 365 | 11.388 | 0.91616 | 12 | 0.30416
19062 | 8.5 | 1 | 365 | 9.6798 | 0.47874 | 10 | 0.15854
19137 | 5.75 | 1 | 365 | 6.5481 | 0.17679 | 6 | 0.72489
19142 | 7 | 1 | 365 | 7.9716 | 0.041312 | 8 | 0.012912
19149 | 10.5 | 1 | 365 | 11.9574 | 0.061968 | 12 | 0.019368
19577 | 10.75 | 1 | 365 | 12.2421 | 0.63487 | 12 | 0.87697
19575 | 13 | 1 | 365 | 14.8044 | 0.79101 | 15 | 0.59541
19574 | 7.65 | 1 | 365 | 8.7118 | 0.53086 | 9 | 0.24268
19570 | 8.75 | 1 | 365 | 9.9645 | 0.05164 | 10 | 0.01614
19564 | 13.25 | 1 | 365 | 15.0891 | 0.36391 | 15 | 0.45301
19561 | 9.5 | 1 | 365 | 10.8186 | 0.77035 | 11 | 0.58895
19563 | 10.71 | 1 | 365 | 12.1965 | 0.54321 | 12 | 0.73976
19559 | 15 | 1 | 365 | 17.082 | 0.37424 | 17 | 0.45624
19557 | 8 | 1 | 365 | 9.1104 | 0.33293 | 9 | 0.44333
19542 | 7.65 | 1 | 365 | 8.7118 | 0.53086 | 9 | 0.24268
19539 | 8.96 | 1 | 365 | 10.2036 | 0.53288 | 10 | 0.73653
19528 | 4.675 | 1 | 365 | 5.3239 | 0.7133 | 6 | 0.037195
19496 | 9 | 1 | 365 | 10.2492 | 0.62454 | 10 | 0.87374
19493 | 6.5 | 1 | 365 | 7.4022 | 0.8955 | 8 | 0.2977
19489 | 11.5 | 1 | 365 | 13.0962 | 0.35358 | 13 | 0.44978
19488 | 12.48 | 1 | 365 | 14.2122 | 0.59937 | 14 | 0.81159
19481 | 11.34 | 1 | 365 | 12.914 | 0.98693 | 13 | 0.90092
19485 | 8.5 | 1 | 365 | 9.6798 | 0.47874 | 10 | 0.15854
19478 | 9 | 1 | 365 | 10.2492 | 0.62454 | 10 | 0.87374
19407 | 6.48 | 1 | 365 | 7.3794 | 0.84967 | 8 | 0.2291
19406 | 6.24 | 1 | 365 | 7.1061 | 0.29968 | 7 | 0.4058
19709 | 9.36 | 1 | 365 | 10.6592 | 0.44953 | 11 | 0.10869
20060 | 7.44 | 1 | 365 | 8.4727 | 0.049623 | 8 | 0.5223
16515 | 373.75 | 1 | 365 | 425.6265 | 0.49148 | 426 | 0.11798
18766 | 5 | 1 | 365 | 5.694 | 0.45808 | 6 | 0.15208
17358 | 7.65 | 1 | 365 | 8.7118 | 0.53086 | 9 | 0.24268
18324 | 6.54 | 1 | 365 | 7.4478 | 0.98717 | 8 | 0.43492
95 | 1597.05 | 1 | 365 | 1818.7205 | 0.82533 | 1819 | 0.54587
19162 | 5.232 | 1 | 365 | 5.9582 | 0.98973 | 6 | 0.94794
18068 | 23.544 | 1 | 365 | 26.8119 | 0.95381 | 27 | 0.76571
19324 | 10.2 | 1 | 365 | 11.6158 | 0.37448 | 11 | 0.99024
20083 | 5.2 | 1 | 365 | 5.9218 | 0.9164 | 6 | 0.83816
4121 | 1306.8 | 0.9 | 365 | 1339.3655 | 0.21541 | 1339 | 0.58087
15425 | 8.16 | 1 | 365 | 9.2926 | 0.69959 | 9 | 0.99219
15549 | 8.75 | 1 | 365 | 9.9645 | 0.05164 | 10 | 0.01614
12405 | 6.72 | 1 | 365 | 7.6527 | 0.39966 | 8 | 0.052396
16482 | 3.924 | 1 | 365 | 4.4687 | 0.9923 | 5 | 0.46095
16861 | 3.57 | 1 | 365 | 4.0655 | 0.18107 | 4 | 0.24659
14677 | 7.65 | 1 | 365 | 8.7118 | 0.53086 | 9 | 0.24268
13691 | 6.05 | 1 | 365 | 6.8897 | 0.86428 | 7 | 0.75402
13621 | 4.76 | 1 | 365 | 5.4207 | 0.90809 | 6 | 0.32878
14289 | 7.7 | 1 | 365 | 8.7688 | 0.64544 | 9 | 0.4142
14552 | 12.375 | 1 | 365 | 14.0927 | 0.35875 | 14 | 0.4514
14902 | 6.6 | 1 | 365 | 7.5161 | 0.12467 | 7 | 0.64075
14886 | 9.075 | 1 | 365 | 10.3346 | 0.79642 | 11 | 0.13103
15181 | 7.7 | 1 | 365 | 8.7688 | 0.64544 | 9 | 0.4142
15362 | 5.04 | 1 | 365 | 5.7396 | 0.54974 | 6 | 0.2893
16856 | 9 | 1 | 365 | 10.2492 | 0.62454 | 10 | 0.87374
16600 | 1.5 | 1 | 365 | 1.7082 | 0.43742 | 2 | 0.14562
13052 | 50.49 | 0.9 | 365 | 51.7482 | 0.13332 | 51 | 0.88153
13061 | 50.49 | 0.9 | 365 | 51.7482 | 0.13332 | 51 | 0.88153
13055 | 50.49 | 0.9 | 365 | 51.7482 | 0.13332 | 51 | 0.88153
13054 | 50.49 | 0.9 | 365 | 51.7482 | 0.13332 | 51 | 0.88153
13051 | 50.49 | 0.9 | 365 | 51.7482 | 0.13332 | 51 | 0.88153
13057 | 36.72 | 0.9 | 365 | 37.6351 | 0.73333 | 38 | 0.36839
13049 | 36.72 | 0.9 | 365 | 37.6351 | 0.73333 | 38 | 0.36839
13045 | 50.49 | 0.9 | 365 | 51.7482 | 0.13332 | 51 | 0.88153
13046 | 50.49 | 0.9 | 365 | 51.7482 | 0.13332 | 51 | 0.88153
13056 | 36.72 | 0.9 | 365 | 37.6351 | 0.73333 | 38 | 0.36839
13047 | 50.49 | 0.9 | 365 | 51.7482 | 0.13332 | 51 | 0.88153
16445 | 8.175 | 1 | 365 | 9.3097 | 0.73396 | 10 | 0.043651
13713 | 10.26 | 1 | 365 | 11.6841 | 0.51198 | 12 | 0.19607
9159 | 1989.52 | 0.9 | 365 | 2039.0988 | 0.29428 | 2039 | 0.39312
18537 | 7.02 | 1 | 365 | 7.9944 | 0.087144 | 8 | 0.08152
14185 | 6.89 | 1 | 365 | 7.8463 | 0.78923 | 8 | 0.63557
12675 | 5.3 | 1 | 365 | 6.0356 | 0.14556 | 6 | 0.1812
18539 | 4.48 | 1 | 365 | 5.1018 | 0.26644 | 5 | 0.36826
17361 | 4.25 | 1 | 365 | 4.8399 | 0.73937 | 5 | 0.57927
19735 | 11.2 | 1 | 365 | 12.7546 | 0.6661 | 13 | 0.42066
15187 | 14.02 | 1 | 365 | 15.966 | 0.12846 | 16 | 0.094432
12626 | 8.8 | 1 | 365 | 10.0214 | 0.16622 | 10 | 0.18766
12977 | 81 | 0.9 | 365 | 83.0185 | 0.058806 | 83 | 0.077326
15199 | 52.62 | 0.9 | 365 | 53.9313 | 0.52635 | 54 | 0.45764
12149 | 1.785 | 1 | 365 | 2.0328 | 0.090535 | 2 | 0.12329
18193 | 8.96 | 1 | 365 | 10.2036 | 0.53288 | 10 | 0.73653
16547 | 4.08 | 1 | 365 | 4.6463 | 0.34979 | 4 | 0.9961
15476 | 5.67 | 1 | 365 | 6.457 | 0.99346 | 7 | 0.45046
16297 | 5.1 | 1 | 365 | 5.8079 | 0.68724 | 6 | 0.49512
16338 | 9.18 | 1 | 365 | 10.4542 | 0.037035 | 10 | 0.49122
15486 | 3.825 | 1 | 365 | 4.3559 | 0.76543 | 5 | 0.12134
16331 | 7.705 | 1 | 365 | 8.7745 | 0.6569 | 9 | 0.43136
15847 | 10.84 | 1 | 365 | 12.3446 | 0.84112 | 13 | 0.18571
15851 | 5.31 | 1 | 365 | 6.047 | 0.16848 | 6 | 0.21551
16790 | 4.2 | 1 | 365 | 4.783 | 0.62479 | 5 | 0.40775
18889 | 9.66 | 1 | 365 | 11.0008 | 0.13701 | 11 | 0.13782
18895 | 2.943 | 1 | 365 | 3.3515 | 0.74423 | 4 | 0.095714
15357 | 12.42 | 1 | 365 | 14.1439 | 0.46187 | 14 | 0.60577
12408 | 6.867 | 1 | 365 | 7.8201 | 0.73653 | 8 | 0.55667
15356 | 18.639 | 1 | 365 | 21.2261 | 0.71343 | 21 | 0.93952
19932 | 5.886 | 1 | 365 | 6.703 | 0.48845 | 7 | 0.19143
19926 | 5.886 | 1 | 365 | 6.703 | 0.48845 | 7 | 0.19143
16879 | 7.905 | 1 | 365 | 9.0022 | 0.11522 | 9 | 0.11744
16876 | 5.355 | 1 | 365 | 6.0983 | 0.2716 | 6 | 0.36988
12581 | 108.29 | 0.9 | 365 | 110.9886 | 0.34319 | 111 | 0.33177
2874 | 3186.48 | 1 | 365 | 3628.7634 | 0.18855 | 3628 | 0.95198
2696 | 1237.5 | 1 | 365 | 1409.265 | 0.8748 | 1410 | 0.1398
16897 | 9.7 | 1 | 365 | 11.0464 | 0.22868 | 11 | 0.27504
17335 | 4.76 | 1 | 365 | 5.4207 | 0.90809 | 6 | 0.32878
10087 | 15 | 1 | 365 | 17.082 | 0.37424 | 17 | 0.45624
5625 | 73.44 | 0.9 | 365 | 75.2701 | 0.46665 | 75 | 0.73678
13204 | 1.4 | 1 | 365 | 1.5943 | 0.20826 | 1 | 0.80258
16753 | 4.485 | 1 | 365 | 5.1075 | 0.2779 | 5 | 0.38542
13622 | 3.597 | 1 | 365 | 4.0963 | 0.24294 | 4 | 0.33921
18979 | 4.905 | 1 | 365 | 5.5858 | 0.24038 | 5 | 0.82619
13385 | 11 | 1 | 365 | 12.5268 | 0.20778 | 12 | 0.73458
18245 | 24.705 | 1 | 365 | 28.1341 | 0.61437 | 28 | 0.74843
18259 | 5.2 | 1 | 365 | 5.9218 | 0.9164 | 6 | 0.83816
12328 | 27.45 | 0.9 | 365 | 28.1341 | 0.61437 | 28 | 0.74843
15414 | 5.98 | 1 | 365 | 6.81 | 0.70386 | 7 | 0.51389
17125 | 7.54 | 1 | 365 | 8.5866 | 0.27878 | 8 | 0.86534
17138 | 18.02 | 1 | 365 | 20.5212 | 0.29492 | 20 | 0.8161
17189 | 13.44 | 1 | 365 | 15.3055 | 0.79932 | 16 | 0.10479
17218 | 5.72 | 1 | 365 | 6.5139 | 0.10804 | 6 | 0.62198
19085 | 11.76 | 1 | 365 | 13.3923 | 0.9494 | 14 | 0.34169
18277 | 0.6 | 1 | 365 | 0.68328 | 0.37497 | 1 | 0.05825
19979 | 2.08 | 1 | 365 | 2.3687 | 0.76656 | 3 | 0.13527
16578 | 8.1 | 1 | 365 | 9.2243 | 0.56209 | 9 | 0.78637
19072 | 9.5 | 1 | 365 | 10.8186 | 0.77035 | 11 | 0.58895
18999 | 7.75 | 1 | 365 | 8.8257 | 0.76002 | 9 | 0.58572
19055 | 5 | 1 | 365 | 5.694 | 0.45808 | 6 | 0.15208
18363 | 4.16 | 1 | 365 | 4.7374 | 0.53312 | 5 | 0.27053
14502 | 181.17 | 0.9 | 365 | 185.6848 | 0.65486 | 186 | 0.33962
14064 | 5.865 | 1 | 365 | 6.6791 | 0.44033 | 7 | 0.11939
15062 | 8.25 | 1 | 365 | 9.3951 | 0.90583 | 10 | 0.30093
15097 | 7.25 | 1 | 365 | 8.2563 | 0.61422 | 8 | 0.87052
15124 | 5.75 | 1 | 365 | 6.5481 | 0.17679 | 6 | 0.72489
14122 | 3.315 | 1 | 365 | 3.7751 | 0.59671 | 4 | 0.37183
16251 | 11.96 | 1 | 365 | 13.62 | 0.40773 | 14 | 0.027775
16235 | 5.98 | 1 | 365 | 6.81 | 0.70386 | 7 | 0.51389
15548 | 3.825 | 1 | 365 | 4.3559 | 0.76543 | 5 | 0.12134
16859 | 8.25 | 1 | 365 | 9.3951 | 0.90583 | 10 | 0.30093
16083 | 5.75 | 1 | 365 | 6.5481 | 0.17679 | 6 | 0.72489
16267 | 4.08 | 1 | 365 | 4.6463 | 0.34979 | 4 | 0.9961
16863 | 2.55 | 1 | 365 | 2.9039 | 0.84362 | 3 | 0.74756
16219 | 4.25 | 1 | 365 | 4.8399 | 0.73937 | 5 | 0.57927
18124 | 9.6 | 1 | 365 | 10.9325 | 0.99951 | 11 | 0.93199
19122 | 6.89 | 1 | 365 | 7.8463 | 0.78923 | 8 | 0.63557
13461 | 8.25 | 1 | 365 | 9.3951 | 0.90583 | 10 | 0.30093
16300 | 7.15 | 1 | 365 | 8.1424 | 0.38505 | 8 | 0.52747
16533 | 6.9 | 1 | 365 | 7.8577 | 0.81215 | 8 | 0.66987
16641 | 4.4 | 1 | 365 | 5.0107 | 0.08311 | 5 | 0.09383
15542 | 11.97 | 1 | 365 | 13.6314 | 0.43064 | 14 | 0.06208
13708 | 6 | 1 | 365 | 6.8328 | 0.7497 | 7 | 0.5825
17988 | 23.1 | 1 | 365 | 26.3063 | 0.93633 | 27 | 0.24261
29425 | 9.99 | 1 | 365 | 11.3766 | 0.89324 | 12 | 0.26986
11766 | 5.355 | 1 | 365 | 6.0983 | 0.2716 | 6 | 0.36988
11776 | 4.59 | 1 | 365 | 5.2271 | 0.51852 | 5 | 0.74561
12579 | 7 | 1 | 365 | 7.9716 | 0.041312 | 8 | 0.012912
13465 | 6.375 | 1 | 365 | 7.2599 | 0.60905 | 7 | 0.8689
13438 | 9.075 | 1 | 365 | 10.3346 | 0.79642 | 11 | 0.13103
12949 | 7.65 | 1 | 365 | 8.7118 | 0.53086 | 9 | 0.24268
12947 | 8.415 | 1 | 365 | 9.583 | 0.28395 | 9 | 0.86695
14265 | 3.57 | 1 | 365 | 4.0655 | 0.18107 | 4 | 0.24659
14266 | 8.16 | 1 | 365 | 9.2926 | 0.69959 | 9 | 0.99219
14271 | 3.36 | 1 | 365 | 3.8264 | 0.69983 | 4 | 0.5262
14272 | 6.12 | 1 | 365 | 6.9695 | 0.02469 | 6 | 0.99415
14273 | 7.14 | 1 | 365 | 8.131 | 0.36214 | 8 | 0.49317
15172 | 11.2 | 1 | 365 | 12.7546 | 0.6661 | 13 | 0.42066
15174 | 10.92 | 1 | 365 | 12.4357 | 0.024447 | 12 | 0.46014
15178 | 3.92 | 1 | 365 | 4.4641 | 0.98313 | 5 | 0.44723
15227 | 6.6 | 1 | 365 | 7.5161 | 0.12467 | 7 | 0.64075
15215 | 5.04 | 1 | 365 | 5.7396 | 0.54974 | 6 | 0.2893
15230 | 6.6 | 1 | 365 | 7.5161 | 0.12467 | 7 | 0.64075
15232 | 3.78 | 1 | 365 | 4.3047 | 0.66231 | 4 | 0.96697
11751 | 8.1 | 1 | 365 | 9.2243 | 0.56209 | 9 | 0.78637
11750 | 7.65 | 1 | 365 | 8.7118 | 0.53086 | 9 | 0.24268
18351 | 10.71 | 1 | 365 | 12.1965 | 0.54321 | 12 | 0.73976
18354 | 10.62 | 1 | 365 | 12.0941 | 0.33696 | 12 | 0.43102
16474 | 5.61 | 1 | 365 | 6.3887 | 0.85597 | 7 | 0.24463
16567 | 2.55 | 1 | 365 | 2.9039 | 0.84362 | 3 | 0.74756
8844 | 3.825 | 1 | 365 | 4.3559 | 0.76543 | 5 | 0.12134
16656 | 883.89 | 0.9 | 365 | 905.9165 | 0.98282 | 906 | 0.89936
18072 | 7.425 | 1 | 365 | 8.4556 | 0.015249 | 8 | 0.47084
18268 | 6 | 1 | 365 | 6.8328 | 0.7497 | 7 | 0.5825
18070 | 8.8 | 1 | 365 | 10.0214 | 0.16622 | 10 | 0.18766
13874 | 16.757 | 1 | 365 | 19.0829 | 0.40061 | 19 | 0.48348
13879 | 9.69 | 1 | 365 | 11.035 | 0.20576 | 11 | 0.24073
19371 | 14.535 | 1 | 365 | 16.5525 | 0.30864 | 16 | 0.8611
11184 | 9.88 | 1 | 365 | 11.2513 | 0.64117 | 11 | 0.89251
15410 | 6.5 | 1 | 365 | 7.4022 | 0.8955 | 8 | 0.2977
18271 | 8.415 | 1 | 365 | 9.583 | 0.28395 | 9 | 0.86695
14043 | 24.53 | 1 | 365 | 27.9348 | 0.21334 | 28 | 0.1481
15510 | 5.72 | 1 | 365 | 6.5139 | 0.10804 | 6 | 0.62198
14834 | 8.32 | 1 | 365 | 9.4748 | 0.066245 | 9 | 0.54106
15581 | 7.395 | 1 | 365 | 8.4214 | 0.9465 | 9 | 0.36793
15214 | 5.98 | 1 | 365 | 6.81 | 0.70386 | 7 | 0.51389
15579 | 9.88 | 1 | 365 | 11.2513 | 0.64117 | 11 | 0.89251
15507 | 5.98 | 1 | 365 | 6.81 | 0.70386 | 7 | 0.51389
15570 | 7.28 | 1 | 365 | 8.2905 | 0.68296 | 8 | 0.97343
15576 | 9.69 | 1 | 365 | 11.035 | 0.20576 | 11 | 0.24073
14769 | 11.73 | 1 | 365 | 13.3581 | 0.88066 | 14 | 0.23878
15346 | 5.2 | 1 | 365 | 5.9218 | 0.9164 | 6 | 0.83816
15254 | 12.22 | 1 | 365 | 13.9161 | 0.0035475 | 13 | 0.91968
15417 | 10.66 | 1 | 365 | 12.1396 | 0.42863 | 12 | 0.56823
15350 | 6.885 | 1 | 365 | 7.8406 | 0.77778 | 8 | 0.61841
15567 | 3.64 | 1 | 365 | 4.1452 | 0.34148 | 4 | 0.48671
15383 | 3.64 | 1 | 365 | 4.1452 | 0.34148 | 4 | 0.48671
15416 | 5.2 | 1 | 365 | 5.9218 | 0.9164 | 6 | 0.83816
15412 | 8.32 | 1 | 365 | 9.4748 | 0.066245 | 9 | 0.54106
15413 | 7.28 | 1 | 365 | 8.2905 | 0.68296 | 8 | 0.97343
15440 | 2.6 | 1 | 365 | 2.9609 | 0.9582 | 3 | 0.91908
15411 | 12.74 | 1 | 365 | 14.5083 | 0.19519 | 14 | 0.7035
16216 | 5.72 | 1 | 365 | 6.5139 | 0.10804 | 6 | 0.62198
15592 | 5.355 | 1 | 365 | 6.0983 | 0.2716 | 6 | 0.36988
14721 | 9.62 | 1 | 365 | 10.9553 | 0.045346 | 11 | 0.00060192
16173 | 3.06 | 1 | 365 | 3.4847 | 0.012345 | 3 | 0.49707
14692 | 9.88 | 1 | 365 | 11.2513 | 0.64117 | 11 | 0.89251
16224 | 5.61 | 1 | 365 | 6.3887 | 0.85597 | 7 | 0.24463
14686 | 5.2 | 1 | 365 | 5.9218 | 0.9164 | 6 | 0.83816
15367 | 7.8 | 1 | 365 | 8.8826 | 0.8746 | 9 | 0.75724
14666 | 7.54 | 1 | 365 | 8.5866 | 0.27878 | 8 | 0.86534
20237 | 4.42 | 1 | 365 | 5.0335 | 0.12894 | 5 | 0.16244
15563 | 5.98 | 1 | 365 | 6.81 | 0.70386 | 7 | 0.51389
16218 | 8.32 | 1 | 365 | 9.4748 | 0.066245 | 9 | 0.54106
15208 | 6.24 | 1 | 365 | 7.1061 | 0.29968 | 7 | 0.4058
15555 | 7.8 | 1 | 365 | 8.8826 | 0.8746 | 9 | 0.75724
15552 | 9.1 | 1 | 365 | 10.3631 | 0.85371 | 11 | 0.21679
15558 | 6.12 | 1 | 365 | 6.9695 | 0.02469 | 6 | 0.99415
15365 | 6.5 | 1 | 365 | 7.4022 | 0.8955 | 8 | 0.2977
15559 | 5.2 | 1 | 365 | 5.9218 | 0.9164 | 6 | 0.83816
22225 | 10.26 | 1 | 365 | 11.6841 | 0.51198 | 12 | 0.19607
15565 | 5.46 | 1 | 365 | 6.2178 | 0.51222 | 6 | 0.73007
14667 | 5.98 | 1 | 365 | 6.81 | 0.70386 | 7 | 0.51389
15404 | 8.58 | 1 | 365 | 9.7709 | 0.66207 | 10 | 0.43297
15403 | 7.8 | 1 | 365 | 8.8826 | 0.8746 | 9 | 0.75724
14662 | 6.12 | 1 | 365 | 6.9695 | 0.02469 | 6 | 0.99415
15398 | 13.26 | 1 | 365 | 15.1005 | 0.38683 | 15 | 0.48732
14660 | 5.72 | 1 | 365 | 6.5139 | 0.10804 | 6 | 0.62198
14657 | 4.16 | 1 | 365 | 4.7374 | 0.53312 | 5 | 0.27053
14655 | 9.62 | 1 | 365 | 10.9553 | 0.045346 | 11 | 0.00060192
14652 | 3.9 | 1 | 365 | 4.4413 | 0.9373 | 5 | 0.37862
14642 | 3.9 | 1 | 365 | 4.4413 | 0.9373 | 5 | 0.37862
14633 | 10.4 | 1 | 365 | 11.8435 | 0.83281 | 12 | 0.67633
14618 | 14.82 | 1 | 365 | 16.877 | 0.96175 | 17 | 0.83877
14598 | 3.06 | 1 | 365 | 3.4847 | 0.012345 | 3 | 0.49707
15241 | 9.88 | 1 | 365 | 11.2513 | 0.64117 | 11 | 0.89251
15228 | 10.66 | 1 | 365 | 12.1396 | 0.42863 | 12 | 0.56823
15219 | 7.8 | 1 | 365 | 8.8826 | 0.8746 | 9 | 0.75724
14872 | 6.76 | 1 | 365 | 7.6983 | 0.49132 | 8 | 0.18961
14869 | 2.295 | 1 | 365 | 2.6135 | 0.25926 | 2 | 0.8728
14860 | 8.06 | 1 | 365 | 9.1787 | 0.47042 | 9 | 0.64915
14854 | 7.905 | 1 | 365 | 9.0022 | 0.11522 | 9 | 0.11744
14856 | 7.28 | 1 | 365 | 8.2905 | 0.68296 | 8 | 0.97343
14851 | 6.5 | 1 | 365 | 7.4022 | 0.8955 | 8 | 0.2977
14835 | 14.025 | 1 | 365 | 15.9717 | 0.13991 | 16 | 0.11158
14837 | 5.2 | 1 | 365 | 5.9218 | 0.9164 | 6 | 0.83816
15278 | 8.84 | 1 | 365 | 10.067 | 0.25789 | 10 | 0.32488
15266 | 7.02 | 1 | 365 | 7.9944 | 0.087144 | 8 | 0.08152
15258 | 7.8 | 1 | 365 | 8.8826 | 0.8746 | 9 | 0.75724
15700 | 15.08 | 1 | 365 | 17.1731 | 0.55757 | 17 | 0.73067
15587 | 2.34 | 1 | 365 | 2.6648 | 0.36238 | 3 | 0.027173
15582 | 6.76 | 1 | 365 | 7.6983 | 0.49132 | 8 | 0.18961
15401 | 7.65 | 1 | 365 | 8.7118 | 0.53086 | 9 | 0.24268
15381 | 10.14 | 1 | 365 | 11.5474 | 0.23699 | 11 | 0.78442
14782 | 5.2 | 1 | 365 | 5.9218 | 0.9164 | 6 | 0.83816
14783 | 10.4 | 1 | 365 | 11.8435 | 0.83281 | 12 | 0.67633
14784 | 3.57 | 1 | 365 | 4.0655 | 0.18107 | 4 | 0.24659
14780 | 3.9 | 1 | 365 | 4.4413 | 0.9373 | 5 | 0.37862
14776 | 11.44 | 1 | 365 | 13.0279 | 0.21609 | 13 | 0.24396
15385 | 4.68 | 1 | 365 | 5.3296 | 0.72476 | 6 | 0.054347
20395 | 10.66 | 1 | 365 | 12.1396 | 0.42863 | 12 | 0.56823
14777 | 7.28 | 1 | 365 | 8.2905 | 0.68296 | 8 | 0.97343
15378 | 11.96 | 1 | 365 | 13.62 | 0.40773 | 14 | 0.027775
15373 | 8.16 | 1 | 365 | 9.2926 | 0.69959 | 9 | 0.99219
15370 | 5.46 | 1 | 365 | 6.2178 | 0.51222 | 6 | 0.73007
14773 | 4.42 | 1 | 365 | 5.0335 | 0.12894 | 5 | 0.16244
15371 | 10.4 | 1 | 365 | 11.8435 | 0.83281 | 12 | 0.67633
14774 | 10.4 | 1 | 365 | 11.8435 | 0.83281 | 12 | 0.67633
15368 | 4.08 | 1 | 365 | 4.6463 | 0.34979 | 4 | 0.9961
14772 | 10.66 | 1 | 365 | 12.1396 | 0.42863 | 12 | 0.56823
15347 | 8.06 | 1 | 365 | 9.1787 | 0.47042 | 9 | 0.64915
15345 | 8.32 | 1 | 365 | 9.4748 | 0.066245 | 9 | 0.54106
15344 | 8.32 | 1 | 365 | 9.4748 | 0.066245 | 9 | 0.54106
15342 | 5.865 | 1 | 365 | 6.6791 | 0.44033 | 7 | 0.11939
15334 | 14.3 | 1 | 365 | 16.2848 | 0.77011 | 17 | 0.054949
15337 | 4.42 | 1 | 365 | 5.0335 | 0.12894 | 5 | 0.16244
15339 | 8.84 | 1 | 365 | 10.067 | 0.25789 | 10 | 0.32488
15179 | 8.06 | 1 | 365 | 9.1787 | 0.47042 | 9 | 0.64915
14915 | 5.5 | 1 | 365 | 6.2634 | 0.60389 | 6 | 0.86729
5132 | 151.25 | 0.9 | 365 | 155.0191 | 0.94623 | 155 | 0.96538
15497 | 8.58 | 1 | 365 | 9.7709 | 0.66207 | 10 | 0.43297
14766 | 5.98 | 1 | 365 | 6.81 | 0.70386 | 7 | 0.51389
18477 | 3.18 | 1 | 365 | 3.6214 | 0.28734 | 3 | 0.90872
14409 | 8.06 | 1 | 365 | 9.1787 | 0.47042 | 9 | 0.64915
17801 | 139.23 | 0.9 | 365 | 142.6996 | 0.15553 | 142 | 0.85514
12689 | 9.45 | 1 | 365 | 10.7617 | 0.65577 | 11 | 0.41743
14194 | 6.75 | 1 | 365 | 7.6869 | 0.46841 | 8 | 0.15531
17321 | 6.825 | 1 | 365 | 7.7723 | 0.64028 | 8 | 0.41259
7682 | 206.64 | 1 | 365 | 235.3216 | 0.53953 | 235 | 0.86116
16884 | 8.58 | 1 | 365 | 9.7709 | 0.66207 | 10 | 0.43297
14190 | 10.92 | 1 | 365 | 12.4357 | 0.024447 | 12 | 0.46014
5631 | 56.355 | 0.9 | 365 | 57.7594 | 0.22962 | 57 | 0.98898
16513 | 9.435 | 1 | 365 | 10.7446 | 0.6214 | 11 | 0.36597
12743 | 30.78 | 0.9 | 365 | 31.547 | 0.48235 | 32 | 0.029384
12739 | 30.78 | 0.9 | 365 | 31.547 | 0.48235 | 32 | 0.029384
16885 | 7.95 | 1 | 365 | 9.0535 | 0.21835 | 9 | 0.27181
16886 | 8.37 | 1 | 365 | 9.5318 | 0.18083 | 9 | 0.71258
18559 | 8.67 | 1 | 365 | 9.8734 | 0.86831 | 10 | 0.74171
18862 | 5.865 | 1 | 365 | 6.6791 | 0.44033 | 7 | 0.11939
18873 | 13.26 | 1 | 365 | 15.1005 | 0.38683 | 15 | 0.48732
17076 | 14.31 | 1 | 365 | 16.2962 | 0.79302 | 17 | 0.089253
18861 | 4.335 | 1 | 365 | 4.9367 | 0.93416 | 5 | 0.87085
20365 | 15.08 | 1 | 365 | 17.1731 | 0.55757 | 17 | 0.73067
22473 | 5.865 | 1 | 365 | 6.6791 | 0.44033 | 7 | 0.11939
22476 | 10.455 | 1 | 365 | 11.9062 | 0.95885 | 12 | 0.865
15584 | 7.8 | 1 | 365 | 8.8826 | 0.8746 | 9 | 0.75724
19831 | 6.25 | 1 | 365 | 7.1175 | 0.3226 | 7 | 0.4401
4885 | 103 | 0.9 | 365 | 105.5668 | 0.4328 | 105 | 0.99956
14103 | 5.355 | 1 | 365 | 6.0983 | 0.2716 | 6 | 0.36988
20251 | 8.25 | 1 | 365 | 9.3951 | 0.90583 | 10 | 0.30093
19579 | 11.2 | 1 | 365 | 12.7546 | 0.6661 | 13 | 0.42066
20061 | 5.6 | 1 | 365 | 6.3773 | 0.83305 | 7 | 0.21033
19705 | 9.9 | 1 | 365 | 11.2741 | 0.687 | 11 | 0.96112
16505 | 5.7 | 1 | 365 | 6.4912 | 0.062211 | 6 | 0.55337
9429 | 49.5 | 0.9 | 365 | 50.7335 | 0.091493 | 50 | 0.82503
19000 | 4.06 | 1 | 365 | 4.6235 | 0.30396 | 4 | 0.92749
15470 | 6.84 | 1 | 365 | 7.7894 | 0.67465 | 8 | 0.46405
16711 | 9.36 | 1 | 365 | 10.6592 | 0.44953 | 11 | 0.10869
16713 | 12.22 | 1 | 365 | 13.9161 | 0.0035475 | 13 | 0.91968
16714 | 4.16 | 1 | 365 | 4.7374 | 0.53312 | 5 | 0.27053
16716 | 8.16 | 1 | 365 | 9.2926 | 0.69959 | 9 | 0.99219
16721 | 6.63 | 1 | 365 | 7.5502 | 0.19341 | 7 | 0.74366
16723 | 10.14 | 1 | 365 | 11.5474 | 0.23699 | 11 | 0.78442
16727 | 6.12 | 1 | 365 | 6.9695 | 0.02469 | 6 | 0.99415
16729 | 12.48 | 1 | 365 | 14.2122 | 0.59937 | 14 | 0.81159
16731 | 4.335 | 1 | 365 | 4.9367 | 0.93416 | 5 | 0.87085
16916 | 8.67 | 1 | 365 | 9.8734 | 0.86831 | 10 | 0.74171
16733 | 4.25 | 1 | 365 | 4.8399 | 0.73937 | 5 | 0.57927
16735 | 7.54 | 1 | 365 | 8.5866 | 0.27878 | 8 | 0.86534
16742 | 5.72 | 1 | 365 | 6.5139 | 0.10804 | 6 | 0.62198
16924 | 4.68 | 1 | 365 | 5.3296 | 0.72476 | 6 | 0.054347
16953 | 8.58 | 1 | 365 | 9.7709 | 0.66207 | 10 | 0.43297
16747 | 5.355 | 1 | 365 | 6.0983 | 0.2716 | 6 | 0.36988
16933 | 4.42 | 1 | 365 | 5.0335 | 0.12894 | 5 | 0.16244
16934 | 9.18 | 1 | 365 | 10.4542 | 0.037035 | 10 | 0.49122
16986 | 10.4 | 1 | 365 | 11.8435 | 0.83281 | 12 | 0.67633
16936 | 9.62 | 1 | 365 | 10.9553 | 0.045346 | 11 | 0.00060192
16937 | 8.06 | 1 | 365 | 9.1787 | 0.47042 | 9 | 0.64915
16938 | 5.1 | 1 | 365 | 5.8079 | 0.68724 | 6 | 0.49512
16910 | 5.2 | 1 | 365 | 5.9218 | 0.9164 | 6 | 0.83816
16922 | 9.945 | 1 | 365 | 11.3254 | 0.79012 | 12 | 0.11549
16906 | 12.22 | 1 | 365 | 13.9161 | 0.0035475 | 13 | 0.91968
16956 | 9.88 | 1 | 365 | 11.2513 | 0.64117 | 11 | 0.89251
16917 | 7.905 | 1 | 365 | 9.0022 | 0.11522 | 9 | 0.11744
16913 | 4.42 | 1 | 365 | 5.0335 | 0.12894 | 5 | 0.16244
16965 | 12.75 | 1 | 365 | 14.5197 | 0.2181 | 14 | 0.7378
16998 | 6.12 | 1 | 365 | 6.9695 | 0.02469 | 6 | 0.99415
16954 | 5.46 | 1 | 365 | 6.2178 | 0.51222 | 6 | 0.73007
16979 | 7.8 | 1 | 365 | 8.8826 | 0.8746 | 9 | 0.75724
16959 | 8.32 | 1 | 365 | 9.4748 | 0.066245 | 9 | 0.54106
16915 | 5.25 | 1 | 365 | 5.9787 | 0.030984 | 6 | 0.009684
16927 | 8.84 | 1 | 365 | 10.067 | 0.25789 | 10 | 0.32488
16976 | 14.04 | 1 | 365 | 15.9888 | 0.17429 | 16 | 0.16304
16970 | 9.945 | 1 | 365 | 11.3254 | 0.79012 | 12 | 0.11549
16961 | 8.84 | 1 | 365 | 10.067 | 0.25789 | 10 | 0.32488
17019 | 4.68 | 1 | 365 | 5.3296 | 0.72476 | 6 | 0.054347
16966 | 3.38 | 1 | 365 | 3.8491 | 0.74566 | 4 | 0.59481
16989 | 11.44 | 1 | 365 | 13.0279 | 0.21609 | 13 | 0.24396
16919 | 7 | 1 | 365 | 7.9716 | 0.041312 | 8 | 0.012912
16999 | 6.24 | 1 | 365 | 7.1061 | 0.29968 | 7 | 0.4058
17007 | 4.94 | 1 | 365 | 5.6257 | 0.32058 | 5 | 0.94626
17013 | 2.34 | 1 | 365 | 2.6648 | 0.36238 | 3 | 0.027173
17015 | 6.885 | 1 | 365 | 7.8406 | 0.77778 | 8 | 0.61841
17021 | 8.415 | 1 | 365 | 9.583 | 0.28395 | 9 | 0.86695
17028 | 2.6 | 1 | 365 | 2.9609 | 0.9582 | 3 | 0.91908
17051 | 4.68 | 1 | 365 | 5.3296 | 0.72476 | 6 | 0.054347
20714 | 5.865 | 1 | 365 | 6.6791 | 0.44033 | 7 | 0.11939
18785 | 11.5 | 1 | 365 | 13.0962 | 0.35358 | 13 | 0.44978
18632 | 6.75 | 1 | 365 | 7.6869 | 0.46841 | 8 | 0.15531
18834 | 5.6 | 1 | 365 | 6.3773 | 0.83305 | 7 | 0.21033
20612 | 10.71 | 1 | 365 | 12.1965 | 0.54321 | 12 | 0.73976
20605 | 7 | 1 | 365 | 7.9716 | 0.041312 | 8 | 0.012912
20445 | 5.25 | 1 | 365 | 5.9787 | 0.030984 | 6 | 0.009684
20443 | 4.59 | 1 | 365 | 5.2271 | 0.51852 | 5 | 0.74561
20439 | 3.64 | 1 | 365 | 4.1452 | 0.34148 | 4 | 0.48671
19426 | 10.545 | 1 | 365 | 12.0086 | 0.16509 | 12 | 0.17374
19771 | 7.84 | 1 | 365 | 8.9282 | 0.96627 | 9 | 0.89446
19033 | 8.28 | 1 | 365 | 9.4293 | 0.97458 | 10 | 0.40384
20518 | 3.135 | 1 | 365 | 3.5701 | 0.18422 | 3 | 0.75435
19173 | 12.426 | 1 | 365 | 14.1507 | 0.47562 | 14 | 0.62635
19184 | 3.6 | 1 | 365 | 4.0997 | 0.24982 | 4 | 0.3495
19186 | 6.24 | 1 | 365 | 7.1061 | 0.29968 | 7 | 0.4058
19363 | 3.25 | 1 | 365 | 3.7011 | 0.44775 | 4 | 0.14885
19365 | 5.559 | 1 | 365 | 6.3306 | 0.73909 | 7 | 0.069683
19367 | 5.6 | 1 | 365 | 6.3773 | 0.83305 | 7 | 0.21033
19258 | 4.5 | 1 | 365 | 5.1246 | 0.31227 | 5 | 0.43687
19389 | 7.245 | 1 | 365 | 8.2506 | 0.60276 | 8 | 0.85336
19359 | 5.175 | 1 | 365 | 5.8933 | 0.85911 | 6 | 0.7524
19475 | 8.4 | 1 | 365 | 9.5659 | 0.24957 | 9 | 0.81549
19045 | 4.845 | 1 | 365 | 5.5175 | 0.10288 | 5 | 0.62037
19042 | 10.965 | 1 | 365 | 12.4869 | 0.12757 | 12 | 0.61451
19032 | 9.62 | 1 | 365 | 10.9553 | 0.045346 | 11 | 0.00060192
19030 | 7.02 | 1 | 365 | 7.9944 | 0.087144 | 8 | 0.08152
19029 | 7.8 | 1 | 365 | 8.8826 | 0.8746 | 9 | 0.75724
17553 | 6.24 | 1 | 365 | 7.1061 | 0.29968 | 7 | 0.4058
17551 | 8.58 | 1 | 365 | 9.7709 | 0.66207 | 10 | 0.43297
17548 | 10.14 | 1 | 365 | 11.5474 | 0.23699 | 11 | 0.78442
17546 | 3.64 | 1 | 365 | 4.1452 | 0.34148 | 4 | 0.48671
20658 | 5.4 | 1 | 365 | 6.1495 | 0.37473 | 6 | 0.52425
10994 | 9.98 | 1 | 365 | 11.3652 | 0.87033 | 12 | 0.23555
18644 | 7.5 | 1 | 365 | 8.541 | 0.18712 | 8 | 0.72812
19403 | 1427.4 | 0.7 | 365 | 1137.8662 | 0.73687 | 1138 | 0.60306
18090 | 4.75 | 1 | 365 | 5.4093 | 0.88518 | 6 | 0.29448
16089 | 7.28 | 1 | 365 | 8.2905 | 0.68296 | 8 | 0.97343
16092 | 10.4 | 1 | 365 | 11.8435 | 0.83281 | 12 | 0.67633
15754 | 10.71 | 1 | 365 | 12.1965 | 0.54321 | 12 | 0.73976
16108 | 5.1 | 1 | 365 | 5.8079 | 0.68724 | 6 | 0.49512
18887 | 7.28 | 1 | 365 | 8.2905 | 0.68296 | 8 | 0.97343
17175 | 10.725 | 1 | 365 | 12.2136 | 0.57758 | 12 | 0.79121
18885 | 4.59 | 1 | 365 | 5.2271 | 0.51852 | 5 | 0.74561
17206 | 11.985 | 1 | 365 | 13.6485 | 0.46502 | 14 | 0.11354
17336 | 7.975 | 1 | 365 | 9.0819 | 0.27564 | 9 | 0.35757
18884 | 5.98 | 1 | 365 | 6.81 | 0.70386 | 7 | 0.51389
18879 | 3.12 | 1 | 365 | 3.5531 | 0.14984 | 3 | 0.7029
17688 | 9.45 | 1 | 365 | 10.7617 | 0.65577 | 11 | 0.41743
18868 | 5.61 | 1 | 365 | 6.3887 | 0.85597 | 7 | 0.24463
18866 | 8.67 | 1 | 365 | 9.8734 | 0.86831 | 10 | 0.74171
18858 | 5.98 | 1 | 365 | 6.81 | 0.70386 | 7 | 0.51389
16115 | 9.435 | 1 | 365 | 10.7446 | 0.6214 | 11 | 0.36597
18857 | 4.68 | 1 | 365 | 5.3296 | 0.72476 | 6 | 0.054347
16126 | 4.94 | 1 | 365 | 5.6257 | 0.32058 | 5 | 0.94626
18827 | 9.18 | 1 | 365 | 10.4542 | 0.037035 | 10 | 0.49122
16147 | 4.42 | 1 | 365 | 5.0335 | 0.12894 | 5 | 0.16244
18562 | 7.65 | 1 | 365 | 8.7118 | 0.53086 | 9 | 0.24268
16153 | 4.94 | 1 | 365 | 5.6257 | 0.32058 | 5 | 0.94626
16163 | 8.16 | 1 | 365 | 9.2926 | 0.69959 | 9 | 0.99219
16172 | 3.57 | 1 | 365 | 4.0655 | 0.18107 | 4 | 0.24659
16175 | 7.8 | 1 | 365 | 8.8826 | 0.8746 | 9 | 0.75724
16190 | 6.5 | 1 | 365 | 7.4022 | 0.8955 | 8 | 0.2977
16187 | 4.16 | 1 | 365 | 4.7374 | 0.53312 | 5 | 0.27053
18558 | 6.24 | 1 | 365 | 7.1061 | 0.29968 | 7 | 0.4058
16193 | 4.94 | 1 | 365 | 5.6257 | 0.32058 | 5 | 0.94626
19283 | 3.99 | 1 | 365 | 4.5438 | 0.14355 | 4 | 0.68736
16196 | 12.74 | 1 | 365 | 14.5083 | 0.19519 | 14 | 0.7035
16202 | 8.06 | 1 | 365 | 9.1787 | 0.47042 | 9 | 0.64915
19281 | 6.76 | 1 | 365 | 7.6983 | 0.49132 | 8 | 0.18961
17092 | 9.92 | 1 | 365 | 11.2969 | 0.73283 | 12 | 0.029727
16204 | 6.63 | 1 | 365 | 7.5502 | 0.19341 | 7 | 0.74366
19274 | 7 | 1 | 365 | 7.9716 | 0.041312 | 8 | 0.012912
16208 | 5.98 | 1 | 365 | 6.81 | 0.70386 | 7 | 0.51389
16210 | 5.2 | 1 | 365 | 5.9218 | 0.9164 | 6 | 0.83816
19091 | 5.61 | 1 | 365 | 6.3887 | 0.85597 | 7 | 0.24463
19084 | 5.1 | 1 | 365 | 5.8079 | 0.68724 | 6 | 0.49512
16213 | 9.62 | 1 | 365 | 10.9553 | 0.045346 | 11 | 0.00060192
19076 | 7.14 | 1 | 365 | 8.131 | 0.36214 | 8 | 0.49317
16220 | 2.295 | 1 | 365 | 2.6135 | 0.25926 | 2 | 0.8728
19053 | 8.4 | 1 | 365 | 9.5659 | 0.24957 | 9 | 0.81549
16228 | 7.54 | 1 | 365 | 8.5866 | 0.27878 | 8 | 0.86534
18912 | 9.62 | 1 | 365 | 10.9553 | 0.045346 | 11 | 0.00060192
16257 | 4.16 | 1 | 365 | 4.7374 | 0.53312 | 5 | 0.27053
16261 | 4.94 | 1 | 365 | 5.6257 | 0.32058 | 5 | 0.94626
18910 | 8.06 | 1 | 365 | 9.1787 | 0.47042 | 9 | 0.64915
16266 | 5.72 | 1 | 365 | 6.5139 | 0.10804 | 6 | 0.62198
18905 | 7.02 | 1 | 365 | 7.9944 | 0.087144 | 8 | 0.08152
18900 | 3.12 | 1 | 365 | 3.5531 | 0.14984 | 3 | 0.7029
16268 | 4.94 | 1 | 365 | 5.6257 | 0.32058 | 5 | 0.94626
20552 | 6.24 | 1 | 365 | 7.1061 | 0.29968 | 7 | 0.4058
20469 | 4.845 | 1 | 365 | 5.5175 | 0.10288 | 5 | 0.62037
20468 | 7.28 | 1 | 365 | 8.2905 | 0.68296 | 8 | 0.97343
20465 | 4.16 | 1 | 365 | 4.7374 | 0.53312 | 5 | 0.27053
20463 | 6.24 | 1 | 365 | 7.1061 | 0.29968 | 7 | 0.4058
20462 | 7.28 | 1 | 365 | 8.2905 | 0.68296 | 8 | 0.97343
17860 | 4.59 | 1 | 365 | 5.2271 | 0.51852 | 5 | 0.74561
17862 | 16.32 | 1 | 365 | 18.5852 | 0.39917 | 18 | 0.98439
17868 | 16.2 | 1 | 365 | 18.4486 | 0.12418 | 18 | 0.57274
17877 | 8.32 | 1 | 365 | 9.4748 | 0.066245 | 9 | 0.54106
20454 | 8.4 | 1 | 365 | 9.5659 | 0.24957 | 9 | 0.81549
17880 | 9.9 | 1 | 365 | 11.2741 | 0.687 | 11 | 0.96112
16269 | 8.06 | 1 | 365 | 9.1787 | 0.47042 | 9 | 0.64915
16314 | 7.28 | 1 | 365 | 8.2905 | 0.68296 | 8 | 0.97343
17883 | 7.14 | 1 | 365 | 8.131 | 0.36214 | 8 | 0.49317
16317 | 4.42 | 1 | 365 | 5.0335 | 0.12894 | 5 | 0.16244
16321 | 8.32 | 1 | 365 | 9.4748 | 0.066245 | 9 | 0.54106
17895 | 11.7 | 1 | 365 | 13.324 | 0.81191 | 14 | 0.13587
17922 | 5.355 | 1 | 365 | 6.0983 | 0.2716 | 6 | 0.36988
20455 | 5.32 | 1 | 365 | 6.0584 | 0.1914 | 6 | 0.24981
17950 | 11 | 1 | 365 | 12.5268 | 0.20778 | 12 | 0.73458
20570 | 4.42 | 1 | 365 | 5.0335 | 0.12894 | 5 | 0.16244
20567 | 4.68 | 1 | 365 | 5.3296 | 0.72476 | 6 | 0.054347
20566 | 7.84 | 1 | 365 | 8.9282 | 0.96627 | 9 | 0.89446
16325 | 3.315 | 1 | 365 | 3.7751 | 0.59671 | 4 | 0.37183
16329 | 12.22 | 1 | 365 | 13.9161 | 0.0035475 | 13 | 0.91968
18671 | 11.07 | 1 | 365 | 12.6065 | 0.36819 | 12 | 0.97471
16335 | 4.335 | 1 | 365 | 4.9367 | 0.93416 | 5 | 0.87085
16375 | 4.68 | 1 | 365 | 5.3296 | 0.72476 | 6 | 0.054347
18672 | 8.25 | 1 | 365 | 9.3951 | 0.90583 | 10 | 0.30093
16385 | 6.5 | 1 | 365 | 7.4022 | 0.8955 | 8 | 0.2977
16392 | 9.88 | 1 | 365 | 11.2513 | 0.64117 | 11 | 0.89251
18692 | 7.975 | 1 | 365 | 9.0819 | 0.27564 | 9 | 0.35757
19108 | 11.44 | 1 | 365 | 13.0279 | 0.21609 | 13 | 0.24396
16388 | 10.4 | 1 | 365 | 11.8435 | 0.83281 | 12 | 0.67633
16399 | 10.14 | 1 | 365 | 11.5474 | 0.23699 | 11 | 0.78442
16401 | 5.72 | 1 | 365 | 6.5139 | 0.10804 | 6 | 0.62198
20553 | 8.84 | 1 | 365 | 10.067 | 0.25789 | 10 | 0.32488
16413 | 9.36 | 1 | 365 | 10.6592 | 0.44953 | 11 | 0.10869
16020 | 13.52 | 1 | 365 | 15.3966 | 0.98265 | 16 | 0.37922
16688 | 8.58 | 1 | 365 | 9.7709 | 0.66207 | 10 | 0.43297
16717 | 4.59 | 1 | 365 | 5.2271 | 0.51852 | 5 | 0.74561
16695 | 4 | 1 | 365 | 4.5552 | 0.16646 | 4 | 0.72166
16701 | 7.28 | 1 | 365 | 8.2905 | 0.68296 | 8 | 0.97343
16707 | 8.58 | 1 | 365 | 9.7709 | 0.66207 | 10 | 0.43297
16710 | 10.4 | 1 | 365 | 11.8435 | 0.83281 | 12 | 0.67633
19284 | 8.32 | 1 | 365 | 9.4748 | 0.066245 | 9 | 0.54106
15599 | 12.24 | 1 | 365 | 13.9389 | 0.04938 | 13 | 0.98829
15596 | 5.46 | 1 | 365 | 6.2178 | 0.51222 | 6 | 0.73007
15577 | 7.02 | 1 | 365 | 7.9944 | 0.087144 | 8 | 0.08152
15628 | 6.24 | 1 | 365 | 7.1061 | 0.29968 | 7 | 0.4058
15589 | 6.5 | 1 | 365 | 7.4022 | 0.8955 | 8 | 0.2977
15682 | 7.65 | 1 | 365 | 8.7118 | 0.53086 | 9 | 0.24268
15684 | 5.61 | 1 | 365 | 6.3887 | 0.85597 | 7 | 0.24463
16013 | 4.725 | 1 | 365 | 5.3808 | 0.82789 | 6 | 0.20872
15839 | 5.72 | 1 | 365 | 6.5139 | 0.10804 | 6 | 0.62198
15744 | 9.36 | 1 | 365 | 10.6592 | 0.44953 | 11 | 0.10869
20540 | 6.5 | 1 | 365 | 7.4022 | 0.8955 | 8 | 0.2977
15726 | 9.1 | 1 | 365 | 10.3631 | 0.85371 | 11 | 0.21679
15722 | 3.315 | 1 | 365 | 3.7751 | 0.59671 | 4 | 0.37183
20493 | 7.905 | 1 | 365 | 9.0022 | 0.11522 | 9 | 0.11744
15725 | 4.42 | 1 | 365 | 5.0335 | 0.12894 | 5 | 0.16244
20492 | 6.76 | 1 | 365 | 7.6983 | 0.49132 | 8 | 0.18961
15735 | 10.14 | 1 | 365 | 11.5474 | 0.23699 | 11 | 0.78442
20489 | 7.28 | 1 | 365 | 8.2905 | 0.68296 | 8 | 0.97343
15707 | 7.02 | 1 | 365 | 7.9944 | 0.087144 | 8 | 0.08152
15714 | 7.8 | 1 | 365 | 8.8826 | 0.8746 | 9 | 0.75724
15716 | 6.5 | 1 | 365 | 7.4022 | 0.8955 | 8 | 0.2977
15719 | 4.845 | 1 | 365 | 5.5175 | 0.10288 | 5 | 0.62037
15730 | 3.38 | 1 | 365 | 3.8491 | 0.74566 | 4 | 0.59481
15731 | 7.8 | 1 | 365 | 8.8826 | 0.8746 | 9 | 0.75724
17547 | 5.2 | 1 | 365 | 5.9218 | 0.9164 | 6 | 0.83816
17545 | 7.02 | 1 | 365 | 7.9944 | 0.087144 | 8 | 0.08152
15935 | 5.46 | 1 | 365 | 6.2178 | 0.51222 | 6 | 0.73007
17536 | 5.2 | 1 | 365 | 5.9218 | 0.9164 | 6 | 0.83816
17538 | 8.32 | 1 | 365 | 9.4748 | 0.066245 | 9 | 0.54106
17534 | 4.16 | 1 | 365 | 4.7374 | 0.53312 | 5 | 0.27053
17532 | 11.44 | 1 | 365 | 13.0279 | 0.21609 | 13 | 0.24396
15967 | 10.2 | 1 | 365 | 11.6158 | 0.37448 | 11 | 0.99024
17533 | 7.8 | 1 | 365 | 8.8826 | 0.8746 | 9 | 0.75724
17530 | 7.54 | 1 | 365 | 8.5866 | 0.27878 | 8 | 0.86534
17531 | 6.5 | 1 | 365 | 7.4022 | 0.8955 | 8 | 0.2977
17525 | 6.86 | 1 | 365 | 7.8122 | 0.72049 | 8 | 0.53265
17527 | 11.985 | 1 | 365 | 13.6485 | 0.46502 | 14 | 0.11354
17524 | 4.94 | 1 | 365 | 5.6257 | 0.32058 | 5 | 0.94626
17518 | 9.18 | 1 | 365 | 10.4542 | 0.037035 | 10 | 0.49122
17520 | 10.71 | 1 | 365 | 12.1965 | 0.54321 | 12 | 0.73976
17514 | 5.1 | 1 | 365 | 5.8079 | 0.68724 | 6 | 0.49512
15602 | 6.12 | 1 | 365 | 6.9695 | 0.02469 | 6 | 0.99415
17105 | 6 | 1 | 365 | 6.8328 | 0.7497 | 7 | 0.5825
17510 | 6.63 | 1 | 365 | 7.5502 | 0.19341 | 7 | 0.74366
17509 | 7.65 | 1 | 365 | 8.7118 | 0.53086 | 9 | 0.24268
17507 | 6.885 | 1 | 365 | 7.8406 | 0.77778 | 8 | 0.61841
17504 | 9.1 | 1 | 365 | 10.3631 | 0.85371 | 11 | 0.21679
17575 | 8.68 | 1 | 365 | 9.8848 | 0.89123 | 10 | 0.77601
17505 | 7.02 | 1 | 365 | 7.9944 | 0.087144 | 8 | 0.08152
17506 | 3.38 | 1 | 365 | 3.8491 | 0.74566 | 4 | 0.59481
17501 | 9.36 | 1 | 365 | 10.6592 | 0.44953 | 11 | 0.10869
12370 | 6.375 | 1 | 365 | 7.2599 | 0.60905 | 7 | 0.8689
17503 | 5.46 | 1 | 365 | 6.2178 | 0.51222 | 6 | 0.73007
17500 | 4.42 | 1 | 365 | 5.0335 | 0.12894 | 5 | 0.16244
17497 | 8.06 | 1 | 365 | 9.1787 | 0.47042 | 9 | 0.64915
17493 | 5.46 | 1 | 365 | 6.2178 | 0.51222 | 6 | 0.73007
17488 | 8.06 | 1 | 365 | 9.1787 | 0.47042 | 9 | 0.64915
17466 | 4.68 | 1 | 365 | 5.3296 | 0.72476 | 6 | 0.054347
18362 | 10.5 | 1 | 365 | 11.9574 | 0.061968 | 12 | 0.019368
17483 | 5.98 | 1 | 365 | 6.81 | 0.70386 | 7 | 0.51389
17465 | 8.58 | 1 | 365 | 9.7709 | 0.66207 | 10 | 0.43297
17463 | 8.84 | 1 | 365 | 10.067 | 0.25789 | 10 | 0.32488
17460 | 4.42 | 1 | 365 | 5.0335 | 0.12894 | 5 | 0.16244
64 | 1189.72 | 0.7 | 365 | 948.3972 | 0.46697 | 948 | 0.86417
58 | 2258.425 | 0.7 | 365 | 1800.3261 | 0.81001 | 1801 | 0.13608
227 | 1113.21 | 1 | 365 | 1267.7235 | 0.049847 | 1267 | 0.7734
15734 | 5.72 | 1 | 365 | 6.5139 | 0.10804 | 6 | 0.62198
11595 | 224.25 | 0.9 | 365 | 229.8383 | 0.5054 | 230 | 0.34371
19159 | 4.59 | 1 | 365 | 5.2271 | 0.51852 | 5 | 0.74561
15736 | 8.58 | 1 | 365 | 9.7709 | 0.66207 | 10 | 0.43297
17461 | 10.92 | 1 | 365 | 12.4357 | 0.024447 | 12 | 0.46014
15740 | 5.72 | 1 | 365 | 6.5139 | 0.10804 | 6 | 0.62198
17464 | 6.76 | 1 | 365 | 7.6983 | 0.49132 | 8 | 0.18961
17458 | 10.92 | 1 | 365 | 12.4357 | 0.024447 | 12 | 0.46014
15604 | 6.63 | 1 | 365 | 7.5502 | 0.19341 | 7 | 0.74366
17049 | 6.24 | 1 | 365 | 7.1061 | 0.29968 | 7 | 0.4058
17459 | 5.98 | 1 | 365 | 6.81 | 0.70386 | 7 | 0.51389
17456 | 6.24 | 1 | 365 | 7.1061 | 0.29968 | 7 | 0.4058
20515 | 7.18 | 1 | 365 | 8.1766 | 0.4538 | 8 | 0.63039
17453 | 8.06 | 1 | 365 | 9.1787 | 0.47042 | 9 | 0.64915
20408 | 5.1 | 1 | 365 | 5.8079 | 0.68724 | 6 | 0.49512
17029 | 3.64 | 1 | 365 | 4.1452 | 0.34148 | 4 | 0.48671
17454 | 9.1 | 1 | 365 | 10.3631 | 0.85371 | 11 | 0.21679
20512 | 7.905 | 1 | 365 | 9.0022 | 0.11522 | 9 | 0.11744
17452 | 4.68 | 1 | 365 | 5.3296 | 0.72476 | 6 | 0.054347
19958 | 7.28 | 1 | 365 | 8.2905 | 0.68296 | 8 | 0.97343
17446 | 7.28 | 1 | 365 | 8.2905 | 0.68296 | 8 | 0.97343
17047 | 10.4 | 1 | 365 | 11.8435 | 0.83281 | 12 | 0.67633
7569 | 353.925 | 0.9 | 365 | 362.7448 | 0.95417 | 363 | 0.69898
7567 | 414.7 | 0.9 | 365 | 425.0343 | 0.29984 | 425 | 0.33416
17449 | 7.28 | 1 | 365 | 8.2905 | 0.68296 | 8 | 0.97343
17443 | 5.46 | 1 | 365 | 6.2178 | 0.51222 | 6 | 0.73007
20653 | 5.1 | 1 | 365 | 5.8079 | 0.68724 | 6 | 0.49512
17041 | 6.375 | 1 | 365 | 7.2599 | 0.60905 | 7 | 0.8689
15825 | 9.88 | 1 | 365 | 11.2513 | 0.64117 | 11 | 0.89251
17040 | 10.4 | 1 | 365 | 11.8435 | 0.83281 | 12 | 0.67633
15990 | 6.24 | 1 | 365 | 7.1061 | 0.29968 | 7 | 0.4058
17240 | 9.99 | 1 | 365 | 11.3766 | 0.89324 | 12 | 0.26986
17241 | 6.5 | 1 | 365 | 7.4022 | 0.8955 | 8 | 0.2977
17039 | 2.295 | 1 | 365 | 2.6135 | 0.25926 | 2 | 0.8728
17242 | 7.54 | 1 | 365 | 8.5866 | 0.27878 | 8 | 0.86534
17246 | 10.5 | 1 | 365 | 11.9574 | 0.061968 | 12 | 0.019368
17035 | 5.72 | 1 | 365 | 6.5139 | 0.10804 | 6 | 0.62198
17038 | 13.26 | 1 | 365 | 15.1005 | 0.38683 | 15 | 0.48732
17031 | 7.8 | 1 | 365 | 8.8826 | 0.8746 | 9 | 0.75724
17036 | 5.98 | 1 | 365 | 6.81 | 0.70386 | 7 | 0.51389
17253 | 8.84 | 1 | 365 | 10.067 | 0.25789 | 10 | 0.32488
17248 | 5.72 | 1 | 365 | 6.5139 | 0.10804 | 6 | 0.62198
17034 | 6.24 | 1 | 365 | 7.1061 | 0.29968 | 7 | 0.4058
17257 | 7.8 | 1 | 365 | 8.8826 | 0.8746 | 9 | 0.75724
17259 | 8.415 | 1 | 365 | 9.583 | 0.28395 | 9 | 0.86695
17260 | 5.98 | 1 | 365 | 6.81 | 0.70386 | 7 | 0.51389
17261 | 3.57 | 1 | 365 | 4.0655 | 0.18107 | 4 | 0.24659
17262 | 10.14 | 1 | 365 | 11.5474 | 0.23699 | 11 | 0.78442
17265 | 3.9 | 1 | 365 | 4.4413 | 0.9373 | 5 | 0.37862
17244 | 5.2 | 1 | 365 | 5.9218 | 0.9164 | 6 | 0.83816
17266 | 4.94 | 1 | 365 | 5.6257 | 0.32058 | 5 | 0.94626
17268 | 8.58 | 1 | 365 | 9.7709 | 0.66207 | 10 | 0.43297
17030 | 6.63 | 1 | 365 | 7.5502 | 0.19341 | 7 | 0.74366
17269 | 5.1 | 1 | 365 | 5.8079 | 0.68724 | 6 | 0.49512
17270 | 4.94 | 1 | 365 | 5.6257 | 0.32058 | 5 | 0.94626
17032 | 3.38 | 1 | 365 | 3.8491 | 0.74566 | 4 | 0.59481
17033 | 7.28 | 1 | 365 | 8.2905 | 0.68296 | 8 | 0.97343
17245 | 5.46 | 1 | 365 | 6.2178 | 0.51222 | 6 | 0.73007
17042 | 11.44 | 1 | 365 | 13.0279 | 0.21609 | 13 | 0.24396
17273 | 3.06 | 1 | 365 | 3.4847 | 0.012345 | 3 | 0.49707
17276 | 8.67 | 1 | 365 | 9.8734 | 0.86831 | 10 | 0.74171
17095 | 6.12 | 1 | 365 | 6.9695 | 0.02469 | 6 | 0.99415
17274 | 3.64 | 1 | 365 | 4.1452 | 0.34148 | 4 | 0.48671
17277 | 11.475 | 1 | 365 | 13.0677 | 0.29629 | 13 | 0.36402
17279 | 6.76 | 1 | 365 | 7.6983 | 0.49132 | 8 | 0.18961
17281 | 5.72 | 1 | 365 | 6.5139 | 0.10804 | 6 | 0.62198
17243 | 3.64 | 1 | 365 | 4.1452 | 0.34148 | 4 | 0.48671
17282 | 9.1 | 1 | 365 | 10.3631 | 0.85371 | 11 | 0.21679
17048 | 8.58 | 1 | 365 | 9.7709 | 0.66207 | 10 | 0.43297
17285 | 10.2 | 1 | 365 | 11.6158 | 0.37448 | 11 | 0.99024
17286 | 9.18 | 1 | 365 | 10.4542 | 0.037035 | 10 | 0.49122
17289 | 6.5 | 1 | 365 | 7.4022 | 0.8955 | 8 | 0.2977
19480 | 8.58 | 1 | 365 | 9.7709 | 0.66207 | 10 | 0.43297
17287 | 2.55 | 1 | 365 | 2.9039 | 0.84362 | 3 | 0.74756
17297 | 6.12 | 1 | 365 | 6.9695 | 0.02469 | 6 | 0.99415
17290 | 11.96 | 1 | 365 | 13.62 | 0.40773 | 14 | 0.027775
17057 | 3.12 | 1 | 365 | 3.5531 | 0.14984 | 3 | 0.7029
17300 | 5.1 | 1 | 365 | 5.8079 | 0.68724 | 6 | 0.49512
17059 | 10.92 | 1 | 365 | 12.4357 | 0.024447 | 12 | 0.46014
17301 | 11.7 | 1 | 365 | 13.324 | 0.81191 | 14 | 0.13587
19463 | 12.48 | 1 | 365 | 14.2122 | 0.59937 | 14 | 0.81159
17303 | 3.38 | 1 | 365 | 3.8491 | 0.74566 | 4 | 0.59481
17307 | 12.74 | 1 | 365 | 14.5083 | 0.19519 | 14 | 0.7035
17310 | 5.61 | 1 | 365 | 6.3887 | 0.85597 | 7 | 0.24463
17304 | 7.65 | 1 | 365 | 8.7118 | 0.53086 | 9 | 0.24268
17312 | 8.415 | 1 | 365 | 9.583 | 0.28395 | 9 | 0.86695
19505 | 8.32 | 1 | 365 | 9.4748 | 0.066245 | 9 | 0.54106
17326 | 3.57 | 1 | 365 | 4.0655 | 0.18107 | 4 | 0.24659
17327 | 6.76 | 1 | 365 | 7.6983 | 0.49132 | 8 | 0.18961
17061 | 6.24 | 1 | 365 | 7.1061 | 0.29968 | 7 | 0.4058
17324 | 6.76 | 1 | 365 | 7.6983 | 0.49132 | 8 | 0.18961
17334 | 2.86 | 1 | 365 | 3.257 | 0.55402 | 3 | 0.81099
17071 | 6.375 | 1 | 365 | 7.2599 | 0.60905 | 7 | 0.8689
17332 | 5.72 | 1 | 365 | 6.5139 | 0.10804 | 6 | 0.62198
17337 | 7.28 | 1 | 365 | 8.2905 | 0.68296 | 8 | 0.97343
17338 | 3.64 | 1 | 365 | 4.1452 | 0.34148 | 4 | 0.48671
16784 | 13.77 | 1 | 365 | 15.6813 | 0.55555 | 16 | 0.23683
17348 | 3.12 | 1 | 365 | 3.5531 | 0.14984 | 3 | 0.7029
17342 | 6.24 | 1 | 365 | 7.1061 | 0.29968 | 7 | 0.4058
17356 | 7.28 | 1 | 365 | 8.2905 | 0.68296 | 8 | 0.97343
17360 | 11.73 | 1 | 365 | 13.3581 | 0.88066 | 14 | 0.23878
17373 | 15.6 | 1 | 365 | 17.7653 | 0.74921 | 18 | 0.51449
17364 | 5.46 | 1 | 365 | 6.2178 | 0.51222 | 6 | 0.73007
17377 | 7.02 | 1 | 365 | 7.9944 | 0.087144 | 8 | 0.08152
17380 | 9.1 | 1 | 365 | 10.3631 | 0.85371 | 11 | 0.21679
17382 | 2.295 | 1 | 365 | 2.6135 | 0.25926 | 2 | 0.8728
16198 | 18.87 | 1 | 365 | 21.4892 | 0.24279 | 21 | 0.73195
17008 | 5.72 | 1 | 365 | 6.5139 | 0.10804 | 6 | 0.62198
19086 | 6.12 | 1 | 365 | 6.9695 | 0.02469 | 6 | 0.99415
19008 | 12 | 1 | 365 | 13.6656 | 0.49939 | 14 | 0.16499
19010 | 5.04 | 1 | 365 | 5.7396 | 0.54974 | 6 | 0.2893
19041 | 10.065 | 1 | 365 | 11.462 | 0.065115 | 11 | 0.52714
19044 | 7.15 | 1 | 365 | 8.1424 | 0.38505 | 8 | 0.52747
19870 | 15.3 | 1 | 365 | 17.4236 | 0.061725 | 17 | 0.48536
19047 | 4.48 | 1 | 365 | 5.1018 | 0.26644 | 5 | 0.36826
18233 | 7.28 | 1 | 365 | 8.2905 | 0.68296 | 8 | 0.97343
19083 | 13.734 | 1 | 365 | 15.6403 | 0.47305 | 16 | 0.11333
19167 | 12.19 | 1 | 365 | 13.882 | 0.9348 | 14 | 0.81677
19169 | 10.791 | 1 | 365 | 12.2888 | 0.72883 | 13 | 0.017619
20648 | 9.435 | 1 | 365 | 10.7446 | 0.6214 | 11 | 0.36597
17429 | 15.3 | 1 | 365 | 17.4236 | 0.061725 | 17 | 0.48536
20119 | 7.14 | 1 | 365 | 8.131 | 0.36214 | 8 | 0.49317
17409 | 5.5 | 1 | 365 | 6.2634 | 0.60389 | 6 | 0.86729
17416 | 5.98 | 1 | 365 | 6.81 | 0.70386 | 7 | 0.51389
20132 | 6.325 | 1 | 365 | 7.2029 | 0.49447 | 7 | 0.69738
17434 | 14.28 | 1 | 365 | 16.2621 | 0.72428 | 16 | 0.98634
20643 | 5.865 | 1 | 365 | 6.6791 | 0.44033 | 7 | 0.11939
16658 | 8.32 | 1 | 365 | 9.4748 | 0.066245 | 9 | 0.54106
20155 | 10.45 | 1 | 365 | 11.9005 | 0.94739 | 12 | 0.84785
16992 | 4.08 | 1 | 365 | 4.6463 | 0.34979 | 4 | 0.9961
20640 | 3.38 | 1 | 365 | 3.8491 | 0.74566 | 4 | 0.59481
15220 | 4.59 | 1 | 365 | 5.2271 | 0.51852 | 5 | 0.74561
20633 | 5.2 | 1 | 365 | 5.9218 | 0.9164 | 6 | 0.83816
15629 | 4.5 | 1 | 365 | 5.1246 | 0.31227 | 5 | 0.43687
19180 | 7.84 | 1 | 365 | 8.9282 | 0.96627 | 9 | 0.89446
19121 | 5.72 | 1 | 365 | 6.5139 | 0.10804 | 6 | 0.62198
15982 | 7.5 | 1 | 365 | 8.541 | 0.18712 | 8 | 0.72812
19114 | 10.66 | 1 | 365 | 12.1396 | 0.42863 | 12 | 0.56823
20356 | 14.025 | 1 | 365 | 15.9717 | 0.13991 | 16 | 0.11158
18489 | 1.925 | 1 | 365 | 2.1922 | 0.41136 | 2 | 0.60355
17331 | 4.845 | 1 | 365 | 5.5175 | 0.10288 | 5 | 0.62037
19144 | 6.76 | 1 | 365 | 7.6983 | 0.49132 | 8 | 0.18961
20378 | 12.1 | 1 | 365 | 13.7795 | 0.72855 | 14 | 0.50803
19101 | 3.5 | 1 | 365 | 3.9858 | 0.020656 | 4 | 0.006456
13833 | 6.63 | 1 | 365 | 7.5502 | 0.19341 | 7 | 0.74366
20676 | 5.61 | 1 | 365 | 6.3887 | 0.85597 | 7 | 0.24463
20432 | 12.65 | 1 | 365 | 14.4058 | 0.98894 | 15 | 0.39476
17350 | 4.08 | 1 | 365 | 4.6463 | 0.34979 | 4 | 0.9961
17345 | 3.825 | 1 | 365 | 4.3559 | 0.76543 | 5 | 0.12134
19141 | 6.5 | 1 | 365 | 7.4022 | 0.8955 | 8 | 0.2977
19094 | 7.28 | 1 | 365 | 8.2905 | 0.68296 | 8 | 0.97343
20434 | 12.65 | 1 | 365 | 14.4058 | 0.98894 | 15 | 0.39476
16759 | 4.16 | 1 | 365 | 4.7374 | 0.53312 | 5 | 0.27053
19140 | 4.68 | 1 | 365 | 5.3296 | 0.72476 | 6 | 0.054347
20504 | 12.96 | 1 | 365 | 14.7588 | 0.69934 | 15 | 0.45819
17320 | 6.885 | 1 | 365 | 7.8406 | 0.77778 | 8 | 0.61841
20508 | 5.775 | 1 | 365 | 6.5766 | 0.23408 | 6 | 0.81065
19113 | 6.76 | 1 | 365 | 7.6983 | 0.49132 | 8 | 0.18961
19111 | 7.54 | 1 | 365 | 8.5866 | 0.27878 | 8 | 0.86534
19075 | 5.72 | 1 | 365 | 6.5139 | 0.10804 | 6 | 0.62198
19130 | 10.14 | 1 | 365 | 11.5474 | 0.23699 | 11 | 0.78442
19058 | 7.02 | 1 | 365 | 7.9944 | 0.087144 | 8 | 0.08152
17329 | 4.335 | 1 | 365 | 4.9367 | 0.93416 | 5 | 0.87085
17271 | 9.69 | 1 | 365 | 11.035 | 0.20576 | 11 | 0.24073
17178 | 4.47 | 1 | 365 | 5.0904 | 0.24352 | 5 | 0.33396
17179 | 4.845 | 1 | 365 | 5.5175 | 0.10288 | 5 | 0.62037
16787 | 3.06 | 1 | 365 | 3.4847 | 0.012345 | 3 | 0.49707
16070 | 9.945 | 1 | 365 | 11.3254 | 0.79012 | 12 | 0.11549
16109 | 10.45 | 1 | 365 | 11.9005 | 0.94739 | 12 | 0.84785
17275 | 7.425 | 1 | 365 | 8.4556 | 0.015249 | 8 | 0.47084
16779 | 6.12 | 1 | 365 | 6.9695 | 0.02469 | 6 | 0.99415
16964 | 4.2 | 1 | 365 | 4.783 | 0.62479 | 5 | 0.40775
20511 | 5 | 1 | 365 | 5.694 | 0.45808 | 6 | 0.15208
18531 | 24.08 | 1 | 365 | 27.4223 | 0.18211 | 27 | 0.60442
19124 | 3.64 | 1 | 365 | 4.1452 | 0.34148 | 4 | 0.48671
17400 | 5.39 | 1 | 365 | 6.1381 | 0.35181 | 6 | 0.48994
18541 | 11.76 | 1 | 365 | 13.3923 | 0.9494 | 14 | 0.34169
17971 | 15.696 | 1 | 365 | 17.8746 | 0.9692 | 18 | 0.84381
18547 | 7.35 | 1 | 365 | 8.3702 | 0.84338 | 9 | 0.21356
18732 | 7.14 | 1 | 365 | 8.131 | 0.36214 | 8 | 0.49317
18544 | 11.115 | 1 | 365 | 12.6578 | 0.47131 | 13 | 0.12907
16908 | 4.335 | 1 | 365 | 4.9367 | 0.93416 | 5 | 0.87085
19123 | 4.68 | 1 | 365 | 5.3296 | 0.72476 | 6 | 0.054347
16774 | 3.9 | 1 | 365 | 4.4413 | 0.9373 | 5 | 0.37862
16205 | 5.355 | 1 | 365 | 6.0983 | 0.2716 | 6 | 0.36988
17402 | 5.1 | 1 | 365 | 5.8079 | 0.68724 | 6 | 0.49512
18821 | 6.21 | 1 | 365 | 7.0719 | 0.23094 | 7 | 0.30288
16227 | 11.985 | 1 | 365 | 13.6485 | 0.46502 | 14 | 0.11354
16480 | 11.475 | 1 | 365 | 13.0677 | 0.29629 | 13 | 0.36402
18828 | 7.56 | 1 | 365 | 8.6093 | 0.32462 | 8 | 0.93394
18816 | 9.99 | 1 | 365 | 11.3766 | 0.89324 | 12 | 0.26986
17366 | 5.865 | 1 | 365 | 6.6791 | 0.44033 | 7 | 0.11939
20496 | 4.42 | 1 | 365 | 5.0335 | 0.12894 | 5 | 0.16244
19092 | 5.6 | 1 | 365 | 6.3773 | 0.83305 | 7 | 0.21033
19089 | 8.175 | 1 | 365 | 9.3097 | 0.73396 | 10 | 0.043651
17715 | 5.32 | 1 | 365 | 6.0584 | 0.1914 | 6 | 0.24981
17385 | 3.675 | 1 | 365 | 4.1851 | 0.42169 | 4 | 0.60678
17714 | 5.6 | 1 | 365 | 6.3773 | 0.83305 | 7 | 0.21033
17519 | 12.3 | 1 | 365 | 14.0072 | 0.18688 | 14 | 0.19412
17417 | 4.845 | 1 | 365 | 5.5175 | 0.10288 | 5 | 0.62037
17712 | 2.6 | 1 | 365 | 2.9609 | 0.9582 | 3 | 0.91908
17636 | 4.76 | 1 | 365 | 5.4207 | 0.90809 | 6 | 0.32878
19521 | 6.6 | 1 | 365 | 7.5161 | 0.12467 | 7 | 0.64075
17398 | 6.325 | 1 | 365 | 7.2029 | 0.49447 | 7 | 0.69738
18675 | 7.28 | 1 | 365 | 8.2905 | 0.68296 | 8 | 0.97343
16700 | 9.18 | 1 | 365 | 10.4542 | 0.037035 | 10 | 0.49122
16777 | 6.375 | 1 | 365 | 7.2599 | 0.60905 | 7 | 0.8689
17016 | 8.06 | 1 | 365 | 9.1787 | 0.47042 | 9 | 0.64915
16493 | 45.9 | 0.9 | 365 | 47.0438 | 0.66666 | 47 | 0.71048
17020 | 9.62 | 1 | 365 | 10.9553 | 0.045346 | 11 | 0.00060192
17371 | 8.06 | 1 | 365 | 9.1787 | 0.47042 | 9 | 0.64915
17264 | 6.75 | 1 | 365 | 7.6869 | 0.46841 | 8 | 0.15531
17267 | 4.59 | 1 | 365 | 5.2271 | 0.51852 | 5 | 0.74561
17027 | 16.065 | 1 | 365 | 18.2948 | 0.81481 | 19 | 0.10963
15893 | 9.36 | 1 | 365 | 10.6592 | 0.44953 | 11 | 0.10869
15894 | 5.98 | 1 | 365 | 6.81 | 0.70386 | 7 | 0.51389
15901 | 10.4 | 1 | 365 | 11.8435 | 0.83281 | 12 | 0.67633
7423 | 326.66 | 0.9 | 365 | 334.8004 | 0.72135 | 335 | 0.52172
15915 | 2.86 | 1 | 365 | 3.257 | 0.55402 | 3 | 0.81099
15917 | 4.94 | 1 | 365 | 5.6257 | 0.32058 | 5 | 0.94626
7386 | 559.98 | 0.9 | 365 | 573.9347 | 0.93321 | 574 | 0.86792
15916 | 11.18 | 1 | 365 | 12.7318 | 0.62027 | 13 | 0.35205
7412 | 329.4 | 0.9 | 365 | 337.6086 | 0.37248 | 337 | 0.98113
15924 | 7.8 | 1 | 365 | 8.8826 | 0.8746 | 9 | 0.75724
15980 | 7.395 | 1 | 365 | 8.4214 | 0.9465 | 9 | 0.36793
18005 | 6.24 | 1 | 365 | 7.1061 | 0.29968 | 7 | 0.4058
15964 | 4.68 | 1 | 365 | 5.3296 | 0.72476 | 6 | 0.054347
18003 | 5.72 | 1 | 365 | 6.5139 | 0.10804 | 6 | 0.62198
15969 | 8.32 | 1 | 365 | 9.4748 | 0.066245 | 9 | 0.54106
17981 | 5.46 | 1 | 365 | 6.2178 | 0.51222 | 6 | 0.73007
15971 | 4.68 | 1 | 365 | 5.3296 | 0.72476 | 6 | 0.054347
17368 | 4.08 | 1 | 365 | 4.6463 | 0.34979 | 4 | 0.9961
17367 | 4.845 | 1 | 365 | 5.5175 | 0.10288 | 5 | 0.62037
15983 | 3.06 | 1 | 365 | 3.4847 | 0.012345 | 3 | 0.49707
17079 | 6.63 | 1 | 365 | 7.5502 | 0.19341 | 7 | 0.74366
15985 | 5.2 | 1 | 365 | 5.9218 | 0.9164 | 6 | 0.83816
17073 | 4.59 | 1 | 365 | 5.2271 | 0.51852 | 5 | 0.74561
16017 | 7.02 | 1 | 365 | 7.9944 | 0.087144 | 8 | 0.08152
18898 | 7.8 | 1 | 365 | 8.8826 | 0.8746 | 9 | 0.75724
16024 | 11.7 | 1 | 365 | 13.324 | 0.81191 | 14 | 0.13587
15986 | 13.26 | 1 | 365 | 15.1005 | 0.38683 | 15 | 0.48732
16025 | 8.58 | 1 | 365 | 9.7709 | 0.66207 | 10 | 0.43297
15989 | 7.54 | 1 | 365 | 8.5866 | 0.27878 | 8 | 0.86534
15993 | 7.14 | 1 | 365 | 8.131 | 0.36214 | 8 | 0.49317
15706 | 8.32 | 1 | 365 | 9.4748 | 0.066245 | 9 | 0.54106
15995 | 7.65 | 1 | 365 | 8.7118 | 0.53086 | 9 | 0.24268
15999 | 9.1 | 1 | 365 | 10.3631 | 0.85371 | 11 | 0.21679
15745 | 4.16 | 1 | 365 | 4.7374 | 0.53312 | 5 | 0.27053
16004 | 5.46 | 1 | 365 | 6.2178 | 0.51222 | 6 | 0.73007
15747 | 11.18 | 1 | 365 | 12.7318 | 0.62027 | 13 | 0.35205
16012 | 9.62 | 1 | 365 | 10.9553 | 0.045346 | 11 | 0.00060192
14331 | 5.865 | 1 | 365 | 6.6791 | 0.44033 | 7 | 0.11939
16029 | 5.355 | 1 | 365 | 6.0983 | 0.2716 | 6 | 0.36988
16032 | 13.26 | 1 | 365 | 15.1005 | 0.38683 | 15 | 0.48732
15750 | 4.335 | 1 | 365 | 4.9367 | 0.93416 | 5 | 0.87085
15751 | 6.12 | 1 | 365 | 6.9695 | 0.02469 | 6 | 0.99415
15748 | 7.8 | 1 | 365 | 8.8826 | 0.8746 | 9 | 0.75724
20596 | 3.12 | 1 | 365 | 3.5531 | 0.14984 | 3 | 0.7029
15756 | 5.46 | 1 | 365 | 6.2178 | 0.51222 | 6 | 0.73007
15702 | 4.845 | 1 | 365 | 5.5175 | 0.10288 | 5 | 0.62037
15704 | 7.8 | 1 | 365 | 8.8826 | 0.8746 | 9 | 0.75724
15697 | 8.32 | 1 | 365 | 9.4748 | 0.066245 | 9 | 0.54106
15687 | 5.2 | 1 | 365 | 5.9218 | 0.9164 | 6 | 0.83816
15796 | 8.415 | 1 | 365 | 9.583 | 0.28395 | 9 | 0.86695
16035 | 6.5 | 1 | 365 | 7.4022 | 0.8955 | 8 | 0.2977
16033 | 8.32 | 1 | 365 | 9.4748 | 0.066245 | 9 | 0.54106
16034 | 2.86 | 1 | 365 | 3.257 | 0.55402 | 3 | 0.81099
16037 | 7.02 | 1 | 365 | 7.9944 | 0.087144 | 8 | 0.08152
16038 | 5.2 | 1 | 365 | 5.9218 | 0.9164 | 6 | 0.83816
16039 | 8.58 | 1 | 365 | 9.7709 | 0.66207 | 10 | 0.43297
16044 | 7.54 | 1 | 365 | 8.5866 | 0.27878 | 8 | 0.86534
20050 | 10.26 | 1 | 365 | 11.6841 | 0.51198 | 12 | 0.19607
16049 | 8.32 | 1 | 365 | 9.4748 | 0.066245 | 9 | 0.54106
15830 | 7.02 | 1 | 365 | 7.9944 | 0.087144 | 8 | 0.08152
16053 | 3.9 | 1 | 365 | 4.4413 | 0.9373 | 5 | 0.37862
15790 | 2.04 | 1 | 365 | 2.3232 | 0.6749 | 2 | 0.99805
16059 | 9.88 | 1 | 365 | 11.2513 | 0.64117 | 11 | 0.89251
15778 | 10.92 | 1 | 365 | 12.4357 | 0.024447 | 12 | 0.46014
15868 | 4.59 | 1 | 365 | 5.2271 | 0.51852 | 5 | 0.74561
17750 | 8.12 | 1 | 365 | 9.2471 | 0.60792 | 9 | 0.85498
15799 | 8.32 | 1 | 365 | 9.4748 | 0.066245 | 9 | 0.54106
15895 | 5.46 | 1 | 365 | 6.2178 | 0.51222 | 6 | 0.73007
15910 | 5.98 | 1 | 365 | 6.81 | 0.70386 | 7 | 0.51389
15695 | 9.36 | 1 | 365 | 10.6592 | 0.44953 | 11 | 0.10869
15680 | 4.94 | 1 | 365 | 5.6257 | 0.32058 | 5 | 0.94626
12582 | 25.96 | 0.9 | 365 | 26.6069 | 0.54132 | 27 | 0.14824
16107 | 3.57 | 1 | 365 | 4.0655 | 0.18107 | 4 | 0.24659
15814 | 6.76 | 1 | 365 | 7.6983 | 0.49132 | 8 | 0.18961
15812 | 3.12 | 1 | 365 | 3.5531 | 0.14984 | 3 | 0.7029
16065 | 5.725 | 1 | 365 | 6.5196 | 0.1195 | 6 | 0.63913
16492 | 8.47 | 1 | 365 | 9.6456 | 0.40999 | 10 | 0.055624
15939 | 2.86 | 1 | 365 | 3.257 | 0.55402 | 3 | 0.81099
15944 | 5.98 | 1 | 365 | 6.81 | 0.70386 | 7 | 0.51389
15802 | 8.58 | 1 | 365 | 9.7709 | 0.66207 | 10 | 0.43297
15828 | 10.92 | 1 | 365 | 12.4357 | 0.024447 | 12 | 0.46014
16900 | 6.25 | 1 | 365 | 7.1175 | 0.3226 | 7 | 0.4401
15689 | 3.38 | 1 | 365 | 3.8491 | 0.74566 | 4 | 0.59481
15743 | 10.92 | 1 | 365 | 12.4357 | 0.024447 | 12 | 0.46014
15961 | 5.2 | 1 | 365 | 5.9218 | 0.9164 | 6 | 0.83816
15693 | 4.845 | 1 | 365 | 5.5175 | 0.10288 | 5 | 0.62037
15938 | 6.12 | 1 | 365 | 6.9695 | 0.02469 | 6 | 0.99415
17046 | 10.53 | 1 | 365 | 11.9916 | 0.13072 | 12 | 0.12228
15760 | 6.5 | 1 | 365 | 7.4022 | 0.8955 | 8 | 0.2977
15892 | 9.18 | 1 | 365 | 10.4542 | 0.037035 | 10 | 0.49122
15686 | 5.865 | 1 | 365 | 6.6791 | 0.44033 | 7 | 0.11939
17694 | 5.2 | 1 | 365 | 5.9218 | 0.9164 | 6 | 0.83816
15692 | 5.46 | 1 | 365 | 6.2178 | 0.51222 | 6 | 0.73007
17729 | 3.06 | 1 | 365 | 3.4847 | 0.012345 | 3 | 0.49707
15845 | 4.16 | 1 | 365 | 4.7374 | 0.53312 | 5 | 0.27053
17731 | 4.16 | 1 | 365 | 4.7374 | 0.53312 | 5 | 0.27053
15742 | 5.2 | 1 | 365 | 5.9218 | 0.9164 | 6 | 0.83816
17604 | 2.55 | 1 | 365 | 2.9039 | 0.84362 | 3 | 0.74756
17687 | 14.025 | 1 | 365 | 15.9717 | 0.13991 | 16 | 0.11158
17737 | 5.2 | 1 | 365 | 5.9218 | 0.9164 | 6 | 0.83816
17740 | 5.98 | 1 | 365 | 6.81 | 0.70386 | 7 | 0.51389
17743 | 6.375 | 1 | 365 | 7.2599 | 0.60905 | 7 | 0.8689
17746 | 2.55 | 1 | 365 | 2.9039 | 0.84362 | 3 | 0.74756
17759 | 4.59 | 1 | 365 | 5.2271 | 0.51852 | 5 | 0.74561
17761 | 4.1 | 1 | 365 | 4.6691 | 0.39563 | 5 | 0.064706
17768 | 2.805 | 1 | 365 | 3.1943 | 0.42798 | 3 | 0.62232
20726 | 3.9 | 1 | 365 | 4.4413 | 0.9373 | 5 | 0.37862
19954 | 5.46 | 1 | 365 | 6.2178 | 0.51222 | 6 | 0.73007
17790 | 7.905 | 1 | 365 | 9.0022 | 0.11522 | 9 | 0.11744
12622 | 6.12 | 1 | 365 | 6.9695 | 0.02469 | 6 | 0.99415
13153 | 6.12 | 1 | 365 | 6.9695 | 0.02469 | 6 | 0.99415
15739 | 9.945 | 1 | 365 | 11.3254 | 0.79012 | 12 | 0.11549
15039 | 4.335 | 1 | 365 | 4.9367 | 0.93416 | 5 | 0.87085
14759 | 5.1 | 1 | 365 | 5.8079 | 0.68724 | 6 | 0.49512
15261 | 5.355 | 1 | 365 | 6.0983 | 0.2716 | 6 | 0.36988
15643 | 11.75 | 1 | 365 | 13.3809 | 0.92649 | 14 | 0.30739
15622 | 6.12 | 1 | 365 | 6.9695 | 0.02469 | 6 | 0.99415
17786 | 4.68 | 1 | 365 | 5.3296 | 0.72476 | 6 | 0.054347
15598 | 4.59 | 1 | 365 | 5.2271 | 0.51852 | 5 | 0.74561
14900 | 8.925 | 1 | 365 | 10.1638 | 0.45267 | 10 | 0.61646
15891 | 6.885 | 1 | 365 | 7.8406 | 0.77778 | 8 | 0.61841
15884 | 9.1 | 1 | 365 | 10.3631 | 0.85371 | 11 | 0.21679
16185 | 3.675 | 1 | 365 | 4.1851 | 0.42169 | 4 | 0.60678
16497 | 6.63 | 1 | 365 | 7.5502 | 0.19341 | 7 | 0.74366
14649 | 12.495 | 1 | 365 | 14.2293 | 0.63374 | 14 | 0.86305
15024 | 4.335 | 1 | 365 | 4.9367 | 0.93416 | 5 | 0.87085
15255 | 6.12 | 1 | 365 | 6.9695 | 0.02469 | 6 | 0.99415
15234 | 4.59 | 1 | 365 | 5.2271 | 0.51852 | 5 | 0.74561
17920 | 2.55 | 1 | 365 | 2.9039 | 0.84362 | 3 | 0.74756
17916 | 3.64 | 1 | 365 | 4.1452 | 0.34148 | 4 | 0.48671
17894 | 4.42 | 1 | 365 | 5.0335 | 0.12894 | 5 | 0.16244
17886 | 2.86 | 1 | 365 | 3.257 | 0.55402 | 3 | 0.81099
17888 | 6.5 | 1 | 365 | 7.4022 | 0.8955 | 8 | 0.2977
16516 | 5.1 | 1 | 365 | 5.8079 | 0.68724 | 6 | 0.49512
17874 | 6.24 | 1 | 365 | 7.1061 | 0.29968 | 7 | 0.4058
17878 | 5.2 | 1 | 365 | 5.9218 | 0.9164 | 6 | 0.83816
15668 | 6.63 | 1 | 365 | 7.5502 | 0.19341 | 7 | 0.74366
16570 | 6.885 | 1 | 365 | 7.8406 | 0.77778 | 8 | 0.61841
17870 | 9.36 | 1 | 365 | 10.6592 | 0.44953 | 11 | 0.10869
17873 | 2.34 | 1 | 365 | 2.6648 | 0.36238 | 3 | 0.027173
15650 | 6.12 | 1 | 365 | 6.9695 | 0.02469 | 6 | 0.99415
17869 | 10.4 | 1 | 365 | 11.8435 | 0.83281 | 12 | 0.67633
15913 | 5.61 | 1 | 365 | 6.3887 | 0.85597 | 7 | 0.24463
17861 | 4.16 | 1 | 365 | 4.7374 | 0.53312 | 5 | 0.27053
15052 | 9.435 | 1 | 365 | 10.7446 | 0.6214 | 11 | 0.36597
17857 | 6.76 | 1 | 365 | 7.6983 | 0.49132 | 8 | 0.18961
17858 | 3.38 | 1 | 365 | 3.8491 | 0.74566 | 4 | 0.59481
19737 | 4.845 | 1 | 365 | 5.5175 | 0.10288 | 5 | 0.62037
16755 | 3.57 | 1 | 365 | 4.0655 | 0.18107 | 4 | 0.24659
17846 | 8.06 | 1 | 365 | 9.1787 | 0.47042 | 9 | 0.64915
17852 | 6.76 | 1 | 365 | 7.6983 | 0.49132 | 8 | 0.18961
17837 | 9.69 | 1 | 365 | 11.035 | 0.20576 | 11 | 0.24073
17839 | 6.76 | 1 | 365 | 7.6983 | 0.49132 | 8 | 0.18961
17841 | 10.2 | 1 | 365 | 11.6158 | 0.37448 | 11 | 0.99024
16712 | 7.395 | 1 | 365 | 8.4214 | 0.9465 | 9 | 0.36793
19721 | 4.08 | 1 | 365 | 4.6463 | 0.34979 | 4 | 0.9961
15678 | 2.55 | 1 | 365 | 2.9039 | 0.84362 | 3 | 0.74756
17821 | 5.2 | 1 | 365 | 5.9218 | 0.9164 | 6 | 0.83816
17824 | 5.72 | 1 | 365 | 6.5139 | 0.10804 | 6 | 0.62198
17557 | 7.65 | 1 | 365 | 8.7118 | 0.53086 | 9 | 0.24268
17817 | 5.72 | 1 | 365 | 6.5139 | 0.10804 | 6 | 0.62198
17563 | 3.64 | 1 | 365 | 4.1452 | 0.34148 | 4 | 0.48671
15050 | 4.59 | 1 | 365 | 5.2271 | 0.51852 | 5 | 0.74561
17535 | 4.335 | 1 | 365 | 4.9367 | 0.93416 | 5 | 0.87085
17812 | 5.2 | 1 | 365 | 5.9218 | 0.9164 | 6 | 0.83816
17815 | 5.46 | 1 | 365 | 6.2178 | 0.51222 | 6 | 0.73007
17537 | 5.61 | 1 | 365 | 6.3887 | 0.85597 | 7 | 0.24463
17540 | 4.08 | 1 | 365 | 4.6463 | 0.34979 | 4 | 0.9961
16575 | 4.845 | 1 | 365 | 5.5175 | 0.10288 | 5 | 0.62037
17541 | 4.845 | 1 | 365 | 5.5175 | 0.10288 | 5 | 0.62037
17809 | 4.42 | 1 | 365 | 5.0335 | 0.12894 | 5 | 0.16244
17632 | 10.2 | 1 | 365 | 11.6158 | 0.37448 | 11 | 0.99024
17803 | 7.02 | 1 | 365 | 7.9944 | 0.087144 | 8 | 0.08152
17613 | 4.42 | 1 | 365 | 5.0335 | 0.12894 | 5 | 0.16244
17629 | 9.205 | 1 | 365 | 10.4827 | 0.094325 | 10 | 0.57698
14862 | 8.925 | 1 | 365 | 10.1638 | 0.45267 | 10 | 0.61646
17641 | 7.905 | 1 | 365 | 9.0022 | 0.11522 | 9 | 0.11744
17648 | 5.355 | 1 | 365 | 6.0983 | 0.2716 | 6 | 0.36988
17656 | 7.14 | 1 | 365 | 8.131 | 0.36214 | 8 | 0.49317
17651 | 7.14 | 1 | 365 | 8.131 | 0.36214 | 8 | 0.49317
17657 | 9.69 | 1 | 365 | 11.035 | 0.20576 | 11 | 0.24073
17682 | 13.77 | 1 | 365 | 15.6813 | 0.55555 | 16 | 0.23683
17683 | 6.12 | 1 | 365 | 6.9695 | 0.02469 | 6 | 0.99415
17689 | 6.375 | 1 | 365 | 7.2599 | 0.60905 | 7 | 0.8689
17698 | 6.24 | 1 | 365 | 7.1061 | 0.29968 | 7 | 0.4058
18619 | 5.215 | 1 | 365 | 5.9388 | 0.95078 | 6 | 0.88962
19726 | 7.8 | 1 | 365 | 8.8826 | 0.8746 | 9 | 0.75724
17802 | 6.24 | 1 | 365 | 7.1061 | 0.29968 | 7 | 0.4058
17810 | 11.475 | 1 | 365 | 13.0677 | 0.29629 | 13 | 0.36402
17780 | 5.2 | 1 | 365 | 5.9218 | 0.9164 | 6 | 0.83816
17825 | 9.435 | 1 | 365 | 10.7446 | 0.6214 | 11 | 0.36597
17772 | 4.68 | 1 | 365 | 5.3296 | 0.72476 | 6 | 0.054347
17774 | 8.06 | 1 | 365 | 9.1787 | 0.47042 | 9 | 0.64915
17826 | 4.59 | 1 | 365 | 5.2271 | 0.51852 | 5 | 0.74561
17769 | 6.5 | 1 | 365 | 7.4022 | 0.8955 | 8 | 0.2977
17831 | 4.845 | 1 | 365 | 5.5175 | 0.10288 | 5 | 0.62037
17764 | 4.59 | 1 | 365 | 5.2271 | 0.51852 | 5 | 0.74561
17765 | 5.4 | 1 | 365 | 6.1495 | 0.37473 | 6 | 0.52425
17762 | 2.6 | 1 | 365 | 2.9609 | 0.9582 | 3 | 0.91908
20007 | 5.2 | 1 | 365 | 5.9218 | 0.9164 | 6 | 0.83816
17763 | 7.14 | 1 | 365 | 8.131 | 0.36214 | 8 | 0.49317
17758 | 7.02 | 1 | 365 | 7.9944 | 0.087144 | 8 | 0.08152
17882 | 6.885 | 1 | 365 | 7.8406 | 0.77778 | 8 | 0.61841
17794 | 5.1 | 1 | 365 | 5.8079 | 0.68724 | 6 | 0.49512
17885 | 11.22 | 1 | 365 | 12.7773 | 0.71193 | 13 | 0.48927
17795 | 8.925 | 1 | 365 | 10.1638 | 0.45267 | 10 | 0.61646
16262 | 5.355 | 1 | 365 | 6.0983 | 0.2716 | 6 | 0.36988
17792 | 6.24 | 1 | 365 | 7.1061 | 0.29968 | 7 | 0.4058
15057 | 4.335 | 1 | 365 | 4.9367 | 0.93416 | 5 | 0.87085
17793 | 6.5 | 1 | 365 | 7.4022 | 0.8955 | 8 | 0.2977
15086 | 10.92 | 1 | 365 | 12.4357 | 0.024447 | 12 | 0.46014
17791 | 6.375 | 1 | 365 | 7.2599 | 0.60905 | 7 | 0.8689
15193 | 7.595 | 1 | 365 | 8.6492 | 0.40482 | 9 | 0.05401
17787 | 9.36 | 1 | 365 | 10.6592 | 0.44953 | 11 | 0.10869
17789 | 12.48 | 1 | 365 | 14.2122 | 0.59937 | 14 | 0.81159
15246 | 5.61 | 1 | 365 | 6.3887 | 0.85597 | 7 | 0.24463
17850 | 2.6 | 1 | 365 | 2.9609 | 0.9582 | 3 | 0.91908
18145 | 12.48 | 1 | 365 | 14.2122 | 0.59937 | 14 | 0.81159
18409 | 9.18 | 1 | 365 | 10.4542 | 0.037035 | 10 | 0.49122
18577 | 13.52 | 1 | 365 | 15.3966 | 0.98265 | 16 | 0.37922
18572 | 5.98 | 1 | 365 | 6.81 | 0.70386 | 7 | 0.51389
20170 | 3.9 | 1 | 365 | 4.4413 | 0.9373 | 5 | 0.37862
18485 | 5.5 | 1 | 365 | 6.2634 | 0.60389 | 6 | 0.86729
19605 | 6.5 | 1 | 365 | 7.4022 | 0.8955 | 8 | 0.2977
19119 | 8.84 | 1 | 365 | 10.067 | 0.25789 | 10 | 0.32488
20145 | 8.06 | 1 | 365 | 9.1787 | 0.47042 | 9 | 0.64915
20514 | 8.28 | 1 | 365 | 9.4293 | 0.97458 | 10 | 0.40384
19470 | 10 | 1 | 365 | 11.388 | 0.91616 | 12 | 0.30416
62 | 3104.03 | 0.7 | 365 | 2474.4086 | 0.27137 | 2474 | 0.67992
19703 | 5.46 | 1 | 365 | 6.2178 | 0.51222 | 6 | 0.73007
20187 | 7 | 1 | 365 | 7.9716 | 0.041312 | 8 | 0.012912
139 | 4315.87 | 0.7 | 365 | 3440.4389 | 0.22172 | 3440 | 0.66065
15929 | 4.16 | 1 | 365 | 4.7374 | 0.53312 | 5 | 0.27053
17498 | 3.12 | 1 | 365 | 3.5531 | 0.14984 | 3 | 0.7029
17316 | 6.375 | 1 | 365 | 7.2599 | 0.60905 | 7 | 0.8689
15855 | 3.64 | 1 | 365 | 4.1452 | 0.34148 | 4 | 0.48671
14326 | 7.65 | 1 | 365 | 8.7118 | 0.53086 | 9 | 0.24268
14895 | 6 | 1 | 365 | 6.8328 | 0.7497 | 7 | 0.5825
16760 | 5.355 | 1 | 365 | 6.0983 | 0.2716 | 6 | 0.36988
16307 | 11.22 | 1 | 365 | 12.7773 | 0.71193 | 13 | 0.48927
14473 | 6.37 | 1 | 365 | 7.2542 | 0.59759 | 7 | 0.85175
18381 | 3.12 | 1 | 365 | 3.5531 | 0.14984 | 3 | 0.7029
18104 | 7.395 | 1 | 365 | 8.4214 | 0.9465 | 9 | 0.36793
15132 | 10.71 | 1 | 365 | 12.1965 | 0.54321 | 12 | 0.73976
18101 | 9.1 | 1 | 365 | 10.3631 | 0.85371 | 11 | 0.21679
18100 | 4.94 | 1 | 365 | 5.6257 | 0.32058 | 5 | 0.94626
18098 | 8.58 | 1 | 365 | 9.7709 | 0.66207 | 10 | 0.43297
18096 | 8.84 | 1 | 365 | 10.067 | 0.25789 | 10 | 0.32488
17428 | 7.395 | 1 | 365 | 8.4214 | 0.9465 | 9 | 0.36793
18093 | 5.2 | 1 | 365 | 5.9218 | 0.9164 | 6 | 0.83816
18094 | 9.18 | 1 | 365 | 10.4542 | 0.037035 | 10 | 0.49122
18091 | 5.2 | 1 | 365 | 5.9218 | 0.9164 | 6 | 0.83816
18570 | 3.825 | 1 | 365 | 4.3559 | 0.76543 | 5 | 0.12134
18571 | 4.335 | 1 | 365 | 4.9367 | 0.93416 | 5 | 0.87085
18089 | 5.72 | 1 | 365 | 6.5139 | 0.10804 | 6 | 0.62198
18085 | 6.885 | 1 | 365 | 7.8406 | 0.77778 | 8 | 0.61841
18087 | 8.16 | 1 | 365 | 9.2926 | 0.69959 | 9 | 0.99219
18591 | 2.6 | 1 | 365 | 2.9609 | 0.9582 | 3 | 0.91908
18066 | 5.1 | 1 | 365 | 5.8079 | 0.68724 | 6 | 0.49512
17023 | 8.415 | 1 | 365 | 9.583 | 0.28395 | 9 | 0.86695
18064 | 9.72 | 1 | 365 | 11.0691 | 0.27451 | 11 | 0.34364
18065 | 4.68 | 1 | 365 | 5.3296 | 0.72476 | 6 | 0.054347
18063 | 4.42 | 1 | 365 | 5.0335 | 0.12894 | 5 | 0.16244
18061 | 7.28 | 1 | 365 | 8.2905 | 0.68296 | 8 | 0.97343
18062 | 9.1 | 1 | 365 | 10.3631 | 0.85371 | 11 | 0.21679
18060 | 6.12 | 1 | 365 | 6.9695 | 0.02469 | 6 | 0.99415
17749 | 3.5 | 1 | 365 | 3.9858 | 0.020656 | 4 | 0.006456
18055 | 4.08 | 1 | 365 | 4.6463 | 0.34979 | 4 | 0.9961
18059 | 11.73 | 1 | 365 | 13.3581 | 0.88066 | 14 | 0.23878
16605 | 3.75 | 1 | 365 | 4.2705 | 0.59356 | 4 | 0.86406
19022 | 3.06 | 1 | 365 | 3.4847 | 0.012345 | 3 | 0.49707
18058 | 7.28 | 1 | 365 | 8.2905 | 0.68296 | 8 | 0.97343
18054 | 9.36 | 1 | 365 | 10.6592 | 0.44953 | 11 | 0.10869
19021 | 10.71 | 1 | 365 | 12.1965 | 0.54321 | 12 | 0.73976
18050 | 4.68 | 1 | 365 | 5.3296 | 0.72476 | 6 | 0.054347
14196 | 10.455 | 1 | 365 | 11.9062 | 0.95885 | 12 | 0.865
13593 | 5.355 | 1 | 365 | 6.0983 | 0.2716 | 6 | 0.36988
18048 | 7.65 | 1 | 365 | 8.7118 | 0.53086 | 9 | 0.24268
18623 | 5.98 | 1 | 365 | 6.81 | 0.70386 | 7 | 0.51389
18625 | 5.865 | 1 | 365 | 6.6791 | 0.44033 | 7 | 0.11939
18044 | 3.9 | 1 | 365 | 4.4413 | 0.9373 | 5 | 0.37862
18046 | 7.54 | 1 | 365 | 8.5866 | 0.27878 | 8 | 0.86534
18040 | 7.02 | 1 | 365 | 7.9944 | 0.087144 | 8 | 0.08152
18042 | 9.1 | 1 | 365 | 10.3631 | 0.85371 | 11 | 0.21679
18695 | 4.08 | 1 | 365 | 4.6463 | 0.34979 | 4 | 0.9961
18038 | 11.96 | 1 | 365 | 13.62 | 0.40773 | 14 | 0.027775
18034 | 6.5 | 1 | 365 | 7.4022 | 0.8955 | 8 | 0.2977
18722 | 3.315 | 1 | 365 | 3.7751 | 0.59671 | 4 | 0.37183
18036 | 10.66 | 1 | 365 | 12.1396 | 0.42863 | 12 | 0.56823
18030 | 3.12 | 1 | 365 | 3.5531 | 0.14984 | 3 | 0.7029
18725 | 6.12 | 1 | 365 | 6.9695 | 0.02469 | 6 | 0.99415
18735 | 3.12 | 1 | 365 | 3.5531 | 0.14984 | 3 | 0.7029
18793 | 3.57 | 1 | 365 | 4.0655 | 0.18107 | 4 | 0.24659
18028 | 4.94 | 1 | 365 | 5.6257 | 0.32058 | 5 | 0.94626
18026 | 9.88 | 1 | 365 | 11.2513 | 0.64117 | 11 | 0.89251
17602 | 9.1 | 1 | 365 | 10.3631 | 0.85371 | 11 | 0.21679
18018 | 9.36 | 1 | 365 | 10.6592 | 0.44953 | 11 | 0.10869
18019 | 5.98 | 1 | 365 | 6.81 | 0.70386 | 7 | 0.51389
18014 | 6.24 | 1 | 365 | 7.1061 | 0.29968 | 7 | 0.4058
18016 | 3.12 | 1 | 365 | 3.5531 | 0.14984 | 3 | 0.7029
17617 | 2.86 | 1 | 365 | 3.257 | 0.55402 | 3 | 0.81099
18011 | 7.54 | 1 | 365 | 8.5866 | 0.27878 | 8 | 0.86534
18013 | 4.59 | 1 | 365 | 5.2271 | 0.51852 | 5 | 0.74561
14630 | 7.395 | 1 | 365 | 8.4214 | 0.9465 | 9 | 0.36793
18007 | 4.42 | 1 | 365 | 5.0335 | 0.12894 | 5 | 0.16244
18008 | 2.805 | 1 | 365 | 3.1943 | 0.42798 | 3 | 0.62232
18004 | 8.84 | 1 | 365 | 10.067 | 0.25789 | 10 | 0.32488
14628 | 4 | 1 | 365 | 4.5552 | 0.16646 | 4 | 0.72166
14644 | 5.46 | 1 | 365 | 6.2178 | 0.51222 | 6 | 0.73007
18002 | 4.94 | 1 | 365 | 5.6257 | 0.32058 | 5 | 0.94626
18386 | 11.44 | 1 | 365 | 13.0279 | 0.21609 | 13 | 0.24396
18377 | 7.28 | 1 | 365 | 8.2905 | 0.68296 | 8 | 0.97343
17970 | 11.7 | 1 | 365 | 13.324 | 0.81191 | 14 | 0.13587
14577 | 6.86 | 1 | 365 | 7.8122 | 0.72049 | 8 | 0.53265
14626 | 7.395 | 1 | 365 | 8.4214 | 0.9465 | 9 | 0.36793
13430 | 4.335 | 1 | 365 | 4.9367 | 0.93416 | 5 | 0.87085
16781 | 3.57 | 1 | 365 | 4.0655 | 0.18107 | 4 | 0.24659
18449 | 4.94 | 1 | 365 | 5.6257 | 0.32058 | 5 | 0.94626
13587 | 7.65 | 1 | 365 | 8.7118 | 0.53086 | 9 | 0.24268
18374 | 5.39 | 1 | 365 | 6.1381 | 0.35181 | 6 | 0.48994
13359 | 4.75 | 1 | 365 | 5.4093 | 0.88518 | 6 | 0.29448
18459 | 7.65 | 1 | 365 | 8.7118 | 0.53086 | 9 | 0.24268
15833 | 2.34 | 1 | 365 | 2.6648 | 0.36238 | 3 | 0.027173
13597 | 7.905 | 1 | 365 | 9.0022 | 0.11522 | 9 | 0.11744
13589 | 5.61 | 1 | 365 | 6.3887 | 0.85597 | 7 | 0.24463
18683 | 7.395 | 1 | 365 | 8.4214 | 0.9465 | 9 | 0.36793
16363 | 12.24 | 1 | 365 | 13.9389 | 0.04938 | 13 | 0.98829
15127 | 4.335 | 1 | 365 | 4.9367 | 0.93416 | 5 | 0.87085
16914 | 11.62 | 1 | 365 | 13.2329 | 0.62858 | 13 | 0.86143
17543 | 2.86 | 1 | 365 | 3.257 | 0.55402 | 3 | 0.81099
18086 | 3.38 | 1 | 365 | 3.8491 | 0.74566 | 4 | 0.59481
14398 | 3 | 1 | 365 | 3.4164 | 0.87485 | 4 | 0.29125
15931 | 11 | 1 | 365 | 12.5268 | 0.20778 | 12 | 0.73458
14210 | 12.495 | 1 | 365 | 14.2293 | 0.63374 | 14 | 0.86305
14888 | 5.61 | 1 | 365 | 6.3887 | 0.85597 | 7 | 0.24463
14263 | 11.22 | 1 | 365 | 12.7773 | 0.71193 | 13 | 0.48927
14093 | 8.16 | 1 | 365 | 9.2926 | 0.69959 | 9 | 0.99219
15958 | 9.18 | 1 | 365 | 10.4542 | 0.037035 | 10 | 0.49122
17354 | 4.08 | 1 | 365 | 4.6463 | 0.34979 | 4 | 0.9961
13980 | 5.865 | 1 | 365 | 6.6791 | 0.44033 | 7 | 0.11939
17623 | 5.25 | 1 | 365 | 5.9787 | 0.030984 | 6 | 0.009684
14011 | 2.805 | 1 | 365 | 3.1943 | 0.42798 | 3 | 0.62232
17728 | 7.395 | 1 | 365 | 8.4214 | 0.9465 | 9 | 0.36793
18286 | 5.46 | 1 | 365 | 6.2178 | 0.51222 | 6 | 0.73007
13501 | 8.415 | 1 | 365 | 9.583 | 0.28395 | 9 | 0.86695
15899 | 3 | 1 | 365 | 3.4164 | 0.87485 | 4 | 0.29125
16668 | 4.59 | 1 | 365 | 5.2271 | 0.51852 | 5 | 0.74561
14166 | 4.59 | 1 | 365 | 5.2271 | 0.51852 | 5 | 0.74561
14013 | 5.1 | 1 | 365 | 5.8079 | 0.68724 | 6 | 0.49512
15923 | 3.57 | 1 | 365 | 4.0655 | 0.18107 | 4 | 0.24659
18585 | 3.06 | 1 | 365 | 3.4847 | 0.012345 | 3 | 0.49707
17876 | 6.63 | 1 | 365 | 7.5502 | 0.19341 | 7 | 0.74366
16186 | 6.885 | 1 | 365 | 7.8406 | 0.77778 | 8 | 0.61841
15148 | 6.615 | 1 | 365 | 7.5332 | 0.15904 | 7 | 0.6922
13831 | 2.805 | 1 | 365 | 3.1943 | 0.42798 | 3 | 0.62232
13480 | 3.315 | 1 | 365 | 3.7751 | 0.59671 | 4 | 0.37183
18120 | 5.865 | 1 | 365 | 6.6791 | 0.44033 | 7 | 0.11939
18118 | 4.335 | 1 | 365 | 4.9367 | 0.93416 | 5 | 0.87085
18121 | 6.5 | 1 | 365 | 7.4022 | 0.8955 | 8 | 0.2977
18119 | 3.12 | 1 | 365 | 3.5531 | 0.14984 | 3 | 0.7029
18115 | 5.46 | 1 | 365 | 6.2178 | 0.51222 | 6 | 0.73007
18116 | 7.28 | 1 | 365 | 8.2905 | 0.68296 | 8 | 0.97343
18113 | 7.905 | 1 | 365 | 9.0022 | 0.11522 | 9 | 0.11744
18114 | 6.375 | 1 | 365 | 7.2599 | 0.60905 | 7 | 0.8689
18109 | 9.88 | 1 | 365 | 11.2513 | 0.64117 | 11 | 0.89251
18111 | 8.84 | 1 | 365 | 10.067 | 0.25789 | 10 | 0.32488
18108 | 10.455 | 1 | 365 | 11.9062 | 0.95885 | 12 | 0.865
17401 | 9.62 | 1 | 365 | 10.9553 | 0.045346 | 11 | 0.00060192
17395 | 8.32 | 1 | 365 | 9.4748 | 0.066245 | 9 | 0.54106
17403 | 10.14 | 1 | 365 | 11.5474 | 0.23699 | 11 | 0.78442
17406 | 12.48 | 1 | 365 | 14.2122 | 0.59937 | 14 | 0.81159
17407 | 6.76 | 1 | 365 | 7.6983 | 0.49132 | 8 | 0.18961
17408 | 3.315 | 1 | 365 | 3.7751 | 0.59671 | 4 | 0.37183
17412 | 12.74 | 1 | 365 | 14.5083 | 0.19519 | 14 | 0.7035
17420 | 6.21 | 1 | 365 | 7.0719 | 0.23094 | 7 | 0.30288
17418 | 7.28 | 1 | 365 | 8.2905 | 0.68296 | 8 | 0.97343
17415 | 7.8 | 1 | 365 | 8.8826 | 0.8746 | 9 | 0.75724
17424 | 8.58 | 1 | 365 | 9.7709 | 0.66207 | 10 | 0.43297
17426 | 9.1 | 1 | 365 | 10.3631 | 0.85371 | 11 | 0.21679
17430 | 3.64 | 1 | 365 | 4.1452 | 0.34148 | 4 | 0.48671
17431 | 8.84 | 1 | 365 | 10.067 | 0.25789 | 10 | 0.32488
17432 | 4.68 | 1 | 365 | 5.3296 | 0.72476 | 6 | 0.054347
17435 | 8.32 | 1 | 365 | 9.4748 | 0.066245 | 9 | 0.54106
17441 | 4.68 | 1 | 365 | 5.3296 | 0.72476 | 6 | 0.054347
17438 | 6.12 | 1 | 365 | 6.9695 | 0.02469 | 6 | 0.99415
17436 | 11.73 | 1 | 365 | 13.3581 | 0.88066 | 14 | 0.23878
17440 | 4.5 | 1 | 365 | 5.1246 | 0.31227 | 5 | 0.43687
16060 | 11.22 | 1 | 365 | 12.7773 | 0.71193 | 13 | 0.48927
17478 | 3.825 | 1 | 365 | 4.3559 | 0.76543 | 5 | 0.12134
17479 | 9.435 | 1 | 365 | 10.7446 | 0.6214 | 11 | 0.36597
17482 | 7.14 | 1 | 365 | 8.131 | 0.36214 | 8 | 0.49317
17489 | 11.96 | 1 | 365 | 13.62 | 0.40773 | 14 | 0.027775
17702 | 5.725 | 1 | 365 | 6.5196 | 0.1195 | 6 | 0.63913
17705 | 9.18 | 1 | 365 | 10.4542 | 0.037035 | 10 | 0.49122
17559 | 3.315 | 1 | 365 | 3.7751 | 0.59671 | 4 | 0.37183
17565 | 9.69 | 1 | 365 | 11.035 | 0.20576 | 11 | 0.24073
17573 | 10.2 | 1 | 365 | 11.6158 | 0.37448 | 11 | 0.99024
17517 | 7.65 | 1 | 365 | 8.7118 | 0.53086 | 9 | 0.24268
17709 | 5.865 | 1 | 365 | 6.6791 | 0.44033 | 7 | 0.11939
17756 | 12.24 | 1 | 365 | 13.9389 | 0.04938 | 13 | 0.98829
17753 | 10.2 | 1 | 365 | 11.6158 | 0.37448 | 11 | 0.99024
17751 | 5.865 | 1 | 365 | 6.6791 | 0.44033 | 7 | 0.11939
17742 | 8.06 | 1 | 365 | 9.1787 | 0.47042 | 9 | 0.64915
17621 | 9.435 | 1 | 365 | 10.7446 | 0.6214 | 11 | 0.36597
17738 | 6.24 | 1 | 365 | 7.1061 | 0.29968 | 7 | 0.4058
17741 | 3.64 | 1 | 365 | 4.1452 | 0.34148 | 4 | 0.48671
17734 | 9.1 | 1 | 365 | 10.3631 | 0.85371 | 11 | 0.21679
17736 | 11.44 | 1 | 365 | 13.0279 | 0.21609 | 13 | 0.24396
17730 | 5.46 | 1 | 365 | 6.2178 | 0.51222 | 6 | 0.73007
17733 | 10.14 | 1 | 365 | 11.5474 | 0.23699 | 11 | 0.78442
17727 | 10.66 | 1 | 365 | 12.1396 | 0.42863 | 12 | 0.56823
17781 | 4.68 | 1 | 365 | 5.3296 | 0.72476 | 6 | 0.054347
17777 | 3.64 | 1 | 365 | 4.1452 | 0.34148 | 4 | 0.48671
14893 | 4.845 | 1 | 365 | 5.5175 | 0.10288 | 5 | 0.62037
18947 | 8.67 | 1 | 365 | 9.8734 | 0.86831 | 10 | 0.74171
15957 | 14.025 | 1 | 365 | 15.9717 | 0.13991 | 16 | 0.11158
16529 | 12.75 | 1 | 365 | 14.5197 | 0.2181 | 14 | 0.7378
15801 | 9.435 | 1 | 365 | 10.7446 | 0.6214 | 11 | 0.36597
18951 | 5.215 | 1 | 365 | 5.9388 | 0.95078 | 6 | 0.88962
17251 | 8.84 | 1 | 365 | 10.067 | 0.25789 | 10 | 0.32488
18871 | 4.16 | 1 | 365 | 4.7374 | 0.53312 | 5 | 0.27053
18305 | 7.2 | 1 | 365 | 8.1994 | 0.49964 | 8 | 0.699
13062 | 36.72 | 0.9 | 365 | 37.6351 | 0.73333 | 38 | 0.36839
15156 | 3.315 | 1 | 365 | 3.7751 | 0.59671 | 4 | 0.37183
19444 | 5.865 | 1 | 365 | 6.6791 | 0.44033 | 7 | 0.11939
19448 | 4.59 | 1 | 365 | 5.2271 | 0.51852 | 5 | 0.74561
16921 | 9.945 | 1 | 365 | 11.3254 | 0.79012 | 12 | 0.11549
19450 | 6.12 | 1 | 365 | 6.9695 | 0.02469 | 6 | 0.99415
16807 | 4.16 | 1 | 365 | 4.7374 | 0.53312 | 5 | 0.27053
14450 | 17 | 1 | 365 | 19.3596 | 0.95747 | 20 | 0.31707
17704 | 2.205 | 1 | 365 | 2.5111 | 0.053013 | 2 | 0.56407
18693 | 5.355 | 1 | 365 | 6.0983 | 0.2716 | 6 | 0.36988
15615 | 7.14 | 1 | 365 | 8.131 | 0.36214 | 8 | 0.49317
18095 | 6.76 | 1 | 365 | 7.6983 | 0.49132 | 8 | 0.18961
16225 | 5.2 | 1 | 365 | 5.9218 | 0.9164 | 6 | 0.83816
17421 | 4.68 | 1 | 365 | 5.3296 | 0.72476 | 6 | 0.054347
18292 | 16.12 | 1 | 365 | 18.3575 | 0.94085 | 19 | 0.29831
12975 | 4.845 | 1 | 365 | 5.5175 | 0.10288 | 5 | 0.62037
14017 | 4.59 | 1 | 365 | 5.2271 | 0.51852 | 5 | 0.74561
15836 | 3.825 | 1 | 365 | 4.3559 | 0.76543 | 5 | 0.12134
13839 | 8.67 | 1 | 365 | 9.8734 | 0.86831 | 10 | 0.74171
17556 | 4.59 | 1 | 365 | 5.2271 | 0.51852 | 5 | 0.74561
18691 | 4.59 | 1 | 365 | 5.2271 | 0.51852 | 5 | 0.74561
15771 | 6 | 1 | 365 | 6.8328 | 0.7497 | 7 | 0.5825
19443 | 5.74 | 1 | 365 | 6.5367 | 0.15388 | 6 | 0.69059
18583 | 3.38 | 1 | 365 | 3.8491 | 0.74566 | 4 | 0.59481
19449 | 6.725 | 1 | 365 | 7.6584 | 0.41112 | 8 | 0.069548
17697 | 9.36 | 1 | 365 | 10.6592 | 0.44953 | 11 | 0.10869
14332 | 5.1 | 1 | 365 | 5.8079 | 0.68724 | 6 | 0.49512
18140 | 3.825 | 1 | 365 | 4.3559 | 0.76543 | 5 | 0.12134
16494 | 8.16 | 1 | 365 | 9.2926 | 0.69959 | 9 | 0.99219
18464 | 6.885 | 1 | 365 | 7.8406 | 0.77778 | 8 | 0.61841
15161 | 6.885 | 1 | 365 | 7.8406 | 0.77778 | 8 | 0.61841
17867 | 5.865 | 1 | 365 | 6.6791 | 0.44033 | 7 | 0.11939
17654 | 6.885 | 1 | 365 | 7.8406 | 0.77778 | 8 | 0.61841
17644 | 8.415 | 1 | 365 | 9.583 | 0.28395 | 9 | 0.86695
19415 | 8.415 | 1 | 365 | 9.583 | 0.28395 | 9 | 0.86695
16377 | 10.71 | 1 | 365 | 12.1965 | 0.54321 | 12 | 0.73976
13382 | 4.08 | 1 | 365 | 4.6463 | 0.34979 | 4 | 0.9961
12885 | 7.14 | 1 | 365 | 8.131 | 0.36214 | 8 | 0.49317
17513 | 4.335 | 1 | 365 | 4.9367 | 0.93416 | 5 | 0.87085
16850 | 7.14 | 1 | 365 | 8.131 | 0.36214 | 8 | 0.49317
19583 | 5.2 | 1 | 365 | 5.9218 | 0.9164 | 6 | 0.83816
13494 | 3.825 | 1 | 365 | 4.3559 | 0.76543 | 5 | 0.12134
17322 | 2.04 | 1 | 365 | 2.3232 | 0.6749 | 2 | 0.99805
19508 | 13.72 | 1 | 365 | 15.6243 | 0.44097 | 16 | 0.065308
19589 | 9.35 | 1 | 365 | 10.6478 | 0.42661 | 11 | 0.07439
15789 | 10.965 | 1 | 365 | 12.4869 | 0.12757 | 12 | 0.61451
18992 | 3.64 | 1 | 365 | 4.1452 | 0.34148 | 4 | 0.48671
19580 | 4.76 | 1 | 365 | 5.4207 | 0.90809 | 6 | 0.32878
19618 | 6.72 | 1 | 365 | 7.6527 | 0.39966 | 8 | 0.052396
18988 | 6.76 | 1 | 365 | 7.6983 | 0.49132 | 8 | 0.18961
19623 | 13.26 | 1 | 365 | 15.1005 | 0.38683 | 15 | 0.48732
19644 | 12.753 | 1 | 365 | 14.5231 | 0.22498 | 14 | 0.7481
17721 | 11.985 | 1 | 365 | 13.6485 | 0.46502 | 14 | 0.11354
19465 | 3.825 | 1 | 365 | 4.3559 | 0.76543 | 5 | 0.12134
19646 | 5 | 1 | 365 | 5.694 | 0.45808 | 6 | 0.15208
19468 | 7.395 | 1 | 365 | 8.4214 | 0.9465 | 9 | 0.36793
19477 | 5.72 | 1 | 365 | 6.5139 | 0.10804 | 6 | 0.62198
18985 | 7.28 | 1 | 365 | 8.2905 | 0.68296 | 8 | 0.97343
18984 | 5.61 | 1 | 365 | 6.3887 | 0.85597 | 7 | 0.24463
19460 | 4.08 | 1 | 365 | 4.6463 | 0.34979 | 4 | 0.9961
19464 | 7.28 | 1 | 365 | 8.2905 | 0.68296 | 8 | 0.97343
18987 | 6.885 | 1 | 365 | 7.8406 | 0.77778 | 8 | 0.61841
19694 | 8.4 | 1 | 365 | 9.5659 | 0.24957 | 9 | 0.81549
18982 | 5.5 | 1 | 365 | 6.2634 | 0.60389 | 6 | 0.86729
19546 | 3.64 | 1 | 365 | 4.1452 | 0.34148 | 4 | 0.48671
18989 | 3.9 | 1 | 365 | 4.4413 | 0.9373 | 5 | 0.37862
19549 | 7.65 | 1 | 365 | 8.7118 | 0.53086 | 9 | 0.24268
19551 | 4.16 | 1 | 365 | 4.7374 | 0.53312 | 5 | 0.27053
18980 | 5.61 | 1 | 365 | 6.3887 | 0.85597 | 7 | 0.24463
19698 | 13.42 | 1 | 365 | 15.2827 | 0.75349 | 16 | 0.036183
18977 | 5 | 1 | 365 | 5.694 | 0.45808 | 6 | 0.15208
19863 | 6.885 | 1 | 365 | 7.8406 | 0.77778 | 8 | 0.61841
20712 | 7.65 | 1 | 365 | 8.7118 | 0.53086 | 9 | 0.24268
19673 | 3.64 | 1 | 365 | 4.1452 | 0.34148 | 4 | 0.48671
15919 | 11.25 | 1 | 365 | 12.8115 | 0.78068 | 13 | 0.59218
20708 | 14.82 | 1 | 365 | 16.877 | 0.96175 | 17 | 0.83877
20709 | 8.55 | 1 | 365 | 9.7367 | 0.59332 | 10 | 0.33006
20262 | 10.215 | 1 | 365 | 11.6328 | 0.40886 | 12 | 0.041699
19674 | 4.42 | 1 | 365 | 5.0335 | 0.12894 | 5 | 0.16244
20706 | 5.7 | 1 | 365 | 6.4912 | 0.062211 | 6 | 0.55337
20303 | 95.7 | 0.9 | 365 | 98.0848 | 0.37689 | 98 | 0.46173
19731 | 7.5 | 1 | 365 | 8.541 | 0.18712 | 8 | 0.72812
20263 | 6.725 | 1 | 365 | 7.6584 | 0.41112 | 8 | 0.069548
20360 | 3.12 | 1 | 365 | 3.5531 | 0.14984 | 3 | 0.7029
20272 | 5.98 | 1 | 365 | 6.81 | 0.70386 | 7 | 0.51389
20522 | 7.84 | 1 | 365 | 8.9282 | 0.96627 | 9 | 0.89446
20276 | 5.215 | 1 | 365 | 5.9388 | 0.95078 | 6 | 0.88962
20244 | 6.72 | 1 | 365 | 7.6527 | 0.39966 | 8 | 0.052396
20333 | 7 | 1 | 365 | 7.9716 | 0.041312 | 8 | 0.012912
20086 | 10.4 | 1 | 365 | 11.8435 | 0.83281 | 12 | 0.67633
20584 | 6 | 1 | 365 | 6.8328 | 0.7497 | 7 | 0.5825
20331 | 7.14 | 1 | 365 | 8.131 | 0.36214 | 8 | 0.49317
20188 | 5.04 | 1 | 365 | 5.7396 | 0.54974 | 6 | 0.2893
16664 | 6.885 | 1 | 365 | 7.8406 | 0.77778 | 8 | 0.61841
20059 | 3.5 | 1 | 365 | 3.9858 | 0.020656 | 4 | 0.006456
20281 | 4.725 | 1 | 365 | 5.3808 | 0.82789 | 6 | 0.20872
20334 | 4.845 | 1 | 365 | 5.5175 | 0.10288 | 5 | 0.62037
14905 | 6.885 | 1 | 365 | 7.8406 | 0.77778 | 8 | 0.61841
20249 | 14.3 | 1 | 365 | 16.2848 | 0.77011 | 17 | 0.054949
20058 | 8.5 | 1 | 365 | 9.6798 | 0.47874 | 10 | 0.15854
20054 | 4.25 | 1 | 365 | 4.8399 | 0.73937 | 5 | 0.57927
20290 | 3.47 | 1 | 365 | 3.9516 | 0.95191 | 4 | 0.90354
19730 | 8.1 | 1 | 365 | 9.2243 | 0.56209 | 9 | 0.78637
20335 | 6.76 | 1 | 365 | 7.6983 | 0.49132 | 8 | 0.18961
19872 | 4.42 | 1 | 365 | 5.0335 | 0.12894 | 5 | 0.16244
19882 | 5.145 | 1 | 365 | 5.8591 | 0.79036 | 6 | 0.64949
20299 | 11.22 | 1 | 365 | 12.7773 | 0.71193 | 13 | 0.48927
20250 | 10.725 | 1 | 365 | 12.2136 | 0.57758 | 12 | 0.79121
19714 | 4.4 | 1 | 365 | 5.0107 | 0.08311 | 5 | 0.09383
20340 | 3.9 | 1 | 365 | 4.4413 | 0.9373 | 5 | 0.37862
19886 | 4.16 | 1 | 365 | 4.7374 | 0.53312 | 5 | 0.27053
20337 | 5.865 | 1 | 365 | 6.6791 | 0.44033 | 7 | 0.11939
19517 | 3.9 | 1 | 365 | 4.4413 | 0.9373 | 5 | 0.37862
20327 | 8.67 | 1 | 365 | 9.8734 | 0.86831 | 10 | 0.74171
20341 | 10.4 | 1 | 365 | 11.8435 | 0.83281 | 12 | 0.67633
19897 | 6.885 | 1 | 365 | 7.8406 | 0.77778 | 8 | 0.61841
19935 | 3.64 | 1 | 365 | 4.1452 | 0.34148 | 4 | 0.48671
19944 | 3.57 | 1 | 365 | 4.0655 | 0.18107 | 4 | 0.24659
19984 | 7.65 | 1 | 365 | 8.7118 | 0.53086 | 9 | 0.24268
20342 | 7.14 | 1 | 365 | 8.131 | 0.36214 | 8 | 0.49317
20370 | 15.95 | 1 | 365 | 18.1639 | 0.55128 | 18 | 0.71514
20018 | 5.61 | 1 | 365 | 6.3887 | 0.85597 | 7 | 0.24463
20376 | 3.57 | 1 | 365 | 4.0655 | 0.18107 | 4 | 0.24659
19629 | 7.65 | 1 | 365 | 8.7118 | 0.53086 | 9 | 0.24268
20025 | 9.945 | 1 | 365 | 11.3254 | 0.79012 | 12 | 0.11549
19927 | 8.32 | 1 | 365 | 9.4748 | 0.066245 | 9 | 0.54106
19536 | 7.54 | 1 | 365 | 8.5866 | 0.27878 | 8 | 0.86534
16640 | 9.18 | 1 | 365 | 10.4542 | 0.037035 | 10 | 0.49122
19949 | 5.355 | 1 | 365 | 6.0983 | 0.2716 | 6 | 0.36988
20715 | 5.4 | 1 | 365 | 6.1495 | 0.37473 | 6 | 0.52425
20491 | 3.75 | 1 | 365 | 4.2705 | 0.59356 | 4 | 0.86406
20737 | 14.28 | 1 | 365 | 16.2621 | 0.72428 | 16 | 0.98634
18466 | 10 | 1 | 365 | 11.388 | 0.91616 | 12 | 0.30416
18460 | 10 | 1 | 365 | 11.388 | 0.91616 | 12 | 0.30416
18451 | 5.725 | 1 | 365 | 6.5196 | 0.1195 | 6 | 0.63913
16106 | 8.8 | 1 | 365 | 10.0214 | 0.16622 | 10 | 0.18766
18426 | 4.42 | 1 | 365 | 5.0335 | 0.12894 | 5 | 0.16244
16526 | 62.48 | 0.9 | 365 | 64.037 | 0.86215 | 64 | 0.89915
18414 | 4.08 | 1 | 365 | 4.6463 | 0.34979 | 4 | 0.9961
18418 | 5.98 | 1 | 365 | 6.81 | 0.70386 | 7 | 0.51389
18824 | 7.28 | 1 | 365 | 8.2905 | 0.68296 | 8 | 0.97343
18411 | 7.8 | 1 | 365 | 8.8826 | 0.8746 | 9 | 0.75724
18413 | 4.16 | 1 | 365 | 4.7374 | 0.53312 | 5 | 0.27053
18435 | 6 | 1 | 365 | 6.8328 | 0.7497 | 7 | 0.5825
17516 | 5.46 | 1 | 365 | 6.2178 | 0.51222 | 6 | 0.73007
18406 | 6.76 | 1 | 365 | 7.6983 | 0.49132 | 8 | 0.18961
18410 | 6.24 | 1 | 365 | 7.1061 | 0.29968 | 7 | 0.4058
18398 | 2.86 | 1 | 365 | 3.257 | 0.55402 | 3 | 0.81099
18401 | 5.13 | 1 | 365 | 5.842 | 0.75599 | 6 | 0.59803
18405 | 4.68 | 1 | 365 | 5.3296 | 0.72476 | 6 | 0.054347
20738 | 10.45 | 1 | 365 | 11.9005 | 0.94739 | 12 | 0.84785
18397 | 14.56 | 1 | 365 | 16.5809 | 0.36593 | 16 | 0.94686
18545 | 8.84 | 1 | 365 | 10.067 | 0.25789 | 10 | 0.32488
18580 | 7.28 | 1 | 365 | 8.2905 | 0.68296 | 8 | 0.97343
18582 | 10.14 | 1 | 365 | 11.5474 | 0.23699 | 11 | 0.78442
19544 | 6.5 | 1 | 365 | 7.4022 | 0.8955 | 8 | 0.2977
18542 | 7.28 | 1 | 365 | 8.2905 | 0.68296 | 8 | 0.97343
20759 | 7.7 | 1 | 365 | 8.7688 | 0.64544 | 9 | 0.4142
18576 | 7.02 | 1 | 365 | 7.9944 | 0.087144 | 8 | 0.08152
20757 | 10.92 | 1 | 365 | 12.4357 | 0.024447 | 12 | 0.46014
18568 | 19.5 | 1 | 365 | 22.2066 | 0.68651 | 22 | 0.89311
18566 | 5.72 | 1 | 365 | 6.5139 | 0.10804 | 6 | 0.62198
20763 | 5.46 | 1 | 365 | 6.2178 | 0.51222 | 6 | 0.73007
18590 | 7.8 | 1 | 365 | 8.8826 | 0.8746 | 9 | 0.75724
18603 | 12.48 | 1 | 365 | 14.2122 | 0.59937 | 14 | 0.81159
18538 | 3.12 | 1 | 365 | 3.5531 | 0.14984 | 3 | 0.7029
18604 | 3.12 | 1 | 365 | 3.5531 | 0.14984 | 3 | 0.7029
18534 | 9.88 | 1 | 365 | 11.2513 | 0.64117 | 11 | 0.89251
18532 | 5.355 | 1 | 365 | 6.0983 | 0.2716 | 6 | 0.36988
20760 | 6.885 | 1 | 365 | 7.8406 | 0.77778 | 8 | 0.61841
20764 | 8.06 | 1 | 365 | 9.1787 | 0.47042 | 9 | 0.64915
20783 | 7.54 | 1 | 365 | 8.5866 | 0.27878 | 8 | 0.86534
19545 | 5.98 | 1 | 365 | 6.81 | 0.70386 | 7 | 0.51389
20805 | 14.58 | 1 | 365 | 16.6037 | 0.41176 | 17 | 0.015465
19548 | 3.64 | 1 | 365 | 4.1452 | 0.34148 | 4 | 0.48671
19682 | 3.12 | 1 | 365 | 3.5531 | 0.14984 | 3 | 0.7029
19686 | 9.62 | 1 | 365 | 10.9553 | 0.045346 | 11 | 0.00060192
20830 | 6.12 | 1 | 365 | 6.9695 | 0.02469 | 6 | 0.99415
20828 | 5.98 | 1 | 365 | 6.81 | 0.70386 | 7 | 0.51389
20806 | 14.04 | 1 | 365 | 15.9888 | 0.17429 | 16 | 0.16304
20807 | 5.72 | 1 | 365 | 6.5139 | 0.10804 | 6 | 0.62198
20810 | 4.94 | 1 | 365 | 5.6257 | 0.32058 | 5 | 0.94626
20808 | 7.8 | 1 | 365 | 8.8826 | 0.8746 | 9 | 0.75724
20799 | 5.2 | 1 | 365 | 5.9218 | 0.9164 | 6 | 0.83816
20798 | 4.94 | 1 | 365 | 5.6257 | 0.32058 | 5 | 0.94626
19370 | 8.32 | 1 | 365 | 9.4748 | 0.066245 | 9 | 0.54106
19368 | 3.38 | 1 | 365 | 3.8491 | 0.74566 | 4 | 0.59481
20797 | 9.36 | 1 | 365 | 10.6592 | 0.44953 | 11 | 0.10869
19366 | 5.355 | 1 | 365 | 6.0983 | 0.2716 | 6 | 0.36988
19361 | 7.54 | 1 | 365 | 8.5866 | 0.27878 | 8 | 0.86534
19354 | 7.02 | 1 | 365 | 7.9944 | 0.087144 | 8 | 0.08152
20479 | 9.175 | 1 | 365 | 10.4485 | 0.025577 | 10 | 0.47407
20480 | 5.865 | 1 | 365 | 6.6791 | 0.44033 | 7 | 0.11939
20796 | 4.24 | 1 | 365 | 4.8285 | 0.71645 | 5 | 0.54496
20484 | 9.315 | 1 | 365 | 10.6079 | 0.3464 | 10 | 0.95433
20837 | 6.76 | 1 | 365 | 7.6983 | 0.49132 | 8 | 0.18961
20838 | 4.77 | 1 | 365 | 5.4321 | 0.93101 | 6 | 0.36308
20627 | 7.425 | 1 | 365 | 8.4556 | 0.015249 | 8 | 0.47084
20628 | 7.28 | 1 | 365 | 8.2905 | 0.68296 | 8 | 0.97343
20629 | 6.84 | 1 | 365 | 7.7894 | 0.67465 | 8 | 0.46405
20630 | 7 | 1 | 365 | 7.9716 | 0.041312 | 8 | 0.012912
19356 | 8.58 | 1 | 365 | 9.7709 | 0.66207 | 10 | 0.43297
19352 | 7.02 | 1 | 365 | 7.9944 | 0.087144 | 8 | 0.08152
19351 | 5.72 | 1 | 365 | 6.5139 | 0.10804 | 6 | 0.62198
19350 | 11.96 | 1 | 365 | 13.62 | 0.40773 | 14 | 0.027775
19349 | 5.72 | 1 | 365 | 6.5139 | 0.10804 | 6 | 0.62198
19348 | 5.98 | 1 | 365 | 6.81 | 0.70386 | 7 | 0.51389
20687 | 6.875 | 1 | 365 | 7.8293 | 0.75486 | 8 | 0.58411
20688 | 6.72 | 1 | 365 | 7.6527 | 0.39966 | 8 | 0.052396
20691 | 5.4 | 1 | 365 | 6.1495 | 0.37473 | 6 | 0.52425
20692 | 9.156 | 1 | 365 | 10.4269 | 0.98204 | 11 | 0.40889
19346 | 8.84 | 1 | 365 | 10.067 | 0.25789 | 10 | 0.32488
20693 | 6.54 | 1 | 365 | 7.4478 | 0.98717 | 8 | 0.43492
20694 | 7.194 | 1 | 365 | 8.1925 | 0.48589 | 8 | 0.67841
20695 | 9.69 | 1 | 365 | 11.035 | 0.20576 | 11 | 0.24073
19347 | 6.5 | 1 | 365 | 7.4022 | 0.8955 | 8 | 0.2977
20696 | 13.77 | 1 | 365 | 15.6813 | 0.55555 | 16 | 0.23683
20697 | 7.14 | 1 | 365 | 8.131 | 0.36214 | 8 | 0.49317
19343 | 5.3 | 1 | 365 | 6.0356 | 0.14556 | 6 | 0.1812
19342 | 8.58 | 1 | 365 | 9.7709 | 0.66207 | 10 | 0.43297
19340 | 2.34 | 1 | 365 | 2.6648 | 0.36238 | 3 | 0.027173
19338 | 9.62 | 1 | 365 | 10.9553 | 0.045346 | 11 | 0.00060192
20701 | 6.63 | 1 | 365 | 7.5502 | 0.19341 | 7 | 0.74366
20702 | 24.885 | 1 | 365 | 28.339 | 0.026864 | 28 | 0.3659
19339 | 5.46 | 1 | 365 | 6.2178 | 0.51222 | 6 | 0.73007
20704 | 12.495 | 1 | 365 | 14.2293 | 0.63374 | 14 | 0.86305
19336 | 11.96 | 1 | 365 | 13.62 | 0.40773 | 14 | 0.027775
19333 | 10.14 | 1 | 365 | 11.5474 | 0.23699 | 11 | 0.78442
19332 | 8.32 | 1 | 365 | 9.4748 | 0.066245 | 9 | 0.54106
19327 | 4.16 | 1 | 365 | 4.7374 | 0.53312 | 5 | 0.27053
17979 | 5.355 | 1 | 365 | 6.0983 | 0.2716 | 6 | 0.36988
19323 | 8.84 | 1 | 365 | 10.067 | 0.25789 | 10 | 0.32488
18131 | 7.02 | 1 | 365 | 7.9944 | 0.087144 | 8 | 0.08152
20843 | 16.225 | 1 | 365 | 18.477 | 0.18147 | 18 | 0.6585
19322 | 8.32 | 1 | 365 | 9.4748 | 0.066245 | 9 | 0.54106
19317 | 5.72 | 1 | 365 | 6.5139 | 0.10804 | 6 | 0.62198
768 | 282 | 1 | 365 | 321.1416 | 0.23571 | 321 | 0.37731
17595 | 9.62 | 1 | 365 | 10.9553 | 0.045346 | 11 | 0.00060192
20840 | 4.5 | 1 | 365 | 5.1246 | 0.31227 | 5 | 0.43687
19321 | 7.14 | 1 | 365 | 8.131 | 0.36214 | 8 | 0.49317
18504 | 2.34 | 1 | 365 | 2.6648 | 0.36238 | 3 | 0.027173
18498 | 2.86 | 1 | 365 | 3.257 | 0.55402 | 3 | 0.81099
18490 | 9.2 | 1 | 365 | 10.477 | 0.082867 | 10 | 0.55983
18496 | 5.72 | 1 | 365 | 6.5139 | 0.10804 | 6 | 0.62198
20795 | 2.34 | 1 | 365 | 2.6648 | 0.36238 | 3 | 0.027173
18482 | 9.1 | 1 | 365 | 10.3631 | 0.85371 | 11 | 0.21679
19315 | 4.94 | 1 | 365 | 5.6257 | 0.32058 | 5 | 0.94626
18478 | 4.59 | 1 | 365 | 5.2271 | 0.51852 | 5 | 0.74561
20791 | 5.98 | 1 | 365 | 6.81 | 0.70386 | 7 | 0.51389
18468 | 10.66 | 1 | 365 | 12.1396 | 0.42863 | 12 | 0.56823
18461 | 3.12 | 1 | 365 | 3.5531 | 0.14984 | 3 | 0.7029
18462 | 8.64 | 1 | 365 | 9.8392 | 0.79956 | 10 | 0.63879
20793 | 7.395 | 1 | 365 | 8.4214 | 0.9465 | 9 | 0.36793
18456 | 8.58 | 1 | 365 | 9.7709 | 0.66207 | 10 | 0.43297
18453 | 6.76 | 1 | 365 | 7.6983 | 0.49132 | 8 | 0.18961
18448 | 11.96 | 1 | 365 | 13.62 | 0.40773 | 14 | 0.027775
20790 | 7.14 | 1 | 365 | 8.131 | 0.36214 | 8 | 0.49317
18450 | 10.14 | 1 | 365 | 11.5474 | 0.23699 | 11 | 0.78442
19314 | 3.9 | 1 | 365 | 4.4413 | 0.9373 | 5 | 0.37862
18446 | 3.9 | 1 | 365 | 4.4413 | 0.9373 | 5 | 0.37862
20775 | 2.915 | 1 | 365 | 3.3196 | 0.68006 | 3 | 0.99966
18711 | 3.12 | 1 | 365 | 3.5531 | 0.14984 | 3 | 0.7029
18717 | 4.42 | 1 | 365 | 5.0335 | 0.12894 | 5 | 0.16244
20776 | 7.14 | 1 | 365 | 8.131 | 0.36214 | 8 | 0.49317
18708 | 13.52 | 1 | 365 | 15.3966 | 0.98265 | 16 | 0.37922
19311 | 7.8 | 1 | 365 | 8.8826 | 0.8746 | 9 | 0.75724
17247 | 6.12 | 1 | 365 | 6.9695 | 0.02469 | 6 | 0.99415
17254 | 10.92 | 1 | 365 | 12.4357 | 0.024447 | 12 | 0.46014
20771 | 2.295 | 1 | 365 | 2.6135 | 0.25926 | 2 | 0.8728
17255 | 7.395 | 1 | 365 | 8.4214 | 0.9465 | 9 | 0.36793
20772 | 2.6 | 1 | 365 | 2.9609 | 0.9582 | 3 | 0.91908
17249 | 14.025 | 1 | 365 | 15.9717 | 0.13991 | 16 | 0.11158
20769 | 7.8 | 1 | 365 | 8.8826 | 0.8746 | 9 | 0.75724
17250 | 8.84 | 1 | 365 | 10.067 | 0.25789 | 10 | 0.32488
17252 | 11.22 | 1 | 365 | 12.7773 | 0.71193 | 13 | 0.48927
19309 | 3.315 | 1 | 365 | 3.7751 | 0.59671 | 4 | 0.37183
19868 | 8.96 | 1 | 365 | 10.2036 | 0.53288 | 10 | 0.73653
19259 | 3.92 | 1 | 365 | 4.4641 | 0.98313 | 5 | 0.44723
20768 | 7.75 | 1 | 365 | 8.8257 | 0.76002 | 9 | 0.58572
20074 | 6.16 | 1 | 365 | 7.015 | 0.11635 | 7 | 0.13136
19026 | 5.2 | 1 | 365 | 5.9218 | 0.9164 | 6 | 0.83816
20075 | 7.848 | 1 | 365 | 8.9373 | 0.9846 | 9 | 0.9219
18971 | 6.63 | 1 | 365 | 7.5502 | 0.19341 | 7 | 0.74366
20079 | 6.75 | 1 | 365 | 7.6869 | 0.46841 | 8 | 0.15531
13968 | 5 | 1 | 365 | 5.694 | 0.45808 | 6 | 0.15208
20731 | 11.96 | 1 | 365 | 13.62 | 0.40773 | 14 | 0.027775
20190 | 7.65 | 1 | 365 | 8.7118 | 0.53086 | 9 | 0.24268
20742 | 3.12 | 1 | 365 | 3.5531 | 0.14984 | 3 | 0.7029
20258 | 8.91 | 1 | 365 | 10.1467 | 0.4183 | 10 | 0.56501
19590 | 6.16 | 1 | 365 | 7.015 | 0.11635 | 7 | 0.13136
18973 | 5.98 | 1 | 365 | 6.81 | 0.70386 | 7 | 0.51389
18948 | 8.06 | 1 | 365 | 9.1787 | 0.47042 | 9 | 0.64915
18957 | 6.76 | 1 | 365 | 7.6983 | 0.49132 | 8 | 0.18961
18958 | 4.68 | 1 | 365 | 5.3296 | 0.72476 | 6 | 0.054347
18959 | 3.9 | 1 | 365 | 4.4413 | 0.9373 | 5 | 0.37862
20743 | 4.68 | 1 | 365 | 5.3296 | 0.72476 | 6 | 0.054347
18960 | 7.54 | 1 | 365 | 8.5866 | 0.27878 | 8 | 0.86534
20415 | 5.72 | 1 | 365 | 6.5139 | 0.10804 | 6 | 0.62198
20741 | 2.6 | 1 | 365 | 2.9609 | 0.9582 | 3 | 0.91908
20413 | 8.06 | 1 | 365 | 9.1787 | 0.47042 | 9 | 0.64915
20402 | 7.02 | 1 | 365 | 7.9944 | 0.087144 | 8 | 0.08152
20735 | 2.86 | 1 | 365 | 3.257 | 0.55402 | 3 | 0.81099
20404 | 5.46 | 1 | 365 | 6.2178 | 0.51222 | 6 | 0.73007
20736 | 9.36 | 1 | 365 | 10.6592 | 0.44953 | 11 | 0.10869
20724 | 5.98 | 1 | 365 | 6.81 | 0.70386 | 7 | 0.51389
19797 | 9.88 | 1 | 365 | 11.2513 | 0.64117 | 11 | 0.89251
19810 | 2.6 | 1 | 365 | 2.9609 | 0.9582 | 3 | 0.91908
20615 | 5.2 | 1 | 365 | 5.9218 | 0.9164 | 6 | 0.83816
19832 | 13.26 | 1 | 365 | 15.1005 | 0.38683 | 15 | 0.48732
20683 | 5.98 | 1 | 365 | 6.81 | 0.70386 | 7 | 0.51389
20682 | 4.845 | 1 | 365 | 5.5175 | 0.10288 | 5 | 0.62037
20679 | 8.58 | 1 | 365 | 9.7709 | 0.66207 | 10 | 0.43297
20675 | 10.2 | 1 | 365 | 11.6158 | 0.37448 | 11 | 0.99024
20674 | 3.9 | 1 | 365 | 4.4413 | 0.9373 | 5 | 0.37862
19826 | 8 | 1 | 365 | 9.1104 | 0.33293 | 9 | 0.44333
19845 | 3.12 | 1 | 365 | 3.5531 | 0.14984 | 3 | 0.7029
19794 | 4.16 | 1 | 365 | 4.7374 | 0.53312 | 5 | 0.27053
19860 | 4.94 | 1 | 365 | 5.6257 | 0.32058 | 5 | 0.94626
17748 | 6 | 1 | 365 | 6.8328 | 0.7497 | 7 | 0.5825
17778 | 6 | 1 | 365 | 6.8328 | 0.7497 | 7 | 0.5825
17782 | 6 | 1 | 365 | 6.8328 | 0.7497 | 7 | 0.5825
15133 | 5.61 | 1 | 365 | 6.3887 | 0.85597 | 7 | 0.24463
17785 | 4.8 | 1 | 365 | 5.4662 | 0.99976 | 6 | 0.466
15773 | 4.16 | 1 | 365 | 4.7374 | 0.53312 | 5 | 0.27053
17788 | 4.2 | 1 | 365 | 4.783 | 0.62479 | 5 | 0.40775
17853 | 5.4 | 1 | 365 | 6.1495 | 0.37473 | 6 | 0.52425
19004 | 6 | 1 | 365 | 6.8328 | 0.7497 | 7 | 0.5825
20821 | 8.375 | 1 | 365 | 9.5374 | 0.19228 | 9 | 0.72973
20823 | 3.315 | 1 | 365 | 3.7751 | 0.59671 | 4 | 0.37183
20819 | 7.395 | 1 | 365 | 8.4214 | 0.9465 | 9 | 0.36793
20815 | 5.415 | 1 | 365 | 6.1666 | 0.4091 | 6 | 0.5757
20755 | 8.25 | 1 | 365 | 9.3951 | 0.90583 | 10 | 0.30093
20752 | 9.516 | 1 | 365 | 10.8368 | 0.80702 | 11 | 0.64384
20713 | 7.848 | 1 | 365 | 8.9373 | 0.9846 | 9 | 0.9219
20824 | 11.44 | 1 | 365 | 13.0279 | 0.21609 | 13 | 0.24396
20825 | 9.9 | 1 | 365 | 11.2741 | 0.687 | 11 | 0.96112
20191 | 7.56 | 1 | 365 | 8.6093 | 0.32462 | 8 | 0.93394
20055 | 9 | 1 | 365 | 10.2492 | 0.62454 | 10 | 0.87374
20116 | 4.42 | 1 | 365 | 5.0335 | 0.12894 | 5 | 0.16244
17486 | 2.86 | 1 | 365 | 3.257 | 0.55402 | 3 | 0.81099
17487 | 5.1 | 1 | 365 | 5.8079 | 0.68724 | 6 | 0.49512
17502 | 4.335 | 1 | 365 | 4.9367 | 0.93416 | 5 | 0.87085
20777 | 2.34 | 1 | 365 | 2.6648 | 0.36238 | 3 | 0.027173
20780 | 9.1 | 1 | 365 | 10.3631 | 0.85371 | 11 | 0.21679
20782 | 7.8 | 1 | 365 | 8.8826 | 0.8746 | 9 | 0.75724
17999 | 4.16 | 1 | 365 | 4.7374 | 0.53312 | 5 | 0.27053
17997 | 6.375 | 1 | 365 | 7.2599 | 0.60905 | 7 | 0.8689
17998 | 3.9 | 1 | 365 | 4.4413 | 0.9373 | 5 | 0.37862
17996 | 8.16 | 1 | 365 | 9.2926 | 0.69959 | 9 | 0.99219
17993 | 10.965 | 1 | 365 | 12.4869 | 0.12757 | 12 | 0.61451
17990 | 7.28 | 1 | 365 | 8.2905 | 0.68296 | 8 | 0.97343
17991 | 6.76 | 1 | 365 | 7.6983 | 0.49132 | 8 | 0.18961
17994 | 8.67 | 1 | 365 | 9.8734 | 0.86831 | 10 | 0.74171
17980 | 5.98 | 1 | 365 | 6.81 | 0.70386 | 7 | 0.51389
17987 | 4.94 | 1 | 365 | 5.6257 | 0.32058 | 5 | 0.94626
17957 | 3.12 | 1 | 365 | 3.5531 | 0.14984 | 3 | 0.7029
17973 | 3.64 | 1 | 365 | 4.1452 | 0.34148 | 4 | 0.48671
17954 | 8.06 | 1 | 365 | 9.1787 | 0.47042 | 9 | 0.64915
17955 | 4.68 | 1 | 365 | 5.3296 | 0.72476 | 6 | 0.054347
17946 | 7.54 | 1 | 365 | 8.5866 | 0.27878 | 8 | 0.86534
17952 | 9.36 | 1 | 365 | 10.6592 | 0.44953 | 11 | 0.10869
17942 | 10.71 | 1 | 365 | 12.1965 | 0.54321 | 12 | 0.73976
17944 | 10.14 | 1 | 365 | 11.5474 | 0.23699 | 11 | 0.78442
17939 | 13 | 1 | 365 | 14.8044 | 0.79101 | 15 | 0.59541
17941 | 6.5 | 1 | 365 | 7.4022 | 0.8955 | 8 | 0.2977
17935 | 3.9 | 1 | 365 | 4.4413 | 0.9373 | 5 | 0.37862
17937 | 2.6 | 1 | 365 | 2.9609 | 0.9582 | 3 | 0.91908
17933 | 2.6 | 1 | 365 | 2.9609 | 0.9582 | 3 | 0.91908
17934 | 7.54 | 1 | 365 | 8.5866 | 0.27878 | 8 | 0.86534
17928 | 7.28 | 1 | 365 | 8.2905 | 0.68296 | 8 | 0.97343
17923 | 8.925 | 1 | 365 | 10.1638 | 0.45267 | 10 | 0.61646
18301 | 12.48 | 1 | 365 | 14.2122 | 0.59937 | 14 | 0.81159
18279 | 5.72 | 1 | 365 | 6.5139 | 0.10804 | 6 | 0.62198
18283 | 6.5 | 1 | 365 | 7.4022 | 0.8955 | 8 | 0.2977
18436 | 4.68 | 1 | 365 | 5.3296 | 0.72476 | 6 | 0.054347
18438 | 4.68 | 1 | 365 | 5.3296 | 0.72476 | 6 | 0.054347
18382 | 4.94 | 1 | 365 | 5.6257 | 0.32058 | 5 | 0.94626
18428 | 4.68 | 1 | 365 | 5.3296 | 0.72476 | 6 | 0.054347
18376 | 9.43 | 1 | 365 | 10.7389 | 0.60994 | 11 | 0.34882
18341 | 6.885 | 1 | 365 | 7.8406 | 0.77778 | 8 | 0.61841
18370 | 6.5 | 1 | 365 | 7.4022 | 0.8955 | 8 | 0.2977
18338 | 13.26 | 1 | 365 | 15.1005 | 0.38683 | 15 | 0.48732
18427 | 5.2 | 1 | 365 | 5.9218 | 0.9164 | 6 | 0.83816
13999 | 5.61 | 1 | 365 | 6.3887 | 0.85597 | 7 | 0.24463
14497 | 6.63 | 1 | 365 | 7.5502 | 0.19341 | 7 | 0.74366
15041 | 2.805 | 1 | 365 | 3.1943 | 0.42798 | 3 | 0.62232
19453 | 8 | 1 | 365 | 9.1104 | 0.33293 | 9 | 0.44333
19752 | 5.46 | 1 | 365 | 6.2178 | 0.51222 | 6 | 0.73007
18967 | 9.435 | 1 | 365 | 10.7446 | 0.6214 | 11 | 0.36597
19695 | 12 | 1 | 365 | 13.6656 | 0.49939 | 14 | 0.16499
14293 | 14.28 | 1 | 365 | 16.2621 | 0.72428 | 16 | 0.98634
17965 | 9 | 1 | 365 | 10.2492 | 0.62454 | 10 | 0.87374
19165 | 8.215 | 1 | 365 | 9.3552 | 0.82563 | 10 | 0.18087
18968 | 6.5 | 1 | 365 | 7.4022 | 0.8955 | 8 | 0.2977
17363 | 9.945 | 1 | 365 | 11.3254 | 0.79012 | 12 | 0.11549
18685 | 3.64 | 1 | 365 | 4.1452 | 0.34148 | 4 | 0.48671
18965 | 6.12 | 1 | 365 | 6.9695 | 0.02469 | 6 | 0.99415
17571 | 11.22 | 1 | 365 | 12.7773 | 0.71193 | 13 | 0.48927
18875 | 4.335 | 1 | 365 | 4.9367 | 0.93416 | 5 | 0.87085
18890 | 13.52 | 1 | 365 | 15.3966 | 0.98265 | 16 | 0.37922
18964 | 7.28 | 1 | 365 | 8.2905 | 0.68296 | 8 | 0.97343
18647 | 9.81 | 1 | 365 | 11.1716 | 0.48075 | 11 | 0.65238
19756 | 5.1 | 1 | 365 | 5.8079 | 0.68724 | 6 | 0.49512
20781 | 9.388 | 1 | 365 | 10.6911 | 0.51369 | 11 | 0.20475
17615 | 11.7 | 1 | 365 | 13.324 | 0.81191 | 14 | 0.13587
17630 | 5.865 | 1 | 365 | 6.6791 | 0.44033 | 7 | 0.11939
17692 | 7.28 | 1 | 365 | 8.2905 | 0.68296 | 8 | 0.97343
17701 | 5.98 | 1 | 365 | 6.81 | 0.70386 | 7 | 0.51389
20773 | 5.5 | 1 | 365 | 6.2634 | 0.60389 | 6 | 0.86729
18388 | 3.12 | 1 | 365 | 3.5531 | 0.14984 | 3 | 0.7029
19509 | 14.04 | 1 | 365 | 15.9888 | 0.17429 | 16 | 0.16304
19912 | 8.32 | 1 | 365 | 9.4748 | 0.066245 | 9 | 0.54106
19914 | 3.57 | 1 | 365 | 4.0655 | 0.18107 | 4 | 0.24659
15160 | 6.63 | 1 | 365 | 7.5502 | 0.19341 | 7 | 0.74366
15164 | 4.335 | 1 | 365 | 4.9367 | 0.93416 | 5 | 0.87085
15749 | 2.805 | 1 | 365 | 3.1943 | 0.42798 | 3 | 0.62232
15856 | 4.335 | 1 | 365 | 4.9367 | 0.93416 | 5 | 0.87085
20279 | 5 | 1 | 365 | 5.694 | 0.45808 | 6 | 0.15208
20295 | 2.805 | 1 | 365 | 3.1943 | 0.42798 | 3 | 0.62232
20354 | 6.885 | 1 | 365 | 7.8406 | 0.77778 | 8 | 0.61841
19915 | 16.32 | 1 | 365 | 18.5852 | 0.39917 | 18 | 0.98439
20362 | 8.32 | 1 | 365 | 9.4748 | 0.066245 | 9 | 0.54106
20388 | 3.12 | 1 | 365 | 3.5531 | 0.14984 | 3 | 0.7029
19956 | 13.26 | 1 | 365 | 15.1005 | 0.38683 | 15 | 0.48732
20391 | 4.16 | 1 | 365 | 4.7374 | 0.53312 | 5 | 0.27053
19970 | 6.12 | 1 | 365 | 6.9695 | 0.02469 | 6 | 0.99415
20410 | 2.08 | 1 | 365 | 2.3687 | 0.76656 | 3 | 0.13527
19727 | 14.025 | 1 | 365 | 15.9717 | 0.13991 | 16 | 0.11158
19732 | 6.75 | 1 | 365 | 7.6869 | 0.46841 | 8 | 0.15531
18961 | 7.28 | 1 | 365 | 8.2905 | 0.68296 | 8 | 0.97343
18848 | 6.5 | 1 | 365 | 7.4022 | 0.8955 | 8 | 0.2977
19717 | 5.52 | 1 | 365 | 6.2862 | 0.64972 | 6 | 0.9359
19774 | 10.2 | 1 | 365 | 11.6158 | 0.37448 | 11 | 0.99024
18935 | 2.08 | 1 | 365 | 2.3687 | 0.76656 | 3 | 0.13527
19741 | 7.14 | 1 | 365 | 8.131 | 0.36214 | 8 | 0.49317
19762 | 5.4 | 1 | 365 | 6.1495 | 0.37473 | 6 | 0.52425
18929 | 8.58 | 1 | 365 | 9.7709 | 0.66207 | 10 | 0.43297
19691 | 8.4 | 1 | 365 | 9.5659 | 0.24957 | 9 | 0.81549
18926 | 13.005 | 1 | 365 | 14.8101 | 0.80247 | 15 | 0.61256
18946 | 3.38 | 1 | 365 | 3.8491 | 0.74566 | 4 | 0.59481
18944 | 4.16 | 1 | 365 | 4.7374 | 0.53312 | 5 | 0.27053
19865 | 9.12 | 1 | 365 | 10.3859 | 0.89954 | 11 | 0.28539
18933 | 5.2 | 1 | 365 | 5.9218 | 0.9164 | 6 | 0.83816
18941 | 4.08 | 1 | 365 | 4.6463 | 0.34979 | 4 | 0.9961
18927 | 5.98 | 1 | 365 | 6.81 | 0.70386 | 7 | 0.51389
18956 | 4.16 | 1 | 365 | 4.7374 | 0.53312 | 5 | 0.27053
18930 | 6.12 | 1 | 365 | 6.9695 | 0.02469 | 6 | 0.99415
19801 | 5.72 | 1 | 365 | 6.5139 | 0.10804 | 6 | 0.62198
19266 | 3.36 | 1 | 365 | 3.8264 | 0.69983 | 4 | 0.5262
19747 | 4.845 | 1 | 365 | 5.5175 | 0.10288 | 5 | 0.62037
15043 | 3.825 | 1 | 365 | 4.3559 | 0.76543 | 5 | 0.12134
20374 | 5.25 | 1 | 365 | 5.9787 | 0.030984 | 6 | 0.009684
18620 | 13.005 | 1 | 365 | 14.8101 | 0.80247 | 15 | 0.61256
19455 | 3.64 | 1 | 365 | 4.1452 | 0.34148 | 4 | 0.48671
19461 | 8.84 | 1 | 365 | 10.067 | 0.25789 | 10 | 0.32488
19467 | 5.72 | 1 | 365 | 6.5139 | 0.10804 | 6 | 0.62198
19484 | 5.98 | 1 | 365 | 6.81 | 0.70386 | 7 | 0.51389
19490 | 3.12 | 1 | 365 | 3.5531 | 0.14984 | 3 | 0.7029
20080 | 12.74 | 1 | 365 | 14.5083 | 0.19519 | 14 | 0.7035
19513 | 4.42 | 1 | 365 | 5.0335 | 0.12894 | 5 | 0.16244
20085 | 6.63 | 1 | 365 | 7.5502 | 0.19341 | 7 | 0.74366
20703 | 6.12 | 1 | 365 | 6.9695 | 0.02469 | 6 | 0.99415
20541 | 11.22 | 1 | 365 | 12.7773 | 0.71193 | 13 | 0.48927
20297 | 8.32 | 1 | 365 | 9.4748 | 0.066245 | 9 | 0.54106
20476 | 6.63 | 1 | 365 | 7.5502 | 0.19341 | 7 | 0.74366
20624 | 8.415 | 1 | 365 | 9.583 | 0.28395 | 9 | 0.86695
20294 | 11.44 | 1 | 365 | 13.0279 | 0.21609 | 13 | 0.24396
19268 | 8.58 | 1 | 365 | 9.7709 | 0.66207 | 10 | 0.43297
20291 | 7.54 | 1 | 365 | 8.5866 | 0.27878 | 8 | 0.86534
19265 | 5.72 | 1 | 365 | 6.5139 | 0.10804 | 6 | 0.62198
20284 | 8.84 | 1 | 365 | 10.067 | 0.25789 | 10 | 0.32488
20287 | 11.7 | 1 | 365 | 13.324 | 0.81191 | 14 | 0.13587
19270 | 6.24 | 1 | 365 | 7.1061 | 0.29968 | 7 | 0.4058
20543 | 5.775 | 1 | 365 | 6.5766 | 0.23408 | 6 | 0.81065
20280 | 10.66 | 1 | 365 | 12.1396 | 0.42863 | 12 | 0.56823
19256 | 9.69 | 1 | 365 | 11.035 | 0.20576 | 11 | 0.24073
19254 | 6.76 | 1 | 365 | 7.6983 | 0.49132 | 8 | 0.18961
20336 | 7.65 | 1 | 365 | 8.7118 | 0.53086 | 9 | 0.24268
20261 | 10.215 | 1 | 365 | 11.6328 | 0.40886 | 12 | 0.041699
19267 | 4.42 | 1 | 365 | 5.0335 | 0.12894 | 5 | 0.16244
20531 | 7.905 | 1 | 365 | 9.0022 | 0.11522 | 9 | 0.11744
20555 | 6.96 | 1 | 365 | 7.926 | 0.94965 | 8 | 0.8757
20533 | 7.395 | 1 | 365 | 8.4214 | 0.9465 | 9 | 0.36793
20536 | 3.57 | 1 | 365 | 4.0655 | 0.18107 | 4 | 0.24659
18782 | 19.8 | 1 | 365 | 22.5482 | 0.374 | 22 | 0.92224
19253 | 7.02 | 1 | 365 | 7.9944 | 0.087144 | 8 | 0.08152
19382 | 54.34 | 0.9 | 365 | 55.6942 | 0.073772 | 55 | 0.76792
17526 | 10.66 | 1 | 365 | 12.1396 | 0.42863 | 12 | 0.56823
19251 | 4.845 | 1 | 365 | 5.5175 | 0.10288 | 5 | 0.62037
14569 | 2.805 | 1 | 365 | 3.1943 | 0.42798 | 3 | 0.62232
20282 | 6.63 | 1 | 365 | 7.5502 | 0.19341 | 7 | 0.74366
15909 | 3.57 | 1 | 365 | 4.0655 | 0.18107 | 4 | 0.24659
20277 | 5.98 | 1 | 365 | 6.81 | 0.70386 | 7 | 0.51389
15798 | 11.7 | 1 | 365 | 13.324 | 0.81191 | 14 | 0.13587
16614 | 9.18 | 1 | 365 | 10.4542 | 0.037035 | 10 | 0.49122
19278 | 10.4 | 1 | 365 | 11.8435 | 0.83281 | 12 | 0.67633
17771 | 4.94 | 1 | 365 | 5.6257 | 0.32058 | 5 | 0.94626
20273 | 4.68 | 1 | 365 | 5.3296 | 0.72476 | 6 | 0.054347
20472 | 5.355 | 1 | 365 | 6.0983 | 0.2716 | 6 | 0.36988
20275 | 3.51 | 1 | 365 | 3.9972 | 0.043572 | 4 | 0.04076
19285 | 7.8 | 1 | 365 | 8.8826 | 0.8746 | 9 | 0.75724
20271 | 6.24 | 1 | 365 | 7.1061 | 0.29968 | 7 | 0.4058
20471 | 6.24 | 1 | 365 | 7.1061 | 0.29968 | 7 | 0.4058
19289 | 11.44 | 1 | 365 | 13.0279 | 0.21609 | 13 | 0.24396
20467 | 5.98 | 1 | 365 | 6.81 | 0.70386 | 7 | 0.51389
20464 | 5.61 | 1 | 365 | 6.3887 | 0.85597 | 7 | 0.24463
20227 | 2.86 | 1 | 365 | 3.257 | 0.55402 | 3 | 0.81099
20414 | 4.59 | 1 | 365 | 5.2271 | 0.51852 | 5 | 0.74561
17796 | 49.92 | 0.9 | 365 | 51.164 | 0.95772 | 52 | 0.12173
20234 | 13.52 | 1 | 365 | 15.3966 | 0.98265 | 16 | 0.37922
20398 | 14.79 | 1 | 365 | 16.8429 | 0.893 | 17 | 0.73585
19250 | 11.44 | 1 | 365 | 13.0279 | 0.21609 | 13 | 0.24396
20225 | 5.72 | 1 | 365 | 6.5139 | 0.10804 | 6 | 0.62198
20857 | 8.84 | 1 | 365 | 10.067 | 0.25789 | 10 | 0.32488
20832 | 5.98 | 1 | 365 | 6.81 | 0.70386 | 7 | 0.51389
20557 | 9.18 | 1 | 365 | 10.4542 | 0.037035 | 10 | 0.49122
20848 | 4.68 | 1 | 365 | 5.3296 | 0.72476 | 6 | 0.054347
20851 | 3.64 | 1 | 365 | 4.1452 | 0.34148 | 4 | 0.48671
20219 | 10.71 | 1 | 365 | 12.1965 | 0.54321 | 12 | 0.73976
20558 | 6.875 | 1 | 365 | 7.8293 | 0.75486 | 8 | 0.58411
20221 | 4.94 | 1 | 365 | 5.6257 | 0.32058 | 5 | 0.94626
20845 | 2.86 | 1 | 365 | 3.257 | 0.55402 | 3 | 0.81099
20847 | 4.68 | 1 | 365 | 5.3296 | 0.72476 | 6 | 0.054347
20560 | 9.705 | 1 | 365 | 11.0521 | 0.24013 | 11 | 0.29219
19293 | 2 | 1 | 365 | 2.2776 | 0.58323 | 2 | 0.86083
20217 | 11.44 | 1 | 365 | 13.0279 | 0.21609 | 13 | 0.24396
20003 | 14.04 | 1 | 365 | 15.9888 | 0.17429 | 16 | 0.16304
19298 | 2.205 | 1 | 365 | 2.5111 | 0.053013 | 2 | 0.56407
20359 | 4.68 | 1 | 365 | 5.3296 | 0.72476 | 6 | 0.054347
20347 | 4.68 | 1 | 365 | 5.3296 | 0.72476 | 6 | 0.054347
20212 | 14.04 | 1 | 365 | 15.9888 | 0.17429 | 16 | 0.16304
20345 | 7.02 | 1 | 365 | 7.9944 | 0.087144 | 8 | 0.08152
20862 | 6.5 | 1 | 365 | 7.4022 | 0.8955 | 8 | 0.2977
20343 | 8.84 | 1 | 365 | 10.067 | 0.25789 | 10 | 0.32488
20213 | 10.66 | 1 | 365 | 12.1396 | 0.42863 | 12 | 0.56823
20326 | 6.24 | 1 | 365 | 7.1061 | 0.29968 | 7 | 0.4058
20329 | 6.76 | 1 | 365 | 7.6983 | 0.49132 | 8 | 0.18961
20204 | 3.06 | 1 | 365 | 3.4847 | 0.012345 | 3 | 0.49707
20322 | 6.5 | 1 | 365 | 7.4022 | 0.8955 | 8 | 0.2977
20323 | 3.9 | 1 | 365 | 4.4413 | 0.9373 | 5 | 0.37862
20208 | 2.55 | 1 | 365 | 2.9039 | 0.84362 | 3 | 0.74756
20321 | 13.26 | 1 | 365 | 15.1005 | 0.38683 | 15 | 0.48732
20207 | 9.18 | 1 | 365 | 10.4542 | 0.037035 | 10 | 0.49122
20316 | 7.02 | 1 | 365 | 7.9944 | 0.087144 | 8 | 0.08152
20205 | 8.415 | 1 | 365 | 9.583 | 0.28395 | 9 | 0.86695
20317 | 5.72 | 1 | 365 | 6.5139 | 0.10804 | 6 | 0.62198
20319 | 3.12 | 1 | 365 | 3.5531 | 0.14984 | 3 | 0.7029
20315 | 7.02 | 1 | 365 | 7.9944 | 0.087144 | 8 | 0.08152
17647 | 5.2 | 1 | 365 | 5.9218 | 0.9164 | 6 | 0.83816
20314 | 7.8 | 1 | 365 | 8.8826 | 0.8746 | 9 | 0.75724
17477 | 5.865 | 1 | 365 | 6.6791 | 0.44033 | 7 | 0.11939
20312 | 3.38 | 1 | 365 | 3.8491 | 0.74566 | 4 | 0.59481
20307 | 3.9 | 1 | 365 | 4.4413 | 0.9373 | 5 | 0.37862
17370 | 9.135 | 1 | 365 | 10.4029 | 0.93391 | 11 | 0.33685
20308 | 2.6 | 1 | 365 | 2.9609 | 0.9582 | 3 | 0.91908
20306 | 10.4 | 1 | 365 | 11.8435 | 0.83281 | 12 | 0.67633
20196 | 4.94 | 1 | 365 | 5.6257 | 0.32058 | 5 | 0.94626
20559 | 6.725 | 1 | 365 | 7.6584 | 0.41112 | 8 | 0.069548
20305 | 7.395 | 1 | 365 | 8.4214 | 0.9465 | 9 | 0.36793
20201 | 8.06 | 1 | 365 | 9.1787 | 0.47042 | 9 | 0.64915
20302 | 6.12 | 1 | 365 | 6.9695 | 0.02469 | 6 | 0.99415
20298 | 5.1 | 1 | 365 | 5.8079 | 0.68724 | 6 | 0.49512
20296 | 10.14 | 1 | 365 | 11.5474 | 0.23699 | 11 | 0.78442
15169 | 12.495 | 1 | 365 | 14.2293 | 0.63374 | 14 | 0.86305
17936 | 8.84 | 1 | 365 | 10.067 | 0.25789 | 10 | 0.32488
20181 | 6.5 | 1 | 365 | 7.4022 | 0.8955 | 8 | 0.2977
19273 | 5.46 | 1 | 365 | 6.2178 | 0.51222 | 6 | 0.73007
20198 | 13.515 | 1 | 365 | 15.3909 | 0.97119 | 16 | 0.36207
19248 | 11.7 | 1 | 365 | 13.324 | 0.81191 | 14 | 0.13587
19240 | 2.08 | 1 | 365 | 2.3687 | 0.76656 | 3 | 0.13527
20180 | 4.42 | 1 | 365 | 5.0335 | 0.12894 | 5 | 0.16244
17938 | 2.55 | 1 | 365 | 2.9039 | 0.84362 | 3 | 0.74756
20177 | 14.56 | 1 | 365 | 16.5809 | 0.36593 | 16 | 0.94686
17951 | 5.2 | 1 | 365 | 5.9218 | 0.9164 | 6 | 0.83816
15137 | 2.805 | 1 | 365 | 3.1943 | 0.42798 | 3 | 0.62232
19232 | 6.76 | 1 | 365 | 7.6983 | 0.49132 | 8 | 0.18961
18182 | 10.26 | 1 | 365 | 11.6841 | 0.51198 | 12 | 0.19607
20183 | 8.06 | 1 | 365 | 9.1787 | 0.47042 | 9 | 0.64915
18955 | 9.705 | 1 | 365 | 11.0521 | 0.24013 | 11 | 0.29219
20178 | 10.6 | 1 | 365 | 12.0713 | 0.29113 | 12 | 0.36241
20175 | 6.625 | 1 | 365 | 7.5446 | 0.18196 | 7 | 0.72651
20173 | 2.6 | 1 | 365 | 2.9609 | 0.9582 | 3 | 0.91908
20171 | 3.9 | 1 | 365 | 4.4413 | 0.9373 | 5 | 0.37862
18168 | 9.36 | 1 | 365 | 10.6592 | 0.44953 | 11 | 0.10869
18166 | 8.06 | 1 | 365 | 9.1787 | 0.47042 | 9 | 0.64915
18167 | 5.72 | 1 | 365 | 6.5139 | 0.10804 | 6 | 0.62198
19231 | 4.42 | 1 | 365 | 5.0335 | 0.12894 | 5 | 0.16244
20169 | 9.945 | 1 | 365 | 11.3254 | 0.79012 | 12 | 0.11549
18165 | 4.42 | 1 | 365 | 5.0335 | 0.12894 | 5 | 0.16244
19229 | 2.34 | 1 | 365 | 2.6648 | 0.36238 | 3 | 0.027173
18155 | 2.86 | 1 | 365 | 3.257 | 0.55402 | 3 | 0.81099
20166 | 9.36 | 1 | 365 | 10.6592 | 0.44953 | 11 | 0.10869
20556 | 5.355 | 1 | 365 | 6.0983 | 0.2716 | 6 | 0.36988
18156 | 3.64 | 1 | 365 | 4.1452 | 0.34148 | 4 | 0.48671
18158 | 11.96 | 1 | 365 | 13.62 | 0.40773 | 14 | 0.027775
19230 | 3.9 | 1 | 365 | 4.4413 | 0.9373 | 5 | 0.37862
18148 | 4.42 | 1 | 365 | 5.0335 | 0.12894 | 5 | 0.16244
19237 | 7.65 | 1 | 365 | 8.7118 | 0.53086 | 9 | 0.24268
18152 | 2.34 | 1 | 365 | 2.6648 | 0.36238 | 3 | 0.027173
19241 | 10.965 | 1 | 365 | 12.4869 | 0.12757 | 12 | 0.61451
18147 | 4.42 | 1 | 365 | 5.0335 | 0.12894 | 5 | 0.16244
18142 | 2.34 | 1 | 365 | 2.6648 | 0.36238 | 3 | 0.027173
18138 | 8.84 | 1 | 365 | 10.067 | 0.25789 | 10 | 0.32488
18136 | 12.22 | 1 | 365 | 13.9161 | 0.0035475 | 13 | 0.91968
18125 | 7.02 | 1 | 365 | 7.9944 | 0.087144 | 8 | 0.08152
18127 | 6.5 | 1 | 365 | 7.4022 | 0.8955 | 8 | 0.2977
18123 | 3.12 | 1 | 365 | 3.5531 | 0.14984 | 3 | 0.7029
15069 | 6.375 | 1 | 365 | 7.2599 | 0.60905 | 7 | 0.8689
17989 | 4.94 | 1 | 365 | 5.6257 | 0.32058 | 5 | 0.94626
17816 | 5.98 | 1 | 365 | 6.81 | 0.70386 | 7 | 0.51389
15890 | 6.63 | 1 | 365 | 7.5502 | 0.19341 | 7 | 0.74366
20564 | 8.705 | 1 | 365 | 9.9133 | 0.94852 | 10 | 0.86177
20565 | 10.455 | 1 | 365 | 11.9062 | 0.95885 | 12 | 0.865
14736 | 3.825 | 1 | 365 | 4.3559 | 0.76543 | 5 | 0.12134
13591 | 5.355 | 1 | 365 | 6.0983 | 0.2716 | 6 | 0.36988
18299 | 4.42 | 1 | 365 | 5.0335 | 0.12894 | 5 | 0.16244
18302 | 9.1 | 1 | 365 | 10.3631 | 0.85371 | 11 | 0.21679
18290 | 5.46 | 1 | 365 | 6.2178 | 0.51222 | 6 | 0.73007
18293 | 1.53 | 1 | 365 | 1.7424 | 0.50617 | 2 | 0.24854
18296 | 7.14 | 1 | 365 | 8.131 | 0.36214 | 8 | 0.49317
18307 | 6.76 | 1 | 365 | 7.6983 | 0.49132 | 8 | 0.18961
20673 | 4.42 | 1 | 365 | 5.0335 | 0.12894 | 5 | 0.16244
20671 | 5.2 | 1 | 365 | 5.9218 | 0.9164 | 6 | 0.83816
20672 | 4.68 | 1 | 365 | 5.3296 | 0.72476 | 6 | 0.054347
20670 | 6.12 | 1 | 365 | 6.9695 | 0.02469 | 6 | 0.99415
20669 | 4.16 | 1 | 365 | 4.7374 | 0.53312 | 5 | 0.27053
20668 | 4.68 | 1 | 365 | 5.3296 | 0.72476 | 6 | 0.054347
20667 | 4.94 | 1 | 365 | 5.6257 | 0.32058 | 5 | 0.94626
20666 | 4.16 | 1 | 365 | 4.7374 | 0.53312 | 5 | 0.27053
17340 | 4.68 | 1 | 365 | 5.3296 | 0.72476 | 6 | 0.054347
20680 | 5.1 | 1 | 365 | 5.8079 | 0.68724 | 6 | 0.49512
19921 | 6.24 | 1 | 365 | 7.1061 | 0.29968 | 7 | 0.4058
19922 | 6.24 | 1 | 365 | 7.1061 | 0.29968 | 7 | 0.4058
19920 | 12.48 | 1 | 365 | 14.2122 | 0.59937 | 14 | 0.81159
19388 | 5.2 | 1 | 365 | 5.9218 | 0.9164 | 6 | 0.83816
19393 | 3.38 | 1 | 365 | 3.8491 | 0.74566 | 4 | 0.59481
19233 | 2.805 | 1 | 365 | 3.1943 | 0.42798 | 3 | 0.62232
19384 | 6.5 | 1 | 365 | 7.4022 | 0.8955 | 8 | 0.2977
19916 | 7.29 | 1 | 365 | 8.3019 | 0.70588 | 9 | 0.0077326
19380 | 5.2 | 1 | 365 | 5.9218 | 0.9164 | 6 | 0.83816
19379 | 18.36 | 1 | 365 | 20.9084 | 0.07407 | 20 | 0.98244
19910 | 3.57 | 1 | 365 | 4.0655 | 0.18107 | 4 | 0.24659
19337 | 6.76 | 1 | 365 | 7.6983 | 0.49132 | 8 | 0.18961
19245 | 3.9 | 1 | 365 | 4.4413 | 0.9373 | 5 | 0.37862
19909 | 5.2 | 1 | 365 | 5.9218 | 0.9164 | 6 | 0.83816
19911 | 8.06 | 1 | 365 | 9.1787 | 0.47042 | 9 | 0.64915
19420 | 7.54 | 1 | 365 | 8.5866 | 0.27878 | 8 | 0.86534
19243 | 5.72 | 1 | 365 | 6.5139 | 0.10804 | 6 | 0.62198
19419 | 10.14 | 1 | 365 | 11.5474 | 0.23699 | 11 | 0.78442
19417 | 3.9 | 1 | 365 | 4.4413 | 0.9373 | 5 | 0.37862
19247 | 6.5 | 1 | 365 | 7.4022 | 0.8955 | 8 | 0.2977
19908 | 5.2 | 1 | 365 | 5.9218 | 0.9164 | 6 | 0.83816
19413 | 6.24 | 1 | 365 | 7.1061 | 0.29968 | 7 | 0.4058
19418 | 12.22 | 1 | 365 | 13.9161 | 0.0035475 | 13 | 0.91968
19414 | 6.76 | 1 | 365 | 7.6983 | 0.49132 | 8 | 0.18961
19412 | 3.71 | 1 | 365 | 4.2249 | 0.5019 | 4 | 0.72684
19411 | 3.9 | 1 | 365 | 4.4413 | 0.9373 | 5 | 0.37862
19408 | 8.06 | 1 | 365 | 9.1787 | 0.47042 | 9 | 0.64915
19907 | 6.76 | 1 | 365 | 7.6983 | 0.49132 | 8 | 0.18961
19906 | 4.16 | 1 | 365 | 4.7374 | 0.53312 | 5 | 0.27053
19401 | 7.54 | 1 | 365 | 8.5866 | 0.27878 | 8 | 0.86534
19394 | 9.62 | 1 | 365 | 10.9553 | 0.045346 | 11 | 0.00060192
19903 | 7.56 | 1 | 365 | 8.6093 | 0.32462 | 8 | 0.93394
19391 | 5.46 | 1 | 365 | 6.2178 | 0.51222 | 6 | 0.73007
19904 | 4.68 | 1 | 365 | 5.3296 | 0.72476 | 6 | 0.054347
19901 | 3.64 | 1 | 365 | 4.1452 | 0.34148 | 4 | 0.48671
19381 | 3.9 | 1 | 365 | 4.4413 | 0.9373 | 5 | 0.37862
19305 | 16.9 | 1 | 365 | 19.2457 | 0.72831 | 19 | 0.97403
19595 | 7.28 | 1 | 365 | 8.2905 | 0.68296 | 8 | 0.97343
19598 | 4.68 | 1 | 365 | 5.3296 | 0.72476 | 6 | 0.054347
19900 | 11.18 | 1 | 365 | 12.7318 | 0.62027 | 13 | 0.35205
19895 | 4.68 | 1 | 365 | 5.3296 | 0.72476 | 6 | 0.054347
19601 | 3.64 | 1 | 365 | 4.1452 | 0.34148 | 4 | 0.48671
19893 | 8.32 | 1 | 365 | 9.4748 | 0.066245 | 9 | 0.54106
19891 | 2.16 | 1 | 365 | 2.4598 | 0.94989 | 3 | 0.4097
19386 | 3.38 | 1 | 365 | 3.8491 | 0.74566 | 4 | 0.59481
19437 | 10.2 | 1 | 365 | 11.6158 | 0.37448 | 11 | 0.99024
15619 | 8.58 | 1 | 365 | 9.7709 | 0.66207 | 10 | 0.43297
19878 | 10.92 | 1 | 365 | 12.4357 | 0.024447 | 12 | 0.46014
19402 | 9.36 | 1 | 365 | 10.6592 | 0.44953 | 11 | 0.10869
19873 | 7.02 | 1 | 365 | 7.9944 | 0.087144 | 8 | 0.08152
19645 | 7.02 | 1 | 365 | 7.9944 | 0.087144 | 8 | 0.08152
19861 | 4.42 | 1 | 365 | 5.0335 | 0.12894 | 5 | 0.16244
19640 | 6.24 | 1 | 365 | 7.1061 | 0.29968 | 7 | 0.4058
19858 | 13.52 | 1 | 365 | 15.3966 | 0.98265 | 16 | 0.37922
19855 | 6.76 | 1 | 365 | 7.6983 | 0.49132 | 8 | 0.18961
19853 | 4.94 | 1 | 365 | 5.6257 | 0.32058 | 5 | 0.94626
19849 | 7.54 | 1 | 365 | 8.5866 | 0.27878 | 8 | 0.86534
19433 | 5.46 | 1 | 365 | 6.2178 | 0.51222 | 6 | 0.73007
19492 | 4.42 | 1 | 365 | 5.0335 | 0.12894 | 5 | 0.16244
19823 | 4.68 | 1 | 365 | 5.3296 | 0.72476 | 6 | 0.054347
19428 | 4.68 | 1 | 365 | 5.3296 | 0.72476 | 6 | 0.054347
19841 | 3.12 | 1 | 365 | 3.5531 | 0.14984 | 3 | 0.7029
19425 | 6.24 | 1 | 365 | 7.1061 | 0.29968 | 7 | 0.4058
19834 | 9.36 | 1 | 365 | 10.6592 | 0.44953 | 11 | 0.10869
19436 | 6.24 | 1 | 365 | 7.1061 | 0.29968 | 7 | 0.4058
19427 | 8.415 | 1 | 365 | 9.583 | 0.28395 | 9 | 0.86695
19819 | 4.42 | 1 | 365 | 5.0335 | 0.12894 | 5 | 0.16244
19820 | 6.67 | 1 | 365 | 7.5958 | 0.28508 | 7 | 0.88087
19817 | 10.92 | 1 | 365 | 12.4357 | 0.024447 | 12 | 0.46014
19818 | 6.12 | 1 | 365 | 6.9695 | 0.02469 | 6 | 0.99415
20923 | 8.1 | 1 | 365 | 9.2243 | 0.56209 | 9 | 0.78637
20916 | 4.42 | 1 | 365 | 5.0335 | 0.12894 | 5 | 0.16244
20919 | 8.32 | 1 | 365 | 9.4748 | 0.066245 | 9 | 0.54106
20913 | 10.4 | 1 | 365 | 11.8435 | 0.83281 | 12 | 0.67633
20907 | 11.44 | 1 | 365 | 13.0279 | 0.21609 | 13 | 0.24396
19812 | 2.915 | 1 | 365 | 3.3196 | 0.68006 | 3 | 0.99966
20903 | 6.76 | 1 | 365 | 7.6983 | 0.49132 | 8 | 0.18961
19807 | 7.8 | 1 | 365 | 8.8826 | 0.8746 | 9 | 0.75724
19809 | 4.16 | 1 | 365 | 4.7374 | 0.53312 | 5 | 0.27053
20898 | 8.32 | 1 | 365 | 9.4748 | 0.066245 | 9 | 0.54106
19803 | 13.26 | 1 | 365 | 15.1005 | 0.38683 | 15 | 0.48732
19806 | 7.02 | 1 | 365 | 7.9944 | 0.087144 | 8 | 0.08152
20874 | 6.76 | 1 | 365 | 7.6983 | 0.49132 | 8 | 0.18961
20897 | 10.455 | 1 | 365 | 11.9062 | 0.95885 | 12 | 0.865
20809 | 13 | 1 | 365 | 14.8044 | 0.79101 | 15 | 0.59541
19799 | 3.9 | 1 | 365 | 4.4413 | 0.9373 | 5 | 0.37862
20895 | 9.1 | 1 | 365 | 10.3631 | 0.85371 | 11 | 0.21679
20850 | 9.88 | 1 | 365 | 11.2513 | 0.64117 | 11 | 0.89251
20889 | 4.42 | 1 | 365 | 5.0335 | 0.12894 | 5 | 0.16244
20849 | 11.96 | 1 | 365 | 13.62 | 0.40773 | 14 | 0.027775
19782 | 9.88 | 1 | 365 | 11.2513 | 0.64117 | 11 | 0.89251
20886 | 8.32 | 1 | 365 | 9.4748 | 0.066245 | 9 | 0.54106
20839 | 8.84 | 1 | 365 | 10.067 | 0.25789 | 10 | 0.32488
19778 | 5.46 | 1 | 365 | 6.2178 | 0.51222 | 6 | 0.73007
19791 | 7.28 | 1 | 365 | 8.2905 | 0.68296 | 8 | 0.97343
20655 | 2.6 | 1 | 365 | 2.9609 | 0.9582 | 3 | 0.91908
20644 | 10.455 | 1 | 365 | 11.9062 | 0.95885 | 12 | 0.865
20965 | 4.68 | 1 | 365 | 5.3296 | 0.72476 | 6 | 0.054347
20623 | 11.96 | 1 | 365 | 13.62 | 0.40773 | 14 | 0.027775
17964 | 12.495 | 1 | 365 | 14.2293 | 0.63374 | 14 | 0.86305
20968 | 7.905 | 1 | 365 | 9.0022 | 0.11522 | 9 | 0.11744
14631 | 7.905 | 1 | 365 | 9.0022 | 0.11522 | 9 | 0.11744
17375 | 16 | 1 | 365 | 18.2208 | 0.66586 | 18 | 0.88666
15872 | 3.38 | 1 | 365 | 3.8491 | 0.74566 | 4 | 0.59481
14887 | 5.39 | 1 | 365 | 6.1381 | 0.35181 | 6 | 0.48994
14648 | 11.73 | 1 | 365 | 13.3581 | 0.88066 | 14 | 0.23878
21045 | 6.63 | 1 | 365 | 7.5502 | 0.19341 | 7 | 0.74366
14697 | 3.185 | 1 | 365 | 3.6271 | 0.2988 | 3 | 0.92587
14768 | 7.395 | 1 | 365 | 8.4214 | 0.9465 | 9 | 0.36793
21050 | 10.545 | 1 | 365 | 12.0086 | 0.16509 | 12 | 0.17374
21052 | 14.7 | 1 | 365 | 16.7404 | 0.68676 | 17 | 0.42712
21053 | 12.42 | 1 | 365 | 14.1439 | 0.46187 | 14 | 0.60577
20622 | 5.72 | 1 | 365 | 6.5139 | 0.10804 | 6 | 0.62198
20620 | 4.16 | 1 | 365 | 4.7374 | 0.53312 | 5 | 0.27053
20619 | 4.42 | 1 | 365 | 5.0335 | 0.12894 | 5 | 0.16244
20572 | 5.04 | 1 | 365 | 5.7396 | 0.54974 | 6 | 0.2893
20618 | 4.59 | 1 | 365 | 5.2271 | 0.51852 | 5 | 0.74561
20614 | 13.26 | 1 | 365 | 15.1005 | 0.38683 | 15 | 0.48732
20892 | 2.805 | 1 | 365 | 3.1943 | 0.42798 | 3 | 0.62232
20603 | 7.02 | 1 | 365 | 7.9944 | 0.087144 | 8 | 0.08152
20599 | 4.42 | 1 | 365 | 5.0335 | 0.12894 | 5 | 0.16244
21065 | 6 | 1 | 365 | 6.8328 | 0.7497 | 7 | 0.5825
21022 | 4.08 | 1 | 365 | 4.6463 | 0.34979 | 4 | 0.9961
21074 | 8.68 | 1 | 365 | 9.8848 | 0.89123 | 10 | 0.77601
21064 | 5.47 | 1 | 365 | 6.2292 | 0.53514 | 6 | 0.76438
21076 | 9.88 | 1 | 365 | 11.2513 | 0.64117 | 11 | 0.89251
21081 | 7.8 | 1 | 365 | 8.8826 | 0.8746 | 9 | 0.75724
21082 | 9.52 | 1 | 365 | 10.8414 | 0.81618 | 11 | 0.65756
20120 | 7.28 | 1 | 365 | 8.2905 | 0.68296 | 8 | 0.97343
21087 | 21.42 | 1 | 365 | 24.3931 | 0.086415 | 24 | 0.47951
19212 | 3.38 | 1 | 365 | 3.8491 | 0.74566 | 4 | 0.59481
20118 | 12.74 | 1 | 365 | 14.5083 | 0.19519 | 14 | 0.7035
21088 | 5.355 | 1 | 365 | 6.0983 | 0.2716 | 6 | 0.36988
20114 | 5.355 | 1 | 365 | 6.0983 | 0.2716 | 6 | 0.36988
20113 | 8.84 | 1 | 365 | 10.067 | 0.25789 | 10 | 0.32488
21090 | 6.885 | 1 | 365 | 7.8406 | 0.77778 | 8 | 0.61841
20110 | 4.94 | 1 | 365 | 5.6257 | 0.32058 | 5 | 0.94626
23102 | 7.2 | 1 | 365 | 8.1994 | 0.49964 | 8 | 0.699
20108 | 3.57 | 1 | 365 | 4.0655 | 0.18107 | 4 | 0.24659
19215 | 9.1 | 1 | 365 | 10.3631 | 0.85371 | 11 | 0.21679
21095 | 4.68 | 1 | 365 | 5.3296 | 0.72476 | 6 | 0.054347
20105 | 7.02 | 1 | 365 | 7.9944 | 0.087144 | 8 | 0.08152
23463 | 9.45 | 1 | 365 | 10.7617 | 0.65577 | 11 | 0.41743
21096 | 4.68 | 1 | 365 | 5.3296 | 0.72476 | 6 | 0.054347
19216 | 3.64 | 1 | 365 | 4.1452 | 0.34148 | 4 | 0.48671
20098 | 5.72 | 1 | 365 | 6.5139 | 0.10804 | 6 | 0.62198
21100 | 9.88 | 1 | 365 | 11.2513 | 0.64117 | 11 | 0.89251
20091 | 7.8 | 1 | 365 | 8.8826 | 0.8746 | 9 | 0.75724
21110 | 6.5 | 1 | 365 | 7.4022 | 0.8955 | 8 | 0.2977
20097 | 5.98 | 1 | 365 | 6.81 | 0.70386 | 7 | 0.51389
20095 | 2.86 | 1 | 365 | 3.257 | 0.55402 | 3 | 0.81099
21113 | 4.42 | 1 | 365 | 5.0335 | 0.12894 | 5 | 0.16244
19214 | 8.67 | 1 | 365 | 9.8734 | 0.86831 | 10 | 0.74171
20094 | 5.61 | 1 | 365 | 6.3887 | 0.85597 | 7 | 0.24463
21114 | 10.66 | 1 | 365 | 12.1396 | 0.42863 | 12 | 0.56823
19217 | 3.64 | 1 | 365 | 4.1452 | 0.34148 | 4 | 0.48671
21116 | 4.68 | 1 | 365 | 5.3296 | 0.72476 | 6 | 0.054347
20092 | 7.65 | 1 | 365 | 8.7118 | 0.53086 | 9 | 0.24268
20593 | 6.24 | 1 | 365 | 7.1061 | 0.29968 | 7 | 0.4058
20087 | 7.02 | 1 | 365 | 7.9944 | 0.087144 | 8 | 0.08152
21117 | 7.28 | 1 | 365 | 8.2905 | 0.68296 | 8 | 0.97343
20594 | 11.7 | 1 | 365 | 13.324 | 0.81191 | 14 | 0.13587
19218 | 10.92 | 1 | 365 | 12.4357 | 0.024447 | 12 | 0.46014
20587 | 5.2 | 1 | 365 | 5.9218 | 0.9164 | 6 | 0.83816
21120 | 3.9 | 1 | 365 | 4.4413 | 0.9373 | 5 | 0.37862
20089 | 5.98 | 1 | 365 | 6.81 | 0.70386 | 7 | 0.51389
21122 | 12.3 | 1 | 365 | 14.0072 | 0.18688 | 14 | 0.19412
20041 | 12.22 | 1 | 365 | 13.9161 | 0.0035475 | 13 | 0.91968
21123 | 8.54 | 1 | 365 | 9.7254 | 0.5704 | 10 | 0.29575
20038 | 3.64 | 1 | 365 | 4.1452 | 0.34148 | 4 | 0.48671
20591 | 5.46 | 1 | 365 | 6.2178 | 0.51222 | 6 | 0.73007
20035 | 8.415 | 1 | 365 | 9.583 | 0.28395 | 9 | 0.86695
21127 | 5.4 | 1 | 365 | 6.1495 | 0.37473 | 6 | 0.52425
20583 | 4.68 | 1 | 365 | 5.3296 | 0.72476 | 6 | 0.054347
20015 | 9.1 | 1 | 365 | 10.3631 | 0.85371 | 11 | 0.21679
20582 | 5.72 | 1 | 365 | 6.5139 | 0.10804 | 6 | 0.62198
20027 | 4.335 | 1 | 365 | 4.9367 | 0.93416 | 5 | 0.87085
20571 | 6.24 | 1 | 365 | 7.1061 | 0.29968 | 7 | 0.4058
20008 | 5.98 | 1 | 365 | 6.81 | 0.70386 | 7 | 0.51389
19297 | 4.16 | 1 | 365 | 4.7374 | 0.53312 | 5 | 0.27053
21128 | 6.975 | 1 | 365 | 7.9431 | 0.98402 | 8 | 0.92715
20001 | 7.28 | 1 | 365 | 8.2905 | 0.68296 | 8 | 0.97343
21130 | 3.92 | 1 | 365 | 4.4641 | 0.98313 | 5 | 0.44723
19998 | 5.61 | 1 | 365 | 6.3887 | 0.85597 | 7 | 0.24463
20569 | 3.64 | 1 | 365 | 4.1452 | 0.34148 | 4 | 0.48671
21131 | 5.795 | 1 | 365 | 6.5993 | 0.27991 | 6 | 0.87926
19992 | 4.42 | 1 | 365 | 5.0335 | 0.12894 | 5 | 0.16244
19220 | 4.42 | 1 | 365 | 5.0335 | 0.12894 | 5 | 0.16244
20377 | 5.865 | 1 | 365 | 6.6791 | 0.44033 | 7 | 0.11939
19985 | 6.12 | 1 | 365 | 6.9695 | 0.02469 | 6 | 0.99415
19982 | 6.76 | 1 | 365 | 7.6983 | 0.49132 | 8 | 0.18961
19975 | 7.28 | 1 | 365 | 8.2905 | 0.68296 | 8 | 0.97343
19969 | 6.63 | 1 | 365 | 7.5502 | 0.19341 | 7 | 0.74366
21132 | 12.1 | 1 | 365 | 13.7795 | 0.72855 | 14 | 0.50803
19971 | 10.92 | 1 | 365 | 12.4357 | 0.024447 | 12 | 0.46014
19223 | 4.16 | 1 | 365 | 4.7374 | 0.53312 | 5 | 0.27053
19961 | 7.02 | 1 | 365 | 7.9944 | 0.087144 | 8 | 0.08152
19955 | 5.46 | 1 | 365 | 6.2178 | 0.51222 | 6 | 0.73007
19950 | 9.54 | 1 | 365 | 10.8642 | 0.86202 | 11 | 0.72617
19947 | 7.65 | 1 | 365 | 8.7118 | 0.53086 | 9 | 0.24268
21133 | 8.28 | 1 | 365 | 9.4293 | 0.97458 | 10 | 0.40384
19228 | 10.66 | 1 | 365 | 12.1396 | 0.42863 | 12 | 0.56823
21135 | 7.84 | 1 | 365 | 8.9282 | 0.96627 | 9 | 0.89446
19939 | 3.825 | 1 | 365 | 4.3559 | 0.76543 | 5 | 0.12134
21136 | 9.12 | 1 | 365 | 10.3859 | 0.89954 | 11 | 0.28539
19934 | 10.4 | 1 | 365 | 11.8435 | 0.83281 | 12 | 0.67633
19933 | 7.54 | 1 | 365 | 8.5866 | 0.27878 | 8 | 0.86534
21139 | 5.6 | 1 | 365 | 6.3773 | 0.83305 | 7 | 0.21033
19410 | 8.06 | 1 | 365 | 9.1787 | 0.47042 | 9 | 0.64915
21141 | 8.16 | 1 | 365 | 9.2926 | 0.69959 | 9 | 0.99219
19928 | 7.8 | 1 | 365 | 8.8826 | 0.8746 | 9 | 0.75724
21079 | 6.05 | 1 | 365 | 6.8897 | 0.86428 | 7 | 0.75402
19923 | 5.98 | 1 | 365 | 6.81 | 0.70386 | 7 | 0.51389
19397 | 5.72 | 1 | 365 | 6.5139 | 0.10804 | 6 | 0.62198
21165 | 12.495 | 1 | 365 | 14.2293 | 0.63374 | 14 | 0.86305
21166 | 6.76 | 1 | 365 | 7.6983 | 0.49132 | 8 | 0.18961
21171 | 3.12 | 1 | 365 | 3.5531 | 0.14984 | 3 | 0.7029
21170 | 6.885 | 1 | 365 | 7.8406 | 0.77778 | 8 | 0.61841
21175 | 9.36 | 1 | 365 | 10.6592 | 0.44953 | 11 | 0.10869
20528 | 5.98 | 1 | 365 | 6.81 | 0.70386 | 7 | 0.51389
21176 | 8.84 | 1 | 365 | 10.067 | 0.25789 | 10 | 0.32488
21178 | 13 | 1 | 365 | 14.8044 | 0.79101 | 15 | 0.59541
20527 | 4.94 | 1 | 365 | 5.6257 | 0.32058 | 5 | 0.94626
20379 | 4.08 | 1 | 365 | 4.6463 | 0.34979 | 4 | 0.9961
18818 | 11.25 | 1 | 365 | 12.8115 | 0.78068 | 13 | 0.59218
20193 | 10 | 1 | 365 | 11.388 | 0.91616 | 12 | 0.30416
20526 | 3.12 | 1 | 365 | 3.5531 | 0.14984 | 3 | 0.7029
20525 | 6.24 | 1 | 365 | 7.1061 | 0.29968 | 7 | 0.4058
20380 | 6.375 | 1 | 365 | 7.2599 | 0.60905 | 7 | 0.8689
20185 | 12.32 | 1 | 365 | 14.03 | 0.23271 | 14 | 0.26273
18336 | 13 | 1 | 365 | 14.8044 | 0.79101 | 15 | 0.59541
18329 | 8.06 | 1 | 365 | 9.1787 | 0.47042 | 9 | 0.64915
18331 | 9.62 | 1 | 365 | 10.9553 | 0.045346 | 11 | 0.00060192
18332 | 5.98 | 1 | 365 | 6.81 | 0.70386 | 7 | 0.51389
18433 | 4.42 | 1 | 365 | 5.0335 | 0.12894 | 5 | 0.16244
18431 | 9.69 | 1 | 365 | 11.035 | 0.20576 | 11 | 0.24073
18430 | 2.6 | 1 | 365 | 2.9609 | 0.9582 | 3 | 0.91908
18424 | 4.94 | 1 | 365 | 5.6257 | 0.32058 | 5 | 0.94626
19770 | 14.28 | 1 | 365 | 16.2621 | 0.72428 | 16 | 0.98634
20057 | 7.56 | 1 | 365 | 8.6093 | 0.32462 | 8 | 0.93394
21181 | 7.02 | 1 | 365 | 7.9944 | 0.087144 | 8 | 0.08152
21167 | 9.96 | 1 | 365 | 11.3424 | 0.8245 | 12 | 0.16694
21182 | 8.925 | 1 | 365 | 10.1638 | 0.45267 | 10 | 0.61646
21185 | 7.28 | 1 | 365 | 8.2905 | 0.68296 | 8 | 0.97343
18421 | 7.8 | 1 | 365 | 8.8826 | 0.8746 | 9 | 0.75724
21145 | 6.6 | 1 | 365 | 7.5161 | 0.12467 | 7 | 0.64075
14158 | 15.045 | 1 | 365 | 17.1332 | 0.47736 | 17 | 0.61061
21193 | 4.08 | 1 | 365 | 4.6463 | 0.34979 | 4 | 0.9961
21143 | 7.5 | 1 | 365 | 8.541 | 0.18712 | 8 | 0.72812
21154 | 6.72 | 1 | 365 | 7.6527 | 0.39966 | 8 | 0.052396
21164 | 7.245 | 1 | 365 | 8.2506 | 0.60276 | 8 | 0.85336
21168 | 6.72 | 1 | 365 | 7.6527 | 0.39966 | 8 | 0.052396
21172 | 8.502 | 1 | 365 | 9.6821 | 0.48332 | 10 | 0.1654
21174 | 6.9 | 1 | 365 | 7.8577 | 0.81215 | 8 | 0.66987
21177 | 14.49 | 1 | 365 | 16.5012 | 0.20552 | 16 | 0.70673
21195 | 10.4 | 1 | 365 | 11.8435 | 0.83281 | 12 | 0.67633
21199 | 4.68 | 1 | 365 | 5.3296 | 0.72476 | 6 | 0.054347
21197 | 9.88 | 1 | 365 | 11.2513 | 0.64117 | 11 | 0.89251
21202 | 8.32 | 1 | 365 | 9.4748 | 0.066245 | 9 | 0.54106
21204 | 8.16 | 1 | 365 | 9.2926 | 0.69959 | 9 | 0.99219
21031 | 3.64 | 1 | 365 | 4.1452 | 0.34148 | 4 | 0.48671
21033 | 2.86 | 1 | 365 | 3.257 | 0.55402 | 3 | 0.81099
21036 | 3.12 | 1 | 365 | 3.5531 | 0.14984 | 3 | 0.7029
21040 | 9.435 | 1 | 365 | 10.7446 | 0.6214 | 11 | 0.36597
21221 | 7.02 | 1 | 365 | 7.9944 | 0.087144 | 8 | 0.08152
21207 | 2.55 | 1 | 365 | 2.9039 | 0.84362 | 3 | 0.74756
21222 | 3.57 | 1 | 365 | 4.0655 | 0.18107 | 4 | 0.24659
21215 | 11.73 | 1 | 365 | 13.3581 | 0.88066 | 14 | 0.23878
21463 | 5.1 | 1 | 365 | 5.8079 | 0.68724 | 6 | 0.49512
21466 | 8.58 | 1 | 365 | 9.7709 | 0.66207 | 10 | 0.43297
21465 | 2.6 | 1 | 365 | 2.9609 | 0.9582 | 3 | 0.91908
21467 | 12.22 | 1 | 365 | 13.9161 | 0.0035475 | 13 | 0.91968
21470 | 4.94 | 1 | 365 | 5.6257 | 0.32058 | 5 | 0.94626
21471 | 4.16 | 1 | 365 | 4.7374 | 0.53312 | 5 | 0.27053
21474 | 9.36 | 1 | 365 | 10.6592 | 0.44953 | 11 | 0.10869
21475 | 5.98 | 1 | 365 | 6.81 | 0.70386 | 7 | 0.51389
21251 | 2.8 | 1 | 365 | 3.1886 | 0.41652 | 3 | 0.60516
21258 | 10.71 | 1 | 365 | 12.1965 | 0.54321 | 12 | 0.73976
20053 | 15 | 1 | 365 | 17.082 | 0.37424 | 17 | 0.45624
20524 | 3.12 | 1 | 365 | 3.5531 | 0.14984 | 3 | 0.7029
20382 | 10.215 | 1 | 365 | 11.6328 | 0.40886 | 12 | 0.041699
21491 | 2.805 | 1 | 365 | 3.1943 | 0.42798 | 3 | 0.62232
21492 | 2.34 | 1 | 365 | 2.6648 | 0.36238 | 3 | 0.027173
21476 | 3.64 | 1 | 365 | 4.1452 | 0.34148 | 4 | 0.48671
21479 | 9.62 | 1 | 365 | 10.9553 | 0.045346 | 11 | 0.00060192
21478 | 8.06 | 1 | 365 | 9.1787 | 0.47042 | 9 | 0.64915
21481 | 6.76 | 1 | 365 | 7.6983 | 0.49132 | 8 | 0.18961
21477 | 3.315 | 1 | 365 | 3.7751 | 0.59671 | 4 | 0.37183
21480 | 5.1 | 1 | 365 | 5.8079 | 0.68724 | 6 | 0.49512
21483 | 11.44 | 1 | 365 | 13.0279 | 0.21609 | 13 | 0.24396
21485 | 8.32 | 1 | 365 | 9.4748 | 0.066245 | 9 | 0.54106
21488 | 5.2 | 1 | 365 | 5.9218 | 0.9164 | 6 | 0.83816
21493 | 7.28 | 1 | 365 | 8.2905 | 0.68296 | 8 | 0.97343
21497 | 7.395 | 1 | 365 | 8.4214 | 0.9465 | 9 | 0.36793
21498 | 8.84 | 1 | 365 | 10.067 | 0.25789 | 10 | 0.32488
21503 | 4.59 | 1 | 365 | 5.2271 | 0.51852 | 5 | 0.74561
19227 | 9.69 | 1 | 365 | 11.035 | 0.20576 | 11 | 0.24073
21506 | 5.72 | 1 | 365 | 6.5139 | 0.10804 | 6 | 0.62198
21507 | 3.12 | 1 | 365 | 3.5531 | 0.14984 | 3 | 0.7029
21509 | 7.54 | 1 | 365 | 8.5866 | 0.27878 | 8 | 0.86534
21510 | 3.12 | 1 | 365 | 3.5531 | 0.14984 | 3 | 0.7029
21508 | 5.72 | 1 | 365 | 6.5139 | 0.10804 | 6 | 0.62198
21520 | 8.06 | 1 | 365 | 9.1787 | 0.47042 | 9 | 0.64915
21512 | 4.16 | 1 | 365 | 4.7374 | 0.53312 | 5 | 0.27053
21524 | 6.76 | 1 | 365 | 7.6983 | 0.49132 | 8 | 0.18961
21525 | 10.455 | 1 | 365 | 11.9062 | 0.95885 | 12 | 0.865
21527 | 2.915 | 1 | 365 | 3.3196 | 0.68006 | 3 | 0.99966
21261 | 6.12 | 1 | 365 | 6.9695 | 0.02469 | 6 | 0.99415
21263 | 7.8 | 1 | 365 | 8.8826 | 0.8746 | 9 | 0.75724
21259 | 5.46 | 1 | 365 | 6.2178 | 0.51222 | 6 | 0.73007
21273 | 5.1 | 1 | 365 | 5.8079 | 0.68724 | 6 | 0.49512
5182 | 3566.64 | 0.8 | 365 | 3249.3517 | 0.69543 | 3250 | 0.047138
21049 | 2.08 | 1 | 365 | 2.3687 | 0.76656 | 3 | 0.13527
20012 | 3.12 | 1 | 365 | 3.5531 | 0.14984 | 3 | 0.7029
14762 | 7.28 | 1 | 365 | 8.2905 | 0.68296 | 8 | 0.97343
20000 | 9.88 | 1 | 365 | 11.2513 | 0.64117 | 11 | 0.89251
19815 | 4.59 | 1 | 365 | 5.2271 | 0.51852 | 5 | 0.74561
19687 | 3.57 | 1 | 365 | 4.0655 | 0.18107 | 4 | 0.24659
14634 | 10.965 | 1 | 365 | 12.4869 | 0.12757 | 12 | 0.61451
20902 | 12.375 | 1 | 365 | 14.0927 | 0.35875 | 14 | 0.4514
15817 | 139.3 | 0.9 | 365 | 142.7714 | 0.2999 | 143 | 0.071254
20681 | 11.7 | 1 | 365 | 13.324 | 0.81191 | 14 | 0.13587
20992 | 6.25 | 1 | 365 | 7.1175 | 0.3226 | 7 | 0.4401
20993 | 7.8 | 1 | 365 | 8.8826 | 0.8746 | 9 | 0.75724
20994 | 12.75 | 1 | 365 | 14.5197 | 0.2181 | 14 | 0.7378
21001 | 2.943 | 1 | 365 | 3.3515 | 0.74423 | 4 | 0.095714
21002 | 9.945 | 1 | 365 | 11.3254 | 0.79012 | 12 | 0.11549
21004 | 7.65 | 1 | 365 | 8.7118 | 0.53086 | 9 | 0.24268
20523 | 9.62 | 1 | 365 | 10.9553 | 0.045346 | 11 | 0.00060192
21006 | 7.848 | 1 | 365 | 8.9373 | 0.9846 | 9 | 0.9219
20520 | 4.24 | 1 | 365 | 4.8285 | 0.71645 | 5 | 0.54496
21008 | 46.92 | 0.9 | 365 | 48.0892 | 0.77036 | 48 | 0.85961
21009 | 12.42 | 1 | 365 | 14.1439 | 0.46187 | 14 | 0.60577
21010 | 5.5 | 1 | 365 | 6.2634 | 0.60389 | 6 | 0.86729
19288 | 2.34 | 1 | 365 | 2.6648 | 0.36238 | 3 | 0.027173
21012 | 9.9 | 1 | 365 | 11.2741 | 0.687 | 11 | 0.96112
19291 | 5.72 | 1 | 365 | 6.5139 | 0.10804 | 6 | 0.62198
21016 | 7.65 | 1 | 365 | 8.7118 | 0.53086 | 9 | 0.24268
20348 | 5.61 | 1 | 365 | 6.3887 | 0.85597 | 7 | 0.24463
19424 | 3.64 | 1 | 365 | 4.1452 | 0.34148 | 4 | 0.48671
19606 | 6.24 | 1 | 365 | 7.1061 | 0.29968 | 7 | 0.4058
19607 | 10.14 | 1 | 365 | 11.5474 | 0.23699 | 11 | 0.78442
19613 | 5.865 | 1 | 365 | 6.6791 | 0.44033 | 7 | 0.11939
19615 | 6.24 | 1 | 365 | 7.1061 | 0.29968 | 7 | 0.4058
19621 | 3.64 | 1 | 365 | 4.1452 | 0.34148 | 4 | 0.48671
19624 | 6.76 | 1 | 365 | 7.6983 | 0.49132 | 8 | 0.18961
19792 | 6.5 | 1 | 365 | 7.4022 | 0.8955 | 8 | 0.2977
20926 | 3.06 | 1 | 365 | 3.4847 | 0.012345 | 3 | 0.49707
20929 | 10.455 | 1 | 365 | 11.9062 | 0.95885 | 12 | 0.865
20935 | 8.58 | 1 | 365 | 9.7709 | 0.66207 | 10 | 0.43297
20934 | 3.64 | 1 | 365 | 4.1452 | 0.34148 | 4 | 0.48671
20956 | 4.68 | 1 | 365 | 5.3296 | 0.72476 | 6 | 0.054347
20938 | 3.9 | 1 | 365 | 4.4413 | 0.9373 | 5 | 0.37862
14703 | 7.395 | 1 | 365 | 8.4214 | 0.9465 | 9 | 0.36793
17829 | 8.32 | 1 | 365 | 9.4748 | 0.066245 | 9 | 0.54106
15590 | 3.75 | 1 | 365 | 4.2705 | 0.59356 | 4 | 0.86406
20983 | 4.68 | 1 | 365 | 5.3296 | 0.72476 | 6 | 0.054347
14283 | 10.2 | 1 | 365 | 11.6158 | 0.37448 | 11 | 0.99024
20984 | 12.22 | 1 | 365 | 13.9161 | 0.0035475 | 13 | 0.91968
20985 | 8.06 | 1 | 365 | 9.1787 | 0.47042 | 9 | 0.64915
20986 | 2.86 | 1 | 365 | 3.257 | 0.55402 | 3 | 0.81099
20987 | 6.5 | 1 | 365 | 7.4022 | 0.8955 | 8 | 0.2977
17984 | 5.46 | 1 | 365 | 6.2178 | 0.51222 | 6 | 0.73007
20988 | 3.64 | 1 | 365 | 4.1452 | 0.34148 | 4 | 0.48671
17681 | 5.355 | 1 | 365 | 6.0983 | 0.2716 | 6 | 0.36988
20989 | 5.61 | 1 | 365 | 6.3887 | 0.85597 | 7 | 0.24463
15171 | 8 | 1 | 365 | 9.1104 | 0.33293 | 9 | 0.44333
20954 | 5.2 | 1 | 365 | 5.9218 | 0.9164 | 6 | 0.83816
15978 | 7.54 | 1 | 365 | 8.5866 | 0.27878 | 8 | 0.86534
20957 | 11.96 | 1 | 365 | 13.62 | 0.40773 | 14 | 0.027775
21303 | 8.16 | 1 | 365 | 9.2926 | 0.69959 | 9 | 0.99219
20959 | 3.64 | 1 | 365 | 4.1452 | 0.34148 | 4 | 0.48671
21347 | 97.119 | 0.9 | 365 | 99.5392 | 0.30351 | 99 | 0.84271
21035 | 5.98 | 1 | 365 | 6.81 | 0.70386 | 7 | 0.51389
20942 | 6.24 | 1 | 365 | 7.1061 | 0.29968 | 7 | 0.4058
21146 | 14.4 | 1 | 365 | 16.3987 | 0.99927 | 17 | 0.39799
20940 | 4.94 | 1 | 365 | 5.6257 | 0.32058 | 5 | 0.94626
20609 | 11.475 | 1 | 365 | 13.0677 | 0.29629 | 13 | 0.36402
20941 | 2.34 | 1 | 365 | 2.6648 | 0.36238 | 3 | 0.027173
21310 | 9.975 | 1 | 365 | 11.3595 | 0.85887 | 12 | 0.2184
21312 | 9.156 | 1 | 365 | 10.4269 | 0.98204 | 11 | 0.40889
21388 | 4.5 | 1 | 365 | 5.1246 | 0.31227 | 5 | 0.43687
21389 | 9.8 | 1 | 365 | 11.1602 | 0.45784 | 11 | 0.61808
20473 | 7.8 | 1 | 365 | 8.8826 | 0.8746 | 9 | 0.75724
21390 | 7.2 | 1 | 365 | 8.1994 | 0.49964 | 8 | 0.699
21393 | 19.8 | 1 | 365 | 22.5482 | 0.374 | 22 | 0.92224
21394 | 8.925 | 1 | 365 | 10.1638 | 0.45267 | 10 | 0.61646
21399 | 6 | 1 | 365 | 6.8328 | 0.7497 | 7 | 0.5825
21403 | 8.64 | 1 | 365 | 9.8392 | 0.79956 | 10 | 0.63879
21404 | 2.7 | 1 | 365 | 3.0748 | 0.18736 | 3 | 0.26212
21405 | 7.425 | 1 | 365 | 8.4556 | 0.015249 | 8 | 0.47084
21406 | 3.6 | 1 | 365 | 4.0997 | 0.24982 | 4 | 0.3495
21407 | 4.95 | 1 | 365 | 5.6371 | 0.3435 | 5 | 0.98056
21424 | 6.5 | 1 | 365 | 7.4022 | 0.8955 | 8 | 0.2977
21429 | 3.64 | 1 | 365 | 4.1452 | 0.34148 | 4 | 0.48671
21430 | 7.8 | 1 | 365 | 8.8826 | 0.8746 | 9 | 0.75724
21431 | 8.58 | 1 | 365 | 9.7709 | 0.66207 | 10 | 0.43297
18703 | 13 | 1 | 365 | 14.8044 | 0.79101 | 15 | 0.59541
17067 | 6.24 | 1 | 365 | 7.1061 | 0.29968 | 7 | 0.4058
15683 | 5.46 | 1 | 365 | 6.2178 | 0.51222 | 6 | 0.73007
21738 | 11.22 | 1 | 365 | 12.7773 | 0.71193 | 13 | 0.48927
21739 | 8.1 | 1 | 365 | 9.2243 | 0.56209 | 9 | 0.78637
15685 | 7.395 | 1 | 365 | 8.4214 | 0.9465 | 9 | 0.36793
19299 | 10.6 | 1 | 365 | 12.0713 | 0.29113 | 12 | 0.36241
18535 | 5.2 | 1 | 365 | 5.9218 | 0.9164 | 6 | 0.83816
15699 | 6.24 | 1 | 365 | 7.1061 | 0.29968 | 7 | 0.4058
15934 | 5.2 | 1 | 365 | 5.9218 | 0.9164 | 6 | 0.83816
15945 | 5.46 | 1 | 365 | 6.2178 | 0.51222 | 6 | 0.73007
18103 | 5.2 | 1 | 365 | 5.9218 | 0.9164 | 6 | 0.83816
21604 | 3.64 | 1 | 365 | 4.1452 | 0.34148 | 4 | 0.48671
21747 | 11.88 | 1 | 365 | 13.5289 | 0.2244 | 13 | 0.75334
21749 | 2.805 | 1 | 365 | 3.1943 | 0.42798 | 3 | 0.62232
21751 | 6.24 | 1 | 365 | 7.1061 | 0.29968 | 7 | 0.4058
21755 | 11.07 | 1 | 365 | 12.6065 | 0.36819 | 12 | 0.97471
21753 | 7.8 | 1 | 365 | 8.8826 | 0.8746 | 9 | 0.75724
21759 | 4.68 | 1 | 365 | 5.3296 | 0.72476 | 6 | 0.054347
21762 | 5.98 | 1 | 365 | 6.81 | 0.70386 | 7 | 0.51389
18020 | 4.845 | 1 | 365 | 5.5175 | 0.10288 | 5 | 0.62037
21765 | 6.25 | 1 | 365 | 7.1175 | 0.3226 | 7 | 0.4401
21769 | 9.52 | 1 | 365 | 10.8414 | 0.81618 | 11 | 0.65756
21778 | 3.825 | 1 | 365 | 4.3559 | 0.76543 | 5 | 0.12134
21777 | 8.25 | 1 | 365 | 9.3951 | 0.90583 | 10 | 0.30093
17866 | 5.72 | 1 | 365 | 6.5139 | 0.10804 | 6 | 0.62198
19025 | 6.63 | 1 | 365 | 7.5502 | 0.19341 | 7 | 0.74366
21783 | 10.14 | 1 | 365 | 11.5474 | 0.23699 | 11 | 0.78442
19118 | 6.12 | 1 | 365 | 6.9695 | 0.02469 | 6 | 0.99415
18009 | 4.94 | 1 | 365 | 5.6257 | 0.32058 | 5 | 0.94626
21800 | 7.14 | 1 | 365 | 8.131 | 0.36214 | 8 | 0.49317
21802 | 8.5 | 1 | 365 | 9.6798 | 0.47874 | 10 | 0.15854
21806 | 4.25 | 1 | 365 | 4.8399 | 0.73937 | 5 | 0.57927
21804 | 6.44 | 1 | 365 | 7.3339 | 0.75801 | 8 | 0.091879
12424 | 75.02 | 0.9 | 365 | 76.8895 | 0.72533 | 77 | 0.61483
21811 | 7.65 | 1 | 365 | 8.7118 | 0.53086 | 9 | 0.24268
21813 | 10.2 | 1 | 365 | 11.6158 | 0.37448 | 11 | 0.99024
21814 | 5.1 | 1 | 365 | 5.8079 | 0.68724 | 6 | 0.49512
21815 | 7.7 | 1 | 365 | 8.7688 | 0.64544 | 9 | 0.4142
21819 | 9.9 | 1 | 365 | 11.2741 | 0.687 | 11 | 0.96112
21820 | 4.59 | 1 | 365 | 5.2271 | 0.51852 | 5 | 0.74561
21821 | 7.14 | 1 | 365 | 8.131 | 0.36214 | 8 | 0.49317
21822 | 7.975 | 1 | 365 | 9.0819 | 0.27564 | 9 | 0.35757
21758 | 7.975 | 1 | 365 | 9.0819 | 0.27564 | 9 | 0.35757
16776 | 10.5 | 1 | 365 | 11.9574 | 0.061968 | 12 | 0.019368
15627 | 7.395 | 1 | 365 | 8.4214 | 0.9465 | 9 | 0.36793
21710 | 14.025 | 1 | 365 | 15.9717 | 0.13991 | 16 | 0.11158
21825 | 5.88 | 1 | 365 | 6.6961 | 0.4747 | 7 | 0.17085
21828 | 4.95 | 1 | 365 | 5.6371 | 0.3435 | 5 | 0.98056
21827 | 5.1 | 1 | 365 | 5.8079 | 0.68724 | 6 | 0.49512
19362 | 9.62 | 1 | 365 | 10.9553 | 0.045346 | 11 | 0.00060192
21830 | 4.125 | 1 | 365 | 4.6975 | 0.45292 | 5 | 0.15047
21831 | 6.325 | 1 | 365 | 7.2029 | 0.49447 | 7 | 0.69738
19128 | 7.28 | 1 | 365 | 8.2905 | 0.68296 | 8 | 0.97343
21833 | 9.25 | 1 | 365 | 10.5339 | 0.19745 | 10 | 0.73135
21836 | 5.5 | 1 | 365 | 6.2634 | 0.60389 | 6 | 0.86729
21838 | 9.18 | 1 | 365 | 10.4542 | 0.037035 | 10 | 0.49122
21841 | 13.26 | 1 | 365 | 15.1005 | 0.38683 | 15 | 0.48732
21845 | 14.575 | 1 | 365 | 16.598 | 0.4003 | 16 | 0.99831
15933 | 4.94 | 1 | 365 | 5.6257 | 0.32058 | 5 | 0.94626
15960 | 5.46 | 1 | 365 | 6.2178 | 0.51222 | 6 | 0.73007
15922 | 4.94 | 1 | 365 | 5.6257 | 0.32058 | 5 | 0.94626
18056 | 3.38 | 1 | 365 | 3.8491 | 0.74566 | 4 | 0.59481
20621 | 6.12 | 1 | 365 | 6.9695 | 0.02469 | 6 | 0.99415
19768 | 4.94 | 1 | 365 | 5.6257 | 0.32058 | 5 | 0.94626
15831 | 2.86 | 1 | 365 | 3.257 | 0.55402 | 3 | 0.81099
18051 | 6.5 | 1 | 365 | 7.4022 | 0.8955 | 8 | 0.2977
15835 | 3.9 | 1 | 365 | 4.4413 | 0.9373 | 5 | 0.37862
15841 | 2.86 | 1 | 365 | 3.257 | 0.55402 | 3 | 0.81099
18052 | 8.06 | 1 | 365 | 9.1787 | 0.47042 | 9 | 0.64915
15988 | 6.24 | 1 | 365 | 7.1061 | 0.29968 | 7 | 0.4058
17784 | 12.22 | 1 | 365 | 13.9161 | 0.0035475 | 13 | 0.91968
15803 | 6.24 | 1 | 365 | 7.1061 | 0.29968 | 7 | 0.4058
20349 | 9.1 | 1 | 365 | 10.3631 | 0.85371 | 11 | 0.21679
18177 | 5.72 | 1 | 365 | 6.5139 | 0.10804 | 6 | 0.62198
18179 | 10.455 | 1 | 365 | 11.9062 | 0.95885 | 12 | 0.865
15819 | 6.5 | 1 | 365 | 7.4022 | 0.8955 | 8 | 0.2977
15808 | 7.14 | 1 | 365 | 8.131 | 0.36214 | 8 | 0.49317
15794 | 9.945 | 1 | 365 | 11.3254 | 0.79012 | 12 | 0.11549
15997 | 8.06 | 1 | 365 | 9.1787 | 0.47042 | 9 | 0.64915
15793 | 10.92 | 1 | 365 | 12.4357 | 0.024447 | 12 | 0.46014
18057 | 8.32 | 1 | 365 | 9.4748 | 0.066245 | 9 | 0.54106
21847 | 8.8 | 1 | 365 | 10.0214 | 0.16622 | 10 | 0.18766
21840 | 9.075 | 1 | 365 | 10.3346 | 0.79642 | 11 | 0.13103
21859 | 8.67 | 1 | 365 | 9.8734 | 0.86831 | 10 | 0.74171
21863 | 7.7 | 1 | 365 | 8.7688 | 0.64544 | 9 | 0.4142
21865 | 10.455 | 1 | 365 | 11.9062 | 0.95885 | 12 | 0.865
21368 | 2.04 | 1 | 365 | 2.3232 | 0.6749 | 2 | 0.99805
21369 | 8.06 | 1 | 365 | 9.1787 | 0.47042 | 9 | 0.64915
21363 | 4.16 | 1 | 365 | 4.7374 | 0.53312 | 5 | 0.27053
16867 | 8.4 | 1 | 365 | 9.5659 | 0.24957 | 9 | 0.81549
18680 | 8.06 | 1 | 365 | 9.1787 | 0.47042 | 9 | 0.64915
17872 | 5.1 | 1 | 365 | 5.8079 | 0.68724 | 6 | 0.49512
18047 | 3.9 | 1 | 365 | 4.4413 | 0.9373 | 5 | 0.37862
19239 | 4.95 | 1 | 365 | 5.6371 | 0.3435 | 5 | 0.98056
18975 | 11.7 | 1 | 365 | 13.324 | 0.81191 | 14 | 0.13587
17855 | 7.2 | 1 | 365 | 8.1994 | 0.49964 | 8 | 0.699
20792 | 8.32 | 1 | 365 | 9.4748 | 0.066245 | 9 | 0.54106
20168 | 12.22 | 1 | 365 | 13.9161 | 0.0035475 | 13 | 0.91968
21360 | 10.2 | 1 | 365 | 11.6158 | 0.37448 | 11 | 0.99024
20165 | 6.5 | 1 | 365 | 7.4022 | 0.8955 | 8 | 0.2977
21338 | 10.14 | 1 | 365 | 11.5474 | 0.23699 | 11 | 0.78442
21356 | 3.445 | 1 | 365 | 3.9232 | 0.89462 | 4 | 0.81778
21349 | 3.38 | 1 | 365 | 3.8491 | 0.74566 | 4 | 0.59481
21355 | 12.74 | 1 | 365 | 14.5083 | 0.19519 | 14 | 0.7035
21373 | 10.4 | 1 | 365 | 11.8435 | 0.83281 | 12 | 0.67633
18767 | 12.48 | 1 | 365 | 14.2122 | 0.59937 | 14 | 0.81159
21378 | 7.83 | 1 | 365 | 8.9168 | 0.94335 | 9 | 0.86016
21362 | 8.84 | 1 | 365 | 10.067 | 0.25789 | 10 | 0.32488
21375 | 5.98 | 1 | 365 | 6.81 | 0.70386 | 7 | 0.51389
21379 | 3.825 | 1 | 365 | 4.3559 | 0.76543 | 5 | 0.12134
21380 | 13 | 1 | 365 | 14.8044 | 0.79101 | 15 | 0.59541
21381 | 13 | 1 | 365 | 14.8044 | 0.79101 | 15 | 0.59541
21383 | 3.38 | 1 | 365 | 3.8491 | 0.74566 | 4 | 0.59481
21382 | 2.86 | 1 | 365 | 3.257 | 0.55402 | 3 | 0.81099
21384 | 4.94 | 1 | 365 | 5.6257 | 0.32058 | 5 | 0.94626
21385 | 14.04 | 1 | 365 | 15.9888 | 0.17429 | 16 | 0.16304
21386 | 5.2 | 1 | 365 | 5.9218 | 0.9164 | 6 | 0.83816
21387 | 8.84 | 1 | 365 | 10.067 | 0.25789 | 10 | 0.32488
21427 | 8.32 | 1 | 365 | 9.4748 | 0.066245 | 9 | 0.54106
21425 | 4.16 | 1 | 365 | 4.7374 | 0.53312 | 5 | 0.27053
21417 | 8.58 | 1 | 365 | 9.7709 | 0.66207 | 10 | 0.43297
21416 | 8.32 | 1 | 365 | 9.4748 | 0.066245 | 9 | 0.54106
21415 | 7.02 | 1 | 365 | 7.9944 | 0.087144 | 8 | 0.08152
21414 | 6.76 | 1 | 365 | 7.6983 | 0.49132 | 8 | 0.18961
21413 | 6.5 | 1 | 365 | 7.4022 | 0.8955 | 8 | 0.2977
21412 | 7.02 | 1 | 365 | 7.9944 | 0.087144 | 8 | 0.08152
21411 | 7.28 | 1 | 365 | 8.2905 | 0.68296 | 8 | 0.97343
21433 | 5.865 | 1 | 365 | 6.6791 | 0.44033 | 7 | 0.11939
21435 | 10.2 | 1 | 365 | 11.6158 | 0.37448 | 11 | 0.99024
21438 | 13 | 1 | 365 | 14.8044 | 0.79101 | 15 | 0.59541
21439 | 3.57 | 1 | 365 | 4.0655 | 0.18107 | 4 | 0.24659
21441 | 11.96 | 1 | 365 | 13.62 | 0.40773 | 14 | 0.027775
21444 | 3.12 | 1 | 365 | 3.5531 | 0.14984 | 3 | 0.7029
21445 | 13 | 1 | 365 | 14.8044 | 0.79101 | 15 | 0.59541
21446 | 9.945 | 1 | 365 | 11.3254 | 0.79012 | 12 | 0.11549
21447 | 5.72 | 1 | 365 | 6.5139 | 0.10804 | 6 | 0.62198
21450 | 12.495 | 1 | 365 | 14.2293 | 0.63374 | 14 | 0.86305
21451 | 7.8 | 1 | 365 | 8.8826 | 0.8746 | 9 | 0.75724
21453 | 5.46 | 1 | 365 | 6.2178 | 0.51222 | 6 | 0.73007
21452 | 5.61 | 1 | 365 | 6.3887 | 0.85597 | 7 | 0.24463
21457 | 5.72 | 1 | 365 | 6.5139 | 0.10804 | 6 | 0.62198
21458 | 13.52 | 1 | 365 | 15.3966 | 0.98265 | 16 | 0.37922
21459 | 6.76 | 1 | 365 | 7.6983 | 0.49132 | 8 | 0.18961
21460 | 5.355 | 1 | 365 | 6.0983 | 0.2716 | 6 | 0.36988
21461 | 7.54 | 1 | 365 | 8.5866 | 0.27878 | 8 | 0.86534
21462 | 6.63 | 1 | 365 | 7.5502 | 0.19341 | 7 | 0.74366
20160 | 6.12 | 1 | 365 | 6.9695 | 0.02469 | 6 | 0.99415
20163 | 3.12 | 1 | 365 | 3.5531 | 0.14984 | 3 | 0.7029
20157 | 5.98 | 1 | 365 | 6.81 | 0.70386 | 7 | 0.51389
20154 | 9.1 | 1 | 365 | 10.3631 | 0.85371 | 11 | 0.21679
20153 | 8.925 | 1 | 365 | 10.1638 | 0.45267 | 10 | 0.61646
20149 | 10.14 | 1 | 365 | 11.5474 | 0.23699 | 11 | 0.78442
20151 | 3.57 | 1 | 365 | 4.0655 | 0.18107 | 4 | 0.24659
20148 | 3.64 | 1 | 365 | 4.1452 | 0.34148 | 4 | 0.48671
16007 | 2.86 | 1 | 365 | 3.257 | 0.55402 | 3 | 0.81099
19238 | 4.68 | 1 | 365 | 5.3296 | 0.72476 | 6 | 0.054347
19244 | 7.8 | 1 | 365 | 8.8826 | 0.8746 | 9 | 0.75724
19252 | 5.2 | 1 | 365 | 5.9218 | 0.9164 | 6 | 0.83816
20869 | 9.156 | 1 | 365 | 10.4269 | 0.98204 | 11 | 0.40889
17369 | 9.24 | 1 | 365 | 10.5225 | 0.17453 | 10 | 0.69704
19400 | 3.64 | 1 | 365 | 4.1452 | 0.34148 | 4 | 0.48671
19195 | 4.68 | 1 | 365 | 5.3296 | 0.72476 | 6 | 0.054347
19196 | 5.61 | 1 | 365 | 6.3887 | 0.85597 | 7 | 0.24463
19197 | 5.98 | 1 | 365 | 6.81 | 0.70386 | 7 | 0.51389
19198 | 5.98 | 1 | 365 | 6.81 | 0.70386 | 7 | 0.51389
19199 | 7.02 | 1 | 365 | 7.9944 | 0.087144 | 8 | 0.08152
19201 | 6.63 | 1 | 365 | 7.5502 | 0.19341 | 7 | 0.74366
19202 | 5.98 | 1 | 365 | 6.81 | 0.70386 | 7 | 0.51389
19204 | 10.14 | 1 | 365 | 11.5474 | 0.23699 | 11 | 0.78442
19625 | 7.02 | 1 | 365 | 7.9944 | 0.087144 | 8 | 0.08152
19616 | 12.48 | 1 | 365 | 14.2122 | 0.59937 | 14 | 0.81159
19206 | 9.36 | 1 | 365 | 10.6592 | 0.44953 | 11 | 0.10869
19627 | 6.5 | 1 | 365 | 7.4022 | 0.8955 | 8 | 0.2977
20140 | 8.415 | 1 | 365 | 9.583 | 0.28395 | 9 | 0.86695
19208 | 6.24 | 1 | 365 | 7.1061 | 0.29968 | 7 | 0.4058
20112 | 7.02 | 1 | 365 | 7.9944 | 0.087144 | 8 | 0.08152
20139 | 7.54 | 1 | 365 | 8.5866 | 0.27878 | 8 | 0.86534
19207 | 4.16 | 1 | 365 | 4.7374 | 0.53312 | 5 | 0.27053
21592 | 2.75 | 1 | 365 | 3.1317 | 0.30194 | 3 | 0.43364
20134 | 12.74 | 1 | 365 | 14.5083 | 0.19519 | 14 | 0.7035
21600 | 6.05 | 1 | 365 | 6.8897 | 0.86428 | 7 | 0.75402
21727 | 3.025 | 1 | 365 | 3.4449 | 0.93214 | 4 | 0.37701
20135 | 8.32 | 1 | 365 | 9.4748 | 0.066245 | 9 | 0.54106
14091 | 9.18 | 1 | 365 | 10.4542 | 0.037035 | 10 | 0.49122
20128 | 10.14 | 1 | 365 | 11.5474 | 0.23699 | 11 | 0.78442
17539 | 13.26 | 1 | 365 | 15.1005 | 0.38683 | 15 | 0.48732
18379 | 15.34 | 1 | 365 | 17.4692 | 0.15339 | 17 | 0.62258
19209 | 9.945 | 1 | 365 | 11.3254 | 0.79012 | 12 | 0.11549
13278 | 9.5 | 1 | 365 | 10.8186 | 0.77035 | 11 | 0.58895
16764 | 7.905 | 1 | 365 | 9.0022 | 0.11522 | 9 | 0.11744
20131 | 4.68 | 1 | 365 | 5.3296 | 0.72476 | 6 | 0.054347
13321 | 7 | 1 | 365 | 7.9716 | 0.041312 | 8 | 0.012912
19210 | 7.28 | 1 | 365 | 8.2905 | 0.68296 | 8 | 0.97343
16783 | 7.65 | 1 | 365 | 8.7118 | 0.53086 | 9 | 0.24268
15607 | 12 | 1 | 365 | 13.6656 | 0.49939 | 14 | 0.16499
20129 | 2.25 | 1 | 365 | 2.5623 | 0.15614 | 2 | 0.71844
21671 | 6.885 | 1 | 365 | 7.8406 | 0.77778 | 8 | 0.61841
20127 | 8.06 | 1 | 365 | 9.1787 | 0.47042 | 9 | 0.64915
21675 | 7.395 | 1 | 365 | 8.4214 | 0.9465 | 9 | 0.36793
20126 | 4.68 | 1 | 365 | 5.3296 | 0.72476 | 6 | 0.054347
21678 | 7.65 | 1 | 365 | 8.7118 | 0.53086 | 9 | 0.24268
19211 | 7.28 | 1 | 365 | 8.2905 | 0.68296 | 8 | 0.97343
21679 | 12.24 | 1 | 365 | 13.9389 | 0.04938 | 13 | 0.98829
21680 | 5.61 | 1 | 365 | 6.3887 | 0.85597 | 7 | 0.24463
21681 | 10.8 | 1 | 365 | 12.299 | 0.74945 | 13 | 0.048493
20122 | 10.66 | 1 | 365 | 12.1396 | 0.42863 | 12 | 0.56823
15113 | 4.335 | 1 | 365 | 4.9367 | 0.93416 | 5 | 0.87085
20646 | 5.98 | 1 | 365 | 6.81 | 0.70386 | 7 | 0.51389
20651 | 7.14 | 1 | 365 | 8.131 | 0.36214 | 8 | 0.49317
20826 | 3.92 | 1 | 365 | 4.4641 | 0.98313 | 5 | 0.44723
21684 | 4.59 | 1 | 365 | 5.2271 | 0.51852 | 5 | 0.74561
21686 | 7.84 | 1 | 365 | 8.9282 | 0.96627 | 9 | 0.89446
21690 | 4.5 | 1 | 365 | 5.1246 | 0.31227 | 5 | 0.43687
21705 | 4.5 | 1 | 365 | 5.1246 | 0.31227 | 5 | 0.43687
21726 | 7.905 | 1 | 365 | 9.0022 | 0.11522 | 9 | 0.11744
21730 | 4.578 | 1 | 365 | 5.2134 | 0.49102 | 5 | 0.70444
19776 | 5.46 | 1 | 365 | 6.2178 | 0.51222 | 6 | 0.73007
20859 | 17.004 | 1 | 365 | 19.3642 | 0.96664 | 20 | 0.33079
20836 | 6.76 | 1 | 365 | 7.6983 | 0.49132 | 8 | 0.18961
21735 | 9.72 | 1 | 365 | 11.0691 | 0.27451 | 11 | 0.34364
21693 | 7.47 | 1 | 365 | 8.5068 | 0.11837 | 8 | 0.62521
20833 | 25.74 | 0.9 | 365 | 26.3814 | 0.087576 | 26 | 0.46902
20879 | 6.24 | 1 | 365 | 7.1061 | 0.29968 | 7 | 0.4058
21698 | 6.72 | 1 | 365 | 7.6527 | 0.39966 | 8 | 0.052396
19773 | 2.08 | 1 | 365 | 2.3687 | 0.76656 | 3 | 0.13527
21699 | 5.61 | 1 | 365 | 6.3887 | 0.85597 | 7 | 0.24463
21701 | 8.16 | 1 | 365 | 9.2926 | 0.69959 | 9 | 0.99219
20873 | 10.14 | 1 | 365 | 11.5474 | 0.23699 | 11 | 0.78442
21709 | 8.67 | 1 | 365 | 9.8734 | 0.86831 | 10 | 0.74171
21708 | 7.14 | 1 | 365 | 8.131 | 0.36214 | 8 | 0.49317
19766 | 5.98 | 1 | 365 | 6.81 | 0.70386 | 7 | 0.51389
21713 | 6.12 | 1 | 365 | 6.9695 | 0.02469 | 6 | 0.99415
21723 | 4.335 | 1 | 365 | 4.9367 | 0.93416 | 5 | 0.87085
19763 | 6.89 | 1 | 365 | 7.8463 | 0.78923 | 8 | 0.63557
20918 | 11.34 | 1 | 365 | 12.914 | 0.98693 | 13 | 0.90092
19759 | 5.2 | 1 | 365 | 5.9218 | 0.9164 | 6 | 0.83816
21588 | 5.46 | 1 | 365 | 6.2178 | 0.51222 | 6 | 0.73007
19112 | 5.2 | 1 | 365 | 5.9218 | 0.9164 | 6 | 0.83816
20894 | 4.16 | 1 | 365 | 4.7374 | 0.53312 | 5 | 0.27053
19136 | 5.46 | 1 | 365 | 6.2178 | 0.51222 | 6 | 0.73007
18053 | 13 | 1 | 365 | 14.8044 | 0.79101 | 15 | 0.59541
18067 | 10.92 | 1 | 365 | 12.4357 | 0.024447 | 12 | 0.46014
18143 | 5.72 | 1 | 365 | 6.5139 | 0.10804 | 6 | 0.62198
18150 | 5.46 | 1 | 365 | 6.2178 | 0.51222 | 6 | 0.73007
18160 | 4.16 | 1 | 365 | 4.7374 | 0.53312 | 5 | 0.27053
18458 | 11.925 | 1 | 365 | 13.5802 | 0.32752 | 13 | 0.90771
18467 | 6.24 | 1 | 365 | 7.1061 | 0.29968 | 7 | 0.4058
18472 | 4.68 | 1 | 365 | 5.3296 | 0.72476 | 6 | 0.054347
20246 | 5.775 | 1 | 365 | 6.5766 | 0.23408 | 6 | 0.81065
20749 | 50.358 | 0.9 | 365 | 51.6129 | 0.86108 | 52 | 0.474
20318 | 10.2 | 1 | 365 | 11.6158 | 0.37448 | 11 | 0.99024
21249 | 6.725 | 1 | 365 | 7.6584 | 0.41112 | 8 | 0.069548
19750 | 7.8 | 1 | 365 | 8.8826 | 0.8746 | 9 | 0.75724
20580 | 4.2 | 1 | 365 | 4.783 | 0.62479 | 5 | 0.40775
16419 | 56.3 | 0.9 | 365 | 57.703 | 0.11618 | 57 | 0.81918
19742 | 8.48 | 1 | 365 | 9.657 | 0.4329 | 10 | 0.089928
18487 | 5 | 1 | 365 | 5.694 | 0.45808 | 6 | 0.15208
20912 | 8.829 | 1 | 365 | 10.0545 | 0.23268 | 10 | 0.28714
21112 | 4.77 | 1 | 365 | 5.4321 | 0.93101 | 6 | 0.36308
20911 | 5.32 | 1 | 365 | 6.0584 | 0.1914 | 6 | 0.24981
19899 | 16.75 | 1 | 365 | 19.0749 | 0.38457 | 19 | 0.45947
19672 | 2.04 | 1 | 365 | 2.3232 | 0.6749 | 2 | 0.99805
19669 | 10.4 | 1 | 365 | 11.8435 | 0.83281 | 12 | 0.67633
21099 | 6.9 | 1 | 365 | 7.8577 | 0.81215 | 8 | 0.66987
19668 | 6.5 | 1 | 365 | 7.4022 | 0.8955 | 8 | 0.2977
20853 | 51.993 | 0.9 | 365 | 53.2887 | 0.23319 | 53 | 0.52186
19666 | 6.76 | 1 | 365 | 7.6983 | 0.49132 | 8 | 0.18961
19155 | 26.4 | 1 | 365 | 30.0643 | 0.49866 | 30 | 0.56298
19662 | 10.92 | 1 | 365 | 12.4357 | 0.024447 | 12 | 0.46014
21408 | 3.825 | 1 | 365 | 4.3559 | 0.76543 | 5 | 0.12134
19661 | 4.42 | 1 | 365 | 5.0335 | 0.12894 | 5 | 0.16244
19663 | 7.8 | 1 | 365 | 8.8826 | 0.8746 | 9 | 0.75724
21561 | 8.502 | 1 | 365 | 9.6821 | 0.48332 | 10 | 0.1654
21570 | 5.6 | 1 | 365 | 6.3773 | 0.83305 | 7 | 0.21033
19657 | 3.64 | 1 | 365 | 4.1452 | 0.34148 | 4 | 0.48671
21521 | 7.8 | 1 | 365 | 8.8826 | 0.8746 | 9 | 0.75724
21531 | 3.12 | 1 | 365 | 3.5531 | 0.14984 | 3 | 0.7029
20887 | 4.59 | 1 | 365 | 5.2271 | 0.51852 | 5 | 0.74561
21529 | 5.2 | 1 | 365 | 5.9218 | 0.9164 | 6 | 0.83816
20908 | 33.6 | 0.9 | 365 | 34.4373 | 0.29847 | 34 | 0.73578
21532 | 8.32 | 1 | 365 | 9.4748 | 0.066245 | 9 | 0.54106
21540 | 5.2 | 1 | 365 | 5.9218 | 0.9164 | 6 | 0.83816
20909 | 4.68 | 1 | 365 | 5.3296 | 0.72476 | 6 | 0.054347
20933 | 5.46 | 1 | 365 | 6.2178 | 0.51222 | 6 | 0.73007
20925 | 4.68 | 1 | 365 | 5.3296 | 0.72476 | 6 | 0.054347
20924 | 5.2 | 1 | 365 | 5.9218 | 0.9164 | 6 | 0.83816
20922 | 5.72 | 1 | 365 | 6.5139 | 0.10804 | 6 | 0.62198
17834 | 8.67 | 1 | 365 | 9.8734 | 0.86831 | 10 | 0.74171
20914 | 5.865 | 1 | 365 | 6.6791 | 0.44033 | 7 | 0.11939
20931 | 11.18 | 1 | 365 | 12.7318 | 0.62027 | 13 | 0.35205
20930 | 5.72 | 1 | 365 | 6.5139 | 0.10804 | 6 | 0.62198
20928 | 2.34 | 1 | 365 | 2.6648 | 0.36238 | 3 | 0.027173
20927 | 5.46 | 1 | 365 | 6.2178 | 0.51222 | 6 | 0.73007
20948 | 7 | 1 | 365 | 7.9716 | 0.041312 | 8 | 0.012912
20947 | 5.4 | 1 | 365 | 6.1495 | 0.37473 | 6 | 0.52425
20943 | 8.67 | 1 | 365 | 9.8734 | 0.86831 | 10 | 0.74171
21217 | 40.625 | 0.9 | 365 | 41.6374 | 0.78721 | 42 | 0.42458
21223 | 13.77 | 1 | 365 | 15.6813 | 0.55555 | 16 | 0.23683
20978 | 5.1 | 1 | 365 | 5.8079 | 0.68724 | 6 | 0.49512
21224 | 8.925 | 1 | 365 | 10.1638 | 0.45267 | 10 | 0.61646
21226 | 10.4 | 1 | 365 | 11.8435 | 0.83281 | 12 | 0.67633
21227 | 7.54 | 1 | 365 | 8.5866 | 0.27878 | 8 | 0.86534
21230 | 8.4 | 1 | 365 | 9.5659 | 0.24957 | 9 | 0.81549
21231 | 8.96 | 1 | 365 | 10.2036 | 0.53288 | 10 | 0.73653
21240 | 7.84 | 1 | 365 | 8.9282 | 0.96627 | 9 | 0.89446
21239 | 10.215 | 1 | 365 | 11.6328 | 0.40886 | 12 | 0.041699
21241 | 10.43 | 1 | 365 | 11.8777 | 0.90155 | 12 | 0.77924
21232 | 8.55 | 1 | 365 | 9.7367 | 0.59332 | 10 | 0.33006
21234 | 6.16 | 1 | 365 | 7.015 | 0.11635 | 7 | 0.13136
21235 | 10.36 | 1 | 365 | 11.798 | 0.74114 | 12 | 0.53911
21242 | 7.695 | 1 | 365 | 8.7631 | 0.63399 | 9 | 0.39705
21246 | 12 | 1 | 365 | 13.6656 | 0.49939 | 14 | 0.16499
21255 | 3.57 | 1 | 365 | 4.0655 | 0.18107 | 4 | 0.24659
21275 | 4.335 | 1 | 365 | 4.9367 | 0.93416 | 5 | 0.87085
21277 | 3.64 | 1 | 365 | 4.1452 | 0.34148 | 4 | 0.48671
21280 | 10.4 | 1 | 365 | 11.8435 | 0.83281 | 12 | 0.67633
21299 | 4.08 | 1 | 365 | 4.6463 | 0.34979 | 4 | 0.9961
21297 | 7.8 | 1 | 365 | 8.8826 | 0.8746 | 9 | 0.75724
21320 | 6.5 | 1 | 365 | 7.4022 | 0.8955 | 8 | 0.2977
21300 | 3.9 | 1 | 365 | 4.4413 | 0.9373 | 5 | 0.37862
21324 | 6.5 | 1 | 365 | 7.4022 | 0.8955 | 8 | 0.2977
21328 | 7.8 | 1 | 365 | 8.8826 | 0.8746 | 9 | 0.75724
21329 | 12.22 | 1 | 365 | 13.9161 | 0.0035475 | 13 | 0.91968
21331 | 4.68 | 1 | 365 | 5.3296 | 0.72476 | 6 | 0.054347
21332 | 4.42 | 1 | 365 | 5.0335 | 0.12894 | 5 | 0.16244
21334 | 5.2 | 1 | 365 | 5.9218 | 0.9164 | 6 | 0.83816
21318 | 6.76 | 1 | 365 | 7.6983 | 0.49132 | 8 | 0.18961
21319 | 2.6 | 1 | 365 | 2.9609 | 0.9582 | 3 | 0.91908
21335 | 9.945 | 1 | 365 | 11.3254 | 0.79012 | 12 | 0.11549
21327 | 6.5 | 1 | 365 | 7.4022 | 0.8955 | 8 | 0.2977
21337 | 4.16 | 1 | 365 | 4.7374 | 0.53312 | 5 | 0.27053
21339 | 7.8 | 1 | 365 | 8.8826 | 0.8746 | 9 | 0.75724
21340 | 4.94 | 1 | 365 | 5.6257 | 0.32058 | 5 | 0.94626
21343 | 4.16 | 1 | 365 | 4.7374 | 0.53312 | 5 | 0.27053
21341 | 7.02 | 1 | 365 | 7.9944 | 0.087144 | 8 | 0.08152
21344 | 4.94 | 1 | 365 | 5.6257 | 0.32058 | 5 | 0.94626
21345 | 4.68 | 1 | 365 | 5.3296 | 0.72476 | 6 | 0.054347
21342 | 8.32 | 1 | 365 | 9.4748 | 0.066245 | 9 | 0.54106
21351 | 2.08 | 1 | 365 | 2.3687 | 0.76656 | 3 | 0.13527
21353 | 4.42 | 1 | 365 | 5.0335 | 0.12894 | 5 | 0.16244
21354 | 6.24 | 1 | 365 | 7.1061 | 0.29968 | 7 | 0.4058
21361 | 8.32 | 1 | 365 | 9.4748 | 0.066245 | 9 | 0.54106
21366 | 5.98 | 1 | 365 | 6.81 | 0.70386 | 7 | 0.51389
21308 | 2.04 | 1 | 365 | 2.3232 | 0.6749 | 2 | 0.99805
16761 | 4.68 | 1 | 365 | 5.3296 | 0.72476 | 6 | 0.054347
14885 | 5.1 | 1 | 365 | 5.8079 | 0.68724 | 6 | 0.49512
13975 | 6.12 | 1 | 365 | 6.9695 | 0.02469 | 6 | 0.99415
18080 | 8 | 1 | 365 | 9.1104 | 0.33293 | 9 | 0.44333
17596 | 6.5 | 1 | 365 | 7.4022 | 0.8955 | 8 | 0.2977
15094 | 2.94 | 1 | 365 | 3.3481 | 0.73735 | 4 | 0.085423
17599 | 4.59 | 1 | 365 | 5.2271 | 0.51852 | 5 | 0.74561
15865 | 5.2 | 1 | 365 | 5.9218 | 0.9164 | 6 | 0.83816
14338 | 10.2 | 1 | 365 | 11.6158 | 0.37448 | 11 | 0.99024
21448 | 10.4 | 1 | 365 | 11.8435 | 0.83281 | 12 | 0.67633
21468 | 9.88 | 1 | 365 | 11.2513 | 0.64117 | 11 | 0.89251
21494 | 3.64 | 1 | 365 | 4.1452 | 0.34148 | 4 | 0.48671
21500 | 3.12 | 1 | 365 | 3.5531 | 0.14984 | 3 | 0.7029
21270 | 3.64 | 1 | 365 | 4.1452 | 0.34148 | 4 | 0.48671
20888 | 4.94 | 1 | 365 | 5.6257 | 0.32058 | 5 | 0.94626
15829 | 12.48 | 1 | 365 | 14.2122 | 0.59937 | 14 | 0.81159
21093 | 10.14 | 1 | 365 | 11.5474 | 0.23699 | 11 | 0.78442
15140 | 5.5 | 1 | 365 | 6.2634 | 0.60389 | 6 | 0.86729
18626 | 16.38 | 1 | 365 | 18.6535 | 0.53667 | 19 | 0.19021
22125 | 7.28 | 1 | 365 | 8.2905 | 0.68296 | 8 | 0.97343
22115 | 5.13 | 1 | 365 | 5.842 | 0.75599 | 6 | 0.59803
16844 | 4.59 | 1 | 365 | 5.2271 | 0.51852 | 5 | 0.74561
19760 | 10.71 | 1 | 365 | 12.1965 | 0.54321 | 12 | 0.73976
17562 | 3.06 | 1 | 365 | 3.4847 | 0.012345 | 3 | 0.49707
22134 | 7.56 | 1 | 365 | 8.6093 | 0.32462 | 8 | 0.93394
21070 | 6.867 | 1 | 365 | 7.8201 | 0.73653 | 8 | 0.55667
22140 | 12.96 | 1 | 365 | 14.7588 | 0.69934 | 15 | 0.45819
22153 | 9.36 | 1 | 365 | 10.6592 | 0.44953 | 11 | 0.10869
22151 | 9.625 | 1 | 365 | 10.961 | 0.056804 | 11 | 0.017754
22158 | 10.4 | 1 | 365 | 11.8435 | 0.83281 | 12 | 0.67633
22167 | 9.1 | 1 | 365 | 10.3631 | 0.85371 | 11 | 0.21679
22170 | 8 | 1 | 365 | 9.1104 | 0.33293 | 9 | 0.44333
22172 | 10.8 | 1 | 365 | 12.299 | 0.74945 | 13 | 0.048493
22173 | 3.57 | 1 | 365 | 4.0655 | 0.18107 | 4 | 0.24659
22175 | 5.46 | 1 | 365 | 6.2178 | 0.51222 | 6 | 0.73007
22176 | 6.12 | 1 | 365 | 6.9695 | 0.02469 | 6 | 0.99415
22178 | 3.9 | 1 | 365 | 4.4413 | 0.9373 | 5 | 0.37862
22177 | 5.5 | 1 | 365 | 6.2634 | 0.60389 | 6 | 0.86729
22188 | 8.16 | 1 | 365 | 9.2926 | 0.69959 | 9 | 0.99219
22190 | 6.12 | 1 | 365 | 6.9695 | 0.02469 | 6 | 0.99415
22102 | 5.2 | 1 | 365 | 5.9218 | 0.9164 | 6 | 0.83816
22195 | 5.72 | 1 | 365 | 6.5139 | 0.10804 | 6 | 0.62198
22135 | 7.8 | 1 | 365 | 8.8826 | 0.8746 | 9 | 0.75724
22194 | 11.7 | 1 | 365 | 13.324 | 0.81191 | 14 | 0.13587
22206 | 6.76 | 1 | 365 | 7.6983 | 0.49132 | 8 | 0.18961
22207 | 4.16 | 1 | 365 | 4.7374 | 0.53312 | 5 | 0.27053
22213 | 12.1 | 1 | 365 | 13.7795 | 0.72855 | 14 | 0.50803
22233 | 4.25 | 1 | 365 | 4.8399 | 0.73937 | 5 | 0.57927
22241 | 4.32 | 1 | 365 | 4.9196 | 0.89978 | 5 | 0.8194
22240 | 12.1 | 1 | 365 | 13.7795 | 0.72855 | 14 | 0.50803
21401 | 1.1 | 1 | 365 | 1.2527 | 0.52078 | 1 | 0.77346
22260 | 7.02 | 1 | 365 | 7.9944 | 0.087144 | 8 | 0.08152
22262 | 5.5 | 1 | 365 | 6.2634 | 0.60389 | 6 | 0.86729
22237 | 3.75 | 1 | 365 | 4.2705 | 0.59356 | 4 | 0.86406
22266 | 10 | 1 | 365 | 11.388 | 0.91616 | 12 | 0.30416
22267 | 6.75 | 1 | 365 | 7.6869 | 0.46841 | 8 | 0.15531
22270 | 5.88 | 1 | 365 | 6.6961 | 0.4747 | 7 | 0.17085
22272 | 79.8 | 0.9 | 365 | 81.7886 | 0.58386 | 82 | 0.37248
22276 | 9.18 | 1 | 365 | 10.4542 | 0.037035 | 10 | 0.49122
22281 | 9.435 | 1 | 365 | 10.7446 | 0.6214 | 11 | 0.36597
22279 | 6.84 | 1 | 365 | 7.7894 | 0.67465 | 8 | 0.46405
22204 | 7.395 | 1 | 365 | 8.4214 | 0.9465 | 9 | 0.36793
22252 | 17.94 | 1 | 365 | 20.4301 | 0.11159 | 20 | 0.54166
17639 | 6.63 | 1 | 365 | 7.5502 | 0.19341 | 7 | 0.74366
19764 | 8 | 1 | 365 | 9.1104 | 0.33293 | 9 | 0.44333
15875 | 11.475 | 1 | 365 | 13.0677 | 0.29629 | 13 | 0.36402
17622 | 3.64 | 1 | 365 | 4.1452 | 0.34148 | 4 | 0.48671
22081 | 3.64 | 1 | 365 | 4.1452 | 0.34148 | 4 | 0.48671
22101 | 3.315 | 1 | 365 | 3.7751 | 0.59671 | 4 | 0.37183
22306 | 6.5 | 1 | 365 | 7.4022 | 0.8955 | 8 | 0.2977
22308 | 4.59 | 1 | 365 | 5.2271 | 0.51852 | 5 | 0.74561
22310 | 5.67 | 1 | 365 | 6.457 | 0.99346 | 7 | 0.45046
22311 | 8.5 | 1 | 365 | 9.6798 | 0.47874 | 10 | 0.15854
22312 | 3.24 | 1 | 365 | 3.6897 | 0.42484 | 4 | 0.11455
22313 | 8.75 | 1 | 365 | 9.9645 | 0.05164 | 10 | 0.01614
22318 | 10.25 | 1 | 365 | 11.6727 | 0.48906 | 12 | 0.16176
22315 | 11.025 | 1 | 365 | 12.5553 | 0.26507 | 12 | 0.82034
22320 | 6.5 | 1 | 365 | 7.4022 | 0.8955 | 8 | 0.2977
22322 | 7.54 | 1 | 365 | 8.5866 | 0.27878 | 8 | 0.86534
22323 | 8.32 | 1 | 365 | 9.4748 | 0.066245 | 9 | 0.54106
22325 | 10.92 | 1 | 365 | 12.4357 | 0.024447 | 12 | 0.46014
22326 | 9.88 | 1 | 365 | 11.2513 | 0.64117 | 11 | 0.89251
22330 | 8 | 1 | 365 | 9.1104 | 0.33293 | 9 | 0.44333
22327 | 8.32 | 1 | 365 | 9.4748 | 0.066245 | 9 | 0.54106
22332 | 7.28 | 1 | 365 | 8.2905 | 0.68296 | 8 | 0.97343
22331 | 7.28 | 1 | 365 | 8.2905 | 0.68296 | 8 | 0.97343
22341 | 3.64 | 1 | 365 | 4.1452 | 0.34148 | 4 | 0.48671
22286 | 2.86 | 1 | 365 | 3.257 | 0.55402 | 3 | 0.81099
22348 | 8.32 | 1 | 365 | 9.4748 | 0.066245 | 9 | 0.54106
22351 | 7.54 | 1 | 365 | 8.5866 | 0.27878 | 8 | 0.86534
22352 | 6.75 | 1 | 365 | 7.6869 | 0.46841 | 8 | 0.15531
22353 | 6.24 | 1 | 365 | 7.1061 | 0.29968 | 7 | 0.4058
22354 | 9 | 1 | 365 | 10.2492 | 0.62454 | 10 | 0.87374
22355 | 4.16 | 1 | 365 | 4.7374 | 0.53312 | 5 | 0.27053
22356 | 8.5 | 1 | 365 | 9.6798 | 0.47874 | 10 | 0.15854
22357 | 5.72 | 1 | 365 | 6.5139 | 0.10804 | 6 | 0.62198
22359 | 9 | 1 | 365 | 10.2492 | 0.62454 | 10 | 0.87374
22360 | 6.24 | 1 | 365 | 7.1061 | 0.29968 | 7 | 0.4058
22361 | 6.5 | 1 | 365 | 7.4022 | 0.8955 | 8 | 0.2977
22362 | 5.5 | 1 | 365 | 6.2634 | 0.60389 | 6 | 0.86729
22363 | 8.84 | 1 | 365 | 10.067 | 0.25789 | 10 | 0.32488
22364 | 6 | 1 | 365 | 6.8328 | 0.7497 | 7 | 0.5825
22634 | 6.24 | 1 | 365 | 7.1061 | 0.29968 | 7 | 0.4058
22636 | 5.13 | 1 | 365 | 5.842 | 0.75599 | 6 | 0.59803
22641 | 4.42 | 1 | 365 | 5.0335 | 0.12894 | 5 | 0.16244
22639 | 9 | 1 | 365 | 10.2492 | 0.62454 | 10 | 0.87374
22646 | 7.25 | 1 | 365 | 8.2563 | 0.61422 | 8 | 0.87052
22643 | 6.75 | 1 | 365 | 7.6869 | 0.46841 | 8 | 0.15531
22647 | 11.2 | 1 | 365 | 12.7546 | 0.6661 | 13 | 0.42066
22662 | 6.75 | 1 | 365 | 7.6869 | 0.46841 | 8 | 0.15531
22663 | 4.75 | 1 | 365 | 5.4093 | 0.88518 | 6 | 0.29448
22665 | 9.25 | 1 | 365 | 10.5339 | 0.19745 | 10 | 0.73135
22668 | 9.36 | 1 | 365 | 10.6592 | 0.44953 | 11 | 0.10869
22669 | 7.15 | 1 | 365 | 8.1424 | 0.38505 | 8 | 0.52747
22671 | 3.9 | 1 | 365 | 4.4413 | 0.9373 | 5 | 0.37862
22673 | 7 | 1 | 365 | 7.9716 | 0.041312 | 8 | 0.012912
22675 | 6.44 | 1 | 365 | 7.3339 | 0.75801 | 8 | 0.091879
22676 | 3.06 | 1 | 365 | 3.4847 | 0.012345 | 3 | 0.49707
22678 | 5 | 1 | 365 | 5.694 | 0.45808 | 6 | 0.15208
22680 | 8.84 | 1 | 365 | 10.067 | 0.25789 | 10 | 0.32488
22679 | 5.98 | 1 | 365 | 6.81 | 0.70386 | 7 | 0.51389
21059 | 5.5 | 1 | 365 | 6.2634 | 0.60389 | 6 | 0.86729
22681 | 10.4 | 1 | 365 | 11.8435 | 0.83281 | 12 | 0.67633
22684 | 5.5 | 1 | 365 | 6.2634 | 0.60389 | 6 | 0.86729
22687 | 10.14 | 1 | 365 | 11.5474 | 0.23699 | 11 | 0.78442
22690 | 4.5 | 1 | 365 | 5.1246 | 0.31227 | 5 | 0.43687
22689 | 6 | 1 | 365 | 6.8328 | 0.7497 | 7 | 0.5825
22691 | 9.88 | 1 | 365 | 11.2513 | 0.64117 | 11 | 0.89251
22692 | 5.2 | 1 | 365 | 5.9218 | 0.9164 | 6 | 0.83816
22694 | 2.75 | 1 | 365 | 3.1317 | 0.30194 | 3 | 0.43364
22695 | 3.85 | 1 | 365 | 4.3844 | 0.82272 | 5 | 0.2071
22696 | 12.255 | 1 | 365 | 13.956 | 0.083754 | 14 | 0.039748
22697 | 5.32 | 1 | 365 | 6.0584 | 0.1914 | 6 | 0.24981
22705 | 4.76 | 1 | 365 | 5.4207 | 0.90809 | 6 | 0.32878
22699 | 9.8 | 1 | 365 | 11.1602 | 0.45784 | 11 | 0.61808
22701 | 3.85 | 1 | 365 | 4.3844 | 0.82272 | 5 | 0.2071
22702 | 6.12 | 1 | 365 | 6.9695 | 0.02469 | 6 | 0.99415
16081 | 6.885 | 1 | 365 | 7.8406 | 0.77778 | 8 | 0.61841
18328 | 5.2 | 1 | 365 | 5.9218 | 0.9164 | 6 | 0.83816
16093 | 8.925 | 1 | 365 | 10.1638 | 0.45267 | 10 | 0.61646
16090 | 5.61 | 1 | 365 | 6.3887 | 0.85597 | 7 | 0.24463
16102 | 5.2 | 1 | 365 | 5.9218 | 0.9164 | 6 | 0.83816
18384 | 9.88 | 1 | 365 | 11.2513 | 0.64117 | 11 | 0.89251
16099 | 7.65 | 1 | 365 | 8.7118 | 0.53086 | 9 | 0.24268
16184 | 5.2 | 1 | 365 | 5.9218 | 0.9164 | 6 | 0.83816
18390 | 8.06 | 1 | 365 | 9.1787 | 0.47042 | 9 | 0.64915
16183 | 7.28 | 1 | 365 | 8.2905 | 0.68296 | 8 | 0.97343
16181 | 8.32 | 1 | 365 | 9.4748 | 0.066245 | 9 | 0.54106
18394 | 8.58 | 1 | 365 | 9.7709 | 0.66207 | 10 | 0.43297
16226 | 5.72 | 1 | 365 | 6.5139 | 0.10804 | 6 | 0.62198
18396 | 7.54 | 1 | 365 | 8.5866 | 0.27878 | 8 | 0.86534
18399 | 10.14 | 1 | 365 | 11.5474 | 0.23699 | 11 | 0.78442
18400 | 5.46 | 1 | 365 | 6.2178 | 0.51222 | 6 | 0.73007
12425 | 167.4 | 0.9 | 365 | 171.5716 | 0.25487 | 171 | 0.82647
17986 | 9.88 | 1 | 365 | 11.2513 | 0.64117 | 11 | 0.89251
19429 | 11.18 | 1 | 365 | 12.7318 | 0.62027 | 13 | 0.35205
19850 | 13.52 | 1 | 365 | 15.3966 | 0.98265 | 16 | 0.37922
20111 | 5.2 | 1 | 365 | 5.9218 | 0.9164 | 6 | 0.83816
18852 | 6.24 | 1 | 365 | 7.1061 | 0.29968 | 7 | 0.4058
18853 | 10.66 | 1 | 365 | 12.1396 | 0.42863 | 12 | 0.56823
18860 | 9.62 | 1 | 365 | 10.9553 | 0.045346 | 11 | 0.00060192
18931 | 7.14 | 1 | 365 | 8.131 | 0.36214 | 8 | 0.49317
18942 | 5.2 | 1 | 365 | 5.9218 | 0.9164 | 6 | 0.83816
18936 | 4.42 | 1 | 365 | 5.0335 | 0.12894 | 5 | 0.16244
18945 | 3.64 | 1 | 365 | 4.1452 | 0.34148 | 4 | 0.48671
21954 | 13.44 | 1 | 365 | 15.3055 | 0.79932 | 16 | 0.10479
18953 | 6.76 | 1 | 365 | 7.6983 | 0.49132 | 8 | 0.18961
18954 | 9.1 | 1 | 365 | 10.3631 | 0.85371 | 11 | 0.21679
19143 | 5.46 | 1 | 365 | 6.2178 | 0.51222 | 6 | 0.73007
21955 | 13.72 | 1 | 365 | 15.6243 | 0.44097 | 16 | 0.065308
19145 | 3.12 | 1 | 365 | 3.5531 | 0.14984 | 3 | 0.7029
18402 | 4.94 | 1 | 365 | 5.6257 | 0.32058 | 5 | 0.94626
21958 | 5.625 | 1 | 365 | 6.4058 | 0.89034 | 7 | 0.29609
19146 | 11.44 | 1 | 365 | 13.0279 | 0.21609 | 13 | 0.24396
19306 | 8.84 | 1 | 365 | 10.067 | 0.25789 | 10 | 0.32488
18407 | 7.54 | 1 | 365 | 8.5866 | 0.27878 | 8 | 0.86534
21959 | 5.4 | 1 | 365 | 6.1495 | 0.37473 | 6 | 0.52425
21960 | 4.88 | 1 | 365 | 5.5573 | 0.18309 | 5 | 0.74043
21961 | 6.12 | 1 | 365 | 6.9695 | 0.02469 | 6 | 0.99415
18403 | 6.24 | 1 | 365 | 7.1061 | 0.29968 | 7 | 0.4058
18415 | 7.395 | 1 | 365 | 8.4214 | 0.9465 | 9 | 0.36793
18416 | 6.76 | 1 | 365 | 7.6983 | 0.49132 | 8 | 0.18961
18419 | 10.14 | 1 | 365 | 11.5474 | 0.23699 | 11 | 0.78442
21962 | 4.2 | 1 | 365 | 4.783 | 0.62479 | 5 | 0.40775
18420 | 4.42 | 1 | 365 | 5.0335 | 0.12894 | 5 | 0.16244
22008 | 9 | 1 | 365 | 10.2492 | 0.62454 | 10 | 0.87374
22010 | 5.4 | 1 | 365 | 6.1495 | 0.37473 | 6 | 0.52425
22013 | 3.75 | 1 | 365 | 4.2705 | 0.59356 | 4 | 0.86406
18423 | 14.04 | 1 | 365 | 15.9888 | 0.17429 | 16 | 0.16304
22022 | 6.72 | 1 | 365 | 7.6527 | 0.39966 | 8 | 0.052396
22027 | 9.8 | 1 | 365 | 11.1602 | 0.45784 | 11 | 0.61808
21469 | 3.38 | 1 | 365 | 3.8491 | 0.74566 | 4 | 0.59481
21966 | 7.7 | 1 | 365 | 8.7688 | 0.64544 | 9 | 0.4142
18439 | 10.71 | 1 | 365 | 12.1965 | 0.54321 | 12 | 0.73976
21967 | 5.36 | 1 | 365 | 6.104 | 0.28306 | 6 | 0.38703
18441 | 2.86 | 1 | 365 | 3.257 | 0.55402 | 3 | 0.81099
21969 | 9.81 | 1 | 365 | 11.1716 | 0.48075 | 11 | 0.65238
18442 | 7.8 | 1 | 365 | 8.8826 | 0.8746 | 9 | 0.75724
21970 | 3.04 | 1 | 365 | 3.462 | 0.96651 | 4 | 0.42846
18488 | 3.38 | 1 | 365 | 3.8491 | 0.74566 | 4 | 0.59481
21983 | 10.92 | 1 | 365 | 12.4357 | 0.024447 | 12 | 0.46014
21985 | 7.194 | 1 | 365 | 8.1925 | 0.48589 | 8 | 0.67841
18473 | 11.18 | 1 | 365 | 12.7318 | 0.62027 | 13 | 0.35205
21988 | 7.5 | 1 | 365 | 8.541 | 0.18712 | 8 | 0.72812
18479 | 3.64 | 1 | 365 | 4.1452 | 0.34148 | 4 | 0.48671
21989 | 9.81 | 1 | 365 | 11.1716 | 0.48075 | 11 | 0.65238
18474 | 14.04 | 1 | 365 | 15.9888 | 0.17429 | 16 | 0.16304
21990 | 8.525 | 1 | 365 | 9.7083 | 0.53603 | 10 | 0.2443
21992 | 12.495 | 1 | 365 | 14.2293 | 0.63374 | 14 | 0.86305
18491 | 3.9 | 1 | 365 | 4.4413 | 0.9373 | 5 | 0.37862
18497 | 9.1 | 1 | 365 | 10.3631 | 0.85371 | 11 | 0.21679
21677 | 7.521 | 1 | 365 | 8.5649 | 0.23524 | 8 | 0.80016
22084 | 8.55 | 1 | 365 | 9.7367 | 0.59332 | 10 | 0.33006
22087 | 9.12 | 1 | 365 | 10.3859 | 0.89954 | 11 | 0.28539
21968 | 4.578 | 1 | 365 | 5.2134 | 0.49102 | 5 | 0.70444
22043 | 10.8 | 1 | 365 | 12.299 | 0.74945 | 13 | 0.048493
21187 | 10.92 | 1 | 365 | 12.4357 | 0.024447 | 12 | 0.46014
21900 | 3.315 | 1 | 365 | 3.7751 | 0.59671 | 4 | 0.37183
21906 | 3.38 | 1 | 365 | 3.8491 | 0.74566 | 4 | 0.59481
22798 | 8.84 | 1 | 365 | 10.067 | 0.25789 | 10 | 0.32488
21919 | 4.59 | 1 | 365 | 5.2271 | 0.51852 | 5 | 0.74561
22799 | 8.25 | 1 | 365 | 9.3951 | 0.90583 | 10 | 0.30093
14712 | 14.28 | 1 | 365 | 16.2621 | 0.72428 | 16 | 0.98634
15974 | 8.415 | 1 | 365 | 9.583 | 0.28395 | 9 | 0.86695
22801 | 5.25 | 1 | 365 | 5.9787 | 0.030984 | 6 | 0.009684
18084 | 3.12 | 1 | 365 | 3.5531 | 0.14984 | 3 | 0.7029
22803 | 9.8 | 1 | 365 | 11.1602 | 0.45784 | 11 | 0.61808
13145 | 6.63 | 1 | 365 | 7.5502 | 0.19341 | 7 | 0.74366
22804 | 6.5 | 1 | 365 | 7.4022 | 0.8955 | 8 | 0.2977
16996 | 6.76 | 1 | 365 | 7.6983 | 0.49132 | 8 | 0.18961
21044 | 7.02 | 1 | 365 | 7.9944 | 0.087144 | 8 | 0.08152
20407 | 3.64 | 1 | 365 | 4.1452 | 0.34148 | 4 | 0.48671
22029 | 7.02 | 1 | 365 | 7.9944 | 0.087144 | 8 | 0.08152
22809 | 8 | 1 | 365 | 9.1104 | 0.33293 | 9 | 0.44333
22035 | 3.12 | 1 | 365 | 3.5531 | 0.14984 | 3 | 0.7029
21986 | 3.38 | 1 | 365 | 3.8491 | 0.74566 | 4 | 0.59481
22816 | 7 | 1 | 365 | 7.9716 | 0.041312 | 8 | 0.012912
21991 | 17.42 | 1 | 365 | 19.8379 | 0.91995 | 20 | 0.75785
22024 | 3.64 | 1 | 365 | 4.1452 | 0.34148 | 4 | 0.48671
22031 | 2.08 | 1 | 365 | 2.3687 | 0.76656 | 3 | 0.13527
22832 | 6.12 | 1 | 365 | 6.9695 | 0.02469 | 6 | 0.99415
22834 | 21.45 | 1 | 365 | 24.4273 | 0.15516 | 24 | 0.58242
22835 | 2.8 | 1 | 365 | 3.1886 | 0.41652 | 3 | 0.60516
22836 | 6.3 | 1 | 365 | 7.1744 | 0.43718 | 7 | 0.61162
22838 | 6.12 | 1 | 365 | 6.9695 | 0.02469 | 6 | 0.99415
22839 | 6.72 | 1 | 365 | 7.6527 | 0.39966 | 8 | 0.052396
22843 | 7.75 | 1 | 365 | 8.8257 | 0.76002 | 9 | 0.58572
22841 | 15.25 | 1 | 365 | 17.3667 | 0.94714 | 18 | 0.31384
22844 | 10.4 | 1 | 365 | 11.8435 | 0.83281 | 12 | 0.67633
22846 | 2.86 | 1 | 365 | 3.257 | 0.55402 | 3 | 0.81099
22845 | 13.5 | 1 | 365 | 15.3738 | 0.93682 | 16 | 0.31062
22847 | 5.75 | 1 | 365 | 6.5481 | 0.17679 | 6 | 0.72489
22849 | 7.25 | 1 | 365 | 8.2563 | 0.61422 | 8 | 0.87052
22848 | 7.695 | 1 | 365 | 8.7631 | 0.63399 | 9 | 0.39705
22850 | 6.76 | 1 | 365 | 7.6983 | 0.49132 | 8 | 0.18961
22852 | 9.1 | 1 | 365 | 10.3631 | 0.85371 | 11 | 0.21679
22853 | 5.1 | 1 | 365 | 5.8079 | 0.68724 | 6 | 0.49512
22858 | 5.94 | 1 | 365 | 6.7645 | 0.6122 | 7 | 0.37667
22859 | 19.62 | 1 | 365 | 22.3433 | 0.96151 | 23 | 0.30476
22813 | 8.16 | 1 | 365 | 9.2926 | 0.69959 | 9 | 0.99219
22735 | 2.68 | 1 | 365 | 3.052 | 0.14153 | 3 | 0.19351
22807 | 3.12 | 1 | 365 | 3.5531 | 0.14984 | 3 | 0.7029
22893 | 8.25 | 1 | 365 | 9.3951 | 0.90583 | 10 | 0.30093
22892 | 2.94 | 1 | 365 | 3.3481 | 0.73735 | 4 | 0.085423
22894 | 8.4 | 1 | 365 | 9.5659 | 0.24957 | 9 | 0.81549
22608 | 4.94 | 1 | 365 | 5.6257 | 0.32058 | 5 | 0.94626
22895 | 7.84 | 1 | 365 | 8.9282 | 0.96627 | 9 | 0.89446
22896 | 5.04 | 1 | 365 | 5.7396 | 0.54974 | 6 | 0.2893
22898 | 4.5 | 1 | 365 | 5.1246 | 0.31227 | 5 | 0.43687
22899 | 12 | 1 | 365 | 13.6656 | 0.49939 | 14 | 0.16499
22901 | 9.88 | 1 | 365 | 11.2513 | 0.64117 | 11 | 0.89251
22903 | 7.02 | 1 | 365 | 7.9944 | 0.087144 | 8 | 0.08152
22902 | 5.1 | 1 | 365 | 5.8079 | 0.68724 | 6 | 0.49512
22904 | 5.98 | 1 | 365 | 6.81 | 0.70386 | 7 | 0.51389
22905 | 11.5 | 1 | 365 | 13.0962 | 0.35358 | 13 | 0.44978
22912 | 9.36 | 1 | 365 | 10.6592 | 0.44953 | 11 | 0.10869
22911 | 6.05 | 1 | 365 | 6.8897 | 0.86428 | 7 | 0.75402
22914 | 8.25 | 1 | 365 | 9.3951 | 0.90583 | 10 | 0.30093
22917 | 9.075 | 1 | 365 | 10.3346 | 0.79642 | 11 | 0.13103
22919 | 6.375 | 1 | 365 | 7.2599 | 0.60905 | 7 | 0.8689
22922 | 6.885 | 1 | 365 | 7.8406 | 0.77778 | 8 | 0.61841
22925 | 11.2 | 1 | 365 | 12.7546 | 0.6661 | 13 | 0.42066
22923 | 14.75 | 1 | 365 | 16.7973 | 0.80134 | 17 | 0.59864
22927 | 6 | 1 | 365 | 6.8328 | 0.7497 | 7 | 0.5825
22928 | 4.59 | 1 | 365 | 5.2271 | 0.51852 | 5 | 0.74561
22721 | 7.29 | 1 | 365 | 8.3019 | 0.70588 | 9 | 0.0077326
22930 | 4.95 | 1 | 365 | 5.6371 | 0.3435 | 5 | 0.98056
22934 | 10.725 | 1 | 365 | 12.2136 | 0.57758 | 12 | 0.79121
22932 | 9.88 | 1 | 365 | 11.2513 | 0.64117 | 11 | 0.89251
22937 | 8.1 | 1 | 365 | 9.2243 | 0.56209 | 9 | 0.78637
22938 | 6.44 | 1 | 365 | 7.3339 | 0.75801 | 8 | 0.091879
22940 | 11.5 | 1 | 365 | 13.0962 | 0.35358 | 13 | 0.44978
22942 | 7.28 | 1 | 365 | 8.2905 | 0.68296 | 8 | 0.97343
22944 | 6.76 | 1 | 365 | 7.6983 | 0.49132 | 8 | 0.18961
22947 | 7.5 | 1 | 365 | 8.541 | 0.18712 | 8 | 0.72812
22945 | 6.25 | 1 | 365 | 7.1175 | 0.3226 | 7 | 0.4401
22948 | 8.25 | 1 | 365 | 9.3951 | 0.90583 | 10 | 0.30093
22949 | 11.5 | 1 | 365 | 13.0962 | 0.35358 | 13 | 0.44978
22952 | 10.14 | 1 | 365 | 11.5474 | 0.23699 | 11 | 0.78442
22953 | 7.29 | 1 | 365 | 8.3019 | 0.70588 | 9 | 0.0077326
22954 | 13 | 1 | 365 | 14.8044 | 0.79101 | 15 | 0.59541
22955 | 5 | 1 | 365 | 5.694 | 0.45808 | 6 | 0.15208
22956 | 9.75 | 1 | 365 | 11.1033 | 0.34326 | 11 | 0.44656
22957 | 6.375 | 1 | 365 | 7.2599 | 0.60905 | 7 | 0.8689
22958 | 4.94 | 1 | 365 | 5.6257 | 0.32058 | 5 | 0.94626
22959 | 9.88 | 1 | 365 | 11.2513 | 0.64117 | 11 | 0.89251
22962 | 11.5 | 1 | 365 | 13.0962 | 0.35358 | 13 | 0.44978
22963 | 5.25 | 1 | 365 | 5.9787 | 0.030984 | 6 | 0.009684
22965 | 4.68 | 1 | 365 | 5.3296 | 0.72476 | 6 | 0.054347
22966 | 7.02 | 1 | 365 | 7.9944 | 0.087144 | 8 | 0.08152
22967 | 10.25 | 1 | 365 | 11.6727 | 0.48906 | 12 | 0.16176
23081 | 5.72 | 1 | 365 | 6.5139 | 0.10804 | 6 | 0.62198
23223 | 7.75 | 1 | 365 | 8.8257 | 0.76002 | 9 | 0.58572
23224 | 7.8 | 1 | 365 | 8.8826 | 0.8746 | 9 | 0.75724
23229 | 7.28 | 1 | 365 | 8.2905 | 0.68296 | 8 | 0.97343
23232 | 6.63 | 1 | 365 | 7.5502 | 0.19341 | 7 | 0.74366
23233 | 5.72 | 1 | 365 | 6.5139 | 0.10804 | 6 | 0.62198
21866 | 6.6 | 1 | 365 | 7.5161 | 0.12467 | 7 | 0.64075
21867 | 9.18 | 1 | 365 | 10.4542 | 0.037035 | 10 | 0.49122
23236 | 5.75 | 1 | 365 | 6.5481 | 0.17679 | 6 | 0.72489
21868 | 5.355 | 1 | 365 | 6.0983 | 0.2716 | 6 | 0.36988
23238 | 7.28 | 1 | 365 | 8.2905 | 0.68296 | 8 | 0.97343
21869 | 3.575 | 1 | 365 | 4.0712 | 0.19253 | 4 | 0.26374
21870 | 8.67 | 1 | 365 | 9.8734 | 0.86831 | 10 | 0.74171
23242 | 9.1 | 1 | 365 | 10.3631 | 0.85371 | 11 | 0.21679
23245 | 4.94 | 1 | 365 | 5.6257 | 0.32058 | 5 | 0.94626
21871 | 5.1 | 1 | 365 | 5.8079 | 0.68724 | 6 | 0.49512
19689 | 4.83 | 1 | 365 | 5.5004 | 0.068505 | 5 | 0.56891
21872 | 11.55 | 1 | 365 | 13.1531 | 0.46816 | 13 | 0.6213
23248 | 11.76 | 1 | 365 | 13.3923 | 0.9494 | 14 | 0.34169
14606 | 7.395 | 1 | 365 | 8.4214 | 0.9465 | 9 | 0.36793
23253 | 7.28 | 1 | 365 | 8.2905 | 0.68296 | 8 | 0.97343
23256 | 13.23 | 1 | 365 | 15.0663 | 0.31808 | 15 | 0.3844
21875 | 7.28 | 1 | 365 | 8.2905 | 0.68296 | 8 | 0.97343
23258 | 5.72 | 1 | 365 | 6.5139 | 0.10804 | 6 | 0.62198
15225 | 8.16 | 1 | 365 | 9.2926 | 0.69959 | 9 | 0.99219
23259 | 14 | 1 | 365 | 15.9432 | 0.082624 | 16 | 0.025824
16648 | 10.92 | 1 | 365 | 12.4357 | 0.024447 | 12 | 0.46014
23264 | 4.94 | 1 | 365 | 5.6257 | 0.32058 | 5 | 0.94626
18184 | 7.54 | 1 | 365 | 8.5866 | 0.27878 | 8 | 0.86534
23265 | 5.72 | 1 | 365 | 6.5139 | 0.10804 | 6 | 0.62198
21695 | 5 | 1 | 365 | 5.694 | 0.45808 | 6 | 0.15208
23266 | 11.44 | 1 | 365 | 13.0279 | 0.21609 | 13 | 0.24396
16918 | 10 | 1 | 365 | 11.388 | 0.91616 | 12 | 0.30416
23267 | 6.24 | 1 | 365 | 7.1061 | 0.29968 | 7 | 0.4058
21884 | 8.5 | 1 | 365 | 9.6798 | 0.47874 | 10 | 0.15854
23270 | 3.12 | 1 | 365 | 3.5531 | 0.14984 | 3 | 0.7029
21885 | 8.75 | 1 | 365 | 9.9645 | 0.05164 | 10 | 0.01614
23271 | 6.16 | 1 | 365 | 7.015 | 0.11635 | 7 | 0.13136
23273 | 11.7 | 1 | 365 | 13.324 | 0.81191 | 14 | 0.13587
21887 | 8.84 | 1 | 365 | 10.067 | 0.25789 | 10 | 0.32488
21893 | 6.25 | 1 | 365 | 7.1175 | 0.3226 | 7 | 0.4401
23275 | 6.3 | 1 | 365 | 7.1744 | 0.43718 | 7 | 0.61162
23276 | 12.48 | 1 | 365 | 14.2122 | 0.59937 | 14 | 0.81159
21732 | 4.68 | 1 | 365 | 5.3296 | 0.72476 | 6 | 0.054347
21899 | 7.75 | 1 | 365 | 8.8257 | 0.76002 | 9 | 0.58572
23278 | 6.76 | 1 | 365 | 7.6983 | 0.49132 | 8 | 0.18961
21794 | 3.12 | 1 | 365 | 3.5531 | 0.14984 | 3 | 0.7029
21740 | 3.64 | 1 | 365 | 4.1452 | 0.34148 | 4 | 0.48671
23280 | 4.845 | 1 | 365 | 5.5175 | 0.10288 | 5 | 0.62037
23282 | 5.46 | 1 | 365 | 6.2178 | 0.51222 | 6 | 0.73007
16207 | 4.59 | 1 | 365 | 5.2271 | 0.51852 | 5 | 0.74561
23283 | 5.61 | 1 | 365 | 6.3887 | 0.85597 | 7 | 0.24463
19783 | 10.66 | 1 | 365 | 12.1396 | 0.42863 | 12 | 0.56823
23284 | 8.5 | 1 | 365 | 9.6798 | 0.47874 | 10 | 0.15854
21920 | 10.14 | 1 | 365 | 11.5474 | 0.23699 | 11 | 0.78442
23286 | 4.68 | 1 | 365 | 5.3296 | 0.72476 | 6 | 0.054347
18185 | 7.395 | 1 | 365 | 8.4214 | 0.9465 | 9 | 0.36793
23287 | 4.59 | 1 | 365 | 5.2271 | 0.51852 | 5 | 0.74561
19357 | 2.6 | 1 | 365 | 2.9609 | 0.9582 | 3 | 0.91908
18194 | 11.96 | 1 | 365 | 13.62 | 0.40773 | 14 | 0.027775
16067 | 9.62 | 1 | 365 | 10.9553 | 0.045346 | 11 | 0.00060192
16112 | 8.925 | 1 | 365 | 10.1638 | 0.45267 | 10 | 0.61646
16056 | 9.945 | 1 | 365 | 11.3254 | 0.79012 | 12 | 0.11549
18318 | 4.94 | 1 | 365 | 5.6257 | 0.32058 | 5 | 0.94626
19360 | 7.28 | 1 | 365 | 8.2905 | 0.68296 | 8 | 0.97343
15769 | 4.335 | 1 | 365 | 4.9367 | 0.93416 | 5 | 0.87085
15822 | 12.22 | 1 | 365 | 13.9161 | 0.0035475 | 13 | 0.91968
18969 | 9.36 | 1 | 365 | 10.6592 | 0.44953 | 11 | 0.10869
18319 | 4.16 | 1 | 365 | 4.7374 | 0.53312 | 5 | 0.27053
19235 | 11.18 | 1 | 365 | 12.7318 | 0.62027 | 13 | 0.35205
19225 | 5.2 | 1 | 365 | 5.9218 | 0.9164 | 6 | 0.83816
15968 | 8.58 | 1 | 365 | 9.7709 | 0.66207 | 10 | 0.43297
18322 | 3.64 | 1 | 365 | 4.1452 | 0.34148 | 4 | 0.48671
19234 | 2.6 | 1 | 365 | 2.9609 | 0.9582 | 3 | 0.91908
16077 | 8.32 | 1 | 365 | 9.4748 | 0.066245 | 9 | 0.54106
19378 | 2.55 | 1 | 365 | 2.9039 | 0.84362 | 3 | 0.74756
16072 | 2.86 | 1 | 365 | 3.257 | 0.55402 | 3 | 0.81099
19222 | 4.16 | 1 | 365 | 4.7374 | 0.53312 | 5 | 0.27053
18325 | 7.54 | 1 | 365 | 8.5866 | 0.27878 | 8 | 0.86534
16088 | 7.28 | 1 | 365 | 8.2905 | 0.68296 | 8 | 0.97343
16084 | 3.38 | 1 | 365 | 3.8491 | 0.74566 | 4 | 0.59481
19282 | 6.76 | 1 | 365 | 7.6983 | 0.49132 | 8 | 0.18961
21928 | 5.75 | 1 | 365 | 6.5481 | 0.17679 | 6 | 0.72489
19277 | 11.44 | 1 | 365 | 13.0279 | 0.21609 | 13 | 0.24396
21932 | 7 | 1 | 365 | 7.9716 | 0.041312 | 8 | 0.012912
19269 | 11.96 | 1 | 365 | 13.62 | 0.40773 | 14 | 0.027775
21935 | 3.12 | 1 | 365 | 3.5531 | 0.14984 | 3 | 0.7029
19249 | 6.24 | 1 | 365 | 7.1061 | 0.29968 | 7 | 0.4058
21938 | 9 | 1 | 365 | 10.2492 | 0.62454 | 10 | 0.87374
19271 | 4.94 | 1 | 365 | 5.6257 | 0.32058 | 5 | 0.94626
21941 | 8.58 | 1 | 365 | 9.7709 | 0.66207 | 10 | 0.43297
19302 | 6.76 | 1 | 365 | 7.6983 | 0.49132 | 8 | 0.18961
21801 | 8.855 | 1 | 365 | 10.0841 | 0.29226 | 10 | 0.37633
19286 | 10.92 | 1 | 365 | 12.4357 | 0.024447 | 12 | 0.46014
21953 | 7.83 | 1 | 365 | 8.9168 | 0.94335 | 9 | 0.86016
19287 | 9.36 | 1 | 365 | 10.6592 | 0.44953 | 11 | 0.10869
22496 | 9.156 | 1 | 365 | 10.4269 | 0.98204 | 11 | 0.40889
22498 | 3.06 | 1 | 365 | 3.4847 | 0.012345 | 3 | 0.49707
22492 | 7.84 | 1 | 365 | 8.9282 | 0.96627 | 9 | 0.89446
22515 | 7.2 | 1 | 365 | 8.1994 | 0.49964 | 8 | 0.699
22516 | 6.16 | 1 | 365 | 7.015 | 0.11635 | 7 | 0.13136
22517 | 5.985 | 1 | 365 | 6.8157 | 0.71532 | 7 | 0.53104
22519 | 7.2 | 1 | 365 | 8.1994 | 0.49964 | 8 | 0.699
22524 | 5.4 | 1 | 365 | 6.1495 | 0.37473 | 6 | 0.52425
22526 | 5.88 | 1 | 365 | 6.6961 | 0.4747 | 7 | 0.17085
22528 | 2.925 | 1 | 365 | 3.331 | 0.70298 | 4 | 0.033967
22531 | 3.6 | 1 | 365 | 4.0997 | 0.24982 | 4 | 0.3495
22610 | 3.15 | 1 | 365 | 3.5872 | 0.21859 | 3 | 0.80581
22365 | 6.25 | 1 | 365 | 7.1175 | 0.3226 | 7 | 0.4401
22366 | 17.25 | 1 | 365 | 19.6443 | 0.53038 | 20 | 0.17468
21964 | 10.45 | 1 | 365 | 11.9005 | 0.94739 | 12 | 0.84785
22367 | 4.75 | 1 | 365 | 5.4093 | 0.88518 | 6 | 0.29448
22508 | 7.125 | 1 | 365 | 8.114 | 0.32776 | 8 | 0.44171
22372 | 10.965 | 1 | 365 | 12.4869 | 0.12757 | 12 | 0.61451
22510 | 8.235 | 1 | 365 | 9.378 | 0.87146 | 10 | 0.24948
22576 | 7.65 | 1 | 365 | 8.7118 | 0.53086 | 9 | 0.24268
22373 | 7.84 | 1 | 365 | 8.9282 | 0.96627 | 9 | 0.89446
22491 | 7.02 | 1 | 365 | 7.9944 | 0.087144 | 8 | 0.08152
22374 | 14.82 | 1 | 365 | 16.877 | 0.96175 | 17 | 0.83877
21790 | 12.96 | 1 | 365 | 14.7588 | 0.69934 | 15 | 0.45819
22379 | 6.54 | 1 | 365 | 7.4478 | 0.98717 | 8 | 0.43492
22328 | 6.5 | 1 | 365 | 7.4022 | 0.8955 | 8 | 0.2977
22377 | 9.483 | 1 | 365 | 10.7992 | 0.73139 | 11 | 0.53063
21798 | 3 | 1 | 365 | 3.4164 | 0.87485 | 4 | 0.29125
22497 | 10.92 | 1 | 365 | 12.4357 | 0.024447 | 12 | 0.46014
22495 | 7.02 | 1 | 365 | 7.9944 | 0.087144 | 8 | 0.08152
22383 | 5.28 | 1 | 365 | 6.0129 | 0.099732 | 6 | 0.1126
22556 | 7.8 | 1 | 365 | 8.8826 | 0.8746 | 9 | 0.75724
22385 | 3.15 | 1 | 365 | 3.5872 | 0.21859 | 3 | 0.80581
22554 | 9.88 | 1 | 365 | 11.2513 | 0.64117 | 11 | 0.89251
22388 | 3.15 | 1 | 365 | 3.5872 | 0.21859 | 3 | 0.80581
22557 | 4.42 | 1 | 365 | 5.0335 | 0.12894 | 5 | 0.16244
22390 | 8.4 | 1 | 365 | 9.5659 | 0.24957 | 9 | 0.81549
22503 | 7.28 | 1 | 365 | 8.2905 | 0.68296 | 8 | 0.97343
22392 | 9.9 | 1 | 365 | 11.2741 | 0.687 | 11 | 0.96112
22393 | 6.3 | 1 | 365 | 7.1744 | 0.43718 | 7 | 0.61162
22538 | 8.67 | 1 | 365 | 9.8734 | 0.86831 | 10 | 0.74171
22397 | 2.88 | 1 | 365 | 3.2797 | 0.59985 | 3 | 0.8796
22563 | 3.06 | 1 | 365 | 3.4847 | 0.012345 | 3 | 0.49707
22399 | 8.1 | 1 | 365 | 9.2243 | 0.56209 | 9 | 0.78637
22509 | 13.77 | 1 | 365 | 15.6813 | 0.55555 | 16 | 0.23683
22402 | 10.64 | 1 | 365 | 12.1168 | 0.38279 | 12 | 0.49963
22407 | 7.98 | 1 | 365 | 9.0876 | 0.2871 | 9 | 0.37472
22514 | 8.845 | 1 | 365 | 10.0727 | 0.26934 | 10 | 0.34203
22410 | 5.76 | 1 | 365 | 6.5595 | 0.19971 | 6 | 0.7592
19290 | 7.54 | 1 | 365 | 8.5866 | 0.27878 | 8 | 0.86534
22412 | 2.88 | 1 | 365 | 3.2797 | 0.59985 | 3 | 0.8796
22543 | 4.2 | 1 | 365 | 4.783 | 0.62479 | 5 | 0.40775
22545 | 8.68 | 1 | 365 | 9.8848 | 0.89123 | 10 | 0.77601
22416 | 6.72 | 1 | 365 | 7.6527 | 0.39966 | 8 | 0.052396
22550 | 7.56 | 1 | 365 | 8.6093 | 0.32462 | 8 | 0.93394
22419 | 8.55 | 1 | 365 | 9.7367 | 0.59332 | 10 | 0.33006
22371 | 5.72 | 1 | 365 | 6.5139 | 0.10804 | 6 | 0.62198
16373 | 45.43 | 0.9 | 365 | 46.5621 | 0.6973 | 47 | 0.25942
22400 | 20.4 | 1 | 365 | 23.2315 | 0.74897 | 23 | 0.98049
22421 | 5.75 | 1 | 365 | 6.5481 | 0.17679 | 6 | 0.72489
21522 | 5.2 | 1 | 365 | 5.9218 | 0.9164 | 6 | 0.83816
22413 | 7.54 | 1 | 365 | 8.5866 | 0.27878 | 8 | 0.86534
22422 | 5.4 | 1 | 365 | 6.1495 | 0.37473 | 6 | 0.52425
22425 | 3.9 | 1 | 365 | 4.4413 | 0.9373 | 5 | 0.37862
22462 | 9.18 | 1 | 365 | 10.4542 | 0.037035 | 10 | 0.49122
22451 | 3.38 | 1 | 365 | 3.8491 | 0.74566 | 4 | 0.59481
22453 | 3.825 | 1 | 365 | 4.3559 | 0.76543 | 5 | 0.12134
22460 | 5.72 | 1 | 365 | 6.5139 | 0.10804 | 6 | 0.62198
22391 | 3.64 | 1 | 365 | 4.1452 | 0.34148 | 4 | 0.48671
22465 | 10.2 | 1 | 365 | 11.6158 | 0.37448 | 11 | 0.99024
22382 | 6.24 | 1 | 365 | 7.1061 | 0.29968 | 7 | 0.4058
22472 | 11.18 | 1 | 365 | 12.7318 | 0.62027 | 13 | 0.35205
22542 | 5.865 | 1 | 365 | 6.6791 | 0.44033 | 7 | 0.11939
22471 | 9.36 | 1 | 365 | 10.6592 | 0.44953 | 11 | 0.10869
22480 | 6.72 | 1 | 365 | 7.6527 | 0.39966 | 8 | 0.052396
22478 | 8.58 | 1 | 365 | 9.7709 | 0.66207 | 10 | 0.43297
22551 | 6.76 | 1 | 365 | 7.6983 | 0.49132 | 8 | 0.18961
22577 | 7.28 | 1 | 365 | 8.2905 | 0.68296 | 8 | 0.97343
22583 | 4.42 | 1 | 365 | 5.0335 | 0.12894 | 5 | 0.16244
22582 | 6.24 | 1 | 365 | 7.1061 | 0.29968 | 7 | 0.4058
22581 | 10.4 | 1 | 365 | 11.8435 | 0.83281 | 12 | 0.67633
22579 | 8.16 | 1 | 365 | 9.2926 | 0.69959 | 9 | 0.99219
5675 | 2.16 | 1 | 365 | 2.4598 | 0.94989 | 3 | 0.4097
22587 | 7.14 | 1 | 365 | 8.131 | 0.36214 | 8 | 0.49317
22584 | 12.48 | 1 | 365 | 14.2122 | 0.59937 | 14 | 0.81159
22594 | 7.8 | 1 | 365 | 8.8826 | 0.8746 | 9 | 0.75724
22591 | 2.34 | 1 | 365 | 2.6648 | 0.36238 | 3 | 0.027173
22592 | 6.76 | 1 | 365 | 7.6983 | 0.49132 | 8 | 0.18961
22601 | 5.2 | 1 | 365 | 5.9218 | 0.9164 | 6 | 0.83816
22595 | 5.865 | 1 | 365 | 6.6791 | 0.44033 | 7 | 0.11939
22599 | 11.96 | 1 | 365 | 13.62 | 0.40773 | 14 | 0.027775
22598 | 6.5 | 1 | 365 | 7.4022 | 0.8955 | 8 | 0.2977
22597 | 7.02 | 1 | 365 | 7.9944 | 0.087144 | 8 | 0.08152
22602 | 5.04 | 1 | 365 | 5.7396 | 0.54974 | 6 | 0.2893
22607 | 5.2 | 1 | 365 | 5.9218 | 0.9164 | 6 | 0.83816
22618 | 8.06 | 1 | 365 | 9.1787 | 0.47042 | 9 | 0.64915
21072 | 13.23 | 1 | 365 | 15.0663 | 0.31808 | 15 | 0.3844
22611 | 10.92 | 1 | 365 | 12.4357 | 0.024447 | 12 | 0.46014
22613 | 8.37 | 1 | 365 | 9.5318 | 0.18083 | 9 | 0.71258
22624 | 7.02 | 1 | 365 | 7.9944 | 0.087144 | 8 | 0.08152
22632 | 13 | 1 | 365 | 14.8044 | 0.79101 | 15 | 0.59541
22654 | 6.5 | 1 | 365 | 7.4022 | 0.8955 | 8 | 0.2977
22657 | 11.18 | 1 | 365 | 12.7318 | 0.62027 | 13 | 0.35205
22677 | 3.64 | 1 | 365 | 4.1452 | 0.34148 | 4 | 0.48671
22674 | 12.22 | 1 | 365 | 13.9161 | 0.0035475 | 13 | 0.91968
22672 | 7.54 | 1 | 365 | 8.5866 | 0.27878 | 8 | 0.86534
22685 | 6.24 | 1 | 365 | 7.1061 | 0.29968 | 7 | 0.4058
22683 | 6.24 | 1 | 365 | 7.1061 | 0.29968 | 7 | 0.4058
22706 | 6.47 | 1 | 365 | 7.368 | 0.82676 | 8 | 0.19479
22688 | 6.24 | 1 | 365 | 7.1061 | 0.29968 | 7 | 0.4058
22710 | 6.725 | 1 | 365 | 7.6584 | 0.41112 | 8 | 0.069548
22686 | 4.68 | 1 | 365 | 5.3296 | 0.72476 | 6 | 0.054347
22682 | 9.62 | 1 | 365 | 10.9553 | 0.045346 | 11 | 0.00060192
22716 | 6.725 | 1 | 365 | 7.6584 | 0.41112 | 8 | 0.069548
15810 | 44.6 | 0.9 | 365 | 45.7114 | 0.98547 | 46 | 0.6969
22727 | 10.215 | 1 | 365 | 11.6328 | 0.40886 | 12 | 0.041699
15813 | 77.7 | 0.9 | 365 | 79.6363 | 0.25271 | 79 | 0.88899
22733 | 10.215 | 1 | 365 | 11.6328 | 0.40886 | 12 | 0.041699
22744 | 8.59 | 1 | 365 | 9.7823 | 0.68498 | 10 | 0.46727
23443 | 8.5 | 1 | 365 | 9.6798 | 0.47874 | 10 | 0.15854
23444 | 8.32 | 1 | 365 | 9.4748 | 0.066245 | 9 | 0.54106
23445 | 5.5 | 1 | 365 | 6.2634 | 0.60389 | 6 | 0.86729
23446 | 14.85 | 1 | 365 | 16.9112 | 0.030498 | 16 | 0.94168
23447 | 6.5 | 1 | 365 | 7.4022 | 0.8955 | 8 | 0.2977
19837 | 6.25 | 1 | 365 | 7.1175 | 0.3226 | 7 | 0.4401
23451 | 5.67 | 1 | 365 | 6.457 | 0.99346 | 7 | 0.45046
23455 | 3.92 | 1 | 365 | 4.4641 | 0.98313 | 5 | 0.44723
22193 | 12.75 | 1 | 365 | 14.5197 | 0.2181 | 14 | 0.7378
21080 | 3.12 | 1 | 365 | 3.5531 | 0.14984 | 3 | 0.7029
21208 | 5.98 | 1 | 365 | 6.81 | 0.70386 | 7 | 0.51389
23461 | 6.6 | 1 | 365 | 7.5161 | 0.12467 | 7 | 0.64075
23474 | 3.12 | 1 | 365 | 3.5531 | 0.14984 | 3 | 0.7029
23483 | 3.25 | 1 | 365 | 3.7011 | 0.44775 | 4 | 0.14885
23486 | 4.75 | 1 | 365 | 5.4093 | 0.88518 | 6 | 0.29448
23485 | 8.7 | 1 | 365 | 9.9076 | 0.93706 | 10 | 0.84462
23489 | 15.6 | 1 | 365 | 17.7653 | 0.74921 | 18 | 0.51449
23491 | 4.25 | 1 | 365 | 4.8399 | 0.73937 | 5 | 0.57927
23493 | 11.5 | 1 | 365 | 13.0962 | 0.35358 | 13 | 0.44978
23495 | 11.5 | 1 | 365 | 13.0962 | 0.35358 | 13 | 0.44978
23216 | 9.483 | 1 | 365 | 10.7992 | 0.73139 | 11 | 0.53063
23497 | 12.48 | 1 | 365 | 14.2122 | 0.59937 | 14 | 0.81159
23499 | 10.4 | 1 | 365 | 11.8435 | 0.83281 | 12 | 0.67633
23503 | 11.5 | 1 | 365 | 13.0962 | 0.35358 | 13 | 0.44978
23505 | 10.4 | 1 | 365 | 11.8435 | 0.83281 | 12 | 0.67633
23507 | 8.06 | 1 | 365 | 9.1787 | 0.47042 | 9 | 0.64915
23509 | 10.5 | 1 | 365 | 11.9574 | 0.061968 | 12 | 0.019368
23511 | 6.24 | 1 | 365 | 7.1061 | 0.29968 | 7 | 0.4058
23513 | 3.675 | 1 | 365 | 4.1851 | 0.42169 | 4 | 0.60678
23520 | 12.48 | 1 | 365 | 14.2122 | 0.59937 | 14 | 0.81159
23522 | 8.84 | 1 | 365 | 10.067 | 0.25789 | 10 | 0.32488
23396 | 6.6 | 1 | 365 | 7.5161 | 0.12467 | 7 | 0.64075
23535 | 6.5 | 1 | 365 | 7.4022 | 0.8955 | 8 | 0.2977
23537 | 5 | 1 | 365 | 5.694 | 0.45808 | 6 | 0.15208
23540 | 2.86 | 1 | 365 | 3.257 | 0.55402 | 3 | 0.81099
23541 | 11.5 | 1 | 365 | 13.0962 | 0.35358 | 13 | 0.44978
23543 | 11 | 1 | 365 | 12.5268 | 0.20778 | 12 | 0.73458
23544 | 5.75 | 1 | 365 | 6.5481 | 0.17679 | 6 | 0.72489
23545 | 4.75 | 1 | 365 | 5.4093 | 0.88518 | 6 | 0.29448
23546 | 7.5 | 1 | 365 | 8.541 | 0.18712 | 8 | 0.72812
23547 | 7.75 | 1 | 365 | 8.8257 | 0.76002 | 9 | 0.58572
23548 | 8.16 | 1 | 365 | 9.2926 | 0.69959 | 9 | 0.99219
23550 | 6.125 | 1 | 365 | 6.9752 | 0.036148 | 7 | 0.011298
23551 | 4.845 | 1 | 365 | 5.5175 | 0.10288 | 5 | 0.62037
23552 | 9.75 | 1 | 365 | 11.1033 | 0.34326 | 11 | 0.44656
23553 | 7.8 | 1 | 365 | 8.8826 | 0.8746 | 9 | 0.75724
23555 | 9.88 | 1 | 365 | 11.2513 | 0.64117 | 11 | 0.89251
21965 | 12.48 | 1 | 365 | 14.2122 | 0.59937 | 14 | 0.81159
23561 | 9.1 | 1 | 365 | 10.3631 | 0.85371 | 11 | 0.21679
23601 | 4.845 | 1 | 365 | 5.5175 | 0.10288 | 5 | 0.62037
23598 | 4.5 | 1 | 365 | 5.1246 | 0.31227 | 5 | 0.43687
23602 | 4.335 | 1 | 365 | 4.9367 | 0.93416 | 5 | 0.87085
23604 | 3.64 | 1 | 365 | 4.1452 | 0.34148 | 4 | 0.48671
23612 | 11 | 1 | 365 | 12.5268 | 0.20778 | 12 | 0.73458
23613 | 8.32 | 1 | 365 | 9.4748 | 0.066245 | 9 | 0.54106
22609 | 4.16 | 1 | 365 | 4.7374 | 0.53312 | 5 | 0.27053
23322 | 4.94 | 1 | 365 | 5.6257 | 0.32058 | 5 | 0.94626
23614 | 4.42 | 1 | 365 | 5.0335 | 0.12894 | 5 | 0.16244
23618 | 7.02 | 1 | 365 | 7.9944 | 0.087144 | 8 | 0.08152
23616 | 5.5 | 1 | 365 | 6.2634 | 0.60389 | 6 | 0.86729
23621 | 7.14 | 1 | 365 | 8.131 | 0.36214 | 8 | 0.49317
23622 | 7.29 | 1 | 365 | 8.3019 | 0.70588 | 9 | 0.0077326
23623 | 9.88 | 1 | 365 | 11.2513 | 0.64117 | 11 | 0.89251
23626 | 27.5 | 0.9 | 365 | 28.1853 | 0.7175 | 28 | 0.9028
23627 | 6.05 | 1 | 365 | 6.8897 | 0.86428 | 7 | 0.75402
23638 | 1.4 | 1 | 365 | 1.5943 | 0.20826 | 1 | 0.80258
23640 | 8.1 | 1 | 365 | 9.2243 | 0.56209 | 9 | 0.78637
23641 | 8.16 | 1 | 365 | 9.2926 | 0.69959 | 9 | 0.99219
23644 | 6.5 | 1 | 365 | 7.4022 | 0.8955 | 8 | 0.2977
23703 | 11.985 | 1 | 365 | 13.6485 | 0.46502 | 14 | 0.11354
23710 | 5.7 | 1 | 365 | 6.4912 | 0.062211 | 6 | 0.55337
21214 | 3.38 | 1 | 365 | 3.8491 | 0.74566 | 4 | 0.59481
23711 | 4.68 | 1 | 365 | 5.3296 | 0.72476 | 6 | 0.054347
23731 | 4.905 | 1 | 365 | 5.5858 | 0.24038 | 5 | 0.82619
23739 | 9.69 | 1 | 365 | 11.035 | 0.20576 | 11 | 0.24073
23735 | 8.82 | 1 | 365 | 10.0442 | 0.21205 | 10 | 0.25627
23746 | 7.35 | 1 | 365 | 8.3702 | 0.84338 | 9 | 0.21356
23747 | 4.94 | 1 | 365 | 5.6257 | 0.32058 | 5 | 0.94626
23748 | 11.5 | 1 | 365 | 13.0962 | 0.35358 | 13 | 0.44978
23750 | 10.8 | 1 | 365 | 12.299 | 0.74945 | 13 | 0.048493
22358 | 9.24 | 1 | 365 | 10.5225 | 0.17453 | 10 | 0.69704
23506 | 3.92 | 1 | 365 | 4.4641 | 0.98313 | 5 | 0.44723
23686 | 1.65 | 1 | 365 | 1.879 | 0.78117 | 2 | 0.66019
23764 | 5.98 | 1 | 365 | 6.81 | 0.70386 | 7 | 0.51389
23170 | 7.56 | 1 | 365 | 8.6093 | 0.32462 | 8 | 0.93394
22423 | 6.84 | 1 | 365 | 7.7894 | 0.67465 | 8 | 0.46405
22424 | 28 | 0.9 | 365 | 28.6978 | 0.74872 | 29 | 0.44648
22427 | 7.245 | 1 | 365 | 8.2506 | 0.60276 | 8 | 0.85336
22428 | 5.232 | 1 | 365 | 5.9582 | 0.98973 | 6 | 0.94794
22439 | 6 | 1 | 365 | 6.8328 | 0.7497 | 7 | 0.5825
22440 | 7.84 | 1 | 365 | 8.9282 | 0.96627 | 9 | 0.89446
21294 | 3.64 | 1 | 365 | 4.1452 | 0.34148 | 4 | 0.48671
14274 | 10.71 | 1 | 365 | 12.1965 | 0.54321 | 12 | 0.73976
21238 | 4.08 | 1 | 365 | 4.6463 | 0.34979 | 4 | 0.9961
22447 | 6.867 | 1 | 365 | 7.8201 | 0.73653 | 8 | 0.55667
22452 | 4.725 | 1 | 365 | 5.3808 | 0.82789 | 6 | 0.20872
22454 | 6.44 | 1 | 365 | 7.3339 | 0.75801 | 8 | 0.091879
22464 | 4.5 | 1 | 365 | 5.1246 | 0.31227 | 5 | 0.43687
22469 | 6.075 | 1 | 365 | 6.9182 | 0.92157 | 7 | 0.83978
22477 | 5.886 | 1 | 365 | 6.703 | 0.48845 | 7 | 0.19143
22481 | 9.24 | 1 | 365 | 10.5225 | 0.17453 | 10 | 0.69704
22487 | 7.02 | 1 | 365 | 7.9944 | 0.087144 | 8 | 0.08152
22485 | 8.415 | 1 | 365 | 9.583 | 0.28395 | 9 | 0.86695
22486 | 5.4 | 1 | 365 | 6.1495 | 0.37473 | 6 | 0.52425
22489 | 6.75 | 1 | 365 | 7.6869 | 0.46841 | 8 | 0.15531
22490 | 8.75 | 1 | 365 | 9.9645 | 0.05164 | 10 | 0.01614
22494 | 7.28 | 1 | 365 | 8.2905 | 0.68296 | 8 | 0.97343
18517 | 8.415 | 1 | 365 | 9.583 | 0.28395 | 9 | 0.86695
18502 | 8.58 | 1 | 365 | 9.7709 | 0.66207 | 10 | 0.43297
18548 | 4.68 | 1 | 365 | 5.3296 | 0.72476 | 6 | 0.054347
18505 | 7.02 | 1 | 365 | 7.9944 | 0.087144 | 8 | 0.08152
18549 | 3.9 | 1 | 365 | 4.4413 | 0.9373 | 5 | 0.37862
17529 | 11.25 | 1 | 365 | 12.8115 | 0.78068 | 13 | 0.59218
20229 | 9 | 1 | 365 | 10.2492 | 0.62454 | 10 | 0.87374
18175 | 3.9 | 1 | 365 | 4.4413 | 0.9373 | 5 | 0.37862
18432 | 10.66 | 1 | 365 | 12.1396 | 0.42863 | 12 | 0.56823
18602 | 10.4 | 1 | 365 | 11.8435 | 0.83281 | 12 | 0.67633
18599 | 3.9 | 1 | 365 | 4.4413 | 0.9373 | 5 | 0.37862
19435 | 10.71 | 1 | 365 | 12.1965 | 0.54321 | 12 | 0.73976
20215 | 4.94 | 1 | 365 | 5.6257 | 0.32058 | 5 | 0.94626
22474 | 5.232 | 1 | 365 | 5.9582 | 0.98973 | 6 | 0.94794
18551 | 5.2 | 1 | 365 | 5.9218 | 0.9164 | 6 | 0.83816
21212 | 5.61 | 1 | 365 | 6.3887 | 0.85597 | 7 | 0.24463
21219 | 4.335 | 1 | 365 | 4.9367 | 0.93416 | 5 | 0.87085
21472 | 6.76 | 1 | 365 | 7.6983 | 0.49132 | 8 | 0.18961
21276 | 3.64 | 1 | 365 | 4.1452 | 0.34148 | 4 | 0.48671
18552 | 4.94 | 1 | 365 | 5.6257 | 0.32058 | 5 | 0.94626
18553 | 6.24 | 1 | 365 | 7.1061 | 0.29968 | 7 | 0.4058
18554 | 3.315 | 1 | 365 | 3.7751 | 0.59671 | 4 | 0.37183
25672 | 5.04 | 1 | 365 | 5.7396 | 0.54974 | 6 | 0.2893
23344 | 8.84 | 1 | 365 | 10.067 | 0.25789 | 10 | 0.32488
23350 | 5.98 | 1 | 365 | 6.81 | 0.70386 | 7 | 0.51389
23352 | 7.28 | 1 | 365 | 8.2905 | 0.68296 | 8 | 0.97343
23353 | 4.94 | 1 | 365 | 5.6257 | 0.32058 | 5 | 0.94626
23355 | 4.94 | 1 | 365 | 5.6257 | 0.32058 | 5 | 0.94626
23345 | 11.475 | 1 | 365 | 13.0677 | 0.29629 | 13 | 0.36402
23359 | 4.675 | 1 | 365 | 5.3239 | 0.7133 | 6 | 0.037195
23360 | 8.84 | 1 | 365 | 10.067 | 0.25789 | 10 | 0.32488
23362 | 9.25 | 1 | 365 | 10.5339 | 0.19745 | 10 | 0.73135
23364 | 12.22 | 1 | 365 | 13.9161 | 0.0035475 | 13 | 0.91968
23367 | 12.48 | 1 | 365 | 14.2122 | 0.59937 | 14 | 0.81159
23369 | 9.36 | 1 | 365 | 10.6592 | 0.44953 | 11 | 0.10869
23370 | 4.68 | 1 | 365 | 5.3296 | 0.72476 | 6 | 0.054347
23372 | 9.88 | 1 | 365 | 11.2513 | 0.64117 | 11 | 0.89251
23374 | 5.61 | 1 | 365 | 6.3887 | 0.85597 | 7 | 0.24463
23366 | 8.1 | 1 | 365 | 9.2243 | 0.56209 | 9 | 0.78637
23377 | 7 | 1 | 365 | 7.9716 | 0.041312 | 8 | 0.012912
23378 | 8.16 | 1 | 365 | 9.2926 | 0.69959 | 9 | 0.99219
18573 | 5 | 1 | 365 | 5.694 | 0.45808 | 6 | 0.15208
23382 | 4.95 | 1 | 365 | 5.6371 | 0.3435 | 5 | 0.98056
18581 | 3.64 | 1 | 365 | 4.1452 | 0.34148 | 4 | 0.48671
23381 | 8.75 | 1 | 365 | 9.9645 | 0.05164 | 10 | 0.01614
23383 | 7.25 | 1 | 365 | 8.2563 | 0.61422 | 8 | 0.87052
23386 | 10.71 | 1 | 365 | 12.1965 | 0.54321 | 12 | 0.73976
23389 | 9.36 | 1 | 365 | 10.6592 | 0.44953 | 11 | 0.10869
18586 | 8.32 | 1 | 365 | 9.4748 | 0.066245 | 9 | 0.54106
23392 | 5.61 | 1 | 365 | 6.3887 | 0.85597 | 7 | 0.24463
18587 | 5.355 | 1 | 365 | 6.0983 | 0.2716 | 6 | 0.36988
23400 | 11.27 | 1 | 365 | 12.8343 | 0.82651 | 13 | 0.66079
23399 | 7.8 | 1 | 365 | 8.8826 | 0.8746 | 9 | 0.75724
18588 | 6.24 | 1 | 365 | 7.1061 | 0.29968 | 7 | 0.4058
23401 | 9.18 | 1 | 365 | 10.4542 | 0.037035 | 10 | 0.49122
18589 | 7.02 | 1 | 365 | 7.9944 | 0.087144 | 8 | 0.08152
18607 | 8.32 | 1 | 365 | 9.4748 | 0.066245 | 9 | 0.54106
18609 | 6.76 | 1 | 365 | 7.6983 | 0.49132 | 8 | 0.18961
21718 | 7.905 | 1 | 365 | 9.0022 | 0.11522 | 9 | 0.11744
23403 | 9 | 1 | 365 | 10.2492 | 0.62454 | 10 | 0.87374
18645 | 7.8 | 1 | 365 | 8.8826 | 0.8746 | 9 | 0.75724
23409 | 4.94 | 1 | 365 | 5.6257 | 0.32058 | 5 | 0.94626
18205 | 8.54 | 1 | 365 | 9.7254 | 0.5704 | 10 | 0.29575
23411 | 7.54 | 1 | 365 | 8.5866 | 0.27878 | 8 | 0.86534
23413 | 3.85 | 1 | 365 | 4.3844 | 0.82272 | 5 | 0.2071
23414 | 5.72 | 1 | 365 | 6.5139 | 0.10804 | 6 | 0.62198
23412 | 8.84 | 1 | 365 | 10.067 | 0.25789 | 10 | 0.32488
23417 | 11.18 | 1 | 365 | 12.7318 | 0.62027 | 13 | 0.35205
23376 | 4.335 | 1 | 365 | 4.9367 | 0.93416 | 5 | 0.87085
23424 | 6.24 | 1 | 365 | 7.1061 | 0.29968 | 7 | 0.4058
23426 | 11 | 1 | 365 | 12.5268 | 0.20778 | 12 | 0.73458
23427 | 9.945 | 1 | 365 | 11.3254 | 0.79012 | 12 | 0.11549
23428 | 9.88 | 1 | 365 | 11.2513 | 0.64117 | 11 | 0.89251
23430 | 4.94 | 1 | 365 | 5.6257 | 0.32058 | 5 | 0.94626
23433 | 7 | 1 | 365 | 7.9716 | 0.041312 | 8 | 0.012912
23434 | 4.68 | 1 | 365 | 5.3296 | 0.72476 | 6 | 0.054347
23435 | 9.88 | 1 | 365 | 11.2513 | 0.64117 | 11 | 0.89251
23437 | 17.25 | 1 | 365 | 19.6443 | 0.53038 | 20 | 0.17468
23438 | 10.065 | 1 | 365 | 11.462 | 0.065115 | 11 | 0.52714
23440 | 5.72 | 1 | 365 | 6.5139 | 0.10804 | 6 | 0.62198
23441 | 8.06 | 1 | 365 | 9.1787 | 0.47042 | 9 | 0.64915
23442 | 7.65 | 1 | 365 | 8.7118 | 0.53086 | 9 | 0.24268
23120 | 6.12 | 1 | 365 | 6.9695 | 0.02469 | 6 | 0.99415
23121 | 3.85 | 1 | 365 | 4.3844 | 0.82272 | 5 | 0.2071
23124 | 3.57 | 1 | 365 | 4.0655 | 0.18107 | 4 | 0.24659
23129 | 10.455 | 1 | 365 | 11.9062 | 0.95885 | 12 | 0.865
23137 | 5.6 | 1 | 365 | 6.3773 | 0.83305 | 7 | 0.21033
23138 | 9.38 | 1 | 365 | 10.6819 | 0.49536 | 11 | 0.1773
23147 | 7.28 | 1 | 365 | 8.2905 | 0.68296 | 8 | 0.97343
23148 | 8.525 | 1 | 365 | 9.7083 | 0.53603 | 10 | 0.2443
16263 | 9.69 | 1 | 365 | 11.035 | 0.20576 | 11 | 0.24073
18688 | 7.8 | 1 | 365 | 8.8826 | 0.8746 | 9 | 0.75724
23156 | 4.125 | 1 | 365 | 4.6975 | 0.45292 | 5 | 0.15047
22933 | 5.1 | 1 | 365 | 5.8079 | 0.68724 | 6 | 0.49512
22096 | 7.395 | 1 | 365 | 8.4214 | 0.9465 | 9 | 0.36793
23158 | 8 | 1 | 365 | 9.1104 | 0.33293 | 9 | 0.44333
23159 | 5.72 | 1 | 365 | 6.5139 | 0.10804 | 6 | 0.62198
23161 | 4.5 | 1 | 365 | 5.1246 | 0.31227 | 5 | 0.43687
23162 | 5.72 | 1 | 365 | 6.5139 | 0.10804 | 6 | 0.62198
23169 | 8.502 | 1 | 365 | 9.6821 | 0.48332 | 10 | 0.1654
23172 | 4.845 | 1 | 365 | 5.5175 | 0.10288 | 5 | 0.62037
23174 | 8.54 | 1 | 365 | 9.7254 | 0.5704 | 10 | 0.29575
23176 | 11.7 | 1 | 365 | 13.324 | 0.81191 | 14 | 0.13587
23179 | 8.25 | 1 | 365 | 9.3951 | 0.90583 | 10 | 0.30093
23180 | 8.16 | 1 | 365 | 9.2926 | 0.69959 | 9 | 0.99219
23182 | 3.6 | 1 | 365 | 4.0997 | 0.24982 | 4 | 0.3495
23181 | 6.24 | 1 | 365 | 7.1061 | 0.29968 | 7 | 0.4058
23164 | 11.25 | 1 | 365 | 12.8115 | 0.78068 | 13 | 0.59218
23186 | 8.58 | 1 | 365 | 9.7709 | 0.66207 | 10 | 0.43297
23189 | 5.5 | 1 | 365 | 6.2634 | 0.60389 | 6 | 0.86729
23192 | 9.88 | 1 | 365 | 11.2513 | 0.64117 | 11 | 0.89251
23194 | 5 | 1 | 365 | 5.694 | 0.45808 | 6 | 0.15208
23197 | 4.68 | 1 | 365 | 5.3296 | 0.72476 | 6 | 0.054347
23199 | 5.75 | 1 | 365 | 6.5481 | 0.17679 | 6 | 0.72489
23200 | 6 | 1 | 365 | 6.8328 | 0.7497 | 7 | 0.5825
23203 | 5.75 | 1 | 365 | 6.5481 | 0.17679 | 6 | 0.72489
23205 | 5.5 | 1 | 365 | 6.2634 | 0.60389 | 6 | 0.86729
23207 | 8.58 | 1 | 365 | 9.7709 | 0.66207 | 10 | 0.43297
23209 | 7.8 | 1 | 365 | 8.8826 | 0.8746 | 9 | 0.75724
23211 | 7.02 | 1 | 365 | 7.9944 | 0.087144 | 8 | 0.08152
23214 | 5.75 | 1 | 365 | 6.5481 | 0.17679 | 6 | 0.72489
23215 | 7.28 | 1 | 365 | 8.2905 | 0.68296 | 8 | 0.97343
23218 | 7.28 | 1 | 365 | 8.2905 | 0.68296 | 8 | 0.97343
23219 | 4.25 | 1 | 365 | 4.8399 | 0.73937 | 5 | 0.57927
22349 | 6.76 | 1 | 365 | 7.6983 | 0.49132 | 8 | 0.18961
19331 | 8.84 | 1 | 365 | 10.067 | 0.25789 | 10 | 0.32488
21541 | 6.76 | 1 | 365 | 7.6983 | 0.49132 | 8 | 0.18961
19353 | 7.02 | 1 | 365 | 7.9944 | 0.087144 | 8 | 0.08152
22559 | 10.8 | 1 | 365 | 12.299 | 0.74945 | 13 | 0.048493
22708 | 6.27 | 1 | 365 | 7.1403 | 0.36843 | 7 | 0.50871
22709 | 8.55 | 1 | 365 | 9.7367 | 0.59332 | 10 | 0.33006
22711 | 11.97 | 1 | 365 | 13.6314 | 0.43064 | 14 | 0.06208
22715 | 9.156 | 1 | 365 | 10.4269 | 0.98204 | 11 | 0.40889
22713 | 4.8 | 1 | 365 | 5.4662 | 0.99976 | 6 | 0.466
22717 | 6.44 | 1 | 365 | 7.3339 | 0.75801 | 8 | 0.091879
22725 | 10.36 | 1 | 365 | 11.798 | 0.74114 | 12 | 0.53911
22724 | 9.72 | 1 | 365 | 11.0691 | 0.27451 | 11 | 0.34364
22726 | 5.4 | 1 | 365 | 6.1495 | 0.37473 | 6 | 0.52425
22728 | 8.64 | 1 | 365 | 9.8392 | 0.79956 | 10 | 0.63879
22729 | 14.7 | 1 | 365 | 16.7404 | 0.68676 | 17 | 0.42712
22731 | 8.55 | 1 | 365 | 9.7367 | 0.59332 | 10 | 0.33006
22734 | 13.44 | 1 | 365 | 15.3055 | 0.79932 | 16 | 0.10479
22736 | 3.42 | 1 | 365 | 3.8947 | 0.83733 | 4 | 0.73202
22738 | 8.829 | 1 | 365 | 10.0545 | 0.23268 | 10 | 0.28714
22740 | 6.05 | 1 | 365 | 6.8897 | 0.86428 | 7 | 0.75402
22747 | 19.62 | 1 | 365 | 22.3433 | 0.96151 | 23 | 0.30476
22754 | 4.56 | 1 | 365 | 5.1929 | 0.44977 | 5 | 0.6427
22759 | 5 | 1 | 365 | 5.694 | 0.45808 | 6 | 0.15208
22763 | 19.84 | 1 | 365 | 22.5938 | 0.46566 | 23 | 0.059453
22771 | 9.25 | 1 | 365 | 10.5339 | 0.19745 | 10 | 0.73135
22773 | 7.54 | 1 | 365 | 8.5866 | 0.27878 | 8 | 0.86534
22777 | 5 | 1 | 365 | 5.694 | 0.45808 | 6 | 0.15208
22779 | 7.8 | 1 | 365 | 8.8826 | 0.8746 | 9 | 0.75724
22780 | 7 | 1 | 365 | 7.9716 | 0.041312 | 8 | 0.012912
22785 | 11.44 | 1 | 365 | 13.0279 | 0.21609 | 13 | 0.24396
22784 | 3.315 | 1 | 365 | 3.7751 | 0.59671 | 4 | 0.37183
22788 | 3.06 | 1 | 365 | 3.4847 | 0.012345 | 3 | 0.49707
22791 | 10.08 | 1 | 365 | 11.4791 | 0.099489 | 11 | 0.57859
22789 | 10.8 | 1 | 365 | 12.299 | 0.74945 | 13 | 0.048493
22792 | 5.13 | 1 | 365 | 5.842 | 0.75599 | 6 | 0.59803
22794 | 3.9 | 1 | 365 | 4.4413 | 0.9373 | 5 | 0.37862
22796 | 6 | 1 | 365 | 6.8328 | 0.7497 | 7 | 0.5825
15821 | 385 | 0.9 | 365 | 394.5942 | 0.044944 | 394 | 0.63914
20461 | 7.84 | 1 | 365 | 8.9282 | 0.96627 | 9 | 0.89446
17394 | 9.18 | 1 | 365 | 10.4542 | 0.037035 | 10 | 0.49122
22806 | 7.625 | 1 | 365 | 8.6834 | 0.47357 | 9 | 0.15692
22751 | 6.76 | 1 | 365 | 7.6983 | 0.49132 | 8 | 0.18961
22750 | 9.1 | 1 | 365 | 10.3631 | 0.85371 | 11 | 0.21679
22749 | 3.12 | 1 | 365 | 3.5531 | 0.14984 | 3 | 0.7029
22760 | 2.34 | 1 | 365 | 2.6648 | 0.36238 | 3 | 0.027173
22761 | 2.34 | 1 | 365 | 2.6648 | 0.36238 | 3 | 0.027173
22757 | 10.14 | 1 | 365 | 11.5474 | 0.23699 | 11 | 0.78442
22756 | 4.94 | 1 | 365 | 5.6257 | 0.32058 | 5 | 0.94626
22767 | 11.18 | 1 | 365 | 12.7318 | 0.62027 | 13 | 0.35205
22768 | 7.14 | 1 | 365 | 8.131 | 0.36214 | 8 | 0.49317
22765 | 7.02 | 1 | 365 | 7.9944 | 0.087144 | 8 | 0.08152
23558 | 9.1 | 1 | 365 | 10.3631 | 0.85371 | 11 | 0.21679
23059 | 5.5 | 1 | 365 | 6.2634 | 0.60389 | 6 | 0.86729
23072 | 6.885 | 1 | 365 | 7.8406 | 0.77778 | 8 | 0.61841
22857 | 7.14 | 1 | 365 | 8.131 | 0.36214 | 8 | 0.49317
23125 | 5.1 | 1 | 365 | 5.8079 | 0.68724 | 6 | 0.49512
22855 | 7.2 | 1 | 365 | 8.1994 | 0.49964 | 8 | 0.699
22283 | 26.88 | 0.9 | 365 | 27.5498 | 0.43877 | 27 | 0.98862
15499 | 6.24 | 1 | 365 | 7.1061 | 0.29968 | 7 | 0.4058
22468 | 4.845 | 1 | 365 | 5.5175 | 0.10288 | 5 | 0.62037
22479 | 7.8 | 1 | 365 | 8.8826 | 0.8746 | 9 | 0.75724
10207 | 26 | 0.9 | 365 | 26.6479 | 0.62381 | 27 | 0.27173
23101 | 15.86 | 1 | 365 | 18.0614 | 0.34503 | 18 | 0.4064
23295 | 6 | 1 | 365 | 6.8328 | 0.7497 | 7 | 0.5825
23300 | 10.215 | 1 | 365 | 11.6328 | 0.40886 | 12 | 0.041699
23306 | 5.545 | 1 | 365 | 6.3146 | 0.70701 | 7 | 0.021657
23305 | 6.24 | 1 | 365 | 7.1061 | 0.29968 | 7 | 0.4058
23317 | 4.94 | 1 | 365 | 5.6257 | 0.32058 | 5 | 0.94626
23320 | 4.08 | 1 | 365 | 4.6463 | 0.34979 | 4 | 0.9961
23323 | 10.2 | 1 | 365 | 11.6158 | 0.37448 | 11 | 0.99024
23316 | 5.61 | 1 | 365 | 6.3887 | 0.85597 | 7 | 0.24463
23325 | 9.35 | 1 | 365 | 10.6478 | 0.42661 | 11 | 0.07439
23328 | 11.96 | 1 | 365 | 13.62 | 0.40773 | 14 | 0.027775
23330 | 4.42 | 1 | 365 | 5.0335 | 0.12894 | 5 | 0.16244
23331 | 2.08 | 1 | 365 | 2.3687 | 0.76656 | 3 | 0.13527
23327 | 5.98 | 1 | 365 | 6.81 | 0.70386 | 7 | 0.51389
23332 | 9.62 | 1 | 365 | 10.9553 | 0.045346 | 11 | 0.00060192
21767 | 7.65 | 1 | 365 | 8.7118 | 0.53086 | 9 | 0.24268
21898 | 5.75 | 1 | 365 | 6.5481 | 0.17679 | 6 | 0.72489
15975 | 11.96 | 1 | 365 | 13.62 | 0.40773 | 14 | 0.027775
21930 | 5.98 | 1 | 365 | 6.81 | 0.70386 | 7 | 0.51389
16383 | 10.71 | 1 | 365 | 12.1965 | 0.54321 | 12 | 0.73976
21440 | 9.69 | 1 | 365 | 11.035 | 0.20576 | 11 | 0.24073
21434 | 3.825 | 1 | 365 | 4.3559 | 0.76543 | 5 | 0.12134
23333 | 4.845 | 1 | 365 | 5.5175 | 0.10288 | 5 | 0.62037
23343 | 5.545 | 1 | 365 | 6.3146 | 0.70701 | 7 | 0.021657
19057 | 5.1 | 1 | 365 | 5.8079 | 0.68724 | 6 | 0.49512
17823 | 9.36 | 1 | 365 | 10.6592 | 0.44953 | 11 | 0.10869
17808 | 5.1 | 1 | 365 | 5.8079 | 0.68724 | 6 | 0.49512
15885 | 5.1 | 1 | 365 | 5.8079 | 0.68724 | 6 | 0.49512
22018 | 12.42 | 1 | 365 | 14.1439 | 0.46187 | 14 | 0.60577
19462 | 57.46 | 0.9 | 365 | 58.8919 | 0.50863 | 59 | 0.40053
21575 | 9.3 | 1 | 365 | 10.5908 | 0.31203 | 10 | 0.90287
22235 | 4.75 | 1 | 365 | 5.4093 | 0.88518 | 6 | 0.29448
22302 | 2.86 | 1 | 365 | 3.257 | 0.55402 | 3 | 0.81099
19510 | 2.08 | 1 | 365 | 2.3687 | 0.76656 | 3 | 0.13527
22968 | 8.84 | 1 | 365 | 10.067 | 0.25789 | 10 | 0.32488
19693 | 10.92 | 1 | 365 | 12.4357 | 0.024447 | 12 | 0.46014
19506 | 8.12 | 1 | 365 | 9.2471 | 0.60792 | 9 | 0.85498
4664 | 106.08 | 0.9 | 365 | 108.7235 | 0.78516 | 109 | 0.50868
8353 | 223.16 | 0.9 | 365 | 228.7211 | 0.25732 | 228 | 0.97847
22970 | 10.53 | 1 | 365 | 11.9916 | 0.13072 | 12 | 0.12228
20136 | 8.58 | 1 | 365 | 9.7709 | 0.66207 | 10 | 0.43297
22971 | 9.435 | 1 | 365 | 10.7446 | 0.6214 | 11 | 0.36597
22973 | 14.388 | 1 | 365 | 16.3851 | 0.97177 | 17 | 0.35683
22974 | 6.21 | 1 | 365 | 7.0719 | 0.23094 | 7 | 0.30288
22976 | 8.32 | 1 | 365 | 9.4748 | 0.066245 | 9 | 0.54106
22977 | 8.28 | 1 | 365 | 9.4293 | 0.97458 | 10 | 0.40384
22978 | 7.65 | 1 | 365 | 8.7118 | 0.53086 | 9 | 0.24268
19836 | 3.315 | 1 | 365 | 3.7751 | 0.59671 | 4 | 0.37183
19746 | 3.975 | 1 | 365 | 4.5267 | 0.10917 | 4 | 0.6359
21083 | 8.925 | 1 | 365 | 10.1638 | 0.45267 | 10 | 0.61646
21084 | 11.22 | 1 | 365 | 12.7773 | 0.71193 | 13 | 0.48927
21157 | 7.15 | 1 | 365 | 8.1424 | 0.38505 | 8 | 0.52747
19822 | 5 | 1 | 365 | 5.694 | 0.45808 | 6 | 0.15208
22979 | 8.1 | 1 | 365 | 9.2243 | 0.56209 | 9 | 0.78637
21410 | 6.9 | 1 | 365 | 7.8577 | 0.81215 | 8 | 0.66987
22980 | 9.99 | 1 | 365 | 11.3766 | 0.89324 | 12 | 0.26986
22981 | 9.81 | 1 | 365 | 11.1716 | 0.48075 | 11 | 0.65238
21422 | 9.18 | 1 | 365 | 10.4542 | 0.037035 | 10 | 0.49122
18476 | 7.28 | 1 | 365 | 8.2905 | 0.68296 | 8 | 0.97343
22982 | 24.15 | 1 | 365 | 27.502 | 0.34253 | 27 | 0.84455
18486 | 10.4 | 1 | 365 | 11.8435 | 0.83281 | 12 | 0.67633
18509 | 5.98 | 1 | 365 | 6.81 | 0.70386 | 7 | 0.51389
18518 | 4.16 | 1 | 365 | 4.7374 | 0.53312 | 5 | 0.27053
18525 | 3.38 | 1 | 365 | 3.8491 | 0.74566 | 4 | 0.59481
18528 | 18.2 | 1 | 365 | 20.7262 | 0.70741 | 21 | 0.43357
18533 | 8.84 | 1 | 365 | 10.067 | 0.25789 | 10 | 0.32488
18536 | 3.38 | 1 | 365 | 3.8491 | 0.74566 | 4 | 0.59481
18540 | 8.58 | 1 | 365 | 9.7709 | 0.66207 | 10 | 0.43297
19554 | 78.96 | 0.9 | 365 | 80.9277 | 0.8514 | 81 | 0.77908
24121 | 5.4 | 1 | 365 | 6.1495 | 0.37473 | 6 | 0.52425
24123 | 5.415 | 1 | 365 | 6.1666 | 0.4091 | 6 | 0.5757
24124 | 8.37 | 1 | 365 | 9.5318 | 0.18083 | 9 | 0.71258
24126 | 4.68 | 1 | 365 | 5.3296 | 0.72476 | 6 | 0.054347
24127 | 9.81 | 1 | 365 | 11.1716 | 0.48075 | 11 | 0.65238
14223 | 13.734 | 1 | 365 | 15.6403 | 0.47305 | 16 | 0.11333
24128 | 5.61 | 1 | 365 | 6.3887 | 0.85597 | 7 | 0.24463
24129 | 5.232 | 1 | 365 | 5.9582 | 0.98973 | 6 | 0.94794
24130 | 7.935 | 1 | 365 | 9.0364 | 0.18397 | 9 | 0.22035
24131 | 6.72 | 1 | 365 | 7.6527 | 0.39966 | 8 | 0.052396
24132 | 5.72 | 1 | 365 | 6.5139 | 0.10804 | 6 | 0.62198
24133 | 3.12 | 1 | 365 | 3.5531 | 0.14984 | 3 | 0.7029
24134 | 3.12 | 1 | 365 | 3.5531 | 0.14984 | 3 | 0.7029
24135 | 3.64 | 1 | 365 | 4.1452 | 0.34148 | 4 | 0.48671
23995 | 7.8 | 1 | 365 | 8.8826 | 0.8746 | 9 | 0.75724
24136 | 5.72 | 1 | 365 | 6.5139 | 0.10804 | 6 | 0.62198
24138 | 5.355 | 1 | 365 | 6.0983 | 0.2716 | 6 | 0.36988
22985 | 5.72 | 1 | 365 | 6.5139 | 0.10804 | 6 | 0.62198
24142 | 5.355 | 1 | 365 | 6.0983 | 0.2716 | 6 | 0.36988
22986 | 7.5 | 1 | 365 | 8.541 | 0.18712 | 8 | 0.72812
24144 | 7.2 | 1 | 365 | 8.1994 | 0.49964 | 8 | 0.699
22989 | 4.905 | 1 | 365 | 5.5858 | 0.24038 | 5 | 0.82619
24146 | 5.7 | 1 | 365 | 6.4912 | 0.062211 | 6 | 0.55337
22992 | 4.125 | 1 | 365 | 4.6975 | 0.45292 | 5 | 0.15047
24150 | 6.375 | 1 | 365 | 7.2599 | 0.60905 | 7 | 0.8689
24152 | 8.84 | 1 | 365 | 10.067 | 0.25789 | 10 | 0.32488
24154 | 6.12 | 1 | 365 | 6.9695 | 0.02469 | 6 | 0.99415
24155 | 5.46 | 1 | 365 | 6.2178 | 0.51222 | 6 | 0.73007
24157 | 5.4 | 1 | 365 | 6.1495 | 0.37473 | 6 | 0.52425
22995 | 2.75 | 1 | 365 | 3.1317 | 0.30194 | 3 | 0.43364
24160 | 7.65 | 1 | 365 | 8.7118 | 0.53086 | 9 | 0.24268
22996 | 9.52 | 1 | 365 | 10.8414 | 0.81618 | 11 | 0.65756
23009 | 10.71 | 1 | 365 | 12.1965 | 0.54321 | 12 | 0.73976
23012 | 4.59 | 1 | 365 | 5.2271 | 0.51852 | 5 | 0.74561
24162 | 4.94 | 1 | 365 | 5.6257 | 0.32058 | 5 | 0.94626
24165 | 6.76 | 1 | 365 | 7.6983 | 0.49132 | 8 | 0.18961
24147 | 8.68 | 1 | 365 | 9.8848 | 0.89123 | 10 | 0.77601
24172 | 5.4 | 1 | 365 | 6.1495 | 0.37473 | 6 | 0.52425
24175 | 4.69 | 1 | 365 | 5.341 | 0.74768 | 6 | 0.088651
24177 | 7.8 | 1 | 365 | 8.8826 | 0.8746 | 9 | 0.75724
23756 | 5.61 | 1 | 365 | 6.3887 | 0.85597 | 7 | 0.24463
23657 | 3.12 | 1 | 365 | 3.5531 | 0.14984 | 3 | 0.7029
22403 | 2.7 | 1 | 365 | 3.0748 | 0.18736 | 3 | 0.26212
24182 | 5.232 | 1 | 365 | 5.9582 | 0.98973 | 6 | 0.94794
24183 | 9.1 | 1 | 365 | 10.3631 | 0.85371 | 11 | 0.21679
24184 | 3.64 | 1 | 365 | 4.1452 | 0.34148 | 4 | 0.48671
24186 | 6.72 | 1 | 365 | 7.6527 | 0.39966 | 8 | 0.052396
24191 | 15.5 | 1 | 365 | 17.6514 | 0.52005 | 18 | 0.17145
24193 | 5.98 | 1 | 365 | 6.81 | 0.70386 | 7 | 0.51389
24195 | 6.12 | 1 | 365 | 6.9695 | 0.02469 | 6 | 0.99415
17011 | 9.36 | 1 | 365 | 10.6592 | 0.44953 | 11 | 0.10869
24198 | 8.4 | 1 | 365 | 9.5659 | 0.24957 | 9 | 0.81549
24201 | 3.825 | 1 | 365 | 4.3559 | 0.76543 | 5 | 0.12134
24204 | 5.46 | 1 | 365 | 6.2178 | 0.51222 | 6 | 0.73007
24206 | 8.06 | 1 | 365 | 9.1787 | 0.47042 | 9 | 0.64915
24207 | 5.98 | 1 | 365 | 6.81 | 0.70386 | 7 | 0.51389
24209 | 5.4 | 1 | 365 | 6.1495 | 0.37473 | 6 | 0.52425
24211 | 3.12 | 1 | 365 | 3.5531 | 0.14984 | 3 | 0.7029
24213 | 7.8 | 1 | 365 | 8.8826 | 0.8746 | 9 | 0.75724
24215 | 6.5 | 1 | 365 | 7.4022 | 0.8955 | 8 | 0.2977
24216 | 6.54 | 1 | 365 | 7.4478 | 0.98717 | 8 | 0.43492
24217 | 3.705 | 1 | 365 | 4.2193 | 0.49044 | 4 | 0.70969
24218 | 8.4 | 1 | 365 | 9.5659 | 0.24957 | 9 | 0.81549
24219 | 3.825 | 1 | 365 | 4.3559 | 0.76543 | 5 | 0.12134
24224 | 4.68 | 1 | 365 | 5.3296 | 0.72476 | 6 | 0.054347
24228 | 3.64 | 1 | 365 | 4.1452 | 0.34148 | 4 | 0.48671
24226 | 5.72 | 1 | 365 | 6.5139 | 0.10804 | 6 | 0.62198
24229 | 5.2 | 1 | 365 | 5.9218 | 0.9164 | 6 | 0.83816
24232 | 7.8 | 1 | 365 | 8.8826 | 0.8746 | 9 | 0.75724
24234 | 4.8 | 1 | 365 | 5.4662 | 0.99976 | 6 | 0.466
24236 | 7.14 | 1 | 365 | 8.131 | 0.36214 | 8 | 0.49317
24237 | 3.06 | 1 | 365 | 3.4847 | 0.012345 | 3 | 0.49707
22381 | 7.68 | 1 | 365 | 8.746 | 0.59961 | 9 | 0.34559
24240 | 7.14 | 1 | 365 | 8.131 | 0.36214 | 8 | 0.49317
24244 | 4.94 | 1 | 365 | 5.6257 | 0.32058 | 5 | 0.94626
24241 | 5.355 | 1 | 365 | 6.0983 | 0.2716 | 6 | 0.36988
19090 | 5.1 | 1 | 365 | 5.8079 | 0.68724 | 6 | 0.49512
18913 | 8.67 | 1 | 365 | 9.8734 | 0.86831 | 10 | 0.74171
18907 | 5.72 | 1 | 365 | 6.5139 | 0.10804 | 6 | 0.62198
20236 | 6.6 | 1 | 365 | 7.5161 | 0.12467 | 7 | 0.64075
20740 | 8.8 | 1 | 365 | 10.0214 | 0.16622 | 10 | 0.18766
21582 | 5.98 | 1 | 365 | 6.81 | 0.70386 | 7 | 0.51389
18298 | 5.72 | 1 | 365 | 6.5139 | 0.10804 | 6 | 0.62198
19511 | 7.8 | 1 | 365 | 8.8826 | 0.8746 | 9 | 0.75724
20049 | 7.56 | 1 | 365 | 8.6093 | 0.32462 | 8 | 0.93394
23014 | 5.61 | 1 | 365 | 6.3887 | 0.85597 | 7 | 0.24463
23016 | 3.3 | 1 | 365 | 3.758 | 0.56233 | 4 | 0.32037
23024 | 5.5 | 1 | 365 | 6.2634 | 0.60389 | 6 | 0.86729
23027 | 4.845 | 1 | 365 | 5.5175 | 0.10288 | 5 | 0.62037
21652 | 7.28 | 1 | 365 | 8.2905 | 0.68296 | 8 | 0.97343
23931 | 6.44 | 1 | 365 | 7.3339 | 0.75801 | 8 | 0.091879
22612 | 4.27 | 1 | 365 | 4.8627 | 0.7852 | 5 | 0.64788
23938 | 12.42 | 1 | 365 | 14.1439 | 0.46187 | 14 | 0.60577
23944 | 5.4 | 1 | 365 | 6.1495 | 0.37473 | 6 | 0.52425
23949 | 4.48 | 1 | 365 | 5.1018 | 0.26644 | 5 | 0.36826
23953 | 3.6 | 1 | 365 | 4.0997 | 0.24982 | 4 | 0.3495
23956 | 5.13 | 1 | 365 | 5.842 | 0.75599 | 6 | 0.59803
23960 | 6.375 | 1 | 365 | 7.2599 | 0.60905 | 7 | 0.8689
23961 | 6.76 | 1 | 365 | 7.6983 | 0.49132 | 8 | 0.18961
23982 | 5.775 | 1 | 365 | 6.5766 | 0.23408 | 6 | 0.81065
23999 | 6 | 1 | 365 | 6.8328 | 0.7497 | 7 | 0.5825
24001 | 8.4 | 1 | 365 | 9.5659 | 0.24957 | 9 | 0.81549
24002 | 10.464 | 1 | 365 | 11.9164 | 0.97947 | 12 | 0.89587
24003 | 5.72 | 1 | 365 | 6.5139 | 0.10804 | 6 | 0.62198
24004 | 19.32 | 1 | 365 | 22.0016 | 0.27402 | 22 | 0.27564
24005 | 8.64 | 1 | 365 | 9.8392 | 0.79956 | 10 | 0.63879
24022 | 5.98 | 1 | 365 | 6.81 | 0.70386 | 7 | 0.51389
23986 | 6.867 | 1 | 365 | 7.8201 | 0.73653 | 8 | 0.55667
24040 | 6.12 | 1 | 365 | 6.9695 | 0.02469 | 6 | 0.99415
24043 | 3.12 | 1 | 365 | 3.5531 | 0.14984 | 3 | 0.7029
23902 | 3.38 | 1 | 365 | 3.8491 | 0.74566 | 4 | 0.59481
16015 | 6.375 | 1 | 365 | 7.2599 | 0.60905 | 7 | 0.8689
24045 | 10.53 | 1 | 365 | 11.9916 | 0.13072 | 12 | 0.12228
24047 | 5.7 | 1 | 365 | 6.4912 | 0.062211 | 6 | 0.55337
24048 | 7.54 | 1 | 365 | 8.5866 | 0.27878 | 8 | 0.86534
24051 | 5.32 | 1 | 365 | 6.0584 | 0.1914 | 6 | 0.24981
24053 | 7.28 | 1 | 365 | 8.2905 | 0.68296 | 8 | 0.97343
24054 | 8.32 | 1 | 365 | 9.4748 | 0.066245 | 9 | 0.54106
24069 | 3.85 | 1 | 365 | 4.3844 | 0.82272 | 5 | 0.2071
24071 | 11 | 1 | 365 | 12.5268 | 0.20778 | 12 | 0.73458
23757 | 3.9 | 1 | 365 | 4.4413 | 0.9373 | 5 | 0.37862
23755 | 6.375 | 1 | 365 | 7.2599 | 0.60905 | 7 | 0.8689
23753 | 6.12 | 1 | 365 | 6.9695 | 0.02469 | 6 | 0.99415
23026 | 3.92 | 1 | 365 | 4.4641 | 0.98313 | 5 | 0.44723
23763 | 11.59 | 1 | 365 | 13.1987 | 0.55983 | 13 | 0.75852
23030 | 9.945 | 1 | 365 | 11.3254 | 0.79012 | 12 | 0.11549
23032 | 14.025 | 1 | 365 | 15.9717 | 0.13991 | 16 | 0.11158
23762 | 10.2 | 1 | 365 | 11.6158 | 0.37448 | 11 | 0.99024
23033 | 14.56 | 1 | 365 | 16.5809 | 0.36593 | 16 | 0.94686
23761 | 5.1 | 1 | 365 | 5.8079 | 0.68724 | 6 | 0.49512
23038 | 4.59 | 1 | 365 | 5.2271 | 0.51852 | 5 | 0.74561
24084 | 6.76 | 1 | 365 | 7.6983 | 0.49132 | 8 | 0.18961
23913 | 6 | 1 | 365 | 6.8328 | 0.7497 | 7 | 0.5825
24085 | 4.2 | 1 | 365 | 4.783 | 0.62479 | 5 | 0.40775
24086 | 6.16 | 1 | 365 | 7.015 | 0.11635 | 7 | 0.13136
24092 | 7.56 | 1 | 365 | 8.6093 | 0.32462 | 8 | 0.93394
24095 | 3.75 | 1 | 365 | 4.2705 | 0.59356 | 4 | 0.86406
24111 | 5.5 | 1 | 365 | 6.2634 | 0.60389 | 6 | 0.86729
24113 | 10.2 | 1 | 365 | 11.6158 | 0.37448 | 11 | 0.99024
24120 | 7.14 | 1 | 365 | 8.131 | 0.36214 | 8 | 0.49317
23039 | 4.59 | 1 | 365 | 5.2271 | 0.51852 | 5 | 0.74561
23050 | 7.395 | 1 | 365 | 8.4214 | 0.9465 | 9 | 0.36793
23053 | 6.375 | 1 | 365 | 7.2599 | 0.60905 | 7 | 0.8689
23055 | 6.875 | 1 | 365 | 7.8293 | 0.75486 | 8 | 0.58411
23056 | 7.975 | 1 | 365 | 9.0819 | 0.27564 | 9 | 0.35757
23065 | 11.475 | 1 | 365 | 13.0677 | 0.29629 | 13 | 0.36402
23066 | 11.825 | 1 | 365 | 13.4663 | 0.098359 | 13 | 0.56467
23075 | 5.1 | 1 | 365 | 5.8079 | 0.68724 | 6 | 0.49512
23088 | 5.32 | 1 | 365 | 6.0584 | 0.1914 | 6 | 0.24981
23087 | 11.985 | 1 | 365 | 13.6485 | 0.46502 | 14 | 0.11354
23058 | 2.86 | 1 | 365 | 3.257 | 0.55402 | 3 | 0.81099
19898 | 8.32 | 1 | 365 | 9.4748 | 0.066245 | 9 | 0.54106
23090 | 11.55 | 1 | 365 | 13.1531 | 0.46816 | 13 | 0.6213
15696 | 3.06 | 1 | 365 | 3.4847 | 0.012345 | 3 | 0.49707
23093 | 10.2 | 1 | 365 | 11.6158 | 0.37448 | 11 | 0.99024
23096 | 7.65 | 1 | 365 | 8.7118 | 0.53086 | 9 | 0.24268
23765 | 9.1 | 1 | 365 | 10.3631 | 0.85371 | 11 | 0.21679
23110 | 7.28 | 1 | 365 | 8.2905 | 0.68296 | 8 | 0.97343
23119 | 4.08 | 1 | 365 | 4.6463 | 0.34979 | 4 | 0.9961
23766 | 4.42 | 1 | 365 | 5.0335 | 0.12894 | 5 | 0.16244
23767 | 7.02 | 1 | 365 | 7.9944 | 0.087144 | 8 | 0.08152
23768 | 6.5 | 1 | 365 | 7.4022 | 0.8955 | 8 | 0.2977
23769 | 9.99 | 1 | 365 | 11.3766 | 0.89324 | 12 | 0.26986
23783 | 15.95 | 1 | 365 | 18.1639 | 0.55128 | 18 | 0.71514
23787 | 4.75 | 1 | 365 | 5.4093 | 0.88518 | 6 | 0.29448
23781 | 6.325 | 1 | 365 | 7.2029 | 0.49447 | 7 | 0.69738
23806 | 11.75 | 1 | 365 | 13.3809 | 0.92649 | 14 | 0.30739
24369 | 4.94 | 1 | 365 | 5.6257 | 0.32058 | 5 | 0.94626
23813 | 9.5 | 1 | 365 | 10.8186 | 0.77035 | 11 | 0.58895
23816 | 3.57 | 1 | 365 | 4.0655 | 0.18107 | 4 | 0.24659
23820 | 4.25 | 1 | 365 | 4.8399 | 0.73937 | 5 | 0.57927
23822 | 7.5 | 1 | 365 | 8.541 | 0.18712 | 8 | 0.72812
23826 | 3 | 1 | 365 | 3.4164 | 0.87485 | 4 | 0.29125
23829 | 4.68 | 1 | 365 | 5.3296 | 0.72476 | 6 | 0.054347
23838 | 6.25 | 1 | 365 | 7.1175 | 0.3226 | 7 | 0.4401
23840 | 3.99 | 1 | 365 | 4.5438 | 0.14355 | 4 | 0.68736
23839 | 3.3 | 1 | 365 | 3.758 | 0.56233 | 4 | 0.32037
23846 | 4.5 | 1 | 365 | 5.1246 | 0.31227 | 5 | 0.43687
23854 | 7 | 1 | 365 | 7.9716 | 0.041312 | 8 | 0.012912
23856 | 9.72 | 1 | 365 | 11.0691 | 0.27451 | 11 | 0.34364
23859 | 5.1 | 1 | 365 | 5.8079 | 0.68724 | 6 | 0.49512
23860 | 3 | 1 | 365 | 3.4164 | 0.87485 | 4 | 0.29125
23863 | 13.16 | 1 | 365 | 14.9866 | 0.15767 | 15 | 0.14427
23865 | 7.65 | 1 | 365 | 8.7118 | 0.53086 | 9 | 0.24268
23866 | 5.2 | 1 | 365 | 5.9218 | 0.9164 | 6 | 0.83816
23882 | 3.12 | 1 | 365 | 3.5531 | 0.14984 | 3 | 0.7029
23887 | 8.415 | 1 | 365 | 9.583 | 0.28395 | 9 | 0.86695
23889 | 5.355 | 1 | 365 | 6.0983 | 0.2716 | 6 | 0.36988
23893 | 8.925 | 1 | 365 | 10.1638 | 0.45267 | 10 | 0.61646
18838 | 8.32 | 1 | 365 | 9.4748 | 0.066245 | 9 | 0.54106
18836 | 5.46 | 1 | 365 | 6.2178 | 0.51222 | 6 | 0.73007
19334 | 4.68 | 1 | 365 | 5.3296 | 0.72476 | 6 | 0.054347
23895 | 7.28 | 1 | 365 | 8.2905 | 0.68296 | 8 | 0.97343
23901 | 4.2 | 1 | 365 | 4.783 | 0.62479 | 5 | 0.40775
23903 | 6.24 | 1 | 365 | 7.1061 | 0.29968 | 7 | 0.4058
23904 | 4.5 | 1 | 365 | 5.1246 | 0.31227 | 5 | 0.43687
23906 | 6.76 | 1 | 365 | 7.6983 | 0.49132 | 8 | 0.18961
23907 | 4.08 | 1 | 365 | 4.6463 | 0.34979 | 4 | 0.9961
23909 | 4.68 | 1 | 365 | 5.3296 | 0.72476 | 6 | 0.054347
23911 | 6.84 | 1 | 365 | 7.7894 | 0.67465 | 8 | 0.46405
23914 | 7.84 | 1 | 365 | 8.9282 | 0.96627 | 9 | 0.89446
16101 | 504.165 | 0.8 | 365 | 459.3145 | 0.28206 | 459 | 0.59655
20915 | 12 | 1 | 365 | 13.6656 | 0.49939 | 14 | 0.16499
21180 | 9.625 | 1 | 365 | 10.961 | 0.056804 | 11 | 0.017754
21211 | 81.6 | 0.9 | 365 | 83.6335 | 0.29628 | 83 | 0.92975
21244 | 10.2 | 1 | 365 | 11.6158 | 0.37448 | 11 | 0.99024
21397 | 9.62 | 1 | 365 | 10.9553 | 0.045346 | 11 | 0.00060192
21032 | 12.4 | 1 | 365 | 14.1211 | 0.41604 | 14 | 0.53716
21936 | 5.775 | 1 | 365 | 6.5766 | 0.23408 | 6 | 0.81065
21922 | 10 | 1 | 365 | 11.388 | 0.91616 | 12 | 0.30416
21091 | 11 | 1 | 365 | 12.5268 | 0.20778 | 12 | 0.73458
22282 | 7.14 | 1 | 365 | 8.131 | 0.36214 | 8 | 0.49317
22350 | 6.6 | 1 | 365 | 7.5161 | 0.12467 | 7 | 0.64075
22703 | 6.75 | 1 | 365 | 7.6869 | 0.46841 | 8 | 0.15531
18522 | 5.94 | 1 | 365 | 6.7645 | 0.6122 | 7 | 0.37667
22840 | 2.85 | 1 | 365 | 3.2456 | 0.53111 | 3 | 0.77669
22969 | 10.45 | 1 | 365 | 11.9005 | 0.94739 | 12 | 0.84785
23538 | 6.05 | 1 | 365 | 6.8897 | 0.86428 | 7 | 0.75402
23533 | 5.5 | 1 | 365 | 6.2634 | 0.60389 | 6 | 0.86729
23692 | 3.24 | 1 | 365 | 3.6897 | 0.42484 | 4 | 0.11455
24125 | 16.225 | 1 | 365 | 18.477 | 0.18147 | 18 | 0.6585
21063 | 11.44 | 1 | 365 | 13.0279 | 0.21609 | 13 | 0.24396
23888 | 9 | 1 | 365 | 10.2492 | 0.62454 | 10 | 0.87374
23891 | 9 | 1 | 365 | 10.2492 | 0.62454 | 10 | 0.87374
23423 | 6.5 | 1 | 365 | 7.4022 | 0.8955 | 8 | 0.2977
20549 | 12.375 | 1 | 365 | 14.0927 | 0.35875 | 14 | 0.4514
19602 | 8.84 | 1 | 365 | 10.067 | 0.25789 | 10 | 0.32488
21296 | 3.675 | 1 | 365 | 4.1851 | 0.42169 | 4 | 0.60678
15131 | 2.805 | 1 | 365 | 3.1943 | 0.42798 | 3 | 0.62232
21426 | 5.28 | 1 | 365 | 6.0129 | 0.099732 | 6 | 0.1126
21774 | 8.8 | 1 | 365 | 10.0214 | 0.16622 | 10 | 0.18766
22121 | 5.04 | 1 | 365 | 5.7396 | 0.54974 | 6 | 0.2893
22236 | 5.2 | 1 | 365 | 5.9218 | 0.9164 | 6 | 0.83816
22511 | 3.9 | 1 | 365 | 4.4413 | 0.9373 | 5 | 0.37862
22837 | 6.3 | 1 | 365 | 7.1744 | 0.43718 | 7 | 0.61162
23141 | 6.63 | 1 | 365 | 7.5502 | 0.19341 | 7 | 0.74366
22752 | 5.46 | 1 | 365 | 6.2178 | 0.51222 | 6 | 0.73007
16685 | 4.2 | 1 | 365 | 4.783 | 0.62479 | 5 | 0.40775
17775 | 7.6 | 1 | 365 | 8.6549 | 0.41628 | 9 | 0.071162
18833 | 3.9 | 1 | 365 | 4.4413 | 0.9373 | 5 | 0.37862
19628 | 5.2 | 1 | 365 | 5.9218 | 0.9164 | 6 | 0.83816
22041 | 5.94 | 1 | 365 | 6.7645 | 0.6122 | 7 | 0.37667
22522 | 7.56 | 1 | 365 | 8.6093 | 0.32462 | 8 | 0.93394
22540 | 6.48 | 1 | 365 | 7.3794 | 0.84967 | 8 | 0.2291
23326 | 10.83 | 1 | 365 | 12.3332 | 0.8182 | 13 | 0.15141
17291 | 23.8 | 1 | 365 | 27.1034 | 0.54046 | 27 | 0.6439
20854 | 5.98 | 1 | 365 | 6.81 | 0.70386 | 7 | 0.51389
20856 | 8.16 | 1 | 365 | 9.2926 | 0.69959 | 9 | 0.99219
20858 | 4.94 | 1 | 365 | 5.6257 | 0.32058 | 5 | 0.94626
22960 | 6.5 | 1 | 365 | 7.4022 | 0.8955 | 8 | 0.2977
20860 | 5.72 | 1 | 365 | 6.5139 | 0.10804 | 6 | 0.62198
20863 | 2.6 | 1 | 365 | 2.9609 | 0.9582 | 3 | 0.91908
20864 | 6.24 | 1 | 365 | 7.1061 | 0.29968 | 7 | 0.4058
20865 | 9.1 | 1 | 365 | 10.3631 | 0.85371 | 11 | 0.21679
20866 | 6.72 | 1 | 365 | 7.6527 | 0.39966 | 8 | 0.052396
20871 | 5.2 | 1 | 365 | 5.9218 | 0.9164 | 6 | 0.83816
20890 | 6.24 | 1 | 365 | 7.1061 | 0.29968 | 7 | 0.4058
20882 | 11.96 | 1 | 365 | 13.62 | 0.40773 | 14 | 0.027775
20872 | 7.28 | 1 | 365 | 8.2905 | 0.68296 | 8 | 0.97343
20876 | 4.16 | 1 | 365 | 4.7374 | 0.53312 | 5 | 0.27053
22645 | 6.47 | 1 | 365 | 7.368 | 0.82676 | 8 | 0.19479
22649 | 10.57 | 1 | 365 | 12.0371 | 0.22238 | 12 | 0.2595
22660 | 4.47 | 1 | 365 | 5.0904 | 0.24352 | 5 | 0.33396
22661 | 10.215 | 1 | 365 | 11.6328 | 0.40886 | 12 | 0.041699
22664 | 6.725 | 1 | 365 | 7.6584 | 0.41112 | 8 | 0.069548
22667 | 5.47 | 1 | 365 | 6.2292 | 0.53514 | 6 | 0.76438
22775 | 7.96 | 1 | 365 | 9.0648 | 0.24126 | 9 | 0.30611
22781 | 8.47 | 1 | 365 | 9.6456 | 0.40999 | 10 | 0.055624
22783 | 10.215 | 1 | 365 | 11.6328 | 0.40886 | 12 | 0.041699
22815 | 5.215 | 1 | 365 | 5.9388 | 0.95078 | 6 | 0.88962
22824 | 5.215 | 1 | 365 | 5.9388 | 0.95078 | 6 | 0.88962
22826 | 7.47 | 1 | 365 | 8.5068 | 0.11837 | 8 | 0.62521
22827 | 5.98 | 1 | 365 | 6.81 | 0.70386 | 7 | 0.51389
22828 | 10.215 | 1 | 365 | 11.6328 | 0.40886 | 12 | 0.041699
22833 | 5.725 | 1 | 365 | 6.5196 | 0.1195 | 6 | 0.63913
22863 | 6.725 | 1 | 365 | 7.6584 | 0.41112 | 8 | 0.069548
22864 | 6.725 | 1 | 365 | 7.6584 | 0.41112 | 8 | 0.069548
22865 | 4.295 | 1 | 365 | 4.8911 | 0.84249 | 5 | 0.73364
22866 | 7.96 | 1 | 365 | 9.0648 | 0.24126 | 9 | 0.30611
22870 | 6.215 | 1 | 365 | 7.0776 | 0.24239 | 7 | 0.32004
22871 | 3.725 | 1 | 365 | 4.242 | 0.53627 | 4 | 0.7783
22872 | 10.215 | 1 | 365 | 11.6328 | 0.40886 | 12 | 0.041699
22878 | 6.725 | 1 | 365 | 7.6584 | 0.41112 | 8 | 0.069548
22880 | 5.98 | 1 | 365 | 6.81 | 0.70386 | 7 | 0.51389
22585 | 12.48 | 1 | 365 | 14.2122 | 0.59937 | 14 | 0.81159
22758 | 11.96 | 1 | 365 | 13.62 | 0.40773 | 14 | 0.027775
22666 | 4.235 | 1 | 365 | 4.8228 | 0.70499 | 5 | 0.52781
14268 | 14.025 | 1 | 365 | 15.9717 | 0.13991 | 16 | 0.11158
20043 | 7.54 | 1 | 365 | 8.5866 | 0.27878 | 8 | 0.86534
20501 | 5.72 | 1 | 365 | 6.5139 | 0.10804 | 6 | 0.62198
19744 | 8.58 | 1 | 365 | 9.7709 | 0.66207 | 10 | 0.43297
20495 | 6.76 | 1 | 365 | 7.6983 | 0.49132 | 8 | 0.18961
20547 | 6.76 | 1 | 365 | 7.6983 | 0.49132 | 8 | 0.18961
20548 | 5.46 | 1 | 365 | 6.2178 | 0.51222 | 6 | 0.73007
19974 | 5.72 | 1 | 365 | 6.5139 | 0.10804 | 6 | 0.62198
18653 | 7.848 | 1 | 365 | 8.9373 | 0.9846 | 9 | 0.9219
20861 | 4.68 | 1 | 365 | 5.3296 | 0.72476 | 6 | 0.054347
22842 | 6.84 | 1 | 365 | 7.7894 | 0.67465 | 8 | 0.46405
19946 | 7.54 | 1 | 365 | 8.5866 | 0.27878 | 8 | 0.86534
23780 | 5.7 | 1 | 365 | 6.4912 | 0.062211 | 6 | 0.55337
19856 | 6.5 | 1 | 365 | 7.4022 | 0.8955 | 8 | 0.2977
23845 | 5.4 | 1 | 365 | 6.1495 | 0.37473 | 6 | 0.52425
23918 | 5.4 | 1 | 365 | 6.1495 | 0.37473 | 6 | 0.52425
19987 | 12.22 | 1 | 365 | 13.9161 | 0.0035475 | 13 | 0.91968
19811 | 10.75 | 1 | 365 | 12.2421 | 0.63487 | 12 | 0.87697
20595 | 5.72 | 1 | 365 | 6.5139 | 0.10804 | 6 | 0.62198
20661 | 6.76 | 1 | 365 | 7.6983 | 0.49132 | 8 | 0.18961
20654 | 4.42 | 1 | 365 | 5.0335 | 0.12894 | 5 | 0.16244
20649 | 3.9 | 1 | 365 | 4.4413 | 0.9373 | 5 | 0.37862
16957 | 4.68 | 1 | 365 | 5.3296 | 0.72476 | 6 | 0.054347
17299 | 3.9 | 1 | 365 | 4.4413 | 0.9373 | 5 | 0.37862
20516 | 8.32 | 1 | 365 | 9.4748 | 0.066245 | 9 | 0.54106
20505 | 7.28 | 1 | 365 | 8.2905 | 0.68296 | 8 | 0.97343
20499 | 4.94 | 1 | 365 | 5.6257 | 0.32058 | 5 | 0.94626
20485 | 8.32 | 1 | 365 | 9.4748 | 0.066245 | 9 | 0.54106
16782 | 7 | 1 | 365 | 7.9716 | 0.041312 | 8 | 0.012912
17411 | 4.68 | 1 | 365 | 5.3296 | 0.72476 | 6 | 0.054347
17425 | 8.84 | 1 | 365 | 10.067 | 0.25789 | 10 | 0.32488
16796 | 4.68 | 1 | 365 | 5.3296 | 0.72476 | 6 | 0.054347
16768 | 3 | 1 | 365 | 3.4164 | 0.87485 | 4 | 0.29125
16620 | 7.28 | 1 | 365 | 8.2905 | 0.68296 | 8 | 0.97343
16176 | 2.5 | 1 | 365 | 2.847 | 0.72904 | 3 | 0.57604
19884 | 6.5 | 1 | 365 | 7.4022 | 0.8955 | 8 | 0.2977
21826 | 9.075 | 1 | 365 | 10.3346 | 0.79642 | 11 | 0.13103
23811 | 6.5 | 1 | 365 | 7.4022 | 0.8955 | 8 | 0.2977
15861 | 6.76 | 1 | 365 | 7.6983 | 0.49132 | 8 | 0.18961
20637 | 7.8 | 1 | 365 | 8.8826 | 0.8746 | 9 | 0.75724
20632 | 7.28 | 1 | 365 | 8.2905 | 0.68296 | 8 | 0.97343
20631 | 5.72 | 1 | 365 | 6.5139 | 0.10804 | 6 | 0.62198
20440 | 7.8 | 1 | 365 | 8.8826 | 0.8746 | 9 | 0.75724
20436 | 8.84 | 1 | 365 | 10.067 | 0.25789 | 10 | 0.32488
17561 | 8.84 | 1 | 365 | 10.067 | 0.25789 | 10 | 0.32488
17960 | 6.75 | 1 | 365 | 7.6869 | 0.46841 | 8 | 0.15531
17696 | 7.8 | 1 | 365 | 8.8826 | 0.8746 | 9 | 0.75724
17491 | 7.905 | 1 | 365 | 9.0022 | 0.11522 | 9 | 0.11744
17552 | 7.8 | 1 | 365 | 8.8826 | 0.8746 | 9 | 0.75724
17605 | 10.66 | 1 | 365 | 12.1396 | 0.42863 | 12 | 0.56823
17560 | 7.65 | 1 | 365 | 8.7118 | 0.53086 | 9 | 0.24268
17646 | 5.46 | 1 | 365 | 6.2178 | 0.51222 | 6 | 0.73007
17649 | 5.2 | 1 | 365 | 5.9218 | 0.9164 | 6 | 0.83816
17710 | 6.5 | 1 | 365 | 7.4022 | 0.8955 | 8 | 0.2977
17745 | 8.32 | 1 | 365 | 9.4748 | 0.066245 | 9 | 0.54106
20717 | 6.24 | 1 | 365 | 7.1061 | 0.29968 | 7 | 0.4058
20720 | 10.4 | 1 | 365 | 11.8435 | 0.83281 | 12 | 0.67633
17000 | 5.2 | 1 | 365 | 5.9218 | 0.9164 | 6 | 0.83816
17776 | 7.28 | 1 | 365 | 8.2905 | 0.68296 | 8 | 0.97343
16794 | 8.25 | 1 | 365 | 9.3951 | 0.90583 | 10 | 0.30093
17835 | 8.415 | 1 | 365 | 9.583 | 0.28395 | 9 | 0.86695
19989 | 6.76 | 1 | 365 | 7.6983 | 0.49132 | 8 | 0.18961
19983 | 2.86 | 1 | 365 | 3.257 | 0.55402 | 3 | 0.81099
16686 | 3.64 | 1 | 365 | 4.1452 | 0.34148 | 4 | 0.48671
16871 | 12.25 | 1 | 365 | 13.9503 | 0.072296 | 14 | 0.022596
18383 | 6.24 | 1 | 365 | 7.1061 | 0.29968 | 7 | 0.4058
18445 | 4.16 | 1 | 365 | 4.7374 | 0.53312 | 5 | 0.27053
18567 | 4.68 | 1 | 365 | 5.3296 | 0.72476 | 6 | 0.054347
17897 | 9.36 | 1 | 365 | 10.6592 | 0.44953 | 11 | 0.10869
18295 | 7.8 | 1 | 365 | 8.8826 | 0.8746 | 9 | 0.75724
17645 | 9.1 | 1 | 365 | 10.3631 | 0.85371 | 11 | 0.21679
18392 | 7.28 | 1 | 365 | 8.2905 | 0.68296 | 8 | 0.97343
16775 | 7.8 | 1 | 365 | 8.8826 | 0.8746 | 9 | 0.75724
18712 | 8.06 | 1 | 365 | 9.1787 | 0.47042 | 9 | 0.64915
18795 | 8.84 | 1 | 365 | 10.067 | 0.25789 | 10 | 0.32488
17949 | 6.76 | 1 | 365 | 7.6983 | 0.49132 | 8 | 0.18961
17943 | 8.32 | 1 | 365 | 9.4748 | 0.066245 | 9 | 0.54106
18564 | 6.24 | 1 | 365 | 7.1061 | 0.29968 | 7 | 0.4058
17612 | 8.32 | 1 | 365 | 9.4748 | 0.066245 | 9 | 0.54106
17627 | 6.24 | 1 | 365 | 7.1061 | 0.29968 | 7 | 0.4058
19514 | 12.22 | 1 | 365 | 13.9161 | 0.0035475 | 13 | 0.91968
19533 | 11.96 | 1 | 365 | 13.62 | 0.40773 | 14 | 0.027775
19560 | 9.62 | 1 | 365 | 10.9553 | 0.045346 | 11 | 0.00060192
19681 | 9.1 | 1 | 365 | 10.3631 | 0.85371 | 11 | 0.21679
19568 | 4.68 | 1 | 365 | 5.3296 | 0.72476 | 6 | 0.054347
19683 | 4.68 | 1 | 365 | 5.3296 | 0.72476 | 6 | 0.054347
19751 | 11.44 | 1 | 365 | 13.0279 | 0.21609 | 13 | 0.24396
19777 | 6.24 | 1 | 365 | 7.1061 | 0.29968 | 7 | 0.4058
19798 | 3.9 | 1 | 365 | 4.4413 | 0.9373 | 5 | 0.37862
19804 | 7.28 | 1 | 365 | 8.2905 | 0.68296 | 8 | 0.97343
19808 | 6.24 | 1 | 365 | 7.1061 | 0.29968 | 7 | 0.4058
19839 | 5.98 | 1 | 365 | 6.81 | 0.70386 | 7 | 0.51389
19851 | 7.8 | 1 | 365 | 8.8826 | 0.8746 | 9 | 0.75724
19862 | 9.62 | 1 | 365 | 10.9553 | 0.045346 | 11 | 0.00060192
19676 | 9.36 | 1 | 365 | 10.6592 | 0.44953 | 11 | 0.10869
19680 | 5.98 | 1 | 365 | 6.81 | 0.70386 | 7 | 0.51389
19980 | 6.24 | 1 | 365 | 7.1061 | 0.29968 | 7 | 0.4058
19991 | 8.32 | 1 | 365 | 9.4748 | 0.066245 | 9 | 0.54106
20009 | 8.84 | 1 | 365 | 10.067 | 0.25789 | 10 | 0.32488
20014 | 12.74 | 1 | 365 | 14.5083 | 0.19519 | 14 | 0.7035
19529 | 5.2 | 1 | 365 | 5.9218 | 0.9164 | 6 | 0.83816
19918 | 7.8 | 1 | 365 | 8.8826 | 0.8746 | 9 | 0.75724
19936 | 12.74 | 1 | 365 | 14.5083 | 0.19519 | 14 | 0.7035
19952 | 6.24 | 1 | 365 | 7.1061 | 0.29968 | 7 | 0.4058
19558 | 17.94 | 1 | 365 | 20.4301 | 0.11159 | 20 | 0.54166
19565 | 4.94 | 1 | 365 | 5.6257 | 0.32058 | 5 | 0.94626
19562 | 4.68 | 1 | 365 | 5.3296 | 0.72476 | 6 | 0.054347
19566 | 5.98 | 1 | 365 | 6.81 | 0.70386 | 7 | 0.51389
19959 | 6.5 | 1 | 365 | 7.4022 | 0.8955 | 8 | 0.2977
19973 | 10.14 | 1 | 365 | 11.5474 | 0.23699 | 11 | 0.78442
19749 | 4.42 | 1 | 365 | 5.0335 | 0.12894 | 5 | 0.16244
19786 | 3.9 | 1 | 365 | 4.4413 | 0.9373 | 5 | 0.37862
19859 | 3.38 | 1 | 365 | 3.8491 | 0.74566 | 4 | 0.59481
19995 | 4.16 | 1 | 365 | 4.7374 | 0.53312 | 5 | 0.27053
20026 | 6.5 | 1 | 365 | 7.4022 | 0.8955 | 8 | 0.2977
20033 | 11.7 | 1 | 365 | 13.324 | 0.81191 | 14 | 0.13587
20037 | 9.62 | 1 | 365 | 10.9553 | 0.045346 | 11 | 0.00060192
20023 | 5.2 | 1 | 365 | 5.9218 | 0.9164 | 6 | 0.83816
20030 | 9.36 | 1 | 365 | 10.6592 | 0.44953 | 11 | 0.10869
19519 | 10.14 | 1 | 365 | 11.5474 | 0.23699 | 11 | 0.78442
20403 | 11.73 | 1 | 365 | 13.3581 | 0.88066 | 14 | 0.23878
19905 | 7.8 | 1 | 365 | 8.8826 | 0.8746 | 9 | 0.75724
20286 | 5.72 | 1 | 365 | 6.5139 | 0.10804 | 6 | 0.62198
19942 | 7.28 | 1 | 365 | 8.2905 | 0.68296 | 8 | 0.97343
19948 | 11.7 | 1 | 365 | 13.324 | 0.81191 | 14 | 0.13587
20409 | 8.32 | 1 | 365 | 9.4748 | 0.066245 | 9 | 0.54106
17713 | 4.42 | 1 | 365 | 5.0335 | 0.12894 | 5 | 0.16244
14119 | 6.76 | 1 | 365 | 7.6983 | 0.49132 | 8 | 0.18961
16905 | 9.18 | 1 | 365 | 10.4542 | 0.037035 | 10 | 0.49122
17070 | 5.2 | 1 | 365 | 5.9218 | 0.9164 | 6 | 0.83816
17484 | 3.9 | 1 | 365 | 4.4413 | 0.9373 | 5 | 0.37862
17508 | 7.8 | 1 | 365 | 8.8826 | 0.8746 | 9 | 0.75724
17625 | 13.26 | 1 | 365 | 15.1005 | 0.38683 | 15 | 0.48732
18709 | 13.26 | 1 | 365 | 15.1005 | 0.38683 | 15 | 0.48732
18705 | 6.5 | 1 | 365 | 7.4022 | 0.8955 | 8 | 0.2977
18696 | 6.24 | 1 | 365 | 7.1061 | 0.29968 | 7 | 0.4058
18635 | 3.9 | 1 | 365 | 4.4413 | 0.9373 | 5 | 0.37862
18633 | 9.75 | 1 | 365 | 11.1033 | 0.34326 | 11 | 0.44656
18631 | 4.42 | 1 | 365 | 5.0335 | 0.12894 | 5 | 0.16244
20774 | 6.5 | 1 | 365 | 7.4022 | 0.8955 | 8 | 0.2977
18622 | 8.58 | 1 | 365 | 9.7709 | 0.66207 | 10 | 0.43297
18594 | 5.5 | 1 | 365 | 6.2634 | 0.60389 | 6 | 0.86729
22629 | 5.5 | 1 | 365 | 6.2634 | 0.60389 | 6 | 0.86729
20787 | 10.92 | 1 | 365 | 12.4357 | 0.024447 | 12 | 0.46014
20066 | 13.52 | 1 | 365 | 15.3966 | 0.98265 | 16 | 0.37922
18593 | 6.75 | 1 | 365 | 7.6869 | 0.46841 | 8 | 0.15531
18579 | 5.46 | 1 | 365 | 6.2178 | 0.51222 | 6 | 0.73007
17619 | 6.24 | 1 | 365 | 7.1061 | 0.29968 | 7 | 0.4058
18565 | 4.68 | 1 | 365 | 5.3296 | 0.72476 | 6 | 0.054347
18463 | 5.46 | 1 | 365 | 6.2178 | 0.51222 | 6 | 0.73007
17650 | 5.46 | 1 | 365 | 6.2178 | 0.51222 | 6 | 0.73007
17779 | 11.44 | 1 | 365 | 13.0279 | 0.21609 | 13 | 0.24396
17755 | 9.88 | 1 | 365 | 11.2513 | 0.64117 | 11 | 0.89251
17902 | 8.06 | 1 | 365 | 9.1787 | 0.47042 | 9 | 0.64915
18082 | 8.32 | 1 | 365 | 9.4748 | 0.066245 | 9 | 0.54106
18134 | 6.5 | 1 | 365 | 7.4022 | 0.8955 | 8 | 0.2977
18137 | 7.54 | 1 | 365 | 8.5866 | 0.27878 | 8 | 0.86534
18300 | 10.66 | 1 | 365 | 12.1396 | 0.42863 | 12 | 0.56823
18303 | 8.06 | 1 | 365 | 9.1787 | 0.47042 | 9 | 0.64915
18380 | 8.06 | 1 | 365 | 9.1787 | 0.47042 | 9 | 0.64915
18447 | 11.96 | 1 | 365 | 13.62 | 0.40773 | 14 | 0.027775
20575 | 7.8 | 1 | 365 | 8.8826 | 0.8746 | 9 | 0.75724
20600 | 7.28 | 1 | 365 | 8.2905 | 0.68296 | 8 | 0.97343
20613 | 10.66 | 1 | 365 | 12.1396 | 0.42863 | 12 | 0.56823
20607 | 5.2 | 1 | 365 | 5.9218 | 0.9164 | 6 | 0.83816
20725 | 7.02 | 1 | 365 | 7.9944 | 0.087144 | 8 | 0.08152
20634 | 8.32 | 1 | 365 | 9.4748 | 0.066245 | 9 | 0.54106
20884 | 13.52 | 1 | 365 | 15.3966 | 0.98265 | 16 | 0.37922
20917 | 8.06 | 1 | 365 | 9.1787 | 0.47042 | 9 | 0.64915
20953 | 8.32 | 1 | 365 | 9.4748 | 0.066245 | 9 | 0.54106
21026 | 9.1 | 1 | 365 | 10.3631 | 0.85371 | 11 | 0.21679
21039 | 9.1 | 1 | 365 | 10.3631 | 0.85371 | 11 | 0.21679
21046 | 4.68 | 1 | 365 | 5.3296 | 0.72476 | 6 | 0.054347
21153 | 8.32 | 1 | 365 | 9.4748 | 0.066245 | 9 | 0.54106
21144 | 7.54 | 1 | 365 | 8.5866 | 0.27878 | 8 | 0.86534
21156 | 4.42 | 1 | 365 | 5.0335 | 0.12894 | 5 | 0.16244
21205 | 9.36 | 1 | 365 | 10.6592 | 0.44953 | 11 | 0.10869
21348 | 2.805 | 1 | 365 | 3.1943 | 0.42798 | 3 | 0.62232
19541 | 4.68 | 1 | 365 | 5.3296 | 0.72476 | 6 | 0.054347
21250 | 8.84 | 1 | 365 | 10.067 | 0.25789 | 10 | 0.32488
21316 | 6.76 | 1 | 365 | 7.6983 | 0.49132 | 8 | 0.18961
21326 | 5.98 | 1 | 365 | 6.81 | 0.70386 | 7 | 0.51389
17496 | 3.9 | 1 | 365 | 4.4413 | 0.9373 | 5 | 0.37862
21418 | 7.8 | 1 | 365 | 8.8826 | 0.8746 | 9 | 0.75724
21428 | 4.68 | 1 | 365 | 5.3296 | 0.72476 | 6 | 0.054347
21454 | 7.28 | 1 | 365 | 8.2905 | 0.68296 | 8 | 0.97343
21505 | 6.24 | 1 | 365 | 7.1061 | 0.29968 | 7 | 0.4058
21511 | 7.28 | 1 | 365 | 8.2905 | 0.68296 | 8 | 0.97343
21523 | 7.02 | 1 | 365 | 7.9944 | 0.087144 | 8 | 0.08152
21530 | 5.2 | 1 | 365 | 5.9218 | 0.9164 | 6 | 0.83816
16195 | 10.14 | 1 | 365 | 11.5474 | 0.23699 | 11 | 0.78442
19547 | 8.84 | 1 | 365 | 10.067 | 0.25789 | 10 | 0.32488
20371 | 9.88 | 1 | 365 | 11.2513 | 0.64117 | 11 | 0.89251
20958 | 7.28 | 1 | 365 | 8.2905 | 0.68296 | 8 | 0.97343
21048 | 7.28 | 1 | 365 | 8.2905 | 0.68296 | 8 | 0.97343
21097 | 8.84 | 1 | 365 | 10.067 | 0.25789 | 10 | 0.32488
21159 | 6.76 | 1 | 365 | 7.6983 | 0.49132 | 8 | 0.18961
22136 | 7.14 | 1 | 365 | 8.131 | 0.36214 | 8 | 0.49317
21150 | 7.28 | 1 | 365 | 8.2905 | 0.68296 | 8 | 0.97343
21589 | 7.02 | 1 | 365 | 7.9944 | 0.087144 | 8 | 0.08152
21607 | 9.1 | 1 | 365 | 10.3631 | 0.85371 | 11 | 0.21679
21610 | 9.62 | 1 | 365 | 10.9553 | 0.045346 | 11 | 0.00060192
20437 | 8.06 | 1 | 365 | 9.1787 | 0.47042 | 9 | 0.64915
21737 | 6.5 | 1 | 365 | 7.4022 | 0.8955 | 8 | 0.2977
21808 | 10.66 | 1 | 365 | 12.1396 | 0.42863 | 12 | 0.56823
21996 | 4.16 | 1 | 365 | 4.7374 | 0.53312 | 5 | 0.27053
19767 | 7.25 | 1 | 365 | 8.2563 | 0.61422 | 8 | 0.87052
22110 | 8.32 | 1 | 365 | 9.4748 | 0.066245 | 9 | 0.54106
21089 | 7.54 | 1 | 365 | 8.5866 | 0.27878 | 8 | 0.86534
22210 | 5.2 | 1 | 365 | 5.9218 | 0.9164 | 6 | 0.83816
21184 | 8.32 | 1 | 365 | 9.4748 | 0.066245 | 9 | 0.54106
21203 | 3.9 | 1 | 365 | 4.4413 | 0.9373 | 5 | 0.37862
21220 | 12.48 | 1 | 365 | 14.2122 | 0.59937 | 14 | 0.81159
20767 | 10.4 | 1 | 365 | 11.8435 | 0.83281 | 12 | 0.67633
21281 | 4.68 | 1 | 365 | 5.3296 | 0.72476 | 6 | 0.054347
20786 | 6.24 | 1 | 365 | 7.1061 | 0.29968 | 7 | 0.4058
20904 | 8.32 | 1 | 365 | 9.4748 | 0.066245 | 9 | 0.54106
20827 | 13 | 1 | 365 | 14.8044 | 0.79101 | 15 | 0.59541
22011 | 5.2 | 1 | 365 | 5.9218 | 0.9164 | 6 | 0.83816
22089 | 7.28 | 1 | 365 | 8.2905 | 0.68296 | 8 | 0.97343
22291 | 8.06 | 1 | 365 | 9.1787 | 0.47042 | 9 | 0.64915
22295 | 6.24 | 1 | 365 | 7.1061 | 0.29968 | 7 | 0.4058
19754 | 4.94 | 1 | 365 | 5.6257 | 0.32058 | 5 | 0.94626
20024 | 4.94 | 1 | 365 | 5.6257 | 0.32058 | 5 | 0.94626
19968 | 13.52 | 1 | 365 | 15.3966 | 0.98265 | 16 | 0.37922
20005 | 4.16 | 1 | 365 | 4.7374 | 0.53312 | 5 | 0.27053
17707 | 5.46 | 1 | 365 | 6.2178 | 0.51222 | 6 | 0.73007
20604 | 9.36 | 1 | 365 | 10.6592 | 0.44953 | 11 | 0.10869
20592 | 10.92 | 1 | 365 | 12.4357 | 0.024447 | 12 | 0.46014
24139 | 25 | 1 | 365 | 28.47 | 0.2904 | 28 | 0.7604
24341 | 12.75 | 1 | 365 | 14.5197 | 0.2181 | 14 | 0.7378
24265 | 8.96 | 1 | 365 | 10.2036 | 0.53288 | 10 | 0.73653
24354 | 6.84 | 1 | 365 | 7.7894 | 0.67465 | 8 | 0.46405
24357 | 7 | 1 | 365 | 7.9716 | 0.041312 | 8 | 0.012912
24356 | 5.13 | 1 | 365 | 5.842 | 0.75599 | 6 | 0.59803
24027 | 6.3 | 1 | 365 | 7.1744 | 0.43718 | 7 | 0.61162
24365 | 14.85 | 1 | 365 | 16.9112 | 0.030498 | 16 | 0.94168
24381 | 5.2 | 1 | 365 | 5.9218 | 0.9164 | 6 | 0.83816
24383 | 8.25 | 1 | 365 | 9.3951 | 0.90583 | 10 | 0.30093
18024 | 5.2 | 1 | 365 | 5.9218 | 0.9164 | 6 | 0.83816
7416 | 342.21 | 0.9 | 365 | 350.7379 | 0.79252 | 351 | 0.53039
19280 | 3.9 | 1 | 365 | 4.4413 | 0.9373 | 5 | 0.37862
19295 | 4.16 | 1 | 365 | 4.7374 | 0.53312 | 5 | 0.27053
7381 | 435.54 | 0.9 | 365 | 446.3937 | 0.28139 | 446 | 0.67505
19177 | 7.905 | 1 | 365 | 9.0022 | 0.11522 | 9 | 0.11744
20401 | 4.16 | 1 | 365 | 4.7374 | 0.53312 | 5 | 0.27053
23083 | 7.2 | 1 | 365 | 8.1994 | 0.49964 | 8 | 0.699
21702 | 5.1 | 1 | 365 | 5.8079 | 0.68724 | 6 | 0.49512
19866 | 7.5 | 1 | 365 | 8.541 | 0.18712 | 8 | 0.72812
23516 | 9.075 | 1 | 365 | 10.3346 | 0.79642 | 11 | 0.13103
21151 | 7.5 | 1 | 365 | 8.541 | 0.18712 | 8 | 0.72812
21155 | 8.4 | 1 | 365 | 9.5659 | 0.24957 | 9 | 0.81549
22873 | 20.24 | 1 | 365 | 23.0493 | 0.38231 | 23 | 0.43162
22006 | 9.9 | 1 | 365 | 11.2741 | 0.687 | 11 | 0.96112
22774 | 8.37 | 1 | 365 | 9.5318 | 0.18083 | 9 | 0.71258
19396 | 5.5 | 1 | 365 | 6.2634 | 0.60389 | 6 | 0.86729
21307 | 322.08 | 0.9 | 365 | 330.1062 | 0.27531 | 330 | 0.38155
21391 | 3.5 | 1 | 365 | 3.9858 | 0.020656 | 4 | 0.006456
22273 | 8.55 | 1 | 365 | 9.7367 | 0.59332 | 10 | 0.33006
18337 | 5.98 | 1 | 365 | 6.81 | 0.70386 | 7 | 0.51389
24385 | 4.42 | 1 | 365 | 5.0335 | 0.12894 | 5 | 0.16244
24391 | 10.14 | 1 | 365 | 11.5474 | 0.23699 | 11 | 0.78442
24449 | 5.61 | 1 | 365 | 6.3887 | 0.85597 | 7 | 0.24463
24453 | 6.25 | 1 | 365 | 7.1175 | 0.3226 | 7 | 0.4401
24476 | 7.7 | 1 | 365 | 8.7688 | 0.64544 | 9 | 0.4142
24502 | 8.5 | 1 | 365 | 9.6798 | 0.47874 | 10 | 0.15854
24509 | 8.06 | 1 | 365 | 9.1787 | 0.47042 | 9 | 0.64915
24511 | 11.25 | 1 | 365 | 12.8115 | 0.78068 | 13 | 0.59218
24577 | 7.28 | 1 | 365 | 8.2905 | 0.68296 | 8 | 0.97343
24580 | 3.3 | 1 | 365 | 3.758 | 0.56233 | 4 | 0.32037
24595 | 6.72 | 1 | 365 | 7.6527 | 0.39966 | 8 | 0.052396
24596 | 6.54 | 1 | 365 | 7.4478 | 0.98717 | 8 | 0.43492
24593 | 3.64 | 1 | 365 | 4.1452 | 0.34148 | 4 | 0.48671
24597 | 21.32 | 1 | 365 | 24.2792 | 0.85725 | 25 | 0.13647
24599 | 5.04 | 1 | 365 | 5.7396 | 0.54974 | 6 | 0.2893
24673 | 9.81 | 1 | 365 | 11.1716 | 0.48075 | 11 | 0.65238
25101 | 10.92 | 1 | 365 | 12.4357 | 0.024447 | 12 | 0.46014
25110 | 6.76 | 1 | 365 | 7.6983 | 0.49132 | 8 | 0.18961
25111 | 6.12 | 1 | 365 | 6.9695 | 0.02469 | 6 | 0.99415
25114 | 8.84 | 1 | 365 | 10.067 | 0.25789 | 10 | 0.32488
25113 | 10.14 | 1 | 365 | 11.5474 | 0.23699 | 11 | 0.78442
25115 | 5.1 | 1 | 365 | 5.8079 | 0.68724 | 6 | 0.49512
25117 | 3.99 | 1 | 365 | 4.5438 | 0.14355 | 4 | 0.68736
25119 | 7.2 | 1 | 365 | 8.1994 | 0.49964 | 8 | 0.699
25120 | 5.865 | 1 | 365 | 6.6791 | 0.44033 | 7 | 0.11939
24952 | 9 | 1 | 365 | 10.2492 | 0.62454 | 10 | 0.87374
25039 | 4.68 | 1 | 365 | 5.3296 | 0.72476 | 6 | 0.054347
25024 | 16.5 | 1 | 365 | 18.7902 | 0.81166 | 19 | 0.60186
25137 | 9.72 | 1 | 365 | 11.0691 | 0.27451 | 11 | 0.34364
25142 | 7.02 | 1 | 365 | 7.9944 | 0.087144 | 8 | 0.08152
25029 | 8.925 | 1 | 365 | 10.1638 | 0.45267 | 10 | 0.61646
22111 | 19.98 | 1 | 365 | 22.7532 | 0.78649 | 23 | 0.53971
25201 | 10.35 | 1 | 365 | 11.7866 | 0.71823 | 12 | 0.50481
25203 | 4.83 | 1 | 365 | 5.5004 | 0.068505 | 5 | 0.56891
25109 | 8.28 | 1 | 365 | 9.4293 | 0.97458 | 10 | 0.40384
24691 | 42 | 0.9 | 365 | 43.0466 | 0.62308 | 43 | 0.66972
25273 | 10.8 | 1 | 365 | 12.299 | 0.74945 | 13 | 0.048493
25274 | 10.8 | 1 | 365 | 12.299 | 0.74945 | 13 | 0.048493
25275 | 10.8 | 1 | 365 | 12.299 | 0.74945 | 13 | 0.048493
25276 | 11.34 | 1 | 365 | 12.914 | 0.98693 | 13 | 0.90092
25232 | 3.924 | 1 | 365 | 4.4687 | 0.9923 | 5 | 0.46095
25226 | 8.25 | 1 | 365 | 9.3951 | 0.90583 | 10 | 0.30093
25295 | 3.45 | 1 | 365 | 3.9289 | 0.90608 | 4 | 0.83494
24337 | 10.08 | 1 | 365 | 11.4791 | 0.099489 | 11 | 0.57859
25315 | 6.25 | 1 | 365 | 7.1175 | 0.3226 | 7 | 0.4401
25062 | 36.68 | 0.9 | 365 | 37.5941 | 0.65083 | 38 | 0.24489
25280 | 9.8 | 1 | 365 | 11.1602 | 0.45784 | 11 | 0.61808
25059 | 24.84 | 1 | 365 | 28.2878 | 0.92374 | 29 | 0.21153
25324 | 14.715 | 1 | 365 | 16.7574 | 0.72113 | 17 | 0.47857
25328 | 9.81 | 1 | 365 | 11.1716 | 0.48075 | 11 | 0.65238
25064 | 12.69 | 1 | 365 | 14.4514 | 0.080607 | 14 | 0.53198
25065 | 27 | 0.9 | 365 | 27.6728 | 0.68627 | 28 | 0.35911
25355 | 5.4 | 1 | 365 | 6.1495 | 0.37473 | 6 | 0.52425
25356 | 6.72 | 1 | 365 | 7.6527 | 0.39966 | 8 | 0.052396
24690 | 3.57 | 1 | 365 | 4.0655 | 0.18107 | 4 | 0.24659
25360 | 7.8 | 1 | 365 | 8.8826 | 0.8746 | 9 | 0.75724
25367 | 4.16 | 1 | 365 | 4.7374 | 0.53312 | 5 | 0.27053
25383 | 11.97 | 1 | 365 | 13.6314 | 0.43064 | 14 | 0.06208
25385 | 5.886 | 1 | 365 | 6.703 | 0.48845 | 7 | 0.19143
25209 | 29.64 | 0.9 | 365 | 30.3786 | 0.13115 | 30 | 0.50978
25402 | 3.924 | 1 | 365 | 4.4687 | 0.9923 | 5 | 0.46095
25403 | 5.2 | 1 | 365 | 5.9218 | 0.9164 | 6 | 0.83816
25404 | 7.2 | 1 | 365 | 8.1994 | 0.49964 | 8 | 0.699
25405 | 9.18 | 1 | 365 | 10.4542 | 0.037035 | 10 | 0.49122
25406 | 3.6 | 1 | 365 | 4.0997 | 0.24982 | 4 | 0.3495
25407 | 5.72 | 1 | 365 | 6.5139 | 0.10804 | 6 | 0.62198
25408 | 3.64 | 1 | 365 | 4.1452 | 0.34148 | 4 | 0.48671
25409 | 7.65 | 1 | 365 | 8.7118 | 0.53086 | 9 | 0.24268
25412 | 3.315 | 1 | 365 | 3.7751 | 0.59671 | 4 | 0.37183
25410 | 4.8 | 1 | 365 | 5.4662 | 0.99976 | 6 | 0.466
25413 | 4.48 | 1 | 365 | 5.1018 | 0.26644 | 5 | 0.36826
25414 | 7.935 | 1 | 365 | 9.0364 | 0.18397 | 9 | 0.22035
25416 | 7.2 | 1 | 365 | 8.1994 | 0.49964 | 8 | 0.699
25415 | 5.46 | 1 | 365 | 6.2178 | 0.51222 | 6 | 0.73007
25420 | 8.375 | 1 | 365 | 9.5374 | 0.19228 | 9 | 0.72973
24940 | 6.5 | 1 | 365 | 7.4022 | 0.8955 | 8 | 0.2977
25298 | 7.848 | 1 | 365 | 8.9373 | 0.9846 | 9 | 0.9219
25081 | 7.5 | 1 | 365 | 8.541 | 0.18712 | 8 | 0.72812
25444 | 4.08 | 1 | 365 | 4.6463 | 0.34979 | 4 | 0.9961
25449 | 5.4 | 1 | 365 | 6.1495 | 0.37473 | 6 | 0.52425
18835 | 5.72 | 1 | 365 | 6.5139 | 0.10804 | 6 | 0.62198
25456 | 6.12 | 1 | 365 | 6.9695 | 0.02469 | 6 | 0.99415
25460 | 7.194 | 1 | 365 | 8.1925 | 0.48589 | 8 | 0.67841
25392 | 6.16 | 1 | 365 | 7.015 | 0.11635 | 7 | 0.13136
25487 | 4.5 | 1 | 365 | 5.1246 | 0.31227 | 5 | 0.43687
25447 | 7.395 | 1 | 365 | 8.4214 | 0.9465 | 9 | 0.36793
25540 | 9.18 | 1 | 365 | 10.4542 | 0.037035 | 10 | 0.49122
25546 | 8.502 | 1 | 365 | 9.6821 | 0.48332 | 10 | 0.1654
25548 | 8.54 | 1 | 365 | 9.7254 | 0.5704 | 10 | 0.29575
25549 | 12.2 | 1 | 365 | 13.8934 | 0.95772 | 14 | 0.85108
25552 | 5.6 | 1 | 365 | 6.3773 | 0.83305 | 7 | 0.21033
25559 | 7.14 | 1 | 365 | 8.131 | 0.36214 | 8 | 0.49317
25562 | 5.2 | 1 | 365 | 5.9218 | 0.9164 | 6 | 0.83816
25561 | 10.175 | 1 | 365 | 11.5873 | 0.31719 | 11 | 0.90448
25563 | 5.4 | 1 | 365 | 6.1495 | 0.37473 | 6 | 0.52425
25565 | 7.2 | 1 | 365 | 8.1994 | 0.49964 | 8 | 0.699
25566 | 7.165 | 1 | 365 | 8.1595 | 0.41943 | 8 | 0.57893
25866 | 3.06 | 1 | 365 | 3.4847 | 0.012345 | 3 | 0.49707
25867 | 6.63 | 1 | 365 | 7.5502 | 0.19341 | 7 | 0.74366
25868 | 5.4 | 1 | 365 | 6.1495 | 0.37473 | 6 | 0.52425
25869 | 3.825 | 1 | 365 | 4.3559 | 0.76543 | 5 | 0.12134
25870 | 3.64 | 1 | 365 | 4.1452 | 0.34148 | 4 | 0.48671
25871 | 9.36 | 1 | 365 | 10.6592 | 0.44953 | 11 | 0.10869
25872 | 6 | 1 | 365 | 6.8328 | 0.7497 | 7 | 0.5825
25873 | 3.3 | 1 | 365 | 3.758 | 0.56233 | 4 | 0.32037
25874 | 8.4 | 1 | 365 | 9.5659 | 0.24957 | 9 | 0.81549
25881 | 3.6 | 1 | 365 | 4.0997 | 0.24982 | 4 | 0.3495
25875 | 11.44 | 1 | 365 | 13.0279 | 0.21609 | 13 | 0.24396
25883 | 7.65 | 1 | 365 | 8.7118 | 0.53086 | 9 | 0.24268
25884 | 7.395 | 1 | 365 | 8.4214 | 0.9465 | 9 | 0.36793
25893 | 5.98 | 1 | 365 | 6.81 | 0.70386 | 7 | 0.51389
25906 | 4.8 | 1 | 365 | 5.4662 | 0.99976 | 6 | 0.466
25909 | 6.12 | 1 | 365 | 6.9695 | 0.02469 | 6 | 0.99415
25920 | 5.72 | 1 | 365 | 6.5139 | 0.10804 | 6 | 0.62198
25922 | 5.98 | 1 | 365 | 6.81 | 0.70386 | 7 | 0.51389
25923 | 6.24 | 1 | 365 | 7.1061 | 0.29968 | 7 | 0.4058
25925 | 4.08 | 1 | 365 | 4.6463 | 0.34979 | 4 | 0.9961
25926 | 5.1 | 1 | 365 | 5.8079 | 0.68724 | 6 | 0.49512
25928 | 6.365 | 1 | 365 | 7.2485 | 0.58614 | 7 | 0.8346
25908 | 9.36 | 1 | 365 | 10.6592 | 0.44953 | 11 | 0.10869
25930 | 3.825 | 1 | 365 | 4.3559 | 0.76543 | 5 | 0.12134
25931 | 7.2 | 1 | 365 | 8.1994 | 0.49964 | 8 | 0.699
25974 | 4.59 | 1 | 365 | 5.2271 | 0.51852 | 5 | 0.74561
25945 | 7.28 | 1 | 365 | 8.2905 | 0.68296 | 8 | 0.97343
25978 | 5.46 | 1 | 365 | 6.2178 | 0.51222 | 6 | 0.73007
25979 | 5.72 | 1 | 365 | 6.5139 | 0.10804 | 6 | 0.62198
26004 | 7.28 | 1 | 365 | 8.2905 | 0.68296 | 8 | 0.97343
26005 | 8.58 | 1 | 365 | 9.7709 | 0.66207 | 10 | 0.43297
26009 | 5.2 | 1 | 365 | 5.9218 | 0.9164 | 6 | 0.83816
26024 | 7.905 | 1 | 365 | 9.0022 | 0.11522 | 9 | 0.11744
26022 | 8.925 | 1 | 365 | 10.1638 | 0.45267 | 10 | 0.61646
26026 | 4.59 | 1 | 365 | 5.2271 | 0.51852 | 5 | 0.74561
26025 | 6.9 | 1 | 365 | 7.8577 | 0.81215 | 8 | 0.66987
26027 | 5.1 | 1 | 365 | 5.8079 | 0.68724 | 6 | 0.49512
25701 | 7.28 | 1 | 365 | 8.2905 | 0.68296 | 8 | 0.97343
26050 | 9.9 | 1 | 365 | 11.2741 | 0.687 | 11 | 0.96112
25574 | 14.3 | 1 | 365 | 16.2848 | 0.77011 | 17 | 0.054949
26052 | 5.559 | 1 | 365 | 6.3306 | 0.73909 | 7 | 0.069683
26055 | 6 | 1 | 365 | 6.8328 | 0.7497 | 7 | 0.5825
25797 | 4 | 1 | 365 | 4.5552 | 0.16646 | 4 | 0.72166
25689 | 5.865 | 1 | 365 | 6.6791 | 0.44033 | 7 | 0.11939
25799 | 6 | 1 | 365 | 6.8328 | 0.7497 | 7 | 0.5825
26059 | 10 | 1 | 365 | 11.388 | 0.91616 | 12 | 0.30416
26094 | 8.32 | 1 | 365 | 9.4748 | 0.066245 | 9 | 0.54106
26111 | 5.64 | 1 | 365 | 6.4228 | 0.92471 | 7 | 0.34755
26113 | 8.58 | 1 | 365 | 9.7709 | 0.66207 | 10 | 0.43297
26116 | 3.9 | 1 | 365 | 4.4413 | 0.9373 | 5 | 0.37862
26118 | 5.2 | 1 | 365 | 5.9218 | 0.9164 | 6 | 0.83816
26115 | 7.54 | 1 | 365 | 8.5866 | 0.27878 | 8 | 0.86534
26122 | 6.5 | 1 | 365 | 7.4022 | 0.8955 | 8 | 0.2977
26121 | 10.4 | 1 | 365 | 11.8435 | 0.83281 | 12 | 0.67633
26123 | 4.68 | 1 | 365 | 5.3296 | 0.72476 | 6 | 0.054347
26125 | 8.32 | 1 | 365 | 9.4748 | 0.066245 | 9 | 0.54106
26126 | 7.02 | 1 | 365 | 7.9944 | 0.087144 | 8 | 0.08152
26127 | 8.32 | 1 | 365 | 9.4748 | 0.066245 | 9 | 0.54106
26128 | 9.88 | 1 | 365 | 11.2513 | 0.64117 | 11 | 0.89251
26129 | 10.8 | 1 | 365 | 12.299 | 0.74945 | 13 | 0.048493
26130 | 2.34 | 1 | 365 | 2.6648 | 0.36238 | 3 | 0.027173
26131 | 4.32 | 1 | 365 | 4.9196 | 0.89978 | 5 | 0.8194
26132 | 3.64 | 1 | 365 | 4.1452 | 0.34148 | 4 | 0.48671
26133 | 6.24 | 1 | 365 | 7.1061 | 0.29968 | 7 | 0.4058
26138 | 4.68 | 1 | 365 | 5.3296 | 0.72476 | 6 | 0.054347
26135 | 7.28 | 1 | 365 | 8.2905 | 0.68296 | 8 | 0.97343
26139 | 3.12 | 1 | 365 | 3.5531 | 0.14984 | 3 | 0.7029
26142 | 5.2 | 1 | 365 | 5.9218 | 0.9164 | 6 | 0.83816
26145 | 2.6 | 1 | 365 | 2.9609 | 0.9582 | 3 | 0.91908
26147 | 8.06 | 1 | 365 | 9.1787 | 0.47042 | 9 | 0.64915
26149 | 4.42 | 1 | 365 | 5.0335 | 0.12894 | 5 | 0.16244
26150 | 4.68 | 1 | 365 | 5.3296 | 0.72476 | 6 | 0.054347
26151 | 6.5 | 1 | 365 | 7.4022 | 0.8955 | 8 | 0.2977
26177 | 7.54 | 1 | 365 | 8.5866 | 0.27878 | 8 | 0.86534
26181 | 4.16 | 1 | 365 | 4.7374 | 0.53312 | 5 | 0.27053
26185 | 4.16 | 1 | 365 | 4.7374 | 0.53312 | 5 | 0.27053
26188 | 10.4 | 1 | 365 | 11.8435 | 0.83281 | 12 | 0.67633
26186 | 7.54 | 1 | 365 | 8.5866 | 0.27878 | 8 | 0.86534
26191 | 4.42 | 1 | 365 | 5.0335 | 0.12894 | 5 | 0.16244
26193 | 9.36 | 1 | 365 | 10.6592 | 0.44953 | 11 | 0.10869
26197 | 9.36 | 1 | 365 | 10.6592 | 0.44953 | 11 | 0.10869
26194 | 9.1 | 1 | 365 | 10.3631 | 0.85371 | 11 | 0.21679
26196 | 5.98 | 1 | 365 | 6.81 | 0.70386 | 7 | 0.51389
26199 | 4.42 | 1 | 365 | 5.0335 | 0.12894 | 5 | 0.16244
26198 | 10.4 | 1 | 365 | 11.8435 | 0.83281 | 12 | 0.67633
26201 | 4.16 | 1 | 365 | 4.7374 | 0.53312 | 5 | 0.27053
26202 | 10.92 | 1 | 365 | 12.4357 | 0.024447 | 12 | 0.46014
26205 | 7.54 | 1 | 365 | 8.5866 | 0.27878 | 8 | 0.86534
26209 | 4.42 | 1 | 365 | 5.0335 | 0.12894 | 5 | 0.16244
26213 | 9.88 | 1 | 365 | 11.2513 | 0.64117 | 11 | 0.89251
26216 | 8.84 | 1 | 365 | 10.067 | 0.25789 | 10 | 0.32488
26225 | 5.2 | 1 | 365 | 5.9218 | 0.9164 | 6 | 0.83816
26229 | 9.36 | 1 | 365 | 10.6592 | 0.44953 | 11 | 0.10869
24223 | 5.1 | 1 | 365 | 5.8079 | 0.68724 | 6 | 0.49512
24686 | 7.7 | 1 | 365 | 8.7688 | 0.64544 | 9 | 0.4142
24841 | 6.44 | 1 | 365 | 7.3339 | 0.75801 | 8 | 0.091879
25818 | 4.16 | 1 | 365 | 4.7374 | 0.53312 | 5 | 0.27053
21879 | 343.2 | 1 | 365 | 390.8362 | 0.48261 | 391 | 0.31877
26316 | 29.103 | 0.9 | 365 | 29.8282 | 0.02361 | 29 | 0.85186
26518 | 4.335 | 1 | 365 | 4.9367 | 0.93416 | 5 | 0.87085
26509 | 3.825 | 1 | 365 | 4.3559 | 0.76543 | 5 | 0.12134
26525 | 8.67 | 1 | 365 | 9.8734 | 0.86831 | 10 | 0.74171
26527 | 14.025 | 1 | 365 | 15.9717 | 0.13991 | 16 | 0.11158
26478 | 7.28 | 1 | 365 | 8.2905 | 0.68296 | 8 | 0.97343
26495 | 8.58 | 1 | 365 | 9.7709 | 0.66207 | 10 | 0.43297
26508 | 4.335 | 1 | 365 | 4.9367 | 0.93416 | 5 | 0.87085
26522 | 7.28 | 1 | 365 | 8.2905 | 0.68296 | 8 | 0.97343
26531 | 4.845 | 1 | 365 | 5.5175 | 0.10288 | 5 | 0.62037
26532 | 3.315 | 1 | 365 | 3.7751 | 0.59671 | 4 | 0.37183
26540 | 11.18 | 1 | 365 | 12.7318 | 0.62027 | 13 | 0.35205
26544 | 5.72 | 1 | 365 | 6.5139 | 0.10804 | 6 | 0.62198
26560 | 5.2 | 1 | 365 | 5.9218 | 0.9164 | 6 | 0.83816
26556 | 7.14 | 1 | 365 | 8.131 | 0.36214 | 8 | 0.49317
26564 | 4.32 | 1 | 365 | 4.9196 | 0.89978 | 5 | 0.8194
26571 | 7.02 | 1 | 365 | 7.9944 | 0.087144 | 8 | 0.08152
26570 | 7.54 | 1 | 365 | 8.5866 | 0.27878 | 8 | 0.86534
26576 | 7.905 | 1 | 365 | 9.0022 | 0.11522 | 9 | 0.11744
26579 | 10.92 | 1 | 365 | 12.4357 | 0.024447 | 12 | 0.46014
26582 | 9.1 | 1 | 365 | 10.3631 | 0.85371 | 11 | 0.21679
26584 | 11.18 | 1 | 365 | 12.7318 | 0.62027 | 13 | 0.35205
26590 | 6.24 | 1 | 365 | 7.1061 | 0.29968 | 7 | 0.4058
26595 | 4.42 | 1 | 365 | 5.0335 | 0.12894 | 5 | 0.16244
26596 | 8.58 | 1 | 365 | 9.7709 | 0.66207 | 10 | 0.43297
26602 | 9.62 | 1 | 365 | 10.9553 | 0.045346 | 11 | 0.00060192
26603 | 5.1 | 1 | 365 | 5.8079 | 0.68724 | 6 | 0.49512
26606 | 9.945 | 1 | 365 | 11.3254 | 0.79012 | 12 | 0.11549
26610 | 5.865 | 1 | 365 | 6.6791 | 0.44033 | 7 | 0.11939
26613 | 9.62 | 1 | 365 | 10.9553 | 0.045346 | 11 | 0.00060192
26618 | 6.12 | 1 | 365 | 6.9695 | 0.02469 | 6 | 0.99415
12973 | 5.13 | 1 | 365 | 5.842 | 0.75599 | 6 | 0.59803
26620 | 6.12 | 1 | 365 | 6.9695 | 0.02469 | 6 | 0.99415
26622 | 6.76 | 1 | 365 | 7.6983 | 0.49132 | 8 | 0.18961
26623 | 5.46 | 1 | 365 | 6.2178 | 0.51222 | 6 | 0.73007
26626 | 5.72 | 1 | 365 | 6.5139 | 0.10804 | 6 | 0.62198
26631 | 3.825 | 1 | 365 | 4.3559 | 0.76543 | 5 | 0.12134
26633 | 7.395 | 1 | 365 | 8.4214 | 0.9465 | 9 | 0.36793
26637 | 7.28 | 1 | 365 | 8.2905 | 0.68296 | 8 | 0.97343
26639 | 7.02 | 1 | 365 | 7.9944 | 0.087144 | 8 | 0.08152
26643 | 5.61 | 1 | 365 | 6.3887 | 0.85597 | 7 | 0.24463
26645 | 5.886 | 1 | 365 | 6.703 | 0.48845 | 7 | 0.19143
26646 | 14.79 | 1 | 365 | 16.8429 | 0.893 | 17 | 0.73585
26647 | 7.14 | 1 | 365 | 8.131 | 0.36214 | 8 | 0.49317
26648 | 4.2 | 1 | 365 | 4.783 | 0.62479 | 5 | 0.40775
26649 | 12.075 | 1 | 365 | 13.751 | 0.67126 | 14 | 0.42227
26651 | 5.2 | 1 | 365 | 5.9218 | 0.9164 | 6 | 0.83816
26652 | 5.98 | 1 | 365 | 6.81 | 0.70386 | 7 | 0.51389
26654 | 8.84 | 1 | 365 | 10.067 | 0.25789 | 10 | 0.32488
26655 | 7.28 | 1 | 365 | 8.2905 | 0.68296 | 8 | 0.97343
26657 | 6.16 | 1 | 365 | 7.015 | 0.11635 | 7 | 0.13136
26591 | 5.2 | 1 | 365 | 5.9218 | 0.9164 | 6 | 0.83816
17472 | 6.48 | 1 | 365 | 7.3794 | 0.84967 | 8 | 0.2291
26760 | 0.27 | 1 | 365 | 0.30748 | 0.61874 | 0 | 0.92621
26616 | 9.18 | 1 | 365 | 10.4542 | 0.037035 | 10 | 0.49122
24983 | 9.15 | 1 | 365 | 10.42 | 0.96829 | 11 | 0.38831
15394 | 9.945 | 1 | 365 | 11.3254 | 0.79012 | 12 | 0.11549
26567 | 6.375 | 1 | 365 | 7.2599 | 0.60905 | 7 | 0.8689
26430 | 7.8 | 1 | 365 | 8.8826 | 0.8746 | 9 | 0.75724
26311 | 10.92 | 1 | 365 | 12.4357 | 0.024447 | 12 | 0.46014
22658 | 649.04 | 0.8 | 365 | 591.3014 | 0.88036 | 592 | 0.18176
19056 | 4.578 | 1 | 365 | 5.2134 | 0.49102 | 5 | 0.70444
20081 | 8.1 | 1 | 365 | 9.2243 | 0.56209 | 9 | 0.78637
21764 | 10.71 | 1 | 365 | 12.1965 | 0.54321 | 12 | 0.73976
26073 | 17.64 | 1 | 365 | 20.0884 | 0.42411 | 20 | 0.51254
26545 | 4.08 | 1 | 365 | 4.6463 | 0.34979 | 4 | 0.9961
26585 | 6 | 1 | 365 | 6.8328 | 0.7497 | 7 | 0.5825
26589 | 6 | 1 | 365 | 6.8328 | 0.7497 | 7 | 0.5825
26580 | 5.1 | 1 | 365 | 5.8079 | 0.68724 | 6 | 0.49512
26601 | 11.66 | 1 | 365 | 13.2784 | 0.72024 | 13 | 0.99865
26604 | 9 | 1 | 365 | 10.2492 | 0.62454 | 10 | 0.87374
26594 | 6.12 | 1 | 365 | 6.9695 | 0.02469 | 6 | 0.99415
26546 | 4.08 | 1 | 365 | 4.6463 | 0.34979 | 4 | 0.9961
26563 | 7.65 | 1 | 365 | 8.7118 | 0.53086 | 9 | 0.24268
26505 | 8.33 | 1 | 365 | 9.4862 | 0.089161 | 9 | 0.57537
26475 | 6.13 | 1 | 365 | 6.9808 | 0.047606 | 7 | 0.02845
26483 | 5.1 | 1 | 365 | 5.8079 | 0.68724 | 6 | 0.49512
26462 | 3.675 | 1 | 365 | 4.1851 | 0.42169 | 4 | 0.60678
26467 | 10.2 | 1 | 365 | 11.6158 | 0.37448 | 11 | 0.99024
26371 | 4.9 | 1 | 365 | 5.5801 | 0.22892 | 5 | 0.80904
26360 | 8.085 | 1 | 365 | 9.2072 | 0.52772 | 9 | 0.73491
26520 | 10.045 | 1 | 365 | 11.4392 | 0.019283 | 11 | 0.45853
26558 | 7.65 | 1 | 365 | 8.7118 | 0.53086 | 9 | 0.24268
26599 | 7.65 | 1 | 365 | 8.7118 | 0.53086 | 9 | 0.24268
20710 | 5.7 | 1 | 365 | 6.4912 | 0.062211 | 6 | 0.55337
20700 | 7.98 | 1 | 365 | 9.0876 | 0.2871 | 9 | 0.37472
16103 | 3.47 | 1 | 365 | 3.9516 | 0.95191 | 4 | 0.90354
158 | 947.705 | 0.7 | 365 | 755.4725 | 0.24316 | 755 | 0.71568
24984 | 7.194 | 1 | 365 | 8.1925 | 0.48589 | 8 | 0.67841
24989 | 1.22 | 1 | 365 | 1.3893 | 0.79577 | 2 | 0.18511
24992 | 5.13 | 1 | 365 | 5.842 | 0.75599 | 6 | 0.59803
24994 | 5.4 | 1 | 365 | 6.1495 | 0.37473 | 6 | 0.52425
24996 | 8.58 | 1 | 365 | 9.7709 | 0.66207 | 10 | 0.43297
24997 | 3.06 | 1 | 365 | 3.4847 | 0.012345 | 3 | 0.49707
24999 | 7.98 | 1 | 365 | 9.0876 | 0.2871 | 9 | 0.37472
25002 | 8.55 | 1 | 365 | 9.7367 | 0.59332 | 10 | 0.33006
24374 | 5.98 | 1 | 365 | 6.81 | 0.70386 | 7 | 0.51389
25033 | 11.44 | 1 | 365 | 13.0279 | 0.21609 | 13 | 0.24396
25034 | 9.62 | 1 | 365 | 10.9553 | 0.045346 | 11 | 0.00060192
24931 | 37.8 | 0.9 | 365 | 38.742 | 0.96078 | 39 | 0.70275
25063 | 6.5 | 1 | 365 | 7.4022 | 0.8955 | 8 | 0.2977
25069 | 3.9 | 1 | 365 | 4.4413 | 0.9373 | 5 | 0.37862
25072 | 7.02 | 1 | 365 | 7.9944 | 0.087144 | 8 | 0.08152
25073 | 4.24 | 1 | 365 | 4.8285 | 0.71645 | 5 | 0.54496
25076 | 7.02 | 1 | 365 | 7.9944 | 0.087144 | 8 | 0.08152
22155 | 4.59 | 1 | 365 | 5.2271 | 0.51852 | 5 | 0.74561
25080 | 10.335 | 1 | 365 | 11.7695 | 0.68385 | 12 | 0.45335
25082 | 9.6 | 1 | 365 | 10.9325 | 0.99951 | 11 | 0.93199
25084 | 3.64 | 1 | 365 | 4.1452 | 0.34148 | 4 | 0.48671
25086 | 6.24 | 1 | 365 | 7.1061 | 0.29968 | 7 | 0.4058
25088 | 8.25 | 1 | 365 | 9.3951 | 0.90583 | 10 | 0.30093
25087 | 7.54 | 1 | 365 | 8.5866 | 0.27878 | 8 | 0.86534
25090 | 7.14 | 1 | 365 | 8.131 | 0.36214 | 8 | 0.49317
25091 | 14.04 | 1 | 365 | 15.9888 | 0.17429 | 16 | 0.16304
25097 | 8.96 | 1 | 365 | 10.2036 | 0.53288 | 10 | 0.73653
25099 | 8.28 | 1 | 365 | 9.4293 | 0.97458 | 10 | 0.40384
24843 | 4.68 | 1 | 365 | 5.3296 | 0.72476 | 6 | 0.054347
24844 | 5.1 | 1 | 365 | 5.8079 | 0.68724 | 6 | 0.49512
24845 | 4.59 | 1 | 365 | 5.2271 | 0.51852 | 5 | 0.74561
24638 | 4.68 | 1 | 365 | 5.3296 | 0.72476 | 6 | 0.054347
21152 | 6.3 | 1 | 365 | 7.1744 | 0.43718 | 7 | 0.61162
24878 | 5.98 | 1 | 365 | 6.81 | 0.70386 | 7 | 0.51389
24880 | 5.61 | 1 | 365 | 6.3887 | 0.85597 | 7 | 0.24463
24884 | 5.7 | 1 | 365 | 6.4912 | 0.062211 | 6 | 0.55337
24889 | 7.8 | 1 | 365 | 8.8826 | 0.8746 | 9 | 0.75724
24891 | 7.65 | 1 | 365 | 8.7118 | 0.53086 | 9 | 0.24268
24893 | 3.12 | 1 | 365 | 3.5531 | 0.14984 | 3 | 0.7029
24909 | 6.76 | 1 | 365 | 7.6983 | 0.49132 | 8 | 0.18961
24938 | 5.25 | 1 | 365 | 5.9787 | 0.030984 | 6 | 0.009684
24949 | 11.34 | 1 | 365 | 12.914 | 0.98693 | 13 | 0.90092
20801 | 8.84 | 1 | 365 | 10.067 | 0.25789 | 10 | 0.32488
24975 | 3.315 | 1 | 365 | 3.7751 | 0.59671 | 4 | 0.37183
24976 | 5.6 | 1 | 365 | 6.3773 | 0.83305 | 7 | 0.21033
25965 | 4.16 | 1 | 365 | 4.7374 | 0.53312 | 5 | 0.27053
25966 | 4.16 | 1 | 365 | 4.7374 | 0.53312 | 5 | 0.27053
25970 | 4.94 | 1 | 365 | 5.6257 | 0.32058 | 5 | 0.94626
25968 | 8.84 | 1 | 365 | 10.067 | 0.25789 | 10 | 0.32488
25969 | 6.24 | 1 | 365 | 7.1061 | 0.29968 | 7 | 0.4058
25981 | 2.34 | 1 | 365 | 2.6648 | 0.36238 | 3 | 0.027173
25973 | 4.94 | 1 | 365 | 5.6257 | 0.32058 | 5 | 0.94626
25983 | 13.26 | 1 | 365 | 15.1005 | 0.38683 | 15 | 0.48732
25982 | 5.2 | 1 | 365 | 5.9218 | 0.9164 | 6 | 0.83816
25980 | 5.72 | 1 | 365 | 6.5139 | 0.10804 | 6 | 0.62198
25989 | 8.84 | 1 | 365 | 10.067 | 0.25789 | 10 | 0.32488
25987 | 6.76 | 1 | 365 | 7.6983 | 0.49132 | 8 | 0.18961
25988 | 3.12 | 1 | 365 | 3.5531 | 0.14984 | 3 | 0.7029
25991 | 3.9 | 1 | 365 | 4.4413 | 0.9373 | 5 | 0.37862
25985 | 3.38 | 1 | 365 | 3.8491 | 0.74566 | 4 | 0.59481
25992 | 4.68 | 1 | 365 | 5.3296 | 0.72476 | 6 | 0.054347
25993 | 6.76 | 1 | 365 | 7.6983 | 0.49132 | 8 | 0.18961
25994 | 9.62 | 1 | 365 | 10.9553 | 0.045346 | 11 | 0.00060192
25996 | 10.14 | 1 | 365 | 11.5474 | 0.23699 | 11 | 0.78442
25997 | 7.54 | 1 | 365 | 8.5866 | 0.27878 | 8 | 0.86534
25998 | 12.22 | 1 | 365 | 13.9161 | 0.0035475 | 13 | 0.91968
26000 | 13.78 | 1 | 365 | 15.6927 | 0.57847 | 16 | 0.27113
26001 | 3.06 | 1 | 365 | 3.4847 | 0.012345 | 3 | 0.49707
26032 | 4.94 | 1 | 365 | 5.6257 | 0.32058 | 5 | 0.94626
26003 | 5.2 | 1 | 365 | 5.9218 | 0.9164 | 6 | 0.83816
25668 | 8 | 1 | 365 | 9.1104 | 0.33293 | 9 | 0.44333
25671 | 8.91 | 1 | 365 | 10.1467 | 0.4183 | 10 | 0.56501
25673 | 8.5 | 1 | 365 | 9.6798 | 0.47874 | 10 | 0.15854
25677 | 9.45 | 1 | 365 | 10.7617 | 0.65577 | 11 | 0.41743
25680 | 5.4 | 1 | 365 | 6.1495 | 0.37473 | 6 | 0.52425
25783 | 6.75 | 1 | 365 | 7.6869 | 0.46841 | 8 | 0.15531
25817 | 8.16 | 1 | 365 | 9.2926 | 0.69959 | 9 | 0.99219
25819 | 5.04 | 1 | 365 | 5.7396 | 0.54974 | 6 | 0.2893
25821 | 5.232 | 1 | 365 | 5.9582 | 0.98973 | 6 | 0.94794
25822 | 3.06 | 1 | 365 | 3.4847 | 0.012345 | 3 | 0.49707
25823 | 4.16 | 1 | 365 | 4.7374 | 0.53312 | 5 | 0.27053
25824 | 4.68 | 1 | 365 | 5.3296 | 0.72476 | 6 | 0.054347
25827 | 4.08 | 1 | 365 | 4.6463 | 0.34979 | 4 | 0.9961
25828 | 3 | 1 | 365 | 3.4164 | 0.87485 | 4 | 0.29125
25833 | 10.45 | 1 | 365 | 11.9005 | 0.94739 | 12 | 0.84785
25855 | 18.76 | 1 | 365 | 21.3639 | 0.99072 | 22 | 0.3546
25860 | 8.1 | 1 | 365 | 9.2243 | 0.56209 | 9 | 0.78637
25861 | 6.63 | 1 | 365 | 7.5502 | 0.19341 | 7 | 0.74366
25862 | 3.6 | 1 | 365 | 4.0997 | 0.24982 | 4 | 0.3495
25863 | 5.7 | 1 | 365 | 6.4912 | 0.062211 | 6 | 0.55337
25864 | 5.865 | 1 | 365 | 6.6791 | 0.44033 | 7 | 0.11939
26501 | 5.232 | 1 | 365 | 5.9582 | 0.98973 | 6 | 0.94794
24693 | 8.96 | 1 | 365 | 10.2036 | 0.53288 | 10 | 0.73653
25139 | 7.02 | 1 | 365 | 7.9944 | 0.087144 | 8 | 0.08152
26429 | 8.06 | 1 | 365 | 9.1787 | 0.47042 | 9 | 0.64915
25688 | 10.8 | 1 | 365 | 12.299 | 0.74945 | 13 | 0.048493
25687 | 9.69 | 1 | 365 | 11.035 | 0.20576 | 11 | 0.24073
25685 | 5.4 | 1 | 365 | 6.1495 | 0.37473 | 6 | 0.52425
25684 | 9.72 | 1 | 365 | 11.0691 | 0.27451 | 11 | 0.34364
24682 | 5.72 | 1 | 365 | 6.5139 | 0.10804 | 6 | 0.62198
26437 | 7.65 | 1 | 365 | 8.7118 | 0.53086 | 9 | 0.24268
26322 | 4.42 | 1 | 365 | 5.0335 | 0.12894 | 5 | 0.16244
26326 | 12.74 | 1 | 365 | 14.5083 | 0.19519 | 14 | 0.7035
26327 | 6.76 | 1 | 365 | 7.6983 | 0.49132 | 8 | 0.18961
26331 | 6.375 | 1 | 365 | 7.2599 | 0.60905 | 7 | 0.8689
26332 | 8.06 | 1 | 365 | 9.1787 | 0.47042 | 9 | 0.64915
26334 | 5.2 | 1 | 365 | 5.9218 | 0.9164 | 6 | 0.83816
26335 | 7.14 | 1 | 365 | 8.131 | 0.36214 | 8 | 0.49317
26336 | 3.825 | 1 | 365 | 4.3559 | 0.76543 | 5 | 0.12134
26337 | 4.845 | 1 | 365 | 5.5175 | 0.10288 | 5 | 0.62037
26354 | 8.5 | 1 | 365 | 9.6798 | 0.47874 | 10 | 0.15854
26419 | 3.825 | 1 | 365 | 4.3559 | 0.76543 | 5 | 0.12134
26423 | 5.1 | 1 | 365 | 5.8079 | 0.68724 | 6 | 0.49512
26432 | 2.6 | 1 | 365 | 2.9609 | 0.9582 | 3 | 0.91908
26436 | 3.9 | 1 | 365 | 4.4413 | 0.9373 | 5 | 0.37862
26441 | 7.28 | 1 | 365 | 8.2905 | 0.68296 | 8 | 0.97343
26460 | 6.12 | 1 | 365 | 6.9695 | 0.02469 | 6 | 0.99415
26445 | 4.845 | 1 | 365 | 5.5175 | 0.10288 | 5 | 0.62037
26062 | 8.5 | 1 | 365 | 9.6798 | 0.47874 | 10 | 0.15854
26286 | 17 | 1 | 365 | 19.3596 | 0.95747 | 20 | 0.31707
26299 | 6.12 | 1 | 365 | 6.9695 | 0.02469 | 6 | 0.99415
26471 | 6.885 | 1 | 365 | 7.8406 | 0.77778 | 8 | 0.61841
26466 | 5.1 | 1 | 365 | 5.8079 | 0.68724 | 6 | 0.49512
26435 | 7.905 | 1 | 365 | 9.0022 | 0.11522 | 9 | 0.11744
26442 | 3.38 | 1 | 365 | 3.8491 | 0.74566 | 4 | 0.59481
26446 | 12.48 | 1 | 365 | 14.2122 | 0.59937 | 14 | 0.81159
26444 | 7.02 | 1 | 365 | 7.9944 | 0.087144 | 8 | 0.08152
26449 | 3.12 | 1 | 365 | 3.5531 | 0.14984 | 3 | 0.7029
26450 | 6.5 | 1 | 365 | 7.4022 | 0.8955 | 8 | 0.2977
26455 | 4.59 | 1 | 365 | 5.2271 | 0.51852 | 5 | 0.74561
26456 | 8.16 | 1 | 365 | 9.2926 | 0.69959 | 9 | 0.99219
26464 | 3.9 | 1 | 365 | 4.4413 | 0.9373 | 5 | 0.37862
26470 | 6.885 | 1 | 365 | 7.8406 | 0.77778 | 8 | 0.61841
26474 | 3.64 | 1 | 365 | 4.1452 | 0.34148 | 4 | 0.48671
26477 | 6.44 | 1 | 365 | 7.3339 | 0.75801 | 8 | 0.091879
26488 | 7.56 | 1 | 365 | 8.6093 | 0.32462 | 8 | 0.93394
26489 | 7.8 | 1 | 365 | 8.8826 | 0.8746 | 9 | 0.75724
26396 | 6.36 | 1 | 365 | 7.2428 | 0.57468 | 7 | 0.81745
26500 | 5.98 | 1 | 365 | 6.81 | 0.70386 | 7 | 0.51389
26493 | 4.94 | 1 | 365 | 5.6257 | 0.32058 | 5 | 0.94626
26503 | 4.42 | 1 | 365 | 5.0335 | 0.12894 | 5 | 0.16244
6703 | 4247.76 | 1 | 365 | 4837.3491 | 0.23478 | 4837 | 0.58387
22991 | 13.455 | 1 | 365 | 15.3226 | 0.83369 | 16 | 0.15625
24611 | 31.32 | 0.9 | 365 | 32.1005 | 0.59607 | 32 | 0.69657
24613 | 11.73 | 1 | 365 | 13.3581 | 0.88066 | 14 | 0.23878
24614 | 7.84 | 1 | 365 | 8.9282 | 0.96627 | 9 | 0.89446
24618 | 11.1 | 1 | 365 | 12.6407 | 0.43694 | 13 | 0.077618
24620 | 4.48 | 1 | 365 | 5.1018 | 0.26644 | 5 | 0.36826
24632 | 18.2 | 1 | 365 | 20.7262 | 0.70741 | 21 | 0.43357
24641 | 6.5 | 1 | 365 | 7.4022 | 0.8955 | 8 | 0.2977
24640 | 7.14 | 1 | 365 | 8.131 | 0.36214 | 8 | 0.49317
24645 | 8.32 | 1 | 365 | 9.4748 | 0.066245 | 9 | 0.54106
24652 | 5.1 | 1 | 365 | 5.8079 | 0.68724 | 6 | 0.49512
24658 | 10.2 | 1 | 365 | 11.6158 | 0.37448 | 11 | 0.99024
24660 | 5.61 | 1 | 365 | 6.3887 | 0.85597 | 7 | 0.24463
24662 | 8.96 | 1 | 365 | 10.2036 | 0.53288 | 10 | 0.73653
24671 | 10.08 | 1 | 365 | 11.4791 | 0.099489 | 11 | 0.57859
19007 | 6.6 | 1 | 365 | 7.5161 | 0.12467 | 7 | 0.64075
24676 | 8.67 | 1 | 365 | 9.8734 | 0.86831 | 10 | 0.74171
24680 | 5.13 | 1 | 365 | 5.842 | 0.75599 | 6 | 0.59803
24687 | 5.2 | 1 | 365 | 5.9218 | 0.9164 | 6 | 0.83816
24694 | 6.16 | 1 | 365 | 7.015 | 0.11635 | 7 | 0.13136
24697 | 11.115 | 1 | 365 | 12.6578 | 0.47131 | 13 | 0.12907
24701 | 6.6 | 1 | 365 | 7.5161 | 0.12467 | 7 | 0.64075
24703 | 10.26 | 1 | 365 | 11.6841 | 0.51198 | 12 | 0.19607
17863 | 6.76 | 1 | 365 | 7.6983 | 0.49132 | 8 | 0.18961
21321 | 3.9 | 1 | 365 | 4.4413 | 0.9373 | 5 | 0.37862
21325 | 3.38 | 1 | 365 | 3.8491 | 0.74566 | 4 | 0.59481
21111 | 3.51 | 1 | 365 | 3.9972 | 0.043572 | 4 | 0.04076
21101 | 6.24 | 1 | 365 | 7.1061 | 0.29968 | 7 | 0.4058
21210 | 13.12 | 1 | 365 | 14.9411 | 0.066002 | 15 | 0.0070579
22653 | 649.04 | 0.8 | 365 | 591.3014 | 0.88036 | 592 | 0.18176
21314 | 272.37 | 0.8 | 365 | 248.14 | 0.33396 | 248 | 0.47392
21109 | 318.06 | 0.8 | 365 | 289.7654 | 0.097108 | 289 | 0.86249
24737 | 3.06 | 1 | 365 | 3.4847 | 0.012345 | 3 | 0.49707
24783 | 8.5 | 1 | 365 | 9.6798 | 0.47874 | 10 | 0.15854
24790 | 4.75 | 1 | 365 | 5.4093 | 0.88518 | 6 | 0.29448
24834 | 15.075 | 1 | 365 | 17.1674 | 0.54611 | 17 | 0.71352
24835 | 6.24 | 1 | 365 | 7.1061 | 0.29968 | 7 | 0.4058
24836 | 6.375 | 1 | 365 | 7.2599 | 0.60905 | 7 | 0.8689
24838 | 8.925 | 1 | 365 | 10.1638 | 0.45267 | 10 | 0.61646
24839 | 8.4 | 1 | 365 | 9.5659 | 0.24957 | 9 | 0.81549
24842 | 5.1 | 1 | 365 | 5.8079 | 0.68724 | 6 | 0.49512
25568 | 6.875 | 1 | 365 | 7.8293 | 0.75486 | 8 | 0.58411
25571 | 5.98 | 1 | 365 | 6.81 | 0.70386 | 7 | 0.51389
25577 | 12.15 | 1 | 365 | 13.8364 | 0.84313 | 14 | 0.67955
19279 | 5.46 | 1 | 365 | 6.2178 | 0.51222 | 6 | 0.73007
20458 | 5.2 | 1 | 365 | 5.9218 | 0.9164 | 6 | 0.83816
18797 | 8.75 | 1 | 365 | 9.9645 | 0.05164 | 10 | 0.01614
13868 | 7.02 | 1 | 365 | 7.9944 | 0.087144 | 8 | 0.08152
25595 | 5.75 | 1 | 365 | 6.5481 | 0.17679 | 6 | 0.72489
25598 | 9 | 1 | 365 | 10.2492 | 0.62454 | 10 | 0.87374
25600 | 4.25 | 1 | 365 | 4.8399 | 0.73937 | 5 | 0.57927
25607 | 9 | 1 | 365 | 10.2492 | 0.62454 | 10 | 0.87374
25639 | 9.72 | 1 | 365 | 11.0691 | 0.27451 | 11 | 0.34364
25640 | 13.23 | 1 | 365 | 15.0663 | 0.31808 | 15 | 0.3844
25641 | 11.96 | 1 | 365 | 13.62 | 0.40773 | 14 | 0.027775
25648 | 6.54 | 1 | 365 | 7.4478 | 0.98717 | 8 | 0.43492
25649 | 3.57 | 1 | 365 | 4.0655 | 0.18107 | 4 | 0.24659
25651 | 6.875 | 1 | 365 | 7.8293 | 0.75486 | 8 | 0.58411
25659 | 5.1 | 1 | 365 | 5.8079 | 0.68724 | 6 | 0.49512
25660 | 12.099 | 1 | 365 | 13.7783 | 0.72626 | 14 | 0.5046
25662 | 6.54 | 1 | 365 | 7.4478 | 0.98717 | 8 | 0.43492
25676 | 5.49 | 1 | 365 | 6.252 | 0.58097 | 6 | 0.83298
25572 | 10.66 | 1 | 365 | 12.1396 | 0.42863 | 12 | 0.56823
25610 | 6 | 1 | 365 | 6.8328 | 0.7497 | 7 | 0.5825
25550 | 4.4 | 1 | 365 | 5.0107 | 0.08311 | 5 | 0.09383
25704 | 11.118 | 1 | 365 | 12.6612 | 0.47819 | 13 | 0.13937
25705 | 3 | 1 | 365 | 3.4164 | 0.87485 | 4 | 0.29125
25710 | 5.4 | 1 | 365 | 6.1495 | 0.37473 | 6 | 0.52425
25948 | 7.65 | 1 | 365 | 8.7118 | 0.53086 | 9 | 0.24268
25950 | 5.98 | 1 | 365 | 6.81 | 0.70386 | 7 | 0.51389
25954 | 5.72 | 1 | 365 | 6.5139 | 0.10804 | 6 | 0.62198
25958 | 5.72 | 1 | 365 | 6.5139 | 0.10804 | 6 | 0.62198
25957 | 4.42 | 1 | 365 | 5.0335 | 0.12894 | 5 | 0.16244
25961 | 2.08 | 1 | 365 | 2.3687 | 0.76656 | 3 | 0.13527
25959 | 2.86 | 1 | 365 | 3.257 | 0.55402 | 3 | 0.81099
25960 | 3.38 | 1 | 365 | 3.8491 | 0.74566 | 4 | 0.59481
25963 | 9.36 | 1 | 365 | 10.6592 | 0.44953 | 11 | 0.10869
25956 | 7.02 | 1 | 365 | 7.9944 | 0.087144 | 8 | 0.08152
25964 | 8.32 | 1 | 365 | 9.4748 | 0.066245 | 9 | 0.54106
19100 | 3.06 | 1 | 365 | 3.4847 | 0.012345 | 3 | 0.49707
20852 | 1300.09 | 0.9 | 365 | 1332.4882 | 0.37634 | 1332 | 0.86458
25358 | 4.8 | 1 | 365 | 5.4662 | 0.99976 | 6 | 0.466
25207 | 12.426 | 1 | 365 | 14.1507 | 0.47562 | 14 | 0.62635
25118 | 4.56 | 1 | 365 | 5.1929 | 0.44977 | 5 | 0.6427
25858 | 6.12 | 1 | 365 | 6.9695 | 0.02469 | 6 | 0.99415
25877 | 4.2 | 1 | 365 | 4.783 | 0.62479 | 5 | 0.40775
25876 | 4.2 | 1 | 365 | 4.783 | 0.62479 | 5 | 0.40775
25878 | 5.2 | 1 | 365 | 5.9218 | 0.9164 | 6 | 0.83816
25879 | 6.24 | 1 | 365 | 7.1061 | 0.29968 | 7 | 0.4058
26023 | 8.16 | 1 | 365 | 9.2926 | 0.69959 | 9 | 0.99219
26275 | 4.845 | 1 | 365 | 5.5175 | 0.10288 | 5 | 0.62037
26277 | 5.355 | 1 | 365 | 6.0983 | 0.2716 | 6 | 0.36988
26279 | 2.86 | 1 | 365 | 3.257 | 0.55402 | 3 | 0.81099
26280 | 3.64 | 1 | 365 | 4.1452 | 0.34148 | 4 | 0.48671
26284 | 5.04 | 1 | 365 | 5.7396 | 0.54974 | 6 | 0.2893
26273 | 2.04 | 1 | 365 | 2.3232 | 0.6749 | 2 | 0.99805
26308 | 5.1 | 1 | 365 | 5.8079 | 0.68724 | 6 | 0.49512
26303 | 8.32 | 1 | 365 | 9.4748 | 0.066245 | 9 | 0.54106
26307 | 3.06 | 1 | 365 | 3.4847 | 0.012345 | 3 | 0.49707
26312 | 7.8 | 1 | 365 | 8.8826 | 0.8746 | 9 | 0.75724
26313 | 2.34 | 1 | 365 | 2.6648 | 0.36238 | 3 | 0.027173
26310 | 8.925 | 1 | 365 | 10.1638 | 0.45267 | 10 | 0.61646
26315 | 11.772 | 1 | 365 | 13.406 | 0.9769 | 14 | 0.38286
26318 | 5.865 | 1 | 365 | 6.6791 | 0.44033 | 7 | 0.11939
26319 | 7.5 | 1 | 365 | 8.541 | 0.18712 | 8 | 0.72812
26320 | 6.76 | 1 | 365 | 7.6983 | 0.49132 | 8 | 0.18961
26321 | 5.865 | 1 | 365 | 6.6791 | 0.44033 | 7 | 0.11939
26323 | 5.61 | 1 | 365 | 6.3887 | 0.85597 | 7 | 0.24463
26274 | 7.02 | 1 | 365 | 7.9944 | 0.087144 | 8 | 0.08152
26324 | 7.65 | 1 | 365 | 8.7118 | 0.53086 | 9 | 0.24268
26375 | 4.32 | 1 | 365 | 4.9196 | 0.89978 | 5 | 0.8194
26381 | 7.8 | 1 | 365 | 8.8826 | 0.8746 | 9 | 0.75724
26383 | 9.8 | 1 | 365 | 11.1602 | 0.45784 | 11 | 0.61808
26366 | 5.4 | 1 | 365 | 6.1495 | 0.37473 | 6 | 0.52425
26399 | 5.1 | 1 | 365 | 5.8079 | 0.68724 | 6 | 0.49512
26412 | 4.68 | 1 | 365 | 5.3296 | 0.72476 | 6 | 0.054347
26413 | 3.9 | 1 | 365 | 4.4413 | 0.9373 | 5 | 0.37862
26414 | 4.59 | 1 | 365 | 5.2271 | 0.51852 | 5 | 0.74561
26420 | 7.8 | 1 | 365 | 8.8826 | 0.8746 | 9 | 0.75724
26421 | 5.72 | 1 | 365 | 6.5139 | 0.10804 | 6 | 0.62198
26427 | 6.76 | 1 | 365 | 7.6983 | 0.49132 | 8 | 0.18961
26425 | 6.5 | 1 | 365 | 7.4022 | 0.8955 | 8 | 0.2977
26431 | 6.12 | 1 | 365 | 6.9695 | 0.02469 | 6 | 0.99415
26434 | 2.55 | 1 | 365 | 2.9039 | 0.84362 | 3 | 0.74756
25611 | 12.96 | 1 | 365 | 14.7588 | 0.69934 | 15 | 0.45819
19434 | 14.76 | 1 | 365 | 16.8087 | 0.82425 | 17 | 0.63294
24342 | 6.84 | 1 | 365 | 7.7894 | 0.67465 | 8 | 0.46405
18470 | 8.415 | 1 | 365 | 9.583 | 0.28395 | 9 | 0.86695
25128 | 7.02 | 1 | 365 | 7.9944 | 0.087144 | 8 | 0.08152
22119 | 8.37 | 1 | 365 | 9.5318 | 0.18083 | 9 | 0.71258
25519 | 9 | 1 | 365 | 10.2492 | 0.62454 | 10 | 0.87374
25520 | 9.36 | 1 | 365 | 10.6592 | 0.44953 | 11 | 0.10869
25624 | 10.8 | 1 | 365 | 12.299 | 0.74945 | 13 | 0.048493
25726 | 200.88 | 0.9 | 365 | 205.8859 | 0.30584 | 206 | 0.19177
26403 | 7.8 | 1 | 365 | 8.8826 | 0.8746 | 9 | 0.75724
26644 | 10.23 | 1 | 365 | 11.6499 | 0.44323 | 12 | 0.093156
26568 | 5.1 | 1 | 365 | 5.8079 | 0.68724 | 6 | 0.49512
26598 | 4.08 | 1 | 365 | 4.6463 | 0.34979 | 4 | 0.9961
25616 | 8.91 | 1 | 365 | 10.1467 | 0.4183 | 10 | 0.56501
25618 | 8.91 | 1 | 365 | 10.1467 | 0.4183 | 10 | 0.56501
26593 | 4.08 | 1 | 365 | 4.6463 | 0.34979 | 4 | 0.9961
26632 | 6.12 | 1 | 365 | 6.9695 | 0.02469 | 6 | 0.99415
26608 | 10.2 | 1 | 365 | 11.6158 | 0.37448 | 11 | 0.99024
26575 | 8.82 | 1 | 365 | 10.0442 | 0.21205 | 10 | 0.25627
19733 | 13.26 | 1 | 365 | 15.1005 | 0.38683 | 15 | 0.48732
23078 | 15.3 | 1 | 365 | 17.4236 | 0.061725 | 17 | 0.48536
24006 | 7.15 | 1 | 365 | 8.1424 | 0.38505 | 8 | 0.52747
13948 | 9.72 | 1 | 365 | 11.0691 | 0.27451 | 11 | 0.34364
12965 | 8.925 | 1 | 365 | 10.1638 | 0.45267 | 10 | 0.61646
26496 | 5.88 | 1 | 365 | 6.6961 | 0.4747 | 7 | 0.17085
26394 | 2 | 1 | 365 | 2.2776 | 0.58323 | 2 | 0.86083
26251 | 5.13 | 1 | 365 | 5.842 | 0.75599 | 6 | 0.59803
26352 | 3 | 1 | 365 | 3.4164 | 0.87485 | 4 | 0.29125
26369 | 11.5 | 1 | 365 | 13.0962 | 0.35358 | 13 | 0.44978
26372 | 8.75 | 1 | 365 | 9.9645 | 0.05164 | 10 | 0.01614
26382 | 5.04 | 1 | 365 | 5.7396 | 0.54974 | 6 | 0.2893
26389 | 3.8 | 1 | 365 | 4.3274 | 0.70814 | 5 | 0.035581
26404 | 11 | 1 | 365 | 12.5268 | 0.20778 | 12 | 0.73458
26506 | 14.4 | 1 | 365 | 16.3987 | 0.99927 | 17 | 0.39799
24550 | 109.4 | 0.9 | 365 | 112.1262 | 0.63251 | 112 | 0.75876
26271 | 9.99 | 1 | 365 | 11.3766 | 0.89324 | 12 | 0.26986
19109 | 22.275 | 1 | 365 | 25.3668 | 0.045746 | 25 | 0.41252
17813 | 13.77 | 1 | 365 | 15.6813 | 0.55555 | 16 | 0.23683
18457 | 5.2 | 1 | 365 | 5.9218 | 0.9164 | 6 | 0.83816
17752 | 14.56 | 1 | 365 | 16.5809 | 0.36593 | 16 | 0.94686
18698 | 15.34 | 1 | 365 | 17.4692 | 0.15339 | 17 | 0.62258
21921 | 6.24 | 1 | 365 | 7.1061 | 0.29968 | 7 | 0.4058
21823 | 11.96 | 1 | 365 | 13.62 | 0.40773 | 14 | 0.027775
19553 | 8.84 | 1 | 365 | 10.067 | 0.25789 | 10 | 0.32488
22386 | 7.02 | 1 | 365 | 7.9944 | 0.087144 | 8 | 0.08152
22430 | 12.74 | 1 | 365 | 14.5083 | 0.19519 | 14 | 0.7035
22441 | 9.36 | 1 | 365 | 10.6592 | 0.44953 | 11 | 0.10869
22444 | 13 | 1 | 365 | 14.8044 | 0.79101 | 15 | 0.59541
22384 | 10.4 | 1 | 365 | 11.8435 | 0.83281 | 12 | 0.67633
21102 | 5.2 | 1 | 365 | 5.9218 | 0.9164 | 6 | 0.83816
20598 | 6.5 | 1 | 365 | 7.4022 | 0.8955 | 8 | 0.2977
20664 | 7.8 | 1 | 365 | 8.8826 | 0.8746 | 9 | 0.75724
22596 | 9.36 | 1 | 365 | 10.6592 | 0.44953 | 11 | 0.10869
22615 | 13 | 1 | 365 | 14.8044 | 0.79101 | 15 | 0.59541
22625 | 11.96 | 1 | 365 | 13.62 | 0.40773 | 14 | 0.027775
22802 | 10.4 | 1 | 365 | 11.8435 | 0.83281 | 12 | 0.67633
22589 | 7.28 | 1 | 365 | 8.2905 | 0.68296 | 8 | 0.97343
22021 | 8.06 | 1 | 365 | 9.1787 | 0.47042 | 9 | 0.64915
23045 | 4.94 | 1 | 365 | 5.6257 | 0.32058 | 5 | 0.94626
22793 | 9.36 | 1 | 365 | 10.6592 | 0.44953 | 11 | 0.10869
20788 | 7.02 | 1 | 365 | 7.9944 | 0.087144 | 8 | 0.08152
20885 | 2.34 | 1 | 365 | 2.6648 | 0.36238 | 3 | 0.027173
21042 | 5.72 | 1 | 365 | 6.5139 | 0.10804 | 6 | 0.62198
24602 | 5 | 1 | 365 | 5.694 | 0.45808 | 6 | 0.15208
21169 | 4.42 | 1 | 365 | 5.0335 | 0.12894 | 5 | 0.16244
25419 | 6.25 | 1 | 365 | 7.1175 | 0.3226 | 7 | 0.4401
25658 | 5.5 | 1 | 365 | 6.2634 | 0.60389 | 6 | 0.86729
25654 | 2.5 | 1 | 365 | 2.847 | 0.72904 | 3 | 0.57604
25666 | 4.5 | 1 | 365 | 5.1246 | 0.31227 | 5 | 0.43687
25834 | 4.5 | 1 | 365 | 5.1246 | 0.31227 | 5 | 0.43687
24450 | 9 | 1 | 365 | 10.2492 | 0.62454 | 10 | 0.87374
25337 | 5.559 | 1 | 365 | 6.3306 | 0.73909 | 7 | 0.069683
26516 | 9 | 1 | 365 | 10.2492 | 0.62454 | 10 | 0.87374
26459 | 14.835 | 1 | 365 | 16.8941 | 0.99612 | 17 | 0.89022
26498 | 10.5 | 1 | 365 | 11.9574 | 0.061968 | 12 | 0.019368
26526 | 7 | 1 | 365 | 7.9716 | 0.041312 | 8 | 0.012912
25613 | 11.2 | 1 | 365 | 12.7546 | 0.6661 | 13 | 0.42066
23501 | 9.92 | 1 | 365 | 11.2969 | 0.73283 | 12 | 0.029727
21104 | 10 | 1 | 365 | 11.388 | 0.91616 | 12 | 0.30416
21674 | 5.5 | 1 | 365 | 6.2634 | 0.60389 | 6 | 0.86729
22808 | 10.45 | 1 | 365 | 11.9005 | 0.94739 | 12 | 0.84785
22881 | 6.725 | 1 | 365 | 7.6584 | 0.41112 | 8 | 0.069548
24116 | 11.1 | 1 | 365 | 12.6407 | 0.43694 | 13 | 0.077618
15823 | 258.515 | 0.9 | 365 | 264.9572 | 0.1754 | 265 | 0.13259
21902 | 283.03 | 0.9 | 365 | 290.0831 | 0.73647 | 290 | 0.81958
23584 | 38.4 | 0.9 | 365 | 39.3569 | 0.19825 | 39 | 0.55518
25008 | 4.77 | 1 | 365 | 5.4321 | 0.93101 | 6 | 0.36308
24619 | 8.12 | 1 | 365 | 9.2471 | 0.60792 | 9 | 0.85498
23785 | 17.68 | 1 | 365 | 20.134 | 0.51577 | 20 | 0.64975
25427 | 5.1 | 1 | 365 | 5.8079 | 0.68724 | 6 | 0.49512
25661 | 12.54 | 1 | 365 | 14.2806 | 0.73686 | 15 | 0.017417
25962 | 6.24 | 1 | 365 | 7.1061 | 0.29968 | 7 | 0.4058
26410 | 5.98 | 1 | 365 | 6.81 | 0.70386 | 7 | 0.51389
26236 | 4.6 | 1 | 365 | 5.2385 | 0.54143 | 5 | 0.77991
26636 | 8.835 | 1 | 365 | 10.0613 | 0.24643 | 10 | 0.30773
26642 | 12.19 | 1 | 365 | 13.882 | 0.9348 | 14 | 0.81677
26514 | 4.08 | 1 | 365 | 4.6463 | 0.34979 | 4 | 0.9961
26539 | 5.1 | 1 | 365 | 5.8079 | 0.68724 | 6 | 0.49512
25122 | 9.25 | 1 | 365 | 10.5339 | 0.19745 | 10 | 0.73135
20477 | 7.2 | 1 | 365 | 8.1994 | 0.49964 | 8 | 0.699
26015 | 4.32 | 1 | 365 | 4.9196 | 0.89978 | 5 | 0.8194
15805 | 6.375 | 1 | 365 | 7.2599 | 0.60905 | 7 | 0.8689
23774 | 2.475 | 1 | 365 | 2.8185 | 0.67175 | 3 | 0.49028
13464 | 12.24 | 1 | 365 | 13.9389 | 0.04938 | 13 | 0.98829
17376 | 13.26 | 1 | 365 | 15.1005 | 0.38683 | 15 | 0.48732
17961 | 11.96 | 1 | 365 | 13.62 | 0.40773 | 14 | 0.027775
18829 | 10.92 | 1 | 365 | 12.4357 | 0.024447 | 12 | 0.46014
18881 | 13.77 | 1 | 365 | 15.6813 | 0.55555 | 16 | 0.23683
18874 | 13.16 | 1 | 365 | 14.9866 | 0.15767 | 15 | 0.14427
18901 | 18.46 | 1 | 365 | 21.0222 | 0.30323 | 21 | 0.32548
19065 | 10.14 | 1 | 365 | 11.5474 | 0.23699 | 11 | 0.78442
18904 | 13 | 1 | 365 | 14.8044 | 0.79101 | 15 | 0.59541
20457 | 10.92 | 1 | 365 | 12.4357 | 0.024447 | 12 | 0.46014
20451 | 17.34 | 1 | 365 | 19.7468 | 0.73662 | 20 | 0.48341
20550 | 13.005 | 1 | 365 | 14.8101 | 0.80247 | 15 | 0.61256
20562 | 12.495 | 1 | 365 | 14.2293 | 0.63374 | 14 | 0.86305
20551 | 12.32 | 1 | 365 | 14.03 | 0.23271 | 14 | 0.26273
18524 | 15.08 | 1 | 365 | 17.1731 | 0.55757 | 17 | 0.73067
22746 | 9.62 | 1 | 365 | 10.9553 | 0.045346 | 11 | 0.00060192
22745 | 5.72 | 1 | 365 | 6.5139 | 0.10804 | 6 | 0.62198
24634 | 6.21 | 1 | 365 | 7.0719 | 0.23094 | 7 | 0.30288
24118 | 54.08 | 0.9 | 365 | 55.4277 | 0.53753 | 55 | 0.96521
25999 | 4.94 | 1 | 365 | 5.6257 | 0.32058 | 5 | 0.94626
26108 | 6.76 | 1 | 365 | 7.6983 | 0.49132 | 8 | 0.18961
26479 | 5.355 | 1 | 365 | 6.0983 | 0.2716 | 6 | 0.36988
25686 | 12.6 | 1 | 365 | 14.3489 | 0.87436 | 15 | 0.22324
26672 | 11.5 | 1 | 365 | 13.0962 | 0.35358 | 13 | 0.44978
27610 | 98.86 | 0.9 | 365 | 101.3236 | 0.89424 | 102 | 0.21783
24073 | 9.62 | 1 | 365 | 10.9553 | 0.045346 | 11 | 0.00060192
25744 | 9.36 | 1 | 365 | 10.6592 | 0.44953 | 11 | 0.10869
21546 | 10.14 | 1 | 365 | 11.5474 | 0.23699 | 11 | 0.78442
21547 | 3.825 | 1 | 365 | 4.3559 | 0.76543 | 5 | 0.12134
21548 | 5.72 | 1 | 365 | 6.5139 | 0.10804 | 6 | 0.62198
21545 | 6.5 | 1 | 365 | 7.4022 | 0.8955 | 8 | 0.2977
21553 | 7.28 | 1 | 365 | 8.2905 | 0.68296 | 8 | 0.97343
21557 | 7.54 | 1 | 365 | 8.5866 | 0.27878 | 8 | 0.86534
21558 | 5.72 | 1 | 365 | 6.5139 | 0.10804 | 6 | 0.62198
21562 | 5.72 | 1 | 365 | 6.5139 | 0.10804 | 6 | 0.62198
21560 | 9.36 | 1 | 365 | 10.6592 | 0.44953 | 11 | 0.10869
21563 | 10.92 | 1 | 365 | 12.4357 | 0.024447 | 12 | 0.46014
21559 | 2.08 | 1 | 365 | 2.3687 | 0.76656 | 3 | 0.13527
21567 | 5.72 | 1 | 365 | 6.5139 | 0.10804 | 6 | 0.62198
21565 | 3.38 | 1 | 365 | 3.8491 | 0.74566 | 4 | 0.59481
21568 | 9.88 | 1 | 365 | 11.2513 | 0.64117 | 11 | 0.89251
21569 | 10.4 | 1 | 365 | 11.8435 | 0.83281 | 12 | 0.67633
21571 | 4.68 | 1 | 365 | 5.3296 | 0.72476 | 6 | 0.054347
21572 | 8.84 | 1 | 365 | 10.067 | 0.25789 | 10 | 0.32488
21574 | 9.1 | 1 | 365 | 10.3631 | 0.85371 | 11 | 0.21679
21573 | 6.24 | 1 | 365 | 7.1061 | 0.29968 | 7 | 0.4058
21578 | 9.36 | 1 | 365 | 10.6592 | 0.44953 | 11 | 0.10869
21579 | 10.4 | 1 | 365 | 11.8435 | 0.83281 | 12 | 0.67633
21581 | 9.88 | 1 | 365 | 11.2513 | 0.64117 | 11 | 0.89251
21584 | 5.1 | 1 | 365 | 5.8079 | 0.68724 | 6 | 0.49512
21587 | 5.2 | 1 | 365 | 5.9218 | 0.9164 | 6 | 0.83816
21590 | 5.46 | 1 | 365 | 6.2178 | 0.51222 | 6 | 0.73007
21591 | 10.4 | 1 | 365 | 11.8435 | 0.83281 | 12 | 0.67633
21593 | 5.72 | 1 | 365 | 6.5139 | 0.10804 | 6 | 0.62198
21595 | 11.44 | 1 | 365 | 13.0279 | 0.21609 | 13 | 0.24396
21598 | 10.92 | 1 | 365 | 12.4357 | 0.024447 | 12 | 0.46014
21599 | 2.08 | 1 | 365 | 2.3687 | 0.76656 | 3 | 0.13527
21602 | 4.94 | 1 | 365 | 5.6257 | 0.32058 | 5 | 0.94626
21603 | 8.84 | 1 | 365 | 10.067 | 0.25789 | 10 | 0.32488
21504 | 7.02 | 1 | 365 | 7.9944 | 0.087144 | 8 | 0.08152
21605 | 14.04 | 1 | 365 | 15.9888 | 0.17429 | 16 | 0.16304
21608 | 7.02 | 1 | 365 | 7.9944 | 0.087144 | 8 | 0.08152
21609 | 11.44 | 1 | 365 | 13.0279 | 0.21609 | 13 | 0.24396
21613 | 8.32 | 1 | 365 | 9.4748 | 0.066245 | 9 | 0.54106
21614 | 6.24 | 1 | 365 | 7.1061 | 0.29968 | 7 | 0.4058
21616 | 3.64 | 1 | 365 | 4.1452 | 0.34148 | 4 | 0.48671
21618 | 13.52 | 1 | 365 | 15.3966 | 0.98265 | 16 | 0.37922
21619 | 10.455 | 1 | 365 | 11.9062 | 0.95885 | 12 | 0.865
21620 | 10.4 | 1 | 365 | 11.8435 | 0.83281 | 12 | 0.67633
21621 | 10.66 | 1 | 365 | 12.1396 | 0.42863 | 12 | 0.56823
21622 | 6.76 | 1 | 365 | 7.6983 | 0.49132 | 8 | 0.18961
21624 | 9.88 | 1 | 365 | 11.2513 | 0.64117 | 11 | 0.89251
21625 | 11.18 | 1 | 365 | 12.7318 | 0.62027 | 13 | 0.35205
21623 | 5.46 | 1 | 365 | 6.2178 | 0.51222 | 6 | 0.73007
21628 | 3.64 | 1 | 365 | 4.1452 | 0.34148 | 4 | 0.48671
21629 | 6.885 | 1 | 365 | 7.8406 | 0.77778 | 8 | 0.61841
21631 | 4.77 | 1 | 365 | 5.4321 | 0.93101 | 6 | 0.36308
21633 | 5.46 | 1 | 365 | 6.2178 | 0.51222 | 6 | 0.73007
21637 | 8.06 | 1 | 365 | 9.1787 | 0.47042 | 9 | 0.64915
21636 | 9.54 | 1 | 365 | 10.8642 | 0.86202 | 11 | 0.72617
21634 | 14.04 | 1 | 365 | 15.9888 | 0.17429 | 16 | 0.16304
21632 | 12.72 | 1 | 365 | 14.4855 | 0.14936 | 14 | 0.63489
21639 | 3.57 | 1 | 365 | 4.0655 | 0.18107 | 4 | 0.24659
21640 | 3.64 | 1 | 365 | 4.1452 | 0.34148 | 4 | 0.48671
21638 | 11.66 | 1 | 365 | 13.2784 | 0.72024 | 13 | 0.99865
21641 | 5.2 | 1 | 365 | 5.9218 | 0.9164 | 6 | 0.83816
21645 | 10.4 | 1 | 365 | 11.8435 | 0.83281 | 12 | 0.67633
21644 | 6.625 | 1 | 365 | 7.5446 | 0.18196 | 7 | 0.72651
21646 | 4.68 | 1 | 365 | 5.3296 | 0.72476 | 6 | 0.054347
21649 | 6.885 | 1 | 365 | 7.8406 | 0.77778 | 8 | 0.61841
21648 | 6.24 | 1 | 365 | 7.1061 | 0.29968 | 7 | 0.4058
21650 | 6.24 | 1 | 365 | 7.1061 | 0.29968 | 7 | 0.4058
21653 | 9.36 | 1 | 365 | 10.6592 | 0.44953 | 11 | 0.10869
21654 | 3.64 | 1 | 365 | 4.1452 | 0.34148 | 4 | 0.48671
21656 | 6.36 | 1 | 365 | 7.2428 | 0.57468 | 7 | 0.81745
21657 | 4.08 | 1 | 365 | 4.6463 | 0.34979 | 4 | 0.9961
21658 | 5.2 | 1 | 365 | 5.9218 | 0.9164 | 6 | 0.83816
21659 | 5.72 | 1 | 365 | 6.5139 | 0.10804 | 6 | 0.62198
21660 | 11.44 | 1 | 365 | 13.0279 | 0.21609 | 13 | 0.24396
21662 | 4.68 | 1 | 365 | 5.3296 | 0.72476 | 6 | 0.054347
21663 | 5.72 | 1 | 365 | 6.5139 | 0.10804 | 6 | 0.62198
21664 | 5.3 | 1 | 365 | 6.0356 | 0.14556 | 6 | 0.1812
21665 | 7.54 | 1 | 365 | 8.5866 | 0.27878 | 8 | 0.86534
21666 | 6.24 | 1 | 365 | 7.1061 | 0.29968 | 7 | 0.4058
21668 | 4.68 | 1 | 365 | 5.3296 | 0.72476 | 6 | 0.054347
21670 | 3.64 | 1 | 365 | 4.1452 | 0.34148 | 4 | 0.48671
21703 | 12.75 | 1 | 365 | 14.5197 | 0.2181 | 14 | 0.7378
21704 | 12.48 | 1 | 365 | 14.2122 | 0.59937 | 14 | 0.81159
21706 | 14.79 | 1 | 365 | 16.8429 | 0.893 | 17 | 0.73585
21716 | 14.535 | 1 | 365 | 16.5525 | 0.30864 | 16 | 0.8611
21720 | 11.22 | 1 | 365 | 12.7773 | 0.71193 | 13 | 0.48927
21719 | 11.44 | 1 | 365 | 13.0279 | 0.21609 | 13 | 0.24396
21724 | 3.9 | 1 | 365 | 4.4413 | 0.9373 | 5 | 0.37862
21729 | 7.54 | 1 | 365 | 8.5866 | 0.27878 | 8 | 0.86534
21725 | 7.02 | 1 | 365 | 7.9944 | 0.087144 | 8 | 0.08152
21731 | 5.2 | 1 | 365 | 5.9218 | 0.9164 | 6 | 0.83816
21733 | 2.295 | 1 | 365 | 2.6135 | 0.25926 | 2 | 0.8728
21734 | 5.2 | 1 | 365 | 5.9218 | 0.9164 | 6 | 0.83816
21736 | 5.46 | 1 | 365 | 6.2178 | 0.51222 | 6 | 0.73007
21741 | 9.1 | 1 | 365 | 10.3631 | 0.85371 | 11 | 0.21679
21742 | 2.6 | 1 | 365 | 2.9609 | 0.9582 | 3 | 0.91908
21743 | 5.98 | 1 | 365 | 6.81 | 0.70386 | 7 | 0.51389
21752 | 3.12 | 1 | 365 | 3.5531 | 0.14984 | 3 | 0.7029
21750 | 9.945 | 1 | 365 | 11.3254 | 0.79012 | 12 | 0.11549
21756 | 9.1 | 1 | 365 | 10.3631 | 0.85371 | 11 | 0.21679
21757 | 5.1 | 1 | 365 | 5.8079 | 0.68724 | 6 | 0.49512
21761 | 5.2 | 1 | 365 | 5.9218 | 0.9164 | 6 | 0.83816
21763 | 3.57 | 1 | 365 | 4.0655 | 0.18107 | 4 | 0.24659
21766 | 7.54 | 1 | 365 | 8.5866 | 0.27878 | 8 | 0.86534
21768 | 8.06 | 1 | 365 | 9.1787 | 0.47042 | 9 | 0.64915
21773 | 3.9 | 1 | 365 | 4.4413 | 0.9373 | 5 | 0.37862
21776 | 6.375 | 1 | 365 | 7.2599 | 0.60905 | 7 | 0.8689
21780 | 3.9 | 1 | 365 | 4.4413 | 0.9373 | 5 | 0.37862
21781 | 4.16 | 1 | 365 | 4.7374 | 0.53312 | 5 | 0.27053
21784 | 4.845 | 1 | 365 | 5.5175 | 0.10288 | 5 | 0.62037
21788 | 3.9 | 1 | 365 | 4.4413 | 0.9373 | 5 | 0.37862
21787 | 10.92 | 1 | 365 | 12.4357 | 0.024447 | 12 | 0.46014
21789 | 11.118 | 1 | 365 | 12.6612 | 0.47819 | 13 | 0.13937
21791 | 3.9 | 1 | 365 | 4.4413 | 0.9373 | 5 | 0.37862
21796 | 4.16 | 1 | 365 | 4.7374 | 0.53312 | 5 | 0.27053
21785 | 4.68 | 1 | 365 | 5.3296 | 0.72476 | 6 | 0.054347
21795 | 8.48 | 1 | 365 | 9.657 | 0.4329 | 10 | 0.089928
21803 | 5.61 | 1 | 365 | 6.3887 | 0.85597 | 7 | 0.24463
21799 | 5.46 | 1 | 365 | 6.2178 | 0.51222 | 6 | 0.73007
21805 | 8.67 | 1 | 365 | 9.8734 | 0.86831 | 10 | 0.74171
21807 | 9.1 | 1 | 365 | 10.3631 | 0.85371 | 11 | 0.21679
22098 | 6.24 | 1 | 365 | 7.1061 | 0.29968 | 7 | 0.4058
21810 | 5.98 | 1 | 365 | 6.81 | 0.70386 | 7 | 0.51389
22455 | 4.68 | 1 | 365 | 5.3296 | 0.72476 | 6 | 0.054347
23150 | 6.24 | 1 | 365 | 7.1061 | 0.29968 | 7 | 0.4058
21824 | 10.14 | 1 | 365 | 11.5474 | 0.23699 | 11 | 0.78442
23373 | 6.24 | 1 | 365 | 7.1061 | 0.29968 | 7 | 0.4058
21835 | 2.6 | 1 | 365 | 2.9609 | 0.9582 | 3 | 0.91908
21927 | 6.5 | 1 | 365 | 7.4022 | 0.8955 | 8 | 0.2977
21832 | 5.61 | 1 | 365 | 6.3887 | 0.85597 | 7 | 0.24463
23342 | 4.16 | 1 | 365 | 4.7374 | 0.53312 | 5 | 0.27053
23160 | 10.4 | 1 | 365 | 11.8435 | 0.83281 | 12 | 0.67633
21834 | 6.5 | 1 | 365 | 7.4022 | 0.8955 | 8 | 0.2977
21839 | 8.06 | 1 | 365 | 9.1787 | 0.47042 | 9 | 0.64915
21843 | 6.24 | 1 | 365 | 7.1061 | 0.29968 | 7 | 0.4058
22094 | 5.46 | 1 | 365 | 6.2178 | 0.51222 | 6 | 0.73007
26390 | 5 | 1 | 365 | 5.694 | 0.45808 | 6 | 0.15208
21844 | 8.32 | 1 | 365 | 9.4748 | 0.066245 | 9 | 0.54106
21837 | 10.865 | 1 | 365 | 12.3731 | 0.89841 | 13 | 0.27147
21846 | 3.06 | 1 | 365 | 3.4847 | 0.012345 | 3 | 0.49707
21842 | 14.04 | 1 | 365 | 15.9888 | 0.17429 | 16 | 0.16304
21849 | 6.24 | 1 | 365 | 7.1061 | 0.29968 | 7 | 0.4058
21848 | 7.42 | 1 | 365 | 8.4499 | 0.0037907 | 8 | 0.45369
21852 | 4.16 | 1 | 365 | 4.7374 | 0.53312 | 5 | 0.27053
21850 | 8.06 | 1 | 365 | 9.1787 | 0.47042 | 9 | 0.64915
21853 | 3.38 | 1 | 365 | 3.8491 | 0.74566 | 4 | 0.59481
21851 | 5.98 | 1 | 365 | 6.81 | 0.70386 | 7 | 0.51389
21854 | 2.86 | 1 | 365 | 3.257 | 0.55402 | 3 | 0.81099
21855 | 9.1 | 1 | 365 | 10.3631 | 0.85371 | 11 | 0.21679
20883 | 8.06 | 1 | 365 | 9.1787 | 0.47042 | 9 | 0.64915
21856 | 9.1 | 1 | 365 | 10.3631 | 0.85371 | 11 | 0.21679
21857 | 6.095 | 1 | 365 | 6.941 | 0.9674 | 7 | 0.90839
21858 | 3.06 | 1 | 365 | 3.4847 | 0.012345 | 3 | 0.49707
21862 | 10.92 | 1 | 365 | 12.4357 | 0.024447 | 12 | 0.46014
21878 | 5.2 | 1 | 365 | 5.9218 | 0.9164 | 6 | 0.83816
21883 | 12.74 | 1 | 365 | 14.5083 | 0.19519 | 14 | 0.7035
21886 | 14.56 | 1 | 365 | 16.5809 | 0.36593 | 16 | 0.94686
21888 | 3.12 | 1 | 365 | 3.5531 | 0.14984 | 3 | 0.7029
21891 | 7.8 | 1 | 365 | 8.8826 | 0.8746 | 9 | 0.75724
21896 | 10.92 | 1 | 365 | 12.4357 | 0.024447 | 12 | 0.46014
21901 | 4.16 | 1 | 365 | 4.7374 | 0.53312 | 5 | 0.27053
21903 | 5.2 | 1 | 365 | 5.9218 | 0.9164 | 6 | 0.83816
21904 | 7.8 | 1 | 365 | 8.8826 | 0.8746 | 9 | 0.75724
21907 | 13.26 | 1 | 365 | 15.1005 | 0.38683 | 15 | 0.48732
21908 | 10.14 | 1 | 365 | 11.5474 | 0.23699 | 11 | 0.78442
21909 | 3.64 | 1 | 365 | 4.1452 | 0.34148 | 4 | 0.48671
21912 | 7.54 | 1 | 365 | 8.5866 | 0.27878 | 8 | 0.86534
21914 | 5.46 | 1 | 365 | 6.2178 | 0.51222 | 6 | 0.73007
21915 | 6.76 | 1 | 365 | 7.6983 | 0.49132 | 8 | 0.18961
21916 | 8.32 | 1 | 365 | 9.4748 | 0.066245 | 9 | 0.54106
21917 | 3.825 | 1 | 365 | 4.3559 | 0.76543 | 5 | 0.12134
21924 | 7.65 | 1 | 365 | 8.7118 | 0.53086 | 9 | 0.24268
21926 | 3.38 | 1 | 365 | 3.8491 | 0.74566 | 4 | 0.59481
21925 | 4.42 | 1 | 365 | 5.0335 | 0.12894 | 5 | 0.16244
21929 | 3.825 | 1 | 365 | 4.3559 | 0.76543 | 5 | 0.12134
21933 | 11.4 | 1 | 365 | 12.9823 | 0.12442 | 13 | 0.10674
21934 | 13.26 | 1 | 365 | 15.1005 | 0.38683 | 15 | 0.48732
21937 | 3.64 | 1 | 365 | 4.1452 | 0.34148 | 4 | 0.48671
21939 | 5.355 | 1 | 365 | 6.0983 | 0.2716 | 6 | 0.36988
21940 | 6.375 | 1 | 365 | 7.2599 | 0.60905 | 7 | 0.8689
21942 | 5.1 | 1 | 365 | 5.8079 | 0.68724 | 6 | 0.49512
21943 | 4.16 | 1 | 365 | 4.7374 | 0.53312 | 5 | 0.27053
21944 | 6.375 | 1 | 365 | 7.2599 | 0.60905 | 7 | 0.8689
21947 | 4.16 | 1 | 365 | 4.7374 | 0.53312 | 5 | 0.27053
21946 | 7.28 | 1 | 365 | 8.2905 | 0.68296 | 8 | 0.97343
21949 | 4.08 | 1 | 365 | 4.6463 | 0.34979 | 4 | 0.9961
21948 | 8.84 | 1 | 365 | 10.067 | 0.25789 | 10 | 0.32488
21950 | 5.2 | 1 | 365 | 5.9218 | 0.9164 | 6 | 0.83816
21951 | 3.06 | 1 | 365 | 3.4847 | 0.012345 | 3 | 0.49707
21971 | 4.68 | 1 | 365 | 5.3296 | 0.72476 | 6 | 0.054347
21972 | 14.04 | 1 | 365 | 15.9888 | 0.17429 | 16 | 0.16304
21973 | 6.5 | 1 | 365 | 7.4022 | 0.8955 | 8 | 0.2977
21974 | 6.24 | 1 | 365 | 7.1061 | 0.29968 | 7 | 0.4058
21975 | 5.3 | 1 | 365 | 6.0356 | 0.14556 | 6 | 0.1812
21976 | 5.98 | 1 | 365 | 6.81 | 0.70386 | 7 | 0.51389
21977 | 7.02 | 1 | 365 | 7.9944 | 0.087144 | 8 | 0.08152
21978 | 4.94 | 1 | 365 | 5.6257 | 0.32058 | 5 | 0.94626
21979 | 6.24 | 1 | 365 | 7.1061 | 0.29968 | 7 | 0.4058
21980 | 8.58 | 1 | 365 | 9.7709 | 0.66207 | 10 | 0.43297
21981 | 11.18 | 1 | 365 | 12.7318 | 0.62027 | 13 | 0.35205
21998 | 14.04 | 1 | 365 | 15.9888 | 0.17429 | 16 | 0.16304
21997 | 14.25 | 1 | 365 | 16.2279 | 0.65553 | 16 | 0.88343
21999 | 3.57 | 1 | 365 | 4.0655 | 0.18107 | 4 | 0.24659
22001 | 5.46 | 1 | 365 | 6.2178 | 0.51222 | 6 | 0.73007
22009 | 5.98 | 1 | 365 | 6.81 | 0.70386 | 7 | 0.51389
22014 | 4.335 | 1 | 365 | 4.9367 | 0.93416 | 5 | 0.87085
22016 | 5.72 | 1 | 365 | 6.5139 | 0.10804 | 6 | 0.62198
22020 | 12.74 | 1 | 365 | 14.5083 | 0.19519 | 14 | 0.7035
22017 | 8.32 | 1 | 365 | 9.4748 | 0.066245 | 9 | 0.54106
22034 | 8.32 | 1 | 365 | 9.4748 | 0.066245 | 9 | 0.54106
22036 | 7.02 | 1 | 365 | 7.9944 | 0.087144 | 8 | 0.08152
22048 | 11.7 | 1 | 365 | 13.324 | 0.81191 | 14 | 0.13587
22051 | 15.08 | 1 | 365 | 17.1731 | 0.55757 | 17 | 0.73067
22052 | 15.6 | 1 | 365 | 17.7653 | 0.74921 | 18 | 0.51449
22059 | 11.96 | 1 | 365 | 13.62 | 0.40773 | 14 | 0.027775
22062 | 17.85 | 1 | 365 | 20.3276 | 0.90535 | 21 | 0.23293
22063 | 10.4 | 1 | 365 | 11.8435 | 0.83281 | 12 | 0.67633
22066 | 13.78 | 1 | 365 | 15.6927 | 0.57847 | 16 | 0.27113
22067 | 3.12 | 1 | 365 | 3.5531 | 0.14984 | 3 | 0.7029
22054 | 12.74 | 1 | 365 | 14.5083 | 0.19519 | 14 | 0.7035
22088 | 4.68 | 1 | 365 | 5.3296 | 0.72476 | 6 | 0.054347
22090 | 5.46 | 1 | 365 | 6.2178 | 0.51222 | 6 | 0.73007
22092 | 7.28 | 1 | 365 | 8.2905 | 0.68296 | 8 | 0.97343
22093 | 4.42 | 1 | 365 | 5.0335 | 0.12894 | 5 | 0.16244
22095 | 2.86 | 1 | 365 | 3.257 | 0.55402 | 3 | 0.81099
22097 | 14.04 | 1 | 365 | 15.9888 | 0.17429 | 16 | 0.16304
22099 | 3.38 | 1 | 365 | 3.8491 | 0.74566 | 4 | 0.59481
22100 | 10.92 | 1 | 365 | 12.4357 | 0.024447 | 12 | 0.46014
22107 | 13.52 | 1 | 365 | 15.3966 | 0.98265 | 16 | 0.37922
22109 | 9.62 | 1 | 365 | 10.9553 | 0.045346 | 11 | 0.00060192
22113 | 8.32 | 1 | 365 | 9.4748 | 0.066245 | 9 | 0.54106
22117 | 4.94 | 1 | 365 | 5.6257 | 0.32058 | 5 | 0.94626
22120 | 12.74 | 1 | 365 | 14.5083 | 0.19519 | 14 | 0.7035
22104 | 13.77 | 1 | 365 | 15.6813 | 0.55555 | 16 | 0.23683
22122 | 4.94 | 1 | 365 | 5.6257 | 0.32058 | 5 | 0.94626
22126 | 6.24 | 1 | 365 | 7.1061 | 0.29968 | 7 | 0.4058
22112 | 8.58 | 1 | 365 | 9.7709 | 0.66207 | 10 | 0.43297
22139 | 7.02 | 1 | 365 | 7.9944 | 0.087144 | 8 | 0.08152
22141 | 11.925 | 1 | 365 | 13.5802 | 0.32752 | 13 | 0.90771
22132 | 7.02 | 1 | 365 | 7.9944 | 0.087144 | 8 | 0.08152
22145 | 6.63 | 1 | 365 | 7.5502 | 0.19341 | 7 | 0.74366
22148 | 10.455 | 1 | 365 | 11.9062 | 0.95885 | 12 | 0.865
22149 | 2.295 | 1 | 365 | 2.6135 | 0.25926 | 2 | 0.8728
22152 | 13.52 | 1 | 365 | 15.3966 | 0.98265 | 16 | 0.37922
22159 | 12.24 | 1 | 365 | 13.9389 | 0.04938 | 13 | 0.98829
22161 | 14.04 | 1 | 365 | 15.9888 | 0.17429 | 16 | 0.16304
22910 | 10.2 | 1 | 365 | 11.6158 | 0.37448 | 11 | 0.99024
22913 | 5.865 | 1 | 365 | 6.6791 | 0.44033 | 7 | 0.11939
22164 | 13 | 1 | 365 | 14.8044 | 0.79101 | 15 | 0.59541
22921 | 10.965 | 1 | 365 | 12.4869 | 0.12757 | 12 | 0.61451
22169 | 14.28 | 1 | 365 | 16.2621 | 0.72428 | 16 | 0.98634
22142 | 15.34 | 1 | 365 | 17.4692 | 0.15339 | 17 | 0.62258
22174 | 6.24 | 1 | 365 | 7.1061 | 0.29968 | 7 | 0.4058
22171 | 12.22 | 1 | 365 | 13.9161 | 0.0035475 | 13 | 0.91968
22163 | 6.885 | 1 | 365 | 7.8406 | 0.77778 | 8 | 0.61841
22209 | 6.5 | 1 | 365 | 7.4022 | 0.8955 | 8 | 0.2977
22215 | 5.98 | 1 | 365 | 6.81 | 0.70386 | 7 | 0.51389
22924 | 10.965 | 1 | 365 | 12.4869 | 0.12757 | 12 | 0.61451
22211 | 16.12 | 1 | 365 | 18.3575 | 0.94085 | 19 | 0.29831
22931 | 5.775 | 1 | 365 | 6.5766 | 0.23408 | 6 | 0.81065
22217 | 14.82 | 1 | 365 | 16.877 | 0.96175 | 17 | 0.83877
22935 | 5.5 | 1 | 365 | 6.2634 | 0.60389 | 6 | 0.86729
22216 | 5.72 | 1 | 365 | 6.5139 | 0.10804 | 6 | 0.62198
22939 | 6.6 | 1 | 365 | 7.5161 | 0.12467 | 7 | 0.64075
22221 | 8.32 | 1 | 365 | 9.4748 | 0.066245 | 9 | 0.54106
22218 | 15.86 | 1 | 365 | 18.0614 | 0.34503 | 18 | 0.4064
22223 | 3.315 | 1 | 365 | 3.7751 | 0.59671 | 4 | 0.37183
22961 | 8.84 | 1 | 365 | 10.067 | 0.25789 | 10 | 0.32488
22219 | 7.8 | 1 | 365 | 8.8826 | 0.8746 | 9 | 0.75724
22226 | 6.24 | 1 | 365 | 7.1061 | 0.29968 | 7 | 0.4058
22964 | 5.98 | 1 | 365 | 6.81 | 0.70386 | 7 | 0.51389
22222 | 7.02 | 1 | 365 | 7.9944 | 0.087144 | 8 | 0.08152
22229 | 9.1 | 1 | 365 | 10.3631 | 0.85371 | 11 | 0.21679
22943 | 3.57 | 1 | 365 | 4.0655 | 0.18107 | 4 | 0.24659
22227 | 13.26 | 1 | 365 | 15.1005 | 0.38683 | 15 | 0.48732
23007 | 3.57 | 1 | 365 | 4.0655 | 0.18107 | 4 | 0.24659
23022 | 8.16 | 1 | 365 | 9.2926 | 0.69959 | 9 | 0.99219
23028 | 7 | 1 | 365 | 7.9716 | 0.041312 | 8 | 0.012912
23036 | 5.5 | 1 | 365 | 6.2634 | 0.60389 | 6 | 0.86729
23041 | 3.825 | 1 | 365 | 4.3559 | 0.76543 | 5 | 0.12134
22246 | 6.76 | 1 | 365 | 7.6983 | 0.49132 | 8 | 0.18961
23048 | 6.725 | 1 | 365 | 7.6584 | 0.41112 | 8 | 0.069548
22247 | 4.16 | 1 | 365 | 4.7374 | 0.53312 | 5 | 0.27053
23049 | 4.675 | 1 | 365 | 5.3239 | 0.7133 | 6 | 0.037195
22249 | 5.72 | 1 | 365 | 6.5139 | 0.10804 | 6 | 0.62198
22250 | 9.36 | 1 | 365 | 10.6592 | 0.44953 | 11 | 0.10869
22251 | 3.12 | 1 | 365 | 3.5531 | 0.14984 | 3 | 0.7029
22257 | 6.625 | 1 | 365 | 7.5446 | 0.18196 | 7 | 0.72651
22254 | 5.2 | 1 | 365 | 5.9218 | 0.9164 | 6 | 0.83816
22259 | 5.2 | 1 | 365 | 5.9218 | 0.9164 | 6 | 0.83816
22230 | 2.08 | 1 | 365 | 2.3687 | 0.76656 | 3 | 0.13527
23052 | 6.05 | 1 | 365 | 6.8897 | 0.86428 | 7 | 0.75402
22239 | 8.84 | 1 | 365 | 10.067 | 0.25789 | 10 | 0.32488
22234 | 2.08 | 1 | 365 | 2.3687 | 0.76656 | 3 | 0.13527
22245 | 7.28 | 1 | 365 | 8.2905 | 0.68296 | 8 | 0.97343
23054 | 10.64 | 1 | 365 | 12.1168 | 0.38279 | 12 | 0.49963
22261 | 12.22 | 1 | 365 | 13.9161 | 0.0035475 | 13 | 0.91968
23057 | 8.415 | 1 | 365 | 9.583 | 0.28395 | 9 | 0.86695
22264 | 2.34 | 1 | 365 | 2.6648 | 0.36238 | 3 | 0.027173
22265 | 7.155 | 1 | 365 | 8.1481 | 0.39651 | 8 | 0.54463
22269 | 3.975 | 1 | 365 | 4.5267 | 0.10917 | 4 | 0.6359
22248 | 13.26 | 1 | 365 | 15.1005 | 0.38683 | 15 | 0.48732
22263 | 7.28 | 1 | 365 | 8.2905 | 0.68296 | 8 | 0.97343
22290 | 9.36 | 1 | 365 | 10.6592 | 0.44953 | 11 | 0.10869
22287 | 7.8 | 1 | 365 | 8.8826 | 0.8746 | 9 | 0.75724
22292 | 3.64 | 1 | 365 | 4.1452 | 0.34148 | 4 | 0.48671
22294 | 12.22 | 1 | 365 | 13.9161 | 0.0035475 | 13 | 0.91968
22296 | 6.095 | 1 | 365 | 6.941 | 0.9674 | 7 | 0.90839
23062 | 4.335 | 1 | 365 | 4.9367 | 0.93416 | 5 | 0.87085
22297 | 9.36 | 1 | 365 | 10.6592 | 0.44953 | 11 | 0.10869
23064 | 7.975 | 1 | 365 | 9.0819 | 0.27564 | 9 | 0.35757
22298 | 5.565 | 1 | 365 | 6.3374 | 0.75284 | 7 | 0.090265
23070 | 7.7 | 1 | 365 | 8.7688 | 0.64544 | 9 | 0.4142
22288 | 4.94 | 1 | 365 | 5.6257 | 0.32058 | 5 | 0.94626
23068 | 4.335 | 1 | 365 | 4.9367 | 0.93416 | 5 | 0.87085
22300 | 4.68 | 1 | 365 | 5.3296 | 0.72476 | 6 | 0.054347
23071 | 6.6 | 1 | 365 | 7.5161 | 0.12467 | 7 | 0.64075
22329 | 5.7 | 1 | 365 | 6.4912 | 0.062211 | 6 | 0.55337
23074 | 8.67 | 1 | 365 | 9.8734 | 0.86831 | 10 | 0.74171
22309 | 9.54 | 1 | 365 | 10.8642 | 0.86202 | 11 | 0.72617
23080 | 3.6 | 1 | 365 | 4.0997 | 0.24982 | 4 | 0.3495
22304 | 4.16 | 1 | 365 | 4.7374 | 0.53312 | 5 | 0.27053
22314 | 5.2 | 1 | 365 | 5.9218 | 0.9164 | 6 | 0.83816
23079 | 15.6 | 1 | 365 | 17.7653 | 0.74921 | 18 | 0.51449
23089 | 14.56 | 1 | 365 | 16.5809 | 0.36593 | 16 | 0.94686
23091 | 10.71 | 1 | 365 | 12.1965 | 0.54321 | 12 | 0.73976
23092 | 9.435 | 1 | 365 | 10.7446 | 0.6214 | 11 | 0.36597
22324 | 8.32 | 1 | 365 | 9.4748 | 0.066245 | 9 | 0.54106
23098 | 5.775 | 1 | 365 | 6.5766 | 0.23408 | 6 | 0.81065
23100 | 6.875 | 1 | 365 | 7.8293 | 0.75486 | 8 | 0.58411
22321 | 6.76 | 1 | 365 | 7.6983 | 0.49132 | 8 | 0.18961
23099 | 14.3 | 1 | 365 | 16.2848 | 0.77011 | 17 | 0.054949
22271 | 2.6 | 1 | 365 | 2.9609 | 0.9582 | 3 | 0.91908
23107 | 9.88 | 1 | 365 | 11.2513 | 0.64117 | 11 | 0.89251
23111 | 3.12 | 1 | 365 | 3.5531 | 0.14984 | 3 | 0.7029
22268 | 4.16 | 1 | 365 | 4.7374 | 0.53312 | 5 | 0.27053
22293 | 8.58 | 1 | 365 | 9.7709 | 0.66207 | 10 | 0.43297
23115 | 6.12 | 1 | 365 | 6.9695 | 0.02469 | 6 | 0.99415
22334 | 7.14 | 1 | 365 | 8.131 | 0.36214 | 8 | 0.49317
23116 | 5.1 | 1 | 365 | 5.8079 | 0.68724 | 6 | 0.49512
22339 | 4 | 1 | 365 | 4.5552 | 0.16646 | 4 | 0.72166
23118 | 8.58 | 1 | 365 | 9.7709 | 0.66207 | 10 | 0.43297
22340 | 4.94 | 1 | 365 | 5.6257 | 0.32058 | 5 | 0.94626
23122 | 11.73 | 1 | 365 | 13.3581 | 0.88066 | 14 | 0.23878
22342 | 7.28 | 1 | 365 | 8.2905 | 0.68296 | 8 | 0.97343
23126 | 6.325 | 1 | 365 | 7.2029 | 0.49447 | 7 | 0.69738
22343 | 5.98 | 1 | 365 | 6.81 | 0.70386 | 7 | 0.51389
23123 | 5.865 | 1 | 365 | 6.6791 | 0.44033 | 7 | 0.11939
22344 | 9.1 | 1 | 365 | 10.3631 | 0.85371 | 11 | 0.21679
22347 | 5.72 | 1 | 365 | 6.5139 | 0.10804 | 6 | 0.62198
22345 | 5.355 | 1 | 365 | 6.0983 | 0.2716 | 6 | 0.36988
22396 | 3.9 | 1 | 365 | 4.4413 | 0.9373 | 5 | 0.37862
22401 | 9.18 | 1 | 365 | 10.4542 | 0.037035 | 10 | 0.49122
22404 | 10.14 | 1 | 365 | 11.5474 | 0.23699 | 11 | 0.78442
22409 | 7.54 | 1 | 365 | 8.5866 | 0.27878 | 8 | 0.86534
22429 | 7.28 | 1 | 365 | 8.2905 | 0.68296 | 8 | 0.97343
22442 | 4.94 | 1 | 365 | 5.6257 | 0.32058 | 5 | 0.94626
22445 | 5.2 | 1 | 365 | 5.9218 | 0.9164 | 6 | 0.83816
23127 | 7.54 | 1 | 365 | 8.5866 | 0.27878 | 8 | 0.86534
22448 | 7.02 | 1 | 365 | 7.9944 | 0.087144 | 8 | 0.08152
22450 | 5.72 | 1 | 365 | 6.5139 | 0.10804 | 6 | 0.62198
23130 | 10.14 | 1 | 365 | 11.5474 | 0.23699 | 11 | 0.78442
22466 | 10.92 | 1 | 365 | 12.4357 | 0.024447 | 12 | 0.46014
22475 | 2.6 | 1 | 365 | 2.9609 | 0.9582 | 3 | 0.91908
23131 | 4.16 | 1 | 365 | 4.7374 | 0.53312 | 5 | 0.27053
22484 | 4.42 | 1 | 365 | 5.0335 | 0.12894 | 5 | 0.16244
22488 | 5.46 | 1 | 365 | 6.2178 | 0.51222 | 6 | 0.73007
23132 | 11.96 | 1 | 365 | 13.62 | 0.40773 | 14 | 0.027775
23140 | 10.2 | 1 | 365 | 11.6158 | 0.37448 | 11 | 0.99024
22505 | 10.14 | 1 | 365 | 11.5474 | 0.23699 | 11 | 0.78442
23142 | 5.1 | 1 | 365 | 5.8079 | 0.68724 | 6 | 0.49512
22504 | 4.68 | 1 | 365 | 5.3296 | 0.72476 | 6 | 0.054347
23143 | 8.525 | 1 | 365 | 9.7083 | 0.53603 | 10 | 0.2443
23171 | 8.58 | 1 | 365 | 9.7709 | 0.66207 | 10 | 0.43297
23173 | 7.155 | 1 | 365 | 8.1481 | 0.39651 | 8 | 0.54463
22501 | 3.64 | 1 | 365 | 4.1452 | 0.34148 | 4 | 0.48671
23177 | 11.96 | 1 | 365 | 13.62 | 0.40773 | 14 | 0.027775
23184 | 6.5 | 1 | 365 | 7.4022 | 0.8955 | 8 | 0.2977
23185 | 3.38 | 1 | 365 | 3.8491 | 0.74566 | 4 | 0.59481
22518 | 5.2 | 1 | 365 | 5.9218 | 0.9164 | 6 | 0.83816
22523 | 5.2 | 1 | 365 | 5.9218 | 0.9164 | 6 | 0.83816
22527 | 7.54 | 1 | 365 | 8.5866 | 0.27878 | 8 | 0.86534
22532 | 8.84 | 1 | 365 | 10.067 | 0.25789 | 10 | 0.32488
22536 | 10.6 | 1 | 365 | 12.0713 | 0.29113 | 12 | 0.36241
22539 | 9.18 | 1 | 365 | 10.4542 | 0.037035 | 10 | 0.49122
22541 | 3.9 | 1 | 365 | 4.4413 | 0.9373 | 5 | 0.37862
22547 | 4.77 | 1 | 365 | 5.4321 | 0.93101 | 6 | 0.36308
22555 | 6.5 | 1 | 365 | 7.4022 | 0.8955 | 8 | 0.2977
22566 | 10.14 | 1 | 365 | 11.5474 | 0.23699 | 11 | 0.78442
22567 | 14.82 | 1 | 365 | 16.877 | 0.96175 | 17 | 0.83877
22569 | 2.805 | 1 | 365 | 3.1943 | 0.42798 | 3 | 0.62232
22570 | 14.04 | 1 | 365 | 15.9888 | 0.17429 | 16 | 0.16304
22571 | 5.98 | 1 | 365 | 6.81 | 0.70386 | 7 | 0.51389
22572 | 11.44 | 1 | 365 | 13.0279 | 0.21609 | 13 | 0.24396
22573 | 5.72 | 1 | 365 | 6.5139 | 0.10804 | 6 | 0.62198
22574 | 5.72 | 1 | 365 | 6.5139 | 0.10804 | 6 | 0.62198
22593 | 4.94 | 1 | 365 | 5.6257 | 0.32058 | 5 | 0.94626
22619 | 4.68 | 1 | 365 | 5.3296 | 0.72476 | 6 | 0.054347
22622 | 6.5 | 1 | 365 | 7.4022 | 0.8955 | 8 | 0.2977
22626 | 4.24 | 1 | 365 | 4.8285 | 0.71645 | 5 | 0.54496
22635 | 9.36 | 1 | 365 | 10.6592 | 0.44953 | 11 | 0.10869
22638 | 4.94 | 1 | 365 | 5.6257 | 0.32058 | 5 | 0.94626
22642 | 6.76 | 1 | 365 | 7.6983 | 0.49132 | 8 | 0.18961
22648 | 8.32 | 1 | 365 | 9.4748 | 0.066245 | 9 | 0.54106
22064 | 8.84 | 1 | 365 | 10.067 | 0.25789 | 10 | 0.32488
23187 | 6.76 | 1 | 365 | 7.6983 | 0.49132 | 8 | 0.18961
22772 | 4.68 | 1 | 365 | 5.3296 | 0.72476 | 6 | 0.054347
22821 | 9.47 | 1 | 365 | 10.7844 | 0.7016 | 11 | 0.48604
23190 | 8.84 | 1 | 365 | 10.067 | 0.25789 | 10 | 0.32488
22887 | 4.95 | 1 | 365 | 5.6371 | 0.3435 | 5 | 0.98056
22884 | 6.725 | 1 | 365 | 7.6584 | 0.41112 | 8 | 0.069548
22885 | 4.47 | 1 | 365 | 5.0904 | 0.24352 | 5 | 0.33396
22889 | 8 | 1 | 365 | 9.1104 | 0.33293 | 9 | 0.44333
22909 | 6.44 | 1 | 365 | 7.3339 | 0.75801 | 8 | 0.091879
23191 | 4.16 | 1 | 365 | 4.7374 | 0.53312 | 5 | 0.27053
23195 | 9.1 | 1 | 365 | 10.3631 | 0.85371 | 11 | 0.21679
23193 | 3.38 | 1 | 365 | 3.8491 | 0.74566 | 4 | 0.59481
23196 | 4.845 | 1 | 365 | 5.5175 | 0.10288 | 5 | 0.62037
23198 | 8.84 | 1 | 365 | 10.067 | 0.25789 | 10 | 0.32488
23201 | 7.65 | 1 | 365 | 8.7118 | 0.53086 | 9 | 0.24268
23204 | 4.16 | 1 | 365 | 4.7374 | 0.53312 | 5 | 0.27053
21577 | 4.16 | 1 | 365 | 4.7374 | 0.53312 | 5 | 0.27053
20507 | 8.58 | 1 | 365 | 9.7709 | 0.66207 | 10 | 0.43297
21061 | 13.25 | 1 | 365 | 15.0891 | 0.36391 | 15 | 0.45301
22060 | 4.94 | 1 | 365 | 5.6257 | 0.32058 | 5 | 0.94626
23206 | 4.335 | 1 | 365 | 4.9367 | 0.93416 | 5 | 0.87085
23208 | 6.24 | 1 | 365 | 7.1061 | 0.29968 | 7 | 0.4058
22875 | 5.2 | 1 | 365 | 5.9218 | 0.9164 | 6 | 0.83816
23217 | 16.12 | 1 | 365 | 18.3575 | 0.94085 | 19 | 0.29831
23222 | 2.34 | 1 | 365 | 2.6648 | 0.36238 | 3 | 0.027173
23225 | 7.905 | 1 | 365 | 9.0022 | 0.11522 | 9 | 0.11744
23226 | 7.02 | 1 | 365 | 7.9944 | 0.087144 | 8 | 0.08152
23228 | 3.9 | 1 | 365 | 4.4413 | 0.9373 | 5 | 0.37862
23231 | 4.59 | 1 | 365 | 5.2271 | 0.51852 | 5 | 0.74561
23234 | 2.34 | 1 | 365 | 2.6648 | 0.36238 | 3 | 0.027173
23235 | 7.95 | 1 | 365 | 9.0535 | 0.21835 | 9 | 0.27181
23240 | 9.88 | 1 | 365 | 11.2513 | 0.64117 | 11 | 0.89251
23237 | 3.9 | 1 | 365 | 4.4413 | 0.9373 | 5 | 0.37862
23239 | 18.36 | 1 | 365 | 20.9084 | 0.07407 | 20 | 0.98244
23243 | 8.745 | 1 | 365 | 9.9588 | 0.040182 | 9 | 0.99899
23246 | 7.02 | 1 | 365 | 7.9944 | 0.087144 | 8 | 0.08152
23244 | 9.62 | 1 | 365 | 10.9553 | 0.045346 | 11 | 0.00060192
23247 | 11.44 | 1 | 365 | 13.0279 | 0.21609 | 13 | 0.24396
23251 | 13.78 | 1 | 365 | 15.6927 | 0.57847 | 16 | 0.27113
23252 | 5.98 | 1 | 365 | 6.81 | 0.70386 | 7 | 0.51389
23257 | 8.06 | 1 | 365 | 9.1787 | 0.47042 | 9 | 0.64915
23255 | 7.02 | 1 | 365 | 7.9944 | 0.087144 | 8 | 0.08152
23254 | 17.42 | 1 | 365 | 19.8379 | 0.91995 | 20 | 0.75785
23260 | 4.845 | 1 | 365 | 5.5175 | 0.10288 | 5 | 0.62037
23261 | 5.565 | 1 | 365 | 6.3374 | 0.75284 | 7 | 0.090265
23263 | 2.805 | 1 | 365 | 3.1943 | 0.42798 | 3 | 0.62232
23262 | 3.64 | 1 | 365 | 4.1452 | 0.34148 | 4 | 0.48671
23269 | 4.42 | 1 | 365 | 5.0335 | 0.12894 | 5 | 0.16244
23268 | 2.805 | 1 | 365 | 3.1943 | 0.42798 | 3 | 0.62232
23272 | 3.9 | 1 | 365 | 4.4413 | 0.9373 | 5 | 0.37862
23274 | 13.26 | 1 | 365 | 15.1005 | 0.38683 | 15 | 0.48732
23277 | 7.8 | 1 | 365 | 8.8826 | 0.8746 | 9 | 0.75724
23475 | 5.2 | 1 | 365 | 5.9218 | 0.9164 | 6 | 0.83816
23478 | 10.66 | 1 | 365 | 12.1396 | 0.42863 | 12 | 0.56823
23479 | 10.455 | 1 | 365 | 11.9062 | 0.95885 | 12 | 0.865
23480 | 7.14 | 1 | 365 | 8.131 | 0.36214 | 8 | 0.49317
23481 | 8.84 | 1 | 365 | 10.067 | 0.25789 | 10 | 0.32488
23279 | 9.69 | 1 | 365 | 11.035 | 0.20576 | 11 | 0.24073
23281 | 2.295 | 1 | 365 | 2.6135 | 0.25926 | 2 | 0.8728
23285 | 3.9 | 1 | 365 | 4.4413 | 0.9373 | 5 | 0.37862
23290 | 2.86 | 1 | 365 | 3.257 | 0.55402 | 3 | 0.81099
23289 | 13.515 | 1 | 365 | 15.3909 | 0.97119 | 16 | 0.36207
23288 | 6.76 | 1 | 365 | 7.6983 | 0.49132 | 8 | 0.18961
23292 | 5.98 | 1 | 365 | 6.81 | 0.70386 | 7 | 0.51389
23291 | 3.12 | 1 | 365 | 3.5531 | 0.14984 | 3 | 0.7029
23293 | 10.92 | 1 | 365 | 12.4357 | 0.024447 | 12 | 0.46014
21543 | 7.02 | 1 | 365 | 7.9944 | 0.087144 | 8 | 0.08152
22212 | 15.6 | 1 | 365 | 17.7653 | 0.74921 | 18 | 0.51449
22165 | 13 | 1 | 365 | 14.8044 | 0.79101 | 15 | 0.59541
21945 | 8.06 | 1 | 365 | 9.1787 | 0.47042 | 9 | 0.64915
21918 | 10.66 | 1 | 365 | 12.1396 | 0.42863 | 12 | 0.56823
21861 | 3.38 | 1 | 365 | 3.8491 | 0.74566 | 4 | 0.59481
21874 | 5.1 | 1 | 365 | 5.8079 | 0.68724 | 6 | 0.49512
21894 | 4.94 | 1 | 365 | 5.6257 | 0.32058 | 5 | 0.94626
21910 | 6.76 | 1 | 365 | 7.6983 | 0.49132 | 8 | 0.18961
21905 | 5.46 | 1 | 365 | 6.2178 | 0.51222 | 6 | 0.73007
21923 | 6.5 | 1 | 365 | 7.4022 | 0.8955 | 8 | 0.2977
21931 | 3.64 | 1 | 365 | 4.1452 | 0.34148 | 4 | 0.48671
22002 | 6.76 | 1 | 365 | 7.6983 | 0.49132 | 8 | 0.18961
22030 | 10.14 | 1 | 365 | 11.5474 | 0.23699 | 11 | 0.78442
23488 | 5.355 | 1 | 365 | 6.0983 | 0.2716 | 6 | 0.36988
23487 | 3.9 | 1 | 365 | 4.4413 | 0.9373 | 5 | 0.37862
22005 | 2.86 | 1 | 365 | 3.257 | 0.55402 | 3 | 0.81099
23494 | 4.335 | 1 | 365 | 4.9367 | 0.93416 | 5 | 0.87085
23492 | 4.59 | 1 | 365 | 5.2271 | 0.51852 | 5 | 0.74561
22085 | 8.84 | 1 | 365 | 10.067 | 0.25789 | 10 | 0.32488
23496 | 7.28 | 1 | 365 | 8.2905 | 0.68296 | 8 | 0.97343
22012 | 5.61 | 1 | 365 | 6.3887 | 0.85597 | 7 | 0.24463
23498 | 5.61 | 1 | 365 | 6.3887 | 0.85597 | 7 | 0.24463
23504 | 9.435 | 1 | 365 | 10.7446 | 0.6214 | 11 | 0.36597
23500 | 9.1 | 1 | 365 | 10.3631 | 0.85371 | 11 | 0.21679
23508 | 10.92 | 1 | 365 | 12.4357 | 0.024447 | 12 | 0.46014
23510 | 10.2 | 1 | 365 | 11.6158 | 0.37448 | 11 | 0.99024
23512 | 14.04 | 1 | 365 | 15.9888 | 0.17429 | 16 | 0.16304
23490 | 4.8 | 1 | 365 | 5.4662 | 0.99976 | 6 | 0.466
23514 | 2.08 | 1 | 365 | 2.3687 | 0.76656 | 3 | 0.13527
23515 | 6.76 | 1 | 365 | 7.6983 | 0.49132 | 8 | 0.18961
23517 | 11.22 | 1 | 365 | 12.7773 | 0.71193 | 13 | 0.48927
23519 | 2.34 | 1 | 365 | 2.6648 | 0.36238 | 3 | 0.027173
23309 | 15.08 | 1 | 365 | 17.1731 | 0.55757 | 17 | 0.73067
23310 | 5.46 | 1 | 365 | 6.2178 | 0.51222 | 6 | 0.73007
23313 | 5.72 | 1 | 365 | 6.5139 | 0.10804 | 6 | 0.62198
23318 | 11.44 | 1 | 365 | 13.0279 | 0.21609 | 13 | 0.24396
23329 | 7.8 | 1 | 365 | 8.8826 | 0.8746 | 9 | 0.75724
23336 | 11.7 | 1 | 365 | 13.324 | 0.81191 | 14 | 0.13587
23340 | 4.42 | 1 | 365 | 5.0335 | 0.12894 | 5 | 0.16244
23346 | 10.4 | 1 | 365 | 11.8435 | 0.83281 | 12 | 0.67633
23357 | 4.42 | 1 | 365 | 5.0335 | 0.12894 | 5 | 0.16244
23361 | 8.32 | 1 | 365 | 9.4748 | 0.066245 | 9 | 0.54106
23363 | 8.925 | 1 | 365 | 10.1638 | 0.45267 | 10 | 0.61646
23379 | 3.64 | 1 | 365 | 4.1452 | 0.34148 | 4 | 0.48671
23384 | 5.2 | 1 | 365 | 5.9218 | 0.9164 | 6 | 0.83816
23390 | 8.215 | 1 | 365 | 9.3552 | 0.82563 | 10 | 0.18087
23394 | 3.38 | 1 | 365 | 3.8491 | 0.74566 | 4 | 0.59481
23398 | 8.84 | 1 | 365 | 10.067 | 0.25789 | 10 | 0.32488
23404 | 6.095 | 1 | 365 | 6.941 | 0.9674 | 7 | 0.90839
23408 | 5.83 | 1 | 365 | 6.6392 | 0.36012 | 6 | 0.99933
23425 | 9.62 | 1 | 365 | 10.9553 | 0.045346 | 11 | 0.00060192
23429 | 7.65 | 1 | 365 | 8.7118 | 0.53086 | 9 | 0.24268
23432 | 2.04 | 1 | 365 | 2.3232 | 0.6749 | 2 | 0.99805
23436 | 3.9 | 1 | 365 | 4.4413 | 0.9373 | 5 | 0.37862
23439 | 4.16 | 1 | 365 | 4.7374 | 0.53312 | 5 | 0.27053
23466 | 18.46 | 1 | 365 | 21.0222 | 0.30323 | 21 | 0.32548
23469 | 9.1 | 1 | 365 | 10.3631 | 0.85371 | 11 | 0.21679
23471 | 3.12 | 1 | 365 | 3.5531 | 0.14984 | 3 | 0.7029
22999 | 6.12 | 1 | 365 | 6.9695 | 0.02469 | 6 | 0.99415
23095 | 5.355 | 1 | 365 | 6.0983 | 0.2716 | 6 | 0.36988
23112 | 5.355 | 1 | 365 | 6.0983 | 0.2716 | 6 | 0.36988
22316 | 10.92 | 1 | 365 | 12.4357 | 0.024447 | 12 | 0.46014
23297 | 6.82 | 1 | 365 | 7.7666 | 0.62882 | 8 | 0.39544
23296 | 8.47 | 1 | 365 | 9.6456 | 0.40999 | 10 | 0.055624
23299 | 6.725 | 1 | 365 | 7.6584 | 0.41112 | 8 | 0.069548
23302 | 6.065 | 1 | 365 | 6.9068 | 0.89865 | 7 | 0.80547
23303 | 5.725 | 1 | 365 | 6.5196 | 0.1195 | 6 | 0.63913
23304 | 4.47 | 1 | 365 | 5.0904 | 0.24352 | 5 | 0.33396
23307 | 6.3 | 1 | 365 | 7.1744 | 0.43718 | 7 | 0.61162
23319 | 6.065 | 1 | 365 | 6.9068 | 0.89865 | 7 | 0.80547
23321 | 8.47 | 1 | 365 | 9.6456 | 0.40999 | 10 | 0.055624
23324 | 6.065 | 1 | 365 | 6.9068 | 0.89865 | 7 | 0.80547
23339 | 7.905 | 1 | 365 | 9.0022 | 0.11522 | 9 | 0.11744
23341 | 8.16 | 1 | 365 | 9.2926 | 0.69959 | 9 | 0.99219
23347 | 8.67 | 1 | 365 | 9.8734 | 0.86831 | 10 | 0.74171
23351 | 10.725 | 1 | 365 | 12.2136 | 0.57758 | 12 | 0.79121
23354 | 5.865 | 1 | 365 | 6.6791 | 0.44033 | 7 | 0.11939
23356 | 7.14 | 1 | 365 | 8.131 | 0.36214 | 8 | 0.49317
23380 | 4.08 | 1 | 365 | 4.6463 | 0.34979 | 4 | 0.9961
23385 | 7.28 | 1 | 365 | 8.2905 | 0.68296 | 8 | 0.97343
23387 | 8.16 | 1 | 365 | 9.2926 | 0.69959 | 9 | 0.99219
23388 | 7.395 | 1 | 365 | 8.4214 | 0.9465 | 9 | 0.36793
23393 | 5.775 | 1 | 365 | 6.5766 | 0.23408 | 6 | 0.81065
23397 | 7.14 | 1 | 365 | 8.131 | 0.36214 | 8 | 0.49317
23402 | 8.67 | 1 | 365 | 9.8734 | 0.86831 | 10 | 0.74171
23395 | 9.945 | 1 | 365 | 11.3254 | 0.79012 | 12 | 0.11549
23405 | 7.975 | 1 | 365 | 9.0819 | 0.27564 | 9 | 0.35757
23407 | 8.525 | 1 | 365 | 9.7083 | 0.53603 | 10 | 0.2443
23410 | 11.73 | 1 | 365 | 13.3581 | 0.88066 | 14 | 0.23878
23415 | 7.65 | 1 | 365 | 8.7118 | 0.53086 | 9 | 0.24268
22463 | 7 | 1 | 365 | 7.9716 | 0.041312 | 8 | 0.012912
23448 | 5.04 | 1 | 365 | 5.7396 | 0.54974 | 6 | 0.2893
23450 | 7.56 | 1 | 365 | 8.6093 | 0.32462 | 8 | 0.93394
23452 | 5.04 | 1 | 365 | 5.7396 | 0.54974 | 6 | 0.2893
23453 | 5.88 | 1 | 365 | 6.6961 | 0.4747 | 7 | 0.17085
23454 | 6.6 | 1 | 365 | 7.5161 | 0.12467 | 7 | 0.64075
23456 | 6.44 | 1 | 365 | 7.3339 | 0.75801 | 8 | 0.091879
23457 | 7.425 | 1 | 365 | 8.4556 | 0.015249 | 8 | 0.47084
23458 | 4.335 | 1 | 365 | 4.9367 | 0.93416 | 5 | 0.87085
23459 | 5.61 | 1 | 365 | 6.3887 | 0.85597 | 7 | 0.24463
23460 | 4.48 | 1 | 365 | 5.1018 | 0.26644 | 5 | 0.36826
23358 | 3.06 | 1 | 365 | 3.4847 | 0.012345 | 3 | 0.49707
23462 | 4.08 | 1 | 365 | 4.6463 | 0.34979 | 4 | 0.9961
23526 | 13.78 | 1 | 365 | 15.6927 | 0.57847 | 16 | 0.27113
21583 | 3.38 | 1 | 365 | 3.8491 | 0.74566 | 4 | 0.59481
21655 | 10.14 | 1 | 365 | 11.5474 | 0.23699 | 11 | 0.78442
23528 | 5.46 | 1 | 365 | 6.2178 | 0.51222 | 6 | 0.73007
23530 | 11.96 | 1 | 365 | 13.62 | 0.40773 | 14 | 0.027775
23532 | 2.34 | 1 | 365 | 2.6648 | 0.36238 | 3 | 0.027173
23534 | 6.76 | 1 | 365 | 7.6983 | 0.49132 | 8 | 0.18961
23536 | 4.94 | 1 | 365 | 5.6257 | 0.32058 | 5 | 0.94626
23539 | 3.38 | 1 | 365 | 3.8491 | 0.74566 | 4 | 0.59481
23542 | 2.6 | 1 | 365 | 2.9609 | 0.9582 | 3 | 0.91908
23566 | 6.885 | 1 | 365 | 7.8406 | 0.77778 | 8 | 0.61841
23567 | 3.825 | 1 | 365 | 4.3559 | 0.76543 | 5 | 0.12134
23569 | 9.1 | 1 | 365 | 10.3631 | 0.85371 | 11 | 0.21679
23571 | 7.02 | 1 | 365 | 7.9944 | 0.087144 | 8 | 0.08152
23577 | 4.42 | 1 | 365 | 5.0335 | 0.12894 | 5 | 0.16244
23581 | 5.72 | 1 | 365 | 6.5139 | 0.10804 | 6 | 0.62198
93 | 2888.58 | 0.7 | 365 | 2302.6604 | 0.6613 | 2303 | 0.32173
13312 | 1128.33 | 0.7 | 365 | 899.4595 | 0.98936 | 900 | 0.4489
23636 | 7.75 | 1 | 365 | 8.8257 | 0.76002 | 9 | 0.58572
23579 | 3.64 | 1 | 365 | 4.1452 | 0.34148 | 4 | 0.48671
23582 | 7.54 | 1 | 365 | 8.5866 | 0.27878 | 8 | 0.86534
22537 | 390 | 0.9 | 365 | 399.7188 | 0.35722 | 400 | 0.076016
23583 | 4.68 | 1 | 365 | 5.3296 | 0.72476 | 6 | 0.054347
23572 | 10.92 | 1 | 365 | 12.4357 | 0.024447 | 12 | 0.46014
23590 | 6.89 | 1 | 365 | 7.8463 | 0.78923 | 8 | 0.63557
23578 | 2.6 | 1 | 365 | 2.9609 | 0.9582 | 3 | 0.91908
23609 | 3.38 | 1 | 365 | 3.8491 | 0.74566 | 4 | 0.59481
23608 | 8.32 | 1 | 365 | 9.4748 | 0.066245 | 9 | 0.54106
23611 | 7.8 | 1 | 365 | 8.8826 | 0.8746 | 9 | 0.75724
23615 | 13.78 | 1 | 365 | 15.6927 | 0.57847 | 16 | 0.27113
23620 | 9.88 | 1 | 365 | 11.2513 | 0.64117 | 11 | 0.89251
23624 | 6.12 | 1 | 365 | 6.9695 | 0.02469 | 6 | 0.99415
23595 | 4.94 | 1 | 365 | 5.6257 | 0.32058 | 5 | 0.94626
23607 | 9.36 | 1 | 365 | 10.6592 | 0.44953 | 11 | 0.10869
23628 | 5.565 | 1 | 365 | 6.3374 | 0.75284 | 7 | 0.090265
23625 | 4.335 | 1 | 365 | 4.9367 | 0.93416 | 5 | 0.87085
23629 | 4.94 | 1 | 365 | 5.6257 | 0.32058 | 5 | 0.94626
23630 | 4.42 | 1 | 365 | 5.0335 | 0.12894 | 5 | 0.16244
23631 | 3.12 | 1 | 365 | 3.5531 | 0.14984 | 3 | 0.7029
23632 | 3.9 | 1 | 365 | 4.4413 | 0.9373 | 5 | 0.37862
23633 | 7.02 | 1 | 365 | 7.9944 | 0.087144 | 8 | 0.08152
23654 | 5.46 | 1 | 365 | 6.2178 | 0.51222 | 6 | 0.73007
23655 | 12.48 | 1 | 365 | 14.2122 | 0.59937 | 14 | 0.81159
23656 | 4.68 | 1 | 365 | 5.3296 | 0.72476 | 6 | 0.054347
23658 | 7.8 | 1 | 365 | 8.8826 | 0.8746 | 9 | 0.75724
23660 | 6.24 | 1 | 365 | 7.1061 | 0.29968 | 7 | 0.4058
23662 | 4.42 | 1 | 365 | 5.0335 | 0.12894 | 5 | 0.16244
23666 | 14.3 | 1 | 365 | 16.2848 | 0.77011 | 17 | 0.054949
23670 | 3.12 | 1 | 365 | 3.5531 | 0.14984 | 3 | 0.7029
23671 | 9.54 | 1 | 365 | 10.8642 | 0.86202 | 11 | 0.72617
23673 | 7.28 | 1 | 365 | 8.2905 | 0.68296 | 8 | 0.97343
23675 | 6.12 | 1 | 365 | 6.9695 | 0.02469 | 6 | 0.99415
23674 | 6.625 | 1 | 365 | 7.5446 | 0.18196 | 7 | 0.72651
23676 | 4.42 | 1 | 365 | 5.0335 | 0.12894 | 5 | 0.16244
23678 | 5.46 | 1 | 365 | 6.2178 | 0.51222 | 6 | 0.73007
23677 | 3.38 | 1 | 365 | 3.8491 | 0.74566 | 4 | 0.59481
23680 | 3.24 | 1 | 365 | 3.6897 | 0.42484 | 4 | 0.11455
23681 | 6.63 | 1 | 365 | 7.5502 | 0.19341 | 7 | 0.74366
23683 | 7.8 | 1 | 365 | 8.8826 | 0.8746 | 9 | 0.75724
23685 | 7.02 | 1 | 365 | 7.9944 | 0.087144 | 8 | 0.08152
23688 | 7.02 | 1 | 365 | 7.9944 | 0.087144 | 8 | 0.08152
23689 | 3.9 | 1 | 365 | 4.4413 | 0.9373 | 5 | 0.37862
23690 | 4.94 | 1 | 365 | 5.6257 | 0.32058 | 5 | 0.94626
23521 | 5.46 | 1 | 365 | 6.2178 | 0.51222 | 6 | 0.73007
23693 | 6.5 | 1 | 365 | 7.4022 | 0.8955 | 8 | 0.2977
23694 | 8.06 | 1 | 365 | 9.1787 | 0.47042 | 9 | 0.64915
23696 | 7.02 | 1 | 365 | 7.9944 | 0.087144 | 8 | 0.08152
23697 | 8.58 | 1 | 365 | 9.7709 | 0.66207 | 10 | 0.43297
23700 | 7.28 | 1 | 365 | 8.2905 | 0.68296 | 8 | 0.97343
23702 | 4.42 | 1 | 365 | 5.0335 | 0.12894 | 5 | 0.16244
23704 | 3.12 | 1 | 365 | 3.5531 | 0.14984 | 3 | 0.7029
23708 | 10.4 | 1 | 365 | 11.8435 | 0.83281 | 12 | 0.67633
23713 | 10.4 | 1 | 365 | 11.8435 | 0.83281 | 12 | 0.67633
23721 | 7.54 | 1 | 365 | 8.5866 | 0.27878 | 8 | 0.86534
23715 | 9.1 | 1 | 365 | 10.3631 | 0.85371 | 11 | 0.21679
23717 | 4.94 | 1 | 365 | 5.6257 | 0.32058 | 5 | 0.94626
23718 | 3.38 | 1 | 365 | 3.8491 | 0.74566 | 4 | 0.59481
23720 | 7.54 | 1 | 365 | 8.5866 | 0.27878 | 8 | 0.86534
23719 | 3.9 | 1 | 365 | 4.4413 | 0.9373 | 5 | 0.37862
26492 | 5.25 | 1 | 365 | 5.9787 | 0.030984 | 6 | 0.009684
25167 | 4.05 | 1 | 365 | 4.6121 | 0.28104 | 4 | 0.89318
25832 | 29.964 | 0.9 | 365 | 30.7107 | 0.79938 | 31 | 0.51009
23135 | 4.05 | 1 | 365 | 4.6121 | 0.28104 | 4 | 0.89318
23722 | 22.44 | 1 | 365 | 25.5547 | 0.42386 | 25 | 0.97854
23782 | 3.6 | 1 | 365 | 4.0997 | 0.24982 | 4 | 0.3495
23786 | 10.5 | 1 | 365 | 11.9574 | 0.061968 | 12 | 0.019368
23723 | 5.865 | 1 | 365 | 6.6791 | 0.44033 | 7 | 0.11939
23725 | 7.28 | 1 | 365 | 8.2905 | 0.68296 | 8 | 0.97343
23726 | 9.88 | 1 | 365 | 11.2513 | 0.64117 | 11 | 0.89251
23727 | 7.395 | 1 | 365 | 8.4214 | 0.9465 | 9 | 0.36793
23728 | 4.16 | 1 | 365 | 4.7374 | 0.53312 | 5 | 0.27053
23729 | 2.6 | 1 | 365 | 2.9609 | 0.9582 | 3 | 0.91908
23730 | 9.18 | 1 | 365 | 10.4542 | 0.037035 | 10 | 0.49122
23733 | 4.42 | 1 | 365 | 5.0335 | 0.12894 | 5 | 0.16244
23732 | 6.24 | 1 | 365 | 7.1061 | 0.29968 | 7 | 0.4058
23736 | 3.64 | 1 | 365 | 4.1452 | 0.34148 | 4 | 0.48671
23734 | 4.68 | 1 | 365 | 5.3296 | 0.72476 | 6 | 0.054347
23737 | 11.7 | 1 | 365 | 13.324 | 0.81191 | 14 | 0.13587
23740 | 6.24 | 1 | 365 | 7.1061 | 0.29968 | 7 | 0.4058
23742 | 2.86 | 1 | 365 | 3.257 | 0.55402 | 3 | 0.81099
23741 | 7.54 | 1 | 365 | 8.5866 | 0.27878 | 8 | 0.86534
23744 | 4.68 | 1 | 365 | 5.3296 | 0.72476 | 6 | 0.054347
23749 | 4.16 | 1 | 365 | 4.7374 | 0.53312 | 5 | 0.27053
23679 | 7.96 | 1 | 365 | 9.0648 | 0.24126 | 9 | 0.30611
23771 | 5.2 | 1 | 365 | 5.9218 | 0.9164 | 6 | 0.83816
23772 | 7.28 | 1 | 365 | 8.2905 | 0.68296 | 8 | 0.97343
23773 | 5.72 | 1 | 365 | 6.5139 | 0.10804 | 6 | 0.62198
23775 | 5.98 | 1 | 365 | 6.81 | 0.70386 | 7 | 0.51389
23789 | 5.355 | 1 | 365 | 6.0983 | 0.2716 | 6 | 0.36988
23790 | 5.1 | 1 | 365 | 5.8079 | 0.68724 | 6 | 0.49512
23791 | 10.92 | 1 | 365 | 12.4357 | 0.024447 | 12 | 0.46014
23792 | 7.54 | 1 | 365 | 8.5866 | 0.27878 | 8 | 0.86534
23793 | 7.02 | 1 | 365 | 7.9944 | 0.087144 | 8 | 0.08152
23796 | 2.86 | 1 | 365 | 3.257 | 0.55402 | 3 | 0.81099
23794 | 3.64 | 1 | 365 | 4.1452 | 0.34148 | 4 | 0.48671
23795 | 10.14 | 1 | 365 | 11.5474 | 0.23699 | 11 | 0.78442
23799 | 3.12 | 1 | 365 | 3.5531 | 0.14984 | 3 | 0.7029
23800 | 2.04 | 1 | 365 | 2.3232 | 0.6749 | 2 | 0.99805
23802 | 9.36 | 1 | 365 | 10.6592 | 0.44953 | 11 | 0.10869
23803 | 8.06 | 1 | 365 | 9.1787 | 0.47042 | 9 | 0.64915
23798 | 10.92 | 1 | 365 | 12.4357 | 0.024447 | 12 | 0.46014
23804 | 4.05 | 1 | 365 | 4.6121 | 0.28104 | 4 | 0.89318
23805 | 6.76 | 1 | 365 | 7.6983 | 0.49132 | 8 | 0.18961
23808 | 8.58 | 1 | 365 | 9.7709 | 0.66207 | 10 | 0.43297
23807 | 9.1 | 1 | 365 | 10.3631 | 0.85371 | 11 | 0.21679
23810 | 18.5 | 1 | 365 | 21.0678 | 0.3949 | 21 | 0.4627
23812 | 7.02 | 1 | 365 | 7.9944 | 0.087144 | 8 | 0.08152
23814 | 13.515 | 1 | 365 | 15.3909 | 0.97119 | 16 | 0.36207
23815 | 8.84 | 1 | 365 | 10.067 | 0.25789 | 10 | 0.32488
23819 | 3.64 | 1 | 365 | 4.1452 | 0.34148 | 4 | 0.48671
23817 | 20.8 | 1 | 365 | 23.687 | 0.66561 | 24 | 0.35265
23818 | 12.74 | 1 | 365 | 14.5083 | 0.19519 | 14 | 0.7035
23821 | 6.76 | 1 | 365 | 7.6983 | 0.49132 | 8 | 0.18961
23823 | 4.59 | 1 | 365 | 5.2271 | 0.51852 | 5 | 0.74561
23824 | 8.215 | 1 | 365 | 9.3552 | 0.82563 | 10 | 0.18087
23825 | 3.825 | 1 | 365 | 4.3559 | 0.76543 | 5 | 0.12134
23827 | 12.74 | 1 | 365 | 14.5083 | 0.19519 | 14 | 0.7035
23828 | 5.355 | 1 | 365 | 6.0983 | 0.2716 | 6 | 0.36988
23830 | 7.8 | 1 | 365 | 8.8826 | 0.8746 | 9 | 0.75724
23833 | 6.5 | 1 | 365 | 7.4022 | 0.8955 | 8 | 0.2977
23832 | 13.26 | 1 | 365 | 15.1005 | 0.38683 | 15 | 0.48732
23834 | 7.28 | 1 | 365 | 8.2905 | 0.68296 | 8 | 0.97343
23835 | 8.06 | 1 | 365 | 9.1787 | 0.47042 | 9 | 0.64915
23837 | 6.24 | 1 | 365 | 7.1061 | 0.29968 | 7 | 0.4058
23659 | 2.08 | 1 | 365 | 2.3687 | 0.76656 | 3 | 0.13527
23751 | 2.6 | 1 | 365 | 2.9609 | 0.9582 | 3 | 0.91908
23758 | 6.63 | 1 | 365 | 7.5502 | 0.19341 | 7 | 0.74366
23134 | 6.76 | 1 | 365 | 7.6983 | 0.49132 | 8 | 0.18961
23864 | 4.94 | 1 | 365 | 5.6257 | 0.32058 | 5 | 0.94626
23797 | 48 | 0.9 | 365 | 49.1962 | 0.99781 | 50 | 0.19397
23867 | 5.1 | 1 | 365 | 5.8079 | 0.68724 | 6 | 0.49512
23868 | 19.24 | 1 | 365 | 21.9105 | 0.090692 | 22 | 0.0012038
23870 | 7.02 | 1 | 365 | 7.9944 | 0.087144 | 8 | 0.08152
23874 | 12.48 | 1 | 365 | 14.2122 | 0.59937 | 14 | 0.81159
23877 | 9.1 | 1 | 365 | 10.3631 | 0.85371 | 11 | 0.21679
23879 | 7.575 | 1 | 365 | 8.6264 | 0.35899 | 8 | 0.9854
23880 | 9.96 | 1 | 365 | 11.3424 | 0.8245 | 12 | 0.16694
23883 | 5.805 | 1 | 365 | 6.6107 | 0.30283 | 6 | 0.91356
23884 | 7.96 | 1 | 365 | 9.0648 | 0.24126 | 9 | 0.30611
23886 | 4.79 | 1 | 365 | 5.4549 | 0.97684 | 6 | 0.43169
23890 | 3.12 | 1 | 365 | 3.5531 | 0.14984 | 3 | 0.7029
23892 | 3.28 | 1 | 365 | 3.7353 | 0.5165 | 4 | 0.25176
23896 | 5.1 | 1 | 365 | 5.8079 | 0.68724 | 6 | 0.49512
23898 | 7.65 | 1 | 365 | 8.7118 | 0.53086 | 9 | 0.24268
23900 | 6.375 | 1 | 365 | 7.2599 | 0.60905 | 7 | 0.8689
23897 | 4.16 | 1 | 365 | 4.7374 | 0.53312 | 5 | 0.27053
23908 | 4.16 | 1 | 365 | 4.7374 | 0.53312 | 5 | 0.27053
23910 | 12.455 | 1 | 365 | 14.1838 | 0.54208 | 14 | 0.72583
23912 | 7.905 | 1 | 365 | 9.0022 | 0.11522 | 9 | 0.11744
23917 | 6.375 | 1 | 365 | 7.2599 | 0.60905 | 7 | 0.8689
23919 | 6.12 | 1 | 365 | 6.9695 | 0.02469 | 6 | 0.99415
23921 | 5.775 | 1 | 365 | 6.5766 | 0.23408 | 6 | 0.81065
23924 | 4.59 | 1 | 365 | 5.2271 | 0.51852 | 5 | 0.74561
23925 | 4.59 | 1 | 365 | 5.2271 | 0.51852 | 5 | 0.74561
23928 | 4.845 | 1 | 365 | 5.5175 | 0.10288 | 5 | 0.62037
23929 | 9.9 | 1 | 365 | 11.2741 | 0.687 | 11 | 0.96112
23935 | 4.59 | 1 | 365 | 5.2271 | 0.51852 | 5 | 0.74561
23937 | 7.905 | 1 | 365 | 9.0022 | 0.11522 | 9 | 0.11744
23940 | 10.455 | 1 | 365 | 11.9062 | 0.95885 | 12 | 0.865
23942 | 4.94 | 1 | 365 | 5.6257 | 0.32058 | 5 | 0.94626
23926 | 6.44 | 1 | 365 | 7.3339 | 0.75801 | 8 | 0.091879
23948 | 3.18 | 1 | 365 | 3.6214 | 0.28734 | 3 | 0.90872
24275 | 5.72 | 1 | 365 | 6.5139 | 0.10804 | 6 | 0.62198
24277 | 4.16 | 1 | 365 | 4.7374 | 0.53312 | 5 | 0.27053
24280 | 3.315 | 1 | 365 | 3.7751 | 0.59671 | 4 | 0.37183
24279 | 3.64 | 1 | 365 | 4.1452 | 0.34148 | 4 | 0.48671
24281 | 12.74 | 1 | 365 | 14.5083 | 0.19519 | 14 | 0.7035
24283 | 7.02 | 1 | 365 | 7.9944 | 0.087144 | 8 | 0.08152
23952 | 5.98 | 1 | 365 | 6.81 | 0.70386 | 7 | 0.51389
23963 | 7.56 | 1 | 365 | 8.6093 | 0.32462 | 8 | 0.93394
22105 | 6.24 | 1 | 365 | 7.1061 | 0.29968 | 7 | 0.4058
23965 | 6.44 | 1 | 365 | 7.3339 | 0.75801 | 8 | 0.091879
23966 | 5.775 | 1 | 365 | 6.5766 | 0.23408 | 6 | 0.81065
23958 | 5.98 | 1 | 365 | 6.81 | 0.70386 | 7 | 0.51389
23967 | 7.28 | 1 | 365 | 8.2905 | 0.68296 | 8 | 0.97343
23969 | 7.975 | 1 | 365 | 9.0819 | 0.27564 | 9 | 0.35757
23970 | 5.775 | 1 | 365 | 6.5766 | 0.23408 | 6 | 0.81065
23972 | 8.68 | 1 | 365 | 9.8848 | 0.89123 | 10 | 0.77601
23973 | 6.76 | 1 | 365 | 7.6983 | 0.49132 | 8 | 0.18961
23975 | 4.48 | 1 | 365 | 5.1018 | 0.26644 | 5 | 0.36826
23974 | 10.92 | 1 | 365 | 12.4357 | 0.024447 | 12 | 0.46014
24285 | 14.04 | 1 | 365 | 15.9888 | 0.17429 | 16 | 0.16304
23976 | 5.61 | 1 | 365 | 6.3887 | 0.85597 | 7 | 0.24463
23978 | 4.94 | 1 | 365 | 5.6257 | 0.32058 | 5 | 0.94626
23981 | 3.12 | 1 | 365 | 3.5531 | 0.14984 | 3 | 0.7029
23983 | 10.92 | 1 | 365 | 12.4357 | 0.024447 | 12 | 0.46014
24287 | 5.46 | 1 | 365 | 6.2178 | 0.51222 | 6 | 0.73007
24289 | 9.1 | 1 | 365 | 10.3631 | 0.85371 | 11 | 0.21679
23945 | 12.495 | 1 | 365 | 14.2293 | 0.63374 | 14 | 0.86305
23988 | 11.2 | 1 | 365 | 12.7546 | 0.6661 | 13 | 0.42066
23990 | 7.28 | 1 | 365 | 8.2905 | 0.68296 | 8 | 0.97343
23989 | 5.2 | 1 | 365 | 5.9218 | 0.9164 | 6 | 0.83816
24290 | 4.08 | 1 | 365 | 4.6463 | 0.34979 | 4 | 0.9961
23993 | 4.94 | 1 | 365 | 5.6257 | 0.32058 | 5 | 0.94626
23994 | 3.38 | 1 | 365 | 3.8491 | 0.74566 | 4 | 0.59481
24291 | 7.54 | 1 | 365 | 8.5866 | 0.27878 | 8 | 0.86534
23998 | 6.76 | 1 | 365 | 7.6983 | 0.49132 | 8 | 0.18961
24293 | 8.84 | 1 | 365 | 10.067 | 0.25789 | 10 | 0.32488
24011 | 4.2 | 1 | 365 | 4.783 | 0.62479 | 5 | 0.40775
24292 | 6.76 | 1 | 365 | 7.6983 | 0.49132 | 8 | 0.18961
24015 | 7.65 | 1 | 365 | 8.7118 | 0.53086 | 9 | 0.24268
24016 | 4.76 | 1 | 365 | 5.4207 | 0.90809 | 6 | 0.32878
24294 | 8.64 | 1 | 365 | 9.8392 | 0.79956 | 10 | 0.63879
24295 | 10.4 | 1 | 365 | 11.8435 | 0.83281 | 12 | 0.67633
24296 | 8.06 | 1 | 365 | 9.1787 | 0.47042 | 9 | 0.64915
24297 | 10.92 | 1 | 365 | 12.4357 | 0.024447 | 12 | 0.46014
24018 | 7.395 | 1 | 365 | 8.4214 | 0.9465 | 9 | 0.36793
24298 | 14.04 | 1 | 365 | 15.9888 | 0.17429 | 16 | 0.16304
24299 | 11.96 | 1 | 365 | 13.62 | 0.40773 | 14 | 0.027775
24300 | 9.1 | 1 | 365 | 10.3631 | 0.85371 | 11 | 0.21679
24301 | 4.68 | 1 | 365 | 5.3296 | 0.72476 | 6 | 0.054347
24302 | 3.64 | 1 | 365 | 4.1452 | 0.34148 | 4 | 0.48671
24303 | 7.8 | 1 | 365 | 8.8826 | 0.8746 | 9 | 0.75724
24304 | 8.32 | 1 | 365 | 9.4748 | 0.066245 | 9 | 0.54106
24305 | 3.9 | 1 | 365 | 4.4413 | 0.9373 | 5 | 0.37862
24029 | 5.61 | 1 | 365 | 6.3887 | 0.85597 | 7 | 0.24463
24306 | 5.72 | 1 | 365 | 6.5139 | 0.10804 | 6 | 0.62198
23991 | 7.65 | 1 | 365 | 8.7118 | 0.53086 | 9 | 0.24268
24307 | 3.64 | 1 | 365 | 4.1452 | 0.34148 | 4 | 0.48671
24026 | 7.15 | 1 | 365 | 8.1424 | 0.38505 | 8 | 0.52747
24046 | 4.905 | 1 | 365 | 5.5858 | 0.24038 | 5 | 0.82619
24309 | 7.685 | 1 | 365 | 8.7517 | 0.61107 | 9 | 0.36275
24310 | 14.04 | 1 | 365 | 15.9888 | 0.17429 | 16 | 0.16304
24311 | 4.42 | 1 | 365 | 5.0335 | 0.12894 | 5 | 0.16244
24312 | 6.24 | 1 | 365 | 7.1061 | 0.29968 | 7 | 0.4058
23575 | 5.46 | 1 | 365 | 6.2178 | 0.51222 | 6 | 0.73007
24055 | 12.48 | 1 | 365 | 14.2122 | 0.59937 | 14 | 0.81159
24056 | 7.28 | 1 | 365 | 8.2905 | 0.68296 | 8 | 0.97343
24057 | 10.92 | 1 | 365 | 12.4357 | 0.024447 | 12 | 0.46014
24058 | 4.94 | 1 | 365 | 5.6257 | 0.32058 | 5 | 0.94626
24061 | 9 | 1 | 365 | 10.2492 | 0.62454 | 10 | 0.87374
24060 | 7.02 | 1 | 365 | 7.9944 | 0.087144 | 8 | 0.08152
24059 | 13 | 1 | 365 | 14.8044 | 0.79101 | 15 | 0.59541
24065 | 5.2 | 1 | 365 | 5.9218 | 0.9164 | 6 | 0.83816
24066 | 6.24 | 1 | 365 | 7.1061 | 0.29968 | 7 | 0.4058
24067 | 21.42 | 1 | 365 | 24.3931 | 0.086415 | 24 | 0.47951
24070 | 17.94 | 1 | 365 | 20.4301 | 0.11159 | 20 | 0.54166
24074 | 8.58 | 1 | 365 | 9.7709 | 0.66207 | 10 | 0.43297
24076 | 4.42 | 1 | 365 | 5.0335 | 0.12894 | 5 | 0.16244
24075 | 5.72 | 1 | 365 | 6.5139 | 0.10804 | 6 | 0.62198
24077 | 4.68 | 1 | 365 | 5.3296 | 0.72476 | 6 | 0.054347
24078 | 5.67 | 1 | 365 | 6.457 | 0.99346 | 7 | 0.45046
24079 | 3.9 | 1 | 365 | 4.4413 | 0.9373 | 5 | 0.37862
24080 | 5.98 | 1 | 365 | 6.81 | 0.70386 | 7 | 0.51389
24081 | 5.035 | 1 | 365 | 5.7339 | 0.53829 | 6 | 0.27214
24082 | 14.3 | 1 | 365 | 16.2848 | 0.77011 | 17 | 0.054949
24083 | 6.76 | 1 | 365 | 7.6983 | 0.49132 | 8 | 0.18961
24331 | 4.68 | 1 | 365 | 5.3296 | 0.72476 | 6 | 0.054347
24334 | 8.32 | 1 | 365 | 9.4748 | 0.066245 | 9 | 0.54106
24336 | 4.08 | 1 | 365 | 4.6463 | 0.34979 | 4 | 0.9961
23987 | 6.375 | 1 | 365 | 7.2599 | 0.60905 | 7 | 0.8689
23752 | 10.2 | 1 | 365 | 11.6158 | 0.37448 | 11 | 0.99024
24347 | 5.72 | 1 | 365 | 6.5139 | 0.10804 | 6 | 0.62198
23337 | 7.14 | 1 | 365 | 8.131 | 0.36214 | 8 | 0.49317
22886 | 6.885 | 1 | 365 | 7.8406 | 0.77778 | 8 | 0.61841
24114 | 3.825 | 1 | 365 | 4.3559 | 0.76543 | 5 | 0.12134
24115 | 9.36 | 1 | 365 | 10.6592 | 0.44953 | 11 | 0.10869
24346 | 6.82 | 1 | 365 | 7.7666 | 0.62882 | 8 | 0.39544
22192 | 6.24 | 1 | 365 | 7.1061 | 0.29968 | 7 | 0.4058
24349 | 9.62 | 1 | 365 | 10.9553 | 0.045346 | 11 | 0.00060192
24350 | 5.47 | 1 | 365 | 6.2292 | 0.53514 | 6 | 0.76438
13503 | 2.45 | 1 | 365 | 2.7901 | 0.61446 | 3 | 0.40452
20645 | 7.54 | 1 | 365 | 8.5866 | 0.27878 | 8 | 0.86534
24271 | 8.4 | 1 | 365 | 9.5659 | 0.24957 | 9 | 0.81549
24091 | 7.8 | 1 | 365 | 8.8826 | 0.8746 | 9 | 0.75724
14215 | 10.71 | 1 | 365 | 12.1965 | 0.54321 | 12 | 0.73976
14162 | 13.75 | 1 | 365 | 15.6585 | 0.50972 | 16 | 0.16822
24098 | 1.82 | 1 | 365 | 2.0726 | 0.17074 | 2 | 0.24336
19876 | 15.81 | 1 | 365 | 18.0044 | 0.23045 | 18 | 0.23488
24107 | 4.845 | 1 | 365 | 5.5175 | 0.10288 | 5 | 0.62037
24163 | 7.14 | 1 | 365 | 8.131 | 0.36214 | 8 | 0.49317
24068 | 5 | 1 | 365 | 5.694 | 0.45808 | 6 | 0.15208
24089 | 8.415 | 1 | 365 | 9.583 | 0.28395 | 9 | 0.86695
24351 | 8.32 | 1 | 365 | 9.4748 | 0.066245 | 9 | 0.54106
24352 | 8.47 | 1 | 365 | 9.6456 | 0.40999 | 10 | 0.055624
24269 | 3 | 1 | 365 | 3.4164 | 0.87485 | 4 | 0.29125
24260 | 6.3 | 1 | 365 | 7.1744 | 0.43718 | 7 | 0.61162
24189 | 7.54 | 1 | 365 | 8.5866 | 0.27878 | 8 | 0.86534
24190 | 5.61 | 1 | 365 | 6.3887 | 0.85597 | 7 | 0.24463
24192 | 10.14 | 1 | 365 | 11.5474 | 0.23699 | 11 | 0.78442
24353 | 12.48 | 1 | 365 | 14.2122 | 0.59937 | 14 | 0.81159
24355 | 6.24 | 1 | 365 | 7.1061 | 0.29968 | 7 | 0.4058
22131 | 4.59 | 1 | 365 | 5.2271 | 0.51852 | 5 | 0.74561
24358 | 4.16 | 1 | 365 | 4.7374 | 0.53312 | 5 | 0.27053
24360 | 5.2 | 1 | 365 | 5.9218 | 0.9164 | 6 | 0.83816
24361 | 6.76 | 1 | 365 | 7.6983 | 0.49132 | 8 | 0.18961
24364 | 4.16 | 1 | 365 | 4.7374 | 0.53312 | 5 | 0.27053
24366 | 6.725 | 1 | 365 | 7.6584 | 0.41112 | 8 | 0.069548
24367 | 5.2 | 1 | 365 | 5.9218 | 0.9164 | 6 | 0.83816
24368 | 8.59 | 1 | 365 | 9.7823 | 0.68498 | 10 | 0.46727
24371 | 5.47 | 1 | 365 | 6.2292 | 0.53514 | 6 | 0.76438
24373 | 10.4 | 1 | 365 | 11.8435 | 0.83281 | 12 | 0.67633
24377 | 4.42 | 1 | 365 | 5.0335 | 0.12894 | 5 | 0.16244
24376 | 5.215 | 1 | 365 | 5.9388 | 0.95078 | 6 | 0.88962
24378 | 4.98 | 1 | 365 | 5.6712 | 0.41225 | 6 | 0.083472
24382 | 8.58 | 1 | 365 | 9.7709 | 0.66207 | 10 | 0.43297
24379 | 13 | 1 | 365 | 14.8044 | 0.79101 | 15 | 0.59541
24380 | 5.05 | 1 | 365 | 5.7509 | 0.57266 | 6 | 0.3236
24384 | 9.01 | 1 | 365 | 10.2606 | 0.64746 | 10 | 0.90805
23610 | 4.68 | 1 | 365 | 5.3296 | 0.72476 | 6 | 0.054347
23714 | 5.72 | 1 | 365 | 6.5139 | 0.10804 | 6 | 0.62198
23968 | 4.68 | 1 | 365 | 5.3296 | 0.72476 | 6 | 0.054347
23587 | 6.76 | 1 | 365 | 7.6983 | 0.49132 | 8 | 0.18961
23568 | 3.9 | 1 | 365 | 4.4413 | 0.9373 | 5 | 0.37862
23593 | 5.98 | 1 | 365 | 6.81 | 0.70386 | 7 | 0.51389
24386 | 5.47 | 1 | 365 | 6.2292 | 0.53514 | 6 | 0.76438
23646 | 6.24 | 1 | 365 | 7.1061 | 0.29968 | 7 | 0.4058
23665 | 3.9 | 1 | 365 | 4.4413 | 0.9373 | 5 | 0.37862
23843 | 6.5 | 1 | 365 | 7.4022 | 0.8955 | 8 | 0.2977
23851 | 3.9 | 1 | 365 | 4.4413 | 0.9373 | 5 | 0.37862
23855 | 13 | 1 | 365 | 14.8044 | 0.79101 | 15 | 0.59541
23943 | 9.36 | 1 | 365 | 10.6592 | 0.44953 | 11 | 0.10869
23954 | 13 | 1 | 365 | 14.8044 | 0.79101 | 15 | 0.59541
23946 | 15.08 | 1 | 365 | 17.1731 | 0.55757 | 17 | 0.73067
23955 | 6.76 | 1 | 365 | 7.6983 | 0.49132 | 8 | 0.18961
23959 | 11.18 | 1 | 365 | 12.7318 | 0.62027 | 13 | 0.35205
24042 | 8.84 | 1 | 365 | 10.067 | 0.25789 | 10 | 0.32488
24014 | 7.8 | 1 | 365 | 8.8826 | 0.8746 | 9 | 0.75724
24039 | 8.84 | 1 | 365 | 10.067 | 0.25789 | 10 | 0.32488
24052 | 5.61 | 1 | 365 | 6.3887 | 0.85597 | 7 | 0.24463
19978 | 7.28 | 1 | 365 | 8.2905 | 0.68296 | 8 | 0.97343
20778 | 12.74 | 1 | 365 | 14.5083 | 0.19519 | 14 | 0.7035
21216 | 3.38 | 1 | 365 | 3.8491 | 0.74566 | 4 | 0.59481
20719 | 12.74 | 1 | 365 | 14.5083 | 0.19519 | 14 | 0.7035
21028 | 4.42 | 1 | 365 | 5.0335 | 0.12894 | 5 | 0.16244
17958 | 2.6 | 1 | 365 | 2.9609 | 0.9582 | 3 | 0.91908
23950 | 4.68 | 1 | 365 | 5.3296 | 0.72476 | 6 | 0.054347
24460 | 5.13 | 1 | 365 | 5.842 | 0.75599 | 6 | 0.59803
24413 | 6.82 | 1 | 365 | 7.7666 | 0.62882 | 8 | 0.39544
24464 | 8.4 | 1 | 365 | 9.5659 | 0.24957 | 9 | 0.81549
24431 | 2.86 | 1 | 365 | 3.257 | 0.55402 | 3 | 0.81099
24462 | 7.54 | 1 | 365 | 8.5866 | 0.27878 | 8 | 0.86534
24466 | 6.44 | 1 | 365 | 7.3339 | 0.75801 | 8 | 0.091879
24467 | 4.79 | 1 | 365 | 5.4549 | 0.97684 | 6 | 0.43169
24437 | 8.32 | 1 | 365 | 9.4748 | 0.066245 | 9 | 0.54106
24470 | 3.02 | 1 | 365 | 3.4392 | 0.92068 | 4 | 0.35986
24461 | 8.4 | 1 | 365 | 9.5659 | 0.24957 | 9 | 0.81549
24469 | 9.9 | 1 | 365 | 11.2741 | 0.687 | 11 | 0.96112
24468 | 9.1 | 1 | 365 | 10.3631 | 0.85371 | 11 | 0.21679
24471 | 8.47 | 1 | 365 | 9.6456 | 0.40999 | 10 | 0.055624
24475 | 4.16 | 1 | 365 | 4.7374 | 0.53312 | 5 | 0.27053
24474 | 5.805 | 1 | 365 | 6.6107 | 0.30283 | 6 | 0.91356
24472 | 11.66 | 1 | 365 | 13.2784 | 0.72024 | 13 | 0.99865
24478 | 6.325 | 1 | 365 | 7.2029 | 0.49447 | 7 | 0.69738
24479 | 9.88 | 1 | 365 | 11.2513 | 0.64117 | 11 | 0.89251
24483 | 10.2 | 1 | 365 | 11.6158 | 0.37448 | 11 | 0.99024
24484 | 7.96 | 1 | 365 | 9.0648 | 0.24126 | 9 | 0.30611
24487 | 5.25 | 1 | 365 | 5.9787 | 0.030984 | 6 | 0.009684
24486 | 6.24 | 1 | 365 | 7.1061 | 0.29968 | 7 | 0.4058
24488 | 7.75 | 1 | 365 | 8.8257 | 0.76002 | 9 | 0.58572
24477 | 4.335 | 1 | 365 | 4.9367 | 0.93416 | 5 | 0.87085
24481 | 10.2 | 1 | 365 | 11.6158 | 0.37448 | 11 | 0.99024
24485 | 6 | 1 | 365 | 6.8328 | 0.7497 | 7 | 0.5825
24490 | 7.29 | 1 | 365 | 8.3019 | 0.70588 | 9 | 0.0077326
24489 | 6.76 | 1 | 365 | 7.6983 | 0.49132 | 8 | 0.18961
24491 | 2.75 | 1 | 365 | 3.1317 | 0.30194 | 3 | 0.43364
24493 | 9.9 | 1 | 365 | 11.2741 | 0.687 | 11 | 0.96112
24494 | 4.95 | 1 | 365 | 5.6371 | 0.3435 | 5 | 0.98056
24495 | 8.25 | 1 | 365 | 9.3951 | 0.90583 | 10 | 0.30093
24501 | 7.155 | 1 | 365 | 8.1481 | 0.39651 | 8 | 0.54463
24504 | 11.22 | 1 | 365 | 12.7773 | 0.71193 | 13 | 0.48927
24496 | 6.75 | 1 | 365 | 7.6869 | 0.46841 | 8 | 0.15531
24507 | 5.2 | 1 | 365 | 5.9218 | 0.9164 | 6 | 0.83816
24516 | 4.94 | 1 | 365 | 5.6257 | 0.32058 | 5 | 0.94626
24506 | 5.98 | 1 | 365 | 6.81 | 0.70386 | 7 | 0.51389
24508 | 7.8 | 1 | 365 | 8.8826 | 0.8746 | 9 | 0.75724
24510 | 10.2 | 1 | 365 | 11.6158 | 0.37448 | 11 | 0.99024
24513 | 7.905 | 1 | 365 | 9.0022 | 0.11522 | 9 | 0.11744
24517 | 6.76 | 1 | 365 | 7.6983 | 0.49132 | 8 | 0.18961
24519 | 5.2 | 1 | 365 | 5.9218 | 0.9164 | 6 | 0.83816
24515 | 5.3 | 1 | 365 | 6.0356 | 0.14556 | 6 | 0.1812
24520 | 8.84 | 1 | 365 | 10.067 | 0.25789 | 10 | 0.32488
24521 | 9.88 | 1 | 365 | 11.2513 | 0.64117 | 11 | 0.89251
24522 | 13.26 | 1 | 365 | 15.1005 | 0.38683 | 15 | 0.48732
24524 | 3.12 | 1 | 365 | 3.5531 | 0.14984 | 3 | 0.7029
24525 | 10.92 | 1 | 365 | 12.4357 | 0.024447 | 12 | 0.46014
24526 | 7.54 | 1 | 365 | 8.5866 | 0.27878 | 8 | 0.86534
23873 | 15.555 | 1 | 365 | 17.714 | 0.64609 | 18 | 0.36012
24533 | 2.08 | 1 | 365 | 2.3687 | 0.76656 | 3 | 0.13527
24539 | 8.32 | 1 | 365 | 9.4748 | 0.066245 | 9 | 0.54106
24537 | 2.6 | 1 | 365 | 2.9609 | 0.9582 | 3 | 0.91908
24541 | 7.02 | 1 | 365 | 7.9944 | 0.087144 | 8 | 0.08152
24540 | 11.96 | 1 | 365 | 13.62 | 0.40773 | 14 | 0.027775
24538 | 8.84 | 1 | 365 | 10.067 | 0.25789 | 10 | 0.32488
24544 | 10.14 | 1 | 365 | 11.5474 | 0.23699 | 11 | 0.78442
24543 | 5.2 | 1 | 365 | 5.9218 | 0.9164 | 6 | 0.83816
24546 | 5.98 | 1 | 365 | 6.81 | 0.70386 | 7 | 0.51389
24547 | 9.1 | 1 | 365 | 10.3631 | 0.85371 | 11 | 0.21679
24528 | 9.88 | 1 | 365 | 11.2513 | 0.64117 | 11 | 0.89251
24555 | 11.96 | 1 | 365 | 13.62 | 0.40773 | 14 | 0.027775
24553 | 13 | 1 | 365 | 14.8044 | 0.79101 | 15 | 0.59541
24554 | 8.84 | 1 | 365 | 10.067 | 0.25789 | 10 | 0.32488
24512 | 11.7 | 1 | 365 | 13.324 | 0.81191 | 14 | 0.13587
24559 | 6.5 | 1 | 365 | 7.4022 | 0.8955 | 8 | 0.2977
24558 | 14.04 | 1 | 365 | 15.9888 | 0.17429 | 16 | 0.16304
24560 | 2.34 | 1 | 365 | 2.6648 | 0.36238 | 3 | 0.027173
24561 | 8.06 | 1 | 365 | 9.1787 | 0.47042 | 9 | 0.64915
24562 | 6.24 | 1 | 365 | 7.1061 | 0.29968 | 7 | 0.4058
24564 | 2.86 | 1 | 365 | 3.257 | 0.55402 | 3 | 0.81099
24566 | 5.46 | 1 | 365 | 6.2178 | 0.51222 | 6 | 0.73007
24567 | 3.38 | 1 | 365 | 3.8491 | 0.74566 | 4 | 0.59481
24569 | 4.16 | 1 | 365 | 4.7374 | 0.53312 | 5 | 0.27053
24571 | 4.94 | 1 | 365 | 5.6257 | 0.32058 | 5 | 0.94626
24572 | 9.1 | 1 | 365 | 10.3631 | 0.85371 | 11 | 0.21679
24570 | 6.5 | 1 | 365 | 7.4022 | 0.8955 | 8 | 0.2977
24573 | 11.7 | 1 | 365 | 13.324 | 0.81191 | 14 | 0.13587
24592 | 7.8 | 1 | 365 | 8.8826 | 0.8746 | 9 | 0.75724
24591 | 5.98 | 1 | 365 | 6.81 | 0.70386 | 7 | 0.51389
24590 | 2.86 | 1 | 365 | 3.257 | 0.55402 | 3 | 0.81099
24588 | 6.24 | 1 | 365 | 7.1061 | 0.29968 | 7 | 0.4058
24578 | 4.95 | 1 | 365 | 5.6371 | 0.3435 | 5 | 0.98056
24579 | 9.625 | 1 | 365 | 10.961 | 0.056804 | 11 | 0.017754
24581 | 8 | 1 | 365 | 9.1104 | 0.33293 | 9 | 0.44333
24582 | 4.95 | 1 | 365 | 5.6371 | 0.3435 | 5 | 0.98056
24263 | 5.1 | 1 | 365 | 5.8079 | 0.68724 | 6 | 0.49512
24733 | 6.725 | 1 | 365 | 7.6584 | 0.41112 | 8 | 0.069548
24715 | 6.12 | 1 | 365 | 6.9695 | 0.02469 | 6 | 0.99415
24722 | 9.1 | 1 | 365 | 10.3631 | 0.85371 | 11 | 0.21679
24735 | 6.47 | 1 | 365 | 7.368 | 0.82676 | 8 | 0.19479
24736 | 9.36 | 1 | 365 | 10.6592 | 0.44953 | 11 | 0.10869
24738 | 12.48 | 1 | 365 | 14.2122 | 0.59937 | 14 | 0.81159
24739 | 13.52 | 1 | 365 | 15.3966 | 0.98265 | 16 | 0.37922
24741 | 9.18 | 1 | 365 | 10.4542 | 0.037035 | 10 | 0.49122
24743 | 5.98 | 1 | 365 | 6.81 | 0.70386 | 7 | 0.51389
24742 | 7.8 | 1 | 365 | 8.8826 | 0.8746 | 9 | 0.75724
24745 | 8.06 | 1 | 365 | 9.1787 | 0.47042 | 9 | 0.64915
24746 | 6.24 | 1 | 365 | 7.1061 | 0.29968 | 7 | 0.4058
24748 | 3.38 | 1 | 365 | 3.8491 | 0.74566 | 4 | 0.59481
24747 | 8.32 | 1 | 365 | 9.4748 | 0.066245 | 9 | 0.54106
24749 | 5.2 | 1 | 365 | 5.9218 | 0.9164 | 6 | 0.83816
24750 | 12.74 | 1 | 365 | 14.5083 | 0.19519 | 14 | 0.7035
24751 | 6.725 | 1 | 365 | 7.6584 | 0.41112 | 8 | 0.069548
24752 | 8.215 | 1 | 365 | 9.3552 | 0.82563 | 10 | 0.18087
24753 | 7.96 | 1 | 365 | 9.0648 | 0.24126 | 9 | 0.30611
24755 | 5.46 | 1 | 365 | 6.2178 | 0.51222 | 6 | 0.73007
24756 | 10.36 | 1 | 365 | 11.798 | 0.74114 | 12 | 0.53911
24758 | 6.82 | 1 | 365 | 7.7666 | 0.62882 | 8 | 0.39544
24757 | 14.045 | 1 | 365 | 15.9944 | 0.18575 | 16 | 0.18019
24759 | 5.2 | 1 | 365 | 5.9218 | 0.9164 | 6 | 0.83816
24760 | 10.2 | 1 | 365 | 11.6158 | 0.37448 | 11 | 0.99024
24762 | 5.61 | 1 | 365 | 6.3887 | 0.85597 | 7 | 0.24463
24765 | 6.6 | 1 | 365 | 7.5161 | 0.12467 | 7 | 0.64075
24744 | 13.515 | 1 | 365 | 15.3909 | 0.97119 | 16 | 0.36207
24766 | 2.08 | 1 | 365 | 2.3687 | 0.76656 | 3 | 0.13527
24768 | 8.58 | 1 | 365 | 9.7709 | 0.66207 | 10 | 0.43297
24769 | 5.035 | 1 | 365 | 5.7339 | 0.53829 | 6 | 0.27214
24770 | 6.63 | 1 | 365 | 7.5502 | 0.19341 | 7 | 0.74366
24772 | 8.32 | 1 | 365 | 9.4748 | 0.066245 | 9 | 0.54106
24773 | 8.06 | 1 | 365 | 9.1787 | 0.47042 | 9 | 0.64915
24767 | 3.75 | 1 | 365 | 4.2705 | 0.59356 | 4 | 0.86406
24775 | 9.1 | 1 | 365 | 10.3631 | 0.85371 | 11 | 0.21679
24777 | 6.5 | 1 | 365 | 7.4022 | 0.8955 | 8 | 0.2977
24778 | 7.15 | 1 | 365 | 8.1424 | 0.38505 | 8 | 0.52747
24776 | 7.54 | 1 | 365 | 8.5866 | 0.27878 | 8 | 0.86534
24780 | 5.98 | 1 | 365 | 6.81 | 0.70386 | 7 | 0.51389
24771 | 14.04 | 1 | 365 | 15.9888 | 0.17429 | 16 | 0.16304
24782 | 10.66 | 1 | 365 | 12.1396 | 0.42863 | 12 | 0.56823
24786 | 10 | 1 | 365 | 11.388 | 0.91616 | 12 | 0.30416
24785 | 10.07 | 1 | 365 | 11.4677 | 0.076573 | 11 | 0.54429
24784 | 9.36 | 1 | 365 | 10.6592 | 0.44953 | 11 | 0.10869
24789 | 3.12 | 1 | 365 | 3.5531 | 0.14984 | 3 | 0.7029
24788 | 6.76 | 1 | 365 | 7.6983 | 0.49132 | 8 | 0.18961
24792 | 9.18 | 1 | 365 | 10.4542 | 0.037035 | 10 | 0.49122
24793 | 2.6 | 1 | 365 | 2.9609 | 0.9582 | 3 | 0.91908
24795 | 6.24 | 1 | 365 | 7.1061 | 0.29968 | 7 | 0.4058
24794 | 14.56 | 1 | 365 | 16.5809 | 0.36593 | 16 | 0.94686
24797 | 3.12 | 1 | 365 | 3.5531 | 0.14984 | 3 | 0.7029
24798 | 13 | 1 | 365 | 14.8044 | 0.79101 | 15 | 0.59541
24799 | 10.4 | 1 | 365 | 11.8435 | 0.83281 | 12 | 0.67633
24802 | 9.88 | 1 | 365 | 11.2513 | 0.64117 | 11 | 0.89251
24801 | 8.06 | 1 | 365 | 9.1787 | 0.47042 | 9 | 0.64915
24803 | 4.845 | 1 | 365 | 5.5175 | 0.10288 | 5 | 0.62037
24804 | 3.12 | 1 | 365 | 3.5531 | 0.14984 | 3 | 0.7029
24805 | 6.5 | 1 | 365 | 7.4022 | 0.8955 | 8 | 0.2977
24807 | 8.58 | 1 | 365 | 9.7709 | 0.66207 | 10 | 0.43297
24806 | 4.68 | 1 | 365 | 5.3296 | 0.72476 | 6 | 0.054347
24808 | 8.32 | 1 | 365 | 9.4748 | 0.066245 | 9 | 0.54106
24812 | 4.16 | 1 | 365 | 4.7374 | 0.53312 | 5 | 0.27053
24811 | 6.24 | 1 | 365 | 7.1061 | 0.29968 | 7 | 0.4058
24809 | 10.14 | 1 | 365 | 11.5474 | 0.23699 | 11 | 0.78442
24813 | 9.62 | 1 | 365 | 10.9553 | 0.045346 | 11 | 0.00060192
24815 | 5.46 | 1 | 365 | 6.2178 | 0.51222 | 6 | 0.73007
24814 | 9.88 | 1 | 365 | 11.2513 | 0.64117 | 11 | 0.89251
24816 | 3.12 | 1 | 365 | 3.5531 | 0.14984 | 3 | 0.7029
24817 | 6.5 | 1 | 365 | 7.4022 | 0.8955 | 8 | 0.2977
24821 | 5.3 | 1 | 365 | 6.0356 | 0.14556 | 6 | 0.1812
24819 | 3.64 | 1 | 365 | 4.1452 | 0.34148 | 4 | 0.48671
24823 | 4.42 | 1 | 365 | 5.0335 | 0.12894 | 5 | 0.16244
24824 | 6.24 | 1 | 365 | 7.1061 | 0.29968 | 7 | 0.4058
24826 | 6.76 | 1 | 365 | 7.6983 | 0.49132 | 8 | 0.18961
24827 | 7.02 | 1 | 365 | 7.9944 | 0.087144 | 8 | 0.08152
24825 | 9.1 | 1 | 365 | 10.3631 | 0.85371 | 11 | 0.21679
24830 | 3.24 | 1 | 365 | 3.6897 | 0.42484 | 4 | 0.11455
24829 | 5.1 | 1 | 365 | 5.8079 | 0.68724 | 6 | 0.49512
24831 | 10.725 | 1 | 365 | 12.2136 | 0.57758 | 12 | 0.79121
24689 | 5.2 | 1 | 365 | 5.9218 | 0.9164 | 6 | 0.83816
24832 | 8.58 | 1 | 365 | 9.7709 | 0.66207 | 10 | 0.43297
24837 | 6.76 | 1 | 365 | 7.6983 | 0.49132 | 8 | 0.18961
23777 | 5.04 | 1 | 365 | 5.7396 | 0.54974 | 6 | 0.2893
18395 | 6.24 | 1 | 365 | 7.1061 | 0.29968 | 7 | 0.4058
18700 | 3.12 | 1 | 365 | 3.5531 | 0.14984 | 3 | 0.7029
17783 | 12.24 | 1 | 365 | 13.9389 | 0.04938 | 13 | 0.98829
16252 | 5.635 | 1 | 365 | 6.4171 | 0.91326 | 7 | 0.33039
25009 | 9.075 | 1 | 365 | 10.3346 | 0.79642 | 11 | 0.13103
25017 | 5.72 | 1 | 365 | 6.5139 | 0.10804 | 6 | 0.62198
25018 | 5.72 | 1 | 365 | 6.5139 | 0.10804 | 6 | 0.62198
25020 | 3.57 | 1 | 365 | 4.0655 | 0.18107 | 4 | 0.24659
25021 | 9.945 | 1 | 365 | 11.3254 | 0.79012 | 12 | 0.11549
25022 | 9.36 | 1 | 365 | 10.6592 | 0.44953 | 11 | 0.10869
25023 | 6.5 | 1 | 365 | 7.4022 | 0.8955 | 8 | 0.2977
25025 | 5.61 | 1 | 365 | 6.3887 | 0.85597 | 7 | 0.24463
25026 | 3.9 | 1 | 365 | 4.4413 | 0.9373 | 5 | 0.37862
25028 | 6.76 | 1 | 365 | 7.6983 | 0.49132 | 8 | 0.18961
21772 | 12.75 | 1 | 365 | 14.5197 | 0.2181 | 14 | 0.7378
24168 | 3.38 | 1 | 365 | 3.8491 | 0.74566 | 4 | 0.59481
24171 | 8.06 | 1 | 365 | 9.1787 | 0.47042 | 9 | 0.64915
24179 | 8.84 | 1 | 365 | 10.067 | 0.25789 | 10 | 0.32488
24197 | 6.12 | 1 | 365 | 6.9695 | 0.02469 | 6 | 0.99415
24180 | 7.395 | 1 | 365 | 8.4214 | 0.9465 | 9 | 0.36793
24200 | 4.68 | 1 | 365 | 5.3296 | 0.72476 | 6 | 0.054347
25030 | 8.32 | 1 | 365 | 9.4748 | 0.066245 | 9 | 0.54106
24203 | 10.14 | 1 | 365 | 11.5474 | 0.23699 | 11 | 0.78442
24205 | 7.14 | 1 | 365 | 8.131 | 0.36214 | 8 | 0.49317
24210 | 11.22 | 1 | 365 | 12.7773 | 0.71193 | 13 | 0.48927
24212 | 6.24 | 1 | 365 | 7.1061 | 0.29968 | 7 | 0.4058
24249 | 4.68 | 1 | 365 | 5.3296 | 0.72476 | 6 | 0.054347
24251 | 8.06 | 1 | 365 | 9.1787 | 0.47042 | 9 | 0.64915
25032 | 6.24 | 1 | 365 | 7.1061 | 0.29968 | 7 | 0.4058
25035 | 6.63 | 1 | 365 | 7.5502 | 0.19341 | 7 | 0.74366
24248 | 2.6 | 1 | 365 | 2.9609 | 0.9582 | 3 | 0.91908
24252 | 9.62 | 1 | 365 | 10.9553 | 0.045346 | 11 | 0.00060192
24254 | 8.91 | 1 | 365 | 10.1467 | 0.4183 | 10 | 0.56501
25036 | 9.36 | 1 | 365 | 10.6592 | 0.44953 | 11 | 0.10869
19734 | 4 | 1 | 365 | 4.5552 | 0.16646 | 4 | 0.72166
24259 | 9.88 | 1 | 365 | 11.2513 | 0.64117 | 11 | 0.89251
25037 | 9.36 | 1 | 365 | 10.6592 | 0.44953 | 11 | 0.10869
23586 | 3.38 | 1 | 365 | 3.8491 | 0.74566 | 4 | 0.59481
25040 | 7.28 | 1 | 365 | 8.2905 | 0.68296 | 8 | 0.97343
23687 | 6.63 | 1 | 365 | 7.5502 | 0.19341 | 7 | 0.74366
25038 | 4.16 | 1 | 365 | 4.7374 | 0.53312 | 5 | 0.27053
24247 | 3.64 | 1 | 365 | 4.1452 | 0.34148 | 4 | 0.48671
24256 | 7.28 | 1 | 365 | 8.2905 | 0.68296 | 8 | 0.97343
24266 | 5.2 | 1 | 365 | 5.9218 | 0.9164 | 6 | 0.83816
24268 | 6.24 | 1 | 365 | 7.1061 | 0.29968 | 7 | 0.4058
25041 | 8.84 | 1 | 365 | 10.067 | 0.25789 | 10 | 0.32488
24270 | 8.06 | 1 | 365 | 9.1787 | 0.47042 | 9 | 0.64915
24273 | 5.46 | 1 | 365 | 6.2178 | 0.51222 | 6 | 0.73007
24272 | 4.94 | 1 | 365 | 5.6257 | 0.32058 | 5 | 0.94626
25042 | 7.28 | 1 | 365 | 8.2905 | 0.68296 | 8 | 0.97343
24274 | 6.095 | 1 | 365 | 6.941 | 0.9674 | 7 | 0.90839
25043 | 4.68 | 1 | 365 | 5.3296 | 0.72476 | 6 | 0.054347
25044 | 7.8 | 1 | 365 | 8.8826 | 0.8746 | 9 | 0.75724
25045 | 5.46 | 1 | 365 | 6.2178 | 0.51222 | 6 | 0.73007
25046 | 4.42 | 1 | 365 | 5.0335 | 0.12894 | 5 | 0.16244
25049 | 5.865 | 1 | 365 | 6.6791 | 0.44033 | 7 | 0.11939
25050 | 5.1 | 1 | 365 | 5.8079 | 0.68724 | 6 | 0.49512
25048 | 5.2 | 1 | 365 | 5.9218 | 0.9164 | 6 | 0.83816
25052 | 4.16 | 1 | 365 | 4.7374 | 0.53312 | 5 | 0.27053
25011 | 8.06 | 1 | 365 | 9.1787 | 0.47042 | 9 | 0.64915
25053 | 5.2 | 1 | 365 | 5.9218 | 0.9164 | 6 | 0.83816
25054 | 9.88 | 1 | 365 | 11.2513 | 0.64117 | 11 | 0.89251
25013 | 3.825 | 1 | 365 | 4.3559 | 0.76543 | 5 | 0.12134
25055 | 10.14 | 1 | 365 | 11.5474 | 0.23699 | 11 | 0.78442
25057 | 8.32 | 1 | 365 | 9.4748 | 0.066245 | 9 | 0.54106
15818 | 47.58 | 0.9 | 365 | 48.7657 | 0.13158 | 48 | 0.89727
25066 | 6.5 | 1 | 365 | 7.4022 | 0.8955 | 8 | 0.2977
25067 | 5.2 | 1 | 365 | 5.9218 | 0.9164 | 6 | 0.83816
25070 | 4.94 | 1 | 365 | 5.6257 | 0.32058 | 5 | 0.94626
25071 | 8.06 | 1 | 365 | 9.1787 | 0.47042 | 9 | 0.64915
25068 | 5.72 | 1 | 365 | 6.5139 | 0.10804 | 6 | 0.62198
25079 | 6.5 | 1 | 365 | 7.4022 | 0.8955 | 8 | 0.2977
25078 | 5.72 | 1 | 365 | 6.5139 | 0.10804 | 6 | 0.62198
15816 | 145.86 | 0.9 | 365 | 149.4948 | 0.8296 | 150 | 0.32443
25085 | 6.24 | 1 | 365 | 7.1061 | 0.29968 | 7 | 0.4058
25093 | 8.32 | 1 | 365 | 9.4748 | 0.066245 | 9 | 0.54106
25096 | 3.64 | 1 | 365 | 4.1452 | 0.34148 | 4 | 0.48671
20554 | 4.16 | 1 | 365 | 4.7374 | 0.53312 | 5 | 0.27053
21771 | 2.6 | 1 | 365 | 2.9609 | 0.9582 | 3 | 0.91908
24444 | 3.315 | 1 | 365 | 3.7751 | 0.59671 | 4 | 0.37183
25106 | 5.98 | 1 | 365 | 6.81 | 0.70386 | 7 | 0.51389
24942 | 3.9 | 1 | 365 | 4.4413 | 0.9373 | 5 | 0.37862
24951 | 5.2 | 1 | 365 | 5.9218 | 0.9164 | 6 | 0.83816
25112 | 4.68 | 1 | 365 | 5.3296 | 0.72476 | 6 | 0.054347
24606 | 2.08 | 1 | 365 | 2.3687 | 0.76656 | 3 | 0.13527
24608 | 3.64 | 1 | 365 | 4.1452 | 0.34148 | 4 | 0.48671
25125 | 6.885 | 1 | 365 | 7.8406 | 0.77778 | 8 | 0.61841
24953 | 9.18 | 1 | 365 | 10.4542 | 0.037035 | 10 | 0.49122
24947 | 12.5 | 1 | 365 | 14.235 | 0.6452 | 14 | 0.8802
25131 | 5.46 | 1 | 365 | 6.2178 | 0.51222 | 6 | 0.73007
25135 | 8.06 | 1 | 365 | 9.1787 | 0.47042 | 9 | 0.64915
25136 | 4.68 | 1 | 365 | 5.3296 | 0.72476 | 6 | 0.054347
25143 | 7.54 | 1 | 365 | 8.5866 | 0.27878 | 8 | 0.86534
25141 | 5.46 | 1 | 365 | 6.2178 | 0.51222 | 6 | 0.73007
25150 | 9.1 | 1 | 365 | 10.3631 | 0.85371 | 11 | 0.21679
25151 | 7.95 | 1 | 365 | 9.0535 | 0.21835 | 9 | 0.27181
25152 | 3.12 | 1 | 365 | 3.5531 | 0.14984 | 3 | 0.7029
25154 | 5.46 | 1 | 365 | 6.2178 | 0.51222 | 6 | 0.73007
25156 | 5.2 | 1 | 365 | 5.9218 | 0.9164 | 6 | 0.83816
25157 | 6.5 | 1 | 365 | 7.4022 | 0.8955 | 8 | 0.2977
25158 | 2.6 | 1 | 365 | 2.9609 | 0.9582 | 3 | 0.91908
25159 | 5.2 | 1 | 365 | 5.9218 | 0.9164 | 6 | 0.83816
25160 | 4.68 | 1 | 365 | 5.3296 | 0.72476 | 6 | 0.054347
25161 | 4.68 | 1 | 365 | 5.3296 | 0.72476 | 6 | 0.054347
25162 | 3.9 | 1 | 365 | 4.4413 | 0.9373 | 5 | 0.37862
25163 | 3.9 | 1 | 365 | 4.4413 | 0.9373 | 5 | 0.37862
25174 | 9.705 | 1 | 365 | 11.0521 | 0.24013 | 11 | 0.29219
25172 | 8.47 | 1 | 365 | 9.6456 | 0.40999 | 10 | 0.055624
25173 | 4.035 | 1 | 365 | 4.5951 | 0.24667 | 4 | 0.84173
25171 | 6.82 | 1 | 365 | 7.7666 | 0.62882 | 8 | 0.39544
25170 | 8.47 | 1 | 365 | 9.6456 | 0.40999 | 10 | 0.055624
24097 | 8.415 | 1 | 365 | 9.583 | 0.28395 | 9 | 0.86695
25177 | 2.98 | 1 | 365 | 3.3936 | 0.82902 | 4 | 0.22264
25175 | 10.215 | 1 | 365 | 11.6328 | 0.40886 | 12 | 0.041699
25188 | 2.86 | 1 | 365 | 3.257 | 0.55402 | 3 | 0.81099
25193 | 4.42 | 1 | 365 | 5.0335 | 0.12894 | 5 | 0.16244
25194 | 11.18 | 1 | 365 | 12.7318 | 0.62027 | 13 | 0.35205
25060 | 5.2 | 1 | 365 | 5.9218 | 0.9164 | 6 | 0.83816
24998 | 6.27 | 1 | 365 | 7.1403 | 0.36843 | 7 | 0.50871
25196 | 14.56 | 1 | 365 | 16.5809 | 0.36593 | 16 | 0.94686
25205 | 3.57 | 1 | 365 | 4.0655 | 0.18107 | 4 | 0.24659
25211 | 7.28 | 1 | 365 | 8.2905 | 0.68296 | 8 | 0.97343
25199 | 4.24 | 1 | 365 | 4.8285 | 0.71645 | 5 | 0.54496
25213 | 3.64 | 1 | 365 | 4.1452 | 0.34148 | 4 | 0.48671
25215 | 9.62 | 1 | 365 | 10.9553 | 0.045346 | 11 | 0.00060192
25218 | 7.95 | 1 | 365 | 9.0535 | 0.21835 | 9 | 0.27181
25214 | 4.42 | 1 | 365 | 5.0335 | 0.12894 | 5 | 0.16244
25369 | 6.325 | 1 | 365 | 7.2029 | 0.49447 | 7 | 0.69738
25372 | 5.1 | 1 | 365 | 5.8079 | 0.68724 | 6 | 0.49512
25366 | 10.175 | 1 | 365 | 11.5873 | 0.31719 | 11 | 0.90448
25140 | 9.8 | 1 | 365 | 11.1602 | 0.45784 | 11 | 0.61808
25374 | 4.675 | 1 | 365 | 5.3239 | 0.7133 | 6 | 0.037195
25373 | 6.24 | 1 | 365 | 7.1061 | 0.29968 | 7 | 0.4058
25351 | 7 | 1 | 365 | 7.9716 | 0.041312 | 8 | 0.012912
25365 | 4.4 | 1 | 365 | 5.0107 | 0.08311 | 5 | 0.09383
25375 | 7.15 | 1 | 365 | 8.1424 | 0.38505 | 8 | 0.52747
25381 | 4.68 | 1 | 365 | 5.3296 | 0.72476 | 6 | 0.054347
25380 | 8.925 | 1 | 365 | 10.1638 | 0.45267 | 10 | 0.61646
25005 | 7 | 1 | 365 | 7.9716 | 0.041312 | 8 | 0.012912
25368 | 8.32 | 1 | 365 | 9.4748 | 0.066245 | 9 | 0.54106
25376 | 8.25 | 1 | 365 | 9.3951 | 0.90583 | 10 | 0.30093
25382 | 10.14 | 1 | 365 | 11.5474 | 0.23699 | 11 | 0.78442
25384 | 3.64 | 1 | 365 | 4.1452 | 0.34148 | 4 | 0.48671
25388 | 5.72 | 1 | 365 | 6.5139 | 0.10804 | 6 | 0.62198
24239 | 4.96 | 1 | 365 | 5.6484 | 0.36642 | 6 | 0.014863
25389 | 7.02 | 1 | 365 | 7.9944 | 0.087144 | 8 | 0.08152
25390 | 2.86 | 1 | 365 | 3.257 | 0.55402 | 3 | 0.81099
24389 | 3.47 | 1 | 365 | 3.9516 | 0.95191 | 4 | 0.90354
25391 | 10.45 | 1 | 365 | 11.9005 | 0.94739 | 12 | 0.84785
24390 | 7.8 | 1 | 365 | 8.8826 | 0.8746 | 9 | 0.75724
24392 | 4.68 | 1 | 365 | 5.3296 | 0.72476 | 6 | 0.054347
25393 | 8.25 | 1 | 365 | 9.3951 | 0.90583 | 10 | 0.30093
21952 | 4.42 | 1 | 365 | 5.0335 | 0.12894 | 5 | 0.16244
21669 | 10.4 | 1 | 365 | 11.8435 | 0.83281 | 12 | 0.67633
25395 | 11 | 1 | 365 | 12.5268 | 0.20778 | 12 | 0.73458
25396 | 6.05 | 1 | 365 | 6.8897 | 0.86428 | 7 | 0.75402
25397 | 7.425 | 1 | 365 | 8.4556 | 0.015249 | 8 | 0.47084
25398 | 8.55 | 1 | 365 | 9.7367 | 0.59332 | 10 | 0.33006
25399 | 6.54 | 1 | 365 | 7.4478 | 0.98717 | 8 | 0.43492
25400 | 7.56 | 1 | 365 | 8.6093 | 0.32462 | 8 | 0.93394
25417 | 4.5 | 1 | 365 | 5.1246 | 0.31227 | 5 | 0.43687
25418 | 23.52 | 1 | 365 | 26.7846 | 0.89881 | 27 | 0.68338
24393 | 7.42 | 1 | 365 | 8.4499 | 0.0037907 | 8 | 0.45369
24563 | 9.36 | 1 | 365 | 10.6592 | 0.44953 | 11 | 0.10869
24395 | 4.42 | 1 | 365 | 5.0335 | 0.12894 | 5 | 0.16244
25155 | 9.62 | 1 | 365 | 10.9553 | 0.045346 | 11 | 0.00060192
24396 | 7.65 | 1 | 365 | 8.7118 | 0.53086 | 9 | 0.24268
25401 | 7.65 | 1 | 365 | 8.7118 | 0.53086 | 9 | 0.24268
24397 | 9.88 | 1 | 365 | 11.2513 | 0.64117 | 11 | 0.89251
25430 | 6.6 | 1 | 365 | 7.5161 | 0.12467 | 7 | 0.64075
24398 | 7.8 | 1 | 365 | 8.8826 | 0.8746 | 9 | 0.75724
24399 | 5.2 | 1 | 365 | 5.9218 | 0.9164 | 6 | 0.83816
25431 | 6.63 | 1 | 365 | 7.5502 | 0.19341 | 7 | 0.74366
24400 | 8.5 | 1 | 365 | 9.6798 | 0.47874 | 10 | 0.15854
24402 | 7.28 | 1 | 365 | 8.2905 | 0.68296 | 8 | 0.97343
24404 | 10.66 | 1 | 365 | 12.1396 | 0.42863 | 12 | 0.56823
24403 | 8.91 | 1 | 365 | 10.1467 | 0.4183 | 10 | 0.56501
24405 | 5.865 | 1 | 365 | 6.6791 | 0.44033 | 7 | 0.11939
25434 | 6.6 | 1 | 365 | 7.5161 | 0.12467 | 7 | 0.64075
24406 | 5.98 | 1 | 365 | 6.81 | 0.70386 | 7 | 0.51389
25436 | 7.28 | 1 | 365 | 8.2905 | 0.68296 | 8 | 0.97343
24407 | 4.94 | 1 | 365 | 5.6257 | 0.32058 | 5 | 0.94626
25435 | 5.225 | 1 | 365 | 5.9502 | 0.97369 | 6 | 0.92392
24408 | 11.75 | 1 | 365 | 13.3809 | 0.92649 | 14 | 0.30739
25439 | 19.75 | 1 | 365 | 22.4913 | 0.25942 | 22 | 0.75072
24409 | 8.5 | 1 | 365 | 9.6798 | 0.47874 | 10 | 0.15854
24410 | 2.34 | 1 | 365 | 2.6648 | 0.36238 | 3 | 0.027173
24412 | 9.215 | 1 | 365 | 10.494 | 0.11724 | 10 | 0.61128
25441 | 6.885 | 1 | 365 | 7.8406 | 0.77778 | 8 | 0.61841
24414 | 5.5 | 1 | 365 | 6.2634 | 0.60389 | 6 | 0.86729
24415 | 9.35 | 1 | 365 | 10.6478 | 0.42661 | 11 | 0.07439
25438 | 3.825 | 1 | 365 | 4.3559 | 0.76543 | 5 | 0.12134
24416 | 5.1 | 1 | 365 | 5.8079 | 0.68724 | 6 | 0.49512
25443 | 3.9 | 1 | 365 | 4.4413 | 0.9373 | 5 | 0.37862
25442 | 5.72 | 1 | 365 | 6.5139 | 0.10804 | 6 | 0.62198
25446 | 17.595 | 1 | 365 | 20.0372 | 0.32098 | 20 | 0.35817
25445 | 10.4 | 1 | 365 | 11.8435 | 0.83281 | 12 | 0.67633
25448 | 7.905 | 1 | 365 | 9.0022 | 0.11522 | 9 | 0.11744
24740 | 331.5 | 0.9 | 365 | 339.761 | 0.70363 | 340 | 0.46461
25450 | 4.16 | 1 | 365 | 4.7374 | 0.53312 | 5 | 0.27053
24278 | 13.26 | 1 | 365 | 15.1005 | 0.38683 | 15 | 0.48732
24284 | 5.72 | 1 | 365 | 6.5139 | 0.10804 | 6 | 0.62198
25433 | 8.525 | 1 | 365 | 9.7083 | 0.53603 | 10 | 0.2443
24288 | 8.32 | 1 | 365 | 9.4748 | 0.066245 | 9 | 0.54106
24308 | 13.52 | 1 | 365 | 15.3966 | 0.98265 | 16 | 0.37922
25452 | 8.84 | 1 | 365 | 10.067 | 0.25789 | 10 | 0.32488
25455 | 14.82 | 1 | 365 | 16.877 | 0.96175 | 17 | 0.83877
25457 | 5.98 | 1 | 365 | 6.81 | 0.70386 | 7 | 0.51389
25459 | 3.64 | 1 | 365 | 4.1452 | 0.34148 | 4 | 0.48671
25461 | 7.02 | 1 | 365 | 7.9944 | 0.087144 | 8 | 0.08152
25463 | 8.58 | 1 | 365 | 9.7709 | 0.66207 | 10 | 0.43297
25464 | 3.64 | 1 | 365 | 4.1452 | 0.34148 | 4 | 0.48671
25465 | 3.975 | 1 | 365 | 4.5267 | 0.10917 | 4 | 0.6359
25467 | 6.36 | 1 | 365 | 7.2428 | 0.57468 | 7 | 0.81745
25470 | 9.69 | 1 | 365 | 11.035 | 0.20576 | 11 | 0.24073
25468 | 9.88 | 1 | 365 | 11.2513 | 0.64117 | 11 | 0.89251
25471 | 6.24 | 1 | 365 | 7.1061 | 0.29968 | 7 | 0.4058
25474 | 3.64 | 1 | 365 | 4.1452 | 0.34148 | 4 | 0.48671
25476 | 5.72 | 1 | 365 | 6.5139 | 0.10804 | 6 | 0.62198
25477 | 3.18 | 1 | 365 | 3.6214 | 0.28734 | 3 | 0.90872
25481 | 2.6 | 1 | 365 | 2.9609 | 0.9582 | 3 | 0.91908
25479 | 7.14 | 1 | 365 | 8.131 | 0.36214 | 8 | 0.49317
25484 | 7.8 | 1 | 365 | 8.8826 | 0.8746 | 9 | 0.75724
25485 | 9.36 | 1 | 365 | 10.6592 | 0.44953 | 11 | 0.10869
25486 | 7.02 | 1 | 365 | 7.9944 | 0.087144 | 8 | 0.08152
25508 | 6 | 1 | 365 | 6.8328 | 0.7497 | 7 | 0.5825
25507 | 6.24 | 1 | 365 | 7.1061 | 0.29968 | 7 | 0.4058
25505 | 4.68 | 1 | 365 | 5.3296 | 0.72476 | 6 | 0.054347
25506 | 4.16 | 1 | 365 | 4.7374 | 0.53312 | 5 | 0.27053
25504 | 8.06 | 1 | 365 | 9.1787 | 0.47042 | 9 | 0.64915
25503 | 13.78 | 1 | 365 | 15.6927 | 0.57847 | 16 | 0.27113
25502 | 5.46 | 1 | 365 | 6.2178 | 0.51222 | 6 | 0.73007
25501 | 7.54 | 1 | 365 | 8.5866 | 0.27878 | 8 | 0.86534
25500 | 7.54 | 1 | 365 | 8.5866 | 0.27878 | 8 | 0.86534
25498 | 10.14 | 1 | 365 | 11.5474 | 0.23699 | 11 | 0.78442
25497 | 7.28 | 1 | 365 | 8.2905 | 0.68296 | 8 | 0.97343
25496 | 5.98 | 1 | 365 | 6.81 | 0.70386 | 7 | 0.51389
25495 | 3.38 | 1 | 365 | 3.8491 | 0.74566 | 4 | 0.59481
25494 | 2.86 | 1 | 365 | 3.257 | 0.55402 | 3 | 0.81099
25493 | 11.475 | 1 | 365 | 13.0677 | 0.29629 | 13 | 0.36402
25492 | 5.2 | 1 | 365 | 5.9218 | 0.9164 | 6 | 0.83816
25491 | 4.68 | 1 | 365 | 5.3296 | 0.72476 | 6 | 0.054347
25490 | 6.24 | 1 | 365 | 7.1061 | 0.29968 | 7 | 0.4058
25489 | 5.2 | 1 | 365 | 5.9218 | 0.9164 | 6 | 0.83816
25488 | 5.98 | 1 | 365 | 6.81 | 0.70386 | 7 | 0.51389
25721 | 9 | 1 | 365 | 10.2492 | 0.62454 | 10 | 0.87374
25718 | 6.12 | 1 | 365 | 6.9695 | 0.02469 | 6 | 0.99415
25725 | 4.94 | 1 | 365 | 5.6257 | 0.32058 | 5 | 0.94626
25724 | 9.99 | 1 | 365 | 11.3766 | 0.89324 | 12 | 0.26986
25727 | 7.2 | 1 | 365 | 8.1994 | 0.49964 | 8 | 0.699
25722 | 6.24 | 1 | 365 | 7.1061 | 0.29968 | 7 | 0.4058
18865 | 11.18 | 1 | 365 | 12.7318 | 0.62027 | 13 | 0.35205
25729 | 9.72 | 1 | 365 | 11.0691 | 0.27451 | 11 | 0.34364
20811 | 5.1 | 1 | 365 | 5.8079 | 0.68724 | 6 | 0.49512
25728 | 13.26 | 1 | 365 | 15.1005 | 0.38683 | 15 | 0.48732
25733 | 6.24 | 1 | 365 | 7.1061 | 0.29968 | 7 | 0.4058
24417 | 7.905 | 1 | 365 | 9.0022 | 0.11522 | 9 | 0.11744
20785 | 6.885 | 1 | 365 | 7.8406 | 0.77778 | 8 | 0.61841
24418 | 11.55 | 1 | 365 | 13.1531 | 0.46816 | 13 | 0.6213
18963 | 6.5 | 1 | 365 | 7.4022 | 0.8955 | 8 | 0.2977
25730 | 4.5 | 1 | 365 | 5.1246 | 0.31227 | 5 | 0.43687
24419 | 6.885 | 1 | 365 | 7.8406 | 0.77778 | 8 | 0.61841
20678 | 9.88 | 1 | 365 | 11.2513 | 0.64117 | 11 | 0.89251
24421 | 3.825 | 1 | 365 | 4.3559 | 0.76543 | 5 | 0.12134
25736 | 3.12 | 1 | 365 | 3.5531 | 0.14984 | 3 | 0.7029
20519 | 6.24 | 1 | 365 | 7.1061 | 0.29968 | 7 | 0.4058
20289 | 10.4 | 1 | 365 | 11.8435 | 0.83281 | 12 | 0.67633
25738 | 9.36 | 1 | 365 | 10.6592 | 0.44953 | 11 | 0.10869
25747 | 5.46 | 1 | 365 | 6.2178 | 0.51222 | 6 | 0.73007
16411 | 10.71 | 1 | 365 | 12.1965 | 0.54321 | 12 | 0.73976
24423 | 4.59 | 1 | 365 | 5.2271 | 0.51852 | 5 | 0.74561
25757 | 7.02 | 1 | 365 | 7.9944 | 0.087144 | 8 | 0.08152
25762 | 10.66 | 1 | 365 | 12.1396 | 0.42863 | 12 | 0.56823
24426 | 12.74 | 1 | 365 | 14.5083 | 0.19519 | 14 | 0.7035
25765 | 3.9 | 1 | 365 | 4.4413 | 0.9373 | 5 | 0.37862
24428 | 4.845 | 1 | 365 | 5.5175 | 0.10288 | 5 | 0.62037
25769 | 11.13 | 1 | 365 | 12.6748 | 0.50569 | 13 | 0.18053
24427 | 5.2 | 1 | 365 | 5.9218 | 0.9164 | 6 | 0.83816
25776 | 8.58 | 1 | 365 | 9.7709 | 0.66207 | 10 | 0.43297
20846 | 8.84 | 1 | 365 | 10.067 | 0.25789 | 10 | 0.32488
24429 | 4.845 | 1 | 365 | 5.5175 | 0.10288 | 5 | 0.62037
25771 | 7.28 | 1 | 365 | 8.2905 | 0.68296 | 8 | 0.97343
24432 | 6.63 | 1 | 365 | 7.5502 | 0.19341 | 7 | 0.74366
24433 | 4.08 | 1 | 365 | 4.6463 | 0.34979 | 4 | 0.9961
19203 | 11.44 | 1 | 365 | 13.0279 | 0.21609 | 13 | 0.24396
25779 | 9.54 | 1 | 365 | 10.8642 | 0.86202 | 11 | 0.72617
24430 | 16.12 | 1 | 365 | 18.3575 | 0.94085 | 19 | 0.29831
20144 | 5.75 | 1 | 365 | 6.5481 | 0.17679 | 6 | 0.72489
19626 | 5.46 | 1 | 365 | 6.2178 | 0.51222 | 6 | 0.73007
20121 | 10.965 | 1 | 365 | 12.4869 | 0.12757 | 12 | 0.61451
19943 | 5.1 | 1 | 365 | 5.8079 | 0.68724 | 6 | 0.49512
19495 | 8.32 | 1 | 365 | 9.4748 | 0.066245 | 9 | 0.54106
24434 | 4.59 | 1 | 365 | 5.2271 | 0.51852 | 5 | 0.74561
19421 | 3.9 | 1 | 365 | 4.4413 | 0.9373 | 5 | 0.37862
24435 | 5.355 | 1 | 365 | 6.0983 | 0.2716 | 6 | 0.36988
19631 | 6.24 | 1 | 365 | 7.1061 | 0.29968 | 7 | 0.4058
19655 | 2.08 | 1 | 365 | 2.3687 | 0.76656 | 3 | 0.13527
21496 | 3.57 | 1 | 365 | 4.0655 | 0.18107 | 4 | 0.24659
24442 | 11.7 | 1 | 365 | 13.324 | 0.81191 | 14 | 0.13587
17572 | 9.1 | 1 | 365 | 10.3631 | 0.85371 | 11 | 0.21679
17579 | 6.885 | 1 | 365 | 7.8406 | 0.77778 | 8 | 0.61841
24446 | 5.46 | 1 | 365 | 6.2178 | 0.51222 | 6 | 0.73007
17918 | 7.54 | 1 | 365 | 8.5866 | 0.27878 | 8 | 0.86534
24451 | 3.92 | 1 | 365 | 4.4641 | 0.98313 | 5 | 0.44723
18991 | 4.08 | 1 | 365 | 4.6463 | 0.34979 | 4 | 0.9961
24372 | 5.215 | 1 | 365 | 5.9388 | 0.95078 | 6 | 0.88962
18966 | 9.36 | 1 | 365 | 10.6592 | 0.44953 | 11 | 0.10869
18434 | 11.22 | 1 | 365 | 12.7773 | 0.71193 | 13 | 0.48927
25986 | 11.22 | 1 | 365 | 12.7773 | 0.71193 | 13 | 0.48927
24375 | 6.065 | 1 | 365 | 6.9068 | 0.89865 | 7 | 0.80547
24454 | 9.8 | 1 | 365 | 11.1602 | 0.45784 | 11 | 0.61808
24456 | 10.36 | 1 | 365 | 11.798 | 0.74114 | 12 | 0.53911
24583 | 10.2 | 1 | 365 | 11.6158 | 0.37448 | 11 | 0.99024
24458 | 4.2 | 1 | 365 | 4.783 | 0.62479 | 5 | 0.40775
24584 | 16.64 | 1 | 365 | 18.9496 | 0.13249 | 19 | 0.082122
24585 | 8.25 | 1 | 365 | 9.3951 | 0.90583 | 10 | 0.30093
24586 | 4.59 | 1 | 365 | 5.2271 | 0.51852 | 5 | 0.74561
24587 | 11.18 | 1 | 365 | 12.7318 | 0.62027 | 13 | 0.35205
24589 | 8.06 | 1 | 365 | 9.1787 | 0.47042 | 9 | 0.64915
24459 | 8.96 | 1 | 365 | 10.2036 | 0.53288 | 10 | 0.73653
24420 | 7.65 | 1 | 365 | 8.7118 | 0.53086 | 9 | 0.24268
25782 | 7.685 | 1 | 365 | 8.7517 | 0.61107 | 9 | 0.36275
25786 | 9.1 | 1 | 365 | 10.3631 | 0.85371 | 11 | 0.21679
25789 | 7.54 | 1 | 365 | 8.5866 | 0.27878 | 8 | 0.86534
25790 | 2.86 | 1 | 365 | 3.257 | 0.55402 | 3 | 0.81099
25791 | 9.1 | 1 | 365 | 10.3631 | 0.85371 | 11 | 0.21679
25795 | 5.46 | 1 | 365 | 6.2178 | 0.51222 | 6 | 0.73007
25794 | 2.08 | 1 | 365 | 2.3687 | 0.76656 | 3 | 0.13527
24664 | 6.5 | 1 | 365 | 7.4022 | 0.8955 | 8 | 0.2977
22284 | 6.5 | 1 | 365 | 7.4022 | 0.8955 | 8 | 0.2977
24666 | 6.12 | 1 | 365 | 6.9695 | 0.02469 | 6 | 0.99415
24667 | 4.59 | 1 | 365 | 5.2271 | 0.51852 | 5 | 0.74561
25798 | 6.76 | 1 | 365 | 7.6983 | 0.49132 | 8 | 0.18961
25800 | 2.34 | 1 | 365 | 2.6648 | 0.36238 | 3 | 0.027173
25801 | 4.94 | 1 | 365 | 5.6257 | 0.32058 | 5 | 0.94626
24675 | 5.1 | 1 | 365 | 5.8079 | 0.68724 | 6 | 0.49512
24677 | 8.415 | 1 | 365 | 9.583 | 0.28395 | 9 | 0.86695
24669 | 5.46 | 1 | 365 | 6.2178 | 0.51222 | 6 | 0.73007
17658 | 4.16 | 1 | 365 | 4.7374 | 0.53312 | 5 | 0.27053
24411 | 4.94 | 1 | 365 | 5.6257 | 0.32058 | 5 | 0.94626
25803 | 9.1 | 1 | 365 | 10.3631 | 0.85371 | 11 | 0.21679
24482 | 9.1 | 1 | 365 | 10.3631 | 0.85371 | 11 | 0.21679
25802 | 8.32 | 1 | 365 | 9.4748 | 0.066245 | 9 | 0.54106
20597 | 4.42 | 1 | 365 | 5.0335 | 0.12894 | 5 | 0.16244
25805 | 5.46 | 1 | 365 | 6.2178 | 0.51222 | 6 | 0.73007
24670 | 4.25 | 1 | 365 | 4.8399 | 0.73937 | 5 | 0.57927
25841 | 3.975 | 1 | 365 | 4.5267 | 0.10917 | 4 | 0.6359
24678 | 3.64 | 1 | 365 | 4.1452 | 0.34148 | 4 | 0.48671
25842 | 8.84 | 1 | 365 | 10.067 | 0.25789 | 10 | 0.32488
25843 | 9.435 | 1 | 365 | 10.7446 | 0.6214 | 11 | 0.36597
24452 | 5.46 | 1 | 365 | 6.2178 | 0.51222 | 6 | 0.73007
24518 | 8.215 | 1 | 365 | 9.3552 | 0.82563 | 10 | 0.18087
25844 | 4.59 | 1 | 365 | 5.2271 | 0.51852 | 5 | 0.74561
25845 | 7.02 | 1 | 365 | 7.9944 | 0.087144 | 8 | 0.08152
25846 | 5.98 | 1 | 365 | 6.81 | 0.70386 | 7 | 0.51389
25847 | 2.86 | 1 | 365 | 3.257 | 0.55402 | 3 | 0.81099
24672 | 5.94 | 1 | 365 | 6.7645 | 0.6122 | 7 | 0.37667
24565 | 4.68 | 1 | 365 | 5.3296 | 0.72476 | 6 | 0.054347
24674 | 3.12 | 1 | 365 | 3.5531 | 0.14984 | 3 | 0.7029
24668 | 6.5 | 1 | 365 | 7.4022 | 0.8955 | 8 | 0.2977
24551 | 2.6 | 1 | 365 | 2.9609 | 0.9582 | 3 | 0.91908
25848 | 4.16 | 1 | 365 | 4.7374 | 0.53312 | 5 | 0.27053
24625 | 8.84 | 1 | 365 | 10.067 | 0.25789 | 10 | 0.32488
25849 | 3.64 | 1 | 365 | 4.1452 | 0.34148 | 4 | 0.48671
24681 | 3.9 | 1 | 365 | 4.4413 | 0.9373 | 5 | 0.37862
25851 | 8.84 | 1 | 365 | 10.067 | 0.25789 | 10 | 0.32488
24683 | 9.36 | 1 | 365 | 10.6592 | 0.44953 | 11 | 0.10869
25850 | 10.92 | 1 | 365 | 12.4357 | 0.024447 | 12 | 0.46014
24684 | 10.4 | 1 | 365 | 11.8435 | 0.83281 | 12 | 0.67633
24688 | 10.4 | 1 | 365 | 11.8435 | 0.83281 | 12 | 0.67633
25852 | 5.2 | 1 | 365 | 5.9218 | 0.9164 | 6 | 0.83816
25853 | 7.8 | 1 | 365 | 8.8826 | 0.8746 | 9 | 0.75724
25932 | 3.38 | 1 | 365 | 3.8491 | 0.74566 | 4 | 0.59481
24695 | 3.825 | 1 | 365 | 4.3559 | 0.76543 | 5 | 0.12134
24696 | 8.84 | 1 | 365 | 10.067 | 0.25789 | 10 | 0.32488
25933 | 8.32 | 1 | 365 | 9.4748 | 0.066245 | 9 | 0.54106
24698 | 13.005 | 1 | 365 | 14.8101 | 0.80247 | 15 | 0.61256
25934 | 5.98 | 1 | 365 | 6.81 | 0.70386 | 7 | 0.51389
24700 | 4.95 | 1 | 365 | 5.6371 | 0.3435 | 5 | 0.98056
24706 | 9.8 | 1 | 365 | 11.1602 | 0.45784 | 11 | 0.61808
25936 | 4.16 | 1 | 365 | 4.7374 | 0.53312 | 5 | 0.27053
24708 | 5.88 | 1 | 365 | 6.6961 | 0.4747 | 7 | 0.17085
24709 | 5.88 | 1 | 365 | 6.6961 | 0.4747 | 7 | 0.17085
25939 | 8.58 | 1 | 365 | 9.7709 | 0.66207 | 10 | 0.43297
24710 | 5.6 | 1 | 365 | 6.3773 | 0.83305 | 7 | 0.21033
24711 | 7.425 | 1 | 365 | 8.4556 | 0.015249 | 8 | 0.47084
25941 | 5.72 | 1 | 365 | 6.5139 | 0.10804 | 6 | 0.62198
24713 | 10.64 | 1 | 365 | 12.1168 | 0.38279 | 12 | 0.49963
24714 | 5.32 | 1 | 365 | 6.0584 | 0.1914 | 6 | 0.24981
25942 | 3.64 | 1 | 365 | 4.1452 | 0.34148 | 4 | 0.48671
24716 | 6.72 | 1 | 365 | 7.6527 | 0.39966 | 8 | 0.052396
25943 | 5.2 | 1 | 365 | 5.9218 | 0.9164 | 6 | 0.83816
25944 | 7.8 | 1 | 365 | 8.8826 | 0.8746 | 9 | 0.75724
24717 | 11 | 1 | 365 | 12.5268 | 0.20778 | 12 | 0.73458
25759 | 9.45 | 1 | 365 | 10.7617 | 0.65577 | 11 | 0.41743
24721 | 9.18 | 1 | 365 | 10.4542 | 0.037035 | 10 | 0.49122
24727 | 4.42 | 1 | 365 | 5.0335 | 0.12894 | 5 | 0.16244
24729 | 4.335 | 1 | 365 | 4.9367 | 0.93416 | 5 | 0.87085
24712 | 10.66 | 1 | 365 | 12.1396 | 0.42863 | 12 | 0.56823
21746 | 8.06 | 1 | 365 | 9.1787 | 0.47042 | 9 | 0.64915
25890 | 4.94 | 1 | 365 | 5.6257 | 0.32058 | 5 | 0.94626
21667 | 6.24 | 1 | 365 | 7.1061 | 0.29968 | 7 | 0.4058
25895 | 5.3 | 1 | 365 | 6.0356 | 0.14556 | 6 | 0.1812
25900 | 6 | 1 | 365 | 6.8328 | 0.7497 | 7 | 0.5825
21642 | 4.94 | 1 | 365 | 5.6257 | 0.32058 | 5 | 0.94626
21630 | 8.58 | 1 | 365 | 9.7709 | 0.66207 | 10 | 0.43297
21748 | 7.28 | 1 | 365 | 8.2905 | 0.68296 | 8 | 0.97343
22157 | 14.04 | 1 | 365 | 15.9888 | 0.17429 | 16 | 0.16304
24918 | 7.28 | 1 | 365 | 8.2905 | 0.68296 | 8 | 0.97343
24919 | 4.94 | 1 | 365 | 5.6257 | 0.32058 | 5 | 0.94626
24921 | 6.63 | 1 | 365 | 7.5502 | 0.19341 | 7 | 0.74366
24920 | 5.3 | 1 | 365 | 6.0356 | 0.14556 | 6 | 0.1812
24846 | 4.94 | 1 | 365 | 5.6257 | 0.32058 | 5 | 0.94626
24847 | 7.54 | 1 | 365 | 8.5866 | 0.27878 | 8 | 0.86534
24922 | 4.16 | 1 | 365 | 4.7374 | 0.53312 | 5 | 0.27053
24924 | 4.68 | 1 | 365 | 5.3296 | 0.72476 | 6 | 0.054347
24848 | 9.945 | 1 | 365 | 11.3254 | 0.79012 | 12 | 0.11549
24926 | 11.7 | 1 | 365 | 13.324 | 0.81191 | 14 | 0.13587
24008 | 4.42 | 1 | 365 | 5.0335 | 0.12894 | 5 | 0.16244
24007 | 8.415 | 1 | 365 | 9.583 | 0.28395 | 9 | 0.86695
24099 | 7.28 | 1 | 365 | 8.2905 | 0.68296 | 8 | 0.97343
24850 | 9.36 | 1 | 365 | 10.6592 | 0.44953 | 11 | 0.10869
24852 | 8.16 | 1 | 365 | 9.2926 | 0.69959 | 9 | 0.99219
24858 | 4.94 | 1 | 365 | 5.6257 | 0.32058 | 5 | 0.94626
24857 | 13.52 | 1 | 365 | 15.3966 | 0.98265 | 16 | 0.37922
24925 | 8.58 | 1 | 365 | 9.7709 | 0.66207 | 10 | 0.43297
24928 | 6.375 | 1 | 365 | 7.2599 | 0.60905 | 7 | 0.8689
24927 | 8.84 | 1 | 365 | 10.067 | 0.25789 | 10 | 0.32488
24929 | 13 | 1 | 365 | 14.8044 | 0.79101 | 15 | 0.59541
24930 | 12.22 | 1 | 365 | 13.9161 | 0.0035475 | 13 | 0.91968
24934 | 7.28 | 1 | 365 | 8.2905 | 0.68296 | 8 | 0.97343
24932 | 9.88 | 1 | 365 | 11.2513 | 0.64117 | 11 | 0.89251
24862 | 2.34 | 1 | 365 | 2.6648 | 0.36238 | 3 | 0.027173
24933 | 10.14 | 1 | 365 | 11.5474 | 0.23699 | 11 | 0.78442
24865 | 7.02 | 1 | 365 | 7.9944 | 0.087144 | 8 | 0.08152
24935 | 8.16 | 1 | 365 | 9.2926 | 0.69959 | 9 | 0.99219
24863 | 4 | 1 | 365 | 4.5552 | 0.16646 | 4 | 0.72166
24936 | 6.76 | 1 | 365 | 7.6983 | 0.49132 | 8 | 0.18961
24943 | 4.94 | 1 | 365 | 5.6257 | 0.32058 | 5 | 0.94626
24946 | 4.16 | 1 | 365 | 4.7374 | 0.53312 | 5 | 0.27053
24945 | 9.88 | 1 | 365 | 11.2513 | 0.64117 | 11 | 0.89251
24950 | 9.36 | 1 | 365 | 10.6592 | 0.44953 | 11 | 0.10869
24954 | 4.42 | 1 | 365 | 5.0335 | 0.12894 | 5 | 0.16244
24956 | 5.61 | 1 | 365 | 6.3887 | 0.85597 | 7 | 0.24463
24866 | 6.24 | 1 | 365 | 7.1061 | 0.29968 | 7 | 0.4058
24867 | 8.84 | 1 | 365 | 10.067 | 0.25789 | 10 | 0.32488
24854 | 7.02 | 1 | 365 | 7.9944 | 0.087144 | 8 | 0.08152
24870 | 5.72 | 1 | 365 | 6.5139 | 0.10804 | 6 | 0.62198
24869 | 6.76 | 1 | 365 | 7.6983 | 0.49132 | 8 | 0.18961
24871 | 3.9 | 1 | 365 | 4.4413 | 0.9373 | 5 | 0.37862
24859 | 8.06 | 1 | 365 | 9.1787 | 0.47042 | 9 | 0.64915
24873 | 6.76 | 1 | 365 | 7.6983 | 0.49132 | 8 | 0.18961
24876 | 4.94 | 1 | 365 | 5.6257 | 0.32058 | 5 | 0.94626
24875 | 8.84 | 1 | 365 | 10.067 | 0.25789 | 10 | 0.32488
24879 | 12.19 | 1 | 365 | 13.882 | 0.9348 | 14 | 0.81677
24881 | 5.98 | 1 | 365 | 6.81 | 0.70386 | 7 | 0.51389
24883 | 5.72 | 1 | 365 | 6.5139 | 0.10804 | 6 | 0.62198
24885 | 5.98 | 1 | 365 | 6.81 | 0.70386 | 7 | 0.51389
24888 | 3.38 | 1 | 365 | 3.8491 | 0.74566 | 4 | 0.59481
24894 | 5.2 | 1 | 365 | 5.9218 | 0.9164 | 6 | 0.83816
24895 | 5.98 | 1 | 365 | 6.81 | 0.70386 | 7 | 0.51389
24896 | 8.84 | 1 | 365 | 10.067 | 0.25789 | 10 | 0.32488
24898 | 5.865 | 1 | 365 | 6.6791 | 0.44033 | 7 | 0.11939
24899 | 4.95 | 1 | 365 | 5.6371 | 0.3435 | 5 | 0.98056
24900 | 3.64 | 1 | 365 | 4.1452 | 0.34148 | 4 | 0.48671
24902 | 6.875 | 1 | 365 | 7.8293 | 0.75486 | 8 | 0.58411
24903 | 7.54 | 1 | 365 | 8.5866 | 0.27878 | 8 | 0.86534
24906 | 4.68 | 1 | 365 | 5.3296 | 0.72476 | 6 | 0.054347
24907 | 10.14 | 1 | 365 | 11.5474 | 0.23699 | 11 | 0.78442
24908 | 10.4 | 1 | 365 | 11.8435 | 0.83281 | 12 | 0.67633
24904 | 7.02 | 1 | 365 | 7.9944 | 0.087144 | 8 | 0.08152
24910 | 7.02 | 1 | 365 | 7.9944 | 0.087144 | 8 | 0.08152
24911 | 10.4 | 1 | 365 | 11.8435 | 0.83281 | 12 | 0.67633
24913 | 8.84 | 1 | 365 | 10.067 | 0.25789 | 10 | 0.32488
24914 | 5.72 | 1 | 365 | 6.5139 | 0.10804 | 6 | 0.62198
24915 | 10.4 | 1 | 365 | 11.8435 | 0.83281 | 12 | 0.67633
24916 | 4.68 | 1 | 365 | 5.3296 | 0.72476 | 6 | 0.054347
24917 | 3.825 | 1 | 365 | 4.3559 | 0.76543 | 5 | 0.12134
25901 | 8.925 | 1 | 365 | 10.1638 | 0.45267 | 10 | 0.61646
25903 | 5.1 | 1 | 365 | 5.8079 | 0.68724 | 6 | 0.49512
25905 | 12.24 | 1 | 365 | 13.9389 | 0.04938 | 13 | 0.98829
25913 | 8.84 | 1 | 365 | 10.067 | 0.25789 | 10 | 0.32488
25911 | 4.68 | 1 | 365 | 5.3296 | 0.72476 | 6 | 0.054347
25915 | 6.76 | 1 | 365 | 7.6983 | 0.49132 | 8 | 0.18961
25919 | 4.68 | 1 | 365 | 5.3296 | 0.72476 | 6 | 0.054347
26104 | 4.9 | 1 | 365 | 5.5801 | 0.22892 | 5 | 0.80904
26105 | 5.98 | 1 | 365 | 6.81 | 0.70386 | 7 | 0.51389
26106 | 12.24 | 1 | 365 | 13.9389 | 0.04938 | 13 | 0.98829
26109 | 11.73 | 1 | 365 | 13.3581 | 0.88066 | 14 | 0.23878
26112 | 6.89 | 1 | 365 | 7.8463 | 0.78923 | 8 | 0.63557
26117 | 8.48 | 1 | 365 | 9.657 | 0.4329 | 10 | 0.089928
26397 | 5.2 | 1 | 365 | 5.9218 | 0.9164 | 6 | 0.83816
26011 | 6.5 | 1 | 365 | 7.4022 | 0.8955 | 8 | 0.2977
26039 | 6.07 | 1 | 365 | 6.9125 | 0.91011 | 7 | 0.82263
25796 | 10.75 | 1 | 365 | 12.2421 | 0.63487 | 12 | 0.87697
26159 | 9.35 | 1 | 365 | 10.6478 | 0.42661 | 11 | 0.07439
26248 | 7.28 | 1 | 365 | 8.2905 | 0.68296 | 8 | 0.97343
26222 | 8.93 | 1 | 365 | 10.1695 | 0.46413 | 10 | 0.63361
25462 | 7.28 | 1 | 365 | 8.2905 | 0.68296 | 8 | 0.97343
25440 | 7.155 | 1 | 365 | 8.1481 | 0.39651 | 8 | 0.54463
25451 | 4.16 | 1 | 365 | 4.7374 | 0.53312 | 5 | 0.27053
25458 | 3.9 | 1 | 365 | 4.4413 | 0.9373 | 5 | 0.37862
25466 | 2.12 | 1 | 365 | 2.4143 | 0.85823 | 3 | 0.27248
25469 | 2.34 | 1 | 365 | 2.6648 | 0.36238 | 3 | 0.027173
25475 | 7.8 | 1 | 365 | 8.8826 | 0.8746 | 9 | 0.75724
25581 | 12.15 | 1 | 365 | 13.8364 | 0.84313 | 14 | 0.67955
25244 | 7.65 | 1 | 365 | 8.7118 | 0.53086 | 9 | 0.24268
24796 | 9.36 | 1 | 365 | 10.6592 | 0.44953 | 11 | 0.10869
24961 | 13.52 | 1 | 365 | 15.3966 | 0.98265 | 16 | 0.37922
25116 | 5.46 | 1 | 365 | 6.2178 | 0.51222 | 6 | 0.73007
25121 | 7.8 | 1 | 365 | 8.8826 | 0.8746 | 9 | 0.75724
24892 | 10.92 | 1 | 365 | 12.4357 | 0.024447 | 12 | 0.46014
25124 | 10.14 | 1 | 365 | 11.5474 | 0.23699 | 11 | 0.78442
25127 | 12.48 | 1 | 365 | 14.2122 | 0.59937 | 14 | 0.81159
24886 | 11.96 | 1 | 365 | 13.62 | 0.40773 | 14 | 0.027775
25354 | 9.88 | 1 | 365 | 11.2513 | 0.64117 | 11 | 0.89251
24923 | 8.32 | 1 | 365 | 9.4748 | 0.066245 | 9 | 0.54106
25134 | 9.88 | 1 | 365 | 11.2513 | 0.64117 | 11 | 0.89251
26070 | 11.96 | 1 | 365 | 13.62 | 0.40773 | 14 | 0.027775
26071 | 7.25 | 1 | 365 | 8.2563 | 0.61422 | 8 | 0.87052
26074 | 6.22 | 1 | 365 | 7.0833 | 0.25385 | 7 | 0.33719
26076 | 6.07 | 1 | 365 | 6.9125 | 0.91011 | 7 | 0.82263
26078 | 6.47 | 1 | 365 | 7.368 | 0.82676 | 8 | 0.19479
26082 | 6.5 | 1 | 365 | 7.4022 | 0.8955 | 8 | 0.2977
26080 | 3.98 | 1 | 365 | 4.5324 | 0.12063 | 4 | 0.65306
26084 | 4.68 | 1 | 365 | 5.3296 | 0.72476 | 6 | 0.054347
26083 | 4.53 | 1 | 365 | 5.1588 | 0.38102 | 5 | 0.53978
26090 | 3.78 | 1 | 365 | 4.3047 | 0.66231 | 4 | 0.96697
26092 | 6.82 | 1 | 365 | 7.7666 | 0.62882 | 8 | 0.39544
26095 | 6.47 | 1 | 365 | 7.368 | 0.82676 | 8 | 0.19479
26096 | 9.88 | 1 | 365 | 11.2513 | 0.64117 | 11 | 0.89251
26098 | 4.94 | 1 | 365 | 5.6257 | 0.32058 | 5 | 0.94626
26101 | 8.32 | 1 | 365 | 9.4748 | 0.066245 | 9 | 0.54106
26099 | 12.19 | 1 | 365 | 13.882 | 0.9348 | 14 | 0.81677
26103 | 10.4 | 1 | 365 | 11.8435 | 0.83281 | 12 | 0.67633
26100 | 9.36 | 1 | 365 | 10.6592 | 0.44953 | 11 | 0.10869
26102 | 7.54 | 1 | 365 | 8.5866 | 0.27878 | 8 | 0.86534
26097 | 7.15 | 1 | 365 | 8.1424 | 0.38505 | 8 | 0.52747
26124 | 11.5 | 1 | 365 | 13.0962 | 0.35358 | 13 | 0.44978
26134 | 11.22 | 1 | 365 | 12.7773 | 0.71193 | 13 | 0.48927
26136 | 10.4 | 1 | 365 | 11.8435 | 0.83281 | 12 | 0.67633
26143 | 6.24 | 1 | 365 | 7.1061 | 0.29968 | 7 | 0.4058
26140 | 7.975 | 1 | 365 | 9.0819 | 0.27564 | 9 | 0.35757
26141 | 11 | 1 | 365 | 12.5268 | 0.20778 | 12 | 0.73458
26144 | 5.865 | 1 | 365 | 6.6791 | 0.44033 | 7 | 0.11939
26146 | 7.28 | 1 | 365 | 8.2905 | 0.68296 | 8 | 0.97343
26148 | 6.05 | 1 | 365 | 6.8897 | 0.86428 | 7 | 0.75402
26154 | 6.12 | 1 | 365 | 6.9695 | 0.02469 | 6 | 0.99415
26155 | 6.89 | 1 | 365 | 7.8463 | 0.78923 | 8 | 0.63557
26156 | 8.67 | 1 | 365 | 9.8734 | 0.86831 | 10 | 0.74171
26157 | 5.61 | 1 | 365 | 6.3887 | 0.85597 | 7 | 0.24463
26158 | 6.16 | 1 | 365 | 7.015 | 0.11635 | 7 | 0.13136
26160 | 5.1 | 1 | 365 | 5.8079 | 0.68724 | 6 | 0.49512
26161 | 6.82 | 1 | 365 | 7.7666 | 0.62882 | 8 | 0.39544
26162 | 5.1 | 1 | 365 | 5.8079 | 0.68724 | 6 | 0.49512
26163 | 3.83 | 1 | 365 | 4.3616 | 0.77689 | 5 | 0.13849
26165 | 15.4 | 1 | 365 | 17.5375 | 0.29089 | 17 | 0.82841
26166 | 8.32 | 1 | 365 | 9.4748 | 0.066245 | 9 | 0.54106
26167 | 12.65 | 1 | 365 | 14.4058 | 0.98894 | 15 | 0.39476
26169 | 6.76 | 1 | 365 | 7.6983 | 0.49132 | 8 | 0.18961
26170 | 11.2 | 1 | 365 | 12.7546 | 0.6661 | 13 | 0.42066
26172 | 16.8 | 1 | 365 | 19.1318 | 0.49915 | 19 | 0.63099
26173 | 5.78 | 1 | 365 | 6.5823 | 0.24554 | 6 | 0.8278
26175 | 5.04 | 1 | 365 | 5.7396 | 0.54974 | 6 | 0.2893
26184 | 6.76 | 1 | 365 | 7.6983 | 0.49132 | 8 | 0.18961
26190 | 10.725 | 1 | 365 | 12.2136 | 0.57758 | 12 | 0.79121
26192 | 12.22 | 1 | 365 | 13.9161 | 0.0035475 | 13 | 0.91968
26200 | 8.67 | 1 | 365 | 9.8734 | 0.86831 | 10 | 0.74171
26204 | 5.565 | 1 | 365 | 6.3374 | 0.75284 | 7 | 0.090265
26207 | 5.98 | 1 | 365 | 6.81 | 0.70386 | 7 | 0.51389
26206 | 5.2 | 1 | 365 | 5.9218 | 0.9164 | 6 | 0.83816
26208 | 9.62 | 1 | 365 | 10.9553 | 0.045346 | 11 | 0.00060192
26210 | 5.72 | 1 | 365 | 6.5139 | 0.10804 | 6 | 0.62198
26212 | 5.2 | 1 | 365 | 5.9218 | 0.9164 | 6 | 0.83816
26211 | 4.94 | 1 | 365 | 5.6257 | 0.32058 | 5 | 0.94626
26215 | 7.54 | 1 | 365 | 8.5866 | 0.27878 | 8 | 0.86534
26214 | 8.16 | 1 | 365 | 9.2926 | 0.69959 | 9 | 0.99219
26217 | 4.4 | 1 | 365 | 5.0107 | 0.08311 | 5 | 0.09383
26220 | 5.46 | 1 | 365 | 6.2178 | 0.51222 | 6 | 0.73007
26219 | 5.98 | 1 | 365 | 6.81 | 0.70386 | 7 | 0.51389
26221 | 2.34 | 1 | 365 | 2.6648 | 0.36238 | 3 | 0.027173
26010 | 8.25 | 1 | 365 | 9.3951 | 0.90583 | 10 | 0.30093
26226 | 4.42 | 1 | 365 | 5.0335 | 0.12894 | 5 | 0.16244
26224 | 11.7 | 1 | 365 | 13.324 | 0.81191 | 14 | 0.13587
26228 | 8.42 | 1 | 365 | 9.5887 | 0.29541 | 9 | 0.8841
26227 | 5.72 | 1 | 365 | 6.5139 | 0.10804 | 6 | 0.62198
26230 | 6.44 | 1 | 365 | 7.3339 | 0.75801 | 8 | 0.091879
26485 | 9.75 | 1 | 365 | 11.1033 | 0.34326 | 11 | 0.44656
26088 | 6.73 | 1 | 365 | 7.6641 | 0.42258 | 8 | 0.0867
26048 | 6.82 | 1 | 365 | 7.7666 | 0.62882 | 8 | 0.39544
25897 | 8.32 | 1 | 365 | 9.4748 | 0.066245 | 9 | 0.54106
26232 | 4.68 | 1 | 365 | 5.3296 | 0.72476 | 6 | 0.054347
26233 | 3.9 | 1 | 365 | 4.4413 | 0.9373 | 5 | 0.37862
26238 | 9 | 1 | 365 | 10.2492 | 0.62454 | 10 | 0.87374
26168 | 7.2 | 1 | 365 | 8.1994 | 0.49964 | 8 | 0.699
26240 | 3.38 | 1 | 365 | 3.8491 | 0.74566 | 4 | 0.59481
26231 | 3.92 | 1 | 365 | 4.4641 | 0.98313 | 5 | 0.44723
26242 | 5.78 | 1 | 365 | 6.5823 | 0.24554 | 6 | 0.8278
26241 | 7.75 | 1 | 365 | 8.8257 | 0.76002 | 9 | 0.58572
26243 | 5.2 | 1 | 365 | 5.9218 | 0.9164 | 6 | 0.83816
26239 | 5.865 | 1 | 365 | 6.6791 | 0.44033 | 7 | 0.11939
26246 | 6.24 | 1 | 365 | 7.1061 | 0.29968 | 7 | 0.4058
26249 | 6.73 | 1 | 365 | 7.6641 | 0.42258 | 8 | 0.0867
26250 | 7.02 | 1 | 365 | 7.9944 | 0.087144 | 8 | 0.08152
26254 | 10.4 | 1 | 365 | 11.8435 | 0.83281 | 12 | 0.67633
26255 | 8.93 | 1 | 365 | 10.1695 | 0.46413 | 10 | 0.63361
26256 | 11.73 | 1 | 365 | 13.3581 | 0.88066 | 14 | 0.23878
26257 | 9.275 | 1 | 365 | 10.5624 | 0.25474 | 10 | 0.81711
26258 | 3.57 | 1 | 365 | 4.0655 | 0.18107 | 4 | 0.24659
26259 | 2.915 | 1 | 365 | 3.3196 | 0.68006 | 3 | 0.99966
26260 | 5.1 | 1 | 365 | 5.8079 | 0.68724 | 6 | 0.49512
26262 | 6.5 | 1 | 365 | 7.4022 | 0.8955 | 8 | 0.2977
26261 | 7.8 | 1 | 365 | 8.8826 | 0.8746 | 9 | 0.75724
26614 | 11.22 | 1 | 365 | 12.7773 | 0.71193 | 13 | 0.48927
24958 | 6.63 | 1 | 365 | 7.5502 | 0.19341 | 7 | 0.74366
24959 | 5.46 | 1 | 365 | 6.2178 | 0.51222 | 6 | 0.73007
25181 | 3.38 | 1 | 365 | 3.8491 | 0.74566 | 4 | 0.59481
24962 | 5.46 | 1 | 365 | 6.2178 | 0.51222 | 6 | 0.73007
25553 | 12.48 | 1 | 365 | 14.2122 | 0.59937 | 14 | 0.81159
25557 | 3.64 | 1 | 365 | 4.1452 | 0.34148 | 4 | 0.48671
25031 | 8.58 | 1 | 365 | 9.7709 | 0.66207 | 10 | 0.43297
26619 | 2.805 | 1 | 365 | 3.1943 | 0.42798 | 3 | 0.62232
26174 | 9.715 | 1 | 365 | 11.0634 | 0.26305 | 11 | 0.32649
24529 | 10.92 | 1 | 365 | 12.4357 | 0.024447 | 12 | 0.46014
26627 | 4.42 | 1 | 365 | 5.0335 | 0.12894 | 5 | 0.16244
26629 | 5.46 | 1 | 365 | 6.2178 | 0.51222 | 6 | 0.73007
26634 | 6.5 | 1 | 365 | 7.4022 | 0.8955 | 8 | 0.2977
26660 | 16.64 | 1 | 365 | 18.9496 | 0.13249 | 19 | 0.082122
26674 | 7.84 | 1 | 365 | 8.9282 | 0.96627 | 9 | 0.89446
26681 | 3.38 | 1 | 365 | 3.8491 | 0.74566 | 4 | 0.59481
26677 | 10 | 1 | 365 | 11.388 | 0.91616 | 12 | 0.30416
26689 | 8.32 | 1 | 365 | 9.4748 | 0.066245 | 9 | 0.54106
26688 | 7.8 | 1 | 365 | 8.8826 | 0.8746 | 9 | 0.75724
26692 | 6 | 1 | 365 | 6.8328 | 0.7497 | 7 | 0.5825
26691 | 7.8 | 1 | 365 | 8.8826 | 0.8746 | 9 | 0.75724
26693 | 7.6 | 1 | 365 | 8.6549 | 0.41628 | 9 | 0.071162
26695 | 8.06 | 1 | 365 | 9.1787 | 0.47042 | 9 | 0.64915
26697 | 7.2 | 1 | 365 | 8.1994 | 0.49964 | 8 | 0.699
26702 | 9.275 | 1 | 365 | 10.5624 | 0.25474 | 10 | 0.81711
26700 | 9.52 | 1 | 365 | 10.8414 | 0.81618 | 11 | 0.65756
26709 | 3.38 | 1 | 365 | 3.8491 | 0.74566 | 4 | 0.59481
26715 | 11.18 | 1 | 365 | 12.7318 | 0.62027 | 13 | 0.35205
24527 | 9.1 | 1 | 365 | 10.3631 | 0.85371 | 11 | 0.21679
21661 | 8.32 | 1 | 365 | 9.4748 | 0.066245 | 9 | 0.54106
24963 | 6.76 | 1 | 365 | 7.6983 | 0.49132 | 8 | 0.18961
25200 | 6.48 | 1 | 365 | 7.3794 | 0.84967 | 8 | 0.2291
26666 | 8.06 | 1 | 365 | 9.1787 | 0.47042 | 9 | 0.64915
26720 | 11.22 | 1 | 365 | 12.7773 | 0.71193 | 13 | 0.48927
26719 | 3.9 | 1 | 365 | 4.4413 | 0.9373 | 5 | 0.37862
26665 | 5.2 | 1 | 365 | 5.9218 | 0.9164 | 6 | 0.83816
26670 | 3.38 | 1 | 365 | 3.8491 | 0.74566 | 4 | 0.59481
26721 | 4.14 | 1 | 365 | 4.7146 | 0.48729 | 5 | 0.20192
26673 | 6.37 | 1 | 365 | 7.2542 | 0.59759 | 7 | 0.85175
26667 | 6.5 | 1 | 365 | 7.4022 | 0.8955 | 8 | 0.2977
24629 | 4.05 | 1 | 365 | 4.6121 | 0.28104 | 4 | 0.89318
26722 | 6.76 | 1 | 365 | 7.6983 | 0.49132 | 8 | 0.18961
24630 | 4.5 | 1 | 365 | 5.1246 | 0.31227 | 5 | 0.43687
24636 | 11.5 | 1 | 365 | 13.0962 | 0.35358 | 13 | 0.44978
24648 | 6.24 | 1 | 365 | 7.1061 | 0.29968 | 7 | 0.4058
24649 | 11.18 | 1 | 365 | 12.7318 | 0.62027 | 13 | 0.35205
26724 | 7.5 | 1 | 365 | 8.541 | 0.18712 | 8 | 0.72812
24650 | 12.1 | 1 | 365 | 13.7795 | 0.72855 | 14 | 0.50803
26676 | 9.36 | 1 | 365 | 10.6592 | 0.44953 | 11 | 0.10869
24651 | 7.905 | 1 | 365 | 9.0022 | 0.11522 | 9 | 0.11744
24657 | 8.16 | 1 | 365 | 9.2926 | 0.69959 | 9 | 0.99219
26696 | 3.9 | 1 | 365 | 4.4413 | 0.9373 | 5 | 0.37862
24644 | 11.22 | 1 | 365 | 12.7773 | 0.71193 | 13 | 0.48927
26686 | 7.28 | 1 | 365 | 8.2905 | 0.68296 | 8 | 0.97343
26705 | 13.26 | 1 | 365 | 15.1005 | 0.38683 | 15 | 0.48732
26687 | 3.64 | 1 | 365 | 4.1452 | 0.34148 | 4 | 0.48671
26717 | 7.5 | 1 | 365 | 8.541 | 0.18712 | 8 | 0.72812
26727 | 6.6 | 1 | 365 | 7.5161 | 0.12467 | 7 | 0.64075
26699 | 4.42 | 1 | 365 | 5.0335 | 0.12894 | 5 | 0.16244
23589 | 6.63 | 1 | 365 | 7.5502 | 0.19341 | 7 | 0.74366
24598 | 5.46 | 1 | 365 | 6.2178 | 0.51222 | 6 | 0.73007
24600 | 6.5 | 1 | 365 | 7.4022 | 0.8955 | 8 | 0.2977
24604 | 7.28 | 1 | 365 | 8.2905 | 0.68296 | 8 | 0.97343
26728 | 10.45 | 1 | 365 | 11.9005 | 0.94739 | 12 | 0.84785
21069 | 3.9 | 1 | 365 | 4.4413 | 0.9373 | 5 | 0.37862
21218 | 10.4 | 1 | 365 | 11.8435 | 0.83281 | 12 | 0.67633
22604 | 5.2 | 1 | 365 | 5.9218 | 0.9164 | 6 | 0.83816
26732 | 5.72 | 1 | 365 | 6.5139 | 0.10804 | 6 | 0.62198
24609 | 6.24 | 1 | 365 | 7.1061 | 0.29968 | 7 | 0.4058
26731 | 9.88 | 1 | 365 | 11.2513 | 0.64117 | 11 | 0.89251
26733 | 4.68 | 1 | 365 | 5.3296 | 0.72476 | 6 | 0.054347
26734 | 6.325 | 1 | 365 | 7.2029 | 0.49447 | 7 | 0.69738
24607 | 6.5 | 1 | 365 | 7.4022 | 0.8955 | 8 | 0.2977
24610 | 2.6 | 1 | 365 | 2.9609 | 0.9582 | 3 | 0.91908
26735 | 8.8 | 1 | 365 | 10.0214 | 0.16622 | 10 | 0.18766
24612 | 8.32 | 1 | 365 | 9.4748 | 0.066245 | 9 | 0.54106
24576 | 5.98 | 1 | 365 | 6.81 | 0.70386 | 7 | 0.51389
26736 | 8.925 | 1 | 365 | 10.1638 | 0.45267 | 10 | 0.61646
24623 | 9.88 | 1 | 365 | 11.2513 | 0.64117 | 11 | 0.89251
26737 | 8.32 | 1 | 365 | 9.4748 | 0.066245 | 9 | 0.54106
24626 | 3.9 | 1 | 365 | 4.4413 | 0.9373 | 5 | 0.37862
24628 | 5.46 | 1 | 365 | 6.2178 | 0.51222 | 6 | 0.73007
26738 | 3.9 | 1 | 365 | 4.4413 | 0.9373 | 5 | 0.37862
24631 | 5.72 | 1 | 365 | 6.5139 | 0.10804 | 6 | 0.62198
24639 | 10.4 | 1 | 365 | 11.8435 | 0.83281 | 12 | 0.67633
24646 | 8.58 | 1 | 365 | 9.7709 | 0.66207 | 10 | 0.43297
26739 | 8.58 | 1 | 365 | 9.7709 | 0.66207 | 10 | 0.43297
24655 | 5.98 | 1 | 365 | 6.81 | 0.70386 | 7 | 0.51389
26740 | 4.77 | 1 | 365 | 5.4321 | 0.93101 | 6 | 0.36308
26741 | 5.2 | 1 | 365 | 5.9218 | 0.9164 | 6 | 0.83816
26743 | 13 | 1 | 365 | 14.8044 | 0.79101 | 15 | 0.59541
26744 | 11.5 | 1 | 365 | 13.0962 | 0.35358 | 13 | 0.44978
26745 | 7.75 | 1 | 365 | 8.8257 | 0.76002 | 9 | 0.58572
26747 | 9.945 | 1 | 365 | 11.3254 | 0.79012 | 12 | 0.11549
26746 | 7.65 | 1 | 365 | 8.7118 | 0.53086 | 9 | 0.24268
26748 | 6.75 | 1 | 365 | 7.6869 | 0.46841 | 8 | 0.15531
12865 | 14.85 | 1 | 365 | 16.9112 | 0.030498 | 16 | 0.94168
24617 | 6.095 | 1 | 365 | 6.941 | 0.9674 | 7 | 0.90839
22603 | 9.52 | 1 | 365 | 10.8414 | 0.81618 | 11 | 0.65756
24633 | 3.47 | 1 | 365 | 3.9516 | 0.95191 | 4 | 0.90354
24637 | 4.47 | 1 | 365 | 5.0904 | 0.24352 | 5 | 0.33396
24643 | 5.215 | 1 | 365 | 5.9388 | 0.95078 | 6 | 0.88962
24647 | 4.98 | 1 | 365 | 5.6712 | 0.41225 | 6 | 0.083472
23894 | 10.71 | 1 | 365 | 12.1965 | 0.54321 | 12 | 0.73976
24654 | 3.775 | 1 | 365 | 4.299 | 0.65085 | 4 | 0.94982
24659 | 5.98 | 1 | 365 | 6.81 | 0.70386 | 7 | 0.51389
24656 | 4.47 | 1 | 365 | 5.0904 | 0.24352 | 5 | 0.33396
24661 | 2.98 | 1 | 365 | 3.3936 | 0.82902 | 4 | 0.22264
24663 | 10.71 | 1 | 365 | 12.1965 | 0.54321 | 12 | 0.73976
24665 | 8.67 | 1 | 365 | 9.8734 | 0.86831 | 10 | 0.74171
25284 | 4.235 | 1 | 365 | 4.8228 | 0.70499 | 5 | 0.52781
25286 | 5.47 | 1 | 365 | 6.2292 | 0.53514 | 6 | 0.76438
25281 | 8.96 | 1 | 365 | 10.2036 | 0.53288 | 10 | 0.73653
25288 | 3.47 | 1 | 365 | 3.9516 | 0.95191 | 4 | 0.90354
25289 | 8.59 | 1 | 365 | 9.7823 | 0.68498 | 10 | 0.46727
25292 | 10.215 | 1 | 365 | 11.6328 | 0.40886 | 12 | 0.041699
24621 | 7.848 | 1 | 365 | 8.9373 | 0.9846 | 9 | 0.9219
25103 | 9.315 | 1 | 365 | 10.6079 | 0.3464 | 10 | 0.95433
25224 | 8.32 | 1 | 365 | 9.4748 | 0.066245 | 9 | 0.54106
25233 | 4.94 | 1 | 365 | 5.6257 | 0.32058 | 5 | 0.94626
25235 | 6.76 | 1 | 365 | 7.6983 | 0.49132 | 8 | 0.18961
25242 | 7.8 | 1 | 365 | 8.8826 | 0.8746 | 9 | 0.75724
25243 | 3.18 | 1 | 365 | 3.6214 | 0.28734 | 3 | 0.90872
25245 | 3.12 | 1 | 365 | 3.5531 | 0.14984 | 3 | 0.7029
25246 | 7.905 | 1 | 365 | 9.0022 | 0.11522 | 9 | 0.11744
25247 | 3.12 | 1 | 365 | 3.5531 | 0.14984 | 3 | 0.7029
25248 | 12.455 | 1 | 365 | 14.1838 | 0.54208 | 14 | 0.72583
25250 | 9.1 | 1 | 365 | 10.3631 | 0.85371 | 11 | 0.21679
25251 | 5.72 | 1 | 365 | 6.5139 | 0.10804 | 6 | 0.62198
25252 | 7.02 | 1 | 365 | 7.9944 | 0.087144 | 8 | 0.08152
25249 | 6.5 | 1 | 365 | 7.4022 | 0.8955 | 8 | 0.2977
26750 | 9.66 | 1 | 365 | 11.0008 | 0.13701 | 11 | 0.13782
25254 | 9.1 | 1 | 365 | 10.3631 | 0.85371 | 11 | 0.21679
26753 | 7.695 | 1 | 365 | 8.7631 | 0.63399 | 9 | 0.39705
25256 | 5.46 | 1 | 365 | 6.2178 | 0.51222 | 6 | 0.73007
25257 | 8.06 | 1 | 365 | 9.1787 | 0.47042 | 9 | 0.64915
25260 | 5.46 | 1 | 365 | 6.2178 | 0.51222 | 6 | 0.73007
26757 | 7.14 | 1 | 365 | 8.131 | 0.36214 | 8 | 0.49317
26762 | 7.28 | 1 | 365 | 8.2905 | 0.68296 | 8 | 0.97343
26766 | 18.36 | 1 | 365 | 20.9084 | 0.07407 | 20 | 0.98244
26768 | 5.1 | 1 | 365 | 5.8079 | 0.68724 | 6 | 0.49512
26770 | 12.14 | 1 | 365 | 13.825 | 0.82022 | 14 | 0.64525
25253 | 11.44 | 1 | 365 | 13.0279 | 0.21609 | 13 | 0.24396
26773 | 4.42 | 1 | 365 | 5.0335 | 0.12894 | 5 | 0.16244
25255 | 5.865 | 1 | 365 | 6.6791 | 0.44033 | 7 | 0.11939
25258 | 10.4 | 1 | 365 | 11.8435 | 0.83281 | 12 | 0.67633
25259 | 8.84 | 1 | 365 | 10.067 | 0.25789 | 10 | 0.32488
26776 | 5.98 | 1 | 365 | 6.81 | 0.70386 | 7 | 0.51389
25261 | 13.52 | 1 | 365 | 15.3966 | 0.98265 | 16 | 0.37922
25262 | 5.72 | 1 | 365 | 6.5139 | 0.10804 | 6 | 0.62198
26778 | 10.08 | 1 | 365 | 11.4791 | 0.099489 | 11 | 0.57859
25263 | 9.9 | 1 | 365 | 11.2741 | 0.687 | 11 | 0.96112
25264 | 6.25 | 1 | 365 | 7.1175 | 0.3226 | 7 | 0.4401
26779 | 4.94 | 1 | 365 | 5.6257 | 0.32058 | 5 | 0.94626
25265 | 5.98 | 1 | 365 | 6.81 | 0.70386 | 7 | 0.51389
26781 | 7.84 | 1 | 365 | 8.9282 | 0.96627 | 9 | 0.89446
25266 | 5.46 | 1 | 365 | 6.2178 | 0.51222 | 6 | 0.73007
25267 | 4.32 | 1 | 365 | 4.9196 | 0.89978 | 5 | 0.8194
26784 | 7.56 | 1 | 365 | 8.6093 | 0.32462 | 8 | 0.93394
26786 | 8.835 | 1 | 365 | 10.0613 | 0.24643 | 10 | 0.30773
25268 | 7.65 | 1 | 365 | 8.7118 | 0.53086 | 9 | 0.24268
26761 | 7.28 | 1 | 365 | 8.2905 | 0.68296 | 8 | 0.97343
25269 | 12.65 | 1 | 365 | 14.4058 | 0.98894 | 15 | 0.39476
25270 | 10.75 | 1 | 365 | 12.2421 | 0.63487 | 12 | 0.87697
25271 | 13.75 | 1 | 365 | 15.6585 | 0.50972 | 16 | 0.16822
25206 | 11.7 | 1 | 365 | 13.324 | 0.81191 | 14 | 0.13587
25291 | 6.63 | 1 | 365 | 7.5502 | 0.19341 | 7 | 0.74366
25239 | 6 | 1 | 365 | 6.8328 | 0.7497 | 7 | 0.5825
25240 | 9.6 | 1 | 365 | 10.9325 | 0.99951 | 11 | 0.93199
25237 | 5.4 | 1 | 365 | 6.1495 | 0.37473 | 6 | 0.52425
25234 | 5.5 | 1 | 365 | 6.2634 | 0.60389 | 6 | 0.86729
25509 | 7.7 | 1 | 365 | 8.7688 | 0.64544 | 9 | 0.4142
25510 | 11 | 1 | 365 | 12.5268 | 0.20778 | 12 | 0.73458
25511 | 5 | 1 | 365 | 5.694 | 0.45808 | 6 | 0.15208
25512 | 5.5 | 1 | 365 | 6.2634 | 0.60389 | 6 | 0.86729
25513 | 8.8 | 1 | 365 | 10.0214 | 0.16622 | 10 | 0.18766
25514 | 8.67 | 1 | 365 | 9.8734 | 0.86831 | 10 | 0.74171
25515 | 6.12 | 1 | 365 | 6.9695 | 0.02469 | 6 | 0.99415
25516 | 7.15 | 1 | 365 | 8.1424 | 0.38505 | 8 | 0.52747
26785 | 6.05 | 1 | 365 | 6.8897 | 0.86428 | 7 | 0.75402
25517 | 7 | 1 | 365 | 7.9716 | 0.041312 | 8 | 0.012912
25537 | 8.75 | 1 | 365 | 9.9645 | 0.05164 | 10 | 0.01614
25538 | 3.78 | 1 | 365 | 4.3047 | 0.66231 | 4 | 0.96697
25539 | 6.63 | 1 | 365 | 7.5502 | 0.19341 | 7 | 0.74366
25541 | 9.5 | 1 | 365 | 10.8186 | 0.77035 | 11 | 0.58895
25543 | 6.25 | 1 | 365 | 7.1175 | 0.3226 | 7 | 0.4401
25629 | 7.54 | 1 | 365 | 8.5866 | 0.27878 | 8 | 0.86534
25527 | 12.74 | 1 | 365 | 14.5083 | 0.19519 | 14 | 0.7035
25547 | 3.1 | 1 | 365 | 3.5303 | 0.10401 | 3 | 0.63429
25555 | 6.75 | 1 | 365 | 7.6869 | 0.46841 | 8 | 0.15531
25344 | 3.924 | 1 | 365 | 4.4687 | 0.9923 | 5 | 0.46095
24995 | 18 | 1 | 365 | 20.4984 | 0.24909 | 20 | 0.74749
25531 | 4.16 | 1 | 365 | 4.7374 | 0.53312 | 5 | 0.27053
25526 | 2.86 | 1 | 365 | 3.257 | 0.55402 | 3 | 0.81099
25564 | 11.44 | 1 | 365 | 13.0279 | 0.21609 | 13 | 0.24396
26789 | 14 | 1 | 365 | 15.9432 | 0.082624 | 16 | 0.025824
26767 | 5.72 | 1 | 365 | 6.5139 | 0.10804 | 6 | 0.62198
26790 | 9.62 | 1 | 365 | 10.9553 | 0.045346 | 11 | 0.00060192
26788 | 2.6 | 1 | 365 | 2.9609 | 0.9582 | 3 | 0.91908
26771 | 2.34 | 1 | 365 | 2.6648 | 0.36238 | 3 | 0.027173
26792 | 10.66 | 1 | 365 | 12.1396 | 0.42863 | 12 | 0.56823
26775 | 4.94 | 1 | 365 | 5.6257 | 0.32058 | 5 | 0.94626
26794 | 8.32 | 1 | 365 | 9.4748 | 0.066245 | 9 | 0.54106
26933 | 9.08 | 1 | 365 | 10.3403 | 0.80787 | 11 | 0.14818
21419 | 6.63 | 1 | 365 | 7.5502 | 0.19341 | 7 | 0.74366
22191 | 8.16 | 1 | 365 | 9.2926 | 0.69959 | 9 | 0.99219
23939 | 6.885 | 1 | 365 | 7.8406 | 0.77778 | 8 | 0.61841
26860 | 5.2 | 1 | 365 | 5.9218 | 0.9164 | 6 | 0.83816
25579 | 5.72 | 1 | 365 | 6.5139 | 0.10804 | 6 | 0.62198
24957 | 23.14 | 1 | 365 | 26.3518 | 0.027994 | 26 | 0.37983
26863 | 7.02 | 1 | 365 | 7.9944 | 0.087144 | 8 | 0.08152
25591 | 3.64 | 1 | 365 | 4.1452 | 0.34148 | 4 | 0.48671
26877 | 8.32 | 1 | 365 | 9.4748 | 0.066245 | 9 | 0.54106
26938 | 6.12 | 1 | 365 | 6.9695 | 0.02469 | 6 | 0.99415
25573 | 5.98 | 1 | 365 | 6.81 | 0.70386 | 7 | 0.51389
26941 | 3.06 | 1 | 365 | 3.4847 | 0.012345 | 3 | 0.49707
25603 | 12.495 | 1 | 365 | 14.2293 | 0.63374 | 14 | 0.86305
26942 | 5.225 | 1 | 365 | 5.9502 | 0.97369 | 6 | 0.92392
26943 | 4.675 | 1 | 365 | 5.3239 | 0.7133 | 6 | 0.037195
25580 | 6.89 | 1 | 365 | 7.8463 | 0.78923 | 8 | 0.63557
26945 | 5.46 | 1 | 365 | 6.2178 | 0.51222 | 6 | 0.73007
25582 | 5.3 | 1 | 365 | 6.0356 | 0.14556 | 6 | 0.1812
25583 | 13.78 | 1 | 365 | 15.6927 | 0.57847 | 16 | 0.27113
26940 | 6.24 | 1 | 365 | 7.1061 | 0.29968 | 7 | 0.4058
26946 | 9.1 | 1 | 365 | 10.3631 | 0.85371 | 11 | 0.21679
25585 | 7.83 | 1 | 365 | 8.9168 | 0.94335 | 9 | 0.86016
26948 | 4.94 | 1 | 365 | 5.6257 | 0.32058 | 5 | 0.94626
26951 | 3.38 | 1 | 365 | 3.8491 | 0.74566 | 4 | 0.59481
25594 | 3.64 | 1 | 365 | 4.1452 | 0.34148 | 4 | 0.48671
26950 | 8.25 | 1 | 365 | 9.3951 | 0.90583 | 10 | 0.30093
25596 | 12.48 | 1 | 365 | 14.2122 | 0.59937 | 14 | 0.81159
26949 | 3.825 | 1 | 365 | 4.3559 | 0.76543 | 5 | 0.12134
25597 | 5.46 | 1 | 365 | 6.2178 | 0.51222 | 6 | 0.73007
26953 | 5.46 | 1 | 365 | 6.2178 | 0.51222 | 6 | 0.73007
25599 | 8.67 | 1 | 365 | 9.8734 | 0.86831 | 10 | 0.74171
26954 | 6.24 | 1 | 365 | 7.1061 | 0.29968 | 7 | 0.4058
25602 | 2.34 | 1 | 365 | 2.6648 | 0.36238 | 3 | 0.027173
26955 | 4.16 | 1 | 365 | 4.7374 | 0.53312 | 5 | 0.27053
26956 | 4.16 | 1 | 365 | 4.7374 | 0.53312 | 5 | 0.27053
25605 | 5.035 | 1 | 365 | 5.7339 | 0.53829 | 6 | 0.27214
25604 | 3.64 | 1 | 365 | 4.1452 | 0.34148 | 4 | 0.48671
26957 | 7.02 | 1 | 365 | 7.9944 | 0.087144 | 8 | 0.08152
25609 | 6.76 | 1 | 365 | 7.6983 | 0.49132 | 8 | 0.18961
26959 | 8.32 | 1 | 365 | 9.4748 | 0.066245 | 9 | 0.54106
25612 | 2.34 | 1 | 365 | 2.6648 | 0.36238 | 3 | 0.027173
21078 | 5.2 | 1 | 365 | 5.9218 | 0.9164 | 6 | 0.83816
26960 | 4.24 | 1 | 365 | 4.8285 | 0.71645 | 5 | 0.54496
25615 | 5.98 | 1 | 365 | 6.81 | 0.70386 | 7 | 0.51389
26961 | 4.68 | 1 | 365 | 5.3296 | 0.72476 | 6 | 0.054347
25620 | 5.72 | 1 | 365 | 6.5139 | 0.10804 | 6 | 0.62198
23104 | 8.06 | 1 | 365 | 9.1787 | 0.47042 | 9 | 0.64915
25622 | 7.95 | 1 | 365 | 9.0535 | 0.21835 | 9 | 0.27181
23650 | 5.72 | 1 | 365 | 6.5139 | 0.10804 | 6 | 0.62198
25623 | 16.5 | 1 | 365 | 18.7902 | 0.81166 | 19 | 0.60186
23916 | 9.1 | 1 | 365 | 10.3631 | 0.85371 | 11 | 0.21679
26964 | 4.94 | 1 | 365 | 5.6257 | 0.32058 | 5 | 0.94626
25625 | 7.54 | 1 | 365 | 8.5866 | 0.27878 | 8 | 0.86534
20831 | 10.4 | 1 | 365 | 11.8435 | 0.83281 | 12 | 0.67633
25626 | 5.98 | 1 | 365 | 6.81 | 0.70386 | 7 | 0.51389
25628 | 4.08 | 1 | 365 | 4.6463 | 0.34979 | 4 | 0.9961
23932 | 5.72 | 1 | 365 | 6.5139 | 0.10804 | 6 | 0.62198
26963 | 5.2 | 1 | 365 | 5.9218 | 0.9164 | 6 | 0.83816
24038 | 4.68 | 1 | 365 | 5.3296 | 0.72476 | 6 | 0.054347
24020 | 6.76 | 1 | 365 | 7.6983 | 0.49132 | 8 | 0.18961
26967 | 7.02 | 1 | 365 | 7.9944 | 0.087144 | 8 | 0.08152
26968 | 9.01 | 1 | 365 | 10.2606 | 0.64746 | 10 | 0.90805
24025 | 8.32 | 1 | 365 | 9.4748 | 0.066245 | 9 | 0.54106
26970 | 6.76 | 1 | 365 | 7.6983 | 0.49132 | 8 | 0.18961
26969 | 9.69 | 1 | 365 | 11.035 | 0.20576 | 11 | 0.24073
26926 | 2.94 | 1 | 365 | 3.3481 | 0.73735 | 4 | 0.085423
26966 | 11.4 | 1 | 365 | 12.9823 | 0.12442 | 13 | 0.10674
26986 | 4.05 | 1 | 365 | 4.6121 | 0.28104 | 4 | 0.89318
26972 | 5.565 | 1 | 365 | 6.3374 | 0.75284 | 7 | 0.090265
26973 | 5.355 | 1 | 365 | 6.0983 | 0.2716 | 6 | 0.36988
26974 | 6.5 | 1 | 365 | 7.4022 | 0.8955 | 8 | 0.2977
26975 | 6.5 | 1 | 365 | 7.4022 | 0.8955 | 8 | 0.2977
26976 | 6.12 | 1 | 365 | 6.9695 | 0.02469 | 6 | 0.99415
26977 | 5.72 | 1 | 365 | 6.5139 | 0.10804 | 6 | 0.62198
26983 | 11.7 | 1 | 365 | 13.324 | 0.81191 | 14 | 0.13587
26985 | 3.57 | 1 | 365 | 4.0655 | 0.18107 | 4 | 0.24659
26987 | 9.62 | 1 | 365 | 10.9553 | 0.045346 | 11 | 0.00060192
27002 | 3.38 | 1 | 365 | 3.8491 | 0.74566 | 4 | 0.59481
27015 | 7.975 | 1 | 365 | 9.0819 | 0.27564 | 9 | 0.35757
27020 | 6.325 | 1 | 365 | 7.2029 | 0.49447 | 7 | 0.69738
27037 | 7.59 | 1 | 365 | 8.6435 | 0.39337 | 9 | 0.036857
27205 | 14.4 | 1 | 365 | 16.3987 | 0.99927 | 17 | 0.39799
27168 | 4.16 | 1 | 365 | 4.7374 | 0.53312 | 5 | 0.27053
27236 | 7.93 | 1 | 365 | 9.0307 | 0.17251 | 9 | 0.2032
25590 | 7.02 | 1 | 365 | 7.9944 | 0.087144 | 8 | 0.08152
22411 | 4.68 | 1 | 365 | 5.3296 | 0.72476 | 6 | 0.054347
26988 | 9.62 | 1 | 365 | 10.9553 | 0.045346 | 11 | 0.00060192
26989 | 4.94 | 1 | 365 | 5.6257 | 0.32058 | 5 | 0.94626
26991 | 6.24 | 1 | 365 | 7.1061 | 0.29968 | 7 | 0.4058
26994 | 8.84 | 1 | 365 | 10.067 | 0.25789 | 10 | 0.32488
27014 | 4.42 | 1 | 365 | 5.0335 | 0.12894 | 5 | 0.16244
26995 | 6.5 | 1 | 365 | 7.4022 | 0.8955 | 8 | 0.2977
26998 | 7.02 | 1 | 365 | 7.9944 | 0.087144 | 8 | 0.08152
26999 | 10.71 | 1 | 365 | 12.1965 | 0.54321 | 12 | 0.73976
27048 | 11.18 | 1 | 365 | 12.7318 | 0.62027 | 13 | 0.35205
27004 | 3.12 | 1 | 365 | 3.5531 | 0.14984 | 3 | 0.7029
27005 | 9.62 | 1 | 365 | 10.9553 | 0.045346 | 11 | 0.00060192
27006 | 12.75 | 1 | 365 | 14.5197 | 0.2181 | 14 | 0.7378
26979 | 3.9 | 1 | 365 | 4.4413 | 0.9373 | 5 | 0.37862
27008 | 11.96 | 1 | 365 | 13.62 | 0.40773 | 14 | 0.027775
27009 | 7.54 | 1 | 365 | 8.5866 | 0.27878 | 8 | 0.86534
27011 | 9.18 | 1 | 365 | 10.4542 | 0.037035 | 10 | 0.49122
27010 | 11.18 | 1 | 365 | 12.7318 | 0.62027 | 13 | 0.35205
27012 | 9.88 | 1 | 365 | 11.2513 | 0.64117 | 11 | 0.89251
27013 | 7.8 | 1 | 365 | 8.8826 | 0.8746 | 9 | 0.75724
27016 | 6.5 | 1 | 365 | 7.4022 | 0.8955 | 8 | 0.2977
27017 | 9.9 | 1 | 365 | 11.2741 | 0.687 | 11 | 0.96112
27018 | 3.025 | 1 | 365 | 3.4449 | 0.93214 | 4 | 0.37701
27019 | 4.94 | 1 | 365 | 5.6257 | 0.32058 | 5 | 0.94626
16527 | 5.13 | 1 | 365 | 5.842 | 0.75599 | 6 | 0.59803
17669 | 9.18 | 1 | 365 | 10.4542 | 0.037035 | 10 | 0.49122
25756 | 6.875 | 1 | 365 | 7.8293 | 0.75486 | 8 | 0.58411
27021 | 10.14 | 1 | 365 | 11.5474 | 0.23699 | 11 | 0.78442
27022 | 8.25 | 1 | 365 | 9.3951 | 0.90583 | 10 | 0.30093
27024 | 5.72 | 1 | 365 | 6.5139 | 0.10804 | 6 | 0.62198
27023 | 4.68 | 1 | 365 | 5.3296 | 0.72476 | 6 | 0.054347
27025 | 5.98 | 1 | 365 | 6.81 | 0.70386 | 7 | 0.51389
27026 | 5.98 | 1 | 365 | 6.81 | 0.70386 | 7 | 0.51389
27027 | 9.88 | 1 | 365 | 11.2513 | 0.64117 | 11 | 0.89251
27035 | 7.98 | 1 | 365 | 9.0876 | 0.2871 | 9 | 0.37472
27038 | 8.4 | 1 | 365 | 9.5659 | 0.24957 | 9 | 0.81549
27039 | 12.42 | 1 | 365 | 14.1439 | 0.46187 | 14 | 0.60577
25003 | 6.6 | 1 | 365 | 7.5161 | 0.12467 | 7 | 0.64075
27042 | 6.5 | 1 | 365 | 7.4022 | 0.8955 | 8 | 0.2977
27043 | 4.94 | 1 | 365 | 5.6257 | 0.32058 | 5 | 0.94626
27044 | 4.94 | 1 | 365 | 5.6257 | 0.32058 | 5 | 0.94626
27045 | 7.8 | 1 | 365 | 8.8826 | 0.8746 | 9 | 0.75724
27047 | 7.02 | 1 | 365 | 7.9944 | 0.087144 | 8 | 0.08152
27194 | 6.885 | 1 | 365 | 7.8406 | 0.77778 | 8 | 0.61841
27195 | 5.46 | 1 | 365 | 6.2178 | 0.51222 | 6 | 0.73007
27196 | 12.48 | 1 | 365 | 14.2122 | 0.59937 | 14 | 0.81159
27197 | 11.96 | 1 | 365 | 13.62 | 0.40773 | 14 | 0.027775
27198 | 8.84 | 1 | 365 | 10.067 | 0.25789 | 10 | 0.32488
27200 | 6.4 | 1 | 365 | 7.2883 | 0.66634 | 7 | 0.95466
27201 | 11.4 | 1 | 365 | 12.9823 | 0.12442 | 13 | 0.10674
27202 | 6.27 | 1 | 365 | 7.1403 | 0.36843 | 7 | 0.50871
27207 | 7.425 | 1 | 365 | 8.4556 | 0.015249 | 8 | 0.47084
27209 | 13.2 | 1 | 365 | 15.0322 | 0.24933 | 15 | 0.28149
27213 | 6.72 | 1 | 365 | 7.6527 | 0.39966 | 8 | 0.052396
27215 | 6.72 | 1 | 365 | 7.6527 | 0.39966 | 8 | 0.052396
27216 | 7.905 | 1 | 365 | 9.0022 | 0.11522 | 9 | 0.11744
27217 | 4.845 | 1 | 365 | 5.5175 | 0.10288 | 5 | 0.62037
24964 | 11.7 | 1 | 365 | 13.324 | 0.81191 | 14 | 0.13587
25529 | 4.16 | 1 | 365 | 4.7374 | 0.53312 | 5 | 0.27053
24965 | 9.1 | 1 | 365 | 10.3631 | 0.85371 | 11 | 0.21679
24967 | 2.86 | 1 | 365 | 3.257 | 0.55402 | 3 | 0.81099
24969 | 3.38 | 1 | 365 | 3.8491 | 0.74566 | 4 | 0.59481
24970 | 3.9 | 1 | 365 | 4.4413 | 0.9373 | 5 | 0.37862
24971 | 6.89 | 1 | 365 | 7.8463 | 0.78923 | 8 | 0.63557
24972 | 7.54 | 1 | 365 | 8.5866 | 0.27878 | 8 | 0.86534
24973 | 9.36 | 1 | 365 | 10.6592 | 0.44953 | 11 | 0.10869
24974 | 7.8 | 1 | 365 | 8.8826 | 0.8746 | 9 | 0.75724
24991 | 12 | 1 | 365 | 13.6656 | 0.49939 | 14 | 0.16499
24987 | 7.6 | 1 | 365 | 8.6549 | 0.41628 | 9 | 0.071162
25000 | 5.4 | 1 | 365 | 6.1495 | 0.37473 | 6 | 0.52425
25001 | 11.2 | 1 | 365 | 12.7546 | 0.6661 | 13 | 0.42066
27223 | 6.76 | 1 | 365 | 7.6983 | 0.49132 | 8 | 0.18961
25006 | 10.08 | 1 | 365 | 11.4791 | 0.099489 | 11 | 0.57859
27219 | 3.12 | 1 | 365 | 3.5531 | 0.14984 | 3 | 0.7029
27060 | 440.42 | 0.8 | 365 | 401.2402 | 0.41881 | 401 | 0.65905
27230 | 4.77 | 1 | 365 | 5.4321 | 0.93101 | 6 | 0.36308
27204 | 7.2 | 1 | 365 | 8.1994 | 0.49964 | 8 | 0.699
27233 | 4.05 | 1 | 365 | 4.6121 | 0.28104 | 4 | 0.89318
26663 | 10.66 | 1 | 365 | 12.1396 | 0.42863 | 12 | 0.56823
25424 | 12.22 | 1 | 365 | 13.9161 | 0.0035475 | 13 | 0.91968
26245 | 8.4 | 1 | 365 | 9.5659 | 0.24957 | 9 | 0.81549
27029 | 7 | 1 | 365 | 7.9716 | 0.041312 | 8 | 0.012912
25766 | 8.1 | 1 | 365 | 9.2243 | 0.56209 | 9 | 0.78637
27238 | 3.99 | 1 | 365 | 4.5438 | 0.14355 | 4 | 0.68736
27257 | 4.5 | 1 | 365 | 5.1246 | 0.31227 | 5 | 0.43687
25584 | 7.54 | 1 | 365 | 8.5866 | 0.27878 | 8 | 0.86534
25632 | 7.8 | 1 | 365 | 8.8826 | 0.8746 | 9 | 0.75724
27239 | 6.21 | 1 | 365 | 7.0719 | 0.23094 | 7 | 0.30288
22025 | 6.24 | 1 | 365 | 7.1061 | 0.29968 | 7 | 0.4058
22086 | 6.5 | 1 | 365 | 7.4022 | 0.8955 | 8 | 0.2977
27240 | 8.91 | 1 | 365 | 10.1467 | 0.4183 | 10 | 0.56501
22078 | 8.58 | 1 | 365 | 9.7709 | 0.66207 | 10 | 0.43297
27241 | 3.12 | 1 | 365 | 3.5531 | 0.14984 | 3 | 0.7029
22387 | 5.2 | 1 | 365 | 5.9218 | 0.9164 | 6 | 0.83816
27243 | 11.88 | 1 | 365 | 13.5289 | 0.2244 | 13 | 0.75334
27246 | 10.53 | 1 | 365 | 11.9916 | 0.13072 | 12 | 0.12228
27245 | 7.54 | 1 | 365 | 8.5866 | 0.27878 | 8 | 0.86534
27247 | 10.14 | 1 | 365 | 11.5474 | 0.23699 | 11 | 0.78442
27249 | 12.22 | 1 | 365 | 13.9161 | 0.0035475 | 13 | 0.91968
27251 | 8.32 | 1 | 365 | 9.4748 | 0.066245 | 9 | 0.54106
27253 | 19.25 | 1 | 365 | 21.9219 | 0.11361 | 22 | 0.035508
27255 | 5.46 | 1 | 365 | 6.2178 | 0.51222 | 6 | 0.73007
25007 | 12.426 | 1 | 365 | 14.1507 | 0.47562 | 14 | 0.62635
24901 | 11 | 1 | 365 | 12.5268 | 0.20778 | 12 | 0.73458
24734 | 10.685 | 1 | 365 | 12.1681 | 0.48592 | 12 | 0.65399
27259 | 11.5 | 1 | 365 | 13.0962 | 0.35358 | 13 | 0.44978
27261 | 9.1 | 1 | 365 | 10.3631 | 0.85371 | 11 | 0.21679
27262 | 9.69 | 1 | 365 | 11.035 | 0.20576 | 11 | 0.24073
27272 | 5.2 | 1 | 365 | 5.9218 | 0.9164 | 6 | 0.83816
27289 | 8.16 | 1 | 365 | 9.2926 | 0.69959 | 9 | 0.99219
26656 | 5.32 | 1 | 365 | 6.0584 | 0.1914 | 6 | 0.24981
27414 | 5.47 | 1 | 365 | 6.2292 | 0.53514 | 6 | 0.76438
27395 | 9.8 | 1 | 365 | 11.1602 | 0.45784 | 11 | 0.61808
27372 | 8.64 | 1 | 365 | 9.8392 | 0.79956 | 10 | 0.63879
27343 | 10.72 | 1 | 365 | 12.2079 | 0.56612 | 12 | 0.77406
27329 | 11.275 | 1 | 365 | 12.84 | 0.83797 | 13 | 0.67794
27318 | 7.56 | 1 | 365 | 8.6093 | 0.32462 | 8 | 0.93394
27306 | 6.05 | 1 | 365 | 6.8897 | 0.86428 | 7 | 0.75402
27263 | 4.125 | 1 | 365 | 4.6975 | 0.45292 | 5 | 0.15047
27266 | 5.72 | 1 | 365 | 6.5139 | 0.10804 | 6 | 0.62198
27267 | 5.4 | 1 | 365 | 6.1495 | 0.37473 | 6 | 0.52425
27268 | 11.825 | 1 | 365 | 13.4663 | 0.098359 | 13 | 0.56467
27271 | 10.72 | 1 | 365 | 12.2079 | 0.56612 | 12 | 0.77406
27273 | 11 | 1 | 365 | 12.5268 | 0.20778 | 12 | 0.73458
27279 | 9.1 | 1 | 365 | 10.3631 | 0.85371 | 11 | 0.21679
27281 | 6.6 | 1 | 365 | 7.5161 | 0.12467 | 7 | 0.64075
27282 | 7.425 | 1 | 365 | 8.4556 | 0.015249 | 8 | 0.47084
27283 | 8.4 | 1 | 365 | 9.5659 | 0.24957 | 9 | 0.81549
27285 | 10.45 | 1 | 365 | 11.9005 | 0.94739 | 12 | 0.84785
27287 | 5.1 | 1 | 365 | 5.8079 | 0.68724 | 6 | 0.49512
27286 | 5.46 | 1 | 365 | 6.2178 | 0.51222 | 6 | 0.73007
27290 | 4.95 | 1 | 365 | 5.6371 | 0.3435 | 5 | 0.98056
27294 | 5.75 | 1 | 365 | 6.5481 | 0.17679 | 6 | 0.72489
27297 | 12.1 | 1 | 365 | 13.7795 | 0.72855 | 14 | 0.50803
27275 | 10.26 | 1 | 365 | 11.6841 | 0.51198 | 12 | 0.19607
27300 | 9 | 1 | 365 | 10.2492 | 0.62454 | 10 | 0.87374
27301 | 3.85 | 1 | 365 | 4.3844 | 0.82272 | 5 | 0.2071
27304 | 6.05 | 1 | 365 | 6.8897 | 0.86428 | 7 | 0.75402
24028 | 4.86 | 1 | 365 | 5.5346 | 0.13725 | 5 | 0.67182
24033 | 2.7 | 1 | 365 | 3.0748 | 0.18736 | 3 | 0.26212
15877 | 8.16 | 1 | 365 | 9.2926 | 0.69959 | 9 | 0.99219
16958 | 5.72 | 1 | 365 | 6.5139 | 0.10804 | 6 | 0.62198
27307 | 9.625 | 1 | 365 | 10.961 | 0.056804 | 11 | 0.017754
27308 | 4.59 | 1 | 365 | 5.2271 | 0.51852 | 5 | 0.74561
27309 | 7.2 | 1 | 365 | 8.1994 | 0.49964 | 8 | 0.699
27312 | 8.8 | 1 | 365 | 10.0214 | 0.16622 | 10 | 0.18766
27313 | 5 | 1 | 365 | 5.694 | 0.45808 | 6 | 0.15208
27314 | 5.1 | 1 | 365 | 5.8079 | 0.68724 | 6 | 0.49512
27315 | 8.25 | 1 | 365 | 9.3951 | 0.90583 | 10 | 0.30093
27316 | 11.55 | 1 | 365 | 13.1531 | 0.46816 | 13 | 0.6213
27317 | 10.725 | 1 | 365 | 12.2136 | 0.57758 | 12 | 0.79121
27319 | 3.75 | 1 | 365 | 4.2705 | 0.59356 | 4 | 0.86406
27320 | 9.9 | 1 | 365 | 11.2741 | 0.687 | 11 | 0.96112
27323 | 12.9 | 1 | 365 | 14.6905 | 0.56185 | 15 | 0.25237
27325 | 6 | 1 | 365 | 6.8328 | 0.7497 | 7 | 0.5825
27328 | 9.36 | 1 | 365 | 10.6592 | 0.44953 | 11 | 0.10869
27296 | 3.64 | 1 | 365 | 4.1452 | 0.34148 | 4 | 0.48671
27293 | 3.9 | 1 | 365 | 4.4413 | 0.9373 | 5 | 0.37862
27342 | 9.66 | 1 | 365 | 11.0008 | 0.13701 | 11 | 0.13782
27341 | 5.88 | 1 | 365 | 6.6961 | 0.4747 | 7 | 0.17085
27340 | 9.99 | 1 | 365 | 11.3766 | 0.89324 | 12 | 0.26986
27336 | 4.25 | 1 | 365 | 4.8399 | 0.73937 | 5 | 0.57927
27335 | 8.32 | 1 | 365 | 9.4748 | 0.066245 | 9 | 0.54106
27334 | 8.8 | 1 | 365 | 10.0214 | 0.16622 | 10 | 0.18766
27333 | 9.18 | 1 | 365 | 10.4542 | 0.037035 | 10 | 0.49122
27332 | 10.725 | 1 | 365 | 12.2136 | 0.57758 | 12 | 0.79121
27330 | 6 | 1 | 365 | 6.8328 | 0.7497 | 7 | 0.5825
27338 | 3.36 | 1 | 365 | 3.8264 | 0.69983 | 4 | 0.5262
27473 | 5.1 | 1 | 365 | 5.8079 | 0.68724 | 6 | 0.49512
27471 | 5.7 | 1 | 365 | 6.4912 | 0.062211 | 6 | 0.55337
27467 | 7.32 | 1 | 365 | 8.336 | 0.77463 | 9 | 0.11065
27327 | 5.565 | 1 | 365 | 6.3374 | 0.75284 | 7 | 0.090265
27401 | 11.7 | 1 | 365 | 13.324 | 0.81191 | 14 | 0.13587
27298 | 14.04 | 1 | 365 | 15.9888 | 0.17429 | 16 | 0.16304
27344 | 9.99 | 1 | 365 | 11.3766 | 0.89324 | 12 | 0.26986
27354 | 6.12 | 1 | 365 | 6.9695 | 0.02469 | 6 | 0.99415
14184 | 10.2 | 1 | 365 | 11.6158 | 0.37448 | 11 | 0.99024
27357 | 4.08 | 1 | 365 | 4.6463 | 0.34979 | 4 | 0.9961
27303 | 6.76 | 1 | 365 | 7.6983 | 0.49132 | 8 | 0.18961
27362 | 6.63 | 1 | 365 | 7.5502 | 0.19341 | 7 | 0.74366
27366 | 7.395 | 1 | 365 | 8.4214 | 0.9465 | 9 | 0.36793
14183 | 13.515 | 1 | 365 | 15.3909 | 0.97119 | 16 | 0.36207
27305 | 12.42 | 1 | 365 | 14.1439 | 0.46187 | 14 | 0.60577
27454 | 3.825 | 1 | 365 | 4.3559 | 0.76543 | 5 | 0.12134
16892 | 5.355 | 1 | 365 | 6.0983 | 0.2716 | 6 | 0.36988
16869 | 11.73 | 1 | 365 | 13.3581 | 0.88066 | 14 | 0.23878
27455 | 6.1 | 1 | 365 | 6.9467 | 0.97886 | 7 | 0.92554
16858 | 3.825 | 1 | 365 | 4.3559 | 0.76543 | 5 | 0.12134
16827 | 15.81 | 1 | 365 | 18.0044 | 0.23045 | 18 | 0.23488
16766 | 6.63 | 1 | 365 | 7.5502 | 0.19341 | 7 | 0.74366
27448 | 11.1 | 1 | 365 | 12.6407 | 0.43694 | 13 | 0.077618
14197 | 11.73 | 1 | 365 | 13.3581 | 0.88066 | 14 | 0.23878
16387 | 11.475 | 1 | 365 | 13.0677 | 0.29629 | 13 | 0.36402
16086 | 7.65 | 1 | 365 | 8.7118 | 0.53086 | 9 | 0.24268
13853 | 7.14 | 1 | 365 | 8.131 | 0.36214 | 8 | 0.49317
27385 | 7.14 | 1 | 365 | 8.131 | 0.36214 | 8 | 0.49317
14034 | 5.61 | 1 | 365 | 6.3887 | 0.85597 | 7 | 0.24463
13590 | 4.59 | 1 | 365 | 5.2271 | 0.51852 | 5 | 0.74561
27392 | 7.84 | 1 | 365 | 8.9282 | 0.96627 | 9 | 0.89446
16538 | 2.86 | 1 | 365 | 3.257 | 0.55402 | 3 | 0.81099
16496 | 4.08 | 1 | 365 | 4.6463 | 0.34979 | 4 | 0.9961
16498 | 7.395 | 1 | 365 | 8.4214 | 0.9465 | 9 | 0.36793
16048 | 5.61 | 1 | 365 | 6.3887 | 0.85597 | 7 | 0.24463
27435 | 10.4 | 1 | 365 | 11.8435 | 0.83281 | 12 | 0.67633
15863 | 3.315 | 1 | 365 | 3.7751 | 0.59671 | 4 | 0.37183
15811 | 6.12 | 1 | 365 | 6.9695 | 0.02469 | 6 | 0.99415
14284 | 9.18 | 1 | 365 | 10.4542 | 0.037035 | 10 | 0.49122
14354 | 6.5 | 1 | 365 | 7.4022 | 0.8955 | 8 | 0.2977
14405 | 5.635 | 1 | 365 | 6.4171 | 0.91326 | 7 | 0.33039
27407 | 10.215 | 1 | 365 | 11.6328 | 0.40886 | 12 | 0.041699
14614 | 6.125 | 1 | 365 | 6.9752 | 0.036148 | 7 | 0.011298
14571 | 7.905 | 1 | 365 | 9.0022 | 0.11522 | 9 | 0.11744
27408 | 4.98 | 1 | 365 | 5.6712 | 0.41225 | 6 | 0.083472
26611 | 4.9 | 1 | 365 | 5.5801 | 0.22892 | 5 | 0.80904
15943 | 6.75 | 1 | 365 | 7.6869 | 0.46841 | 8 | 0.15531
15151 | 3.825 | 1 | 365 | 4.3559 | 0.76543 | 5 | 0.12134
15034 | 1.53 | 1 | 365 | 1.7424 | 0.50617 | 2 | 0.24854
27396 | 7.28 | 1 | 365 | 8.2905 | 0.68296 | 8 | 0.97343
14916 | 5.355 | 1 | 365 | 6.0983 | 0.2716 | 6 | 0.36988
16424 | 148.72 | 0.9 | 365 | 152.4261 | 0.72822 | 153 | 0.15432
14665 | 4.335 | 1 | 365 | 4.9367 | 0.93416 | 5 | 0.87085
27415 | 4.47 | 1 | 365 | 5.0904 | 0.24352 | 5 | 0.33396
14865 | 5.355 | 1 | 365 | 6.0983 | 0.2716 | 6 | 0.36988
27339 | 3.99 | 1 | 365 | 4.5438 | 0.14355 | 4 | 0.68736
14881 | 3.06 | 1 | 365 | 3.4847 | 0.012345 | 3 | 0.49707
27421 | 3.98 | 1 | 365 | 4.5324 | 0.12063 | 4 | 0.65306
14866 | 10.4 | 1 | 365 | 11.8435 | 0.83281 | 12 | 0.67633
27326 | 5.2 | 1 | 365 | 5.9218 | 0.9164 | 6 | 0.83816
27663 | 3.85 | 1 | 365 | 4.3844 | 0.82272 | 5 | 0.2071
22631 | 4.94 | 1 | 365 | 5.6257 | 0.32058 | 5 | 0.94626
27383 | 8.415 | 1 | 365 | 9.583 | 0.28395 | 9 | 0.86695
27733 | 8.54 | 1 | 365 | 9.7254 | 0.5704 | 10 | 0.29575
27398 | 6.375 | 1 | 365 | 7.2599 | 0.60905 | 7 | 0.8689
15724 | 11.985 | 1 | 365 | 13.6485 | 0.46502 | 14 | 0.11354
27787 | 8.58 | 1 | 365 | 9.7709 | 0.66207 | 10 | 0.43297
26774 | 4.94 | 1 | 365 | 5.6257 | 0.32058 | 5 | 0.94626
22558 | 10.14 | 1 | 365 | 11.5474 | 0.23699 | 11 | 0.78442
27636 | 9.25 | 1 | 365 | 10.5339 | 0.19745 | 10 | 0.73135
22565 | 5.2 | 1 | 365 | 5.9218 | 0.9164 | 6 | 0.83816
27641 | 10.5 | 1 | 365 | 11.9574 | 0.061968 | 12 | 0.019368
27643 | 4.5 | 1 | 365 | 5.1246 | 0.31227 | 5 | 0.43687
27626 | 6.5 | 1 | 365 | 7.4022 | 0.8955 | 8 | 0.2977
27083 | 225 | 0.9 | 365 | 230.607 | 0.05224 | 230 | 0.65924
27651 | 8.25 | 1 | 365 | 9.3951 | 0.90583 | 10 | 0.30093
27604 | 10.14 | 1 | 365 | 11.5474 | 0.23699 | 11 | 0.78442
27652 | 6.75 | 1 | 365 | 7.6869 | 0.46841 | 8 | 0.15531
27653 | 13.75 | 1 | 365 | 15.6585 | 0.50972 | 16 | 0.16822
27656 | 8.25 | 1 | 365 | 9.3951 | 0.90583 | 10 | 0.30093
27658 | 4.2 | 1 | 365 | 4.783 | 0.62479 | 5 | 0.40775
27660 | 7.28 | 1 | 365 | 8.2905 | 0.68296 | 8 | 0.97343
27662 | 9.69 | 1 | 365 | 11.035 | 0.20576 | 11 | 0.24073
23669 | 6.76 | 1 | 365 | 7.6983 | 0.49132 | 8 | 0.18961
27199 | 10.4 | 1 | 365 | 11.8435 | 0.83281 | 12 | 0.67633
27647 | 3.12 | 1 | 365 | 3.5531 | 0.14984 | 3 | 0.7029
27129 | 4.68 | 1 | 365 | 5.3296 | 0.72476 | 6 | 0.054347
26911 | 9.1 | 1 | 365 | 10.3631 | 0.85371 | 11 | 0.21679
26049 | 9.36 | 1 | 365 | 10.6592 | 0.44953 | 11 | 0.10869
26712 | 5.46 | 1 | 365 | 6.2178 | 0.51222 | 6 | 0.73007
26272 | 4.42 | 1 | 365 | 5.0335 | 0.12894 | 5 | 0.16244
27666 | 9.075 | 1 | 365 | 10.3346 | 0.79642 | 11 | 0.13103
27670 | 7.5 | 1 | 365 | 8.541 | 0.18712 | 8 | 0.72812
27673 | 6.05 | 1 | 365 | 6.8897 | 0.86428 | 7 | 0.75402
27671 | 7.56 | 1 | 365 | 8.6093 | 0.32462 | 8 | 0.93394
27674 | 6.05 | 1 | 365 | 6.8897 | 0.86428 | 7 | 0.75402
27677 | 10.791 | 1 | 365 | 12.2888 | 0.72883 | 13 | 0.017619
27679 | 9.15 | 1 | 365 | 10.42 | 0.96829 | 11 | 0.38831
27681 | 7.848 | 1 | 365 | 8.9373 | 0.9846 | 9 | 0.9219
26772 | 7.155 | 1 | 365 | 8.1481 | 0.39651 | 8 | 0.54463
26252 | 13.52 | 1 | 365 | 15.3966 | 0.98265 | 16 | 0.37922
26723 | 9.36 | 1 | 365 | 10.6592 | 0.44953 | 11 | 0.10869
27786 | 7.15 | 1 | 365 | 8.1424 | 0.38505 | 8 | 0.52747
27785 | 9.1 | 1 | 365 | 10.3631 | 0.85371 | 11 | 0.21679
27783 | 7.905 | 1 | 365 | 9.0022 | 0.11522 | 9 | 0.11744
27793 | 10.175 | 1 | 365 | 11.5873 | 0.31719 | 11 | 0.90448
27390 | 10.71 | 1 | 365 | 12.1965 | 0.54321 | 12 | 0.73976
27404 | 6.885 | 1 | 365 | 7.8406 | 0.77778 | 8 | 0.61841
27776 | 10.14 | 1 | 365 | 11.5474 | 0.23699 | 11 | 0.78442
27762 | 9.625 | 1 | 365 | 10.961 | 0.056804 | 11 | 0.017754
27779 | 11.22 | 1 | 365 | 12.7773 | 0.71193 | 13 | 0.48927
27367 | 4.335 | 1 | 365 | 4.9367 | 0.93416 | 5 | 0.87085
27778 | 3.85 | 1 | 365 | 4.3844 | 0.82272 | 5 | 0.2071
27649 | 9.1 | 1 | 365 | 10.3631 | 0.85371 | 11 | 0.21679
22797 | 8.06 | 1 | 365 | 9.1787 | 0.47042 | 9 | 0.64915
23061 | 11.44 | 1 | 365 | 13.0279 | 0.21609 | 13 | 0.24396
23152 | 4.68 | 1 | 365 | 5.3296 | 0.72476 | 6 | 0.054347
12790 | 4.08 | 1 | 365 | 4.6463 | 0.34979 | 4 | 0.9961
27364 | 9.18 | 1 | 365 | 10.4542 | 0.037035 | 10 | 0.49122
27373 | 6.63 | 1 | 365 | 7.5502 | 0.19341 | 7 | 0.74366
27394 | 8.75 | 1 | 365 | 9.9645 | 0.05164 | 10 | 0.01614
27413 | 6.12 | 1 | 365 | 6.9695 | 0.02469 | 6 | 0.99415
27751 | 13.734 | 1 | 365 | 15.6403 | 0.47305 | 16 | 0.11333
27747 | 8.502 | 1 | 365 | 9.6821 | 0.48332 | 10 | 0.1654
27749 | 6.6 | 1 | 365 | 7.5161 | 0.12467 | 7 | 0.64075
27744 | 3.25 | 1 | 365 | 3.7011 | 0.44775 | 4 | 0.14885
27748 | 11.5 | 1 | 365 | 13.0962 | 0.35358 | 13 | 0.44978
27743 | 8 | 1 | 365 | 9.1104 | 0.33293 | 9 | 0.44333
27365 | 8.67 | 1 | 365 | 9.8734 | 0.86831 | 10 | 0.74171
23348 | 5.2 | 1 | 365 | 5.9218 | 0.9164 | 6 | 0.83816
27384 | 7.905 | 1 | 365 | 9.0022 | 0.11522 | 9 | 0.11744
27722 | 5.67 | 1 | 365 | 6.457 | 0.99346 | 7 | 0.45046
27399 | 10.2 | 1 | 365 | 11.6158 | 0.37448 | 11 | 0.99024
27377 | 3.06 | 1 | 365 | 3.4847 | 0.012345 | 3 | 0.49707
27729 | 9.52 | 1 | 365 | 10.8414 | 0.81618 | 11 | 0.65756
27731 | 8.64 | 1 | 365 | 9.8392 | 0.79956 | 10 | 0.63879
27382 | 6 | 1 | 365 | 6.8328 | 0.7497 | 7 | 0.5825
27735 | 10.2 | 1 | 365 | 11.6158 | 0.37448 | 11 | 0.99024
27737 | 5.4 | 1 | 365 | 6.1495 | 0.37473 | 6 | 0.52425
27736 | 8 | 1 | 365 | 9.1104 | 0.33293 | 9 | 0.44333
27381 | 7.65 | 1 | 365 | 8.7118 | 0.53086 | 9 | 0.24268
27739 | 8.5 | 1 | 365 | 9.6798 | 0.47874 | 10 | 0.15854
27740 | 5.415 | 1 | 365 | 6.1666 | 0.4091 | 6 | 0.5757
27741 | 8.5 | 1 | 365 | 9.6798 | 0.47874 | 10 | 0.15854
27742 | 8.925 | 1 | 365 | 10.1638 | 0.45267 | 10 | 0.61646
27934 | 8.925 | 1 | 365 | 10.1638 | 0.45267 | 10 | 0.61646
27979 | 12.42 | 1 | 365 | 14.1439 | 0.46187 | 14 | 0.60577
27989 | 8.58 | 1 | 365 | 9.7709 | 0.66207 | 10 | 0.43297
28000 | 8.32 | 1 | 365 | 9.4748 | 0.066245 | 9 | 0.54106
27503 | 4.335 | 1 | 365 | 4.9367 | 0.93416 | 5 | 0.87085
28013 | 7.84 | 1 | 365 | 8.9282 | 0.96627 | 9 | 0.89446
28030 | 4.94 | 1 | 365 | 5.6257 | 0.32058 | 5 | 0.94626
21714 | 11.7 | 1 | 365 | 13.324 | 0.81191 | 14 | 0.13587
27581 | 4.16 | 1 | 365 | 4.7374 | 0.53312 | 5 | 0.27053
27472 | 3 | 1 | 365 | 3.4164 | 0.87485 | 4 | 0.29125
27942 | 13.78 | 1 | 365 | 15.6927 | 0.57847 | 16 | 0.27113
27506 | 7.02 | 1 | 365 | 7.9944 | 0.087144 | 8 | 0.08152
27515 | 7 | 1 | 365 | 7.9716 | 0.041312 | 8 | 0.012912
27950 | 14.045 | 1 | 365 | 15.9944 | 0.18575 | 16 | 0.18019
27952 | 9.435 | 1 | 365 | 10.7446 | 0.6214 | 11 | 0.36597
28040 | 4.16 | 1 | 365 | 4.7374 | 0.53312 | 5 | 0.27053
28043 | 4.42 | 1 | 365 | 5.0335 | 0.12894 | 5 | 0.16244
24861 | 6.24 | 1 | 365 | 7.1061 | 0.29968 | 7 | 0.4058
24534 | 3.9 | 1 | 365 | 4.4413 | 0.9373 | 5 | 0.37862
25528 | 9.1 | 1 | 365 | 10.3631 | 0.85371 | 11 | 0.21679
24535 | 5.2 | 1 | 365 | 5.9218 | 0.9164 | 6 | 0.83816
28037 | 5.13 | 1 | 365 | 5.842 | 0.75599 | 6 | 0.59803
27958 | 3.825 | 1 | 365 | 4.3559 | 0.76543 | 5 | 0.12134
27957 | 14.04 | 1 | 365 | 15.9888 | 0.17429 | 16 | 0.16304
27959 | 4.08 | 1 | 365 | 4.6463 | 0.34979 | 4 | 0.9961
27960 | 11.7 | 1 | 365 | 13.324 | 0.81191 | 14 | 0.13587
27963 | 16.52 | 1 | 365 | 18.813 | 0.8575 | 19 | 0.67047
27965 | 7.84 | 1 | 365 | 8.9282 | 0.96627 | 9 | 0.89446
27961 | 5.865 | 1 | 365 | 6.6791 | 0.44033 | 7 | 0.11939
27969 | 11.18 | 1 | 365 | 12.7318 | 0.62027 | 13 | 0.35205
27971 | 8.58 | 1 | 365 | 9.7709 | 0.66207 | 10 | 0.43297
25293 | 4.675 | 1 | 365 | 5.3239 | 0.7133 | 6 | 0.037195
25216 | 6.76 | 1 | 365 | 7.6983 | 0.49132 | 8 | 0.18961
25294 | 10.215 | 1 | 365 | 11.6328 | 0.40886 | 12 | 0.041699
25220 | 5.46 | 1 | 365 | 6.2178 | 0.51222 | 6 | 0.73007
24531 | 5.46 | 1 | 365 | 6.2178 | 0.51222 | 6 | 0.73007
25297 | 8.525 | 1 | 365 | 9.7083 | 0.53603 | 10 | 0.2443
21876 | 3.9 | 1 | 365 | 4.4413 | 0.9373 | 5 | 0.37862
24726 | 7.8 | 1 | 365 | 8.8826 | 0.8746 | 9 | 0.75724
25299 | 6.725 | 1 | 365 | 7.6584 | 0.41112 | 8 | 0.069548
25301 | 8.47 | 1 | 365 | 9.6456 | 0.40999 | 10 | 0.055624
28033 | 12.099 | 1 | 365 | 13.7783 | 0.72626 | 14 | 0.5046
18574 | 4.16 | 1 | 365 | 4.7374 | 0.53312 | 5 | 0.27053
24855 | 9.62 | 1 | 365 | 10.9553 | 0.045346 | 11 | 0.00060192
25422 | 4.42 | 1 | 365 | 5.0335 | 0.12894 | 5 | 0.16244
28020 | 3.38 | 1 | 365 | 3.8491 | 0.74566 | 4 | 0.59481
27962 | 10.26 | 1 | 365 | 11.6841 | 0.51198 | 12 | 0.19607
27964 | 6.76 | 1 | 365 | 7.6983 | 0.49132 | 8 | 0.18961
27968 | 3.92 | 1 | 365 | 4.4641 | 0.98313 | 5 | 0.44723
27967 | 6.375 | 1 | 365 | 7.2599 | 0.60905 | 7 | 0.8689
27974 | 5.2 | 1 | 365 | 5.9218 | 0.9164 | 6 | 0.83816
27973 | 14.82 | 1 | 365 | 16.877 | 0.96175 | 17 | 0.83877
27975 | 4.94 | 1 | 365 | 5.6257 | 0.32058 | 5 | 0.94626
27977 | 2.85 | 1 | 365 | 3.2456 | 0.53111 | 3 | 0.77669
27976 | 4.42 | 1 | 365 | 5.0335 | 0.12894 | 5 | 0.16244
21518 | 6.24 | 1 | 365 | 7.1061 | 0.29968 | 7 | 0.4058
21047 | 5.72 | 1 | 365 | 6.5139 | 0.10804 | 6 | 0.62198
28027 | 13.5 | 1 | 365 | 15.3738 | 0.93682 | 16 | 0.31062
28026 | 7.84 | 1 | 365 | 8.9282 | 0.96627 | 9 | 0.89446
21779 | 6.5 | 1 | 365 | 7.4022 | 0.8955 | 8 | 0.2977
24238 | 10.66 | 1 | 365 | 12.1396 | 0.42863 | 12 | 0.56823
21809 | 5.2 | 1 | 365 | 5.9218 | 0.9164 | 6 | 0.83816
25300 | 4.2 | 1 | 365 | 4.783 | 0.62479 | 5 | 0.40775
25303 | 6.44 | 1 | 365 | 7.3339 | 0.75801 | 8 | 0.091879
25304 | 4.48 | 1 | 365 | 5.1018 | 0.26644 | 5 | 0.36826
25308 | 6.82 | 1 | 365 | 7.7666 | 0.62882 | 8 | 0.39544
25305 | 6.47 | 1 | 365 | 7.368 | 0.82676 | 8 | 0.19479
25306 | 5.355 | 1 | 365 | 6.0983 | 0.2716 | 6 | 0.36988
25290 | 5.32 | 1 | 365 | 6.0584 | 0.1914 | 6 | 0.24981
25332 | 8.16 | 1 | 365 | 9.2926 | 0.69959 | 9 | 0.99219
25340 | 6.63 | 1 | 365 | 7.5502 | 0.19341 | 7 | 0.74366
25342 | 5.1 | 1 | 365 | 5.8079 | 0.68724 | 6 | 0.49512
25345 | 5.865 | 1 | 365 | 6.6791 | 0.44033 | 7 | 0.11939
25309 | 8.4 | 1 | 365 | 9.5659 | 0.24957 | 9 | 0.81549
25347 | 6.12 | 1 | 365 | 6.9695 | 0.02469 | 6 | 0.99415
25349 | 6.44 | 1 | 365 | 7.3339 | 0.75801 | 8 | 0.091879
25363 | 9.945 | 1 | 365 | 11.3254 | 0.79012 | 12 | 0.11549
25221 | 3.9 | 1 | 365 | 4.4413 | 0.9373 | 5 | 0.37862
25241 | 7.5 | 1 | 365 | 8.541 | 0.18712 | 8 | 0.72812
25287 | 7.2 | 1 | 365 | 8.1994 | 0.49964 | 8 | 0.699
25333 | 2.616 | 1 | 365 | 2.9791 | 0.99487 | 3 | 0.97397
24955 | 10.2 | 1 | 365 | 11.6158 | 0.37448 | 11 | 0.99024
25352 | 9.36 | 1 | 365 | 10.6592 | 0.44953 | 11 | 0.10869
25312 | 6.76 | 1 | 365 | 7.6983 | 0.49132 | 8 | 0.18961
25313 | 3.445 | 1 | 365 | 3.9232 | 0.89462 | 4 | 0.81778
25314 | 9.1 | 1 | 365 | 10.3631 | 0.85371 | 11 | 0.21679
25316 | 10.4 | 1 | 365 | 11.8435 | 0.83281 | 12 | 0.67633
25317 | 14.5 | 1 | 365 | 16.5126 | 0.22843 | 16 | 0.74103
25318 | 5.25 | 1 | 365 | 5.9787 | 0.030984 | 6 | 0.009684
25319 | 5.75 | 1 | 365 | 6.5481 | 0.17679 | 6 | 0.72489
25323 | 10.725 | 1 | 365 | 12.2136 | 0.57758 | 12 | 0.79121
25326 | 9.35 | 1 | 365 | 10.6478 | 0.42661 | 11 | 0.07439
25329 | 8.75 | 1 | 365 | 9.9645 | 0.05164 | 10 | 0.01614
25330 | 10.2 | 1 | 365 | 11.6158 | 0.37448 | 11 | 0.99024
25334 | 6.375 | 1 | 365 | 7.2599 | 0.60905 | 7 | 0.8689
25336 | 6.25 | 1 | 365 | 7.1175 | 0.3226 | 7 | 0.4401
25338 | 14.04 | 1 | 365 | 15.9888 | 0.17429 | 16 | 0.16304
25341 | 9.1 | 1 | 365 | 10.3631 | 0.85371 | 11 | 0.21679
25343 | 8.5 | 1 | 365 | 9.6798 | 0.47874 | 10 | 0.15854
25357 | 9.18 | 1 | 365 | 10.4542 | 0.037035 | 10 | 0.49122
25359 | 8.25 | 1 | 365 | 9.3951 | 0.90583 | 10 | 0.30093
25361 | 7.395 | 1 | 365 | 8.4214 | 0.9465 | 9 | 0.36793
25362 | 8.525 | 1 | 365 | 9.7083 | 0.53603 | 10 | 0.2443
25364 | 9.075 | 1 | 365 | 10.3346 | 0.79642 | 11 | 0.13103
25627 | 2.86 | 1 | 365 | 3.257 | 0.55402 | 3 | 0.81099
25655 | 6.12 | 1 | 365 | 6.9695 | 0.02469 | 6 | 0.99415
25646 | 6.8 | 1 | 365 | 7.7438 | 0.58299 | 8 | 0.32683
25587 | 3.57 | 1 | 365 | 4.0655 | 0.18107 | 4 | 0.24659
25652 | 9.15 | 1 | 365 | 10.42 | 0.96829 | 11 | 0.38831
25667 | 21 | 1 | 365 | 23.9148 | 0.12394 | 24 | 0.038736
25411 | 8.55 | 1 | 365 | 9.7367 | 0.59332 | 10 | 0.33006
25647 | 7.65 | 1 | 365 | 8.7118 | 0.53086 | 9 | 0.24268
25708 | 10.08 | 1 | 365 | 11.4791 | 0.099489 | 11 | 0.57859
25643 | 9.35 | 1 | 365 | 10.6478 | 0.42661 | 11 | 0.07439
25642 | 6.76 | 1 | 365 | 7.6983 | 0.49132 | 8 | 0.18961
25644 | 4.95 | 1 | 365 | 5.6371 | 0.3435 | 5 | 0.98056
25645 | 10.45 | 1 | 365 | 11.9005 | 0.94739 | 12 | 0.84785
25675 | 5.775 | 1 | 365 | 6.5766 | 0.23408 | 6 | 0.81065
25682 | 3.85 | 1 | 365 | 4.3844 | 0.82272 | 5 | 0.2071
25723 | 9.405 | 1 | 365 | 10.7104 | 0.55265 | 11 | 0.26306
25556 | 6 | 1 | 365 | 6.8328 | 0.7497 | 7 | 0.5825
25720 | 6.09 | 1 | 365 | 6.9353 | 0.95594 | 7 | 0.89123
25631 | 7.905 | 1 | 365 | 9.0022 | 0.11522 | 9 | 0.11744
25633 | 2.97 | 1 | 365 | 3.3822 | 0.8061 | 4 | 0.18834
25634 | 6.24 | 1 | 365 | 7.1061 | 0.29968 | 7 | 0.4058
25635 | 6.24 | 1 | 365 | 7.1061 | 0.29968 | 7 | 0.4058
25636 | 4.42 | 1 | 365 | 5.0335 | 0.12894 | 5 | 0.16244
25638 | 4.08 | 1 | 365 | 4.6463 | 0.34979 | 4 | 0.9961
25692 | 3.9 | 1 | 365 | 4.4413 | 0.9373 | 5 | 0.37862
25693 | 7.54 | 1 | 365 | 8.5866 | 0.27878 | 8 | 0.86534
25145 | 5.46 | 1 | 365 | 6.2178 | 0.51222 | 6 | 0.73007
25153 | 3.64 | 1 | 365 | 4.1452 | 0.34148 | 4 | 0.48671
25178 | 4.94 | 1 | 365 | 5.6257 | 0.32058 | 5 | 0.94626
25176 | 6.375 | 1 | 365 | 7.2599 | 0.60905 | 7 | 0.8689
25184 | 3.57 | 1 | 365 | 4.0655 | 0.18107 | 4 | 0.24659
25229 | 10.29 | 1 | 365 | 11.7183 | 0.58073 | 12 | 0.29898
25425 | 3.9 | 1 | 365 | 4.4413 | 0.9373 | 5 | 0.37862
25428 | 5.98 | 1 | 365 | 6.81 | 0.70386 | 7 | 0.51389
25437 | 4.94 | 1 | 365 | 5.6257 | 0.32058 | 5 | 0.94626
25695 | 10.455 | 1 | 365 | 11.9062 | 0.95885 | 12 | 0.865
25697 | 7.28 | 1 | 365 | 8.2905 | 0.68296 | 8 | 0.97343
25703 | 9.36 | 1 | 365 | 10.6592 | 0.65097 | 11 | 0.31014
25706 | 4.68 | 1 | 365 | 5.3296 | 0.72476 | 6 | 0.054347
25709 | 8.06 | 1 | 365 | 9.1787 | 0.47042 | 9 | 0.64915
25711 | 11.66 | 1 | 365 | 13.2784 | 0.72024 | 13 | 0.99865
25713 | 8 | 1 | 365 | 9.1104 | 0.33293 | 9 | 0.44333
25715 | 5.355 | 1 | 365 | 6.0983 | 0.2716 | 6 | 0.36988
26107 | 5.98 | 1 | 365 | 6.81 | 0.70386 | 7 | 0.51389
25714 | 7.1 | 1 | 365 | 8.0855 | 0.27047 | 8 | 0.35595
25732 | 4.5 | 1 | 365 | 5.1246 | 0.31227 | 5 | 0.43687
25746 | 10.07 | 1 | 365 | 11.4677 | 0.076573 | 11 | 0.54429
25717 | 3.64 | 1 | 365 | 4.1452 | 0.34148 | 4 | 0.48671
25719 | 4.125 | 1 | 365 | 4.6975 | 0.45292 | 5 | 0.15047
25804 | 7.8 | 1 | 365 | 8.8826 | 0.8746 | 9 | 0.75724
25806 | 6.6 | 1 | 365 | 7.5161 | 0.12467 | 7 | 0.64075
25807 | 7.975 | 1 | 365 | 9.0819 | 0.27564 | 9 | 0.35757
25808 | 6.6 | 1 | 365 | 7.5161 | 0.12467 | 7 | 0.64075
25809 | 6.6 | 1 | 365 | 7.5161 | 0.12467 | 7 | 0.64075
25810 | 10.4 | 1 | 365 | 11.8435 | 0.83281 | 12 | 0.67633
25811 | 11 | 1 | 365 | 12.5268 | 0.20778 | 12 | 0.73458
25812 | 8.525 | 1 | 365 | 9.7083 | 0.53603 | 10 | 0.2443
25813 | 8.32 | 1 | 365 | 9.4748 | 0.066245 | 9 | 0.54106
25814 | 9.35 | 1 | 365 | 10.6478 | 0.42661 | 11 | 0.07439
25815 | 6.405 | 1 | 365 | 7.294 | 0.6778 | 7 | 0.97181
25816 | 11.44 | 1 | 365 | 13.0279 | 0.21609 | 13 | 0.24396
25761 | 4.86 | 1 | 365 | 5.5346 | 0.13725 | 5 | 0.67182
25764 | 10.8 | 1 | 365 | 12.299 | 0.74945 | 13 | 0.048493
25787 | 9.75 | 1 | 365 | 11.1033 | 0.34326 | 11 | 0.44656
25768 | 5.5 | 1 | 365 | 6.2634 | 0.60389 | 6 | 0.86729
24286 | 9.69 | 1 | 365 | 11.035 | 0.20576 | 11 | 0.24073
26726 | 8.06 | 1 | 365 | 9.1787 | 0.47042 | 9 | 0.64915
26701 | 4.08 | 1 | 365 | 4.6463 | 0.34979 | 4 | 0.9961
26713 | 8.58 | 1 | 365 | 9.7709 | 0.66207 | 10 | 0.43297
26716 | 6.24 | 1 | 365 | 7.1061 | 0.29968 | 7 | 0.4058
25760 | 5.2 | 1 | 365 | 5.9218 | 0.9164 | 6 | 0.83816
26638 | 6.1 | 1 | 365 | 6.9467 | 0.97886 | 7 | 0.92554
26684 | 9.81 | 1 | 365 | 11.1716 | 0.48075 | 11 | 0.65238
25731 | 8.96 | 1 | 365 | 10.2036 | 0.53288 | 10 | 0.73653
25735 | 10.2 | 1 | 365 | 11.6158 | 0.37448 | 11 | 0.99024
25737 | 6.12 | 1 | 365 | 6.9695 | 0.02469 | 6 | 0.99415
25749 | 4.76 | 1 | 365 | 5.4207 | 0.90809 | 6 | 0.32878
25753 | 9.12 | 1 | 365 | 10.3859 | 0.89954 | 11 | 0.28539
25777 | 17.955 | 1 | 365 | 20.4472 | 0.14597 | 20 | 0.59312
25780 | 14.4 | 1 | 365 | 16.3987 | 0.99927 | 17 | 0.39799
25781 | 8.12 | 1 | 365 | 9.2471 | 0.60792 | 9 | 0.85498
25784 | 9.72 | 1 | 365 | 11.0691 | 0.27451 | 11 | 0.34364
25785 | 3.99 | 1 | 365 | 4.5438 | 0.14355 | 4 | 0.68736
25788 | 8.4 | 1 | 365 | 9.5659 | 0.24957 | 9 | 0.81549
25820 | 7.848 | 1 | 365 | 8.9373 | 0.9846 | 9 | 0.9219
25829 | 3.575 | 1 | 365 | 4.0712 | 0.19253 | 4 | 0.26374
25830 | 8.415 | 1 | 365 | 9.583 | 0.28395 | 9 | 0.86695
25836 | 7.59 | 1 | 365 | 8.6435 | 0.39337 | 9 | 0.036857
25857 | 5.72 | 1 | 365 | 6.5139 | 0.10804 | 6 | 0.62198
25835 | 7.245 | 1 | 365 | 8.2506 | 0.60276 | 8 | 0.85336
25880 | 4.94 | 1 | 365 | 5.6257 | 0.32058 | 5 | 0.94626
25856 | 4.08 | 1 | 365 | 4.6463 | 0.34979 | 4 | 0.9961
25837 | 6.12 | 1 | 365 | 6.9695 | 0.02469 | 6 | 0.99415
16174 | 8.97 | 1 | 365 | 10.215 | 0.5558 | 10 | 0.77083
25770 | 10.92 | 1 | 365 | 12.4357 | 0.024447 | 12 | 0.46014
25891 | 8.4 | 1 | 365 | 9.5659 | 0.24957 | 9 | 0.81549
26034 | 6.9 | 1 | 365 | 7.8577 | 0.81215 | 8 | 0.66987
25917 | 9 | 1 | 365 | 10.2492 | 0.62454 | 10 | 0.87374
25921 | 2.44 | 1 | 365 | 2.7787 | 0.59154 | 3 | 0.37022
25912 | 9.75 | 1 | 365 | 11.1033 | 0.34326 | 11 | 0.44656
25918 | 5.98 | 1 | 365 | 6.81 | 0.70386 | 7 | 0.51389
26035 | 3.73 | 1 | 365 | 4.2477 | 0.54773 | 4 | 0.79545
26040 | 11.96 | 1 | 365 | 13.62 | 0.40773 | 14 | 0.027775
26044 | 10.22 | 1 | 365 | 11.6385 | 0.42032 | 12 | 0.058852
25955 | 11 | 1 | 365 | 12.5268 | 0.20778 | 12 | 0.73458
25972 | 15 | 1 | 365 | 17.082 | 0.37424 | 17 | 0.45624
26008 | 11.34 | 1 | 365 | 12.914 | 0.98693 | 13 | 0.90092
26066 | 11.5 | 1 | 365 | 13.0962 | 0.35358 | 13 | 0.44978
26069 | 11.5 | 1 | 365 | 13.0962 | 0.35358 | 13 | 0.44978
26006 | 9.36 | 1 | 365 | 10.6592 | 0.44953 | 11 | 0.10869
26007 | 11.7 | 1 | 365 | 13.324 | 0.81191 | 14 | 0.13587
26013 | 8.84 | 1 | 365 | 10.067 | 0.25789 | 10 | 0.32488
26037 | 4.42 | 1 | 365 | 5.0335 | 0.12894 | 5 | 0.16244
26041 | 8.32 | 1 | 365 | 9.4748 | 0.066245 | 9 | 0.54106
26051 | 2.34 | 1 | 365 | 2.6648 | 0.36238 | 3 | 0.027173
26065 | 3.9 | 1 | 365 | 4.4413 | 0.9373 | 5 | 0.37862
26068 | 3.38 | 1 | 365 | 3.8491 | 0.74566 | 4 | 0.59481
26067 | 5.2 | 1 | 365 | 5.9218 | 0.9164 | 6 | 0.83816
26063 | 7.6 | 1 | 365 | 8.6549 | 0.41628 | 9 | 0.071162
25865 | 4.83 | 1 | 365 | 5.5004 | 0.068505 | 5 | 0.56891
25831 | 7.32 | 1 | 365 | 8.336 | 0.77463 | 9 | 0.11065
26028 | 3.9 | 1 | 365 | 4.4413 | 0.9373 | 5 | 0.37862
27790 | 6.095 | 1 | 365 | 6.941 | 0.9674 | 7 | 0.90839
27806 | 3.38 | 1 | 365 | 3.8491 | 0.74566 | 4 | 0.59481
27796 | 8.32 | 1 | 365 | 9.4748 | 0.066245 | 9 | 0.54106
27983 | 4.16 | 1 | 365 | 4.7374 | 0.53312 | 5 | 0.27053
27984 | 7.395 | 1 | 365 | 8.4214 | 0.9465 | 9 | 0.36793
27985 | 5.2 | 1 | 365 | 5.9218 | 0.9164 | 6 | 0.83816
27986 | 8.06 | 1 | 365 | 9.1787 | 0.47042 | 9 | 0.64915
26263 | 7.54 | 1 | 365 | 8.5866 | 0.27878 | 8 | 0.86534
26283 | 3.3 | 1 | 365 | 3.758 | 0.56233 | 4 | 0.32037
26304 | 5.75 | 1 | 365 | 6.5481 | 0.17679 | 6 | 0.72489
26356 | 5.2 | 1 | 365 | 5.9218 | 0.9164 | 6 | 0.83816
26370 | 10.4 | 1 | 365 | 11.8435 | 0.83281 | 12 | 0.67633
26265 | 8.96 | 1 | 365 | 10.2036 | 0.53288 | 10 | 0.73653
26195 | 4.675 | 1 | 365 | 5.3239 | 0.7133 | 6 | 0.037195
26266 | 8.58 | 1 | 365 | 9.7709 | 0.66207 | 10 | 0.43297
26269 | 5.2 | 1 | 365 | 5.9218 | 0.9164 | 6 | 0.83816
26270 | 5.98 | 1 | 365 | 6.81 | 0.70386 | 7 | 0.51389
26276 | 3.38 | 1 | 365 | 3.8491 | 0.74566 | 4 | 0.59481
26281 | 5.98 | 1 | 365 | 6.81 | 0.70386 | 7 | 0.51389
26282 | 6.24 | 1 | 365 | 7.1061 | 0.29968 | 7 | 0.4058
26285 | 4.42 | 1 | 365 | 5.0335 | 0.12894 | 5 | 0.16244
26289 | 2.34 | 1 | 365 | 2.6648 | 0.36238 | 3 | 0.027173
26288 | 3.92 | 1 | 365 | 4.4641 | 0.98313 | 5 | 0.44723
26287 | 6.05 | 1 | 365 | 6.8897 | 0.86428 | 7 | 0.75402
26290 | 9.9 | 1 | 365 | 11.2741 | 0.687 | 11 | 0.96112
26292 | 7.54 | 1 | 365 | 8.5866 | 0.27878 | 8 | 0.86534
26295 | 14 | 1 | 365 | 15.9432 | 0.082624 | 16 | 0.025824
26294 | 6.16 | 1 | 365 | 7.015 | 0.11635 | 7 | 0.13136
26297 | 4.8 | 1 | 365 | 5.4662 | 0.99976 | 6 | 0.466
26872 | 5.1 | 1 | 365 | 5.8079 | 0.68724 | 6 | 0.49512
26870 | 7.28 | 1 | 365 | 8.2905 | 0.68296 | 8 | 0.97343
26874 | 6.82 | 1 | 365 | 7.7666 | 0.62882 | 8 | 0.39544
26931 | 8.42 | 1 | 365 | 9.5887 | 0.29541 | 9 | 0.8841
26298 | 6.25 | 1 | 365 | 7.1175 | 0.3226 | 7 | 0.4401
26301 | 5.5 | 1 | 365 | 6.2634 | 0.60389 | 6 | 0.86729
26300 | 9.3 | 1 | 365 | 10.5908 | 0.31203 | 10 | 0.90287
26305 | 7.2 | 1 | 365 | 8.1994 | 0.49964 | 8 | 0.699
26328 | 6.5 | 1 | 365 | 7.4022 | 0.8955 | 8 | 0.2977
26339 | 8.25 | 1 | 365 | 9.3951 | 0.90583 | 10 | 0.30093
26341 | 7.75 | 1 | 365 | 8.8257 | 0.76002 | 9 | 0.58572
26345 | 8.58 | 1 | 365 | 9.7709 | 0.66207 | 10 | 0.43297
26348 | 4.94 | 1 | 365 | 5.6257 | 0.32058 | 5 | 0.94626
26355 | 6.25 | 1 | 365 | 7.1175 | 0.3226 | 7 | 0.4401
26357 | 4.42 | 1 | 365 | 5.0335 | 0.12894 | 5 | 0.16244
25938 | 3.24 | 1 | 365 | 3.6897 | 0.42484 | 4 | 0.11455
26359 | 3.64 | 1 | 365 | 4.1452 | 0.34148 | 4 | 0.48671
26361 | 3.12 | 1 | 365 | 3.5531 | 0.14984 | 3 | 0.7029
26362 | 5.75 | 1 | 365 | 6.5481 | 0.17679 | 6 | 0.72489
26363 | 6.12 | 1 | 365 | 6.9695 | 0.02469 | 6 | 0.99415
26364 | 7.28 | 1 | 365 | 8.2905 | 0.68296 | 8 | 0.97343
26367 | 10.45 | 1 | 365 | 11.9005 | 0.94739 | 12 | 0.84785
26386 | 7.54 | 1 | 365 | 8.5866 | 0.27878 | 8 | 0.86534
26534 | 7.8 | 1 | 365 | 8.8826 | 0.8746 | 9 | 0.75724
26561 | 7.7 | 1 | 365 | 8.7688 | 0.64544 | 9 | 0.4142
26583 | 7.65 | 1 | 365 | 8.7118 | 0.53086 | 9 | 0.24268
26373 | 9.72 | 1 | 365 | 11.0691 | 0.27451 | 11 | 0.34364
26374 | 4.42 | 1 | 365 | 5.0335 | 0.12894 | 5 | 0.16244
26376 | 11.7 | 1 | 365 | 13.324 | 0.81191 | 14 | 0.13587
26377 | 7 | 1 | 365 | 7.9716 | 0.041312 | 8 | 0.012912
26379 | 12.74 | 1 | 365 | 14.5083 | 0.19519 | 14 | 0.7035
24151 | 5.98 | 1 | 365 | 6.81 | 0.70386 | 7 | 0.51389
24161 | 3.64 | 1 | 365 | 4.1452 | 0.34148 | 4 | 0.48671
24153 | 7.8 | 1 | 365 | 8.8826 | 0.8746 | 9 | 0.75724
26387 | 6.72 | 1 | 365 | 7.6527 | 0.39966 | 8 | 0.052396
26391 | 4.08 | 1 | 365 | 4.6463 | 0.34979 | 4 | 0.9961
26392 | 6.24 | 1 | 365 | 7.1061 | 0.29968 | 7 | 0.4058
26398 | 9.36 | 1 | 365 | 10.6592 | 0.44953 | 11 | 0.10869
26405 | 12.8 | 1 | 365 | 14.5766 | 0.33268 | 14 | 0.90932
26418 | 4.59 | 1 | 365 | 5.2271 | 0.51852 | 5 | 0.74561
26461 | 5.98 | 1 | 365 | 6.81 | 0.70386 | 7 | 0.51389
26507 | 4.75 | 1 | 365 | 5.4093 | 0.88518 | 6 | 0.29448
26512 | 5.5 | 1 | 365 | 6.2634 | 0.60389 | 6 | 0.86729
26515 | 6.875 | 1 | 365 | 7.8293 | 0.75486 | 8 | 0.58411
26519 | 5.5 | 1 | 365 | 6.2634 | 0.60389 | 6 | 0.86729
26547 | 7.7 | 1 | 365 | 8.7688 | 0.64544 | 9 | 0.4142
26550 | 4.95 | 1 | 365 | 5.6371 | 0.3435 | 5 | 0.98056
26553 | 10 | 1 | 365 | 11.388 | 0.91616 | 12 | 0.30416
26557 | 6.05 | 1 | 365 | 6.8897 | 0.86428 | 7 | 0.75402
26562 | 6 | 1 | 365 | 6.8328 | 0.7497 | 7 | 0.5825
26565 | 6.5 | 1 | 365 | 7.4022 | 0.8955 | 8 | 0.2977
26569 | 6.325 | 1 | 365 | 7.2029 | 0.49447 | 7 | 0.69738
26573 | 3.57 | 1 | 365 | 4.0655 | 0.18107 | 4 | 0.24659
26572 | 12.48 | 1 | 365 | 14.2122 | 0.59937 | 14 | 0.81159
26574 | 7.7 | 1 | 365 | 8.7688 | 0.64544 | 9 | 0.4142
26577 | 6.63 | 1 | 365 | 7.5502 | 0.19341 | 7 | 0.74366
26581 | 4.42 | 1 | 365 | 5.0335 | 0.12894 | 5 | 0.16244
26586 | 12.1 | 1 | 365 | 13.7795 | 0.72855 | 14 | 0.50803
26588 | 6.6 | 1 | 365 | 7.5161 | 0.12467 | 7 | 0.64075
26587 | 2.86 | 1 | 365 | 3.257 | 0.55402 | 3 | 0.81099
26592 | 5.46 | 1 | 365 | 6.2178 | 0.51222 | 6 | 0.73007
26600 | 3.06 | 1 | 365 | 3.4847 | 0.012345 | 3 | 0.49707
26605 | 6.76 | 1 | 365 | 7.6983 | 0.49132 | 8 | 0.18961
26607 | 4.68 | 1 | 365 | 5.3296 | 0.72476 | 6 | 0.054347
26612 | 8.75 | 1 | 365 | 9.9645 | 0.05164 | 10 | 0.01614
26609 | 7.28 | 1 | 365 | 8.2905 | 0.68296 | 8 | 0.97343
26809 | 8.415 | 1 | 365 | 9.583 | 0.28395 | 9 | 0.86695
26818 | 6.5 | 1 | 365 | 7.4022 | 0.8955 | 8 | 0.2977
26828 | 6.25 | 1 | 365 | 7.1175 | 0.3226 | 7 | 0.4401
26857 | 8.42 | 1 | 365 | 9.5887 | 0.29541 | 9 | 0.8841
26803 | 7.54 | 1 | 365 | 8.5866 | 0.27878 | 8 | 0.86534
26805 | 5.72 | 1 | 365 | 6.5139 | 0.10804 | 6 | 0.62198
26808 | 3.64 | 1 | 365 | 4.1452 | 0.34148 | 4 | 0.48671
26797 | 6.5 | 1 | 365 | 7.4022 | 0.8955 | 8 | 0.2977
26799 | 10.66 | 1 | 365 | 12.1396 | 0.42863 | 12 | 0.56823
26801 | 8.58 | 1 | 365 | 9.7709 | 0.66207 | 10 | 0.43297
26802 | 10.07 | 1 | 365 | 11.4677 | 0.076573 | 11 | 0.54429
26807 | 11 | 1 | 365 | 12.5268 | 0.20778 | 12 | 0.73458
26811 | 9.1 | 1 | 365 | 10.3631 | 0.85371 | 11 | 0.21679
26810 | 7.975 | 1 | 365 | 9.0819 | 0.27564 | 9 | 0.35757
26812 | 6.5 | 1 | 365 | 7.4022 | 0.8955 | 8 | 0.2977
26813 | 10.14 | 1 | 365 | 11.5474 | 0.23699 | 11 | 0.78442
26814 | 4.675 | 1 | 365 | 5.3239 | 0.7133 | 6 | 0.037195
26815 | 3.12 | 1 | 365 | 3.5531 | 0.14984 | 3 | 0.7029
27478 | 5 | 1 | 365 | 5.694 | 0.45808 | 6 | 0.15208
26816 | 7.14 | 1 | 365 | 8.131 | 0.36214 | 8 | 0.49317
26817 | 9.62 | 1 | 365 | 10.9553 | 0.045346 | 11 | 0.00060192
26819 | 12.375 | 1 | 365 | 14.0927 | 0.35875 | 14 | 0.4514
26821 | 3.3 | 1 | 365 | 3.758 | 0.56233 | 4 | 0.32037
27477 | 4.75 | 1 | 365 | 5.4093 | 0.88518 | 6 | 0.29448
26820 | 7.02 | 1 | 365 | 7.9944 | 0.087144 | 8 | 0.08152
27479 | 5.5 | 1 | 365 | 6.2634 | 0.60389 | 6 | 0.86729
27481 | 10.5 | 1 | 365 | 11.9574 | 0.061968 | 12 | 0.019368
27482 | 7.425 | 1 | 365 | 8.4556 | 0.015249 | 8 | 0.47084
27484 | 21.35 | 1 | 365 | 24.3134 | 0.926 | 25 | 0.23938
27386 | 5.355 | 1 | 365 | 6.0983 | 0.2716 | 6 | 0.36988
26822 | 4.08 | 1 | 365 | 4.6463 | 0.34979 | 4 | 0.9961
26823 | 5.46 | 1 | 365 | 6.2178 | 0.51222 | 6 | 0.73007
26824 | 5.61 | 1 | 365 | 6.3887 | 0.85597 | 7 | 0.24463
26825 | 10.5 | 1 | 365 | 11.9574 | 0.061968 | 12 | 0.019368
26826 | 7.14 | 1 | 365 | 8.131 | 0.36214 | 8 | 0.49317
26827 | 4.5 | 1 | 365 | 5.1246 | 0.31227 | 5 | 0.43687
26829 | 11.5 | 1 | 365 | 13.0962 | 0.35358 | 13 | 0.44978
26830 | 9.9 | 1 | 365 | 11.2741 | 0.687 | 11 | 0.96112
26831 | 9.5 | 1 | 365 | 10.8186 | 0.77035 | 11 | 0.58895
26833 | 6.375 | 1 | 365 | 7.2599 | 0.60905 | 7 | 0.8689
26834 | 9.405 | 1 | 365 | 10.7104 | 0.55265 | 11 | 0.26306
26836 | 6.22 | 1 | 365 | 7.0833 | 0.25385 | 7 | 0.33719
26838 | 6.96 | 1 | 365 | 7.926 | 0.94965 | 8 | 0.8757
27486 | 7.8 | 1 | 365 | 8.8826 | 0.8746 | 9 | 0.75724
26841 | 4.73 | 1 | 365 | 5.3865 | 0.83934 | 6 | 0.22587
26844 | 4.73 | 1 | 365 | 5.3865 | 0.83934 | 6 | 0.22587
27488 | 6.12 | 1 | 365 | 6.9695 | 0.02469 | 6 | 0.99415
26846 | 7.65 | 1 | 365 | 8.7118 | 0.53086 | 9 | 0.24268
26848 | 4.85 | 1 | 365 | 5.5232 | 0.11434 | 5 | 0.63752
27490 | 6.54 | 1 | 365 | 7.4478 | 0.98717 | 8 | 0.43492
26847 | 8.845 | 1 | 365 | 10.0727 | 0.26934 | 10 | 0.34203
26843 | 2.08 | 1 | 365 | 2.3687 | 0.76656 | 3 | 0.13527
27491 | 12.426 | 1 | 365 | 14.1507 | 0.47562 | 14 | 0.62635
26849 | 4.48 | 1 | 365 | 5.1018 | 0.26644 | 5 | 0.36826
27492 | 6.16 | 1 | 365 | 7.015 | 0.11635 | 7 | 0.13136
26853 | 3.57 | 1 | 365 | 4.0655 | 0.18107 | 4 | 0.24659
27493 | 10.35 | 1 | 365 | 11.7866 | 0.71823 | 12 | 0.50481
27050 | 9.47 | 1 | 365 | 10.7844 | 0.7016 | 11 | 0.48604
27990 | 3.64 | 1 | 365 | 4.1452 | 0.34148 | 4 | 0.48671
27494 | 5.886 | 1 | 365 | 6.703 | 0.48845 | 7 | 0.19143
27991 | 5.98 | 1 | 365 | 6.81 | 0.70386 | 7 | 0.51389
27992 | 4.42 | 1 | 365 | 5.0335 | 0.12894 | 5 | 0.16244
17419 | 13.26 | 1 | 365 | 15.1005 | 0.38683 | 15 | 0.48732
27995 | 11.44 | 1 | 365 | 13.0279 | 0.21609 | 13 | 0.24396
27994 | 9.435 | 1 | 365 | 10.7446 | 0.6214 | 11 | 0.36597
27997 | 10.4 | 1 | 365 | 11.8435 | 0.83281 | 12 | 0.67633
17550 | 2.6 | 1 | 365 | 2.9609 | 0.9582 | 3 | 0.91908
27996 | 10.4 | 1 | 365 | 11.8435 | 0.83281 | 12 | 0.67633
27998 | 6.24 | 1 | 365 | 7.1061 | 0.29968 | 7 | 0.4058
17372 | 8.925 | 1 | 365 | 10.1638 | 0.45267 | 10 | 0.61646
27999 | 2.08 | 1 | 365 | 2.3687 | 0.76656 | 3 | 0.13527
17523 | 2.55 | 1 | 365 | 2.9039 | 0.84362 | 3 | 0.74756
17554 | 4.59 | 1 | 365 | 5.2271 | 0.51852 | 5 | 0.74561
28001 | 7.8 | 1 | 365 | 8.8826 | 0.8746 | 9 | 0.75724
17655 | 5.865 | 1 | 365 | 6.6791 | 0.44033 | 7 | 0.11939
17542 | 2.6 | 1 | 365 | 2.9609 | 0.9582 | 3 | 0.91908
27487 | 8.25 | 1 | 365 | 9.3951 | 0.90583 | 10 | 0.30093
27978 | 6.4 | 1 | 365 | 7.2883 | 0.66634 | 7 | 0.95466
27496 | 6.75 | 1 | 365 | 7.6869 | 0.46841 | 8 | 0.15531
27498 | 10.2 | 1 | 365 | 11.6158 | 0.37448 | 11 | 0.99024
17616 | 8.58 | 1 | 365 | 9.7709 | 0.66207 | 10 | 0.43297
25102 | 5.2 | 1 | 365 | 5.9218 | 0.9164 | 6 | 0.83816
17593 | 5.39 | 1 | 365 | 6.1381 | 0.35181 | 6 | 0.48994
27501 | 5.61 | 1 | 365 | 6.3887 | 0.85597 | 7 | 0.24463
24245 | 7.54 | 1 | 365 | 8.5866 | 0.27878 | 8 | 0.86534
27229 | 8.415 | 1 | 365 | 9.583 | 0.28395 | 9 | 0.86695
28011 | 12.9 | 1 | 365 | 14.6905 | 0.56185 | 15 | 0.25237
17642 | 5.355 | 1 | 365 | 6.0983 | 0.2716 | 6 | 0.36988
27505 | 6.63 | 1 | 365 | 7.5502 | 0.19341 | 7 | 0.74366
17865 | 9.435 | 1 | 365 | 10.7446 | 0.6214 | 11 | 0.36597
27507 | 6.24 | 1 | 365 | 7.1061 | 0.29968 | 7 | 0.4058
17717 | 3.06 | 1 | 365 | 3.4847 | 0.012345 | 3 | 0.49707
28014 | 6.63 | 1 | 365 | 7.5502 | 0.19341 | 7 | 0.74366
17891 | 8.06 | 1 | 365 | 9.1787 | 0.47042 | 9 | 0.64915
27508 | 14.3 | 1 | 365 | 16.2848 | 0.77011 | 17 | 0.054949
27530 | 5.1 | 1 | 365 | 5.8079 | 0.68724 | 6 | 0.49512
18074 | 5.61 | 1 | 365 | 6.3887 | 0.85597 | 7 | 0.24463
17992 | 4.08 | 1 | 365 | 4.6463 | 0.34979 | 4 | 0.9961
24122 | 9.1 | 1 | 365 | 10.3631 | 0.85371 | 11 | 0.21679
25210 | 7.28 | 1 | 365 | 8.2905 | 0.68296 | 8 | 0.97343
24422 | 7.02 | 1 | 365 | 7.9944 | 0.087144 | 8 | 0.08152
18112 | 13.78 | 1 | 365 | 15.6927 | 0.57847 | 16 | 0.27113
18278 | 5.72 | 1 | 365 | 6.5139 | 0.10804 | 6 | 0.62198
18132 | 4.94 | 1 | 365 | 5.6257 | 0.32058 | 5 | 0.94626
27052 | 6.76 | 1 | 365 | 7.6983 | 0.49132 | 8 | 0.18961
27053 | 6.82 | 1 | 365 | 7.7666 | 0.62882 | 8 | 0.39544
27054 | 6.76 | 1 | 365 | 7.6983 | 0.49132 | 8 | 0.18961
27055 | 4.16 | 1 | 365 | 4.7374 | 0.53312 | 5 | 0.27053
27056 | 3.12 | 1 | 365 | 3.5531 | 0.14984 | 3 | 0.7029
27059 | 6.5 | 1 | 365 | 7.4022 | 0.8955 | 8 | 0.2977
27058 | 32.5 | 0.9 | 365 | 33.3099 | 0.029768 | 33 | 0.33967
27061 | 9.54 | 1 | 365 | 10.8642 | 0.86202 | 11 | 0.72617
27062 | 6.5 | 1 | 365 | 7.4022 | 0.8955 | 8 | 0.2977
27064 | 5.725 | 1 | 365 | 6.5196 | 0.1195 | 6 | 0.63913
27065 | 4.98 | 1 | 365 | 5.6712 | 0.41225 | 6 | 0.083472
27066 | 9.435 | 1 | 365 | 10.7446 | 0.6214 | 11 | 0.36597
27069 | 6.82 | 1 | 365 | 7.7666 | 0.62882 | 8 | 0.39544
27073 | 5.72 | 1 | 365 | 6.5139 | 0.10804 | 6 | 0.62198
27086 | 5.88 | 1 | 365 | 6.6961 | 0.4747 | 7 | 0.17085
27095 | 6.885 | 1 | 365 | 7.8406 | 0.77778 | 8 | 0.61841
26919 | 7.06 | 1 | 365 | 8.0399 | 0.17881 | 8 | 0.21874
27070 | 5.215 | 1 | 365 | 5.9388 | 0.95078 | 6 | 0.88962
27071 | 16.83 | 1 | 365 | 19.166 | 0.5679 | 19 | 0.7339
27072 | 14.04 | 1 | 365 | 15.9888 | 0.17429 | 16 | 0.16304
27074 | 7.395 | 1 | 365 | 8.4214 | 0.9465 | 9 | 0.36793
27077 | 6.12 | 1 | 365 | 6.9695 | 0.02469 | 6 | 0.99415
27078 | 6.44 | 1 | 365 | 7.3339 | 0.75801 | 8 | 0.091879
27080 | 11 | 1 | 365 | 12.5268 | 0.20778 | 12 | 0.73458
27081 | 4.59 | 1 | 365 | 5.2271 | 0.51852 | 5 | 0.74561
27082 | 12.88 | 1 | 365 | 14.6677 | 0.51601 | 15 | 0.18376
27084 | 8.68 | 1 | 365 | 9.8848 | 0.89123 | 10 | 0.77601
28036 | 4.59 | 1 | 365 | 5.2271 | 0.51852 | 5 | 0.74561
27087 | 3.64 | 1 | 365 | 4.1452 | 0.34148 | 4 | 0.48671
27088 | 8.06 | 1 | 365 | 9.1787 | 0.47042 | 9 | 0.64915
27089 | 7.02 | 1 | 365 | 7.9944 | 0.087144 | 8 | 0.08152
27098 | 9.1 | 1 | 365 | 10.3631 | 0.85371 | 11 | 0.21679
27102 | 9.805 | 1 | 365 | 11.1659 | 0.46929 | 11 | 0.63523
27475 | 5.46 | 1 | 365 | 6.2178 | 0.51222 | 6 | 0.73007
27104 | 5.72 | 1 | 365 | 6.5139 | 0.10804 | 6 | 0.62198
27112 | 14.56 | 1 | 365 | 16.5809 | 0.36593 | 16 | 0.94686
27116 | 6.867 | 1 | 365 | 7.8201 | 0.73653 | 8 | 0.55667
27115 | 5.72 | 1 | 365 | 6.5139 | 0.10804 | 6 | 0.62198
27853 | 6.48 | 1 | 365 | 7.3794 | 0.84967 | 8 | 0.2291
27734 | 28.5 | 0.9 | 365 | 29.2102 | 0.77995 | 29 | 0.99017
27121 | 8.25 | 1 | 365 | 9.3951 | 0.90583 | 10 | 0.30093
27124 | 6.9 | 1 | 365 | 7.8577 | 0.81215 | 8 | 0.66987
27122 | 6.9 | 1 | 365 | 7.8577 | 0.81215 | 8 | 0.66987
27789 | 12.1 | 1 | 365 | 13.7795 | 0.72855 | 14 | 0.50803
24343 | 5.46 | 1 | 365 | 6.2178 | 0.51222 | 6 | 0.73007
27119 | 10.66 | 1 | 365 | 12.1396 | 0.42863 | 12 | 0.56823
27791 | 6.6 | 1 | 365 | 7.5161 | 0.12467 | 7 | 0.64075
27103 | 12 | 1 | 365 | 13.6656 | 0.49939 | 14 | 0.16499
27794 | 4.77 | 1 | 365 | 5.4321 | 0.93101 | 6 | 0.36308
27797 | 9.6 | 1 | 365 | 10.9325 | 0.99951 | 11 | 0.93199
27128 | 8.175 | 1 | 365 | 9.3097 | 0.73396 | 10 | 0.043651
27799 | 9 | 1 | 365 | 10.2492 | 0.62454 | 10 | 0.87374
27147 | 6.05 | 1 | 365 | 6.8897 | 0.86428 | 7 | 0.75402
27397 | 7.905 | 1 | 365 | 9.0022 | 0.11522 | 9 | 0.11744
27131 | 7.28 | 1 | 365 | 8.2905 | 0.68296 | 8 | 0.97343
27775 | 4.16 | 1 | 365 | 4.7374 | 0.53312 | 5 | 0.27053
27780 | 6.24 | 1 | 365 | 7.1061 | 0.29968 | 7 | 0.4058
27813 | 12.04 | 1 | 365 | 13.7112 | 0.59106 | 14 | 0.30221
27136 | 3.38 | 1 | 365 | 3.8491 | 0.74566 | 4 | 0.59481
27814 | 3.9 | 1 | 365 | 4.4413 | 0.9373 | 5 | 0.37862
27321 | 6.24 | 1 | 365 | 7.1061 | 0.29968 | 7 | 0.4058
27139 | 9.69 | 1 | 365 | 11.035 | 0.20576 | 11 | 0.24073
27782 | 5.2 | 1 | 365 | 5.9218 | 0.9164 | 6 | 0.83816
27138 | 5.98 | 1 | 365 | 6.81 | 0.70386 | 7 | 0.51389
27464 | 5.565 | 1 | 365 | 6.3374 | 0.75284 | 7 | 0.090265
27564 | 8.1 | 1 | 365 | 9.2243 | 0.56209 | 9 | 0.78637
27554 | 5.2 | 1 | 365 | 5.9218 | 0.9164 | 6 | 0.83816
27792 | 6.76 | 1 | 365 | 7.6983 | 0.49132 | 8 | 0.18961
27542 | 8.215 | 1 | 365 | 9.3552 | 0.82563 | 10 | 0.18087
27528 | 3.06 | 1 | 365 | 3.4847 | 0.012345 | 3 | 0.49707
27140 | 6.05 | 1 | 365 | 6.8897 | 0.86428 | 7 | 0.75402
27562 | 6.36 | 1 | 365 | 7.2428 | 0.57468 | 7 | 0.81745
27826 | 7.54 | 1 | 365 | 8.5866 | 0.27878 | 8 | 0.86534
27142 | 10.45 | 1 | 365 | 11.9005 | 0.94739 | 12 | 0.84785
27459 | 6.76 | 1 | 365 | 7.6983 | 0.49132 | 8 | 0.18961
27828 | 7.28 | 1 | 365 | 8.2905 | 0.68296 | 8 | 0.97343
27143 | 6.76 | 1 | 365 | 7.6983 | 0.49132 | 8 | 0.18961
27840 | 8.67 | 1 | 365 | 9.8734 | 0.86831 | 10 | 0.74171
27144 | 9.36 | 1 | 365 | 10.6592 | 0.44953 | 11 | 0.10869
27842 | 11.04 | 1 | 365 | 12.5724 | 0.29944 | 12 | 0.87179
27146 | 10.45 | 1 | 365 | 11.9005 | 0.94739 | 12 | 0.84785
27841 | 9.18 | 1 | 365 | 10.4542 | 0.037035 | 10 | 0.49122
27145 | 10.92 | 1 | 365 | 12.4357 | 0.024447 | 12 | 0.46014
27149 | 10.725 | 1 | 365 | 12.2136 | 0.57758 | 12 | 0.79121
27150 | 11.55 | 1 | 365 | 13.1531 | 0.46816 | 13 | 0.6213
27148 | 2.6 | 1 | 365 | 2.9609 | 0.9582 | 3 | 0.91908
27151 | 9 | 1 | 365 | 10.2492 | 0.62454 | 10 | 0.87374
24822 | 10.66 | 1 | 365 | 12.1396 | 0.42863 | 12 | 0.56823
25133 | 5.98 | 1 | 365 | 6.81 | 0.70386 | 7 | 0.51389
27153 | 12.75 | 1 | 365 | 14.5197 | 0.2181 | 14 | 0.7378
27577 | 2.6 | 1 | 365 | 2.9609 | 0.9582 | 3 | 0.91908
27155 | 4.845 | 1 | 365 | 5.5175 | 0.10288 | 5 | 0.62037
27585 | 4.77 | 1 | 365 | 5.4321 | 0.93101 | 6 | 0.36308
27599 | 6.095 | 1 | 365 | 6.941 | 0.9674 | 7 | 0.90839
27156 | 9.69 | 1 | 365 | 11.035 | 0.20576 | 11 | 0.24073
27560 | 6.095 | 1 | 365 | 6.941 | 0.9674 | 7 | 0.90839
27157 | 4.59 | 1 | 365 | 5.2271 | 0.51852 | 5 | 0.74561
27574 | 7.83 | 1 | 365 | 8.9168 | 0.94335 | 9 | 0.86016
27158 | 5.5 | 1 | 365 | 6.2634 | 0.60389 | 6 | 0.86729
27569 | 8.06 | 1 | 365 | 9.1787 | 0.47042 | 9 | 0.64915
27589 | 2.08 | 1 | 365 | 2.3687 | 0.76656 | 3 | 0.13527
27597 | 13.26 | 1 | 365 | 15.1005 | 0.38683 | 15 | 0.48732
27576 | 7.02 | 1 | 365 | 7.9944 | 0.087144 | 8 | 0.08152
27631 | 10.66 | 1 | 365 | 12.1396 | 0.42863 | 12 | 0.56823
20017 | 3.12 | 1 | 365 | 3.5531 | 0.14984 | 3 | 0.7029
20635 | 6.24 | 1 | 365 | 7.1061 | 0.29968 | 7 | 0.4058
20650 | 7.8 | 1 | 365 | 8.8826 | 0.8746 | 9 | 0.75724
21025 | 4.68 | 1 | 365 | 5.3296 | 0.72476 | 6 | 0.054347
21105 | 10.14 | 1 | 365 | 11.5474 | 0.23699 | 11 | 0.78442
21213 | 5.72 | 1 | 365 | 6.5139 | 0.10804 | 6 | 0.62198
21442 | 6.5 | 1 | 365 | 7.4022 | 0.8955 | 8 | 0.2977
20638 | 7.02 | 1 | 365 | 7.9944 | 0.087144 | 8 | 0.08152
21812 | 11.96 | 1 | 365 | 13.62 | 0.40773 | 14 | 0.027775
21911 | 5.2 | 1 | 365 | 5.9218 | 0.9164 | 6 | 0.83816
22071 | 7.54 | 1 | 365 | 8.5866 | 0.27878 | 8 | 0.86534
22406 | 7.54 | 1 | 365 | 8.5866 | 0.27878 | 8 | 0.86534
27159 | 7.5 | 1 | 365 | 8.541 | 0.18712 | 8 | 0.72812
27160 | 5.225 | 1 | 365 | 5.9502 | 0.97369 | 6 | 0.92392
27161 | 7.395 | 1 | 365 | 8.4214 | 0.9465 | 9 | 0.36793
27162 | 2.805 | 1 | 365 | 3.1943 | 0.42798 | 3 | 0.62232
27163 | 8.925 | 1 | 365 | 10.1638 | 0.45267 | 10 | 0.61646
27036 | 12.5 | 1 | 365 | 14.235 | 0.6452 | 14 | 0.8802
27154 | 4.42 | 1 | 365 | 5.0335 | 0.12894 | 5 | 0.16244
27172 | 4.16 | 1 | 365 | 4.7374 | 0.53312 | 5 | 0.27053
27173 | 5.98 | 1 | 365 | 6.81 | 0.70386 | 7 | 0.51389
27174 | 5.98 | 1 | 365 | 6.81 | 0.70386 | 7 | 0.51389
22408 | 8.32 | 1 | 365 | 9.4748 | 0.066245 | 9 | 0.54106
22091 | 7.02 | 1 | 365 | 7.9944 | 0.087144 | 8 | 0.08152
22000 | 4.68 | 1 | 365 | 5.3296 | 0.72476 | 6 | 0.054347
27578 | 4.68 | 1 | 365 | 5.3296 | 0.72476 | 6 | 0.054347
27579 | 8.25 | 1 | 365 | 9.3951 | 0.90583 | 10 | 0.30093
27582 | 4.94 | 1 | 365 | 5.6257 | 0.32058 | 5 | 0.94626
27583 | 9 | 1 | 365 | 10.2492 | 0.62454 | 10 | 0.87374
27586 | 4 | 1 | 365 | 4.5552 | 0.16646 | 4 | 0.72166
27590 | 5.775 | 1 | 365 | 6.5766 | 0.23408 | 6 | 0.81065
27593 | 7.15 | 1 | 365 | 8.1424 | 0.38505 | 8 | 0.52747
27595 | 2.75 | 1 | 365 | 3.1317 | 0.30194 | 3 | 0.43364
27611 | 4.5 | 1 | 365 | 5.1246 | 0.31227 | 5 | 0.43687
27612 | 9.075 | 1 | 365 | 10.3346 | 0.79642 | 11 | 0.13103
27616 | 9.5 | 1 | 365 | 10.8186 | 0.77035 | 11 | 0.58895
27629 | 15.5 | 1 | 365 | 17.6514 | 0.52005 | 18 | 0.17145
27594 | 9.805 | 1 | 365 | 11.1659 | 0.46929 | 11 | 0.63523
27601 | 7.155 | 1 | 365 | 8.1481 | 0.39651 | 8 | 0.54463
27436 | 6.885 | 1 | 365 | 7.8406 | 0.77778 | 8 | 0.61841
27438 | 4.16 | 1 | 365 | 4.7374 | 0.53312 | 5 | 0.27053
27175 | 5.46 | 1 | 365 | 6.2178 | 0.51222 | 6 | 0.73007
27513 | 6.63 | 1 | 365 | 7.5502 | 0.19341 | 7 | 0.74366
27176 | 13.26 | 1 | 365 | 15.1005 | 0.38683 | 15 | 0.48732
27444 | 7.905 | 1 | 365 | 9.0022 | 0.11522 | 9 | 0.11744
27179 | 9.81 | 1 | 365 | 11.1716 | 0.48075 | 11 | 0.65238
27516 | 7.905 | 1 | 365 | 9.0022 | 0.11522 | 9 | 0.11744
27442 | 4 | 1 | 365 | 4.5552 | 0.16646 | 4 | 0.72166
27177 | 12.22 | 1 | 365 | 13.9161 | 0.0035475 | 13 | 0.91968
27431 | 6.375 | 1 | 365 | 7.2599 | 0.60905 | 7 | 0.8689
27181 | 9.88 | 1 | 365 | 11.2513 | 0.64117 | 11 | 0.89251
27451 | 10.78 | 1 | 365 | 12.2763 | 0.70362 | 12 | 0.97988
27183 | 12.825 | 1 | 365 | 14.6051 | 0.38998 | 14 | 0.99509
27452 | 4.08 | 1 | 365 | 4.6463 | 0.34979 | 4 | 0.9961
27456 | 7.02 | 1 | 365 | 7.9944 | 0.087144 | 8 | 0.08152
27184 | 11.18 | 1 | 365 | 12.7318 | 0.62027 | 13 | 0.35205
27457 | 6.375 | 1 | 365 | 7.2599 | 0.60905 | 7 | 0.8689
27499 | 4.08 | 1 | 365 | 4.6463 | 0.34979 | 4 | 0.9961
27495 | 8.925 | 1 | 365 | 10.1638 | 0.45267 | 10 | 0.61646
27185 | 7.25 | 1 | 365 | 8.2563 | 0.61422 | 8 | 0.87052
27504 | 11.22 | 1 | 365 | 12.7773 | 0.71193 | 13 | 0.48927
27512 | 3.825 | 1 | 365 | 4.3559 | 0.76543 | 5 | 0.12134
27521 | 8.32 | 1 | 365 | 9.4748 | 0.066245 | 9 | 0.54106
26401 | 6.5 | 1 | 365 | 7.4022 | 0.8955 | 8 | 0.2977
27526 | 4.08 | 1 | 365 | 4.6463 | 0.34979 | 4 | 0.9961
27463 | 6.12 | 1 | 365 | 6.9695 | 0.02469 | 6 | 0.99415
27460 | 3.825 | 1 | 365 | 4.3559 | 0.76543 | 5 | 0.12134
26997 | 29.58 | 0.9 | 365 | 30.3171 | 0.0074012 | 30 | 0.32453
27466 | 2.295 | 1 | 365 | 2.6135 | 0.25926 | 2 | 0.8728
18729 | 14.3 | 1 | 365 | 16.2848 | 0.77011 | 17 | 0.054949
27890 | 8.58 | 1 | 365 | 9.7709 | 0.66207 | 10 | 0.43297
26806 | 9.36 | 1 | 365 | 10.6592 | 0.44953 | 11 | 0.10869
27186 | 8.4 | 1 | 365 | 9.5659 | 0.24957 | 9 | 0.81549
27893 | 5.72 | 1 | 365 | 6.5139 | 0.10804 | 6 | 0.62198
27891 | 5.46 | 1 | 365 | 6.2178 | 0.51222 | 6 | 0.73007
27897 | 6.24 | 1 | 365 | 7.1061 | 0.29968 | 7 | 0.4058
27188 | 7.5 | 1 | 365 | 8.541 | 0.18712 | 8 | 0.72812
27898 | 6.76 | 1 | 365 | 7.6983 | 0.49132 | 8 | 0.18961
27903 | 5.72 | 1 | 365 | 6.5139 | 0.10804 | 6 | 0.62198
27812 | 6.24 | 1 | 365 | 7.1061 | 0.29968 | 7 | 0.4058
27187 | 8.1 | 1 | 365 | 9.2243 | 0.56209 | 9 | 0.78637
27904 | 10.4 | 1 | 365 | 11.8435 | 0.83281 | 12 | 0.67633
27902 | 10.4 | 1 | 365 | 11.8435 | 0.83281 | 12 | 0.67633
26947 | 7.02 | 1 | 365 | 7.9944 | 0.087144 | 8 | 0.08152
27908 | 7.14 | 1 | 365 | 8.131 | 0.36214 | 8 | 0.49317
27041 | 8.32 | 1 | 365 | 9.4748 | 0.066245 | 9 | 0.54106
27912 | 11.18 | 1 | 365 | 12.7318 | 0.62027 | 13 | 0.35205
27914 | 5.46 | 1 | 365 | 6.2178 | 0.51222 | 6 | 0.73007
27085 | 5.565 | 1 | 365 | 6.3374 | 0.75284 | 7 | 0.090265
27720 | 8.67 | 1 | 365 | 9.8734 | 0.86831 | 10 | 0.74171
26061 | 8.06 | 1 | 365 | 9.1787 | 0.47042 | 9 | 0.64915
27190 | 6.48 | 1 | 365 | 7.3794 | 0.84967 | 8 | 0.2291
27919 | 8.32 | 1 | 365 | 9.4748 | 0.066245 | 9 | 0.54106
27536 | 9.435 | 1 | 365 | 10.7446 | 0.6214 | 11 | 0.36597
27921 | 3.9 | 1 | 365 | 4.4413 | 0.9373 | 5 | 0.37862
27178 | 2.85 | 1 | 365 | 3.2456 | 0.53111 | 3 | 0.77669
27393 | 13.005 | 1 | 365 | 14.8101 | 0.80247 | 15 | 0.61256
27926 | 3.825 | 1 | 365 | 4.3559 | 0.76543 | 5 | 0.12134
27191 | 8.68 | 1 | 365 | 9.8848 | 0.89123 | 10 | 0.77601
27400 | 6.885 | 1 | 365 | 7.8406 | 0.77778 | 8 | 0.61841
27922 | 8.415 | 1 | 365 | 9.583 | 0.28395 | 9 | 0.86695
27192 | 3.64 | 1 | 365 | 4.1452 | 0.34148 | 4 | 0.48671
27929 | 3.38 | 1 | 365 | 3.8491 | 0.74566 | 4 | 0.59481
27410 | 7.65 | 1 | 365 | 8.7118 | 0.53086 | 9 | 0.24268
27924 | 3.06 | 1 | 365 | 3.4847 | 0.012345 | 3 | 0.49707
27193 | 6.71 | 1 | 365 | 7.6413 | 0.37674 | 8 | 0.018091
27932 | 2.08 | 1 | 365 | 2.3687 | 0.76656 | 3 | 0.13527
27403 | 10.455 | 1 | 365 | 11.9062 | 0.95885 | 12 | 0.865
27900 | 4.68 | 1 | 365 | 5.3296 | 0.72476 | 6 | 0.054347
27406 | 6.12 | 1 | 365 | 6.9695 | 0.02469 | 6 | 0.99415
27905 | 5.5 | 1 | 365 | 6.2634 | 0.60389 | 6 | 0.86729
27411 | 7.905 | 1 | 365 | 9.0022 | 0.11522 | 9 | 0.11744
27909 | 4.2 | 1 | 365 | 4.783 | 0.62479 | 5 | 0.40775
27391 | 3.5 | 1 | 365 | 3.9858 | 0.020656 | 4 | 0.006456
27911 | 7.2 | 1 | 365 | 8.1994 | 0.49964 | 8 | 0.699
27931 | 4.8 | 1 | 365 | 5.4662 | 0.99976 | 6 | 0.466
27935 | 10.8 | 1 | 365 | 12.299 | 0.74945 | 13 | 0.048493
27412 | 8.16 | 1 | 365 | 9.2926 | 0.69959 | 9 | 0.99219
27943 | 4.845 | 1 | 365 | 5.5175 | 0.10288 | 5 | 0.62037
27409 | 5.865 | 1 | 365 | 6.6791 | 0.44033 | 7 | 0.11939
27824 | 4.42 | 1 | 365 | 5.0335 | 0.12894 | 5 | 0.16244
27402 | 10.2 | 1 | 365 | 11.6158 | 0.37448 | 11 | 0.99024
27561 | 3.75 | 1 | 365 | 4.2705 | 0.59356 | 4 | 0.86406
27565 | 8.415 | 1 | 365 | 9.583 | 0.28395 | 9 | 0.86695
27551 | 3.64 | 1 | 365 | 4.1452 | 0.34148 | 4 | 0.48671
27427 | 6.63 | 1 | 365 | 7.5502 | 0.19341 | 7 | 0.74366
26763 | 6.24 | 1 | 365 | 7.1061 | 0.29968 | 7 | 0.4058
23594 | 5.98 | 1 | 365 | 6.81 | 0.70386 | 7 | 0.51389
27418 | 11.475 | 1 | 365 | 13.0677 | 0.29629 | 13 | 0.36402
23591 | 9.1 | 1 | 365 | 10.3631 | 0.85371 | 11 | 0.21679
27417 | 6.12 | 1 | 365 | 6.9695 | 0.02469 | 6 | 0.99415
27428 | 11.985 | 1 | 365 | 13.6485 | 0.46502 | 14 | 0.11354
24019 | 5.2 | 1 | 365 | 5.9218 | 0.9164 | 6 | 0.83816
27420 | 9.69 | 1 | 365 | 11.035 | 0.20576 | 11 | 0.24073
23573 | 13 | 1 | 365 | 14.8044 | 0.79101 | 15 | 0.59541
27439 | 7.395 | 1 | 365 | 8.4214 | 0.9465 | 9 | 0.36793
27443 | 5.75 | 1 | 365 | 6.5481 | 0.17679 | 6 | 0.72489
28116 | 7.125 | 1 | 365 | 8.114 | 0.32776 | 8 | 0.44171
28044 | 4.42 | 1 | 365 | 5.0335 | 0.12894 | 5 | 0.16244
28122 | 4.94 | 1 | 365 | 5.6257 | 0.32058 | 5 | 0.94626
28047 | 5.72 | 1 | 365 | 6.5139 | 0.10804 | 6 | 0.62198
27870 | 9.18 | 1 | 365 | 10.4542 | 0.037035 | 10 | 0.49122
28127 | 4.68 | 1 | 365 | 5.3296 | 0.72476 | 6 | 0.054347
25016 | 4.42 | 1 | 365 | 5.0335 | 0.12894 | 5 | 0.16244
28079 | 8.67 | 1 | 365 | 9.8734 | 0.86831 | 10 | 0.74171
18311 | 8.16 | 1 | 365 | 9.2926 | 0.69959 | 9 | 0.99219
27387 | 22.25 | 1 | 365 | 25.3383 | 0.98846 | 26 | 0.32676
28109 | 2.08 | 1 | 365 | 2.3687 | 0.76656 | 3 | 0.13527
28128 | 3.64 | 1 | 365 | 4.1452 | 0.34148 | 4 | 0.48671
27667 | 28.325 | 0.9 | 365 | 29.0309 | 0.41902 | 29 | 0.44988
28129 | 3.18 | 1 | 365 | 3.6214 | 0.28734 | 3 | 0.90872
28058 | 11.7 | 1 | 365 | 13.324 | 0.81191 | 14 | 0.13587
27811 | 3.9 | 1 | 365 | 4.4413 | 0.9373 | 5 | 0.37862
28131 | 5.72 | 1 | 365 | 6.5139 | 0.10804 | 6 | 0.62198
28006 | 6.48 | 1 | 365 | 7.3794 | 0.84967 | 8 | 0.2291
28136 | 5.2 | 1 | 365 | 5.9218 | 0.9164 | 6 | 0.83816
28137 | 3.38 | 1 | 365 | 3.8491 | 0.74566 | 4 | 0.59481
25051 | 6.24 | 1 | 365 | 7.1061 | 0.29968 | 7 | 0.4058
28057 | 12.48 | 1 | 365 | 14.2122 | 0.59937 | 14 | 0.81159
28049 | 7.28 | 1 | 365 | 8.2905 | 0.68296 | 8 | 0.97343
18076 | 8.84 | 1 | 365 | 10.067 | 0.25789 | 10 | 0.32488
19740 | 5.46 | 1 | 365 | 6.2178 | 0.51222 | 6 | 0.73007
19775 | 3.25 | 1 | 365 | 3.7011 | 0.44775 | 4 | 0.14885
28050 | 8.25 | 1 | 365 | 9.3951 | 0.90583 | 10 | 0.30093
19821 | 9.62 | 1 | 365 | 10.9553 | 0.045346 | 11 | 0.00060192
18465 | 2.805 | 1 | 365 | 3.1943 | 0.42798 | 3 | 0.62232
19535 | 5.2 | 1 | 365 | 5.9218 | 0.9164 | 6 | 0.83816
19772 | 11.22 | 1 | 365 | 12.7773 | 0.71193 | 13 | 0.48927
18790 | 1.715 | 1 | 365 | 1.953 | 0.93012 | 2 | 0.88316
28055 | 12.19 | 1 | 365 | 13.882 | 0.9348 | 14 | 0.81677
27529 | 5.72 | 1 | 365 | 6.5139 | 0.10804 | 6 | 0.62198
18787 | 4.75 | 1 | 365 | 5.4093 | 0.88518 | 6 | 0.29448
18320 | 5.61 | 1 | 365 | 6.3887 | 0.85597 | 7 | 0.24463
27575 | 6 | 1 | 365 | 6.8328 | 0.7497 | 7 | 0.5825
18733 | 5.1 | 1 | 365 | 5.8079 | 0.68724 | 6 | 0.49512
27441 | 2.08 | 1 | 365 | 2.3687 | 0.76656 | 3 | 0.13527
27461 | 8.58 | 1 | 365 | 9.7709 | 0.66207 | 10 | 0.43297
27449 | 6.24 | 1 | 365 | 7.1061 | 0.29968 | 7 | 0.4058
27458 | 3.38 | 1 | 365 | 3.8491 | 0.74566 | 4 | 0.59481
27514 | 5.72 | 1 | 365 | 6.5139 | 0.10804 | 6 | 0.62198
27453 | 9.88 | 1 | 365 | 11.2513 | 0.64117 | 11 | 0.89251
28112 | 8.84 | 1 | 365 | 10.067 | 0.25789 | 10 | 0.32488
18391 | 5.865 | 1 | 365 | 6.6791 | 0.44033 | 7 | 0.11939
23108 | 5.46 | 1 | 365 | 6.2178 | 0.51222 | 6 | 0.73007
28105 | 8.745 | 1 | 365 | 9.9588 | 0.040182 | 9 | 0.99899
27543 | 9.435 | 1 | 365 | 10.7446 | 0.6214 | 11 | 0.36597
28051 | 12.74 | 1 | 365 | 14.5083 | 0.19519 | 14 | 0.7035
28096 | 8.925 | 1 | 365 | 10.1638 | 0.45267 | 10 | 0.61646
28093 | 4.16 | 1 | 365 | 4.7374 | 0.53312 | 5 | 0.27053
23580 | 8.32 | 1 | 365 | 9.4748 | 0.066245 | 9 | 0.54106
21085 | 9.36 | 1 | 365 | 10.6592 | 0.44953 | 11 | 0.10869
13315 | 8.25 | 1 | 365 | 9.3951 | 0.90583 | 10 | 0.30093
28084 | 2.805 | 1 | 365 | 3.1943 | 0.42798 | 3 | 0.62232
27517 | 5.865 | 1 | 365 | 6.6791 | 0.44033 | 7 | 0.11939
23391 | 7.28 | 1 | 365 | 8.2905 | 0.68296 | 8 | 0.97343
28085 | 7.56 | 1 | 365 | 8.6093 | 0.32462 | 8 | 0.93394
28064 | 6.76 | 1 | 365 | 7.6983 | 0.49132 | 8 | 0.18961
22003 | 7.28 | 1 | 365 | 8.2905 | 0.68296 | 8 | 0.97343
28067 | 9.76 | 1 | 365 | 11.1147 | 0.36617 | 11 | 0.48086
23716 | 5.2 | 1 | 365 | 5.9218 | 0.9164 | 6 | 0.83816
24030 | 5.2 | 1 | 365 | 5.9218 | 0.9164 | 6 | 0.83816
24041 | 3.9 | 1 | 365 | 4.4413 | 0.9373 | 5 | 0.37862
24012 | 374.22 | 0.9 | 365 | 383.5456 | 0.81169 | 384 | 0.35725
23661 | 3.12 | 1 | 365 | 3.5531 | 0.14984 | 3 | 0.7029
24023 | 8.84 | 1 | 365 | 10.067 | 0.25789 | 10 | 0.32488
28089 | 13.78 | 1 | 365 | 15.6927 | 0.57847 | 16 | 0.27113
23754 | 4.68 | 1 | 365 | 5.3296 | 0.72476 | 6 | 0.054347
24262 | 6.5 | 1 | 365 | 7.4022 | 0.8955 | 8 | 0.2977
26852 | 4.578 | 1 | 365 | 5.2134 | 0.49102 | 5 | 0.70444
26855 | 3.57 | 1 | 365 | 4.0655 | 0.18107 | 4 | 0.24659
26859 | 10.46 | 1 | 365 | 11.9118 | 0.9703 | 12 | 0.88215
26858 | 9.87 | 1 | 365 | 11.24 | 0.61825 | 11 | 0.85821
24345 | 7.05 | 1 | 365 | 8.0285 | 0.15589 | 8 | 0.18443
26862 | 7.7 | 1 | 365 | 8.7688 | 0.64544 | 9 | 0.4142
25838 | 7.8 | 1 | 365 | 8.8826 | 0.8746 | 9 | 0.75724
26856 | 2.385 | 1 | 365 | 2.716 | 0.4655 | 3 | 0.18154
26864 | 17.4 | 1 | 365 | 19.8151 | 0.87412 | 20 | 0.68924
26894 | 3.64 | 1 | 365 | 4.1452 | 0.34148 | 4 | 0.48671
26865 | 6.12 | 1 | 365 | 6.9695 | 0.02469 | 6 | 0.99415
26869 | 4.42 | 1 | 365 | 5.0335 | 0.12894 | 5 | 0.16244
26875 | 12.48 | 1 | 365 | 14.2122 | 0.59937 | 14 | 0.81159
26895 | 5.32 | 1 | 365 | 6.0584 | 0.1914 | 6 | 0.24981
26906 | 8.42 | 1 | 365 | 9.5887 | 0.29541 | 9 | 0.8841
26921 | 8.96 | 1 | 365 | 10.2036 | 0.53288 | 10 | 0.73653
21075 | 4.365 | 1 | 365 | 4.9709 | 0.0029038 | 4 | 0.97377
26929 | 9.44 | 1 | 365 | 10.7503 | 0.63286 | 11 | 0.38313
26927 | 11.22 | 1 | 365 | 12.7773 | 0.71193 | 13 | 0.48927
20881 | 3.43 | 1 | 365 | 3.9061 | 0.86024 | 4 | 0.76633
18106 | 2.55 | 1 | 365 | 2.9039 | 0.84362 | 3 | 0.74756
26924 | 5.73 | 1 | 365 | 6.5253 | 0.13096 | 6 | 0.65628
26923 | 8.83 | 1 | 365 | 10.0556 | 0.23497 | 10 | 0.29057
26922 | 5.98 | 1 | 365 | 6.81 | 0.70386 | 7 | 0.51389
26878 | 5.46 | 1 | 365 | 6.2178 | 0.51222 | 6 | 0.73007
26884 | 5.46 | 1 | 365 | 6.2178 | 0.51222 | 6 | 0.73007
26887 | 9.1 | 1 | 365 | 10.3631 | 0.85371 | 11 | 0.21679
26889 | 3.12 | 1 | 365 | 3.5531 | 0.14984 | 3 | 0.7029
26888 | 13.16 | 1 | 365 | 14.9866 | 0.15767 | 15 | 0.14427
26890 | 16.24 | 1 | 365 | 18.4941 | 0.21584 | 18 | 0.70996
26892 | 5.32 | 1 | 365 | 6.0584 | 0.1914 | 6 | 0.24981
26891 | 11.44 | 1 | 365 | 13.0279 | 0.21609 | 13 | 0.24396
26893 | 8.12 | 1 | 365 | 9.2471 | 0.60792 | 9 | 0.85498
26920 | 4.16 | 1 | 365 | 4.7374 | 0.53312 | 5 | 0.27053
26918 | 9.24 | 1 | 365 | 10.5225 | 0.17453 | 10 | 0.69704
26917 | 4.48 | 1 | 365 | 5.1018 | 0.26644 | 5 | 0.36826
26915 | 9.52 | 1 | 365 | 10.8414 | 0.81618 | 11 | 0.65756
26914 | 4.76 | 1 | 365 | 5.4207 | 0.90809 | 6 | 0.32878
26913 | 5.2 | 1 | 365 | 5.9218 | 0.9164 | 6 | 0.83816
26912 | 7.425 | 1 | 365 | 8.4556 | 0.015249 | 8 | 0.47084
26909 | 5.46 | 1 | 365 | 6.2178 | 0.51222 | 6 | 0.73007
26907 | 6.63 | 1 | 365 | 7.5502 | 0.19341 | 7 | 0.74366
26896 | 6.63 | 1 | 365 | 7.5502 | 0.19341 | 7 | 0.74366
26897 | 6.44 | 1 | 365 | 7.3339 | 0.75801 | 8 | 0.091879
26899 | 5.83 | 1 | 365 | 6.6392 | 0.36012 | 6 | 0.99933
26901 | 7.91 | 1 | 365 | 9.0079 | 0.12668 | 9 | 0.13459
26900 | 7.28 | 1 | 365 | 8.2905 | 0.68296 | 8 | 0.97343
26902 | 12.38 | 1 | 365 | 14.0983 | 0.37021 | 14 | 0.46855
26903 | 5.36 | 1 | 365 | 6.104 | 0.28306 | 6 | 0.38703
26904 | 4.59 | 1 | 365 | 5.2271 | 0.51852 | 5 | 0.74561
26905 | 6.89 | 1 | 365 | 7.8463 | 0.78923 | 8 | 0.63557
22015 | 9.88 | 1 | 365 | 11.2513 | 0.64117 | 11 | 0.89251
22056 | 7.56 | 1 | 365 | 8.6093 | 0.32462 | 8 | 0.93394
22061 | 4.05 | 1 | 365 | 4.6121 | 0.28104 | 4 | 0.89318
22203 | 14.56 | 1 | 365 | 16.5809 | 0.36593 | 16 | 0.94686
22201 | 5.13 | 1 | 365 | 5.842 | 0.75599 | 6 | 0.59803
22502 | 14.04 | 1 | 365 | 15.9888 | 0.17429 | 16 | 0.16304
22493 | 7.28 | 1 | 365 | 8.2905 | 0.68296 | 8 | 0.97343
22500 | 5.72 | 1 | 365 | 6.5139 | 0.10804 | 6 | 0.62198
22650 | 3.9 | 1 | 365 | 4.4413 | 0.9373 | 5 | 0.37862
22712 | 10.57 | 1 | 365 | 12.0371 | 0.22238 | 12 | 0.2595
22732 | 5.47 | 1 | 365 | 6.2292 | 0.53514 | 6 | 0.76438
22755 | 6.47 | 1 | 365 | 7.368 | 0.82676 | 8 | 0.19479
22764 | 6.82 | 1 | 365 | 7.7666 | 0.62882 | 8 | 0.39544
22787 | 10.215 | 1 | 365 | 11.6328 | 0.40886 | 12 | 0.041699
22817 | 9.705 | 1 | 365 | 11.0521 | 0.24013 | 11 | 0.29219
22831 | 8.1 | 1 | 365 | 9.2243 | 0.56209 | 9 | 0.78637
22867 | 5.98 | 1 | 365 | 6.81 | 0.70386 | 7 | 0.51389
22874 | 6.725 | 1 | 365 | 7.6584 | 0.41112 | 8 | 0.069548
22778 | 10.215 | 1 | 365 | 11.6328 | 0.40886 | 12 | 0.041699
22868 | 10.2 | 1 | 365 | 11.6158 | 0.37448 | 11 | 0.99024
22656 | 6.725 | 1 | 365 | 7.6584 | 0.41112 | 8 | 0.069548
23977 | 8.37 | 1 | 365 | 9.5318 | 0.18083 | 9 | 0.71258
23699 | 3.64 | 1 | 365 | 4.1452 | 0.34148 | 4 | 0.48671
23301 | 3.64 | 1 | 365 | 4.1452 | 0.34148 | 4 | 0.48671
24455 | 6.12 | 1 | 365 | 6.9695 | 0.02469 | 6 | 0.99415
24463 | 7.5 | 1 | 365 | 8.541 | 0.18712 | 8 | 0.72812
24465 | 11.5 | 1 | 365 | 13.0962 | 0.35358 | 13 | 0.44978
24473 | 8.75 | 1 | 365 | 9.9645 | 0.05164 | 10 | 0.01614
24492 | 9.18 | 1 | 365 | 10.4542 | 0.037035 | 10 | 0.49122
24498 | 6.75 | 1 | 365 | 7.6869 | 0.46841 | 8 | 0.15531
24499 | 5.98 | 1 | 365 | 6.81 | 0.70386 | 7 | 0.51389
24500 | 6.75 | 1 | 365 | 7.6869 | 0.46841 | 8 | 0.15531
24503 | 17.25 | 1 | 365 | 19.6443 | 0.53038 | 20 | 0.17468
24505 | 8.06 | 1 | 365 | 9.1787 | 0.47042 | 9 | 0.64915
24514 | 7 | 1 | 365 | 7.9716 | 0.041312 | 8 | 0.012912
24542 | 5.94 | 1 | 365 | 6.7645 | 0.6122 | 7 | 0.37667
24575 | 11.7 | 1 | 365 | 13.324 | 0.81191 | 14 | 0.13587
24761 | 6.24 | 1 | 365 | 7.1061 | 0.29968 | 7 | 0.4058
24763 | 4.94 | 1 | 365 | 5.6257 | 0.32058 | 5 | 0.94626
24774 | 7.905 | 1 | 365 | 9.0022 | 0.11522 | 9 | 0.11744
24779 | 8.5 | 1 | 365 | 9.6798 | 0.47874 | 10 | 0.15854
24781 | 4.5 | 1 | 365 | 5.1246 | 0.31227 | 5 | 0.43687
24787 | 7.25 | 1 | 365 | 8.2563 | 0.61422 | 8 | 0.87052
24791 | 4.68 | 1 | 365 | 5.3296 | 0.72476 | 6 | 0.054347
24828 | 9.88 | 1 | 365 | 11.2513 | 0.64117 | 11 | 0.89251
24833 | 8.06 | 1 | 365 | 9.1787 | 0.47042 | 9 | 0.64915
12587 | 246.675 | 0.9 | 365 | 252.8221 | 0.75594 | 253 | 0.57808
24905 | 10.14 | 1 | 365 | 11.5474 | 0.23699 | 11 | 0.78442
24912 | 9.1 | 1 | 365 | 10.3631 | 0.85371 | 11 | 0.21679
25370 | 9.88 | 1 | 365 | 11.2513 | 0.64117 | 11 | 0.89251
25377 | 10.53 | 1 | 365 | 11.9916 | 0.13072 | 12 | 0.12228
25386 | 8.32 | 1 | 365 | 9.4748 | 0.066245 | 9 | 0.54106
25387 | 9.88 | 1 | 365 | 11.2513 | 0.64117 | 11 | 0.89251
25394 | 9.36 | 1 | 365 | 10.6592 | 0.44953 | 11 | 0.10869
22156 | 11.34 | 1 | 365 | 12.914 | 0.98693 | 13 | 0.90092
26402 | 3.3 | 1 | 365 | 3.758 | 0.56233 | 4 | 0.32037
25826 | 7.8 | 1 | 365 | 8.8826 | 0.8746 | 9 | 0.75724
26291 | 17.25 | 1 | 365 | 19.6443 | 0.53038 | 20 | 0.17468
26296 | 8 | 1 | 365 | 9.1104 | 0.33293 | 9 | 0.44333
26388 | 11.25 | 1 | 365 | 12.8115 | 0.78068 | 13 | 0.59218
26393 | 12.5 | 1 | 365 | 14.235 | 0.6452 | 14 | 0.8802
26559 | 10 | 1 | 365 | 11.388 | 0.91616 | 12 | 0.30416
26566 | 7.905 | 1 | 365 | 9.0022 | 0.11522 | 9 | 0.11744
26617 | 11 | 1 | 365 | 12.5268 | 0.20778 | 12 | 0.73458
17699 | 3.64 | 1 | 365 | 4.1452 | 0.34148 | 4 | 0.48671
26621 | 7.5 | 1 | 365 | 8.541 | 0.18712 | 8 | 0.72812
26730 | 11.18 | 1 | 365 | 12.7318 | 0.62027 | 13 | 0.35205
26742 | 9.99 | 1 | 365 | 11.3766 | 0.89324 | 12 | 0.26986
26749 | 7.35 | 1 | 365 | 8.3702 | 0.84338 | 9 | 0.21356
26832 | 6 | 1 | 365 | 6.8328 | 0.7497 | 7 | 0.5825
26939 | 7.65 | 1 | 365 | 8.7118 | 0.53086 | 9 | 0.24268
26971 | 11.5 | 1 | 365 | 13.0962 | 0.35358 | 13 | 0.44978
27090 | 8.32 | 1 | 365 | 9.4748 | 0.066245 | 9 | 0.54106
27126 | 4.275 | 1 | 365 | 4.8684 | 0.79666 | 5 | 0.66503
27127 | 4.275 | 1 | 365 | 4.8684 | 0.79666 | 5 | 0.66503
27203 | 4.98 | 1 | 365 | 5.6712 | 0.41225 | 6 | 0.083472
27206 | 5.415 | 1 | 365 | 6.1666 | 0.4091 | 6 | 0.5757
27107 | 9.18 | 1 | 365 | 10.4542 | 0.037035 | 10 | 0.49122
27237 | 7.245 | 1 | 365 | 8.2506 | 0.60276 | 8 | 0.85336
27242 | 7.2 | 1 | 365 | 8.1994 | 0.49964 | 8 | 0.699
27264 | 11.18 | 1 | 365 | 12.7318 | 0.62027 | 13 | 0.35205
27276 | 11.18 | 1 | 365 | 12.7318 | 0.62027 | 13 | 0.35205
27260 | 6.5 | 1 | 365 | 7.4022 | 0.8955 | 8 | 0.2977
27292 | 10.08 | 1 | 365 | 11.4791 | 0.099489 | 11 | 0.57859
27324 | 6.75 | 1 | 365 | 7.6869 | 0.46841 | 8 | 0.15531
27331 | 4.25 | 1 | 365 | 4.8399 | 0.73937 | 5 | 0.57927
16459 | 15.3 | 1 | 365 | 17.4236 | 0.061725 | 17 | 0.48536
14882 | 11.22 | 1 | 365 | 12.7773 | 0.71193 | 13 | 0.48927
27046 | 348.91 | 0.9 | 365 | 357.6048 | 0.61096 | 358 | 0.2158
25219 | 4.95 | 1 | 365 | 5.6371 | 0.3435 | 5 | 0.98056
28068 | 12.24 | 1 | 365 | 13.9389 | 0.04938 | 13 | 0.98829
23165 | 4.16 | 1 | 365 | 4.7374 | 0.53312 | 5 | 0.27053
28073 | 3.64 | 1 | 365 | 4.1452 | 0.34148 | 4 | 0.48671
15732 | 9.18 | 1 | 365 | 10.4542 | 0.037035 | 10 | 0.49122
16221 | 4.335 | 1 | 365 | 4.9367 | 0.93416 | 5 | 0.87085
27474 | 10.53 | 1 | 365 | 11.9916 | 0.13072 | 12 | 0.12228
27633 | 8.25 | 1 | 365 | 9.3951 | 0.90583 | 10 | 0.30093
14276 | 11.22 | 1 | 365 | 12.7773 | 0.71193 | 13 | 0.48927
13006 | 7.395 | 1 | 365 | 8.4214 | 0.9465 | 9 | 0.36793
13926 | 4.9 | 1 | 365 | 5.5801 | 0.22892 | 5 | 0.80904
27750 | 10.38 | 1 | 365 | 11.8207 | 0.78697 | 12 | 0.60772
27781 | 7.395 | 1 | 365 | 8.4214 | 0.9465 | 9 | 0.36793
27470 | 10.455 | 1 | 365 | 11.9062 | 0.95885 | 12 | 0.865
27480 | 3.92 | 1 | 365 | 4.4641 | 0.98313 | 5 | 0.44723
27970 | 7.595 | 1 | 365 | 8.6492 | 0.40482 | 9 | 0.05401
27980 | 12 | 1 | 365 | 13.6656 | 0.49939 | 14 | 0.16499
27981 | 8.06 | 1 | 365 | 9.1787 | 0.47042 | 9 | 0.64915
28002 | 23.785 | 1 | 365 | 27.0864 | 0.50609 | 27 | 0.59244
28039 | 7.8 | 1 | 365 | 8.8826 | 0.8746 | 9 | 0.75724
21770 | 13.78 | 1 | 365 | 15.6927 | 0.57847 | 16 | 0.27113
23881 | 6.82 | 1 | 365 | 7.7666 | 0.62882 | 8 | 0.39544
26845 | 5.5 | 1 | 365 | 6.2634 | 0.60389 | 6 | 0.86729
28175 | 4.845 | 1 | 365 | 5.5175 | 0.10288 | 5 | 0.62037
27602 | 15.08 | 1 | 365 | 17.1731 | 0.55757 | 17 | 0.73067
28167 | 9.36 | 1 | 365 | 10.6592 | 0.44953 | 11 | 0.10869
27118 | 4.5 | 1 | 365 | 5.1246 | 0.31227 | 5 | 0.43687
26765 | 11.7 | 1 | 365 | 13.324 | 0.81191 | 14 | 0.13587
28176 | 8.58 | 1 | 365 | 9.7709 | 0.66207 | 10 | 0.43297
28179 | 4.68 | 1 | 365 | 5.3296 | 0.72476 | 6 | 0.054347
28182 | 3.12 | 1 | 365 | 3.5531 | 0.14984 | 3 | 0.7029
27619 | 7.54 | 1 | 365 | 8.5866 | 0.27878 | 8 | 0.86534
28267 | 4.94 | 1 | 365 | 5.6257 | 0.32058 | 5 | 0.94626
28184 | 5.72 | 1 | 365 | 6.5139 | 0.10804 | 6 | 0.62198
28183 | 9.1 | 1 | 365 | 10.3631 | 0.85371 | 11 | 0.21679
28268 | 3.12 | 1 | 365 | 3.5531 | 0.14984 | 3 | 0.7029
28269 | 7.54 | 1 | 365 | 8.5866 | 0.27878 | 8 | 0.86534
28270 | 9.1 | 1 | 365 | 10.3631 | 0.85371 | 11 | 0.21679
28272 | 3.64 | 1 | 365 | 4.1452 | 0.34148 | 4 | 0.48671
28274 | 5.98 | 1 | 365 | 6.81 | 0.70386 | 7 | 0.51389
28189 | 2.6 | 1 | 365 | 2.9609 | 0.9582 | 3 | 0.91908
28275 | 6.76 | 1 | 365 | 7.6983 | 0.49132 | 8 | 0.18961
28277 | 5.2 | 1 | 365 | 5.9218 | 0.9164 | 6 | 0.83816
28276 | 3.12 | 1 | 365 | 3.5531 | 0.14984 | 3 | 0.7029
28317 | 5.98 | 1 | 365 | 6.81 | 0.70386 | 7 | 0.51389
28319 | 7.28 | 1 | 365 | 8.2905 | 0.68296 | 8 | 0.97343
28324 | 3.38 | 1 | 365 | 3.8491 | 0.74566 | 4 | 0.59481
28285 | 5.2 | 1 | 365 | 5.9218 | 0.9164 | 6 | 0.83816
28286 | 10.464 | 1 | 365 | 11.9164 | 0.97947 | 12 | 0.89587
28287 | 4.08 | 1 | 365 | 4.6463 | 0.34979 | 4 | 0.9961
28288 | 6.27 | 1 | 365 | 7.1403 | 0.36843 | 7 | 0.50871
28293 | 8.829 | 1 | 365 | 10.0545 | 0.23268 | 10 | 0.28714
28294 | 5.415 | 1 | 365 | 6.1666 | 0.4091 | 6 | 0.5757
28297 | 8.36 | 1 | 365 | 9.5204 | 0.15791 | 9 | 0.67828
28300 | 6.44 | 1 | 365 | 7.3339 | 0.75801 | 8 | 0.091879
28302 | 7.395 | 1 | 365 | 8.4214 | 0.9465 | 9 | 0.36793
28303 | 7.84 | 1 | 365 | 8.9282 | 0.96627 | 9 | 0.89446
28305 | 6 | 1 | 365 | 6.8328 | 0.7497 | 7 | 0.5825
28307 | 3.38 | 1 | 365 | 3.8491 | 0.74566 | 4 | 0.59481
28308 | 10.4 | 1 | 365 | 11.8435 | 0.83281 | 12 | 0.67633
28311 | 7 | 1 | 365 | 7.9716 | 0.041312 | 8 | 0.012912
28313 | 4.56 | 1 | 365 | 5.1929 | 0.44977 | 5 | 0.6427
28278 | 9.275 | 1 | 365 | 10.5624 | 0.25474 | 10 | 0.81711
28280 | 6.5 | 1 | 365 | 7.4022 | 0.8955 | 8 | 0.2977
28323 | 5.72 | 1 | 365 | 6.5139 | 0.10804 | 6 | 0.62198
28315 | 8.32 | 1 | 365 | 9.4748 | 0.066245 | 9 | 0.54106
28312 | 9.1 | 1 | 365 | 10.3631 | 0.85371 | 11 | 0.21679
28279 | 9.9 | 1 | 365 | 11.2741 | 0.687 | 11 | 0.96112
28281 | 14.56 | 1 | 365 | 16.5809 | 0.36593 | 16 | 0.94686
28283 | 6.75 | 1 | 365 | 7.6869 | 0.46841 | 8 | 0.15531
28284 | 11.5 | 1 | 365 | 13.0962 | 0.35358 | 13 | 0.44978
27694 | 3.64 | 1 | 365 | 4.1452 | 0.34148 | 4 | 0.48671
27695 | 5.61 | 1 | 365 | 6.3887 | 0.85597 | 7 | 0.24463
20955 | 3.38 | 1 | 365 | 3.8491 | 0.74566 | 4 | 0.59481
27698 | 5.1 | 1 | 365 | 5.8079 | 0.68724 | 6 | 0.49512
25592 | 8.58 | 1 | 365 | 9.7709 | 0.66207 | 10 | 0.43297
21106 | 7.395 | 1 | 365 | 8.4214 | 0.9465 | 9 | 0.36793
21913 | 7.02 | 1 | 365 | 7.9944 | 0.087144 | 8 | 0.08152
27702 | 5.72 | 1 | 365 | 6.5139 | 0.10804 | 6 | 0.62198
27640 | 9.18 | 1 | 365 | 10.4542 | 0.037035 | 10 | 0.49122
26668 | 6.5 | 1 | 365 | 7.4022 | 0.8955 | 8 | 0.2977
27003 | 8.32 | 1 | 365 | 9.4748 | 0.066245 | 9 | 0.54106
28190 | 5.2 | 1 | 365 | 5.9218 | 0.9164 | 6 | 0.83816
27703 | 5.2 | 1 | 365 | 5.9218 | 0.9164 | 6 | 0.83816
26756 | 4.68 | 1 | 365 | 5.3296 | 0.72476 | 6 | 0.054347
27704 | 4.335 | 1 | 365 | 4.9367 | 0.93416 | 5 | 0.87085
24255 | 7.02 | 1 | 365 | 7.9944 | 0.087144 | 8 | 0.08152
27865 | 4.05 | 1 | 365 | 4.6121 | 0.28104 | 4 | 0.89318
28192 | 5.98 | 1 | 365 | 6.81 | 0.70386 | 7 | 0.51389
28191 | 5.46 | 1 | 365 | 6.2178 | 0.51222 | 6 | 0.73007
28185 | 7.02 | 1 | 365 | 7.9944 | 0.087144 | 8 | 0.08152
25650 | 5.5 | 1 | 365 | 6.2634 | 0.60389 | 6 | 0.86729
20470 | 10.92 | 1 | 365 | 12.4357 | 0.024447 | 12 | 0.46014
27654 | 11.18 | 1 | 365 | 12.7318 | 0.62027 | 13 | 0.35205
28194 | 6.76 | 1 | 365 | 7.6983 | 0.49132 | 8 | 0.18961
25656 | 5 | 1 | 365 | 5.694 | 0.45808 | 6 | 0.15208
25839 | 8.25 | 1 | 365 | 9.3951 | 0.90583 | 10 | 0.30093
19675 | 8.58 | 1 | 365 | 9.7709 | 0.66207 | 10 | 0.43297
27001 | 7 | 1 | 365 | 7.9716 | 0.041312 | 8 | 0.012912
27291 | 9.5 | 1 | 365 | 10.8186 | 0.77035 | 11 | 0.58895
28070 | 7.75 | 1 | 365 | 8.8257 | 0.76002 | 9 | 0.58572
28197 | 13.26 | 1 | 365 | 15.1005 | 0.38683 | 15 | 0.48732
28156 | 5.72 | 1 | 365 | 6.5139 | 0.10804 | 6 | 0.62198
27657 | 3.9 | 1 | 365 | 4.4413 | 0.9373 | 5 | 0.37862
28198 | 6.5 | 1 | 365 | 7.4022 | 0.8955 | 8 | 0.2977
19781 | 4.68 | 1 | 365 | 5.3296 | 0.72476 | 6 | 0.054347
28195 | 5.2 | 1 | 365 | 5.9218 | 0.9164 | 6 | 0.83816
28201 | 7.8 | 1 | 365 | 8.8826 | 0.8746 | 9 | 0.75724
20498 | 8.32 | 1 | 365 | 9.4748 | 0.066245 | 9 | 0.54106
28202 | 8.84 | 1 | 365 | 10.067 | 0.25789 | 10 | 0.32488
28180 | 4.16 | 1 | 365 | 4.7374 | 0.53312 | 5 | 0.27053
28204 | 6.76 | 1 | 365 | 7.6983 | 0.49132 | 8 | 0.18961
28205 | 9.36 | 1 | 365 | 10.6592 | 0.44953 | 11 | 0.10869
28207 | 4.42 | 1 | 365 | 5.0335 | 0.12894 | 5 | 0.16244
28203 | 5.2 | 1 | 365 | 5.9218 | 0.9164 | 6 | 0.83816
28209 | 5.98 | 1 | 365 | 6.81 | 0.70386 | 7 | 0.51389
28164 | 6.375 | 1 | 365 | 7.2599 | 0.60905 | 7 | 0.8689
24320 | 8.58 | 1 | 365 | 9.7709 | 0.66207 | 10 | 0.43297
25593 | 8.32 | 1 | 365 | 9.4748 | 0.066245 | 9 | 0.54106
24104 | 8.32 | 1 | 365 | 9.4748 | 0.066245 | 9 | 0.54106
28080 | 8.06 | 1 | 365 | 9.1787 | 0.47042 | 9 | 0.64915
28139 | 9.62 | 1 | 365 | 10.9553 | 0.045346 | 11 | 0.00060192
28140 | 11.44 | 1 | 365 | 13.0279 | 0.21609 | 13 | 0.24396
28130 | 7.54 | 1 | 365 | 8.5866 | 0.27878 | 8 | 0.86534
27566 | 6.63 | 1 | 365 | 7.5502 | 0.19341 | 7 | 0.74366
15941 | 10.455 | 1 | 365 | 11.9062 | 0.95885 | 12 | 0.865
28210 | 2.86 | 1 | 365 | 3.257 | 0.55402 | 3 | 0.81099
28143 | 3.12 | 1 | 365 | 3.5531 | 0.14984 | 3 | 0.7029
28144 | 10.725 | 1 | 365 | 12.2136 | 0.57758 | 12 | 0.79121
28169 | 10.4 | 1 | 365 | 11.8435 | 0.83281 | 12 | 0.67633
28212 | 4.94 | 1 | 365 | 5.6257 | 0.32058 | 5 | 0.94626
27541 | 10.14 | 1 | 365 | 11.5474 | 0.23699 | 11 | 0.78442
28132 | 4.94 | 1 | 365 | 5.6257 | 0.32058 | 5 | 0.94626
28124 | 7.28 | 1 | 365 | 8.2905 | 0.68296 | 8 | 0.97343
27559 | 6.12 | 1 | 365 | 6.9695 | 0.02469 | 6 | 0.99415
27568 | 11.73 | 1 | 365 | 13.3581 | 0.88066 | 14 | 0.23878
27587 | 7.75 | 1 | 365 | 8.8257 | 0.76002 | 9 | 0.58572
26754 | 5.98 | 1 | 365 | 6.81 | 0.70386 | 7 | 0.51389
27598 | 10.5 | 1 | 365 | 11.9574 | 0.061968 | 12 | 0.019368
26708 | 7.28 | 1 | 365 | 8.2905 | 0.68296 | 8 | 0.97343
27622 | 5.865 | 1 | 365 | 6.6791 | 0.44033 | 7 | 0.11939
26703 | 5.98 | 1 | 365 | 6.81 | 0.70386 | 7 | 0.51389
27624 | 4.42 | 1 | 365 | 5.0335 | 0.12894 | 5 | 0.16244
28161 | 5.1 | 1 | 365 | 5.8079 | 0.68724 | 6 | 0.49512
28159 | 2.385 | 1 | 365 | 2.716 | 0.4655 | 3 | 0.18154
28163 | 4.16 | 1 | 365 | 4.7374 | 0.53312 | 5 | 0.27053
27534 | 5.98 | 1 | 365 | 6.81 | 0.70386 | 7 | 0.51389
28166 | 8.502 | 1 | 365 | 9.6821 | 0.48332 | 10 | 0.1654
28165 | 5.3 | 1 | 365 | 6.0356 | 0.14556 | 6 | 0.1812
27538 | 9.1 | 1 | 365 | 10.3631 | 0.85371 | 11 | 0.21679
28171 | 8.58 | 1 | 365 | 9.7709 | 0.66207 | 10 | 0.43297
28170 | 8.925 | 1 | 365 | 10.1638 | 0.45267 | 10 | 0.61646
27544 | 6.12 | 1 | 365 | 6.9695 | 0.02469 | 6 | 0.99415
28173 | 2.6 | 1 | 365 | 2.9609 | 0.9582 | 3 | 0.91908
26752 | 3.9 | 1 | 365 | 4.4413 | 0.9373 | 5 | 0.37862
28174 | 5.98 | 1 | 365 | 6.81 | 0.70386 | 7 | 0.51389
23600 | 9.36 | 1 | 365 | 10.6592 | 0.44953 | 11 | 0.10869
28320 | 11.18 | 1 | 365 | 12.7318 | 0.62027 | 13 | 0.35205
28325 | 4.16 | 1 | 365 | 4.7374 | 0.53312 | 5 | 0.27053
27707 | 4.08 | 1 | 365 | 4.6463 | 0.34979 | 4 | 0.9961
27696 | 4.68 | 1 | 365 | 5.3296 | 0.72476 | 6 | 0.054347
27709 | 4.68 | 1 | 365 | 5.3296 | 0.72476 | 6 | 0.054347
21201 | 12.22 | 1 | 365 | 13.9161 | 0.0035475 | 13 | 0.91968
28328 | 2.86 | 1 | 365 | 3.257 | 0.55402 | 3 | 0.81099
28331 | 11.7 | 1 | 365 | 13.324 | 0.81191 | 14 | 0.13587
27726 | 7.14 | 1 | 365 | 8.131 | 0.36214 | 8 | 0.49317
27712 | 3.9 | 1 | 365 | 4.4413 | 0.9373 | 5 | 0.37862
28326 | 5.46 | 1 | 365 | 6.2178 | 0.51222 | 6 | 0.73007
28335 | 11.118 | 1 | 365 | 12.6612 | 0.47819 | 13 | 0.13937
27760 | 13.96 | 1 | 365 | 15.8976 | 0.99096 | 16 | 0.88861
28339 | 9.1 | 1 | 365 | 10.3631 | 0.85371 | 11 | 0.21679
28334 | 7.8 | 1 | 365 | 8.8826 | 0.8746 | 9 | 0.75724
28338 | 11.18 | 1 | 365 | 12.7318 | 0.62027 | 13 | 0.35205
28341 | 5.2 | 1 | 365 | 5.9218 | 0.9164 | 6 | 0.83816
28343 | 5.565 | 1 | 365 | 6.3374 | 0.75284 | 7 | 0.090265
27725 | 11.18 | 1 | 365 | 12.7318 | 0.62027 | 13 | 0.35205
27764 | 9.945 | 1 | 365 | 11.3254 | 0.79012 | 12 | 0.11549
28345 | 7.28 | 1 | 365 | 8.2905 | 0.68296 | 8 | 0.97343
28346 | 11.7 | 1 | 365 | 13.324 | 0.81191 | 14 | 0.13587
27717 | 3.825 | 1 | 365 | 4.3559 | 0.76543 | 5 | 0.12134
28349 | 17.658 | 1 | 365 | 20.1089 | 0.46536 | 20 | 0.57429
28350 | 6.76 | 1 | 365 | 7.6983 | 0.49132 | 8 | 0.18961
21311 | 6.375 | 1 | 365 | 7.2599 | 0.60905 | 7 | 0.8689
28342 | 3.12 | 1 | 365 | 3.5531 | 0.55032 | 4 | 0.10338
17066 | 5.2 | 1 | 365 | 5.9218 | 0.9164 | 6 | 0.83816
28340 | 7.905 | 1 | 365 | 9.0022 | 0.11522 | 9 | 0.11744
28353 | 4.59 | 1 | 365 | 5.2271 | 0.51852 | 5 | 0.74561
28359 | 5.46 | 1 | 365 | 6.2178 | 0.51222 | 6 | 0.73007
27686 | 6.5 | 1 | 365 | 7.4022 | 0.8955 | 8 | 0.2977
27683 | 16.9 | 1 | 365 | 19.2457 | 0.72831 | 19 | 0.97403
27857 | 4.68 | 1 | 365 | 5.3296 | 0.72476 | 6 | 0.054347
27859 | 4.42 | 1 | 365 | 5.0335 | 0.12894 | 5 | 0.16244
27688 | 3.64 | 1 | 365 | 4.1452 | 0.34148 | 4 | 0.48671
27708 | 8.58 | 1 | 365 | 9.7709 | 0.66207 | 10 | 0.43297
27861 | 7.54 | 1 | 365 | 8.5866 | 0.27878 | 8 | 0.86534
27710 | 8.06 | 1 | 365 | 9.1787 | 0.47042 | 9 | 0.64915
27623 | 7.28 | 1 | 365 | 8.2905 | 0.68296 | 8 | 0.97343
27711 | 2.04 | 1 | 365 | 2.3232 | 0.6749 | 2 | 0.99805
27627 | 7.14 | 1 | 365 | 8.131 | 0.36214 | 8 | 0.49317
27713 | 5.61 | 1 | 365 | 6.3887 | 0.85597 | 7 | 0.24463
27719 | 5.46 | 1 | 365 | 6.2178 | 0.51222 | 6 | 0.73007
27714 | 6.76 | 1 | 365 | 7.6983 | 0.49132 | 8 | 0.18961
27784 | 7.28 | 1 | 365 | 8.2905 | 0.68296 | 8 | 0.97343
27769 | 7.905 | 1 | 365 | 9.0022 | 0.11522 | 9 | 0.11744
28437 | 3.12 | 1 | 365 | 3.5531 | 0.14984 | 3 | 0.7029
28439 | 8.32 | 1 | 365 | 9.4748 | 0.066245 | 9 | 0.54106
28322 | 3.12 | 1 | 365 | 3.5531 | 0.14984 | 3 | 0.7029
28433 | 10.92 | 1 | 365 | 12.4357 | 0.024447 | 12 | 0.46014
28440 | 2.86 | 1 | 365 | 3.257 | 0.55402 | 3 | 0.81099
28234 | 5.98 | 1 | 365 | 6.81 | 0.70386 | 7 | 0.51389
28447 | 8.84 | 1 | 365 | 10.067 | 0.25789 | 10 | 0.32488
28448 | 5.46 | 1 | 365 | 6.2178 | 0.51222 | 6 | 0.73007
28449 | 4.42 | 1 | 365 | 5.0335 | 0.12894 | 5 | 0.16244
28361 | 7.8 | 1 | 365 | 8.8826 | 0.8746 | 9 | 0.75724
28450 | 7.28 | 1 | 365 | 8.2905 | 0.68296 | 8 | 0.97343
28363 | 3.9 | 1 | 365 | 4.4413 | 0.9373 | 5 | 0.37862
28456 | 4.42 | 1 | 365 | 5.0335 | 0.12894 | 5 | 0.16244
28458 | 4.16 | 1 | 365 | 4.7374 | 0.53312 | 5 | 0.27053
28360 | 2.6 | 1 | 365 | 2.9609 | 0.9582 | 3 | 0.91908
28462 | 8.58 | 1 | 365 | 9.7709 | 0.66207 | 10 | 0.43297
28464 | 8.06 | 1 | 365 | 9.1787 | 0.47042 | 9 | 0.64915
28367 | 4.08 | 1 | 365 | 4.6463 | 0.34979 | 4 | 0.9961
28432 | 9.945 | 1 | 365 | 11.3254 | 0.79012 | 12 | 0.11549
28435 | 7.02 | 1 | 365 | 7.9944 | 0.087144 | 8 | 0.08152
21330 | 8.32 | 1 | 365 | 9.4748 | 0.066245 | 9 | 0.54106
28441 | 8.32 | 1 | 365 | 9.4748 | 0.066245 | 9 | 0.54106
28400 | 4.16 | 1 | 365 | 4.7374 | 0.53312 | 5 | 0.27053
28452 | 5.72 | 1 | 365 | 6.5139 | 0.10804 | 6 | 0.62198
28453 | 8.84 | 1 | 365 | 10.067 | 0.25789 | 10 | 0.32488
28369 | 3.64 | 1 | 365 | 4.1452 | 0.34148 | 4 | 0.48671
28459 | 5.46 | 1 | 365 | 6.2178 | 0.51222 | 6 | 0.73007
28468 | 10.14 | 1 | 365 | 11.5474 | 0.23699 | 11 | 0.78442
28371 | 4.95 | 1 | 365 | 5.6371 | 0.3435 | 5 | 0.98056
28467 | 3.64 | 1 | 365 | 4.1452 | 0.34148 | 4 | 0.48671
28370 | 5.72 | 1 | 365 | 6.5139 | 0.10804 | 6 | 0.62198
28455 | 5.2 | 1 | 365 | 5.9218 | 0.9164 | 6 | 0.83816
27845 | 5.1 | 1 | 365 | 5.8079 | 0.68724 | 6 | 0.49512
28476 | 14.04 | 1 | 365 | 15.9888 | 0.17429 | 16 | 0.16304
28352 | 7.905 | 1 | 365 | 9.0022 | 0.11522 | 9 | 0.11744
28373 | 6.24 | 1 | 365 | 7.1061 | 0.29968 | 7 | 0.4058
28329 | 17.68 | 1 | 365 | 20.134 | 0.51577 | 20 | 0.64975
28478 | 8.84 | 1 | 365 | 10.067 | 0.25789 | 10 | 0.32488
28374 | 8.25 | 1 | 365 | 9.3951 | 0.90583 | 10 | 0.30093
28348 | 8.58 | 1 | 365 | 9.7709 | 0.66207 | 10 | 0.43297
28377 | 7.65 | 1 | 365 | 8.7118 | 0.53086 | 9 | 0.24268
28378 | 7.8 | 1 | 365 | 8.8826 | 0.8746 | 9 | 0.75724
27546 | 7.905 | 1 | 365 | 9.0022 | 0.11522 | 9 | 0.11744
27355 | 3.825 | 1 | 365 | 4.3559 | 0.76543 | 5 | 0.12134
20576 | 7.8 | 1 | 365 | 8.8826 | 0.8746 | 9 | 0.75724
27614 | 9.5 | 1 | 365 | 10.8186 | 0.77035 | 11 | 0.58895
28380 | 5.2 | 1 | 365 | 5.9218 | 0.9164 | 6 | 0.83816
28475 | 7.15 | 1 | 365 | 8.1424 | 0.38505 | 8 | 0.52747
28379 | 9.36 | 1 | 365 | 10.6592 | 0.44953 | 11 | 0.10869
28479 | 7.975 | 1 | 365 | 9.0819 | 0.27564 | 9 | 0.35757
28381 | 7.02 | 1 | 365 | 7.9944 | 0.087144 | 8 | 0.08152
28480 | 9.35 | 1 | 365 | 10.6478 | 0.42661 | 11 | 0.07439
27692 | 4.845 | 1 | 365 | 5.5175 | 0.10288 | 5 | 0.62037
28383 | 3.6 | 1 | 365 | 4.0997 | 0.24982 | 4 | 0.3495
28384 | 6.5 | 1 | 365 | 7.4022 | 0.8955 | 8 | 0.2977
27766 | 2.55 | 1 | 365 | 2.9039 | 0.84362 | 3 | 0.74756
28387 | 7.8 | 1 | 365 | 8.8826 | 0.8746 | 9 | 0.75724
28386 | 5.98 | 1 | 365 | 6.81 | 0.70386 | 7 | 0.51389
28388 | 4.42 | 1 | 365 | 5.0335 | 0.12894 | 5 | 0.16244
27691 | 3.38 | 1 | 365 | 3.8491 | 0.74566 | 4 | 0.59481
27767 | 3.9 | 1 | 365 | 4.4413 | 0.9373 | 5 | 0.37862
27613 | 10.92 | 1 | 365 | 12.4357 | 0.024447 | 12 | 0.46014
28856 | 4.905 | 1 | 365 | 5.5858 | 0.24038 | 5 | 0.82619
28220 | 8.58 | 1 | 365 | 9.7709 | 0.66207 | 10 | 0.43297
28389 | 5.46 | 1 | 365 | 6.2178 | 0.51222 | 6 | 0.73007
28391 | 4.42 | 1 | 365 | 5.0335 | 0.12894 | 5 | 0.16244
28393 | 5.49 | 1 | 365 | 6.252 | 0.58097 | 6 | 0.83298
28392 | 10.175 | 1 | 365 | 11.5873 | 0.31719 | 11 | 0.90448
28372 | 9.1 | 1 | 365 | 10.3631 | 0.85371 | 11 | 0.21679
21423 | 8.84 | 1 | 365 | 10.067 | 0.25789 | 10 | 0.32488
28395 | 7.8 | 1 | 365 | 8.8826 | 0.8746 | 9 | 0.75724
28394 | 5.2 | 1 | 365 | 5.9218 | 0.9164 | 6 | 0.83816
27849 | 4.42 | 1 | 365 | 5.0335 | 0.12894 | 5 | 0.16244
27756 | 4.42 | 1 | 365 | 5.0335 | 0.12894 | 5 | 0.16244
28402 | 8.12 | 1 | 365 | 9.2471 | 0.60792 | 9 | 0.85498
28401 | 14.04 | 1 | 365 | 15.9888 | 0.17429 | 16 | 0.16304
27761 | 7.02 | 1 | 365 | 7.9944 | 0.087144 | 8 | 0.08152
28406 | 6.27 | 1 | 365 | 7.1403 | 0.36843 | 7 | 0.50871
27563 | 9.18 | 1 | 365 | 10.4542 | 0.037035 | 10 | 0.49122
28403 | 7.54 | 1 | 365 | 8.5866 | 0.27878 | 8 | 0.86534
28408 | 5.98 | 1 | 365 | 6.81 | 0.70386 | 7 | 0.51389
27567 | 13.515 | 1 | 365 | 15.3909 | 0.97119 | 16 | 0.36207
28407 | 9.62 | 1 | 365 | 10.9553 | 0.045346 | 11 | 0.00060192
28405 | 12.48 | 1 | 365 | 14.2122 | 0.59937 | 14 | 0.81159
27603 | 8.84 | 1 | 365 | 10.067 | 0.25789 | 10 | 0.32488
28410 | 5.2 | 1 | 365 | 5.9218 | 0.9164 | 6 | 0.83816
27851 | 4.845 | 1 | 365 | 5.5175 | 0.10288 | 5 | 0.62037
28409 | 4.16 | 1 | 365 | 4.7374 | 0.53312 | 5 | 0.27053
28412 | 4.16 | 1 | 365 | 4.7374 | 0.53312 | 5 | 0.27053
28227 | 8.84 | 1 | 365 | 10.067 | 0.25789 | 10 | 0.32488
28411 | 3.38 | 1 | 365 | 3.8491 | 0.74566 | 4 | 0.59481
28229 | 13.78 | 1 | 365 | 15.6927 | 0.57847 | 16 | 0.27113
28414 | 4.68 | 1 | 365 | 5.3296 | 0.72476 | 6 | 0.054347
28417 | 3.64 | 1 | 365 | 4.1452 | 0.34148 | 4 | 0.48671
28416 | 7.32 | 1 | 365 | 8.336 | 0.77463 | 9 | 0.11065
27668 | 8.16 | 1 | 365 | 9.2926 | 0.69959 | 9 | 0.99219
28413 | 5.355 | 1 | 365 | 6.0983 | 0.2716 | 6 | 0.36988
28415 | 12.48 | 1 | 365 | 14.2122 | 0.59937 | 14 | 0.81159
28223 | 8.32 | 1 | 365 | 9.4748 | 0.066245 | 9 | 0.54106
27854 | 3.825 | 1 | 365 | 4.3559 | 0.76543 | 5 | 0.12134
28225 | 4.68 | 1 | 365 | 5.3296 | 0.72476 | 6 | 0.054347
28217 | 12.22 | 1 | 365 | 13.9161 | 0.0035475 | 13 | 0.91968
28418 | 5.2 | 1 | 365 | 5.9218 | 0.9164 | 6 | 0.83816
27672 | 7.02 | 1 | 365 | 7.9944 | 0.087144 | 8 | 0.08152
28419 | 9.62 | 1 | 365 | 10.9553 | 0.045346 | 11 | 0.00060192
27591 | 6.5 | 1 | 365 | 7.4022 | 0.8955 | 8 | 0.2977
27855 | 8.84 | 1 | 365 | 10.067 | 0.25789 | 10 | 0.32488
28422 | 4.16 | 1 | 365 | 4.7374 | 0.53312 | 5 | 0.27053
28233 | 8.925 | 1 | 365 | 10.1638 | 0.45267 | 10 | 0.61646
27856 | 4.94 | 1 | 365 | 5.6257 | 0.32058 | 5 | 0.94626
28214 | 5.2 | 1 | 365 | 5.9218 | 0.9164 | 6 | 0.83816
28424 | 7.8 | 1 | 365 | 8.8826 | 0.8746 | 9 | 0.75724
28421 | 6.24 | 1 | 365 | 7.1061 | 0.29968 | 7 | 0.4058
28423 | 5.2 | 1 | 365 | 5.9218 | 0.9164 | 6 | 0.83816
28211 | 6.5 | 1 | 365 | 7.4022 | 0.8955 | 8 | 0.2977
28481 | 6.875 | 1 | 365 | 7.8293 | 0.75486 | 8 | 0.58411
20910 | 4.94 | 1 | 365 | 5.6257 | 0.32058 | 5 | 0.94626
28482 | 10.8 | 1 | 365 | 12.299 | 0.74945 | 13 | 0.048493
28483 | 2.7 | 1 | 365 | 3.0748 | 0.18736 | 3 | 0.26212
28486 | 10.8 | 1 | 365 | 12.299 | 0.74945 | 13 | 0.048493
28487 | 9.25 | 1 | 365 | 10.5339 | 0.19745 | 10 | 0.73135
28484 | 3.9 | 1 | 365 | 4.4413 | 0.9373 | 5 | 0.37862
28473 | 6.625 | 1 | 365 | 7.5446 | 0.18196 | 7 | 0.72651
28488 | 8.48 | 1 | 365 | 9.657 | 0.4329 | 10 | 0.089928
28016 | 4.64 | 1 | 365 | 5.284 | 0.6331 | 5 | 0.91713
28491 | 3.825 | 1 | 365 | 4.3559 | 0.76543 | 5 | 0.12134
28490 | 3.825 | 1 | 365 | 4.3559 | 0.76543 | 5 | 0.12134
28489 | 5.98 | 1 | 365 | 6.81 | 0.70386 | 7 | 0.51389
28492 | 7.25 | 1 | 365 | 8.2563 | 0.61422 | 8 | 0.87052
28494 | 9.9 | 1 | 365 | 11.2741 | 0.687 | 11 | 0.96112
28496 | 11 | 1 | 365 | 12.5268 | 0.20778 | 12 | 0.73458
28498 | 13 | 1 | 365 | 14.8044 | 0.79101 | 15 | 0.59541
28499 | 10.175 | 1 | 365 | 11.5873 | 0.31719 | 11 | 0.90448
28501 | 4.16 | 1 | 365 | 4.7374 | 0.53312 | 5 | 0.27053
28451 | 13.78 | 1 | 365 | 15.6927 | 0.57847 | 16 | 0.27113
28500 | 5.5 | 1 | 365 | 6.2634 | 0.60389 | 6 | 0.86729
28485 | 4.68 | 1 | 365 | 5.3296 | 0.72476 | 6 | 0.054347
28457 | 9.88 | 1 | 365 | 11.2513 | 0.64117 | 11 | 0.89251
28505 | 11.96 | 1 | 365 | 13.62 | 0.40773 | 14 | 0.027775
28511 | 3.025 | 1 | 365 | 3.4449 | 0.93214 | 4 | 0.37701
28504 | 8.06 | 1 | 365 | 9.1787 | 0.47042 | 9 | 0.64915
28508 | 4.94 | 1 | 365 | 5.6257 | 0.32058 | 5 | 0.94626
28507 | 5.5 | 1 | 365 | 6.2634 | 0.60389 | 6 | 0.86729
28502 | 11.96 | 1 | 365 | 13.62 | 0.40773 | 14 | 0.027775
28463 | 6.5 | 1 | 365 | 7.4022 | 0.8955 | 8 | 0.2977
28471 | 4.94 | 1 | 365 | 5.6257 | 0.32058 | 5 | 0.94626
28514 | 2.34 | 1 | 365 | 2.6648 | 0.36238 | 3 | 0.027173
28517 | 7.54 | 1 | 365 | 8.5866 | 0.27878 | 8 | 0.86534
28516 | 6.76 | 1 | 365 | 7.6983 | 0.49132 | 8 | 0.18961
28520 | 10.66 | 1 | 365 | 12.1396 | 0.42863 | 12 | 0.56823
28521 | 9.1 | 1 | 365 | 10.3631 | 0.85371 | 11 | 0.21679
28522 | 6.6 | 1 | 365 | 7.5161 | 0.12467 | 7 | 0.64075
28523 | 5.25 | 1 | 365 | 5.9787 | 0.030984 | 6 | 0.009684
28525 | 10.45 | 1 | 365 | 11.9005 | 0.94739 | 12 | 0.84785
28526 | 7.7 | 1 | 365 | 8.7688 | 0.64544 | 9 | 0.4142
28260 | 7.65 | 1 | 365 | 8.7118 | 0.53086 | 9 | 0.24268
28537 | 12.426 | 1 | 365 | 14.1507 | 0.47562 | 14 | 0.62635
28532 | 4.14 | 1 | 365 | 4.7146 | 0.48729 | 5 | 0.20192
28533 | 9.156 | 1 | 365 | 10.4269 | 0.98204 | 11 | 0.40889
27878 | 3.12 | 1 | 365 | 3.5531 | 0.14984 | 3 | 0.7029
27883 | 8.67 | 1 | 365 | 9.8734 | 0.86831 | 10 | 0.74171
5604 | 2798.64 | 0.9 | 365 | 2868.3821 | 0.067382 | 2868 | 0.44949
24897 | 3.85 | 1 | 365 | 4.3844 | 0.82272 | 5 | 0.2071
25321 | 10.725 | 1 | 365 | 12.2136 | 0.57758 | 12 | 0.79121
25694 | 10.2 | 1 | 365 | 11.6158 | 0.37448 | 11 | 0.99024
25696 | 10.4 | 1 | 365 | 11.8435 | 0.83281 | 12 | 0.67633
25700 | 7.8 | 1 | 365 | 8.8826 | 0.8746 | 9 | 0.75724
25976 | 9 | 1 | 365 | 10.2492 | 0.62454 | 10 | 0.87374
26725 | 8.37 | 1 | 365 | 9.5318 | 0.18083 | 9 | 0.71258
17638 | 7.65 | 1 | 365 | 8.7118 | 0.53086 | 9 | 0.24268
26837 | 6.73 | 1 | 365 | 7.6641 | 0.42258 | 8 | 0.0867
27881 | 6.24 | 1 | 365 | 7.1061 | 0.29968 | 7 | 0.4058
27189 | 7.02 | 1 | 365 | 7.9944 | 0.087144 | 8 | 0.08152
27235 | 5.94 | 1 | 365 | 6.7645 | 0.6122 | 7 | 0.37667
27885 | 16.83 | 1 | 365 | 19.166 | 0.5679 | 19 | 0.7339
21284 | 11.18 | 1 | 365 | 12.7318 | 0.62027 | 13 | 0.35205
27606 | 12.24 | 1 | 365 | 13.9389 | 0.04938 | 13 | 0.98829
27888 | 10.5 | 1 | 365 | 11.9574 | 0.061968 | 12 | 0.019368
27650 | 3.825 | 1 | 365 | 4.3559 | 0.76543 | 5 | 0.12134
28535 | 6.63 | 1 | 365 | 7.5502 | 0.19341 | 7 | 0.74366
27940 | 9.54 | 1 | 365 | 10.8642 | 0.86202 | 11 | 0.72617
28021 | 2.04 | 1 | 365 | 2.3232 | 0.6749 | 2 | 0.99805
27906 | 5.46 | 1 | 365 | 6.2178 | 0.51222 | 6 | 0.73007
28059 | 7.29 | 1 | 365 | 8.3019 | 0.70588 | 9 | 0.0077326
28536 | 7.395 | 1 | 365 | 8.4214 | 0.9465 | 9 | 0.36793
28063 | 12.42 | 1 | 365 | 14.1439 | 0.46187 | 14 | 0.60577
28095 | 5.98 | 1 | 365 | 6.81 | 0.70386 | 7 | 0.51389
28102 | 4.68 | 1 | 365 | 5.3296 | 0.72476 | 6 | 0.054347
27860 | 2.5 | 1 | 365 | 2.847 | 0.72904 | 3 | 0.57604
27862 | 5.46 | 1 | 365 | 6.2178 | 0.51222 | 6 | 0.73007
22289 | 4.16 | 1 | 365 | 4.7374 | 0.53312 | 5 | 0.27053
27877 | 4.42 | 1 | 365 | 5.0335 | 0.12894 | 5 | 0.16244
27788 | 5.865 | 1 | 365 | 6.6791 | 0.44033 | 7 | 0.11939
27795 | 6.375 | 1 | 365 | 7.2599 | 0.60905 | 7 | 0.8689
28542 | 6.76 | 1 | 365 | 7.6983 | 0.49132 | 8 | 0.18961
27803 | 14.04 | 1 | 365 | 15.9888 | 0.17429 | 16 | 0.16304
27808 | 8.16 | 1 | 365 | 9.2926 | 0.69959 | 9 | 0.99219
27880 | 15.81 | 1 | 365 | 18.0044 | 0.23045 | 18 | 0.23488
27810 | 5.145 | 1 | 365 | 5.8591 | 0.79036 | 6 | 0.64949
27815 | 4.845 | 1 | 365 | 5.5175 | 0.10288 | 5 | 0.62037
28239 | 5.98 | 1 | 365 | 6.81 | 0.70386 | 7 | 0.51389
28236 | 7.02 | 1 | 365 | 7.9944 | 0.087144 | 8 | 0.08152
27600 | 5.2 | 1 | 365 | 5.9218 | 0.9164 | 6 | 0.83816
28238 | 7.02 | 1 | 365 | 7.9944 | 0.087144 | 8 | 0.08152
28241 | 10.4 | 1 | 365 | 11.8435 | 0.83281 | 12 | 0.67633
27836 | 10.455 | 1 | 365 | 11.9062 | 0.95885 | 12 | 0.865
27838 | 12.75 | 1 | 365 | 14.5197 | 0.2181 | 14 | 0.7378
22617 | 3.38 | 1 | 365 | 3.8491 | 0.74566 | 4 | 0.59481
28243 | 7.54 | 1 | 365 | 8.5866 | 0.27878 | 8 | 0.86534
27837 | 8 | 1 | 365 | 9.1104 | 0.33293 | 9 | 0.44333
27630 | 10.2 | 1 | 365 | 11.6158 | 0.37448 | 11 | 0.99024
27839 | 1.53 | 1 | 365 | 1.7424 | 0.50617 | 2 | 0.24854
27882 | 6.885 | 1 | 365 | 7.8406 | 0.77778 | 8 | 0.61841
27634 | 8.415 | 1 | 365 | 9.583 | 0.28395 | 9 | 0.86695
27936 | 10.965 | 1 | 365 | 12.4869 | 0.12757 | 12 | 0.61451
27915 | 7.54 | 1 | 365 | 8.5866 | 0.27878 | 8 | 0.86534
28248 | 4.68 | 1 | 365 | 5.3296 | 0.72476 | 6 | 0.054347
27869 | 4.16 | 1 | 365 | 4.7374 | 0.53312 | 5 | 0.27053
27887 | 3.9 | 1 | 365 | 4.4413 | 0.9373 | 5 | 0.37862
27941 | 5.46 | 1 | 365 | 6.2178 | 0.51222 | 6 | 0.73007
27678 | 6.76 | 1 | 365 | 7.6983 | 0.49132 | 8 | 0.18961
27889 | 3.315 | 1 | 365 | 3.7751 | 0.59671 | 4 | 0.37183
23705 | 4.94 | 1 | 365 | 5.6257 | 0.32058 | 5 | 0.94626
27899 | 7.54 | 1 | 365 | 8.5866 | 0.27878 | 8 | 0.86534
27907 | 7.28 | 1 | 365 | 8.2905 | 0.68296 | 8 | 0.97343
27930 | 7.905 | 1 | 365 | 9.0022 | 0.11522 | 9 | 0.11744
28583 | 8.06 | 1 | 365 | 9.1787 | 0.47042 | 9 | 0.64915
28587 | 12.22 | 1 | 365 | 13.9161 | 0.0035475 | 13 | 0.91968
28585 | 8.06 | 1 | 365 | 9.1787 | 0.47042 | 9 | 0.64915
28590 | 5.72 | 1 | 365 | 6.5139 | 0.10804 | 6 | 0.62198
28591 | 10.66 | 1 | 365 | 12.1396 | 0.42863 | 12 | 0.56823
28593 | 8.84 | 1 | 365 | 10.067 | 0.25789 | 10 | 0.32488
28597 | 9.36 | 1 | 365 | 10.6592 | 0.44953 | 11 | 0.10869
28598 | 10.66 | 1 | 365 | 12.1396 | 0.42863 | 12 | 0.56823
28607 | 8.32 | 1 | 365 | 9.4748 | 0.066245 | 9 | 0.54106
28613 | 5.98 | 1 | 365 | 6.81 | 0.70386 | 7 | 0.51389
28625 | 3.24 | 1 | 365 | 3.6897 | 0.42484 | 4 | 0.11455
28616 | 14.3 | 1 | 365 | 16.2848 | 0.77011 | 17 | 0.054949
28621 | 9.62 | 1 | 365 | 10.9553 | 0.045346 | 11 | 0.00060192
28623 | 5.46 | 1 | 365 | 6.2178 | 0.51222 | 6 | 0.73007
28624 | 5.035 | 1 | 365 | 5.7339 | 0.53829 | 6 | 0.27214
28589 | 9.88 | 1 | 365 | 11.2513 | 0.64117 | 11 | 0.89251
28588 | 4.16 | 1 | 365 | 4.7374 | 0.53312 | 5 | 0.27053
28626 | 7.54 | 1 | 365 | 8.5866 | 0.27878 | 8 | 0.86534
28627 | 4.94 | 1 | 365 | 5.6257 | 0.32058 | 5 | 0.94626
28603 | 4.68 | 1 | 365 | 5.3296 | 0.72476 | 6 | 0.054347
28614 | 4.16 | 1 | 365 | 4.7374 | 0.53312 | 5 | 0.27053
28634 | 4.16 | 1 | 365 | 4.7374 | 0.53312 | 5 | 0.27053
28628 | 3.9 | 1 | 365 | 4.4413 | 0.9373 | 5 | 0.37862
28608 | 13.52 | 1 | 365 | 15.3966 | 0.98265 | 16 | 0.37922
28584 | 11.825 | 1 | 365 | 13.4663 | 0.098359 | 13 | 0.56467
28586 | 4.4 | 1 | 365 | 5.0107 | 0.08311 | 5 | 0.09383
28604 | 12.1 | 1 | 365 | 13.7795 | 0.72855 | 14 | 0.50803
28605 | 8.06 | 1 | 365 | 9.1787 | 0.47042 | 9 | 0.64915
28606 | 9.075 | 1 | 365 | 10.3346 | 0.79642 | 11 | 0.13103
28631 | 8.91 | 1 | 365 | 10.1467 | 0.4183 | 10 | 0.56501
28630 | 4.4 | 1 | 365 | 5.0107 | 0.08311 | 5 | 0.09383
28635 | 7.15 | 1 | 365 | 8.1424 | 0.38505 | 8 | 0.52747
28636 | 5.2 | 1 | 365 | 5.9218 | 0.9164 | 6 | 0.83816
28010 | 11.88 | 1 | 365 | 13.5289 | 0.2244 | 13 | 0.75334
28249 | 10.14 | 1 | 365 | 11.5474 | 0.23699 | 11 | 0.78442
27642 | 10.41 | 1 | 365 | 11.8549 | 0.85572 | 12 | 0.71063
28250 | 8.84 | 1 | 365 | 10.067 | 0.25789 | 10 | 0.32488
28253 | 5.72 | 1 | 365 | 6.5139 | 0.10804 | 6 | 0.62198
20950 | 6.885 | 1 | 365 | 7.8406 | 0.77778 | 8 | 0.61841
28252 | 3.12 | 1 | 365 | 3.5531 | 0.14984 | 3 | 0.7029
28255 | 7.8 | 1 | 365 | 8.8826 | 0.8746 | 9 | 0.75724
28258 | 8.06 | 1 | 365 | 9.1787 | 0.47042 | 9 | 0.64915
28259 | 4.94 | 1 | 365 | 5.6257 | 0.32058 | 5 | 0.94626
28549 | 7.8 | 1 | 365 | 8.8826 | 0.8746 | 9 | 0.75724
28551 | 6.24 | 1 | 365 | 7.1061 | 0.29968 | 7 | 0.4058
28553 | 2.6 | 1 | 365 | 2.9609 | 0.9582 | 3 | 0.91908
27682 | 8.67 | 1 | 365 | 9.8734 | 0.86831 | 10 | 0.74171
28444 | 3.38 | 1 | 365 | 3.8491 | 0.74566 | 4 | 0.59481
27819 | 6.5 | 1 | 365 | 7.4022 | 0.8955 | 8 | 0.2977
28264 | 13.26 | 1 | 365 | 15.1005 | 0.38683 | 15 | 0.48732
28556 | 5.46 | 1 | 365 | 6.2178 | 0.51222 | 6 | 0.73007
28265 | 6.76 | 1 | 365 | 7.6983 | 0.49132 | 8 | 0.18961
27830 | 5.2 | 1 | 365 | 5.9218 | 0.9164 | 6 | 0.83816
28552 | 11.275 | 1 | 365 | 12.84 | 0.83797 | 13 | 0.67794
27832 | 14.3 | 1 | 365 | 16.2848 | 0.77011 | 17 | 0.054949
28546 | 7.14 | 1 | 365 | 8.131 | 0.36214 | 8 | 0.49317
28565 | 6.48 | 1 | 365 | 7.3794 | 0.84967 | 8 | 0.2291
28566 | 3.9 | 1 | 365 | 4.4413 | 0.9373 | 5 | 0.37862
27937 | 13.52 | 1 | 365 | 15.3966 | 0.98265 | 16 | 0.37922
28563 | 10.14 | 1 | 365 | 11.5474 | 0.23699 | 11 | 0.78442
28531 | 4.59 | 1 | 365 | 5.2271 | 0.51852 | 5 | 0.74561
22562 | 8.84 | 1 | 365 | 10.067 | 0.25789 | 10 | 0.32488
27956 | 10.445 | 1 | 365 | 11.8948 | 0.93593 | 12 | 0.8307
27738 | 9.36 | 1 | 365 | 10.6592 | 0.44953 | 11 | 0.10869
28562 | 7.02 | 1 | 365 | 7.9944 | 0.087144 | 8 | 0.08152
28639 | 9.88 | 1 | 365 | 11.2513 | 0.64117 | 11 | 0.89251
28573 | 3.64 | 1 | 365 | 4.1452 | 0.34148 | 4 | 0.48671
28582 | 2.805 | 1 | 365 | 3.1943 | 0.42798 | 3 | 0.62232
28571 | 9.1 | 1 | 365 | 10.3631 | 0.85371 | 11 | 0.21679
28572 | 10.66 | 1 | 365 | 12.1396 | 0.42863 | 12 | 0.56823
28640 | 8.84 | 1 | 365 | 10.067 | 0.25789 | 10 | 0.32488
28575 | 5.98 | 1 | 365 | 6.81 | 0.70386 | 7 | 0.51389
28574 | 5.1 | 1 | 365 | 5.8079 | 0.68724 | 6 | 0.49512
28577 | 5.83 | 1 | 365 | 6.6392 | 0.36012 | 6 | 0.99933
27510 | 5.7 | 1 | 365 | 6.4912 | 0.062211 | 6 | 0.55337
28579 | 10.2 | 1 | 365 | 11.6158 | 0.37448 | 11 | 0.99024
28580 | 10.4 | 1 | 365 | 11.8435 | 0.83281 | 12 | 0.67633
28558 | 13.26 | 1 | 365 | 15.1005 | 0.38683 | 15 | 0.48732
28581 | 8.8 | 1 | 365 | 10.0214 | 0.16622 | 10 | 0.18766
28117 | 3.64 | 1 | 365 | 4.1452 | 0.34148 | 4 | 0.48671
28759 | 3.9 | 1 | 365 | 4.4413 | 0.9373 | 5 | 0.37862
28754 | 8.84 | 1 | 365 | 10.067 | 0.25789 | 10 | 0.32488
28104 | 4.94 | 1 | 365 | 5.6257 | 0.32058 | 5 | 0.94626
28755 | 9.62 | 1 | 365 | 10.9553 | 0.045346 | 11 | 0.00060192
28751 | 9.18 | 1 | 365 | 10.4542 | 0.037035 | 10 | 0.49122
28097 | 8.58 | 1 | 365 | 9.7709 | 0.66207 | 10 | 0.43297
28056 | 8.84 | 1 | 365 | 10.067 | 0.25789 | 10 | 0.32488
28092 | 4.94 | 1 | 365 | 5.6257 | 0.32058 | 5 | 0.94626
28752 | 11.18 | 1 | 365 | 12.7318 | 0.62027 | 13 | 0.35205
28012 | 8.84 | 1 | 365 | 10.067 | 0.25789 | 10 | 0.32488
28720 | 3.9 | 1 | 365 | 4.4413 | 0.9373 | 5 | 0.37862
27933 | 5.72 | 1 | 365 | 6.5139 | 0.10804 | 6 | 0.62198
27927 | 9.88 | 1 | 365 | 11.2513 | 0.64117 | 11 | 0.89251
27939 | 3.12 | 1 | 365 | 3.5531 | 0.14984 | 3 | 0.7029
27923 | 6.76 | 1 | 365 | 7.6983 | 0.49132 | 8 | 0.18961
27945 | 6.24 | 1 | 365 | 7.1061 | 0.29968 | 7 | 0.4058
27948 | 2.295 | 1 | 365 | 2.6135 | 0.25926 | 2 | 0.8728
28053 | 9.435 | 1 | 365 | 10.7446 | 0.6214 | 11 | 0.36597
28061 | 8.84 | 1 | 365 | 10.067 | 0.25789 | 10 | 0.32488
27954 | 7.14 | 1 | 365 | 8.131 | 0.36214 | 8 | 0.49317
27953 | 7.14 | 1 | 365 | 8.131 | 0.36214 | 8 | 0.49317
28749 | 8.32 | 1 | 365 | 9.4748 | 0.066245 | 9 | 0.54106
28094 | 7.14 | 1 | 365 | 8.131 | 0.36214 | 8 | 0.49317
28098 | 5.98 | 1 | 365 | 6.81 | 0.70386 | 7 | 0.51389
28746 | 4.16 | 1 | 365 | 4.7374 | 0.53312 | 5 | 0.27053
28747 | 3.64 | 1 | 365 | 4.1452 | 0.34148 | 4 | 0.48671
28054 | 5.46 | 1 | 365 | 6.2178 | 0.51222 | 6 | 0.73007
28745 | 8.84 | 1 | 365 | 10.067 | 0.25789 | 10 | 0.32488
28062 | 4.94 | 1 | 365 | 5.6257 | 0.32058 | 5 | 0.94626
28737 | 9.36 | 1 | 365 | 10.6592 | 0.44953 | 11 | 0.10869
29048 | 3.64 | 1 | 365 | 4.1452 | 0.34148 | 4 | 0.48671
28805 | 5.2 | 1 | 365 | 5.9218 | 0.9164 | 6 | 0.83816
28803 | 5.46 | 1 | 365 | 6.2178 | 0.51222 | 6 | 0.73007
28802 | 4.48 | 1 | 365 | 5.1018 | 0.26644 | 5 | 0.36826
28795 | 9.1 | 1 | 365 | 10.3631 | 0.85371 | 11 | 0.21679
28791 | 3.9 | 1 | 365 | 4.4413 | 0.9373 | 5 | 0.37862
28153 | 7.54 | 1 | 365 | 8.5866 | 0.27878 | 8 | 0.86534
28188 | 5.2 | 1 | 365 | 5.9218 | 0.9164 | 6 | 0.83816
28787 | 6.24 | 1 | 365 | 7.1061 | 0.29968 | 7 | 0.4058
28761 | 6.5 | 1 | 365 | 7.4022 | 0.8955 | 8 | 0.2977
28757 | 7.8 | 1 | 365 | 8.8826 | 0.8746 | 9 | 0.75724
28756 | 2.34 | 1 | 365 | 2.6648 | 0.36238 | 3 | 0.027173
28762 | 3.9 | 1 | 365 | 4.4413 | 0.9373 | 5 | 0.37862
28119 | 4.08 | 1 | 365 | 4.6463 | 0.34979 | 4 | 0.9961
28765 | 6.27 | 1 | 365 | 7.1403 | 0.36843 | 7 | 0.50871
28767 | 7.54 | 1 | 365 | 8.5866 | 0.27878 | 8 | 0.86534
28764 | 3.9 | 1 | 365 | 4.4413 | 0.9373 | 5 | 0.37862
28121 | 5.72 | 1 | 365 | 6.5139 | 0.10804 | 6 | 0.62198
28107 | 3.9 | 1 | 365 | 4.4413 | 0.9373 | 5 | 0.37862
28783 | 4.94 | 1 | 365 | 5.6257 | 0.32058 | 5 | 0.94626
28770 | 6.375 | 1 | 365 | 7.2599 | 0.60905 | 7 | 0.8689
23473 | 3.64 | 1 | 365 | 4.1452 | 0.34148 | 4 | 0.48671
28748 | 9.36 | 1 | 365 | 10.6592 | 0.44953 | 11 | 0.10869
28162 | 7.905 | 1 | 365 | 9.0022 | 0.11522 | 9 | 0.11744
28155 | 4.68 | 1 | 365 | 5.3296 | 0.72476 | 6 | 0.054347
27951 | 2.55 | 1 | 365 | 2.9039 | 0.84362 | 3 | 0.74756
28785 | 3.12 | 1 | 365 | 3.5531 | 0.14984 | 3 | 0.7029
28641 | 9.62 | 1 | 365 | 10.9553 | 0.045346 | 11 | 0.00060192
28147 | 7.8 | 1 | 365 | 8.8826 | 0.8746 | 9 | 0.75724
27445 | 223.82 | 0.9 | 365 | 229.3976 | 0.61854 | 230 | 0.016138
28083 | 70.68 | 0.9 | 365 | 72.4413 | 0.77428 | 73 | 0.21562
28091 | 94.24 | 0.9 | 365 | 96.5885 | 0.3657 | 96 | 0.95416
28111 | 94.24 | 0.9 | 365 | 96.5885 | 0.3657 | 96 | 0.95416
27429 | 117.8 | 0.9 | 365 | 120.7356 | 0.95713 | 121 | 0.6927
28299 | 8.265 | 1 | 365 | 9.4122 | 0.94021 | 10 | 0.35239
28086 | 4.16 | 1 | 365 | 4.7374 | 0.53312 | 5 | 0.27053
28295 | 7.41 | 1 | 365 | 8.4385 | 0.98087 | 9 | 0.41938
28005 | 3.5 | 1 | 365 | 3.9858 | 0.020656 | 4 | 0.006456
28199 | 4.24 | 1 | 365 | 4.8285 | 0.71645 | 5 | 0.54496
28009 | 13 | 1 | 365 | 14.8044 | 0.79101 | 15 | 0.59541
28193 | 4.845 | 1 | 365 | 5.5175 | 0.10288 | 5 | 0.62037
28007 | 4.335 | 1 | 365 | 4.9367 | 0.93416 | 5 | 0.87085
28019 | 3.57 | 1 | 365 | 4.0655 | 0.18107 | 4 | 0.24659
28015 | 4.42 | 1 | 365 | 5.0335 | 0.12894 | 5 | 0.16244
28728 | 3.12 | 1 | 365 | 3.5531 | 0.14984 | 3 | 0.7029
28028 | 5.2 | 1 | 365 | 5.9218 | 0.9164 | 6 | 0.83816
28023 | 9.18 | 1 | 365 | 10.4542 | 0.037035 | 10 | 0.49122
28032 | 11.22 | 1 | 365 | 12.7773 | 0.71193 | 13 | 0.48927
28072 | 4.94 | 1 | 365 | 5.6257 | 0.32058 | 5 | 0.94626
28592 | 4.24 | 1 | 365 | 4.8285 | 0.71645 | 5 | 0.54496
28733 | 4.68 | 1 | 365 | 5.3296 | 0.72476 | 6 | 0.054347
28076 | 3.185 | 1 | 365 | 3.6271 | 0.2988 | 3 | 0.92587
24169 | 10.66 | 1 | 365 | 12.1396 | 0.42863 | 12 | 0.56823
28742 | 4.94 | 1 | 365 | 5.6257 | 0.32058 | 5 | 0.94626
28743 | 5.4 | 1 | 365 | 6.1495 | 0.37473 | 6 | 0.52425
28739 | 8.32 | 1 | 365 | 9.4748 | 0.066245 | 9 | 0.54106
28576 | 12.22 | 1 | 365 | 13.9161 | 0.0035475 | 13 | 0.91968
28642 | 9.88 | 1 | 365 | 11.2513 | 0.64117 | 11 | 0.89251
28874 | 5.98 | 1 | 365 | 6.81 | 0.70386 | 7 | 0.51389
28645 | 4.16 | 1 | 365 | 4.7374 | 0.53312 | 5 | 0.27053
28811 | 4.845 | 1 | 365 | 5.5175 | 0.10288 | 5 | 0.62037
28809 | 9.88 | 1 | 365 | 11.2513 | 0.64117 | 11 | 0.89251
28649 | 2.86 | 1 | 365 | 3.257 | 0.55402 | 3 | 0.81099
28780 | 3.12 | 1 | 365 | 3.5531 | 0.14984 | 3 | 0.7029
28651 | 5.46 | 1 | 365 | 6.2178 | 0.51222 | 6 | 0.73007
28794 | 6.76 | 1 | 365 | 7.6983 | 0.49132 | 8 | 0.18961
28814 | 10.4 | 1 | 365 | 11.8435 | 0.83281 | 12 | 0.67633
28816 | 2.34 | 1 | 365 | 2.6648 | 0.36238 | 3 | 0.027173
28822 | 5.72 | 1 | 365 | 6.5139 | 0.10804 | 6 | 0.62198
28821 | 4.42 | 1 | 365 | 5.0335 | 0.12894 | 5 | 0.16244
28823 | 7.02 | 1 | 365 | 7.9944 | 0.087144 | 8 | 0.08152
28825 | 3.38 | 1 | 365 | 3.8491 | 0.74566 | 4 | 0.59481
28826 | 6.5 | 1 | 365 | 7.4022 | 0.8955 | 8 | 0.2977
28788 | 2.97 | 1 | 365 | 3.3822 | 0.8061 | 4 | 0.18834
28828 | 9.945 | 1 | 365 | 11.3254 | 0.79012 | 12 | 0.11549
28834 | 7.8 | 1 | 365 | 8.8826 | 0.8746 | 9 | 0.75724
28838 | 6.24 | 1 | 365 | 7.1061 | 0.29968 | 7 | 0.4058
28845 | 7.54 | 1 | 365 | 8.5866 | 0.27878 | 8 | 0.86534
28854 | 7.8 | 1 | 365 | 8.8826 | 0.8746 | 9 | 0.75724
28773 | 4.88 | 1 | 365 | 5.5573 | 0.18309 | 5 | 0.74043
28855 | 7.02 | 1 | 365 | 7.9944 | 0.087144 | 8 | 0.08152
28772 | 6.885 | 1 | 365 | 7.8406 | 0.77778 | 8 | 0.61841
28858 | 8.84 | 1 | 365 | 10.067 | 0.25789 | 10 | 0.32488
28819 | 2.6 | 1 | 365 | 2.9609 | 0.9582 | 3 | 0.91908
25092 | 13.52 | 1 | 365 | 15.3966 | 0.98265 | 16 | 0.37922
28774 | 6.84 | 1 | 365 | 7.7894 | 0.67465 | 8 | 0.46405
25228 | 3.12 | 1 | 365 | 3.5531 | 0.14984 | 3 | 0.7029
28775 | 4.42 | 1 | 365 | 5.0335 | 0.12894 | 5 | 0.16244
28777 | 9.975 | 1 | 365 | 11.3595 | 0.85887 | 12 | 0.2184
28863 | 3.9 | 1 | 365 | 4.4413 | 0.9373 | 5 | 0.37862
28736 | 6.5 | 1 | 365 | 7.4022 | 0.8955 | 8 | 0.2977
28848 | 6.24 | 1 | 365 | 7.1061 | 0.29968 | 7 | 0.4058
25335 | 2.08 | 1 | 365 | 2.3687 | 0.76656 | 3 | 0.13527
28868 | 3.57 | 1 | 365 | 4.0655 | 0.18107 | 4 | 0.24659
28778 | 3.64 | 1 | 365 | 4.1452 | 0.34148 | 4 | 0.48671
28673 | 8.64 | 1 | 365 | 9.8392 | 0.79956 | 10 | 0.63879
29398 | 6.867 | 1 | 365 | 7.8201 | 0.73653 | 8 | 0.55667
25614 | 12.74 | 1 | 365 | 14.5083 | 0.19519 | 14 | 0.7035
28654 | 7.54 | 1 | 365 | 8.5866 | 0.27878 | 8 | 0.86534
26936 | 4.16 | 1 | 365 | 4.7374 | 0.53312 | 5 | 0.27053
28650 | 11.44 | 1 | 365 | 13.0279 | 0.21609 | 13 | 0.24396
28763 | 4.16 | 1 | 365 | 4.7374 | 0.53312 | 5 | 0.27053
28652 | 4.94 | 1 | 365 | 5.6257 | 0.32058 | 5 | 0.94626
28779 | 3.64 | 1 | 365 | 4.1452 | 0.34148 | 4 | 0.48671
28782 | 10.66 | 1 | 365 | 12.1396 | 0.42863 | 12 | 0.56823
26937 | 3.825 | 1 | 365 | 4.3559 | 0.76543 | 5 | 0.12134
27252 | 10.2 | 1 | 365 | 11.6158 | 0.37448 | 11 | 0.99024
28657 | 7.8 | 1 | 365 | 8.8826 | 0.8746 | 9 | 0.75724
28658 | 8.84 | 1 | 365 | 10.067 | 0.25789 | 10 | 0.32488
28632 | 5.2 | 1 | 365 | 5.9218 | 0.9164 | 6 | 0.83816
28660 | 9.88 | 1 | 365 | 11.2513 | 0.64117 | 11 | 0.89251
28659 | 6.76 | 1 | 365 | 7.6983 | 0.49132 | 8 | 0.18961
28646 | 5.04 | 1 | 365 | 5.7396 | 0.54974 | 6 | 0.2893
28637 | 4.16 | 1 | 365 | 4.7374 | 0.53312 | 5 | 0.27053
28661 | 8.32 | 1 | 365 | 9.4748 | 0.066245 | 9 | 0.54106
28530 | 12.24 | 1 | 365 | 13.9389 | 0.04938 | 13 | 0.98829
28622 | 5.98 | 1 | 365 | 6.81 | 0.70386 | 7 | 0.51389
28664 | 11.18 | 1 | 365 | 12.7318 | 0.62027 | 13 | 0.35205
28663 | 9.36 | 1 | 365 | 10.6592 | 0.44953 | 11 | 0.10869
28665 | 8.58 | 1 | 365 | 9.7709 | 0.66207 | 10 | 0.43297
28870 | 8.25 | 1 | 365 | 9.3951 | 0.90583 | 10 | 0.30093
28873 | 6.24 | 1 | 365 | 7.1061 | 0.29968 | 7 | 0.4058
28666 | 6.76 | 1 | 365 | 7.6983 | 0.49132 | 8 | 0.18961
28876 | 5.98 | 1 | 365 | 6.81 | 0.70386 | 7 | 0.51389
28881 | 7.02 | 1 | 365 | 7.9944 | 0.087144 | 8 | 0.08152
28667 | 9.18 | 1 | 365 | 10.4542 | 0.037035 | 10 | 0.49122
28884 | 6.24 | 1 | 365 | 7.1061 | 0.29968 | 7 | 0.4058
28668 | 3.9 | 1 | 365 | 4.4413 | 0.9373 | 5 | 0.37862
28875 | 3.575 | 1 | 365 | 4.0712 | 0.19253 | 4 | 0.26374
28670 | 9.275 | 1 | 365 | 10.5624 | 0.25474 | 10 | 0.81711
28669 | 4.42 | 1 | 365 | 5.0335 | 0.12894 | 5 | 0.16244
28891 | 5.61 | 1 | 365 | 6.3887 | 0.85597 | 7 | 0.24463
28671 | 5.72 | 1 | 365 | 6.5139 | 0.10804 | 6 | 0.62198
28807 | 4.41 | 1 | 365 | 5.0221 | 0.10603 | 5 | 0.12813
28830 | 12.6 | 1 | 365 | 14.3489 | 0.87436 | 15 | 0.22324
28835 | 5.46 | 1 | 365 | 6.2178 | 0.51222 | 6 | 0.73007
28837 | 9.15 | 1 | 365 | 10.42 | 0.96829 | 11 | 0.38831
28842 | 6.5 | 1 | 365 | 7.4022 | 0.8955 | 8 | 0.2977
28844 | 4.68 | 1 | 365 | 5.3296 | 0.72476 | 6 | 0.054347
28851 | 3.06 | 1 | 365 | 3.4847 | 0.012345 | 3 | 0.49707
28853 | 9.81 | 1 | 365 | 11.1716 | 0.48075 | 11 | 0.65238
28860 | 7.125 | 1 | 365 | 8.114 | 0.32776 | 8 | 0.44171
28864 | 7.98 | 1 | 365 | 9.0876 | 0.2871 | 9 | 0.37472
28893 | 5.72 | 1 | 365 | 6.5139 | 0.10804 | 6 | 0.62198
28895 | 2.6 | 1 | 365 | 2.9609 | 0.9582 | 3 | 0.91908
28172 | 6.5 | 1 | 365 | 7.4022 | 0.8955 | 8 | 0.2977
28900 | 7.8 | 1 | 365 | 8.8826 | 0.8746 | 9 | 0.75724
28177 | 2.805 | 1 | 365 | 3.1943 | 0.42798 | 3 | 0.62232
28221 | 5.46 | 1 | 365 | 6.2178 | 0.51222 | 6 | 0.73007
28897 | 5.98 | 1 | 365 | 6.81 | 0.70386 | 7 | 0.51389
28230 | 9.88 | 1 | 365 | 11.2513 | 0.64117 | 11 | 0.89251
28224 | 2.6 | 1 | 365 | 2.9609 | 0.9582 | 3 | 0.91908
28242 | 3.64 | 1 | 365 | 4.1452 | 0.34148 | 4 | 0.48671
28872 | 4.94 | 1 | 365 | 5.6257 | 0.32058 | 5 | 0.94626
28235 | 10.14 | 1 | 365 | 11.5474 | 0.23699 | 11 | 0.78442
28888 | 11.395 | 1 | 365 | 12.9766 | 0.11296 | 13 | 0.08959
28154 | 4.16 | 1 | 365 | 4.7374 | 0.53312 | 5 | 0.27053
28898 | 7.8 | 1 | 365 | 8.8826 | 0.8746 | 9 | 0.75724
28847 | 7.28 | 1 | 365 | 8.2905 | 0.68296 | 8 | 0.97343
28903 | 4.16 | 1 | 365 | 4.7374 | 0.53312 | 5 | 0.27053
28245 | 6.12 | 1 | 365 | 6.9695 | 0.02469 | 6 | 0.99415
28926 | 3.64 | 1 | 365 | 4.1452 | 0.34148 | 4 | 0.48671
28843 | 5.46 | 1 | 365 | 6.2178 | 0.51222 | 6 | 0.73007
28928 | 5.98 | 1 | 365 | 6.81 | 0.70386 | 7 | 0.51389
28846 | 3.9 | 1 | 365 | 4.4413 | 0.9373 | 5 | 0.37862
28849 | 7.28 | 1 | 365 | 8.2905 | 0.68296 | 8 | 0.97343
28962 | 3.12 | 1 | 365 | 3.5531 | 0.14984 | 3 | 0.7029
28865 | 8.06 | 1 | 365 | 9.1787 | 0.47042 | 9 | 0.64915
28966 | 2.08 | 1 | 365 | 2.3687 | 0.76656 | 3 | 0.13527
28866 | 5.2 | 1 | 365 | 5.9218 | 0.9164 | 6 | 0.83816
28971 | 9.36 | 1 | 365 | 10.6592 | 0.44953 | 11 | 0.10869
28867 | 6.76 | 1 | 365 | 7.6983 | 0.49132 | 8 | 0.18961
28880 | 6.21 | 1 | 365 | 7.0719 | 0.23094 | 7 | 0.30288
28896 | 11.55 | 1 | 365 | 13.1531 | 0.46816 | 13 | 0.6213
28910 | 6.54 | 1 | 365 | 7.4478 | 0.98717 | 8 | 0.43492
28887 | 12.15 | 1 | 365 | 13.8364 | 0.84313 | 14 | 0.67955
28894 | 9.7 | 1 | 365 | 11.0464 | 0.22868 | 11 | 0.27504
29502 | 3.51 | 1 | 365 | 3.9972 | 0.043572 | 4 | 0.04076
28899 | 9.9 | 1 | 365 | 11.2741 | 0.687 | 11 | 0.96112
28902 | 5.1 | 1 | 365 | 5.8079 | 0.68724 | 6 | 0.49512
28904 | 10.35 | 1 | 365 | 11.7866 | 0.71823 | 12 | 0.50481
28906 | 3.64 | 1 | 365 | 4.1452 | 0.34148 | 4 | 0.48671
28907 | 6.375 | 1 | 365 | 7.2599 | 0.60905 | 7 | 0.8689
28908 | 3.12 | 1 | 365 | 3.5531 | 0.14984 | 3 | 0.7029
28913 | 8.12 | 1 | 365 | 9.2471 | 0.60792 | 9 | 0.85498
28915 | 13.4 | 1 | 365 | 15.2599 | 0.70765 | 15 | 0.96757
28916 | 4.48 | 1 | 365 | 5.1018 | 0.26644 | 5 | 0.36826
28917 | 9.66 | 1 | 365 | 11.0008 | 0.13701 | 11 | 0.13782
28920 | 10.53 | 1 | 365 | 11.9916 | 0.13072 | 12 | 0.12228
28922 | 4.25 | 1 | 365 | 4.8399 | 0.73937 | 5 | 0.57927
28923 | 7.2 | 1 | 365 | 8.1994 | 0.49964 | 8 | 0.699
28924 | 7.8 | 1 | 365 | 8.8826 | 0.8746 | 9 | 0.75724
28925 | 6.72 | 1 | 365 | 7.6527 | 0.39966 | 8 | 0.052396
28929 | 9.72 | 1 | 365 | 11.0691 | 0.27451 | 11 | 0.34364
28931 | 10.464 | 1 | 365 | 11.9164 | 0.97947 | 12 | 0.89587
28934 | 11.118 | 1 | 365 | 12.6612 | 0.47819 | 13 | 0.13937
28936 | 7.5 | 1 | 365 | 8.541 | 0.18712 | 8 | 0.72812
28938 | 12.24 | 1 | 365 | 13.9389 | 0.04938 | 13 | 0.98829
28942 | 6.24 | 1 | 365 | 7.1061 | 0.29968 | 7 | 0.4058
28672 | 10.26 | 1 | 365 | 11.6841 | 0.51198 | 12 | 0.19607
28945 | 5.98 | 1 | 365 | 6.81 | 0.70386 | 7 | 0.51389
28951 | 4.16 | 1 | 365 | 4.7374 | 0.53312 | 5 | 0.27053
28953 | 3.38 | 1 | 365 | 3.8491 | 0.74566 | 4 | 0.59481
28678 | 7.395 | 1 | 365 | 8.4214 | 0.9465 | 9 | 0.36793
28909 | 11.285 | 1 | 365 | 12.8514 | 0.86089 | 13 | 0.71224
24730 | 7.8 | 1 | 365 | 8.8826 | 0.8746 | 9 | 0.75724
28157 | 8.06 | 1 | 365 | 9.1787 | 0.47042 | 9 | 0.64915
28178 | 5.72 | 1 | 365 | 6.5139 | 0.10804 | 6 | 0.62198
28206 | 3.64 | 1 | 365 | 4.1452 | 0.34148 | 4 | 0.48671
28218 | 8.84 | 1 | 365 | 10.067 | 0.25789 | 10 | 0.32488
29118 | 4.98 | 1 | 365 | 5.6712 | 0.41225 | 6 | 0.083472
29120 | 6.725 | 1 | 365 | 7.6584 | 0.41112 | 8 | 0.069548
29121 | 4.725 | 1 | 365 | 5.3808 | 0.82789 | 6 | 0.20872
29123 | 7.725 | 1 | 365 | 8.7972 | 0.70273 | 9 | 0.49996
28228 | 8.84 | 1 | 365 | 10.067 | 0.25789 | 10 | 0.32488
28266 | 7.8 | 1 | 365 | 8.8826 | 0.8746 | 9 | 0.75724
29125 | 7.96 | 1 | 365 | 9.0648 | 0.24126 | 9 | 0.30611
28237 | 3.12 | 1 | 365 | 3.5531 | 0.14984 | 3 | 0.7029
28271 | 4.68 | 1 | 365 | 5.3296 | 0.72476 | 6 | 0.054347
29127 | 4.98 | 1 | 365 | 5.6712 | 0.41225 | 6 | 0.083472
29129 | 6.215 | 1 | 365 | 7.0776 | 0.24239 | 7 | 0.32004
25208 | 4.68 | 1 | 365 | 5.3296 | 0.72476 | 6 | 0.054347
29131 | 4.295 | 1 | 365 | 4.8911 | 0.84249 | 5 | 0.73364
28289 | 7.28 | 1 | 365 | 8.2905 | 0.68296 | 8 | 0.97343
29133 | 6.82 | 1 | 365 | 7.7666 | 0.62882 | 8 | 0.39544
28292 | 3.12 | 1 | 365 | 3.5531 | 0.14984 | 3 | 0.7029
29144 | 8.25 | 1 | 365 | 9.3951 | 0.90583 | 10 | 0.30093
29151 | 8.8 | 1 | 365 | 10.0214 | 0.16622 | 10 | 0.18766
28298 | 6.24 | 1 | 365 | 7.1061 | 0.29968 | 7 | 0.4058
29156 | 7.65 | 1 | 365 | 8.7118 | 0.53086 | 9 | 0.24268
29182 | 6.72 | 1 | 365 | 7.6527 | 0.39966 | 8 | 0.052396
28316 | 2.805 | 1 | 365 | 3.1943 | 0.42798 | 3 | 0.62232
29212 | 7.84 | 1 | 365 | 8.9282 | 0.96627 | 9 | 0.89446
28309 | 6.76 | 1 | 365 | 7.6983 | 0.49132 | 8 | 0.18961
29263 | 4.68 | 1 | 365 | 5.3296 | 0.72476 | 6 | 0.054347
28318 | 9.1 | 1 | 365 | 10.3631 | 0.85371 | 11 | 0.21679
28306 | 9.36 | 1 | 365 | 10.6592 | 0.44953 | 11 | 0.10869
28327 | 7.54 | 1 | 365 | 8.5866 | 0.27878 | 8 | 0.86534
28355 | 3.64 | 1 | 365 | 4.1452 | 0.34148 | 4 | 0.48671
29269 | 4.59 | 1 | 365 | 5.2271 | 0.51852 | 5 | 0.74561
23585 | 3.9 | 1 | 365 | 4.4413 | 0.9373 | 5 | 0.37862
29272 | 9.88 | 1 | 365 | 11.2513 | 0.64117 | 11 | 0.89251
29275 | 9.69 | 1 | 365 | 11.035 | 0.20576 | 11 | 0.24073
28680 | 4.56 | 1 | 365 | 5.1929 | 0.44977 | 5 | 0.6427
28978 | 2.08 | 1 | 365 | 2.3687 | 0.76656 | 3 | 0.13527
28681 | 4.42 | 1 | 365 | 5.0335 | 0.12894 | 5 | 0.16244
29176 | 7.8 | 1 | 365 | 8.8826 | 0.8746 | 9 | 0.75724
28683 | 6.63 | 1 | 365 | 7.5502 | 0.19341 | 7 | 0.74366
29184 | 6.76 | 1 | 365 | 7.6983 | 0.49132 | 8 | 0.18961
28711 | 8.06 | 1 | 365 | 9.1787 | 0.47042 | 9 | 0.64915
28382 | 2.34 | 1 | 365 | 2.6648 | 0.36238 | 3 | 0.027173
28404 | 9.1 | 1 | 365 | 10.3631 | 0.85371 | 11 | 0.21679
28682 | 5.98 | 1 | 365 | 6.81 | 0.70386 | 7 | 0.51389
28684 | 4.94 | 1 | 365 | 5.6257 | 0.32058 | 5 | 0.94626
28398 | 4.16 | 1 | 365 | 4.7374 | 0.53312 | 5 | 0.27053
28685 | 11.44 | 1 | 365 | 13.0279 | 0.21609 | 13 | 0.24396
23368 | 5.72 | 1 | 365 | 6.5139 | 0.10804 | 6 | 0.62198
29190 | 7.28 | 1 | 365 | 8.2905 | 0.68296 | 8 | 0.97343
28686 | 8.32 | 1 | 365 | 9.4748 | 0.066245 | 9 | 0.54106
28436 | 7.54 | 1 | 365 | 8.5866 | 0.27878 | 8 | 0.86534
28687 | 13 | 1 | 365 | 14.8044 | 0.79101 | 15 | 0.59541
29193 | 5.2 | 1 | 365 | 5.9218 | 0.9164 | 6 | 0.83816
28700 | 7.02 | 1 | 365 | 7.9944 | 0.087144 | 8 | 0.08152
28702 | 5.72 | 1 | 365 | 6.5139 | 0.10804 | 6 | 0.62198
28857 | 7.54 | 1 | 365 | 8.5866 | 0.27878 | 8 | 0.86534
29107 | 9.625 | 1 | 365 | 10.961 | 0.056804 | 11 | 0.017754
28035 | 7.28 | 1 | 365 | 8.2905 | 0.68296 | 8 | 0.97343
28869 | 8.32 | 1 | 365 | 9.4748 | 0.066245 | 9 | 0.54106
29132 | 10.14 | 1 | 365 | 11.5474 | 0.23699 | 11 | 0.78442
29137 | 4.59 | 1 | 365 | 5.2271 | 0.51852 | 5 | 0.74561
28017 | 4.16 | 1 | 365 | 4.7374 | 0.53312 | 5 | 0.27053
28878 | 5.72 | 1 | 365 | 6.5139 | 0.10804 | 6 | 0.62198
29139 | 9.36 | 1 | 365 | 10.6592 | 0.44953 | 11 | 0.10869
28038 | 6.5 | 1 | 365 | 7.4022 | 0.8955 | 8 | 0.2977
29143 | 10.66 | 1 | 365 | 12.1396 | 0.42863 | 12 | 0.56823
28882 | 7.28 | 1 | 365 | 8.2905 | 0.68296 | 8 | 0.97343
29149 | 5.355 | 1 | 365 | 6.0983 | 0.2716 | 6 | 0.36988
29195 | 13 | 1 | 365 | 14.8044 | 0.79101 | 15 | 0.59541
28885 | 4.68 | 1 | 365 | 5.3296 | 0.72476 | 6 | 0.054347
29206 | 6.24 | 1 | 365 | 7.1061 | 0.29968 | 7 | 0.4058
28890 | 6.5 | 1 | 365 | 7.4022 | 0.8955 | 8 | 0.2977
29519 | 11.115 | 1 | 365 | 12.6578 | 0.47131 | 13 | 0.12907
29211 | 6.375 | 1 | 365 | 7.2599 | 0.60905 | 7 | 0.8689
28892 | 4.42 | 1 | 365 | 5.0335 | 0.12894 | 5 | 0.16244
29216 | 5.98 | 1 | 365 | 6.81 | 0.70386 | 7 | 0.51389
28901 | 6.76 | 1 | 365 | 7.6983 | 0.49132 | 8 | 0.18961
29221 | 10.14 | 1 | 365 | 11.5474 | 0.23699 | 11 | 0.78442
29226 | 10.66 | 1 | 365 | 12.1396 | 0.42863 | 12 | 0.56823
28879 | 7.28 | 1 | 365 | 8.2905 | 0.68296 | 8 | 0.97343
29231 | 8.32 | 1 | 365 | 9.4748 | 0.066245 | 9 | 0.54106
28937 | 6.24 | 1 | 365 | 7.1061 | 0.29968 | 7 | 0.4058
28940 | 5.98 | 1 | 365 | 6.81 | 0.70386 | 7 | 0.51389
28939 | 2.08 | 1 | 365 | 2.3687 | 0.76656 | 3 | 0.13527
28941 | 10.4 | 1 | 365 | 11.8435 | 0.83281 | 12 | 0.67633
28946 | 10.14 | 1 | 365 | 11.5474 | 0.23699 | 11 | 0.78442
28955 | 4.68 | 1 | 365 | 5.3296 | 0.72476 | 6 | 0.054347
28957 | 5.98 | 1 | 365 | 6.81 | 0.70386 | 7 | 0.51389
28960 | 8.58 | 1 | 365 | 9.7709 | 0.66207 | 10 | 0.43297
28973 | 4.68 | 1 | 365 | 5.3296 | 0.72476 | 6 | 0.054347
28970 | 7.8 | 1 | 365 | 8.8826 | 0.8746 | 9 | 0.75724
28964 | 7.8 | 1 | 365 | 8.8826 | 0.8746 | 9 | 0.75724
29564 | 9.62 | 1 | 365 | 10.9553 | 0.045346 | 11 | 0.00060192
28974 | 9.1 | 1 | 365 | 10.3631 | 0.85371 | 11 | 0.21679
28976 | 6.76 | 1 | 365 | 7.6983 | 0.49132 | 8 | 0.18961
28979 | 4.94 | 1 | 365 | 5.6257 | 0.32058 | 5 | 0.94626
28982 | 5.2 | 1 | 365 | 5.9218 | 0.9164 | 6 | 0.83816
28984 | 2.86 | 1 | 365 | 3.257 | 0.55402 | 3 | 0.81099
28985 | 7.8 | 1 | 365 | 8.8826 | 0.8746 | 9 | 0.75724
28986 | 7.28 | 1 | 365 | 8.2905 | 0.68296 | 8 | 0.97343
28989 | 5.46 | 1 | 365 | 6.2178 | 0.51222 | 6 | 0.73007
29026 | 1.82 | 1 | 365 | 2.0726 | 0.17074 | 2 | 0.24336
29042 | 10.215 | 1 | 365 | 11.6328 | 0.40886 | 12 | 0.041699
29053 | 6.215 | 1 | 365 | 7.0776 | 0.24239 | 7 | 0.32004
29054 | 8.47 | 1 | 365 | 9.6456 | 0.40999 | 10 | 0.055624
29055 | 3.725 | 1 | 365 | 4.242 | 0.53627 | 4 | 0.7783
29056 | 2.98 | 1 | 365 | 3.3936 | 0.82902 | 4 | 0.22264
29109 | 6.725 | 1 | 365 | 7.6584 | 0.41112 | 8 | 0.069548
29105 | 8.829 | 1 | 365 | 10.0545 | 0.23268 | 10 | 0.28714
29111 | 5.47 | 1 | 365 | 6.2292 | 0.53514 | 6 | 0.76438
29113 | 3.47 | 1 | 365 | 3.9516 | 0.95191 | 4 | 0.90354
29116 | 5.545 | 1 | 365 | 6.3146 | 0.70701 | 7 | 0.021657
28972 | 4.27 | 1 | 365 | 4.8627 | 0.7852 | 5 | 0.64788
28959 | 8 | 1 | 365 | 9.1104 | 0.33293 | 9 | 0.44333
29016 | 6 | 1 | 365 | 6.8328 | 0.7497 | 7 | 0.5825
27558 | 7.02 | 1 | 365 | 7.9944 | 0.087144 | 8 | 0.08152
29092 | 5.5 | 1 | 365 | 6.2634 | 0.60389 | 6 | 0.86729
29090 | 11.25 | 1 | 365 | 12.8115 | 0.78068 | 13 | 0.59218
29094 | 6.75 | 1 | 365 | 7.6869 | 0.46841 | 8 | 0.15531
29096 | 11.825 | 1 | 365 | 13.4663 | 0.098359 | 13 | 0.56467
29100 | 11.18 | 1 | 365 | 12.7318 | 0.62027 | 13 | 0.35205
29057 | 3.9 | 1 | 365 | 4.4413 | 0.9373 | 5 | 0.37862
28541 | 5.72 | 1 | 365 | 6.5139 | 0.10804 | 6 | 0.62198
28981 | 6.12 | 1 | 365 | 6.9695 | 0.02469 | 6 | 0.99415
28983 | 4.16 | 1 | 365 | 4.7374 | 0.53312 | 5 | 0.27053
28988 | 9.18 | 1 | 365 | 10.4542 | 0.037035 | 10 | 0.49122
29000 | 7.395 | 1 | 365 | 8.4214 | 0.9465 | 9 | 0.36793
29001 | 8.32 | 1 | 365 | 9.4748 | 0.066245 | 9 | 0.54106
29004 | 7.395 | 1 | 365 | 8.4214 | 0.9465 | 9 | 0.36793
29007 | 11.73 | 1 | 365 | 13.3581 | 0.88066 | 14 | 0.23878
29012 | 3.38 | 1 | 365 | 3.8491 | 0.74566 | 4 | 0.59481
29011 | 4.24 | 1 | 365 | 4.8285 | 0.71645 | 5 | 0.54496
29023 | 9.36 | 1 | 365 | 10.6592 | 0.44953 | 11 | 0.10869
28793 | 3.75 | 1 | 365 | 4.2705 | 0.59356 | 4 | 0.86406
29031 | 4.94 | 1 | 365 | 5.6257 | 0.32058 | 5 | 0.94626
29034 | 4.68 | 1 | 365 | 5.3296 | 0.72476 | 6 | 0.054347
29038 | 9.62 | 1 | 365 | 10.9553 | 0.045346 | 11 | 0.00060192
29040 | 6.24 | 1 | 365 | 7.1061 | 0.29968 | 7 | 0.4058
29046 | 5.2 | 1 | 365 | 5.9218 | 0.9164 | 6 | 0.83816
29051 | 2.04 | 1 | 365 | 2.3232 | 0.6749 | 2 | 0.99805
29063 | 4.42 | 1 | 365 | 5.0335 | 0.12894 | 5 | 0.16244
29070 | 12.48 | 1 | 365 | 14.2122 | 0.59937 | 14 | 0.81159
29075 | 16.12 | 1 | 365 | 18.3575 | 0.94085 | 19 | 0.29831
29087 | 6.5 | 1 | 365 | 7.4022 | 0.8955 | 8 | 0.2977
29088 | 3.9 | 1 | 365 | 4.4413 | 0.9373 | 5 | 0.37862
29089 | 8.84 | 1 | 365 | 10.067 | 0.25789 | 10 | 0.32488
29093 | 3.12 | 1 | 365 | 3.5531 | 0.14984 | 3 | 0.7029
23707 | 3.9 | 1 | 365 | 4.4413 | 0.9373 | 5 | 0.37862
22039 | 3.9 | 1 | 365 | 4.4413 | 0.9373 | 5 | 0.37862
28540 | 10.92 | 1 | 365 | 12.4357 | 0.024447 | 12 | 0.46014
28548 | 10.92 | 1 | 365 | 12.4357 | 0.024447 | 12 | 0.46014
28554 | 4.94 | 1 | 365 | 5.6257 | 0.32058 | 5 | 0.94626
27218 | 4.16 | 1 | 365 | 4.7374 | 0.53312 | 5 | 0.27053
24170 | 11.96 | 1 | 365 | 13.62 | 0.40773 | 14 | 0.027775
28550 | 4.16 | 1 | 365 | 4.7374 | 0.53312 | 5 | 0.27053
28557 | 16.83 | 1 | 365 | 19.166 | 0.5679 | 19 | 0.7339
28559 | 5.61 | 1 | 365 | 6.3887 | 0.85597 | 7 | 0.24463
23564 | 4.94 | 1 | 365 | 5.6257 | 0.32058 | 5 | 0.94626
22398 | 5.2 | 1 | 365 | 5.9218 | 0.9164 | 6 | 0.83816
28602 | 4.94 | 1 | 365 | 5.6257 | 0.32058 | 5 | 0.94626
28610 | 7.8 | 1 | 365 | 8.8826 | 0.8746 | 9 | 0.75724
27222 | 4.94 | 1 | 365 | 5.6257 | 0.32058 | 5 | 0.94626
29232 | 3.06 | 1 | 365 | 3.4847 | 0.012345 | 3 | 0.49707
29237 | 10.66 | 1 | 365 | 12.1396 | 0.42863 | 12 | 0.56823
29240 | 9.1 | 1 | 365 | 10.3631 | 0.85371 | 11 | 0.21679
29222 | 2.04 | 1 | 365 | 2.3232 | 0.6749 | 2 | 0.99805
29252 | 4.32 | 1 | 365 | 4.9196 | 0.89978 | 5 | 0.8194
29267 | 7.28 | 1 | 365 | 8.2905 | 0.68296 | 8 | 0.97343
28567 | 4.68 | 1 | 365 | 5.3296 | 0.72476 | 6 | 0.054347
20784 | 9.62 | 1 | 365 | 10.9553 | 0.045346 | 11 | 0.00060192
29261 | 4.845 | 1 | 365 | 5.5175 | 0.10288 | 5 | 0.62037
24327 | 14.3 | 1 | 365 | 16.2848 | 0.77011 | 17 | 0.054949
24344 | 7.96 | 1 | 365 | 9.0648 | 0.24126 | 9 | 0.30611
25077 | 12.74 | 1 | 365 | 14.5083 | 0.19519 | 14 | 0.7035
24849 | 562.115 | 0.8 | 365 | 512.1092 | 0.52138 | 512 | 0.63063
25606 | 54.72 | 0.9 | 365 | 56.0836 | 0.8575 | 56 | 0.94113
26755 | 4.845 | 1 | 365 | 5.5175 | 0.10288 | 5 | 0.62037
26861 | 3.85 | 1 | 365 | 4.3844 | 0.82272 | 5 | 0.2071
27067 | 3.98 | 1 | 365 | 4.5324 | 0.12063 | 4 | 0.65306
28100 | 10.4 | 1 | 365 | 11.8435 | 0.83281 | 12 | 0.67633
28123 | 12.1 | 1 | 365 | 13.7795 | 0.72855 | 14 | 0.50803
28126 | 14.56 | 1 | 365 | 16.5809 | 0.36593 | 16 | 0.94686
28256 | 10.14 | 1 | 365 | 11.5474 | 0.23699 | 11 | 0.78442
28428 | 10.4 | 1 | 365 | 11.8435 | 0.83281 | 12 | 0.67633
24324 | 4.68 | 1 | 365 | 5.3296 | 0.72476 | 6 | 0.054347
24101 | 6.24 | 1 | 365 | 7.1061 | 0.29968 | 7 | 0.4058
28619 | 8.32 | 1 | 365 | 9.4748 | 0.066245 | 9 | 0.54106
28609 | 4.68 | 1 | 365 | 5.3296 | 0.72476 | 6 | 0.054347
28712 | 8.32 | 1 | 365 | 9.4748 | 0.066245 | 9 | 0.54106
28615 | 4.08 | 1 | 365 | 4.6463 | 0.34979 | 4 | 0.9961
28564 | 3.64 | 1 | 365 | 4.1452 | 0.34148 | 4 | 0.48671
28594 | 7.8 | 1 | 365 | 8.8826 | 0.8746 | 9 | 0.75724
28633 | 2.86 | 1 | 365 | 3.257 | 0.55402 | 3 | 0.81099
28644 | 3.12 | 1 | 365 | 3.5531 | 0.14984 | 3 | 0.7029
28784 | 8.16 | 1 | 365 | 9.2926 | 0.69959 | 9 | 0.99219
28647 | 7.02 | 1 | 365 | 7.9944 | 0.087144 | 8 | 0.08152
28800 | 3.64 | 1 | 365 | 4.1452 | 0.34148 | 4 | 0.48671
28442 | 6.24 | 1 | 365 | 7.1061 | 0.29968 | 7 | 0.4058
28454 | 14.04 | 1 | 365 | 15.9888 | 0.17429 | 16 | 0.16304
28469 | 11.7 | 1 | 365 | 13.324 | 0.81191 | 14 | 0.13587
29276 | 12.24 | 1 | 365 | 13.9389 | 0.04938 | 13 | 0.98829
28963 | 7.65 | 1 | 365 | 8.7118 | 0.53086 | 9 | 0.24268
28713 | 8.32 | 1 | 365 | 9.4748 | 0.066245 | 9 | 0.54106
28740 | 5.98 | 1 | 365 | 6.81 | 0.70386 | 7 | 0.51389
28721 | 7.28 | 1 | 365 | 8.2905 | 0.68296 | 8 | 0.97343
29283 | 3.38 | 1 | 365 | 3.8491 | 0.74566 | 4 | 0.59481
28760 | 11.18 | 1 | 365 | 12.7318 | 0.62027 | 13 | 0.35205
29277 | 8.06 | 1 | 365 | 9.1787 | 0.47042 | 9 | 0.64915
24856 | 2.08 | 1 | 365 | 2.3687 | 0.76656 | 3 | 0.13527
28734 | 9.69 | 1 | 365 | 11.035 | 0.20576 | 11 | 0.24073
29336 | 10.2 | 1 | 365 | 11.6158 | 0.37448 | 11 | 0.99024
28715 | 4.94 | 1 | 365 | 5.6257 | 0.32058 | 5 | 0.94626
29337 | 8.16 | 1 | 365 | 9.2926 | 0.69959 | 9 | 0.99219
28717 | 4.68 | 1 | 365 | 5.3296 | 0.72476 | 6 | 0.054347
28719 | 4.16 | 1 | 365 | 4.7374 | 0.53312 | 5 | 0.27053
29338 | 7.14 | 1 | 365 | 8.131 | 0.36214 | 8 | 0.49317
28726 | 15.6 | 1 | 365 | 17.7653 | 0.74921 | 18 | 0.51449
29335 | 6.16 | 1 | 365 | 7.015 | 0.11635 | 7 | 0.13136
29348 | 9.52 | 1 | 365 | 10.8414 | 0.81618 | 11 | 0.65756
28943 | 11.475 | 1 | 365 | 13.0677 | 0.29629 | 13 | 0.36402
29352 | 8.16 | 1 | 365 | 9.2926 | 0.69959 | 9 | 0.99219
29339 | 6.885 | 1 | 365 | 7.8406 | 0.77778 | 8 | 0.61841
29356 | 9.8 | 1 | 365 | 11.1602 | 0.45784 | 11 | 0.61808
29350 | 7.56 | 1 | 365 | 8.6093 | 0.32462 | 8 | 0.93394
29255 | 5.61 | 1 | 365 | 6.3887 | 0.85597 | 7 | 0.24463
29345 | 9.075 | 1 | 365 | 10.3346 | 0.79642 | 11 | 0.13103
29369 | 6.44 | 1 | 365 | 7.3339 | 0.75801 | 8 | 0.091879
29365 | 13.72 | 1 | 365 | 15.6243 | 0.44097 | 16 | 0.065308
29367 | 4.48 | 1 | 365 | 5.1018 | 0.26644 | 5 | 0.36826
29373 | 4.2 | 1 | 365 | 4.783 | 0.62479 | 5 | 0.40775
29375 | 4.76 | 1 | 365 | 5.4207 | 0.90809 | 6 | 0.32878
29379 | 3.92 | 1 | 365 | 4.4641 | 0.98313 | 5 | 0.44723
29386 | 5.225 | 1 | 365 | 5.9502 | 0.97369 | 6 | 0.92392
29403 | 8.32 | 1 | 365 | 9.4748 | 0.066245 | 9 | 0.54106
29250 | 8.415 | 1 | 365 | 9.583 | 0.28395 | 9 | 0.86695
29401 | 3.64 | 1 | 365 | 4.1452 | 0.34148 | 4 | 0.48671
29114 | 5.2 | 1 | 365 | 5.9218 | 0.9164 | 6 | 0.83816
29319 | 7 | 1 | 365 | 7.9716 | 0.041312 | 8 | 0.012912
29324 | 5 | 1 | 365 | 5.694 | 0.45808 | 6 | 0.15208
29320 | 9.36 | 1 | 365 | 10.6592 | 0.44953 | 11 | 0.10869
29326 | 8.84 | 1 | 365 | 10.067 | 0.25789 | 10 | 0.32488
29328 | 6.6 | 1 | 365 | 7.5161 | 0.12467 | 7 | 0.64075
29330 | 8.415 | 1 | 365 | 9.583 | 0.28395 | 9 | 0.86695
29332 | 5.2 | 1 | 365 | 5.9218 | 0.9164 | 6 | 0.83816
29390 | 5.98 | 1 | 365 | 6.81 | 0.70386 | 7 | 0.51389
29382 | 4.42 | 1 | 365 | 5.0335 | 0.12894 | 5 | 0.16244
29377 | 4.16 | 1 | 365 | 4.7374 | 0.53312 | 5 | 0.27053
29371 | 5.1 | 1 | 365 | 5.8079 | 0.68724 | 6 | 0.49512
29333 | 7.65 | 1 | 365 | 8.7118 | 0.53086 | 9 | 0.24268
29331 | 3.12 | 1 | 365 | 3.5531 | 0.14984 | 3 | 0.7029
29327 | 8.32 | 1 | 365 | 9.4748 | 0.066245 | 9 | 0.54106
29298 | 5.2 | 1 | 365 | 5.9218 | 0.9164 | 6 | 0.83816
29299 | 4.94 | 1 | 365 | 5.6257 | 0.32058 | 5 | 0.94626
29117 | 10.4 | 1 | 365 | 11.8435 | 0.83281 | 12 | 0.67633
29128 | 20.91 | 1 | 365 | 23.8123 | 0.91769 | 24 | 0.73
29300 | 3.18 | 1 | 365 | 3.6214 | 0.28734 | 3 | 0.90872
29124 | 5.98 | 1 | 365 | 6.81 | 0.70386 | 7 | 0.51389
29141 | 7.02 | 1 | 365 | 7.9944 | 0.087144 | 8 | 0.08152
29175 | 5.46 | 1 | 365 | 6.2178 | 0.51222 | 6 | 0.73007
29135 | 6.24 | 1 | 365 | 7.1061 | 0.29968 | 7 | 0.4058
29346 | 4.08 | 1 | 365 | 4.6463 | 0.34979 | 4 | 0.9961
29302 | 5.98 | 1 | 365 | 6.81 | 0.70386 | 7 | 0.51389
28790 | 5.2 | 1 | 365 | 5.9218 | 0.9164 | 6 | 0.83816
29019 | 3.64 | 1 | 365 | 4.1452 | 0.34148 | 4 | 0.48671
27763 | 5.39 | 1 | 365 | 6.1381 | 0.35181 | 6 | 0.48994
29030 | 9.88 | 1 | 365 | 11.2513 | 0.64117 | 11 | 0.89251
29308 | 9.075 | 1 | 365 | 10.3346 | 0.79642 | 11 | 0.13103
29039 | 10.14 | 1 | 365 | 11.5474 | 0.23699 | 11 | 0.78442
29340 | 16.225 | 1 | 365 | 18.477 | 0.18147 | 18 | 0.6585
29280 | 10.725 | 1 | 365 | 12.2136 | 0.57758 | 12 | 0.79121
29279 | 8.64 | 1 | 365 | 9.8392 | 0.79956 | 10 | 0.63879
29310 | 5.2 | 1 | 365 | 5.9218 | 0.9164 | 6 | 0.83816
29341 | 3.08 | 1 | 365 | 3.5075 | 0.058177 | 3 | 0.56568
29050 | 7.395 | 1 | 365 | 8.4214 | 0.9465 | 9 | 0.36793
29343 | 4.48 | 1 | 365 | 5.1018 | 0.26644 | 5 | 0.36826
29311 | 4.16 | 1 | 365 | 4.7374 | 0.53312 | 5 | 0.27053
29281 | 3.92 | 1 | 365 | 4.4641 | 0.98313 | 5 | 0.44723
29344 | 9.625 | 1 | 365 | 10.961 | 0.056804 | 11 | 0.017754
29293 | 6.72 | 1 | 365 | 7.6527 | 0.39966 | 8 | 0.052396
29307 | 8.06 | 1 | 365 | 9.1787 | 0.47042 | 9 | 0.64915
29314 | 3.38 | 1 | 365 | 3.8491 | 0.74566 | 4 | 0.59481
29342 | 3.64 | 1 | 365 | 4.1452 | 0.34148 | 4 | 0.48671
29316 | 2.12 | 1 | 365 | 2.4143 | 0.85823 | 3 | 0.27248
29353 | 7.84 | 1 | 365 | 8.9282 | 0.96627 | 9 | 0.89446
27866 | 16.9 | 1 | 365 | 19.2457 | 0.72831 | 19 | 0.97403
29103 | 7.28 | 1 | 365 | 8.2905 | 0.68296 | 8 | 0.97343
29108 | 3.12 | 1 | 365 | 3.5531 | 0.14984 | 3 | 0.7029
29284 | 6.76 | 1 | 365 | 7.6983 | 0.49132 | 8 | 0.18961
29368 | 8.06 | 1 | 365 | 9.1787 | 0.47042 | 9 | 0.64915
29110 | 6.76 | 1 | 365 | 7.6983 | 0.49132 | 8 | 0.18961
29360 | 7.54 | 1 | 365 | 8.5866 | 0.27878 | 8 | 0.86534
29372 | 3.64 | 1 | 365 | 4.1452 | 0.34148 | 4 | 0.48671
29361 | 6.375 | 1 | 365 | 7.2599 | 0.60905 | 7 | 0.8689
29374 | 7.975 | 1 | 365 | 9.0819 | 0.27564 | 9 | 0.35757
29404 | 4.59 | 1 | 365 | 5.2271 | 0.51852 | 5 | 0.74561
29412 | 7.95 | 1 | 365 | 9.0535 | 0.21835 | 9 | 0.27181
29378 | 9.36 | 1 | 365 | 10.6592 | 0.44953 | 11 | 0.10869
29417 | 3.64 | 1 | 365 | 4.1452 | 0.34148 | 4 | 0.48671
29469 | 11.18 | 1 | 365 | 12.7318 | 0.62027 | 13 | 0.35205
29380 | 6.12 | 1 | 365 | 6.9695 | 0.02469 | 6 | 0.99415
29407 | 7.28 | 1 | 365 | 8.2905 | 0.68296 | 8 | 0.97343
29381 | 8.58 | 1 | 365 | 9.7709 | 0.66207 | 10 | 0.43297
29408 | 4.68 | 1 | 365 | 5.3296 | 0.72476 | 6 | 0.054347
29383 | 8.32 | 1 | 365 | 9.4748 | 0.066245 | 9 | 0.54106
29409 | 8.84 | 1 | 365 | 10.067 | 0.25789 | 10 | 0.32488
29413 | 5.46 | 1 | 365 | 6.2178 | 0.51222 | 6 | 0.73007
29414 | 7.28 | 1 | 365 | 8.2905 | 0.68296 | 8 | 0.97343
29415 | 5.2 | 1 | 365 | 5.9218 | 0.9164 | 6 | 0.83816
29418 | 5.72 | 1 | 365 | 6.5139 | 0.10804 | 6 | 0.62198
29419 | 7.8 | 1 | 365 | 8.8826 | 0.8746 | 9 | 0.75724
29429 | 7.02 | 1 | 365 | 7.9944 | 0.087144 | 8 | 0.08152
29433 | 5.98 | 1 | 365 | 6.81 | 0.70386 | 7 | 0.51389
29435 | 5.2 | 1 | 365 | 5.9218 | 0.9164 | 6 | 0.83816
29424 | 6.12 | 1 | 365 | 6.9695 | 0.02469 | 6 | 0.99415
29426 | 10.71 | 1 | 365 | 12.1965 | 0.54321 | 12 | 0.73976
29428 | 7.6 | 1 | 365 | 8.6549 | 0.41628 | 9 | 0.071162
29430 | 6.867 | 1 | 365 | 7.8201 | 0.73653 | 8 | 0.55667
29431 | 9.045 | 1 | 365 | 10.3004 | 0.72767 | 11 | 0.028113
29434 | 4.905 | 1 | 365 | 5.5858 | 0.24038 | 5 | 0.82619
29436 | 6.867 | 1 | 365 | 7.8201 | 0.73653 | 8 | 0.55667
29462 | 5.2 | 1 | 365 | 5.9218 | 0.9164 | 6 | 0.83816
29384 | 9.88 | 1 | 365 | 11.2513 | 0.64117 | 11 | 0.89251
29464 | 9.81 | 1 | 365 | 11.1716 | 0.48075 | 11 | 0.65238
29465 | 9.18 | 1 | 365 | 10.4542 | 0.037035 | 10 | 0.49122
29387 | 3.12 | 1 | 365 | 3.5531 | 0.14984 | 3 | 0.7029
29467 | 5.7 | 1 | 365 | 6.4912 | 0.062211 | 6 | 0.55337
29388 | 9.36 | 1 | 365 | 10.6592 | 0.44953 | 11 | 0.10869
29391 | 5.2 | 1 | 365 | 5.9218 | 0.9164 | 6 | 0.83816
29243 | 6.76 | 1 | 365 | 7.6983 | 0.49132 | 8 | 0.18961
29242 | 4.16 | 1 | 365 | 4.7374 | 0.53312 | 5 | 0.27053
29235 | 13.26 | 1 | 365 | 15.1005 | 0.38683 | 15 | 0.48732
29443 | 7.7 | 1 | 365 | 8.7688 | 0.64544 | 9 | 0.4142
29233 | 4.42 | 1 | 365 | 5.0335 | 0.12894 | 5 | 0.16244
29438 | 6.325 | 1 | 365 | 7.2029 | 0.49447 | 7 | 0.69738
29439 | 8.84 | 1 | 365 | 10.067 | 0.25789 | 10 | 0.32488
29227 | 5.46 | 1 | 365 | 6.2178 | 0.51222 | 6 | 0.73007
29440 | 10.175 | 1 | 365 | 11.5873 | 0.31719 | 11 | 0.90448
29223 | 5.61 | 1 | 365 | 6.3887 | 0.85597 | 7 | 0.24463
29441 | 5.5 | 1 | 365 | 6.2634 | 0.60389 | 6 | 0.86729
29218 | 11.18 | 1 | 365 | 12.7318 | 0.62027 | 13 | 0.35205
29442 | 5.5 | 1 | 365 | 6.2634 | 0.60389 | 6 | 0.86729
29444 | 6.5 | 1 | 365 | 7.4022 | 0.8955 | 8 | 0.2977
29215 | 6.24 | 1 | 365 | 7.1061 | 0.29968 | 7 | 0.4058
29445 | 4.42 | 1 | 365 | 5.0335 | 0.12894 | 5 | 0.16244
29366 | 9.62 | 1 | 365 | 10.9553 | 0.045346 | 11 | 0.00060192
29210 | 3.64 | 1 | 365 | 4.1452 | 0.34148 | 4 | 0.48671
29446 | 9.35 | 1 | 365 | 10.6478 | 0.42661 | 11 | 0.07439
29447 | 6.6 | 1 | 365 | 7.5161 | 0.12467 | 7 | 0.64075
29448 | 5.775 | 1 | 365 | 6.5766 | 0.23408 | 6 | 0.81065
29449 | 12.1 | 1 | 365 | 13.7795 | 0.72855 | 14 | 0.50803
29450 | 7.975 | 1 | 365 | 9.0819 | 0.27564 | 9 | 0.35757
29451 | 4.95 | 1 | 365 | 5.6371 | 0.3435 | 5 | 0.98056
29452 | 17.1 | 1 | 365 | 19.4735 | 0.18663 | 19 | 0.66011
29219 | 6.76 | 1 | 365 | 7.6983 | 0.49132 | 8 | 0.18961
29453 | 5.355 | 1 | 365 | 6.0983 | 0.2716 | 6 | 0.36988
29455 | 6.05 | 1 | 365 | 6.8897 | 0.86428 | 7 | 0.75402
29354 | 9.24 | 1 | 365 | 10.5225 | 0.17453 | 10 | 0.69704
29192 | 2.6 | 1 | 365 | 2.9609 | 0.9582 | 3 | 0.91908
29289 | 11.475 | 1 | 365 | 13.0677 | 0.29629 | 13 | 0.36402
29194 | 8.32 | 1 | 365 | 9.4748 | 0.066245 | 9 | 0.54106
29290 | 19.24 | 1 | 365 | 21.9105 | 0.090692 | 22 | 0.0012038
29457 | 11.825 | 1 | 365 | 13.4663 | 0.098359 | 13 | 0.56467
29186 | 13.52 | 1 | 365 | 15.3966 | 0.98265 | 16 | 0.37922
29458 | 4.75 | 1 | 365 | 5.4093 | 0.88518 | 6 | 0.29448
29459 | 4.41 | 1 | 365 | 5.0221 | 0.10603 | 5 | 0.12813
29183 | 13 | 1 | 365 | 14.8044 | 0.79101 | 15 | 0.59541
29362 | 5.04 | 1 | 365 | 5.7396 | 0.54974 | 6 | 0.2893
29291 | 8.16 | 1 | 365 | 9.2926 | 0.69959 | 9 | 0.99219
29178 | 13.52 | 1 | 365 | 15.3966 | 0.98265 | 16 | 0.37922
29292 | 8.58 | 1 | 365 | 9.7709 | 0.66207 | 10 | 0.43297
29177 | 11.7 | 1 | 365 | 13.324 | 0.81191 | 14 | 0.13587
29170 | 8.84 | 1 | 365 | 10.067 | 0.25789 | 10 | 0.32488
29295 | 9.88 | 1 | 365 | 11.2513 | 0.64117 | 11 | 0.89251
29167 | 3.12 | 1 | 365 | 3.5531 | 0.14984 | 3 | 0.7029
29209 | 6.76 | 1 | 365 | 7.6983 | 0.49132 | 8 | 0.18961
29147 | 7.54 | 1 | 365 | 8.5866 | 0.27878 | 8 | 0.86534
29174 | 13.52 | 1 | 365 | 15.3966 | 0.98265 | 16 | 0.37922
29529 | 11.985 | 1 | 365 | 13.6485 | 0.46502 | 14 | 0.11354
29454 | 7.15 | 1 | 365 | 8.1424 | 0.38505 | 8 | 0.52747
29288 | 4.08 | 1 | 365 | 4.6463 | 0.34979 | 4 | 0.9961
29531 | 9.88 | 1 | 365 | 11.2513 | 0.64117 | 11 | 0.89251
29159 | 3.64 | 1 | 365 | 4.1452 | 0.34148 | 4 | 0.48671
29456 | 8.4 | 1 | 365 | 9.5659 | 0.24957 | 9 | 0.81549
29294 | 6.5 | 1 | 365 | 7.4022 | 0.8955 | 8 | 0.2977
29168 | 6.76 | 1 | 365 | 7.6983 | 0.49132 | 8 | 0.18961
29274 | 4.42 | 1 | 365 | 5.0335 | 0.12894 | 5 | 0.16244
29363 | 5.46 | 1 | 365 | 6.2178 | 0.51222 | 6 | 0.73007
29296 | 9.88 | 1 | 365 | 11.2513 | 0.64117 | 11 | 0.89251
29583 | 5.2 | 1 | 365 | 5.9218 | 0.9164 | 6 | 0.83816
29165 | 9.1 | 1 | 365 | 10.3631 | 0.85371 | 11 | 0.21679
29587 | 3.9 | 1 | 365 | 4.4413 | 0.9373 | 5 | 0.37862
28344 | 7.395 | 1 | 365 | 8.4214 | 0.9465 | 9 | 0.36793
29656 | 8.32 | 1 | 365 | 9.4748 | 0.066245 | 9 | 0.54106
28617 | 3.38 | 1 | 365 | 3.8491 | 0.74566 | 4 | 0.59481
29158 | 4.335 | 1 | 365 | 4.9367 | 0.93416 | 5 | 0.87085
29646 | 2.34 | 1 | 365 | 2.6648 | 0.36238 | 3 | 0.027173
29146 | 11.7 | 1 | 365 | 13.324 | 0.81191 | 14 | 0.13587
29648 | 11.18 | 1 | 365 | 12.7318 | 0.62027 | 13 | 0.35205
29145 | 6.5 | 1 | 365 | 7.4022 | 0.8955 | 8 | 0.2977
27699 | 6.24 | 1 | 365 | 7.1061 | 0.29968 | 7 | 0.4058
29647 | 6.5 | 1 | 365 | 7.4022 | 0.8955 | 8 | 0.2977
19937 | 7.395 | 1 | 365 | 8.4214 | 0.9465 | 9 | 0.36793
29592 | 5.46 | 1 | 365 | 6.2178 | 0.51222 | 6 | 0.73007
29153 | 7.395 | 1 | 365 | 8.4214 | 0.9465 | 9 | 0.36793
29650 | 8.32 | 1 | 365 | 9.4748 | 0.066245 | 9 | 0.54106
29600 | 9.88 | 1 | 365 | 11.2513 | 0.64117 | 11 | 0.89251
29618 | 5.98 | 1 | 365 | 6.81 | 0.70386 | 7 | 0.51389
29653 | 5.83 | 1 | 365 | 6.6392 | 0.36012 | 6 | 0.99933
29639 | 7.54 | 1 | 365 | 8.5866 | 0.27878 | 8 | 0.86534
29578 | 6.375 | 1 | 365 | 7.2599 | 0.60905 | 7 | 0.8689
29636 | 4.68 | 1 | 365 | 5.3296 | 0.72476 | 6 | 0.054347
29470 | 6.24 | 1 | 365 | 7.1061 | 0.29968 | 7 | 0.4058
29472 | 8.06 | 1 | 365 | 9.1787 | 0.47042 | 9 | 0.64915
29576 | 8 | 1 | 365 | 9.1104 | 0.33293 | 9 | 0.44333
29471 | 7.848 | 1 | 365 | 8.9373 | 0.9846 | 9 | 0.9219
29474 | 9.1 | 1 | 365 | 10.3631 | 0.85371 | 11 | 0.21679
29586 | 5.72 | 1 | 365 | 6.5139 | 0.10804 | 6 | 0.62198
29477 | 9.36 | 1 | 365 | 10.6592 | 0.44953 | 11 | 0.10869
29478 | 5.2 | 1 | 365 | 5.9218 | 0.9164 | 6 | 0.83816
29659 | 3.64 | 1 | 365 | 4.1452 | 0.34148 | 4 | 0.48671
29479 | 4.16 | 1 | 365 | 4.7374 | 0.53312 | 5 | 0.27053
29598 | 14.3 | 1 | 365 | 16.2848 | 0.77011 | 17 | 0.054949
29485 | 2.86 | 1 | 365 | 3.257 | 0.55402 | 3 | 0.81099
29615 | 10.66 | 1 | 365 | 12.1396 | 0.42863 | 12 | 0.56823
29486 | 8.25 | 1 | 365 | 9.3951 | 0.90583 | 10 | 0.30093
29511 | 8.25 | 1 | 365 | 9.3951 | 0.90583 | 10 | 0.30093
29617 | 9.1 | 1 | 365 | 10.3631 | 0.85371 | 11 | 0.21679
29473 | 5.1 | 1 | 365 | 5.8079 | 0.68724 | 6 | 0.49512
29620 | 4.94 | 1 | 365 | 5.6257 | 0.32058 | 5 | 0.94626
29475 | 11 | 1 | 365 | 12.5268 | 0.20778 | 12 | 0.73458
29490 | 9.1 | 1 | 365 | 10.3631 | 0.85371 | 11 | 0.21679
29673 | 4.68 | 1 | 365 | 5.3296 | 0.72476 | 6 | 0.054347
27057 | 9.075 | 1 | 365 | 10.3346 | 0.79642 | 11 | 0.13103
29706 | 5.2 | 1 | 365 | 5.9218 | 0.9164 | 6 | 0.83816
29708 | 6.63 | 1 | 365 | 7.5502 | 0.19341 | 7 | 0.74366
29707 | 6.24 | 1 | 365 | 7.1061 | 0.29968 | 7 | 0.4058
29712 | 7.8 | 1 | 365 | 8.8826 | 0.8746 | 9 | 0.75724
28914 | 9.9 | 1 | 365 | 11.2741 | 0.687 | 11 | 0.96112
29716 | 10.64 | 1 | 365 | 12.1168 | 0.38279 | 12 | 0.49963
29717 | 12 | 1 | 365 | 13.6656 | 0.49939 | 14 | 0.16499
29718 | 4.42 | 1 | 365 | 5.0335 | 0.12894 | 5 | 0.16244
29720 | 9.12 | 1 | 365 | 10.3859 | 0.89954 | 11 | 0.28539
29723 | 6.75 | 1 | 365 | 7.6869 | 0.46841 | 8 | 0.15531
29722 | 7.98 | 1 | 365 | 9.0876 | 0.2871 | 9 | 0.37472
29728 | 8.925 | 1 | 365 | 10.1638 | 0.45267 | 10 | 0.61646
29495 | 3.38 | 1 | 365 | 3.8491 | 0.74566 | 4 | 0.59481
29729 | 5.49 | 1 | 365 | 6.252 | 0.58097 | 6 | 0.83298
29501 | 6.375 | 1 | 365 | 7.2599 | 0.60905 | 7 | 0.8689
29504 | 6.76 | 1 | 365 | 7.6983 | 0.49132 | 8 | 0.18961
29507 | 11.96 | 1 | 365 | 13.62 | 0.40773 | 14 | 0.027775
29461 | 10.92 | 1 | 365 | 12.4357 | 0.024447 | 12 | 0.46014
29509 | 10.14 | 1 | 365 | 11.5474 | 0.23699 | 11 | 0.78442
29726 | 10.2 | 1 | 365 | 11.6158 | 0.37448 | 11 | 0.99024
29512 | 5.98 | 1 | 365 | 6.81 | 0.70386 | 7 | 0.51389
29732 | 6 | 1 | 365 | 6.8328 | 0.7497 | 7 | 0.5825
24267 | 8.5 | 1 | 365 | 9.6798 | 0.47874 | 10 | 0.15854
28911 | 52 | 0.9 | 365 | 53.2958 | 0.24763 | 53 | 0.54347
29514 | 4.64 | 1 | 365 | 5.284 | 0.6331 | 5 | 0.91713
25227 | 9.25 | 1 | 365 | 10.5339 | 0.19745 | 10 | 0.73135
25212 | 16.2 | 1 | 365 | 18.4486 | 0.12418 | 18 | 0.57274
29515 | 7.28 | 1 | 365 | 8.2905 | 0.68296 | 8 | 0.97343
29734 | 7.28 | 1 | 365 | 8.2905 | 0.68296 | 8 | 0.97343
25914 | 12.6 | 1 | 365 | 14.3489 | 0.87436 | 15 | 0.22324
29641 | 6.76 | 1 | 365 | 7.6983 | 0.49132 | 8 | 0.18961
29715 | 11.4 | 1 | 365 | 12.9823 | 0.12442 | 13 | 0.10674
25741 | 12.3 | 1 | 365 | 14.0072 | 0.18688 | 14 | 0.19412
29736 | 14.3 | 1 | 365 | 16.2848 | 0.77011 | 17 | 0.054949
26675 | 9.75 | 1 | 365 | 11.1033 | 0.34326 | 11 | 0.44656
21200 | 996.93 | 0.9 | 365 | 1021.7735 | 0.12266 | 1021 | 0.89616
29739 | 6.725 | 1 | 365 | 7.6584 | 0.41112 | 8 | 0.069548
29740 | 4.94 | 1 | 365 | 5.6257 | 0.32058 | 5 | 0.94626
29508 | 2.85 | 1 | 365 | 3.2456 | 0.53111 | 3 | 0.77669
29644 | 9.435 | 1 | 365 | 10.7446 | 0.6214 | 11 | 0.36597
29638 | 7.02 | 1 | 365 | 7.9944 | 0.087144 | 8 | 0.08152
29584 | 5.72 | 1 | 365 | 6.5139 | 0.10804 | 6 | 0.62198
29585 | 10.14 | 1 | 365 | 11.5474 | 0.23699 | 11 | 0.78442
29634 | 2.08 | 1 | 365 | 2.3687 | 0.76656 | 3 | 0.13527
29588 | 5.2 | 1 | 365 | 5.9218 | 0.9164 | 6 | 0.83816
29590 | 5.1 | 1 | 365 | 5.8079 | 0.68724 | 6 | 0.49512
29595 | 7.54 | 1 | 365 | 8.5866 | 0.27878 | 8 | 0.86534
29614 | 9.36 | 1 | 365 | 10.6592 | 0.44953 | 11 | 0.10869
29612 | 2.6 | 1 | 365 | 2.9609 | 0.9582 | 3 | 0.91908
29743 | 7 | 1 | 365 | 7.9716 | 0.041312 | 8 | 0.012912
29597 | 7.02 | 1 | 365 | 7.9944 | 0.087144 | 8 | 0.08152
29602 | 4.16 | 1 | 365 | 4.7374 | 0.53312 | 5 | 0.27053
29744 | 13 | 1 | 365 | 14.8044 | 0.79101 | 15 | 0.59541
29604 | 4.16 | 1 | 365 | 4.7374 | 0.53312 | 5 | 0.27053
29735 | 7.15 | 1 | 365 | 8.1424 | 0.38505 | 8 | 0.52747
29607 | 3.18 | 1 | 365 | 3.6214 | 0.28734 | 3 | 0.90872
29745 | 8.68 | 1 | 365 | 9.8848 | 0.89123 | 10 | 0.77601
29621 | 6.5 | 1 | 365 | 7.4022 | 0.8955 | 8 | 0.2977
29626 | 4.68 | 1 | 365 | 5.3296 | 0.72476 | 6 | 0.054347
29503 | 13.23 | 1 | 365 | 15.0663 | 0.31808 | 15 | 0.3844
29510 | 9.18 | 1 | 365 | 10.4542 | 0.037035 | 10 | 0.49122
29747 | 4.4 | 1 | 365 | 5.0107 | 0.08311 | 5 | 0.09383
29749 | 4.68 | 1 | 365 | 5.3296 | 0.72476 | 6 | 0.054347
29746 | 8.47 | 1 | 365 | 9.6456 | 0.40999 | 10 | 0.055624
29761 | 8.47 | 1 | 365 | 9.6456 | 0.40999 | 10 | 0.055624
29500 | 8.7 | 1 | 365 | 9.9076 | 0.93706 | 10 | 0.84462
29516 | 10.8 | 1 | 365 | 12.299 | 0.74945 | 13 | 0.048493
29517 | 9.18 | 1 | 365 | 10.4542 | 0.037035 | 10 | 0.49122
29520 | 9.12 | 1 | 365 | 10.3859 | 0.89954 | 11 | 0.28539
29521 | 8.58 | 1 | 365 | 9.7709 | 0.66207 | 10 | 0.43297
29522 | 9.36 | 1 | 365 | 10.6592 | 0.44953 | 11 | 0.10869
28510 | 9.1 | 1 | 365 | 10.3631 | 0.85371 | 11 | 0.21679
29558 | 9.36 | 1 | 365 | 10.6592 | 0.44953 | 11 | 0.10869
28515 | 10.71 | 1 | 365 | 12.1965 | 0.54321 | 12 | 0.73976
28518 | 18 | 1 | 365 | 20.4984 | 0.24909 | 20 | 0.74749
29561 | 9.88 | 1 | 365 | 11.2513 | 0.64117 | 11 | 0.89251
29482 | 5.775 | 1 | 365 | 6.5766 | 0.23408 | 6 | 0.81065
28738 | 2.8 | 1 | 365 | 3.1886 | 0.41652 | 3 | 0.60516
29488 | 9.625 | 1 | 365 | 10.961 | 0.056804 | 11 | 0.017754
16997 | 5.2 | 1 | 365 | 5.9218 | 0.9164 | 6 | 0.83816
29489 | 4.5 | 1 | 365 | 5.1246 | 0.31227 | 5 | 0.43687
29329 | 9.25 | 1 | 365 | 10.5339 | 0.19745 | 10 | 0.73135
29491 | 7.425 | 1 | 365 | 8.4556 | 0.015249 | 8 | 0.47084
29493 | 14.535 | 1 | 365 | 16.5525 | 0.30864 | 16 | 0.8611
29505 | 5.775 | 1 | 365 | 6.5766 | 0.23408 | 6 | 0.81065
29506 | 4.59 | 1 | 365 | 5.2271 | 0.51852 | 5 | 0.74561
29643 | 3.66 | 1 | 365 | 4.168 | 0.38731 | 4 | 0.55532
29637 | 6.5 | 1 | 365 | 7.4022 | 0.8955 | 8 | 0.2977
28980 | 10.92 | 1 | 365 | 12.4357 | 0.024447 | 12 | 0.46014
27375 | 4.68 | 1 | 365 | 5.3296 | 0.72476 | 6 | 0.054347
23596 | 6.24 | 1 | 365 | 7.1061 | 0.29968 | 7 | 0.4058
16877 | 4.08 | 1 | 365 | 4.6463 | 0.34979 | 4 | 0.9961
27777 | 5.46 | 1 | 365 | 6.2178 | 0.51222 | 6 | 0.73007
27867 | 4.42 | 1 | 365 | 5.0335 | 0.12894 | 5 | 0.16244
29769 | 8.47 | 1 | 365 | 9.6456 | 0.40999 | 10 | 0.055624
29790 | 11.985 | 1 | 365 | 13.6485 | 0.46502 | 14 | 0.11354
29792 | 6.72 | 1 | 365 | 7.6527 | 0.39966 | 8 | 0.052396
29805 | 7.5 | 1 | 365 | 8.541 | 0.18712 | 8 | 0.72812
29806 | 10.14 | 1 | 365 | 11.5474 | 0.23699 | 11 | 0.78442
29807 | 9.35 | 1 | 365 | 10.6478 | 0.42661 | 11 | 0.07439
29808 | 9.72 | 1 | 365 | 11.0691 | 0.27451 | 11 | 0.34364
29809 | 4.32 | 1 | 365 | 4.9196 | 0.89978 | 5 | 0.8194
29811 | 7.7 | 1 | 365 | 8.7688 | 0.64544 | 9 | 0.4142
29812 | 7.25 | 1 | 365 | 8.2563 | 0.61422 | 8 | 0.87052
29814 | 10.455 | 1 | 365 | 11.9062 | 0.95885 | 12 | 0.865
29815 | 7.425 | 1 | 365 | 8.4556 | 0.015249 | 8 | 0.47084
29816 | 10.725 | 1 | 365 | 12.2136 | 0.57758 | 12 | 0.79121
29817 | 8.67 | 1 | 365 | 9.8734 | 0.86831 | 10 | 0.74171
29899 | 10.8 | 1 | 365 | 12.299 | 0.74945 | 13 | 0.048493
29903 | 8.835 | 1 | 365 | 10.0613 | 0.24643 | 10 | 0.30773
29905 | 4.578 | 1 | 365 | 5.2134 | 0.49102 | 5 | 0.70444
29909 | 5.6 | 1 | 365 | 6.3773 | 0.83305 | 7 | 0.21033
29887 | 7.5 | 1 | 365 | 8.541 | 0.18712 | 8 | 0.72812
29574 | 7.848 | 1 | 365 | 8.9373 | 0.9846 | 9 | 0.9219
30452 | 8.37 | 1 | 365 | 9.5318 | 0.18083 | 9 | 0.71258
30454 | 2.52 | 1 | 365 | 2.8698 | 0.77487 | 3 | 0.64465
30456 | 8.505 | 1 | 365 | 9.6855 | 0.49019 | 10 | 0.17569
30458 | 7.14 | 1 | 365 | 8.131 | 0.36214 | 8 | 0.49317
30460 | 6.24 | 1 | 365 | 7.1061 | 0.29968 | 7 | 0.4058
30461 | 6.75 | 1 | 365 | 7.6869 | 0.46841 | 8 | 0.15531
30463 | 9.81 | 1 | 365 | 11.1716 | 0.48075 | 11 | 0.65238
30465 | 5.4 | 1 | 365 | 6.1495 | 0.37473 | 6 | 0.52425
9693 | 4.25 | 1 | 365 | 4.8399 | 0.73937 | 5 | 0.57927
24864 | 3.38 | 1 | 365 | 3.8491 | 0.74566 | 4 | 0.59481
13496 | 4.335 | 1 | 365 | 4.9367 | 0.93416 | 5 | 0.87085
21882 | 3.12 | 1 | 365 | 3.5531 | 0.14984 | 3 | 0.7029
29534 | 5.61 | 1 | 365 | 6.3887 | 0.85597 | 7 | 0.24463
29535 | 9.36 | 1 | 365 | 10.6592 | 0.44953 | 11 | 0.10869
29536 | 5.72 | 1 | 365 | 6.5139 | 0.10804 | 6 | 0.62198
29537 | 7.28 | 1 | 365 | 8.2905 | 0.68296 | 8 | 0.97343
29538 | 6.9 | 1 | 365 | 7.8577 | 0.81215 | 8 | 0.66987
29539 | 6.24 | 1 | 365 | 7.1061 | 0.29968 | 7 | 0.4058
29540 | 5.4 | 1 | 365 | 6.1495 | 0.37473 | 6 | 0.52425
29541 | 9.88 | 1 | 365 | 11.2513 | 0.64117 | 11 | 0.89251
29544 | 3.12 | 1 | 365 | 3.5531 | 0.14984 | 3 | 0.7029
29545 | 5.1 | 1 | 365 | 5.8079 | 0.68724 | 6 | 0.49512
29546 | 5.4 | 1 | 365 | 6.1495 | 0.37473 | 6 | 0.52425
29819 | 4.95 | 1 | 365 | 5.6371 | 0.3435 | 5 | 0.98056
29547 | 8.235 | 1 | 365 | 9.378 | 0.87146 | 10 | 0.24948
29548 | 7.56 | 1 | 365 | 8.6093 | 0.32462 | 8 | 0.93394
29550 | 5.72 | 1 | 365 | 6.5139 | 0.10804 | 6 | 0.62198
29551 | 7.28 | 1 | 365 | 8.2905 | 0.68296 | 8 | 0.97343
29553 | 5.1 | 1 | 365 | 5.8079 | 0.68724 | 6 | 0.49512
29554 | 5.2 | 1 | 365 | 5.9218 | 0.9164 | 6 | 0.83816
29820 | 6.5 | 1 | 365 | 7.4022 | 0.8955 | 8 | 0.2977
29555 | 3.12 | 1 | 365 | 3.5531 | 0.14984 | 3 | 0.7029
29556 | 14.84 | 1 | 365 | 16.8998 | 0.0075814 | 16 | 0.90737
29557 | 5.46 | 1 | 365 | 6.2178 | 0.51222 | 6 | 0.73007
29821 | 3.825 | 1 | 365 | 4.3559 | 0.76543 | 5 | 0.12134
29559 | 7.14 | 1 | 365 | 8.131 | 0.36214 | 8 | 0.49317
29560 | 6.24 | 1 | 365 | 7.1061 | 0.29968 | 7 | 0.4058
29562 | 4.335 | 1 | 365 | 4.9367 | 0.93416 | 5 | 0.87085
29822 | 6.875 | 1 | 365 | 7.8293 | 0.75486 | 8 | 0.58411
29563 | 4.8 | 1 | 365 | 5.4662 | 0.99976 | 6 | 0.466
29565 | 3 | 1 | 365 | 3.4164 | 0.87485 | 4 | 0.29125
29823 | 5.865 | 1 | 365 | 6.6791 | 0.44033 | 7 | 0.11939
29566 | 4.68 | 1 | 365 | 5.3296 | 0.72476 | 6 | 0.054347
29825 | 8.75 | 1 | 365 | 9.9645 | 0.05164 | 10 | 0.01614
29567 | 10 | 1 | 365 | 11.388 | 0.91616 | 12 | 0.30416
29830 | 11.18 | 1 | 365 | 12.7318 | 0.62027 | 13 | 0.35205
29831 | 8.25 | 1 | 365 | 9.3951 | 0.90583 | 10 | 0.30093
29568 | 5.98 | 1 | 365 | 6.81 | 0.70386 | 7 | 0.51389
29832 | 5.25 | 1 | 365 | 5.9787 | 0.030984 | 6 | 0.009684
29569 | 6.48 | 1 | 365 | 7.3794 | 0.84967 | 8 | 0.2291
29570 | 7.8 | 1 | 365 | 8.8826 | 0.8746 | 9 | 0.75724
29833 | 3 | 1 | 365 | 3.4164 | 0.87485 | 4 | 0.29125
29834 | 5 | 1 | 365 | 5.694 | 0.45808 | 6 | 0.15208
29571 | 11.18 | 1 | 365 | 12.7318 | 0.62027 | 13 | 0.35205
29840 | 9.72 | 1 | 365 | 11.0691 | 0.27451 | 11 | 0.34364
29572 | 7.848 | 1 | 365 | 8.9373 | 0.9846 | 9 | 0.9219
29573 | 8.32 | 1 | 365 | 9.4748 | 0.066245 | 9 | 0.54106
29842 | 5.6 | 1 | 365 | 6.3773 | 0.83305 | 7 | 0.21033
29518 | 7.7 | 1 | 365 | 8.7688 | 0.64544 | 9 | 0.4142
29855 | 5.2 | 1 | 365 | 5.9218 | 0.9164 | 6 | 0.83816
29863 | 6 | 1 | 365 | 6.8328 | 0.7497 | 7 | 0.5825
29857 | 4.53 | 1 | 365 | 5.1588 | 0.38102 | 5 | 0.53978
29594 | 297.36 | 0.9 | 365 | 304.7702 | 0.29144 | 305 | 0.061652
30554 | 5.06 | 1 | 365 | 5.7623 | 0.59558 | 6 | 0.3579
29858 | 6.3 | 1 | 365 | 7.1744 | 0.43718 | 7 | 0.61162
30553 | 6.12 | 1 | 365 | 6.9695 | 0.02469 | 6 | 0.99415
30576 | 3.92 | 1 | 365 | 4.4641 | 0.98313 | 5 | 0.44723
30588 | 9.36 | 1 | 365 | 10.6592 | 0.44953 | 11 | 0.10869
29870 | 5.04 | 1 | 365 | 5.7396 | 0.54974 | 6 | 0.2893
30625 | 9 | 1 | 365 | 10.2492 | 0.62454 | 10 | 0.87374
29877 | 7.29 | 1 | 365 | 8.3019 | 0.70588 | 9 | 0.0077326
30484 | 11.34 | 1 | 365 | 12.914 | 0.98693 | 13 | 0.90092
29879 | 5.355 | 1 | 365 | 6.0983 | 0.2716 | 6 | 0.36988
29850 | 48.069 | 0.9 | 365 | 49.2669 | 0.14012 | 49 | 0.407
29880 | 11.2 | 1 | 365 | 12.7546 | 0.6661 | 13 | 0.42066
29882 | 6.76 | 1 | 365 | 7.6983 | 0.49132 | 8 | 0.18961
29859 | 6.5 | 1 | 365 | 7.4022 | 0.8955 | 8 | 0.2977
30516 | 27.52 | 0.9 | 365 | 28.2058 | 0.75875 | 28 | 0.96454
29894 | 2.86 | 1 | 365 | 3.257 | 0.55402 | 3 | 0.81099
30495 | 9.12 | 1 | 365 | 10.3859 | 0.89954 | 11 | 0.28539
30496 | 3.12 | 1 | 365 | 3.5531 | 0.14984 | 3 | 0.7029
29895 | 4.575 | 1 | 365 | 5.21 | 0.48414 | 5 | 0.69415
30498 | 5.1 | 1 | 365 | 5.8079 | 0.68724 | 6 | 0.49512
30499 | 5.72 | 1 | 365 | 6.5139 | 0.10804 | 6 | 0.62198
30515 | 3.9 | 1 | 365 | 4.4413 | 0.9373 | 5 | 0.37862
30517 | 8.835 | 1 | 365 | 10.0613 | 0.24643 | 10 | 0.30773
30518 | 5 | 1 | 365 | 5.694 | 0.45808 | 6 | 0.15208
30627 | 4 | 1 | 365 | 4.5552 | 0.16646 | 4 | 0.72166
30519 | 5.625 | 1 | 365 | 6.4058 | 0.89034 | 7 | 0.29609
30522 | 6.84 | 1 | 365 | 7.7894 | 0.67465 | 8 | 0.46405
30467 | 11.4 | 1 | 365 | 12.9823 | 0.12442 | 13 | 0.10674
30630 | 8.829 | 1 | 365 | 10.0545 | 0.23268 | 10 | 0.28714
30470 | 5.2 | 1 | 365 | 5.9218 | 0.9164 | 6 | 0.83816
30628 | 7.56 | 1 | 365 | 8.6093 | 0.32462 | 8 | 0.93394
30471 | 3.42 | 1 | 365 | 3.8947 | 0.83733 | 4 | 0.73202
30629 | 5.88 | 1 | 365 | 6.6961 | 0.4747 | 7 | 0.17085
30631 | 3.36 | 1 | 365 | 3.8264 | 0.69983 | 4 | 0.5262
30632 | 7.28 | 1 | 365 | 8.2905 | 0.68296 | 8 | 0.97343
30640 | 11.66 | 1 | 365 | 13.2784 | 0.72024 | 13 | 0.99865
30642 | 3.36 | 1 | 365 | 3.8264 | 0.69983 | 4 | 0.5262
30575 | 9.88 | 1 | 365 | 11.2513 | 0.64117 | 11 | 0.89251
30577 | 6.885 | 1 | 365 | 7.8406 | 0.77778 | 8 | 0.61841
30583 | 6.76 | 1 | 365 | 7.6983 | 0.49132 | 8 | 0.18961
30586 | 6.5 | 1 | 365 | 7.4022 | 0.8955 | 8 | 0.2977
30600 | 9.62 | 1 | 365 | 10.9553 | 0.045346 | 11 | 0.00060192
30598 | 6.24 | 1 | 365 | 7.1061 | 0.29968 | 7 | 0.4058
30608 | 8.925 | 1 | 365 | 10.1638 | 0.45267 | 10 | 0.61646
30606 | 6.24 | 1 | 365 | 7.1061 | 0.29968 | 7 | 0.4058
30610 | 5.98 | 1 | 365 | 6.81 | 0.70386 | 7 | 0.51389
30615 | 8.32 | 1 | 365 | 9.4748 | 0.066245 | 9 | 0.54106
30620 | 8.06 | 1 | 365 | 9.1787 | 0.47042 | 9 | 0.64915
30618 | 5.72 | 1 | 365 | 6.5139 | 0.10804 | 6 | 0.62198
30621 | 8.06 | 1 | 365 | 9.1787 | 0.47042 | 9 | 0.64915
30623 | 5.72 | 1 | 365 | 6.5139 | 0.10804 | 6 | 0.62198
30611 | 9.9 | 1 | 365 | 11.2741 | 0.687 | 11 | 0.96112
30626 | 5.46 | 1 | 365 | 6.2178 | 0.51222 | 6 | 0.73007
30619 | 9.945 | 1 | 365 | 11.3254 | 0.79012 | 12 | 0.11549
30476 | 8.04 | 1 | 365 | 9.156 | 0.42459 | 9 | 0.58054
30478 | 12.96 | 1 | 365 | 14.7588 | 0.69934 | 15 | 0.45819
30479 | 3.12 | 1 | 365 | 3.5531 | 0.14984 | 3 | 0.7029
30480 | 4.42 | 1 | 365 | 5.0335 | 0.12894 | 5 | 0.16244
30487 | 5.46 | 1 | 365 | 6.2178 | 0.51222 | 6 | 0.73007
30488 | 6.5 | 1 | 365 | 7.4022 | 0.8955 | 8 | 0.2977
30489 | 7.8 | 1 | 365 | 8.8826 | 0.8746 | 9 | 0.75724
30490 | 7.54 | 1 | 365 | 8.5866 | 0.27878 | 8 | 0.86534
30506 | 4.68 | 1 | 365 | 5.3296 | 0.72476 | 6 | 0.054347
30507 | 4.48 | 1 | 365 | 5.1018 | 0.26644 | 5 | 0.36826
30497 | 11.4 | 1 | 365 | 12.9823 | 0.12442 | 13 | 0.10674
30508 | 5.04 | 1 | 365 | 5.7396 | 0.54974 | 6 | 0.2893
30509 | 6.5 | 1 | 365 | 7.4022 | 0.8955 | 8 | 0.2977
30510 | 7.28 | 1 | 365 | 8.2905 | 0.68296 | 8 | 0.97343
30511 | 8.84 | 1 | 365 | 10.067 | 0.25789 | 10 | 0.32488
30648 | 8.06 | 1 | 365 | 9.1787 | 0.47042 | 9 | 0.64915
30529 | 9.69 | 1 | 365 | 11.035 | 0.20576 | 11 | 0.24073
30530 | 8.1 | 1 | 365 | 9.2243 | 0.56209 | 9 | 0.78637
30534 | 5.4 | 1 | 365 | 6.1495 | 0.37473 | 6 | 0.52425
30535 | 14.835 | 1 | 365 | 16.8941 | 0.99612 | 17 | 0.89022
30537 | 8.28 | 1 | 365 | 9.4293 | 0.97458 | 10 | 0.40384
30539 | 8.12 | 1 | 365 | 9.2471 | 0.60792 | 9 | 0.85498
30541 | 9.81 | 1 | 365 | 11.1716 | 0.48075 | 11 | 0.65238
30564 | 4.48 | 1 | 365 | 5.1018 | 0.26644 | 5 | 0.36826
30473 | 5.4 | 1 | 365 | 6.1495 | 0.37473 | 6 | 0.52425
30475 | 10.08 | 1 | 365 | 11.4791 | 0.099489 | 11 | 0.57859
30654 | 7.75 | 1 | 365 | 8.8257 | 0.76002 | 9 | 0.58572
30655 | 7.395 | 1 | 365 | 8.4214 | 0.9465 | 9 | 0.36793
29778 | 12.22 | 1 | 365 | 13.9161 | 0.0035475 | 13 | 0.91968
29780 | 4.16 | 1 | 365 | 4.7374 | 0.53312 | 5 | 0.27053
29912 | 6.375 | 1 | 365 | 7.2599 | 0.60905 | 7 | 0.8689
29187 | 6.63 | 1 | 365 | 7.5502 | 0.19341 | 7 | 0.74366
26777 | 7.395 | 1 | 365 | 8.4214 | 0.9465 | 9 | 0.36793
30008 | 6.5 | 1 | 365 | 7.4022 | 0.8955 | 8 | 0.2977
29939 | 5.5 | 1 | 365 | 6.2634 | 0.60389 | 6 | 0.86729
29940 | 11.22 | 1 | 365 | 12.7773 | 0.71193 | 13 | 0.48927
29942 | 7.65 | 1 | 365 | 8.7118 | 0.53086 | 9 | 0.24268
29956 | 9.45 | 1 | 365 | 10.7617 | 0.65577 | 11 | 0.41743
29955 | 6.3 | 1 | 365 | 7.1744 | 0.43718 | 7 | 0.61162
29954 | 8.25 | 1 | 365 | 9.3951 | 0.90583 | 10 | 0.30093
30438 | 11.825 | 1 | 365 | 13.4663 | 0.098359 | 13 | 0.56467
30441 | 10.66 | 1 | 365 | 12.1396 | 0.42863 | 12 | 0.56823
30442 | 7.7 | 1 | 365 | 8.7688 | 0.64544 | 9 | 0.4142
29962 | 10.2 | 1 | 365 | 11.6158 | 0.37448 | 11 | 0.99024
30482 | 3.6 | 1 | 365 | 4.0997 | 0.24982 | 4 | 0.3495
29965 | 7.15 | 1 | 365 | 8.1424 | 0.38505 | 8 | 0.52747
30483 | 3.12 | 1 | 365 | 3.5531 | 0.14984 | 3 | 0.7029
30025 | 6.065 | 1 | 365 | 6.9068 | 0.89865 | 7 | 0.80547
30019 | 10.215 | 1 | 365 | 11.6328 | 0.40886 | 12 | 0.041699
29756 | 10.455 | 1 | 365 | 11.9062 | 0.95885 | 12 | 0.865
29351 | 7.28 | 1 | 365 | 8.2905 | 0.68296 | 8 | 0.97343
29359 | 7.84 | 1 | 365 | 8.9282 | 0.96627 | 9 | 0.89446
30349 | 5.98 | 1 | 365 | 6.81 | 0.70386 | 7 | 0.51389
30446 | 5.46 | 1 | 365 | 6.2178 | 0.51222 | 6 | 0.73007
30145 | 6.625 | 1 | 365 | 7.5446 | 0.18196 | 7 | 0.72651
30201 | 4.95 | 1 | 365 | 5.6371 | 0.3435 | 5 | 0.98056
30411 | 7.28 | 1 | 365 | 8.2905 | 0.68296 | 8 | 0.97343
30485 | 6.1 | 1 | 365 | 6.9467 | 0.97886 | 7 | 0.92554
25544 | 68.4 | 0.9 | 365 | 70.1045 | 0.071881 | 70 | 0.17641
30486 | 6.1 | 1 | 365 | 6.9467 | 0.97886 | 7 | 0.92554
31193 | 5.232 | 1 | 365 | 5.9582 | 0.98973 | 6 | 0.94794
31194 | 6.54 | 1 | 365 | 7.4478 | 0.98717 | 8 | 0.43492
31195 | 9.483 | 1 | 365 | 10.7992 | 0.73139 | 11 | 0.53063
31196 | 6.867 | 1 | 365 | 7.8201 | 0.73653 | 8 | 0.55667
31197 | 4.86 | 1 | 365 | 5.5346 | 0.13725 | 5 | 0.67182
30491 | 5.72 | 1 | 365 | 6.5139 | 0.10804 | 6 | 0.62198
30492 | 5.4 | 1 | 365 | 6.1495 | 0.37473 | 6 | 0.52425
30493 | 8.91 | 1 | 365 | 10.1467 | 0.4183 | 10 | 0.56501
30494 | 12.753 | 1 | 365 | 14.5231 | 0.22498 | 14 | 0.7481
31199 | 2.44 | 1 | 365 | 2.7787 | 0.59154 | 3 | 0.37022
31200 | 7.194 | 1 | 365 | 8.1925 | 0.48589 | 8 | 0.67841
31201 | 6.3 | 1 | 365 | 7.1744 | 0.43718 | 7 | 0.61162
30500 | 5.1 | 1 | 365 | 5.8079 | 0.68724 | 6 | 0.49512
31202 | 6.54 | 1 | 365 | 7.4478 | 0.98717 | 8 | 0.43492
31203 | 3.795 | 1 | 365 | 4.3217 | 0.69668 | 5 | 0.018429
30502 | 6.1 | 1 | 365 | 6.9467 | 0.97886 | 7 | 0.92554
31210 | 12.74 | 1 | 365 | 14.5083 | 0.19519 | 14 | 0.7035
30503 | 8.12 | 1 | 365 | 9.2471 | 0.60792 | 9 | 0.85498
31215 | 7.848 | 1 | 365 | 8.9373 | 0.9846 | 9 | 0.9219
31234 | 13.8 | 1 | 365 | 15.7154 | 0.6243 | 16 | 0.33974
31236 | 7.28 | 1 | 365 | 8.2905 | 0.68296 | 8 | 0.97343
30512 | 6.76 | 1 | 365 | 7.6983 | 0.49132 | 8 | 0.18961
30513 | 9.88 | 1 | 365 | 11.2513 | 0.64117 | 11 | 0.89251
30523 | 6.84 | 1 | 365 | 7.7894 | 0.67465 | 8 | 0.46405
30526 | 7.14 | 1 | 365 | 8.131 | 0.36214 | 8 | 0.49317
30527 | 7.84 | 1 | 365 | 8.9282 | 0.96627 | 9 | 0.89446
30543 | 8.32 | 1 | 365 | 9.4748 | 0.066245 | 9 | 0.54106
30545 | 5.2 | 1 | 365 | 5.9218 | 0.9164 | 6 | 0.83816
30555 | 6.9 | 1 | 365 | 7.8577 | 0.81215 | 8 | 0.66987
30557 | 7.28 | 1 | 365 | 8.2905 | 0.68296 | 8 | 0.97343
30561 | 3.38 | 1 | 365 | 3.8491 | 0.74566 | 4 | 0.59481
30565 | 3.64 | 1 | 365 | 4.1452 | 0.34148 | 4 | 0.48671
30568 | 9.69 | 1 | 365 | 11.035 | 0.20576 | 11 | 0.24073
30602 | 6.54 | 1 | 365 | 7.4478 | 0.98717 | 8 | 0.43492
30607 | 6.44 | 1 | 365 | 7.3339 | 0.75801 | 8 | 0.091879
30609 | 5.2 | 1 | 365 | 5.9218 | 0.9164 | 6 | 0.83816
30614 | 5.928 | 1 | 365 | 6.7508 | 0.5847 | 7 | 0.33551
30617 | 5.1 | 1 | 365 | 5.8079 | 0.68724 | 6 | 0.49512
30547 | 10.791 | 1 | 365 | 12.2888 | 0.72883 | 13 | 0.017619
29794 | 5.886 | 1 | 365 | 6.703 | 0.48845 | 7 | 0.19143
31070 | 5.8 | 1 | 365 | 6.605 | 0.29137 | 6 | 0.89641
30938 | 6.875 | 1 | 365 | 7.8293 | 0.75486 | 8 | 0.58411
30892 | 4.16 | 1 | 365 | 4.7374 | 0.53312 | 5 | 0.27053
30946 | 4.125 | 1 | 365 | 4.6975 | 0.45292 | 5 | 0.15047
30954 | 12.5 | 1 | 365 | 14.235 | 0.6452 | 14 | 0.8802
30505 | 2.75 | 1 | 365 | 3.1317 | 0.30194 | 3 | 0.43364
30501 | 12.75 | 1 | 365 | 14.5197 | 0.2181 | 14 | 0.7378
30472 | 10.75 | 1 | 365 | 12.2421 | 0.63487 | 12 | 0.87697
30663 | 7.848 | 1 | 365 | 8.9373 | 0.9846 | 9 | 0.9219
30664 | 5.2 | 1 | 365 | 5.9218 | 0.9164 | 6 | 0.83816
30666 | 7.28 | 1 | 365 | 8.2905 | 0.68296 | 8 | 0.97343
30667 | 9.3 | 1 | 365 | 10.5908 | 0.31203 | 10 | 0.90287
30668 | 6.24 | 1 | 365 | 7.1061 | 0.29968 | 7 | 0.4058
30669 | 7.28 | 1 | 365 | 8.2905 | 0.68296 | 8 | 0.97343
30670 | 5.2 | 1 | 365 | 5.9218 | 0.9164 | 6 | 0.83816
30673 | 8.4 | 1 | 365 | 9.5659 | 0.24957 | 9 | 0.81549
30679 | 7.28 | 1 | 365 | 8.2905 | 0.68296 | 8 | 0.97343
30680 | 7.28 | 1 | 365 | 8.2905 | 0.68296 | 8 | 0.97343
30682 | 7.28 | 1 | 365 | 8.2905 | 0.68296 | 8 | 0.97343
30686 | 7.28 | 1 | 365 | 8.2905 | 0.68296 | 8 | 0.97343
30689 | 4.16 | 1 | 365 | 4.7374 | 0.53312 | 5 | 0.27053
30693 | 2.86 | 1 | 365 | 3.257 | 0.55402 | 3 | 0.81099
30695 | 2.805 | 1 | 365 | 3.1943 | 0.42798 | 3 | 0.62232
30699 | 2.08 | 1 | 365 | 2.3687 | 0.76656 | 3 | 0.13527
30700 | 9.36 | 1 | 365 | 10.6592 | 0.44953 | 11 | 0.10869
30701 | 4.68 | 1 | 365 | 5.3296 | 0.72476 | 6 | 0.054347
31216 | 10.14 | 1 | 365 | 11.5474 | 0.23699 | 11 | 0.78442
30702 | 7.28 | 1 | 365 | 8.2905 | 0.68296 | 8 | 0.97343
31219 | 9.36 | 1 | 365 | 10.6592 | 0.44953 | 11 | 0.10869
31224 | 8.32 | 1 | 365 | 9.4748 | 0.066245 | 9 | 0.54106
29389 | 4.59 | 1 | 365 | 5.2271 | 0.51852 | 5 | 0.74561
31228 | 7.395 | 1 | 365 | 8.4214 | 0.9465 | 9 | 0.36793
31237 | 7.02 | 1 | 365 | 7.9944 | 0.087144 | 8 | 0.08152
31243 | 5.72 | 1 | 365 | 6.5139 | 0.10804 | 6 | 0.62198
31245 | 4.94 | 1 | 365 | 5.6257 | 0.32058 | 5 | 0.94626
31246 | 5.72 | 1 | 365 | 6.5139 | 0.10804 | 6 | 0.62198
31248 | 4.16 | 1 | 365 | 4.7374 | 0.53312 | 5 | 0.27053
28656 | 7.28 | 1 | 365 | 8.2905 | 0.68296 | 8 | 0.97343
28438 | 3.825 | 1 | 365 | 4.3559 | 0.76543 | 5 | 0.12134
28776 | 10.4 | 1 | 365 | 11.8435 | 0.83281 | 12 | 0.67633
30703 | 4.59 | 1 | 365 | 5.2271 | 0.51852 | 5 | 0.74561
28399 | 2.86 | 1 | 365 | 3.257 | 0.55402 | 3 | 0.81099
28977 | 8.37 | 1 | 365 | 9.5318 | 0.18083 | 9 | 0.71258
28993 | 4.08 | 1 | 365 | 4.6463 | 0.34979 | 4 | 0.9961
29148 | 9.945 | 1 | 365 | 11.3254 | 0.79012 | 12 | 0.11549
29347 | 20.91 | 1 | 365 | 23.8123 | 0.91769 | 24 | 0.73
29396 | 5.46 | 1 | 365 | 6.2178 | 0.51222 | 6 | 0.73007
28662 | 5.4 | 1 | 365 | 6.1495 | 0.37473 | 6 | 0.52425
28618 | 6.76 | 1 | 365 | 7.6983 | 0.49132 | 8 | 0.18961
28524 | 2.86 | 1 | 365 | 3.257 | 0.55402 | 3 | 0.81099
28497 | 9.275 | 1 | 365 | 10.5624 | 0.25474 | 10 | 0.81711
28138 | 5.2 | 1 | 365 | 5.9218 | 0.9164 | 6 | 0.83816
28186 | 5.98 | 1 | 365 | 6.81 | 0.70386 | 7 | 0.51389
31251 | 2.6 | 1 | 365 | 2.9609 | 0.9582 | 3 | 0.91908
31255 | 7.8 | 1 | 365 | 8.8826 | 0.8746 | 9 | 0.75724
29220 | 8.58 | 1 | 365 | 9.7709 | 0.66207 | 10 | 0.43297
27555 | 5.46 | 1 | 365 | 6.2178 | 0.51222 | 6 | 0.73007
22568 | 3.38 | 1 | 365 | 3.8491 | 0.74566 | 4 | 0.59481
29229 | 2.86 | 1 | 365 | 3.257 | 0.55402 | 3 | 0.81099
28261 | 8.32 | 1 | 365 | 9.4748 | 0.066245 | 9 | 0.54106
28263 | 7.28 | 1 | 365 | 8.2905 | 0.68296 | 8 | 0.97343
28273 | 8.06 | 1 | 365 | 9.1787 | 0.47042 | 9 | 0.64915
28620 | 11.96 | 1 | 365 | 13.62 | 0.40773 | 14 | 0.027775
28385 | 5.98 | 1 | 365 | 6.81 | 0.70386 | 7 | 0.51389
30705 | 13.26 | 1 | 365 | 15.1005 | 0.38683 | 15 | 0.48732
28539 | 5.4 | 1 | 365 | 6.1495 | 0.37473 | 6 | 0.52425
20529 | 6.24 | 1 | 365 | 7.1061 | 0.29968 | 7 | 0.4058
28905 | 6.24 | 1 | 365 | 7.1061 | 0.29968 | 7 | 0.4058
29152 | 2.08 | 1 | 365 | 2.3687 | 0.76656 | 3 | 0.13527
30708 | 12.74 | 1 | 365 | 14.5083 | 0.19519 | 14 | 0.7035
30711 | 10.92 | 1 | 365 | 12.4357 | 0.024447 | 12 | 0.46014
30709 | 11.7 | 1 | 365 | 13.324 | 0.81191 | 14 | 0.13587
30715 | 5.72 | 1 | 365 | 6.5139 | 0.10804 | 6 | 0.62198
30719 | 5.355 | 1 | 365 | 6.0983 | 0.2716 | 6 | 0.36988
30720 | 5.46 | 1 | 365 | 6.2178 | 0.51222 | 6 | 0.73007
30718 | 9.69 | 1 | 365 | 11.035 | 0.20576 | 11 | 0.24073
30721 | 4.94 | 1 | 365 | 5.6257 | 0.32058 | 5 | 0.94626
30723 | 7.59 | 1 | 365 | 8.6435 | 0.39337 | 9 | 0.036857
30725 | 9.12 | 1 | 365 | 10.3859 | 0.89954 | 11 | 0.28539
30726 | 6 | 1 | 365 | 6.8328 | 0.7497 | 7 | 0.5825
30729 | 6.84 | 1 | 365 | 7.7894 | 0.67465 | 8 | 0.46405
30730 | 4.845 | 1 | 365 | 5.5175 | 0.10288 | 5 | 0.62037
30748 | 7.2 | 1 | 365 | 8.1994 | 0.49964 | 8 | 0.699
30750 | 9.38 | 1 | 365 | 10.6819 | 0.49536 | 11 | 0.1773
30754 | 5.04 | 1 | 365 | 5.7396 | 0.54974 | 6 | 0.2893
30749 | 10.92 | 1 | 365 | 12.4357 | 0.024447 | 12 | 0.46014
30755 | 10.6 | 1 | 365 | 12.0713 | 0.29113 | 12 | 0.36241
30758 | 10.4 | 1 | 365 | 11.8435 | 0.83281 | 12 | 0.67633
30756 | 4.8 | 1 | 365 | 5.4662 | 0.99976 | 6 | 0.466
30757 | 10.8 | 1 | 365 | 12.299 | 0.74945 | 13 | 0.048493
30760 | 7.2 | 1 | 365 | 8.1994 | 0.49964 | 8 | 0.699
30762 | 8.502 | 1 | 365 | 9.6821 | 0.48332 | 10 | 0.1654
30981 | 6.625 | 1 | 365 | 7.5446 | 0.18196 | 7 | 0.72651
30982 | 7.2 | 1 | 365 | 8.1994 | 0.49964 | 8 | 0.699
31144 | 6.885 | 1 | 365 | 7.8406 | 0.77778 | 8 | 0.61841
31145 | 6.6 | 1 | 365 | 7.5161 | 0.12467 | 7 | 0.64075
31146 | 10.8 | 1 | 365 | 12.299 | 0.74945 | 13 | 0.048493
31147 | 13.26 | 1 | 365 | 15.1005 | 0.38683 | 15 | 0.48732
31148 | 10.005 | 1 | 365 | 11.3937 | 0.92762 | 12 | 0.32131
31149 | 10.26 | 1 | 365 | 11.6841 | 0.51198 | 12 | 0.19607
31150 | 8.502 | 1 | 365 | 9.6821 | 0.48332 | 10 | 0.1654
31190 | 9.18 | 1 | 365 | 10.4542 | 0.037035 | 10 | 0.49122
31192 | 11.385 | 1 | 365 | 12.9652 | 0.090048 | 13 | 0.055286
30970 | 9.975 | 1 | 365 | 11.3595 | 0.85887 | 12 | 0.2184
30765 | 9.945 | 1 | 365 | 11.3254 | 0.79012 | 12 | 0.11549
31004 | 5.886 | 1 | 365 | 6.703 | 0.48845 | 7 | 0.19143
30769 | 9.62 | 1 | 365 | 10.9553 | 0.045346 | 11 | 0.00060192
31007 | 5.232 | 1 | 365 | 5.9582 | 0.98973 | 6 | 0.94794
31011 | 6.54 | 1 | 365 | 7.4478 | 0.98717 | 8 | 0.43492
31034 | 4.48 | 1 | 365 | 5.1018 | 0.26644 | 5 | 0.36826
31037 | 3.5 | 1 | 365 | 3.9858 | 0.020656 | 4 | 0.006456
31044 | 4.5 | 1 | 365 | 5.1246 | 0.31227 | 5 | 0.43687
31061 | 11.772 | 1 | 365 | 13.406 | 0.9769 | 14 | 0.38286
31068 | 7.8 | 1 | 365 | 8.8826 | 0.8746 | 9 | 0.75724
30766 | 7.5 | 1 | 365 | 8.541 | 0.18712 | 8 | 0.72812
30772 | 9.62 | 1 | 365 | 10.9553 | 0.045346 | 11 | 0.00060192
30261 | 3.9 | 1 | 365 | 4.4413 | 0.9373 | 5 | 0.37862
31151 | 4.59 | 1 | 365 | 5.2271 | 0.51852 | 5 | 0.74561
31154 | 9.81 | 1 | 365 | 11.1716 | 0.48075 | 11 | 0.65238
31152 | 8.96 | 1 | 365 | 10.2036 | 0.53288 | 10 | 0.73653
31156 | 5.559 | 1 | 365 | 6.3306 | 0.73909 | 7 | 0.069683
31157 | 8.5 | 1 | 365 | 9.6798 | 0.47874 | 10 | 0.15854
31158 | 3.05 | 1 | 365 | 3.4733 | 0.98943 | 4 | 0.46277
31159 | 3.9 | 1 | 365 | 4.4413 | 0.9373 | 5 | 0.37862
31161 | 7.25 | 1 | 365 | 8.2563 | 0.61422 | 8 | 0.87052
31160 | 8.32 | 1 | 365 | 9.4748 | 0.066245 | 9 | 0.54106
31162 | 4.5 | 1 | 365 | 5.1246 | 0.31227 | 5 | 0.43687
23957 | 4.4 | 1 | 365 | 5.0107 | 0.08311 | 5 | 0.09383
30775 | 9.36 | 1 | 365 | 10.6592 | 0.44953 | 11 | 0.10869
30777 | 8.415 | 1 | 365 | 9.583 | 0.28395 | 9 | 0.86695
29370 | 6.5 | 1 | 365 | 7.4022 | 0.8955 | 8 | 0.2977
30780 | 7.8 | 1 | 365 | 8.8826 | 0.8746 | 9 | 0.75724
31163 | 6.24 | 1 | 365 | 7.1061 | 0.29968 | 7 | 0.4058
31164 | 6.6 | 1 | 365 | 7.5161 | 0.12467 | 7 | 0.64075
31165 | 7.54 | 1 | 365 | 8.5866 | 0.27878 | 8 | 0.86534
31168 | 17.08 | 1 | 365 | 19.4507 | 0.1408 | 19 | 0.59151
31172 | 6.71 | 1 | 365 | 7.6413 | 0.37674 | 8 | 0.018091
30793 | 7.28 | 1 | 365 | 8.2905 | 0.68296 | 8 | 0.97343
30796 | 8.1 | 1 | 365 | 9.2243 | 0.56209 | 9 | 0.78637
30795 | 7.28 | 1 | 365 | 8.2905 | 0.68296 | 8 | 0.97343
30818 | 12.24 | 1 | 365 | 13.9389 | 0.04938 | 13 | 0.98829
31174 | 3.355 | 1 | 365 | 3.8207 | 0.68837 | 4 | 0.50905
31175 | 8.235 | 1 | 365 | 9.378 | 0.87146 | 10 | 0.24948
30822 | 8.265 | 1 | 365 | 9.4122 | 0.94021 | 10 | 0.35239
30823 | 7.02 | 1 | 365 | 7.9944 | 0.087144 | 8 | 0.08152
31176 | 7 | 1 | 365 | 7.9716 | 0.041312 | 8 | 0.012912
30771 | 9.6 | 1 | 365 | 10.9325 | 0.99951 | 11 | 0.93199
31177 | 8.24 | 1 | 365 | 9.3837 | 0.88292 | 10 | 0.26663
30824 | 7.28 | 1 | 365 | 8.2905 | 0.68296 | 8 | 0.97343
31181 | 5 | 1 | 365 | 5.694 | 0.45808 | 6 | 0.15208
30830 | 9.045 | 1 | 365 | 10.3004 | 0.72767 | 11 | 0.028113
30613 | 7.28 | 1 | 365 | 8.2905 | 0.68296 | 8 | 0.97343
30831 | 5.4 | 1 | 365 | 6.1495 | 0.37473 | 6 | 0.52425
31182 | 8.25 | 1 | 365 | 9.3951 | 0.90583 | 10 | 0.30093
31183 | 10 | 1 | 365 | 11.388 | 0.91616 | 12 | 0.30416
31185 | 13.8 | 1 | 365 | 15.7154 | 0.6243 | 16 | 0.33974
31186 | 11.772 | 1 | 365 | 13.406 | 0.9769 | 14 | 0.38286
31188 | 5.04 | 1 | 365 | 5.7396 | 0.54974 | 6 | 0.2893
31189 | 4.42 | 1 | 365 | 5.0335 | 0.12894 | 5 | 0.16244
30897 | 3.9 | 1 | 365 | 4.4413 | 0.9373 | 5 | 0.37862
30899 | 3.825 | 1 | 365 | 4.3559 | 0.76543 | 5 | 0.12134
30909 | 3.57 | 1 | 365 | 4.0655 | 0.18107 | 4 | 0.24659
30834 | 5.04 | 1 | 365 | 5.7396 | 0.54974 | 6 | 0.2893
30961 | 7.2 | 1 | 365 | 8.1994 | 0.49964 | 8 | 0.699
30962 | 8.8 | 1 | 365 | 10.0214 | 0.16622 | 10 | 0.18766
30965 | 9.625 | 1 | 365 | 10.961 | 0.056804 | 11 | 0.017754
30973 | 6.6 | 1 | 365 | 7.5161 | 0.12467 | 7 | 0.64075
30976 | 9 | 1 | 365 | 10.2492 | 0.62454 | 10 | 0.87374
30977 | 5 | 1 | 365 | 5.694 | 0.45808 | 6 | 0.15208
31016 | 5.4 | 1 | 365 | 6.1495 | 0.37473 | 6 | 0.52425
31021 | 4.32 | 1 | 365 | 4.9196 | 0.89978 | 5 | 0.8194
30836 | 7.2 | 1 | 365 | 8.1994 | 0.49964 | 8 | 0.699
31022 | 3.25 | 1 | 365 | 3.7011 | 0.44775 | 4 | 0.14885
29591 | 12.48 | 1 | 365 | 14.2122 | 0.59937 | 14 | 0.81159
30821 | 7.28 | 1 | 365 | 8.2905 | 0.68296 | 8 | 0.97343
31257 | 12.22 | 1 | 365 | 13.9161 | 0.0035475 | 13 | 0.91968
29248 | 7.54 | 1 | 365 | 8.5866 | 0.27878 | 8 | 0.86534
31263 | 9.945 | 1 | 365 | 11.3254 | 0.79012 | 12 | 0.11549
31268 | 7.54 | 1 | 365 | 8.5866 | 0.27878 | 8 | 0.86534
31300 | 6.5 | 1 | 365 | 7.4022 | 0.8955 | 8 | 0.2977
31369 | 4.42 | 1 | 365 | 5.0335 | 0.12894 | 5 | 0.16244
31372 | 4.16 | 1 | 365 | 4.7374 | 0.53312 | 5 | 0.27053
31376 | 3.38 | 1 | 365 | 3.8491 | 0.74566 | 4 | 0.59481
31382 | 8.06 | 1 | 365 | 9.1787 | 0.47042 | 9 | 0.64915
31392 | 10.14 | 1 | 365 | 11.5474 | 0.23699 | 11 | 0.78442
31393 | 9.1 | 1 | 365 | 10.3631 | 0.85371 | 11 | 0.21679
31394 | 6.12 | 1 | 365 | 6.9695 | 0.02469 | 6 | 0.99415
30847 | 7.28 | 1 | 365 | 8.2905 | 0.68296 | 8 | 0.97343
31396 | 3.12 | 1 | 365 | 3.5531 | 0.14984 | 3 | 0.7029
28148 | 6.76 | 1 | 365 | 7.6983 | 0.49132 | 8 | 0.18961
28333 | 4.16 | 1 | 365 | 4.7374 | 0.53312 | 5 | 0.27053
28347 | 5.2 | 1 | 365 | 5.9218 | 0.9164 | 6 | 0.83816
28337 | 8.58 | 1 | 365 | 9.7709 | 0.66207 | 10 | 0.43297
28356 | 4.42 | 1 | 365 | 5.0335 | 0.12894 | 5 | 0.16244
28357 | 5.72 | 1 | 365 | 6.5139 | 0.10804 | 6 | 0.62198
29241 | 6.24 | 1 | 365 | 7.1061 | 0.29968 | 7 | 0.4058
30856 | 6.9 | 1 | 365 | 7.8577 | 0.81215 | 8 | 0.66987
28362 | 6.24 | 1 | 365 | 7.1061 | 0.29968 | 7 | 0.4058
30859 | 4.5 | 1 | 365 | 5.1246 | 0.31227 | 5 | 0.43687
28390 | 5.2 | 1 | 365 | 5.9218 | 0.9164 | 6 | 0.83816
28396 | 5.46 | 1 | 365 | 6.2178 | 0.51222 | 6 | 0.73007
28420 | 3.9 | 1 | 365 | 4.4413 | 0.9373 | 5 | 0.37862
27901 | 6.76 | 1 | 365 | 7.6983 | 0.49132 | 8 | 0.18961
28538 | 6.24 | 1 | 365 | 7.1061 | 0.29968 | 7 | 0.4058
29239 | 8.58 | 1 | 365 | 9.7709 | 0.66207 | 10 | 0.43297
31261 | 9.86 | 1 | 365 | 11.2286 | 0.59533 | 11 | 0.8239
31072 | 7.848 | 1 | 365 | 8.9373 | 0.9846 | 9 | 0.9219
31276 | 24.525 | 1 | 365 | 27.9291 | 0.20188 | 28 | 0.13095
31289 | 10.26 | 1 | 365 | 11.6841 | 0.51198 | 12 | 0.19607
31284 | 9.9 | 1 | 365 | 11.2741 | 0.687 | 11 | 0.96112
31317 | 13.734 | 1 | 365 | 15.6403 | 0.47305 | 16 | 0.11333
31321 | 3.99 | 1 | 365 | 4.5438 | 0.14355 | 4 | 0.68736
31331 | 8.835 | 1 | 365 | 10.0613 | 0.24643 | 10 | 0.30773
31332 | 11.445 | 1 | 365 | 13.0336 | 0.22755 | 13 | 0.26111
31341 | 10.5 | 1 | 365 | 11.9574 | 0.061968 | 12 | 0.019368
31027 | 7.65 | 1 | 365 | 8.7118 | 0.53086 | 9 | 0.24268
31338 | 16.677 | 1 | 365 | 18.9918 | 0.21728 | 19 | 0.20905
31345 | 5.98 | 1 | 365 | 6.81 | 0.70386 | 7 | 0.51389
31348 | 5.2 | 1 | 365 | 5.9218 | 0.9164 | 6 | 0.83816
31350 | 4.75 | 1 | 365 | 5.4093 | 0.88518 | 6 | 0.29448
31366 | 4.59 | 1 | 365 | 5.2271 | 0.51852 | 5 | 0.74561
31029 | 6.5 | 1 | 365 | 7.4022 | 0.8955 | 8 | 0.2977
31294 | 4.95 | 1 | 365 | 5.6371 | 0.3435 | 5 | 0.98056
26930 | 7.84 | 1 | 365 | 8.9282 | 0.96627 | 9 | 0.89446
31033 | 4.95 | 1 | 365 | 5.6371 | 0.3435 | 5 | 0.98056
31336 | 10.2 | 1 | 365 | 11.6158 | 0.37448 | 11 | 0.99024
31036 | 6 | 1 | 365 | 6.8328 | 0.7497 | 7 | 0.5825
31301 | 6.375 | 1 | 365 | 7.2599 | 0.60905 | 7 | 0.8689
31040 | 6.75 | 1 | 365 | 7.6869 | 0.46841 | 8 | 0.15531
31097 | 12.375 | 1 | 365 | 14.0927 | 0.35875 | 14 | 0.4514
31102 | 7.7 | 1 | 365 | 8.7688 | 0.64544 | 9 | 0.4142
31104 | 11.825 | 1 | 365 | 13.4663 | 0.098359 | 13 | 0.56467
31114 | 7.975 | 1 | 365 | 9.0819 | 0.27564 | 9 | 0.35757
31116 | 6.325 | 1 | 365 | 7.2029 | 0.49447 | 7 | 0.69738
31119 | 8.525 | 1 | 365 | 9.7083 | 0.53603 | 10 | 0.2443
31121 | 4.32 | 1 | 365 | 4.9196 | 0.89978 | 5 | 0.8194
31138 | 4.86 | 1 | 365 | 5.5346 | 0.13725 | 5 | 0.67182
30913 | 2.34 | 1 | 365 | 2.6648 | 0.36238 | 3 | 0.027173
30928 | 14.3 | 1 | 365 | 16.2848 | 0.77011 | 17 | 0.054949
30975 | 5.2 | 1 | 365 | 5.9218 | 0.9164 | 6 | 0.83816
30978 | 6.24 | 1 | 365 | 7.1061 | 0.29968 | 7 | 0.4058
29203 | 5.1 | 1 | 365 | 5.8079 | 0.68724 | 6 | 0.49512
28045 | 3.57 | 1 | 365 | 4.0655 | 0.18107 | 4 | 0.24659
29259 | 4.08 | 1 | 365 | 4.6463 | 0.34979 | 4 | 0.9961
29236 | 8.32 | 1 | 365 | 9.4748 | 0.066245 | 9 | 0.54106
30862 | 3.92 | 1 | 365 | 4.4641 | 0.98313 | 5 | 0.44723
29214 | 6.5 | 1 | 365 | 7.4022 | 0.8955 | 8 | 0.2977
31410 | 6.75 | 1 | 365 | 7.6869 | 0.46841 | 8 | 0.15531
31412 | 10.71 | 1 | 365 | 12.1965 | 0.54321 | 12 | 0.73976
31413 | 6.84 | 1 | 365 | 7.7894 | 0.67465 | 8 | 0.46405
31414 | 8.68 | 1 | 365 | 9.8848 | 0.89123 | 10 | 0.77601
31415 | 9.88 | 1 | 365 | 11.2513 | 0.64117 | 11 | 0.89251
31416 | 11.04 | 1 | 365 | 12.5724 | 0.29944 | 12 | 0.87179
31417 | 10.08 | 1 | 365 | 11.4791 | 0.099489 | 11 | 0.57859
31204 | 7.82 | 1 | 365 | 8.9054 | 0.92044 | 9 | 0.82585
31577 | 3.06 | 1 | 365 | 3.4847 | 0.012345 | 3 | 0.49707
31581 | 8.67 | 1 | 365 | 9.8734 | 0.86831 | 10 | 0.74171
31583 | 8.54 | 1 | 365 | 9.7254 | 0.5704 | 10 | 0.29575
31585 | 8.502 | 1 | 365 | 9.6821 | 0.48332 | 10 | 0.1654
31589 | 11.445 | 1 | 365 | 13.0336 | 0.22755 | 13 | 0.26111
31590 | 11.285 | 1 | 365 | 12.8514 | 0.86089 | 13 | 0.71224
30868 | 3.27 | 1 | 365 | 3.7239 | 0.49358 | 4 | 0.21746
31602 | 4.32 | 1 | 365 | 4.9196 | 0.89978 | 5 | 0.8194
30872 | 6.84 | 1 | 365 | 7.7894 | 0.67465 | 8 | 0.46405
31611 | 8.37 | 1 | 365 | 9.5318 | 0.18083 | 9 | 0.71258
31724 | 8.925 | 1 | 365 | 10.1638 | 0.45267 | 10 | 0.61646
31746 | 6 | 1 | 365 | 6.8328 | 0.7497 | 7 | 0.5825
31753 | 7.32 | 1 | 365 | 8.336 | 0.77463 | 9 | 0.11065
31778 | 8.55 | 1 | 365 | 9.7367 | 0.59332 | 10 | 0.33006
31717 | 6.21 | 1 | 365 | 7.0719 | 0.23094 | 7 | 0.30288
31767 | 7.28 | 1 | 365 | 8.2905 | 0.68296 | 8 | 0.97343
30881 | 5.72 | 1 | 365 | 6.5139 | 0.10804 | 6 | 0.62198
31788 | 4.86 | 1 | 365 | 5.5346 | 0.13725 | 5 | 0.67182
31790 | 5.7 | 1 | 365 | 6.4912 | 0.062211 | 6 | 0.55337
30839 | 9.88 | 1 | 365 | 11.2513 | 0.64117 | 11 | 0.89251
29730 | 9.975 | 1 | 365 | 11.3595 | 0.85887 | 12 | 0.2184
30891 | 4.68 | 1 | 365 | 5.3296 | 0.72476 | 6 | 0.054347
31840 | 11.73 | 1 | 365 | 13.3581 | 0.88066 | 14 | 0.23878
31842 | 10.64 | 1 | 365 | 12.1168 | 0.38279 | 12 | 0.49963
29714 | 8.1 | 1 | 365 | 9.2243 | 0.56209 | 9 | 0.78637
31772 | 8.84 | 1 | 365 | 10.067 | 0.25789 | 10 | 0.32488
32006 | 12.75 | 1 | 365 | 14.5197 | 0.2181 | 14 | 0.7378
32007 | 9.405 | 1 | 365 | 10.7104 | 0.55265 | 11 | 0.26306
32009 | 6.555 | 1 | 365 | 7.4648 | 0.021543 | 7 | 0.48638
32008 | 10.8 | 1 | 365 | 12.299 | 0.74945 | 13 | 0.048493
32012 | 12.42 | 1 | 365 | 14.1439 | 0.46187 | 14 | 0.60577
32013 | 9.483 | 1 | 365 | 10.7992 | 0.73139 | 11 | 0.53063
32015 | 8.502 | 1 | 365 | 9.6821 | 0.48332 | 10 | 0.1654
32016 | 12.22 | 1 | 365 | 13.9161 | 0.0035475 | 13 | 0.91968
32017 | 11.55 | 1 | 365 | 13.1531 | 0.46816 | 13 | 0.6213
32024 | 11.22 | 1 | 365 | 12.7773 | 0.71193 | 13 | 0.48927
32018 | 1.53 | 1 | 365 | 1.7424 | 0.50617 | 2 | 0.24854
32027 | 10.725 | 1 | 365 | 12.2136 | 0.57758 | 12 | 0.79121
32022 | 14.04 | 1 | 365 | 15.9888 | 0.17429 | 16 | 0.16304
32026 | 10.175 | 1 | 365 | 11.5873 | 0.31719 | 11 | 0.90448
32021 | 12.42 | 1 | 365 | 14.1439 | 0.46187 | 14 | 0.60577
32029 | 7.41 | 1 | 365 | 8.4385 | 0.98087 | 9 | 0.41938
32054 | 4.32 | 1 | 365 | 4.9196 | 0.89978 | 5 | 0.8194
32058 | 6.27 | 1 | 365 | 7.1403 | 0.36843 | 7 | 0.50871
31411 | 3.15 | 1 | 365 | 3.5872 | 0.21859 | 3 | 0.80581
32063 | 8.32 | 1 | 365 | 9.4748 | 0.066245 | 9 | 0.54106
31514 | 5.175 | 1 | 365 | 5.8933 | 0.85911 | 6 | 0.7524
31518 | 7.2 | 1 | 365 | 8.1994 | 0.49964 | 8 | 0.699
31520 | 10.2 | 1 | 365 | 11.6158 | 0.37448 | 11 | 0.99024
31525 | 5.7 | 1 | 365 | 6.4912 | 0.062211 | 6 | 0.55337
31530 | 7.2 | 1 | 365 | 8.1994 | 0.49964 | 8 | 0.699
32075 | 7.8 | 1 | 365 | 8.8826 | 0.8746 | 9 | 0.75724
31532 | 4.8 | 1 | 365 | 5.4662 | 0.99976 | 6 | 0.466
32068 | 6.12 | 1 | 365 | 6.9695 | 0.02469 | 6 | 0.99415
31539 | 8.55 | 1 | 365 | 9.7367 | 0.59332 | 10 | 0.33006
32090 | 12.15 | 1 | 365 | 13.8364 | 0.84313 | 14 | 0.67955
31578 | 15.9 | 1 | 365 | 18.1069 | 0.43669 | 18 | 0.54361
32081 | 10.14 | 1 | 365 | 11.5474 | 0.23699 | 11 | 0.78442
31582 | 6.75 | 1 | 365 | 7.6869 | 0.46841 | 8 | 0.15531
31584 | 3.75 | 1 | 365 | 4.2705 | 0.59356 | 4 | 0.86406
31586 | 0.5 | 1 | 365 | 0.5694 | 0.14581 | 0 | 0.71521
31591 | 6.555 | 1 | 365 | 7.4648 | 0.021543 | 7 | 0.48638
31595 | 11.25 | 1 | 365 | 12.8115 | 0.78068 | 13 | 0.59218
31599 | 5.6 | 1 | 365 | 6.3773 | 0.83305 | 7 | 0.21033
31604 | 5.04 | 1 | 365 | 5.7396 | 0.54974 | 6 | 0.2893
31631 | 23.37 | 1 | 365 | 26.6138 | 0.55507 | 27 | 0.16882
31642 | 7.848 | 1 | 365 | 8.9373 | 0.9846 | 9 | 0.9219
30948 | 43.12 | 0.9 | 365 | 44.1946 | 0.93303 | 45 | 0.12758
32088 | 4 | 1 | 365 | 4.5552 | 0.16646 | 4 | 0.72166
31621 | 32.94 | 0.9 | 365 | 33.7609 | 0.93725 | 34 | 0.69811
31450 | 10.4 | 1 | 365 | 11.8435 | 0.83281 | 12 | 0.67633
31456 | 7.02 | 1 | 365 | 7.9944 | 0.087144 | 8 | 0.08152
31462 | 10.8 | 1 | 365 | 12.299 | 0.74945 | 13 | 0.048493
31468 | 10.8 | 1 | 365 | 12.299 | 0.74945 | 13 | 0.048493
31399 | 2.55 | 1 | 365 | 2.9039 | 0.84362 | 3 | 0.74756
31508 | 2.76 | 1 | 365 | 3.1431 | 0.32486 | 3 | 0.46795
32087 | 9.52 | 1 | 365 | 10.8414 | 0.81618 | 11 | 0.65756
32101 | 8.1 | 1 | 365 | 9.2243 | 0.56209 | 9 | 0.78637
32093 | 11.7 | 1 | 365 | 13.324 | 0.81191 | 14 | 0.13587
32103 | 6.6 | 1 | 365 | 7.5161 | 0.12467 | 7 | 0.64075
32108 | 8.1 | 1 | 365 | 9.2243 | 0.56209 | 9 | 0.78637
32134 | 6.72 | 1 | 365 | 7.6527 | 0.39966 | 8 | 0.052396
32131 | 3.924 | 1 | 365 | 4.4687 | 0.9923 | 5 | 0.46095
30698 | 9.35 | 1 | 365 | 10.6478 | 0.42661 | 11 | 0.07439
31418 | 9.75 | 1 | 365 | 11.1033 | 0.34326 | 11 | 0.44656
31877 | 5.7 | 1 | 365 | 6.4912 | 0.062211 | 6 | 0.55337
31893 | 5.67 | 1 | 365 | 6.457 | 0.99346 | 7 | 0.45046
31945 | 4.8 | 1 | 365 | 5.4662 | 0.99976 | 6 | 0.466
31973 | 10.26 | 1 | 365 | 11.6841 | 0.51198 | 12 | 0.19607
31821 | 3.12 | 1 | 365 | 3.5531 | 0.14984 | 3 | 0.7029
31822 | 6.875 | 1 | 365 | 7.8293 | 0.75486 | 8 | 0.58411
31824 | 13.52 | 1 | 365 | 15.3966 | 0.98265 | 16 | 0.37922
31826 | 10.725 | 1 | 365 | 12.2136 | 0.57758 | 12 | 0.79121
31828 | 6.05 | 1 | 365 | 6.8897 | 0.86428 | 7 | 0.75402
31829 | 9.075 | 1 | 365 | 10.3346 | 0.79642 | 11 | 0.13103
31637 | 7.54 | 1 | 365 | 8.5866 | 0.27878 | 8 | 0.86534
27949 | 4.65 | 1 | 365 | 5.2954 | 0.65601 | 5 | 0.95143
31997 | 7.14 | 1 | 365 | 8.131 | 0.36214 | 8 | 0.49317
31665 | 7.8 | 1 | 365 | 8.8826 | 0.8746 | 9 | 0.75724
31670 | 3.9 | 1 | 365 | 4.4413 | 0.9373 | 5 | 0.37862
32685 | 5.32 | 1 | 365 | 6.0584 | 0.1914 | 6 | 0.24981
32688 | 6.21 | 1 | 365 | 7.0719 | 0.23094 | 7 | 0.30288
32757 | 13.23 | 1 | 365 | 15.0663 | 0.31808 | 15 | 0.3844
32848 | 5.76 | 1 | 365 | 6.5595 | 0.19971 | 6 | 0.7592
32932 | 7.56 | 1 | 365 | 8.6093 | 0.32462 | 8 | 0.93394
33015 | 7 | 1 | 365 | 7.9716 | 0.041312 | 8 | 0.012912
32978 | 8.12 | 1 | 365 | 9.2471 | 0.60792 | 9 | 0.85498
33047 | 6.325 | 1 | 365 | 7.2029 | 0.49447 | 7 | 0.69738
33086 | 10.5 | 1 | 365 | 11.9574 | 0.061968 | 12 | 0.019368
32140 | 10.8 | 1 | 365 | 12.299 | 0.74945 | 13 | 0.048493
32144 | 6 | 1 | 365 | 6.8328 | 0.7497 | 7 | 0.5825
32156 | 5.6 | 1 | 365 | 6.3773 | 0.83305 | 7 | 0.21033
32159 | 11.7 | 1 | 365 | 13.324 | 0.81191 | 14 | 0.13587
31881 | 7.54 | 1 | 365 | 8.5866 | 0.27878 | 8 | 0.86534
32164 | 6.12 | 1 | 365 | 6.9695 | 0.02469 | 6 | 0.99415
31905 | 8.58 | 1 | 365 | 9.7709 | 0.66207 | 10 | 0.43297
32166 | 8.67 | 1 | 365 | 9.8734 | 0.86831 | 10 | 0.74171
32174 | 12.2 | 1 | 365 | 13.8934 | 0.95772 | 14 | 0.85108
31907 | 3.64 | 1 | 365 | 4.1452 | 0.34148 | 4 | 0.48671
31913 | 5.2 | 1 | 365 | 5.9218 | 0.9164 | 6 | 0.83816
32936 | 8.37 | 1 | 365 | 9.5318 | 0.18083 | 9 | 0.71258
32940 | 7.695 | 1 | 365 | 8.7631 | 0.63399 | 9 | 0.39705
32993 | 17.1 | 1 | 365 | 19.4735 | 0.18663 | 19 | 0.66011
32187 | 6.76 | 1 | 365 | 7.6983 | 0.49132 | 8 | 0.18961
32994 | 10.24 | 1 | 365 | 11.6613 | 0.46615 | 12 | 0.12746
32995 | 11.2 | 1 | 365 | 12.7546 | 0.6661 | 13 | 0.42066
33003 | 5.2 | 1 | 365 | 5.9218 | 0.9164 | 6 | 0.83816
33023 | 10.53 | 1 | 365 | 11.9916 | 0.13072 | 12 | 0.12228
33031 | 6.75 | 1 | 365 | 7.6869 | 0.46841 | 8 | 0.15531
31918 | 4.16 | 1 | 365 | 4.7374 | 0.53312 | 5 | 0.27053
33034 | 5.13 | 1 | 365 | 5.842 | 0.75599 | 6 | 0.59803
31934 | 4.42 | 1 | 365 | 5.0335 | 0.12894 | 5 | 0.16244
33036 | 6.6 | 1 | 365 | 7.5161 | 0.12467 | 7 | 0.64075
31963 | 10.66 | 1 | 365 | 12.1396 | 0.42863 | 12 | 0.56823
33038 | 3.92 | 1 | 365 | 4.4641 | 0.98313 | 5 | 0.44723
33039 | 4.88 | 1 | 365 | 5.5573 | 0.18309 | 5 | 0.74043
33043 | 6.71 | 1 | 365 | 7.6413 | 0.37674 | 8 | 0.018091
33042 | 8.06 | 1 | 365 | 9.1787 | 0.47042 | 9 | 0.64915
32114 | 7.02 | 1 | 365 | 7.9944 | 0.087144 | 8 | 0.08152
33020 | 6.875 | 1 | 365 | 7.8293 | 0.75486 | 8 | 0.58411
32040 | 3.64 | 1 | 365 | 4.1452 | 0.34148 | 4 | 0.48671
33128 | 6.84 | 1 | 365 | 7.7894 | 0.67465 | 8 | 0.46405
32047 | 8.84 | 1 | 365 | 10.067 | 0.25789 | 10 | 0.32488
32044 | 6.76 | 1 | 365 | 7.6983 | 0.49132 | 8 | 0.18961
33134 | 6.27 | 1 | 365 | 7.1403 | 0.36843 | 7 | 0.50871
32048 | 4.42 | 1 | 365 | 5.0335 | 0.12894 | 5 | 0.16244
32053 | 8.58 | 1 | 365 | 9.7709 | 0.66207 | 10 | 0.43297
32067 | 12.74 | 1 | 365 | 14.5083 | 0.19519 | 14 | 0.7035
32080 | 4.68 | 1 | 365 | 5.3296 | 0.72476 | 6 | 0.054347
32448 | 7.02 | 1 | 365 | 7.9944 | 0.087144 | 8 | 0.08152
32454 | 8.32 | 1 | 365 | 9.4748 | 0.066245 | 9 | 0.54106
32461 | 3.38 | 1 | 365 | 3.8491 | 0.74566 | 4 | 0.59481
32702 | 4.16 | 1 | 365 | 4.7374 | 0.53312 | 5 | 0.27053
32471 | 6.76 | 1 | 365 | 7.6983 | 0.49132 | 8 | 0.18961
29964 | 4.59 | 1 | 365 | 5.2271 | 0.51852 | 5 | 0.74561
32473 | 5.98 | 1 | 365 | 6.81 | 0.70386 | 7 | 0.51389
33009 | 5.13 | 1 | 365 | 5.842 | 0.75599 | 6 | 0.59803
32475 | 8.06 | 1 | 365 | 9.1787 | 0.47042 | 9 | 0.64915
32898 | 7.848 | 1 | 365 | 8.9373 | 0.9846 | 9 | 0.9219
32899 | 3.35 | 1 | 365 | 3.815 | 0.67691 | 4 | 0.49189
31658 | 9.6 | 1 | 365 | 10.9325 | 0.99951 | 11 | 0.93199
33000 | 10.725 | 1 | 365 | 12.2136 | 0.57758 | 12 | 0.79121
33005 | 4.76 | 1 | 365 | 5.4207 | 0.90809 | 6 | 0.32878
33007 | 16.9 | 1 | 365 | 19.2457 | 0.72831 | 19 | 0.97403
31760 | 4.1 | 1 | 365 | 4.6691 | 0.39563 | 5 | 0.064706
33008 | 10.8 | 1 | 365 | 12.299 | 0.74945 | 13 | 0.048493
32089 | 3.12 | 1 | 365 | 3.5531 | 0.14984 | 3 | 0.7029
33028 | 11.59 | 1 | 365 | 13.1987 | 0.55983 | 13 | 0.75852
32094 | 3.64 | 1 | 365 | 4.1452 | 0.34148 | 4 | 0.48671
33033 | 6.24 | 1 | 365 | 7.1061 | 0.29968 | 7 | 0.4058
32509 | 8.25 | 1 | 365 | 9.3951 | 0.90583 | 10 | 0.30093
30807 | 7.65 | 1 | 365 | 8.7118 | 0.53086 | 9 | 0.24268
33035 | 16.38 | 1 | 365 | 18.6535 | 0.53667 | 19 | 0.19021
33064 | 11.76 | 1 | 365 | 13.3923 | 0.9494 | 14 | 0.34169
32125 | 5.98 | 1 | 365 | 6.81 | 0.70386 | 7 | 0.51389
32997 | 6.27 | 1 | 365 | 7.1403 | 0.36843 | 7 | 0.50871
32084 | 7.395 | 1 | 365 | 8.4214 | 0.9465 | 9 | 0.36793
33056 | 9.945 | 1 | 365 | 11.3254 | 0.79012 | 12 | 0.11549
32684 | 7.15 | 1 | 365 | 8.1424 | 0.38505 | 8 | 0.52747
29605 | 22.72 | 1 | 365 | 25.8735 | 0.065516 | 25 | 0.93905
28088 | 117.8 | 0.9 | 365 | 120.7356 | 0.95713 | 121 | 0.6927
28150 | 159.12 | 0.9 | 365 | 163.0853 | 0.17774 | 163 | 0.26301
28168 | 263 | 0.9 | 365 | 269.554 | 0.42551 | 269 | 0.97947
32687 | 9.625 | 1 | 365 | 10.961 | 0.056804 | 11 | 0.017754
32161 | 6.5 | 1 | 365 | 7.4022 | 0.8955 | 8 | 0.2977
32521 | 4.86 | 1 | 365 | 5.5346 | 0.13725 | 5 | 0.67182
32690 | 9.9 | 1 | 365 | 11.2741 | 0.687 | 11 | 0.96112
32692 | 7.7 | 1 | 365 | 8.7688 | 0.64544 | 9 | 0.4142
32693 | 11.5 | 1 | 365 | 13.0962 | 0.35358 | 13 | 0.44978
32204 | 11.44 | 1 | 365 | 13.0279 | 0.21609 | 13 | 0.24396
32695 | 11.5 | 1 | 365 | 13.0962 | 0.35358 | 13 | 0.44978
32552 | 14.04 | 1 | 365 | 15.9888 | 0.17429 | 16 | 0.16304
32698 | 6.75 | 1 | 365 | 7.6869 | 0.46841 | 8 | 0.15531
32554 | 12.9 | 1 | 365 | 14.6905 | 0.56185 | 15 | 0.25237
32558 | 6 | 1 | 365 | 6.8328 | 0.7497 | 7 | 0.5825
32563 | 4.59 | 1 | 365 | 5.2271 | 0.51852 | 5 | 0.74561
32728 | 6.875 | 1 | 365 | 7.8293 | 0.75486 | 8 | 0.58411
32572 | 5.61 | 1 | 365 | 6.3887 | 0.85597 | 7 | 0.24463
32744 | 8.16 | 1 | 365 | 9.2926 | 0.69959 | 9 | 0.99219
32561 | 8.32 | 1 | 365 | 9.4748 | 0.066245 | 9 | 0.54106
32755 | 4.4 | 1 | 365 | 5.0107 | 0.08311 | 5 | 0.09383
32570 | 7.42 | 1 | 365 | 8.4499 | 0.0037907 | 8 | 0.45369
32760 | 8.25 | 1 | 365 | 9.3951 | 0.90583 | 10 | 0.30093
32597 | 8.06 | 1 | 365 | 9.1787 | 0.47042 | 9 | 0.64915
32624 | 6 | 1 | 365 | 6.8328 | 0.7497 | 7 | 0.5825
32775 | 6.325 | 1 | 365 | 7.2029 | 0.49447 | 7 | 0.69738
32585 | 8.84 | 1 | 365 | 10.067 | 0.25789 | 10 | 0.32488
19755 | 9.88 | 1 | 365 | 11.2513 | 0.64117 | 11 | 0.89251
32626 | 2.86 | 1 | 365 | 3.257 | 0.55402 | 3 | 0.81099
32630 | 6.48 | 1 | 365 | 7.3794 | 0.84967 | 8 | 0.2291
32633 | 5.225 | 1 | 365 | 5.9502 | 0.97369 | 6 | 0.92392
32779 | 8.52 | 1 | 365 | 9.7026 | 0.52457 | 10 | 0.22714
32636 | 8.25 | 1 | 365 | 9.3951 | 0.90583 | 10 | 0.30093
32644 | 9.075 | 1 | 365 | 10.3346 | 0.79642 | 11 | 0.13103
32647 | 7.14 | 1 | 365 | 8.131 | 0.36214 | 8 | 0.49317
32667 | 7.8 | 1 | 365 | 8.8826 | 0.8746 | 9 | 0.75724
32671 | 10.8 | 1 | 365 | 12.299 | 0.74945 | 13 | 0.048493
32670 | 8.67 | 1 | 365 | 9.8734 | 0.86831 | 10 | 0.74171
32672 | 10.66 | 1 | 365 | 12.1396 | 0.42863 | 12 | 0.56823
32782 | 7.65 | 1 | 365 | 8.7118 | 0.53086 | 9 | 0.24268
32786 | 10.45 | 1 | 365 | 11.9005 | 0.94739 | 12 | 0.84785
32789 | 7.56 | 1 | 365 | 8.6093 | 0.32462 | 8 | 0.93394
32673 | 4.675 | 1 | 365 | 5.3239 | 0.7133 | 6 | 0.037195
32794 | 8.25 | 1 | 365 | 9.3951 | 0.90583 | 10 | 0.30093
32805 | 5.5 | 1 | 365 | 6.2634 | 0.60389 | 6 | 0.86729
32810 | 10.455 | 1 | 365 | 11.9062 | 0.95885 | 12 | 0.865
32813 | 11.25 | 1 | 365 | 12.8115 | 0.78068 | 13 | 0.59218
32817 | 4.4 | 1 | 365 | 5.0107 | 0.08311 | 5 | 0.09383
32839 | 5.775 | 1 | 365 | 6.5766 | 0.23408 | 6 | 0.81065
32843 | 11.5 | 1 | 365 | 13.0962 | 0.35358 | 13 | 0.44978
32847 | 9.75 | 1 | 365 | 11.1033 | 0.34326 | 11 | 0.44656
32870 | 5.5 | 1 | 365 | 6.2634 | 0.60389 | 6 | 0.86729
32676 | 4.8 | 1 | 365 | 5.4662 | 0.99976 | 6 | 0.466
32874 | 9.9 | 1 | 365 | 11.2741 | 0.687 | 11 | 0.96112
32881 | 7.15 | 1 | 365 | 8.1424 | 0.38505 | 8 | 0.52747
32677 | 9.18 | 1 | 365 | 10.4542 | 0.037035 | 10 | 0.49122
32883 | 9.75 | 1 | 365 | 11.1033 | 0.34326 | 11 | 0.44656
32679 | 6.6 | 1 | 365 | 7.5161 | 0.12467 | 7 | 0.64075
32648 | 9.62 | 1 | 365 | 10.9553 | 0.045346 | 11 | 0.00060192
32886 | 10 | 1 | 365 | 11.388 | 0.91616 | 12 | 0.30416
32887 | 5.72 | 1 | 365 | 6.5139 | 0.10804 | 6 | 0.62198
32682 | 14.4 | 1 | 365 | 16.3987 | 0.99927 | 17 | 0.39799
32683 | 6.5 | 1 | 365 | 7.4022 | 0.8955 | 8 | 0.2977
32686 | 2.86 | 1 | 365 | 3.257 | 0.55402 | 3 | 0.81099
33146 | 5.98 | 1 | 365 | 6.81 | 0.70386 | 7 | 0.51389
32697 | 8.84 | 1 | 365 | 10.067 | 0.25789 | 10 | 0.32488
33148 | 5.72 | 1 | 365 | 6.5139 | 0.10804 | 6 | 0.62198
32774 | 16.575 | 1 | 365 | 18.8756 | 0.98354 | 19 | 0.85915
32785 | 5.46 | 1 | 365 | 6.2178 | 0.51222 | 6 | 0.73007
32791 | 14.535 | 1 | 365 | 16.5525 | 0.30864 | 16 | 0.8611
32800 | 2.08 | 1 | 365 | 2.3687 | 0.76656 | 3 | 0.13527
32816 | 9.88 | 1 | 365 | 11.2513 | 0.64117 | 11 | 0.89251
32818 | 16.32 | 1 | 365 | 18.5852 | 0.39917 | 18 | 0.98439
32822 | 3.64 | 1 | 365 | 4.1452 | 0.34148 | 4 | 0.48671
32830 | 7.28 | 1 | 365 | 8.2905 | 0.68296 | 8 | 0.97343
33144 | 3.64 | 1 | 365 | 4.1452 | 0.34148 | 4 | 0.48671
32827 | 6.24 | 1 | 365 | 7.1061 | 0.29968 | 7 | 0.4058
33155 | 3.6 | 1 | 365 | 4.0997 | 0.24982 | 4 | 0.3495
32851 | 9.88 | 1 | 365 | 11.2513 | 0.64117 | 11 | 0.89251
33159 | 7.56 | 1 | 365 | 8.6093 | 0.32462 | 8 | 0.93394
33165 | 6.9 | 1 | 365 | 7.8577 | 0.81215 | 8 | 0.66987
33167 | 9.483 | 1 | 365 | 10.7992 | 0.73139 | 11 | 0.53063
33169 | 8.16 | 1 | 365 | 9.2926 | 0.69959 | 9 | 0.99219
33176 | 5.4 | 1 | 365 | 6.1495 | 0.37473 | 6 | 0.52425
33182 | 2.86 | 1 | 365 | 3.257 | 0.55402 | 3 | 0.81099
33183 | 11.18 | 1 | 365 | 12.7318 | 0.62027 | 13 | 0.35205
33185 | 3.9 | 1 | 365 | 4.4413 | 0.9373 | 5 | 0.37862
33193 | 4.905 | 1 | 365 | 5.5858 | 0.24038 | 5 | 0.82619
33199 | 6.095 | 1 | 365 | 6.941 | 0.9674 | 7 | 0.90839
32869 | 7.02 | 1 | 365 | 7.9944 | 0.087144 | 8 | 0.08152
30746 | 5.1 | 1 | 365 | 5.8079 | 0.68724 | 6 | 0.49512
32862 | 7.54 | 1 | 365 | 8.5866 | 0.27878 | 8 | 0.86534
32879 | 2.08 | 1 | 365 | 2.3687 | 0.76656 | 3 | 0.13527
32890 | 7.28 | 1 | 365 | 8.2905 | 0.68296 | 8 | 0.97343
32895 | 10.4 | 1 | 365 | 11.8435 | 0.83281 | 12 | 0.67633
33224 | 2.86 | 1 | 365 | 3.257 | 0.55402 | 3 | 0.81099
33096 | 4.94 | 1 | 365 | 5.6257 | 0.32058 | 5 | 0.94626
33104 | 8.16 | 1 | 365 | 9.2926 | 0.69959 | 9 | 0.99219
33115 | 5.1 | 1 | 365 | 5.8079 | 0.68724 | 6 | 0.49512
27549 | 4.16 | 1 | 365 | 4.7374 | 0.53312 | 5 | 0.27053
33124 | 4.94 | 1 | 365 | 5.6257 | 0.32058 | 5 | 0.94626
33126 | 3.78 | 1 | 365 | 4.3047 | 0.66231 | 4 | 0.96697
33138 | 7.28 | 1 | 365 | 8.2905 | 0.68296 | 8 | 0.97343
33143 | 7.8 | 1 | 365 | 8.8826 | 0.8746 | 9 | 0.75724
33905 | 5.5 | 1 | 365 | 6.2634 | 0.60389 | 6 | 0.86729
33910 | 4 | 1 | 365 | 4.5552 | 0.16646 | 4 | 0.72166
33977 | 6.3 | 1 | 365 | 7.1744 | 0.43718 | 7 | 0.61162
33979 | 5.04 | 1 | 365 | 5.7396 | 0.54974 | 6 | 0.2893
33980 | 4.8 | 1 | 365 | 5.4662 | 0.99976 | 6 | 0.466
33981 | 6 | 1 | 365 | 6.8328 | 0.7497 | 7 | 0.5825
33874 | 4.16 | 1 | 365 | 4.7374 | 0.53312 | 5 | 0.27053
33197 | 21.84 | 1 | 365 | 24.8714 | 0.048893 | 24 | 0.92029
33467 | 5.2 | 1 | 365 | 5.9218 | 0.9164 | 6 | 0.83816
33878 | 4.69 | 1 | 365 | 5.341 | 0.74768 | 6 | 0.088651
32064 | 4.16 | 1 | 365 | 4.7374 | 0.53312 | 5 | 0.27053
32196 | 7.41 | 1 | 365 | 8.4385 | 0.98087 | 9 | 0.41938
28506 | 13.26 | 1 | 365 | 15.1005 | 0.38683 | 15 | 0.48732
33288 | 12.48 | 1 | 365 | 14.2122 | 0.59937 | 14 | 0.81159
28509 | 10.66 | 1 | 365 | 12.1396 | 0.42863 | 12 | 0.56823
33889 | 5.2 | 1 | 365 | 5.9218 | 0.9164 | 6 | 0.83816
28753 | 11.96 | 1 | 365 | 13.62 | 0.40773 | 14 | 0.027775
33284 | 2.97 | 1 | 365 | 3.3822 | 0.8061 | 4 | 0.18834
33892 | 3.3 | 1 | 365 | 3.758 | 0.56233 | 4 | 0.32037
28877 | 8.58 | 1 | 365 | 9.7709 | 0.66207 | 10 | 0.43297
33899 | 5.72 | 1 | 365 | 6.5139 | 0.10804 | 6 | 0.62198
33301 | 10 | 1 | 365 | 11.388 | 0.91616 | 12 | 0.30416
28883 | 5.46 | 1 | 365 | 6.2178 | 0.51222 | 6 | 0.73007
33304 | 4.335 | 1 | 365 | 4.9367 | 0.93416 | 5 | 0.87085
33904 | 3.64 | 1 | 365 | 4.1452 | 0.34148 | 4 | 0.48671
28886 | 16.64 | 1 | 365 | 18.9496 | 0.13249 | 19 | 0.082122
28889 | 11.92 | 1 | 365 | 13.5745 | 0.31606 | 13 | 0.89056
32885 | 3.12 | 1 | 365 | 3.5531 | 0.14984 | 3 | 0.7029
29021 | 10.08 | 1 | 365 | 11.4791 | 0.099489 | 11 | 0.57859
26873 | 8.58 | 1 | 365 | 9.7709 | 0.66207 | 10 | 0.43297
29189 | 11 | 1 | 365 | 12.5268 | 0.20778 | 12 | 0.73458
33202 | 9.8 | 1 | 365 | 11.1602 | 0.45784 | 11 | 0.61808
31593 | 7.425 | 1 | 365 | 8.4556 | 0.015249 | 8 | 0.47084
33306 | 8.84 | 1 | 365 | 10.067 | 0.25789 | 10 | 0.32488
33360 | 6 | 1 | 365 | 6.8328 | 0.7497 | 7 | 0.5825
29357 | 10.4 | 1 | 365 | 11.8435 | 0.83281 | 12 | 0.67633
33361 | 3.75 | 1 | 365 | 4.2705 | 0.59356 | 4 | 0.86406
29364 | 13.2 | 1 | 365 | 15.0322 | 0.24933 | 15 | 0.28149
33369 | 4.25 | 1 | 365 | 4.8399 | 0.73937 | 5 | 0.57927
29376 | 12.24 | 1 | 365 | 13.9389 | 0.04938 | 13 | 0.98829
33367 | 4.16 | 1 | 365 | 4.7374 | 0.53312 | 5 | 0.27053
29410 | 12.48 | 1 | 365 | 14.2122 | 0.59937 | 14 | 0.81159
29476 | 13.26 | 1 | 365 | 15.1005 | 0.38683 | 15 | 0.48732
33913 | 5.2 | 1 | 365 | 5.9218 | 0.9164 | 6 | 0.83816
33915 | 5.46 | 1 | 365 | 6.2178 | 0.51222 | 6 | 0.73007
33917 | 16.5 | 1 | 365 | 18.7902 | 0.81166 | 19 | 0.60186
33918 | 6.54 | 1 | 365 | 7.4478 | 0.98717 | 8 | 0.43492
33920 | 6.12 | 1 | 365 | 6.9695 | 0.02469 | 6 | 0.99415
33923 | 7.848 | 1 | 365 | 8.9373 | 0.9846 | 9 | 0.9219
34002 | 5.6 | 1 | 365 | 6.3773 | 0.83305 | 7 | 0.21033
34027 | 5.886 | 1 | 365 | 6.703 | 0.48845 | 7 | 0.19143
28547 | 10.6 | 1 | 365 | 12.0713 | 0.29113 | 12 | 0.36241
29397 | 20.01 | 1 | 365 | 22.7874 | 0.85524 | 23 | 0.64262
34029 | 6 | 1 | 365 | 6.8328 | 0.7497 | 7 | 0.5825
29844 | 176.15 | 0.9 | 365 | 180.5397 | 0.30134 | 180 | 0.841
29867 | 10.5 | 1 | 365 | 11.9574 | 0.061968 | 12 | 0.019368
34031 | 6.555 | 1 | 365 | 7.4648 | 0.021543 | 7 | 0.48638
29871 | 6 | 1 | 365 | 6.8328 | 0.7497 | 7 | 0.5825
29878 | 10.5 | 1 | 365 | 11.9574 | 0.061968 | 12 | 0.019368
34033 | 7.14 | 1 | 365 | 8.131 | 0.36214 | 8 | 0.49317
22670 | 148.8 | 1 | 365 | 169.4534 | 0.99246 | 170 | 0.4459
34034 | 4.16 | 1 | 365 | 4.7374 | 0.53312 | 5 | 0.27053
22652 | 592.62 | 0.9 | 365 | 607.3881 | 0.25173 | 607 | 0.63982
34036 | 7.56 | 1 | 365 | 8.6093 | 0.32462 | 8 | 0.93394
30504 | 4.5 | 1 | 365 | 5.1246 | 0.31227 | 5 | 0.43687
30660 | 10.137 | 1 | 365 | 11.544 | 0.23011 | 11 | 0.77413
34028 | 7.2 | 1 | 365 | 8.1994 | 0.49964 | 8 | 0.699
30827 | 8.25 | 1 | 365 | 9.3951 | 0.90583 | 10 | 0.30093
34067 | 4.86 | 1 | 365 | 5.5346 | 0.13725 | 5 | 0.67182
33985 | 5.4 | 1 | 365 | 6.1495 | 0.37473 | 6 | 0.52425
33994 | 10.07 | 1 | 365 | 11.4677 | 0.076573 | 11 | 0.54429
31081 | 9.69 | 1 | 365 | 11.035 | 0.20576 | 11 | 0.24073
31173 | 7.32 | 1 | 365 | 8.336 | 0.77463 | 9 | 0.11065
31445 | 3.8 | 1 | 365 | 4.3274 | 0.70814 | 5 | 0.035581
30264 | 87.75 | 0.9 | 365 | 89.9367 | 0.98037 | 90 | 0.9171
31198 | 30.16 | 0.9 | 365 | 30.9116 | 0.20362 | 31 | 0.11521
33998 | 9.3 | 1 | 365 | 10.5908 | 0.31203 | 10 | 0.90287
34014 | 2.75 | 1 | 365 | 3.1317 | 0.30194 | 3 | 0.43364
31819 | 8.06 | 1 | 365 | 9.1787 | 0.47042 | 9 | 0.64915
33781 | 11.1 | 1 | 365 | 12.6407 | 0.43694 | 13 | 0.077618
32443 | 10.07 | 1 | 365 | 11.4677 | 0.076573 | 11 | 0.54429
30801 | 5.886 | 1 | 365 | 6.703 | 0.48845 | 7 | 0.19143
13124 | 82 | 1 | 365 | 93.3816 | 0.91251 | 94 | 0.29411
34061 | 7.8 | 1 | 365 | 8.8826 | 0.8746 | 9 | 0.75724
33163 | 5 | 1 | 365 | 5.694 | 0.45808 | 6 | 0.15208
25924 | 9.9 | 1 | 365 | 11.2741 | 0.687 | 11 | 0.96112
28181 | 8.06 | 1 | 365 | 9.1787 | 0.47042 | 9 | 0.64915
33179 | 7.25 | 1 | 365 | 8.2563 | 0.61422 | 8 | 0.87052
33190 | 6.75 | 1 | 365 | 7.6869 | 0.46841 | 8 | 0.15531
33203 | 9.38 | 1 | 365 | 10.6819 | 0.49536 | 11 | 0.1773
34078 | 6 | 1 | 365 | 6.8328 | 0.7497 | 7 | 0.5825
34099 | 9.6 | 1 | 365 | 10.9325 | 0.99951 | 11 | 0.93199
34115 | 5.4 | 1 | 365 | 6.1495 | 0.37473 | 6 | 0.52425
34174 | 6.6 | 1 | 365 | 7.5161 | 0.12467 | 7 | 0.64075
34259 | 8.745 | 1 | 365 | 9.9588 | 0.040182 | 9 | 0.99899
34176 | 8.525 | 1 | 365 | 9.7083 | 0.53603 | 10 | 0.2443
34332 | 12 | 1 | 365 | 13.6656 | 0.49939 | 14 | 0.16499
34340 | 9.54 | 1 | 365 | 10.8642 | 0.86202 | 11 | 0.72617
34280 | 6 | 1 | 365 | 6.8328 | 0.7497 | 7 | 0.5825
34386 | 9.3 | 1 | 365 | 10.5908 | 0.31203 | 10 | 0.90287
34129 | 6.625 | 1 | 365 | 7.5446 | 0.18196 | 7 | 0.72651
34341 | 7.42 | 1 | 365 | 8.4499 | 0.0037907 | 8 | 0.45369
34135 | 14.84 | 1 | 365 | 16.8998 | 0.0075814 | 16 | 0.90737
34460 | 8.37 | 1 | 365 | 9.5318 | 0.18083 | 9 | 0.71258
34262 | 4.2 | 1 | 365 | 4.783 | 0.62479 | 5 | 0.40775
30956 | 5.5 | 1 | 365 | 6.2634 | 0.60389 | 6 | 0.86729
31307 | 9.75 | 1 | 365 | 11.1033 | 0.34326 | 11 | 0.44656
34629 | 5.83 | 1 | 365 | 6.6392 | 0.36012 | 6 | 0.99933
34633 | 11.4 | 1 | 365 | 12.9823 | 0.12442 | 13 | 0.10674
34636 | 7.54 | 1 | 365 | 8.5866 | 0.27878 | 8 | 0.86534
31305 | 7.975 | 1 | 365 | 9.0819 | 0.27564 | 9 | 0.35757
34650 | 5.4 | 1 | 365 | 6.1495 | 0.37473 | 6 | 0.52425
34658 | 7.155 | 1 | 365 | 8.1481 | 0.39651 | 8 | 0.54463
31402 | 12.1 | 1 | 365 | 13.7795 | 0.72855 | 14 | 0.50803
31400 | 5.865 | 1 | 365 | 6.6791 | 0.44033 | 7 | 0.11939
32740 | 6.6 | 1 | 365 | 7.5161 | 0.12467 | 7 | 0.64075
33990 | 7.975 | 1 | 365 | 9.0819 | 0.27564 | 9 | 0.35757
34328 | 5.7 | 1 | 365 | 6.4912 | 0.062211 | 6 | 0.55337
34495 | 9.52 | 1 | 365 | 10.8414 | 0.81618 | 11 | 0.65756
34511 | 6.213 | 1 | 365 | 7.0754 | 0.23781 | 7 | 0.31317
34521 | 4.251 | 1 | 365 | 4.841 | 0.74166 | 5 | 0.5827
34526 | 5.2 | 1 | 365 | 5.9218 | 0.9164 | 6 | 0.83816
29603 | 7.02 | 1 | 365 | 7.9944 | 0.087144 | 8 | 0.08152
32703 | 131.04 | 0.9 | 365 | 134.3055 | 0.26402 | 134 | 0.56954
29601 | 11.96 | 1 | 365 | 13.62 | 0.40773 | 14 | 0.027775
32662 | 317.72 | 0.9 | 365 | 325.6376 | 0.28301 | 325 | 0.92059
29623 | 14.04 | 1 | 365 | 15.9888 | 0.17429 | 16 | 0.16304
34561 | 12.42 | 1 | 365 | 14.1439 | 0.46187 | 14 | 0.60577
34564 | 9.9 | 1 | 365 | 11.2741 | 0.687 | 11 | 0.96112
29630 | 11.44 | 1 | 365 | 13.0279 | 0.21609 | 13 | 0.24396
34570 | 9.18 | 1 | 365 | 10.4542 | 0.037035 | 10 | 0.49122
34574 | 3.924 | 1 | 365 | 4.4687 | 0.9923 | 5 | 0.46095
29191 | 6.5 | 1 | 365 | 7.4022 | 0.8955 | 8 | 0.2977
34582 | 5.985 | 1 | 365 | 6.8157 | 0.71532 | 7 | 0.53104
34586 | 7.194 | 1 | 365 | 8.1925 | 0.48589 | 8 | 0.67841
34590 | 3.78 | 1 | 365 | 4.3047 | 0.66231 | 4 | 0.96697
33448 | 13.42 | 1 | 365 | 15.2827 | 0.75349 | 16 | 0.036183
33247 | 10.5 | 1 | 365 | 11.9574 | 0.061968 | 12 | 0.019368
33040 | 10.5 | 1 | 365 | 11.9574 | 0.061968 | 12 | 0.019368
32079 | 5.2 | 1 | 365 | 5.9218 | 0.9164 | 6 | 0.83816
34704 | 5.7 | 1 | 365 | 6.4912 | 0.062211 | 6 | 0.55337
34365 | 5.4 | 1 | 365 | 6.1495 | 0.37473 | 6 | 0.52425
7388 | 653.31 | 0.9 | 365 | 669.5905 | 0.42208 | 670 | 0.012569
28691 | 5.3 | 1 | 365 | 6.0356 | 0.14556 | 6 | 0.1812
34457 | 3.9 | 1 | 365 | 4.4413 | 0.9373 | 5 | 0.37862
33881 | 8.84 | 1 | 365 | 10.067 | 0.25789 | 10 | 0.32488
34479 | 3.9 | 1 | 365 | 4.4413 | 0.9373 | 5 | 0.37862
34579 | 2.34 | 1 | 365 | 2.6648 | 0.36238 | 3 | 0.027173
34089 | 9.62 | 1 | 365 | 10.9553 | 0.045346 | 11 | 0.00060192
34635 | 6.76 | 1 | 365 | 7.6983 | 0.49132 | 8 | 0.18961
27580 | 16.065 | 1 | 365 | 18.2948 | 0.81481 | 19 | 0.10963
34105 | 5.72 | 1 | 365 | 6.5139 | 0.10804 | 6 | 0.62198
34665 | 5.04 | 1 | 365 | 5.7396 | 0.54974 | 6 | 0.2893
34132 | 11.7 | 1 | 365 | 13.324 | 0.81191 | 14 | 0.13587
34136 | 2.86 | 1 | 365 | 3.257 | 0.55402 | 3 | 0.81099
34144 | 9.36 | 1 | 365 | 10.6592 | 0.44953 | 11 | 0.10869
34149 | 5.2 | 1 | 365 | 5.9218 | 0.9164 | 6 | 0.83816
34158 | 8.32 | 1 | 365 | 9.4748 | 0.066245 | 9 | 0.54106
34162 | 3.64 | 1 | 365 | 4.1452 | 0.34148 | 4 | 0.48671
34175 | 3.38 | 1 | 365 | 3.8491 | 0.74566 | 4 | 0.59481
34182 | 5.83 | 1 | 365 | 6.6392 | 0.36012 | 6 | 0.99933
34191 | 7.02 | 1 | 365 | 7.9944 | 0.087144 | 8 | 0.08152
34201 | 13.52 | 1 | 365 | 15.3966 | 0.98265 | 16 | 0.37922
34215 | 4.42 | 1 | 365 | 5.0335 | 0.12894 | 5 | 0.16244
34214 | 10.865 | 1 | 365 | 12.3731 | 0.89841 | 13 | 0.27147
34220 | 5.2 | 1 | 365 | 5.9218 | 0.9164 | 6 | 0.83816
34223 | 8.58 | 1 | 365 | 9.7709 | 0.66207 | 10 | 0.43297
34241 | 6.24 | 1 | 365 | 7.1061 | 0.29968 | 7 | 0.4058
34242 | 3.38 | 1 | 365 | 3.8491 | 0.74566 | 4 | 0.59481
34291 | 7.8 | 1 | 365 | 8.8826 | 0.8746 | 9 | 0.75724
34305 | 7.685 | 1 | 365 | 8.7517 | 0.61107 | 9 | 0.36275
34309 | 7.28 | 1 | 365 | 8.2905 | 0.68296 | 8 | 0.97343
34311 | 12.19 | 1 | 365 | 13.882 | 0.9348 | 14 | 0.81677
34314 | 6.24 | 1 | 365 | 7.1061 | 0.29968 | 7 | 0.4058
33074 | 5.5 | 1 | 365 | 6.2634 | 0.60389 | 6 | 0.86729
23470 | 5.1 | 1 | 365 | 5.8079 | 0.68724 | 6 | 0.49512
34737 | 7.02 | 1 | 365 | 7.9944 | 0.087144 | 8 | 0.08152
34764 | 4.68 | 1 | 365 | 5.3296 | 0.72476 | 6 | 0.054347
34782 | 7.84 | 1 | 365 | 8.9282 | 0.96627 | 9 | 0.89446
34808 | 3.7 | 1 | 365 | 4.2136 | 0.47898 | 4 | 0.69254
34888 | 7.56 | 1 | 365 | 8.6093 | 0.32462 | 8 | 0.93394
34889 | 5.7 | 1 | 365 | 6.4912 | 0.062211 | 6 | 0.55337
34905 | 8.75 | 1 | 365 | 9.9645 | 0.05164 | 10 | 0.01614
34906 | 6.54 | 1 | 365 | 7.4478 | 0.98717 | 8 | 0.43492
33932 | 41.856 | 0.9 | 365 | 42.8991 | 0.32609 | 43 | 0.22514
33995 | 185.64 | 0.9 | 365 | 190.2661 | 0.87403 | 191 | 0.14018
33453 | 8.525 | 1 | 365 | 9.7083 | 0.53603 | 10 | 0.2443
32877 | 5.775 | 1 | 365 | 6.5766 | 0.23408 | 6 | 0.81065
34154 | 6.3 | 1 | 365 | 7.1744 | 0.43718 | 7 | 0.61162
34140 | 11.13 | 1 | 365 | 12.6748 | 0.50569 | 13 | 0.18053
34108 | 7.155 | 1 | 365 | 8.1481 | 0.39651 | 8 | 0.54463
33373 | 4.08 | 1 | 365 | 4.6463 | 0.34979 | 4 | 0.9961
34074 | 15.6 | 1 | 365 | 17.7653 | 0.74921 | 18 | 0.51449
34071 | 5.61 | 1 | 365 | 6.3887 | 0.85597 | 7 | 0.24463
33938 | 5.4 | 1 | 365 | 6.1495 | 0.37473 | 6 | 0.52425
33937 | 9.35 | 1 | 365 | 10.6478 | 0.42661 | 11 | 0.07439
33824 | 9 | 1 | 365 | 10.2492 | 0.62454 | 10 | 0.87374
33818 | 5.775 | 1 | 365 | 6.5766 | 0.23408 | 6 | 0.81065
33802 | 10.8 | 1 | 365 | 12.299 | 0.74945 | 13 | 0.048493
34898 | 6.89 | 1 | 365 | 7.8463 | 0.78923 | 8 | 0.63557
33780 | 5.4 | 1 | 365 | 6.1495 | 0.37473 | 6 | 0.52425
33770 | 4.8 | 1 | 365 | 5.4662 | 0.99976 | 6 | 0.466
33747 | 4.505 | 1 | 365 | 5.1303 | 0.32373 | 5 | 0.45402
34904 | 6.875 | 1 | 365 | 7.8293 | 0.75486 | 8 | 0.58411
34716 | 6.36 | 1 | 365 | 7.2428 | 0.57468 | 7 | 0.81745
34625 | 6.095 | 1 | 365 | 6.941 | 0.9674 | 7 | 0.90839
33390 | 9.12 | 1 | 365 | 10.3859 | 0.89954 | 11 | 0.28539
33394 | 9.544 | 1 | 365 | 10.8687 | 0.87118 | 11 | 0.73989
33395 | 4.845 | 1 | 365 | 5.5175 | 0.10288 | 5 | 0.62037
33398 | 6.75 | 1 | 365 | 7.6869 | 0.46841 | 8 | 0.15531
33402 | 4.68 | 1 | 365 | 5.3296 | 0.72476 | 6 | 0.054347
33403 | 7.905 | 1 | 365 | 9.0022 | 0.11522 | 9 | 0.11744
33563 | 12.19 | 1 | 365 | 13.882 | 0.9348 | 14 | 0.81677
33411 | 2.75 | 1 | 365 | 3.1317 | 0.30194 | 3 | 0.43364
33418 | 9.18 | 1 | 365 | 10.4542 | 0.037035 | 10 | 0.49122
33424 | 9.315 | 1 | 365 | 10.6079 | 0.3464 | 10 | 0.95433
31298 | 5.75 | 1 | 365 | 6.5481 | 0.17679 | 6 | 0.72489
34322 | 9.9 | 1 | 365 | 11.2741 | 0.687 | 11 | 0.96112
33425 | 3.3 | 1 | 365 | 3.758 | 0.56233 | 4 | 0.32037
31302 | 8.5 | 1 | 365 | 9.6798 | 0.47874 | 10 | 0.15854
33430 | 3.5 | 1 | 365 | 3.9858 | 0.020656 | 4 | 0.006456
33438 | 7.75 | 1 | 365 | 8.8257 | 0.76002 | 9 | 0.58572
30573 | 9.36 | 1 | 365 | 10.6592 | 0.44953 | 11 | 0.10869
33609 | 11.13 | 1 | 365 | 12.6748 | 0.50569 | 13 | 0.18053
33432 | 4.41 | 1 | 365 | 5.0221 | 0.10603 | 5 | 0.12813
33441 | 7.59 | 1 | 365 | 8.6435 | 0.39337 | 9 | 0.036857
28431 | 17.16 | 1 | 365 | 19.5418 | 0.32413 | 19 | 0.86594
34828 | 4.94 | 1 | 365 | 5.6257 | 0.32058 | 5 | 0.94626
33442 | 7.56 | 1 | 365 | 8.6093 | 0.32462 | 8 | 0.93394
29196 | 17.85 | 1 | 365 | 20.3276 | 0.90535 | 21 | 0.23293
32619 | 5.355 | 1 | 365 | 6.0983 | 0.2716 | 6 | 0.36988
29199 | 16.32 | 1 | 365 | 18.5852 | 0.39917 | 18 | 0.98439
33443 | 6.03 | 1 | 365 | 6.867 | 0.81844 | 7 | 0.68541
33281 | 6.24 | 1 | 365 | 7.1061 | 0.29968 | 7 | 0.4058
33444 | 5.67 | 1 | 365 | 6.457 | 0.99346 | 7 | 0.45046
29513 | 10.4 | 1 | 365 | 11.8435 | 0.83281 | 12 | 0.67633
33184 | 6.12 | 1 | 365 | 6.9695 | 0.02469 | 6 | 0.99415
33449 | 11 | 1 | 365 | 12.5268 | 0.20778 | 12 | 0.73458
30056 | 5.46 | 1 | 365 | 6.2178 | 0.51222 | 6 | 0.73007
30126 | 7.975 | 1 | 365 | 9.0819 | 0.27564 | 9 | 0.35757
30128 | 3.64 | 1 | 365 | 4.1452 | 0.34148 | 4 | 0.48671
32492 | 4.08 | 1 | 365 | 4.6463 | 0.34979 | 4 | 0.9961
30341 | 10.4 | 1 | 365 | 11.8435 | 0.83281 | 12 | 0.67633
33450 | 6.24 | 1 | 365 | 7.1061 | 0.29968 | 7 | 0.4058
33468 | 6.6 | 1 | 365 | 7.5161 | 0.12467 | 7 | 0.64075
31055 | 11.5 | 1 | 365 | 13.0962 | 0.35358 | 13 | 0.44978
33484 | 9.9 | 1 | 365 | 11.2741 | 0.687 | 11 | 0.96112
31106 | 6.9 | 1 | 365 | 7.8577 | 0.81215 | 8 | 0.66987
31886 | 4.2 | 1 | 365 | 4.783 | 0.62479 | 5 | 0.40775
31978 | 5.94 | 1 | 365 | 6.7645 | 0.6122 | 7 | 0.37667
33507 | 7.54 | 1 | 365 | 8.5866 | 0.27878 | 8 | 0.86534
33511 | 4.8 | 1 | 365 | 5.4662 | 0.99976 | 6 | 0.466
33006 | 4.59 | 1 | 365 | 5.2271 | 0.51852 | 5 | 0.74561
33207 | 4.77 | 1 | 365 | 5.4321 | 0.93101 | 6 | 0.36308
33517 | 7.685 | 1 | 365 | 8.7517 | 0.61107 | 9 | 0.36275
32970 | 7.8 | 1 | 365 | 8.8826 | 0.8746 | 9 | 0.75724
33520 | 8.502 | 1 | 365 | 9.6821 | 0.48332 | 10 | 0.1654
33420 | 9.62 | 1 | 365 | 10.9553 | 0.045346 | 11 | 0.00060192
33656 | 5.545 | 1 | 365 | 6.3146 | 0.70701 | 7 | 0.021657
33671 | 8.925 | 1 | 365 | 10.1638 | 0.45267 | 10 | 0.61646
33675 | 6.25 | 1 | 365 | 7.1175 | 0.3226 | 7 | 0.4401
33681 | 8.5 | 1 | 365 | 9.6798 | 0.47874 | 10 | 0.15854
33720 | 10.07 | 1 | 365 | 11.4677 | 0.076573 | 11 | 0.54429
33729 | 10.64 | 1 | 365 | 12.1168 | 0.38279 | 12 | 0.49963
27502 | 10.965 | 1 | 365 | 12.4869 | 0.12757 | 12 | 0.61451
27628 | 10.4 | 1 | 365 | 11.8435 | 0.83281 | 12 | 0.67633
27693 | 3.38 | 1 | 365 | 3.8491 | 0.74566 | 4 | 0.59481
31673 | 6.24 | 1 | 365 | 7.1061 | 0.29968 | 7 | 0.4058
33789 | 10.8 | 1 | 365 | 12.299 | 0.74945 | 13 | 0.048493
31668 | 4.16 | 1 | 365 | 4.7374 | 0.53312 | 5 | 0.27053
31053 | 9.36 | 1 | 365 | 10.6592 | 0.44953 | 11 | 0.10869
31544 | 4.94 | 1 | 365 | 5.6257 | 0.32058 | 5 | 0.94626
31556 | 9.36 | 1 | 365 | 10.6592 | 0.44953 | 11 | 0.10869
31540 | 2.6 | 1 | 365 | 2.9609 | 0.9582 | 3 | 0.91908
24890 | 7.54 | 1 | 365 | 8.5866 | 0.27878 | 8 | 0.86534
30603 | 9.18 | 1 | 365 | 10.4542 | 0.037035 | 10 | 0.49122
30652 | 7.8 | 1 | 365 | 8.8826 | 0.8746 | 9 | 0.75724
29721 | 16.12 | 1 | 365 | 18.3575 | 0.94085 | 19 | 0.29831
29580 | 3.12 | 1 | 365 | 3.5531 | 0.14984 | 3 | 0.7029
30440 | 9.9 | 1 | 365 | 11.2741 | 0.687 | 11 | 0.96112
26910 | 7.02 | 1 | 365 | 7.9944 | 0.087144 | 8 | 0.08152
33472 | 8.06 | 1 | 365 | 9.1787 | 0.47042 | 9 | 0.64915
33106 | 11.96 | 1 | 365 | 13.62 | 0.40773 | 14 | 0.027775
33299 | 7.28 | 1 | 365 | 8.2905 | 0.68296 | 8 | 0.97343
33801 | 12 | 1 | 365 | 13.6656 | 0.49939 | 14 | 0.16499
33072 | 7.8 | 1 | 365 | 8.8826 | 0.8746 | 9 | 0.75724
25129 | 5.2 | 1 | 365 | 5.9218 | 0.9164 | 6 | 0.83816
33805 | 12.42 | 1 | 365 | 14.1439 | 0.46187 | 14 | 0.60577
29067 | 15.08 | 1 | 365 | 17.1731 | 0.55757 | 17 | 0.73067
28961 | 3.825 | 1 | 365 | 4.3559 | 0.76543 | 5 | 0.12134
25148 | 4.68 | 1 | 365 | 5.3296 | 0.72476 | 6 | 0.054347
24887 | 7.8 | 1 | 365 | 8.8826 | 0.8746 | 9 | 0.75724
33822 | 8.1 | 1 | 365 | 9.2243 | 0.56209 | 9 | 0.78637
28948 | 8.32 | 1 | 365 | 9.4748 | 0.066245 | 9 | 0.54106
24261 | 9.62 | 1 | 365 | 10.9553 | 0.045346 | 11 | 0.00060192
28611 | 9.1 | 1 | 365 | 10.3631 | 0.85371 | 11 | 0.21679
28460 | 4.505 | 1 | 365 | 5.1303 | 0.32373 | 5 | 0.45402
23133 | 4.42 | 1 | 365 | 5.0335 | 0.12894 | 5 | 0.16244
24208 | 9.62 | 1 | 365 | 10.9553 | 0.045346 | 11 | 0.00060192
23113 | 3.06 | 1 | 365 | 3.4847 | 0.012345 | 3 | 0.49707
28426 | 6.5 | 1 | 365 | 7.4022 | 0.8955 | 8 | 0.2977
23077 | 14.04 | 1 | 365 | 15.9888 | 0.17429 | 16 | 0.16304
27972 | 3.9 | 1 | 365 | 4.4413 | 0.9373 | 5 | 0.37862
25480 | 3.9 | 1 | 365 | 4.4413 | 0.9373 | 5 | 0.37862
25478 | 4.94 | 1 | 365 | 5.6257 | 0.32058 | 5 | 0.94626
22438 | 4.05 | 1 | 365 | 4.6121 | 0.28104 | 4 | 0.89318
29268 | 6.12 | 1 | 365 | 6.9695 | 0.02469 | 6 | 0.99415
30595 | 9.88 | 1 | 365 | 11.2513 | 0.64117 | 11 | 0.89251
23905 | 5.3 | 1 | 365 | 6.0356 | 0.14556 | 6 | 0.1812
23869 | 8.58 | 1 | 365 | 9.7709 | 0.66207 | 10 | 0.43297
23738 | 5.2 | 1 | 365 | 5.9218 | 0.9164 | 6 | 0.83816
29668 | 9.88 | 1 | 365 | 11.2513 | 0.64117 | 11 | 0.89251
33896 | 10.26 | 1 | 365 | 11.6841 | 0.51198 | 12 | 0.19607
30563 | 10.791 | 1 | 365 | 12.2888 | 0.72883 | 13 | 0.017619
35077 | 6.6 | 1 | 365 | 7.5161 | 0.12467 | 7 | 0.64075
35103 | 8.91 | 1 | 365 | 10.1467 | 0.4183 | 10 | 0.56501
34926 | 13.2 | 1 | 365 | 15.0322 | 0.24933 | 15 | 0.28149
35124 | 5.99 | 1 | 365 | 6.8214 | 0.72678 | 7 | 0.54819
34945 | 6.095 | 1 | 365 | 6.941 | 0.9674 | 7 | 0.90839
28048 | 7.54 | 1 | 365 | 8.5866 | 0.27878 | 8 | 0.86534
28330 | 1.82 | 1 | 365 | 2.0726 | 0.17074 | 2 | 0.24336
34984 | 9 | 1 | 365 | 10.2492 | 0.62454 | 10 | 0.87374
28758 | 10.92 | 1 | 365 | 12.4357 | 0.024447 | 12 | 0.46014
34994 | 11.7 | 1 | 365 | 13.324 | 0.81191 | 14 | 0.13587
34929 | 4.8 | 1 | 365 | 5.4662 | 0.99976 | 6 | 0.466
34934 | 7.2 | 1 | 365 | 8.1994 | 0.49964 | 8 | 0.699
34958 | 4.77 | 1 | 365 | 5.4321 | 0.93101 | 6 | 0.36308
35031 | 7.2 | 1 | 365 | 8.1994 | 0.49964 | 8 | 0.699
33769 | 13.515 | 1 | 365 | 15.3909 | 0.97119 | 16 | 0.36207
33836 | 6.3 | 1 | 365 | 7.1744 | 0.43718 | 7 | 0.61162
33940 | 10.175 | 1 | 365 | 11.5873 | 0.31719 | 11 | 0.90448
35107 | 8.215 | 1 | 365 | 9.3552 | 0.82563 | 10 | 0.18087
29126 | 5.46 | 1 | 365 | 6.2178 | 0.51222 | 6 | 0.73007
33830 | 5.04 | 1 | 365 | 5.7396 | 0.54974 | 6 | 0.2893
34166 | 16.8 | 1 | 365 | 19.1318 | 0.49915 | 19 | 0.63099
33840 | 4.48 | 1 | 365 | 5.1018 | 0.26644 | 5 | 0.36826
34722 | 12.3 | 1 | 365 | 14.0072 | 0.18688 | 14 | 0.19412
29154 | 5.98 | 1 | 365 | 6.81 | 0.70386 | 7 | 0.51389
34939 | 6 | 1 | 365 | 6.8328 | 0.7497 | 7 | 0.5825
33853 | 4.2 | 1 | 365 | 4.783 | 0.62479 | 5 | 0.40775
33927 | 4 | 1 | 365 | 4.5552 | 0.16646 | 4 | 0.72166
33926 | 3.825 | 1 | 365 | 4.3559 | 0.76543 | 5 | 0.12134
30980 | 11.34 | 1 | 365 | 12.914 | 0.98693 | 13 | 0.90092
33925 | 7.14 | 1 | 365 | 8.131 | 0.36214 | 8 | 0.49317
33860 | 4.16 | 1 | 365 | 4.7374 | 0.53312 | 5 | 0.27053
33921 | 3 | 1 | 365 | 3.4164 | 0.87485 | 4 | 0.29125
29198 | 5.2 | 1 | 365 | 5.9218 | 0.9164 | 6 | 0.83816
29230 | 20.8 | 1 | 365 | 23.687 | 0.66561 | 24 | 0.35265
33445 | 18 | 1 | 365 | 20.4984 | 0.24909 | 20 | 0.74749
28071 | 6.24 | 1 | 365 | 7.1061 | 0.29968 | 7 | 0.4058
35183 | 11.5 | 1 | 365 | 13.0962 | 0.35358 | 13 | 0.44978
35224 | 9.45 | 1 | 365 | 10.7617 | 0.65577 | 11 | 0.41743
35256 | 9.5 | 1 | 365 | 10.8186 | 0.77035 | 11 | 0.58895
35166 | 11.4 | 1 | 365 | 12.9823 | 0.12442 | 13 | 0.10674
37643 | 10.25 | 1 | 365 | 11.6727 | 0.48906 | 12 | 0.16176
34907 | 3.57 | 1 | 365 | 4.0655 | 0.18107 | 4 | 0.24659
34921 | 11.1 | 1 | 365 | 12.6407 | 0.43694 | 13 | 0.077618
27256 | 2.08 | 1 | 365 | 2.3687 | 0.76656 | 3 | 0.13527
35400 | 6.3 | 1 | 365 | 7.1744 | 0.43718 | 7 | 0.61162
35439 | 5.04 | 1 | 365 | 5.7396 | 0.54974 | 6 | 0.2893
35448 | 10.8 | 1 | 365 | 12.299 | 0.74945 | 13 | 0.048493
28247 | 5.1 | 1 | 365 | 5.8079 | 0.68724 | 6 | 0.49512
36871 | 5.225 | 1 | 365 | 5.9502 | 0.97369 | 6 | 0.92392
28254 | 4.16 | 1 | 365 | 4.7374 | 0.53312 | 5 | 0.27053
24944 | 3.64 | 1 | 365 | 4.1452 | 0.34148 | 4 | 0.48671
36900 | 11 | 1 | 365 | 12.5268 | 0.20778 | 12 | 0.73458
36915 | 5.4 | 1 | 365 | 6.1495 | 0.37473 | 6 | 0.52425
36887 | 7.02 | 1 | 365 | 7.9944 | 0.087144 | 8 | 0.08152
36964 | 6 | 1 | 365 | 6.8328 | 0.7497 | 7 | 0.5825
36980 | 6.48 | 1 | 365 | 7.3794 | 0.84967 | 8 | 0.2291
36988 | 6.63 | 1 | 365 | 7.5502 | 0.19341 | 7 | 0.74366
37002 | 7.56 | 1 | 365 | 8.6093 | 0.32462 | 8 | 0.93394
37110 | 3.92 | 1 | 365 | 4.4641 | 0.98313 | 5 | 0.44723
37119 | 6.9 | 1 | 365 | 7.8577 | 0.81215 | 8 | 0.66987
37124 | 6.44 | 1 | 365 | 7.3339 | 0.75801 | 8 | 0.091879
36563 | 9.6 | 1 | 365 | 10.9325 | 0.99951 | 11 | 0.93199
36564 | 4.2 | 1 | 365 | 4.783 | 0.62479 | 5 | 0.40775
37127 | 6.6 | 1 | 365 | 7.5161 | 0.12467 | 7 | 0.64075
37195 | 13.407 | 1 | 365 | 15.2679 | 0.7237 | 15 | 0.99159
37232 | 7.2 | 1 | 365 | 8.1994 | 0.49964 | 8 | 0.699
37338 | 4.425 | 1 | 365 | 5.0392 | 0.1404 | 5 | 0.17959
37342 | 2.45 | 1 | 365 | 2.7901 | 0.61446 | 3 | 0.40452
37353 | 8.91 | 1 | 365 | 10.1467 | 0.4183 | 10 | 0.56501
37360 | 6.24 | 1 | 365 | 7.1061 | 0.29968 | 7 | 0.4058
37420 | 9.72 | 1 | 365 | 11.0691 | 0.27451 | 11 | 0.34364
37350 | 10 | 1 | 365 | 11.388 | 0.91616 | 12 | 0.30416
37423 | 7.14 | 1 | 365 | 8.131 | 0.36214 | 8 | 0.49317
37432 | 10.25 | 1 | 365 | 11.6727 | 0.48906 | 12 | 0.16176
37441 | 12.06 | 1 | 365 | 13.7339 | 0.63689 | 14 | 0.37082
37443 | 3 | 1 | 365 | 3.4164 | 0.87485 | 4 | 0.29125
37453 | 6.54 | 1 | 365 | 7.4478 | 0.98717 | 8 | 0.43492
37032 | 4.95 | 1 | 365 | 5.6371 | 0.3435 | 5 | 0.98056
37038 | 9.1 | 1 | 365 | 10.3631 | 0.85371 | 11 | 0.21679
35070 | 13.77 | 1 | 365 | 15.6813 | 0.55555 | 16 | 0.23683
36907 | 6.76 | 1 | 365 | 7.6983 | 0.49132 | 8 | 0.18961
27648 | 8.06 | 1 | 365 | 9.1787 | 0.47042 | 9 | 0.64915
37141 | 7.02 | 1 | 365 | 7.9944 | 0.087144 | 8 | 0.08152
37179 | 4.675 | 1 | 365 | 5.3239 | 0.7133 | 6 | 0.037195
37187 | 9.275 | 1 | 365 | 10.5624 | 0.25474 | 10 | 0.81711
37188 | 9.45 | 1 | 365 | 10.7617 | 0.65577 | 11 | 0.41743
37215 | 9.35 | 1 | 365 | 10.6478 | 0.42661 | 11 | 0.07439
37253 | 4.24 | 1 | 365 | 4.8285 | 0.71645 | 5 | 0.54496
37269 | 10.2 | 1 | 365 | 11.6158 | 0.37448 | 11 | 0.99024
37258 | 6 | 1 | 365 | 6.8328 | 0.7497 | 7 | 0.5825
37302 | 8.525 | 1 | 365 | 9.7083 | 0.53603 | 10 | 0.2443
37332 | 9.99 | 1 | 365 | 11.3766 | 0.89324 | 12 | 0.26986
31088 | 6.36 | 1 | 365 | 7.2428 | 0.57468 | 7 | 0.81745
37306 | 11.18 | 1 | 365 | 12.7318 | 0.62027 | 13 | 0.35205
37050 | 4.675 | 1 | 365 | 5.3239 | 0.7133 | 6 | 0.037195
37349 | 7.28 | 1 | 365 | 8.2905 | 0.68296 | 8 | 0.97343
37434 | 9.9 | 1 | 365 | 11.2741 | 0.687 | 11 | 0.96112
37439 | 9.805 | 1 | 365 | 11.1659 | 0.46929 | 11 | 0.63523
31754 | 9.18 | 1 | 365 | 10.4542 | 0.037035 | 10 | 0.49122
31729 | 4.41 | 1 | 365 | 5.0221 | 0.10603 | 5 | 0.12813
31682 | 7.95 | 1 | 365 | 9.0535 | 0.21835 | 9 | 0.27181
31297 | 3.71 | 1 | 365 | 4.2249 | 0.5019 | 4 | 0.72684
31290 | 7.65 | 1 | 365 | 8.7118 | 0.53086 | 9 | 0.24268
31275 | 6.12 | 1 | 365 | 6.9695 | 0.02469 | 6 | 0.99415
31271 | 8.88 | 1 | 365 | 10.1125 | 0.34955 | 10 | 0.46209
31269 | 3.71 | 1 | 365 | 4.2249 | 0.5019 | 4 | 0.72684
31262 | 10.2 | 1 | 365 | 11.6158 | 0.37448 | 11 | 0.99024
31256 | 5.1 | 1 | 365 | 5.8079 | 0.68724 | 6 | 0.49512
31253 | 6.89 | 1 | 365 | 7.8463 | 0.78923 | 8 | 0.63557
31122 | 6 | 1 | 365 | 6.8328 | 0.7497 | 7 | 0.5825
31073 | 8.75 | 1 | 365 | 9.9645 | 0.05164 | 10 | 0.01614
31032 | 6.36 | 1 | 365 | 7.2428 | 0.57468 | 7 | 0.81745
31024 | 11.66 | 1 | 365 | 13.2784 | 0.72024 | 13 | 0.99865
31009 | 4.24 | 1 | 365 | 4.8285 | 0.71645 | 5 | 0.54496
30990 | 6.89 | 1 | 365 | 7.8463 | 0.78923 | 8 | 0.63557
30940 | 6.36 | 1 | 365 | 7.2428 | 0.57468 | 7 | 0.81745
30926 | 4.24 | 1 | 365 | 4.8285 | 0.71645 | 5 | 0.54496
30895 | 9.18 | 1 | 365 | 10.4542 | 0.037035 | 10 | 0.49122
29937 | 4.8 | 1 | 365 | 5.4662 | 0.99976 | 6 | 0.466
27110 | 4.24 | 1 | 365 | 4.8285 | 0.71645 | 5 | 0.54496
27091 | 7.65 | 1 | 365 | 8.7118 | 0.53086 | 9 | 0.24268
37460 | 7.56 | 1 | 365 | 8.6093 | 0.32462 | 8 | 0.93394
36207 | 7.28 | 1 | 365 | 8.2905 | 0.68296 | 8 | 0.97343
31295 | 5.52 | 1 | 365 | 6.2862 | 0.64972 | 6 | 0.9359
27117 | 3.71 | 1 | 365 | 4.2249 | 0.5019 | 4 | 0.72684
27120 | 7.65 | 1 | 365 | 8.7118 | 0.53086 | 9 | 0.24268
27125 | 5.3 | 1 | 365 | 6.0356 | 0.14556 | 6 | 0.1812
27130 | 5.39 | 1 | 365 | 6.1381 | 0.35181 | 6 | 0.48994
27134 | 9.18 | 1 | 365 | 10.4542 | 0.037035 | 10 | 0.49122
27133 | 6.39 | 1 | 365 | 7.2769 | 0.64343 | 7 | 0.92036
27132 | 7.42 | 1 | 365 | 8.4499 | 0.0037907 | 8 | 0.45369
27378 | 12.6 | 1 | 365 | 14.3489 | 0.87436 | 15 | 0.22324
27076 | 36 | 0.9 | 365 | 36.8971 | 0.24836 | 37 | 0.14548
36173 | 6.75 | 1 | 365 | 7.6869 | 0.46841 | 8 | 0.15531
36642 | 6.72 | 1 | 365 | 7.6527 | 0.39966 | 8 | 0.052396
36640 | 5.7 | 1 | 365 | 6.4912 | 0.062211 | 6 | 0.55337
36637 | 12.19 | 1 | 365 | 13.882 | 0.9348 | 14 | 0.81677
36627 | 3.92 | 1 | 365 | 4.4641 | 0.98313 | 5 | 0.44723
37373 | 9 | 1 | 365 | 10.2492 | 0.62454 | 10 | 0.87374
36883 | 8.06 | 1 | 365 | 9.1787 | 0.47042 | 9 | 0.64915
33391 | 8.75 | 1 | 365 | 9.9645 | 0.05164 | 10 | 0.01614
36694 | 3.42 | 1 | 365 | 3.8947 | 0.83733 | 4 | 0.73202
36757 | 7.92 | 1 | 365 | 9.0193 | 0.1496 | 9 | 0.16889
36691 | 3.78 | 1 | 365 | 4.3047 | 0.66231 | 4 | 0.96697
36772 | 18.3 | 1 | 365 | 20.84 | 0.93657 | 21 | 0.77661
36776 | 9 | 1 | 365 | 10.2492 | 0.62454 | 10 | 0.87374
36912 | 5.1 | 1 | 365 | 5.8079 | 0.68724 | 6 | 0.49512
36942 | 10.005 | 1 | 365 | 11.3937 | 0.92762 | 12 | 0.32131
37440 | 10 | 1 | 365 | 11.388 | 0.91616 | 12 | 0.30416
36656 | 9.945 | 1 | 365 | 11.3254 | 0.79012 | 12 | 0.11549
37328 | 4.8 | 1 | 365 | 5.4662 | 0.99976 | 6 | 0.466
37343 | 6.75 | 1 | 365 | 7.6869 | 0.46841 | 8 | 0.15531
37382 | 3.12 | 1 | 365 | 3.5531 | 0.14984 | 3 | 0.7029
37384 | 9 | 1 | 365 | 10.2492 | 0.62454 | 10 | 0.87374
37394 | 7.8 | 1 | 365 | 8.8826 | 0.8746 | 9 | 0.75724
37397 | 6.4 | 1 | 365 | 7.2883 | 0.66634 | 7 | 0.95466
37400 | 5.2 | 1 | 365 | 5.9218 | 0.9164 | 6 | 0.83816
35397 | 9.72 | 1 | 365 | 11.0691 | 0.27451 | 11 | 0.34364
35524 | 9.54 | 1 | 365 | 10.8642 | 0.86202 | 11 | 0.72617
37404 | 11.88 | 1 | 365 | 13.5289 | 0.2244 | 13 | 0.75334
35537 | 7.28 | 1 | 365 | 8.2905 | 0.68296 | 8 | 0.97343
37421 | 6.75 | 1 | 365 | 7.6869 | 0.46841 | 8 | 0.15531
35528 | 7.14 | 1 | 365 | 8.131 | 0.36214 | 8 | 0.49317
36770 | 12 | 1 | 365 | 13.6656 | 0.49939 | 14 | 0.16499
36920 | 10.2 | 1 | 365 | 11.6158 | 0.37448 | 11 | 0.99024
35540 | 5.46 | 1 | 365 | 6.2178 | 0.51222 | 6 | 0.73007
35541 | 4.68 | 1 | 365 | 5.3296 | 0.72476 | 6 | 0.054347
31293 | 4.24 | 1 | 365 | 4.8285 | 0.71645 | 5 | 0.54496
30391 | 13.005 | 1 | 365 | 14.8101 | 0.80247 | 15 | 0.61256
27135 | 7.95 | 1 | 365 | 9.0535 | 0.21835 | 9 | 0.27181
34292 | 8.215 | 1 | 365 | 9.3552 | 0.82563 | 10 | 0.18087
29898 | 8.06 | 1 | 365 | 9.1787 | 0.47042 | 9 | 0.64915
27137 | 6.89 | 1 | 365 | 7.8463 | 0.78923 | 8 | 0.63557
27141 | 6.63 | 1 | 365 | 7.5502 | 0.19341 | 7 | 0.74366
28513 | 3.71 | 1 | 365 | 4.2249 | 0.5019 | 4 | 0.72684
35586 | 5.1 | 1 | 365 | 5.8079 | 0.68724 | 6 | 0.49512
28519 | 11.66 | 1 | 365 | 13.2784 | 0.72024 | 13 | 0.99865
35588 | 7.155 | 1 | 365 | 8.1481 | 0.39651 | 8 | 0.54463
31046 | 4.32 | 1 | 365 | 4.9196 | 0.89978 | 5 | 0.8194
35615 | 6.24 | 1 | 365 | 7.1061 | 0.29968 | 7 | 0.4058
27522 | 9.62 | 1 | 365 | 10.9553 | 0.045346 | 11 | 0.00060192
31130 | 3.36 | 1 | 365 | 3.8264 | 0.69983 | 4 | 0.5262
31066 | 4.8 | 1 | 365 | 5.4662 | 0.99976 | 6 | 0.466
35634 | 7.8 | 1 | 365 | 8.8826 | 0.8746 | 9 | 0.75724
35718 | 11 | 1 | 365 | 12.5268 | 0.20778 | 12 | 0.73458
28570 | 13.77 | 1 | 365 | 15.6813 | 0.55555 | 16 | 0.23683
35726 | 9.18 | 1 | 365 | 10.4542 | 0.037035 | 10 | 0.49122
37316 | 12.2 | 1 | 365 | 13.8934 | 0.95772 | 14 | 0.85108
35732 | 34.1 | 0.9 | 365 | 34.9498 | 0.3297 | 35 | 0.27947
37648 | 1.44 | 1 | 365 | 1.6399 | 0.29993 | 1 | 0.9398
32355 | 6 | 1 | 365 | 6.8328 | 0.7497 | 7 | 0.5825
37659 | 9.6 | 1 | 365 | 10.9325 | 0.99951 | 11 | 0.93199
32348 | 8.48 | 1 | 365 | 9.657 | 0.4329 | 10 | 0.089928
37661 | 5.5 | 1 | 365 | 6.2634 | 0.60389 | 6 | 0.86729
37662 | 9 | 1 | 365 | 10.2492 | 0.62454 | 10 | 0.87374
37665 | 6.3 | 1 | 365 | 7.1744 | 0.43718 | 7 | 0.61162
35751 | 5.185 | 1 | 365 | 5.9047 | 0.88203 | 6 | 0.78671
35769 | 9.18 | 1 | 365 | 10.4542 | 0.037035 | 10 | 0.49122
35779 | 5.2 | 1 | 365 | 5.9218 | 0.9164 | 6 | 0.83816
35783 | 10.5 | 1 | 365 | 11.9574 | 0.061968 | 12 | 0.019368
35787 | 5.4 | 1 | 365 | 6.1495 | 0.37473 | 6 | 0.52425
35620 | 3.5 | 1 | 365 | 3.9858 | 0.020656 | 4 | 0.006456
37670 | 8.745 | 1 | 365 | 9.9588 | 0.040182 | 9 | 0.99899
37673 | 7.83 | 1 | 365 | 8.9168 | 0.94335 | 9 | 0.86016
35383 | 4.77 | 1 | 365 | 5.4321 | 0.93101 | 6 | 0.36308
35137 | 5.4 | 1 | 365 | 6.1495 | 0.37473 | 6 | 0.52425
18385 | 2.34 | 1 | 365 | 2.6648 | 0.36238 | 3 | 0.027173
31466 | 5.98 | 1 | 365 | 6.81 | 0.70386 | 7 | 0.51389
17339 | 5.88 | 1 | 365 | 6.6961 | 0.4747 | 7 | 0.17085
17814 | 5.865 | 1 | 365 | 6.6791 | 0.44033 | 7 | 0.11939
35560 | 9.945 | 1 | 365 | 11.3254 | 0.79012 | 12 | 0.11549
35852 | 9.6 | 1 | 365 | 10.9325 | 0.99951 | 11 | 0.93199
35864 | 8.1 | 1 | 365 | 9.2243 | 0.56209 | 9 | 0.78637
31489 | 12.48 | 1 | 365 | 14.2122 | 0.59937 | 14 | 0.81159
35582 | 4.94 | 1 | 365 | 5.6257 | 0.32058 | 5 | 0.94626
35590 | 6.76 | 1 | 365 | 7.6983 | 0.49132 | 8 | 0.18961
31600 | 5.95 | 1 | 365 | 6.7759 | 0.63512 | 7 | 0.41098
35591 | 10.14 | 1 | 365 | 11.5474 | 0.23699 | 11 | 0.78442
35599 | 10.92 | 1 | 365 | 12.4357 | 0.024447 | 12 | 0.46014
27768 | 5.565 | 1 | 365 | 6.3374 | 0.75284 | 7 | 0.090265
27511 | 11.96 | 1 | 365 | 13.62 | 0.40773 | 14 | 0.027775
18789 | 3.43 | 1 | 365 | 3.9061 | 0.86024 | 4 | 0.76633
36061 | 3.12 | 1 | 365 | 3.5531 | 0.14984 | 3 | 0.7029
36048 | 2.08 | 1 | 365 | 2.3687 | 0.76656 | 3 | 0.13527
36068 | 8.1 | 1 | 365 | 9.2243 | 0.56209 | 9 | 0.78637
36073 | 3.38 | 1 | 365 | 3.8491 | 0.74566 | 4 | 0.59481
31725 | 9.88 | 1 | 365 | 11.2513 | 0.64117 | 11 | 0.89251
36225 | 4.2 | 1 | 365 | 4.783 | 0.62479 | 5 | 0.40775
17004 | 5.355 | 1 | 365 | 6.0983 | 0.2716 | 6 | 0.36988
36255 | 6.47 | 1 | 365 | 7.368 | 0.82676 | 8 | 0.19479
36112 | 2.86 | 1 | 365 | 3.257 | 0.55402 | 3 | 0.81099
36284 | 12 | 1 | 365 | 13.6656 | 0.49939 | 14 | 0.16499
36328 | 11.475 | 1 | 365 | 13.0677 | 0.29629 | 13 | 0.36402
36293 | 16.65 | 1 | 365 | 18.961 | 0.15541 | 19 | 0.11643
36305 | 7.8 | 1 | 365 | 8.8826 | 0.8746 | 9 | 0.75724
36556 | 10.92 | 1 | 365 | 12.4357 | 0.024447 | 12 | 0.46014
36566 | 11.2 | 1 | 365 | 12.7546 | 0.6661 | 13 | 0.42066
36580 | 12.65 | 1 | 365 | 14.4058 | 0.98894 | 15 | 0.39476
36895 | 5 | 1 | 365 | 5.694 | 0.45808 | 6 | 0.15208
36693 | 8.84 | 1 | 365 | 10.067 | 0.25789 | 10 | 0.32488
36724 | 10.175 | 1 | 365 | 11.5873 | 0.31719 | 11 | 0.90448
36875 | 7.25 | 1 | 365 | 8.2563 | 0.61422 | 8 | 0.87052
36710 | 10.71 | 1 | 365 | 12.1965 | 0.54321 | 12 | 0.73976
36968 | 4.95 | 1 | 365 | 5.6371 | 0.3435 | 5 | 0.98056
21315 | 5.46 | 1 | 365 | 6.2178 | 0.51222 | 6 | 0.73007
21333 | 2.295 | 1 | 365 | 2.6135 | 0.25926 | 2 | 0.8728
35487 | 6.5 | 1 | 365 | 7.4022 | 0.8955 | 8 | 0.2977
21606 | 6.5 | 1 | 365 | 7.4022 | 0.8955 | 8 | 0.2977
21711 | 5.46 | 1 | 365 | 6.2178 | 0.51222 | 6 | 0.73007
21816 | 4.42 | 1 | 365 | 5.0335 | 0.12894 | 5 | 0.16244
36925 | 6.5 | 1 | 365 | 7.4022 | 0.8955 | 8 | 0.2977
37013 | 9.9 | 1 | 365 | 11.2741 | 0.687 | 11 | 0.96112
31504 | 9.81 | 1 | 365 | 11.1716 | 0.48075 | 11 | 0.65238
37329 | 3.25 | 1 | 365 | 3.7011 | 0.44775 | 4 | 0.14885
36407 | 13.08 | 1 | 365 | 14.8955 | 0.97434 | 15 | 0.86984
37369 | 7.625 | 1 | 365 | 8.6834 | 0.47357 | 9 | 0.15692
37419 | 10.25 | 1 | 365 | 11.6727 | 0.48906 | 12 | 0.16176
36535 | 7.2 | 1 | 365 | 8.1994 | 0.49964 | 8 | 0.699
36950 | 10.4 | 1 | 365 | 11.8435 | 0.83281 | 12 | 0.67633
36544 | 5.1 | 1 | 365 | 5.8079 | 0.68724 | 6 | 0.49512
36548 | 12 | 1 | 365 | 13.6656 | 0.49939 | 14 | 0.16499
34054 | 7.51 | 1 | 365 | 8.5524 | 0.21004 | 8 | 0.76242
36550 | 6.9 | 1 | 365 | 7.8577 | 0.81215 | 8 | 0.66987
36567 | 5.232 | 1 | 365 | 5.9582 | 0.98973 | 6 | 0.94794
16847 | 9.435 | 1 | 365 | 10.7446 | 0.6214 | 11 | 0.36597
36568 | 6.3 | 1 | 365 | 7.1744 | 0.43718 | 7 | 0.61162
36569 | 11.18 | 1 | 365 | 12.7318 | 0.62027 | 13 | 0.35205
37096 | 6.5 | 1 | 365 | 7.4022 | 0.8955 | 8 | 0.2977
36570 | 6 | 1 | 365 | 6.8328 | 0.7497 | 7 | 0.5825
36571 | 4.86 | 1 | 365 | 5.5346 | 0.13725 | 5 | 0.67182
37666 | 5.559 | 1 | 365 | 6.3306 | 0.73909 | 7 | 0.069683
36572 | 9.1 | 1 | 365 | 10.3631 | 0.85371 | 11 | 0.21679
36573 | 4.68 | 1 | 365 | 5.3296 | 0.72476 | 6 | 0.054347
17387 | 9.62 | 1 | 365 | 10.9553 | 0.045346 | 11 | 0.00060192
36574 | 11.4 | 1 | 365 | 12.9823 | 0.12442 | 13 | 0.10674
36575 | 12.255 | 1 | 365 | 13.956 | 0.083754 | 14 | 0.039748
36576 | 10.791 | 1 | 365 | 12.2888 | 0.72883 | 13 | 0.017619
36595 | 6 | 1 | 365 | 6.8328 | 0.7497 | 7 | 0.5825
36635 | 5.4 | 1 | 365 | 6.1495 | 0.37473 | 6 | 0.52425
17495 | 6.375 | 1 | 365 | 7.2599 | 0.60905 | 7 | 0.8689
34685 | 5.7 | 1 | 365 | 6.4912 | 0.062211 | 6 | 0.55337
33882 | 5.4 | 1 | 365 | 6.1495 | 0.37473 | 6 | 0.52425
36791 | 8.75 | 1 | 365 | 9.9645 | 0.05164 | 10 | 0.01614
15956 | 6.125 | 1 | 365 | 6.9752 | 0.036148 | 7 | 0.011298
36813 | 8.4 | 1 | 365 | 9.5659 | 0.24957 | 9 | 0.81549
15787 | 6.75 | 1 | 365 | 7.6869 | 0.46841 | 8 | 0.15531
36614 | 2.7 | 1 | 365 | 3.0748 | 0.18736 | 3 | 0.26212
36841 | 6.6 | 1 | 365 | 7.5161 | 0.12467 | 7 | 0.64075
37222 | 7.02 | 1 | 365 | 7.9944 | 0.087144 | 8 | 0.08152
37667 | 9.3 | 1 | 365 | 10.5908 | 0.31203 | 10 | 0.90287
37664 | 3.597 | 1 | 365 | 4.0963 | 0.24294 | 4 | 0.33921
37639 | 9.975 | 1 | 365 | 11.3595 | 0.85887 | 12 | 0.2184
37637 | 3.3 | 1 | 365 | 3.758 | 0.56233 | 4 | 0.32037
37623 | 11.34 | 1 | 365 | 12.914 | 0.98693 | 13 | 0.90092
35748 | 14.388 | 1 | 365 | 16.3851 | 0.97177 | 17 | 0.35683
24438 | 9.483 | 1 | 365 | 10.7992 | 0.73139 | 11 | 0.53063
35742 | 5.25 | 1 | 365 | 5.9787 | 0.030984 | 6 | 0.009684
35752 | 9.75 | 1 | 365 | 11.1033 | 0.34326 | 11 | 0.44656
35773 | 5 | 1 | 365 | 5.694 | 0.45808 | 6 | 0.15208
32678 | 4.42 | 1 | 365 | 5.0335 | 0.12894 | 5 | 0.16244
33692 | 3.57 | 1 | 365 | 4.0655 | 0.18107 | 4 | 0.24659
37008 | 5.46 | 1 | 365 | 6.2178 | 0.51222 | 6 | 0.73007
32944 | 12.19 | 1 | 365 | 13.882 | 0.9348 | 14 | 0.81677
23069 | 12.75 | 1 | 365 | 14.5197 | 0.2181 | 14 | 0.7378
35494 | 3.64 | 1 | 365 | 4.1452 | 0.34148 | 4 | 0.48671
35868 | 5.83 | 1 | 365 | 6.6392 | 0.36012 | 6 | 0.99933
36107 | 4.32 | 1 | 365 | 4.9196 | 0.89978 | 5 | 0.8194
36838 | 4.77 | 1 | 365 | 5.4321 | 0.93101 | 6 | 0.36308
37341 | 24.57 | 1 | 365 | 27.9803 | 0.30501 | 28 | 0.28532
17295 | 4.68 | 1 | 365 | 5.3296 | 0.72476 | 6 | 0.054347
14897 | 6.63 | 1 | 365 | 7.5502 | 0.19341 | 7 | 0.74366
35781 | 15.95 | 1 | 365 | 18.1639 | 0.55128 | 18 | 0.71514
30612 | 8.58 | 1 | 365 | 9.7709 | 0.66207 | 10 | 0.43297
36869 | 4.42 | 1 | 365 | 5.0335 | 0.12894 | 5 | 0.16244
23706 | 5.1 | 1 | 365 | 5.8079 | 0.68724 | 6 | 0.49512
37671 | 7.56 | 1 | 365 | 8.6093 | 0.32462 | 8 | 0.93394
35565 | 13.26 | 1 | 365 | 15.1005 | 0.38683 | 15 | 0.48732
35558 | 11.18 | 1 | 365 | 12.7318 | 0.62027 | 13 | 0.35205
37348 | 4.8 | 1 | 365 | 5.4662 | 0.99976 | 6 | 0.466
36762 | 5.559 | 1 | 365 | 6.3306 | 0.73909 | 7 | 0.069683
25896 | 9 | 1 | 365 | 10.2492 | 0.62454 | 10 | 0.87374
27533 | 13.75 | 1 | 365 | 15.6585 | 0.50972 | 16 | 0.16822
34514 | 11.13 | 1 | 365 | 12.6748 | 0.50569 | 13 | 0.18053
28766 | 3.9 | 1 | 365 | 4.4413 | 0.9373 | 5 | 0.37862
30937 | 6.24 | 1 | 365 | 7.1061 | 0.29968 | 7 | 0.4058
34371 | 3.9 | 1 | 365 | 4.4413 | 0.9373 | 5 | 0.37862
25575 | 5.46 | 1 | 365 | 6.2178 | 0.51222 | 6 | 0.73007
33919 | 7 | 1 | 365 | 7.9716 | 0.041312 | 8 | 0.012912
36970 | 5.75 | 1 | 365 | 6.5481 | 0.17679 | 6 | 0.72489
31765 | 4.08 | 1 | 365 | 4.6463 | 0.34979 | 4 | 0.9961
18437 | 6.885 | 1 | 365 | 7.8406 | 0.77778 | 8 | 0.61841
35762 | 15 | 1 | 365 | 17.082 | 0.37424 | 17 | 0.45624
35784 | 15.95 | 1 | 365 | 18.1639 | 0.55128 | 18 | 0.71514
31744 | 10.2 | 1 | 365 | 11.6158 | 0.37448 | 11 | 0.99024
37312 | 10.26 | 1 | 365 | 11.6841 | 0.51198 | 12 | 0.19607
30932 | 8.84 | 1 | 365 | 10.067 | 0.25789 | 10 | 0.32488
16780 | 446.71 | 0.9 | 365 | 457.842 | 0.31901 | 458 | 0.16102
28493 | 4.94 | 1 | 365 | 5.6257 | 0.32058 | 5 | 0.94626
31140 | 5.5 | 1 | 365 | 6.2634 | 0.60389 | 6 | 0.86729
37649 | 9.18 | 1 | 365 | 10.4542 | 0.037035 | 10 | 0.49122
29552 | 4.94 | 1 | 365 | 5.6257 | 0.32058 | 5 | 0.94626
17708 | 2.08 | 1 | 365 | 2.3687 | 0.76656 | 3 | 0.13527
33890 | 10.5 | 1 | 365 | 11.9574 | 0.061968 | 12 | 0.019368
36910 | 3.5 | 1 | 365 | 3.9858 | 0.020656 | 4 | 0.006456
33291 | 3.64 | 1 | 365 | 4.1452 | 0.34148 | 4 | 0.48671
36765 | 12.1 | 1 | 365 | 13.7795 | 0.72855 | 14 | 0.50803
37336 | 4.32 | 1 | 365 | 4.9196 | 0.89978 | 5 | 0.8194
37101 | 15 | 1 | 365 | 17.082 | 0.37424 | 17 | 0.45624
37103 | 12 | 1 | 365 | 13.6656 | 0.49939 | 14 | 0.16499
35612 | 7.8 | 1 | 365 | 8.8826 | 0.8746 | 9 | 0.75724
35743 | 5.75 | 1 | 365 | 6.5481 | 0.17679 | 6 | 0.72489
35750 | 22 | 1 | 365 | 25.0536 | 0.41555 | 25 | 0.46915
35747 | 9 | 1 | 365 | 10.2492 | 0.62454 | 10 | 0.87374
35739 | 22 | 1 | 365 | 25.0536 | 0.41555 | 25 | 0.46915
35735 | 18.425 | 1 | 365 | 20.9824 | 0.22302 | 21 | 0.20541
35741 | 12 | 1 | 365 | 13.6656 | 0.49939 | 14 | 0.16499
27254 | 24.77 | 1 | 365 | 28.2081 | 0.76333 | 28 | 0.9714
37654 | 1.44 | 1 | 365 | 1.6399 | 0.29993 | 1 | 0.9398
29095 | 11.7 | 1 | 365 | 13.324 | 0.81191 | 14 | 0.13587
29098 | 14.04 | 1 | 365 | 15.9888 | 0.17429 | 16 | 0.16304
29099 | 18.615 | 1 | 365 | 21.1988 | 0.65843 | 21 | 0.85719
29081 | 7.685 | 1 | 365 | 8.7517 | 0.61107 | 9 | 0.36275
29160 | 3.9 | 1 | 365 | 4.4413 | 0.9373 | 5 | 0.37862
29163 | 11.7 | 1 | 365 | 13.324 | 0.81191 | 14 | 0.13587
29180 | 4.68 | 1 | 365 | 5.3296 | 0.72476 | 6 | 0.054347
29185 | 7.28 | 1 | 365 | 8.2905 | 0.68296 | 8 | 0.97343
29166 | 8.58 | 1 | 365 | 9.7709 | 0.66207 | 10 | 0.43297
29247 | 5.3 | 1 | 365 | 6.0356 | 0.14556 | 6 | 0.1812
29256 | 13.25 | 1 | 365 | 15.0891 | 0.36391 | 15 | 0.45301
29260 | 2.34 | 1 | 365 | 2.6648 | 0.36238 | 3 | 0.027173
29271 | 3.64 | 1 | 365 | 4.1452 | 0.34148 | 4 | 0.48671
29282 | 3.445 | 1 | 365 | 3.9232 | 0.89462 | 4 | 0.81778
29285 | 8.32 | 1 | 365 | 9.4748 | 0.066245 | 9 | 0.54106
29301 | 18.72 | 1 | 365 | 21.3183 | 0.89905 | 22 | 0.21739
29312 | 3.9 | 1 | 365 | 4.4413 | 0.9373 | 5 | 0.37862
29313 | 4.77 | 1 | 365 | 5.4321 | 0.93101 | 6 | 0.36308
29315 | 5.98 | 1 | 365 | 6.81 | 0.70386 | 7 | 0.51389
29318 | 10.07 | 1 | 365 | 11.4677 | 0.076573 | 11 | 0.54429
29321 | 4.94 | 1 | 365 | 5.6257 | 0.32058 | 5 | 0.94626
29322 | 10.4 | 1 | 365 | 11.8435 | 0.83281 | 12 | 0.67633
29323 | 11.44 | 1 | 365 | 13.0279 | 0.21609 | 13 | 0.24396
29325 | 5.72 | 1 | 365 | 6.5139 | 0.10804 | 6 | 0.62198
29385 | 11.7 | 1 | 365 | 13.324 | 0.81191 | 14 | 0.13587
29484 | 8.32 | 1 | 365 | 9.4748 | 0.066245 | 9 | 0.54106
28730 | 4.94 | 1 | 365 | 5.6257 | 0.32058 | 5 | 0.94626
29526 | 11.7 | 1 | 365 | 13.324 | 0.81191 | 14 | 0.13587
29525 | 3.975 | 1 | 365 | 4.5267 | 0.10917 | 4 | 0.6359
29527 | 7.02 | 1 | 365 | 7.9944 | 0.087144 | 8 | 0.08152
29528 | 2.08 | 1 | 365 | 2.3687 | 0.76656 | 3 | 0.13527
29530 | 10.92 | 1 | 365 | 12.4357 | 0.024447 | 12 | 0.46014
29532 | 6.24 | 1 | 365 | 7.1061 | 0.29968 | 7 | 0.4058
29533 | 8.32 | 1 | 365 | 9.4748 | 0.066245 | 9 | 0.54106
29542 | 11.96 | 1 | 365 | 13.62 | 0.40773 | 14 | 0.027775
29543 | 4.505 | 1 | 365 | 5.1303 | 0.32373 | 5 | 0.45402
29616 | 3.57 | 1 | 365 | 4.0655 | 0.18107 | 4 | 0.24659
29599 | 4.42 | 1 | 365 | 5.0335 | 0.12894 | 5 | 0.16244
29629 | 5.3 | 1 | 365 | 6.0356 | 0.14556 | 6 | 0.1812
29640 | 14.04 | 1 | 365 | 15.9888 | 0.17429 | 16 | 0.16304
29645 | 4.845 | 1 | 365 | 5.5175 | 0.10288 | 5 | 0.62037
29657 | 4.68 | 1 | 365 | 5.3296 | 0.72476 | 6 | 0.054347
29651 | 7.54 | 1 | 365 | 8.5866 | 0.27878 | 8 | 0.86534
29654 | 5.98 | 1 | 365 | 6.81 | 0.70386 | 7 | 0.51389
29649 | 5.2 | 1 | 365 | 5.9218 | 0.9164 | 6 | 0.83816
29652 | 9.62 | 1 | 365 | 10.9553 | 0.045346 | 11 | 0.00060192
29655 | 3.12 | 1 | 365 | 3.5531 | 0.14984 | 3 | 0.7029
29658 | 8.84 | 1 | 365 | 10.067 | 0.25789 | 10 | 0.32488
29660 | 8.06 | 1 | 365 | 9.1787 | 0.47042 | 9 | 0.64915
29661 | 10.71 | 1 | 365 | 12.1965 | 0.54321 | 12 | 0.73976
29664 | 3.71 | 1 | 365 | 4.2249 | 0.5019 | 4 | 0.72684
29666 | 6.24 | 1 | 365 | 7.1061 | 0.29968 | 7 | 0.4058
29667 | 5.72 | 1 | 365 | 6.5139 | 0.10804 | 6 | 0.62198
29671 | 9.88 | 1 | 365 | 11.2513 | 0.64117 | 11 | 0.89251
29674 | 8.925 | 1 | 365 | 10.1638 | 0.45267 | 10 | 0.61646
29675 | 10.2 | 1 | 365 | 11.6158 | 0.37448 | 11 | 0.99024
29677 | 5.98 | 1 | 365 | 6.81 | 0.70386 | 7 | 0.51389
29678 | 4.77 | 1 | 365 | 5.4321 | 0.93101 | 6 | 0.36308
29702 | 4.16 | 1 | 365 | 4.7374 | 0.53312 | 5 | 0.27053
29701 | 7.02 | 1 | 365 | 7.9944 | 0.087144 | 8 | 0.08152
29681 | 8.84 | 1 | 365 | 10.067 | 0.25789 | 10 | 0.32488
29683 | 4.94 | 1 | 365 | 5.6257 | 0.32058 | 5 | 0.94626
29684 | 4.845 | 1 | 365 | 5.5175 | 0.10288 | 5 | 0.62037
29685 | 9.1 | 1 | 365 | 10.3631 | 0.85371 | 11 | 0.21679
29687 | 10.14 | 1 | 365 | 11.5474 | 0.23699 | 11 | 0.78442
29688 | 4.16 | 1 | 365 | 4.7374 | 0.53312 | 5 | 0.27053
29689 | 14.3 | 1 | 365 | 16.2848 | 0.77011 | 17 | 0.054949
29690 | 7.28 | 1 | 365 | 8.2905 | 0.68296 | 8 | 0.97343
29691 | 8.06 | 1 | 365 | 9.1787 | 0.47042 | 9 | 0.64915
29692 | 8.67 | 1 | 365 | 9.8734 | 0.86831 | 10 | 0.74171
29694 | 6.24 | 1 | 365 | 7.1061 | 0.29968 | 7 | 0.4058
29693 | 4.94 | 1 | 365 | 5.6257 | 0.32058 | 5 | 0.94626
29695 | 8.48 | 1 | 365 | 9.657 | 0.4329 | 10 | 0.089928
29696 | 2.6 | 1 | 365 | 2.9609 | 0.9582 | 3 | 0.91908
29697 | 12.74 | 1 | 365 | 14.5083 | 0.19519 | 14 | 0.7035
29698 | 8.085 | 1 | 365 | 9.2072 | 0.52772 | 9 | 0.73491
29699 | 5.46 | 1 | 365 | 6.2178 | 0.51222 | 6 | 0.73007
29700 | 5.98 | 1 | 365 | 6.81 | 0.70386 | 7 | 0.51389
29709 | 3.38 | 1 | 365 | 3.8491 | 0.74566 | 4 | 0.59481
29711 | 4.68 | 1 | 365 | 5.3296 | 0.72476 | 6 | 0.054347
29713 | 2.88 | 1 | 365 | 3.2797 | 0.59985 | 3 | 0.8796
32911 | 14.025 | 1 | 365 | 15.9717 | 0.13991 | 16 | 0.11158
28862 | 8.58 | 1 | 365 | 9.7709 | 0.66207 | 10 | 0.43297
28725 | 9.36 | 1 | 365 | 10.6592 | 0.44953 | 11 | 0.10869
28722 | 5.83 | 1 | 365 | 6.6392 | 0.36012 | 6 | 0.99933
28710 | 5.565 | 1 | 365 | 6.3374 | 0.75284 | 7 | 0.090265
28709 | 11.7 | 1 | 365 | 13.324 | 0.81191 | 14 | 0.13587
28708 | 7.28 | 1 | 365 | 8.2905 | 0.68296 | 8 | 0.97343
28707 | 7.54 | 1 | 365 | 8.5866 | 0.27878 | 8 | 0.86534
28706 | 9.1 | 1 | 365 | 10.3631 | 0.85371 | 11 | 0.21679
28705 | 7.02 | 1 | 365 | 7.9944 | 0.087144 | 8 | 0.08152
28703 | 5.2 | 1 | 365 | 5.9218 | 0.9164 | 6 | 0.83816
28697 | 11.985 | 1 | 365 | 13.6485 | 0.46502 | 14 | 0.11354
28696 | 15.08 | 1 | 365 | 17.1731 | 0.55757 | 17 | 0.73067
28695 | 9.36 | 1 | 365 | 10.6592 | 0.44953 | 11 | 0.10869
28693 | 7.28 | 1 | 365 | 8.2905 | 0.68296 | 8 | 0.97343
28690 | 14.04 | 1 | 365 | 15.9888 | 0.17429 | 16 | 0.16304
28689 | 9.36 | 1 | 365 | 10.6592 | 0.44953 | 11 | 0.10869
28692 | 12.74 | 1 | 365 | 14.5083 | 0.19519 | 14 | 0.7035
28704 | 6.76 | 1 | 365 | 7.6983 | 0.49132 | 8 | 0.18961
28595 | 9.36 | 1 | 365 | 10.6592 | 0.44953 | 11 | 0.10869
28596 | 3.38 | 1 | 365 | 3.8491 | 0.74566 | 4 | 0.59481
28638 | 4.94 | 1 | 365 | 5.6257 | 0.32058 | 5 | 0.94626
28578 | 6.76 | 1 | 365 | 7.6983 | 0.49132 | 8 | 0.18961
28674 | 10.4 | 1 | 365 | 11.8435 | 0.83281 | 12 | 0.67633
28675 | 7.54 | 1 | 365 | 8.5866 | 0.27878 | 8 | 0.86534
28676 | 8.32 | 1 | 365 | 9.4748 | 0.066245 | 9 | 0.54106
28679 | 13.26 | 1 | 365 | 15.1005 | 0.38683 | 15 | 0.48732
28701 | 13 | 1 | 365 | 14.8044 | 0.79101 | 15 | 0.59541
28786 | 4.68 | 1 | 365 | 5.3296 | 0.72476 | 6 | 0.054347
28792 | 5.865 | 1 | 365 | 6.6791 | 0.44033 | 7 | 0.11939
28789 | 8.58 | 1 | 365 | 9.7709 | 0.66207 | 10 | 0.43297
28797 | 9.945 | 1 | 365 | 11.3254 | 0.79012 | 12 | 0.11549
29767 | 9.18 | 1 | 365 | 10.4542 | 0.037035 | 10 | 0.49122
29775 | 11.7 | 1 | 365 | 13.324 | 0.81191 | 14 | 0.13587
29777 | 4.16 | 1 | 365 | 4.7374 | 0.53312 | 5 | 0.27053
29779 | 2.6 | 1 | 365 | 2.9609 | 0.9582 | 3 | 0.91908
29781 | 4.94 | 1 | 365 | 5.6257 | 0.32058 | 5 | 0.94626
28796 | 9.275 | 1 | 365 | 10.5624 | 0.25474 | 10 | 0.81711
29785 | 9.275 | 1 | 365 | 10.5624 | 0.25474 | 10 | 0.81711
29786 | 4.68 | 1 | 365 | 5.3296 | 0.72476 | 6 | 0.054347
28801 | 10.4 | 1 | 365 | 11.8435 | 0.83281 | 12 | 0.67633
28806 | 6.76 | 1 | 365 | 7.6983 | 0.49132 | 8 | 0.18961
29798 | 2.08 | 1 | 365 | 2.3687 | 0.76656 | 3 | 0.13527
28810 | 8.84 | 1 | 365 | 10.067 | 0.25789 | 10 | 0.32488
29804 | 5.72 | 1 | 365 | 6.5139 | 0.10804 | 6 | 0.62198
29810 | 2.6 | 1 | 365 | 2.9609 | 0.9582 | 3 | 0.91908
28813 | 3.64 | 1 | 365 | 4.1452 | 0.34148 | 4 | 0.48671
29813 | 10.07 | 1 | 365 | 11.4677 | 0.076573 | 11 | 0.54429
28818 | 9.18 | 1 | 365 | 10.4542 | 0.037035 | 10 | 0.49122
28820 | 3.825 | 1 | 365 | 4.3559 | 0.76543 | 5 | 0.12134
29818 | 13.77 | 1 | 365 | 15.6813 | 0.55555 | 16 | 0.23683
28829 | 6.48 | 1 | 365 | 7.3794 | 0.84967 | 8 | 0.2291
29824 | 3.9 | 1 | 365 | 4.4413 | 0.9373 | 5 | 0.37862
28831 | 11.96 | 1 | 365 | 13.62 | 0.40773 | 14 | 0.027775
28833 | 2.6 | 1 | 365 | 2.9609 | 0.9582 | 3 | 0.91908
29826 | 4.42 | 1 | 365 | 5.0335 | 0.12894 | 5 | 0.16244
28841 | 10.4 | 1 | 365 | 11.8435 | 0.83281 | 12 | 0.67633
29827 | 5.46 | 1 | 365 | 6.2178 | 0.51222 | 6 | 0.73007
28839 | 4.16 | 1 | 365 | 4.7374 | 0.53312 | 5 | 0.27053
29873 | 4.94 | 1 | 365 | 5.6257 | 0.32058 | 5 | 0.94626
28840 | 8.84 | 1 | 365 | 10.067 | 0.25789 | 10 | 0.32488
29883 | 5.72 | 1 | 365 | 6.5139 | 0.10804 | 6 | 0.62198
28861 | 8.06 | 1 | 365 | 9.1787 | 0.47042 | 9 | 0.64915
28859 | 5.72 | 1 | 365 | 6.5139 | 0.10804 | 6 | 0.62198
29888 | 7.95 | 1 | 365 | 9.0535 | 0.21835 | 9 | 0.27181
29891 | 6.095 | 1 | 365 | 6.941 | 0.9674 | 7 | 0.90839
28930 | 13.52 | 1 | 365 | 15.3966 | 0.98265 | 16 | 0.37922
28935 | 4.42 | 1 | 365 | 5.0335 | 0.12894 | 5 | 0.16244
29892 | 5.3 | 1 | 365 | 6.0356 | 0.14556 | 6 | 0.1812
28949 | 7.54 | 1 | 365 | 8.5866 | 0.27878 | 8 | 0.86534
29896 | 9.88 | 1 | 365 | 11.2513 | 0.64117 | 11 | 0.89251
29900 | 4.42 | 1 | 365 | 5.0335 | 0.12894 | 5 | 0.16244
29904 | 7.02 | 1 | 365 | 7.9944 | 0.087144 | 8 | 0.08152
29906 | 5.98 | 1 | 365 | 6.81 | 0.70386 | 7 | 0.51389
29907 | 3.38 | 1 | 365 | 3.8491 | 0.74566 | 4 | 0.59481
28969 | 6.24 | 1 | 365 | 7.1061 | 0.29968 | 7 | 0.4058
29930 | 7.8 | 1 | 365 | 8.8826 | 0.8746 | 9 | 0.75724
28990 | 9.88 | 1 | 365 | 11.2513 | 0.64117 | 11 | 0.89251
29929 | 10.455 | 1 | 365 | 11.9062 | 0.95885 | 12 | 0.865
28991 | 7.54 | 1 | 365 | 8.5866 | 0.27878 | 8 | 0.86534
29932 | 5.98 | 1 | 365 | 6.81 | 0.70386 | 7 | 0.51389
29928 | 9.36 | 1 | 365 | 10.6592 | 0.44953 | 11 | 0.10869
28992 | 8.32 | 1 | 365 | 9.4748 | 0.066245 | 9 | 0.54106
29927 | 11.7 | 1 | 365 | 13.324 | 0.81191 | 14 | 0.13587
28996 | 8.32 | 1 | 365 | 9.4748 | 0.066245 | 9 | 0.54106
29910 | 4.16 | 1 | 365 | 4.7374 | 0.53312 | 5 | 0.27053
29926 | 10.14 | 1 | 365 | 11.5474 | 0.23699 | 11 | 0.78442
29003 | 8.745 | 1 | 365 | 9.9588 | 0.040182 | 9 | 0.99899
29911 | 10.14 | 1 | 365 | 11.5474 | 0.23699 | 11 | 0.78442
29002 | 17.94 | 1 | 365 | 20.4301 | 0.11159 | 20 | 0.54166
29913 | 6.36 | 1 | 365 | 7.2428 | 0.57468 | 7 | 0.81745
29009 | 4.24 | 1 | 365 | 4.8285 | 0.71645 | 5 | 0.54496
29925 | 8.32 | 1 | 365 | 9.4748 | 0.066245 | 9 | 0.54106
29008 | 6.095 | 1 | 365 | 6.941 | 0.9674 | 7 | 0.90839
29923 | 9.01 | 1 | 365 | 10.2606 | 0.64746 | 10 | 0.90805
29917 | 6.095 | 1 | 365 | 6.941 | 0.9674 | 7 | 0.90839
29014 | 9.1 | 1 | 365 | 10.3631 | 0.85371 | 11 | 0.21679
29015 | 6.5 | 1 | 365 | 7.4022 | 0.8955 | 8 | 0.2977
29914 | 8.32 | 1 | 365 | 9.4748 | 0.066245 | 9 | 0.54106
29915 | 7.385 | 1 | 365 | 8.41 | 0.92358 | 9 | 0.33362
29018 | 11.7 | 1 | 365 | 13.324 | 0.81191 | 14 | 0.13587
29916 | 5.98 | 1 | 365 | 6.81 | 0.70386 | 7 | 0.51389
29020 | 7.155 | 1 | 365 | 8.1481 | 0.39651 | 8 | 0.54463
29922 | 8.215 | 1 | 365 | 9.3552 | 0.82563 | 10 | 0.18087
29025 | 9.36 | 1 | 365 | 10.6592 | 0.44953 | 11 | 0.10869
29934 | 6.24 | 1 | 365 | 7.1061 | 0.29968 | 7 | 0.4058
29027 | 8.215 | 1 | 365 | 9.3552 | 0.82563 | 10 | 0.18087
29933 | 4.68 | 1 | 365 | 5.3296 | 0.72476 | 6 | 0.054347
29919 | 9.275 | 1 | 365 | 10.5624 | 0.25474 | 10 | 0.81711
29028 | 5.72 | 1 | 365 | 6.5139 | 0.10804 | 6 | 0.62198
29029 | 8.215 | 1 | 365 | 9.3552 | 0.82563 | 10 | 0.18087
29032 | 7.02 | 1 | 365 | 7.9944 | 0.087144 | 8 | 0.08152
29935 | 11.44 | 1 | 365 | 13.0279 | 0.21609 | 13 | 0.24396
29035 | 8.925 | 1 | 365 | 10.1638 | 0.45267 | 10 | 0.61646
29941 | 5.94 | 1 | 365 | 6.7645 | 0.6122 | 7 | 0.37667
29033 | 2.6 | 1 | 365 | 2.9609 | 0.9582 | 3 | 0.91908
29037 | 6.5 | 1 | 365 | 7.4022 | 0.8955 | 8 | 0.2977
29036 | 8.84 | 1 | 365 | 10.067 | 0.25789 | 10 | 0.32488
29944 | 2.08 | 1 | 365 | 2.3687 | 0.76656 | 3 | 0.13527
29041 | 3.12 | 1 | 365 | 3.5531 | 0.14984 | 3 | 0.7029
29043 | 4.16 | 1 | 365 | 4.7374 | 0.53312 | 5 | 0.27053
29045 | 5.72 | 1 | 365 | 6.5139 | 0.10804 | 6 | 0.62198
29945 | 7.28 | 1 | 365 | 8.2905 | 0.68296 | 8 | 0.97343
29946 | 2.6 | 1 | 365 | 2.9609 | 0.9582 | 3 | 0.91908
29049 | 13 | 1 | 365 | 14.8044 | 0.79101 | 15 | 0.59541
29947 | 12.74 | 1 | 365 | 14.5083 | 0.19519 | 14 | 0.7035
29060 | 8.06 | 1 | 365 | 9.1787 | 0.47042 | 9 | 0.64915
29059 | 4.24 | 1 | 365 | 4.8285 | 0.71645 | 5 | 0.54496
29948 | 8 | 1 | 365 | 9.1104 | 0.33293 | 9 | 0.44333
29065 | 4.42 | 1 | 365 | 5.0335 | 0.12894 | 5 | 0.16244
29064 | 12.48 | 1 | 365 | 14.2122 | 0.59937 | 14 | 0.81159
29949 | 4.68 | 1 | 365 | 5.3296 | 0.72476 | 6 | 0.054347
29950 | 7.8 | 1 | 365 | 8.8826 | 0.8746 | 9 | 0.75724
29951 | 12.455 | 1 | 365 | 14.1838 | 0.54208 | 14 | 0.72583
29952 | 4.68 | 1 | 365 | 5.3296 | 0.72476 | 6 | 0.054347
29953 | 12.22 | 1 | 365 | 13.9161 | 0.0035475 | 13 | 0.91968
29068 | 8.84 | 1 | 365 | 10.067 | 0.25789 | 10 | 0.32488
29958 | 3.9 | 1 | 365 | 4.4413 | 0.9373 | 5 | 0.37862
29069 | 7.905 | 1 | 365 | 9.0022 | 0.11522 | 9 | 0.11744
29959 | 7.02 | 1 | 365 | 7.9944 | 0.087144 | 8 | 0.08152
29961 | 14.045 | 1 | 365 | 15.9944 | 0.18575 | 16 | 0.18019
29071 | 5.83 | 1 | 365 | 6.6392 | 0.36012 | 6 | 0.99933
29963 | 4.16 | 1 | 365 | 4.7374 | 0.53312 | 5 | 0.27053
29073 | 11.22 | 1 | 365 | 12.7773 | 0.71193 | 13 | 0.48927
29966 | 9.18 | 1 | 365 | 10.4542 | 0.037035 | 10 | 0.49122
29072 | 11.96 | 1 | 365 | 13.62 | 0.40773 | 14 | 0.027775
29967 | 13.78 | 1 | 365 | 15.6927 | 0.57847 | 16 | 0.27113
29074 | 3.12 | 1 | 365 | 3.5531 | 0.14984 | 3 | 0.7029
29968 | 12.72 | 1 | 365 | 14.4855 | 0.14936 | 14 | 0.63489
29076 | 9.1 | 1 | 365 | 10.3631 | 0.85371 | 11 | 0.21679
29079 | 10.14 | 1 | 365 | 11.5474 | 0.23699 | 11 | 0.78442
29969 | 9.88 | 1 | 365 | 11.2513 | 0.64117 | 11 | 0.89251
29082 | 7.28 | 1 | 365 | 8.2905 | 0.68296 | 8 | 0.97343
29083 | 8.215 | 1 | 365 | 9.3552 | 0.82563 | 10 | 0.18087
29971 | 2.805 | 1 | 365 | 3.1943 | 0.42798 | 3 | 0.62232
29084 | 8.58 | 1 | 365 | 9.7709 | 0.66207 | 10 | 0.43297
29972 | 4.16 | 1 | 365 | 4.7374 | 0.53312 | 5 | 0.27053
29086 | 8.215 | 1 | 365 | 9.3552 | 0.82563 | 10 | 0.18087
29975 | 9.9 | 1 | 365 | 11.2741 | 0.687 | 11 | 0.96112
30006 | 5.2 | 1 | 365 | 5.9218 | 0.9164 | 6 | 0.83816
29976 | 14.04 | 1 | 365 | 15.9888 | 0.17429 | 16 | 0.16304
30007 | 6.36 | 1 | 365 | 7.2428 | 0.57468 | 7 | 0.81745
29977 | 8.06 | 1 | 365 | 9.1787 | 0.47042 | 9 | 0.64915
30009 | 3.315 | 1 | 365 | 3.7751 | 0.59671 | 4 | 0.37183
30010 | 7.685 | 1 | 365 | 8.7517 | 0.61107 | 9 | 0.36275
30011 | 5.035 | 1 | 365 | 5.7339 | 0.53829 | 6 | 0.27214
30014 | 8.58 | 1 | 365 | 9.7709 | 0.66207 | 10 | 0.43297
30013 | 11.18 | 1 | 365 | 12.7318 | 0.62027 | 13 | 0.35205
30015 | 10.4 | 1 | 365 | 11.8435 | 0.83281 | 12 | 0.67633
30016 | 7.8 | 1 | 365 | 8.8826 | 0.8746 | 9 | 0.75724
30018 | 10.92 | 1 | 365 | 12.4357 | 0.024447 | 12 | 0.46014
29979 | 12.72 | 1 | 365 | 14.4855 | 0.14936 | 14 | 0.63489
29980 | 11.7 | 1 | 365 | 13.324 | 0.81191 | 14 | 0.13587
29981 | 5.1 | 1 | 365 | 5.8079 | 0.68724 | 6 | 0.49512
29982 | 6.89 | 1 | 365 | 7.8463 | 0.78923 | 8 | 0.63557
29983 | 5.2 | 1 | 365 | 5.9218 | 0.9164 | 6 | 0.83816
30020 | 4.68 | 1 | 365 | 5.3296 | 0.72476 | 6 | 0.054347
29984 | 13.52 | 1 | 365 | 15.3966 | 0.98265 | 16 | 0.37922
29985 | 6.12 | 1 | 365 | 6.9695 | 0.02469 | 6 | 0.99415
29986 | 3.9 | 1 | 365 | 4.4413 | 0.9373 | 5 | 0.37862
30134 | 10.14 | 1 | 365 | 11.5474 | 0.23699 | 11 | 0.78442
30024 | 7.02 | 1 | 365 | 7.9944 | 0.087144 | 8 | 0.08152
30132 | 6.24 | 1 | 365 | 7.1061 | 0.29968 | 7 | 0.4058
30136 | 4.16 | 1 | 365 | 4.7374 | 0.53312 | 5 | 0.27053
30023 | 10.14 | 1 | 365 | 11.5474 | 0.23699 | 11 | 0.78442
30135 | 10.2 | 1 | 365 | 11.6158 | 0.37448 | 11 | 0.99024
30139 | 13.52 | 1 | 365 | 15.3966 | 0.98265 | 16 | 0.37922
30026 | 11.44 | 1 | 365 | 13.0279 | 0.21609 | 13 | 0.24396
30140 | 4.16 | 1 | 365 | 4.7374 | 0.53312 | 5 | 0.27053
30141 | 12.22 | 1 | 365 | 13.9161 | 0.0035475 | 13 | 0.91968
30021 | 7.54 | 1 | 365 | 8.5866 | 0.27878 | 8 | 0.86534
30029 | 4.24 | 1 | 365 | 4.8285 | 0.71645 | 5 | 0.54496
30137 | 3.9 | 1 | 365 | 4.4413 | 0.9373 | 5 | 0.37862
29987 | 2.86 | 1 | 365 | 3.257 | 0.55402 | 3 | 0.81099
30027 | 2.86 | 1 | 365 | 3.257 | 0.55402 | 3 | 0.81099
29988 | 6.5 | 1 | 365 | 7.4022 | 0.8955 | 8 | 0.2977
30143 | 6.24 | 1 | 365 | 7.1061 | 0.29968 | 7 | 0.4058
30028 | 12.74 | 1 | 365 | 14.5083 | 0.19519 | 14 | 0.7035
30144 | 11.18 | 1 | 365 | 12.7318 | 0.62027 | 13 | 0.35205
30030 | 10.66 | 1 | 365 | 12.1396 | 0.42863 | 12 | 0.56823
30147 | 9.1 | 1 | 365 | 10.3631 | 0.85371 | 11 | 0.21679
30149 | 4.42 | 1 | 365 | 5.0335 | 0.12894 | 5 | 0.16244
30151 | 6.24 | 1 | 365 | 7.1061 | 0.29968 | 7 | 0.4058
30152 | 5.72 | 1 | 365 | 6.5139 | 0.10804 | 6 | 0.62198
30150 | 7.395 | 1 | 365 | 8.4214 | 0.9465 | 9 | 0.36793
30153 | 5.98 | 1 | 365 | 6.81 | 0.70386 | 7 | 0.51389
30155 | 2.7 | 1 | 365 | 3.0748 | 0.18736 | 3 | 0.26212
30156 | 6.625 | 1 | 365 | 7.5446 | 0.18196 | 7 | 0.72651
29989 | 5.72 | 1 | 365 | 6.5139 | 0.10804 | 6 | 0.62198
29990 | 5.98 | 1 | 365 | 6.81 | 0.70386 | 7 | 0.51389
30157 | 7.02 | 1 | 365 | 7.9944 | 0.087144 | 8 | 0.08152
29991 | 2.08 | 1 | 365 | 2.3687 | 0.76656 | 3 | 0.13527
30158 | 8.58 | 1 | 365 | 9.7709 | 0.66207 | 10 | 0.43297
29992 | 3.38 | 1 | 365 | 3.8491 | 0.74566 | 4 | 0.59481
29993 | 9.1 | 1 | 365 | 10.3631 | 0.85371 | 11 | 0.21679
30159 | 4.94 | 1 | 365 | 5.6257 | 0.32058 | 5 | 0.94626
30160 | 5.98 | 1 | 365 | 6.81 | 0.70386 | 7 | 0.51389
29994 | 5.98 | 1 | 365 | 6.81 | 0.70386 | 7 | 0.51389
30161 | 6.24 | 1 | 365 | 7.1061 | 0.29968 | 7 | 0.4058
30162 | 5.2 | 1 | 365 | 5.9218 | 0.9164 | 6 | 0.83816
30163 | 5.46 | 1 | 365 | 6.2178 | 0.51222 | 6 | 0.73007
29995 | 5.72 | 1 | 365 | 6.5139 | 0.10804 | 6 | 0.62198
30164 | 6.5 | 1 | 365 | 7.4022 | 0.8955 | 8 | 0.2977
30166 | 9.88 | 1 | 365 | 11.2513 | 0.64117 | 11 | 0.89251
30167 | 6.24 | 1 | 365 | 7.1061 | 0.29968 | 7 | 0.4058
30168 | 8.84 | 1 | 365 | 10.067 | 0.25789 | 10 | 0.32488
30171 | 5.2 | 1 | 365 | 5.9218 | 0.9164 | 6 | 0.83816
30172 | 8.58 | 1 | 365 | 9.7709 | 0.66207 | 10 | 0.43297
29996 | 14.04 | 1 | 365 | 15.9888 | 0.17429 | 16 | 0.16304
29997 | 10.92 | 1 | 365 | 12.4357 | 0.024447 | 12 | 0.46014
29998 | 8.32 | 1 | 365 | 9.4748 | 0.066245 | 9 | 0.54106
29999 | 8.925 | 1 | 365 | 10.1638 | 0.45267 | 10 | 0.61646
30000 | 10.14 | 1 | 365 | 11.5474 | 0.23699 | 11 | 0.78442
30001 | 8.32 | 1 | 365 | 9.4748 | 0.066245 | 9 | 0.54106
30003 | 10.4 | 1 | 365 | 11.8435 | 0.83281 | 12 | 0.67633
30196 | 5.61 | 1 | 365 | 6.3887 | 0.85597 | 7 | 0.24463
30195 | 11.66 | 1 | 365 | 13.2784 | 0.72024 | 13 | 0.99865
30194 | 7.685 | 1 | 365 | 8.7517 | 0.61107 | 9 | 0.36275
30198 | 5.2 | 1 | 365 | 5.9218 | 0.9164 | 6 | 0.83816
30199 | 5.72 | 1 | 365 | 6.5139 | 0.10804 | 6 | 0.62198
30197 | 6.5 | 1 | 365 | 7.4022 | 0.8955 | 8 | 0.2977
30200 | 7.02 | 1 | 365 | 7.9944 | 0.087144 | 8 | 0.08152
30203 | 8.84 | 1 | 365 | 10.067 | 0.25789 | 10 | 0.32488
30202 | 7.95 | 1 | 365 | 9.0535 | 0.21835 | 9 | 0.27181
30207 | 5.83 | 1 | 365 | 6.6392 | 0.36012 | 6 | 0.99933
30212 | 8.58 | 1 | 365 | 9.7709 | 0.66207 | 10 | 0.43297
30213 | 6.12 | 1 | 365 | 6.9695 | 0.02469 | 6 | 0.99415
30206 | 3.12 | 1 | 365 | 3.5531 | 0.14984 | 3 | 0.7029
30217 | 14.04 | 1 | 365 | 15.9888 | 0.17429 | 16 | 0.16304
30219 | 8.32 | 1 | 365 | 9.4748 | 0.066245 | 9 | 0.54106
30221 | 4.24 | 1 | 365 | 4.8285 | 0.71645 | 5 | 0.54496
30222 | 4.94 | 1 | 365 | 5.6257 | 0.32058 | 5 | 0.94626
30224 | 3.64 | 1 | 365 | 4.1452 | 0.34148 | 4 | 0.48671
30228 | 4.16 | 1 | 365 | 4.7374 | 0.53312 | 5 | 0.27053
30233 | 6.76 | 1 | 365 | 7.6983 | 0.49132 | 8 | 0.18961
30034 | 5.46 | 1 | 365 | 6.2178 | 0.51222 | 6 | 0.73007
30031 | 4.16 | 1 | 365 | 4.7374 | 0.53312 | 5 | 0.27053
30230 | 7.28 | 1 | 365 | 8.2905 | 0.68296 | 8 | 0.97343
30033 | 2.08 | 1 | 365 | 2.3687 | 0.76656 | 3 | 0.13527
30036 | 5.2 | 1 | 365 | 5.9218 | 0.9164 | 6 | 0.83816
30234 | 4.505 | 1 | 365 | 5.1303 | 0.32373 | 5 | 0.45402
30035 | 9.36 | 1 | 365 | 10.6592 | 0.44953 | 11 | 0.10869
30038 | 9.805 | 1 | 365 | 11.1659 | 0.46929 | 11 | 0.63523
30204 | 9.805 | 1 | 365 | 11.1659 | 0.46929 | 11 | 0.63523
30040 | 5.72 | 1 | 365 | 6.5139 | 0.10804 | 6 | 0.62198
30231 | 6.24 | 1 | 365 | 7.1061 | 0.29968 | 7 | 0.4058
30037 | 5.72 | 1 | 365 | 6.5139 | 0.10804 | 6 | 0.62198
30235 | 5.72 | 1 | 365 | 6.5139 | 0.10804 | 6 | 0.62198
30239 | 5.98 | 1 | 365 | 6.81 | 0.70386 | 7 | 0.51389
30041 | 14.04 | 1 | 365 | 15.9888 | 0.17429 | 16 | 0.16304
30039 | 5.46 | 1 | 365 | 6.2178 | 0.51222 | 6 | 0.73007
30238 | 9.1 | 1 | 365 | 10.3631 | 0.85371 | 11 | 0.21679
30044 | 9.1 | 1 | 365 | 10.3631 | 0.85371 | 11 | 0.21679
30243 | 7.8 | 1 | 365 | 8.8826 | 0.8746 | 9 | 0.75724
30042 | 8.48 | 1 | 365 | 9.657 | 0.4329 | 10 | 0.089928
30241 | 4.42 | 1 | 365 | 5.0335 | 0.12894 | 5 | 0.16244
30244 | 7.54 | 1 | 365 | 8.5866 | 0.27878 | 8 | 0.86534
30043 | 2.34 | 1 | 365 | 2.6648 | 0.36238 | 3 | 0.027173
30045 | 7.02 | 1 | 365 | 7.9944 | 0.087144 | 8 | 0.08152
30245 | 6.5 | 1 | 365 | 7.4022 | 0.8955 | 8 | 0.2977
30246 | 5.565 | 1 | 365 | 6.3374 | 0.75284 | 7 | 0.090265
30046 | 6.5 | 1 | 365 | 7.4022 | 0.8955 | 8 | 0.2977
30047 | 2.6 | 1 | 365 | 2.9609 | 0.9582 | 3 | 0.91908
30050 | 5.72 | 1 | 365 | 6.5139 | 0.10804 | 6 | 0.62198
30048 | 6.24 | 1 | 365 | 7.1061 | 0.29968 | 7 | 0.4058
30049 | 7.02 | 1 | 365 | 7.9944 | 0.087144 | 8 | 0.08152
30053 | 9.275 | 1 | 365 | 10.5624 | 0.25474 | 10 | 0.81711
30051 | 7.54 | 1 | 365 | 8.5866 | 0.27878 | 8 | 0.86534
30054 | 7.28 | 1 | 365 | 8.2905 | 0.68296 | 8 | 0.97343
30055 | 7.28 | 1 | 365 | 8.2905 | 0.68296 | 8 | 0.97343
30060 | 6.625 | 1 | 365 | 7.5446 | 0.18196 | 7 | 0.72651
30058 | 11.44 | 1 | 365 | 13.0279 | 0.21609 | 13 | 0.24396
30061 | 9.945 | 1 | 365 | 11.3254 | 0.79012 | 12 | 0.11549
30064 | 5.2 | 1 | 365 | 5.9218 | 0.9164 | 6 | 0.83816
30066 | 11.96 | 1 | 365 | 13.62 | 0.40773 | 14 | 0.027775
30063 | 6.24 | 1 | 365 | 7.1061 | 0.29968 | 7 | 0.4058
30067 | 5.565 | 1 | 365 | 6.3374 | 0.75284 | 7 | 0.090265
30072 | 6.5 | 1 | 365 | 7.4022 | 0.8955 | 8 | 0.2977
30069 | 6.76 | 1 | 365 | 7.6983 | 0.49132 | 8 | 0.18961
30074 | 8.84 | 1 | 365 | 10.067 | 0.25789 | 10 | 0.32488
30076 | 6.5 | 1 | 365 | 7.4022 | 0.8955 | 8 | 0.2977
30075 | 2.08 | 1 | 365 | 2.3687 | 0.76656 | 3 | 0.13527
30079 | 6.625 | 1 | 365 | 7.5446 | 0.18196 | 7 | 0.72651
30078 | 6.89 | 1 | 365 | 7.8463 | 0.78923 | 8 | 0.63557
30080 | 9.62 | 1 | 365 | 10.9553 | 0.045346 | 11 | 0.00060192
30083 | 4.24 | 1 | 365 | 4.8285 | 0.71645 | 5 | 0.54496
30081 | 8.215 | 1 | 365 | 9.3552 | 0.82563 | 10 | 0.18087
30084 | 3.64 | 1 | 365 | 4.1452 | 0.34148 | 4 | 0.48671
30082 | 4.68 | 1 | 365 | 5.3296 | 0.72476 | 6 | 0.054347
30086 | 4.68 | 1 | 365 | 5.3296 | 0.72476 | 6 | 0.054347
30085 | 7.95 | 1 | 365 | 9.0535 | 0.21835 | 9 | 0.27181
30087 | 7.8 | 1 | 365 | 8.8826 | 0.8746 | 9 | 0.75724
30088 | 5.46 | 1 | 365 | 6.2178 | 0.51222 | 6 | 0.73007
30090 | 3.12 | 1 | 365 | 3.5531 | 0.14984 | 3 | 0.7029
30093 | 7.54 | 1 | 365 | 8.5866 | 0.27878 | 8 | 0.86534
30092 | 7.8 | 1 | 365 | 8.8826 | 0.8746 | 9 | 0.75724
30095 | 2.6 | 1 | 365 | 2.9609 | 0.9582 | 3 | 0.91908
30094 | 6.24 | 1 | 365 | 7.1061 | 0.29968 | 7 | 0.4058
30097 | 5.46 | 1 | 365 | 6.2178 | 0.51222 | 6 | 0.73007
30100 | 10.14 | 1 | 365 | 11.5474 | 0.23699 | 11 | 0.78442
30096 | 4.68 | 1 | 365 | 5.3296 | 0.72476 | 6 | 0.054347
30099 | 11.96 | 1 | 365 | 13.62 | 0.40773 | 14 | 0.027775
30102 | 6.095 | 1 | 365 | 6.941 | 0.9674 | 7 | 0.90839
30104 | 8.32 | 1 | 365 | 9.4748 | 0.066245 | 9 | 0.54106
30105 | 5.3 | 1 | 365 | 6.0356 | 0.14556 | 6 | 0.1812
30106 | 9.54 | 1 | 365 | 10.8642 | 0.86202 | 11 | 0.72617
30250 | 5.98 | 1 | 365 | 6.81 | 0.70386 | 7 | 0.51389
30251 | 3.57 | 1 | 365 | 4.0655 | 0.18107 | 4 | 0.24659
30252 | 2.385 | 1 | 365 | 2.716 | 0.4655 | 3 | 0.18154
30253 | 3.12 | 1 | 365 | 3.5531 | 0.14984 | 3 | 0.7029
30254 | 3.9 | 1 | 365 | 4.4413 | 0.9373 | 5 | 0.37862
30236 | 9.435 | 1 | 365 | 10.7446 | 0.6214 | 11 | 0.36597
30214 | 7.54 | 1 | 365 | 8.5866 | 0.27878 | 8 | 0.86534
30107 | 8.84 | 1 | 365 | 10.067 | 0.25789 | 10 | 0.32488
30108 | 3.71 | 1 | 365 | 4.2249 | 0.5019 | 4 | 0.72684
30192 | 8.58 | 1 | 365 | 9.7709 | 0.66207 | 10 | 0.43297
30109 | 4.42 | 1 | 365 | 5.0335 | 0.12894 | 5 | 0.16244
30215 | 5.46 | 1 | 365 | 6.2178 | 0.51222 | 6 | 0.73007
30111 | 7.42 | 1 | 365 | 8.4499 | 0.0037907 | 8 | 0.45369
30112 | 10.92 | 1 | 365 | 12.4357 | 0.024447 | 12 | 0.46014
30114 | 4.68 | 1 | 365 | 5.3296 | 0.72476 | 6 | 0.054347
30223 | 9.945 | 1 | 365 | 11.3254 | 0.79012 | 12 | 0.11549
30117 | 8.84 | 1 | 365 | 10.067 | 0.25789 | 10 | 0.32488
30185 | 4.42 | 1 | 365 | 5.0335 | 0.12894 | 5 | 0.16244
30118 | 14.04 | 1 | 365 | 15.9888 | 0.17429 | 16 | 0.16304
30119 | 3.12 | 1 | 365 | 3.5531 | 0.14984 | 3 | 0.7029
30220 | 4.42 | 1 | 365 | 5.0335 | 0.12894 | 5 | 0.16244
30120 | 12.22 | 1 | 365 | 13.9161 | 0.0035475 | 13 | 0.91968
30232 | 10.335 | 1 | 365 | 11.7695 | 0.68385 | 12 | 0.45335
30103 | 9.88 | 1 | 365 | 11.2513 | 0.64117 | 11 | 0.89251
30127 | 3.12 | 1 | 365 | 3.5531 | 0.14984 | 3 | 0.7029
30242 | 11.66 | 1 | 365 | 13.2784 | 0.72024 | 13 | 0.99865
30266 | 9.62 | 1 | 365 | 10.9553 | 0.045346 | 11 | 0.00060192
30174 | 7.54 | 1 | 365 | 8.5866 | 0.27878 | 8 | 0.86534
30262 | 8.06 | 1 | 365 | 9.1787 | 0.47042 | 9 | 0.64915
30176 | 6.76 | 1 | 365 | 7.6983 | 0.49132 | 8 | 0.18961
30175 | 7.54 | 1 | 365 | 8.5866 | 0.27878 | 8 | 0.86534
30265 | 6.24 | 1 | 365 | 7.1061 | 0.29968 | 7 | 0.4058
30179 | 9.62 | 1 | 365 | 10.9553 | 0.045346 | 11 | 0.00060192
30263 | 4.42 | 1 | 365 | 5.0335 | 0.12894 | 5 | 0.16244
30180 | 8.745 | 1 | 365 | 9.9588 | 0.040182 | 9 | 0.99899
30255 | 9.1 | 1 | 365 | 10.3631 | 0.85371 | 11 | 0.21679
30267 | 5.46 | 1 | 365 | 6.2178 | 0.51222 | 6 | 0.73007
30183 | 5.72 | 1 | 365 | 6.5139 | 0.10804 | 6 | 0.62198
30270 | 6.89 | 1 | 365 | 7.8463 | 0.78923 | 8 | 0.63557
30184 | 4.16 | 1 | 365 | 4.7374 | 0.53312 | 5 | 0.27053
30182 | 8.16 | 1 | 365 | 9.2926 | 0.69959 | 9 | 0.99219
30268 | 5.98 | 1 | 365 | 6.81 | 0.70386 | 7 | 0.51389
30186 | 5.46 | 1 | 365 | 6.2178 | 0.51222 | 6 | 0.73007
30275 | 5.72 | 1 | 365 | 6.5139 | 0.10804 | 6 | 0.62198
30187 | 4.94 | 1 | 365 | 5.6257 | 0.32058 | 5 | 0.94626
30279 | 10.14 | 1 | 365 | 11.5474 | 0.23699 | 11 | 0.78442
30191 | 8.415 | 1 | 365 | 9.583 | 0.28395 | 9 | 0.86695
30276 | 9.1 | 1 | 365 | 10.3631 | 0.85371 | 11 | 0.21679
30190 | 8.32 | 1 | 365 | 9.4748 | 0.066245 | 9 | 0.54106
30272 | 7.02 | 1 | 365 | 7.9944 | 0.087144 | 8 | 0.08152
30189 | 11.18 | 1 | 365 | 12.7318 | 0.62027 | 13 | 0.35205
30278 | 5.2 | 1 | 365 | 5.9218 | 0.9164 | 6 | 0.83816
30282 | 10.4 | 1 | 365 | 11.8435 | 0.83281 | 12 | 0.67633
30193 | 9.1 | 1 | 365 | 10.3631 | 0.85371 | 11 | 0.21679
30280 | 6.24 | 1 | 365 | 7.1061 | 0.29968 | 7 | 0.4058
30281 | 8.32 | 1 | 365 | 9.4748 | 0.066245 | 9 | 0.54106
30294 | 7.28 | 1 | 365 | 8.2905 | 0.68296 | 8 | 0.97343
30286 | 2.915 | 1 | 365 | 3.3196 | 0.68006 | 3 | 0.99966
30292 | 9.275 | 1 | 365 | 10.5624 | 0.25474 | 10 | 0.81711
30297 | 11.395 | 1 | 365 | 12.9766 | 0.11296 | 13 | 0.08959
30304 | 3.9 | 1 | 365 | 4.4413 | 0.9373 | 5 | 0.37862
30306 | 7.95 | 1 | 365 | 9.0535 | 0.21835 | 9 | 0.27181
30299 | 5.98 | 1 | 365 | 6.81 | 0.70386 | 7 | 0.51389
30308 | 8.48 | 1 | 365 | 9.657 | 0.4329 | 10 | 0.089928
30316 | 10.92 | 1 | 365 | 12.4357 | 0.024447 | 12 | 0.46014
30309 | 11.7 | 1 | 365 | 13.324 | 0.81191 | 14 | 0.13587
30320 | 14.04 | 1 | 365 | 15.9888 | 0.17429 | 16 | 0.16304
30319 | 4.68 | 1 | 365 | 5.3296 | 0.72476 | 6 | 0.054347
30307 | 10.4 | 1 | 365 | 11.8435 | 0.83281 | 12 | 0.67633
30322 | 2.86 | 1 | 365 | 3.257 | 0.55402 | 3 | 0.81099
30311 | 5.46 | 1 | 365 | 6.2178 | 0.51222 | 6 | 0.73007
30303 | 11.18 | 1 | 365 | 12.7318 | 0.62027 | 13 | 0.35205
30329 | 5.72 | 1 | 365 | 6.5139 | 0.10804 | 6 | 0.62198
30313 | 7.8 | 1 | 365 | 8.8826 | 0.8746 | 9 | 0.75724
30327 | 4.845 | 1 | 365 | 5.5175 | 0.10288 | 5 | 0.62037
30312 | 13.78 | 1 | 365 | 15.6927 | 0.57847 | 16 | 0.27113
30332 | 11.18 | 1 | 365 | 12.7318 | 0.62027 | 13 | 0.35205
30323 | 7.02 | 1 | 365 | 7.9944 | 0.087144 | 8 | 0.08152
30334 | 4.94 | 1 | 365 | 5.6257 | 0.32058 | 5 | 0.94626
30277 | 3.12 | 1 | 365 | 3.5531 | 0.14984 | 3 | 0.7029
30340 | 8.58 | 1 | 365 | 9.7709 | 0.66207 | 10 | 0.43297
30345 | 8.32 | 1 | 365 | 9.4748 | 0.066245 | 9 | 0.54106
30330 | 4.68 | 1 | 365 | 5.3296 | 0.72476 | 6 | 0.054347
30685 | 5.98 | 1 | 365 | 6.81 | 0.70386 | 7 | 0.51389
30690 | 3.445 | 1 | 365 | 3.9232 | 0.89462 | 4 | 0.81778
30305 | 7.8 | 1 | 365 | 8.8826 | 0.8746 | 9 | 0.75724
30743 | 3.12 | 1 | 365 | 3.5531 | 0.14984 | 3 | 0.7029
30358 | 10.07 | 1 | 365 | 11.4677 | 0.076573 | 11 | 0.54429
30360 | 5.2 | 1 | 365 | 5.9218 | 0.9164 | 6 | 0.83816
30362 | 10.92 | 1 | 365 | 12.4357 | 0.024447 | 12 | 0.46014
30747 | 10.4 | 1 | 365 | 11.8435 | 0.83281 | 12 | 0.67633
30364 | 7.28 | 1 | 365 | 8.2905 | 0.68296 | 8 | 0.97343
30752 | 5.3 | 1 | 365 | 6.0356 | 0.14556 | 6 | 0.1812
30759 | 5.46 | 1 | 365 | 6.2178 | 0.51222 | 6 | 0.73007
30768 | 9.36 | 1 | 365 | 10.6592 | 0.44953 | 11 | 0.10869
30767 | 4.42 | 1 | 365 | 5.0335 | 0.12894 | 5 | 0.16244
30774 | 11.7 | 1 | 365 | 13.324 | 0.81191 | 14 | 0.13587
30367 | 5.565 | 1 | 365 | 6.3374 | 0.75284 | 7 | 0.090265
30368 | 6.76 | 1 | 365 | 7.6983 | 0.49132 | 8 | 0.18961
30226 | 7.28 | 1 | 365 | 8.2905 | 0.68296 | 8 | 0.97343
30776 | 7.8 | 1 | 365 | 8.8826 | 0.8746 | 9 | 0.75724
30764 | 4.68 | 1 | 365 | 5.3296 | 0.72476 | 6 | 0.054347
30377 | 5.46 | 1 | 365 | 6.2178 | 0.51222 | 6 | 0.73007
30687 | 6.76 | 1 | 365 | 7.6983 | 0.49132 | 8 | 0.18961
30374 | 5.83 | 1 | 365 | 6.6392 | 0.36012 | 6 | 0.99933
29884 | 7.28 | 1 | 365 | 8.2905 | 0.68296 | 8 | 0.97343
30344 | 10.4 | 1 | 365 | 11.8435 | 0.83281 | 12 | 0.67633
29776 | 8.32 | 1 | 365 | 9.4748 | 0.066245 | 9 | 0.54106
30786 | 3.12 | 1 | 365 | 3.5531 | 0.14984 | 3 | 0.7029
30380 | 5.98 | 1 | 365 | 6.81 | 0.70386 | 7 | 0.51389
30782 | 7.8 | 1 | 365 | 8.8826 | 0.8746 | 9 | 0.75724
29758 | 9.36 | 1 | 365 | 10.6592 | 0.44953 | 11 | 0.10869
30790 | 2.805 | 1 | 365 | 3.1943 | 0.42798 | 3 | 0.62232
29731 | 4.335 | 1 | 365 | 4.9367 | 0.93416 | 5 | 0.87085
29719 | 9.88 | 1 | 365 | 11.2513 | 0.64117 | 11 | 0.89251
29635 | 3.315 | 1 | 365 | 3.7751 | 0.59671 | 4 | 0.37183
29624 | 2.86 | 1 | 365 | 3.257 | 0.55402 | 3 | 0.81099
30800 | 4.68 | 1 | 365 | 5.3296 | 0.72476 | 6 | 0.054347
30805 | 4.16 | 1 | 365 | 4.7374 | 0.53312 | 5 | 0.27053
30017 | 4.68 | 1 | 365 | 5.3296 | 0.72476 | 6 | 0.054347
30815 | 6.24 | 1 | 365 | 7.1061 | 0.29968 | 7 | 0.4058
28677 | 7.28 | 1 | 365 | 8.2905 | 0.68296 | 8 | 0.97343
30817 | 7.02 | 1 | 365 | 7.9944 | 0.087144 | 8 | 0.08152
30819 | 6.12 | 1 | 365 | 6.9695 | 0.02469 | 6 | 0.99415
30820 | 4.24 | 1 | 365 | 4.8285 | 0.71645 | 5 | 0.54496
29606 | 9.62 | 1 | 365 | 10.9553 | 0.045346 | 11 | 0.00060192
29217 | 9.88 | 1 | 365 | 11.2513 | 0.64117 | 11 | 0.89251
30835 | 7.95 | 1 | 365 | 9.0535 | 0.21835 | 9 | 0.27181
30636 | 11.18 | 1 | 365 | 12.7318 | 0.62027 | 13 | 0.35205
30921 | 9.275 | 1 | 365 | 10.5624 | 0.25474 | 10 | 0.81711
30851 | 13.78 | 1 | 365 | 15.6927 | 0.57847 | 16 | 0.27113
30922 | 4.16 | 1 | 365 | 4.7374 | 0.53312 | 5 | 0.27053
30864 | 5.72 | 1 | 365 | 6.5139 | 0.10804 | 6 | 0.62198
30924 | 7.8 | 1 | 365 | 8.8826 | 0.8746 | 9 | 0.75724
30863 | 2.08 | 1 | 365 | 2.3687 | 0.76656 | 3 | 0.13527
30927 | 7.28 | 1 | 365 | 8.2905 | 0.68296 | 8 | 0.97343
30929 | 6.5 | 1 | 365 | 7.4022 | 0.8955 | 8 | 0.2977
30873 | 10.07 | 1 | 365 | 11.4677 | 0.076573 | 11 | 0.54429
30875 | 5.98 | 1 | 365 | 6.81 | 0.70386 | 7 | 0.51389
30879 | 5.98 | 1 | 365 | 6.81 | 0.70386 | 7 | 0.51389
30930 | 6.24 | 1 | 365 | 7.1061 | 0.29968 | 7 | 0.4058
30878 | 8.48 | 1 | 365 | 9.657 | 0.4329 | 10 | 0.089928
30935 | 3.78 | 1 | 365 | 4.3047 | 0.66231 | 4 | 0.96697
30884 | 4.16 | 1 | 365 | 4.7374 | 0.53312 | 5 | 0.27053
30936 | 11.44 | 1 | 365 | 13.0279 | 0.21609 | 13 | 0.24396
30943 | 7.54 | 1 | 365 | 8.5866 | 0.27878 | 8 | 0.86534
30941 | 6.24 | 1 | 365 | 7.1061 | 0.29968 | 7 | 0.4058
30888 | 5.2 | 1 | 365 | 5.9218 | 0.9164 | 6 | 0.83816
30658 | 8.06 | 1 | 365 | 9.1787 | 0.47042 | 9 | 0.64915
29270 | 8.68 | 1 | 365 | 9.8848 | 0.89123 | 10 | 0.77601
29748 | 3.36 | 1 | 365 | 3.8264 | 0.69983 | 4 | 0.5262
29750 | 3.64 | 1 | 365 | 4.1452 | 0.34148 | 4 | 0.48671
29753 | 4.4 | 1 | 365 | 5.0107 | 0.08311 | 5 | 0.09383
29757 | 17.595 | 1 | 365 | 20.0372 | 0.32098 | 20 | 0.35817
29760 | 5.6 | 1 | 365 | 6.3773 | 0.83305 | 7 | 0.21033
29763 | 7 | 1 | 365 | 7.9716 | 0.041312 | 8 | 0.012912
29765 | 7.7 | 1 | 365 | 8.7688 | 0.64544 | 9 | 0.4142
29762 | 9 | 1 | 365 | 10.2492 | 0.62454 | 10 | 0.87374
30890 | 4.94 | 1 | 365 | 5.6257 | 0.32058 | 5 | 0.94626
30893 | 7.42 | 1 | 365 | 8.4499 | 0.0037907 | 8 | 0.45369
30392 | 7.685 | 1 | 365 | 8.7517 | 0.61107 | 9 | 0.36275
30393 | 3.18 | 1 | 365 | 3.6214 | 0.28734 | 3 | 0.90872
30398 | 8.84 | 1 | 365 | 10.067 | 0.25789 | 10 | 0.32488
30896 | 7.54 | 1 | 365 | 8.5866 | 0.27878 | 8 | 0.86534
30900 | 7.28 | 1 | 365 | 8.2905 | 0.68296 | 8 | 0.97343
28003 | 2.7 | 1 | 365 | 3.0748 | 0.18736 | 3 | 0.26212
28141 | 10.12 | 1 | 365 | 11.5247 | 0.19115 | 11 | 0.71581
28158 | 12.3 | 1 | 365 | 14.0072 | 0.18688 | 14 | 0.19412
30951 | 10.92 | 1 | 365 | 12.4357 | 0.024447 | 12 | 0.46014
24624 | 11.18 | 1 | 365 | 12.7318 | 0.62027 | 13 | 0.35205
30944 | 7.8 | 1 | 365 | 8.8826 | 0.8746 | 9 | 0.75724
25995 | 11.825 | 1 | 365 | 13.4663 | 0.098359 | 13 | 0.56467
30958 | 8.84 | 1 | 365 | 10.067 | 0.25789 | 10 | 0.32488
28912 | 18.36 | 1 | 365 | 20.9084 | 0.07407 | 20 | 0.98244
30957 | 3.12 | 1 | 365 | 3.5531 | 0.14984 | 3 | 0.7029
29006 | 6.7 | 1 | 365 | 7.63 | 0.35383 | 7 | 0.98379
6704 | 5999.93 | 0.8 | 365 | 5466.1762 | 0.62847 | 5466 | 0.8047
30960 | 6.24 | 1 | 365 | 7.1061 | 0.29968 | 7 | 0.4058
30974 | 7.54 | 1 | 365 | 8.5866 | 0.27878 | 8 | 0.86534
28921 | 7.02 | 1 | 365 | 7.9944 | 0.087144 | 8 | 0.08152
27716 | 3.315 | 1 | 365 | 3.7751 | 0.59671 | 4 | 0.37183
27850 | 6.375 | 1 | 365 | 7.2599 | 0.60905 | 7 | 0.8689
27868 | 5.355 | 1 | 365 | 6.0983 | 0.2716 | 6 | 0.36988
30052 | 13.26 | 1 | 365 | 15.1005 | 0.38683 | 15 | 0.48732
29862 | 6.63 | 1 | 365 | 7.5502 | 0.19341 | 7 | 0.74366
30057 | 5.775 | 1 | 365 | 6.5766 | 0.23408 | 6 | 0.81065
27873 | 7.14 | 1 | 365 | 8.131 | 0.36214 | 8 | 0.49317
28997 | 5.98 | 1 | 365 | 6.81 | 0.70386 | 7 | 0.51389
28425 | 9.62 | 1 | 365 | 10.9553 | 0.045346 | 11 | 0.00060192
31003 | 3.12 | 1 | 365 | 3.5531 | 0.14984 | 3 | 0.7029
28599 | 4.42 | 1 | 365 | 5.0335 | 0.12894 | 5 | 0.16244
29062 | 2.86 | 1 | 365 | 3.257 | 0.55402 | 3 | 0.81099
30979 | 5.2 | 1 | 365 | 5.9218 | 0.9164 | 6 | 0.83816
29136 | 5.46 | 1 | 365 | 6.2178 | 0.51222 | 6 | 0.73007
31012 | 11.7 | 1 | 365 | 13.324 | 0.81191 | 14 | 0.13587
31014 | 9.62 | 1 | 365 | 10.9553 | 0.045346 | 11 | 0.00060192
29197 | 13.26 | 1 | 365 | 15.1005 | 0.38683 | 15 | 0.48732
30073 | 7.8 | 1 | 365 | 8.8826 | 0.8746 | 9 | 0.75724
31015 | 5.72 | 1 | 365 | 6.5139 | 0.10804 | 6 | 0.62198
30077 | 6.325 | 1 | 365 | 7.2029 | 0.49447 | 7 | 0.69738
31018 | 9.805 | 1 | 365 | 11.1659 | 0.46929 | 11 | 0.63523
25953 | 7.2 | 1 | 365 | 8.1994 | 0.49964 | 8 | 0.699
31019 | 10.4 | 1 | 365 | 11.8435 | 0.83281 | 12 | 0.67633
31025 | 9.36 | 1 | 365 | 10.6592 | 0.44953 | 11 | 0.10869
30122 | 2.75 | 1 | 365 | 3.1317 | 0.30194 | 3 | 0.43364
31028 | 9.36 | 1 | 365 | 10.6592 | 0.44953 | 11 | 0.10869
30123 | 4.76 | 1 | 365 | 5.4207 | 0.90809 | 6 | 0.32878
31026 | 10.92 | 1 | 365 | 12.4357 | 0.024447 | 12 | 0.46014
30124 | 11.48 | 1 | 365 | 13.0734 | 0.30775 | 13 | 0.38118
31031 | 8.16 | 1 | 365 | 9.2926 | 0.69959 | 9 | 0.99219
30125 | 8.12 | 1 | 365 | 9.2471 | 0.60792 | 9 | 0.85498
31030 | 9.36 | 1 | 365 | 10.6592 | 0.44953 | 11 | 0.10869
30130 | 8.67 | 1 | 365 | 9.8734 | 0.86831 | 10 | 0.74171
31035 | 10.66 | 1 | 365 | 12.1396 | 0.42863 | 12 | 0.56823
30133 | 8.25 | 1 | 365 | 9.3951 | 0.90583 | 10 | 0.30093
29710 | 11.73 | 1 | 365 | 13.3581 | 0.88066 | 14 | 0.23878
31039 | 6.24 | 1 | 365 | 7.1061 | 0.29968 | 7 | 0.4058
31043 | 10.92 | 1 | 365 | 12.4357 | 0.024447 | 12 | 0.46014
30402 | 8.32 | 1 | 365 | 9.4748 | 0.066245 | 9 | 0.54106
31045 | 6.48 | 1 | 365 | 7.3794 | 0.84967 | 8 | 0.2291
31049 | 3.9 | 1 | 365 | 4.4413 | 0.9373 | 5 | 0.37862
30397 | 9.62 | 1 | 365 | 10.9553 | 0.045346 | 11 | 0.00060192
31062 | 13.78 | 1 | 365 | 15.6927 | 0.57847 | 16 | 0.27113
30399 | 5.3 | 1 | 365 | 6.0356 | 0.14556 | 6 | 0.1812
30400 | 8.48 | 1 | 365 | 9.657 | 0.4329 | 10 | 0.089928
31065 | 7.8 | 1 | 365 | 8.8826 | 0.8746 | 9 | 0.75724
30382 | 11.18 | 1 | 365 | 12.7318 | 0.62027 | 13 | 0.35205
30388 | 6.76 | 1 | 365 | 7.6983 | 0.49132 | 8 | 0.18961
31064 | 7.28 | 1 | 365 | 8.2905 | 0.68296 | 8 | 0.97343
29978 | 9.35 | 1 | 365 | 10.6478 | 0.42661 | 11 | 0.07439
31075 | 4.68 | 1 | 365 | 5.3296 | 0.72476 | 6 | 0.054347
30396 | 6.36 | 1 | 365 | 7.2428 | 0.57468 | 7 | 0.81745
31082 | 8.84 | 1 | 365 | 10.067 | 0.25789 | 10 | 0.32488
30403 | 4.42 | 1 | 365 | 5.0335 | 0.12894 | 5 | 0.16244
31071 | 4.68 | 1 | 365 | 5.3296 | 0.72476 | 6 | 0.054347
29208 | 8.84 | 1 | 365 | 10.067 | 0.25789 | 10 | 0.32488
31086 | 14.045 | 1 | 365 | 15.9944 | 0.18575 | 16 | 0.18019
31091 | 2.34 | 1 | 365 | 2.6648 | 0.36238 | 3 | 0.027173
31095 | 3.9 | 1 | 365 | 4.4413 | 0.9373 | 5 | 0.37862
30404 | 5.46 | 1 | 365 | 6.2178 | 0.51222 | 6 | 0.73007
30376 | 3.12 | 1 | 365 | 3.5531 | 0.14984 | 3 | 0.7029
30407 | 10.6 | 1 | 365 | 12.0713 | 0.29113 | 12 | 0.36241
30415 | 4.68 | 1 | 365 | 5.3296 | 0.72476 | 6 | 0.054347
30387 | 3.9 | 1 | 365 | 4.4413 | 0.9373 | 5 | 0.37862
30421 | 9.1 | 1 | 365 | 10.3631 | 0.85371 | 11 | 0.21679
30418 | 5.3 | 1 | 365 | 6.0356 | 0.14556 | 6 | 0.1812
30386 | 6.76 | 1 | 365 | 7.6983 | 0.49132 | 8 | 0.18961
30381 | 9.62 | 1 | 365 | 10.9553 | 0.045346 | 11 | 0.00060192
30389 | 4.94 | 1 | 365 | 5.6257 | 0.32058 | 5 | 0.94626
30426 | 3.38 | 1 | 365 | 3.8491 | 0.74566 | 4 | 0.59481
30427 | 5.72 | 1 | 365 | 6.5139 | 0.10804 | 6 | 0.62198
30428 | 7.155 | 1 | 365 | 8.1481 | 0.39651 | 8 | 0.54463
30430 | 7.905 | 1 | 365 | 9.0022 | 0.11522 | 9 | 0.11744
29416 | 9.625 | 1 | 365 | 10.961 | 0.056804 | 11 | 0.017754
30435 | 2.08 | 1 | 365 | 2.3687 | 0.76656 | 3 | 0.13527
29680 | 8.7 | 1 | 365 | 9.9076 | 0.93706 | 10 | 0.84462
29768 | 6.44 | 1 | 365 | 7.3339 | 0.75801 | 8 | 0.091879
29772 | 20.7 | 1 | 365 | 23.5732 | 0.43645 | 24 | 0.0096112
29774 | 7.2 | 1 | 365 | 8.1994 | 0.49964 | 8 | 0.699
29782 | 9.9 | 1 | 365 | 11.2741 | 0.687 | 11 | 0.96112
29783 | 8.8 | 1 | 365 | 10.0214 | 0.16622 | 10 | 0.18766
29784 | 5.225 | 1 | 365 | 5.9502 | 0.97369 | 6 | 0.92392
29788 | 7.44 | 1 | 365 | 8.4727 | 0.049623 | 8 | 0.5223
29787 | 7.14 | 1 | 365 | 8.131 | 0.36214 | 8 | 0.49317
29789 | 25 | 1 | 365 | 28.47 | 0.2904 | 28 | 0.7604
29795 | 6.885 | 1 | 365 | 7.8406 | 0.77778 | 8 | 0.61841
29796 | 8.1 | 1 | 365 | 9.2243 | 0.56209 | 9 | 0.78637
29800 | 4.94 | 1 | 365 | 5.6257 | 0.32058 | 5 | 0.94626
29801 | 13.44 | 1 | 365 | 15.3055 | 0.79932 | 16 | 0.10479
29803 | 11.2 | 1 | 365 | 12.7546 | 0.6661 | 13 | 0.42066
29828 | 4.335 | 1 | 365 | 4.9367 | 0.93416 | 5 | 0.87085
29829 | 5.32 | 1 | 365 | 6.0584 | 0.1914 | 6 | 0.24981
30434 | 3.64 | 1 | 365 | 4.1452 | 0.34148 | 4 | 0.48671
29754 | 6.93 | 1 | 365 | 7.8919 | 0.8809 | 8 | 0.77278
30437 | 6.36 | 1 | 365 | 7.2428 | 0.57468 | 7 | 0.81745
29797 | 8.8 | 1 | 365 | 10.0214 | 0.16622 | 10 | 0.18766
30443 | 5.46 | 1 | 365 | 6.2178 | 0.51222 | 6 | 0.73007
30444 | 7.02 | 1 | 365 | 7.9944 | 0.087144 | 8 | 0.08152
30436 | 7.8 | 1 | 365 | 8.8826 | 0.8746 | 9 | 0.75724
30447 | 6.48 | 1 | 365 | 7.3794 | 0.84967 | 8 | 0.2291
30450 | 6.24 | 1 | 365 | 7.1061 | 0.29968 | 7 | 0.4058
30451 | 7.02 | 1 | 365 | 7.9944 | 0.087144 | 8 | 0.08152
30453 | 6.5 | 1 | 365 | 7.4022 | 0.8955 | 8 | 0.2977
30457 | 14.04 | 1 | 365 | 15.9888 | 0.17429 | 16 | 0.16304
30459 | 13 | 1 | 365 | 14.8044 | 0.79101 | 15 | 0.59541
30462 | 10.4 | 1 | 365 | 11.8435 | 0.83281 | 12 | 0.67633
30464 | 2.86 | 1 | 365 | 3.257 | 0.55402 | 3 | 0.81099
30468 | 7.5 | 1 | 365 | 8.541 | 0.18712 | 8 | 0.72812
30474 | 10.335 | 1 | 365 | 11.7695 | 0.68385 | 12 | 0.45335
30378 | 3.12 | 1 | 365 | 3.5531 | 0.14984 | 3 | 0.7029
30425 | 3.64 | 1 | 365 | 4.1452 | 0.34148 | 4 | 0.48671
30536 | 7.28 | 1 | 365 | 8.2905 | 0.68296 | 8 | 0.97343
30538 | 5.46 | 1 | 365 | 6.2178 | 0.51222 | 6 | 0.73007
30540 | 5.2 | 1 | 365 | 5.9218 | 0.9164 | 6 | 0.83816
30542 | 7.28 | 1 | 365 | 8.2905 | 0.68296 | 8 | 0.97343
30549 | 4.16 | 1 | 365 | 4.7374 | 0.53312 | 5 | 0.27053
30556 | 7.65 | 1 | 365 | 8.7118 | 0.53086 | 9 | 0.24268
30558 | 9.9 | 1 | 365 | 11.2741 | 0.687 | 11 | 0.96112
30560 | 11.18 | 1 | 365 | 12.7318 | 0.62027 | 13 | 0.35205
30449 | 9.62 | 1 | 365 | 10.9553 | 0.045346 | 11 | 0.00060192
30570 | 5.72 | 1 | 365 | 6.5139 | 0.10804 | 6 | 0.62198
30572 | 6.375 | 1 | 365 | 7.2599 | 0.60905 | 7 | 0.8689
30566 | 5.98 | 1 | 365 | 6.81 | 0.70386 | 7 | 0.51389
30574 | 4.4 | 1 | 365 | 5.0107 | 0.08311 | 5 | 0.09383
30579 | 7.8 | 1 | 365 | 8.8826 | 0.8746 | 9 | 0.75724
30584 | 8.32 | 1 | 365 | 9.4748 | 0.066245 | 9 | 0.54106
30582 | 7.8 | 1 | 365 | 8.8826 | 0.8746 | 9 | 0.75724
30585 | 3.64 | 1 | 365 | 4.1452 | 0.34148 | 4 | 0.48671
30589 | 7.8 | 1 | 365 | 8.8826 | 0.8746 | 9 | 0.75724
30591 | 8.84 | 1 | 365 | 10.067 | 0.25789 | 10 | 0.32488
30593 | 6.24 | 1 | 365 | 7.1061 | 0.29968 | 7 | 0.4058
30596 | 8.58 | 1 | 365 | 9.7709 | 0.66207 | 10 | 0.43297
30533 | 11.7 | 1 | 365 | 13.324 | 0.81191 | 14 | 0.13587
30622 | 12.48 | 1 | 365 | 14.2122 | 0.59937 | 14 | 0.81159
30624 | 8.06 | 1 | 365 | 9.1787 | 0.47042 | 9 | 0.64915
30635 | 10.92 | 1 | 365 | 12.4357 | 0.024447 | 12 | 0.46014
30638 | 3.64 | 1 | 365 | 4.1452 | 0.34148 | 4 | 0.48671
30639 | 4.76 | 1 | 365 | 5.4207 | 0.90809 | 6 | 0.32878
30657 | 6.75 | 1 | 365 | 7.6869 | 0.46841 | 8 | 0.15531
30665 | 7.28 | 1 | 365 | 8.2905 | 0.68296 | 8 | 0.97343
30661 | 5.72 | 1 | 365 | 6.5139 | 0.10804 | 6 | 0.62198
30671 | 5.2 | 1 | 365 | 5.9218 | 0.9164 | 6 | 0.83816
30677 | 8.32 | 1 | 365 | 9.4748 | 0.066245 | 9 | 0.54106
30681 | 10.92 | 1 | 365 | 12.4357 | 0.024447 | 12 | 0.46014
30662 | 11.2 | 1 | 365 | 12.7546 | 0.6661 | 13 | 0.42066
30683 | 7.28 | 1 | 365 | 8.2905 | 0.68296 | 8 | 0.97343
30684 | 11.6 | 1 | 365 | 13.2101 | 0.58275 | 13 | 0.79283
29835 | 9.69 | 1 | 365 | 11.035 | 0.20576 | 11 | 0.24073
29837 | 9.62 | 1 | 365 | 10.9553 | 0.045346 | 11 | 0.00060192
29838 | 7.56 | 1 | 365 | 8.6093 | 0.32462 | 8 | 0.93394
29839 | 5.775 | 1 | 365 | 6.5766 | 0.23408 | 6 | 0.81065
29841 | 3.85 | 1 | 365 | 4.3844 | 0.82272 | 5 | 0.2071
29843 | 3.85 | 1 | 365 | 4.3844 | 0.82272 | 5 | 0.2071
29847 | 7.28 | 1 | 365 | 8.2905 | 0.68296 | 8 | 0.97343
30211 | 11.22 | 1 | 365 | 12.7773 | 0.71193 | 13 | 0.48927
29849 | 7.28 | 1 | 365 | 8.2905 | 0.68296 | 8 | 0.97343
30216 | 6.63 | 1 | 365 | 7.5502 | 0.19341 | 7 | 0.74366
29848 | 5.32 | 1 | 365 | 6.0584 | 0.1914 | 6 | 0.24981
29851 | 15.68 | 1 | 365 | 17.8564 | 0.93254 | 18 | 0.78892
30739 | 6.885 | 1 | 365 | 7.8406 | 0.77778 | 8 | 0.61841
29854 | 5.6 | 1 | 365 | 6.3773 | 0.83305 | 7 | 0.21033
29852 | 8.415 | 1 | 365 | 9.583 | 0.28395 | 9 | 0.86695
29856 | 3.92 | 1 | 365 | 4.4641 | 0.98313 | 5 | 0.44723
29860 | 7 | 1 | 365 | 7.9716 | 0.041312 | 8 | 0.012912
29868 | 5.04 | 1 | 365 | 5.7396 | 0.54974 | 6 | 0.2893
30071 | 4.2 | 1 | 365 | 4.783 | 0.62479 | 5 | 0.40775
30146 | 10.8 | 1 | 365 | 12.299 | 0.74945 | 13 | 0.048493
30012 | 10.215 | 1 | 365 | 11.6328 | 0.40886 | 12 | 0.041699
30550 | 9.36 | 1 | 365 | 10.6592 | 0.44953 | 11 | 0.10869
30963 | 5.98 | 1 | 365 | 6.81 | 0.70386 | 7 | 0.51389
30967 | 9.88 | 1 | 365 | 11.2513 | 0.64117 | 11 | 0.89251
30984 | 6.24 | 1 | 365 | 7.1061 | 0.29968 | 7 | 0.4058
30985 | 8.84 | 1 | 365 | 10.067 | 0.25789 | 10 | 0.32488
30992 | 7.02 | 1 | 365 | 7.9944 | 0.087144 | 8 | 0.08152
30945 | 6.24 | 1 | 365 | 7.1061 | 0.29968 | 7 | 0.4058
30991 | 5.98 | 1 | 365 | 6.81 | 0.70386 | 7 | 0.51389
30993 | 6.24 | 1 | 365 | 7.1061 | 0.29968 | 7 | 0.4058
30955 | 7.8 | 1 | 365 | 8.8826 | 0.8746 | 9 | 0.75724
30996 | 9.36 | 1 | 365 | 10.6592 | 0.44953 | 11 | 0.10869
30997 | 8.06 | 1 | 365 | 9.1787 | 0.47042 | 9 | 0.64915
30998 | 7.02 | 1 | 365 | 7.9944 | 0.087144 | 8 | 0.08152
31006 | 5.61 | 1 | 365 | 6.3887 | 0.85597 | 7 | 0.24463
30784 | 3.9 | 1 | 365 | 4.4413 | 0.9373 | 5 | 0.37862
30783 | 7.5 | 1 | 365 | 8.541 | 0.18712 | 8 | 0.72812
31054 | 6.2 | 1 | 365 | 7.0606 | 0.20802 | 7 | 0.26858
31060 | 6.2 | 1 | 365 | 7.0606 | 0.20802 | 7 | 0.26858
31063 | 6.2 | 1 | 365 | 7.0606 | 0.20802 | 7 | 0.26858
31067 | 4.2 | 1 | 365 | 4.783 | 0.62479 | 5 | 0.40775
31074 | 9 | 1 | 365 | 10.2492 | 0.62454 | 10 | 0.87374
31085 | 10.45 | 1 | 365 | 11.9005 | 0.94739 | 12 | 0.84785
31094 | 7.975 | 1 | 365 | 9.0819 | 0.27564 | 9 | 0.35757
31112 | 12.925 | 1 | 365 | 14.719 | 0.61914 | 15 | 0.33813
31133 | 4.95 | 1 | 365 | 5.6371 | 0.3435 | 5 | 0.98056
31135 | 8.8 | 1 | 365 | 10.0214 | 0.16622 | 10 | 0.18766
31308 | 5.4 | 1 | 365 | 6.1495 | 0.37473 | 6 | 0.52425
31205 | 9.1 | 1 | 365 | 10.3631 | 0.85371 | 11 | 0.21679
31230 | 14.03 | 1 | 365 | 15.9774 | 0.15137 | 16 | 0.12874
31270 | 10 | 1 | 365 | 11.388 | 0.91616 | 12 | 0.30416
29625 | 70.72 | 0.9 | 365 | 72.4823 | 0.85678 | 73 | 0.33912
29575 | 204.08 | 0.9 | 365 | 209.1657 | 0.90569 | 210 | 0.071368
31258 | 9 | 1 | 365 | 10.2492 | 0.62454 | 10 | 0.87374
31259 | 7.5 | 1 | 365 | 8.541 | 0.18712 | 8 | 0.72812
31265 | 4.5 | 1 | 365 | 5.1246 | 0.31227 | 5 | 0.43687
29411 | 12.81 | 1 | 365 | 14.588 | 0.3556 | 14 | 0.94363
31309 | 6.21 | 1 | 365 | 7.0719 | 0.23094 | 7 | 0.30288
31316 | 5.215 | 1 | 365 | 5.9388 | 0.95078 | 6 | 0.88962
31322 | 5.47 | 1 | 365 | 6.2292 | 0.53514 | 6 | 0.76438
31320 | 6.3 | 1 | 365 | 7.1744 | 0.43718 | 7 | 0.61162
31324 | 8.67 | 1 | 365 | 9.8734 | 0.86831 | 10 | 0.74171
31325 | 5.72 | 1 | 365 | 6.5139 | 0.10804 | 6 | 0.62198
31326 | 5.7 | 1 | 365 | 6.4912 | 0.062211 | 6 | 0.55337
31328 | 13.26 | 1 | 365 | 15.1005 | 0.38683 | 15 | 0.48732
31330 | 10.455 | 1 | 365 | 11.9062 | 0.95885 | 12 | 0.865
31333 | 3.85 | 1 | 365 | 4.3844 | 0.82272 | 5 | 0.2071
27715 | 3.64 | 1 | 365 | 4.1452 | 0.34148 | 4 | 0.48671
29224 | 21.32 | 1 | 365 | 24.2792 | 0.85725 | 25 | 0.13647
27646 | 10.4 | 1 | 365 | 11.8435 | 0.83281 | 12 | 0.67633
19827 | 4.75 | 1 | 365 | 5.4093 | 0.88518 | 6 | 0.29448
29628 | 4.68 | 1 | 365 | 5.3296 | 0.72476 | 6 | 0.054347
30829 | 3.9 | 1 | 365 | 4.4413 | 0.9373 | 5 | 0.37862
31217 | 5.98 | 1 | 365 | 6.81 | 0.70386 | 7 | 0.51389
27370 | 7 | 1 | 365 | 7.9716 | 0.041312 | 8 | 0.012912
27485 | 4.59 | 1 | 365 | 5.2271 | 0.51852 | 5 | 0.74561
14617 | 5.61 | 1 | 365 | 6.3887 | 0.85597 | 7 | 0.24463
19925 | 5.72 | 1 | 365 | 6.5139 | 0.10804 | 6 | 0.62198
31132 | 13.78 | 1 | 365 | 15.6927 | 0.57847 | 16 | 0.27113
31134 | 8.58 | 1 | 365 | 9.7709 | 0.66207 | 10 | 0.43297
31136 | 7.8 | 1 | 365 | 8.8826 | 0.8746 | 9 | 0.75724
31137 | 4.16 | 1 | 365 | 4.7374 | 0.53312 | 5 | 0.27053
31335 | 6.6 | 1 | 365 | 7.5161 | 0.12467 | 7 | 0.64075
31139 | 10.4 | 1 | 365 | 11.8435 | 0.83281 | 12 | 0.67633
31551 | 3.64 | 1 | 365 | 4.1452 | 0.34148 | 4 | 0.48671
31141 | 5.98 | 1 | 365 | 6.81 | 0.70386 | 7 | 0.51389
27524 | 7.14 | 1 | 365 | 8.131 | 0.36214 | 8 | 0.49317
31557 | 3.9 | 1 | 365 | 4.4413 | 0.9373 | 5 | 0.37862
31142 | 6.5 | 1 | 365 | 7.4022 | 0.8955 | 8 | 0.2977
31554 | 5.46 | 1 | 365 | 6.2178 | 0.51222 | 6 | 0.73007
31558 | 8.32 | 1 | 365 | 9.4748 | 0.066245 | 9 | 0.54106
31340 | 5.6 | 1 | 365 | 6.3773 | 0.83305 | 7 | 0.21033
31566 | 6.76 | 1 | 365 | 7.6983 | 0.49132 | 8 | 0.18961
31344 | 7.28 | 1 | 365 | 8.2905 | 0.68296 | 8 | 0.97343
31565 | 7.8 | 1 | 365 | 8.8826 | 0.8746 | 9 | 0.75724
31568 | 3.12 | 1 | 365 | 3.5531 | 0.14984 | 3 | 0.7029
31343 | 9.36 | 1 | 365 | 10.6592 | 0.44953 | 11 | 0.10869
31346 | 10.36 | 1 | 365 | 11.798 | 0.74114 | 12 | 0.53911
31552 | 7.14 | 1 | 365 | 8.131 | 0.36214 | 8 | 0.49317
31143 | 4.42 | 1 | 365 | 5.0335 | 0.12894 | 5 | 0.16244
31553 | 3.06 | 1 | 365 | 3.4847 | 0.012345 | 3 | 0.49707
31347 | 9.1 | 1 | 365 | 10.3631 | 0.85371 | 11 | 0.21679
29481 | 4.24 | 1 | 365 | 4.8285 | 0.71645 | 5 | 0.54496
31209 | 5.72 | 1 | 365 | 6.5139 | 0.10804 | 6 | 0.62198
31212 | 4.24 | 1 | 365 | 4.8285 | 0.71645 | 5 | 0.54496
31218 | 8.32 | 1 | 365 | 9.4748 | 0.066245 | 9 | 0.54106
31561 | 5.46 | 1 | 365 | 6.2178 | 0.51222 | 6 | 0.73007
31220 | 6.5 | 1 | 365 | 7.4022 | 0.8955 | 8 | 0.2977
31562 | 11.18 | 1 | 365 | 12.7318 | 0.62027 | 13 | 0.35205
31225 | 2.08 | 1 | 365 | 2.3687 | 0.76656 | 3 | 0.13527
31563 | 6.24 | 1 | 365 | 7.1061 | 0.29968 | 7 | 0.4058
31567 | 5.98 | 1 | 365 | 6.81 | 0.70386 | 7 | 0.51389
31569 | 9.88 | 1 | 365 | 11.2513 | 0.64117 | 11 | 0.89251
31233 | 4.68 | 1 | 365 | 5.3296 | 0.72476 | 6 | 0.054347
31235 | 4.68 | 1 | 365 | 5.3296 | 0.72476 | 6 | 0.054347
31571 | 6.5 | 1 | 365 | 7.4022 | 0.8955 | 8 | 0.2977
31570 | 9.1 | 1 | 365 | 10.3631 | 0.85371 | 11 | 0.21679
31485 | 7.02 | 1 | 365 | 7.9944 | 0.087144 | 8 | 0.08152
31499 | 6.5 | 1 | 365 | 7.4022 | 0.8955 | 8 | 0.2977
31505 | 7.54 | 1 | 365 | 8.5866 | 0.27878 | 8 | 0.86534
31460 | 5.72 | 1 | 365 | 6.5139 | 0.10804 | 6 | 0.62198
31421 | 6.5 | 1 | 365 | 7.4022 | 0.8955 | 8 | 0.2977
31470 | 3.12 | 1 | 365 | 3.5531 | 0.14984 | 3 | 0.7029
31436 | 6.76 | 1 | 365 | 7.6983 | 0.49132 | 8 | 0.18961
31473 | 5.98 | 1 | 365 | 6.81 | 0.70386 | 7 | 0.51389
31475 | 3.12 | 1 | 365 | 3.5531 | 0.14984 | 3 | 0.7029
31441 | 8.58 | 1 | 365 | 9.7709 | 0.66207 | 10 | 0.43297
31497 | 13 | 1 | 365 | 14.8044 | 0.79101 | 15 | 0.59541
31479 | 8.84 | 1 | 365 | 10.067 | 0.25789 | 10 | 0.32488
31446 | 6.24 | 1 | 365 | 7.1061 | 0.29968 | 7 | 0.4058
31480 | 5.98 | 1 | 365 | 6.81 | 0.70386 | 7 | 0.51389
31481 | 7.54 | 1 | 365 | 8.5866 | 0.27878 | 8 | 0.86534
31491 | 7.8 | 1 | 365 | 8.8826 | 0.8746 | 9 | 0.75724
31494 | 5.98 | 1 | 365 | 6.81 | 0.70386 | 7 | 0.51389
31500 | 9.88 | 1 | 365 | 11.2513 | 0.64117 | 11 | 0.89251
31510 | 13 | 1 | 365 | 14.8044 | 0.79101 | 15 | 0.59541
31536 | 4.94 | 1 | 365 | 5.6257 | 0.32058 | 5 | 0.94626
31515 | 5.2 | 1 | 365 | 5.9218 | 0.9164 | 6 | 0.83816
31524 | 8.32 | 1 | 365 | 9.4748 | 0.066245 | 9 | 0.54106
31526 | 3.9 | 1 | 365 | 4.4413 | 0.9373 | 5 | 0.37862
31238 | 11.25 | 1 | 365 | 12.8115 | 0.78068 | 13 | 0.59218
31244 | 8.58 | 1 | 365 | 9.7709 | 0.66207 | 10 | 0.43297
31247 | 5.98 | 1 | 365 | 6.81 | 0.70386 | 7 | 0.51389
29171 | 9.275 | 1 | 365 | 10.5624 | 0.25474 | 10 | 0.81711
29265 | 13.52 | 1 | 365 | 15.3966 | 0.98265 | 16 | 0.37922
29349 | 7.29 | 1 | 365 | 8.3019 | 0.70588 | 9 | 0.0077326
31349 | 5.6 | 1 | 365 | 6.3773 | 0.83305 | 7 | 0.21033
31250 | 6.095 | 1 | 365 | 6.941 | 0.9674 | 7 | 0.90839
31351 | 6.72 | 1 | 365 | 7.6527 | 0.39966 | 8 | 0.052396
31254 | 4.16 | 1 | 365 | 4.7374 | 0.53312 | 5 | 0.27053
31353 | 3.57 | 1 | 365 | 4.0655 | 0.18107 | 4 | 0.24659
31002 | 7.14 | 1 | 365 | 8.131 | 0.36214 | 8 | 0.49317
31264 | 4.68 | 1 | 365 | 5.3296 | 0.72476 | 6 | 0.054347
31354 | 8.68 | 1 | 365 | 9.8848 | 0.89123 | 10 | 0.77601
31274 | 8.32 | 1 | 365 | 9.4748 | 0.066245 | 9 | 0.54106
31281 | 5.72 | 1 | 365 | 6.5139 | 0.10804 | 6 | 0.62198
31010 | 5.2 | 1 | 365 | 5.9218 | 0.9164 | 6 | 0.83816
31356 | 10.6 | 1 | 365 | 12.0713 | 0.29113 | 12 | 0.36241
31357 | 3.64 | 1 | 365 | 4.1452 | 0.34148 | 4 | 0.48671
31360 | 8.525 | 1 | 365 | 9.7083 | 0.53603 | 10 | 0.2443
31361 | 6.16 | 1 | 365 | 7.015 | 0.11635 | 7 | 0.13136
31362 | 10.08 | 1 | 365 | 11.4791 | 0.099489 | 11 | 0.57859
31363 | 7.84 | 1 | 365 | 8.9282 | 0.96627 | 9 | 0.89446
30999 | 8.32 | 1 | 365 | 9.4748 | 0.066245 | 9 | 0.54106
31641 | 9.88 | 1 | 365 | 11.2513 | 0.64117 | 11 | 0.89251
30950 | 7.02 | 1 | 365 | 7.9944 | 0.087144 | 8 | 0.08152
31679 | 10.4 | 1 | 365 | 11.8435 | 0.83281 | 12 | 0.67633
31609 | 12.04 | 1 | 365 | 13.7112 | 0.59106 | 14 | 0.30221
31635 | 9.435 | 1 | 365 | 10.7446 | 0.6214 | 11 | 0.36597
31755 | 13.52 | 1 | 365 | 15.3966 | 0.98265 | 16 | 0.37922
31638 | 6.3 | 1 | 365 | 7.1744 | 0.43718 | 7 | 0.61162
31762 | 5.2 | 1 | 365 | 5.9218 | 0.9164 | 6 | 0.83816
31617 | 4.68 | 1 | 365 | 5.3296 | 0.72476 | 6 | 0.054347
31763 | 6.24 | 1 | 365 | 7.1061 | 0.29968 | 7 | 0.4058
31768 | 5.72 | 1 | 365 | 6.5139 | 0.10804 | 6 | 0.62198
31632 | 8.58 | 1 | 365 | 9.7709 | 0.66207 | 10 | 0.43297
31634 | 5.72 | 1 | 365 | 6.5139 | 0.10804 | 6 | 0.62198
31769 | 4.68 | 1 | 365 | 5.3296 | 0.72476 | 6 | 0.054347
31636 | 5.2 | 1 | 365 | 5.9218 | 0.9164 | 6 | 0.83816
31639 | 8.58 | 1 | 365 | 9.7709 | 0.66207 | 10 | 0.43297
31646 | 9.36 | 1 | 365 | 10.6592 | 0.44953 | 11 | 0.10869
31648 | 5.2 | 1 | 365 | 5.9218 | 0.9164 | 6 | 0.83816
31630 | 3.445 | 1 | 365 | 3.9232 | 0.89462 | 4 | 0.81778
31118 | 7.848 | 1 | 365 | 8.9373 | 0.9846 | 9 | 0.9219
31613 | 6.25 | 1 | 365 | 7.1175 | 0.3226 | 7 | 0.4401
31397 | 7.125 | 1 | 365 | 8.114 | 0.32776 | 8 | 0.44171
31781 | 6.5 | 1 | 365 | 7.4022 | 0.8955 | 8 | 0.2977
31787 | 9.1 | 1 | 365 | 10.3631 | 0.85371 | 11 | 0.21679
31791 | 5.72 | 1 | 365 | 6.5139 | 0.10804 | 6 | 0.62198
31796 | 10.66 | 1 | 365 | 12.1396 | 0.42863 | 12 | 0.56823
31797 | 4.68 | 1 | 365 | 5.3296 | 0.72476 | 6 | 0.054347
31803 | 6.24 | 1 | 365 | 7.1061 | 0.29968 | 7 | 0.4058
31403 | 2.86 | 1 | 365 | 3.257 | 0.55402 | 3 | 0.81099
31080 | 183.83 | 1 | 365 | 209.3456 | 0.26777 | 209 | 0.61337
31404 | 8.06 | 1 | 365 | 9.1787 | 0.47042 | 9 | 0.64915
31722 | 8.06 | 1 | 365 | 9.1787 | 0.47042 | 9 | 0.64915
31731 | 7.28 | 1 | 365 | 8.2905 | 0.68296 | 8 | 0.97343
31405 | 12.48 | 1 | 365 | 14.2122 | 0.59937 | 14 | 0.81159
31741 | 8.06 | 1 | 365 | 9.1787 | 0.47042 | 9 | 0.64915
31406 | 4.505 | 1 | 365 | 5.1303 | 0.32373 | 5 | 0.45402
31342 | 13.44 | 1 | 365 | 15.3055 | 0.79932 | 16 | 0.10479
31337 | 5.6 | 1 | 365 | 6.3773 | 0.83305 | 7 | 0.21033
29846 | 25.5 | 0.9 | 365 | 26.1355 | 0.59259 | 26 | 0.72805
31407 | 2.86 | 1 | 365 | 3.257 | 0.55402 | 3 | 0.81099
31434 | 14.04 | 1 | 365 | 15.9888 | 0.17429 | 16 | 0.16304
31443 | 7.28 | 1 | 365 | 8.2905 | 0.68296 | 8 | 0.97343
31454 | 8.9 | 1 | 365 | 10.1353 | 0.39538 | 10 | 0.5307
31455 | 3.9 | 1 | 365 | 4.4413 | 0.9373 | 5 | 0.37862
31465 | 10.14 | 1 | 365 | 11.5474 | 0.23699 | 11 | 0.78442
31463 | 5.2 | 1 | 365 | 5.9218 | 0.9164 | 6 | 0.83816
31471 | 11.44 | 1 | 365 | 13.0279 | 0.21609 | 13 | 0.24396
31472 | 7.54 | 1 | 365 | 8.5866 | 0.27878 | 8 | 0.86534
31474 | 12.455 | 1 | 365 | 14.1838 | 0.54208 | 14 | 0.72583
31476 | 5.46 | 1 | 365 | 6.2178 | 0.51222 | 6 | 0.73007
31651 | 5.98 | 1 | 365 | 6.81 | 0.70386 | 7 | 0.51389
31478 | 5.2 | 1 | 365 | 5.9218 | 0.9164 | 6 | 0.83816
31645 | 8.06 | 1 | 365 | 9.1787 | 0.47042 | 9 | 0.64915
31649 | 6.24 | 1 | 365 | 7.1061 | 0.29968 | 7 | 0.4058
31656 | 2.86 | 1 | 365 | 3.257 | 0.55402 | 3 | 0.81099
31659 | 9.62 | 1 | 365 | 10.9553 | 0.045346 | 11 | 0.00060192
31676 | 2.6 | 1 | 365 | 2.9609 | 0.9582 | 3 | 0.91908
31678 | 4.16 | 1 | 365 | 4.7374 | 0.53312 | 5 | 0.27053
31681 | 8.32 | 1 | 365 | 9.4748 | 0.066245 | 9 | 0.54106
31713 | 6.76 | 1 | 365 | 7.6983 | 0.49132 | 8 | 0.18961
31719 | 8.06 | 1 | 365 | 9.1787 | 0.47042 | 9 | 0.64915
31723 | 8.32 | 1 | 365 | 9.4748 | 0.066245 | 9 | 0.54106
31726 | 3.9 | 1 | 365 | 4.4413 | 0.9373 | 5 | 0.37862
31730 | 5.2 | 1 | 365 | 5.9218 | 0.9164 | 6 | 0.83816
31732 | 5.72 | 1 | 365 | 6.5139 | 0.10804 | 6 | 0.62198
31736 | 2.86 | 1 | 365 | 3.257 | 0.55402 | 3 | 0.81099
31745 | 4.94 | 1 | 365 | 5.6257 | 0.32058 | 5 | 0.94626
31482 | 7.155 | 1 | 365 | 8.1481 | 0.39651 | 8 | 0.54463
31483 | 7 | 1 | 365 | 7.9716 | 0.041312 | 8 | 0.012912
31488 | 7.8 | 1 | 365 | 8.8826 | 0.8746 | 9 | 0.75724
31748 | 7.54 | 1 | 365 | 8.5866 | 0.27878 | 8 | 0.86534
31751 | 5.2 | 1 | 365 | 5.9218 | 0.9164 | 6 | 0.83816
31756 | 7.8 | 1 | 365 | 8.8826 | 0.8746 | 9 | 0.75724
31490 | 4.49 | 1 | 365 | 5.1132 | 0.28936 | 5 | 0.40257
31506 | 7.28 | 1 | 365 | 8.2905 | 0.68296 | 8 | 0.97343
31759 | 9.88 | 1 | 365 | 11.2513 | 0.64117 | 11 | 0.89251
31512 | 5.46 | 1 | 365 | 6.2178 | 0.51222 | 6 | 0.73007
31761 | 7 | 1 | 365 | 7.9716 | 0.041312 | 8 | 0.012912
31773 | 7.8 | 1 | 365 | 8.8826 | 0.8746 | 9 | 0.75724
31776 | 7.28 | 1 | 365 | 8.2905 | 0.68296 | 8 | 0.97343
31777 | 6.76 | 1 | 365 | 7.6983 | 0.49132 | 8 | 0.18961
31779 | 6.76 | 1 | 365 | 7.6983 | 0.49132 | 8 | 0.18961
31784 | 6.5 | 1 | 365 | 7.4022 | 0.8955 | 8 | 0.2977
31786 | 7.8 | 1 | 365 | 8.8826 | 0.8746 | 9 | 0.75724
31789 | 4.94 | 1 | 365 | 5.6257 | 0.32058 | 5 | 0.94626
31720 | 6.24 | 1 | 365 | 7.1061 | 0.29968 | 7 | 0.4058
31511 | 10.14 | 1 | 365 | 11.5474 | 0.23699 | 11 | 0.78442
31792 | 3.9 | 1 | 365 | 4.4413 | 0.9373 | 5 | 0.37862
31798 | 9.62 | 1 | 365 | 10.9553 | 0.045346 | 11 | 0.00060192
31800 | 8.06 | 1 | 365 | 9.1787 | 0.47042 | 9 | 0.64915
31802 | 5.46 | 1 | 365 | 6.2178 | 0.51222 | 6 | 0.73007
31804 | 5.72 | 1 | 365 | 6.5139 | 0.10804 | 6 | 0.62198
31806 | 9.62 | 1 | 365 | 10.9553 | 0.045346 | 11 | 0.00060192
31619 | 5.1 | 1 | 365 | 5.8079 | 0.68724 | 6 | 0.49512
31816 | 6.325 | 1 | 365 | 7.2029 | 0.49447 | 7 | 0.69738
31830 | 9.075 | 1 | 365 | 10.3346 | 0.79642 | 11 | 0.13103
31408 | 32.48 | 0.9 | 365 | 33.2894 | 0.98852 | 34 | 0.27792
31304 | 156.96 | 0.9 | 365 | 160.8714 | 0.72284 | 161 | 0.59429
31845 | 8.96 | 1 | 365 | 10.2036 | 0.53288 | 10 | 0.73653
31855 | 3.42 | 1 | 365 | 3.8947 | 0.83733 | 4 | 0.73202
31865 | 3.99 | 1 | 365 | 4.5438 | 0.14355 | 4 | 0.68736
31519 | 8.4 | 1 | 365 | 9.5659 | 0.24957 | 9 | 0.81549
31419 | 4.94 | 1 | 365 | 5.6257 | 0.32058 | 5 | 0.94626
31807 | 8.84 | 1 | 365 | 10.067 | 0.25789 | 10 | 0.32488
31523 | 5.3 | 1 | 365 | 6.0356 | 0.14556 | 6 | 0.1812
31809 | 3.38 | 1 | 365 | 3.8491 | 0.74566 | 4 | 0.59481
31433 | 7.28 | 1 | 365 | 8.2905 | 0.68296 | 8 | 0.97343
31743 | 2.6 | 1 | 365 | 2.9609 | 0.9582 | 3 | 0.91908
31810 | 6.5 | 1 | 365 | 7.4022 | 0.8955 | 8 | 0.2977
31424 | 8.32 | 1 | 365 | 9.4748 | 0.066245 | 9 | 0.54106
31801 | 7.28 | 1 | 365 | 8.2905 | 0.68296 | 8 | 0.97343
31871 | 2.08 | 1 | 365 | 2.3687 | 0.76656 | 3 | 0.13527
31876 | 8.32 | 1 | 365 | 9.4748 | 0.066245 | 9 | 0.54106
31924 | 7.02 | 1 | 365 | 7.9944 | 0.087144 | 8 | 0.08152
31930 | 4.42 | 1 | 365 | 5.0335 | 0.12894 | 5 | 0.16244
31528 | 6.24 | 1 | 365 | 7.1061 | 0.29968 | 7 | 0.4058
31608 | 4.68 | 1 | 365 | 5.3296 | 0.72476 | 6 | 0.054347
31597 | 11.7 | 1 | 365 | 13.324 | 0.81191 | 14 | 0.13587
31620 | 6.24 | 1 | 365 | 7.1061 | 0.29968 | 7 | 0.4058
31598 | 12.48 | 1 | 365 | 14.2122 | 0.59937 | 14 | 0.81159
31662 | 3.38 | 1 | 365 | 3.8491 | 0.74566 | 4 | 0.59481
31669 | 13 | 1 | 365 | 14.8044 | 0.79101 | 15 | 0.59541
31623 | 7.54 | 1 | 365 | 8.5866 | 0.27878 | 8 | 0.86534
31517 | 24.6 | 1 | 365 | 28.0145 | 0.37375 | 28 | 0.38823
31643 | 11.18 | 1 | 365 | 12.7318 | 0.62027 | 13 | 0.35205
31661 | 4.16 | 1 | 365 | 4.7374 | 0.53312 | 5 | 0.27053
31430 | 7.02 | 1 | 365 | 7.9944 | 0.087144 | 8 | 0.08152
29024 | 8.745 | 1 | 365 | 9.9588 | 0.040182 | 9 | 0.99899
31697 | 4.94 | 1 | 365 | 5.6257 | 0.32058 | 5 | 0.94626
31675 | 5.72 | 1 | 365 | 6.5139 | 0.10804 | 6 | 0.62198
31718 | 3.9 | 1 | 365 | 4.4413 | 0.9373 | 5 | 0.37862
31420 | 12.74 | 1 | 365 | 14.5083 | 0.19519 | 14 | 0.7035
31749 | 2.34 | 1 | 365 | 2.6648 | 0.36238 | 3 | 0.027173
31437 | 7.8 | 1 | 365 | 8.8826 | 0.8746 | 9 | 0.75724
31708 | 9.62 | 1 | 365 | 10.9553 | 0.045346 | 11 | 0.00060192
31715 | 9.36 | 1 | 365 | 10.6592 | 0.44953 | 11 | 0.10869
31728 | 11.18 | 1 | 365 | 12.7318 | 0.62027 | 13 | 0.35205
31601 | 12.74 | 1 | 365 | 14.5083 | 0.19519 | 14 | 0.7035
31832 | 3.64 | 1 | 365 | 4.1452 | 0.34148 | 4 | 0.48671
31775 | 8.06 | 1 | 365 | 9.1787 | 0.47042 | 9 | 0.64915
31603 | 13.26 | 1 | 365 | 15.1005 | 0.38683 | 15 | 0.48732
31834 | 13 | 1 | 365 | 14.8044 | 0.79101 | 15 | 0.59541
31837 | 7.54 | 1 | 365 | 8.5866 | 0.27878 | 8 | 0.86534
31606 | 5.46 | 1 | 365 | 6.2178 | 0.51222 | 6 | 0.73007
31610 | 9.88 | 1 | 365 | 11.2513 | 0.64117 | 11 | 0.89251
31616 | 4.42 | 1 | 365 | 5.0335 | 0.12894 | 5 | 0.16244
31624 | 3.12 | 1 | 365 | 3.5531 | 0.14984 | 3 | 0.7029
31808 | 12.22 | 1 | 365 | 13.9161 | 0.0035475 | 13 | 0.91968
31813 | 6.76 | 1 | 365 | 7.6983 | 0.49132 | 8 | 0.18961
31815 | 4.68 | 1 | 365 | 5.3296 | 0.72476 | 6 | 0.054347
31817 | 11.44 | 1 | 365 | 13.0279 | 0.21609 | 13 | 0.24396
31818 | 10.865 | 1 | 365 | 12.3731 | 0.89841 | 13 | 0.27147
31850 | 3.9 | 1 | 365 | 4.4413 | 0.9373 | 5 | 0.37862
31852 | 5.46 | 1 | 365 | 6.2178 | 0.51222 | 6 | 0.73007
31854 | 4.68 | 1 | 365 | 5.3296 | 0.72476 | 6 | 0.054347
31858 | 9.62 | 1 | 365 | 10.9553 | 0.045346 | 11 | 0.00060192
31857 | 9.1 | 1 | 365 | 10.3631 | 0.85371 | 11 | 0.21679
31868 | 8.32 | 1 | 365 | 9.4748 | 0.066245 | 9 | 0.54106
31873 | 12.985 | 1 | 365 | 14.7873 | 0.75663 | 15 | 0.54395
31883 | 5.98 | 1 | 365 | 6.81 | 0.70386 | 7 | 0.51389
31894 | 8.32 | 1 | 365 | 9.4748 | 0.066245 | 9 | 0.54106
31901 | 2.86 | 1 | 365 | 3.257 | 0.55402 | 3 | 0.81099
31903 | 8.32 | 1 | 365 | 9.4748 | 0.066245 | 9 | 0.54106
31906 | 9.88 | 1 | 365 | 11.2513 | 0.64117 | 11 | 0.89251
31911 | 6.76 | 1 | 365 | 7.6983 | 0.49132 | 8 | 0.18961
31915 | 8.58 | 1 | 365 | 9.7709 | 0.66207 | 10 | 0.43297
31917 | 12.48 | 1 | 365 | 14.2122 | 0.59937 | 14 | 0.81159
31928 | 9.36 | 1 | 365 | 10.6592 | 0.44953 | 11 | 0.10869
31929 | 8.84 | 1 | 365 | 10.067 | 0.25789 | 10 | 0.32488
31931 | 2.86 | 1 | 365 | 3.257 | 0.55402 | 3 | 0.81099
31933 | 5.3 | 1 | 365 | 6.0356 | 0.14556 | 6 | 0.1812
32224 | 4.9 | 1 | 365 | 5.5801 | 0.22892 | 5 | 0.80904
32127 | 5.88 | 1 | 365 | 6.6961 | 0.4747 | 7 | 0.17085
32148 | 7.56 | 1 | 365 | 8.6093 | 0.32462 | 8 | 0.93394
31944 | 8.06 | 1 | 365 | 9.1787 | 0.47042 | 9 | 0.64915
31948 | 3.38 | 1 | 365 | 3.8491 | 0.74566 | 4 | 0.59481
31950 | 7.02 | 1 | 365 | 7.9944 | 0.087144 | 8 | 0.08152
31953 | 5.46 | 1 | 365 | 6.2178 | 0.51222 | 6 | 0.73007
31965 | 5.2 | 1 | 365 | 5.9218 | 0.9164 | 6 | 0.83816
31982 | 7.28 | 1 | 365 | 8.2905 | 0.68296 | 8 | 0.97343
31986 | 3.9 | 1 | 365 | 4.4413 | 0.9373 | 5 | 0.37862
31970 | 2.86 | 1 | 365 | 3.257 | 0.55402 | 3 | 0.81099
31988 | 3.12 | 1 | 365 | 3.5531 | 0.14984 | 3 | 0.7029
31992 | 5.72 | 1 | 365 | 6.5139 | 0.10804 | 6 | 0.62198
31993 | 7.14 | 1 | 365 | 8.131 | 0.36214 | 8 | 0.49317
32005 | 5.5 | 1 | 365 | 6.2634 | 0.60389 | 6 | 0.86729
32041 | 5.46 | 1 | 365 | 6.2178 | 0.51222 | 6 | 0.73007
32042 | 5.46 | 1 | 365 | 6.2178 | 0.51222 | 6 | 0.73007
32049 | 4.16 | 1 | 365 | 4.7374 | 0.53312 | 5 | 0.27053
32046 | 4.68 | 1 | 365 | 5.3296 | 0.72476 | 6 | 0.054347
31935 | 9.36 | 1 | 365 | 10.6592 | 0.44953 | 11 | 0.10869
31633 | 10.4 | 1 | 365 | 11.8435 | 0.83281 | 12 | 0.67633
31640 | 12.22 | 1 | 365 | 13.9161 | 0.0035475 | 13 | 0.91968
31946 | 7.02 | 1 | 365 | 7.9944 | 0.087144 | 8 | 0.08152
31955 | 9.88 | 1 | 365 | 11.2513 | 0.64117 | 11 | 0.89251
31957 | 7.02 | 1 | 365 | 7.9944 | 0.087144 | 8 | 0.08152
31961 | 11.18 | 1 | 365 | 12.7318 | 0.62027 | 13 | 0.35205
31972 | 7.28 | 1 | 365 | 8.2905 | 0.68296 | 8 | 0.97343
31975 | 9.36 | 1 | 365 | 10.6592 | 0.44953 | 11 | 0.10869
31985 | 4.94 | 1 | 365 | 5.6257 | 0.32058 | 5 | 0.94626
31983 | 7.8 | 1 | 365 | 8.8826 | 0.8746 | 9 | 0.75724
31990 | 7.8 | 1 | 365 | 8.8826 | 0.8746 | 9 | 0.75724
31995 | 3.38 | 1 | 365 | 3.8491 | 0.74566 | 4 | 0.59481
31999 | 9.1 | 1 | 365 | 10.3631 | 0.85371 | 11 | 0.21679
32002 | 4.24 | 1 | 365 | 4.8285 | 0.71645 | 5 | 0.54496
31998 | 8.06 | 1 | 365 | 9.1787 | 0.47042 | 9 | 0.64915
32004 | 5.2 | 1 | 365 | 5.9218 | 0.9164 | 6 | 0.83816
31655 | 7.54 | 1 | 365 | 8.5866 | 0.27878 | 8 | 0.86534
31644 | 11.18 | 1 | 365 | 12.7318 | 0.62027 | 13 | 0.35205
31660 | 4.42 | 1 | 365 | 5.0335 | 0.12894 | 5 | 0.16244
31647 | 12.48 | 1 | 365 | 14.2122 | 0.59937 | 14 | 0.81159
31666 | 7.28 | 1 | 365 | 8.2905 | 0.68296 | 8 | 0.97343
31849 | 6.76 | 1 | 365 | 7.6983 | 0.49132 | 8 | 0.18961
31680 | 5.46 | 1 | 365 | 6.2178 | 0.51222 | 6 | 0.73007
31889 | 9.1 | 1 | 365 | 10.3631 | 0.85371 | 11 | 0.21679
31689 | 11.96 | 1 | 365 | 13.62 | 0.40773 | 14 | 0.027775
31698 | 6.76 | 1 | 365 | 7.6983 | 0.49132 | 8 | 0.18961
31704 | 7.8 | 1 | 365 | 8.8826 | 0.8746 | 9 | 0.75724
31709 | 5.46 | 1 | 365 | 6.2178 | 0.51222 | 6 | 0.73007
31439 | 8.06 | 1 | 365 | 9.1787 | 0.47042 | 9 | 0.64915
31531 | 7.42 | 1 | 365 | 8.4499 | 0.0037907 | 8 | 0.45369
31423 | 5.72 | 1 | 365 | 6.5139 | 0.10804 | 6 | 0.62198
31452 | 6.12 | 1 | 365 | 6.9695 | 0.02469 | 6 | 0.99415
31449 | 5.2 | 1 | 365 | 5.9218 | 0.9164 | 6 | 0.83816
31535 | 8.84 | 1 | 365 | 10.067 | 0.25789 | 10 | 0.32488
31440 | 2.86 | 1 | 365 | 3.257 | 0.55402 | 3 | 0.81099
32181 | 10.72 | 1 | 365 | 12.2079 | 0.56612 | 12 | 0.77406
32183 | 11.07 | 1 | 365 | 12.6065 | 0.36819 | 12 | 0.97471
32184 | 7.84 | 1 | 365 | 8.9282 | 0.96627 | 9 | 0.89446
32190 | 12 | 1 | 365 | 13.6656 | 0.49939 | 14 | 0.16499
31447 | 5.72 | 1 | 365 | 6.5139 | 0.10804 | 6 | 0.62198
31543 | 3.64 | 1 | 365 | 4.1452 | 0.34148 | 4 | 0.48671
31458 | 5.46 | 1 | 365 | 6.2178 | 0.51222 | 6 | 0.73007
32296 | 7.44 | 1 | 365 | 8.4727 | 0.049623 | 8 | 0.5223
20921 | 7.02 | 1 | 365 | 7.9944 | 0.087144 | 8 | 0.08152
32298 | 9.38 | 1 | 365 | 10.6819 | 0.49536 | 11 | 0.1773
31545 | 7.28 | 1 | 365 | 8.2905 | 0.68296 | 8 | 0.97343
31546 | 4.94 | 1 | 365 | 5.6257 | 0.32058 | 5 | 0.94626
32327 | 6.76 | 1 | 365 | 7.6983 | 0.49132 | 8 | 0.18961
32328 | 7.28 | 1 | 365 | 8.2905 | 0.68296 | 8 | 0.97343
32329 | 5.98 | 1 | 365 | 6.81 | 0.70386 | 7 | 0.51389
32336 | 8.32 | 1 | 365 | 9.4748 | 0.066245 | 9 | 0.54106
32206 | 5.83 | 1 | 365 | 6.6392 | 0.36012 | 6 | 0.99933
32210 | 8.32 | 1 | 365 | 9.4748 | 0.066245 | 9 | 0.54106
32205 | 8.06 | 1 | 365 | 9.1787 | 0.47042 | 9 | 0.64915
32213 | 6.24 | 1 | 365 | 7.1061 | 0.29968 | 7 | 0.4058
32344 | 2.08 | 1 | 365 | 2.3687 | 0.76656 | 3 | 0.13527
31799 | 12.48 | 1 | 365 | 14.2122 | 0.59937 | 14 | 0.81159
31846 | 9.36 | 1 | 365 | 10.6592 | 0.44953 | 11 | 0.10869
31550 | 6.5 | 1 | 365 | 7.4022 | 0.8955 | 8 | 0.2977
32366 | 4.42 | 1 | 365 | 5.0335 | 0.12894 | 5 | 0.16244
31843 | 5.46 | 1 | 365 | 6.2178 | 0.51222 | 6 | 0.73007
32362 | 7.95 | 1 | 365 | 9.0535 | 0.21835 | 9 | 0.27181
31847 | 8.06 | 1 | 365 | 9.1787 | 0.47042 | 9 | 0.64915
32364 | 5.72 | 1 | 365 | 6.5139 | 0.10804 | 6 | 0.62198
31572 | 6.76 | 1 | 365 | 7.6983 | 0.49132 | 8 | 0.18961
27433 | 11.475 | 1 | 365 | 13.0677 | 0.29629 | 13 | 0.36402
32375 | 11.66 | 1 | 365 | 13.2784 | 0.72024 | 13 | 0.99865
32354 | 6.36 | 1 | 365 | 7.2428 | 0.57468 | 7 | 0.81745
32374 | 7.54 | 1 | 365 | 8.5866 | 0.27878 | 8 | 0.86534
32378 | 4.42 | 1 | 365 | 5.0335 | 0.12894 | 5 | 0.16244
32391 | 9.435 | 1 | 365 | 10.7446 | 0.6214 | 11 | 0.36597
32389 | 7.8 | 1 | 365 | 8.8826 | 0.8746 | 9 | 0.75724
32043 | 4.94 | 1 | 365 | 5.6257 | 0.32058 | 5 | 0.94626
32393 | 10.335 | 1 | 365 | 11.7695 | 0.68385 | 12 | 0.45335
31861 | 6.5 | 1 | 365 | 7.4022 | 0.8955 | 8 | 0.2977
31851 | 8.58 | 1 | 365 | 9.7709 | 0.66207 | 10 | 0.43297
32403 | 3.9 | 1 | 365 | 4.4413 | 0.9373 | 5 | 0.37862
31885 | 6.5 | 1 | 365 | 7.4022 | 0.8955 | 8 | 0.2977
32405 | 11.22 | 1 | 365 | 12.7773 | 0.71193 | 13 | 0.48927
31900 | 7.28 | 1 | 365 | 8.2905 | 0.68296 | 8 | 0.97343
32209 | 9.36 | 1 | 365 | 10.6592 | 0.44953 | 11 | 0.10869
31904 | 5.46 | 1 | 365 | 6.2178 | 0.51222 | 6 | 0.73007
32057 | 7.8 | 1 | 365 | 8.8826 | 0.8746 | 9 | 0.75724
31909 | 7.8 | 1 | 365 | 8.8826 | 0.8746 | 9 | 0.75724
31960 | 6.76 | 1 | 365 | 7.6983 | 0.49132 | 8 | 0.18961
31966 | 5.72 | 1 | 365 | 6.5139 | 0.10804 | 6 | 0.62198
31979 | 4.68 | 1 | 365 | 5.3296 | 0.72476 | 6 | 0.054347
31984 | 2.34 | 1 | 365 | 2.6648 | 0.36238 | 3 | 0.027173
32419 | 6.5 | 1 | 365 | 7.4022 | 0.8955 | 8 | 0.2977
31959 | 5.98 | 1 | 365 | 6.81 | 0.70386 | 7 | 0.51389
31958 | 9.88 | 1 | 365 | 11.2513 | 0.64117 | 11 | 0.89251
32031 | 8.32 | 1 | 365 | 9.4748 | 0.066245 | 9 | 0.54106
28052 | 11.73 | 1 | 365 | 13.3581 | 0.88066 | 14 | 0.23878
32060 | 7.54 | 1 | 365 | 8.5866 | 0.27878 | 8 | 0.86534
32055 | 10.14 | 1 | 365 | 11.5474 | 0.23699 | 11 | 0.78442
28025 | 8.58 | 1 | 365 | 9.7709 | 0.66207 | 10 | 0.43297
32268 | 5.2 | 1 | 365 | 5.9218 | 0.9164 | 6 | 0.83816
32279 | 6.5 | 1 | 365 | 7.4022 | 0.8955 | 8 | 0.2977
27835 | 7.54 | 1 | 365 | 8.5866 | 0.27878 | 8 | 0.86534
27834 | 7.8 | 1 | 365 | 8.8826 | 0.8746 | 9 | 0.75724
32288 | 7.42 | 1 | 365 | 8.4499 | 0.0037907 | 8 | 0.45369
32291 | 13.52 | 1 | 365 | 15.3966 | 0.98265 | 16 | 0.37922
27829 | 7.28 | 1 | 365 | 8.2905 | 0.68296 | 8 | 0.97343
32297 | 8.06 | 1 | 365 | 9.1787 | 0.47042 | 9 | 0.64915
29264 | 8.06 | 1 | 365 | 9.1787 | 0.47042 | 9 | 0.64915
32303 | 7.8 | 1 | 365 | 8.8826 | 0.8746 | 9 | 0.75724
27697 | 7.8 | 1 | 365 | 8.8826 | 0.8746 | 9 | 0.75724
32307 | 2.6 | 1 | 365 | 2.9609 | 0.9582 | 3 | 0.91908
27552 | 5.2 | 1 | 365 | 5.9218 | 0.9164 | 6 | 0.83816
32315 | 11.96 | 1 | 365 | 13.62 | 0.40773 | 14 | 0.027775
27669 | 5.46 | 1 | 365 | 6.2178 | 0.51222 | 6 | 0.73007
32321 | 4 | 1 | 365 | 4.5552 | 0.16646 | 4 | 0.72166
31310 | 70.125 | 0.9 | 365 | 71.8725 | 0.62961 | 72 | 0.50213
31880 | 57.46 | 0.9 | 365 | 58.8919 | 0.50863 | 59 | 0.40053
31267 | 675.18 | 0.9 | 365 | 692.0055 | 0.52796 | 692 | 0.53345
13122 | 150.47 | 1 | 365 | 171.3552 | 0.81946 | 172 | 0.1747
32258 | 3.64 | 1 | 365 | 4.1452 | 0.34148 | 4 | 0.48671
32260 | 4.16 | 1 | 365 | 4.7374 | 0.53312 | 5 | 0.27053
32133 | 7.54 | 1 | 365 | 8.5866 | 0.27878 | 8 | 0.86534
32261 | 2.34 | 1 | 365 | 2.6648 | 0.36238 | 3 | 0.027173
32065 | 8.58 | 1 | 365 | 9.7709 | 0.66207 | 10 | 0.43297
32211 | 6.5 | 1 | 365 | 7.4022 | 0.8955 | 8 | 0.2977
32082 | 11.96 | 1 | 365 | 13.62 | 0.40773 | 14 | 0.027775
32423 | 7.28 | 1 | 365 | 8.2905 | 0.68296 | 8 | 0.97343
32425 | 4.68 | 1 | 365 | 5.3296 | 0.72476 | 6 | 0.054347
32217 | 7.8 | 1 | 365 | 8.8826 | 0.8746 | 9 | 0.75724
32427 | 8.84 | 1 | 365 | 10.067 | 0.25789 | 10 | 0.32488
32200 | 8.06 | 1 | 365 | 9.1787 | 0.47042 | 9 | 0.64915
32429 | 7.14 | 1 | 365 | 8.131 | 0.36214 | 8 | 0.49317
32431 | 3.38 | 1 | 365 | 3.8491 | 0.74566 | 4 | 0.59481
32434 | 6.6 | 1 | 365 | 7.5161 | 0.12467 | 7 | 0.64075
32218 | 7.28 | 1 | 365 | 8.2905 | 0.68296 | 8 | 0.97343
32440 | 10.4 | 1 | 365 | 11.8435 | 0.83281 | 12 | 0.67633
32519 | 9.36 | 1 | 365 | 10.6592 | 0.44953 | 11 | 0.10869
32435 | 11.13 | 1 | 365 | 12.6748 | 0.50569 | 13 | 0.18053
32532 | 7.15 | 1 | 365 | 8.1424 | 0.38505 | 8 | 0.52747
32201 | 11.44 | 1 | 365 | 13.0279 | 0.21609 | 13 | 0.24396
32253 | 10.132 | 1 | 365 | 11.5383 | 0.21865 | 11 | 0.75697
32442 | 11.44 | 1 | 365 | 13.0279 | 0.21609 | 13 | 0.24396
32444 | 11.44 | 1 | 365 | 13.0279 | 0.21609 | 13 | 0.24396
32576 | 10.455 | 1 | 365 | 11.9062 | 0.95885 | 12 | 0.865
32445 | 9.88 | 1 | 365 | 11.2513 | 0.64117 | 11 | 0.89251
32581 | 6.6 | 1 | 365 | 7.5161 | 0.12467 | 7 | 0.64075
32439 | 10.66 | 1 | 365 | 12.1396 | 0.42863 | 12 | 0.56823
32592 | 4.95 | 1 | 365 | 5.6371 | 0.3435 | 5 | 0.98056
32604 | 8.67 | 1 | 365 | 9.8734 | 0.86831 | 10 | 0.74171
32453 | 5.72 | 1 | 365 | 6.5139 | 0.10804 | 6 | 0.62198
32614 | 5.775 | 1 | 365 | 6.5766 | 0.23408 | 6 | 0.81065
32450 | 8.415 | 1 | 365 | 9.583 | 0.28395 | 9 | 0.86695
32456 | 7.95 | 1 | 365 | 9.0535 | 0.21835 | 9 | 0.27181
32460 | 9.36 | 1 | 365 | 10.6592 | 0.44953 | 11 | 0.10869
32463 | 4.42 | 1 | 365 | 5.0335 | 0.12894 | 5 | 0.16244
32464 | 7.02 | 1 | 365 | 7.9944 | 0.087144 | 8 | 0.08152
32625 | 16.83 | 1 | 365 | 19.166 | 0.5679 | 19 | 0.7339
32467 | 5.72 | 1 | 365 | 6.5139 | 0.10804 | 6 | 0.62198
32468 | 9.1 | 1 | 365 | 10.3631 | 0.85371 | 11 | 0.21679
32472 | 4.59 | 1 | 365 | 5.2271 | 0.51852 | 5 | 0.74561
32621 | 5.225 | 1 | 365 | 5.9502 | 0.97369 | 6 | 0.92392
32680 | 10.4 | 1 | 365 | 11.8435 | 0.83281 | 12 | 0.67633
32474 | 7.54 | 1 | 365 | 8.5866 | 0.27878 | 8 | 0.86534
32070 | 9.36 | 1 | 365 | 10.6592 | 0.44953 | 11 | 0.10869
32491 | 5.545 | 1 | 365 | 6.3146 | 0.70701 | 7 | 0.021657
32096 | 9.36 | 1 | 365 | 10.6592 | 0.44953 | 11 | 0.10869
32596 | 9.18 | 1 | 365 | 10.4542 | 0.037035 | 10 | 0.49122
32092 | 6.76 | 1 | 365 | 7.6983 | 0.49132 | 8 | 0.18961
32478 | 4.725 | 1 | 365 | 5.3808 | 0.82789 | 6 | 0.20872
32603 | 6.885 | 1 | 365 | 7.8406 | 0.77778 | 8 | 0.61841
32487 | 6.96 | 1 | 365 | 7.926 | 0.94965 | 8 | 0.8757
32605 | 7.14 | 1 | 365 | 8.131 | 0.36214 | 8 | 0.49317
32517 | 3.85 | 1 | 365 | 4.3844 | 0.82272 | 5 | 0.2071
28018 | 10.4 | 1 | 365 | 11.8435 | 0.83281 | 12 | 0.67633
32608 | 7.8 | 1 | 365 | 8.8826 | 0.8746 | 9 | 0.75724
32207 | 9.1 | 1 | 365 | 10.3631 | 0.85371 | 11 | 0.21679
32160 | 9.88 | 1 | 365 | 11.2513 | 0.64117 | 11 | 0.89251
32499 | 6.725 | 1 | 365 | 7.6584 | 0.41112 | 8 | 0.069548
32618 | 9.88 | 1 | 365 | 11.2513 | 0.64117 | 11 | 0.89251
32609 | 7.28 | 1 | 365 | 8.2905 | 0.68296 | 8 | 0.97343
32091 | 7.54 | 1 | 365 | 8.5866 | 0.27878 | 8 | 0.86534
32611 | 7.28 | 1 | 365 | 8.2905 | 0.68296 | 8 | 0.97343
32504 | 6.725 | 1 | 365 | 7.6584 | 0.41112 | 8 | 0.069548
32106 | 2.86 | 1 | 365 | 3.257 | 0.55402 | 3 | 0.81099
32613 | 5.2 | 1 | 365 | 5.9218 | 0.9164 | 6 | 0.83816
32110 | 6.24 | 1 | 365 | 7.1061 | 0.29968 | 7 | 0.4058
32617 | 5.46 | 1 | 365 | 6.2178 | 0.51222 | 6 | 0.73007
32507 | 6.725 | 1 | 365 | 7.6584 | 0.41112 | 8 | 0.069548
32508 | 4.95 | 1 | 365 | 5.6371 | 0.3435 | 5 | 0.98056
32167 | 6.24 | 1 | 365 | 7.1061 | 0.29968 | 7 | 0.4058
32176 | 5.98 | 1 | 365 | 6.81 | 0.70386 | 7 | 0.51389
32117 | 4.68 | 1 | 365 | 5.3296 | 0.72476 | 6 | 0.054347
32162 | 4.94 | 1 | 365 | 5.6257 | 0.32058 | 5 | 0.94626
32259 | 11.44 | 1 | 365 | 13.0279 | 0.21609 | 13 | 0.24396
32263 | 9.88 | 1 | 365 | 11.2513 | 0.64117 | 11 | 0.89251
32192 | 9.88 | 1 | 365 | 11.2513 | 0.64117 | 11 | 0.89251
32270 | 7.54 | 1 | 365 | 8.5866 | 0.27878 | 8 | 0.86534
32195 | 8.84 | 1 | 365 | 10.067 | 0.25789 | 10 | 0.32488
32252 | 2.08 | 1 | 365 | 2.3687 | 0.76656 | 3 | 0.13527
32256 | 8.84 | 1 | 365 | 10.067 | 0.25789 | 10 | 0.32488
32513 | 7.905 | 1 | 365 | 9.0022 | 0.11522 | 9 | 0.11744
32138 | 8.58 | 1 | 365 | 9.7709 | 0.66207 | 10 | 0.43297
32353 | 6.5 | 1 | 365 | 7.4022 | 0.8955 | 8 | 0.2977
32512 | 5.565 | 1 | 365 | 6.3374 | 0.75284 | 7 | 0.090265
32363 | 4.94 | 1 | 365 | 5.6257 | 0.32058 | 5 | 0.94626
32255 | 11.7 | 1 | 365 | 13.324 | 0.81191 | 14 | 0.13587
32370 | 7.28 | 1 | 365 | 8.2905 | 0.68296 | 8 | 0.97343
32122 | 5.72 | 1 | 365 | 6.5139 | 0.10804 | 6 | 0.62198
32511 | 7.975 | 1 | 365 | 9.0819 | 0.27564 | 9 | 0.35757
32262 | 9.88 | 1 | 365 | 11.2513 | 0.64117 | 11 | 0.89251
32128 | 5.98 | 1 | 365 | 6.81 | 0.70386 | 7 | 0.51389
32280 | 8.32 | 1 | 365 | 9.4748 | 0.066245 | 9 | 0.54106
32277 | 8.84 | 1 | 365 | 10.067 | 0.25789 | 10 | 0.32488
32285 | 6.76 | 1 | 365 | 7.6983 | 0.49132 | 8 | 0.18961
32275 | 10.66 | 1 | 365 | 12.1396 | 0.42863 | 12 | 0.56823
32158 | 6.24 | 1 | 365 | 7.1061 | 0.29968 | 7 | 0.4058
32689 | 4.94 | 1 | 365 | 5.6257 | 0.32058 | 5 | 0.94626
32694 | 6.24 | 1 | 365 | 7.1061 | 0.29968 | 7 | 0.4058
32681 | 9.36 | 1 | 365 | 10.6592 | 0.44953 | 11 | 0.10869
32299 | 7.54 | 1 | 365 | 8.5866 | 0.27878 | 8 | 0.86534
32724 | 6.5 | 1 | 365 | 7.4022 | 0.8955 | 8 | 0.2977
32725 | 7.28 | 1 | 365 | 8.2905 | 0.68296 | 8 | 0.97343
32729 | 6.12 | 1 | 365 | 6.9695 | 0.02469 | 6 | 0.99415
32739 | 3.9 | 1 | 365 | 4.4413 | 0.9373 | 5 | 0.37862
32741 | 8.84 | 1 | 365 | 10.067 | 0.25789 | 10 | 0.32488
32745 | 8.32 | 1 | 365 | 9.4748 | 0.066245 | 9 | 0.54106
32746 | 9.1 | 1 | 365 | 10.3631 | 0.85371 | 11 | 0.21679
32748 | 5.72 | 1 | 365 | 6.5139 | 0.10804 | 6 | 0.62198
32751 | 4.42 | 1 | 365 | 5.0335 | 0.12894 | 5 | 0.16244
32754 | 5.2 | 1 | 365 | 5.9218 | 0.9164 | 6 | 0.83816
32752 | 13.52 | 1 | 365 | 15.3966 | 0.98265 | 16 | 0.37922
32762 | 6.5 | 1 | 365 | 7.4022 | 0.8955 | 8 | 0.2977
32311 | 5.98 | 1 | 365 | 6.81 | 0.70386 | 7 | 0.51389
32764 | 3.38 | 1 | 365 | 3.8491 | 0.74566 | 4 | 0.59481
32766 | 8.84 | 1 | 365 | 10.067 | 0.25789 | 10 | 0.32488
33011 | 8.215 | 1 | 365 | 9.3552 | 0.82563 | 10 | 0.18087
33012 | 10.14 | 1 | 365 | 11.5474 | 0.23699 | 11 | 0.78442
33014 | 4.42 | 1 | 365 | 5.0335 | 0.12894 | 5 | 0.16244
33017 | 8.84 | 1 | 365 | 10.067 | 0.25789 | 10 | 0.32488
33019 | 9.805 | 1 | 365 | 11.1659 | 0.46929 | 11 | 0.63523
33021 | 6.24 | 1 | 365 | 7.1061 | 0.29968 | 7 | 0.4058
33016 | 7.41 | 1 | 365 | 8.4385 | 0.98087 | 9 | 0.41938
33018 | 3.42 | 1 | 365 | 3.8947 | 0.83733 | 4 | 0.73202
33022 | 11.4 | 1 | 365 | 12.9823 | 0.12442 | 13 | 0.10674
33032 | 4.59 | 1 | 365 | 5.2271 | 0.51852 | 5 | 0.74561
32139 | 2.86 | 1 | 365 | 3.257 | 0.55402 | 3 | 0.81099
32145 | 3.64 | 1 | 365 | 4.1452 | 0.34148 | 4 | 0.48671
32150 | 5.2 | 1 | 365 | 5.9218 | 0.9164 | 6 | 0.83816
32171 | 9.62 | 1 | 365 | 10.9553 | 0.045346 | 11 | 0.00060192
32300 | 8.06 | 1 | 365 | 9.1787 | 0.47042 | 9 | 0.64915
32278 | 4.16 | 1 | 365 | 4.7374 | 0.53312 | 5 | 0.27053
32765 | 11.7 | 1 | 365 | 13.324 | 0.81191 | 14 | 0.13587
32286 | 10.92 | 1 | 365 | 12.4357 | 0.024447 | 12 | 0.46014
32294 | 5.72 | 1 | 365 | 6.5139 | 0.10804 | 6 | 0.62198
32305 | 8.32 | 1 | 365 | 9.4748 | 0.066245 | 9 | 0.54106
32770 | 4.16 | 1 | 365 | 4.7374 | 0.53312 | 5 | 0.27053
32522 | 3.38 | 1 | 365 | 3.8491 | 0.74566 | 4 | 0.59481
32516 | 5.46 | 1 | 365 | 6.2178 | 0.51222 | 6 | 0.73007
32773 | 2.34 | 1 | 365 | 2.6648 | 0.36238 | 3 | 0.027173
32526 | 4.16 | 1 | 365 | 4.7374 | 0.53312 | 5 | 0.27053
32769 | 11.7 | 1 | 365 | 13.324 | 0.81191 | 14 | 0.13587
32778 | 3.9 | 1 | 365 | 4.4413 | 0.9373 | 5 | 0.37862
32781 | 8.32 | 1 | 365 | 9.4748 | 0.066245 | 9 | 0.54106
32555 | 6.24 | 1 | 365 | 7.1061 | 0.29968 | 7 | 0.4058
32589 | 9.36 | 1 | 365 | 10.6592 | 0.44953 | 11 | 0.10869
32599 | 8.06 | 1 | 365 | 9.1787 | 0.47042 | 9 | 0.64915
32783 | 3.12 | 1 | 365 | 3.5531 | 0.14984 | 3 | 0.7029
32623 | 9.1 | 1 | 365 | 10.3631 | 0.85371 | 11 | 0.21679
32634 | 9.88 | 1 | 365 | 11.2513 | 0.64117 | 11 | 0.89251
32641 | 7.28 | 1 | 365 | 8.2905 | 0.68296 | 8 | 0.97343
32632 | 13 | 1 | 365 | 14.8044 | 0.79101 | 15 | 0.59541
32788 | 4.42 | 1 | 365 | 5.0335 | 0.12894 | 5 | 0.16244
32643 | 6.76 | 1 | 365 | 7.6983 | 0.49132 | 8 | 0.18961
32645 | 9.36 | 1 | 365 | 10.6592 | 0.44953 | 11 | 0.10869
32657 | 11.75 | 1 | 365 | 13.3809 | 0.92649 | 14 | 0.30739
32287 | 5.46 | 1 | 365 | 6.2178 | 0.51222 | 6 | 0.73007
32661 | 3.12 | 1 | 365 | 3.5531 | 0.14984 | 3 | 0.7029
32983 | 4.2 | 1 | 365 | 4.783 | 0.62479 | 5 | 0.40775
32772 | 5.98 | 1 | 365 | 6.81 | 0.70386 | 7 | 0.51389
32903 | 8.68 | 1 | 365 | 9.8848 | 0.89123 | 10 | 0.77601
32793 | 9.36 | 1 | 365 | 10.6592 | 0.44953 | 11 | 0.10869
32981 | 4.76 | 1 | 365 | 5.4207 | 0.90809 | 6 | 0.32878
32809 | 8.32 | 1 | 365 | 9.4748 | 0.066245 | 9 | 0.54106
33048 | 5.5 | 1 | 365 | 6.2634 | 0.60389 | 6 | 0.86729
32797 | 6.76 | 1 | 365 | 7.6983 | 0.49132 | 8 | 0.18961
33049 | 4.2 | 1 | 365 | 4.783 | 0.62479 | 5 | 0.40775
33050 | 5.04 | 1 | 365 | 5.7396 | 0.54974 | 6 | 0.2893
32318 | 5.46 | 1 | 365 | 6.2178 | 0.51222 | 6 | 0.73007
32799 | 7.02 | 1 | 365 | 7.9944 | 0.087144 | 8 | 0.08152
33051 | 4.2 | 1 | 365 | 4.783 | 0.62479 | 5 | 0.40775
32806 | 9.36 | 1 | 365 | 10.6592 | 0.44953 | 11 | 0.10869
33057 | 5.88 | 1 | 365 | 6.6961 | 0.4747 | 7 | 0.17085
33062 | 3.66 | 1 | 365 | 4.168 | 0.38731 | 4 | 0.55532
32808 | 4.16 | 1 | 365 | 4.7374 | 0.53312 | 5 | 0.27053
32823 | 6.5 | 1 | 365 | 7.4022 | 0.8955 | 8 | 0.2977
33087 | 4.8 | 1 | 365 | 5.4662 | 0.99976 | 6 | 0.466
32826 | 3.9 | 1 | 365 | 4.4413 | 0.9373 | 5 | 0.37862
32829 | 5.46 | 1 | 365 | 6.2178 | 0.51222 | 6 | 0.73007
33094 | 7.5 | 1 | 365 | 8.541 | 0.18712 | 8 | 0.72812
33122 | 8.55 | 1 | 365 | 9.7367 | 0.59332 | 10 | 0.33006
32831 | 4.68 | 1 | 365 | 5.3296 | 0.72476 | 6 | 0.054347
13123 | 178.35 | 1 | 365 | 203.105 | 0.70971 | 203 | 0.81469
32834 | 11.44 | 1 | 365 | 13.0279 | 0.21609 | 13 | 0.24396
32308 | 9.1 | 1 | 365 | 10.3631 | 0.85371 | 11 | 0.21679
33065 | 3.12 | 1 | 365 | 3.5531 | 0.14984 | 3 | 0.7029
32310 | 3.9 | 1 | 365 | 4.4413 | 0.9373 | 5 | 0.37862
33054 | 4.68 | 1 | 365 | 5.3296 | 0.72476 | 6 | 0.054347
32361 | 3.64 | 1 | 365 | 4.1452 | 0.34148 | 4 | 0.48671
32316 | 6.5 | 1 | 365 | 7.4022 | 0.8955 | 8 | 0.2977
33069 | 13.26 | 1 | 365 | 15.1005 | 0.38683 | 15 | 0.48732
32383 | 9.36 | 1 | 365 | 10.6592 | 0.44953 | 11 | 0.10869
33085 | 7.28 | 1 | 365 | 8.2905 | 0.68296 | 8 | 0.97343
32320 | 4.68 | 1 | 365 | 5.3296 | 0.72476 | 6 | 0.054347
33091 | 2.86 | 1 | 365 | 3.257 | 0.55402 | 3 | 0.81099
32441 | 6.67 | 1 | 365 | 7.5958 | 0.28508 | 7 | 0.88087
32326 | 4.68 | 1 | 365 | 5.3296 | 0.72476 | 6 | 0.054347
32402 | 11.7 | 1 | 365 | 13.324 | 0.81191 | 14 | 0.13587
33093 | 14.04 | 1 | 365 | 15.9888 | 0.17429 | 16 | 0.16304
33099 | 3.12 | 1 | 365 | 3.5531 | 0.14984 | 3 | 0.7029
33102 | 6.5 | 1 | 365 | 7.4022 | 0.8955 | 8 | 0.2977
33105 | 9 | 1 | 365 | 10.2492 | 0.62454 | 10 | 0.87374
33107 | 5.565 | 1 | 365 | 6.3374 | 0.75284 | 7 | 0.090265
33108 | 5.98 | 1 | 365 | 6.81 | 0.70386 | 7 | 0.51389
33111 | 8.48 | 1 | 365 | 9.657 | 0.4329 | 10 | 0.089928
33110 | 3.9 | 1 | 365 | 4.4413 | 0.9373 | 5 | 0.37862
33113 | 7.35 | 1 | 365 | 8.3702 | 0.84338 | 9 | 0.21356
32430 | 9.75 | 1 | 365 | 11.1033 | 0.34326 | 11 | 0.44656
33119 | 8.884 | 1 | 365 | 10.1171 | 0.35872 | 10 | 0.47582
32446 | 9.36 | 1 | 365 | 10.6592 | 0.44953 | 11 | 0.10869
32455 | 2.86 | 1 | 365 | 3.257 | 0.55402 | 3 | 0.81099
33123 | 9.88 | 1 | 365 | 11.2513 | 0.64117 | 11 | 0.89251
33130 | 6.12 | 1 | 365 | 6.9695 | 0.02469 | 6 | 0.99415
32457 | 3.12 | 1 | 365 | 3.5531 | 0.14984 | 3 | 0.7029
33131 | 5.2 | 1 | 365 | 5.9218 | 0.9164 | 6 | 0.83816
33127 | 2.08 | 1 | 365 | 2.3687 | 0.76656 | 3 | 0.13527
32347 | 15.34 | 1 | 365 | 17.4692 | 0.15339 | 17 | 0.62258
33133 | 3.445 | 1 | 365 | 3.9232 | 0.89462 | 4 | 0.81778
33142 | 5.1 | 1 | 365 | 5.8079 | 0.68724 | 6 | 0.49512
33147 | 5.46 | 1 | 365 | 6.2178 | 0.51222 | 6 | 0.73007
33166 | 12.426 | 1 | 365 | 14.1507 | 0.47562 | 14 | 0.62635
33194 | 9 | 1 | 365 | 10.2492 | 0.62454 | 10 | 0.87374
3349 | 1339.2 | 1 | 365 | 1525.081 | 0.93215 | 1526 | 0.013107
32824 | 4.16 | 1 | 365 | 4.7374 | 0.53312 | 5 | 0.27053
33208 | 5.13 | 1 | 365 | 5.842 | 0.75599 | 6 | 0.59803
32369 | 9.1 | 1 | 365 | 10.3631 | 0.85371 | 11 | 0.21679
32845 | 3.64 | 1 | 365 | 4.1452 | 0.34148 | 4 | 0.48671
32376 | 8.84 | 1 | 365 | 10.067 | 0.25789 | 10 | 0.32488
32396 | 7.8 | 1 | 365 | 8.8826 | 0.8746 | 9 | 0.75724
32371 | 3.64 | 1 | 365 | 4.1452 | 0.34148 | 4 | 0.48671
1562 | 1328.04 | 1 | 365 | 1512.372 | 0.35771 | 1512 | 0.72966
33217 | 11.44 | 1 | 365 | 13.0279 | 0.21609 | 13 | 0.24396
32406 | 3.64 | 1 | 365 | 4.1452 | 0.34148 | 4 | 0.48671
32850 | 5.61 | 1 | 365 | 6.3887 | 0.85597 | 7 | 0.24463
32846 | 4.77 | 1 | 365 | 5.4321 | 0.93101 | 6 | 0.36308
32855 | 4.75 | 1 | 365 | 5.4093 | 0.88518 | 6 | 0.29448
32098 | 10.4 | 1 | 365 | 11.8435 | 0.83281 | 12 | 0.67633
32861 | 7.8 | 1 | 365 | 8.8826 | 0.8746 | 9 | 0.75724
32172 | 10.53 | 1 | 365 | 11.9916 | 0.13072 | 12 | 0.12228
32859 | 10.66 | 1 | 365 | 12.1396 | 0.42863 | 12 | 0.56823
32860 | 5.98 | 1 | 365 | 6.81 | 0.70386 | 7 | 0.51389
33150 | 8.06 | 1 | 365 | 9.1787 | 0.47042 | 9 | 0.64915
32867 | 6.5 | 1 | 365 | 7.4022 | 0.8955 | 8 | 0.2977
32872 | 5.98 | 1 | 365 | 6.81 | 0.70386 | 7 | 0.51389
33153 | 5.46 | 1 | 365 | 6.2178 | 0.51222 | 6 | 0.73007
32878 | 7.28 | 1 | 365 | 8.2905 | 0.68296 | 8 | 0.97343
33154 | 7.54 | 1 | 365 | 8.5866 | 0.27878 | 8 | 0.86534
33156 | 4.68 | 1 | 365 | 5.3296 | 0.72476 | 6 | 0.054347
33162 | 4.94 | 1 | 365 | 5.6257 | 0.32058 | 5 | 0.94626
33168 | 11.7 | 1 | 365 | 13.324 | 0.81191 | 14 | 0.13587
33171 | 8.84 | 1 | 365 | 10.067 | 0.25789 | 10 | 0.32488
33175 | 3.9 | 1 | 365 | 4.4413 | 0.9373 | 5 | 0.37862
33178 | 10.07 | 1 | 365 | 11.4677 | 0.076573 | 11 | 0.54429
33181 | 3.64 | 1 | 365 | 4.1452 | 0.34148 | 4 | 0.48671
32459 | 7.02 | 1 | 365 | 7.9944 | 0.087144 | 8 | 0.08152
32484 | 5.2 | 1 | 365 | 5.9218 | 0.9164 | 6 | 0.83816
32488 | 7.02 | 1 | 365 | 7.9944 | 0.087144 | 8 | 0.08152
33212 | 9.945 | 1 | 365 | 11.3254 | 0.79012 | 12 | 0.11549
32480 | 2.86 | 1 | 365 | 3.257 | 0.55402 | 3 | 0.81099
32407 | 13.77 | 1 | 365 | 15.6813 | 0.55555 | 16 | 0.23683
33218 | 11.7 | 1 | 365 | 13.324 | 0.81191 | 14 | 0.13587
32524 | 7.02 | 1 | 365 | 7.9944 | 0.087144 | 8 | 0.08152
32533 | 8.32 | 1 | 365 | 9.4748 | 0.066245 | 9 | 0.54106
33223 | 8.58 | 1 | 365 | 9.7709 | 0.66207 | 10 | 0.43297
33222 | 3.18 | 1 | 365 | 3.6214 | 0.28734 | 3 | 0.90872
32543 | 3.64 | 1 | 365 | 4.1452 | 0.34148 | 4 | 0.48671
32575 | 10.4 | 1 | 365 | 11.8435 | 0.83281 | 12 | 0.67633
33233 | 3.64 | 1 | 365 | 4.1452 | 0.34148 | 4 | 0.48671
33240 | 8.84 | 1 | 365 | 10.067 | 0.25789 | 10 | 0.32488
32580 | 3.12 | 1 | 365 | 3.5531 | 0.14984 | 3 | 0.7029
33235 | 9.88 | 1 | 365 | 11.2513 | 0.64117 | 11 | 0.89251
33234 | 4.42 | 1 | 365 | 5.0335 | 0.12894 | 5 | 0.16244
33226 | 2.34 | 1 | 365 | 2.6648 | 0.36238 | 3 | 0.027173
33245 | 3.9 | 1 | 365 | 4.4413 | 0.9373 | 5 | 0.37862
33272 | 10.66 | 1 | 365 | 12.1396 | 0.42863 | 12 | 0.56823
33250 | 7.8 | 1 | 365 | 8.8826 | 0.8746 | 9 | 0.75724
33293 | 11.18 | 1 | 365 | 12.7318 | 0.62027 | 13 | 0.35205
33294 | 3.12 | 1 | 365 | 3.5531 | 0.14984 | 3 | 0.7029
33254 | 5.2 | 1 | 365 | 5.9218 | 0.9164 | 6 | 0.83816
33297 | 7.8 | 1 | 365 | 8.8826 | 0.8746 | 9 | 0.75724
33302 | 7.02 | 1 | 365 | 7.9944 | 0.087144 | 8 | 0.08152
33298 | 5.98 | 1 | 365 | 6.81 | 0.70386 | 7 | 0.51389
33308 | 4.68 | 1 | 365 | 5.3296 | 0.72476 | 6 | 0.054347
33280 | 4.94 | 1 | 365 | 5.6257 | 0.32058 | 5 | 0.94626
32534 | 9.88 | 1 | 365 | 11.2513 | 0.64117 | 11 | 0.89251
33312 | 4.94 | 1 | 365 | 5.6257 | 0.32058 | 5 | 0.94626
32544 | 13 | 1 | 365 | 14.8044 | 0.79101 | 15 | 0.59541
33259 | 8.58 | 1 | 365 | 9.7709 | 0.66207 | 10 | 0.43297
33314 | 8.58 | 1 | 365 | 9.7709 | 0.66207 | 10 | 0.43297
33251 | 6.5 | 1 | 365 | 7.4022 | 0.8955 | 8 | 0.2977
33316 | 6.36 | 1 | 365 | 7.2428 | 0.57468 | 7 | 0.81745
33246 | 3.12 | 1 | 365 | 3.5531 | 0.14984 | 3 | 0.7029
33318 | 7.54 | 1 | 365 | 8.5866 | 0.27878 | 8 | 0.86534
33264 | 3.12 | 1 | 365 | 3.5531 | 0.14984 | 3 | 0.7029
32574 | 2.6 | 1 | 365 | 2.9609 | 0.9582 | 3 | 0.91908
33263 | 3.9 | 1 | 365 | 4.4413 | 0.9373 | 5 | 0.37862
33313 | 6.76 | 1 | 365 | 7.6983 | 0.49132 | 8 | 0.18961
32569 | 6.24 | 1 | 365 | 7.1061 | 0.29968 | 7 | 0.4058
33221 | 6.5 | 1 | 365 | 7.4022 | 0.8955 | 8 | 0.2977
33320 | 5.46 | 1 | 365 | 6.2178 | 0.51222 | 6 | 0.73007
32578 | 8.32 | 1 | 365 | 9.4748 | 0.066245 | 9 | 0.54106
33257 | 10.92 | 1 | 365 | 12.4357 | 0.024447 | 12 | 0.46014
32884 | 8.06 | 1 | 365 | 9.1787 | 0.47042 | 9 | 0.64915
32888 | 4.335 | 1 | 365 | 4.9367 | 0.93416 | 5 | 0.87085
32889 | 7.28 | 1 | 365 | 8.2905 | 0.68296 | 8 | 0.97343
32893 | 4.42 | 1 | 365 | 5.0335 | 0.12894 | 5 | 0.16244
32896 | 4.94 | 1 | 365 | 5.6257 | 0.32058 | 5 | 0.94626
33321 | 8.745 | 1 | 365 | 9.9588 | 0.040182 | 9 | 0.99899
32404 | 13.52 | 1 | 365 | 15.3966 | 0.98265 | 16 | 0.37922
33325 | 7.28 | 1 | 365 | 8.2905 | 0.68296 | 8 | 0.97343
33323 | 8.32 | 1 | 365 | 9.4748 | 0.066245 | 9 | 0.54106
32414 | 9.88 | 1 | 365 | 11.2513 | 0.64117 | 11 | 0.89251
33327 | 10.66 | 1 | 365 | 12.1396 | 0.42863 | 12 | 0.56823
33332 | 13.26 | 1 | 365 | 15.1005 | 0.38683 | 15 | 0.48732
33336 | 8.06 | 1 | 365 | 9.1787 | 0.47042 | 9 | 0.64915
33455 | 7.54 | 1 | 365 | 8.5866 | 0.27878 | 8 | 0.86534
33338 | 4.77 | 1 | 365 | 5.4321 | 0.93101 | 6 | 0.36308
33333 | 6.76 | 1 | 365 | 7.6983 | 0.49132 | 8 | 0.18961
33456 | 6.12 | 1 | 365 | 6.9695 | 0.02469 | 6 | 0.99415
32593 | 7.8 | 1 | 365 | 8.8826 | 0.8746 | 9 | 0.75724
33466 | 8.06 | 1 | 365 | 9.1787 | 0.47042 | 9 | 0.64915
32646 | 4.94 | 1 | 365 | 5.6257 | 0.32058 | 5 | 0.94626
33471 | 2.08 | 1 | 365 | 2.3687 | 0.76656 | 3 | 0.13527
32653 | 2.86 | 1 | 365 | 3.257 | 0.55402 | 3 | 0.81099
33470 | 9.62 | 1 | 365 | 10.9553 | 0.045346 | 11 | 0.00060192
32606 | 8.58 | 1 | 365 | 9.7709 | 0.66207 | 10 | 0.43297
33399 | 10.335 | 1 | 365 | 11.7695 | 0.68385 | 12 | 0.45335
33475 | 6.24 | 1 | 365 | 7.1061 | 0.29968 | 7 | 0.4058
32660 | 5.46 | 1 | 365 | 6.2178 | 0.51222 | 6 | 0.73007
33385 | 4.24 | 1 | 365 | 4.8285 | 0.71645 | 5 | 0.54496
33343 | 7.8 | 1 | 365 | 8.8826 | 0.8746 | 9 | 0.75724
31098 | 8.58 | 1 | 365 | 9.7709 | 0.66207 | 10 | 0.43297
31100 | 11.96 | 1 | 365 | 13.62 | 0.40773 | 14 | 0.027775
31107 | 7.8 | 1 | 365 | 8.8826 | 0.8746 | 9 | 0.75724
31108 | 2.08 | 1 | 365 | 2.3687 | 0.76656 | 3 | 0.13527
33417 | 6.095 | 1 | 365 | 6.941 | 0.9674 | 7 | 0.90839
33478 | 3.9 | 1 | 365 | 4.4413 | 0.9373 | 5 | 0.37862
31111 | 7.8 | 1 | 365 | 8.8826 | 0.8746 | 9 | 0.75724
33480 | 9.88 | 1 | 365 | 11.2513 | 0.64117 | 11 | 0.89251
31120 | 8.06 | 1 | 365 | 9.1787 | 0.47042 | 9 | 0.64915
33341 | 7.54 | 1 | 365 | 8.5866 | 0.27878 | 8 | 0.86534
31131 | 7.8 | 1 | 365 | 8.8826 | 0.8746 | 9 | 0.75724
33481 | 9.1 | 1 | 365 | 10.3631 | 0.85371 | 11 | 0.21679
33482 | 2.6 | 1 | 365 | 2.9609 | 0.9582 | 3 | 0.91908
33483 | 2.34 | 1 | 365 | 2.6648 | 0.36238 | 3 | 0.027173
33465 | 9.36 | 1 | 365 | 10.6592 | 0.44953 | 11 | 0.10869
33436 | 7.02 | 1 | 365 | 7.9944 | 0.087144 | 8 | 0.08152
31503 | 9.36 | 1 | 365 | 10.6592 | 0.44953 | 11 | 0.10869
33337 | 7.28 | 1 | 365 | 8.2905 | 0.68296 | 8 | 0.97343
33488 | 6.72 | 1 | 365 | 7.6527 | 0.39966 | 8 | 0.052396
33495 | 8.68 | 1 | 365 | 9.8848 | 0.89123 | 10 | 0.77601
33344 | 5.98 | 1 | 365 | 6.81 | 0.70386 | 7 | 0.51389
33492 | 6.44 | 1 | 365 | 7.3339 | 0.75801 | 8 | 0.091879
29460 | 7.8 | 1 | 365 | 8.8826 | 0.8746 | 9 | 0.75724
33503 | 7.84 | 1 | 365 | 8.9282 | 0.96627 | 9 | 0.89446
33366 | 8.84 | 1 | 365 | 10.067 | 0.25789 | 10 | 0.32488
30181 | 8.745 | 1 | 365 | 9.9588 | 0.040182 | 9 | 0.99899
33374 | 8.525 | 1 | 365 | 9.7083 | 0.53603 | 10 | 0.2443
33506 | 5.72 | 1 | 365 | 6.5139 | 0.10804 | 6 | 0.62198
30656 | 8.06 | 1 | 365 | 9.1787 | 0.47042 | 9 | 0.64915
33513 | 5.2 | 1 | 365 | 5.9218 | 0.9164 | 6 | 0.83816
33382 | 5.61 | 1 | 365 | 6.3887 | 0.85597 | 7 | 0.24463
33514 | 7.02 | 1 | 365 | 7.9944 | 0.087144 | 8 | 0.08152
30650 | 5.72 | 1 | 365 | 6.5139 | 0.10804 | 6 | 0.62198
33387 | 11.76 | 1 | 365 | 13.3923 | 0.9494 | 14 | 0.34169
28741 | 10.4 | 1 | 365 | 11.8435 | 0.83281 | 12 | 0.67633
33351 | 9.6 | 1 | 365 | 10.9325 | 0.99951 | 11 | 0.93199
32502 | 5.98 | 1 | 365 | 6.81 | 0.70386 | 7 | 0.51389
33516 | 8.58 | 1 | 365 | 9.7709 | 0.66207 | 10 | 0.43297
32199 | 13 | 1 | 365 | 14.8044 | 0.79101 | 15 | 0.59541
33518 | 9.36 | 1 | 365 | 10.6592 | 0.44953 | 11 | 0.10869
32706 | 6.76 | 1 | 365 | 7.6983 | 0.49132 | 8 | 0.18961
33521 | 6.24 | 1 | 365 | 7.1061 | 0.29968 | 7 | 0.4058
32880 | 5.46 | 1 | 365 | 6.2178 | 0.51222 | 6 | 0.73007
32708 | 9.36 | 1 | 365 | 10.6592 | 0.44953 | 11 | 0.10869
33524 | 8.68 | 1 | 365 | 9.8848 | 0.89123 | 10 | 0.77601
33525 | 9.62 | 1 | 365 | 10.9553 | 0.045346 | 11 | 0.00060192
33509 | 15.045 | 1 | 365 | 17.1332 | 0.47736 | 17 | 0.61061
32710 | 4.94 | 1 | 365 | 5.6257 | 0.32058 | 5 | 0.94626
33141 | 6.24 | 1 | 365 | 7.1061 | 0.29968 | 7 | 0.4058
33526 | 7.02 | 1 | 365 | 7.9944 | 0.087144 | 8 | 0.08152
32838 | 2.86 | 1 | 365 | 3.257 | 0.55402 | 3 | 0.81099
33265 | 9.36 | 1 | 365 | 10.6592 | 0.44953 | 11 | 0.10869
32776 | 4.94 | 1 | 365 | 5.6257 | 0.32058 | 5 | 0.94626
30828 | 5.2 | 1 | 365 | 5.9218 | 0.9164 | 6 | 0.83816
32749 | 7.54 | 1 | 365 | 8.5866 | 0.27878 | 8 | 0.86534
33522 | 10.66 | 1 | 365 | 12.1396 | 0.42863 | 12 | 0.56823
33530 | 6.72 | 1 | 365 | 7.6527 | 0.39966 | 8 | 0.052396
33339 | 9.1 | 1 | 365 | 10.3631 | 0.85371 | 11 | 0.21679
33350 | 13 | 1 | 365 | 14.8044 | 0.79101 | 15 | 0.59541
33347 | 2.6 | 1 | 365 | 2.9609 | 0.9582 | 3 | 0.91908
33334 | 3.12 | 1 | 365 | 3.5531 | 0.14984 | 3 | 0.7029
33342 | 11.18 | 1 | 365 | 12.7318 | 0.62027 | 13 | 0.35205
33357 | 4.42 | 1 | 365 | 5.0335 | 0.12894 | 5 | 0.16244
33352 | 10.71 | 1 | 365 | 12.1965 | 0.54321 | 12 | 0.73976
33354 | 9.36 | 1 | 365 | 10.6592 | 0.44953 | 11 | 0.10869
33362 | 4.42 | 1 | 365 | 5.0335 | 0.12894 | 5 | 0.16244
33358 | 7.02 | 1 | 365 | 7.9944 | 0.087144 | 8 | 0.08152
33431 | 8.58 | 1 | 365 | 9.7709 | 0.66207 | 10 | 0.43297
33461 | 13.52 | 1 | 365 | 15.3966 | 0.98265 | 16 | 0.37922
33353 | 5.98 | 1 | 365 | 6.81 | 0.70386 | 7 | 0.51389
33372 | 3.64 | 1 | 365 | 4.1452 | 0.34148 | 4 | 0.48671
33371 | 9.1 | 1 | 365 | 10.3631 | 0.85371 | 11 | 0.21679
33349 | 3.12 | 1 | 365 | 3.5531 | 0.14984 | 3 | 0.7029
33378 | 15.105 | 1 | 365 | 17.2016 | 0.61486 | 17 | 0.81643
33379 | 8.84 | 1 | 365 | 10.067 | 0.25789 | 10 | 0.32488
33386 | 7.155 | 1 | 365 | 8.1481 | 0.39651 | 8 | 0.54463
33381 | 7.685 | 1 | 365 | 8.7517 | 0.61107 | 9 | 0.36275
33368 | 4.42 | 1 | 365 | 5.0335 | 0.12894 | 5 | 0.16244
33529 | 4.16 | 1 | 365 | 4.7374 | 0.53312 | 5 | 0.27053
33535 | 6.44 | 1 | 365 | 7.3339 | 0.75801 | 8 | 0.091879
32780 | 6.76 | 1 | 365 | 7.6983 | 0.49132 | 8 | 0.18961
33540 | 7 | 1 | 365 | 7.9716 | 0.041312 | 8 | 0.012912
32803 | 6.24 | 1 | 365 | 7.1061 | 0.29968 | 7 | 0.4058
33542 | 11.2 | 1 | 365 | 12.7546 | 0.6661 | 13 | 0.42066
33388 | 7.54 | 1 | 365 | 8.5866 | 0.27878 | 8 | 0.86534
33392 | 8.06 | 1 | 365 | 9.1787 | 0.47042 | 9 | 0.64915
33389 | 10.66 | 1 | 365 | 12.1396 | 0.42863 | 12 | 0.56823
33406 | 7.02 | 1 | 365 | 7.9944 | 0.087144 | 8 | 0.08152
33405 | 4.68 | 1 | 365 | 5.3296 | 0.72476 | 6 | 0.054347
33397 | 9.36 | 1 | 365 | 10.6592 | 0.44953 | 11 | 0.10869
33408 | 2.805 | 1 | 365 | 3.1943 | 0.42798 | 3 | 0.62232
33414 | 5.72 | 1 | 365 | 6.5139 | 0.10804 | 6 | 0.62198
33415 | 4.16 | 1 | 365 | 4.7374 | 0.53312 | 5 | 0.27053
33412 | 12.74 | 1 | 365 | 14.5083 | 0.19519 | 14 | 0.7035
33419 | 2.08 | 1 | 365 | 2.3687 | 0.76656 | 3 | 0.13527
33422 | 7.8 | 1 | 365 | 8.8826 | 0.8746 | 9 | 0.75724
33428 | 4.42 | 1 | 365 | 5.0335 | 0.12894 | 5 | 0.16244
33427 | 10.4 | 1 | 365 | 11.8435 | 0.83281 | 12 | 0.67633
33429 | 3.38 | 1 | 365 | 3.8491 | 0.74566 | 4 | 0.59481
33463 | 7.54 | 1 | 365 | 8.5866 | 0.27878 | 8 | 0.86534
33433 | 3.9 | 1 | 365 | 4.4413 | 0.9373 | 5 | 0.37862
33537 | 5.46 | 1 | 365 | 6.2178 | 0.51222 | 6 | 0.73007
33237 | 4.68 | 1 | 365 | 5.3296 | 0.72476 | 6 | 0.054347
33536 | 12.72 | 1 | 365 | 14.4855 | 0.14936 | 14 | 0.63489
33426 | 6.24 | 1 | 365 | 7.1061 | 0.29968 | 7 | 0.4058
33544 | 6.24 | 1 | 365 | 7.1061 | 0.29968 | 7 | 0.4058
33587 | 6.24 | 1 | 365 | 7.1061 | 0.29968 | 7 | 0.4058
33553 | 9.8 | 1 | 365 | 11.1602 | 0.45784 | 11 | 0.61808
33588 | 4.88 | 1 | 365 | 5.5573 | 0.18309 | 5 | 0.74043
33594 | 7.41 | 1 | 365 | 8.4385 | 0.98087 | 9 | 0.41938
33601 | 12.6 | 1 | 365 | 14.3489 | 0.87436 | 15 | 0.22324
33613 | 8.936 | 1 | 365 | 10.1763 | 0.47788 | 10 | 0.6542
33645 | 3.98 | 1 | 365 | 4.5324 | 0.12063 | 4 | 0.65306
33209 | 10.4 | 1 | 365 | 11.8435 | 0.83281 | 12 | 0.67633
33211 | 8.06 | 1 | 365 | 9.1787 | 0.47042 | 9 | 0.64915
33666 | 10.725 | 1 | 365 | 12.2136 | 0.57758 | 12 | 0.79121
33550 | 6.24 | 1 | 365 | 7.1061 | 0.29968 | 7 | 0.4058
33683 | 4.845 | 1 | 365 | 5.5175 | 0.10288 | 5 | 0.62037
33555 | 11.66 | 1 | 365 | 13.2784 | 0.72024 | 13 | 0.99865
33560 | 6.5 | 1 | 365 | 7.4022 | 0.8955 | 8 | 0.2977
33699 | 4.95 | 1 | 365 | 5.6371 | 0.3435 | 5 | 0.98056
33561 | 5.035 | 1 | 365 | 5.7339 | 0.53829 | 6 | 0.27214
33707 | 3.64 | 1 | 365 | 4.1452 | 0.34148 | 4 | 0.48671
33566 | 8.96 | 1 | 365 | 10.2036 | 0.53288 | 10 | 0.73653
33702 | 8.32 | 1 | 365 | 9.4748 | 0.066245 | 9 | 0.54106
33710 | 11.73 | 1 | 365 | 13.3581 | 0.88066 | 14 | 0.23878
33559 | 7.65 | 1 | 365 | 8.7118 | 0.53086 | 9 | 0.24268
32616 | 5.2 | 1 | 365 | 5.9218 | 0.9164 | 6 | 0.83816
33053 | 7.54 | 1 | 365 | 8.5866 | 0.27878 | 8 | 0.86534
33239 | 5.2 | 1 | 365 | 5.9218 | 0.9164 | 6 | 0.83816
33279 | 6.885 | 1 | 365 | 7.8406 | 0.77778 | 8 | 0.61841
33055 | 5.46 | 1 | 365 | 6.2178 | 0.51222 | 6 | 0.73007
33562 | 7.41 | 1 | 365 | 8.4385 | 0.98087 | 9 | 0.41938
33266 | 6.76 | 1 | 365 | 7.6983 | 0.49132 | 8 | 0.18961
33688 | 8.91 | 1 | 365 | 10.1467 | 0.4183 | 10 | 0.56501
33569 | 5.04 | 1 | 365 | 5.7396 | 0.54974 | 6 | 0.2893
33571 | 9.62 | 1 | 365 | 10.9553 | 0.045346 | 11 | 0.00060192
33271 | 5.2 | 1 | 365 | 5.9218 | 0.9164 | 6 | 0.83816
33568 | 7.65 | 1 | 365 | 8.7118 | 0.53086 | 9 | 0.24268
33300 | 6.24 | 1 | 365 | 7.1061 | 0.29968 | 7 | 0.4058
33576 | 8.415 | 1 | 365 | 9.583 | 0.28395 | 9 | 0.86695
33585 | 11.44 | 1 | 365 | 13.0279 | 0.21609 | 13 | 0.24396
33573 | 3.64 | 1 | 365 | 4.1452 | 0.34148 | 4 | 0.48671
33589 | 4.16 | 1 | 365 | 4.7374 | 0.53312 | 5 | 0.27053
33580 | 4.16 | 1 | 365 | 4.7374 | 0.53312 | 5 | 0.27053
33592 | 5.565 | 1 | 365 | 6.3374 | 0.75284 | 7 | 0.090265
33581 | 3.12 | 1 | 365 | 3.5531 | 0.14984 | 3 | 0.7029
33595 | 5.72 | 1 | 365 | 6.5139 | 0.10804 | 6 | 0.62198
33596 | 8.32 | 1 | 365 | 9.4748 | 0.066245 | 9 | 0.54106
33052 | 5.46 | 1 | 365 | 6.2178 | 0.51222 | 6 | 0.73007
33598 | 5.98 | 1 | 365 | 6.81 | 0.70386 | 7 | 0.51389
33591 | 7.54 | 1 | 365 | 8.5866 | 0.27878 | 8 | 0.86534
33577 | 5.83 | 1 | 365 | 6.6392 | 0.36012 | 6 | 0.99933
33600 | 4.77 | 1 | 365 | 5.4321 | 0.93101 | 6 | 0.36308
33572 | 9.88 | 1 | 365 | 11.2513 | 0.64117 | 11 | 0.89251
33606 | 8.925 | 1 | 365 | 10.1638 | 0.45267 | 10 | 0.61646
33583 | 12.74 | 1 | 365 | 14.5083 | 0.19519 | 14 | 0.7035
33604 | 10.4 | 1 | 365 | 11.8435 | 0.83281 | 12 | 0.67633
33582 | 15 | 1 | 365 | 17.082 | 0.37424 | 17 | 0.45624
33612 | 5.2 | 1 | 365 | 5.9218 | 0.9164 | 6 | 0.83816
33256 | 3.64 | 1 | 365 | 4.1452 | 0.34148 | 4 | 0.48671
33614 | 9.1 | 1 | 365 | 10.3631 | 0.85371 | 11 | 0.21679
33615 | 5.72 | 1 | 365 | 6.5139 | 0.10804 | 6 | 0.62198
33608 | 6.24 | 1 | 365 | 7.1061 | 0.29968 | 7 | 0.4058
33620 | 8.48 | 1 | 365 | 9.657 | 0.4329 | 10 | 0.089928
33303 | 7.8 | 1 | 365 | 8.8826 | 0.8746 | 9 | 0.75724
33621 | 4.24 | 1 | 365 | 4.8285 | 0.71645 | 5 | 0.54496
33724 | 4.16 | 1 | 365 | 4.7374 | 0.53312 | 5 | 0.27053
33622 | 9.36 | 1 | 365 | 10.6592 | 0.44953 | 11 | 0.10869
33627 | 5.72 | 1 | 365 | 6.5139 | 0.10804 | 6 | 0.62198
33726 | 4.94 | 1 | 365 | 5.6257 | 0.32058 | 5 | 0.94626
33617 | 3.18 | 1 | 365 | 3.6214 | 0.28734 | 3 | 0.90872
33723 | 10.53 | 1 | 365 | 11.9916 | 0.13072 | 12 | 0.12228
33624 | 11.44 | 1 | 365 | 13.0279 | 0.21609 | 13 | 0.24396
33728 | 4.16 | 1 | 365 | 4.7374 | 0.53312 | 5 | 0.27053
33628 | 2.6 | 1 | 365 | 2.9609 | 0.9582 | 3 | 0.91908
33625 | 8.32 | 1 | 365 | 9.4748 | 0.066245 | 9 | 0.54106
33626 | 10.07 | 1 | 365 | 11.4677 | 0.076573 | 11 | 0.54429
33632 | 13.26 | 1 | 365 | 15.1005 | 0.38683 | 15 | 0.48732
33730 | 7.95 | 1 | 365 | 9.0535 | 0.21835 | 9 | 0.27181
33634 | 10.66 | 1 | 365 | 12.1396 | 0.42863 | 12 | 0.56823
33732 | 4.24 | 1 | 365 | 4.8285 | 0.71645 | 5 | 0.54496
33642 | 11.22 | 1 | 365 | 12.7773 | 0.71193 | 13 | 0.48927
33633 | 9.62 | 1 | 365 | 10.9553 | 0.045346 | 11 | 0.00060192
33735 | 9.62 | 1 | 365 | 10.9553 | 0.045346 | 11 | 0.00060192
33636 | 2.34 | 1 | 365 | 2.6648 | 0.36238 | 3 | 0.027173
33736 | 5.2 | 1 | 365 | 5.9218 | 0.9164 | 6 | 0.83816
33739 | 4.42 | 1 | 365 | 5.0335 | 0.12894 | 5 | 0.16244
33296 | 8.32 | 1 | 365 | 9.4748 | 0.066245 | 9 | 0.54106
33346 | 6.76 | 1 | 365 | 7.6983 | 0.49132 | 8 | 0.18961
33307 | 5.46 | 1 | 365 | 6.2178 | 0.51222 | 6 | 0.73007
33761 | 3.12 | 1 | 365 | 3.5531 | 0.14984 | 3 | 0.7029
33765 | 6.5 | 1 | 365 | 7.4022 | 0.8955 | 8 | 0.2977
33315 | 5.72 | 1 | 365 | 6.5139 | 0.10804 | 6 | 0.62198
33647 | 11.96 | 1 | 365 | 13.62 | 0.40773 | 14 | 0.027775
33767 | 9.36 | 1 | 365 | 10.6592 | 0.44953 | 11 | 0.10869
33772 | 7.54 | 1 | 365 | 8.5866 | 0.27878 | 8 | 0.86534
32714 | 6.5 | 1 | 365 | 7.4022 | 0.8955 | 8 | 0.2977
30365 | 11.44 | 1 | 365 | 13.0279 | 0.21609 | 13 | 0.24396
33648 | 7.02 | 1 | 365 | 7.9944 | 0.087144 | 8 | 0.08152
33651 | 9.945 | 1 | 365 | 11.3254 | 0.79012 | 12 | 0.11549
33654 | 8.06 | 1 | 365 | 9.1787 | 0.47042 | 9 | 0.64915
33657 | 8.58 | 1 | 365 | 9.7709 | 0.66207 | 10 | 0.43297
33659 | 9.435 | 1 | 365 | 10.7446 | 0.6214 | 11 | 0.36597
33660 | 11.925 | 1 | 365 | 13.5802 | 0.32752 | 13 | 0.90771
33665 | 3.64 | 1 | 365 | 4.1452 | 0.34148 | 4 | 0.48671
33661 | 6.24 | 1 | 365 | 7.1061 | 0.29968 | 7 | 0.4058
33668 | 12.74 | 1 | 365 | 14.5083 | 0.19519 | 14 | 0.7035
33672 | 3.315 | 1 | 365 | 3.7751 | 0.59671 | 4 | 0.37183
33674 | 9.88 | 1 | 365 | 11.2513 | 0.64117 | 11 | 0.89251
33685 | 5.46 | 1 | 365 | 6.2178 | 0.51222 | 6 | 0.73007
33684 | 8.32 | 1 | 365 | 9.4748 | 0.066245 | 9 | 0.54106
33694 | 7.56 | 1 | 365 | 8.6093 | 0.32462 | 8 | 0.93394
33686 | 9.1 | 1 | 365 | 10.3631 | 0.85371 | 11 | 0.21679
33687 | 9.1 | 1 | 365 | 10.3631 | 0.85371 | 11 | 0.21679
33691 | 2.915 | 1 | 365 | 3.3196 | 0.68006 | 3 | 0.99966
33698 | 4.16 | 1 | 365 | 4.7374 | 0.53312 | 5 | 0.27053
33709 | 7.54 | 1 | 365 | 8.5866 | 0.27878 | 8 | 0.86534
33705 | 8.745 | 1 | 365 | 9.9588 | 0.040182 | 9 | 0.99899
33704 | 8.58 | 1 | 365 | 9.7709 | 0.66207 | 10 | 0.43297
33703 | 6.89 | 1 | 365 | 7.8463 | 0.78923 | 8 | 0.63557
33706 | 8.32 | 1 | 365 | 9.4748 | 0.066245 | 9 | 0.54106
33708 | 8.215 | 1 | 365 | 9.3552 | 0.82563 | 10 | 0.18087
33711 | 11.44 | 1 | 365 | 13.0279 | 0.21609 | 13 | 0.24396
33713 | 4.505 | 1 | 365 | 5.1303 | 0.32373 | 5 | 0.45402
33714 | 10.4 | 1 | 365 | 11.8435 | 0.83281 | 12 | 0.67633
33701 | 8.84 | 1 | 365 | 10.067 | 0.25789 | 10 | 0.32488
33712 | 12.48 | 1 | 365 | 14.2122 | 0.59937 | 14 | 0.81159
33715 | 9.88 | 1 | 365 | 11.2513 | 0.64117 | 11 | 0.89251
33716 | 11.7 | 1 | 365 | 13.324 | 0.81191 | 14 | 0.13587
33719 | 10.66 | 1 | 365 | 12.1396 | 0.42863 | 12 | 0.56823
33717 | 7.54 | 1 | 365 | 8.5866 | 0.27878 | 8 | 0.86534
33722 | 10.92 | 1 | 365 | 12.4357 | 0.024447 | 12 | 0.46014
34091 | 3.02 | 1 | 365 | 3.4392 | 0.92068 | 4 | 0.35986
34106 | 8.07 | 1 | 365 | 9.1901 | 0.49334 | 9 | 0.68346
34113 | 5.98 | 1 | 365 | 6.81 | 0.70386 | 7 | 0.51389
34133 | 3.3 | 1 | 365 | 3.758 | 0.56233 | 4 | 0.32037
34139 | 9.62 | 1 | 365 | 10.9553 | 0.045346 | 11 | 0.00060192
34146 | 4.125 | 1 | 365 | 4.6975 | 0.45292 | 5 | 0.15047
34153 | 7.8 | 1 | 365 | 8.8826 | 0.8746 | 9 | 0.75724
34163 | 6.6 | 1 | 365 | 7.5161 | 0.12467 | 7 | 0.64075
34169 | 8.8 | 1 | 365 | 10.0214 | 0.16622 | 10 | 0.18766
31711 | 117.72 | 0.9 | 365 | 120.6536 | 0.79213 | 121 | 0.44571
34173 | 7 | 1 | 365 | 7.9716 | 0.041312 | 8 | 0.012912
34189 | 5.88 | 1 | 365 | 6.6961 | 0.4747 | 7 | 0.17085
34192 | 7.84 | 1 | 365 | 8.9282 | 0.96627 | 9 | 0.89446
34200 | 6.72 | 1 | 365 | 7.6527 | 0.39966 | 8 | 0.052396
34202 | 6.72 | 1 | 365 | 7.6527 | 0.39966 | 8 | 0.052396
34205 | 10.64 | 1 | 365 | 12.1168 | 0.38279 | 12 | 0.49963
34170 | 9.9 | 1 | 365 | 11.2741 | 0.687 | 11 | 0.96112
34282 | 12.48 | 1 | 365 | 14.2122 | 0.59937 | 14 | 0.81159
34084 | 6.24 | 1 | 365 | 7.1061 | 0.29968 | 7 | 0.4058
34093 | 5.565 | 1 | 365 | 6.3374 | 0.75284 | 7 | 0.090265
34092 | 2.6 | 1 | 365 | 2.9609 | 0.9582 | 3 | 0.91908
33962 | 9.45 | 1 | 365 | 10.7617 | 0.65577 | 11 | 0.41743
34094 | 9.36 | 1 | 365 | 10.6592 | 0.44953 | 11 | 0.10869
34098 | 11.7 | 1 | 365 | 13.324 | 0.81191 | 14 | 0.13587
34097 | 4.68 | 1 | 365 | 5.3296 | 0.72476 | 6 | 0.054347
31125 | 7.02 | 1 | 365 | 7.9944 | 0.087144 | 8 | 0.08152
34107 | 4.16 | 1 | 365 | 4.7374 | 0.53312 | 5 | 0.27053
34124 | 5.2 | 1 | 365 | 5.9218 | 0.9164 | 6 | 0.83816
34127 | 9.1 | 1 | 365 | 10.3631 | 0.85371 | 11 | 0.21679
34120 | 4.42 | 1 | 365 | 5.0335 | 0.12894 | 5 | 0.16244
34126 | 5.46 | 1 | 365 | 6.2178 | 0.51222 | 6 | 0.73007
34138 | 4.94 | 1 | 365 | 5.6257 | 0.32058 | 5 | 0.94626
34137 | 8.06 | 1 | 365 | 9.1787 | 0.47042 | 9 | 0.64915
34131 | 6 | 1 | 365 | 6.8328 | 0.7497 | 7 | 0.5825
34134 | 7.8 | 1 | 365 | 8.8826 | 0.8746 | 9 | 0.75724
34143 | 5.45 | 1 | 365 | 6.2065 | 0.48931 | 6 | 0.69577
34150 | 4.05 | 1 | 365 | 4.6121 | 0.28104 | 4 | 0.89318
34152 | 7.54 | 1 | 365 | 8.5866 | 0.27878 | 8 | 0.86534
34151 | 5.98 | 1 | 365 | 6.81 | 0.70386 | 7 | 0.51389
34159 | 11.7 | 1 | 365 | 13.324 | 0.81191 | 14 | 0.13587
34161 | 6.24 | 1 | 365 | 7.1061 | 0.29968 | 7 | 0.4058
34147 | 9.36 | 1 | 365 | 10.6592 | 0.44953 | 11 | 0.10869
34165 | 4.94 | 1 | 365 | 5.6257 | 0.32058 | 5 | 0.94626
34164 | 5.72 | 1 | 365 | 6.5139 | 0.10804 | 6 | 0.62198
30240 | 2.6 | 1 | 365 | 2.9609 | 0.9582 | 3 | 0.91908
34171 | 6.5 | 1 | 365 | 7.4022 | 0.8955 | 8 | 0.2977
33618 | 6.24 | 1 | 365 | 7.1061 | 0.29968 | 7 | 0.4058
30688 | 3.12 | 1 | 365 | 3.5531 | 0.14984 | 3 | 0.7029
33597 | 8.32 | 1 | 365 | 9.4748 | 0.066245 | 9 | 0.54106
34179 | 2.86 | 1 | 365 | 3.257 | 0.55402 | 3 | 0.81099
30375 | 10.335 | 1 | 365 | 11.7695 | 0.68385 | 12 | 0.45335
34180 | 3.975 | 1 | 365 | 4.5267 | 0.10917 | 4 | 0.6359
34185 | 6.24 | 1 | 365 | 7.1061 | 0.29968 | 7 | 0.4058
30849 | 9.01 | 1 | 365 | 10.2606 | 0.64746 | 10 | 0.90805
34186 | 3.38 | 1 | 365 | 3.8491 | 0.74566 | 4 | 0.59481
34194 | 10.4 | 1 | 365 | 11.8435 | 0.83281 | 12 | 0.67633
33335 | 9.1 | 1 | 365 | 10.3631 | 0.85371 | 11 | 0.21679
28296 | 5.98 | 1 | 365 | 6.81 | 0.70386 | 7 | 0.51389
33857 | 9.945 | 1 | 365 | 11.3254 | 0.79012 | 12 | 0.11549
33013 | 4.2 | 1 | 365 | 4.783 | 0.62479 | 5 | 0.40775
33844 | 9.1 | 1 | 365 | 10.3631 | 0.85371 | 11 | 0.21679
33841 | 4.68 | 1 | 365 | 5.3296 | 0.72476 | 6 | 0.054347
33845 | 3.64 | 1 | 365 | 4.1452 | 0.34148 | 4 | 0.48671
33852 | 4.58 | 1 | 365 | 5.2157 | 0.4956 | 5 | 0.71131
33877 | 4.68 | 1 | 365 | 5.3296 | 0.72476 | 6 | 0.054347
33776 | 6.24 | 1 | 365 | 7.1061 | 0.29968 | 7 | 0.4058
33785 | 5.565 | 1 | 365 | 6.3374 | 0.75284 | 7 | 0.090265
33793 | 7.28 | 1 | 365 | 8.2905 | 0.68296 | 8 | 0.97343
33797 | 14.025 | 1 | 365 | 15.9717 | 0.13991 | 16 | 0.11158
33803 | 2.08 | 1 | 365 | 2.3687 | 0.76656 | 3 | 0.13527
33806 | 12.495 | 1 | 365 | 14.2293 | 0.63374 | 14 | 0.86305
33814 | 8.84 | 1 | 365 | 10.067 | 0.25789 | 10 | 0.32488
33811 | 8.58 | 1 | 365 | 9.7709 | 0.66207 | 10 | 0.43297
33819 | 2.6 | 1 | 365 | 2.9609 | 0.9582 | 3 | 0.91908
33826 | 8.84 | 1 | 365 | 10.067 | 0.25789 | 10 | 0.32488
33827 | 7.8 | 1 | 365 | 8.8826 | 0.8746 | 9 | 0.75724
33828 | 14.04 | 1 | 365 | 15.9888 | 0.17429 | 16 | 0.16304
33832 | 7.65 | 1 | 365 | 8.7118 | 0.53086 | 9 | 0.24268
33837 | 4.68 | 1 | 365 | 5.3296 | 0.72476 | 6 | 0.054347
34198 | 7.28 | 1 | 365 | 8.2905 | 0.68296 | 8 | 0.97343
33846 | 5.2 | 1 | 365 | 5.9218 | 0.9164 | 6 | 0.83816
33851 | 9.1 | 1 | 365 | 10.3631 | 0.85371 | 11 | 0.21679
34196 | 5.98 | 1 | 365 | 6.81 | 0.70386 | 7 | 0.51389
33848 | 3.64 | 1 | 365 | 4.1452 | 0.34148 | 4 | 0.48671
34204 | 4.68 | 1 | 365 | 5.3296 | 0.72476 | 6 | 0.054347
33855 | 6.5 | 1 | 365 | 7.4022 | 0.8955 | 8 | 0.2977
33858 | 5.83 | 1 | 365 | 6.6392 | 0.36012 | 6 | 0.99933
33856 | 9.36 | 1 | 365 | 10.6592 | 0.44953 | 11 | 0.10869
34190 | 9.45 | 1 | 365 | 10.7617 | 0.65577 | 11 | 0.41743
33861 | 3.64 | 1 | 365 | 4.1452 | 0.34148 | 4 | 0.48671
34203 | 9.88 | 1 | 365 | 11.2513 | 0.64117 | 11 | 0.89251
33862 | 8.58 | 1 | 365 | 9.7709 | 0.66207 | 10 | 0.43297
33859 | 7.02 | 1 | 365 | 7.9944 | 0.087144 | 8 | 0.08152
34199 | 10.92 | 1 | 365 | 12.4357 | 0.024447 | 12 | 0.46014
33865 | 6.24 | 1 | 365 | 7.1061 | 0.29968 | 7 | 0.4058
33867 | 8.58 | 1 | 365 | 9.7709 | 0.66207 | 10 | 0.43297
34207 | 10.14 | 1 | 365 | 11.5474 | 0.23699 | 11 | 0.78442
33870 | 2.86 | 1 | 365 | 3.257 | 0.55402 | 3 | 0.81099
33888 | 2.915 | 1 | 365 | 3.3196 | 0.68006 | 3 | 0.99966
34208 | 7.905 | 1 | 365 | 9.0022 | 0.11522 | 9 | 0.11744
34209 | 8.32 | 1 | 365 | 9.4748 | 0.066245 | 9 | 0.54106
34210 | 11.96 | 1 | 365 | 13.62 | 0.40773 | 14 | 0.027775
31368 | 291.4 | 1 | 365 | 331.8463 | 0.7769 | 332 | 0.62322
34213 | 10.335 | 1 | 365 | 11.7695 | 0.68385 | 12 | 0.45335
31370 | 288.3 | 1 | 365 | 328.316 | 0.67289 | 328 | 0.98893
34217 | 5.72 | 1 | 365 | 6.5139 | 0.10804 | 6 | 0.62198
34225 | 4.49 | 1 | 365 | 5.1132 | 0.28936 | 5 | 0.40257
34224 | 4.68 | 1 | 365 | 5.3296 | 0.72476 | 6 | 0.054347
34222 | 10.14 | 1 | 365 | 11.5474 | 0.23699 | 11 | 0.78442
34232 | 3.38 | 1 | 365 | 3.8491 | 0.74566 | 4 | 0.59481
34212 | 5.98 | 1 | 365 | 6.81 | 0.70386 | 7 | 0.51389
34234 | 7.28 | 1 | 365 | 8.2905 | 0.68296 | 8 | 0.97343
34236 | 2.86 | 1 | 365 | 3.257 | 0.55402 | 3 | 0.81099
34240 | 4.68 | 1 | 365 | 5.3296 | 0.72476 | 6 | 0.054347
34233 | 7.14 | 1 | 365 | 8.131 | 0.36214 | 8 | 0.49317
34244 | 10.14 | 1 | 365 | 11.5474 | 0.23699 | 11 | 0.78442
34245 | 8.84 | 1 | 365 | 10.067 | 0.25789 | 10 | 0.32488
34247 | 10.14 | 1 | 365 | 11.5474 | 0.23699 | 11 | 0.78442
34248 | 6.12 | 1 | 365 | 6.9695 | 0.02469 | 6 | 0.99415
34251 | 5.98 | 1 | 365 | 6.81 | 0.70386 | 7 | 0.51389
34286 | 4.16 | 1 | 365 | 4.7374 | 0.53312 | 5 | 0.27053
34293 | 8.32 | 1 | 365 | 9.4748 | 0.066245 | 9 | 0.54106
34287 | 10.4 | 1 | 365 | 11.8435 | 0.83281 | 12 | 0.67633
34296 | 6.5 | 1 | 365 | 7.4022 | 0.8955 | 8 | 0.2977
34300 | 6.24 | 1 | 365 | 7.1061 | 0.29968 | 7 | 0.4058
34298 | 4.42 | 1 | 365 | 5.0335 | 0.12894 | 5 | 0.16244
34301 | 4.24 | 1 | 365 | 4.8285 | 0.71645 | 5 | 0.54496
34308 | 4.68 | 1 | 365 | 5.3296 | 0.72476 | 6 | 0.054347
34306 | 7.02 | 1 | 365 | 7.9944 | 0.087144 | 8 | 0.08152
34313 | 5.2 | 1 | 365 | 5.9218 | 0.9164 | 6 | 0.83816
34333 | 8.32 | 1 | 365 | 9.4748 | 0.066245 | 9 | 0.54106
34336 | 7.65 | 1 | 365 | 8.7118 | 0.53086 | 9 | 0.24268
31947 | 229.84 | 0.9 | 365 | 235.5676 | 0.034519 | 235 | 0.60213
32976 | 9.36 | 1 | 365 | 10.6592 | 0.44953 | 11 | 0.10869
33041 | 7.65 | 1 | 365 | 8.7118 | 0.53086 | 9 | 0.24268
34238 | 5.2 | 1 | 365 | 5.9218 | 0.9164 | 6 | 0.83816
32304 | 11.96 | 1 | 365 | 13.62 | 0.40773 | 14 | 0.027775
32242 | 5.46 | 1 | 365 | 6.2178 | 0.51222 | 6 | 0.73007
34142 | 7.02 | 1 | 365 | 7.9944 | 0.087144 | 8 | 0.08152
34358 | 11.4 | 1 | 365 | 12.9823 | 0.12442 | 13 | 0.10674
34380 | 6 | 1 | 365 | 6.8328 | 0.7497 | 7 | 0.5825
34412 | 6.24 | 1 | 365 | 7.1061 | 0.29968 | 7 | 0.4058
34416 | 6.24 | 1 | 365 | 7.1061 | 0.29968 | 7 | 0.4058
34422 | 3.64 | 1 | 365 | 4.1452 | 0.34148 | 4 | 0.48671
34423 | 3.64 | 1 | 365 | 4.1452 | 0.34148 | 4 | 0.48671
33945 | 10.14 | 1 | 365 | 11.5474 | 0.23699 | 11 | 0.78442
34431 | 9.1 | 1 | 365 | 10.3631 | 0.85371 | 11 | 0.21679
30091 | 8.1 | 1 | 365 | 9.2243 | 0.56209 | 9 | 0.78637
34433 | 8.32 | 1 | 365 | 9.4748 | 0.066245 | 9 | 0.54106
33961 | 8.32 | 1 | 365 | 9.4748 | 0.066245 | 9 | 0.54106
34436 | 9.69 | 1 | 365 | 11.035 | 0.20576 | 11 | 0.24073
33956 | 4.68 | 1 | 365 | 5.3296 | 0.72476 | 6 | 0.054347
33946 | 6.24 | 1 | 365 | 7.1061 | 0.29968 | 7 | 0.4058
33947 | 4.68 | 1 | 365 | 5.3296 | 0.72476 | 6 | 0.054347
33228 | 5.72 | 1 | 365 | 6.5139 | 0.10804 | 6 | 0.62198
34504 | 7.28 | 1 | 365 | 8.2905 | 0.68296 | 8 | 0.97343
34507 | 8.16 | 1 | 365 | 9.2926 | 0.69959 | 9 | 0.99219
33950 | 9.36 | 1 | 365 | 10.6592 | 0.44953 | 11 | 0.10869
34109 | 6.24 | 1 | 365 | 7.1061 | 0.29968 | 7 | 0.4058
34032 | 6 | 1 | 365 | 6.8328 | 0.7497 | 7 | 0.5825
34197 | 4.42 | 1 | 365 | 5.0335 | 0.12894 | 5 | 0.16244
34284 | 6.5 | 1 | 365 | 7.4022 | 0.8955 | 8 | 0.2977
34339 | 8.32 | 1 | 365 | 9.4748 | 0.066245 | 9 | 0.54106
34290 | 3.9 | 1 | 365 | 4.4413 | 0.9373 | 5 | 0.37862
34231 | 10.14 | 1 | 365 | 11.5474 | 0.23699 | 11 | 0.78442
34345 | 9.62 | 1 | 365 | 10.9553 | 0.045346 | 11 | 0.00060192
34357 | 4.16 | 1 | 365 | 4.7374 | 0.53312 | 5 | 0.27053
34346 | 3.06 | 1 | 365 | 3.4847 | 0.012345 | 3 | 0.49707
34359 | 5.98 | 1 | 365 | 6.81 | 0.70386 | 7 | 0.51389
34349 | 5.98 | 1 | 365 | 6.81 | 0.70386 | 7 | 0.51389
34366 | 8.32 | 1 | 365 | 9.4748 | 0.066245 | 9 | 0.54106
34363 | 11.18 | 1 | 365 | 12.7318 | 0.62027 | 13 | 0.35205
34360 | 11.395 | 1 | 365 | 12.9766 | 0.11296 | 13 | 0.08959
34326 | 9.36 | 1 | 365 | 10.6592 | 0.44953 | 11 | 0.10869
34374 | 13.52 | 1 | 365 | 15.3966 | 0.98265 | 16 | 0.37922
34378 | 6.24 | 1 | 365 | 7.1061 | 0.29968 | 7 | 0.4058
34372 | 5.3 | 1 | 365 | 6.0356 | 0.14556 | 6 | 0.1812
34385 | 9.36 | 1 | 365 | 10.6592 | 0.44953 | 11 | 0.10869
34390 | 11.66 | 1 | 365 | 13.2784 | 0.72024 | 13 | 0.99865
34398 | 5.035 | 1 | 365 | 5.7339 | 0.53829 | 6 | 0.27214
34401 | 2.915 | 1 | 365 | 3.3196 | 0.68006 | 3 | 0.99966
34407 | 2.34 | 1 | 365 | 2.6648 | 0.36238 | 3 | 0.027173
31089 | 4.68 | 1 | 365 | 5.3296 | 0.72476 | 6 | 0.054347
34411 | 5.61 | 1 | 365 | 6.3887 | 0.85597 | 7 | 0.24463
34458 | 4.335 | 1 | 365 | 4.9367 | 0.93416 | 5 | 0.87085
34455 | 5.98 | 1 | 365 | 6.81 | 0.70386 | 7 | 0.51389
30209 | 3.12 | 1 | 365 | 3.5531 | 0.14984 | 3 | 0.7029
34452 | 4.94 | 1 | 365 | 5.6257 | 0.32058 | 5 | 0.94626
34462 | 9.62 | 1 | 365 | 10.9553 | 0.045346 | 11 | 0.00060192
34464 | 7.02 | 1 | 365 | 7.9944 | 0.087144 | 8 | 0.08152
34466 | 8.84 | 1 | 365 | 10.067 | 0.25789 | 10 | 0.32488
34469 | 7.8 | 1 | 365 | 8.8826 | 0.8746 | 9 | 0.75724
34470 | 10.14 | 1 | 365 | 11.5474 | 0.23699 | 11 | 0.78442
34477 | 6.76 | 1 | 365 | 7.6983 | 0.49132 | 8 | 0.18961
34471 | 4.16 | 1 | 365 | 4.7374 | 0.53312 | 5 | 0.27053
34480 | 7.54 | 1 | 365 | 8.5866 | 0.27878 | 8 | 0.86534
30845 | 2.34 | 1 | 365 | 2.6648 | 0.36238 | 3 | 0.027173
34485 | 7.54 | 1 | 365 | 8.5866 | 0.27878 | 8 | 0.86534
34516 | 4.94 | 1 | 365 | 5.6257 | 0.32058 | 5 | 0.94626
34483 | 6.5 | 1 | 365 | 7.4022 | 0.8955 | 8 | 0.2977
34528 | 9.36 | 1 | 365 | 10.6592 | 0.44953 | 11 | 0.10869
34530 | 3.12 | 1 | 365 | 3.5531 | 0.14984 | 3 | 0.7029
34531 | 14.04 | 1 | 365 | 15.9888 | 0.17429 | 16 | 0.16304
34532 | 5.46 | 1 | 365 | 6.2178 | 0.51222 | 6 | 0.73007
34533 | 8.06 | 1 | 365 | 9.1787 | 0.47042 | 9 | 0.64915
34535 | 4.16 | 1 | 365 | 4.7374 | 0.53312 | 5 | 0.27053
34536 | 5.2 | 1 | 365 | 5.9218 | 0.9164 | 6 | 0.83816
30959 | 15.6 | 1 | 365 | 17.7653 | 0.74921 | 18 | 0.51449
34538 | 12.495 | 1 | 365 | 14.2293 | 0.63374 | 14 | 0.86305
34381 | 11.96 | 1 | 365 | 13.62 | 0.40773 | 14 | 0.027775
34563 | 14.04 | 1 | 365 | 15.9888 | 0.17429 | 16 | 0.16304
34565 | 6.76 | 1 | 365 | 7.6983 | 0.49132 | 8 | 0.18961
34567 | 9.62 | 1 | 365 | 10.9553 | 0.045346 | 11 | 0.00060192
34573 | 7.42 | 1 | 365 | 8.4499 | 0.0037907 | 8 | 0.45369
34572 | 7.54 | 1 | 365 | 8.5866 | 0.27878 | 8 | 0.86534
34560 | 5.2 | 1 | 365 | 5.9218 | 0.9164 | 6 | 0.83816
34419 | 6.76 | 1 | 365 | 7.6983 | 0.49132 | 8 | 0.18961
34417 | 4.77 | 1 | 365 | 5.4321 | 0.93101 | 6 | 0.36308
34410 | 7.28 | 1 | 365 | 8.2905 | 0.68296 | 8 | 0.97343
34425 | 7.8 | 1 | 365 | 8.8826 | 0.8746 | 9 | 0.75724
34427 | 9.18 | 1 | 365 | 10.4542 | 0.037035 | 10 | 0.49122
34424 | 9.36 | 1 | 365 | 10.6592 | 0.44953 | 11 | 0.10869
34387 | 3.9 | 1 | 365 | 4.4413 | 0.9373 | 5 | 0.37862
34435 | 9.88 | 1 | 365 | 11.2513 | 0.64117 | 11 | 0.89251
34446 | 7.28 | 1 | 365 | 8.2905 | 0.68296 | 8 | 0.97343
34450 | 6.76 | 1 | 365 | 7.6983 | 0.49132 | 8 | 0.18961
34445 | 8.06 | 1 | 365 | 9.1787 | 0.47042 | 9 | 0.64915
34454 | 9.36 | 1 | 365 | 10.6592 | 0.44953 | 11 | 0.10869
34449 | 3.38 | 1 | 365 | 3.8491 | 0.74566 | 4 | 0.59481
34482 | 11.96 | 1 | 365 | 13.62 | 0.40773 | 14 | 0.027775
34490 | 6.5 | 1 | 365 | 7.4022 | 0.8955 | 8 | 0.2977
34489 | 13.26 | 1 | 365 | 15.1005 | 0.38683 | 15 | 0.48732
34502 | 6.24 | 1 | 365 | 7.1061 | 0.29968 | 7 | 0.4058
34496 | 11.22 | 1 | 365 | 12.7773 | 0.71193 | 13 | 0.48927
34503 | 7.155 | 1 | 365 | 8.1481 | 0.39651 | 8 | 0.54463
34505 | 14.04 | 1 | 365 | 15.9888 | 0.17429 | 16 | 0.16304
34509 | 14.3 | 1 | 365 | 16.2848 | 0.77011 | 17 | 0.054949
34591 | 7.155 | 1 | 365 | 8.1481 | 0.39651 | 8 | 0.54463
34285 | 11.96 | 1 | 365 | 13.62 | 0.40773 | 14 | 0.027775
34347 | 8.84 | 1 | 365 | 10.067 | 0.25789 | 10 | 0.32488
34299 | 2.86 | 1 | 365 | 3.257 | 0.55402 | 3 | 0.81099
34157 | 9.1 | 1 | 365 | 10.3631 | 0.85371 | 11 | 0.21679
34053 | 6.5 | 1 | 365 | 7.4022 | 0.8955 | 8 | 0.2977
34304 | 13.26 | 1 | 365 | 15.1005 | 0.38683 | 15 | 0.48732
34318 | 5.2 | 1 | 365 | 5.9218 | 0.9164 | 6 | 0.83816
34619 | 10.14 | 1 | 365 | 11.5474 | 0.23699 | 11 | 0.78442
34344 | 9.88 | 1 | 365 | 11.2513 | 0.64117 | 11 | 0.89251
34261 | 6.76 | 1 | 365 | 7.6983 | 0.49132 | 8 | 0.18961
34643 | 9 | 1 | 365 | 10.2492 | 0.62454 | 10 | 0.87374
34376 | 6.76 | 1 | 365 | 7.6983 | 0.49132 | 8 | 0.18961
34662 | 5.83 | 1 | 365 | 6.6392 | 0.36012 | 6 | 0.99933
34675 | 8.455 | 1 | 365 | 9.6286 | 0.37561 | 10 | 0.0041673
34681 | 6.4 | 1 | 365 | 7.2883 | 0.66634 | 7 | 0.95466
34687 | 6.16 | 1 | 365 | 7.015 | 0.11635 | 7 | 0.13136
33192 | 5.13 | 1 | 365 | 5.842 | 0.75599 | 6 | 0.59803
34693 | 9.47 | 1 | 365 | 10.7844 | 0.7016 | 11 | 0.48604
34399 | 8.32 | 1 | 365 | 9.4748 | 0.066245 | 9 | 0.54106
34696 | 9.99 | 1 | 365 | 11.3766 | 0.89324 | 12 | 0.26986
34448 | 6.24 | 1 | 365 | 7.1061 | 0.29968 | 7 | 0.4058
34702 | 5.125 | 1 | 365 | 5.8364 | 0.74453 | 6 | 0.58088
34694 | 9.45 | 1 | 365 | 10.7617 | 0.65577 | 11 | 0.41743
34384 | 5.46 | 1 | 365 | 6.2178 | 0.51222 | 6 | 0.73007
34709 | 7.56 | 1 | 365 | 8.6093 | 0.32462 | 8 | 0.93394
34710 | 6.66 | 1 | 365 | 7.5844 | 0.26216 | 7 | 0.84657
34713 | 8.37 | 1 | 365 | 9.5318 | 0.18083 | 9 | 0.71258
34712 | 5.385 | 1 | 365 | 6.1324 | 0.34035 | 6 | 0.47279
34717 | 6.92 | 1 | 365 | 7.8805 | 0.85798 | 8 | 0.73848
34728 | 6.94 | 1 | 365 | 7.9033 | 0.90382 | 8 | 0.80709
34749 | 10.225 | 1 | 365 | 11.6442 | 0.43177 | 12 | 0.076004
34752 | 6.44 | 1 | 365 | 7.3339 | 0.75801 | 8 | 0.091879
34747 | 6.72 | 1 | 365 | 7.6527 | 0.39966 | 8 | 0.052396
34758 | 10.25 | 1 | 365 | 11.6727 | 0.48906 | 12 | 0.16176
34748 | 9.18 | 1 | 365 | 10.4542 | 0.037035 | 10 | 0.49122
34812 | 9.15 | 1 | 365 | 10.42 | 0.96829 | 11 | 0.38831
34816 | 7.425 | 1 | 365 | 8.4556 | 0.015249 | 8 | 0.47084
34819 | 6.24 | 1 | 365 | 7.1061 | 0.29968 | 7 | 0.4058
34830 | 10.175 | 1 | 365 | 11.5873 | 0.31719 | 11 | 0.90448
34838 | 7.59 | 1 | 365 | 8.6435 | 0.39337 | 9 | 0.036857
34576 | 5.46 | 1 | 365 | 6.2178 | 0.51222 | 6 | 0.73007
34580 | 3.38 | 1 | 365 | 3.8491 | 0.74566 | 4 | 0.59481
34584 | 8.32 | 1 | 365 | 9.4748 | 0.066245 | 9 | 0.54106
34585 | 10.4 | 1 | 365 | 11.8435 | 0.83281 | 12 | 0.67633
34588 | 5.72 | 1 | 365 | 6.5139 | 0.10804 | 6 | 0.62198
34592 | 2.34 | 1 | 365 | 2.6648 | 0.36238 | 3 | 0.027173
34599 | 5.1 | 1 | 365 | 5.8079 | 0.68724 | 6 | 0.49512
34595 | 7.8 | 1 | 365 | 8.8826 | 0.8746 | 9 | 0.75724
34594 | 3.12 | 1 | 365 | 3.5531 | 0.14984 | 3 | 0.7029
34602 | 10.92 | 1 | 365 | 12.4357 | 0.024447 | 12 | 0.46014
34601 | 2.86 | 1 | 365 | 3.257 | 0.55402 | 3 | 0.81099
34609 | 4.77 | 1 | 365 | 5.4321 | 0.93101 | 6 | 0.36308
34608 | 4.42 | 1 | 365 | 5.0335 | 0.12894 | 5 | 0.16244
34604 | 8.06 | 1 | 365 | 9.1787 | 0.47042 | 9 | 0.64915
34612 | 5.72 | 1 | 365 | 6.5139 | 0.10804 | 6 | 0.62198
34611 | 9.62 | 1 | 365 | 10.9553 | 0.045346 | 11 | 0.00060192
34632 | 13 | 1 | 365 | 14.8044 | 0.79101 | 15 | 0.59541
33894 | 5.2 | 1 | 365 | 5.9218 | 0.9164 | 6 | 0.83816
33897 | 6.76 | 1 | 365 | 7.6983 | 0.49132 | 8 | 0.18961
33900 | 5.98 | 1 | 365 | 6.81 | 0.70386 | 7 | 0.51389
33902 | 7.02 | 1 | 365 | 7.9944 | 0.087144 | 8 | 0.08152
33911 | 3.12 | 1 | 365 | 3.5531 | 0.14984 | 3 | 0.7029
33912 | 4.94 | 1 | 365 | 5.6257 | 0.32058 | 5 | 0.94626
33939 | 6.5 | 1 | 365 | 7.4022 | 0.8955 | 8 | 0.2977
33667 | 4.94 | 1 | 365 | 5.6257 | 0.32058 | 5 | 0.94626
33893 | 3.12 | 1 | 365 | 3.5531 | 0.14984 | 3 | 0.7029
33898 | 3.57 | 1 | 365 | 4.0655 | 0.18107 | 4 | 0.24659
33901 | 3.06 | 1 | 365 | 3.4847 | 0.012345 | 3 | 0.49707
33907 | 3.64 | 1 | 365 | 4.1452 | 0.34148 | 4 | 0.48671
33914 | 4.16 | 1 | 365 | 4.7374 | 0.53312 | 5 | 0.27053
33876 | 5.98 | 1 | 365 | 6.81 | 0.70386 | 7 | 0.51389
33948 | 8.48 | 1 | 365 | 9.657 | 0.4329 | 10 | 0.089928
33955 | 5.98 | 1 | 365 | 6.81 | 0.70386 | 7 | 0.51389
33959 | 12.74 | 1 | 365 | 14.5083 | 0.19519 | 14 | 0.7035
28724 | 3.64 | 1 | 365 | 4.1452 | 0.34148 | 4 | 0.48671
33930 | 8.745 | 1 | 365 | 9.9588 | 0.040182 | 9 | 0.99899
33983 | 6.625 | 1 | 365 | 7.5446 | 0.18196 | 7 | 0.72651
33532 | 3.9 | 1 | 365 | 4.4413 | 0.9373 | 5 | 0.37862
33788 | 11.18 | 1 | 365 | 12.7318 | 0.62027 | 13 | 0.35205
33817 | 4.94 | 1 | 365 | 5.6257 | 0.32058 | 5 | 0.94626
33548 | 4.94 | 1 | 365 | 5.6257 | 0.32058 | 5 | 0.94626
33755 | 8.06 | 1 | 365 | 9.1787 | 0.47042 | 9 | 0.64915
33763 | 8.58 | 1 | 365 | 9.7709 | 0.66207 | 10 | 0.43297
33879 | 5.46 | 1 | 365 | 6.2178 | 0.51222 | 6 | 0.73007
33895 | 3.9 | 1 | 365 | 4.4413 | 0.9373 | 5 | 0.37862
33903 | 12.48 | 1 | 365 | 14.2122 | 0.59937 | 14 | 0.81159
33908 | 8.32 | 1 | 365 | 9.4748 | 0.066245 | 9 | 0.54106
33986 | 9.1 | 1 | 365 | 10.3631 | 0.85371 | 11 | 0.21679
34045 | 7.8 | 1 | 365 | 8.8826 | 0.8746 | 9 | 0.75724
34035 | 10 | 1 | 365 | 11.388 | 0.91616 | 12 | 0.30416
33195 | 4.578 | 1 | 365 | 5.2134 | 0.49102 | 5 | 0.70444
34038 | 5.13 | 1 | 365 | 5.842 | 0.75599 | 6 | 0.59803
34039 | 4.68 | 1 | 365 | 5.3296 | 0.72476 | 6 | 0.054347
34040 | 4.48 | 1 | 365 | 5.1018 | 0.26644 | 5 | 0.36826
34041 | 8.68 | 1 | 365 | 9.8848 | 0.89123 | 10 | 0.77601
34042 | 7.02 | 1 | 365 | 7.9944 | 0.087144 | 8 | 0.08152
33137 | 22.8 | 1 | 365 | 25.9646 | 0.24884 | 26 | 0.21348
33177 | 13 | 1 | 365 | 14.8044 | 0.79101 | 15 | 0.59541
34060 | 8.4 | 1 | 365 | 9.5659 | 0.24957 | 9 | 0.81549
34621 | 8.06 | 1 | 365 | 9.1787 | 0.47042 | 9 | 0.64915
32003 | 3.38 | 1 | 365 | 3.8491 | 0.74566 | 4 | 0.59481
34637 | 6.76 | 1 | 365 | 7.6983 | 0.49132 | 8 | 0.18961
34638 | 4.94 | 1 | 365 | 5.6257 | 0.32058 | 5 | 0.94626
34641 | 2.295 | 1 | 365 | 2.6135 | 0.25926 | 2 | 0.8728
34645 | 10.4 | 1 | 365 | 11.8435 | 0.83281 | 12 | 0.67633
34647 | 7.02 | 1 | 365 | 7.9944 | 0.087144 | 8 | 0.08152
34654 | 6.76 | 1 | 365 | 7.6983 | 0.49132 | 8 | 0.18961
34661 | 7.02 | 1 | 365 | 7.9944 | 0.087144 | 8 | 0.08152
34670 | 14.04 | 1 | 365 | 15.9888 | 0.17429 | 16 | 0.16304
34648 | 7.28 | 1 | 365 | 8.2905 | 0.68296 | 8 | 0.97343
34651 | 5.61 | 1 | 365 | 6.3887 | 0.85597 | 7 | 0.24463
34677 | 5.2 | 1 | 365 | 5.9218 | 0.9164 | 6 | 0.83816
34678 | 5.46 | 1 | 365 | 6.2178 | 0.51222 | 6 | 0.73007
34686 | 3.78 | 1 | 365 | 4.3047 | 0.66231 | 4 | 0.96697
34695 | 6.5 | 1 | 365 | 7.4022 | 0.8955 | 8 | 0.2977
34692 | 9.88 | 1 | 365 | 11.2513 | 0.64117 | 11 | 0.89251
34707 | 11.7 | 1 | 365 | 13.324 | 0.81191 | 14 | 0.13587
34720 | 7.8 | 1 | 365 | 8.8826 | 0.8746 | 9 | 0.75724
34724 | 10.66 | 1 | 365 | 12.1396 | 0.42863 | 12 | 0.56823
34729 | 9.36 | 1 | 365 | 10.6592 | 0.44953 | 11 | 0.10869
34727 | 4.68 | 1 | 365 | 5.3296 | 0.72476 | 6 | 0.054347
34730 | 5.1 | 1 | 365 | 5.8079 | 0.68724 | 6 | 0.49512
34732 | 7.28 | 1 | 365 | 8.2905 | 0.68296 | 8 | 0.97343
34734 | 6.12 | 1 | 365 | 6.9695 | 0.02469 | 6 | 0.99415
34760 | 7.42 | 1 | 365 | 8.4499 | 0.0037907 | 8 | 0.45369
34771 | 7.8 | 1 | 365 | 8.8826 | 0.8746 | 9 | 0.75724
34832 | 5.2 | 1 | 365 | 5.9218 | 0.9164 | 6 | 0.83816
34772 | 13.78 | 1 | 365 | 15.6927 | 0.57847 | 16 | 0.27113
34787 | 3.38 | 1 | 365 | 3.8491 | 0.74566 | 4 | 0.59481
34789 | 10.2 | 1 | 365 | 11.6158 | 0.37448 | 11 | 0.99024
34837 | 8.84 | 1 | 365 | 10.067 | 0.25789 | 10 | 0.32488
34800 | 3.18 | 1 | 365 | 3.6214 | 0.28734 | 3 | 0.90872
34845 | 12.74 | 1 | 365 | 14.5083 | 0.19519 | 14 | 0.7035
34849 | 8.32 | 1 | 365 | 9.4748 | 0.066245 | 9 | 0.54106
33140 | 25.48 | 0.9 | 365 | 26.115 | 0.55134 | 26 | 0.6663
34810 | 5.2 | 1 | 365 | 5.9218 | 0.9164 | 6 | 0.83816
34910 | 8.32 | 1 | 365 | 9.4748 | 0.066245 | 9 | 0.54106
34813 | 14.04 | 1 | 365 | 15.9888 | 0.17429 | 16 | 0.16304
34911 | 7.02 | 1 | 365 | 7.9944 | 0.087144 | 8 | 0.08152
34811 | 7.28 | 1 | 365 | 8.2905 | 0.68296 | 8 | 0.97343
34912 | 5.1 | 1 | 365 | 5.8079 | 0.68724 | 6 | 0.49512
34827 | 3.9 | 1 | 365 | 4.4413 | 0.9373 | 5 | 0.37862
34835 | 8.32 | 1 | 365 | 9.4748 | 0.066245 | 9 | 0.54106
33262 | 2.86 | 1 | 365 | 3.257 | 0.55402 | 3 | 0.81099
33170 | 10.335 | 1 | 365 | 11.7695 | 0.68385 | 12 | 0.45335
33275 | 7.8 | 1 | 365 | 8.8826 | 0.8746 | 9 | 0.75724
32742 | 12.24 | 1 | 365 | 13.9389 | 0.04938 | 13 | 0.98829
32920 | 8.06 | 1 | 365 | 9.1787 | 0.47042 | 9 | 0.64915
34933 | 9.36 | 1 | 365 | 10.6592 | 0.44953 | 11 | 0.10869
34920 | 11.44 | 1 | 365 | 13.0279 | 0.21609 | 13 | 0.24396
32638 | 5.98 | 1 | 365 | 6.81 | 0.70386 | 7 | 0.51389
34918 | 2.86 | 1 | 365 | 3.257 | 0.55402 | 3 | 0.81099
32470 | 4.42 | 1 | 365 | 5.0335 | 0.12894 | 5 | 0.16244
32807 | 11.475 | 1 | 365 | 13.0677 | 0.29629 | 13 | 0.36402
32458 | 7.54 | 1 | 365 | 8.5866 | 0.27878 | 8 | 0.86534
34925 | 7.02 | 1 | 365 | 7.9944 | 0.087144 | 8 | 0.08152
34927 | 2.86 | 1 | 365 | 3.257 | 0.55402 | 3 | 0.81099
34928 | 7.02 | 1 | 365 | 7.9944 | 0.087144 | 8 | 0.08152
34938 | 2.6 | 1 | 365 | 2.9609 | 0.9582 | 3 | 0.91908
32853 | 8.745 | 1 | 365 | 9.9588 | 0.040182 | 9 | 0.99899
34940 | 6.5 | 1 | 365 | 7.4022 | 0.8955 | 8 | 0.2977
34931 | 9.62 | 1 | 365 | 10.9553 | 0.045346 | 11 | 0.00060192
32417 | 4.68 | 1 | 365 | 5.3296 | 0.72476 | 6 | 0.054347
34842 | 7.2 | 1 | 365 | 8.1994 | 0.49964 | 8 | 0.699
32814 | 2.6 | 1 | 365 | 2.9609 | 0.9582 | 3 | 0.91908
34846 | 10.75 | 1 | 365 | 12.2421 | 0.63487 | 12 | 0.87697
34853 | 3.575 | 1 | 365 | 4.0712 | 0.19253 | 4 | 0.26374
32385 | 10.66 | 1 | 365 | 12.1396 | 0.42863 | 12 | 0.56823
34855 | 7.14 | 1 | 365 | 8.131 | 0.36214 | 8 | 0.49317
32642 | 7.685 | 1 | 365 | 8.7517 | 0.61107 | 9 | 0.36275
34844 | 6.54 | 1 | 365 | 7.4478 | 0.98717 | 8 | 0.43492
34848 | 9.12 | 1 | 365 | 10.3859 | 0.89954 | 11 | 0.28539
34850 | 15.93 | 1 | 365 | 18.1411 | 0.50544 | 18 | 0.64653
33331 | 2.86 | 1 | 365 | 3.257 | 0.55402 | 3 | 0.81099
34852 | 9.765 | 1 | 365 | 11.1204 | 0.37763 | 11 | 0.49801
32359 | 6.76 | 1 | 365 | 7.6983 | 0.49132 | 8 | 0.18961
32346 | 10.92 | 1 | 365 | 12.4357 | 0.024447 | 12 | 0.46014
34863 | 11.475 | 1 | 365 | 13.0677 | 0.29629 | 13 | 0.36402
34867 | 5.985 | 1 | 365 | 6.8157 | 0.71532 | 7 | 0.53104
32469 | 4.94 | 1 | 365 | 5.6257 | 0.32058 | 5 | 0.94626
34868 | 9 | 1 | 365 | 10.2492 | 0.62454 | 10 | 0.87374
32340 | 11.18 | 1 | 365 | 12.7318 | 0.62027 | 13 | 0.35205
32583 | 11.18 | 1 | 365 | 12.7318 | 0.62027 | 13 | 0.35205
33213 | 10.4 | 1 | 365 | 11.8435 | 0.83281 | 12 | 0.67633
33270 | 115.44 | 0.9 | 365 | 118.3168 | 0.089736 | 118 | 0.4065
32337 | 8.58 | 1 | 365 | 9.7709 | 0.66207 | 10 | 0.43297
32001 | 6.89 | 1 | 365 | 7.8463 | 0.78923 | 8 | 0.63557
32825 | 141.264 | 0.9 | 365 | 144.7843 | 0.35056 | 145 | 0.13486
32734 | 10.4 | 1 | 365 | 11.8435 | 0.83281 | 12 | 0.67633
32577 | 4.68 | 1 | 365 | 5.3296 | 0.72476 | 6 | 0.054347
18938 | 646.8 | 0.8 | 365 | 589.2607 | 0.77378 | 590 | 0.034455
17628 | 646.8 | 0.8 | 365 | 589.2607 | 0.77378 | 590 | 0.034455
31996 | 8.06 | 1 | 365 | 9.1787 | 0.47042 | 9 | 0.64915
17635 | 646.8 | 0.8 | 365 | 589.2607 | 0.77378 | 590 | 0.034455
32628 | 4.68 | 1 | 365 | 5.3296 | 0.72476 | 6 | 0.054347
32330 | 4.42 | 1 | 365 | 5.0335 | 0.12894 | 5 | 0.16244
31306 | 68.016 | 1 | 365 | 77.4566 | 0.86655 | 78 | 0.32317
32266 | 27.468 | 0.9 | 365 | 28.1525 | 0.6515 | 28 | 0.804
33210 | 10 | 1 | 365 | 11.388 | 0.91616 | 12 | 0.30416
32615 | 4.94 | 1 | 365 | 5.6257 | 0.32058 | 5 | 0.94626
34896 | 7.98 | 1 | 365 | 9.0876 | 0.2871 | 9 | 0.37472
31090 | 9.69 | 1 | 365 | 11.035 | 0.20576 | 11 | 0.24073
31083 | 4.08 | 1 | 365 | 4.6463 | 0.34979 | 4 | 0.9961
32309 | 8.75 | 1 | 365 | 9.9645 | 0.05164 | 10 | 0.01614
34900 | 9 | 1 | 365 | 10.2492 | 0.62454 | 10 | 0.87374
31994 | 9.1 | 1 | 365 | 10.3631 | 0.85371 | 11 | 0.21679
32849 | 8.67 | 1 | 365 | 9.8734 | 0.86831 | 10 | 0.74171
34894 | 5.385 | 1 | 365 | 6.1324 | 0.34035 | 6 | 0.47279
32664 | 9.01 | 1 | 365 | 10.2606 | 0.64746 | 10 | 0.90805
34895 | 6.14 | 1 | 365 | 6.9922 | 0.070522 | 7 | 0.062754
31825 | 3.38 | 1 | 365 | 3.8491 | 0.74566 | 4 | 0.59481
34897 | 6.42 | 1 | 365 | 7.3111 | 0.71217 | 8 | 0.023271
31991 | 5.355 | 1 | 365 | 6.0983 | 0.2716 | 6 | 0.36988
31989 | 2.6 | 1 | 365 | 2.9609 | 0.9582 | 3 | 0.91908
34922 | 12 | 1 | 365 | 13.6656 | 0.49939 | 14 | 0.16499
34578 | 4.505 | 1 | 365 | 5.1303 | 0.32373 | 5 | 0.45402
31968 | 8.84 | 1 | 365 | 10.067 | 0.25789 | 10 | 0.32488
31954 | 6.375 | 1 | 365 | 7.2599 | 0.60905 | 7 | 0.8689
31827 | 9.88 | 1 | 365 | 11.2513 | 0.64117 | 11 | 0.89251
31805 | 9.54 | 1 | 365 | 10.8642 | 0.86202 | 11 | 0.72617
31774 | 14.04 | 1 | 365 | 15.9888 | 0.17429 | 16 | 0.16304
31735 | 2.6 | 1 | 365 | 2.9609 | 0.9582 | 3 | 0.91908
31706 | 23.4 | 1 | 365 | 26.6479 | 0.62381 | 27 | 0.27173
31677 | 4.94 | 1 | 365 | 5.6257 | 0.32058 | 5 | 0.94626
30674 | 8.84 | 1 | 365 | 10.067 | 0.25789 | 10 | 0.32488
31110 | 9.1 | 1 | 365 | 10.3631 | 0.85371 | 11 | 0.21679
31222 | 2.08 | 1 | 365 | 2.3687 | 0.76656 | 3 | 0.13527
31056 | 5.46 | 1 | 365 | 6.2178 | 0.51222 | 6 | 0.73007
31213 | 7.54 | 1 | 365 | 8.5866 | 0.27878 | 8 | 0.86534
31664 | 13 | 1 | 365 | 14.8044 | 0.79101 | 15 | 0.59541
31560 | 6.12 | 1 | 365 | 6.9695 | 0.02469 | 6 | 0.99415
31129 | 7.02 | 1 | 365 | 7.9944 | 0.087144 | 8 | 0.08152
31123 | 3.12 | 1 | 365 | 3.5531 | 0.14984 | 3 | 0.7029
31008 | 6.5 | 1 | 365 | 7.4022 | 0.8955 | 8 | 0.2977
31117 | 13.52 | 1 | 365 | 15.3966 | 0.98265 | 16 | 0.37922
31555 | 2.86 | 1 | 365 | 3.257 | 0.55402 | 3 | 0.81099
31242 | 4.42 | 1 | 365 | 5.0335 | 0.12894 | 5 | 0.16244
30971 | 8.32 | 1 | 365 | 9.4748 | 0.066245 | 9 | 0.54106
31239 | 5.72 | 1 | 365 | 6.5139 | 0.10804 | 6 | 0.62198
31549 | 4.16 | 1 | 365 | 4.7374 | 0.53312 | 5 | 0.27053
31952 | 5.2 | 1 | 365 | 5.9218 | 0.9164 | 6 | 0.83816
31710 | 2.6 | 1 | 365 | 2.9609 | 0.9582 | 3 | 0.91908
32537 | 13.26 | 1 | 365 | 15.1005 | 0.38683 | 15 | 0.48732
31823 | 4.42 | 1 | 365 | 5.0335 | 0.12894 | 5 | 0.16244
31705 | 7.54 | 1 | 365 | 8.5866 | 0.27878 | 8 | 0.86534
31951 | 9.88 | 1 | 365 | 11.2513 | 0.64117 | 11 | 0.89251
31942 | 8.32 | 1 | 365 | 9.4748 | 0.066245 | 9 | 0.54106
31702 | 7.54 | 1 | 365 | 8.5866 | 0.27878 | 8 | 0.86534
31937 | 6.63 | 1 | 365 | 7.5502 | 0.19341 | 7 | 0.74366
31964 | 11.7 | 1 | 365 | 13.324 | 0.81191 | 14 | 0.13587
31820 | 7.685 | 1 | 365 | 8.7517 | 0.61107 | 9 | 0.36275
33678 | 5.035 | 1 | 365 | 5.7339 | 0.53829 | 6 | 0.27214
31869 | 6.76 | 1 | 365 | 7.6983 | 0.49132 | 8 | 0.18961
31548 | 9.01 | 1 | 365 | 10.2606 | 0.64746 | 10 | 0.90805
31692 | 4.16 | 1 | 365 | 4.7374 | 0.53312 | 5 | 0.27053
30794 | 2.08 | 1 | 365 | 2.3687 | 0.76656 | 3 | 0.13527
31814 | 12.22 | 1 | 365 | 13.9161 | 0.0035475 | 13 | 0.91968
30448 | 9.62 | 1 | 365 | 10.9553 | 0.045346 | 11 | 0.00060192
31533 | 8.32 | 1 | 365 | 9.4748 | 0.066245 | 9 | 0.54106
30401 | 5.98 | 1 | 365 | 6.81 | 0.70386 | 7 | 0.51389
30410 | 4.42 | 1 | 365 | 5.0335 | 0.12894 | 5 | 0.16244
30551 | 8.58 | 1 | 365 | 9.7709 | 0.66207 | 10 | 0.43297
30571 | 13.25 | 1 | 365 | 15.0891 | 0.36391 | 15 | 0.45301
30408 | 10.4 | 1 | 365 | 11.8435 | 0.83281 | 12 | 0.67633
30413 | 2.86 | 1 | 365 | 3.257 | 0.55402 | 3 | 0.81099
30321 | 6.76 | 1 | 365 | 7.6983 | 0.49132 | 8 | 0.18961
31103 | 3.71 | 1 | 365 | 4.2249 | 0.5019 | 4 | 0.72684
31051 | 12.48 | 1 | 365 | 14.2122 | 0.59937 | 14 | 0.81159
31105 | 11.96 | 1 | 365 | 13.62 | 0.40773 | 14 | 0.027775
30257 | 6.5 | 1 | 365 | 7.4022 | 0.8955 | 8 | 0.2977
31115 | 3.64 | 1 | 365 | 4.1452 | 0.34148 | 4 | 0.48671
30165 | 5.2 | 1 | 365 | 5.9218 | 0.9164 | 6 | 0.83816
30417 | 8.84 | 1 | 365 | 10.067 | 0.25789 | 10 | 0.32488
30366 | 4.42 | 1 | 365 | 5.0335 | 0.12894 | 5 | 0.16244
29672 | 8.58 | 1 | 365 | 9.7709 | 0.66207 | 10 | 0.43297
31084 | 7.395 | 1 | 365 | 8.4214 | 0.9465 | 9 | 0.36793
30355 | 5.2 | 1 | 365 | 5.9218 | 0.9164 | 6 | 0.83816
30089 | 3.12 | 1 | 365 | 3.5531 | 0.14984 | 3 | 0.7029
30422 | 10.92 | 1 | 365 | 12.4357 | 0.024447 | 12 | 0.46014
30432 | 7.02 | 1 | 365 | 7.9944 | 0.087144 | 8 | 0.08152
30363 | 3.64 | 1 | 365 | 4.1452 | 0.34148 | 4 | 0.48671
29704 | 3.64 | 1 | 365 | 4.1452 | 0.34148 | 4 | 0.48671
31087 | 7.02 | 1 | 365 | 7.9944 | 0.087144 | 8 | 0.08152
30173 | 7.8 | 1 | 365 | 8.8826 | 0.8746 | 9 | 0.75724
31898 | 446.16 | 0.9 | 365 | 457.2783 | 0.18466 | 457 | 0.46296
35 | 2258.96 | 1 | 365 | 2572.5036 | 0.66888 | 2573 | 0.17253
30653 | 4.94 | 1 | 365 | 5.6257 | 0.32058 | 5 | 0.94626
30002 | 2.915 | 1 | 365 | 3.3196 | 0.68006 | 3 | 0.99966
33743 | 92.66 | 0.9 | 365 | 94.9691 | 0.10702 | 95 | 0.076112
30696 | 3.71 | 1 | 365 | 4.2249 | 0.5019 | 4 | 0.72684
35004 | 5.46 | 1 | 365 | 6.2178 | 0.51222 | 6 | 0.73007
30269 | 3.38 | 1 | 365 | 3.8491 | 0.74566 | 4 | 0.59481
35006 | 3.9 | 1 | 365 | 4.4413 | 0.9373 | 5 | 0.37862
34954 | 5.46 | 1 | 365 | 6.2178 | 0.51222 | 6 | 0.73007
35014 | 8.67 | 1 | 365 | 9.8734 | 0.86831 | 10 | 0.74171
35016 | 9.1 | 1 | 365 | 10.3631 | 0.85371 | 11 | 0.21679
33737 | 6.76 | 1 | 365 | 7.6983 | 0.49132 | 8 | 0.18961
35017 | 7 | 1 | 365 | 7.9716 | 0.041312 | 8 | 0.012912
33679 | 5.565 | 1 | 365 | 6.3374 | 0.75284 | 7 | 0.090265
35027 | 6.24 | 1 | 365 | 7.1061 | 0.29968 | 7 | 0.4058
35025 | 9.1 | 1 | 365 | 10.3631 | 0.85371 | 11 | 0.21679
35037 | 7.02 | 1 | 365 | 7.9944 | 0.087144 | 8 | 0.08152
30274 | 3.12 | 1 | 365 | 3.5531 | 0.14984 | 3 | 0.7029
35043 | 4.94 | 1 | 365 | 5.6257 | 0.32058 | 5 | 0.94626
35052 | 8.32 | 1 | 365 | 9.4748 | 0.066245 | 9 | 0.54106
33777 | 10.14 | 1 | 365 | 11.5474 | 0.23699 | 11 | 0.78442
30285 | 3.12 | 1 | 365 | 3.5531 | 0.14984 | 3 | 0.7029
33682 | 11.44 | 1 | 365 | 13.0279 | 0.21609 | 13 | 0.24396
33602 | 7.02 | 1 | 365 | 7.9944 | 0.087144 | 8 | 0.08152
33690 | 6.24 | 1 | 365 | 7.1061 | 0.29968 | 7 | 0.4058
30298 | 12.72 | 1 | 365 | 14.4855 | 0.14936 | 14 | 0.63489
33695 | 2.34 | 1 | 365 | 2.6648 | 0.36238 | 3 | 0.027173
30314 | 7.28 | 1 | 365 | 8.2905 | 0.68296 | 8 | 0.97343
33700 | 3.38 | 1 | 365 | 3.8491 | 0.74566 | 4 | 0.59481
33643 | 4.05 | 1 | 365 | 4.6121 | 0.28104 | 4 | 0.89318
33650 | 4.16 | 1 | 365 | 4.7374 | 0.53312 | 5 | 0.27053
34942 | 3.9 | 1 | 365 | 4.4413 | 0.9373 | 5 | 0.37862
33440 | 7.28 | 1 | 365 | 8.2905 | 0.68296 | 8 | 0.97343
33356 | 9.36 | 1 | 365 | 10.6592 | 0.44953 | 11 | 0.10869
33329 | 6.5 | 1 | 365 | 7.4022 | 0.8955 | 8 | 0.2977
33355 | 4.24 | 1 | 365 | 4.8285 | 0.71645 | 5 | 0.54496
33404 | 7.14 | 1 | 365 | 8.131 | 0.36214 | 8 | 0.49317
33370 | 8.32 | 1 | 365 | 9.4748 | 0.066245 | 9 | 0.54106
33365 | 14.045 | 1 | 365 | 15.9944 | 0.18575 | 16 | 0.18019
33523 | 7.02 | 1 | 365 | 7.9944 | 0.087144 | 8 | 0.08152
33383 | 11.44 | 1 | 365 | 13.0279 | 0.21609 | 13 | 0.24396
33533 | 8.16 | 1 | 365 | 9.2926 | 0.69959 | 9 | 0.99219
33410 | 7.395 | 1 | 365 | 8.4214 | 0.9465 | 9 | 0.36793
33552 | 3.64 | 1 | 365 | 4.1452 | 0.34148 | 4 | 0.48671
33590 | 10.14 | 1 | 365 | 11.5474 | 0.23699 | 11 | 0.78442
35044 | 3.12 | 1 | 365 | 3.5531 | 0.14984 | 3 | 0.7029
35054 | 10.14 | 1 | 365 | 11.5474 | 0.23699 | 11 | 0.78442
33462 | 15.08 | 1 | 365 | 17.1731 | 0.55757 | 17 | 0.73067
35064 | 3.38 | 1 | 365 | 3.8491 | 0.74566 | 4 | 0.59481
33469 | 5.98 | 1 | 365 | 6.81 | 0.70386 | 7 | 0.51389
35067 | 14.045 | 1 | 365 | 15.9944 | 0.18575 | 16 | 0.18019
34226 | 4.505 | 1 | 365 | 5.1303 | 0.32373 | 5 | 0.45402
35078 | 9.36 | 1 | 365 | 10.6592 | 0.44953 | 11 | 0.10869
35089 | 9.88 | 1 | 365 | 11.2513 | 0.64117 | 11 | 0.89251
35087 | 6.76 | 1 | 365 | 7.6983 | 0.49132 | 8 | 0.18961
33423 | 9.1 | 1 | 365 | 10.3631 | 0.85371 | 11 | 0.21679
35095 | 9.88 | 1 | 365 | 11.2513 | 0.64117 | 11 | 0.89251
35099 | 6.095 | 1 | 365 | 6.941 | 0.9674 | 7 | 0.90839
35084 | 8.32 | 1 | 365 | 9.4748 | 0.066245 | 9 | 0.54106
35102 | 10.14 | 1 | 365 | 11.5474 | 0.23699 | 11 | 0.78442
35105 | 8.32 | 1 | 365 | 9.4748 | 0.066245 | 9 | 0.54106
35101 | 7.02 | 1 | 365 | 7.9944 | 0.087144 | 8 | 0.08152
34168 | 5.46 | 1 | 365 | 6.2178 | 0.51222 | 6 | 0.73007
35108 | 8.32 | 1 | 365 | 9.4748 | 0.066245 | 9 | 0.54106
34587 | 5.72 | 1 | 365 | 6.5139 | 0.10804 | 6 | 0.62198
35110 | 7.02 | 1 | 365 | 7.9944 | 0.087144 | 8 | 0.08152
34575 | 13 | 1 | 365 | 14.8044 | 0.79101 | 15 | 0.59541
35109 | 10.4 | 1 | 365 | 11.8435 | 0.83281 | 12 | 0.67633
34361 | 10.4 | 1 | 365 | 11.8435 | 0.83281 | 12 | 0.67633
35113 | 10.07 | 1 | 365 | 11.4677 | 0.076573 | 11 | 0.54429
32568 | 9.36 | 1 | 365 | 10.6592 | 0.44953 | 11 | 0.10869
35119 | 4.68 | 1 | 365 | 5.3296 | 0.72476 | 6 | 0.054347
33248 | 6.5 | 1 | 365 | 7.4022 | 0.8955 | 8 | 0.2977
35115 | 2.34 | 1 | 365 | 2.6648 | 0.36238 | 3 | 0.027173
34935 | 13 | 1 | 365 | 14.8044 | 0.79101 | 15 | 0.59541
35117 | 3.9 | 1 | 365 | 4.4413 | 0.9373 | 5 | 0.37862
34914 | 5.83 | 1 | 365 | 6.6392 | 0.36012 | 6 | 0.99933
32342 | 10.92 | 1 | 365 | 12.4357 | 0.024447 | 12 | 0.46014
35015 | 9.35 | 1 | 365 | 10.6478 | 0.42661 | 11 | 0.07439
35019 | 5.94 | 1 | 365 | 6.7645 | 0.6122 | 7 | 0.37667
33309 | 3.9 | 1 | 365 | 4.4413 | 0.9373 | 5 | 0.37862
33225 | 7.28 | 1 | 365 | 8.2905 | 0.68296 | 8 | 0.97343
35030 | 4.5 | 1 | 365 | 5.1246 | 0.31227 | 5 | 0.43687
35050 | 5.5 | 1 | 365 | 6.2634 | 0.60389 | 6 | 0.86729
35047 | 6.325 | 1 | 365 | 7.2029 | 0.49447 | 7 | 0.69738
33160 | 3.12 | 1 | 365 | 3.5531 | 0.14984 | 3 | 0.7029
35062 | 7.975 | 1 | 365 | 9.0819 | 0.27564 | 9 | 0.35757
33151 | 6.63 | 1 | 365 | 7.5502 | 0.19341 | 7 | 0.74366
35068 | 6.325 | 1 | 365 | 7.2029 | 0.49447 | 7 | 0.69738
30920 | 8.32 | 1 | 365 | 9.4748 | 0.066245 | 9 | 0.54106
35086 | 6.05 | 1 | 365 | 6.8897 | 0.86428 | 7 | 0.75402
34979 | 11.825 | 1 | 365 | 13.4663 | 0.098359 | 13 | 0.56467
35121 | 6.875 | 1 | 365 | 7.8293 | 0.75486 | 8 | 0.58411
32876 | 5.2 | 1 | 365 | 5.9218 | 0.9164 | 6 | 0.83816
32331 | 5.98 | 1 | 365 | 6.81 | 0.70386 | 7 | 0.51389
35011 | 10.14 | 1 | 365 | 11.5474 | 0.23699 | 11 | 0.78442
31812 | 12.22 | 1 | 365 | 13.9161 | 0.0035475 | 13 | 0.91968
35023 | 8.125 | 1 | 365 | 9.2528 | 0.61938 | 9 | 0.87213
29266 | 2.34 | 1 | 365 | 2.6648 | 0.36238 | 3 | 0.027173
29853 | 24.96 | 1 | 365 | 28.4244 | 0.19874 | 28 | 0.62318
31099 | 3.64 | 1 | 365 | 4.1452 | 0.34148 | 4 | 0.48671
31096 | 7.8 | 1 | 365 | 8.8826 | 0.8746 | 9 | 0.75724
35039 | 5.6 | 1 | 365 | 6.3773 | 0.83305 | 7 | 0.21033
28817 | 6.76 | 1 | 365 | 7.6983 | 0.49132 | 8 | 0.18961
33872 | 3.9 | 1 | 365 | 4.4413 | 0.9373 | 5 | 0.37862
35057 | 3.9 | 1 | 365 | 4.4413 | 0.9373 | 5 | 0.37862
34501 | 4.94 | 1 | 365 | 5.6257 | 0.32058 | 5 | 0.94626
35075 | 7.5 | 1 | 365 | 8.541 | 0.18712 | 8 | 0.72812
29960 | 10.4 | 1 | 365 | 11.8435 | 0.83281 | 12 | 0.67633
31596 | 8.84 | 1 | 365 | 10.067 | 0.25789 | 10 | 0.32488
35129 | 6.05 | 1 | 365 | 6.8897 | 0.86428 | 7 | 0.75402
35135 | 9.75 | 1 | 365 | 11.1033 | 0.34326 | 11 | 0.44656
35142 | 9.9 | 1 | 365 | 11.2741 | 0.687 | 11 | 0.96112
35180 | 5.61 | 1 | 365 | 6.3887 | 0.85597 | 7 | 0.24463
35237 | 10.4 | 1 | 365 | 11.8435 | 0.83281 | 12 | 0.67633
35239 | 6.12 | 1 | 365 | 6.9695 | 0.02469 | 6 | 0.99415
35244 | 5.61 | 1 | 365 | 6.3887 | 0.85597 | 7 | 0.24463
35139 | 4.94 | 1 | 365 | 5.6257 | 0.32058 | 5 | 0.94626
35147 | 8.745 | 1 | 365 | 9.9588 | 0.040182 | 9 | 0.99899
35153 | 10.14 | 1 | 365 | 11.5474 | 0.23699 | 11 | 0.78442
34802 | 6.36 | 1 | 365 | 7.2428 | 0.57468 | 7 | 0.81745
35169 | 4.94 | 1 | 365 | 5.6257 | 0.32058 | 5 | 0.94626
35170 | 8.84 | 1 | 365 | 10.067 | 0.25789 | 10 | 0.32488
35175 | 11.7 | 1 | 365 | 13.324 | 0.81191 | 14 | 0.13587
35185 | 4.845 | 1 | 365 | 5.5175 | 0.10288 | 5 | 0.62037
35184 | 6.76 | 1 | 365 | 7.6983 | 0.49132 | 8 | 0.18961
35201 | 9.69 | 1 | 365 | 11.035 | 0.20576 | 11 | 0.24073
35198 | 9.18 | 1 | 365 | 10.4542 | 0.037035 | 10 | 0.49122
35205 | 5.98 | 1 | 365 | 6.81 | 0.70386 | 7 | 0.51389
35214 | 10.92 | 1 | 365 | 12.4357 | 0.024447 | 12 | 0.46014
35217 | 3.64 | 1 | 365 | 4.1452 | 0.34148 | 4 | 0.48671
35221 | 7.28 | 1 | 365 | 8.2905 | 0.68296 | 8 | 0.97343
35222 | 9.62 | 1 | 365 | 10.9553 | 0.045346 | 11 | 0.00060192
35226 | 6.24 | 1 | 365 | 7.1061 | 0.29968 | 7 | 0.4058
35233 | 4.42 | 1 | 365 | 5.0335 | 0.12894 | 5 | 0.16244
35246 | 6.76 | 1 | 365 | 7.6983 | 0.49132 | 8 | 0.18961
35143 | 14.92 | 1 | 365 | 16.9909 | 0.19091 | 17 | 0.18181
35172 | 7.905 | 1 | 365 | 9.0022 | 0.11522 | 9 | 0.11744
35194 | 10.8 | 1 | 365 | 12.299 | 0.74945 | 13 | 0.048493
35212 | 11.985 | 1 | 365 | 13.6485 | 0.46502 | 14 | 0.11354
35228 | 8.16 | 1 | 365 | 9.2926 | 0.69959 | 9 | 0.99219
35257 | 9 | 1 | 365 | 10.2492 | 0.62454 | 10 | 0.87374
35263 | 7.28 | 1 | 365 | 8.2905 | 0.68296 | 8 | 0.97343
35265 | 9.98 | 1 | 365 | 11.3652 | 0.87033 | 12 | 0.23555
35308 | 6.375 | 1 | 365 | 7.2599 | 0.60905 | 7 | 0.8689
35309 | 4.95 | 1 | 365 | 5.6371 | 0.3435 | 5 | 0.98056
35311 | 10.98 | 1 | 365 | 12.504 | 0.16194 | 12 | 0.66597
35312 | 13 | 1 | 365 | 14.8044 | 0.79101 | 15 | 0.59541
35313 | 6.72 | 1 | 365 | 7.6527 | 0.39966 | 8 | 0.052396
35195 | 8.1 | 1 | 365 | 9.2243 | 0.56209 | 9 | 0.78637
35234 | 5.13 | 1 | 365 | 5.842 | 0.75599 | 6 | 0.59803
35242 | 7.5 | 1 | 365 | 8.541 | 0.18712 | 8 | 0.72812
35248 | 2.6 | 1 | 365 | 2.9609 | 0.9582 | 3 | 0.91908
34706 | 8.43 | 1 | 365 | 9.6001 | 0.31832 | 9 | 0.91841
34181 | 4.76 | 1 | 365 | 5.4207 | 0.90809 | 6 | 0.32878
32721 | 2.08 | 1 | 365 | 2.3687 | 0.76656 | 3 | 0.13527
34943 | 5.2 | 1 | 365 | 5.9218 | 0.9164 | 6 | 0.83816
35264 | 2.43 | 1 | 365 | 2.7673 | 0.56863 | 3 | 0.33591
34944 | 11.395 | 1 | 365 | 12.9766 | 0.11296 | 13 | 0.08959
34947 | 11.96 | 1 | 365 | 13.62 | 0.40773 | 14 | 0.027775
35258 | 6.16 | 1 | 365 | 7.015 | 0.11635 | 7 | 0.13136
35269 | 8.55 | 1 | 365 | 9.7367 | 0.59332 | 10 | 0.33006
34961 | 13.77 | 1 | 365 | 15.6813 | 0.55555 | 16 | 0.23683
34962 | 3.9 | 1 | 365 | 4.4413 | 0.9373 | 5 | 0.37862
34955 | 11 | 1 | 365 | 12.5268 | 0.20778 | 12 | 0.73458
34968 | 4.675 | 1 | 365 | 5.3239 | 0.7133 | 6 | 0.037195
33984 | 50.49 | 0.9 | 365 | 51.7482 | 0.13332 | 51 | 0.88153
34966 | 4.42 | 1 | 365 | 5.0335 | 0.12894 | 5 | 0.16244
34974 | 5.7 | 1 | 365 | 6.4912 | 0.062211 | 6 | 0.55337
34980 | 4.16 | 1 | 365 | 4.7374 | 0.53312 | 5 | 0.27053
34981 | 9.36 | 1 | 365 | 10.6592 | 0.44953 | 11 | 0.10869
34957 | 3.12 | 1 | 365 | 3.5531 | 0.14984 | 3 | 0.7029
34986 | 15.6 | 1 | 365 | 17.7653 | 0.74921 | 18 | 0.51449
34993 | 7.7 | 1 | 365 | 8.7688 | 0.64544 | 9 | 0.4142
34996 | 5.46 | 1 | 365 | 6.2178 | 0.51222 | 6 | 0.73007
34997 | 4.16 | 1 | 365 | 4.7374 | 0.53312 | 5 | 0.27053
35000 | 9.075 | 1 | 365 | 10.3346 | 0.79642 | 11 | 0.13103
34999 | 3.38 | 1 | 365 | 3.8491 | 0.74566 | 4 | 0.59481
33451 | 5.75 | 1 | 365 | 6.5481 | 0.17679 | 6 | 0.72489
18117 | 5.2 | 1 | 365 | 5.9218 | 0.9164 | 6 | 0.83816
35310 | 10.64 | 1 | 365 | 12.1168 | 0.38279 | 12 | 0.49963
35012 | 6 | 1 | 365 | 6.8328 | 0.7497 | 7 | 0.5825
36789 | 6.84 | 1 | 365 | 7.7894 | 0.67465 | 8 | 0.46405
35314 | 11.77 | 1 | 365 | 13.4037 | 0.97232 | 14 | 0.376
35316 | 13.44 | 1 | 365 | 15.3055 | 0.79932 | 16 | 0.10479
35317 | 7.15 | 1 | 365 | 8.1424 | 0.38505 | 8 | 0.52747
35318 | 9.66 | 1 | 365 | 11.0008 | 0.13701 | 11 | 0.13782
35319 | 7.98 | 1 | 365 | 9.0876 | 0.2871 | 9 | 0.37472
35322 | 9.156 | 1 | 365 | 10.4269 | 0.98204 | 11 | 0.40889
35320 | 5.75 | 1 | 365 | 6.5481 | 0.17679 | 6 | 0.72489
35325 | 6.54 | 1 | 365 | 7.4478 | 0.98717 | 8 | 0.43492
35323 | 14.25 | 1 | 365 | 16.2279 | 0.65553 | 16 | 0.88343
35327 | 8.28 | 1 | 365 | 9.4293 | 0.97458 | 10 | 0.40384
35329 | 13.2 | 1 | 365 | 15.0322 | 0.24933 | 15 | 0.28149
35333 | 9.156 | 1 | 365 | 10.4269 | 0.98204 | 11 | 0.40889
35336 | 7.935 | 1 | 365 | 9.0364 | 0.18397 | 9 | 0.22035
35346 | 9.18 | 1 | 365 | 10.4542 | 0.037035 | 10 | 0.49122
35351 | 3.06 | 1 | 365 | 3.4847 | 0.012345 | 3 | 0.49707
35353 | 4.335 | 1 | 365 | 4.9367 | 0.93416 | 5 | 0.87085
35356 | 11.725 | 1 | 365 | 13.3524 | 0.8692 | 14 | 0.22163
35315 | 7.848 | 1 | 365 | 8.9373 | 0.9846 | 9 | 0.9219
35358 | 4.14 | 1 | 365 | 4.7146 | 0.48729 | 5 | 0.20192
35359 | 5.17 | 1 | 365 | 5.8876 | 0.84765 | 6 | 0.73525
35360 | 8.28 | 1 | 365 | 9.4293 | 0.97458 | 10 | 0.40384
35382 | 7.848 | 1 | 365 | 8.9373 | 0.9846 | 9 | 0.9219
35389 | 7.2 | 1 | 365 | 8.1994 | 0.49964 | 8 | 0.699
35378 | 7 | 1 | 365 | 7.9716 | 0.041312 | 8 | 0.012912
35403 | 3 | 1 | 365 | 3.4164 | 0.87485 | 4 | 0.29125
35423 | 9.88 | 1 | 365 | 11.2513 | 0.64117 | 11 | 0.89251
35432 | 3 | 1 | 365 | 3.4164 | 0.87485 | 4 | 0.29125
35440 | 9 | 1 | 365 | 10.2492 | 0.62454 | 10 | 0.87374
34364 | 16.2 | 1 | 365 | 18.4486 | 0.12418 | 18 | 0.57274
34908 | 5.7 | 1 | 365 | 6.4912 | 0.062211 | 6 | 0.55337
33676 | 10.335 | 1 | 365 | 11.7695 | 0.68385 | 12 | 0.45335
41192 | 8.1 | 1 | 365 | 9.2243 | 0.56209 | 9 | 0.78637
35118 | 4.8 | 1 | 365 | 5.4662 | 0.99976 | 6 | 0.466
25758 | 11.18 | 1 | 365 | 12.7318 | 0.62027 | 13 | 0.35205
35411 | 6.9 | 1 | 365 | 7.8577 | 0.81215 | 8 | 0.66987
35449 | 8.215 | 1 | 365 | 9.3552 | 0.82563 | 10 | 0.18087
39255 | 6 | 1 | 365 | 6.8328 | 0.7497 | 7 | 0.5825
35348 | 5.3 | 1 | 365 | 6.0356 | 0.14556 | 6 | 0.1812
35352 | 6 | 1 | 365 | 6.8328 | 0.7497 | 7 | 0.5825
35355 | 9 | 1 | 365 | 10.2492 | 0.62454 | 10 | 0.87374
35127 | 5.2 | 1 | 365 | 5.9218 | 0.9164 | 6 | 0.83816
35208 | 4.94 | 1 | 365 | 5.6257 | 0.32058 | 5 | 0.94626
35191 | 9.36 | 1 | 365 | 10.6592 | 0.44953 | 11 | 0.10869
35178 | 5.46 | 1 | 365 | 6.2178 | 0.51222 | 6 | 0.73007
33725 | 4.68 | 1 | 365 | 5.3296 | 0.72476 | 6 | 0.054347
35362 | 3.71 | 1 | 365 | 4.2249 | 0.5019 | 4 | 0.72684
35364 | 2.65 | 1 | 365 | 3.0178 | 0.072782 | 3 | 0.090602
35365 | 5.72 | 1 | 365 | 6.5139 | 0.10804 | 6 | 0.62198
35368 | 8.32 | 1 | 365 | 9.4748 | 0.066245 | 9 | 0.54106
35373 | 4.68 | 1 | 365 | 5.3296 | 0.72476 | 6 | 0.054347
35369 | 18.98 | 1 | 365 | 21.6144 | 0.49487 | 22 | 0.1093
35372 | 3.71 | 1 | 365 | 4.2249 | 0.5019 | 4 | 0.72684
30934 | 5.565 | 1 | 365 | 6.3374 | 0.75284 | 7 | 0.090265
35381 | 9.36 | 1 | 365 | 10.6592 | 0.44953 | 11 | 0.10869
35380 | 5.035 | 1 | 365 | 5.7339 | 0.53829 | 6 | 0.27214
35386 | 9.36 | 1 | 365 | 10.6592 | 0.44953 | 11 | 0.10869
35437 | 7.54 | 1 | 365 | 8.5866 | 0.27878 | 8 | 0.86534
35390 | 7.8 | 1 | 365 | 8.8826 | 0.8746 | 9 | 0.75724
35443 | 2.86 | 1 | 365 | 3.257 | 0.55402 | 3 | 0.81099
35388 | 6.76 | 1 | 365 | 7.6983 | 0.49132 | 8 | 0.18961
35377 | 12.72 | 1 | 365 | 14.4855 | 0.14936 | 14 | 0.63489
35442 | 3.12 | 1 | 365 | 3.5531 | 0.14984 | 3 | 0.7029
35391 | 9.62 | 1 | 365 | 10.9553 | 0.045346 | 11 | 0.00060192
35441 | 9.1 | 1 | 365 | 10.3631 | 0.85371 | 11 | 0.21679
33558 | 10.14 | 1 | 365 | 11.5474 | 0.23699 | 11 | 0.78442
35428 | 5.98 | 1 | 365 | 6.81 | 0.70386 | 7 | 0.51389
35444 | 3.9 | 1 | 365 | 4.4413 | 0.9373 | 5 | 0.37862
35446 | 5.98 | 1 | 365 | 6.81 | 0.70386 | 7 | 0.51389
35453 | 8.32 | 1 | 365 | 9.4748 | 0.066245 | 9 | 0.54106
35454 | 6.76 | 1 | 365 | 7.6983 | 0.49132 | 8 | 0.18961
35456 | 8.84 | 1 | 365 | 10.067 | 0.25789 | 10 | 0.32488
35460 | 7.02 | 1 | 365 | 7.9944 | 0.087144 | 8 | 0.08152
35459 | 7.8 | 1 | 365 | 8.8826 | 0.8746 | 9 | 0.75724
35465 | 4.68 | 1 | 365 | 5.3296 | 0.72476 | 6 | 0.054347
35466 | 3.9 | 1 | 365 | 4.4413 | 0.9373 | 5 | 0.37862
35464 | 9.275 | 1 | 365 | 10.5624 | 0.25474 | 10 | 0.81711
35470 | 4.68 | 1 | 365 | 5.3296 | 0.72476 | 6 | 0.054347
35468 | 7.155 | 1 | 365 | 8.1481 | 0.39651 | 8 | 0.54463
35479 | 7.54 | 1 | 365 | 8.5866 | 0.27878 | 8 | 0.86534
35481 | 7.95 | 1 | 365 | 9.0535 | 0.21835 | 9 | 0.27181
35482 | 3.12 | 1 | 365 | 3.5531 | 0.14984 | 3 | 0.7029
35475 | 8.58 | 1 | 365 | 9.7709 | 0.66207 | 10 | 0.43297
35493 | 12.455 | 1 | 365 | 14.1838 | 0.54208 | 14 | 0.72583
35491 | 12.48 | 1 | 365 | 14.2122 | 0.59937 | 14 | 0.81159
35488 | 6.24 | 1 | 365 | 7.1061 | 0.29968 | 7 | 0.4058
35502 | 11.44 | 1 | 365 | 13.0279 | 0.21609 | 13 | 0.24396
35516 | 4.42 | 1 | 365 | 5.0335 | 0.12894 | 5 | 0.16244
35512 | 4.68 | 1 | 365 | 5.3296 | 0.72476 | 6 | 0.054347
35522 | 7.8 | 1 | 365 | 8.8826 | 0.8746 | 9 | 0.75724
35523 | 3.38 | 1 | 365 | 3.8491 | 0.74566 | 4 | 0.59481
35521 | 5.46 | 1 | 365 | 6.2178 | 0.51222 | 6 | 0.73007
35501 | 6.24 | 1 | 365 | 7.1061 | 0.29968 | 7 | 0.4058
35392 | 5.72 | 1 | 365 | 6.5139 | 0.10804 | 6 | 0.62198
35398 | 5.46 | 1 | 365 | 6.2178 | 0.51222 | 6 | 0.73007
35402 | 3.975 | 1 | 365 | 4.5267 | 0.10917 | 4 | 0.6359
35395 | 9.88 | 1 | 365 | 11.2513 | 0.64117 | 11 | 0.89251
35404 | 4.94 | 1 | 365 | 5.6257 | 0.32058 | 5 | 0.94626
35406 | 7.28 | 1 | 365 | 8.2905 | 0.68296 | 8 | 0.97343
35401 | 10.66 | 1 | 365 | 12.1396 | 0.42863 | 12 | 0.56823
35407 | 4.68 | 1 | 365 | 5.3296 | 0.72476 | 6 | 0.054347
35399 | 5.72 | 1 | 365 | 6.5139 | 0.10804 | 6 | 0.62198
35408 | 3.38 | 1 | 365 | 3.8491 | 0.74566 | 4 | 0.59481
35082 | 5.32 | 1 | 365 | 6.0584 | 0.1914 | 6 | 0.24981
35405 | 8.06 | 1 | 365 | 9.1787 | 0.47042 | 9 | 0.64915
35447 | 13.5 | 1 | 365 | 15.3738 | 0.93682 | 16 | 0.31062
35455 | 3.25 | 1 | 365 | 3.7011 | 0.44775 | 4 | 0.14885
35467 | 4.48 | 1 | 365 | 5.1018 | 0.26644 | 5 | 0.36826
35480 | 7.41 | 1 | 365 | 8.4385 | 0.98087 | 9 | 0.41938
35496 | 11 | 1 | 365 | 12.5268 | 0.20778 | 12 | 0.73458
35508 | 4.16 | 1 | 365 | 4.7374 | 0.53312 | 5 | 0.27053
35519 | 6.76 | 1 | 365 | 7.6983 | 0.49132 | 8 | 0.18961
35526 | 10.05 | 1 | 365 | 11.4449 | 0.030741 | 11 | 0.47568
35534 | 15.3 | 1 | 365 | 17.4236 | 0.061725 | 17 | 0.48536
35469 | 8.7 | 1 | 365 | 9.9076 | 0.93706 | 10 | 0.84462
35520 | 7.2 | 1 | 365 | 8.1994 | 0.49964 | 8 | 0.699
35507 | 3 | 1 | 365 | 3.4164 | 0.87485 | 4 | 0.29125
32105 | 4.905 | 1 | 365 | 5.5858 | 0.24038 | 5 | 0.82619
32118 | 6.867 | 1 | 365 | 7.8201 | 0.73653 | 8 | 0.55667
35409 | 14.04 | 1 | 365 | 15.9888 | 0.17429 | 16 | 0.16304
35412 | 6.24 | 1 | 365 | 7.1061 | 0.29968 | 7 | 0.4058
35414 | 6.76 | 1 | 365 | 7.6983 | 0.49132 | 8 | 0.18961
35410 | 8.32 | 1 | 365 | 9.4748 | 0.066245 | 9 | 0.54106
35416 | 5.98 | 1 | 365 | 6.81 | 0.70386 | 7 | 0.51389
35418 | 7.28 | 1 | 365 | 8.2905 | 0.68296 | 8 | 0.97343
35413 | 9.88 | 1 | 365 | 11.2513 | 0.64117 | 11 | 0.89251
35420 | 4.68 | 1 | 365 | 5.3296 | 0.72476 | 6 | 0.054347
35417 | 4.94 | 1 | 365 | 5.6257 | 0.32058 | 5 | 0.94626
30808 | 7.28 | 1 | 365 | 8.2905 | 0.68296 | 8 | 0.97343
35422 | 5.98 | 1 | 365 | 6.81 | 0.70386 | 7 | 0.51389
35430 | 4.42 | 1 | 365 | 5.0335 | 0.12894 | 5 | 0.16244
35426 | 3.445 | 1 | 365 | 3.9232 | 0.89462 | 4 | 0.81778
35435 | 8.84 | 1 | 365 | 10.067 | 0.25789 | 10 | 0.32488
35424 | 6.5 | 1 | 365 | 7.4022 | 0.8955 | 8 | 0.2977
35429 | 12.985 | 1 | 365 | 14.7873 | 0.75663 | 15 | 0.54395
35438 | 5.3 | 1 | 365 | 6.0356 | 0.14556 | 6 | 0.1812
35532 | 12 | 1 | 365 | 13.6656 | 0.49939 | 14 | 0.16499
35559 | 7.155 | 1 | 365 | 8.1481 | 0.39651 | 8 | 0.54463
35548 | 5.5 | 1 | 365 | 6.2634 | 0.60389 | 6 | 0.86729
35585 | 9.075 | 1 | 365 | 10.3346 | 0.79642 | 11 | 0.13103
35592 | 3.64 | 1 | 365 | 4.1452 | 0.34148 | 4 | 0.48671
35631 | 4.95 | 1 | 365 | 5.6371 | 0.3435 | 5 | 0.98056
35639 | 6.3 | 1 | 365 | 7.1744 | 0.43718 | 7 | 0.61162
35647 | 14.5 | 1 | 365 | 16.5126 | 0.22843 | 16 | 0.74103
35636 | 4.95 | 1 | 365 | 5.6371 | 0.3435 | 5 | 0.98056
35652 | 4.5 | 1 | 365 | 5.1246 | 0.31227 | 5 | 0.43687
35575 | 7.13 | 1 | 365 | 8.1196 | 0.33922 | 8 | 0.45887
35606 | 10.5 | 1 | 365 | 11.9574 | 0.061968 | 12 | 0.019368
35616 | 7.75 | 1 | 365 | 8.8257 | 0.76002 | 9 | 0.58572
35623 | 8.75 | 1 | 365 | 9.9645 | 0.05164 | 10 | 0.01614
35627 | 9.25 | 1 | 365 | 10.5339 | 0.19745 | 10 | 0.73135
35640 | 9.72 | 1 | 365 | 11.0691 | 0.27451 | 11 | 0.34364
35680 | 3.64 | 1 | 365 | 4.1452 | 0.34148 | 4 | 0.48671
35682 | 3.36 | 1 | 365 | 3.8264 | 0.69983 | 4 | 0.5262
35683 | 8 | 1 | 365 | 9.1104 | 0.33293 | 9 | 0.44333
35684 | 3.5 | 1 | 365 | 3.9858 | 0.020656 | 4 | 0.006456
35721 | 5.88 | 1 | 365 | 6.6961 | 0.4747 | 7 | 0.17085
35729 | 6.75 | 1 | 365 | 7.6869 | 0.46841 | 8 | 0.15531
35744 | 11.725 | 1 | 365 | 13.3524 | 0.8692 | 14 | 0.22163
35749 | 8.06 | 1 | 365 | 9.1787 | 0.47042 | 9 | 0.64915
35461 | 20.52 | 1 | 365 | 23.3682 | 0.02396 | 23 | 0.39214
35546 | 12.6 | 1 | 365 | 14.3489 | 0.87436 | 15 | 0.22324
35556 | 9.156 | 1 | 365 | 10.4269 | 0.98204 | 11 | 0.40889
35577 | 10.05 | 1 | 365 | 11.4449 | 0.030741 | 11 | 0.47568
35613 | 8.55 | 1 | 365 | 9.7367 | 0.59332 | 10 | 0.33006
34679 | 11.16 | 1 | 365 | 12.709 | 0.57443 | 13 | 0.28344
35632 | 8.55 | 1 | 365 | 9.7367 | 0.59332 | 10 | 0.33006
35661 | 8.28 | 1 | 365 | 9.4293 | 0.97458 | 10 | 0.40384
35662 | 6.24 | 1 | 365 | 7.1061 | 0.29968 | 7 | 0.4058
35664 | 8.71 | 1 | 365 | 9.9189 | 0.95998 | 10 | 0.87892
35665 | 5.6 | 1 | 365 | 6.3773 | 0.83305 | 7 | 0.21033
35666 | 6.24 | 1 | 365 | 7.1061 | 0.29968 | 7 | 0.4058
35668 | 3.795 | 1 | 365 | 4.3217 | 0.69668 | 5 | 0.018429
35669 | 9.96 | 1 | 365 | 11.3424 | 0.8245 | 12 | 0.16694
35670 | 4.32 | 1 | 365 | 4.9196 | 0.89978 | 5 | 0.8194
35672 | 7.02 | 1 | 365 | 7.9944 | 0.087144 | 8 | 0.08152
35685 | 12.42 | 1 | 365 | 14.1439 | 0.46187 | 14 | 0.60577
35697 | 9.76 | 1 | 365 | 11.1147 | 0.36617 | 11 | 0.48086
35712 | 11.2 | 1 | 365 | 12.7546 | 0.6661 | 13 | 0.42066
35703 | 8.64 | 1 | 365 | 9.8392 | 0.79956 | 10 | 0.63879
35715 | 6.48 | 1 | 365 | 7.3794 | 0.84967 | 8 | 0.2291
35716 | 19.62 | 1 | 365 | 22.3433 | 0.96151 | 23 | 0.30476
35755 | 3.9 | 1 | 365 | 4.4413 | 0.9373 | 5 | 0.37862
35759 | 7 | 1 | 365 | 7.9716 | 0.041312 | 8 | 0.012912
35764 | 7.32 | 1 | 365 | 8.336 | 0.77463 | 9 | 0.11065
35767 | 5.795 | 1 | 365 | 6.5993 | 0.27991 | 6 | 0.87926
35776 | 5 | 1 | 365 | 5.694 | 0.45808 | 6 | 0.15208
35780 | 5.4 | 1 | 365 | 6.1495 | 0.37473 | 6 | 0.52425
35789 | 8.28 | 1 | 365 | 9.4293 | 0.97458 | 10 | 0.40384
35790 | 9.66 | 1 | 365 | 11.0008 | 0.13701 | 11 | 0.13782
35792 | 8.32 | 1 | 365 | 9.4748 | 0.066245 | 9 | 0.54106
35675 | 8.58 | 1 | 365 | 9.7709 | 0.66207 | 10 | 0.43297
35676 | 9.75 | 1 | 365 | 11.1033 | 0.34326 | 11 | 0.44656
35725 | 8 | 1 | 365 | 9.1104 | 0.33293 | 9 | 0.44333
35717 | 4.95 | 1 | 365 | 5.6371 | 0.3435 | 5 | 0.98056
35730 | 6.75 | 1 | 365 | 7.6869 | 0.46841 | 8 | 0.15531
35731 | 5.25 | 1 | 365 | 5.9787 | 0.030984 | 6 | 0.009684
35791 | 13.407 | 1 | 365 | 15.2679 | 0.7237 | 15 | 0.99159
35794 | 10.5 | 1 | 365 | 11.9574 | 0.061968 | 12 | 0.019368
35719 | 6.48 | 1 | 365 | 7.3794 | 0.84967 | 8 | 0.2291
35720 | 7.54 | 1 | 365 | 8.5866 | 0.27878 | 8 | 0.86534
35805 | 6.25 | 1 | 365 | 7.1175 | 0.3226 | 7 | 0.4401
35807 | 3.25 | 1 | 365 | 3.7011 | 0.44775 | 4 | 0.14885
35811 | 6.48 | 1 | 365 | 7.3794 | 0.84967 | 8 | 0.2291
35722 | 4.59 | 1 | 365 | 5.2271 | 0.51852 | 5 | 0.74561
35788 | 6.1 | 1 | 365 | 6.9467 | 0.97886 | 7 | 0.92554
35812 | 5.7 | 1 | 365 | 6.4912 | 0.062211 | 6 | 0.55337
35813 | 11.97 | 1 | 365 | 13.6314 | 0.43064 | 14 | 0.06208
35816 | 8.55 | 1 | 365 | 9.7367 | 0.59332 | 10 | 0.33006
35727 | 9.36 | 1 | 365 | 10.6592 | 0.44953 | 11 | 0.10869
35832 | 13.52 | 1 | 365 | 15.3966 | 0.98265 | 16 | 0.37922
35834 | 6.6 | 1 | 365 | 7.5161 | 0.12467 | 7 | 0.64075
35841 | 8.64 | 1 | 365 | 9.8392 | 0.79956 | 10 | 0.63879
35837 | 9.72 | 1 | 365 | 11.0691 | 0.27451 | 11 | 0.34364
35851 | 5.04 | 1 | 365 | 5.7396 | 0.54974 | 6 | 0.2893
35849 | 8.32 | 1 | 365 | 9.4748 | 0.066245 | 9 | 0.54106
35854 | 9.88 | 1 | 365 | 11.2513 | 0.64117 | 11 | 0.89251
35858 | 7.29 | 1 | 365 | 8.3019 | 0.70588 | 9 | 0.0077326
35543 | 4.68 | 1 | 365 | 5.3296 | 0.72476 | 6 | 0.054347
35861 | 8.37 | 1 | 365 | 9.5318 | 0.18083 | 9 | 0.71258
35865 | 6.885 | 1 | 365 | 7.8406 | 0.77778 | 8 | 0.61841
35862 | 10.4 | 1 | 365 | 11.8435 | 0.83281 | 12 | 0.67633
35544 | 11.44 | 1 | 365 | 13.0279 | 0.21609 | 13 | 0.24396
35871 | 3.64 | 1 | 365 | 4.1452 | 0.34148 | 4 | 0.48671
35552 | 4.94 | 1 | 365 | 5.6257 | 0.32058 | 5 | 0.94626
35869 | 7.54 | 1 | 365 | 8.5866 | 0.27878 | 8 | 0.86534
35872 | 8.84 | 1 | 365 | 10.067 | 0.25789 | 10 | 0.32488
35554 | 5.46 | 1 | 365 | 6.2178 | 0.51222 | 6 | 0.73007
35876 | 6.5 | 1 | 365 | 7.4022 | 0.8955 | 8 | 0.2977
31747 | 7.65 | 1 | 365 | 8.7118 | 0.53086 | 9 | 0.24268
35564 | 10.92 | 1 | 365 | 12.4357 | 0.024447 | 12 | 0.46014
35877 | 7.54 | 1 | 365 | 8.5866 | 0.27878 | 8 | 0.86534
35885 | 12.74 | 1 | 365 | 14.5083 | 0.19519 | 14 | 0.7035
35878 | 8.06 | 1 | 365 | 9.1787 | 0.47042 | 9 | 0.64915
35888 | 4.94 | 1 | 365 | 5.6257 | 0.32058 | 5 | 0.94626
35573 | 14.04 | 1 | 365 | 15.9888 | 0.17429 | 16 | 0.16304
34653 | 6 | 1 | 365 | 6.8328 | 0.7497 | 7 | 0.5825
35570 | 10.4 | 1 | 365 | 11.8435 | 0.83281 | 12 | 0.67633
35881 | 5.1 | 1 | 365 | 5.8079 | 0.68724 | 6 | 0.49512
35562 | 2.34 | 1 | 365 | 2.6648 | 0.36238 | 3 | 0.027173
35578 | 11.7 | 1 | 365 | 13.324 | 0.81191 | 14 | 0.13587
35551 | 10.14 | 1 | 365 | 11.5474 | 0.23699 | 11 | 0.78442
35589 | 5.72 | 1 | 365 | 6.5139 | 0.10804 | 6 | 0.62198
35596 | 5.98 | 1 | 365 | 6.81 | 0.70386 | 7 | 0.51389
35581 | 6.76 | 1 | 365 | 7.6983 | 0.49132 | 8 | 0.18961
35594 | 11.44 | 1 | 365 | 13.0279 | 0.21609 | 13 | 0.24396
35889 | 9.36 | 1 | 365 | 10.6592 | 0.44953 | 11 | 0.10869
35600 | 6.76 | 1 | 365 | 7.6983 | 0.49132 | 8 | 0.18961
35893 | 5.98 | 1 | 365 | 6.81 | 0.70386 | 7 | 0.51389
35608 | 5.5 | 1 | 365 | 6.2634 | 0.60389 | 6 | 0.86729
35891 | 7.8 | 1 | 365 | 8.8826 | 0.8746 | 9 | 0.75724
35602 | 3.38 | 1 | 365 | 3.8491 | 0.74566 | 4 | 0.59481
35898 | 4.42 | 1 | 365 | 5.0335 | 0.12894 | 5 | 0.16244
35611 | 8.58 | 1 | 365 | 9.7709 | 0.66207 | 10 | 0.43297
35956 | 8.32 | 1 | 365 | 9.4748 | 0.066245 | 9 | 0.54106
35963 | 7.14 | 1 | 365 | 8.131 | 0.36214 | 8 | 0.49317
35603 | 7.8 | 1 | 365 | 8.8826 | 0.8746 | 9 | 0.75724
35965 | 4.68 | 1 | 365 | 5.3296 | 0.72476 | 6 | 0.054347
34956 | 3.9 | 1 | 365 | 4.4413 | 0.9373 | 5 | 0.37862
35967 | 6.24 | 1 | 365 | 7.1061 | 0.29968 | 7 | 0.4058
35621 | 12.48 | 1 | 365 | 14.2122 | 0.59937 | 14 | 0.81159
35969 | 9.88 | 1 | 365 | 11.2513 | 0.64117 | 11 | 0.89251
35973 | 7.28 | 1 | 365 | 8.2905 | 0.68296 | 8 | 0.97343
35625 | 2.97 | 1 | 365 | 3.3822 | 0.8061 | 4 | 0.18834
35976 | 4.68 | 1 | 365 | 5.3296 | 0.72476 | 6 | 0.054347
35628 | 4.24 | 1 | 365 | 4.8285 | 0.71645 | 5 | 0.54496
35879 | 5.2 | 1 | 365 | 5.9218 | 0.9164 | 6 | 0.83816
35890 | 6.12 | 1 | 365 | 6.9695 | 0.02469 | 6 | 0.99415
35896 | 13.52 | 1 | 365 | 15.3966 | 0.98265 | 16 | 0.37922
34057 | 8.84 | 1 | 365 | 10.067 | 0.25789 | 10 | 0.32488
35907 | 16.12 | 1 | 365 | 18.3575 | 0.94085 | 19 | 0.29831
33605 | 11.44 | 1 | 365 | 13.0279 | 0.21609 | 13 | 0.24396
32465 | 5.72 | 1 | 365 | 6.5139 | 0.10804 | 6 | 0.62198
35921 | 8.58 | 1 | 365 | 9.7709 | 0.66207 | 10 | 0.43297
35935 | 3.57 | 1 | 365 | 4.0655 | 0.18107 | 4 | 0.24659
35944 | 14.04 | 1 | 365 | 15.9888 | 0.17429 | 16 | 0.16304
35629 | 5.46 | 1 | 365 | 6.2178 | 0.51222 | 6 | 0.73007
30205 | 2.08 | 1 | 365 | 2.3687 | 0.76656 | 3 | 0.13527
30248 | 11.395 | 1 | 365 | 12.9766 | 0.11296 | 13 | 0.08959
35992 | 4.42 | 1 | 365 | 5.0335 | 0.12894 | 5 | 0.16244
35635 | 10.4 | 1 | 365 | 11.8435 | 0.83281 | 12 | 0.67633
35996 | 7.95 | 1 | 365 | 9.0535 | 0.21835 | 9 | 0.27181
34689 | 4.59 | 1 | 365 | 5.2271 | 0.51852 | 5 | 0.74561
35993 | 11.18 | 1 | 365 | 12.7318 | 0.62027 | 13 | 0.35205
35638 | 8.84 | 1 | 365 | 10.067 | 0.25789 | 10 | 0.32488
35999 | 4.16 | 1 | 365 | 4.7374 | 0.53312 | 5 | 0.27053
30409 | 2.86 | 1 | 365 | 3.257 | 0.55402 | 3 | 0.81099
36001 | 8.58 | 1 | 365 | 9.7709 | 0.66207 | 10 | 0.43297
35997 | 5.2 | 1 | 365 | 5.9218 | 0.9164 | 6 | 0.83816
18444 | 7.905 | 1 | 365 | 9.0022 | 0.11522 | 9 | 0.11744
36010 | 11.925 | 1 | 365 | 13.5802 | 0.32752 | 13 | 0.90771
35641 | 10.4 | 1 | 365 | 11.8435 | 0.83281 | 12 | 0.67633
36008 | 7.28 | 1 | 365 | 8.2905 | 0.68296 | 8 | 0.97343
31785 | 5.98 | 1 | 365 | 6.81 | 0.70386 | 7 | 0.51389
33839 | 8.58 | 1 | 365 | 9.7709 | 0.66207 | 10 | 0.43297
31432 | 4.94 | 1 | 365 | 5.6257 | 0.32058 | 5 | 0.94626
35517 | 21.42 | 1 | 365 | 24.3931 | 0.086415 | 24 | 0.47951
32856 | 7.02 | 1 | 365 | 7.9944 | 0.087144 | 8 | 0.08152
35529 | 3.12 | 1 | 365 | 3.5531 | 0.14984 | 3 | 0.7029
35646 | 9.36 | 1 | 365 | 10.6592 | 0.44953 | 11 | 0.10869
35939 | 1.785 | 1 | 365 | 2.0328 | 0.090535 | 2 | 0.12329
32276 | 9.62 | 1 | 365 | 10.9553 | 0.045346 | 11 | 0.00060192
35649 | 2.43 | 1 | 365 | 2.7673 | 0.56863 | 3 | 0.33591
35974 | 6.24 | 1 | 365 | 7.1061 | 0.29968 | 7 | 0.4058
35654 | 9.69 | 1 | 365 | 11.035 | 0.20576 | 11 | 0.24073
35908 | 11.4 | 1 | 365 | 12.9823 | 0.12442 | 13 | 0.10674
35653 | 6.5 | 1 | 365 | 7.4022 | 0.8955 | 8 | 0.2977
35927 | 5.4 | 1 | 365 | 6.1495 | 0.37473 | 6 | 0.52425
30837 | 6.76 | 1 | 365 | 7.6983 | 0.49132 | 8 | 0.18961
35903 | 7.02 | 1 | 365 | 7.9944 | 0.087144 | 8 | 0.08152
35962 | 7.8 | 1 | 365 | 8.8826 | 0.8746 | 9 | 0.75724
35656 | 7.8 | 1 | 365 | 8.8826 | 0.8746 | 9 | 0.75724
35970 | 8.4 | 1 | 365 | 9.5659 | 0.24957 | 9 | 0.81549
35983 | 2.52 | 1 | 365 | 2.8698 | 0.77487 | 3 | 0.64465
35994 | 3.36 | 1 | 365 | 3.8264 | 0.69983 | 4 | 0.5262
35713 | 17.08 | 1 | 365 | 19.4507 | 0.1408 | 19 | 0.59151
36003 | 4.24 | 1 | 365 | 4.8285 | 0.71645 | 5 | 0.54496
35847 | 7.54 | 1 | 365 | 8.5866 | 0.27878 | 8 | 0.86534
35990 | 7.315 | 1 | 365 | 8.3303 | 0.76317 | 9 | 0.093493
35860 | 13.5 | 1 | 365 | 15.3738 | 0.93682 | 16 | 0.31062
36000 | 5.805 | 1 | 365 | 6.6107 | 0.30283 | 6 | 0.91356
36025 | 5.04 | 1 | 365 | 5.7396 | 0.54974 | 6 | 0.2893
35906 | 7.2 | 1 | 365 | 8.1994 | 0.49964 | 8 | 0.699
35952 | 6.24 | 1 | 365 | 7.1061 | 0.29968 | 7 | 0.4058
35814 | 5.6 | 1 | 365 | 6.3773 | 0.83305 | 7 | 0.21033
36227 | 10.1 | 1 | 365 | 11.5019 | 0.14532 | 11 | 0.6472
36251 | 5.725 | 1 | 365 | 6.5196 | 0.1195 | 6 | 0.63913
35539 | 9.54 | 1 | 365 | 10.8642 | 0.86202 | 11 | 0.72617
36254 | 6.51 | 1 | 365 | 7.4136 | 0.91842 | 8 | 0.33201
36017 | 2.86 | 1 | 365 | 3.257 | 0.55402 | 3 | 0.81099
36016 | 13.52 | 1 | 365 | 15.3966 | 0.98265 | 16 | 0.37922
36020 | 12.72 | 1 | 365 | 14.4855 | 0.14936 | 14 | 0.63489
36019 | 8.84 | 1 | 365 | 10.067 | 0.25789 | 10 | 0.32488
36024 | 2.34 | 1 | 365 | 2.6648 | 0.36238 | 3 | 0.027173
36021 | 10.2 | 1 | 365 | 11.6158 | 0.37448 | 11 | 0.99024
36031 | 7.28 | 1 | 365 | 8.2905 | 0.68296 | 8 | 0.97343
36032 | 11.13 | 1 | 365 | 12.6748 | 0.50569 | 13 | 0.18053
36034 | 5.2 | 1 | 365 | 5.9218 | 0.9164 | 6 | 0.83816
30385 | 10.14 | 1 | 365 | 11.5474 | 0.23699 | 11 | 0.78442
36036 | 11.44 | 1 | 365 | 13.0279 | 0.21609 | 13 | 0.24396
36037 | 4.42 | 1 | 365 | 5.0335 | 0.12894 | 5 | 0.16244
36041 | 6.24 | 1 | 365 | 7.1061 | 0.29968 | 7 | 0.4058
36043 | 4.42 | 1 | 365 | 5.0335 | 0.12894 | 5 | 0.16244
36044 | 3.975 | 1 | 365 | 4.5267 | 0.10917 | 4 | 0.6359
36050 | 2.08 | 1 | 365 | 2.3687 | 0.76656 | 3 | 0.13527
36049 | 12.22 | 1 | 365 | 13.9161 | 0.0035475 | 13 | 0.91968
36051 | 2.08 | 1 | 365 | 2.3687 | 0.76656 | 3 | 0.13527
36059 | 7.14 | 1 | 365 | 8.131 | 0.36214 | 8 | 0.49317
36064 | 5.72 | 1 | 365 | 6.5139 | 0.10804 | 6 | 0.62198
36047 | 8.58 | 1 | 365 | 9.7709 | 0.66207 | 10 | 0.43297
36062 | 6.76 | 1 | 365 | 7.6983 | 0.49132 | 8 | 0.18961
36058 | 4.42 | 1 | 365 | 5.0335 | 0.12894 | 5 | 0.16244
36072 | 6.24 | 1 | 365 | 7.1061 | 0.29968 | 7 | 0.4058
36074 | 3.18 | 1 | 365 | 3.6214 | 0.28734 | 3 | 0.90872
36075 | 5.72 | 1 | 365 | 6.5139 | 0.10804 | 6 | 0.62198
36067 | 7.54 | 1 | 365 | 8.5866 | 0.27878 | 8 | 0.86534
36079 | 14.04 | 1 | 365 | 15.9888 | 0.17429 | 16 | 0.16304
36027 | 8.745 | 1 | 365 | 9.9588 | 0.040182 | 9 | 0.99899
36045 | 5.61 | 1 | 365 | 6.3887 | 0.85597 | 7 | 0.24463
36065 | 2.08 | 1 | 365 | 2.3687 | 0.76656 | 3 | 0.13527
36077 | 5.035 | 1 | 365 | 5.7339 | 0.53829 | 6 | 0.27214
36085 | 6.89 | 1 | 365 | 7.8463 | 0.78923 | 8 | 0.63557
36082 | 6.76 | 1 | 365 | 7.6983 | 0.49132 | 8 | 0.18961
35975 | 14.82 | 1 | 365 | 16.877 | 0.96175 | 17 | 0.83877
35984 | 8.16 | 1 | 365 | 9.2926 | 0.69959 | 9 | 0.99219
36002 | 8.84 | 1 | 365 | 10.067 | 0.25789 | 10 | 0.32488
36087 | 6.24 | 1 | 365 | 7.1061 | 0.29968 | 7 | 0.4058
36089 | 2.34 | 1 | 365 | 2.6648 | 0.36238 | 3 | 0.027173
36090 | 10.4 | 1 | 365 | 11.8435 | 0.83281 | 12 | 0.67633
33669 | 4.16 | 1 | 365 | 4.7374 | 0.53312 | 5 | 0.27053
36088 | 5.72 | 1 | 365 | 6.5139 | 0.10804 | 6 | 0.62198
36094 | 5.2 | 1 | 365 | 5.9218 | 0.9164 | 6 | 0.83816
36092 | 7.02 | 1 | 365 | 7.9944 | 0.087144 | 8 | 0.08152
36096 | 6.375 | 1 | 365 | 7.2599 | 0.60905 | 7 | 0.8689
36095 | 5.46 | 1 | 365 | 6.2178 | 0.51222 | 6 | 0.73007
36084 | 7.155 | 1 | 365 | 8.1481 | 0.39651 | 8 | 0.54463
36093 | 7.02 | 1 | 365 | 7.9944 | 0.087144 | 8 | 0.08152
36099 | 6.89 | 1 | 365 | 7.8463 | 0.78923 | 8 | 0.63557
36280 | 5.775 | 1 | 365 | 6.5766 | 0.23408 | 6 | 0.81065
36102 | 5.72 | 1 | 365 | 6.5139 | 0.10804 | 6 | 0.62198
36104 | 5.2 | 1 | 365 | 5.9218 | 0.9164 | 6 | 0.83816
36282 | 4.95 | 1 | 365 | 5.6371 | 0.3435 | 5 | 0.98056
34634 | 5.72 | 1 | 365 | 6.5139 | 0.10804 | 6 | 0.62198
36103 | 9.62 | 1 | 365 | 10.9553 | 0.045346 | 11 | 0.00060192
36106 | 8.06 | 1 | 365 | 9.1787 | 0.47042 | 9 | 0.64915
36105 | 9.88 | 1 | 365 | 11.2513 | 0.64117 | 11 | 0.89251
36285 | 6.325 | 1 | 365 | 7.2029 | 0.49447 | 7 | 0.69738
36129 | 8.58 | 1 | 365 | 9.7709 | 0.66207 | 10 | 0.43297
36130 | 6.75 | 1 | 365 | 7.6869 | 0.46841 | 8 | 0.15531
36134 | 14.025 | 1 | 365 | 15.9717 | 0.13991 | 16 | 0.11158
36137 | 2.805 | 1 | 365 | 3.1943 | 0.42798 | 3 | 0.62232
36139 | 4.68 | 1 | 365 | 5.3296 | 0.72476 | 6 | 0.054347
36141 | 8.06 | 1 | 365 | 9.1787 | 0.47042 | 9 | 0.64915
36145 | 4.16 | 1 | 365 | 4.7374 | 0.53312 | 5 | 0.27053
36146 | 6.21 | 1 | 365 | 7.0719 | 0.23094 | 7 | 0.30288
36149 | 2.34 | 1 | 365 | 2.6648 | 0.36238 | 3 | 0.027173
36150 | 4.94 | 1 | 365 | 5.6257 | 0.32058 | 5 | 0.94626
36153 | 7.02 | 1 | 365 | 7.9944 | 0.087144 | 8 | 0.08152
36154 | 6.5 | 1 | 365 | 7.4022 | 0.8955 | 8 | 0.2977
36156 | 3.9 | 1 | 365 | 4.4413 | 0.9373 | 5 | 0.37862
36164 | 5.98 | 1 | 365 | 6.81 | 0.70386 | 7 | 0.51389
36165 | 13.26 | 1 | 365 | 15.1005 | 0.38683 | 15 | 0.48732
36167 | 5.2 | 1 | 365 | 5.9218 | 0.9164 | 6 | 0.83816
36169 | 11.96 | 1 | 365 | 13.62 | 0.40773 | 14 | 0.027775
36288 | 4.125 | 1 | 365 | 4.6975 | 0.45292 | 5 | 0.15047
36168 | 9.435 | 1 | 365 | 10.7446 | 0.6214 | 11 | 0.36597
36231 | 8.32 | 1 | 365 | 9.4748 | 0.066245 | 9 | 0.54106
36234 | 10.14 | 1 | 365 | 11.5474 | 0.23699 | 11 | 0.78442
36290 | 5.2 | 1 | 365 | 5.9218 | 0.9164 | 6 | 0.83816
36235 | 7.8 | 1 | 365 | 8.8826 | 0.8746 | 9 | 0.75724
36243 | 6.76 | 1 | 365 | 7.6983 | 0.49132 | 8 | 0.18961
35902 | 9.88 | 1 | 365 | 11.2513 | 0.64117 | 11 | 0.89251
35870 | 10.6 | 1 | 365 | 12.0713 | 0.29113 | 12 | 0.36241
35928 | 6.24 | 1 | 365 | 7.1061 | 0.29968 | 7 | 0.4058
35932 | 3.06 | 1 | 365 | 3.4847 | 0.012345 | 3 | 0.49707
37005 | 6 | 1 | 365 | 6.8328 | 0.7497 | 7 | 0.5825
35433 | 5.46 | 1 | 365 | 6.2178 | 0.51222 | 6 | 0.73007
35728 | 12.1 | 1 | 365 | 13.7795 | 0.72855 | 14 | 0.50803
35900 | 4.16 | 1 | 365 | 4.7374 | 0.53312 | 5 | 0.27053
36264 | 5.98 | 1 | 365 | 6.81 | 0.70386 | 7 | 0.51389
36297 | 8.58 | 1 | 365 | 9.7709 | 0.66207 | 10 | 0.43297
36306 | 9.36 | 1 | 365 | 10.6592 | 0.44953 | 11 | 0.10869
36313 | 3.3 | 1 | 365 | 3.758 | 0.56233 | 4 | 0.32037
36309 | 8.84 | 1 | 365 | 10.067 | 0.25789 | 10 | 0.32488
36316 | 5.2 | 1 | 365 | 5.9218 | 0.9164 | 6 | 0.83816
36310 | 8.06 | 1 | 365 | 9.1787 | 0.47042 | 9 | 0.64915
36314 | 6.9 | 1 | 365 | 7.8577 | 0.81215 | 8 | 0.66987
36320 | 4.48 | 1 | 365 | 5.1018 | 0.26644 | 5 | 0.36826
36928 | 8.4 | 1 | 365 | 9.5659 | 0.24957 | 9 | 0.81549
36940 | 11.7 | 1 | 365 | 13.324 | 0.81191 | 14 | 0.13587
36831 | 2.915 | 1 | 365 | 3.3196 | 0.68006 | 3 | 0.99966
36727 | 8.84 | 1 | 365 | 10.067 | 0.25789 | 10 | 0.32488
36911 | 7.7 | 1 | 365 | 8.7688 | 0.64544 | 9 | 0.4142
36949 | 5.775 | 1 | 365 | 6.5766 | 0.23408 | 6 | 0.81065
36941 | 8.8 | 1 | 365 | 10.0214 | 0.16622 | 10 | 0.18766
36954 | 4.675 | 1 | 365 | 5.3239 | 0.7133 | 6 | 0.037195
36979 | 6.875 | 1 | 365 | 7.8293 | 0.75486 | 8 | 0.58411
37034 | 6.325 | 1 | 365 | 7.2029 | 0.49447 | 7 | 0.69738
37047 | 3.3 | 1 | 365 | 3.758 | 0.56233 | 4 | 0.32037
37104 | 11.275 | 1 | 365 | 12.84 | 0.83797 | 13 | 0.67794
36750 | 10.5 | 1 | 365 | 11.9574 | 0.061968 | 12 | 0.019368
36934 | 14.388 | 1 | 365 | 16.3851 | 0.97177 | 17 | 0.35683
36963 | 4.06 | 1 | 365 | 4.6235 | 0.30396 | 4 | 0.92749
36881 | 6.24 | 1 | 365 | 7.1061 | 0.29968 | 7 | 0.4058
36929 | 4.16 | 1 | 365 | 4.7374 | 0.53312 | 5 | 0.27053
36946 | 3.9 | 1 | 365 | 4.4413 | 0.9373 | 5 | 0.37862
36951 | 4.16 | 1 | 365 | 4.7374 | 0.53312 | 5 | 0.27053
36998 | 4.16 | 1 | 365 | 4.7374 | 0.53312 | 5 | 0.27053
32819 | 10.66 | 1 | 365 | 12.1396 | 0.42863 | 12 | 0.56823
34669 | 7.02 | 1 | 365 | 7.9944 | 0.087144 | 8 | 0.08152
33512 | 5.67 | 1 | 365 | 6.457 | 0.99346 | 7 | 0.45046
30770 | 9.1 | 1 | 365 | 10.3631 | 0.85371 | 11 | 0.21679
37092 | 14.04 | 1 | 365 | 15.9888 | 0.17429 | 16 | 0.16304
37082 | 4.08 | 1 | 365 | 4.6463 | 0.34979 | 4 | 0.9961
37099 | 5.2 | 1 | 365 | 5.9218 | 0.9164 | 6 | 0.83816
37094 | 3.38 | 1 | 365 | 3.8491 | 0.74566 | 4 | 0.59481
37105 | 10.4 | 1 | 365 | 11.8435 | 0.83281 | 12 | 0.67633
35710 | 6.84 | 1 | 365 | 7.7894 | 0.67465 | 8 | 0.46405
33957 | 4.08 | 1 | 365 | 4.6463 | 0.34979 | 4 | 0.9961
35550 | 3.64 | 1 | 365 | 4.1452 | 0.34148 | 4 | 0.48671
31435 | 2.6 | 1 | 365 | 2.9609 | 0.9582 | 3 | 0.91908
37056 | 8.58 | 1 | 365 | 9.7709 | 0.66207 | 10 | 0.43297
37060 | 9.1 | 1 | 365 | 10.3631 | 0.85371 | 11 | 0.21679
37063 | 9.88 | 1 | 365 | 11.2513 | 0.64117 | 11 | 0.89251
37067 | 7.54 | 1 | 365 | 8.5866 | 0.27878 | 8 | 0.86534
37071 | 8.58 | 1 | 365 | 9.7709 | 0.66207 | 10 | 0.43297
37072 | 5.2 | 1 | 365 | 5.9218 | 0.9164 | 6 | 0.83816
36923 | 7.54 | 1 | 365 | 8.5866 | 0.27878 | 8 | 0.86534
36599 | 6.24 | 1 | 365 | 7.1061 | 0.29968 | 7 | 0.4058
36603 | 6.89 | 1 | 365 | 7.8463 | 0.78923 | 8 | 0.63557
36622 | 11.44 | 1 | 365 | 13.0279 | 0.21609 | 13 | 0.24396
36620 | 11.61 | 1 | 365 | 13.2215 | 0.60566 | 13 | 0.82713
36638 | 6.27 | 1 | 365 | 7.1403 | 0.36843 | 7 | 0.50871
36618 | 6.375 | 1 | 365 | 7.2599 | 0.60905 | 7 | 0.8689
36636 | 3.18 | 1 | 365 | 3.6214 | 0.28734 | 3 | 0.90872
36597 | 4.578 | 1 | 365 | 5.2134 | 0.49102 | 5 | 0.70444
36510 | 6.76 | 1 | 365 | 7.6983 | 0.49132 | 8 | 0.18961
36579 | 14.715 | 1 | 365 | 16.7574 | 0.72113 | 17 | 0.47857
36046 | 7.28 | 1 | 365 | 8.2905 | 0.68296 | 8 | 0.97343
36602 | 6.76 | 1 | 365 | 7.6983 | 0.49132 | 8 | 0.18961
36927 | 6.76 | 1 | 365 | 7.6983 | 0.49132 | 8 | 0.18961
36648 | 4.68 | 1 | 365 | 5.3296 | 0.72476 | 6 | 0.054347
36913 | 9.88 | 1 | 365 | 11.2513 | 0.64117 | 11 | 0.89251
36651 | 6.48 | 1 | 365 | 7.3794 | 0.84967 | 8 | 0.2291
36843 | 12.74 | 1 | 365 | 14.5083 | 0.19519 | 14 | 0.7035
36662 | 3.9 | 1 | 365 | 4.4413 | 0.9373 | 5 | 0.37862
36860 | 10.14 | 1 | 365 | 11.5474 | 0.23699 | 11 | 0.78442
36840 | 8.58 | 1 | 365 | 9.7709 | 0.66207 | 10 | 0.43297
36676 | 7.56 | 1 | 365 | 8.6093 | 0.32462 | 8 | 0.93394
35396 | 7.155 | 1 | 365 | 8.1481 | 0.39651 | 8 | 0.54463
36769 | 7.54 | 1 | 365 | 8.5866 | 0.27878 | 8 | 0.86534
36712 | 5.98 | 1 | 365 | 6.81 | 0.70386 | 7 | 0.51389
36606 | 5.2 | 1 | 365 | 5.9218 | 0.9164 | 6 | 0.83816
36589 | 7.54 | 1 | 365 | 8.5866 | 0.27878 | 8 | 0.86534
36696 | 4.5 | 1 | 365 | 5.1246 | 0.31227 | 5 | 0.43687
36559 | 8.58 | 1 | 365 | 9.7709 | 0.66207 | 10 | 0.43297
36630 | 4.68 | 1 | 365 | 5.3296 | 0.72476 | 6 | 0.054347
36701 | 5.7 | 1 | 365 | 6.4912 | 0.062211 | 6 | 0.55337
30431 | 9.1 | 1 | 365 | 10.3631 | 0.85371 | 11 | 0.21679
36708 | 4.77 | 1 | 365 | 5.4321 | 0.93101 | 6 | 0.36308
30335 | 7.54 | 1 | 365 | 8.5866 | 0.27878 | 8 | 0.86534
37213 | 7.28 | 1 | 365 | 8.2905 | 0.68296 | 8 | 0.97343
36744 | 9.81 | 1 | 365 | 11.1716 | 0.48075 | 11 | 0.65238
37225 | 11.18 | 1 | 365 | 12.7318 | 0.62027 | 13 | 0.35205
17610 | 646.8 | 0.8 | 365 | 589.2607 | 0.77378 | 590 | 0.034455
17631 | 646.8 | 0.8 | 365 | 589.2607 | 0.77378 | 590 | 0.034455
36814 | 9.81 | 1 | 365 | 11.1716 | 0.48075 | 11 | 0.65238
36820 | 6.05 | 1 | 365 | 6.8897 | 0.86428 | 7 | 0.75402
36969 | 7.56 | 1 | 365 | 8.6093 | 0.32462 | 8 | 0.93394
36826 | 12.19 | 1 | 365 | 13.882 | 0.9348 | 14 | 0.81677
36977 | 7 | 1 | 365 | 7.9716 | 0.041312 | 8 | 0.012912
31469 | 5.72 | 1 | 365 | 6.5139 | 0.10804 | 6 | 0.62198
36650 | 10.8 | 1 | 365 | 12.299 | 0.74945 | 13 | 0.048493
36850 | 7.95 | 1 | 365 | 9.0535 | 0.21835 | 9 | 0.27181
36633 | 9.483 | 1 | 365 | 10.7992 | 0.73139 | 11 | 0.53063
36830 | 7.95 | 1 | 365 | 9.0535 | 0.21835 | 9 | 0.27181
36621 | 7.84 | 1 | 365 | 8.9282 | 0.96627 | 9 | 0.89446
36704 | 8.32 | 1 | 365 | 9.4748 | 0.066245 | 9 | 0.54106
36561 | 4.251 | 1 | 365 | 4.841 | 0.74166 | 5 | 0.5827
36721 | 7.8 | 1 | 365 | 8.8826 | 0.8746 | 9 | 0.75724
36982 | 10.464 | 1 | 365 | 11.9164 | 0.97947 | 12 | 0.89587
36752 | 4.16 | 1 | 365 | 4.7374 | 0.53312 | 5 | 0.27053
37112 | 14.79 | 1 | 365 | 16.8429 | 0.893 | 17 | 0.73585
36773 | 5.72 | 1 | 365 | 6.5139 | 0.10804 | 6 | 0.62198
37116 | 3.825 | 1 | 365 | 4.3559 | 0.76543 | 5 | 0.12134
36774 | 2.75 | 1 | 365 | 3.1317 | 0.30194 | 3 | 0.43364
37117 | 8.25 | 1 | 365 | 9.3951 | 0.90583 | 10 | 0.30093
36777 | 3.3 | 1 | 365 | 3.758 | 0.56233 | 4 | 0.32037
36783 | 8.4 | 1 | 365 | 9.5659 | 0.24957 | 9 | 0.81549
37121 | 7.395 | 1 | 365 | 8.4214 | 0.9465 | 9 | 0.36793
36785 | 4.125 | 1 | 365 | 4.6975 | 0.45292 | 5 | 0.15047
37123 | 9.35 | 1 | 365 | 10.6478 | 0.42661 | 11 | 0.07439
36787 | 7.975 | 1 | 365 | 9.0819 | 0.27564 | 9 | 0.35757
37125 | 10.45 | 1 | 365 | 11.9005 | 0.94739 | 12 | 0.84785
36790 | 7.5 | 1 | 365 | 8.541 | 0.18712 | 8 | 0.72812
37122 | 7.8 | 1 | 365 | 8.8826 | 0.8746 | 9 | 0.75724
36792 | 5.355 | 1 | 365 | 6.0983 | 0.2716 | 6 | 0.36988
37133 | 10.2 | 1 | 365 | 11.6158 | 0.37448 | 11 | 0.99024
36794 | 9.9 | 1 | 365 | 11.2741 | 0.687 | 11 | 0.96112
37136 | 12 | 1 | 365 | 13.6656 | 0.49939 | 14 | 0.16499
36793 | 11 | 1 | 365 | 12.5268 | 0.20778 | 12 | 0.73458
37137 | 3.6 | 1 | 365 | 4.0997 | 0.24982 | 4 | 0.3495
36795 | 8.25 | 1 | 365 | 9.3951 | 0.90583 | 10 | 0.30093
37139 | 9.6 | 1 | 365 | 10.9325 | 0.99951 | 11 | 0.93199
36796 | 11 | 1 | 365 | 12.5268 | 0.20778 | 12 | 0.73458
37142 | 7.2 | 1 | 365 | 8.1994 | 0.49964 | 8 | 0.699
36839 | 6.4 | 1 | 365 | 7.2883 | 0.66634 | 7 | 0.95466
36857 | 3.38 | 1 | 365 | 3.8491 | 0.74566 | 4 | 0.59481
36865 | 2.6 | 1 | 365 | 2.9609 | 0.9582 | 3 | 0.91908
32428 | 10.92 | 1 | 365 | 12.4357 | 0.024447 | 12 | 0.46014
37204 | 6.6 | 1 | 365 | 7.5161 | 0.12467 | 7 | 0.64075
36878 | 11.44 | 1 | 365 | 13.0279 | 0.21609 | 13 | 0.24396
36890 | 7.28 | 1 | 365 | 8.2905 | 0.68296 | 8 | 0.97343
36893 | 6.24 | 1 | 365 | 7.1061 | 0.29968 | 7 | 0.4058
36896 | 8.32 | 1 | 365 | 9.4748 | 0.066245 | 9 | 0.54106
36495 | 4.48 | 1 | 365 | 5.1018 | 0.26644 | 5 | 0.36826
36889 | 6.76 | 1 | 365 | 7.6983 | 0.49132 | 8 | 0.18961
36516 | 9.24 | 1 | 365 | 10.5225 | 0.17453 | 10 | 0.69704
32629 | 7.8 | 1 | 365 | 8.8826 | 0.8746 | 9 | 0.75724
36523 | 4.48 | 1 | 365 | 5.1018 | 0.26644 | 5 | 0.36826
36525 | 7.84 | 1 | 365 | 8.9282 | 0.96627 | 9 | 0.89446
36528 | 7.84 | 1 | 365 | 8.9282 | 0.96627 | 9 | 0.89446
36534 | 4.48 | 1 | 365 | 5.1018 | 0.26644 | 5 | 0.36826
36537 | 6.16 | 1 | 365 | 7.015 | 0.11635 | 7 | 0.13136
36520 | 10.26 | 1 | 365 | 11.6841 | 0.51198 | 12 | 0.19607
37233 | 11.34 | 1 | 365 | 12.914 | 0.98693 | 13 | 0.90092
36531 | 7.15 | 1 | 365 | 8.1424 | 0.38505 | 8 | 0.52747
36541 | 8.415 | 1 | 365 | 9.583 | 0.28395 | 9 | 0.86695
37238 | 3.9 | 1 | 365 | 4.4413 | 0.9373 | 5 | 0.37862
36549 | 4.25 | 1 | 365 | 4.8399 | 0.73937 | 5 | 0.57927
37052 | 8.1 | 1 | 365 | 9.2243 | 0.56209 | 9 | 0.78637
36538 | 7.25 | 1 | 365 | 8.2563 | 0.61422 | 8 | 0.87052
37240 | 6.2 | 1 | 365 | 7.0606 | 0.20802 | 7 | 0.26858
37303 | 9.3 | 1 | 365 | 10.5908 | 0.31203 | 10 | 0.90287
36547 | 4.59 | 1 | 365 | 5.2271 | 0.51852 | 5 | 0.74561
36903 | 7.59 | 1 | 365 | 8.6435 | 0.39337 | 9 | 0.036857
36533 | 10.464 | 1 | 365 | 11.9164 | 0.97947 | 12 | 0.89587
36433 | 14.49 | 1 | 365 | 16.5012 | 0.20552 | 16 | 0.70673
37346 | 5.7 | 1 | 365 | 6.4912 | 0.062211 | 6 | 0.55337
33268 | 8.58 | 1 | 365 | 9.7709 | 0.66207 | 10 | 0.43297
37006 | 2.85 | 1 | 365 | 3.2456 | 0.53111 | 3 | 0.77669
37039 | 3.5 | 1 | 365 | 3.9858 | 0.020656 | 4 | 0.006456
43682 | 10.92 | 1 | 365 | 12.4357 | 0.024447 | 12 | 0.46014
37026 | 7.5 | 1 | 365 | 8.541 | 0.18712 | 8 | 0.72812
36508 | 5.72 | 1 | 365 | 6.5139 | 0.10804 | 6 | 0.62198
37061 | 9.75 | 1 | 365 | 11.1033 | 0.34326 | 11 | 0.44656
34664 | 8.32 | 1 | 365 | 9.4748 | 0.066245 | 9 | 0.54106
37064 | 12 | 1 | 365 | 13.6656 | 0.49939 | 14 | 0.16499
36554 | 8.58 | 1 | 365 | 9.7709 | 0.66207 | 10 | 0.43297
36555 | 2.86 | 1 | 365 | 3.257 | 0.55402 | 3 | 0.81099
36585 | 3.64 | 1 | 365 | 4.1452 | 0.34148 | 4 | 0.48671
36590 | 4.77 | 1 | 365 | 5.4321 | 0.93101 | 6 | 0.36308
37029 | 16.24 | 1 | 365 | 18.4941 | 0.21584 | 18 | 0.70996
36591 | 5.98 | 1 | 365 | 6.81 | 0.70386 | 7 | 0.51389
37044 | 7.28 | 1 | 365 | 8.2905 | 0.68296 | 8 | 0.97343
36592 | 2.65 | 1 | 365 | 3.0178 | 0.072782 | 3 | 0.090602
37054 | 6.76 | 1 | 365 | 7.6983 | 0.49132 | 8 | 0.18961
36593 | 5.2 | 1 | 365 | 5.9218 | 0.9164 | 6 | 0.83816
37070 | 7.02 | 1 | 365 | 7.9944 | 0.087144 | 8 | 0.08152
36359 | 13.44 | 1 | 365 | 15.3055 | 0.79932 | 16 | 0.10479
37077 | 13.02 | 1 | 365 | 14.8272 | 0.83684 | 15 | 0.66402
36230 | 3.51 | 1 | 365 | 3.9972 | 0.043572 | 4 | 0.04076
37093 | 8.55 | 1 | 365 | 9.7367 | 0.59332 | 10 | 0.33006
36588 | 8.84 | 1 | 365 | 10.067 | 0.25789 | 10 | 0.32488
37017 | 6.5 | 1 | 365 | 7.4022 | 0.8955 | 8 | 0.2977
37107 | 5.4 | 1 | 365 | 6.1495 | 0.37473 | 6 | 0.52425
36493 | 19.62 | 1 | 365 | 22.3433 | 0.96151 | 23 | 0.30476
37255 | 5.035 | 1 | 365 | 5.7339 | 0.53829 | 6 | 0.27214
36565 | 9 | 1 | 365 | 10.2492 | 0.62454 | 10 | 0.87374
37287 | 7.8 | 1 | 365 | 8.8826 | 0.8746 | 9 | 0.75724
37048 | 3.9 | 1 | 365 | 4.4413 | 0.9373 | 5 | 0.37862
37015 | 8.58 | 1 | 365 | 9.7709 | 0.66207 | 10 | 0.43297
35803 | 7.25 | 1 | 365 | 8.2563 | 0.61422 | 8 | 0.87052
36249 | 11.7 | 1 | 365 | 13.324 | 0.81191 | 14 | 0.13587
35810 | 6.76 | 1 | 365 | 7.6983 | 0.49132 | 8 | 0.18961
36891 | 4.42 | 1 | 365 | 5.0335 | 0.12894 | 5 | 0.16244
36461 | 5.88 | 1 | 365 | 6.6961 | 0.4747 | 7 | 0.17085
36464 | 6.14 | 1 | 365 | 6.9922 | 0.070522 | 7 | 0.062754
36993 | 4.94 | 1 | 365 | 5.6257 | 0.32058 | 5 | 0.94626
36469 | 5.6 | 1 | 365 | 6.3773 | 0.83305 | 7 | 0.21033
37276 | 8.925 | 1 | 365 | 10.1638 | 0.45267 | 10 | 0.61646
36475 | 4.76 | 1 | 365 | 5.4207 | 0.90809 | 6 | 0.32878
36478 | 6.16 | 1 | 365 | 7.015 | 0.11635 | 7 | 0.13136
37285 | 5.46 | 1 | 365 | 6.2178 | 0.51222 | 6 | 0.73007
37290 | 2.55 | 1 | 365 | 2.9039 | 0.84362 | 3 | 0.74756
36481 | 10.455 | 1 | 365 | 11.9062 | 0.95885 | 12 | 0.865
37296 | 6.48 | 1 | 365 | 7.3794 | 0.84967 | 8 | 0.2291
36484 | 12.495 | 1 | 365 | 14.2293 | 0.63374 | 14 | 0.86305
37300 | 7.95 | 1 | 365 | 9.0535 | 0.21835 | 9 | 0.27181
36489 | 14.56 | 1 | 365 | 16.5809 | 0.36593 | 16 | 0.94686
37304 | 3.9 | 1 | 365 | 4.4413 | 0.9373 | 5 | 0.37862
37305 | 3.38 | 1 | 365 | 3.8491 | 0.74566 | 4 | 0.59481
36323 | 6.89 | 1 | 365 | 7.8463 | 0.78923 | 8 | 0.63557
37311 | 6.5 | 1 | 365 | 7.4022 | 0.8955 | 8 | 0.2977
32726 | 4.42 | 1 | 365 | 5.0335 | 0.12894 | 5 | 0.16244
35492 | 1.96 | 1 | 365 | 2.232 | 0.49157 | 2 | 0.72362
37323 | 5.72 | 1 | 365 | 6.5139 | 0.10804 | 6 | 0.62198
36308 | 4.59 | 1 | 365 | 5.2271 | 0.51852 | 5 | 0.74561
37331 | 10.4 | 1 | 365 | 11.8435 | 0.83281 | 12 | 0.67633
36474 | 11.13 | 1 | 365 | 12.6748 | 0.50569 | 13 | 0.18053
37340 | 5.565 | 1 | 365 | 6.3374 | 0.75284 | 7 | 0.090265
36480 | 10.4 | 1 | 365 | 11.8435 | 0.83281 | 12 | 0.67633
36324 | 5.46 | 1 | 365 | 6.2178 | 0.51222 | 6 | 0.73007
36473 | 8.8 | 1 | 365 | 10.0214 | 0.16622 | 10 | 0.18766
36327 | 5.225 | 1 | 365 | 5.9502 | 0.97369 | 6 | 0.92392
36483 | 6.63 | 1 | 365 | 7.5502 | 0.19341 | 7 | 0.74366
36326 | 11.96 | 1 | 365 | 13.62 | 0.40773 | 14 | 0.027775
37380 | 15 | 1 | 365 | 17.082 | 0.37424 | 17 | 0.45624
36329 | 8.58 | 1 | 365 | 9.7709 | 0.66207 | 10 | 0.43297
37417 | 6.615 | 1 | 365 | 7.5332 | 0.15904 | 7 | 0.6922
36334 | 8.67 | 1 | 365 | 9.8734 | 0.86831 | 10 | 0.74171
37415 | 6.63 | 1 | 365 | 7.5502 | 0.19341 | 7 | 0.74366
36330 | 9.36 | 1 | 365 | 10.6592 | 0.44953 | 11 | 0.10869
37442 | 5.1 | 1 | 365 | 5.8079 | 0.68724 | 6 | 0.49512
36332 | 5.2 | 1 | 365 | 5.9218 | 0.9164 | 6 | 0.83816
37368 | 9.69 | 1 | 365 | 11.035 | 0.20576 | 11 | 0.24073
36338 | 10.14 | 1 | 365 | 11.5474 | 0.23699 | 11 | 0.78442
37375 | 6.6 | 1 | 365 | 7.5161 | 0.12467 | 7 | 0.64075
37376 | 7.54 | 1 | 365 | 8.5866 | 0.27878 | 8 | 0.86534
36339 | 7.8 | 1 | 365 | 8.8826 | 0.8746 | 9 | 0.75724
37379 | 11.5 | 1 | 365 | 13.0962 | 0.35358 | 13 | 0.44978
36341 | 8.67 | 1 | 365 | 9.8734 | 0.86831 | 10 | 0.74171
37388 | 4.08 | 1 | 365 | 4.6463 | 0.34979 | 4 | 0.9961
36343 | 3.3 | 1 | 365 | 3.758 | 0.56233 | 4 | 0.32037
37393 | 5.5 | 1 | 365 | 6.2634 | 0.60389 | 6 | 0.86729
36348 | 3.85 | 1 | 365 | 4.3844 | 0.82272 | 5 | 0.2071
35010 | 4.94 | 1 | 365 | 5.6257 | 0.32058 | 5 | 0.94626
43772 | 9.465 | 1 | 365 | 10.7787 | 0.69015 | 11 | 0.46889
37403 | 7.83 | 1 | 365 | 8.9168 | 0.94335 | 9 | 0.86016
36347 | 3.12 | 1 | 365 | 3.5531 | 0.14984 | 3 | 0.7029
37399 | 7.425 | 1 | 365 | 8.4556 | 0.015249 | 8 | 0.47084
36355 | 5.225 | 1 | 365 | 5.9502 | 0.97369 | 6 | 0.92392
36361 | 11.13 | 1 | 365 | 12.6748 | 0.50569 | 13 | 0.18053
36357 | 9.805 | 1 | 365 | 11.1659 | 0.46929 | 11 | 0.63523
36362 | 5.775 | 1 | 365 | 6.5766 | 0.23408 | 6 | 0.81065
36354 | 5.72 | 1 | 365 | 6.5139 | 0.10804 | 6 | 0.62198
36352 | 2.6 | 1 | 365 | 2.9609 | 0.9582 | 3 | 0.91908
36292 | 20.54 | 1 | 365 | 23.391 | 0.069793 | 23 | 0.46074
41286 | 6.54 | 1 | 365 | 7.4478 | 0.98717 | 8 | 0.43492
35367 | 5.72 | 1 | 365 | 6.5139 | 0.10804 | 6 | 0.62198
36370 | 3.85 | 1 | 365 | 4.3844 | 0.82272 | 5 | 0.2071
36350 | 5.72 | 1 | 365 | 6.5139 | 0.10804 | 6 | 0.62198
37526 | 5.88 | 1 | 365 | 6.6961 | 0.4747 | 7 | 0.17085
37529 | 7.8 | 1 | 365 | 8.8826 | 0.8746 | 9 | 0.75724
36366 | 7.8 | 1 | 365 | 8.8826 | 0.8746 | 9 | 0.75724
36371 | 5.98 | 1 | 365 | 6.81 | 0.70386 | 7 | 0.51389
37543 | 11.925 | 1 | 365 | 13.5802 | 0.32752 | 13 | 0.90771
36374 | 8.25 | 1 | 365 | 9.3951 | 0.90583 | 10 | 0.30093
37565 | 9.805 | 1 | 365 | 11.1659 | 0.46929 | 11 | 0.63523
36376 | 8.06 | 1 | 365 | 9.1787 | 0.47042 | 9 | 0.64915
37584 | 5.795 | 1 | 365 | 6.5993 | 0.27991 | 6 | 0.87926
36373 | 4.68 | 1 | 365 | 5.3296 | 0.72476 | 6 | 0.054347
37588 | 4.98 | 1 | 365 | 5.6712 | 0.41225 | 6 | 0.083472
36379 | 3.12 | 1 | 365 | 3.5531 | 0.14984 | 3 | 0.7029
36381 | 3.85 | 1 | 365 | 4.3844 | 0.82272 | 5 | 0.2071
37593 | 4.725 | 1 | 365 | 5.3808 | 0.82789 | 6 | 0.20872
37599 | 6.725 | 1 | 365 | 7.6584 | 0.41112 | 8 | 0.069548
36377 | 6.89 | 1 | 365 | 7.8463 | 0.78923 | 8 | 0.63557
37604 | 5.285 | 1 | 365 | 6.0186 | 0.11119 | 6 | 0.12975
36387 | 4.4 | 1 | 365 | 5.0107 | 0.08311 | 5 | 0.09383
37448 | 5.565 | 1 | 365 | 6.3374 | 0.75284 | 7 | 0.090265
36384 | 5.98 | 1 | 365 | 6.81 | 0.70386 | 7 | 0.51389
37449 | 7.8 | 1 | 365 | 8.8826 | 0.8746 | 9 | 0.75724
37450 | 3.12 | 1 | 365 | 3.5531 | 0.14984 | 3 | 0.7029
36390 | 9.36 | 1 | 365 | 10.6592 | 0.44953 | 11 | 0.10869
36394 | 4.95 | 1 | 365 | 5.6371 | 0.3435 | 5 | 0.98056
37452 | 14.04 | 1 | 365 | 15.9888 | 0.17429 | 16 | 0.16304
36388 | 7.8 | 1 | 365 | 8.8826 | 0.8746 | 9 | 0.75724
37455 | 3.38 | 1 | 365 | 3.8491 | 0.74566 | 4 | 0.59481
36400 | 7.7 | 1 | 365 | 8.7688 | 0.64544 | 9 | 0.4142
36398 | 6.24 | 1 | 365 | 7.1061 | 0.29968 | 7 | 0.4058
37456 | 6.375 | 1 | 365 | 7.2599 | 0.60905 | 7 | 0.8689
36402 | 5.46 | 1 | 365 | 6.2178 | 0.51222 | 6 | 0.73007
37472 | 2.08 | 1 | 365 | 2.3687 | 0.76656 | 3 | 0.13527
36406 | 4.94 | 1 | 365 | 5.6257 | 0.32058 | 5 | 0.94626
36397 | 9.975 | 1 | 365 | 11.3595 | 0.85887 | 12 | 0.2184
36410 | 5.46 | 1 | 365 | 6.2178 | 0.51222 | 6 | 0.73007
36416 | 4.94 | 1 | 365 | 5.6257 | 0.32058 | 5 | 0.94626
36409 | 5.61 | 1 | 365 | 6.3887 | 0.85597 | 7 | 0.24463
36424 | 9.15 | 1 | 365 | 10.42 | 0.96829 | 11 | 0.38831
36427 | 9.36 | 1 | 365 | 10.6592 | 0.44953 | 11 | 0.10869
36442 | 13.26 | 1 | 365 | 15.1005 | 0.38683 | 15 | 0.48732
36449 | 11.985 | 1 | 365 | 13.6485 | 0.46502 | 14 | 0.11354
37607 | 8.33 | 1 | 365 | 9.4862 | 0.089161 | 9 | 0.57537
37609 | 7.575 | 1 | 365 | 8.6264 | 0.35899 | 8 | 0.9854
37611 | 7.848 | 1 | 365 | 8.9373 | 0.9846 | 9 | 0.9219
37617 | 16.575 | 1 | 365 | 18.8756 | 0.98354 | 19 | 0.85915
37621 | 13.26 | 1 | 365 | 15.1005 | 0.38683 | 15 | 0.48732
37628 | 8.06 | 1 | 365 | 9.1787 | 0.47042 | 9 | 0.64915
37632 | 4.08 | 1 | 365 | 4.6463 | 0.34979 | 4 | 0.9961
37640 | 11.395 | 1 | 365 | 12.9766 | 0.11296 | 13 | 0.08959
37081 | 5.46 | 1 | 365 | 6.2178 | 0.51222 | 6 | 0.73007
37390 | 5.61 | 1 | 365 | 6.3887 | 0.85597 | 7 | 0.24463
37318 | 13.5 | 1 | 365 | 15.3738 | 0.93682 | 16 | 0.31062
37309 | 6 | 1 | 365 | 6.8328 | 0.7497 | 7 | 0.5825
37371 | 9.12 | 1 | 365 | 10.3859 | 0.89954 | 11 | 0.28539
37089 | 11 | 1 | 365 | 12.5268 | 0.20778 | 12 | 0.73458
37597 | 13.68 | 1 | 365 | 15.5788 | 0.34931 | 15 | 0.92809
37641 | 4.68 | 1 | 365 | 5.3296 | 0.72476 | 6 | 0.054347
37473 | 6.24 | 1 | 365 | 7.1061 | 0.29968 | 7 | 0.4058
37474 | 8.06 | 1 | 365 | 9.1787 | 0.47042 | 9 | 0.64915
37475 | 5.46 | 1 | 365 | 6.2178 | 0.51222 | 6 | 0.73007
37644 | 9.88 | 1 | 365 | 11.2513 | 0.64117 | 11 | 0.89251
37476 | 12.22 | 1 | 365 | 13.9161 | 0.0035475 | 13 | 0.91968
37645 | 11.44 | 1 | 365 | 13.0279 | 0.21609 | 13 | 0.24396
37477 | 2.34 | 1 | 365 | 2.6648 | 0.36238 | 3 | 0.027173
37646 | 7.28 | 1 | 365 | 8.2905 | 0.68296 | 8 | 0.97343
37647 | 8.06 | 1 | 365 | 9.1787 | 0.47042 | 9 | 0.64915
37650 | 11.1 | 1 | 365 | 12.6407 | 0.43694 | 13 | 0.077618
37652 | 4.905 | 1 | 365 | 5.5858 | 0.24038 | 5 | 0.82619
37657 | 6.55 | 1 | 365 | 7.4591 | 0.010085 | 7 | 0.46922
37478 | 8.84 | 1 | 365 | 10.067 | 0.25789 | 10 | 0.32488
37674 | 7.521 | 1 | 365 | 8.5649 | 0.23524 | 8 | 0.80016
37675 | 6.84 | 1 | 365 | 7.7894 | 0.67465 | 8 | 0.46405
35450 | 13.96 | 1 | 365 | 15.8976 | 0.99096 | 16 | 0.88861
36425 | 4.68 | 1 | 365 | 5.3296 | 0.72476 | 6 | 0.054347
36452 | 7.8 | 1 | 365 | 8.8826 | 0.8746 | 9 | 0.75724
36446 | 6.875 | 1 | 365 | 7.8293 | 0.75486 | 8 | 0.58411
35451 | 3.41 | 1 | 365 | 3.8833 | 0.81441 | 4 | 0.69772
37480 | 15.08 | 1 | 365 | 17.1731 | 0.55757 | 17 | 0.73067
36455 | 7.15 | 1 | 365 | 8.1424 | 0.38505 | 8 | 0.52747
17388 | 10 | 1 | 365 | 11.388 | 0.91616 | 12 | 0.30416
36453 | 10.25 | 1 | 365 | 11.6727 | 0.48906 | 12 | 0.16176
35271 | 5.58 | 1 | 365 | 6.3545 | 0.78722 | 7 | 0.14172
37479 | 11.44 | 1 | 365 | 13.0279 | 0.21609 | 13 | 0.24396
36457 | 5.2 | 1 | 365 | 5.9218 | 0.9164 | 6 | 0.83816
37481 | 2.34 | 1 | 365 | 2.6648 | 0.36238 | 3 | 0.027173
37482 | 7.54 | 1 | 365 | 8.5866 | 0.27878 | 8 | 0.86534
36459 | 6.14 | 1 | 365 | 6.9922 | 0.070522 | 7 | 0.062754
34430 | 9.36 | 1 | 365 | 10.6592 | 0.44953 | 11 | 0.10869
37483 | 6.5 | 1 | 365 | 7.4022 | 0.8955 | 8 | 0.2977
30643 | 649.04 | 0.8 | 365 | 591.3014 | 0.88036 | 592 | 0.18176
37676 | 4.4 | 1 | 365 | 5.0107 | 0.08311 | 5 | 0.09383
37668 | 9.12 | 1 | 365 | 10.3859 | 0.89954 | 11 | 0.28539
37679 | 9.9 | 1 | 365 | 11.2741 | 0.687 | 11 | 0.96112
36955 | 8.7 | 1 | 365 | 9.9076 | 0.93706 | 10 | 0.84462
37680 | 4.4 | 1 | 365 | 5.0107 | 0.08311 | 5 | 0.09383
37682 | 6.05 | 1 | 365 | 6.8897 | 0.86428 | 7 | 0.75402
37685 | 3.3 | 1 | 365 | 3.758 | 0.56233 | 4 | 0.32037
37690 | 6.05 | 1 | 365 | 6.8897 | 0.86428 | 7 | 0.75402
37692 | 7.425 | 1 | 365 | 8.4556 | 0.015249 | 8 | 0.47084
37694 | 3.3 | 1 | 365 | 3.758 | 0.56233 | 4 | 0.32037
37696 | 4.95 | 1 | 365 | 5.6371 | 0.3435 | 5 | 0.98056
37699 | 10.725 | 1 | 365 | 12.2136 | 0.57758 | 12 | 0.79121
37710 | 4.95 | 1 | 365 | 5.6371 | 0.3435 | 5 | 0.98056
37713 | 7.7 | 1 | 365 | 8.7688 | 0.64544 | 9 | 0.4142
37741 | 5.775 | 1 | 365 | 6.5766 | 0.23408 | 6 | 0.81065
37484 | 2.08 | 1 | 365 | 2.3687 | 0.76656 | 3 | 0.13527
37744 | 2.34 | 1 | 365 | 2.6648 | 0.36238 | 3 | 0.027173
37485 | 8.58 | 1 | 365 | 9.7709 | 0.66207 | 10 | 0.43297
37749 | 6.76 | 1 | 365 | 7.6983 | 0.49132 | 8 | 0.18961
37768 | 6.16 | 1 | 365 | 7.015 | 0.11635 | 7 | 0.13136
23562 | 9 | 1 | 365 | 10.2492 | 0.62454 | 10 | 0.87374
37774 | 3.64 | 1 | 365 | 4.1452 | 0.34148 | 4 | 0.48671
23599 | 3.5 | 1 | 365 | 3.9858 | 0.020656 | 4 | 0.006456
37743 | 11.4 | 1 | 365 | 12.9823 | 0.12442 | 13 | 0.10674
37715 | 8.58 | 1 | 365 | 9.7709 | 0.66207 | 10 | 0.43297
37486 | 12.74 | 1 | 365 | 14.5083 | 0.19519 | 14 | 0.7035
37720 | 3.12 | 1 | 365 | 3.5531 | 0.14984 | 3 | 0.7029
37778 | 10.08 | 1 | 365 | 11.4791 | 0.099489 | 11 | 0.57859
31733 | 5.2 | 1 | 365 | 5.9218 | 0.9164 | 6 | 0.83816
37796 | 10.08 | 1 | 365 | 11.4791 | 0.099489 | 11 | 0.57859
37782 | 7 | 1 | 365 | 7.9716 | 0.041312 | 8 | 0.012912
37896 | 4.48 | 1 | 365 | 5.1018 | 0.26644 | 5 | 0.36826
26664 | 7.14 | 1 | 365 | 8.131 | 0.36214 | 8 | 0.49317
37487 | 7.02 | 1 | 365 | 7.9944 | 0.087144 | 8 | 0.08152
37729 | 12.22 | 1 | 365 | 13.9161 | 0.0035475 | 13 | 0.91968
37901 | 5.88 | 1 | 365 | 6.6961 | 0.4747 | 7 | 0.17085
37848 | 4.68 | 1 | 365 | 5.3296 | 0.72476 | 6 | 0.054347
37909 | 6.16 | 1 | 365 | 7.015 | 0.11635 | 7 | 0.13136
37762 | 5.46 | 1 | 365 | 6.2178 | 0.51222 | 6 | 0.73007
38009 | 6.24 | 1 | 365 | 7.1061 | 0.29968 | 7 | 0.4058
37928 | 3.64 | 1 | 365 | 4.1452 | 0.34148 | 4 | 0.48671
37718 | 5.2 | 1 | 365 | 5.9218 | 0.9164 | 6 | 0.83816
37724 | 4.42 | 1 | 365 | 5.0335 | 0.12894 | 5 | 0.16244
37488 | 5.46 | 1 | 365 | 6.2178 | 0.51222 | 6 | 0.73007
37777 | 6.5 | 1 | 365 | 7.4022 | 0.8955 | 8 | 0.2977
37754 | 3.38 | 1 | 365 | 3.8491 | 0.74566 | 4 | 0.59481
37783 | 3.64 | 1 | 365 | 4.1452 | 0.34148 | 4 | 0.48671
37932 | 8.58 | 1 | 365 | 9.7709 | 0.66207 | 10 | 0.43297
38051 | 5.72 | 1 | 365 | 6.5139 | 0.10804 | 6 | 0.62198
38103 | 7.65 | 1 | 365 | 8.7118 | 0.53086 | 9 | 0.24268
37939 | 5.88 | 1 | 365 | 6.6961 | 0.4747 | 7 | 0.17085
21173 | 7.8 | 1 | 365 | 8.8826 | 0.8746 | 9 | 0.75724
37941 | 4.48 | 1 | 365 | 5.1018 | 0.26644 | 5 | 0.36826
37489 | 14.3 | 1 | 365 | 16.2848 | 0.77011 | 17 | 0.054949
37951 | 9.24 | 1 | 365 | 10.5225 | 0.17453 | 10 | 0.69704
37948 | 13.52 | 1 | 365 | 15.3966 | 0.98265 | 16 | 0.37922
37490 | 12.22 | 1 | 365 | 13.9161 | 0.0035475 | 13 | 0.91968
37944 | 10.335 | 1 | 365 | 11.7695 | 0.68385 | 12 | 0.45335
37962 | 6.24 | 1 | 365 | 7.1061 | 0.29968 | 7 | 0.4058
37491 | 6.76 | 1 | 365 | 7.6983 | 0.49132 | 8 | 0.18961
37493 | 7.54 | 1 | 365 | 8.5866 | 0.27878 | 8 | 0.86534
37936 | 5.4 | 1 | 365 | 6.1495 | 0.37473 | 6 | 0.52425
37494 | 5.98 | 1 | 365 | 6.81 | 0.70386 | 7 | 0.51389
37976 | 6.44 | 1 | 365 | 7.3339 | 0.75801 | 8 | 0.091879
37966 | 6.625 | 1 | 365 | 7.5446 | 0.18196 | 7 | 0.72651
36552 | 5.2 | 1 | 365 | 5.9218 | 0.9164 | 6 | 0.83816
37492 | 7.8 | 1 | 365 | 8.8826 | 0.8746 | 9 | 0.75724
37992 | 9.156 | 1 | 365 | 10.4269 | 0.98204 | 11 | 0.40889
37495 | 9.36 | 1 | 365 | 10.6592 | 0.44953 | 11 | 0.10869
38046 | 10 | 1 | 365 | 11.388 | 0.91616 | 12 | 0.30416
37496 | 11.7 | 1 | 365 | 13.324 | 0.81191 | 14 | 0.13587
38054 | 3.025 | 1 | 365 | 3.4449 | 0.93214 | 4 | 0.37701
37498 | 4.335 | 1 | 365 | 4.9367 | 0.93416 | 5 | 0.87085
37987 | 5.232 | 1 | 365 | 5.9582 | 0.98973 | 6 | 0.94794
37497 | 9.62 | 1 | 365 | 10.9553 | 0.045346 | 11 | 0.00060192
37499 | 11.13 | 1 | 365 | 12.6748 | 0.50569 | 13 | 0.18053
33538 | 9.35 | 1 | 365 | 10.6478 | 0.42661 | 11 | 0.07439
37500 | 8.16 | 1 | 365 | 9.2926 | 0.69959 | 9 | 0.99219
38058 | 10.175 | 1 | 365 | 11.5873 | 0.31719 | 11 | 0.90448
38081 | 12 | 1 | 365 | 13.6656 | 0.49939 | 14 | 0.16499
38048 | 8.04 | 1 | 365 | 9.156 | 0.42459 | 9 | 0.58054
38084 | 11.25 | 1 | 365 | 12.8115 | 0.78068 | 13 | 0.59218
37501 | 3.64 | 1 | 365 | 4.1452 | 0.34148 | 4 | 0.48671
38086 | 11.73 | 1 | 365 | 13.3581 | 0.88066 | 14 | 0.23878
38089 | 6.12 | 1 | 365 | 6.9695 | 0.02469 | 6 | 0.99415
37502 | 3.9 | 1 | 365 | 4.4413 | 0.9373 | 5 | 0.37862
36421 | 8.16 | 1 | 365 | 9.2926 | 0.69959 | 9 | 0.99219
38092 | 8.75 | 1 | 365 | 9.9645 | 0.05164 | 10 | 0.01614
37503 | 6.885 | 1 | 365 | 7.8406 | 0.77778 | 8 | 0.61841
38106 | 15.34 | 1 | 365 | 17.4692 | 0.15339 | 17 | 0.62258
31534 | 6.76 | 1 | 365 | 7.6983 | 0.49132 | 8 | 0.18961
21260 | 5.72 | 1 | 365 | 6.5139 | 0.10804 | 6 | 0.62198
18282 | 7.28 | 1 | 365 | 8.2905 | 0.68296 | 8 | 0.97343
38956 | 8.64 | 1 | 365 | 9.8392 | 0.79956 | 10 | 0.63879
38980 | 10.8 | 1 | 365 | 12.299 | 0.74945 | 13 | 0.048493
37530 | 8.1 | 1 | 365 | 9.2243 | 0.56209 | 9 | 0.78637
37756 | 5.64 | 1 | 365 | 6.4228 | 0.92471 | 7 | 0.34755
21286 | 4.94 | 1 | 365 | 5.6257 | 0.32058 | 5 | 0.94626
37531 | 5.1 | 1 | 365 | 5.8079 | 0.68724 | 6 | 0.49512
38159 | 10.92 | 1 | 365 | 12.4357 | 0.024447 | 12 | 0.46014
38088 | 4.77 | 1 | 365 | 5.4321 | 0.93101 | 6 | 0.36308
21586 | 5.72 | 1 | 365 | 6.5139 | 0.10804 | 6 | 0.62198
39671 | 12.04 | 1 | 365 | 13.7112 | 0.59106 | 14 | 0.30221
22800 | 10.14 | 1 | 365 | 11.5474 | 0.23699 | 11 | 0.78442
35609 | 2.86 | 1 | 365 | 3.257 | 0.55402 | 3 | 0.81099
38342 | 15 | 1 | 365 | 17.082 | 0.37424 | 17 | 0.45624
38382 | 8.1 | 1 | 365 | 9.2243 | 0.56209 | 9 | 0.78637
37693 | 8.4 | 1 | 365 | 9.5659 | 0.24957 | 9 | 0.81549
36859 | 8.32 | 1 | 365 | 9.4748 | 0.066245 | 9 | 0.54106
40133 | 7.02 | 1 | 365 | 7.9944 | 0.087144 | 8 | 0.08152
38381 | 4.94 | 1 | 365 | 5.6257 | 0.32058 | 5 | 0.94626
40164 | 9.625 | 1 | 365 | 10.961 | 0.056804 | 11 | 0.017754
38402 | 10.66 | 1 | 365 | 12.1396 | 0.42863 | 12 | 0.56823
38434 | 4.94 | 1 | 365 | 5.6257 | 0.32058 | 5 | 0.94626
40172 | 9.35 | 1 | 365 | 10.6478 | 0.42661 | 11 | 0.07439
38456 | 9.62 | 1 | 365 | 10.9553 | 0.045346 | 11 | 0.00060192
38497 | 10.14 | 1 | 365 | 11.5474 | 0.23699 | 11 | 0.78442
36215 | 19.38 | 1 | 365 | 22.0699 | 0.41152 | 22 | 0.48146
38506 | 4.68 | 1 | 365 | 5.3296 | 0.72476 | 6 | 0.054347
38487 | 4.86 | 1 | 365 | 5.5346 | 0.13725 | 5 | 0.67182
39793 | 7.32 | 1 | 365 | 8.336 | 0.77463 | 9 | 0.11065
38516 | 7.14 | 1 | 365 | 8.131 | 0.36214 | 8 | 0.49317
38528 | 9.625 | 1 | 365 | 10.961 | 0.056804 | 11 | 0.017754
38533 | 11.5 | 1 | 365 | 13.0962 | 0.35358 | 13 | 0.44978
40155 | 5.98 | 1 | 365 | 6.81 | 0.70386 | 7 | 0.51389
37321 | 8.27 | 1 | 365 | 9.4179 | 0.95166 | 10 | 0.36954
38539 | 8.415 | 1 | 365 | 9.583 | 0.28395 | 9 | 0.86695
38551 | 10.45 | 1 | 365 | 11.9005 | 0.94739 | 12 | 0.84785
38560 | 5.225 | 1 | 365 | 5.9502 | 0.97369 | 6 | 0.92392
38570 | 8.25 | 1 | 365 | 9.3951 | 0.90583 | 10 | 0.30093
38574 | 5.775 | 1 | 365 | 6.5766 | 0.23408 | 6 | 0.81065
38576 | 6.05 | 1 | 365 | 6.8897 | 0.86428 | 7 | 0.75402
21247 | 5.865 | 1 | 365 | 6.6791 | 0.44033 | 7 | 0.11939
38594 | 5.5 | 1 | 365 | 6.2634 | 0.60389 | 6 | 0.86729
38608 | 9.88 | 1 | 365 | 11.2513 | 0.64117 | 11 | 0.89251
38496 | 6.24 | 1 | 365 | 7.1061 | 0.29968 | 7 | 0.4058
38613 | 7.15 | 1 | 365 | 8.1424 | 0.38505 | 8 | 0.52747
26706 | 4.16 | 1 | 365 | 4.7374 | 0.53312 | 5 | 0.27053
38614 | 7.14 | 1 | 365 | 8.131 | 0.36214 | 8 | 0.49317
38616 | 8.75 | 1 | 365 | 9.9645 | 0.05164 | 10 | 0.01614
38621 | 4.59 | 1 | 365 | 5.2271 | 0.51852 | 5 | 0.74561
38388 | 5.2 | 1 | 365 | 5.9218 | 0.9164 | 6 | 0.83816
38600 | 12 | 1 | 365 | 13.6656 | 0.49939 | 14 | 0.16499
38612 | 9.8 | 1 | 365 | 11.1602 | 0.45784 | 11 | 0.61808
38624 | 7.935 | 1 | 365 | 9.0364 | 0.18397 | 9 | 0.22035
37892 | 11.96 | 1 | 365 | 13.62 | 0.40773 | 14 | 0.027775
38537 | 5.72 | 1 | 365 | 6.5139 | 0.10804 | 6 | 0.62198
38544 | 7.8 | 1 | 365 | 8.8826 | 0.8746 | 9 | 0.75724
38007 | 7.02 | 1 | 365 | 7.9944 | 0.087144 | 8 | 0.08152
37950 | 11.7 | 1 | 365 | 13.324 | 0.81191 | 14 | 0.13587
37937 | 7.8 | 1 | 365 | 8.8826 | 0.8746 | 9 | 0.75724
32035 | 5.2 | 1 | 365 | 5.9218 | 0.9164 | 6 | 0.83816
36847 | 9.54 | 1 | 365 | 10.8642 | 0.86202 | 11 | 0.72617
24167 | 9.62 | 1 | 365 | 10.9553 | 0.045346 | 11 | 0.00060192
36916 | 5.2 | 1 | 365 | 5.9218 | 0.9164 | 6 | 0.83816
38209 | 10.66 | 1 | 365 | 12.1396 | 0.42863 | 12 | 0.56823
40184 | 5.775 | 1 | 365 | 6.5766 | 0.23408 | 6 | 0.81065
40188 | 12.1 | 1 | 365 | 13.7795 | 0.72855 | 14 | 0.50803
39602 | 3.27 | 1 | 365 | 3.7239 | 0.49358 | 4 | 0.21746
40183 | 4.68 | 1 | 365 | 5.3296 | 0.72476 | 6 | 0.054347
40201 | 7.83 | 1 | 365 | 8.9168 | 0.94335 | 9 | 0.86016
40205 | 4.42 | 1 | 365 | 5.0335 | 0.12894 | 5 | 0.16244
39668 | 10.5 | 1 | 365 | 11.9574 | 0.061968 | 12 | 0.019368
40213 | 13.75 | 1 | 365 | 15.6585 | 0.50972 | 16 | 0.16822
40223 | 7.28 | 1 | 365 | 8.2905 | 0.68296 | 8 | 0.97343
40225 | 11.825 | 1 | 365 | 13.4663 | 0.098359 | 13 | 0.56467
40208 | 8.64 | 1 | 365 | 9.8392 | 0.79956 | 10 | 0.63879
40245 | 9.88 | 1 | 365 | 11.2513 | 0.64117 | 11 | 0.89251
40250 | 10.92 | 1 | 365 | 12.4357 | 0.024447 | 12 | 0.46014
40253 | 7.42 | 1 | 365 | 8.4499 | 0.0037907 | 8 | 0.45369
38465 | 5.7 | 1 | 365 | 6.4912 | 0.062211 | 6 | 0.55337
40263 | 6.875 | 1 | 365 | 7.8293 | 0.75486 | 8 | 0.58411
37079 | 10.71 | 1 | 365 | 12.1965 | 0.54321 | 12 | 0.73976
40061 | 14.805 | 1 | 365 | 16.8599 | 0.92737 | 17 | 0.78731
38513 | 10.5 | 1 | 365 | 11.9574 | 0.061968 | 12 | 0.019368
40137 | 4.83 | 1 | 365 | 5.5004 | 0.068505 | 5 | 0.56891
44704 | 5.58 | 1 | 365 | 6.3545 | 0.78722 | 7 | 0.14172
40181 | 10.25 | 1 | 365 | 11.6727 | 0.48906 | 12 | 0.16176
40334 | 13.26 | 1 | 365 | 15.1005 | 0.38683 | 15 | 0.48732
38492 | 9 | 1 | 365 | 10.2492 | 0.62454 | 10 | 0.87374
38499 | 5.13 | 1 | 365 | 5.842 | 0.75599 | 6 | 0.59803
40358 | 5.46 | 1 | 365 | 6.2178 | 0.51222 | 6 | 0.73007
38454 | 12.06 | 1 | 365 | 13.7339 | 0.63689 | 14 | 0.37082
40242 | 6.555 | 1 | 365 | 7.4648 | 0.021543 | 7 | 0.48638
40379 | 12.24 | 1 | 365 | 13.9389 | 0.04938 | 13 | 0.98829
39051 | 8.415 | 1 | 365 | 9.583 | 0.28395 | 9 | 0.86695
40268 | 5.67 | 1 | 365 | 6.457 | 0.99346 | 7 | 0.45046
40408 | 5.2 | 1 | 365 | 5.9218 | 0.9164 | 6 | 0.83816
39072 | 11.5 | 1 | 365 | 13.0962 | 0.35358 | 13 | 0.44978
40441 | 7.975 | 1 | 365 | 9.0819 | 0.27564 | 9 | 0.35757
38841 | 7.54 | 1 | 365 | 8.5866 | 0.27878 | 8 | 0.86534
39093 | 7.75 | 1 | 365 | 8.8257 | 0.76002 | 9 | 0.58572
40447 | 8.16 | 1 | 365 | 9.2926 | 0.69959 | 9 | 0.99219
39110 | 2.55 | 1 | 365 | 2.9039 | 0.84362 | 3 | 0.74756
40436 | 6.05 | 1 | 365 | 6.8897 | 0.86428 | 7 | 0.75402
39131 | 9.75 | 1 | 365 | 11.1033 | 0.34326 | 11 | 0.44656
39152 | 10.725 | 1 | 365 | 12.2136 | 0.57758 | 12 | 0.79121
39029 | 6.63 | 1 | 365 | 7.5502 | 0.19341 | 7 | 0.74366
40269 | 8.525 | 1 | 365 | 9.7083 | 0.53603 | 10 | 0.2443
39170 | 7.425 | 1 | 365 | 8.4556 | 0.015249 | 8 | 0.47084
40394 | 10.45 | 1 | 365 | 11.9005 | 0.94739 | 12 | 0.84785
39181 | 8.25 | 1 | 365 | 9.3951 | 0.90583 | 10 | 0.30093
40410 | 9.35 | 1 | 365 | 10.6478 | 0.42661 | 11 | 0.07439
39695 | 5.75 | 1 | 365 | 6.5481 | 0.17679 | 6 | 0.72489
39700 | 9.945 | 1 | 365 | 11.3254 | 0.79012 | 12 | 0.11549
39705 | 3.025 | 1 | 365 | 3.4449 | 0.93214 | 4 | 0.37701
39713 | 11.5 | 1 | 365 | 13.0962 | 0.35358 | 13 | 0.44978
39982 | 5.5 | 1 | 365 | 6.2634 | 0.60389 | 6 | 0.86729
39994 | 4.75 | 1 | 365 | 5.4093 | 0.88518 | 6 | 0.29448
40014 | 10 | 1 | 365 | 11.388 | 0.91616 | 12 | 0.30416
40034 | 9.075 | 1 | 365 | 10.3346 | 0.79642 | 11 | 0.13103
40076 | 11.5 | 1 | 365 | 13.0962 | 0.35358 | 13 | 0.44978
40093 | 7.395 | 1 | 365 | 8.4214 | 0.9465 | 9 | 0.36793
40111 | 11.22 | 1 | 365 | 12.7773 | 0.71193 | 13 | 0.48927
40123 | 12 | 1 | 365 | 13.6656 | 0.49939 | 14 | 0.16499
40161 | 11.5 | 1 | 365 | 13.0962 | 0.35358 | 13 | 0.44978
39478 | 2.86 | 1 | 365 | 3.257 | 0.55402 | 3 | 0.81099
39526 | 2.04 | 1 | 365 | 2.3232 | 0.6749 | 2 | 0.99805
39611 | 3.64 | 1 | 365 | 4.1452 | 0.34148 | 4 | 0.48671
39744 | 2.6 | 1 | 365 | 2.9609 | 0.9582 | 3 | 0.91908
39746 | 7.65 | 1 | 365 | 8.7118 | 0.53086 | 9 | 0.24268
39749 | 7.14 | 1 | 365 | 8.131 | 0.36214 | 8 | 0.49317
39755 | 4.42 | 1 | 365 | 5.0335 | 0.12894 | 5 | 0.16244
40882 | 5.13 | 1 | 365 | 5.842 | 0.75599 | 6 | 0.59803
40886 | 5.5 | 1 | 365 | 6.2634 | 0.60389 | 6 | 0.86729
40888 | 5.13 | 1 | 365 | 5.842 | 0.75599 | 6 | 0.59803
39762 | 2.65 | 1 | 365 | 3.0178 | 0.072782 | 3 | 0.090602
40890 | 4.83 | 1 | 365 | 5.5004 | 0.068505 | 5 | 0.56891
40974 | 22.875 | 1 | 365 | 26.05 | 0.42072 | 26 | 0.47077
40741 | 9.15 | 1 | 365 | 10.42 | 0.96829 | 11 | 0.38831
40642 | 9.483 | 1 | 365 | 10.7992 | 0.73139 | 11 | 0.53063
40655 | 9.72 | 1 | 365 | 11.0691 | 0.27451 | 11 | 0.34364
40889 | 9.45 | 1 | 365 | 10.7617 | 0.65577 | 11 | 0.41743
40893 | 8.1 | 1 | 365 | 9.2243 | 0.56209 | 9 | 0.78637
29836 | 249.5 | 0.9 | 365 | 255.7175 | 0.58237 | 256 | 0.29991
31313 | 125.97 | 0.9 | 365 | 129.1092 | 0.80738 | 129 | 0.91655
31312 | 50.7 | 0.9 | 365 | 51.9634 | 0.56644 | 52 | 0.52988
40430 | 5.775 | 1 | 365 | 6.5766 | 0.23408 | 6 | 0.81065
40523 | 3.85 | 1 | 365 | 4.3844 | 0.82272 | 5 | 0.2071
40988 | 7 | 1 | 365 | 7.9716 | 0.041312 | 8 | 0.012912
41016 | 6.5 | 1 | 365 | 7.4022 | 0.8955 | 8 | 0.2977
41028 | 8.32 | 1 | 365 | 9.4748 | 0.066245 | 9 | 0.54106
41020 | 8.8 | 1 | 365 | 10.0214 | 0.16622 | 10 | 0.18766
41036 | 7.425 | 1 | 365 | 8.4556 | 0.015249 | 8 | 0.47084
41037 | 8.58 | 1 | 365 | 9.7709 | 0.66207 | 10 | 0.43297
39764 | 3.445 | 1 | 365 | 3.9232 | 0.89462 | 4 | 0.81778
39768 | 4.68 | 1 | 365 | 5.3296 | 0.72476 | 6 | 0.054347
39774 | 11.925 | 1 | 365 | 13.5802 | 0.32752 | 13 | 0.90771
39776 | 5.2 | 1 | 365 | 5.9218 | 0.9164 | 6 | 0.83816
39779 | 7.65 | 1 | 365 | 8.7118 | 0.53086 | 9 | 0.24268
39783 | 9.945 | 1 | 365 | 11.3254 | 0.79012 | 12 | 0.11549
39786 | 7.28 | 1 | 365 | 8.2905 | 0.68296 | 8 | 0.97343
39790 | 4.68 | 1 | 365 | 5.3296 | 0.72476 | 6 | 0.054347
39798 | 6.24 | 1 | 365 | 7.1061 | 0.29968 | 7 | 0.4058
39804 | 6.5 | 1 | 365 | 7.4022 | 0.8955 | 8 | 0.2977
39811 | 5.98 | 1 | 365 | 6.81 | 0.70386 | 7 | 0.51389
39814 | 6.24 | 1 | 365 | 7.1061 | 0.29968 | 7 | 0.4058
39821 | 10.92 | 1 | 365 | 12.4357 | 0.024447 | 12 | 0.46014
39836 | 5.46 | 1 | 365 | 6.2178 | 0.51222 | 6 | 0.73007
39842 | 9.36 | 1 | 365 | 10.6592 | 0.44953 | 11 | 0.10869
39863 | 8.58 | 1 | 365 | 9.7709 | 0.66207 | 10 | 0.43297
39873 | 4.42 | 1 | 365 | 5.0335 | 0.12894 | 5 | 0.16244
39876 | 5.865 | 1 | 365 | 6.6791 | 0.44033 | 7 | 0.11939
39889 | 4.42 | 1 | 365 | 5.0335 | 0.12894 | 5 | 0.16244
39887 | 8.06 | 1 | 365 | 9.1787 | 0.47042 | 9 | 0.64915
39890 | 11.7 | 1 | 365 | 13.324 | 0.81191 | 14 | 0.13587
39901 | 7.28 | 1 | 365 | 8.2905 | 0.68296 | 8 | 0.97343
39950 | 4.94 | 1 | 365 | 5.6257 | 0.32058 | 5 | 0.94626
37325 | 4.16 | 1 | 365 | 4.7374 | 0.53312 | 5 | 0.27053
39924 | 5.72 | 1 | 365 | 6.5139 | 0.10804 | 6 | 0.62198
39976 | 6.76 | 1 | 365 | 7.6983 | 0.49132 | 8 | 0.18961
39978 | 8.06 | 1 | 365 | 9.1787 | 0.47042 | 9 | 0.64915
40042 | 5.72 | 1 | 365 | 6.5139 | 0.10804 | 6 | 0.62198
40063 | 11.7 | 1 | 365 | 13.324 | 0.81191 | 14 | 0.13587
40115 | 5.2 | 1 | 365 | 5.9218 | 0.9164 | 6 | 0.83816
36855 | 8.32 | 1 | 365 | 9.4748 | 0.066245 | 9 | 0.54106
40247 | 4.125 | 1 | 365 | 4.6975 | 0.45292 | 5 | 0.15047
40203 | 5.2 | 1 | 365 | 5.9218 | 0.9164 | 6 | 0.83816
38900 | 7.28 | 1 | 365 | 8.2905 | 0.68296 | 8 | 0.97343
40455 | 8.8 | 1 | 365 | 10.0214 | 0.16622 | 10 | 0.18766
40456 | 9.9 | 1 | 365 | 11.2741 | 0.687 | 11 | 0.96112
38725 | 3.9 | 1 | 365 | 4.4413 | 0.9373 | 5 | 0.37862
38751 | 4.94 | 1 | 365 | 5.6257 | 0.32058 | 5 | 0.94626
40473 | 7.7 | 1 | 365 | 8.7688 | 0.64544 | 9 | 0.4142
39088 | 4.94 | 1 | 365 | 5.6257 | 0.32058 | 5 | 0.94626
40513 | 12.75 | 1 | 365 | 14.5197 | 0.2181 | 14 | 0.7378
38745 | 4.68 | 1 | 365 | 5.3296 | 0.72476 | 6 | 0.054347
40505 | 6.5 | 1 | 365 | 7.4022 | 0.8955 | 8 | 0.2977
38797 | 9.62 | 1 | 365 | 10.9553 | 0.045346 | 11 | 0.00060192
40982 | 6.6 | 1 | 365 | 7.5161 | 0.12467 | 7 | 0.64075
40997 | 9.625 | 1 | 365 | 10.961 | 0.056804 | 11 | 0.017754
38818 | 4.94 | 1 | 365 | 5.6257 | 0.32058 | 5 | 0.94626
41044 | 7.7 | 1 | 365 | 8.7688 | 0.64544 | 9 | 0.4142
40534 | 4.4 | 1 | 365 | 5.0107 | 0.08311 | 5 | 0.09383
41049 | 10.175 | 1 | 365 | 11.5873 | 0.31719 | 11 | 0.90448
41056 | 7.75 | 1 | 365 | 8.8257 | 0.76002 | 9 | 0.58572
38853 | 10.4 | 1 | 365 | 11.8435 | 0.83281 | 12 | 0.67633
41057 | 13.2 | 1 | 365 | 15.0322 | 0.24933 | 15 | 0.28149
30704 | 108 | 0.9 | 365 | 110.6914 | 0.74508 | 111 | 0.43644
41061 | 4.75 | 1 | 365 | 5.4093 | 0.88518 | 6 | 0.29448
38943 | 7.02 | 1 | 365 | 7.9944 | 0.087144 | 8 | 0.08152
41067 | 7.8 | 1 | 365 | 8.8826 | 0.8746 | 9 | 0.75724
40567 | 4.68 | 1 | 365 | 5.3296 | 0.72476 | 6 | 0.054347
16337 | 10.71 | 1 | 365 | 12.1965 | 0.54321 | 12 | 0.73976
38997 | 12.74 | 1 | 365 | 14.5083 | 0.19519 | 14 | 0.7035
27380 | 6.5 | 1 | 365 | 7.4022 | 0.8955 | 8 | 0.2977
40591 | 4.95 | 1 | 365 | 5.6371 | 0.3435 | 5 | 0.98056
33748 | 96.57 | 0.9 | 365 | 98.9765 | 0.17122 | 99 | 0.14775
13991 | 6.375 | 1 | 365 | 7.2599 | 0.60905 | 7 | 0.8689
15759 | 6.63 | 1 | 365 | 7.5502 | 0.19341 | 7 | 0.74366
40639 | 14.04 | 1 | 365 | 15.9888 | 0.17429 | 16 | 0.16304
38639 | 8.84 | 1 | 365 | 10.067 | 0.25789 | 10 | 0.32488
40723 | 8.525 | 1 | 365 | 9.7083 | 0.53603 | 10 | 0.2443
33934 | 347.7 | 0.9 | 365 | 356.3647 | 0.11539 | 356 | 0.48008
15672 | 5.1 | 1 | 365 | 5.8079 | 0.68724 | 6 | 0.49512
34048 | 127.6 | 0.9 | 365 | 130.7798 | 0.16918 | 130 | 0.94897
40728 | 5.2 | 1 | 365 | 5.9218 | 0.9164 | 6 | 0.83816
16495 | 7.905 | 1 | 365 | 9.0022 | 0.11522 | 9 | 0.11744
34043 | 37.932 | 0.9 | 365 | 38.8773 | 0.23302 | 39 | 0.11029
34112 | 9.88 | 1 | 365 | 11.2513 | 0.64117 | 11 | 0.89251
40733 | 9.36 | 1 | 365 | 10.6592 | 0.44953 | 11 | 0.10869
34125 | 417.06 | 0.9 | 365 | 427.4531 | 0.16723 | 427 | 0.62037
16722 | 5.61 | 1 | 365 | 6.3887 | 0.85597 | 7 | 0.24463
40732 | 9.625 | 1 | 365 | 10.961 | 0.056804 | 11 | 0.017754
39846 | 4.59 | 1 | 365 | 5.2271 | 0.51852 | 5 | 0.74561
17693 | 3.9 | 1 | 365 | 4.4413 | 0.9373 | 5 | 0.37862
34348 | 784.08 | 0.9 | 365 | 803.6193 | 0.12925 | 803 | 0.74852
34392 | 7.8 | 1 | 365 | 8.8826 | 0.8746 | 9 | 0.75724
38697 | 5.98 | 1 | 365 | 6.81 | 0.70386 | 7 | 0.51389
17963 | 10.92 | 1 | 365 | 12.4357 | 0.024447 | 12 | 0.46014
36029 | 11.18 | 1 | 365 | 12.7318 | 0.62027 | 13 | 0.35205
29249 | 6.885 | 1 | 365 | 7.8406 | 0.77778 | 8 | 0.61841
40496 | 12.74 | 1 | 365 | 14.5083 | 0.19519 | 14 | 0.7035
31427 | 7.02 | 1 | 365 | 7.9944 | 0.087144 | 8 | 0.08152
27224 | 6.76 | 1 | 365 | 7.6983 | 0.49132 | 8 | 0.18961
40773 | 10.2 | 1 | 365 | 11.6158 | 0.37448 | 11 | 0.99024
40940 | 8.32 | 1 | 365 | 9.4748 | 0.066245 | 9 | 0.54106
40953 | 9.88 | 1 | 365 | 11.2513 | 0.64117 | 11 | 0.89251
40963 | 8.06 | 1 | 365 | 9.1787 | 0.47042 | 9 | 0.64915
16589 | 46.8 | 0.9 | 365 | 47.9663 | 0.52287 | 48 | 0.48912
40774 | 10.66 | 1 | 365 | 12.1396 | 0.42863 | 12 | 0.56823
32014 | 127.49 | 0.8 | 365 | 116.1485 | 0.7265 | 116 | 0.87499
34307 | 49.05 | 0.9 | 365 | 50.2723 | 0.16339 | 50 | 0.43571
40776 | 9.9 | 1 | 365 | 11.2741 | 0.687 | 11 | 0.96112
80 | 1780 | 0.7 | 365 | 1418.9448 | 0.35354 | 1419 | 0.29834
34473 | 31.98 | 0.9 | 365 | 32.7769 | 0.95729 | 33 | 0.73423
31113 | 664.34 | 0.9 | 365 | 680.8954 | 0.17096 | 681 | 0.066309
33253 | 136.9 | 0.9 | 365 | 140.3115 | 0.35001 | 140 | 0.66156
34550 | 211.2 | 0.9 | 365 | 216.4631 | 0.59037 | 217 | 0.053473
29931 | 341 | 0.9 | 365 | 349.4977 | 0.29695 | 349 | 0.79467
40779 | 5.232 | 1 | 365 | 5.9582 | 0.98973 | 6 | 0.94794
40780 | 10.791 | 1 | 365 | 12.2888 | 0.72883 | 13 | 0.017619
40778 | 7.02 | 1 | 365 | 7.9944 | 0.087144 | 8 | 0.08152
40783 | 6.9 | 1 | 365 | 7.8577 | 0.81215 | 8 | 0.66987
40784 | 8.32 | 1 | 365 | 9.4748 | 0.066245 | 9 | 0.54106
40785 | 9.6 | 1 | 365 | 10.9325 | 0.99951 | 11 | 0.93199
40788 | 9.36 | 1 | 365 | 10.6592 | 0.44953 | 11 | 0.10869
40789 | 8.58 | 1 | 365 | 9.7709 | 0.66207 | 10 | 0.43297
37636 | 3.57 | 1 | 365 | 4.0655 | 0.18107 | 4 | 0.24659
40790 | 7.54 | 1 | 365 | 8.5866 | 0.27878 | 8 | 0.86534
37677 | 6.9 | 1 | 365 | 7.8577 | 0.81215 | 8 | 0.66987
37684 | 5.5 | 1 | 365 | 6.2634 | 0.60389 | 6 | 0.86729
40791 | 7.54 | 1 | 365 | 8.5866 | 0.27878 | 8 | 0.86534
37683 | 5.83 | 1 | 365 | 6.6392 | 0.36012 | 6 | 0.99933
38040 | 8 | 1 | 365 | 9.1104 | 0.33293 | 9 | 0.44333
38104 | 9.805 | 1 | 365 | 11.1659 | 0.46929 | 11 | 0.63523
40792 | 5.2 | 1 | 365 | 5.9218 | 0.9164 | 6 | 0.83816
40793 | 11.7 | 1 | 365 | 13.324 | 0.81191 | 14 | 0.13587
39707 | 3.575 | 1 | 365 | 4.0712 | 0.19253 | 4 | 0.26374
38545 | 11.275 | 1 | 365 | 12.84 | 0.83797 | 13 | 0.67794
40794 | 13.52 | 1 | 365 | 15.3966 | 0.98265 | 16 | 0.37922
40795 | 11.96 | 1 | 365 | 13.62 | 0.40773 | 14 | 0.027775
40796 | 6.5 | 1 | 365 | 7.4022 | 0.8955 | 8 | 0.2977
34546 | 72.54 | 0.9 | 365 | 74.3477 | 0.61044 | 74 | 0.95814
40798 | 5.98 | 1 | 365 | 6.81 | 0.70386 | 7 | 0.51389
34540 | 110.86 | 0.9 | 365 | 113.6226 | 0.64369 | 114 | 0.26633
40800 | 12.48 | 1 | 365 | 14.2122 | 0.59937 | 14 | 0.81159
34613 | 383.24 | 0.9 | 365 | 392.7903 | 0.41502 | 393 | 0.20537
40801 | 9.36 | 1 | 365 | 10.6592 | 0.44953 | 11 | 0.10869
34046 | 54.6 | 0.9 | 365 | 55.9606 | 0.61001 | 56 | 0.57064
40802 | 14.82 | 1 | 365 | 16.877 | 0.96175 | 17 | 0.83877
40803 | 9.88 | 1 | 365 | 11.2513 | 0.64117 | 11 | 0.89251
40840 | 7.02 | 1 | 365 | 7.9944 | 0.087144 | 8 | 0.08152
34622 | 145.08 | 0.9 | 365 | 148.6954 | 0.22088 | 148 | 0.91628
40879 | 3.64 | 1 | 365 | 4.1452 | 0.34148 | 4 | 0.48671
34672 | 537.4 | 0.9 | 365 | 550.792 | 0.36299 | 551 | 0.155
40357 | 6.12 | 1 | 365 | 6.9695 | 0.02469 | 6 | 0.99415
34700 | 51.55 | 0.9 | 365 | 52.8346 | 0.31952 | 53 | 0.15415
34708 | 46.97 | 0.9 | 365 | 48.1405 | 0.87348 | 49 | 0.013976
40320 | 6.76 | 1 | 365 | 7.6983 | 0.49132 | 8 | 0.18961
34856 | 64.092 | 0.9 | 365 | 65.6892 | 0.18683 | 65 | 0.876
39931 | 8.84 | 1 | 365 | 10.067 | 0.25789 | 10 | 0.32488
34982 | 17.955 | 1 | 365 | 20.4472 | 0.14597 | 20 | 0.59312
35021 | 41.202 | 0.9 | 365 | 42.2288 | 0.97725 | 43 | 0.206
35045 | 35 | 0.9 | 365 | 35.8722 | 0.1859 | 36 | 0.058104
34963 | 15.12 | 1 | 365 | 17.2187 | 0.64923 | 17 | 0.86789
44129 | 7.42 | 1 | 365 | 8.4499 | 0.0037907 | 8 | 0.45369
35156 | 122.2 | 0.9 | 365 | 125.2452 | 0.031928 | 125 | 0.27715
49200 | 10 | 1 | 365 | 11.388 | 0.91616 | 12 | 0.30416
35270 | 561.2 | 0.9 | 365 | 575.1851 | 0.44941 | 575 | 0.63451
34965 | 26.125 | 0.9 | 365 | 26.776 | 0.88162 | 27 | 0.65766
36276 | 250.12 | 0.9 | 365 | 256.353 | 0.86109 | 257 | 0.21408
38553 | 6.885 | 1 | 365 | 7.8406 | 0.77778 | 8 | 0.61841
35267 | 417.24 | 0.9 | 365 | 427.6376 | 0.53847 | 428 | 0.17609
36462 | 15.6 | 1 | 365 | 17.7653 | 0.74921 | 18 | 0.51449
34465 | 42.18 | 0.9 | 365 | 43.2311 | 0.99433 | 44 | 0.22545
38899 | 6.24 | 1 | 365 | 7.1061 | 0.29968 | 7 | 0.4058
35063 | 54 | 0.9 | 365 | 55.3457 | 0.37254 | 55 | 0.71822
29924 | 363.48 | 0.9 | 365 | 372.5379 | 0.66093 | 373 | 0.19885
34754 | 60.8 | 0.9 | 365 | 62.3151 | 0.39723 | 62 | 0.71236
7422 | 257.04 | 0.9 | 365 | 263.4454 | 0.13328 | 263 | 0.57872
41136 | 7.975 | 1 | 365 | 9.0819 | 0.27564 | 9 | 0.35757
37672 | 27.5 | 0.9 | 365 | 28.1853 | 0.7175 | 28 | 0.9028
41132 | 9.69 | 1 | 365 | 11.035 | 0.20576 | 11 | 0.24073
41147 | 6.6 | 1 | 365 | 7.5161 | 0.12467 | 7 | 0.64075
41148 | 9.075 | 1 | 365 | 10.3346 | 0.79642 | 11 | 0.13103
41137 | 5.545 | 1 | 365 | 6.3146 | 0.70701 | 7 | 0.021657
38098 | 122.4 | 0.9 | 365 | 125.4502 | 0.44442 | 125 | 0.89463
41162 | 4.68 | 1 | 365 | 5.3296 | 0.72476 | 6 | 0.054347
41168 | 7.2 | 1 | 365 | 8.1994 | 0.49964 | 8 | 0.699
41176 | 7.975 | 1 | 365 | 9.0819 | 0.27564 | 9 | 0.35757
42319 | 26.775 | 0.9 | 365 | 27.4422 | 0.22222 | 27 | 0.66445
41177 | 5.25 | 1 | 365 | 5.9787 | 0.030984 | 6 | 0.009684
43263 | 30.6 | 0.9 | 365 | 31.3626 | 0.1111 | 31 | 0.47366
38010 | 5.98 | 1 | 365 | 6.81 | 0.70386 | 7 | 0.51389
34673 | 114.4 | 0.9 | 365 | 117.2508 | 0.94478 | 118 | 0.19563
34741 | 158.76 | 0.9 | 365 | 162.7163 | 0.43526 | 163 | 0.15156
34751 | 113.4 | 0.9 | 365 | 116.2259 | 0.88233 | 117 | 0.10826
41190 | 8.25 | 1 | 365 | 9.3951 | 0.90583 | 10 | 0.30093
41200 | 10.45 | 1 | 365 | 11.9005 | 0.94739 | 12 | 0.84785
38692 | 6.24 | 1 | 365 | 7.1061 | 0.29968 | 7 | 0.4058
36623 | 4.68 | 1 | 365 | 5.3296 | 0.72476 | 6 | 0.054347
46501 | 57.2 | 0.9 | 365 | 58.6254 | 0.97239 | 59 | 0.59782
41218 | 7.25 | 1 | 365 | 8.2563 | 0.61422 | 8 | 0.87052
34323 | 395.01 | 0.9 | 365 | 404.8536 | 0.69011 | 405 | 0.54376
40217 | 6.095 | 1 | 365 | 6.941 | 0.9674 | 7 | 0.90839
38772 | 2.86 | 1 | 365 | 3.257 | 0.55402 | 3 | 0.81099
41232 | 4.75 | 1 | 365 | 5.4093 | 0.88518 | 6 | 0.29448
38847 | 8.32 | 1 | 365 | 9.4748 | 0.066245 | 9 | 0.54106
70 | 2570.04 | 0.7 | 365 | 2048.7331 | 0.68135 | 2049 | 0.41444
38704 | 5.2 | 1 | 365 | 5.9218 | 0.9164 | 6 | 0.83816
41242 | 3.9 | 1 | 365 | 4.4413 | 0.9373 | 5 | 0.37862
41245 | 8.8 | 1 | 365 | 10.0214 | 0.16622 | 10 | 0.18766
41246 | 8 | 1 | 365 | 9.1104 | 0.33293 | 9 | 0.44333
41249 | 7.15 | 1 | 365 | 8.1424 | 0.38505 | 8 | 0.52747
50183 | 50.7 | 0.9 | 365 | 51.9634 | 0.56644 | 52 | 0.52988
41250 | 11.5 | 1 | 365 | 13.0962 | 0.35358 | 13 | 0.44978
41253 | 6.875 | 1 | 365 | 7.8293 | 0.75486 | 8 | 0.58411
41236 | 7.02 | 1 | 365 | 7.9944 | 0.087144 | 8 | 0.08152
6174 | 70.68 | 0.9 | 365 | 72.4413 | 0.77428 | 73 | 0.21562
38707 | 6.24 | 1 | 365 | 7.1061 | 0.29968 | 7 | 0.4058
34877 | 97.6 | 0.8 | 365 | 88.9175 | 0.92938 | 89 | 0.84688
33187 | 535.7 | 0.8 | 365 | 488.0441 | 0.094953 | 488 | 0.13908
41262 | 5.5 | 1 | 365 | 6.2634 | 0.60389 | 6 | 0.86729
41268 | 4.275 | 1 | 365 | 4.8684 | 0.79666 | 5 | 0.66503
39302 | 3.64 | 1 | 365 | 4.1452 | 0.34148 | 4 | 0.48671
41247 | 13.26 | 1 | 365 | 15.1005 | 0.38683 | 15 | 0.48732
41158 | 8.67 | 1 | 365 | 9.8734 | 0.86831 | 10 | 0.74171
32980 | 649.8 | 0.8 | 365 | 591.9938 | 0.27366 | 592 | 0.26745
32979 | 649.8 | 0.8 | 365 | 591.9938 | 0.27366 | 592 | 0.26745
11199 | 106.02 | 0.9 | 365 | 108.662 | 0.66142 | 109 | 0.32343
36695 | 3.12 | 1 | 365 | 3.5531 | 0.14984 | 3 | 0.7029
41070 | 9.9 | 1 | 365 | 11.2741 | 0.687 | 11 | 0.96112
41091 | 3.575 | 1 | 365 | 4.0712 | 0.19253 | 4 | 0.26374
41088 | 11.55 | 1 | 365 | 13.1531 | 0.46816 | 13 | 0.6213
18389 | 11.475 | 1 | 365 | 13.0677 | 0.29629 | 13 | 0.36402
18452 | 7.8 | 1 | 365 | 8.8826 | 0.8746 | 9 | 0.75724
41271 | 4.86 | 1 | 365 | 5.5346 | 0.13725 | 5 | 0.67182
41095 | 5.4 | 1 | 365 | 6.1495 | 0.37473 | 6 | 0.52425
41274 | 17.25 | 1 | 365 | 19.6443 | 0.53038 | 20 | 0.17468
41281 | 6.325 | 1 | 365 | 7.2029 | 0.49447 | 7 | 0.69738
41283 | 6.4 | 1 | 365 | 7.2883 | 0.66634 | 7 | 0.95466
39419 | 6.24 | 1 | 365 | 7.1061 | 0.29968 | 7 | 0.4058
41109 | 4.035 | 1 | 365 | 4.5951 | 0.24667 | 4 | 0.84173
41103 | 7.975 | 1 | 365 | 9.0819 | 0.27564 | 9 | 0.35757
41289 | 9.625 | 1 | 365 | 10.961 | 0.056804 | 11 | 0.017754
41116 | 3.98 | 1 | 365 | 4.5324 | 0.12063 | 4 | 0.65306
41306 | 6.66 | 1 | 365 | 7.5844 | 0.26216 | 7 | 0.84657
41108 | 3.3 | 1 | 365 | 3.758 | 0.56233 | 4 | 0.32037
41304 | 7.8 | 1 | 365 | 8.8826 | 0.8746 | 9 | 0.75724
32972 | 649.8 | 0.8 | 365 | 591.9938 | 0.27366 | 592 | 0.26745
32973 | 649.8 | 0.8 | 365 | 591.9938 | 0.27366 | 592 | 0.26745
32977 | 649.8 | 0.8 | 365 | 591.9938 | 0.27366 | 592 | 0.26745
41308 | 5 | 1 | 365 | 5.694 | 0.45808 | 6 | 0.15208
32974 | 649.8 | 0.8 | 365 | 591.9938 | 0.27366 | 592 | 0.26745
41120 | 6.75 | 1 | 365 | 7.6869 | 0.46841 | 8 | 0.15531
41122 | 7.425 | 1 | 365 | 8.4556 | 0.015249 | 8 | 0.47084
41127 | 7.835 | 1 | 365 | 8.9225 | 0.95481 | 9 | 0.87731
41126 | 9.35 | 1 | 365 | 10.6478 | 0.42661 | 11 | 0.07439
37835 | 4.68 | 1 | 365 | 5.3296 | 0.72476 | 6 | 0.054347
31381 | 270.9 | 0.9 | 365 | 277.6508 | 0.7189 | 278 | 0.36972
27274 | 43 | 0.9 | 365 | 44.0716 | 0.68554 | 44 | 0.7571
35658 | 312.48 | 0.9 | 365 | 320.267 | 0.47575 | 320 | 0.74275
40654 | 4.59 | 1 | 365 | 5.2271 | 0.51852 | 5 | 0.74561
39556 | 7.02 | 1 | 365 | 7.9944 | 0.087144 | 8 | 0.08152
39789 | 3.9 | 1 | 365 | 4.4413 | 0.9373 | 5 | 0.37862
39844 | 8.58 | 1 | 365 | 9.7709 | 0.66207 | 10 | 0.43297
39823 | 8.06 | 1 | 365 | 9.1787 | 0.47042 | 9 | 0.64915
39854 | 7.8 | 1 | 365 | 8.8826 | 0.8746 | 9 | 0.75724
40299 | 7.28 | 1 | 365 | 8.2905 | 0.68296 | 8 | 0.97343
40611 | 11.7 | 1 | 365 | 13.324 | 0.81191 | 14 | 0.13587
40582 | 7.54 | 1 | 365 | 8.5866 | 0.27878 | 8 | 0.86534
40549 | 5.355 | 1 | 365 | 6.0983 | 0.2716 | 6 | 0.36988
40453 | 9.1 | 1 | 365 | 10.3631 | 0.85371 | 11 | 0.21679
40508 | 8.415 | 1 | 365 | 9.583 | 0.28395 | 9 | 0.86695
40420 | 5.98 | 1 | 365 | 6.81 | 0.70386 | 7 | 0.51389
40397 | 14.04 | 1 | 365 | 15.9888 | 0.17429 | 16 | 0.16304
39137 | 5.98 | 1 | 365 | 6.81 | 0.70386 | 7 | 0.51389
40777 | 9.9 | 1 | 365 | 11.2741 | 0.687 | 11 | 0.96112
41141 | 4 | 1 | 365 | 4.5552 | 0.16646 | 4 | 0.72166
41244 | 3.64 | 1 | 365 | 4.1452 | 0.34148 | 4 | 0.48671
41252 | 7.14 | 1 | 365 | 8.131 | 0.36214 | 8 | 0.49317
41276 | 3.9 | 1 | 365 | 4.4413 | 0.9373 | 5 | 0.37862
41294 | 7.95 | 1 | 365 | 9.0535 | 0.21835 | 9 | 0.27181
41266 | 8.48 | 1 | 365 | 9.657 | 0.4329 | 10 | 0.089928
31076 | 7.02 | 1 | 365 | 7.9944 | 0.087144 | 8 | 0.08152
31318 | 4.725 | 1 | 365 | 5.3808 | 0.82789 | 6 | 0.20872
31339 | 17.92 | 1 | 365 | 20.4073 | 0.065759 | 20 | 0.47305
35579 | 6.05 | 1 | 365 | 6.8897 | 0.86428 | 7 | 0.75402
31919 | 8.84 | 1 | 365 | 10.067 | 0.25789 | 10 | 0.32488
30022 | 7.562 | 1 | 365 | 8.6116 | 0.3292 | 8 | 0.94081
29737 | 7.8 | 1 | 365 | 8.8826 | 0.8746 | 9 | 0.75724
39796 | 10.965 | 1 | 365 | 12.4869 | 0.12757 | 12 | 0.61451
41063 | 14.04 | 1 | 365 | 15.9888 | 0.17429 | 16 | 0.16304
41155 | 13.78 | 1 | 365 | 15.6927 | 0.57847 | 16 | 0.27113
38936 | 8.58 | 1 | 365 | 9.7709 | 0.66207 | 10 | 0.43297
41698 | 14.04 | 1 | 365 | 15.9888 | 0.17429 | 16 | 0.16304
41064 | 5.2 | 1 | 365 | 5.9218 | 0.9164 | 6 | 0.83816
41123 | 12.48 | 1 | 365 | 14.2122 | 0.59937 | 14 | 0.81159
39032 | 4.94 | 1 | 365 | 5.6257 | 0.32058 | 5 | 0.94626
41240 | 6.24 | 1 | 365 | 7.1061 | 0.29968 | 7 | 0.4058
39028 | 7.54 | 1 | 365 | 8.5866 | 0.27878 | 8 | 0.86534
39141 | 7.8 | 1 | 365 | 8.8826 | 0.8746 | 9 | 0.75724
39164 | 3.12 | 1 | 365 | 3.5531 | 0.14984 | 3 | 0.7029
39167 | 5.46 | 1 | 365 | 6.2178 | 0.51222 | 6 | 0.73007
41716 | 6.375 | 1 | 365 | 7.2599 | 0.60905 | 7 | 0.8689
41144 | 10.66 | 1 | 365 | 12.1396 | 0.42863 | 12 | 0.56823
39469 | 3.64 | 1 | 365 | 4.1452 | 0.34148 | 4 | 0.48671
39183 | 6.76 | 1 | 365 | 7.6983 | 0.49132 | 8 | 0.18961
41004 | 8.32 | 1 | 365 | 9.4748 | 0.066245 | 9 | 0.54106
41664 | 6.24 | 1 | 365 | 7.1061 | 0.29968 | 7 | 0.4058
40957 | 3.38 | 1 | 365 | 3.8491 | 0.74566 | 4 | 0.59481
39281 | 3.64 | 1 | 365 | 4.1452 | 0.34148 | 4 | 0.48671
40986 | 10.4 | 1 | 365 | 11.8435 | 0.83281 | 12 | 0.67633
41153 | 11.44 | 1 | 365 | 13.0279 | 0.21609 | 13 | 0.24396
41093 | 8.32 | 1 | 365 | 9.4748 | 0.066245 | 9 | 0.54106
41104 | 6.5 | 1 | 365 | 7.4022 | 0.8955 | 8 | 0.2977
41681 | 3.9 | 1 | 365 | 4.4413 | 0.9373 | 5 | 0.37862
40991 | 12.22 | 1 | 365 | 13.9161 | 0.0035475 | 13 | 0.91968
40998 | 10.92 | 1 | 365 | 12.4357 | 0.024447 | 12 | 0.46014
41739 | 2.34 | 1 | 365 | 2.6648 | 0.36238 | 3 | 0.027173
42349 | 7.02 | 1 | 365 | 7.9944 | 0.087144 | 8 | 0.08152
42361 | 3.38 | 1 | 365 | 3.8491 | 0.74566 | 4 | 0.59481
36690 | 2.55 | 1 | 365 | 2.9039 | 0.84362 | 3 | 0.74756
42366 | 5.72 | 1 | 365 | 6.5139 | 0.10804 | 6 | 0.62198
17676 | 7.65 | 1 | 365 | 8.7118 | 0.53086 | 9 | 0.24268
31588 | 4.94 | 1 | 365 | 5.6257 | 0.32058 | 5 | 0.94626
42378 | 10.4 | 1 | 365 | 11.8435 | 0.83281 | 12 | 0.67633
42373 | 7.54 | 1 | 365 | 8.5866 | 0.27878 | 8 | 0.86534
41007 | 9.62 | 1 | 365 | 10.9553 | 0.045346 | 11 | 0.00060192
31594 | 5.98 | 1 | 365 | 6.81 | 0.70386 | 7 | 0.51389
19788 | 7.65 | 1 | 365 | 8.7118 | 0.53086 | 9 | 0.24268
41783 | 8.415 | 1 | 365 | 9.583 | 0.28395 | 9 | 0.86695
15014 | 3.57 | 1 | 365 | 4.0655 | 0.18107 | 4 | 0.24659
41802 | 3.9 | 1 | 365 | 4.4413 | 0.9373 | 5 | 0.37862
27615 | 11.96 | 1 | 365 | 13.62 | 0.40773 | 14 | 0.027775
27596 | 8.415 | 1 | 365 | 9.583 | 0.28395 | 9 | 0.86695
41167 | 8.58 | 1 | 365 | 9.7709 | 0.66207 | 10 | 0.43297
41881 | 11.475 | 1 | 365 | 13.0677 | 0.29629 | 13 | 0.36402
41234 | 6.76 | 1 | 365 | 7.6983 | 0.49132 | 8 | 0.18961
27462 | 5.46 | 1 | 365 | 6.2178 | 0.51222 | 6 | 0.73007
41913 | 2.08 | 1 | 365 | 2.3687 | 0.76656 | 3 | 0.13527
21295 | 5.46 | 1 | 365 | 6.2178 | 0.51222 | 6 | 0.73007
21697 | 7.02 | 1 | 365 | 7.9944 | 0.087144 | 8 | 0.08152
42397 | 7.02 | 1 | 365 | 7.9944 | 0.087144 | 8 | 0.08152
21464 | 8.84 | 1 | 365 | 10.067 | 0.25789 | 10 | 0.32488
20502 | 5.46 | 1 | 365 | 6.2178 | 0.51222 | 6 | 0.73007
27548 | 13.78 | 1 | 365 | 15.6927 | 0.57847 | 16 | 0.27113
21024 | 3.64 | 1 | 365 | 4.1452 | 0.34148 | 4 | 0.48671
19678 | 11.18 | 1 | 365 | 12.7318 | 0.62027 | 13 | 0.35205
31425 | 8.58 | 1 | 365 | 9.7709 | 0.66207 | 10 | 0.43297
19512 | 7.54 | 1 | 365 | 8.5866 | 0.27878 | 8 | 0.86534
19534 | 7.28 | 1 | 365 | 8.2905 | 0.68296 | 8 | 0.97343
19981 | 4.68 | 1 | 365 | 5.3296 | 0.72476 | 6 | 0.054347
20602 | 6.5 | 1 | 365 | 7.4022 | 0.8955 | 8 | 0.2977
20010 | 6.24 | 1 | 365 | 7.1061 | 0.29968 | 7 | 0.4058
17558 | 4.42 | 1 | 365 | 5.0335 | 0.12894 | 5 | 0.16244
19965 | 3.06 | 1 | 365 | 3.4847 | 0.012345 | 3 | 0.49707
20494 | 4.42 | 1 | 365 | 5.0335 | 0.12894 | 5 | 0.16244
31527 | 13 | 1 | 365 | 14.8044 | 0.79101 | 15 | 0.59541
20663 | 8.32 | 1 | 365 | 9.4748 | 0.066245 | 9 | 0.54106
20718 | 10.14 | 1 | 365 | 11.5474 | 0.23699 | 11 | 0.78442
20721 | 7.8 | 1 | 365 | 8.8826 | 0.8746 | 9 | 0.75724
21179 | 7.28 | 1 | 365 | 8.2905 | 0.68296 | 8 | 0.97343
31426 | 4.68 | 1 | 365 | 5.3296 | 0.72476 | 6 | 0.054347
21198 | 9.62 | 1 | 365 | 10.9553 | 0.045346 | 11 | 0.00060192
31223 | 5.2 | 1 | 365 | 5.9218 | 0.9164 | 6 | 0.83816
37827 | 10.92 | 1 | 365 | 12.4357 | 0.024447 | 12 | 0.46014
37828 | 6.76 | 1 | 365 | 7.6983 | 0.49132 | 8 | 0.18961
41677 | 2.86 | 1 | 365 | 3.257 | 0.55402 | 3 | 0.81099
41667 | 7.02 | 1 | 365 | 7.9944 | 0.087144 | 8 | 0.08152
42864 | 4.5 | 1 | 365 | 5.1246 | 0.31227 | 5 | 0.43687
29642 | 9.1 | 1 | 365 | 10.3631 | 0.85371 | 11 | 0.21679
33792 | 9.69 | 1 | 365 | 11.035 | 0.20576 | 11 | 0.24073
21482 | 7.02 | 1 | 365 | 7.9944 | 0.087144 | 8 | 0.08152
42916 | 8.84 | 1 | 365 | 10.067 | 0.25789 | 10 | 0.32488
42902 | 7.02 | 1 | 365 | 7.9944 | 0.087144 | 8 | 0.08152
42905 | 4.68 | 1 | 365 | 5.3296 | 0.72476 | 6 | 0.054347
43040 | 6.885 | 1 | 365 | 7.8406 | 0.77778 | 8 | 0.61841
42890 | 6.5 | 1 | 365 | 7.4022 | 0.8955 | 8 | 0.2977
32339 | 9.88 | 1 | 365 | 11.2513 | 0.64117 | 11 | 0.89251
42899 | 5.98 | 1 | 365 | 6.81 | 0.70386 | 7 | 0.51389
32525 | 4.845 | 1 | 365 | 5.5175 | 0.10288 | 5 | 0.62037
21484 | 8.32 | 1 | 365 | 9.4748 | 0.066245 | 9 | 0.54106
42927 | 6.5 | 1 | 365 | 7.4022 | 0.8955 | 8 | 0.2977
42418 | 7.14 | 1 | 365 | 8.131 | 0.36214 | 8 | 0.49317
32588 | 5.865 | 1 | 365 | 6.6791 | 0.44033 | 7 | 0.11939
32948 | 2.08 | 1 | 365 | 2.3687 | 0.76656 | 3 | 0.13527
33261 | 7.02 | 1 | 365 | 7.9944 | 0.087144 | 8 | 0.08152
21487 | 7.28 | 1 | 365 | 8.2905 | 0.68296 | 8 | 0.97343
42417 | 8.06 | 1 | 365 | 9.1787 | 0.47042 | 9 | 0.64915
22303 | 4.68 | 1 | 365 | 5.3296 | 0.72476 | 6 | 0.054347
22253 | 4.42 | 1 | 365 | 5.0335 | 0.12894 | 5 | 0.16244
35917 | 4.94 | 1 | 365 | 5.6257 | 0.32058 | 5 | 0.94626
42450 | 5.98 | 1 | 365 | 6.81 | 0.70386 | 7 | 0.51389
22389 | 7.28 | 1 | 365 | 8.2905 | 0.68296 | 8 | 0.97343
42483 | 8.32 | 1 | 365 | 9.4748 | 0.066245 | 9 | 0.54106
21728 | 11.7 | 1 | 365 | 13.324 | 0.81191 | 14 | 0.13587
35074 | 22.875 | 1 | 365 | 26.05 | 0.42072 | 26 | 0.47077
41311 | 2.86 | 1 | 365 | 3.257 | 0.55402 | 3 | 0.81099
39337 | 7.02 | 1 | 365 | 7.9944 | 0.087144 | 8 | 0.08152
41321 | 9.625 | 1 | 365 | 10.961 | 0.056804 | 11 | 0.017754
41316 | 7.975 | 1 | 365 | 9.0819 | 0.27564 | 9 | 0.35757
41318 | 8.8 | 1 | 365 | 10.0214 | 0.16622 | 10 | 0.18766
41332 | 10.45 | 1 | 365 | 11.9005 | 0.94739 | 12 | 0.84785
41337 | 7.15 | 1 | 365 | 8.1424 | 0.38505 | 8 | 0.52747
41345 | 5.225 | 1 | 365 | 5.9502 | 0.97369 | 6 | 0.92392
41314 | 5.72 | 1 | 365 | 6.5139 | 0.10804 | 6 | 0.62198
41336 | 4.16 | 1 | 365 | 4.7374 | 0.53312 | 5 | 0.27053
41342 | 6.76 | 1 | 365 | 7.6983 | 0.49132 | 8 | 0.18961
41347 | 9.36 | 1 | 365 | 10.6592 | 0.44953 | 11 | 0.10869
34879 | 147.915 | 0.9 | 365 | 151.601 | 0.067943 | 151 | 0.66898
44332 | 17.7 | 1 | 365 | 20.1568 | 0.5616 | 20 | 0.71836
37515 | 3.51 | 1 | 365 | 3.9972 | 0.043572 | 4 | 0.04076
41340 | 7.14 | 1 | 365 | 8.131 | 0.36214 | 8 | 0.49317
41328 | 7.65 | 1 | 365 | 8.7118 | 0.53086 | 9 | 0.24268
39635 | 7.8 | 1 | 365 | 8.8826 | 0.8746 | 9 | 0.75724
40601 | 3.64 | 1 | 365 | 4.1452 | 0.34148 | 4 | 0.48671
43542 | 9.72 | 1 | 365 | 11.0691 | 0.27451 | 11 | 0.34364
44059 | 6.9 | 1 | 365 | 7.8577 | 0.81215 | 8 | 0.66987
44727 | 7.44 | 1 | 365 | 8.4727 | 0.049623 | 8 | 0.5223
41324 | 12.42 | 1 | 365 | 14.1439 | 0.46187 | 14 | 0.60577
41414 | 8.502 | 1 | 365 | 9.6821 | 0.48332 | 10 | 0.1654
41528 | 12.6 | 1 | 365 | 14.3489 | 0.87436 | 15 | 0.22324
41554 | 8.505 | 1 | 365 | 9.6855 | 0.49019 | 10 | 0.17569
41555 | 6.867 | 1 | 365 | 7.8201 | 0.73653 | 8 | 0.55667
40612 | 6.615 | 1 | 365 | 7.5332 | 0.15904 | 7 | 0.6922
40595 | 7.65 | 1 | 365 | 8.7118 | 0.53086 | 9 | 0.24268
40587 | 7.5 | 1 | 365 | 8.541 | 0.18712 | 8 | 0.72812
40690 | 5.4 | 1 | 365 | 6.1495 | 0.37473 | 6 | 0.52425
40543 | 5.72 | 1 | 365 | 6.5139 | 0.10804 | 6 | 0.62198
40695 | 9.45 | 1 | 365 | 10.7617 | 0.65577 | 11 | 0.41743
40736 | 6.3 | 1 | 365 | 7.1744 | 0.43718 | 7 | 0.61162
40648 | 8.4 | 1 | 365 | 9.5659 | 0.24957 | 9 | 0.81549
40665 | 5.67 | 1 | 365 | 6.457 | 0.99346 | 7 | 0.45046
40619 | 5.88 | 1 | 365 | 6.6961 | 0.4747 | 7 | 0.17085
40627 | 9.18 | 1 | 365 | 10.4542 | 0.037035 | 10 | 0.49122
40682 | 3.42 | 1 | 365 | 3.8947 | 0.83733 | 4 | 0.73202
40701 | 4.65 | 1 | 365 | 5.2954 | 0.65601 | 5 | 0.95143
41602 | 10.8 | 1 | 365 | 12.299 | 0.74945 | 13 | 0.048493
41604 | 10.71 | 1 | 365 | 12.1965 | 0.54321 | 12 | 0.73976
41605 | 9.075 | 1 | 365 | 10.3346 | 0.79642 | 11 | 0.13103
41662 | 7.15 | 1 | 365 | 8.1424 | 0.38505 | 8 | 0.52747
41663 | 8.25 | 1 | 365 | 9.3951 | 0.90583 | 10 | 0.30093
41675 | 5.1 | 1 | 365 | 5.8079 | 0.68724 | 6 | 0.49512
42402 | 11.275 | 1 | 365 | 12.84 | 0.83797 | 13 | 0.67794
42403 | 8.5 | 1 | 365 | 9.6798 | 0.47874 | 10 | 0.15854
42408 | 7.15 | 1 | 365 | 8.1424 | 0.38505 | 8 | 0.52747
41461 | 9.45 | 1 | 365 | 10.7617 | 0.65577 | 11 | 0.41743
42533 | 7.8 | 1 | 365 | 8.8826 | 0.8746 | 9 | 0.75724
42584 | 7.83 | 1 | 365 | 8.9168 | 0.94335 | 9 | 0.86016
41859 | 5.985 | 1 | 365 | 6.8157 | 0.71532 | 7 | 0.53104
42648 | 7.02 | 1 | 365 | 7.9944 | 0.087144 | 8 | 0.08152
33942 | 13 | 1 | 365 | 14.8044 | 0.79101 | 15 | 0.59541
42655 | 2.86 | 1 | 365 | 3.257 | 0.55402 | 3 | 0.81099
33949 | 8.84 | 1 | 365 | 10.067 | 0.25789 | 10 | 0.32488
42668 | 3.12 | 1 | 365 | 3.5531 | 0.14984 | 3 | 0.7029
34090 | 4.68 | 1 | 365 | 5.3296 | 0.72476 | 6 | 0.054347
42702 | 5.61 | 1 | 365 | 6.3887 | 0.85597 | 7 | 0.24463
34273 | 9.1 | 1 | 365 | 10.3631 | 0.85371 | 11 | 0.21679
42711 | 9.435 | 1 | 365 | 10.7446 | 0.6214 | 11 | 0.36597
41613 | 3.9 | 1 | 365 | 4.4413 | 0.9373 | 5 | 0.37862
42708 | 4.68 | 1 | 365 | 5.3296 | 0.72476 | 6 | 0.054347
42917 | 7.28 | 1 | 365 | 8.2905 | 0.68296 | 8 | 0.97343
43259 | 5.355 | 1 | 365 | 6.0983 | 0.2716 | 6 | 0.36988
43260 | 8.84 | 1 | 365 | 10.067 | 0.25789 | 10 | 0.32488
42720 | 7.8 | 1 | 365 | 8.8826 | 0.8746 | 9 | 0.75724
43265 | 3.12 | 1 | 365 | 3.5531 | 0.14984 | 3 | 0.7029
43262 | 8.67 | 1 | 365 | 9.8734 | 0.86831 | 10 | 0.74171
43267 | 6.375 | 1 | 365 | 7.2599 | 0.60905 | 7 | 0.8689
23311 | 5.98 | 1 | 365 | 6.81 | 0.70386 | 7 | 0.51389
23979 | 7.02 | 1 | 365 | 7.9944 | 0.087144 | 8 | 0.08152
24017 | 5.46 | 1 | 365 | 6.2178 | 0.51222 | 6 | 0.73007
24024 | 3.64 | 1 | 365 | 4.1452 | 0.34148 | 4 | 0.48671
43270 | 11.7 | 1 | 365 | 13.324 | 0.81191 | 14 | 0.13587
24242 | 8.58 | 1 | 365 | 9.7709 | 0.66207 | 10 | 0.43297
35863 | 4.16 | 1 | 365 | 4.7374 | 0.53312 | 5 | 0.27053
28145 | 4.08 | 1 | 365 | 4.6463 | 0.34979 | 4 | 0.9961
28146 | 4.335 | 1 | 365 | 4.9367 | 0.93416 | 5 | 0.87085
43301 | 5.46 | 1 | 365 | 6.2178 | 0.51222 | 6 | 0.73007
43302 | 3.64 | 1 | 365 | 4.1452 | 0.34148 | 4 | 0.48671
43304 | 12.48 | 1 | 365 | 14.2122 | 0.59937 | 14 | 0.81159
43298 | 7.54 | 1 | 365 | 8.5866 | 0.27878 | 8 | 0.86534
43309 | 5.46 | 1 | 365 | 6.2178 | 0.51222 | 6 | 0.73007
42686 | 11.44 | 1 | 365 | 13.0279 | 0.21609 | 13 | 0.24396
43313 | 4.42 | 1 | 365 | 5.0335 | 0.12894 | 5 | 0.16244
42729 | 9.36 | 1 | 365 | 10.6592 | 0.44953 | 11 | 0.10869
43307 | 8.84 | 1 | 365 | 10.067 | 0.25789 | 10 | 0.32488
43314 | 2.86 | 1 | 365 | 3.257 | 0.55402 | 3 | 0.81099
42741 | 5.355 | 1 | 365 | 6.0983 | 0.2716 | 6 | 0.36988
43317 | 4.68 | 1 | 365 | 5.3296 | 0.72476 | 6 | 0.054347
42775 | 7.65 | 1 | 365 | 8.7118 | 0.53086 | 9 | 0.24268
43320 | 4.68 | 1 | 365 | 5.3296 | 0.72476 | 6 | 0.054347
25104 | 6.24 | 1 | 365 | 7.1061 | 0.29968 | 7 | 0.4058
42759 | 6.5 | 1 | 365 | 7.4022 | 0.8955 | 8 | 0.2977
25185 | 4.68 | 1 | 365 | 5.3296 | 0.72476 | 6 | 0.054347
42790 | 6.875 | 1 | 365 | 7.8293 | 0.75486 | 8 | 0.58411
25195 | 4.68 | 1 | 365 | 5.3296 | 0.72476 | 6 | 0.054347
28336 | 3.38 | 1 | 365 | 3.8491 | 0.74566 | 4 | 0.59481
42795 | 4.4 | 1 | 365 | 5.0107 | 0.08311 | 5 | 0.09383
25223 | 4.16 | 1 | 365 | 4.7374 | 0.53312 | 5 | 0.27053
41355 | 7.8 | 1 | 365 | 8.8826 | 0.8746 | 9 | 0.75724
42833 | 7.28 | 1 | 365 | 8.2905 | 0.68296 | 8 | 0.97343
43319 | 10.92 | 1 | 365 | 12.4357 | 0.024447 | 12 | 0.46014
43327 | 3.9 | 1 | 365 | 4.4413 | 0.9373 | 5 | 0.37862
42834 | 4.335 | 1 | 365 | 4.9367 | 0.93416 | 5 | 0.87085
41405 | 8.58 | 1 | 365 | 9.7709 | 0.66207 | 10 | 0.43297
43326 | 3.64 | 1 | 365 | 4.1452 | 0.34148 | 4 | 0.48671
42838 | 9.1 | 1 | 365 | 10.3631 | 0.85371 | 11 | 0.21679
41411 | 5.2 | 1 | 365 | 5.9218 | 0.9164 | 6 | 0.83816
43332 | 3.9 | 1 | 365 | 4.4413 | 0.9373 | 5 | 0.37862
41351 | 4.8 | 1 | 365 | 5.4662 | 0.99976 | 6 | 0.466
43330 | 3.9 | 1 | 365 | 4.4413 | 0.9373 | 5 | 0.37862
41363 | 8.415 | 1 | 365 | 9.583 | 0.28395 | 9 | 0.86695
43336 | 11.44 | 1 | 365 | 13.0279 | 0.21609 | 13 | 0.24396
43329 | 10.66 | 1 | 365 | 12.1396 | 0.42863 | 12 | 0.56823
43343 | 8.32 | 1 | 365 | 9.4748 | 0.066245 | 9 | 0.54106
41597 | 6.48 | 1 | 365 | 7.3794 | 0.84967 | 8 | 0.2291
43337 | 8.215 | 1 | 365 | 9.3552 | 0.82563 | 10 | 0.18087
41348 | 8.415 | 1 | 365 | 9.583 | 0.28395 | 9 | 0.86695
41349 | 6.875 | 1 | 365 | 7.8293 | 0.75486 | 8 | 0.58411
43344 | 3.12 | 1 | 365 | 3.5531 | 0.14984 | 3 | 0.7029
41367 | 6.5 | 1 | 365 | 7.4022 | 0.8955 | 8 | 0.2977
43342 | 6.12 | 1 | 365 | 6.9695 | 0.02469 | 6 | 0.99415
41388 | 6.6 | 1 | 365 | 7.5161 | 0.12467 | 7 | 0.64075
41394 | 4.95 | 1 | 365 | 5.6371 | 0.3435 | 5 | 0.98056
41684 | 5.865 | 1 | 365 | 6.6791 | 0.44033 | 7 | 0.11939
41427 | 5.75 | 1 | 365 | 6.5481 | 0.17679 | 6 | 0.72489
41425 | 7.7 | 1 | 365 | 8.7688 | 0.64544 | 9 | 0.4142
41441 | 3.924 | 1 | 365 | 4.4687 | 0.9923 | 5 | 0.46095
41520 | 6.25 | 1 | 365 | 7.1175 | 0.3226 | 7 | 0.4401
41525 | 7.975 | 1 | 365 | 9.0819 | 0.27564 | 9 | 0.35757
41446 | 9.81 | 1 | 365 | 11.1716 | 0.48075 | 11 | 0.65238
41530 | 7.15 | 1 | 365 | 8.1424 | 0.38505 | 8 | 0.52747
41537 | 4.125 | 1 | 365 | 4.6975 | 0.45292 | 5 | 0.15047
40705 | 7.848 | 1 | 365 | 8.9373 | 0.9846 | 9 | 0.9219
42036 | 9.135 | 1 | 365 | 10.4029 | 0.93391 | 11 | 0.33685
40568 | 5.46 | 1 | 365 | 6.2178 | 0.51222 | 6 | 0.73007
40660 | 7.62 | 1 | 365 | 8.6777 | 0.46211 | 9 | 0.13977
41694 | 5.775 | 1 | 365 | 6.5766 | 0.23408 | 6 | 0.81065
41582 | 9.69 | 1 | 365 | 11.035 | 0.20576 | 11 | 0.24073
41585 | 3.64 | 1 | 365 | 4.1452 | 0.34148 | 4 | 0.48671
41719 | 2.75 | 1 | 365 | 3.1317 | 0.30194 | 3 | 0.43364
41586 | 8.25 | 1 | 365 | 9.3951 | 0.90583 | 10 | 0.30093
41587 | 9.35 | 1 | 365 | 10.6478 | 0.42661 | 11 | 0.07439
41726 | 4.5 | 1 | 365 | 5.1246 | 0.31227 | 5 | 0.43687
41589 | 5.865 | 1 | 365 | 6.6791 | 0.44033 | 7 | 0.11939
41476 | 5.804 | 1 | 365 | 6.6096 | 0.30054 | 6 | 0.91013
41735 | 4.275 | 1 | 365 | 4.8684 | 0.79666 | 5 | 0.66503
41731 | 8.525 | 1 | 365 | 9.7083 | 0.53603 | 10 | 0.2443
41744 | 10.66 | 1 | 365 | 12.1396 | 0.42863 | 12 | 0.56823
41751 | 7.02 | 1 | 365 | 7.9944 | 0.087144 | 8 | 0.08152
41747 | 10 | 1 | 365 | 11.388 | 0.91616 | 12 | 0.30416
41745 | 3.825 | 1 | 365 | 4.3559 | 0.76543 | 5 | 0.12134
41755 | 13.26 | 1 | 365 | 15.1005 | 0.38683 | 15 | 0.48732
41763 | 9.625 | 1 | 365 | 10.961 | 0.056804 | 11 | 0.017754
41758 | 7.975 | 1 | 365 | 9.0819 | 0.27564 | 9 | 0.35757
41781 | 12 | 1 | 365 | 13.6656 | 0.49939 | 14 | 0.16499
41773 | 6.25 | 1 | 365 | 7.1175 | 0.3226 | 7 | 0.4401
41792 | 5.61 | 1 | 365 | 6.3887 | 0.85597 | 7 | 0.24463
41795 | 9.075 | 1 | 365 | 10.3346 | 0.79642 | 11 | 0.13103
41804 | 3.5 | 1 | 365 | 3.9858 | 0.020656 | 4 | 0.006456
41815 | 6.325 | 1 | 365 | 7.2029 | 0.49447 | 7 | 0.69738
41821 | 6.325 | 1 | 365 | 7.2029 | 0.49447 | 7 | 0.69738
41832 | 12.1 | 1 | 365 | 13.7795 | 0.72855 | 14 | 0.50803
41824 | 6.6 | 1 | 365 | 7.5161 | 0.12467 | 7 | 0.64075
41842 | 8.16 | 1 | 365 | 9.2926 | 0.69959 | 9 | 0.99219
37408 | 6 | 1 | 365 | 6.8328 | 0.7497 | 7 | 0.5825
41862 | 3.85 | 1 | 365 | 4.3844 | 0.82272 | 5 | 0.2071
41866 | 4.845 | 1 | 365 | 5.5175 | 0.10288 | 5 | 0.62037
41877 | 3.025 | 1 | 365 | 3.4449 | 0.93214 | 4 | 0.37701
41907 | 10.45 | 1 | 365 | 11.9005 | 0.94739 | 12 | 0.84785
41912 | 8.25 | 1 | 365 | 9.3951 | 0.90583 | 10 | 0.30093
41917 | 3.64 | 1 | 365 | 4.1452 | 0.34148 | 4 | 0.48671
41923 | 6.325 | 1 | 365 | 7.2029 | 0.49447 | 7 | 0.69738
41925 | 10.175 | 1 | 365 | 11.5873 | 0.31719 | 11 | 0.90448
41933 | 6.875 | 1 | 365 | 7.8293 | 0.75486 | 8 | 0.58411
41944 | 6.325 | 1 | 365 | 7.2029 | 0.49447 | 7 | 0.69738
41878 | 11.75 | 1 | 365 | 13.3809 | 0.92649 | 14 | 0.30739
41950 | 4.675 | 1 | 365 | 5.3239 | 0.7133 | 6 | 0.037195
41930 | 12 | 1 | 365 | 13.6656 | 0.49939 | 14 | 0.16499
41939 | 5.72 | 1 | 365 | 6.5139 | 0.10804 | 6 | 0.62198
41955 | 7.7 | 1 | 365 | 8.7688 | 0.64544 | 9 | 0.4142
41957 | 10.75 | 1 | 365 | 12.2421 | 0.63487 | 12 | 0.87697
41964 | 5.775 | 1 | 365 | 6.5766 | 0.23408 | 6 | 0.81065
41968 | 6.05 | 1 | 365 | 6.8897 | 0.86428 | 7 | 0.75402
41971 | 3.85 | 1 | 365 | 4.3844 | 0.82272 | 5 | 0.2071
41970 | 8.25 | 1 | 365 | 9.3951 | 0.90583 | 10 | 0.30093
4341 | 10 | 1 | 365 | 11.388 | 0.91616 | 12 | 0.30416
37635 | 5.1 | 1 | 365 | 5.8079 | 0.68724 | 6 | 0.49512
42040 | 3.025 | 1 | 365 | 3.4449 | 0.93214 | 4 | 0.37701
42045 | 8.64 | 1 | 365 | 9.8392 | 0.79956 | 10 | 0.63879
42052 | 11.275 | 1 | 365 | 12.84 | 0.83797 | 13 | 0.67794
42060 | 9.35 | 1 | 365 | 10.6478 | 0.42661 | 11 | 0.07439
42048 | 6.6 | 1 | 365 | 7.5161 | 0.12467 | 7 | 0.64075
42061 | 11.55 | 1 | 365 | 13.1531 | 0.46816 | 13 | 0.6213
42064 | 4.125 | 1 | 365 | 4.6975 | 0.45292 | 5 | 0.15047
42067 | 3.825 | 1 | 365 | 4.3559 | 0.76543 | 5 | 0.12134
42073 | 4.4 | 1 | 365 | 5.0107 | 0.08311 | 5 | 0.09383
42675 | 10.4 | 1 | 365 | 11.8435 | 0.83281 | 12 | 0.67633
42683 | 12.48 | 1 | 365 | 14.2122 | 0.59937 | 14 | 0.81159
41876 | 9 | 1 | 365 | 10.2492 | 0.62454 | 10 | 0.87374
41481 | 13.86 | 1 | 365 | 15.7838 | 0.7618 | 16 | 0.54557
41498 | 6.475 | 1 | 365 | 7.3737 | 0.83821 | 8 | 0.21194
41536 | 6 | 1 | 365 | 6.8328 | 0.7497 | 7 | 0.5825
42077 | 3.3 | 1 | 365 | 3.758 | 0.56233 | 4 | 0.32037
42840 | 4.16 | 1 | 365 | 4.7374 | 0.53312 | 5 | 0.27053
15852 | 6.375 | 1 | 365 | 7.2599 | 0.60905 | 7 | 0.8689
42070 | 4 | 1 | 365 | 4.5552 | 0.16646 | 4 | 0.72166
42080 | 6.6 | 1 | 365 | 7.5161 | 0.12467 | 7 | 0.64075
22007 | 13 | 1 | 365 | 14.8044 | 0.79101 | 15 | 0.59541
42089 | 6.25 | 1 | 365 | 7.1175 | 0.3226 | 7 | 0.4401
42843 | 8.84 | 1 | 365 | 10.067 | 0.25789 | 10 | 0.32488
22242 | 6.5 | 1 | 365 | 7.4022 | 0.8955 | 8 | 0.2977
42083 | 9.625 | 1 | 365 | 10.961 | 0.056804 | 11 | 0.017754
42090 | 7.14 | 1 | 365 | 8.131 | 0.36214 | 8 | 0.49317
42104 | 3.3 | 1 | 365 | 3.758 | 0.56233 | 4 | 0.32037
42100 | 6.05 | 1 | 365 | 6.8897 | 0.86428 | 7 | 0.75402
42092 | 5.61 | 1 | 365 | 6.3887 | 0.85597 | 7 | 0.24463
42113 | 7.395 | 1 | 365 | 8.4214 | 0.9465 | 9 | 0.36793
42111 | 7.5 | 1 | 365 | 8.541 | 0.18712 | 8 | 0.72812
42112 | 4.675 | 1 | 365 | 5.3239 | 0.7133 | 6 | 0.037195
42120 | 9.9 | 1 | 365 | 11.2741 | 0.687 | 11 | 0.96112
42115 | 10.5 | 1 | 365 | 11.9574 | 0.061968 | 12 | 0.019368
42129 | 12.1 | 1 | 365 | 13.7795 | 0.72855 | 14 | 0.50803
42135 | 3.57 | 1 | 365 | 4.0655 | 0.18107 | 4 | 0.24659
42131 | 9.35 | 1 | 365 | 10.6478 | 0.42661 | 11 | 0.07439
42137 | 11.55 | 1 | 365 | 13.1531 | 0.46816 | 13 | 0.6213
42140 | 5 | 1 | 365 | 5.694 | 0.45808 | 6 | 0.15208
42151 | 11 | 1 | 365 | 12.5268 | 0.20778 | 12 | 0.73458
42849 | 12.74 | 1 | 365 | 14.5083 | 0.19519 | 14 | 0.7035
42139 | 9.435 | 1 | 365 | 10.7446 | 0.6214 | 11 | 0.36597
42162 | 9.88 | 1 | 365 | 11.2513 | 0.64117 | 11 | 0.89251
42149 | 10 | 1 | 365 | 11.388 | 0.91616 | 12 | 0.30416
23334 | 7.8 | 1 | 365 | 8.8826 | 0.8746 | 9 | 0.75724
42165 | 5.46 | 1 | 365 | 6.2178 | 0.51222 | 6 | 0.73007
42167 | 4.16 | 1 | 365 | 4.7374 | 0.53312 | 5 | 0.27053
42148 | 5.225 | 1 | 365 | 5.9502 | 0.97369 | 6 | 0.92392
42150 | 8.8 | 1 | 365 | 10.0214 | 0.16622 | 10 | 0.18766
42176 | 5.7 | 1 | 365 | 6.4912 | 0.062211 | 6 | 0.55337
42214 | 5.565 | 1 | 365 | 6.3374 | 0.75284 | 7 | 0.090265
42182 | 5.2 | 1 | 365 | 5.9218 | 0.9164 | 6 | 0.83816
42209 | 3 | 1 | 365 | 3.4164 | 0.87485 | 4 | 0.29125
42188 | 3.64 | 1 | 365 | 4.1452 | 0.34148 | 4 | 0.48671
42850 | 7.65 | 1 | 365 | 8.7118 | 0.53086 | 9 | 0.24268
42216 | 8.525 | 1 | 365 | 9.7083 | 0.53603 | 10 | 0.2443
42152 | 12.1 | 1 | 365 | 13.7795 | 0.72855 | 14 | 0.50803
23647 | 7.28 | 1 | 365 | 8.2905 | 0.68296 | 8 | 0.97343
42207 | 10.175 | 1 | 365 | 11.5873 | 0.31719 | 11 | 0.90448
42154 | 6 | 1 | 365 | 6.8328 | 0.7497 | 7 | 0.5825
42153 | 5.75 | 1 | 365 | 6.5481 | 0.17679 | 6 | 0.72489
42219 | 9.99 | 1 | 365 | 11.3766 | 0.89324 | 12 | 0.26986
42155 | 7.395 | 1 | 365 | 8.4214 | 0.9465 | 9 | 0.36793
42227 | 7.5 | 1 | 365 | 8.541 | 0.18712 | 8 | 0.72812
42221 | 12.25 | 1 | 365 | 13.9503 | 0.072296 | 14 | 0.022596
42156 | 7.7 | 1 | 365 | 8.7688 | 0.64544 | 9 | 0.4142
42230 | 6.625 | 1 | 365 | 7.5446 | 0.18196 | 7 | 0.72651
42161 | 7.7 | 1 | 365 | 8.7688 | 0.64544 | 9 | 0.4142
42157 | 7.15 | 1 | 365 | 8.1424 | 0.38505 | 8 | 0.52747
42239 | 11.275 | 1 | 365 | 12.84 | 0.83797 | 13 | 0.67794
42164 | 5.13 | 1 | 365 | 5.842 | 0.75599 | 6 | 0.59803
42237 | 5.2 | 1 | 365 | 5.9218 | 0.9164 | 6 | 0.83816
42231 | 9.1 | 1 | 365 | 10.3631 | 0.85371 | 11 | 0.21679
42163 | 8.25 | 1 | 365 | 9.3951 | 0.90583 | 10 | 0.30093
42168 | 4.675 | 1 | 365 | 5.3239 | 0.7133 | 6 | 0.037195
42170 | 5.61 | 1 | 365 | 6.3887 | 0.85597 | 7 | 0.24463
42169 | 7.15 | 1 | 365 | 8.1424 | 0.38505 | 8 | 0.52747
42166 | 12.1 | 1 | 365 | 13.7795 | 0.72855 | 14 | 0.50803
42172 | 6.63 | 1 | 365 | 7.5502 | 0.19341 | 7 | 0.74366
42174 | 10.71 | 1 | 365 | 12.1965 | 0.54321 | 12 | 0.73976
42177 | 10.45 | 1 | 365 | 11.9005 | 0.94739 | 12 | 0.84785
42175 | 5.2 | 1 | 365 | 5.9218 | 0.9164 | 6 | 0.83816
42173 | 4.75 | 1 | 365 | 5.4093 | 0.88518 | 6 | 0.29448
42178 | 8.16 | 1 | 365 | 9.2926 | 0.69959 | 9 | 0.99219
42181 | 5.25 | 1 | 365 | 5.9787 | 0.030984 | 6 | 0.009684
42183 | 10.45 | 1 | 365 | 11.9005 | 0.94739 | 12 | 0.84785
41186 | 4.68 | 1 | 365 | 5.3296 | 0.72476 | 6 | 0.054347
42851 | 7.42 | 1 | 365 | 8.4499 | 0.0037907 | 8 | 0.45369
23653 | 15.08 | 1 | 365 | 17.1731 | 0.55757 | 17 | 0.73067
42854 | 8.84 | 1 | 365 | 10.067 | 0.25789 | 10 | 0.32488
16649 | 11.475 | 1 | 365 | 13.0677 | 0.29629 | 13 | 0.36402
41547 | 11.97 | 1 | 365 | 13.6314 | 0.43064 | 14 | 0.06208
23672 | 7.8 | 1 | 365 | 8.8826 | 0.8746 | 9 | 0.75724
42845 | 7.68 | 1 | 365 | 8.746 | 0.59961 | 9 | 0.34559
42859 | 10.92 | 1 | 365 | 12.4357 | 0.024447 | 12 | 0.46014
42245 | 4.59 | 1 | 365 | 5.2271 | 0.51852 | 5 | 0.74561
42246 | 10.175 | 1 | 365 | 11.5873 | 0.31719 | 11 | 0.90448
42243 | 11.475 | 1 | 365 | 13.0677 | 0.29629 | 13 | 0.36402
42247 | 10.5 | 1 | 365 | 11.9574 | 0.061968 | 12 | 0.019368
24851 | 9.1 | 1 | 365 | 10.3631 | 0.85371 | 11 | 0.21679
42250 | 8.8 | 1 | 365 | 10.0214 | 0.16622 | 10 | 0.18766
42866 | 5.98 | 1 | 365 | 6.81 | 0.70386 | 7 | 0.51389
42251 | 8.8 | 1 | 365 | 10.0214 | 0.16622 | 10 | 0.18766
42253 | 9.35 | 1 | 365 | 10.6478 | 0.42661 | 11 | 0.07439
42861 | 8.06 | 1 | 365 | 9.1787 | 0.47042 | 9 | 0.64915
42255 | 5 | 1 | 365 | 5.694 | 0.45808 | 6 | 0.15208
42258 | 4.5 | 1 | 365 | 5.1246 | 0.31227 | 5 | 0.43687
27572 | 5.46 | 1 | 365 | 6.2178 | 0.51222 | 6 | 0.73007
21526 | 7.8 | 1 | 365 | 8.8826 | 0.8746 | 9 | 0.75724
42252 | 11.5 | 1 | 365 | 13.0962 | 0.35358 | 13 | 0.44978
42260 | 10.5 | 1 | 365 | 11.9574 | 0.061968 | 12 | 0.019368
42261 | 3.06 | 1 | 365 | 3.4847 | 0.012345 | 3 | 0.49707
42262 | 4.88 | 1 | 365 | 5.5573 | 0.18309 | 5 | 0.74043
41300 | 16.5 | 1 | 365 | 18.7902 | 0.81166 | 19 | 0.60186
40669 | 4.48 | 1 | 365 | 5.1018 | 0.26644 | 5 | 0.36826
42277 | 4.335 | 1 | 365 | 4.9367 | 0.93416 | 5 | 0.87085
42286 | 3.575 | 1 | 365 | 4.0712 | 0.19253 | 4 | 0.26374
42291 | 5.775 | 1 | 365 | 6.5766 | 0.23408 | 6 | 0.81065
42876 | 8.32 | 1 | 365 | 9.4748 | 0.066245 | 9 | 0.54106
42293 | 8.8 | 1 | 365 | 10.0214 | 0.16622 | 10 | 0.18766
42295 | 5.775 | 1 | 365 | 6.5766 | 0.23408 | 6 | 0.81065
42313 | 9.9 | 1 | 365 | 11.2741 | 0.687 | 11 | 0.96112
42321 | 9.88 | 1 | 365 | 11.2513 | 0.64117 | 11 | 0.89251
42874 | 9.1 | 1 | 365 | 10.3631 | 0.85371 | 11 | 0.21679
42315 | 14.535 | 1 | 365 | 16.5525 | 0.30864 | 16 | 0.8611
42185 | 6.325 | 1 | 365 | 7.2029 | 0.49447 | 7 | 0.69738
21700 | 4.16 | 1 | 365 | 4.7374 | 0.53312 | 5 | 0.27053
42323 | 2.08 | 1 | 365 | 2.3687 | 0.76656 | 3 | 0.13527
42184 | 16 | 1 | 365 | 18.2208 | 0.66586 | 18 | 0.88666
22032 | 9.36 | 1 | 365 | 10.6592 | 0.44953 | 11 | 0.10869
32220 | 12.22 | 1 | 365 | 13.9161 | 0.0035475 | 13 | 0.91968
42190 | 2.75 | 1 | 365 | 3.1317 | 0.30194 | 3 | 0.43364
42326 | 4.68 | 1 | 365 | 5.3296 | 0.72476 | 6 | 0.054347
42879 | 6.76 | 1 | 365 | 7.6983 | 0.49132 | 8 | 0.18961
42328 | 6.76 | 1 | 365 | 7.6983 | 0.49132 | 8 | 0.18961
42187 | 7.15 | 1 | 365 | 8.1424 | 0.38505 | 8 | 0.52747
42330 | 8.84 | 1 | 365 | 10.067 | 0.25789 | 10 | 0.32488
42191 | 6.25 | 1 | 365 | 7.1175 | 0.3226 | 7 | 0.4401
42331 | 3.64 | 1 | 365 | 4.1452 | 0.34148 | 4 | 0.48671
42192 | 12 | 1 | 365 | 13.6656 | 0.49939 | 14 | 0.16499
42196 | 7 | 1 | 365 | 7.9716 | 0.041312 | 8 | 0.012912
42882 | 3.64 | 1 | 365 | 4.1452 | 0.34148 | 4 | 0.48671
42201 | 6.6 | 1 | 365 | 7.5161 | 0.12467 | 7 | 0.64075
43076 | 13.52 | 1 | 365 | 15.3966 | 0.98265 | 16 | 0.37922
42199 | 8.67 | 1 | 365 | 9.8734 | 0.86831 | 10 | 0.74171
41572 | 9.45 | 1 | 365 | 10.7617 | 0.65577 | 11 | 0.41743
42202 | 10.6 | 1 | 365 | 12.0713 | 0.29113 | 12 | 0.36241
43087 | 5.1 | 1 | 365 | 5.8079 | 0.68724 | 6 | 0.49512
43092 | 3 | 1 | 365 | 3.4164 | 0.87485 | 4 | 0.29125
42881 | 9.18 | 1 | 365 | 10.4542 | 0.037035 | 10 | 0.49122
43095 | 11.73 | 1 | 365 | 13.3581 | 0.88066 | 14 | 0.23878
42889 | 3.9 | 1 | 365 | 4.4413 | 0.9373 | 5 | 0.37862
43107 | 7.7 | 1 | 365 | 8.7688 | 0.64544 | 9 | 0.4142
43111 | 3.825 | 1 | 365 | 4.3559 | 0.76543 | 5 | 0.12134
43108 | 6.24 | 1 | 365 | 7.1061 | 0.29968 | 7 | 0.4058
31226 | 6.12 | 1 | 365 | 6.9695 | 0.02469 | 6 | 0.99415
41905 | 5.13 | 1 | 365 | 5.842 | 0.75599 | 6 | 0.59803
43125 | 5.1 | 1 | 365 | 5.8079 | 0.68724 | 6 | 0.49512
42886 | 5.46 | 1 | 365 | 6.2178 | 0.51222 | 6 | 0.73007
43164 | 6 | 1 | 365 | 6.8328 | 0.7497 | 7 | 0.5825
43173 | 9.18 | 1 | 365 | 10.4542 | 0.037035 | 10 | 0.49122
31390 | 3.38 | 1 | 365 | 3.8491 | 0.74566 | 4 | 0.59481
32221 | 8.06 | 1 | 365 | 9.1787 | 0.47042 | 9 | 0.64915
41969 | 12 | 1 | 365 | 13.6656 | 0.49939 | 14 | 0.16499
31378 | 6.76 | 1 | 365 | 7.6983 | 0.49132 | 8 | 0.18961
32520 | 3.9 | 1 | 365 | 4.4413 | 0.9373 | 5 | 0.37862
41962 | 8.85 | 1 | 365 | 10.0784 | 0.2808 | 10 | 0.35918
32545 | 4.16 | 1 | 365 | 4.7374 | 0.53312 | 5 | 0.27053
41985 | 7.905 | 1 | 365 | 9.0022 | 0.11522 | 9 | 0.11744
42010 | 6.6 | 1 | 365 | 7.5161 | 0.12467 | 7 | 0.64075
43324 | 5.72 | 1 | 365 | 6.5139 | 0.10804 | 6 | 0.62198
42041 | 4.5 | 1 | 365 | 5.1246 | 0.31227 | 5 | 0.43687
42062 | 11.025 | 1 | 365 | 12.5553 | 0.26507 | 12 | 0.82034
42087 | 7.2 | 1 | 365 | 8.1994 | 0.49964 | 8 | 0.699
36375 | 2.34 | 1 | 365 | 2.6648 | 0.36238 | 3 | 0.027173
42107 | 11.4 | 1 | 365 | 12.9823 | 0.12442 | 13 | 0.10674
32245 | 8.58 | 1 | 365 | 9.7709 | 0.66207 | 10 | 0.43297
43359 | 3.6 | 1 | 365 | 4.0997 | 0.24982 | 4 | 0.3495
15906 | 8.415 | 1 | 365 | 9.583 | 0.28395 | 9 | 0.86695
43367 | 9.36 | 1 | 365 | 10.6592 | 0.44953 | 11 | 0.10869
27437 | 7.395 | 1 | 365 | 8.4214 | 0.9465 | 9 | 0.36793
43377 | 5.4 | 1 | 365 | 6.1495 | 0.37473 | 6 | 0.52425
16778 | 8.67 | 1 | 365 | 9.8734 | 0.86831 | 10 | 0.74171
43383 | 8.4 | 1 | 365 | 9.5659 | 0.24957 | 9 | 0.81549
43387 | 8.7 | 1 | 365 | 9.9076 | 0.93706 | 10 | 0.84462
43404 | 3.3 | 1 | 365 | 3.758 | 0.56233 | 4 | 0.32037
43415 | 5.4 | 1 | 365 | 6.1495 | 0.37473 | 6 | 0.52425
22228 | 4.42 | 1 | 365 | 5.0335 | 0.12894 | 5 | 0.16244
29058 | 9.88 | 1 | 365 | 11.2513 | 0.64117 | 11 | 0.89251
43408 | 14.88 | 1 | 365 | 16.9453 | 0.099246 | 17 | 0.04459
22224 | 4.94 | 1 | 365 | 5.6257 | 0.32058 | 5 | 0.94626
22741 | 9.88 | 1 | 365 | 11.2513 | 0.64117 | 11 | 0.89251
22307 | 4.94 | 1 | 365 | 5.6257 | 0.32058 | 5 | 0.94626
27169 | 5.72 | 1 | 365 | 6.5139 | 0.10804 | 6 | 0.62198
43156 | 6.885 | 1 | 365 | 7.8406 | 0.77778 | 8 | 0.61841
42847 | 8.58 | 1 | 365 | 9.7709 | 0.66207 | 10 | 0.43297
31932 | 4.68 | 1 | 365 | 5.3296 | 0.72476 | 6 | 0.054347
31221 | 4.94 | 1 | 365 | 5.6257 | 0.32058 | 5 | 0.94626
43517 | 13 | 1 | 365 | 14.8044 | 0.79101 | 15 | 0.59541
42839 | 2.08 | 1 | 365 | 2.3687 | 0.76656 | 3 | 0.13527
43536 | 4.2 | 1 | 365 | 4.783 | 0.62479 | 5 | 0.40775
41864 | 6 | 1 | 365 | 6.8328 | 0.7497 | 7 | 0.5825
43545 | 24.9 | 1 | 365 | 28.3561 | 0.061238 | 28 | 0.41736
43568 | 7.8 | 1 | 365 | 8.8826 | 0.8746 | 9 | 0.75724
43577 | 14.28 | 1 | 365 | 16.2621 | 0.72428 | 16 | 0.98634
43578 | 9.18 | 1 | 365 | 10.4542 | 0.037035 | 10 | 0.49122
43579 | 11.59 | 1 | 365 | 13.1987 | 0.55983 | 13 | 0.75852
43352 | 7.28 | 1 | 365 | 8.2905 | 0.68296 | 8 | 0.97343
42114 | 4.59 | 1 | 365 | 5.2271 | 0.51852 | 5 | 0.74561
43347 | 8.84 | 1 | 365 | 10.067 | 0.25789 | 10 | 0.32488
43363 | 11.44 | 1 | 365 | 13.0279 | 0.21609 | 13 | 0.24396
43354 | 10.14 | 1 | 365 | 11.5474 | 0.23699 | 11 | 0.78442
43360 | 8.925 | 1 | 365 | 10.1638 | 0.45267 | 10 | 0.61646
43425 | 5.2 | 1 | 365 | 5.9218 | 0.9164 | 6 | 0.83816
43364 | 6.24 | 1 | 365 | 7.1061 | 0.29968 | 7 | 0.4058
43610 | 7.8 | 1 | 365 | 8.8826 | 0.8746 | 9 | 0.75724
43381 | 6.5 | 1 | 365 | 7.4022 | 0.8955 | 8 | 0.2977
43380 | 8.415 | 1 | 365 | 9.583 | 0.28395 | 9 | 0.86695
43615 | 10.8 | 1 | 365 | 12.299 | 0.74945 | 13 | 0.048493
43394 | 2.08 | 1 | 365 | 2.3687 | 0.76656 | 3 | 0.13527
43392 | 8.84 | 1 | 365 | 10.067 | 0.25789 | 10 | 0.32488
43395 | 10.4 | 1 | 365 | 11.8435 | 0.83281 | 12 | 0.67633
44173 | 11.7 | 1 | 365 | 13.324 | 0.81191 | 14 | 0.13587
43400 | 4.59 | 1 | 365 | 5.2271 | 0.51852 | 5 | 0.74561
43632 | 5.46 | 1 | 365 | 6.2178 | 0.51222 | 6 | 0.73007
44174 | 4.4 | 1 | 365 | 5.0107 | 0.08311 | 5 | 0.09383
43436 | 7.54 | 1 | 365 | 8.5866 | 0.27878 | 8 | 0.86534
44185 | 7.44 | 1 | 365 | 8.4727 | 0.049623 | 8 | 0.5223
43439 | 11.7 | 1 | 365 | 13.324 | 0.81191 | 14 | 0.13587
44205 | 2.475 | 1 | 365 | 2.8185 | 0.67175 | 3 | 0.49028
43450 | 4.94 | 1 | 365 | 5.6257 | 0.32058 | 5 | 0.94626
44207 | 11.77 | 1 | 365 | 13.4037 | 0.97232 | 14 | 0.376
43483 | 4.42 | 1 | 365 | 5.0335 | 0.12894 | 5 | 0.16244
44044 | 6.24 | 1 | 365 | 7.1061 | 0.29968 | 7 | 0.4058
43492 | 10.4 | 1 | 365 | 11.8435 | 0.83281 | 12 | 0.67633
44046 | 10.5 | 1 | 365 | 11.9574 | 0.061968 | 12 | 0.019368
43497 | 7.54 | 1 | 365 | 8.5866 | 0.27878 | 8 | 0.86534
44063 | 6.9 | 1 | 365 | 7.8577 | 0.81215 | 8 | 0.66987
44001 | 7.02 | 1 | 365 | 7.9944 | 0.087144 | 8 | 0.08152
43502 | 9.88 | 1 | 365 | 11.2513 | 0.64117 | 11 | 0.89251
41819 | 7.56 | 1 | 365 | 8.6093 | 0.32462 | 8 | 0.93394
43636 | 1.55 | 1 | 365 | 1.7651 | 0.552 | 2 | 0.31714
43504 | 10.66 | 1 | 365 | 12.1396 | 0.42863 | 12 | 0.56823
43511 | 3.9 | 1 | 365 | 4.4413 | 0.9373 | 5 | 0.37862
43508 | 15.9 | 1 | 365 | 18.1069 | 0.43669 | 18 | 0.54361
43655 | 6.84 | 1 | 365 | 7.7894 | 0.67465 | 8 | 0.46405
44068 | 3.64 | 1 | 365 | 4.1452 | 0.34148 | 4 | 0.48671
43538 | 7.54 | 1 | 365 | 8.5866 | 0.27878 | 8 | 0.86534
43560 | 12.48 | 1 | 365 | 14.2122 | 0.59937 | 14 | 0.81159
44077 | 7.194 | 1 | 365 | 8.1925 | 0.48589 | 8 | 0.67841
43570 | 5.2 | 1 | 365 | 5.9218 | 0.9164 | 6 | 0.83816
44081 | 5.13 | 1 | 365 | 5.842 | 0.75599 | 6 | 0.59803
44443 | 4.94 | 1 | 365 | 5.6257 | 0.32058 | 5 | 0.94626
44083 | 9.12 | 1 | 365 | 10.3859 | 0.89954 | 11 | 0.28539
44444 | 6.24 | 1 | 365 | 7.1061 | 0.29968 | 7 | 0.4058
43614 | 3.24 | 1 | 365 | 3.6897 | 0.42484 | 4 | 0.11455
44085 | 6.48 | 1 | 365 | 7.3794 | 0.84967 | 8 | 0.2291
44086 | 6.48 | 1 | 365 | 7.3794 | 0.84967 | 8 | 0.2291
44445 | 10.66 | 1 | 365 | 12.1396 | 0.42863 | 12 | 0.56823
44088 | 5.94 | 1 | 365 | 6.7645 | 0.6122 | 7 | 0.37667
43662 | 8.7 | 1 | 365 | 9.9076 | 0.93706 | 10 | 0.84462
44449 | 2.34 | 1 | 365 | 2.6648 | 0.36238 | 3 | 0.027173
27368 | 5.75 | 1 | 365 | 6.5481 | 0.17679 | 6 | 0.72489
14452 | 14 | 1 | 365 | 15.9432 | 0.082624 | 16 | 0.025824
44089 | 11.34 | 1 | 365 | 12.914 | 0.98693 | 13 | 0.90092
43109 | 4.335 | 1 | 365 | 4.9367 | 0.93416 | 5 | 0.87085
44455 | 6.5 | 1 | 365 | 7.4022 | 0.8955 | 8 | 0.2977
44090 | 7.02 | 1 | 365 | 7.9944 | 0.087144 | 8 | 0.08152
14590 | 9.945 | 1 | 365 | 11.3254 | 0.79012 | 12 | 0.11549
44091 | 9.18 | 1 | 365 | 10.4542 | 0.037035 | 10 | 0.49122
27424 | 5.355 | 1 | 365 | 6.0983 | 0.2716 | 6 | 0.36988
44407 | 6.24 | 1 | 365 | 7.1061 | 0.29968 | 7 | 0.4058
15779 | 7.905 | 1 | 365 | 9.0022 | 0.11522 | 9 | 0.11744
44283 | 9.12 | 1 | 365 | 10.3859 | 0.89954 | 11 | 0.28539
27426 | 14.025 | 1 | 365 | 15.9717 | 0.13991 | 16 | 0.11158
44312 | 3.3 | 1 | 365 | 3.758 | 0.56233 | 4 | 0.32037
44292 | 8.04 | 1 | 365 | 9.156 | 0.42459 | 9 | 0.58054
17512 | 8.06 | 1 | 365 | 9.1787 | 0.47042 | 9 | 0.64915
44457 | 7.8 | 1 | 365 | 8.8826 | 0.8746 | 9 | 0.75724
44305 | 5.5 | 1 | 365 | 6.2634 | 0.60389 | 6 | 0.86729
43674 | 10.66 | 1 | 365 | 12.1396 | 0.42863 | 12 | 0.56823
44454 | 4.16 | 1 | 365 | 4.7374 | 0.53312 | 5 | 0.27053
44304 | 10.92 | 1 | 365 | 12.4357 | 0.024447 | 12 | 0.46014
44458 | 9.88 | 1 | 365 | 11.2513 | 0.64117 | 11 | 0.89251
43685 | 6.24 | 1 | 365 | 7.1061 | 0.29968 | 7 | 0.4058
18281 | 5.2 | 1 | 365 | 5.9218 | 0.9164 | 6 | 0.83816
44459 | 9.88 | 1 | 365 | 11.2513 | 0.64117 | 11 | 0.89251
25525 | 3.64 | 1 | 365 | 4.1452 | 0.34148 | 4 | 0.48671
18634 | 5.46 | 1 | 365 | 6.2178 | 0.51222 | 6 | 0.73007
25545 | 4.68 | 1 | 365 | 5.3296 | 0.72476 | 6 | 0.054347
27618 | 6.76 | 1 | 365 | 7.6983 | 0.49132 | 8 | 0.18961
44320 | 5.72 | 1 | 365 | 6.5139 | 0.10804 | 6 | 0.62198
20435 | 8.5 | 1 | 365 | 9.6798 | 0.47874 | 10 | 0.15854
26683 | 9.1 | 1 | 365 | 10.3631 | 0.85371 | 11 | 0.21679
44460 | 4.42 | 1 | 365 | 5.0335 | 0.12894 | 5 | 0.16244
20503 | 9.88 | 1 | 365 | 11.2513 | 0.64117 | 11 | 0.89251
43696 | 7.8 | 1 | 365 | 8.8826 | 0.8746 | 9 | 0.75724
20601 | 4.86 | 1 | 365 | 5.5346 | 0.13725 | 5 | 0.67182
33557 | 9.36 | 1 | 365 | 10.6592 | 0.44953 | 11 | 0.10869
44323 | 9.156 | 1 | 365 | 10.4269 | 0.98204 | 11 | 0.40889
22546 | 6.24 | 1 | 365 | 7.1061 | 0.29968 | 7 | 0.4058
27519 | 15.34 | 1 | 365 | 17.4692 | 0.15339 | 17 | 0.62258
44324 | 10.92 | 1 | 365 | 12.4357 | 0.024447 | 12 | 0.46014
35274 | 58.31 | 0.9 | 365 | 59.7631 | 0.26172 | 60 | 0.024801
26842 | 10.92 | 1 | 365 | 12.4357 | 0.024447 | 12 | 0.46014
44329 | 9.36 | 1 | 365 | 10.6592 | 0.44953 | 11 | 0.10869
26854 | 8.06 | 1 | 365 | 9.1787 | 0.47042 | 9 | 0.64915
44462 | 4.16 | 1 | 365 | 4.7374 | 0.53312 | 5 | 0.27053
33565 | 7.8 | 1 | 365 | 8.8826 | 0.8746 | 9 | 0.75724
44461 | 7.685 | 1 | 365 | 8.7517 | 0.61107 | 9 | 0.36275
44463 | 10.66 | 1 | 365 | 12.1396 | 0.42863 | 12 | 0.56823
33869 | 11.7 | 1 | 365 | 13.324 | 0.81191 | 14 | 0.13587
44466 | 5.36 | 1 | 365 | 6.104 | 0.28306 | 6 | 0.38703
33963 | 5.72 | 1 | 365 | 6.5139 | 0.10804 | 6 | 0.62198
44436 | 12.74 | 1 | 365 | 14.5083 | 0.19519 | 14 | 0.7035
44426 | 3.06 | 1 | 365 | 3.4847 | 0.012345 | 3 | 0.49707
44232 | 6.24 | 1 | 365 | 7.1061 | 0.29968 | 7 | 0.4058
32731 | 10.14 | 1 | 365 | 11.5474 | 0.23699 | 11 | 0.78442
44218 | 6.875 | 1 | 365 | 7.8293 | 0.75486 | 8 | 0.58411
34193 | 4.94 | 1 | 365 | 5.6257 | 0.32058 | 5 | 0.94626
43749 | 8.1 | 1 | 365 | 9.2243 | 0.56209 | 9 | 0.78637
34409 | 7.28 | 1 | 365 | 8.2905 | 0.68296 | 8 | 0.97343
44401 | 5.94 | 1 | 365 | 6.7645 | 0.6122 | 7 | 0.37667
35942 | 4.42 | 1 | 365 | 5.0335 | 0.12894 | 5 | 0.16244
44423 | 7.65 | 1 | 365 | 8.7118 | 0.53086 | 9 | 0.24268
35959 | 5.72 | 1 | 365 | 6.5139 | 0.10804 | 6 | 0.62198
44342 | 11.04 | 1 | 365 | 12.5724 | 0.29944 | 12 | 0.87179
44247 | 16.53 | 1 | 365 | 18.8244 | 0.88041 | 19 | 0.70478
44249 | 13.52 | 1 | 365 | 15.3966 | 0.98265 | 16 | 0.37922
43051 | 5.46 | 1 | 365 | 6.2178 | 0.51222 | 6 | 0.73007
44252 | 5.46 | 1 | 365 | 6.2178 | 0.51222 | 6 | 0.73007
43723 | 3.12 | 1 | 365 | 3.5531 | 0.14984 | 3 | 0.7029
44254 | 5.72 | 1 | 365 | 6.5139 | 0.10804 | 6 | 0.62198
43727 | 7.28 | 1 | 365 | 8.2905 | 0.68296 | 8 | 0.97343
44262 | 8.32 | 1 | 365 | 9.4748 | 0.066245 | 9 | 0.54106
44264 | 11.44 | 1 | 365 | 13.0279 | 0.21609 | 13 | 0.24396
44345 | 2.75 | 1 | 365 | 3.1317 | 0.30194 | 3 | 0.43364
44265 | 8.84 | 1 | 365 | 10.067 | 0.25789 | 10 | 0.32488
43102 | 5.46 | 1 | 365 | 6.2178 | 0.51222 | 6 | 0.73007
44266 | 4.68 | 1 | 365 | 5.3296 | 0.72476 | 6 | 0.054347
35989 | 8.58 | 1 | 365 | 9.7709 | 0.66207 | 10 | 0.43297
44268 | 5.2 | 1 | 365 | 5.9218 | 0.9164 | 6 | 0.83816
44347 | 15 | 1 | 365 | 17.082 | 0.37424 | 17 | 0.45624
44271 | 5.72 | 1 | 365 | 6.5139 | 0.10804 | 6 | 0.62198
43458 | 5.2 | 1 | 365 | 5.9218 | 0.9164 | 6 | 0.83816
44438 | 6.76 | 1 | 365 | 7.6983 | 0.49132 | 8 | 0.18961
44440 | 11.96 | 1 | 365 | 13.62 | 0.40773 | 14 | 0.027775
43106 | 2.6 | 1 | 365 | 2.9609 | 0.9582 | 3 | 0.91908
37786 | 8.58 | 1 | 365 | 9.7709 | 0.66207 | 10 | 0.43297
39124 | 11.18 | 1 | 365 | 12.7318 | 0.62027 | 13 | 0.35205
42904 | 11.96 | 1 | 365 | 13.62 | 0.40773 | 14 | 0.027775
32866 | 7.28 | 1 | 365 | 8.2905 | 0.68296 | 8 | 0.97343
43809 | 13.26 | 1 | 365 | 15.1005 | 0.38683 | 15 | 0.48732
43812 | 4.16 | 1 | 365 | 4.7374 | 0.53312 | 5 | 0.27053
44354 | 3.35 | 1 | 365 | 3.815 | 0.67691 | 4 | 0.49189
43823 | 7.8 | 1 | 365 | 8.8826 | 0.8746 | 9 | 0.75724
43851 | 5.25 | 1 | 365 | 5.9787 | 0.030984 | 6 | 0.009684
44464 | 5.98 | 1 | 365 | 6.81 | 0.70386 | 7 | 0.51389
43855 | 3.315 | 1 | 365 | 3.7751 | 0.59671 | 4 | 0.37183
44467 | 5.2 | 1 | 365 | 5.9218 | 0.9164 | 6 | 0.83816
43857 | 6.375 | 1 | 365 | 7.2599 | 0.60905 | 7 | 0.8689
43862 | 5.865 | 1 | 365 | 6.6791 | 0.44033 | 7 | 0.11939
44358 | 3.99 | 1 | 365 | 4.5438 | 0.14355 | 4 | 0.68736
43863 | 6.12 | 1 | 365 | 6.9695 | 0.02469 | 6 | 0.99415
43899 | 8.175 | 1 | 365 | 9.3097 | 0.73396 | 10 | 0.043651
43877 | 7.14 | 1 | 365 | 8.131 | 0.36214 | 8 | 0.49317
43865 | 10 | 1 | 365 | 11.388 | 0.91616 | 12 | 0.30416
44375 | 6.54 | 1 | 365 | 7.4478 | 0.98717 | 8 | 0.43492
43868 | 4.845 | 1 | 365 | 5.5175 | 0.10288 | 5 | 0.62037
44382 | 7.56 | 1 | 365 | 8.6093 | 0.32462 | 8 | 0.93394
43870 | 10.25 | 1 | 365 | 11.6727 | 0.48906 | 12 | 0.16176
44813 | 5.72 | 1 | 365 | 6.5139 | 0.10804 | 6 | 0.62198
43879 | 5.75 | 1 | 365 | 6.5481 | 0.17679 | 6 | 0.72489
44798 | 4.68 | 1 | 365 | 5.3296 | 0.72476 | 6 | 0.054347
44564 | 5.2 | 1 | 365 | 5.9218 | 0.9164 | 6 | 0.83816
43423 | 8.502 | 1 | 365 | 9.6821 | 0.48332 | 10 | 0.1654
43960 | 5.795 | 1 | 365 | 6.5993 | 0.27991 | 6 | 0.87926
44390 | 6.71 | 1 | 365 | 7.6413 | 0.37674 | 8 | 0.018091
43986 | 9.6 | 1 | 365 | 10.9325 | 0.99951 | 11 | 0.93199
44403 | 6.3 | 1 | 365 | 7.1744 | 0.43718 | 7 | 0.61162
43457 | 8.32 | 1 | 365 | 9.4748 | 0.066245 | 9 | 0.54106
44421 | 5.13 | 1 | 365 | 5.842 | 0.75599 | 6 | 0.59803
44631 | 5.4 | 1 | 365 | 6.1495 | 0.37473 | 6 | 0.52425
24106 | 4.08 | 1 | 365 | 4.6463 | 0.34979 | 4 | 0.9961
44701 | 7.5 | 1 | 365 | 8.541 | 0.18712 | 8 | 0.72812
44714 | 6 | 1 | 365 | 6.8328 | 0.7497 | 7 | 0.5825
44718 | 4 | 1 | 365 | 4.5552 | 0.16646 | 4 | 0.72166
44724 | 4.88 | 1 | 365 | 5.5573 | 0.18309 | 5 | 0.74043
44734 | 5.4 | 1 | 365 | 6.1495 | 0.37473 | 6 | 0.52425
44741 | 4.845 | 1 | 365 | 5.5175 | 0.10288 | 5 | 0.62037
44470 | 10.36 | 1 | 365 | 11.798 | 0.74114 | 12 | 0.53911
44473 | 6.54 | 1 | 365 | 7.4478 | 0.98717 | 8 | 0.43492
44477 | 4.578 | 1 | 365 | 5.2134 | 0.49102 | 5 | 0.70444
44498 | 3 | 1 | 365 | 3.4164 | 0.87485 | 4 | 0.29125
44041 | 7.54 | 1 | 365 | 8.5866 | 0.27878 | 8 | 0.86534
33808 | 8.58 | 1 | 365 | 9.7709 | 0.66207 | 10 | 0.43297
21536 | 10.445 | 1 | 365 | 11.8948 | 0.93593 | 12 | 0.8307
31771 | 2.34 | 1 | 365 | 2.6648 | 0.36238 | 3 | 0.027173
43998 | 8.58 | 1 | 365 | 9.7709 | 0.66207 | 10 | 0.43297
32214 | 3.64 | 1 | 365 | 4.1452 | 0.34148 | 4 | 0.48671
30857 | 4.94 | 1 | 365 | 5.6257 | 0.32058 | 5 | 0.94626
32438 | 5.355 | 1 | 365 | 6.0983 | 0.2716 | 6 | 0.36988
37681 | 3.12 | 1 | 365 | 3.5531 | 0.14984 | 3 | 0.7029
41080 | 2.86 | 1 | 365 | 3.257 | 0.55402 | 3 | 0.81099
43257 | 12.22 | 1 | 365 | 13.9161 | 0.0035475 | 13 | 0.91968
43663 | 5.2 | 1 | 365 | 5.9218 | 0.9164 | 6 | 0.83816
43668 | 8.58 | 1 | 365 | 9.7709 | 0.66207 | 10 | 0.43297
44623 | 11.44 | 1 | 365 | 13.0279 | 0.21609 | 13 | 0.24396
42392 | 5.46 | 1 | 365 | 6.2178 | 0.51222 | 6 | 0.73007
21086 | 10.92 | 1 | 365 | 12.4357 | 0.024447 | 12 | 0.46014
21285 | 9.1 | 1 | 365 | 10.3631 | 0.85371 | 11 | 0.21679
21517 | 8.06 | 1 | 365 | 9.1787 | 0.47042 | 9 | 0.64915
21288 | 4.16 | 1 | 365 | 4.7374 | 0.53312 | 5 | 0.27053
21513 | 5.2 | 1 | 365 | 5.9218 | 0.9164 | 6 | 0.83816
44596 | 12.22 | 1 | 365 | 13.9161 | 0.0035475 | 13 | 0.91968
44597 | 5.72 | 1 | 365 | 6.5139 | 0.10804 | 6 | 0.62198
44608 | 5.72 | 1 | 365 | 6.5139 | 0.10804 | 6 | 0.62198
44603 | 6.5 | 1 | 365 | 7.4022 | 0.8955 | 8 | 0.2977
44626 | 4.94 | 1 | 365 | 5.6257 | 0.32058 | 5 | 0.94626
44643 | 2.86 | 1 | 365 | 3.257 | 0.55402 | 3 | 0.81099
44676 | 8.925 | 1 | 365 | 10.1638 | 0.45267 | 10 | 0.61646
44650 | 9.36 | 1 | 365 | 10.6592 | 0.44953 | 11 | 0.10869
44645 | 12.22 | 1 | 365 | 13.9161 | 0.0035475 | 13 | 0.91968
44690 | 8.32 | 1 | 365 | 9.4748 | 0.066245 | 9 | 0.54106
44692 | 8.06 | 1 | 365 | 9.1787 | 0.47042 | 9 | 0.64915
44696 | 7.54 | 1 | 365 | 8.5866 | 0.27878 | 8 | 0.86534
44695 | 11.7 | 1 | 365 | 13.324 | 0.81191 | 14 | 0.13587
44719 | 6.24 | 1 | 365 | 7.1061 | 0.29968 | 7 | 0.4058
44722 | 7.8 | 1 | 365 | 8.8826 | 0.8746 | 9 | 0.75724
44691 | 12.495 | 1 | 365 | 14.2293 | 0.63374 | 14 | 0.86305
44742 | 11.96 | 1 | 365 | 13.62 | 0.40773 | 14 | 0.027775
44728 | 9.62 | 1 | 365 | 10.9553 | 0.045346 | 11 | 0.00060192
43666 | 6.76 | 1 | 365 | 7.6983 | 0.49132 | 8 | 0.18961
44198 | 5.98 | 1 | 365 | 6.81 | 0.70386 | 7 | 0.51389
44124 | 11.44 | 1 | 365 | 13.0279 | 0.21609 | 13 | 0.24396
44133 | 4.75 | 1 | 365 | 5.4093 | 0.88518 | 6 | 0.29448
44811 | 4.68 | 1 | 365 | 5.3296 | 0.72476 | 6 | 0.054347
44815 | 8.925 | 1 | 365 | 10.1638 | 0.45267 | 10 | 0.61646
44773 | 4.94 | 1 | 365 | 5.6257 | 0.32058 | 5 | 0.94626
44816 | 7.02 | 1 | 365 | 7.9944 | 0.087144 | 8 | 0.08152
44820 | 6.76 | 1 | 365 | 7.6983 | 0.49132 | 8 | 0.18961
44828 | 9.1 | 1 | 365 | 10.3631 | 0.85371 | 11 | 0.21679
44840 | 7.54 | 1 | 365 | 8.5866 | 0.27878 | 8 | 0.86534
44842 | 3.64 | 1 | 365 | 4.1452 | 0.34148 | 4 | 0.48671
44846 | 2.86 | 1 | 365 | 3.257 | 0.55402 | 3 | 0.81099
44843 | 11.475 | 1 | 365 | 13.0677 | 0.29629 | 13 | 0.36402
44832 | 7.02 | 1 | 365 | 7.9944 | 0.087144 | 8 | 0.08152
44844 | 7.28 | 1 | 365 | 8.2905 | 0.68296 | 8 | 0.97343
44849 | 4.16 | 1 | 365 | 4.7374 | 0.53312 | 5 | 0.27053
44847 | 11.44 | 1 | 365 | 13.0279 | 0.21609 | 13 | 0.24396
44848 | 9.62 | 1 | 365 | 10.9553 | 0.045346 | 11 | 0.00060192
44851 | 4.68 | 1 | 365 | 5.3296 | 0.72476 | 6 | 0.054347
44859 | 4.16 | 1 | 365 | 4.7374 | 0.53312 | 5 | 0.27053
44876 | 10.14 | 1 | 365 | 11.5474 | 0.23699 | 11 | 0.78442
44882 | 4.42 | 1 | 365 | 5.0335 | 0.12894 | 5 | 0.16244
44893 | 3.64 | 1 | 365 | 4.1452 | 0.34148 | 4 | 0.48671
44899 | 6.24 | 1 | 365 | 7.1061 | 0.29968 | 7 | 0.4058
44897 | 6.76 | 1 | 365 | 7.6983 | 0.49132 | 8 | 0.18961
44910 | 5.72 | 1 | 365 | 6.5139 | 0.10804 | 6 | 0.62198
41776 | 8.16 | 1 | 365 | 9.2926 | 0.69959 | 9 | 0.99219
25530 | 13 | 1 | 365 | 14.8044 | 0.79101 | 15 | 0.59541
43836 | 6.76 | 1 | 365 | 7.6983 | 0.49132 | 8 | 0.18961
43968 | 7.98 | 1 | 365 | 9.0876 | 0.2871 | 9 | 0.37472
31379 | 5.25 | 1 | 365 | 5.9787 | 0.030984 | 6 | 0.009684
30736 | 14 | 1 | 365 | 15.9432 | 0.082624 | 16 | 0.025824
31921 | 95.16 | 0.9 | 365 | 97.5314 | 0.26316 | 97 | 0.79455
44767 | 5.46 | 1 | 365 | 6.2178 | 0.51222 | 6 | 0.73007
44769 | 4.16 | 1 | 365 | 4.7374 | 0.53312 | 5 | 0.27053
43558 | 7.95 | 1 | 365 | 9.0535 | 0.21835 | 9 | 0.27181
43544 | 7.95 | 1 | 365 | 9.0535 | 0.21835 | 9 | 0.27181
43533 | 8.48 | 1 | 365 | 9.657 | 0.4329 | 10 | 0.089928
43524 | 5.3 | 1 | 365 | 6.0356 | 0.14556 | 6 | 0.1812
44786 | 9.01 | 1 | 365 | 10.2606 | 0.64746 | 10 | 0.90805
44761 | 6.24 | 1 | 365 | 7.1061 | 0.29968 | 7 | 0.4058
43466 | 6.36 | 1 | 365 | 7.2428 | 0.57468 | 7 | 0.81745
44803 | 7.95 | 1 | 365 | 9.0535 | 0.21835 | 9 | 0.27181
43449 | 9.54 | 1 | 365 | 10.8642 | 0.86202 | 11 | 0.72617
43205 | 6.36 | 1 | 365 | 7.2428 | 0.57468 | 7 | 0.81745
43424 | 8.48 | 1 | 365 | 9.657 | 0.4329 | 10 | 0.089928
43179 | 9.54 | 1 | 365 | 10.8642 | 0.86202 | 11 | 0.72617
43184 | 3.76 | 1 | 365 | 4.2819 | 0.61648 | 4 | 0.89836
43431 | 6.89 | 1 | 365 | 7.8463 | 0.78923 | 8 | 0.63557
43162 | 8.93 | 1 | 365 | 10.1695 | 0.46413 | 10 | 0.63361
43138 | 5.3 | 1 | 365 | 6.0356 | 0.14556 | 6 | 0.1812
43422 | 8.745 | 1 | 365 | 9.9588 | 0.040182 | 9 | 0.99899
43132 | 3.29 | 1 | 365 | 3.7467 | 0.53942 | 4 | 0.28607
43124 | 4.24 | 1 | 365 | 4.8285 | 0.71645 | 5 | 0.54496
43460 | 13.4 | 1 | 365 | 15.2599 | 0.70765 | 15 | 0.96757
43418 | 3.71 | 1 | 365 | 4.2249 | 0.5019 | 4 | 0.72684
43416 | 8.745 | 1 | 365 | 9.9588 | 0.040182 | 9 | 0.99899
43410 | 5.3 | 1 | 365 | 6.0356 | 0.14556 | 6 | 0.1812
43405 | 9.4 | 1 | 365 | 10.7047 | 0.54119 | 11 | 0.24591
43399 | 5.52 | 1 | 365 | 6.2862 | 0.64972 | 6 | 0.9359
43389 | 5.76 | 1 | 365 | 6.5595 | 0.19971 | 6 | 0.7592
43382 | 6.72 | 1 | 365 | 7.6527 | 0.39966 | 8 | 0.052396
43375 | 7.2 | 1 | 365 | 8.1994 | 0.49964 | 8 | 0.699
43368 | 8.58 | 1 | 365 | 9.7709 | 0.66207 | 10 | 0.43297
43365 | 7.95 | 1 | 365 | 9.0535 | 0.21835 | 9 | 0.27181
43088 | 6 | 1 | 365 | 6.8328 | 0.7497 | 7 | 0.5825
43461 | 8.175 | 1 | 365 | 9.3097 | 0.73396 | 10 | 0.043651
43357 | 6.36 | 1 | 365 | 7.2428 | 0.57468 | 7 | 0.81745
43083 | 5.3 | 1 | 365 | 6.0356 | 0.14556 | 6 | 0.1812
43346 | 6.89 | 1 | 365 | 7.8463 | 0.78923 | 8 | 0.63557
43067 | 7.75 | 1 | 365 | 8.8257 | 0.76002 | 9 | 0.58572
44937 | 7.8 | 1 | 365 | 8.8826 | 0.8746 | 9 | 0.75724
43464 | 6.9 | 1 | 365 | 7.8577 | 0.81215 | 8 | 0.66987
45084 | 6.76 | 1 | 365 | 7.6983 | 0.49132 | 8 | 0.18961
43465 | 10.005 | 1 | 365 | 11.3937 | 0.92762 | 12 | 0.32131
45106 | 9.45 | 1 | 365 | 10.7617 | 0.65577 | 11 | 0.41743
45187 | 7.25 | 1 | 365 | 8.2563 | 0.61422 | 8 | 0.87052
45198 | 5.61 | 1 | 365 | 6.3887 | 0.85597 | 7 | 0.24463
43469 | 9.52 | 1 | 365 | 10.8414 | 0.81618 | 11 | 0.65756
45209 | 11 | 1 | 365 | 12.5268 | 0.20778 | 12 | 0.73458
43472 | 5.2 | 1 | 365 | 5.9218 | 0.9164 | 6 | 0.83816
45226 | 11.44 | 1 | 365 | 13.0279 | 0.21609 | 13 | 0.24396
45418 | 9.72 | 1 | 365 | 11.0691 | 0.27451 | 11 | 0.34364
45421 | 6.6 | 1 | 365 | 7.5161 | 0.12467 | 7 | 0.64075
11140 | 1300 | 1 | 365 | 1480.44 | 0.1008 | 1480 | 0.5408
45422 | 10.08 | 1 | 365 | 11.4791 | 0.099489 | 11 | 0.57859
44011 | 5.46 | 1 | 365 | 6.2178 | 0.51222 | 6 | 0.73007
45408 | 8.96 | 1 | 365 | 10.2036 | 0.53288 | 10 | 0.73653
45405 | 2.75 | 1 | 365 | 3.1317 | 0.30194 | 3 | 0.43364
45424 | 10.2 | 1 | 365 | 11.6158 | 0.37448 | 11 | 0.99024
43476 | 12 | 1 | 365 | 13.6656 | 0.49939 | 14 | 0.16499
27114 | 5.7 | 1 | 365 | 6.4912 | 0.062211 | 6 | 0.55337
45435 | 7.44 | 1 | 365 | 8.4727 | 0.049623 | 8 | 0.5223
44024 | 12.825 | 1 | 365 | 14.6051 | 0.38998 | 14 | 0.99509
45533 | 6.885 | 1 | 365 | 7.8406 | 0.77778 | 8 | 0.61841
44794 | 6.375 | 1 | 365 | 7.2599 | 0.60905 | 7 | 0.8689
44034 | 9 | 1 | 365 | 10.2492 | 0.62454 | 10 | 0.87374
45188 | 13.52 | 1 | 365 | 15.3966 | 0.98265 | 16 | 0.37922
45166 | 3.597 | 1 | 365 | 4.0963 | 0.24294 | 4 | 0.33921
44753 | 8.4 | 1 | 365 | 9.5659 | 0.24957 | 9 | 0.81549
45203 | 9 | 1 | 365 | 10.2492 | 0.62454 | 10 | 0.87374
44045 | 5.72 | 1 | 365 | 6.5139 | 0.10804 | 6 | 0.62198
44371 | 3.965 | 1 | 365 | 4.5153 | 0.086257 | 4 | 0.6016
44787 | 11.772 | 1 | 365 | 13.406 | 0.9769 | 14 | 0.38286
45196 | 3.06 | 1 | 365 | 3.4847 | 0.012345 | 3 | 0.49707
45200 | 4.8 | 1 | 365 | 5.4662 | 0.99976 | 6 | 0.466
43488 | 8.4 | 1 | 365 | 9.5659 | 0.24957 | 9 | 0.81549
45201 | 8.1 | 1 | 365 | 9.2243 | 0.56209 | 9 | 0.78637
45278 | 8.06 | 1 | 365 | 9.1787 | 0.47042 | 9 | 0.64915
43512 | 5.72 | 1 | 365 | 6.5139 | 0.10804 | 6 | 0.62198
45344 | 8.7 | 1 | 365 | 9.9076 | 0.93706 | 10 | 0.84462
43515 | 2.7 | 1 | 365 | 3.0748 | 0.18736 | 3 | 0.26212
45349 | 9.3 | 1 | 365 | 10.5908 | 0.31203 | 10 | 0.90287
43516 | 5.7 | 1 | 365 | 6.4912 | 0.062211 | 6 | 0.55337
43503 | 4.275 | 1 | 365 | 4.8684 | 0.79666 | 5 | 0.66503
45499 | 5.72 | 1 | 365 | 6.5139 | 0.10804 | 6 | 0.62198
45500 | 11.76 | 1 | 365 | 13.3923 | 0.9494 | 14 | 0.34169
43528 | 7.93 | 1 | 365 | 9.0307 | 0.17251 | 9 | 0.2032
45505 | 10 | 1 | 365 | 11.388 | 0.91616 | 12 | 0.30416
31509 | 12.48 | 1 | 365 | 14.2122 | 0.59937 | 14 | 0.81159
44102 | 4.94 | 1 | 365 | 5.6257 | 0.32058 | 5 | 0.94626
27884 | 15.555 | 1 | 365 | 17.714 | 0.64609 | 18 | 0.36012
31977 | 3.12 | 1 | 365 | 3.5531 | 0.14984 | 3 | 0.7029
29876 | 3.38 | 1 | 365 | 3.8491 | 0.74566 | 4 | 0.59481
33084 | 5.1 | 1 | 365 | 5.8079 | 0.68724 | 6 | 0.49512
44103 | 9.1 | 1 | 365 | 10.3631 | 0.85371 | 11 | 0.21679
35563 | 3.64 | 1 | 365 | 4.1452 | 0.34148 | 4 | 0.48671
44260 | 2.86 | 1 | 365 | 3.257 | 0.55402 | 3 | 0.81099
21023 | 4.68 | 1 | 365 | 5.3296 | 0.72476 | 6 | 0.054347
44291 | 6.5 | 1 | 365 | 7.4022 | 0.8955 | 8 | 0.2977
44111 | 3.825 | 1 | 365 | 4.3559 | 0.76543 | 5 | 0.12134
44554 | 9.36 | 1 | 365 | 10.6592 | 0.44953 | 11 | 0.10869
44114 | 4.8 | 1 | 365 | 5.4662 | 0.99976 | 6 | 0.466
44108 | 7.28 | 1 | 365 | 8.2905 | 0.68296 | 8 | 0.97343
34456 | 3.12 | 1 | 365 | 3.5531 | 0.14984 | 3 | 0.7029
44116 | 5.04 | 1 | 365 | 5.7396 | 0.54974 | 6 | 0.2893
44121 | 9.88 | 1 | 365 | 11.2513 | 0.64117 | 11 | 0.89251
44237 | 5.98 | 1 | 365 | 6.81 | 0.70386 | 7 | 0.51389
44571 | 4.16 | 1 | 365 | 4.7374 | 0.53312 | 5 | 0.27053
44586 | 6.24 | 1 | 365 | 7.1061 | 0.29968 | 7 | 0.4058
44576 | 6.5 | 1 | 365 | 7.4022 | 0.8955 | 8 | 0.2977
43543 | 6.3 | 1 | 365 | 7.1744 | 0.43718 | 7 | 0.61162
16454 | 12.24 | 1 | 365 | 13.9389 | 0.04938 | 13 | 0.98829
29253 | 5.355 | 1 | 365 | 6.0983 | 0.2716 | 6 | 0.36988
14919 | 10.2 | 1 | 365 | 11.6158 | 0.37448 | 11 | 0.99024
22033 | 9.62 | 1 | 365 | 10.9553 | 0.045346 | 11 | 0.00060192
22143 | 12.74 | 1 | 365 | 14.5083 | 0.19519 | 14 | 0.7035
45296 | 5.98 | 1 | 365 | 6.81 | 0.70386 | 7 | 0.51389
24096 | 7.54 | 1 | 365 | 8.5866 | 0.27878 | 8 | 0.86534
43562 | 8.25 | 1 | 365 | 9.3951 | 0.90583 | 10 | 0.30093
27570 | 10.965 | 1 | 365 | 12.4869 | 0.12757 | 12 | 0.61451
31782 | 7.28 | 1 | 365 | 8.2905 | 0.68296 | 8 | 0.97343
31693 | 5.2 | 1 | 365 | 5.9218 | 0.9164 | 6 | 0.83816
44953 | 3.64 | 1 | 365 | 4.1452 | 0.34148 | 4 | 0.48671
43572 | 6.24 | 1 | 365 | 7.1061 | 0.29968 | 7 | 0.4058
44988 | 4.68 | 1 | 365 | 5.3296 | 0.72476 | 6 | 0.054347
44625 | 5.98 | 1 | 365 | 6.81 | 0.70386 | 7 | 0.51389
44097 | 22.68 | 1 | 365 | 25.828 | 0.97385 | 26 | 0.80183
45306 | 11.7 | 1 | 365 | 13.324 | 0.81191 | 14 | 0.13587
33987 | 304.2 | 0.9 | 365 | 311.7807 | 0.39863 | 312 | 0.17929
45006 | 7.28 | 1 | 365 | 8.2905 | 0.68296 | 8 | 0.97343
34743 | 60.39 | 0.9 | 365 | 61.8949 | 0.55162 | 62 | 0.44654
45037 | 11.44 | 1 | 365 | 13.0279 | 0.21609 | 13 | 0.24396
45354 | 5.72 | 1 | 365 | 6.5139 | 0.10804 | 6 | 0.62198
45358 | 16.64 | 1 | 365 | 18.9496 | 0.13249 | 19 | 0.082122
27571 | 8.16 | 1 | 365 | 9.2926 | 0.69959 | 9 | 0.99219
45369 | 5.2 | 1 | 365 | 5.9218 | 0.9164 | 6 | 0.83816
45652 | 11.96 | 1 | 365 | 13.62 | 0.40773 | 14 | 0.027775
29861 | 7.28 | 1 | 365 | 8.2905 | 0.68296 | 8 | 0.97343
43907 | 3.78 | 1 | 365 | 4.3047 | 0.66231 | 4 | 0.96697
30259 | 5.2 | 1 | 365 | 5.9218 | 0.9164 | 6 | 0.83816
32481 | 4.16 | 1 | 365 | 4.7374 | 0.53312 | 5 | 0.27053
44829 | 5.46 | 1 | 365 | 6.2178 | 0.51222 | 6 | 0.73007
43912 | 9.01 | 1 | 365 | 10.2606 | 0.64746 | 10 | 0.90805
44998 | 9.88 | 1 | 365 | 11.2513 | 0.64117 | 11 | 0.89251
31457 | 11.7 | 1 | 365 | 13.324 | 0.81191 | 14 | 0.13587
44946 | 7.395 | 1 | 365 | 8.4214 | 0.9465 | 9 | 0.36793
44943 | 2.6 | 1 | 365 | 2.9609 | 0.9582 | 3 | 0.91908
44945 | 7.42 | 1 | 365 | 8.4499 | 0.0037907 | 8 | 0.45369
43918 | 7.848 | 1 | 365 | 8.9373 | 0.9846 | 9 | 0.9219
44962 | 2.295 | 1 | 365 | 2.6135 | 0.25926 | 2 | 0.8728
45004 | 4.335 | 1 | 365 | 4.9367 | 0.93416 | 5 | 0.87085
43903 | 10.791 | 1 | 365 | 12.2888 | 0.72883 | 13 | 0.017619
44970 | 9.1 | 1 | 365 | 10.3631 | 0.85371 | 11 | 0.21679
43906 | 3.9 | 1 | 365 | 4.4413 | 0.9373 | 5 | 0.37862
45026 | 7.54 | 1 | 365 | 8.5866 | 0.27878 | 8 | 0.86534
45015 | 5.46 | 1 | 365 | 6.2178 | 0.51222 | 6 | 0.73007
43921 | 8.4 | 1 | 365 | 9.5659 | 0.24957 | 9 | 0.81549
45019 | 10.455 | 1 | 365 | 11.9062 | 0.95885 | 12 | 0.865
45046 | 5.2 | 1 | 365 | 5.9218 | 0.9164 | 6 | 0.83816
45058 | 5.98 | 1 | 365 | 6.81 | 0.70386 | 7 | 0.51389
45060 | 7.65 | 1 | 365 | 8.7118 | 0.53086 | 9 | 0.24268
45059 | 6.375 | 1 | 365 | 7.2599 | 0.60905 | 7 | 0.8689
45054 | 9.1 | 1 | 365 | 10.3631 | 0.85371 | 11 | 0.21679
45083 | 3.445 | 1 | 365 | 3.9232 | 0.89462 | 4 | 0.81778
45076 | 3.315 | 1 | 365 | 3.7751 | 0.59671 | 4 | 0.37183
45794 | 9.72 | 1 | 365 | 11.0691 | 0.27451 | 11 | 0.34364
45798 | 10.455 | 1 | 365 | 11.9062 | 0.95885 | 12 | 0.865
45802 | 7.75 | 1 | 365 | 8.8257 | 0.76002 | 9 | 0.58572
45859 | 8.25 | 1 | 365 | 9.3951 | 0.90583 | 10 | 0.30093
45861 | 3.64 | 1 | 365 | 4.1452 | 0.34148 | 4 | 0.48671
45863 | 4.2 | 1 | 365 | 4.783 | 0.62479 | 5 | 0.40775
45508 | 6.615 | 1 | 365 | 7.5332 | 0.15904 | 7 | 0.6922
45896 | 7.56 | 1 | 365 | 8.6093 | 0.32462 | 8 | 0.93394
45736 | 8.58 | 1 | 365 | 9.7709 | 0.66207 | 10 | 0.43297
45745 | 7.28 | 1 | 365 | 8.2905 | 0.68296 | 8 | 0.97343
45720 | 7.02 | 1 | 365 | 7.9944 | 0.087144 | 8 | 0.08152
32452 | 7.8 | 1 | 365 | 8.8826 | 0.8746 | 9 | 0.75724
32784 | 4.42 | 1 | 365 | 5.0335 | 0.12894 | 5 | 0.16244
27432 | 1.785 | 1 | 365 | 2.0328 | 0.090535 | 2 | 0.12329
29104 | 6.76 | 1 | 365 | 7.6983 | 0.49132 | 8 | 0.18961
32306 | 8.84 | 1 | 365 | 10.067 | 0.25789 | 10 | 0.32488
32050 | 3.38 | 1 | 365 | 3.8491 | 0.74566 | 4 | 0.59481
32177 | 5.98 | 1 | 365 | 6.81 | 0.70386 | 7 | 0.51389
45436 | 8.32 | 1 | 365 | 9.4748 | 0.066245 | 9 | 0.54106
32157 | 5.2 | 1 | 365 | 5.9218 | 0.9164 | 6 | 0.83816
32170 | 7.8 | 1 | 365 | 8.8826 | 0.8746 | 9 | 0.75724
32398 | 4.16 | 1 | 365 | 4.7374 | 0.53312 | 5 | 0.27053
32416 | 4.42 | 1 | 365 | 5.0335 | 0.12894 | 5 | 0.16244
32515 | 8.32 | 1 | 365 | 9.4748 | 0.066245 | 9 | 0.54106
45458 | 7.8 | 1 | 365 | 8.8826 | 0.8746 | 9 | 0.75724
43923 | 9.483 | 1 | 365 | 10.7992 | 0.73139 | 11 | 0.53063
32722 | 6.24 | 1 | 365 | 7.1061 | 0.29968 | 7 | 0.4058
34873 | 192.92 | 0.9 | 365 | 197.7276 | 0.8887 | 198 | 0.61627
27874 | 8.06 | 1 | 365 | 9.1787 | 0.47042 | 9 | 0.64915
45087 | 9.01 | 1 | 365 | 10.2606 | 0.64746 | 10 | 0.90805
44156 | 6 | 1 | 365 | 6.8328 | 0.7497 | 7 | 0.5825
45073 | 4.94 | 1 | 365 | 5.6257 | 0.32058 | 5 | 0.94626
45092 | 5.61 | 1 | 365 | 6.3887 | 0.85597 | 7 | 0.24463
43932 | 10.464 | 1 | 365 | 11.9164 | 0.97947 | 12 | 0.89587
45097 | 5.46 | 1 | 365 | 6.2178 | 0.51222 | 6 | 0.73007
32982 | 649.8 | 0.8 | 365 | 591.9938 | 0.27366 | 592 | 0.26745
45109 | 10.14 | 1 | 365 | 11.5474 | 0.23699 | 11 | 0.78442
44641 | 57.72 | 0.9 | 365 | 59.1584 | 0.044868 | 59 | 0.20325
36205 | 73 | 0.9 | 365 | 74.8192 | 0.55917 | 75 | 0.37833
45102 | 4.68 | 1 | 365 | 5.3296 | 0.72476 | 6 | 0.054347
37660 | 10.98 | 1 | 365 | 12.504 | 0.16194 | 12 | 0.66597
45112 | 3.64 | 1 | 365 | 4.1452 | 0.34148 | 4 | 0.48671
45115 | 14.3 | 1 | 365 | 16.2848 | 0.77011 | 17 | 0.054949
43947 | 5.7 | 1 | 365 | 6.4912 | 0.062211 | 6 | 0.55337
45114 | 13.25 | 1 | 365 | 15.0891 | 0.36391 | 15 | 0.45301
43950 | 6.213 | 1 | 365 | 7.0754 | 0.23781 | 7 | 0.31317
45124 | 3.9 | 1 | 365 | 4.4413 | 0.9373 | 5 | 0.37862
45133 | 8.06 | 1 | 365 | 9.1787 | 0.47042 | 9 | 0.64915
43951 | 3.75 | 1 | 365 | 4.2705 | 0.59356 | 4 | 0.86406
43957 | 3.38 | 1 | 365 | 3.8491 | 0.74566 | 4 | 0.59481
44025 | 5.2 | 1 | 365 | 5.9218 | 0.9164 | 6 | 0.83816
44026 | 9.1 | 1 | 365 | 10.3631 | 0.85371 | 11 | 0.21679
44027 | 5.2 | 1 | 365 | 5.9218 | 0.9164 | 6 | 0.83816
45134 | 5.83 | 1 | 365 | 6.6392 | 0.36012 | 6 | 0.99933
31442 | 6.76 | 1 | 365 | 7.6983 | 0.49132 | 8 | 0.18961
16845 | 7.8 | 1 | 365 | 8.8826 | 0.8746 | 9 | 0.75724
45123 | 9.36 | 1 | 365 | 10.6592 | 0.44953 | 11 | 0.10869
45135 | 11.96 | 1 | 365 | 13.62 | 0.40773 | 14 | 0.027775
45504 | 13.515 | 1 | 365 | 15.3909 | 0.97119 | 16 | 0.36207
45149 | 4.335 | 1 | 365 | 4.9367 | 0.93416 | 5 | 0.87085
27913 | 13 | 1 | 365 | 14.8044 | 0.79101 | 15 | 0.59541
32368 | 4.68 | 1 | 365 | 5.3296 | 0.72476 | 6 | 0.054347
45144 | 7.65 | 1 | 365 | 8.7118 | 0.53086 | 9 | 0.24268
45524 | 9.36 | 1 | 365 | 10.6592 | 0.44953 | 11 | 0.10869
45154 | 4.335 | 1 | 365 | 4.9367 | 0.93416 | 5 | 0.87085
29142 | 12.495 | 1 | 365 | 14.2293 | 0.63374 | 14 | 0.86305
29238 | 5.2 | 1 | 365 | 5.9218 | 0.9164 | 6 | 0.83816
42892 | 4.94 | 1 | 365 | 5.6257 | 0.32058 | 5 | 0.94626
45165 | 4.16 | 1 | 365 | 4.7374 | 0.53312 | 5 | 0.27053
32397 | 5.98 | 1 | 365 | 6.81 | 0.70386 | 7 | 0.51389
41729 | 5.1 | 1 | 365 | 5.8079 | 0.68724 | 6 | 0.49512
32421 | 6.5 | 1 | 365 | 7.4022 | 0.8955 | 8 | 0.2977
21262 | 5.2 | 1 | 365 | 5.9218 | 0.9164 | 6 | 0.83816
46147 | 8.32 | 1 | 365 | 9.4748 | 0.066245 | 9 | 0.54106
37065 | 4 | 1 | 365 | 4.5552 | 0.16646 | 4 | 0.72166
45449 | 10.92 | 1 | 365 | 12.4357 | 0.024447 | 12 | 0.46014
41943 | 9.88 | 1 | 365 | 11.2513 | 0.64117 | 11 | 0.89251
46156 | 6.5 | 1 | 365 | 7.4022 | 0.8955 | 8 | 0.2977
42594 | 6.54 | 1 | 365 | 7.4478 | 0.98717 | 8 | 0.43492
42848 | 6.063 | 1 | 365 | 6.9045 | 0.89407 | 7 | 0.79861
46163 | 7.54 | 1 | 365 | 8.5866 | 0.27878 | 8 | 0.86534
42870 | 5.2 | 1 | 365 | 5.9218 | 0.9164 | 6 | 0.83816
41886 | 3.27 | 1 | 365 | 3.7239 | 0.49358 | 4 | 0.21746
44049 | 9.9 | 1 | 365 | 11.2741 | 0.687 | 11 | 0.96112
5831 | 318.06 | 1 | 365 | 362.2067 | 0.87138 | 363 | 0.078113
44107 | 11 | 1 | 365 | 12.5268 | 0.20778 | 12 | 0.73458
44048 | 7.521 | 1 | 365 | 8.5649 | 0.23524 | 8 | 0.80016
44050 | 8.175 | 1 | 365 | 9.3097 | 0.73396 | 10 | 0.043651
45243 | 7.25 | 1 | 365 | 8.2563 | 0.61422 | 8 | 0.87052
38097 | 88.5 | 0.9 | 365 | 90.7054 | 0.52721 | 91 | 0.23263
46189 | 4.24 | 1 | 365 | 4.8285 | 0.71645 | 5 | 0.54496
46225 | 24.2 | 1 | 365 | 27.559 | 0.45711 | 28 | 0.016067
45155 | 6.095 | 1 | 365 | 6.941 | 0.9674 | 7 | 0.90839
46215 | 5.98 | 1 | 365 | 6.81 | 0.70386 | 7 | 0.51389
27416 | 4.08 | 1 | 365 | 4.6463 | 0.34979 | 4 | 0.9961
45179 | 9.1 | 1 | 365 | 10.3631 | 0.85371 | 11 | 0.21679
22208 | 5.46 | 1 | 365 | 6.2178 | 0.51222 | 6 | 0.73007
22449 | 6.5 | 1 | 365 | 7.4022 | 0.8955 | 8 | 0.2977
33260 | 8.84 | 1 | 365 | 10.067 | 0.25789 | 10 | 0.32488
24530 | 5.47 | 1 | 365 | 6.2292 | 0.53514 | 6 | 0.76438
45182 | 17.16 | 1 | 365 | 19.5418 | 0.32413 | 19 | 0.86594
29262 | 6.885 | 1 | 365 | 7.8406 | 0.77778 | 8 | 0.61841
33954 | 5.72 | 1 | 365 | 6.5139 | 0.10804 | 6 | 0.62198
32715 | 3.12 | 1 | 365 | 3.5531 | 0.14984 | 3 | 0.7029
45631 | 5.72 | 1 | 365 | 6.5139 | 0.10804 | 6 | 0.62198
45202 | 11.7 | 1 | 365 | 13.324 | 0.81191 | 14 | 0.13587
26980 | 4.16 | 1 | 365 | 4.7374 | 0.53312 | 5 | 0.27053
45212 | 8.84 | 1 | 365 | 10.067 | 0.25789 | 10 | 0.32488
45437 | 8.58 | 1 | 365 | 9.7709 | 0.66207 | 10 | 0.43297
45214 | 4.42 | 1 | 365 | 5.0335 | 0.12894 | 5 | 0.16244
34279 | 5.2 | 1 | 365 | 5.9218 | 0.9164 | 6 | 0.83816
45495 | 8.32 | 1 | 365 | 9.4748 | 0.066245 | 9 | 0.54106
45446 | 8.58 | 1 | 365 | 9.7709 | 0.66207 | 10 | 0.43297
45541 | 7.28 | 1 | 365 | 8.2905 | 0.68296 | 8 | 0.97343
45452 | 5.46 | 1 | 365 | 6.2178 | 0.51222 | 6 | 0.73007
45562 | 3.64 | 1 | 365 | 4.1452 | 0.34148 | 4 | 0.48671
45519 | 4.16 | 1 | 365 | 4.7374 | 0.53312 | 5 | 0.27053
16769 | 2.45 | 1 | 365 | 2.7901 | 0.61446 | 3 | 0.40452
45528 | 8.91 | 1 | 365 | 10.1467 | 0.4183 | 10 | 0.56501
45677 | 12.48 | 1 | 365 | 14.2122 | 0.59937 | 14 | 0.81159
45553 | 14.56 | 1 | 365 | 16.5809 | 0.36593 | 16 | 0.94686
45633 | 5.98 | 1 | 365 | 6.81 | 0.70386 | 7 | 0.51389
45288 | 3.975 | 1 | 365 | 4.5267 | 0.10917 | 4 | 0.6359
45283 | 11.44 | 1 | 365 | 13.0279 | 0.21609 | 13 | 0.24396
45532 | 8.64 | 1 | 365 | 9.8392 | 0.79956 | 10 | 0.63879
45294 | 6.24 | 1 | 365 | 7.1061 | 0.29968 | 7 | 0.4058
45291 | 15.08 | 1 | 365 | 17.1731 | 0.55757 | 17 | 0.73067
45298 | 11.395 | 1 | 365 | 12.9766 | 0.11296 | 13 | 0.08959
45302 | 12.455 | 1 | 365 | 14.1838 | 0.54208 | 14 | 0.72583
45534 | 12.099 | 1 | 365 | 13.7783 | 0.72626 | 14 | 0.5046
45643 | 4.16 | 1 | 365 | 4.7374 | 0.53312 | 5 | 0.27053
45654 | 7.02 | 1 | 365 | 7.9944 | 0.087144 | 8 | 0.08152
45548 | 8.1 | 1 | 365 | 9.2243 | 0.56209 | 9 | 0.78637
45328 | 9.1 | 1 | 365 | 10.3631 | 0.85371 | 11 | 0.21679
45345 | 13.52 | 1 | 365 | 15.3966 | 0.98265 | 16 | 0.37922
45564 | 4.59 | 1 | 365 | 5.2271 | 0.51852 | 5 | 0.74561
37045 | 9.36 | 1 | 365 | 10.6592 | 0.44953 | 11 | 0.10869
45454 | 10.07 | 1 | 365 | 11.4677 | 0.076573 | 11 | 0.54429
37083 | 7.28 | 1 | 365 | 8.2905 | 0.68296 | 8 | 0.97343
37938 | 7.28 | 1 | 365 | 8.2905 | 0.68296 | 8 | 0.97343
45414 | 6.89 | 1 | 365 | 7.8463 | 0.78923 | 8 | 0.63557
45289 | 3.12 | 1 | 365 | 3.5531 | 0.14984 | 3 | 0.7029
45450 | 9.1 | 1 | 365 | 10.3631 | 0.85371 | 11 | 0.21679
28568 | 3.64 | 1 | 365 | 4.1452 | 0.34148 | 4 | 0.48671
45464 | 4.94 | 1 | 365 | 5.6257 | 0.32058 | 5 | 0.94626
45456 | 9.1 | 1 | 365 | 10.3631 | 0.85371 | 11 | 0.21679
45581 | 6 | 1 | 365 | 6.8328 | 0.7497 | 7 | 0.5825
45473 | 2.6 | 1 | 365 | 2.9609 | 0.9582 | 3 | 0.91908
28601 | 6.76 | 1 | 365 | 7.6983 | 0.49132 | 8 | 0.18961
45726 | 2.86 | 1 | 365 | 3.257 | 0.55402 | 3 | 0.81099
44233 | 7.02 | 1 | 365 | 7.9944 | 0.087144 | 8 | 0.08152
45477 | 4.32 | 1 | 365 | 4.9196 | 0.89978 | 5 | 0.8194
45589 | 3.6 | 1 | 365 | 4.0997 | 0.24982 | 4 | 0.3495
45597 | 8.175 | 1 | 365 | 9.3097 | 0.73396 | 10 | 0.043651
45487 | 6.24 | 1 | 365 | 7.1061 | 0.29968 | 7 | 0.4058
39166 | 4.42 | 1 | 365 | 5.0335 | 0.12894 | 5 | 0.16244
49651 | 3.975 | 1 | 365 | 4.5267 | 0.10917 | 4 | 0.6359
25089 | 9.62 | 1 | 365 | 10.9553 | 0.045346 | 11 | 0.00060192
31700 | 8.32 | 1 | 365 | 9.4748 | 0.066245 | 9 | 0.54106
24860 | 8.84 | 1 | 365 | 10.067 | 0.25789 | 10 | 0.32488
49656 | 4.94 | 1 | 365 | 5.6257 | 0.32058 | 5 | 0.94626
49646 | 6.48 | 1 | 365 | 7.3794 | 0.84967 | 8 | 0.2291
26984 | 5.2 | 1 | 365 | 5.9218 | 0.9164 | 6 | 0.83816
49659 | 7.42 | 1 | 365 | 8.4499 | 0.0037907 | 8 | 0.45369
26992 | 5.46 | 1 | 365 | 6.2178 | 0.51222 | 6 | 0.73007
49658 | 2.86 | 1 | 365 | 3.257 | 0.55402 | 3 | 0.81099
26993 | 11.44 | 1 | 365 | 13.0279 | 0.21609 | 13 | 0.24396
31493 | 9.88 | 1 | 365 | 11.2513 | 0.64117 | 11 | 0.89251
31914 | 7.8 | 1 | 365 | 8.8826 | 0.8746 | 9 | 0.75724
49667 | 6.76 | 1 | 365 | 7.6983 | 0.49132 | 8 | 0.18961
31916 | 9.36 | 1 | 365 | 10.6592 | 0.44953 | 11 | 0.10869
49654 | 5.72 | 1 | 365 | 6.5139 | 0.10804 | 6 | 0.62198
49652 | 4.94 | 1 | 365 | 5.6257 | 0.32058 | 5 | 0.94626
49671 | 11.96 | 1 | 365 | 13.62 | 0.40773 | 14 | 0.027775
49672 | 6.24 | 1 | 365 | 7.1061 | 0.29968 | 7 | 0.4058
49645 | 3.12 | 1 | 365 | 3.5531 | 0.14984 | 3 | 0.7029
49679 | 5.72 | 1 | 365 | 6.5139 | 0.10804 | 6 | 0.62198
49696 | 5.13 | 1 | 365 | 5.842 | 0.75599 | 6 | 0.59803
49634 | 11.96 | 1 | 365 | 13.62 | 0.40773 | 14 | 0.027775
43514 | 7.54 | 1 | 365 | 8.5866 | 0.27878 | 8 | 0.86534
47152 | 4.42 | 1 | 365 | 5.0335 | 0.12894 | 5 | 0.16244
47159 | 2.6 | 1 | 365 | 2.9609 | 0.9582 | 3 | 0.91908
47166 | 10.66 | 1 | 365 | 12.1396 | 0.42863 | 12 | 0.56823
47167 | 4.42 | 1 | 365 | 5.0335 | 0.12894 | 5 | 0.16244
47168 | 6.76 | 1 | 365 | 7.6983 | 0.49132 | 8 | 0.18961
47173 | 9.88 | 1 | 365 | 11.2513 | 0.64117 | 11 | 0.89251
47190 | 9.88 | 1 | 365 | 11.2513 | 0.64117 | 11 | 0.89251
47194 | 7.8 | 1 | 365 | 8.8826 | 0.8746 | 9 | 0.75724
47195 | 5.355 | 1 | 365 | 6.0983 | 0.2716 | 6 | 0.36988
47191 | 7.8 | 1 | 365 | 8.8826 | 0.8746 | 9 | 0.75724
47196 | 13.78 | 1 | 365 | 15.6927 | 0.57847 | 16 | 0.27113
47205 | 8.215 | 1 | 365 | 9.3552 | 0.82563 | 10 | 0.18087
47207 | 6.24 | 1 | 365 | 7.1061 | 0.29968 | 7 | 0.4058
47292 | 5.98 | 1 | 365 | 6.81 | 0.70386 | 7 | 0.51389
47329 | 4.16 | 1 | 365 | 4.7374 | 0.53312 | 5 | 0.27053
48937 | 3.825 | 1 | 365 | 4.3559 | 0.76543 | 5 | 0.12134
43841 | 4.24 | 1 | 365 | 4.8285 | 0.71645 | 5 | 0.54496
52814 | 32.25 | 0.9 | 365 | 33.0537 | 0.51415 | 33 | 0.56782
49247 | 4.42 | 1 | 365 | 5.0335 | 0.12894 | 5 | 0.16244
49711 | 6.76 | 1 | 365 | 7.6983 | 0.49132 | 8 | 0.18961
49262 | 6.63 | 1 | 365 | 7.5502 | 0.19341 | 7 | 0.74366
49551 | 3.64 | 1 | 365 | 4.1452 | 0.34148 | 4 | 0.48671
49572 | 10.4 | 1 | 365 | 11.8435 | 0.83281 | 12 | 0.67633
49590 | 9.36 | 1 | 365 | 10.6592 | 0.44953 | 11 | 0.10869
49619 | 3.64 | 1 | 365 | 4.1452 | 0.34148 | 4 | 0.48671
49718 | 10.14 | 1 | 365 | 11.5474 | 0.23699 | 11 | 0.78442
49623 | 4.08 | 1 | 365 | 4.6463 | 0.34979 | 4 | 0.9961
49628 | 4.16 | 1 | 365 | 4.7374 | 0.53312 | 5 | 0.27053
49732 | 6.5 | 1 | 365 | 7.4022 | 0.8955 | 8 | 0.2977
49629 | 2.12 | 1 | 365 | 2.4143 | 0.85823 | 3 | 0.27248
49724 | 7.54 | 1 | 365 | 8.5866 | 0.27878 | 8 | 0.86534
49632 | 7.8 | 1 | 365 | 8.8826 | 0.8746 | 9 | 0.75724
49738 | 2.34 | 1 | 365 | 2.6648 | 0.36238 | 3 | 0.027173
49751 | 3.64 | 1 | 365 | 4.1452 | 0.34148 | 4 | 0.48671
49785 | 5.46 | 1 | 365 | 6.2178 | 0.51222 | 6 | 0.73007
49787 | 17.595 | 1 | 365 | 20.0372 | 0.32098 | 20 | 0.35817
46306 | 6.27 | 1 | 365 | 7.1403 | 0.36843 | 7 | 0.50871
49789 | 7.14 | 1 | 365 | 8.131 | 0.36214 | 8 | 0.49317
49788 | 7.54 | 1 | 365 | 8.5866 | 0.27878 | 8 | 0.86534
28257 | 5.46 | 1 | 365 | 6.2178 | 0.51222 | 6 | 0.73007
49790 | 6.24 | 1 | 365 | 7.1061 | 0.29968 | 7 | 0.4058
28769 | 5.98 | 1 | 365 | 6.81 | 0.70386 | 7 | 0.51389
49793 | 5.2 | 1 | 365 | 5.9218 | 0.9164 | 6 | 0.83816
46315 | 12 | 1 | 365 | 13.6656 | 0.49939 | 14 | 0.16499
49792 | 3.38 | 1 | 365 | 3.8491 | 0.74566 | 4 | 0.59481
46320 | 8.67 | 1 | 365 | 9.8734 | 0.86831 | 10 | 0.74171
42341 | 4.68 | 1 | 365 | 5.3296 | 0.72476 | 6 | 0.054347
49799 | 7.8 | 1 | 365 | 8.8826 | 0.8746 | 9 | 0.75724
49801 | 9.36 | 1 | 365 | 10.6592 | 0.44953 | 11 | 0.10869
41603 | 4.08 | 1 | 365 | 4.6463 | 0.34979 | 4 | 0.9961
46322 | 10.6 | 1 | 365 | 12.0713 | 0.29113 | 12 | 0.36241
49807 | 8.32 | 1 | 365 | 9.4748 | 0.066245 | 9 | 0.54106
32747 | 4.42 | 1 | 365 | 5.0335 | 0.12894 | 5 | 0.16244
46314 | 10.5 | 1 | 365 | 11.9574 | 0.061968 | 12 | 0.019368
49809 | 7.16 | 1 | 365 | 8.1538 | 0.40797 | 8 | 0.56178
32733 | 9.88 | 1 | 365 | 11.2513 | 0.64117 | 11 | 0.89251
49811 | 3.12 | 1 | 365 | 3.5531 | 0.14984 | 3 | 0.7029
23163 | 13 | 1 | 365 | 14.8044 | 0.79101 | 15 | 0.59541
49815 | 3.38 | 1 | 365 | 3.8491 | 0.74566 | 4 | 0.59481
51068 | 4.94 | 1 | 365 | 5.6257 | 0.32058 | 5 | 0.94626
32792 | 7.54 | 1 | 365 | 8.5866 | 0.27878 | 8 | 0.86534
49818 | 6.5 | 1 | 365 | 7.4022 | 0.8955 | 8 | 0.2977
32718 | 7.02 | 1 | 365 | 7.9944 | 0.087144 | 8 | 0.08152
51014 | 4.16 | 1 | 365 | 4.7374 | 0.53312 | 5 | 0.27053
32852 | 10.14 | 1 | 365 | 11.5474 | 0.23699 | 11 | 0.78442
50995 | 4.945 | 1 | 365 | 5.6314 | 0.33204 | 5 | 0.96341
33783 | 2.6 | 1 | 365 | 2.9609 | 0.9582 | 3 | 0.91908
51103 | 12.74 | 1 | 365 | 14.5083 | 0.19519 | 14 | 0.7035
49750 | 7.28 | 1 | 365 | 8.2905 | 0.68296 | 8 | 0.97343
51108 | 6.24 | 1 | 365 | 7.1061 | 0.29968 | 7 | 0.4058
49827 | 4.24 | 1 | 365 | 4.8285 | 0.71645 | 5 | 0.54496
49830 | 5.98 | 1 | 365 | 6.81 | 0.70386 | 7 | 0.51389
49829 | 3.18 | 1 | 365 | 3.6214 | 0.28734 | 3 | 0.90872
49834 | 13.78 | 1 | 365 | 15.6927 | 0.57847 | 16 | 0.27113
49835 | 8.58 | 1 | 365 | 9.7709 | 0.66207 | 10 | 0.43297
49837 | 4.68 | 1 | 365 | 5.3296 | 0.72476 | 6 | 0.054347
49841 | 7.02 | 1 | 365 | 7.9944 | 0.087144 | 8 | 0.08152
49843 | 4.16 | 1 | 365 | 4.7374 | 0.53312 | 5 | 0.27053
49846 | 10 | 1 | 365 | 11.388 | 0.91616 | 12 | 0.30416
51107 | 5.72 | 1 | 365 | 6.5139 | 0.10804 | 6 | 0.62198
49847 | 10.4 | 1 | 365 | 11.8435 | 0.83281 | 12 | 0.67633
51087 | 6.76 | 1 | 365 | 7.6983 | 0.49132 | 8 | 0.18961
49852 | 11.44 | 1 | 365 | 13.0279 | 0.21609 | 13 | 0.24396
38520 | 4.335 | 1 | 365 | 4.9367 | 0.93416 | 5 | 0.87085
49853 | 9.36 | 1 | 365 | 10.6592 | 0.44953 | 11 | 0.10869
51096 | 5.2 | 1 | 365 | 5.9218 | 0.9164 | 6 | 0.83816
51110 | 7.8 | 1 | 365 | 8.8826 | 0.8746 | 9 | 0.75724
49854 | 4.94 | 1 | 365 | 5.6257 | 0.32058 | 5 | 0.94626
51083 | 5.98 | 1 | 365 | 6.81 | 0.70386 | 7 | 0.51389
51218 | 6.76 | 1 | 365 | 7.6983 | 0.49132 | 8 | 0.18961
51078 | 4.16 | 1 | 365 | 4.7374 | 0.53312 | 5 | 0.27053
49856 | 4.16 | 1 | 365 | 4.7374 | 0.53312 | 5 | 0.27053
51016 | 3.9 | 1 | 365 | 4.4413 | 0.9373 | 5 | 0.37862
51076 | 9.62 | 1 | 365 | 10.9553 | 0.045346 | 11 | 0.00060192
42853 | 8.48 | 1 | 365 | 9.657 | 0.4329 | 10 | 0.089928
51092 | 3.12 | 1 | 365 | 3.5531 | 0.14984 | 3 | 0.7029
51634 | 11.18 | 1 | 365 | 12.7318 | 0.62027 | 13 | 0.35205
51811 | 5.46 | 1 | 365 | 6.2178 | 0.51222 | 6 | 0.73007
32284 | 9.88 | 1 | 365 | 11.2513 | 0.64117 | 11 | 0.89251
34823 | 6.875 | 1 | 365 | 7.8293 | 0.75486 | 8 | 0.58411
32875 | 9.1 | 1 | 365 | 10.3631 | 0.85371 | 11 | 0.21679
40055 | 6 | 1 | 365 | 6.8328 | 0.7497 | 7 | 0.5825
43037 | 12 | 1 | 365 | 13.6656 | 0.49939 | 14 | 0.16499
45493 | 8.32 | 1 | 365 | 9.4748 | 0.066245 | 9 | 0.54106
45482 | 13.78 | 1 | 365 | 15.6927 | 0.57847 | 16 | 0.27113
46325 | 10.2 | 1 | 365 | 11.6158 | 0.37448 | 11 | 0.99024
46317 | 10.455 | 1 | 365 | 11.9062 | 0.95885 | 12 | 0.865
46326 | 7.2 | 1 | 365 | 8.1994 | 0.49964 | 8 | 0.699
46331 | 9.72 | 1 | 365 | 11.0691 | 0.27451 | 11 | 0.34364
49860 | 5.98 | 1 | 365 | 6.81 | 0.70386 | 7 | 0.51389
49863 | 5.98 | 1 | 365 | 6.81 | 0.70386 | 7 | 0.51389
46367 | 6.24 | 1 | 365 | 7.1061 | 0.29968 | 7 | 0.4058
49859 | 9.88 | 1 | 365 | 11.2513 | 0.64117 | 11 | 0.89251
49867 | 8.84 | 1 | 365 | 10.067 | 0.25789 | 10 | 0.32488
46377 | 3.85 | 1 | 365 | 4.3844 | 0.82272 | 5 | 0.2071
46378 | 5.1 | 1 | 365 | 5.8079 | 0.68724 | 6 | 0.49512
49930 | 4.08 | 1 | 365 | 4.6463 | 0.34979 | 4 | 0.9961
46384 | 7.28 | 1 | 365 | 8.2905 | 0.68296 | 8 | 0.97343
46393 | 12.19 | 1 | 365 | 13.882 | 0.9348 | 14 | 0.81677
49865 | 5.2 | 1 | 365 | 5.9218 | 0.9164 | 6 | 0.83816
51637 | 3.12 | 1 | 365 | 3.5531 | 0.14984 | 3 | 0.7029
51586 | 4.68 | 1 | 365 | 5.3296 | 0.72476 | 6 | 0.054347
49932 | 2.08 | 1 | 365 | 2.3687 | 0.76656 | 3 | 0.13527
51597 | 13.52 | 1 | 365 | 15.3966 | 0.98265 | 16 | 0.37922
51534 | 5.2 | 1 | 365 | 5.9218 | 0.9164 | 6 | 0.83816
49945 | 3.64 | 1 | 365 | 4.1452 | 0.34148 | 4 | 0.48671
51380 | 2.86 | 1 | 365 | 3.257 | 0.55402 | 3 | 0.81099
51545 | 5.13 | 1 | 365 | 5.842 | 0.75599 | 6 | 0.59803
49944 | 8.58 | 1 | 365 | 9.7709 | 0.66207 | 10 | 0.43297
51530 | 6.76 | 1 | 365 | 7.6983 | 0.49132 | 8 | 0.18961
51814 | 5.2 | 1 | 365 | 5.9218 | 0.9164 | 6 | 0.83816
38973 | 9.1 | 1 | 365 | 10.3631 | 0.85371 | 11 | 0.21679
49951 | 8.32 | 1 | 365 | 9.4748 | 0.066245 | 9 | 0.54106
49956 | 7.42 | 1 | 365 | 8.4499 | 0.0037907 | 8 | 0.45369
52071 | 3.38 | 1 | 365 | 3.8491 | 0.74566 | 4 | 0.59481
31923 | 5.72 | 1 | 365 | 6.5139 | 0.10804 | 6 | 0.62198
52715 | 34.45 | 0.9 | 365 | 35.3085 | 0.051554 | 35 | 0.36005
52082 | 3.64 | 1 | 365 | 4.1452 | 0.34148 | 4 | 0.48671
49965 | 7.395 | 1 | 365 | 8.4214 | 0.9465 | 9 | 0.36793
52072 | 8.215 | 1 | 365 | 9.3552 | 0.82563 | 10 | 0.18087
49967 | 4.16 | 1 | 365 | 4.7374 | 0.53312 | 5 | 0.27053
35013 | 40.221 | 0.9 | 365 | 41.2233 | 0.95398 | 42 | 0.17729
44975 | 8.745 | 1 | 365 | 9.9588 | 0.040182 | 9 | 0.99899
49972 | 10.4 | 1 | 365 | 11.8435 | 0.83281 | 12 | 0.67633
50088 | 5.46 | 1 | 365 | 6.2178 | 0.51222 | 6 | 0.73007
39676 | 8.745 | 1 | 365 | 9.9588 | 0.040182 | 9 | 0.99899
52084 | 8.06 | 1 | 365 | 9.1787 | 0.47042 | 9 | 0.64915
50081 | 9.1 | 1 | 365 | 10.3631 | 0.85371 | 11 | 0.21679
40833 | 4.24 | 1 | 365 | 4.8285 | 0.71645 | 5 | 0.54496
50089 | 5.72 | 1 | 365 | 6.5139 | 0.10804 | 6 | 0.62198
50097 | 2.34 | 1 | 365 | 2.6648 | 0.36238 | 3 | 0.027173
50005 | 6 | 1 | 365 | 6.8328 | 0.7497 | 7 | 0.5825
52083 | 7.54 | 1 | 365 | 8.5866 | 0.27878 | 8 | 0.86534
40837 | 9.54 | 1 | 365 | 10.8642 | 0.86202 | 11 | 0.72617
40832 | 3.71 | 1 | 365 | 4.2249 | 0.5019 | 4 | 0.72684
50087 | 12 | 1 | 365 | 13.6656 | 0.49939 | 14 | 0.16499
40835 | 5.3 | 1 | 365 | 6.0356 | 0.14556 | 6 | 0.1812
49980 | 3.64 | 1 | 365 | 4.1452 | 0.34148 | 4 | 0.48671
40839 | 5.3 | 1 | 365 | 6.0356 | 0.14556 | 6 | 0.1812
52086 | 6.76 | 1 | 365 | 7.6983 | 0.49132 | 8 | 0.18961
42525 | 3.92 | 1 | 365 | 4.4641 | 0.98313 | 5 | 0.44723
42531 | 3.84 | 1 | 365 | 4.373 | 0.79981 | 5 | 0.1728
42459 | 7.95 | 1 | 365 | 9.0535 | 0.21835 | 9 | 0.27181
40864 | 4.24 | 1 | 365 | 4.8285 | 0.71645 | 5 | 0.54496
52447 | 11.7 | 1 | 365 | 13.324 | 0.81191 | 14 | 0.13587
40841 | 4.24 | 1 | 365 | 4.8285 | 0.71645 | 5 | 0.54496
40850 | 5.3 | 1 | 365 | 6.0356 | 0.14556 | 6 | 0.1812
40845 | 5.3 | 1 | 365 | 6.0356 | 0.14556 | 6 | 0.1812
40847 | 5.3 | 1 | 365 | 6.0356 | 0.14556 | 6 | 0.1812
40854 | 7.42 | 1 | 365 | 8.4499 | 0.0037907 | 8 | 0.45369
52442 | 8.58 | 1 | 365 | 9.7709 | 0.66207 | 10 | 0.43297
52386 | 3.9 | 1 | 365 | 4.4413 | 0.9373 | 5 | 0.37862
40856 | 4.24 | 1 | 365 | 4.8285 | 0.71645 | 5 | 0.54496
40867 | 6.36 | 1 | 365 | 7.2428 | 0.57468 | 7 | 0.81745
40844 | 5.3 | 1 | 365 | 6.0356 | 0.14556 | 6 | 0.1812
50078 | 3.64 | 1 | 365 | 4.1452 | 0.34148 | 4 | 0.48671
49984 | 4.16 | 1 | 365 | 4.7374 | 0.53312 | 5 | 0.27053
52378 | 3.38 | 1 | 365 | 3.8491 | 0.74566 | 4 | 0.59481
49987 | 8.58 | 1 | 365 | 9.7709 | 0.66207 | 10 | 0.43297
42568 | 9.54 | 1 | 365 | 10.8642 | 0.86202 | 11 | 0.72617
42716 | 4.8 | 1 | 365 | 5.4662 | 0.99976 | 6 | 0.466
49991 | 3.24 | 1 | 365 | 3.6897 | 0.42484 | 4 | 0.11455
52298 | 6.625 | 1 | 365 | 7.5446 | 0.18196 | 7 | 0.72651
52188 | 9.36 | 1 | 365 | 10.6592 | 0.44953 | 11 | 0.10869
42705 | 5.3 | 1 | 365 | 6.0356 | 0.14556 | 6 | 0.1812
42622 | 6.12 | 1 | 365 | 6.9695 | 0.02469 | 6 | 0.99415
35659 | 213 | 0.9 | 365 | 218.308 | 0.30279 | 218 | 0.61075
42541 | 5.3 | 1 | 365 | 6.0356 | 0.14556 | 6 | 0.1812
49996 | 9.36 | 1 | 365 | 10.6592 | 0.44953 | 11 | 0.10869
50754 | 9.62 | 1 | 365 | 10.9553 | 0.045346 | 11 | 0.00060192
51630 | 3.57 | 1 | 365 | 4.0655 | 0.18107 | 4 | 0.24659
50090 | 5.2 | 1 | 365 | 5.9218 | 0.9164 | 6 | 0.83816
42591 | 4.77 | 1 | 365 | 5.4321 | 0.93101 | 6 | 0.36308
51473 | 11.7 | 1 | 365 | 13.324 | 0.81191 | 14 | 0.13587
52649 | 3.12 | 1 | 365 | 3.5531 | 0.14984 | 3 | 0.7029
50093 | 5.83 | 1 | 365 | 6.6392 | 0.36012 | 6 | 0.99933
50500 | 11.44 | 1 | 365 | 13.0279 | 0.21609 | 13 | 0.24396
50508 | 6.24 | 1 | 365 | 7.1061 | 0.29968 | 7 | 0.4058
42930 | 5.3 | 1 | 365 | 6.0356 | 0.14556 | 6 | 0.1812
42630 | 5.76 | 1 | 365 | 6.5595 | 0.19971 | 6 | 0.7592
42943 | 8.75 | 1 | 365 | 9.9645 | 0.05164 | 10 | 0.01614
42690 | 3.71 | 1 | 365 | 4.2249 | 0.5019 | 4 | 0.72684
42641 | 6.36 | 1 | 365 | 7.2428 | 0.57468 | 7 | 0.81745
42665 | 8.16 | 1 | 365 | 9.2926 | 0.69959 | 9 | 0.99219
42477 | 4.24 | 1 | 365 | 4.8285 | 0.71645 | 5 | 0.54496
42980 | 8.695 | 1 | 365 | 9.9019 | 0.9256 | 10 | 0.82747
45078 | 5.3 | 1 | 365 | 6.0356 | 0.14556 | 6 | 0.1812
52387 | 681.6 | 1 | 365 | 776.2061 | 0.96547 | 777 | 0.17155
45067 | 4.24 | 1 | 365 | 4.8285 | 0.71645 | 5 | 0.54496
14352 | 883.5 | 0.9 | 365 | 905.5168 | 0.17846 | 905 | 0.69528
46400 | 8.16 | 1 | 365 | 9.2926 | 0.69959 | 9 | 0.99219
45001 | 6.36 | 1 | 365 | 7.2428 | 0.57468 | 7 | 0.81745
46402 | 9.81 | 1 | 365 | 11.1716 | 0.48075 | 11 | 0.65238
43220 | 7.42 | 1 | 365 | 8.4499 | 0.0037907 | 8 | 0.45369
46424 | 5.7 | 1 | 365 | 6.4912 | 0.062211 | 6 | 0.55337
46430 | 7.83 | 1 | 365 | 8.9168 | 0.94335 | 9 | 0.86016
40927 | 12.22 | 1 | 365 | 13.9161 | 0.0035475 | 13 | 0.91968
38750 | 5.45 | 1 | 365 | 6.2065 | 0.48931 | 6 | 0.69577
40919 | 10.66 | 1 | 365 | 12.1396 | 0.42863 | 12 | 0.56823
39351 | 8.58 | 1 | 365 | 9.7709 | 0.66207 | 10 | 0.43297
42350 | 5.1 | 1 | 365 | 5.8079 | 0.68724 | 6 | 0.49512
50749 | 7.02 | 1 | 365 | 7.9944 | 0.087144 | 8 | 0.08152
34331 | 635 | 0.8 | 365 | 578.5104 | 0.14093 | 578 | 0.65133
50732 | 6.76 | 1 | 365 | 7.6983 | 0.49132 | 8 | 0.18961
50720 | 7.8 | 1 | 365 | 8.8826 | 0.8746 | 9 | 0.75724
52903 | 6.5 | 1 | 365 | 7.4022 | 0.8955 | 8 | 0.2977
52870 | 5.46 | 1 | 365 | 6.2178 | 0.51222 | 6 | 0.73007
50701 | 4.94 | 1 | 365 | 5.6257 | 0.32058 | 5 | 0.94626
40942 | 7.28 | 1 | 365 | 8.2905 | 0.68296 | 8 | 0.97343
50521 | 7.02 | 1 | 365 | 7.9944 | 0.087144 | 8 | 0.08152
38974 | 11.18 | 1 | 365 | 12.7318 | 0.62027 | 13 | 0.35205
40930 | 12.72 | 1 | 365 | 14.4855 | 0.14936 | 14 | 0.63489
50526 | 4.68 | 1 | 365 | 5.3296 | 0.72476 | 6 | 0.054347
41874 | 7.02 | 1 | 365 | 7.9944 | 0.087144 | 8 | 0.08152
50706 | 13 | 1 | 365 | 14.8044 | 0.79101 | 15 | 0.59541
38069 | 10.14 | 1 | 365 | 11.5474 | 0.23699 | 11 | 0.78442
39474 | 6.24 | 1 | 365 | 7.1061 | 0.29968 | 7 | 0.4058
39172 | 10.26 | 1 | 365 | 11.6841 | 0.51198 | 12 | 0.19607
46473 | 10.464 | 1 | 365 | 11.9164 | 0.97947 | 12 | 0.89587
50887 | 4.94 | 1 | 365 | 5.6257 | 0.32058 | 5 | 0.94626
46478 | 3.57 | 1 | 365 | 4.0655 | 0.18107 | 4 | 0.24659
50889 | 3.12 | 1 | 365 | 3.5531 | 0.14984 | 3 | 0.7029
46480 | 11.1 | 1 | 365 | 12.6407 | 0.43694 | 13 | 0.077618
40912 | 12.22 | 1 | 365 | 13.9161 | 0.0035475 | 13 | 0.91968
50896 | 7.8 | 1 | 365 | 8.8826 | 0.8746 | 9 | 0.75724
46793 | 5.355 | 1 | 365 | 6.0983 | 0.2716 | 6 | 0.36988
50880 | 4.16 | 1 | 365 | 4.7374 | 0.53312 | 5 | 0.27053
46794 | 5.3 | 1 | 365 | 6.0356 | 0.14556 | 6 | 0.1812
40810 | 12.455 | 1 | 365 | 14.1838 | 0.54208 | 14 | 0.72583
46795 | 8 | 1 | 365 | 9.1104 | 0.33293 | 9 | 0.44333
50763 | 9.805 | 1 | 365 | 11.1659 | 0.46929 | 11 | 0.63523
40822 | 4.68 | 1 | 365 | 5.3296 | 0.72476 | 6 | 0.054347
38273 | 4.94 | 1 | 365 | 5.6257 | 0.32058 | 5 | 0.94626
38712 | 7.02 | 1 | 365 | 7.9944 | 0.087144 | 8 | 0.08152
39624 | 7.28 | 1 | 365 | 8.2905 | 0.68296 | 8 | 0.97343
40808 | 5.3 | 1 | 365 | 6.0356 | 0.14556 | 6 | 0.1812
34510 | 118.08 | 0.9 | 365 | 121.0226 | 0.53462 | 121 | 0.55717
40725 | 5.98 | 1 | 365 | 6.81 | 0.70386 | 7 | 0.51389
50780 | 3.12 | 1 | 365 | 3.5531 | 0.14984 | 3 | 0.7029
39345 | 10.66 | 1 | 365 | 12.1396 | 0.42863 | 12 | 0.56823
50744 | 9.54 | 1 | 365 | 10.8642 | 0.86202 | 11 | 0.72617
40921 | 7.28 | 1 | 365 | 8.2905 | 0.68296 | 8 | 0.97343
52866 | 6.24 | 1 | 365 | 7.1061 | 0.29968 | 7 | 0.4058
45321 | 3.64 | 1 | 365 | 4.1452 | 0.34148 | 4 | 0.48671
42946 | 11.395 | 1 | 365 | 12.9766 | 0.11296 | 13 | 0.08959
50955 | 5.72 | 1 | 365 | 6.5139 | 0.10804 | 6 | 0.62198
40283 | 3.12 | 1 | 365 | 3.5531 | 0.14984 | 3 | 0.7029
50784 | 11.66 | 1 | 365 | 13.2784 | 0.72024 | 13 | 0.99865
50758 | 5.72 | 1 | 365 | 6.5139 | 0.10804 | 6 | 0.62198
39081 | 5.72 | 1 | 365 | 6.5139 | 0.10804 | 6 | 0.62198
39001 | 8.06 | 1 | 365 | 9.1787 | 0.47042 | 9 | 0.64915
50952 | 5.72 | 1 | 365 | 6.5139 | 0.10804 | 6 | 0.62198
39622 | 10.2 | 1 | 365 | 11.6158 | 0.37448 | 11 | 0.99024
51018 | 4.16 | 1 | 365 | 4.7374 | 0.53312 | 5 | 0.27053
51015 | 12.22 | 1 | 365 | 13.9161 | 0.0035475 | 13 | 0.91968
43707 | 13.78 | 1 | 365 | 15.6927 | 0.57847 | 16 | 0.27113
40339 | 14.04 | 1 | 365 | 15.9888 | 0.17429 | 16 | 0.16304
51006 | 4.68 | 1 | 365 | 5.3296 | 0.72476 | 6 | 0.054347
40819 | 12.74 | 1 | 365 | 14.5083 | 0.19519 | 14 | 0.7035
39582 | 8.925 | 1 | 365 | 10.1638 | 0.45267 | 10 | 0.61646
38231 | 7.4 | 1 | 365 | 8.4271 | 0.95796 | 9 | 0.38508
38978 | 5.2 | 1 | 365 | 5.9218 | 0.9164 | 6 | 0.83816
40576 | 6.76 | 1 | 365 | 7.6983 | 0.49132 | 8 | 0.18961
38420 | 5.46 | 1 | 365 | 6.2178 | 0.51222 | 6 | 0.73007
41169 | 5.355 | 1 | 365 | 6.0983 | 0.2716 | 6 | 0.36988
40922 | 7.28 | 1 | 365 | 8.2905 | 0.68296 | 8 | 0.97343
41396 | 3.9 | 1 | 365 | 4.4413 | 0.9373 | 5 | 0.37862
39296 | 9.36 | 1 | 365 | 10.6592 | 0.44953 | 11 | 0.10869
39405 | 5.1 | 1 | 365 | 5.8079 | 0.68724 | 6 | 0.49512
38505 | 10.335 | 1 | 365 | 11.7695 | 0.68385 | 12 | 0.45335
40241 | 6.24 | 1 | 365 | 7.1061 | 0.29968 | 7 | 0.4058
39898 | 11.7 | 1 | 365 | 13.324 | 0.81191 | 14 | 0.13587
40805 | 9.62 | 1 | 365 | 10.9553 | 0.045346 | 11 | 0.00060192
40855 | 4.24 | 1 | 365 | 4.8285 | 0.71645 | 5 | 0.54496
37920 | 11.44 | 1 | 365 | 13.0279 | 0.21609 | 13 | 0.24396
37949 | 4.94 | 1 | 365 | 5.6257 | 0.32058 | 5 | 0.94626
38042 | 3.9 | 1 | 365 | 4.4413 | 0.9373 | 5 | 0.37862
43008 | 2.34 | 1 | 365 | 2.6648 | 0.36238 | 3 | 0.027173
41482 | 3.445 | 1 | 365 | 3.9232 | 0.89462 | 4 | 0.81778
41180 | 4.845 | 1 | 365 | 5.5175 | 0.10288 | 5 | 0.62037
41050 | 6.885 | 1 | 365 | 7.8406 | 0.77778 | 8 | 0.61841
43011 | 8.84 | 1 | 365 | 10.067 | 0.25789 | 10 | 0.32488
11749 | 647 | 0.8 | 365 | 589.4429 | 0.14044 | 589 | 0.58332
41075 | 7.975 | 1 | 365 | 9.0819 | 0.27564 | 9 | 0.35757
38932 | 2.7 | 1 | 365 | 3.0748 | 0.18736 | 3 | 0.26212
31280 | 40.875 | 1 | 365 | 46.5485 | 0.6698 | 47 | 0.21825
51019 | 11.73 | 1 | 365 | 13.3581 | 0.88066 | 14 | 0.23878
50996 | 9.88 | 1 | 365 | 11.2513 | 0.64117 | 11 | 0.89251
36768 | 8.84 | 1 | 365 | 10.067 | 0.25789 | 10 | 0.32488
51010 | 6.5 | 1 | 365 | 7.4022 | 0.8955 | 8 | 0.2977
50974 | 19.76 | 1 | 365 | 22.5027 | 0.28233 | 22 | 0.78502
51000 | 9.36 | 1 | 365 | 10.6592 | 0.44953 | 11 | 0.10869
50975 | 9.88 | 1 | 365 | 11.2513 | 0.64117 | 11 | 0.89251
33992 | 50.22 | 1 | 365 | 57.1905 | 0.084956 | 57 | 0.27549
51027 | 12.75 | 1 | 365 | 14.5197 | 0.2181 | 14 | 0.7378
43459 | 8 | 1 | 365 | 9.1104 | 0.33293 | 9 | 0.44333
51026 | 11.985 | 1 | 365 | 13.6485 | 0.46502 | 14 | 0.11354
43552 | 3.75 | 1 | 365 | 4.2705 | 0.59356 | 4 | 0.86406
39458 | 8.06 | 1 | 365 | 9.1787 | 0.47042 | 9 | 0.64915
40040 | 4.94 | 1 | 365 | 5.6257 | 0.32058 | 5 | 0.94626
44051 | 11.445 | 1 | 365 | 13.0336 | 0.22755 | 13 | 0.26111
40869 | 9.945 | 1 | 365 | 11.3254 | 0.79012 | 12 | 0.11549
43948 | 6.54 | 1 | 365 | 7.4478 | 0.98717 | 8 | 0.43492
41777 | 4.08 | 1 | 365 | 4.6463 | 0.34979 | 4 | 0.9961
44076 | 6 | 1 | 365 | 6.8328 | 0.7497 | 7 | 0.5825
37859 | 6.5 | 1 | 365 | 7.4022 | 0.8955 | 8 | 0.2977
44318 | 6.27 | 1 | 365 | 7.1403 | 0.36843 | 7 | 0.50871
39224 | 4.59 | 1 | 365 | 5.2271 | 0.51852 | 5 | 0.74561
44346 | 11.76 | 1 | 365 | 13.3923 | 0.9494 | 14 | 0.34169
44351 | 12 | 1 | 365 | 13.6656 | 0.49939 | 14 | 0.16499
40961 | 4.94 | 1 | 365 | 5.6257 | 0.32058 | 5 | 0.94626
44392 | 4.275 | 1 | 365 | 4.8684 | 0.79666 | 5 | 0.66503
41936 | 4.42 | 1 | 365 | 5.0335 | 0.12894 | 5 | 0.16244
44699 | 14.82 | 1 | 365 | 16.877 | 0.96175 | 17 | 0.83877
38460 | 7.5 | 1 | 365 | 8.541 | 0.18712 | 8 | 0.72812
43002 | 10.455 | 1 | 365 | 11.9062 | 0.95885 | 12 | 0.865
44785 | 5.6 | 1 | 365 | 6.3773 | 0.83305 | 7 | 0.21033
35024 | 337.18 | 0.9 | 365 | 345.5825 | 0.41837 | 346 | 0.00090019
40911 | 4.94 | 1 | 365 | 5.6257 | 0.32058 | 5 | 0.94626
44796 | 6.555 | 1 | 365 | 7.4648 | 0.021543 | 7 | 0.48638
45161 | 24.9 | 1 | 365 | 28.3561 | 0.061238 | 28 | 0.41736
38502 | 5.46 | 1 | 365 | 6.2178 | 0.51222 | 6 | 0.73007
38878 | 7.8 | 1 | 365 | 8.8826 | 0.8746 | 9 | 0.75724
44394 | 4.65 | 1 | 365 | 5.2954 | 0.65601 | 5 | 0.95143
39722 | 8.06 | 1 | 365 | 9.1787 | 0.47042 | 9 | 0.64915
45185 | 6 | 1 | 365 | 6.8328 | 0.7497 | 7 | 0.5825
43498 | 4.5 | 1 | 365 | 5.1246 | 0.31227 | 5 | 0.43687
45510 | 6.51 | 1 | 365 | 7.4136 | 0.91842 | 8 | 0.33201
39500 | 9.945 | 1 | 365 | 11.3254 | 0.79012 | 12 | 0.11549
45206 | 8.37 | 1 | 365 | 9.5318 | 0.18083 | 9 | 0.71258
45506 | 5 | 1 | 365 | 5.694 | 0.45808 | 6 | 0.15208
45634 | 8.4 | 1 | 365 | 9.5659 | 0.24957 | 9 | 0.81549
39649 | 7.395 | 1 | 365 | 8.4214 | 0.9465 | 9 | 0.36793
52872 | 3.9 | 1 | 365 | 4.4413 | 0.9373 | 5 | 0.37862
39986 | 8.58 | 1 | 365 | 9.7709 | 0.66207 | 10 | 0.43297
38268 | 12.22 | 1 | 365 | 13.9161 | 0.0035475 | 13 | 0.91968
37884 | 13.26 | 1 | 365 | 15.1005 | 0.38683 | 15 | 0.48732
39720 | 14.04 | 1 | 365 | 15.9888 | 0.17429 | 16 | 0.16304
42416 | 9.99 | 1 | 365 | 11.3766 | 0.89324 | 12 | 0.26986
39126 | 6.76 | 1 | 365 | 7.6983 | 0.49132 | 8 | 0.18961
39074 | 11.18 | 1 | 365 | 12.7318 | 0.62027 | 13 | 0.35205
41377 | 13.005 | 1 | 365 | 14.8101 | 0.80247 | 15 | 0.61256
40134 | 9.1 | 1 | 365 | 10.3631 | 0.85371 | 11 | 0.21679
41006 | 7.395 | 1 | 365 | 8.4214 | 0.9465 | 9 | 0.36793
39171 | 3 | 1 | 365 | 3.4164 | 0.87485 | 4 | 0.29125
39677 | 10.92 | 1 | 365 | 12.4357 | 0.024447 | 12 | 0.46014
40878 | 6.76 | 1 | 365 | 7.6983 | 0.49132 | 8 | 0.18961
39974 | 5.13 | 1 | 365 | 5.842 | 0.75599 | 6 | 0.59803
41650 | 9.62 | 1 | 365 | 10.9553 | 0.045346 | 11 | 0.00060192
39279 | 11.96 | 1 | 365 | 13.62 | 0.40773 | 14 | 0.027775
50506 | 2.86 | 1 | 365 | 3.257 | 0.55402 | 3 | 0.81099
43009 | 8.745 | 1 | 365 | 9.9588 | 0.040182 | 9 | 0.99899
43000 | 4.7 | 1 | 365 | 5.3524 | 0.7706 | 6 | 0.12296
41329 | 5.46 | 1 | 365 | 6.2178 | 0.51222 | 6 | 0.73007
37120 | 9.625 | 1 | 365 | 10.961 | 0.056804 | 11 | 0.017754
33906 | 4.16 | 1 | 365 | 4.7374 | 0.53312 | 5 | 0.27053
38072 | 5.98 | 1 | 365 | 6.81 | 0.70386 | 7 | 0.51389
40081 | 4.94 | 1 | 365 | 5.6257 | 0.32058 | 5 | 0.94626
42566 | 3.38 | 1 | 365 | 3.8491 | 0.74566 | 4 | 0.59481
38255 | 10.4 | 1 | 365 | 11.8435 | 0.83281 | 12 | 0.67633
38078 | 8.84 | 1 | 365 | 10.067 | 0.25789 | 10 | 0.32488
41963 | 4.16 | 1 | 365 | 4.7374 | 0.53312 | 5 | 0.27053
44075 | 6.54 | 1 | 365 | 7.4478 | 0.98717 | 8 | 0.43492
42692 | 6.76 | 1 | 365 | 7.6983 | 0.49132 | 8 | 0.18961
42616 | 9.88 | 1 | 365 | 11.2513 | 0.64117 | 11 | 0.89251
35452 | 3.3 | 1 | 365 | 3.758 | 0.56233 | 4 | 0.32037
35724 | 7.42 | 1 | 365 | 8.4499 | 0.0037907 | 8 | 0.45369
35845 | 4.95 | 1 | 365 | 5.6371 | 0.3435 | 5 | 0.98056
36698 | 7.02 | 1 | 365 | 7.9944 | 0.087144 | 8 | 0.08152
40068 | 2.6 | 1 | 365 | 2.9609 | 0.9582 | 3 | 0.91908
45139 | 11.96 | 1 | 365 | 13.62 | 0.40773 | 14 | 0.027775
45282 | 5.46 | 1 | 365 | 6.2178 | 0.51222 | 6 | 0.73007
45235 | 11.7 | 1 | 365 | 13.324 | 0.81191 | 14 | 0.13587
45585 | 6.555 | 1 | 365 | 7.4648 | 0.021543 | 7 | 0.48638
46216 | 8.84 | 1 | 365 | 10.067 | 0.25789 | 10 | 0.32488
22513 | 7.02 | 1 | 365 | 7.9944 | 0.087144 | 8 | 0.08152
49643 | 5.72 | 1 | 365 | 6.5139 | 0.10804 | 6 | 0.62198
50890 | 12.22 | 1 | 365 | 13.9161 | 0.0035475 | 13 | 0.91968
52073 | 8.32 | 1 | 365 | 9.4748 | 0.066245 | 9 | 0.54106
38208 | 9.36 | 1 | 365 | 10.6592 | 0.44953 | 11 | 0.10869
42887 | 3.12 | 1 | 365 | 3.5531 | 0.14984 | 3 | 0.7029
41072 | 10 | 1 | 365 | 11.388 | 0.91616 | 12 | 0.30416
36862 | 2.86 | 1 | 365 | 3.257 | 0.55402 | 3 | 0.81099
45426 | 9.12 | 1 | 365 | 10.3859 | 0.89954 | 11 | 0.28539
40806 | 12.19 | 1 | 365 | 13.882 | 0.9348 | 14 | 0.81677
38368 | 5.98 | 1 | 365 | 6.81 | 0.70386 | 7 | 0.51389
41858 | 9.88 | 1 | 365 | 11.2513 | 0.64117 | 11 | 0.89251
41724 | 6.76 | 1 | 365 | 7.6983 | 0.49132 | 8 | 0.18961
45788 | 4.32 | 1 | 365 | 4.9196 | 0.89978 | 5 | 0.8194
42592 | 3.38 | 1 | 365 | 3.8491 | 0.74566 | 4 | 0.59481
45768 | 7.52 | 1 | 365 | 8.5638 | 0.23295 | 8 | 0.79673
40767 | 3.71 | 1 | 365 | 4.2249 | 0.5019 | 4 | 0.72684
40195 | 9.1 | 1 | 365 | 10.3631 | 0.85371 | 11 | 0.21679
45749 | 8.58 | 1 | 365 | 9.7709 | 0.66207 | 10 | 0.43297
45713 | 5.04 | 1 | 365 | 5.7396 | 0.54974 | 6 | 0.2893
45697 | 7.42 | 1 | 365 | 8.4499 | 0.0037907 | 8 | 0.45369
39314 | 7.02 | 1 | 365 | 7.9944 | 0.087144 | 8 | 0.08152
41941 | 5.355 | 1 | 365 | 6.0983 | 0.2716 | 6 | 0.36988
40876 | 4.77 | 1 | 365 | 5.4321 | 0.93101 | 6 | 0.36308
42952 | 5.2 | 1 | 365 | 5.9218 | 0.9164 | 6 | 0.83816
37840 | 7.28 | 1 | 365 | 8.2905 | 0.68296 | 8 | 0.97343
46801 | 5.4 | 1 | 365 | 6.1495 | 0.37473 | 6 | 0.52425
46802 | 8.64 | 1 | 365 | 9.8392 | 0.79956 | 10 | 0.63879
46803 | 6 | 1 | 365 | 6.8328 | 0.7497 | 7 | 0.5825
46804 | 17.385 | 1 | 365 | 19.798 | 0.83974 | 20 | 0.63778
46805 | 9.8 | 1 | 365 | 11.1602 | 0.45784 | 11 | 0.61808
46806 | 8.505 | 1 | 365 | 9.6855 | 0.49019 | 10 | 0.17569
46978 | 9.1 | 1 | 365 | 10.3631 | 0.85371 | 11 | 0.21679
46984 | 3.8 | 1 | 365 | 4.3274 | 0.70814 | 5 | 0.035581
38071 | 5.2 | 1 | 365 | 5.9218 | 0.9164 | 6 | 0.83816
46632 | 5.72 | 1 | 365 | 6.5139 | 0.10804 | 6 | 0.62198
46829 | 6.9 | 1 | 365 | 7.8577 | 0.81215 | 8 | 0.66987
46792 | 7.56 | 1 | 365 | 8.6093 | 0.32462 | 8 | 0.93394
46518 | 8.06 | 1 | 365 | 9.1787 | 0.47042 | 9 | 0.64915
30804 | 12.48 | 1 | 365 | 14.2122 | 0.59937 | 14 | 0.81159
46521 | 6.63 | 1 | 365 | 7.5502 | 0.19341 | 7 | 0.74366
30809 | 11.96 | 1 | 365 | 13.62 | 0.40773 | 14 | 0.027775
30810 | 10.66 | 1 | 365 | 12.1396 | 0.42863 | 12 | 0.56823
22238 | 4.16 | 1 | 365 | 4.7374 | 0.53312 | 5 | 0.27053
30814 | 11.44 | 1 | 365 | 13.0279 | 0.21609 | 13 | 0.24396
30825 | 17.16 | 1 | 365 | 19.5418 | 0.32413 | 19 | 0.86594
46847 | 14.31 | 1 | 365 | 16.2962 | 0.79302 | 17 | 0.089253
30826 | 13 | 1 | 365 | 14.8044 | 0.79101 | 15 | 0.59541
30833 | 13 | 1 | 365 | 14.8044 | 0.79101 | 15 | 0.59541
30838 | 21.175 | 1 | 365 | 24.1141 | 0.52497 | 24 | 0.63906
30841 | 12.74 | 1 | 365 | 14.5083 | 0.19519 | 14 | 0.7035
22285 | 5.72 | 1 | 365 | 6.5139 | 0.10804 | 6 | 0.62198
47182 | 4.48 | 1 | 365 | 5.1018 | 0.26644 | 5 | 0.36826
22561 | 12.24 | 1 | 365 | 13.9389 | 0.04938 | 13 | 0.98829
46859 | 3.71 | 1 | 365 | 4.2249 | 0.5019 | 4 | 0.72684
30843 | 11.44 | 1 | 365 | 13.0279 | 0.21609 | 13 | 0.24396
30846 | 14.04 | 1 | 365 | 15.9888 | 0.17429 | 16 | 0.16304
27872 | 12.48 | 1 | 365 | 14.2122 | 0.59937 | 14 | 0.81159
30848 | 10.4 | 1 | 365 | 11.8435 | 0.83281 | 12 | 0.67633
46869 | 6.84 | 1 | 365 | 7.7894 | 0.67465 | 8 | 0.46405
27876 | 7.65 | 1 | 365 | 8.7118 | 0.53086 | 9 | 0.24268
30850 | 10.66 | 1 | 365 | 12.1396 | 0.42863 | 12 | 0.56823
46876 | 3.78 | 1 | 365 | 4.3047 | 0.66231 | 4 | 0.96697
46875 | 4.86 | 1 | 365 | 5.5346 | 0.13725 | 5 | 0.67182
46882 | 5.3 | 1 | 365 | 6.0356 | 0.14556 | 6 | 0.1812
30853 | 11.7 | 1 | 365 | 13.324 | 0.81191 | 14 | 0.13587
39625 | 6.24 | 1 | 365 | 7.1061 | 0.29968 | 7 | 0.4058
30854 | 12.48 | 1 | 365 | 14.2122 | 0.59937 | 14 | 0.81159
30855 | 13.78 | 1 | 365 | 15.6927 | 0.57847 | 16 | 0.27113
46883 | 7.28 | 1 | 365 | 8.2905 | 0.68296 | 8 | 0.97343
30865 | 17.42 | 1 | 365 | 19.8379 | 0.91995 | 20 | 0.75785
46893 | 4.5 | 1 | 365 | 5.1246 | 0.31227 | 5 | 0.43687
30870 | 12.24 | 1 | 365 | 13.9389 | 0.04938 | 13 | 0.98829
39338 | 9.69 | 1 | 365 | 11.035 | 0.20576 | 11 | 0.24073
30867 | 15.39 | 1 | 365 | 17.5261 | 0.26797 | 17 | 0.7941
46848 | 7.245 | 1 | 365 | 8.2506 | 0.60276 | 8 | 0.85336
30871 | 10.725 | 1 | 365 | 12.2136 | 0.57758 | 12 | 0.79121
30874 | 13.26 | 1 | 365 | 15.1005 | 0.38683 | 15 | 0.48732
30876 | 10.14 | 1 | 365 | 11.5474 | 0.23699 | 11 | 0.78442
30883 | 10.4 | 1 | 365 | 11.8435 | 0.83281 | 12 | 0.67633
46217 | 9.2 | 1 | 365 | 10.477 | 0.082867 | 10 | 0.55983
47216 | 3.3 | 1 | 365 | 3.758 | 0.56233 | 4 | 0.32037
35831 | 5.94 | 1 | 365 | 6.7645 | 0.6122 | 7 | 0.37667
47217 | 8.8 | 1 | 365 | 10.0214 | 0.16622 | 10 | 0.18766
43740 | 4.68 | 1 | 365 | 5.3296 | 0.72476 | 6 | 0.054347
47220 | 6.72 | 1 | 365 | 7.6527 | 0.39966 | 8 | 0.052396
46894 | 8.68 | 1 | 365 | 9.8848 | 0.89123 | 10 | 0.77601
38924 | 3.64 | 1 | 365 | 4.1452 | 0.34148 | 4 | 0.48671
44737 | 4.095 | 1 | 365 | 4.6634 | 0.38417 | 5 | 0.047554
43163 | 11.7 | 1 | 365 | 13.324 | 0.81191 | 14 | 0.13587
42808 | 6.6 | 1 | 365 | 7.5161 | 0.12467 | 7 | 0.64075
44208 | 5.98 | 1 | 365 | 6.81 | 0.70386 | 7 | 0.51389
43952 | 4.905 | 1 | 365 | 5.5858 | 0.24038 | 5 | 0.82619
42977 | 5.035 | 1 | 365 | 5.7339 | 0.53829 | 6 | 0.27214
44224 | 7.8 | 1 | 365 | 8.8826 | 0.8746 | 9 | 0.75724
44100 | 5.2 | 1 | 365 | 5.9218 | 0.9164 | 6 | 0.83816
44227 | 9.88 | 1 | 365 | 11.2513 | 0.64117 | 11 | 0.89251
44087 | 12.48 | 1 | 365 | 14.2122 | 0.59937 | 14 | 0.81159
44257 | 6.5 | 1 | 365 | 7.4022 | 0.8955 | 8 | 0.2977
43272 | 8.84 | 1 | 365 | 10.067 | 0.25789 | 10 | 0.32488
22133 | 4.94 | 1 | 365 | 5.6257 | 0.32058 | 5 | 0.94626
44357 | 5.67 | 1 | 365 | 6.457 | 0.99346 | 7 | 0.45046
43264 | 7.28 | 1 | 365 | 8.2905 | 0.68296 | 8 | 0.97343
44360 | 7.848 | 1 | 365 | 8.9373 | 0.9846 | 9 | 0.9219
43180 | 7.02 | 1 | 365 | 7.9944 | 0.087144 | 8 | 0.08152
23971 | 5.98 | 1 | 365 | 6.81 | 0.70386 | 7 | 0.51389
43712 | 4.68 | 1 | 365 | 5.3296 | 0.72476 | 6 | 0.054347
28244 | 4.94 | 1 | 365 | 5.6257 | 0.32058 | 5 | 0.94626
21566 | 6.76 | 1 | 365 | 7.6983 | 0.49132 | 8 | 0.18961
29138 | 19.38 | 1 | 365 | 22.0699 | 0.41152 | 22 | 0.48146
25322 | 7.28 | 1 | 365 | 8.2905 | 0.68296 | 8 | 0.97343
32333 | 7.54 | 1 | 365 | 8.5866 | 0.27878 | 8 | 0.86534
41746 | 7.28 | 1 | 365 | 8.2905 | 0.68296 | 8 | 0.97343
41635 | 12.74 | 1 | 365 | 14.5083 | 0.19519 | 14 | 0.7035
41620 | 8.58 | 1 | 365 | 9.7709 | 0.66207 | 10 | 0.43297
32107 | 8.84 | 1 | 365 | 10.067 | 0.25789 | 10 | 0.32488
38241 | 5.98 | 1 | 365 | 6.81 | 0.70386 | 7 | 0.51389
19825 | 3.38 | 1 | 365 | 3.8491 | 0.74566 | 4 | 0.59481
19518 | 4.42 | 1 | 365 | 5.0335 | 0.12894 | 5 | 0.16244
43724 | 9.36 | 1 | 365 | 10.6592 | 0.44953 | 11 | 0.10869
44079 | 8.58 | 1 | 365 | 9.7709 | 0.66207 | 10 | 0.43297
36974 | 127.53 | 0.9 | 365 | 130.708 | 0.02481 | 130 | 0.73286
44071 | 3.9 | 1 | 365 | 4.4413 | 0.9373 | 5 | 0.37862
44261 | 9.1 | 1 | 365 | 10.3631 | 0.85371 | 11 | 0.21679
22564 | 4.5 | 1 | 365 | 5.1246 | 0.31227 | 5 | 0.43687
43489 | 5.04 | 1 | 365 | 5.7396 | 0.54974 | 6 | 0.2893
24424 | 15.55 | 1 | 365 | 17.7083 | 0.63463 | 18 | 0.34297
45645 | 4.16 | 1 | 365 | 4.7374 | 0.53312 | 5 | 0.27053
45474 | 7.28 | 1 | 365 | 8.2905 | 0.68296 | 8 | 0.97343
45461 | 5.98 | 1 | 365 | 6.81 | 0.70386 | 7 | 0.51389
45513 | 13.78 | 1 | 365 | 15.6927 | 0.57847 | 16 | 0.27113
43103 | 5.28 | 1 | 365 | 6.0129 | 0.099732 | 6 | 0.1126
43187 | 9.54 | 1 | 365 | 10.8642 | 0.86202 | 11 | 0.72617
43456 | 11.66 | 1 | 365 | 13.2784 | 0.72024 | 13 | 0.99865
45984 | 9.54 | 1 | 365 | 10.8642 | 0.86202 | 11 | 0.72617
45806 | 8.48 | 1 | 365 | 9.657 | 0.4329 | 10 | 0.089928
45797 | 5.3 | 1 | 365 | 6.0356 | 0.14556 | 6 | 0.1812
41869 | 9.35 | 1 | 365 | 10.6478 | 0.42661 | 11 | 0.07439
31864 | 4.68 | 1 | 365 | 5.3296 | 0.72476 | 6 | 0.054347
41848 | 10.5 | 1 | 365 | 11.9574 | 0.061968 | 12 | 0.019368
41669 | 5.775 | 1 | 365 | 6.5766 | 0.23408 | 6 | 0.81065
27361 | 8.75 | 1 | 365 | 9.9645 | 0.05164 | 10 | 0.01614
41437 | 7.65 | 1 | 365 | 8.7118 | 0.53086 | 9 | 0.24268
51367 | 3.71 | 1 | 365 | 4.2249 | 0.5019 | 4 | 0.72684
41409 | 5.865 | 1 | 365 | 6.6791 | 0.44033 | 7 | 0.11939
43929 | 9.25 | 1 | 365 | 10.5339 | 0.19745 | 10 | 0.73135
42793 | 6.36 | 1 | 365 | 7.2428 | 0.57468 | 7 | 0.81745
43924 | 4.75 | 1 | 365 | 5.4093 | 0.88518 | 6 | 0.29448
43910 | 10 | 1 | 365 | 11.388 | 0.91616 | 12 | 0.30416
43904 | 11.985 | 1 | 365 | 13.6485 | 0.46502 | 14 | 0.11354
43901 | 8.75 | 1 | 365 | 9.9645 | 0.05164 | 10 | 0.01614
32146 | 5.2 | 1 | 365 | 5.9218 | 0.9164 | 6 | 0.83816
29920 | 6.5 | 1 | 365 | 7.4022 | 0.8955 | 8 | 0.2977
43897 | 6.75 | 1 | 365 | 7.6869 | 0.46841 | 8 | 0.15531
16930 | 10.455 | 1 | 365 | 11.9062 | 0.95885 | 12 | 0.865
20722 | 3.64 | 1 | 365 | 4.1452 | 0.34148 | 4 | 0.48671
16720 | 5.2 | 1 | 365 | 5.9218 | 0.9164 | 6 | 0.83816
43880 | 5.5 | 1 | 365 | 6.2634 | 0.60389 | 6 | 0.86729
43881 | 11.7 | 1 | 365 | 13.324 | 0.81191 | 14 | 0.13587
43873 | 9.5 | 1 | 365 | 10.8186 | 0.77035 | 11 | 0.58895
42523 | 9.9 | 1 | 365 | 11.2741 | 0.687 | 11 | 0.96112
42242 | 5.61 | 1 | 365 | 6.3887 | 0.85597 | 7 | 0.24463
42236 | 12.22 | 1 | 365 | 13.9161 | 0.0035475 | 13 | 0.91968
42233 | 6.6 | 1 | 365 | 7.5161 | 0.12467 | 7 | 0.64075
42195 | 9.9 | 1 | 365 | 11.2741 | 0.687 | 11 | 0.96112
41976 | 9.25 | 1 | 365 | 10.5339 | 0.19745 | 10 | 0.73135
42740 | 14.85 | 1 | 365 | 16.9112 | 0.030498 | 16 | 0.94168
44902 | 10.25 | 1 | 365 | 11.6727 | 0.48906 | 12 | 0.16176
43178 | 8.525 | 1 | 365 | 9.7083 | 0.53603 | 10 | 0.2443
42619 | 9.54 | 1 | 365 | 10.8642 | 0.86202 | 11 | 0.72617
43541 | 5.5 | 1 | 365 | 6.2634 | 0.60389 | 6 | 0.86729
44903 | 14.04 | 1 | 365 | 15.9888 | 0.17429 | 16 | 0.16304
44800 | 7.395 | 1 | 365 | 8.4214 | 0.9465 | 9 | 0.36793
44890 | 9.18 | 1 | 365 | 10.4542 | 0.037035 | 10 | 0.49122
42436 | 3.85 | 1 | 365 | 4.3844 | 0.82272 | 5 | 0.2071
44974 | 7 | 1 | 365 | 7.9716 | 0.041312 | 8 | 0.012912
42768 | 11.55 | 1 | 365 | 13.1531 | 0.46816 | 13 | 0.6213
45689 | 6.36 | 1 | 365 | 7.2428 | 0.57468 | 7 | 0.81745
45670 | 8.84 | 1 | 365 | 10.067 | 0.25789 | 10 | 0.32488
45337 | 9.54 | 1 | 365 | 10.8642 | 0.86202 | 11 | 0.72617
20951 | 12.22 | 1 | 365 | 13.9161 | 0.0035475 | 13 | 0.91968
18387 | 13 | 1 | 365 | 14.8044 | 0.79101 | 15 | 0.59541
27625 | 6.5 | 1 | 365 | 7.4022 | 0.8955 | 8 | 0.2977
36367 | 8.67 | 1 | 365 | 9.8734 | 0.86831 | 10 | 0.74171
31521 | 6.5 | 1 | 365 | 7.4022 | 0.8955 | 8 | 0.2977
31444 | 5.98 | 1 | 365 | 6.81 | 0.70386 | 7 | 0.51389
18630 | 5.2 | 1 | 365 | 5.9218 | 0.9164 | 6 | 0.83816
42920 | 11.66 | 1 | 365 | 13.2784 | 0.72024 | 13 | 0.99865
31451 | 7.02 | 1 | 365 | 7.9944 | 0.087144 | 8 | 0.08152
40831 | 4.77 | 1 | 365 | 5.4321 | 0.93101 | 6 | 0.36308
31513 | 6.76 | 1 | 365 | 7.6983 | 0.49132 | 8 | 0.18961
31464 | 13.78 | 1 | 365 | 15.6927 | 0.57847 | 16 | 0.27113
30225 | 9.36 | 1 | 365 | 10.6592 | 0.44953 | 11 | 0.10869
27944 | 9.62 | 1 | 365 | 10.9553 | 0.045346 | 11 | 0.00060192
32129 | 4.68 | 1 | 365 | 5.3296 | 0.72476 | 6 | 0.054347
32422 | 6.76 | 1 | 365 | 7.6983 | 0.49132 | 8 | 0.18961
30785 | 10.14 | 1 | 365 | 11.5474 | 0.23699 | 11 | 0.78442
30797 | 12.74 | 1 | 365 | 14.5083 | 0.19519 | 14 | 0.7035
30806 | 15.6 | 1 | 365 | 17.7653 | 0.74921 | 18 | 0.51449
30882 | 13.26 | 1 | 365 | 15.1005 | 0.38683 | 15 | 0.48732
30885 | 11.7 | 1 | 365 | 13.324 | 0.81191 | 14 | 0.13587
30887 | 10.92 | 1 | 365 | 12.4357 | 0.024447 | 12 | 0.46014
30886 | 13.26 | 1 | 365 | 15.1005 | 0.38683 | 15 | 0.48732
30889 | 12.48 | 1 | 365 | 14.2122 | 0.59937 | 14 | 0.81159
30901 | 13.26 | 1 | 365 | 15.1005 | 0.38683 | 15 | 0.48732
30902 | 10.66 | 1 | 365 | 12.1396 | 0.42863 | 12 | 0.56823
30903 | 10.4 | 1 | 365 | 11.8435 | 0.83281 | 12 | 0.67633
32198 | 7.54 | 1 | 365 | 8.5866 | 0.27878 | 8 | 0.86534
30905 | 10.92 | 1 | 365 | 12.4357 | 0.024447 | 12 | 0.46014
30907 | 10.2 | 1 | 365 | 11.6158 | 0.37448 | 11 | 0.99024
24719 | 4.59 | 1 | 365 | 5.2271 | 0.51852 | 5 | 0.74561
30908 | 14.04 | 1 | 365 | 15.9888 | 0.17429 | 16 | 0.16304
32197 | 5.72 | 1 | 365 | 6.5139 | 0.10804 | 6 | 0.62198
30915 | 10.71 | 1 | 365 | 12.1965 | 0.54321 | 12 | 0.73976
26981 | 7.28 | 1 | 365 | 8.2905 | 0.68296 | 8 | 0.97343
30916 | 11.7 | 1 | 365 | 13.324 | 0.81191 | 14 | 0.13587
30918 | 10.66 | 1 | 365 | 12.1396 | 0.42863 | 12 | 0.56823
30919 | 10.26 | 1 | 365 | 11.6841 | 0.51198 | 12 | 0.19607
30229 | 4.68 | 1 | 365 | 5.3296 | 0.72476 | 6 | 0.054347
32191 | 4.16 | 1 | 365 | 4.7374 | 0.53312 | 5 | 0.27053
30803 | 10.14 | 1 | 365 | 11.5474 | 0.23699 | 11 | 0.78442
32169 | 5.98 | 1 | 365 | 6.81 | 0.70386 | 7 | 0.51389
31626 | 14.56 | 1 | 365 | 16.5809 | 0.36593 | 16 | 0.94686
32249 | 11.18 | 1 | 365 | 12.7318 | 0.62027 | 13 | 0.35205
31653 | 12.74 | 1 | 365 | 14.5083 | 0.19519 | 14 | 0.7035
26932 | 5.75 | 1 | 365 | 6.5481 | 0.17679 | 6 | 0.72489
32142 | 8.84 | 1 | 365 | 10.067 | 0.25789 | 10 | 0.32488
31716 | 12.48 | 1 | 365 | 14.2122 | 0.59937 | 14 | 0.81159
32271 | 5.2 | 1 | 365 | 5.9218 | 0.9164 | 6 | 0.83816
32203 | 8.32 | 1 | 365 | 9.4748 | 0.066245 | 9 | 0.54106
31629 | 12.48 | 1 | 365 | 14.2122 | 0.59937 | 14 | 0.81159
46706 | 4.68 | 1 | 365 | 5.3296 | 0.72476 | 6 | 0.054347
32732 | 15.675 | 1 | 365 | 17.8507 | 0.92108 | 18 | 0.77177
32735 | 13.26 | 1 | 365 | 15.1005 | 0.38683 | 15 | 0.48732
32215 | 13 | 1 | 365 | 14.8044 | 0.79101 | 15 | 0.59541
32759 | 11.44 | 1 | 365 | 13.0279 | 0.21609 | 13 | 0.24396
27171 | 7.8 | 1 | 365 | 8.8826 | 0.8746 | 9 | 0.75724
31000 | 10.4 | 1 | 365 | 11.8435 | 0.83281 | 12 | 0.67633
31941 | 4.42 | 1 | 365 | 5.0335 | 0.12894 | 5 | 0.16244
32155 | 4.68 | 1 | 365 | 5.3296 | 0.72476 | 6 | 0.054347
27269 | 4.42 | 1 | 365 | 5.0335 | 0.12894 | 5 | 0.16244
32136 | 4.16 | 1 | 365 | 4.7374 | 0.53312 | 5 | 0.27053
47726 | 4.94 | 1 | 365 | 5.6257 | 0.32058 | 5 | 0.94626
47344 | 8.06 | 1 | 365 | 9.1787 | 0.47042 | 9 | 0.64915
47733 | 4.16 | 1 | 365 | 4.7374 | 0.53312 | 5 | 0.27053
32246 | 6.5 | 1 | 365 | 7.4022 | 0.8955 | 8 | 0.2977
32130 | 9.36 | 1 | 365 | 10.6592 | 0.44953 | 11 | 0.10869
47393 | 5.2 | 1 | 365 | 5.9218 | 0.9164 | 6 | 0.83816
32153 | 11.18 | 1 | 365 | 12.7318 | 0.62027 | 13 | 0.35205
31770 | 8.58 | 1 | 365 | 9.7709 | 0.66207 | 10 | 0.43297
32173 | 11.18 | 1 | 365 | 12.7318 | 0.62027 | 13 | 0.35205
30995 | 3.9 | 1 | 365 | 4.4413 | 0.9373 | 5 | 0.37862
32219 | 5.72 | 1 | 365 | 6.5139 | 0.10804 | 6 | 0.62198
32372 | 9.88 | 1 | 365 | 11.2513 | 0.64117 | 11 | 0.89251
32564 | 9.62 | 1 | 365 | 10.9553 | 0.045346 | 11 | 0.00060192
32400 | 13 | 1 | 365 | 14.8044 | 0.79101 | 15 | 0.59541
25653 | 12.22 | 1 | 365 | 13.9161 | 0.0035475 | 13 | 0.91968
32332 | 4.42 | 1 | 365 | 5.0335 | 0.12894 | 5 | 0.16244
47786 | 7.28 | 1 | 365 | 8.2905 | 0.68296 | 8 | 0.97343
30832 | 7.28 | 1 | 365 | 8.2905 | 0.68296 | 8 | 0.97343
47448 | 10.4 | 1 | 365 | 11.8435 | 0.83281 | 12 | 0.67633
32500 | 6.24 | 1 | 365 | 7.1061 | 0.29968 | 7 | 0.4058
31684 | 8.58 | 1 | 365 | 9.7709 | 0.66207 | 10 | 0.43297
32566 | 6.5 | 1 | 365 | 7.4022 | 0.8955 | 8 | 0.2977
47422 | 4.68 | 1 | 365 | 5.3296 | 0.72476 | 6 | 0.054347
32411 | 7.54 | 1 | 365 | 8.5866 | 0.27878 | 8 | 0.86534
32828 | 11.44 | 1 | 365 | 13.0279 | 0.21609 | 13 | 0.24396
44594 | 7.28 | 1 | 365 | 8.2905 | 0.68296 | 8 | 0.97343
32490 | 5.72 | 1 | 365 | 6.5139 | 0.10804 | 6 | 0.62198
31686 | 9.88 | 1 | 365 | 11.2513 | 0.64117 | 11 | 0.89251
24258 | 13.26 | 1 | 365 | 15.1005 | 0.38683 | 15 | 0.48732
32658 | 6.24 | 1 | 365 | 7.1061 | 0.29968 | 7 | 0.4058
32652 | 4.94 | 1 | 365 | 5.6257 | 0.32058 | 5 | 0.94626
32424 | 5.98 | 1 | 365 | 6.81 | 0.70386 | 7 | 0.51389
32518 | 8.06 | 1 | 365 | 9.1787 | 0.47042 | 9 | 0.64915
24243 | 7.54 | 1 | 365 | 8.5866 | 0.27878 | 8 | 0.86534
33252 | 8.06 | 1 | 365 | 9.1787 | 0.47042 | 9 | 0.64915
48013 | 7.54 | 1 | 365 | 8.5866 | 0.27878 | 8 | 0.86534
32713 | 11.18 | 1 | 365 | 12.7318 | 0.62027 | 13 | 0.35205
33129 | 8.84 | 1 | 365 | 10.067 | 0.25789 | 10 | 0.32488
32811 | 5.72 | 1 | 365 | 6.5139 | 0.10804 | 6 | 0.62198
31884 | 8.58 | 1 | 365 | 9.7709 | 0.66207 | 10 | 0.43297
32719 | 7.28 | 1 | 365 | 8.2905 | 0.68296 | 8 | 0.97343
29627 | 4.94 | 1 | 365 | 5.6257 | 0.32058 | 5 | 0.94626
32086 | 13.26 | 1 | 365 | 15.1005 | 0.38683 | 15 | 0.48732
47391 | 8.32 | 1 | 365 | 9.4748 | 0.066245 | 9 | 0.54106
32918 | 7.8 | 1 | 365 | 8.8826 | 0.8746 | 9 | 0.75724
33088 | 9.1 | 1 | 365 | 10.3631 | 0.85371 | 11 | 0.21679
32656 | 7.28 | 1 | 365 | 8.2905 | 0.68296 | 8 | 0.97343
32325 | 4.42 | 1 | 365 | 5.0335 | 0.12894 | 5 | 0.16244
47958 | 4.94 | 1 | 365 | 5.6257 | 0.32058 | 5 | 0.94626
32756 | 12.74 | 1 | 365 | 14.5083 | 0.19519 | 14 | 0.7035
47348 | 11.44 | 1 | 365 | 13.0279 | 0.21609 | 13 | 0.24396
37097 | 9.88 | 1 | 365 | 11.2513 | 0.64117 | 11 | 0.89251
36514 | 7.54 | 1 | 365 | 8.5866 | 0.27878 | 8 | 0.86534
37738 | 6.5 | 1 | 365 | 7.4022 | 0.8955 | 8 | 0.2977
37085 | 11.18 | 1 | 365 | 12.7318 | 0.62027 | 13 | 0.35205
36688 | 4.19 | 1 | 365 | 4.7716 | 0.60187 | 5 | 0.37344
37413 | 5.72 | 1 | 365 | 6.5139 | 0.10804 | 6 | 0.62198
35584 | 8.32 | 1 | 365 | 9.4748 | 0.066245 | 9 | 0.54106
37018 | 5.72 | 1 | 365 | 6.5139 | 0.10804 | 6 | 0.62198
23314 | 9.36 | 1 | 365 | 10.6592 | 0.44953 | 11 | 0.10869
32072 | 7.28 | 1 | 365 | 8.2905 | 0.68296 | 8 | 0.97343
34402 | 4.68 | 1 | 365 | 5.3296 | 0.72476 | 6 | 0.054347
47989 | 5.2 | 1 | 365 | 5.9218 | 0.9164 | 6 | 0.83816
34278 | 5.72 | 1 | 365 | 6.5139 | 0.10804 | 6 | 0.62198
48344 | 4.94 | 1 | 365 | 5.6257 | 0.32058 | 5 | 0.94626
34100 | 8.58 | 1 | 365 | 9.7709 | 0.66207 | 10 | 0.43297
32335 | 8.58 | 1 | 365 | 9.7709 | 0.66207 | 10 | 0.43297
47738 | 7.905 | 1 | 365 | 9.0022 | 0.11522 | 9 | 0.11744
48341 | 5.2 | 1 | 365 | 5.9218 | 0.9164 | 6 | 0.83816
32338 | 4.68 | 1 | 365 | 5.3296 | 0.72476 | 6 | 0.054347
34289 | 4.68 | 1 | 365 | 5.3296 | 0.72476 | 6 | 0.054347
34319 | 12.22 | 1 | 365 | 13.9161 | 0.0035475 | 13 | 0.91968
42906 | 6.24 | 1 | 365 | 7.1061 | 0.29968 | 7 | 0.4058
33744 | 7.28 | 1 | 365 | 8.2905 | 0.68296 | 8 | 0.97343
32449 | 5.46 | 1 | 365 | 6.2178 | 0.51222 | 6 | 0.73007
31398 | 13 | 1 | 365 | 14.8044 | 0.79101 | 15 | 0.59541
33295 | 4.42 | 1 | 365 | 5.0335 | 0.12894 | 5 | 0.16244
32716 | 7.8 | 1 | 365 | 8.8826 | 0.8746 | 9 | 0.75724
33543 | 8.06 | 1 | 365 | 9.1787 | 0.47042 | 9 | 0.64915
34188 | 5.98 | 1 | 365 | 6.81 | 0.70386 | 7 | 0.51389
48343 | 5.865 | 1 | 365 | 6.6791 | 0.44033 | 7 | 0.11939
33510 | 8.58 | 1 | 365 | 9.7709 | 0.66207 | 10 | 0.43297
34123 | 7.02 | 1 | 365 | 7.9944 | 0.087144 | 8 | 0.08152
34082 | 7.02 | 1 | 365 | 7.9944 | 0.087144 | 8 | 0.08152
33564 | 2.86 | 1 | 365 | 3.257 | 0.55402 | 3 | 0.81099
32295 | 7.28 | 1 | 365 | 8.2905 | 0.68296 | 8 | 0.97343
32709 | 4.94 | 1 | 365 | 5.6257 | 0.32058 | 5 | 0.94626
33311 | 5.2 | 1 | 365 | 5.9218 | 0.9164 | 6 | 0.83816
32675 | 8.84 | 1 | 365 | 10.067 | 0.25789 | 10 | 0.32488
32343 | 7.54 | 1 | 365 | 8.5866 | 0.27878 | 8 | 0.86534
34310 | 10.14 | 1 | 365 | 11.5474 | 0.23699 | 11 | 0.78442
33607 | 4.68 | 1 | 365 | 5.3296 | 0.72476 | 6 | 0.054347
33778 | 5.72 | 1 | 365 | 6.5139 | 0.10804 | 6 | 0.62198
37109 | 5.72 | 1 | 365 | 6.5139 | 0.10804 | 6 | 0.62198
32812 | 8.58 | 1 | 365 | 9.7709 | 0.66207 | 10 | 0.43297
32947 | 10.4 | 1 | 365 | 11.8435 | 0.83281 | 12 | 0.67633
37293 | 6.405 | 1 | 365 | 7.294 | 0.6778 | 7 | 0.97181
48361 | 4.42 | 1 | 365 | 5.0335 | 0.12894 | 5 | 0.16244
33227 | 4.94 | 1 | 365 | 5.6257 | 0.32058 | 5 | 0.94626
32950 | 4.16 | 1 | 365 | 4.7374 | 0.53312 | 5 | 0.27053
33317 | 8.58 | 1 | 365 | 9.7709 | 0.66207 | 10 | 0.43297
34277 | 3.12 | 1 | 365 | 3.5531 | 0.14984 | 3 | 0.7029
33491 | 9.88 | 1 | 365 | 11.2513 | 0.64117 | 11 | 0.89251
35850 | 7.54 | 1 | 365 | 8.5866 | 0.27878 | 8 | 0.86534
35618 | 8.32 | 1 | 365 | 9.4748 | 0.066245 | 9 | 0.54106
34077 | 6.76 | 1 | 365 | 7.6983 | 0.49132 | 8 | 0.18961
36976 | 4.16 | 1 | 365 | 4.7374 | 0.53312 | 5 | 0.27053
36926 | 7.28 | 1 | 365 | 8.2905 | 0.68296 | 8 | 0.97343
34444 | 4.94 | 1 | 365 | 5.6257 | 0.32058 | 5 | 0.94626
33528 | 7.02 | 1 | 365 | 7.9944 | 0.087144 | 8 | 0.08152
37118 | 10.14 | 1 | 365 | 11.5474 | 0.23699 | 11 | 0.78442
34405 | 3.38 | 1 | 365 | 3.8491 | 0.74566 | 4 | 0.59481
34221 | 7.28 | 1 | 365 | 8.2905 | 0.68296 | 8 | 0.97343
34395 | 5.46 | 1 | 365 | 6.2178 | 0.51222 | 6 | 0.73007
38360 | 4.42 | 1 | 365 | 5.0335 | 0.12894 | 5 | 0.16244
35882 | 5.98 | 1 | 365 | 6.81 | 0.70386 | 7 | 0.51389
36931 | 6.5 | 1 | 365 | 7.4022 | 0.8955 | 8 | 0.2977
34426 | 2.6 | 1 | 365 | 2.9609 | 0.9582 | 3 | 0.91908
33493 | 7.28 | 1 | 365 | 8.2905 | 0.68296 | 8 | 0.97343
32610 | 7.28 | 1 | 365 | 8.2905 | 0.68296 | 8 | 0.97343
48366 | 3.64 | 1 | 365 | 4.1452 | 0.34148 | 4 | 0.48671
35980 | 7.8 | 1 | 365 | 8.8826 | 0.8746 | 9 | 0.75724
37106 | 3.38 | 1 | 365 | 3.8491 | 0.74566 | 4 | 0.59481
32640 | 5.98 | 1 | 365 | 6.81 | 0.70386 | 7 | 0.51389
38809 | 6.76 | 1 | 365 | 7.6983 | 0.49132 | 8 | 0.18961
37753 | 5.98 | 1 | 365 | 6.81 | 0.70386 | 7 | 0.51389
34388 | 4.42 | 1 | 365 | 5.0335 | 0.12894 | 5 | 0.16244
37733 | 6.76 | 1 | 365 | 7.6983 | 0.49132 | 8 | 0.18961
40967 | 9.36 | 1 | 365 | 10.6592 | 0.44953 | 11 | 0.10869
33653 | 8.32 | 1 | 365 | 9.4748 | 0.066245 | 9 | 0.54106
32991 | 10.2 | 1 | 365 | 11.6158 | 0.37448 | 11 | 0.99024
33075 | 16.575 | 1 | 365 | 18.8756 | 0.98354 | 19 | 0.85915
33078 | 14.79 | 1 | 365 | 16.8429 | 0.893 | 17 | 0.73585
33081 | 10.5 | 1 | 365 | 11.9574 | 0.061968 | 12 | 0.019368
33080 | 11.44 | 1 | 365 | 13.0279 | 0.21609 | 13 | 0.24396
42674 | 7.42 | 1 | 365 | 8.4499 | 0.0037907 | 8 | 0.45369
33875 | 10.2 | 1 | 365 | 11.6158 | 0.37448 | 11 | 0.99024
43061 | 8.25 | 1 | 365 | 9.3951 | 0.90583 | 10 | 0.30093
34434 | 13 | 1 | 365 | 14.8044 | 0.79101 | 15 | 0.59541
45903 | 6 | 1 | 365 | 6.8328 | 0.7497 | 7 | 0.5825
36734 | 7.28 | 1 | 365 | 8.2905 | 0.68296 | 8 | 0.97343
45323 | 5.7 | 1 | 365 | 6.4912 | 0.062211 | 6 | 0.55337
35949 | 5.2 | 1 | 365 | 5.9218 | 0.9164 | 6 | 0.83816
43778 | 11.925 | 1 | 365 | 13.5802 | 0.32752 | 13 | 0.90771
35953 | 10.92 | 1 | 365 | 12.4357 | 0.024447 | 12 | 0.46014
44721 | 9 | 1 | 365 | 10.2492 | 0.62454 | 10 | 0.87374
44391 | 6.5 | 1 | 365 | 7.4022 | 0.8955 | 8 | 0.2977
36854 | 15.86 | 1 | 365 | 18.0614 | 0.34503 | 18 | 0.4064
44908 | 7.905 | 1 | 365 | 9.0022 | 0.11522 | 9 | 0.11744
36888 | 10.4 | 1 | 365 | 11.8435 | 0.83281 | 12 | 0.67633
42783 | 5.225 | 1 | 365 | 5.9502 | 0.97369 | 6 | 0.92392
42770 | 5.225 | 1 | 365 | 5.9502 | 0.97369 | 6 | 0.92392
41811 | 5.25 | 1 | 365 | 5.9787 | 0.030984 | 6 | 0.009684
46405 | 2.04 | 1 | 365 | 2.3232 | 0.6749 | 2 | 0.99805
43353 | 9.8 | 1 | 365 | 11.1602 | 0.45784 | 11 | 0.61808
46456 | 9.36 | 1 | 365 | 10.6592 | 0.44953 | 11 | 0.10869
43370 | 3.6 | 1 | 365 | 4.0997 | 0.24982 | 4 | 0.3495
45020 | 10.455 | 1 | 365 | 11.9062 | 0.95885 | 12 | 0.865
42613 | 4.505 | 1 | 365 | 5.1303 | 0.32373 | 5 | 0.45402
44836 | 5.75 | 1 | 365 | 6.5481 | 0.17679 | 6 | 0.72489
43821 | 3.06 | 1 | 365 | 3.4847 | 0.012345 | 3 | 0.49707
44468 | 11.39 | 1 | 365 | 12.9709 | 0.10151 | 13 | 0.072438
44680 | 5.72 | 1 | 365 | 6.5139 | 0.10804 | 6 | 0.62198
44839 | 2.188 | 1 | 365 | 2.4917 | 0.014056 | 2 | 0.50575
45795 | 14.7 | 1 | 365 | 16.7404 | 0.68676 | 17 | 0.42712
44757 | 14.04 | 1 | 365 | 15.9888 | 0.17429 | 16 | 0.16304
44898 | 5.1 | 1 | 365 | 5.8079 | 0.68724 | 6 | 0.49512
44858 | 9.88 | 1 | 365 | 11.2513 | 0.64117 | 11 | 0.89251
47255 | 5.565 | 1 | 365 | 6.3374 | 0.75284 | 7 | 0.090265
47346 | 5.2 | 1 | 365 | 5.9218 | 0.9164 | 6 | 0.83816
45033 | 6 | 1 | 365 | 6.8328 | 0.7497 | 7 | 0.5825
39347 | 7.28 | 1 | 365 | 8.2905 | 0.68296 | 8 | 0.97343
44732 | 4.42 | 1 | 365 | 5.0335 | 0.12894 | 5 | 0.16244
45131 | 4.16 | 1 | 365 | 4.7374 | 0.53312 | 5 | 0.27053
45127 | 4.77 | 1 | 365 | 5.4321 | 0.93101 | 6 | 0.36308
45228 | 5.1 | 1 | 365 | 5.8079 | 0.68724 | 6 | 0.49512
43174 | 7.28 | 1 | 365 | 8.2905 | 0.68296 | 8 | 0.97343
45223 | 6.76 | 1 | 365 | 7.6983 | 0.49132 | 8 | 0.18961
45186 | 10.4 | 1 | 365 | 11.8435 | 0.83281 | 12 | 0.67633
39148 | 3.315 | 1 | 365 | 3.7751 | 0.59671 | 4 | 0.37183
45152 | 15.6 | 1 | 365 | 17.7653 | 0.74921 | 18 | 0.51449
32433 | 13 | 1 | 365 | 14.8044 | 0.79101 | 15 | 0.59541
45501 | 3.57 | 1 | 365 | 4.0655 | 0.18107 | 4 | 0.24659
46158 | 10.66 | 1 | 365 | 12.1396 | 0.42863 | 12 | 0.56823
48016 | 6.48 | 1 | 365 | 7.3794 | 0.84967 | 8 | 0.2291
45310 | 2.6 | 1 | 365 | 2.9609 | 0.9582 | 3 | 0.91908
40874 | 15.9 | 1 | 365 | 18.1069 | 0.43669 | 18 | 0.54361
39062 | 3.8 | 1 | 365 | 4.3274 | 0.70814 | 5 | 0.035581
42649 | 3.85 | 1 | 365 | 4.3844 | 0.82272 | 5 | 0.2071
42554 | 3.85 | 1 | 365 | 4.3844 | 0.82272 | 5 | 0.2071
44906 | 8.925 | 1 | 365 | 10.1638 | 0.45267 | 10 | 0.61646
42553 | 17.6 | 1 | 365 | 20.0429 | 0.33244 | 20 | 0.37532
42637 | 7.425 | 1 | 365 | 8.4556 | 0.015249 | 8 | 0.47084
32267 | 13 | 1 | 365 | 14.8044 | 0.79101 | 15 | 0.59541
47121 | 8.58 | 1 | 365 | 9.7709 | 0.66207 | 10 | 0.43297
47175 | 4.16 | 1 | 365 | 4.7374 | 0.53312 | 5 | 0.27053
44939 | 7.28 | 1 | 365 | 8.2905 | 0.68296 | 8 | 0.97343
45021 | 5.2 | 1 | 365 | 5.9218 | 0.9164 | 6 | 0.83816
45460 | 11.44 | 1 | 365 | 13.0279 | 0.21609 | 13 | 0.24396
45466 | 4.94 | 1 | 365 | 5.6257 | 0.32058 | 5 | 0.94626
44868 | 4.16 | 1 | 365 | 4.7374 | 0.53312 | 5 | 0.27053
44705 | 7.54 | 1 | 365 | 8.5866 | 0.27878 | 8 | 0.86534
49636 | 8.58 | 1 | 365 | 9.7709 | 0.66207 | 10 | 0.43297
44642 | 12.74 | 1 | 365 | 14.5083 | 0.19519 | 14 | 0.7035
44637 | 6.375 | 1 | 365 | 7.2599 | 0.60905 | 7 | 0.8689
49641 | 3.8 | 1 | 365 | 4.3274 | 0.70814 | 5 | 0.035581
49647 | 3.64 | 1 | 365 | 4.1452 | 0.34148 | 4 | 0.48671
49682 | 7.395 | 1 | 365 | 8.4214 | 0.9465 | 9 | 0.36793
36947 | 12.74 | 1 | 365 | 14.5083 | 0.19519 | 14 | 0.7035
33216 | 5.46 | 1 | 365 | 6.2178 | 0.51222 | 6 | 0.73007
31671 | 5.2 | 1 | 365 | 5.9218 | 0.9164 | 6 | 0.83816
33278 | 9.36 | 1 | 365 | 10.6592 | 0.44953 | 11 | 0.10869
38949 | 4.42 | 1 | 365 | 5.0335 | 0.12894 | 5 | 0.16244
35561 | 10.66 | 1 | 365 | 12.1396 | 0.42863 | 12 | 0.56823
37765 | 4.68 | 1 | 365 | 5.3296 | 0.72476 | 6 | 0.054347
28087 | 6.24 | 1 | 365 | 7.1061 | 0.29968 | 7 | 0.4058
38886 | 4.42 | 1 | 365 | 5.0335 | 0.12894 | 5 | 0.16244
48426 | 2.6 | 1 | 365 | 2.9609 | 0.9582 | 3 | 0.91908
41691 | 4.42 | 1 | 365 | 5.0335 | 0.12894 | 5 | 0.16244
37091 | 14.535 | 1 | 365 | 16.5525 | 0.30864 | 16 | 0.8611
37970 | 6.5 | 1 | 365 | 7.4022 | 0.8955 | 8 | 0.2977
39157 | 9.62 | 1 | 365 | 10.9553 | 0.045346 | 11 | 0.00060192
37781 | 8.58 | 1 | 365 | 9.7709 | 0.66207 | 10 | 0.43297
48415 | 7.02 | 1 | 365 | 7.9944 | 0.087144 | 8 | 0.08152
28827 | 9.36 | 1 | 365 | 10.6592 | 0.44953 | 11 | 0.10869
38526 | 4.68 | 1 | 365 | 5.3296 | 0.72476 | 6 | 0.054347
43099 | 3.9 | 1 | 365 | 4.4413 | 0.9373 | 5 | 0.37862
37983 | 5.2 | 1 | 365 | 5.9218 | 0.9164 | 6 | 0.83816
39326 | 8.32 | 1 | 365 | 9.4748 | 0.066245 | 9 | 0.54106
41264 | 6.5 | 1 | 365 | 7.4022 | 0.8955 | 8 | 0.2977
40966 | 6.24 | 1 | 365 | 7.1061 | 0.29968 | 7 | 0.4058
40994 | 3.9 | 1 | 365 | 4.4413 | 0.9373 | 5 | 0.37862
48432 | 3.64 | 1 | 365 | 4.1452 | 0.34148 | 4 | 0.48671
41101 | 11.96 | 1 | 365 | 13.62 | 0.40773 | 14 | 0.027775
39294 | 9.1 | 1 | 365 | 10.3631 | 0.85371 | 11 | 0.21679
36972 | 6.24 | 1 | 365 | 7.1061 | 0.29968 | 7 | 0.4058
44269 | 2.6 | 1 | 365 | 2.9609 | 0.9582 | 3 | 0.91908
44541 | 3.38 | 1 | 365 | 3.8491 | 0.74566 | 4 | 0.59481
48488 | 4.16 | 1 | 365 | 4.7374 | 0.53312 | 5 | 0.27053
43216 | 7.15 | 1 | 365 | 8.1424 | 0.38505 | 8 | 0.52747
43166 | 9.075 | 1 | 365 | 10.3346 | 0.79642 | 11 | 0.13103
44885 | 3.57 | 1 | 365 | 4.0655 | 0.18107 | 4 | 0.24659
42281 | 5.5 | 1 | 365 | 6.2634 | 0.60389 | 6 | 0.86729
42688 | 5.775 | 1 | 365 | 6.5766 | 0.23408 | 6 | 0.81065
42643 | 7.975 | 1 | 365 | 9.0819 | 0.27564 | 9 | 0.35757
27221 | 7.54 | 1 | 365 | 8.5866 | 0.27878 | 8 | 0.86534
42634 | 6.6 | 1 | 365 | 7.5161 | 0.12467 | 7 | 0.64075
42301 | 7.975 | 1 | 365 | 9.0819 | 0.27564 | 9 | 0.35757
44973 | 4.16 | 1 | 365 | 4.7374 | 0.53312 | 5 | 0.27053
42275 | 5.225 | 1 | 365 | 5.9502 | 0.97369 | 6 | 0.92392
42627 | 5.225 | 1 | 365 | 5.9502 | 0.97369 | 6 | 0.92392
42615 | 5.775 | 1 | 365 | 6.5766 | 0.23408 | 6 | 0.81065
42620 | 4.4 | 1 | 365 | 5.0107 | 0.08311 | 5 | 0.09383
44824 | 4.335 | 1 | 365 | 4.9367 | 0.93416 | 5 | 0.87085
43722 | 9.36 | 1 | 365 | 10.6592 | 0.44953 | 11 | 0.10869
42476 | 9.54 | 1 | 365 | 10.8642 | 0.86202 | 11 | 0.72617
44684 | 5.46 | 1 | 365 | 6.2178 | 0.51222 | 6 | 0.73007
44950 | 10.5 | 1 | 365 | 11.9574 | 0.061968 | 12 | 0.019368
39143 | 3.64 | 1 | 365 | 4.1452 | 0.34148 | 4 | 0.48671
39346 | 8.32 | 1 | 365 | 9.4748 | 0.066245 | 9 | 0.54106
45322 | 7.8 | 1 | 365 | 8.8826 | 0.8746 | 9 | 0.75724
44949 | 4.94 | 1 | 365 | 5.6257 | 0.32058 | 5 | 0.94626
41002 | 5.72 | 1 | 365 | 6.5139 | 0.10804 | 6 | 0.62198
45034 | 9 | 1 | 365 | 10.2492 | 0.62454 | 10 | 0.87374
45438 | 3.9 | 1 | 365 | 4.4413 | 0.9373 | 5 | 0.37862
44867 | 5.75 | 1 | 365 | 6.5481 | 0.17679 | 6 | 0.72489
42545 | 3.025 | 1 | 365 | 3.4449 | 0.93214 | 4 | 0.37701
42480 | 3.025 | 1 | 365 | 3.4449 | 0.93214 | 4 | 0.37701
45014 | 6.885 | 1 | 365 | 7.8406 | 0.77778 | 8 | 0.61841
42820 | 6.05 | 1 | 365 | 6.8897 | 0.86428 | 7 | 0.75402
44880 | 2.55 | 1 | 365 | 2.9039 | 0.84362 | 3 | 0.74756
45025 | 6.63 | 1 | 365 | 7.5502 | 0.19341 | 7 | 0.74366
42776 | 5.775 | 1 | 365 | 6.5766 | 0.23408 | 6 | 0.81065
42669 | 4.95 | 1 | 365 | 5.6371 | 0.3435 | 5 | 0.98056
42829 | 5.225 | 1 | 365 | 5.9502 | 0.97369 | 6 | 0.92392
42826 | 11 | 1 | 365 | 12.5268 | 0.20778 | 12 | 0.73458
44744 | 8.8 | 1 | 365 | 10.0214 | 0.16622 | 10 | 0.18766
42271 | 7.7 | 1 | 365 | 8.7688 | 0.64544 | 9 | 0.4142
26758 | 12.22 | 1 | 365 | 13.9161 | 0.0035475 | 13 | 0.91968
42423 | 13.2 | 1 | 365 | 15.0322 | 0.24933 | 15 | 0.28149
42805 | 8.25 | 1 | 365 | 9.3951 | 0.90583 | 10 | 0.30093
44997 | 5.75 | 1 | 365 | 6.5481 | 0.17679 | 6 | 0.72489
42437 | 9.075 | 1 | 365 | 10.3346 | 0.79642 | 11 | 0.13103
42800 | 9.35 | 1 | 365 | 10.6478 | 0.42661 | 11 | 0.07439
44730 | 5.225 | 1 | 365 | 5.9502 | 0.97369 | 6 | 0.92392
44961 | 4.59 | 1 | 365 | 5.2271 | 0.51852 | 5 | 0.74561
42203 | 3.85 | 1 | 365 | 4.3844 | 0.82272 | 5 | 0.2071
42223 | 8.525 | 1 | 365 | 9.7083 | 0.53603 | 10 | 0.2443
44862 | 10.5 | 1 | 365 | 11.9574 | 0.061968 | 12 | 0.019368
44873 | 6.12 | 1 | 365 | 6.9695 | 0.02469 | 6 | 0.99415
42567 | 3.85 | 1 | 365 | 4.3844 | 0.82272 | 5 | 0.2071
44819 | 10.5 | 1 | 365 | 11.9574 | 0.061968 | 12 | 0.019368
44971 | 10.71 | 1 | 365 | 12.1965 | 0.54321 | 12 | 0.73976
42778 | 8.48 | 1 | 365 | 9.657 | 0.4329 | 10 | 0.089928
42299 | 5.5 | 1 | 365 | 6.2634 | 0.60389 | 6 | 0.86729
44367 | 10.92 | 1 | 365 | 12.4357 | 0.024447 | 12 | 0.46014
42442 | 8.525 | 1 | 365 | 9.7083 | 0.53603 | 10 | 0.2443
31895 | 5.72 | 1 | 365 | 6.5139 | 0.10804 | 6 | 0.62198
44584 | 6.5 | 1 | 365 | 7.4022 | 0.8955 | 8 | 0.2977
36730 | 6.24 | 1 | 365 | 7.1061 | 0.29968 | 7 | 0.4058
39301 | 7.54 | 1 | 365 | 8.5866 | 0.27878 | 8 | 0.86534
38491 | 9.69 | 1 | 365 | 11.035 | 0.20576 | 11 | 0.24073
38041 | 5.2 | 1 | 365 | 5.9218 | 0.9164 | 6 | 0.83816
44559 | 5.98 | 1 | 365 | 6.81 | 0.70386 | 7 | 0.51389
42942 | 4.16 | 1 | 365 | 4.7374 | 0.53312 | 5 | 0.27053
34451 | 2.86 | 1 | 365 | 3.257 | 0.55402 | 3 | 0.81099
48670 | 4.16 | 1 | 365 | 4.7374 | 0.53312 | 5 | 0.27053
44591 | 8.06 | 1 | 365 | 9.1787 | 0.47042 | 9 | 0.64915
36678 | 8.84 | 1 | 365 | 10.067 | 0.25789 | 10 | 0.32488
48397 | 4.68 | 1 | 365 | 5.3296 | 0.72476 | 6 | 0.054347
48645 | 6.24 | 1 | 365 | 7.1061 | 0.29968 | 7 | 0.4058
31888 | 5.98 | 1 | 365 | 6.81 | 0.70386 | 7 | 0.51389
44678 | 7.54 | 1 | 365 | 8.5866 | 0.27878 | 8 | 0.86534
24332 | 13 | 1 | 365 | 14.8044 | 0.79101 | 15 | 0.59541
44127 | 4.68 | 1 | 365 | 5.3296 | 0.72476 | 6 | 0.054347
48629 | 4.68 | 1 | 365 | 5.3296 | 0.72476 | 6 | 0.054347
41654 | 9.1 | 1 | 365 | 10.3631 | 0.85371 | 11 | 0.21679
39003 | 6.5 | 1 | 365 | 7.4022 | 0.8955 | 8 | 0.2977
33546 | 7.28 | 1 | 365 | 8.2905 | 0.68296 | 8 | 0.97343
43669 | 9.62 | 1 | 365 | 10.9553 | 0.045346 | 11 | 0.00060192
48615 | 8.06 | 1 | 365 | 9.1787 | 0.47042 | 9 | 0.64915
41626 | 8.58 | 1 | 365 | 9.7709 | 0.66207 | 10 | 0.43297
44150 | 5.2 | 1 | 365 | 5.9218 | 0.9164 | 6 | 0.83816
43283 | 4.16 | 1 | 365 | 4.7374 | 0.53312 | 5 | 0.27053
32282 | 10.4 | 1 | 365 | 11.8435 | 0.83281 | 12 | 0.67633
48735 | 3.64 | 1 | 365 | 4.1452 | 0.34148 | 4 | 0.48671
42447 | 14.575 | 1 | 365 | 16.598 | 0.4003 | 16 | 0.99831
48643 | 4.94 | 1 | 365 | 5.6257 | 0.32058 | 5 | 0.94626
41730 | 5.98 | 1 | 365 | 6.81 | 0.70386 | 7 | 0.51389
48733 | 4.94 | 1 | 365 | 5.6257 | 0.32058 | 5 | 0.94626
43289 | 13 | 1 | 365 | 14.8044 | 0.79101 | 15 | 0.59541
48605 | 2.08 | 1 | 365 | 2.3687 | 0.76656 | 3 | 0.13527
48599 | 5.72 | 1 | 365 | 6.5139 | 0.10804 | 6 | 0.62198
45441 | 12.74 | 1 | 365 | 14.5083 | 0.19519 | 14 | 0.7035
48576 | 9.62 | 1 | 365 | 10.9553 | 0.045346 | 11 | 0.00060192
48694 | 6.5 | 1 | 365 | 7.4022 | 0.8955 | 8 | 0.2977
48635 | 10.66 | 1 | 365 | 12.1396 | 0.42863 | 12 | 0.56823
48671 | 3.06 | 1 | 365 | 3.4847 | 0.012345 | 3 | 0.49707
48654 | 3.9 | 1 | 365 | 4.4413 | 0.9373 | 5 | 0.37862
40941 | 3.9 | 1 | 365 | 4.4413 | 0.9373 | 5 | 0.37862
44831 | 4 | 1 | 365 | 4.5552 | 0.16646 | 4 | 0.72166
44632 | 7.65 | 1 | 365 | 8.7118 | 0.53086 | 9 | 0.24268
42307 | 4.675 | 1 | 365 | 5.3239 | 0.7133 | 6 | 0.037195
44607 | 12.1 | 1 | 365 | 13.7795 | 0.72855 | 14 | 0.50803
42302 | 5.98 | 1 | 365 | 6.81 | 0.70386 | 7 | 0.51389
42682 | 5.225 | 1 | 365 | 5.9502 | 0.97369 | 6 | 0.92392
42924 | 9.625 | 1 | 365 | 10.961 | 0.056804 | 11 | 0.017754
42296 | 7.425 | 1 | 365 | 8.4556 | 0.015249 | 8 | 0.47084
44889 | 4.845 | 1 | 365 | 5.5175 | 0.10288 | 5 | 0.62037
31712 | 2.6 | 1 | 365 | 2.9609 | 0.9582 | 3 | 0.91908
44747 | 16.25 | 1 | 365 | 18.5055 | 0.23876 | 18 | 0.74426
42590 | 4.95 | 1 | 365 | 5.6371 | 0.3435 | 5 | 0.98056
25190 | 9.1 | 1 | 365 | 10.3631 | 0.85371 | 11 | 0.21679
42475 | 7.7 | 1 | 365 | 8.7688 | 0.64544 | 9 | 0.4142
42440 | 6.5 | 1 | 365 | 7.4022 | 0.8955 | 8 | 0.2977
42593 | 11.18 | 1 | 365 | 12.7318 | 0.62027 | 13 | 0.35205
47132 | 10.5 | 1 | 365 | 11.9574 | 0.061968 | 12 | 0.019368
31859 | 6.5 | 1 | 365 | 7.4022 | 0.8955 | 8 | 0.2977
23603 | 3.9 | 1 | 365 | 4.4413 | 0.9373 | 5 | 0.37862
23668 | 8.32 | 1 | 365 | 9.4748 | 0.066245 | 9 | 0.54106
23850 | 5.72 | 1 | 365 | 6.5139 | 0.10804 | 6 | 0.62198
23980 | 9.62 | 1 | 365 | 10.9553 | 0.045346 | 11 | 0.00060192
23923 | 11.44 | 1 | 365 | 13.0279 | 0.21609 | 13 | 0.24396
32352 | 5.2 | 1 | 365 | 5.9218 | 0.9164 | 6 | 0.83816
31663 | 5.2 | 1 | 365 | 5.9218 | 0.9164 | 6 | 0.83816
24050 | 7.02 | 1 | 365 | 7.9944 | 0.087144 | 8 | 0.08152
28125 | 7.02 | 1 | 365 | 7.9944 | 0.087144 | 8 | 0.08152
31714 | 5.46 | 1 | 365 | 6.2178 | 0.51222 | 6 | 0.73007
25192 | 7.28 | 1 | 365 | 8.2905 | 0.68296 | 8 | 0.97343
46566 | 6.76 | 1 | 365 | 7.6983 | 0.49132 | 8 | 0.18961
33731 | 9.9 | 1 | 365 | 11.2741 | 0.687 | 11 | 0.96112
35800 | 1.34 | 1 | 365 | 1.526 | 0.070765 | 1 | 0.59676
37115 | 12.6 | 1 | 365 | 14.3489 | 0.87436 | 15 | 0.22324
39387 | 13.08 | 1 | 365 | 14.8955 | 0.97434 | 15 | 0.86984
51654 | 105 | 0.9 | 365 | 107.6166 | 0.55771 | 108 | 0.17431
43299 | 10.78 | 1 | 365 | 12.2763 | 0.70362 | 12 | 0.97988
44035 | 7.02 | 1 | 365 | 7.9944 | 0.087144 | 8 | 0.08152
42119 | 4.86 | 1 | 365 | 5.5346 | 0.13725 | 5 | 0.67182
35307 | 51.84 | 0.9 | 365 | 53.1319 | 0.91764 | 54 | 0.049489
42297 | 5.98 | 1 | 365 | 6.81 | 0.70386 | 7 | 0.51389
46597 | 5.98 | 1 | 365 | 6.81 | 0.70386 | 7 | 0.51389
42471 | 4.95 | 1 | 365 | 5.6371 | 0.3435 | 5 | 0.98056
25222 | 5.72 | 1 | 365 | 6.5139 | 0.10804 | 6 | 0.62198
28560 | 6.76 | 1 | 365 | 7.6983 | 0.49132 | 8 | 0.18961
42780 | 8.25 | 1 | 365 | 9.3951 | 0.90583 | 10 | 0.30093
25536 | 5.98 | 1 | 365 | 6.81 | 0.70386 | 7 | 0.51389
25331 | 9.36 | 1 | 365 | 10.6592 | 0.44953 | 11 | 0.10869
44600 | 9.35 | 1 | 365 | 10.6478 | 0.42661 | 11 | 0.07439
44814 | 12.96 | 1 | 365 | 14.7588 | 0.69934 | 15 | 0.45819
43933 | 8.25 | 1 | 365 | 9.3951 | 0.90583 | 10 | 0.30093
26710 | 4.68 | 1 | 365 | 5.3296 | 0.72476 | 6 | 0.054347
27920 | 5.72 | 1 | 365 | 6.5139 | 0.10804 | 6 | 0.62198
32535 | 10.92 | 1 | 365 | 12.4357 | 0.024447 | 12 | 0.46014
46568 | 3.9 | 1 | 365 | 4.4413 | 0.9373 | 5 | 0.37862
32551 | 6.24 | 1 | 365 | 7.1061 | 0.29968 | 7 | 0.4058
32582 | 8.58 | 1 | 365 | 9.7709 | 0.66207 | 10 | 0.43297
32587 | 4.94 | 1 | 365 | 5.6257 | 0.32058 | 5 | 0.94626
45445 | 9.36 | 1 | 365 | 10.6592 | 0.44953 | 11 | 0.10869
32655 | 5.46 | 1 | 365 | 6.2178 | 0.51222 | 6 | 0.73007
40130 | 8.58 | 1 | 365 | 9.7709 | 0.66207 | 10 | 0.43297
33121 | 3.12 | 1 | 365 | 3.5531 | 0.14984 | 3 | 0.7029
41376 | 6.5 | 1 | 365 | 7.4022 | 0.8955 | 8 | 0.2977
33775 | 4.94 | 1 | 365 | 5.6257 | 0.32058 | 5 | 0.94626
42160 | 6.6 | 1 | 365 | 7.5161 | 0.12467 | 7 | 0.64075
13758 | 8.67 | 1 | 365 | 9.8734 | 0.86831 | 10 | 0.74171
30949 | 3.9 | 1 | 365 | 4.4413 | 0.9373 | 5 | 0.37862
33180 | 10.4 | 1 | 365 | 11.8435 | 0.83281 | 12 | 0.67633
36973 | 16.38 | 1 | 365 | 18.6535 | 0.53667 | 19 | 0.19021
40880 | 11.34 | 1 | 365 | 12.914 | 0.98693 | 13 | 0.90092
50709 | 3.12 | 1 | 365 | 3.5531 | 0.14984 | 3 | 0.7029
52048 | 14.04 | 1 | 365 | 15.9888 | 0.17429 | 16 | 0.16304
44860 | 9 | 1 | 365 | 10.2492 | 0.62454 | 10 | 0.87374
31627 | 3.9 | 1 | 365 | 4.4413 | 0.9373 | 5 | 0.37862
42764 | 11 | 1 | 365 | 12.5268 | 0.20778 | 12 | 0.73458
44117 | 4.68 | 1 | 365 | 5.3296 | 0.72476 | 6 | 0.054347
44021 | 7.54 | 1 | 365 | 8.5866 | 0.27878 | 8 | 0.86534
32922 | 4.68 | 1 | 365 | 5.3296 | 0.72476 | 6 | 0.054347
42661 | 6.89 | 1 | 365 | 7.8463 | 0.78923 | 8 | 0.63557
42633 | 5.3 | 1 | 365 | 6.0356 | 0.14556 | 6 | 0.1812
42815 | 3.18 | 1 | 365 | 3.6214 | 0.28734 | 3 | 0.90872
43048 | 10.335 | 1 | 365 | 11.7695 | 0.68385 | 12 | 0.45335
44492 | 5.83 | 1 | 365 | 6.6392 | 0.36012 | 6 | 0.99933
27500 | 4.845 | 1 | 365 | 5.5175 | 0.10288 | 5 | 0.62037
30032 | 9.1 | 1 | 365 | 10.3631 | 0.85371 | 11 | 0.21679
40786 | 7.8 | 1 | 365 | 8.8826 | 0.8746 | 9 | 0.75724
36639 | 24.9 | 1 | 365 | 28.3561 | 0.061238 | 28 | 0.41736
46851 | 7.5 | 1 | 365 | 8.541 | 0.18712 | 8 | 0.72812
45731 | 10.6 | 1 | 365 | 12.0713 | 0.29113 | 12 | 0.36241
45357 | 13.52 | 1 | 365 | 15.3966 | 0.98265 | 16 | 0.37922
43657 | 13 | 1 | 365 | 14.8044 | 0.79101 | 15 | 0.59541
32115 | 10.92 | 1 | 365 | 12.4357 | 0.024447 | 12 | 0.46014
42814 | 5.775 | 1 | 365 | 6.5766 | 0.23408 | 6 | 0.81065
44766 | 6.885 | 1 | 365 | 7.8406 | 0.77778 | 8 | 0.61841
44483 | 7.42 | 1 | 365 | 8.4499 | 0.0037907 | 8 | 0.45369
42485 | 10.865 | 1 | 365 | 12.3731 | 0.89841 | 13 | 0.27147
44805 | 4.335 | 1 | 365 | 4.9367 | 0.93416 | 5 | 0.87085
44485 | 8.48 | 1 | 365 | 9.657 | 0.4329 | 10 | 0.089928
44807 | 5.355 | 1 | 365 | 6.0983 | 0.2716 | 6 | 0.36988
42624 | 7.42 | 1 | 365 | 8.4499 | 0.0037907 | 8 | 0.45369
31013 | 8.58 | 1 | 365 | 9.7709 | 0.66207 | 10 | 0.43297
48790 | 12.22 | 1 | 365 | 13.9161 | 0.0035475 | 13 | 0.91968
48781 | 7.28 | 1 | 365 | 8.2905 | 0.68296 | 8 | 0.97343
29228 | 6.76 | 1 | 365 | 7.6983 | 0.49132 | 8 | 0.18961
48649 | 8.58 | 1 | 365 | 9.7709 | 0.66207 | 10 | 0.43297
44940 | 9.62 | 1 | 365 | 10.9553 | 0.045346 | 11 | 0.00060192
48712 | 9.1 | 1 | 365 | 10.3631 | 0.85371 | 11 | 0.21679
48701 | 4.42 | 1 | 365 | 5.0335 | 0.12894 | 5 | 0.16244
48693 | 4.68 | 1 | 365 | 5.3296 | 0.72476 | 6 | 0.054347
48729 | 8.84 | 1 | 365 | 10.067 | 0.25789 | 10 | 0.32488
44239 | 6.76 | 1 | 365 | 7.6983 | 0.49132 | 8 | 0.18961
48771 | 5.72 | 1 | 365 | 6.5139 | 0.10804 | 6 | 0.62198
48772 | 6.24 | 1 | 365 | 7.1061 | 0.29968 | 7 | 0.4058
48766 | 7.28 | 1 | 365 | 8.2905 | 0.68296 | 8 | 0.97343
41636 | 2.34 | 1 | 365 | 2.6648 | 0.36238 | 3 | 0.027173
48655 | 4.16 | 1 | 365 | 4.7374 | 0.53312 | 5 | 0.27053
48623 | 11.7 | 1 | 365 | 13.324 | 0.81191 | 14 | 0.13587
48590 | 5.2 | 1 | 365 | 5.9218 | 0.9164 | 6 | 0.83816
48595 | 6.24 | 1 | 365 | 7.1061 | 0.29968 | 7 | 0.4058
48390 | 5.46 | 1 | 365 | 6.2178 | 0.51222 | 6 | 0.73007
40975 | 5.2 | 1 | 365 | 5.9218 | 0.9164 | 6 | 0.83816
38929 | 5.2 | 1 | 365 | 5.9218 | 0.9164 | 6 | 0.83816
32178 | 9.36 | 1 | 365 | 10.6592 | 0.44953 | 11 | 0.10869
43258 | 7.28 | 1 | 365 | 8.2905 | 0.68296 | 8 | 0.97343
32247 | 8.32 | 1 | 365 | 9.4748 | 0.066245 | 9 | 0.54106
32212 | 7.28 | 1 | 365 | 8.2905 | 0.68296 | 8 | 0.97343
29631 | 7.54 | 1 | 365 | 8.5866 | 0.27878 | 8 | 0.86534
31939 | 5.72 | 1 | 365 | 6.5139 | 0.10804 | 6 | 0.62198
31938 | 4.42 | 1 | 365 | 5.0335 | 0.12894 | 5 | 0.16244
26990 | 7.28 | 1 | 365 | 8.2905 | 0.68296 | 8 | 0.97343
31833 | 6.5 | 1 | 365 | 7.4022 | 0.8955 | 8 | 0.2977
31742 | 5.46 | 1 | 365 | 6.2178 | 0.51222 | 6 | 0.73007
24173 | 5.46 | 1 | 365 | 6.2178 | 0.51222 | 6 | 0.73007
23853 | 10.66 | 1 | 365 | 12.1396 | 0.42863 | 12 | 0.56823
22394 | 4.16 | 1 | 365 | 4.7374 | 0.53312 | 5 | 0.27053
48815 | 10.14 | 1 | 365 | 11.5474 | 0.23699 | 11 | 0.78442
48803 | 3.12 | 1 | 365 | 3.5531 | 0.14984 | 3 | 0.7029
32562 | 4.42 | 1 | 365 | 5.0335 | 0.12894 | 5 | 0.16244
48795 | 6.24 | 1 | 365 | 7.1061 | 0.29968 | 7 | 0.4058
34420 | 4.42 | 1 | 365 | 5.0335 | 0.12894 | 5 | 0.16244
48661 | 6.24 | 1 | 365 | 7.1061 | 0.29968 | 7 | 0.4058
48505 | 5.72 | 1 | 365 | 6.5139 | 0.10804 | 6 | 0.62198
36873 | 3.38 | 1 | 365 | 3.8491 | 0.74566 | 4 | 0.59481
33287 | 4.42 | 1 | 365 | 5.0335 | 0.12894 | 5 | 0.16244
44878 | 9.1 | 1 | 365 | 10.3631 | 0.85371 | 11 | 0.21679
46822 | 15 | 1 | 365 | 17.082 | 0.37424 | 17 | 0.45624
46981 | 5.98 | 1 | 365 | 6.81 | 0.70386 | 7 | 0.51389
47005 | 3.9 | 1 | 365 | 4.4413 | 0.9373 | 5 | 0.37862
52313 | 15.12 | 1 | 365 | 17.2187 | 0.64923 | 17 | 0.86789
49783 | 5.865 | 1 | 365 | 6.6791 | 0.44033 | 7 | 0.11939
49849 | 4.16 | 1 | 365 | 4.7374 | 0.53312 | 5 | 0.27053
47185 | 2.34 | 1 | 365 | 2.6648 | 0.36238 | 3 | 0.027173
47254 | 7.8 | 1 | 365 | 8.8826 | 0.8746 | 9 | 0.75724
44865 | 4.5 | 1 | 365 | 5.1246 | 0.31227 | 5 | 0.43687
44881 | 7.395 | 1 | 365 | 8.4214 | 0.9465 | 9 | 0.36793
38151 | 7.28 | 1 | 365 | 8.2905 | 0.68296 | 8 | 0.97343
44883 | 11.5 | 1 | 365 | 13.0962 | 0.35358 | 13 | 0.44978
38165 | 5.72 | 1 | 365 | 6.5139 | 0.10804 | 6 | 0.62198
49968 | 6.12 | 1 | 365 | 6.9695 | 0.02469 | 6 | 0.99415
50699 | 10.4 | 1 | 365 | 11.8435 | 0.83281 | 12 | 0.67633
38211 | 6.76 | 1 | 365 | 7.6983 | 0.49132 | 8 | 0.18961
44911 | 4.335 | 1 | 365 | 4.9367 | 0.93416 | 5 | 0.87085
45022 | 7.905 | 1 | 365 | 9.0022 | 0.11522 | 9 | 0.11744
45032 | 4.75 | 1 | 365 | 5.4093 | 0.88518 | 6 | 0.29448
42714 | 10.175 | 1 | 365 | 11.5873 | 0.31719 | 11 | 0.90448
44628 | 7.425 | 1 | 365 | 8.4556 | 0.015249 | 8 | 0.47084
42305 | 12.1 | 1 | 365 | 13.7795 | 0.72855 | 14 | 0.50803
44606 | 7.5 | 1 | 365 | 8.541 | 0.18712 | 8 | 0.72812
44967 | 10.75 | 1 | 365 | 12.2421 | 0.63487 | 12 | 0.87697
42746 | 9.075 | 1 | 365 | 10.3346 | 0.79642 | 11 | 0.13103
42654 | 12.1 | 1 | 365 | 13.7795 | 0.72855 | 14 | 0.50803
42457 | 12.48 | 1 | 365 | 14.2122 | 0.59937 | 14 | 0.81159
44630 | 11 | 1 | 365 | 12.5268 | 0.20778 | 12 | 0.73458
32413 | 9.36 | 1 | 365 | 10.6592 | 0.44953 | 11 | 0.10869
41892 | 7.28 | 1 | 365 | 8.2905 | 0.68296 | 8 | 0.97343
48650 | 2.34 | 1 | 365 | 2.6648 | 0.36238 | 3 | 0.027173
32945 | 9.88 | 1 | 365 | 11.2513 | 0.64117 | 11 | 0.89251
48920 | 5.98 | 1 | 365 | 6.81 | 0.70386 | 7 | 0.51389
48935 | 7.02 | 1 | 365 | 7.9944 | 0.087144 | 8 | 0.08152
48932 | 5.2 | 1 | 365 | 5.9218 | 0.9164 | 6 | 0.83816
48934 | 4.94 | 1 | 365 | 5.6257 | 0.32058 | 5 | 0.94626
32736 | 4.94 | 1 | 365 | 5.6257 | 0.32058 | 5 | 0.94626
32501 | 9.1 | 1 | 365 | 10.3631 | 0.85371 | 11 | 0.21679
48952 | 4.16 | 1 | 365 | 4.7374 | 0.53312 | 5 | 0.27053
33066 | 5.72 | 1 | 365 | 6.5139 | 0.10804 | 6 | 0.62198
48942 | 3.38 | 1 | 365 | 3.8491 | 0.74566 | 4 | 0.59481
39256 | 7.02 | 1 | 365 | 7.9944 | 0.087144 | 8 | 0.08152
48962 | 7.28 | 1 | 365 | 8.2905 | 0.68296 | 8 | 0.97343
31229 | 5.98 | 1 | 365 | 6.81 | 0.70386 | 7 | 0.51389
32761 | 16.83 | 1 | 365 | 19.166 | 0.5679 | 19 | 0.7339
48947 | 3.9 | 1 | 365 | 4.4413 | 0.9373 | 5 | 0.37862
48898 | 11.44 | 1 | 365 | 13.0279 | 0.21609 | 13 | 0.24396
48943 | 11.18 | 1 | 365 | 12.7318 | 0.62027 | 13 | 0.35205
48625 | 5.72 | 1 | 365 | 6.5139 | 0.10804 | 6 | 0.62198
48987 | 8.58 | 1 | 365 | 9.7709 | 0.66207 | 10 | 0.43297
48683 | 4.16 | 1 | 365 | 4.7374 | 0.53312 | 5 | 0.27053
34367 | 9.36 | 1 | 365 | 10.6592 | 0.44953 | 11 | 0.10869
48726 | 6.5 | 1 | 365 | 7.4022 | 0.8955 | 8 | 0.2977
48953 | 9.88 | 1 | 365 | 11.2513 | 0.64117 | 11 | 0.89251
33497 | 4.68 | 1 | 365 | 5.3296 | 0.72476 | 6 | 0.054347
48923 | 2.6 | 1 | 365 | 2.9609 | 0.9582 | 3 | 0.91908
49001 | 7.28 | 1 | 365 | 8.2905 | 0.68296 | 8 | 0.97343
48659 | 4.68 | 1 | 365 | 5.3296 | 0.72476 | 6 | 0.054347
48702 | 15.08 | 1 | 365 | 17.1731 | 0.55757 | 17 | 0.73067
45305 | 9.54 | 1 | 365 | 10.8642 | 0.86202 | 11 | 0.72617
45326 | 7.95 | 1 | 365 | 9.0535 | 0.21835 | 9 | 0.27181
48631 | 10.4 | 1 | 365 | 11.8435 | 0.83281 | 12 | 0.67633
45119 | 6.36 | 1 | 365 | 7.2428 | 0.57468 | 7 | 0.81745
45233 | 13.78 | 1 | 365 | 15.6927 | 0.57847 | 16 | 0.27113
48227 | 24.525 | 1 | 365 | 27.9291 | 0.20188 | 28 | 0.13095
31057 | 8.37 | 1 | 365 | 9.5318 | 0.18083 | 9 | 0.71258
32365 | 9.92 | 1 | 365 | 11.2969 | 0.73283 | 12 | 0.029727
33024 | 9.9 | 1 | 365 | 11.2741 | 0.687 | 11 | 0.96112
33887 | 12.24 | 1 | 365 | 13.9389 | 0.04938 | 13 | 0.98829
36009 | 10.72 | 1 | 365 | 12.2079 | 0.56612 | 12 | 0.77406
35513 | 13.02 | 1 | 365 | 14.8272 | 0.83684 | 15 | 0.66402
36539 | 8.1 | 1 | 365 | 9.2243 | 0.56209 | 9 | 0.78637
36679 | 9.92 | 1 | 365 | 11.2969 | 0.73283 | 12 | 0.029727
42878 | 2.34 | 1 | 365 | 2.6648 | 0.36238 | 3 | 0.027173
31391 | 3.38 | 1 | 365 | 3.8491 | 0.74566 | 4 | 0.59481
49367 | 3.825 | 1 | 365 | 4.3559 | 0.76543 | 5 | 0.12134
42289 | 11.55 | 1 | 365 | 13.1531 | 0.46816 | 13 | 0.6213
42532 | 4.675 | 1 | 365 | 5.3239 | 0.7133 | 6 | 0.037195
43677 | 10.14 | 1 | 365 | 11.5474 | 0.23699 | 11 | 0.78442
48922 | 12.22 | 1 | 365 | 13.9161 | 0.0035475 | 13 | 0.91968
48913 | 11.18 | 1 | 365 | 12.7318 | 0.62027 | 13 | 0.35205
37837 | 4.94 | 1 | 365 | 5.6257 | 0.32058 | 5 | 0.94626
48912 | 11.18 | 1 | 365 | 12.7318 | 0.62027 | 13 | 0.35205
32666 | 9.1 | 1 | 365 | 10.3631 | 0.85371 | 11 | 0.21679
37851 | 6.76 | 1 | 365 | 7.6983 | 0.49132 | 8 | 0.18961
48933 | 4.68 | 1 | 365 | 5.3296 | 0.72476 | 6 | 0.054347
48906 | 4.94 | 1 | 365 | 5.6257 | 0.32058 | 5 | 0.94626
19931 | 8.67 | 1 | 365 | 9.8734 | 0.86831 | 10 | 0.74171
48709 | 6.76 | 1 | 365 | 7.6983 | 0.49132 | 8 | 0.18961
24164 | 4.94 | 1 | 365 | 5.6257 | 0.32058 | 5 | 0.94626
37817 | 6.76 | 1 | 365 | 7.6983 | 0.49132 | 8 | 0.18961
48908 | 7.54 | 1 | 365 | 8.5866 | 0.27878 | 8 | 0.86534
41293 | 16.2 | 1 | 365 | 18.4486 | 0.12418 | 18 | 0.57274
48925 | 8.84 | 1 | 365 | 10.067 | 0.25789 | 10 | 0.32488
26879 | 5.2 | 1 | 365 | 5.9218 | 0.9164 | 6 | 0.83816
48899 | 4.68 | 1 | 365 | 5.3296 | 0.72476 | 6 | 0.054347
48989 | 12.22 | 1 | 365 | 13.9161 | 0.0035475 | 13 | 0.91968
47443 | 3.64 | 1 | 365 | 4.1452 | 0.34148 | 4 | 0.48671
40636 | 10.8 | 1 | 365 | 12.299 | 0.74945 | 13 | 0.048493
48761 | 2.34 | 1 | 365 | 2.6648 | 0.36238 | 3 | 0.027173
47482 | 7.8 | 1 | 365 | 8.8826 | 0.8746 | 9 | 0.75724
48905 | 7.8 | 1 | 365 | 8.8826 | 0.8746 | 9 | 0.75724
32863 | 8.06 | 1 | 365 | 9.1787 | 0.47042 | 9 | 0.64915
48916 | 9.88 | 1 | 365 | 11.2513 | 0.64117 | 11 | 0.89251
48663 | 9.62 | 1 | 365 | 10.9553 | 0.045346 | 11 | 0.00060192
37845 | 4.275 | 1 | 365 | 4.8684 | 0.79666 | 5 | 0.66503
32730 | 4.42 | 1 | 365 | 5.0335 | 0.12894 | 5 | 0.16244
38202 | 5.775 | 1 | 365 | 6.5766 | 0.23408 | 6 | 0.81065
49012 | 5.46 | 1 | 365 | 6.2178 | 0.51222 | 6 | 0.73007
48948 | 5.98 | 1 | 365 | 6.81 | 0.70386 | 7 | 0.51389
45750 | 11.7 | 1 | 365 | 13.324 | 0.81191 | 14 | 0.13587
34394 | 4.94 | 1 | 365 | 5.6257 | 0.32058 | 5 | 0.94626
36837 | 3.38 | 1 | 365 | 3.8491 | 0.74566 | 4 | 0.59481
37740 | 7.28 | 1 | 365 | 8.2905 | 0.68296 | 8 | 0.97343
48975 | 6.5 | 1 | 365 | 7.4022 | 0.8955 | 8 | 0.2977
27864 | 5.355 | 1 | 365 | 6.0983 | 0.2716 | 6 | 0.36988
33068 | 4.94 | 1 | 365 | 5.6257 | 0.32058 | 5 | 0.94626
24031 | 10.92 | 1 | 365 | 12.4357 | 0.024447 | 12 | 0.46014
25554 | 5.2 | 1 | 365 | 5.9218 | 0.9164 | 6 | 0.83816
37227 | 3.85 | 1 | 365 | 4.3844 | 0.82272 | 5 | 0.2071
32377 | 4.16 | 1 | 365 | 4.7374 | 0.53312 | 5 | 0.27053
39880 | 4.95 | 1 | 365 | 5.6371 | 0.3435 | 5 | 0.98056
37286 | 4.4 | 1 | 365 | 5.0107 | 0.08311 | 5 | 0.09383
40574 | 7.28 | 1 | 365 | 8.2905 | 0.68296 | 8 | 0.97343
49719 | 3.06 | 1 | 365 | 3.4847 | 0.012345 | 3 | 0.49707
49778 | 2.86 | 1 | 365 | 3.257 | 0.55402 | 3 | 0.81099
50757 | 5.98 | 1 | 365 | 6.81 | 0.70386 | 7 | 0.51389
49774 | 9.62 | 1 | 365 | 10.9553 | 0.045346 | 11 | 0.00060192
37398 | 8.06 | 1 | 365 | 9.1787 | 0.47042 | 9 | 0.64915
36301 | 3.3 | 1 | 365 | 3.758 | 0.56233 | 4 | 0.32037
51080 | 12.22 | 1 | 365 | 13.9161 | 0.0035475 | 13 | 0.91968
37767 | 4.94 | 1 | 365 | 5.6257 | 0.32058 | 5 | 0.94626
51373 | 11.925 | 1 | 365 | 13.5802 | 0.32752 | 13 | 0.90771
50954 | 6.12 | 1 | 365 | 6.9695 | 0.02469 | 6 | 0.99415
47973 | 3.64 | 1 | 365 | 4.1452 | 0.34148 | 4 | 0.48671
38045 | 5.72 | 1 | 365 | 6.5139 | 0.10804 | 6 | 0.62198
52869 | 6.24 | 1 | 365 | 7.1061 | 0.29968 | 7 | 0.4058
35950 | 5.72 | 1 | 365 | 6.5139 | 0.10804 | 6 | 0.62198
49938 | 9.36 | 1 | 365 | 10.6592 | 0.44953 | 11 | 0.10869
28074 | 7.65 | 1 | 365 | 8.7118 | 0.53086 | 9 | 0.24268
49946 | 10.14 | 1 | 365 | 11.5474 | 0.23699 | 11 | 0.78442
49078 | 2.86 | 1 | 365 | 3.257 | 0.55402 | 3 | 0.81099
48597 | 5.2 | 1 | 365 | 5.9218 | 0.9164 | 6 | 0.83816
43176 | 6.36 | 1 | 365 | 7.2428 | 0.57468 | 7 | 0.81745
49961 | 5.46 | 1 | 365 | 6.2178 | 0.51222 | 6 | 0.73007
37867 | 2.08 | 1 | 365 | 2.3687 | 0.76656 | 3 | 0.13527
49833 | 9.36 | 1 | 365 | 10.6592 | 0.44953 | 11 | 0.10869
39042 | 5.61 | 1 | 365 | 6.3887 | 0.85597 | 7 | 0.24463
41412 | 9.1 | 1 | 365 | 10.3631 | 0.85371 | 11 | 0.21679
37942 | 3.64 | 1 | 365 | 4.1452 | 0.34148 | 4 | 0.48671
49099 | 13.26 | 1 | 365 | 15.1005 | 0.38683 | 15 | 0.48732
39269 | 4.16 | 1 | 365 | 4.7374 | 0.53312 | 5 | 0.27053
44082 | 3.9 | 1 | 365 | 4.4413 | 0.9373 | 5 | 0.37862
32542 | 5.72 | 1 | 365 | 6.5139 | 0.10804 | 6 | 0.62198
48992 | 12.22 | 1 | 365 | 13.9161 | 0.0035475 | 13 | 0.91968
48961 | 7.54 | 1 | 365 | 8.5866 | 0.27878 | 8 | 0.86534
49082 | 4.16 | 1 | 365 | 4.7374 | 0.53312 | 5 | 0.27053
33135 | 6.5 | 1 | 365 | 7.4022 | 0.8955 | 8 | 0.2977
48964 | 7.54 | 1 | 365 | 8.5866 | 0.27878 | 8 | 0.86534
34085 | 9.1 | 1 | 365 | 10.3631 | 0.85371 | 11 | 0.21679
36952 | 5.46 | 1 | 365 | 6.2178 | 0.51222 | 6 | 0.73007
48983 | 3.12 | 1 | 365 | 3.5531 | 0.14984 | 3 | 0.7029
45709 | 5.2 | 1 | 365 | 5.9218 | 0.9164 | 6 | 0.83816
48486 | 9.1 | 1 | 365 | 10.3631 | 0.85371 | 11 | 0.21679
39870 | 4.94 | 1 | 365 | 5.6257 | 0.32058 | 5 | 0.94626
48999 | 7.54 | 1 | 365 | 8.5866 | 0.27878 | 8 | 0.86534
39935 | 4.68 | 1 | 365 | 5.3296 | 0.72476 | 6 | 0.054347
38649 | 4.42 | 1 | 365 | 5.0335 | 0.12894 | 5 | 0.16244
49010 | 3.64 | 1 | 365 | 4.1452 | 0.34148 | 4 | 0.48671
49007 | 12.48 | 1 | 365 | 14.2122 | 0.59937 | 14 | 0.81159
49018 | 5.98 | 1 | 365 | 6.81 | 0.70386 | 7 | 0.51389
36665 | 6.24 | 1 | 365 | 7.1061 | 0.29968 | 7 | 0.4058
36938 | 6.5 | 1 | 365 | 7.4022 | 0.8955 | 8 | 0.2977
49050 | 8.58 | 1 | 365 | 9.7709 | 0.66207 | 10 | 0.43297
37844 | 4.94 | 1 | 365 | 5.6257 | 0.32058 | 5 | 0.94626
49073 | 6.5 | 1 | 365 | 7.4022 | 0.8955 | 8 | 0.2977
49087 | 7.8 | 1 | 365 | 8.8826 | 0.8746 | 9 | 0.75724
49074 | 5.2 | 1 | 365 | 5.9218 | 0.9164 | 6 | 0.83816
38721 | 7.28 | 1 | 365 | 8.2905 | 0.68296 | 8 | 0.97343
37087 | 4.68 | 1 | 365 | 5.3296 | 0.72476 | 6 | 0.054347
49101 | 4.42 | 1 | 365 | 5.0335 | 0.12894 | 5 | 0.16244
49103 | 4.42 | 1 | 365 | 5.0335 | 0.12894 | 5 | 0.16244
37406 | 5.98 | 1 | 365 | 6.81 | 0.70386 | 7 | 0.51389
49094 | 8.58 | 1 | 365 | 9.7709 | 0.66207 | 10 | 0.43297
29179 | 7.28 | 1 | 365 | 8.2905 | 0.68296 | 8 | 0.97343
33779 | 4.42 | 1 | 365 | 5.0335 | 0.12894 | 5 | 0.16244
41299 | 8.06 | 1 | 365 | 9.1787 | 0.47042 | 9 | 0.64915
29596 | 13 | 1 | 365 | 14.8044 | 0.79101 | 15 | 0.59541
38906 | 21.06 | 1 | 365 | 23.9831 | 0.26143 | 24 | 0.24456
49117 | 13 | 1 | 365 | 14.8044 | 0.79101 | 15 | 0.59541
41875 | 5.2 | 1 | 365 | 5.9218 | 0.9164 | 6 | 0.83816
37943 | 7.28 | 1 | 365 | 8.2905 | 0.68296 | 8 | 0.97343
43672 | 4.16 | 1 | 365 | 4.7374 | 0.53312 | 5 | 0.27053
39307 | 11.18 | 1 | 365 | 12.7318 | 0.62027 | 13 | 0.35205
43676 | 6.5 | 1 | 365 | 7.4022 | 0.8955 | 8 | 0.2977
39485 | 3.12 | 1 | 365 | 3.5531 | 0.14984 | 3 | 0.7029
39177 | 3.64 | 1 | 365 | 4.1452 | 0.34148 | 4 | 0.48671
48446 | 13 | 1 | 365 | 14.8044 | 0.79101 | 15 | 0.59541
32227 | 5.46 | 1 | 365 | 6.2178 | 0.51222 | 6 | 0.73007
35929 | 7.28 | 1 | 365 | 8.2905 | 0.68296 | 8 | 0.97343
24443 | 5.2 | 1 | 365 | 5.9218 | 0.9164 | 6 | 0.83816
35032 | 37.5 | 0.9 | 365 | 38.4345 | 0.34204 | 38 | 0.77654
45107 | 2.86 | 1 | 365 | 3.257 | 0.55402 | 3 | 0.81099
38094 | 3.825 | 1 | 365 | 4.3559 | 0.76543 | 5 | 0.12134
46879 | 7.695 | 1 | 365 | 8.7631 | 0.63399 | 9 | 0.39705
37545 | 3.3 | 1 | 365 | 3.758 | 0.56233 | 4 | 0.32037
48893 | 9.62 | 1 | 365 | 10.9553 | 0.045346 | 11 | 0.00060192
39012 | 6.5 | 1 | 365 | 7.4022 | 0.8955 | 8 | 0.2977
32317 | 9.92 | 1 | 365 | 11.2969 | 0.73283 | 12 | 0.029727
43224 | 10.6 | 1 | 365 | 12.0713 | 0.29113 | 12 | 0.36241
33046 | 9.92 | 1 | 365 | 11.2969 | 0.73283 | 12 | 0.029727
24119 | 9.62 | 1 | 365 | 10.9553 | 0.045346 | 11 | 0.00060192
44622 | 7.14 | 1 | 365 | 8.131 | 0.36214 | 8 | 0.49317
32482 | 5.2 | 1 | 365 | 5.9218 | 0.9164 | 6 | 0.83816
32102 | 12.48 | 1 | 365 | 14.2122 | 0.59937 | 14 | 0.81159
48515 | 4.42 | 1 | 365 | 5.0335 | 0.12894 | 5 | 0.16244
22946 | 4.94 | 1 | 365 | 5.6257 | 0.32058 | 5 | 0.94626
48968 | 5.2 | 1 | 365 | 5.9218 | 0.9164 | 6 | 0.83816
44806 | 4.675 | 1 | 365 | 5.3239 | 0.7133 | 6 | 0.037195
47451 | 7 | 1 | 365 | 7.9716 | 0.041312 | 8 | 0.012912
48988 | 4.42 | 1 | 365 | 5.0335 | 0.12894 | 5 | 0.16244
47748 | 9.18 | 1 | 365 | 10.4542 | 0.037035 | 10 | 0.49122
49212 | 4.68 | 1 | 365 | 5.3296 | 0.72476 | 6 | 0.054347
48998 | 9.88 | 1 | 365 | 11.2513 | 0.64117 | 11 | 0.89251
49249 | 5.1 | 1 | 365 | 5.8079 | 0.68724 | 6 | 0.49512
49251 | 6.12 | 1 | 365 | 6.9695 | 0.02469 | 6 | 0.99415
50796 | 6.12 | 1 | 365 | 6.9695 | 0.02469 | 6 | 0.99415
28226 | 5.46 | 1 | 365 | 6.2178 | 0.51222 | 6 | 0.73007
49217 | 7.28 | 1 | 365 | 8.2905 | 0.68296 | 8 | 0.97343
51338 | 4.8 | 1 | 365 | 5.4662 | 0.99976 | 6 | 0.466
32639 | 2.08 | 1 | 365 | 2.3687 | 0.76656 | 3 | 0.13527
37996 | 7.54 | 1 | 365 | 8.5866 | 0.27878 | 8 | 0.86534
49222 | 3.9 | 1 | 365 | 4.4413 | 0.9373 | 5 | 0.37862
46906 | 8.4 | 1 | 365 | 9.5659 | 0.24957 | 9 | 0.81549
38131 | 6.12 | 1 | 365 | 6.9695 | 0.02469 | 6 | 0.99415
49123 | 3.38 | 1 | 365 | 3.8491 | 0.74566 | 4 | 0.59481
48756 | 5.2 | 1 | 365 | 5.9218 | 0.9164 | 6 | 0.83816
46914 | 9.54 | 1 | 365 | 10.8642 | 0.86202 | 11 | 0.72617
42891 | 4.94 | 1 | 365 | 5.6257 | 0.32058 | 5 | 0.94626
31373 | 7.8 | 1 | 365 | 8.8826 | 0.8746 | 9 | 0.75724
38037 | 7.54 | 1 | 365 | 8.5866 | 0.27878 | 8 | 0.86534
36657 | 7.2 | 1 | 365 | 8.1994 | 0.49964 | 8 | 0.699
52599 | 7.82 | 1 | 365 | 8.9054 | 0.92044 | 9 | 0.82585
45610 | 7.8 | 1 | 365 | 8.8826 | 0.8746 | 9 | 0.75724
49289 | 7.8 | 1 | 365 | 8.8826 | 0.8746 | 9 | 0.75724
47300 | 2.8 | 1 | 365 | 3.1886 | 0.41652 | 3 | 0.60516
37697 | 7.54 | 1 | 365 | 8.5866 | 0.27878 | 8 | 0.86534
36868 | 3.64 | 1 | 365 | 4.1452 | 0.34148 | 4 | 0.48671
21539 | 8.06 | 1 | 365 | 9.1787 | 0.47042 | 9 | 0.64915
37795 | 4.94 | 1 | 365 | 5.6257 | 0.32058 | 5 | 0.94626
33795 | 9.88 | 1 | 365 | 11.2513 | 0.64117 | 11 | 0.89251
22305 | 4.16 | 1 | 365 | 4.7374 | 0.53312 | 5 | 0.27053
41128 | 7.28 | 1 | 365 | 8.2905 | 0.68296 | 8 | 0.97343
41243 | 10.4 | 1 | 365 | 11.8435 | 0.83281 | 12 | 0.67633
43661 | 5.2 | 1 | 365 | 5.9218 | 0.9164 | 6 | 0.83816
43658 | 8.06 | 1 | 365 | 9.1787 | 0.47042 | 9 | 0.64915
49803 | 6.5 | 1 | 365 | 7.4022 | 0.8955 | 8 | 0.2977
45691 | 3.9 | 1 | 365 | 4.4413 | 0.9373 | 5 | 0.37862
23166 | 13 | 1 | 365 | 14.8044 | 0.79101 | 15 | 0.59541
25197 | 4.16 | 1 | 365 | 4.7374 | 0.53312 | 5 | 0.27053
47321 | 3.825 | 1 | 365 | 4.3559 | 0.76543 | 5 | 0.12134
23154 | 6.76 | 1 | 365 | 7.6983 | 0.49132 | 8 | 0.18961
47602 | 2.835 | 1 | 365 | 3.2285 | 0.49673 | 3 | 0.72523
42306 | 9.075 | 1 | 365 | 10.3346 | 0.79642 | 11 | 0.13103
47326 | 7.28 | 1 | 365 | 8.2905 | 0.68296 | 8 | 0.97343
49133 | 7.84 | 1 | 365 | 8.9282 | 0.96627 | 9 | 0.89446
47616 | 7.905 | 1 | 365 | 9.0022 | 0.11522 | 9 | 0.11744
24732 | 7.02 | 1 | 365 | 7.9944 | 0.087144 | 8 | 0.08152
47330 | 4.2 | 1 | 365 | 4.783 | 0.62479 | 5 | 0.40775
47308 | 5.415 | 1 | 365 | 6.1666 | 0.4091 | 6 | 0.5757
48461 | 8.1 | 1 | 365 | 9.2243 | 0.56209 | 9 | 0.78637
48473 | 4.05 | 1 | 365 | 4.6121 | 0.28104 | 4 | 0.89318
48161 | 4.48 | 1 | 365 | 5.1018 | 0.26644 | 5 | 0.36826
25186 | 9.1 | 1 | 365 | 10.3631 | 0.85371 | 11 | 0.21679
48490 | 8.829 | 1 | 365 | 10.0545 | 0.23268 | 10 | 0.28714
48493 | 8.829 | 1 | 365 | 10.0545 | 0.23268 | 10 | 0.28714
47408 | 4.59 | 1 | 365 | 5.2271 | 0.51852 | 5 | 0.74561
48500 | 10.137 | 1 | 365 | 11.544 | 0.23011 | 11 | 0.77413
49219 | 6.5 | 1 | 365 | 7.4022 | 0.8955 | 8 | 0.2977
48498 | 8.28 | 1 | 365 | 9.4293 | 0.97458 | 10 | 0.40384
23155 | 3.9 | 1 | 365 | 4.4413 | 0.9373 | 5 | 0.37862
48533 | 7.194 | 1 | 365 | 8.1925 | 0.48589 | 8 | 0.67841
48230 | 6.625 | 1 | 365 | 7.5446 | 0.18196 | 7 | 0.72651
23759 | 13 | 1 | 365 | 14.8044 | 0.79101 | 15 | 0.59541
48244 | 6.24 | 1 | 365 | 7.1061 | 0.29968 | 7 | 0.4058
48548 | 13.25 | 1 | 365 | 15.0891 | 0.36391 | 15 | 0.45301
48554 | 18.24 | 1 | 365 | 20.7717 | 0.79908 | 21 | 0.57079
45710 | 5.46 | 1 | 365 | 6.2178 | 0.51222 | 6 | 0.73007
49816 | 8.58 | 1 | 365 | 9.7709 | 0.66207 | 10 | 0.43297
47462 | 3.64 | 1 | 365 | 4.1452 | 0.34148 | 4 | 0.48671
48710 | 7.54 | 1 | 365 | 8.5866 | 0.27878 | 8 | 0.86534
48677 | 8.84 | 1 | 365 | 10.067 | 0.25789 | 10 | 0.32488
49062 | 5.559 | 1 | 365 | 6.3306 | 0.73909 | 7 | 0.069683
48641 | 10.14 | 1 | 365 | 11.5474 | 0.23699 | 11 | 0.78442
47092 | 6.9 | 1 | 365 | 7.8577 | 0.81215 | 8 | 0.66987
49147 | 6.84 | 1 | 365 | 7.7894 | 0.67465 | 8 | 0.46405
48636 | 6.24 | 1 | 365 | 7.1061 | 0.29968 | 7 | 0.4058
49225 | 2.86 | 1 | 365 | 3.257 | 0.55402 | 3 | 0.81099
30799 | 11 | 1 | 365 | 12.5268 | 0.20778 | 12 | 0.73458
30802 | 13.26 | 1 | 365 | 15.1005 | 0.38683 | 15 | 0.48732
49152 | 7.875 | 1 | 365 | 8.968 | 0.046476 | 9 | 0.014526
49124 | 8.84 | 1 | 365 | 10.067 | 0.25789 | 10 | 0.32488
28008 | 5.46 | 1 | 365 | 6.2178 | 0.51222 | 6 | 0.73007
25098 | 4.68 | 1 | 365 | 5.3296 | 0.72476 | 6 | 0.054347
16960 | 10.71 | 1 | 365 | 12.1965 | 0.54321 | 12 | 0.73976
48248 | 7.93 | 1 | 365 | 9.0307 | 0.17251 | 9 | 0.2032
32273 | 4.68 | 1 | 365 | 5.3296 | 0.72476 | 6 | 0.054347
47589 | 5.5 | 1 | 365 | 6.2634 | 0.60389 | 6 | 0.86729
30852 | 9.62 | 1 | 365 | 10.9553 | 0.045346 | 11 | 0.00060192
48257 | 13.005 | 1 | 365 | 14.8101 | 0.80247 | 15 | 0.61256
48608 | 8.58 | 1 | 365 | 9.7709 | 0.66207 | 10 | 0.43297
32186 | 5.2 | 1 | 365 | 5.9218 | 0.9164 | 6 | 0.83816
29244 | 6.895 | 1 | 365 | 7.852 | 0.80069 | 8 | 0.65272
52542 | 5.79 | 1 | 365 | 6.5937 | 0.26846 | 6 | 0.86211
49169 | 6.21 | 1 | 365 | 7.0719 | 0.23094 | 7 | 0.30288
36937 | 3.12 | 1 | 365 | 3.5531 | 0.14984 | 3 | 0.7029
52545 | 6.28 | 1 | 365 | 7.1517 | 0.39135 | 7 | 0.54301
38787 | 5.46 | 1 | 365 | 6.2178 | 0.51222 | 6 | 0.73007
32264 | 7.54 | 1 | 365 | 8.5866 | 0.27878 | 8 | 0.86534
50176 | 13 | 1 | 365 | 14.8044 | 0.79101 | 15 | 0.59541
48281 | 6.27 | 1 | 365 | 7.1403 | 0.36843 | 7 | 0.50871
49026 | 4.68 | 1 | 365 | 5.3296 | 0.72476 | 6 | 0.054347
33638 | 3.12 | 1 | 365 | 3.5531 | 0.14984 | 3 | 0.7029
48722 | 6.5 | 1 | 365 | 7.4022 | 0.8955 | 8 | 0.2977
50168 | 5.46 | 1 | 365 | 6.2178 | 0.51222 | 6 | 0.73007
48648 | 6.5 | 1 | 365 | 7.4022 | 0.8955 | 8 | 0.2977
48542 | 11.44 | 1 | 365 | 13.0279 | 0.21609 | 13 | 0.24396
47629 | 7.02 | 1 | 365 | 7.9944 | 0.087144 | 8 | 0.08152
35915 | 10.14 | 1 | 365 | 11.5474 | 0.23699 | 11 | 0.78442
48907 | 3.12 | 1 | 365 | 3.5531 | 0.14984 | 3 | 0.7029
47630 | 5.886 | 1 | 365 | 6.703 | 0.48845 | 7 | 0.19143
49322 | 7.194 | 1 | 365 | 8.1925 | 0.48589 | 8 | 0.67841
48821 | 5.2 | 1 | 365 | 5.9218 | 0.9164 | 6 | 0.83816
48812 | 4.42 | 1 | 365 | 5.0335 | 0.12894 | 5 | 0.16244
48996 | 2.86 | 1 | 365 | 3.257 | 0.55402 | 3 | 0.81099
49023 | 7.54 | 1 | 365 | 8.5866 | 0.27878 | 8 | 0.86534
45472 | 7.28 | 1 | 365 | 8.2905 | 0.68296 | 8 | 0.97343
49248 | 5.72 | 1 | 365 | 6.5139 | 0.10804 | 6 | 0.62198
36322 | 24.75 | 1 | 365 | 28.1853 | 0.7175 | 28 | 0.9028
50557 | 6.24 | 1 | 365 | 7.1061 | 0.29968 | 7 | 0.4058
49235 | 7.15 | 1 | 365 | 8.1424 | 0.38505 | 8 | 0.52747
50787 | 3.9 | 1 | 365 | 4.4413 | 0.9373 | 5 | 0.37862
47487 | 21.655 | 1 | 365 | 24.6607 | 0.62494 | 25 | 0.28566
49302 | 9.69 | 1 | 365 | 11.035 | 0.20576 | 11 | 0.24073
36203 | 21.175 | 1 | 365 | 24.1141 | 0.52497 | 24 | 0.63906
48994 | 8.58 | 1 | 365 | 9.7709 | 0.66207 | 10 | 0.43297
50671 | 6.12 | 1 | 365 | 6.9695 | 0.02469 | 6 | 0.99415
36199 | 4 | 1 | 365 | 4.5552 | 0.16646 | 4 | 0.72166
52747 | 5.67 | 1 | 365 | 6.457 | 0.99346 | 7 | 0.45046
36259 | 6 | 1 | 365 | 6.8328 | 0.7497 | 7 | 0.5825
45467 | 5.2 | 1 | 365 | 5.9218 | 0.9164 | 6 | 0.83816
48651 | 6 | 1 | 365 | 6.8328 | 0.7497 | 7 | 0.5825
47646 | 3.9 | 1 | 365 | 4.4413 | 0.9373 | 5 | 0.37862
36155 | 12.765 | 1 | 365 | 14.5368 | 0.25248 | 14 | 0.78926
50792 | 4.42 | 1 | 365 | 5.0335 | 0.12894 | 5 | 0.16244
49329 | 10.791 | 1 | 365 | 12.2888 | 0.72883 | 13 | 0.017619
48941 | 7.8 | 1 | 365 | 8.8826 | 0.8746 | 9 | 0.75724
50454 | 17.82 | 1 | 365 | 20.2934 | 0.8366 | 21 | 0.13001
38532 | 8.67 | 1 | 365 | 9.8734 | 0.86831 | 10 | 0.74171
43427 | 16.83 | 1 | 365 | 19.166 | 0.5679 | 19 | 0.7339
36190 | 7.194 | 1 | 365 | 8.1925 | 0.48589 | 8 | 0.67841
25617 | 16.32 | 1 | 365 | 18.5852 | 0.39917 | 18 | 0.98439
42304 | 8.8 | 1 | 365 | 10.0214 | 0.16622 | 10 | 0.18766
50686 | 10.8 | 1 | 365 | 12.299 | 0.74945 | 13 | 0.048493
43890 | 5 | 1 | 365 | 5.694 | 0.45808 | 6 | 0.15208
46818 | 9 | 1 | 365 | 10.2492 | 0.62454 | 10 | 0.87374
36252 | 7.02 | 1 | 365 | 7.9944 | 0.087144 | 8 | 0.08152
38522 | 9 | 1 | 365 | 10.2492 | 0.62454 | 10 | 0.87374
36713 | 6.325 | 1 | 365 | 7.2029 | 0.49447 | 7 | 0.69738
37961 | 7.02 | 1 | 365 | 7.9944 | 0.087144 | 8 | 0.08152
49229 | 10.14 | 1 | 365 | 11.5474 | 0.23699 | 11 | 0.78442
43981 | 5.5 | 1 | 365 | 6.2634 | 0.60389 | 6 | 0.86729
46556 | 4.68 | 1 | 365 | 5.3296 | 0.72476 | 6 | 0.054347
46130 | 10.455 | 1 | 365 | 11.9062 | 0.95885 | 12 | 0.865
38461 | 8.75 | 1 | 365 | 9.9645 | 0.05164 | 10 | 0.01614
49161 | 12.426 | 1 | 365 | 14.1507 | 0.47562 | 14 | 0.62635
38421 | 8.16 | 1 | 365 | 9.2926 | 0.69959 | 9 | 0.99219
43650 | 9.975 | 1 | 365 | 11.3595 | 0.85887 | 12 | 0.2184
49003 | 4.68 | 1 | 365 | 5.3296 | 0.72476 | 6 | 0.054347
40799 | 8.06 | 1 | 365 | 9.1787 | 0.47042 | 9 | 0.64915
50788 | 5.72 | 1 | 365 | 6.5139 | 0.10804 | 6 | 0.62198
50791 | 7.8 | 1 | 365 | 8.8826 | 0.8746 | 9 | 0.75724
49685 | 3.64 | 1 | 365 | 4.1452 | 0.34148 | 4 | 0.48671
36226 | 13.2 | 1 | 365 | 15.0322 | 0.24933 | 15 | 0.28149
32493 | 9.1 | 1 | 365 | 10.3631 | 0.85371 | 11 | 0.21679
46464 | 8.16 | 1 | 365 | 9.2926 | 0.69959 | 9 | 0.99219
37712 | 5.2 | 1 | 365 | 5.9218 | 0.9164 | 6 | 0.83816
34872 | 11.8 | 0.9 | 365 | 12.0941 | 0.022069 | 12 | 0.11613
37151 | 8.4 | 1 | 365 | 9.5659 | 0.24957 | 9 | 0.81549
47636 | 9.62 | 1 | 365 | 10.9553 | 0.045346 | 11 | 0.00060192
51557 | 3.6 | 1 | 365 | 4.0997 | 0.24982 | 4 | 0.3495
50815 | 10.66 | 1 | 365 | 12.1396 | 0.42863 | 12 | 0.56823
47639 | 5.98 | 1 | 365 | 6.81 | 0.70386 | 7 | 0.51389
36216 | 6.54 | 1 | 365 | 7.4478 | 0.98717 | 8 | 0.43492
48587 | 7.8 | 1 | 365 | 8.8826 | 0.8746 | 9 | 0.75724
49688 | 6.24 | 1 | 365 | 7.1061 | 0.29968 | 7 | 0.4058
36198 | 9.12 | 1 | 365 | 10.3859 | 0.89954 | 11 | 0.28539
48911 | 9.1 | 1 | 365 | 10.3631 | 0.85371 | 11 | 0.21679
50816 | 4.94 | 1 | 365 | 5.6257 | 0.32058 | 5 | 0.94626
49836 | 5.72 | 1 | 365 | 6.5139 | 0.10804 | 6 | 0.62198
49142 | 4.94 | 1 | 365 | 5.6257 | 0.32058 | 5 | 0.94626
48930 | 13 | 1 | 365 | 14.8044 | 0.79101 | 15 | 0.59541
50825 | 2.75 | 1 | 365 | 3.1317 | 0.30194 | 3 | 0.43364
32669 | 12.74 | 1 | 365 | 14.5083 | 0.19519 | 14 | 0.7035
45035 | 4.08 | 1 | 365 | 4.6463 | 0.34979 | 4 | 0.9961
48921 | 13.26 | 1 | 365 | 15.1005 | 0.38683 | 15 | 0.48732
35060 | 3592.9 | 0.8 | 365 | 3273.2756 | 0.8377 | 3274 | 0.11332
63 | 5992 | 0.7 | 365 | 4776.5827 | 0.95415 | 4777 | 0.53687
16832 | 7.54 | 1 | 365 | 8.5866 | 0.27878 | 8 | 0.86534
48309 | 7.848 | 1 | 365 | 8.9373 | 0.9846 | 9 | 0.9219
49954 | 5.61 | 1 | 365 | 6.3887 | 0.85597 | 7 | 0.24463
40493 | 9.88 | 1 | 365 | 11.2513 | 0.64117 | 11 | 0.89251
50795 | 7.8 | 1 | 365 | 8.8826 | 0.8746 | 9 | 0.75724
40387 | 6.76 | 1 | 365 | 7.6983 | 0.49132 | 8 | 0.18961
40853 | 3.445 | 1 | 365 | 3.9232 | 0.89462 | 4 | 0.81778
50938 | 9.88 | 1 | 365 | 11.2513 | 0.64117 | 11 | 0.89251
49690 | 7.28 | 1 | 365 | 8.2905 | 0.68296 | 8 | 0.97343
47643 | 4.94 | 1 | 365 | 5.6257 | 0.32058 | 5 | 0.94626
52419 | 11.118 | 1 | 365 | 12.6612 | 0.47819 | 13 | 0.13937
41623 | 10.14 | 1 | 365 | 11.5474 | 0.23699 | 11 | 0.78442
33100 | 4.68 | 1 | 365 | 5.3296 | 0.72476 | 6 | 0.054347
52458 | 5.4 | 1 | 365 | 6.1495 | 0.37473 | 6 | 0.52425
32380 | 7.54 | 1 | 365 | 8.5866 | 0.27878 | 8 | 0.86534
36080 | 9.24 | 1 | 365 | 10.5225 | 0.17453 | 10 | 0.69704
30844 | 5.72 | 1 | 365 | 6.5139 | 0.10804 | 6 | 0.62198
31005 | 4.68 | 1 | 365 | 5.3296 | 0.72476 | 6 | 0.054347
46382 | 10.92 | 1 | 365 | 12.4357 | 0.024447 | 12 | 0.46014
30989 | 13 | 1 | 365 | 14.8044 | 0.79101 | 15 | 0.59541
49821 | 5.98 | 1 | 365 | 6.81 | 0.70386 | 7 | 0.51389
35796 | 5.94 | 1 | 365 | 6.7645 | 0.6122 | 7 | 0.37667
49042 | 4.16 | 1 | 365 | 4.7374 | 0.53312 | 5 | 0.27053
36052 | 4.4 | 1 | 365 | 5.0107 | 0.08311 | 5 | 0.09383
48611 | 5.2 | 1 | 365 | 5.9218 | 0.9164 | 6 | 0.83816
48469 | 4.68 | 1 | 365 | 5.3296 | 0.72476 | 6 | 0.054347
43104 | 9.62 | 1 | 365 | 10.9553 | 0.045346 | 11 | 0.00060192
48668 | 4.94 | 1 | 365 | 5.6257 | 0.32058 | 5 | 0.94626
23709 | 5.2 | 1 | 365 | 5.9218 | 0.9164 | 6 | 0.83816
48951 | 2.86 | 1 | 365 | 3.257 | 0.55402 | 3 | 0.81099
49709 | 5.4 | 1 | 365 | 6.1495 | 0.37473 | 6 | 0.52425
48732 | 9.1 | 1 | 365 | 10.3631 | 0.85371 | 11 | 0.21679
35782 | 9.18 | 1 | 365 | 10.4542 | 0.037035 | 10 | 0.49122
49708 | 4.16 | 1 | 365 | 4.7374 | 0.53312 | 5 | 0.27053
50054 | 7.28 | 1 | 365 | 8.2905 | 0.68296 | 8 | 0.97343
49712 | 4.16 | 1 | 365 | 4.7374 | 0.53312 | 5 | 0.27053
32349 | 3.12 | 1 | 365 | 3.5531 | 0.14984 | 3 | 0.7029
43867 | 24.705 | 1 | 365 | 28.1341 | 0.61437 | 28 | 0.74843
32384 | 8.06 | 1 | 365 | 9.1787 | 0.47042 | 9 | 0.64915
50065 | 5.72 | 1 | 365 | 6.5139 | 0.10804 | 6 | 0.62198
30860 | 13 | 1 | 365 | 14.8044 | 0.79101 | 15 | 0.59541
43791 | 5.1 | 1 | 365 | 5.8079 | 0.68724 | 6 | 0.49512
35549 | 15.39 | 1 | 365 | 17.5261 | 0.26797 | 17 | 0.7941
31943 | 6.24 | 1 | 365 | 7.1061 | 0.29968 | 7 | 0.4058
48944 | 7.28 | 1 | 365 | 8.2905 | 0.68296 | 8 | 0.97343
35702 | 4.68 | 1 | 365 | 5.3296 | 0.72476 | 6 | 0.054347
45351 | 9.1 | 1 | 365 | 10.3631 | 0.85371 | 11 | 0.21679
49713 | 6.5 | 1 | 365 | 7.4022 | 0.8955 | 8 | 0.2977
48811 | 5.72 | 1 | 365 | 6.5139 | 0.10804 | 6 | 0.62198
49934 | 5.61 | 1 | 365 | 6.3887 | 0.85597 | 7 | 0.24463
49714 | 3.3 | 1 | 365 | 3.758 | 0.56233 | 4 | 0.32037
45639 | 11.7 | 1 | 365 | 13.324 | 0.81191 | 14 | 0.13587
36157 | 4.05 | 1 | 365 | 4.6121 | 0.28104 | 4 | 0.89318
16801 | 22.44 | 1 | 365 | 25.5547 | 0.42386 | 25 | 0.97854
52893 | 9.9 | 1 | 365 | 11.2741 | 0.687 | 11 | 0.96112
52812 | 7.68 | 1 | 365 | 8.746 | 0.59961 | 9 | 0.34559
48392 | 3.12 | 1 | 365 | 3.5531 | 0.14984 | 3 | 0.7029
52811 | 7.9 | 1 | 365 | 8.9965 | 0.10377 | 9 | 0.10029
52773 | 3.9 | 1 | 365 | 4.4413 | 0.9373 | 5 | 0.37862
41221 | 4.94 | 1 | 365 | 5.6257 | 0.32058 | 5 | 0.94626
52785 | 8.32 | 1 | 365 | 9.4748 | 0.066245 | 9 | 0.54106
48970 | 8.06 | 1 | 365 | 9.1787 | 0.47042 | 9 | 0.64915
46888 | 4.42 | 1 | 365 | 5.0335 | 0.12894 | 5 | 0.16244
52714 | 10.2 | 1 | 365 | 11.6158 | 0.37448 | 11 | 0.99024
48945 | 5.72 | 1 | 365 | 6.5139 | 0.10804 | 6 | 0.62198
44563 | 13 | 1 | 365 | 14.8044 | 0.79101 | 15 | 0.59541
49875 | 9.62 | 1 | 365 | 10.9553 | 0.045346 | 11 | 0.00060192
44579 | 6.5 | 1 | 365 | 7.4022 | 0.8955 | 8 | 0.2977
52699 | 8.64 | 1 | 365 | 9.8392 | 0.79956 | 10 | 0.63879
48928 | 7.54 | 1 | 365 | 8.5866 | 0.27878 | 8 | 0.86534
52621 | 5.355 | 1 | 365 | 6.0983 | 0.2716 | 6 | 0.36988
37823 | 11.7 | 1 | 365 | 13.324 | 0.81191 | 14 | 0.13587
49876 | 5.04 | 1 | 365 | 5.7396 | 0.54974 | 6 | 0.2893
33574 | 3.38 | 1 | 365 | 3.8491 | 0.74566 | 4 | 0.59481
52456 | 8.4 | 1 | 365 | 9.5659 | 0.24957 | 9 | 0.81549
29610 | 10.92 | 1 | 365 | 12.4357 | 0.024447 | 12 | 0.46014
49085 | 3.38 | 1 | 365 | 3.8491 | 0.74566 | 4 | 0.59481
52219 | 7.95 | 1 | 365 | 9.0535 | 0.21835 | 9 | 0.27181
49139 | 7.28 | 1 | 365 | 8.2905 | 0.68296 | 8 | 0.97343
52218 | 5.72 | 1 | 365 | 6.5139 | 0.10804 | 6 | 0.62198
47650 | 6.21 | 1 | 365 | 7.0719 | 0.23094 | 7 | 0.30288
47652 | 8.502 | 1 | 365 | 9.6821 | 0.48332 | 10 | 0.1654
47221 | 7.28 | 1 | 365 | 8.2905 | 0.68296 | 8 | 0.97343
52217 | 9.18 | 1 | 365 | 10.4542 | 0.037035 | 10 | 0.49122
52011 | 7.6 | 1 | 365 | 8.6549 | 0.41628 | 9 | 0.071162
49691 | 5.98 | 1 | 365 | 6.81 | 0.70386 | 7 | 0.51389
51759 | 6.875 | 1 | 365 | 7.8293 | 0.75486 | 8 | 0.58411
51757 | 6.63 | 1 | 365 | 7.5502 | 0.19341 | 7 | 0.74366
49693 | 6.76 | 1 | 365 | 7.6983 | 0.49132 | 8 | 0.18961
47653 | 10.005 | 1 | 365 | 11.3937 | 0.92762 | 12 | 0.32131
51596 | 4.05 | 1 | 365 | 4.6121 | 0.28104 | 4 | 0.89318
51221 | 14.85 | 1 | 365 | 16.9112 | 0.030498 | 16 | 0.94168
49692 | 5.98 | 1 | 365 | 6.81 | 0.70386 | 7 | 0.51389
47657 | 8.1 | 1 | 365 | 9.2243 | 0.56209 | 9 | 0.78637
49881 | 4.16 | 1 | 365 | 4.7374 | 0.53312 | 5 | 0.27053
49695 | 7.02 | 1 | 365 | 7.9944 | 0.087144 | 8 | 0.08152
46431 | 3.06 | 1 | 365 | 3.4847 | 0.012345 | 3 | 0.49707
49697 | 5.46 | 1 | 365 | 6.2178 | 0.51222 | 6 | 0.73007
47669 | 7.194 | 1 | 365 | 8.1925 | 0.48589 | 8 | 0.67841
49694 | 5.46 | 1 | 365 | 6.2178 | 0.51222 | 6 | 0.73007
50291 | 8.37 | 1 | 365 | 9.5318 | 0.18083 | 9 | 0.71258
47677 | 3.78 | 1 | 365 | 4.3047 | 0.66231 | 4 | 0.96697
49899 | 5.865 | 1 | 365 | 6.6791 | 0.44033 | 7 | 0.11939
47675 | 5.3 | 1 | 365 | 6.0356 | 0.14556 | 6 | 0.1812
51250 | 5.98 | 1 | 365 | 6.81 | 0.70386 | 7 | 0.51389
51245 | 7.28 | 1 | 365 | 8.2905 | 0.68296 | 8 | 0.97343
47682 | 5.985 | 1 | 365 | 6.8157 | 0.71532 | 7 | 0.53104
51257 | 4.68 | 1 | 365 | 5.3296 | 0.72476 | 6 | 0.054347
47683 | 6.5 | 1 | 365 | 7.4022 | 0.8955 | 8 | 0.2977
51260 | 7.56 | 1 | 365 | 8.6093 | 0.32462 | 8 | 0.93394
47684 | 4.8 | 1 | 365 | 5.4662 | 0.99976 | 6 | 0.466
48224 | 6.213 | 1 | 365 | 7.0754 | 0.23781 | 7 | 0.31317
50844 | 7.28 | 1 | 365 | 8.2905 | 0.68296 | 8 | 0.97343
42773 | 10.07 | 1 | 365 | 11.4677 | 0.076573 | 11 | 0.54429
51301 | 9.99 | 1 | 365 | 11.3766 | 0.89324 | 12 | 0.26986
49698 | 7.8 | 1 | 365 | 8.8826 | 0.8746 | 9 | 0.75724
49702 | 6.76 | 1 | 365 | 7.6983 | 0.49132 | 8 | 0.18961
51303 | 5.985 | 1 | 365 | 6.8157 | 0.71532 | 7 | 0.53104
51311 | 6.75 | 1 | 365 | 7.6869 | 0.46841 | 8 | 0.15531
48850 | 9.45 | 1 | 365 | 10.7617 | 0.65577 | 11 | 0.41743
46814 | 10.6 | 1 | 365 | 12.0713 | 0.29113 | 12 | 0.36241
49438 | 3 | 1 | 365 | 3.4164 | 0.87485 | 4 | 0.29125
49485 | 6.48 | 1 | 365 | 7.3794 | 0.84967 | 8 | 0.2291
49922 | 6.84 | 1 | 365 | 7.7894 | 0.67465 | 8 | 0.46405
53226 | 3.64 | 1 | 365 | 4.1452 | 0.34148 | 4 | 0.48671
49486 | 10.8 | 1 | 365 | 12.299 | 0.74945 | 13 | 0.048493
49195 | 10.8 | 1 | 365 | 12.299 | 0.74945 | 13 | 0.048493
49493 | 6 | 1 | 365 | 6.8328 | 0.7497 | 7 | 0.5825
47322 | 5.46 | 1 | 365 | 6.2178 | 0.51222 | 6 | 0.73007
49507 | 6.213 | 1 | 365 | 7.0754 | 0.23781 | 7 | 0.31317
49035 | 8.84 | 1 | 365 | 10.067 | 0.25789 | 10 | 0.32488
49516 | 5.025 | 1 | 365 | 5.7225 | 0.51537 | 6 | 0.23784
48990 | 13.75 | 1 | 365 | 15.6585 | 0.50972 | 16 | 0.16822
48892 | 8.64 | 1 | 365 | 9.8392 | 0.79956 | 10 | 0.63879
49703 | 7.8 | 1 | 365 | 8.8826 | 0.8746 | 9 | 0.75724
48765 | 6.24 | 1 | 365 | 7.1061 | 0.29968 | 7 | 0.4058
49704 | 5.2 | 1 | 365 | 5.9218 | 0.9164 | 6 | 0.83816
49872 | 7.6 | 1 | 365 | 8.6549 | 0.41628 | 9 | 0.071162
48750 | 7.28 | 1 | 365 | 8.2905 | 0.68296 | 8 | 0.97343
48730 | 5.94 | 1 | 365 | 6.7645 | 0.6122 | 7 | 0.37667
49410 | 6.44 | 1 | 365 | 7.3339 | 0.75801 | 8 | 0.091879
51732 | 4.2 | 1 | 365 | 4.783 | 0.62479 | 5 | 0.40775
49397 | 8.16 | 1 | 365 | 9.2926 | 0.69959 | 9 | 0.99219
48667 | 7.125 | 1 | 365 | 8.114 | 0.32776 | 8 | 0.44171
50814 | 7.54 | 1 | 365 | 8.5866 | 0.27878 | 8 | 0.86534
51733 | 10.26 | 1 | 365 | 11.6841 | 0.51198 | 12 | 0.19607
46892 | 7.02 | 1 | 365 | 7.9944 | 0.087144 | 8 | 0.08152
48152 | 6.63 | 1 | 365 | 7.5502 | 0.19341 | 7 | 0.74366
47599 | 10.08 | 1 | 365 | 11.4791 | 0.099489 | 11 | 0.57859
32124 | 5.72 | 1 | 365 | 6.5139 | 0.10804 | 6 | 0.62198
48111 | 10.14 | 1 | 365 | 11.5474 | 0.23699 | 11 | 0.78442
50026 | 7.29 | 1 | 365 | 8.3019 | 0.70588 | 9 | 0.0077326
47698 | 7.56 | 1 | 365 | 8.6093 | 0.32462 | 8 | 0.93394
47674 | 7.93 | 1 | 365 | 9.0307 | 0.17251 | 9 | 0.2032
50034 | 6.5 | 1 | 365 | 7.4022 | 0.8955 | 8 | 0.2977
48609 | 5.355 | 1 | 365 | 6.0983 | 0.2716 | 6 | 0.36988
47642 | 11.34 | 1 | 365 | 12.914 | 0.98693 | 13 | 0.90092
57 | 5992 | 0.7 | 365 | 4776.5827 | 0.95415 | 4777 | 0.53687
50648 | 13.515 | 1 | 365 | 15.3909 | 0.97119 | 16 | 0.36207
43946 | 20.13 | 1 | 365 | 22.924 | 0.83256 | 23 | 0.75661
51803 | 8.64 | 1 | 365 | 9.8392 | 0.79956 | 10 | 0.63879
42310 | 2.75 | 1 | 365 | 3.1317 | 0.30194 | 3 | 0.43364
50841 | 5.2 | 1 | 365 | 5.9218 | 0.9164 | 6 | 0.83816
44638 | 5.46 | 1 | 365 | 6.2178 | 0.51222 | 6 | 0.73007
51462 | 5.2 | 1 | 365 | 5.9218 | 0.9164 | 6 | 0.83816
44595 | 13 | 1 | 365 | 14.8044 | 0.79101 | 15 | 0.59541
48754 | 5.46 | 1 | 365 | 6.2178 | 0.51222 | 6 | 0.73007
50858 | 7.54 | 1 | 365 | 8.5866 | 0.27878 | 8 | 0.86534
50804 | 4.42 | 1 | 365 | 5.0335 | 0.12894 | 5 | 0.16244
51291 | 4.68 | 1 | 365 | 5.3296 | 0.72476 | 6 | 0.054347
48767 | 5.98 | 1 | 365 | 6.81 | 0.70386 | 7 | 0.51389
49196 | 7.02 | 1 | 365 | 7.9944 | 0.087144 | 8 | 0.08152
50793 | 15.6 | 1 | 365 | 17.7653 | 0.74921 | 18 | 0.51449
49199 | 2.43 | 1 | 365 | 2.7673 | 0.56863 | 3 | 0.33591
38374 | 2.86 | 1 | 365 | 3.257 | 0.55402 | 3 | 0.81099
48939 | 5.2 | 1 | 365 | 5.9218 | 0.9164 | 6 | 0.83816
48997 | 4.68 | 1 | 365 | 5.3296 | 0.72476 | 6 | 0.054347
48681 | 5.72 | 1 | 365 | 6.5139 | 0.10804 | 6 | 0.62198
49197 | 6.5 | 1 | 365 | 7.4022 | 0.8955 | 8 | 0.2977
52548 | 11.4 | 1 | 365 | 12.9823 | 0.12442 | 13 | 0.10674
51981 | 12.426 | 1 | 365 | 14.1507 | 0.47562 | 14 | 0.62635
52334 | 5.98 | 1 | 365 | 6.81 | 0.70386 | 7 | 0.51389
51427 | 5.5 | 1 | 365 | 6.2634 | 0.60389 | 6 | 0.86729
42467 | 6.24 | 1 | 365 | 7.1061 | 0.29968 | 7 | 0.4058
51426 | 7.315 | 1 | 365 | 8.3303 | 0.76317 | 9 | 0.093493
51422 | 12 | 1 | 365 | 13.6656 | 0.49939 | 14 | 0.16499
42685 | 8.84 | 1 | 365 | 10.067 | 0.25789 | 10 | 0.32488
51419 | 10.75 | 1 | 365 | 12.2421 | 0.63487 | 12 | 0.87697
45256 | 12.48 | 1 | 365 | 14.2122 | 0.59937 | 14 | 0.81159
44433 | 4.95 | 1 | 365 | 5.6371 | 0.3435 | 5 | 0.98056
45043 | 6.5 | 1 | 365 | 7.4022 | 0.8955 | 8 | 0.2977
44402 | 13 | 1 | 365 | 14.8044 | 0.79101 | 15 | 0.59541
51337 | 5.5 | 1 | 365 | 6.2634 | 0.60389 | 6 | 0.86729
44493 | 2.28 | 1 | 365 | 2.5965 | 0.22488 | 2 | 0.82135
46903 | 4.48 | 1 | 365 | 5.1018 | 0.26644 | 5 | 0.36826
47594 | 3.36 | 1 | 365 | 3.8264 | 0.69983 | 4 | 0.5262
46865 | 7.02 | 1 | 365 | 7.9944 | 0.087144 | 8 | 0.08152
47595 | 8.91 | 1 | 365 | 10.1467 | 0.4183 | 10 | 0.56501
46855 | 4.4 | 1 | 365 | 5.0107 | 0.08311 | 5 | 0.09383
46434 | 9.18 | 1 | 365 | 10.4542 | 0.037035 | 10 | 0.49122
45178 | 8.7 | 1 | 365 | 9.9076 | 0.93706 | 10 | 0.84462
46437 | 9.8 | 1 | 365 | 11.1602 | 0.45784 | 11 | 0.61808
48273 | 11.685 | 1 | 365 | 13.3069 | 0.77753 | 14 | 0.084411
46861 | 9.36 | 1 | 365 | 10.6592 | 0.44953 | 11 | 0.10869
45606 | 8.4 | 1 | 365 | 9.5659 | 0.24957 | 9 | 0.81549
45604 | 7.56 | 1 | 365 | 8.6093 | 0.32462 | 8 | 0.93394
44201 | 9.156 | 1 | 365 | 10.4269 | 0.98204 | 11 | 0.40889
47298 | 5.232 | 1 | 365 | 5.9582 | 0.98973 | 6 | 0.94794
46347 | 7.65 | 1 | 365 | 8.7118 | 0.53086 | 9 | 0.24268
48302 | 6.72 | 1 | 365 | 7.6527 | 0.39966 | 8 | 0.052396
46394 | 10.8 | 1 | 365 | 12.299 | 0.74945 | 13 | 0.048493
46836 | 4.105 | 1 | 365 | 4.6748 | 0.40708 | 5 | 0.081858
46475 | 8.96 | 1 | 365 | 10.2036 | 0.53288 | 10 | 0.73653
43963 | 8.7 | 1 | 365 | 9.9076 | 0.93706 | 10 | 0.84462
45781 | 10.8 | 1 | 365 | 12.299 | 0.74945 | 13 | 0.048493
47353 | 6 | 1 | 365 | 6.8328 | 0.7497 | 7 | 0.5825
45374 | 7.04 | 1 | 365 | 8.0172 | 0.13298 | 8 | 0.15013
45236 | 6 | 1 | 365 | 6.8328 | 0.7497 | 7 | 0.5825
46221 | 7.68 | 1 | 365 | 8.746 | 0.59961 | 9 | 0.34559
46009 | 3.92 | 1 | 365 | 4.4641 | 0.98313 | 5 | 0.44723
47309 | 6.885 | 1 | 365 | 7.8406 | 0.77778 | 8 | 0.61841
49198 | 6.63 | 1 | 365 | 7.5502 | 0.19341 | 7 | 0.74366
45742 | 6.72 | 1 | 365 | 7.6527 | 0.39966 | 8 | 0.052396
46116 | 5.98 | 1 | 365 | 6.81 | 0.70386 | 7 | 0.51389
46718 | 3.38 | 1 | 365 | 3.8491 | 0.74566 | 4 | 0.59481
36758 | 6.16 | 1 | 365 | 7.015 | 0.11635 | 7 | 0.13136
43971 | 6.76 | 1 | 365 | 7.6983 | 0.49132 | 8 | 0.18961
47214 | 7.68 | 1 | 365 | 8.746 | 0.59961 | 9 | 0.34559
36511 | 3.08 | 1 | 365 | 3.5075 | 0.058177 | 3 | 0.56568
36253 | 6.6 | 1 | 365 | 7.5161 | 0.12467 | 7 | 0.64075
43976 | 4.16 | 1 | 365 | 4.7374 | 0.53312 | 5 | 0.27053
43974 | 6.76 | 1 | 365 | 7.6983 | 0.49132 | 8 | 0.18961
36518 | 10.51 | 1 | 365 | 11.9688 | 0.084884 | 12 | 0.053672
40894 | 11.96 | 1 | 365 | 13.62 | 0.40773 | 14 | 0.027775
37383 | 6.05 | 1 | 365 | 6.8897 | 0.86428 | 7 | 0.75402
36702 | 3.725 | 1 | 365 | 4.242 | 0.53627 | 4 | 0.7783
36071 | 13 | 1 | 365 | 14.8044 | 0.79101 | 15 | 0.59541
36742 | 5.64 | 1 | 365 | 6.4228 | 0.92471 | 7 | 0.34755
48991 | 5.98 | 1 | 365 | 6.81 | 0.70386 | 7 | 0.51389
36391 | 4.53 | 1 | 365 | 5.1588 | 0.38102 | 5 | 0.53978
39019 | 6.5 | 1 | 365 | 7.4022 | 0.8955 | 8 | 0.2977
37205 | 5.47 | 1 | 365 | 6.2292 | 0.53514 | 6 | 0.76438
37220 | 4.035 | 1 | 365 | 4.5951 | 0.24667 | 4 | 0.84173
36898 | 6.3 | 1 | 365 | 7.1744 | 0.43718 | 7 | 0.61162
43969 | 4.94 | 1 | 365 | 5.6257 | 0.32058 | 5 | 0.94626
36674 | 12.13 | 1 | 365 | 13.8136 | 0.7973 | 14 | 0.61095
51335 | 3.66 | 1 | 365 | 4.168 | 0.38731 | 4 | 0.55532
51138 | 4.08 | 1 | 365 | 4.6463 | 0.34979 | 4 | 0.9961
37605 | 8.47 | 1 | 365 | 9.6456 | 0.40999 | 10 | 0.055624
51085 | 5.5 | 1 | 365 | 6.2634 | 0.60389 | 6 | 0.86729
50800 | 5.775 | 1 | 365 | 6.5766 | 0.23408 | 6 | 0.81065
42316 | 9 | 1 | 365 | 10.2492 | 0.62454 | 10 | 0.87374
53455 | 3.64 | 1 | 365 | 4.1452 | 0.34148 | 4 | 0.48671
43056 | 8.4 | 1 | 365 | 9.5659 | 0.24957 | 9 | 0.81549
38407 | 7.425 | 1 | 365 | 8.4556 | 0.015249 | 8 | 0.47084
52469 | 7.54 | 1 | 365 | 8.5866 | 0.27878 | 8 | 0.86534
52875 | 6.885 | 1 | 365 | 7.8406 | 0.77778 | 8 | 0.61841
35920 | 3.775 | 1 | 365 | 4.299 | 0.65085 | 4 | 0.94982
50689 | 5.94 | 1 | 365 | 6.7645 | 0.6122 | 7 | 0.37667
48297 | 6.48 | 1 | 365 | 7.3794 | 0.84967 | 8 | 0.2291
47495 | 5.185 | 1 | 365 | 5.9047 | 0.88203 | 6 | 0.78671
48181 | 5.985 | 1 | 365 | 6.8157 | 0.71532 | 7 | 0.53104
48193 | 6.48 | 1 | 365 | 7.3794 | 0.84967 | 8 | 0.2291
49578 | 3.51 | 1 | 365 | 3.9972 | 0.043572 | 4 | 0.04076
49861 | 5.67 | 1 | 365 | 6.457 | 0.99346 | 7 | 0.45046
50016 | 4.5 | 1 | 365 | 5.1246 | 0.31227 | 5 | 0.43687
50201 | 3.5 | 1 | 365 | 3.9858 | 0.020656 | 4 | 0.006456
52874 | 3.135 | 1 | 365 | 3.5701 | 0.18422 | 3 | 0.75435
50202 | 6.75 | 1 | 365 | 7.6869 | 0.46841 | 8 | 0.15531
52490 | 8.175 | 1 | 365 | 9.3097 | 0.73396 | 10 | 0.043651
51336 | 11.5 | 1 | 365 | 13.0962 | 0.35358 | 13 | 0.44978
47370 | 5.7 | 1 | 365 | 6.4912 | 0.062211 | 6 | 0.55337
52754 | 12 | 1 | 365 | 13.6656 | 0.49939 | 14 | 0.16499
43136 | 9.9 | 1 | 365 | 11.2741 | 0.687 | 11 | 0.96112
46282 | 8.1 | 1 | 365 | 9.2243 | 0.56209 | 9 | 0.78637
44149 | 5.04 | 1 | 365 | 5.7396 | 0.54974 | 6 | 0.2893
44157 | 5.4 | 1 | 365 | 6.1495 | 0.37473 | 6 | 0.52425
52593 | 4.25 | 1 | 365 | 4.8399 | 0.73937 | 5 | 0.57927
44134 | 10.8 | 1 | 365 | 12.299 | 0.74945 | 13 | 0.048493
43922 | 5.4 | 1 | 365 | 6.1495 | 0.37473 | 6 | 0.52425
52585 | 3.12 | 1 | 365 | 3.5531 | 0.14984 | 3 | 0.7029
52473 | 5.7 | 1 | 365 | 6.4912 | 0.062211 | 6 | 0.55337
43468 | 6.75 | 1 | 365 | 7.6869 | 0.46841 | 8 | 0.15531
47325 | 4.095 | 1 | 365 | 4.6634 | 0.38417 | 5 | 0.047554
52588 | 4.86 | 1 | 365 | 5.5346 | 0.13725 | 5 | 0.67182
44074 | 5.72 | 1 | 365 | 6.5139 | 0.10804 | 6 | 0.62198
52587 | 6.3 | 1 | 365 | 7.1744 | 0.43718 | 7 | 0.61162
32194 | 4.94 | 1 | 365 | 5.6257 | 0.32058 | 5 | 0.94626
37935 | 4.94 | 1 | 365 | 5.6257 | 0.32058 | 5 | 0.94626
32132 | 5.46 | 1 | 365 | 6.2178 | 0.51222 | 6 | 0.73007
32254 | 5.2 | 1 | 365 | 5.9218 | 0.9164 | 6 | 0.83816
45459 | 3.64 | 1 | 365 | 4.1452 | 0.34148 | 4 | 0.48671
52601 | 11.1 | 1 | 365 | 12.6407 | 0.43694 | 13 | 0.077618
45176 | 11.7 | 1 | 365 | 13.324 | 0.81191 | 14 | 0.13587
45171 | 10.8 | 1 | 365 | 12.299 | 0.74945 | 13 | 0.048493
41539 | 8.829 | 1 | 365 | 10.0545 | 0.23268 | 10 | 0.28714
38682 | 10.4 | 1 | 365 | 11.8435 | 0.83281 | 12 | 0.67633
41519 | 11.655 | 1 | 365 | 13.2727 | 0.70878 | 13 | 0.9815
43378 | 4.16 | 1 | 365 | 4.7374 | 0.53312 | 5 | 0.27053
44374 | 4.845 | 1 | 365 | 5.5175 | 0.10288 | 5 | 0.62037
43484 | 10.8 | 1 | 365 | 12.299 | 0.74945 | 13 | 0.048493
43142 | 4.94 | 1 | 365 | 5.6257 | 0.32058 | 5 | 0.94626
43573 | 1.88 | 1 | 365 | 2.1409 | 0.30824 | 2 | 0.44918
41206 | 6 | 1 | 365 | 6.8328 | 0.7497 | 7 | 0.5825
42885 | 11.7 | 1 | 365 | 13.324 | 0.81191 | 14 | 0.13587
43386 | 8.67 | 1 | 365 | 9.8734 | 0.86831 | 10 | 0.74171
41984 | 7.685 | 1 | 365 | 8.7517 | 0.61107 | 9 | 0.36275
43571 | 5.32 | 1 | 365 | 6.0584 | 0.1914 | 6 | 0.24981
41467 | 10.35 | 1 | 365 | 11.7866 | 0.71823 | 12 | 0.50481
43553 | 5.13 | 1 | 365 | 5.842 | 0.75599 | 6 | 0.59803
43328 | 6.6 | 1 | 365 | 7.5161 | 0.12467 | 7 | 0.64075
38838 | 10.865 | 1 | 365 | 12.3731 | 0.89841 | 13 | 0.27147
43374 | 4.16 | 1 | 365 | 4.7374 | 0.53312 | 5 | 0.27053
41512 | 8.505 | 1 | 365 | 9.6855 | 0.49019 | 10 | 0.17569
43523 | 3.99 | 1 | 365 | 4.5438 | 0.14355 | 4 | 0.68736
40384 | 10.2 | 1 | 365 | 11.6158 | 0.37448 | 11 | 0.99024
42410 | 5.1 | 1 | 365 | 5.8079 | 0.68724 | 6 | 0.49512
53479 | 8.47 | 1 | 365 | 9.6456 | 0.40999 | 10 | 0.055624
44925 | 10.6 | 1 | 365 | 12.0713 | 0.29113 | 12 | 0.36241
47303 | 10.5 | 1 | 365 | 11.9574 | 0.061968 | 12 | 0.019368
49156 | 7.2 | 1 | 365 | 8.1994 | 0.49964 | 8 | 0.699
39068 | 9.01 | 1 | 365 | 10.2606 | 0.64746 | 10 | 0.90805
48531 | 9.12 | 1 | 365 | 10.3859 | 0.89954 | 11 | 0.28539
46891 | 12 | 1 | 365 | 13.6656 | 0.49939 | 14 | 0.16499
41119 | 19.8 | 1 | 365 | 22.5482 | 0.374 | 22 | 0.92224
48267 | 9.975 | 1 | 365 | 11.3595 | 0.85887 | 12 | 0.2184
44569 | 4.16 | 1 | 365 | 4.7374 | 0.53312 | 5 | 0.27053
40306 | 12 | 1 | 365 | 13.6656 | 0.49939 | 14 | 0.16499
41317 | 18.55 | 1 | 365 | 21.1247 | 0.50948 | 21 | 0.63422
40996 | 23.7 | 1 | 365 | 26.9896 | 0.3113 | 27 | 0.30086
36177 | 7.02 | 1 | 365 | 7.9944 | 0.087144 | 8 | 0.08152
40259 | 7.8 | 1 | 365 | 8.8826 | 0.8746 | 9 | 0.75724
46809 | 14.03 | 1 | 365 | 15.9774 | 0.15137 | 16 | 0.12874
46329 | 24 | 1 | 365 | 27.3312 | 0.99878 | 28 | 0.32998
45516 | 11.59 | 1 | 365 | 13.1987 | 0.55983 | 13 | 0.75852
44784 | 11.285 | 1 | 365 | 12.8514 | 0.86089 | 13 | 0.71224
45169 | 5.04 | 1 | 365 | 5.7396 | 0.54974 | 6 | 0.2893
41989 | 8.235 | 1 | 365 | 9.378 | 0.87146 | 10 | 0.24948
41546 | 11.34 | 1 | 365 | 12.914 | 0.98693 | 13 | 0.90092
43955 | 11.59 | 1 | 365 | 13.1987 | 0.55983 | 13 | 0.75852
45261 | 3.6 | 1 | 365 | 4.0997 | 0.24982 | 4 | 0.3495
36262 | 21.255 | 1 | 365 | 24.2052 | 0.7083 | 24 | 0.91349
41259 | 8.06 | 1 | 365 | 9.1787 | 0.47042 | 9 | 0.64915
44179 | 9 | 1 | 365 | 10.2492 | 0.62454 | 10 | 0.87374
43956 | 7.1 | 1 | 365 | 8.0855 | 0.27047 | 8 | 0.35595
40848 | 9.15 | 1 | 365 | 10.42 | 0.96829 | 11 | 0.38831
36689 | 7.125 | 1 | 365 | 8.114 | 0.32776 | 8 | 0.44171
36385 | 7.28 | 1 | 365 | 8.2905 | 0.68296 | 8 | 0.97343
36396 | 4.96 | 1 | 365 | 5.6484 | 0.36642 | 6 | 0.014863
36273 | 10 | 1 | 365 | 11.388 | 0.91616 | 12 | 0.30416
46833 | 5.355 | 1 | 365 | 6.0983 | 0.2716 | 6 | 0.36988
46856 | 8.96 | 1 | 365 | 10.2036 | 0.53288 | 10 | 0.73653
46276 | 5.2 | 1 | 365 | 5.9218 | 0.9164 | 6 | 0.83816
33319 | 6.63 | 1 | 365 | 7.5502 | 0.19341 | 7 | 0.74366
48971 | 5.72 | 1 | 365 | 6.5139 | 0.10804 | 6 | 0.62198
48695 | 6.76 | 1 | 365 | 7.6983 | 0.49132 | 8 | 0.18961
44155 | 10.26 | 1 | 365 | 11.6841 | 0.51198 | 12 | 0.19607
44578 | 10.95 | 1 | 365 | 12.4699 | 0.093195 | 12 | 0.56306
36078 | 11 | 1 | 365 | 12.5268 | 0.20778 | 12 | 0.73458
35772 | 7.84 | 1 | 365 | 8.9282 | 0.96627 | 9 | 0.89446
52216 | 8.1 | 1 | 365 | 9.2243 | 0.56209 | 9 | 0.78637
44750 | 12.925 | 1 | 365 | 14.719 | 0.61914 | 15 | 0.33813
48788 | 8.32 | 1 | 365 | 9.4748 | 0.066245 | 9 | 0.54106
47457 | 2.35 | 1 | 365 | 2.6762 | 0.3853 | 3 | 0.061478
50203 | 10.8 | 1 | 365 | 12.299 | 0.74945 | 13 | 0.048493
42744 | 8.525 | 1 | 365 | 9.7083 | 0.53603 | 10 | 0.2443
49313 | 8.06 | 1 | 365 | 9.1787 | 0.47042 | 9 | 0.64915
48678 | 5.46 | 1 | 365 | 6.2178 | 0.51222 | 6 | 0.73007
51976 | 6.21 | 1 | 365 | 7.0719 | 0.23094 | 7 | 0.30288
45269 | 5.1 | 1 | 365 | 5.8079 | 0.68724 | 6 | 0.49512
36303 | 5.39 | 1 | 365 | 6.1381 | 0.35181 | 6 | 0.48994
42871 | 5.46 | 1 | 365 | 6.2178 | 0.51222 | 6 | 0.73007
52025 | 7.6 | 1 | 365 | 8.6549 | 0.41628 | 9 | 0.071162
39807 | 4.59 | 1 | 365 | 5.2271 | 0.51852 | 5 | 0.74561
36605 | 12.426 | 1 | 365 | 14.1507 | 0.47562 | 14 | 0.62635
42071 | 10.08 | 1 | 365 | 11.4791 | 0.099489 | 11 | 0.57859
36584 | 6.725 | 1 | 365 | 7.6584 | 0.41112 | 8 | 0.069548
36302 | 5.225 | 1 | 365 | 5.9502 | 0.97369 | 6 | 0.92392
36901 | 8.4 | 1 | 365 | 9.5659 | 0.24957 | 9 | 0.81549
50669 | 6.2 | 1 | 365 | 7.0606 | 0.20802 | 7 | 0.26858
36981 | 4.95 | 1 | 365 | 5.6371 | 0.3435 | 5 | 0.98056
36356 | 4.95 | 1 | 365 | 5.6371 | 0.3435 | 5 | 0.98056
49842 | 10.325 | 1 | 365 | 11.7581 | 0.66094 | 12 | 0.41905
36471 | 10.08 | 1 | 365 | 11.4791 | 0.099489 | 11 | 0.57859
37073 | 8.8 | 1 | 365 | 10.0214 | 0.16622 | 10 | 0.18766
48301 | 5.4 | 1 | 365 | 6.1495 | 0.37473 | 6 | 0.52425
36509 | 15.4 | 1 | 365 | 17.5375 | 0.29089 | 17 | 0.82841
48555 | 7.6 | 1 | 365 | 8.6549 | 0.41628 | 9 | 0.071162
37590 | 3.92 | 1 | 365 | 4.4641 | 0.98313 | 5 | 0.44723
37177 | 4.68 | 1 | 365 | 5.3296 | 0.72476 | 6 | 0.054347
36716 | 9.52 | 1 | 365 | 10.8414 | 0.81618 | 11 | 0.65756
45172 | 12.4 | 1 | 365 | 14.1211 | 0.41604 | 14 | 0.53716
45588 | 7.02 | 1 | 365 | 7.9944 | 0.087144 | 8 | 0.08152
47287 | 10.2 | 1 | 365 | 11.6158 | 0.37448 | 11 | 0.99024
36731 | 4.675 | 1 | 365 | 5.3239 | 0.7133 | 6 | 0.037195
45204 | 11.78 | 1 | 365 | 13.4151 | 0.99524 | 14 | 0.4103
45518 | 7.125 | 1 | 365 | 8.114 | 0.32776 | 8 | 0.44171
37540 | 4.59 | 1 | 365 | 5.2271 | 0.51852 | 5 | 0.74561
36530 | 336 | 0.9 | 365 | 344.3731 | 0.98468 | 345 | 0.3578
36587 | 6.72 | 1 | 365 | 7.6527 | 0.39966 | 8 | 0.052396
37254 | 3.92 | 1 | 365 | 4.4641 | 0.98313 | 5 | 0.44723
36524 | 10.2 | 1 | 365 | 11.6158 | 0.37448 | 11 | 0.99024
36501 | 3.06 | 1 | 365 | 3.4847 | 0.012345 | 3 | 0.49707
45527 | 5.25 | 1 | 365 | 5.9787 | 0.030984 | 6 | 0.009684
37234 | 4.08 | 1 | 365 | 4.6463 | 0.34979 | 4 | 0.9961
45618 | 7.28 | 1 | 365 | 8.2905 | 0.68296 | 8 | 0.97343
38321 | 2.86 | 1 | 365 | 3.257 | 0.55402 | 3 | 0.81099
45622 | 5.4 | 1 | 365 | 6.1495 | 0.37473 | 6 | 0.52425
37558 | 4.59 | 1 | 365 | 5.2271 | 0.51852 | 5 | 0.74561
36434 | 9.35 | 1 | 365 | 10.6478 | 0.42661 | 11 | 0.07439
41899 | 10.25 | 1 | 365 | 11.6727 | 0.48906 | 12 | 0.16176
38347 | 5.46 | 1 | 365 | 6.2178 | 0.51222 | 6 | 0.73007
42098 | 9.75 | 1 | 365 | 11.1033 | 0.34326 | 11 | 0.44656
36300 | 7.14 | 1 | 365 | 8.131 | 0.36214 | 8 | 0.49317
41919 | 4.16 | 1 | 365 | 4.7374 | 0.53312 | 5 | 0.27053
37542 | 5.46 | 1 | 365 | 6.2178 | 0.51222 | 6 | 0.73007
42136 | 5.875 | 1 | 365 | 6.6905 | 0.46324 | 7 | 0.15369
47274 | 9.9 | 1 | 365 | 11.2741 | 0.687 | 11 | 0.96112
46396 | 2.48 | 1 | 365 | 2.8242 | 0.68321 | 3 | 0.50743
46810 | 9.9 | 1 | 365 | 11.2741 | 0.687 | 11 | 0.96112
46421 | 5.1 | 1 | 365 | 5.8079 | 0.68724 | 6 | 0.49512
47277 | 7.848 | 1 | 365 | 8.9373 | 0.9846 | 9 | 0.9219
46451 | 10.64 | 1 | 365 | 12.1168 | 0.38279 | 12 | 0.49963
44072 | 4.5 | 1 | 365 | 5.1246 | 0.31227 | 5 | 0.43687
49243 | 6.725 | 1 | 365 | 7.6584 | 0.41112 | 8 | 0.069548
36488 | 4.4 | 1 | 365 | 5.0107 | 0.08311 | 5 | 0.09383
36905 | 3.28 | 1 | 365 | 3.7353 | 0.5165 | 4 | 0.25176
38799 | 4.68 | 1 | 365 | 5.3296 | 0.72476 | 6 | 0.054347
35798 | 12.12 | 1 | 365 | 13.8023 | 0.77439 | 14 | 0.57664
35986 | 9.156 | 1 | 365 | 10.4269 | 0.98204 | 11 | 0.40889
35977 | 9.36 | 1 | 365 | 10.6592 | 0.44953 | 11 | 0.10869
35968 | 7.521 | 1 | 365 | 8.5649 | 0.23524 | 8 | 0.80016
35802 | 8.06 | 1 | 365 | 9.1787 | 0.47042 | 9 | 0.64915
35793 | 6.63 | 1 | 365 | 7.5502 | 0.19341 | 7 | 0.74366
38392 | 4.4 | 1 | 365 | 5.0107 | 0.08311 | 5 | 0.09383
36378 | 6.72 | 1 | 365 | 7.6527 | 0.39966 | 8 | 0.052396
37236 | 3.92 | 1 | 365 | 4.4641 | 0.98313 | 5 | 0.44723
44066 | 10.8 | 1 | 365 | 12.299 | 0.74945 | 13 | 0.048493
36607 | 7.975 | 1 | 365 | 9.0819 | 0.27564 | 9 | 0.35757
37041 | 10.36 | 1 | 365 | 11.798 | 0.74114 | 12 | 0.53911
37242 | 7.28 | 1 | 365 | 8.2905 | 0.68296 | 8 | 0.97343
36492 | 7.56 | 1 | 365 | 8.6093 | 0.32462 | 8 | 0.93394
49252 | 10.36 | 1 | 365 | 11.798 | 0.74114 | 12 | 0.53911
44028 | 6.25 | 1 | 365 | 7.1175 | 0.3226 | 7 | 0.4401
50039 | 11.4 | 1 | 365 | 12.9823 | 0.12442 | 13 | 0.10674
49253 | 10.64 | 1 | 365 | 12.1168 | 0.38279 | 12 | 0.49963
49747 | 6.24 | 1 | 365 | 7.1061 | 0.29968 | 7 | 0.4058
49254 | 5.6 | 1 | 365 | 6.3773 | 0.83305 | 7 | 0.21033
47428 | 6.72 | 1 | 365 | 7.6527 | 0.39966 | 8 | 0.052396
49311 | 10 | 1 | 365 | 11.388 | 0.91616 | 12 | 0.30416
44029 | 9.75 | 1 | 365 | 11.1033 | 0.34326 | 11 | 0.44656
43763 | 5.4 | 1 | 365 | 6.1495 | 0.37473 | 6 | 0.52425
44812 | 12 | 1 | 365 | 13.6656 | 0.49939 | 14 | 0.16499
49304 | 11.055 | 1 | 365 | 12.5894 | 0.33381 | 12 | 0.92325
45167 | 6 | 1 | 365 | 6.8328 | 0.7497 | 7 | 0.5825
42320 | 11.66 | 1 | 365 | 13.2784 | 0.72024 | 13 | 0.99865
35688 | 325 | 0.9 | 365 | 333.099 | 0.29768 | 333 | 0.39668
49522 | 9.81 | 1 | 365 | 11.1716 | 0.48075 | 11 | 0.65238
44743 | 8.925 | 1 | 365 | 10.1638 | 0.45267 | 10 | 0.61646
46311 | 10.545 | 1 | 365 | 12.0086 | 0.16509 | 12 | 0.17374
44735 | 5.75 | 1 | 365 | 6.5481 | 0.17679 | 6 | 0.72489
42606 | 9.6 | 1 | 365 | 10.9325 | 0.99951 | 11 | 0.93199
42749 | 10.8 | 1 | 365 | 12.299 | 0.74945 | 13 | 0.048493
49689 | 7.28 | 1 | 365 | 8.2905 | 0.68296 | 8 | 0.97343
44700 | 6.375 | 1 | 365 | 7.2599 | 0.60905 | 7 | 0.8689
44624 | 6.5 | 1 | 365 | 7.4022 | 0.8955 | 8 | 0.2977
44621 | 3.315 | 1 | 365 | 3.7751 | 0.59671 | 4 | 0.37183
45623 | 6.44 | 1 | 365 | 7.3339 | 0.75801 | 8 | 0.091879
43024 | 6.625 | 1 | 365 | 7.5446 | 0.18196 | 7 | 0.72651
38702 | 6.9 | 1 | 365 | 7.8577 | 0.81215 | 8 | 0.66987
36760 | 4.56 | 1 | 365 | 5.1929 | 0.44977 | 5 | 0.6427
43499 | 9 | 1 | 365 | 10.2492 | 0.62454 | 10 | 0.87374
36707 | 4.4 | 1 | 365 | 5.0107 | 0.08311 | 5 | 0.09383
43539 | 5.355 | 1 | 365 | 6.0983 | 0.2716 | 6 | 0.36988
46149 | 7.8 | 1 | 365 | 8.8826 | 0.8746 | 9 | 0.75724
36677 | 5.775 | 1 | 365 | 6.5766 | 0.23408 | 6 | 0.81065
38222 | 7.84 | 1 | 365 | 8.9282 | 0.96627 | 9 | 0.89446
36331 | 3.85 | 1 | 365 | 4.3844 | 0.82272 | 5 | 0.2071
36732 | 5.2 | 1 | 365 | 5.9218 | 0.9164 | 6 | 0.83816
36458 | 5.5 | 1 | 365 | 6.2634 | 0.60389 | 6 | 0.86729
38683 | 4.95 | 1 | 365 | 5.6371 | 0.3435 | 5 | 0.98056
36466 | 14.025 | 1 | 365 | 15.9717 | 0.13991 | 16 | 0.11158
38349 | 4.94 | 1 | 365 | 5.6257 | 0.32058 | 5 | 0.94626
38482 | 3.85 | 1 | 365 | 4.3844 | 0.82272 | 5 | 0.2071
36711 | 11 | 1 | 365 | 12.5268 | 0.20778 | 12 | 0.73458
38277 | 6.76 | 1 | 365 | 7.6983 | 0.49132 | 8 | 0.18961
37014 | 4.316 | 1 | 365 | 4.9151 | 0.89061 | 5 | 0.80568
36930 | 7.15 | 1 | 365 | 8.1424 | 0.38505 | 8 | 0.52747
36733 | 3.85 | 1 | 365 | 4.3844 | 0.82272 | 5 | 0.2071
36817 | 5.225 | 1 | 365 | 5.9502 | 0.97369 | 6 | 0.92392
38800 | 4.16 | 1 | 365 | 4.7374 | 0.53312 | 5 | 0.27053
36870 | 5.415 | 1 | 365 | 6.1666 | 0.4091 | 6 | 0.5757
37582 | 7.15 | 1 | 365 | 8.1424 | 0.38505 | 8 | 0.52747
38145 | 5.6 | 1 | 365 | 6.3773 | 0.83305 | 7 | 0.21033
37629 | 5.6 | 1 | 365 | 6.3773 | 0.83305 | 7 | 0.21033
36468 | 4.235 | 1 | 365 | 4.8228 | 0.70499 | 5 | 0.52781
44031 | 7.5 | 1 | 365 | 8.541 | 0.18712 | 8 | 0.72812
36006 | 8.67 | 1 | 365 | 9.8734 | 0.86831 | 10 | 0.74171
37431 | 9.81 | 1 | 365 | 11.1716 | 0.48075 | 11 | 0.65238
36315 | 6.56 | 1 | 365 | 7.4705 | 0.033001 | 7 | 0.50353
37459 | 9.5 | 1 | 365 | 10.8186 | 0.77035 | 11 | 0.58895
44032 | 6.5 | 1 | 365 | 7.4022 | 0.8955 | 8 | 0.2977
42308 | 8.829 | 1 | 365 | 10.0545 | 0.23268 | 10 | 0.28714
38995 | 6.6 | 1 | 365 | 7.5161 | 0.12467 | 7 | 0.64075
36193 | 8.55 | 1 | 365 | 9.7367 | 0.59332 | 10 | 0.33006
44033 | 3.5 | 1 | 365 | 3.9858 | 0.020656 | 4 | 0.006456
36202 | 13.5 | 1 | 365 | 15.3738 | 0.93682 | 16 | 0.31062
36389 | 11.03 | 1 | 365 | 12.561 | 0.27652 | 12 | 0.83749
36867 | 4.2 | 1 | 365 | 4.783 | 0.62479 | 5 | 0.40775
36028 | 4.4 | 1 | 365 | 5.0107 | 0.08311 | 5 | 0.09383
43550 | 8.505 | 1 | 365 | 9.6855 | 0.49019 | 10 | 0.17569
38137 | 7.96 | 1 | 365 | 9.0648 | 0.24126 | 9 | 0.30611
38123 | 4.95 | 1 | 365 | 5.6371 | 0.3435 | 5 | 0.98056
36496 | 3.92 | 1 | 365 | 4.4641 | 0.98313 | 5 | 0.44723
36404 | 8.4 | 1 | 365 | 9.5659 | 0.24957 | 9 | 0.81549
43297 | 6 | 1 | 365 | 6.8328 | 0.7497 | 7 | 0.5825
35663 | 12.29 | 1 | 365 | 13.9959 | 0.16396 | 14 | 0.15981
41039 | 13.734 | 1 | 365 | 15.6403 | 0.47305 | 16 | 0.11333
37207 | 3.11 | 1 | 365 | 3.5417 | 0.12693 | 3 | 0.66859
37165 | 15.525 | 1 | 365 | 17.6799 | 0.57734 | 18 | 0.25721
44060 | 10.5 | 1 | 365 | 11.9574 | 0.061968 | 12 | 0.019368
43369 | 5.61 | 1 | 365 | 6.3887 | 0.85597 | 7 | 0.24463
38489 | 5.5 | 1 | 365 | 6.2634 | 0.60389 | 6 | 0.86729
51061 | 6.6 | 1 | 365 | 7.5161 | 0.12467 | 7 | 0.64075
46751 | 8.16 | 1 | 365 | 9.2926 | 0.69959 | 9 | 0.99219
43966 | 4.42 | 1 | 365 | 5.0335 | 0.12894 | 5 | 0.16244
44482 | 6.76 | 1 | 365 | 7.6983 | 0.49132 | 8 | 0.18961
36529 | 7.15 | 1 | 365 | 8.1424 | 0.38505 | 8 | 0.52747
36218 | 6.76 | 1 | 365 | 7.6983 | 0.49132 | 8 | 0.18961
44343 | 11.04 | 1 | 365 | 12.5724 | 0.29944 | 12 | 0.87179
36200 | 10.4 | 1 | 365 | 11.8435 | 0.83281 | 12 | 0.67633
51031 | 5.2 | 1 | 365 | 5.9218 | 0.68724 | 6 | 0.609
36337 | 9.705 | 1 | 365 | 11.0521 | 0.24013 | 11 | 0.29219
44073 | 4.25 | 1 | 365 | 4.8399 | 0.73937 | 5 | 0.57927
38393 | 5.1 | 1 | 365 | 5.8079 | 0.68724 | 6 | 0.49512
38887 | 7.65 | 1 | 365 | 8.7118 | 0.53086 | 9 | 0.24268
41960 | 7.905 | 1 | 365 | 9.0022 | 0.11522 | 9 | 0.11744
43210 | 7.7 | 1 | 365 | 8.7688 | 0.64544 | 9 | 0.4142
44777 | 3.42 | 1 | 365 | 3.8947 | 0.83733 | 4 | 0.73202
39190 | 8.16 | 1 | 365 | 9.2926 | 0.69959 | 9 | 0.99219
44061 | 8.4 | 1 | 365 | 9.5659 | 0.24957 | 9 | 0.81549
38589 | 4.08 | 1 | 365 | 4.6463 | 0.34979 | 4 | 0.9961
44570 | 11.96 | 1 | 365 | 13.62 | 0.40773 | 14 | 0.027775
38926 | 8.415 | 1 | 365 | 9.583 | 0.28395 | 9 | 0.86695
38518 | 5.61 | 1 | 365 | 6.3887 | 0.85597 | 7 | 0.24463
38603 | 3.57 | 1 | 365 | 4.0655 | 0.18107 | 4 | 0.24659
38840 | 4.335 | 1 | 365 | 4.9367 | 0.93416 | 5 | 0.87085
38597 | 9.435 | 1 | 365 | 10.7446 | 0.6214 | 11 | 0.36597
38583 | 4.845 | 1 | 365 | 5.5175 | 0.10288 | 5 | 0.62037
39049 | 3.315 | 1 | 365 | 3.7751 | 0.59671 | 4 | 0.37183
39129 | 4.845 | 1 | 365 | 5.5175 | 0.10288 | 5 | 0.62037
39009 | 5.355 | 1 | 365 | 6.0983 | 0.2716 | 6 | 0.36988
38979 | 5.865 | 1 | 365 | 6.6791 | 0.44033 | 7 | 0.11939
36175 | 4.08 | 1 | 365 | 4.6463 | 0.34979 | 4 | 0.9961
38964 | 8.16 | 1 | 365 | 9.2926 | 0.69959 | 9 | 0.99219
38945 | 5.61 | 1 | 365 | 6.3887 | 0.85597 | 7 | 0.24463
36111 | 8.06 | 1 | 365 | 9.1787 | 0.47042 | 9 | 0.64915
36187 | 16.35 | 1 | 365 | 18.6194 | 0.46792 | 19 | 0.087302
36160 | 5.67 | 1 | 365 | 6.457 | 0.99346 | 7 | 0.45046
36011 | 8.625 | 1 | 365 | 9.8222 | 0.76519 | 10 | 0.58734
38993 | 7.65 | 1 | 365 | 8.7118 | 0.53086 | 9 | 0.24268
44411 | 5.25 | 1 | 365 | 5.9787 | 0.030984 | 6 | 0.009684
41505 | 9.135 | 1 | 365 | 10.4029 | 0.93391 | 11 | 0.33685
47412 | 5.2 | 1 | 365 | 5.9218 | 0.9164 | 6 | 0.83816
41998 | 5.985 | 1 | 365 | 6.8157 | 0.71532 | 7 | 0.53104
41484 | 9.156 | 1 | 365 | 10.4269 | 0.98204 | 11 | 0.40889
41489 | 9.156 | 1 | 365 | 10.4269 | 0.98204 | 11 | 0.40889
43475 | 8.502 | 1 | 365 | 9.6821 | 0.48332 | 10 | 0.1654
38419 | 3.825 | 1 | 365 | 4.3559 | 0.76543 | 5 | 0.12134
39202 | 9.435 | 1 | 365 | 10.7446 | 0.6214 | 11 | 0.36597
49257 | 7.84 | 1 | 365 | 8.9282 | 0.96627 | 9 | 0.89446
38414 | 2.805 | 1 | 365 | 3.1943 | 0.42798 | 3 | 0.62232
38586 | 7.75 | 1 | 365 | 8.8257 | 0.76002 | 9 | 0.58572
39163 | 4.59 | 1 | 365 | 5.2271 | 0.51852 | 5 | 0.74561
38524 | 8.67 | 1 | 365 | 9.8734 | 0.86831 | 10 | 0.74171
36975 | 10.464 | 1 | 365 | 11.9164 | 0.97947 | 12 | 0.89587
36965 | 13.455 | 1 | 365 | 15.3226 | 0.83369 | 16 | 0.15625
35758 | 9.25 | 1 | 365 | 10.5339 | 0.19745 | 10 | 0.73135
35761 | 10 | 1 | 365 | 11.388 | 0.91616 | 12 | 0.30416
44419 | 12.25 | 1 | 365 | 13.9503 | 0.072296 | 14 | 0.022596
49804 | 8.64 | 1 | 365 | 9.8392 | 0.79956 | 10 | 0.63879
42431 | 8.48 | 1 | 365 | 9.657 | 0.4329 | 10 | 0.089928
35991 | 7.245 | 1 | 365 | 8.2506 | 0.60276 | 8 | 0.85336
39220 | 4.24 | 1 | 365 | 4.8285 | 0.71645 | 5 | 0.54496
43089 | 4.16 | 1 | 365 | 4.7374 | 0.53312 | 5 | 0.27053
30350 | 6.095 | 1 | 365 | 6.941 | 0.9674 | 7 | 0.90839
43403 | 5.4 | 1 | 365 | 6.1495 | 0.37473 | 6 | 0.52425
44720 | 4.34 | 1 | 365 | 4.9424 | 0.94561 | 5 | 0.88801
33328 | 5.98 | 1 | 365 | 6.81 | 0.70386 | 7 | 0.51389
42058 | 5.565 | 1 | 365 | 6.3374 | 0.75284 | 7 | 0.090265
36147 | 7.59 | 1 | 365 | 8.6435 | 0.39337 | 9 | 0.036857
33637 | 14.04 | 1 | 365 | 15.9888 | 0.17429 | 16 | 0.16304
46827 | 6.825 | 1 | 365 | 7.7723 | 0.64028 | 8 | 0.41259
36127 | 7.28 | 1 | 365 | 8.2905 | 0.68296 | 8 | 0.97343
33880 | 2.6 | 1 | 365 | 2.9609 | 0.9582 | 3 | 0.91908
46379 | 8.48 | 1 | 365 | 9.657 | 0.4329 | 10 | 0.089928
34080 | 5.46 | 1 | 365 | 6.2178 | 0.51222 | 6 | 0.73007
35998 | 9.483 | 1 | 365 | 10.7992 | 0.73139 | 11 | 0.53063
44715 | 6 | 1 | 365 | 6.8328 | 0.7497 | 7 | 0.5825
36346 | 5.5 | 1 | 365 | 6.2634 | 0.60389 | 6 | 0.86729
36116 | 13.77 | 1 | 365 | 15.6813 | 0.55555 | 16 | 0.23683
40347 | 9.6 | 1 | 365 | 10.9325 | 0.99951 | 11 | 0.93199
44397 | 12 | 1 | 365 | 13.6656 | 0.49939 | 14 | 0.16499
48833 | 9.45 | 1 | 365 | 10.7617 | 0.65577 | 11 | 0.41743
45515 | 5.1 | 1 | 365 | 5.8079 | 0.68724 | 6 | 0.49512
36417 | 7.84 | 1 | 365 | 8.9282 | 0.96627 | 9 | 0.89446
42038 | 9.3 | 1 | 365 | 10.5908 | 0.31203 | 10 | 0.90287
37566 | 8.68 | 1 | 365 | 9.8848 | 0.89123 | 10 | 0.77601
44379 | 9.01 | 1 | 365 | 10.2606 | 0.64746 | 10 | 0.90805
44203 | 3.3 | 1 | 365 | 3.758 | 0.56233 | 4 | 0.32037
49041 | 10.865 | 1 | 365 | 12.3731 | 0.89841 | 13 | 0.27147
43670 | 9.99 | 1 | 365 | 11.3766 | 0.89324 | 12 | 0.26986
43447 | 6.93 | 1 | 365 | 7.8919 | 0.8809 | 8 | 0.77278
38850 | 2.65 | 1 | 365 | 3.0178 | 0.072782 | 3 | 0.090602
47293 | 6.16 | 1 | 365 | 7.015 | 0.11635 | 7 | 0.13136
43613 | 4.2 | 1 | 365 | 4.783 | 0.62479 | 5 | 0.40775
36763 | 4.76 | 1 | 365 | 5.4207 | 0.90809 | 6 | 0.32878
41179 | 3.06 | 1 | 365 | 3.4847 | 0.012345 | 3 | 0.49707
36736 | 7 | 1 | 365 | 7.9716 | 0.041312 | 8 | 0.012912
35948 | 7 | 1 | 365 | 7.9716 | 0.041312 | 8 | 0.012912
38478 | 7.65 | 1 | 365 | 8.7118 | 0.53086 | 9 | 0.24268
36372 | 5.61 | 1 | 365 | 6.3887 | 0.85597 | 7 | 0.24463
48829 | 12.4 | 1 | 365 | 14.1211 | 0.41604 | 14 | 0.53716
47267 | 24.5 | 1 | 365 | 27.9006 | 0.14459 | 28 | 0.045192
36705 | 10.45 | 1 | 365 | 11.9005 | 0.94739 | 12 | 0.84785
38928 | 7.95 | 1 | 365 | 9.0535 | 0.21835 | 9 | 0.27181
48280 | 9.405 | 1 | 365 | 10.7104 | 0.55265 | 11 | 0.26306
48557 | 6.213 | 1 | 365 | 7.0754 | 0.23781 | 7 | 0.31317
36666 | 4.085 | 1 | 365 | 4.652 | 0.36125 | 5 | 0.013249
41487 | 7.848 | 1 | 365 | 8.9373 | 0.9846 | 9 | 0.9219
44544 | 4.59 | 1 | 365 | 5.2271 | 0.51852 | 5 | 0.74561
36383 | 6.6 | 1 | 365 | 7.5161 | 0.12467 | 7 | 0.64075
43876 | 10.8 | 1 | 365 | 12.299 | 0.74945 | 13 | 0.048493
36110 | 4.68 | 1 | 365 | 5.3296 | 0.72476 | 6 | 0.054347
33149 | 7.28 | 1 | 365 | 8.2905 | 0.68296 | 8 | 0.97343
36201 | 9.2 | 1 | 365 | 10.477 | 0.082867 | 10 | 0.55983
36035 | 18 | 1 | 365 | 20.4984 | 0.24909 | 20 | 0.74749
35765 | 10.14 | 1 | 365 | 11.5474 | 0.23699 | 11 | 0.78442
36192 | 13.68 | 1 | 365 | 15.5788 | 0.34931 | 15 | 0.92809
49728 | 11.22 | 1 | 365 | 12.7773 | 0.71193 | 13 | 0.48927
42751 | 7.15 | 1 | 365 | 8.1424 | 0.38505 | 8 | 0.52747
36195 | 7.98 | 1 | 365 | 9.0876 | 0.2871 | 9 | 0.37472
42709 | 10.6 | 1 | 365 | 12.0713 | 0.29113 | 12 | 0.36241
36185 | 7.59 | 1 | 365 | 8.6435 | 0.39337 | 9 | 0.036857
42382 | 6.6 | 1 | 365 | 7.5161 | 0.12467 | 7 | 0.64075
49245 | 7.02 | 1 | 365 | 7.9944 | 0.087144 | 8 | 0.08152
41683 | 7.5 | 1 | 365 | 8.541 | 0.18712 | 8 | 0.72812
36450 | 5.865 | 1 | 365 | 6.6791 | 0.44033 | 7 | 0.11939
43086 | 6.9 | 1 | 365 | 7.8577 | 0.81215 | 8 | 0.66987
41708 | 9.9 | 1 | 365 | 11.2741 | 0.687 | 11 | 0.96112
42050 | 7.02 | 1 | 365 | 7.9944 | 0.087144 | 8 | 0.08152
36685 | 7.28 | 1 | 365 | 8.2905 | 0.68296 | 8 | 0.97343
44430 | 2.85 | 1 | 365 | 3.2456 | 0.53111 | 3 | 0.77669
50752 | 7.54 | 1 | 365 | 8.5866 | 0.27878 | 8 | 0.86534
42130 | 1.88 | 1 | 365 | 2.1409 | 0.30824 | 2 | 0.44918
52330 | 9.01 | 1 | 365 | 10.2606 | 0.64746 | 10 | 0.90805
40731 | 4.77 | 1 | 365 | 5.4321 | 0.93101 | 6 | 0.36308
43702 | 9.9 | 1 | 365 | 11.2741 | 0.687 | 11 | 0.96112
38556 | 8.1 | 1 | 365 | 9.2243 | 0.56209 | 9 | 0.78637
36170 | 10.37 | 1 | 365 | 11.8094 | 0.76406 | 12 | 0.57341
46723 | 7.6 | 1 | 365 | 8.6549 | 0.41628 | 9 | 0.071162
41085 | 6 | 1 | 365 | 6.8328 | 0.7497 | 7 | 0.5825
36686 | 30.78 | 0.9 | 365 | 31.547 | 0.48235 | 32 | 0.029384
36256 | 8.4 | 1 | 365 | 9.5659 | 0.24957 | 9 | 0.81549
36245 | 7.02 | 1 | 365 | 7.9944 | 0.087144 | 8 | 0.08152
44225 | 6.1 | 1 | 365 | 6.9467 | 0.97886 | 7 | 0.92554
35051 | 11.7 | 1 | 365 | 13.324 | 0.81191 | 14 | 0.13587
44231 | 5.7 | 1 | 365 | 6.4912 | 0.062211 | 6 | 0.55337
44243 | 4.41 | 1 | 365 | 5.0221 | 0.10603 | 5 | 0.12813
38259 | 22.89 | 1 | 365 | 26.0671 | 0.45509 | 26 | 0.52222
48861 | 9.52 | 1 | 365 | 10.8414 | 0.81618 | 11 | 0.65756
50138 | 4.16 | 1 | 365 | 4.7374 | 0.53312 | 5 | 0.27053
37429 | 6.75 | 1 | 365 | 7.6869 | 0.46841 | 8 | 0.15531
43417 | 9.92 | 1 | 365 | 11.2969 | 0.73283 | 12 | 0.029727
37547 | 5.215 | 1 | 365 | 5.9388 | 0.95078 | 6 | 0.88962
36987 | 4.76 | 1 | 365 | 5.4207 | 0.90809 | 6 | 0.32878
36312 | 11 | 1 | 365 | 12.5268 | 0.20778 | 12 | 0.73458
38356 | 10.36 | 1 | 365 | 11.798 | 0.74114 | 12 | 0.53911
50786 | 10 | 1 | 365 | 11.388 | 0.91616 | 12 | 0.30416
44297 | 13 | 1 | 365 | 14.8044 | 0.79101 | 15 | 0.59541
44707 | 10.8 | 1 | 365 | 12.299 | 0.74945 | 13 | 0.048493
43158 | 5.83 | 1 | 365 | 6.6392 | 0.36012 | 6 | 0.99933
39034 | 8.16 | 1 | 365 | 9.2926 | 0.69959 | 9 | 0.99219
38922 | 7.905 | 1 | 365 | 9.0022 | 0.11522 | 9 | 0.11744
38588 | 4.59 | 1 | 365 | 5.2271 | 0.51852 | 5 | 0.74561
38579 | 7.5 | 1 | 365 | 8.541 | 0.18712 | 8 | 0.72812
38559 | 7.905 | 1 | 365 | 9.0022 | 0.11522 | 9 | 0.11744
38500 | 8.5 | 1 | 365 | 9.6798 | 0.47874 | 10 | 0.15854
38517 | 7.905 | 1 | 365 | 9.0022 | 0.11522 | 9 | 0.11744
38549 | 8.925 | 1 | 365 | 10.1638 | 0.45267 | 10 | 0.61646
38511 | 9.25 | 1 | 365 | 10.5339 | 0.19745 | 10 | 0.73135
50897 | 8.75 | 1 | 365 | 9.9645 | 0.05164 | 10 | 0.01614
36522 | 9.36 | 1 | 365 | 10.6592 | 0.44953 | 11 | 0.10869
38820 | 11.7 | 1 | 365 | 13.324 | 0.81191 | 14 | 0.13587
38133 | 11.275 | 1 | 365 | 12.84 | 0.83797 | 13 | 0.67794
47087 | 6.3 | 1 | 365 | 7.1744 | 0.43718 | 7 | 0.61162
41307 | 98.7 | 0.9 | 365 | 101.1596 | 0.56425 | 101 | 0.72385
35757 | 14.271 | 1 | 365 | 16.2518 | 0.70365 | 16 | 0.95547
51417 | 3.65 | 1 | 365 | 4.1566 | 0.3644 | 4 | 0.52102
47421 | 5.46 | 1 | 365 | 6.2178 | 0.51222 | 6 | 0.73007
49715 | 3.12 | 1 | 365 | 3.5531 | 0.14984 | 3 | 0.7029
47655 | 4.578 | 1 | 365 | 5.2134 | 0.49102 | 5 | 0.70444
47667 | 5.886 | 1 | 365 | 6.703 | 0.48845 | 7 | 0.19143
38332 | 8.5 | 1 | 365 | 9.6798 | 0.47874 | 10 | 0.15854
36848 | 4.68 | 1 | 365 | 5.3296 | 0.72476 | 6 | 0.054347
45425 | 9.12 | 1 | 365 | 10.3859 | 0.89954 | 11 | 0.28539
77 | 4107.06 | 0.7 | 365 | 3273.9839 | 0.26309 | 3274 | 0.24704
50645 | 5.985 | 1 | 365 | 6.8157 | 0.71532 | 7 | 0.53104
50829 | 6.3 | 1 | 365 | 7.1744 | 0.43718 | 7 | 0.61162
52757 | 7.8 | 1 | 365 | 8.8826 | 0.8746 | 9 | 0.75724
52764 | 8.215 | 1 | 365 | 9.3552 | 0.82563 | 10 | 0.18087
52774 | 6.36 | 1 | 365 | 7.2428 | 0.57468 | 7 | 0.81745
52876 | 12 | 1 | 365 | 13.6656 | 0.49939 | 14 | 0.16499
52821 | 5.7 | 1 | 365 | 6.4912 | 0.062211 | 6 | 0.55337
52595 | 6.6 | 1 | 365 | 7.5161 | 0.12467 | 7 | 0.64075
52580 | 10.8 | 1 | 365 | 12.299 | 0.74945 | 13 | 0.048493
13233 | 2415.42 | 0.8 | 365 | 2200.5442 | 0.17209 | 2200 | 0.71633
248 | 5996.02 | 0.7 | 365 | 4779.7873 | 0.40276 | 4780 | 0.19006
12463 | 1384.32 | 1 | 365 | 1576.4636 | 0.32986 | 1576 | 0.79348
35445 | 5.72 | 1 | 365 | 6.5139 | 0.10804 | 6 | 0.62198
36420 | 5.98 | 1 | 365 | 6.81 | 0.70386 | 7 | 0.51389
33375 | 2.6 | 1 | 365 | 2.9609 | 0.9582 | 3 | 0.91908
48541 | 5.83 | 1 | 365 | 6.6392 | 0.36012 | 6 | 0.99933
43985 | 7.15 | 1 | 365 | 8.1424 | 0.38505 | 8 | 0.52747
36260 | 4.86 | 1 | 365 | 5.5346 | 0.13725 | 5 | 0.67182
42317 | 12.3 | 1 | 365 | 14.0072 | 0.18688 | 14 | 0.19412
44634 | 6.87 | 1 | 365 | 7.8236 | 0.7434 | 8 | 0.56696
41774 | 7.5 | 1 | 365 | 8.541 | 0.18712 | 8 | 0.72812
36174 | 7.44 | 1 | 365 | 8.4727 | 0.049623 | 8 | 0.5223
32567 | 12.6 | 1 | 365 | 14.3489 | 0.87436 | 15 | 0.22324
39185 | 8.925 | 1 | 365 | 10.1638 | 0.45267 | 10 | 0.61646
40391 | 14.04 | 1 | 365 | 15.9888 | 0.17429 | 16 | 0.16304
46443 | 8.4 | 1 | 365 | 9.5659 | 0.24957 | 9 | 0.81549
48853 | 5.04 | 1 | 365 | 5.7396 | 0.54974 | 6 | 0.2893
49683 | 5.72 | 1 | 365 | 6.5139 | 0.10804 | 6 | 0.62198
49165 | 8.1 | 1 | 365 | 9.2243 | 0.56209 | 9 | 0.78637
49684 | 4.2 | 1 | 365 | 4.783 | 0.62479 | 5 | 0.40775
52422 | 5.7 | 1 | 365 | 6.4912 | 0.062211 | 6 | 0.55337
46816 | 5.13 | 1 | 365 | 5.842 | 0.75599 | 6 | 0.59803
45557 | 8.7 | 1 | 365 | 9.9076 | 0.93706 | 10 | 0.84462
48275 | 9.12 | 1 | 365 | 10.3859 | 0.89954 | 11 | 0.28539
45578 | 6.24 | 1 | 365 | 7.1061 | 0.29968 | 7 | 0.4058
49181 | 4.86 | 1 | 365 | 5.5346 | 0.13725 | 5 | 0.67182
52454 | 7.56 | 1 | 365 | 8.6093 | 0.32462 | 8 | 0.93394
52415 | 4.095 | 1 | 365 | 4.6634 | 0.38417 | 5 | 0.047554
52579 | 7.56 | 1 | 365 | 8.6093 | 0.32462 | 8 | 0.93394
45734 | 9.35 | 1 | 365 | 10.6478 | 0.42661 | 11 | 0.07439
36221 | 171.11 | 0.9 | 365 | 175.3741 | 0.90657 | 176 | 0.28063
35486 | 12.19 | 1 | 365 | 13.882 | 0.9348 | 14 | 0.81677
35363 | 9 | 1 | 365 | 10.2492 | 0.62454 | 10 | 0.87374
35918 | 8.4 | 1 | 365 | 9.5659 | 0.24957 | 9 | 0.81549
31573 | 109.14 | 0.9 | 365 | 111.8598 | 0.096273 | 111 | 0.95604
36853 | 8.745 | 1 | 365 | 9.9588 | 0.040182 | 9 | 0.99899
37289 | 9.3 | 1 | 365 | 10.5908 | 0.31203 | 10 | 0.90287
32868 | 40.32 | 0.9 | 365 | 41.3248 | 0.15816 | 41 | 0.48294
43817 | 7.56 | 1 | 365 | 8.6093 | 0.32462 | 8 | 0.93394
34657 | 318.7 | 0.9 | 365 | 326.642 | 0.30422 | 326 | 0.94622
34742 | 74.4 | 0.9 | 365 | 76.254 | 0.44661 | 76 | 0.70066
38655 | 6.6 | 1 | 365 | 7.5161 | 0.12467 | 7 | 0.64075
34738 | 249.6 | 0.9 | 365 | 255.82 | 0.78862 | 256 | 0.60865
34655 | 53.68 | 0.9 | 365 | 55.0177 | 0.71255 | 55 | 0.73026
34715 | 224.64 | 0.9 | 365 | 230.238 | 0.30976 | 230 | 0.54779
46011 | 7.8 | 1 | 365 | 8.8826 | 0.8746 | 9 | 0.75724
45996 | 4.77 | 1 | 365 | 5.4321 | 0.93101 | 6 | 0.36308
46472 | 10.14 | 1 | 365 | 11.5474 | 0.23699 | 11 | 0.78442
43204 | 6.36 | 1 | 365 | 7.2428 | 0.57468 | 7 | 0.81745
50923 | 10.64 | 1 | 365 | 12.1168 | 0.38279 | 12 | 0.49963
45403 | 4.335 | 1 | 365 | 4.9367 | 0.93416 | 5 | 0.87085
37982 | 3.515 | 1 | 365 | 4.0029 | 0.05503 | 4 | 0.057912
43219 | 4.24 | 1 | 365 | 4.8285 | 0.71645 | 5 | 0.54496
44609 | 4.95 | 1 | 365 | 5.6371 | 0.3435 | 5 | 0.98056
48387 | 3 | 1 | 365 | 3.4164 | 0.87485 | 4 | 0.29125
43864 | 8.8 | 1 | 365 | 10.0214 | 0.16622 | 10 | 0.18766
15072 | 4.08 | 1 | 365 | 4.6463 | 0.34979 | 4 | 0.9961
42789 | 7.15 | 1 | 365 | 8.1424 | 0.38505 | 8 | 0.52747
45444 | 13.86 | 1 | 365 | 15.7838 | 0.7618 | 16 | 0.54557
29188 | 7.395 | 1 | 365 | 8.4214 | 0.9465 | 9 | 0.36793
29741 | 3.12 | 1 | 365 | 3.5531 | 0.14984 | 3 | 0.7029
42466 | 10.6 | 1 | 365 | 12.0713 | 0.29113 | 12 | 0.36241
42671 | 10.6 | 1 | 365 | 12.0713 | 0.29113 | 12 | 0.36241
42698 | 9.805 | 1 | 365 | 11.1659 | 0.46929 | 11 | 0.63523
45052 | 3.5 | 1 | 365 | 3.9858 | 0.020656 | 4 | 0.006456
45122 | 5.565 | 1 | 365 | 6.3374 | 0.75284 | 7 | 0.090265
42463 | 5.83 | 1 | 365 | 6.6392 | 0.36012 | 6 | 0.99933
44887 | 5 | 1 | 365 | 5.694 | 0.45808 | 6 | 0.15208
44892 | 10.25 | 1 | 365 | 11.6727 | 0.48906 | 12 | 0.16176
42769 | 6.89 | 1 | 365 | 7.8463 | 0.78923 | 8 | 0.63557
45044 | 11.5 | 1 | 365 | 13.0962 | 0.35358 | 13 | 0.44978
44399 | 8.84 | 1 | 365 | 10.067 | 0.25789 | 10 | 0.32488
42752 | 11.55 | 1 | 365 | 13.1531 | 0.46816 | 13 | 0.6213
48229 | 8.82 | 1 | 365 | 10.0442 | 0.21205 | 10 | 0.25627
41894 | 5.5 | 1 | 365 | 6.2634 | 0.60389 | 6 | 0.86729
41531 | 8.19 | 1 | 365 | 9.3268 | 0.76834 | 10 | 0.095107
43036 | 6.875 | 1 | 365 | 7.8293 | 0.75486 | 8 | 0.58411
48017 | 9.9 | 1 | 365 | 11.2741 | 0.687 | 11 | 0.96112
45661 | 9.625 | 1 | 365 | 10.961 | 0.056804 | 11 | 0.017754
43235 | 13.2 | 1 | 365 | 15.0322 | 0.24933 | 15 | 0.28149
42715 | 7.15 | 1 | 365 | 8.1424 | 0.38505 | 8 | 0.52747
43938 | 5.775 | 1 | 365 | 6.5766 | 0.23408 | 6 | 0.81065
44822 | 7.975 | 1 | 365 | 9.0819 | 0.27564 | 9 | 0.35757
44850 | 5.5 | 1 | 365 | 6.2634 | 0.60389 | 6 | 0.86729
48030 | 12 | 1 | 365 | 13.6656 | 0.49939 | 14 | 0.16499
42765 | 4.95 | 1 | 365 | 5.6371 | 0.3435 | 5 | 0.98056
44826 | 8.1 | 1 | 365 | 9.2243 | 0.56209 | 9 | 0.78637
44871 | 8.16 | 1 | 365 | 9.2926 | 0.69959 | 9 | 0.99219
44916 | 10.2 | 1 | 365 | 11.6158 | 0.37448 | 11 | 0.99024
44983 | 6.63 | 1 | 365 | 7.5502 | 0.19341 | 7 | 0.74366
45013 | 3.57 | 1 | 365 | 4.0655 | 0.18107 | 4 | 0.24659
45063 | 9 | 1 | 365 | 10.2492 | 0.62454 | 10 | 0.87374
44780 | 9.9 | 1 | 365 | 11.2741 | 0.687 | 11 | 0.96112
45041 | 10.25 | 1 | 365 | 11.6727 | 0.48906 | 12 | 0.16176
42802 | 8.32 | 1 | 365 | 9.4748 | 0.066245 | 9 | 0.54106
47596 | 8.06 | 1 | 365 | 9.1787 | 0.47042 | 9 | 0.64915
42779 | 11.825 | 1 | 365 | 13.4663 | 0.098359 | 13 | 0.56467
42787 | 11 | 1 | 365 | 12.5268 | 0.20778 | 12 | 0.73458
42792 | 6.875 | 1 | 365 | 7.8293 | 0.75486 | 8 | 0.58411
42581 | 4.24 | 1 | 365 | 4.8285 | 0.71645 | 5 | 0.54496
42645 | 9.275 | 1 | 365 | 10.5624 | 0.25474 | 10 | 0.81711
43126 | 6.095 | 1 | 365 | 6.941 | 0.9674 | 7 | 0.90839
43884 | 6.325 | 1 | 365 | 7.2029 | 0.49447 | 7 | 0.69738
48969 | 6.89 | 1 | 365 | 7.8463 | 0.78923 | 8 | 0.63557
42571 | 7.155 | 1 | 365 | 8.1481 | 0.39651 | 8 | 0.54463
44907 | 8.5 | 1 | 365 | 9.6798 | 0.47874 | 10 | 0.15854
44782 | 4.335 | 1 | 365 | 4.9367 | 0.93416 | 5 | 0.87085
48033 | 5.5 | 1 | 365 | 6.2634 | 0.60389 | 6 | 0.86729
42535 | 12.375 | 1 | 365 | 14.0927 | 0.35875 | 14 | 0.4514
47984 | 3.06 | 1 | 365 | 3.4847 | 0.012345 | 3 | 0.49707
48534 | 6.12 | 1 | 365 | 6.9695 | 0.02469 | 6 | 0.99415
47992 | 9.3 | 1 | 365 | 10.5908 | 0.31203 | 10 | 0.90287
47312 | 7.54 | 1 | 365 | 8.5866 | 0.27878 | 8 | 0.86534
49301 | 11.73 | 1 | 365 | 13.3581 | 0.88066 | 14 | 0.23878
32185 | 4.16 | 1 | 365 | 4.7374 | 0.53312 | 5 | 0.27053
49348 | 7.54 | 1 | 365 | 8.5866 | 0.27878 | 8 | 0.86534
42272 | 8.525 | 1 | 365 | 9.7083 | 0.53603 | 10 | 0.2443
46043 | 6.05 | 1 | 365 | 6.8897 | 0.86428 | 7 | 0.75402
42573 | 7.975 | 1 | 365 | 9.0819 | 0.27564 | 9 | 0.35757
47900 | 10.45 | 1 | 365 | 11.9005 | 0.94739 | 12 | 0.84785
44740 | 11.5 | 1 | 365 | 13.0962 | 0.35358 | 13 | 0.44978
47878 | 8.25 | 1 | 365 | 9.3951 | 0.90583 | 10 | 0.30093
44979 | 5.25 | 1 | 365 | 5.9787 | 0.030984 | 6 | 0.009684
42830 | 4.4 | 1 | 365 | 5.0107 | 0.08311 | 5 | 0.09383
44904 | 6.25 | 1 | 365 | 7.1175 | 0.3226 | 7 | 0.4401
53282 | 6.6 | 1 | 365 | 7.5161 | 0.12467 | 7 | 0.64075
43020 | 7.95 | 1 | 365 | 9.0535 | 0.21835 | 9 | 0.27181
43803 | 11.925 | 1 | 365 | 13.5802 | 0.32752 | 13 | 0.90771
42730 | 8.48 | 1 | 365 | 9.657 | 0.4329 | 10 | 0.089928
47209 | 7.42 | 1 | 365 | 8.4499 | 0.0037907 | 8 | 0.45369
43065 | 9.54 | 1 | 365 | 10.8642 | 0.86202 | 11 | 0.72617
51711 | 6.63 | 1 | 365 | 7.5502 | 0.19341 | 7 | 0.74366
47380 | 3.445 | 1 | 365 | 3.9232 | 0.89462 | 4 | 0.81778
43942 | 4.505 | 1 | 365 | 5.1303 | 0.32373 | 5 | 0.45402
45129 | 4.24 | 1 | 365 | 4.8285 | 0.71645 | 5 | 0.54496
43824 | 3.71 | 1 | 365 | 4.2249 | 0.5019 | 4 | 0.72684
43069 | 6.89 | 1 | 365 | 7.8463 | 0.78923 | 8 | 0.63557
43586 | 4.68 | 1 | 365 | 5.3296 | 0.72476 | 6 | 0.054347
43159 | 12.1 | 1 | 365 | 13.7795 | 0.72855 | 14 | 0.50803
44830 | 9.075 | 1 | 365 | 10.3346 | 0.79642 | 11 | 0.13103
48023 | 3.64 | 1 | 365 | 4.1452 | 0.34148 | 4 | 0.48671
51332 | 8.4 | 1 | 365 | 9.5659 | 0.24957 | 9 | 0.81549
43034 | 9.54 | 1 | 365 | 10.8642 | 0.86202 | 11 | 0.72617
43546 | 9.35 | 1 | 365 | 10.6478 | 0.42661 | 11 | 0.07439
50927 | 4.8 | 1 | 365 | 5.4662 | 0.99976 | 6 | 0.466
45029 | 5.86 | 1 | 365 | 6.6734 | 0.42887 | 7 | 0.10224
43939 | 6.36 | 1 | 365 | 7.2428 | 0.57468 | 7 | 0.81745
44659 | 6.885 | 1 | 365 | 7.8406 | 0.77778 | 8 | 0.61841
42538 | 4.675 | 1 | 365 | 5.3239 | 0.7133 | 6 | 0.037195
43199 | 5.565 | 1 | 365 | 6.3374 | 0.75284 | 7 | 0.090265
42782 | 8.25 | 1 | 365 | 9.3951 | 0.90583 | 10 | 0.30093
44774 | 12.75 | 1 | 365 | 14.5197 | 0.2181 | 14 | 0.7378
44620 | 5.865 | 1 | 365 | 6.6791 | 0.44033 | 7 | 0.11939
43891 | 11 | 1 | 365 | 12.5268 | 0.20778 | 12 | 0.73458
44410 | 8.32 | 1 | 365 | 9.4748 | 0.066245 | 9 | 0.54106
44760 | 7.425 | 1 | 365 | 8.4556 | 0.015249 | 8 | 0.47084
44383 | 9.36 | 1 | 365 | 10.6592 | 0.44953 | 11 | 0.10869
44853 | 7.42 | 1 | 365 | 8.4499 | 0.0037907 | 8 | 0.45369
42680 | 7.975 | 1 | 365 | 9.0819 | 0.27564 | 9 | 0.35757
44884 | 14 | 1 | 365 | 15.9432 | 0.082624 | 16 | 0.025824
42290 | 3.85 | 1 | 365 | 4.3844 | 0.82272 | 5 | 0.2071
42738 | 10.725 | 1 | 365 | 12.2136 | 0.57758 | 12 | 0.79121
44968 | 4.59 | 1 | 365 | 5.2271 | 0.51852 | 5 | 0.74561
47968 | 8.25 | 1 | 365 | 9.3951 | 0.90583 | 10 | 0.30093
44869 | 6 | 1 | 365 | 6.8328 | 0.7497 | 7 | 0.5825
42732 | 11.55 | 1 | 365 | 13.1531 | 0.46816 | 13 | 0.6213
44611 | 11.75 | 1 | 365 | 13.3809 | 0.92649 | 14 | 0.30739
44823 | 10.71 | 1 | 365 | 12.1965 | 0.54321 | 12 | 0.73976
48077 | 9.1 | 1 | 365 | 10.3631 | 0.85371 | 11 | 0.21679
42639 | 6.36 | 1 | 365 | 7.2428 | 0.57468 | 7 | 0.81745
46522 | 12 | 1 | 365 | 13.6656 | 0.49939 | 14 | 0.16499
42646 | 8.58 | 1 | 365 | 9.7709 | 0.66207 | 10 | 0.43297
44334 | 6.16 | 1 | 365 | 7.015 | 0.11635 | 7 | 0.13136
43996 | 9.62 | 1 | 365 | 10.9553 | 0.045346 | 11 | 0.00060192
42953 | 10.07 | 1 | 365 | 11.4677 | 0.076573 | 11 | 0.54429
49080 | 3.12 | 1 | 365 | 3.5531 | 0.14984 | 3 | 0.7029
42650 | 4.77 | 1 | 365 | 5.4321 | 0.93101 | 6 | 0.36308
51699 | 8.58 | 1 | 365 | 9.7709 | 0.66207 | 10 | 0.43297
51686 | 11.18 | 1 | 365 | 12.7318 | 0.62027 | 13 | 0.35205
51690 | 8.06 | 1 | 365 | 9.1787 | 0.47042 | 9 | 0.64915
51703 | 5.72 | 1 | 365 | 6.5139 | 0.10804 | 6 | 0.62198
51706 | 10.4 | 1 | 365 | 11.8435 | 0.83281 | 12 | 0.67633
51702 | 4.42 | 1 | 365 | 5.0335 | 0.12894 | 5 | 0.16244
32602 | 9.36 | 1 | 365 | 10.6592 | 0.44953 | 11 | 0.10869
51685 | 6.24 | 1 | 365 | 7.1061 | 0.29968 | 7 | 0.4058
50840 | 6.9 | 1 | 365 | 7.8577 | 0.81215 | 8 | 0.66987
42660 | 3.18 | 1 | 365 | 3.6214 | 0.28734 | 3 | 0.90872
44296 | 7.8 | 1 | 365 | 8.8826 | 0.8746 | 9 | 0.75724
42667 | 8.745 | 1 | 365 | 9.9588 | 0.040182 | 9 | 0.99899
44976 | 5.5 | 1 | 365 | 6.2634 | 0.60389 | 6 | 0.86729
43190 | 5.775 | 1 | 365 | 6.5766 | 0.23408 | 6 | 0.81065
42726 | 6.325 | 1 | 365 | 7.2029 | 0.49447 | 7 | 0.69738
44276 | 7.28 | 1 | 365 | 8.2905 | 0.68296 | 8 | 0.97343
44834 | 9.35 | 1 | 365 | 10.6478 | 0.42661 | 11 | 0.07439
42287 | 14.3 | 1 | 365 | 16.2848 | 0.77011 | 17 | 0.054949
51698 | 8.06 | 1 | 365 | 9.1787 | 0.47042 | 9 | 0.64915
51672 | 4.16 | 1 | 365 | 4.7374 | 0.53312 | 5 | 0.27053
51701 | 6.24 | 1 | 365 | 7.1061 | 0.29968 | 7 | 0.4058
36182 | 7.848 | 1 | 365 | 8.9373 | 0.9846 | 9 | 0.9219
49402 | 8 | 1 | 365 | 9.1104 | 0.33293 | 9 | 0.44333
51684 | 3.64 | 1 | 365 | 4.1452 | 0.34148 | 4 | 0.48671
29207 | 10.92 | 1 | 365 | 12.4357 | 0.024447 | 12 | 0.46014
51681 | 6.24 | 1 | 365 | 7.1061 | 0.29968 | 7 | 0.4058
51708 | 6.24 | 1 | 365 | 7.1061 | 0.29968 | 7 | 0.4058
50809 | 8.84 | 1 | 365 | 10.067 | 0.25789 | 10 | 0.32488
41845 | 7.32 | 1 | 365 | 8.336 | 0.77463 | 9 | 0.11065
44530 | 11.78 | 1 | 365 | 13.4151 | 0.99524 | 14 | 0.4103
44387 | 5.04 | 1 | 365 | 5.7396 | 0.54974 | 6 | 0.2893
45716 | 6.2 | 1 | 365 | 7.0606 | 0.20802 | 7 | 0.26858
42719 | 11.275 | 1 | 365 | 12.84 | 0.83797 | 13 | 0.67794
44396 | 10.66 | 1 | 365 | 12.1396 | 0.42863 | 12 | 0.56823
46001 | 6.75 | 1 | 365 | 7.6869 | 0.46841 | 8 | 0.15531
42445 | 3.575 | 1 | 365 | 4.0712 | 0.19253 | 4 | 0.26374
44801 | 6.6 | 1 | 365 | 7.5161 | 0.12467 | 7 | 0.64075
36336 | 8.55 | 1 | 365 | 9.7367 | 0.59332 | 10 | 0.33006
44827 | 2 | 1 | 365 | 2.2776 | 0.58323 | 2 | 0.86083
42750 | 3.85 | 1 | 365 | 4.3844 | 0.82272 | 5 | 0.2071
42283 | 11.825 | 1 | 365 | 13.4663 | 0.098359 | 13 | 0.56467
43225 | 8.215 | 1 | 365 | 9.3552 | 0.82563 | 10 | 0.18087
42493 | 2.915 | 1 | 365 | 3.3196 | 0.68006 | 3 | 0.99966
42693 | 8.525 | 1 | 365 | 9.7083 | 0.53603 | 10 | 0.2443
45038 | 3.315 | 1 | 365 | 3.7751 | 0.59671 | 4 | 0.37183
42733 | 14.3 | 1 | 365 | 16.2848 | 0.77011 | 17 | 0.054949
45018 | 10.25 | 1 | 365 | 11.6727 | 0.48906 | 12 | 0.16176
44270 | 8.1 | 1 | 365 | 9.2243 | 0.56209 | 9 | 0.78637
42809 | 10.07 | 1 | 365 | 11.4677 | 0.076573 | 11 | 0.54429
44488 | 9.25 | 1 | 365 | 10.5339 | 0.19745 | 10 | 0.73135
49221 | 6.5 | 1 | 365 | 7.4022 | 0.8955 | 8 | 0.2977
49213 | 8.58 | 1 | 365 | 9.7709 | 0.66207 | 10 | 0.43297
43236 | 7.155 | 1 | 365 | 8.1481 | 0.39651 | 8 | 0.54463
50857 | 4.16 | 1 | 365 | 4.7374 | 0.53312 | 5 | 0.27053
49105 | 5.46 | 1 | 365 | 6.2178 | 0.51222 | 6 | 0.73007
42631 | 10.6 | 1 | 365 | 12.0713 | 0.29113 | 12 | 0.36241
50864 | 11.44 | 1 | 365 | 13.0279 | 0.21609 | 13 | 0.24396
50828 | 7.28 | 1 | 365 | 8.2905 | 0.68296 | 8 | 0.97343
42544 | 11 | 1 | 365 | 12.5268 | 0.20778 | 12 | 0.73458
45064 | 5.865 | 1 | 365 | 6.6791 | 0.44033 | 7 | 0.11939
50881 | 11.7 | 1 | 365 | 13.324 | 0.81191 | 14 | 0.13587
42725 | 9.35 | 1 | 365 | 10.6478 | 0.42661 | 11 | 0.07439
50900 | 7.8 | 1 | 365 | 8.8826 | 0.8746 | 9 | 0.75724
42713 | 7.95 | 1 | 365 | 9.0535 | 0.21835 | 9 | 0.27181
42653 | 7.95 | 1 | 365 | 9.0535 | 0.21835 | 9 | 0.27181
41668 | 2.6 | 1 | 365 | 2.9609 | 0.9582 | 3 | 0.91908
42635 | 8.215 | 1 | 365 | 9.3552 | 0.82563 | 10 | 0.18087
48634 | 5.98 | 1 | 365 | 6.81 | 0.70386 | 7 | 0.51389
44996 | 10.965 | 1 | 365 | 12.4869 | 0.12757 | 12 | 0.61451
42294 | 6.875 | 1 | 365 | 7.8293 | 0.75486 | 8 | 0.58411
42666 | 9.54 | 1 | 365 | 10.8642 | 0.86202 | 11 | 0.72617
43222 | 6.89 | 1 | 365 | 7.8463 | 0.78923 | 8 | 0.63557
42611 | 5.83 | 1 | 365 | 6.6392 | 0.36012 | 6 | 0.99933
45070 | 11 | 1 | 365 | 12.5268 | 0.20778 | 12 | 0.73458
50945 | 5.72 | 1 | 365 | 6.5139 | 0.10804 | 6 | 0.62198
35809 | 5.4 | 1 | 365 | 6.1495 | 0.37473 | 6 | 0.52425
42617 | 4.4 | 1 | 365 | 5.0107 | 0.08311 | 5 | 0.09383
42623 | 10.6 | 1 | 365 | 12.0713 | 0.29113 | 12 | 0.36241
35808 | 6.93 | 1 | 365 | 7.8919 | 0.8809 | 8 | 0.77278
43241 | 2.915 | 1 | 365 | 3.3196 | 0.68006 | 3 | 0.99966
31912 | 10.14 | 1 | 365 | 11.5474 | 0.23699 | 11 | 0.78442
43242 | 3.18 | 1 | 365 | 3.6214 | 0.28734 | 3 | 0.90872
42626 | 10.6 | 1 | 365 | 12.0713 | 0.29113 | 12 | 0.36241
41310 | 11.725 | 1 | 365 | 13.3524 | 0.8692 | 14 | 0.22163
44616 | 6 | 1 | 365 | 6.8328 | 0.7497 | 7 | 0.5825
45031 | 4.335 | 1 | 365 | 4.9367 | 0.93416 | 5 | 0.87085
35734 | 7.88 | 1 | 365 | 8.9737 | 0.057934 | 9 | 0.031678
48715 | 9.36 | 1 | 365 | 10.6592 | 0.44953 | 11 | 0.10869
48454 | 5.2 | 1 | 365 | 5.9218 | 0.9164 | 6 | 0.83816
32071 | 3.9 | 1 | 365 | 4.4413 | 0.9373 | 5 | 0.37862
49009 | 7.28 | 1 | 365 | 8.2905 | 0.68296 | 8 | 0.97343
46630 | 6.375 | 1 | 365 | 7.2599 | 0.60905 | 7 | 0.8689
51354 | 8.58 | 1 | 365 | 9.7709 | 0.66207 | 10 | 0.43297
51361 | 3.64 | 1 | 365 | 4.1452 | 0.34148 | 4 | 0.48671
51370 | 5.72 | 1 | 365 | 6.5139 | 0.10804 | 6 | 0.62198
51371 | 2.86 | 1 | 365 | 3.257 | 0.55402 | 3 | 0.81099
51425 | 6.24 | 1 | 365 | 7.1061 | 0.29968 | 7 | 0.4058
49002 | 5.46 | 1 | 365 | 6.2178 | 0.51222 | 6 | 0.73007
30988 | 10.92 | 1 | 365 | 12.4357 | 0.024447 | 12 | 0.46014
48457 | 7.54 | 1 | 365 | 8.5866 | 0.27878 | 8 | 0.86534
49084 | 5.2 | 1 | 365 | 5.9218 | 0.9164 | 6 | 0.83816
49004 | 3.64 | 1 | 365 | 4.1452 | 0.34148 | 4 | 0.48671
49005 | 9.88 | 1 | 365 | 11.2513 | 0.64117 | 11 | 0.89251
48917 | 5.72 | 1 | 365 | 6.5139 | 0.10804 | 6 | 0.62198
52478 | 11.685 | 1 | 365 | 13.3069 | 0.77753 | 14 | 0.084411
35674 | 9.12 | 1 | 365 | 10.3859 | 0.89954 | 11 | 0.28539
51356 | 3.12 | 1 | 365 | 3.5531 | 0.14984 | 3 | 0.7029
52598 | 11.025 | 1 | 365 | 12.5553 | 0.26507 | 12 | 0.82034
53225 | 7.29 | 1 | 365 | 8.3019 | 0.70588 | 9 | 0.0077326
52597 | 12.48 | 1 | 365 | 14.2122 | 0.59937 | 14 | 0.81159
52796 | 7.68 | 1 | 365 | 8.746 | 0.59961 | 9 | 0.34559
48653 | 10.4 | 1 | 365 | 11.8435 | 0.83281 | 12 | 0.67633
44434 | 5 | 1 | 365 | 5.694 | 0.45808 | 6 | 0.15208
45314 | 11.96 | 1 | 365 | 13.62 | 0.40773 | 14 | 0.027775
51610 | 6.5 | 1 | 365 | 7.4022 | 0.8955 | 8 | 0.2977
51614 | 7.28 | 1 | 365 | 8.2905 | 0.68296 | 8 | 0.97343
51616 | 4.94 | 1 | 365 | 5.6257 | 0.32058 | 5 | 0.94626
51617 | 4.94 | 1 | 365 | 5.6257 | 0.32058 | 5 | 0.94626
45330 | 2.08 | 1 | 365 | 2.3687 | 0.76656 | 3 | 0.13527
34294 | 3.38 | 1 | 365 | 3.8491 | 0.74566 | 4 | 0.59481
44220 | 7.8 | 1 | 365 | 8.8826 | 0.8746 | 9 | 0.75724
52797 | 10.4 | 1 | 365 | 11.8435 | 0.83281 | 12 | 0.67633
52885 | 7.875 | 1 | 365 | 8.968 | 0.046476 | 9 | 0.014526
51664 | 7.54 | 1 | 365 | 8.5866 | 0.27878 | 8 | 0.86534
51662 | 7.02 | 1 | 365 | 7.9944 | 0.087144 | 8 | 0.08152
48780 | 7.28 | 1 | 365 | 8.2905 | 0.68296 | 8 | 0.97343
49230 | 13 | 1 | 365 | 14.8044 | 0.79101 | 15 | 0.59541
51605 | 4.42 | 1 | 365 | 5.0335 | 0.12894 | 5 | 0.16244
51603 | 5.2 | 1 | 365 | 5.9218 | 0.9164 | 6 | 0.83816
51787 | 6.24 | 1 | 365 | 7.1061 | 0.29968 | 7 | 0.4058
51784 | 3.64 | 1 | 365 | 4.1452 | 0.34148 | 4 | 0.48671
51781 | 12.48 | 1 | 365 | 14.2122 | 0.59937 | 14 | 0.81159
51778 | 5.2 | 1 | 365 | 5.9218 | 0.9164 | 6 | 0.83816
51789 | 5.46 | 1 | 365 | 6.2178 | 0.51222 | 6 | 0.73007
22918 | 9.1 | 1 | 365 | 10.3631 | 0.85371 | 11 | 0.21679
32319 | 10.4 | 1 | 365 | 11.8435 | 0.83281 | 12 | 0.67633
33873 | 7.02 | 1 | 365 | 7.9944 | 0.087144 | 8 | 0.08152
38991 | 3.38 | 1 | 365 | 3.8491 | 0.74566 | 4 | 0.59481
48751 | 4.42 | 1 | 365 | 5.0335 | 0.12894 | 5 | 0.16244
51358 | 8.06 | 1 | 365 | 9.1787 | 0.47042 | 9 | 0.64915
51359 | 5.46 | 1 | 365 | 6.2178 | 0.51222 | 6 | 0.73007
51770 | 5.72 | 1 | 365 | 6.5139 | 0.10804 | 6 | 0.62198
51768 | 9.1 | 1 | 365 | 10.3631 | 0.85371 | 11 | 0.21679
51720 | 3.12 | 1 | 365 | 3.5531 | 0.14984 | 3 | 0.7029
49110 | 5.46 | 1 | 365 | 6.2178 | 0.51222 | 6 | 0.73007
51801 | 4.77 | 1 | 365 | 5.4321 | 0.93101 | 6 | 0.36308
51765 | 9.36 | 1 | 365 | 10.6592 | 0.44953 | 11 | 0.10869
51844 | 2.34 | 1 | 365 | 2.6648 | 0.36238 | 3 | 0.027173
51840 | 7.02 | 1 | 365 | 7.9944 | 0.087144 | 8 | 0.08152
52894 | 6.6 | 1 | 365 | 7.5161 | 0.12467 | 7 | 0.64075
52901 | 9.6 | 1 | 365 | 10.9325 | 0.99951 | 11 | 0.93199
51810 | 10.66 | 1 | 365 | 12.1396 | 0.42863 | 12 | 0.56823
43113 | 8.575 | 1 | 365 | 9.7652 | 0.65061 | 10 | 0.41582
29902 | 6.5 | 1 | 365 | 7.4022 | 0.8955 | 8 | 0.2977
51831 | 4.16 | 1 | 365 | 4.7374 | 0.53312 | 5 | 0.27053
52953 | 5.46 | 1 | 365 | 6.2178 | 0.51222 | 6 | 0.73007
51232 | 7.02 | 1 | 365 | 7.9944 | 0.087144 | 8 | 0.08152
39272 | 8.32 | 1 | 365 | 9.4748 | 0.066245 | 9 | 0.54106
41156 | 5.98 | 1 | 365 | 6.81 | 0.70386 | 7 | 0.51389
51229 | 6.76 | 1 | 365 | 7.6983 | 0.49132 | 8 | 0.18961
37695 | 3.12 | 1 | 365 | 3.5531 | 0.14984 | 3 | 0.7029
51821 | 4.68 | 1 | 365 | 5.3296 | 0.72476 | 6 | 0.054347
51820 | 2.6 | 1 | 365 | 2.9609 | 0.9582 | 3 | 0.91908
48642 | 9.36 | 1 | 365 | 10.6592 | 0.44953 | 11 | 0.10869
51819 | 4.94 | 1 | 365 | 5.6257 | 0.32058 | 5 | 0.94626
51818 | 4.16 | 1 | 365 | 4.7374 | 0.53312 | 5 | 0.27053
49226 | 2.34 | 1 | 365 | 2.6648 | 0.36238 | 3 | 0.027173
51809 | 5.98 | 1 | 365 | 6.81 | 0.70386 | 7 | 0.51389
51806 | 7.28 | 1 | 365 | 8.2905 | 0.68296 | 8 | 0.97343
48633 | 9.1 | 1 | 365 | 10.3631 | 0.85371 | 11 | 0.21679
34352 | 11.7 | 1 | 365 | 13.324 | 0.81191 | 14 | 0.13587
48656 | 3.64 | 1 | 365 | 4.1452 | 0.34148 | 4 | 0.48671
48436 | 6.5 | 1 | 365 | 7.4022 | 0.8955 | 8 | 0.2977
43275 | 7.28 | 1 | 365 | 8.2905 | 0.68296 | 8 | 0.97343
51791 | 3.12 | 1 | 365 | 3.5531 | 0.14984 | 3 | 0.7029
51797 | 4.68 | 1 | 365 | 5.3296 | 0.72476 | 6 | 0.054347
37862 | 3.64 | 1 | 365 | 4.1452 | 0.34148 | 4 | 0.48671
34274 | 8.32 | 1 | 365 | 9.4748 | 0.066245 | 9 | 0.54106
33680 | 4.42 | 1 | 365 | 5.0335 | 0.12894 | 5 | 0.16244
47368 | 7.54 | 1 | 365 | 8.5866 | 0.27878 | 8 | 0.86534
53106 | 12.4 | 1 | 365 | 14.1211 | 0.41604 | 14 | 0.53716
53108 | 13.76 | 1 | 365 | 15.6699 | 0.53264 | 16 | 0.20252
45453 | 2.34 | 1 | 365 | 2.6648 | 0.36238 | 3 | 0.027173
51794 | 2.34 | 1 | 365 | 2.6648 | 0.36238 | 3 | 0.027173
51796 | 11.96 | 1 | 365 | 13.62 | 0.40773 | 14 | 0.027775
51785 | 4.16 | 1 | 365 | 4.7374 | 0.53312 | 5 | 0.27053
51749 | 6.5 | 1 | 365 | 7.4022 | 0.8955 | 8 | 0.2977
51906 | 4.59 | 1 | 365 | 5.2271 | 0.51852 | 5 | 0.74561
24250 | 6.76 | 1 | 365 | 7.6983 | 0.49132 | 8 | 0.18961
51756 | 7.54 | 1 | 365 | 8.5866 | 0.27878 | 8 | 0.86534
51600 | 8.58 | 1 | 365 | 9.7709 | 0.66207 | 10 | 0.43297
51852 | 7.02 | 1 | 365 | 7.9944 | 0.087144 | 8 | 0.08152
24264 | 5.2 | 1 | 365 | 5.9218 | 0.9164 | 6 | 0.83816
37967 | 15.6 | 1 | 365 | 17.7653 | 0.74921 | 18 | 0.51449
53109 | 8.96 | 1 | 365 | 10.2036 | 0.53288 | 10 | 0.73653
33644 | 7.02 | 1 | 365 | 7.9944 | 0.087144 | 8 | 0.08152
27727 | 9 | 1 | 365 | 10.2492 | 0.62454 | 10 | 0.87374
51535 | 5.2 | 1 | 365 | 5.9218 | 0.9164 | 6 | 0.83816
51563 | 8.06 | 1 | 365 | 9.1787 | 0.47042 | 9 | 0.64915
22138 | 5.98 | 1 | 365 | 6.81 | 0.70386 | 7 | 0.51389
30531 | 4.68 | 1 | 365 | 5.3296 | 0.72476 | 6 | 0.054347
31962 | 11.18 | 1 | 365 | 12.7318 | 0.62027 | 13 | 0.35205
51406 | 8.06 | 1 | 365 | 9.1787 | 0.47042 | 9 | 0.64915
51621 | 5.98 | 1 | 365 | 6.81 | 0.70386 | 7 | 0.51389
16626 | 6.885 | 1 | 365 | 7.8406 | 0.77778 | 8 | 0.61841
50906 | 7.02 | 1 | 365 | 7.9944 | 0.087144 | 8 | 0.08152
35614 | 7.54 | 1 | 365 | 8.5866 | 0.27878 | 8 | 0.86534
51872 | 12.22 | 1 | 365 | 13.9161 | 0.0035475 | 13 | 0.91968
33097 | 6.5 | 1 | 365 | 7.4022 | 0.8955 | 8 | 0.2977
51836 | 9.36 | 1 | 365 | 10.6592 | 0.44953 | 11 | 0.10869
51835 | 4.42 | 1 | 365 | 5.0335 | 0.12894 | 5 | 0.16244
51849 | 3.9 | 1 | 365 | 4.4413 | 0.9373 | 5 | 0.37862
51846 | 8.58 | 1 | 365 | 9.7709 | 0.66207 | 10 | 0.43297
51936 | 7.28 | 1 | 365 | 8.2905 | 0.68296 | 8 | 0.97343
51935 | 9.88 | 1 | 365 | 11.2513 | 0.64117 | 11 | 0.89251
29921 | 2.805 | 1 | 365 | 3.1943 | 0.42798 | 3 | 0.62232
53218 | 5.58 | 1 | 365 | 6.3545 | 0.78722 | 7 | 0.14172
51571 | 11.18 | 1 | 365 | 12.7318 | 0.62027 | 13 | 0.35205
51577 | 6.24 | 1 | 365 | 7.1061 | 0.29968 | 7 | 0.4058
51567 | 8.32 | 1 | 365 | 9.4748 | 0.066245 | 9 | 0.54106
51560 | 6.5 | 1 | 365 | 7.4022 | 0.8955 | 8 | 0.2977
51566 | 5.46 | 1 | 365 | 6.2178 | 0.51222 | 6 | 0.73007
53220 | 11.025 | 1 | 365 | 12.5553 | 0.26507 | 12 | 0.82034
51564 | 8.32 | 1 | 365 | 9.4748 | 0.066245 | 9 | 0.54106
50876 | 9.62 | 1 | 365 | 10.9553 | 0.045346 | 11 | 0.00060192
49211 | 6.76 | 1 | 365 | 7.6983 | 0.49132 | 8 | 0.18961
53221 | 6.84 | 1 | 365 | 7.7894 | 0.67465 | 8 | 0.46405
48666 | 9.36 | 1 | 365 | 10.6592 | 0.44953 | 11 | 0.10869
51934 | 8.84 | 1 | 365 | 10.067 | 0.25789 | 10 | 0.32488
51125 | 8.64 | 1 | 365 | 9.8392 | 0.79956 | 10 | 0.63879
51933 | 5.2 | 1 | 365 | 5.9218 | 0.9164 | 6 | 0.83816
50851 | 8.06 | 1 | 365 | 9.1787 | 0.47042 | 9 | 0.64915
50813 | 5.72 | 1 | 365 | 6.5139 | 0.10804 | 6 | 0.62198
51930 | 6.76 | 1 | 365 | 7.6983 | 0.49132 | 8 | 0.18961
51718 | 7.54 | 1 | 365 | 8.5866 | 0.27878 | 8 | 0.86534
51668 | 4.16 | 1 | 365 | 4.7374 | 0.53312 | 5 | 0.27053
46261 | 13.8 | 1 | 365 | 15.7154 | 0.6243 | 16 | 0.33974
44503 | 4.48 | 1 | 365 | 5.1018 | 0.26644 | 5 | 0.36826
51585 | 7.02 | 1 | 365 | 7.9944 | 0.087144 | 8 | 0.08152
51918 | 5.98 | 1 | 365 | 6.81 | 0.70386 | 7 | 0.51389
48904 | 7.54 | 1 | 365 | 8.5866 | 0.27878 | 8 | 0.86534
44226 | 9.88 | 1 | 365 | 11.2513 | 0.64117 | 11 | 0.89251
50950 | 6.24 | 1 | 365 | 7.1061 | 0.29968 | 7 | 0.4058
44285 | 8.06 | 1 | 365 | 9.1787 | 0.47042 | 9 | 0.64915
51587 | 2.86 | 1 | 365 | 3.257 | 0.55402 | 3 | 0.81099
51579 | 8.84 | 1 | 365 | 10.067 | 0.25789 | 10 | 0.32488
51924 | 5.98 | 1 | 365 | 6.81 | 0.70386 | 7 | 0.51389
48646 | 6.24 | 1 | 365 | 7.1061 | 0.29968 | 7 | 0.4058
48764 | 5.2 | 1 | 365 | 5.9218 | 0.9164 | 6 | 0.83816
49098 | 4.68 | 1 | 365 | 5.3296 | 0.72476 | 6 | 0.054347
48679 | 5.98 | 1 | 365 | 6.81 | 0.70386 | 7 | 0.51389
45276 | 9.315 | 1 | 365 | 10.6079 | 0.3464 | 10 | 0.95433
48809 | 10.14 | 1 | 365 | 11.5474 | 0.23699 | 11 | 0.78442
49218 | 10.66 | 1 | 365 | 12.1396 | 0.42863 | 12 | 0.56823
48744 | 2.08 | 1 | 365 | 2.3687 | 0.76656 | 3 | 0.13527
48689 | 10.66 | 1 | 365 | 12.1396 | 0.42863 | 12 | 0.56823
50885 | 13.26 | 1 | 365 | 15.1005 | 0.38683 | 15 | 0.48732
51753 | 10.66 | 1 | 365 | 12.1396 | 0.42863 | 12 | 0.56823
48938 | 8.06 | 1 | 365 | 9.1787 | 0.47042 | 9 | 0.64915
51748 | 6.24 | 1 | 365 | 7.1061 | 0.29968 | 7 | 0.4058
51746 | 9.36 | 1 | 365 | 10.6592 | 0.44953 | 11 | 0.10869
51747 | 6.5 | 1 | 365 | 7.4022 | 0.8955 | 8 | 0.2977
51745 | 4.16 | 1 | 365 | 4.7374 | 0.53312 | 5 | 0.27053
51736 | 9.62 | 1 | 365 | 10.9553 | 0.045346 | 11 | 0.00060192
51735 | 7.02 | 1 | 365 | 7.9944 | 0.087144 | 8 | 0.08152
51717 | 5.46 | 1 | 365 | 6.2178 | 0.51222 | 6 | 0.73007
51730 | 7.02 | 1 | 365 | 7.9944 | 0.087144 | 8 | 0.08152
50812 | 9.62 | 1 | 365 | 10.9553 | 0.045346 | 11 | 0.00060192
51729 | 3.64 | 1 | 365 | 4.1452 | 0.34148 | 4 | 0.48671
51719 | 3.64 | 1 | 365 | 4.1452 | 0.34148 | 4 | 0.48671
51724 | 2.34 | 1 | 365 | 2.6648 | 0.36238 | 3 | 0.027173
51673 | 9.36 | 1 | 365 | 10.6592 | 0.44953 | 11 | 0.10869
37463 | 6.72 | 1 | 365 | 7.6527 | 0.39966 | 8 | 0.052396
33290 | 5.46 | 1 | 365 | 6.2178 | 0.51222 | 6 | 0.73007
51910 | 9.88 | 1 | 365 | 11.2513 | 0.64117 | 11 | 0.89251
49923 | 9.9 | 1 | 365 | 11.2741 | 0.687 | 11 | 0.96112
36999 | 9.1 | 1 | 365 | 10.3631 | 0.85371 | 11 | 0.21679
51939 | 3.9 | 1 | 365 | 4.4413 | 0.9373 | 5 | 0.37862
51917 | 5.72 | 1 | 365 | 6.5139 | 0.10804 | 6 | 0.62198
51920 | 7.02 | 1 | 365 | 7.9944 | 0.087144 | 8 | 0.08152
52065 | 3.64 | 1 | 365 | 4.1452 | 0.34148 | 4 | 0.48671
36669 | 8.32 | 1 | 365 | 9.4748 | 0.066245 | 9 | 0.54106
52056 | 3.38 | 1 | 365 | 3.8491 | 0.74566 | 4 | 0.59481
34414 | 5.2 | 1 | 365 | 5.9218 | 0.9164 | 6 | 0.83816
33486 | 7.54 | 1 | 365 | 8.5866 | 0.27878 | 8 | 0.86534
32231 | 10.92 | 1 | 365 | 12.4357 | 0.024447 | 12 | 0.46014
49948 | 10.2 | 1 | 365 | 11.6158 | 0.37448 | 11 | 0.99024
31766 | 7.28 | 1 | 365 | 8.2905 | 0.68296 | 8 | 0.97343
21537 | 4.94 | 1 | 365 | 5.6257 | 0.32058 | 5 | 0.94626
51967 | 9.62 | 1 | 365 | 10.9553 | 0.045346 | 11 | 0.00060192
52019 | 4.94 | 1 | 365 | 5.6257 | 0.32058 | 5 | 0.94626
52017 | 8.84 | 1 | 365 | 10.067 | 0.25789 | 10 | 0.32488
43827 | 9.45 | 1 | 365 | 10.7617 | 0.65577 | 11 | 0.41743
51980 | 13.26 | 1 | 365 | 15.1005 | 0.38683 | 15 | 0.48732
43917 | 10.14 | 1 | 365 | 11.5474 | 0.23699 | 11 | 0.78442
51973 | 6.5 | 1 | 365 | 7.4022 | 0.8955 | 8 | 0.2977
51962 | 6.5 | 1 | 365 | 7.4022 | 0.8955 | 8 | 0.2977
36261 | 7.56 | 1 | 365 | 8.6093 | 0.32462 | 8 | 0.93394
49016 | 4.16 | 1 | 365 | 4.7374 | 0.53312 | 5 | 0.27053
44693 | 6.21 | 1 | 365 | 7.0719 | 0.23094 | 7 | 0.30288
48918 | 12.22 | 1 | 365 | 13.9161 | 0.0035475 | 13 | 0.91968
50069 | 13.725 | 1 | 365 | 15.63 | 0.45243 | 16 | 0.08246
52110 | 10.92 | 1 | 365 | 12.4357 | 0.024447 | 12 | 0.46014
52050 | 4.68 | 1 | 365 | 5.3296 | 0.72476 | 6 | 0.054347
48674 | 4.94 | 1 | 365 | 5.6257 | 0.32058 | 5 | 0.94626
48967 | 5.72 | 1 | 365 | 6.5139 | 0.10804 | 6 | 0.62198
31969 | 4.68 | 1 | 365 | 5.3296 | 0.72476 | 6 | 0.054347
52149 | 9.88 | 1 | 365 | 11.2513 | 0.64117 | 11 | 0.89251
52148 | 7.8 | 1 | 365 | 8.8826 | 0.8746 | 9 | 0.75724
52147 | 4.16 | 1 | 365 | 4.7374 | 0.53312 | 5 | 0.27053
52146 | 2.34 | 1 | 365 | 2.6648 | 0.36238 | 3 | 0.027173
52135 | 9.945 | 1 | 365 | 11.3254 | 0.79012 | 12 | 0.11549
32032 | 3.9 | 1 | 365 | 4.4413 | 0.9373 | 5 | 0.37862
52132 | 5.72 | 1 | 365 | 6.5139 | 0.10804 | 6 | 0.62198
27349 | 7.8 | 1 | 365 | 8.8826 | 0.8746 | 9 | 0.75724
52240 | 7.8 | 1 | 365 | 8.8826 | 0.8746 | 9 | 0.75724
32222 | 6.76 | 1 | 365 | 7.6983 | 0.49132 | 8 | 0.18961
52256 | 7.54 | 1 | 365 | 8.5866 | 0.27878 | 8 | 0.86534
52255 | 8.06 | 1 | 365 | 9.1787 | 0.47042 | 9 | 0.64915
52468 | 6.24 | 1 | 365 | 7.1061 | 0.29968 | 7 | 0.4058
52257 | 5.46 | 1 | 365 | 6.2178 | 0.51222 | 6 | 0.73007
52260 | 3.64 | 1 | 365 | 4.1452 | 0.34148 | 4 | 0.48671
52251 | 12.22 | 1 | 365 | 13.9161 | 0.0035475 | 13 | 0.91968
52246 | 8.32 | 1 | 365 | 9.4748 | 0.066245 | 9 | 0.54106
52243 | 5.46 | 1 | 365 | 6.2178 | 0.51222 | 6 | 0.73007
52254 | 5.98 | 1 | 365 | 6.81 | 0.70386 | 7 | 0.51389
52253 | 9.88 | 1 | 365 | 11.2513 | 0.64117 | 11 | 0.89251
52249 | 8.06 | 1 | 365 | 9.1787 | 0.47042 | 9 | 0.64915
52245 | 7.8 | 1 | 365 | 8.8826 | 0.8746 | 9 | 0.75724
52236 | 8.84 | 1 | 365 | 10.067 | 0.25789 | 10 | 0.32488
52232 | 9.1 | 1 | 365 | 10.3631 | 0.85371 | 11 | 0.21679
52230 | 9.62 | 1 | 365 | 10.9553 | 0.045346 | 11 | 0.00060192
52226 | 16.9 | 1 | 365 | 19.2457 | 0.72831 | 19 | 0.97403
52208 | 4.94 | 1 | 365 | 5.6257 | 0.32058 | 5 | 0.94626
52186 | 5.2 | 1 | 365 | 5.9218 | 0.9164 | 6 | 0.83816
52202 | 3.38 | 1 | 365 | 3.8491 | 0.74566 | 4 | 0.59481
52302 | 4.68 | 1 | 365 | 5.3296 | 0.72476 | 6 | 0.054347
52301 | 8.58 | 1 | 365 | 9.7709 | 0.66207 | 10 | 0.43297
52314 | 6.5 | 1 | 365 | 7.4022 | 0.8955 | 8 | 0.2977
52287 | 12.48 | 1 | 365 | 14.2122 | 0.59937 | 14 | 0.81159
52290 | 8.06 | 1 | 365 | 9.1787 | 0.47042 | 9 | 0.64915
52600 | 6 | 1 | 365 | 6.8328 | 0.7497 | 7 | 0.5825
52286 | 4.42 | 1 | 365 | 5.0335 | 0.12894 | 5 | 0.16244
52285 | 4.94 | 1 | 365 | 5.6257 | 0.32058 | 5 | 0.94626
52284 | 3.9 | 1 | 365 | 4.4413 | 0.9373 | 5 | 0.37862
52281 | 3.38 | 1 | 365 | 3.8491 | 0.74566 | 4 | 0.59481
52279 | 4.16 | 1 | 365 | 4.7374 | 0.53312 | 5 | 0.27053
51985 | 9.9 | 1 | 365 | 11.2741 | 0.687 | 11 | 0.96112
52278 | 4.94 | 1 | 365 | 5.6257 | 0.32058 | 5 | 0.94626
32248 | 77.805 | 0.9 | 365 | 79.7439 | 0.46926 | 80 | 0.21317
34773 | 175.76 | 0.9 | 365 | 180.1399 | 0.49699 | 180 | 0.63692
34766 | 252.34 | 0.9 | 365 | 258.6283 | 0.43974 | 259 | 0.068056
34583 | 113.84 | 0.9 | 365 | 116.6769 | 0.78981 | 117 | 0.4667
34814 | 84.18 | 0.9 | 365 | 86.2778 | 0.61741 | 86 | 0.89518
34726 | 340.38 | 0.9 | 365 | 348.8623 | 0.018229 | 348 | 0.8805
34761 | 170.73 | 0.9 | 365 | 174.9846 | 0.12284 | 175 | 0.10743
28927 | 4.68 | 1 | 365 | 5.3296 | 0.72476 | 6 | 0.054347
52268 | 5.2 | 1 | 365 | 5.9218 | 0.9164 | 6 | 0.83816
52231 | 3.38 | 1 | 365 | 3.8491 | 0.74566 | 4 | 0.59481
52271 | 3.64 | 1 | 365 | 4.1452 | 0.34148 | 4 | 0.48671
51795 | 5.72 | 1 | 365 | 6.5139 | 0.10804 | 6 | 0.62198
52098 | 2.08 | 1 | 365 | 2.3687 | 0.76656 | 3 | 0.13527
52310 | 7.54 | 1 | 365 | 8.5866 | 0.27878 | 8 | 0.86534
52101 | 5.46 | 1 | 365 | 6.2178 | 0.51222 | 6 | 0.73007
52244 | 6.5 | 1 | 365 | 7.4022 | 0.8955 | 8 | 0.2977
38507 | 3.38 | 1 | 365 | 3.8491 | 0.74566 | 4 | 0.59481
52227 | 7.8 | 1 | 365 | 8.8826 | 0.8746 | 9 | 0.75724
52095 | 3.64 | 1 | 365 | 4.1452 | 0.34148 | 4 | 0.48671
52200 | 3.9 | 1 | 365 | 4.4413 | 0.9373 | 5 | 0.37862
52094 | 9.36 | 1 | 365 | 10.6592 | 0.44953 | 11 | 0.10869
42309 | 4.68 | 1 | 365 | 5.3296 | 0.72476 | 6 | 0.054347
52205 | 10.92 | 1 | 365 | 12.4357 | 0.024447 | 12 | 0.46014
21515 | 5.2 | 1 | 365 | 5.9218 | 0.9164 | 6 | 0.83816
52295 | 9.36 | 1 | 365 | 10.6592 | 0.44953 | 11 | 0.10869
52057 | 10.4 | 1 | 365 | 11.8435 | 0.83281 | 12 | 0.67633
52070 | 9.1 | 1 | 365 | 10.3631 | 0.85371 | 11 | 0.21679
52081 | 10.92 | 1 | 365 | 12.4357 | 0.024447 | 12 | 0.46014
51763 | 3.9 | 1 | 365 | 4.4413 | 0.9373 | 5 | 0.37862
52382 | 12.48 | 1 | 365 | 14.2122 | 0.59937 | 14 | 0.81159
34975 | 28.35 | 0.9 | 365 | 29.0565 | 0.47058 | 29 | 0.52706
52381 | 8.84 | 1 | 365 | 10.067 | 0.25789 | 10 | 0.32488
52350 | 6.76 | 1 | 365 | 7.6983 | 0.49132 | 8 | 0.18961
52347 | 8.32 | 1 | 365 | 9.4748 | 0.066245 | 9 | 0.54106
52358 | 7.28 | 1 | 365 | 8.2905 | 0.68296 | 8 | 0.97343
52357 | 8.06 | 1 | 365 | 9.1787 | 0.47042 | 9 | 0.64915
37955 | 6.76 | 1 | 365 | 7.6983 | 0.49132 | 8 | 0.18961
21322 | 9.396 | 1 | 365 | 10.7002 | 0.53202 | 11 | 0.23219
15886 | 11.22 | 1 | 365 | 12.7773 | 0.71193 | 13 | 0.48927
52393 | 4.68 | 1 | 365 | 5.3296 | 0.72476 | 6 | 0.054347
52345 | 2.34 | 1 | 365 | 2.6648 | 0.36238 | 3 | 0.027173
49405 | 12.6 | 1 | 365 | 14.3489 | 0.87436 | 15 | 0.22324
52346 | 4.42 | 1 | 365 | 5.0335 | 0.12894 | 5 | 0.16244
52338 | 6.76 | 1 | 365 | 7.6983 | 0.49132 | 8 | 0.18961
52333 | 10.92 | 1 | 365 | 12.4357 | 0.024447 | 12 | 0.46014
52332 | 11.18 | 1 | 365 | 12.7318 | 0.62027 | 13 | 0.35205
52322 | 4.68 | 1 | 365 | 5.3296 | 0.72476 | 6 | 0.054347
52315 | 8.32 | 1 | 365 | 9.4748 | 0.066245 | 9 | 0.54106
52312 | 8.06 | 1 | 365 | 9.1787 | 0.47042 | 9 | 0.64915
51734 | 12.74 | 1 | 365 | 14.5083 | 0.19519 | 14 | 0.7035
43934 | 92.16 | 0.9 | 365 | 94.4566 | 0.075798 | 94 | 0.53242
52076 | 7.8 | 1 | 365 | 8.8826 | 0.8746 | 9 | 0.75724
37870 | 5.2 | 1 | 365 | 5.9218 | 0.9164 | 6 | 0.83816
52470 | 9.1 | 1 | 365 | 10.3631 | 0.85371 | 11 | 0.21679
52463 | 13.26 | 1 | 365 | 15.1005 | 0.38683 | 15 | 0.48732
52459 | 9.36 | 1 | 365 | 10.6592 | 0.44953 | 11 | 0.10869
52133 | 1.56 | 1 | 365 | 1.7765 | 0.57492 | 2 | 0.35145
52453 | 10.4 | 1 | 365 | 11.8435 | 0.83281 | 12 | 0.67633
52130 | 6.24 | 1 | 365 | 7.1061 | 0.29968 | 7 | 0.4058
37027 | 101.4 | 0.9 | 365 | 103.9269 | 0.13288 | 104 | 0.059764
52125 | 13.52 | 1 | 365 | 15.3966 | 0.98265 | 16 | 0.37922
52122 | 9.36 | 1 | 365 | 10.6592 | 0.44953 | 11 | 0.10869
52155 | 8.84 | 1 | 365 | 10.067 | 0.25789 | 10 | 0.32488
52364 | 9.36 | 1 | 365 | 10.6592 | 0.44953 | 11 | 0.10869
44502 | 6.72 | 1 | 365 | 7.6527 | 0.39966 | 8 | 0.052396
50843 | 12.22 | 1 | 365 | 13.9161 | 0.0035475 | 13 | 0.91968
52424 | 4.42 | 1 | 365 | 5.0335 | 0.12894 | 5 | 0.16244
36497 | 10.66 | 1 | 365 | 12.1396 | 0.42863 | 12 | 0.56823
52433 | 9.88 | 1 | 365 | 11.2513 | 0.64117 | 11 | 0.89251
52174 | 8.06 | 1 | 365 | 9.1787 | 0.47042 | 9 | 0.64915
52170 | 4.94 | 1 | 365 | 5.6257 | 0.32058 | 5 | 0.94626
32387 | 8.32 | 1 | 365 | 9.4748 | 0.066245 | 9 | 0.54106
52168 | 10.4 | 1 | 365 | 11.8435 | 0.83281 | 12 | 0.67633
32111 | 16.64 | 1 | 365 | 18.9496 | 0.13249 | 19 | 0.082122
52117 | 13 | 1 | 365 | 14.8044 | 0.79101 | 15 | 0.59541
52118 | 12.74 | 1 | 365 | 14.5083 | 0.19519 | 14 | 0.7035
51937 | 11.7 | 1 | 365 | 13.324 | 0.81191 | 14 | 0.13587
52178 | 10.4 | 1 | 365 | 11.8435 | 0.83281 | 12 | 0.67633
32663 | 8.06 | 1 | 365 | 9.1787 | 0.47042 | 9 | 0.64915
51926 | 6.24 | 1 | 365 | 7.1061 | 0.29968 | 7 | 0.4058
49140 | 8.06 | 1 | 365 | 9.1787 | 0.47042 | 9 | 0.64915
52392 | 4.16 | 1 | 365 | 4.7374 | 0.53312 | 5 | 0.27053
52390 | 8.58 | 1 | 365 | 9.7709 | 0.66207 | 10 | 0.43297
52385 | 11.7 | 1 | 365 | 13.324 | 0.81191 | 14 | 0.13587
30218 | 7.28 | 1 | 365 | 8.2905 | 0.68296 | 8 | 0.97343
52488 | 7.54 | 1 | 365 | 8.5866 | 0.27878 | 8 | 0.86534
52536 | 7.28 | 1 | 365 | 8.2905 | 0.68296 | 8 | 0.97343
52150 | 4.16 | 1 | 365 | 4.7374 | 0.53312 | 5 | 0.27053
52534 | 7.54 | 1 | 365 | 8.5866 | 0.27878 | 8 | 0.86534
45367 | 8.84 | 1 | 365 | 10.067 | 0.25789 | 10 | 0.32488
52068 | 3.64 | 1 | 365 | 4.1452 | 0.34148 | 4 | 0.48671
52516 | 2.86 | 1 | 365 | 3.257 | 0.55402 | 3 | 0.81099
49681 | 8.97 | 1 | 365 | 10.215 | 0.5558 | 10 | 0.77083
52499 | 4.16 | 1 | 365 | 4.7374 | 0.53312 | 5 | 0.27053
52138 | 8.32 | 1 | 365 | 9.4748 | 0.066245 | 9 | 0.54106
52139 | 3.825 | 1 | 365 | 4.3559 | 0.76543 | 5 | 0.12134
52532 | 7.8 | 1 | 365 | 8.8826 | 0.8746 | 9 | 0.75724
52140 | 4.94 | 1 | 365 | 5.6257 | 0.32058 | 5 | 0.94626
52505 | 13 | 1 | 365 | 14.8044 | 0.79101 | 15 | 0.59541
52141 | 8.58 | 1 | 365 | 9.7709 | 0.66207 | 10 | 0.43297
52502 | 7.02 | 1 | 365 | 7.9944 | 0.087144 | 8 | 0.08152
52121 | 5.2 | 1 | 365 | 5.9218 | 0.9164 | 6 | 0.83816
52489 | 5.2 | 1 | 365 | 5.9218 | 0.9164 | 6 | 0.83816
52116 | 5.2 | 1 | 365 | 5.9218 | 0.9164 | 6 | 0.83816
52482 | 5.46 | 1 | 365 | 6.2178 | 0.51222 | 6 | 0.73007
46255 | 7.29 | 1 | 365 | 8.3019 | 0.70588 | 9 | 0.0077326
52479 | 7.8 | 1 | 365 | 8.8826 | 0.8746 | 9 | 0.75724
52111 | 6.76 | 1 | 365 | 7.6983 | 0.49132 | 8 | 0.18961
52475 | 7.54 | 1 | 365 | 8.5866 | 0.27878 | 8 | 0.86534
52165 | 7.28 | 1 | 365 | 8.2905 | 0.68296 | 8 | 0.97343
52438 | 3.64 | 1 | 365 | 4.1452 | 0.34148 | 4 | 0.48671
43973 | 4.42 | 1 | 365 | 5.0335 | 0.12894 | 5 | 0.16244
51822 | 5.98 | 1 | 365 | 6.81 | 0.70386 | 7 | 0.51389
52154 | 6.5 | 1 | 365 | 7.4022 | 0.8955 | 8 | 0.2977
51812 | 5.98 | 1 | 365 | 6.81 | 0.70386 | 7 | 0.51389
43989 | 9 | 1 | 365 | 10.2492 | 0.62454 | 10 | 0.87374
29881 | 7.8 | 1 | 365 | 8.8826 | 0.8746 | 9 | 0.75724
50737 | 2.75 | 1 | 365 | 3.1317 | 0.30194 | 3 | 0.43364
52461 | 13 | 1 | 365 | 14.8044 | 0.79101 | 15 | 0.59541
52460 | 3.64 | 1 | 365 | 4.1452 | 0.34148 | 4 | 0.48671
50746 | 6 | 1 | 365 | 6.8328 | 0.7497 | 7 | 0.5825
52464 | 9.62 | 1 | 365 | 10.9553 | 0.045346 | 11 | 0.00060192
52439 | 3.38 | 1 | 365 | 3.8491 | 0.74566 | 4 | 0.59481
52466 | 4.16 | 1 | 365 | 4.7374 | 0.53312 | 5 | 0.27053
52467 | 5.72 | 1 | 365 | 6.5139 | 0.10804 | 6 | 0.62198
49114 | 6.5 | 1 | 365 | 7.4022 | 0.8955 | 8 | 0.2977
31690 | 7.28 | 1 | 365 | 8.2905 | 0.68296 | 8 | 0.97343
52527 | 13 | 1 | 365 | 14.8044 | 0.79101 | 15 | 0.59541
50873 | 4.335 | 1 | 365 | 4.9367 | 0.93416 | 5 | 0.87085
52417 | 5.46 | 1 | 365 | 6.2178 | 0.51222 | 6 | 0.73007
52423 | 5.2 | 1 | 365 | 5.9218 | 0.9164 | 6 | 0.83816
52493 | 2.06 | 1 | 365 | 2.3459 | 0.72073 | 3 | 0.066657
52484 | 6.24 | 1 | 365 | 7.1061 | 0.29968 | 7 | 0.4058
51998 | 8.32 | 1 | 365 | 9.4748 | 0.066245 | 9 | 0.54106
52481 | 7.02 | 1 | 365 | 7.9944 | 0.087144 | 8 | 0.08152
52604 | 5.1 | 1 | 365 | 5.8079 | 0.68724 | 6 | 0.49512
52480 | 8.32 | 1 | 365 | 9.4748 | 0.066245 | 9 | 0.54106
52624 | 11.985 | 1 | 365 | 13.6485 | 0.46502 | 14 | 0.11354
52517 | 6.76 | 1 | 365 | 7.6983 | 0.49132 | 8 | 0.18961
52745 | 8.4 | 1 | 365 | 9.5659 | 0.24957 | 9 | 0.81549
52003 | 13 | 1 | 365 | 14.8044 | 0.79101 | 15 | 0.59541
52526 | 3.64 | 1 | 365 | 4.1452 | 0.34148 | 4 | 0.48671
52629 | 5.98 | 1 | 365 | 6.81 | 0.70386 | 7 | 0.51389
52519 | 9.88 | 1 | 365 | 11.2513 | 0.64117 | 11 | 0.89251
28200 | 6.76 | 1 | 365 | 7.6983 | 0.49132 | 8 | 0.18961
52506 | 3.64 | 1 | 365 | 4.1452 | 0.34148 | 4 | 0.48671
52503 | 10.66 | 1 | 365 | 12.1396 | 0.42863 | 12 | 0.56823
52497 | 4.94 | 1 | 365 | 5.6257 | 0.32058 | 5 | 0.94626
52372 | 10.14 | 1 | 365 | 11.5474 | 0.23699 | 11 | 0.78442
28231 | 4.16 | 1 | 365 | 4.7374 | 0.53312 | 5 | 0.27053
52501 | 7.02 | 1 | 365 | 7.9944 | 0.087144 | 8 | 0.08152
33549 | 4.68 | 1 | 365 | 5.3296 | 0.72476 | 6 | 0.054347
49233 | 4.94 | 1 | 365 | 5.6257 | 0.32058 | 5 | 0.94626
48703 | 5.46 | 1 | 365 | 6.2178 | 0.51222 | 6 | 0.73007
43751 | 15.08 | 1 | 365 | 17.1731 | 0.55757 | 17 | 0.73067
52203 | 6.24 | 1 | 365 | 7.1061 | 0.29968 | 7 | 0.4058
48776 | 7.28 | 1 | 365 | 8.2905 | 0.68296 | 8 | 0.97343
52182 | 7.28 | 1 | 365 | 8.2905 | 0.68296 | 8 | 0.97343
52561 | 8.32 | 1 | 365 | 9.4748 | 0.066245 | 9 | 0.54106
52166 | 12.48 | 1 | 365 | 14.2122 | 0.59937 | 14 | 0.81159
32274 | 8.84 | 1 | 365 | 10.067 | 0.25789 | 10 | 0.32488
26680 | 7.28 | 1 | 365 | 8.2905 | 0.68296 | 8 | 0.97343
52556 | 7.54 | 1 | 365 | 8.5866 | 0.27878 | 8 | 0.86534
52153 | 5.46 | 1 | 365 | 6.2178 | 0.51222 | 6 | 0.73007
48606 | 8.84 | 1 | 365 | 10.067 | 0.25789 | 10 | 0.32488
52197 | 9.88 | 1 | 365 | 11.2513 | 0.64117 | 11 | 0.89251
52128 | 9.1 | 1 | 365 | 10.3631 | 0.85371 | 11 | 0.21679
52566 | 9.88 | 1 | 365 | 11.2513 | 0.64117 | 11 | 0.89251
52509 | 7.54 | 1 | 365 | 8.5866 | 0.27878 | 8 | 0.86534
51813 | 4.68 | 1 | 365 | 5.3296 | 0.72476 | 6 | 0.054347
52613 | 4.68 | 1 | 365 | 5.3296 | 0.72476 | 6 | 0.054347
52123 | 7.02 | 1 | 365 | 7.9944 | 0.087144 | 8 | 0.08152
52572 | 4.16 | 1 | 365 | 4.7374 | 0.53312 | 5 | 0.27053
51739 | 6.24 | 1 | 365 | 7.1061 | 0.29968 | 7 | 0.4058
52552 | 6.5 | 1 | 365 | 7.4022 | 0.8955 | 8 | 0.2977
52611 | 4.94 | 1 | 365 | 5.6257 | 0.32058 | 5 | 0.94626
36487 | 5.46 | 1 | 365 | 6.2178 | 0.51222 | 6 | 0.73007
52577 | 10.92 | 1 | 365 | 12.4357 | 0.024447 | 12 | 0.46014
52430 | 11.96 | 1 | 365 | 13.62 | 0.40773 | 14 | 0.027775
22418 | 13.26 | 1 | 365 | 15.1005 | 0.38683 | 15 | 0.48732
34128 | 4.16 | 1 | 365 | 4.7374 | 0.53312 | 5 | 0.27053
33485 | 6.76 | 1 | 365 | 7.6983 | 0.49132 | 8 | 0.18961
29169 | 9.1 | 1 | 365 | 10.3631 | 0.85371 | 11 | 0.21679
33790 | 10.4 | 1 | 365 | 11.8435 | 0.83281 | 12 | 0.67633
31740 | 3.9 | 1 | 365 | 4.4413 | 0.9373 | 5 | 0.37862
33629 | 3.64 | 1 | 365 | 4.1452 | 0.34148 | 4 | 0.48671
52789 | 8.84 | 1 | 365 | 10.067 | 0.25789 | 10 | 0.32488
52782 | 8.84 | 1 | 365 | 10.067 | 0.25789 | 10 | 0.32488
52787 | 13 | 1 | 365 | 14.8044 | 0.79101 | 15 | 0.59541
52771 | 10.4 | 1 | 365 | 11.8435 | 0.83281 | 12 | 0.67633
52769 | 4.94 | 1 | 365 | 5.6257 | 0.32058 | 5 | 0.94626
52766 | 9.62 | 1 | 365 | 10.9553 | 0.045346 | 11 | 0.00060192
52761 | 2.86 | 1 | 365 | 3.257 | 0.55402 | 3 | 0.81099
52759 | 2.6 | 1 | 365 | 2.9609 | 0.9582 | 3 | 0.91908
52160 | 4.68 | 1 | 365 | 5.3296 | 0.72476 | 6 | 0.054347
44202 | 11.96 | 1 | 365 | 13.62 | 0.40773 | 14 | 0.027775
52791 | 5.98 | 1 | 365 | 6.81 | 0.70386 | 7 | 0.51389
52718 | 5.72 | 1 | 365 | 6.5139 | 0.10804 | 6 | 0.62198
52684 | 4.42 | 1 | 365 | 5.0335 | 0.12894 | 5 | 0.16244
52436 | 8.84 | 1 | 365 | 10.067 | 0.25789 | 10 | 0.32488
52210 | 4.42 | 1 | 365 | 5.0335 | 0.12894 | 5 | 0.16244
52209 | 2.08 | 1 | 365 | 2.3687 | 0.76656 | 3 | 0.13527
52521 | 8.06 | 1 | 365 | 9.1787 | 0.47042 | 9 | 0.64915
44589 | 4.94 | 1 | 365 | 5.6257 | 0.32058 | 5 | 0.94626
52844 | 5.98 | 1 | 365 | 6.81 | 0.70386 | 7 | 0.51389
52854 | 6.5 | 1 | 365 | 7.4022 | 0.8955 | 8 | 0.2977
52573 | 5.98 | 1 | 365 | 6.81 | 0.70386 | 7 | 0.51389
52432 | 5.98 | 1 | 365 | 6.81 | 0.70386 | 7 | 0.51389
52465 | 9.1 | 1 | 365 | 10.3631 | 0.85371 | 11 | 0.21679
52837 | 2.86 | 1 | 365 | 3.257 | 0.55402 | 3 | 0.81099
46328 | 11.7 | 1 | 365 | 13.324 | 0.81191 | 14 | 0.13587
52591 | 3.64 | 1 | 365 | 4.1452 | 0.34148 | 4 | 0.48671
52592 | 5.61 | 1 | 365 | 6.3887 | 0.85597 | 7 | 0.24463
50006 | 7.245 | 1 | 365 | 8.2506 | 0.60276 | 8 | 0.85336
52455 | 3.9 | 1 | 365 | 4.4413 | 0.9373 | 5 | 0.37862
52914 | 9.72 | 1 | 365 | 11.0691 | 0.27451 | 11 | 0.34364
52351 | 8.84 | 1 | 365 | 10.067 | 0.25789 | 10 | 0.32488
52340 | 7.02 | 1 | 365 | 7.9944 | 0.087144 | 8 | 0.08152
52915 | 12.6 | 1 | 365 | 14.3489 | 0.87436 | 15 | 0.22324
52925 | 7.2 | 1 | 365 | 8.1994 | 0.49964 | 8 | 0.699
32420 | 5.2 | 1 | 365 | 5.9218 | 0.9164 | 6 | 0.83816
32392 | 7.28 | 1 | 365 | 8.2905 | 0.68296 | 8 | 0.97343
52895 | 3.9 | 1 | 365 | 4.4413 | 0.9373 | 5 | 0.37862
52889 | 6.5 | 1 | 365 | 7.4022 | 0.8955 | 8 | 0.2977
52778 | 5.2 | 1 | 365 | 5.9218 | 0.9164 | 6 | 0.83816
52881 | 8.06 | 1 | 365 | 9.1787 | 0.47042 | 9 | 0.64915
52880 | 11.96 | 1 | 365 | 13.62 | 0.40773 | 14 | 0.027775
52877 | 7.02 | 1 | 365 | 7.9944 | 0.087144 | 8 | 0.08152
52756 | 9.1 | 1 | 365 | 10.3631 | 0.85371 | 11 | 0.21679
47434 | 11.2 | 1 | 365 | 12.7546 | 0.6661 | 13 | 0.42066
47414 | 6.6 | 1 | 365 | 7.5161 | 0.12467 | 7 | 0.64075
48936 | 4.42 | 1 | 365 | 5.0335 | 0.12894 | 5 | 0.16244
49883 | 7.65 | 1 | 365 | 8.7118 | 0.53086 | 9 | 0.24268
43997 | 4.75 | 1 | 365 | 5.4093 | 0.88518 | 6 | 0.29448
48296 | 4.96 | 1 | 365 | 5.6484 | 0.36642 | 6 | 0.014863
52928 | 7.02 | 1 | 365 | 7.9944 | 0.087144 | 8 | 0.08152
47401 | 2.6 | 1 | 365 | 2.9609 | 0.9582 | 3 | 0.91908
52920 | 6.5 | 1 | 365 | 7.4022 | 0.8955 | 8 | 0.2977
48506 | 11.48 | 1 | 365 | 13.0734 | 0.30775 | 13 | 0.38118
52515 | 8.58 | 1 | 365 | 9.7709 | 0.66207 | 10 | 0.43297
47343 | 7.56 | 1 | 365 | 8.6093 | 0.32462 | 8 | 0.93394
51767 | 13 | 1 | 365 | 14.8044 | 0.79101 | 15 | 0.59541
46901 | 10.92 | 1 | 365 | 12.4357 | 0.024447 | 12 | 0.46014
52916 | 8.32 | 1 | 365 | 9.4748 | 0.066245 | 9 | 0.54106
48603 | 9.1 | 1 | 365 | 10.3631 | 0.85371 | 11 | 0.21679
46900 | 5.045 | 1 | 365 | 5.7452 | 0.5612 | 6 | 0.30645
47301 | 8.12 | 1 | 365 | 9.2471 | 0.60792 | 9 | 0.85498
46491 | 11.2 | 1 | 365 | 12.7546 | 0.6661 | 13 | 0.42066
45197 | 8.25 | 1 | 365 | 9.3951 | 0.90583 | 10 | 0.30093
44775 | 5.985 | 1 | 365 | 6.8157 | 0.71532 | 7 | 0.53104
44731 | 7.5 | 1 | 365 | 8.541 | 0.18712 | 8 | 0.72812
43509 | 6.3 | 1 | 365 | 7.1744 | 0.43718 | 7 | 0.61162
43574 | 4.96 | 1 | 365 | 5.6484 | 0.36642 | 6 | 0.014863
43486 | 7.194 | 1 | 365 | 8.1925 | 0.48589 | 8 | 0.67841
38022 | 10.66 | 1 | 365 | 12.1396 | 0.42863 | 12 | 0.56823
52720 | 11.7 | 1 | 365 | 13.324 | 0.81191 | 14 | 0.13587
52633 | 10.14 | 1 | 365 | 11.5474 | 0.23699 | 11 | 0.78442
52112 | 9.1 | 1 | 365 | 10.3631 | 0.85371 | 11 | 0.21679
44272 | 5.2 | 1 | 365 | 5.9218 | 0.9164 | 6 | 0.83816
43510 | 8.4 | 1 | 365 | 9.5659 | 0.24957 | 9 | 0.81549
39222 | 12.22 | 1 | 365 | 13.9161 | 0.0035475 | 13 | 0.91968
52730 | 6.24 | 1 | 365 | 7.1061 | 0.29968 | 7 | 0.4058
41995 | 3.597 | 1 | 365 | 4.0963 | 0.24294 | 4 | 0.33921
52729 | 8.32 | 1 | 365 | 9.4748 | 0.066245 | 9 | 0.54106
43501 | 7.848 | 1 | 365 | 8.9373 | 0.9846 | 9 | 0.9219
52617 | 5.72 | 1 | 365 | 6.5139 | 0.10804 | 6 | 0.62198
27535 | 5.46 | 1 | 365 | 6.2178 | 0.51222 | 6 | 0.73007
34072 | 4.42 | 1 | 365 | 5.0335 | 0.12894 | 5 | 0.16244
52669 | 6.5 | 1 | 365 | 7.4022 | 0.8955 | 8 | 0.2977
48662 | 3.64 | 1 | 365 | 4.1452 | 0.34148 | 4 | 0.48671
52678 | 2.6 | 1 | 365 | 2.9609 | 0.9582 | 3 | 0.91908
24948 | 7.8 | 1 | 365 | 8.8826 | 0.8746 | 9 | 0.75724
52648 | 5.46 | 1 | 365 | 6.2178 | 0.51222 | 6 | 0.73007
52768 | 3.12 | 1 | 365 | 3.5531 | 0.14984 | 3 | 0.7029
52642 | 8.06 | 1 | 365 | 9.1787 | 0.47042 | 9 | 0.64915
38571 | 7 | 1 | 365 | 7.9716 | 0.041312 | 8 | 0.012912
52722 | 5.98 | 1 | 365 | 6.81 | 0.70386 | 7 | 0.51389
48266 | 7.245 | 1 | 365 | 8.2506 | 0.60276 | 8 | 0.85336
53013 | 3.64 | 1 | 365 | 4.1452 | 0.34148 | 4 | 0.48671
52349 | 8.06 | 1 | 365 | 9.1787 | 0.47042 | 9 | 0.64915
31848 | 3.9 | 1 | 365 | 4.4413 | 0.9373 | 5 | 0.37862
31890 | 7.28 | 1 | 365 | 8.2905 | 0.68296 | 8 | 0.97343
53063 | 5.565 | 1 | 365 | 6.3374 | 0.75284 | 7 | 0.090265
53010 | 5.72 | 1 | 365 | 6.5139 | 0.10804 | 6 | 0.62198
53002 | 11.655 | 1 | 365 | 13.2727 | 0.70878 | 13 | 0.9815
32390 | 3.64 | 1 | 365 | 4.1452 | 0.34148 | 4 | 0.48671
53003 | 6.36 | 1 | 365 | 7.2428 | 0.57468 | 7 | 0.81745
38468 | 3.315 | 1 | 365 | 3.7751 | 0.59671 | 4 | 0.37183
53023 | 2.86 | 1 | 365 | 3.257 | 0.55402 | 3 | 0.81099
52362 | 8.84 | 1 | 365 | 10.067 | 0.25789 | 10 | 0.32488
53134 | 8.96 | 1 | 365 | 10.2036 | 0.53288 | 10 | 0.73653
52437 | 2.86 | 1 | 365 | 3.257 | 0.55402 | 3 | 0.81099
52792 | 9.36 | 1 | 365 | 10.6592 | 0.44953 | 11 | 0.10869
52375 | 1.82 | 1 | 365 | 2.0726 | 0.17074 | 2 | 0.24336
52992 | 13 | 1 | 365 | 14.8044 | 0.79101 | 15 | 0.59541
53048 | 2.86 | 1 | 365 | 3.257 | 0.55402 | 3 | 0.81099
51625 | 6.76 | 1 | 365 | 7.6983 | 0.49132 | 8 | 0.18961
38290 | 5.46 | 1 | 365 | 6.2178 | 0.51222 | 6 | 0.73007
52431 | 2.08 | 1 | 365 | 2.3687 | 0.76656 | 3 | 0.13527
53022 | 11.18 | 1 | 365 | 12.7318 | 0.62027 | 13 | 0.35205
44708 | 12 | 1 | 365 | 13.6656 | 0.49939 | 14 | 0.16499
53037 | 7.8 | 1 | 365 | 8.8826 | 0.8746 | 9 | 0.75724
42430 | 8.06 | 1 | 365 | 9.1787 | 0.47042 | 9 | 0.64915
53120 | 8.58 | 1 | 365 | 9.7709 | 0.66207 | 10 | 0.43297
53122 | 6.5 | 1 | 365 | 7.4022 | 0.8955 | 8 | 0.2977
53128 | 7.8 | 1 | 365 | 8.8826 | 0.8746 | 9 | 0.75724
52982 | 6.5 | 1 | 365 | 7.4022 | 0.8955 | 8 | 0.2977
53129 | 4.94 | 1 | 365 | 5.6257 | 0.32058 | 5 | 0.94626
36960 | 4.42 | 1 | 365 | 5.0335 | 0.12894 | 5 | 0.16244
53125 | 6.76 | 1 | 365 | 7.6983 | 0.49132 | 8 | 0.18961
52990 | 8.58 | 1 | 365 | 9.7709 | 0.66207 | 10 | 0.43297
47742 | 5.865 | 1 | 365 | 6.6791 | 0.44033 | 7 | 0.11939
52979 | 9.62 | 1 | 365 | 10.9553 | 0.045346 | 11 | 0.00060192
25327 | 9.62 | 1 | 365 | 10.9553 | 0.045346 | 11 | 0.00060192
52973 | 8.84 | 1 | 365 | 10.067 | 0.25789 | 10 | 0.32488
18309 | 6.24 | 1 | 365 | 7.1061 | 0.29968 | 7 | 0.4058
46830 | 6.375 | 1 | 365 | 7.2599 | 0.60905 | 7 | 0.8689
24021 | 2.86 | 1 | 365 | 3.257 | 0.55402 | 3 | 0.81099
22748 | 5.61 | 1 | 365 | 6.3887 | 0.85597 | 7 | 0.24463
52772 | 7.02 | 1 | 365 | 7.9944 | 0.087144 | 8 | 0.08152
46857 | 4.48 | 1 | 365 | 5.1018 | 0.26644 | 5 | 0.36826
44352 | 7.8 | 1 | 365 | 8.8826 | 0.8746 | 9 | 0.75724
52777 | 4.68 | 1 | 365 | 5.3296 | 0.72476 | 6 | 0.054347
52957 | 4.42 | 1 | 365 | 5.0335 | 0.12894 | 5 | 0.16244
52927 | 5.2 | 1 | 365 | 5.9218 | 0.9164 | 6 | 0.83816
13845 | 4.08 | 1 | 365 | 4.6463 | 0.34979 | 4 | 0.9961
53209 | 8.84 | 1 | 365 | 10.067 | 0.25789 | 10 | 0.32488
42298 | 6.05 | 1 | 365 | 6.8897 | 0.86428 | 7 | 0.75402
53206 | 4.16 | 1 | 365 | 4.7374 | 0.53312 | 5 | 0.27053
52946 | 4.42 | 1 | 365 | 5.0335 | 0.12894 | 5 | 0.16244
42292 | 3.3 | 1 | 365 | 3.758 | 0.56233 | 4 | 0.32037
35966 | 1.56 | 1 | 365 | 1.7765 | 0.57492 | 2 | 0.35145
52997 | 5.72 | 1 | 365 | 6.5139 | 0.10804 | 6 | 0.62198
52949 | 2.34 | 1 | 365 | 2.6648 | 0.36238 | 3 | 0.027173
37402 | 4.16 | 1 | 365 | 4.7374 | 0.53312 | 5 | 0.27053
52999 | 6.24 | 1 | 365 | 7.1061 | 0.29968 | 7 | 0.4058
38634 | 5.72 | 1 | 365 | 6.5139 | 0.10804 | 6 | 0.62198
53009 | 2.86 | 1 | 365 | 3.257 | 0.55402 | 3 | 0.81099
34316 | 8.06 | 1 | 365 | 9.1787 | 0.47042 | 9 | 0.64915
47244 | 5.46 | 1 | 365 | 6.2178 | 0.51222 | 6 | 0.73007
32141 | 4.94 | 1 | 365 | 5.6257 | 0.32058 | 5 | 0.94626
53036 | 9.62 | 1 | 365 | 10.9553 | 0.045346 | 11 | 0.00060192
53034 | 7.8 | 1 | 365 | 8.8826 | 0.8746 | 9 | 0.75724
25657 | 4.68 | 1 | 365 | 5.3296 | 0.72476 | 6 | 0.054347
53029 | 7.28 | 1 | 365 | 8.2905 | 0.68296 | 8 | 0.97343
53028 | 5.72 | 1 | 365 | 6.5139 | 0.10804 | 6 | 0.62198
53024 | 5.46 | 1 | 365 | 6.2178 | 0.51222 | 6 | 0.73007
28004 | 5.46 | 1 | 365 | 6.2178 | 0.51222 | 6 | 0.73007
47603 | 3.99 | 1 | 365 | 4.5438 | 0.14355 | 4 | 0.68736
53215 | 8.06 | 1 | 365 | 9.1787 | 0.47042 | 9 | 0.64915
53195 | 5.72 | 1 | 365 | 6.5139 | 0.10804 | 6 | 0.62198
36815 | 3.57 | 1 | 365 | 4.0655 | 0.18107 | 4 | 0.24659
42005 | 11.772 | 1 | 365 | 13.406 | 0.9769 | 14 | 0.38286
52890 | 7.28 | 1 | 365 | 8.2905 | 0.68296 | 8 | 0.97343
46493 | 5.61 | 1 | 365 | 6.3887 | 0.85597 | 7 | 0.24463
52530 | 5.2 | 1 | 365 | 5.9218 | 0.9164 | 6 | 0.83816
33771 | 5.98 | 1 | 365 | 6.81 | 0.70386 | 7 | 0.51389
52355 | 2.6 | 1 | 365 | 2.9609 | 0.9582 | 3 | 0.91908
51606 | 10.4 | 1 | 365 | 11.8435 | 0.83281 | 12 | 0.67633
46327 | 11.4 | 1 | 365 | 12.9823 | 0.12442 | 13 | 0.10674
53085 | 7.8 | 1 | 365 | 8.8826 | 0.8746 | 9 | 0.75724
48664 | 3.38 | 1 | 365 | 3.8491 | 0.74566 | 4 | 0.59481
52520 | 8.06 | 1 | 365 | 9.1787 | 0.47042 | 9 | 0.64915
53088 | 2.08 | 1 | 365 | 2.3687 | 0.76656 | 3 | 0.13527
50901 | 8.84 | 1 | 365 | 10.067 | 0.25789 | 10 | 0.32488
52537 | 3.12 | 1 | 365 | 3.5531 | 0.14984 | 3 | 0.7029
51995 | 4.68 | 1 | 365 | 5.3296 | 0.72476 | 6 | 0.054347
52538 | 9.1 | 1 | 365 | 10.3631 | 0.85371 | 11 | 0.21679
43699 | 10.14 | 1 | 365 | 11.5474 | 0.23699 | 11 | 0.78442
52115 | 3.9 | 1 | 365 | 4.4413 | 0.9373 | 5 | 0.37862
49045 | 3.38 | 1 | 365 | 3.8491 | 0.74566 | 4 | 0.59481
52158 | 8.84 | 1 | 365 | 10.067 | 0.25789 | 10 | 0.32488
51790 | 3.64 | 1 | 365 | 4.1452 | 0.34148 | 4 | 0.48671
51575 | 5.72 | 1 | 365 | 6.5139 | 0.10804 | 6 | 0.62198
49526 | 7.54 | 1 | 365 | 8.5866 | 0.27878 | 8 | 0.86534
52628 | 13 | 1 | 365 | 14.8044 | 0.79101 | 15 | 0.59541
51931 | 11.18 | 1 | 365 | 12.7318 | 0.62027 | 13 | 0.35205
52732 | 4.94 | 1 | 365 | 5.6257 | 0.32058 | 5 | 0.94626
52291 | 4.16 | 1 | 365 | 4.7374 | 0.53312 | 5 | 0.27053
52360 | 10.14 | 1 | 365 | 11.5474 | 0.23699 | 11 | 0.78442
39115 | 4.25 | 1 | 365 | 4.8399 | 0.73937 | 5 | 0.57927
29112 | 7.8 | 1 | 365 | 8.8826 | 0.8746 | 9 | 0.75724
47356 | 2.6 | 1 | 365 | 2.9609 | 0.9582 | 3 | 0.91908
52498 | 6.24 | 1 | 365 | 7.1061 | 0.29968 | 7 | 0.4058
32857 | 4.42 | 1 | 365 | 5.0335 | 0.12894 | 5 | 0.16244
22512 | 4.42 | 1 | 365 | 5.0335 | 0.12894 | 5 | 0.16244
41113 | 7.28 | 1 | 365 | 8.2905 | 0.68296 | 8 | 0.97343
23472 | 7.8 | 1 | 365 | 8.8826 | 0.8746 | 9 | 0.75724
43735 | 3.64 | 1 | 365 | 4.1452 | 0.34148 | 4 | 0.48671
32168 | 8.58 | 1 | 365 | 9.7709 | 0.66207 | 10 | 0.43297
45177 | 8.06 | 1 | 365 | 9.1787 | 0.47042 | 9 | 0.64915
33689 | 2.86 | 1 | 365 | 3.257 | 0.55402 | 3 | 0.81099
34421 | 10.92 | 1 | 365 | 12.4357 | 0.024447 | 12 | 0.46014
44216 | 4.16 | 1 | 365 | 4.7374 | 0.53312 | 5 | 0.27053
53373 | 7.56 | 1 | 365 | 8.6093 | 0.32462 | 8 | 0.93394
46799 | 7.98 | 1 | 365 | 9.0876 | 0.2871 | 9 | 0.37472
44647 | 6.5 | 1 | 365 | 7.4022 | 0.8955 | 8 | 0.2977
49220 | 7.02 | 1 | 365 | 7.9944 | 0.087144 | 8 | 0.08152
45512 | 4.96 | 1 | 365 | 5.6484 | 0.36642 | 6 | 0.014863
53086 | 7.02 | 1 | 365 | 7.9944 | 0.087144 | 8 | 0.08152
45543 | 4.16 | 1 | 365 | 4.7374 | 0.53312 | 5 | 0.27053
48816 | 4.16 | 1 | 365 | 4.7374 | 0.53312 | 5 | 0.27053
45514 | 8.12 | 1 | 365 | 9.2471 | 0.60792 | 9 | 0.85498
48676 | 8.06 | 1 | 365 | 9.1787 | 0.47042 | 9 | 0.64915
48628 | 11.18 | 1 | 365 | 12.7318 | 0.62027 | 13 | 0.35205
51072 | 7.28 | 1 | 365 | 8.2905 | 0.68296 | 8 | 0.97343
50904 | 4.16 | 1 | 365 | 4.7374 | 0.53312 | 5 | 0.27053
50970 | 13 | 1 | 365 | 14.8044 | 0.79101 | 15 | 0.59541
51942 | 10.4 | 1 | 365 | 11.8435 | 0.83281 | 12 | 0.67633
50963 | 7.54 | 1 | 365 | 8.5866 | 0.27878 | 8 | 0.86534
45195 | 6.27 | 1 | 365 | 7.1403 | 0.36843 | 7 | 0.50871
51622 | 6.24 | 1 | 365 | 7.1061 | 0.29968 | 7 | 0.4058
52228 | 5.98 | 1 | 365 | 6.81 | 0.70386 | 7 | 0.51389
46312 | 8.82 | 1 | 365 | 10.0442 | 0.21205 | 10 | 0.25627
33393 | 7.8 | 1 | 365 | 8.8826 | 0.8746 | 9 | 0.75724
52462 | 9.1 | 1 | 365 | 10.3631 | 0.85371 | 11 | 0.21679
50654 | 4.76 | 1 | 365 | 5.4207 | 0.90809 | 6 | 0.32878
37811 | 8.32 | 1 | 365 | 9.4748 | 0.066245 | 9 | 0.54106
51737 | 2.86 | 1 | 365 | 3.257 | 0.55402 | 3 | 0.81099
52282 | 2.34 | 1 | 365 | 2.6648 | 0.36238 | 3 | 0.027173
46349 | 9.6 | 1 | 365 | 10.9325 | 0.99951 | 11 | 0.93199
53323 | 8.58 | 1 | 365 | 9.7709 | 0.66207 | 10 | 0.43297
53346 | 3.38 | 1 | 365 | 3.8491 | 0.74566 | 4 | 0.59481
53349 | 6.24 | 1 | 365 | 7.1061 | 0.29968 | 7 | 0.4058
53351 | 5.72 | 1 | 365 | 6.5139 | 0.10804 | 6 | 0.62198
53354 | 2.08 | 1 | 365 | 2.3687 | 0.76656 | 3 | 0.13527
45620 | 5.1 | 1 | 365 | 5.8079 | 0.68724 | 6 | 0.49512
53360 | 5.2 | 1 | 365 | 5.9218 | 0.9164 | 6 | 0.83816
53368 | 5.46 | 1 | 365 | 6.2178 | 0.51222 | 6 | 0.73007
53353 | 4.16 | 1 | 365 | 4.7374 | 0.53312 | 5 | 0.27053
53357 | 4.16 | 1 | 365 | 4.7374 | 0.53312 | 5 | 0.27053
52525 | 4.94 | 1 | 365 | 5.6257 | 0.32058 | 5 | 0.94626
52476 | 12.48 | 1 | 365 | 14.2122 | 0.59937 | 14 | 0.81159
29773 | 4.16 | 1 | 365 | 4.7374 | 0.53312 | 5 | 0.27053
53534 | 3.9 | 1 | 365 | 4.4413 | 0.9373 | 5 | 0.37862
53535 | 6.76 | 1 | 365 | 7.6983 | 0.49132 | 8 | 0.18961
53541 | 7.28 | 1 | 365 | 8.2905 | 0.68296 | 8 | 0.97343
53547 | 4.94 | 1 | 365 | 5.6257 | 0.32058 | 5 | 0.94626
46376 | 4.65 | 1 | 365 | 5.2954 | 0.65601 | 5 | 0.95143
53542 | 6.5 | 1 | 365 | 7.4022 | 0.8955 | 8 | 0.2977
53235 | 6.75 | 1 | 365 | 7.6869 | 0.46841 | 8 | 0.15531
53548 | 2.6 | 1 | 365 | 2.9609 | 0.9582 | 3 | 0.91908
48849 | 10.08 | 1 | 365 | 11.4791 | 0.099489 | 11 | 0.57859
53140 | 7.56 | 1 | 365 | 8.6093 | 0.32462 | 8 | 0.93394
52850 | 5.46 | 1 | 365 | 6.2178 | 0.51222 | 6 | 0.73007
32395 | 7.8 | 1 | 365 | 8.8826 | 0.8746 | 9 | 0.75724
48686 | 5.865 | 1 | 365 | 6.6791 | 0.44033 | 7 | 0.11939
37728 | 6.24 | 1 | 365 | 7.1061 | 0.29968 | 7 | 0.4058
51618 | 5.2 | 1 | 365 | 5.9218 | 0.9164 | 6 | 0.83816
23109 | 1.785 | 1 | 365 | 2.0328 | 0.090535 | 2 | 0.12329
51847 | 9.62 | 1 | 365 | 10.9553 | 0.045346 | 11 | 0.00060192
51834 | 14.79 | 1 | 365 | 16.8429 | 0.893 | 17 | 0.73585
47644 | 9.8 | 1 | 365 | 11.1602 | 0.45784 | 11 | 0.61808
46388 | 9 | 1 | 365 | 10.2492 | 0.62454 | 10 | 0.87374
53069 | 5.72 | 1 | 365 | 6.5139 | 0.10804 | 6 | 0.62198
53247 | 13.68 | 1 | 365 | 15.5788 | 0.34931 | 15 | 0.92809
32590 | 4.42 | 1 | 365 | 5.0335 | 0.12894 | 5 | 0.16244
53065 | 10.92 | 1 | 365 | 12.4357 | 0.024447 | 12 | 0.46014
46441 | 6.72 | 1 | 365 | 7.6527 | 0.39966 | 8 | 0.052396
53055 | 9.36 | 1 | 365 | 10.6592 | 0.44953 | 11 | 0.10869
46446 | 5.61 | 1 | 365 | 6.3887 | 0.85597 | 7 | 0.24463
52570 | 11.7 | 1 | 365 | 13.324 | 0.81191 | 14 | 0.13587
53021 | 10.92 | 1 | 365 | 12.4357 | 0.024447 | 12 | 0.46014
46449 | 7.84 | 1 | 365 | 8.9282 | 0.96627 | 9 | 0.89446
46450 | 7.194 | 1 | 365 | 8.1925 | 0.48589 | 8 | 0.67841
52152 | 7.02 | 1 | 365 | 7.9944 | 0.087144 | 8 | 0.08152
53026 | 3.9 | 1 | 365 | 4.4413 | 0.9373 | 5 | 0.37862
53032 | 7.28 | 1 | 365 | 8.2905 | 0.68296 | 8 | 0.97343
53068 | 6.76 | 1 | 365 | 7.6983 | 0.49132 | 8 | 0.18961
53083 | 4.42 | 1 | 365 | 5.0335 | 0.12894 | 5 | 0.16244
53066 | 13 | 1 | 365 | 14.8044 | 0.79101 | 15 | 0.59541
53285 | 7.56 | 1 | 365 | 8.6093 | 0.32462 | 8 | 0.93394
53080 | 7.02 | 1 | 365 | 7.9944 | 0.087144 | 8 | 0.08152
53049 | 9.1 | 1 | 365 | 10.3631 | 0.85371 | 11 | 0.21679
53046 | 10.14 | 1 | 365 | 11.5474 | 0.23699 | 11 | 0.78442
47297 | 12.753 | 1 | 365 | 14.5231 | 0.22498 | 14 | 0.7481
53287 | 5.5 | 1 | 365 | 6.2634 | 0.60389 | 6 | 0.86729
32591 | 3.38 | 1 | 365 | 3.8491 | 0.74566 | 4 | 0.59481
51578 | 2.6 | 1 | 365 | 2.9609 | 0.9582 | 3 | 0.91908
28850 | 4.42 | 1 | 365 | 5.0335 | 0.12894 | 5 | 0.16244
51833 | 4.94 | 1 | 365 | 5.6257 | 0.32058 | 5 | 0.94626
23606 | 9.88 | 1 | 365 | 11.2513 | 0.64117 | 11 | 0.89251
37760 | 8.06 | 1 | 365 | 9.1787 | 0.47042 | 9 | 0.64915
52318 | 11.96 | 1 | 365 | 13.62 | 0.40773 | 14 | 0.027775
46479 | 4.48 | 1 | 365 | 5.1018 | 0.26644 | 5 | 0.36826
35066 | 7.6 | 1 | 365 | 8.6549 | 0.41628 | 9 | 0.071162
51355 | 8.58 | 1 | 365 | 9.7709 | 0.66207 | 10 | 0.43297
48491 | 8.4 | 1 | 365 | 9.5659 | 0.24957 | 9 | 0.81549
53313 | 12.825 | 1 | 365 | 14.6051 | 0.38998 | 14 | 0.99509
42051 | 9 | 1 | 365 | 10.2492 | 0.62454 | 10 | 0.87374
43548 | 6.93 | 1 | 365 | 7.8919 | 0.8809 | 8 | 0.77278
41897 | 8.7 | 1 | 365 | 9.9076 | 0.93706 | 10 | 0.84462
46497 | 4.72 | 1 | 365 | 5.3751 | 0.81643 | 6 | 0.19156
53461 | 5.1 | 1 | 365 | 5.8079 | 0.68724 | 6 | 0.49512
43477 | 5.559 | 1 | 365 | 6.3306 | 0.73909 | 7 | 0.069683
49059 | 8.505 | 1 | 365 | 9.6855 | 0.49019 | 10 | 0.17569
53470 | 6.84 | 1 | 365 | 7.7894 | 0.67465 | 8 | 0.46405
43719 | 5.1 | 1 | 365 | 5.8079 | 0.68724 | 6 | 0.49512
41560 | 9.483 | 1 | 365 | 10.7992 | 0.73139 | 11 | 0.53063
43671 | 11.4 | 1 | 365 | 12.9823 | 0.12442 | 13 | 0.10674
43714 | 5.1 | 1 | 365 | 5.8079 | 0.68724 | 6 | 0.49512
46324 | 10.8 | 1 | 365 | 12.299 | 0.74945 | 13 | 0.048493
48841 | 7.29 | 1 | 365 | 8.3019 | 0.70588 | 9 | 0.0077326
41579 | 8.19 | 1 | 365 | 9.3268 | 0.76834 | 10 | 0.095107
48858 | 6.72 | 1 | 365 | 7.6527 | 0.39966 | 8 | 0.052396
42031 | 6.3 | 1 | 365 | 7.1744 | 0.43718 | 7 | 0.61162
46370 | 7.13 | 1 | 365 | 8.1196 | 0.33922 | 8 | 0.45887
50672 | 4.578 | 1 | 365 | 5.2134 | 0.49102 | 5 | 0.70444
48476 | 7.28 | 1 | 365 | 8.2905 | 0.68296 | 8 | 0.97343
45550 | 7.32 | 1 | 365 | 8.336 | 0.77463 | 9 | 0.11065
44412 | 6.84 | 1 | 365 | 7.7894 | 0.67465 | 8 | 0.46405
48560 | 4.96 | 1 | 365 | 5.6484 | 0.36642 | 6 | 0.014863
48870 | 9.235 | 1 | 365 | 10.5168 | 0.16307 | 10 | 0.67989
53670 | 9.88 | 1 | 365 | 11.2513 | 0.64117 | 11 | 0.89251
43915 | 5.985 | 1 | 365 | 6.8157 | 0.71532 | 7 | 0.53104
44080 | 10.5 | 1 | 365 | 11.9574 | 0.061968 | 12 | 0.019368
53673 | 9.6 | 1 | 365 | 10.9325 | 0.99951 | 11 | 0.93199
53681 | 9.805 | 1 | 365 | 11.1659 | 0.46929 | 11 | 0.63523
49034 | 5.32 | 1 | 365 | 6.0584 | 0.1914 | 6 | 0.24981
49877 | 24.8 | 1 | 365 | 28.2422 | 0.83208 | 29 | 0.074317
49044 | 10.23 | 1 | 365 | 11.6499 | 0.44323 | 12 | 0.093156
44697 | 3.75 | 1 | 365 | 4.2705 | 0.59356 | 4 | 0.86406
44376 | 4.275 | 1 | 365 | 4.8684 | 0.79666 | 5 | 0.66503
43494 | 8.25 | 1 | 365 | 9.3951 | 0.90583 | 10 | 0.30093
49049 | 8.06 | 1 | 365 | 9.1787 | 0.47042 | 9 | 0.64915
44340 | 6.75 | 1 | 365 | 7.6869 | 0.46841 | 8 | 0.15531
49179 | 8.91 | 1 | 365 | 10.1467 | 0.4183 | 10 | 0.56501
49176 | 4.95 | 1 | 365 | 5.6371 | 0.3435 | 5 | 0.98056
44070 | 5.5 | 1 | 365 | 6.2634 | 0.60389 | 6 | 0.86729
49891 | 11.22 | 1 | 365 | 12.7773 | 0.71193 | 13 | 0.48927
44350 | 10.71 | 1 | 365 | 12.1965 | 0.54321 | 12 | 0.73976
50279 | 10.64 | 1 | 365 | 12.1168 | 0.38279 | 12 | 0.49963
45470 | 12.69 | 1 | 365 | 14.4514 | 0.080607 | 14 | 0.53198
43822 | 6.6 | 1 | 365 | 7.5161 | 0.12467 | 7 | 0.64075
43758 | 8.7 | 1 | 365 | 9.9076 | 0.93706 | 10 | 0.84462
44316 | 8.5 | 1 | 365 | 9.6798 | 0.47874 | 10 | 0.15854
45095 | 7.42 | 1 | 365 | 8.4499 | 0.0037907 | 8 | 0.45369
49489 | 6.84 | 1 | 365 | 7.7894 | 0.67465 | 8 | 0.46405
44003 | 6.76 | 1 | 365 | 7.6983 | 0.49132 | 8 | 0.18961
35925 | 5.4 | 1 | 365 | 6.1495 | 0.37473 | 6 | 0.52425
44765 | 11.44 | 1 | 365 | 13.0279 | 0.21609 | 13 | 0.24396
38288 | 2.6 | 1 | 365 | 2.9609 | 0.9582 | 3 | 0.91908
46487 | 7.125 | 1 | 365 | 8.114 | 0.32776 | 8 | 0.44171
35954 | 6.66 | 1 | 365 | 7.5844 | 0.26216 | 7 | 0.84657
45583 | 5.7 | 1 | 365 | 6.4912 | 0.062211 | 6 | 0.55337
44746 | 7.98 | 1 | 365 | 9.0876 | 0.2871 | 9 | 0.37472
51249 | 14.835 | 1 | 365 | 16.8941 | 0.99612 | 17 | 0.89022
48832 | 6.095 | 1 | 365 | 6.941 | 0.9674 | 7 | 0.90839
50289 | 8.1 | 1 | 365 | 9.2243 | 0.56209 | 9 | 0.78637
50655 | 6.9 | 1 | 365 | 7.8577 | 0.81215 | 8 | 0.66987
53102 | 9.88 | 1 | 365 | 11.2513 | 0.64117 | 11 | 0.89251
43914 | 5.695 | 1 | 365 | 6.4855 | 0.050753 | 6 | 0.53622
42029 | 6.5 | 1 | 365 | 7.4022 | 0.8955 | 8 | 0.2977
46904 | 10.791 | 1 | 365 | 12.2888 | 0.72883 | 13 | 0.017619
49440 | 5 | 1 | 365 | 5.694 | 0.45808 | 6 | 0.15208
49995 | 4.42 | 1 | 365 | 5.0335 | 0.12894 | 5 | 0.16244
46877 | 6.6 | 1 | 365 | 7.5161 | 0.12467 | 7 | 0.64075
43454 | 5.7 | 1 | 365 | 6.4912 | 0.062211 | 6 | 0.55337
47591 | 24 | 1 | 365 | 27.3312 | 0.99878 | 28 | 0.32998
49731 | 7.875 | 1 | 365 | 8.968 | 0.046476 | 9 | 0.014526
47670 | 7.2 | 1 | 365 | 8.1994 | 0.49964 | 8 | 0.699
48502 | 7.56 | 1 | 365 | 8.6093 | 0.32462 | 8 | 0.93394
46368 | 7.245 | 1 | 365 | 8.2506 | 0.60276 | 8 | 0.85336
46911 | 12.4 | 1 | 365 | 14.1211 | 0.41604 | 14 | 0.53716
46895 | 7.04 | 1 | 365 | 8.0172 | 0.13298 | 8 | 0.15013
46796 | 8.68 | 1 | 365 | 9.8848 | 0.89123 | 10 | 0.77601
46886 | 7.5 | 1 | 365 | 8.541 | 0.18712 | 8 | 0.72812
50157 | 6.93 | 1 | 365 | 7.8919 | 0.8809 | 8 | 0.77278
41565 | 9.135 | 1 | 365 | 10.4029 | 0.93391 | 11 | 0.33685
46890 | 8.4 | 1 | 365 | 9.5659 | 0.24957 | 9 | 0.81549
48855 | 6.16 | 1 | 365 | 7.015 | 0.11635 | 7 | 0.13136
44723 | 5.58 | 1 | 365 | 6.3545 | 0.78722 | 7 | 0.14172
47617 | 14.88 | 1 | 365 | 16.9453 | 0.099246 | 17 | 0.04459
41937 | 5.7 | 1 | 365 | 6.4912 | 0.062211 | 6 | 0.55337
45565 | 8.19 | 1 | 365 | 9.3268 | 0.76834 | 10 | 0.095107
50001 | 11.73 | 1 | 365 | 13.3581 | 0.88066 | 14 | 0.23878
43455 | 5.52 | 1 | 365 | 6.2862 | 0.64972 | 6 | 0.9359
49886 | 7.65 | 1 | 365 | 8.7118 | 0.53086 | 9 | 0.24268
45205 | 5.415 | 1 | 365 | 6.1666 | 0.4091 | 6 | 0.5757
49917 | 10.965 | 1 | 365 | 12.4869 | 0.12757 | 12 | 0.61451
48566 | 9.69 | 1 | 365 | 11.035 | 0.20576 | 11 | 0.24073
44754 | 12.6 | 1 | 365 | 14.3489 | 0.87436 | 15 | 0.22324
45218 | 4.578 | 1 | 365 | 5.2134 | 0.49102 | 5 | 0.70444
49997 | 5.2 | 1 | 365 | 5.9218 | 0.9164 | 6 | 0.83816
48881 | 6.48 | 1 | 365 | 7.3794 | 0.84967 | 8 | 0.2291
49730 | 12.426 | 1 | 365 | 14.1507 | 0.47562 | 14 | 0.62635
49729 | 12.426 | 1 | 365 | 14.1507 | 0.47562 | 14 | 0.62635
46867 | 3.92 | 1 | 365 | 4.4641 | 0.98313 | 5 | 0.44723
49064 | 3.78 | 1 | 365 | 4.3047 | 0.66231 | 4 | 0.96697
49185 | 6.213 | 1 | 365 | 7.0754 | 0.23781 | 7 | 0.31317
41993 | 6.84 | 1 | 365 | 7.7894 | 0.67465 | 8 | 0.46405
47284 | 11.4 | 1 | 365 | 12.9823 | 0.12442 | 13 | 0.10674
43928 | 12 | 1 | 365 | 13.6656 | 0.49939 | 14 | 0.16499
46488 | 8.64 | 1 | 365 | 9.8392 | 0.79956 | 10 | 0.63879
43208 | 6.05 | 1 | 365 | 6.8897 | 0.86428 | 7 | 0.75402
42742 | 4.125 | 1 | 365 | 4.6975 | 0.45292 | 5 | 0.15047
42443 | 6.24 | 1 | 365 | 7.1061 | 0.29968 | 7 | 0.4058
42718 | 8.48 | 1 | 365 | 9.657 | 0.4329 | 10 | 0.089928
42604 | 11 | 1 | 365 | 12.5268 | 0.20778 | 12 | 0.73458
42607 | 3.575 | 1 | 365 | 4.0712 | 0.19253 | 4 | 0.26374
42754 | 7.15 | 1 | 365 | 8.1424 | 0.38505 | 8 | 0.52747
42441 | 5.225 | 1 | 365 | 5.9502 | 0.97369 | 6 | 0.92392
42788 | 11 | 1 | 365 | 12.5268 | 0.20778 | 12 | 0.73458
34666 | 109.2 | 0.9 | 365 | 111.9213 | 0.22002 | 112 | 0.14128
42704 | 9.625 | 1 | 365 | 10.961 | 0.056804 | 11 | 0.017754
42579 | 5.225 | 1 | 365 | 5.9502 | 0.97369 | 6 | 0.92392
42540 | 9.075 | 1 | 365 | 10.3346 | 0.79642 | 11 | 0.13103
46481 | 11.73 | 1 | 365 | 13.3581 | 0.88066 | 14 | 0.23878
42539 | 4.24 | 1 | 365 | 4.8285 | 0.71645 | 5 | 0.54496
43549 | 3.15 | 1 | 365 | 3.5872 | 0.21859 | 3 | 0.80581
46354 | 9.99 | 1 | 365 | 11.3766 | 0.89324 | 12 | 0.26986
43941 | 10.464 | 1 | 365 | 11.9164 | 0.97947 | 12 | 0.89587
53854 | 8.215 | 1 | 365 | 9.3552 | 0.82563 | 10 | 0.18087
46452 | 11.73 | 1 | 365 | 13.3581 | 0.88066 | 14 | 0.23878
46342 | 20.16 | 1 | 365 | 22.9582 | 0.19898 | 23 | 0.15719
47319 | 6.51 | 1 | 365 | 7.4136 | 0.91842 | 8 | 0.33201
47624 | 7.194 | 1 | 365 | 8.1925 | 0.48589 | 8 | 0.67841
44064 | 3.75 | 1 | 365 | 4.2705 | 0.59356 | 4 | 0.86406
51294 | 5.5 | 1 | 365 | 6.2634 | 0.60389 | 6 | 0.86729
46839 | 11.73 | 1 | 365 | 13.3581 | 0.88066 | 14 | 0.23878
46838 | 0.765 | 1 | 365 | 0.87118 | 0.75309 | 1 | 0.62427
49529 | 5.49 | 1 | 365 | 6.252 | 0.58097 | 6 | 0.83298
46281 | 6.5 | 1 | 365 | 7.4022 | 0.8955 | 8 | 0.2977
47177 | 6.25 | 1 | 365 | 7.1175 | 0.3226 | 7 | 0.4401
47228 | 5.6 | 1 | 365 | 6.3773 | 0.83305 | 7 | 0.21033
46643 | 6.76 | 1 | 365 | 7.6983 | 0.49132 | 8 | 0.18961
46102 | 8.32 | 1 | 365 | 9.4748 | 0.066245 | 9 | 0.54106
46955 | 8.32 | 1 | 365 | 9.4748 | 0.066245 | 9 | 0.54106
46962 | 5.98 | 1 | 365 | 6.81 | 0.70386 | 7 | 0.51389
46957 | 6.24 | 1 | 365 | 7.1061 | 0.29968 | 7 | 0.4058
45199 | 9 | 1 | 365 | 10.2492 | 0.62454 | 10 | 0.87374
48856 | 11.07 | 1 | 365 | 12.6065 | 0.36819 | 12 | 0.97471
51318 | 10.4 | 1 | 365 | 11.8435 | 0.83281 | 12 | 0.67633
46503 | 3.12 | 1 | 365 | 3.5531 | 0.14984 | 3 | 0.7029
49735 | 8.55 | 1 | 365 | 9.7367 | 0.59332 | 10 | 0.33006
46496 | 6.76 | 1 | 365 | 7.6983 | 0.49132 | 8 | 0.18961
46483 | 4.24 | 1 | 365 | 4.8285 | 0.71645 | 5 | 0.54496
46823 | 11.655 | 1 | 365 | 13.2727 | 0.70878 | 13 | 0.9815
46611 | 8.32 | 1 | 365 | 9.4748 | 0.066245 | 9 | 0.54106
49469 | 7.98 | 1 | 365 | 9.0876 | 0.2871 | 9 | 0.37472
46959 | 6.24 | 1 | 365 | 7.1061 | 0.29968 | 7 | 0.4058
50235 | 10.8 | 1 | 365 | 12.299 | 0.74945 | 13 | 0.048493
49163 | 4.41 | 1 | 365 | 5.0221 | 0.10603 | 5 | 0.12813
46661 | 5.2 | 1 | 365 | 5.9218 | 0.9164 | 6 | 0.83816
46004 | 3.64 | 1 | 365 | 4.1452 | 0.34148 | 4 | 0.48671
46374 | 5.88 | 1 | 365 | 6.6961 | 0.4747 | 7 | 0.17085
46508 | 3.76 | 1 | 365 | 4.2819 | 0.61648 | 4 | 0.89836
46433 | 6.48 | 1 | 365 | 7.3794 | 0.84967 | 8 | 0.2291
46076 | 3.38 | 1 | 365 | 3.8491 | 0.74566 | 4 | 0.59481
46030 | 4.16 | 1 | 365 | 4.7374 | 0.53312 | 5 | 0.27053
46070 | 6.5 | 1 | 365 | 7.4022 | 0.8955 | 8 | 0.2977
46034 | 4.68 | 1 | 365 | 5.3296 | 0.72476 | 6 | 0.054347
46080 | 7.54 | 1 | 365 | 8.5866 | 0.27878 | 8 | 0.86534
46090 | 8.84 | 1 | 365 | 10.067 | 0.25789 | 10 | 0.32488
47662 | 9.69 | 1 | 365 | 11.035 | 0.20576 | 11 | 0.24073
46097 | 5.2 | 1 | 365 | 5.9218 | 0.9164 | 6 | 0.83816
46896 | 7.125 | 1 | 365 | 8.114 | 0.32776 | 8 | 0.44171
47431 | 8.5 | 1 | 365 | 9.6798 | 0.47874 | 10 | 0.15854
49172 | 6.72 | 1 | 365 | 7.6527 | 0.39966 | 8 | 0.052396
47374 | 6.24 | 1 | 365 | 7.1061 | 0.29968 | 7 | 0.4058
46854 | 6.3 | 1 | 365 | 7.1744 | 0.43718 | 7 | 0.61162
50558 | 9.3 | 1 | 365 | 10.5908 | 0.31203 | 10 | 0.90287
48496 | 5.04 | 1 | 365 | 5.7396 | 0.54974 | 6 | 0.2893
50688 | 4.86 | 1 | 365 | 5.5346 | 0.13725 | 5 | 0.67182
46334 | 9.12 | 1 | 365 | 10.3859 | 0.89954 | 11 | 0.28539
46358 | 5.1 | 1 | 365 | 5.8079 | 0.68724 | 6 | 0.49512
51429 | 5.2 | 1 | 365 | 5.9218 | 0.9164 | 6 | 0.83816
44646 | 10.71 | 1 | 365 | 12.1965 | 0.54321 | 12 | 0.73976
42691 | 9.35 | 1 | 365 | 10.6478 | 0.42661 | 11 | 0.07439
42678 | 9.9 | 1 | 365 | 11.2741 | 0.687 | 11 | 0.96112
45605 | 4.76 | 1 | 365 | 5.4207 | 0.90809 | 6 | 0.32878
37613 | 5.1 | 1 | 365 | 5.8079 | 0.68724 | 6 | 0.49512
44566 | 8.25 | 1 | 365 | 9.3951 | 0.90583 | 10 | 0.30093
45607 | 6.75 | 1 | 365 | 7.6869 | 0.46841 | 8 | 0.15531
48508 | 3.78 | 1 | 365 | 4.3047 | 0.66231 | 4 | 0.96697
47600 | 9.75 | 1 | 365 | 11.1033 | 0.34326 | 11 | 0.44656
46850 | 6.44 | 1 | 365 | 7.3339 | 0.75801 | 8 | 0.091879
46828 | 6 | 1 | 365 | 6.8328 | 0.7497 | 7 | 0.5825
51286 | 12.09 | 1 | 365 | 13.7681 | 0.70564 | 14 | 0.47373
44040 | 9.81 | 1 | 365 | 11.1716 | 0.48075 | 11 | 0.65238
47672 | 9.075 | 1 | 365 | 10.3346 | 0.79642 | 11 | 0.13103
41956 | 7.875 | 1 | 365 | 8.968 | 0.046476 | 9 | 0.014526
44745 | 5.72 | 1 | 365 | 6.5139 | 0.10804 | 6 | 0.62198
43931 | 8.96 | 1 | 365 | 10.2036 | 0.53288 | 10 | 0.73653
46392 | 4.96 | 1 | 365 | 5.6484 | 0.36642 | 6 | 0.014863
53946 | 10.6 | 1 | 365 | 12.0713 | 0.29113 | 12 | 0.36241
53111 | 9.6 | 1 | 365 | 10.9325 | 0.99951 | 11 | 0.93199
34049 | 129.2 | 0.9 | 365 | 132.4197 | 0.46911 | 132 | 0.88877
32968 | 681.065 | 0.9 | 365 | 698.0371 | 0.66551 | 698 | 0.70265
49452 | 9.945 | 1 | 365 | 11.3254 | 0.79012 | 12 | 0.11549
32971 | 176.8 | 0.9 | 365 | 181.2059 | 0.64194 | 181 | 0.84779
51289 | 4.59 | 1 | 365 | 5.2271 | 0.51852 | 5 | 0.74561
34603 | 54.9 | 0.9 | 365 | 56.2681 | 0.22875 | 56 | 0.49685
49323 | 7.65 | 1 | 365 | 8.7118 | 0.53086 | 9 | 0.24268
41563 | 10.791 | 1 | 365 | 12.2888 | 0.72883 | 13 | 0.017619
34755 | 124 | 0.9 | 365 | 127.0901 | 0.74435 | 127 | 0.83443
50148 | 8.502 | 1 | 365 | 9.6821 | 0.48332 | 10 | 0.1654
34684 | 202.8 | 0.9 | 365 | 207.8538 | 0.26575 | 208 | 0.11953
35298 | 265.98 | 0.9 | 365 | 272.6082 | 0.57162 | 273 | 0.17984
44388 | 11.78 | 1 | 365 | 13.4151 | 0.99524 | 14 | 0.4103
35299 | 269.39 | 0.9 | 365 | 276.1032 | 0.60459 | 276 | 0.70779
32959 | 649.8 | 0.8 | 365 | 591.9938 | 0.27366 | 592 | 0.26745
47621 | 5.58 | 1 | 365 | 6.3545 | 0.78722 | 7 | 0.14172
32966 | 649.8 | 0.8 | 365 | 591.9938 | 0.27366 | 592 | 0.26745
46492 | 8.4 | 1 | 365 | 9.5659 | 0.24957 | 9 | 0.81549
32969 | 649.8 | 0.8 | 365 | 591.9938 | 0.27366 | 592 | 0.26745
44413 | 17.325 | 1 | 365 | 19.7297 | 0.70225 | 20 | 0.43196
46422 | 4.905 | 1 | 365 | 5.5858 | 0.24038 | 5 | 0.82619
47914 | 4.42 | 1 | 365 | 5.0335 | 0.12894 | 5 | 0.16244
44062 | 5.4 | 1 | 365 | 6.1495 | 0.37473 | 6 | 0.52425
42670 | 11.13 | 1 | 365 | 12.6748 | 0.50569 | 13 | 0.18053
44905 | 9.69 | 1 | 365 | 11.035 | 0.20576 | 11 | 0.24073
43444 | 5.75 | 1 | 365 | 6.5481 | 0.17679 | 6 | 0.72489
42557 | 6.625 | 1 | 365 | 7.5446 | 0.18196 | 7 | 0.72651
44425 | 4.905 | 1 | 365 | 5.5858 | 0.24038 | 5 | 0.82619
49067 | 5.865 | 1 | 365 | 6.6791 | 0.44033 | 7 | 0.11939
41453 | 15.696 | 1 | 365 | 17.8746 | 0.9692 | 18 | 0.84381
48513 | 8.96 | 1 | 365 | 10.2036 | 0.53288 | 10 | 0.73653
48847 | 5.7 | 1 | 365 | 6.4912 | 0.062211 | 6 | 0.55337
44058 | 4.905 | 1 | 365 | 5.5858 | 0.24038 | 5 | 0.82619
47612 | 3.6 | 1 | 365 | 4.0997 | 0.24982 | 4 | 0.3495
43531 | 13.23 | 1 | 365 | 15.0663 | 0.31808 | 15 | 0.3844
41542 | 6.54 | 1 | 365 | 7.4478 | 0.98717 | 8 | 0.43492
48485 | 7.75 | 1 | 365 | 8.8257 | 0.76002 | 9 | 0.58572
51251 | 14.79 | 1 | 365 | 16.8429 | 0.893 | 17 | 0.73585
50280 | 6.84 | 1 | 365 | 7.7894 | 0.67465 | 8 | 0.46405
41978 | 11.655 | 1 | 365 | 13.2727 | 0.70878 | 13 | 0.9815
49157 | 3.924 | 1 | 365 | 4.4687 | 0.9923 | 5 | 0.46095
49885 | 9.45 | 1 | 365 | 10.7617 | 0.65577 | 11 | 0.41743
49478 | 10.464 | 1 | 365 | 11.9164 | 0.97947 | 12 | 0.89587
49019 | 8.1 | 1 | 365 | 9.2243 | 0.56209 | 9 | 0.78637
48481 | 10.5 | 1 | 365 | 11.9574 | 0.061968 | 12 | 0.019368
44057 | 5 | 1 | 365 | 5.694 | 0.45808 | 6 | 0.15208
34757 | 145.08 | 0.9 | 365 | 148.6954 | 0.22088 | 148 | 0.91628
34562 | 209.56 | 0.9 | 365 | 214.7822 | 0.20794 | 214 | 0.99018
36229 | 237.05 | 0.9 | 365 | 242.9573 | 0.90482 | 243 | 0.8621
34733 | 475.84 | 0.9 | 365 | 487.6979 | 0.3983 | 488 | 0.096234
34527 | 102.024 | 0.9 | 365 | 104.5664 | 0.41985 | 104 | 0.98629
34537 | 106.6 | 0.9 | 365 | 109.2565 | 0.85764 | 110 | 0.11411
46288 | 5.2 | 1 | 365 | 5.9218 | 0.9164 | 6 | 0.83816
46165 | 5.2 | 1 | 365 | 5.9218 | 0.9164 | 6 | 0.83816
42712 | 12.1 | 1 | 365 | 13.7795 | 0.72855 | 14 | 0.50803
48638 | 3.12 | 1 | 365 | 3.5531 | 0.14984 | 3 | 0.7029
45497 | 4.575 | 1 | 365 | 5.21 | 0.48414 | 5 | 0.69415
41595 | 10.35 | 1 | 365 | 11.7866 | 0.71823 | 12 | 0.50481
43175 | 3.64 | 1 | 365 | 4.1452 | 0.34148 | 4 | 0.48671
42753 | 3.575 | 1 | 365 | 4.0712 | 0.19253 | 4 | 0.26374
42811 | 11.22 | 1 | 365 | 12.7773 | 0.71193 | 13 | 0.48927
42736 | 6.6 | 1 | 365 | 7.5161 | 0.12467 | 7 | 0.64075
41946 | 4.59 | 1 | 365 | 5.2271 | 0.51852 | 5 | 0.74561
38558 | 6.12 | 1 | 365 | 6.9695 | 0.02469 | 6 | 0.99415
38498 | 7.395 | 1 | 365 | 8.4214 | 0.9465 | 9 | 0.36793
38447 | 8.25 | 1 | 365 | 9.3951 | 0.90583 | 10 | 0.30093
38398 | 6.12 | 1 | 365 | 6.9695 | 0.02469 | 6 | 0.99415
38791 | 6.12 | 1 | 365 | 6.9695 | 0.02469 | 6 | 0.99415
38439 | 7.25 | 1 | 365 | 8.2563 | 0.61422 | 8 | 0.87052
38568 | 6.75 | 1 | 365 | 7.6869 | 0.46841 | 8 | 0.15531
48516 | 4.96 | 1 | 365 | 5.6484 | 0.36642 | 6 | 0.014863
38946 | 7.14 | 1 | 365 | 8.131 | 0.36214 | 8 | 0.49317
44113 | 6 | 1 | 365 | 6.8328 | 0.7497 | 7 | 0.5825
39196 | 4.08 | 1 | 365 | 4.6463 | 0.34979 | 4 | 0.9961
38540 | 7.14 | 1 | 365 | 8.131 | 0.36214 | 8 | 0.49317
38557 | 5.1 | 1 | 365 | 5.8079 | 0.68724 | 6 | 0.49512
44095 | 4.05 | 1 | 365 | 4.6121 | 0.28104 | 4 | 0.89318
38458 | 4 | 1 | 365 | 4.5552 | 0.16646 | 4 | 0.72166
36124 | 11.7 | 1 | 365 | 13.324 | 0.81191 | 14 | 0.13587
51366 | 6.24 | 1 | 365 | 7.1061 | 0.29968 | 7 | 0.4058
48977 | 6.24 | 1 | 365 | 7.1061 | 0.29968 | 7 | 0.4058
51612 | 5.72 | 1 | 365 | 6.5139 | 0.10804 | 6 | 0.62198
51766 | 3.64 | 1 | 365 | 4.1452 | 0.34148 | 4 | 0.48671
47587 | 17.28 | 1 | 365 | 19.6785 | 0.59912 | 20 | 0.27759
44501 | 11.025 | 1 | 365 | 12.5553 | 0.26507 | 12 | 0.82034
52748 | 9.45 | 1 | 365 | 10.7617 | 0.65577 | 11 | 0.41743
21535 | 2145 | 0.9 | 365 | 2198.4534 | 0.96469 | 2199 | 0.41809
1454 | 1266.35 | 1 | 365 | 1442.1194 | 0.98792 | 1443 | 0.1073
52594 | 10.2 | 1 | 365 | 11.6158 | 0.37448 | 11 | 0.99024
46885 | 10.44 | 1 | 365 | 11.8891 | 0.92447 | 12 | 0.81354
46864 | 8.4 | 1 | 365 | 9.5659 | 0.24957 | 9 | 0.81549
46832 | 6.09 | 1 | 365 | 6.9353 | 0.95594 | 7 | 0.89123
46477 | 11.22 | 1 | 365 | 12.7773 | 0.71193 | 13 | 0.48927
45192 | 6 | 1 | 365 | 6.8328 | 0.7497 | 7 | 0.5825
46910 | 9.9 | 1 | 365 | 11.2741 | 0.687 | 11 | 0.96112
53289 | 12.96 | 1 | 365 | 14.7588 | 0.69934 | 15 | 0.45819
48291 | 8.99 | 1 | 365 | 10.2378 | 0.60163 | 10 | 0.83944
51308 | 12.4 | 1 | 365 | 14.1211 | 0.41604 | 14 | 0.53716
44039 | 16.24 | 1 | 365 | 18.4941 | 0.21584 | 18 | 0.70996
45559 | 7.975 | 1 | 365 | 9.0819 | 0.27564 | 9 | 0.35757
45592 | 7.975 | 1 | 365 | 9.0819 | 0.27564 | 9 | 0.35757
53314 | 3.3 | 1 | 365 | 3.758 | 0.56233 | 4 | 0.32037
53775 | 10.725 | 1 | 365 | 12.2136 | 0.57758 | 12 | 0.79121
53332 | 11.2 | 1 | 365 | 12.7546 | 0.6661 | 13 | 0.42066
53312 | 8.48 | 1 | 365 | 9.657 | 0.4329 | 10 | 0.089928
53493 | 5.32 | 1 | 365 | 6.0584 | 0.1914 | 6 | 0.24981
53506 | 6.095 | 1 | 365 | 6.941 | 0.9674 | 7 | 0.90839
53492 | 10.335 | 1 | 365 | 11.7695 | 0.68385 | 12 | 0.45335
53777 | 11.55 | 1 | 365 | 13.1531 | 0.46816 | 13 | 0.6213
53309 | 6.12 | 1 | 365 | 6.9695 | 0.02469 | 6 | 0.99415
35738 | 9 | 1 | 365 | 10.2492 | 0.62454 | 10 | 0.87374
52960 | 9.9 | 1 | 365 | 11.2741 | 0.687 | 11 | 0.96112
51225 | 2.34 | 1 | 365 | 2.6648 | 0.36238 | 3 | 0.027173
53793 | 4.675 | 1 | 365 | 5.3239 | 0.7133 | 6 | 0.037195
49314 | 7.44 | 1 | 365 | 8.4727 | 0.049623 | 8 | 0.5223
53788 | 10.6 | 1 | 365 | 12.0713 | 0.29113 | 12 | 0.36241
52045 | 2.34 | 1 | 365 | 2.6648 | 0.36238 | 3 | 0.027173
52015 | 4.42 | 1 | 365 | 5.0335 | 0.12894 | 5 | 0.16244
53785 | 8.48 | 1 | 365 | 9.657 | 0.4329 | 10 | 0.089928
52634 | 6.76 | 1 | 365 | 7.6983 | 0.49132 | 8 | 0.18961
53776 | 6.325 | 1 | 365 | 7.2029 | 0.49447 | 7 | 0.69738
53060 | 10.5 | 1 | 365 | 11.9574 | 0.061968 | 12 | 0.019368
47316 | 8.12 | 1 | 365 | 9.2471 | 0.60792 | 9 | 0.85498
42300 | 14.3 | 1 | 365 | 16.2848 | 0.77011 | 17 | 0.054949
53403 | 11.07 | 1 | 365 | 12.6065 | 0.36819 | 12 | 0.97471
42455 | 18.15 | 1 | 365 | 20.6692 | 0.59283 | 21 | 0.26205
53409 | 10.545 | 1 | 365 | 12.0086 | 0.16509 | 12 | 0.17374
43201 | 5.225 | 1 | 365 | 5.9502 | 0.97369 | 6 | 0.92392
44636 | 7.65 | 1 | 365 | 8.7118 | 0.53086 | 9 | 0.24268
53418 | 7.56 | 1 | 365 | 8.6093 | 0.32462 | 8 | 0.93394
53562 | 4.94 | 1 | 365 | 5.6257 | 0.32058 | 5 | 0.94626
53137 | 8.58 | 1 | 365 | 9.7709 | 0.66207 | 10 | 0.43297
42469 | 7.685 | 1 | 365 | 8.7517 | 0.61107 | 9 | 0.36275
38645 | 5.2 | 1 | 365 | 5.9218 | 0.9164 | 6 | 0.83816
53380 | 9.1 | 1 | 365 | 10.3631 | 0.85371 | 11 | 0.21679
50217 | 20.46 | 1 | 365 | 23.2998 | 0.88646 | 24 | 0.18631
42303 | 10.45 | 1 | 365 | 11.9005 | 0.94739 | 12 | 0.84785
35601 | 13.4 | 1 | 365 | 15.2599 | 0.70765 | 15 | 0.96757
53391 | 12.48 | 1 | 365 | 14.2122 | 0.59937 | 14 | 0.81159
53868 | 4.24 | 1 | 365 | 4.8285 | 0.71645 | 5 | 0.54496
53399 | 4.16 | 1 | 365 | 4.7374 | 0.53312 | 5 | 0.27053
53420 | 4.94 | 1 | 365 | 5.6257 | 0.32058 | 5 | 0.94626
53419 | 9.36 | 1 | 365 | 10.6592 | 0.44953 | 11 | 0.10869
53421 | 7.54 | 1 | 365 | 8.5866 | 0.27878 | 8 | 0.86534
53371 | 4.42 | 1 | 365 | 5.0335 | 0.12894 | 5 | 0.16244
42798 | 4.125 | 1 | 365 | 4.6975 | 0.45292 | 5 | 0.15047
53382 | 5.98 | 1 | 365 | 6.81 | 0.70386 | 7 | 0.51389
43519 | 4.83 | 1 | 365 | 5.5004 | 0.068505 | 5 | 0.56891
46913 | 24.885 | 1 | 365 | 28.339 | 0.026864 | 28 | 0.3659
50012 | 9.88 | 1 | 365 | 11.2513 | 0.64117 | 11 | 0.89251
48303 | 6.16 | 1 | 365 | 7.015 | 0.11635 | 7 | 0.13136
41947 | 4.725 | 1 | 365 | 5.3808 | 0.82789 | 6 | 0.20872
50226 | 6.25 | 1 | 365 | 7.1175 | 0.3226 | 7 | 0.4401
53880 | 4.24 | 1 | 365 | 4.8285 | 0.71645 | 5 | 0.54496
49717 | 6.24 | 1 | 365 | 7.1061 | 0.29968 | 7 | 0.4058
53860 | 3.975 | 1 | 365 | 4.5267 | 0.10917 | 4 | 0.6359
46465 | 9.99 | 1 | 365 | 11.3766 | 0.89324 | 12 | 0.26986
53859 | 5.3 | 1 | 365 | 6.0356 | 0.14556 | 6 | 0.1812
53947 | 4.24 | 1 | 365 | 4.8285 | 0.71645 | 5 | 0.54496
53950 | 8.48 | 1 | 365 | 9.657 | 0.4329 | 10 | 0.089928
43433 | 10.395 | 1 | 365 | 11.8378 | 0.82135 | 12 | 0.65917
48877 | 12.6 | 1 | 365 | 14.3489 | 0.87436 | 15 | 0.22324
53797 | 5 | 1 | 365 | 5.694 | 0.45808 | 6 | 0.15208
53948 | 8.745 | 1 | 365 | 9.9588 | 0.040182 | 9 | 0.99899
53945 | 8.745 | 1 | 365 | 9.9588 | 0.040182 | 9 | 0.99899
53944 | 6.095 | 1 | 365 | 6.941 | 0.9674 | 7 | 0.90839
53951 | 9.54 | 1 | 365 | 10.8642 | 0.86202 | 11 | 0.72617
53796 | 6.875 | 1 | 365 | 7.8293 | 0.75486 | 8 | 0.58411
53786 | 5.565 | 1 | 365 | 6.3374 | 0.75284 | 7 | 0.090265
49488 | 6.16 | 1 | 365 | 7.015 | 0.11635 | 7 | 0.13136
46485 | 4.335 | 1 | 365 | 4.9367 | 0.93416 | 5 | 0.87085
49334 | 5.559 | 1 | 365 | 6.3306 | 0.73909 | 7 | 0.069683
50166 | 4.96 | 1 | 365 | 5.6484 | 0.36642 | 6 | 0.014863
41928 | 12.285 | 1 | 365 | 13.9902 | 0.1525 | 14 | 0.14266
51510 | 13.5 | 1 | 365 | 15.3738 | 0.93682 | 16 | 0.31062
51824 | 3.315 | 1 | 365 | 3.7751 | 0.59671 | 4 | 0.37183
52213 | 7.29 | 1 | 365 | 8.3019 | 0.70588 | 9 | 0.0077326
52273 | 13.23 | 1 | 365 | 15.0663 | 0.31808 | 15 | 0.3844
50003 | 8.99 | 1 | 365 | 10.2378 | 0.60163 | 10 | 0.83944
49186 | 10.53 | 1 | 365 | 11.9916 | 0.13072 | 12 | 0.12228
49025 | 5.886 | 1 | 365 | 6.703 | 0.48845 | 7 | 0.19143
47626 | 5.98 | 1 | 365 | 6.81 | 0.70386 | 7 | 0.51389
53795 | 3.445 | 1 | 365 | 3.9232 | 0.89462 | 4 | 0.81778
53862 | 5.3 | 1 | 365 | 6.0356 | 0.14556 | 6 | 0.1812
53801 | 3.445 | 1 | 365 | 3.9232 | 0.89462 | 4 | 0.81778
53783 | 11.275 | 1 | 365 | 12.84 | 0.83797 | 13 | 0.67794
53802 | 7.425 | 1 | 365 | 8.4556 | 0.015249 | 8 | 0.47084
42763 | 7.425 | 1 | 365 | 8.4556 | 0.015249 | 8 | 0.47084
53877 | 7.155 | 1 | 365 | 8.1481 | 0.39651 | 8 | 0.54463
53780 | 5.1 | 1 | 365 | 5.8079 | 0.68724 | 6 | 0.49512
43091 | 3.18 | 1 | 365 | 3.6214 | 0.28734 | 3 | 0.90872
43227 | 4.4 | 1 | 365 | 5.0107 | 0.08311 | 5 | 0.09383
43490 | 9.01 | 1 | 365 | 10.2606 | 0.64746 | 10 | 0.90805
43123 | 8.215 | 1 | 365 | 9.3552 | 0.82563 | 10 | 0.18087
46526 | 6.36 | 1 | 365 | 7.2428 | 0.57468 | 7 | 0.81745
53425 | 11.7 | 1 | 365 | 13.324 | 0.81191 | 14 | 0.13587
53469 | 11.18 | 1 | 365 | 12.7318 | 0.62027 | 13 | 0.35205
53397 | 13 | 1 | 365 | 14.8044 | 0.79101 | 15 | 0.59541
26678 | 4.16 | 1 | 365 | 4.7374 | 0.53312 | 5 | 0.27053
53641 | 3.9 | 1 | 365 | 4.4413 | 0.9373 | 5 | 0.37862
53389 | 9.555 | 1 | 365 | 10.8812 | 0.89639 | 11 | 0.77762
53512 | 8.84 | 1 | 365 | 10.067 | 0.25789 | 10 | 0.32488
53481 | 3.38 | 1 | 365 | 3.8491 | 0.74566 | 4 | 0.59481
53480 | 5.46 | 1 | 365 | 6.2178 | 0.51222 | 6 | 0.73007
43193 | 9.805 | 1 | 365 | 11.1659 | 0.46929 | 11 | 0.63523
53471 | 5.46 | 1 | 365 | 6.2178 | 0.51222 | 6 | 0.73007
43146 | 5.565 | 1 | 365 | 6.3374 | 0.75284 | 7 | 0.090265
53429 | 4.42 | 1 | 365 | 5.0335 | 0.12894 | 5 | 0.16244
43243 | 9.35 | 1 | 365 | 10.6478 | 0.42661 | 11 | 0.07439
53463 | 5.72 | 1 | 365 | 6.5139 | 0.10804 | 6 | 0.62198
53449 | 10.66 | 1 | 365 | 12.1396 | 0.42863 | 12 | 0.56823
53446 | 9.62 | 1 | 365 | 10.9553 | 0.045346 | 11 | 0.00060192
16670 | 9.88 | 1 | 365 | 11.2513 | 0.64117 | 11 | 0.89251
46291 | 8.32 | 1 | 365 | 9.4748 | 0.066245 | 9 | 0.54106
28366 | 4.16 | 1 | 365 | 4.7374 | 0.53312 | 5 | 0.27053
49512 | 10.66 | 1 | 365 | 12.1396 | 0.42863 | 12 | 0.56823
31650 | 9.88 | 1 | 365 | 11.2513 | 0.64117 | 11 | 0.89251
22301 | 5.46 | 1 | 365 | 6.2178 | 0.51222 | 6 | 0.73007
53474 | 3.64 | 1 | 365 | 4.1452 | 0.34148 | 4 | 0.48671
45137 | 8.48 | 1 | 365 | 9.657 | 0.4329 | 10 | 0.089928
42758 | 14.575 | 1 | 365 | 16.598 | 0.4003 | 16 | 0.99831
27166 | 8.58 | 1 | 365 | 9.7709 | 0.66207 | 10 | 0.43297
31401 | 9.18 | 1 | 365 | 10.4542 | 0.037035 | 10 | 0.49122
27718 | 4.59 | 1 | 365 | 5.2271 | 0.51852 | 5 | 0.74561
37899 | 3.9 | 1 | 365 | 4.4413 | 0.9373 | 5 | 0.37862
27684 | 8.925 | 1 | 365 | 10.1638 | 0.45267 | 10 | 0.61646
20662 | 6.76 | 1 | 365 | 7.6983 | 0.49132 | 8 | 0.18961
37883 | 10.4 | 1 | 365 | 11.8435 | 0.83281 | 12 | 0.67633
29254 | 7.28 | 1 | 365 | 8.2905 | 0.68296 | 8 | 0.97343
42585 | 10.07 | 1 | 365 | 11.4677 | 0.076573 | 11 | 0.54429
27584 | 5.61 | 1 | 365 | 6.3887 | 0.85597 | 7 | 0.24463
42791 | 6.6 | 1 | 365 | 7.5161 | 0.12467 | 7 | 0.64075
51886 | 7.02 | 1 | 365 | 7.9944 | 0.087144 | 8 | 0.08152
42796 | 4.24 | 1 | 365 | 4.8285 | 0.71645 | 5 | 0.54496
36542 | 8.06 | 1 | 365 | 9.1787 | 0.47042 | 9 | 0.64915
34270 | 5.25 | 1 | 365 | 5.9787 | 0.030984 | 6 | 0.009684
27553 | 9.18 | 1 | 365 | 10.4542 | 0.037035 | 10 | 0.49122
33125 | 6.24 | 1 | 365 | 7.1061 | 0.29968 | 7 | 0.4058
27489 | 5.355 | 1 | 365 | 6.0983 | 0.2716 | 6 | 0.36988
33460 | 2.86 | 1 | 365 | 3.257 | 0.55402 | 3 | 0.81099
42797 | 12.1 | 1 | 365 | 13.7795 | 0.72855 | 14 | 0.50803
52107 | 8.32 | 1 | 365 | 9.4748 | 0.066245 | 9 | 0.54106
51944 | 11.7 | 1 | 365 | 13.324 | 0.81191 | 14 | 0.13587
53827 | 4.94 | 1 | 365 | 5.6257 | 0.32058 | 5 | 0.94626
39353 | 10.66 | 1 | 365 | 12.1396 | 0.42863 | 12 | 0.56823
42931 | 5.3 | 1 | 365 | 6.0356 | 0.14556 | 6 | 0.1812
42662 | 9.9 | 1 | 365 | 11.2741 | 0.687 | 11 | 0.96112
34312 | 4.16 | 1 | 365 | 4.7374 | 0.53312 | 5 | 0.27053
42673 | 7.42 | 1 | 365 | 8.4499 | 0.0037907 | 8 | 0.45369
19685 | 4.68 | 1 | 365 | 5.3296 | 0.72476 | 6 | 0.054347
53823 | 3.12 | 1 | 365 | 3.5531 | 0.14984 | 3 | 0.7029
17405 | 9.88 | 1 | 365 | 11.2513 | 0.64117 | 11 | 0.89251
42632 | 6.6 | 1 | 365 | 7.5161 | 0.12467 | 7 | 0.64075
51751 | 9.88 | 1 | 365 | 11.2513 | 0.64117 | 11 | 0.89251
38806 | 4.94 | 1 | 365 | 5.6257 | 0.32058 | 5 | 0.94626
42629 | 11 | 1 | 365 | 12.5268 | 0.20778 | 12 | 0.73458
42642 | 9.9 | 1 | 365 | 11.2741 | 0.687 | 11 | 0.96112
53583 | 5.98 | 1 | 365 | 6.81 | 0.70386 | 7 | 0.51389
51769 | 10.4 | 1 | 365 | 11.8435 | 0.83281 | 12 | 0.67633
52353 | 2.86 | 1 | 365 | 3.257 | 0.55402 | 3 | 0.81099
42801 | 3.3 | 1 | 365 | 3.758 | 0.56233 | 4 | 0.32037
53008 | 7.02 | 1 | 365 | 7.9944 | 0.087144 | 8 | 0.08152
41914 | 3.9 | 1 | 365 | 4.4413 | 0.9373 | 5 | 0.37862
52995 | 7.02 | 1 | 365 | 7.9944 | 0.087144 | 8 | 0.08152
51604 | 15.86 | 1 | 365 | 18.0614 | 0.34503 | 18 | 0.4064
43155 | 4.505 | 1 | 365 | 5.1303 | 0.32373 | 5 | 0.45402
52994 | 5.72 | 1 | 365 | 6.5139 | 0.10804 | 6 | 0.62198
52993 | 6.5 | 1 | 365 | 7.4022 | 0.8955 | 8 | 0.2977
48760 | 17.94 | 1 | 365 | 20.4301 | 0.11159 | 20 | 0.54166
53119 | 9.88 | 1 | 365 | 11.2513 | 0.64117 | 11 | 0.89251
43206 | 7.425 | 1 | 365 | 8.4556 | 0.015249 | 8 | 0.47084
45547 | 10.4 | 1 | 365 | 11.8435 | 0.83281 | 12 | 0.67633
52969 | 12.48 | 1 | 365 | 14.2122 | 0.59937 | 14 | 0.81159
52967 | 6.76 | 1 | 365 | 7.6983 | 0.49132 | 8 | 0.18961
52945 | 5.98 | 1 | 365 | 6.81 | 0.70386 | 7 | 0.51389
44965 | 3.64 | 1 | 365 | 4.1452 | 0.34148 | 4 | 0.48671
43717 | 8.32 | 1 | 365 | 9.4748 | 0.066245 | 9 | 0.54106
42819 | 5.5 | 1 | 365 | 6.2634 | 0.60389 | 6 | 0.86729
39363 | 3.9 | 1 | 365 | 4.4413 | 0.9373 | 5 | 0.37862
52937 | 12.48 | 1 | 365 | 14.2122 | 0.59937 | 14 | 0.81159
41494 | 3.9 | 1 | 365 | 4.4413 | 0.9373 | 5 | 0.37862
52948 | 6.76 | 1 | 365 | 7.6983 | 0.49132 | 8 | 0.18961
52926 | 10.4 | 1 | 365 | 11.8435 | 0.83281 | 12 | 0.67633
52991 | 6.24 | 1 | 365 | 7.1061 | 0.29968 | 7 | 0.4058
52763 | 2.34 | 1 | 365 | 2.6648 | 0.36238 | 3 | 0.027173
52726 | 3.9 | 1 | 365 | 4.4413 | 0.9373 | 5 | 0.37862
43853 | 4.505 | 1 | 365 | 5.1303 | 0.32373 | 5 | 0.45402
45417 | 4.59 | 1 | 365 | 5.2271 | 0.51852 | 5 | 0.74561
43532 | 3.825 | 1 | 365 | 4.3559 | 0.76543 | 5 | 0.12134
45413 | 7.65 | 1 | 365 | 8.7118 | 0.53086 | 9 | 0.24268
45412 | 5.355 | 1 | 365 | 6.0983 | 0.2716 | 6 | 0.36988
45803 | 3.06 | 1 | 365 | 3.4847 | 0.012345 | 3 | 0.49707
53539 | 7.28 | 1 | 365 | 8.2905 | 0.68296 | 8 | 0.97343
53792 | 2.86 | 1 | 365 | 3.257 | 0.55402 | 3 | 0.81099
53756 | 4.94 | 1 | 365 | 5.6257 | 0.32058 | 5 | 0.94626
53755 | 6.76 | 1 | 365 | 7.6983 | 0.49132 | 8 | 0.18961
52044 | 11.44 | 1 | 365 | 13.0279 | 0.21609 | 13 | 0.24396
53977 | 7.28 | 1 | 365 | 8.2905 | 0.68296 | 8 | 0.97343
53974 | 7.8 | 1 | 365 | 8.8826 | 0.8746 | 9 | 0.75724
36333 | 4.578 | 1 | 365 | 5.2134 | 0.49102 | 5 | 0.70444
53971 | 2.08 | 1 | 365 | 2.3687 | 0.76656 | 3 | 0.13527
53924 | 16.12 | 1 | 365 | 18.3575 | 0.94085 | 19 | 0.29831
52685 | 10.92 | 1 | 365 | 12.4357 | 0.024447 | 12 | 0.46014
53893 | 8.84 | 1 | 365 | 10.067 | 0.25789 | 10 | 0.32488
52650 | 7.02 | 1 | 365 | 7.9944 | 0.087144 | 8 | 0.08152
52631 | 10.14 | 1 | 365 | 11.5474 | 0.23699 | 11 | 0.78442
53959 | 4.16 | 1 | 365 | 4.7374 | 0.53312 | 5 | 0.27053
52583 | 9.88 | 1 | 365 | 11.2513 | 0.64117 | 11 | 0.89251
46916 | 7.56 | 1 | 365 | 8.6093 | 0.32462 | 8 | 0.93394
52513 | 5.2 | 1 | 365 | 5.9218 | 0.9164 | 6 | 0.83816
20829 | 2.08 | 1 | 365 | 2.3687 | 0.76656 | 3 | 0.13527
52474 | 8.58 | 1 | 365 | 9.7709 | 0.66207 | 10 | 0.43297
52434 | 10.4 | 1 | 365 | 11.8435 | 0.83281 | 12 | 0.67633
53697 | 6.24 | 1 | 365 | 7.1061 | 0.29968 | 7 | 0.4058
53915 | 13 | 1 | 365 | 14.8044 | 0.79101 | 15 | 0.59541
53687 | 3.64 | 1 | 365 | 4.1452 | 0.34148 | 4 | 0.48671
53890 | 7.8 | 1 | 365 | 8.8826 | 0.8746 | 9 | 0.75724
53685 | 7.02 | 1 | 365 | 7.9944 | 0.087144 | 8 | 0.08152
53920 | 12.48 | 1 | 365 | 14.2122 | 0.59937 | 14 | 0.81159
53678 | 4.94 | 1 | 365 | 5.6257 | 0.32058 | 5 | 0.94626
53656 | 9.88 | 1 | 365 | 11.2513 | 0.64117 | 11 | 0.89251
53674 | 10.14 | 1 | 365 | 11.5474 | 0.23699 | 11 | 0.78442
53672 | 7.8 | 1 | 365 | 8.8826 | 0.8746 | 9 | 0.75724
53665 | 3.38 | 1 | 365 | 3.8491 | 0.74566 | 4 | 0.59481
53869 | 5.98 | 1 | 365 | 6.81 | 0.70386 | 7 | 0.51389
53653 | 5.72 | 1 | 365 | 6.5139 | 0.10804 | 6 | 0.62198
53567 | 6.5 | 1 | 365 | 7.4022 | 0.8955 | 8 | 0.2977
53565 | 13 | 1 | 365 | 14.8044 | 0.79101 | 15 | 0.59541
53876 | 11.96 | 1 | 365 | 13.62 | 0.40773 | 14 | 0.027775
53561 | 9.1 | 1 | 365 | 10.3631 | 0.85371 | 11 | 0.21679
53560 | 7.02 | 1 | 365 | 7.9944 | 0.087144 | 8 | 0.08152
53655 | 9.62 | 1 | 365 | 10.9553 | 0.045346 | 11 | 0.00060192
34571 | 650 | 0.9 | 365 | 666.198 | 0.59536 | 666 | 0.79336
53651 | 3.38 | 1 | 365 | 3.8491 | 0.74566 | 4 | 0.59481
53552 | 8.06 | 1 | 365 | 9.1787 | 0.47042 | 9 | 0.64915
54084 | 3.9 | 1 | 365 | 4.4413 | 0.9373 | 5 | 0.37862
53529 | 3.9 | 1 | 365 | 4.4413 | 0.9373 | 5 | 0.37862
54056 | 8.06 | 1 | 365 | 9.1787 | 0.47042 | 9 | 0.64915
35923 | 64.005 | 0.9 | 365 | 65.6 | 0.0073939 | 65 | 0.6074
53999 | 5.72 | 1 | 365 | 6.5139 | 0.10804 | 6 | 0.62198
53576 | 8.58 | 1 | 365 | 9.7709 | 0.66207 | 10 | 0.43297
53308 | 4.16 | 1 | 365 | 4.7374 | 0.53312 | 5 | 0.27053
34506 | 30.24 | 0.9 | 365 | 30.9936 | 0.36862 | 31 | 0.3622
53632 | 13 | 1 | 365 | 14.8044 | 0.79101 | 15 | 0.59541
54042 | 8.84 | 1 | 365 | 10.067 | 0.25789 | 10 | 0.32488
53061 | 6.24 | 1 | 365 | 7.1061 | 0.29968 | 7 | 0.4058
53030 | 8.06 | 1 | 365 | 9.1787 | 0.47042 | 9 | 0.64915
52810 | 9.62 | 1 | 365 | 10.9553 | 0.045346 | 11 | 0.00060192
53845 | 5.98 | 1 | 365 | 6.81 | 0.70386 | 7 | 0.51389
53865 | 9.1 | 1 | 365 | 10.3631 | 0.85371 | 11 | 0.21679
53196 | 4.68 | 1 | 365 | 5.3296 | 0.72476 | 6 | 0.054347
34987 | 7.8 | 1 | 365 | 8.8826 | 0.8746 | 9 | 0.75724
53374 | 8.32 | 1 | 365 | 9.4748 | 0.066245 | 9 | 0.54106
53105 | 8.32 | 1 | 365 | 9.4748 | 0.066245 | 9 | 0.54106
53874 | 3.12 | 1 | 365 | 3.5531 | 0.14984 | 3 | 0.7029
53649 | 9.62 | 1 | 365 | 10.9553 | 0.045346 | 11 | 0.00060192
36444 | 7.8 | 1 | 365 | 8.8826 | 0.8746 | 9 | 0.75724
53870 | 8.58 | 1 | 365 | 9.7709 | 0.66207 | 10 | 0.43297
53643 | 6.76 | 1 | 365 | 7.6983 | 0.49132 | 8 | 0.18961
44574 | 5.13 | 1 | 365 | 5.842 | 0.75599 | 6 | 0.59803
53866 | 17.68 | 1 | 365 | 20.134 | 0.51577 | 20 | 0.64975
53851 | 7.02 | 1 | 365 | 7.9944 | 0.087144 | 8 | 0.08152
53640 | 11.96 | 1 | 365 | 13.62 | 0.40773 | 14 | 0.027775
44568 | 9.98 | 1 | 365 | 11.3652 | 0.87033 | 12 | 0.23555
53615 | 6.24 | 1 | 365 | 7.1061 | 0.29968 | 7 | 0.4058
44542 | 8.19 | 1 | 365 | 9.3268 | 0.76834 | 10 | 0.095107
53585 | 3.64 | 1 | 365 | 4.1452 | 0.34148 | 4 | 0.48671
53832 | 10.66 | 1 | 365 | 12.1396 | 0.42863 | 12 | 0.56823
53564 | 11.18 | 1 | 365 | 12.7318 | 0.62027 | 13 | 0.35205
53856 | 7.54 | 1 | 365 | 8.5866 | 0.27878 | 8 | 0.86534
53546 | 9.88 | 1 | 365 | 11.2513 | 0.64117 | 11 | 0.89251
51972 | 13.545 | 1 | 365 | 15.425 | 0.039939 | 15 | 0.46498
52223 | 5.98 | 1 | 365 | 6.81 | 0.70386 | 7 | 0.51389
52546 | 14.1 | 1 | 365 | 16.0571 | 0.31179 | 16 | 0.36887
52331 | 7.215 | 1 | 365 | 8.2164 | 0.53401 | 8 | 0.75045
52233 | 9.95 | 1 | 365 | 11.3311 | 0.80158 | 12 | 0.13264
52237 | 8.82 | 1 | 365 | 10.0442 | 0.21205 | 10 | 0.25627
52701 | 13.77 | 1 | 365 | 15.6813 | 0.55555 | 16 | 0.23683
52711 | 5.61 | 1 | 365 | 6.3887 | 0.85597 | 7 | 0.24463
52809 | 7.8 | 1 | 365 | 8.8826 | 0.8746 | 9 | 0.75724
52941 | 12.15 | 1 | 365 | 13.8364 | 0.84313 | 14 | 0.67955
52911 | 13 | 1 | 365 | 14.8044 | 0.79101 | 15 | 0.59541
52912 | 4.86 | 1 | 365 | 5.5346 | 0.13725 | 5 | 0.67182
53025 | 8.1 | 1 | 365 | 9.2243 | 0.56209 | 9 | 0.78637
53097 | 8.5 | 1 | 365 | 9.6798 | 0.47874 | 10 | 0.15854
53142 | 6.48 | 1 | 365 | 7.3794 | 0.84967 | 8 | 0.2291
53143 | 10.4 | 1 | 365 | 11.8435 | 0.83281 | 12 | 0.67633
53144 | 5.8 | 1 | 365 | 6.605 | 0.29137 | 6 | 0.89641
53133 | 12.255 | 1 | 365 | 13.956 | 0.083754 | 14 | 0.039748
44551 | 12.24 | 1 | 365 | 13.9389 | 0.04938 | 13 | 0.98829
39792 | 8.8 | 1 | 365 | 10.0214 | 0.16622 | 10 | 0.18766
37211 | 7.7 | 1 | 365 | 8.7688 | 0.64544 | 9 | 0.4142
38312 | 4.125 | 1 | 365 | 4.6975 | 0.45292 | 5 | 0.15047
41014 | 5.04 | 1 | 365 | 5.7396 | 0.54974 | 6 | 0.2893
36454 | 7.935 | 1 | 365 | 9.0364 | 0.18397 | 9 | 0.22035
36482 | 3.33 | 1 | 365 | 3.7922 | 0.63108 | 4 | 0.42329
36729 | 5.125 | 1 | 365 | 5.8364 | 0.74453 | 6 | 0.58088
36463 | 5.125 | 1 | 365 | 5.8364 | 0.74453 | 6 | 0.58088
36659 | 9.755 | 1 | 365 | 11.109 | 0.35471 | 11 | 0.46371
37839 | 4.235 | 1 | 365 | 4.8228 | 0.70499 | 5 | 0.52781
39922 | 6.325 | 1 | 365 | 7.2029 | 0.49447 | 7 | 0.69738
36479 | 9 | 1 | 365 | 10.2492 | 0.62454 | 10 | 0.87374
35995 | 15.86 | 1 | 365 | 18.0614 | 0.34503 | 18 | 0.4064
53350 | 5.04 | 1 | 365 | 5.7396 | 0.54974 | 6 | 0.2893
53617 | 7 | 1 | 365 | 7.9716 | 0.041312 | 8 | 0.012912
53668 | 10.8 | 1 | 365 | 12.299 | 0.74945 | 13 | 0.048493
36437 | 3.315 | 1 | 365 | 3.7751 | 0.59671 | 4 | 0.37183
53457 | 7.5 | 1 | 365 | 8.541 | 0.18712 | 8 | 0.72812
36506 | 8.195 | 1 | 365 | 9.3325 | 0.77979 | 10 | 0.11226
53731 | 8.8 | 1 | 365 | 10.0214 | 0.16622 | 10 | 0.18766
53770 | 5.98 | 1 | 365 | 6.81 | 0.70386 | 7 | 0.51389
36380 | 5.88 | 1 | 365 | 6.6961 | 0.4747 | 7 | 0.17085
53759 | 6.615 | 1 | 365 | 7.5332 | 0.15904 | 7 | 0.6922
36872 | 8.455 | 1 | 365 | 9.6286 | 0.37561 | 10 | 0.0041673
53885 | 14.49 | 1 | 365 | 16.5012 | 0.20552 | 16 | 0.70673
38116 | 9.9 | 1 | 365 | 11.2741 | 0.687 | 11 | 0.96112
37193 | 8.8 | 1 | 365 | 10.0214 | 0.16622 | 10 | 0.18766
53834 | 3.38 | 1 | 365 | 3.8491 | 0.74566 | 4 | 0.59481
36440 | 7.7 | 1 | 365 | 8.7688 | 0.64544 | 9 | 0.4142
53888 | 6.84 | 1 | 365 | 7.7894 | 0.67465 | 8 | 0.46405
35981 | 3.59 | 1 | 365 | 4.0883 | 0.2269 | 4 | 0.31519
53444 | 4.86 | 1 | 365 | 5.5346 | 0.13725 | 5 | 0.67182
36612 | 7.72 | 1 | 365 | 8.7915 | 0.69128 | 9 | 0.48281
36364 | 4.125 | 1 | 365 | 4.6975 | 0.45292 | 5 | 0.15047
36360 | 9.21 | 1 | 365 | 10.4883 | 0.10578 | 10 | 0.59413
36505 | 10.51 | 1 | 365 | 11.9688 | 0.084884 | 12 | 0.053672
38198 | 3.025 | 1 | 365 | 3.4449 | 0.93214 | 4 | 0.37701
36697 | 3.07 | 1 | 365 | 3.4961 | 0.035261 | 3 | 0.53138
36753 | 13.12 | 1 | 365 | 14.9411 | 0.066002 | 15 | 0.0070579
36755 | 9.76 | 1 | 365 | 11.1147 | 0.36617 | 11 | 0.48086
36761 | 6.14 | 1 | 365 | 6.9922 | 0.070522 | 7 | 0.062754
36866 | 9.35 | 1 | 365 | 10.6478 | 0.42661 | 11 | 0.07439
38846 | 8.84 | 1 | 365 | 10.067 | 0.25789 | 10 | 0.32488
36751 | 9.78 | 1 | 365 | 11.1375 | 0.412 | 11 | 0.54947
36741 | 3.565 | 1 | 365 | 4.0598 | 0.16961 | 4 | 0.22943
37279 | 7.28 | 1 | 365 | 8.2905 | 0.68296 | 8 | 0.97343
39775 | 4.95 | 1 | 365 | 5.6371 | 0.3435 | 5 | 0.98056
43837 | 5.565 | 1 | 365 | 6.3374 | 0.75284 | 7 | 0.090265
43826 | 3.445 | 1 | 365 | 3.9232 | 0.89462 | 4 | 0.81778
38722 | 4.845 | 1 | 365 | 5.5175 | 0.10288 | 5 | 0.62037
38171 | 8.25 | 1 | 365 | 9.3951 | 0.90583 | 10 | 0.30093
43847 | 10.6 | 1 | 365 | 12.0713 | 0.29113 | 12 | 0.36241
39830 | 4.68 | 1 | 365 | 5.3296 | 0.72476 | 6 | 0.054347
37075 | 4.48 | 1 | 365 | 5.1018 | 0.26644 | 5 | 0.36826
38146 | 8.845 | 1 | 365 | 10.0727 | 0.26934 | 10 | 0.34203
38201 | 6.24 | 1 | 365 | 7.1061 | 0.29968 | 7 | 0.4058
37537 | 9.69 | 1 | 365 | 11.035 | 0.20576 | 11 | 0.24073
37078 | 4.125 | 1 | 365 | 4.6975 | 0.45292 | 5 | 0.15047
36984 | 5.225 | 1 | 365 | 5.9502 | 0.97369 | 6 | 0.92392
40318 | 6.05 | 1 | 365 | 6.8897 | 0.86428 | 7 | 0.75402
38760 | 3.12 | 1 | 365 | 3.5531 | 0.14984 | 3 | 0.7029
38011 | 5.72 | 1 | 365 | 6.5139 | 0.10804 | 6 | 0.62198
36739 | 2.86 | 1 | 365 | 3.257 | 0.55402 | 3 | 0.81099
44171 | 3.92 | 1 | 365 | 4.4641 | 0.98313 | 5 | 0.44723
41031 | 4.335 | 1 | 365 | 4.9367 | 0.93416 | 5 | 0.87085
38863 | 7.975 | 1 | 365 | 9.0819 | 0.27564 | 9 | 0.35757
36042 | 17.36 | 1 | 365 | 19.7696 | 0.78245 | 20 | 0.55202
38494 | 7.975 | 1 | 365 | 9.0819 | 0.27564 | 9 | 0.35757
37033 | 4.125 | 1 | 365 | 4.6975 | 0.45292 | 5 | 0.15047
37260 | 3.025 | 1 | 365 | 3.4449 | 0.93214 | 4 | 0.37701
38852 | 4.4 | 1 | 365 | 5.0107 | 0.08311 | 5 | 0.09383
44338 | 6.12 | 1 | 365 | 6.9695 | 0.02469 | 6 | 0.99415
44951 | 12.75 | 1 | 365 | 14.5197 | 0.2181 | 14 | 0.7378
39851 | 3.9 | 1 | 365 | 4.4413 | 0.9373 | 5 | 0.37862
37000 | 4.48 | 1 | 365 | 5.1018 | 0.26644 | 5 | 0.36826
35756 | 14 | 1 | 365 | 15.9432 | 0.082624 | 16 | 0.025824
12300 | 418.19 | 1 | 365 | 476.2348 | 0.3309 | 476 | 0.56567
35753 | 11 | 1 | 365 | 12.5268 | 0.20778 | 12 | 0.73458
39850 | 4.125 | 1 | 365 | 4.6975 | 0.45292 | 5 | 0.15047
37230 | 4.4 | 1 | 365 | 5.0107 | 0.08311 | 5 | 0.09383
38676 | 3.85 | 1 | 365 | 4.3844 | 0.82272 | 5 | 0.2071
46629 | 9.9 | 1 | 365 | 11.2741 | 0.687 | 11 | 0.96112
39087 | 6.325 | 1 | 365 | 7.2029 | 0.49447 | 7 | 0.69738
39769 | 4.4 | 1 | 365 | 5.0107 | 0.08311 | 5 | 0.09383
37995 | 4.8 | 1 | 365 | 5.4662 | 0.99976 | 6 | 0.466
38249 | 5.2 | 1 | 365 | 5.9218 | 0.9164 | 6 | 0.83816
36885 | 10.36 | 1 | 365 | 11.798 | 0.74114 | 12 | 0.53911
38140 | 4.68 | 1 | 365 | 5.3296 | 0.72476 | 6 | 0.054347
38923 | 5.2 | 1 | 365 | 5.9218 | 0.9164 | 6 | 0.83816
38807 | 5.2 | 1 | 365 | 5.9218 | 0.9164 | 6 | 0.83816
38785 | 5.72 | 1 | 365 | 6.5139 | 0.10804 | 6 | 0.62198
37356 | 8.06 | 1 | 365 | 9.1787 | 0.47042 | 9 | 0.64915
37158 | 3.9 | 1 | 365 | 4.4413 | 0.9373 | 5 | 0.37862
37347 | 6.76 | 1 | 365 | 7.6983 | 0.49132 | 8 | 0.18961
37199 | 3.38 | 1 | 365 | 3.8491 | 0.74566 | 4 | 0.59481
39073 | 4.16 | 1 | 365 | 4.7374 | 0.53312 | 5 | 0.27053
37196 | 5.2 | 1 | 365 | 5.9218 | 0.9164 | 6 | 0.83816
38303 | 5.72 | 1 | 365 | 6.5139 | 0.10804 | 6 | 0.62198
37534 | 3.64 | 1 | 365 | 4.1452 | 0.34148 | 4 | 0.48671
38376 | 6.05 | 1 | 365 | 6.8897 | 0.86428 | 7 | 0.75402
37533 | 4.16 | 1 | 365 | 4.7374 | 0.53312 | 5 | 0.27053
37999 | 4.42 | 1 | 365 | 5.0335 | 0.12894 | 5 | 0.16244
38244 | 6.24 | 1 | 365 | 7.1061 | 0.29968 | 7 | 0.4058
37355 | 4.68 | 1 | 365 | 5.3296 | 0.72476 | 6 | 0.054347
35985 | 7.96 | 1 | 365 | 9.0648 | 0.24126 | 9 | 0.30611
37885 | 4.675 | 1 | 365 | 5.3239 | 0.7133 | 6 | 0.037195
35838 | 8.829 | 1 | 365 | 10.0545 | 0.23268 | 10 | 0.28714
35760 | 9.156 | 1 | 365 | 10.4269 | 0.98204 | 11 | 0.40889
38813 | 7.8 | 1 | 365 | 8.8826 | 0.8746 | 9 | 0.75724
37248 | 8.32 | 1 | 365 | 9.4748 | 0.066245 | 9 | 0.54106
47018 | 8.58 | 1 | 365 | 9.7709 | 0.66207 | 10 | 0.43297
39928 | 5.2 | 1 | 365 | 5.9218 | 0.9164 | 6 | 0.83816
47021 | 3.99 | 1 | 365 | 4.5438 | 0.14355 | 4 | 0.68736
38125 | 8.58 | 1 | 365 | 9.7709 | 0.66207 | 10 | 0.43297
47025 | 6.5 | 1 | 365 | 7.4022 | 0.8955 | 8 | 0.2977
39802 | 4.95 | 1 | 365 | 5.6371 | 0.3435 | 5 | 0.98056
47027 | 6.24 | 1 | 365 | 7.1061 | 0.29968 | 7 | 0.4058
47030 | 13.26 | 1 | 365 | 15.1005 | 0.38683 | 15 | 0.48732
39098 | 7.15 | 1 | 365 | 8.1424 | 0.38505 | 8 | 0.52747
38854 | 4.125 | 1 | 365 | 4.6975 | 0.45292 | 5 | 0.15047
36491 | 4.4 | 1 | 365 | 5.0107 | 0.08311 | 5 | 0.09383
36438 | 4.4 | 1 | 365 | 5.0107 | 0.08311 | 5 | 0.09383
37163 | 4.16 | 1 | 365 | 4.7374 | 0.53312 | 5 | 0.27053
47044 | 9.88 | 1 | 365 | 11.2513 | 0.64117 | 11 | 0.89251
38233 | 6.24 | 1 | 365 | 7.1061 | 0.29968 | 7 | 0.4058
37327 | 5.6 | 1 | 365 | 6.3773 | 0.83305 | 7 | 0.21033
38422 | 4.68 | 1 | 365 | 5.3296 | 0.72476 | 6 | 0.054347
36536 | 4.4 | 1 | 365 | 5.0107 | 0.08311 | 5 | 0.09383
38192 | 6.24 | 1 | 365 | 7.1061 | 0.29968 | 7 | 0.4058
37927 | 5.72 | 1 | 365 | 6.5139 | 0.10804 | 6 | 0.62198
36422 | 6.875 | 1 | 365 | 7.8293 | 0.75486 | 8 | 0.58411
37182 | 5.32 | 1 | 365 | 6.0584 | 0.1914 | 6 | 0.24981
38747 | 5.6 | 1 | 365 | 6.3773 | 0.83305 | 7 | 0.21033
40235 | 5.2 | 1 | 365 | 5.9218 | 0.9164 | 6 | 0.83816
38433 | 3.64 | 1 | 365 | 4.1452 | 0.34148 | 4 | 0.48671
38640 | 5.88 | 1 | 365 | 6.6961 | 0.4747 | 7 | 0.17085
37162 | 5.2 | 1 | 365 | 5.9218 | 0.9164 | 6 | 0.83816
47047 | 7.98 | 1 | 365 | 9.0876 | 0.2871 | 9 | 0.37472
37704 | 24.26 | 1 | 365 | 27.6273 | 0.5946 | 28 | 0.22189
36726 | 7.47 | 1 | 365 | 8.5068 | 0.11837 | 8 | 0.62521
47052 | 7.8 | 1 | 365 | 8.8826 | 0.8746 | 9 | 0.75724
39805 | 6.05 | 1 | 365 | 6.8897 | 0.86428 | 7 | 0.75402
36756 | 7.2 | 1 | 365 | 8.1994 | 0.49964 | 8 | 0.699
39861 | 5.225 | 1 | 365 | 5.9502 | 0.97369 | 6 | 0.92392
47105 | 9.62 | 1 | 365 | 10.9553 | 0.045346 | 11 | 0.00060192
37272 | 7.15 | 1 | 365 | 8.1424 | 0.38505 | 8 | 0.52747
38669 | 5.225 | 1 | 365 | 5.9502 | 0.97369 | 6 | 0.92392
47106 | 4.16 | 1 | 365 | 4.7374 | 0.53312 | 5 | 0.27053
36369 | 4.125 | 1 | 365 | 4.6975 | 0.45292 | 5 | 0.15047
47107 | 8.32 | 1 | 365 | 9.4748 | 0.066245 | 9 | 0.54106
47110 | 4.94 | 1 | 365 | 5.6257 | 0.32058 | 5 | 0.94626
39372 | 4.2 | 1 | 365 | 4.783 | 0.62479 | 5 | 0.40775
39864 | 3.85 | 1 | 365 | 4.3844 | 0.82272 | 5 | 0.2071
38339 | 5.225 | 1 | 365 | 5.9502 | 0.97369 | 6 | 0.92392
47112 | 3.9 | 1 | 365 | 4.4413 | 0.9373 | 5 | 0.37862
36485 | 7.18 | 1 | 365 | 8.1766 | 0.4538 | 8 | 0.63039
47114 | 6.24 | 1 | 365 | 7.1061 | 0.29968 | 7 | 0.4058
47117 | 9.88 | 1 | 365 | 11.2513 | 0.64117 | 11 | 0.89251
36365 | 3.07 | 1 | 365 | 3.4961 | 0.035261 | 3 | 0.53138
36382 | 6.66 | 1 | 365 | 7.5844 | 0.26216 | 7 | 0.84657
47034 | 10.66 | 1 | 365 | 12.1396 | 0.42863 | 12 | 0.56823
36386 | 7.96 | 1 | 365 | 9.0648 | 0.24126 | 9 | 0.30611
36500 | 10.25 | 1 | 365 | 11.6727 | 0.48906 | 12 | 0.16176
37717 | 6.72 | 1 | 365 | 7.6527 | 0.39966 | 8 | 0.052396
36399 | 7.18 | 1 | 365 | 8.1766 | 0.4538 | 8 | 0.63039
36667 | 6.14 | 1 | 365 | 6.9922 | 0.070522 | 7 | 0.062754
36015 | 5.905 | 1 | 365 | 6.7246 | 0.53199 | 7 | 0.25661
36502 | 4.605 | 1 | 365 | 5.2442 | 0.55289 | 5 | 0.79707
36307 | 5.88 | 1 | 365 | 6.6961 | 0.4747 | 7 | 0.17085
38269 | 4.16 | 1 | 365 | 4.7374 | 0.53312 | 5 | 0.27053
37157 | 3.12 | 1 | 365 | 3.5531 | 0.14984 | 3 | 0.7029
36368 | 9.235 | 1 | 365 | 10.5168 | 0.16307 | 10 | 0.67989
38224 | 4.42 | 1 | 365 | 5.0335 | 0.12894 | 5 | 0.16244
36038 | 7.18 | 1 | 365 | 8.1766 | 0.4538 | 8 | 0.63039
44771 | 10.791 | 1 | 365 | 12.2888 | 0.72883 | 13 | 0.017619
44733 | 13.5 | 1 | 365 | 15.3738 | 0.93682 | 16 | 0.31062
37893 | 7.8 | 1 | 365 | 8.8826 | 0.8746 | 9 | 0.75724
36296 | 13.12 | 1 | 365 | 14.9411 | 0.066002 | 15 | 0.0070579
47050 | 6.5 | 1 | 365 | 7.4022 | 0.8955 | 8 | 0.2977
38181 | 6.5 | 1 | 365 | 7.4022 | 0.8955 | 8 | 0.2977
47119 | 7.8 | 1 | 365 | 8.8826 | 0.8746 | 9 | 0.75724
47122 | 3.38 | 1 | 365 | 3.8491 | 0.74566 | 4 | 0.59481
47124 | 11.7 | 1 | 365 | 13.324 | 0.81191 | 14 | 0.13587
47126 | 5.72 | 1 | 365 | 6.5139 | 0.10804 | 6 | 0.62198
36735 | 5.6 | 1 | 365 | 6.3773 | 0.83305 | 7 | 0.21033
47140 | 5.72 | 1 | 365 | 6.5139 | 0.10804 | 6 | 0.62198
38977 | 9.8 | 1 | 365 | 11.1602 | 0.45784 | 11 | 0.61808
47143 | 8.91 | 1 | 365 | 10.1467 | 0.4183 | 10 | 0.56501
38223 | 6.05 | 1 | 365 | 6.8897 | 0.86428 | 7 | 0.75402
47146 | 6.76 | 1 | 365 | 7.6983 | 0.49132 | 8 | 0.18961
37931 | 3.64 | 1 | 365 | 4.1452 | 0.34148 | 4 | 0.48671
35957 | 5.13 | 1 | 365 | 5.842 | 0.75599 | 6 | 0.59803
37156 | 10.4 | 1 | 365 | 11.8435 | 0.83281 | 12 | 0.67633
45525 | 7.44 | 1 | 365 | 8.4727 | 0.049623 | 8 | 0.5223
47149 | 5.98 | 1 | 365 | 6.81 | 0.70386 | 7 | 0.51389
44779 | 8.04 | 1 | 365 | 9.156 | 0.42459 | 9 | 0.58054
47154 | 4.94 | 1 | 365 | 5.6257 | 0.32058 | 5 | 0.94626
38126 | 10.92 | 1 | 365 | 12.4357 | 0.024447 | 12 | 0.46014
47155 | 3.12 | 1 | 365 | 3.5531 | 0.14984 | 3 | 0.7029
38279 | 7.28 | 1 | 365 | 8.2905 | 0.68296 | 8 | 0.97343
36472 | 11.55 | 1 | 365 | 13.1531 | 0.46816 | 13 | 0.6213
39810 | 6.16 | 1 | 365 | 7.015 | 0.11635 | 7 | 0.13136
38651 | 3.025 | 1 | 365 | 3.4449 | 0.93214 | 4 | 0.37701
37359 | 8.4 | 1 | 365 | 9.5659 | 0.24957 | 9 | 0.81549
47157 | 4.42 | 1 | 365 | 5.0335 | 0.12894 | 5 | 0.16244
47161 | 5.98 | 1 | 365 | 6.81 | 0.70386 | 7 | 0.51389
37745 | 4.68 | 1 | 365 | 5.3296 | 0.72476 | 6 | 0.054347
47162 | 8.32 | 1 | 365 | 9.4748 | 0.066245 | 9 | 0.54106
47163 | 4.16 | 1 | 365 | 4.7374 | 0.53312 | 5 | 0.27053
38792 | 10.14 | 1 | 365 | 11.5474 | 0.23699 | 11 | 0.78442
39845 | 4.48 | 1 | 365 | 5.1018 | 0.26644 | 5 | 0.36826
39881 | 7.8 | 1 | 365 | 8.8826 | 0.8746 | 9 | 0.75724
39064 | 5.88 | 1 | 365 | 6.6961 | 0.4747 | 7 | 0.17085
39130 | 11.7 | 1 | 365 | 13.324 | 0.81191 | 14 | 0.13587
47170 | 8.58 | 1 | 365 | 9.7709 | 0.66207 | 10 | 0.43297
47336 | 9.156 | 1 | 365 | 10.4269 | 0.98204 | 11 | 0.40889
47171 | 6.76 | 1 | 365 | 7.6983 | 0.49132 | 8 | 0.18961
37924 | 10.08 | 1 | 365 | 11.4791 | 0.099489 | 11 | 0.57859
53967 | 9.625 | 1 | 365 | 10.961 | 0.056804 | 11 | 0.017754
47172 | 8.06 | 1 | 365 | 9.1787 | 0.47042 | 9 | 0.64915
38628 | 5.215 | 1 | 365 | 5.9388 | 0.95078 | 6 | 0.88962
37155 | 9.52 | 1 | 365 | 10.8414 | 0.81618 | 11 | 0.65756
36909 | 5.98 | 1 | 365 | 6.81 | 0.70386 | 7 | 0.51389
38440 | 6.5 | 1 | 365 | 7.4022 | 0.8955 | 8 | 0.2977
38654 | 4.94 | 1 | 365 | 5.6257 | 0.32058 | 5 | 0.94626
53973 | 8.84 | 1 | 365 | 10.067 | 0.25789 | 10 | 0.32488
38380 | 2.6 | 1 | 365 | 2.9609 | 0.9582 | 3 | 0.91908
53975 | 9.1 | 1 | 365 | 10.3631 | 0.85371 | 11 | 0.21679
39089 | 4.845 | 1 | 365 | 5.5175 | 0.10288 | 5 | 0.62037
53978 | 10.53 | 1 | 365 | 11.9916 | 0.13072 | 12 | 0.12228
53985 | 5.232 | 1 | 365 | 5.9582 | 0.98973 | 6 | 0.94794
54013 | 7.75 | 1 | 365 | 8.8257 | 0.76002 | 9 | 0.58572
54014 | 10.545 | 1 | 365 | 12.0086 | 0.16509 | 12 | 0.17374
54015 | 11.2 | 1 | 365 | 12.7546 | 0.6661 | 13 | 0.42066
54020 | 6.12 | 1 | 365 | 6.9695 | 0.02469 | 6 | 0.99415
54058 | 10.335 | 1 | 365 | 11.7695 | 0.68385 | 12 | 0.45335
54091 | 2.34 | 1 | 365 | 2.6648 | 0.36238 | 3 | 0.027173
54089 | 7.28 | 1 | 365 | 8.2905 | 0.68296 | 8 | 0.97343
37757 | 6.05 | 1 | 365 | 6.8897 | 0.86428 | 7 | 0.75402
49470 | 6.48 | 1 | 365 | 7.3794 | 0.84967 | 8 | 0.2291
38266 | 5.5 | 1 | 365 | 6.2634 | 0.60389 | 6 | 0.86729
39806 | 9.075 | 1 | 365 | 10.3346 | 0.79642 | 11 | 0.13103
38134 | 7.98 | 1 | 365 | 9.0876 | 0.2871 | 9 | 0.37472
38633 | 8.55 | 1 | 365 | 9.7367 | 0.59332 | 10 | 0.33006
38367 | 5.775 | 1 | 365 | 6.5766 | 0.23408 | 6 | 0.81065
38395 | 4.79 | 1 | 365 | 5.4549 | 0.97684 | 6 | 0.43169
38197 | 7.975 | 1 | 365 | 9.0819 | 0.27564 | 9 | 0.35757
38960 | 6.24 | 1 | 365 | 7.1061 | 0.29968 | 7 | 0.4058
38728 | 3.9 | 1 | 365 | 4.4413 | 0.9373 | 5 | 0.37862
38696 | 2.6 | 1 | 365 | 2.9609 | 0.9582 | 3 | 0.91908
37592 | 8.58 | 1 | 365 | 9.7709 | 0.66207 | 10 | 0.43297
43355 | 3.64 | 1 | 365 | 4.1452 | 0.34148 | 4 | 0.48671
41608 | 4.68 | 1 | 365 | 5.3296 | 0.72476 | 6 | 0.054347
37790 | 5.72 | 1 | 365 | 6.5139 | 0.10804 | 6 | 0.62198
38677 | 6.76 | 1 | 365 | 7.6983 | 0.49132 | 8 | 0.18961
37259 | 3.85 | 1 | 365 | 4.3844 | 0.82272 | 5 | 0.2071
36512 | 4.605 | 1 | 365 | 5.2442 | 0.55289 | 5 | 0.79707
36616 | 8.455 | 1 | 365 | 9.6286 | 0.37561 | 10 | 0.0041673
36515 | 4.605 | 1 | 365 | 5.2442 | 0.55289 | 5 | 0.79707
37231 | 6.325 | 1 | 365 | 7.2029 | 0.49447 | 7 | 0.69738
41630 | 4.95 | 1 | 365 | 5.6371 | 0.3435 | 5 | 0.98056
38167 | 4.76 | 1 | 365 | 5.4207 | 0.90809 | 6 | 0.32878
42694 | 7.7 | 1 | 365 | 8.7688 | 0.64544 | 9 | 0.4142
42812 | 6.6 | 1 | 365 | 7.5161 | 0.12467 | 7 | 0.64075
48367 | 8.48 | 1 | 365 | 9.657 | 0.4329 | 10 | 0.089928
52053 | 13 | 1 | 365 | 14.8044 | 0.79101 | 15 | 0.59541
52612 | 2.86 | 1 | 365 | 3.257 | 0.55402 | 3 | 0.81099
53135 | 12.15 | 1 | 365 | 13.8364 | 0.84313 | 14 | 0.67955
35926 | 8.28 | 1 | 365 | 9.4293 | 0.97458 | 10 | 0.40384
53039 | 11.18 | 1 | 365 | 12.7318 | 0.62027 | 13 | 0.35205
48746 | 9.1 | 1 | 365 | 10.3631 | 0.85371 | 11 | 0.21679
52276 | 12.48 | 1 | 365 | 14.2122 | 0.59937 | 14 | 0.81159
53093 | 7.02 | 1 | 365 | 7.9944 | 0.087144 | 8 | 0.08152
53064 | 6.5 | 1 | 365 | 7.4022 | 0.8955 | 8 | 0.2977
53040 | 6.5 | 1 | 365 | 7.4022 | 0.8955 | 8 | 0.2977
31925 | 9.1 | 1 | 365 | 10.3631 | 0.85371 | 11 | 0.21679
53238 | 9.62 | 1 | 365 | 10.9553 | 0.045346 | 11 | 0.00060192
53293 | 9.12 | 1 | 365 | 10.3859 | 0.89954 | 11 | 0.28539
53683 | 7.8 | 1 | 365 | 8.8826 | 0.8746 | 9 | 0.75724
44196 | 6.3 | 1 | 365 | 7.1744 | 0.43718 | 7 | 0.61162
42658 | 3.575 | 1 | 365 | 4.0712 | 0.19253 | 4 | 0.26374
42563 | 9.1 | 1 | 365 | 10.3631 | 0.85371 | 11 | 0.21679
53949 | 6.095 | 1 | 365 | 6.941 | 0.9674 | 7 | 0.90839
53778 | 6.6 | 1 | 365 | 7.5161 | 0.12467 | 7 | 0.64075
53779 | 4.77 | 1 | 365 | 5.4321 | 0.93101 | 6 | 0.36308
29047 | 6.12 | 1 | 365 | 6.9695 | 0.02469 | 6 | 0.99415
15954 | 11.22 | 1 | 365 | 12.7773 | 0.71193 | 13 | 0.48927
53626 | 5.2 | 1 | 365 | 5.9218 | 0.9164 | 6 | 0.83816
53516 | 5.98 | 1 | 365 | 6.81 | 0.70386 | 7 | 0.51389
53450 | 6.24 | 1 | 365 | 7.1061 | 0.29968 | 7 | 0.4058
53472 | 5.2 | 1 | 365 | 5.9218 | 0.9164 | 6 | 0.83816
53578 | 4.94 | 1 | 365 | 5.6257 | 0.32058 | 5 | 0.94626
53487 | 3.9 | 1 | 365 | 4.4413 | 0.9373 | 5 | 0.37862
53597 | 10.92 | 1 | 365 | 12.4357 | 0.024447 | 12 | 0.46014
54024 | 4.59 | 1 | 365 | 5.2271 | 0.51852 | 5 | 0.74561
53895 | 6.5 | 1 | 365 | 7.4022 | 0.8955 | 8 | 0.2977
16203 | 9.435 | 1 | 365 | 10.7446 | 0.6214 | 11 | 0.36597
14636 | 2.55 | 1 | 365 | 2.9039 | 0.84362 | 3 | 0.74756
53899 | 3.64 | 1 | 365 | 4.1452 | 0.34148 | 4 | 0.48671
54068 | 9.1 | 1 | 365 | 10.3631 | 0.85371 | 11 | 0.21679
54048 | 10.4 | 1 | 365 | 11.8435 | 0.83281 | 12 | 0.67633
31352 | 14.3 | 1 | 365 | 16.2848 | 0.77011 | 17 | 0.054949
53984 | 11.44 | 1 | 365 | 13.0279 | 0.21609 | 13 | 0.24396
34953 | 24.9 | 1 | 365 | 28.3561 | 0.061238 | 28 | 0.41736
52627 | 6.6 | 1 | 365 | 7.5161 | 0.12467 | 7 | 0.64075
53145 | 9.99 | 1 | 365 | 11.3766 | 0.89324 | 12 | 0.26986
53586 | 5.98 | 1 | 365 | 6.81 | 0.70386 | 7 | 0.51389
54080 | 12.6 | 1 | 365 | 14.3489 | 0.87436 | 15 | 0.22324
38327 | 3.47 | 1 | 365 | 3.9516 | 0.95191 | 4 | 0.90354
54081 | 8.06 | 1 | 365 | 9.1787 | 0.47042 | 9 | 0.64915
38150 | 3.64 | 1 | 365 | 4.1452 | 0.34148 | 4 | 0.48671
38345 | 14.3 | 1 | 365 | 16.2848 | 0.77011 | 17 | 0.054949
37933 | 10.14 | 1 | 365 | 11.5474 | 0.23699 | 11 | 0.78442
54111 | 3.72 | 1 | 365 | 4.2363 | 0.52481 | 4 | 0.76115
53988 | 17.16 | 1 | 365 | 19.5418 | 0.32413 | 19 | 0.86594
38122 | 4.125 | 1 | 365 | 4.6975 | 0.45292 | 5 | 0.15047
36342 | 8.95 | 1 | 365 | 10.1923 | 0.50996 | 10 | 0.70222
36412 | 11.265 | 1 | 365 | 12.8286 | 0.81505 | 13 | 0.64364
38108 | 3.12 | 1 | 365 | 3.5531 | 0.14984 | 3 | 0.7029
54112 | 4.35 | 1 | 365 | 4.9538 | 0.96853 | 5 | 0.92231
41097 | 4.42 | 1 | 365 | 5.0335 | 0.12894 | 5 | 0.16244
54127 | 9.25 | 1 | 365 | 10.5339 | 0.19745 | 10 | 0.73135
39862 | 3.575 | 1 | 365 | 4.0712 | 0.19253 | 4 | 0.26374
36498 | 9.495 | 1 | 365 | 10.8129 | 0.75889 | 11 | 0.5718
39767 | 6.875 | 1 | 365 | 7.8293 | 0.75486 | 8 | 0.58411
37596 | 6.05 | 1 | 365 | 6.8897 | 0.86428 | 7 | 0.75402
36856 | 7.935 | 1 | 365 | 9.0364 | 0.18397 | 9 | 0.22035
37624 | 9.36 | 1 | 365 | 10.6592 | 0.44953 | 11 | 0.10869
54113 | 11.4 | 1 | 365 | 12.9823 | 0.12442 | 13 | 0.10674
54115 | 10.545 | 1 | 365 | 12.0086 | 0.16509 | 12 | 0.17374
54131 | 9.28 | 1 | 365 | 10.5681 | 0.2662 | 10 | 0.83426
36858 | 6.68 | 1 | 365 | 7.6072 | 0.30799 | 7 | 0.91518
38789 | 3.775 | 1 | 365 | 4.299 | 0.65085 | 4 | 0.94982
38710 | 4.42 | 1 | 365 | 5.0335 | 0.12894 | 5 | 0.16244
38240 | 7.8 | 1 | 365 | 8.8826 | 0.8746 | 9 | 0.75724
37252 | 7.15 | 1 | 365 | 8.1424 | 0.38505 | 8 | 0.52747
39364 | 6.875 | 1 | 365 | 7.8293 | 0.75486 | 8 | 0.58411
39913 | 3.08 | 1 | 365 | 3.5075 | 0.058177 | 3 | 0.56568
38121 | 8.415 | 1 | 365 | 9.583 | 0.28395 | 9 | 0.86695
38916 | 6.065 | 1 | 365 | 6.9068 | 0.89865 | 7 | 0.80547
38300 | 9.88 | 1 | 365 | 11.2513 | 0.64117 | 11 | 0.89251
38839 | 4.42 | 1 | 365 | 5.0335 | 0.12894 | 5 | 0.16244
38218 | 5.72 | 1 | 365 | 6.5139 | 0.10804 | 6 | 0.62198
37181 | 3.92 | 1 | 365 | 4.4641 | 0.98313 | 5 | 0.44723
36849 | 5.125 | 1 | 365 | 5.8364 | 0.74453 | 6 | 0.58088
36609 | 6.92 | 1 | 365 | 7.8805 | 0.85798 | 8 | 0.73848
36026 | 7.7 | 1 | 365 | 8.7688 | 0.64544 | 9 | 0.4142
41674 | 6.24 | 1 | 365 | 7.1061 | 0.29968 | 7 | 0.4058
36401 | 4.605 | 1 | 365 | 5.2442 | 0.55289 | 5 | 0.79707
37807 | 5.46 | 1 | 365 | 6.2178 | 0.51222 | 6 | 0.73007
39859 | 5.72 | 1 | 365 | 6.5139 | 0.10804 | 6 | 0.62198
39123 | 7.425 | 1 | 365 | 8.4556 | 0.015249 | 8 | 0.47084
47248 | 5.2 | 1 | 365 | 5.9218 | 0.9164 | 6 | 0.83816
38817 | 5.2 | 1 | 365 | 5.9218 | 0.9164 | 6 | 0.83816
36503 | 4.68 | 1 | 365 | 5.3296 | 0.72476 | 6 | 0.054347
38348 | 4.42 | 1 | 365 | 5.0335 | 0.12894 | 5 | 0.16244
37824 | 6.05 | 1 | 365 | 6.8897 | 0.86428 | 7 | 0.75402
37251 | 7.02 | 1 | 365 | 7.9944 | 0.087144 | 8 | 0.08152
36291 | 7.675 | 1 | 365 | 8.7403 | 0.58815 | 9 | 0.32844
37256 | 6.47 | 1 | 365 | 7.368 | 0.82676 | 8 | 0.19479
44195 | 6.76 | 1 | 365 | 7.6983 | 0.49132 | 8 | 0.18961
38206 | 4.94 | 1 | 365 | 5.6257 | 0.32058 | 5 | 0.94626
37952 | 4.68 | 1 | 365 | 5.3296 | 0.72476 | 6 | 0.054347
38681 | 7.7 | 1 | 365 | 8.7688 | 0.64544 | 9 | 0.4142
38658 | 8.96 | 1 | 365 | 10.2036 | 0.53288 | 10 | 0.73653
47153 | 6.76 | 1 | 365 | 7.6983 | 0.49132 | 8 | 0.18961
44924 | 8.06 | 1 | 365 | 9.1787 | 0.47042 | 9 | 0.64915
41024 | 4.48 | 1 | 365 | 5.1018 | 0.26644 | 5 | 0.36826
47176 | 8.06 | 1 | 365 | 9.1787 | 0.47042 | 9 | 0.64915
47178 | 9.88 | 1 | 365 | 11.2513 | 0.64117 | 11 | 0.89251
42841 | 3.12 | 1 | 365 | 3.5531 | 0.14984 | 3 | 0.7029
47180 | 6.24 | 1 | 365 | 7.1061 | 0.29968 | 7 | 0.4058
38214 | 6.24 | 1 | 365 | 7.1061 | 0.29968 | 7 | 0.4058
47183 | 7.8 | 1 | 365 | 8.8826 | 0.8746 | 9 | 0.75724
38435 | 3.64 | 1 | 365 | 4.1452 | 0.34148 | 4 | 0.48671
37603 | 4.675 | 1 | 365 | 5.3239 | 0.7133 | 6 | 0.037195
47406 | 10.92 | 1 | 365 | 12.4357 | 0.024447 | 12 | 0.46014
47536 | 10.14 | 1 | 365 | 11.5474 | 0.23699 | 11 | 0.78442
37280 | 3.3 | 1 | 365 | 3.758 | 0.56233 | 4 | 0.32037
37190 | 6.05 | 1 | 365 | 6.8897 | 0.86428 | 7 | 0.75402
47184 | 8.58 | 1 | 365 | 9.7709 | 0.66207 | 10 | 0.43297
37218 | 4.2 | 1 | 365 | 4.783 | 0.62479 | 5 | 0.40775
47186 | 5.2 | 1 | 365 | 5.9218 | 0.9164 | 6 | 0.83816
42186 | 3.9 | 1 | 365 | 4.4413 | 0.9373 | 5 | 0.37862
47188 | 4.16 | 1 | 365 | 4.7374 | 0.53312 | 5 | 0.27053
47189 | 4.68 | 1 | 365 | 5.3296 | 0.72476 | 6 | 0.054347
54174 | 8.19 | 1 | 365 | 9.3268 | 0.76834 | 10 | 0.095107
54175 | 6.625 | 1 | 365 | 7.5446 | 0.18196 | 7 | 0.72651
47486 | 9.36 | 1 | 365 | 10.6592 | 0.44953 | 11 | 0.10869
54181 | 5.46 | 1 | 365 | 6.2178 | 0.51222 | 6 | 0.73007
54176 | 9.69 | 1 | 365 | 11.035 | 0.20576 | 11 | 0.24073
47494 | 3.38 | 1 | 365 | 3.8491 | 0.74566 | 4 | 0.59481
47314 | 9.315 | 1 | 365 | 10.6079 | 0.3464 | 10 | 0.95433
54184 | 7.155 | 1 | 365 | 8.1481 | 0.39651 | 8 | 0.54463
54187 | 8.55 | 1 | 365 | 9.7367 | 0.59332 | 10 | 0.33006
54217 | 4.4 | 1 | 365 | 5.0107 | 0.08311 | 5 | 0.09383
54198 | 7.02 | 1 | 365 | 7.9944 | 0.087144 | 8 | 0.08152
51855 | 6.76 | 1 | 365 | 7.6983 | 0.49132 | 8 | 0.18961
43496 | 3.3 | 1 | 365 | 3.758 | 0.56233 | 4 | 0.32037
53193 | 5.46 | 1 | 365 | 6.2178 | 0.51222 | 6 | 0.73007
32120 | 7.54 | 1 | 365 | 8.5866 | 0.27878 | 8 | 0.86534
49093 | 7.02 | 1 | 365 | 7.9944 | 0.087144 | 8 | 0.08152
53901 | 5.72 | 1 | 365 | 6.5139 | 0.10804 | 6 | 0.62198
39874 | 5.46 | 1 | 365 | 6.2178 | 0.51222 | 6 | 0.73007
31101 | 2267.7 | 0.8 | 365 | 2065.9654 | 0.35808 | 2066 | 0.32349
32078 | 7.02 | 1 | 365 | 7.9944 | 0.087144 | 8 | 0.08152
32967 | 649.8 | 0.8 | 365 | 591.9938 | 0.27366 | 592 | 0.26745
38485 | 10.08 | 1 | 365 | 11.4791 | 0.099489 | 11 | 0.57859
28101 | 4.845 | 1 | 365 | 5.5175 | 0.10288 | 5 | 0.62037
1441 | 2773.26 | 0.7 | 365 | 2210.7319 | 0.67289 | 2211 | 0.40483
47522 | 5.72 | 1 | 365 | 6.5139 | 0.10804 | 6 | 0.62198
26714 | 5.72 | 1 | 365 | 6.5139 | 0.10804 | 6 | 0.62198
31249 | 715.05 | 1 | 365 | 814.2989 | 0.62002 | 814 | 0.91896
23063 | 1.53 | 1 | 365 | 1.7424 | 0.50617 | 2 | 0.24854
47527 | 4.68 | 1 | 365 | 5.3296 | 0.72476 | 6 | 0.054347
27825 | 8.84 | 1 | 365 | 10.067 | 0.25789 | 10 | 0.32488
47531 | 5.13 | 1 | 365 | 5.842 | 0.75599 | 6 | 0.59803
22046 | 6.24 | 1 | 365 | 7.1061 | 0.29968 | 7 | 0.4058
47534 | 3.64 | 1 | 365 | 4.1452 | 0.34148 | 4 | 0.48671
53536 | 7.8 | 1 | 365 | 8.8826 | 0.8746 | 9 | 0.75724
53491 | 9.88 | 1 | 365 | 11.2513 | 0.64117 | 11 | 0.89251
47541 | 9.69 | 1 | 365 | 11.035 | 0.20576 | 11 | 0.24073
47544 | 7.7 | 1 | 365 | 8.7688 | 0.64544 | 9 | 0.4142
35866 | 777.48 | 1 | 365 | 885.3942 | 0.68561 | 886 | 0.079832
38715 | 8.55 | 1 | 365 | 9.7367 | 0.59332 | 10 | 0.33006
38866 | 5.98 | 1 | 365 | 6.81 | 0.70386 | 7 | 0.51389
38638 | 2.34 | 1 | 365 | 2.6648 | 0.36238 | 3 | 0.027173
38441 | 5.72 | 1 | 365 | 6.5139 | 0.10804 | 6 | 0.62198
47546 | 6.5 | 1 | 365 | 7.4022 | 0.8955 | 8 | 0.2977
38950 | 11.96 | 1 | 365 | 13.62 | 0.40773 | 14 | 0.027775
47548 | 7.8 | 1 | 365 | 8.8826 | 0.8746 | 9 | 0.75724
31574 | 64.26 | 0.9 | 365 | 65.8614 | 0.53332 | 66 | 0.39468
47550 | 9.1 | 1 | 365 | 10.3631 | 0.85371 | 11 | 0.21679
47936 | 5.2 | 1 | 365 | 5.9218 | 0.9164 | 6 | 0.83816
49362 | 2.08 | 1 | 365 | 2.3687 | 0.76656 | 3 | 0.13527
47940 | 6.76 | 1 | 365 | 7.6983 | 0.49132 | 8 | 0.18961
49364 | 5.46 | 1 | 365 | 6.2178 | 0.51222 | 6 | 0.73007
47948 | 8.32 | 1 | 365 | 9.4748 | 0.066245 | 9 | 0.54106
47950 | 2.86 | 1 | 365 | 3.257 | 0.55402 | 3 | 0.81099
50134 | 6.5 | 1 | 365 | 7.4022 | 0.8955 | 8 | 0.2977
54255 | 3.025 | 1 | 365 | 3.4449 | 0.93214 | 4 | 0.37701
49365 | 11.18 | 1 | 365 | 12.7318 | 0.62027 | 13 | 0.35205
49378 | 15.08 | 1 | 365 | 17.1731 | 0.55757 | 17 | 0.73067
49593 | 17.385 | 1 | 365 | 19.798 | 0.83974 | 20 | 0.63778
50142 | 7.02 | 1 | 365 | 7.9944 | 0.087144 | 8 | 0.08152
49366 | 8.06 | 1 | 365 | 9.1787 | 0.47042 | 9 | 0.64915
49368 | 7.8 | 1 | 365 | 8.8826 | 0.8746 | 9 | 0.75724
50149 | 5.2 | 1 | 365 | 5.9218 | 0.9164 | 6 | 0.83816
49380 | 6.555 | 1 | 365 | 7.4648 | 0.021543 | 7 | 0.48638
49900 | 9.45 | 1 | 365 | 10.7617 | 0.65577 | 11 | 0.41743
52892 | 5.83 | 1 | 365 | 6.6392 | 0.36012 | 6 | 0.99933
44330 | 9.25 | 1 | 365 | 10.5339 | 0.19745 | 10 | 0.73135
50273 | 4.96 | 1 | 365 | 5.6484 | 0.36642 | 6 | 0.014863
53873 | 11.7 | 1 | 365 | 13.324 | 0.81191 | 14 | 0.13587
41535 | 6.3 | 1 | 365 | 7.1744 | 0.43718 | 7 | 0.61162
53001 | 6.3 | 1 | 365 | 7.1744 | 0.43718 | 7 | 0.61162
53251 | 4.88 | 1 | 365 | 5.5573 | 0.18309 | 5 | 0.74043
53290 | 8.19 | 1 | 365 | 9.3268 | 0.76834 | 10 | 0.095107
48517 | 11.4 | 1 | 365 | 12.9823 | 0.12442 | 13 | 0.10674
52584 | 8.265 | 1 | 365 | 9.4122 | 0.94021 | 10 | 0.35239
49382 | 6.5 | 1 | 365 | 7.4022 | 0.8955 | 8 | 0.2977
53794 | 2.915 | 1 | 365 | 3.3196 | 0.68006 | 3 | 0.99966
46470 | 11.48 | 1 | 365 | 13.0734 | 0.30775 | 13 | 0.38118
49022 | 11.4 | 1 | 365 | 12.9823 | 0.12442 | 13 | 0.10674
25778 | 10.4 | 1 | 365 | 11.8435 | 0.83281 | 12 | 0.67633
27620 | 6.54 | 1 | 365 | 7.4478 | 0.98717 | 8 | 0.43492
49385 | 9.36 | 1 | 365 | 10.6592 | 0.44953 | 11 | 0.10869
49538 | 8.52 | 1 | 365 | 9.7026 | 0.52457 | 10 | 0.22714
49565 | 4.42 | 1 | 365 | 5.0335 | 0.12894 | 5 | 0.16244
49573 | 9.36 | 1 | 365 | 10.6592 | 0.44953 | 11 | 0.10869
49576 | 7.8 | 1 | 365 | 8.8826 | 0.8746 | 9 | 0.75724
49580 | 6.76 | 1 | 365 | 7.6983 | 0.49132 | 8 | 0.18961
49582 | 5.46 | 1 | 365 | 6.2178 | 0.51222 | 6 | 0.73007
36683 | 14.025 | 1 | 365 | 15.9717 | 0.13991 | 16 | 0.11158
49589 | 5.46 | 1 | 365 | 6.2178 | 0.51222 | 6 | 0.73007
49376 | 9.36 | 1 | 365 | 10.6592 | 0.44953 | 11 | 0.10869
50159 | 3.9 | 1 | 365 | 4.4413 | 0.9373 | 5 | 0.37862
49374 | 9.88 | 1 | 365 | 11.2513 | 0.64117 | 11 | 0.89251
50162 | 9.62 | 1 | 365 | 10.9553 | 0.045346 | 11 | 0.00060192
39858 | 7.425 | 1 | 365 | 8.4556 | 0.015249 | 8 | 0.47084
50167 | 9.975 | 1 | 365 | 11.3595 | 0.85887 | 12 | 0.2184
37734 | 5.32 | 1 | 365 | 6.0584 | 0.1914 | 6 | 0.24981
39855 | 11.275 | 1 | 365 | 12.84 | 0.83797 | 13 | 0.67794
39060 | 8.8 | 1 | 365 | 10.0214 | 0.16622 | 10 | 0.18766
47252 | 4.16 | 1 | 365 | 4.7374 | 0.53312 | 5 | 0.27053
50169 | 8.32 | 1 | 365 | 9.4748 | 0.066245 | 9 | 0.54106
41076 | 7.41 | 1 | 365 | 8.4385 | 0.98087 | 9 | 0.41938
50170 | 9.1 | 1 | 365 | 10.3631 | 0.85371 | 11 | 0.21679
50715 | 5.98 | 1 | 365 | 6.81 | 0.70386 | 7 | 0.51389
50719 | 10.4 | 1 | 365 | 11.8435 | 0.83281 | 12 | 0.67633
37245 | 12.1 | 1 | 365 | 13.7795 | 0.72855 | 14 | 0.50803
39856 | 4.16 | 1 | 365 | 4.7374 | 0.53312 | 5 | 0.27053
37770 | 5.72 | 1 | 365 | 6.5139 | 0.10804 | 6 | 0.62198
38675 | 4.125 | 1 | 365 | 4.6975 | 0.45292 | 5 | 0.15047
36014 | 5.62 | 1 | 365 | 6.4001 | 0.87888 | 7 | 0.27894
38261 | 5.98 | 1 | 365 | 6.81 | 0.70386 | 7 | 0.51389
38759 | 8.265 | 1 | 365 | 9.4122 | 0.94021 | 10 | 0.35239
39841 | 5.72 | 1 | 365 | 6.5139 | 0.10804 | 6 | 0.62198
50727 | 4.68 | 1 | 365 | 5.3296 | 0.72476 | 6 | 0.054347
49523 | 8.835 | 1 | 365 | 10.0613 | 0.24643 | 10 | 0.30773
50943 | 7.8 | 1 | 365 | 8.8826 | 0.8746 | 9 | 0.75724
39070 | 15.12 | 1 | 365 | 17.2187 | 0.64923 | 17 | 0.86789
50973 | 13.26 | 1 | 365 | 15.1005 | 0.38683 | 15 | 0.48732
38894 | 5.72 | 1 | 365 | 6.5139 | 0.10804 | 6 | 0.62198
51023 | 13.26 | 1 | 365 | 15.1005 | 0.38683 | 15 | 0.48732
41621 | 6.76 | 1 | 365 | 7.6983 | 0.49132 | 8 | 0.18961
50946 | 3.9 | 1 | 365 | 4.4413 | 0.9373 | 5 | 0.37862
41045 | 3.38 | 1 | 365 | 3.8491 | 0.74566 | 4 | 0.59481
50947 | 2.08 | 1 | 365 | 2.3687 | 0.76656 | 3 | 0.13527
47285 | 3.38 | 1 | 365 | 3.8491 | 0.74566 | 4 | 0.59481
40278 | 7.8 | 1 | 365 | 8.8826 | 0.8746 | 9 | 0.75724
50949 | 6.5 | 1 | 365 | 7.4022 | 0.8955 | 8 | 0.2977
50971 | 4.42 | 1 | 365 | 5.0335 | 0.12894 | 5 | 0.16244
37812 | 4.16 | 1 | 365 | 4.7374 | 0.53312 | 5 | 0.27053
37172 | 11 | 1 | 365 | 12.5268 | 0.20778 | 12 | 0.73458
51002 | 5.72 | 1 | 365 | 6.5139 | 0.10804 | 6 | 0.62198
51003 | 9.88 | 1 | 365 | 11.2513 | 0.64117 | 11 | 0.89251
43338 | 5.98 | 1 | 365 | 6.81 | 0.70386 | 7 | 0.51389
39778 | 4.16 | 1 | 365 | 4.7374 | 0.53312 | 5 | 0.27053
38132 | 5.88 | 1 | 365 | 6.6961 | 0.4747 | 7 | 0.17085
51005 | 5.2 | 1 | 365 | 5.9218 | 0.9164 | 6 | 0.83816
39825 | 12.1 | 1 | 365 | 13.7795 | 0.72855 | 14 | 0.50803
51007 | 9.36 | 1 | 365 | 10.6592 | 0.44953 | 11 | 0.10869
38872 | 4.95 | 1 | 365 | 5.6371 | 0.3435 | 5 | 0.98056
51008 | 5.72 | 1 | 365 | 6.5139 | 0.10804 | 6 | 0.62198
38310 | 5.4 | 1 | 365 | 6.1495 | 0.37473 | 6 | 0.52425
51009 | 4.16 | 1 | 365 | 4.7374 | 0.53312 | 5 | 0.27053
39884 | 3.12 | 1 | 365 | 3.5531 | 0.14984 | 3 | 0.7029
38190 | 4.16 | 1 | 365 | 4.7374 | 0.53312 | 5 | 0.27053
51011 | 5.98 | 1 | 365 | 6.81 | 0.70386 | 7 | 0.51389
51013 | 3.64 | 1 | 365 | 4.1452 | 0.34148 | 4 | 0.48671
36945 | 4.56 | 1 | 365 | 5.1929 | 0.44977 | 5 | 0.6427
36740 | 6.47 | 1 | 365 | 7.368 | 0.82676 | 8 | 0.19479
35988 | 5.125 | 1 | 365 | 5.8364 | 0.74453 | 6 | 0.58088
51021 | 7.02 | 1 | 365 | 7.9944 | 0.087144 | 8 | 0.08152
37904 | 7.975 | 1 | 365 | 9.0819 | 0.27564 | 9 | 0.35757
38860 | 6.24 | 1 | 365 | 7.1061 | 0.29968 | 7 | 0.4058
51022 | 8.32 | 1 | 365 | 9.4748 | 0.066245 | 9 | 0.54106
39848 | 4.94 | 1 | 365 | 5.6257 | 0.32058 | 5 | 0.94626
38322 | 8.68 | 1 | 365 | 9.8848 | 0.89123 | 10 | 0.77601
51025 | 3.64 | 1 | 365 | 4.1452 | 0.34148 | 4 | 0.48671
39872 | 3.64 | 1 | 365 | 4.1452 | 0.34148 | 4 | 0.48671
50139 | 7.95 | 1 | 365 | 9.0535 | 0.21835 | 9 | 0.27181
51148 | 15.08 | 1 | 365 | 17.1731 | 0.55757 | 17 | 0.73067
51149 | 13.26 | 1 | 365 | 15.1005 | 0.38683 | 15 | 0.48732
51146 | 9.1 | 1 | 365 | 10.3631 | 0.85371 | 11 | 0.21679
50944 | 5.2 | 1 | 365 | 5.9218 | 0.9164 | 6 | 0.83816
51147 | 6.5 | 1 | 365 | 7.4022 | 0.8955 | 8 | 0.2977
51150 | 7.54 | 1 | 365 | 8.5866 | 0.27878 | 8 | 0.86534
51159 | 2.08 | 1 | 365 | 2.3687 | 0.76656 | 3 | 0.13527
51167 | 4.16 | 1 | 365 | 4.7374 | 0.53312 | 5 | 0.27053
37776 | 9.8 | 1 | 365 | 11.1602 | 0.45784 | 11 | 0.61808
51168 | 7.41 | 1 | 365 | 8.4385 | 0.98087 | 9 | 0.41938
38679 | 3.64 | 1 | 365 | 4.1452 | 0.34148 | 4 | 0.48671
51185 | 2.6 | 1 | 365 | 2.9609 | 0.9582 | 3 | 0.91908
37217 | 8.84 | 1 | 365 | 10.067 | 0.25789 | 10 | 0.32488
51169 | 7.28 | 1 | 365 | 8.2905 | 0.68296 | 8 | 0.97343
41338 | 10.545 | 1 | 365 | 12.0086 | 0.16509 | 12 | 0.17374
51188 | 9.88 | 1 | 365 | 11.2513 | 0.64117 | 11 | 0.89251
51191 | 8.58 | 1 | 365 | 9.7709 | 0.66207 | 10 | 0.43297
51195 | 6.76 | 1 | 365 | 7.6983 | 0.49132 | 8 | 0.18961
36319 | 6.14 | 1 | 365 | 6.9922 | 0.070522 | 7 | 0.062754
49584 | 5.46 | 1 | 365 | 6.2178 | 0.51222 | 6 | 0.73007
39813 | 5.2 | 1 | 365 | 5.9218 | 0.9164 | 6 | 0.83816
47127 | 9.12 | 1 | 365 | 10.3859 | 0.89954 | 11 | 0.28539
36897 | 6.24 | 1 | 365 | 7.1061 | 0.29968 | 7 | 0.4058
51197 | 3.38 | 1 | 365 | 3.8491 | 0.74566 | 4 | 0.59481
37746 | 7.28 | 1 | 365 | 8.2905 | 0.68296 | 8 | 0.97343
51228 | 3.12 | 1 | 365 | 3.5531 | 0.14984 | 3 | 0.7029
51296 | 8.25 | 1 | 365 | 9.3951 | 0.90583 | 10 | 0.30093
37169 | 4.16 | 1 | 365 | 4.7374 | 0.53312 | 5 | 0.27053
49442 | 6.5 | 1 | 365 | 7.4022 | 0.8955 | 8 | 0.2977
39839 | 5.46 | 1 | 365 | 6.2178 | 0.51222 | 6 | 0.73007
37834 | 3.9 | 1 | 365 | 4.4413 | 0.9373 | 5 | 0.37862
39056 | 5.2 | 1 | 365 | 5.9218 | 0.9164 | 6 | 0.83816
36737 | 5.46 | 1 | 365 | 6.2178 | 0.51222 | 6 | 0.73007
46979 | 10.36 | 1 | 365 | 11.798 | 0.74114 | 12 | 0.53911
51399 | 6.76 | 1 | 365 | 7.6983 | 0.49132 | 8 | 0.18961
46033 | 8.25 | 1 | 365 | 9.3951 | 0.90583 | 10 | 0.30093
51400 | 9.62 | 1 | 365 | 10.9553 | 0.045346 | 11 | 0.00060192
38693 | 3.64 | 1 | 365 | 4.1452 | 0.34148 | 4 | 0.48671
37876 | 5.2 | 1 | 365 | 5.9218 | 0.9164 | 6 | 0.83816
38026 | 4.16 | 1 | 365 | 4.7374 | 0.53312 | 5 | 0.27053
51401 | 8.32 | 1 | 365 | 9.4748 | 0.066245 | 9 | 0.54106
38338 | 7.54 | 1 | 365 | 8.5866 | 0.27878 | 8 | 0.86534
39005 | 5.98 | 1 | 365 | 6.81 | 0.70386 | 7 | 0.51389
51402 | 5.98 | 1 | 365 | 6.81 | 0.70386 | 7 | 0.51389
38864 | 6.05 | 1 | 365 | 6.8897 | 0.86428 | 7 | 0.75402
38182 | 3.85 | 1 | 365 | 4.3844 | 0.82272 | 5 | 0.2071
51410 | 12.22 | 1 | 365 | 13.9161 | 0.0035475 | 13 | 0.91968
36499 | 5.98 | 1 | 365 | 6.81 | 0.70386 | 7 | 0.51389
51411 | 13.52 | 1 | 365 | 15.3966 | 0.98265 | 16 | 0.37922
38635 | 4.42 | 1 | 365 | 5.0335 | 0.12894 | 5 | 0.16244
51413 | 11.44 | 1 | 365 | 13.0279 | 0.21609 | 13 | 0.24396
39382 | 5.2 | 1 | 365 | 5.9218 | 0.9164 | 6 | 0.83816
38183 | 5.2 | 1 | 365 | 5.9218 | 0.9164 | 6 | 0.83816
51412 | 11.7 | 1 | 365 | 13.324 | 0.81191 | 14 | 0.13587
37023 | 5.805 | 1 | 365 | 6.6107 | 0.30283 | 6 | 0.91356
37178 | 4.16 | 1 | 365 | 4.7374 | 0.53312 | 5 | 0.27053
36922 | 8.47 | 1 | 365 | 9.6456 | 0.40999 | 10 | 0.055624
37953 | 8.12 | 1 | 365 | 9.2471 | 0.60792 | 9 | 0.85498
38646 | 4.845 | 1 | 365 | 5.5175 | 0.10288 | 5 | 0.62037
36661 | 7.7 | 1 | 365 | 8.7688 | 0.64544 | 9 | 0.4142
36876 | 4.085 | 1 | 365 | 4.652 | 0.36125 | 5 | 0.013249
38711 | 8.4 | 1 | 365 | 9.5659 | 0.24957 | 9 | 0.81549
47238 | 3.515 | 1 | 365 | 4.0029 | 0.05503 | 4 | 0.057912
38271 | 6.56 | 1 | 365 | 7.4705 | 0.033001 | 7 | 0.50353
37249 | 4.4 | 1 | 365 | 5.0107 | 0.08311 | 5 | 0.09383
37030 | 5.4 | 1 | 365 | 6.1495 | 0.37473 | 6 | 0.52425
41651 | 11.96 | 1 | 365 | 13.62 | 0.40773 | 14 | 0.027775
38869 | 6.14 | 1 | 365 | 6.9922 | 0.070522 | 7 | 0.062754
39899 | 11.76 | 1 | 365 | 13.3923 | 0.9494 | 14 | 0.34169
38632 | 7.28 | 1 | 365 | 8.2905 | 0.68296 | 8 | 0.97343
37957 | 3.85 | 1 | 365 | 4.3844 | 0.82272 | 5 | 0.2071
35771 | 8.25 | 1 | 365 | 9.3951 | 0.90583 | 10 | 0.30093
43025 | 4.4 | 1 | 365 | 5.0107 | 0.08311 | 5 | 0.09383
43629 | 8.82 | 1 | 365 | 10.0442 | 0.21205 | 10 | 0.25627
38816 | 4.605 | 1 | 365 | 5.2442 | 0.55289 | 5 | 0.79707
37748 | 6.92 | 1 | 365 | 7.8805 | 0.85798 | 8 | 0.73848
37183 | 7.935 | 1 | 365 | 9.0364 | 0.18397 | 9 | 0.22035
41649 | 5.5 | 1 | 365 | 6.2634 | 0.60389 | 6 | 0.86729
38708 | 4.4 | 1 | 365 | 5.0107 | 0.08311 | 5 | 0.09383
49449 | 10.92 | 1 | 365 | 12.4357 | 0.024447 | 12 | 0.46014
38387 | 8.32 | 1 | 365 | 9.4748 | 0.066245 | 9 | 0.54106
37007 | 5.905 | 1 | 365 | 6.7246 | 0.53199 | 7 | 0.25661
46277 | 10.4 | 1 | 365 | 11.8435 | 0.83281 | 12 | 0.67633
35797 | 7.8 | 1 | 365 | 8.8826 | 0.8746 | 9 | 0.75724
52746 | 8.67 | 1 | 365 | 9.8734 | 0.86831 | 10 | 0.74171
46110 | 10.4 | 1 | 365 | 11.8435 | 0.83281 | 12 | 0.67633
46956 | 13.26 | 1 | 365 | 15.1005 | 0.38683 | 15 | 0.48732
38913 | 5.72 | 1 | 365 | 6.5139 | 0.10804 | 6 | 0.62198
39747 | 8.59 | 1 | 365 | 9.7823 | 0.68498 | 10 | 0.46727
38821 | 4.035 | 1 | 365 | 4.5951 | 0.24667 | 4 | 0.84173
37209 | 5.12 | 1 | 365 | 5.8307 | 0.73307 | 6 | 0.56373
41393 | 3.3 | 1 | 365 | 3.758 | 0.56233 | 4 | 0.32037
38717 | 3.575 | 1 | 365 | 4.0712 | 0.19253 | 4 | 0.26374
47222 | 12.1 | 1 | 365 | 13.7795 | 0.72855 | 14 | 0.50803
38880 | 5.545 | 1 | 365 | 6.3146 | 0.70701 | 7 | 0.021657
37191 | 8.195 | 1 | 365 | 9.3325 | 0.77979 | 10 | 0.11226
36989 | 4.605 | 1 | 365 | 5.2442 | 0.55289 | 5 | 0.79707
36877 | 5.1 | 1 | 365 | 5.8079 | 0.68724 | 6 | 0.49512
37203 | 7.18 | 1 | 365 | 8.1766 | 0.4538 | 8 | 0.63039
36958 | 7.44 | 1 | 365 | 8.4727 | 0.049623 | 8 | 0.5223
38143 | 7.8 | 1 | 365 | 8.8826 | 0.8746 | 9 | 0.75724
37362 | 3.12 | 1 | 365 | 3.5531 | 0.14984 | 3 | 0.7029
51155 | 4.94 | 1 | 365 | 5.6257 | 0.32058 | 5 | 0.94626
39751 | 8.715 | 1 | 365 | 9.9246 | 0.97143 | 10 | 0.89608
38830 | 6.66 | 1 | 365 | 7.5844 | 0.26216 | 7 | 0.84657
38734 | 5.72 | 1 | 365 | 6.5139 | 0.10804 | 6 | 0.62198
38805 | 3.9 | 1 | 365 | 4.4413 | 0.9373 | 5 | 0.37862
38769 | 7.28 | 1 | 365 | 8.2905 | 0.68296 | 8 | 0.97343
39782 | 6.24 | 1 | 365 | 7.1061 | 0.29968 | 7 | 0.4058
38257 | 6.47 | 1 | 365 | 7.368 | 0.82676 | 8 | 0.19479
38627 | 7.315 | 1 | 365 | 8.3303 | 0.76317 | 9 | 0.093493
38476 | 10.57 | 1 | 365 | 12.0371 | 0.22238 | 12 | 0.2595
49517 | 5.98 | 1 | 365 | 6.81 | 0.70386 | 7 | 0.51389
39082 | 11.025 | 1 | 365 | 12.5553 | 0.26507 | 12 | 0.82034
38394 | 4.5 | 1 | 365 | 5.1246 | 0.31227 | 5 | 0.43687
42537 | 10.71 | 1 | 365 | 12.1965 | 0.54321 | 12 | 0.73976
41967 | 6.3 | 1 | 365 | 7.1744 | 0.43718 | 7 | 0.61162
42110 | 12 | 1 | 365 | 13.6656 | 0.49939 | 14 | 0.16499
41924 | 12 | 1 | 365 | 13.6656 | 0.49939 | 14 | 0.16499
38375 | 9.135 | 1 | 365 | 10.4029 | 0.93391 | 11 | 0.33685
41195 | 8.19 | 1 | 365 | 9.3268 | 0.76834 | 10 | 0.095107
38325 | 7.2 | 1 | 365 | 8.1994 | 0.49964 | 8 | 0.699
47358 | 6.3 | 1 | 365 | 7.1744 | 0.43718 | 7 | 0.61162
47103 | 5.1 | 1 | 365 | 5.8079 | 0.68724 | 6 | 0.49512
47096 | 7.2 | 1 | 365 | 8.1994 | 0.49964 | 8 | 0.699
46290 | 7.8 | 1 | 365 | 8.8826 | 0.8746 | 9 | 0.75724
47116 | 9.6 | 1 | 365 | 10.9325 | 0.99951 | 11 | 0.93199
44359 | 4.56 | 1 | 365 | 5.1929 | 0.44977 | 5 | 0.6427
46197 | 11.25 | 1 | 365 | 12.8115 | 0.78068 | 13 | 0.59218
47458 | 24.64 | 1 | 365 | 28.06 | 0.46542 | 28 | 0.52545
48725 | 11.6 | 1 | 365 | 13.2101 | 0.58275 | 13 | 0.79283
50115 | 11.6 | 1 | 365 | 13.2101 | 0.58275 | 13 | 0.79283
49772 | 11.6 | 1 | 365 | 13.2101 | 0.58275 | 13 | 0.79283
35931 | 6.213 | 1 | 365 | 7.0754 | 0.23781 | 7 | 0.31317
36131 | 12.426 | 1 | 365 | 14.1507 | 0.47562 | 14 | 0.62635
36135 | 7.194 | 1 | 365 | 8.1925 | 0.48589 | 8 | 0.67841
36142 | 12.42 | 1 | 365 | 14.1439 | 0.46187 | 14 | 0.60577
36163 | 9.81 | 1 | 365 | 11.1716 | 0.48075 | 11 | 0.65238
37522 | 7.02 | 1 | 365 | 7.9944 | 0.087144 | 8 | 0.08152
38875 | 6.56 | 1 | 365 | 7.4705 | 0.033001 | 7 | 0.50353
42888 | 3.02 | 1 | 365 | 3.4392 | 0.92068 | 4 | 0.35986
36835 | 4.605 | 1 | 365 | 5.2442 | 0.55289 | 5 | 0.79707
37216 | 3.85 | 1 | 365 | 4.3844 | 0.82272 | 5 | 0.2071
36882 | 6.375 | 1 | 365 | 7.2599 | 0.60905 | 7 | 0.8689
39849 | 8.715 | 1 | 365 | 9.9246 | 0.97143 | 10 | 0.89608
38836 | 7.15 | 1 | 365 | 8.1424 | 0.38505 | 8 | 0.52747
47235 | 6.76 | 1 | 365 | 7.6983 | 0.49132 | 8 | 0.18961
37625 | 4.345 | 1 | 365 | 4.9481 | 0.95707 | 5 | 0.90516
37228 | 7.84 | 1 | 365 | 8.9282 | 0.96627 | 9 | 0.89446
50807 | 5.72 | 1 | 365 | 6.5139 | 0.10804 | 6 | 0.62198
38733 | 4.11 | 1 | 365 | 4.6805 | 0.41854 | 5 | 0.09901
38189 | 12.1 | 1 | 365 | 13.7795 | 0.72855 | 14 | 0.50803
39794 | 8.68 | 1 | 365 | 9.8848 | 0.89123 | 10 | 0.77601
43255 | 6.76 | 1 | 365 | 7.6983 | 0.49132 | 8 | 0.18961
50644 | 4.42 | 1 | 365 | 5.0335 | 0.12894 | 5 | 0.16244
39030 | 6.27 | 1 | 365 | 7.1403 | 0.36843 | 7 | 0.50871
38306 | 6.6 | 1 | 365 | 7.5161 | 0.12467 | 7 | 0.64075
39920 | 5.6 | 1 | 365 | 6.3773 | 0.83305 | 7 | 0.21033
39091 | 9.1 | 1 | 365 | 10.3631 | 0.85371 | 11 | 0.21679
51181 | 4.94 | 1 | 365 | 5.6257 | 0.32058 | 5 | 0.94626
38796 | 4.2 | 1 | 365 | 4.783 | 0.62479 | 5 | 0.40775
36363 | 8.715 | 1 | 365 | 9.9246 | 0.97143 | 10 | 0.89608
38299 | 5.88 | 1 | 365 | 6.6961 | 0.4747 | 7 | 0.17085
39112 | 8.58 | 1 | 365 | 9.7709 | 0.66207 | 10 | 0.43297
39094 | 9.1 | 1 | 365 | 10.3631 | 0.85371 | 11 | 0.21679
51157 | 10.08 | 1 | 365 | 11.4791 | 0.099489 | 11 | 0.57859
38107 | 4.845 | 1 | 365 | 5.5175 | 0.10288 | 5 | 0.62037
38212 | 9.36 | 1 | 365 | 10.6592 | 0.44953 | 11 | 0.10869
47231 | 7.28 | 1 | 365 | 8.2905 | 0.68296 | 8 | 0.97343
51584 | 7.28 | 1 | 365 | 8.2905 | 0.68296 | 8 | 0.97343
39784 | 6.05 | 1 | 365 | 6.8897 | 0.86428 | 7 | 0.75402
49492 | 4.16 | 1 | 365 | 4.7374 | 0.53312 | 5 | 0.27053
50707 | 4.68 | 1 | 365 | 5.3296 | 0.72476 | 6 | 0.054347
41052 | 7.15 | 1 | 365 | 8.1424 | 0.38505 | 8 | 0.52747
37275 | 3.575 | 1 | 365 | 4.0712 | 0.19253 | 4 | 0.26374
38842 | 8.195 | 1 | 365 | 9.3325 | 0.77979 | 10 | 0.11226
39392 | 8.195 | 1 | 365 | 9.3325 | 0.77979 | 10 | 0.11226
39075 | 7.15 | 1 | 365 | 8.1424 | 0.38505 | 8 | 0.52747
38685 | 6.325 | 1 | 365 | 7.2029 | 0.49447 | 7 | 0.69738
39869 | 4.68 | 1 | 365 | 5.3296 | 0.72476 | 6 | 0.054347
38501 | 10.4 | 1 | 365 | 11.8435 | 0.83281 | 12 | 0.67633
38663 | 8.59 | 1 | 365 | 9.7823 | 0.68498 | 10 | 0.46727
37875 | 12.32 | 1 | 365 | 14.03 | 0.23271 | 14 | 0.26273
39843 | 3.12 | 1 | 365 | 3.5531 | 0.14984 | 3 | 0.7029
37370 | 12.48 | 1 | 365 | 14.2122 | 0.59937 | 14 | 0.81159
37257 | 5.88 | 1 | 365 | 6.6961 | 0.4747 | 7 | 0.17085
38283 | 6.76 | 1 | 365 | 7.6983 | 0.49132 | 8 | 0.18961
47247 | 7.02 | 1 | 365 | 7.9944 | 0.087144 | 8 | 0.08152
37771 | 7.8 | 1 | 365 | 8.8826 | 0.8746 | 9 | 0.75724
47240 | 4.16 | 1 | 365 | 4.7374 | 0.53312 | 5 | 0.27053
38877 | 5.72 | 1 | 365 | 6.5139 | 0.10804 | 6 | 0.62198
39105 | 5.2 | 1 | 365 | 5.9218 | 0.9164 | 6 | 0.83816
53056 | 24.99 | 1 | 365 | 28.4586 | 0.26748 | 28 | 0.7261
44456 | 119.025 | 0.9 | 365 | 121.9911 | 0.48363 | 122 | 0.47474
29889 | 456.94 | 0.9 | 365 | 468.3269 | 0.41791 | 468 | 0.74486
35678 | 148.18 | 0.9 | 365 | 151.8726 | 0.61449 | 152 | 0.48714
52626 | 7.6 | 1 | 365 | 8.6549 | 0.41628 | 9 | 0.071162
51397 | 6.76 | 1 | 365 | 7.6983 | 0.49132 | 8 | 0.18961
51201 | 8.32 | 1 | 365 | 9.4748 | 0.066245 | 9 | 0.54106
45336 | 22.26 | 1 | 365 | 25.3497 | 0.011372 | 25 | 0.36106
51628 | 9.36 | 1 | 365 | 10.6592 | 0.44953 | 11 | 0.10869
51629 | 8.84 | 1 | 365 | 10.067 | 0.25789 | 10 | 0.32488
51638 | 6.76 | 1 | 365 | 7.6983 | 0.49132 | 8 | 0.18961
51639 | 5.2 | 1 | 365 | 5.9218 | 0.9164 | 6 | 0.83816
51640 | 7.02 | 1 | 365 | 7.9944 | 0.087144 | 8 | 0.08152
41973 | 7.28 | 1 | 365 | 8.2905 | 0.68296 | 8 | 0.97343
51641 | 7.28 | 1 | 365 | 8.2905 | 0.68296 | 8 | 0.97343
51643 | 4.42 | 1 | 365 | 5.0335 | 0.12894 | 5 | 0.16244
51644 | 5.98 | 1 | 365 | 6.81 | 0.70386 | 7 | 0.51389
51645 | 7.02 | 1 | 365 | 7.9944 | 0.087144 | 8 | 0.08152
51680 | 3.9 | 1 | 365 | 4.4413 | 0.9373 | 5 | 0.37862
51682 | 2.86 | 1 | 365 | 3.257 | 0.55402 | 3 | 0.81099
51683 | 7.28 | 1 | 365 | 8.2905 | 0.68296 | 8 | 0.97343
51687 | 5.1 | 1 | 365 | 5.8079 | 0.68724 | 6 | 0.49512
51691 | 4.42 | 1 | 365 | 5.0335 | 0.12894 | 5 | 0.16244
51694 | 7.28 | 1 | 365 | 8.2905 | 0.68296 | 8 | 0.97343
51695 | 2.86 | 1 | 365 | 3.257 | 0.55402 | 3 | 0.81099
51696 | 9.88 | 1 | 365 | 11.2513 | 0.64117 | 11 | 0.89251
51697 | 7.28 | 1 | 365 | 8.2905 | 0.68296 | 8 | 0.97343
51938 | 3.12 | 1 | 365 | 3.5531 | 0.14984 | 3 | 0.7029
49096 | 6.25 | 1 | 365 | 7.1175 | 0.3226 | 7 | 0.4401
51964 | 7.8 | 1 | 365 | 8.8826 | 0.8746 | 9 | 0.75724
36486 | 9.96 | 1 | 365 | 11.3424 | 0.8245 | 12 | 0.16694
37801 | 4.68 | 1 | 365 | 5.3296 | 0.72476 | 6 | 0.054347
37247 | 4.42 | 1 | 365 | 5.0335 | 0.12894 | 5 | 0.16244
37154 | 4.42 | 1 | 365 | 5.0335 | 0.12894 | 5 | 0.16244
38264 | 3.64 | 1 | 365 | 4.1452 | 0.34148 | 4 | 0.48671
51968 | 9.36 | 1 | 365 | 10.6592 | 0.44953 | 11 | 0.10869
51969 | 6.76 | 1 | 365 | 7.6983 | 0.49132 | 8 | 0.18961
51971 | 3.64 | 1 | 365 | 4.1452 | 0.34148 | 4 | 0.48671
51975 | 5.2 | 1 | 365 | 5.9218 | 0.9164 | 6 | 0.83816
51978 | 5.46 | 1 | 365 | 6.2178 | 0.51222 | 6 | 0.73007
51983 | 4.42 | 1 | 365 | 5.0335 | 0.12894 | 5 | 0.16244
51982 | 8.8 | 1 | 365 | 10.0214 | 0.16622 | 10 | 0.18766
51987 | 9.36 | 1 | 365 | 10.6592 | 0.44953 | 11 | 0.10869
51984 | 3.38 | 1 | 365 | 3.8491 | 0.74566 | 4 | 0.59481
51990 | 5.72 | 1 | 365 | 6.5139 | 0.10804 | 6 | 0.62198
51993 | 8.06 | 1 | 365 | 9.1787 | 0.47042 | 9 | 0.64915
51999 | 5.2 | 1 | 365 | 5.9218 | 0.9164 | 6 | 0.83816
52013 | 6.24 | 1 | 365 | 7.1061 | 0.29968 | 7 | 0.4058
52001 | 5.72 | 1 | 365 | 6.5139 | 0.10804 | 6 | 0.62198
52004 | 4.68 | 1 | 365 | 5.3296 | 0.72476 | 6 | 0.054347
41699 | 12.32 | 1 | 365 | 14.03 | 0.23271 | 14 | 0.26273
37175 | 7.8 | 1 | 365 | 8.8826 | 0.8746 | 9 | 0.75724
38362 | 8.58 | 1 | 365 | 9.7709 | 0.66207 | 10 | 0.43297
38672 | 2.86 | 1 | 365 | 3.257 | 0.55402 | 3 | 0.81099
51588 | 12.22 | 1 | 365 | 13.9161 | 0.0035475 | 13 | 0.91968
49479 | 3.64 | 1 | 365 | 4.1452 | 0.34148 | 4 | 0.48671
39753 | 5.72 | 1 | 365 | 6.5139 | 0.10804 | 6 | 0.62198
51192 | 12.22 | 1 | 365 | 13.9161 | 0.0035475 | 13 | 0.91968
38272 | 9.88 | 1 | 365 | 11.2513 | 0.64117 | 11 | 0.89251
38350 | 5.46 | 1 | 365 | 6.2178 | 0.51222 | 6 | 0.73007
38861 | 6.56 | 1 | 365 | 7.4705 | 0.033001 | 7 | 0.50353
41353 | 7.28 | 1 | 365 | 8.2905 | 0.68296 | 8 | 0.97343
41624 | 6.065 | 1 | 365 | 6.9068 | 0.89865 | 7 | 0.80547
39750 | 12.04 | 1 | 365 | 13.7112 | 0.59106 | 14 | 0.30221
36655 | 5.5 | 1 | 365 | 6.2634 | 0.60389 | 6 | 0.86729
47775 | 10.865 | 1 | 365 | 12.3731 | 0.89841 | 13 | 0.27147
52043 | 9.01 | 1 | 365 | 10.2606 | 0.64746 | 10 | 0.90805
38892 | 7.5 | 1 | 365 | 8.541 | 0.18712 | 8 | 0.72812
46587 | 4.2 | 1 | 365 | 4.783 | 0.62479 | 5 | 0.40775
48627 | 9.6 | 1 | 365 | 10.9325 | 0.99951 | 11 | 0.93199
52175 | 9.1 | 1 | 365 | 10.3631 | 0.85371 | 11 | 0.21679
52177 | 8.58 | 1 | 365 | 9.7709 | 0.66207 | 10 | 0.43297
52180 | 2.52 | 1 | 365 | 2.8698 | 0.77487 | 3 | 0.64465
52181 | 7.8 | 1 | 365 | 8.8826 | 0.8746 | 9 | 0.75724
52183 | 4.16 | 1 | 365 | 4.7374 | 0.53312 | 5 | 0.27053
52185 | 3.9 | 1 | 365 | 4.4413 | 0.9373 | 5 | 0.37862
47111 | 6 | 1 | 365 | 6.8328 | 0.7497 | 7 | 0.5825
36189 | 7.56 | 1 | 365 | 8.6093 | 0.32462 | 8 | 0.93394
40771 | 4.2 | 1 | 365 | 4.783 | 0.62479 | 5 | 0.40775
46258 | 14.26 | 1 | 365 | 16.2393 | 0.67844 | 16 | 0.91773
46241 | 14.4 | 1 | 365 | 16.3987 | 0.99927 | 17 | 0.39799
44119 | 10.71 | 1 | 365 | 12.1965 | 0.54321 | 12 | 0.73976
52307 | 4.42 | 1 | 365 | 5.0335 | 0.12894 | 5 | 0.16244
50855 | 11.7 | 1 | 365 | 13.324 | 0.81191 | 14 | 0.13587
52308 | 3.38 | 1 | 365 | 3.8491 | 0.74566 | 4 | 0.59481
35799 | 10.08 | 1 | 365 | 11.4791 | 0.099489 | 11 | 0.57859
52311 | 5.72 | 1 | 365 | 6.5139 | 0.10804 | 6 | 0.62198
35740 | 8.7 | 1 | 365 | 9.9076 | 0.93706 | 10 | 0.84462
52317 | 5.72 | 1 | 365 | 6.5139 | 0.10804 | 6 | 0.62198
32066 | 10.4 | 1 | 365 | 11.8435 | 0.83281 | 12 | 0.67633
52319 | 3.38 | 1 | 365 | 3.8491 | 0.74566 | 4 | 0.59481
47637 | 8.505 | 1 | 365 | 9.6855 | 0.49019 | 10 | 0.17569
37428 | 8.829 | 1 | 365 | 10.0545 | 0.23268 | 10 | 0.28714
36005 | 30.5 | 0.9 | 365 | 31.2601 | 0.90486 | 32 | 0.16492
52325 | 4.42 | 1 | 365 | 5.0335 | 0.12894 | 5 | 0.16244
38701 | 6.05 | 1 | 365 | 6.8897 | 0.86428 | 7 | 0.75402
52324 | 5.46 | 1 | 365 | 6.2178 | 0.51222 | 6 | 0.73007
38670 | 4.48 | 1 | 365 | 5.1018 | 0.26644 | 5 | 0.36826
49953 | 5.4 | 1 | 365 | 6.1495 | 0.37473 | 6 | 0.52425
49487 | 5.72 | 1 | 365 | 6.5139 | 0.10804 | 6 | 0.62198
52336 | 4.16 | 1 | 365 | 4.7374 | 0.53312 | 5 | 0.27053
50725 | 8.54 | 1 | 365 | 9.7254 | 0.5704 | 10 | 0.29575
52337 | 3.9 | 1 | 365 | 4.4413 | 0.9373 | 5 | 0.37862
52342 | 6.5 | 1 | 365 | 7.4022 | 0.8955 | 8 | 0.2977
50980 | 3.9 | 1 | 365 | 4.4413 | 0.9373 | 5 | 0.37862
40838 | 5.61 | 1 | 365 | 6.3887 | 0.85597 | 7 | 0.24463
41285 | 3.9 | 1 | 365 | 4.4413 | 0.9373 | 5 | 0.37862
41642 | 9.24 | 1 | 365 | 10.5225 | 0.17453 | 10 | 0.69704
46943 | 13.26 | 1 | 365 | 15.1005 | 0.38683 | 15 | 0.48732
42314 | 3.9 | 1 | 365 | 4.4413 | 0.9373 | 5 | 0.37862
41227 | 5.4 | 1 | 365 | 6.1495 | 0.37473 | 6 | 0.52425
46075 | 13.26 | 1 | 365 | 15.1005 | 0.38683 | 15 | 0.48732
41889 | 3.38 | 1 | 365 | 3.8491 | 0.74566 | 4 | 0.59481
46094 | 13.52 | 1 | 365 | 15.3966 | 0.98265 | 16 | 0.37922
43611 | 4.68 | 1 | 365 | 5.3296 | 0.72476 | 6 | 0.054347
43585 | 7.24 | 1 | 365 | 8.2449 | 0.5913 | 8 | 0.83621
48696 | 7.98 | 1 | 365 | 9.0876 | 0.2871 | 9 | 0.37472
43984 | 6.3 | 1 | 365 | 7.1744 | 0.43718 | 7 | 0.61162
47467 | 10.8 | 1 | 365 | 12.299 | 0.74945 | 13 | 0.048493
36210 | 7.56 | 1 | 365 | 8.6093 | 0.32462 | 8 | 0.93394
43252 | 9.18 | 1 | 365 | 10.4542 | 0.037035 | 10 | 0.49122
43612 | 7.8 | 1 | 365 | 8.8826 | 0.8746 | 9 | 0.75724
35924 | 6.555 | 1 | 365 | 7.4648 | 0.021543 | 7 | 0.48638
52802 | 6.5 | 1 | 365 | 7.4022 | 0.8955 | 8 | 0.2977
52705 | 9.36 | 1 | 365 | 10.6592 | 0.44953 | 11 | 0.10869
52801 | 6.5 | 1 | 365 | 7.4022 | 0.8955 | 8 | 0.2977
52803 | 7.54 | 1 | 365 | 8.5866 | 0.27878 | 8 | 0.86534
52707 | 4.16 | 1 | 365 | 4.7374 | 0.53312 | 5 | 0.27053
52828 | 6.5 | 1 | 365 | 7.4022 | 0.8955 | 8 | 0.2977
52800 | 7.02 | 1 | 365 | 7.9944 | 0.087144 | 8 | 0.08152
52799 | 5.2 | 1 | 365 | 5.9218 | 0.9164 | 6 | 0.83816
52830 | 5.46 | 1 | 365 | 6.2178 | 0.51222 | 6 | 0.73007
52833 | 6.5 | 1 | 365 | 7.4022 | 0.8955 | 8 | 0.2977
52962 | 5.2 | 1 | 365 | 5.9218 | 0.9164 | 6 | 0.83816
52826 | 6.5 | 1 | 365 | 7.4022 | 0.8955 | 8 | 0.2977
52836 | 4.16 | 1 | 365 | 4.7374 | 0.53312 | 5 | 0.27053
52838 | 3.64 | 1 | 365 | 4.1452 | 0.34148 | 4 | 0.48671
52965 | 4.16 | 1 | 365 | 4.7374 | 0.53312 | 5 | 0.27053
52839 | 5.2 | 1 | 365 | 5.9218 | 0.9164 | 6 | 0.83816
52968 | 9.88 | 1 | 365 | 11.2513 | 0.64117 | 11 | 0.89251
52959 | 8.58 | 1 | 365 | 9.7709 | 0.66207 | 10 | 0.43297
52955 | 2.08 | 1 | 365 | 2.3687 | 0.76656 | 3 | 0.13527
52954 | 5.2 | 1 | 365 | 5.9218 | 0.9164 | 6 | 0.83816
52859 | 5.2 | 1 | 365 | 5.9218 | 0.9164 | 6 | 0.83816
52855 | 8.32 | 1 | 365 | 9.4748 | 0.066245 | 9 | 0.54106
52853 | 4.42 | 1 | 365 | 5.0335 | 0.12894 | 5 | 0.16244
52851 | 6.5 | 1 | 365 | 7.4022 | 0.8955 | 8 | 0.2977
52848 | 4.68 | 1 | 365 | 5.3296 | 0.72476 | 6 | 0.054347
53073 | 5.225 | 1 | 365 | 5.9502 | 0.97369 | 6 | 0.92392
53092 | 7.28 | 1 | 365 | 8.2905 | 0.68296 | 8 | 0.97343
53090 | 6.24 | 1 | 365 | 7.1061 | 0.29968 | 7 | 0.4058
53076 | 6.76 | 1 | 365 | 7.6983 | 0.49132 | 8 | 0.18961
53079 | 4.68 | 1 | 365 | 5.3296 | 0.72476 | 6 | 0.054347
53075 | 9.36 | 1 | 365 | 10.6592 | 0.44953 | 11 | 0.10869
53074 | 4.16 | 1 | 365 | 4.7374 | 0.53312 | 5 | 0.27053
53324 | 6.24 | 1 | 365 | 7.1061 | 0.29968 | 7 | 0.4058
52846 | 9.88 | 1 | 365 | 11.2513 | 0.64117 | 11 | 0.89251
52858 | 7.8 | 1 | 365 | 8.8826 | 0.8746 | 9 | 0.75724
52964 | 6.3 | 1 | 365 | 7.1744 | 0.43718 | 7 | 0.61162
53091 | 5.2 | 1 | 365 | 5.9218 | 0.9164 | 6 | 0.83816
53094 | 7.02 | 1 | 365 | 7.9944 | 0.087144 | 8 | 0.08152
37568 | 7.28 | 1 | 365 | 8.2905 | 0.68296 | 8 | 0.97343
51230 | 9.1 | 1 | 365 | 10.3631 | 0.85371 | 11 | 0.21679
39757 | 4.68 | 1 | 365 | 5.3296 | 0.72476 | 6 | 0.054347
41619 | 8.58 | 1 | 365 | 9.7709 | 0.66207 | 10 | 0.43297
51389 | 9.88 | 1 | 365 | 11.2513 | 0.64117 | 11 | 0.89251
50660 | 4.68 | 1 | 365 | 5.3296 | 0.72476 | 6 | 0.054347
51565 | 7.54 | 1 | 365 | 8.5866 | 0.27878 | 8 | 0.86534
38023 | 5.125 | 1 | 365 | 5.8364 | 0.74453 | 6 | 0.58088
51390 | 4.16 | 1 | 365 | 4.7374 | 0.53312 | 5 | 0.27053
36995 | 6.14 | 1 | 365 | 6.9922 | 0.070522 | 7 | 0.062754
36687 | 3.565 | 1 | 365 | 4.0598 | 0.16961 | 4 | 0.22943
51391 | 7.28 | 1 | 365 | 8.2905 | 0.68296 | 8 | 0.97343
36991 | 4.605 | 1 | 365 | 5.2442 | 0.55289 | 5 | 0.79707
51187 | 5.385 | 1 | 365 | 6.1324 | 0.34035 | 6 | 0.47279
38935 | 5.2 | 1 | 365 | 5.9218 | 0.9164 | 6 | 0.83816
38245 | 10.25 | 1 | 365 | 11.6727 | 0.48906 | 12 | 0.16176
51393 | 8.06 | 1 | 365 | 9.1787 | 0.47042 | 9 | 0.64915
49613 | 8.4 | 1 | 365 | 9.5659 | 0.24957 | 9 | 0.81549
45039 | 7.02 | 1 | 365 | 7.9944 | 0.087144 | 8 | 0.08152
47855 | 8.505 | 1 | 365 | 9.6855 | 0.49019 | 10 | 0.17569
44259 | 4.76 | 1 | 365 | 5.4207 | 0.90809 | 6 | 0.32878
36023 | 8.175 | 1 | 365 | 9.3097 | 0.73396 | 10 | 0.043651
44294 | 8.82 | 1 | 365 | 10.0442 | 0.21205 | 10 | 0.25627
44532 | 3.315 | 1 | 365 | 3.7751 | 0.59671 | 4 | 0.37183
44146 | 8.82 | 1 | 365 | 10.0442 | 0.21205 | 10 | 0.25627
44526 | 4.5 | 1 | 365 | 5.1246 | 0.31227 | 5 | 0.43687
44365 | 4.905 | 1 | 365 | 5.5858 | 0.24038 | 5 | 0.82619
51464 | 6.24 | 1 | 365 | 7.1061 | 0.29968 | 7 | 0.4058
44588 | 11.1 | 1 | 365 | 12.6407 | 0.43694 | 13 | 0.077618
36113 | 5.6 | 1 | 365 | 6.3773 | 0.83305 | 7 | 0.21033
36181 | 8.28 | 1 | 365 | 9.4293 | 0.97458 | 10 | 0.40384
37464 | 9.156 | 1 | 365 | 10.4269 | 0.98204 | 11 | 0.40889
44515 | 5.5 | 1 | 365 | 6.2634 | 0.60389 | 6 | 0.86729
44522 | 10.8 | 1 | 365 | 12.299 | 0.74945 | 13 | 0.048493
44521 | 8.505 | 1 | 365 | 9.6855 | 0.49019 | 10 | 0.17569
44739 | 8.68 | 1 | 365 | 9.8848 | 0.89123 | 10 | 0.77601
46710 | 3.92 | 1 | 365 | 4.4641 | 0.98313 | 5 | 0.44723
45574 | 4.5 | 1 | 365 | 5.1246 | 0.31227 | 5 | 0.43687
43463 | 12.285 | 1 | 365 | 13.9902 | 0.1525 | 14 | 0.14266
50143 | 7.8 | 1 | 365 | 8.8826 | 0.8746 | 9 | 0.75724
44152 | 5.7 | 1 | 365 | 6.4912 | 0.062211 | 6 | 0.55337
51030 | 10.23 | 1 | 365 | 11.6499 | 0.44323 | 12 | 0.093156
49707 | 4.2 | 1 | 365 | 4.783 | 0.62479 | 5 | 0.40775
40846 | 9.69 | 1 | 365 | 11.035 | 0.20576 | 11 | 0.24073
44144 | 8.505 | 1 | 365 | 9.6855 | 0.49019 | 10 | 0.17569
46528 | 5.7 | 1 | 365 | 6.4912 | 0.062211 | 6 | 0.55337
46369 | 13 | 1 | 365 | 14.8044 | 0.79101 | 15 | 0.59541
44153 | 6 | 1 | 365 | 6.8328 | 0.7497 | 7 | 0.5825
42536 | 4.8 | 1 | 365 | 5.4662 | 0.99976 | 6 | 0.466
50845 | 5.7 | 1 | 365 | 6.4912 | 0.062211 | 6 | 0.55337
37016 | 9.6 | 1 | 365 | 10.9325 | 0.99951 | 11 | 0.93199
47135 | 12.48 | 1 | 365 | 14.2122 | 0.59937 | 14 | 0.81159
44135 | 12 | 1 | 365 | 13.6656 | 0.49939 | 14 | 0.16499
44138 | 9.3 | 1 | 365 | 10.5908 | 0.31203 | 10 | 0.90287
44162 | 6.75 | 1 | 365 | 7.6869 | 0.46841 | 8 | 0.15531
44192 | 3.9 | 1 | 365 | 4.4413 | 0.9373 | 5 | 0.37862
44682 | 4.5 | 1 | 365 | 5.1246 | 0.31227 | 5 | 0.43687
36344 | 9.6 | 1 | 365 | 10.9325 | 0.99951 | 11 | 0.93199
47671 | 3.64 | 1 | 365 | 4.1452 | 0.34148 | 4 | 0.48671
49328 | 7.14 | 1 | 365 | 8.131 | 0.36214 | 8 | 0.49317
46404 | 5 | 1 | 365 | 5.694 | 0.45808 | 6 | 0.15208
51048 | 7.54 | 1 | 365 | 8.5866 | 0.27878 | 8 | 0.86534
47013 | 10.08 | 1 | 365 | 11.4791 | 0.099489 | 11 | 0.57859
44409 | 9.36 | 1 | 365 | 10.6592 | 0.44953 | 11 | 0.10869
44516 | 2.04 | 1 | 365 | 2.3232 | 0.6749 | 2 | 0.99805
49321 | 10.71 | 1 | 365 | 12.1965 | 0.54321 | 12 | 0.73976
45393 | 11.2 | 1 | 365 | 12.7546 | 0.6661 | 13 | 0.42066
51129 | 11.47 | 1 | 365 | 13.062 | 0.28484 | 13 | 0.34687
35766 | 14.84 | 1 | 365 | 16.8998 | 0.0075814 | 16 | 0.90737
43537 | 6.9 | 1 | 365 | 7.8577 | 0.81215 | 8 | 0.66987
49950 | 8.12 | 1 | 365 | 9.2471 | 0.60792 | 9 | 0.85498
50146 | 7.28 | 1 | 365 | 8.2905 | 0.68296 | 8 | 0.97343
48221 | 10 | 1 | 365 | 11.388 | 0.91616 | 12 | 0.30416
44875 | 15.81 | 1 | 365 | 18.0044 | 0.23045 | 18 | 0.23488
49737 | 11.115 | 1 | 365 | 12.6578 | 0.47131 | 13 | 0.12907
47342 | 12.18 | 1 | 365 | 13.8706 | 0.91188 | 14 | 0.78247
51290 | 8.235 | 1 | 365 | 9.378 | 0.87146 | 10 | 0.24948
44725 | 12 | 1 | 365 | 13.6656 | 0.49939 | 14 | 0.16499
51264 | 12.426 | 1 | 365 | 14.1507 | 0.47562 | 14 | 0.62635
49187 | 6.84 | 1 | 365 | 7.7894 | 0.67465 | 8 | 0.46405
45503 | 11.4 | 1 | 365 | 12.9823 | 0.12442 | 13 | 0.10674
44053 | 7.875 | 1 | 365 | 8.968 | 0.046476 | 9 | 0.014526
47405 | 10.25 | 1 | 365 | 11.6727 | 0.48906 | 12 | 0.16176
49644 | 12.29 | 1 | 365 | 13.9959 | 0.16396 | 14 | 0.15981
51206 | 7.8 | 1 | 365 | 8.8826 | 0.8746 | 9 | 0.75724
44255 | 9.765 | 1 | 365 | 11.1204 | 0.37763 | 11 | 0.49801
45773 | 9.8 | 1 | 365 | 11.1602 | 0.45784 | 11 | 0.61808
49158 | 7.36 | 1 | 365 | 8.3816 | 0.86629 | 9 | 0.24786
49525 | 5.58 | 1 | 365 | 6.3545 | 0.78722 | 7 | 0.14172
46767 | 6.21 | 1 | 365 | 7.0719 | 0.23094 | 7 | 0.30288
54525 | 3.9 | 1 | 365 | 4.4413 | 0.9373 | 5 | 0.37862
44178 | 9.45 | 1 | 365 | 10.7617 | 0.65577 | 11 | 0.41743
37176 | 10.1 | 1 | 365 | 11.5019 | 0.14532 | 11 | 0.6472
36179 | 4.68 | 1 | 365 | 5.3296 | 0.72476 | 6 | 0.054347
38313 | 5.88 | 1 | 365 | 6.6961 | 0.4747 | 7 | 0.17085
37374 | 4.68 | 1 | 365 | 5.3296 | 0.72476 | 6 | 0.054347
46707 | 9.075 | 1 | 365 | 10.3346 | 0.79642 | 11 | 0.13103
47268 | 3.64 | 1 | 365 | 4.1452 | 0.34148 | 4 | 0.48671
44353 | 7.5 | 1 | 365 | 8.541 | 0.18712 | 8 | 0.72812
47233 | 6.24 | 1 | 365 | 7.1061 | 0.29968 | 7 | 0.4058
37168 | 3.3 | 1 | 365 | 3.758 | 0.56233 | 4 | 0.32037
54888 | 29.64 | 0.9 | 365 | 30.3786 | 0.13115 | 30 | 0.50978
37766 | 4.48 | 1 | 365 | 5.1018 | 0.26644 | 5 | 0.36826
54140 | 62.4 | 0.9 | 365 | 63.955 | 0.69715 | 64 | 0.65216
38915 | 5.225 | 1 | 365 | 5.9502 | 0.97369 | 6 | 0.92392
38779 | 7.56 | 1 | 365 | 8.6093 | 0.32462 | 8 | 0.93394
41606 | 10.4 | 1 | 365 | 11.8435 | 0.83281 | 12 | 0.67633
50086 | 3.135 | 1 | 365 | 3.5701 | 0.18422 | 3 | 0.75435
52221 | 13.26 | 1 | 365 | 15.1005 | 0.38683 | 15 | 0.48732
38958 | 3.9 | 1 | 365 | 4.4413 | 0.9373 | 5 | 0.37862
51573 | 3.18 | 1 | 365 | 3.6214 | 0.28734 | 3 | 0.90872
38680 | 4.95 | 1 | 365 | 5.6371 | 0.3435 | 5 | 0.98056
38341 | 8.4 | 1 | 365 | 9.5659 | 0.24957 | 9 | 0.81549
43451 | 9.765 | 1 | 365 | 11.1204 | 0.37763 | 11 | 0.49801
41550 | 11.39 | 1 | 365 | 12.9709 | 0.10151 | 13 | 0.072438
49649 | 6.24 | 1 | 365 | 7.1061 | 0.29968 | 7 | 0.4058
44870 | 11.44 | 1 | 365 | 13.0279 | 0.21609 | 13 | 0.24396
46702 | 11.7 | 1 | 365 | 13.324 | 0.81191 | 14 | 0.13587
44022 | 3.12 | 1 | 365 | 3.5531 | 0.14984 | 3 | 0.7029
18133 | 10.4 | 1 | 365 | 11.8435 | 0.83281 | 12 | 0.67633
44447 | 12.96 | 1 | 365 | 14.7588 | 0.69934 | 15 | 0.45819
40955 | 5.7 | 1 | 365 | 6.4912 | 0.062211 | 6 | 0.55337
44295 | 10.92 | 1 | 365 | 12.4357 | 0.024447 | 12 | 0.46014
44640 | 6.24 | 1 | 365 | 7.1061 | 0.29968 | 7 | 0.4058
51046 | 5.2 | 1 | 365 | 5.9218 | 0.9164 | 6 | 0.83816
44598 | 7.28 | 1 | 365 | 8.2905 | 0.68296 | 8 | 0.97343
40892 | 7.28 | 1 | 365 | 8.2905 | 0.68296 | 8 | 0.97343
51679 | 9.36 | 1 | 365 | 10.6592 | 0.44953 | 11 | 0.10869
49675 | 5.2 | 1 | 365 | 5.9218 | 0.9164 | 6 | 0.83816
50441 | 10.5 | 1 | 365 | 11.9574 | 0.061968 | 12 | 0.019368
35964 | 9.156 | 1 | 365 | 10.4269 | 0.98204 | 11 | 0.40889
51675 | 9.36 | 1 | 365 | 10.6592 | 0.44953 | 11 | 0.10869
48425 | 15.08 | 1 | 365 | 17.1731 | 0.55757 | 17 | 0.73067
36152 | 17.004 | 1 | 365 | 19.3642 | 0.96664 | 20 | 0.33079
44509 | 7.2 | 1 | 365 | 8.1994 | 0.49964 | 8 | 0.699
36138 | 5.232 | 1 | 365 | 5.9582 | 0.98973 | 6 | 0.94794
36209 | 10.72 | 1 | 365 | 12.2079 | 0.56612 | 12 | 0.77406
51045 | 6.5 | 1 | 365 | 7.4022 | 0.8955 | 8 | 0.2977
46992 | 10.2 | 1 | 365 | 11.6158 | 0.37448 | 11 | 0.99024
50443 | 9.16 | 1 | 365 | 10.4314 | 0.9912 | 11 | 0.42261
44122 | 10.395 | 1 | 365 | 11.8378 | 0.82135 | 12 | 0.65917
45429 | 11.77 | 1 | 365 | 13.4037 | 0.97232 | 14 | 0.376
36349 | 13.545 | 1 | 365 | 15.425 | 0.039939 | 15 | 0.46498
49937 | 6.213 | 1 | 365 | 7.0754 | 0.23781 | 7 | 0.31317
35785 | 5.61 | 1 | 365 | 6.3887 | 0.85597 | 7 | 0.24463
49760 | 8.4 | 1 | 365 | 9.5659 | 0.24957 | 9 | 0.81549
44610 | 9.483 | 1 | 365 | 10.7992 | 0.73139 | 11 | 0.53063
53219 | 0.765 | 1 | 365 | 0.87118 | 0.75309 | 1 | 0.62427
51927 | 11.96 | 1 | 365 | 13.62 | 0.40773 | 14 | 0.027775
48785 | 5.1 | 1 | 365 | 5.8079 | 0.68724 | 6 | 0.49512
41990 | 10.464 | 1 | 365 | 11.9164 | 0.97947 | 12 | 0.89587
53014 | 9.88 | 1 | 365 | 11.2513 | 0.64117 | 11 | 0.89251
42003 | 6.9 | 1 | 365 | 7.8577 | 0.81215 | 8 | 0.66987
41517 | 7.848 | 1 | 365 | 8.9373 | 0.9846 | 9 | 0.9219
47433 | 5.7 | 1 | 365 | 6.4912 | 0.062211 | 6 | 0.55337
47483 | 5.2 | 1 | 365 | 5.9218 | 0.9164 | 6 | 0.83816
50254 | 6.12 | 1 | 365 | 6.9695 | 0.02469 | 6 | 0.99415
44306 | 12.92 | 1 | 365 | 14.7133 | 0.60768 | 15 | 0.32097
43618 | 9.765 | 1 | 365 | 11.1204 | 0.37763 | 11 | 0.49801
43936 | 6.16 | 1 | 365 | 7.015 | 0.11635 | 7 | 0.13136
46245 | 9.5 | 1 | 365 | 10.8186 | 0.77035 | 11 | 0.58895
48086 | 6.5 | 1 | 365 | 7.4022 | 0.8955 | 8 | 0.2977
50470 | 10.137 | 1 | 365 | 11.544 | 0.23011 | 11 | 0.77413
44180 | 2.25 | 1 | 365 | 2.5623 | 0.15614 | 2 | 0.71844
44520 | 14.025 | 1 | 365 | 15.9717 | 0.13991 | 16 | 0.11158
36166 | 20.8 | 1 | 365 | 23.687 | 0.66561 | 24 | 0.35265
45702 | 6.9 | 1 | 365 | 7.8577 | 0.81215 | 8 | 0.66987
47120 | 9.12 | 1 | 365 | 10.3859 | 0.89954 | 11 | 0.28539
49190 | 3.9 | 1 | 365 | 4.4413 | 0.9373 | 5 | 0.37862
43626 | 6.5 | 1 | 365 | 7.4022 | 0.8955 | 8 | 0.2977
42411 | 6.76 | 1 | 365 | 7.6983 | 0.49132 | 8 | 0.18961
44929 | 6.6 | 1 | 365 | 7.5161 | 0.12467 | 7 | 0.64075
44681 | 8 | 1 | 365 | 9.1104 | 0.33293 | 9 | 0.44333
45309 | 8.32 | 1 | 365 | 9.4748 | 0.066245 | 9 | 0.54106
44672 | 9.36 | 1 | 365 | 10.6592 | 0.44953 | 11 | 0.10869
49771 | 7.28 | 1 | 365 | 8.2905 | 0.68296 | 8 | 0.97343
36212 | 5.232 | 1 | 365 | 5.9582 | 0.98973 | 6 | 0.94794
43114 | 6.24 | 1 | 365 | 7.1061 | 0.29968 | 7 | 0.4058
49259 | 4.4 | 1 | 365 | 5.0107 | 0.08311 | 5 | 0.09383
50998 | 4.24 | 1 | 365 | 4.8285 | 0.71645 | 5 | 0.54496
43119 | 7.02 | 1 | 365 | 7.9944 | 0.087144 | 8 | 0.08152
44303 | 8.82 | 1 | 365 | 10.0442 | 0.21205 | 10 | 0.25627
45759 | 9.135 | 1 | 365 | 10.4029 | 0.93391 | 11 | 0.33685
43959 | 2.44 | 1 | 365 | 2.7787 | 0.59154 | 3 | 0.37022
35754 | 12.04 | 1 | 365 | 13.7112 | 0.59106 | 14 | 0.30221
44429 | 17.68 | 1 | 365 | 20.134 | 0.51577 | 20 | 0.64975
44507 | 9.156 | 1 | 365 | 10.4269 | 0.98204 | 11 | 0.40889
44168 | 8.55 | 1 | 365 | 9.7367 | 0.59332 | 10 | 0.33006
44450 | 7.02 | 1 | 365 | 7.9944 | 0.087144 | 8 | 0.08152
44683 | 6.24 | 1 | 365 | 7.1061 | 0.29968 | 7 | 0.4058
44439 | 6.24 | 1 | 365 | 7.1061 | 0.29968 | 7 | 0.4058
44235 | 9 | 1 | 365 | 10.2492 | 0.62454 | 10 | 0.87374
36298 | 7.84 | 1 | 365 | 8.9282 | 0.96627 | 9 | 0.89446
44686 | 10.5 | 1 | 365 | 11.9574 | 0.061968 | 12 | 0.019368
36162 | 5.559 | 1 | 365 | 6.3306 | 0.73909 | 7 | 0.069683
43619 | 11.4 | 1 | 365 | 12.9823 | 0.12442 | 13 | 0.10674
44927 | 4.725 | 1 | 365 | 5.3808 | 0.82789 | 6 | 0.20872
35972 | 9.36 | 1 | 365 | 10.6592 | 0.44953 | 11 | 0.10869
48660 | 8.06 | 1 | 365 | 9.1787 | 0.47042 | 9 | 0.64915
43630 | 14.4 | 1 | 365 | 16.3987 | 0.99927 | 17 | 0.39799
47601 | 5.1 | 1 | 365 | 5.8079 | 0.68724 | 6 | 0.49512
53437 | 10.14 | 1 | 365 | 11.5474 | 0.23699 | 11 | 0.78442
22628 | 11.475 | 1 | 365 | 13.0677 | 0.29629 | 13 | 0.36402
37567 | 9.52 | 1 | 365 | 10.8414 | 0.81618 | 11 | 0.65756
38825 | 8.96 | 1 | 365 | 10.2036 | 0.53288 | 10 | 0.73653
39754 | 4.16 | 1 | 365 | 4.7374 | 0.53312 | 5 | 0.27053
39763 | 4.94 | 1 | 365 | 5.6257 | 0.32058 | 5 | 0.94626
36660 | 7.425 | 1 | 365 | 8.4556 | 0.015249 | 8 | 0.47084
41678 | 6.6 | 1 | 365 | 7.5161 | 0.12467 | 7 | 0.64075
43038 | 7.95 | 1 | 365 | 9.0535 | 0.21835 | 9 | 0.27181
47660 | 8.265 | 1 | 365 | 9.4122 | 0.94021 | 10 | 0.35239
53805 | 11.97 | 1 | 365 | 13.6314 | 0.43064 | 14 | 0.06208
53787 | 3.71 | 1 | 365 | 4.2249 | 0.5019 | 4 | 0.72684
51449 | 6.48 | 1 | 365 | 7.3794 | 0.84967 | 8 | 0.2291
37663 | 135.94 | 1 | 365 | 154.8085 | 0.52228 | 155 | 0.33075
43426 | 10.791 | 1 | 365 | 12.2888 | 0.72883 | 13 | 0.017619
37352 | 9.075 | 1 | 365 | 10.3346 | 0.79642 | 11 | 0.13103
39781 | 8.96 | 1 | 365 | 10.2036 | 0.53288 | 10 | 0.73653
39820 | 7.425 | 1 | 365 | 8.4556 | 0.015249 | 8 | 0.47084
40273 | 7.84 | 1 | 365 | 8.9282 | 0.96627 | 9 | 0.89446
37201 | 8.32 | 1 | 365 | 9.4748 | 0.066245 | 9 | 0.54106
37080 | 6.6 | 1 | 365 | 7.5161 | 0.12467 | 7 | 0.64075
37010 | 9.24 | 1 | 365 | 10.5225 | 0.17453 | 10 | 0.69704
47037 | 8.84 | 1 | 365 | 10.067 | 0.25789 | 10 | 0.32488
38305 | 2.6 | 1 | 365 | 2.9609 | 0.9582 | 3 | 0.91908
38136 | 4.68 | 1 | 365 | 5.3296 | 0.72476 | 6 | 0.054347
38694 | 3.64 | 1 | 365 | 4.1452 | 0.34148 | 4 | 0.48671
37601 | 9.24 | 1 | 365 | 10.5225 | 0.17453 | 10 | 0.69704
38326 | 3.64 | 1 | 365 | 4.1452 | 0.34148 | 4 | 0.48671
51627 | 4.16 | 1 | 365 | 4.7374 | 0.53312 | 5 | 0.27053
37940 | 9.36 | 1 | 365 | 10.6592 | 0.44953 | 11 | 0.10869
36863 | 9.12 | 1 | 365 | 10.3859 | 0.89954 | 11 | 0.28539
36819 | 7.7 | 1 | 365 | 8.7688 | 0.64544 | 9 | 0.4142
50131 | 21.58 | 1 | 365 | 24.5753 | 0.45307 | 25 | 0.028377
51145 | 15.08 | 1 | 365 | 17.1731 | 0.55757 | 17 | 0.73067
35804 | 17.004 | 1 | 365 | 19.3642 | 0.96664 | 20 | 0.33079
42482 | 10.335 | 1 | 365 | 11.7695 | 0.68385 | 12 | 0.45335
53162 | 5.3 | 1 | 365 | 6.0356 | 0.14556 | 6 | 0.1812
53167 | 9.01 | 1 | 365 | 10.2606 | 0.64746 | 10 | 0.90805
45190 | 9.975 | 1 | 365 | 11.3595 | 0.85887 | 12 | 0.2184
42360 | 6.48 | 1 | 365 | 7.3794 | 0.84967 | 8 | 0.2291
44799 | 7.194 | 1 | 365 | 8.1925 | 0.48589 | 8 | 0.67841
45614 | 7.875 | 1 | 365 | 8.968 | 0.046476 | 9 | 0.014526
42016 | 6.867 | 1 | 365 | 7.8201 | 0.73653 | 8 | 0.55667
44366 | 5.04 | 1 | 365 | 5.7396 | 0.54974 | 6 | 0.2893
51049 | 6 | 1 | 365 | 6.8328 | 0.7497 | 7 | 0.5825
37229 | 3.9 | 1 | 365 | 4.4413 | 0.9373 | 5 | 0.37862
38477 | 5.2 | 1 | 365 | 5.9218 | 0.9164 | 6 | 0.83816
38004 | 4.95 | 1 | 365 | 5.6371 | 0.3435 | 5 | 0.98056
38891 | 8.32 | 1 | 365 | 9.4748 | 0.066245 | 9 | 0.54106
38256 | 5.2 | 1 | 365 | 5.9218 | 0.9164 | 6 | 0.83816
37833 | 6.24 | 1 | 365 | 7.1061 | 0.29968 | 7 | 0.4058
38401 | 5.98 | 1 | 365 | 6.81 | 0.70386 | 7 | 0.51389
38018 | 3.64 | 1 | 365 | 4.1452 | 0.34148 | 4 | 0.48671
37161 | 6.5 | 1 | 365 | 7.4022 | 0.8955 | 8 | 0.2977
38665 | 6.27 | 1 | 365 | 7.1403 | 0.36843 | 7 | 0.50871
47042 | 14.04 | 1 | 365 | 15.9888 | 0.17429 | 16 | 0.16304
36460 | 4.605 | 1 | 365 | 5.2442 | 0.55289 | 5 | 0.79707
37363 | 3.515 | 1 | 365 | 4.0029 | 0.05503 | 4 | 0.057912
38766 | 5.225 | 1 | 365 | 5.9502 | 0.97369 | 6 | 0.92392
47115 | 3.38 | 1 | 365 | 3.8491 | 0.74566 | 4 | 0.59481
47165 | 8.58 | 1 | 365 | 9.7709 | 0.66207 | 10 | 0.43297
39761 | 5.47 | 1 | 365 | 6.2292 | 0.53514 | 6 | 0.76438
39822 | 9.36 | 1 | 365 | 10.6592 | 0.44953 | 11 | 0.10869
38698 | 5.415 | 1 | 365 | 6.1666 | 0.4091 | 6 | 0.5757
38149 | 8.58 | 1 | 365 | 9.7709 | 0.66207 | 10 | 0.43297
36004 | 10.77 | 1 | 365 | 12.2649 | 0.6807 | 12 | 0.94558
37153 | 5.72 | 1 | 365 | 6.5139 | 0.10804 | 6 | 0.62198
47179 | 9.88 | 1 | 365 | 11.2513 | 0.64117 | 11 | 0.89251
38311 | 5.98 | 1 | 365 | 6.81 | 0.70386 | 7 | 0.51389
37354 | 4.68 | 1 | 365 | 5.3296 | 0.72476 | 6 | 0.054347
47363 | 3.9 | 1 | 365 | 4.4413 | 0.9373 | 5 | 0.37862
37638 | 7.425 | 1 | 365 | 8.4556 | 0.015249 | 8 | 0.47084
37214 | 5.72 | 1 | 365 | 6.5139 | 0.10804 | 6 | 0.62198
37764 | 6.47 | 1 | 365 | 7.368 | 0.82676 | 8 | 0.19479
44587 | 6.24 | 1 | 365 | 7.1061 | 0.29968 | 7 | 0.4058
42663 | 8.32 | 1 | 365 | 9.4748 | 0.066245 | 9 | 0.54106
44565 | 10.92 | 1 | 365 | 12.4357 | 0.024447 | 12 | 0.46014
36069 | 4.42 | 1 | 365 | 5.0335 | 0.12894 | 5 | 0.16244
51034 | 11.4 | 1 | 365 | 12.9823 | 0.12442 | 13 | 0.10674
35293 | 36.54 | 0.9 | 365 | 37.4506 | 0.36208 | 37 | 0.81266
54903 | 7.84 | 1 | 365 | 8.9282 | 0.96627 | 9 | 0.89446
48834 | 2.1 | 1 | 365 | 2.3915 | 0.81239 | 3 | 0.20387
54906 | 7.04 | 1 | 365 | 8.0172 | 0.13298 | 8 | 0.15013
55124 | 3.5 | 1 | 365 | 3.9858 | 0.020656 | 4 | 0.006456
49524 | 4.25 | 1 | 365 | 4.8399 | 0.73937 | 5 | 0.57927
55125 | 4.5 | 1 | 365 | 5.1246 | 0.31227 | 5 | 0.43687
47665 | 7.695 | 1 | 365 | 8.7631 | 0.63399 | 9 | 0.39705
55133 | 5.565 | 1 | 365 | 6.3374 | 0.75284 | 7 | 0.090265
55134 | 6.93 | 1 | 365 | 7.8919 | 0.8809 | 8 | 0.77278
47315 | 11.025 | 1 | 365 | 12.5553 | 0.26507 | 12 | 0.82034
52293 | 3.9 | 1 | 365 | 4.4413 | 0.9373 | 5 | 0.37862
55343 | 9.3 | 1 | 365 | 10.5908 | 0.31203 | 10 | 0.90287
55346 | 3.315 | 1 | 365 | 3.7751 | 0.59671 | 4 | 0.37183
52211 | 8.4 | 1 | 365 | 9.5659 | 0.24957 | 9 | 0.81549
55347 | 4.16 | 1 | 365 | 4.7374 | 0.53312 | 5 | 0.27053
44321 | 8.32 | 1 | 365 | 9.4748 | 0.066245 | 9 | 0.54106
55396 | 5.12 | 1 | 365 | 5.8307 | 0.73307 | 6 | 0.56373
55526 | 7.848 | 1 | 365 | 8.9373 | 0.9846 | 9 | 0.9219
55397 | 2.08 | 1 | 365 | 2.3687 | 0.76656 | 3 | 0.13527
54110 | 9.01 | 1 | 365 | 10.2606 | 0.64746 | 10 | 0.90805
55706 | 8.1 | 1 | 365 | 9.2243 | 0.56209 | 9 | 0.78637
55716 | 3.57 | 1 | 365 | 4.0655 | 0.18107 | 4 | 0.24659
55717 | 4.68 | 1 | 365 | 5.3296 | 0.72476 | 6 | 0.054347
55723 | 4.68 | 1 | 365 | 5.3296 | 0.72476 | 6 | 0.054347
55761 | 4.8 | 1 | 365 | 5.4662 | 0.99976 | 6 | 0.466
49455 | 10.83 | 1 | 365 | 12.3332 | 0.8182 | 13 | 0.15141
55734 | 5.04 | 1 | 365 | 5.7396 | 0.54974 | 6 | 0.2893
55736 | 4.2 | 1 | 365 | 4.783 | 0.62479 | 5 | 0.40775
44078 | 13.64 | 1 | 365 | 15.5332 | 0.25764 | 15 | 0.79087
44553 | 9.8 | 1 | 365 | 11.1602 | 0.45784 | 11 | 0.61808
55926 | 13.25 | 1 | 365 | 15.0891 | 0.36391 | 15 | 0.45301
46740 | 7.5 | 1 | 365 | 8.541 | 0.18712 | 8 | 0.72812
50024 | 7.685 | 1 | 365 | 8.7517 | 0.61107 | 9 | 0.36275
41315 | 6.03 | 1 | 365 | 6.867 | 0.81844 | 7 | 0.68541
56006 | 9.3 | 1 | 365 | 10.5908 | 0.31203 | 10 | 0.90287
36527 | 15.4 | 1 | 365 | 17.5375 | 0.29089 | 17 | 0.82841
56027 | 6.095 | 1 | 365 | 6.941 | 0.9674 | 7 | 0.90839
48142 | 7.425 | 1 | 365 | 8.4556 | 0.015249 | 8 | 0.47084
56028 | 3 | 1 | 365 | 3.4164 | 0.87485 | 4 | 0.29125
41850 | 6.84 | 1 | 365 | 7.7894 | 0.67465 | 8 | 0.46405
36143 | 19.38 | 1 | 365 | 22.0699 | 0.41152 | 22 | 0.48146
56057 | 10.8 | 1 | 365 | 12.299 | 0.74945 | 13 | 0.048493
56059 | 12 | 1 | 365 | 13.6656 | 0.49939 | 14 | 0.16499
40891 | 10.14 | 1 | 365 | 11.5474 | 0.23699 | 11 | 0.78442
35886 | 794.53 | 1 | 365 | 904.8108 | 0.75766 | 905 | 0.56842
56234 | 5.1 | 1 | 365 | 5.8079 | 0.68724 | 6 | 0.49512
39067 | 7.28 | 1 | 365 | 8.2905 | 0.68296 | 8 | 0.97343
56232 | 7.95 | 1 | 365 | 9.0535 | 0.21835 | 9 | 0.27181
19530 | 3298.4 | 0.8 | 365 | 3004.9743 | 0.93297 | 3005 | 0.90731
56297 | 11.66 | 1 | 365 | 13.2784 | 0.72024 | 13 | 0.99865
56298 | 5.886 | 1 | 365 | 6.703 | 0.48845 | 7 | 0.19143
50600 | 5.83 | 1 | 365 | 6.6392 | 0.36012 | 6 | 0.99933
56360 | 12.19 | 1 | 365 | 13.882 | 0.9348 | 14 | 0.81677
47430 | 8.835 | 1 | 365 | 10.0613 | 0.24643 | 10 | 0.30773
52931 | 10.5 | 1 | 365 | 11.9574 | 0.061968 | 12 | 0.019368
51153 | 5.565 | 1 | 365 | 6.3374 | 0.75284 | 7 | 0.090265
45571 | 7 | 1 | 365 | 7.9716 | 0.041312 | 8 | 0.012912
51258 | 5.13 | 1 | 365 | 5.842 | 0.75599 | 6 | 0.59803
46898 | 6.09 | 1 | 365 | 6.9353 | 0.95594 | 7 | 0.89123
49454 | 13.8 | 1 | 365 | 15.7154 | 0.6243 | 16 | 0.33974
46417 | 5.13 | 1 | 365 | 5.842 | 0.75599 | 6 | 0.59803
48549 | 6.54 | 1 | 365 | 7.4478 | 0.98717 | 8 | 0.43492
53677 | 9.18 | 1 | 365 | 10.4542 | 0.037035 | 10 | 0.49122
46721 | 11.44 | 1 | 365 | 13.0279 | 0.21609 | 13 | 0.24396
47664 | 4.125 | 1 | 365 | 4.6975 | 0.45292 | 5 | 0.15047
47647 | 3.06 | 1 | 365 | 3.4847 | 0.012345 | 3 | 0.49707
46109 | 4.42 | 1 | 365 | 5.0335 | 0.12894 | 5 | 0.16244
28446 | 4.2 | 1 | 365 | 4.783 | 0.62479 | 5 | 0.40775
48298 | 6.76 | 1 | 365 | 7.6983 | 0.49132 | 8 | 0.18961
49878 | 17.94 | 1 | 365 | 20.4301 | 0.11159 | 20 | 0.54166
44414 | 10.5 | 1 | 365 | 11.9574 | 0.061968 | 12 | 0.019368
50007 | 17 | 1 | 365 | 19.3596 | 0.95747 | 20 | 0.31707
51307 | 7.521 | 1 | 365 | 8.5649 | 0.23524 | 8 | 0.80016
46811 | 7.5 | 1 | 365 | 8.541 | 0.18712 | 8 | 0.72812
49740 | 6 | 1 | 365 | 6.8328 | 0.7497 | 7 | 0.5825
48876 | 10.2 | 1 | 365 | 11.6158 | 0.37448 | 11 | 0.99024
50027 | 9 | 1 | 365 | 10.2492 | 0.62454 | 10 | 0.87374
41508 | 19.765 | 1 | 365 | 22.5084 | 0.29379 | 22 | 0.80217
50029 | 10.5 | 1 | 365 | 11.9574 | 0.061968 | 12 | 0.019368
49166 | 7.56 | 1 | 365 | 8.6093 | 0.32462 | 8 | 0.93394
48880 | 12 | 1 | 365 | 13.6656 | 0.49939 | 14 | 0.16499
53297 | 24.96 | 1 | 365 | 28.4244 | 0.19874 | 28 | 0.62318
50659 | 5.83 | 1 | 365 | 6.6392 | 0.36012 | 6 | 0.99933
50222 | 5.4 | 1 | 365 | 6.1495 | 0.37473 | 6 | 0.52425
51321 | 5.1 | 1 | 365 | 5.8079 | 0.68724 | 6 | 0.49512
48843 | 6.48 | 1 | 365 | 7.3794 | 0.84967 | 8 | 0.2291
49308 | 11.7 | 1 | 365 | 13.324 | 0.81191 | 14 | 0.13587
53887 | 4.575 | 1 | 365 | 5.21 | 0.48414 | 5 | 0.69415
51310 | 8.7 | 1 | 365 | 9.9076 | 0.93706 | 10 | 0.84462
46387 | 4.2 | 1 | 365 | 4.783 | 0.62479 | 5 | 0.40775
48844 | 11.395 | 1 | 365 | 12.9766 | 0.11296 | 13 | 0.08959
48835 | 5.565 | 1 | 365 | 6.3374 | 0.75284 | 7 | 0.090265
47335 | 7.95 | 1 | 365 | 9.0535 | 0.21835 | 9 | 0.27181
47668 | 9.81 | 1 | 365 | 11.1716 | 0.48075 | 11 | 0.65238
46444 | 11.73 | 1 | 365 | 13.3581 | 0.88066 | 14 | 0.23878
48290 | 9.86 | 1 | 365 | 11.2286 | 0.59533 | 11 | 0.8239
46476 | 7.25 | 1 | 365 | 8.2563 | 0.61422 | 8 | 0.87052
45224 | 5.7 | 1 | 365 | 6.4912 | 0.062211 | 6 | 0.55337
48879 | 10.8 | 1 | 365 | 12.299 | 0.74945 | 13 | 0.048493
51255 | 11.34 | 1 | 365 | 12.914 | 0.98693 | 13 | 0.90092
45219 | 13.44 | 1 | 365 | 15.3055 | 0.79932 | 16 | 0.10479
50676 | 9.9 | 1 | 365 | 11.2741 | 0.687 | 11 | 0.96112
46887 | 5 | 1 | 365 | 5.694 | 0.45808 | 6 | 0.15208
49170 | 3.64 | 1 | 365 | 4.1452 | 0.34148 | 4 | 0.48671
49887 | 9.36 | 1 | 365 | 10.6592 | 0.44953 | 11 | 0.10869
46362 | 9 | 1 | 365 | 10.2492 | 0.62454 | 10 | 0.87374
54541 | 6.25 | 1 | 365 | 7.1175 | 0.3226 | 7 | 0.4401
46458 | 5 | 1 | 365 | 5.694 | 0.45808 | 6 | 0.15208
47332 | 1.06 | 1 | 365 | 1.2071 | 0.42911 | 1 | 0.63624
46500 | 6 | 1 | 365 | 6.8328 | 0.7497 | 7 | 0.5825
46453 | 5 | 1 | 365 | 5.694 | 0.45808 | 6 | 0.15208
48875 | 4.24 | 1 | 365 | 4.8285 | 0.71645 | 5 | 0.54496
44790 | 7.65 | 1 | 365 | 8.7118 | 0.53086 | 9 | 0.24268
43958 | 6.3 | 1 | 365 | 7.1744 | 0.43718 | 7 | 0.61162
46800 | 8.215 | 1 | 365 | 9.3552 | 0.82563 | 10 | 0.18087
43569 | 10.395 | 1 | 365 | 11.8378 | 0.82135 | 12 | 0.65917
46860 | 7.75 | 1 | 365 | 8.8257 | 0.76002 | 9 | 0.58572
49333 | 3 | 1 | 365 | 3.4164 | 0.87485 | 4 | 0.29125
48288 | 7.125 | 1 | 365 | 8.114 | 0.32776 | 8 | 0.44171
47334 | 10.395 | 1 | 365 | 11.8378 | 0.82135 | 12 | 0.65917
46846 | 9.3 | 1 | 365 | 10.5908 | 0.31203 | 10 | 0.90287
49999 | 13.77 | 1 | 365 | 15.6813 | 0.55555 | 16 | 0.23683
43487 | 6.3 | 1 | 365 | 7.1744 | 0.43718 | 7 | 0.61162
50230 | 9.25 | 1 | 365 | 10.5339 | 0.19745 | 10 | 0.73135
45587 | 11.118 | 1 | 365 | 12.6612 | 0.47819 | 13 | 0.13937
50673 | 5 | 1 | 365 | 5.694 | 0.45808 | 6 | 0.15208
50225 | 6.48 | 1 | 365 | 7.3794 | 0.84967 | 8 | 0.2291
48551 | 5.886 | 1 | 365 | 6.703 | 0.48845 | 7 | 0.19143
46373 | 6.93 | 1 | 365 | 7.8919 | 0.8809 | 8 | 0.77278
51285 | 6.51 | 1 | 365 | 7.4136 | 0.91842 | 8 | 0.33201
50021 | 10.5 | 1 | 365 | 11.9574 | 0.061968 | 12 | 0.019368
49745 | 11.4 | 1 | 365 | 12.9823 | 0.12442 | 13 | 0.10674
51302 | 5 | 1 | 365 | 5.694 | 0.45808 | 6 | 0.15208
51266 | 8.175 | 1 | 365 | 9.3097 | 0.73396 | 10 | 0.043651
51127 | 8.55 | 1 | 365 | 9.7367 | 0.59332 | 10 | 0.33006
49463 | 14.805 | 1 | 365 | 16.8599 | 0.92737 | 17 | 0.78731
54922 | 11.34 | 1 | 365 | 12.914 | 0.98693 | 13 | 0.90092
54931 | 10.8 | 1 | 365 | 12.299 | 0.74945 | 13 | 0.048493
54939 | 12 | 1 | 365 | 13.6656 | 0.49939 | 14 | 0.16499
54948 | 5.7 | 1 | 365 | 6.4912 | 0.062211 | 6 | 0.55337
54974 | 10.8 | 1 | 365 | 12.299 | 0.74945 | 13 | 0.048493
54980 | 3.18 | 1 | 365 | 3.6214 | 0.28734 | 3 | 0.90872
54998 | 3.924 | 1 | 365 | 4.4687 | 0.9923 | 5 | 0.46095
55009 | 4.578 | 1 | 365 | 5.2134 | 0.49102 | 5 | 0.70444
41583 | 16.695 | 1 | 365 | 19.0123 | 0.25853 | 19 | 0.2708
42021 | 6 | 1 | 365 | 6.8328 | 0.7497 | 7 | 0.5825
41574 | 4.905 | 1 | 365 | 5.5858 | 0.24038 | 5 | 0.82619
41577 | 11.34 | 1 | 365 | 12.914 | 0.98693 | 13 | 0.90092
49736 | 4.59 | 1 | 365 | 5.2271 | 0.51852 | 5 | 0.74561
51086 | 7.5 | 1 | 365 | 8.541 | 0.18712 | 8 | 0.72812
51305 | 5.7 | 1 | 365 | 6.4912 | 0.062211 | 6 | 0.55337
50150 | 4.59 | 1 | 365 | 5.2271 | 0.51852 | 5 | 0.74561
46915 | 12 | 1 | 365 | 13.6656 | 0.49939 | 14 | 0.16499
50721 | 7.54 | 1 | 365 | 8.5866 | 0.27878 | 8 | 0.86534
49722 | 10.08 | 1 | 365 | 11.4791 | 0.099489 | 11 | 0.57859
50022 | 6.5 | 1 | 365 | 7.4022 | 0.8955 | 8 | 0.2977
51319 | 4.68 | 1 | 365 | 5.3296 | 0.72476 | 6 | 0.054347
50683 | 11.4 | 1 | 365 | 12.9823 | 0.12442 | 13 | 0.10674
47659 | 6.72 | 1 | 365 | 7.6527 | 0.39966 | 8 | 0.052396
49748 | 6.6 | 1 | 365 | 7.5161 | 0.12467 | 7 | 0.64075
36816 | 7.15 | 1 | 365 | 8.1424 | 0.38505 | 8 | 0.52747
48287 | 4.845 | 1 | 365 | 5.5175 | 0.10288 | 5 | 0.62037
48479 | 7.14 | 1 | 365 | 8.131 | 0.36214 | 8 | 0.49317
49913 | 9.975 | 1 | 365 | 11.3595 | 0.85887 | 12 | 0.2184
49998 | 6.76 | 1 | 365 | 7.6983 | 0.49132 | 8 | 0.18961
51320 | 7.28 | 1 | 365 | 8.2905 | 0.68296 | 8 | 0.97343
45612 | 5 | 1 | 365 | 5.694 | 0.45808 | 6 | 0.15208
50658 | 4.16 | 1 | 365 | 4.7374 | 0.53312 | 5 | 0.27053
51248 | 5.415 | 1 | 365 | 6.1666 | 0.4091 | 6 | 0.5757
41570 | 7.56 | 1 | 365 | 8.6093 | 0.32462 | 8 | 0.93394
50663 | 6.6 | 1 | 365 | 7.5161 | 0.12467 | 7 | 0.64075
49327 | 7.65 | 1 | 365 | 8.7118 | 0.53086 | 9 | 0.24268
35254 | 151.2 | 0.9 | 365 | 154.9679 | 0.84311 | 155 | 0.81101
47113 | 16.64 | 1 | 365 | 18.9496 | 0.13249 | 19 | 0.082122
52581 | 8.16 | 1 | 365 | 9.2926 | 0.69959 | 9 | 0.99219
47094 | 8.32 | 1 | 365 | 9.4748 | 0.066245 | 9 | 0.54106
47204 | 7.28 | 1 | 365 | 8.2905 | 0.68296 | 8 | 0.97343
48103 | 13 | 1 | 365 | 14.8044 | 0.79101 | 15 | 0.59541
54114 | 10.8 | 1 | 365 | 12.299 | 0.74945 | 13 | 0.048493
47337 | 7.54 | 1 | 365 | 8.5866 | 0.27878 | 8 | 0.86534
47365 | 7.905 | 1 | 365 | 9.0022 | 0.11522 | 9 | 0.11744
47460 | 4.94 | 1 | 365 | 5.6257 | 0.32058 | 5 | 0.94626
47282 | 6.24 | 1 | 365 | 7.1061 | 0.29968 | 7 | 0.4058
49256 | 4.68 | 1 | 365 | 5.3296 | 0.72476 | 6 | 0.054347
49363 | 4.59 | 1 | 365 | 5.2271 | 0.51852 | 5 | 0.74561
49370 | 8.32 | 1 | 365 | 9.4748 | 0.066245 | 9 | 0.54106
49383 | 13.78 | 1 | 365 | 15.6927 | 0.57847 | 16 | 0.27113
49394 | 9.88 | 1 | 365 | 11.2513 | 0.64117 | 11 | 0.89251
49401 | 5.72 | 1 | 365 | 6.5139 | 0.10804 | 6 | 0.62198
49404 | 4.94 | 1 | 365 | 5.6257 | 0.32058 | 5 | 0.94626
49420 | 14.04 | 1 | 365 | 15.9888 | 0.17429 | 16 | 0.16304
49421 | 15.6 | 1 | 365 | 17.7653 | 0.74921 | 18 | 0.51449
49426 | 7.54 | 1 | 365 | 8.5866 | 0.27878 | 8 | 0.86534
49433 | 4.335 | 1 | 365 | 4.9367 | 0.93416 | 5 | 0.87085
49448 | 13.26 | 1 | 365 | 15.1005 | 0.38683 | 15 | 0.48732
49459 | 9.36 | 1 | 365 | 10.6592 | 0.44953 | 11 | 0.10869
49471 | 4.16 | 1 | 365 | 4.7374 | 0.53312 | 5 | 0.27053
49481 | 2.08 | 1 | 365 | 2.3687 | 0.76656 | 3 | 0.13527
49468 | 7.28 | 1 | 365 | 8.2905 | 0.68296 | 8 | 0.97343
49490 | 5.98 | 1 | 365 | 6.81 | 0.70386 | 7 | 0.51389
49515 | 7.8 | 1 | 365 | 8.8826 | 0.8746 | 9 | 0.75724
49979 | 11.925 | 1 | 365 | 13.5802 | 0.32752 | 13 | 0.90771
49532 | 7.54 | 1 | 365 | 8.5866 | 0.27878 | 8 | 0.86534
49556 | 5.98 | 1 | 365 | 6.81 | 0.70386 | 7 | 0.51389
50480 | 8.32 | 1 | 365 | 9.4748 | 0.066245 | 9 | 0.54106
49553 | 10.14 | 1 | 365 | 11.5474 | 0.23699 | 11 | 0.78442
49588 | 2.34 | 1 | 365 | 2.6648 | 0.36238 | 3 | 0.027173
49606 | 12.74 | 1 | 365 | 14.5083 | 0.19519 | 14 | 0.7035
49614 | 3.975 | 1 | 365 | 4.5267 | 0.10917 | 4 | 0.6359
49620 | 4.16 | 1 | 365 | 4.7374 | 0.53312 | 5 | 0.27053
49633 | 7.42 | 1 | 365 | 8.4499 | 0.0037907 | 8 | 0.45369
49637 | 5.83 | 1 | 365 | 6.6392 | 0.36012 | 6 | 0.99933
49648 | 12.74 | 1 | 365 | 14.5083 | 0.19519 | 14 | 0.7035
49775 | 9.805 | 1 | 365 | 11.1659 | 0.46929 | 11 | 0.63523
49660 | 6.24 | 1 | 365 | 7.1061 | 0.29968 | 7 | 0.4058
50492 | 6.5 | 1 | 365 | 7.4022 | 0.8955 | 8 | 0.2977
49665 | 9.88 | 1 | 365 | 11.2513 | 0.64117 | 11 | 0.89251
49680 | 7.54 | 1 | 365 | 8.5866 | 0.27878 | 8 | 0.86534
50514 | 11.96 | 1 | 365 | 13.62 | 0.40773 | 14 | 0.027775
49784 | 9.88 | 1 | 365 | 11.2513 | 0.64117 | 11 | 0.89251
50528 | 7.54 | 1 | 365 | 8.5866 | 0.27878 | 8 | 0.86534
49786 | 5.46 | 1 | 365 | 6.2178 | 0.51222 | 6 | 0.73007
50724 | 3.38 | 1 | 365 | 3.8491 | 0.74566 | 4 | 0.59481
49806 | 8.06 | 1 | 365 | 9.1787 | 0.47042 | 9 | 0.64915
50747 | 10.14 | 1 | 365 | 11.5474 | 0.23699 | 11 | 0.78442
50733 | 3.9 | 1 | 365 | 4.4413 | 0.9373 | 5 | 0.37862
49817 | 4.16 | 1 | 365 | 4.7374 | 0.53312 | 5 | 0.27053
49831 | 8.32 | 1 | 365 | 9.4748 | 0.066245 | 9 | 0.54106
50823 | 9.88 | 1 | 365 | 11.2513 | 0.64117 | 11 | 0.89251
49832 | 2.6 | 1 | 365 | 2.9609 | 0.9582 | 3 | 0.91908
50762 | 4.505 | 1 | 365 | 5.1303 | 0.32373 | 5 | 0.45402
50775 | 6.5 | 1 | 365 | 7.4022 | 0.8955 | 8 | 0.2977
50761 | 3.12 | 1 | 365 | 3.5531 | 0.14984 | 3 | 0.7029
50728 | 3.12 | 1 | 365 | 3.5531 | 0.14984 | 3 | 0.7029
51017 | 8.84 | 1 | 365 | 10.067 | 0.25789 | 10 | 0.32488
50989 | 5.2 | 1 | 365 | 5.9218 | 0.9164 | 6 | 0.83816
50999 | 12.74 | 1 | 365 | 14.5083 | 0.19519 | 14 | 0.7035
50981 | 2.08 | 1 | 365 | 2.3687 | 0.76656 | 3 | 0.13527
51024 | 5.46 | 1 | 365 | 6.2178 | 0.51222 | 6 | 0.73007
51097 | 3.9 | 1 | 365 | 4.4413 | 0.9373 | 5 | 0.37862
51098 | 7.28 | 1 | 365 | 8.2905 | 0.68296 | 8 | 0.97343
50968 | 8.25 | 1 | 365 | 9.3951 | 0.90583 | 10 | 0.30093
51094 | 7.54 | 1 | 365 | 8.5866 | 0.27878 | 8 | 0.86534
51792 | 13.52 | 1 | 365 | 15.3966 | 0.98265 | 16 | 0.37922
49848 | 5.98 | 1 | 365 | 6.81 | 0.70386 | 7 | 0.51389
49857 | 6.885 | 1 | 365 | 7.8406 | 0.77778 | 8 | 0.61841
51775 | 3.24 | 1 | 365 | 3.6897 | 0.42484 | 4 | 0.11455
49866 | 2.08 | 1 | 365 | 2.3687 | 0.76656 | 3 | 0.13527
49929 | 13.26 | 1 | 365 | 15.1005 | 0.38683 | 15 | 0.48732
49931 | 7.28 | 1 | 365 | 8.2905 | 0.68296 | 8 | 0.97343
49943 | 3.06 | 1 | 365 | 3.4847 | 0.012345 | 3 | 0.49707
49941 | 8.58 | 1 | 365 | 9.7709 | 0.66207 | 10 | 0.43297
49936 | 10.66 | 1 | 365 | 12.1396 | 0.42863 | 12 | 0.56823
49949 | 10.14 | 1 | 365 | 11.5474 | 0.23699 | 11 | 0.78442
49952 | 3.64 | 1 | 365 | 4.1452 | 0.34148 | 4 | 0.48671
49955 | 6.375 | 1 | 365 | 7.2599 | 0.60905 | 7 | 0.8689
49960 | 4.94 | 1 | 365 | 5.6257 | 0.32058 | 5 | 0.94626
49966 | 4.77 | 1 | 365 | 5.4321 | 0.93101 | 6 | 0.36308
49969 | 4.24 | 1 | 365 | 4.8285 | 0.71645 | 5 | 0.54496
49974 | 7.8 | 1 | 365 | 8.8826 | 0.8746 | 9 | 0.75724
49976 | 6.76 | 1 | 365 | 7.6983 | 0.49132 | 8 | 0.18961
49977 | 7.02 | 1 | 365 | 7.9944 | 0.087144 | 8 | 0.08152
39120 | 4.94 | 1 | 365 | 5.6257 | 0.32058 | 5 | 0.94626
40753 | 4.42 | 1 | 365 | 5.0335 | 0.12894 | 5 | 0.16244
41825 | 10.92 | 1 | 365 | 12.4357 | 0.024447 | 12 | 0.46014
38602 | 8.32 | 1 | 365 | 9.4748 | 0.066245 | 9 | 0.54106
42676 | 7.8 | 1 | 365 | 8.8826 | 0.8746 | 9 | 0.75724
40693 | 7.54 | 1 | 365 | 8.5866 | 0.27878 | 8 | 0.86534
52923 | 9.62 | 1 | 365 | 10.9553 | 0.045346 | 11 | 0.00060192
47378 | 2.34 | 1 | 365 | 2.6648 | 0.36238 | 3 | 0.027173
42212 | 7.83 | 1 | 365 | 8.9168 | 0.94335 | 9 | 0.86016
40579 | 2.86 | 1 | 365 | 3.257 | 0.55402 | 3 | 0.81099
41392 | 6.24 | 1 | 365 | 7.1061 | 0.29968 | 7 | 0.4058
39545 | 3.64 | 1 | 365 | 4.1452 | 0.34148 | 4 | 0.48671
39061 | 8.58 | 1 | 365 | 9.7709 | 0.66207 | 10 | 0.43297
52643 | 4.42 | 1 | 365 | 5.0335 | 0.12894 | 5 | 0.16244
52638 | 9.69 | 1 | 365 | 11.035 | 0.20576 | 11 | 0.24073
38065 | 6.24 | 1 | 365 | 7.1061 | 0.29968 | 7 | 0.4058
41382 | 9.36 | 1 | 365 | 10.6592 | 0.44953 | 11 | 0.10869
38730 | 5.72 | 1 | 365 | 6.5139 | 0.10804 | 6 | 0.62198
45936 | 2.86 | 1 | 365 | 3.257 | 0.55402 | 3 | 0.81099
38178 | 11.96 | 1 | 365 | 13.62 | 0.40773 | 14 | 0.027775
41918 | 7.28 | 1 | 365 | 8.2905 | 0.68296 | 8 | 0.97343
38055 | 4.68 | 1 | 365 | 5.3296 | 0.72476 | 6 | 0.054347
42945 | 5.355 | 1 | 365 | 6.0983 | 0.2716 | 6 | 0.36988
40697 | 9.54 | 1 | 365 | 10.8642 | 0.86202 | 11 | 0.72617
40007 | 3.12 | 1 | 365 | 3.5531 | 0.14984 | 3 | 0.7029
38216 | 7.28 | 1 | 365 | 8.2905 | 0.68296 | 8 | 0.97343
37631 | 8.84 | 1 | 365 | 10.067 | 0.25789 | 10 | 0.32488
38826 | 2.86 | 1 | 365 | 3.257 | 0.55402 | 3 | 0.81099
43607 | 11.96 | 1 | 365 | 13.62 | 0.40773 | 14 | 0.027775
38898 | 6.63 | 1 | 365 | 7.5502 | 0.19341 | 7 | 0.74366
40171 | 12.48 | 1 | 365 | 14.2122 | 0.59937 | 14 | 0.81159
43784 | 5.1 | 1 | 365 | 5.8079 | 0.68724 | 6 | 0.49512
39189 | 7.8 | 1 | 365 | 8.8826 | 0.8746 | 9 | 0.75724
51548 | 9.36 | 1 | 365 | 10.6592 | 0.44953 | 11 | 0.10869
51817 | 4.335 | 1 | 365 | 4.9367 | 0.93416 | 5 | 0.87085
53234 | 12.1 | 1 | 365 | 13.7795 | 0.72855 | 14 | 0.50803
51783 | 9.1 | 1 | 365 | 10.3631 | 0.85371 | 11 | 0.21679
47148 | 2.08 | 1 | 365 | 2.3687 | 0.76656 | 3 | 0.13527
52075 | 14.82 | 1 | 365 | 16.877 | 0.96175 | 17 | 0.83877
50734 | 7.54 | 1 | 365 | 8.5866 | 0.27878 | 8 | 0.86534
51304 | 4.16 | 1 | 365 | 4.7374 | 0.53312 | 5 | 0.27053
51324 | 3.38 | 1 | 365 | 3.8491 | 0.74566 | 4 | 0.59481
52059 | 8.84 | 1 | 365 | 10.067 | 0.25789 | 10 | 0.32488
52051 | 4.42 | 1 | 365 | 5.0335 | 0.12894 | 5 | 0.16244
52069 | 9.62 | 1 | 365 | 10.9553 | 0.045346 | 11 | 0.00060192
52055 | 2.295 | 1 | 365 | 2.6135 | 0.25926 | 2 | 0.8728
52052 | 7.905 | 1 | 365 | 9.0022 | 0.11522 | 9 | 0.11744
52085 | 4.16 | 1 | 365 | 4.7374 | 0.53312 | 5 | 0.27053
52010 | 9.1 | 1 | 365 | 10.3631 | 0.85371 | 11 | 0.21679
52006 | 12.22 | 1 | 365 | 13.9161 | 0.0035475 | 13 | 0.91968
51953 | 3.9 | 1 | 365 | 4.4413 | 0.9373 | 5 | 0.37862
52374 | 5.61 | 1 | 365 | 6.3887 | 0.85597 | 7 | 0.24463
52429 | 6.63 | 1 | 365 | 7.5502 | 0.19341 | 7 | 0.74366
52435 | 4.08 | 1 | 365 | 4.6463 | 0.34979 | 4 | 0.9961
52450 | 11.7 | 1 | 365 | 13.324 | 0.81191 | 14 | 0.13587
52449 | 4.16 | 1 | 365 | 4.7374 | 0.53312 | 5 | 0.27053
52686 | 5.1 | 1 | 365 | 5.8079 | 0.68724 | 6 | 0.49512
52656 | 4.845 | 1 | 365 | 5.5175 | 0.10288 | 5 | 0.62037
43909 | 13.52 | 1 | 365 | 15.3966 | 0.98265 | 16 | 0.37922
40219 | 10.4 | 1 | 365 | 11.8435 | 0.83281 | 12 | 0.67633
38284 | 6.36 | 1 | 365 | 7.2428 | 0.57468 | 7 | 0.81745
52653 | 6.36 | 1 | 365 | 7.2428 | 0.57468 | 7 | 0.81745
52654 | 4.08 | 1 | 365 | 4.6463 | 0.34979 | 4 | 0.9961
52655 | 4.845 | 1 | 365 | 5.5175 | 0.10288 | 5 | 0.62037
40324 | 6.36 | 1 | 365 | 7.2428 | 0.57468 | 7 | 0.81745
52379 | 4.59 | 1 | 365 | 5.2271 | 0.51852 | 5 | 0.74561
52339 | 8.415 | 1 | 365 | 9.583 | 0.28395 | 9 | 0.86695
48029 | 9.435 | 1 | 365 | 10.7446 | 0.6214 | 11 | 0.36597
52306 | 4.94 | 1 | 365 | 5.6257 | 0.32058 | 5 | 0.94626
52483 | 14.04 | 1 | 365 | 15.9888 | 0.17429 | 16 | 0.16304
52303 | 6.76 | 1 | 365 | 7.6983 | 0.49132 | 8 | 0.18961
52300 | 7.8 | 1 | 365 | 8.8826 | 0.8746 | 9 | 0.75724
41754 | 5.2 | 1 | 365 | 5.9218 | 0.9164 | 6 | 0.83816
37916 | 7.54 | 1 | 365 | 8.5866 | 0.27878 | 8 | 0.86534
40761 | 18.615 | 1 | 365 | 21.1988 | 0.65843 | 21 | 0.85719
42068 | 7.02 | 1 | 365 | 7.9944 | 0.087144 | 8 | 0.08152
51954 | 4.247 | 1 | 365 | 4.8365 | 0.73249 | 5 | 0.56898
43710 | 9.945 | 1 | 365 | 11.3254 | 0.79012 | 12 | 0.11549
51957 | 10.14 | 1 | 365 | 11.5474 | 0.23699 | 11 | 0.78442
38833 | 8.32 | 1 | 365 | 9.4748 | 0.066245 | 9 | 0.54106
52487 | 7.65 | 1 | 365 | 8.7118 | 0.53086 | 9 | 0.24268
41290 | 8.84 | 1 | 365 | 10.067 | 0.25789 | 10 | 0.32488
51911 | 2.04 | 1 | 365 | 2.3232 | 0.6749 | 2 | 0.99805
39330 | 6.12 | 1 | 365 | 6.9695 | 0.02469 | 6 | 0.99415
51826 | 4.845 | 1 | 365 | 5.5175 | 0.10288 | 5 | 0.62037
38521 | 10.66 | 1 | 365 | 12.1396 | 0.42863 | 12 | 0.56823
39308 | 7.8 | 1 | 365 | 8.8826 | 0.8746 | 9 | 0.75724
52639 | 6.885 | 1 | 365 | 7.8406 | 0.77778 | 8 | 0.61841
43186 | 5.2 | 1 | 365 | 5.9218 | 0.9164 | 6 | 0.83816
39054 | 6.24 | 1 | 365 | 7.1061 | 0.29968 | 7 | 0.4058
52635 | 10.455 | 1 | 365 | 11.9062 | 0.95885 | 12 | 0.865
52637 | 8.16 | 1 | 365 | 9.2926 | 0.69959 | 9 | 0.99219
52910 | 2.55 | 1 | 365 | 2.9039 | 0.84362 | 3 | 0.74756
52871 | 3.8 | 1 | 365 | 4.3274 | 0.70814 | 5 | 0.035581
52652 | 8.415 | 1 | 365 | 9.583 | 0.28395 | 9 | 0.86695
52744 | 5.1 | 1 | 365 | 5.8079 | 0.68724 | 6 | 0.49512
52610 | 2.86 | 1 | 365 | 3.257 | 0.55402 | 3 | 0.81099
54874 | 2353 | 0.9 | 365 | 2411.6368 | 0.9552 | 2412 | 0.59196
52646 | 8.58 | 1 | 365 | 9.7709 | 0.66207 | 10 | 0.43297
30694 | 5.98 | 1 | 365 | 6.81 | 0.70386 | 7 | 0.51389
52651 | 7.02 | 1 | 365 | 7.9944 | 0.087144 | 8 | 0.08152
52689 | 4.42 | 1 | 365 | 5.0335 | 0.12894 | 5 | 0.16244
52692 | 3.57 | 1 | 365 | 4.0655 | 0.18107 | 4 | 0.24659
52740 | 4.42 | 1 | 365 | 5.0335 | 0.12894 | 5 | 0.16244
40575 | 4.42 | 1 | 365 | 5.0335 | 0.12894 | 5 | 0.16244
40315 | 7.02 | 1 | 365 | 7.9944 | 0.087144 | 8 | 0.08152
40198 | 16.12 | 1 | 365 | 18.3575 | 0.94085 | 19 | 0.29831
42126 | 7.8 | 1 | 365 | 8.8826 | 0.8746 | 9 | 0.75724
42215 | 4.05 | 1 | 365 | 4.6121 | 0.28104 | 4 | 0.89318
40597 | 14.3 | 1 | 365 | 16.2848 | 0.77011 | 17 | 0.054949
45779 | 10.14 | 1 | 365 | 11.5474 | 0.23699 | 11 | 0.78442
39723 | 5.2 | 1 | 365 | 5.9218 | 0.9164 | 6 | 0.83816
41884 | 11.22 | 1 | 365 | 12.7773 | 0.71193 | 13 | 0.48927
40206 | 7.905 | 1 | 365 | 9.0022 | 0.11522 | 9 | 0.11744
48082 | 6.24 | 1 | 365 | 7.1061 | 0.29968 | 7 | 0.4058
40661 | 18.2 | 1 | 365 | 20.7262 | 0.70741 | 21 | 0.43357
41552 | 3.38 | 1 | 365 | 3.8491 | 0.74566 | 4 | 0.59481
43082 | 4.59 | 1 | 365 | 5.2271 | 0.51852 | 5 | 0.74561
37898 | 3.9 | 1 | 365 | 4.4413 | 0.9373 | 5 | 0.37862
41759 | 5.72 | 1 | 365 | 6.5139 | 0.10804 | 6 | 0.62198
40517 | 10.455 | 1 | 365 | 11.9062 | 0.95885 | 12 | 0.865
41272 | 7.8 | 1 | 365 | 8.8826 | 0.8746 | 9 | 0.75724
42681 | 8.84 | 1 | 365 | 10.067 | 0.25789 | 10 | 0.32488
40403 | 10.66 | 1 | 365 | 12.1396 | 0.42863 | 12 | 0.56823
40483 | 12.48 | 1 | 365 | 14.2122 | 0.59937 | 14 | 0.81159
40204 | 7.8 | 1 | 365 | 8.8826 | 0.8746 | 9 | 0.75724
41060 | 10.66 | 1 | 365 | 12.1396 | 0.42863 | 12 | 0.56823
38737 | 8.67 | 1 | 365 | 9.8734 | 0.86831 | 10 | 0.74171
52632 | 3.825 | 1 | 365 | 4.3559 | 0.76543 | 5 | 0.12134
52798 | 8.32 | 1 | 365 | 9.4748 | 0.066245 | 9 | 0.54106
40811 | 19.08 | 1 | 365 | 21.7283 | 0.72403 | 22 | 0.45234
37794 | 7.8 | 1 | 365 | 8.8826 | 0.8746 | 9 | 0.75724
40472 | 5.72 | 1 | 365 | 6.5139 | 0.10804 | 6 | 0.62198
53000 | 7.02 | 1 | 365 | 7.9944 | 0.087144 | 8 | 0.08152
52868 | 11.22 | 1 | 365 | 12.7773 | 0.71193 | 13 | 0.48927
52512 | 6.885 | 1 | 365 | 7.8406 | 0.77778 | 8 | 0.61841
40343 | 5.46 | 1 | 365 | 6.2178 | 0.51222 | 6 | 0.73007
52496 | 12.24 | 1 | 365 | 13.9389 | 0.04938 | 13 | 0.98829
51434 | 3.12 | 1 | 365 | 3.5531 | 0.14984 | 3 | 0.7029
41538 | 6.76 | 1 | 365 | 7.6983 | 0.49132 | 8 | 0.18961
40918 | 8.58 | 1 | 365 | 9.7709 | 0.66207 | 10 | 0.43297
38265 | 9.54 | 1 | 365 | 10.8642 | 0.86202 | 11 | 0.72617
38315 | 2.86 | 1 | 365 | 3.257 | 0.55402 | 3 | 0.81099
52980 | 3.38 | 1 | 365 | 3.8491 | 0.74566 | 4 | 0.59481
52976 | 9.945 | 1 | 365 | 11.3254 | 0.79012 | 12 | 0.11549
52978 | 9.435 | 1 | 365 | 10.7446 | 0.6214 | 11 | 0.36597
55325 | 13.005 | 1 | 365 | 14.8101 | 0.80247 | 15 | 0.61256
55704 | 3.924 | 1 | 365 | 4.4687 | 0.9923 | 5 | 0.46095
55801 | 6.5 | 1 | 365 | 7.4022 | 0.8955 | 8 | 0.2977
56363 | 4.5 | 1 | 365 | 5.1246 | 0.31227 | 5 | 0.43687
44369 | 4.25 | 1 | 365 | 4.8399 | 0.73937 | 5 | 0.57927
44702 | 9.715 | 1 | 365 | 11.0634 | 0.26305 | 11 | 0.32649
45211 | 7.5 | 1 | 365 | 8.541 | 0.18712 | 8 | 0.72812
46366 | 6.5 | 1 | 365 | 7.4022 | 0.8955 | 8 | 0.2977
43527 | 7.98 | 1 | 365 | 9.0876 | 0.2871 | 9 | 0.37472
44355 | 9.66 | 1 | 365 | 11.0008 | 0.13701 | 11 | 0.13782
47681 | 4.16 | 1 | 365 | 4.7374 | 0.53312 | 5 | 0.27053
52918 | 2.805 | 1 | 365 | 3.1943 | 0.42798 | 3 | 0.62232
41882 | 12.255 | 1 | 365 | 13.956 | 0.083754 | 14 | 0.039748
43953 | 11.772 | 1 | 365 | 13.406 | 0.9769 | 14 | 0.38286
52936 | 4.335 | 1 | 365 | 4.9367 | 0.93416 | 5 | 0.87085
41370 | 14.25 | 1 | 365 | 16.2279 | 0.65553 | 16 | 0.88343
52972 | 3.8 | 1 | 365 | 4.3274 | 0.70814 | 5 | 0.035581
35289 | 32.445 | 1 | 365 | 36.9484 | 0.35148 | 37 | 0.29985
44361 | 24.75 | 1 | 365 | 28.1853 | 0.7175 | 28 | 0.9028
43491 | 9.6 | 1 | 365 | 10.9325 | 0.99951 | 11 | 0.93199
43493 | 6.3 | 1 | 365 | 7.1744 | 0.43718 | 7 | 0.61162
38967 | 5.72 | 1 | 365 | 6.5139 | 0.10804 | 6 | 0.62198
46031 | 7.54 | 1 | 365 | 8.5866 | 0.27878 | 8 | 0.86534
38064 | 6.63 | 1 | 365 | 7.5502 | 0.19341 | 7 | 0.74366
38200 | 9.1 | 1 | 365 | 10.3631 | 0.85371 | 11 | 0.21679
39531 | 8.32 | 1 | 365 | 9.4748 | 0.066245 | 9 | 0.54106
41893 | 8.58 | 1 | 365 | 9.7709 | 0.66207 | 10 | 0.43297
52924 | 4.59 | 1 | 365 | 5.2271 | 0.51852 | 5 | 0.74561
40931 | 6.76 | 1 | 365 | 7.6983 | 0.49132 | 8 | 0.18961
42427 | 3.64 | 1 | 365 | 4.1452 | 0.34148 | 4 | 0.48671
37843 | 5.46 | 1 | 365 | 6.2178 | 0.51222 | 6 | 0.73007
50625 | 11.96 | 1 | 365 | 13.62 | 0.40773 | 14 | 0.027775
42342 | 4.68 | 1 | 365 | 5.3296 | 0.72476 | 6 | 0.054347
52896 | 4.86 | 1 | 365 | 5.5346 | 0.13725 | 5 | 0.67182
38754 | 8.67 | 1 | 365 | 9.8734 | 0.86831 | 10 | 0.74171
40332 | 7.54 | 1 | 365 | 8.5866 | 0.27878 | 8 | 0.86534
52899 | 9.18 | 1 | 365 | 10.4542 | 0.037035 | 10 | 0.49122
40577 | 16.64 | 1 | 365 | 18.9496 | 0.13249 | 19 | 0.082122
40679 | 7.28 | 1 | 365 | 8.2905 | 0.68296 | 8 | 0.97343
52867 | 12.24 | 1 | 365 | 13.9389 | 0.04938 | 13 | 0.98829
52888 | 3.825 | 1 | 365 | 4.3559 | 0.76543 | 5 | 0.12134
40069 | 7.14 | 1 | 365 | 8.131 | 0.36214 | 8 | 0.49317
52891 | 3.38 | 1 | 365 | 3.8491 | 0.74566 | 4 | 0.59481
52861 | 5.1 | 1 | 365 | 5.8079 | 0.68724 | 6 | 0.49512
41327 | 9.62 | 1 | 365 | 10.9553 | 0.045346 | 11 | 0.00060192
38753 | 4.42 | 1 | 365 | 5.0335 | 0.12894 | 5 | 0.16244
52864 | 6.5 | 1 | 365 | 7.4022 | 0.8955 | 8 | 0.2977
41702 | 7.395 | 1 | 365 | 8.4214 | 0.9465 | 9 | 0.36793
52860 | 3.57 | 1 | 365 | 4.0655 | 0.18107 | 4 | 0.24659
52862 | 6.12 | 1 | 365 | 6.9695 | 0.02469 | 6 | 0.99415
38070 | 7.8 | 1 | 365 | 8.8826 | 0.8746 | 9 | 0.75724
52741 | 5.46 | 1 | 365 | 6.2178 | 0.51222 | 6 | 0.73007
39324 | 3.12 | 1 | 365 | 3.5531 | 0.14984 | 3 | 0.7029
39448 | 3.825 | 1 | 365 | 4.3559 | 0.76543 | 5 | 0.12134
39268 | 6.12 | 1 | 365 | 6.9695 | 0.02469 | 6 | 0.99415
41659 | 2.55 | 1 | 365 | 2.9039 | 0.84362 | 3 | 0.74756
41559 | 2.915 | 1 | 365 | 3.3196 | 0.68006 | 3 | 0.99966
40540 | 10.4 | 1 | 365 | 11.8435 | 0.83281 | 12 | 0.67633
39184 | 3.9 | 1 | 365 | 4.4413 | 0.9373 | 5 | 0.37862
40862 | 6.24 | 1 | 365 | 7.1061 | 0.29968 | 7 | 0.4058
40647 | 5.2 | 1 | 365 | 5.9218 | 0.9164 | 6 | 0.83816
39036 | 6.12 | 1 | 365 | 6.9695 | 0.02469 | 6 | 0.99415
40737 | 8.84 | 1 | 365 | 10.067 | 0.25789 | 10 | 0.32488
39999 | 11.18 | 1 | 365 | 12.7318 | 0.62027 | 13 | 0.35205
40573 | 8.58 | 1 | 365 | 9.7709 | 0.66207 | 10 | 0.43297
37989 | 2.805 | 1 | 365 | 3.1943 | 0.42798 | 3 | 0.62232
40374 | 7.02 | 1 | 365 | 7.9944 | 0.087144 | 8 | 0.08152
40905 | 5.46 | 1 | 365 | 6.2178 | 0.51222 | 6 | 0.73007
43407 | 3.12 | 1 | 365 | 3.5531 | 0.14984 | 3 | 0.7029
40898 | 13.78 | 1 | 365 | 15.6927 | 0.57847 | 16 | 0.27113
38798 | 11.985 | 1 | 365 | 13.6485 | 0.46502 | 14 | 0.11354
41464 | 4.77 | 1 | 365 | 5.4321 | 0.93101 | 6 | 0.36308
38955 | 5.2 | 1 | 365 | 5.9218 | 0.9164 | 6 | 0.83816
40923 | 7.95 | 1 | 365 | 9.0535 | 0.21835 | 9 | 0.27181
39025 | 5.98 | 1 | 365 | 6.81 | 0.70386 | 7 | 0.51389
41549 | 8.925 | 1 | 365 | 10.1638 | 0.45267 | 10 | 0.61646
38396 | 6.63 | 1 | 365 | 7.5502 | 0.19341 | 7 | 0.74366
43681 | 9.69 | 1 | 365 | 11.035 | 0.20576 | 11 | 0.24073
42608 | 11.7 | 1 | 365 | 13.324 | 0.81191 | 14 | 0.13587
41291 | 6.375 | 1 | 365 | 7.2599 | 0.60905 | 7 | 0.8689
38043 | 2.55 | 1 | 365 | 2.9039 | 0.84362 | 3 | 0.74756
38788 | 11.18 | 1 | 365 | 12.7318 | 0.62027 | 13 | 0.35205
41357 | 7.8 | 1 | 365 | 8.8826 | 0.8746 | 9 | 0.75724
45000 | 2.08 | 1 | 365 | 2.3687 | 0.76656 | 3 | 0.13527
38709 | 9.62 | 1 | 365 | 10.9553 | 0.045346 | 11 | 0.00060192
41145 | 5.72 | 1 | 365 | 6.5139 | 0.10804 | 6 | 0.62198
39223 | 6.24 | 1 | 365 | 7.1061 | 0.29968 | 7 | 0.4058
43608 | 6.24 | 1 | 365 | 7.1061 | 0.29968 | 7 | 0.4058
45942 | 5.46 | 1 | 365 | 6.2178 | 0.51222 | 6 | 0.73007
42002 | 7.65 | 1 | 365 | 8.7118 | 0.53086 | 9 | 0.24268
39071 | 8.58 | 1 | 365 | 9.7709 | 0.66207 | 10 | 0.43297
39117 | 2.08 | 1 | 365 | 2.3687 | 0.76656 | 3 | 0.13527
39502 | 9.62 | 1 | 365 | 10.9553 | 0.045346 | 11 | 0.00060192
41331 | 9.54 | 1 | 365 | 10.8642 | 0.86202 | 11 | 0.72617
41415 | 10.4 | 1 | 365 | 11.8435 | 0.83281 | 12 | 0.67633
39350 | 14.04 | 1 | 365 | 15.9888 | 0.17429 | 16 | 0.16304
40526 | 5.98 | 1 | 365 | 6.81 | 0.70386 | 7 | 0.51389
40477 | 5.46 | 1 | 365 | 6.2178 | 0.51222 | 6 | 0.73007
40207 | 4.845 | 1 | 365 | 5.5175 | 0.10288 | 5 | 0.62037
38855 | 13.26 | 1 | 365 | 15.1005 | 0.38683 | 15 | 0.48732
38917 | 7.54 | 1 | 365 | 8.5866 | 0.27878 | 8 | 0.86534
39598 | 5.865 | 1 | 365 | 6.6791 | 0.44033 | 7 | 0.11939
39498 | 6.24 | 1 | 365 | 7.1061 | 0.29968 | 7 | 0.4058
38060 | 11.44 | 1 | 365 | 13.0279 | 0.21609 | 13 | 0.24396
39227 | 3.38 | 1 | 365 | 3.8491 | 0.74566 | 4 | 0.59481
41267 | 4.845 | 1 | 365 | 5.5175 | 0.10288 | 5 | 0.62037
39719 | 7.54 | 1 | 365 | 8.5866 | 0.27878 | 8 | 0.86534
39573 | 3.64 | 1 | 365 | 4.1452 | 0.34148 | 4 | 0.48671
39168 | 9.62 | 1 | 365 | 10.9553 | 0.045346 | 11 | 0.00060192
39587 | 6.5 | 1 | 365 | 7.4022 | 0.8955 | 8 | 0.2977
39420 | 3.64 | 1 | 365 | 4.1452 | 0.34148 | 4 | 0.48671
39425 | 2.86 | 1 | 365 | 3.257 | 0.55402 | 3 | 0.81099
41588 | 13.52 | 1 | 365 | 15.3966 | 0.98265 | 16 | 0.37922
40504 | 6.76 | 1 | 365 | 7.6983 | 0.49132 | 8 | 0.18961
41208 | 12.48 | 1 | 365 | 14.2122 | 0.59937 | 14 | 0.81159
38436 | 4.94 | 1 | 365 | 5.6257 | 0.32058 | 5 | 0.94626
39955 | 4.16 | 1 | 365 | 4.7374 | 0.53312 | 5 | 0.27053
41334 | 3.9 | 1 | 365 | 4.4413 | 0.9373 | 5 | 0.37862
40497 | 2.08 | 1 | 365 | 2.3687 | 0.76656 | 3 | 0.13527
41486 | 9.88 | 1 | 365 | 11.2513 | 0.64117 | 11 | 0.89251
41765 | 10.92 | 1 | 365 | 12.4357 | 0.024447 | 12 | 0.46014
40908 | 6.76 | 1 | 365 | 7.6983 | 0.49132 | 8 | 0.18961
40680 | 12.48 | 1 | 365 | 14.2122 | 0.59937 | 14 | 0.81159
38695 | 11.18 | 1 | 365 | 12.7318 | 0.62027 | 13 | 0.35205
38068 | 9.88 | 1 | 365 | 11.2513 | 0.64117 | 11 | 0.89251
37822 | 11.18 | 1 | 365 | 12.7318 | 0.62027 | 13 | 0.35205
41172 | 6.76 | 1 | 365 | 7.6983 | 0.49132 | 8 | 0.18961
40739 | 6.24 | 1 | 365 | 7.1061 | 0.29968 | 7 | 0.4058
38927 | 10.66 | 1 | 365 | 12.1396 | 0.42863 | 12 | 0.56823
41496 | 8.215 | 1 | 365 | 9.3552 | 0.82563 | 10 | 0.18087
38976 | 5.46 | 1 | 365 | 6.2178 | 0.51222 | 6 | 0.73007
45442 | 4.335 | 1 | 365 | 4.9367 | 0.93416 | 5 | 0.87085
46002 | 5.46 | 1 | 365 | 6.2178 | 0.51222 | 6 | 0.73007
39249 | 8.06 | 1 | 365 | 9.1787 | 0.47042 | 9 | 0.64915
38074 | 7.905 | 1 | 365 | 9.0022 | 0.11522 | 9 | 0.11744
45978 | 7.65 | 1 | 365 | 8.7118 | 0.53086 | 9 | 0.24268
40754 | 7.02 | 1 | 365 | 7.9944 | 0.087144 | 8 | 0.08152
39095 | 12.22 | 1 | 365 | 13.9161 | 0.0035475 | 13 | 0.91968
42034 | 10.92 | 1 | 365 | 12.4357 | 0.024447 | 12 | 0.46014
39965 | 4.94 | 1 | 365 | 5.6257 | 0.32058 | 5 | 0.94626
43044 | 5.98 | 1 | 365 | 6.81 | 0.70386 | 7 | 0.51389
40700 | 6.24 | 1 | 365 | 7.1061 | 0.29968 | 7 | 0.4058
42059 | 13.52 | 1 | 365 | 15.3966 | 0.98265 | 16 | 0.37922
37965 | 6.76 | 1 | 365 | 7.6983 | 0.49132 | 8 | 0.18961
40452 | 7.02 | 1 | 365 | 7.9944 | 0.087144 | 8 | 0.08152
41301 | 6.5 | 1 | 365 | 7.4022 | 0.8955 | 8 | 0.2977
42197 | 5.2 | 1 | 365 | 5.9218 | 0.9164 | 6 | 0.83816
39243 | 4.16 | 1 | 365 | 4.7374 | 0.53312 | 5 | 0.27053
41360 | 6.89 | 1 | 365 | 7.8463 | 0.78923 | 8 | 0.63557
43079 | 6.12 | 1 | 365 | 6.9695 | 0.02469 | 6 | 0.99415
41915 | 15.86 | 1 | 365 | 18.0614 | 0.34503 | 18 | 0.4064
37581 | 8.32 | 1 | 365 | 9.4748 | 0.066245 | 9 | 0.54106
40536 | 12.22 | 1 | 365 | 13.9161 | 0.0035475 | 13 | 0.91968
48053 | 5.2 | 1 | 365 | 5.9218 | 0.9164 | 6 | 0.83816
41791 | 6.5 | 1 | 365 | 7.4022 | 0.8955 | 8 | 0.2977
39247 | 6.63 | 1 | 365 | 7.5502 | 0.19341 | 7 | 0.74366
40719 | 4.16 | 1 | 365 | 4.7374 | 0.53312 | 5 | 0.27053
38699 | 9.1 | 1 | 365 | 10.3631 | 0.85371 | 11 | 0.21679
43705 | 5.3 | 1 | 365 | 6.0356 | 0.14556 | 6 | 0.1812
39943 | 5.3 | 1 | 365 | 6.0356 | 0.14556 | 6 | 0.1812
41440 | 9.275 | 1 | 365 | 10.5624 | 0.25474 | 10 | 0.81711
41902 | 6.24 | 1 | 365 | 7.1061 | 0.29968 | 7 | 0.4058
40637 | 8.32 | 1 | 365 | 9.4748 | 0.066245 | 9 | 0.54106
39447 | 9.36 | 1 | 365 | 10.6592 | 0.44953 | 11 | 0.10869
39564 | 5.98 | 1 | 365 | 6.81 | 0.70386 | 7 | 0.51389
39295 | 7.28 | 1 | 365 | 8.2905 | 0.68296 | 8 | 0.97343
40429 | 11.7 | 1 | 365 | 13.324 | 0.81191 | 14 | 0.13587
41580 | 8.48 | 1 | 365 | 9.657 | 0.4329 | 10 | 0.089928
41687 | 6.76 | 1 | 365 | 7.6983 | 0.49132 | 8 | 0.18961
39683 | 9.88 | 1 | 365 | 11.2513 | 0.64117 | 11 | 0.89251
43687 | 2.08 | 1 | 365 | 2.3687 | 0.76656 | 3 | 0.13527
37980 | 2.55 | 1 | 365 | 2.9039 | 0.84362 | 3 | 0.74756
44736 | 7.28 | 1 | 365 | 8.2905 | 0.68296 | 8 | 0.97343
37622 | 6.24 | 1 | 365 | 7.1061 | 0.29968 | 7 | 0.4058
42039 | 5.035 | 1 | 365 | 5.7339 | 0.53829 | 6 | 0.27214
40626 | 5.2 | 1 | 365 | 5.9218 | 0.9164 | 6 | 0.83816
47882 | 9.1 | 1 | 365 | 10.3631 | 0.85371 | 11 | 0.21679
40011 | 5.98 | 1 | 365 | 6.81 | 0.70386 | 7 | 0.51389
39642 | 6.24 | 1 | 365 | 7.1061 | 0.29968 | 7 | 0.4058
43576 | 2.6 | 1 | 365 | 2.9609 | 0.9582 | 3 | 0.91908
40825 | 15.6 | 1 | 365 | 17.7653 | 0.74921 | 18 | 0.51449
40944 | 13.78 | 1 | 365 | 15.6927 | 0.57847 | 16 | 0.27113
42409 | 9.18 | 1 | 365 | 10.4542 | 0.037035 | 10 | 0.49122
40292 | 10.14 | 1 | 365 | 11.5474 | 0.23699 | 11 | 0.78442
42006 | 2.34 | 1 | 365 | 2.6648 | 0.36238 | 3 | 0.027173
40644 | 6.375 | 1 | 365 | 7.2599 | 0.60905 | 7 | 0.8689
40943 | 6.76 | 1 | 365 | 7.6983 | 0.49132 | 8 | 0.18961
39195 | 10.14 | 1 | 365 | 11.5474 | 0.23699 | 11 | 0.78442
38857 | 6.5 | 1 | 365 | 7.4022 | 0.8955 | 8 | 0.2977
40451 | 7.8 | 1 | 365 | 8.8826 | 0.8746 | 9 | 0.75724
46607 | 5.1 | 1 | 365 | 5.8079 | 0.68724 | 6 | 0.49512
47993 | 7.65 | 1 | 365 | 8.7118 | 0.53086 | 9 | 0.24268
46157 | 8.48 | 1 | 365 | 9.657 | 0.4329 | 10 | 0.089928
40962 | 14.04 | 1 | 365 | 15.9888 | 0.17429 | 16 | 0.16304
39380 | 5.565 | 1 | 365 | 6.3374 | 0.75284 | 7 | 0.090265
40377 | 8.32 | 1 | 365 | 9.4748 | 0.066245 | 9 | 0.54106
39435 | 3.12 | 1 | 365 | 3.5531 | 0.14984 | 3 | 0.7029
40468 | 5.46 | 1 | 365 | 6.2178 | 0.51222 | 6 | 0.73007
42364 | 2.65 | 1 | 365 | 3.0178 | 0.072782 | 3 | 0.090602
38076 | 6.24 | 1 | 365 | 7.1061 | 0.29968 | 7 | 0.4058
43693 | 12.48 | 1 | 365 | 14.2122 | 0.59937 | 14 | 0.81159
40000 | 8.84 | 1 | 365 | 10.067 | 0.25789 | 10 | 0.32488
40215 | 10.14 | 1 | 365 | 11.5474 | 0.23699 | 11 | 0.78442
42383 | 6.76 | 1 | 365 | 7.6983 | 0.49132 | 8 | 0.18961
38034 | 8.06 | 1 | 365 | 9.1787 | 0.47042 | 9 | 0.64915
39607 | 5.98 | 1 | 365 | 6.81 | 0.70386 | 7 | 0.51389
40652 | 7.54 | 1 | 365 | 8.5866 | 0.27878 | 8 | 0.86534
40378 | 5.61 | 1 | 365 | 6.3887 | 0.85597 | 7 | 0.24463
40010 | 13.515 | 1 | 365 | 15.3909 | 0.97119 | 16 | 0.36207
41653 | 3.825 | 1 | 365 | 4.3559 | 0.76543 | 5 | 0.12134
38169 | 3.18 | 1 | 365 | 3.6214 | 0.28734 | 3 | 0.90872
41058 | 7.02 | 1 | 365 | 7.9944 | 0.087144 | 8 | 0.08152
43071 | 4.59 | 1 | 365 | 5.2271 | 0.51852 | 5 | 0.74561
40564 | 15.08 | 1 | 365 | 17.1731 | 0.55757 | 17 | 0.73067
37626 | 7.54 | 1 | 365 | 8.5866 | 0.27878 | 8 | 0.86534
38592 | 4.335 | 1 | 365 | 4.9367 | 0.93416 | 5 | 0.87085
38087 | 7.02 | 1 | 365 | 7.9944 | 0.087144 | 8 | 0.08152
41302 | 4.94 | 1 | 365 | 5.6257 | 0.32058 | 5 | 0.94626
40928 | 4.94 | 1 | 365 | 5.6257 | 0.32058 | 5 | 0.94626
41497 | 5.46 | 1 | 365 | 6.2178 | 0.51222 | 6 | 0.73007
10587 | 647 | 0.8 | 365 | 589.4429 | 0.14044 | 589 | 0.58332
38157 | 9.1 | 1 | 365 | 10.3631 | 0.85371 | 11 | 0.21679
50656 | 6 | 1 | 365 | 6.8328 | 0.7497 | 7 | 0.5825
50696 | 6.6 | 1 | 365 | 7.5161 | 0.12467 | 7 | 0.64075
40818 | 3.12 | 1 | 365 | 3.5531 | 0.14984 | 3 | 0.7029
50286 | 7.02 | 1 | 365 | 7.9944 | 0.087144 | 8 | 0.08152
50670 | 9.58 | 1 | 365 | 10.9097 | 0.95368 | 11 | 0.86339
39198 | 3.445 | 1 | 365 | 3.9232 | 0.89462 | 4 | 0.81778
37755 | 6.3 | 1 | 365 | 7.1744 | 0.43718 | 7 | 0.61162
53020 | 6.63 | 1 | 365 | 7.5502 | 0.19341 | 7 | 0.74366
37219 | 3.9 | 1 | 365 | 4.4413 | 0.9373 | 5 | 0.37862
38940 | 5.98 | 1 | 365 | 6.81 | 0.70386 | 7 | 0.51389
38291 | 3.12 | 1 | 365 | 3.5531 | 0.14984 | 3 | 0.7029
40932 | 8.58 | 1 | 365 | 9.7709 | 0.66207 | 10 | 0.43297
39772 | 10.92 | 1 | 365 | 12.4357 | 0.024447 | 12 | 0.46014
37544 | 6.5 | 1 | 365 | 7.4022 | 0.8955 | 8 | 0.2977
37021 | 5.125 | 1 | 365 | 5.8364 | 0.74453 | 6 | 0.58088
41121 | 8.33 | 1 | 365 | 9.4862 | 0.089161 | 9 | 0.57537
47445 | 7.8 | 1 | 365 | 8.8826 | 0.8746 | 9 | 0.75724
39752 | 6.76 | 1 | 365 | 7.6983 | 0.49132 | 8 | 0.18961
38280 | 9.35 | 1 | 365 | 10.6478 | 0.42661 | 11 | 0.07439
41695 | 9.36 | 1 | 365 | 10.6592 | 0.44953 | 11 | 0.10869
45907 | 4.16 | 1 | 365 | 4.7374 | 0.53312 | 5 | 0.27053
36521 | 7.18 | 1 | 365 | 8.1766 | 0.4538 | 8 | 0.63039
39837 | 12.32 | 1 | 365 | 14.03 | 0.23271 | 14 | 0.26273
51562 | 5.3 | 1 | 365 | 6.0356 | 0.14556 | 6 | 0.1812
37548 | 4.4 | 1 | 365 | 5.0107 | 0.08311 | 5 | 0.09383
38961 | 5.46 | 1 | 365 | 6.2178 | 0.51222 | 6 | 0.73007
52184 | 7.54 | 1 | 365 | 8.5866 | 0.27878 | 8 | 0.86534
38199 | 4.68 | 1 | 365 | 5.3296 | 0.72476 | 6 | 0.054347
42414 | 11.66 | 1 | 365 | 13.2784 | 0.72024 | 13 | 0.99865
46044 | 3.64 | 1 | 365 | 4.1452 | 0.34148 | 4 | 0.48671
40871 | 4.845 | 1 | 365 | 5.5175 | 0.10288 | 5 | 0.62037
38873 | 6.76 | 1 | 365 | 7.6983 | 0.49132 | 8 | 0.18961
40906 | 4.16 | 1 | 365 | 4.7374 | 0.53312 | 5 | 0.27053
37960 | 4.42 | 1 | 365 | 5.0335 | 0.12894 | 5 | 0.16244
38893 | 6.5 | 1 | 365 | 7.4022 | 0.8955 | 8 | 0.2977
40276 | 4.08 | 1 | 365 | 4.6463 | 0.34979 | 4 | 0.9961
40683 | 4.68 | 1 | 365 | 5.3296 | 0.72476 | 6 | 0.054347
49757 | 2.86 | 1 | 365 | 3.257 | 0.55402 | 3 | 0.81099
40622 | 4.42 | 1 | 365 | 5.0335 | 0.12894 | 5 | 0.16244
42394 | 4.16 | 1 | 365 | 4.7374 | 0.53312 | 5 | 0.27053
40146 | 4.16 | 1 | 365 | 4.7374 | 0.53312 | 5 | 0.27053
41715 | 6.375 | 1 | 365 | 7.2599 | 0.60905 | 7 | 0.8689
40499 | 4.42 | 1 | 365 | 5.0335 | 0.12894 | 5 | 0.16244
50231 | 11.96 | 1 | 365 | 13.62 | 0.40773 | 14 | 0.027775
39083 | 5.98 | 1 | 365 | 6.81 | 0.70386 | 7 | 0.51389
39334 | 7.8 | 1 | 365 | 8.8826 | 0.8746 | 9 | 0.75724
41797 | 10.4 | 1 | 365 | 11.8435 | 0.83281 | 12 | 0.67633
40256 | 14.04 | 1 | 365 | 15.9888 | 0.17429 | 16 | 0.16304
41040 | 8.84 | 1 | 365 | 10.067 | 0.25789 | 10 | 0.32488
57124 | 860 | 0.9 | 365 | 881.4312 | 0.71078 | 882 | 0.14198
41965 | 3.825 | 1 | 365 | 4.3559 | 0.76543 | 5 | 0.12134
38302 | 10.14 | 1 | 365 | 11.5474 | 0.23699 | 11 | 0.78442
40319 | 7.28 | 1 | 365 | 8.2905 | 0.68296 | 8 | 0.97343
40199 | 4.845 | 1 | 365 | 5.5175 | 0.10288 | 5 | 0.62037
50427 | 8.32 | 1 | 365 | 9.4748 | 0.066245 | 9 | 0.54106
41679 | 4.94 | 1 | 365 | 5.6257 | 0.32058 | 5 | 0.94626
41005 | 4.42 | 1 | 365 | 5.0335 | 0.12894 | 5 | 0.16244
39696 | 3.64 | 1 | 365 | 4.1452 | 0.34148 | 4 | 0.48671
39970 | 9.1 | 1 | 365 | 10.3631 | 0.85371 | 11 | 0.21679
42044 | 9.275 | 1 | 365 | 10.5624 | 0.25474 | 10 | 0.81711
41038 | 4.16 | 1 | 365 | 4.7374 | 0.53312 | 5 | 0.27053
39356 | 11.96 | 1 | 365 | 13.62 | 0.40773 | 14 | 0.027775
41217 | 8.415 | 1 | 365 | 9.583 | 0.28395 | 9 | 0.86695
41055 | 11.44 | 1 | 365 | 13.0279 | 0.21609 | 13 | 0.24396
39669 | 9.88 | 1 | 365 | 11.2513 | 0.64117 | 11 | 0.89251
39577 | 6.5 | 1 | 365 | 7.4022 | 0.8955 | 8 | 0.2977
38147 | 2.6 | 1 | 365 | 2.9609 | 0.9582 | 3 | 0.91908
41062 | 10.335 | 1 | 365 | 11.7695 | 0.68385 | 12 | 0.45335
40445 | 4.94 | 1 | 365 | 5.6257 | 0.32058 | 5 | 0.94626
40418 | 14.04 | 1 | 365 | 15.9888 | 0.17429 | 16 | 0.16304
42194 | 13.52 | 1 | 365 | 15.3966 | 0.98265 | 16 | 0.37922
38024 | 6.625 | 1 | 365 | 7.5446 | 0.18196 | 7 | 0.72651
39971 | 9.01 | 1 | 365 | 10.2606 | 0.64746 | 10 | 0.90805
40744 | 8.48 | 1 | 365 | 9.657 | 0.4329 | 10 | 0.089928
38595 | 7.28 | 1 | 365 | 8.2905 | 0.68296 | 8 | 0.97343
38210 | 10.92 | 1 | 365 | 12.4357 | 0.024447 | 12 | 0.46014
42937 | 5.2 | 1 | 365 | 5.9218 | 0.9164 | 6 | 0.83816
50504 | 3.38 | 1 | 365 | 3.8491 | 0.74566 | 4 | 0.59481
42381 | 5.98 | 1 | 365 | 6.81 | 0.70386 | 7 | 0.51389
42600 | 11.44 | 1 | 365 | 13.0279 | 0.21609 | 13 | 0.24396
42012 | 9.1 | 1 | 365 | 10.3631 | 0.85371 | 11 | 0.21679
42371 | 6.885 | 1 | 365 | 7.8406 | 0.77778 | 8 | 0.61841
42995 | 13.78 | 1 | 365 | 15.6927 | 0.57847 | 16 | 0.27113
40300 | 2.6 | 1 | 365 | 2.9609 | 0.9582 | 3 | 0.91908
40673 | 5.2 | 1 | 365 | 5.9218 | 0.9164 | 6 | 0.83816
39724 | 10.92 | 1 | 365 | 12.4357 | 0.024447 | 12 | 0.46014
41196 | 8.32 | 1 | 365 | 9.4748 | 0.066245 | 9 | 0.54106
40643 | 6.375 | 1 | 365 | 7.2599 | 0.60905 | 7 | 0.8689
38295 | 5.2 | 1 | 365 | 5.9218 | 0.9164 | 6 | 0.83816
41458 | 4.16 | 1 | 365 | 4.7374 | 0.53312 | 5 | 0.27053
39563 | 5.61 | 1 | 365 | 6.3887 | 0.85597 | 7 | 0.24463
43711 | 4.94 | 1 | 365 | 5.6257 | 0.32058 | 5 | 0.94626
39583 | 5.46 | 1 | 365 | 6.2178 | 0.51222 | 6 | 0.73007
40530 | 2.86 | 1 | 365 | 3.257 | 0.55402 | 3 | 0.81099
41846 | 10.14 | 1 | 365 | 11.5474 | 0.23699 | 11 | 0.78442
38160 | 9.1 | 1 | 365 | 10.3631 | 0.85371 | 11 | 0.21679
40533 | 14.04 | 1 | 365 | 15.9888 | 0.17429 | 16 | 0.16304
38975 | 10.92 | 1 | 365 | 12.4357 | 0.024447 | 12 | 0.46014
47416 | 10.455 | 1 | 365 | 11.9062 | 0.95885 | 12 | 0.865
41202 | 12.22 | 1 | 365 | 13.9161 | 0.0035475 | 13 | 0.91968
48474 | 4.16 | 1 | 365 | 4.7374 | 0.53312 | 5 | 0.27053
37881 | 7.8 | 1 | 365 | 8.8826 | 0.8746 | 9 | 0.75724
41224 | 2.86 | 1 | 365 | 3.257 | 0.55402 | 3 | 0.81099
39266 | 5.98 | 1 | 365 | 6.81 | 0.70386 | 7 | 0.51389
39214 | 4.16 | 1 | 365 | 4.7374 | 0.53312 | 5 | 0.27053
45048 | 3.12 | 1 | 365 | 3.5531 | 0.14984 | 3 | 0.7029
40872 | 5.46 | 1 | 365 | 6.2178 | 0.51222 | 6 | 0.73007
39995 | 7.02 | 1 | 365 | 7.9944 | 0.087144 | 8 | 0.08152
38749 | 11.18 | 1 | 365 | 12.7318 | 0.62027 | 13 | 0.35205
40221 | 7.54 | 1 | 365 | 8.5866 | 0.27878 | 8 | 0.86534
38185 | 9.805 | 1 | 365 | 11.1659 | 0.46929 | 11 | 0.63523
41887 | 4.08 | 1 | 365 | 4.6463 | 0.34979 | 4 | 0.9961
38323 | 6.375 | 1 | 365 | 7.2599 | 0.60905 | 7 | 0.8689
41575 | 2.86 | 1 | 365 | 3.257 | 0.55402 | 3 | 0.81099
39218 | 8.84 | 1 | 365 | 10.067 | 0.25789 | 10 | 0.32488
39127 | 5.98 | 1 | 365 | 6.81 | 0.70386 | 7 | 0.51389
39956 | 13.26 | 1 | 365 | 15.1005 | 0.38683 | 15 | 0.48732
40143 | 5.72 | 1 | 365 | 6.5139 | 0.10804 | 6 | 0.62198
40036 | 3.12 | 1 | 365 | 3.5531 | 0.14984 | 3 | 0.7029
42386 | 3.9 | 1 | 365 | 4.4413 | 0.9373 | 5 | 0.37862
43031 | 3.9 | 1 | 365 | 4.4413 | 0.9373 | 5 | 0.37862
39967 | 11.44 | 1 | 365 | 13.0279 | 0.21609 | 13 | 0.24396
39731 | 10.92 | 1 | 365 | 12.4357 | 0.024447 | 12 | 0.46014
39712 | 8.06 | 1 | 365 | 9.1787 | 0.47042 | 9 | 0.64915
40552 | 10.4 | 1 | 365 | 11.8435 | 0.83281 | 12 | 0.67633
39014 | 2.04 | 1 | 365 | 2.3232 | 0.6749 | 2 | 0.99805
40917 | 10.07 | 1 | 365 | 11.4677 | 0.076573 | 11 | 0.54429
42322 | 3.825 | 1 | 365 | 4.3559 | 0.76543 | 5 | 0.12134
41895 | 5.46 | 1 | 365 | 6.2178 | 0.51222 | 6 | 0.73007
42404 | 5.035 | 1 | 365 | 5.7339 | 0.53829 | 6 | 0.27214
40520 | 12.22 | 1 | 365 | 13.9161 | 0.0035475 | 13 | 0.91968
38739 | 7.02 | 1 | 365 | 7.9944 | 0.087144 | 8 | 0.08152
40293 | 4.335 | 1 | 365 | 4.9367 | 0.93416 | 5 | 0.87085
40465 | 6.625 | 1 | 365 | 7.5446 | 0.18196 | 7 | 0.72651
42599 | 3.64 | 1 | 365 | 4.1452 | 0.34148 | 4 | 0.48671
38080 | 6.5 | 1 | 365 | 7.4022 | 0.8955 | 8 | 0.2977
39199 | 9.62 | 1 | 365 | 10.9553 | 0.045346 | 11 | 0.00060192
39496 | 4.59 | 1 | 365 | 5.2271 | 0.51852 | 5 | 0.74561
39992 | 6.76 | 1 | 365 | 7.6983 | 0.49132 | 8 | 0.18961
40311 | 10.4 | 1 | 365 | 11.8435 | 0.83281 | 12 | 0.67633
41949 | 2.86 | 1 | 365 | 3.257 | 0.55402 | 3 | 0.81099
47904 | 13.26 | 1 | 365 | 15.1005 | 0.38683 | 15 | 0.48732
43726 | 9.69 | 1 | 365 | 11.035 | 0.20576 | 11 | 0.24073
38703 | 6.76 | 1 | 365 | 7.6983 | 0.49132 | 8 | 0.18961
38495 | 4.68 | 1 | 365 | 5.3296 | 0.72476 | 6 | 0.054347
40768 | 6.76 | 1 | 365 | 7.6983 | 0.49132 | 8 | 0.18961
42549 | 6.095 | 1 | 365 | 6.941 | 0.9674 | 7 | 0.90839
41189 | 7.685 | 1 | 365 | 8.7517 | 0.61107 | 9 | 0.36275
42659 | 13.25 | 1 | 365 | 15.0891 | 0.36391 | 15 | 0.45301
39065 | 14.04 | 1 | 365 | 15.9888 | 0.17429 | 16 | 0.16304
38547 | 5.2 | 1 | 365 | 5.9218 | 0.9164 | 6 | 0.83816
38742 | 6.76 | 1 | 365 | 7.6983 | 0.49132 | 8 | 0.18961
41511 | 3.38 | 1 | 365 | 3.8491 | 0.74566 | 4 | 0.59481
40746 | 8.415 | 1 | 365 | 9.583 | 0.28395 | 9 | 0.86695
38803 | 15.555 | 1 | 365 | 17.714 | 0.64609 | 18 | 0.36012
1400 | 2694 | 1 | 365 | 3067.9272 | 0.6135 | 3068 | 0.5407
46980 | 7.6 | 1 | 365 | 8.6549 | 0.41628 | 9 | 0.071162
42760 | 8.25 | 1 | 365 | 9.3951 | 0.90583 | 10 | 0.30093
38113 | 4.77 | 1 | 365 | 5.4321 | 0.93101 | 6 | 0.36308
41953 | 6.24 | 1 | 365 | 7.1061 | 0.29968 | 7 | 0.4058
49812 | 7.68 | 1 | 365 | 8.746 | 0.59961 | 9 | 0.34559
51689 | 15.86 | 1 | 365 | 18.0614 | 0.34503 | 18 | 0.4064
39354 | 7.28 | 1 | 365 | 8.2905 | 0.68296 | 8 | 0.97343
32265 | 6.76 | 1 | 365 | 7.6983 | 0.49132 | 8 | 0.18961
40345 | 7.54 | 1 | 365 | 8.5866 | 0.27878 | 8 | 0.86534
52258 | 6.76 | 1 | 365 | 7.6983 | 0.49132 | 8 | 0.18961
41784 | 2.34 | 1 | 365 | 2.6648 | 0.36238 | 3 | 0.027173
41346 | 6.12 | 1 | 365 | 6.9695 | 0.02469 | 6 | 0.99415
52114 | 8.06 | 1 | 365 | 9.1787 | 0.47042 | 9 | 0.64915
38267 | 10.6 | 1 | 365 | 12.0713 | 0.29113 | 12 | 0.36241
37620 | 10.66 | 1 | 365 | 12.1396 | 0.42863 | 12 | 0.56823
39384 | 10.4 | 1 | 365 | 11.8435 | 0.83281 | 12 | 0.67633
40064 | 7.02 | 1 | 365 | 7.9944 | 0.087144 | 8 | 0.08152
39590 | 3.12 | 1 | 365 | 3.5531 | 0.14984 | 3 | 0.7029
49769 | 9.6 | 1 | 365 | 10.9325 | 0.99951 | 11 | 0.93199
41910 | 9.1 | 1 | 365 | 10.3631 | 0.85371 | 11 | 0.21679
38453 | 4.42 | 1 | 365 | 5.0335 | 0.12894 | 5 | 0.16244
37422 | 8.413 | 1 | 365 | 9.5807 | 0.27937 | 9 | 0.86009
42075 | 4.68 | 1 | 365 | 5.3296 | 0.72476 | 6 | 0.054347
39530 | 6.5 | 1 | 365 | 7.4022 | 0.8955 | 8 | 0.2977
45396 | 4.41 | 1 | 365 | 5.0221 | 0.10603 | 5 | 0.12813
40735 | 9.88 | 1 | 365 | 11.2513 | 0.64117 | 11 | 0.89251
39681 | 2.34 | 1 | 365 | 2.6648 | 0.36238 | 3 | 0.027173
44580 | 6.4 | 1 | 365 | 7.2883 | 0.66634 | 7 | 0.95466
38056 | 6.5 | 1 | 365 | 7.4022 | 0.8955 | 8 | 0.2977
44065 | 5.99 | 1 | 365 | 6.8214 | 0.72678 | 7 | 0.54819
38727 | 5.2 | 1 | 365 | 5.9218 | 0.9164 | 6 | 0.83816
39439 | 6.76 | 1 | 365 | 7.6983 | 0.49132 | 8 | 0.18961
38236 | 11.13 | 1 | 365 | 12.6748 | 0.50569 | 13 | 0.18053
37736 | 3.64 | 1 | 365 | 4.1452 | 0.34148 | 4 | 0.48671
53147 | 5.2 | 1 | 365 | 5.9218 | 0.9164 | 6 | 0.83816
40176 | 5.98 | 1 | 365 | 6.81 | 0.70386 | 7 | 0.51389
40866 | 9.36 | 1 | 365 | 10.6592 | 0.44953 | 11 | 0.10869
54086 | 9.86 | 1 | 365 | 11.2286 | 0.59533 | 11 | 0.8239
50152 | 8.58 | 1 | 365 | 9.7709 | 0.66207 | 10 | 0.43297
41470 | 4.68 | 1 | 365 | 5.3296 | 0.72476 | 6 | 0.054347
40029 | 11.7 | 1 | 365 | 13.324 | 0.81191 | 14 | 0.13587
51199 | 8.32 | 1 | 365 | 9.4748 | 0.066245 | 9 | 0.54106
38581 | 8.84 | 1 | 365 | 10.067 | 0.25789 | 10 | 0.32488
44131 | 8.68 | 1 | 365 | 9.8848 | 0.89123 | 10 | 0.77601
50918 | 16.2 | 1 | 365 | 18.4486 | 0.12418 | 18 | 0.57274
36183 | 11.385 | 1 | 365 | 12.9652 | 0.090048 | 13 | 0.055286
37035 | 7.521 | 1 | 365 | 8.5649 | 0.23524 | 8 | 0.80016
44582 | 10.4 | 1 | 365 | 11.8435 | 0.83281 | 12 | 0.67633
46759 | 7.705 | 1 | 365 | 8.7745 | 0.6569 | 9 | 0.43136
44137 | 9.9 | 1 | 365 | 11.2741 | 0.687 | 11 | 0.96112
40364 | 9.36 | 1 | 365 | 10.6592 | 0.44953 | 11 | 0.10869
44356 | 9.45 | 1 | 365 | 10.7617 | 0.65577 | 11 | 0.41743
51001 | 6.3 | 1 | 365 | 7.1744 | 0.43718 | 7 | 0.61162
43033 | 5.98 | 1 | 365 | 6.81 | 0.70386 | 7 | 0.51389
46462 | 13.5 | 1 | 365 | 15.3738 | 0.93682 | 16 | 0.31062
40024 | 14.04 | 1 | 365 | 15.9888 | 0.17429 | 16 | 0.16304
53364 | 5.2 | 1 | 365 | 5.9218 | 0.9164 | 6 | 0.83816
49933 | 8.64 | 1 | 365 | 9.8392 | 0.79956 | 10 | 0.63879
43684 | 7.28 | 1 | 365 | 8.2905 | 0.68296 | 8 | 0.97343
39409 | 4.16 | 1 | 365 | 4.7374 | 0.53312 | 5 | 0.27053
40981 | 8.84 | 1 | 365 | 10.067 | 0.25789 | 10 | 0.32488
48903 | 10.4 | 1 | 365 | 11.8435 | 0.83281 | 12 | 0.67633
40821 | 3.12 | 1 | 365 | 3.5531 | 0.14984 | 3 | 0.7029
38758 | 7.7 | 1 | 365 | 8.7688 | 0.64544 | 9 | 0.4142
39640 | 8.32 | 1 | 365 | 9.4748 | 0.066245 | 9 | 0.54106
50155 | 6.84 | 1 | 365 | 7.7894 | 0.67465 | 8 | 0.46405
49855 | 5.7 | 1 | 365 | 6.4912 | 0.062211 | 6 | 0.55337
40538 | 9.88 | 1 | 365 | 11.2513 | 0.64117 | 11 | 0.89251
79 | 3001.2 | 0.7 | 365 | 2392.4366 | 0.31856 | 2392 | 0.75515
40714 | 5.3 | 1 | 365 | 6.0356 | 0.14556 | 6 | 0.1812
42923 | 5.2 | 1 | 365 | 5.9218 | 0.9164 | 6 | 0.83816
50712 | 12.22 | 1 | 365 | 13.9161 | 0.0035475 | 13 | 0.91968
39084 | 6.095 | 1 | 365 | 6.941 | 0.9674 | 7 | 0.90839
52919 | 14.025 | 1 | 365 | 15.9717 | 0.13991 | 16 | 0.11158
40933 | 8.745 | 1 | 365 | 9.9588 | 0.040182 | 9 | 0.99899
41725 | 4.16 | 1 | 365 | 4.7374 | 0.53312 | 5 | 0.27053
39158 | 2.86 | 1 | 365 | 3.257 | 0.55402 | 3 | 0.81099
39125 | 3.12 | 1 | 365 | 3.5531 | 0.14984 | 3 | 0.7029
40945 | 4.68 | 1 | 365 | 5.3296 | 0.72476 | 6 | 0.054347
40602 | 5.98 | 1 | 365 | 6.81 | 0.70386 | 7 | 0.51389
50306 | 8.925 | 1 | 365 | 10.1638 | 0.45267 | 10 | 0.61646
55344 | 8.37 | 1 | 365 | 9.5318 | 0.18083 | 9 | 0.71258
42365 | 6.5 | 1 | 365 | 7.4022 | 0.8955 | 8 | 0.2977
46812 | 16.24 | 1 | 365 | 18.4941 | 0.21584 | 18 | 0.70996
40764 | 3.06 | 1 | 365 | 3.4847 | 0.012345 | 3 | 0.49707
35116 | 301.34 | 0.9 | 365 | 308.8494 | 0.50001 | 309 | 0.3494
38987 | 3.12 | 1 | 365 | 3.5531 | 0.14984 | 3 | 0.7029
48857 | 20.4 | 1 | 365 | 23.2315 | 0.74897 | 23 | 0.98049
41460 | 8.06 | 1 | 365 | 9.1787 | 0.47042 | 9 | 0.64915
51109 | 3.8 | 1 | 365 | 4.3274 | 0.70814 | 5 | 0.035581
41632 | 3.12 | 1 | 365 | 3.5531 | 0.14984 | 3 | 0.7029
50471 | 6.375 | 1 | 365 | 7.2599 | 0.60905 | 7 | 0.8689
39244 | 6.76 | 1 | 365 | 7.6983 | 0.49132 | 8 | 0.18961
39139 | 6.63 | 1 | 365 | 7.5502 | 0.19341 | 7 | 0.74366
47609 | 7.525 | 1 | 365 | 8.5695 | 0.24441 | 8 | 0.81388
48522 | 11.4 | 1 | 365 | 12.9823 | 0.12442 | 13 | 0.10674
38457 | 4.08 | 1 | 365 | 4.6463 | 0.34979 | 4 | 0.9961
49721 | 7.15 | 1 | 365 | 8.1424 | 0.38505 | 8 | 0.52747
41980 | 5.98 | 1 | 365 | 6.81 | 0.70386 | 7 | 0.51389
40830 | 8.06 | 1 | 365 | 9.1787 | 0.47042 | 9 | 0.64915
41680 | 10.4 | 1 | 365 | 11.8435 | 0.83281 | 12 | 0.67633
38215 | 10.4 | 1 | 365 | 11.8435 | 0.83281 | 12 | 0.67633
38519 | 7.42 | 1 | 365 | 8.4499 | 0.0037907 | 8 | 0.45369
40338 | 9.69 | 1 | 365 | 11.035 | 0.20576 | 11 | 0.24073
41463 | 6.24 | 1 | 365 | 7.1061 | 0.29968 | 7 | 0.4058
39659 | 7.395 | 1 | 365 | 8.4214 | 0.9465 | 9 | 0.36793
41834 | 10.965 | 1 | 365 | 12.4869 | 0.12757 | 12 | 0.61451
41071 | 6.76 | 1 | 365 | 7.6983 | 0.49132 | 8 | 0.18961
41010 | 4.68 | 1 | 365 | 5.3296 | 0.72476 | 6 | 0.054347
45920 | 7.02 | 1 | 365 | 7.9944 | 0.087144 | 8 | 0.08152
41164 | 7.14 | 1 | 365 | 8.131 | 0.36214 | 8 | 0.49317
42918 | 7.28 | 1 | 365 | 8.2905 | 0.68296 | 8 | 0.97343
39423 | 3.06 | 1 | 365 | 3.4847 | 0.012345 | 3 | 0.49707
40218 | 5.46 | 1 | 365 | 6.2178 | 0.51222 | 6 | 0.73007
39169 | 11.7 | 1 | 365 | 13.324 | 0.81191 | 14 | 0.13587
41029 | 7.28 | 1 | 365 | 8.2905 | 0.68296 | 8 | 0.97343
38444 | 10.455 | 1 | 365 | 11.9062 | 0.95885 | 12 | 0.865
37993 | 13.52 | 1 | 365 | 15.3966 | 0.98265 | 16 | 0.37922
39452 | 9.54 | 1 | 365 | 10.8642 | 0.86202 | 11 | 0.72617
41779 | 6.885 | 1 | 365 | 7.8406 | 0.77778 | 8 | 0.61841
39516 | 9.88 | 1 | 365 | 11.2513 | 0.64117 | 11 | 0.89251
50532 | 7.8 | 1 | 365 | 8.8826 | 0.8746 | 9 | 0.75724
42015 | 9.88 | 1 | 365 | 11.2513 | 0.64117 | 11 | 0.89251
38462 | 10.4 | 1 | 365 | 11.8435 | 0.83281 | 12 | 0.67633
41471 | 9.36 | 1 | 365 | 10.6592 | 0.44953 | 11 | 0.10869
39250 | 8.06 | 1 | 365 | 9.1787 | 0.47042 | 9 | 0.64915
39492 | 6.095 | 1 | 365 | 6.941 | 0.9674 | 7 | 0.90839
41086 | 7.54 | 1 | 365 | 8.5866 | 0.27878 | 8 | 0.86534
39077 | 6.63 | 1 | 365 | 7.5502 | 0.19341 | 7 | 0.74366
42085 | 5.46 | 1 | 365 | 6.2178 | 0.51222 | 6 | 0.73007
38221 | 5.1 | 1 | 365 | 5.8079 | 0.68724 | 6 | 0.49512
41770 | 5.61 | 1 | 365 | 6.3887 | 0.85597 | 7 | 0.24463
39729 | 5.2 | 1 | 365 | 5.9218 | 0.9164 | 6 | 0.83816
40325 | 6.76 | 1 | 365 | 7.6983 | 0.49132 | 8 | 0.18961
40166 | 3.64 | 1 | 365 | 4.1452 | 0.34148 | 4 | 0.48671
43084 | 3.975 | 1 | 365 | 4.5267 | 0.10917 | 4 | 0.6359
40572 | 7.28 | 1 | 365 | 8.2905 | 0.68296 | 8 | 0.97343
42276 | 5.2 | 1 | 365 | 5.9218 | 0.9164 | 6 | 0.83816
38308 | 7.28 | 1 | 365 | 8.2905 | 0.68296 | 8 | 0.97343
40301 | 7.395 | 1 | 365 | 8.4214 | 0.9465 | 9 | 0.36793
56640 | 6.3 | 1 | 365 | 7.1744 | 0.43718 | 7 | 0.61162
50343 | 9.62 | 1 | 365 | 10.9553 | 0.045346 | 11 | 0.00060192
56714 | 4.59 | 1 | 365 | 5.2271 | 0.51852 | 5 | 0.74561
56713 | 5.46 | 1 | 365 | 6.2178 | 0.51222 | 6 | 0.73007
56710 | 6.05 | 1 | 365 | 6.8897 | 0.86428 | 7 | 0.75402
56637 | 6.5 | 1 | 365 | 7.4022 | 0.8955 | 8 | 0.2977
56596 | 11.2 | 1 | 365 | 12.7546 | 0.6661 | 13 | 0.42066
56594 | 7.95 | 1 | 365 | 9.0535 | 0.21835 | 9 | 0.27181
56581 | 4.68 | 1 | 365 | 5.3296 | 0.72476 | 6 | 0.054347
50665 | 9.25 | 1 | 365 | 10.5339 | 0.19745 | 10 | 0.73135
44322 | 22.96 | 1 | 365 | 26.1468 | 0.6155 | 26 | 0.76235
46826 | 6 | 1 | 365 | 6.8328 | 0.7497 | 7 | 0.5825
47327 | 7.44 | 1 | 365 | 8.4727 | 0.049623 | 8 | 0.5223
41996 | 9.88 | 1 | 365 | 11.2513 | 0.64117 | 11 | 0.89251
56632 | 4.2 | 1 | 365 | 4.783 | 0.62479 | 5 | 0.40775
56629 | 4.16 | 1 | 365 | 4.7374 | 0.53312 | 5 | 0.27053
45913 | 6.375 | 1 | 365 | 7.2599 | 0.60905 | 7 | 0.8689
55115 | 6.2 | 1 | 365 | 7.0606 | 0.20802 | 7 | 0.26858
56787 | 10.335 | 1 | 365 | 11.7695 | 0.68385 | 12 | 0.45335
56789 | 8.215 | 1 | 365 | 9.3552 | 0.82563 | 10 | 0.18087
40118 | 5.46 | 1 | 365 | 6.2178 | 0.51222 | 6 | 0.73007
56794 | 4.8 | 1 | 365 | 5.4662 | 0.99976 | 6 | 0.466
56795 | 10.07 | 1 | 365 | 11.4677 | 0.076573 | 11 | 0.54429
41510 | 14.025 | 1 | 365 | 15.9717 | 0.13991 | 16 | 0.11158
39013 | 8.06 | 1 | 365 | 9.1787 | 0.47042 | 9 | 0.64915
41216 | 5.61 | 1 | 365 | 6.3887 | 0.85597 | 7 | 0.24463
38509 | 11.66 | 1 | 365 | 13.2784 | 0.72024 | 13 | 0.99865
41473 | 7.02 | 1 | 365 | 7.9944 | 0.087144 | 8 | 0.08152
34878 | 94.64 | 0.9 | 365 | 96.9984 | 0.19068 | 97 | 0.18911
43441 | 6.6 | 1 | 365 | 7.5161 | 0.12467 | 7 | 0.64075
47828 | 9 | 1 | 365 | 10.2492 | 0.62454 | 10 | 0.87374
53163 | 6.3 | 1 | 365 | 7.1744 | 0.43718 | 7 | 0.61162
43843 | 6.76 | 1 | 365 | 7.6983 | 0.49132 | 8 | 0.18961
56798 | 9 | 1 | 365 | 10.2492 | 0.62454 | 10 | 0.87374
56799 | 6.21 | 1 | 365 | 7.0719 | 0.23094 | 7 | 0.30288
56800 | 11.925 | 1 | 365 | 13.5802 | 0.32752 | 13 | 0.90771
41733 | 7.28 | 1 | 365 | 8.2905 | 0.68296 | 8 | 0.97343
56801 | 4.5 | 1 | 365 | 5.1246 | 0.31227 | 5 | 0.43687
56807 | 6.095 | 1 | 365 | 6.941 | 0.9674 | 7 | 0.90839
56808 | 9.075 | 1 | 365 | 10.3346 | 0.79642 | 11 | 0.13103
40307 | 3.64 | 1 | 365 | 4.1452 | 0.34148 | 4 | 0.48671
56791 | 4.14 | 1 | 365 | 4.7146 | 0.48729 | 5 | 0.20192
38194 | 7.8 | 1 | 365 | 8.8826 | 0.8746 | 9 | 0.75724
56818 | 9.3 | 1 | 365 | 10.5908 | 0.31203 | 10 | 0.90287
41648 | 7.14 | 1 | 365 | 8.131 | 0.36214 | 8 | 0.49317
41214 | 6.12 | 1 | 365 | 6.9695 | 0.02469 | 6 | 0.99415
46428 | 6 | 1 | 365 | 6.8328 | 0.7497 | 7 | 0.5825
48289 | 7.2 | 1 | 365 | 8.1994 | 0.49964 | 8 | 0.699
38344 | 7.28 | 1 | 365 | 8.2905 | 0.68296 | 8 | 0.97343
52582 | 7.125 | 1 | 365 | 8.114 | 0.32776 | 8 | 0.44171
52956 | 7.8 | 1 | 365 | 8.8826 | 0.8746 | 9 | 0.75724
48524 | 6.76 | 1 | 365 | 7.6983 | 0.49132 | 8 | 0.18961
48523 | 5.2 | 1 | 365 | 5.9218 | 0.9164 | 6 | 0.83816
41851 | 4.94 | 1 | 365 | 5.6257 | 0.32058 | 5 | 0.94626
47651 | 6.3 | 1 | 365 | 7.1744 | 0.43718 | 7 | 0.61162
56918 | 3.71 | 1 | 365 | 4.2249 | 0.5019 | 4 | 0.72684
40044 | 12.22 | 1 | 365 | 13.9161 | 0.0035475 | 13 | 0.91968
56898 | 6.16 | 1 | 365 | 7.015 | 0.11635 | 7 | 0.13136
56831 | 9.805 | 1 | 365 | 11.1659 | 0.46929 | 11 | 0.63523
42399 | 12.24 | 1 | 365 | 13.9389 | 0.04938 | 13 | 0.98829
42398 | 5.98 | 1 | 365 | 6.81 | 0.70386 | 7 | 0.51389
42134 | 5.61 | 1 | 365 | 6.3887 | 0.85597 | 7 | 0.24463
41581 | 2.295 | 1 | 365 | 2.6135 | 0.25926 | 2 | 0.8728
41728 | 8.06 | 1 | 365 | 9.1787 | 0.47042 | 9 | 0.64915
39128 | 2.08 | 1 | 365 | 2.3687 | 0.76656 | 3 | 0.13527
39116 | 6.5 | 1 | 365 | 7.4022 | 0.8955 | 8 | 0.2977
41434 | 7.14 | 1 | 365 | 8.131 | 0.36214 | 8 | 0.49317
39921 | 7.28 | 1 | 365 | 8.2905 | 0.68296 | 8 | 0.97343
37864 | 5.355 | 1 | 365 | 6.0983 | 0.2716 | 6 | 0.36988
53151 | 5.865 | 1 | 365 | 6.6791 | 0.44033 | 7 | 0.11939
41424 | 7.54 | 1 | 365 | 8.5866 | 0.27878 | 8 | 0.86534
42213 | 3.38 | 1 | 365 | 3.8491 | 0.74566 | 4 | 0.59481
41213 | 6.375 | 1 | 365 | 7.2599 | 0.60905 | 7 | 0.8689
53159 | 8.32 | 1 | 365 | 9.4748 | 0.066245 | 9 | 0.54106
53161 | 3.06 | 1 | 365 | 3.4847 | 0.012345 | 3 | 0.49707
53169 | 10.53 | 1 | 365 | 11.9916 | 0.13072 | 12 | 0.12228
41794 | 9.62 | 1 | 365 | 10.9553 | 0.045346 | 11 | 0.00060192
42603 | 9.945 | 1 | 365 | 11.3254 | 0.79012 | 12 | 0.11549
53170 | 8.84 | 1 | 365 | 10.067 | 0.25789 | 10 | 0.32488
39455 | 6.48 | 1 | 365 | 7.3794 | 0.84967 | 8 | 0.2291
41562 | 6.5 | 1 | 365 | 7.4022 | 0.8955 | 8 | 0.2977
53171 | 6.885 | 1 | 365 | 7.8406 | 0.77778 | 8 | 0.61841
37921 | 3.64 | 1 | 365 | 4.1452 | 0.34148 | 4 | 0.48671
40027 | 9.62 | 1 | 365 | 10.9553 | 0.045346 | 11 | 0.00060192
41900 | 11.395 | 1 | 365 | 12.9766 | 0.11296 | 13 | 0.08959
37779 | 7.8 | 1 | 365 | 8.8826 | 0.8746 | 9 | 0.75724
39615 | 3.9 | 1 | 365 | 4.4413 | 0.9373 | 5 | 0.37862
38195 | 7.54 | 1 | 365 | 8.5866 | 0.27878 | 8 | 0.86534
41841 | 5.2 | 1 | 365 | 5.9218 | 0.9164 | 6 | 0.83816
38319 | 9.1 | 1 | 365 | 10.3631 | 0.85371 | 11 | 0.21679
40255 | 6.76 | 1 | 365 | 7.6983 | 0.49132 | 8 | 0.18961
38493 | 10.14 | 1 | 365 | 11.5474 | 0.23699 | 11 | 0.78442
38902 | 5.46 | 1 | 365 | 6.2178 | 0.51222 | 6 | 0.73007
39718 | 13.26 | 1 | 365 | 15.1005 | 0.38683 | 15 | 0.48732
50631 | 6.75 | 1 | 365 | 7.6869 | 0.46841 | 8 | 0.15531
40484 | 9.62 | 1 | 365 | 10.9553 | 0.045346 | 11 | 0.00060192
42907 | 4.42 | 1 | 365 | 5.0335 | 0.12894 | 5 | 0.16244
38868 | 2.86 | 1 | 365 | 3.257 | 0.55402 | 3 | 0.81099
45897 | 2.86 | 1 | 365 | 3.257 | 0.55402 | 3 | 0.81099
42461 | 5.035 | 1 | 365 | 5.7339 | 0.53829 | 6 | 0.27214
40668 | 7.155 | 1 | 365 | 8.1481 | 0.39651 | 8 | 0.54463
37816 | 4.68 | 1 | 365 | 5.3296 | 0.72476 | 6 | 0.054347
41853 | 7.65 | 1 | 365 | 8.7118 | 0.53086 | 9 | 0.24268
37974 | 11.96 | 1 | 365 | 13.62 | 0.40773 | 14 | 0.027775
41457 | 7.28 | 1 | 365 | 8.2905 | 0.68296 | 8 | 0.97343
41094 | 8.32 | 1 | 365 | 9.4748 | 0.066245 | 9 | 0.54106
45346 | 2.86 | 1 | 365 | 3.257 | 0.55402 | 3 | 0.81099
53174 | 7.14 | 1 | 365 | 8.131 | 0.36214 | 8 | 0.49317
39362 | 7.65 | 1 | 365 | 8.7118 | 0.53086 | 9 | 0.24268
41455 | 4.42 | 1 | 365 | 5.0335 | 0.12894 | 5 | 0.16244
39860 | 4.59 | 1 | 365 | 5.2271 | 0.51852 | 5 | 0.74561
43116 | 3.12 | 1 | 365 | 3.5531 | 0.14984 | 3 | 0.7029
42362 | 7.42 | 1 | 365 | 8.4499 | 0.0037907 | 8 | 0.45369
41309 | 3.12 | 1 | 365 | 3.5531 | 0.14984 | 3 | 0.7029
45362 | 4.335 | 1 | 365 | 4.9367 | 0.93416 | 5 | 0.87085
42972 | 7.65 | 1 | 365 | 8.7118 | 0.53086 | 9 | 0.24268
41578 | 7.8 | 1 | 365 | 8.8826 | 0.8746 | 9 | 0.75724
41292 | 4.59 | 1 | 365 | 5.2271 | 0.51852 | 5 | 0.74561
40859 | 4.16 | 1 | 365 | 4.7374 | 0.53312 | 5 | 0.27053
38939 | 14.04 | 1 | 365 | 15.9888 | 0.17429 | 16 | 0.16304
45668 | 9.18 | 1 | 365 | 10.4542 | 0.037035 | 10 | 0.49122
41129 | 5.1 | 1 | 365 | 5.8079 | 0.68724 | 6 | 0.49512
40762 | 9.36 | 1 | 365 | 10.6592 | 0.44953 | 11 | 0.10869
45666 | 6.12 | 1 | 365 | 6.9695 | 0.02469 | 6 | 0.99415
40229 | 5.98 | 1 | 365 | 6.81 | 0.70386 | 7 | 0.51389
39336 | 3.12 | 1 | 365 | 3.5531 | 0.14984 | 3 | 0.7029
43303 | 5.035 | 1 | 365 | 5.7339 | 0.53829 | 6 | 0.27214
39517 | 4.845 | 1 | 365 | 5.5175 | 0.10288 | 5 | 0.62037
39660 | 4.94 | 1 | 365 | 5.6257 | 0.32058 | 5 | 0.94626
40295 | 4.68 | 1 | 365 | 5.3296 | 0.72476 | 6 | 0.054347
53165 | 6.24 | 1 | 365 | 7.1061 | 0.29968 | 7 | 0.4058
53172 | 4.59 | 1 | 365 | 5.2271 | 0.51852 | 5 | 0.74561
45941 | 9.1 | 1 | 365 | 10.3631 | 0.85371 | 11 | 0.21679
53177 | 12.48 | 1 | 365 | 14.2122 | 0.59937 | 14 | 0.81159
53175 | 7.395 | 1 | 365 | 8.4214 | 0.9465 | 9 | 0.36793
39951 | 7.02 | 1 | 365 | 7.9944 | 0.087144 | 8 | 0.08152
53183 | 3.38 | 1 | 365 | 3.8491 | 0.74566 | 4 | 0.59481
38512 | 6.24 | 1 | 365 | 7.1061 | 0.29968 | 7 | 0.4058
39399 | 7.02 | 1 | 365 | 7.9944 | 0.087144 | 8 | 0.08152
38908 | 10.14 | 1 | 365 | 11.5474 | 0.23699 | 11 | 0.78442
39993 | 6.625 | 1 | 365 | 7.5446 | 0.18196 | 7 | 0.72651
40537 | 4.68 | 1 | 365 | 5.3296 | 0.72476 | 6 | 0.054347
40156 | 4.94 | 1 | 365 | 5.6257 | 0.32058 | 5 | 0.94626
39253 | 3.9 | 1 | 365 | 4.4413 | 0.9373 | 5 | 0.37862
39440 | 5.035 | 1 | 365 | 5.7339 | 0.53829 | 6 | 0.27214
38028 | 5.72 | 1 | 365 | 6.5139 | 0.10804 | 6 | 0.62198
38888 | 12.22 | 1 | 365 | 13.9161 | 0.0035475 | 13 | 0.91968
40881 | 8.58 | 1 | 365 | 9.7709 | 0.66207 | 10 | 0.43297
40938 | 4.94 | 1 | 365 | 5.6257 | 0.32058 | 5 | 0.94626
40827 | 6.095 | 1 | 365 | 6.941 | 0.9674 | 7 | 0.90839
42393 | 4.42 | 1 | 365 | 5.0335 | 0.12894 | 5 | 0.16244
38204 | 5.2 | 1 | 365 | 5.9218 | 0.9164 | 6 | 0.83816
41386 | 7.14 | 1 | 365 | 8.131 | 0.36214 | 8 | 0.49317
39092 | 11.96 | 1 | 365 | 13.62 | 0.40773 | 14 | 0.027775
53255 | 3.315 | 1 | 365 | 3.7751 | 0.59671 | 4 | 0.37183
53315 | 4.42 | 1 | 365 | 5.0335 | 0.12894 | 5 | 0.16244
41469 | 7.02 | 1 | 365 | 7.9944 | 0.087144 | 8 | 0.08152
53362 | 5.2 | 1 | 365 | 5.9218 | 0.9164 | 6 | 0.83816
53393 | 7.65 | 1 | 365 | 8.7118 | 0.53086 | 9 | 0.24268
53395 | 5.355 | 1 | 365 | 6.0983 | 0.2716 | 6 | 0.36988
53398 | 11.18 | 1 | 365 | 12.7318 | 0.62027 | 13 | 0.35205
53411 | 7.395 | 1 | 365 | 8.4214 | 0.9465 | 9 | 0.36793
53417 | 5.355 | 1 | 365 | 6.0983 | 0.2716 | 6 | 0.36988
53422 | 5.61 | 1 | 365 | 6.3887 | 0.85597 | 7 | 0.24463
53426 | 5.46 | 1 | 365 | 6.2178 | 0.51222 | 6 | 0.73007
53188 | 2.805 | 1 | 365 | 3.1943 | 0.42798 | 3 | 0.62232
53432 | 5.1 | 1 | 365 | 5.8079 | 0.68724 | 6 | 0.49512
53435 | 8.16 | 1 | 365 | 9.2926 | 0.69959 | 9 | 0.99219
53433 | 8.16 | 1 | 365 | 9.2926 | 0.69959 | 9 | 0.99219
53436 | 6.63 | 1 | 365 | 7.5502 | 0.19341 | 7 | 0.74366
53438 | 9.69 | 1 | 365 | 11.035 | 0.20576 | 11 | 0.24073
53201 | 6.12 | 1 | 365 | 6.9695 | 0.02469 | 6 | 0.99415
53439 | 5.565 | 1 | 365 | 6.3374 | 0.75284 | 7 | 0.090265
53440 | 10.66 | 1 | 365 | 12.1396 | 0.42863 | 12 | 0.56823
53442 | 7.28 | 1 | 365 | 8.2905 | 0.68296 | 8 | 0.97343
35273 | 105.28 | 0.9 | 365 | 107.9036 | 0.1352 | 108 | 0.038777
53447 | 5.1 | 1 | 365 | 5.8079 | 0.68724 | 6 | 0.49512
53213 | 7.395 | 1 | 365 | 8.4214 | 0.9465 | 9 | 0.36793
53456 | 8.32 | 1 | 365 | 9.4748 | 0.066245 | 9 | 0.54106
53458 | 4.94 | 1 | 365 | 5.6257 | 0.32058 | 5 | 0.94626
53222 | 8.415 | 1 | 365 | 9.583 | 0.28395 | 9 | 0.86695
53223 | 9.69 | 1 | 365 | 11.035 | 0.20576 | 11 | 0.24073
53224 | 7.42 | 1 | 365 | 8.4499 | 0.0037907 | 8 | 0.45369
53228 | 9.69 | 1 | 365 | 11.035 | 0.20576 | 11 | 0.24073
53227 | 8.415 | 1 | 365 | 9.583 | 0.28395 | 9 | 0.86695
53230 | 9.62 | 1 | 365 | 10.9553 | 0.045346 | 11 | 0.00060192
53249 | 9.69 | 1 | 365 | 11.035 | 0.20576 | 11 | 0.24073
53253 | 2.805 | 1 | 365 | 3.1943 | 0.42798 | 3 | 0.62232
53256 | 2.04 | 1 | 365 | 2.3232 | 0.6749 | 2 | 0.99805
53257 | 9.435 | 1 | 365 | 10.7446 | 0.6214 | 11 | 0.36597
40476 | 6.24 | 1 | 365 | 7.1061 | 0.29968 | 7 | 0.4058
53260 | 10.92 | 1 | 365 | 12.4357 | 0.024447 | 12 | 0.46014
53265 | 6.5 | 1 | 365 | 7.4022 | 0.8955 | 8 | 0.2977
43750 | 7.395 | 1 | 365 | 8.4214 | 0.9465 | 9 | 0.36793
52906 | 8.84 | 1 | 365 | 10.067 | 0.25789 | 10 | 0.32488
41365 | 16.32 | 1 | 365 | 18.5852 | 0.39917 | 18 | 0.98439
40569 | 4.16 | 1 | 365 | 4.7374 | 0.53312 | 5 | 0.27053
53267 | 8.84 | 1 | 365 | 10.067 | 0.25789 | 10 | 0.32488
41813 | 5.565 | 1 | 365 | 6.3374 | 0.75284 | 7 | 0.090265
53268 | 3.825 | 1 | 365 | 4.3559 | 0.76543 | 5 | 0.12134
53270 | 7.905 | 1 | 365 | 9.0022 | 0.11522 | 9 | 0.11744
53273 | 5.355 | 1 | 365 | 6.0983 | 0.2716 | 6 | 0.36988
53279 | 10.2 | 1 | 365 | 11.6158 | 0.37448 | 11 | 0.99024
40934 | 5.3 | 1 | 365 | 6.0356 | 0.14556 | 6 | 0.1812
53276 | 3.9 | 1 | 365 | 4.4413 | 0.9373 | 5 | 0.37862
53284 | 4.16 | 1 | 365 | 4.7374 | 0.53312 | 5 | 0.27053
53180 | 5.61 | 1 | 365 | 6.3887 | 0.85597 | 7 | 0.24463
53486 | 3.9 | 1 | 365 | 4.4413 | 0.9373 | 5 | 0.37862
53609 | 11.73 | 1 | 365 | 13.3581 | 0.88066 | 14 | 0.23878
53559 | 6.885 | 1 | 365 | 7.8406 | 0.77778 | 8 | 0.61841
53619 | 3.825 | 1 | 365 | 4.3559 | 0.76543 | 5 | 0.12134
53614 | 4.59 | 1 | 365 | 5.2271 | 0.51852 | 5 | 0.74561
53620 | 10.66 | 1 | 365 | 12.1396 | 0.42863 | 12 | 0.56823
53631 | 8.67 | 1 | 365 | 9.8734 | 0.86831 | 10 | 0.74171
53622 | 7.02 | 1 | 365 | 7.9944 | 0.087144 | 8 | 0.08152
53627 | 14.04 | 1 | 365 | 15.9888 | 0.17429 | 16 | 0.16304
53633 | 2.805 | 1 | 365 | 3.1943 | 0.42798 | 3 | 0.62232
53637 | 9.36 | 1 | 365 | 10.6592 | 0.44953 | 11 | 0.10869
53636 | 9.18 | 1 | 365 | 10.4542 | 0.037035 | 10 | 0.49122
53630 | 3.12 | 1 | 365 | 3.5531 | 0.14984 | 3 | 0.7029
53638 | 7.54 | 1 | 365 | 8.5866 | 0.27878 | 8 | 0.86534
53661 | 4.94 | 1 | 365 | 5.6257 | 0.32058 | 5 | 0.94626
53642 | 4.08 | 1 | 365 | 4.6463 | 0.34979 | 4 | 0.9961
53664 | 8.06 | 1 | 365 | 9.1787 | 0.47042 | 9 | 0.64915
53667 | 10.455 | 1 | 365 | 11.9062 | 0.95885 | 12 | 0.865
53669 | 11.73 | 1 | 365 | 13.3581 | 0.88066 | 14 | 0.23878
39411 | 6.24 | 1 | 365 | 7.1061 | 0.29968 | 7 | 0.4058
39045 | 7.8 | 1 | 365 | 8.8826 | 0.8746 | 9 | 0.75724
41263 | 8.58 | 1 | 365 | 9.7709 | 0.66207 | 10 | 0.43297
42123 | 4.845 | 1 | 365 | 5.5175 | 0.10288 | 5 | 0.62037
39287 | 2.08 | 1 | 365 | 2.3687 | 0.76656 | 3 | 0.13527
42903 | 13.26 | 1 | 365 | 15.1005 | 0.38683 | 15 | 0.48732
41898 | 5.2 | 1 | 365 | 5.9218 | 0.9164 | 6 | 0.83816
40851 | 8.32 | 1 | 365 | 9.4748 | 0.066245 | 9 | 0.54106
41906 | 5.2 | 1 | 365 | 5.9218 | 0.9164 | 6 | 0.83816
40413 | 9.1 | 1 | 365 | 10.3631 | 0.85371 | 11 | 0.21679
42274 | 6.5 | 1 | 365 | 7.4022 | 0.8955 | 8 | 0.2977
39726 | 8.32 | 1 | 365 | 9.4748 | 0.066245 | 9 | 0.54106
39343 | 8.32 | 1 | 365 | 9.4748 | 0.066245 | 9 | 0.54106
40019 | 4.42 | 1 | 365 | 5.0335 | 0.12894 | 5 | 0.16244
45042 | 5.3 | 1 | 365 | 6.0356 | 0.14556 | 6 | 0.1812
40234 | 4.94 | 1 | 365 | 5.6257 | 0.32058 | 5 | 0.94626
37608 | 11.18 | 1 | 365 | 12.7318 | 0.62027 | 13 | 0.35205
45646 | 2.6 | 1 | 365 | 2.9609 | 0.9582 | 3 | 0.91908
39998 | 2.16 | 1 | 365 | 2.4598 | 0.94989 | 3 | 0.4097
40730 | 8.32 | 1 | 365 | 9.4748 | 0.066245 | 9 | 0.54106
46234 | 9.36 | 1 | 365 | 10.6592 | 0.44953 | 11 | 0.10869
33067 | 9.88 | 1 | 365 | 11.2513 | 0.64117 | 11 | 0.89251
45462 | 4.68 | 1 | 365 | 5.3296 | 0.72476 | 6 | 0.054347
47628 | 4.68 | 1 | 365 | 5.3296 | 0.72476 | 6 | 0.054347
54579 | 5.67 | 1 | 365 | 6.457 | 0.99346 | 7 | 0.45046
54561 | 7.65 | 1 | 365 | 8.7118 | 0.53086 | 9 | 0.24268
54545 | 9.45 | 1 | 365 | 10.7617 | 0.65577 | 11 | 0.41743
54539 | 12.6 | 1 | 365 | 14.3489 | 0.87436 | 15 | 0.22324
54538 | 8.829 | 1 | 365 | 10.0545 | 0.23268 | 10 | 0.28714
54531 | 9.6 | 1 | 365 | 10.9325 | 0.99951 | 11 | 0.93199
54528 | 5.865 | 1 | 365 | 6.6791 | 0.44033 | 7 | 0.11939
41423 | 3.64 | 1 | 365 | 4.1452 | 0.34148 | 4 | 0.48671
54526 | 8.41 | 1 | 365 | 9.5773 | 0.27249 | 9 | 0.8498
38700 | 6.63 | 1 | 365 | 7.5502 | 0.19341 | 7 | 0.74366
54518 | 6.885 | 1 | 365 | 7.8406 | 0.77778 | 8 | 0.61841
54517 | 3.15 | 1 | 365 | 3.5872 | 0.21859 | 3 | 0.80581
39237 | 4.94 | 1 | 365 | 5.6257 | 0.32058 | 5 | 0.94626
54349 | 11.52 | 1 | 365 | 13.119 | 0.39942 | 13 | 0.51839
54348 | 7.65 | 1 | 365 | 8.7118 | 0.53086 | 9 | 0.24268
54288 | 6 | 1 | 365 | 6.8328 | 0.7497 | 7 | 0.5825
54287 | 6.93 | 1 | 365 | 7.8919 | 0.8809 | 8 | 0.77278
45737 | 2.86 | 1 | 365 | 3.257 | 0.55402 | 3 | 0.81099
54286 | 6.24 | 1 | 365 | 7.1061 | 0.29968 | 7 | 0.4058
41796 | 7.02 | 1 | 365 | 7.9944 | 0.087144 | 8 | 0.08152
41750 | 9.36 | 1 | 365 | 10.6592 | 0.44953 | 11 | 0.10869
40635 | 5.46 | 1 | 365 | 6.2178 | 0.51222 | 6 | 0.73007
41711 | 8.58 | 1 | 365 | 9.7709 | 0.66207 | 10 | 0.43297
40079 | 14.04 | 1 | 365 | 15.9888 | 0.17429 | 16 | 0.16304
39576 | 10.4 | 1 | 365 | 11.8435 | 0.83281 | 12 | 0.67633
40025 | 5.46 | 1 | 365 | 6.2178 | 0.51222 | 6 | 0.73007
39647 | 5.865 | 1 | 365 | 6.6791 | 0.44033 | 7 | 0.11939
38883 | 14.04 | 1 | 365 | 15.9888 | 0.17429 | 16 | 0.16304
42270 | 5.355 | 1 | 365 | 6.0983 | 0.2716 | 6 | 0.36988
40461 | 10.4 | 1 | 365 | 11.8435 | 0.83281 | 12 | 0.67633
39628 | 13.26 | 1 | 365 | 15.1005 | 0.38683 | 15 | 0.48732
47768 | 9.435 | 1 | 365 | 10.7446 | 0.6214 | 11 | 0.36597
41545 | 4.42 | 1 | 365 | 5.0335 | 0.12894 | 5 | 0.16244
50308 | 8.06 | 1 | 365 | 9.1787 | 0.47042 | 9 | 0.64915
40002 | 10.92 | 1 | 365 | 12.4357 | 0.024447 | 12 | 0.46014
38601 | 7.905 | 1 | 365 | 9.0022 | 0.11522 | 9 | 0.11744
50624 | 5.3 | 1 | 365 | 6.0356 | 0.14556 | 6 | 0.1812
40077 | 11.44 | 1 | 365 | 13.0279 | 0.21609 | 13 | 0.24396
43698 | 7.95 | 1 | 365 | 9.0535 | 0.21835 | 9 | 0.27181
38757 | 2.65 | 1 | 365 | 3.0178 | 0.072782 | 3 | 0.090602
40194 | 6.5 | 1 | 365 | 7.4022 | 0.8955 | 8 | 0.2977
42973 | 5.2 | 1 | 365 | 5.9218 | 0.9164 | 6 | 0.83816
42091 | 7.02 | 1 | 365 | 7.9944 | 0.087144 | 8 | 0.08152
41839 | 7.54 | 1 | 365 | 8.5866 | 0.27878 | 8 | 0.86534
50391 | 8.215 | 1 | 365 | 9.3552 | 0.82563 | 10 | 0.18087
42339 | 7.02 | 1 | 365 | 7.9944 | 0.087144 | 8 | 0.08152
38242 | 5.2 | 1 | 365 | 5.9218 | 0.9164 | 6 | 0.83816
40571 | 15.86 | 1 | 365 | 18.0614 | 0.34503 | 18 | 0.4064
39023 | 4.59 | 1 | 365 | 5.2271 | 0.51852 | 5 | 0.74561
39235 | 2.86 | 1 | 365 | 3.257 | 0.55402 | 3 | 0.81099
41506 | 3.06 | 1 | 365 | 3.4847 | 0.012345 | 3 | 0.49707
40150 | 8.67 | 1 | 365 | 9.8734 | 0.86831 | 10 | 0.74171
41948 | 9.275 | 1 | 365 | 10.5624 | 0.25474 | 10 | 0.81711
41852 | 3.975 | 1 | 365 | 4.5267 | 0.10917 | 4 | 0.6359
39511 | 6.76 | 1 | 365 | 7.6983 | 0.49132 | 8 | 0.18961
43019 | 7.905 | 1 | 365 | 9.0022 | 0.11522 | 9 | 0.11744
43131 | 19.38 | 1 | 365 | 22.0699 | 0.41152 | 22 | 0.48146
50519 | 10.71 | 1 | 365 | 12.1965 | 0.54321 | 12 | 0.73976
39238 | 11.96 | 1 | 365 | 13.62 | 0.40773 | 14 | 0.027775
37985 | 9.1 | 1 | 365 | 10.3631 | 0.85371 | 11 | 0.21679
53203 | 6.375 | 1 | 365 | 7.2599 | 0.60905 | 7 | 0.8689
53208 | 2.805 | 1 | 365 | 3.1943 | 0.42798 | 3 | 0.62232
53248 | 4.59 | 1 | 365 | 5.2271 | 0.51852 | 5 | 0.74561
53182 | 5.2 | 1 | 365 | 5.9218 | 0.9164 | 6 | 0.83816
41741 | 3.445 | 1 | 365 | 3.9232 | 0.89462 | 4 | 0.81778
53271 | 7.14 | 1 | 365 | 8.131 | 0.36214 | 8 | 0.49317
40995 | 3.64 | 1 | 365 | 4.1452 | 0.34148 | 4 | 0.48671
39035 | 14.04 | 1 | 365 | 15.9888 | 0.17429 | 16 | 0.16304
41339 | 13.52 | 1 | 365 | 15.3966 | 0.98265 | 16 | 0.37922
40458 | 2.08 | 1 | 365 | 2.3687 | 0.76656 | 3 | 0.13527
45311 | 4.68 | 1 | 365 | 5.3296 | 0.72476 | 6 | 0.054347
41617 | 4.16 | 1 | 365 | 4.7374 | 0.53312 | 5 | 0.27053
42478 | 14.025 | 1 | 365 | 15.9717 | 0.13991 | 16 | 0.11158
40724 | 10.4 | 1 | 365 | 11.8435 | 0.83281 | 12 | 0.67633
38173 | 8.32 | 1 | 365 | 9.4748 | 0.066245 | 9 | 0.54106
38931 | 7.8 | 1 | 365 | 8.8826 | 0.8746 | 9 | 0.75724
43634 | 3.57 | 1 | 365 | 4.0655 | 0.18107 | 4 | 0.24659
42944 | 6.63 | 1 | 365 | 7.5502 | 0.19341 | 7 | 0.74366
41655 | 9.1 | 1 | 365 | 10.3631 | 0.85371 | 11 | 0.21679
43300 | 10.4 | 1 | 365 | 11.8435 | 0.83281 | 12 | 0.67633
40144 | 10.66 | 1 | 365 | 12.1396 | 0.42863 | 12 | 0.56823
41564 | 3.825 | 1 | 365 | 4.3559 | 0.76543 | 5 | 0.12134
38741 | 10.66 | 1 | 365 | 12.1396 | 0.42863 | 12 | 0.56823
43288 | 4.32 | 1 | 365 | 4.9196 | 0.89978 | 5 | 0.8194
40177 | 8.84 | 1 | 365 | 10.067 | 0.25789 | 10 | 0.32488
39434 | 5.72 | 1 | 365 | 6.5139 | 0.10804 | 6 | 0.62198
38554 | 8.37 | 1 | 365 | 9.5318 | 0.18083 | 9 | 0.71258
43323 | 7.14 | 1 | 365 | 8.131 | 0.36214 | 8 | 0.49317
41761 | 2.86 | 1 | 365 | 3.257 | 0.55402 | 3 | 0.81099
41644 | 6.5 | 1 | 365 | 7.4022 | 0.8955 | 8 | 0.2977
37785 | 2.97 | 1 | 365 | 3.3822 | 0.8061 | 4 | 0.18834
42116 | 6.76 | 1 | 365 | 7.6983 | 0.49132 | 8 | 0.18961
38316 | 6.76 | 1 | 365 | 7.6983 | 0.49132 | 8 | 0.18961
41326 | 5.355 | 1 | 365 | 6.0983 | 0.2716 | 6 | 0.36988
38320 | 11.18 | 1 | 365 | 12.7318 | 0.62027 | 13 | 0.35205
41170 | 4.59 | 1 | 365 | 5.2271 | 0.51852 | 5 | 0.74561
45120 | 2.86 | 1 | 365 | 3.257 | 0.55402 | 3 | 0.81099
39017 | 5.355 | 1 | 365 | 6.0983 | 0.2716 | 6 | 0.36988
38832 | 11.96 | 1 | 365 | 13.62 | 0.40773 | 14 | 0.027775
41628 | 7.8 | 1 | 365 | 8.8826 | 0.8746 | 9 | 0.75724
41013 | 12.22 | 1 | 365 | 13.9161 | 0.0035475 | 13 | 0.91968
41868 | 3.825 | 1 | 365 | 4.3559 | 0.76543 | 5 | 0.12134
50458 | 7.28 | 1 | 365 | 8.2905 | 0.68296 | 8 | 0.97343
42032 | 7.54 | 1 | 365 | 8.5866 | 0.27878 | 8 | 0.86534
37578 | 8.06 | 1 | 365 | 9.1787 | 0.47042 | 9 | 0.64915
42601 | 7.685 | 1 | 365 | 8.7517 | 0.61107 | 9 | 0.36275
38166 | 3.38 | 1 | 365 | 3.8491 | 0.74566 | 4 | 0.59481
40694 | 11.18 | 1 | 365 | 12.7318 | 0.62027 | 13 | 0.35205
47381 | 3.64 | 1 | 365 | 4.1452 | 0.34148 | 4 | 0.48671
46601 | 5.98 | 1 | 365 | 6.81 | 0.70386 | 7 | 0.51389
39178 | 6.24 | 1 | 365 | 7.1061 | 0.29968 | 7 | 0.4058
38912 | 8.58 | 1 | 365 | 9.7709 | 0.66207 | 10 | 0.43297
39708 | 9.88 | 1 | 365 | 11.2513 | 0.64117 | 11 | 0.89251
38914 | 5.98 | 1 | 365 | 6.81 | 0.70386 | 7 | 0.51389
38371 | 6.24 | 1 | 365 | 7.1061 | 0.29968 | 7 | 0.4058
42357 | 5.98 | 1 | 365 | 6.81 | 0.70386 | 7 | 0.51389
39565 | 5.2 | 1 | 365 | 5.9218 | 0.9164 | 6 | 0.83816
41046 | 7.8 | 1 | 365 | 8.8826 | 0.8746 | 9 | 0.75724
39118 | 5.46 | 1 | 365 | 6.2178 | 0.51222 | 6 | 0.73007
41521 | 7.8 | 1 | 365 | 8.8826 | 0.8746 | 9 | 0.75724
41373 | 8.37 | 1 | 365 | 9.5318 | 0.18083 | 9 | 0.71258
37861 | 5.035 | 1 | 365 | 5.7339 | 0.53829 | 6 | 0.27214
41798 | 3.9 | 1 | 365 | 4.4413 | 0.9373 | 5 | 0.37862
40946 | 10.66 | 1 | 365 | 12.1396 | 0.42863 | 12 | 0.56823
40707 | 8.84 | 1 | 365 | 10.067 | 0.25789 | 10 | 0.32488
47446 | 12.19 | 1 | 365 | 13.882 | 0.9348 | 14 | 0.81677
41951 | 9.88 | 1 | 365 | 11.2513 | 0.64117 | 11 | 0.89251
41789 | 3.57 | 1 | 365 | 4.0655 | 0.18107 | 4 | 0.24659
41269 | 5.2 | 1 | 365 | 5.9218 | 0.9164 | 6 | 0.83816
43820 | 11.395 | 1 | 365 | 12.9766 | 0.11296 | 13 | 0.08959
38907 | 6.63 | 1 | 365 | 7.5502 | 0.19341 | 7 | 0.74366
42363 | 4.845 | 1 | 365 | 5.5175 | 0.10288 | 5 | 0.62037
38314 | 9.36 | 1 | 365 | 10.6592 | 0.44953 | 11 | 0.10869
41544 | 5.3 | 1 | 365 | 6.0356 | 0.14556 | 6 | 0.1812
43746 | 13.26 | 1 | 365 | 15.1005 | 0.38683 | 15 | 0.48732
46019 | 14.82 | 1 | 365 | 16.877 | 0.96175 | 17 | 0.83877
50292 | 10.6 | 1 | 365 | 12.0713 | 0.29113 | 12 | 0.36241
47501 | 3.315 | 1 | 365 | 3.7751 | 0.59671 | 4 | 0.37183
42487 | 3.64 | 1 | 365 | 4.1452 | 0.34148 | 4 | 0.48671
41686 | 3.9 | 1 | 365 | 4.4413 | 0.9373 | 5 | 0.37862
37877 | 13.78 | 1 | 365 | 15.6927 | 0.57847 | 16 | 0.27113
41732 | 9.62 | 1 | 365 | 10.9553 | 0.045346 | 11 | 0.00060192
38724 | 6.76 | 1 | 365 | 7.6983 | 0.49132 | 8 | 0.18961
39586 | 9.36 | 1 | 365 | 10.6592 | 0.44953 | 11 | 0.10869
40863 | 5.865 | 1 | 365 | 6.6791 | 0.44033 | 7 | 0.11939
50213 | 4.335 | 1 | 365 | 4.9367 | 0.93416 | 5 | 0.87085
41025 | 12.455 | 1 | 365 | 14.1838 | 0.54208 | 14 | 0.72583
50310 | 8.84 | 1 | 365 | 10.067 | 0.25789 | 10 | 0.32488
43709 | 2.08 | 1 | 365 | 2.3687 | 0.76656 | 3 | 0.13527
39709 | 2.295 | 1 | 365 | 2.6135 | 0.25926 | 2 | 0.8728
45359 | 7.8 | 1 | 365 | 8.8826 | 0.8746 | 9 | 0.75724
39520 | 5.72 | 1 | 365 | 6.5139 | 0.10804 | 6 | 0.62198
42984 | 8.84 | 1 | 365 | 10.067 | 0.25789 | 10 | 0.32488
46003 | 4.42 | 1 | 365 | 5.0335 | 0.12894 | 5 | 0.16244
41551 | 13.5 | 1 | 365 | 15.3738 | 0.93682 | 16 | 0.31062
38003 | 2.6 | 1 | 365 | 2.9609 | 0.9582 | 3 | 0.91908
40752 | 5.46 | 1 | 365 | 6.2178 | 0.51222 | 6 | 0.73007
41831 | 11.7 | 1 | 365 | 13.324 | 0.81191 | 14 | 0.13587
43295 | 4.68 | 1 | 365 | 5.3296 | 0.72476 | 6 | 0.054347
41385 | 4.08 | 1 | 365 | 4.6463 | 0.34979 | 4 | 0.9961
39957 | 2.805 | 1 | 365 | 3.1943 | 0.42798 | 3 | 0.62232
40411 | 3.12 | 1 | 365 | 3.5531 | 0.14984 | 3 | 0.7029
39424 | 12.19 | 1 | 365 | 13.882 | 0.9348 | 14 | 0.81677
40261 | 7.8 | 1 | 365 | 8.8826 | 0.8746 | 9 | 0.75724
41872 | 4.16 | 1 | 365 | 4.7374 | 0.53312 | 5 | 0.27053
39053 | 12.48 | 1 | 365 | 14.2122 | 0.59937 | 14 | 0.81159
40197 | 4.94 | 1 | 365 | 5.6257 | 0.32058 | 5 | 0.94626
37591 | 8.32 | 1 | 365 | 9.4748 | 0.066245 | 9 | 0.54106
40021 | 3.9 | 1 | 365 | 4.4413 | 0.9373 | 5 | 0.37862
39572 | 2.08 | 1 | 365 | 2.3687 | 0.76656 | 3 | 0.13527
40169 | 10.2 | 1 | 365 | 11.6158 | 0.37448 | 11 | 0.99024
45725 | 3.315 | 1 | 365 | 3.7751 | 0.59671 | 4 | 0.37183
41150 | 11.7 | 1 | 365 | 13.324 | 0.81191 | 14 | 0.13587
45732 | 3.06 | 1 | 365 | 3.4847 | 0.012345 | 3 | 0.49707
42124 | 9.88 | 1 | 365 | 11.2513 | 0.64117 | 11 | 0.89251
41561 | 8.06 | 1 | 365 | 9.1787 | 0.47042 | 9 | 0.64915
45395 | 9.36 | 1 | 365 | 10.6592 | 0.44953 | 11 | 0.10869
39187 | 3.9 | 1 | 365 | 4.4413 | 0.9373 | 5 | 0.37862
39591 | 2.34 | 1 | 365 | 2.6648 | 0.36238 | 3 | 0.027173
38049 | 10.455 | 1 | 365 | 11.9062 | 0.95885 | 12 | 0.865
40748 | 8.48 | 1 | 365 | 9.657 | 0.4329 | 10 | 0.089928
38066 | 7.54 | 1 | 365 | 8.5866 | 0.27878 | 8 | 0.86534
39427 | 9.18 | 1 | 365 | 10.4542 | 0.037035 | 10 | 0.49122
43183 | 14.535 | 1 | 365 | 16.5525 | 0.30864 | 16 | 0.8611
42043 | 7.02 | 1 | 365 | 7.9944 | 0.087144 | 8 | 0.08152
39494 | 6.5 | 1 | 365 | 7.4022 | 0.8955 | 8 | 0.2977
37730 | 7.395 | 1 | 365 | 8.4214 | 0.9465 | 9 | 0.36793
37595 | 9.62 | 1 | 365 | 10.9553 | 0.045346 | 11 | 0.00060192
41445 | 7.54 | 1 | 365 | 8.5866 | 0.27878 | 8 | 0.86534
40145 | 6.24 | 1 | 365 | 7.1061 | 0.29968 | 7 | 0.4058
39319 | 7.905 | 1 | 365 | 9.0022 | 0.11522 | 9 | 0.11744
50722 | 12.74 | 1 | 365 | 14.5083 | 0.19519 | 14 | 0.7035
45036 | 5.335 | 1 | 365 | 6.0755 | 0.22577 | 6 | 0.30127
43757 | 5.72 | 1 | 365 | 6.5139 | 0.10804 | 6 | 0.62198
43271 | 5.67 | 1 | 365 | 6.457 | 0.99346 | 7 | 0.45046
39725 | 11.18 | 1 | 365 | 12.7318 | 0.62027 | 13 | 0.35205
39150 | 10.455 | 1 | 365 | 11.9062 | 0.95885 | 12 | 0.865
40090 | 7.02 | 1 | 365 | 7.9944 | 0.087144 | 8 | 0.08152
40630 | 5.1 | 1 | 365 | 5.8079 | 0.68724 | 6 | 0.49512
40162 | 2.6 | 1 | 365 | 2.9609 | 0.9582 | 3 | 0.91908
40849 | 4.42 | 1 | 365 | 5.0335 | 0.12894 | 5 | 0.16244
37908 | 12.22 | 1 | 365 | 13.9161 | 0.0035475 | 13 | 0.91968
39600 | 6.095 | 1 | 365 | 6.941 | 0.9674 | 7 | 0.90839
40624 | 13.52 | 1 | 365 | 15.3966 | 0.98265 | 16 | 0.37922
39638 | 6.76 | 1 | 365 | 7.6983 | 0.49132 | 8 | 0.18961
45902 | 7.54 | 1 | 365 | 8.5866 | 0.27878 | 8 | 0.86534
41364 | 4.68 | 1 | 365 | 5.3296 | 0.72476 | 6 | 0.054347
42991 | 3.64 | 1 | 365 | 4.1452 | 0.34148 | 4 | 0.48671
39655 | 4.94 | 1 | 365 | 5.6257 | 0.32058 | 5 | 0.94626
39599 | 10.4 | 1 | 365 | 11.8435 | 0.83281 | 12 | 0.67633
39685 | 10.92 | 1 | 365 | 12.4357 | 0.024447 | 12 | 0.46014
39646 | 10.4 | 1 | 365 | 11.8435 | 0.83281 | 12 | 0.67633
45180 | 10.66 | 1 | 365 | 12.1396 | 0.42863 | 12 | 0.56823
45056 | 10.2 | 1 | 365 | 11.6158 | 0.37448 | 11 | 0.99024
38372 | 8.06 | 1 | 365 | 9.1787 | 0.47042 | 9 | 0.64915
39693 | 7.54 | 1 | 365 | 8.5866 | 0.27878 | 8 | 0.86534
39948 | 13.26 | 1 | 365 | 15.1005 | 0.38683 | 15 | 0.48732
40399 | 14.82 | 1 | 365 | 16.877 | 0.96175 | 17 | 0.83877
45507 | 3.64 | 1 | 365 | 4.1452 | 0.34148 | 4 | 0.48671
38095 | 4.68 | 1 | 365 | 5.3296 | 0.72476 | 6 | 0.054347
40640 | 9.69 | 1 | 365 | 11.035 | 0.20576 | 11 | 0.24073
39489 | 11.96 | 1 | 365 | 13.62 | 0.40773 | 14 | 0.027775
39368 | 3.9 | 1 | 365 | 4.4413 | 0.9373 | 5 | 0.37862
48070 | 3.18 | 1 | 365 | 3.6214 | 0.28734 | 3 | 0.90872
39394 | 4.94 | 1 | 365 | 5.6257 | 0.32058 | 5 | 0.94626
41927 | 5.46 | 1 | 365 | 6.2178 | 0.51222 | 6 | 0.73007
40857 | 4.505 | 1 | 365 | 5.1303 | 0.32373 | 5 | 0.45402
40248 | 7.905 | 1 | 365 | 9.0022 | 0.11522 | 9 | 0.11744
38294 | 4.68 | 1 | 365 | 5.3296 | 0.72476 | 6 | 0.054347
38823 | 8.32 | 1 | 365 | 9.4748 | 0.066245 | 9 | 0.54106
40425 | 13.26 | 1 | 365 | 15.1005 | 0.38683 | 15 | 0.48732
38416 | 5.67 | 1 | 365 | 6.457 | 0.99346 | 7 | 0.45046
38363 | 5.94 | 1 | 365 | 6.7645 | 0.6122 | 7 | 0.37667
38270 | 6.76 | 1 | 365 | 7.6983 | 0.49132 | 8 | 0.18961
45799 | 7.685 | 1 | 365 | 8.7517 | 0.61107 | 9 | 0.36275
38335 | 4.42 | 1 | 365 | 5.0335 | 0.12894 | 5 | 0.16244
52693 | 7.02 | 1 | 365 | 7.9944 | 0.087144 | 8 | 0.08152
40045 | 5.2 | 1 | 365 | 5.9218 | 0.9164 | 6 | 0.83816
40629 | 14.04 | 1 | 365 | 15.9888 | 0.17429 | 16 | 0.16304
40370 | 4.16 | 1 | 365 | 4.7374 | 0.53312 | 5 | 0.27053
38611 | 7.54 | 1 | 365 | 8.5866 | 0.27878 | 8 | 0.86534
38952 | 4.94 | 1 | 365 | 5.6257 | 0.32058 | 5 | 0.94626
46562 | 6.76 | 1 | 365 | 7.6983 | 0.49132 | 8 | 0.18961
39381 | 12.48 | 1 | 365 | 14.2122 | 0.59937 | 14 | 0.81159
52602 | 4.59 | 1 | 365 | 5.2271 | 0.51852 | 5 | 0.74561
41534 | 14.045 | 1 | 365 | 15.9944 | 0.18575 | 16 | 0.18019
40100 | 7.28 | 1 | 365 | 8.2905 | 0.68296 | 8 | 0.97343
40829 | 11.7 | 1 | 365 | 13.324 | 0.81191 | 14 | 0.13587
39654 | 14.04 | 1 | 365 | 15.9888 | 0.17429 | 16 | 0.16304
45616 | 4.94 | 1 | 365 | 5.6257 | 0.32058 | 5 | 0.94626
40763 | 2.34 | 1 | 365 | 2.6648 | 0.36238 | 3 | 0.027173
48079 | 11.73 | 1 | 365 | 13.3581 | 0.88066 | 14 | 0.23878
43597 | 8.32 | 1 | 365 | 9.4748 | 0.066245 | 9 | 0.54106
41935 | 8.84 | 1 | 365 | 10.067 | 0.25789 | 10 | 0.32488
39959 | 12.74 | 1 | 365 | 14.5083 | 0.19519 | 14 | 0.7035
43603 | 10.92 | 1 | 365 | 12.4357 | 0.024447 | 12 | 0.46014
37714 | 8.84 | 1 | 365 | 10.067 | 0.25789 | 10 | 0.32488
42279 | 17.94 | 1 | 365 | 20.4301 | 0.11159 | 20 | 0.54166
45940 | 6.63 | 1 | 365 | 7.5502 | 0.19341 | 7 | 0.74366
42421 | 12.74 | 1 | 365 | 14.5083 | 0.19519 | 14 | 0.7035
45496 | 4.335 | 1 | 365 | 4.9367 | 0.93416 | 5 | 0.87085
39953 | 3.315 | 1 | 365 | 3.7751 | 0.59671 | 4 | 0.37183
41124 | 8.16 | 1 | 365 | 9.2926 | 0.69959 | 9 | 0.99219
41448 | 3.9 | 1 | 365 | 4.4413 | 0.9373 | 5 | 0.37862
40609 | 11.18 | 1 | 365 | 12.7318 | 0.62027 | 13 | 0.35205
39052 | 6.375 | 1 | 365 | 7.2599 | 0.60905 | 7 | 0.8689
45521 | 9.1 | 1 | 365 | 10.3631 | 0.85371 | 11 | 0.21679
43679 | 4.94 | 1 | 365 | 5.6257 | 0.32058 | 5 | 0.94626
41771 | 9.18 | 1 | 365 | 10.4542 | 0.037035 | 10 | 0.49122
43128 | 7.8 | 1 | 365 | 8.8826 | 0.8746 | 9 | 0.75724
38944 | 6.24 | 1 | 365 | 7.1061 | 0.29968 | 7 | 0.4058
45747 | 13.78 | 1 | 365 | 15.6927 | 0.57847 | 16 | 0.27113
39560 | 7.65 | 1 | 365 | 8.7118 | 0.53086 | 9 | 0.24268
46154 | 8.32 | 1 | 365 | 9.4748 | 0.066245 | 9 | 0.54106
50594 | 7.65 | 1 | 365 | 8.7118 | 0.53086 | 9 | 0.24268
50466 | 9.62 | 1 | 365 | 10.9553 | 0.045346 | 11 | 0.00060192
41390 | 8.67 | 1 | 365 | 9.8734 | 0.86831 | 10 | 0.74171
45075 | 6.63 | 1 | 365 | 7.5502 | 0.19341 | 7 | 0.74366
41721 | 6.24 | 1 | 365 | 7.1061 | 0.29968 | 7 | 0.4058
39398 | 4.42 | 1 | 365 | 5.0335 | 0.12894 | 5 | 0.16244
47937 | 3.315 | 1 | 365 | 3.7751 | 0.59671 | 4 | 0.37183
48431 | 14.045 | 1 | 365 | 15.9944 | 0.18575 | 16 | 0.18019
41270 | 11.13 | 1 | 365 | 12.6748 | 0.50569 | 13 | 0.18053
43181 | 4.08 | 1 | 365 | 4.6463 | 0.34979 | 4 | 0.9961
40956 | 10.92 | 1 | 365 | 12.4357 | 0.024447 | 12 | 0.46014
41228 | 3.06 | 1 | 365 | 3.4847 | 0.012345 | 3 | 0.49707
48368 | 9.62 | 1 | 365 | 10.9553 | 0.045346 | 11 | 0.00060192
40080 | 8.32 | 1 | 365 | 9.4748 | 0.066245 | 9 | 0.54106
43678 | 7.02 | 1 | 365 | 7.9944 | 0.087144 | 8 | 0.08152
40813 | 12.19 | 1 | 365 | 13.882 | 0.9348 | 14 | 0.81677
39567 | 8.84 | 1 | 365 | 10.067 | 0.25789 | 10 | 0.32488
42118 | 5.72 | 1 | 365 | 6.5139 | 0.10804 | 6 | 0.62198
50524 | 13.78 | 1 | 365 | 15.6927 | 0.57847 | 16 | 0.27113
39596 | 6.24 | 1 | 365 | 7.1061 | 0.29968 | 7 | 0.4058
39340 | 6.24 | 1 | 365 | 7.1061 | 0.29968 | 7 | 0.4058
39493 | 12.48 | 1 | 365 | 14.2122 | 0.59937 | 14 | 0.81159
39680 | 3.12 | 1 | 365 | 3.5531 | 0.14984 | 3 | 0.7029
40978 | 11.73 | 1 | 365 | 13.3581 | 0.88066 | 14 | 0.23878
41571 | 6.76 | 1 | 365 | 7.6983 | 0.49132 | 8 | 0.18961
38352 | 3.9 | 1 | 365 | 4.4413 | 0.9373 | 5 | 0.37862
40270 | 15.86 | 1 | 365 | 18.0614 | 0.34503 | 18 | 0.4064
42206 | 9.1 | 1 | 365 | 10.3631 | 0.85371 | 11 | 0.21679
40804 | 19.875 | 1 | 365 | 22.6336 | 0.54587 | 23 | 0.17952
43760 | 8.06 | 1 | 365 | 9.1787 | 0.47042 | 9 | 0.64915
40108 | 6.76 | 1 | 365 | 7.6983 | 0.49132 | 8 | 0.18961
50628 | 18.46 | 1 | 365 | 21.0222 | 0.30323 | 21 | 0.32548
38895 | 8.06 | 1 | 365 | 9.1787 | 0.47042 | 9 | 0.64915
43767 | 3.57 | 1 | 365 | 4.0655 | 0.18107 | 4 | 0.24659
40101 | 7.8 | 1 | 365 | 8.8826 | 0.8746 | 9 | 0.75724
39359 | 12.74 | 1 | 365 | 14.5083 | 0.19519 | 14 | 0.7035
47912 | 10.965 | 1 | 365 | 12.4869 | 0.12757 | 12 | 0.61451
39015 | 2.34 | 1 | 365 | 2.6648 | 0.36238 | 3 | 0.027173
50315 | 4.59 | 1 | 365 | 5.2271 | 0.51852 | 5 | 0.74561
38822 | 8.58 | 1 | 365 | 9.7709 | 0.66207 | 10 | 0.43297
37800 | 3.38 | 1 | 365 | 3.8491 | 0.74566 | 4 | 0.59481
39366 | 3.06 | 1 | 365 | 3.4847 | 0.012345 | 3 | 0.49707
40527 | 3.12 | 1 | 365 | 3.5531 | 0.14984 | 3 | 0.7029
41787 | 12.75 | 1 | 365 | 14.5197 | 0.2181 | 14 | 0.7378
40907 | 5.2 | 1 | 365 | 5.9218 | 0.9164 | 6 | 0.83816
41215 | 8.32 | 1 | 365 | 9.4748 | 0.066245 | 9 | 0.54106
40641 | 4.16 | 1 | 365 | 4.7374 | 0.53312 | 5 | 0.27053
40633 | 9.1 | 1 | 365 | 10.3631 | 0.85371 | 11 | 0.21679
38968 | 9.88 | 1 | 365 | 11.2513 | 0.64117 | 11 | 0.89251
39063 | 7.8 | 1 | 365 | 8.8826 | 0.8746 | 9 | 0.75724
39495 | 5.72 | 1 | 365 | 6.5139 | 0.10804 | 6 | 0.62198
39248 | 9.36 | 1 | 365 | 10.6592 | 0.44953 | 11 | 0.10869
41275 | 5.2 | 1 | 365 | 5.9218 | 0.9164 | 6 | 0.83816
40192 | 5.98 | 1 | 365 | 6.81 | 0.70386 | 7 | 0.51389
40138 | 5.2 | 1 | 365 | 5.9218 | 0.9164 | 6 | 0.83816
38531 | 4.94 | 1 | 365 | 5.6257 | 0.32058 | 5 | 0.94626
42583 | 16.38 | 1 | 365 | 18.6535 | 0.53667 | 19 | 0.19021
38921 | 5.98 | 1 | 365 | 6.81 | 0.70386 | 7 | 0.51389
38390 | 3.9 | 1 | 365 | 4.4413 | 0.9373 | 5 | 0.37862
39180 | 4.16 | 1 | 365 | 4.7374 | 0.53312 | 5 | 0.27053
43153 | 4.59 | 1 | 365 | 5.2271 | 0.51852 | 5 | 0.74561
45775 | 6.885 | 1 | 365 | 7.8406 | 0.77778 | 8 | 0.61841
40015 | 9.36 | 1 | 365 | 10.6592 | 0.44953 | 11 | 0.10869
39090 | 6.76 | 1 | 365 | 7.6983 | 0.49132 | 8 | 0.18961
41515 | 3.12 | 1 | 365 | 3.5531 | 0.14984 | 3 | 0.7029
45072 | 4.845 | 1 | 365 | 5.5175 | 0.10288 | 5 | 0.62037
41054 | 2.86 | 1 | 365 | 3.257 | 0.55402 | 3 | 0.81099
42359 | 5.2 | 1 | 365 | 5.9218 | 0.9164 | 6 | 0.83816
39402 | 10.66 | 1 | 365 | 12.1396 | 0.42863 | 12 | 0.56823
40147 | 8.84 | 1 | 365 | 10.067 | 0.25789 | 10 | 0.32488
45655 | 4.68 | 1 | 365 | 5.3296 | 0.72476 | 6 | 0.054347
41130 | 8.32 | 1 | 365 | 9.4748 | 0.066245 | 9 | 0.54106
45151 | 5.83 | 1 | 365 | 6.6392 | 0.36012 | 6 | 0.99933
41015 | 6.24 | 1 | 365 | 7.1061 | 0.29968 | 7 | 0.4058
43801 | 3.06 | 1 | 365 | 3.4847 | 0.012345 | 3 | 0.49707
41157 | 14.04 | 1 | 365 | 15.9888 | 0.17429 | 16 | 0.16304
40877 | 5.67 | 1 | 365 | 6.457 | 0.99346 | 7 | 0.45046
46164 | 10.71 | 1 | 365 | 12.1965 | 0.54321 | 12 | 0.73976
40760 | 14.56 | 1 | 365 | 16.5809 | 0.36593 | 16 | 0.94686
43747 | 11.18 | 1 | 365 | 12.7318 | 0.62027 | 13 | 0.35205
50626 | 3.64 | 1 | 365 | 4.1452 | 0.34148 | 4 | 0.48671
40057 | 13 | 1 | 365 | 14.8044 | 0.79101 | 15 | 0.59541
41697 | 12.48 | 1 | 365 | 14.2122 | 0.59937 | 14 | 0.81159
39385 | 10.14 | 1 | 365 | 11.5474 | 0.23699 | 11 | 0.78442
47906 | 12.72 | 1 | 365 | 14.4855 | 0.14936 | 14 | 0.63489
50538 | 9.88 | 1 | 365 | 11.2513 | 0.64117 | 11 | 0.89251
41548 | 4.59 | 1 | 365 | 5.2271 | 0.51852 | 5 | 0.74561
39246 | 6.24 | 1 | 365 | 7.1061 | 0.29968 | 7 | 0.4058
45722 | 4.68 | 1 | 365 | 5.3296 | 0.72476 | 6 | 0.054347
45455 | 6.885 | 1 | 365 | 7.8406 | 0.77778 | 8 | 0.61841
40632 | 12.495 | 1 | 365 | 14.2293 | 0.63374 | 14 | 0.86305
50321 | 7.02 | 1 | 365 | 7.9944 | 0.087144 | 8 | 0.08152
50342 | 4.335 | 1 | 365 | 4.9367 | 0.93416 | 5 | 0.87085
39432 | 5.2 | 1 | 365 | 5.9218 | 0.9164 | 6 | 0.83816
41762 | 4.59 | 1 | 365 | 5.2271 | 0.51852 | 5 | 0.74561
39557 | 11.7 | 1 | 365 | 13.324 | 0.81191 | 14 | 0.13587
41720 | 6.12 | 1 | 365 | 6.9695 | 0.02469 | 6 | 0.99415
42007 | 7.65 | 1 | 365 | 8.7118 | 0.53086 | 9 | 0.24268
42065 | 8.06 | 1 | 365 | 9.1787 | 0.47042 | 9 | 0.64915
41297 | 4.68 | 1 | 365 | 5.3296 | 0.72476 | 6 | 0.054347
41986 | 5.2 | 1 | 365 | 5.9218 | 0.9164 | 6 | 0.83816
47477 | 5.72 | 1 | 365 | 6.5139 | 0.10804 | 6 | 0.62198
38217 | 10.14 | 1 | 365 | 11.5474 | 0.23699 | 11 | 0.78442
40131 | 3.38 | 1 | 365 | 3.8491 | 0.74566 | 4 | 0.59481
39138 | 13.78 | 1 | 365 | 15.6927 | 0.57847 | 16 | 0.27113
39055 | 10.71 | 1 | 365 | 12.1965 | 0.54321 | 12 | 0.73976
45382 | 7.28 | 1 | 365 | 8.2905 | 0.68296 | 8 | 0.97343
38716 | 2.6 | 1 | 365 | 2.9609 | 0.9582 | 3 | 0.91908
39233 | 10.14 | 1 | 365 | 11.5474 | 0.23699 | 11 | 0.78442
39451 | 13.52 | 1 | 365 | 15.3966 | 0.98265 | 16 | 0.37922
45658 | 21 | 1 | 365 | 23.9148 | 0.12394 | 24 | 0.038736
39267 | 12.19 | 1 | 365 | 13.882 | 0.9348 | 14 | 0.81677
39390 | 7.02 | 1 | 365 | 7.9944 | 0.087144 | 8 | 0.08152
45342 | 6.12 | 1 | 365 | 6.9695 | 0.02469 | 6 | 0.99415
41873 | 4.68 | 1 | 365 | 5.3296 | 0.72476 | 6 | 0.054347
43348 | 5.61 | 1 | 365 | 6.3887 | 0.85597 | 7 | 0.24463
39529 | 4.94 | 1 | 365 | 5.6257 | 0.32058 | 5 | 0.94626
45360 | 4.335 | 1 | 365 | 4.9367 | 0.93416 | 5 | 0.87085
45891 | 7.395 | 1 | 365 | 8.4214 | 0.9465 | 9 | 0.36793
37832 | 5.2 | 1 | 365 | 5.9218 | 0.9164 | 6 | 0.83816
39113 | 3.9 | 1 | 365 | 4.4413 | 0.9373 | 5 | 0.37862
42234 | 10.965 | 1 | 365 | 12.4869 | 0.12757 | 12 | 0.61451
39291 | 9.1 | 1 | 365 | 10.3631 | 0.85371 | 11 | 0.21679
42053 | 8.58 | 1 | 365 | 9.7709 | 0.66207 | 10 | 0.43297
41979 | 6.5 | 1 | 365 | 7.4022 | 0.8955 | 8 | 0.2977
41399 | 7.28 | 1 | 365 | 8.2905 | 0.68296 | 8 | 0.97343
40971 | 3.38 | 1 | 365 | 3.8491 | 0.74566 | 4 | 0.59481
45695 | 8.16 | 1 | 365 | 9.2926 | 0.69959 | 9 | 0.99219
40167 | 8.06 | 1 | 365 | 9.1787 | 0.47042 | 9 | 0.64915
40352 | 8.84 | 1 | 365 | 10.067 | 0.25789 | 10 | 0.32488
50694 | 5.2 | 1 | 365 | 5.9218 | 0.9164 | 6 | 0.83816
50486 | 4.335 | 1 | 365 | 4.9367 | 0.93416 | 5 | 0.87085
39331 | 4.505 | 1 | 365 | 5.1303 | 0.32373 | 5 | 0.45402
39507 | 5.46 | 1 | 365 | 6.2178 | 0.51222 | 6 | 0.73007
41557 | 9.88 | 1 | 365 | 11.2513 | 0.64117 | 11 | 0.89251
40072 | 6.76 | 1 | 365 | 7.6983 | 0.49132 | 8 | 0.18961
37891 | 5.98 | 1 | 365 | 6.81 | 0.70386 | 7 | 0.51389
50244 | 2.65 | 1 | 365 | 3.0178 | 0.072782 | 3 | 0.090602
42419 | 7.8 | 1 | 365 | 8.8826 | 0.8746 | 9 | 0.75724
40820 | 9.36 | 1 | 365 | 10.6592 | 0.44953 | 11 | 0.10869
45376 | 5.72 | 1 | 365 | 6.5139 | 0.10804 | 6 | 0.62198
32154 | 7.02 | 1 | 365 | 7.9944 | 0.087144 | 8 | 0.08152
39727 | 9.62 | 1 | 365 | 10.9553 | 0.045346 | 11 | 0.00060192
53355 | 3.64 | 1 | 365 | 4.1452 | 0.34148 | 4 | 0.48671
40628 | 3.12 | 1 | 365 | 3.5531 | 0.14984 | 3 | 0.7029
53311 | 10 | 1 | 365 | 11.388 | 0.91616 | 12 | 0.30416
53423 | 3.12 | 1 | 365 | 3.5531 | 0.14984 | 3 | 0.7029
41319 | 9.88 | 1 | 365 | 11.2513 | 0.64117 | 11 | 0.89251
38120 | 8.58 | 1 | 365 | 9.7709 | 0.66207 | 10 | 0.43297
40096 | 9.72 | 1 | 365 | 11.0691 | 0.27451 | 11 | 0.34364
40657 | 8.06 | 1 | 365 | 9.1787 | 0.47042 | 9 | 0.64915
39021 | 13.78 | 1 | 365 | 15.6927 | 0.57847 | 16 | 0.27113
50253 | 6.625 | 1 | 365 | 7.5446 | 0.18196 | 7 | 0.72651
40282 | 9.88 | 1 | 365 | 11.2513 | 0.64117 | 11 | 0.89251
41477 | 2.86 | 1 | 365 | 3.257 | 0.55402 | 3 | 0.81099
56365 | 5.28 | 1 | 365 | 6.0129 | 0.099732 | 6 | 0.1126
45483 | 7.54 | 1 | 365 | 8.5866 | 0.27878 | 8 | 0.86534
39241 | 8.84 | 1 | 365 | 10.067 | 0.25789 | 10 | 0.32488
34876 | 251.395 | 0.9 | 365 | 257.6598 | 0.49072 | 258 | 0.15049
40716 | 4.505 | 1 | 365 | 5.1303 | 0.32373 | 5 | 0.45402
49906 | 7.2 | 1 | 365 | 8.1994 | 0.49964 | 8 | 0.699
49483 | 6.48 | 1 | 365 | 7.3794 | 0.84967 | 8 | 0.2291
50691 | 11.2 | 1 | 365 | 12.7546 | 0.6661 | 13 | 0.42066
54543 | 7.875 | 1 | 365 | 8.968 | 0.046476 | 9 | 0.014526
54527 | 6.38 | 1 | 365 | 7.2655 | 0.62051 | 7 | 0.88605
46905 | 7.56 | 1 | 365 | 8.6093 | 0.32462 | 8 | 0.93394
43022 | 5.1 | 1 | 365 | 5.8079 | 0.68724 | 6 | 0.49512
50330 | 6.63 | 1 | 365 | 7.5502 | 0.19341 | 7 | 0.74366
42356 | 9.43 | 1 | 365 | 10.7389 | 0.60994 | 11 | 0.34882
39686 | 6.76 | 1 | 365 | 7.6983 | 0.49132 | 8 | 0.18961
37722 | 7.54 | 1 | 365 | 8.5866 | 0.27878 | 8 | 0.86534
43752 | 10.66 | 1 | 365 | 12.1396 | 0.42863 | 12 | 0.56823
40046 | 6.76 | 1 | 365 | 7.6983 | 0.49132 | 8 | 0.18961
48497 | 5.72 | 1 | 365 | 6.5139 | 0.10804 | 6 | 0.62198
45705 | 4.42 | 1 | 365 | 5.0335 | 0.12894 | 5 | 0.16244
38884 | 4.68 | 1 | 365 | 5.3296 | 0.72476 | 6 | 0.054347
50445 | 8.16 | 1 | 365 | 9.2926 | 0.69959 | 9 | 0.99219
40474 | 12.74 | 1 | 365 | 14.5083 | 0.19519 | 14 | 0.7035
40051 | 2.6 | 1 | 365 | 2.9609 | 0.9582 | 3 | 0.91908
48384 | 9.945 | 1 | 365 | 11.3254 | 0.79012 | 12 | 0.11549
42028 | 4.16 | 1 | 365 | 4.7374 | 0.53312 | 5 | 0.27053
40588 | 10.92 | 1 | 365 | 12.4357 | 0.024447 | 12 | 0.46014
42256 | 11.18 | 1 | 365 | 12.7318 | 0.62027 | 13 | 0.35205
40216 | 3.57 | 1 | 365 | 4.0655 | 0.18107 | 4 | 0.24659
46219 | 4.335 | 1 | 365 | 4.9367 | 0.93416 | 5 | 0.87085
38661 | 7.28 | 1 | 365 | 8.2905 | 0.68296 | 8 | 0.97343
45391 | 3.9 | 1 | 365 | 4.4413 | 0.9373 | 5 | 0.37862
39508 | 3.825 | 1 | 365 | 4.3559 | 0.76543 | 5 | 0.12134
41740 | 6.24 | 1 | 365 | 7.1061 | 0.29968 | 7 | 0.4058
50632 | 2.7 | 1 | 365 | 3.0748 | 0.18736 | 3 | 0.26212
39460 | 5.46 | 1 | 365 | 6.2178 | 0.51222 | 6 | 0.73007
40677 | 6.625 | 1 | 365 | 7.5446 | 0.18196 | 7 | 0.72651
41997 | 3.445 | 1 | 365 | 3.9232 | 0.89462 | 4 | 0.81778
40729 | 15.9 | 1 | 365 | 18.1069 | 0.43669 | 18 | 0.54361
39612 | 6.24 | 1 | 365 | 7.1061 | 0.29968 | 7 | 0.4058
40585 | 5.865 | 1 | 365 | 6.6791 | 0.44033 | 7 | 0.11939
40322 | 7.02 | 1 | 365 | 7.9944 | 0.087144 | 8 | 0.08152
41916 | 6.375 | 1 | 365 | 7.2599 | 0.60905 | 7 | 0.8689
45365 | 8.415 | 1 | 365 | 9.583 | 0.28395 | 9 | 0.86695
38810 | 9.88 | 1 | 365 | 11.2513 | 0.64117 | 11 | 0.89251
48012 | 11.475 | 1 | 365 | 13.0677 | 0.29629 | 13 | 0.36402
47560 | 9.1 | 1 | 365 | 10.3631 | 0.85371 | 11 | 0.21679
38802 | 7.42 | 1 | 365 | 8.4499 | 0.0037907 | 8 | 0.45369
45611 | 5.61 | 1 | 365 | 6.3887 | 0.85597 | 7 | 0.24463
38179 | 7.02 | 1 | 365 | 7.9944 | 0.087144 | 8 | 0.08152
48062 | 11.985 | 1 | 365 | 13.6485 | 0.46502 | 14 | 0.11354
48393 | 3.825 | 1 | 365 | 4.3559 | 0.76543 | 5 | 0.12134
45299 | 3.38 | 1 | 365 | 3.8491 | 0.74566 | 4 | 0.59481
41573 | 8.32 | 1 | 365 | 9.4748 | 0.066245 | 9 | 0.54106
45651 | 6.24 | 1 | 365 | 7.1061 | 0.29968 | 7 | 0.4058
41569 | 7.02 | 1 | 365 | 7.9944 | 0.087144 | 8 | 0.08152
41491 | 10.4 | 1 | 365 | 11.8435 | 0.83281 | 12 | 0.67633
40049 | 4.59 | 1 | 365 | 5.2271 | 0.51852 | 5 | 0.74561
39540 | 7.8 | 1 | 365 | 8.8826 | 0.8746 | 9 | 0.75724
41656 | 7.14 | 1 | 365 | 8.131 | 0.36214 | 8 | 0.49317
39634 | 5.2 | 1 | 365 | 5.9218 | 0.9164 | 6 | 0.83816
38177 | 6.24 | 1 | 365 | 7.1061 | 0.29968 | 7 | 0.4058
39404 | 12.48 | 1 | 365 | 14.2122 | 0.59937 | 14 | 0.81159
39159 | 2.04 | 1 | 365 | 2.3232 | 0.6749 | 2 | 0.99805
43748 | 4.16 | 1 | 365 | 4.7374 | 0.53312 | 5 | 0.27053
45468 | 3.38 | 1 | 365 | 3.8491 | 0.74566 | 4 | 0.59481
39149 | 7.28 | 1 | 365 | 8.2905 | 0.68296 | 8 | 0.97343
39100 | 7.8 | 1 | 365 | 8.8826 | 0.8746 | 9 | 0.75724
43700 | 8.32 | 1 | 365 | 9.4748 | 0.066245 | 9 | 0.54106
39386 | 8.64 | 1 | 365 | 9.8392 | 0.79956 | 10 | 0.63879
41883 | 14.04 | 1 | 365 | 15.9888 | 0.17429 | 16 | 0.16304
41880 | 2.805 | 1 | 365 | 3.1943 | 0.42798 | 3 | 0.62232
53800 | 7.395 | 1 | 365 | 8.4214 | 0.9465 | 9 | 0.36793
40553 | 4.08 | 1 | 365 | 4.6463 | 0.34979 | 4 | 0.9961
53753 | 8.58 | 1 | 365 | 9.7709 | 0.66207 | 10 | 0.43297
53875 | 4.08 | 1 | 365 | 4.6463 | 0.34979 | 4 | 0.9961
40314 | 9.1 | 1 | 365 | 10.3631 | 0.85371 | 11 | 0.21679
53879 | 4.08 | 1 | 365 | 4.6463 | 0.34979 | 4 | 0.9961
45003 | 7.155 | 1 | 365 | 8.1481 | 0.39651 | 8 | 0.54463
53883 | 9.435 | 1 | 365 | 10.7446 | 0.6214 | 11 | 0.36597
48376 | 6.63 | 1 | 365 | 7.5502 | 0.19341 | 7 | 0.74366
42042 | 5.72 | 1 | 365 | 6.5139 | 0.10804 | 6 | 0.62198
50475 | 4.08 | 1 | 365 | 4.6463 | 0.34979 | 4 | 0.9961
47570 | 11.18 | 1 | 365 | 12.7318 | 0.62027 | 13 | 0.35205
40341 | 4.94 | 1 | 365 | 5.6257 | 0.32058 | 5 | 0.94626
50611 | 5.72 | 1 | 365 | 6.5139 | 0.10804 | 6 | 0.62198
40653 | 4.68 | 1 | 365 | 5.3296 | 0.72476 | 6 | 0.054347
53164 | 7.54 | 1 | 365 | 8.5866 | 0.27878 | 8 | 0.86534
42103 | 14.04 | 1 | 365 | 15.9888 | 0.17429 | 16 | 0.16304
46041 | 2.04 | 1 | 365 | 2.3232 | 0.6749 | 2 | 0.99805
47449 | 5.1 | 1 | 365 | 5.8079 | 0.68724 | 6 | 0.49512
41257 | 14.04 | 1 | 365 | 15.9888 | 0.17429 | 16 | 0.16304
50361 | 3.57 | 1 | 365 | 4.0655 | 0.18107 | 4 | 0.24659
41205 | 7.8 | 1 | 365 | 8.8826 | 0.8746 | 9 | 0.75724
41032 | 7.54 | 1 | 365 | 8.5866 | 0.27878 | 8 | 0.86534
39057 | 12.495 | 1 | 365 | 14.2293 | 0.63374 | 14 | 0.86305
45146 | 4.16 | 1 | 365 | 4.7374 | 0.53312 | 5 | 0.27053
45104 | 6.24 | 1 | 365 | 7.1061 | 0.29968 | 7 | 0.4058
43742 | 7.8 | 1 | 365 | 8.8826 | 0.8746 | 9 | 0.75724
43782 | 4.42 | 1 | 365 | 5.0335 | 0.12894 | 5 | 0.16244
38148 | 5.2 | 1 | 365 | 5.9218 | 0.9164 | 6 | 0.83816
39618 | 13.52 | 1 | 365 | 15.3966 | 0.98265 | 16 | 0.37922
42379 | 9.36 | 1 | 365 | 10.6592 | 0.44953 | 11 | 0.10869
39454 | 3.12 | 1 | 365 | 3.5531 | 0.14984 | 3 | 0.7029
39984 | 6.5 | 1 | 365 | 7.4022 | 0.8955 | 8 | 0.2977
45476 | 3.12 | 1 | 365 | 3.5531 | 0.14984 | 3 | 0.7029
39926 | 8.06 | 1 | 365 | 9.1787 | 0.47042 | 9 | 0.64915
40599 | 5.72 | 1 | 365 | 6.5139 | 0.10804 | 6 | 0.62198
41408 | 13.52 | 1 | 365 | 15.3966 | 0.98265 | 16 | 0.37922
39636 | 7.02 | 1 | 365 | 7.9944 | 0.087144 | 8 | 0.08152
40163 | 4.86 | 1 | 365 | 5.5346 | 0.13725 | 5 | 0.67182
50302 | 5.2 | 1 | 365 | 5.9218 | 0.9164 | 6 | 0.83816
45297 | 11.44 | 1 | 365 | 13.0279 | 0.21609 | 13 | 0.24396
40532 | 11.475 | 1 | 365 | 13.0677 | 0.29629 | 13 | 0.36402
41999 | 4.94 | 1 | 365 | 5.6257 | 0.32058 | 5 | 0.94626
51224 | 2.4 | 1 | 365 | 2.7331 | 0.49988 | 3 | 0.233
41295 | 13.52 | 1 | 365 | 15.3966 | 0.98265 | 16 | 0.37922
42858 | 5.3 | 1 | 365 | 6.0356 | 0.14556 | 6 | 0.1812
50501 | 3.64 | 1 | 365 | 4.1452 | 0.34148 | 4 | 0.48671
43041 | 10.14 | 1 | 365 | 11.5474 | 0.23699 | 11 | 0.78442
39437 | 11.96 | 1 | 365 | 13.62 | 0.40773 | 14 | 0.027775
39182 | 5.72 | 1 | 365 | 6.5139 | 0.10804 | 6 | 0.62198
45993 | 8.67 | 1 | 365 | 9.8734 | 0.86831 | 10 | 0.74171
39207 | 4.16 | 1 | 365 | 4.7374 | 0.53312 | 5 | 0.27053
41226 | 4.42 | 1 | 365 | 5.0335 | 0.12894 | 5 | 0.16244
37818 | 3.51 | 1 | 365 | 3.9972 | 0.043572 | 4 | 0.04076
40065 | 2.34 | 1 | 365 | 2.6648 | 0.36238 | 3 | 0.027173
40560 | 13 | 1 | 365 | 14.8044 | 0.79101 | 15 | 0.59541
42259 | 7.6 | 1 | 365 | 8.6549 | 0.41628 | 9 | 0.071162
45717 | 5.35 | 1 | 365 | 6.0926 | 0.26015 | 6 | 0.35273
41822 | 8.06 | 1 | 365 | 9.1787 | 0.47042 | 9 | 0.64915
39691 | 2.6 | 1 | 365 | 2.9609 | 0.9582 | 3 | 0.91908
39257 | 12.48 | 1 | 365 | 14.2122 | 0.59937 | 14 | 0.81159
49840 | 9.1 | 1 | 365 | 10.3631 | 0.85371 | 11 | 0.21679
47351 | 3.9 | 1 | 365 | 4.4413 | 0.9373 | 5 | 0.37862
40615 | 5.2 | 1 | 365 | 5.9218 | 0.9164 | 6 | 0.83816
41814 | 9.36 | 1 | 365 | 10.6592 | 0.44953 | 11 | 0.10869
45641 | 9.18 | 1 | 365 | 10.4542 | 0.037035 | 10 | 0.49122
53185 | 8.215 | 1 | 365 | 9.3552 | 0.82563 | 10 | 0.18087
45650 | 8.16 | 1 | 365 | 9.2926 | 0.69959 | 9 | 0.99219
53198 | 2.385 | 1 | 365 | 2.716 | 0.4655 | 3 | 0.18154
53250 | 5.83 | 1 | 365 | 6.6392 | 0.36012 | 6 | 0.99933
53269 | 3.71 | 1 | 365 | 4.2249 | 0.5019 | 4 | 0.72684
53288 | 4.505 | 1 | 365 | 5.1303 | 0.32373 | 5 | 0.45402
53178 | 5.3 | 1 | 365 | 6.0356 | 0.14556 | 6 | 0.1812
53610 | 5.565 | 1 | 365 | 6.3374 | 0.75284 | 7 | 0.090265
40459 | 6.36 | 1 | 365 | 7.2428 | 0.57468 | 7 | 0.81745
53639 | 7.95 | 1 | 365 | 9.0535 | 0.21835 | 9 | 0.27181
47438 | 10.66 | 1 | 365 | 12.1396 | 0.42863 | 12 | 0.56823
49640 | 3.3 | 1 | 365 | 3.758 | 0.56233 | 4 | 0.32037
50340 | 6.12 | 1 | 365 | 6.9695 | 0.02469 | 6 | 0.99415
45303 | 9.36 | 1 | 365 | 10.6592 | 0.44953 | 11 | 0.10869
49506 | 3.9 | 1 | 365 | 4.4413 | 0.9373 | 5 | 0.37862
39673 | 8.32 | 1 | 365 | 9.4748 | 0.066245 | 9 | 0.54106
50218 | 6.24 | 1 | 365 | 7.1061 | 0.29968 | 7 | 0.4058
39416 | 5.98 | 1 | 365 | 6.81 | 0.70386 | 7 | 0.51389
40614 | 5.72 | 1 | 365 | 6.5139 | 0.10804 | 6 | 0.62198
41829 | 4.68 | 1 | 365 | 5.3296 | 0.72476 | 6 | 0.054347
40086 | 6.5 | 1 | 365 | 7.4022 | 0.8955 | 8 | 0.2977
43315 | 5.46 | 1 | 365 | 6.2178 | 0.51222 | 6 | 0.73007
48435 | 7.8 | 1 | 365 | 8.8826 | 0.8746 | 9 | 0.75724
41693 | 7.02 | 1 | 365 | 7.9944 | 0.087144 | 8 | 0.08152
39657 | 4.68 | 1 | 365 | 5.3296 | 0.72476 | 6 | 0.054347
43269 | 4.68 | 1 | 365 | 5.3296 | 0.72476 | 6 | 0.054347
39370 | 2.55 | 1 | 365 | 2.9039 | 0.84362 | 3 | 0.74756
49497 | 5.2 | 1 | 365 | 5.9218 | 0.9164 | 6 | 0.83816
47781 | 8.415 | 1 | 365 | 9.583 | 0.28395 | 9 | 0.86695
50402 | 6.885 | 1 | 365 | 7.8406 | 0.77778 | 8 | 0.61841
40550 | 12.48 | 1 | 365 | 14.2122 | 0.59937 | 14 | 0.81159
39954 | 8.84 | 1 | 365 | 10.067 | 0.25789 | 10 | 0.32488
37792 | 7.54 | 1 | 365 | 8.5866 | 0.27878 | 8 | 0.86534
43848 | 4.05 | 1 | 365 | 4.6121 | 0.28104 | 4 | 0.89318
45887 | 2.86 | 1 | 365 | 3.257 | 0.55402 | 3 | 0.81099
47469 | 7.14 | 1 | 365 | 8.131 | 0.36214 | 8 | 0.49317
50314 | 5.1 | 1 | 365 | 5.8079 | 0.68724 | 6 | 0.49512
48458 | 10.07 | 1 | 365 | 11.4677 | 0.076573 | 11 | 0.54429
39589 | 4.845 | 1 | 365 | 5.5175 | 0.10288 | 5 | 0.62037
45629 | 13.77 | 1 | 365 | 15.6813 | 0.55555 | 16 | 0.23683
50490 | 8.32 | 1 | 365 | 9.4748 | 0.066245 | 9 | 0.54106
42589 | 4.05 | 1 | 365 | 4.6121 | 0.28104 | 4 | 0.89318
47444 | 2.43 | 1 | 365 | 2.7673 | 0.56863 | 3 | 0.33591
38047 | 5.72 | 1 | 365 | 6.5139 | 0.10804 | 6 | 0.62198
50583 | 5.46 | 1 | 365 | 6.2178 | 0.51222 | 6 | 0.73007
43601 | 5.2 | 1 | 365 | 5.9218 | 0.9164 | 6 | 0.83816
46036 | 8.58 | 1 | 365 | 9.7709 | 0.66207 | 10 | 0.43297
50249 | 8.06 | 1 | 365 | 9.1787 | 0.47042 | 9 | 0.64915
39942 | 8.415 | 1 | 365 | 9.583 | 0.28395 | 9 | 0.86695
45693 | 9.435 | 1 | 365 | 10.7446 | 0.6214 | 11 | 0.36597
40984 | 4.16 | 1 | 365 | 4.7374 | 0.53312 | 5 | 0.27053
40503 | 2.6 | 1 | 365 | 2.9609 | 0.9582 | 3 | 0.91908
45763 | 6.89 | 1 | 365 | 7.8463 | 0.78923 | 8 | 0.63557
43720 | 4.335 | 1 | 365 | 4.9367 | 0.93416 | 5 | 0.87085
50210 | 8.06 | 1 | 365 | 9.1787 | 0.47042 | 9 | 0.64915
42179 | 6.5 | 1 | 365 | 7.4022 | 0.8955 | 8 | 0.2977
39339 | 5.565 | 1 | 365 | 6.3374 | 0.75284 | 7 | 0.090265
50270 | 7.65 | 1 | 365 | 8.7118 | 0.53086 | 9 | 0.24268
47850 | 4.59 | 1 | 365 | 5.2271 | 0.51852 | 5 | 0.74561
45331 | 3.975 | 1 | 365 | 4.5267 | 0.10917 | 4 | 0.6359
38983 | 4.16 | 1 | 365 | 4.7374 | 0.53312 | 5 | 0.27053
43600 | 3.12 | 1 | 365 | 3.5531 | 0.14984 | 3 | 0.7029
39627 | 11.985 | 1 | 365 | 13.6485 | 0.46502 | 14 | 0.11354
39344 | 8.84 | 1 | 365 | 10.067 | 0.25789 | 10 | 0.32488
41454 | 5.98 | 1 | 365 | 6.81 | 0.70386 | 7 | 0.51389
40605 | 7.02 | 1 | 365 | 7.9944 | 0.087144 | 8 | 0.08152
40059 | 4.94 | 1 | 365 | 5.6257 | 0.32058 | 5 | 0.94626
46671 | 4.68 | 1 | 365 | 5.3296 | 0.72476 | 6 | 0.054347
43053 | 8.58 | 1 | 365 | 9.7709 | 0.66207 | 10 | 0.43297
41084 | 8.06 | 1 | 365 | 9.1787 | 0.47042 | 9 | 0.64915
39581 | 12.74 | 1 | 365 | 14.5083 | 0.19519 | 14 | 0.7035
43590 | 6.095 | 1 | 365 | 6.941 | 0.9674 | 7 | 0.90839
39990 | 2.6 | 1 | 365 | 2.9609 | 0.9582 | 3 | 0.91908
39549 | 8.58 | 1 | 365 | 9.7709 | 0.66207 | 10 | 0.43297
40566 | 5.72 | 1 | 365 | 6.5139 | 0.10804 | 6 | 0.62198
41401 | 12.985 | 1 | 365 | 14.7873 | 0.75663 | 15 | 0.54395
39468 | 2.97 | 1 | 365 | 3.3822 | 0.8061 | 4 | 0.18834
45867 | 10.14 | 1 | 365 | 11.5474 | 0.23699 | 11 | 0.78442
40422 | 2.08 | 1 | 365 | 2.3687 | 0.76656 | 3 | 0.13527
44993 | 6.5 | 1 | 365 | 7.4022 | 0.8955 | 8 | 0.2977
38573 | 9.435 | 1 | 365 | 10.7446 | 0.6214 | 11 | 0.36597
45293 | 13.005 | 1 | 365 | 14.8101 | 0.80247 | 15 | 0.61256
43276 | 11.985 | 1 | 365 | 13.6485 | 0.46502 | 14 | 0.11354
45600 | 5.1 | 1 | 365 | 5.8079 | 0.68724 | 6 | 0.49512
42229 | 6.625 | 1 | 365 | 7.5446 | 0.18196 | 7 | 0.72651
48362 | 5.2 | 1 | 365 | 5.9218 | 0.9164 | 6 | 0.83816
48511 | 10.92 | 1 | 365 | 12.4357 | 0.024447 | 12 | 0.46014
37895 | 2.65 | 1 | 365 | 3.0178 | 0.072782 | 3 | 0.090602
50215 | 5.61 | 1 | 365 | 6.3887 | 0.85597 | 7 | 0.24463
50325 | 4.845 | 1 | 365 | 5.5175 | 0.10288 | 5 | 0.62037
45329 | 5.61 | 1 | 365 | 6.3887 | 0.85597 | 7 | 0.24463
48388 | 7.28 | 1 | 365 | 8.2905 | 0.68296 | 8 | 0.97343
50419 | 9.18 | 1 | 365 | 10.4542 | 0.037035 | 10 | 0.49122
45671 | 5.98 | 1 | 365 | 6.81 | 0.70386 | 7 | 0.51389
50489 | 8.67 | 1 | 365 | 9.8734 | 0.86831 | 10 | 0.74171
40485 | 6.76 | 1 | 365 | 7.6983 | 0.49132 | 8 | 0.18961
47364 | 3.38 | 1 | 365 | 3.8491 | 0.74566 | 4 | 0.59481
47512 | 2.385 | 1 | 365 | 2.716 | 0.4655 | 3 | 0.18154
47953 | 14.04 | 1 | 365 | 15.9888 | 0.17429 | 16 | 0.16304
50387 | 9.69 | 1 | 365 | 11.035 | 0.20576 | 11 | 0.24073
38790 | 4.16 | 1 | 365 | 4.7374 | 0.53312 | 5 | 0.27053
50324 | 8.67 | 1 | 365 | 9.8734 | 0.86831 | 10 | 0.74171
40105 | 10.66 | 1 | 365 | 12.1396 | 0.42863 | 12 | 0.56823
40094 | 12.24 | 1 | 365 | 13.9389 | 0.04938 | 13 | 0.98829
39650 | 2.34 | 1 | 365 | 2.6648 | 0.36238 | 3 | 0.027173
43701 | 8.84 | 1 | 365 | 10.067 | 0.25789 | 10 | 0.32488
41835 | 13 | 1 | 365 | 14.8044 | 0.79101 | 15 | 0.59541
45950 | 6.375 | 1 | 365 | 7.2599 | 0.60905 | 7 | 0.8689
41254 | 3.38 | 1 | 365 | 3.8491 | 0.74566 | 4 | 0.59481
45761 | 6.24 | 1 | 365 | 7.1061 | 0.29968 | 7 | 0.4058
43743 | 13.78 | 1 | 365 | 15.6927 | 0.57847 | 16 | 0.27113
37911 | 7.02 | 1 | 365 | 7.9944 | 0.087144 | 8 | 0.08152
39648 | 8.925 | 1 | 365 | 10.1638 | 0.45267 | 10 | 0.61646
43831 | 4.335 | 1 | 365 | 4.9367 | 0.93416 | 5 | 0.87085
41826 | 5.98 | 1 | 365 | 6.81 | 0.70386 | 7 | 0.51389
41115 | 6.63 | 1 | 365 | 7.5502 | 0.19341 | 7 | 0.74366
40506 | 12.48 | 1 | 365 | 14.2122 | 0.59937 | 14 | 0.81159
47824 | 7.8 | 1 | 365 | 8.8826 | 0.8746 | 9 | 0.75724
47515 | 9.01 | 1 | 365 | 10.2606 | 0.64746 | 10 | 0.90805
47389 | 6.24 | 1 | 365 | 7.1061 | 0.29968 | 7 | 0.4058
48494 | 13.26 | 1 | 365 | 15.1005 | 0.38683 | 15 | 0.48732
42106 | 3.12 | 1 | 365 | 3.5531 | 0.14984 | 3 | 0.7029
40623 | 5.335 | 1 | 365 | 6.0755 | 0.22577 | 6 | 0.30127
45959 | 3.975 | 1 | 365 | 4.5267 | 0.10917 | 4 | 0.6359
41718 | 11.18 | 1 | 365 | 12.7318 | 0.62027 | 13 | 0.35205
42141 | 7.395 | 1 | 365 | 8.4214 | 0.9465 | 9 | 0.36793
45150 | 6.5 | 1 | 365 | 7.4022 | 0.8955 | 8 | 0.2977
39428 | 8.58 | 1 | 365 | 9.7709 | 0.66207 | 10 | 0.43297
50274 | 13.515 | 1 | 365 | 15.3909 | 0.97119 | 16 | 0.36207
40479 | 10.92 | 1 | 365 | 12.4357 | 0.024447 | 12 | 0.46014
37922 | 12.455 | 1 | 365 | 14.1838 | 0.54208 | 14 | 0.72583
44985 | 6.21 | 1 | 365 | 7.0719 | 0.23094 | 7 | 0.30288
39927 | 5.565 | 1 | 365 | 6.3374 | 0.75284 | 7 | 0.090265
39535 | 8.06 | 1 | 365 | 9.1787 | 0.47042 | 9 | 0.64915
50587 | 14.025 | 1 | 365 | 15.9717 | 0.13991 | 16 | 0.11158
28824 | 4.505 | 1 | 365 | 5.1303 | 0.32373 | 5 | 0.45402
38985 | 9.36 | 1 | 365 | 10.6592 | 0.44953 | 11 | 0.10869
28871 | 10.4 | 1 | 365 | 11.8435 | 0.83281 | 12 | 0.67633
45053 | 3.9 | 1 | 365 | 4.4413 | 0.9373 | 5 | 0.37862
40304 | 10.71 | 1 | 365 | 12.1965 | 0.54321 | 12 | 0.73976
45544 | 4.08 | 1 | 365 | 4.6463 | 0.34979 | 4 | 0.9961
38684 | 4.68 | 1 | 365 | 5.3296 | 0.72476 | 6 | 0.054347
40224 | 5.46 | 1 | 365 | 6.2178 | 0.51222 | 6 | 0.73007
46191 | 6.5 | 1 | 365 | 7.4022 | 0.8955 | 8 | 0.2977
41696 | 7.02 | 1 | 365 | 7.9944 | 0.087144 | 8 | 0.08152
37787 | 9.1 | 1 | 365 | 10.3631 | 0.85371 | 11 | 0.21679
40336 | 5.865 | 1 | 365 | 6.6791 | 0.44033 | 7 | 0.11939
42565 | 9.435 | 1 | 365 | 10.7446 | 0.6214 | 11 | 0.36597
45363 | 3.9 | 1 | 365 | 4.4413 | 0.9373 | 5 | 0.37862
40562 | 2.86 | 1 | 365 | 3.257 | 0.55402 | 3 | 0.81099
46260 | 7.95 | 1 | 365 | 9.0535 | 0.21835 | 9 | 0.27181
41888 | 4.94 | 1 | 365 | 5.6257 | 0.32058 | 5 | 0.94626
40720 | 3.98 | 1 | 365 | 4.5324 | 0.12063 | 4 | 0.65306
42108 | 2.6 | 1 | 365 | 2.9609 | 0.9582 | 3 | 0.91908
40202 | 4.16 | 1 | 365 | 4.7374 | 0.53312 | 5 | 0.27053
46037 | 2.55 | 1 | 365 | 2.9039 | 0.84362 | 3 | 0.74756
44749 | 5.46 | 1 | 365 | 6.2178 | 0.51222 | 6 | 0.73007
38253 | 2.915 | 1 | 365 | 3.3196 | 0.68006 | 3 | 0.99966
43813 | 14.04 | 1 | 365 | 15.9888 | 0.17429 | 16 | 0.16304
50344 | 7.14 | 1 | 365 | 8.131 | 0.36214 | 8 | 0.49317
50276 | 5.565 | 1 | 365 | 6.3374 | 0.75284 | 7 | 0.090265
50211 | 6.37 | 1 | 365 | 7.2542 | 0.59759 | 7 | 0.85175
45968 | 4.16 | 1 | 365 | 4.7374 | 0.53312 | 5 | 0.27053
50462 | 8.48 | 1 | 365 | 9.657 | 0.4329 | 10 | 0.089928
50359 | 6.24 | 1 | 365 | 7.1061 | 0.29968 | 7 | 0.4058
50234 | 11.985 | 1 | 365 | 13.6485 | 0.46502 | 14 | 0.11354
45096 | 6.76 | 1 | 365 | 7.6983 | 0.49132 | 8 | 0.18961
40348 | 8.41 | 1 | 365 | 9.5773 | 0.27249 | 9 | 0.8498
39597 | 9.54 | 1 | 365 | 10.8642 | 0.86202 | 11 | 0.72617
39210 | 4.16 | 1 | 365 | 4.7374 | 0.53312 | 5 | 0.27053
38777 | 5.72 | 1 | 365 | 6.5139 | 0.10804 | 6 | 0.62198
41043 | 9.54 | 1 | 365 | 10.8642 | 0.86202 | 11 | 0.72617
38959 | 6.24 | 1 | 365 | 7.1061 | 0.29968 | 7 | 0.4058
40395 | 10.66 | 1 | 365 | 12.1396 | 0.42863 | 12 | 0.56823
46155 | 5.1 | 1 | 365 | 5.8079 | 0.68724 | 6 | 0.49512
45755 | 4.94 | 1 | 365 | 5.6257 | 0.32058 | 5 | 0.94626
33161 | 4.68 | 1 | 365 | 5.3296 | 0.72476 | 6 | 0.054347
38666 | 8.415 | 1 | 365 | 9.583 | 0.28395 | 9 | 0.86695
39450 | 3.9 | 1 | 365 | 4.4413 | 0.9373 | 5 | 0.37862
39323 | 6.625 | 1 | 365 | 7.5446 | 0.18196 | 7 | 0.72651
32750 | 4.94 | 1 | 365 | 5.6257 | 0.32058 | 5 | 0.94626
45665 | 5.83 | 1 | 365 | 6.6392 | 0.36012 | 6 | 0.99933
39867 | 6.63 | 1 | 365 | 7.5502 | 0.19341 | 7 | 0.74366
41033 | 5.2 | 1 | 365 | 5.9218 | 0.9164 | 6 | 0.83816
40976 | 6.24 | 1 | 365 | 7.1061 | 0.29968 | 7 | 0.4058
45785 | 5.72 | 1 | 365 | 6.5139 | 0.10804 | 6 | 0.62198
47516 | 4.16 | 1 | 365 | 4.7374 | 0.53312 | 5 | 0.27053
30466 | 10.92 | 1 | 365 | 12.4357 | 0.024447 | 12 | 0.46014
39325 | 3.38 | 1 | 365 | 3.8491 | 0.74566 | 4 | 0.59481
33519 | 8.06 | 1 | 365 | 9.1787 | 0.47042 | 9 | 0.64915
50768 | 7.54 | 1 | 365 | 8.5866 | 0.27878 | 8 | 0.86534
38286 | 4.42 | 1 | 365 | 5.0335 | 0.12894 | 5 | 0.16244
30455 | 7.02 | 1 | 365 | 7.9944 | 0.087144 | 8 | 0.08152
39273 | 4.16 | 1 | 365 | 4.7374 | 0.53312 | 5 | 0.27053
33322 | 3.9 | 1 | 365 | 4.4413 | 0.9373 | 5 | 0.37862
39231 | 5.1 | 1 | 365 | 5.8079 | 0.68724 | 6 | 0.49512
41419 | 10.66 | 1 | 365 | 12.1396 | 0.42863 | 12 | 0.56823
39610 | 14.56 | 1 | 365 | 16.5809 | 0.36593 | 16 | 0.94686
44148 | 13 | 1 | 365 | 14.8044 | 0.79101 | 15 | 0.59541
50467 | 5.1 | 1 | 365 | 5.8079 | 0.68724 | 6 | 0.49512
45970 | 17.085 | 1 | 365 | 19.4564 | 0.15226 | 19 | 0.60866
42656 | 8.06 | 1 | 365 | 9.1787 | 0.47042 | 9 | 0.64915
39242 | 5.98 | 1 | 365 | 6.81 | 0.70386 | 7 | 0.51389
47905 | 10.71 | 1 | 365 | 12.1965 | 0.54321 | 12 | 0.73976
39463 | 14.04 | 1 | 365 | 15.9888 | 0.17429 | 16 | 0.16304
32835 | 5.1 | 1 | 365 | 5.8079 | 0.68724 | 6 | 0.49512
50220 | 5.865 | 1 | 365 | 6.6791 | 0.44033 | 7 | 0.11939
47965 | 6.36 | 1 | 365 | 7.2428 | 0.57468 | 7 | 0.81745
39527 | 3.12 | 1 | 365 | 3.5531 | 0.14984 | 3 | 0.7029
47529 | 4.845 | 1 | 365 | 5.5175 | 0.10288 | 5 | 0.62037
45121 | 4.59 | 1 | 365 | 5.2271 | 0.51852 | 5 | 0.74561
50227 | 13.26 | 1 | 365 | 15.1005 | 0.38683 | 15 | 0.48732
50281 | 12.24 | 1 | 365 | 13.9389 | 0.04938 | 13 | 0.98829
45906 | 3.51 | 1 | 365 | 3.9972 | 0.043572 | 4 | 0.04076
39320 | 4.42 | 1 | 365 | 5.0335 | 0.12894 | 5 | 0.16244
40043 | 3.315 | 1 | 365 | 3.7751 | 0.59671 | 4 | 0.37183
50473 | 5.355 | 1 | 365 | 6.0983 | 0.2716 | 6 | 0.36988
39585 | 4.68 | 1 | 365 | 5.3296 | 0.72476 | 6 | 0.054347
41929 | 6.24 | 1 | 365 | 7.1061 | 0.29968 | 7 | 0.4058
44948 | 4.68 | 1 | 365 | 5.3296 | 0.72476 | 6 | 0.054347
40584 | 9.1 | 1 | 365 | 10.3631 | 0.85371 | 11 | 0.21679
31811 | 9.1 | 1 | 365 | 10.3631 | 0.85371 | 11 | 0.21679
31227 | 4.68 | 1 | 365 | 5.3296 | 0.72476 | 6 | 0.054347
39644 | 5.72 | 1 | 365 | 6.5139 | 0.10804 | 6 | 0.62198
28954 | 3.64 | 1 | 365 | 4.1452 | 0.34148 | 4 | 0.48671
43318 | 6.24 | 1 | 365 | 7.1061 | 0.29968 | 7 | 0.4058
37577 | 9.88 | 1 | 365 | 11.2513 | 0.64117 | 11 | 0.89251
39467 | 10.965 | 1 | 365 | 12.4869 | 0.12757 | 12 | 0.61451
39421 | 7.02 | 1 | 365 | 7.9944 | 0.087144 | 8 | 0.08152
40509 | 5.2 | 1 | 365 | 5.9218 | 0.9164 | 6 | 0.83816
43846 | 14.79 | 1 | 365 | 16.8429 | 0.893 | 17 | 0.73585
41812 | 3.315 | 1 | 365 | 3.7751 | 0.59671 | 4 | 0.37183
50578 | 2.34 | 1 | 365 | 2.6648 | 0.36238 | 3 | 0.027173
42069 | 5.2 | 1 | 365 | 5.9218 | 0.9164 | 6 | 0.83816
39483 | 10.53 | 1 | 365 | 11.9916 | 0.13072 | 12 | 0.12228
37930 | 8.67 | 1 | 365 | 9.8734 | 0.86831 | 10 | 0.74171
39446 | 6.24 | 1 | 365 | 7.1061 | 0.29968 | 7 | 0.4058
40510 | 5.72 | 1 | 365 | 6.5139 | 0.10804 | 6 | 0.62198
47545 | 6.375 | 1 | 365 | 7.2599 | 0.60905 | 7 | 0.8689
50328 | 10.92 | 1 | 365 | 12.4357 | 0.024447 | 12 | 0.46014
33584 | 4.42 | 1 | 365 | 5.0335 | 0.12894 | 5 | 0.16244
40356 | 3.64 | 1 | 365 | 4.1452 | 0.34148 | 4 | 0.48671
33664 | 8.84 | 1 | 365 | 10.067 | 0.25789 | 10 | 0.32488
40386 | 7.02 | 1 | 365 | 7.9944 | 0.087144 | 8 | 0.08152
33101 | 8.32 | 1 | 365 | 9.4748 | 0.066245 | 9 | 0.54106
40193 | 3.12 | 1 | 365 | 3.5531 | 0.14984 | 3 | 0.7029
40909 | 9.805 | 1 | 365 | 11.1659 | 0.46929 | 11 | 0.63523
38229 | 4.845 | 1 | 365 | 5.5175 | 0.10288 | 5 | 0.62037
40528 | 8.06 | 1 | 365 | 9.1787 | 0.47042 | 9 | 0.64915
41847 | 4.16 | 1 | 365 | 4.7374 | 0.53312 | 5 | 0.27053
41688 | 6.24 | 1 | 365 | 7.1061 | 0.29968 | 7 | 0.4058
49662 | 4.68 | 1 | 365 | 5.3296 | 0.72476 | 6 | 0.054347
39328 | 10.4 | 1 | 365 | 11.8435 | 0.83281 | 12 | 0.67633
42380 | 5.46 | 1 | 365 | 6.2178 | 0.51222 | 6 | 0.73007
41381 | 6.885 | 1 | 365 | 7.8406 | 0.77778 | 8 | 0.61841
43339 | 5.61 | 1 | 365 | 6.3887 | 0.85597 | 7 | 0.24463
41808 | 7.685 | 1 | 365 | 8.7517 | 0.61107 | 9 | 0.36275
38062 | 7.14 | 1 | 365 | 8.131 | 0.36214 | 8 | 0.49317
43609 | 10.92 | 1 | 365 | 12.4357 | 0.024447 | 12 | 0.46014
42978 | 13 | 1 | 365 | 14.8044 | 0.79101 | 15 | 0.59541
43335 | 3.64 | 1 | 365 | 4.1452 | 0.34148 | 4 | 0.48671
38488 | 13.52 | 1 | 365 | 15.3966 | 0.98265 | 16 | 0.37922
41403 | 6.24 | 1 | 365 | 7.1061 | 0.29968 | 7 | 0.4058
39407 | 7.02 | 1 | 365 | 7.9944 | 0.087144 | 8 | 0.08152
35457 | 9.36 | 1 | 365 | 10.6592 | 0.44953 | 11 | 0.10869
41828 | 8.32 | 1 | 365 | 9.4748 | 0.066245 | 9 | 0.54106
45380 | 6.76 | 1 | 365 | 7.6983 | 0.49132 | 8 | 0.18961
43690 | 7.95 | 1 | 365 | 9.0535 | 0.21835 | 9 | 0.27181
50476 | 6.63 | 1 | 365 | 7.5502 | 0.19341 | 7 | 0.74366
41083 | 11.18 | 1 | 365 | 12.7318 | 0.62027 | 13 | 0.35205
38334 | 5.865 | 1 | 365 | 6.6791 | 0.44033 | 7 | 0.11939
45619 | 7.65 | 1 | 365 | 8.7118 | 0.53086 | 9 | 0.24268
47476 | 4.42 | 1 | 365 | 5.0335 | 0.12894 | 5 | 0.16244
48008 | 13.26 | 1 | 365 | 15.1005 | 0.38683 | 15 | 0.48732
43341 | 8.32 | 1 | 365 | 9.4748 | 0.066245 | 9 | 0.54106
48091 | 13.77 | 1 | 365 | 15.6813 | 0.55555 | 16 | 0.23683
48518 | 10.2 | 1 | 365 | 11.6158 | 0.37448 | 11 | 0.99024
39349 | 12.48 | 1 | 365 | 14.2122 | 0.59937 | 14 | 0.81159
48170 | 12.74 | 1 | 365 | 14.5083 | 0.19519 | 14 | 0.7035
47511 | 6.375 | 1 | 365 | 7.2599 | 0.60905 | 7 | 0.8689
50250 | 8.16 | 1 | 365 | 9.2926 | 0.69959 | 9 | 0.99219
48403 | 4.68 | 1 | 365 | 5.3296 | 0.72476 | 6 | 0.054347
40228 | 14.04 | 1 | 365 | 15.9888 | 0.17429 | 16 | 0.16304
40087 | 12.24 | 1 | 365 | 13.9389 | 0.04938 | 13 | 0.98829
39136 | 6.5 | 1 | 365 | 7.4022 | 0.8955 | 8 | 0.2977
39480 | 14.56 | 1 | 365 | 16.5809 | 0.36593 | 16 | 0.94686
39106 | 4.16 | 1 | 365 | 4.7374 | 0.53312 | 5 | 0.27053
48147 | 4.335 | 1 | 365 | 4.9367 | 0.93416 | 5 | 0.87085
50336 | 10.2 | 1 | 365 | 11.6158 | 0.37448 | 11 | 0.99024
45739 | 5.2 | 1 | 365 | 5.9218 | 0.9164 | 6 | 0.83816
40512 | 7.02 | 1 | 365 | 7.9944 | 0.087144 | 8 | 0.08152
43911 | 10.53 | 1 | 365 | 11.9916 | 0.13072 | 12 | 0.12228
39438 | 8.925 | 1 | 365 | 10.1638 | 0.45267 | 10 | 0.61646
50282 | 9.88 | 1 | 365 | 11.2513 | 0.64117 | 11 | 0.89251
39327 | 4.16 | 1 | 365 | 4.7374 | 0.53312 | 5 | 0.27053
39552 | 15.34 | 1 | 365 | 17.4692 | 0.15339 | 17 | 0.62258
45451 | 12.75 | 1 | 365 | 14.5197 | 0.2181 | 14 | 0.7378
39160 | 9.945 | 1 | 365 | 11.3254 | 0.79012 | 12 | 0.11549
39389 | 4.68 | 1 | 365 | 5.3296 | 0.72476 | 6 | 0.054347
42468 | 2.34 | 1 | 365 | 2.6648 | 0.36238 | 3 | 0.027173
39546 | 6.76 | 1 | 365 | 7.6983 | 0.49132 | 8 | 0.18961
41705 | 8.84 | 1 | 365 | 10.067 | 0.25789 | 10 | 0.32488
43708 | 13.52 | 1 | 365 | 15.3966 | 0.98265 | 16 | 0.37922
39689 | 5.2 | 1 | 365 | 5.9218 | 0.9164 | 6 | 0.83816
39333 | 6.885 | 1 | 365 | 7.8406 | 0.77778 | 8 | 0.61841
39000 | 3.12 | 1 | 365 | 3.5531 | 0.14984 | 3 | 0.7029
50326 | 7.02 | 1 | 365 | 7.9944 | 0.087144 | 8 | 0.08152
45776 | 14.04 | 1 | 365 | 15.9888 | 0.17429 | 16 | 0.16304
45884 | 4.08 | 1 | 365 | 4.6463 | 0.34979 | 4 | 0.9961
39239 | 8.67 | 1 | 365 | 9.8734 | 0.86831 | 10 | 0.74171
42225 | 12.22 | 1 | 365 | 13.9161 | 0.0035475 | 13 | 0.91968
40298 | 11.22 | 1 | 365 | 12.7773 | 0.71193 | 13 | 0.48927
41749 | 4.16 | 1 | 365 | 4.7374 | 0.53312 | 5 | 0.27053
41818 | 8.06 | 1 | 365 | 9.1787 | 0.47042 | 9 | 0.64915
45295 | 10.965 | 1 | 365 | 12.4869 | 0.12757 | 12 | 0.61451
38784 | 13 | 1 | 365 | 14.8044 | 0.79101 | 15 | 0.59541
43278 | 7.28 | 1 | 365 | 8.2905 | 0.68296 | 8 | 0.97343
41066 | 11.96 | 1 | 365 | 13.62 | 0.40773 | 14 | 0.027775
38014 | 8.67 | 1 | 365 | 9.8734 | 0.86831 | 10 | 0.74171
39289 | 8.16 | 1 | 365 | 9.2926 | 0.69959 | 9 | 0.99219
45189 | 3.975 | 1 | 365 | 4.5267 | 0.10917 | 4 | 0.6359
39973 | 9.69 | 1 | 365 | 11.035 | 0.20576 | 11 | 0.24073
37887 | 2.86 | 1 | 365 | 3.257 | 0.55402 | 3 | 0.81099
39629 | 8.06 | 1 | 365 | 9.1787 | 0.47042 | 9 | 0.64915
40098 | 15.86 | 1 | 365 | 18.0614 | 0.34503 | 18 | 0.4064
39562 | 9.1 | 1 | 365 | 10.3631 | 0.85371 | 11 | 0.21679
42955 | 5.2 | 1 | 365 | 5.9218 | 0.9164 | 6 | 0.83816
48123 | 4.59 | 1 | 365 | 5.2271 | 0.51852 | 5 | 0.74561
43762 | 9.945 | 1 | 365 | 11.3254 | 0.79012 | 12 | 0.11549
40947 | 5.1 | 1 | 365 | 5.8079 | 0.68724 | 6 | 0.49512
39216 | 5.46 | 1 | 365 | 6.2178 | 0.51222 | 6 | 0.73007
40128 | 9.1 | 1 | 365 | 10.3631 | 0.85371 | 11 | 0.21679
45715 | 7.685 | 1 | 365 | 8.7517 | 0.61107 | 9 | 0.36275
43170 | 12.48 | 1 | 365 | 14.2122 | 0.59937 | 14 | 0.81159
41723 | 7.42 | 1 | 365 | 8.4499 | 0.0037907 | 8 | 0.45369
40904 | 5.46 | 1 | 365 | 6.2178 | 0.51222 | 6 | 0.73007
38029 | 6.5 | 1 | 365 | 7.4022 | 0.8955 | 8 | 0.2977
40035 | 8.06 | 1 | 365 | 9.1787 | 0.47042 | 9 | 0.64915
39107 | 12.48 | 1 | 365 | 14.2122 | 0.59937 | 14 | 0.81159
50666 | 6.885 | 1 | 365 | 7.8406 | 0.77778 | 8 | 0.61841
47491 | 7.65 | 1 | 365 | 8.7118 | 0.53086 | 9 | 0.24268
42249 | 4.68 | 1 | 365 | 5.3296 | 0.72476 | 6 | 0.054347
39484 | 11.07 | 1 | 365 | 12.6065 | 0.36819 | 12 | 0.97471
42001 | 12.72 | 1 | 365 | 14.4855 | 0.14936 | 14 | 0.63489
41277 | 5.61 | 1 | 365 | 6.3887 | 0.85597 | 7 | 0.24463
50209 | 3.57 | 1 | 365 | 4.0655 | 0.18107 | 4 | 0.24659
45158 | 3.64 | 1 | 365 | 4.1452 | 0.34148 | 4 | 0.48671
41173 | 4.59 | 1 | 365 | 5.2271 | 0.51852 | 5 | 0.74561
43840 | 8.06 | 1 | 365 | 9.1787 | 0.47042 | 9 | 0.64915
41861 | 5.46 | 1 | 365 | 6.2178 | 0.51222 | 6 | 0.73007
50679 | 11.96 | 1 | 365 | 13.62 | 0.40773 | 14 | 0.027775
39578 | 7.4 | 1 | 365 | 8.4271 | 0.95796 | 9 | 0.38508
39461 | 3.825 | 1 | 365 | 4.3559 | 0.76543 | 5 | 0.12134
41631 | 13.26 | 1 | 365 | 15.1005 | 0.38683 | 15 | 0.48732
39963 | 2.6 | 1 | 365 | 2.9609 | 0.9582 | 3 | 0.91908
40058 | 8.1 | 1 | 365 | 9.2243 | 0.56209 | 9 | 0.78637
47558 | 2.805 | 1 | 365 | 3.1943 | 0.42798 | 3 | 0.62232
45546 | 3.64 | 1 | 365 | 4.1452 | 0.34148 | 4 | 0.48671
43152 | 4.08 | 1 | 365 | 4.6463 | 0.34979 | 4 | 0.9961
39579 | 5.72 | 1 | 365 | 6.5139 | 0.10804 | 6 | 0.62198
39080 | 8.84 | 1 | 365 | 10.067 | 0.25789 | 10 | 0.32488
40861 | 4.16 | 1 | 365 | 4.7374 | 0.53312 | 5 | 0.27053
41397 | 11.18 | 1 | 365 | 12.7318 | 0.62027 | 13 | 0.35205
41472 | 4.68 | 1 | 365 | 5.3296 | 0.72476 | 6 | 0.054347
41255 | 4.68 | 1 | 365 | 5.3296 | 0.72476 | 6 | 0.054347
41074 | 7.155 | 1 | 365 | 8.1481 | 0.39651 | 8 | 0.54463
45673 | 8.06 | 1 | 365 | 9.1787 | 0.47042 | 9 | 0.64915
45074 | 4.32 | 1 | 365 | 4.9196 | 0.89978 | 5 | 0.8194
50586 | 3.825 | 1 | 365 | 4.3559 | 0.76543 | 5 | 0.12134
42335 | 8.32 | 1 | 365 | 9.4748 | 0.066245 | 9 | 0.54106
38378 | 8.06 | 1 | 365 | 9.1787 | 0.47042 | 9 | 0.64915
41992 | 9.88 | 1 | 365 | 11.2513 | 0.64117 | 11 | 0.89251
39393 | 10.14 | 1 | 365 | 11.5474 | 0.23699 | 11 | 0.78442
42097 | 7.02 | 1 | 365 | 7.9944 | 0.087144 | 8 | 0.08152
43308 | 5.67 | 1 | 365 | 6.457 | 0.99346 | 7 | 0.45046
39449 | 7.54 | 1 | 365 | 8.5866 | 0.27878 | 8 | 0.86534
40073 | 6.12 | 1 | 365 | 6.9695 | 0.02469 | 6 | 0.99415
45485 | 6.1 | 1 | 365 | 6.9467 | 0.97886 | 7 | 0.92554
43605 | 10.92 | 1 | 365 | 12.4357 | 0.024447 | 12 | 0.46014
38020 | 6.89 | 1 | 365 | 7.8463 | 0.78923 | 8 | 0.63557
45980 | 9.36 | 1 | 365 | 10.6592 | 0.44953 | 11 | 0.10869
47142 | 7.02 | 1 | 365 | 7.9944 | 0.087144 | 8 | 0.08152
45153 | 10.92 | 1 | 365 | 12.4357 | 0.024447 | 12 | 0.46014
40106 | 6.76 | 1 | 365 | 7.6983 | 0.49132 | 8 | 0.18961
42883 | 4.42 | 1 | 365 | 5.0335 | 0.12894 | 5 | 0.16244
40970 | 5.2 | 1 | 365 | 5.9218 | 0.9164 | 6 | 0.83816
47796 | 10.965 | 1 | 365 | 12.4869 | 0.12757 | 12 | 0.61451
43016 | 6.24 | 1 | 365 | 7.1061 | 0.29968 | 7 | 0.4058
50495 | 10.14 | 1 | 365 | 11.5474 | 0.23699 | 11 | 0.78442
42033 | 2.34 | 1 | 365 | 2.6648 | 0.36238 | 3 | 0.027173
50355 | 5.865 | 1 | 365 | 6.6791 | 0.44033 | 7 | 0.11939
42550 | 3.9 | 1 | 365 | 4.4413 | 0.9373 | 5 | 0.37862
40174 | 6.12 | 1 | 365 | 6.9695 | 0.02469 | 6 | 0.99415
46150 | 5.355 | 1 | 365 | 6.0983 | 0.2716 | 6 | 0.36988
42610 | 7.42 | 1 | 365 | 8.4499 | 0.0037907 | 8 | 0.45369
42211 | 8.16 | 1 | 365 | 9.2926 | 0.69959 | 9 | 0.99219
50527 | 11.475 | 1 | 365 | 13.0677 | 0.29629 | 13 | 0.36402
39613 | 14.04 | 1 | 365 | 15.9888 | 0.17429 | 16 | 0.16304
45339 | 11.66 | 1 | 365 | 13.2784 | 0.72024 | 13 | 0.99865
38765 | 4.42 | 1 | 365 | 5.0335 | 0.12894 | 5 | 0.16244
39574 | 5.98 | 1 | 365 | 6.81 | 0.70386 | 7 | 0.51389
41785 | 7.8 | 1 | 365 | 8.8826 | 0.8746 | 9 | 0.75724
39024 | 5.72 | 1 | 365 | 6.5139 | 0.10804 | 6 | 0.62198
43818 | 6.76 | 1 | 365 | 7.6983 | 0.49132 | 8 | 0.18961
42146 | 5.46 | 1 | 365 | 6.2178 | 0.51222 | 6 | 0.73007
38203 | 9.1 | 1 | 365 | 10.3631 | 0.85371 | 11 | 0.21679
38404 | 6.24 | 1 | 365 | 7.1061 | 0.29968 | 7 | 0.4058
40920 | 6.5 | 1 | 365 | 7.4022 | 0.8955 | 8 | 0.2977
42263 | 4.42 | 1 | 365 | 5.0335 | 0.12894 | 5 | 0.16244
41903 | 11.925 | 1 | 365 | 13.5802 | 0.32752 | 13 | 0.90771
39254 | 3.975 | 1 | 365 | 4.5267 | 0.10917 | 4 | 0.6359
39418 | 10.66 | 1 | 365 | 12.1396 | 0.42863 | 12 | 0.56823
38340 | 3.71 | 1 | 365 | 4.2249 | 0.5019 | 4 | 0.72684
43018 | 13.52 | 1 | 365 | 15.3966 | 0.98265 | 16 | 0.37922
38275 | 5.565 | 1 | 365 | 6.3374 | 0.75284 | 7 | 0.090265
43594 | 8.48 | 1 | 365 | 9.657 | 0.4329 | 10 | 0.089928
38705 | 9 | 1 | 365 | 10.2492 | 0.62454 | 10 | 0.87374
39510 | 5.46 | 1 | 365 | 6.2178 | 0.51222 | 6 | 0.73007
42265 | 4.42 | 1 | 365 | 5.0335 | 0.12894 | 5 | 0.16244
39703 | 3.9 | 1 | 365 | 4.4413 | 0.9373 | 5 | 0.37862
45743 | 8.06 | 1 | 365 | 9.1787 | 0.47042 | 9 | 0.64915
38228 | 9.62 | 1 | 365 | 10.9553 | 0.045346 | 11 | 0.00060192
42171 | 10.14 | 1 | 365 | 11.5474 | 0.23699 | 11 | 0.78442
41160 | 5.1 | 1 | 365 | 5.8079 | 0.68724 | 6 | 0.49512
50228 | 2.385 | 1 | 365 | 2.716 | 0.4655 | 3 | 0.18154
41689 | 4.68 | 1 | 365 | 5.3296 | 0.72476 | 6 | 0.054347
45954 | 2.34 | 1 | 365 | 2.6648 | 0.36238 | 3 | 0.027173
42257 | 10.965 | 1 | 365 | 12.4869 | 0.12757 | 12 | 0.61451
38582 | 2.04 | 1 | 365 | 2.3232 | 0.6749 | 2 | 0.99805
41690 | 6.885 | 1 | 365 | 7.8406 | 0.77778 | 8 | 0.61841
39505 | 2.34 | 1 | 365 | 2.6648 | 0.36238 | 3 | 0.027173
46289 | 4.24 | 1 | 365 | 4.8285 | 0.71645 | 5 | 0.54496
38590 | 6.24 | 1 | 365 | 7.1061 | 0.29968 | 7 | 0.4058
38278 | 6.095 | 1 | 365 | 6.941 | 0.9674 | 7 | 0.90839
47922 | 8.32 | 1 | 365 | 9.4748 | 0.066245 | 9 | 0.54106
44992 | 7.65 | 1 | 365 | 8.7118 | 0.53086 | 9 | 0.24268
39490 | 5.1 | 1 | 365 | 5.8079 | 0.68724 | 6 | 0.49512
50259 | 7.65 | 1 | 365 | 8.7118 | 0.53086 | 9 | 0.24268
45754 | 5.1 | 1 | 365 | 5.8079 | 0.68724 | 6 | 0.49512
50629 | 11.985 | 1 | 365 | 13.6485 | 0.46502 | 14 | 0.11354
50518 | 2.86 | 1 | 365 | 3.257 | 0.55402 | 3 | 0.81099
39616 | 6.24 | 1 | 365 | 7.1061 | 0.29968 | 7 | 0.4058
40438 | 12.22 | 1 | 365 | 13.9161 | 0.0035475 | 13 | 0.91968
50630 | 11.44 | 1 | 365 | 13.0279 | 0.21609 | 13 | 0.24396
45681 | 5.2 | 1 | 365 | 5.9218 | 0.9164 | 6 | 0.83816
42030 | 12.69 | 1 | 365 | 14.4514 | 0.080607 | 14 | 0.53198
43738 | 6.76 | 1 | 365 | 7.6983 | 0.49132 | 8 | 0.18961
51799 | 2.295 | 1 | 365 | 2.6135 | 0.25926 | 2 | 0.8728
41660 | 9.36 | 1 | 365 | 10.6592 | 0.44953 | 11 | 0.10869
49391 | 14.3 | 1 | 365 | 16.2848 | 0.77011 | 17 | 0.054949
40704 | 11.96 | 1 | 365 | 13.62 | 0.40773 | 14 | 0.027775
50240 | 5.61 | 1 | 365 | 6.3887 | 0.85597 | 7 | 0.24463
40666 | 2.34 | 1 | 365 | 2.6648 | 0.36238 | 3 | 0.027173
40518 | 8.06 | 1 | 365 | 9.1787 | 0.47042 | 9 | 0.64915
42081 | 9.945 | 1 | 365 | 11.3254 | 0.79012 | 12 | 0.11549
39652 | 12.22 | 1 | 365 | 13.9161 | 0.0035475 | 13 | 0.91968
41443 | 6.5 | 1 | 365 | 7.4022 | 0.8955 | 8 | 0.2977
41426 | 9.36 | 1 | 365 | 10.6592 | 0.44953 | 11 | 0.10869
42232 | 3.64 | 1 | 365 | 4.1452 | 0.34148 | 4 | 0.48671
45997 | 23.92 | 1 | 365 | 27.2401 | 0.81545 | 28 | 0.055551
41193 | 8.58 | 1 | 365 | 9.7709 | 0.66207 | 10 | 0.43297
39306 | 8.84 | 1 | 365 | 10.067 | 0.25789 | 10 | 0.32488
39376 | 3.64 | 1 | 365 | 4.1452 | 0.34148 | 4 | 0.48671
38281 | 3.9 | 1 | 365 | 4.4413 | 0.9373 | 5 | 0.37862
37856 | 6.36 | 1 | 365 | 7.2428 | 0.57468 | 7 | 0.81745
42974 | 6.5 | 1 | 365 | 7.4022 | 0.8955 | 8 | 0.2977
41429 | 9.62 | 1 | 365 | 10.9553 | 0.045346 | 11 | 0.00060192
48577 | 11.985 | 1 | 365 | 13.6485 | 0.46502 | 14 | 0.11354
41372 | 6.095 | 1 | 365 | 6.941 | 0.9674 | 7 | 0.90839
50642 | 7.02 | 1 | 365 | 7.9944 | 0.087144 | 8 | 0.08152
43596 | 3.64 | 1 | 365 | 4.1452 | 0.34148 | 4 | 0.48671
39966 | 8.16 | 1 | 365 | 9.2926 | 0.69959 | 9 | 0.99219
39426 | 11.96 | 1 | 365 | 13.62 | 0.40773 | 14 | 0.027775
44994 | 11.7 | 1 | 365 | 13.324 | 0.81191 | 14 | 0.13587
45086 | 10.66 | 1 | 365 | 12.1396 | 0.42863 | 12 | 0.56823
41743 | 8.06 | 1 | 365 | 9.1787 | 0.47042 | 9 | 0.64915
41760 | 2.65 | 1 | 365 | 3.0178 | 0.072782 | 3 | 0.090602
39944 | 6.76 | 1 | 365 | 7.6983 | 0.49132 | 8 | 0.18961
39936 | 12.48 | 1 | 365 | 14.2122 | 0.59937 | 14 | 0.81159
41541 | 3.18 | 1 | 365 | 3.6214 | 0.28734 | 3 | 0.90872
40050 | 8.415 | 1 | 365 | 9.583 | 0.28395 | 9 | 0.86695
40546 | 6.24 | 1 | 365 | 7.1061 | 0.29968 | 7 | 0.4058
39604 | 4.16 | 1 | 365 | 4.7374 | 0.53312 | 5 | 0.27053
40173 | 9.1 | 1 | 365 | 10.3631 | 0.85371 | 11 | 0.21679
39606 | 7.02 | 1 | 365 | 7.9944 | 0.087144 | 8 | 0.08152
41188 | 11.44 | 1 | 365 | 13.0279 | 0.21609 | 13 | 0.24396
39509 | 5.46 | 1 | 365 | 6.2178 | 0.51222 | 6 | 0.73007
47359 | 4.16 | 1 | 365 | 4.7374 | 0.53312 | 5 | 0.27053
37913 | 8.84 | 1 | 365 | 10.067 | 0.25789 | 10 | 0.32488
39674 | 4.16 | 1 | 365 | 4.7374 | 0.53312 | 5 | 0.27053
37889 | 2.915 | 1 | 365 | 3.3196 | 0.68006 | 3 | 0.99966
39949 | 3.975 | 1 | 365 | 4.5267 | 0.10917 | 4 | 0.6359
41857 | 8.48 | 1 | 365 | 9.657 | 0.4329 | 10 | 0.089928
37979 | 9.88 | 1 | 365 | 11.2513 | 0.64117 | 11 | 0.89251
39952 | 7.905 | 1 | 365 | 9.0022 | 0.11522 | 9 | 0.11744
39379 | 11.18 | 1 | 365 | 12.7318 | 0.62027 | 13 | 0.35205
39938 | 5.46 | 1 | 365 | 6.2178 | 0.51222 | 6 | 0.73007
50267 | 3.12 | 1 | 365 | 3.5531 | 0.14984 | 3 | 0.7029
43838 | 4.68 | 1 | 365 | 5.3296 | 0.72476 | 6 | 0.054347
43807 | 5.1 | 1 | 365 | 5.8079 | 0.68724 | 6 | 0.49512
40392 | 12.74 | 1 | 365 | 14.5083 | 0.19519 | 14 | 0.7035
41159 | 12.22 | 1 | 365 | 13.9161 | 0.0035475 | 13 | 0.91968
50285 | 5.2 | 1 | 365 | 5.9218 | 0.9164 | 6 | 0.83816
37825 | 2.08 | 1 | 365 | 2.3687 | 0.76656 | 3 | 0.13527
40240 | 7.65 | 1 | 365 | 8.7118 | 0.53086 | 9 | 0.24268
38762 | 16.64 | 1 | 365 | 18.9496 | 0.13249 | 19 | 0.082122
50591 | 20.02 | 1 | 365 | 22.7988 | 0.87815 | 23 | 0.67693
39706 | 6.24 | 1 | 365 | 7.1061 | 0.29968 | 7 | 0.4058
40860 | 5.565 | 1 | 365 | 6.3374 | 0.75284 | 7 | 0.090265
42056 | 5.46 | 1 | 365 | 6.2178 | 0.51222 | 6 | 0.73007
40759 | 10.14 | 1 | 365 | 11.5474 | 0.23699 | 11 | 0.78442
40037 | 5.98 | 1 | 365 | 6.81 | 0.70386 | 7 | 0.51389
47357 | 16.96 | 1 | 365 | 19.314 | 0.86581 | 20 | 0.17986
47911 | 4.77 | 1 | 365 | 5.4321 | 0.93101 | 6 | 0.36308
45948 | 3.825 | 1 | 365 | 4.3559 | 0.76543 | 5 | 0.12134
37773 | 2.6 | 1 | 365 | 2.9609 | 0.9582 | 3 | 0.91908
40114 | 8.06 | 1 | 365 | 9.1787 | 0.47042 | 9 | 0.64915
43900 | 4.42 | 1 | 365 | 5.0335 | 0.12894 | 5 | 0.16244
43606 | 5.98 | 1 | 365 | 6.81 | 0.70386 | 7 | 0.51389
39298 | 5.46 | 1 | 365 | 6.2178 | 0.51222 | 6 | 0.73007
39933 | 6.885 | 1 | 365 | 7.8406 | 0.77778 | 8 | 0.61841
50446 | 5.46 | 1 | 365 | 6.2178 | 0.51222 | 6 | 0.73007
42066 | 9.69 | 1 | 365 | 11.035 | 0.20576 | 11 | 0.24073
38736 | 15.6 | 1 | 365 | 17.7653 | 0.74921 | 18 | 0.51449
45469 | 4.68 | 1 | 365 | 5.3296 | 0.72476 | 6 | 0.054347
46292 | 2.6 | 1 | 365 | 2.9609 | 0.9582 | 3 | 0.91908
41540 | 6.5 | 1 | 365 | 7.4022 | 0.8955 | 8 | 0.2977
41003 | 7.54 | 1 | 365 | 8.5866 | 0.27878 | 8 | 0.86534
41972 | 8.48 | 1 | 365 | 9.657 | 0.4329 | 10 | 0.089928
37990 | 7.8 | 1 | 365 | 8.8826 | 0.8746 | 9 | 0.75724
37803 | 4.42 | 1 | 365 | 5.0335 | 0.12894 | 5 | 0.16244
40296 | 13.78 | 1 | 365 | 15.6927 | 0.57847 | 16 | 0.27113
41823 | 2.6 | 1 | 365 | 2.9609 | 0.9582 | 3 | 0.91908
41488 | 2.915 | 1 | 365 | 3.3196 | 0.68006 | 3 | 0.99966
47532 | 7.28 | 1 | 365 | 8.2905 | 0.68296 | 8 | 0.97343
45740 | 3.9 | 1 | 365 | 4.4413 | 0.9373 | 5 | 0.37862
39285 | 14.04 | 1 | 365 | 15.9888 | 0.17429 | 16 | 0.16304
50348 | 14.025 | 1 | 365 | 15.9717 | 0.13991 | 16 | 0.11158
41704 | 14.04 | 1 | 365 | 15.9888 | 0.17429 | 16 | 0.16304
47521 | 3.9 | 1 | 365 | 4.4413 | 0.9373 | 5 | 0.37862
41502 | 5.3 | 1 | 365 | 6.0356 | 0.14556 | 6 | 0.1812
43781 | 3.06 | 1 | 365 | 3.4847 | 0.012345 | 3 | 0.49707
38252 | 14.04 | 1 | 365 | 15.9888 | 0.17429 | 16 | 0.16304
50510 | 5.1 | 1 | 365 | 5.8079 | 0.68724 | 6 | 0.49512
50618 | 10.2 | 1 | 365 | 11.6158 | 0.37448 | 11 | 0.99024
50363 | 3.12 | 1 | 365 | 3.5531 | 0.14984 | 3 | 0.7029
47390 | 7.8 | 1 | 365 | 8.8826 | 0.8746 | 9 | 0.75724
45017 | 3.9 | 1 | 365 | 4.4413 | 0.9373 | 5 | 0.37862
48573 | 8.16 | 1 | 365 | 9.2926 | 0.69959 | 9 | 0.99219
50360 | 6.76 | 1 | 365 | 7.6983 | 0.49132 | 8 | 0.18961
50478 | 3.12 | 1 | 365 | 3.5531 | 0.14984 | 3 | 0.7029
40104 | 5.355 | 1 | 365 | 6.0983 | 0.2716 | 6 | 0.36988
42449 | 7.54 | 1 | 365 | 8.5866 | 0.27878 | 8 | 0.86534
40279 | 9.01 | 1 | 365 | 10.2606 | 0.64746 | 10 | 0.90805
36054 | 4.42 | 1 | 365 | 5.0335 | 0.12894 | 5 | 0.16244
39097 | 10.92 | 1 | 365 | 12.4357 | 0.024447 | 12 | 0.46014
41233 | 12.42 | 1 | 365 | 14.1439 | 0.46187 | 14 | 0.60577
48540 | 4.68 | 1 | 365 | 5.3296 | 0.72476 | 6 | 0.054347
37971 | 7.8 | 1 | 365 | 8.8826 | 0.8746 | 9 | 0.75724
50266 | 4.42 | 1 | 365 | 5.0335 | 0.12894 | 5 | 0.16244
40120 | 10.4 | 1 | 365 | 11.8435 | 0.83281 | 12 | 0.67633
38353 | 5.46 | 1 | 365 | 6.2178 | 0.51222 | 6 | 0.73007
48550 | 6.5 | 1 | 365 | 7.4022 | 0.8955 | 8 | 0.2977
39282 | 6.63 | 1 | 365 | 7.5502 | 0.19341 | 7 | 0.74366
34620 | 2.86 | 1 | 365 | 3.257 | 0.55402 | 3 | 0.81099
39608 | 7.28 | 1 | 365 | 8.2905 | 0.68296 | 8 | 0.97343
33459 | 9.805 | 1 | 365 | 11.1659 | 0.46929 | 11 | 0.63523
39499 | 4.32 | 1 | 365 | 4.9196 | 0.89978 | 5 | 0.8194
39415 | 9.36 | 1 | 365 | 10.6592 | 0.44953 | 11 | 0.10869
32865 | 7.28 | 1 | 365 | 8.2905 | 0.68296 | 8 | 0.97343
41442 | 10.71 | 1 | 365 | 12.1965 | 0.54321 | 12 | 0.73976
42057 | 15.9 | 1 | 365 | 18.1069 | 0.43669 | 18 | 0.54361
38473 | 8.06 | 1 | 365 | 9.1787 | 0.47042 | 9 | 0.64915
39357 | 5.1 | 1 | 365 | 5.8079 | 0.68724 | 6 | 0.49512
40463 | 5.46 | 1 | 365 | 6.2178 | 0.51222 | 6 | 0.73007
41362 | 5.46 | 1 | 365 | 6.2178 | 0.51222 | 6 | 0.73007
50620 | 10.66 | 1 | 365 | 12.1396 | 0.42863 | 12 | 0.56823
41480 | 10.965 | 1 | 365 | 12.4869 | 0.12757 | 12 | 0.61451
52657 | 6.375 | 1 | 365 | 7.2599 | 0.60905 | 7 | 0.8689
45751 | 8.58 | 1 | 365 | 9.7709 | 0.66207 | 10 | 0.43297
40185 | 7.54 | 1 | 365 | 8.5866 | 0.27878 | 8 | 0.86534
40555 | 3.9 | 1 | 365 | 4.4413 | 0.9373 | 5 | 0.37862
40414 | 4.16 | 1 | 365 | 4.7374 | 0.53312 | 5 | 0.27053
39212 | 6.24 | 1 | 365 | 7.1061 | 0.29968 | 7 | 0.4058
42367 | 6.24 | 1 | 365 | 7.1061 | 0.29968 | 7 | 0.4058
39217 | 6.24 | 1 | 365 | 7.1061 | 0.29968 | 7 | 0.4058
48591 | 5.1 | 1 | 365 | 5.8079 | 0.68724 | 6 | 0.49512
45706 | 3.12 | 1 | 365 | 3.5531 | 0.14984 | 3 | 0.7029
50317 | 6.63 | 1 | 365 | 7.5502 | 0.19341 | 7 | 0.74366
43683 | 7.155 | 1 | 365 | 8.1481 | 0.39651 | 8 | 0.54463
45399 | 3.9 | 1 | 365 | 4.4413 | 0.9373 | 5 | 0.37862
38815 | 4.59 | 1 | 365 | 5.2271 | 0.51852 | 5 | 0.74561
45630 | 12.985 | 1 | 365 | 14.7873 | 0.75663 | 15 | 0.54395
47883 | 11.22 | 1 | 365 | 12.7773 | 0.71193 | 13 | 0.48927
46222 | 8.58 | 1 | 365 | 9.7709 | 0.66207 | 10 | 0.43297
50622 | 7.14 | 1 | 365 | 8.131 | 0.36214 | 8 | 0.49317
50464 | 6.12 | 1 | 365 | 6.9695 | 0.02469 | 6 | 0.99415
39678 | 4.05 | 1 | 365 | 4.6121 | 0.28104 | 4 | 0.89318
50602 | 3.825 | 1 | 365 | 4.3559 | 0.76543 | 5 | 0.12134
50580 | 6.375 | 1 | 365 | 7.2599 | 0.60905 | 7 | 0.8689
39714 | 8.415 | 1 | 365 | 9.583 | 0.28395 | 9 | 0.86695
41098 | 5.035 | 1 | 365 | 5.7339 | 0.53829 | 6 | 0.27214
43808 | 6.75 | 1 | 365 | 7.6869 | 0.46841 | 8 | 0.15531
39663 | 11.44 | 1 | 365 | 13.0279 | 0.21609 | 13 | 0.24396
41146 | 9.88 | 1 | 365 | 11.2513 | 0.64117 | 11 | 0.89251
40968 | 7.8 | 1 | 365 | 8.8826 | 0.8746 | 9 | 0.75724
39653 | 11.18 | 1 | 365 | 12.7318 | 0.62027 | 13 | 0.35205
50356 | 8.415 | 1 | 365 | 9.583 | 0.28395 | 9 | 0.86695
40190 | 8.16 | 1 | 365 | 9.2926 | 0.69959 | 9 | 0.99219
43755 | 7.14 | 1 | 365 | 8.131 | 0.36214 | 8 | 0.49317
50736 | 7.905 | 1 | 365 | 9.0022 | 0.11522 | 9 | 0.11744
31232 | 11.96 | 1 | 365 | 13.62 | 0.40773 | 14 | 0.027775
40008 | 5.865 | 1 | 365 | 6.6791 | 0.44033 | 7 | 0.11939
50636 | 15.08 | 1 | 365 | 17.1731 | 0.55757 | 17 | 0.73067
37854 | 3.38 | 1 | 365 | 3.8491 | 0.74566 | 4 | 0.59481
39617 | 7.28 | 1 | 365 | 8.2905 | 0.68296 | 8 | 0.97343
37705 | 6.5 | 1 | 365 | 7.4022 | 0.8955 | 8 | 0.2977
42019 | 5.72 | 1 | 365 | 6.5139 | 0.10804 | 6 | 0.62198
50409 | 8.415 | 1 | 365 | 9.583 | 0.28395 | 9 | 0.86695
50224 | 10.965 | 1 | 365 | 12.4869 | 0.12757 | 12 | 0.61451
50616 | 6.63 | 1 | 365 | 7.5502 | 0.19341 | 7 | 0.74366
43825 | 9.36 | 1 | 365 | 10.6592 | 0.44953 | 11 | 0.10869
50386 | 10.965 | 1 | 365 | 12.4869 | 0.12757 | 12 | 0.61451
38138 | 6.5 | 1 | 365 | 7.4022 | 0.8955 | 8 | 0.2977
39996 | 5.46 | 1 | 365 | 6.2178 | 0.51222 | 6 | 0.73007
39925 | 3.06 | 1 | 365 | 3.4847 | 0.012345 | 3 | 0.49707
39513 | 4.94 | 1 | 365 | 5.6257 | 0.32058 | 5 | 0.94626
40959 | 7.54 | 1 | 365 | 8.5866 | 0.27878 | 8 | 0.86534
37298 | 3.9 | 1 | 365 | 4.4413 | 0.9373 | 5 | 0.37862
49407 | 4.505 | 1 | 365 | 5.1303 | 0.32373 | 5 | 0.45402
39154 | 5.46 | 1 | 365 | 6.2178 | 0.51222 | 6 | 0.73007
41788 | 8.06 | 1 | 365 | 9.1787 | 0.47042 | 9 | 0.64915
42863 | 6.24 | 1 | 365 | 7.1061 | 0.29968 | 7 | 0.4058
39732 | 7.54 | 1 | 365 | 8.5866 | 0.27878 | 8 | 0.86534
40916 | 3.64 | 1 | 365 | 4.1452 | 0.34148 | 4 | 0.48671
45758 | 4.08 | 1 | 365 | 4.6463 | 0.34979 | 4 | 0.9961
47553 | 12.72 | 1 | 365 | 14.4855 | 0.14936 | 14 | 0.63489
41793 | 14.045 | 1 | 365 | 15.9944 | 0.18575 | 16 | 0.18019
50615 | 5.1 | 1 | 365 | 5.8079 | 0.68724 | 6 | 0.49512
42424 | 14.535 | 1 | 365 | 16.5525 | 0.30864 | 16 | 0.8611
40551 | 5.46 | 1 | 365 | 6.2178 | 0.51222 | 6 | 0.73007
39197 | 13.77 | 1 | 365 | 15.6813 | 0.55555 | 16 | 0.23683
45101 | 9.18 | 1 | 365 | 10.4542 | 0.037035 | 10 | 0.49122
45873 | 10.4 | 1 | 365 | 11.8435 | 0.83281 | 12 | 0.67633
47509 | 8.925 | 1 | 365 | 10.1638 | 0.45267 | 10 | 0.61646
40233 | 9.62 | 1 | 365 | 10.9553 | 0.045346 | 11 | 0.00060192
39365 | 6.76 | 1 | 365 | 7.6983 | 0.49132 | 8 | 0.18961
38767 | 7.8 | 1 | 365 | 8.8826 | 0.8746 | 9 | 0.75724
45324 | 20.8 | 1 | 365 | 23.687 | 0.66561 | 24 | 0.35265
38219 | 10.865 | 1 | 365 | 12.3731 | 0.89841 | 13 | 0.27147
39594 | 6.24 | 1 | 365 | 7.1061 | 0.29968 | 7 | 0.4058
41149 | 5.46 | 1 | 365 | 6.2178 | 0.51222 | 6 | 0.73007
38162 | 7.8 | 1 | 365 | 8.8826 | 0.8746 | 9 | 0.75724
39276 | 8.32 | 1 | 365 | 9.4748 | 0.066245 | 9 | 0.54106
42078 | 12.74 | 1 | 365 | 14.5083 | 0.19519 | 14 | 0.7035
38025 | 9.1 | 1 | 365 | 10.3631 | 0.85371 | 11 | 0.21679
39322 | 10.14 | 1 | 365 | 11.5474 | 0.23699 | 11 | 0.78442
50406 | 3.78 | 1 | 365 | 4.3047 | 0.66231 | 4 | 0.96697
41416 | 11.44 | 1 | 365 | 13.0279 | 0.21609 | 13 | 0.24396
50562 | 8.06 | 1 | 365 | 9.1787 | 0.47042 | 9 | 0.64915
39614 | 8.32 | 1 | 365 | 9.4748 | 0.066245 | 9 | 0.54106
48107 | 3.12 | 1 | 365 | 3.5531 | 0.14984 | 3 | 0.7029
41229 | 8.58 | 1 | 365 | 9.7709 | 0.66207 | 10 | 0.43297
42017 | 8.215 | 1 | 365 | 9.3552 | 0.82563 | 10 | 0.18087
50233 | 5.355 | 1 | 365 | 6.0983 | 0.2716 | 6 | 0.36988
42452 | 6.5 | 1 | 365 | 7.4022 | 0.8955 | 8 | 0.2977
50368 | 5.865 | 1 | 365 | 6.6791 | 0.44033 | 7 | 0.11939
39932 | 4.42 | 1 | 365 | 5.0335 | 0.12894 | 5 | 0.16244
45969 | 6.12 | 1 | 365 | 6.9695 | 0.02469 | 6 | 0.99415
40757 | 5.61 | 1 | 365 | 6.3887 | 0.85597 | 7 | 0.24463
37804 | 5.46 | 1 | 365 | 6.2178 | 0.51222 | 6 | 0.73007
47555 | 4.68 | 1 | 365 | 5.3296 | 0.72476 | 6 | 0.054347
42415 | 9.36 | 1 | 365 | 10.6592 | 0.44953 | 11 | 0.10869
43816 | 14.28 | 1 | 365 | 16.2621 | 0.72428 | 16 | 0.98634
40987 | 4.16 | 1 | 365 | 4.7374 | 0.53312 | 5 | 0.27053
45502 | 6.375 | 1 | 365 | 7.2599 | 0.60905 | 7 | 0.8689
50627 | 9.435 | 1 | 365 | 10.7446 | 0.6214 | 11 | 0.36597
42369 | 9.62 | 1 | 365 | 10.9553 | 0.045346 | 11 | 0.00060192
38019 | 2.6 | 1 | 365 | 2.9609 | 0.9582 | 3 | 0.91908
38529 | 5.98 | 1 | 365 | 6.81 | 0.70386 | 7 | 0.51389
40710 | 2.12 | 1 | 365 | 2.4143 | 0.85823 | 3 | 0.27248
44952 | 4.68 | 1 | 365 | 5.3296 | 0.72476 | 6 | 0.054347
38101 | 8.32 | 1 | 365 | 9.4748 | 0.066245 | 9 | 0.54106
39609 | 12.22 | 1 | 365 | 13.9161 | 0.0035475 | 13 | 0.91968
39290 | 4.68 | 1 | 365 | 5.3296 | 0.72476 | 6 | 0.054347
41422 | 9.88 | 1 | 365 | 11.2513 | 0.64117 | 11 | 0.89251
39580 | 8.84 | 1 | 365 | 10.067 | 0.25789 | 10 | 0.32488
42024 | 5.565 | 1 | 365 | 6.3374 | 0.75284 | 7 | 0.090265
45769 | 4.845 | 1 | 365 | 5.5175 | 0.10288 | 5 | 0.62037
47901 | 4.08 | 1 | 365 | 4.6463 | 0.34979 | 4 | 0.9961
39236 | 3.975 | 1 | 365 | 4.5267 | 0.10917 | 4 | 0.6359
42345 | 8.16 | 1 | 365 | 9.2926 | 0.69959 | 9 | 0.99219
50238 | 4.08 | 1 | 365 | 4.6463 | 0.34979 | 4 | 0.9961
48088 | 11.7 | 1 | 365 | 13.324 | 0.81191 | 14 | 0.13587
45494 | 2.805 | 1 | 365 | 3.1943 | 0.42798 | 3 | 0.62232
50424 | 8.37 | 1 | 365 | 9.5318 | 0.18083 | 9 | 0.71258
47865 | 7.14 | 1 | 365 | 8.131 | 0.36214 | 8 | 0.49317
39975 | 9.275 | 1 | 365 | 10.5624 | 0.25474 | 10 | 0.81711
43815 | 9.36 | 1 | 365 | 10.6592 | 0.44953 | 11 | 0.10869
45609 | 8.84 | 1 | 365 | 10.067 | 0.25789 | 10 | 0.32488
45660 | 4.08 | 1 | 365 | 4.6463 | 0.34979 | 4 | 0.9961
42374 | 4.68 | 1 | 365 | 5.3296 | 0.72476 | 6 | 0.054347
50364 | 5.1 | 1 | 365 | 5.8079 | 0.68724 | 6 | 0.49512
47463 | 5.72 | 1 | 365 | 6.5139 | 0.10804 | 6 | 0.62198
41670 | 2.295 | 1 | 365 | 2.6135 | 0.25926 | 2 | 0.8728
48036 | 2.6 | 1 | 365 | 2.9609 | 0.9582 | 3 | 0.91908
40048 | 9.1 | 1 | 365 | 10.3631 | 0.85371 | 11 | 0.21679
44758 | 7.02 | 1 | 365 | 7.9944 | 0.087144 | 8 | 0.08152
41452 | 4.68 | 1 | 365 | 5.3296 | 0.72476 | 6 | 0.054347
45765 | 10.4 | 1 | 365 | 11.8435 | 0.83281 | 12 | 0.67633
47776 | 11.475 | 1 | 365 | 13.0677 | 0.29629 | 13 | 0.36402
40175 | 11.7 | 1 | 365 | 13.324 | 0.81191 | 14 | 0.13587
54741 | 10.6 | 1 | 365 | 12.0713 | 0.29113 | 12 | 0.36241
45663 | 11.73 | 1 | 365 | 13.3581 | 0.88066 | 14 | 0.23878
46356 | 9.945 | 1 | 365 | 11.3254 | 0.79012 | 12 | 0.11549
43066 | 8.48 | 1 | 365 | 9.657 | 0.4329 | 10 | 0.089928
43741 | 10.335 | 1 | 365 | 11.7695 | 0.68385 | 12 | 0.45335
41212 | 10.92 | 1 | 365 | 12.4357 | 0.024447 | 12 | 0.46014
42208 | 6.12 | 1 | 365 | 6.9695 | 0.02469 | 6 | 0.99415
41391 | 12.48 | 1 | 365 | 14.2122 | 0.59937 | 14 | 0.81159
45767 | 4.95 | 1 | 365 | 5.6371 | 0.3435 | 5 | 0.98056
54699 | 7.28 | 1 | 365 | 8.2905 | 0.68296 | 8 | 0.97343
47502 | 12.22 | 1 | 365 | 13.9161 | 0.0035475 | 13 | 0.91968
54702 | 4.59 | 1 | 365 | 5.2271 | 0.51852 | 5 | 0.74561
48585 | 5.61 | 1 | 365 | 6.3887 | 0.85597 | 7 | 0.24463
46279 | 10.965 | 1 | 365 | 12.4869 | 0.12757 | 12 | 0.61451
47563 | 3.825 | 1 | 365 | 4.3559 | 0.76543 | 5 | 0.12134
42189 | 4.68 | 1 | 365 | 5.3296 | 0.72476 | 6 | 0.054347
42346 | 9.62 | 1 | 365 | 10.9553 | 0.045346 | 11 | 0.00060192
50271 | 6.12 | 1 | 365 | 6.9695 | 0.02469 | 6 | 0.99415
41134 | 8.84 | 1 | 365 | 10.067 | 0.25789 | 10 | 0.32488
40142 | 7.28 | 1 | 365 | 8.2905 | 0.68296 | 8 | 0.97343
45174 | 2.295 | 1 | 365 | 2.6135 | 0.25926 | 2 | 0.8728
43003 | 5.46 | 1 | 365 | 6.2178 | 0.51222 | 6 | 0.73007
45916 | 9.435 | 1 | 365 | 10.7446 | 0.6214 | 11 | 0.36597
39476 | 12.74 | 1 | 365 | 14.5083 | 0.19519 | 14 | 0.7035
46237 | 14.04 | 1 | 365 | 15.9888 | 0.17429 | 16 | 0.16304
50322 | 3.06 | 1 | 365 | 3.4847 | 0.012345 | 3 | 0.49707
45475 | 4.59 | 1 | 365 | 5.2271 | 0.51852 | 5 | 0.74561
54692 | 7.14 | 1 | 365 | 8.131 | 0.36214 | 8 | 0.49317
54690 | 9.435 | 1 | 365 | 10.7446 | 0.6214 | 11 | 0.36597
54838 | 14.04 | 1 | 365 | 15.9888 | 0.17429 | 16 | 0.16304
54729 | 13.78 | 1 | 365 | 15.6927 | 0.57847 | 16 | 0.27113
54685 | 4.08 | 1 | 365 | 4.6463 | 0.34979 | 4 | 0.9961
54385 | 9.435 | 1 | 365 | 10.7446 | 0.6214 | 11 | 0.36597
40152 | 7.8 | 1 | 365 | 8.8826 | 0.8746 | 9 | 0.75724
54392 | 7.28 | 1 | 365 | 8.2905 | 0.68296 | 8 | 0.97343
39544 | 4.68 | 1 | 365 | 5.3296 | 0.72476 | 6 | 0.054347
54365 | 10.455 | 1 | 365 | 11.9062 | 0.95885 | 12 | 0.865
45730 | 6.76 | 1 | 365 | 7.6983 | 0.49132 | 8 | 0.18961
54358 | 7.65 | 1 | 365 | 8.7118 | 0.53086 | 9 | 0.24268
40062 | 7.02 | 1 | 365 | 7.9944 | 0.087144 | 8 | 0.08152
48112 | 7.02 | 1 | 365 | 7.9944 | 0.087144 | 8 | 0.08152
54400 | 6.24 | 1 | 365 | 7.1061 | 0.29968 | 7 | 0.4058
38881 | 7.14 | 1 | 365 | 8.131 | 0.36214 | 8 | 0.49317
40075 | 8.925 | 1 | 365 | 10.1638 | 0.45267 | 10 | 0.61646
45893 | 8.84 | 1 | 365 | 10.067 | 0.25789 | 10 | 0.32488
40165 | 4.94 | 1 | 365 | 5.6257 | 0.32058 | 5 | 0.94626
46665 | 9.62 | 1 | 365 | 10.9553 | 0.045346 | 11 | 0.00060192
50312 | 3.9 | 1 | 365 | 4.4413 | 0.9373 | 5 | 0.37862
46609 | 8.06 | 1 | 365 | 9.1787 | 0.47042 | 9 | 0.64915
50337 | 5.98 | 1 | 365 | 6.81 | 0.70386 | 7 | 0.51389
40434 | 4.42 | 1 | 365 | 5.0335 | 0.12894 | 5 | 0.16244
50319 | 5.98 | 1 | 365 | 6.81 | 0.70386 | 7 | 0.51389
50652 | 17.34 | 1 | 365 | 19.7468 | 0.73662 | 20 | 0.48341
50335 | 10.4 | 1 | 365 | 11.8435 | 0.83281 | 12 | 0.67633
45308 | 5.72 | 1 | 365 | 6.5139 | 0.10804 | 6 | 0.62198
41634 | 4.335 | 1 | 365 | 4.9367 | 0.93416 | 5 | 0.87085
54386 | 6.885 | 1 | 365 | 7.8406 | 0.77778 | 8 | 0.61841
45682 | 5.035 | 1 | 365 | 5.7339 | 0.53829 | 6 | 0.27214
45741 | 9.435 | 1 | 365 | 10.7446 | 0.6214 | 11 | 0.36597
48414 | 6.24 | 1 | 365 | 7.1061 | 0.29968 | 7 | 0.4058
54520 | 2.12 | 1 | 365 | 2.4143 | 0.85823 | 3 | 0.27248
45659 | 9.69 | 1 | 365 | 11.035 | 0.20576 | 11 | 0.24073
54370 | 2.55 | 1 | 365 | 2.9039 | 0.84362 | 3 | 0.74756
48139 | 12.24 | 1 | 365 | 13.9389 | 0.04938 | 13 | 0.98829
46364 | 5.355 | 1 | 365 | 6.0983 | 0.2716 | 6 | 0.36988
54389 | 11.985 | 1 | 365 | 13.6485 | 0.46502 | 14 | 0.11354
46159 | 10.455 | 1 | 365 | 11.9062 | 0.95885 | 12 | 0.865
50633 | 6.12 | 1 | 365 | 6.9695 | 0.02469 | 6 | 0.99415
54347 | 9.69 | 1 | 365 | 11.035 | 0.20576 | 11 | 0.24073
54447 | 7.8 | 1 | 365 | 8.8826 | 0.8746 | 9 | 0.75724
54471 | 6.12 | 1 | 365 | 6.9695 | 0.02469 | 6 | 0.99415
54458 | 11.73 | 1 | 365 | 13.3581 | 0.88066 | 14 | 0.23878
48101 | 4.59 | 1 | 365 | 5.2271 | 0.51852 | 5 | 0.74561
45364 | 9.01 | 1 | 365 | 10.2606 | 0.64746 | 10 | 0.90805
54460 | 7.395 | 1 | 365 | 8.4214 | 0.9465 | 9 | 0.36793
45680 | 8.16 | 1 | 365 | 9.2926 | 0.69959 | 9 | 0.99219
53684 | 8.84 | 1 | 365 | 10.067 | 0.25789 | 10 | 0.32488
47845 | 9.62 | 1 | 365 | 10.9553 | 0.045346 | 11 | 0.00060192
39923 | 5.2 | 1 | 365 | 5.9218 | 0.9164 | 6 | 0.83816
53729 | 4.335 | 1 | 365 | 4.9367 | 0.93416 | 5 | 0.87085
47741 | 10.71 | 1 | 365 | 12.1965 | 0.54321 | 12 | 0.73976
53889 | 11.18 | 1 | 365 | 12.7318 | 0.62027 | 13 | 0.35205
53928 | 5.83 | 1 | 365 | 6.6392 | 0.36012 | 6 | 0.99933
53934 | 14.535 | 1 | 365 | 16.5525 | 0.30864 | 16 | 0.8611
50496 | 3.38 | 1 | 365 | 3.8491 | 0.74566 | 4 | 0.59481
53939 | 8.16 | 1 | 365 | 9.2926 | 0.69959 | 9 | 0.99219
53940 | 6.375 | 1 | 365 | 7.2599 | 0.60905 | 7 | 0.8689
53941 | 4.59 | 1 | 365 | 5.2271 | 0.51852 | 5 | 0.74561
50455 | 9.69 | 1 | 365 | 11.035 | 0.20576 | 11 | 0.24073
53942 | 4.59 | 1 | 365 | 5.2271 | 0.51852 | 5 | 0.74561
53955 | 9.18 | 1 | 365 | 10.4542 | 0.037035 | 10 | 0.49122
52191 | 8.925 | 1 | 365 | 10.1638 | 0.45267 | 10 | 0.61646
54050 | 3.12 | 1 | 365 | 3.5531 | 0.14984 | 3 | 0.7029
53150 | 6.75 | 1 | 365 | 7.6869 | 0.46841 | 8 | 0.15531
40664 | 5.865 | 1 | 365 | 6.6791 | 0.44033 | 7 | 0.11939
50377 | 4.59 | 1 | 365 | 5.2271 | 0.51852 | 5 | 0.74561
54096 | 8.925 | 1 | 365 | 10.1638 | 0.45267 | 10 | 0.61646
53242 | 9.435 | 1 | 365 | 10.7446 | 0.6214 | 11 | 0.36597
41485 | 5.865 | 1 | 365 | 6.6791 | 0.44033 | 7 | 0.11939
47535 | 9.945 | 1 | 365 | 11.3254 | 0.79012 | 12 | 0.11549
54327 | 4.16 | 1 | 365 | 4.7374 | 0.53312 | 5 | 0.27053
54329 | 3.38 | 1 | 365 | 3.8491 | 0.74566 | 4 | 0.59481
53184 | 4.59 | 1 | 365 | 5.2271 | 0.51852 | 5 | 0.74561
54330 | 13.78 | 1 | 365 | 15.6927 | 0.57847 | 16 | 0.27113
54336 | 14.04 | 1 | 365 | 15.9888 | 0.17429 | 16 | 0.16304
41942 | 6.76 | 1 | 365 | 7.6983 | 0.49132 | 8 | 0.18961
54338 | 3.12 | 1 | 365 | 3.5531 | 0.14984 | 3 | 0.7029
53244 | 5.1 | 1 | 365 | 5.8079 | 0.68724 | 6 | 0.49512
47566 | 2.04 | 1 | 365 | 2.3232 | 0.6749 | 2 | 0.99805
47554 | 5.61 | 1 | 365 | 6.3887 | 0.85597 | 7 | 0.24463
50640 | 5.2 | 1 | 365 | 5.9218 | 0.9164 | 6 | 0.83816
44954 | 3.9 | 1 | 365 | 4.4413 | 0.9373 | 5 | 0.37862
40951 | 7.02 | 1 | 365 | 7.9944 | 0.087144 | 8 | 0.08152
40515 | 4.68 | 1 | 365 | 5.3296 | 0.72476 | 6 | 0.054347
54453 | 5.1 | 1 | 365 | 5.8079 | 0.68724 | 6 | 0.49512
54450 | 8.32 | 1 | 365 | 9.4748 | 0.066245 | 9 | 0.54106
54445 | 10.4 | 1 | 365 | 11.8435 | 0.83281 | 12 | 0.67633
54439 | 10.92 | 1 | 365 | 12.4357 | 0.024447 | 12 | 0.46014
54438 | 6.375 | 1 | 365 | 7.2599 | 0.60905 | 7 | 0.8689
54433 | 6.63 | 1 | 365 | 7.5502 | 0.19341 | 7 | 0.74366
54434 | 5.1 | 1 | 365 | 5.8079 | 0.68724 | 6 | 0.49512
54431 | 7.8 | 1 | 365 | 8.8826 | 0.8746 | 9 | 0.75724
54416 | 4.335 | 1 | 365 | 4.9367 | 0.93416 | 5 | 0.87085
54516 | 9.69 | 1 | 365 | 11.035 | 0.20576 | 11 | 0.24073
54506 | 7.65 | 1 | 365 | 8.7118 | 0.53086 | 9 | 0.24268
54507 | 10.2 | 1 | 365 | 11.6158 | 0.37448 | 11 | 0.99024
54505 | 5.565 | 1 | 365 | 6.3374 | 0.75284 | 7 | 0.090265
54544 | 6.885 | 1 | 365 | 7.8406 | 0.77778 | 8 | 0.61841
54427 | 4.08 | 1 | 365 | 4.6463 | 0.34979 | 4 | 0.9961
54554 | 2.295 | 1 | 365 | 2.6135 | 0.25926 | 2 | 0.8728
54413 | 10.965 | 1 | 365 | 12.4869 | 0.12757 | 12 | 0.61451
37805 | 2.86 | 1 | 365 | 3.257 | 0.55402 | 3 | 0.81099
41991 | 3.32 | 1 | 365 | 3.7808 | 0.60817 | 4 | 0.38898
45869 | 9.945 | 1 | 365 | 11.3254 | 0.79012 | 12 | 0.11549
47562 | 8.06 | 1 | 365 | 9.1787 | 0.47042 | 9 | 0.64915
45979 | 7.28 | 1 | 365 | 8.2905 | 0.68296 | 8 | 0.97343
50570 | 7.29 | 1 | 365 | 8.3019 | 0.70588 | 9 | 0.0077326
39264 | 8.84 | 1 | 365 | 10.067 | 0.25789 | 10 | 0.32488
39664 | 5.2 | 1 | 365 | 5.9218 | 0.9164 | 6 | 0.83816
40124 | 4.68 | 1 | 365 | 5.3296 | 0.72476 | 6 | 0.054347
54343 | 4.77 | 1 | 365 | 5.4321 | 0.93101 | 6 | 0.36308
39542 | 13.52 | 1 | 365 | 15.3966 | 0.98265 | 16 | 0.37922
54346 | 4.845 | 1 | 365 | 5.5175 | 0.10288 | 5 | 0.62037
45141 | 5.98 | 1 | 365 | 6.81 | 0.70386 | 7 | 0.51389
45694 | 6.625 | 1 | 365 | 7.5446 | 0.18196 | 7 | 0.72651
54529 | 4.335 | 1 | 365 | 4.9367 | 0.93416 | 5 | 0.87085
39543 | 10.965 | 1 | 365 | 12.4869 | 0.12757 | 12 | 0.61451
38170 | 6.5 | 1 | 365 | 7.4022 | 0.8955 | 8 | 0.2977
48867 | 12.19 | 1 | 365 | 13.882 | 0.9348 | 14 | 0.81677
45752 | 3.315 | 1 | 365 | 3.7751 | 0.59671 | 4 | 0.37183
53886 | 7.28 | 1 | 365 | 8.2905 | 0.68296 | 8 | 0.97343
48562 | 6.24 | 1 | 365 | 7.1061 | 0.29968 | 7 | 0.4058
40017 | 8.32 | 1 | 365 | 9.4748 | 0.066245 | 9 | 0.54106
55676 | 4.59 | 1 | 365 | 5.2271 | 0.51852 | 5 | 0.74561
55712 | 6.12 | 1 | 365 | 6.9695 | 0.02469 | 6 | 0.99415
55705 | 10.455 | 1 | 365 | 11.9062 | 0.95885 | 12 | 0.865
41567 | 8.32 | 1 | 365 | 9.4748 | 0.066245 | 9 | 0.54106
39414 | 8.415 | 1 | 365 | 9.583 | 0.28395 | 9 | 0.86695
47479 | 9.18 | 1 | 365 | 10.4542 | 0.037035 | 10 | 0.49122
41106 | 7.42 | 1 | 365 | 8.4499 | 0.0037907 | 8 | 0.45369
40828 | 4.68 | 1 | 365 | 5.3296 | 0.72476 | 6 | 0.054347
54351 | 11.22 | 1 | 365 | 12.7773 | 0.71193 | 13 | 0.48927
54354 | 5.865 | 1 | 365 | 6.6791 | 0.44033 | 7 | 0.11939
54422 | 4.08 | 1 | 365 | 4.6463 | 0.34979 | 4 | 0.9961
54429 | 3.9 | 1 | 365 | 4.4413 | 0.9373 | 5 | 0.37862
54488 | 6.63 | 1 | 365 | 7.5502 | 0.19341 | 7 | 0.74366
54498 | 3.38 | 1 | 365 | 3.8491 | 0.74566 | 4 | 0.59481
39406 | 11.7 | 1 | 365 | 13.324 | 0.81191 | 14 | 0.13587
54464 | 5.2 | 1 | 365 | 5.9218 | 0.9164 | 6 | 0.83816
50436 | 5.61 | 1 | 365 | 6.3887 | 0.85597 | 7 | 0.24463
54519 | 4.68 | 1 | 365 | 5.3296 | 0.72476 | 6 | 0.054347
39730 | 7.8 | 1 | 365 | 8.8826 | 0.8746 | 9 | 0.75724
46042 | 8.84 | 1 | 365 | 10.067 | 0.25789 | 10 | 0.32488
54549 | 3.825 | 1 | 365 | 4.3559 | 0.76543 | 5 | 0.12134
54608 | 8.925 | 1 | 365 | 10.1638 | 0.45267 | 10 | 0.61646
42556 | 5.72 | 1 | 365 | 6.5139 | 0.10804 | 6 | 0.62198
54610 | 9.435 | 1 | 365 | 10.7446 | 0.6214 | 11 | 0.36597
54611 | 11.22 | 1 | 365 | 12.7773 | 0.71193 | 13 | 0.48927
54609 | 9.435 | 1 | 365 | 10.7446 | 0.6214 | 11 | 0.36597
54615 | 9.88 | 1 | 365 | 11.2513 | 0.64117 | 11 | 0.89251
54616 | 8.415 | 1 | 365 | 9.583 | 0.28395 | 9 | 0.86695
50581 | 7.14 | 1 | 365 | 8.131 | 0.36214 | 8 | 0.49317
54622 | 3.06 | 1 | 365 | 3.4847 | 0.012345 | 3 | 0.49707
54624 | 6.89 | 1 | 365 | 7.8463 | 0.78923 | 8 | 0.63557
54621 | 3.315 | 1 | 365 | 3.7751 | 0.59671 | 4 | 0.37183
49476 | 6.82 | 1 | 365 | 7.7666 | 0.62882 | 8 | 0.39544
39745 | 4.94 | 1 | 365 | 5.6257 | 0.32058 | 5 | 0.94626
50118 | 4.5 | 1 | 365 | 5.1246 | 0.31227 | 5 | 0.43687
52843 | 5.2 | 1 | 365 | 5.9218 | 0.9164 | 6 | 0.83816
52845 | 5.2 | 1 | 365 | 5.9218 | 0.9164 | 6 | 0.83816
45678 | 5.5 | 1 | 365 | 6.2634 | 0.60389 | 6 | 0.86729
54627 | 3.06 | 1 | 365 | 3.4847 | 0.012345 | 3 | 0.49707
54648 | 7.28 | 1 | 365 | 8.2905 | 0.68296 | 8 | 0.97343
54654 | 10.14 | 1 | 365 | 11.5474 | 0.23699 | 11 | 0.78442
49456 | 6.5 | 1 | 365 | 7.4022 | 0.8955 | 8 | 0.2977
54656 | 10.455 | 1 | 365 | 11.9062 | 0.95885 | 12 | 0.865
45215 | 11.75 | 1 | 365 | 13.3809 | 0.92649 | 14 | 0.30739
54658 | 4.94 | 1 | 365 | 5.6257 | 0.32058 | 5 | 0.94626
44555 | 7 | 1 | 365 | 7.9716 | 0.041312 | 8 | 0.012912
54660 | 3.38 | 1 | 365 | 3.8491 | 0.74566 | 4 | 0.59481
37747 | 4.05 | 1 | 365 | 4.6121 | 0.28104 | 4 | 0.89318
54177 | 7.28 | 1 | 365 | 8.2905 | 0.68296 | 8 | 0.97343
30740 | 7.54 | 1 | 365 | 8.5866 | 0.27878 | 8 | 0.86534
52039 | 8.58 | 1 | 365 | 9.7709 | 0.66207 | 10 | 0.43297
32711 | 9.36 | 1 | 365 | 10.6592 | 0.44953 | 11 | 0.10869
50164 | 5.46 | 1 | 365 | 6.2178 | 0.51222 | 6 | 0.73007
56636 | 9.54 | 1 | 365 | 10.8642 | 0.86202 | 11 | 0.72617
37036 | 5.98 | 1 | 365 | 6.81 | 0.70386 | 7 | 0.51389
36673 | 7.28 | 1 | 365 | 8.2905 | 0.68296 | 8 | 0.97343
37703 | 5.98 | 1 | 365 | 6.81 | 0.70386 | 7 | 0.51389
36985 | 6.76 | 1 | 365 | 7.6983 | 0.49132 | 8 | 0.18961
37062 | 7.54 | 1 | 365 | 8.5866 | 0.27878 | 8 | 0.86534
37721 | 6.5 | 1 | 365 | 7.4022 | 0.8955 | 8 | 0.2977
41256 | 3.9 | 1 | 365 | 4.4413 | 0.9373 | 5 | 0.37862
37902 | 10.14 | 1 | 365 | 11.5474 | 0.23699 | 11 | 0.78442
38829 | 4.16 | 1 | 365 | 4.7374 | 0.53312 | 5 | 0.27053
39482 | 10.335 | 1 | 365 | 11.7695 | 0.68385 | 12 | 0.45335
39069 | 12.22 | 1 | 365 | 13.9161 | 0.0035475 | 13 | 0.91968
37882 | 11.44 | 1 | 365 | 13.0279 | 0.21609 | 13 | 0.24396
54180 | 3.38 | 1 | 365 | 3.8491 | 0.74566 | 4 | 0.59481
39431 | 5.98 | 1 | 365 | 6.81 | 0.70386 | 7 | 0.51389
33219 | 4.68 | 1 | 365 | 5.3296 | 0.72476 | 6 | 0.054347
33539 | 2.34 | 1 | 365 | 2.6648 | 0.36238 | 3 | 0.027173
50303 | 6.12 | 1 | 365 | 6.9695 | 0.02469 | 6 | 0.99415
17945 | 7.28 | 1 | 365 | 8.2905 | 0.68296 | 8 | 0.97343
20396 | 4.94 | 1 | 365 | 5.6257 | 0.32058 | 5 | 0.94626
28034 | 8.32 | 1 | 365 | 9.4748 | 0.066245 | 9 | 0.54106
31699 | 5.98 | 1 | 365 | 6.81 | 0.70386 | 7 | 0.51389
28808 | 12.74 | 1 | 365 | 14.5083 | 0.19519 | 14 | 0.7035
25619 | 9.1 | 1 | 365 | 10.3631 | 0.85371 | 11 | 0.21679
29013 | 3.9 | 1 | 365 | 4.4413 | 0.9373 | 5 | 0.37862
32100 | 13 | 1 | 365 | 14.8044 | 0.79101 | 15 | 0.59541
32418 | 6.24 | 1 | 365 | 7.1061 | 0.29968 | 7 | 0.4058
37524 | 11.275 | 1 | 365 | 12.84 | 0.83797 | 13 | 0.67794
43761 | 4.56 | 1 | 365 | 5.1929 | 0.44977 | 5 | 0.6427
42710 | 7.2 | 1 | 365 | 8.1994 | 0.49964 | 8 | 0.699
38354 | 5.985 | 1 | 365 | 6.8157 | 0.71532 | 7 | 0.53104
46029 | 7.02 | 1 | 365 | 7.9944 | 0.087144 | 8 | 0.08152
41125 | 5.72 | 1 | 365 | 6.5139 | 0.10804 | 6 | 0.62198
37307 | 10 | 1 | 365 | 11.388 | 0.91616 | 12 | 0.30416
37506 | 12.753 | 1 | 365 | 14.5231 | 0.22498 | 14 | 0.7481
37788 | 5.886 | 1 | 365 | 6.703 | 0.48845 | 7 | 0.19143
37147 | 9.045 | 1 | 365 | 10.3004 | 0.72767 | 11 | 0.028113
46268 | 13 | 1 | 365 | 14.8044 | 0.79101 | 15 | 0.59541
44809 | 7.2 | 1 | 365 | 8.1994 | 0.49964 | 8 | 0.699
54457 | 6.63 | 1 | 365 | 7.5502 | 0.19341 | 7 | 0.74366
54409 | 7.395 | 1 | 365 | 8.4214 | 0.9465 | 9 | 0.36793
37273 | 4.02 | 1 | 365 | 4.578 | 0.2123 | 4 | 0.79027
50346 | 12.22 | 1 | 365 | 13.9161 | 0.0035475 | 13 | 0.91968
41988 | 9.45 | 1 | 365 | 10.7617 | 0.65577 | 11 | 0.41743
47361 | 6.21 | 1 | 365 | 7.0719 | 0.23094 | 7 | 0.30288
39667 | 9.18 | 1 | 365 | 10.4542 | 0.037035 | 10 | 0.49122
45937 | 6.12 | 1 | 365 | 6.9695 | 0.02469 | 6 | 0.99415
46769 | 3.71 | 1 | 365 | 4.2249 | 0.5019 | 4 | 0.72684
50414 | 2.08 | 1 | 365 | 2.3687 | 0.76656 | 3 | 0.13527
37868 | 5.72 | 1 | 365 | 6.5139 | 0.10804 | 6 | 0.62198
47386 | 8.32 | 1 | 365 | 9.4748 | 0.066245 | 9 | 0.54106
39473 | 5.2 | 1 | 365 | 5.9218 | 0.9164 | 6 | 0.83816
47976 | 8.84 | 1 | 365 | 10.067 | 0.25789 | 10 | 0.32488
39145 | 3.12 | 1 | 365 | 3.5531 | 0.14984 | 3 | 0.7029
39355 | 14.04 | 1 | 365 | 15.9888 | 0.17429 | 16 | 0.16304
56302 | 8.925 | 1 | 365 | 10.1638 | 0.45267 | 10 | 0.61646
38050 | 3.975 | 1 | 365 | 4.5267 | 0.10917 | 4 | 0.6359
40495 | 10.4 | 1 | 365 | 11.8435 | 0.83281 | 12 | 0.67633
54440 | 3.12 | 1 | 365 | 3.5531 | 0.14984 | 3 | 0.7029
39271 | 5.46 | 1 | 365 | 6.2178 | 0.51222 | 6 | 0.73007
47557 | 10.455 | 1 | 365 | 11.9062 | 0.95885 | 12 | 0.865
46298 | 7.14 | 1 | 365 | 8.131 | 0.36214 | 8 | 0.49317
50428 | 9.69 | 1 | 365 | 11.035 | 0.20576 | 11 | 0.24073
48558 | 7.95 | 1 | 365 | 9.0535 | 0.21835 | 9 | 0.27181
45918 | 7.54 | 1 | 365 | 8.5866 | 0.27878 | 8 | 0.86534
55225 | 8.925 | 1 | 365 | 10.1638 | 0.45267 | 10 | 0.61646
39916 | 6.24 | 1 | 365 | 7.1061 | 0.29968 | 7 | 0.4058
55269 | 5.61 | 1 | 365 | 6.3887 | 0.85597 | 7 | 0.24463
55376 | 3.06 | 1 | 365 | 3.4847 | 0.012345 | 3 | 0.49707
55381 | 10.455 | 1 | 365 | 11.9062 | 0.95885 | 12 | 0.865
55384 | 5.1 | 1 | 365 | 5.8079 | 0.68724 | 6 | 0.49512
55386 | 6.12 | 1 | 365 | 6.9695 | 0.02469 | 6 | 0.99415
55402 | 5.61 | 1 | 365 | 6.3887 | 0.85597 | 7 | 0.24463
54783 | 5.775 | 1 | 365 | 6.5766 | 0.23408 | 6 | 0.81065
46712 | 15.9 | 1 | 365 | 18.1069 | 0.43669 | 18 | 0.54361
54875 | 11.44 | 1 | 365 | 13.0279 | 0.21609 | 13 | 0.24396
50113 | 8.7 | 1 | 365 | 9.9076 | 0.93706 | 10 | 0.84462
54872 | 11.96 | 1 | 365 | 13.62 | 0.40773 | 14 | 0.027775
37339 | 12.753 | 1 | 365 | 14.5231 | 0.22498 | 14 | 0.7481
41994 | 3.975 | 1 | 365 | 4.5267 | 0.10917 | 4 | 0.6359
37337 | 4.58 | 1 | 365 | 5.2157 | 0.4956 | 5 | 0.71131
42651 | 6.9 | 1 | 365 | 7.8577 | 0.81215 | 8 | 0.66987
35737 | 7.5 | 1 | 365 | 8.541 | 0.18712 | 8 | 0.72812
43802 | 5.83 | 1 | 365 | 6.6392 | 0.36012 | 6 | 0.99933
52531 | 109.8 | 0.9 | 365 | 112.5362 | 0.45749 | 112 | 0.99371
56130 | 5.46 | 1 | 365 | 6.2178 | 0.51222 | 6 | 0.73007
47712 | 5.4 | 1 | 365 | 6.1495 | 0.37473 | 6 | 0.52425
52578 | 2.94 | 1 | 365 | 3.3481 | 0.73735 | 4 | 0.085423
47108 | 7.54 | 1 | 365 | 8.5866 | 0.27878 | 8 | 0.86534
47049 | 9.36 | 1 | 365 | 10.6592 | 0.44953 | 11 | 0.10869
52958 | 4.68 | 1 | 365 | 5.3296 | 0.72476 | 6 | 0.054347
52129 | 7.68 | 1 | 365 | 8.746 | 0.59961 | 9 | 0.34559
47006 | 5.2 | 1 | 365 | 5.9218 | 0.9164 | 6 | 0.83816
52961 | 8.32 | 1 | 365 | 9.4748 | 0.066245 | 9 | 0.54106
45350 | 6.2 | 1 | 365 | 7.0606 | 0.20802 | 7 | 0.26858
51004 | 10.14 | 1 | 365 | 11.5474 | 0.23699 | 11 | 0.78442
46274 | 8.68 | 1 | 365 | 9.8848 | 0.89123 | 10 | 0.77601
51415 | 22.88 | 1 | 365 | 26.0557 | 0.43217 | 26 | 0.48792
51416 | 15.08 | 1 | 365 | 17.1731 | 0.55757 | 17 | 0.73067
44147 | 11.025 | 1 | 365 | 12.5553 | 0.26507 | 12 | 0.82034
51414 | 13.26 | 1 | 365 | 15.1005 | 0.38683 | 15 | 0.48732
51418 | 11.18 | 1 | 365 | 12.7318 | 0.62027 | 13 | 0.35205
44713 | 12 | 1 | 365 | 13.6656 | 0.49939 | 14 | 0.16499
47040 | 12.24 | 1 | 365 | 13.9389 | 0.04938 | 13 | 0.98829
51420 | 10.66 | 1 | 365 | 12.1396 | 0.42863 | 12 | 0.56823
51423 | 11.7 | 1 | 365 | 13.324 | 0.81191 | 14 | 0.13587
51424 | 11.7 | 1 | 365 | 13.324 | 0.81191 | 14 | 0.13587
38369 | 12.48 | 1 | 365 | 14.2122 | 0.59937 | 14 | 0.81159
51642 | 11.96 | 1 | 365 | 13.62 | 0.40773 | 14 | 0.027775
51966 | 13 | 1 | 365 | 14.8044 | 0.79101 | 15 | 0.59541
52012 | 11.96 | 1 | 365 | 13.62 | 0.40773 | 14 | 0.027775
52179 | 10.66 | 1 | 365 | 12.1396 | 0.42863 | 12 | 0.56823
43032 | 8.19 | 1 | 365 | 9.3268 | 0.76834 | 10 | 0.095107
51996 | 10.4 | 1 | 365 | 11.8435 | 0.83281 | 12 | 0.67633
52825 | 11.96 | 1 | 365 | 13.62 | 0.40773 | 14 | 0.027775
51430 | 10.92 | 1 | 365 | 12.4357 | 0.024447 | 12 | 0.46014
52832 | 12.74 | 1 | 365 | 14.5083 | 0.19519 | 14 | 0.7035
51431 | 15.34 | 1 | 365 | 17.4692 | 0.15339 | 17 | 0.62258
52831 | 16.38 | 1 | 365 | 18.6535 | 0.53667 | 19 | 0.19021
51432 | 11.7 | 1 | 365 | 13.324 | 0.81191 | 14 | 0.13587
53575 | 8.58 | 1 | 365 | 9.7709 | 0.66207 | 10 | 0.43297
53570 | 6.76 | 1 | 365 | 7.6983 | 0.49132 | 8 | 0.18961
51433 | 10.92 | 1 | 365 | 12.4357 | 0.024447 | 12 | 0.46014
51459 | 10.92 | 1 | 365 | 12.4357 | 0.024447 | 12 | 0.46014
53569 | 7.8 | 1 | 365 | 8.8826 | 0.8746 | 9 | 0.75724
51461 | 10.66 | 1 | 365 | 12.1396 | 0.42863 | 12 | 0.56823
53558 | 5.98 | 1 | 365 | 6.81 | 0.70386 | 7 | 0.51389
47897 | 6.76 | 1 | 365 | 7.6983 | 0.49132 | 8 | 0.18961
53557 | 9.1 | 1 | 365 | 10.3631 | 0.85371 | 11 | 0.21679
53555 | 9.52 | 1 | 365 | 10.8414 | 0.81618 | 11 | 0.65756
46636 | 3.71 | 1 | 365 | 4.2249 | 0.5019 | 4 | 0.72684
53554 | 5.04 | 1 | 365 | 5.7396 | 0.54974 | 6 | 0.2893
52309 | 5.98 | 1 | 365 | 6.81 | 0.70386 | 7 | 0.51389
53550 | 7.84 | 1 | 365 | 8.9282 | 0.96627 | 9 | 0.89446
53711 | 3.9 | 1 | 365 | 4.4413 | 0.9373 | 5 | 0.37862
53710 | 8.84 | 1 | 365 | 10.067 | 0.25789 | 10 | 0.32488
53508 | 7.02 | 1 | 365 | 7.9944 | 0.087144 | 8 | 0.08152
51965 | 12.48 | 1 | 365 | 14.2122 | 0.59937 | 14 | 0.81159
53505 | 4.16 | 1 | 365 | 4.7374 | 0.53312 | 5 | 0.27053
53504 | 7.28 | 1 | 365 | 8.2905 | 0.68296 | 8 | 0.97343
54904 | 17.34 | 1 | 365 | 19.7468 | 0.73662 | 20 | 0.48341
54902 | 11.44 | 1 | 365 | 13.0279 | 0.21609 | 13 | 0.24396
53503 | 9.36 | 1 | 365 | 10.6592 | 0.44953 | 11 | 0.10869
54901 | 11.18 | 1 | 365 | 12.7318 | 0.62027 | 13 | 0.35205
53502 | 5.72 | 1 | 365 | 6.5139 | 0.10804 | 6 | 0.62198
54897 | 13 | 1 | 365 | 14.8044 | 0.79101 | 15 | 0.59541
53501 | 5.98 | 1 | 365 | 6.81 | 0.70386 | 7 | 0.51389
54891 | 14.04 | 1 | 365 | 15.9888 | 0.17429 | 16 | 0.16304
53577 | 4.08 | 1 | 365 | 4.6463 | 0.34979 | 4 | 0.9961
54890 | 11.44 | 1 | 365 | 13.0279 | 0.21609 | 13 | 0.24396
54889 | 13.78 | 1 | 365 | 15.6927 | 0.57847 | 16 | 0.27113
54870 | 10.66 | 1 | 365 | 12.1396 | 0.42863 | 12 | 0.56823
54866 | 16.83 | 1 | 365 | 19.166 | 0.5679 | 19 | 0.7339
53587 | 5.98 | 1 | 365 | 6.81 | 0.70386 | 7 | 0.51389
54858 | 7.8 | 1 | 365 | 8.8826 | 0.8746 | 9 | 0.75724
53499 | 9.36 | 1 | 365 | 10.6592 | 0.44953 | 11 | 0.10869
54854 | 5.46 | 1 | 365 | 6.2178 | 0.51222 | 6 | 0.73007
54893 | 10.4 | 1 | 365 | 11.8435 | 0.83281 | 12 | 0.67633
54850 | 6.76 | 1 | 365 | 7.6983 | 0.49132 | 8 | 0.18961
44558 | 4.16 | 1 | 365 | 4.7374 | 0.53312 | 5 | 0.27053
45348 | 7.54 | 1 | 365 | 8.5866 | 0.27878 | 8 | 0.86534
45699 | 3.38 | 1 | 365 | 3.8491 | 0.74566 | 4 | 0.59481
34264 | 7.28 | 1 | 365 | 8.2905 | 0.68296 | 8 | 0.97343
48657 | 10.66 | 1 | 365 | 12.1396 | 0.42863 | 12 | 0.56823
45275 | 10.4 | 1 | 365 | 11.8435 | 0.83281 | 12 | 0.67633
33854 | 4.16 | 1 | 365 | 4.7374 | 0.53312 | 5 | 0.27053
53497 | 5.72 | 1 | 365 | 6.5139 | 0.10804 | 6 | 0.62198
51372 | 10.4 | 1 | 365 | 11.8435 | 0.83281 | 12 | 0.67633
53496 | 2.08 | 1 | 365 | 2.3687 | 0.76656 | 3 | 0.13527
32546 | 7.02 | 1 | 365 | 7.9944 | 0.087144 | 8 | 0.08152
53495 | 5.98 | 1 | 365 | 6.81 | 0.70386 | 7 | 0.51389
53407 | 7.02 | 1 | 365 | 7.9944 | 0.087144 | 8 | 0.08152
32531 | 7.28 | 1 | 365 | 8.2905 | 0.68296 | 8 | 0.97343
53405 | 6.24 | 1 | 365 | 7.1061 | 0.29968 | 7 | 0.4058
32180 | 5.98 | 1 | 365 | 6.81 | 0.70386 | 7 | 0.51389
51394 | 3.12 | 1 | 365 | 3.5531 | 0.14984 | 3 | 0.7029
50811 | 5.46 | 1 | 365 | 6.2178 | 0.51222 | 6 | 0.73007
51395 | 5.46 | 1 | 365 | 6.2178 | 0.51222 | 6 | 0.73007
50886 | 8.84 | 1 | 365 | 10.067 | 0.25789 | 10 | 0.32488
54853 | 7.02 | 1 | 365 | 7.9944 | 0.087144 | 8 | 0.08152
51793 | 7.8 | 1 | 365 | 8.8826 | 0.8746 | 9 | 0.75724
54814 | 7.28 | 1 | 365 | 8.2905 | 0.68296 | 8 | 0.97343
52507 | 7.02 | 1 | 365 | 7.9944 | 0.087144 | 8 | 0.08152
53596 | 6.325 | 1 | 365 | 7.2029 | 0.49447 | 7 | 0.69738
54809 | 2.86 | 1 | 365 | 3.257 | 0.55402 | 3 | 0.81099
52586 | 4.16 | 1 | 365 | 4.7374 | 0.53312 | 5 | 0.27053
52557 | 3.9 | 1 | 365 | 4.4413 | 0.9373 | 5 | 0.37862
52681 | 4.94 | 1 | 365 | 5.6257 | 0.32058 | 5 | 0.94626
52555 | 3.64 | 1 | 365 | 4.1452 | 0.34148 | 4 | 0.48671
52723 | 3.9 | 1 | 365 | 4.4413 | 0.9373 | 5 | 0.37862
52550 | 8.32 | 1 | 365 | 9.4748 | 0.066245 | 9 | 0.54106
53750 | 5.72 | 1 | 365 | 6.5139 | 0.10804 | 6 | 0.62198
52418 | 6.5 | 1 | 365 | 7.4022 | 0.8955 | 8 | 0.2977
52510 | 4.16 | 1 | 365 | 4.7374 | 0.53312 | 5 | 0.27053
53749 | 9.88 | 1 | 365 | 11.2513 | 0.64117 | 11 | 0.89251
52793 | 6.24 | 1 | 365 | 7.1061 | 0.29968 | 7 | 0.4058
53748 | 4.42 | 1 | 365 | 5.0335 | 0.12894 | 5 | 0.16244
52265 | 12.22 | 1 | 365 | 13.9161 | 0.0035475 | 13 | 0.91968
53746 | 4.94 | 1 | 365 | 5.6257 | 0.32058 | 5 | 0.94626
52277 | 5.2 | 1 | 365 | 5.9218 | 0.9164 | 6 | 0.83816
53745 | 5.98 | 1 | 365 | 6.81 | 0.70386 | 7 | 0.51389
52247 | 9.36 | 1 | 365 | 10.6592 | 0.44953 | 11 | 0.10869
53743 | 5.72 | 1 | 365 | 6.5139 | 0.10804 | 6 | 0.62198
53741 | 9.1 | 1 | 365 | 10.3631 | 0.85371 | 11 | 0.21679
53402 | 5.72 | 1 | 365 | 6.5139 | 0.10804 | 6 | 0.62198
52156 | 7.02 | 1 | 365 | 7.9944 | 0.087144 | 8 | 0.08152
53739 | 5.2 | 1 | 365 | 5.9218 | 0.9164 | 6 | 0.83816
53738 | 7.8 | 1 | 365 | 8.8826 | 0.8746 | 9 | 0.75724
53737 | 6.76 | 1 | 365 | 7.6983 | 0.49132 | 8 | 0.18961
53736 | 4.42 | 1 | 365 | 5.0335 | 0.12894 | 5 | 0.16244
53735 | 6.5 | 1 | 365 | 7.4022 | 0.8955 | 8 | 0.2977
53734 | 7.8 | 1 | 365 | 8.8826 | 0.8746 | 9 | 0.75724
53732 | 7.28 | 1 | 365 | 8.2905 | 0.68296 | 8 | 0.97343
53702 | 5.98 | 1 | 365 | 6.81 | 0.70386 | 7 | 0.51389
53701 | 4.68 | 1 | 365 | 5.3296 | 0.72476 | 6 | 0.054347
53660 | 7.02 | 1 | 365 | 7.9944 | 0.087144 | 8 | 0.08152
53659 | 4.16 | 1 | 365 | 4.7374 | 0.53312 | 5 | 0.27053
53658 | 7.8 | 1 | 365 | 8.8826 | 0.8746 | 9 | 0.75724
53657 | 6.24 | 1 | 365 | 7.1061 | 0.29968 | 7 | 0.4058
53654 | 9.1 | 1 | 365 | 10.3631 | 0.85371 | 11 | 0.21679
53652 | 6.5 | 1 | 365 | 7.4022 | 0.8955 | 8 | 0.2977
53628 | 9.1 | 1 | 365 | 10.3631 | 0.85371 | 11 | 0.21679
53624 | 8.84 | 1 | 365 | 10.067 | 0.25789 | 10 | 0.32488
53618 | 8.32 | 1 | 365 | 9.4748 | 0.066245 | 9 | 0.54106
49871 | 6 | 1 | 365 | 6.8328 | 0.7497 | 7 | 0.5825
53612 | 8.58 | 1 | 365 | 9.7709 | 0.66207 | 10 | 0.43297
54278 | 3.9 | 1 | 365 | 4.4413 | 0.9373 | 5 | 0.37862
54120 | 3.38 | 1 | 365 | 3.8491 | 0.74566 | 4 | 0.59481
52500 | 9.36 | 1 | 365 | 10.6592 | 0.44953 | 11 | 0.10869
52947 | 6.76 | 1 | 365 | 7.6983 | 0.49132 | 8 | 0.18961
54211 | 4.16 | 1 | 365 | 4.7374 | 0.53312 | 5 | 0.27053
54356 | 11.96 | 1 | 365 | 13.62 | 0.40773 | 14 | 0.027775
46774 | 5.2 | 1 | 365 | 5.9218 | 0.9164 | 6 | 0.83816
46730 | 5.2 | 1 | 365 | 5.9218 | 0.9164 | 6 | 0.83816
40924 | 9.81 | 1 | 365 | 11.1716 | 0.48075 | 11 | 0.65238
53401 | 6.5 | 1 | 365 | 7.4022 | 0.8955 | 8 | 0.2977
46689 | 5.3 | 1 | 365 | 6.0356 | 0.14556 | 6 | 0.1812
53400 | 8.06 | 1 | 365 | 9.1787 | 0.47042 | 9 | 0.64915
53396 | 9.88 | 1 | 365 | 11.2513 | 0.64117 | 11 | 0.89251
42832 | 12.426 | 1 | 365 | 14.1507 | 0.47562 | 14 | 0.62635
53394 | 6.24 | 1 | 365 | 7.1061 | 0.29968 | 7 | 0.4058
47721 | 5.7 | 1 | 365 | 6.4912 | 0.062211 | 6 | 0.55337
53390 | 6.24 | 1 | 365 | 7.1061 | 0.29968 | 7 | 0.4058
44928 | 7.95 | 1 | 365 | 9.0535 | 0.21835 | 9 | 0.27181
43673 | 15.93 | 1 | 365 | 18.1411 | 0.50544 | 18 | 0.64653
45316 | 6.6 | 1 | 365 | 7.5161 | 0.12467 | 7 | 0.64075
46724 | 9.54 | 1 | 365 | 10.8642 | 0.86202 | 11 | 0.72617
43406 | 8.64 | 1 | 365 | 9.8392 | 0.79956 | 10 | 0.63879
51470 | 7.2 | 1 | 365 | 8.1994 | 0.49964 | 8 | 0.699
51469 | 8.4 | 1 | 365 | 9.5659 | 0.24957 | 9 | 0.81549
47043 | 11.025 | 1 | 365 | 12.5553 | 0.26507 | 12 | 0.82034
47109 | 7.8 | 1 | 365 | 8.8826 | 0.8746 | 9 | 0.75724
47426 | 12.6 | 1 | 365 | 14.3489 | 0.87436 | 15 | 0.22324
50544 | 6 | 1 | 365 | 6.8328 | 0.7497 | 7 | 0.5825
53392 | 8.32 | 1 | 365 | 9.4748 | 0.066245 | 9 | 0.54106
53383 | 4.16 | 1 | 365 | 4.7374 | 0.53312 | 5 | 0.27053
53379 | 9.62 | 1 | 365 | 10.9553 | 0.045346 | 11 | 0.00060192
53378 | 6.5 | 1 | 365 | 7.4022 | 0.8955 | 8 | 0.2977
46708 | 8.84 | 1 | 365 | 10.067 | 0.25789 | 10 | 0.32488
53376 | 5.2 | 1 | 365 | 5.9218 | 0.9164 | 6 | 0.83816
46790 | 6.89 | 1 | 365 | 7.8463 | 0.78923 | 8 | 0.63557
53375 | 4.16 | 1 | 365 | 4.7374 | 0.53312 | 5 | 0.27053
46735 | 9.36 | 1 | 365 | 10.6592 | 0.44953 | 11 | 0.10869
53372 | 5.98 | 1 | 365 | 6.81 | 0.70386 | 7 | 0.51389
40440 | 4.5 | 1 | 365 | 5.1246 | 0.31227 | 5 | 0.43687
53370 | 9.1 | 1 | 365 | 10.3631 | 0.85371 | 11 | 0.21679
40814 | 12.765 | 1 | 365 | 14.5368 | 0.25248 | 14 | 0.78926
53369 | 4.68 | 1 | 365 | 5.3296 | 0.72476 | 6 | 0.054347
38102 | 6.9 | 1 | 365 | 7.8577 | 0.81215 | 8 | 0.66987
53367 | 4.94 | 1 | 365 | 5.6257 | 0.32058 | 5 | 0.94626
53366 | 8.06 | 1 | 365 | 9.1787 | 0.47042 | 9 | 0.64915
46667 | 5.46 | 1 | 365 | 6.2178 | 0.51222 | 6 | 0.73007
53363 | 5.72 | 1 | 365 | 6.5139 | 0.10804 | 6 | 0.62198
47926 | 6.76 | 1 | 365 | 7.6983 | 0.49132 | 8 | 0.18961
53361 | 9.36 | 1 | 365 | 10.6592 | 0.44953 | 11 | 0.10869
53359 | 9.1 | 1 | 365 | 10.3631 | 0.85371 | 11 | 0.21679
53356 | 6.24 | 1 | 365 | 7.1061 | 0.29968 | 7 | 0.4058
48035 | 6.24 | 1 | 365 | 7.1061 | 0.29968 | 7 | 0.4058
47488 | 6.5 | 1 | 365 | 7.4022 | 0.8955 | 8 | 0.2977
46699 | 13.26 | 1 | 365 | 15.1005 | 0.38683 | 15 | 0.48732
53725 | 4.94 | 1 | 365 | 5.6257 | 0.32058 | 5 | 0.94626
46961 | 13.26 | 1 | 365 | 15.1005 | 0.38683 | 15 | 0.48732
46681 | 10.66 | 1 | 365 | 12.1396 | 0.42863 | 12 | 0.56823
53730 | 5.98 | 1 | 365 | 6.81 | 0.70386 | 7 | 0.51389
46937 | 13.26 | 1 | 365 | 15.1005 | 0.38683 | 15 | 0.48732
53703 | 7.8 | 1 | 365 | 8.8826 | 0.8746 | 9 | 0.75724
37504 | 12.6 | 1 | 365 | 14.3489 | 0.87436 | 15 | 0.22324
53724 | 6.5 | 1 | 365 | 7.4022 | 0.8955 | 8 | 0.2977
46939 | 3.9 | 1 | 365 | 4.4413 | 0.9373 | 5 | 0.37862
47131 | 8.32 | 1 | 365 | 9.4748 | 0.066245 | 9 | 0.54106
38625 | 3.924 | 1 | 365 | 4.4687 | 0.9923 | 5 | 0.46095
49873 | 7.125 | 1 | 365 | 8.114 | 0.32776 | 8 | 0.44171
53131 | 10.66 | 1 | 365 | 12.1396 | 0.42863 | 12 | 0.56823
54399 | 2.86 | 1 | 365 | 3.257 | 0.55402 | 3 | 0.81099
46389 | 8.67 | 1 | 365 | 9.8734 | 0.86831 | 10 | 0.74171
45411 | 5.1 | 1 | 365 | 5.8079 | 0.68724 | 6 | 0.49512
39174 | 8.75 | 1 | 365 | 9.9645 | 0.05164 | 10 | 0.01614
38448 | 2.805 | 1 | 365 | 3.1943 | 0.42798 | 3 | 0.62232
38548 | 4.59 | 1 | 365 | 5.2271 | 0.51852 | 5 | 0.74561
38400 | 7.65 | 1 | 365 | 8.7118 | 0.53086 | 9 | 0.24268
44424 | 3.825 | 1 | 365 | 4.3559 | 0.76543 | 5 | 0.12134
46779 | 7.42 | 1 | 365 | 8.4499 | 0.0037907 | 8 | 0.45369
41879 | 5.775 | 1 | 365 | 6.5766 | 0.23408 | 6 | 0.81065
42076 | 10 | 1 | 365 | 11.388 | 0.91616 | 12 | 0.30416
43731 | 7.65 | 1 | 365 | 8.7118 | 0.53086 | 9 | 0.24268
53304 | 6 | 1 | 365 | 6.8328 | 0.7497 | 7 | 0.5825
53306 | 5.355 | 1 | 365 | 6.0983 | 0.2716 | 6 | 0.36988
53307 | 9.625 | 1 | 365 | 10.961 | 0.056804 | 11 | 0.017754
53768 | 3.64 | 1 | 365 | 4.1452 | 0.34148 | 4 | 0.48671
53310 | 12.48 | 1 | 365 | 14.2122 | 0.59937 | 14 | 0.81159
54353 | 3.64 | 1 | 365 | 4.1452 | 0.34148 | 4 | 0.48671
44159 | 3.575 | 1 | 365 | 4.0712 | 0.19253 | 4 | 0.26374
51741 | 9.36 | 1 | 365 | 10.6592 | 0.44953 | 11 | 0.10869
54158 | 9.62 | 1 | 365 | 10.9553 | 0.045346 | 11 | 0.00060192
53723 | 8.84 | 1 | 365 | 10.067 | 0.25789 | 10 | 0.32488
53722 | 6.76 | 1 | 365 | 7.6983 | 0.49132 | 8 | 0.18961
53721 | 9.88 | 1 | 365 | 11.2513 | 0.64117 | 11 | 0.89251
52124 | 4.16 | 1 | 365 | 4.7374 | 0.53312 | 5 | 0.27053
53720 | 5.2 | 1 | 365 | 5.9218 | 0.9164 | 6 | 0.83816
53861 | 8.84 | 1 | 365 | 10.067 | 0.25789 | 10 | 0.32488
53713 | 3.9 | 1 | 365 | 4.4413 | 0.9373 | 5 | 0.37862
54029 | 8.58 | 1 | 365 | 9.7709 | 0.66207 | 10 | 0.43297
54166 | 3.12 | 1 | 365 | 3.5531 | 0.14984 | 3 | 0.7029
53524 | 9 | 1 | 365 | 10.2492 | 0.62454 | 10 | 0.87374
54253 | 11.7 | 1 | 365 | 13.324 | 0.81191 | 14 | 0.13587
51923 | 8.06 | 1 | 365 | 9.1787 | 0.47042 | 9 | 0.64915
37469 | 7.848 | 1 | 365 | 8.9373 | 0.9846 | 9 | 0.9219
42784 | 7.7 | 1 | 365 | 8.7688 | 0.64544 | 9 | 0.4142
47083 | 11.18 | 1 | 365 | 12.7318 | 0.62027 | 13 | 0.35205
53521 | 6.63 | 1 | 365 | 7.5502 | 0.19341 | 7 | 0.74366
53337 | 7.685 | 1 | 365 | 8.7517 | 0.61107 | 9 | 0.36275
53339 | 10.07 | 1 | 365 | 11.4677 | 0.076573 | 11 | 0.54429
53523 | 9.18 | 1 | 365 | 10.4542 | 0.037035 | 10 | 0.49122
46695 | 5.72 | 1 | 365 | 6.5139 | 0.10804 | 6 | 0.62198
45103 | 8.8 | 1 | 365 | 10.0214 | 0.16622 | 10 | 0.18766
47008 | 10.92 | 1 | 365 | 12.4357 | 0.024447 | 12 | 0.46014
46771 | 4.16 | 1 | 365 | 4.7374 | 0.53312 | 5 | 0.27053
46772 | 6.24 | 1 | 365 | 7.1061 | 0.29968 | 7 | 0.4058
47039 | 8.06 | 1 | 365 | 9.1787 | 0.47042 | 9 | 0.64915
53527 | 6.885 | 1 | 365 | 7.8406 | 0.77778 | 8 | 0.61841
47101 | 7.87 | 1 | 365 | 8.9624 | 0.035018 | 8 | 0.99737
47879 | 7.54 | 1 | 365 | 8.5866 | 0.27878 | 8 | 0.86534
46675 | 4.94 | 1 | 365 | 5.6257 | 0.32058 | 5 | 0.94626
47046 | 2.34 | 1 | 365 | 2.6648 | 0.36238 | 3 | 0.027173
46669 | 5.72 | 1 | 365 | 6.5139 | 0.10804 | 6 | 0.62198
47164 | 7.28 | 1 | 365 | 8.2905 | 0.68296 | 8 | 0.97343
46968 | 4.16 | 1 | 365 | 4.7374 | 0.53312 | 5 | 0.27053
46938 | 6.76 | 1 | 365 | 7.6983 | 0.49132 | 8 | 0.18961
47138 | 11.18 | 1 | 365 | 12.7318 | 0.62027 | 13 | 0.35205
47831 | 4.42 | 1 | 365 | 5.0335 | 0.12894 | 5 | 0.16244
48223 | 7.02 | 1 | 365 | 7.9944 | 0.087144 | 8 | 0.08152
46776 | 10.4 | 1 | 365 | 11.8435 | 0.83281 | 12 | 0.67633
47068 | 7.8 | 1 | 365 | 8.8826 | 0.8746 | 9 | 0.75724
47455 | 11.18 | 1 | 365 | 12.7318 | 0.62027 | 13 | 0.35205
46928 | 9.36 | 1 | 365 | 10.6592 | 0.44953 | 11 | 0.10869
46927 | 2.86 | 1 | 365 | 3.257 | 0.55402 | 3 | 0.81099
53139 | 13.26 | 1 | 365 | 15.1005 | 0.38683 | 15 | 0.48732
46678 | 6.76 | 1 | 365 | 7.6983 | 0.49132 | 8 | 0.18961
46942 | 7.54 | 1 | 365 | 8.5866 | 0.27878 | 8 | 0.86534
36948 | 7.28 | 1 | 365 | 8.2905 | 0.68296 | 8 | 0.97343
53588 | 8.32 | 1 | 365 | 9.4748 | 0.066245 | 9 | 0.54106
46285 | 8.82 | 1 | 365 | 10.0442 | 0.21205 | 10 | 0.25627
53591 | 6.76 | 1 | 365 | 7.6983 | 0.49132 | 8 | 0.18961
47373 | 4.94 | 1 | 365 | 5.6257 | 0.32058 | 5 | 0.94626
46935 | 5.2 | 1 | 365 | 5.9218 | 0.9164 | 6 | 0.83816
53598 | 5.865 | 1 | 365 | 6.6791 | 0.44033 | 7 | 0.11939
46924 | 7.28 | 1 | 365 | 8.2905 | 0.68296 | 8 | 0.97343
53602 | 5.2 | 1 | 365 | 5.9218 | 0.9164 | 6 | 0.83816
53603 | 4.16 | 1 | 365 | 4.7374 | 0.53312 | 5 | 0.27053
46659 | 8.84 | 1 | 365 | 10.067 | 0.25789 | 10 | 0.32488
53601 | 6.12 | 1 | 365 | 6.9695 | 0.02469 | 6 | 0.99415
44964 | 6.3 | 1 | 365 | 7.1744 | 0.43718 | 7 | 0.61162
47818 | 12.74 | 1 | 365 | 14.5083 | 0.19519 | 14 | 0.7035
46676 | 9.1 | 1 | 365 | 10.3631 | 0.85371 | 11 | 0.21679
42268 | 6.6 | 1 | 365 | 7.5161 | 0.12467 | 7 | 0.64075
47762 | 6.095 | 1 | 365 | 6.941 | 0.9674 | 7 | 0.90839
47480 | 13.26 | 1 | 365 | 15.1005 | 0.38683 | 15 | 0.48732
47447 | 5.2 | 1 | 365 | 5.9218 | 0.9164 | 6 | 0.83816
46644 | 7.02 | 1 | 365 | 7.9944 | 0.087144 | 8 | 0.08152
47765 | 5.2 | 1 | 365 | 5.9218 | 0.9164 | 6 | 0.83816
38430 | 3.57 | 1 | 365 | 4.0655 | 0.18107 | 4 | 0.24659
38523 | 6.885 | 1 | 365 | 7.8406 | 0.77778 | 8 | 0.61841
38452 | 7.14 | 1 | 365 | 8.131 | 0.36214 | 8 | 0.49317
53326 | 7.28 | 1 | 365 | 8.2905 | 0.68296 | 8 | 0.97343
46945 | 9.88 | 1 | 365 | 11.2513 | 0.64117 | 11 | 0.89251
44101 | 14.4 | 1 | 365 | 16.3987 | 0.99927 | 17 | 0.39799
51761 | 12.48 | 1 | 365 | 14.2122 | 0.59937 | 14 | 0.81159
53592 | 3.64 | 1 | 365 | 4.1452 | 0.34148 | 4 | 0.48671
51215 | 9.25 | 1 | 365 | 10.5339 | 0.19745 | 10 | 0.73135
46726 | 7.42 | 1 | 365 | 8.4499 | 0.0037907 | 8 | 0.45369
50539 | 5.61 | 1 | 365 | 6.3887 | 0.85597 | 7 | 0.24463
39894 | 5.4 | 1 | 365 | 6.1495 | 0.37473 | 6 | 0.52425
53500 | 4.16 | 1 | 365 | 4.7374 | 0.53312 | 5 | 0.27053
53385 | 9.88 | 1 | 365 | 11.2513 | 0.64117 | 11 | 0.89251
46719 | 5.72 | 1 | 365 | 6.5139 | 0.10804 | 6 | 0.62198
53381 | 7.02 | 1 | 365 | 7.9944 | 0.087144 | 8 | 0.08152
46944 | 12.22 | 1 | 365 | 13.9161 | 0.0035475 | 13 | 0.91968
54149 | 6.5 | 1 | 365 | 7.4022 | 0.8955 | 8 | 0.2977
53589 | 4.68 | 1 | 365 | 5.3296 | 0.72476 | 6 | 0.054347
46507 | 6.24 | 1 | 365 | 7.1061 | 0.29968 | 7 | 0.4058
42734 | 8.525 | 1 | 365 | 9.7083 | 0.53603 | 10 | 0.2443
45409 | 5.335 | 1 | 365 | 6.0755 | 0.22577 | 6 | 0.30127
44891 | 4.08 | 1 | 365 | 4.6463 | 0.34979 | 4 | 0.9961
46940 | 10.4 | 1 | 365 | 11.8435 | 0.83281 | 12 | 0.67633
53459 | 4.08 | 1 | 365 | 4.6463 | 0.34979 | 4 | 0.9961
46736 | 10.4 | 1 | 365 | 11.8435 | 0.83281 | 12 | 0.67633
50939 | 13.26 | 1 | 365 | 15.1005 | 0.38683 | 15 | 0.48732
43793 | 6.12 | 1 | 365 | 6.9695 | 0.02469 | 6 | 0.99415
53460 | 6.75 | 1 | 365 | 7.6869 | 0.46841 | 8 | 0.15531
46783 | 15.6 | 1 | 365 | 17.7653 | 0.74921 | 18 | 0.51449
46729 | 4.77 | 1 | 365 | 5.4321 | 0.93101 | 6 | 0.36308
46780 | 8.48 | 1 | 365 | 9.657 | 0.4329 | 10 | 0.089928
47868 | 5.46 | 1 | 365 | 6.2178 | 0.51222 | 6 | 0.73007
46922 | 5.2 | 1 | 365 | 5.9218 | 0.9164 | 6 | 0.83816
46732 | 8.32 | 1 | 365 | 9.4748 | 0.066245 | 9 | 0.54106
47395 | 4.8 | 1 | 365 | 5.4662 | 0.99976 | 6 | 0.466
45662 | 5.3 | 1 | 365 | 6.0356 | 0.14556 | 6 | 0.1812
45148 | 3.64 | 1 | 365 | 4.1452 | 0.34148 | 4 | 0.48671
45287 | 4.24 | 1 | 365 | 4.8285 | 0.71645 | 5 | 0.54496
46781 | 5.2 | 1 | 365 | 5.9218 | 0.9164 | 6 | 0.83816
46683 | 4.16 | 1 | 365 | 4.7374 | 0.53312 | 5 | 0.27053
46797 | 7.95 | 1 | 365 | 9.0535 | 0.21835 | 9 | 0.27181
46701 | 10.6 | 1 | 365 | 12.0713 | 0.29113 | 12 | 0.36241
47459 | 8.06 | 1 | 365 | 9.1787 | 0.47042 | 9 | 0.64915
46952 | 7.54 | 1 | 365 | 8.5866 | 0.27878 | 8 | 0.86534
47147 | 4.16 | 1 | 365 | 4.7374 | 0.53312 | 5 | 0.27053
47440 | 9.88 | 1 | 365 | 11.2513 | 0.64117 | 11 | 0.89251
46966 | 12.74 | 1 | 365 | 14.5083 | 0.19519 | 14 | 0.7035
47450 | 5.72 | 1 | 365 | 6.5139 | 0.10804 | 6 | 0.62198
46995 | 6.5 | 1 | 365 | 7.4022 | 0.8955 | 8 | 0.2977
48021 | 9.36 | 1 | 365 | 10.6592 | 0.44953 | 11 | 0.10869
46773 | 9.36 | 1 | 365 | 10.6592 | 0.44953 | 11 | 0.10869
47029 | 6.76 | 1 | 365 | 7.6983 | 0.49132 | 8 | 0.18961
53509 | 2.915 | 1 | 365 | 3.3196 | 0.68006 | 3 | 0.99966
54420 | 5.72 | 1 | 365 | 6.5139 | 0.10804 | 6 | 0.62198
53769 | 3.64 | 1 | 365 | 4.1452 | 0.34148 | 4 | 0.48671
54246 | 11.44 | 1 | 365 | 13.0279 | 0.21609 | 13 | 0.24396
49986 | 6.6 | 1 | 365 | 7.5161 | 0.12467 | 7 | 0.64075
42925 | 4.94 | 1 | 365 | 5.6257 | 0.32058 | 5 | 0.94626
42479 | 10.175 | 1 | 365 | 11.5873 | 0.31719 | 11 | 0.90448
42743 | 8.8 | 1 | 365 | 10.0214 | 0.16622 | 10 | 0.18766
42739 | 10.07 | 1 | 365 | 11.4677 | 0.076573 | 11 | 0.54429
42774 | 5.225 | 1 | 365 | 5.9502 | 0.97369 | 6 | 0.92392
53706 | 4.08 | 1 | 365 | 4.6463 | 0.34979 | 4 | 0.9961
53751 | 7.28 | 1 | 365 | 8.2905 | 0.68296 | 8 | 0.97343
37020 | 4.5 | 1 | 365 | 5.1246 | 0.31227 | 5 | 0.43687
53752 | 4.42 | 1 | 365 | 5.0335 | 0.12894 | 5 | 0.16244
42757 | 11 | 1 | 365 | 12.5268 | 0.20778 | 12 | 0.73458
42464 | 11 | 1 | 365 | 12.5268 | 0.20778 | 12 | 0.73458
42486 | 4.4 | 1 | 365 | 5.0107 | 0.08311 | 5 | 0.09383
42727 | 9.075 | 1 | 365 | 10.3346 | 0.79642 | 11 | 0.13103
42598 | 9.625 | 1 | 365 | 10.961 | 0.056804 | 11 | 0.017754
42612 | 7.95 | 1 | 365 | 9.0535 | 0.21835 | 9 | 0.27181
42700 | 4.95 | 1 | 365 | 5.6371 | 0.3435 | 5 | 0.98056
42552 | 8.25 | 1 | 365 | 9.3951 | 0.90583 | 10 | 0.30093
42551 | 2.75 | 1 | 365 | 3.1317 | 0.30194 | 3 | 0.43364
43149 | 11 | 1 | 365 | 12.5268 | 0.20778 | 12 | 0.73458
44656 | 12.25 | 1 | 365 | 13.9503 | 0.072296 | 14 | 0.022596
44618 | 15.5 | 1 | 365 | 17.6514 | 0.52005 | 18 | 0.17145
37049 | 4.578 | 1 | 365 | 5.2134 | 0.49102 | 5 | 0.70444
38318 | 3.94 | 1 | 365 | 4.4869 | 0.028967 | 4 | 0.51584
53784 | 4.08 | 1 | 365 | 4.6463 | 0.34979 | 4 | 0.9961
53803 | 7.42 | 1 | 365 | 8.4499 | 0.0037907 | 8 | 0.45369
49143 | 6.25 | 1 | 365 | 7.1175 | 0.3226 | 7 | 0.4401
53804 | 6.095 | 1 | 365 | 6.941 | 0.9674 | 7 | 0.90839
53807 | 9.01 | 1 | 365 | 10.2606 | 0.64746 | 10 | 0.90805
53806 | 3.85 | 1 | 365 | 4.3844 | 0.82272 | 5 | 0.2071
41593 | 4.83 | 1 | 365 | 5.5004 | 0.068505 | 5 | 0.56891
43096 | 8.215 | 1 | 365 | 9.3552 | 0.82563 | 10 | 0.18087
43148 | 10.6 | 1 | 365 | 12.0713 | 0.29113 | 12 | 0.36241
43233 | 7.42 | 1 | 365 | 8.4499 | 0.0037907 | 8 | 0.45369
42731 | 4.95 | 1 | 365 | 5.6371 | 0.3435 | 5 | 0.98056
49275 | 6.24 | 1 | 365 | 7.1061 | 0.29968 | 7 | 0.4058
48807 | 4.505 | 1 | 365 | 5.1303 | 0.32373 | 5 | 0.45402
48789 | 8.5 | 1 | 365 | 9.6798 | 0.47874 | 10 | 0.15854
42558 | 3.3 | 1 | 365 | 3.758 | 0.56233 | 4 | 0.32037
48245 | 5.035 | 1 | 365 | 5.7339 | 0.53829 | 6 | 0.27214
42689 | 12.1 | 1 | 365 | 13.7795 | 0.72855 | 14 | 0.50803
43462 | 10.6 | 1 | 365 | 12.0713 | 0.29113 | 12 | 0.36241
39315 | 12.753 | 1 | 365 | 14.5231 | 0.22498 | 14 | 0.7481
42803 | 5.5 | 1 | 365 | 6.2634 | 0.60389 | 6 | 0.86729
42813 | 4.4 | 1 | 365 | 5.0107 | 0.08311 | 5 | 0.09383
42934 | 3.18 | 1 | 365 | 3.6214 | 0.28734 | 3 | 0.90872
49509 | 10.5 | 1 | 365 | 11.9574 | 0.061968 | 12 | 0.019368
49389 | 6.6 | 1 | 365 | 7.5161 | 0.12467 | 7 | 0.64075
49136 | 8.1 | 1 | 365 | 9.2243 | 0.56209 | 9 | 0.78637
48201 | 4.2 | 1 | 365 | 4.783 | 0.62479 | 5 | 0.40775
51136 | 6.615 | 1 | 365 | 7.5332 | 0.15904 | 7 | 0.6922
50200 | 11.4 | 1 | 365 | 12.9823 | 0.12442 | 13 | 0.10674
43147 | 11 | 1 | 365 | 12.5268 | 0.20778 | 12 | 0.73458
43213 | 10.07 | 1 | 365 | 11.4677 | 0.076573 | 11 | 0.54429
43214 | 6.325 | 1 | 365 | 7.2029 | 0.49447 | 7 | 0.69738
43202 | 6.05 | 1 | 365 | 6.8897 | 0.86428 | 7 | 0.75402
43192 | 7.28 | 1 | 365 | 8.2905 | 0.68296 | 8 | 0.97343
44115 | 9.18 | 1 | 365 | 10.4542 | 0.037035 | 10 | 0.49122
43221 | 7.28 | 1 | 365 | 8.2905 | 0.68296 | 8 | 0.97343
53604 | 8.58 | 1 | 365 | 9.7709 | 0.66207 | 10 | 0.43297
43244 | 6.875 | 1 | 365 | 7.8293 | 0.75486 | 8 | 0.58411
43237 | 7.95 | 1 | 365 | 9.0535 | 0.21835 | 9 | 0.27181
43234 | 10.6 | 1 | 365 | 12.0713 | 0.29113 | 12 | 0.36241
50094 | 6.63 | 1 | 365 | 7.5502 | 0.19341 | 7 | 0.74366
46385 | 6.12 | 1 | 365 | 6.9695 | 0.02469 | 6 | 0.99415
50195 | 9.435 | 1 | 365 | 10.7446 | 0.6214 | 11 | 0.36597
50199 | 4.335 | 1 | 365 | 4.9367 | 0.93416 | 5 | 0.87085
46339 | 7.14 | 1 | 365 | 8.131 | 0.36214 | 8 | 0.49317
29437 | 10.71 | 1 | 365 | 12.1965 | 0.54321 | 12 | 0.73976
46923 | 6.5 | 1 | 365 | 7.4022 | 0.8955 | 8 | 0.2977
46745 | 9.36 | 1 | 365 | 10.6592 | 0.44953 | 11 | 0.10869
46929 | 7.8 | 1 | 365 | 8.8826 | 0.8746 | 9 | 0.75724
47916 | 11.7 | 1 | 365 | 13.324 | 0.81191 | 14 | 0.13587
53605 | 5.98 | 1 | 365 | 6.81 | 0.70386 | 7 | 0.51389
46788 | 9.54 | 1 | 365 | 10.8642 | 0.86202 | 11 | 0.72617
42527 | 6.72 | 1 | 365 | 7.6527 | 0.39966 | 8 | 0.052396
45949 | 10.335 | 1 | 365 | 11.7695 | 0.68385 | 12 | 0.45335
53606 | 8.32 | 1 | 365 | 9.4748 | 0.066245 | 9 | 0.54106
53608 | 6.5 | 1 | 365 | 7.4022 | 0.8955 | 8 | 0.2977
53969 | 7.75 | 1 | 365 | 8.8257 | 0.76002 | 9 | 0.58572
53644 | 7.395 | 1 | 365 | 8.4214 | 0.9465 | 9 | 0.36793
53646 | 10 | 1 | 365 | 11.388 | 0.91616 | 12 | 0.30416
46321 | 8.25 | 1 | 365 | 9.3951 | 0.90583 | 10 | 0.30093
38538 | 7.65 | 1 | 365 | 8.7118 | 0.53086 | 9 | 0.24268
53965 | 9.9 | 1 | 365 | 11.2741 | 0.687 | 11 | 0.96112
43151 | 5.775 | 1 | 365 | 6.5766 | 0.23408 | 6 | 0.81065
48239 | 6 | 1 | 365 | 6.8328 | 0.7497 | 7 | 0.5825
42935 | 7.8 | 1 | 365 | 8.8826 | 0.8746 | 9 | 0.75724
50782 | 3.25 | 1 | 365 | 3.7011 | 0.44775 | 4 | 0.14885
50542 | 6.25 | 1 | 365 | 7.1175 | 0.3226 | 7 | 0.4401
50783 | 8.25 | 1 | 365 | 9.3951 | 0.90583 | 10 | 0.30093
46340 | 5.25 | 1 | 365 | 5.9787 | 0.030984 | 6 | 0.009684
51808 | 9.62 | 1 | 365 | 10.9553 | 0.045346 | 11 | 0.00060192
45927 | 5.61 | 1 | 365 | 6.3887 | 0.85597 | 7 | 0.24463
51200 | 5.25 | 1 | 365 | 5.9787 | 0.030984 | 6 | 0.009684
51845 | 3.9 | 1 | 365 | 4.4413 | 0.9373 | 5 | 0.37862
45964 | 9.25 | 1 | 365 | 10.5339 | 0.19745 | 10 | 0.73135
53071 | 7.02 | 1 | 365 | 7.9944 | 0.087144 | 8 | 0.08152
51859 | 6.24 | 1 | 365 | 7.1061 | 0.29968 | 7 | 0.4058
54001 | 4.8 | 1 | 365 | 5.4662 | 0.99976 | 6 | 0.466
43790 | 6.5 | 1 | 365 | 7.4022 | 0.8955 | 8 | 0.2977
43306 | 4.08 | 1 | 365 | 4.6463 | 0.34979 | 4 | 0.9961
53303 | 11.88 | 1 | 365 | 13.5289 | 0.2244 | 13 | 0.75334
37806 | 4.16 | 1 | 365 | 4.7374 | 0.53312 | 5 | 0.27053
48940 | 5.4 | 1 | 365 | 6.1495 | 0.37473 | 6 | 0.52425
46018 | 8.4 | 1 | 365 | 9.5659 | 0.24957 | 9 | 0.81549
51986 | 6.5 | 1 | 365 | 7.4022 | 0.8955 | 8 | 0.2977
52093 | 9.36 | 1 | 365 | 10.6592 | 0.44953 | 11 | 0.10869
40977 | 10.92 | 1 | 365 | 12.4357 | 0.024447 | 12 | 0.46014
52099 | 2.6 | 1 | 365 | 2.9609 | 0.9582 | 3 | 0.91908
43316 | 8.67 | 1 | 365 | 9.8734 | 0.86831 | 10 | 0.74171
52159 | 3.64 | 1 | 365 | 4.1452 | 0.34148 | 4 | 0.48671
52137 | 6.24 | 1 | 365 | 7.1061 | 0.29968 | 7 | 0.4058
50779 | 9.435 | 1 | 365 | 10.7446 | 0.6214 | 11 | 0.36597
52144 | 12.74 | 1 | 365 | 14.5083 | 0.19519 | 14 | 0.7035
52361 | 5.2 | 1 | 365 | 5.9218 | 0.9164 | 6 | 0.83816
52508 | 10.92 | 1 | 365 | 12.4357 | 0.024447 | 12 | 0.46014
38577 | 3.06 | 1 | 365 | 3.4847 | 0.012345 | 3 | 0.49707
52879 | 5.72 | 1 | 365 | 6.5139 | 0.10804 | 6 | 0.62198
49781 | 4.16 | 1 | 365 | 4.7374 | 0.53312 | 5 | 0.27053
52897 | 4.42 | 1 | 365 | 5.0335 | 0.12894 | 5 | 0.16244
41163 | 5.61 | 1 | 365 | 6.3887 | 0.85597 | 7 | 0.24463
54005 | 9 | 1 | 365 | 10.2492 | 0.62454 | 10 | 0.87374
53017 | 8.32 | 1 | 365 | 9.4748 | 0.066245 | 9 | 0.54106
50194 | 6.25 | 1 | 365 | 7.1175 | 0.3226 | 7 | 0.4401
48255 | 5.865 | 1 | 365 | 6.6791 | 0.44033 | 7 | 0.11939
51198 | 8.925 | 1 | 365 | 10.1638 | 0.45267 | 10 | 0.61646
43795 | 8.25 | 1 | 365 | 9.3951 | 0.90583 | 10 | 0.30093
54007 | 3.315 | 1 | 365 | 3.7751 | 0.59671 | 4 | 0.37183
45938 | 4.845 | 1 | 365 | 5.5175 | 0.10288 | 5 | 0.62037
54008 | 4.845 | 1 | 365 | 5.5175 | 0.10288 | 5 | 0.62037
56788 | 8.82 | 1 | 365 | 10.0442 | 0.21205 | 10 | 0.25627
47528 | 8.5 | 1 | 365 | 9.6798 | 0.47874 | 10 | 0.15854
55453 | 12.48 | 1 | 365 | 14.2122 | 0.59937 | 14 | 0.81159
45962 | 5.5 | 1 | 365 | 6.2634 | 0.60389 | 6 | 0.86729
54009 | 5 | 1 | 365 | 5.694 | 0.45808 | 6 | 0.15208
54010 | 6.9 | 1 | 365 | 7.8577 | 0.81215 | 8 | 0.66987
54011 | 7.25 | 1 | 365 | 8.2563 | 0.61422 | 8 | 0.87052
54012 | 3.825 | 1 | 365 | 4.3559 | 0.76543 | 5 | 0.12134
52752 | 5.415 | 1 | 365 | 6.1666 | 0.4091 | 6 | 0.5757
54016 | 3.12 | 1 | 365 | 3.5531 | 0.14984 | 3 | 0.7029
54017 | 2.6 | 1 | 365 | 2.9609 | 0.9582 | 3 | 0.91908
54018 | 8.32 | 1 | 365 | 9.4748 | 0.066245 | 9 | 0.54106
54019 | 8.84 | 1 | 365 | 10.067 | 0.25789 | 10 | 0.32488
42939 | 4.505 | 1 | 365 | 5.1303 | 0.32373 | 5 | 0.45402
42962 | 10.6 | 1 | 365 | 12.0713 | 0.29113 | 12 | 0.36241
42967 | 5.83 | 1 | 365 | 6.6392 | 0.36012 | 6 | 0.99933
53680 | 5.46 | 1 | 365 | 6.2178 | 0.51222 | 6 | 0.73007
43057 | 5.035 | 1 | 365 | 5.7339 | 0.53829 | 6 | 0.27214
54021 | 6.5 | 1 | 365 | 7.4022 | 0.8955 | 8 | 0.2977
54022 | 7.02 | 1 | 365 | 7.9944 | 0.087144 | 8 | 0.08152
54023 | 6.5 | 1 | 365 | 7.4022 | 0.8955 | 8 | 0.2977
54028 | 8.06 | 1 | 365 | 9.1787 | 0.47042 | 9 | 0.64915
54030 | 4.16 | 1 | 365 | 4.7374 | 0.53312 | 5 | 0.27053
54031 | 9.88 | 1 | 365 | 11.2513 | 0.64117 | 11 | 0.89251
54032 | 3.64 | 1 | 365 | 4.1452 | 0.34148 | 4 | 0.48671
54034 | 7.8 | 1 | 365 | 8.8826 | 0.8746 | 9 | 0.75724
54033 | 8.58 | 1 | 365 | 9.7709 | 0.66207 | 10 | 0.43297
54035 | 8.84 | 1 | 365 | 10.067 | 0.25789 | 10 | 0.32488
54036 | 4.94 | 1 | 365 | 5.6257 | 0.32058 | 5 | 0.94626
54037 | 6.24 | 1 | 365 | 7.1061 | 0.29968 | 7 | 0.4058
54038 | 4.16 | 1 | 365 | 4.7374 | 0.53312 | 5 | 0.27053
54039 | 4.42 | 1 | 365 | 5.0335 | 0.12894 | 5 | 0.16244
54041 | 8.06 | 1 | 365 | 9.1787 | 0.47042 | 9 | 0.64915
51196 | 7.65 | 1 | 365 | 8.7118 | 0.53086 | 9 | 0.24268
45966 | 9.945 | 1 | 365 | 11.3254 | 0.79012 | 12 | 0.11549
54055 | 7.14 | 1 | 365 | 8.131 | 0.36214 | 8 | 0.49317
43050 | 6.36 | 1 | 365 | 7.2428 | 0.57468 | 7 | 0.81745
43121 | 7.425 | 1 | 365 | 8.4556 | 0.015249 | 8 | 0.47084
43129 | 12.1 | 1 | 365 | 13.7795 | 0.72855 | 14 | 0.50803
43115 | 7.155 | 1 | 365 | 8.1481 | 0.39651 | 8 | 0.54463
43765 | 5.775 | 1 | 365 | 6.5766 | 0.23408 | 6 | 0.81065
43773 | 8.745 | 1 | 365 | 9.9588 | 0.040182 | 9 | 0.99899
43780 | 7.95 | 1 | 365 | 9.0535 | 0.21835 | 9 | 0.27181
43783 | 4.77 | 1 | 365 | 5.4321 | 0.93101 | 6 | 0.36308
43833 | 11.925 | 1 | 365 | 13.5802 | 0.32752 | 13 | 0.90771
43878 | 3.36 | 1 | 365 | 3.8264 | 0.69983 | 4 | 0.5262
43872 | 5.6 | 1 | 365 | 6.3773 | 0.83305 | 7 | 0.21033
54059 | 7.95 | 1 | 365 | 9.0535 | 0.21835 | 9 | 0.27181
54061 | 7.25 | 1 | 365 | 8.2563 | 0.61422 | 8 | 0.87052
54062 | 6.885 | 1 | 365 | 7.8406 | 0.77778 | 8 | 0.61841
54064 | 5.5 | 1 | 365 | 6.2634 | 0.60389 | 6 | 0.86729
41954 | 9.6 | 1 | 365 | 10.9325 | 0.99951 | 11 | 0.93199
44546 | 14.7 | 1 | 365 | 16.7404 | 0.68676 | 17 | 0.42712
43777 | 7.42 | 1 | 365 | 8.4499 | 0.0037907 | 8 | 0.45369
43744 | 9.9 | 1 | 365 | 11.2741 | 0.687 | 11 | 0.96112
54065 | 6.625 | 1 | 365 | 7.5446 | 0.18196 | 7 | 0.72651
54092 | 9.35 | 1 | 365 | 10.6478 | 0.42661 | 11 | 0.07439
54093 | 3.445 | 1 | 365 | 3.9232 | 0.89462 | 4 | 0.81778
54094 | 5.3 | 1 | 365 | 6.0356 | 0.14556 | 6 | 0.1812
54097 | 9.805 | 1 | 365 | 11.1659 | 0.46929 | 11 | 0.63523
54098 | 8.745 | 1 | 365 | 9.9588 | 0.040182 | 9 | 0.99899
54099 | 5.035 | 1 | 365 | 5.7339 | 0.53829 | 6 | 0.27214
53121 | 4.68 | 1 | 365 | 5.3296 | 0.72476 | 6 | 0.054347
53116 | 3.12 | 1 | 365 | 3.5531 | 0.14984 | 3 | 0.7029
54100 | 2.65 | 1 | 365 | 3.0178 | 0.072782 | 3 | 0.090602
53404 | 8.06 | 1 | 365 | 9.1787 | 0.47042 | 9 | 0.64915
54101 | 5.3 | 1 | 365 | 6.0356 | 0.14556 | 6 | 0.1812
53413 | 8.32 | 1 | 365 | 9.4748 | 0.066245 | 9 | 0.54106
54103 | 10.6 | 1 | 365 | 12.0713 | 0.29113 | 12 | 0.36241
53415 | 5.2 | 1 | 365 | 5.9218 | 0.9164 | 6 | 0.83816
54105 | 7.155 | 1 | 365 | 8.1481 | 0.39651 | 8 | 0.54463
53484 | 5.72 | 1 | 365 | 6.5139 | 0.10804 | 6 | 0.62198
54102 | 9.01 | 1 | 365 | 10.2606 | 0.64746 | 10 | 0.90805
53533 | 6.5 | 1 | 365 | 7.4022 | 0.8955 | 8 | 0.2977
51856 | 7.02 | 1 | 365 | 7.9944 | 0.087144 | 8 | 0.08152
54104 | 7.685 | 1 | 365 | 8.7517 | 0.61107 | 9 | 0.36275
54106 | 10.6 | 1 | 365 | 12.0713 | 0.29113 | 12 | 0.36241
54360 | 11.96 | 1 | 365 | 13.62 | 0.40773 | 14 | 0.027775
53019 | 17.42 | 1 | 365 | 19.8379 | 0.91995 | 20 | 0.75785
54107 | 5.035 | 1 | 365 | 5.7339 | 0.53829 | 6 | 0.27214
54227 | 2.34 | 1 | 365 | 2.6648 | 0.36238 | 3 | 0.027173
54108 | 9.54 | 1 | 365 | 10.8642 | 0.86202 | 11 | 0.72617
23649 | 4.16 | 1 | 365 | 4.7374 | 0.53312 | 5 | 0.27053
54109 | 5.3 | 1 | 365 | 6.0356 | 0.14556 | 6 | 0.1812
53696 | 6.24 | 1 | 365 | 7.1061 | 0.29968 | 7 | 0.4058
54129 | 6.5 | 1 | 365 | 7.4022 | 0.8955 | 8 | 0.2977
52524 | 5.2 | 1 | 365 | 5.9218 | 0.9164 | 6 | 0.83816
41069 | 8.829 | 1 | 365 | 10.0545 | 0.23268 | 10 | 0.28714
54148 | 7 | 1 | 365 | 7.9716 | 0.041312 | 8 | 0.012912
54150 | 6.375 | 1 | 365 | 7.2599 | 0.60905 | 7 | 0.8689
54151 | 9.435 | 1 | 365 | 10.7446 | 0.6214 | 11 | 0.36597
54159 | 4.75 | 1 | 365 | 5.4093 | 0.88518 | 6 | 0.29448
54078 | 3.9 | 1 | 365 | 4.4413 | 0.9373 | 5 | 0.37862
54157 | 7.14 | 1 | 365 | 8.131 | 0.36214 | 8 | 0.49317
27800 | 4.845 | 1 | 365 | 5.5175 | 0.10288 | 5 | 0.62037
54160 | 9.18 | 1 | 365 | 10.4542 | 0.037035 | 10 | 0.49122
35626 | 5.46 | 1 | 365 | 6.2178 | 0.51222 | 6 | 0.73007
53015 | 3.64 | 1 | 365 | 4.1452 | 0.34148 | 4 | 0.48671
54339 | 4.68 | 1 | 365 | 5.3296 | 0.72476 | 6 | 0.054347
235 | 2597.4 | 1 | 365 | 2957.9191 | 0.2434 | 2958 | 0.16252
53694 | 9.36 | 1 | 365 | 10.6592 | 0.44953 | 11 | 0.10869
53840 | 4.94 | 1 | 365 | 5.6257 | 0.32058 | 5 | 0.94626
54298 | 7.8 | 1 | 365 | 8.8826 | 0.8746 | 9 | 0.75724
53468 | 12.48 | 1 | 365 | 14.2122 | 0.59937 | 14 | 0.81159
53210 | 2.08 | 1 | 365 | 2.3687 | 0.76656 | 3 | 0.13527
53998 | 6.76 | 1 | 365 | 7.6983 | 0.49132 | 8 | 0.18961
52939 | 5.46 | 1 | 365 | 6.2178 | 0.51222 | 6 | 0.73007
53907 | 8.32 | 1 | 365 | 9.4748 | 0.066245 | 9 | 0.54106
54045 | 10.14 | 1 | 365 | 11.5474 | 0.23699 | 11 | 0.78442
54257 | 4.68 | 1 | 365 | 5.3296 | 0.72476 | 6 | 0.054347
54301 | 5.2 | 1 | 365 | 5.9218 | 0.9164 | 6 | 0.83816
54138 | 4.94 | 1 | 365 | 5.6257 | 0.32058 | 5 | 0.94626
55056 | 6.12 | 1 | 365 | 6.9695 | 0.02469 | 6 | 0.99415
55088 | 5.865 | 1 | 365 | 6.6791 | 0.44033 | 7 | 0.11939
55089 | 12.75 | 1 | 365 | 14.5197 | 0.2181 | 14 | 0.7378
55099 | 2.34 | 1 | 365 | 2.6648 | 0.36238 | 3 | 0.027173
54373 | 10.4 | 1 | 365 | 11.8435 | 0.83281 | 12 | 0.67633
55101 | 6.095 | 1 | 365 | 6.941 | 0.9674 | 7 | 0.90839
55157 | 6.24 | 1 | 365 | 7.1061 | 0.29968 | 7 | 0.4058
54183 | 5.72 | 1 | 365 | 6.5139 | 0.10804 | 6 | 0.62198
55167 | 8.06 | 1 | 365 | 9.1787 | 0.47042 | 9 | 0.64915
53127 | 4.68 | 1 | 365 | 5.3296 | 0.72476 | 6 | 0.054347
55173 | 2.08 | 1 | 365 | 2.3687 | 0.76656 | 3 | 0.13527
54044 | 9.36 | 1 | 365 | 10.6592 | 0.44953 | 11 | 0.10869
55174 | 4.845 | 1 | 365 | 5.5175 | 0.10288 | 5 | 0.62037
54228 | 8.58 | 1 | 365 | 9.7709 | 0.66207 | 10 | 0.43297
55175 | 7.54 | 1 | 365 | 8.5866 | 0.27878 | 8 | 0.86534
53839 | 9.1 | 1 | 365 | 10.3631 | 0.85371 | 11 | 0.21679
54054 | 3.38 | 1 | 365 | 3.8491 | 0.74566 | 4 | 0.59481
55200 | 5.035 | 1 | 365 | 5.7339 | 0.53829 | 6 | 0.27214
54088 | 6.5 | 1 | 365 | 7.4022 | 0.8955 | 8 | 0.2977
55213 | 5.865 | 1 | 365 | 6.6791 | 0.44033 | 7 | 0.11939
43279 | 7.54 | 1 | 365 | 8.5866 | 0.27878 | 8 | 0.86534
55217 | 4.59 | 1 | 365 | 5.2271 | 0.51852 | 5 | 0.74561
55220 | 6.89 | 1 | 365 | 7.8463 | 0.78923 | 8 | 0.63557
53857 | 10.14 | 1 | 365 | 11.5474 | 0.23699 | 11 | 0.78442
53544 | 5.72 | 1 | 365 | 6.5139 | 0.10804 | 6 | 0.62198
55223 | 10.92 | 1 | 365 | 12.4357 | 0.024447 | 12 | 0.46014
53115 | 8.32 | 1 | 365 | 9.4748 | 0.066245 | 9 | 0.54106
55229 | 3.12 | 1 | 365 | 3.5531 | 0.14984 | 3 | 0.7029
52608 | 8.06 | 1 | 365 | 9.1787 | 0.47042 | 9 | 0.64915
55232 | 3.64 | 1 | 365 | 4.1452 | 0.34148 | 4 | 0.48671
53634 | 4.42 | 1 | 365 | 5.0335 | 0.12894 | 5 | 0.16244
45840 | 10.14 | 1 | 365 | 11.5474 | 0.23699 | 11 | 0.78442
55261 | 10.455 | 1 | 365 | 11.9062 | 0.95885 | 12 | 0.865
51580 | 6.76 | 1 | 365 | 7.6983 | 0.49132 | 8 | 0.18961
54224 | 6.89 | 1 | 365 | 7.8463 | 0.78923 | 8 | 0.63557
54383 | 7.42 | 1 | 365 | 8.4499 | 0.0037907 | 8 | 0.45369
54170 | 5.3 | 1 | 365 | 6.0356 | 0.14556 | 6 | 0.1812
45277 | 6.36 | 1 | 365 | 7.2428 | 0.57468 | 7 | 0.81745
54171 | 5.83 | 1 | 365 | 6.6392 | 0.36012 | 6 | 0.99933
54172 | 9.805 | 1 | 365 | 11.1659 | 0.46929 | 11 | 0.63523
54173 | 7.155 | 1 | 365 | 8.1481 | 0.39651 | 8 | 0.54463
54186 | 10.07 | 1 | 365 | 11.4677 | 0.076573 | 11 | 0.54429
54189 | 7.42 | 1 | 365 | 8.4499 | 0.0037907 | 8 | 0.45369
36967 | 9.52 | 1 | 365 | 10.8414 | 0.81618 | 11 | 0.65756
37051 | 8.68 | 1 | 365 | 9.8848 | 0.89123 | 10 | 0.77601
36318 | 7.8 | 1 | 365 | 8.8826 | 0.8746 | 9 | 0.75724
38232 | 9.9 | 1 | 365 | 11.2741 | 0.687 | 11 | 0.96112
44007 | 9.92 | 1 | 365 | 11.2969 | 0.73283 | 12 | 0.029727
39288 | 5.72 | 1 | 365 | 6.5139 | 0.10804 | 6 | 0.62198
39312 | 3.38 | 1 | 365 | 3.8491 | 0.74566 | 4 | 0.59481
51850 | 8.32 | 1 | 365 | 9.4748 | 0.066245 | 9 | 0.54106
41273 | 6.625 | 1 | 365 | 7.5446 | 0.18196 | 7 | 0.72651
54264 | 8.19 | 1 | 365 | 9.3268 | 0.76834 | 10 | 0.095107
48538 | 7.28 | 1 | 365 | 8.2905 | 0.68296 | 8 | 0.97343
52161 | 5.2 | 1 | 365 | 5.9218 | 0.9164 | 6 | 0.83816
54268 | 5.98 | 1 | 365 | 6.81 | 0.70386 | 7 | 0.51389
52806 | 3.64 | 1 | 365 | 4.1452 | 0.34148 | 4 | 0.48671
46696 | 8.745 | 1 | 365 | 9.9588 | 0.040182 | 9 | 0.99899
52734 | 11.44 | 1 | 365 | 13.0279 | 0.21609 | 13 | 0.24396
46930 | 13.26 | 1 | 365 | 15.1005 | 0.38683 | 15 | 0.48732
54269 | 7.685 | 1 | 365 | 8.7517 | 0.61107 | 9 | 0.36275
51867 | 5.46 | 1 | 365 | 6.2178 | 0.51222 | 6 | 0.73007
46946 | 11.7 | 1 | 365 | 13.324 | 0.81191 | 14 | 0.13587
46789 | 9.54 | 1 | 365 | 10.8642 | 0.86202 | 11 | 0.72617
54270 | 5.035 | 1 | 365 | 5.7339 | 0.53829 | 6 | 0.27214
48959 | 4.76 | 1 | 365 | 5.4207 | 0.90809 | 6 | 0.32878
54707 | 5.035 | 1 | 365 | 5.7339 | 0.53829 | 6 | 0.27214
48954 | 6.095 | 1 | 365 | 6.941 | 0.9674 | 7 | 0.90839
54272 | 9.075 | 1 | 365 | 10.3346 | 0.79642 | 11 | 0.13103
26053 | 1390.8 | 1 | 365 | 1583.843 | 0.17953 | 1584 | 0.022573
54273 | 6.625 | 1 | 365 | 7.5446 | 0.18196 | 7 | 0.72651
10812 | 1136.48 | 1 | 365 | 1294.2234 | 0.37575 | 1294 | 0.59918
48965 | 7.42 | 1 | 365 | 8.4499 | 0.0037907 | 8 | 0.45369
26057 | 1390.8 | 1 | 365 | 1583.843 | 0.17953 | 1584 | 0.022573
54279 | 7.02 | 1 | 365 | 7.9944 | 0.087144 | 8 | 0.08152
54282 | 8.48 | 1 | 365 | 9.657 | 0.4329 | 10 | 0.089928
54290 | 5.3 | 1 | 365 | 6.0356 | 0.14556 | 6 | 0.1812
54292 | 7.155 | 1 | 365 | 8.1481 | 0.39651 | 8 | 0.54463
53130 | 2.34 | 1 | 365 | 2.6648 | 0.36238 | 3 | 0.027173
54294 | 10.66 | 1 | 365 | 12.1396 | 0.42863 | 12 | 0.56823
48802 | 3.445 | 1 | 365 | 3.9232 | 0.89462 | 4 | 0.81778
54309 | 4.77 | 1 | 365 | 5.4321 | 0.93101 | 6 | 0.36308
48763 | 4.94 | 1 | 365 | 5.6257 | 0.32058 | 5 | 0.94626
54277 | 11.7 | 1 | 365 | 13.324 | 0.81191 | 14 | 0.13587
48748 | 9.36 | 1 | 365 | 10.6592 | 0.44953 | 11 | 0.10869
48736 | 4.94 | 1 | 365 | 5.6257 | 0.32058 | 5 | 0.94626
54364 | 9.54 | 1 | 365 | 10.8642 | 0.86202 | 11 | 0.72617
48740 | 11.025 | 1 | 365 | 12.5553 | 0.26507 | 12 | 0.82034
54367 | 8.215 | 1 | 365 | 9.3552 | 0.82563 | 10 | 0.18087
48718 | 2.08 | 1 | 365 | 2.3687 | 0.76656 | 3 | 0.13527
48728 | 4.68 | 1 | 365 | 5.3296 | 0.72476 | 6 | 0.054347
49435 | 6.36 | 1 | 365 | 7.2428 | 0.57468 | 7 | 0.81745
54371 | 6.36 | 1 | 365 | 7.2428 | 0.57468 | 7 | 0.81745
54374 | 8.745 | 1 | 365 | 9.9588 | 0.040182 | 9 | 0.99899
49447 | 6.36 | 1 | 365 | 7.2428 | 0.57468 | 7 | 0.81745
54378 | 9.54 | 1 | 365 | 10.8642 | 0.86202 | 11 | 0.72617
54379 | 8.745 | 1 | 365 | 9.9588 | 0.040182 | 9 | 0.99899
54479 | 9.275 | 1 | 365 | 10.5624 | 0.25474 | 10 | 0.81711
54480 | 4.77 | 1 | 365 | 5.4321 | 0.93101 | 6 | 0.36308
51440 | 3.975 | 1 | 365 | 4.5267 | 0.10917 | 4 | 0.6359
54482 | 6.095 | 1 | 365 | 6.941 | 0.9674 | 7 | 0.90839
49472 | 5.3 | 1 | 365 | 6.0356 | 0.14556 | 6 | 0.1812
54484 | 9 | 1 | 365 | 10.2492 | 0.62454 | 10 | 0.87374
54310 | 8.5 | 1 | 365 | 9.6798 | 0.47874 | 10 | 0.15854
49445 | 5.565 | 1 | 365 | 6.3374 | 0.75284 | 7 | 0.090265
54502 | 8.32 | 1 | 365 | 9.4748 | 0.066245 | 9 | 0.54106
54487 | 6.63 | 1 | 365 | 7.5502 | 0.19341 | 7 | 0.74366
54523 | 9.435 | 1 | 365 | 10.7446 | 0.6214 | 11 | 0.36597
54563 | 6.24 | 1 | 365 | 7.1061 | 0.29968 | 7 | 0.4058
54503 | 7.8 | 1 | 365 | 8.8826 | 0.8746 | 9 | 0.75724
54194 | 3.38 | 1 | 365 | 3.8491 | 0.74566 | 4 | 0.59481
54193 | 8.32 | 1 | 365 | 9.4748 | 0.066245 | 9 | 0.54106
54677 | 5.67 | 1 | 365 | 6.457 | 0.99346 | 7 | 0.45046
54703 | 3.99 | 1 | 365 | 4.5438 | 0.14355 | 4 | 0.68736
54706 | 3.975 | 1 | 365 | 4.5267 | 0.10917 | 4 | 0.6359
54708 | 8.745 | 1 | 365 | 9.9588 | 0.040182 | 9 | 0.99899
54712 | 4.77 | 1 | 365 | 5.4321 | 0.93101 | 6 | 0.36308
54710 | 5.565 | 1 | 365 | 6.3374 | 0.75284 | 7 | 0.090265
54711 | 7.95 | 1 | 365 | 9.0535 | 0.21835 | 9 | 0.27181
54713 | 5.3 | 1 | 365 | 6.0356 | 0.14556 | 6 | 0.1812
54714 | 10.07 | 1 | 365 | 11.4677 | 0.076573 | 11 | 0.54429
54715 | 12.65 | 1 | 365 | 14.4058 | 0.98894 | 15 | 0.39476
54716 | 10.6 | 1 | 365 | 12.0713 | 0.29113 | 12 | 0.36241
54717 | 6.625 | 1 | 365 | 7.5446 | 0.18196 | 7 | 0.72651
54718 | 7.42 | 1 | 365 | 8.4499 | 0.0037907 | 8 | 0.45369
54719 | 4.77 | 1 | 365 | 5.4321 | 0.93101 | 6 | 0.36308
54720 | 5.565 | 1 | 365 | 6.3374 | 0.75284 | 7 | 0.090265
54721 | 4.77 | 1 | 365 | 5.4321 | 0.93101 | 6 | 0.36308
54722 | 2.65 | 1 | 365 | 3.0178 | 0.072782 | 3 | 0.090602
54723 | 5.3 | 1 | 365 | 6.0356 | 0.14556 | 6 | 0.1812
54779 | 9.1 | 1 | 365 | 10.3631 | 0.85371 | 11 | 0.21679
54787 | 7.28 | 1 | 365 | 8.2905 | 0.68296 | 8 | 0.97343
54790 | 6.24 | 1 | 365 | 7.1061 | 0.29968 | 7 | 0.4058
54793 | 6.76 | 1 | 365 | 7.6983 | 0.49132 | 8 | 0.18961
54805 | 5.46 | 1 | 365 | 6.2178 | 0.51222 | 6 | 0.73007
54806 | 4.16 | 1 | 365 | 4.7374 | 0.53312 | 5 | 0.27053
54808 | 6.76 | 1 | 365 | 7.6983 | 0.49132 | 8 | 0.18961
42636 | 6.36 | 1 | 365 | 7.2428 | 0.57468 | 7 | 0.81745
49145 | 6.36 | 1 | 365 | 7.2428 | 0.57468 | 7 | 0.81745
49144 | 3.18 | 1 | 365 | 3.6214 | 0.28734 | 3 | 0.90872
44481 | 9.275 | 1 | 365 | 10.5624 | 0.25474 | 10 | 0.81711
48087 | 8.215 | 1 | 365 | 9.3552 | 0.82563 | 10 | 0.18087
47772 | 10.6 | 1 | 365 | 12.0713 | 0.29113 | 12 | 0.36241
45008 | 8.25 | 1 | 365 | 9.3951 | 0.90583 | 10 | 0.30093
45007 | 10.455 | 1 | 365 | 11.9062 | 0.95885 | 12 | 0.865
45117 | 8.215 | 1 | 365 | 9.3552 | 0.82563 | 10 | 0.18087
44917 | 4.25 | 1 | 365 | 4.8399 | 0.73937 | 5 | 0.57927
44710 | 9.9 | 1 | 365 | 11.2741 | 0.687 | 11 | 0.96112
47780 | 10.6 | 1 | 365 | 12.0713 | 0.29113 | 12 | 0.36241
45572 | 5.035 | 1 | 365 | 5.7339 | 0.53829 | 6 | 0.27214
44900 | 4.5 | 1 | 365 | 5.1246 | 0.31227 | 5 | 0.43687
45400 | 10.175 | 1 | 365 | 11.5873 | 0.31719 | 11 | 0.90448
44703 | 4.125 | 1 | 365 | 4.6975 | 0.45292 | 5 | 0.15047
44896 | 9 | 1 | 365 | 10.2492 | 0.62454 | 10 | 0.87374
44651 | 6.63 | 1 | 365 | 7.5502 | 0.19341 | 7 | 0.74366
44716 | 12.65 | 1 | 365 | 14.4058 | 0.98894 | 15 | 0.39476
44652 | 6.5 | 1 | 365 | 7.4022 | 0.8955 | 8 | 0.2977
44874 | 7.5 | 1 | 365 | 8.541 | 0.18712 | 8 | 0.72812
44879 | 13.005 | 1 | 365 | 14.8101 | 0.80247 | 15 | 0.61256
44877 | 5.355 | 1 | 365 | 6.0983 | 0.2716 | 6 | 0.36988
44605 | 7.14 | 1 | 365 | 8.131 | 0.36214 | 8 | 0.49317
44825 | 7.7 | 1 | 365 | 8.7688 | 0.64544 | 9 | 0.4142
43168 | 6.89 | 1 | 365 | 7.8463 | 0.78923 | 8 | 0.63557
44886 | 2.805 | 1 | 365 | 3.1943 | 0.42798 | 3 | 0.62232
43157 | 3.85 | 1 | 365 | 4.3844 | 0.82272 | 5 | 0.2071
43172 | 5.5 | 1 | 365 | 6.2634 | 0.60389 | 6 | 0.86729
44487 | 6.89 | 1 | 365 | 7.8463 | 0.78923 | 8 | 0.63557
50767 | 4.77 | 1 | 365 | 5.4321 | 0.93101 | 6 | 0.36308
50647 | 5.035 | 1 | 365 | 5.7339 | 0.53829 | 6 | 0.27214
50193 | 3.975 | 1 | 365 | 4.5267 | 0.10917 | 4 | 0.6359
50075 | 7.95 | 1 | 365 | 9.0535 | 0.21835 | 9 | 0.27181
50512 | 7.42 | 1 | 365 | 8.4499 | 0.0037907 | 8 | 0.45369
50264 | 7.685 | 1 | 365 | 8.7517 | 0.61107 | 9 | 0.36275
51178 | 3.975 | 1 | 365 | 4.5267 | 0.10917 | 4 | 0.6359
42697 | 9.075 | 1 | 365 | 10.3346 | 0.79642 | 11 | 0.13103
42625 | 11.13 | 1 | 365 | 12.6748 | 0.50569 | 13 | 0.18053
51172 | 7.975 | 1 | 365 | 9.0819 | 0.27564 | 9 | 0.35757
51186 | 3.455 | 1 | 365 | 3.9346 | 0.91753 | 4 | 0.85209
42936 | 6.625 | 1 | 365 | 7.5446 | 0.18196 | 7 | 0.72651
42546 | 5.98 | 1 | 365 | 6.81 | 0.70386 | 7 | 0.51389
51069 | 6.36 | 1 | 365 | 7.2428 | 0.57468 | 7 | 0.81745
51067 | 7.155 | 1 | 365 | 8.1481 | 0.39651 | 8 | 0.54463
49666 | 9.805 | 1 | 365 | 11.1659 | 0.46929 | 11 | 0.63523
51130 | 8.215 | 1 | 365 | 9.3552 | 0.82563 | 10 | 0.18087
44472 | 5.83 | 1 | 365 | 6.6392 | 0.36012 | 6 | 0.99933
50643 | 10.6 | 1 | 365 | 12.0713 | 0.29113 | 12 | 0.36241
46160 | 9.01 | 1 | 365 | 10.2606 | 0.64746 | 10 | 0.90805
50186 | 6.89 | 1 | 365 | 7.8463 | 0.78923 | 8 | 0.63557
46283 | 5.3 | 1 | 365 | 6.0356 | 0.14556 | 6 | 0.1812
50184 | 9.01 | 1 | 365 | 10.2606 | 0.64746 | 10 | 0.90805
48018 | 9.35 | 1 | 365 | 10.6478 | 0.42661 | 11 | 0.07439
50048 | 7.28 | 1 | 365 | 8.2905 | 0.68296 | 8 | 0.97343
49000 | 15.6 | 1 | 365 | 17.7653 | 0.74921 | 18 | 0.51449
48056 | 7.28 | 1 | 365 | 8.2905 | 0.68296 | 8 | 0.97343
49027 | 5.2 | 1 | 365 | 5.9218 | 0.9164 | 6 | 0.83816
36144 | 10.26 | 1 | 365 | 11.6841 | 0.51198 | 12 | 0.19607
42677 | 4.68 | 1 | 365 | 5.3296 | 0.72476 | 6 | 0.054347
44575 | 4.68 | 1 | 365 | 5.3296 | 0.72476 | 6 | 0.054347
48068 | 6.24 | 1 | 365 | 7.1061 | 0.29968 | 7 | 0.4058
49439 | 5.035 | 1 | 365 | 5.7339 | 0.53829 | 6 | 0.27214
44415 | 12.48 | 1 | 365 | 14.2122 | 0.59937 | 14 | 0.81159
36775 | 9.045 | 1 | 365 | 10.3004 | 0.72767 | 11 | 0.028113
51032 | 12 | 1 | 365 | 13.6656 | 0.49939 | 14 | 0.16499
55596 | 9.99 | 1 | 365 | 11.3766 | 0.89324 | 12 | 0.26986
44290 | 8.32 | 1 | 365 | 9.4748 | 0.066245 | 9 | 0.54106
41820 | 14.85 | 1 | 365 | 16.9112 | 0.030498 | 16 | 0.94168
34566 | 51.3 | 0.9 | 365 | 52.5784 | 0.80391 | 53 | 0.38231
36055 | 3.06 | 1 | 365 | 3.4847 | 0.012345 | 3 | 0.49707
48713 | 12.65 | 1 | 365 | 14.4058 | 0.98894 | 15 | 0.39476
51111 | 5.2 | 1 | 365 | 5.9218 | 0.9164 | 6 | 0.83816
51408 | 13.8 | 1 | 365 | 15.7154 | 0.6243 | 16 | 0.33974
49371 | 3.975 | 1 | 365 | 4.5267 | 0.10917 | 4 | 0.6359
49294 | 11.73 | 1 | 365 | 13.3581 | 0.88066 | 14 | 0.23878
49858 | 8.4 | 1 | 365 | 9.5659 | 0.24957 | 9 | 0.81549
49293 | 6.12 | 1 | 365 | 6.9695 | 0.02469 | 6 | 0.99415
44677 | 7.8 | 1 | 365 | 8.8826 | 0.8746 | 9 | 0.75724
48808 | 9.54 | 1 | 365 | 10.8642 | 0.86202 | 11 | 0.72617
49369 | 4.77 | 1 | 365 | 5.4321 | 0.93101 | 6 | 0.36308
44505 | 7.37 | 1 | 365 | 8.393 | 0.88921 | 9 | 0.28217
49271 | 11.34 | 1 | 365 | 12.914 | 0.98693 | 13 | 0.90092
36358 | 9.765 | 1 | 365 | 11.1204 | 0.37763 | 11 | 0.49801
45250 | 6.93 | 1 | 365 | 7.8919 | 0.8809 | 8 | 0.77278
49874 | 10 | 1 | 365 | 11.388 | 0.91616 | 12 | 0.30416
48741 | 8.82 | 1 | 365 | 10.0442 | 0.21205 | 10 | 0.25627
49673 | 5.565 | 1 | 365 | 6.3374 | 0.75284 | 7 | 0.090265
56316 | 2.34 | 1 | 365 | 2.6648 | 0.36238 | 3 | 0.027173
30781 | 10.14 | 1 | 365 | 11.5474 | 0.23699 | 11 | 0.78442
46775 | 6.89 | 1 | 365 | 7.8463 | 0.78923 | 8 | 0.63557
56318 | 4.68 | 1 | 365 | 5.3296 | 0.72476 | 6 | 0.054347
51994 | 5.46 | 1 | 365 | 6.2178 | 0.51222 | 6 | 0.73007
54478 | 5.72 | 1 | 365 | 6.5139 | 0.10804 | 6 | 0.62198
49450 | 12.19 | 1 | 365 | 13.882 | 0.9348 | 14 | 0.81677
56283 | 4.86 | 1 | 365 | 5.5346 | 0.13725 | 5 | 0.67182
46005 | 14.3 | 1 | 365 | 16.2848 | 0.77011 | 17 | 0.054949
49670 | 5.3 | 1 | 365 | 6.0356 | 0.14556 | 6 | 0.1812
44344 | 7.52 | 1 | 365 | 8.5638 | 0.23295 | 8 | 0.79673
51238 | 9.54 | 1 | 365 | 10.8642 | 0.86202 | 11 | 0.72617
55948 | 10.4 | 1 | 365 | 11.8435 | 0.83281 | 12 | 0.67633
55815 | 5.6 | 1 | 365 | 6.3773 | 0.83305 | 7 | 0.21033
51174 | 2.75 | 1 | 365 | 3.1317 | 0.30194 | 3 | 0.43364
55811 | 4.48 | 1 | 365 | 5.1018 | 0.26644 | 5 | 0.36826
44475 | 2.915 | 1 | 365 | 3.3196 | 0.68006 | 3 | 0.99966
47210 | 13.25 | 1 | 365 | 15.0891 | 0.36391 | 15 | 0.45301
55445 | 7.7 | 1 | 365 | 8.7688 | 0.64544 | 9 | 0.4142
47893 | 8.8 | 1 | 365 | 10.0214 | 0.16622 | 10 | 0.18766
55317 | 5.3 | 1 | 365 | 6.0356 | 0.14556 | 6 | 0.1812
45030 | 3.06 | 1 | 365 | 3.4847 | 0.012345 | 3 | 0.49707
55316 | 5.3 | 1 | 365 | 6.0356 | 0.14556 | 6 | 0.1812
55314 | 12.48 | 1 | 365 | 14.2122 | 0.59937 | 14 | 0.81159
47938 | 6.875 | 1 | 365 | 7.8293 | 0.75486 | 8 | 0.58411
55193 | 5.72 | 1 | 365 | 6.5139 | 0.10804 | 6 | 0.62198
44486 | 5.565 | 1 | 365 | 6.3374 | 0.75284 | 7 | 0.090265
48418 | 4.77 | 1 | 365 | 5.4321 | 0.93101 | 6 | 0.36308
55186 | 9.88 | 1 | 365 | 11.2513 | 0.64117 | 11 | 0.89251
48385 | 3.71 | 1 | 365 | 4.2249 | 0.5019 | 4 | 0.72684
55607 | 250 | 0.9 | 365 | 256.23 | 0.6136 | 256 | 0.8436
47927 | 3.85 | 1 | 365 | 4.3844 | 0.82272 | 5 | 0.2071
11136 | 649.04 | 0.8 | 365 | 591.3014 | 0.88036 | 592 | 0.18176
48352 | 6.095 | 1 | 365 | 6.941 | 0.9674 | 7 | 0.90839
47995 | 8.67 | 1 | 365 | 9.8734 | 0.86831 | 10 | 0.74171
48974 | 6.5 | 1 | 365 | 7.4022 | 0.8955 | 8 | 0.2977
58244 | 24.3 | 1 | 365 | 27.6728 | 0.68627 | 28 | 0.35911
45392 | 5.83 | 1 | 365 | 6.6392 | 0.36012 | 6 | 0.99933
54027 | 4.94 | 1 | 365 | 5.6257 | 0.32058 | 5 | 0.94626
44935 | 9.18 | 1 | 365 | 10.4542 | 0.037035 | 10 | 0.49122
52058 | 4.68 | 1 | 365 | 5.3296 | 0.72476 | 6 | 0.054347
53483 | 2.6 | 1 | 365 | 2.9609 | 0.9582 | 3 | 0.91908
45667 | 2.65 | 1 | 365 | 3.0178 | 0.072782 | 3 | 0.090602
45637 | 7.02 | 1 | 365 | 7.9944 | 0.087144 | 8 | 0.08152
53695 | 5.72 | 1 | 365 | 6.5139 | 0.10804 | 6 | 0.62198
45626 | 6 | 1 | 365 | 6.8328 | 0.7497 | 7 | 0.5825
52728 | 6.24 | 1 | 365 | 7.1061 | 0.29968 | 7 | 0.4058
45138 | 5.83 | 1 | 365 | 6.6392 | 0.36012 | 6 | 0.99933
45627 | 6 | 1 | 365 | 6.8328 | 0.7497 | 7 | 0.5825
52089 | 4.42 | 1 | 365 | 5.0335 | 0.12894 | 5 | 0.16244
45050 | 4.335 | 1 | 365 | 4.9367 | 0.93416 | 5 | 0.87085
46381 | 3.42 | 1 | 365 | 3.8947 | 0.83733 | 4 | 0.73202
48586 | 6.75 | 1 | 365 | 7.6869 | 0.46841 | 8 | 0.15531
45791 | 6.625 | 1 | 365 | 7.5446 | 0.18196 | 7 | 0.72651
53545 | 4.94 | 1 | 365 | 5.6257 | 0.32058 | 5 | 0.94626
53968 | 8.67 | 1 | 365 | 9.8734 | 0.86831 | 10 | 0.74171
53815 | 4.16 | 1 | 365 | 4.7374 | 0.53312 | 5 | 0.27053
48184 | 10.6 | 1 | 365 | 12.0713 | 0.29113 | 12 | 0.36241
52781 | 7.28 | 1 | 365 | 8.2905 | 0.68296 | 8 | 0.97343
47098 | 6.6 | 1 | 365 | 7.5161 | 0.12467 | 7 | 0.64075
45793 | 8.48 | 1 | 365 | 9.657 | 0.4329 | 10 | 0.089928
53568 | 8.58 | 1 | 365 | 9.7709 | 0.66207 | 10 | 0.43297
55524 | 26.4 | 0.9 | 365 | 27.0579 | 0.4488 | 27 | 0.50668
12760 | 990.945 | 0.7 | 365 | 789.9417 | 0.60579 | 790 | 0.54751
48148 | 5.2 | 1 | 365 | 5.9218 | 0.9164 | 6 | 0.83816
11359 | 990.945 | 0.7 | 365 | 789.9417 | 0.60579 | 790 | 0.54751
48106 | 6.625 | 1 | 365 | 7.5446 | 0.18196 | 7 | 0.72651
48028 | 10.545 | 1 | 365 | 12.0086 | 0.16509 | 12 | 0.17374
48003 | 12 | 1 | 365 | 13.6656 | 0.49939 | 14 | 0.16499
43845 | 2.915 | 1 | 365 | 3.3196 | 0.68006 | 3 | 0.99966
44817 | 6.5 | 1 | 365 | 7.4022 | 0.8955 | 8 | 0.2977
43920 | 5.5 | 1 | 365 | 6.2634 | 0.60389 | 6 | 0.86729
44810 | 7.625 | 1 | 365 | 8.6834 | 0.47357 | 9 | 0.15692
41533 | 8.25 | 1 | 365 | 9.3951 | 0.90583 | 10 | 0.30093
47929 | 5.865 | 1 | 365 | 6.6791 | 0.44033 | 7 | 0.11939
43736 | 5.4 | 1 | 365 | 6.1495 | 0.37473 | 6 | 0.52425
48006 | 9.54 | 1 | 365 | 10.8642 | 0.86202 | 11 | 0.72617
48011 | 8.25 | 1 | 365 | 9.3951 | 0.90583 | 10 | 0.30093
41431 | 5.355 | 1 | 365 | 6.0983 | 0.2716 | 6 | 0.36988
37387 | 7.7 | 1 | 365 | 8.7688 | 0.64544 | 9 | 0.4142
44480 | 5.3 | 1 | 365 | 6.0356 | 0.14556 | 6 | 0.1812
43135 | 8.8 | 1 | 365 | 10.0214 | 0.16622 | 10 | 0.18766
49491 | 6.36 | 1 | 365 | 7.2428 | 0.57468 | 7 | 0.81745
37333 | 4.675 | 1 | 365 | 5.3239 | 0.7133 | 6 | 0.037195
50607 | 3.9 | 1 | 365 | 4.4413 | 0.9373 | 5 | 0.37862
51160 | 6.76 | 1 | 365 | 7.6983 | 0.49132 | 8 | 0.18961
48333 | 5.565 | 1 | 365 | 6.3374 | 0.75284 | 7 | 0.090265
41652 | 10.85 | 1 | 365 | 12.356 | 0.86403 | 13 | 0.22001
41596 | 15.696 | 1 | 365 | 17.8746 | 0.9692 | 18 | 0.84381
44872 | 11.22 | 1 | 365 | 12.7773 | 0.71193 | 13 | 0.48927
44549 | 9.25 | 1 | 365 | 10.5339 | 0.19745 | 10 | 0.73135
37918 | 6.325 | 1 | 365 | 7.2029 | 0.49447 | 7 | 0.69738
35775 | 6 | 1 | 365 | 6.8328 | 0.7497 | 7 | 0.5825
44914 | 4.59 | 1 | 365 | 5.2271 | 0.51852 | 5 | 0.74561
38631 | 9.52 | 1 | 365 | 10.8414 | 0.81618 | 11 | 0.65756
35774 | 9.25 | 1 | 365 | 10.5339 | 0.19745 | 10 | 0.73135
56376 | 7.8 | 1 | 365 | 8.8826 | 0.8746 | 9 | 0.75724
50664 | 4.16 | 1 | 365 | 4.7374 | 0.53312 | 5 | 0.27053
35842 | 10.137 | 1 | 365 | 11.544 | 0.23011 | 11 | 0.77413
50805 | 4.42 | 1 | 365 | 5.0335 | 0.12894 | 5 | 0.16244
39819 | 3.3 | 1 | 365 | 3.758 | 0.56233 | 4 | 0.32037
37291 | 25 | 1 | 365 | 28.47 | 0.2904 | 28 | 0.7604
56062 | 4.505 | 1 | 365 | 5.1303 | 0.32373 | 5 | 0.45402
51974 | 7 | 1 | 365 | 7.9716 | 0.041312 | 8 | 0.012912
47272 | 9.75 | 1 | 365 | 11.1033 | 0.34326 | 11 | 0.44656
55045 | 6.625 | 1 | 365 | 7.5446 | 0.18196 | 7 | 0.72651
50850 | 7.98 | 1 | 365 | 9.0876 | 0.2871 | 9 | 0.37472
50174 | 7.521 | 1 | 365 | 8.5649 | 0.23524 | 8 | 0.80016
53747 | 9.62 | 1 | 365 | 10.9553 | 0.045346 | 11 | 0.00060192
47026 | 5.04 | 1 | 365 | 5.7396 | 0.54974 | 6 | 0.2893
54283 | 25 | 1 | 365 | 28.47 | 0.2904 | 28 | 0.7604
53740 | 3.64 | 1 | 365 | 4.1452 | 0.34148 | 4 | 0.48671
55994 | 5.98 | 1 | 365 | 6.81 | 0.70386 | 7 | 0.51389
47020 | 10.4 | 1 | 365 | 11.8435 | 0.83281 | 12 | 0.67633
45792 | 4.41 | 1 | 365 | 5.0221 | 0.10603 | 5 | 0.12813
55970 | 11.18 | 1 | 365 | 12.7318 | 0.62027 | 13 | 0.35205
55967 | 7.54 | 1 | 365 | 8.5866 | 0.27878 | 8 | 0.86534
50866 | 4.845 | 1 | 365 | 5.5175 | 0.10288 | 5 | 0.62037
55576 | 16.9 | 1 | 365 | 19.2457 | 0.72831 | 19 | 0.97403
55561 | 9.1 | 1 | 365 | 10.3631 | 0.85371 | 11 | 0.21679
55559 | 8.32 | 1 | 365 | 9.4748 | 0.066245 | 9 | 0.54106
55558 | 9.88 | 1 | 365 | 11.2513 | 0.64117 | 11 | 0.89251
43470 | 17.1 | 1 | 365 | 19.4735 | 0.18663 | 19 | 0.66011
55525 | 4.68 | 1 | 365 | 5.3296 | 0.72476 | 6 | 0.054347
50753 | 16.38 | 1 | 365 | 18.6535 | 0.53667 | 19 | 0.19021
55536 | 7.02 | 1 | 365 | 7.9944 | 0.087144 | 8 | 0.08152
55568 | 8.32 | 1 | 365 | 9.4748 | 0.066245 | 9 | 0.54106
55573 | 9.44 | 1 | 365 | 10.7503 | 0.63286 | 11 | 0.38313
55521 | 9.88 | 1 | 365 | 11.2513 | 0.64117 | 11 | 0.89251
44845 | 11.88 | 1 | 365 | 13.5289 | 0.2244 | 13 | 0.75334
55514 | 3.64 | 1 | 365 | 4.1452 | 0.34148 | 4 | 0.48671
55968 | 20.02 | 1 | 365 | 22.7988 | 0.87815 | 23 | 0.67693
44105 | 5.94 | 1 | 365 | 6.7645 | 0.6122 | 7 | 0.37667
44281 | 8.18 | 1 | 365 | 9.3154 | 0.74542 | 10 | 0.060803
55520 | 8.84 | 1 | 365 | 10.067 | 0.25789 | 10 | 0.32488
55515 | 3.12 | 1 | 365 | 3.5531 | 0.14984 | 3 | 0.7029
47556 | 12.6 | 1 | 365 | 14.3489 | 0.87436 | 15 | 0.22324
51467 | 13.42 | 1 | 365 | 15.2827 | 0.75349 | 16 | 0.036183
48950 | 9.54 | 1 | 365 | 10.8642 | 0.86202 | 11 | 0.72617
54801 | 8.84 | 1 | 365 | 10.067 | 0.25789 | 10 | 0.32488
50905 | 5.7 | 1 | 365 | 6.4912 | 0.062211 | 6 | 0.55337
41209 | 12 | 1 | 365 | 13.6656 | 0.49939 | 14 | 0.16499
12771 | 649.04 | 0.8 | 365 | 591.3014 | 0.88036 | 592 | 0.18176
40404 | 11.7 | 1 | 365 | 13.324 | 0.81191 | 14 | 0.13587
46715 | 5.565 | 1 | 365 | 6.3374 | 0.75284 | 7 | 0.090265
50909 | 6.21 | 1 | 365 | 7.0719 | 0.23094 | 7 | 0.30288
39378 | 4.77 | 1 | 365 | 5.4321 | 0.93101 | 6 | 0.36308
56434 | 6.63 | 1 | 365 | 7.5502 | 0.19341 | 7 | 0.74366
43999 | 4.505 | 1 | 365 | 5.1303 | 0.32373 | 5 | 0.45402
56432 | 3.3 | 1 | 365 | 3.758 | 0.56233 | 4 | 0.32037
48593 | 7.5 | 1 | 365 | 8.541 | 0.18712 | 8 | 0.72812
56155 | 4.08 | 1 | 365 | 4.6463 | 0.34979 | 4 | 0.9961
50801 | 1.855 | 1 | 365 | 2.1125 | 0.25095 | 2 | 0.36342
55320 | 9.6 | 1 | 365 | 10.9325 | 0.99951 | 11 | 0.93199
42473 | 6.6 | 1 | 365 | 7.5161 | 0.12467 | 7 | 0.64075
45338 | 9 | 1 | 365 | 10.2492 | 0.62454 | 10 | 0.87374
48624 | 7.29 | 1 | 365 | 8.3019 | 0.70588 | 9 | 0.0077326
49978 | 9.99 | 1 | 365 | 11.3766 | 0.89324 | 12 | 0.26986
49090 | 8.1 | 1 | 365 | 9.2243 | 0.56209 | 9 | 0.78637
48955 | 6 | 1 | 365 | 6.8328 | 0.7497 | 7 | 0.5825
51435 | 7.2 | 1 | 365 | 8.1994 | 0.49964 | 8 | 0.699
49100 | 5.1 | 1 | 365 | 5.8079 | 0.68724 | 6 | 0.49512
47234 | 9.275 | 1 | 365 | 10.5624 | 0.25474 | 10 | 0.81711
50977 | 4.16 | 1 | 365 | 4.7374 | 0.53312 | 5 | 0.27053
55274 | 9.9 | 1 | 365 | 11.2741 | 0.687 | 11 | 0.96112
51237 | 13.2 | 1 | 365 | 15.0322 | 0.24933 | 15 | 0.28149
55262 | 5.4 | 1 | 365 | 6.1495 | 0.37473 | 6 | 0.52425
45674 | 5.7 | 1 | 365 | 6.4912 | 0.062211 | 6 | 0.55337
55258 | 7.8 | 1 | 365 | 8.8826 | 0.8746 | 9 | 0.75724
55255 | 6 | 1 | 365 | 6.8328 | 0.7497 | 7 | 0.5825
48578 | 7.5 | 1 | 365 | 8.541 | 0.18712 | 8 | 0.72812
55248 | 8.25 | 1 | 365 | 9.3951 | 0.90583 | 10 | 0.30093
51428 | 6.6 | 1 | 365 | 7.5161 | 0.12467 | 7 | 0.64075
55239 | 4.75 | 1 | 365 | 5.4093 | 0.88518 | 6 | 0.29448
43729 | 4.5 | 1 | 365 | 5.1246 | 0.31227 | 5 | 0.43687
37528 | 12 | 1 | 365 | 13.6656 | 0.49939 | 14 | 0.16499
37288 | 4.905 | 1 | 365 | 5.5858 | 0.24038 | 5 | 0.82619
35839 | 10.75 | 1 | 365 | 12.2421 | 0.63487 | 12 | 0.87697
42413 | 9.41 | 1 | 365 | 10.7161 | 0.56411 | 11 | 0.28021
51328 | 6.625 | 1 | 365 | 7.5446 | 0.18196 | 7 | 0.72651
49983 | 5.7 | 1 | 365 | 6.4912 | 0.062211 | 6 | 0.55337
43390 | 4.5 | 1 | 365 | 5.1246 | 0.31227 | 5 | 0.43687
49120 | 4.5 | 1 | 365 | 5.1246 | 0.31227 | 5 | 0.43687
49761 | 6.3 | 1 | 365 | 7.1744 | 0.43718 | 7 | 0.61162
45267 | 4.77 | 1 | 365 | 5.4321 | 0.93101 | 6 | 0.36308
51436 | 5.7 | 1 | 365 | 6.4912 | 0.062211 | 6 | 0.55337
47411 | 9.18 | 1 | 365 | 10.4542 | 0.037035 | 10 | 0.49122
51398 | 4.5 | 1 | 365 | 5.1246 | 0.31227 | 5 | 0.43687
47478 | 8.7 | 1 | 365 | 9.9076 | 0.93706 | 10 | 0.84462
49639 | 16.5 | 1 | 365 | 18.7902 | 0.81166 | 19 | 0.60186
43435 | 15.6 | 1 | 365 | 17.7653 | 0.74921 | 18 | 0.51449
46633 | 4.505 | 1 | 365 | 5.1303 | 0.32373 | 5 | 0.45402
47085 | 7.95 | 1 | 365 | 9.0535 | 0.21835 | 9 | 0.27181
43409 | 3.18 | 1 | 365 | 3.6214 | 0.28734 | 3 | 0.90872
46551 | 5.1 | 1 | 365 | 5.8079 | 0.68724 | 6 | 0.49512
43372 | 10.07 | 1 | 365 | 11.4677 | 0.076573 | 11 | 0.54429
42018 | 12.19 | 1 | 365 | 13.882 | 0.9348 | 14 | 0.81677
49552 | 13.515 | 1 | 365 | 15.3909 | 0.97119 | 16 | 0.36207
43376 | 8.1 | 1 | 365 | 9.2243 | 0.56209 | 9 | 0.78637
41780 | 14.4 | 1 | 365 | 16.3987 | 0.99927 | 17 | 0.39799
46987 | 5.4 | 1 | 365 | 6.1495 | 0.37473 | 6 | 0.52425
49115 | 4.5 | 1 | 365 | 5.1246 | 0.31227 | 5 | 0.43687
43385 | 9.6 | 1 | 365 | 10.9325 | 0.99951 | 11 | 0.93199
45866 | 9.9 | 1 | 365 | 11.2741 | 0.687 | 11 | 0.96112
54156 | 3 | 1 | 365 | 3.4164 | 0.87485 | 4 | 0.29125
43776 | 9 | 1 | 365 | 10.2492 | 0.62454 | 10 | 0.87374
46627 | 4.2 | 1 | 365 | 4.783 | 0.62479 | 5 | 0.40775
49676 | 6.36 | 1 | 365 | 7.2428 | 0.57468 | 7 | 0.81745
49678 | 7.685 | 1 | 365 | 8.7517 | 0.61107 | 9 | 0.36275
30691 | 16.575 | 1 | 365 | 18.8756 | 0.98354 | 19 | 0.85915
48583 | 10.07 | 1 | 365 | 11.4677 | 0.076573 | 11 | 0.54429
45847 | 12.9 | 1 | 365 | 14.6905 | 0.56185 | 15 | 0.25237
50052 | 3 | 1 | 365 | 3.4164 | 0.87485 | 4 | 0.29125
44005 | 7.95 | 1 | 365 | 9.0535 | 0.21835 | 9 | 0.27181
43704 | 6.095 | 1 | 365 | 6.941 | 0.9674 | 7 | 0.90839
42842 | 4.5 | 1 | 365 | 5.1246 | 0.31227 | 5 | 0.43687
47943 | 7.5 | 1 | 365 | 8.541 | 0.18712 | 8 | 0.72812
43849 | 5.1 | 1 | 365 | 5.8079 | 0.68724 | 6 | 0.49512
45721 | 15.6 | 1 | 365 | 17.7653 | 0.74921 | 18 | 0.51449
53996 | 12 | 1 | 365 | 13.6656 | 0.49939 | 14 | 0.16499
54002 | 10.8 | 1 | 365 | 12.299 | 0.74945 | 13 | 0.048493
48547 | 6.12 | 1 | 365 | 6.9695 | 0.02469 | 6 | 0.99415
41865 | 5.7 | 1 | 365 | 6.4912 | 0.062211 | 6 | 0.55337
50066 | 6.9 | 1 | 365 | 7.8577 | 0.81215 | 8 | 0.66987
51369 | 6.6 | 1 | 365 | 7.5161 | 0.12467 | 7 | 0.64075
49566 | 13.5 | 1 | 365 | 15.3738 | 0.93682 | 16 | 0.31062
51214 | 9.18 | 1 | 365 | 10.4542 | 0.037035 | 10 | 0.49122
47394 | 6.6 | 1 | 365 | 7.5161 | 0.12467 | 7 | 0.64075
51438 | 3.6 | 1 | 365 | 4.0997 | 0.24982 | 4 | 0.3495
44386 | 4.77 | 1 | 365 | 5.4321 | 0.93101 | 6 | 0.36308
50044 | 10.07 | 1 | 365 | 11.4677 | 0.076573 | 11 | 0.54429
40467 | 13.23 | 1 | 365 | 15.0663 | 0.31808 | 15 | 0.3844
49844 | 6.6 | 1 | 365 | 7.5161 | 0.12467 | 7 | 0.64075
49828 | 10.6 | 1 | 365 | 12.0713 | 0.29113 | 12 | 0.36241
45352 | 6 | 1 | 365 | 6.8328 | 0.7497 | 7 | 0.5825
47201 | 5.565 | 1 | 365 | 6.3374 | 0.75284 | 7 | 0.090265
47211 | 7.42 | 1 | 365 | 8.4499 | 0.0037907 | 8 | 0.45369
48383 | 6.625 | 1 | 365 | 7.5446 | 0.18196 | 7 | 0.72651
50053 | 6.36 | 1 | 365 | 7.2428 | 0.57468 | 7 | 0.81745
43322 | 4.2 | 1 | 365 | 4.783 | 0.62479 | 5 | 0.40775
38425 | 11.66 | 1 | 365 | 13.2784 | 0.72024 | 13 | 0.99865
45355 | 3.18 | 1 | 365 | 3.6214 | 0.28734 | 3 | 0.90872
45136 | 10.6 | 1 | 365 | 12.0713 | 0.29113 | 12 | 0.36241
45786 | 6.89 | 1 | 365 | 7.8463 | 0.78923 | 8 | 0.63557
48041 | 7.42 | 1 | 365 | 8.4499 | 0.0037907 | 8 | 0.45369
55460 | 6 | 1 | 365 | 6.8328 | 0.7497 | 7 | 0.5825
55464 | 12 | 1 | 365 | 13.6656 | 0.49939 | 14 | 0.16499
55440 | 10.865 | 1 | 365 | 12.3731 | 0.89841 | 13 | 0.27147
41139 | 8.4 | 1 | 365 | 9.5659 | 0.24957 | 9 | 0.81549
54958 | 3.9 | 1 | 365 | 4.4413 | 0.9373 | 5 | 0.37862
33116 | 4.16 | 1 | 365 | 4.7374 | 0.53312 | 5 | 0.27053
49805 | 9.92 | 1 | 365 | 11.2969 | 0.73283 | 12 | 0.029727
38386 | 8.82 | 1 | 365 | 10.0442 | 0.21205 | 10 | 0.25627
55001 | 6 | 1 | 365 | 6.8328 | 0.7497 | 7 | 0.5825
39194 | 7.56 | 1 | 365 | 8.6093 | 0.32462 | 8 | 0.93394
55017 | 6.6 | 1 | 365 | 7.5161 | 0.12467 | 7 | 0.64075
41048 | 10.14 | 1 | 365 | 11.5474 | 0.23699 | 11 | 0.78442
55025 | 5.25 | 1 | 365 | 5.9787 | 0.030984 | 6 | 0.009684
43349 | 9.81 | 1 | 365 | 11.1716 | 0.48075 | 11 | 0.65238
47982 | 7.6 | 1 | 365 | 8.6549 | 0.41628 | 9 | 0.071162
46028 | 6.3 | 1 | 365 | 7.1744 | 0.43718 | 7 | 0.61162
37320 | 9.81 | 1 | 365 | 11.1716 | 0.48075 | 11 | 0.65238
38346 | 8.1 | 1 | 365 | 9.2243 | 0.56209 | 9 | 0.78637
38337 | 7.521 | 1 | 365 | 8.5649 | 0.23524 | 8 | 0.80016
44145 | 9.135 | 1 | 365 | 10.4029 | 0.93391 | 11 | 0.33685
33058 | 5.2 | 1 | 365 | 5.9218 | 0.9164 | 6 | 0.83816
32189 | 5.72 | 1 | 365 | 6.5139 | 0.10804 | 6 | 0.62198
38620 | 8.67 | 1 | 365 | 9.8734 | 0.86831 | 10 | 0.74171
54006 | 4.59 | 1 | 365 | 5.2271 | 0.51852 | 5 | 0.74561
46950 | 11.96 | 1 | 365 | 13.62 | 0.40773 | 14 | 0.027775
56472 | 12.2 | 1 | 365 | 13.8934 | 0.95772 | 14 | 0.85108
32165 | 13 | 1 | 365 | 14.8044 | 0.79101 | 15 | 0.59541
46784 | 4.16 | 1 | 365 | 4.7374 | 0.53312 | 5 | 0.27053
46934 | 7.8 | 1 | 365 | 8.8826 | 0.8746 | 9 | 0.75724
46932 | 11.44 | 1 | 365 | 13.0279 | 0.21609 | 13 | 0.24396
46741 | 6.36 | 1 | 365 | 7.2428 | 0.57468 | 7 | 0.81745
46936 | 6.5 | 1 | 365 | 7.4022 | 0.8955 | 8 | 0.2977
46815 | 19.08 | 1 | 365 | 21.7283 | 0.72403 | 22 | 0.45234
46958 | 8.84 | 1 | 365 | 10.067 | 0.25789 | 10 | 0.32488
31386 | 5.72 | 1 | 365 | 6.5139 | 0.10804 | 6 | 0.62198
56709 | 5.6 | 1 | 365 | 6.3773 | 0.83305 | 7 | 0.21033
50537 | 3.445 | 1 | 365 | 3.9232 | 0.89462 | 4 | 0.81778
44592 | 5.99 | 1 | 365 | 6.8214 | 0.72678 | 7 | 0.54819
48025 | 9.3 | 1 | 365 | 10.5908 | 0.31203 | 10 | 0.90287
48037 | 3.85 | 1 | 365 | 4.3844 | 0.82272 | 5 | 0.2071
47977 | 6.375 | 1 | 365 | 7.2599 | 0.60905 | 7 | 0.8689
55013 | 8 | 1 | 365 | 9.1104 | 0.33293 | 9 | 0.44333
48059 | 4.505 | 1 | 365 | 5.1303 | 0.32373 | 5 | 0.45402
44479 | 7.685 | 1 | 365 | 8.7517 | 0.61107 | 9 | 0.36275
54993 | 7.56 | 1 | 365 | 8.6093 | 0.32462 | 8 | 0.93394
56580 | 10.8 | 1 | 365 | 12.299 | 0.74945 | 13 | 0.048493
51329 | 7.29 | 1 | 365 | 8.3019 | 0.70588 | 9 | 0.0077326
51403 | 9 | 1 | 365 | 10.2492 | 0.62454 | 10 | 0.87374
51202 | 12 | 1 | 365 | 13.6656 | 0.49939 | 14 | 0.16499
43090 | 7.194 | 1 | 365 | 8.1925 | 0.48589 | 8 | 0.67841
43105 | 12 | 1 | 365 | 13.6656 | 0.49939 | 14 | 0.16499
54425 | 10.8 | 1 | 365 | 12.299 | 0.74945 | 13 | 0.048493
46550 | 3 | 1 | 365 | 3.4164 | 0.87485 | 4 | 0.29125
42133 | 6.21 | 1 | 365 | 7.0719 | 0.23094 | 7 | 0.30288
56438 | 7.25 | 1 | 365 | 8.2563 | 0.61422 | 8 | 0.87052
44422 | 5.1 | 1 | 365 | 5.8079 | 0.68724 | 6 | 0.49512
50188 | 3.71 | 1 | 365 | 4.2249 | 0.5019 | 4 | 0.72684
50760 | 3.71 | 1 | 365 | 4.2249 | 0.5019 | 4 | 0.72684
54603 | 11.4 | 1 | 365 | 12.9823 | 0.12442 | 13 | 0.10674
55242 | 5.865 | 1 | 365 | 6.6791 | 0.44033 | 7 | 0.11939
45128 | 17.658 | 1 | 365 | 20.1089 | 0.46536 | 20 | 0.57429
51537 | 5.4 | 1 | 365 | 6.1495 | 0.37473 | 6 | 0.52425
39734 | 9.66 | 1 | 365 | 11.0008 | 0.13701 | 11 | 0.13782
55251 | 8.25 | 1 | 365 | 9.3951 | 0.90583 | 10 | 0.30093
55401 | 10.8 | 1 | 365 | 12.299 | 0.74945 | 13 | 0.048493
51827 | 2.4 | 1 | 365 | 2.7331 | 0.49988 | 3 | 0.233
54644 | 7.56 | 1 | 365 | 8.6093 | 0.32462 | 8 | 0.93394
50049 | 9 | 1 | 365 | 10.2492 | 0.62454 | 10 | 0.87374
55253 | 3 | 1 | 365 | 3.4164 | 0.87485 | 4 | 0.29125
44960 | 8.48 | 1 | 365 | 9.657 | 0.4329 | 10 | 0.089928
37525 | 8.82 | 1 | 365 | 10.0442 | 0.21205 | 10 | 0.25627
50872 | 8.48 | 1 | 365 | 9.657 | 0.4329 | 10 | 0.089928
51060 | 4.24 | 1 | 365 | 4.8285 | 0.71645 | 5 | 0.54496
37334 | 6.3 | 1 | 365 | 7.1744 | 0.43718 | 7 | 0.61162
49520 | 10.8 | 1 | 365 | 12.299 | 0.74945 | 13 | 0.048493
44177 | 8.55 | 1 | 365 | 9.7367 | 0.59332 | 10 | 0.33006
49215 | 4.875 | 1 | 365 | 5.5517 | 0.17163 | 5 | 0.72328
38317 | 5.225 | 1 | 365 | 5.9502 | 0.97369 | 6 | 0.92392
39002 | 8.32 | 1 | 365 | 9.4748 | 0.066245 | 9 | 0.54106
45094 | 14.35 | 1 | 365 | 16.3418 | 0.88469 | 17 | 0.22647
41860 | 3.924 | 1 | 365 | 4.4687 | 0.9923 | 5 | 0.46095
36706 | 8.55 | 1 | 365 | 9.7367 | 0.59332 | 10 | 0.33006
35958 | 6.54 | 1 | 365 | 7.4478 | 0.98717 | 8 | 0.43492
38260 | 13.23 | 1 | 365 | 15.0663 | 0.31808 | 15 | 0.3844
49870 | 5.76 | 1 | 365 | 6.5595 | 0.19971 | 6 | 0.7592
56371 | 7.425 | 1 | 365 | 8.4556 | 0.015249 | 8 | 0.47084
44688 | 4.58 | 1 | 365 | 5.2157 | 0.4956 | 5 | 0.71131
44538 | 9.18 | 1 | 365 | 10.4542 | 0.037035 | 10 | 0.49122
44557 | 8.67 | 1 | 365 | 9.8734 | 0.86831 | 10 | 0.74171
53623 | 8.16 | 1 | 365 | 9.2926 | 0.69959 | 9 | 0.99219
42144 | 5.2 | 1 | 365 | 5.9218 | 0.9164 | 6 | 0.83816
44915 | 9.43 | 1 | 365 | 10.7389 | 0.60994 | 11 | 0.34882
38000 | 9.75 | 1 | 365 | 11.1033 | 0.34326 | 11 | 0.44656
49344 | 2.34 | 1 | 365 | 2.6648 | 0.36238 | 3 | 0.027173
43902 | 7.425 | 1 | 365 | 8.4556 | 0.015249 | 8 | 0.47084
46293 | 5.1 | 1 | 365 | 5.8079 | 0.68724 | 6 | 0.49512
53798 | 4.4 | 1 | 365 | 5.0107 | 0.08311 | 5 | 0.09383
53833 | 5.2 | 1 | 365 | 5.9218 | 0.9164 | 6 | 0.83816
53813 | 2.08 | 1 | 365 | 2.3687 | 0.76656 | 3 | 0.13527
53843 | 4.68 | 1 | 365 | 5.3296 | 0.72476 | 6 | 0.054347
52786 | 7.02 | 1 | 365 | 7.9944 | 0.087144 | 8 | 0.08152
50070 | 6.12 | 1 | 365 | 6.9695 | 0.02469 | 6 | 0.99415
53909 | 5.98 | 1 | 365 | 6.81 | 0.70386 | 7 | 0.51389
44037 | 12.8 | 1 | 365 | 14.5766 | 0.33268 | 14 | 0.90932
53057 | 4.68 | 1 | 365 | 5.3296 | 0.72476 | 6 | 0.054347
34948 | 5.4 | 1 | 365 | 6.1495 | 0.37473 | 6 | 0.52425
50520 | 10.6 | 1 | 365 | 12.0713 | 0.29113 | 12 | 0.36241
42940 | 8.525 | 1 | 365 | 9.7083 | 0.53603 | 10 | 0.2443
43835 | 6.84 | 1 | 365 | 7.7894 | 0.67465 | 8 | 0.46405
42628 | 6.6 | 1 | 365 | 7.5161 | 0.12467 | 7 | 0.64075
38992 | 6.6 | 1 | 365 | 7.5161 | 0.12467 | 7 | 0.64075
42699 | 6.875 | 1 | 365 | 7.8293 | 0.75486 | 8 | 0.58411
55276 | 6 | 1 | 365 | 6.8328 | 0.7497 | 7 | 0.5825
56748 | 17.5 | 1 | 365 | 19.929 | 0.10328 | 20 | 0.03228
52835 | 13 | 1 | 365 | 14.8044 | 0.79101 | 15 | 0.59541
52765 | 9.1 | 1 | 365 | 10.3631 | 0.85371 | 11 | 0.21679
37281 | 14.715 | 1 | 365 | 16.7574 | 0.72113 | 17 | 0.47857
52645 | 9.62 | 1 | 365 | 10.9553 | 0.045346 | 11 | 0.00060192
52365 | 7.54 | 1 | 365 | 8.5866 | 0.27878 | 8 | 0.86534
53132 | 2.08 | 1 | 365 | 2.3687 | 0.76656 | 3 | 0.13527
51421 | 10.92 | 1 | 365 | 12.4357 | 0.024447 | 12 | 0.46014
51460 | 10.92 | 1 | 365 | 12.4357 | 0.024447 | 12 | 0.46014
51876 | 4.68 | 1 | 365 | 5.3296 | 0.72476 | 6 | 0.054347
53507 | 6.24 | 1 | 365 | 7.1061 | 0.29968 | 7 | 0.4058
51907 | 13.515 | 1 | 365 | 15.3909 | 0.97119 | 16 | 0.36207
53406 | 4.42 | 1 | 365 | 5.0335 | 0.12894 | 5 | 0.16244
52289 | 5.72 | 1 | 365 | 6.5139 | 0.10804 | 6 | 0.62198
52677 | 8.84 | 1 | 365 | 10.067 | 0.25789 | 10 | 0.32488
53714 | 7.54 | 1 | 365 | 8.5866 | 0.27878 | 8 | 0.86534
51782 | 2.6 | 1 | 365 | 2.9609 | 0.9582 | 3 | 0.91908
56701 | 8.84 | 1 | 365 | 10.067 | 0.25789 | 10 | 0.32488
56686 | 4.16 | 1 | 365 | 4.7374 | 0.53312 | 5 | 0.27053
53744 | 4.42 | 1 | 365 | 5.0335 | 0.12894 | 5 | 0.16244
52824 | 6.24 | 1 | 365 | 7.1061 | 0.29968 | 7 | 0.4058
56691 | 5.2 | 1 | 365 | 5.9218 | 0.9164 | 6 | 0.83816
56682 | 7.54 | 1 | 365 | 8.5866 | 0.27878 | 8 | 0.86534
52827 | 3.12 | 1 | 365 | 3.5531 | 0.14984 | 3 | 0.7029
56680 | 5.2 | 1 | 365 | 5.9218 | 0.9164 | 6 | 0.83816
56242 | 11.7 | 1 | 365 | 13.324 | 0.81191 | 14 | 0.13587
45603 | 5.1 | 1 | 365 | 5.8079 | 0.68724 | 6 | 0.49512
56756 | 9.01 | 1 | 365 | 10.2606 | 0.64746 | 10 | 0.90805
55245 | 6.75 | 1 | 365 | 7.6869 | 0.46841 | 8 | 0.15531
46271 | 7.44 | 1 | 365 | 8.4727 | 0.049623 | 8 | 0.5223
27284 | 21.58 | 1 | 365 | 24.5753 | 0.45307 | 25 | 0.028377
55494 | 7.28 | 1 | 365 | 8.2905 | 0.68296 | 8 | 0.97343
55493 | 5 | 1 | 365 | 5.694 | 0.45808 | 6 | 0.15208
44776 | 9.975 | 1 | 365 | 11.3595 | 0.85887 | 12 | 0.2184
43154 | 10.07 | 1 | 365 | 11.4677 | 0.076573 | 11 | 0.54429
56782 | 13.34 | 1 | 365 | 15.1916 | 0.57016 | 15 | 0.76175
56767 | 2.565 | 1 | 365 | 2.921 | 0.878 | 3 | 0.79902
41665 | 5.2 | 1 | 365 | 5.9218 | 0.9164 | 6 | 0.83816
48995 | 4.94 | 1 | 365 | 5.6257 | 0.32058 | 5 | 0.94626
41369 | 8.68 | 1 | 365 | 9.8848 | 0.89123 | 10 | 0.77601
43393 | 10.5 | 1 | 365 | 11.9574 | 0.061968 | 12 | 0.019368
48527 | 4.5 | 1 | 365 | 5.1246 | 0.31227 | 5 | 0.43687
55918 | 5.3 | 1 | 365 | 6.0356 | 0.14556 | 6 | 0.1812
43310 | 3 | 1 | 365 | 3.4164 | 0.87485 | 4 | 0.29125
52818 | 10.14 | 1 | 365 | 11.5474 | 0.23699 | 11 | 0.78442
56879 | 5.83 | 1 | 365 | 6.6392 | 0.36012 | 6 | 0.99933
54537 | 14.575 | 1 | 365 | 16.598 | 0.4003 | 16 | 0.99831
42109 | 3.92 | 1 | 365 | 4.4641 | 0.98313 | 5 | 0.44723
47074 | 4.8 | 1 | 365 | 5.4662 | 0.99976 | 6 | 0.466
36880 | 6.5 | 1 | 365 | 7.4022 | 0.8955 | 8 | 0.2977
39799 | 4.76 | 1 | 365 | 5.4207 | 0.90809 | 6 | 0.32878
56721 | 8.525 | 1 | 365 | 9.7083 | 0.53603 | 10 | 0.2443
27705 | 13 | 1 | 365 | 14.8044 | 0.79101 | 15 | 0.59541
51012 | 4.08 | 1 | 365 | 4.6463 | 0.34979 | 4 | 0.9961
25283 | 71.76 | 1 | 365 | 81.7203 | 0.44636 | 82 | 0.16665
47441 | 9.3 | 1 | 365 | 10.5908 | 0.31203 | 10 | 0.90287
41131 | 9.66 | 1 | 365 | 11.0008 | 0.13701 | 11 | 0.13782
53494 | 9.805 | 1 | 365 | 11.1659 | 0.46929 | 11 | 0.63523
37706 | 8.32 | 1 | 365 | 9.4748 | 0.066245 | 9 | 0.54106
52878 | 13.26 | 1 | 365 | 15.1005 | 0.38683 | 15 | 0.48732
48817 | 3.9 | 1 | 365 | 4.4413 | 0.9373 | 5 | 0.37862
52840 | 3.12 | 1 | 365 | 3.5531 | 0.14984 | 3 | 0.7029
42971 | 7.95 | 1 | 365 | 9.0535 | 0.21835 | 9 | 0.27181
42771 | 11.76 | 1 | 365 | 13.3923 | 0.9494 | 14 | 0.34169
48804 | 10.07 | 1 | 365 | 11.4677 | 0.076573 | 11 | 0.54429
48783 | 10 | 1 | 365 | 11.388 | 0.91616 | 12 | 0.30416
44977 | 7.5 | 1 | 365 | 8.541 | 0.18712 | 8 | 0.72812
54558 | 6.5 | 1 | 365 | 7.4022 | 0.8955 | 8 | 0.2977
49272 | 6.9 | 1 | 365 | 7.8577 | 0.81215 | 8 | 0.66987
48380 | 4.77 | 1 | 365 | 5.4321 | 0.93101 | 6 | 0.36308
50407 | 5.72 | 1 | 365 | 6.5139 | 0.10804 | 6 | 0.62198
46013 | 9.62 | 1 | 365 | 10.9553 | 0.045346 | 11 | 0.00060192
44393 | 8.06 | 1 | 365 | 9.1787 | 0.47042 | 9 | 0.64915
51124 | 2.86 | 1 | 365 | 3.257 | 0.55402 | 3 | 0.81099
45676 | 7.035 | 1 | 365 | 8.0115 | 0.12152 | 8 | 0.13298
55522 | 5.035 | 1 | 365 | 5.7339 | 0.53829 | 6 | 0.27214
48966 | 10.5 | 1 | 365 | 11.9574 | 0.061968 | 12 | 0.019368
44298 | 9.88 | 1 | 365 | 11.2513 | 0.64117 | 11 | 0.89251
56159 | 6.63 | 1 | 365 | 7.5502 | 0.19341 | 7 | 0.74366
46141 | 9.81 | 1 | 365 | 11.1716 | 0.48075 | 11 | 0.65238
55003 | 10.5 | 1 | 365 | 11.9574 | 0.061968 | 12 | 0.019368
55244 | 11.5 | 1 | 365 | 13.0962 | 0.35358 | 13 | 0.44978
56678 | 10.4 | 1 | 365 | 11.8435 | 0.83281 | 12 | 0.67633
56399 | 9.45 | 1 | 365 | 10.7617 | 0.65577 | 11 | 0.41743
37585 | 7.41 | 1 | 365 | 8.4385 | 0.98087 | 9 | 0.41938
50870 | 16.9 | 1 | 365 | 19.2457 | 0.72831 | 19 | 0.97403
49850 | 5.7 | 1 | 365 | 6.4912 | 0.062211 | 6 | 0.55337
50181 | 7.2 | 1 | 365 | 8.1994 | 0.49964 | 8 | 0.699
44197 | 9.3 | 1 | 365 | 10.5908 | 0.31203 | 10 | 0.90287
46153 | 6.2 | 1 | 365 | 7.0606 | 0.20802 | 7 | 0.26858
50229 | 7.84 | 1 | 365 | 8.9282 | 0.96627 | 9 | 0.89446
54643 | 7.28 | 1 | 365 | 8.2905 | 0.68296 | 8 | 0.97343
48770 | 10.53 | 1 | 365 | 11.9916 | 0.13072 | 12 | 0.12228
55480 | 5.94 | 1 | 365 | 6.7645 | 0.6122 | 7 | 0.37667
54536 | 14.025 | 1 | 365 | 15.9717 | 0.13991 | 16 | 0.11158
50820 | 12.375 | 1 | 365 | 14.0927 | 0.35875 | 14 | 0.4514
47718 | 6 | 1 | 365 | 6.8328 | 0.7497 | 7 | 0.5825
51540 | 4.8 | 1 | 365 | 5.4662 | 0.99976 | 6 | 0.466
48805 | 5.83 | 1 | 365 | 6.6392 | 0.36012 | 6 | 0.99933
42724 | 6.875 | 1 | 365 | 7.8293 | 0.75486 | 8 | 0.58411
45347 | 7.975 | 1 | 365 | 9.0819 | 0.27564 | 9 | 0.35757
41239 | 8.1 | 1 | 365 | 9.2243 | 0.56209 | 9 | 0.78637
44552 | 4.24 | 1 | 365 | 4.8285 | 0.71645 | 5 | 0.54496
56066 | 9.805 | 1 | 365 | 11.1659 | 0.46929 | 11 | 0.63523
55715 | 5.3 | 1 | 365 | 6.0356 | 0.14556 | 6 | 0.1812
55796 | 3.18 | 1 | 365 | 3.6214 | 0.28734 | 3 | 0.90872
51700 | 8.84 | 1 | 365 | 10.067 | 0.25789 | 10 | 0.32488
58558 | 4.94 | 1 | 365 | 5.6257 | 0.32058 | 5 | 0.94626
56008 | 2.25 | 1 | 365 | 2.5623 | 0.15614 | 2 | 0.71844
53812 | 12.74 | 1 | 365 | 14.5083 | 0.19519 | 14 | 0.7035
56001 | 9.805 | 1 | 365 | 11.1659 | 0.46929 | 11 | 0.63523
56000 | 10.8 | 1 | 365 | 12.299 | 0.74945 | 13 | 0.048493
55920 | 6.625 | 1 | 365 | 7.5446 | 0.18196 | 7 | 0.72651
55913 | 6 | 1 | 365 | 6.8328 | 0.7497 | 7 | 0.5825
55840 | 8.1 | 1 | 365 | 9.2243 | 0.56209 | 9 | 0.78637
55822 | 6.3 | 1 | 365 | 7.1744 | 0.43718 | 7 | 0.61162
55825 | 5.4 | 1 | 365 | 6.1495 | 0.37473 | 6 | 0.52425
55915 | 6.9 | 1 | 365 | 7.8577 | 0.81215 | 8 | 0.66987
51788 | 4.94 | 1 | 365 | 5.6257 | 0.32058 | 5 | 0.94626
55814 | 5.4 | 1 | 365 | 6.1495 | 0.37473 | 6 | 0.52425
53473 | 3.38 | 1 | 365 | 3.8491 | 0.74566 | 4 | 0.59481
55819 | 13.8 | 1 | 365 | 15.7154 | 0.6243 | 16 | 0.33974
55652 | 8.1 | 1 | 365 | 9.2243 | 0.56209 | 9 | 0.78637
52847 | 2.6 | 1 | 365 | 2.9609 | 0.9582 | 3 | 0.91908
52950 | 6.5 | 1 | 365 | 7.4022 | 0.8955 | 8 | 0.2977
55632 | 4.8 | 1 | 365 | 5.4662 | 0.99976 | 6 | 0.466
55014 | 7.02 | 1 | 365 | 7.9944 | 0.087144 | 8 | 0.08152
53488 | 4.42 | 1 | 365 | 5.0335 | 0.12894 | 5 | 0.16244
52856 | 5.72 | 1 | 365 | 6.5139 | 0.10804 | 6 | 0.62198
53194 | 8.06 | 1 | 365 | 9.1787 | 0.47042 | 9 | 0.64915
52682 | 6.76 | 1 | 365 | 7.6983 | 0.49132 | 8 | 0.18961
45889 | 8.06 | 1 | 365 | 9.1787 | 0.47042 | 9 | 0.64915
55532 | 11.395 | 1 | 365 | 12.9766 | 0.11296 | 13 | 0.08959
55766 | 10.2 | 1 | 365 | 11.6158 | 0.37448 | 11 | 0.99024
55530 | 5.7 | 1 | 365 | 6.4912 | 0.062211 | 6 | 0.55337
55513 | 10.5 | 1 | 365 | 11.9574 | 0.061968 | 12 | 0.019368
55504 | 4.2 | 1 | 365 | 4.783 | 0.62479 | 5 | 0.40775
55336 | 7.5 | 1 | 365 | 8.541 | 0.18712 | 8 | 0.72812
46863 | 7.245 | 1 | 365 | 8.2506 | 0.60276 | 8 | 0.85336
40706 | 8.84 | 1 | 365 | 10.067 | 0.25789 | 10 | 0.32488
44633 | 13.52 | 1 | 365 | 15.3966 | 0.98265 | 16 | 0.37922
40743 | 4.77 | 1 | 365 | 5.4321 | 0.93101 | 6 | 0.36308
38918 | 13.77 | 1 | 365 | 15.6813 | 0.55555 | 16 | 0.23683
37923 | 12.22 | 1 | 365 | 13.9161 | 0.0035475 | 13 | 0.91968
41854 | 7.02 | 1 | 365 | 7.9944 | 0.087144 | 8 | 0.08152
35768 | 18.966 | 1 | 365 | 21.5985 | 0.46279 | 22 | 0.06127
42336 | 6.5 | 1 | 365 | 7.4022 | 0.8955 | 8 | 0.2977
37642 | 6.3 | 1 | 365 | 7.1744 | 0.43718 | 7 | 0.61162
39666 | 14.04 | 1 | 365 | 15.9888 | 0.17429 | 16 | 0.16304
55117 | 5.94 | 1 | 365 | 6.7645 | 0.6122 | 7 | 0.37667
39147 | 6.885 | 1 | 365 | 7.8406 | 0.77778 | 8 | 0.61841
44451 | 8.5 | 1 | 365 | 9.6798 | 0.47874 | 10 | 0.15854
54046 | 8.4 | 1 | 365 | 9.5659 | 0.24957 | 9 | 0.81549
54566 | 2.86 | 1 | 365 | 3.257 | 0.55402 | 3 | 0.81099
44442 | 11.96 | 1 | 365 | 13.62 | 0.40773 | 14 | 0.027775
54913 | 127.49 | 0.8 | 365 | 116.1485 | 0.7265 | 116 | 0.87499
18925 | 646.905 | 0.8 | 365 | 589.3563 | 0.96628 | 590 | 0.32261
101 | 3741.4 | 0.7 | 365 | 2982.4944 | 0.69647 | 2983 | 0.1909
43085 | 87.78 | 0.9 | 365 | 89.9675 | 0.042247 | 90 | 0.0097248
51804 | 6.6 | 1 | 365 | 7.5161 | 0.12467 | 7 | 0.64075
51802 | 6.6 | 1 | 365 | 7.5161 | 0.12467 | 7 | 0.64075
40252 | 3.57 | 1 | 365 | 4.0655 | 0.18107 | 4 | 0.24659
52822 | 6.5 | 1 | 365 | 7.4022 | 0.8955 | 8 | 0.2977
52712 | 7.7 | 1 | 365 | 8.7688 | 0.64544 | 9 | 0.4142
35593 | 120 | 0.9 | 365 | 122.9904 | 0.49453 | 123 | 0.48493
54508 | 9.1 | 1 | 365 | 10.3631 | 0.85371 | 11 | 0.21679
44136 | 6.867 | 1 | 365 | 7.8201 | 0.73653 | 8 | 0.55667
46278 | 8.4 | 1 | 365 | 9.5659 | 0.24957 | 9 | 0.81549
46203 | 8.99 | 1 | 365 | 10.2378 | 0.60163 | 10 | 0.83944
39252 | 2.25 | 1 | 365 | 2.5623 | 0.15614 | 2 | 0.71844
48004 | 7.44 | 1 | 365 | 8.4727 | 0.049623 | 8 | 0.5223
43285 | 5.4 | 1 | 365 | 6.1495 | 0.37473 | 6 | 0.52425
30779 | 10.5 | 1 | 365 | 11.9574 | 0.061968 | 12 | 0.019368
46284 | 7.44 | 1 | 365 | 8.4727 | 0.049623 | 8 | 0.5223
55809 | 4.05 | 1 | 365 | 4.6121 | 0.28104 | 4 | 0.89318
54532 | 7.65 | 1 | 365 | 8.7118 | 0.53086 | 9 | 0.24268
39397 | 5.2 | 1 | 365 | 5.9218 | 0.9164 | 6 | 0.83816
39317 | 9.1 | 1 | 365 | 10.3631 | 0.85371 | 11 | 0.21679
58861 | 3.597 | 1 | 365 | 4.0963 | 0.24294 | 4 | 0.33921
43995 | 12.69 | 1 | 365 | 14.4514 | 0.080607 | 14 | 0.53198
51233 | 7.2 | 1 | 365 | 8.1994 | 0.49964 | 8 | 0.699
44142 | 8.32 | 1 | 365 | 9.4748 | 0.066245 | 9 | 0.54106
44193 | 7.8 | 1 | 365 | 8.8826 | 0.8746 | 9 | 0.75724
45653 | 6.095 | 1 | 365 | 6.941 | 0.9674 | 7 | 0.90839
48963 | 15 | 1 | 365 | 17.082 | 0.37424 | 17 | 0.45624
50207 | 5.4 | 1 | 365 | 6.1495 | 0.37473 | 6 | 0.52425
38377 | 4.59 | 1 | 365 | 5.2271 | 0.51852 | 5 | 0.74561
47012 | 7.5 | 1 | 365 | 8.541 | 0.18712 | 8 | 0.72812
48894 | 8.4 | 1 | 365 | 9.5659 | 0.24957 | 9 | 0.81549
44047 | 5.4 | 1 | 365 | 6.1495 | 0.37473 | 6 | 0.52425
43366 | 6.9 | 1 | 365 | 7.8577 | 0.81215 | 8 | 0.66987
39201 | 4.8 | 1 | 365 | 5.4662 | 0.99976 | 6 | 0.466
40985 | 3.3 | 1 | 365 | 3.758 | 0.56233 | 4 | 0.32037
38623 | 18.9 | 1 | 365 | 21.5233 | 0.31154 | 21 | 0.83486
43296 | 3.6 | 1 | 365 | 4.0997 | 0.24982 | 4 | 0.3495
55528 | 5.035 | 1 | 365 | 5.7339 | 0.53829 | 6 | 0.27214
45263 | 7.2 | 1 | 365 | 8.1994 | 0.49964 | 8 | 0.699
45045 | 8.06 | 1 | 365 | 9.1787 | 0.47042 | 9 | 0.64915
29162 | 10.4 | 1 | 365 | 11.8435 | 0.83281 | 12 | 0.67633
26868 | 5.98 | 1 | 365 | 6.81 | 0.70386 | 7 | 0.51389
15167 | 3.06 | 1 | 365 | 3.4847 | 0.012345 | 3 | 0.49707
27523 | 4.16 | 1 | 365 | 4.7374 | 0.53312 | 5 | 0.27053
32208 | 13 | 1 | 365 | 14.8044 | 0.79101 | 15 | 0.59541
49095 | 7.54 | 1 | 365 | 8.5866 | 0.27878 | 8 | 0.86534
32289 | 6.76 | 1 | 365 | 7.6983 | 0.49132 | 8 | 0.18961
31980 | 4.68 | 1 | 365 | 5.3296 | 0.72476 | 6 | 0.054347
32382 | 6.24 | 1 | 365 | 7.1061 | 0.29968 | 7 | 0.4058
39011 | 10.14 | 1 | 365 | 11.5474 | 0.23699 | 11 | 0.78442
32312 | 6.24 | 1 | 365 | 7.1061 | 0.29968 | 7 | 0.4058
203 | 1095.85 | 1 | 365 | 1247.954 | 0.26739 | 1248 | 0.22137
17288 | 24.3 | 1 | 365 | 27.6728 | 0.68627 | 28 | 0.35911
41706 | 16.12 | 1 | 365 | 18.3575 | 0.94085 | 19 | 0.29831
45704 | 6.76 | 1 | 365 | 7.6983 | 0.49132 | 8 | 0.18961
38351 | 5.61 | 1 | 365 | 6.3887 | 0.85597 | 7 | 0.24463
40712 | 4.335 | 1 | 365 | 4.9367 | 0.93416 | 5 | 0.87085
42273 | 19.76 | 1 | 365 | 22.5027 | 0.28233 | 22 | 0.78502
47453 | 6.75 | 1 | 365 | 7.6869 | 0.46841 | 8 | 0.15531
41645 | 6.92 | 1 | 365 | 7.8805 | 0.85798 | 8 | 0.73848
50653 | 5.2 | 1 | 365 | 5.9218 | 0.9164 | 6 | 0.83816
38657 | 8.715 | 1 | 365 | 9.9246 | 0.97143 | 10 | 0.89608
39777 | 6.92 | 1 | 365 | 7.8805 | 0.85798 | 8 | 0.73848
57500 | 17.68 | 1 | 365 | 20.134 | 0.51577 | 20 | 0.64975
58029 | 4.94 | 1 | 365 | 5.6257 | 0.32058 | 5 | 0.94626
33206 | 8.32 | 1 | 365 | 9.4748 | 0.066245 | 9 | 0.54106
51039 | 10.14 | 1 | 365 | 11.5474 | 0.23699 | 11 | 0.78442
46039 | 4.605 | 1 | 365 | 5.2442 | 0.55289 | 5 | 0.79707
44922 | 5.125 | 1 | 365 | 5.8364 | 0.74453 | 6 | 0.58088
47271 | 4.085 | 1 | 365 | 4.652 | 0.36125 | 5 | 0.013249
37580 | 4.085 | 1 | 365 | 4.652 | 0.36125 | 5 | 0.013249
42094 | 14.025 | 1 | 365 | 15.9717 | 0.13991 | 16 | 0.11158
37618 | 9.1 | 1 | 365 | 10.3631 | 0.85371 | 11 | 0.21679
48158 | 6.5 | 1 | 365 | 7.4022 | 0.8955 | 8 | 0.2977
47503 | 8.58 | 1 | 365 | 9.7709 | 0.66207 | 10 | 0.43297
50365 | 6.12 | 1 | 365 | 6.9695 | 0.02469 | 6 | 0.99415
45746 | 4.42 | 1 | 365 | 5.0335 | 0.12894 | 5 | 0.16244
39692 | 9.1 | 1 | 365 | 10.3631 | 0.85371 | 11 | 0.21679
43591 | 5.61 | 1 | 365 | 6.3887 | 0.85597 | 7 | 0.24463
41265 | 8.58 | 1 | 365 | 9.7709 | 0.66207 | 10 | 0.43297
38648 | 8.455 | 1 | 365 | 9.6286 | 0.37561 | 10 | 0.0041673
38008 | 8.715 | 1 | 365 | 9.9246 | 0.97143 | 10 | 0.89608
51574 | 5.46 | 1 | 365 | 6.2178 | 0.51222 | 6 | 0.73007
49514 | 4.16 | 1 | 365 | 4.7374 | 0.53312 | 5 | 0.27053
50601 | 8.58 | 1 | 365 | 9.7709 | 0.66207 | 10 | 0.43297
47611 | 9.18 | 1 | 365 | 10.4542 | 0.037035 | 10 | 0.49122
45529 | 5.46 | 1 | 365 | 6.2178 | 0.51222 | 6 | 0.73007
37184 | 13.16 | 1 | 365 | 14.9866 | 0.15767 | 15 | 0.14427
48063 | 8.265 | 1 | 365 | 9.4122 | 0.94021 | 10 | 0.35239
38947 | 10.77 | 1 | 365 | 12.2649 | 0.6807 | 12 | 0.94558
36904 | 8.22 | 1 | 365 | 9.3609 | 0.83708 | 10 | 0.19802
38664 | 4.345 | 1 | 365 | 4.9481 | 0.95707 | 5 | 0.90516
39630 | 13.52 | 1 | 365 | 15.3966 | 0.98265 | 16 | 0.37922
50451 | 9.945 | 1 | 365 | 11.3254 | 0.79012 | 12 | 0.11549
39403 | 3.18 | 1 | 365 | 3.6214 | 0.28734 | 3 | 0.90872
45733 | 3.18 | 1 | 365 | 3.6214 | 0.28734 | 3 | 0.90872
39299 | 5.72 | 1 | 365 | 6.5139 | 0.10804 | 6 | 0.62198
45692 | 6.5 | 1 | 365 | 7.4022 | 0.8955 | 8 | 0.2977
41607 | 4.53 | 1 | 365 | 5.1588 | 0.38102 | 5 | 0.53978
38220 | 7.18 | 1 | 365 | 8.1766 | 0.4538 | 8 | 0.63039
38490 | 10.25 | 1 | 365 | 11.6727 | 0.48906 | 12 | 0.16176
50649 | 4.16 | 1 | 365 | 4.7374 | 0.53312 | 5 | 0.27053
39758 | 3.9 | 1 | 365 | 4.4413 | 0.9373 | 5 | 0.37862
41358 | 5.04 | 1 | 365 | 5.7396 | 0.54974 | 6 | 0.2893
37627 | 7.155 | 1 | 365 | 8.1481 | 0.39651 | 8 | 0.54463
37185 | 6.14 | 1 | 365 | 6.9922 | 0.070522 | 7 | 0.062754
40366 | 5.46 | 1 | 365 | 6.2178 | 0.51222 | 6 | 0.73007
45762 | 3.64 | 1 | 365 | 4.1452 | 0.34148 | 4 | 0.48671
39980 | 3.64 | 1 | 365 | 4.1452 | 0.34148 | 4 | 0.48671
50320 | 14.04 | 1 | 365 | 15.9888 | 0.17429 | 16 | 0.16304
39621 | 5.72 | 1 | 365 | 6.5139 | 0.10804 | 6 | 0.62198
41492 | 7.54 | 1 | 365 | 8.5866 | 0.27878 | 8 | 0.86534
40070 | 6.12 | 1 | 365 | 6.9695 | 0.02469 | 6 | 0.99415
39945 | 8.84 | 1 | 365 | 10.067 | 0.25789 | 10 | 0.32488
40490 | 4.59 | 1 | 365 | 5.2271 | 0.51852 | 5 | 0.74561
42035 | 12.74 | 1 | 365 | 14.5083 | 0.19519 | 14 | 0.7035
46280 | 10.455 | 1 | 365 | 11.9062 | 0.95885 | 12 | 0.865
38331 | 8.16 | 1 | 365 | 9.2926 | 0.69959 | 9 | 0.99219
40482 | 15.6 | 1 | 365 | 17.7653 | 0.74921 | 18 | 0.51449
45961 | 7.8 | 1 | 365 | 8.8826 | 0.8746 | 9 | 0.75724
40547 | 10.66 | 1 | 365 | 12.1396 | 0.42863 | 12 | 0.56823
43737 | 8.415 | 1 | 365 | 9.583 | 0.28395 | 9 | 0.86695
50700 | 15.86 | 1 | 365 | 18.0614 | 0.34503 | 18 | 0.4064
45935 | 5.98 | 1 | 365 | 6.81 | 0.70386 | 7 | 0.51389
46050 | 3.825 | 1 | 365 | 4.3559 | 0.76543 | 5 | 0.12134
42222 | 5.98 | 1 | 365 | 6.81 | 0.70386 | 7 | 0.51389
50498 | 12.75 | 1 | 365 | 14.5197 | 0.2181 | 14 | 0.7378
50598 | 8.215 | 1 | 365 | 9.3552 | 0.82563 | 10 | 0.18087
40272 | 11.22 | 1 | 365 | 12.7773 | 0.71193 | 13 | 0.48927
50444 | 5.72 | 1 | 365 | 6.5139 | 0.10804 | 6 | 0.62198
43333 | 4.505 | 1 | 365 | 5.1303 | 0.32373 | 5 | 0.45402
39270 | 5.865 | 1 | 365 | 6.6791 | 0.44033 | 7 | 0.11939
39675 | 4.59 | 1 | 365 | 5.2271 | 0.51852 | 5 | 0.74561
50488 | 4.94 | 1 | 365 | 5.6257 | 0.32058 | 5 | 0.94626
47360 | 2.805 | 1 | 365 | 3.1943 | 0.42798 | 3 | 0.62232
50483 | 7.02 | 1 | 365 | 7.9944 | 0.087144 | 8 | 0.08152
50287 | 11.7 | 1 | 365 | 13.324 | 0.81191 | 14 | 0.13587
50592 | 10.965 | 1 | 365 | 12.4869 | 0.12757 | 12 | 0.61451
53254 | 2.295 | 1 | 365 | 2.6135 | 0.25926 | 2 | 0.8728
40323 | 4.345 | 1 | 365 | 4.9481 | 0.95707 | 5 | 0.90516
38006 | 11.48 | 1 | 365 | 13.0734 | 0.30775 | 13 | 0.38118
39787 | 6.325 | 1 | 365 | 7.2029 | 0.49447 | 7 | 0.69738
38129 | 4.94 | 1 | 365 | 5.6257 | 0.32058 | 5 | 0.94626
47265 | 3.12 | 1 | 365 | 3.5531 | 0.14984 | 3 | 0.7029
54090 | 5.46 | 1 | 365 | 6.2178 | 0.51222 | 6 | 0.73007
37277 | 5.62 | 1 | 365 | 6.4001 | 0.87888 | 7 | 0.27894
54143 | 6.885 | 1 | 365 | 7.8406 | 0.77778 | 8 | 0.61841
54200 | 3.825 | 1 | 365 | 4.3559 | 0.76543 | 5 | 0.12134
54203 | 5.865 | 1 | 365 | 6.6791 | 0.44033 | 7 | 0.11939
54222 | 6.24 | 1 | 365 | 7.1061 | 0.29968 | 7 | 0.4058
54317 | 2.86 | 1 | 365 | 3.257 | 0.55402 | 3 | 0.81099
54318 | 7.8 | 1 | 365 | 8.8826 | 0.8746 | 9 | 0.75724
54331 | 7.8 | 1 | 365 | 8.8826 | 0.8746 | 9 | 0.75724
54342 | 8.58 | 1 | 365 | 9.7709 | 0.66207 | 10 | 0.43297
35536 | 18.312 | 1 | 365 | 20.8537 | 0.96407 | 21 | 0.81778
44506 | 6.75 | 1 | 365 | 7.6869 | 0.46841 | 8 | 0.15531
44010 | 9.6 | 1 | 365 | 10.9325 | 0.99951 | 11 | 0.93199
50448 | 8.8 | 1 | 365 | 10.0214 | 0.16622 | 10 | 0.18766
36184 | 3.64 | 1 | 365 | 4.1452 | 0.34148 | 4 | 0.48671
36176 | 7.245 | 1 | 365 | 8.2506 | 0.60276 | 8 | 0.85336
44130 | 11.34 | 1 | 365 | 12.914 | 0.98693 | 13 | 0.90092
44339 | 10.8 | 1 | 365 | 12.299 | 0.74945 | 13 | 0.048493
44184 | 10.36 | 1 | 365 | 11.798 | 0.74114 | 12 | 0.53911
44581 | 5.27 | 1 | 365 | 6.0015 | 0.076816 | 6 | 0.078292
50756 | 4.08 | 1 | 365 | 4.6463 | 0.34979 | 4 | 0.9961
36781 | 4.578 | 1 | 365 | 5.2134 | 0.49102 | 5 | 0.70444
50380 | 12.24 | 1 | 365 | 13.9389 | 0.04938 | 13 | 0.98829
50374 | 13.515 | 1 | 365 | 15.3909 | 0.97119 | 16 | 0.36207
50435 | 4.68 | 1 | 365 | 5.3296 | 0.72476 | 6 | 0.054347
50511 | 5.83 | 1 | 365 | 6.6392 | 0.36012 | 6 | 0.99933
39532 | 4.42 | 1 | 365 | 5.0335 | 0.12894 | 5 | 0.16244
50350 | 8.16 | 1 | 365 | 9.2926 | 0.69959 | 9 | 0.99219
39176 | 5.565 | 1 | 365 | 6.3374 | 0.75284 | 7 | 0.090265
41117 | 5.2 | 1 | 365 | 5.9218 | 0.9164 | 6 | 0.83816
48072 | 4.08 | 1 | 365 | 4.6463 | 0.34979 | 4 | 0.9961
39413 | 8.1 | 1 | 365 | 9.2243 | 0.56209 | 9 | 0.78637
50606 | 9.805 | 1 | 365 | 11.1659 | 0.46929 | 11 | 0.63523
47350 | 9.18 | 1 | 365 | 10.4542 | 0.037035 | 10 | 0.49122
50399 | 3.315 | 1 | 365 | 3.7751 | 0.59671 | 4 | 0.37183
50589 | 10.71 | 1 | 365 | 12.1965 | 0.54321 | 12 | 0.73976
50529 | 8.16 | 1 | 365 | 9.2926 | 0.69959 | 9 | 0.99219
47540 | 6.625 | 1 | 365 | 7.5446 | 0.18196 | 7 | 0.72651
43886 | 11.7 | 1 | 365 | 13.324 | 0.81191 | 14 | 0.13587
50469 | 14.3 | 1 | 365 | 16.2848 | 0.77011 | 17 | 0.054949
41111 | 13 | 1 | 365 | 14.8044 | 0.79101 | 15 | 0.59541
50316 | 14.025 | 1 | 365 | 15.9717 | 0.13991 | 16 | 0.11158
50381 | 7.905 | 1 | 365 | 9.0022 | 0.11522 | 9 | 0.11744
45378 | 4.42 | 1 | 365 | 5.0335 | 0.12894 | 5 | 0.16244
40078 | 7.8 | 1 | 365 | 8.8826 | 0.8746 | 9 | 0.75724
43282 | 9.36 | 1 | 365 | 10.6592 | 0.44953 | 11 | 0.10869
40102 | 3.78 | 1 | 365 | 4.3047 | 0.66231 | 4 | 0.96697
45325 | 9.1 | 1 | 365 | 10.3631 | 0.85371 | 11 | 0.21679
40999 | 14.04 | 1 | 365 | 15.9888 | 0.17429 | 16 | 0.16304
50434 | 3.64 | 1 | 365 | 4.1452 | 0.34148 | 4 | 0.48671
50262 | 3.18 | 1 | 365 | 3.6214 | 0.28734 | 3 | 0.90872
54895 | 5.2 | 1 | 365 | 5.9218 | 0.9164 | 6 | 0.83816
54803 | 8.215 | 1 | 365 | 9.3552 | 0.82563 | 10 | 0.18087
54786 | 3.12 | 1 | 365 | 3.5531 | 0.14984 | 3 | 0.7029
54869 | 8.32 | 1 | 365 | 9.4748 | 0.066245 | 9 | 0.54106
54798 | 8.84 | 1 | 365 | 10.067 | 0.25789 | 10 | 0.32488
54704 | 6.24 | 1 | 365 | 7.1061 | 0.29968 | 7 | 0.4058
54752 | 6.24 | 1 | 365 | 7.1061 | 0.29968 | 7 | 0.4058
54701 | 7.395 | 1 | 365 | 8.4214 | 0.9465 | 9 | 0.36793
54730 | 7.28 | 1 | 365 | 8.2905 | 0.68296 | 8 | 0.97343
39658 | 7.8 | 1 | 365 | 8.8826 | 0.8746 | 9 | 0.75724
39534 | 8.06 | 1 | 365 | 9.1787 | 0.47042 | 9 | 0.64915
50354 | 4.94 | 1 | 365 | 5.6257 | 0.32058 | 5 | 0.94626
41932 | 5.98 | 1 | 365 | 6.81 | 0.70386 | 7 | 0.51389
45687 | 2.55 | 1 | 365 | 2.9039 | 0.84362 | 3 | 0.74756
39245 | 11.44 | 1 | 365 | 13.0279 | 0.21609 | 13 | 0.24396
50608 | 21.84 | 1 | 365 | 24.8714 | 0.048893 | 24 | 0.92029
45865 | 5.94 | 1 | 365 | 6.7645 | 0.6122 | 7 | 0.37667
40545 | 14.3 | 1 | 365 | 16.2848 | 0.77011 | 17 | 0.054949
47473 | 7.28 | 1 | 365 | 8.2905 | 0.68296 | 8 | 0.97343
50410 | 10.335 | 1 | 365 | 11.7695 | 0.68385 | 12 | 0.45335
39417 | 5.83 | 1 | 365 | 6.6392 | 0.36012 | 6 | 0.99933
54871 | 4.505 | 1 | 365 | 5.1303 | 0.32373 | 5 | 0.45402
54742 | 8.415 | 1 | 365 | 9.583 | 0.28395 | 9 | 0.86695
54795 | 6.885 | 1 | 365 | 7.8406 | 0.77778 | 8 | 0.61841
54827 | 6.625 | 1 | 365 | 7.5446 | 0.18196 | 7 | 0.72651
54695 | 7.14 | 1 | 365 | 8.131 | 0.36214 | 8 | 0.49317
54812 | 8.84 | 1 | 365 | 10.067 | 0.25789 | 10 | 0.32488
54884 | 5.1 | 1 | 365 | 5.8079 | 0.68724 | 6 | 0.49512
54691 | 4.08 | 1 | 365 | 4.6463 | 0.34979 | 4 | 0.9961
54935 | 8.84 | 1 | 365 | 10.067 | 0.25789 | 10 | 0.32488
54953 | 5.98 | 1 | 365 | 6.81 | 0.70386 | 7 | 0.51389
54678 | 2.34 | 1 | 365 | 2.6648 | 0.36238 | 3 | 0.027173
54683 | 2.805 | 1 | 365 | 3.1943 | 0.42798 | 3 | 0.62232
54668 | 11.475 | 1 | 365 | 13.0677 | 0.29629 | 13 | 0.36402
54671 | 10.965 | 1 | 365 | 12.4869 | 0.12757 | 12 | 0.61451
54675 | 7.14 | 1 | 365 | 8.131 | 0.36214 | 8 | 0.49317
54669 | 7.54 | 1 | 365 | 8.5866 | 0.27878 | 8 | 0.86534
54674 | 9.54 | 1 | 365 | 10.8642 | 0.86202 | 11 | 0.72617
54662 | 8.415 | 1 | 365 | 9.583 | 0.28395 | 9 | 0.86695
54651 | 8.745 | 1 | 365 | 9.9588 | 0.040182 | 9 | 0.99899
54876 | 8.84 | 1 | 365 | 10.067 | 0.25789 | 10 | 0.32488
54401 | 4.335 | 1 | 365 | 4.9367 | 0.93416 | 5 | 0.87085
54387 | 9.88 | 1 | 365 | 11.2513 | 0.64117 | 11 | 0.89251
54369 | 3.445 | 1 | 365 | 3.9232 | 0.89462 | 4 | 0.81778
54368 | 7.65 | 1 | 365 | 8.7118 | 0.53086 | 9 | 0.24268
54375 | 11.66 | 1 | 365 | 13.2784 | 0.72024 | 13 | 0.99865
54381 | 2.295 | 1 | 365 | 2.6135 | 0.25926 | 2 | 0.8728
54456 | 4.16 | 1 | 365 | 4.7374 | 0.53312 | 5 | 0.27053
54483 | 7.95 | 1 | 365 | 9.0535 | 0.21835 | 9 | 0.27181
54466 | 6.5 | 1 | 365 | 7.4022 | 0.8955 | 8 | 0.2977
54455 | 10.71 | 1 | 365 | 12.1965 | 0.54321 | 12 | 0.73976
54454 | 5.1 | 1 | 365 | 5.8079 | 0.68724 | 6 | 0.49512
54452 | 10.2 | 1 | 365 | 11.6158 | 0.37448 | 11 | 0.99024
54451 | 11.73 | 1 | 365 | 13.3581 | 0.88066 | 14 | 0.23878
54448 | 6.5 | 1 | 365 | 7.4022 | 0.8955 | 8 | 0.2977
54443 | 4.845 | 1 | 365 | 5.5175 | 0.10288 | 5 | 0.62037
54446 | 7.65 | 1 | 365 | 8.7118 | 0.53086 | 9 | 0.24268
54442 | 8.06 | 1 | 365 | 9.1787 | 0.47042 | 9 | 0.64915
54490 | 7.14 | 1 | 365 | 8.131 | 0.36214 | 8 | 0.49317
54437 | 4.16 | 1 | 365 | 4.7374 | 0.53312 | 5 | 0.27053
54576 | 14.045 | 1 | 365 | 15.9944 | 0.18575 | 16 | 0.18019
54605 | 4.08 | 1 | 365 | 4.6463 | 0.34979 | 4 | 0.9961
54606 | 5.61 | 1 | 365 | 6.3887 | 0.85597 | 7 | 0.24463
54584 | 5.865 | 1 | 365 | 6.6791 | 0.44033 | 7 | 0.11939
54601 | 7.54 | 1 | 365 | 8.5866 | 0.27878 | 8 | 0.86534
47489 | 5.6 | 1 | 365 | 6.3773 | 0.83305 | 7 | 0.21033
54589 | 5.865 | 1 | 365 | 6.6791 | 0.44033 | 7 | 0.11939
54513 | 4.845 | 1 | 365 | 5.5175 | 0.10288 | 5 | 0.62037
54575 | 10.4 | 1 | 365 | 11.8435 | 0.83281 | 12 | 0.67633
54504 | 8.415 | 1 | 365 | 9.583 | 0.28395 | 9 | 0.86695
54607 | 8.37 | 1 | 365 | 9.5318 | 0.18083 | 9 | 0.71258
54573 | 6.625 | 1 | 365 | 7.5446 | 0.18196 | 7 | 0.72651
54535 | 8.415 | 1 | 365 | 9.583 | 0.28395 | 9 | 0.86695
54491 | 4.59 | 1 | 365 | 5.2271 | 0.51852 | 5 | 0.74561
54500 | 5.2 | 1 | 365 | 5.9218 | 0.9164 | 6 | 0.83816
54586 | 8.32 | 1 | 365 | 9.4748 | 0.066245 | 9 | 0.54106
54501 | 10.66 | 1 | 365 | 12.1396 | 0.42863 | 12 | 0.56823
54581 | 10.66 | 1 | 365 | 12.1396 | 0.42863 | 12 | 0.56823
54578 | 5.865 | 1 | 365 | 6.6791 | 0.44033 | 7 | 0.11939
54572 | 3.315 | 1 | 365 | 3.7751 | 0.59671 | 4 | 0.37183
54555 | 6.12 | 1 | 365 | 6.9695 | 0.02469 | 6 | 0.99415
54361 | 5.865 | 1 | 365 | 6.6791 | 0.44033 | 7 | 0.11939
54404 | 14.025 | 1 | 365 | 15.9717 | 0.13991 | 16 | 0.11158
54553 | 5.1 | 1 | 365 | 5.8079 | 0.68724 | 6 | 0.49512
54625 | 5.1 | 1 | 365 | 5.8079 | 0.68724 | 6 | 0.49512
54633 | 7.65 | 1 | 365 | 8.7118 | 0.53086 | 9 | 0.24268
50288 | 8.925 | 1 | 365 | 10.1638 | 0.45267 | 10 | 0.61646
50366 | 8.32 | 1 | 365 | 9.4748 | 0.066245 | 9 | 0.54106
40902 | 8.32 | 1 | 365 | 9.4748 | 0.066245 | 9 | 0.54106
38564 | 10.4 | 1 | 365 | 11.8435 | 0.83281 | 12 | 0.67633
54355 | 7.14 | 1 | 365 | 8.131 | 0.36214 | 8 | 0.49317
54363 | 7.14 | 1 | 365 | 8.131 | 0.36214 | 8 | 0.49317
54398 | 5.61 | 1 | 365 | 6.3887 | 0.85597 | 7 | 0.24463
54406 | 6.885 | 1 | 365 | 7.8406 | 0.77778 | 8 | 0.61841
54418 | 5.83 | 1 | 365 | 6.6392 | 0.36012 | 6 | 0.99933
54428 | 14.025 | 1 | 365 | 15.9717 | 0.13991 | 16 | 0.11158
54613 | 9.275 | 1 | 365 | 10.5624 | 0.25474 | 10 | 0.81711
54612 | 9.36 | 1 | 365 | 10.6592 | 0.44953 | 11 | 0.10869
54620 | 5.61 | 1 | 365 | 6.3887 | 0.85597 | 7 | 0.24463
54623 | 3.12 | 1 | 365 | 3.5531 | 0.14984 | 3 | 0.7029
54626 | 9.18 | 1 | 365 | 10.4542 | 0.037035 | 10 | 0.49122
54628 | 4.42 | 1 | 365 | 5.0335 | 0.12894 | 5 | 0.16244
54632 | 14.025 | 1 | 365 | 15.9717 | 0.13991 | 16 | 0.11158
54642 | 7.155 | 1 | 365 | 8.1481 | 0.39651 | 8 | 0.54463
54647 | 3.18 | 1 | 365 | 3.6214 | 0.28734 | 3 | 0.90872
54655 | 4.59 | 1 | 365 | 5.2271 | 0.51852 | 5 | 0.74561
54661 | 4.24 | 1 | 365 | 4.8285 | 0.71645 | 5 | 0.54496
54663 | 8.415 | 1 | 365 | 9.583 | 0.28395 | 9 | 0.86695
54887 | 10.865 | 1 | 365 | 12.3731 | 0.89841 | 13 | 0.27147
54949 | 5.2 | 1 | 365 | 5.9218 | 0.9164 | 6 | 0.83816
17423 | 5.72 | 1 | 365 | 6.5139 | 0.10804 | 6 | 0.62198
31492 | 3.64 | 1 | 365 | 4.1452 | 0.34148 | 4 | 0.48671
54885 | 13 | 1 | 365 | 14.8044 | 0.79101 | 15 | 0.59541
27351 | 3.38 | 1 | 365 | 3.8491 | 0.74566 | 4 | 0.59481
26711 | 8.58 | 1 | 365 | 9.7709 | 0.66207 | 10 | 0.43297
54847 | 7.28 | 1 | 365 | 8.2905 | 0.68296 | 8 | 0.97343
22050 | 3.825 | 1 | 365 | 4.3559 | 0.76543 | 5 | 0.12134
54296 | 9.39 | 1 | 365 | 10.6933 | 0.51827 | 11 | 0.21161
54842 | 7.54 | 1 | 365 | 8.5866 | 0.27878 | 8 | 0.86534
27468 | 4.59 | 1 | 365 | 5.2271 | 0.51852 | 5 | 0.74561
24425 | 8.58 | 1 | 365 | 9.7709 | 0.66207 | 10 | 0.43297
54179 | 9.1 | 1 | 365 | 10.3631 | 0.85371 | 11 | 0.21679
54261 | 9.88 | 1 | 365 | 11.2513 | 0.64117 | 11 | 0.89251
54919 | 6.9 | 1 | 365 | 7.8577 | 0.81215 | 8 | 0.66987
34400 | 3.9 | 1 | 365 | 4.4413 | 0.9373 | 5 | 0.37862
54182 | 5.72 | 1 | 365 | 6.5139 | 0.10804 | 6 | 0.62198
54335 | 4.68 | 1 | 365 | 5.3296 | 0.72476 | 6 | 0.054347
38774 | 5.98 | 1 | 365 | 6.81 | 0.70386 | 7 | 0.51389
38879 | 3.9 | 1 | 365 | 4.4413 | 0.9373 | 5 | 0.37862
54083 | 9.62 | 1 | 365 | 10.9553 | 0.045346 | 11 | 0.00060192
54226 | 13 | 1 | 365 | 14.8044 | 0.79101 | 15 | 0.59541
52029 | 8.84 | 1 | 365 | 10.067 | 0.25789 | 10 | 0.32488
52518 | 8.58 | 1 | 365 | 9.7709 | 0.66207 | 10 | 0.43297
53345 | 6.76 | 1 | 365 | 7.6983 | 0.49132 | 8 | 0.18961
53811 | 8.84 | 1 | 365 | 10.067 | 0.25789 | 10 | 0.32488
31910 | 5.46 | 1 | 365 | 6.2178 | 0.51222 | 6 | 0.73007
54205 | 8.06 | 1 | 365 | 9.1787 | 0.47042 | 9 | 0.64915
54245 | 9.1 | 1 | 365 | 10.3631 | 0.85371 | 11 | 0.21679
54214 | 4.94 | 1 | 365 | 5.6257 | 0.32058 | 5 | 0.94626
54234 | 4.68 | 1 | 365 | 5.3296 | 0.72476 | 6 | 0.054347
54247 | 3.9 | 1 | 365 | 4.4413 | 0.9373 | 5 | 0.37862
54262 | 7.02 | 1 | 365 | 7.9944 | 0.087144 | 8 | 0.08152
54357 | 3.12 | 1 | 365 | 3.5531 | 0.14984 | 3 | 0.7029
54366 | 4.68 | 1 | 365 | 5.3296 | 0.72476 | 6 | 0.054347
54377 | 3.12 | 1 | 365 | 3.5531 | 0.14984 | 3 | 0.7029
54693 | 3.12 | 1 | 365 | 3.5531 | 0.14984 | 3 | 0.7029
52886 | 6.76 | 1 | 365 | 7.6983 | 0.49132 | 8 | 0.18961
53358 | 7.54 | 1 | 365 | 8.5866 | 0.27878 | 8 | 0.86534
54421 | 7.54 | 1 | 365 | 8.5866 | 0.27878 | 8 | 0.86534
54133 | 6.24 | 1 | 365 | 7.1061 | 0.29968 | 7 | 0.4058
54122 | 3.12 | 1 | 365 | 3.5531 | 0.14984 | 3 | 0.7029
54082 | 3.12 | 1 | 365 | 3.5531 | 0.14984 | 3 | 0.7029
53929 | 5.72 | 1 | 365 | 6.5139 | 0.10804 | 6 | 0.62198
54689 | 4.16 | 1 | 365 | 4.7374 | 0.53312 | 5 | 0.27053
52815 | 7.54 | 1 | 365 | 8.5866 | 0.27878 | 8 | 0.86534
54266 | 9.36 | 1 | 365 | 10.6592 | 0.44953 | 11 | 0.10869
54753 | 5.98 | 1 | 365 | 6.81 | 0.70386 | 7 | 0.51389
54748 | 7.28 | 1 | 365 | 8.2905 | 0.68296 | 8 | 0.97343
54737 | 6.76 | 1 | 365 | 7.6983 | 0.49132 | 8 | 0.18961
52207 | 3.12 | 1 | 365 | 3.5531 | 0.14984 | 3 | 0.7029
51725 | 3.38 | 1 | 365 | 3.8491 | 0.74566 | 4 | 0.59481
54811 | 3.38 | 1 | 365 | 3.8491 | 0.74566 | 4 | 0.59481
53864 | 5.98 | 1 | 365 | 6.81 | 0.70386 | 7 | 0.51389
31940 | 7.54 | 1 | 365 | 8.5866 | 0.27878 | 8 | 0.86534
54747 | 9.88 | 1 | 365 | 11.2513 | 0.64117 | 11 | 0.89251
44092 | 8.06 | 1 | 365 | 9.1787 | 0.47042 | 9 | 0.64915
28251 | 9.62 | 1 | 365 | 10.9553 | 0.045346 | 11 | 0.00060192
47375 | 13.005 | 1 | 365 | 14.8101 | 0.80247 | 15 | 0.61256
34668 | 303.6 | 0.9 | 365 | 311.1657 | 0.16116 | 311 | 0.32687
53689 | 5.4 | 1 | 365 | 6.1495 | 0.37473 | 6 | 0.52425
29759 | 12 | 1 | 365 | 13.6656 | 0.49939 | 14 | 0.16499
52142 | 9.36 | 1 | 365 | 10.6592 | 0.44953 | 11 | 0.10869
54856 | 4.68 | 1 | 365 | 5.3296 | 0.72476 | 6 | 0.054347
32787 | 6.24 | 1 | 365 | 7.1061 | 0.29968 | 7 | 0.4058
52554 | 11.7 | 1 | 365 | 13.324 | 0.81191 | 14 | 0.13587
54813 | 8.32 | 1 | 365 | 9.4748 | 0.066245 | 9 | 0.54106
54860 | 5.72 | 1 | 365 | 6.5139 | 0.10804 | 6 | 0.62198
54738 | 7.02 | 1 | 365 | 7.9944 | 0.087144 | 8 | 0.08152
53810 | 5.98 | 1 | 365 | 6.81 | 0.70386 | 7 | 0.51389
54304 | 8.32 | 1 | 365 | 9.4748 | 0.066245 | 9 | 0.54106
54673 | 8.32 | 1 | 365 | 9.4748 | 0.066245 | 9 | 0.54106
53579 | 3.9 | 1 | 365 | 4.4413 | 0.9373 | 5 | 0.37862
54818 | 5.46 | 1 | 365 | 6.2178 | 0.51222 | 6 | 0.73007
53679 | 6.76 | 1 | 365 | 7.6983 | 0.49132 | 8 | 0.18961
53386 | 8.06 | 1 | 365 | 9.1787 | 0.47042 | 9 | 0.64915
26934 | 3.12 | 1 | 365 | 3.5531 | 0.14984 | 3 | 0.7029
53452 | 11.96 | 1 | 365 | 13.62 | 0.40773 | 14 | 0.027775
54740 | 8.06 | 1 | 365 | 9.1787 | 0.47042 | 9 | 0.64915
54757 | 3.38 | 1 | 365 | 3.8491 | 0.74566 | 4 | 0.59481
54796 | 8.58 | 1 | 365 | 9.7709 | 0.66207 | 10 | 0.43297
54857 | 4.68 | 1 | 365 | 5.3296 | 0.72476 | 6 | 0.054347
54817 | 3.64 | 1 | 365 | 4.1452 | 0.34148 | 4 | 0.48671
54826 | 7.28 | 1 | 365 | 8.2905 | 0.68296 | 8 | 0.97343
54832 | 8.58 | 1 | 365 | 9.7709 | 0.66207 | 10 | 0.43297
54829 | 7.02 | 1 | 365 | 7.9944 | 0.087144 | 8 | 0.08152
22417 | 4.94 | 1 | 365 | 5.6257 | 0.32058 | 5 | 0.94626
54768 | 5.2 | 1 | 365 | 5.9218 | 0.9164 | 6 | 0.83816
54849 | 3.12 | 1 | 365 | 3.5531 | 0.14984 | 3 | 0.7029
55023 | 3.64 | 1 | 365 | 4.1452 | 0.34148 | 4 | 0.48671
54362 | 6.76 | 1 | 365 | 7.6983 | 0.49132 | 8 | 0.18961
54968 | 7.8 | 1 | 365 | 8.8826 | 0.8746 | 9 | 0.75724
54844 | 10.66 | 1 | 365 | 12.1396 | 0.42863 | 12 | 0.56823
52523 | 8.84 | 1 | 365 | 10.067 | 0.25789 | 10 | 0.32488
53214 | 5.2 | 1 | 365 | 5.9218 | 0.9164 | 6 | 0.83816
54837 | 4.16 | 1 | 365 | 4.7374 | 0.53312 | 5 | 0.27053
54977 | 5.2 | 1 | 365 | 5.9218 | 0.9164 | 6 | 0.83816
54933 | 11.44 | 1 | 365 | 13.0279 | 0.21609 | 13 | 0.24396
54971 | 13.78 | 1 | 365 | 15.6927 | 0.57847 | 16 | 0.27113
54828 | 3.64 | 1 | 365 | 4.1452 | 0.34148 | 4 | 0.48671
54834 | 9.1 | 1 | 365 | 10.3631 | 0.85371 | 11 | 0.21679
54964 | 5.72 | 1 | 365 | 6.5139 | 0.10804 | 6 | 0.62198
53054 | 9.88 | 1 | 365 | 11.2513 | 0.64117 | 11 | 0.89251
53033 | 2.86 | 1 | 365 | 3.257 | 0.55402 | 3 | 0.81099
33787 | 5.46 | 1 | 365 | 6.2178 | 0.51222 | 6 | 0.73007
53462 | 5.72 | 1 | 365 | 6.5139 | 0.10804 | 6 | 0.62198
54930 | 7.02 | 1 | 365 | 7.9944 | 0.087144 | 8 | 0.08152
53676 | 9.62 | 1 | 365 | 10.9553 | 0.045346 | 11 | 0.00060192
54043 | 9.36 | 1 | 365 | 10.6592 | 0.44953 | 11 | 0.10869
55097 | 4.16 | 1 | 365 | 4.7374 | 0.53312 | 5 | 0.27053
53892 | 5.2 | 1 | 365 | 5.9218 | 0.9164 | 6 | 0.83816
54973 | 7.54 | 1 | 365 | 8.5866 | 0.27878 | 8 | 0.86534
54218 | 13.26 | 1 | 365 | 15.1005 | 0.38683 | 15 | 0.48732
52820 | 3.9 | 1 | 365 | 4.4413 | 0.9373 | 5 | 0.37862
53699 | 8.84 | 1 | 365 | 10.067 | 0.25789 | 10 | 0.32488
53078 | 3.12 | 1 | 365 | 3.5531 | 0.14984 | 3 | 0.7029
53517 | 7.8 | 1 | 365 | 8.8826 | 0.8746 | 9 | 0.75724
44679 | 12.74 | 1 | 365 | 14.5083 | 0.19519 | 14 | 0.7035
54918 | 2.86 | 1 | 365 | 3.257 | 0.55402 | 3 | 0.81099
52783 | 3.9 | 1 | 365 | 4.4413 | 0.9373 | 5 | 0.37862
32409 | 5.2 | 1 | 365 | 5.9218 | 0.9164 | 6 | 0.83816
52758 | 7.28 | 1 | 365 | 8.2905 | 0.68296 | 8 | 0.97343
52100 | 2.34 | 1 | 365 | 2.6648 | 0.36238 | 3 | 0.027173
53027 | 4.42 | 1 | 365 | 5.0335 | 0.12894 | 5 | 0.16244
52088 | 2.86 | 1 | 365 | 3.257 | 0.55402 | 3 | 0.81099
53831 | 14.3 | 1 | 365 | 16.2848 | 0.77011 | 17 | 0.054949
54391 | 3.12 | 1 | 365 | 3.5531 | 0.14984 | 3 | 0.7029
52259 | 3.9 | 1 | 365 | 4.4413 | 0.9373 | 5 | 0.37862
51914 | 3.64 | 1 | 365 | 4.1452 | 0.34148 | 4 | 0.48671
53537 | 3.9 | 1 | 365 | 4.4413 | 0.9373 | 5 | 0.37862
53110 | 9.435 | 1 | 365 | 10.7446 | 0.6214 | 11 | 0.36597
48652 | 3.38 | 1 | 365 | 3.8491 | 0.74566 | 4 | 0.59481
53112 | 8.925 | 1 | 365 | 10.1638 | 0.45267 | 10 | 0.61646
52529 | 6.5 | 1 | 365 | 7.4022 | 0.8955 | 8 | 0.2977
55082 | 10.4 | 1 | 365 | 11.8435 | 0.83281 | 12 | 0.67633
52770 | 4.68 | 1 | 365 | 5.3296 | 0.72476 | 6 | 0.054347
53467 | 8.06 | 1 | 365 | 9.1787 | 0.47042 | 9 | 0.64915
54165 | 5.46 | 1 | 365 | 6.2178 | 0.51222 | 6 | 0.73007
53424 | 6.5 | 1 | 365 | 7.4022 | 0.8955 | 8 | 0.2977
53964 | 7.8 | 1 | 365 | 8.8826 | 0.8746 | 9 | 0.75724
53352 | 10.4 | 1 | 365 | 11.8435 | 0.83281 | 12 | 0.67633
54121 | 15.08 | 1 | 365 | 17.1731 | 0.55757 | 17 | 0.73067
48739 | 5.46 | 1 | 365 | 6.2178 | 0.51222 | 6 | 0.73007
53348 | 5.2 | 1 | 365 | 5.9218 | 0.9164 | 6 | 0.83816
53980 | 9.88 | 1 | 365 | 11.2513 | 0.64117 | 11 | 0.89251
48768 | 9.88 | 1 | 365 | 11.2513 | 0.64117 | 11 | 0.89251
52078 | 8.06 | 1 | 365 | 9.1787 | 0.47042 | 9 | 0.64915
48596 | 7.8 | 1 | 365 | 8.8826 | 0.8746 | 9 | 0.75724
54249 | 5.2 | 1 | 365 | 5.9218 | 0.9164 | 6 | 0.83816
53465 | 7.02 | 1 | 365 | 7.9944 | 0.087144 | 8 | 0.08152
52788 | 4.94 | 1 | 365 | 5.6257 | 0.32058 | 5 | 0.94626
55154 | 5.46 | 1 | 365 | 6.2178 | 0.51222 | 6 | 0.73007
52080 | 7.02 | 1 | 365 | 7.9944 | 0.087144 | 8 | 0.08152
52299 | 6.24 | 1 | 365 | 7.1061 | 0.29968 | 7 | 0.4058
51780 | 6.24 | 1 | 365 | 7.1061 | 0.29968 | 7 | 0.4058
51860 | 12.48 | 1 | 365 | 14.2122 | 0.59937 | 14 | 0.81159
51742 | 7.28 | 1 | 365 | 8.2905 | 0.68296 | 8 | 0.97343
53580 | 10.4 | 1 | 365 | 11.8435 | 0.83281 | 12 | 0.67633
29202 | 3.64 | 1 | 365 | 4.1452 | 0.34148 | 4 | 0.48671
32949 | 7.2 | 1 | 365 | 8.1994 | 0.49964 | 8 | 0.699
50132 | 7.98 | 1 | 365 | 9.0876 | 0.2871 | 9 | 0.37472
54167 | 2.6 | 1 | 365 | 2.9609 | 0.9582 | 3 | 0.91908
52511 | 7.02 | 1 | 365 | 7.9944 | 0.087144 | 8 | 0.08152
52819 | 8.84 | 1 | 365 | 10.067 | 0.25789 | 10 | 0.32488
53982 | 4.68 | 1 | 365 | 5.3296 | 0.72476 | 6 | 0.054347
53072 | 5.98 | 1 | 365 | 6.81 | 0.70386 | 7 | 0.51389
54994 | 6.76 | 1 | 365 | 7.6983 | 0.49132 | 8 | 0.18961
53322 | 13 | 1 | 365 | 14.8044 | 0.79101 | 15 | 0.59541
54271 | 4.94 | 1 | 365 | 5.6257 | 0.32058 | 5 | 0.94626
54075 | 4.94 | 1 | 365 | 5.6257 | 0.32058 | 5 | 0.94626
53850 | 5.98 | 1 | 365 | 6.81 | 0.70386 | 7 | 0.51389
53572 | 3.38 | 1 | 365 | 3.8491 | 0.74566 | 4 | 0.59481
54135 | 4.68 | 1 | 365 | 5.3296 | 0.72476 | 6 | 0.054347
53772 | 5.2 | 1 | 365 | 5.9218 | 0.9164 | 6 | 0.83816
53059 | 4.94 | 1 | 365 | 5.6257 | 0.32058 | 5 | 0.94626
52549 | 5.72 | 1 | 365 | 6.5139 | 0.10804 | 6 | 0.62198
55155 | 6.76 | 1 | 365 | 7.6983 | 0.49132 | 8 | 0.18961
27430 | 6.375 | 1 | 365 | 7.2599 | 0.60905 | 7 | 0.8689
54937 | 7.54 | 1 | 365 | 8.5866 | 0.27878 | 8 | 0.86534
29201 | 7.28 | 1 | 365 | 8.2905 | 0.68296 | 8 | 0.97343
41197 | 15.34 | 1 | 365 | 17.4692 | 0.15339 | 17 | 0.62258
31422 | 5.98 | 1 | 365 | 6.81 | 0.70386 | 7 | 0.51389
49216 | 8.58 | 1 | 365 | 9.7709 | 0.66207 | 10 | 0.43297
55148 | 11.18 | 1 | 365 | 12.7318 | 0.62027 | 13 | 0.35205
54932 | 5.3 | 1 | 365 | 6.0356 | 0.14556 | 6 | 0.1812
55203 | 8.58 | 1 | 365 | 9.7709 | 0.66207 | 10 | 0.43297
53923 | 6.76 | 1 | 365 | 7.6983 | 0.49132 | 8 | 0.18961
50888 | 4.68 | 1 | 365 | 5.3296 | 0.72476 | 6 | 0.054347
23858 | 10.92 | 1 | 365 | 12.4357 | 0.024447 | 12 | 0.46014
44675 | 152.75 | 0.9 | 365 | 156.5565 | 0.03991 | 156 | 0.59644
54254 | 13 | 1 | 365 | 14.8044 | 0.79101 | 15 | 0.59541
53053 | 3.9 | 1 | 365 | 4.4413 | 0.9373 | 5 | 0.37862
52533 | 3.9 | 1 | 365 | 4.4413 | 0.9373 | 5 | 0.37862
33825 | 5.46 | 1 | 365 | 6.2178 | 0.51222 | 6 | 0.73007
48450 | 10.14 | 1 | 365 | 11.5474 | 0.23699 | 11 | 0.78442
53849 | 5.2 | 1 | 365 | 5.9218 | 0.9164 | 6 | 0.83816
53205 | 4.16 | 1 | 365 | 4.7374 | 0.53312 | 5 | 0.27053
54275 | 8.06 | 1 | 365 | 9.1787 | 0.47042 | 9 | 0.64915
33784 | 5.2 | 1 | 365 | 5.9218 | 0.9164 | 6 | 0.83816
52986 | 4.94 | 1 | 365 | 5.6257 | 0.32058 | 5 | 0.94626
54280 | 5.72 | 1 | 365 | 6.5139 | 0.10804 | 6 | 0.62198
53321 | 7.54 | 1 | 365 | 8.5866 | 0.27878 | 8 | 0.86534
53377 | 11.7 | 1 | 365 | 13.324 | 0.81191 | 14 | 0.13587
39040 | 5.72 | 1 | 365 | 6.5139 | 0.10804 | 6 | 0.62198
54841 | 14.3 | 1 | 365 | 16.2848 | 0.77011 | 17 | 0.054949
19919 | 8.84 | 1 | 365 | 10.067 | 0.25789 | 10 | 0.32488
52263 | 11.96 | 1 | 365 | 13.62 | 0.40773 | 14 | 0.027775
54820 | 8.84 | 1 | 365 | 10.067 | 0.25789 | 10 | 0.32488
42896 | 7.28 | 1 | 365 | 8.2905 | 0.68296 | 8 | 0.97343
27550 | 10.965 | 1 | 365 | 12.4869 | 0.12757 | 12 | 0.61451
17643 | 3.57 | 1 | 365 | 4.0655 | 0.18107 | 4 | 0.24659
25014 | 5.72 | 1 | 365 | 6.5139 | 0.10804 | 6 | 0.62198
54929 | 9.01 | 1 | 365 | 10.2606 | 0.64746 | 10 | 0.90805
54162 | 5.46 | 1 | 365 | 6.2178 | 0.51222 | 6 | 0.73007
53773 | 4.16 | 1 | 365 | 4.7374 | 0.53312 | 5 | 0.27053
54975 | 5.98 | 1 | 365 | 6.81 | 0.70386 | 7 | 0.51389
55055 | 4.68 | 1 | 365 | 5.3296 | 0.72476 | 6 | 0.054347
54132 | 13 | 1 | 365 | 14.8044 | 0.79101 | 15 | 0.59541
37416 | 7.54 | 1 | 365 | 8.5866 | 0.27878 | 8 | 0.86534
54944 | 5.72 | 1 | 365 | 6.5139 | 0.10804 | 6 | 0.62198
53427 | 5.98 | 1 | 365 | 6.81 | 0.70386 | 7 | 0.51389
52985 | 6.24 | 1 | 365 | 7.1061 | 0.29968 | 7 | 0.4058
52091 | 5.46 | 1 | 365 | 6.2178 | 0.51222 | 6 | 0.73007
52234 | 8.06 | 1 | 365 | 9.1787 | 0.47042 | 9 | 0.64915
53692 | 8.32 | 1 | 365 | 9.4748 | 0.066245 | 9 | 0.54106
54839 | 3.12 | 1 | 365 | 3.5531 | 0.14984 | 3 | 0.7029
53126 | 9.36 | 1 | 365 | 10.6592 | 0.44953 | 11 | 0.10869
54251 | 11.7 | 1 | 365 | 13.324 | 0.81191 | 14 | 0.13587
54880 | 4.42 | 1 | 365 | 5.0335 | 0.12894 | 5 | 0.16244
52834 | 15.08 | 1 | 365 | 17.1731 | 0.55757 | 17 | 0.73067
54981 | 5.98 | 1 | 365 | 6.81 | 0.70386 | 7 | 0.51389
53650 | 10.14 | 1 | 365 | 11.5474 | 0.23699 | 11 | 0.78442
31874 | 7.28 | 1 | 365 | 8.2905 | 0.68296 | 8 | 0.97343
54293 | 13 | 1 | 365 | 14.8044 | 0.79101 | 15 | 0.59541
21786 | 3.64 | 1 | 365 | 4.1452 | 0.34148 | 4 | 0.48671
32539 | 7.54 | 1 | 365 | 8.5866 | 0.27878 | 8 | 0.86534
55030 | 3.64 | 1 | 365 | 4.1452 | 0.34148 | 4 | 0.48671
53325 | 8.06 | 1 | 365 | 9.1787 | 0.47042 | 9 | 0.64915
55021 | 4.68 | 1 | 365 | 5.3296 | 0.72476 | 6 | 0.054347
54250 | 6.24 | 1 | 365 | 7.1061 | 0.29968 | 7 | 0.4058
53549 | 6.76 | 1 | 365 | 7.6983 | 0.49132 | 8 | 0.18961
52988 | 3.9 | 1 | 365 | 4.4413 | 0.9373 | 5 | 0.37862
53621 | 4.42 | 1 | 365 | 5.0335 | 0.12894 | 5 | 0.16244
32202 | 4.16 | 1 | 365 | 4.7374 | 0.53312 | 5 | 0.27053
54905 | 8.32 | 1 | 365 | 9.4748 | 0.066245 | 9 | 0.54106
29864 | 9.62 | 1 | 365 | 10.9553 | 0.045346 | 11 | 0.00060192
53993 | 4.16 | 1 | 365 | 4.7374 | 0.53312 | 5 | 0.27053
52882 | 8.06 | 1 | 365 | 9.1787 | 0.47042 | 9 | 0.64915
53510 | 9.36 | 1 | 365 | 10.6592 | 0.44953 | 11 | 0.10869
54985 | 15.08 | 1 | 365 | 17.1731 | 0.55757 | 17 | 0.73067
54125 | 4.16 | 1 | 365 | 4.7374 | 0.53312 | 5 | 0.27053
55018 | 4.94 | 1 | 365 | 5.6257 | 0.32058 | 5 | 0.94626
52922 | 5.98 | 1 | 365 | 6.81 | 0.70386 | 7 | 0.51389
52126 | 6.76 | 1 | 365 | 7.6983 | 0.49132 | 8 | 0.18961
53927 | 5.46 | 1 | 365 | 6.2178 | 0.51222 | 6 | 0.73007
54229 | 6.24 | 1 | 365 | 7.1061 | 0.29968 | 7 | 0.4058
52977 | 7.8 | 1 | 365 | 8.8826 | 0.8746 | 9 | 0.75724
55037 | 6.24 | 1 | 365 | 7.1061 | 0.29968 | 7 | 0.4058
54941 | 5.98 | 1 | 365 | 6.81 | 0.70386 | 7 | 0.51389
53761 | 6.24 | 1 | 365 | 7.1061 | 0.29968 | 7 | 0.4058
55086 | 4.94 | 1 | 365 | 5.6257 | 0.32058 | 5 | 0.94626
54969 | 4.68 | 1 | 365 | 5.3296 | 0.72476 | 6 | 0.054347
43703 | 5.46 | 1 | 365 | 6.2178 | 0.51222 | 6 | 0.73007
52605 | 3.38 | 1 | 365 | 3.8491 | 0.74566 | 4 | 0.59481
54407 | 5.2 | 1 | 365 | 5.9218 | 0.9164 | 6 | 0.83816
52421 | 4.94 | 1 | 365 | 5.6257 | 0.32058 | 5 | 0.94626
53114 | 7.54 | 1 | 365 | 8.5866 | 0.27878 | 8 | 0.86534
52817 | 7.28 | 1 | 365 | 8.2905 | 0.68296 | 8 | 0.97343
53113 | 11.18 | 1 | 365 | 12.7318 | 0.62027 | 13 | 0.35205
54216 | 16.64 | 1 | 365 | 18.9496 | 0.13249 | 19 | 0.082122
52996 | 5.46 | 1 | 365 | 6.2178 | 0.51222 | 6 | 0.73007
30004 | 5.46 | 1 | 365 | 6.2178 | 0.51222 | 6 | 0.73007
54945 | 8.32 | 1 | 365 | 9.4748 | 0.066245 | 9 | 0.54106
30005 | 8.32 | 1 | 365 | 9.4748 | 0.066245 | 9 | 0.54106
54233 | 6.24 | 1 | 365 | 7.1061 | 0.29968 | 7 | 0.4058
32113 | 8.06 | 1 | 365 | 9.1787 | 0.47042 | 9 | 0.64915
54794 | 10.14 | 1 | 365 | 11.5474 | 0.23699 | 11 | 0.78442
55326 | 12.74 | 1 | 365 | 14.5083 | 0.19519 | 14 | 0.7035
55078 | 6.76 | 1 | 365 | 7.6983 | 0.49132 | 8 | 0.18961
52535 | 6.24 | 1 | 365 | 7.1061 | 0.29968 | 7 | 0.4058
53443 | 3.9 | 1 | 365 | 4.4413 | 0.9373 | 5 | 0.37862
53828 | 8.58 | 1 | 365 | 9.7709 | 0.66207 | 10 | 0.43297
51738 | 8.32 | 1 | 365 | 9.4748 | 0.066245 | 9 | 0.54106
52647 | 5.98 | 1 | 365 | 6.81 | 0.70386 | 7 | 0.51389
53038 | 6.76 | 1 | 365 | 7.6983 | 0.49132 | 8 | 0.18961
54910 | 5.98 | 1 | 365 | 6.81 | 0.70386 | 7 | 0.51389
55010 | 5.2 | 1 | 365 | 5.9218 | 0.9164 | 6 | 0.83816
53645 | 4.16 | 1 | 365 | 4.7374 | 0.53312 | 5 | 0.27053
54960 | 5.72 | 1 | 365 | 6.5139 | 0.10804 | 6 | 0.62198
55075 | 5.72 | 1 | 365 | 6.5139 | 0.10804 | 6 | 0.62198
54845 | 11.18 | 1 | 365 | 12.7318 | 0.62027 | 13 | 0.35205
53647 | 5.98 | 1 | 365 | 6.81 | 0.70386 | 7 | 0.51389
36654 | 12.22 | 1 | 365 | 13.9161 | 0.0035475 | 13 | 0.91968
52201 | 5.2 | 1 | 365 | 5.9218 | 0.9164 | 6 | 0.83816
53764 | 4.68 | 1 | 365 | 5.3296 | 0.72476 | 6 | 0.054347
55006 | 6.5 | 1 | 365 | 7.4022 | 0.8955 | 8 | 0.2977
53320 | 8.84 | 1 | 365 | 10.067 | 0.25789 | 10 | 0.32488
53365 | 5.72 | 1 | 365 | 6.5139 | 0.10804 | 6 | 0.62198
52762 | 10.4 | 1 | 365 | 11.8435 | 0.83281 | 12 | 0.67633
54991 | 4.94 | 1 | 365 | 5.6257 | 0.32058 | 5 | 0.94626
54079 | 9.36 | 1 | 365 | 10.6592 | 0.44953 | 11 | 0.10869
33952 | 4.94 | 1 | 365 | 5.6257 | 0.32058 | 5 | 0.94626
54047 | 4.68 | 1 | 365 | 5.3296 | 0.72476 | 6 | 0.054347
54057 | 2.6 | 1 | 365 | 2.9609 | 0.9582 | 3 | 0.91908
52852 | 13 | 1 | 365 | 14.8044 | 0.79101 | 15 | 0.59541
54952 | 9.62 | 1 | 365 | 10.9553 | 0.045346 | 11 | 0.00060192
55141 | 5.98 | 1 | 365 | 6.81 | 0.70386 | 7 | 0.51389
53118 | 4.68 | 1 | 365 | 5.3296 | 0.72476 | 6 | 0.054347
52887 | 7.28 | 1 | 365 | 8.2905 | 0.68296 | 8 | 0.97343
54295 | 7.28 | 1 | 365 | 8.2905 | 0.68296 | 8 | 0.97343
54959 | 6.24 | 1 | 365 | 7.1061 | 0.29968 | 7 | 0.4058
54938 | 4.68 | 1 | 365 | 5.3296 | 0.72476 | 6 | 0.054347
54907 | 5.98 | 1 | 365 | 6.81 | 0.70386 | 7 | 0.51389
54954 | 2.6 | 1 | 365 | 2.9609 | 0.9582 | 3 | 0.91908
50577 | 3.9 | 1 | 365 | 4.4413 | 0.9373 | 5 | 0.37862
54225 | 10.14 | 1 | 365 | 11.5474 | 0.23699 | 11 | 0.78442
29633 | 5.46 | 1 | 365 | 6.2178 | 0.51222 | 6 | 0.73007
55140 | 5.2 | 1 | 365 | 5.9218 | 0.9164 | 6 | 0.83816
24246 | 11.96 | 1 | 365 | 13.62 | 0.40773 | 14 | 0.027775
55081 | 8.84 | 1 | 365 | 10.067 | 0.25789 | 10 | 0.32488
55333 | 4.68 | 1 | 365 | 5.3296 | 0.72476 | 6 | 0.054347
48685 | 4.42 | 1 | 365 | 5.0335 | 0.12894 | 5 | 0.16244
55339 | 8.32 | 1 | 365 | 9.4748 | 0.066245 | 9 | 0.54106
55059 | 7.905 | 1 | 365 | 9.0022 | 0.11522 | 9 | 0.11744
53818 | 7.28 | 1 | 365 | 8.2905 | 0.68296 | 8 | 0.97343
55063 | 6.375 | 1 | 365 | 7.2599 | 0.60905 | 7 | 0.8689
53515 | 3.12 | 1 | 365 | 3.5531 | 0.14984 | 3 | 0.7029
55065 | 4.59 | 1 | 365 | 5.2271 | 0.51852 | 5 | 0.74561
49236 | 4.16 | 1 | 365 | 4.7374 | 0.53312 | 5 | 0.27053
55080 | 8.925 | 1 | 365 | 10.1638 | 0.45267 | 10 | 0.61646
55038 | 7.02 | 1 | 365 | 7.9944 | 0.087144 | 8 | 0.08152
53817 | 4.94 | 1 | 365 | 5.6257 | 0.32058 | 5 | 0.94626
55103 | 10.92 | 1 | 365 | 12.4357 | 0.024447 | 12 | 0.46014
53821 | 8.32 | 1 | 365 | 9.4748 | 0.066245 | 9 | 0.54106
55118 | 7.28 | 1 | 365 | 8.2905 | 0.68296 | 8 | 0.97343
55119 | 4.16 | 1 | 365 | 4.7374 | 0.53312 | 5 | 0.27053
52127 | 7.8 | 1 | 365 | 8.8826 | 0.8746 | 9 | 0.75724
55120 | 5.46 | 1 | 365 | 6.2178 | 0.51222 | 6 | 0.73007
54274 | 3.64 | 1 | 365 | 4.1452 | 0.34148 | 4 | 0.48671
55126 | 4.16 | 1 | 365 | 4.7374 | 0.53312 | 5 | 0.27053
54830 | 6.24 | 1 | 365 | 7.1061 | 0.29968 | 7 | 0.4058
55131 | 4.08 | 1 | 365 | 4.6463 | 0.34979 | 4 | 0.9961
52157 | 3.9 | 1 | 365 | 4.4413 | 0.9373 | 5 | 0.37862
55146 | 6.24 | 1 | 365 | 7.1061 | 0.29968 | 7 | 0.4058
31477 | 11.44 | 1 | 365 | 13.0279 | 0.21609 | 13 | 0.24396
55149 | 5.2 | 1 | 365 | 5.9218 | 0.9164 | 6 | 0.83816
53058 | 11.18 | 1 | 365 | 12.7318 | 0.62027 | 13 | 0.35205
55171 | 8.32 | 1 | 365 | 9.4748 | 0.066245 | 9 | 0.54106
47439 | 7.8 | 1 | 365 | 8.8826 | 0.8746 | 9 | 0.75724
53035 | 10.14 | 1 | 365 | 11.5474 | 0.23699 | 11 | 0.78442
55189 | 9.18 | 1 | 365 | 10.4542 | 0.037035 | 10 | 0.49122
55214 | 8.415 | 1 | 365 | 9.583 | 0.28395 | 9 | 0.86695
55016 | 8.32 | 1 | 365 | 9.4748 | 0.066245 | 9 | 0.54106
55218 | 2.805 | 1 | 365 | 3.1943 | 0.42798 | 3 | 0.62232
55228 | 10.14 | 1 | 365 | 11.5474 | 0.23699 | 11 | 0.78442
53757 | 4.68 | 1 | 365 | 5.3296 | 0.72476 | 6 | 0.054347
55230 | 2.04 | 1 | 365 | 2.3232 | 0.6749 | 2 | 0.99805
49077 | 9.1 | 1 | 365 | 10.3631 | 0.85371 | 11 | 0.21679
55234 | 4.59 | 1 | 365 | 5.2271 | 0.51852 | 5 | 0.74561
32631 | 6.5 | 1 | 365 | 7.4022 | 0.8955 | 8 | 0.2977
55250 | 9.69 | 1 | 365 | 11.035 | 0.20576 | 11 | 0.24073
48616 | 9.88 | 1 | 365 | 11.2513 | 0.64117 | 11 | 0.89251
55054 | 10.4 | 1 | 365 | 11.8435 | 0.83281 | 12 | 0.67633
55365 | 5.72 | 1 | 365 | 6.5139 | 0.10804 | 6 | 0.62198
55375 | 7.8 | 1 | 365 | 8.8826 | 0.8746 | 9 | 0.75724
55408 | 4.16 | 1 | 365 | 4.7374 | 0.53312 | 5 | 0.27053
55410 | 13.26 | 1 | 365 | 15.1005 | 0.38683 | 15 | 0.48732
55372 | 5.98 | 1 | 365 | 6.81 | 0.70386 | 7 | 0.51389
53563 | 9.36 | 1 | 365 | 10.6592 | 0.44953 | 11 | 0.10869
53477 | 6.24 | 1 | 365 | 7.1061 | 0.29968 | 7 | 0.4058
55362 | 12.495 | 1 | 365 | 14.2293 | 0.63374 | 14 | 0.86305
55415 | 5.98 | 1 | 365 | 6.81 | 0.70386 | 7 | 0.51389
55366 | 6.76 | 1 | 365 | 7.6983 | 0.49132 | 8 | 0.18961
53962 | 8.06 | 1 | 365 | 9.1787 | 0.47042 | 9 | 0.64915
55371 | 2.12 | 1 | 365 | 2.4143 | 0.85823 | 3 | 0.27248
55377 | 4.335 | 1 | 365 | 4.9367 | 0.93416 | 5 | 0.87085
53963 | 9.88 | 1 | 365 | 11.2513 | 0.64117 | 11 | 0.89251
55382 | 4.335 | 1 | 365 | 4.9367 | 0.93416 | 5 | 0.87085
48909 | 5.98 | 1 | 365 | 6.81 | 0.70386 | 7 | 0.51389
55383 | 5.61 | 1 | 365 | 6.3887 | 0.85597 | 7 | 0.24463
54833 | 6.24 | 1 | 365 | 7.1061 | 0.29968 | 7 | 0.4058
55387 | 3.06 | 1 | 365 | 3.4847 | 0.012345 | 3 | 0.49707
44204 | 4.42 | 1 | 365 | 5.0335 | 0.12894 | 5 | 0.16244
55389 | 3.64 | 1 | 365 | 4.1452 | 0.34148 | 4 | 0.48671
53412 | 7.8 | 1 | 365 | 8.8826 | 0.8746 | 9 | 0.75724
55394 | 7.28 | 1 | 365 | 8.2905 | 0.68296 | 8 | 0.97343
54190 | 5.98 | 1 | 365 | 6.81 | 0.70386 | 7 | 0.51389
54195 | 8.55 | 1 | 365 | 9.7367 | 0.59332 | 10 | 0.33006
50388 | 6.375 | 1 | 365 | 7.2599 | 0.60905 | 7 | 0.8689
54303 | 4.8 | 1 | 365 | 5.4662 | 0.99976 | 6 | 0.466
54326 | 5.865 | 1 | 365 | 6.6791 | 0.44033 | 7 | 0.11939
20665 | 8.58 | 1 | 365 | 9.7709 | 0.66207 | 10 | 0.43297
53635 | 5.46 | 1 | 365 | 6.2178 | 0.51222 | 6 | 0.73007
54232 | 4.94 | 1 | 365 | 5.6257 | 0.32058 | 5 | 0.94626
40993 | 5.98 | 1 | 365 | 6.81 | 0.70386 | 7 | 0.51389
54481 | 6.54 | 1 | 365 | 7.4478 | 0.98717 | 8 | 0.43492
22055 | 6.24 | 1 | 365 | 7.1061 | 0.29968 | 7 | 0.4058
54557 | 6 | 1 | 365 | 6.8328 | 0.7497 | 7 | 0.5825
51707 | 15.08 | 1 | 365 | 17.1731 | 0.55757 | 17 | 0.73067
55211 | 4.42 | 1 | 365 | 5.0335 | 0.12894 | 5 | 0.16244
37688 | 13 | 1 | 365 | 14.8044 | 0.79101 | 15 | 0.59541
54196 | 5.98 | 1 | 365 | 6.81 | 0.70386 | 7 | 0.51389
53611 | 13.26 | 1 | 365 | 15.1005 | 0.38683 | 15 | 0.48732
54670 | 7.42 | 1 | 365 | 8.4499 | 0.0037907 | 8 | 0.45369
55060 | 6.76 | 1 | 365 | 7.6983 | 0.49132 | 8 | 0.18961
54236 | 7.28 | 1 | 365 | 8.2905 | 0.68296 | 8 | 0.97343
54650 | 4.725 | 1 | 365 | 5.3808 | 0.82789 | 6 | 0.20872
54774 | 8.32 | 1 | 365 | 9.4748 | 0.066245 | 9 | 0.54106
53700 | 9.62 | 1 | 365 | 10.9553 | 0.045346 | 11 | 0.00060192
53532 | 3.12 | 1 | 365 | 3.5531 | 0.14984 | 3 | 0.7029
55592 | 4.08 | 1 | 365 | 4.6463 | 0.34979 | 4 | 0.9961
44639 | 25.2 | 0.9 | 365 | 25.828 | 0.97385 | 26 | 0.80183
55593 | 10.92 | 1 | 365 | 12.4357 | 0.024447 | 12 | 0.46014
55594 | 5.1 | 1 | 365 | 5.8079 | 0.68724 | 6 | 0.49512
55595 | 6.76 | 1 | 365 | 7.6983 | 0.49132 | 8 | 0.18961
55404 | 4.68 | 1 | 365 | 5.3296 | 0.72476 | 6 | 0.054347
55601 | 4.42 | 1 | 365 | 5.0335 | 0.12894 | 5 | 0.16244
55406 | 10.2 | 1 | 365 | 11.6158 | 0.37448 | 11 | 0.99024
55407 | 6.375 | 1 | 365 | 7.2599 | 0.60905 | 7 | 0.8689
55606 | 2.04 | 1 | 365 | 2.3232 | 0.6749 | 2 | 0.99805
55420 | 7.65 | 1 | 365 | 8.7118 | 0.53086 | 9 | 0.24268
55614 | 6.5 | 1 | 365 | 7.4022 | 0.8955 | 8 | 0.2977
55428 | 3.38 | 1 | 365 | 3.8491 | 0.74566 | 4 | 0.59481
55616 | 4.68 | 1 | 365 | 5.3296 | 0.72476 | 6 | 0.054347
55429 | 10.14 | 1 | 365 | 11.5474 | 0.23699 | 11 | 0.78442
55430 | 7.54 | 1 | 365 | 8.5866 | 0.27878 | 8 | 0.86534
55431 | 8.925 | 1 | 365 | 10.1638 | 0.45267 | 10 | 0.61646
55617 | 3.06 | 1 | 365 | 3.4847 | 0.012345 | 3 | 0.49707
55432 | 6.24 | 1 | 365 | 7.1061 | 0.29968 | 7 | 0.4058
55618 | 4.24 | 1 | 365 | 4.8285 | 0.71645 | 5 | 0.54496
55434 | 3.57 | 1 | 365 | 4.0655 | 0.18107 | 4 | 0.24659
55437 | 11.18 | 1 | 365 | 12.7318 | 0.62027 | 13 | 0.35205
55619 | 4.335 | 1 | 365 | 4.9367 | 0.93416 | 5 | 0.87085
55442 | 4.42 | 1 | 365 | 5.0335 | 0.12894 | 5 | 0.16244
55446 | 4.16 | 1 | 365 | 4.7374 | 0.53312 | 5 | 0.27053
55472 | 2.04 | 1 | 365 | 2.3232 | 0.6749 | 2 | 0.99805
55400 | 6.63 | 1 | 365 | 7.5502 | 0.19341 | 7 | 0.74366
55476 | 11.73 | 1 | 365 | 13.3581 | 0.88066 | 14 | 0.23878
55475 | 7.8 | 1 | 365 | 8.8826 | 0.8746 | 9 | 0.75724
55478 | 8.06 | 1 | 365 | 9.1787 | 0.47042 | 9 | 0.64915
55620 | 4.77 | 1 | 365 | 5.4321 | 0.93101 | 6 | 0.36308
55621 | 8.67 | 1 | 365 | 9.8734 | 0.86831 | 10 | 0.74171
55626 | 6.375 | 1 | 365 | 7.2599 | 0.60905 | 7 | 0.8689
55625 | 5.1 | 1 | 365 | 5.8079 | 0.68724 | 6 | 0.49512
55624 | 10.965 | 1 | 365 | 12.4869 | 0.12757 | 12 | 0.61451
55629 | 5.565 | 1 | 365 | 6.3374 | 0.75284 | 7 | 0.090265
55630 | 3.64 | 1 | 365 | 4.1452 | 0.34148 | 4 | 0.48671
55631 | 5.98 | 1 | 365 | 6.81 | 0.70386 | 7 | 0.51389
55633 | 5.035 | 1 | 365 | 5.7339 | 0.53829 | 6 | 0.27214
55635 | 8.58 | 1 | 365 | 9.7709 | 0.66207 | 10 | 0.43297
55634 | 3.315 | 1 | 365 | 3.7751 | 0.59671 | 4 | 0.37183
55637 | 8.84 | 1 | 365 | 10.067 | 0.25789 | 10 | 0.32488
55638 | 10.14 | 1 | 365 | 11.5474 | 0.23699 | 11 | 0.78442
55639 | 9.945 | 1 | 365 | 11.3254 | 0.79012 | 12 | 0.11549
55643 | 7.54 | 1 | 365 | 8.5866 | 0.27878 | 8 | 0.86534
55484 | 8.16 | 1 | 365 | 9.2926 | 0.69959 | 9 | 0.99219
55487 | 3.64 | 1 | 365 | 4.1452 | 0.34148 | 4 | 0.48671
55488 | 11.22 | 1 | 365 | 12.7773 | 0.71193 | 13 | 0.48927
55490 | 11.66 | 1 | 365 | 13.2784 | 0.72024 | 13 | 0.99865
55495 | 13.77 | 1 | 365 | 15.6813 | 0.55555 | 16 | 0.23683
55496 | 8.16 | 1 | 365 | 9.2926 | 0.69959 | 9 | 0.99219
55502 | 8.67 | 1 | 365 | 9.8734 | 0.86831 | 10 | 0.74171
55505 | 6.375 | 1 | 365 | 7.2599 | 0.60905 | 7 | 0.8689
55507 | 8.06 | 1 | 365 | 9.1787 | 0.47042 | 9 | 0.64915
55636 | 13.515 | 1 | 365 | 15.3909 | 0.97119 | 16 | 0.36207
55508 | 4.335 | 1 | 365 | 4.9367 | 0.93416 | 5 | 0.87085
55583 | 7.02 | 1 | 365 | 7.9944 | 0.087144 | 8 | 0.08152
55644 | 5.3 | 1 | 365 | 6.0356 | 0.14556 | 6 | 0.1812
54073 | 7.28 | 1 | 365 | 8.2905 | 0.68296 | 8 | 0.97343
55585 | 5.355 | 1 | 365 | 6.0983 | 0.2716 | 6 | 0.36988
42900 | 7.8 | 1 | 365 | 8.8826 | 0.8746 | 9 | 0.75724
55589 | 5.565 | 1 | 365 | 6.3374 | 0.75284 | 7 | 0.090265
38154 | 9.62 | 1 | 365 | 10.9553 | 0.045346 | 11 | 0.00060192
37186 | 7.315 | 1 | 365 | 8.3303 | 0.76317 | 9 | 0.093493
55647 | 4.24 | 1 | 365 | 4.8285 | 0.71645 | 5 | 0.54496
50842 | 5.2 | 1 | 365 | 5.9218 | 0.9164 | 6 | 0.83816
55651 | 9.1 | 1 | 365 | 10.3631 | 0.85371 | 11 | 0.21679
55757 | 8.415 | 1 | 365 | 9.583 | 0.28395 | 9 | 0.86695
51457 | 6.2 | 1 | 365 | 7.0606 | 0.20802 | 7 | 0.26858
55650 | 6.76 | 1 | 365 | 7.6983 | 0.49132 | 8 | 0.18961
50204 | 10.1 | 1 | 365 | 11.5019 | 0.14532 | 11 | 0.6472
55653 | 14.04 | 1 | 365 | 15.9888 | 0.17429 | 16 | 0.16304
50837 | 8.5 | 1 | 365 | 9.6798 | 0.47874 | 10 | 0.15854
34806 | 145.7 | 0.9 | 365 | 149.3308 | 0.49961 | 149 | 0.83045
55654 | 3.825 | 1 | 365 | 4.3559 | 0.76543 | 5 | 0.12134
54435 | 4.34 | 1 | 365 | 4.9424 | 0.94561 | 5 | 0.88801
55656 | 10.4 | 1 | 365 | 11.8435 | 0.83281 | 12 | 0.67633
55759 | 14.025 | 1 | 365 | 15.9717 | 0.13991 | 16 | 0.11158
35281 | 38.4 | 0.9 | 365 | 39.3569 | 0.19825 | 39 | 0.55518
55658 | 10.92 | 1 | 365 | 12.4357 | 0.024447 | 12 | 0.46014
55762 | 8.415 | 1 | 365 | 9.583 | 0.28395 | 9 | 0.86695
55765 | 7.02 | 1 | 365 | 7.9944 | 0.087144 | 8 | 0.08152
55657 | 7.28 | 1 | 365 | 8.2905 | 0.68296 | 8 | 0.97343
55767 | 3.315 | 1 | 365 | 3.7751 | 0.59671 | 4 | 0.37183
55776 | 7.54 | 1 | 365 | 8.5866 | 0.27878 | 8 | 0.86534
55660 | 5.355 | 1 | 365 | 6.0983 | 0.2716 | 6 | 0.36988
39555 | 7.02 | 1 | 365 | 7.9944 | 0.087144 | 8 | 0.08152
55648 | 5.46 | 1 | 365 | 6.2178 | 0.51222 | 6 | 0.73007
50612 | 4.68 | 1 | 365 | 5.3296 | 0.72476 | 6 | 0.054347
39228 | 6.24 | 1 | 365 | 7.1061 | 0.29968 | 7 | 0.4058
55781 | 7.8 | 1 | 365 | 8.8826 | 0.8746 | 9 | 0.75724
54141 | 4.335 | 1 | 365 | 4.9367 | 0.93416 | 5 | 0.87085
55786 | 5.98 | 1 | 365 | 6.81 | 0.70386 | 7 | 0.51389
54142 | 7.905 | 1 | 365 | 9.0022 | 0.11522 | 9 | 0.11744
55788 | 9.62 | 1 | 365 | 10.9553 | 0.045346 | 11 | 0.00060192
45170 | 9.805 | 1 | 365 | 11.1659 | 0.46929 | 11 | 0.63523
37737 | 5.035 | 1 | 365 | 5.7339 | 0.53829 | 6 | 0.27214
45760 | 4.68 | 1 | 365 | 5.3296 | 0.72476 | 6 | 0.054347
55839 | 6.5 | 1 | 365 | 7.4022 | 0.8955 | 8 | 0.2977
54697 | 4.86 | 1 | 365 | 5.5346 | 0.13725 | 5 | 0.67182
55844 | 6.63 | 1 | 365 | 7.5502 | 0.19341 | 7 | 0.74366
54694 | 9.1 | 1 | 365 | 10.3631 | 0.85371 | 11 | 0.21679
55718 | 4.94 | 1 | 365 | 5.6257 | 0.32058 | 5 | 0.94626
54659 | 8.48 | 1 | 365 | 9.657 | 0.4329 | 10 | 0.089928
54485 | 9.99 | 1 | 365 | 11.3766 | 0.89324 | 12 | 0.26986
54593 | 5.865 | 1 | 365 | 6.6791 | 0.44033 | 7 | 0.11939
54590 | 5.035 | 1 | 365 | 5.7339 | 0.53829 | 6 | 0.27214
55719 | 2.34 | 1 | 365 | 2.6648 | 0.36238 | 3 | 0.027173
54588 | 9.01 | 1 | 365 | 10.2606 | 0.64746 | 10 | 0.90805
55848 | 4.94 | 1 | 365 | 5.6257 | 0.32058 | 5 | 0.94626
55645 | 6.24 | 1 | 365 | 7.1061 | 0.29968 | 7 | 0.4058
54509 | 8.925 | 1 | 365 | 10.1638 | 0.45267 | 10 | 0.61646
55703 | 4.32 | 1 | 365 | 4.9196 | 0.89978 | 5 | 0.8194
55663 | 6.885 | 1 | 365 | 7.8406 | 0.77778 | 8 | 0.61841
54530 | 14.025 | 1 | 365 | 15.9717 | 0.13991 | 16 | 0.11158
55669 | 7.65 | 1 | 365 | 8.7118 | 0.53086 | 9 | 0.24268
54571 | 3.78 | 1 | 365 | 4.3047 | 0.66231 | 4 | 0.96697
55664 | 12.22 | 1 | 365 | 13.9161 | 0.0035475 | 13 | 0.91968
54534 | 2.805 | 1 | 365 | 3.1943 | 0.42798 | 3 | 0.62232
55642 | 4.08 | 1 | 365 | 4.6463 | 0.34979 | 4 | 0.9961
55132 | 7.14 | 1 | 365 | 8.131 | 0.36214 | 8 | 0.49317
55438 | 7.28 | 1 | 365 | 8.2905 | 0.68296 | 8 | 0.97343
55666 | 2.16 | 1 | 365 | 2.4598 | 0.94989 | 3 | 0.4097
55358 | 9.945 | 1 | 365 | 11.3254 | 0.79012 | 12 | 0.11549
55665 | 7.395 | 1 | 365 | 8.4214 | 0.9465 | 9 | 0.36793
54637 | 5.85 | 1 | 365 | 6.662 | 0.40595 | 7 | 0.067934
40373 | 3.64 | 1 | 365 | 4.1452 | 0.34148 | 4 | 0.48671
55667 | 7.42 | 1 | 365 | 8.4499 | 0.0037907 | 8 | 0.45369
55668 | 15.08 | 1 | 365 | 17.1731 | 0.55757 | 17 | 0.73067
38562 | 8.84 | 1 | 365 | 10.067 | 0.25789 | 10 | 0.32488
55671 | 12.495 | 1 | 365 | 14.2293 | 0.63374 | 14 | 0.86305
55628 | 5.61 | 1 | 365 | 6.3887 | 0.85597 | 7 | 0.24463
55670 | 7.905 | 1 | 365 | 9.0022 | 0.11522 | 9 | 0.11744
55673 | 5.67 | 1 | 365 | 6.457 | 0.99346 | 7 | 0.45046
50394 | 3.57 | 1 | 365 | 4.0655 | 0.18107 | 4 | 0.24659
50610 | 5.61 | 1 | 365 | 6.3887 | 0.85597 | 7 | 0.24463
50345 | 8.925 | 1 | 365 | 10.1638 | 0.45267 | 10 | 0.61646
55764 | 8.925 | 1 | 365 | 10.1638 | 0.45267 | 10 | 0.61646
50375 | 6.375 | 1 | 365 | 7.2599 | 0.60905 | 7 | 0.8689
47524 | 5.3 | 1 | 365 | 6.0356 | 0.14556 | 6 | 0.1812
55741 | 3.06 | 1 | 365 | 3.4847 | 0.012345 | 3 | 0.49707
55745 | 11.22 | 1 | 365 | 12.7773 | 0.71193 | 13 | 0.48927
50260 | 7.8 | 1 | 365 | 8.8826 | 0.8746 | 9 | 0.75724
40541 | 3.38 | 1 | 365 | 3.8491 | 0.74566 | 4 | 0.59481
50661 | 18.02 | 1 | 365 | 20.5212 | 0.29492 | 20 | 0.8161
43292 | 8.58 | 1 | 365 | 9.7709 | 0.66207 | 10 | 0.43297
48442 | 7.02 | 1 | 365 | 7.9944 | 0.087144 | 8 | 0.08152
40709 | 9.805 | 1 | 365 | 11.1659 | 0.46929 | 11 | 0.63523
41087 | 12.75 | 1 | 365 | 14.5197 | 0.2181 | 14 | 0.7378
38052 | 3.12 | 1 | 365 | 3.5531 | 0.14984 | 3 | 0.7029
47573 | 6.885 | 1 | 365 | 7.8406 | 0.77778 | 8 | 0.61841
55380 | 7.395 | 1 | 365 | 8.4214 | 0.9465 | 9 | 0.36793
39360 | 10.66 | 1 | 365 | 12.1396 | 0.42863 | 12 | 0.56823
48568 | 14.04 | 1 | 365 | 15.9888 | 0.17429 | 16 | 0.16304
45664 | 5.46 | 1 | 365 | 6.2178 | 0.51222 | 6 | 0.73007
38093 | 8.745 | 1 | 365 | 9.9588 | 0.040182 | 9 | 0.99899
41287 | 6.24 | 1 | 365 | 7.1061 | 0.29968 | 7 | 0.4058
54878 | 8.32 | 1 | 365 | 9.4748 | 0.066245 | 9 | 0.54106
54861 | 5.72 | 1 | 365 | 6.5139 | 0.10804 | 6 | 0.62198
55854 | 6.24 | 1 | 365 | 7.1061 | 0.29968 | 7 | 0.4058
53758 | 3.64 | 1 | 365 | 4.1452 | 0.34148 | 4 | 0.48671
55857 | 5.72 | 1 | 365 | 6.5139 | 0.10804 | 6 | 0.62198
53903 | 8.06 | 1 | 365 | 9.1787 | 0.47042 | 9 | 0.64915
55868 | 4.16 | 1 | 365 | 4.7374 | 0.53312 | 5 | 0.27053
54942 | 6.5 | 1 | 365 | 7.4022 | 0.8955 | 8 | 0.2977
55206 | 6.5 | 1 | 365 | 7.4022 | 0.8955 | 8 | 0.2977
50561 | 10.4 | 1 | 365 | 11.8435 | 0.83281 | 12 | 0.67633
55205 | 4.16 | 1 | 365 | 4.7374 | 0.53312 | 5 | 0.27053
55864 | 6.5 | 1 | 365 | 7.4022 | 0.8955 | 8 | 0.2977
55102 | 2.34 | 1 | 365 | 2.6648 | 0.36238 | 3 | 0.027173
55869 | 4.77 | 1 | 365 | 5.4321 | 0.93101 | 6 | 0.36308
55235 | 7.28 | 1 | 365 | 8.2905 | 0.68296 | 8 | 0.97343
55867 | 9.435 | 1 | 365 | 10.7446 | 0.6214 | 11 | 0.36597
55907 | 3.12 | 1 | 365 | 3.5531 | 0.14984 | 3 | 0.7029
55906 | 6.5 | 1 | 365 | 7.4022 | 0.8955 | 8 | 0.2977
55896 | 9.69 | 1 | 365 | 11.035 | 0.20576 | 11 | 0.24073
55892 | 6.885 | 1 | 365 | 7.8406 | 0.77778 | 8 | 0.61841
55672 | 8.215 | 1 | 365 | 9.3552 | 0.82563 | 10 | 0.18087
45490 | 5.72 | 1 | 365 | 6.5139 | 0.10804 | 6 | 0.62198
55893 | 4.845 | 1 | 365 | 5.5175 | 0.10288 | 5 | 0.62037
55880 | 4.505 | 1 | 365 | 5.1303 | 0.32373 | 5 | 0.45402
50452 | 9.69 | 1 | 365 | 11.035 | 0.20576 | 11 | 0.24073
55674 | 7.14 | 1 | 365 | 8.131 | 0.36214 | 8 | 0.49317
55887 | 11.475 | 1 | 365 | 13.0677 | 0.29629 | 13 | 0.36402
55675 | 5.83 | 1 | 365 | 6.6392 | 0.36012 | 6 | 0.99933
55870 | 12.19 | 1 | 365 | 13.882 | 0.9348 | 14 | 0.81677
55685 | 2.12 | 1 | 365 | 2.4143 | 0.85823 | 3 | 0.27248
55686 | 5.98 | 1 | 365 | 6.81 | 0.70386 | 7 | 0.51389
54698 | 2.16 | 1 | 365 | 2.4598 | 0.94989 | 3 | 0.4097
55876 | 9.18 | 1 | 365 | 10.4542 | 0.037035 | 10 | 0.49122
55874 | 7.28 | 1 | 365 | 8.2905 | 0.68296 | 8 | 0.97343
55687 | 7.685 | 1 | 365 | 8.7517 | 0.61107 | 9 | 0.36275
55688 | 5.61 | 1 | 365 | 6.3887 | 0.85597 | 7 | 0.24463
54604 | 5.61 | 1 | 365 | 6.3887 | 0.85597 | 7 | 0.24463
55689 | 8.925 | 1 | 365 | 10.1638 | 0.45267 | 10 | 0.61646
41801 | 4.94 | 1 | 365 | 5.6257 | 0.32058 | 5 | 0.94626
55872 | 7.54 | 1 | 365 | 8.5866 | 0.27878 | 8 | 0.86534
55960 | 8.32 | 1 | 365 | 9.4748 | 0.066245 | 9 | 0.54106
55959 | 7.14 | 1 | 365 | 8.131 | 0.36214 | 8 | 0.49317
55690 | 9.69 | 1 | 365 | 11.035 | 0.20576 | 11 | 0.24073
55691 | 7.155 | 1 | 365 | 8.1481 | 0.39651 | 8 | 0.54463
55692 | 3.825 | 1 | 365 | 4.3559 | 0.76543 | 5 | 0.12134
55693 | 13.26 | 1 | 365 | 15.1005 | 0.38683 | 15 | 0.48732
55865 | 7.905 | 1 | 365 | 9.0022 | 0.11522 | 9 | 0.11744
55694 | 13 | 1 | 365 | 14.8044 | 0.79101 | 15 | 0.59541
55954 | 4.42 | 1 | 365 | 5.0335 | 0.12894 | 5 | 0.16244
55929 | 5.46 | 1 | 365 | 6.2178 | 0.51222 | 6 | 0.73007
28744 | 3.315 | 1 | 365 | 3.7751 | 0.59671 | 4 | 0.37183
55921 | 7.02 | 1 | 365 | 7.9944 | 0.087144 | 8 | 0.08152
54599 | 13.32 | 1 | 365 | 15.1688 | 0.52433 | 15 | 0.69314
54597 | 7.24 | 1 | 365 | 8.2449 | 0.5913 | 8 | 0.83621
55695 | 3.18 | 1 | 365 | 3.6214 | 0.28734 | 3 | 0.90872
55696 | 10.2 | 1 | 365 | 11.6158 | 0.37448 | 11 | 0.99024
55697 | 3.78 | 1 | 365 | 4.3047 | 0.66231 | 4 | 0.96697
55699 | 8.67 | 1 | 365 | 9.8734 | 0.86831 | 10 | 0.74171
55700 | 4.845 | 1 | 365 | 5.5175 | 0.10288 | 5 | 0.62037
42996 | 10.6 | 1 | 365 | 12.0713 | 0.29113 | 12 | 0.36241
55996 | 2.12 | 1 | 365 | 2.4143 | 0.85823 | 3 | 0.27248
55983 | 7.54 | 1 | 365 | 8.5866 | 0.27878 | 8 | 0.86534
55995 | 11.44 | 1 | 365 | 13.0279 | 0.21609 | 13 | 0.24396
55982 | 2.55 | 1 | 365 | 2.9039 | 0.84362 | 3 | 0.74756
55980 | 4.08 | 1 | 365 | 4.6463 | 0.34979 | 4 | 0.9961
55972 | 4.845 | 1 | 365 | 5.5175 | 0.10288 | 5 | 0.62037
55958 | 3.825 | 1 | 365 | 4.3559 | 0.76543 | 5 | 0.12134
56145 | 2.295 | 1 | 365 | 2.6135 | 0.25926 | 2 | 0.8728
55917 | 7.02 | 1 | 365 | 7.9944 | 0.087144 | 8 | 0.08152
55908 | 2.34 | 1 | 365 | 2.6648 | 0.36238 | 3 | 0.027173
55881 | 3.38 | 1 | 365 | 3.8491 | 0.74566 | 4 | 0.59481
55877 | 6.12 | 1 | 365 | 6.9695 | 0.02469 | 6 | 0.99415
55998 | 2.65 | 1 | 365 | 3.0178 | 0.072782 | 3 | 0.090602
56142 | 3.57 | 1 | 365 | 4.0655 | 0.18107 | 4 | 0.24659
56144 | 5.865 | 1 | 365 | 6.6791 | 0.44033 | 7 | 0.11939
56139 | 9.435 | 1 | 365 | 10.7446 | 0.6214 | 11 | 0.36597
56140 | 3.12 | 1 | 365 | 3.5531 | 0.14984 | 3 | 0.7029
55878 | 4.68 | 1 | 365 | 5.3296 | 0.72476 | 6 | 0.054347
56384 | 10.8 | 1 | 365 | 12.299 | 0.74945 | 13 | 0.048493
17856 | 498.7 | 0.8 | 365 | 454.3356 | 0.26312 | 454 | 0.59877
30727 | 443.085 | 1 | 365 | 504.5852 | 0.38068 | 504 | 0.96587
55999 | 3.64 | 1 | 365 | 4.1452 | 0.34148 | 4 | 0.48671
31311 | 172.38 | 0.9 | 365 | 176.6757 | 0.52589 | 177 | 0.2016
55873 | 11.985 | 1 | 365 | 13.6485 | 0.46502 | 14 | 0.11354
43256 | 9.84 | 1 | 365 | 11.2058 | 0.5495 | 11 | 0.75529
55875 | 4.335 | 1 | 365 | 4.9367 | 0.93416 | 5 | 0.87085
32965 | 150.93 | 0.9 | 365 | 154.6912 | 0.28624 | 154 | 0.97742
54639 | 3.36 | 1 | 365 | 3.8264 | 0.69983 | 4 | 0.5262
56083 | 5.2 | 1 | 365 | 5.9218 | 0.9164 | 6 | 0.83816
51568 | 4.48 | 1 | 365 | 5.1018 | 0.26644 | 5 | 0.36826
50084 | 7.5 | 1 | 365 | 8.541 | 0.18712 | 8 | 0.72812
46248 | 6 | 1 | 365 | 6.8328 | 0.7497 | 7 | 0.5825
56081 | 6.12 | 1 | 365 | 6.9695 | 0.02469 | 6 | 0.99415
55969 | 3.9 | 1 | 365 | 4.4413 | 0.9373 | 5 | 0.37862
56076 | 2.55 | 1 | 365 | 2.9039 | 0.84362 | 3 | 0.74756
54619 | 6.24 | 1 | 365 | 7.1061 | 0.29968 | 7 | 0.4058
56094 | 3.315 | 1 | 365 | 3.7751 | 0.59671 | 4 | 0.37183
56077 | 14.025 | 1 | 365 | 15.9717 | 0.13991 | 16 | 0.11158
56092 | 9.945 | 1 | 365 | 11.3254 | 0.79012 | 12 | 0.11549
56074 | 7.395 | 1 | 365 | 8.4214 | 0.9465 | 9 | 0.36793
56073 | 17.595 | 1 | 365 | 20.0372 | 0.32098 | 20 | 0.35817
56072 | 5.98 | 1 | 365 | 6.81 | 0.70386 | 7 | 0.51389
56069 | 8.32 | 1 | 365 | 9.4748 | 0.066245 | 9 | 0.54106
56037 | 4.845 | 1 | 365 | 5.5175 | 0.10288 | 5 | 0.62037
56091 | 6.24 | 1 | 365 | 7.1061 | 0.29968 | 7 | 0.4058
56026 | 13.515 | 1 | 365 | 15.3909 | 0.97119 | 16 | 0.36207
56090 | 3.38 | 1 | 365 | 3.8491 | 0.74566 | 4 | 0.59481
56016 | 7.65 | 1 | 365 | 8.7118 | 0.53086 | 9 | 0.24268
56097 | 5.98 | 1 | 365 | 6.81 | 0.70386 | 7 | 0.51389
56237 | 3.38 | 1 | 365 | 3.8491 | 0.74566 | 4 | 0.59481
55903 | 4.94 | 1 | 365 | 5.6257 | 0.32058 | 5 | 0.94626
56007 | 6.75 | 1 | 365 | 7.6869 | 0.46841 | 8 | 0.15531
56011 | 11.18 | 1 | 365 | 12.7318 | 0.62027 | 13 | 0.35205
56005 | 13.515 | 1 | 365 | 15.3909 | 0.97119 | 16 | 0.36207
45486 | 6.095 | 1 | 365 | 6.941 | 0.9674 | 7 | 0.90839
56003 | 4.16 | 1 | 365 | 4.7374 | 0.53312 | 5 | 0.27053
56254 | 14.025 | 1 | 365 | 15.9717 | 0.13991 | 16 | 0.11158
56253 | 9.945 | 1 | 365 | 11.3254 | 0.79012 | 12 | 0.11549
56245 | 11.96 | 1 | 365 | 13.62 | 0.40773 | 14 | 0.027775
56229 | 4.68 | 1 | 365 | 5.3296 | 0.72476 | 6 | 0.054347
56227 | 4.42 | 1 | 365 | 5.0335 | 0.12894 | 5 | 0.16244
56222 | 4.16 | 1 | 365 | 4.7374 | 0.53312 | 5 | 0.27053
47574 | 5.25 | 1 | 365 | 5.9787 | 0.030984 | 6 | 0.009684
56215 | 2.805 | 1 | 365 | 3.1943 | 0.42798 | 3 | 0.62232
45245 | 6 | 1 | 365 | 6.8328 | 0.7497 | 7 | 0.5825
50232 | 6.24 | 1 | 365 | 7.1061 | 0.29968 | 7 | 0.4058
43937 | 3.36 | 1 | 365 | 3.8264 | 0.69983 | 4 | 0.5262
44556 | 7.905 | 1 | 365 | 9.0022 | 0.11522 | 9 | 0.11744
44490 | 12.09 | 1 | 365 | 13.7681 | 0.70564 | 14 | 0.47373
47793 | 8.75 | 1 | 365 | 9.9645 | 0.05164 | 10 | 0.01614
54791 | 8.4 | 1 | 365 | 9.5659 | 0.24957 | 9 | 0.81549
41333 | 7.935 | 1 | 365 | 9.0364 | 0.18397 | 9 | 0.22035
56160 | 12.5 | 1 | 365 | 14.235 | 0.6452 | 14 | 0.8802
49149 | 5.04 | 1 | 365 | 5.7396 | 0.54974 | 6 | 0.2893
46495 | 4.2 | 1 | 365 | 4.783 | 0.62479 | 5 | 0.40775
54831 | 6.6 | 1 | 365 | 7.5161 | 0.12467 | 7 | 0.64075
44327 | 8.82 | 1 | 365 | 10.0442 | 0.21205 | 10 | 0.25627
54846 | 5.1 | 1 | 365 | 5.8079 | 0.68724 | 6 | 0.49512
54843 | 14.49 | 1 | 365 | 16.5012 | 0.20552 | 16 | 0.70673
54899 | 7 | 1 | 365 | 7.9716 | 0.041312 | 8 | 0.012912
54898 | 8.25 | 1 | 365 | 9.3951 | 0.90583 | 10 | 0.30093
55925 | 5.035 | 1 | 365 | 5.7339 | 0.53829 | 6 | 0.27214
55772 | 8.7 | 1 | 365 | 9.9076 | 0.93706 | 10 | 0.84462
35848 | 14.07 | 1 | 365 | 16.0229 | 0.24304 | 16 | 0.26595
48878 | 7.848 | 1 | 365 | 8.9373 | 0.9846 | 9 | 0.9219
54916 | 9.36 | 1 | 365 | 10.6592 | 0.44953 | 11 | 0.10869
49845 | 7.8 | 1 | 365 | 8.8826 | 0.8746 | 9 | 0.75724
45780 | 7.28 | 1 | 365 | 8.2905 | 0.68296 | 8 | 0.97343
54924 | 3.18 | 1 | 365 | 3.6214 | 0.28734 | 3 | 0.90872
54911 | 9 | 1 | 365 | 10.2492 | 0.62454 | 10 | 0.87374
50239 | 8.19 | 1 | 365 | 9.3268 | 0.76834 | 10 | 0.095107
55024 | 2.805 | 1 | 365 | 3.1943 | 0.42798 | 3 | 0.62232
49250 | 7.5 | 1 | 365 | 8.541 | 0.18712 | 8 | 0.72812
55027 | 6 | 1 | 365 | 6.8328 | 0.7497 | 7 | 0.5825
48346 | 9.6 | 1 | 365 | 10.9325 | 0.99951 | 11 | 0.93199
23962 | 9.88 | 1 | 365 | 11.2513 | 0.64117 | 11 | 0.89251
44043 | 8.829 | 1 | 365 | 10.0545 | 0.23268 | 10 | 0.28714
51217 | 6.63 | 1 | 365 | 7.5502 | 0.19341 | 7 | 0.74366
41378 | 11.2 | 1 | 365 | 12.7546 | 0.6661 | 13 | 0.42066
44314 | 6.615 | 1 | 365 | 7.5332 | 0.15904 | 7 | 0.6922
55122 | 9.3 | 1 | 365 | 10.5908 | 0.31203 | 10 | 0.90287
48521 | 9.52 | 1 | 365 | 10.8414 | 0.81618 | 11 | 0.65756
55121 | 9.3 | 1 | 365 | 10.5908 | 0.31203 | 10 | 0.90287
55128 | 7.125 | 1 | 365 | 8.114 | 0.32776 | 8 | 0.44171
55127 | 4.2 | 1 | 365 | 4.783 | 0.62479 | 5 | 0.40775
44056 | 9.45 | 1 | 365 | 10.7617 | 0.65577 | 11 | 0.41743
55129 | 8.4 | 1 | 365 | 9.5659 | 0.24957 | 9 | 0.81549
50137 | 15.39 | 1 | 365 | 17.5261 | 0.26797 | 17 | 0.7941
55135 | 5.3 | 1 | 365 | 6.0356 | 0.14556 | 6 | 0.1812
39893 | 12.32 | 1 | 365 | 14.03 | 0.23271 | 14 | 0.26273
39818 | 12.32 | 1 | 365 | 14.03 | 0.23271 | 14 | 0.26273
49418 | 3.9 | 1 | 365 | 4.4413 | 0.9373 | 5 | 0.37862
36971 | 12.32 | 1 | 365 | 14.03 | 0.23271 | 14 | 0.26273
39102 | 6.24 | 1 | 365 | 7.1061 | 0.29968 | 7 | 0.4058
55180 | 7.5 | 1 | 365 | 8.541 | 0.18712 | 8 | 0.72812
55183 | 5.83 | 1 | 365 | 6.6392 | 0.36012 | 6 | 0.99933
55176 | 5.565 | 1 | 365 | 6.3374 | 0.75284 | 7 | 0.090265
55177 | 8.525 | 1 | 365 | 9.7083 | 0.53603 | 10 | 0.2443
55181 | 10.6 | 1 | 365 | 12.0713 | 0.29113 | 12 | 0.36241
55182 | 3.71 | 1 | 365 | 4.2249 | 0.5019 | 4 | 0.72684
45240 | 14.49 | 1 | 365 | 16.5012 | 0.20552 | 16 | 0.70673
49868 | 8.28 | 1 | 365 | 9.4293 | 0.97458 | 10 | 0.40384
55187 | 8 | 1 | 365 | 9.1104 | 0.33293 | 9 | 0.44333
55190 | 10.5 | 1 | 365 | 11.9574 | 0.061968 | 12 | 0.019368
55192 | 9.9 | 1 | 365 | 11.2741 | 0.687 | 11 | 0.96112
50856 | 8.96 | 1 | 365 | 10.2036 | 0.53288 | 10 | 0.73653
56286 | 10.965 | 1 | 365 | 12.4869 | 0.12757 | 12 | 0.61451
54705 | 6.5 | 1 | 365 | 7.4022 | 0.8955 | 8 | 0.2977
50599 | 5.2 | 1 | 365 | 5.9218 | 0.9164 | 6 | 0.83816
55191 | 5.46 | 1 | 365 | 6.2178 | 0.51222 | 6 | 0.73007
42898 | 3.64 | 1 | 365 | 4.1452 | 0.34148 | 4 | 0.48671
38405 | 7.28 | 1 | 365 | 8.2905 | 0.68296 | 8 | 0.97343
55448 | 8.835 | 1 | 365 | 10.0613 | 0.24643 | 10 | 0.30773
54641 | 5.7 | 1 | 365 | 6.4912 | 0.062211 | 6 | 0.55337
55210 | 6.867 | 1 | 365 | 7.8201 | 0.73653 | 8 | 0.55667
44055 | 8.502 | 1 | 365 | 9.6821 | 0.48332 | 10 | 0.1654
48539 | 5.22 | 1 | 365 | 5.9445 | 0.96224 | 6 | 0.90677
49017 | 11.2 | 1 | 365 | 12.7546 | 0.6661 | 13 | 0.42066
46971 | 8.745 | 1 | 365 | 9.9588 | 0.040182 | 9 | 0.99899
44309 | 7.245 | 1 | 365 | 8.2506 | 0.60276 | 8 | 0.85336
55805 | 6.6 | 1 | 365 | 7.5161 | 0.12467 | 7 | 0.64075
55254 | 6.885 | 1 | 365 | 7.8406 | 0.77778 | 8 | 0.61841
55275 | 6.5 | 1 | 365 | 7.4022 | 0.8955 | 8 | 0.2977
48980 | 16.695 | 1 | 365 | 19.0123 | 0.25853 | 19 | 0.2708
47564 | 5.46 | 1 | 365 | 6.2178 | 0.51222 | 6 | 0.73007
43062 | 4.94 | 1 | 365 | 5.6257 | 0.32058 | 5 | 0.94626
53292 | 5.2 | 1 | 365 | 5.9218 | 0.9164 | 6 | 0.83816
55279 | 9.805 | 1 | 365 | 11.1659 | 0.46929 | 11 | 0.63523
55289 | 11.115 | 1 | 365 | 12.6578 | 0.47131 | 13 | 0.12907
55277 | 6.36 | 1 | 365 | 7.2428 | 0.57468 | 7 | 0.81745
47680 | 8.96 | 1 | 365 | 10.2036 | 0.53288 | 10 | 0.73653
47338 | 5.76 | 1 | 365 | 6.5595 | 0.19971 | 6 | 0.7592
55294 | 9.45 | 1 | 365 | 10.7617 | 0.65577 | 11 | 0.41743
55310 | 6.375 | 1 | 365 | 7.2599 | 0.60905 | 7 | 0.8689
55322 | 3.9 | 1 | 365 | 4.4413 | 0.9373 | 5 | 0.37862
55321 | 6.4 | 1 | 365 | 7.2883 | 0.66634 | 7 | 0.95466
48895 | 5.46 | 1 | 365 | 6.2178 | 0.51222 | 6 | 0.73007
51075 | 3.975 | 1 | 365 | 4.5267 | 0.10917 | 4 | 0.6359
55392 | 5.565 | 1 | 365 | 6.3374 | 0.75284 | 7 | 0.090265
55391 | 10.6 | 1 | 365 | 12.0713 | 0.29113 | 12 | 0.36241
55390 | 4.16 | 1 | 365 | 4.7374 | 0.53312 | 5 | 0.27053
55726 | 11.115 | 1 | 365 | 12.6578 | 0.47131 | 13 | 0.12907
55730 | 6.12 | 1 | 365 | 6.9695 | 0.02469 | 6 | 0.99415
55724 | 5.035 | 1 | 365 | 5.7339 | 0.53829 | 6 | 0.27214
55714 | 3.72 | 1 | 365 | 4.2363 | 0.52481 | 4 | 0.76115
55709 | 11.34 | 1 | 365 | 12.914 | 0.98693 | 13 | 0.90092
55531 | 7.56 | 1 | 365 | 8.6093 | 0.32462 | 8 | 0.93394
55459 | 9.975 | 1 | 365 | 11.3595 | 0.85887 | 12 | 0.2184
55545 | 9.45 | 1 | 365 | 10.7617 | 0.65577 | 11 | 0.41743
55544 | 7.44 | 1 | 365 | 8.4727 | 0.049623 | 8 | 0.5223
55425 | 6.2 | 1 | 365 | 7.0606 | 0.20802 | 7 | 0.26858
55451 | 5 | 1 | 365 | 5.694 | 0.45808 | 6 | 0.15208
55550 | 5.1 | 1 | 365 | 5.8079 | 0.68724 | 6 | 0.49512
55533 | 6.9 | 1 | 365 | 7.8577 | 0.81215 | 8 | 0.66987
56806 | 6.3 | 1 | 365 | 7.1744 | 0.43718 | 7 | 0.61162
56796 | 6.625 | 1 | 365 | 7.5446 | 0.18196 | 7 | 0.72651
43565 | 14.1 | 1 | 365 | 16.0571 | 0.31179 | 16 | 0.36887
56820 | 10.8 | 1 | 365 | 12.299 | 0.74945 | 13 | 0.048493
55076 | 17.16 | 1 | 365 | 19.5418 | 0.32413 | 19 | 0.86594
54986 | 14.04 | 1 | 365 | 15.9888 | 0.17429 | 16 | 0.16304
55910 | 4.16 | 1 | 365 | 4.7374 | 0.53312 | 5 | 0.27053
53574 | 4.94 | 1 | 365 | 5.6257 | 0.32058 | 5 | 0.94626
55388 | 3.12 | 1 | 365 | 3.5531 | 0.14984 | 3 | 0.7029
55029 | 5.2 | 1 | 365 | 5.9218 | 0.9164 | 6 | 0.83816
55777 | 8.84 | 1 | 365 | 10.067 | 0.25789 | 10 | 0.32488
55142 | 10.14 | 1 | 365 | 11.5474 | 0.23699 | 11 | 0.78442
54240 | 3.38 | 1 | 365 | 3.8491 | 0.74566 | 4 | 0.59481
56014 | 12.48 | 1 | 365 | 14.2122 | 0.59937 | 14 | 0.81159
55168 | 7.28 | 1 | 365 | 8.2905 | 0.68296 | 8 | 0.97343
56013 | 2.6 | 1 | 365 | 2.9609 | 0.9582 | 3 | 0.91908
55427 | 6.24 | 1 | 365 | 7.1061 | 0.29968 | 7 | 0.4058
56010 | 8.06 | 1 | 365 | 9.1787 | 0.47042 | 9 | 0.64915
53682 | 8.06 | 1 | 365 | 9.1787 | 0.47042 | 9 | 0.64915
55886 | 6.5 | 1 | 365 | 7.4022 | 0.8955 | 8 | 0.2977
54119 | 5.72 | 1 | 365 | 6.5139 | 0.10804 | 6 | 0.62198
54914 | 5.72 | 1 | 365 | 6.5139 | 0.10804 | 6 | 0.62198
54990 | 6.24 | 1 | 365 | 7.1061 | 0.29968 | 7 | 0.4058
55774 | 5.035 | 1 | 365 | 5.7339 | 0.53829 | 6 | 0.27214
56181 | 4.94 | 1 | 365 | 5.6257 | 0.32058 | 5 | 0.94626
55753 | 6.5 | 1 | 365 | 7.4022 | 0.8955 | 8 | 0.2977
53485 | 4.94 | 1 | 365 | 5.6257 | 0.32058 | 5 | 0.94626
33960 | 4.68 | 1 | 365 | 5.3296 | 0.72476 | 6 | 0.054347
55361 | 7.02 | 1 | 365 | 7.9944 | 0.087144 | 8 | 0.08152
52615 | 4.68 | 1 | 365 | 5.3296 | 0.72476 | 6 | 0.054347
53052 | 2.45 | 1 | 365 | 2.7901 | 0.61446 | 3 | 0.40452
35349 | 35.88 | 0.9 | 365 | 36.7741 | 0.00086387 | 36 | 0.77499
53791 | 49.98 | 0.9 | 365 | 51.2255 | 0.081471 | 51 | 0.30697
53489 | 4.94 | 1 | 365 | 5.6257 | 0.32058 | 5 | 0.94626
50846 | 4.68 | 1 | 365 | 5.3296 | 0.72476 | 6 | 0.054347
54789 | 4.16 | 1 | 365 | 4.7374 | 0.53312 | 5 | 0.27053
51722 | 9.1 | 1 | 365 | 10.3631 | 0.85371 | 11 | 0.21679
55748 | 9.62 | 1 | 365 | 10.9553 | 0.045346 | 11 | 0.00060192
52618 | 10.4 | 1 | 365 | 11.8435 | 0.83281 | 12 | 0.67633
32743 | 7.8 | 1 | 365 | 8.8826 | 0.8746 | 9 | 0.75724
31739 | 2.6 | 1 | 365 | 2.9609 | 0.9582 | 3 | 0.91908
53960 | 9.1 | 1 | 365 | 10.3631 | 0.85371 | 11 | 0.21679
56195 | 6.24 | 1 | 365 | 7.1061 | 0.29968 | 7 | 0.4058
55216 | 7.54 | 1 | 365 | 8.5866 | 0.27878 | 8 | 0.86534
55039 | 5.98 | 1 | 365 | 6.81 | 0.70386 | 7 | 0.51389
55152 | 3.38 | 1 | 365 | 3.8491 | 0.74566 | 4 | 0.59481
54967 | 7.02 | 1 | 365 | 7.9944 | 0.087144 | 8 | 0.08152
55050 | 6.76 | 1 | 365 | 7.6983 | 0.49132 | 8 | 0.18961
54207 | 9.36 | 1 | 365 | 10.6592 | 0.44953 | 11 | 0.10869
55035 | 2.6 | 1 | 365 | 2.9609 | 0.9582 | 3 | 0.91908
32149 | 8.06 | 1 | 365 | 9.1787 | 0.47042 | 9 | 0.64915
55295 | 5.72 | 1 | 365 | 6.5139 | 0.10804 | 6 | 0.62198
54137 | 6.24 | 1 | 365 | 7.1061 | 0.29968 | 7 | 0.4058
52344 | 6.5 | 1 | 365 | 7.4022 | 0.8955 | 8 | 0.2977
30647 | 8.58 | 1 | 365 | 9.7709 | 0.66207 | 10 | 0.43297
48463 | 12.22 | 1 | 365 | 13.9161 | 0.0035475 | 13 | 0.91968
52567 | 4.9 | 1 | 365 | 5.5801 | 0.22892 | 5 | 0.80904
53688 | 6.5 | 1 | 365 | 7.4022 | 0.8955 | 8 | 0.2977
56230 | 11.7 | 1 | 365 | 13.324 | 0.81191 | 14 | 0.13587
54415 | 8.06 | 1 | 365 | 9.1787 | 0.47042 | 9 | 0.64915
53089 | 11.96 | 1 | 365 | 13.62 | 0.40773 | 14 | 0.027775
53671 | 4.94 | 1 | 365 | 5.6257 | 0.32058 | 5 | 0.94626
55079 | 4.68 | 1 | 365 | 5.3296 | 0.72476 | 6 | 0.054347
55084 | 5.98 | 1 | 365 | 6.81 | 0.70386 | 7 | 0.51389
54215 | 4.42 | 1 | 365 | 5.0335 | 0.12894 | 5 | 0.16244
52841 | 9.1 | 1 | 365 | 10.3631 | 0.85371 | 11 | 0.21679
53838 | 6.24 | 1 | 365 | 7.1061 | 0.29968 | 7 | 0.4058
56271 | 3.9 | 1 | 365 | 4.4413 | 0.9373 | 5 | 0.37862
55370 | 5.2 | 1 | 365 | 5.9218 | 0.9164 | 6 | 0.83816
53031 | 14.04 | 1 | 365 | 15.9888 | 0.17429 | 16 | 0.16304
55331 | 9.275 | 1 | 365 | 10.5624 | 0.25474 | 10 | 0.81711
55044 | 5.72 | 1 | 365 | 6.5139 | 0.10804 | 6 | 0.62198
55087 | 7.8 | 1 | 365 | 8.8826 | 0.8746 | 9 | 0.75724
53675 | 4.68 | 1 | 365 | 5.3296 | 0.72476 | 6 | 0.054347
52971 | 4.16 | 1 | 365 | 4.7374 | 0.53312 | 5 | 0.27053
55237 | 6.76 | 1 | 365 | 7.6983 | 0.49132 | 8 | 0.18961
54390 | 4.94 | 1 | 365 | 5.6257 | 0.32058 | 5 | 0.94626
53894 | 11.44 | 1 | 365 | 13.0279 | 0.21609 | 13 | 0.24396
55150 | 5.2 | 1 | 365 | 5.9218 | 0.9164 | 6 | 0.83816
54947 | 5.98 | 1 | 365 | 6.81 | 0.70386 | 7 | 0.51389
25107 | 8.58 | 1 | 365 | 9.7709 | 0.66207 | 10 | 0.43297
33813 | 7.02 | 1 | 365 | 7.9944 | 0.087144 | 8 | 0.08152
55359 | 7.54 | 1 | 365 | 8.5866 | 0.27878 | 8 | 0.86534
51750 | 9.62 | 1 | 365 | 10.9553 | 0.045346 | 11 | 0.00060192
56012 | 5.98 | 1 | 365 | 6.81 | 0.70386 | 7 | 0.51389
55137 | 4.94 | 1 | 365 | 5.6257 | 0.32058 | 5 | 0.94626
54835 | 3.12 | 1 | 365 | 3.5531 | 0.14984 | 3 | 0.7029
55355 | 6.76 | 1 | 365 | 7.6983 | 0.49132 | 8 | 0.18961
51106 | 9.6 | 1 | 365 | 10.9325 | 0.99951 | 11 | 0.93199
52775 | 8.06 | 1 | 365 | 9.1787 | 0.47042 | 9 | 0.64915
52443 | 6.5 | 1 | 365 | 7.4022 | 0.8955 | 8 | 0.2977
51704 | 12.74 | 1 | 365 | 14.5083 | 0.19519 | 14 | 0.7035
53911 | 7.54 | 1 | 365 | 8.5866 | 0.27878 | 8 | 0.86534
53690 | 5.72 | 1 | 365 | 6.5139 | 0.10804 | 6 | 0.62198
52640 | 9.36 | 1 | 365 | 10.6592 | 0.44953 | 11 | 0.10869
56489 | 6.76 | 1 | 365 | 7.6983 | 0.49132 | 8 | 0.18961
56484 | 5.3 | 1 | 365 | 6.0356 | 0.14556 | 6 | 0.1812
56485 | 3.9 | 1 | 365 | 4.4413 | 0.9373 | 5 | 0.37862
55598 | 9.945 | 1 | 365 | 11.3254 | 0.79012 | 12 | 0.11549
55597 | 11.4 | 1 | 365 | 12.9823 | 0.12442 | 13 | 0.10674
55587 | 7.28 | 1 | 365 | 8.2905 | 0.68296 | 8 | 0.97343
55582 | 4.77 | 1 | 365 | 5.4321 | 0.93101 | 6 | 0.36308
55677 | 12.1 | 1 | 365 | 13.7795 | 0.72855 | 14 | 0.50803
55679 | 10.07 | 1 | 365 | 11.4677 | 0.076573 | 11 | 0.54429
55659 | 6.21 | 1 | 365 | 7.0719 | 0.23094 | 7 | 0.30288
55713 | 10.83 | 1 | 365 | 12.3332 | 0.8182 | 13 | 0.15141
55720 | 5.1 | 1 | 365 | 5.8079 | 0.68724 | 6 | 0.49512
55605 | 5 | 1 | 365 | 5.694 | 0.45808 | 6 | 0.15208
55722 | 5.8 | 1 | 365 | 6.605 | 0.29137 | 6 | 0.89641
55739 | 5.985 | 1 | 365 | 6.8157 | 0.71532 | 7 | 0.53104
55740 | 7.8 | 1 | 365 | 8.8826 | 0.8746 | 9 | 0.75724
55721 | 9.88 | 1 | 365 | 11.2513 | 0.64117 | 11 | 0.89251
55744 | 5.4 | 1 | 365 | 6.1495 | 0.37473 | 6 | 0.52425
55737 | 10.26 | 1 | 365 | 11.6841 | 0.51198 | 12 | 0.19607
55750 | 3.825 | 1 | 365 | 4.3559 | 0.76543 | 5 | 0.12134
55612 | 3.57 | 1 | 365 | 4.0655 | 0.18107 | 4 | 0.24659
55749 | 7.5 | 1 | 365 | 8.541 | 0.18712 | 8 | 0.72812
55604 | 4.59 | 1 | 365 | 5.2271 | 0.51852 | 5 | 0.74561
55613 | 6.12 | 1 | 365 | 6.9695 | 0.02469 | 6 | 0.99415
55754 | 3.825 | 1 | 365 | 4.3559 | 0.76543 | 5 | 0.12134
55760 | 9.3 | 1 | 365 | 10.5908 | 0.31203 | 10 | 0.90287
55575 | 5.2 | 1 | 365 | 5.9218 | 0.9164 | 6 | 0.83816
55570 | 5.2 | 1 | 365 | 5.9218 | 0.9164 | 6 | 0.83816
55579 | 8.84 | 1 | 365 | 10.067 | 0.25789 | 10 | 0.32488
55567 | 11.96 | 1 | 365 | 13.62 | 0.40773 | 14 | 0.027775
55779 | 2.34 | 1 | 365 | 2.6648 | 0.36238 | 3 | 0.027173
55564 | 7.28 | 1 | 365 | 8.2905 | 0.68296 | 8 | 0.97343
55562 | 7.28 | 1 | 365 | 8.2905 | 0.68296 | 8 | 0.97343
55554 | 7.42 | 1 | 365 | 8.4499 | 0.0037907 | 8 | 0.45369
55413 | 4.16 | 1 | 365 | 4.7374 | 0.53312 | 5 | 0.27053
55783 | 7.8 | 1 | 365 | 8.8826 | 0.8746 | 9 | 0.75724
55555 | 3.9 | 1 | 365 | 4.4413 | 0.9373 | 5 | 0.37862
55164 | 6.76 | 1 | 365 | 7.6983 | 0.49132 | 8 | 0.18961
55553 | 7.54 | 1 | 365 | 8.5866 | 0.27878 | 8 | 0.86534
55552 | 7.54 | 1 | 365 | 8.5866 | 0.27878 | 8 | 0.86534
31882 | 4.94 | 1 | 365 | 5.6257 | 0.32058 | 5 | 0.94626
55557 | 2.34 | 1 | 365 | 2.6648 | 0.36238 | 3 | 0.027173
32489 | 9.88 | 1 | 365 | 11.2513 | 0.64117 | 11 | 0.89251
52113 | 4.845 | 1 | 365 | 5.5175 | 0.10288 | 5 | 0.62037
54746 | 7.02 | 1 | 365 | 7.9944 | 0.087144 | 8 | 0.08152
53530 | 9.62 | 1 | 365 | 10.9553 | 0.045346 | 11 | 0.00060192
54388 | 5.46 | 1 | 365 | 6.2178 | 0.51222 | 6 | 0.73007
29724 | 5.2 | 1 | 365 | 5.9218 | 0.9164 | 6 | 0.83816
55353 | 6.5 | 1 | 365 | 7.4022 | 0.8955 | 8 | 0.2977
54751 | 5.98 | 1 | 365 | 6.81 | 0.70386 | 7 | 0.51389
56320 | 7.65 | 1 | 365 | 8.7118 | 0.53086 | 9 | 0.24268
50129 | 4.32 | 1 | 365 | 4.9196 | 0.89978 | 5 | 0.8194
51240 | 4.2 | 1 | 365 | 4.783 | 0.62479 | 5 | 0.40775
45923 | 9.945 | 1 | 365 | 11.3254 | 0.79012 | 12 | 0.11549
50639 | 5.7 | 1 | 365 | 6.4912 | 0.062211 | 6 | 0.55337
45810 | 6.5 | 1 | 365 | 7.4022 | 0.8955 | 8 | 0.2977
57685 | 6.21 | 1 | 365 | 7.0719 | 0.23094 | 7 | 0.30288
57548 | 7.83 | 1 | 365 | 8.9168 | 0.94335 | 9 | 0.86016
50082 | 5.4 | 1 | 365 | 6.1495 | 0.37473 | 6 | 0.52425
57682 | 14.04 | 1 | 365 | 15.9888 | 0.17429 | 16 | 0.16304
52930 | 9 | 1 | 365 | 10.2492 | 0.62454 | 10 | 0.87374
39260 | 10.4 | 1 | 365 | 11.8435 | 0.83281 | 12 | 0.67633
57610 | 10.4 | 1 | 365 | 11.8435 | 0.83281 | 12 | 0.67633
49555 | 6.89 | 1 | 365 | 7.8463 | 0.78923 | 8 | 0.63557
57612 | 9.3 | 1 | 365 | 10.5908 | 0.31203 | 10 | 0.90287
57435 | 14.7 | 1 | 365 | 16.7404 | 0.68676 | 17 | 0.42712
46819 | 5.67 | 1 | 365 | 6.457 | 0.99346 | 7 | 0.45046
57468 | 7.84 | 1 | 365 | 8.9282 | 0.96627 | 9 | 0.89446
29106 | 9.1 | 1 | 365 | 10.3631 | 0.85371 | 11 | 0.21679
46835 | 7.56 | 1 | 365 | 8.6093 | 0.32462 | 8 | 0.93394
57401 | 7.98 | 1 | 365 | 9.0876 | 0.2871 | 9 | 0.37472
49916 | 7.2 | 1 | 365 | 8.1994 | 0.49964 | 8 | 0.699
57432 | 2.52 | 1 | 365 | 2.8698 | 0.77487 | 3 | 0.64465
55414 | 11.7 | 1 | 365 | 13.324 | 0.81191 | 14 | 0.13587
57400 | 11.445 | 1 | 365 | 13.0336 | 0.22755 | 13 | 0.26111
47605 | 9.12 | 1 | 365 | 10.3859 | 0.89954 | 11 | 0.28539
57613 | 3.9 | 1 | 365 | 4.4413 | 0.9373 | 5 | 0.37862
54920 | 7.8 | 1 | 365 | 8.8826 | 0.8746 | 9 | 0.75724
38778 | 7.02 | 1 | 365 | 7.9944 | 0.087144 | 8 | 0.08152
57397 | 11.47 | 1 | 365 | 13.062 | 0.28484 | 13 | 0.34687
56319 | 5.72 | 1 | 365 | 6.5139 | 0.10804 | 6 | 0.62198
57396 | 9.765 | 1 | 365 | 11.1204 | 0.37763 | 11 | 0.49801
43253 | 12.6 | 1 | 365 | 14.3489 | 0.87436 | 15 | 0.22324
55646 | 5.2 | 1 | 365 | 5.9218 | 0.9164 | 6 | 0.83816
57395 | 7.125 | 1 | 365 | 8.114 | 0.32776 | 8 | 0.44171
56290 | 3.12 | 1 | 365 | 3.5531 | 0.14984 | 3 | 0.7029
57393 | 5.83 | 1 | 365 | 6.6392 | 0.36012 | 6 | 0.99933
55138 | 12.22 | 1 | 365 | 13.9161 | 0.0035475 | 13 | 0.91968
57399 | 3.71 | 1 | 365 | 4.2249 | 0.5019 | 4 | 0.72684
22805 | 4.94 | 1 | 365 | 5.6257 | 0.32058 | 5 | 0.94626
57467 | 9.12 | 1 | 365 | 10.3859 | 0.89954 | 11 | 0.28539
57384 | 8.4 | 1 | 365 | 9.5659 | 0.24957 | 9 | 0.81549
55411 | 4.68 | 1 | 365 | 5.3296 | 0.72476 | 6 | 0.054347
55330 | 7.8 | 1 | 365 | 8.8826 | 0.8746 | 9 | 0.75724
57371 | 12.48 | 1 | 365 | 14.2122 | 0.59937 | 14 | 0.81159
55324 | 3.71 | 1 | 365 | 4.2249 | 0.5019 | 4 | 0.72684
57377 | 9.8 | 1 | 365 | 11.1602 | 0.45784 | 11 | 0.61808
57600 | 11.6 | 1 | 365 | 13.2101 | 0.58275 | 13 | 0.79283
40039 | 8.58 | 1 | 365 | 9.7709 | 0.66207 | 10 | 0.43297
46700 | 10.08 | 1 | 365 | 11.4791 | 0.099489 | 11 | 0.57859
41920 | 5.98 | 1 | 365 | 6.81 | 0.70386 | 7 | 0.51389
37846 | 5.72 | 1 | 365 | 6.5139 | 0.10804 | 6 | 0.62198
50572 | 4.94 | 1 | 365 | 5.6257 | 0.32058 | 5 | 0.94626
50347 | 5.1 | 1 | 365 | 5.8079 | 0.68724 | 6 | 0.49512
55116 | 6.63 | 1 | 365 | 7.5502 | 0.19341 | 7 | 0.74366
55422 | 7.84 | 1 | 365 | 8.9282 | 0.96627 | 9 | 0.89446
55457 | 8.84 | 1 | 365 | 10.067 | 0.25789 | 10 | 0.32488
55529 | 11.4 | 1 | 365 | 12.9823 | 0.12442 | 13 | 0.10674
55543 | 5.25 | 1 | 365 | 5.9787 | 0.030984 | 6 | 0.009684
45602 | 14.04 | 1 | 365 | 15.9888 | 0.17429 | 16 | 0.16304
51309 | 7.28 | 1 | 365 | 8.2905 | 0.68296 | 8 | 0.97343
46912 | 7.5 | 1 | 365 | 8.541 | 0.18712 | 8 | 0.72812
50283 | 8.64 | 1 | 365 | 9.8392 | 0.79956 | 10 | 0.63879
57592 | 5.83 | 1 | 365 | 6.6392 | 0.36012 | 6 | 0.99933
57608 | 9.5 | 1 | 365 | 10.8186 | 0.77035 | 11 | 0.58895
57654 | 11.395 | 1 | 365 | 12.9766 | 0.11296 | 13 | 0.08959
57558 | 11.685 | 1 | 365 | 13.3069 | 0.77753 | 14 | 0.084411
57545 | 12.09 | 1 | 365 | 13.7681 | 0.70564 | 14 | 0.47373
57605 | 4.845 | 1 | 365 | 5.5175 | 0.10288 | 5 | 0.62037
57614 | 7 | 1 | 365 | 7.9716 | 0.041312 | 8 | 0.012912
23861 | 4.16 | 1 | 365 | 4.7374 | 0.53312 | 5 | 0.27053
28750 | 5.2 | 1 | 365 | 5.9218 | 0.9164 | 6 | 0.83816
32109 | 4.68 | 1 | 365 | 5.3296 | 0.72476 | 6 | 0.054347
41210 | 3.9 | 1 | 365 | 4.4413 | 0.9373 | 5 | 0.37862
41618 | 11.61 | 1 | 365 | 13.2215 | 0.60566 | 13 | 0.82713
41757 | 9.36 | 1 | 365 | 10.6592 | 0.44953 | 11 | 0.10869
42329 | 5.61 | 1 | 365 | 6.3887 | 0.85597 | 7 | 0.24463
44084 | 11.34 | 1 | 365 | 12.914 | 0.98693 | 13 | 0.90092
45575 | 5.232 | 1 | 365 | 5.9582 | 0.98973 | 6 | 0.94794
45703 | 9.36 | 1 | 365 | 10.6592 | 0.44953 | 11 | 0.10869
45933 | 13 | 1 | 365 | 14.8044 | 0.79101 | 15 | 0.59541
46844 | 7.521 | 1 | 365 | 8.5649 | 0.23524 | 8 | 0.80016
48848 | 7.98 | 1 | 365 | 9.0876 | 0.2871 | 9 | 0.37472
50789 | 7.28 | 1 | 365 | 8.2905 | 0.68296 | 8 | 0.97343
51193 | 6.84 | 1 | 365 | 7.7894 | 0.67465 | 8 | 0.46405
52092 | 12.48 | 1 | 365 | 14.2122 | 0.59937 | 14 | 0.81159
52427 | 11.96 | 1 | 365 | 13.62 | 0.40773 | 14 | 0.027775
52790 | 11.96 | 1 | 365 | 13.62 | 0.40773 | 14 | 0.027775
53050 | 8.06 | 1 | 365 | 9.1787 | 0.47042 | 9 | 0.64915
53212 | 4.16 | 1 | 365 | 4.7374 | 0.53312 | 5 | 0.27053
53305 | 5.1 | 1 | 365 | 5.8079 | 0.68724 | 6 | 0.49512
53799 | 2.86 | 1 | 365 | 3.257 | 0.55402 | 3 | 0.81099
54178 | 4.335 | 1 | 365 | 4.9367 | 0.93416 | 5 | 0.87085
54202 | 5.865 | 1 | 365 | 6.6791 | 0.44033 | 7 | 0.11939
54208 | 7.5 | 1 | 365 | 8.541 | 0.18712 | 8 | 0.72812
54248 | 6.24 | 1 | 365 | 7.1061 | 0.29968 | 7 | 0.4058
54467 | 10.71 | 1 | 365 | 12.1965 | 0.54321 | 12 | 0.73976
54469 | 14.045 | 1 | 365 | 15.9944 | 0.18575 | 16 | 0.18019
54646 | 4.56 | 1 | 365 | 5.1929 | 0.44977 | 5 | 0.6427
54672 | 7.65 | 1 | 365 | 8.7118 | 0.53086 | 9 | 0.24268
54810 | 9.45 | 1 | 365 | 10.7617 | 0.65577 | 11 | 0.41743
54822 | 6.615 | 1 | 365 | 7.5332 | 0.15904 | 7 | 0.6922
55026 | 2.4 | 1 | 365 | 2.7331 | 0.49988 | 3 | 0.233
55179 | 7.155 | 1 | 365 | 8.1481 | 0.39651 | 8 | 0.54463
55231 | 3.38 | 1 | 365 | 3.8491 | 0.74566 | 4 | 0.59481
55292 | 5.98 | 1 | 365 | 6.81 | 0.70386 | 7 | 0.51389
55309 | 7.28 | 1 | 365 | 8.2905 | 0.68296 | 8 | 0.97343
55342 | 6.24 | 1 | 365 | 7.1061 | 0.29968 | 7 | 0.4058
55345 | 4.2 | 1 | 365 | 4.783 | 0.62479 | 5 | 0.40775
55348 | 14.31 | 1 | 365 | 16.2962 | 0.79302 | 17 | 0.089253
55357 | 10.4 | 1 | 365 | 11.8435 | 0.83281 | 12 | 0.67633
55584 | 9.5 | 1 | 365 | 10.8186 | 0.77035 | 11 | 0.58895
55591 | 7.395 | 1 | 365 | 8.4214 | 0.9465 | 9 | 0.36793
55841 | 3.9 | 1 | 365 | 4.4413 | 0.9373 | 5 | 0.37862
55924 | 3.9 | 1 | 365 | 4.4413 | 0.9373 | 5 | 0.37862
55984 | 3.64 | 1 | 365 | 4.1452 | 0.34148 | 4 | 0.48671
56024 | 6.9 | 1 | 365 | 7.8577 | 0.81215 | 8 | 0.66987
56205 | 6.375 | 1 | 365 | 7.2599 | 0.60905 | 7 | 0.8689
56414 | 2.04 | 1 | 365 | 2.3232 | 0.6749 | 2 | 0.99805
56619 | 6 | 1 | 365 | 6.8328 | 0.7497 | 7 | 0.5825
56715 | 12 | 1 | 365 | 13.6656 | 0.49939 | 14 | 0.16499
56733 | 7.28 | 1 | 365 | 8.2905 | 0.68296 | 8 | 0.97343
56901 | 12.19 | 1 | 365 | 13.882 | 0.9348 | 14 | 0.81677
57596 | 3.15 | 1 | 365 | 3.5872 | 0.21859 | 3 | 0.80581
57728 | 7.14 | 1 | 365 | 8.131 | 0.36214 | 8 | 0.49317
57930 | 6.89 | 1 | 365 | 7.8463 | 0.78923 | 8 | 0.63557
57357 | 12.19 | 1 | 365 | 13.882 | 0.9348 | 14 | 0.81677
57407 | 10.26 | 1 | 365 | 11.6841 | 0.51198 | 12 | 0.19607
56854 | 8.4 | 1 | 365 | 9.5659 | 0.24957 | 9 | 0.81549
57364 | 7.2 | 1 | 365 | 8.1994 | 0.49964 | 8 | 0.699
56856 | 5.04 | 1 | 365 | 5.7396 | 0.54974 | 6 | 0.2893
56839 | 11.2 | 1 | 365 | 12.7546 | 0.6661 | 13 | 0.42066
57419 | 5.7 | 1 | 365 | 6.4912 | 0.062211 | 6 | 0.55337
56835 | 12.4 | 1 | 365 | 14.1211 | 0.41604 | 14 | 0.53716
56805 | 5.7 | 1 | 365 | 6.4912 | 0.062211 | 6 | 0.55337
56716 | 7.2 | 1 | 365 | 8.1994 | 0.49964 | 8 | 0.699
57784 | 3.9 | 1 | 365 | 4.4413 | 0.9373 | 5 | 0.37862
57822 | 9.765 | 1 | 365 | 11.1204 | 0.37763 | 11 | 0.49801
51313 | 11.97 | 1 | 365 | 13.6314 | 0.43064 | 14 | 0.06208
57717 | 4.8 | 1 | 365 | 5.4662 | 0.99976 | 6 | 0.466
51272 | 11.025 | 1 | 365 | 12.5553 | 0.26507 | 12 | 0.82034
57716 | 4.905 | 1 | 365 | 5.5858 | 0.24038 | 5 | 0.82619
57711 | 8.505 | 1 | 365 | 9.6855 | 0.49019 | 10 | 0.17569
57820 | 6.12 | 1 | 365 | 6.9695 | 0.02469 | 6 | 0.99415
57707 | 14.4 | 1 | 365 | 16.3987 | 0.99927 | 17 | 0.39799
57824 | 16.215 | 1 | 365 | 18.4656 | 0.15855 | 18 | 0.6242
57712 | 17.4 | 1 | 365 | 19.8151 | 0.87412 | 20 | 0.68924
57708 | 7.25 | 1 | 365 | 8.2563 | 0.61422 | 8 | 0.87052
57709 | 3.9 | 1 | 365 | 4.4413 | 0.9373 | 5 | 0.37862
57713 | 2.835 | 1 | 365 | 3.2285 | 0.49673 | 3 | 0.72523
57706 | 4.41 | 1 | 365 | 5.0221 | 0.10603 | 5 | 0.12813
57655 | 5.3 | 1 | 365 | 6.0356 | 0.14556 | 6 | 0.1812
57703 | 6.6 | 1 | 365 | 7.5161 | 0.12467 | 7 | 0.64075
57672 | 7.13 | 1 | 365 | 8.1196 | 0.33922 | 8 | 0.45887
57710 | 6.76 | 1 | 365 | 7.6983 | 0.49132 | 8 | 0.18961
57749 | 9.405 | 1 | 365 | 10.7104 | 0.55265 | 11 | 0.26306
57390 | 11.34 | 1 | 365 | 12.914 | 0.98693 | 13 | 0.90092
57813 | 6.9 | 1 | 365 | 7.8577 | 0.81215 | 8 | 0.66987
57412 | 2.7 | 1 | 365 | 3.0748 | 0.18736 | 3 | 0.26212
57418 | 10.2 | 1 | 365 | 11.6158 | 0.37448 | 11 | 0.99024
57617 | 5.76 | 1 | 365 | 6.5595 | 0.19971 | 6 | 0.7592
56833 | 3.3 | 1 | 365 | 3.758 | 0.56233 | 4 | 0.32037
56368 | 11.025 | 1 | 365 | 12.5553 | 0.26507 | 12 | 0.82034
56366 | 4.55 | 1 | 365 | 5.1815 | 0.42685 | 5 | 0.60839
56797 | 11.66 | 1 | 365 | 13.2784 | 0.72024 | 13 | 0.99865
56361 | 5.13 | 1 | 365 | 5.842 | 0.75599 | 6 | 0.59803
56367 | 4.485 | 1 | 365 | 5.1075 | 0.2779 | 5 | 0.38542
56705 | 9.45 | 1 | 365 | 10.7617 | 0.65577 | 11 | 0.41743
56357 | 4.96 | 1 | 365 | 5.6484 | 0.36642 | 6 | 0.014863
56355 | 8 | 1 | 365 | 9.1104 | 0.33293 | 9 | 0.44333
57669 | 4.68 | 1 | 365 | 5.3296 | 0.72476 | 6 | 0.054347
56296 | 6.867 | 1 | 365 | 7.8201 | 0.73653 | 8 | 0.55667
56292 | 8.12 | 1 | 365 | 9.2471 | 0.60792 | 9 | 0.85498
56362 | 6.3 | 1 | 365 | 7.1744 | 0.43718 | 7 | 0.61162
56224 | 4.83 | 1 | 365 | 5.5004 | 0.068505 | 5 | 0.56891
54836 | 12.19 | 1 | 365 | 13.882 | 0.9348 | 14 | 0.81677
56220 | 5.4 | 1 | 365 | 6.1495 | 0.37473 | 6 | 0.52425
56095 | 8.265 | 1 | 365 | 9.4122 | 0.94021 | 10 | 0.35239
55450 | 2.85 | 1 | 365 | 3.2456 | 0.53111 | 3 | 0.77669
46862 | 6.615 | 1 | 365 | 7.5332 | 0.15904 | 7 | 0.6922
56055 | 9.8 | 1 | 365 | 11.1602 | 0.45784 | 11 | 0.61808
57615 | 7.56 | 1 | 365 | 8.6093 | 0.32462 | 8 | 0.93394
56034 | 6.3 | 1 | 365 | 7.1744 | 0.43718 | 7 | 0.61162
56033 | 6.2 | 1 | 365 | 7.0606 | 0.20802 | 7 | 0.26858
55449 | 6.44 | 1 | 365 | 7.3339 | 0.75801 | 8 | 0.091879
56029 | 11.34 | 1 | 365 | 12.914 | 0.98693 | 13 | 0.90092
57827 | 11.97 | 1 | 365 | 13.6314 | 0.43064 | 14 | 0.06208
56031 | 5.67 | 1 | 365 | 6.457 | 0.99346 | 7 | 0.45046
56022 | 14.72 | 1 | 365 | 16.7631 | 0.73259 | 17 | 0.49572
56025 | 5.13 | 1 | 365 | 5.842 | 0.75599 | 6 | 0.59803
56056 | 6.27 | 1 | 365 | 7.1403 | 0.36843 | 7 | 0.50871
55987 | 7.56 | 1 | 365 | 8.6093 | 0.32462 | 8 | 0.93394
55452 | 5.559 | 1 | 365 | 6.3306 | 0.73909 | 7 | 0.069683
55939 | 8.56 | 1 | 365 | 9.7481 | 0.61623 | 10 | 0.36436
56212 | 7.28 | 1 | 365 | 8.2905 | 0.68296 | 8 | 0.97343
55937 | 4.65 | 1 | 365 | 5.2954 | 0.65601 | 5 | 0.95143
55933 | 11.97 | 1 | 365 | 13.6314 | 0.43064 | 14 | 0.06208
56009 | 5.7 | 1 | 365 | 6.4912 | 0.062211 | 6 | 0.55337
55932 | 9 | 1 | 365 | 10.2492 | 0.62454 | 10 | 0.87374
56023 | 4.251 | 1 | 365 | 4.841 | 0.74166 | 5 | 0.5827
55837 | 14.88 | 1 | 365 | 16.9453 | 0.099246 | 17 | 0.04459
55927 | 8.82 | 1 | 365 | 10.0442 | 0.21205 | 10 | 0.25627
47310 | 9.9 | 1 | 365 | 11.2741 | 0.687 | 11 | 0.96112
56054 | 3.445 | 1 | 365 | 3.9232 | 0.89462 | 4 | 0.81778
55829 | 3.64 | 1 | 365 | 4.1452 | 0.34148 | 4 | 0.48671
55935 | 5.13 | 1 | 365 | 5.842 | 0.75599 | 6 | 0.59803
55833 | 4.2 | 1 | 365 | 4.783 | 0.62479 | 5 | 0.40775
55808 | 5.2 | 1 | 365 | 5.9218 | 0.9164 | 6 | 0.83816
55806 | 18.9 | 1 | 365 | 21.5233 | 0.31154 | 21 | 0.83486
55803 | 6.4 | 1 | 365 | 7.2883 | 0.66634 | 7 | 0.95466
55763 | 9.9 | 1 | 365 | 11.2741 | 0.687 | 11 | 0.96112
57789 | 5.2 | 1 | 365 | 5.9218 | 0.9164 | 6 | 0.83816
48027 | 8.32 | 1 | 365 | 9.4748 | 0.066245 | 9 | 0.54106
54882 | 5.72 | 1 | 365 | 6.5139 | 0.10804 | 6 | 0.62198
39661 | 13.26 | 1 | 365 | 15.1005 | 0.38683 | 15 | 0.48732
40160 | 4.94 | 1 | 365 | 5.6257 | 0.32058 | 5 | 0.94626
43485 | 8.415 | 1 | 365 | 9.583 | 0.28395 | 9 | 0.86695
50479 | 13 | 1 | 365 | 14.8044 | 0.79101 | 15 | 0.59541
38656 | 4.845 | 1 | 365 | 5.5175 | 0.10288 | 5 | 0.62037
47517 | 11.985 | 1 | 365 | 13.6485 | 0.46502 | 14 | 0.11354
47807 | 13 | 1 | 365 | 14.8044 | 0.79101 | 15 | 0.59541
39554 | 7.02 | 1 | 365 | 7.9944 | 0.087144 | 8 | 0.08152
40992 | 10.4 | 1 | 365 | 11.8435 | 0.83281 | 12 | 0.67633
50447 | 10.2 | 1 | 365 | 11.6158 | 0.37448 | 11 | 0.99024
48159 | 6.48 | 1 | 365 | 7.3794 | 0.84967 | 8 | 0.2291
40119 | 9.1 | 1 | 365 | 10.3631 | 0.85371 | 11 | 0.21679
47366 | 5.98 | 1 | 365 | 6.81 | 0.70386 | 7 | 0.51389
38061 | 3.315 | 1 | 365 | 3.7751 | 0.59671 | 4 | 0.37183
46613 | 6.76 | 1 | 365 | 7.6983 | 0.49132 | 8 | 0.18961
38643 | 13.78 | 1 | 365 | 15.6927 | 0.57847 | 16 | 0.27113
50295 | 5.72 | 1 | 365 | 6.5139 | 0.10804 | 6 | 0.62198
39316 | 7.02 | 1 | 365 | 7.9944 | 0.087144 | 8 | 0.08152
45729 | 3.975 | 1 | 365 | 4.5267 | 0.10917 | 4 | 0.6359
38227 | 7.28 | 1 | 365 | 8.2905 | 0.68296 | 8 | 0.97343
45162 | 5.46 | 1 | 365 | 6.2178 | 0.51222 | 6 | 0.73007
47571 | 3.9 | 1 | 365 | 4.4413 | 0.9373 | 5 | 0.37862
47498 | 9.18 | 1 | 365 | 10.4542 | 0.037035 | 10 | 0.49122
55074 | 7.8 | 1 | 365 | 8.8826 | 0.8746 | 9 | 0.75724
56511 | 5.72 | 1 | 365 | 6.5139 | 0.10804 | 6 | 0.62198
32436 | 10.92 | 1 | 365 | 12.4357 | 0.024447 | 12 | 0.46014
49083 | 5.2 | 1 | 365 | 5.9218 | 0.9164 | 6 | 0.83816
56344 | 7.54 | 1 | 365 | 8.5866 | 0.27878 | 8 | 0.86534
50817 | 7.02 | 1 | 365 | 7.9944 | 0.087144 | 8 | 0.08152
49013 | 14.82 | 1 | 365 | 16.877 | 0.96175 | 17 | 0.83877
56518 | 7.8 | 1 | 365 | 8.8826 | 0.8746 | 9 | 0.75724
26982 | 17.68 | 1 | 365 | 20.134 | 0.51577 | 20 | 0.64975
47607 | 9.45 | 1 | 365 | 10.7617 | 0.65577 | 11 | 0.41743
54840 | 9.36 | 1 | 365 | 10.6592 | 0.44953 | 11 | 0.10869
52061 | 8.58 | 1 | 365 | 9.7709 | 0.66207 | 10 | 0.43297
56521 | 10.14 | 1 | 365 | 11.5474 | 0.23699 | 11 | 0.78442
55247 | 5.2 | 1 | 365 | 5.9218 | 0.9164 | 6 | 0.83816
56528 | 8.32 | 1 | 365 | 9.4748 | 0.066245 | 9 | 0.54106
49902 | 4.725 | 1 | 365 | 5.3808 | 0.82789 | 6 | 0.20872
53077 | 8.06 | 1 | 365 | 9.1787 | 0.47042 | 9 | 0.64915
47317 | 5.67 | 1 | 365 | 6.457 | 0.99346 | 7 | 0.45046
41566 | 12.6 | 1 | 365 | 14.3489 | 0.87436 | 15 | 0.22324
49180 | 14.88 | 1 | 365 | 16.9453 | 0.099246 | 17 | 0.04459
45599 | 15 | 1 | 365 | 17.082 | 0.37424 | 17 | 0.45624
55144 | 4.94 | 1 | 365 | 5.6257 | 0.32058 | 5 | 0.94626
45636 | 7.8 | 1 | 365 | 8.8826 | 0.8746 | 9 | 0.75724
49716 | 12.75 | 1 | 365 | 14.5197 | 0.2181 | 14 | 0.7378
46858 | 11.97 | 1 | 365 | 13.6314 | 0.43064 | 14 | 0.06208
45555 | 6.84 | 1 | 365 | 7.7894 | 0.67465 | 8 | 0.46405
50681 | 4.725 | 1 | 365 | 5.3808 | 0.82789 | 6 | 0.20872
45220 | 4.905 | 1 | 365 | 5.5858 | 0.24038 | 5 | 0.82619
55031 | 4.94 | 1 | 365 | 5.6257 | 0.32058 | 5 | 0.94626
45573 | 7 | 1 | 365 | 7.9716 | 0.041312 | 8 | 0.012912
47676 | 9.9 | 1 | 365 | 11.2741 | 0.687 | 11 | 0.96112
48831 | 7.98 | 1 | 365 | 9.0876 | 0.2871 | 9 | 0.37472
48868 | 7.68 | 1 | 365 | 8.746 | 0.59961 | 9 | 0.34559
47432 | 17.01 | 1 | 365 | 19.371 | 0.98039 | 20 | 0.35138
50163 | 12.4 | 1 | 365 | 14.1211 | 0.41604 | 14 | 0.53716
46383 | 6.555 | 1 | 365 | 7.4648 | 0.021543 | 7 | 0.48638
44384 | 15.75 | 1 | 365 | 17.9361 | 0.092952 | 18 | 0.029052
44385 | 10.08 | 1 | 365 | 11.4791 | 0.099489 | 11 | 0.57859
41529 | 8.19 | 1 | 365 | 9.3268 | 0.76834 | 10 | 0.095107
45568 | 5.25 | 1 | 365 | 5.9787 | 0.030984 | 6 | 0.009684
45556 | 7.98 | 1 | 365 | 9.0876 | 0.2871 | 9 | 0.37472
48536 | 9 | 1 | 365 | 10.2492 | 0.62454 | 10 | 0.87374
55130 | 8.4 | 1 | 365 | 9.5659 | 0.24957 | 9 | 0.81549
45210 | 9.45 | 1 | 365 | 10.7617 | 0.65577 | 11 | 0.41743
43471 | 12.6 | 1 | 365 | 14.3489 | 0.87436 | 15 | 0.22324
47615 | 8.28 | 1 | 365 | 9.4293 | 0.97458 | 10 | 0.40384
46852 | 7.2 | 1 | 365 | 8.1994 | 0.49964 | 8 | 0.699
45216 | 5.67 | 1 | 365 | 6.457 | 0.99346 | 7 | 0.45046
45569 | 7.848 | 1 | 365 | 8.9373 | 0.9846 | 9 | 0.9219
51300 | 7.015 | 1 | 365 | 7.9887 | 0.075686 | 8 | 0.064368
49153 | 11.97 | 1 | 365 | 13.6314 | 0.43064 | 14 | 0.06208
47404 | 10.56 | 1 | 365 | 12.0257 | 0.19946 | 12 | 0.22519
49723 | 5.67 | 1 | 365 | 6.457 | 0.99346 | 7 | 0.45046
46390 | 9.3 | 1 | 365 | 10.5908 | 0.31203 | 10 | 0.90287
49505 | 7.521 | 1 | 365 | 8.5649 | 0.23524 | 8 | 0.80016
46874 | 4.93 | 1 | 365 | 5.6143 | 0.29767 | 5 | 0.91195
23338 | 9.1 | 1 | 365 | 10.3631 | 0.85371 | 11 | 0.21679
48864 | 11.6 | 1 | 365 | 13.2101 | 0.58275 | 13 | 0.79283
44416 | 5.13 | 1 | 365 | 5.842 | 0.75599 | 6 | 0.59803
49530 | 5.4 | 1 | 365 | 6.1495 | 0.37473 | 6 | 0.52425
49331 | 11.7 | 1 | 365 | 13.324 | 0.81191 | 14 | 0.13587
47407 | 11.772 | 1 | 365 | 13.406 | 0.9769 | 14 | 0.38286
48249 | 11.5 | 1 | 365 | 13.0962 | 0.35358 | 13 | 0.44978
40257 | 4.68 | 1 | 365 | 5.3296 | 0.72476 | 6 | 0.054347
54987 | 3.38 | 1 | 365 | 3.8491 | 0.74566 | 4 | 0.59481
39835 | 3.12 | 1 | 365 | 3.5531 | 0.14984 | 3 | 0.7029
53123 | 6.5 | 1 | 365 | 7.4022 | 0.8955 | 8 | 0.2977
44919 | 5.125 | 1 | 365 | 5.8364 | 0.74453 | 6 | 0.58088
39211 | 3.12 | 1 | 365 | 3.5531 | 0.14984 | 3 | 0.7029
54912 | 12.22 | 1 | 365 | 13.9161 | 0.0035475 | 13 | 0.91968
53531 | 4.68 | 1 | 365 | 5.3296 | 0.72476 | 6 | 0.054347
50242 | 7.54 | 1 | 365 | 8.5866 | 0.27878 | 8 | 0.86534
49028 | 10.464 | 1 | 365 | 11.9164 | 0.97947 | 12 | 0.89587
49907 | 10.71 | 1 | 365 | 12.1965 | 0.54321 | 12 | 0.73976
54376 | 2.55 | 1 | 365 | 2.9039 | 0.84362 | 3 | 0.74756
49500 | 13.5 | 1 | 365 | 15.3738 | 0.93682 | 16 | 0.31062
54241 | 3.64 | 1 | 365 | 4.1452 | 0.34148 | 4 | 0.48671
34377 | 6.5 | 1 | 365 | 7.4022 | 0.8955 | 8 | 0.2977
49184 | 12.21 | 1 | 365 | 13.9047 | 0.98063 | 14 | 0.88538
54284 | 4.08 | 1 | 365 | 4.6463 | 0.34979 | 4 | 0.9961
50154 | 15 | 1 | 365 | 17.082 | 0.37424 | 17 | 0.45624
54316 | 3.75 | 1 | 365 | 4.2705 | 0.59356 | 4 | 0.86406
54474 | 7.3 | 1 | 365 | 8.3132 | 0.7288 | 9 | 0.042037
54289 | 10.4 | 1 | 365 | 11.8435 | 0.83281 | 12 | 0.67633
54568 | 5.67 | 1 | 365 | 6.457 | 0.99346 | 7 | 0.45046
47417 | 8.82 | 1 | 365 | 10.0442 | 0.21205 | 10 | 0.25627
54667 | 12.753 | 1 | 365 | 14.5231 | 0.22498 | 14 | 0.7481
51262 | 5.1 | 1 | 365 | 5.8079 | 0.68724 | 6 | 0.49512
49287 | 7.28 | 1 | 365 | 8.2905 | 0.68296 | 8 | 0.97343
42721 | 3.025 | 1 | 365 | 3.4449 | 0.93214 | 4 | 0.37701
56239 | 9.62 | 1 | 365 | 10.9553 | 0.045346 | 11 | 0.00060192
42745 | 12.1 | 1 | 365 | 13.7795 | 0.72855 | 14 | 0.50803
45536 | 8.97 | 1 | 365 | 10.215 | 0.5558 | 10 | 0.77083
49040 | 6.615 | 1 | 365 | 7.5332 | 0.15904 | 7 | 0.6922
55770 | 4.42 | 1 | 365 | 5.0335 | 0.12894 | 5 | 0.16244
44417 | 8.75 | 1 | 365 | 9.9645 | 0.05164 | 10 | 0.01614
50861 | 5.4 | 1 | 365 | 6.1495 | 0.37473 | 6 | 0.52425
44300 | 13.734 | 1 | 365 | 15.6403 | 0.47305 | 16 | 0.11333
55548 | 4.2 | 1 | 365 | 4.783 | 0.62479 | 5 | 0.40775
55756 | 4.16 | 1 | 365 | 4.7374 | 0.53312 | 5 | 0.27053
50236 | 9.9 | 1 | 365 | 11.2741 | 0.687 | 11 | 0.96112
55421 | 8.58 | 1 | 365 | 9.7709 | 0.66207 | 10 | 0.43297
48282 | 9 | 1 | 365 | 10.2492 | 0.62454 | 10 | 0.87374
53774 | 3.12 | 1 | 365 | 3.5531 | 0.14984 | 3 | 0.7029
55600 | 4.08 | 1 | 365 | 4.6463 | 0.34979 | 4 | 0.9961
50002 | 7.59 | 1 | 365 | 8.6435 | 0.39337 | 9 | 0.036857
55523 | 4.16 | 1 | 365 | 4.7374 | 0.53312 | 5 | 0.27053
44748 | 9.9 | 1 | 365 | 11.2741 | 0.687 | 11 | 0.96112
55603 | 5.865 | 1 | 365 | 6.6791 | 0.44033 | 7 | 0.11939
55578 | 5.98 | 1 | 365 | 6.81 | 0.70386 | 7 | 0.51389
57962 | 5.1 | 1 | 365 | 5.8079 | 0.68724 | 6 | 0.49512
55418 | 9.975 | 1 | 365 | 11.3595 | 0.85887 | 12 | 0.2184
44398 | 9.81 | 1 | 365 | 11.1716 | 0.48075 | 11 | 0.65238
49173 | 7.28 | 1 | 365 | 8.2905 | 0.68296 | 8 | 0.97343
46845 | 6 | 1 | 365 | 6.8328 | 0.7497 | 7 | 0.5825
49474 | 3.08 | 1 | 365 | 3.5075 | 0.058177 | 3 | 0.56568
43940 | 5.4 | 1 | 365 | 6.1495 | 0.37473 | 6 | 0.52425
49910 | 3.5 | 1 | 365 | 3.9858 | 0.020656 | 4 | 0.006456
44428 | 6.75 | 1 | 365 | 7.6869 | 0.46841 | 8 | 0.15531
57748 | 7.848 | 1 | 365 | 8.9373 | 0.9846 | 9 | 0.9219
27525 | 7.02 | 1 | 365 | 7.9944 | 0.087144 | 8 | 0.08152
27557 | 0.765 | 1 | 365 | 0.87118 | 0.75309 | 1 | 0.62427
46406 | 4.251 | 1 | 365 | 4.841 | 0.74166 | 5 | 0.5827
47641 | 8.505 | 1 | 365 | 9.6855 | 0.49019 | 10 | 0.17569
31522 | 5.98 | 1 | 365 | 6.81 | 0.70386 | 7 | 0.51389
33738 | 2932.65 | 0.8 | 365 | 2671.7615 | 0.40613 | 2672 | 0.16759
32963 | 154.44 | 0.9 | 365 | 158.2886 | 0.52546 | 158 | 0.8141
13647 | 600.075 | 1 | 365 | 683.3654 | 0.14147 | 683 | 0.50688
49056 | 4.5 | 1 | 365 | 5.1246 | 0.31227 | 5 | 0.43687
55662 | 9.975 | 1 | 365 | 11.3595 | 0.85887 | 12 | 0.2184
55028 | 5.2 | 1 | 365 | 5.9218 | 0.9164 | 6 | 0.83816
54209 | 8.06 | 1 | 365 | 9.1787 | 0.47042 | 9 | 0.64915
48482 | 10.395 | 1 | 365 | 11.8378 | 0.82135 | 12 | 0.65917
54199 | 8.06 | 1 | 365 | 9.1787 | 0.47042 | 9 | 0.64915
50223 | 14.3 | 1 | 365 | 16.2848 | 0.77011 | 17 | 0.054949
45222 | 11.4 | 1 | 365 | 12.9823 | 0.12442 | 13 | 0.10674
50588 | 4.16 | 1 | 365 | 4.7374 | 0.53312 | 5 | 0.27053
55758 | 11.44 | 1 | 365 | 13.0279 | 0.21609 | 13 | 0.24396
54432 | 5.1 | 1 | 365 | 5.8079 | 0.68724 | 6 | 0.49512
55821 | 9 | 1 | 365 | 10.2492 | 0.62454 | 10 | 0.87374
31377 | 947.05 | 1 | 365 | 1078.5005 | 0.27493 | 1078 | 0.77547
55853 | 6.24 | 1 | 365 | 7.1061 | 0.29968 | 7 | 0.4058
56295 | 3.12 | 1 | 365 | 3.5531 | 0.14984 | 3 | 0.7029
55985 | 25.16 | 0.9 | 365 | 25.787 | 0.89135 | 26 | 0.67834
56216 | 11.925 | 1 | 365 | 13.5802 | 0.32752 | 13 | 0.90771
55812 | 10.4 | 1 | 365 | 11.8435 | 0.83281 | 12 | 0.67633
55731 | 7.15 | 1 | 365 | 8.1424 | 0.38505 | 8 | 0.52747
56838 | 9.61 | 1 | 365 | 10.9439 | 0.02243 | 10 | 0.9663
55123 | 6.48 | 1 | 365 | 7.3794 | 0.84967 | 8 | 0.2291
51851 | 4.42 | 1 | 365 | 5.0335 | 0.12894 | 5 | 0.16244
57616 | 8.829 | 1 | 365 | 10.0545 | 0.23268 | 10 | 0.28714
55356 | 4.42 | 1 | 365 | 5.0335 | 0.12894 | 5 | 0.16244
41958 | 12.22 | 1 | 365 | 13.9161 | 0.0035475 | 13 | 0.91968
57389 | 9.38 | 1 | 365 | 10.6819 | 0.49536 | 11 | 0.1773
40158 | 5.98 | 1 | 365 | 6.81 | 0.70386 | 7 | 0.51389
48274 | 3.24 | 1 | 365 | 3.6897 | 0.42484 | 4 | 0.11455
50481 | 8.415 | 1 | 365 | 9.583 | 0.28395 | 9 | 0.86695
50416 | 2.55 | 1 | 365 | 2.9039 | 0.84362 | 3 | 0.74756
39987 | 3.18 | 1 | 365 | 3.6214 | 0.28734 | 3 | 0.90872
50352 | 6.885 | 1 | 365 | 7.8406 | 0.77778 | 8 | 0.61841
40621 | 5.98 | 1 | 365 | 6.81 | 0.70386 | 7 | 0.51389
45669 | 3.825 | 1 | 365 | 4.3559 | 0.76543 | 5 | 0.12134
40122 | 7.905 | 1 | 365 | 9.0022 | 0.11522 | 9 | 0.11744
37849 | 4.68 | 1 | 365 | 5.3296 | 0.72476 | 6 | 0.054347
50613 | 7.395 | 1 | 365 | 8.4214 | 0.9465 | 9 | 0.36793
50358 | 7.14 | 1 | 365 | 8.131 | 0.36214 | 8 | 0.49317
48052 | 6.095 | 1 | 365 | 6.941 | 0.9674 | 7 | 0.90839
41896 | 15.08 | 1 | 365 | 17.1731 | 0.55757 | 17 | 0.73067
40168 | 10.92 | 1 | 365 | 12.4357 | 0.024447 | 12 | 0.46014
38033 | 12.74 | 1 | 365 | 14.5083 | 0.19519 | 14 | 0.7035
50294 | 10.4 | 1 | 365 | 11.8435 | 0.83281 | 12 | 0.67633
42193 | 4.08 | 1 | 365 | 4.6463 | 0.34979 | 4 | 0.9961
40656 | 5.2 | 1 | 365 | 5.9218 | 0.9164 | 6 | 0.83816
50576 | 8.415 | 1 | 365 | 9.583 | 0.28395 | 9 | 0.86695
40522 | 15.08 | 1 | 365 | 17.1731 | 0.55757 | 17 | 0.73067
39588 | 3.12 | 1 | 365 | 3.5531 | 0.14984 | 3 | 0.7029
50585 | 3.06 | 1 | 365 | 3.4847 | 0.012345 | 3 | 0.49707
37739 | 2.34 | 1 | 365 | 2.6648 | 0.36238 | 3 | 0.027173
50579 | 6.76 | 1 | 365 | 7.6983 | 0.49132 | 8 | 0.18961
39997 | 5.3 | 1 | 365 | 6.0356 | 0.14556 | 6 | 0.1812
50370 | 5.355 | 1 | 365 | 6.0983 | 0.2716 | 6 | 0.36988
42327 | 11.475 | 1 | 365 | 13.0677 | 0.29629 | 13 | 0.36402
45366 | 7.65 | 1 | 365 | 8.7118 | 0.53086 | 9 | 0.24268
45789 | 6.885 | 1 | 365 | 7.8406 | 0.77778 | 8 | 0.61841
40559 | 3.64 | 1 | 365 | 4.1452 | 0.34148 | 4 | 0.48671
41222 | 4.77 | 1 | 365 | 5.4321 | 0.93101 | 6 | 0.36308
47987 | 11.34 | 1 | 365 | 12.914 | 0.98693 | 13 | 0.90092
42334 | 4.16 | 1 | 365 | 4.7374 | 0.53312 | 5 | 0.27053
45147 | 9.36 | 1 | 365 | 10.6592 | 0.44953 | 11 | 0.10869
47514 | 7.83 | 1 | 365 | 8.9168 | 0.94335 | 9 | 0.86016
42444 | 18.46 | 1 | 365 | 21.0222 | 0.30323 | 21 | 0.32548
45679 | 9.805 | 1 | 365 | 11.1659 | 0.46929 | 11 | 0.63523
39575 | 7.28 | 1 | 365 | 8.2905 | 0.68296 | 8 | 0.97343
48584 | 6.885 | 1 | 365 | 7.8406 | 0.77778 | 8 | 0.61841
50646 | 13.515 | 1 | 365 | 15.3909 | 0.97119 | 16 | 0.36207
41305 | 15.34 | 1 | 365 | 17.4692 | 0.15339 | 17 | 0.62258
38053 | 6.5 | 1 | 365 | 7.4022 | 0.8955 | 8 | 0.2977
55398 | 7.14 | 1 | 365 | 8.131 | 0.36214 | 8 | 0.49317
55378 | 7.02 | 1 | 365 | 7.9944 | 0.087144 | 8 | 0.08152
55147 | 8.84 | 1 | 365 | 10.067 | 0.25789 | 10 | 0.32488
55077 | 8.58 | 1 | 365 | 9.7709 | 0.66207 | 10 | 0.43297
52829 | 2.6 | 1 | 365 | 2.9609 | 0.9582 | 3 | 0.91908
55073 | 4.42 | 1 | 365 | 5.0335 | 0.12894 | 5 | 0.16244
24102 | 6.24 | 1 | 365 | 7.1061 | 0.29968 | 7 | 0.4058
54996 | 8.84 | 1 | 365 | 10.067 | 0.25789 | 10 | 0.32488
55641 | 9.88 | 1 | 365 | 11.2513 | 0.64117 | 11 | 0.89251
55158 | 3.12 | 1 | 365 | 3.5531 | 0.14984 | 3 | 0.7029
52354 | 8.58 | 1 | 365 | 9.7709 | 0.66207 | 10 | 0.43297
55049 | 8.745 | 1 | 365 | 9.9588 | 0.040182 | 9 | 0.99899
56346 | 5.46 | 1 | 365 | 6.2178 | 0.51222 | 6 | 0.73007
58081 | 11.2 | 1 | 365 | 12.7546 | 0.6661 | 13 | 0.42066
56574 | 5.98 | 1 | 365 | 6.81 | 0.70386 | 7 | 0.51389
58077 | 5.985 | 1 | 365 | 6.8157 | 0.71532 | 7 | 0.53104
58075 | 9.81 | 1 | 365 | 11.1716 | 0.48075 | 11 | 0.65238
58079 | 9.01 | 1 | 365 | 10.2606 | 0.64746 | 10 | 0.90805
56600 | 10.92 | 1 | 365 | 12.4357 | 0.024447 | 12 | 0.46014
57996 | 5.225 | 1 | 365 | 5.9502 | 0.97369 | 6 | 0.92392
52944 | 5.2 | 1 | 365 | 5.9218 | 0.9164 | 6 | 0.83816
58020 | 6.25 | 1 | 365 | 7.1175 | 0.3226 | 7 | 0.4401
56603 | 9.36 | 1 | 365 | 10.6592 | 0.44953 | 11 | 0.10869
57989 | 5.32 | 1 | 365 | 6.0584 | 0.1914 | 6 | 0.24981
53190 | 7.8 | 1 | 365 | 8.8826 | 0.8746 | 9 | 0.75724
49734 | 5.232 | 1 | 365 | 5.9582 | 0.98973 | 6 | 0.94794
57965 | 5.8 | 1 | 365 | 6.605 | 0.29137 | 6 | 0.89641
54231 | 6.76 | 1 | 365 | 7.6983 | 0.49132 | 8 | 0.18961
58084 | 9.81 | 1 | 365 | 11.1716 | 0.48075 | 11 | 0.65238
51253 | 3.78 | 1 | 365 | 4.3047 | 0.66231 | 4 | 0.96697
56356 | 7.56 | 1 | 365 | 8.6093 | 0.32462 | 8 | 0.93394
56354 | 5 | 1 | 365 | 5.694 | 0.45808 | 6 | 0.15208
21880 | 4.68 | 1 | 365 | 5.3296 | 0.72476 | 6 | 0.054347
57963 | 7.56 | 1 | 365 | 8.6093 | 0.32462 | 8 | 0.93394
44770 | 8.829 | 1 | 365 | 10.0545 | 0.23268 | 10 | 0.28714
56605 | 8.06 | 1 | 365 | 9.1787 | 0.47042 | 9 | 0.64915
44363 | 3.5 | 1 | 365 | 3.9858 | 0.020656 | 4 | 0.006456
56606 | 4.16 | 1 | 365 | 4.7374 | 0.53312 | 5 | 0.27053
57704 | 26.505 | 0.9 | 365 | 27.1655 | 0.66535 | 27 | 0.83086
58009 | 24.96 | 1 | 365 | 28.4244 | 0.19874 | 28 | 0.62318
46310 | 8.96 | 1 | 365 | 10.2036 | 0.53288 | 10 | 0.73653
50013 | 3.78 | 1 | 365 | 4.3047 | 0.66231 | 4 | 0.96697
51284 | 4.94 | 1 | 365 | 5.6257 | 0.32058 | 5 | 0.94626
50687 | 14.5 | 1 | 365 | 16.5126 | 0.22843 | 16 | 0.74103
53466 | 3.9 | 1 | 365 | 4.4413 | 0.9373 | 5 | 0.37862
52780 | 5.2 | 1 | 365 | 5.9218 | 0.9164 | 6 | 0.83816
55855 | 7.42 | 1 | 365 | 8.4499 | 0.0037907 | 8 | 0.45369
55856 | 13.26 | 1 | 365 | 15.1005 | 0.38683 | 15 | 0.48732
56019 | 31.5 | 0.9 | 365 | 32.285 | 0.96731 | 33 | 0.25229
33997 | 238.4 | 0.9 | 365 | 244.3409 | 0.68913 | 245 | 0.030057
35295 | 50.22 | 0.9 | 365 | 51.4715 | 0.57646 | 52 | 0.047942
33189 | 143.226 | 0.9 | 365 | 146.7952 | 0.39709 | 147 | 0.19229
55858 | 4.335 | 1 | 365 | 4.9367 | 0.93416 | 5 | 0.87085
37968 | 6.21 | 1 | 365 | 7.0719 | 0.23094 | 7 | 0.30288
54724 | 6.89 | 1 | 365 | 7.8463 | 0.78923 | 8 | 0.63557
54725 | 3.975 | 1 | 365 | 4.5267 | 0.10917 | 4 | 0.6359
54726 | 3.975 | 1 | 365 | 4.5267 | 0.10917 | 4 | 0.6359
54995 | 10.6 | 1 | 365 | 12.0713 | 0.29113 | 12 | 0.36241
35343 | 105.8 | 0.9 | 365 | 108.4365 | 0.20768 | 108 | 0.64421
55871 | 9.99 | 1 | 365 | 11.3766 | 0.89324 | 12 | 0.26986
56004 | 10.965 | 1 | 365 | 12.4869 | 0.12757 | 12 | 0.61451
56082 | 2.65 | 1 | 365 | 3.0178 | 0.072782 | 3 | 0.090602
56101 | 6.76 | 1 | 365 | 7.6983 | 0.49132 | 8 | 0.18961
56109 | 9.36 | 1 | 365 | 10.6592 | 0.44953 | 11 | 0.10869
56119 | 11.18 | 1 | 365 | 12.7318 | 0.62027 | 13 | 0.35205
56117 | 3.57 | 1 | 365 | 4.0655 | 0.18107 | 4 | 0.24659
56121 | 10.8 | 1 | 365 | 12.299 | 0.74945 | 13 | 0.048493
56123 | 3.12 | 1 | 365 | 3.5531 | 0.14984 | 3 | 0.7029
56133 | 8.16 | 1 | 365 | 9.2926 | 0.69959 | 9 | 0.99219
56146 | 5.865 | 1 | 365 | 6.6791 | 0.44033 | 7 | 0.11939
56148 | 7.905 | 1 | 365 | 9.0022 | 0.11522 | 9 | 0.11744
56149 | 11.7 | 1 | 365 | 13.324 | 0.81191 | 14 | 0.13587
56150 | 7.14 | 1 | 365 | 8.131 | 0.36214 | 8 | 0.49317
56153 | 3.315 | 1 | 365 | 3.7751 | 0.59671 | 4 | 0.37183
56156 | 8.67 | 1 | 365 | 9.8734 | 0.86831 | 10 | 0.74171
56151 | 3.51 | 1 | 365 | 3.9972 | 0.043572 | 4 | 0.04076
56164 | 13.515 | 1 | 365 | 15.3909 | 0.97119 | 16 | 0.36207
55859 | 4.94 | 1 | 365 | 5.6257 | 0.32058 | 5 | 0.94626
56173 | 3.9 | 1 | 365 | 4.4413 | 0.9373 | 5 | 0.37862
55655 | 12.48 | 1 | 365 | 14.2122 | 0.59937 | 14 | 0.81159
56175 | 7.02 | 1 | 365 | 7.9944 | 0.087144 | 8 | 0.08152
56182 | 6.5 | 1 | 365 | 7.4022 | 0.8955 | 8 | 0.2977
56183 | 7.02 | 1 | 365 | 7.9944 | 0.087144 | 8 | 0.08152
56184 | 5.865 | 1 | 365 | 6.6791 | 0.44033 | 7 | 0.11939
56186 | 5.1 | 1 | 365 | 5.8079 | 0.68724 | 6 | 0.49512
56189 | 6.12 | 1 | 365 | 6.9695 | 0.02469 | 6 | 0.99415
50208 | 7.14 | 1 | 365 | 8.131 | 0.36214 | 8 | 0.49317
56193 | 2.86 | 1 | 365 | 3.257 | 0.55402 | 3 | 0.81099
56194 | 8.32 | 1 | 365 | 9.4748 | 0.066245 | 9 | 0.54106
56196 | 6.24 | 1 | 365 | 7.1061 | 0.29968 | 7 | 0.4058
56197 | 7.8 | 1 | 365 | 8.8826 | 0.8746 | 9 | 0.75724
56201 | 5.2 | 1 | 365 | 5.9218 | 0.9164 | 6 | 0.83816
56208 | 5.61 | 1 | 365 | 6.3887 | 0.85597 | 7 | 0.24463
56207 | 4.59 | 1 | 365 | 5.2271 | 0.51852 | 5 | 0.74561
56210 | 4.94 | 1 | 365 | 5.6257 | 0.32058 | 5 | 0.94626
56218 | 5.1 | 1 | 365 | 5.8079 | 0.68724 | 6 | 0.49512
56236 | 5.46 | 1 | 365 | 6.2178 | 0.51222 | 6 | 0.73007
56240 | 7.14 | 1 | 365 | 8.131 | 0.36214 | 8 | 0.49317
56264 | 4.59 | 1 | 365 | 5.2271 | 0.51852 | 5 | 0.74561
56415 | 5.3 | 1 | 365 | 6.0356 | 0.14556 | 6 | 0.1812
35261 | 31.05 | 0.9 | 365 | 31.8238 | 0.039209 | 31 | 0.86298
56416 | 9.01 | 1 | 365 | 10.2606 | 0.64746 | 10 | 0.90805
56417 | 4.16 | 1 | 365 | 4.7374 | 0.53312 | 5 | 0.27053
56419 | 11.475 | 1 | 365 | 13.0677 | 0.29629 | 13 | 0.36402
56420 | 7.8 | 1 | 365 | 8.8826 | 0.8746 | 9 | 0.75724
34698 | 35.84 | 1 | 365 | 40.8146 | 0.13152 | 40 | 0.94611
56423 | 10.4 | 1 | 365 | 11.8435 | 0.83281 | 12 | 0.67633
37274 | 43.74 | 0.9 | 365 | 44.83 | 0.21176 | 45 | 0.041756
33741 | 44.472 | 0.9 | 365 | 45.5802 | 0.72147 | 46 | 0.30171
56426 | 5.035 | 1 | 365 | 5.7339 | 0.53829 | 6 | 0.27214
57168 | 49.98 | 0.9 | 365 | 51.2255 | 0.081471 | 51 | 0.30697
56427 | 7.02 | 1 | 365 | 7.9944 | 0.087144 | 8 | 0.08152
56429 | 2.86 | 1 | 365 | 3.257 | 0.55402 | 3 | 0.81099
34295 | 52.32 | 0.9 | 365 | 53.6238 | 0.90761 | 54 | 0.53143
56466 | 3.38 | 1 | 365 | 3.8491 | 0.74566 | 4 | 0.59481
56437 | 2.6 | 1 | 365 | 2.9609 | 0.9582 | 3 | 0.91908
56467 | 5.035 | 1 | 365 | 5.7339 | 0.53829 | 6 | 0.27214
56469 | 3.9 | 1 | 365 | 4.4413 | 0.9373 | 5 | 0.37862
56440 | 4.24 | 1 | 365 | 4.8285 | 0.71645 | 5 | 0.54496
56468 | 10.71 | 1 | 365 | 12.1965 | 0.54321 | 12 | 0.73976
56446 | 3.51 | 1 | 365 | 3.9972 | 0.043572 | 4 | 0.04076
56471 | 9.88 | 1 | 365 | 11.2513 | 0.64117 | 11 | 0.89251
56470 | 7.155 | 1 | 365 | 8.1481 | 0.39651 | 8 | 0.54463
31314 | 62.985 | 0.9 | 365 | 64.5546 | 0.90369 | 65 | 0.45828
56474 | 5.83 | 1 | 365 | 6.6392 | 0.36012 | 6 | 0.99933
56447 | 5.565 | 1 | 365 | 6.3374 | 0.75284 | 7 | 0.090265
56475 | 12.48 | 1 | 365 | 14.2122 | 0.59937 | 14 | 0.81159
56448 | 9.69 | 1 | 365 | 11.035 | 0.20576 | 11 | 0.24073
56476 | 4.94 | 1 | 365 | 5.6257 | 0.32058 | 5 | 0.94626
56449 | 5.98 | 1 | 365 | 6.81 | 0.70386 | 7 | 0.51389
56477 | 9.435 | 1 | 365 | 10.7446 | 0.6214 | 11 | 0.36597
56451 | 13.26 | 1 | 365 | 15.1005 | 0.38683 | 15 | 0.48732
56478 | 6.5 | 1 | 365 | 7.4022 | 0.8955 | 8 | 0.2977
56479 | 10.2 | 1 | 365 | 11.6158 | 0.37448 | 11 | 0.99024
56480 | 6.89 | 1 | 365 | 7.8463 | 0.78923 | 8 | 0.63557
56482 | 7.54 | 1 | 365 | 8.5866 | 0.27878 | 8 | 0.86534
56453 | 7.395 | 1 | 365 | 8.4214 | 0.9465 | 9 | 0.36793
56481 | 6.12 | 1 | 365 | 6.9695 | 0.02469 | 6 | 0.99415
56284 | 6.36 | 1 | 365 | 7.2428 | 0.57468 | 7 | 0.81745
56483 | 2.08 | 1 | 365 | 2.3687 | 0.76656 | 3 | 0.13527
56490 | 3.9 | 1 | 365 | 4.4413 | 0.9373 | 5 | 0.37862
56491 | 7.02 | 1 | 365 | 7.9944 | 0.087144 | 8 | 0.08152
56492 | 6.625 | 1 | 365 | 7.5446 | 0.18196 | 7 | 0.72651
56493 | 7.905 | 1 | 365 | 9.0022 | 0.11522 | 9 | 0.11744
35276 | 78.08 | 0.9 | 365 | 80.0258 | 0.03644 | 80 | 0.062193
34857 | 78.08 | 0.9 | 365 | 80.0258 | 0.03644 | 80 | 0.062193
34990 | 78.08 | 0.9 | 365 | 80.0258 | 0.03644 | 80 | 0.062193
34977 | 78.08 | 0.9 | 365 | 80.0258 | 0.03644 | 80 | 0.062193
56444 | 3.18 | 1 | 365 | 3.6214 | 0.28734 | 3 | 0.90872
56455 | 11.18 | 1 | 365 | 12.7318 | 0.62027 | 13 | 0.35205
56456 | 9.435 | 1 | 365 | 10.7446 | 0.6214 | 11 | 0.36597
56458 | 5.83 | 1 | 365 | 6.6392 | 0.36012 | 6 | 0.99933
56460 | 14.04 | 1 | 365 | 15.9888 | 0.17429 | 16 | 0.16304
56462 | 4.94 | 1 | 365 | 5.6257 | 0.32058 | 5 | 0.94626
56461 | 8.32 | 1 | 365 | 9.4748 | 0.066245 | 9 | 0.54106
51409 | 6.44 | 1 | 365 | 7.3339 | 0.75801 | 8 | 0.091879
56452 | 6.375 | 1 | 365 | 7.2599 | 0.60905 | 7 | 0.8689
56465 | 9.1 | 1 | 365 | 10.3631 | 0.85371 | 11 | 0.21679
38431 | 4.42 | 1 | 365 | 5.0335 | 0.12894 | 5 | 0.16244
56464 | 2.55 | 1 | 365 | 2.9039 | 0.84362 | 3 | 0.74756
47979 | 4.41 | 1 | 365 | 5.0221 | 0.10603 | 5 | 0.12813
56497 | 5.865 | 1 | 365 | 6.6791 | 0.44033 | 7 | 0.11939
45552 | 7.194 | 1 | 365 | 8.1925 | 0.48589 | 8 | 0.67841
56506 | 7.685 | 1 | 365 | 8.7517 | 0.61107 | 9 | 0.36275
47427 | 3.9 | 1 | 365 | 4.4413 | 0.9373 | 5 | 0.37862
56503 | 4.94 | 1 | 365 | 5.6257 | 0.32058 | 5 | 0.94626
51532 | 7.2 | 1 | 365 | 8.1994 | 0.49964 | 8 | 0.699
48919 | 10.175 | 1 | 365 | 11.5873 | 0.31719 | 11 | 0.90448
56507 | 6.12 | 1 | 365 | 6.9695 | 0.02469 | 6 | 0.99415
56510 | 4.335 | 1 | 365 | 4.9367 | 0.93416 | 5 | 0.87085
45175 | 6.24 | 1 | 365 | 7.1061 | 0.29968 | 7 | 0.4058
56512 | 4.68 | 1 | 365 | 5.3296 | 0.72476 | 6 | 0.054347
44052 | 5.886 | 1 | 365 | 6.703 | 0.48845 | 7 | 0.19143
41466 | 7.14 | 1 | 365 | 8.131 | 0.36214 | 8 | 0.49317
51203 | 9.25 | 1 | 365 | 10.5339 | 0.19745 | 10 | 0.73135
56513 | 4.16 | 1 | 365 | 4.7374 | 0.53312 | 5 | 0.27053
37270 | 14.388 | 1 | 365 | 16.3851 | 0.97177 | 17 | 0.35683
56509 | 10.965 | 1 | 365 | 12.4869 | 0.12757 | 12 | 0.61451
43944 | 5.04 | 1 | 365 | 5.7396 | 0.54974 | 6 | 0.2893
56514 | 14.79 | 1 | 365 | 16.8429 | 0.893 | 17 | 0.73585
56517 | 3.975 | 1 | 365 | 4.5267 | 0.10917 | 4 | 0.6359
56520 | 2.805 | 1 | 365 | 3.1943 | 0.42798 | 3 | 0.62232
56522 | 5.67 | 1 | 365 | 6.457 | 0.99346 | 7 | 0.45046
56525 | 6.5 | 1 | 365 | 7.4022 | 0.8955 | 8 | 0.2977
56861 | 7.14 | 1 | 365 | 8.131 | 0.36214 | 8 | 0.49317
56524 | 13.005 | 1 | 365 | 14.8101 | 0.80247 | 15 | 0.61256
56865 | 2.12 | 1 | 365 | 2.4143 | 0.85823 | 3 | 0.27248
32942 | 1344.135 | 1 | 365 | 1530.7009 | 0.24127 | 1530 | 0.94221
57964 | 5.232 | 1 | 365 | 5.9582 | 0.98973 | 6 | 0.94794
56532 | 4.845 | 1 | 365 | 5.5175 | 0.10288 | 5 | 0.62037
56535 | 5.2 | 1 | 365 | 5.9218 | 0.9164 | 6 | 0.83816
56534 | 2.295 | 1 | 365 | 2.6135 | 0.25926 | 2 | 0.8728
56537 | 11.985 | 1 | 365 | 13.6485 | 0.46502 | 14 | 0.11354
56539 | 9.01 | 1 | 365 | 10.2606 | 0.64746 | 10 | 0.90805
56543 | 5.1 | 1 | 365 | 5.8079 | 0.68724 | 6 | 0.49512
34860 | 78.08 | 0.9 | 365 | 80.0258 | 0.03644 | 80 | 0.062193
35189 | 78.08 | 0.9 | 365 | 80.0258 | 0.03644 | 80 | 0.062193
34992 | 78.08 | 0.9 | 365 | 80.0258 | 0.03644 | 80 | 0.062193
35020 | 78.08 | 0.9 | 365 | 80.0258 | 0.03644 | 80 | 0.062193
34871 | 78.08 | 0.9 | 365 | 80.0258 | 0.03644 | 80 | 0.062193
56546 | 16.32 | 1 | 365 | 18.5852 | 0.39917 | 18 | 0.98439
56547 | 14.04 | 1 | 365 | 15.9888 | 0.17429 | 16 | 0.16304
34883 | 92.3 | 0.9 | 365 | 94.6001 | 0.36454 | 94 | 0.96466
35297 | 94.72 | 0.9 | 365 | 97.0804 | 0.35568 | 97 | 0.4361
56552 | 5.83 | 1 | 365 | 6.6392 | 0.36012 | 6 | 0.99933
56553 | 5.3 | 1 | 365 | 6.0356 | 0.14556 | 6 | 0.1812
56863 | 7.42 | 1 | 365 | 8.4499 | 0.0037907 | 8 | 0.45369
56549 | 11.73 | 1 | 365 | 13.3581 | 0.88066 | 14 | 0.23878
56556 | 4.505 | 1 | 365 | 5.1303 | 0.32373 | 5 | 0.45402
56869 | 6.095 | 1 | 365 | 6.941 | 0.9674 | 7 | 0.90839
56557 | 7.65 | 1 | 365 | 8.7118 | 0.53086 | 9 | 0.24268
56866 | 8.58 | 1 | 365 | 9.7709 | 0.66207 | 10 | 0.43297
56560 | 2.86 | 1 | 365 | 3.257 | 0.55402 | 3 | 0.81099
56871 | 6.63 | 1 | 365 | 7.5502 | 0.19341 | 7 | 0.74366
56562 | 7.95 | 1 | 365 | 9.0535 | 0.21835 | 9 | 0.27181
56564 | 4.42 | 1 | 365 | 5.0335 | 0.12894 | 5 | 0.16244
56870 | 14.025 | 1 | 365 | 15.9717 | 0.13991 | 16 | 0.11158
56563 | 11.96 | 1 | 365 | 13.62 | 0.40773 | 14 | 0.027775
56873 | 2.65 | 1 | 365 | 3.0178 | 0.072782 | 3 | 0.090602
56558 | 4.335 | 1 | 365 | 4.9367 | 0.93416 | 5 | 0.87085
56872 | 11.475 | 1 | 365 | 13.0677 | 0.29629 | 13 | 0.36402
56568 | 11.96 | 1 | 365 | 13.62 | 0.40773 | 14 | 0.027775
56875 | 14.04 | 1 | 365 | 15.9888 | 0.17429 | 16 | 0.16304
56570 | 13.77 | 1 | 365 | 15.6813 | 0.55555 | 16 | 0.23683
56874 | 3.975 | 1 | 365 | 4.5267 | 0.10917 | 4 | 0.6359
56607 | 9.69 | 1 | 365 | 11.035 | 0.20576 | 11 | 0.24073
56877 | 7.95 | 1 | 365 | 9.0535 | 0.21835 | 9 | 0.27181
56876 | 4.94 | 1 | 365 | 5.6257 | 0.32058 | 5 | 0.94626
56878 | 5.2 | 1 | 365 | 5.9218 | 0.9164 | 6 | 0.83816
56880 | 6.5 | 1 | 365 | 7.4022 | 0.8955 | 8 | 0.2977
56618 | 7.42 | 1 | 365 | 8.4499 | 0.0037907 | 8 | 0.45369
56621 | 3.64 | 1 | 365 | 4.1452 | 0.34148 | 4 | 0.48671
56622 | 3.57 | 1 | 365 | 4.0655 | 0.18107 | 4 | 0.24659
56892 | 12.495 | 1 | 365 | 14.2293 | 0.63374 | 14 | 0.86305
56624 | 10.66 | 1 | 365 | 12.1396 | 0.42863 | 12 | 0.56823
56627 | 7.42 | 1 | 365 | 8.4499 | 0.0037907 | 8 | 0.45369
56623 | 9.88 | 1 | 365 | 11.2513 | 0.64117 | 11 | 0.89251
56626 | 4.59 | 1 | 365 | 5.2271 | 0.51852 | 5 | 0.74561
56631 | 6.885 | 1 | 365 | 7.8406 | 0.77778 | 8 | 0.61841
56630 | 11.18 | 1 | 365 | 12.7318 | 0.62027 | 13 | 0.35205
50692 | 9.975 | 1 | 365 | 11.3595 | 0.85887 | 12 | 0.2184
56185 | 9.36 | 1 | 365 | 10.6592 | 0.44953 | 11 | 0.10869
56646 | 4.59 | 1 | 365 | 5.2271 | 0.51852 | 5 | 0.74561
56643 | 14.04 | 1 | 365 | 15.9888 | 0.17429 | 16 | 0.16304
56516 | 8.84 | 1 | 365 | 10.067 | 0.25789 | 10 | 0.32488
56657 | 5.72 | 1 | 365 | 6.5139 | 0.10804 | 6 | 0.62198
56665 | 5.3 | 1 | 365 | 6.0356 | 0.14556 | 6 | 0.1812
56669 | 7.54 | 1 | 365 | 8.5866 | 0.27878 | 8 | 0.86534
56659 | 5.2 | 1 | 365 | 5.9218 | 0.9164 | 6 | 0.83816
56634 | 6.24 | 1 | 365 | 7.1061 | 0.29968 | 7 | 0.4058
56674 | 5.2 | 1 | 365 | 5.9218 | 0.9164 | 6 | 0.83816
56675 | 15.6 | 1 | 365 | 17.7653 | 0.74921 | 18 | 0.51449
56734 | 6.48 | 1 | 365 | 7.3794 | 0.84967 | 8 | 0.2291
56736 | 4.42 | 1 | 365 | 5.0335 | 0.12894 | 5 | 0.16244
56738 | 7.8 | 1 | 365 | 8.8826 | 0.8746 | 9 | 0.75724
56742 | 14.28 | 1 | 365 | 16.2621 | 0.72428 | 16 | 0.98634
56746 | 7.02 | 1 | 365 | 7.9944 | 0.087144 | 8 | 0.08152
56772 | 4.77 | 1 | 365 | 5.4321 | 0.93101 | 6 | 0.36308
56773 | 11.475 | 1 | 365 | 13.0677 | 0.29629 | 13 | 0.36402
56776 | 7.14 | 1 | 365 | 8.131 | 0.36214 | 8 | 0.49317
56258 | 3.06 | 1 | 365 | 3.4847 | 0.012345 | 3 | 0.49707
56778 | 11.18 | 1 | 365 | 12.7318 | 0.62027 | 13 | 0.35205
56267 | 7.905 | 1 | 365 | 9.0022 | 0.11522 | 9 | 0.11744
56775 | 6.24 | 1 | 365 | 7.1061 | 0.29968 | 7 | 0.4058
56270 | 5.355 | 1 | 365 | 6.0983 | 0.2716 | 6 | 0.36988
56780 | 4.68 | 1 | 365 | 5.3296 | 0.72476 | 6 | 0.054347
56802 | 7.395 | 1 | 365 | 8.4214 | 0.9465 | 9 | 0.36793
56803 | 7.14 | 1 | 365 | 8.131 | 0.36214 | 8 | 0.49317
56804 | 2.915 | 1 | 365 | 3.3196 | 0.68006 | 3 | 0.99966
56269 | 7.54 | 1 | 365 | 8.5866 | 0.27878 | 8 | 0.86534
56815 | 3.38 | 1 | 365 | 3.8491 | 0.74566 | 4 | 0.59481
56272 | 2.55 | 1 | 365 | 2.9039 | 0.84362 | 3 | 0.74756
56274 | 3.57 | 1 | 365 | 4.0655 | 0.18107 | 4 | 0.24659
56816 | 5.1 | 1 | 365 | 5.8079 | 0.68724 | 6 | 0.49512
56275 | 4.68 | 1 | 365 | 5.3296 | 0.72476 | 6 | 0.054347
56817 | 5.98 | 1 | 365 | 6.81 | 0.70386 | 7 | 0.51389
56281 | 4.16 | 1 | 365 | 4.7374 | 0.53312 | 5 | 0.27053
56819 | 7.28 | 1 | 365 | 8.2905 | 0.68296 | 8 | 0.97343
56282 | 11.18 | 1 | 365 | 12.7318 | 0.62027 | 13 | 0.35205
56821 | 5.72 | 1 | 365 | 6.5139 | 0.10804 | 6 | 0.62198
56301 | 6.12 | 1 | 365 | 6.9695 | 0.02469 | 6 | 0.99415
56303 | 10.66 | 1 | 365 | 12.1396 | 0.42863 | 12 | 0.56823
56822 | 9.1 | 1 | 365 | 10.3631 | 0.85371 | 11 | 0.21679
56342 | 7.685 | 1 | 365 | 8.7517 | 0.61107 | 9 | 0.36275
56823 | 4.24 | 1 | 365 | 4.8285 | 0.71645 | 5 | 0.54496
56332 | 6.12 | 1 | 365 | 6.9695 | 0.02469 | 6 | 0.99415
56825 | 14.04 | 1 | 365 | 15.9888 | 0.17429 | 16 | 0.16304
56343 | 7.28 | 1 | 365 | 8.2905 | 0.68296 | 8 | 0.97343
56345 | 4.42 | 1 | 365 | 5.0335 | 0.12894 | 5 | 0.16244
56347 | 13.78 | 1 | 365 | 15.6927 | 0.57847 | 16 | 0.27113
56826 | 3.38 | 1 | 365 | 3.8491 | 0.74566 | 4 | 0.59481
56348 | 5.565 | 1 | 365 | 6.3374 | 0.75284 | 7 | 0.090265
56372 | 9.88 | 1 | 365 | 11.2513 | 0.64117 | 11 | 0.89251
56827 | 6.375 | 1 | 365 | 7.2599 | 0.60905 | 7 | 0.8689
56828 | 9.01 | 1 | 365 | 10.2606 | 0.64746 | 10 | 0.90805
56377 | 10.965 | 1 | 365 | 12.4869 | 0.12757 | 12 | 0.61451
56830 | 14.04 | 1 | 365 | 15.9888 | 0.17429 | 16 | 0.16304
56382 | 4.42 | 1 | 365 | 5.0335 | 0.12894 | 5 | 0.16244
56832 | 10.92 | 1 | 365 | 12.4357 | 0.024447 | 12 | 0.46014
56381 | 8.32 | 1 | 365 | 9.4748 | 0.066245 | 9 | 0.54106
56383 | 9.69 | 1 | 365 | 11.035 | 0.20576 | 11 | 0.24073
56836 | 11.44 | 1 | 365 | 13.0279 | 0.21609 | 13 | 0.24396
56387 | 5.83 | 1 | 365 | 6.6392 | 0.36012 | 6 | 0.99933
56837 | 10.4 | 1 | 365 | 11.8435 | 0.83281 | 12 | 0.67633
56391 | 11.475 | 1 | 365 | 13.0677 | 0.29629 | 13 | 0.36402
56848 | 7.395 | 1 | 365 | 8.4214 | 0.9465 | 9 | 0.36793
56401 | 2.04 | 1 | 365 | 2.3232 | 0.6749 | 2 | 0.99805
56840 | 6.625 | 1 | 365 | 7.5446 | 0.18196 | 7 | 0.72651
47860 | 26.52 | 0.9 | 365 | 27.1809 | 0.69629 | 27 | 0.87717
56846 | 2.86 | 1 | 365 | 3.257 | 0.55402 | 3 | 0.81099
56403 | 3.06 | 1 | 365 | 3.4847 | 0.012345 | 3 | 0.49707
56851 | 7.28 | 1 | 365 | 8.2905 | 0.68296 | 8 | 0.97343
56407 | 5.61 | 1 | 365 | 6.3887 | 0.85597 | 7 | 0.24463
56408 | 4.505 | 1 | 365 | 5.1303 | 0.32373 | 5 | 0.45402
56853 | 4.59 | 1 | 365 | 5.2271 | 0.51852 | 5 | 0.74561
56405 | 3.06 | 1 | 365 | 3.4847 | 0.012345 | 3 | 0.49707
56413 | 4.845 | 1 | 365 | 5.5175 | 0.10288 | 5 | 0.62037
56857 | 16.96 | 1 | 365 | 19.314 | 0.86581 | 20 | 0.17986
58129 | 27.56 | 0.9 | 365 | 28.2468 | 0.84124 | 29 | 0.088038
56859 | 4.16 | 1 | 365 | 4.7374 | 0.53312 | 5 | 0.27053
56858 | 6.5 | 1 | 365 | 7.4022 | 0.8955 | 8 | 0.2977
56894 | 3.57 | 1 | 365 | 4.0655 | 0.18107 | 4 | 0.24659
56896 | 14.04 | 1 | 365 | 15.9888 | 0.17429 | 16 | 0.16304
56903 | 5.355 | 1 | 365 | 6.0983 | 0.2716 | 6 | 0.36988
56906 | 2.295 | 1 | 365 | 2.6135 | 0.25926 | 2 | 0.8728
56907 | 8.32 | 1 | 365 | 9.4748 | 0.066245 | 9 | 0.54106
56910 | 2.385 | 1 | 365 | 2.716 | 0.4655 | 3 | 0.18154
56912 | 7.54 | 1 | 365 | 8.5866 | 0.27878 | 8 | 0.86534
56913 | 2.55 | 1 | 365 | 2.9039 | 0.84362 | 3 | 0.74756
56914 | 4.42 | 1 | 365 | 5.0335 | 0.12894 | 5 | 0.16244
56915 | 5.1 | 1 | 365 | 5.8079 | 0.68724 | 6 | 0.49512
56919 | 4.68 | 1 | 365 | 5.3296 | 0.72476 | 6 | 0.054347
56924 | 3.57 | 1 | 365 | 4.0655 | 0.18107 | 4 | 0.24659
56927 | 2.34 | 1 | 365 | 2.6648 | 0.36238 | 3 | 0.027173
56925 | 6.36 | 1 | 365 | 7.2428 | 0.57468 | 7 | 0.81745
56931 | 6.375 | 1 | 365 | 7.2599 | 0.60905 | 7 | 0.8689
56933 | 6.24 | 1 | 365 | 7.1061 | 0.29968 | 7 | 0.4058
56934 | 5.1 | 1 | 365 | 5.8079 | 0.68724 | 6 | 0.49512
56936 | 7.28 | 1 | 365 | 8.2905 | 0.68296 | 8 | 0.97343
56970 | 10.92 | 1 | 365 | 12.4357 | 0.024447 | 12 | 0.46014
56974 | 6.24 | 1 | 365 | 7.1061 | 0.29968 | 7 | 0.4058
57009 | 9.18 | 1 | 365 | 10.4542 | 0.037035 | 10 | 0.49122
57011 | 7.54 | 1 | 365 | 8.5866 | 0.27878 | 8 | 0.86534
57015 | 8.215 | 1 | 365 | 9.3552 | 0.82563 | 10 | 0.18087
57016 | 3.38 | 1 | 365 | 3.8491 | 0.74566 | 4 | 0.59481
57019 | 3.9 | 1 | 365 | 4.4413 | 0.9373 | 5 | 0.37862
57018 | 7.02 | 1 | 365 | 7.9944 | 0.087144 | 8 | 0.08152
57020 | 11.44 | 1 | 365 | 13.0279 | 0.21609 | 13 | 0.24396
57022 | 12.48 | 1 | 365 | 14.2122 | 0.59937 | 14 | 0.81159
57023 | 8.48 | 1 | 365 | 9.657 | 0.4329 | 10 | 0.089928
57065 | 3.64 | 1 | 365 | 4.1452 | 0.34148 | 4 | 0.48671
57068 | 8.67 | 1 | 365 | 9.8734 | 0.86831 | 10 | 0.74171
57074 | 4.42 | 1 | 365 | 5.0335 | 0.12894 | 5 | 0.16244
57095 | 8.84 | 1 | 365 | 10.067 | 0.25789 | 10 | 0.32488
57150 | 7.02 | 1 | 365 | 7.9944 | 0.087144 | 8 | 0.08152
57151 | 3.12 | 1 | 365 | 3.5531 | 0.14984 | 3 | 0.7029
57153 | 4.94 | 1 | 365 | 5.6257 | 0.32058 | 5 | 0.94626
57198 | 3.12 | 1 | 365 | 3.5531 | 0.14984 | 3 | 0.7029
57201 | 13.52 | 1 | 365 | 15.3966 | 0.98265 | 16 | 0.37922
57208 | 6.5 | 1 | 365 | 7.4022 | 0.8955 | 8 | 0.2977
57215 | 3.51 | 1 | 365 | 3.9972 | 0.043572 | 4 | 0.04076
57219 | 3.64 | 1 | 365 | 4.1452 | 0.34148 | 4 | 0.48671
57290 | 13.005 | 1 | 365 | 14.8101 | 0.80247 | 15 | 0.61256
57221 | 8.32 | 1 | 365 | 9.4748 | 0.066245 | 9 | 0.54106
57220 | 4.59 | 1 | 365 | 5.2271 | 0.51852 | 5 | 0.74561
57296 | 6.24 | 1 | 365 | 7.1061 | 0.29968 | 7 | 0.4058
57224 | 13.78 | 1 | 365 | 15.6927 | 0.57847 | 16 | 0.27113
57301 | 3.38 | 1 | 365 | 3.8491 | 0.74566 | 4 | 0.59481
57223 | 8.32 | 1 | 365 | 9.4748 | 0.066245 | 9 | 0.54106
57229 | 8.58 | 1 | 365 | 9.7709 | 0.66207 | 10 | 0.43297
57305 | 4.59 | 1 | 365 | 5.2271 | 0.51852 | 5 | 0.74561
57228 | 9.1 | 1 | 365 | 10.3631 | 0.85371 | 11 | 0.21679
57308 | 5.1 | 1 | 365 | 5.8079 | 0.68724 | 6 | 0.49512
57240 | 6.885 | 1 | 365 | 7.8406 | 0.77778 | 8 | 0.61841
57316 | 5.46 | 1 | 365 | 6.2178 | 0.51222 | 6 | 0.73007
57243 | 7.395 | 1 | 365 | 8.4214 | 0.9465 | 9 | 0.36793
57322 | 5.1 | 1 | 365 | 5.8079 | 0.68724 | 6 | 0.49512
57247 | 3.825 | 1 | 365 | 4.3559 | 0.76543 | 5 | 0.12134
57328 | 8.415 | 1 | 365 | 9.583 | 0.28395 | 9 | 0.86695
57334 | 13.26 | 1 | 365 | 15.1005 | 0.38683 | 15 | 0.48732
57251 | 11.44 | 1 | 365 | 13.0279 | 0.21609 | 13 | 0.24396
57321 | 5.46 | 1 | 365 | 6.2178 | 0.51222 | 6 | 0.73007
57244 | 2.08 | 1 | 365 | 2.3687 | 0.76656 | 3 | 0.13527
57261 | 4.505 | 1 | 365 | 5.1303 | 0.32373 | 5 | 0.45402
57337 | 6.24 | 1 | 365 | 7.1061 | 0.29968 | 7 | 0.4058
57286 | 12.74 | 1 | 365 | 14.5083 | 0.19519 | 14 | 0.7035
57289 | 6.24 | 1 | 365 | 7.1061 | 0.29968 | 7 | 0.4058
57343 | 5.865 | 1 | 365 | 6.6791 | 0.44033 | 7 | 0.11939
57344 | 9.36 | 1 | 365 | 10.6592 | 0.44953 | 11 | 0.10869
57677 | 8.16 | 1 | 365 | 9.2926 | 0.69959 | 9 | 0.99219
57350 | 5.565 | 1 | 365 | 6.3374 | 0.75284 | 7 | 0.090265
57352 | 5.2 | 1 | 365 | 5.9218 | 0.9164 | 6 | 0.83816
57355 | 10.14 | 1 | 365 | 11.5474 | 0.23699 | 11 | 0.78442
57681 | 3.9 | 1 | 365 | 4.4413 | 0.9373 | 5 | 0.37862
57684 | 7.28 | 1 | 365 | 8.2905 | 0.68296 | 8 | 0.97343
57356 | 13.26 | 1 | 365 | 15.1005 | 0.38683 | 15 | 0.48732
57688 | 6.24 | 1 | 365 | 7.1061 | 0.29968 | 7 | 0.4058
57690 | 17.16 | 1 | 365 | 19.5418 | 0.32413 | 19 | 0.86594
57692 | 4.335 | 1 | 365 | 4.9367 | 0.93416 | 5 | 0.87085
57695 | 9.18 | 1 | 365 | 10.4542 | 0.037035 | 10 | 0.49122
54441 | 4.42 | 1 | 365 | 5.0335 | 0.12894 | 5 | 0.16244
40013 | 3.64 | 1 | 365 | 4.1452 | 0.34148 | 4 | 0.48671
54925 | 4.94 | 1 | 365 | 5.6257 | 0.32058 | 5 | 0.94626
54983 | 9.54 | 1 | 365 | 10.8642 | 0.86202 | 11 | 0.72617
54821 | 3.64 | 1 | 365 | 4.1452 | 0.34148 | 4 | 0.48671
52275 | 10.66 | 1 | 365 | 12.1396 | 0.42863 | 12 | 0.56823
57696 | 8.745 | 1 | 365 | 9.9588 | 0.040182 | 9 | 0.99899
49231 | 3.64 | 1 | 365 | 4.1452 | 0.34148 | 4 | 0.48671
54859 | 4.16 | 1 | 365 | 4.7374 | 0.53312 | 5 | 0.27053
57700 | 3.38 | 1 | 365 | 3.8491 | 0.74566 | 4 | 0.59481
54855 | 5.2 | 1 | 365 | 5.9218 | 0.9164 | 6 | 0.83816
27700 | 10.4 | 1 | 365 | 11.8435 | 0.83281 | 12 | 0.67633
47313 | 12 | 1 | 365 | 13.6656 | 0.49939 | 14 | 0.16499
57723 | 4.94 | 1 | 365 | 5.6257 | 0.32058 | 5 | 0.94626
45207 | 11.772 | 1 | 365 | 13.406 | 0.9769 | 14 | 0.38286
51295 | 12.48 | 1 | 365 | 14.2122 | 0.59937 | 14 | 0.81159
56202 | 5.1 | 1 | 365 | 5.8079 | 0.68724 | 6 | 0.49512
43564 | 16.8 | 1 | 365 | 19.1318 | 0.49915 | 19 | 0.63099
43563 | 18 | 1 | 365 | 20.4984 | 0.24909 | 20 | 0.74749
43561 | 16.8 | 1 | 365 | 19.1318 | 0.49915 | 19 | 0.63099
43559 | 15.6 | 1 | 365 | 17.7653 | 0.74921 | 18 | 0.51449
43557 | 15 | 1 | 365 | 17.082 | 0.37424 | 17 | 0.45624
57729 | 8.415 | 1 | 365 | 9.583 | 0.28395 | 9 | 0.86695
43555 | 15.9 | 1 | 365 | 18.1069 | 0.43669 | 18 | 0.54361
43556 | 15.6 | 1 | 365 | 17.7653 | 0.74921 | 18 | 0.51449
57731 | 9.18 | 1 | 365 | 10.4542 | 0.037035 | 10 | 0.49122
43554 | 14.4 | 1 | 365 | 16.3987 | 0.99927 | 17 | 0.39799
57763 | 6.24 | 1 | 365 | 7.1061 | 0.29968 | 7 | 0.4058
42025 | 8.5 | 1 | 365 | 9.6798 | 0.47874 | 10 | 0.15854
46419 | 9.6 | 1 | 365 | 10.9325 | 0.99951 | 11 | 0.93199
47656 | 3.78 | 1 | 365 | 4.3047 | 0.66231 | 4 | 0.96697
46455 | 8.82 | 1 | 365 | 10.0442 | 0.21205 | 10 | 0.25627
49305 | 8.4 | 1 | 365 | 9.5659 | 0.24957 | 9 | 0.81549
57774 | 8.32 | 1 | 365 | 9.4748 | 0.066245 | 9 | 0.54106
57785 | 10.4 | 1 | 365 | 11.8435 | 0.83281 | 12 | 0.67633
49048 | 6.615 | 1 | 365 | 7.5332 | 0.15904 | 7 | 0.6922
57797 | 2.86 | 1 | 365 | 3.257 | 0.55402 | 3 | 0.81099
45567 | 7 | 1 | 365 | 7.9716 | 0.041312 | 8 | 0.012912
57807 | 12.24 | 1 | 365 | 13.9389 | 0.04938 | 13 | 0.98829
45563 | 5.75 | 1 | 365 | 6.5481 | 0.17679 | 6 | 0.72489
57808 | 5.1 | 1 | 365 | 5.8079 | 0.68724 | 6 | 0.49512
49494 | 7.848 | 1 | 365 | 8.9373 | 0.9846 | 9 | 0.9219
46474 | 5.88 | 1 | 365 | 6.6961 | 0.4747 | 7 | 0.17085
57809 | 5.3 | 1 | 365 | 6.0356 | 0.14556 | 6 | 0.1812
45535 | 5.559 | 1 | 365 | 6.3306 | 0.73909 | 7 | 0.069683
57810 | 9.36 | 1 | 365 | 10.6592 | 0.44953 | 11 | 0.10869
47673 | 7.42 | 1 | 365 | 8.4499 | 0.0037907 | 8 | 0.45369
57358 | 5.46 | 1 | 365 | 6.2178 | 0.51222 | 6 | 0.73007
57361 | 6.76 | 1 | 365 | 7.6983 | 0.49132 | 8 | 0.18961
57812 | 5.2 | 1 | 365 | 5.9218 | 0.9164 | 6 | 0.83816
57365 | 3.38 | 1 | 365 | 3.8491 | 0.74566 | 4 | 0.59481
57369 | 4.24 | 1 | 365 | 4.8285 | 0.71645 | 5 | 0.54496
57811 | 9.1 | 1 | 365 | 10.3631 | 0.85371 | 11 | 0.21679
57373 | 4.94 | 1 | 365 | 5.6257 | 0.32058 | 5 | 0.94626
57374 | 8.32 | 1 | 365 | 9.4748 | 0.066245 | 9 | 0.54106
57383 | 7.02 | 1 | 365 | 7.9944 | 0.087144 | 8 | 0.08152
57386 | 8.32 | 1 | 365 | 9.4748 | 0.066245 | 9 | 0.54106
57470 | 10.92 | 1 | 365 | 12.4357 | 0.024447 | 12 | 0.46014
57475 | 3.825 | 1 | 365 | 4.3559 | 0.76543 | 5 | 0.12134
57476 | 2.6 | 1 | 365 | 2.9609 | 0.9582 | 3 | 0.91908
46843 | 5.559 | 1 | 365 | 6.3306 | 0.73909 | 7 | 0.069683
57507 | 6.12 | 1 | 365 | 6.9695 | 0.02469 | 6 | 0.99415
57508 | 5.72 | 1 | 365 | 6.5139 | 0.10804 | 6 | 0.62198
57515 | 16.9 | 1 | 365 | 19.2457 | 0.72831 | 19 | 0.97403
57569 | 7.95 | 1 | 365 | 9.0535 | 0.21835 | 9 | 0.27181
50141 | 6.75 | 1 | 365 | 7.6869 | 0.46841 | 8 | 0.15531
57555 | 5.1 | 1 | 365 | 5.8079 | 0.68724 | 6 | 0.49512
46841 | 6.5 | 1 | 365 | 7.4022 | 0.8955 | 8 | 0.2977
57513 | 3.12 | 1 | 365 | 3.5531 | 0.14984 | 3 | 0.7029
57814 | 5.355 | 1 | 365 | 6.0983 | 0.2716 | 6 | 0.36988
57815 | 6.12 | 1 | 365 | 6.9695 | 0.02469 | 6 | 0.99415
57574 | 3.975 | 1 | 365 | 4.5267 | 0.10917 | 4 | 0.6359
43507 | 3.15 | 1 | 365 | 3.5872 | 0.21859 | 3 | 0.80581
57579 | 4.94 | 1 | 365 | 5.6257 | 0.32058 | 5 | 0.94626
47608 | 4.8 | 1 | 365 | 5.4662 | 0.99976 | 6 | 0.466
57578 | 7.28 | 1 | 365 | 8.2905 | 0.68296 | 8 | 0.97343
57580 | 2.86 | 1 | 365 | 3.257 | 0.55402 | 3 | 0.81099
57594 | 4.94 | 1 | 365 | 5.6257 | 0.32058 | 5 | 0.94626
57598 | 4.77 | 1 | 365 | 5.4321 | 0.93101 | 6 | 0.36308
57604 | 8.745 | 1 | 365 | 9.9588 | 0.040182 | 9 | 0.99899
57816 | 3.06 | 1 | 365 | 3.4847 | 0.012345 | 3 | 0.49707
57607 | 10.14 | 1 | 365 | 11.5474 | 0.23699 | 11 | 0.78442
44791 | 6.72 | 1 | 365 | 7.6527 | 0.39966 | 8 | 0.052396
57609 | 3.57 | 1 | 365 | 4.0655 | 0.18107 | 4 | 0.24659
44036 | 2.5 | 1 | 365 | 2.847 | 0.72904 | 3 | 0.57604
57656 | 6.76 | 1 | 365 | 7.6983 | 0.49132 | 8 | 0.18961
57817 | 7.28 | 1 | 365 | 8.2905 | 0.68296 | 8 | 0.97343
57840 | 9.88 | 1 | 365 | 11.2513 | 0.64117 | 11 | 0.89251
46447 | 2.5 | 1 | 365 | 2.847 | 0.72904 | 3 | 0.57604
58525 | 12.6 | 1 | 365 | 14.3489 | 0.87436 | 15 | 0.22324
58659 | 6.5 | 1 | 365 | 7.4022 | 0.8955 | 8 | 0.2977
57821 | 10.66 | 1 | 365 | 12.1396 | 0.42863 | 12 | 0.56823
46399 | 5.13 | 1 | 365 | 5.842 | 0.75599 | 6 | 0.59803
58658 | 9.3 | 1 | 365 | 10.5908 | 0.31203 | 10 | 0.90287
57823 | 11.7 | 1 | 365 | 13.324 | 0.81191 | 14 | 0.13587
57841 | 9.1 | 1 | 365 | 10.3631 | 0.85371 | 11 | 0.21679
58702 | 5.67 | 1 | 365 | 6.457 | 0.99346 | 7 | 0.45046
58700 | 8.32 | 1 | 365 | 9.4748 | 0.066245 | 9 | 0.54106
58688 | 8.19 | 1 | 365 | 9.3268 | 0.76834 | 10 | 0.095107
58657 | 4.56 | 1 | 365 | 5.1929 | 0.44977 | 5 | 0.6427
58687 | 9.135 | 1 | 365 | 10.4029 | 0.93391 | 11 | 0.33685
57843 | 8.06 | 1 | 365 | 9.1787 | 0.47042 | 9 | 0.64915
58678 | 3.36 | 1 | 365 | 3.8264 | 0.69983 | 4 | 0.5262
58675 | 9.9 | 1 | 365 | 11.2741 | 0.687 | 11 | 0.96112
46878 | 12.6 | 1 | 365 | 14.3489 | 0.87436 | 15 | 0.22324
57851 | 12.74 | 1 | 365 | 14.5083 | 0.19519 | 14 | 0.7035
57863 | 6.76 | 1 | 365 | 7.6983 | 0.49132 | 8 | 0.18961
47323 | 10.395 | 1 | 365 | 11.8378 | 0.82135 | 12 | 0.65917
57825 | 10.66 | 1 | 365 | 12.1396 | 0.42863 | 12 | 0.56823
58656 | 8.48 | 1 | 365 | 9.657 | 0.4329 | 10 | 0.089928
58666 | 10.54 | 1 | 365 | 12.003 | 0.15363 | 12 | 0.15658
57868 | 16.32 | 1 | 365 | 18.5852 | 0.39917 | 18 | 0.98439
57828 | 4.77 | 1 | 365 | 5.4321 | 0.93101 | 6 | 0.36308
58665 | 8.19 | 1 | 365 | 9.3268 | 0.76834 | 10 | 0.095107
58664 | 12.48 | 1 | 365 | 14.2122 | 0.59937 | 14 | 0.81159
58655 | 6.9 | 1 | 365 | 7.8577 | 0.81215 | 8 | 0.66987
58427 | 13.16 | 1 | 365 | 14.9866 | 0.15767 | 15 | 0.14427
58673 | 7.2 | 1 | 365 | 8.1994 | 0.49964 | 8 | 0.699
58667 | 7.95 | 1 | 365 | 9.0535 | 0.21835 | 9 | 0.27181
58663 | 13.44 | 1 | 365 | 15.3055 | 0.79932 | 16 | 0.10479
58662 | 11.685 | 1 | 365 | 13.3069 | 0.77753 | 14 | 0.084411
57833 | 7.28 | 1 | 365 | 8.2905 | 0.68296 | 8 | 0.97343
58660 | 11.2 | 1 | 365 | 12.7546 | 0.6661 | 13 | 0.42066
58432 | 6.54 | 1 | 365 | 7.4478 | 0.98717 | 8 | 0.43492
55936 | 4.68 | 1 | 365 | 5.3296 | 0.72476 | 6 | 0.054347
57871 | 14.04 | 1 | 365 | 15.9888 | 0.17429 | 16 | 0.16304
58490 | 4.68 | 1 | 365 | 5.3296 | 0.72476 | 6 | 0.054347
58422 | 13.76 | 1 | 365 | 15.6699 | 0.53264 | 16 | 0.20252
58143 | 6 | 1 | 365 | 6.8328 | 0.7497 | 7 | 0.5825
58619 | 5.72 | 1 | 365 | 6.5139 | 0.10804 | 6 | 0.62198
57913 | 6.095 | 1 | 365 | 6.941 | 0.9674 | 7 | 0.90839
58616 | 6.9 | 1 | 365 | 7.8577 | 0.81215 | 8 | 0.66987
57914 | 8.925 | 1 | 365 | 10.1638 | 0.45267 | 10 | 0.61646
57873 | 3.64 | 1 | 365 | 4.1452 | 0.34148 | 4 | 0.48671
58200 | 3.57 | 1 | 365 | 4.0655 | 0.18107 | 4 | 0.24659
58614 | 4.03 | 1 | 365 | 4.5894 | 0.23521 | 4 | 0.82458
57920 | 9.36 | 1 | 365 | 10.6592 | 0.44953 | 11 | 0.10869
58553 | 6.213 | 1 | 365 | 7.0754 | 0.23781 | 7 | 0.31317
57927 | 11.985 | 1 | 365 | 13.6485 | 0.46502 | 14 | 0.11354
57928 | 7.8 | 1 | 365 | 8.8826 | 0.8746 | 9 | 0.75724
57875 | 5.2 | 1 | 365 | 5.9218 | 0.9164 | 6 | 0.83816
57929 | 12.48 | 1 | 365 | 14.2122 | 0.59937 | 14 | 0.81159
58552 | 9.156 | 1 | 365 | 10.4269 | 0.98204 | 11 | 0.40889
57931 | 2.6 | 1 | 365 | 2.9609 | 0.9582 | 3 | 0.91908
57932 | 5.865 | 1 | 365 | 6.6791 | 0.44033 | 7 | 0.11939
57933 | 10.14 | 1 | 365 | 11.5474 | 0.23699 | 11 | 0.78442
57878 | 2.12 | 1 | 365 | 2.4143 | 0.85823 | 3 | 0.27248
57888 | 4.59 | 1 | 365 | 5.2271 | 0.51852 | 5 | 0.74561
58516 | 9.99 | 1 | 365 | 11.3766 | 0.89324 | 12 | 0.26986
57934 | 3.12 | 1 | 365 | 3.5531 | 0.14984 | 3 | 0.7029
58223 | 11.7 | 1 | 365 | 13.324 | 0.81191 | 14 | 0.13587
57936 | 5.46 | 1 | 365 | 6.2178 | 0.51222 | 6 | 0.73007
57892 | 8.32 | 1 | 365 | 9.4748 | 0.066245 | 9 | 0.54106
57943 | 10.4 | 1 | 365 | 11.8435 | 0.83281 | 12 | 0.67633
58140 | 11.34 | 1 | 365 | 12.914 | 0.98693 | 13 | 0.90092
57942 | 3.64 | 1 | 365 | 4.1452 | 0.34148 | 4 | 0.48671
58138 | 11.6 | 1 | 365 | 13.2101 | 0.58275 | 13 | 0.79283
44756 | 10.71 | 1 | 365 | 12.1965 | 0.54321 | 12 | 0.73976
57896 | 8.415 | 1 | 365 | 9.583 | 0.28395 | 9 | 0.86695
49905 | 6.3 | 1 | 365 | 7.1744 | 0.43718 | 7 | 0.61162
46348 | 13.8 | 1 | 365 | 15.7154 | 0.6243 | 16 | 0.33974
49475 | 11.7 | 1 | 365 | 13.324 | 0.81191 | 14 | 0.13587
46872 | 10.395 | 1 | 365 | 11.8378 | 0.82135 | 12 | 0.65917
47420 | 10.08 | 1 | 365 | 11.4791 | 0.099489 | 11 | 0.57859
49318 | 15.12 | 1 | 365 | 17.2187 | 0.64923 | 17 | 0.86789
48285 | 10.71 | 1 | 365 | 12.1965 | 0.54321 | 12 | 0.73976
47398 | 10.08 | 1 | 365 | 11.4791 | 0.099489 | 11 | 0.57859
58716 | 16.64 | 1 | 365 | 18.9496 | 0.13249 | 19 | 0.082122
48471 | 10.92 | 1 | 365 | 12.4357 | 0.024447 | 12 | 0.46014
43943 | 11.34 | 1 | 365 | 12.914 | 0.98693 | 13 | 0.90092
51282 | 11.685 | 1 | 365 | 13.3069 | 0.77753 | 14 | 0.084411
49898 | 11.39 | 1 | 365 | 12.9709 | 0.10151 | 13 | 0.072438
51315 | 10.695 | 1 | 365 | 12.1795 | 0.50883 | 12 | 0.6883
48544 | 12.5 | 1 | 365 | 14.235 | 0.6452 | 14 | 0.8802
49911 | 11.025 | 1 | 365 | 12.5553 | 0.26507 | 12 | 0.82034
49912 | 12.915 | 1 | 365 | 14.7076 | 0.59622 | 15 | 0.30382
50251 | 13.86 | 1 | 365 | 15.7838 | 0.7618 | 16 | 0.54557
44373 | 6.72 | 1 | 365 | 7.6527 | 0.39966 | 8 | 0.052396
49046 | 9.765 | 1 | 365 | 11.1204 | 0.37763 | 11 | 0.49801
49498 | 12.6 | 1 | 365 | 14.3489 | 0.87436 | 15 | 0.22324
49901 | 10.791 | 1 | 365 | 12.2888 | 0.72883 | 13 | 0.017619
49909 | 7.5 | 1 | 365 | 8.541 | 0.18712 | 8 | 0.72812
48873 | 4.905 | 1 | 365 | 5.5858 | 0.24038 | 5 | 0.82619
58126 | 13.12 | 1 | 365 | 14.9411 | 0.066002 | 15 | 0.0070579
57900 | 7.14 | 1 | 365 | 8.131 | 0.36214 | 8 | 0.49317
58419 | 2.12 | 1 | 365 | 2.4143 | 0.85823 | 3 | 0.27248
58196 | 5.985 | 1 | 365 | 6.8157 | 0.71532 | 7 | 0.53104
57902 | 8.32 | 1 | 365 | 9.4748 | 0.066245 | 9 | 0.54106
58195 | 3.1 | 1 | 365 | 3.5303 | 0.10401 | 3 | 0.63429
57903 | 8.84 | 1 | 365 | 10.067 | 0.25789 | 10 | 0.32488
57905 | 5.46 | 1 | 365 | 6.2178 | 0.51222 | 6 | 0.73007
46807 | 24.57 | 1 | 365 | 27.9803 | 0.30501 | 28 | 0.28532
58705 | 6.84 | 1 | 365 | 7.7894 | 0.67465 | 8 | 0.46405
58193 | 9.45 | 1 | 365 | 10.7617 | 0.65577 | 11 | 0.41743
57908 | 11.96 | 1 | 365 | 13.62 | 0.40773 | 14 | 0.027775
57910 | 3.9 | 1 | 365 | 4.4413 | 0.9373 | 5 | 0.37862
58198 | 5.985 | 1 | 365 | 6.8157 | 0.71532 | 7 | 0.53104
47687 | 3.6 | 1 | 365 | 4.0997 | 0.24982 | 4 | 0.3495
49066 | 7.98 | 1 | 365 | 9.0876 | 0.2871 | 9 | 0.37472
50019 | 6.54 | 1 | 365 | 7.4478 | 0.98717 | 8 | 0.43492
44364 | 14 | 1 | 365 | 15.9432 | 0.082624 | 16 | 0.025824
46482 | 12.88 | 1 | 365 | 14.6677 | 0.51601 | 15 | 0.18376
48863 | 8.82 | 1 | 365 | 10.0442 | 0.21205 | 10 | 0.25627
57266 | 13.86 | 1 | 365 | 15.7838 | 0.7618 | 16 | 0.54557
51121 | 11.76 | 1 | 365 | 13.3923 | 0.9494 | 14 | 0.34169
50297 | 24.8 | 1 | 365 | 28.2422 | 0.83208 | 29 | 0.074317
55188 | 10.5 | 1 | 365 | 11.9574 | 0.061968 | 12 | 0.019368
47340 | 15.369 | 1 | 365 | 17.5022 | 0.21985 | 17 | 0.72206
50979 | 5.865 | 1 | 365 | 6.6791 | 0.44033 | 7 | 0.11939
51312 | 12 | 1 | 365 | 13.6656 | 0.49939 | 14 | 0.16499
46881 | 9.81 | 1 | 365 | 11.1716 | 0.48075 | 11 | 0.65238
43970 | 15.6 | 1 | 365 | 17.7653 | 0.74921 | 18 | 0.51449
51254 | 4.56 | 1 | 365 | 5.1929 | 0.44977 | 5 | 0.6427
49744 | 10.005 | 1 | 365 | 11.3937 | 0.92762 | 12 | 0.32131
48306 | 11.18 | 1 | 365 | 12.7318 | 0.62027 | 13 | 0.35205
47324 | 8.25 | 1 | 365 | 9.3951 | 0.90583 | 10 | 0.30093
50860 | 12.54 | 1 | 365 | 14.2806 | 0.73686 | 15 | 0.017417
48504 | 4.905 | 1 | 365 | 5.5858 | 0.24038 | 5 | 0.82619
49510 | 5.67 | 1 | 365 | 6.457 | 0.99346 | 7 | 0.45046
47561 | 9.12 | 1 | 365 | 10.3859 | 0.89954 | 11 | 0.28539
44182 | 24.36 | 1 | 365 | 27.7412 | 0.82377 | 28 | 0.56493
48565 | 9.81 | 1 | 365 | 11.1716 | 0.48075 | 11 | 0.65238
29893 | 22.23 | 1 | 365 | 25.3155 | 0.94262 | 26 | 0.25815
41870 | 9.6 | 1 | 365 | 10.9325 | 0.99951 | 11 | 0.93199
46454 | 8.175 | 1 | 365 | 9.3097 | 0.73396 | 10 | 0.043651
41187 | 2.6 | 1 | 365 | 2.9609 | 0.9582 | 3 | 0.91908
49030 | 9.975 | 1 | 365 | 11.3595 | 0.85887 | 12 | 0.2184
56850 | 4.34 | 1 | 365 | 4.9424 | 0.94561 | 5 | 0.88801
48284 | 9.45 | 1 | 365 | 10.7617 | 0.65577 | 11 | 0.41743
47613 | 6.5 | 1 | 365 | 7.4022 | 0.8955 | 8 | 0.2977
55433 | 3.06 | 1 | 365 | 3.4847 | 0.012345 | 3 | 0.49707
55790 | 4.42 | 1 | 365 | 5.0335 | 0.12894 | 5 | 0.16244
41840 | 8.58 | 1 | 365 | 9.7709 | 0.66207 | 10 | 0.43297
50298 | 9.69 | 1 | 365 | 11.035 | 0.20576 | 11 | 0.24073
53153 | 14 | 1 | 365 | 15.9432 | 0.082624 | 16 | 0.025824
42827 | 14.3 | 1 | 365 | 16.2848 | 0.77011 | 17 | 0.054949
45787 | 10.6 | 1 | 365 | 12.0713 | 0.29113 | 12 | 0.36241
55178 | 9.805 | 1 | 365 | 11.1659 | 0.46929 | 11 | 0.63523
55549 | 10.07 | 1 | 365 | 11.4677 | 0.076573 | 11 | 0.54429
54727 | 6.095 | 1 | 365 | 6.941 | 0.9674 | 7 | 0.90839
54743 | 5.46 | 1 | 365 | 6.2178 | 0.51222 | 6 | 0.73007
57945 | 5.2 | 1 | 365 | 5.9218 | 0.9164 | 6 | 0.83816
57947 | 5.2 | 1 | 365 | 5.9218 | 0.9164 | 6 | 0.83816
57951 | 5.46 | 1 | 365 | 6.2178 | 0.51222 | 6 | 0.73007
57954 | 3.9 | 1 | 365 | 4.4413 | 0.9373 | 5 | 0.37862
57960 | 13.52 | 1 | 365 | 15.3966 | 0.98265 | 16 | 0.37922
57985 | 11.22 | 1 | 365 | 12.7773 | 0.71193 | 13 | 0.48927
57988 | 6.76 | 1 | 365 | 7.6983 | 0.49132 | 8 | 0.18961
57991 | 8.84 | 1 | 365 | 10.067 | 0.25789 | 10 | 0.32488
57993 | 13.78 | 1 | 365 | 15.6927 | 0.57847 | 16 | 0.27113
57999 | 13.26 | 1 | 365 | 15.1005 | 0.38683 | 15 | 0.48732
58004 | 12.74 | 1 | 365 | 14.5083 | 0.19519 | 14 | 0.7035
58008 | 13.26 | 1 | 365 | 15.1005 | 0.38683 | 15 | 0.48732
58011 | 7.8 | 1 | 365 | 8.8826 | 0.8746 | 9 | 0.75724
58017 | 10.14 | 1 | 365 | 11.5474 | 0.23699 | 11 | 0.78442
58022 | 4.335 | 1 | 365 | 4.9367 | 0.93416 | 5 | 0.87085
58045 | 13 | 1 | 365 | 14.8044 | 0.79101 | 15 | 0.59541
58047 | 9.36 | 1 | 365 | 10.6592 | 0.44953 | 11 | 0.10869
57154 | 4.05 | 1 | 365 | 4.6121 | 0.28104 | 4 | 0.89318
57155 | 9.62 | 1 | 365 | 10.9553 | 0.045346 | 11 | 0.00060192
57156 | 9.435 | 1 | 365 | 10.7446 | 0.6214 | 11 | 0.36597
58054 | 8.91 | 1 | 365 | 10.1467 | 0.4183 | 10 | 0.56501
58055 | 2.97 | 1 | 365 | 3.3822 | 0.8061 | 4 | 0.18834
58057 | 3.12 | 1 | 365 | 3.5531 | 0.14984 | 3 | 0.7029
58060 | 3.78 | 1 | 365 | 4.3047 | 0.66231 | 4 | 0.96697
58063 | 4.16 | 1 | 365 | 4.7374 | 0.53312 | 5 | 0.27053
58070 | 6.36 | 1 | 365 | 7.2428 | 0.57468 | 7 | 0.81745
58073 | 4.68 | 1 | 365 | 5.3296 | 0.72476 | 6 | 0.054347
57263 | 10.14 | 1 | 365 | 11.5474 | 0.23699 | 11 | 0.78442
57265 | 6.76 | 1 | 365 | 7.6983 | 0.49132 | 8 | 0.18961
58074 | 8.16 | 1 | 365 | 9.2926 | 0.69959 | 9 | 0.99219
58078 | 2.6 | 1 | 365 | 2.9609 | 0.9582 | 3 | 0.91908
58083 | 5.2 | 1 | 365 | 5.9218 | 0.9164 | 6 | 0.83816
58086 | 12.48 | 1 | 365 | 14.2122 | 0.59937 | 14 | 0.81159
58085 | 3.9 | 1 | 365 | 4.4413 | 0.9373 | 5 | 0.37862
58087 | 9.88 | 1 | 365 | 11.2513 | 0.64117 | 11 | 0.89251
58088 | 7.02 | 1 | 365 | 7.9944 | 0.087144 | 8 | 0.08152
58089 | 9.62 | 1 | 365 | 10.9553 | 0.045346 | 11 | 0.00060192
58090 | 2.12 | 1 | 365 | 2.4143 | 0.85823 | 3 | 0.27248
58100 | 10.965 | 1 | 365 | 12.4869 | 0.12757 | 12 | 0.61451
58101 | 2.34 | 1 | 365 | 2.6648 | 0.36238 | 3 | 0.027173
58103 | 2.86 | 1 | 365 | 3.257 | 0.55402 | 3 | 0.81099
58105 | 7.02 | 1 | 365 | 7.9944 | 0.087144 | 8 | 0.08152
58107 | 14.79 | 1 | 365 | 16.8429 | 0.893 | 17 | 0.73585
58113 | 8.32 | 1 | 365 | 9.4748 | 0.066245 | 9 | 0.54106
58116 | 3.57 | 1 | 365 | 4.0655 | 0.18107 | 4 | 0.24659
58118 | 4.68 | 1 | 365 | 5.3296 | 0.72476 | 6 | 0.054347
58119 | 2.6 | 1 | 365 | 2.9609 | 0.9582 | 3 | 0.91908
58121 | 6.5 | 1 | 365 | 7.4022 | 0.8955 | 8 | 0.2977
58124 | 3.38 | 1 | 365 | 3.8491 | 0.74566 | 4 | 0.59481
58130 | 6.24 | 1 | 365 | 7.1061 | 0.29968 | 7 | 0.4058
58132 | 5.3 | 1 | 365 | 6.0356 | 0.14556 | 6 | 0.1812
58136 | 4.16 | 1 | 365 | 4.7374 | 0.53312 | 5 | 0.27053
58145 | 6.5 | 1 | 365 | 7.4022 | 0.8955 | 8 | 0.2977
58156 | 2.805 | 1 | 365 | 3.1943 | 0.42798 | 3 | 0.62232
58155 | 4.59 | 1 | 365 | 5.2271 | 0.51852 | 5 | 0.74561
58159 | 9.36 | 1 | 365 | 10.6592 | 0.44953 | 11 | 0.10869
58164 | 5.1 | 1 | 365 | 5.8079 | 0.68724 | 6 | 0.49512
58169 | 13.78 | 1 | 365 | 15.6927 | 0.57847 | 16 | 0.27113
58209 | 8.84 | 1 | 365 | 10.067 | 0.25789 | 10 | 0.32488
58253 | 10.14 | 1 | 365 | 11.5474 | 0.23699 | 11 | 0.78442
58255 | 5.2 | 1 | 365 | 5.9218 | 0.9164 | 6 | 0.83816
58257 | 11.395 | 1 | 365 | 12.9766 | 0.11296 | 13 | 0.08959
58263 | 14.04 | 1 | 365 | 15.9888 | 0.17429 | 16 | 0.16304
58266 | 4.845 | 1 | 365 | 5.5175 | 0.10288 | 5 | 0.62037
58269 | 10.965 | 1 | 365 | 12.4869 | 0.12757 | 12 | 0.61451
58271 | 12.48 | 1 | 365 | 14.2122 | 0.59937 | 14 | 0.81159
58272 | 3.9 | 1 | 365 | 4.4413 | 0.9373 | 5 | 0.37862
58273 | 5.13 | 1 | 365 | 5.842 | 0.75599 | 6 | 0.59803
58324 | 6.76 | 1 | 365 | 7.6983 | 0.49132 | 8 | 0.18961
58325 | 7.395 | 1 | 365 | 8.4214 | 0.9465 | 9 | 0.36793
12717 | 1012.6 | 1 | 365 | 1153.1489 | 0.49036 | 1153 | 0.63924
13637 | 1266.825 | 1 | 365 | 1442.6603 | 0.076439 | 1442 | 0.73675
58338 | 9.69 | 1 | 365 | 11.035 | 0.20576 | 11 | 0.24073
48311 | 11.97 | 1 | 365 | 13.6314 | 0.43064 | 14 | 0.06208
58343 | 4.42 | 1 | 365 | 5.0335 | 0.12894 | 5 | 0.16244
58346 | 8.48 | 1 | 365 | 9.657 | 0.4329 | 10 | 0.089928
58348 | 7.28 | 1 | 365 | 8.2905 | 0.68296 | 8 | 0.97343
58350 | 6.885 | 1 | 365 | 7.8406 | 0.77778 | 8 | 0.61841
58354 | 11.22 | 1 | 365 | 12.7773 | 0.71193 | 13 | 0.48927
58360 | 3.315 | 1 | 365 | 3.7751 | 0.59671 | 4 | 0.37183
58367 | 5.98 | 1 | 365 | 6.81 | 0.70386 | 7 | 0.51389
58373 | 9.62 | 1 | 365 | 10.9553 | 0.045346 | 11 | 0.00060192
58387 | 13.77 | 1 | 365 | 15.6813 | 0.55555 | 16 | 0.23683
58399 | 9.1 | 1 | 365 | 10.3631 | 0.85371 | 11 | 0.21679
58439 | 8.58 | 1 | 365 | 9.7709 | 0.66207 | 10 | 0.43297
58440 | 3.9 | 1 | 365 | 4.4413 | 0.9373 | 5 | 0.37862
58480 | 13.25 | 1 | 365 | 15.0891 | 0.36391 | 15 | 0.45301
58483 | 4.68 | 1 | 365 | 5.3296 | 0.72476 | 6 | 0.054347
58487 | 5.98 | 1 | 365 | 6.81 | 0.70386 | 7 | 0.51389
58499 | 2.385 | 1 | 365 | 2.716 | 0.4655 | 3 | 0.18154
58523 | 2.6 | 1 | 365 | 2.9609 | 0.9582 | 3 | 0.91908
58526 | 5.865 | 1 | 365 | 6.6791 | 0.44033 | 7 | 0.11939
58530 | 12.48 | 1 | 365 | 14.2122 | 0.59937 | 14 | 0.81159
58537 | 9.805 | 1 | 365 | 11.1659 | 0.46929 | 11 | 0.63523
58538 | 7.28 | 1 | 365 | 8.2905 | 0.68296 | 8 | 0.97343
58564 | 13.005 | 1 | 365 | 14.8101 | 0.80247 | 15 | 0.61256
58540 | 3.71 | 1 | 365 | 4.2249 | 0.5019 | 4 | 0.72684
58589 | 3.975 | 1 | 365 | 4.5267 | 0.10917 | 4 | 0.6359
58610 | 13 | 1 | 365 | 14.8044 | 0.79101 | 15 | 0.59541
58613 | 4.845 | 1 | 365 | 5.5175 | 0.10288 | 5 | 0.62037
58623 | 11.475 | 1 | 365 | 13.0677 | 0.29629 | 13 | 0.36402
58627 | 7.02 | 1 | 365 | 7.9944 | 0.087144 | 8 | 0.08152
58674 | 6.24 | 1 | 365 | 7.1061 | 0.29968 | 7 | 0.4058
58680 | 10.2 | 1 | 365 | 11.6158 | 0.37448 | 11 | 0.99024
58683 | 5.46 | 1 | 365 | 6.2178 | 0.51222 | 6 | 0.73007
58685 | 5.61 | 1 | 365 | 6.3887 | 0.85597 | 7 | 0.24463
58745 | 8.16 | 1 | 365 | 9.2926 | 0.69959 | 9 | 0.99219
58750 | 8.32 | 1 | 365 | 9.4748 | 0.066245 | 9 | 0.54106
58752 | 7.28 | 1 | 365 | 8.2905 | 0.68296 | 8 | 0.97343
58754 | 6.375 | 1 | 365 | 7.2599 | 0.60905 | 7 | 0.8689
58755 | 11.7 | 1 | 365 | 13.324 | 0.81191 | 14 | 0.13587
58757 | 9.62 | 1 | 365 | 10.9553 | 0.045346 | 11 | 0.00060192
58769 | 14.04 | 1 | 365 | 15.9888 | 0.17429 | 16 | 0.16304
58774 | 12.72 | 1 | 365 | 14.4855 | 0.14936 | 14 | 0.63489
58781 | 7.395 | 1 | 365 | 8.4214 | 0.9465 | 9 | 0.36793
58794 | 10.4 | 1 | 365 | 11.8435 | 0.83281 | 12 | 0.67633
58795 | 9.88 | 1 | 365 | 11.2513 | 0.64117 | 11 | 0.89251
58797 | 9.62 | 1 | 365 | 10.9553 | 0.045346 | 11 | 0.00060192
58800 | 3.9 | 1 | 365 | 4.4413 | 0.9373 | 5 | 0.37862
50415 | 4.845 | 1 | 365 | 5.5175 | 0.10288 | 5 | 0.62037
45700 | 3.12 | 1 | 365 | 3.5531 | 0.14984 | 3 | 0.7029
45753 | 6.24 | 1 | 365 | 7.1061 | 0.29968 | 7 | 0.4058
41359 | 8.06 | 1 | 365 | 9.1787 | 0.47042 | 9 | 0.64915
58827 | 7.29 | 1 | 365 | 8.3019 | 0.70588 | 9 | 0.0077326
50418 | 6.63 | 1 | 365 | 7.5502 | 0.19341 | 7 | 0.74366
58829 | 12.495 | 1 | 365 | 14.2293 | 0.63374 | 14 | 0.86305
50575 | 7.395 | 1 | 365 | 8.4214 | 0.9465 | 9 | 0.36793
39058 | 5.98 | 1 | 365 | 6.81 | 0.70386 | 7 | 0.51389
39396 | 7.28 | 1 | 365 | 8.2905 | 0.68296 | 8 | 0.97343
48164 | 5.61 | 1 | 365 | 6.3887 | 0.85597 | 7 | 0.24463
42910 | 5.72 | 1 | 365 | 6.5139 | 0.10804 | 6 | 0.62198
39329 | 5.72 | 1 | 365 | 6.5139 | 0.10804 | 6 | 0.62198
45771 | 6.375 | 1 | 365 | 7.2599 | 0.60905 | 7 | 0.8689
50305 | 2.805 | 1 | 365 | 3.1943 | 0.42798 | 3 | 0.62232
44982 | 5.46 | 1 | 365 | 6.2178 | 0.51222 | 6 | 0.73007
41456 | 2.86 | 1 | 365 | 3.257 | 0.55402 | 3 | 0.81099
47542 | 8.32 | 1 | 365 | 9.4748 | 0.066245 | 9 | 0.54106
58832 | 9.18 | 1 | 365 | 10.4542 | 0.037035 | 10 | 0.49122
43766 | 6.76 | 1 | 365 | 7.6983 | 0.49132 | 8 | 0.18961
41023 | 11.73 | 1 | 365 | 13.3581 | 0.88066 | 14 | 0.23878
42982 | 5.46 | 1 | 365 | 6.2178 | 0.51222 | 6 | 0.73007
42358 | 13.78 | 1 | 365 | 15.6927 | 0.57847 | 16 | 0.27113
50507 | 6.76 | 1 | 365 | 7.6983 | 0.49132 | 8 | 0.18961
50597 | 5.61 | 1 | 365 | 6.3887 | 0.85597 | 7 | 0.24463
43692 | 7.54 | 1 | 365 | 8.5866 | 0.27878 | 8 | 0.86534
50373 | 7.28 | 1 | 365 | 8.2905 | 0.68296 | 8 | 0.97343
39342 | 4.94 | 1 | 365 | 5.6257 | 0.32058 | 5 | 0.94626
41753 | 4.94 | 1 | 365 | 5.6257 | 0.32058 | 5 | 0.94626
50442 | 4.59 | 1 | 365 | 5.2271 | 0.51852 | 5 | 0.74561
50584 | 6.12 | 1 | 365 | 6.9695 | 0.02469 | 6 | 0.99415
44863 | 12.25 | 1 | 365 | 13.9503 | 0.072296 | 14 | 0.022596
50397 | 11.985 | 1 | 365 | 13.6485 | 0.46502 | 14 | 0.11354
37874 | 10.4 | 1 | 365 | 11.8435 | 0.83281 | 12 | 0.67633
48095 | 3.315 | 1 | 365 | 3.7751 | 0.59671 | 4 | 0.37183
45239 | 9.12 | 1 | 365 | 10.3859 | 0.89954 | 11 | 0.28539
51052 | 9.315 | 1 | 365 | 10.6079 | 0.3464 | 10 | 0.95433
45952 | 7.8 | 1 | 365 | 8.8826 | 0.8746 | 9 | 0.75724
40699 | 11.475 | 1 | 365 | 13.0677 | 0.29629 | 13 | 0.36402
54680 | 6.9 | 1 | 365 | 7.8577 | 0.81215 | 8 | 0.66987
56154 | 3.188 | 1 | 365 | 3.6305 | 0.30567 | 3 | 0.93617
54957 | 3.975 | 1 | 365 | 4.5267 | 0.10917 | 4 | 0.6359
54956 | 3.013 | 1 | 365 | 3.4312 | 0.90464 | 4 | 0.33584
51219 | 3.71 | 1 | 365 | 4.2249 | 0.5019 | 4 | 0.72684
48682 | 9.975 | 1 | 365 | 11.3595 | 0.85887 | 12 | 0.2184
51043 | 4.16 | 1 | 365 | 4.7374 | 0.53312 | 5 | 0.27053
50413 | 12.24 | 1 | 365 | 13.9389 | 0.04938 | 13 | 0.98829
40603 | 11.18 | 1 | 365 | 12.7318 | 0.62027 | 13 | 0.35205
43771 | 10.07 | 1 | 365 | 11.4677 | 0.076573 | 11 | 0.54429
50437 | 8.16 | 1 | 365 | 9.2926 | 0.69959 | 9 | 0.99219
40703 | 3.64 | 1 | 365 | 4.1452 | 0.34148 | 4 | 0.48671
45963 | 10.455 | 1 | 365 | 11.9062 | 0.95885 | 12 | 0.865
37797 | 9.88 | 1 | 365 | 11.2513 | 0.64117 | 11 | 0.89251
43646 | 10.66 | 1 | 365 | 12.1396 | 0.42863 | 12 | 0.56823
49406 | 12.753 | 1 | 365 | 14.5231 | 0.22498 | 14 | 0.7481
40443 | 2.86 | 1 | 365 | 3.257 | 0.55402 | 3 | 0.81099
50351 | 10.965 | 1 | 365 | 12.4869 | 0.12757 | 12 | 0.61451
45551 | 2.7 | 1 | 365 | 3.0748 | 0.18736 | 3 | 0.26212
44772 | 9.36 | 1 | 365 | 10.6592 | 0.44953 | 11 | 0.10869
49403 | 8.82 | 1 | 365 | 10.0442 | 0.21205 | 10 | 0.25627
46118 | 8.48 | 1 | 365 | 9.657 | 0.4329 | 10 | 0.089928
39620 | 12.495 | 1 | 365 | 14.2293 | 0.63374 | 14 | 0.86305
43992 | 8.1 | 1 | 365 | 9.2243 | 0.56209 | 9 | 0.78637
39374 | 5.98 | 1 | 365 | 6.81 | 0.70386 | 7 | 0.51389
46766 | 12.29 | 1 | 365 | 13.9959 | 0.16396 | 14 | 0.15981
44619 | 10.4 | 1 | 365 | 11.8435 | 0.83281 | 12 | 0.67633
50395 | 3.315 | 1 | 365 | 3.7751 | 0.59671 | 4 | 0.37183
45260 | 5.355 | 1 | 365 | 6.0983 | 0.2716 | 6 | 0.36988
49924 | 9.315 | 1 | 365 | 10.6079 | 0.3464 | 10 | 0.95433
50431 | 4.68 | 1 | 365 | 5.3296 | 0.72476 | 6 | 0.054347
44500 | 12.29 | 1 | 365 | 13.9959 | 0.16396 | 14 | 0.15981
57509 | 7.395 | 1 | 365 | 8.4214 | 0.9465 | 9 | 0.36793
48264 | 8.82 | 1 | 365 | 10.0442 | 0.21205 | 10 | 0.25627
47549 | 10.395 | 1 | 365 | 11.8378 | 0.82135 | 12 | 0.65917
46114 | 11.97 | 1 | 365 | 13.6314 | 0.43064 | 14 | 0.06208
38690 | 7.395 | 1 | 365 | 8.4214 | 0.9465 | 9 | 0.36793
47372 | 5.355 | 1 | 365 | 6.0983 | 0.2716 | 6 | 0.36988
45312 | 8.16 | 1 | 365 | 9.2926 | 0.69959 | 9 | 0.99219
39470 | 5.72 | 1 | 365 | 6.5139 | 0.10804 | 6 | 0.62198
39539 | 21.58 | 1 | 365 | 24.5753 | 0.45307 | 25 | 0.028377
50439 | 2.86 | 1 | 365 | 3.257 | 0.55402 | 3 | 0.81099
44190 | 5.865 | 1 | 365 | 6.6791 | 0.44033 | 7 | 0.11939
41661 | 2.295 | 1 | 365 | 2.6135 | 0.25926 | 2 | 0.8728
45900 | 8.58 | 1 | 365 | 9.7709 | 0.66207 | 10 | 0.43297
45443 | 3.38 | 1 | 365 | 3.8491 | 0.74566 | 4 | 0.59481
50590 | 5.61 | 1 | 365 | 6.3887 | 0.85597 | 7 | 0.24463
45537 | 12.19 | 1 | 365 | 13.882 | 0.9348 | 14 | 0.81677
47917 | 4.59 | 1 | 365 | 5.2271 | 0.51852 | 5 | 0.74561
50430 | 3.57 | 1 | 365 | 4.0655 | 0.18107 | 4 | 0.24659
50247 | 6.24 | 1 | 365 | 7.1061 | 0.29968 | 7 | 0.4058
50596 | 9.36 | 1 | 365 | 10.6592 | 0.44953 | 11 | 0.10869
40230 | 5.1 | 1 | 365 | 5.8079 | 0.68724 | 6 | 0.49512
37890 | 12.48 | 1 | 365 | 14.2122 | 0.59937 | 14 | 0.81159
47454 | 8.06 | 1 | 365 | 9.1787 | 0.47042 | 9 | 0.64915
40960 | 8.06 | 1 | 365 | 9.1787 | 0.47042 | 9 | 0.64915
48044 | 4.32 | 1 | 365 | 4.9196 | 0.89978 | 5 | 0.8194
47962 | 9.36 | 1 | 365 | 10.6592 | 0.44953 | 11 | 0.10869
50379 | 7.65 | 1 | 365 | 8.7118 | 0.53086 | 9 | 0.24268
47622 | 6.375 | 1 | 365 | 7.2599 | 0.60905 | 7 | 0.8689
41185 | 2.6 | 1 | 365 | 2.9609 | 0.9582 | 3 | 0.91908
42577 | 2.08 | 1 | 365 | 2.3687 | 0.76656 | 3 | 0.13527
40227 | 3.64 | 1 | 365 | 4.1452 | 0.34148 | 4 | 0.48671
38035 | 11.44 | 1 | 365 | 13.0279 | 0.21609 | 13 | 0.24396
41404 | 6.5 | 1 | 365 | 7.4022 | 0.8955 | 8 | 0.2977
39335 | 9.62 | 1 | 365 | 10.9553 | 0.045346 | 11 | 0.00060192
44313 | 11.34 | 1 | 365 | 12.914 | 0.98693 | 13 | 0.90092
35292 | 211.896 | 1 | 365 | 241.3072 | 0.58426 | 241 | 0.89143
55818 | 3.78 | 1 | 365 | 4.3047 | 0.66231 | 4 | 0.96697
55802 | 7.44 | 1 | 365 | 8.4727 | 0.049623 | 8 | 0.5223
55938 | 6.3 | 1 | 365 | 7.1744 | 0.43718 | 7 | 0.61162
56058 | 5.04 | 1 | 365 | 5.7396 | 0.54974 | 6 | 0.2893
56219 | 4.578 | 1 | 365 | 5.2134 | 0.49102 | 5 | 0.70444
57426 | 6.93 | 1 | 365 | 7.8919 | 0.8809 | 8 | 0.77278
57705 | 3.84 | 1 | 365 | 4.373 | 0.79981 | 5 | 0.1728
58016 | 5.67 | 1 | 365 | 6.457 | 0.99346 | 7 | 0.45046
58421 | 4.8 | 1 | 365 | 5.4662 | 0.99976 | 6 | 0.466
58424 | 4.251 | 1 | 365 | 4.841 | 0.74166 | 5 | 0.5827
58712 | 9.3 | 1 | 365 | 10.5908 | 0.31203 | 10 | 0.90287
58727 | 3.12 | 1 | 365 | 3.5531 | 0.14984 | 3 | 0.7029
58706 | 3.3 | 1 | 365 | 3.758 | 0.56233 | 4 | 0.32037
58811 | 4.575 | 1 | 365 | 5.21 | 0.48414 | 5 | 0.69415
58816 | 7.28 | 1 | 365 | 8.2905 | 0.68296 | 8 | 0.97343
58866 | 7.125 | 1 | 365 | 8.114 | 0.32776 | 8 | 0.44171
58869 | 6.84 | 1 | 365 | 7.7894 | 0.67465 | 8 | 0.46405
58871 | 5.67 | 1 | 365 | 6.457 | 0.99346 | 7 | 0.45046
58874 | 5.88 | 1 | 365 | 6.6961 | 0.4747 | 7 | 0.17085
58875 | 8.55 | 1 | 365 | 9.7367 | 0.59332 | 10 | 0.33006
58886 | 10.08 | 1 | 365 | 11.4791 | 0.099489 | 11 | 0.57859
58887 | 12.285 | 1 | 365 | 13.9902 | 0.1525 | 14 | 0.14266
58888 | 9.9 | 1 | 365 | 11.2741 | 0.687 | 11 | 0.96112
58889 | 15.696 | 1 | 365 | 17.8746 | 0.9692 | 18 | 0.84381
58890 | 13.25 | 1 | 365 | 15.0891 | 0.36391 | 15 | 0.45301
58897 | 8.82 | 1 | 365 | 10.0442 | 0.21205 | 10 | 0.25627
58898 | 5.46 | 1 | 365 | 6.2178 | 0.51222 | 6 | 0.73007
58900 | 10.2 | 1 | 365 | 11.6158 | 0.37448 | 11 | 0.99024
58901 | 5.4 | 1 | 365 | 6.1495 | 0.37473 | 6 | 0.52425
58902 | 5.035 | 1 | 365 | 5.7339 | 0.53829 | 6 | 0.27214
58903 | 9.92 | 1 | 365 | 11.2969 | 0.73283 | 12 | 0.029727
58904 | 8.82 | 1 | 365 | 10.0442 | 0.21205 | 10 | 0.25627
58905 | 8.4 | 1 | 365 | 9.5659 | 0.24957 | 9 | 0.81549
58907 | 12.75 | 1 | 365 | 14.5197 | 0.2181 | 14 | 0.7378
58908 | 7.29 | 1 | 365 | 8.3019 | 0.70588 | 9 | 0.0077326
58914 | 6.93 | 1 | 365 | 7.8919 | 0.8809 | 8 | 0.77278
56364 | 15.105 | 1 | 365 | 17.2016 | 0.61486 | 17 | 0.81643
57961 | 9.405 | 1 | 365 | 10.7104 | 0.55265 | 11 | 0.26306
58144 | 4.16 | 1 | 365 | 4.7374 | 0.53312 | 5 | 0.27053
58917 | 6.76 | 1 | 365 | 7.6983 | 0.49132 | 8 | 0.18961
58918 | 5.565 | 1 | 365 | 6.3374 | 0.75284 | 7 | 0.090265
58919 | 4.5 | 1 | 365 | 5.1246 | 0.31227 | 5 | 0.43687
58921 | 4.8 | 1 | 365 | 5.4662 | 0.99976 | 6 | 0.466
58926 | 4.845 | 1 | 365 | 5.5175 | 0.10288 | 5 | 0.62037
58934 | 4.41 | 1 | 365 | 5.0221 | 0.10603 | 5 | 0.12813
58937 | 13.515 | 1 | 365 | 15.3909 | 0.97119 | 16 | 0.36207
58959 | 11.4 | 1 | 365 | 12.9823 | 0.12442 | 13 | 0.10674
58962 | 5.565 | 1 | 365 | 6.3374 | 0.75284 | 7 | 0.090265
58963 | 5.1 | 1 | 365 | 5.8079 | 0.68724 | 6 | 0.49512
58969 | 9.81 | 1 | 365 | 11.1716 | 0.48075 | 11 | 0.65238
58981 | 11.725 | 1 | 365 | 13.3524 | 0.8692 | 14 | 0.22163
58982 | 5.415 | 1 | 365 | 6.1666 | 0.4091 | 6 | 0.5757
58983 | 9.52 | 1 | 365 | 10.8414 | 0.81618 | 11 | 0.65756
58984 | 3.99 | 1 | 365 | 4.5438 | 0.14355 | 4 | 0.68736
58986 | 10.4 | 1 | 365 | 11.8435 | 0.83281 | 12 | 0.67633
58989 | 2.85 | 1 | 365 | 3.2456 | 0.53111 | 3 | 0.77669
58990 | 6.625 | 1 | 365 | 7.5446 | 0.18196 | 7 | 0.72651
59044 | 3.445 | 1 | 365 | 3.9232 | 0.89462 | 4 | 0.81778
59045 | 6 | 1 | 365 | 6.8328 | 0.7497 | 7 | 0.5825
59050 | 5.415 | 1 | 365 | 6.1666 | 0.4091 | 6 | 0.5757
59053 | 10.08 | 1 | 365 | 11.4791 | 0.099489 | 11 | 0.57859
59084 | 13.78 | 1 | 365 | 15.6927 | 0.57847 | 16 | 0.27113
59085 | 9.483 | 1 | 365 | 10.7992 | 0.73139 | 11 | 0.53063
59086 | 6.6 | 1 | 365 | 7.5161 | 0.12467 | 7 | 0.64075
59087 | 5.67 | 1 | 365 | 6.457 | 0.99346 | 7 | 0.45046
59089 | 4.505 | 1 | 365 | 5.1303 | 0.32373 | 5 | 0.45402
59090 | 10.5 | 1 | 365 | 11.9574 | 0.061968 | 12 | 0.019368
59091 | 7.59 | 1 | 365 | 8.6435 | 0.39337 | 9 | 0.036857
59092 | 5.035 | 1 | 365 | 5.7339 | 0.53829 | 6 | 0.27214
59094 | 8.4 | 1 | 365 | 9.5659 | 0.24957 | 9 | 0.81549
59197 | 5.2 | 1 | 365 | 5.9218 | 0.9164 | 6 | 0.83816
59198 | 4.55 | 1 | 365 | 5.1815 | 0.42685 | 5 | 0.60839
59199 | 6.44 | 1 | 365 | 7.3339 | 0.75801 | 8 | 0.091879
59251 | 6.615 | 1 | 365 | 7.5332 | 0.15904 | 7 | 0.6922
59252 | 10.5 | 1 | 365 | 11.9574 | 0.061968 | 12 | 0.019368
59261 | 12.3 | 1 | 365 | 14.0072 | 0.18688 | 14 | 0.19412
59268 | 3.465 | 1 | 365 | 3.9459 | 0.94045 | 4 | 0.88639
59269 | 6.095 | 1 | 365 | 6.941 | 0.9674 | 7 | 0.90839
59272 | 6.555 | 1 | 365 | 7.4648 | 0.021543 | 7 | 0.48638
59274 | 5.865 | 1 | 365 | 6.6791 | 0.44033 | 7 | 0.11939
59425 | 6.44 | 1 | 365 | 7.3339 | 0.75801 | 8 | 0.091879
59434 | 9.8 | 1 | 365 | 11.1602 | 0.45784 | 11 | 0.61808
59441 | 5.13 | 1 | 365 | 5.842 | 0.75599 | 6 | 0.59803
59443 | 3.975 | 1 | 365 | 4.5267 | 0.10917 | 4 | 0.6359
59550 | 13.5 | 1 | 365 | 15.3738 | 0.93682 | 16 | 0.31062
59556 | 12.19 | 1 | 365 | 13.882 | 0.9348 | 14 | 0.81677
59557 | 7.2 | 1 | 365 | 8.1994 | 0.49964 | 8 | 0.699
59576 | 5.3 | 1 | 365 | 6.0356 | 0.14556 | 6 | 0.1812
59579 | 5.4 | 1 | 365 | 6.1495 | 0.37473 | 6 | 0.52425
59581 | 9.01 | 1 | 365 | 10.2606 | 0.64746 | 10 | 0.90805
59582 | 12 | 1 | 365 | 13.6656 | 0.49939 | 14 | 0.16499
59586 | 5.98 | 1 | 365 | 6.81 | 0.70386 | 7 | 0.51389
59591 | 5.94 | 1 | 365 | 6.7645 | 0.6122 | 7 | 0.37667
59595 | 9.275 | 1 | 365 | 10.5624 | 0.25474 | 10 | 0.81711
59596 | 6.3 | 1 | 365 | 7.1744 | 0.43718 | 7 | 0.61162
59607 | 4.24 | 1 | 365 | 4.8285 | 0.71645 | 5 | 0.54496
59609 | 11.6 | 1 | 365 | 13.2101 | 0.58275 | 13 | 0.79283
59634 | 5.559 | 1 | 365 | 6.3306 | 0.73909 | 7 | 0.069683
59675 | 3.975 | 1 | 365 | 4.5267 | 0.10917 | 4 | 0.6359
59680 | 7.848 | 1 | 365 | 8.9373 | 0.9846 | 9 | 0.9219
59689 | 11.42 | 1 | 365 | 13.0051 | 0.17025 | 13 | 0.17535
59799 | 7.5 | 1 | 365 | 8.541 | 0.18712 | 8 | 0.72812
57787 | 5.52 | 1 | 365 | 6.2862 | 0.64972 | 6 | 0.9359
59804 | 10.137 | 1 | 365 | 11.544 | 0.23011 | 11 | 0.77413
59807 | 5.67 | 1 | 365 | 6.457 | 0.99346 | 7 | 0.45046
59836 | 7.2 | 1 | 365 | 8.1994 | 0.49964 | 8 | 0.699
59849 | 5.13 | 1 | 365 | 5.842 | 0.75599 | 6 | 0.59803
59850 | 9.975 | 1 | 365 | 11.3595 | 0.85887 | 12 | 0.2184
59851 | 23.31 | 1 | 365 | 26.5454 | 0.41757 | 26 | 0.963
59852 | 6.6 | 1 | 365 | 7.5161 | 0.12467 | 7 | 0.64075
59853 | 6.76 | 1 | 365 | 7.6983 | 0.49132 | 8 | 0.18961
59854 | 6.3 | 1 | 365 | 7.1744 | 0.43718 | 7 | 0.61162
59855 | 11.13 | 1 | 365 | 12.6748 | 0.50569 | 13 | 0.18053
49182 | 6.84 | 1 | 365 | 7.7894 | 0.67465 | 8 | 0.46405
59857 | 3.75 | 1 | 365 | 4.2705 | 0.59356 | 4 | 0.86406
41343 | 10.005 | 1 | 365 | 11.3937 | 0.92762 | 12 | 0.32131
59858 | 4.5 | 1 | 365 | 5.1246 | 0.31227 | 5 | 0.43687
45576 | 12 | 1 | 365 | 13.6656 | 0.49939 | 14 | 0.16499
48519 | 6.89 | 1 | 365 | 7.8463 | 0.78923 | 8 | 0.63557
59958 | 5.75 | 1 | 365 | 6.5481 | 0.17679 | 6 | 0.72489
45558 | 6.27 | 1 | 365 | 7.1403 | 0.36843 | 7 | 0.50871
51275 | 6.3 | 1 | 365 | 7.1744 | 0.43718 | 7 | 0.61162
59959 | 5.565 | 1 | 365 | 6.3374 | 0.75284 | 7 | 0.090265
49742 | 12.6 | 1 | 365 | 14.3489 | 0.87436 | 15 | 0.22324
49746 | 9.92 | 1 | 365 | 11.2969 | 0.73283 | 12 | 0.029727
47619 | 7.56 | 1 | 365 | 8.6093 | 0.32462 | 8 | 0.93394
59960 | 8.5 | 1 | 365 | 9.6798 | 0.47874 | 10 | 0.15854
47318 | 11.7 | 1 | 365 | 13.324 | 0.81191 | 14 | 0.13587
59966 | 6 | 1 | 365 | 6.8328 | 0.7497 | 7 | 0.5825
48854 | 5.72 | 1 | 365 | 6.5139 | 0.10804 | 6 | 0.62198
59972 | 12.6 | 1 | 365 | 14.3489 | 0.87436 | 15 | 0.22324
45208 | 11.34 | 1 | 365 | 12.914 | 0.98693 | 13 | 0.90092
59982 | 11.4 | 1 | 365 | 12.9823 | 0.12442 | 13 | 0.10674
47610 | 5.75 | 1 | 365 | 6.5481 | 0.17679 | 6 | 0.72489
60058 | 6.72 | 1 | 365 | 7.6527 | 0.39966 | 8 | 0.052396
46840 | 3.75 | 1 | 365 | 4.2705 | 0.59356 | 4 | 0.86406
48529 | 6.3 | 1 | 365 | 7.1744 | 0.43718 | 7 | 0.61162
60061 | 4.5 | 1 | 365 | 5.1246 | 0.31227 | 5 | 0.43687
51093 | 5.355 | 1 | 365 | 6.0983 | 0.2716 | 6 | 0.36988
46411 | 9.156 | 1 | 365 | 10.4269 | 0.98204 | 11 | 0.40889
46459 | 6.5 | 1 | 365 | 7.4022 | 0.8955 | 8 | 0.2977
48564 | 6.5 | 1 | 365 | 7.4022 | 0.8955 | 8 | 0.2977
46909 | 6.93 | 1 | 365 | 7.8919 | 0.8809 | 8 | 0.77278
49033 | 6 | 1 | 365 | 6.8328 | 0.7497 | 7 | 0.5825
50275 | 7.41 | 1 | 365 | 8.4385 | 0.98087 | 9 | 0.41938
49155 | 8.67 | 1 | 365 | 9.8734 | 0.86831 | 10 | 0.74171
46866 | 6 | 1 | 365 | 6.8328 | 0.7497 | 7 | 0.5825
47306 | 4 | 1 | 365 | 4.5552 | 0.16646 | 4 | 0.72166
48837 | 8.215 | 1 | 365 | 9.3552 | 0.82563 | 10 | 0.18087
49480 | 3 | 1 | 365 | 3.4164 | 0.87485 | 4 | 0.29125
46395 | 6.3 | 1 | 365 | 7.1744 | 0.43718 | 7 | 0.61162
49168 | 15.68 | 1 | 365 | 17.8564 | 0.93254 | 18 | 0.78892
51281 | 7.875 | 1 | 365 | 8.968 | 0.046476 | 9 | 0.014526
50261 | 10.395 | 1 | 365 | 11.8378 | 0.82135 | 12 | 0.65917
50011 | 8.25 | 1 | 365 | 9.3951 | 0.90583 | 10 | 0.30093
44380 | 8.4 | 1 | 365 | 9.5659 | 0.24957 | 9 | 0.81549
46868 | 9.45 | 1 | 365 | 10.7617 | 0.65577 | 11 | 0.41743
49533 | 2 | 1 | 365 | 2.2776 | 0.58323 | 2 | 0.86083
51280 | 10.5 | 1 | 365 | 11.9574 | 0.061968 | 12 | 0.019368
48869 | 4.41 | 1 | 365 | 5.0221 | 0.10603 | 5 | 0.12813
44400 | 24 | 1 | 365 | 27.3312 | 0.99878 | 28 | 0.32998
49053 | 6.93 | 1 | 365 | 7.8919 | 0.8809 | 8 | 0.77278
50010 | 8.5 | 1 | 365 | 9.6798 | 0.47874 | 10 | 0.15854
51317 | 4.725 | 1 | 365 | 5.3808 | 0.82789 | 6 | 0.20872
46853 | 9.135 | 1 | 365 | 10.4029 | 0.93391 | 11 | 0.33685
47399 | 8.75 | 1 | 365 | 9.9645 | 0.05164 | 10 | 0.01614
49177 | 8.829 | 1 | 365 | 10.0545 | 0.23268 | 10 | 0.28714
49060 | 8.1 | 1 | 365 | 9.2243 | 0.56209 | 9 | 0.78637
47425 | 3.48 | 1 | 365 | 3.963 | 0.97482 | 4 | 0.93785
50161 | 8.37 | 1 | 365 | 9.5318 | 0.18083 | 9 | 0.71258
49992 | 4.2 | 1 | 365 | 4.783 | 0.62479 | 5 | 0.40775
49879 | 3.705 | 1 | 365 | 4.2193 | 0.49044 | 4 | 0.70969
55953 | 6.3 | 1 | 365 | 7.1744 | 0.43718 | 7 | 0.61162
55952 | 10.08 | 1 | 365 | 11.4791 | 0.099489 | 11 | 0.57859
56406 | 9.28 | 1 | 365 | 10.5681 | 0.2662 | 10 | 0.83426
57568 | 4.77 | 1 | 365 | 5.4321 | 0.93101 | 6 | 0.36308
57950 | 8.84 | 1 | 365 | 10.067 | 0.25789 | 10 | 0.32488
57952 | 3.12 | 1 | 365 | 3.5531 | 0.14984 | 3 | 0.7029
57953 | 9.1 | 1 | 365 | 10.3631 | 0.85371 | 11 | 0.21679
57956 | 4.16 | 1 | 365 | 4.7374 | 0.53312 | 5 | 0.27053
57957 | 4.68 | 1 | 365 | 5.3296 | 0.72476 | 6 | 0.054347
57958 | 8.06 | 1 | 365 | 9.1787 | 0.47042 | 9 | 0.64915
57977 | 5.61 | 1 | 365 | 6.3887 | 0.85597 | 7 | 0.24463
57980 | 4.77 | 1 | 365 | 5.4321 | 0.93101 | 6 | 0.36308
40580 | 3.64 | 1 | 365 | 4.1452 | 0.34148 | 4 | 0.48671
47887 | 3.57 | 1 | 365 | 4.0655 | 0.18107 | 4 | 0.24659
38731 | 5.2 | 1 | 365 | 5.9218 | 0.9164 | 6 | 0.83816
45648 | 10.92 | 1 | 365 | 12.4357 | 0.024447 | 12 | 0.46014
41752 | 7.02 | 1 | 365 | 7.9944 | 0.087144 | 8 | 0.08152
54430 | 11.22 | 1 | 365 | 12.7773 | 0.71193 | 13 | 0.48927
55395 | 9.945 | 1 | 365 | 11.3254 | 0.79012 | 12 | 0.11549
55727 | 5.2 | 1 | 365 | 5.9218 | 0.9164 | 6 | 0.83816
55735 | 4.335 | 1 | 365 | 4.9367 | 0.93416 | 5 | 0.87085
50440 | 7.28 | 1 | 365 | 8.2905 | 0.68296 | 8 | 0.97343
55955 | 11.475 | 1 | 365 | 13.0677 | 0.29629 | 13 | 0.36402
56030 | 6.12 | 1 | 365 | 6.9695 | 0.02469 | 6 | 0.99415
37879 | 4.16 | 1 | 365 | 4.7374 | 0.53312 | 5 | 0.27053
39464 | 5.13 | 1 | 365 | 5.842 | 0.75599 | 6 | 0.59803
48046 | 12.22 | 1 | 365 | 13.9161 | 0.0035475 | 13 | 0.91968
50338 | 13.26 | 1 | 365 | 15.1005 | 0.38683 | 15 | 0.48732
50372 | 7.56 | 1 | 365 | 8.6093 | 0.32462 | 8 | 0.93394
56494 | 6.48 | 1 | 365 | 7.3794 | 0.84967 | 8 | 0.2291
56531 | 3.64 | 1 | 365 | 4.1452 | 0.34148 | 4 | 0.48671
56551 | 4.845 | 1 | 365 | 5.5175 | 0.10288 | 5 | 0.62037
55889 | 6.12 | 1 | 365 | 6.9695 | 0.02469 | 6 | 0.99415
57983 | 5.46 | 1 | 365 | 6.2178 | 0.51222 | 6 | 0.73007
57986 | 4.16 | 1 | 365 | 4.7374 | 0.53312 | 5 | 0.27053
57987 | 9.945 | 1 | 365 | 11.3254 | 0.79012 | 12 | 0.11549
57994 | 4.42 | 1 | 365 | 5.0335 | 0.12894 | 5 | 0.16244
58003 | 4.16 | 1 | 365 | 4.7374 | 0.53312 | 5 | 0.27053
58013 | 10.14 | 1 | 365 | 11.5474 | 0.23699 | 11 | 0.78442
58019 | 3.825 | 1 | 365 | 4.3559 | 0.76543 | 5 | 0.12134
58023 | 4.59 | 1 | 365 | 5.2271 | 0.51852 | 5 | 0.74561
58026 | 5.2 | 1 | 365 | 5.9218 | 0.9164 | 6 | 0.83816
58030 | 4.42 | 1 | 365 | 5.0335 | 0.12894 | 5 | 0.16244
58037 | 5.83 | 1 | 365 | 6.6392 | 0.36012 | 6 | 0.99933
58041 | 7.54 | 1 | 365 | 8.5866 | 0.27878 | 8 | 0.86534
58048 | 7.54 | 1 | 365 | 8.5866 | 0.27878 | 8 | 0.86534
58076 | 5.46 | 1 | 365 | 6.2178 | 0.51222 | 6 | 0.73007
58080 | 11.96 | 1 | 365 | 13.62 | 0.40773 | 14 | 0.027775
58082 | 4.68 | 1 | 365 | 5.3296 | 0.72476 | 6 | 0.054347
58127 | 9.36 | 1 | 365 | 10.6592 | 0.44953 | 11 | 0.10869
58131 | 2.12 | 1 | 365 | 2.4143 | 0.85823 | 3 | 0.27248
56488 | 2.86 | 1 | 365 | 3.257 | 0.55402 | 3 | 0.81099
58135 | 8.67 | 1 | 365 | 9.8734 | 0.86831 | 10 | 0.74171
58158 | 4.68 | 1 | 365 | 5.3296 | 0.72476 | 6 | 0.054347
58228 | 4.94 | 1 | 365 | 5.6257 | 0.32058 | 5 | 0.94626
58270 | 5.865 | 1 | 365 | 6.6791 | 0.44033 | 7 | 0.11939
58296 | 6.5 | 1 | 365 | 7.4022 | 0.8955 | 8 | 0.2977
58297 | 8.06 | 1 | 365 | 9.1787 | 0.47042 | 9 | 0.64915
58299 | 14.04 | 1 | 365 | 15.9888 | 0.17429 | 16 | 0.16304
58405 | 11.475 | 1 | 365 | 13.0677 | 0.29629 | 13 | 0.36402
58444 | 10.66 | 1 | 365 | 12.1396 | 0.42863 | 12 | 0.56823
58445 | 5.1 | 1 | 365 | 5.8079 | 0.68724 | 6 | 0.49512
58461 | 3.9 | 1 | 365 | 4.4413 | 0.9373 | 5 | 0.37862
58489 | 11.985 | 1 | 365 | 13.6485 | 0.46502 | 14 | 0.11354
58479 | 3.12 | 1 | 365 | 3.5531 | 0.14984 | 3 | 0.7029
58498 | 3.18 | 1 | 365 | 3.6214 | 0.28734 | 3 | 0.90872
58506 | 7.54 | 1 | 365 | 8.5866 | 0.27878 | 8 | 0.86534
58513 | 3.315 | 1 | 365 | 3.7751 | 0.59671 | 4 | 0.37183
58519 | 6.24 | 1 | 365 | 7.1061 | 0.29968 | 7 | 0.4058
58521 | 9.1 | 1 | 365 | 10.3631 | 0.85371 | 11 | 0.21679
55272 | 3.975 | 1 | 365 | 4.5267 | 0.10917 | 4 | 0.6359
39983 | 8.32 | 1 | 365 | 9.4748 | 0.066245 | 9 | 0.54106
45811 | 7.65 | 1 | 365 | 8.7118 | 0.53086 | 9 | 0.24268
39442 | 11.395 | 1 | 365 | 12.9766 | 0.11296 | 13 | 0.08959
40583 | 7.02 | 1 | 365 | 7.9944 | 0.087144 | 8 | 0.08152
39521 | 10.4 | 1 | 365 | 11.8435 | 0.83281 | 12 | 0.67633
39559 | 8.32 | 1 | 365 | 9.4748 | 0.066245 | 9 | 0.54106
50353 | 3.315 | 1 | 365 | 3.7751 | 0.59671 | 4 | 0.37183
37907 | 7.14 | 1 | 365 | 8.131 | 0.36214 | 8 | 0.49317
41178 | 5.72 | 1 | 365 | 6.5139 | 0.10804 | 6 | 0.62198
55095 | 6.63 | 1 | 365 | 7.5502 | 0.19341 | 7 | 0.74366
55845 | 10.965 | 1 | 365 | 12.4869 | 0.12757 | 12 | 0.61451
37813 | 10.865 | 1 | 365 | 12.3731 | 0.89841 | 13 | 0.27147
55698 | 7.395 | 1 | 365 | 8.4214 | 0.9465 | 9 | 0.36793
54681 | 4.08 | 1 | 365 | 4.6463 | 0.34979 | 4 | 0.9961
45635 | 4.16 | 1 | 365 | 4.7374 | 0.53312 | 5 | 0.27053
42238 | 3.64 | 1 | 365 | 4.1452 | 0.34148 | 4 | 0.48671
50300 | 12.48 | 1 | 365 | 14.2122 | 0.59937 | 14 | 0.81159
50341 | 12.24 | 1 | 365 | 13.9389 | 0.04938 | 13 | 0.98829
55098 | 2.805 | 1 | 365 | 3.1943 | 0.42798 | 3 | 0.62232
45985 | 4.42 | 1 | 365 | 5.0335 | 0.12894 | 5 | 0.16244
59606 | 14.04 | 1 | 365 | 15.9888 | 0.17429 | 16 | 0.16304
59610 | 5.2 | 1 | 365 | 5.9218 | 0.9164 | 6 | 0.83816
49006 | 13.23 | 1 | 365 | 15.0663 | 0.31808 | 15 | 0.3844
42748 | 6.05 | 1 | 365 | 6.8897 | 0.86428 | 7 | 0.75402
48330 | 6.54 | 1 | 365 | 7.4478 | 0.98717 | 8 | 0.43492
45696 | 3.38 | 1 | 365 | 3.8491 | 0.74566 | 4 | 0.59481
48144 | 6.89 | 1 | 365 | 7.8463 | 0.78923 | 8 | 0.63557
38475 | 9.35 | 1 | 365 | 10.6478 | 0.42661 | 11 | 0.07439
58335 | 10.64 | 1 | 365 | 12.1168 | 0.38279 | 12 | 0.49963
57539 | 8.745 | 1 | 365 | 9.9588 | 0.040182 | 9 | 0.99899
58933 | 6.89 | 1 | 365 | 7.8463 | 0.78923 | 8 | 0.63557
58598 | 9.01 | 1 | 365 | 10.2606 | 0.64746 | 10 | 0.90805
58197 | 4.24 | 1 | 365 | 4.8285 | 0.71645 | 5 | 0.54496
57411 | 7.54 | 1 | 365 | 8.5866 | 0.27878 | 8 | 0.86534
56996 | 4.68 | 1 | 365 | 5.3296 | 0.72476 | 6 | 0.054347
58867 | 3.975 | 1 | 365 | 4.5267 | 0.10917 | 4 | 0.6359
56211 | 9.88 | 1 | 365 | 11.2513 | 0.64117 | 11 | 0.89251
59185 | 7.02 | 1 | 365 | 7.9944 | 0.087144 | 8 | 0.08152
56693 | 5.2 | 1 | 365 | 5.9218 | 0.9164 | 6 | 0.83816
57944 | 3.445 | 1 | 365 | 3.9232 | 0.89462 | 4 | 0.81778
44183 | 9.52 | 1 | 365 | 10.8414 | 0.81618 | 11 | 0.65756
57135 | 10.8 | 1 | 365 | 12.299 | 0.74945 | 13 | 0.048493
59348 | 4.42 | 1 | 365 | 5.0335 | 0.12894 | 5 | 0.16244
36132 | 14.25 | 1 | 365 | 16.2279 | 0.65553 | 16 | 0.88343
39388 | 6.05 | 1 | 365 | 6.8897 | 0.86428 | 7 | 0.75402
39915 | 10.1 | 1 | 365 | 11.5019 | 0.14532 | 11 | 0.6472
43045 | 9.045 | 1 | 365 | 10.3004 | 0.72767 | 11 | 0.028113
56112 | 3.18 | 1 | 365 | 3.6214 | 0.28734 | 3 | 0.90872
56650 | 12.22 | 1 | 365 | 13.9161 | 0.0035475 | 13 | 0.91968
57330 | 5.72 | 1 | 365 | 6.5139 | 0.10804 | 6 | 0.62198
57744 | 5.83 | 1 | 365 | 6.6392 | 0.36012 | 6 | 0.99933
58915 | 16.96 | 1 | 365 | 19.314 | 0.86581 | 20 | 0.17986
59108 | 11.44 | 1 | 365 | 13.0279 | 0.21609 | 13 | 0.24396
42895 | 6.065 | 1 | 365 | 6.9068 | 0.89865 | 7 | 0.80547
50731 | 9.36 | 1 | 365 | 10.6592 | 0.44953 | 11 | 0.10869
50929 | 4.24 | 1 | 365 | 4.8285 | 0.71645 | 5 | 0.54496
56113 | 5.3 | 1 | 365 | 6.0356 | 0.14556 | 6 | 0.1812
56171 | 7.155 | 1 | 365 | 8.1481 | 0.39651 | 8 | 0.54463
56172 | 9.275 | 1 | 365 | 10.5624 | 0.25474 | 10 | 0.81711
56329 | 10.6 | 1 | 365 | 12.0713 | 0.29113 | 12 | 0.36241
43122 | 12.48 | 1 | 365 | 14.2122 | 0.59937 | 14 | 0.81159
49663 | 4.68 | 1 | 365 | 5.3296 | 0.72476 | 6 | 0.054347
37954 | 11.7 | 1 | 365 | 13.324 | 0.81191 | 14 | 0.13587
56389 | 5.72 | 1 | 365 | 6.5139 | 0.10804 | 6 | 0.62198
40817 | 8.06 | 1 | 365 | 9.1787 | 0.47042 | 9 | 0.64915
47507 | 7.42 | 1 | 365 | 8.4499 | 0.0037907 | 8 | 0.45369
42254 | 2.65 | 1 | 365 | 3.0178 | 0.072782 | 3 | 0.090602
40519 | 7.02 | 1 | 365 | 7.9944 | 0.087144 | 8 | 0.08152
38719 | 10.6 | 1 | 365 | 12.0713 | 0.29113 | 12 | 0.36241
56392 | 3.975 | 1 | 365 | 4.5267 | 0.10917 | 4 | 0.6359
38834 | 3.51 | 1 | 365 | 3.9972 | 0.043572 | 4 | 0.04076
40097 | 13 | 1 | 365 | 14.8044 | 0.79101 | 15 | 0.59541
42046 | 6.375 | 1 | 365 | 7.2599 | 0.60905 | 7 | 0.8689
38180 | 8.32 | 1 | 365 | 9.4748 | 0.066245 | 9 | 0.54106
56947 | 5.3 | 1 | 365 | 6.0356 | 0.14556 | 6 | 0.1812
53154 | 4.59 | 1 | 365 | 5.2271 | 0.51852 | 5 | 0.74561
53176 | 7.905 | 1 | 365 | 9.0022 | 0.11522 | 9 | 0.11744
56955 | 4.42 | 1 | 365 | 5.0335 | 0.12894 | 5 | 0.16244
53186 | 6.12 | 1 | 365 | 6.9695 | 0.02469 | 6 | 0.99415
53189 | 3.825 | 1 | 365 | 4.3559 | 0.76543 | 5 | 0.12134
53229 | 13.78 | 1 | 365 | 15.6927 | 0.57847 | 16 | 0.27113
57076 | 5.3 | 1 | 365 | 6.0356 | 0.14556 | 6 | 0.1812
57081 | 8.525 | 1 | 365 | 9.7083 | 0.53603 | 10 | 0.2443
57087 | 6.625 | 1 | 365 | 7.5446 | 0.18196 | 7 | 0.72651
53204 | 6.5 | 1 | 365 | 7.4022 | 0.8955 | 8 | 0.2977
52938 | 2.04 | 1 | 365 | 2.3232 | 0.6749 | 2 | 0.99805
57234 | 5.3 | 1 | 365 | 6.0356 | 0.14556 | 6 | 0.1812
50457 | 10.4 | 1 | 365 | 11.8435 | 0.83281 | 12 | 0.67633
38783 | 7.02 | 1 | 365 | 7.9944 | 0.087144 | 8 | 0.08152
41700 | 6.5 | 1 | 365 | 7.4022 | 0.8955 | 8 | 0.2977
57306 | 7.95 | 1 | 365 | 9.0535 | 0.21835 | 9 | 0.27181
57582 | 9.18 | 1 | 365 | 10.4542 | 0.037035 | 10 | 0.49122
57844 | 6.6 | 1 | 365 | 7.5161 | 0.12467 | 7 | 0.64075
34404 | 2.34 | 1 | 365 | 2.6648 | 0.36238 | 3 | 0.027173
53835 | 4.68 | 1 | 365 | 5.3296 | 0.72476 | 6 | 0.054347
54359 | 7.8 | 1 | 365 | 8.8826 | 0.8746 | 9 | 0.75724
52352 | 9.62 | 1 | 365 | 10.9553 | 0.045346 | 11 | 0.00060192
54760 | 9.1 | 1 | 365 | 10.3631 | 0.85371 | 11 | 0.21679
55004 | 9.36 | 1 | 365 | 10.6592 | 0.44953 | 11 | 0.10869
54943 | 10.4 | 1 | 365 | 11.8435 | 0.83281 | 12 | 0.67633
52558 | 7.02 | 1 | 365 | 7.9944 | 0.087144 | 8 | 0.08152
51728 | 2.08 | 1 | 365 | 2.3687 | 0.76656 | 3 | 0.13527
54403 | 5.72 | 1 | 365 | 6.5139 | 0.10804 | 6 | 0.62198
50847 | 5.72 | 1 | 365 | 6.5139 | 0.10804 | 6 | 0.62198
19941 | 10.92 | 1 | 365 | 12.4357 | 0.024447 | 12 | 0.46014
53871 | 2.08 | 1 | 365 | 2.3687 | 0.76656 | 3 | 0.13527
25307 | 7.54 | 1 | 365 | 8.5866 | 0.27878 | 8 | 0.86534
52420 | 2.34 | 1 | 365 | 2.6648 | 0.36238 | 3 | 0.027173
53192 | 2.34 | 1 | 365 | 2.6648 | 0.36238 | 3 | 0.027173
37392 | 3.12 | 1 | 365 | 3.5531 | 0.14984 | 3 | 0.7029
54976 | 7.02 | 1 | 365 | 7.9944 | 0.087144 | 8 | 0.08152
54940 | 13 | 1 | 365 | 14.8044 | 0.79101 | 15 | 0.59541
54797 | 6.5 | 1 | 365 | 7.4022 | 0.8955 | 8 | 0.2977
55305 | 2.34 | 1 | 365 | 2.6648 | 0.36238 | 3 | 0.027173
53829 | 5.72 | 1 | 365 | 6.5139 | 0.10804 | 6 | 0.62198
48553 | 4.68 | 1 | 365 | 5.3296 | 0.72476 | 6 | 0.054347
55215 | 7.28 | 1 | 365 | 8.2905 | 0.68296 | 8 | 0.97343
54992 | 12.22 | 1 | 365 | 13.9161 | 0.0035475 | 13 | 0.91968
54770 | 7.8 | 1 | 365 | 8.8826 | 0.8746 | 9 | 0.75724
58015 | 13.2 | 1 | 365 | 15.0322 | 0.24933 | 15 | 0.28149
54908 | 9.36 | 1 | 365 | 10.6592 | 0.44953 | 11 | 0.10869
53905 | 6.76 | 1 | 365 | 7.6983 | 0.49132 | 8 | 0.18961
56328 | 9.36 | 1 | 365 | 10.6592 | 0.44953 | 11 | 0.10869
58431 | 6.36 | 1 | 365 | 7.2428 | 0.57468 | 7 | 0.81745
55043 | 2.6 | 1 | 365 | 2.9609 | 0.9582 | 3 | 0.91908
56548 | 7.54 | 1 | 365 | 8.5866 | 0.27878 | 8 | 0.86534
58573 | 5.3 | 1 | 365 | 6.0356 | 0.14556 | 6 | 0.1812
56567 | 12.22 | 1 | 365 | 13.9161 | 0.0035475 | 13 | 0.91968
59180 | 4.505 | 1 | 365 | 5.1303 | 0.32373 | 5 | 0.45402
54909 | 3.9 | 1 | 365 | 4.4413 | 0.9373 | 5 | 0.37862
56860 | 9.18 | 1 | 365 | 10.4542 | 0.037035 | 10 | 0.49122
59802 | 7.245 | 1 | 365 | 8.2506 | 0.60276 | 8 | 0.85336
57285 | 4.59 | 1 | 365 | 5.2271 | 0.51852 | 5 | 0.74561
57339 | 4.16 | 1 | 365 | 4.7374 | 0.53312 | 5 | 0.27053
57802 | 6 | 1 | 365 | 6.8328 | 0.7497 | 7 | 0.5825
57662 | 7.54 | 1 | 365 | 8.5866 | 0.27878 | 8 | 0.86534
59583 | 5.67 | 1 | 365 | 6.457 | 0.99346 | 7 | 0.45046
57730 | 4.59 | 1 | 365 | 5.2271 | 0.51852 | 5 | 0.74561
57772 | 9.275 | 1 | 365 | 10.5624 | 0.25474 | 10 | 0.81711
57819 | 2.34 | 1 | 365 | 2.6648 | 0.36238 | 3 | 0.027173
49201 | 2.28 | 1 | 365 | 2.5965 | 0.22488 | 2 | 0.82135
49546 | 8.28 | 1 | 365 | 9.4293 | 0.97458 | 10 | 0.40384
51448 | 8.32 | 1 | 365 | 9.4748 | 0.066245 | 9 | 0.54106
53252 | 9.18 | 1 | 365 | 10.4542 | 0.037035 | 10 | 0.49122
56041 | 6.095 | 1 | 365 | 6.941 | 0.9674 | 7 | 0.90839
56576 | 10.6 | 1 | 365 | 12.0713 | 0.29113 | 12 | 0.36241
57464 | 4.94 | 1 | 365 | 5.6257 | 0.32058 | 5 | 0.94626
58123 | 6.5 | 1 | 365 | 7.4022 | 0.8955 | 8 | 0.2977
58146 | 4.59 | 1 | 365 | 5.2271 | 0.51852 | 5 | 0.74561
58331 | 2.85 | 1 | 365 | 3.2456 | 0.53111 | 3 | 0.77669
58837 | 8.1 | 1 | 365 | 9.2243 | 0.56209 | 9 | 0.78637
58882 | 14.575 | 1 | 365 | 16.598 | 0.4003 | 16 | 0.99831
58985 | 5.75 | 1 | 365 | 6.5481 | 0.17679 | 6 | 0.72489
59856 | 8.7 | 1 | 365 | 9.9076 | 0.93706 | 10 | 0.84462
40140 | 15.08 | 1 | 365 | 17.1731 | 0.55757 | 17 | 0.73067
54577 | 2.6 | 1 | 365 | 2.9609 | 0.9582 | 3 | 0.91908
41478 | 6.63 | 1 | 365 | 7.5502 | 0.19341 | 7 | 0.74366
43581 | 8.84 | 1 | 365 | 10.067 | 0.25789 | 10 | 0.32488
46619 | 10.4 | 1 | 365 | 11.8435 | 0.83281 | 12 | 0.67633
50641 | 6.24 | 1 | 365 | 7.1061 | 0.29968 | 7 | 0.4058
39373 | 7.155 | 1 | 365 | 8.1481 | 0.39651 | 8 | 0.54463
48090 | 4.59 | 1 | 365 | 5.2271 | 0.51852 | 5 | 0.74561
40531 | 6.24 | 1 | 365 | 7.1061 | 0.29968 | 7 | 0.4058
42240 | 11.18 | 1 | 365 | 12.7318 | 0.62027 | 13 | 0.35205
40033 | 6.24 | 1 | 365 | 7.1061 | 0.29968 | 7 | 0.4058
40022 | 7.54 | 1 | 365 | 8.5866 | 0.27878 | 8 | 0.86534
50252 | 10.66 | 1 | 365 | 12.1396 | 0.42863 | 12 | 0.56823
50277 | 3.9 | 1 | 365 | 4.4413 | 0.9373 | 5 | 0.37862
50567 | 2.04 | 1 | 365 | 2.3232 | 0.6749 | 2 | 0.99805
39293 | 5.1 | 1 | 365 | 5.8079 | 0.68724 | 6 | 0.49512
50284 | 12.75 | 1 | 365 | 14.5197 | 0.2181 | 14 | 0.7378
39940 | 2.86 | 1 | 365 | 3.257 | 0.55402 | 3 | 0.81099
39479 | 14.82 | 1 | 365 | 16.877 | 0.96175 | 17 | 0.83877
40092 | 12.22 | 1 | 365 | 13.9161 | 0.0035475 | 13 | 0.91968
50332 | 3.71 | 1 | 365 | 4.2249 | 0.5019 | 4 | 0.72684
43448 | 11.25 | 1 | 365 | 12.8115 | 0.78068 | 13 | 0.59218
39173 | 3.64 | 1 | 365 | 4.1452 | 0.34148 | 4 | 0.48671
47371 | 6.5 | 1 | 365 | 7.4022 | 0.8955 | 8 | 0.2977
39481 | 13.78 | 1 | 365 | 15.6927 | 0.57847 | 16 | 0.27113
50376 | 3.315 | 1 | 365 | 3.7751 | 0.59671 | 4 | 0.37183
45079 | 7.905 | 1 | 365 | 9.0022 | 0.11522 | 9 | 0.11744
42353 | 3.06 | 1 | 365 | 3.4847 | 0.012345 | 3 | 0.49707
42434 | 5.72 | 1 | 365 | 6.5139 | 0.10804 | 6 | 0.62198
46249 | 10.14 | 1 | 365 | 11.5474 | 0.23699 | 11 | 0.78442
39523 | 14.04 | 1 | 365 | 15.9888 | 0.17429 | 16 | 0.16304
39205 | 3.12 | 1 | 365 | 3.5531 | 0.14984 | 3 | 0.7029
45372 | 6.375 | 1 | 365 | 7.2599 | 0.60905 | 7 | 0.8689
37830 | 4.68 | 1 | 365 | 5.3296 | 0.72476 | 6 | 0.054347
45782 | 6.89 | 1 | 365 | 7.8463 | 0.78923 | 8 | 0.63557
42975 | 7.54 | 1 | 365 | 8.5866 | 0.27878 | 8 | 0.86534
45727 | 3.38 | 1 | 365 | 3.8491 | 0.74566 | 4 | 0.59481
50245 | 7.395 | 1 | 365 | 8.4214 | 0.9465 | 9 | 0.36793
53259 | 11.925 | 1 | 365 | 13.5802 | 0.32752 | 13 | 0.90771
53012 | 6.24 | 1 | 365 | 7.1061 | 0.29968 | 7 | 0.4058
41096 | 9.62 | 1 | 365 | 10.9553 | 0.045346 | 11 | 0.00060192
47704 | 18.425 | 1 | 365 | 20.9824 | 0.22302 | 21 | 0.20541
40939 | 10.455 | 1 | 365 | 11.9062 | 0.95885 | 12 | 0.865
36122 | 18.9 | 1 | 365 | 21.5233 | 0.31154 | 21 | 0.83486
38567 | 3.57 | 1 | 365 | 4.0655 | 0.18107 | 4 | 0.24659
44348 | 12 | 1 | 365 | 13.6656 | 0.49939 | 14 | 0.16499
52391 | 4.68 | 1 | 365 | 5.3296 | 0.72476 | 6 | 0.054347
55863 | 5.355 | 1 | 365 | 6.0983 | 0.2716 | 6 | 0.36988
37467 | 12.73 | 1 | 365 | 14.4969 | 0.17227 | 14 | 0.6692
46727 | 18.09 | 1 | 365 | 20.6009 | 0.45533 | 21 | 0.056225
40561 | 9.69 | 1 | 365 | 11.035 | 0.20576 | 11 | 0.24073
48720 | 10.464 | 1 | 365 | 11.9164 | 0.97947 | 12 | 0.89587
41940 | 9.18 | 1 | 365 | 10.4542 | 0.037035 | 10 | 0.49122
39156 | 3.975 | 1 | 365 | 4.5267 | 0.10917 | 4 | 0.6359
43642 | 14.175 | 1 | 365 | 16.1425 | 0.48366 | 16 | 0.62615
50651 | 15.6 | 1 | 365 | 17.7653 | 0.74921 | 18 | 0.51449
44098 | 17.28 | 1 | 365 | 19.6785 | 0.59912 | 20 | 0.27759
50382 | 7.14 | 1 | 365 | 8.131 | 0.36214 | 8 | 0.49317
45928 | 3.64 | 1 | 365 | 4.1452 | 0.34148 | 4 | 0.48671
52873 | 4.16 | 1 | 365 | 4.7374 | 0.53312 | 5 | 0.27053
52907 | 6.12 | 1 | 365 | 6.9695 | 0.02469 | 6 | 0.99415
47552 | 9.88 | 1 | 365 | 11.2513 | 0.64117 | 11 | 0.89251
40498 | 3.64 | 1 | 365 | 4.1452 | 0.34148 | 4 | 0.48671
58835 | 6.38 | 1 | 365 | 7.2655 | 0.62051 | 7 | 0.88605
50237 | 10.71 | 1 | 365 | 12.1965 | 0.54321 | 12 | 0.73976
52963 | 8.16 | 1 | 365 | 9.2926 | 0.69959 | 9 | 0.99219
58834 | 3.825 | 1 | 365 | 4.3559 | 0.76543 | 5 | 0.12134
52987 | 7.395 | 1 | 365 | 8.4214 | 0.9465 | 9 | 0.36793
38871 | 11.88 | 1 | 365 | 13.5289 | 0.2244 | 13 | 0.75334
50408 | 2.08 | 1 | 365 | 2.3687 | 0.76656 | 3 | 0.13527
45545 | 3.825 | 1 | 365 | 4.3559 | 0.76543 | 5 | 0.12134
39684 | 4.16 | 1 | 365 | 4.7374 | 0.53312 | 5 | 0.27053
37878 | 14.04 | 1 | 365 | 15.9888 | 0.17429 | 16 | 0.16304
39018 | 5.46 | 1 | 365 | 6.2178 | 0.51222 | 6 | 0.73007
58801 | 9.9 | 1 | 365 | 11.2741 | 0.687 | 11 | 0.96112
50392 | 5.1 | 1 | 365 | 5.8079 | 0.68724 | 6 | 0.49512
58799 | 9.156 | 1 | 365 | 10.4269 | 0.98204 | 11 | 0.40889
40380 | 5.035 | 1 | 365 | 5.7339 | 0.53829 | 6 | 0.27214
58796 | 10.464 | 1 | 365 | 11.9164 | 0.97947 | 12 | 0.89587
58758 | 8.97 | 1 | 365 | 10.215 | 0.5558 | 10 | 0.77083
55599 | 10.6 | 1 | 365 | 12.0713 | 0.29113 | 12 | 0.36241
50774 | 10.8 | 1 | 365 | 12.299 | 0.74945 | 13 | 0.048493
50874 | 8.99 | 1 | 365 | 10.2378 | 0.60163 | 10 | 0.83944
36784 | 6.867 | 1 | 365 | 7.8201 | 0.73653 | 8 | 0.55667
50438 | 9.135 | 1 | 365 | 10.4029 | 0.93391 | 11 | 0.33685
54759 | 8.32 | 1 | 365 | 9.4748 | 0.066245 | 9 | 0.54106
49820 | 11.655 | 1 | 365 | 13.2727 | 0.70878 | 13 | 0.9815
54600 | 7.8 | 1 | 365 | 8.8826 | 0.8746 | 9 | 0.75724
45431 | 7.95 | 1 | 365 | 9.0535 | 0.21835 | 9 | 0.27181
50862 | 6.24 | 1 | 365 | 7.1061 | 0.29968 | 7 | 0.4058
49255 | 13.5 | 1 | 365 | 15.3738 | 0.93682 | 16 | 0.31062
55580 | 6 | 1 | 365 | 6.8328 | 0.7497 | 7 | 0.5825
36269 | 14.145 | 1 | 365 | 16.1083 | 0.41491 | 16 | 0.52323
36188 | 4 | 1 | 365 | 4.5552 | 0.16646 | 4 | 0.72166
38948 | 10.725 | 1 | 365 | 12.2136 | 0.57758 | 12 | 0.79121
50426 | 2.44 | 1 | 365 | 2.7787 | 0.59154 | 3 | 0.37022
41638 | 6.92 | 1 | 365 | 7.8805 | 0.85798 | 8 | 0.73848
50863 | 2.8 | 1 | 365 | 3.1886 | 0.41652 | 3 | 0.60516
37262 | 12.34 | 1 | 365 | 14.0528 | 0.27854 | 14 | 0.33133
37166 | 10.92 | 1 | 365 | 12.4357 | 0.024447 | 12 | 0.46014
51162 | 7.685 | 1 | 365 | 8.7517 | 0.61107 | 9 | 0.36275
39875 | 12.305 | 1 | 365 | 14.0129 | 0.19833 | 14 | 0.21127
44164 | 8.829 | 1 | 365 | 10.0545 | 0.23268 | 10 | 0.28714
43623 | 6.84 | 1 | 365 | 7.7894 | 0.67465 | 8 | 0.46405
54472 | 5.6 | 1 | 365 | 6.3773 | 0.83305 | 7 | 0.21033
50421 | 7.935 | 1 | 365 | 9.0364 | 0.18397 | 9 | 0.22035
54495 | 24.5 | 1 | 365 | 27.9006 | 0.14459 | 28 | 0.045192
54886 | 11.34 | 1 | 365 | 12.914 | 0.98693 | 13 | 0.90092
44518 | 10.05 | 1 | 365 | 11.4449 | 0.030741 | 11 | 0.47568
54816 | 9.99 | 1 | 365 | 11.3766 | 0.89324 | 12 | 0.26986
43251 | 7.14 | 1 | 365 | 8.131 | 0.36214 | 8 | 0.49317
55565 | 7.02 | 1 | 365 | 7.9944 | 0.087144 | 8 | 0.08152
44529 | 8.06 | 1 | 365 | 9.1787 | 0.47042 | 9 | 0.64915
44381 | 4.65 | 1 | 365 | 5.2954 | 0.65601 | 5 | 0.95143
55574 | 7.8 | 1 | 365 | 8.8826 | 0.8746 | 9 | 0.75724
44539 | 7.44 | 1 | 365 | 8.4727 | 0.049623 | 8 | 0.5223
55782 | 9.86 | 1 | 365 | 11.2286 | 0.59533 | 11 | 0.8239
45257 | 6.27 | 1 | 365 | 7.1403 | 0.36843 | 7 | 0.50871
50179 | 3.6 | 1 | 365 | 4.0997 | 0.24982 | 4 | 0.3495
55551 | 6.36 | 1 | 365 | 7.2428 | 0.57468 | 7 | 0.81745
58838 | 8.28 | 1 | 365 | 9.4293 | 0.97458 | 10 | 0.40384
58847 | 5.72 | 1 | 365 | 6.5139 | 0.10804 | 6 | 0.62198
58186 | 5.5 | 1 | 365 | 6.2634 | 0.60389 | 6 | 0.86729
38966 | 8.06 | 1 | 365 | 9.1787 | 0.47042 | 9 | 0.64915
58189 | 7.15 | 1 | 365 | 8.1424 | 0.38505 | 8 | 0.52747
59083 | 7.155 | 1 | 365 | 8.1481 | 0.39651 | 8 | 0.54463
59632 | 7.29 | 1 | 365 | 8.3019 | 0.70588 | 9 | 0.0077326
43567 | 6.7 | 1 | 365 | 7.63 | 0.35383 | 7 | 0.98379
57976 | 10.07 | 1 | 365 | 11.4677 | 0.076573 | 11 | 0.54429
58007 | 7.685 | 1 | 365 | 8.7517 | 0.61107 | 9 | 0.36275
58027 | 2.385 | 1 | 365 | 2.716 | 0.4655 | 3 | 0.18154
58098 | 5.83 | 1 | 365 | 6.6392 | 0.36012 | 6 | 0.99933
58106 | 3.18 | 1 | 365 | 3.6214 | 0.28734 | 3 | 0.90872
58141 | 6.89 | 1 | 365 | 7.8463 | 0.78923 | 8 | 0.63557
58151 | 9.54 | 1 | 365 | 10.8642 | 0.86202 | 11 | 0.72617
58492 | 4.68 | 1 | 365 | 5.3296 | 0.72476 | 6 | 0.054347
58500 | 3.71 | 1 | 365 | 4.2249 | 0.5019 | 4 | 0.72684
50517 | 5.3 | 1 | 365 | 6.0356 | 0.14556 | 6 | 0.1812
57891 | 8.745 | 1 | 365 | 9.9588 | 0.040182 | 9 | 0.99899
59071 | 6.36 | 1 | 365 | 7.2428 | 0.57468 | 7 | 0.81745
47577 | 8.06 | 1 | 365 | 9.1787 | 0.47042 | 9 | 0.64915
40189 | 4.16 | 1 | 365 | 4.7374 | 0.53312 | 5 | 0.27053
45990 | 10.4 | 1 | 365 | 11.8435 | 0.83281 | 12 | 0.67633
43811 | 7.28 | 1 | 365 | 8.2905 | 0.68296 | 8 | 0.97343
58862 | 7.65 | 1 | 365 | 8.7118 | 0.53086 | 9 | 0.24268
46146 | 6.12 | 1 | 365 | 6.9695 | 0.02469 | 6 | 0.99415
58756 | 10.695 | 1 | 365 | 12.1795 | 0.50883 | 12 | 0.6883
48038 | 6.5 | 1 | 365 | 7.4022 | 0.8955 | 8 | 0.2977
37576 | 4.16 | 1 | 365 | 4.7374 | 0.53312 | 5 | 0.27053
58682 | 14.7 | 1 | 365 | 16.7404 | 0.68676 | 17 | 0.42712
40265 | 6.12 | 1 | 365 | 6.9695 | 0.02469 | 6 | 0.99415
43043 | 9.69 | 1 | 365 | 11.035 | 0.20576 | 11 | 0.24073
45448 | 9.945 | 1 | 365 | 11.3254 | 0.79012 | 12 | 0.11549
58668 | 11.6 | 1 | 365 | 13.2101 | 0.58275 | 13 | 0.79283
58641 | 10.88 | 1 | 365 | 12.3901 | 0.93278 | 13 | 0.32293
58265 | 10.14 | 1 | 365 | 11.5474 | 0.23699 | 11 | 0.78442
58418 | 11.22 | 1 | 365 | 12.7773 | 0.71193 | 13 | 0.48927
58857 | 3.38 | 1 | 365 | 3.8491 | 0.74566 | 4 | 0.59481
58044 | 11.7 | 1 | 365 | 13.324 | 0.81191 | 14 | 0.13587
38307 | 7.28 | 1 | 365 | 8.2905 | 0.68296 | 8 | 0.97343
45105 | 6.5 | 1 | 365 | 7.4022 | 0.8955 | 8 | 0.2977
58064 | 15.87 | 1 | 365 | 18.0728 | 0.36795 | 18 | 0.4407
40180 | 9.1 | 1 | 365 | 10.3631 | 0.85371 | 11 | 0.21679
45992 | 4.845 | 1 | 365 | 5.5175 | 0.10288 | 5 | 0.62037
58420 | 8.8 | 1 | 365 | 10.0214 | 0.16622 | 10 | 0.18766
41027 | 13 | 1 | 365 | 14.8044 | 0.79101 | 15 | 0.59541
38713 | 8.58 | 1 | 365 | 9.7709 | 0.66207 | 10 | 0.43297
58484 | 7.2 | 1 | 365 | 8.1994 | 0.49964 | 8 | 0.699
38155 | 8.32 | 1 | 365 | 9.4748 | 0.066245 | 9 | 0.54106
58028 | 9.86 | 1 | 365 | 11.2286 | 0.59533 | 11 | 0.8239
57921 | 14.79 | 1 | 365 | 16.8429 | 0.893 | 17 | 0.73585
57909 | 9.315 | 1 | 365 | 10.6079 | 0.3464 | 10 | 0.95433
42389 | 6.76 | 1 | 365 | 7.6983 | 0.49132 | 8 | 0.18961
52131 | 5.46 | 1 | 365 | 6.2178 | 0.51222 | 6 | 0.73007
41622 | 4.16 | 1 | 365 | 4.7374 | 0.53312 | 5 | 0.27053
36447 | 19.89 | 1 | 365 | 22.6507 | 0.58024 | 23 | 0.23097
38641 | 7.56 | 1 | 365 | 8.6093 | 0.32462 | 8 | 0.93394
40026 | 9.1 | 1 | 365 | 10.3631 | 0.85371 | 11 | 0.21679
38329 | 5.215 | 1 | 365 | 5.9388 | 0.95078 | 6 | 0.88962
39341 | 6.72 | 1 | 365 | 7.6527 | 0.39966 | 8 | 0.052396
56717 | 4.24 | 1 | 365 | 4.8285 | 0.71645 | 5 | 0.54496
57517 | 10.8 | 1 | 365 | 12.299 | 0.74945 | 13 | 0.048493
56718 | 4.24 | 1 | 365 | 4.8285 | 0.71645 | 5 | 0.54496
56720 | 6.24 | 1 | 365 | 7.1061 | 0.29968 | 7 | 0.4058
39832 | 8.84 | 1 | 365 | 10.067 | 0.25789 | 10 | 0.32488
45517 | 9.1 | 1 | 365 | 10.3631 | 0.85371 | 11 | 0.21679
39838 | 5.72 | 1 | 365 | 6.5139 | 0.10804 | 6 | 0.62198
31622 | 4.94 | 1 | 365 | 5.6257 | 0.32058 | 5 | 0.94626
41516 | 4.94 | 1 | 365 | 5.6257 | 0.32058 | 5 | 0.94626
56726 | 3.445 | 1 | 365 | 3.9232 | 0.89462 | 4 | 0.81778
48588 | 4.42 | 1 | 365 | 5.0335 | 0.12894 | 5 | 0.16244
41009 | 5.5 | 1 | 365 | 6.2634 | 0.60389 | 6 | 0.86729
38358 | 7.15 | 1 | 365 | 8.1424 | 0.38505 | 8 | 0.52747
54926 | 8.32 | 1 | 365 | 9.4748 | 0.066245 | 9 | 0.54106
40231 | 8.4 | 1 | 365 | 9.5659 | 0.24957 | 9 | 0.81549
56727 | 8.215 | 1 | 365 | 9.3552 | 0.82563 | 10 | 0.18087
51161 | 7.28 | 1 | 365 | 8.2905 | 0.68296 | 8 | 0.97343
39891 | 5.46 | 1 | 365 | 6.2178 | 0.51222 | 6 | 0.73007
55067 | 4.68 | 1 | 365 | 5.3296 | 0.72476 | 6 | 0.054347
56313 | 10.14 | 1 | 365 | 11.5474 | 0.23699 | 11 | 0.78442
31878 | 7.28 | 1 | 365 | 8.2905 | 0.68296 | 8 | 0.97343
52644 | 7.54 | 1 | 365 | 8.5866 | 0.27878 | 8 | 0.86534
53441 | 7.02 | 1 | 365 | 7.9944 | 0.087144 | 8 | 0.08152
56628 | 6.24 | 1 | 365 | 7.1061 | 0.29968 | 7 | 0.4058
56641 | 6.24 | 1 | 365 | 7.1061 | 0.29968 | 7 | 0.4058
55202 | 9.88 | 1 | 365 | 11.2513 | 0.64117 | 11 | 0.89251
54951 | 2.6 | 1 | 365 | 2.9609 | 0.9582 | 3 | 0.91908
56648 | 2.86 | 1 | 365 | 3.257 | 0.55402 | 3 | 0.81099
55136 | 4.68 | 1 | 365 | 5.3296 | 0.72476 | 6 | 0.054347
32514 | 5.72 | 1 | 365 | 6.5139 | 0.10804 | 6 | 0.62198
54862 | 8.06 | 1 | 365 | 9.1787 | 0.47042 | 9 | 0.64915
54950 | 6.76 | 1 | 365 | 7.6983 | 0.49132 | 8 | 0.18961
54302 | 5.98 | 1 | 365 | 6.81 | 0.70386 | 7 | 0.51389
55070 | 3.64 | 1 | 365 | 4.1452 | 0.34148 | 4 | 0.48671
54921 | 8.06 | 1 | 365 | 9.1787 | 0.47042 | 9 | 0.64915
56655 | 6.24 | 1 | 365 | 7.1061 | 0.29968 | 7 | 0.4058
38109 | 10.92 | 1 | 365 | 12.4357 | 0.024447 | 12 | 0.46014
56699 | 11.44 | 1 | 365 | 13.0279 | 0.21609 | 13 | 0.24396
56703 | 4.68 | 1 | 365 | 5.3296 | 0.72476 | 6 | 0.054347
38013 | 12.1 | 1 | 365 | 13.7795 | 0.72855 | 14 | 0.50803
56702 | 4.24 | 1 | 365 | 4.8285 | 0.71645 | 5 | 0.54496
37521 | 19.32 | 1 | 365 | 22.0016 | 0.27402 | 22 | 0.27564
40865 | 8.06 | 1 | 365 | 9.1787 | 0.47042 | 9 | 0.64915
36353 | 9.9 | 1 | 365 | 11.2741 | 0.687 | 11 | 0.96112
56706 | 10.14 | 1 | 365 | 11.5474 | 0.23699 | 11 | 0.78442
57521 | 11.4 | 1 | 365 | 12.9823 | 0.12442 | 13 | 0.10674
38630 | 8.12 | 1 | 365 | 9.2471 | 0.60792 | 9 | 0.85498
55338 | 14.56 | 1 | 365 | 16.5809 | 0.36593 | 16 | 0.94686
57726 | 11.4 | 1 | 365 | 12.9823 | 0.12442 | 13 | 0.10674
51740 | 5.2 | 1 | 365 | 5.9218 | 0.9164 | 6 | 0.83816
41707 | 3.9 | 1 | 365 | 4.4413 | 0.9373 | 5 | 0.37862
57725 | 10.35 | 1 | 365 | 11.7866 | 0.71823 | 12 | 0.50481
57643 | 11.73 | 1 | 365 | 13.3581 | 0.88066 | 14 | 0.23878
58868 | 7.685 | 1 | 365 | 8.7517 | 0.61107 | 9 | 0.36275
57268 | 13.23 | 1 | 365 | 15.0663 | 0.31808 | 15 | 0.3844
42088 | 4.335 | 1 | 365 | 4.9367 | 0.93416 | 5 | 0.87085
53157 | 7.28 | 1 | 365 | 8.2905 | 0.68296 | 8 | 0.97343
55151 | 17.16 | 1 | 365 | 19.5418 | 0.32413 | 19 | 0.86594
56608 | 9.88 | 1 | 365 | 11.2513 | 0.64117 | 11 | 0.89251
56610 | 17.16 | 1 | 365 | 19.5418 | 0.32413 | 19 | 0.86594
56611 | 4.16 | 1 | 365 | 4.7374 | 0.53312 | 5 | 0.27053
56306 | 7.28 | 1 | 365 | 8.2905 | 0.68296 | 8 | 0.97343
36672 | 12.825 | 1 | 365 | 14.6051 | 0.38998 | 14 | 0.99509
56612 | 6.24 | 1 | 365 | 7.1061 | 0.29968 | 7 | 0.4058
56707 | 8.06 | 1 | 365 | 9.1787 | 0.47042 | 9 | 0.64915
55005 | 6.24 | 1 | 365 | 7.1061 | 0.29968 | 7 | 0.4058
55042 | 9.805 | 1 | 365 | 11.1659 | 0.46929 | 11 | 0.63523
38418 | 4.2 | 1 | 365 | 4.783 | 0.62479 | 5 | 0.40775
36879 | 7.675 | 1 | 365 | 8.7403 | 0.58815 | 9 | 0.32844
55153 | 4.42 | 1 | 365 | 5.0335 | 0.12894 | 5 | 0.16244
43351 | 5.46 | 1 | 365 | 6.2178 | 0.51222 | 6 | 0.73007
43254 | 3.9 | 1 | 365 | 4.4413 | 0.9373 | 5 | 0.37862
56609 | 3.9 | 1 | 365 | 4.4413 | 0.9373 | 5 | 0.37862
53719 | 4.16 | 1 | 365 | 4.7374 | 0.53312 | 5 | 0.27053
38748 | 8.84 | 1 | 365 | 10.067 | 0.25789 | 10 | 0.32488
55068 | 9.62 | 1 | 365 | 10.9553 | 0.045346 | 11 | 0.00060192
48626 | 13 | 1 | 365 | 14.8044 | 0.79101 | 15 | 0.59541
56614 | 7.8 | 1 | 365 | 8.8826 | 0.8746 | 9 | 0.75724
39868 | 5.225 | 1 | 365 | 5.9502 | 0.97369 | 6 | 0.92392
50657 | 7.8 | 1 | 365 | 8.8826 | 0.8746 | 9 | 0.75724
52199 | 2.86 | 1 | 365 | 3.257 | 0.55402 | 3 | 0.81099
53124 | 4.42 | 1 | 365 | 5.0335 | 0.12894 | 5 | 0.16244
54070 | 5.2 | 1 | 365 | 5.9218 | 0.9164 | 6 | 0.83816
58844 | 10.07 | 1 | 365 | 11.4677 | 0.076573 | 11 | 0.54429
21745 | 3.9 | 1 | 365 | 4.4413 | 0.9373 | 5 | 0.37862
56310 | 11.18 | 1 | 365 | 12.7318 | 0.62027 | 13 | 0.35205
56620 | 2.08 | 1 | 365 | 2.3687 | 0.76656 | 3 | 0.13527
56730 | 6.095 | 1 | 365 | 6.941 | 0.9674 | 7 | 0.90839
51764 | 4.94 | 1 | 365 | 5.6257 | 0.32058 | 5 | 0.94626
54238 | 8.06 | 1 | 365 | 9.1787 | 0.47042 | 9 | 0.64915
52574 | 3.9 | 1 | 365 | 4.4413 | 0.9373 | 5 | 0.37862
58876 | 8.48 | 1 | 365 | 9.657 | 0.4329 | 10 | 0.089928
56729 | 8.48 | 1 | 365 | 9.657 | 0.4329 | 10 | 0.089928
52425 | 8.06 | 1 | 365 | 9.1787 | 0.47042 | 9 | 0.64915
56664 | 4.505 | 1 | 365 | 5.1303 | 0.32373 | 5 | 0.45402
52096 | 5.46 | 1 | 365 | 6.2178 | 0.51222 | 6 | 0.73007
38743 | 3.64 | 1 | 365 | 4.1452 | 0.34148 | 4 | 0.48671
29234 | 7.02 | 1 | 365 | 7.9944 | 0.087144 | 8 | 0.08152
56745 | 5.2 | 1 | 365 | 5.9218 | 0.9164 | 6 | 0.83816
51922 | 7.28 | 1 | 365 | 8.2905 | 0.68296 | 8 | 0.97343
56732 | 3.975 | 1 | 365 | 4.5267 | 0.10917 | 4 | 0.6359
58836 | 14.3 | 1 | 365 | 16.2848 | 0.77011 | 17 | 0.054949
57069 | 7.8 | 1 | 365 | 8.8826 | 0.8746 | 9 | 0.75724
53912 | 9.36 | 1 | 365 | 10.6592 | 0.44953 | 11 | 0.10869
36443 | 4.235 | 1 | 365 | 4.8228 | 0.70499 | 5 | 0.52781
55052 | 4.42 | 1 | 365 | 5.0335 | 0.12894 | 5 | 0.16244
58865 | 8.745 | 1 | 365 | 9.9588 | 0.040182 | 9 | 0.99899
55053 | 7.54 | 1 | 365 | 8.5866 | 0.27878 | 8 | 0.86534
54962 | 7.28 | 1 | 365 | 8.2905 | 0.68296 | 8 | 0.97343
44894 | 11.75 | 1 | 365 | 13.3809 | 0.92649 | 14 | 0.30739
53858 | 4.42 | 1 | 365 | 5.0335 | 0.12894 | 5 | 0.16244
56740 | 10.66 | 1 | 365 | 12.1396 | 0.42863 | 12 | 0.56823
56753 | 6.095 | 1 | 365 | 6.941 | 0.9674 | 7 | 0.90839
48960 | 5.46 | 1 | 365 | 6.2178 | 0.51222 | 6 | 0.73007
48697 | 17.42 | 1 | 365 | 19.8379 | 0.91995 | 20 | 0.75785
54397 | 4.16 | 1 | 365 | 4.7374 | 0.53312 | 5 | 0.27053
53571 | 3.9 | 1 | 365 | 4.4413 | 0.9373 | 5 | 0.37862
54206 | 8.84 | 1 | 365 | 10.067 | 0.25789 | 10 | 0.32488
52280 | 5.98 | 1 | 365 | 6.81 | 0.70386 | 7 | 0.51389
55066 | 3.9 | 1 | 365 | 4.4413 | 0.9373 | 5 | 0.37862
56321 | 12.22 | 1 | 365 | 13.9161 | 0.0035475 | 13 | 0.91968
56755 | 4.24 | 1 | 365 | 4.8285 | 0.71645 | 5 | 0.54496
55222 | 5.98 | 1 | 365 | 6.81 | 0.70386 | 7 | 0.51389
53666 | 4.94 | 1 | 365 | 5.6257 | 0.32058 | 5 | 0.94626
54123 | 4.94 | 1 | 365 | 5.6257 | 0.32058 | 5 | 0.94626
53648 | 14.56 | 1 | 365 | 16.5809 | 0.36593 | 16 | 0.94686
52097 | 5.46 | 1 | 365 | 6.2178 | 0.51222 | 6 | 0.73007
54928 | 9.1 | 1 | 365 | 10.3631 | 0.85371 | 11 | 0.21679
54128 | 5.72 | 1 | 365 | 6.5139 | 0.10804 | 6 | 0.62198
32560 | 8.06 | 1 | 365 | 9.1787 | 0.47042 | 9 | 0.64915
52018 | 4.94 | 1 | 365 | 5.6257 | 0.32058 | 5 | 0.94626
55163 | 9.62 | 1 | 365 | 10.9553 | 0.045346 | 11 | 0.00060192
56331 | 7.02 | 1 | 365 | 7.9944 | 0.087144 | 8 | 0.08152
53540 | 7.54 | 1 | 365 | 8.5866 | 0.27878 | 8 | 0.86534
56763 | 4.42 | 1 | 365 | 5.0335 | 0.12894 | 5 | 0.16244
52857 | 8.32 | 1 | 365 | 9.4748 | 0.066245 | 9 | 0.54106
56765 | 8.06 | 1 | 365 | 9.1787 | 0.47042 | 9 | 0.64915
56766 | 6.5 | 1 | 365 | 7.4022 | 0.8955 | 8 | 0.2977
32953 | 963.585 | 0.8 | 365 | 877.8645 | 0.53344 | 878 | 0.39792
54750 | 10.4 | 1 | 365 | 11.8435 | 0.83281 | 12 | 0.67633
54851 | 6.24 | 1 | 365 | 7.1061 | 0.29968 | 7 | 0.4058
54982 | 11.18 | 1 | 365 | 12.7318 | 0.62027 | 13 | 0.35205
32426 | 10.4 | 1 | 365 | 11.8435 | 0.83281 | 12 | 0.67633
48644 | 5.2 | 1 | 365 | 5.9218 | 0.9164 | 6 | 0.83816
54764 | 4.16 | 1 | 365 | 4.7374 | 0.53312 | 5 | 0.27053
56867 | 7.02 | 1 | 365 | 7.9944 | 0.087144 | 8 | 0.08152
52683 | 6.5 | 1 | 365 | 7.4022 | 0.8955 | 8 | 0.2977
55240 | 3.12 | 1 | 365 | 3.5531 | 0.14984 | 3 | 0.7029
56781 | 13 | 1 | 365 | 14.8044 | 0.79101 | 15 | 0.59541
53825 | 8.58 | 1 | 365 | 9.7709 | 0.66207 | 10 | 0.43297
56785 | 8.48 | 1 | 365 | 9.657 | 0.4329 | 10 | 0.089928
54915 | 5.72 | 1 | 365 | 6.5139 | 0.10804 | 6 | 0.62198
56786 | 5.3 | 1 | 365 | 6.0356 | 0.14556 | 6 | 0.1812
32373 | 9.88 | 1 | 365 | 11.2513 | 0.64117 | 11 | 0.89251
54210 | 4.16 | 1 | 365 | 4.7374 | 0.53312 | 5 | 0.27053
55747 | 4.94 | 1 | 365 | 5.6257 | 0.32058 | 5 | 0.94626
53904 | 3.9 | 1 | 365 | 4.4413 | 0.9373 | 5 | 0.37862
55286 | 9.62 | 1 | 365 | 10.9553 | 0.045346 | 11 | 0.00060192
54384 | 5.46 | 1 | 365 | 6.2178 | 0.51222 | 6 | 0.73007
55100 | 7.02 | 1 | 365 | 7.9944 | 0.087144 | 8 | 0.08152
55011 | 3.9 | 1 | 365 | 4.4413 | 0.9373 | 5 | 0.37862
54185 | 5.2 | 1 | 365 | 5.9218 | 0.9164 | 6 | 0.83816
55114 | 12.04 | 1 | 365 | 13.7112 | 0.59106 | 14 | 0.30221
57679 | 4.42 | 1 | 365 | 5.0335 | 0.12894 | 5 | 0.16244
57388 | 5.85 | 1 | 365 | 6.662 | 0.40595 | 7 | 0.067934
56844 | 4.35 | 1 | 365 | 4.9538 | 0.96853 | 5 | 0.92231
55990 | 3.1 | 1 | 365 | 3.5303 | 0.10401 | 3 | 0.63429
44781 | 24.96 | 1 | 365 | 28.4244 | 0.19874 | 28 | 0.62318
44335 | 19.5 | 1 | 365 | 22.2066 | 0.68651 | 22 | 0.89311
56291 | 7.848 | 1 | 365 | 8.9373 | 0.9846 | 9 | 0.9219
51287 | 6 | 1 | 365 | 6.8328 | 0.7497 | 7 | 0.5825
41366 | 3.795 | 1 | 365 | 4.3217 | 0.69668 | 5 | 0.018429
58134 | 4.275 | 1 | 365 | 4.8684 | 0.79666 | 5 | 0.66503
48276 | 6.867 | 1 | 365 | 7.8201 | 0.73653 | 8 | 0.55667
56941 | 8.32 | 1 | 365 | 9.4748 | 0.066245 | 9 | 0.54106
52261 | 5.2 | 1 | 365 | 5.9218 | 0.9164 | 6 | 0.83816
54635 | 15.12 | 1 | 365 | 17.2187 | 0.64923 | 17 | 0.86789
37447 | 8.574 | 1 | 365 | 9.7641 | 0.64832 | 10 | 0.41239
48885 | 8.96 | 1 | 365 | 10.2036 | 0.53288 | 10 | 0.73653
56942 | 5.46 | 1 | 365 | 6.2178 | 0.51222 | 6 | 0.73007
56945 | 10.4 | 1 | 365 | 11.8435 | 0.83281 | 12 | 0.67633
48272 | 2.08 | 1 | 365 | 2.3687 | 0.76656 | 3 | 0.13527
55184 | 4.32 | 1 | 365 | 4.9196 | 0.89978 | 5 | 0.8194
53906 | 6.76 | 1 | 365 | 7.6983 | 0.49132 | 8 | 0.18961
56948 | 4.42 | 1 | 365 | 5.0335 | 0.12894 | 5 | 0.16244
56949 | 5.72 | 1 | 365 | 6.5139 | 0.10804 | 6 | 0.62198
50124 | 4.5 | 1 | 365 | 5.1246 | 0.31227 | 5 | 0.43687
54263 | 5.72 | 1 | 365 | 6.5139 | 0.10804 | 6 | 0.62198
56959 | 2.915 | 1 | 365 | 3.3196 | 0.68006 | 3 | 0.99966
55172 | 3.3 | 1 | 365 | 3.758 | 0.56233 | 4 | 0.32037
56960 | 10.865 | 1 | 365 | 12.3731 | 0.89841 | 13 | 0.27147
55019 | 10.4 | 1 | 365 | 11.8435 | 0.83281 | 12 | 0.67633
56961 | 3.64 | 1 | 365 | 4.1452 | 0.34148 | 4 | 0.48671
55471 | 6.5 | 1 | 365 | 7.4022 | 0.8955 | 8 | 0.2977
54476 | 8.25 | 1 | 365 | 9.3951 | 0.90583 | 10 | 0.30093
56963 | 6.76 | 1 | 365 | 7.6983 | 0.49132 | 8 | 0.18961
55746 | 7.14 | 1 | 365 | 8.131 | 0.36214 | 8 | 0.49317
56964 | 7.8 | 1 | 365 | 8.8826 | 0.8746 | 9 | 0.75724
55752 | 9.435 | 1 | 365 | 10.7446 | 0.6214 | 11 | 0.36597
56969 | 9.62 | 1 | 365 | 10.9553 | 0.045346 | 11 | 0.00060192
51341 | 3.71 | 1 | 365 | 4.2249 | 0.5019 | 4 | 0.72684
49388 | 11.96 | 1 | 365 | 13.62 | 0.40773 | 14 | 0.027775
44759 | 9.435 | 1 | 365 | 10.7446 | 0.6214 | 11 | 0.36597
48120 | 7.42 | 1 | 365 | 8.4499 | 0.0037907 | 8 | 0.45369
56973 | 9.36 | 1 | 365 | 10.6592 | 0.44953 | 11 | 0.10869
51362 | 4.77 | 1 | 365 | 5.4321 | 0.93101 | 6 | 0.36308
57067 | 5.035 | 1 | 365 | 5.7339 | 0.53829 | 6 | 0.27214
57072 | 11.18 | 1 | 365 | 12.7318 | 0.62027 | 13 | 0.35205
28768 | 10.66 | 1 | 365 | 12.1396 | 0.42863 | 12 | 0.56823
37853 | 12.22 | 1 | 365 | 13.9161 | 0.0035475 | 13 | 0.91968
57063 | 13.52 | 1 | 365 | 15.3966 | 0.98265 | 16 | 0.37922
57084 | 3.12 | 1 | 365 | 3.5531 | 0.14984 | 3 | 0.7029
56975 | 8.58 | 1 | 365 | 9.7709 | 0.66207 | 10 | 0.43297
57086 | 11.7 | 1 | 365 | 13.324 | 0.81191 | 14 | 0.13587
56980 | 9.54 | 1 | 365 | 10.8642 | 0.86202 | 11 | 0.72617
57099 | 4.94 | 1 | 365 | 5.6257 | 0.32058 | 5 | 0.94626
57097 | 7.42 | 1 | 365 | 8.4499 | 0.0037907 | 8 | 0.45369
47130 | 58.9 | 0.9 | 365 | 60.3678 | 0.47856 | 60 | 0.84635
56978 | 6.24 | 1 | 365 | 7.1061 | 0.29968 | 7 | 0.4058
56981 | 4.505 | 1 | 365 | 5.1303 | 0.32373 | 5 | 0.45402
56982 | 5.035 | 1 | 365 | 5.7339 | 0.53829 | 6 | 0.27214
56986 | 6.095 | 1 | 365 | 6.941 | 0.9674 | 7 | 0.90839
56988 | 7.685 | 1 | 365 | 8.7517 | 0.61107 | 9 | 0.36275
55034 | 5.46 | 1 | 365 | 6.2178 | 0.51222 | 6 | 0.73007
58958 | 30.6 | 0.9 | 365 | 31.3626 | 0.1111 | 31 | 0.47366
56992 | 9.36 | 1 | 365 | 10.6592 | 0.44953 | 11 | 0.10869
56997 | 3.64 | 1 | 365 | 4.1452 | 0.34148 | 4 | 0.48671
56923 | 3.9 | 1 | 365 | 4.4413 | 0.9373 | 5 | 0.37862
55412 | 3.38 | 1 | 365 | 3.8491 | 0.74566 | 4 | 0.59481
23936 | 7.8 | 1 | 365 | 8.8826 | 0.8746 | 9 | 0.75724
47956 | 14.025 | 1 | 365 | 15.9717 | 0.13991 | 16 | 0.11158
51132 | 2.915 | 1 | 365 | 3.3196 | 0.68006 | 3 | 0.99966
54819 | 3.64 | 1 | 365 | 4.1452 | 0.34148 | 4 | 0.48671
55426 | 5.2 | 1 | 365 | 5.9218 | 0.9164 | 6 | 0.83816
49277 | 9.156 | 1 | 365 | 10.4269 | 0.98204 | 11 | 0.40889
54917 | 10.92 | 1 | 365 | 12.4357 | 0.024447 | 12 | 0.46014
57001 | 17.16 | 1 | 365 | 19.5418 | 0.32413 | 19 | 0.86594
57013 | 4.68 | 1 | 365 | 5.3296 | 0.72476 | 6 | 0.054347
44635 | 9.75 | 1 | 365 | 11.1033 | 0.34326 | 11 | 0.44656
57035 | 6.76 | 1 | 365 | 7.6983 | 0.49132 | 8 | 0.18961
42818 | 9.01 | 1 | 365 | 10.2606 | 0.64746 | 10 | 0.90805
54412 | 5.72 | 1 | 365 | 6.5139 | 0.10804 | 6 | 0.62198
57036 | 8.84 | 1 | 365 | 10.067 | 0.25789 | 10 | 0.32488
43021 | 9.35 | 1 | 365 | 10.6478 | 0.42661 | 11 | 0.07439
57041 | 5.72 | 1 | 365 | 6.5139 | 0.10804 | 6 | 0.62198
57040 | 7.02 | 1 | 365 | 7.9944 | 0.087144 | 8 | 0.08152
54244 | 5.2 | 1 | 365 | 5.9218 | 0.9164 | 6 | 0.83816
55160 | 4.68 | 1 | 365 | 5.3296 | 0.72476 | 6 | 0.054347
57045 | 5.035 | 1 | 365 | 5.7339 | 0.53829 | 6 | 0.27214
55299 | 6.24 | 1 | 365 | 7.1061 | 0.29968 | 7 | 0.4058
57043 | 5.46 | 1 | 365 | 6.2178 | 0.51222 | 6 | 0.73007
52109 | 5.98 | 1 | 365 | 6.81 | 0.70386 | 7 | 0.51389
57047 | 9.88 | 1 | 365 | 11.2513 | 0.64117 | 11 | 0.89251
44054 | 9.36 | 1 | 365 | 10.6592 | 0.44953 | 11 | 0.10869
57048 | 4.42 | 1 | 365 | 5.0335 | 0.12894 | 5 | 0.16244
38687 | 9.1 | 1 | 365 | 10.3631 | 0.85371 | 11 | 0.21679
31652 | 4.16 | 1 | 365 | 4.7374 | 0.53312 | 5 | 0.27053
47945 | 8.4 | 1 | 365 | 9.5659 | 0.24957 | 9 | 0.81549
53566 | 6.76 | 1 | 365 | 7.6983 | 0.49132 | 8 | 0.18961
48178 | 8.48 | 1 | 365 | 9.657 | 0.4329 | 10 | 0.089928
55227 | 5.98 | 1 | 365 | 6.81 | 0.70386 | 7 | 0.51389
19953 | 8.32 | 1 | 365 | 9.4748 | 0.066245 | 9 | 0.54106
56940 | 5.83 | 1 | 365 | 6.6392 | 0.36012 | 6 | 0.99933
51442 | 6.89 | 1 | 365 | 7.8463 | 0.78923 | 8 | 0.63557
57060 | 9.62 | 1 | 365 | 10.9553 | 0.045346 | 11 | 0.00060192
49069 | 6.5 | 1 | 365 | 7.4022 | 0.8955 | 8 | 0.2977
57102 | 5.565 | 1 | 365 | 6.3374 | 0.75284 | 7 | 0.090265
56533 | 11.7 | 1 | 365 | 13.324 | 0.81191 | 14 | 0.13587
57104 | 6.24 | 1 | 365 | 7.1061 | 0.29968 | 7 | 0.4058
31936 | 13 | 1 | 365 | 14.8044 | 0.79101 | 15 | 0.59541
53625 | 6.5 | 1 | 365 | 7.4022 | 0.8955 | 8 | 0.2977
50917 | 3.38 | 1 | 365 | 3.8491 | 0.74566 | 4 | 0.59481
57485 | 4.94 | 1 | 365 | 5.6257 | 0.32058 | 5 | 0.94626
56322 | 13 | 1 | 365 | 14.8044 | 0.79101 | 15 | 0.59541
57487 | 5.98 | 1 | 365 | 6.81 | 0.70386 | 7 | 0.51389
32345 | 6.76 | 1 | 365 | 7.6983 | 0.49132 | 8 | 0.18961
49091 | 8.06 | 1 | 365 | 9.1787 | 0.47042 | 9 | 0.64915
53972 | 4.08 | 1 | 365 | 4.6463 | 0.34979 | 4 | 0.9961
57345 | 7.42 | 1 | 365 | 8.4499 | 0.0037907 | 8 | 0.45369
51858 | 5.98 | 1 | 365 | 6.81 | 0.70386 | 7 | 0.51389
55307 | 4.16 | 1 | 365 | 4.7374 | 0.53312 | 5 | 0.27053
57276 | 3.64 | 1 | 365 | 4.1452 | 0.34148 | 4 | 0.48671
57132 | 12.22 | 1 | 365 | 13.9161 | 0.0035475 | 13 | 0.91968
57391 | 6.625 | 1 | 365 | 7.5446 | 0.18196 | 7 | 0.72651
56994 | 5.46 | 1 | 365 | 6.2178 | 0.51222 | 6 | 0.73007
57387 | 10.92 | 1 | 365 | 12.4357 | 0.024447 | 12 | 0.46014
56685 | 9.88 | 1 | 365 | 11.2513 | 0.64117 | 11 | 0.89251
57626 | 7.28 | 1 | 365 | 8.2905 | 0.68296 | 8 | 0.97343
51786 | 2.6 | 1 | 365 | 2.9609 | 0.9582 | 3 | 0.91908
57628 | 4.16 | 1 | 365 | 4.7374 | 0.53312 | 5 | 0.27053
57623 | 6.89 | 1 | 365 | 7.8463 | 0.78923 | 8 | 0.63557
57633 | 8.84 | 1 | 365 | 10.067 | 0.25789 | 10 | 0.32488
57647 | 6.76 | 1 | 365 | 7.6983 | 0.49132 | 8 | 0.18961
57657 | 5.2 | 1 | 365 | 5.9218 | 0.9164 | 6 | 0.83816
57743 | 9.54 | 1 | 365 | 10.8642 | 0.86202 | 11 | 0.72617
57761 | 6.095 | 1 | 365 | 6.941 | 0.9674 | 7 | 0.90839
57768 | 8.48 | 1 | 365 | 9.657 | 0.4329 | 10 | 0.089928
27947 | 11.96 | 1 | 365 | 13.62 | 0.40773 | 14 | 0.027775
52320 | 4.42 | 1 | 365 | 5.0335 | 0.12894 | 5 | 0.16244
57164 | 7.54 | 1 | 365 | 8.5866 | 0.27878 | 8 | 0.86534
57415 | 4.42 | 1 | 365 | 5.0335 | 0.12894 | 5 | 0.16244
57460 | 3.975 | 1 | 365 | 4.5267 | 0.10917 | 4 | 0.6359
57108 | 6.76 | 1 | 365 | 7.6983 | 0.49132 | 8 | 0.18961
57118 | 7.02 | 1 | 365 | 7.9944 | 0.087144 | 8 | 0.08152
57122 | 7.685 | 1 | 365 | 8.7517 | 0.61107 | 9 | 0.36275
57123 | 7.685 | 1 | 365 | 8.7517 | 0.61107 | 9 | 0.36275
57126 | 6.36 | 1 | 365 | 7.2428 | 0.57468 | 7 | 0.81745
57125 | 6.89 | 1 | 365 | 7.8463 | 0.78923 | 8 | 0.63557
53846 | 8.32 | 1 | 365 | 9.4748 | 0.066245 | 9 | 0.54106
42722 | 11.55 | 1 | 365 | 13.1531 | 0.46816 | 13 | 0.6213
51342 | 11.395 | 1 | 365 | 12.9766 | 0.11296 | 13 | 0.08959
42807 | 8.84 | 1 | 365 | 10.067 | 0.25789 | 10 | 0.32488
57385 | 9.805 | 1 | 365 | 11.1659 | 0.46929 | 11 | 0.63523
50130 | 7.95 | 1 | 365 | 9.0535 | 0.21835 | 9 | 0.27181
48791 | 4.32 | 1 | 365 | 4.9196 | 0.89978 | 5 | 0.8194
57645 | 5.83 | 1 | 365 | 6.6392 | 0.36012 | 6 | 0.99933
48717 | 6.3 | 1 | 365 | 7.1744 | 0.43718 | 7 | 0.61162
57907 | 6.625 | 1 | 365 | 7.5446 | 0.18196 | 7 | 0.72651
48348 | 6.36 | 1 | 365 | 7.2428 | 0.57468 | 7 | 0.81745
57904 | 9.54 | 1 | 365 | 10.8642 | 0.86202 | 11 | 0.72617
57133 | 4.42 | 1 | 365 | 5.0335 | 0.12894 | 5 | 0.16244
42968 | 7.7 | 1 | 365 | 8.7688 | 0.64544 | 9 | 0.4142
57141 | 6.76 | 1 | 365 | 7.6983 | 0.49132 | 8 | 0.18961
43127 | 7.42 | 1 | 365 | 8.4499 | 0.0037907 | 8 | 0.45369
57149 | 7.42 | 1 | 365 | 8.4499 | 0.0037907 | 8 | 0.45369
57159 | 7.02 | 1 | 365 | 7.9944 | 0.087144 | 8 | 0.08152
50869 | 7.155 | 1 | 365 | 8.1481 | 0.39651 | 8 | 0.54463
57127 | 4.505 | 1 | 365 | 5.1303 | 0.32373 | 5 | 0.45402
55560 | 8.84 | 1 | 365 | 10.067 | 0.25789 | 10 | 0.32488
57031 | 7.02 | 1 | 365 | 7.9944 | 0.087144 | 8 | 0.08152
57864 | 13.26 | 1 | 365 | 15.1005 | 0.38683 | 15 | 0.48732
57147 | 4.77 | 1 | 365 | 5.4321 | 0.93101 | 6 | 0.36308
57935 | 7.8 | 1 | 365 | 8.8826 | 0.8746 | 9 | 0.75724
57166 | 8.215 | 1 | 365 | 9.3552 | 0.82563 | 10 | 0.18087
54146 | 7.54 | 1 | 365 | 8.5866 | 0.27878 | 8 | 0.86534
48787 | 13.26 | 1 | 365 | 15.1005 | 0.38683 | 15 | 0.48732
57169 | 10.07 | 1 | 365 | 11.4677 | 0.076573 | 11 | 0.54429
57937 | 6.5 | 1 | 365 | 7.4022 | 0.8955 | 8 | 0.2977
27483 | 10.4 | 1 | 365 | 11.8435 | 0.83281 | 12 | 0.67633
57948 | 12.48 | 1 | 365 | 14.2122 | 0.59937 | 14 | 0.81159
57170 | 7.42 | 1 | 365 | 8.4499 | 0.0037907 | 8 | 0.45369
57971 | 6.76 | 1 | 365 | 7.6983 | 0.49132 | 8 | 0.18961
57176 | 10.6 | 1 | 365 | 12.0713 | 0.29113 | 12 | 0.36241
57375 | 10.335 | 1 | 365 | 11.7695 | 0.68385 | 12 | 0.45335
54686 | 5.72 | 1 | 365 | 6.5139 | 0.10804 | 6 | 0.62198
57975 | 9.54 | 1 | 365 | 10.8642 | 0.86202 | 11 | 0.72617
56519 | 7.8 | 1 | 365 | 8.8826 | 0.8746 | 9 | 0.75724
52569 | 4.94 | 1 | 365 | 5.6257 | 0.32058 | 5 | 0.94626
31429 | 9.1 | 1 | 365 | 10.3631 | 0.85371 | 11 | 0.21679
57175 | 3.64 | 1 | 365 | 4.1452 | 0.34148 | 4 | 0.48671
57181 | 6.89 | 1 | 365 | 7.8463 | 0.78923 | 8 | 0.63557
57180 | 7.8 | 1 | 365 | 8.8826 | 0.8746 | 9 | 0.75724
55072 | 7.8 | 1 | 365 | 8.8826 | 0.8746 | 9 | 0.75724
56550 | 4.68 | 1 | 365 | 5.3296 | 0.72476 | 6 | 0.054347
53824 | 7.8 | 1 | 365 | 8.8826 | 0.8746 | 9 | 0.75724
57183 | 4.77 | 1 | 365 | 5.4321 | 0.93101 | 6 | 0.36308
55912 | 3.12 | 1 | 365 | 3.5531 | 0.14984 | 3 | 0.7029
57182 | 9.54 | 1 | 365 | 10.8642 | 0.86202 | 11 | 0.72617
48784 | 6.12 | 1 | 365 | 6.9695 | 0.02469 | 6 | 0.99415
57184 | 11.925 | 1 | 365 | 13.5802 | 0.32752 | 13 | 0.90771
55169 | 7.8 | 1 | 365 | 8.8826 | 0.8746 | 9 | 0.75724
53528 | 9.36 | 1 | 365 | 10.6592 | 0.44953 | 11 | 0.10869
57187 | 6.36 | 1 | 365 | 7.2428 | 0.57468 | 7 | 0.81745
57189 | 5.565 | 1 | 365 | 6.3374 | 0.75284 | 7 | 0.090265
55409 | 3.38 | 1 | 365 | 3.8491 | 0.74566 | 4 | 0.59481
57192 | 6.095 | 1 | 365 | 6.941 | 0.9674 | 7 | 0.90839
48759 | 11 | 1 | 365 | 12.5268 | 0.20778 | 12 | 0.73458
56935 | 4.42 | 1 | 365 | 5.0335 | 0.12894 | 5 | 0.16244
41643 | 4.16 | 1 | 365 | 4.7374 | 0.53312 | 5 | 0.27053
56929 | 9.01 | 1 | 365 | 10.2606 | 0.64746 | 10 | 0.90805
55143 | 14.3 | 1 | 365 | 16.2848 | 0.77011 | 17 | 0.054949
57199 | 5.565 | 1 | 365 | 6.3374 | 0.75284 | 7 | 0.090265
48758 | 5.72 | 1 | 365 | 6.5139 | 0.10804 | 6 | 0.62198
57202 | 6.76 | 1 | 365 | 7.6983 | 0.49132 | 8 | 0.18961
57212 | 5.2 | 1 | 365 | 5.9218 | 0.9164 | 6 | 0.83816
57210 | 15.34 | 1 | 365 | 17.4692 | 0.15339 | 17 | 0.62258
57110 | 5.035 | 1 | 365 | 5.7339 | 0.53829 | 6 | 0.27214
57241 | 5.46 | 1 | 365 | 6.2178 | 0.51222 | 6 | 0.73007
48755 | 7.84 | 1 | 365 | 8.9282 | 0.96627 | 9 | 0.89446
54823 | 4.16 | 1 | 365 | 4.7374 | 0.53312 | 5 | 0.27053
54087 | 7.02 | 1 | 365 | 7.9944 | 0.087144 | 8 | 0.08152
48749 | 6.76 | 1 | 365 | 7.6983 | 0.49132 | 8 | 0.18961
55298 | 6.76 | 1 | 365 | 7.6983 | 0.49132 | 8 | 0.18961
55817 | 7.54 | 1 | 365 | 8.5866 | 0.27878 | 8 | 0.86534
56749 | 7.54 | 1 | 365 | 8.5866 | 0.27878 | 8 | 0.86534
56704 | 8.48 | 1 | 365 | 9.657 | 0.4329 | 10 | 0.089928
56604 | 3.38 | 1 | 365 | 3.8491 | 0.74566 | 4 | 0.59481
55051 | 8.58 | 1 | 365 | 9.7709 | 0.66207 | 10 | 0.43297
56635 | 7.54 | 1 | 365 | 8.5866 | 0.27878 | 8 | 0.86534
55293 | 3.64 | 1 | 365 | 4.1452 | 0.34148 | 4 | 0.48671
57410 | 8.84 | 1 | 365 | 10.067 | 0.25789 | 10 | 0.32488
57245 | 10.4 | 1 | 365 | 11.8435 | 0.83281 | 12 | 0.67633
57246 | 4.16 | 1 | 365 | 4.7374 | 0.53312 | 5 | 0.27053
57249 | 4.42 | 1 | 365 | 5.0335 | 0.12894 | 5 | 0.16244
57250 | 6.095 | 1 | 365 | 6.941 | 0.9674 | 7 | 0.90839
57252 | 7.42 | 1 | 365 | 8.4499 | 0.0037907 | 8 | 0.45369
57253 | 8.745 | 1 | 365 | 9.9588 | 0.040182 | 9 | 0.99899
57254 | 5.83 | 1 | 365 | 6.6392 | 0.36012 | 6 | 0.99933
57257 | 6.095 | 1 | 365 | 6.941 | 0.9674 | 7 | 0.90839
32059 | 13 | 1 | 365 | 14.8044 | 0.79101 | 15 | 0.59541
55352 | 7.28 | 1 | 365 | 8.2905 | 0.68296 | 8 | 0.97343
57258 | 3.975 | 1 | 365 | 4.5267 | 0.10917 | 4 | 0.6359
57275 | 16.64 | 1 | 365 | 18.9496 | 0.13249 | 19 | 0.082122
50835 | 5.72 | 1 | 365 | 6.5139 | 0.10804 | 6 | 0.62198
57277 | 9.1 | 1 | 365 | 10.3631 | 0.85371 | 11 | 0.21679
56672 | 4.94 | 1 | 365 | 5.6257 | 0.32058 | 5 | 0.94626
57280 | 7.42 | 1 | 365 | 8.4499 | 0.0037907 | 8 | 0.45369
57279 | 3.9 | 1 | 365 | 4.4413 | 0.9373 | 5 | 0.37862
32821 | 9.1 | 1 | 365 | 10.3631 | 0.85371 | 11 | 0.21679
57282 | 8.32 | 1 | 365 | 9.4748 | 0.066245 | 9 | 0.54106
57255 | 3.9 | 1 | 365 | 4.4413 | 0.9373 | 5 | 0.37862
55008 | 5.2 | 1 | 365 | 5.9218 | 0.9164 | 6 | 0.83816
57283 | 8.32 | 1 | 365 | 9.4748 | 0.066245 | 9 | 0.54106
51854 | 2.86 | 1 | 365 | 3.257 | 0.55402 | 3 | 0.81099
55470 | 6.76 | 1 | 365 | 7.6983 | 0.49132 | 8 | 0.18961
55771 | 5.46 | 1 | 365 | 6.2178 | 0.51222 | 6 | 0.73007
56764 | 4.42 | 1 | 365 | 5.0335 | 0.12894 | 5 | 0.16244
54297 | 4.42 | 1 | 365 | 5.0335 | 0.12894 | 5 | 0.16244
53018 | 7.8 | 1 | 365 | 8.8826 | 0.8746 | 9 | 0.75724
56663 | 2.86 | 1 | 365 | 3.257 | 0.55402 | 3 | 0.81099
57214 | 3.975 | 1 | 365 | 4.5267 | 0.10917 | 4 | 0.6359
55775 | 12.22 | 1 | 365 | 13.9161 | 0.0035475 | 13 | 0.91968
57167 | 4.68 | 1 | 365 | 5.3296 | 0.72476 | 6 | 0.054347
57979 | 4.68 | 1 | 365 | 5.3296 | 0.72476 | 6 | 0.054347
57298 | 2.6 | 1 | 365 | 2.9609 | 0.9582 | 3 | 0.91908
55285 | 6.24 | 1 | 365 | 7.1061 | 0.29968 | 7 | 0.4058
57300 | 5.72 | 1 | 365 | 6.5139 | 0.10804 | 6 | 0.62198
56751 | 5.2 | 1 | 365 | 5.9218 | 0.9164 | 6 | 0.83816
57309 | 4.77 | 1 | 365 | 5.4321 | 0.93101 | 6 | 0.36308
56379 | 13.26 | 1 | 365 | 15.1005 | 0.38683 | 15 | 0.48732
57311 | 4.77 | 1 | 365 | 5.4321 | 0.93101 | 6 | 0.36308
56566 | 8.06 | 1 | 365 | 9.1787 | 0.47042 | 9 | 0.64915
32401 | 7.28 | 1 | 365 | 8.2905 | 0.68296 | 8 | 0.97343
54988 | 4.42 | 1 | 365 | 5.0335 | 0.12894 | 5 | 0.16244
57315 | 5.98 | 1 | 365 | 6.81 | 0.70386 | 7 | 0.51389
57188 | 5.83 | 1 | 365 | 6.6392 | 0.36012 | 6 | 0.99933
56752 | 11.7 | 1 | 365 | 13.324 | 0.81191 | 14 | 0.13587
23073 | 4.16 | 1 | 365 | 4.7374 | 0.53312 | 5 | 0.27053
57281 | 3.71 | 1 | 365 | 4.2249 | 0.5019 | 4 | 0.72684
56932 | 5.3 | 1 | 365 | 6.0356 | 0.14556 | 6 | 0.1812
57367 | 8.32 | 1 | 365 | 9.4748 | 0.066245 | 9 | 0.54106
57137 | 4.77 | 1 | 365 | 5.4321 | 0.93101 | 6 | 0.36308
57340 | 6.24 | 1 | 365 | 7.1061 | 0.29968 | 7 | 0.4058
57346 | 3.18 | 1 | 365 | 3.6214 | 0.28734 | 3 | 0.90872
29246 | 4.68 | 1 | 365 | 5.3296 | 0.72476 | 6 | 0.054347
57354 | 6.24 | 1 | 365 | 7.1061 | 0.29968 | 7 | 0.4058
57360 | 10.66 | 1 | 365 | 12.1396 | 0.42863 | 12 | 0.56823
57359 | 5.2 | 1 | 365 | 5.9218 | 0.9164 | 6 | 0.83816
57366 | 8.84 | 1 | 365 | 10.067 | 0.25789 | 10 | 0.32488
57372 | 11.96 | 1 | 365 | 13.62 | 0.40773 | 14 | 0.027775
57382 | 3.975 | 1 | 365 | 4.5267 | 0.10917 | 4 | 0.6359
57379 | 5.98 | 1 | 365 | 6.81 | 0.70386 | 7 | 0.51389
56542 | 5.1 | 1 | 365 | 5.8079 | 0.68724 | 6 | 0.49512
57392 | 6.76 | 1 | 365 | 7.6983 | 0.49132 | 8 | 0.18961
57394 | 4.77 | 1 | 365 | 5.4321 | 0.93101 | 6 | 0.36308
57413 | 5.2 | 1 | 365 | 5.9218 | 0.9164 | 6 | 0.83816
57421 | 3.64 | 1 | 365 | 4.1452 | 0.34148 | 4 | 0.48671
36978 | 14.3 | 1 | 365 | 16.2848 | 0.77011 | 17 | 0.054949
57409 | 8.32 | 1 | 365 | 9.4748 | 0.066245 | 9 | 0.54106
40344 | 4.605 | 1 | 365 | 5.2442 | 0.55289 | 5 | 0.79707
57420 | 3.71 | 1 | 365 | 4.2249 | 0.5019 | 4 | 0.72684
39672 | 4.16 | 1 | 365 | 4.7374 | 0.53312 | 5 | 0.27053
57424 | 7.54 | 1 | 365 | 8.5866 | 0.27878 | 8 | 0.86534
41100 | 8.745 | 1 | 365 | 9.9588 | 0.040182 | 9 | 0.99899
57427 | 4.68 | 1 | 365 | 5.3296 | 0.72476 | 6 | 0.054347
39240 | 9.36 | 1 | 365 | 10.6592 | 0.44953 | 11 | 0.10869
57430 | 4.68 | 1 | 365 | 5.3296 | 0.72476 | 6 | 0.054347
57179 | 3.38 | 1 | 365 | 3.8491 | 0.74566 | 4 | 0.59481
31976 | 12.74 | 1 | 365 | 14.5083 | 0.19519 | 14 | 0.7035
53931 | 4.94 | 1 | 365 | 5.6257 | 0.32058 | 5 | 0.94626
21253 | 9.88 | 1 | 365 | 11.2513 | 0.64117 | 11 | 0.89251
57462 | 3.64 | 1 | 365 | 4.1452 | 0.34148 | 4 | 0.48671
57248 | 7.02 | 1 | 365 | 7.9944 | 0.087144 | 8 | 0.08152
57478 | 6.5 | 1 | 365 | 7.4022 | 0.8955 | 8 | 0.2977
57480 | 8.745 | 1 | 365 | 9.9588 | 0.040182 | 9 | 0.99899
58112 | 4.24 | 1 | 365 | 4.8285 | 0.71645 | 5 | 0.54496
55083 | 6.5 | 1 | 365 | 7.4022 | 0.8955 | 8 | 0.2977
52603 | 3.12 | 1 | 365 | 3.5531 | 0.14984 | 3 | 0.7029
55334 | 6.24 | 1 | 365 | 7.1061 | 0.29968 | 7 | 0.4058
57106 | 7.28 | 1 | 365 | 8.2905 | 0.68296 | 8 | 0.97343
57206 | 5.46 | 1 | 365 | 6.2178 | 0.51222 | 6 | 0.73007
57284 | 7.54 | 1 | 365 | 8.5866 | 0.27878 | 8 | 0.86534
57342 | 13.25 | 1 | 365 | 15.0891 | 0.36391 | 15 | 0.45301
56968 | 9.62 | 1 | 365 | 10.9553 | 0.045346 | 11 | 0.00060192
57556 | 7.95 | 1 | 365 | 9.0535 | 0.21835 | 9 | 0.27181
57038 | 11.7 | 1 | 365 | 13.324 | 0.81191 | 14 | 0.13587
53914 | 3.64 | 1 | 365 | 4.1452 | 0.34148 | 4 | 0.48671
56987 | 5.46 | 1 | 365 | 6.2178 | 0.51222 | 6 | 0.73007
25558 | 5.46 | 1 | 365 | 6.2178 | 0.51222 | 6 | 0.73007
55368 | 4.94 | 1 | 365 | 5.6257 | 0.32058 | 5 | 0.94626
58117 | 5.72 | 1 | 365 | 6.5139 | 0.10804 | 6 | 0.62198
57000 | 4.16 | 1 | 365 | 4.7374 | 0.53312 | 5 | 0.27053
52606 | 8.84 | 1 | 365 | 10.067 | 0.25789 | 10 | 0.32488
57299 | 13.515 | 1 | 365 | 15.3909 | 0.97119 | 16 | 0.36207
56995 | 2.86 | 1 | 365 | 3.257 | 0.55402 | 3 | 0.81099
56958 | 3.64 | 1 | 365 | 4.1452 | 0.34148 | 4 | 0.48671
57408 | 3.38 | 1 | 365 | 3.8491 | 0.74566 | 4 | 0.59481
53051 | 7.8 | 1 | 365 | 8.8826 | 0.8746 | 9 | 0.75724
56545 | 4.16 | 1 | 365 | 4.7374 | 0.53312 | 5 | 0.27053
54072 | 8.58 | 1 | 365 | 9.7709 | 0.66207 | 10 | 0.43297
26704 | 3.9 | 1 | 365 | 4.4413 | 0.9373 | 5 | 0.37862
55036 | 5.035 | 1 | 365 | 5.7339 | 0.53829 | 6 | 0.27214
53836 | 4.94 | 1 | 365 | 5.6257 | 0.32058 | 5 | 0.94626
22053 | 3.64 | 1 | 365 | 4.1452 | 0.34148 | 4 | 0.48671
54213 | 12.48 | 1 | 365 | 14.2122 | 0.59937 | 14 | 0.81159
55900 | 8.06 | 1 | 365 | 9.1787 | 0.47042 | 9 | 0.64915
53819 | 7.54 | 1 | 365 | 8.5866 | 0.27878 | 8 | 0.86534
42816 | 10.865 | 1 | 365 | 12.3731 | 0.89841 | 13 | 0.27147
56938 | 11.18 | 1 | 365 | 12.7318 | 0.62027 | 13 | 0.35205
47203 | 9.01 | 1 | 365 | 10.2606 | 0.64746 | 10 | 0.90805
55385 | 5.2 | 1 | 365 | 5.9218 | 0.9164 | 6 | 0.83816
57486 | 6.5 | 1 | 365 | 7.4022 | 0.8955 | 8 | 0.2977
56695 | 15.08 | 1 | 365 | 17.1731 | 0.55757 | 17 | 0.73067
55159 | 9.36 | 1 | 365 | 10.6592 | 0.44953 | 11 | 0.10869
57675 | 4.505 | 1 | 365 | 5.1303 | 0.32373 | 5 | 0.45402
55895 | 4.16 | 1 | 365 | 4.7374 | 0.53312 | 5 | 0.27053
55304 | 3.64 | 1 | 365 | 4.1452 | 0.34148 | 4 | 0.48671
57116 | 5.035 | 1 | 365 | 5.7339 | 0.53829 | 6 | 0.27214
55909 | 2.6 | 1 | 365 | 2.9609 | 0.9582 | 3 | 0.91908
54085 | 11.96 | 1 | 365 | 13.62 | 0.40773 | 14 | 0.027775
56572 | 4.16 | 1 | 365 | 4.7374 | 0.53312 | 5 | 0.27053
54074 | 5.46 | 1 | 365 | 6.2178 | 0.51222 | 6 | 0.73007
53431 | 3.38 | 1 | 365 | 3.8491 | 0.74566 | 4 | 0.59481
56757 | 10.335 | 1 | 365 | 11.7695 | 0.68385 | 12 | 0.45335
58014 | 5.98 | 1 | 365 | 6.81 | 0.70386 | 7 | 0.51389
54946 | 7.54 | 1 | 365 | 8.5866 | 0.27878 | 8 | 0.86534
57479 | 7.95 | 1 | 365 | 9.0535 | 0.21835 | 9 | 0.27181
57757 | 7.42 | 1 | 365 | 8.4499 | 0.0037907 | 8 | 0.45369
58133 | 13 | 1 | 365 | 14.8044 | 0.79101 | 15 | 0.59541
58139 | 8.48 | 1 | 365 | 9.657 | 0.4329 | 10 | 0.089928
55374 | 7.685 | 1 | 365 | 8.7517 | 0.61107 | 9 | 0.36275
58142 | 5.3 | 1 | 365 | 6.0356 | 0.14556 | 6 | 0.1812
56661 | 5.3 | 1 | 365 | 6.0356 | 0.14556 | 6 | 0.1812
58149 | 7.42 | 1 | 365 | 8.4499 | 0.0037907 | 8 | 0.45369
56599 | 5.3 | 1 | 365 | 6.0356 | 0.14556 | 6 | 0.1812
58162 | 12.74 | 1 | 365 | 14.5083 | 0.19519 | 14 | 0.7035
57120 | 5.72 | 1 | 365 | 6.5139 | 0.10804 | 6 | 0.62198
55033 | 4.16 | 1 | 365 | 4.7374 | 0.53312 | 5 | 0.27053
57484 | 6.36 | 1 | 365 | 7.2428 | 0.57468 | 7 | 0.81745
57105 | 9.36 | 1 | 365 | 10.6592 | 0.44953 | 11 | 0.10869
58167 | 9.62 | 1 | 365 | 10.9553 | 0.045346 | 11 | 0.00060192
58170 | 10.07 | 1 | 365 | 11.4677 | 0.076573 | 11 | 0.54429
57438 | 8.06 | 1 | 365 | 9.1787 | 0.47042 | 9 | 0.64915
58174 | 6.36 | 1 | 365 | 7.2428 | 0.57468 | 7 | 0.81745
57376 | 7.95 | 1 | 365 | 9.0535 | 0.21835 | 9 | 0.27181
58172 | 11.18 | 1 | 365 | 12.7318 | 0.62027 | 13 | 0.35205
55000 | 3.38 | 1 | 365 | 3.8491 | 0.74566 | 4 | 0.59481
57338 | 4.505 | 1 | 365 | 5.1303 | 0.32373 | 5 | 0.45402
57422 | 4.68 | 1 | 365 | 5.3296 | 0.72476 | 6 | 0.054347
56989 | 5.98 | 1 | 365 | 6.81 | 0.70386 | 7 | 0.51389
54124 | 3.9 | 1 | 365 | 4.4413 | 0.9373 | 5 | 0.37862
56784 | 5.98 | 1 | 365 | 6.81 | 0.70386 | 7 | 0.51389
55219 | 4.42 | 1 | 365 | 5.0335 | 0.12894 | 5 | 0.16244
58040 | 5.72 | 1 | 365 | 6.5139 | 0.10804 | 6 | 0.62198
58051 | 9.805 | 1 | 365 | 11.1659 | 0.46929 | 11 | 0.63523
55308 | 3.64 | 1 | 365 | 4.1452 | 0.34148 | 4 | 0.48671
58059 | 7.42 | 1 | 365 | 8.4499 | 0.0037907 | 8 | 0.45369
57178 | 6.625 | 1 | 365 | 7.5446 | 0.18196 | 7 | 0.72651
57256 | 7.42 | 1 | 365 | 8.4499 | 0.0037907 | 8 | 0.45369
58068 | 6.89 | 1 | 365 | 7.8463 | 0.78923 | 8 | 0.63557
57138 | 5.3 | 1 | 365 | 6.0356 | 0.14556 | 6 | 0.1812
58111 | 4.77 | 1 | 365 | 5.4321 | 0.93101 | 6 | 0.36308
58234 | 3.975 | 1 | 365 | 4.5267 | 0.10917 | 4 | 0.6359
58238 | 5.3 | 1 | 365 | 6.0356 | 0.14556 | 6 | 0.1812
58239 | 9.36 | 1 | 365 | 10.6592 | 0.44953 | 11 | 0.10869
57242 | 4.16 | 1 | 365 | 4.7374 | 0.53312 | 5 | 0.27053
58243 | 9.54 | 1 | 365 | 10.8642 | 0.86202 | 11 | 0.72617
58249 | 11.96 | 1 | 365 | 13.62 | 0.40773 | 14 | 0.027775
58262 | 5.2 | 1 | 365 | 5.9218 | 0.9164 | 6 | 0.83816
58237 | 3.12 | 1 | 365 | 3.5531 | 0.14984 | 3 | 0.7029
58275 | 10.07 | 1 | 365 | 11.4677 | 0.076573 | 11 | 0.54429
58277 | 13.26 | 1 | 365 | 15.1005 | 0.38683 | 15 | 0.48732
58285 | 10.66 | 1 | 365 | 12.1396 | 0.42863 | 12 | 0.56823
58287 | 3.71 | 1 | 365 | 4.2249 | 0.5019 | 4 | 0.72684
58288 | 4.42 | 1 | 365 | 5.0335 | 0.12894 | 5 | 0.16244
58344 | 6.76 | 1 | 365 | 7.6983 | 0.49132 | 8 | 0.18961
58347 | 10.66 | 1 | 365 | 12.1396 | 0.42863 | 12 | 0.56823
58362 | 5.3 | 1 | 365 | 6.0356 | 0.14556 | 6 | 0.1812
58366 | 6.095 | 1 | 365 | 6.941 | 0.9674 | 7 | 0.90839
58371 | 13.25 | 1 | 365 | 15.0891 | 0.36391 | 15 | 0.45301
58376 | 13.25 | 1 | 365 | 15.0891 | 0.36391 | 15 | 0.45301
58379 | 7.95 | 1 | 365 | 9.0535 | 0.21835 | 9 | 0.27181
58380 | 6.625 | 1 | 365 | 7.5446 | 0.18196 | 7 | 0.72651
58428 | 10.07 | 1 | 365 | 11.4677 | 0.076573 | 11 | 0.54429
58429 | 4.77 | 1 | 365 | 5.4321 | 0.93101 | 6 | 0.36308
58434 | 7.28 | 1 | 365 | 8.2905 | 0.68296 | 8 | 0.97343
58435 | 7.685 | 1 | 365 | 8.7517 | 0.61107 | 9 | 0.36275
58438 | 5.2 | 1 | 365 | 5.9218 | 0.9164 | 6 | 0.83816
57955 | 8.84 | 1 | 365 | 10.067 | 0.25789 | 10 | 0.32488
57079 | 6.76 | 1 | 365 | 7.6983 | 0.49132 | 8 | 0.18961
57089 | 3.64 | 1 | 365 | 4.1452 | 0.34148 | 4 | 0.48671
58280 | 2.34 | 1 | 365 | 2.6648 | 0.36238 | 3 | 0.027173
54350 | 7.28 | 1 | 365 | 8.2905 | 0.68296 | 8 | 0.97343
57836 | 5.3 | 1 | 365 | 6.0356 | 0.14556 | 6 | 0.1812
57130 | 7.02 | 1 | 365 | 7.9944 | 0.087144 | 8 | 0.08152
56967 | 8.215 | 1 | 365 | 9.3552 | 0.82563 | 10 | 0.18087
57877 | 7.54 | 1 | 365 | 8.5866 | 0.27878 | 8 | 0.86534
39300 | 4.42 | 1 | 365 | 5.0335 | 0.12894 | 5 | 0.16244
29771 | 2.6 | 1 | 365 | 2.9609 | 0.9582 | 3 | 0.91908
58509 | 2.86 | 1 | 365 | 3.257 | 0.55402 | 3 | 0.81099
55020 | 4.42 | 1 | 365 | 5.0335 | 0.12894 | 5 | 0.16244
58517 | 11.395 | 1 | 365 | 12.9766 | 0.11296 | 13 | 0.08959
58515 | 6.36 | 1 | 365 | 7.2428 | 0.57468 | 7 | 0.81745
56527 | 3.38 | 1 | 365 | 3.8491 | 0.74566 | 4 | 0.59481
55417 | 9.88 | 1 | 365 | 11.2513 | 0.64117 | 11 | 0.89251
58473 | 6.89 | 1 | 365 | 7.8463 | 0.78923 | 8 | 0.63557
57872 | 12.22 | 1 | 365 | 13.9161 | 0.0035475 | 13 | 0.91968
57906 | 6.095 | 1 | 365 | 6.941 | 0.9674 | 7 | 0.90839
58481 | 10.335 | 1 | 365 | 11.7695 | 0.68385 | 12 | 0.45335
58531 | 7.42 | 1 | 365 | 8.4499 | 0.0037907 | 8 | 0.45369
57327 | 5.46 | 1 | 365 | 6.2178 | 0.51222 | 6 | 0.73007
58327 | 6.5 | 1 | 365 | 7.4022 | 0.8955 | 8 | 0.2977
58248 | 3.445 | 1 | 365 | 3.9232 | 0.89462 | 4 | 0.81778
57946 | 4.505 | 1 | 365 | 5.1303 | 0.32373 | 5 | 0.45402
58163 | 7.54 | 1 | 365 | 8.5866 | 0.27878 | 8 | 0.86534
58482 | 9.54 | 1 | 365 | 10.8642 | 0.86202 | 11 | 0.72617
48669 | 4.94 | 1 | 365 | 5.6257 | 0.32058 | 5 | 0.94626
57870 | 7.685 | 1 | 365 | 8.7517 | 0.61107 | 9 | 0.36275
55768 | 5.2 | 1 | 365 | 5.9218 | 0.9164 | 6 | 0.83816
31987 | 3.64 | 1 | 365 | 4.1452 | 0.34148 | 4 | 0.48671
58486 | 9.88 | 1 | 365 | 11.2513 | 0.64117 | 11 | 0.89251
51991 | 7.28 | 1 | 365 | 8.2905 | 0.68296 | 8 | 0.97343
57938 | 4.16 | 1 | 365 | 4.7374 | 0.53312 | 5 | 0.27053
58148 | 5.035 | 1 | 365 | 5.7339 | 0.53829 | 6 | 0.27214
57939 | 8.745 | 1 | 365 | 9.9588 | 0.040182 | 9 | 0.99899
57055 | 5.035 | 1 | 365 | 5.7339 | 0.53829 | 6 | 0.27214
56984 | 2.08 | 1 | 365 | 2.3687 | 0.76656 | 3 | 0.13527
57191 | 4.77 | 1 | 365 | 5.4321 | 0.93101 | 6 | 0.36308
58560 | 10.92 | 1 | 365 | 12.4357 | 0.024447 | 12 | 0.46014
58561 | 6.5 | 1 | 365 | 7.4022 | 0.8955 | 8 | 0.2977
58703 | 9.36 | 1 | 365 | 10.6592 | 0.44953 | 11 | 0.10869
58714 | 7.42 | 1 | 365 | 8.4499 | 0.0037907 | 8 | 0.45369
58563 | 5.035 | 1 | 365 | 5.7339 | 0.53829 | 6 | 0.27214
58566 | 3.445 | 1 | 365 | 3.9232 | 0.89462 | 4 | 0.81778
58597 | 4.16 | 1 | 365 | 4.7374 | 0.53312 | 5 | 0.27053
58612 | 10.66 | 1 | 365 | 12.1396 | 0.42863 | 12 | 0.56823
31667 | 4.42 | 1 | 365 | 5.0335 | 0.12894 | 5 | 0.16244
58621 | 7.155 | 1 | 365 | 8.1481 | 0.39651 | 8 | 0.54463
57775 | 8.06 | 1 | 365 | 9.1787 | 0.47042 | 9 | 0.64915
57436 | 4.68 | 1 | 365 | 5.3296 | 0.72476 | 6 | 0.054347
58235 | 5.46 | 1 | 365 | 6.2178 | 0.51222 | 6 | 0.73007
58630 | 7.95 | 1 | 365 | 9.0535 | 0.21835 | 9 | 0.27181
58681 | 7.28 | 1 | 365 | 8.2905 | 0.68296 | 8 | 0.97343
58718 | 7.28 | 1 | 365 | 8.2905 | 0.68296 | 8 | 0.97343
58676 | 4.16 | 1 | 365 | 4.7374 | 0.53312 | 5 | 0.27053
58722 | 7.155 | 1 | 365 | 8.1481 | 0.39651 | 8 | 0.54463
58684 | 7.28 | 1 | 365 | 8.2905 | 0.68296 | 8 | 0.97343
58686 | 4.68 | 1 | 365 | 5.3296 | 0.72476 | 6 | 0.054347
58689 | 9.88 | 1 | 365 | 11.2513 | 0.64117 | 11 | 0.89251
58763 | 8.58 | 1 | 365 | 9.7709 | 0.66207 | 10 | 0.43297
58699 | 5.035 | 1 | 365 | 5.7339 | 0.53829 | 6 | 0.27214
56613 | 5.98 | 1 | 365 | 6.81 | 0.70386 | 7 | 0.51389
58701 | 3.445 | 1 | 365 | 3.9232 | 0.89462 | 4 | 0.81778
58704 | 13 | 1 | 365 | 14.8044 | 0.79101 | 15 | 0.59541
58764 | 8.745 | 1 | 365 | 9.9588 | 0.040182 | 9 | 0.99899
58397 | 4.68 | 1 | 365 | 5.3296 | 0.72476 | 6 | 0.054347
57010 | 10.4 | 1 | 365 | 11.8435 | 0.83281 | 12 | 0.67633
57489 | 6.5 | 1 | 365 | 7.4022 | 0.8955 | 8 | 0.2977
58607 | 8.215 | 1 | 365 | 9.3552 | 0.82563 | 10 | 0.18087
58505 | 4.505 | 1 | 365 | 5.1303 | 0.32373 | 5 | 0.45402
32225 | 5.72 | 1 | 365 | 6.5139 | 0.10804 | 6 | 0.62198
56744 | 5.2 | 1 | 365 | 5.9218 | 0.9164 | 6 | 0.83816
57428 | 3.38 | 1 | 365 | 3.8491 | 0.74566 | 4 | 0.59481
58713 | 7.54 | 1 | 365 | 8.5866 | 0.27878 | 8 | 0.86534
58783 | 5.565 | 1 | 365 | 6.3374 | 0.75284 | 7 | 0.090265
57641 | 8.06 | 1 | 365 | 9.1787 | 0.47042 | 9 | 0.64915
58734 | 9 | 1 | 365 | 10.2492 | 0.62454 | 10 | 0.87374
58524 | 13 | 1 | 365 | 14.8044 | 0.79101 | 15 | 0.59541
58814 | 5.7 | 1 | 365 | 6.4912 | 0.062211 | 6 | 0.55337
58283 | 14.04 | 1 | 365 | 15.9888 | 0.17429 | 16 | 0.16304
53041 | 7.02 | 1 | 365 | 7.9944 | 0.087144 | 8 | 0.08152
58899 | 2.85 | 1 | 365 | 3.2456 | 0.53111 | 3 | 0.77669
58178 | 5.72 | 1 | 365 | 6.5139 | 0.10804 | 6 | 0.62198
58922 | 10.2 | 1 | 365 | 11.6158 | 0.37448 | 11 | 0.99024
58784 | 8.58 | 1 | 365 | 9.7709 | 0.66207 | 10 | 0.43297
59839 | 10.26 | 1 | 365 | 11.6841 | 0.51198 | 12 | 0.19607
58225 | 7.28 | 1 | 365 | 8.2905 | 0.68296 | 8 | 0.97343
58930 | 12.6 | 1 | 365 | 14.3489 | 0.87436 | 15 | 0.22324
57194 | 6.095 | 1 | 365 | 6.941 | 0.9674 | 7 | 0.90839
59270 | 5.4 | 1 | 365 | 6.1495 | 0.37473 | 6 | 0.52425
57287 | 6.24 | 1 | 365 | 7.1061 | 0.29968 | 7 | 0.4058
59611 | 3.48 | 1 | 365 | 3.963 | 0.97482 | 4 | 0.93785
57434 | 6.24 | 1 | 365 | 7.1061 | 0.29968 | 7 | 0.4058
59809 | 7.56 | 1 | 365 | 8.6093 | 0.32462 | 8 | 0.93394
33413 | 2624.22 | 1 | 365 | 2988.4617 | 0.70454 | 2989 | 0.16628
58173 | 3.71 | 1 | 365 | 4.2249 | 0.5019 | 4 | 0.72684
32665 | 311.22 | 0.9 | 365 | 318.9756 | 0.87706 | 319 | 0.85266
58176 | 6.36 | 1 | 365 | 7.2428 | 0.57468 | 7 | 0.81745
58575 | 4.68 | 1 | 365 | 5.3296 | 0.72476 | 6 | 0.054347
58182 | 7.8 | 1 | 365 | 8.8826 | 0.8746 | 9 | 0.75724
57186 | 5.565 | 1 | 365 | 6.3374 | 0.75284 | 7 | 0.090265
57495 | 3.445 | 1 | 365 | 3.9232 | 0.89462 | 4 | 0.81778
48389 | 9.6 | 1 | 365 | 10.9325 | 0.99951 | 11 | 0.93199
58276 | 3.445 | 1 | 365 | 3.9232 | 0.89462 | 4 | 0.81778
56977 | 5.46 | 1 | 365 | 6.2178 | 0.51222 | 6 | 0.73007
50173 | 8.32 | 1 | 365 | 9.4748 | 0.066245 | 9 | 0.54106
56739 | 9.36 | 1 | 365 | 10.6592 | 0.44953 | 11 | 0.10869
57163 | 3.18 | 1 | 365 | 3.6214 | 0.28734 | 3 | 0.90872
50638 | 8.06 | 1 | 365 | 9.1787 | 0.47042 | 9 | 0.64915
55891 | 4.16 | 1 | 365 | 4.7374 | 0.53312 | 5 | 0.27053
57627 | 4.505 | 1 | 365 | 5.1303 | 0.32373 | 5 | 0.45402
37226 | 3.6 | 1 | 365 | 4.0997 | 0.24982 | 4 | 0.3495
57832 | 6.76 | 1 | 365 | 7.6983 | 0.49132 | 8 | 0.18961
58532 | 3.12 | 1 | 365 | 3.5531 | 0.14984 | 3 | 0.7029
56544 | 17.1 | 1 | 365 | 19.4735 | 0.18663 | 19 | 0.66011
57758 | 4.77 | 1 | 365 | 5.4321 | 0.93101 | 6 | 0.36308
57148 | 5.035 | 1 | 365 | 5.7339 | 0.53829 | 6 | 0.27214
57838 | 7.8 | 1 | 365 | 8.8826 | 0.8746 | 9 | 0.75724
57098 | 5.2 | 1 | 365 | 5.9218 | 0.9164 | 6 | 0.83816
57649 | 7.8 | 1 | 365 | 8.8826 | 0.8746 | 9 | 0.75724
57553 | 5.46 | 1 | 365 | 6.2178 | 0.51222 | 6 | 0.73007
59095 | 4.77 | 1 | 365 | 5.4321 | 0.93101 | 6 | 0.36308
57630 | 2.6 | 1 | 365 | 2.9609 | 0.9582 | 3 | 0.91908
57075 | 5.2 | 1 | 365 | 5.9218 | 0.9164 | 6 | 0.83816
57483 | 9.36 | 1 | 365 | 10.6592 | 0.44953 | 11 | 0.10869
57752 | 4.77 | 1 | 365 | 5.4321 | 0.93101 | 6 | 0.36308
58792 | 6.24 | 1 | 365 | 7.1061 | 0.29968 | 7 | 0.4058
57145 | 5.72 | 1 | 365 | 6.5139 | 0.10804 | 6 | 0.62198
58762 | 4.42 | 1 | 365 | 5.0335 | 0.12894 | 5 | 0.16244
54883 | 10.66 | 1 | 365 | 12.1396 | 0.42863 | 12 | 0.56823
58806 | 3.445 | 1 | 365 | 3.9232 | 0.89462 | 4 | 0.81778
57066 | 3.12 | 1 | 365 | 3.5531 | 0.14984 | 3 | 0.7029
58821 | 9.88 | 1 | 365 | 11.2513 | 0.64117 | 11 | 0.89251
57146 | 2.65 | 1 | 365 | 3.0178 | 0.072782 | 3 | 0.090602
57839 | 5.035 | 1 | 365 | 5.7339 | 0.53829 | 6 | 0.27214
58770 | 6.625 | 1 | 365 | 7.5446 | 0.18196 | 7 | 0.72651
58793 | 5.46 | 1 | 365 | 6.2178 | 0.51222 | 6 | 0.73007
58830 | 3.71 | 1 | 365 | 4.2249 | 0.5019 | 4 | 0.72684
57663 | 5.46 | 1 | 365 | 6.2178 | 0.51222 | 6 | 0.73007
20442 | 8.06 | 1 | 365 | 9.1787 | 0.47042 | 9 | 0.64915
57320 | 3.71 | 1 | 365 | 4.2249 | 0.5019 | 4 | 0.72684
57100 | 4.94 | 1 | 365 | 5.6257 | 0.32058 | 5 | 0.94626
57414 | 8.06 | 1 | 365 | 9.1787 | 0.47042 | 9 | 0.64915
57042 | 6.89 | 1 | 365 | 7.8463 | 0.78923 | 8 | 0.63557
58229 | 5.83 | 1 | 365 | 6.6392 | 0.36012 | 6 | 0.99933
54239 | 4.68 | 1 | 365 | 5.3296 | 0.72476 | 6 | 0.054347
57423 | 7.155 | 1 | 365 | 8.1481 | 0.39651 | 8 | 0.54463
57171 | 8.06 | 1 | 365 | 9.1787 | 0.47042 | 9 | 0.64915
58232 | 7.95 | 1 | 365 | 9.0535 | 0.21835 | 9 | 0.27181
51762 | 4.68 | 1 | 365 | 5.3296 | 0.72476 | 6 | 0.054347
58815 | 3.38 | 1 | 365 | 3.8491 | 0.74566 | 4 | 0.59481
58850 | 6.24 | 1 | 365 | 7.1061 | 0.29968 | 7 | 0.4058
58877 | 4.24 | 1 | 365 | 4.8285 | 0.71645 | 5 | 0.54496
58878 | 5.565 | 1 | 365 | 6.3374 | 0.75284 | 7 | 0.090265
58879 | 7.685 | 1 | 365 | 8.7517 | 0.61107 | 9 | 0.36275
56810 | 8.32 | 1 | 365 | 9.4748 | 0.066245 | 9 | 0.54106
20770 | 4.42 | 1 | 365 | 5.0335 | 0.12894 | 5 | 0.16244
57238 | 15.34 | 1 | 365 | 17.4692 | 0.15339 | 17 | 0.62258
57482 | 5.98 | 1 | 365 | 6.81 | 0.70386 | 7 | 0.51389
55474 | 6.76 | 1 | 365 | 7.6983 | 0.49132 | 8 | 0.18961
56308 | 14.04 | 1 | 365 | 15.9888 | 0.17429 | 16 | 0.16304
59105 | 7.685 | 1 | 365 | 8.7517 | 0.61107 | 9 | 0.36275
56615 | 3.38 | 1 | 365 | 3.8491 | 0.74566 | 4 | 0.59481
59109 | 12.985 | 1 | 365 | 14.7873 | 0.75663 | 15 | 0.54395
59127 | 2.915 | 1 | 365 | 3.3196 | 0.68006 | 3 | 0.99966
59139 | 9.1 | 1 | 365 | 10.3631 | 0.85371 | 11 | 0.21679
56777 | 4.42 | 1 | 365 | 5.0335 | 0.12894 | 5 | 0.16244
59151 | 8.215 | 1 | 365 | 9.3552 | 0.82563 | 10 | 0.18087
57760 | 4.68 | 1 | 365 | 5.3296 | 0.72476 | 6 | 0.054347
57865 | 4.505 | 1 | 365 | 5.1303 | 0.32373 | 5 | 0.45402
59159 | 3.12 | 1 | 365 | 3.5531 | 0.14984 | 3 | 0.7029
57862 | 2.65 | 1 | 365 | 3.0178 | 0.072782 | 3 | 0.090602
58230 | 6.625 | 1 | 365 | 7.5446 | 0.18196 | 7 | 0.72651
59163 | 5.035 | 1 | 365 | 5.7339 | 0.53829 | 6 | 0.27214
59164 | 6.24 | 1 | 365 | 7.1061 | 0.29968 | 7 | 0.4058
56617 | 5.46 | 1 | 365 | 6.2178 | 0.51222 | 6 | 0.73007
57056 | 4.68 | 1 | 365 | 5.3296 | 0.72476 | 6 | 0.054347
58693 | 11.66 | 1 | 365 | 13.2784 | 0.72024 | 13 | 0.99865
57140 | 12.72 | 1 | 365 | 14.4855 | 0.14936 | 14 | 0.63489
58128 | 3.64 | 1 | 365 | 4.1452 | 0.34148 | 4 | 0.48671
59171 | 7.395 | 1 | 365 | 8.4214 | 0.9465 | 9 | 0.36793
57131 | 8.48 | 1 | 365 | 9.657 | 0.4329 | 10 | 0.089928
58236 | 7.42 | 1 | 365 | 8.4499 | 0.0037907 | 8 | 0.45369
59175 | 8.16 | 1 | 365 | 9.2926 | 0.69959 | 9 | 0.99219
59290 | 5.46 | 1 | 365 | 6.2178 | 0.51222 | 6 | 0.73007
56694 | 6.76 | 1 | 365 | 7.6983 | 0.49132 | 8 | 0.18961
55911 | 7.28 | 1 | 365 | 8.2905 | 0.68296 | 8 | 0.97343
59204 | 10.4 | 1 | 365 | 11.8435 | 0.83281 | 12 | 0.67633
59207 | 8.84 | 1 | 365 | 10.067 | 0.25789 | 10 | 0.32488
59208 | 2.915 | 1 | 365 | 3.3196 | 0.68006 | 3 | 0.99966
59211 | 5.565 | 1 | 365 | 6.3374 | 0.75284 | 7 | 0.090265
59213 | 4.68 | 1 | 365 | 5.3296 | 0.72476 | 6 | 0.054347
59214 | 7.8 | 1 | 365 | 8.8826 | 0.8746 | 9 | 0.75724
59223 | 7.42 | 1 | 365 | 8.4499 | 0.0037907 | 8 | 0.45369
59225 | 4.16 | 1 | 365 | 4.7374 | 0.53312 | 5 | 0.27053
57431 | 2.915 | 1 | 365 | 3.3196 | 0.68006 | 3 | 0.99966
59228 | 6.36 | 1 | 365 | 7.2428 | 0.57468 | 7 | 0.81745
38285 | 8.84 | 1 | 365 | 10.067 | 0.25789 | 10 | 0.32488
58472 | 7.685 | 1 | 365 | 8.7517 | 0.61107 | 9 | 0.36275
27848 | 5.72 | 1 | 365 | 6.5139 | 0.10804 | 6 | 0.62198
59232 | 6.89 | 1 | 365 | 7.8463 | 0.78923 | 8 | 0.63557
58175 | 7.685 | 1 | 365 | 8.7517 | 0.61107 | 9 | 0.36275
51226 | 8.32 | 1 | 365 | 9.4748 | 0.066245 | 9 | 0.54106
58690 | 6.095 | 1 | 365 | 6.941 | 0.9674 | 7 | 0.90839
52983 | 7.8 | 1 | 365 | 8.8826 | 0.8746 | 9 | 0.75724
56845 | 5.2 | 1 | 365 | 5.9218 | 0.9164 | 6 | 0.83816
59237 | 8.745 | 1 | 365 | 9.9588 | 0.040182 | 9 | 0.99899
34184 | 7.54 | 1 | 365 | 8.5866 | 0.27878 | 8 | 0.86534
56515 | 9.88 | 1 | 365 | 11.2513 | 0.64117 | 11 | 0.89251
57278 | 4.24 | 1 | 365 | 4.8285 | 0.71645 | 5 | 0.54496
57335 | 5.3 | 1 | 365 | 6.0356 | 0.14556 | 6 | 0.1812
59276 | 12.72 | 1 | 365 | 14.4855 | 0.14936 | 14 | 0.63489
59298 | 6.625 | 1 | 365 | 7.5446 | 0.18196 | 7 | 0.72651
59299 | 9.275 | 1 | 365 | 10.5624 | 0.25474 | 10 | 0.81711
59301 | 13.515 | 1 | 365 | 15.3909 | 0.97119 | 16 | 0.36207
59096 | 3.9 | 1 | 365 | 4.4413 | 0.9373 | 5 | 0.37862
59303 | 5.035 | 1 | 365 | 5.7339 | 0.53829 | 6 | 0.27214
59314 | 4.24 | 1 | 365 | 4.8285 | 0.71645 | 5 | 0.54496
57990 | 8.06 | 1 | 365 | 9.1787 | 0.47042 | 9 | 0.64915
59318 | 5.83 | 1 | 365 | 6.6392 | 0.36012 | 6 | 0.99933
58570 | 9.1 | 1 | 365 | 10.3631 | 0.85371 | 11 | 0.21679
36700 | 6.63 | 1 | 365 | 7.5502 | 0.19341 | 7 | 0.74366
52049 | 7.02 | 1 | 365 | 7.9944 | 0.087144 | 8 | 0.08152
56590 | 6.63 | 1 | 365 | 7.5502 | 0.19341 | 7 | 0.74366
57012 | 6.75 | 1 | 365 | 7.6869 | 0.46841 | 8 | 0.15531
41220 | 8.84 | 1 | 365 | 10.067 | 0.25789 | 10 | 0.32488
57021 | 9.25 | 1 | 365 | 10.5339 | 0.19745 | 10 | 0.73135
58349 | 3.38 | 1 | 365 | 3.8491 | 0.74566 | 4 | 0.59481
57231 | 4.75 | 1 | 365 | 5.4093 | 0.88518 | 6 | 0.29448
58035 | 7.8 | 1 | 365 | 8.8826 | 0.8746 | 9 | 0.75724
57233 | 7.25 | 1 | 365 | 8.2563 | 0.61422 | 8 | 0.87052
55032 | 10.66 | 1 | 365 | 12.1396 | 0.42863 | 12 | 0.56823
57236 | 5.355 | 1 | 365 | 6.0983 | 0.2716 | 6 | 0.36988
31974 | 8.06 | 1 | 365 | 9.1787 | 0.47042 | 9 | 0.64915
57588 | 7.395 | 1 | 365 | 8.4214 | 0.9465 | 9 | 0.36793
59224 | 3.445 | 1 | 365 | 3.9232 | 0.89462 | 4 | 0.81778
57589 | 5.865 | 1 | 365 | 6.6791 | 0.44033 | 7 | 0.11939
57595 | 6.375 | 1 | 365 | 7.2599 | 0.60905 | 7 | 0.8689
57599 | 7.395 | 1 | 365 | 8.4214 | 0.9465 | 9 | 0.36793
32069 | 3.9 | 1 | 365 | 4.4413 | 0.9373 | 5 | 0.37862
27532 | 5 | 1 | 365 | 5.694 | 0.45808 | 6 | 0.15208
57635 | 8 | 1 | 365 | 9.1104 | 0.33293 | 9 | 0.44333
57637 | 4.25 | 1 | 365 | 4.8399 | 0.73937 | 5 | 0.57927
51771 | 3.9 | 1 | 365 | 4.4413 | 0.9373 | 5 | 0.37862
57658 | 6.12 | 1 | 365 | 6.9695 | 0.02469 | 6 | 0.99415
56690 | 6.24 | 1 | 365 | 7.1061 | 0.29968 | 7 | 0.4058
57661 | 6.75 | 1 | 365 | 7.6869 | 0.46841 | 8 | 0.15531
57674 | 5.1 | 1 | 365 | 5.8079 | 0.68724 | 6 | 0.49512
56697 | 9.62 | 1 | 365 | 10.9553 | 0.045346 | 11 | 0.00060192
56719 | 5.2 | 1 | 365 | 5.9218 | 0.9164 | 6 | 0.83816
57687 | 4.845 | 1 | 365 | 5.5175 | 0.10288 | 5 | 0.62037
56722 | 4.94 | 1 | 365 | 5.6257 | 0.32058 | 5 | 0.94626
57691 | 4.25 | 1 | 365 | 4.8399 | 0.73937 | 5 | 0.57927
57697 | 5.61 | 1 | 365 | 6.3887 | 0.85597 | 7 | 0.24463
56728 | 6.36 | 1 | 365 | 7.2428 | 0.57468 | 7 | 0.81745
57727 | 4.335 | 1 | 365 | 4.9367 | 0.93416 | 5 | 0.87085
54076 | 4.68 | 1 | 365 | 5.3296 | 0.72476 | 6 | 0.054347
38423 | 5.865 | 1 | 365 | 6.6791 | 0.44033 | 7 | 0.11939
57803 | 4.335 | 1 | 365 | 4.9367 | 0.93416 | 5 | 0.87085
56735 | 8.06 | 1 | 365 | 9.1787 | 0.47042 | 9 | 0.64915
54169 | 5.61 | 1 | 365 | 6.3887 | 0.85597 | 7 | 0.24463
57879 | 9.69 | 1 | 365 | 11.035 | 0.20576 | 11 | 0.24073
56750 | 4.77 | 1 | 365 | 5.4321 | 0.93101 | 6 | 0.36308
55165 | 5.98 | 1 | 365 | 6.81 | 0.70386 | 7 | 0.51389
56962 | 7.685 | 1 | 365 | 8.7517 | 0.61107 | 9 | 0.36275
57058 | 10.92 | 1 | 365 | 12.4357 | 0.024447 | 12 | 0.46014
57080 | 5.72 | 1 | 365 | 6.5139 | 0.10804 | 6 | 0.62198
57119 | 6.5 | 1 | 365 | 7.4022 | 0.8955 | 8 | 0.2977
57165 | 4.94 | 1 | 365 | 5.6257 | 0.32058 | 5 | 0.94626
39283 | 6.5 | 1 | 365 | 7.4022 | 0.8955 | 8 | 0.2977
58920 | 7.54 | 1 | 365 | 8.5866 | 0.27878 | 8 | 0.86534
55349 | 4.725 | 1 | 365 | 5.3808 | 0.82789 | 6 | 0.20872
55350 | 5.8 | 1 | 365 | 6.605 | 0.29137 | 6 | 0.89641
35001 | 60.495 | 0.9 | 365 | 62.0025 | 0.76818 | 62 | 0.77071
58916 | 2.915 | 1 | 365 | 3.3196 | 0.68006 | 3 | 0.99966
55337 | 6.885 | 1 | 365 | 7.8406 | 0.77778 | 8 | 0.61841
55441 | 6.75 | 1 | 365 | 7.6869 | 0.46841 | 8 | 0.15531
55479 | 9.945 | 1 | 365 | 11.3254 | 0.79012 | 12 | 0.11549
55497 | 6.5 | 1 | 365 | 7.4022 | 0.8955 | 8 | 0.2977
57880 | 8.16 | 1 | 365 | 9.2926 | 0.69959 | 9 | 0.99219
57922 | 3.315 | 1 | 365 | 3.7751 | 0.59671 | 4 | 0.37183
55769 | 4.59 | 1 | 365 | 5.2271 | 0.51852 | 5 | 0.74561
57923 | 7.5 | 1 | 365 | 8.541 | 0.18712 | 8 | 0.72812
58281 | 6.12 | 1 | 365 | 6.9695 | 0.02469 | 6 | 0.99415
55849 | 5.355 | 1 | 365 | 6.0983 | 0.2716 | 6 | 0.36988
58284 | 8.4 | 1 | 365 | 9.5659 | 0.24957 | 9 | 0.81549
55851 | 4 | 1 | 365 | 4.5552 | 0.16646 | 4 | 0.72166
58339 | 5.61 | 1 | 365 | 6.3887 | 0.85597 | 7 | 0.24463
58341 | 4.59 | 1 | 365 | 5.2271 | 0.51852 | 5 | 0.74561
58767 | 4.845 | 1 | 365 | 5.5175 | 0.10288 | 5 | 0.62037
55852 | 7.25 | 1 | 365 | 8.2563 | 0.61422 | 8 | 0.87052
56115 | 6.885 | 1 | 365 | 7.8406 | 0.77778 | 8 | 0.61841
56120 | 5.25 | 1 | 365 | 5.9787 | 0.030984 | 6 | 0.009684
56255 | 4.59 | 1 | 365 | 5.2271 | 0.51852 | 5 | 0.74561
59046 | 4.08 | 1 | 365 | 4.6463 | 0.34979 | 4 | 0.9961
50098 | 5.5 | 1 | 365 | 6.2634 | 0.60389 | 6 | 0.86729
57349 | 6.84 | 1 | 365 | 7.7894 | 0.67465 | 8 | 0.46405
57714 | 9.483 | 1 | 365 | 10.7992 | 0.73139 | 11 | 0.53063
55332 | 11.4 | 1 | 365 | 12.9823 | 0.12442 | 13 | 0.10674
55919 | 8.1 | 1 | 365 | 9.2243 | 0.56209 | 9 | 0.78637
49739 | 7.56 | 1 | 365 | 8.6093 | 0.32462 | 8 | 0.93394
56526 | 14.1 | 1 | 365 | 16.0571 | 0.31179 | 16 | 0.36887
47714 | 11.25 | 1 | 365 | 12.8115 | 0.78068 | 13 | 0.59218
58201 | 7.8 | 1 | 365 | 8.8826 | 0.8746 | 9 | 0.75724
56530 | 8.48 | 1 | 365 | 9.657 | 0.4329 | 10 | 0.089928
51331 | 6.21 | 1 | 365 | 7.0719 | 0.23094 | 7 | 0.30288
56536 | 9.3 | 1 | 365 | 10.5908 | 0.31203 | 10 | 0.90287
56559 | 3 | 1 | 365 | 3.4164 | 0.87485 | 4 | 0.29125
55946 | 10.05 | 1 | 365 | 11.4449 | 0.030741 | 11 | 0.47568
57026 | 3.3 | 1 | 365 | 3.758 | 0.56233 | 4 | 0.32037
57052 | 4.77 | 1 | 365 | 5.4321 | 0.93101 | 6 | 0.36308
57093 | 7.8 | 1 | 365 | 8.8826 | 0.8746 | 9 | 0.75724
55949 | 13.26 | 1 | 365 | 15.1005 | 0.38683 | 15 | 0.48732
57162 | 5.4 | 1 | 365 | 6.1495 | 0.37473 | 6 | 0.52425
57083 | 15.37 | 1 | 365 | 17.5034 | 0.22214 | 17 | 0.72549
57160 | 8.1 | 1 | 365 | 9.2243 | 0.56209 | 9 | 0.78637
51044 | 13.34 | 1 | 365 | 15.1916 | 0.57016 | 15 | 0.76175
36158 | 8.58 | 1 | 365 | 9.7709 | 0.66207 | 10 | 0.43297
55581 | 6.89 | 1 | 365 | 7.8463 | 0.78923 | 8 | 0.63557
47706 | 5.355 | 1 | 365 | 6.0983 | 0.2716 | 6 | 0.36988
51040 | 7.54 | 1 | 365 | 8.5866 | 0.27878 | 8 | 0.86534
57129 | 3.3 | 1 | 365 | 3.758 | 0.56233 | 4 | 0.32037
49054 | 13.52 | 1 | 365 | 15.3966 | 0.98265 | 16 | 0.37922
51114 | 7.5 | 1 | 365 | 8.541 | 0.18712 | 8 | 0.72812
57518 | 11.6 | 1 | 365 | 13.2101 | 0.58275 | 13 | 0.79283
54645 | 11.475 | 1 | 365 | 13.0677 | 0.29629 | 13 | 0.36402
55755 | 13.515 | 1 | 365 | 15.3909 | 0.97119 | 16 | 0.36207
55602 | 11 | 1 | 365 | 12.5268 | 0.20778 | 12 | 0.73458
34555 | 363.63 | 0.9 | 365 | 372.6917 | 0.97029 | 373 | 0.66195
54618 | 7.56 | 1 | 365 | 8.6093 | 0.32462 | 8 | 0.93394
46684 | 7.42 | 1 | 365 | 8.4499 | 0.0037907 | 8 | 0.45369
46787 | 19.08 | 1 | 365 | 21.7283 | 0.72403 | 22 | 0.45234
57622 | 50 | 0.9 | 365 | 51.246 | 0.12272 | 51 | 0.36872
43819 | 6.867 | 1 | 365 | 7.8201 | 0.73653 | 8 | 0.55667
49970 | 9.483 | 1 | 365 | 10.7992 | 0.73139 | 11 | 0.53063
43015 | 12.426 | 1 | 365 | 14.1507 | 0.47562 | 14 | 0.62635
36645 | 73.2 | 1 | 365 | 83.3602 | 0.74629 | 84 | 0.10645
55622 | 199.92 | 0.9 | 365 | 204.902 | 0.32588 | 205 | 0.22789
13186 | 1445.86 | 1 | 365 | 1646.5454 | 0.35591 | 1646 | 0.90128
50822 | 3.12 | 1 | 365 | 3.5531 | 0.14984 | 3 | 0.7029
33258 | 7.54 | 1 | 365 | 8.5866 | 0.27878 | 8 | 0.86534
34735 | 80.64 | 1 | 365 | 91.8328 | 0.79591 | 92 | 0.62875
58024 | 6 | 1 | 365 | 6.8328 | 0.7497 | 7 | 0.5825
58261 | 12.455 | 1 | 365 | 14.1838 | 0.54208 | 14 | 0.72583
58443 | 12 | 1 | 365 | 13.6656 | 0.49939 | 14 | 0.16499
58449 | 9.01 | 1 | 365 | 10.2606 | 0.64746 | 10 | 0.90805
58458 | 6.9 | 1 | 365 | 7.8577 | 0.81215 | 8 | 0.66987
58466 | 3.9 | 1 | 365 | 4.4413 | 0.9373 | 5 | 0.37862
58467 | 3.18 | 1 | 365 | 3.6214 | 0.28734 | 3 | 0.90872
58469 | 2.7 | 1 | 365 | 3.0748 | 0.18736 | 3 | 0.26212
58503 | 3 | 1 | 365 | 3.4164 | 0.87485 | 4 | 0.29125
58510 | 6.3 | 1 | 365 | 7.1744 | 0.43718 | 7 | 0.61162
58554 | 4.5 | 1 | 365 | 5.1246 | 0.31227 | 5 | 0.43687
58576 | 3 | 1 | 365 | 3.4164 | 0.87485 | 4 | 0.29125
58580 | 4.5 | 1 | 365 | 5.1246 | 0.31227 | 5 | 0.43687
48509 | 5.67 | 1 | 365 | 6.457 | 0.99346 | 7 | 0.45046
58583 | 3 | 1 | 365 | 3.4164 | 0.87485 | 4 | 0.29125
58637 | 3.9 | 1 | 365 | 4.4413 | 0.9373 | 5 | 0.37862
55499 | 6.9 | 1 | 365 | 7.8577 | 0.81215 | 8 | 0.66987
58638 | 3.9 | 1 | 365 | 4.4413 | 0.9373 | 5 | 0.37862
58640 | 6.3 | 1 | 365 | 7.1744 | 0.43718 | 7 | 0.61162
55518 | 12.24 | 1 | 365 | 13.9389 | 0.04938 | 13 | 0.98829
55534 | 9.1 | 1 | 365 | 10.3631 | 0.85371 | 11 | 0.21679
58733 | 8.4 | 1 | 365 | 9.5659 | 0.24957 | 9 | 0.81549
55519 | 13.26 | 1 | 365 | 15.1005 | 0.38683 | 15 | 0.48732
58736 | 9.805 | 1 | 365 | 11.1659 | 0.46929 | 11 | 0.63523
55538 | 11.18 | 1 | 365 | 12.7318 | 0.62027 | 13 | 0.35205
55537 | 8.67 | 1 | 365 | 9.8734 | 0.86831 | 10 | 0.74171
55501 | 22.44 | 1 | 365 | 25.5547 | 0.42386 | 25 | 0.97854
55540 | 4.77 | 1 | 365 | 5.4321 | 0.93101 | 6 | 0.36308
55541 | 7.155 | 1 | 365 | 8.1481 | 0.39651 | 8 | 0.54463
58739 | 6.6 | 1 | 365 | 7.5161 | 0.12467 | 7 | 0.64075
55546 | 5.83 | 1 | 365 | 6.6392 | 0.36012 | 6 | 0.99933
58742 | 7.42 | 1 | 365 | 8.4499 | 0.0037907 | 8 | 0.45369
58747 | 5.7 | 1 | 365 | 6.4912 | 0.062211 | 6 | 0.55337
55547 | 8.215 | 1 | 365 | 9.3552 | 0.82563 | 10 | 0.18087
55563 | 10.66 | 1 | 365 | 12.1396 | 0.42863 | 12 | 0.56823
58748 | 3 | 1 | 365 | 3.4164 | 0.87485 | 4 | 0.29125
55566 | 13 | 1 | 365 | 14.8044 | 0.79101 | 15 | 0.59541
58751 | 7.5 | 1 | 365 | 8.541 | 0.18712 | 8 | 0.72812
55571 | 5.565 | 1 | 365 | 6.3374 | 0.75284 | 7 | 0.090265
58759 | 8.215 | 1 | 365 | 9.3552 | 0.82563 | 10 | 0.18087
58760 | 5.4 | 1 | 365 | 6.1495 | 0.37473 | 6 | 0.52425
58883 | 8.745 | 1 | 365 | 9.9588 | 0.040182 | 9 | 0.99899
58555 | 3.18 | 1 | 365 | 3.6214 | 0.28734 | 3 | 0.90872
58894 | 5.83 | 1 | 365 | 6.6392 | 0.36012 | 6 | 0.99933
55678 | 10.6 | 1 | 365 | 12.0713 | 0.29113 | 12 | 0.36241
58947 | 5.3 | 1 | 365 | 6.0356 | 0.14556 | 6 | 0.1812
59058 | 6 | 1 | 365 | 6.8328 | 0.7497 | 7 | 0.5825
59100 | 3.9 | 1 | 365 | 4.4413 | 0.9373 | 5 | 0.37862
55778 | 4.24 | 1 | 365 | 4.8285 | 0.71645 | 5 | 0.54496
55681 | 9.01 | 1 | 365 | 10.2606 | 0.64746 | 10 | 0.90805
55780 | 8.84 | 1 | 365 | 10.067 | 0.25789 | 10 | 0.32488
59236 | 12 | 1 | 365 | 13.6656 | 0.49939 | 14 | 0.16499
55789 | 10.14 | 1 | 365 | 11.5474 | 0.23699 | 11 | 0.78442
59239 | 14.1 | 1 | 365 | 16.0571 | 0.31179 | 16 | 0.36887
55785 | 5.46 | 1 | 365 | 6.2178 | 0.51222 | 6 | 0.73007
59238 | 5.355 | 1 | 365 | 6.0983 | 0.2716 | 6 | 0.36988
55535 | 3.9 | 1 | 365 | 4.4413 | 0.9373 | 5 | 0.37862
59430 | 9.405 | 1 | 365 | 10.7104 | 0.55265 | 11 | 0.26306
57644 | 6 | 1 | 365 | 6.8328 | 0.7497 | 7 | 0.5825
57646 | 3.3 | 1 | 365 | 3.758 | 0.56233 | 4 | 0.32037
57650 | 7.155 | 1 | 365 | 8.1481 | 0.39651 | 8 | 0.54463
57652 | 3.71 | 1 | 365 | 4.2249 | 0.5019 | 4 | 0.72684
57659 | 6.095 | 1 | 365 | 6.941 | 0.9674 | 7 | 0.90839
57777 | 7.42 | 1 | 365 | 8.4499 | 0.0037907 | 8 | 0.45369
57780 | 8.4 | 1 | 365 | 9.5659 | 0.24957 | 9 | 0.81549
17842 | 648.85 | 1 | 365 | 738.9104 | 0.91504 | 739 | 0.82542
57790 | 4.5 | 1 | 365 | 5.1246 | 0.31227 | 5 | 0.43687
57804 | 3 | 1 | 365 | 3.4164 | 0.87485 | 4 | 0.29125
57984 | 9.3 | 1 | 365 | 10.5908 | 0.31203 | 10 | 0.90287
55843 | 5.72 | 1 | 365 | 6.5139 | 0.10804 | 6 | 0.62198
55846 | 6 | 1 | 365 | 6.8328 | 0.7497 | 7 | 0.5825
59335 | 19.5 | 1 | 365 | 22.2066 | 0.68651 | 22 | 0.89311
59336 | 5.1 | 1 | 365 | 5.8079 | 0.68724 | 6 | 0.49512
59350 | 6.625 | 1 | 365 | 7.5446 | 0.18196 | 7 | 0.72651
59349 | 3 | 1 | 365 | 3.4164 | 0.87485 | 4 | 0.29125
59367 | 4.5 | 1 | 365 | 5.1246 | 0.31227 | 5 | 0.43687
59366 | 5.4 | 1 | 365 | 6.1495 | 0.37473 | 6 | 0.52425
59369 | 9.275 | 1 | 365 | 10.5624 | 0.25474 | 10 | 0.81711
54077 | 5.3 | 1 | 365 | 6.0356 | 0.14556 | 6 | 0.1812
47708 | 7.95 | 1 | 365 | 9.0535 | 0.21835 | 9 | 0.27181
44336 | 9 | 1 | 365 | 10.2492 | 0.62454 | 10 | 0.87374
50714 | 5.565 | 1 | 365 | 6.3374 | 0.75284 | 7 | 0.090265
44540 | 8.745 | 1 | 365 | 9.9588 | 0.040182 | 9 | 0.99899
43814 | 8.4 | 1 | 365 | 9.5659 | 0.24957 | 9 | 0.81549
44206 | 8.4 | 1 | 365 | 9.5659 | 0.24957 | 9 | 0.81549
44191 | 4.5 | 1 | 365 | 5.1246 | 0.31227 | 5 | 0.43687
50045 | 6.6 | 1 | 365 | 7.5161 | 0.12467 | 7 | 0.64075
43797 | 8.7 | 1 | 365 | 9.9076 | 0.93706 | 10 | 0.84462
50908 | 7.42 | 1 | 365 | 8.4499 | 0.0037907 | 8 | 0.45369
49106 | 13.8 | 1 | 365 | 15.7154 | 0.6243 | 16 | 0.33974
47719 | 7.83 | 1 | 365 | 8.9168 | 0.94335 | 9 | 0.86016
43844 | 9 | 1 | 365 | 10.2492 | 0.62454 | 10 | 0.87374
55323 | 4.2 | 1 | 365 | 4.783 | 0.62479 | 5 | 0.40775
49122 | 12.3 | 1 | 365 | 14.0072 | 0.18688 | 14 | 0.19412
46139 | 12.19 | 1 | 365 | 13.882 | 0.9348 | 14 | 0.81677
45285 | 6.9 | 1 | 365 | 7.8577 | 0.81215 | 8 | 0.66987
43753 | 9.9 | 1 | 365 | 11.2741 | 0.687 | 11 | 0.96112
50986 | 7.5 | 1 | 365 | 8.541 | 0.18712 | 8 | 0.72812
50969 | 9.805 | 1 | 365 | 11.1659 | 0.46929 | 11 | 0.63523
50156 | 9.01 | 1 | 365 | 10.2606 | 0.64746 | 10 | 0.90805
51104 | 4.505 | 1 | 365 | 5.1303 | 0.32373 | 5 | 0.45402
37326 | 4.83 | 1 | 365 | 5.5004 | 0.068505 | 5 | 0.56891
39631 | 2.805 | 1 | 365 | 3.1943 | 0.42798 | 3 | 0.62232
59179 | 1.56 | 1 | 365 | 1.7765 | 0.57492 | 2 | 0.35145
60078 | 8.84 | 1 | 365 | 10.067 | 0.25789 | 10 | 0.32488
45439 | 4 | 1 | 365 | 4.5552 | 0.16646 | 4 | 0.72166
43779 | 5.232 | 1 | 365 | 5.9582 | 0.98973 | 6 | 0.94794
43080 | 9.81 | 1 | 365 | 11.1716 | 0.48075 | 11 | 0.65238
44709 | 5.25 | 1 | 365 | 5.9787 | 0.030984 | 6 | 0.009684
49424 | 7.28 | 1 | 365 | 8.2905 | 0.68296 | 8 | 0.97343
46025 | 9.81 | 1 | 365 | 11.1716 | 0.48075 | 11 | 0.65238
49798 | 11.25 | 1 | 365 | 12.8115 | 0.78068 | 13 | 0.59218
47537 | 8.502 | 1 | 365 | 9.6821 | 0.48332 | 10 | 0.1654
37313 | 6.867 | 1 | 365 | 7.8201 | 0.73653 | 8 | 0.55667
49246 | 8.82 | 1 | 365 | 10.0442 | 0.21205 | 10 | 0.25627
49423 | 6.75 | 1 | 365 | 7.6869 | 0.46841 | 8 | 0.15531
49428 | 4.68 | 1 | 365 | 5.3296 | 0.72476 | 6 | 0.054347
57648 | 13.64 | 1 | 365 | 15.5332 | 0.25764 | 15 | 0.79087
47986 | 5.559 | 1 | 365 | 6.3306 | 0.73909 | 7 | 0.069683
50061 | 4.578 | 1 | 365 | 5.2134 | 0.49102 | 5 | 0.70444
42524 | 2.943 | 1 | 365 | 3.3515 | 0.74423 | 4 | 0.095714
54320 | 6.9 | 1 | 365 | 7.8577 | 0.81215 | 8 | 0.66987
43988 | 5.67 | 1 | 365 | 6.457 | 0.99346 | 7 | 0.45046
55943 | 13.5 | 1 | 365 | 15.3738 | 0.93682 | 16 | 0.31062
55944 | 10.56 | 1 | 365 | 12.0257 | 0.19946 | 12 | 0.22519
55947 | 11.61 | 1 | 365 | 13.2215 | 0.60566 | 13 | 0.82713
56039 | 6.55 | 1 | 365 | 7.4591 | 0.010085 | 7 | 0.46922
56043 | 6.5 | 1 | 365 | 7.4022 | 0.8955 | 8 | 0.2977
56050 | 9.9 | 1 | 365 | 11.2741 | 0.687 | 11 | 0.96112
56138 | 11.4 | 1 | 365 | 12.9823 | 0.12442 | 13 | 0.10674
56141 | 9 | 1 | 365 | 10.2492 | 0.62454 | 10 | 0.87374
56045 | 11.84 | 1 | 365 | 13.4834 | 0.13273 | 13 | 0.61613
56221 | 6.84 | 1 | 365 | 7.7894 | 0.67465 | 8 | 0.46405
56235 | 6.5 | 1 | 365 | 7.4022 | 0.8955 | 8 | 0.2977
56241 | 5.72 | 1 | 365 | 6.5139 | 0.10804 | 6 | 0.62198
56244 | 4.42 | 1 | 365 | 5.0335 | 0.12894 | 5 | 0.16244
56246 | 8.84 | 1 | 365 | 10.067 | 0.25789 | 10 | 0.32488
56279 | 9.81 | 1 | 365 | 11.1716 | 0.48075 | 11 | 0.65238
51115 | 9.99 | 1 | 365 | 11.3766 | 0.89324 | 12 | 0.26986
56038 | 8.97 | 1 | 365 | 10.215 | 0.5558 | 10 | 0.77083
56299 | 6.6 | 1 | 365 | 7.5161 | 0.12467 | 7 | 0.64075
56309 | 5.2 | 1 | 365 | 5.9218 | 0.9164 | 6 | 0.83816
56369 | 11.4 | 1 | 365 | 12.9823 | 0.12442 | 13 | 0.10674
56370 | 9.81 | 1 | 365 | 11.1716 | 0.48075 | 11 | 0.65238
56397 | 6.54 | 1 | 365 | 7.4478 | 0.98717 | 8 | 0.43492
56585 | 12.6 | 1 | 365 | 14.3489 | 0.87436 | 15 | 0.22324
56587 | 11.4 | 1 | 365 | 12.9823 | 0.12442 | 13 | 0.10674
56592 | 7 | 1 | 365 | 7.9716 | 0.041312 | 8 | 0.012912
56724 | 4.86 | 1 | 365 | 5.5346 | 0.13725 | 5 | 0.67182
56893 | 5.83 | 1 | 365 | 6.6392 | 0.36012 | 6 | 0.99933
56895 | 4.77 | 1 | 365 | 5.4321 | 0.93101 | 6 | 0.36308
56897 | 6.89 | 1 | 365 | 7.8463 | 0.78923 | 8 | 0.63557
56899 | 8.48 | 1 | 365 | 9.657 | 0.4329 | 10 | 0.089928
57288 | 2.565 | 1 | 365 | 2.921 | 0.878 | 3 | 0.79902
57269 | 7.54 | 1 | 365 | 8.5866 | 0.27878 | 8 | 0.86534
57404 | 8.215 | 1 | 365 | 9.3552 | 0.82563 | 10 | 0.18087
57519 | 8.32 | 1 | 365 | 9.4748 | 0.066245 | 9 | 0.54106
57491 | 3.6 | 1 | 365 | 4.0997 | 0.24982 | 4 | 0.3495
57639 | 5.83 | 1 | 365 | 6.6392 | 0.36012 | 6 | 0.99933
57642 | 5.3 | 1 | 365 | 6.0356 | 0.14556 | 6 | 0.1812
57794 | 6.6 | 1 | 365 | 7.5161 | 0.12467 | 7 | 0.64075
58042 | 8.96 | 1 | 365 | 10.2036 | 0.53288 | 10 | 0.73653
58046 | 6.21 | 1 | 365 | 7.0719 | 0.23094 | 7 | 0.30288
58052 | 4.24 | 1 | 365 | 4.8285 | 0.71645 | 5 | 0.54496
58034 | 8 | 1 | 365 | 9.1104 | 0.33293 | 9 | 0.44333
58345 | 7.59 | 1 | 365 | 8.6435 | 0.39337 | 9 | 0.036857
58417 | 5.2 | 1 | 365 | 5.9218 | 0.9164 | 6 | 0.83816
58462 | 7.5 | 1 | 365 | 8.541 | 0.18712 | 8 | 0.72812
58463 | 6.93 | 1 | 365 | 7.8919 | 0.8809 | 8 | 0.77278
58671 | 7.68 | 1 | 365 | 8.746 | 0.59961 | 9 | 0.34559
59474 | 8.8 | 1 | 365 | 10.0214 | 0.16622 | 10 | 0.18766
59475 | 6.325 | 1 | 365 | 7.2029 | 0.49447 | 7 | 0.69738
37698 | 9.45 | 1 | 365 | 10.7617 | 0.65577 | 11 | 0.41743
50891 | 7.155 | 1 | 365 | 8.1481 | 0.39651 | 8 | 0.54463
45258 | 8.7 | 1 | 365 | 9.9076 | 0.93706 | 10 | 0.84462
50868 | 5.72 | 1 | 365 | 6.5139 | 0.10804 | 6 | 0.62198
50566 | 9 | 1 | 365 | 10.2492 | 0.62454 | 10 | 0.87374
47709 | 6.213 | 1 | 365 | 7.0754 | 0.23781 | 7 | 0.31317
36161 | 8.829 | 1 | 365 | 10.0545 | 0.23268 | 10 | 0.28714
51333 | 6.93 | 1 | 365 | 7.8919 | 0.8809 | 8 | 0.77278
37509 | 8.375 | 1 | 365 | 9.5374 | 0.19228 | 9 | 0.72973
48883 | 6 | 1 | 365 | 6.8328 | 0.7497 | 7 | 0.5825
47713 | 9.156 | 1 | 365 | 10.4269 | 0.98204 | 11 | 0.40889
43652 | 6.4 | 1 | 365 | 7.2883 | 0.66634 | 7 | 0.95466
59598 | 30.525 | 0.9 | 365 | 31.2857 | 0.95642 | 32 | 0.2421
42462 | 6.25 | 1 | 365 | 7.1175 | 0.3226 | 7 | 0.4401
49767 | 24.96 | 1 | 365 | 28.4244 | 0.19874 | 28 | 0.62318
49296 | 9.4 | 1 | 365 | 10.7047 | 0.54119 | 11 | 0.24591
56152 | 7.8 | 1 | 365 | 8.8826 | 0.8746 | 9 | 0.75724
56359 | 11.7 | 1 | 365 | 13.324 | 0.81191 | 14 | 0.13587
57741 | 9.9 | 1 | 365 | 11.2741 | 0.687 | 11 | 0.96112
59473 | 14.79 | 1 | 365 | 16.8429 | 0.893 | 17 | 0.73585
38445 | 8.502 | 1 | 365 | 9.6821 | 0.48332 | 10 | 0.1654
51326 | 11.97 | 1 | 365 | 13.6314 | 0.43064 | 14 | 0.06208
51346 | 10.08 | 1 | 365 | 11.4791 | 0.099489 | 11 | 0.57859
51347 | 11.97 | 1 | 365 | 13.6314 | 0.43064 | 14 | 0.06208
51348 | 11.34 | 1 | 365 | 12.914 | 0.98693 | 13 | 0.90092
51349 | 9.45 | 1 | 365 | 10.7617 | 0.65577 | 11 | 0.41743
51378 | 10.08 | 1 | 365 | 11.4791 | 0.099489 | 11 | 0.57859
37465 | 5.886 | 1 | 365 | 6.703 | 0.48845 | 7 | 0.19143
37505 | 6.4 | 1 | 365 | 7.2883 | 0.66634 | 7 | 0.95466
50751 | 2.616 | 1 | 365 | 2.9791 | 0.99487 | 3 | 0.97397
44431 | 24.885 | 1 | 365 | 28.339 | 0.026864 | 28 | 0.3659
48045 | 5 | 1 | 365 | 5.694 | 0.45808 | 6 | 0.15208
50177 | 6.9 | 1 | 365 | 7.8577 | 0.81215 | 8 | 0.66987
45509 | 9.8 | 1 | 365 | 11.1602 | 0.45784 | 11 | 0.61808
47834 | 24.3 | 1 | 365 | 27.6728 | 0.68627 | 28 | 0.35911
50833 | 13.86 | 1 | 365 | 15.7838 | 0.7618 | 16 | 0.54557
47403 | 15.12 | 1 | 365 | 17.2187 | 0.64923 | 17 | 0.86789
51020 | 7.5 | 1 | 365 | 8.541 | 0.18712 | 8 | 0.72812
49496 | 12 | 1 | 365 | 13.6656 | 0.49939 | 14 | 0.16499
50548 | 7.28 | 1 | 365 | 8.2905 | 0.68296 | 8 | 0.97343
50545 | 13.2 | 1 | 365 | 15.0322 | 0.24933 | 15 | 0.28149
50933 | 4.725 | 1 | 365 | 5.3808 | 0.82789 | 6 | 0.20872
45807 | 7.56 | 1 | 365 | 8.6093 | 0.32462 | 8 | 0.93394
49141 | 8.5 | 1 | 365 | 9.6798 | 0.47874 | 10 | 0.15854
49112 | 12.285 | 1 | 365 | 13.9902 | 0.1525 | 14 | 0.14266
44854 | 5.3 | 1 | 365 | 6.0356 | 0.14556 | 6 | 0.1812
46921 | 13.52 | 1 | 365 | 15.3966 | 0.98265 | 16 | 0.37922
47075 | 6.24 | 1 | 365 | 7.1061 | 0.29968 | 7 | 0.4058
46686 | 8.32 | 1 | 365 | 9.4748 | 0.066245 | 9 | 0.54106
46785 | 21.2 | 1 | 365 | 24.1426 | 0.58226 | 24 | 0.72482
46743 | 3.71 | 1 | 365 | 4.2249 | 0.5019 | 4 | 0.72684
46682 | 10.6 | 1 | 365 | 12.0713 | 0.29113 | 12 | 0.36241
46970 | 7.95 | 1 | 365 | 9.0535 | 0.21835 | 9 | 0.27181
57778 | 9.54 | 1 | 365 | 10.8642 | 0.86202 | 11 | 0.72617
57469 | 10.07 | 1 | 365 | 11.4677 | 0.076573 | 11 | 0.54429
57786 | 7.42 | 1 | 365 | 8.4499 | 0.0037907 | 8 | 0.45369
57801 | 4.5 | 1 | 365 | 5.1246 | 0.31227 | 5 | 0.43687
57890 | 10.8 | 1 | 365 | 12.299 | 0.74945 | 13 | 0.048493
57969 | 9.9 | 1 | 365 | 11.2741 | 0.687 | 11 | 0.96112
58006 | 13.5 | 1 | 365 | 15.3738 | 0.93682 | 16 | 0.31062
57792 | 3 | 1 | 365 | 3.4164 | 0.87485 | 4 | 0.29125
39907 | 9.755 | 1 | 365 | 11.109 | 0.35471 | 11 | 0.46371
44377 | 6.76 | 1 | 365 | 7.6983 | 0.49132 | 8 | 0.18961
43226 | 3.975 | 1 | 365 | 4.5267 | 0.10917 | 4 | 0.6359
44969 | 7.395 | 1 | 365 | 8.4214 | 0.9465 | 9 | 0.36793
44617 | 8.25 | 1 | 365 | 9.3951 | 0.90583 | 10 | 0.30093
45116 | 5.035 | 1 | 365 | 5.7339 | 0.53829 | 6 | 0.27214
47565 | 3.18 | 1 | 365 | 3.6214 | 0.28734 | 3 | 0.90872
55792 | 5.72 | 1 | 365 | 6.5139 | 0.10804 | 6 | 0.62198
55793 | 4.68 | 1 | 365 | 5.3296 | 0.72476 | 6 | 0.054347
55795 | 9.36 | 1 | 365 | 10.6592 | 0.44953 | 11 | 0.10869
55826 | 8.32 | 1 | 365 | 9.4748 | 0.066245 | 9 | 0.54106
55827 | 8.64 | 1 | 365 | 9.8392 | 0.79956 | 10 | 0.63879
55830 | 4.42 | 1 | 365 | 5.0335 | 0.12894 | 5 | 0.16244
55831 | 8.58 | 1 | 365 | 9.7709 | 0.66207 | 10 | 0.43297
55835 | 11.7 | 1 | 365 | 13.324 | 0.81191 | 14 | 0.13587
55836 | 5.72 | 1 | 365 | 6.5139 | 0.10804 | 6 | 0.62198
55842 | 6.75 | 1 | 365 | 7.6869 | 0.46841 | 8 | 0.15531
55882 | 8.32 | 1 | 365 | 9.4748 | 0.066245 | 9 | 0.54106
55883 | 10.4 | 1 | 365 | 11.8435 | 0.83281 | 12 | 0.67633
55884 | 4.68 | 1 | 365 | 5.3296 | 0.72476 | 6 | 0.054347
55888 | 13 | 1 | 365 | 14.8044 | 0.79101 | 15 | 0.59541
55961 | 8.1 | 1 | 365 | 9.2243 | 0.56209 | 9 | 0.78637
55963 | 9.36 | 1 | 365 | 10.6592 | 0.44953 | 11 | 0.10869
55964 | 9.36 | 1 | 365 | 10.6592 | 0.44953 | 11 | 0.10869
55965 | 4.68 | 1 | 365 | 5.3296 | 0.72476 | 6 | 0.054347
55973 | 2.34 | 1 | 365 | 2.6648 | 0.36238 | 3 | 0.027173
55976 | 8.06 | 1 | 365 | 9.1787 | 0.47042 | 9 | 0.64915
55977 | 9.36 | 1 | 365 | 10.6592 | 0.44953 | 11 | 0.10869
55978 | 8.06 | 1 | 365 | 9.1787 | 0.47042 | 9 | 0.64915
55988 | 10.14 | 1 | 365 | 11.5474 | 0.23699 | 11 | 0.78442
56192 | 7.28 | 1 | 365 | 8.2905 | 0.68296 | 8 | 0.97343
56200 | 6.24 | 1 | 365 | 7.1061 | 0.29968 | 7 | 0.4058
56209 | 8.32 | 1 | 365 | 9.4748 | 0.066245 | 9 | 0.54106
56213 | 6.24 | 1 | 365 | 7.1061 | 0.29968 | 7 | 0.4058
56214 | 7.28 | 1 | 365 | 8.2905 | 0.68296 | 8 | 0.97343
56217 | 8.84 | 1 | 365 | 10.067 | 0.25789 | 10 | 0.32488
56223 | 5.72 | 1 | 365 | 6.5139 | 0.10804 | 6 | 0.62198
56231 | 3.38 | 1 | 365 | 3.8491 | 0.74566 | 4 | 0.59481
56233 | 12.42 | 1 | 365 | 14.1439 | 0.46187 | 14 | 0.60577
56247 | 5.98 | 1 | 365 | 6.81 | 0.70386 | 7 | 0.51389
56248 | 12.74 | 1 | 365 | 14.5083 | 0.19519 | 14 | 0.7035
56249 | 9.62 | 1 | 365 | 10.9553 | 0.045346 | 11 | 0.00060192
56250 | 3.64 | 1 | 365 | 4.1452 | 0.34148 | 4 | 0.48671
56251 | 3.12 | 1 | 365 | 3.5531 | 0.14984 | 3 | 0.7029
56252 | 2.08 | 1 | 365 | 2.3687 | 0.76656 | 3 | 0.13527
56651 | 6.76 | 1 | 365 | 7.6983 | 0.49132 | 8 | 0.18961
56654 | 10.66 | 1 | 365 | 12.1396 | 0.42863 | 12 | 0.56823
56656 | 4.32 | 1 | 365 | 4.9196 | 0.89978 | 5 | 0.8194
56660 | 9.36 | 1 | 365 | 10.6592 | 0.44953 | 11 | 0.10869
56684 | 2.86 | 1 | 365 | 3.257 | 0.55402 | 3 | 0.81099
56692 | 4.68 | 1 | 365 | 5.3296 | 0.72476 | 6 | 0.054347
56696 | 4.42 | 1 | 365 | 5.0335 | 0.12894 | 5 | 0.16244
56698 | 4.16 | 1 | 365 | 4.7374 | 0.53312 | 5 | 0.27053
56700 | 12.48 | 1 | 365 | 14.2122 | 0.59937 | 14 | 0.81159
57303 | 3.99 | 1 | 365 | 4.5438 | 0.14355 | 4 | 0.68736
57312 | 4.42 | 1 | 365 | 5.0335 | 0.12894 | 5 | 0.16244
47910 | 10.45 | 1 | 365 | 11.9005 | 0.94739 | 12 | 0.84785
57325 | 4.68 | 1 | 365 | 5.3296 | 0.72476 | 6 | 0.054347
57326 | 9.1 | 1 | 365 | 10.3631 | 0.85371 | 11 | 0.21679
47302 | 6.76 | 1 | 365 | 7.6983 | 0.49132 | 8 | 0.18961
57329 | 4.42 | 1 | 365 | 5.0335 | 0.12894 | 5 | 0.16244
57331 | 5.2 | 1 | 365 | 5.9218 | 0.9164 | 6 | 0.83816
57332 | 7.02 | 1 | 365 | 7.9944 | 0.087144 | 8 | 0.08152
48567 | 7.95 | 1 | 365 | 9.0535 | 0.21835 | 9 | 0.27181
57333 | 8.58 | 1 | 365 | 9.7709 | 0.66207 | 10 | 0.43297
57336 | 5.98 | 1 | 365 | 6.81 | 0.70386 | 7 | 0.51389
57362 | 5.04 | 1 | 365 | 5.7396 | 0.54974 | 6 | 0.2893
57439 | 5.2 | 1 | 365 | 5.9218 | 0.9164 | 6 | 0.83816
57440 | 9.88 | 1 | 365 | 11.2513 | 0.64117 | 11 | 0.89251
57442 | 7.8 | 1 | 365 | 8.8826 | 0.8746 | 9 | 0.75724
57443 | 13 | 1 | 365 | 14.8044 | 0.79101 | 15 | 0.59541
57444 | 5.2 | 1 | 365 | 5.9218 | 0.9164 | 6 | 0.83816
57445 | 7.02 | 1 | 365 | 7.9944 | 0.087144 | 8 | 0.08152
57446 | 8.91 | 1 | 365 | 10.1467 | 0.4183 | 10 | 0.56501
57447 | 11.96 | 1 | 365 | 13.62 | 0.40773 | 14 | 0.027775
57448 | 6.24 | 1 | 365 | 7.1061 | 0.29968 | 7 | 0.4058
57450 | 7.02 | 1 | 365 | 7.9944 | 0.087144 | 8 | 0.08152
57451 | 5.46 | 1 | 365 | 6.2178 | 0.51222 | 6 | 0.73007
57453 | 4.16 | 1 | 365 | 4.7374 | 0.53312 | 5 | 0.27053
57454 | 7.54 | 1 | 365 | 8.5866 | 0.27878 | 8 | 0.86534
57455 | 9.88 | 1 | 365 | 11.2513 | 0.64117 | 11 | 0.89251
57456 | 5.46 | 1 | 365 | 6.2178 | 0.51222 | 6 | 0.73007
57457 | 6.76 | 1 | 365 | 7.6983 | 0.49132 | 8 | 0.18961
57459 | 4.42 | 1 | 365 | 5.0335 | 0.12894 | 5 | 0.16244
58289 | 7.28 | 1 | 365 | 8.2905 | 0.68296 | 8 | 0.97343
58294 | 4.16 | 1 | 365 | 4.7374 | 0.53312 | 5 | 0.27053
58298 | 3.64 | 1 | 365 | 4.1452 | 0.34148 | 4 | 0.48671
58301 | 9.88 | 1 | 365 | 11.2513 | 0.64117 | 11 | 0.89251
58302 | 7.54 | 1 | 365 | 8.5866 | 0.27878 | 8 | 0.86534
48379 | 9.805 | 1 | 365 | 11.1659 | 0.46929 | 11 | 0.63523
58303 | 4.16 | 1 | 365 | 4.7374 | 0.53312 | 5 | 0.27053
58314 | 7.54 | 1 | 365 | 8.5866 | 0.27878 | 8 | 0.86534
58315 | 11.18 | 1 | 365 | 12.7318 | 0.62027 | 13 | 0.35205
58316 | 10.14 | 1 | 365 | 11.5474 | 0.23699 | 11 | 0.78442
58317 | 5.46 | 1 | 365 | 6.2178 | 0.51222 | 6 | 0.73007
58319 | 10.92 | 1 | 365 | 12.4357 | 0.024447 | 12 | 0.46014
58320 | 5.72 | 1 | 365 | 6.5139 | 0.10804 | 6 | 0.62198
58321 | 7.02 | 1 | 365 | 7.9944 | 0.087144 | 8 | 0.08152
58332 | 9.1 | 1 | 365 | 10.3631 | 0.85371 | 11 | 0.21679
58333 | 3.64 | 1 | 365 | 4.1452 | 0.34148 | 4 | 0.48671
58337 | 4.68 | 1 | 365 | 5.3296 | 0.72476 | 6 | 0.054347
58382 | 5.83 | 1 | 365 | 6.6392 | 0.36012 | 6 | 0.99933
58383 | 11.96 | 1 | 365 | 13.62 | 0.40773 | 14 | 0.027775
47944 | 11.275 | 1 | 365 | 12.84 | 0.83797 | 13 | 0.67794
58384 | 11.18 | 1 | 365 | 12.7318 | 0.62027 | 13 | 0.35205
58385 | 7.28 | 1 | 365 | 8.2905 | 0.68296 | 8 | 0.97343
58386 | 3.38 | 1 | 365 | 3.8491 | 0.74566 | 4 | 0.59481
48089 | 7.425 | 1 | 365 | 8.4556 | 0.015249 | 8 | 0.47084
48157 | 7.155 | 1 | 365 | 8.1481 | 0.39651 | 8 | 0.54463
58389 | 4.68 | 1 | 365 | 5.3296 | 0.72476 | 6 | 0.054347
58390 | 6.76 | 1 | 365 | 7.6983 | 0.49132 | 8 | 0.18961
58391 | 7.02 | 1 | 365 | 7.9944 | 0.087144 | 8 | 0.08152
58392 | 4.16 | 1 | 365 | 4.7374 | 0.53312 | 5 | 0.27053
58394 | 10.92 | 1 | 365 | 12.4357 | 0.024447 | 12 | 0.46014
58395 | 4.16 | 1 | 365 | 4.7374 | 0.53312 | 5 | 0.27053
58396 | 3.64 | 1 | 365 | 4.1452 | 0.34148 | 4 | 0.48671
58398 | 5.98 | 1 | 365 | 6.81 | 0.70386 | 7 | 0.51389
56421 | 9.25 | 1 | 365 | 10.5339 | 0.19745 | 10 | 0.73135
56422 | 5.865 | 1 | 365 | 6.6791 | 0.44033 | 7 | 0.11939
58400 | 6.27 | 1 | 365 | 7.1403 | 0.36843 | 7 | 0.50871
58401 | 7.8 | 1 | 365 | 8.8826 | 0.8746 | 9 | 0.75724
58402 | 4.32 | 1 | 365 | 4.9196 | 0.89978 | 5 | 0.8194
43434 | 5.1 | 1 | 365 | 5.8079 | 0.68724 | 6 | 0.49512
58404 | 10.14 | 1 | 365 | 11.5474 | 0.23699 | 11 | 0.78442
58953 | 3.64 | 1 | 365 | 4.1452 | 0.34148 | 4 | 0.48671
50910 | 6 | 1 | 365 | 6.8328 | 0.7497 | 7 | 0.5825
58955 | 6.24 | 1 | 365 | 7.1061 | 0.29968 | 7 | 0.4058
50614 | 5.4 | 1 | 365 | 6.1495 | 0.37473 | 6 | 0.52425
57024 | 7.8 | 1 | 365 | 8.8826 | 0.8746 | 9 | 0.75724
58957 | 6.5 | 1 | 365 | 7.4022 | 0.8955 | 8 | 0.2977
42999 | 7.95 | 1 | 365 | 9.0535 | 0.21835 | 9 | 0.27181
57025 | 3.3 | 1 | 365 | 3.758 | 0.56233 | 4 | 0.32037
58960 | 7.54 | 1 | 365 | 8.5866 | 0.27878 | 8 | 0.86534
42988 | 9.805 | 1 | 365 | 11.1659 | 0.46929 | 11 | 0.63523
43017 | 6.325 | 1 | 365 | 7.2029 | 0.49447 | 7 | 0.69738
43150 | 4.24 | 1 | 365 | 4.8285 | 0.71645 | 5 | 0.54496
57653 | 3 | 1 | 365 | 3.4164 | 0.87485 | 4 | 0.29125
43139 | 9.275 | 1 | 365 | 10.5624 | 0.25474 | 10 | 0.81711
43218 | 9.9 | 1 | 365 | 11.2741 | 0.687 | 11 | 0.96112
43197 | 11 | 1 | 365 | 12.5268 | 0.20778 | 12 | 0.73458
43211 | 6.325 | 1 | 365 | 7.2029 | 0.49447 | 7 | 0.69738
43231 | 7.425 | 1 | 365 | 8.4556 | 0.015249 | 8 | 0.47084
58961 | 6.24 | 1 | 365 | 7.1061 | 0.29968 | 7 | 0.4058
57668 | 10.8 | 1 | 365 | 12.299 | 0.74945 | 13 | 0.048493
55517 | 2.915 | 1 | 365 | 3.3196 | 0.68006 | 3 | 0.99966
44280 | 17.94 | 1 | 365 | 20.4301 | 0.11159 | 20 | 0.54166
58964 | 5.46 | 1 | 365 | 6.2178 | 0.51222 | 6 | 0.73007
57718 | 5.1 | 1 | 365 | 5.8079 | 0.68724 | 6 | 0.49512
56323 | 8.06 | 1 | 365 | 9.1787 | 0.47042 | 9 | 0.64915
58965 | 9.62 | 1 | 365 | 10.9553 | 0.045346 | 11 | 0.00060192
56324 | 11.275 | 1 | 365 | 12.84 | 0.83797 | 13 | 0.67794
58966 | 5.98 | 1 | 365 | 6.81 | 0.70386 | 7 | 0.51389
56325 | 3.975 | 1 | 365 | 4.5267 | 0.10917 | 4 | 0.6359
58967 | 7.54 | 1 | 365 | 8.5866 | 0.27878 | 8 | 0.86534
56326 | 10.6 | 1 | 365 | 12.0713 | 0.29113 | 12 | 0.36241
58971 | 7.28 | 1 | 365 | 8.2905 | 0.68296 | 8 | 0.97343
56334 | 5.3 | 1 | 365 | 6.0356 | 0.14556 | 6 | 0.1812
56335 | 10.6 | 1 | 365 | 12.0713 | 0.29113 | 12 | 0.36241
58972 | 4.16 | 1 | 365 | 4.7374 | 0.53312 | 5 | 0.27053
56386 | 6.24 | 1 | 365 | 7.1061 | 0.29968 | 7 | 0.4058
56388 | 12.48 | 1 | 365 | 14.2122 | 0.59937 | 14 | 0.81159
58973 | 9.36 | 1 | 365 | 10.6592 | 0.44953 | 11 | 0.10869
56393 | 7.95 | 1 | 365 | 9.0535 | 0.21835 | 9 | 0.27181
58974 | 3.64 | 1 | 365 | 4.1452 | 0.34148 | 4 | 0.48671
56394 | 2.65 | 1 | 365 | 3.0178 | 0.072782 | 3 | 0.090602
58977 | 2.6 | 1 | 365 | 2.9609 | 0.9582 | 3 | 0.91908
56395 | 9.275 | 1 | 365 | 10.5624 | 0.25474 | 10 | 0.81711
56571 | 6.625 | 1 | 365 | 7.5446 | 0.18196 | 7 | 0.72651
58978 | 7.54 | 1 | 365 | 8.5866 | 0.27878 | 8 | 0.86534
56573 | 2.65 | 1 | 365 | 3.0178 | 0.072782 | 3 | 0.090602
58979 | 9.1 | 1 | 365 | 10.3631 | 0.85371 | 11 | 0.21679
56575 | 5.83 | 1 | 365 | 6.6392 | 0.36012 | 6 | 0.99933
56577 | 8.215 | 1 | 365 | 9.3552 | 0.82563 | 10 | 0.18087
58992 | 11.44 | 1 | 365 | 13.0279 | 0.21609 | 13 | 0.24396
56578 | 6.89 | 1 | 365 | 7.8463 | 0.78923 | 8 | 0.63557
58994 | 6.21 | 1 | 365 | 7.0719 | 0.23094 | 7 | 0.30288
56582 | 5.3 | 1 | 365 | 6.0356 | 0.14556 | 6 | 0.1812
58995 | 10.14 | 1 | 365 | 11.5474 | 0.23699 | 11 | 0.78442
56583 | 6.36 | 1 | 365 | 7.2428 | 0.57468 | 7 | 0.81745
56584 | 7.42 | 1 | 365 | 8.4499 | 0.0037907 | 8 | 0.45369
58997 | 10.92 | 1 | 365 | 12.4357 | 0.024447 | 12 | 0.46014
56662 | 6.76 | 1 | 365 | 7.6983 | 0.49132 | 8 | 0.18961
58998 | 12.22 | 1 | 365 | 13.9161 | 0.0035475 | 13 | 0.91968
56666 | 11.44 | 1 | 365 | 13.0279 | 0.21609 | 13 | 0.24396
58999 | 4.68 | 1 | 365 | 5.3296 | 0.72476 | 6 | 0.054347
56668 | 4.505 | 1 | 365 | 5.1303 | 0.32373 | 5 | 0.45402
59000 | 3.64 | 1 | 365 | 4.1452 | 0.34148 | 4 | 0.48671
56671 | 3.18 | 1 | 365 | 3.6214 | 0.28734 | 3 | 0.90872
56673 | 4.77 | 1 | 365 | 5.4321 | 0.93101 | 6 | 0.36308
59001 | 9.975 | 1 | 365 | 11.3595 | 0.85887 | 12 | 0.2184
59004 | 5.98 | 1 | 365 | 6.81 | 0.70386 | 7 | 0.51389
59005 | 6.76 | 1 | 365 | 7.6983 | 0.49132 | 8 | 0.18961
59006 | 11.44 | 1 | 365 | 13.0279 | 0.21609 | 13 | 0.24396
59008 | 3.12 | 1 | 365 | 3.5531 | 0.14984 | 3 | 0.7029
59009 | 4.94 | 1 | 365 | 5.6257 | 0.32058 | 5 | 0.94626
59010 | 4.68 | 1 | 365 | 5.3296 | 0.72476 | 6 | 0.054347
59011 | 11.7 | 1 | 365 | 13.324 | 0.81191 | 14 | 0.13587
59013 | 8.06 | 1 | 365 | 9.1787 | 0.47042 | 9 | 0.64915
59014 | 7.29 | 1 | 365 | 8.3019 | 0.70588 | 9 | 0.0077326
38031 | 5.72 | 1 | 365 | 6.5139 | 0.10804 | 6 | 0.62198
59016 | 10.4 | 1 | 365 | 11.8435 | 0.83281 | 12 | 0.67633
59017 | 9.99 | 1 | 365 | 11.3766 | 0.89324 | 12 | 0.26986
59018 | 6.24 | 1 | 365 | 7.1061 | 0.29968 | 7 | 0.4058
59020 | 12.48 | 1 | 365 | 14.2122 | 0.59937 | 14 | 0.81159
59012 | 13.26 | 1 | 365 | 15.1005 | 0.38683 | 15 | 0.48732
59023 | 13.26 | 1 | 365 | 15.1005 | 0.38683 | 15 | 0.48732
59024 | 13.26 | 1 | 365 | 15.1005 | 0.38683 | 15 | 0.48732
59025 | 10.14 | 1 | 365 | 11.5474 | 0.23699 | 11 | 0.78442
58968 | 6.5 | 1 | 365 | 7.4022 | 0.8955 | 8 | 0.2977
59026 | 10.26 | 1 | 365 | 11.6841 | 0.51198 | 12 | 0.19607
59015 | 7.54 | 1 | 365 | 8.5866 | 0.27878 | 8 | 0.86534
59027 | 6.75 | 1 | 365 | 7.6869 | 0.46841 | 8 | 0.15531
59030 | 6.5 | 1 | 365 | 7.4022 | 0.8955 | 8 | 0.2977
59032 | 9.72 | 1 | 365 | 11.0691 | 0.27451 | 11 | 0.34364
59040 | 3.12 | 1 | 365 | 3.5531 | 0.14984 | 3 | 0.7029
59041 | 3.78 | 1 | 365 | 4.3047 | 0.66231 | 4 | 0.96697
55572 | 3.9 | 1 | 365 | 4.4413 | 0.9373 | 5 | 0.37862
55791 | 4.35 | 1 | 365 | 4.9538 | 0.96853 | 5 | 0.92231
55797 | 4.68 | 1 | 365 | 5.3296 | 0.72476 | 6 | 0.054347
55834 | 13.34 | 1 | 365 | 15.1916 | 0.57016 | 15 | 0.76175
55975 | 6.36 | 1 | 365 | 7.2428 | 0.57468 | 7 | 0.81745
56649 | 9.36 | 1 | 365 | 10.6592 | 0.44953 | 11 | 0.10869
56658 | 4.68 | 1 | 365 | 5.3296 | 0.72476 | 6 | 0.054347
56689 | 5.46 | 1 | 365 | 6.2178 | 0.51222 | 6 | 0.73007
55897 | 3.445 | 1 | 365 | 3.9232 | 0.89462 | 4 | 0.81778
27093 | 983.84 | 0.9 | 365 | 1008.3573 | 0.12514 | 1008 | 0.48243
55527 | 2.835 | 1 | 365 | 3.2285 | 0.49673 | 3 | 0.72523
55423 | 6.24 | 1 | 365 | 7.1061 | 0.29968 | 7 | 0.4058
55898 | 8.32 | 1 | 365 | 9.4748 | 0.066245 | 9 | 0.54106
48305 | 3.6 | 1 | 365 | 4.0997 | 0.24982 | 4 | 0.3495
55899 | 9.805 | 1 | 365 | 11.1659 | 0.46929 | 11 | 0.63523
56790 | 3.6 | 1 | 365 | 4.0997 | 0.24982 | 4 | 0.3495
55901 | 5.83 | 1 | 365 | 6.6392 | 0.36012 | 6 | 0.99933
55902 | 5.035 | 1 | 365 | 5.7339 | 0.53829 | 6 | 0.27214
58709 | 6.84 | 1 | 365 | 7.7894 | 0.67465 | 8 | 0.46405
55904 | 7.54 | 1 | 365 | 8.5866 | 0.27878 | 8 | 0.86534
58711 | 7.2 | 1 | 365 | 8.1994 | 0.49964 | 8 | 0.699
55905 | 10.6 | 1 | 365 | 12.0713 | 0.29113 | 12 | 0.36241
58809 | 7.2 | 1 | 365 | 8.1994 | 0.49964 | 8 | 0.699
49725 | 3.84 | 1 | 365 | 4.373 | 0.79981 | 5 | 0.1728
58730 | 6.24 | 1 | 365 | 7.1061 | 0.29968 | 7 | 0.4058
55986 | 8.48 | 1 | 365 | 9.657 | 0.4329 | 10 | 0.089928
58604 | 10.865 | 1 | 365 | 12.3731 | 0.89841 | 13 | 0.27147
56042 | 9.54 | 1 | 365 | 10.8642 | 0.86202 | 11 | 0.72617
46032 | 6.867 | 1 | 365 | 7.8201 | 0.73653 | 8 | 0.55667
56078 | 10.6 | 1 | 365 | 12.0713 | 0.29113 | 12 | 0.36241
45764 | 34.32 | 0.9 | 365 | 35.1753 | 0.78344 | 35 | 0.95869
56079 | 6.76 | 1 | 365 | 7.6983 | 0.49132 | 8 | 0.18961
56080 | 7.54 | 1 | 365 | 8.5866 | 0.27878 | 8 | 0.86534
44573 | 11.44 | 1 | 365 | 13.0279 | 0.21609 | 13 | 0.24396
56084 | 9.1 | 1 | 365 | 10.3631 | 0.85371 | 11 | 0.21679
58677 | 40.32 | 0.9 | 365 | 41.3248 | 0.15816 | 41 | 0.48294
56086 | 8.58 | 1 | 365 | 9.7709 | 0.66207 | 10 | 0.43297
58798 | 4.42 | 1 | 365 | 5.0335 | 0.12894 | 5 | 0.16244
56088 | 12.74 | 1 | 365 | 14.5083 | 0.19519 | 14 | 0.7035
50650 | 10.4 | 1 | 365 | 11.8435 | 0.83281 | 12 | 0.67633
56089 | 8.06 | 1 | 365 | 9.1787 | 0.47042 | 9 | 0.64915
59131 | 2.34 | 1 | 365 | 2.6648 | 0.36238 | 3 | 0.027173
56099 | 13.26 | 1 | 365 | 15.1005 | 0.38683 | 15 | 0.48732
51071 | 10.07 | 1 | 365 | 11.4677 | 0.076573 | 11 | 0.54429
56100 | 9.36 | 1 | 365 | 10.6592 | 0.44953 | 11 | 0.10869
56103 | 9.1 | 1 | 365 | 10.3631 | 0.85371 | 11 | 0.21679
51175 | 10.6 | 1 | 365 | 12.0713 | 0.29113 | 12 | 0.36241
56104 | 10.14 | 1 | 365 | 11.5474 | 0.23699 | 11 | 0.78442
51439 | 10.6 | 1 | 365 | 12.0713 | 0.29113 | 12 | 0.36241
56107 | 6.76 | 1 | 365 | 7.6983 | 0.49132 | 8 | 0.18961
43238 | 9.01 | 1 | 365 | 10.2606 | 0.64746 | 10 | 0.90805
56108 | 6.76 | 1 | 365 | 7.6983 | 0.49132 | 8 | 0.18961
57640 | 11.25 | 1 | 365 | 12.8115 | 0.78068 | 13 | 0.59218
56110 | 5.98 | 1 | 365 | 6.81 | 0.70386 | 7 | 0.51389
56111 | 10.4 | 1 | 365 | 11.8435 | 0.83281 | 12 | 0.67633
57805 | 13.515 | 1 | 365 | 15.3909 | 0.97119 | 16 | 0.36207
56163 | 10.56 | 1 | 365 | 12.0257 | 0.19946 | 12 | 0.22519
55454 | 12.5 | 1 | 365 | 14.235 | 0.6452 | 14 | 0.8802
56166 | 12.925 | 1 | 365 | 14.719 | 0.61914 | 15 | 0.33813
56168 | 10.4 | 1 | 365 | 11.8435 | 0.83281 | 12 | 0.67633
56169 | 11.96 | 1 | 365 | 13.62 | 0.40773 | 14 | 0.027775
56170 | 10.23 | 1 | 365 | 11.6499 | 0.44323 | 12 | 0.093156
56676 | 10.07 | 1 | 365 | 11.4677 | 0.076573 | 11 | 0.54429
56677 | 4.24 | 1 | 365 | 4.8285 | 0.71645 | 5 | 0.54496
56679 | 5.83 | 1 | 365 | 6.6392 | 0.36012 | 6 | 0.99933
56681 | 3.975 | 1 | 365 | 4.5267 | 0.10917 | 4 | 0.6359
55498 | 12.75 | 1 | 365 | 14.5197 | 0.2181 | 14 | 0.7378
56683 | 6.625 | 1 | 365 | 7.5446 | 0.18196 | 7 | 0.72651
55500 | 10.455 | 1 | 365 | 11.9062 | 0.95885 | 12 | 0.865
56881 | 7.42 | 1 | 365 | 8.4499 | 0.0037907 | 8 | 0.45369
56882 | 6.24 | 1 | 365 | 7.1061 | 0.29968 | 7 | 0.4058
56116 | 10.5 | 1 | 365 | 11.9574 | 0.061968 | 12 | 0.019368
56256 | 12.75 | 1 | 365 | 14.5197 | 0.2181 | 14 | 0.7378
56257 | 10.455 | 1 | 365 | 11.9062 | 0.95885 | 12 | 0.865
56588 | 11.5 | 1 | 365 | 13.0962 | 0.35358 | 13 | 0.44978
57227 | 12.495 | 1 | 365 | 14.2293 | 0.63374 | 14 | 0.86305
57235 | 10.25 | 1 | 365 | 11.6727 | 0.48906 | 12 | 0.16176
56883 | 8.745 | 1 | 365 | 9.9588 | 0.040182 | 9 | 0.99899
57449 | 13.5 | 1 | 365 | 15.3738 | 0.93682 | 16 | 0.31062
57549 | 11.22 | 1 | 365 | 12.7773 | 0.71193 | 13 | 0.48927
57550 | 13.5 | 1 | 365 | 15.3738 | 0.93682 | 16 | 0.31062
56884 | 5.035 | 1 | 365 | 5.7339 | 0.53829 | 6 | 0.27214
57590 | 11.7 | 1 | 365 | 13.324 | 0.81191 | 14 | 0.13587
57636 | 11.5 | 1 | 365 | 13.0962 | 0.35358 | 13 | 0.44978
58717 | 9.1 | 1 | 365 | 10.3631 | 0.85371 | 11 | 0.21679
57638 | 10.5 | 1 | 365 | 11.9574 | 0.061968 | 12 | 0.019368
58340 | 12.25 | 1 | 365 | 13.9503 | 0.072296 | 14 | 0.022596
56886 | 5.035 | 1 | 365 | 5.7339 | 0.53829 | 6 | 0.27214
56889 | 3.445 | 1 | 365 | 3.9232 | 0.89462 | 4 | 0.81778
56952 | 5.035 | 1 | 365 | 5.7339 | 0.53829 | 6 | 0.27214
57002 | 12.32 | 1 | 365 | 14.03 | 0.23271 | 14 | 0.26273
57003 | 7.02 | 1 | 365 | 7.9944 | 0.087144 | 8 | 0.08152
57004 | 9.88 | 1 | 365 | 11.2513 | 0.64117 | 11 | 0.89251
57005 | 10.4 | 1 | 365 | 11.8435 | 0.83281 | 12 | 0.67633
57006 | 10.66 | 1 | 365 | 12.1396 | 0.42863 | 12 | 0.56823
57007 | 5.3 | 1 | 365 | 6.0356 | 0.14556 | 6 | 0.1812
57078 | 2.915 | 1 | 365 | 3.3196 | 0.68006 | 3 | 0.99966
57088 | 7.28 | 1 | 365 | 8.2905 | 0.68296 | 8 | 0.97343
57216 | 9.275 | 1 | 365 | 10.5624 | 0.25474 | 10 | 0.81711
57218 | 8.745 | 1 | 365 | 9.9588 | 0.040182 | 9 | 0.99899
57291 | 10.6 | 1 | 365 | 12.0713 | 0.29113 | 12 | 0.36241
57293 | 6.36 | 1 | 365 | 7.2428 | 0.57468 | 7 | 0.81745
57297 | 10.6 | 1 | 365 | 12.0713 | 0.29113 | 12 | 0.36241
57463 | 5.3 | 1 | 365 | 6.0356 | 0.14556 | 6 | 0.1812
57465 | 3.975 | 1 | 365 | 4.5267 | 0.10917 | 4 | 0.6359
57466 | 12.1 | 1 | 365 | 13.7795 | 0.72855 | 14 | 0.50803
57527 | 4.77 | 1 | 365 | 5.4321 | 0.93101 | 6 | 0.36308
57528 | 3.64 | 1 | 365 | 4.1452 | 0.34148 | 4 | 0.48671
57529 | 4.77 | 1 | 365 | 5.4321 | 0.93101 | 6 | 0.36308
57530 | 4.68 | 1 | 365 | 5.3296 | 0.72476 | 6 | 0.054347
57531 | 5.83 | 1 | 365 | 6.6392 | 0.36012 | 6 | 0.99933
57532 | 7.42 | 1 | 365 | 8.4499 | 0.0037907 | 8 | 0.45369
57535 | 6.44 | 1 | 365 | 7.3339 | 0.75801 | 8 | 0.091879
57537 | 4.24 | 1 | 365 | 4.8285 | 0.71645 | 5 | 0.54496
57538 | 6.625 | 1 | 365 | 7.5446 | 0.18196 | 7 | 0.72651
57541 | 6.6 | 1 | 365 | 7.5161 | 0.12467 | 7 | 0.64075
57543 | 4.68 | 1 | 365 | 5.3296 | 0.72476 | 6 | 0.054347
57544 | 8.58 | 1 | 365 | 9.7709 | 0.66207 | 10 | 0.43297
57554 | 3.445 | 1 | 365 | 3.9232 | 0.89462 | 4 | 0.81778
57559 | 6.24 | 1 | 365 | 7.1061 | 0.29968 | 7 | 0.4058
57561 | 3.975 | 1 | 365 | 4.5267 | 0.10917 | 4 | 0.6359
57562 | 5.3 | 1 | 365 | 6.0356 | 0.14556 | 6 | 0.1812
57564 | 5.565 | 1 | 365 | 6.3374 | 0.75284 | 7 | 0.090265
57566 | 4.77 | 1 | 365 | 5.4321 | 0.93101 | 6 | 0.36308
57571 | 4.77 | 1 | 365 | 5.4321 | 0.93101 | 6 | 0.36308
57733 | 4.68 | 1 | 365 | 5.3296 | 0.72476 | 6 | 0.054347
57734 | 5.2 | 1 | 365 | 5.9218 | 0.9164 | 6 | 0.83816
58206 | 9.275 | 1 | 365 | 10.5624 | 0.25474 | 10 | 0.81711
57735 | 7.685 | 1 | 365 | 8.7517 | 0.61107 | 9 | 0.36275
57736 | 5.3 | 1 | 365 | 6.0356 | 0.14556 | 6 | 0.1812
57737 | 7.685 | 1 | 365 | 8.7517 | 0.61107 | 9 | 0.36275
58207 | 6.095 | 1 | 365 | 6.941 | 0.9674 | 7 | 0.90839
57842 | 8.8 | 1 | 365 | 10.0214 | 0.16622 | 10 | 0.18766
57845 | 8.745 | 1 | 365 | 9.9588 | 0.040182 | 9 | 0.99899
57846 | 3.18 | 1 | 365 | 3.6214 | 0.28734 | 3 | 0.90872
57849 | 12.1 | 1 | 365 | 13.7795 | 0.72855 | 14 | 0.50803
58210 | 8.215 | 1 | 365 | 9.3552 | 0.82563 | 10 | 0.18087
58010 | 9.01 | 1 | 365 | 10.2606 | 0.64746 | 10 | 0.90805
58012 | 7.685 | 1 | 365 | 8.7517 | 0.61107 | 9 | 0.36275
58211 | 4.24 | 1 | 365 | 4.8285 | 0.71645 | 5 | 0.54496
58092 | 8.84 | 1 | 365 | 10.067 | 0.25789 | 10 | 0.32488
58093 | 5.225 | 1 | 365 | 5.9502 | 0.97369 | 6 | 0.92392
58212 | 4.505 | 1 | 365 | 5.1303 | 0.32373 | 5 | 0.45402
58216 | 8.58 | 1 | 365 | 9.7709 | 0.66207 | 10 | 0.43297
58217 | 10.66 | 1 | 365 | 12.1396 | 0.42863 | 12 | 0.56823
58219 | 3.18 | 1 | 365 | 3.6214 | 0.28734 | 3 | 0.90872
58455 | 10.07 | 1 | 365 | 11.4677 | 0.076573 | 11 | 0.54429
58096 | 9.805 | 1 | 365 | 11.1659 | 0.46929 | 11 | 0.63523
58220 | 7.7 | 1 | 365 | 8.7688 | 0.64544 | 9 | 0.4142
58456 | 7.42 | 1 | 365 | 8.4499 | 0.0037907 | 8 | 0.45369
58221 | 4.505 | 1 | 365 | 5.1303 | 0.32373 | 5 | 0.45402
58097 | 8.215 | 1 | 365 | 9.3552 | 0.82563 | 10 | 0.18087
58460 | 13 | 1 | 365 | 14.8044 | 0.79101 | 15 | 0.59541
58222 | 7.155 | 1 | 365 | 8.1481 | 0.39651 | 8 | 0.54463
58545 | 10.4 | 1 | 365 | 11.8435 | 0.83281 | 12 | 0.67633
58305 | 10.07 | 1 | 365 | 11.4677 | 0.076573 | 11 | 0.54429
58099 | 5.035 | 1 | 365 | 5.7339 | 0.53829 | 6 | 0.27214
58306 | 7.54 | 1 | 365 | 8.5866 | 0.27878 | 8 | 0.86534
58307 | 8.215 | 1 | 365 | 9.3552 | 0.82563 | 10 | 0.18087
58546 | 9.88 | 1 | 365 | 11.2513 | 0.64117 | 11 | 0.89251
58308 | 5.98 | 1 | 365 | 6.81 | 0.70386 | 7 | 0.51389
58547 | 9.01 | 1 | 365 | 10.2606 | 0.64746 | 10 | 0.90805
58548 | 3.445 | 1 | 365 | 3.9232 | 0.89462 | 4 | 0.81778
58309 | 5.83 | 1 | 365 | 6.6392 | 0.36012 | 6 | 0.99933
58165 | 8.58 | 1 | 365 | 9.7709 | 0.66207 | 10 | 0.43297
58310 | 3.18 | 1 | 365 | 3.6214 | 0.28734 | 3 | 0.90872
58549 | 6.095 | 1 | 365 | 6.941 | 0.9674 | 7 | 0.90839
58550 | 6.89 | 1 | 365 | 7.8463 | 0.78923 | 8 | 0.63557
58160 | 5.72 | 1 | 365 | 6.5139 | 0.10804 | 6 | 0.62198
58312 | 3.71 | 1 | 365 | 4.2249 | 0.5019 | 4 | 0.72684
58557 | 7.42 | 1 | 365 | 8.4499 | 0.0037907 | 8 | 0.45369
58171 | 7.02 | 1 | 365 | 7.9944 | 0.087144 | 8 | 0.08152
58358 | 6.5 | 1 | 365 | 7.4022 | 0.8955 | 8 | 0.2977
58591 | 7.42 | 1 | 365 | 8.4499 | 0.0037907 | 8 | 0.45369
58177 | 6.24 | 1 | 365 | 7.1061 | 0.29968 | 7 | 0.4058
58361 | 12.65 | 1 | 365 | 14.4058 | 0.98894 | 15 | 0.39476
58593 | 8.48 | 1 | 365 | 9.657 | 0.4329 | 10 | 0.089928
58179 | 4.24 | 1 | 365 | 4.8285 | 0.71645 | 5 | 0.54496
58363 | 6.625 | 1 | 365 | 7.5446 | 0.18196 | 7 | 0.72651
58594 | 12.22 | 1 | 365 | 13.9161 | 0.0035475 | 13 | 0.91968
58596 | 9.805 | 1 | 365 | 11.1659 | 0.46929 | 11 | 0.63523
58180 | 11.96 | 1 | 365 | 13.62 | 0.40773 | 14 | 0.027775
58364 | 3.71 | 1 | 365 | 4.2249 | 0.5019 | 4 | 0.72684
58181 | 8.84 | 1 | 365 | 10.067 | 0.25789 | 10 | 0.32488
58592 | 3.71 | 1 | 365 | 4.2249 | 0.5019 | 4 | 0.72684
58368 | 5.775 | 1 | 365 | 6.5766 | 0.23408 | 6 | 0.81065
58369 | 4.24 | 1 | 365 | 4.8285 | 0.71645 | 5 | 0.54496
58183 | 6.24 | 1 | 365 | 7.1061 | 0.29968 | 7 | 0.4058
58370 | 5.46 | 1 | 365 | 6.2178 | 0.51222 | 6 | 0.73007
58184 | 7.02 | 1 | 365 | 7.9944 | 0.087144 | 8 | 0.08152
58374 | 11.18 | 1 | 365 | 12.7318 | 0.62027 | 13 | 0.35205
58185 | 3.64 | 1 | 365 | 4.1452 | 0.34148 | 4 | 0.48671
58375 | 8.48 | 1 | 365 | 9.657 | 0.4329 | 10 | 0.089928
58187 | 6.24 | 1 | 365 | 7.1061 | 0.29968 | 7 | 0.4058
58406 | 5.83 | 1 | 365 | 6.6392 | 0.36012 | 6 | 0.99933
58190 | 4.16 | 1 | 365 | 4.7374 | 0.53312 | 5 | 0.27053
58407 | 8.48 | 1 | 365 | 9.657 | 0.4329 | 10 | 0.089928
58194 | 9.88 | 1 | 365 | 11.2513 | 0.64117 | 11 | 0.89251
58408 | 7.42 | 1 | 365 | 8.4499 | 0.0037907 | 8 | 0.45369
58202 | 4.24 | 1 | 365 | 4.8285 | 0.71645 | 5 | 0.54496
58409 | 3.975 | 1 | 365 | 4.5267 | 0.10917 | 4 | 0.6359
58203 | 4.24 | 1 | 365 | 4.8285 | 0.71645 | 5 | 0.54496
58410 | 6.625 | 1 | 365 | 7.5446 | 0.18196 | 7 | 0.72651
58204 | 5.2 | 1 | 365 | 5.9218 | 0.9164 | 6 | 0.83816
58411 | 7.95 | 1 | 365 | 9.0535 | 0.21835 | 9 | 0.27181
58599 | 3.71 | 1 | 365 | 4.2249 | 0.5019 | 4 | 0.72684
58412 | 3.975 | 1 | 365 | 4.5267 | 0.10917 | 4 | 0.6359
58413 | 5.3 | 1 | 365 | 6.0356 | 0.14556 | 6 | 0.1812
58415 | 9.805 | 1 | 365 | 11.1659 | 0.46929 | 11 | 0.63523
58416 | 7.155 | 1 | 365 | 8.1481 | 0.39651 | 8 | 0.54463
58450 | 9.1 | 1 | 365 | 10.3631 | 0.85371 | 11 | 0.21679
58451 | 7.685 | 1 | 365 | 8.7517 | 0.61107 | 9 | 0.36275
58452 | 3.71 | 1 | 365 | 4.2249 | 0.5019 | 4 | 0.72684
59150 | 10.4 | 1 | 365 | 11.8435 | 0.83281 | 12 | 0.67633
59153 | 9.54 | 1 | 365 | 10.8642 | 0.86202 | 11 | 0.72617
59154 | 7.28 | 1 | 365 | 8.2905 | 0.68296 | 8 | 0.97343
59155 | 9.62 | 1 | 365 | 10.9553 | 0.045346 | 11 | 0.00060192
59242 | 8.525 | 1 | 365 | 9.7083 | 0.53603 | 10 | 0.2443
59243 | 8.215 | 1 | 365 | 9.3552 | 0.82563 | 10 | 0.18087
59245 | 6.625 | 1 | 365 | 7.5446 | 0.18196 | 7 | 0.72651
59248 | 7.155 | 1 | 365 | 8.1481 | 0.39651 | 8 | 0.54463
59249 | 5.6 | 1 | 365 | 6.3773 | 0.83305 | 7 | 0.21033
58601 | 5.2 | 1 | 365 | 5.9218 | 0.9164 | 6 | 0.83816
59256 | 7.28 | 1 | 365 | 8.2905 | 0.68296 | 8 | 0.97343
58602 | 9.36 | 1 | 365 | 10.6592 | 0.44953 | 11 | 0.10869
59257 | 8.58 | 1 | 365 | 9.7709 | 0.66207 | 10 | 0.43297
58606 | 5.83 | 1 | 365 | 6.6392 | 0.36012 | 6 | 0.99933
59259 | 4.68 | 1 | 365 | 5.3296 | 0.72476 | 6 | 0.054347
58608 | 9.88 | 1 | 365 | 11.2513 | 0.64117 | 11 | 0.89251
58928 | 5.46 | 1 | 365 | 6.2178 | 0.51222 | 6 | 0.73007
58643 | 8.215 | 1 | 365 | 9.3552 | 0.82563 | 10 | 0.18087
58941 | 2.08 | 1 | 365 | 2.3687 | 0.76656 | 3 | 0.13527
58943 | 14.04 | 1 | 365 | 15.9888 | 0.17429 | 16 | 0.16304
58645 | 6.095 | 1 | 365 | 6.941 | 0.9674 | 7 | 0.90839
58945 | 10.66 | 1 | 365 | 12.1396 | 0.42863 | 12 | 0.56823
58649 | 10.4 | 1 | 365 | 11.8435 | 0.83281 | 12 | 0.67633
58946 | 4.68 | 1 | 365 | 5.3296 | 0.72476 | 6 | 0.054347
58650 | 5.2 | 1 | 365 | 5.9218 | 0.9164 | 6 | 0.83816
58948 | 8.06 | 1 | 365 | 9.1787 | 0.47042 | 9 | 0.64915
58691 | 8.25 | 1 | 365 | 9.3951 | 0.90583 | 10 | 0.30093
58692 | 8.215 | 1 | 365 | 9.3552 | 0.82563 | 10 | 0.18087
58694 | 6.625 | 1 | 365 | 7.5446 | 0.18196 | 7 | 0.72651
58695 | 7.685 | 1 | 365 | 8.7517 | 0.61107 | 9 | 0.36275
58696 | 3.08 | 1 | 365 | 3.5075 | 0.058177 | 3 | 0.56568
58697 | 3.64 | 1 | 365 | 4.1452 | 0.34148 | 4 | 0.48671
58698 | 10.07 | 1 | 365 | 11.4677 | 0.076573 | 11 | 0.54429
58735 | 7.95 | 1 | 365 | 9.0535 | 0.21835 | 9 | 0.27181
58738 | 6.76 | 1 | 365 | 7.6983 | 0.49132 | 8 | 0.18961
58740 | 2.8 | 1 | 365 | 3.1886 | 0.41652 | 3 | 0.60516
58741 | 5.72 | 1 | 365 | 6.5139 | 0.10804 | 6 | 0.62198
58775 | 8.745 | 1 | 365 | 9.9588 | 0.040182 | 9 | 0.99899
58780 | 9.88 | 1 | 365 | 11.2513 | 0.64117 | 11 | 0.89251
58782 | 9.36 | 1 | 365 | 10.6592 | 0.44953 | 11 | 0.10869
58819 | 5.98 | 1 | 365 | 6.81 | 0.70386 | 7 | 0.51389
58823 | 5.035 | 1 | 365 | 5.7339 | 0.53829 | 6 | 0.27214
58824 | 3.975 | 1 | 365 | 4.5267 | 0.10917 | 4 | 0.6359
58950 | 8.06 | 1 | 365 | 9.1787 | 0.47042 | 9 | 0.64915
58841 | 5.035 | 1 | 365 | 5.7339 | 0.53829 | 6 | 0.27214
58843 | 6.76 | 1 | 365 | 7.6983 | 0.49132 | 8 | 0.18961
58845 | 6.095 | 1 | 365 | 6.941 | 0.9674 | 7 | 0.90839
58846 | 3.36 | 1 | 365 | 3.8264 | 0.69983 | 4 | 0.5262
58849 | 10.335 | 1 | 365 | 11.7695 | 0.68385 | 12 | 0.45335
58851 | 10.36 | 1 | 365 | 11.798 | 0.74114 | 12 | 0.53911
58853 | 3.08 | 1 | 365 | 3.5075 | 0.058177 | 3 | 0.56568
58854 | 8.745 | 1 | 365 | 9.9588 | 0.040182 | 9 | 0.99899
58927 | 9.24 | 1 | 365 | 10.5225 | 0.17453 | 10 | 0.69704
58931 | 5.2 | 1 | 365 | 5.9218 | 0.9164 | 6 | 0.83816
58932 | 7.02 | 1 | 365 | 7.9944 | 0.087144 | 8 | 0.08152
58935 | 7.8 | 1 | 365 | 8.8826 | 0.8746 | 9 | 0.75724
58952 | 8.215 | 1 | 365 | 9.3552 | 0.82563 | 10 | 0.18087
59028 | 7.02 | 1 | 365 | 7.9944 | 0.087144 | 8 | 0.08152
59037 | 4.42 | 1 | 365 | 5.0335 | 0.12894 | 5 | 0.16244
58936 | 10.81 | 1 | 365 | 12.3104 | 0.77237 | 13 | 0.082797
59042 | 3.18 | 1 | 365 | 3.6214 | 0.28734 | 3 | 0.90872
58938 | 10.4 | 1 | 365 | 11.8435 | 0.83281 | 12 | 0.67633
59043 | 8.32 | 1 | 365 | 9.4748 | 0.066245 | 9 | 0.54106
58939 | 11.44 | 1 | 365 | 13.0279 | 0.21609 | 13 | 0.24396
59036 | 6.095 | 1 | 365 | 6.941 | 0.9674 | 7 | 0.90839
59039 | 4.77 | 1 | 365 | 5.4321 | 0.93101 | 6 | 0.36308
59077 | 10.335 | 1 | 365 | 11.7695 | 0.68385 | 12 | 0.45335
59078 | 6.76 | 1 | 365 | 7.6983 | 0.49132 | 8 | 0.18961
59080 | 12.74 | 1 | 365 | 14.5083 | 0.19519 | 14 | 0.7035
59082 | 4.94 | 1 | 365 | 5.6257 | 0.32058 | 5 | 0.94626
59128 | 10.08 | 1 | 365 | 11.4791 | 0.099489 | 11 | 0.57859
59047 | 13.26 | 1 | 365 | 15.1005 | 0.38683 | 15 | 0.48732
59133 | 3.64 | 1 | 365 | 4.1452 | 0.34148 | 4 | 0.48671
59134 | 6.89 | 1 | 365 | 7.8463 | 0.78923 | 8 | 0.63557
59205 | 4.16 | 1 | 365 | 4.7374 | 0.53312 | 5 | 0.27053
59059 | 8.32 | 1 | 365 | 9.4748 | 0.066245 | 9 | 0.54106
59062 | 4.335 | 1 | 365 | 4.9367 | 0.93416 | 5 | 0.87085
59064 | 5.98 | 1 | 365 | 6.81 | 0.70386 | 7 | 0.51389
59067 | 3.64 | 1 | 365 | 4.1452 | 0.34148 | 4 | 0.48671
59068 | 8.32 | 1 | 365 | 9.4748 | 0.066245 | 9 | 0.54106
59215 | 9.88 | 1 | 365 | 11.2513 | 0.64117 | 11 | 0.89251
59072 | 3.12 | 1 | 365 | 3.5531 | 0.14984 | 3 | 0.7029
59220 | 4.68 | 1 | 365 | 5.3296 | 0.72476 | 6 | 0.054347
59073 | 9.62 | 1 | 365 | 10.9553 | 0.045346 | 11 | 0.00060192
59097 | 8.32 | 1 | 365 | 9.4748 | 0.066245 | 9 | 0.54106
59099 | 3.9 | 1 | 365 | 4.4413 | 0.9373 | 5 | 0.37862
59101 | 10.4 | 1 | 365 | 11.8435 | 0.83281 | 12 | 0.67633
59102 | 5.46 | 1 | 365 | 6.2178 | 0.51222 | 6 | 0.73007
59103 | 4.68 | 1 | 365 | 5.3296 | 0.72476 | 6 | 0.054347
59104 | 6.5 | 1 | 365 | 7.4022 | 0.8955 | 8 | 0.2977
59107 | 7.14 | 1 | 365 | 8.131 | 0.36214 | 8 | 0.49317
59222 | 4.845 | 1 | 365 | 5.5175 | 0.10288 | 5 | 0.62037
59112 | 3.9 | 1 | 365 | 4.4413 | 0.9373 | 5 | 0.37862
59280 | 5.865 | 1 | 365 | 6.6791 | 0.44033 | 7 | 0.11939
59283 | 3.9 | 1 | 365 | 4.4413 | 0.9373 | 5 | 0.37862
59340 | 7.54 | 1 | 365 | 8.5866 | 0.27878 | 8 | 0.86534
59343 | 4.68 | 1 | 365 | 5.3296 | 0.72476 | 6 | 0.054347
50257 | 6.75 | 1 | 365 | 7.6869 | 0.46841 | 8 | 0.15531
49527 | 5.415 | 1 | 365 | 6.1666 | 0.4091 | 6 | 0.5757
60165 | 10.8 | 1 | 365 | 12.299 | 0.74945 | 13 | 0.048493
60177 | 3.3 | 1 | 365 | 3.758 | 0.56233 | 4 | 0.32037
60238 | 8.745 | 1 | 365 | 9.9588 | 0.040182 | 9 | 0.99899
60248 | 10.45 | 1 | 365 | 11.9005 | 0.94739 | 12 | 0.84785
59345 | 3.9 | 1 | 365 | 4.4413 | 0.9373 | 5 | 0.37862
59114 | 5.1 | 1 | 365 | 5.8079 | 0.68724 | 6 | 0.49512
49884 | 7.14 | 1 | 365 | 8.131 | 0.36214 | 8 | 0.49317
59093 | 3 | 1 | 365 | 3.4164 | 0.87485 | 4 | 0.29125
59351 | 12.74 | 1 | 365 | 14.5083 | 0.19519 | 14 | 0.7035
59354 | 7.28 | 1 | 365 | 8.2905 | 0.68296 | 8 | 0.97343
59979 | 4.845 | 1 | 365 | 5.5175 | 0.10288 | 5 | 0.62037
60063 | 8.19 | 1 | 365 | 9.3268 | 0.76834 | 10 | 0.095107
60416 | 7.8 | 1 | 365 | 8.8826 | 0.8746 | 9 | 0.75724
59356 | 3.9 | 1 | 365 | 4.4413 | 0.9373 | 5 | 0.37862
47331 | 10.2 | 1 | 365 | 11.6158 | 0.37448 | 11 | 0.99024
60550 | 14.175 | 1 | 365 | 16.1425 | 0.48366 | 16 | 0.62615
59359 | 9.62 | 1 | 365 | 10.9553 | 0.045346 | 11 | 0.00060192
60603 | 11.73 | 1 | 365 | 13.3581 | 0.88066 | 14 | 0.23878
59361 | 3.445 | 1 | 365 | 3.9232 | 0.89462 | 4 | 0.81778
60615 | 5.5 | 1 | 365 | 6.2634 | 0.60389 | 6 | 0.86729
59362 | 4.335 | 1 | 365 | 4.9367 | 0.93416 | 5 | 0.87085
60719 | 12 | 1 | 365 | 13.6656 | 0.49939 | 14 | 0.16499
59365 | 7.14 | 1 | 365 | 8.131 | 0.36214 | 8 | 0.49317
60723 | 10.5 | 1 | 365 | 11.9574 | 0.061968 | 12 | 0.019368
47311 | 5 | 1 | 365 | 5.694 | 0.45808 | 6 | 0.15208
59372 | 6.89 | 1 | 365 | 7.8463 | 0.78923 | 8 | 0.63557
60791 | 7.425 | 1 | 365 | 8.4556 | 0.015249 | 8 | 0.47084
60805 | 12.24 | 1 | 365 | 13.9389 | 0.04938 | 13 | 0.98829
59377 | 13 | 1 | 365 | 14.8044 | 0.79101 | 15 | 0.59541
60929 | 8 | 1 | 365 | 9.1104 | 0.33293 | 9 | 0.44333
59384 | 7.8 | 1 | 365 | 8.8826 | 0.8746 | 9 | 0.75724
59388 | 7.155 | 1 | 365 | 8.1481 | 0.39651 | 8 | 0.54463
59413 | 2.12 | 1 | 365 | 2.4143 | 0.85823 | 3 | 0.27248
59115 | 3.12 | 1 | 365 | 3.5531 | 0.14984 | 3 | 0.7029
59419 | 5.2 | 1 | 365 | 5.9218 | 0.9164 | 6 | 0.83816
59415 | 6.5 | 1 | 365 | 7.4022 | 0.8955 | 8 | 0.2977
59420 | 8.16 | 1 | 365 | 9.2926 | 0.69959 | 9 | 0.99219
59431 | 10.92 | 1 | 365 | 12.4357 | 0.024447 | 12 | 0.46014
59446 | 5.355 | 1 | 365 | 6.0983 | 0.2716 | 6 | 0.36988
59453 | 5.355 | 1 | 365 | 6.0983 | 0.2716 | 6 | 0.36988
59119 | 5.72 | 1 | 365 | 6.5139 | 0.10804 | 6 | 0.62198
59456 | 13.26 | 1 | 365 | 15.1005 | 0.38683 | 15 | 0.48732
59458 | 6.5 | 1 | 365 | 7.4022 | 0.8955 | 8 | 0.2977
59486 | 8.32 | 1 | 365 | 9.4748 | 0.066245 | 9 | 0.54106
59487 | 8.415 | 1 | 365 | 9.583 | 0.28395 | 9 | 0.86695
60272 | 9.156 | 1 | 365 | 10.4269 | 0.98204 | 11 | 0.40889
59488 | 3.64 | 1 | 365 | 4.1452 | 0.34148 | 4 | 0.48671
60273 | 2.7 | 1 | 365 | 3.0748 | 0.18736 | 3 | 0.26212
59490 | 5.565 | 1 | 365 | 6.3374 | 0.75284 | 7 | 0.090265
60276 | 9.81 | 1 | 365 | 11.1716 | 0.48075 | 11 | 0.65238
60278 | 4.5 | 1 | 365 | 5.1246 | 0.31227 | 5 | 0.43687
59573 | 7.395 | 1 | 365 | 8.4214 | 0.9465 | 9 | 0.36793
60281 | 12.426 | 1 | 365 | 14.1507 | 0.47562 | 14 | 0.62635
59571 | 2.04 | 1 | 365 | 2.3232 | 0.6749 | 2 | 0.99805
48846 | 4.56 | 1 | 365 | 5.1929 | 0.44977 | 5 | 0.6427
59585 | 8.415 | 1 | 365 | 9.583 | 0.28395 | 9 | 0.86695
60388 | 9.54 | 1 | 365 | 10.8642 | 0.86202 | 11 | 0.72617
59584 | 4.68 | 1 | 365 | 5.3296 | 0.72476 | 6 | 0.054347
60407 | 6.213 | 1 | 365 | 7.0754 | 0.23781 | 7 | 0.31317
60408 | 8.502 | 1 | 365 | 9.6821 | 0.48332 | 10 | 0.1654
59588 | 5.61 | 1 | 365 | 6.3887 | 0.85597 | 7 | 0.24463
60401 | 4.8 | 1 | 365 | 5.4662 | 0.99976 | 6 | 0.466
59590 | 4.16 | 1 | 365 | 4.7374 | 0.53312 | 5 | 0.27053
59580 | 11.22 | 1 | 365 | 12.7773 | 0.71193 | 13 | 0.48927
59593 | 10.4 | 1 | 365 | 11.8435 | 0.83281 | 12 | 0.67633
59597 | 7.28 | 1 | 365 | 8.2905 | 0.68296 | 8 | 0.97343
59599 | 10.455 | 1 | 365 | 11.9062 | 0.95885 | 12 | 0.865
59601 | 2.55 | 1 | 365 | 2.9039 | 0.84362 | 3 | 0.74756
59605 | 11.7 | 1 | 365 | 13.324 | 0.81191 | 14 | 0.13587
59615 | 10.14 | 1 | 365 | 11.5474 | 0.23699 | 11 | 0.78442
59624 | 6.885 | 1 | 365 | 7.8406 | 0.77778 | 8 | 0.61841
59705 | 5.2 | 1 | 365 | 5.9218 | 0.9164 | 6 | 0.83816
59708 | 14.04 | 1 | 365 | 15.9888 | 0.17429 | 16 | 0.16304
59712 | 10.66 | 1 | 365 | 12.1396 | 0.42863 | 12 | 0.56823
59715 | 5.98 | 1 | 365 | 6.81 | 0.70386 | 7 | 0.51389
59716 | 8.84 | 1 | 365 | 10.067 | 0.25789 | 10 | 0.32488
59718 | 12.96 | 1 | 365 | 14.7588 | 0.69934 | 15 | 0.45819
59725 | 2.6 | 1 | 365 | 2.9609 | 0.9582 | 3 | 0.91908
59735 | 2.915 | 1 | 365 | 3.3196 | 0.68006 | 3 | 0.99966
59742 | 7.95 | 1 | 365 | 9.0535 | 0.21835 | 9 | 0.27181
59871 | 6.63 | 1 | 365 | 7.5502 | 0.19341 | 7 | 0.74366
59875 | 3.975 | 1 | 365 | 4.5267 | 0.10917 | 4 | 0.6359
59884 | 6.76 | 1 | 365 | 7.6983 | 0.49132 | 8 | 0.18961
59934 | 3.18 | 1 | 365 | 3.6214 | 0.28734 | 3 | 0.90872
59994 | 4.59 | 1 | 365 | 5.2271 | 0.51852 | 5 | 0.74561
59997 | 9.36 | 1 | 365 | 10.6592 | 0.44953 | 11 | 0.10869
60072 | 8.84 | 1 | 365 | 10.067 | 0.25789 | 10 | 0.32488
41908 | 13.52 | 1 | 365 | 15.3966 | 0.98265 | 16 | 0.37922
54997 | 9.88 | 1 | 365 | 11.2513 | 0.64117 | 11 | 0.89251
47715 | 5.865 | 1 | 365 | 6.6791 | 0.44033 | 7 | 0.11939
56071 | 6.24 | 1 | 365 | 7.1061 | 0.29968 | 7 | 0.4058
60186 | 8.84 | 1 | 365 | 10.067 | 0.25789 | 10 | 0.32488
34343 | 24.852 | 1 | 365 | 28.3015 | 0.95124 | 29 | 0.2527
60189 | 3.9 | 1 | 365 | 4.4413 | 0.9373 | 5 | 0.37862
60192 | 9.01 | 1 | 365 | 10.2606 | 0.64746 | 10 | 0.90805
45640 | 3.315 | 1 | 365 | 3.7751 | 0.59671 | 4 | 0.37183
37735 | 4.24 | 1 | 365 | 4.8285 | 0.71645 | 5 | 0.54496
39016 | 8.06 | 1 | 365 | 9.1787 | 0.47042 | 9 | 0.64915
59121 | 6.76 | 1 | 365 | 7.6983 | 0.49132 | 8 | 0.18961
50362 | 6.24 | 1 | 365 | 7.1061 | 0.29968 | 7 | 0.4058
59124 | 2.86 | 1 | 365 | 3.257 | 0.55402 | 3 | 0.81099
59192 | 9.75 | 1 | 365 | 11.1033 | 0.34326 | 11 | 0.44656
40009 | 9.72 | 1 | 365 | 11.0691 | 0.27451 | 11 | 0.34364
60262 | 8.06 | 1 | 365 | 9.1787 | 0.47042 | 9 | 0.64915
59120 | 6.24 | 1 | 365 | 7.1061 | 0.29968 | 7 | 0.4058
60340 | 2.915 | 1 | 365 | 3.3196 | 0.68006 | 3 | 0.99966
60342 | 5.46 | 1 | 365 | 6.2178 | 0.51222 | 6 | 0.73007
50031 | 6.48 | 1 | 365 | 7.3794 | 0.84967 | 8 | 0.2291
35657 | 1997.56 | 0.9 | 365 | 2047.3392 | 0.87641 | 2048 | 0.21561
50246 | 6.36 | 1 | 365 | 7.2428 | 0.57468 | 7 | 0.81745
50516 | 6.095 | 1 | 365 | 6.941 | 0.9674 | 7 | 0.90839
50255 | 10.6 | 1 | 365 | 12.0713 | 0.29113 | 12 | 0.36241
50187 | 7.155 | 1 | 365 | 8.1481 | 0.39651 | 8 | 0.54463
26433 | 1187.63 | 1 | 365 | 1352.473 | 0.59191 | 1353 | 0.064954
50035 | 8.215 | 1 | 365 | 9.3552 | 0.82563 | 10 | 0.18087
50083 | 10.6 | 1 | 365 | 12.0713 | 0.29113 | 12 | 0.36241
50190 | 5.565 | 1 | 365 | 6.3374 | 0.75284 | 7 | 0.090265
50085 | 5.3 | 1 | 365 | 6.0356 | 0.14556 | 6 | 0.1812
59126 | 7.155 | 1 | 365 | 8.1481 | 0.39651 | 8 | 0.54463
50765 | 4.77 | 1 | 365 | 5.4321 | 0.93101 | 6 | 0.36308
59118 | 9.62 | 1 | 365 | 10.9553 | 0.045346 | 11 | 0.00060192
59135 | 5.46 | 1 | 365 | 6.2178 | 0.51222 | 6 | 0.73007
59143 | 8.32 | 1 | 365 | 9.4748 | 0.066245 | 9 | 0.54106
59147 | 6.24 | 1 | 365 | 7.1061 | 0.29968 | 7 | 0.4058
59149 | 5.98 | 1 | 365 | 6.81 | 0.70386 | 7 | 0.51389
59152 | 6.24 | 1 | 365 | 7.1061 | 0.29968 | 7 | 0.4058
59158 | 5.2 | 1 | 365 | 5.9218 | 0.9164 | 6 | 0.83816
59162 | 9.54 | 1 | 365 | 10.8642 | 0.86202 | 11 | 0.72617
59160 | 5.83 | 1 | 365 | 6.6392 | 0.36012 | 6 | 0.99933
59167 | 6.625 | 1 | 365 | 7.5446 | 0.18196 | 7 | 0.72651
59136 | 3.64 | 1 | 365 | 4.1452 | 0.34148 | 4 | 0.48671
59172 | 11.96 | 1 | 365 | 13.62 | 0.40773 | 14 | 0.027775
59173 | 7.8 | 1 | 365 | 8.8826 | 0.8746 | 9 | 0.75724
59174 | 8.32 | 1 | 365 | 9.4748 | 0.066245 | 9 | 0.54106
59177 | 3.12 | 1 | 365 | 3.5531 | 0.14984 | 3 | 0.7029
59178 | 5.72 | 1 | 365 | 6.5139 | 0.10804 | 6 | 0.62198
58859 | 8.67 | 1 | 365 | 9.8734 | 0.86831 | 10 | 0.74171
58633 | 8.19 | 1 | 365 | 9.3268 | 0.76834 | 10 | 0.095107
58590 | 5.7 | 1 | 365 | 6.4912 | 0.062211 | 6 | 0.55337
58584 | 4.08 | 1 | 365 | 4.6463 | 0.34979 | 4 | 0.9961
58585 | 8.16 | 1 | 365 | 9.2926 | 0.69959 | 9 | 0.99219
57576 | 9.69 | 1 | 365 | 11.035 | 0.20576 | 11 | 0.24073
57573 | 10.8 | 1 | 365 | 12.299 | 0.74945 | 13 | 0.048493
57510 | 5.4 | 1 | 365 | 6.1495 | 0.37473 | 6 | 0.52425
57511 | 7.2 | 1 | 365 | 8.1994 | 0.49964 | 8 | 0.699
56442 | 8.4 | 1 | 365 | 9.5659 | 0.24957 | 9 | 0.81549
56758 | 5.4 | 1 | 365 | 6.1495 | 0.37473 | 6 | 0.52425
56436 | 4.75 | 1 | 365 | 5.4093 | 0.88518 | 6 | 0.29448
56433 | 6.63 | 1 | 365 | 7.5502 | 0.19341 | 7 | 0.74366
56435 | 12 | 1 | 365 | 13.6656 | 0.49939 | 14 | 0.16499
56165 | 4.2 | 1 | 365 | 4.783 | 0.62479 | 5 | 0.40775
59019 | 11.118 | 1 | 365 | 12.6612 | 0.47819 | 13 | 0.13937
59260 | 9.36 | 1 | 365 | 10.6592 | 0.44953 | 11 | 0.10869
59262 | 4.16 | 1 | 365 | 4.7374 | 0.53312 | 5 | 0.27053
59263 | 6.24 | 1 | 365 | 7.1061 | 0.29968 | 7 | 0.4058
59264 | 6.5 | 1 | 365 | 7.4022 | 0.8955 | 8 | 0.2977
59265 | 10.4 | 1 | 365 | 11.8435 | 0.83281 | 12 | 0.67633
59266 | 3.18 | 1 | 365 | 3.6214 | 0.28734 | 3 | 0.90872
50389 | 4.77 | 1 | 365 | 5.4321 | 0.93101 | 6 | 0.36308
48374 | 4.94 | 1 | 365 | 5.6257 | 0.32058 | 5 | 0.94626
57262 | 6.76 | 1 | 365 | 7.6983 | 0.49132 | 8 | 0.18961
49543 | 11.655 | 1 | 365 | 13.2727 | 0.70878 | 13 | 0.9815
37308 | 5.04 | 1 | 365 | 5.7396 | 0.54974 | 6 | 0.2893
59111 | 7.848 | 1 | 365 | 8.9373 | 0.9846 | 9 | 0.9219
58062 | 10.695 | 1 | 365 | 12.1795 | 0.50883 | 12 | 0.6883
56179 | 2.943 | 1 | 365 | 3.3515 | 0.74423 | 4 | 0.095714
60127 | 6.25 | 1 | 365 | 7.1175 | 0.3226 | 7 | 0.4401
60125 | 6.6 | 1 | 365 | 7.5161 | 0.12467 | 7 | 0.64075
59287 | 3.975 | 1 | 365 | 4.5267 | 0.10917 | 4 | 0.6359
59600 | 8.415 | 1 | 365 | 9.583 | 0.28395 | 9 | 0.86695
60048 | 5.67 | 1 | 365 | 6.457 | 0.99346 | 7 | 0.45046
60010 | 8.5 | 1 | 365 | 9.6798 | 0.47874 | 10 | 0.15854
59289 | 5.46 | 1 | 365 | 6.2178 | 0.51222 | 6 | 0.73007
59646 | 4.08 | 1 | 365 | 4.6463 | 0.34979 | 4 | 0.9961
59658 | 6 | 1 | 365 | 6.8328 | 0.7497 | 7 | 0.5825
59656 | 5.4 | 1 | 365 | 6.1495 | 0.37473 | 6 | 0.52425
59657 | 4.2 | 1 | 365 | 4.783 | 0.62479 | 5 | 0.40775
58860 | 5.4 | 1 | 365 | 6.1495 | 0.37473 | 6 | 0.52425
59324 | 9.54 | 1 | 365 | 10.8642 | 0.86202 | 11 | 0.72617
59508 | 6.36 | 1 | 365 | 7.2428 | 0.57468 | 7 | 0.81745
59328 | 5.2 | 1 | 365 | 5.9218 | 0.9164 | 6 | 0.83816
59371 | 10.08 | 1 | 365 | 11.4791 | 0.099489 | 11 | 0.57859
59628 | 6.625 | 1 | 365 | 7.5446 | 0.18196 | 7 | 0.72651
59637 | 3.825 | 1 | 365 | 4.3559 | 0.76543 | 5 | 0.12134
59376 | 4.24 | 1 | 365 | 4.8285 | 0.71645 | 5 | 0.54496
59380 | 4.48 | 1 | 365 | 5.1018 | 0.26644 | 5 | 0.36826
59661 | 12 | 1 | 365 | 13.6656 | 0.49939 | 14 | 0.16499
59663 | 12.19 | 1 | 365 | 13.882 | 0.9348 | 14 | 0.81677
59660 | 8.1 | 1 | 365 | 9.2243 | 0.56209 | 9 | 0.78637
59666 | 8.745 | 1 | 365 | 9.9588 | 0.040182 | 9 | 0.99899
59665 | 5.7 | 1 | 365 | 6.4912 | 0.062211 | 6 | 0.55337
59668 | 5.4 | 1 | 365 | 6.1495 | 0.37473 | 6 | 0.52425
59383 | 7 | 1 | 365 | 7.9716 | 0.041312 | 8 | 0.012912
39085 | 9.9 | 1 | 365 | 11.2741 | 0.687 | 11 | 0.96112
51131 | 5.035 | 1 | 365 | 5.7339 | 0.53829 | 6 | 0.27214
59385 | 4.42 | 1 | 365 | 5.0335 | 0.12894 | 5 | 0.16244
50920 | 4.24 | 1 | 365 | 4.8285 | 0.71645 | 5 | 0.54496
50914 | 8.48 | 1 | 365 | 9.657 | 0.4329 | 10 | 0.089928
51183 | 10.6 | 1 | 365 | 12.0713 | 0.29113 | 12 | 0.36241
59386 | 4.68 | 1 | 365 | 5.3296 | 0.72476 | 6 | 0.054347
51241 | 4.24 | 1 | 365 | 4.8285 | 0.71645 | 5 | 0.54496
59387 | 3.71 | 1 | 365 | 4.2249 | 0.5019 | 4 | 0.72684
49265 | 5.61 | 1 | 365 | 6.3887 | 0.85597 | 7 | 0.24463
49276 | 5.61 | 1 | 365 | 6.3887 | 0.85597 | 7 | 0.24463
59389 | 6.76 | 1 | 365 | 7.6983 | 0.49132 | 8 | 0.18961
49290 | 11.475 | 1 | 365 | 13.0677 | 0.29629 | 13 | 0.36402
59391 | 9.62 | 1 | 365 | 10.9553 | 0.045346 | 11 | 0.00060192
49280 | 12.25 | 1 | 365 | 13.9503 | 0.072296 | 14 | 0.022596
49298 | 9.69 | 1 | 365 | 11.035 | 0.20576 | 11 | 0.24073
49467 | 7.42 | 1 | 365 | 8.4499 | 0.0037907 | 8 | 0.45369
49315 | 11.22 | 1 | 365 | 12.7773 | 0.71193 | 13 | 0.48927
48700 | 5.98 | 1 | 365 | 6.81 | 0.70386 | 7 | 0.51389
48698 | 6.2 | 1 | 365 | 7.0606 | 0.20802 | 7 | 0.26858
48711 | 6.5 | 1 | 365 | 7.4022 | 0.8955 | 8 | 0.2977
48734 | 9.75 | 1 | 365 | 11.1033 | 0.34326 | 11 | 0.44656
49135 | 3.71 | 1 | 365 | 4.2249 | 0.5019 | 4 | 0.72684
42451 | 5.98 | 1 | 365 | 6.81 | 0.70386 | 7 | 0.51389
49443 | 3.71 | 1 | 365 | 4.2249 | 0.5019 | 4 | 0.72684
59692 | 6.095 | 1 | 365 | 6.941 | 0.9674 | 7 | 0.90839
48058 | 4.77 | 1 | 365 | 5.4321 | 0.93101 | 6 | 0.36308
48416 | 3.3 | 1 | 365 | 3.758 | 0.56233 | 4 | 0.32037
57547 | 5.3 | 1 | 365 | 6.0356 | 0.14556 | 6 | 0.1812
37606 | 4.94 | 1 | 365 | 5.6257 | 0.32058 | 5 | 0.94626
59794 | 4.68 | 1 | 365 | 5.3296 | 0.72476 | 6 | 0.054347
59795 | 7.54 | 1 | 365 | 8.5866 | 0.27878 | 8 | 0.86534
59859 | 6.6 | 1 | 365 | 7.5161 | 0.12467 | 7 | 0.64075
59891 | 8.84 | 1 | 365 | 10.067 | 0.25789 | 10 | 0.32488
59928 | 7.65 | 1 | 365 | 8.7118 | 0.53086 | 9 | 0.24268
52326 | 8.48 | 1 | 365 | 9.657 | 0.4329 | 10 | 0.089928
56040 | 7.245 | 1 | 365 | 8.2506 | 0.60276 | 8 | 0.85336
59935 | 2.86 | 1 | 365 | 3.257 | 0.55402 | 3 | 0.81099
59938 | 9.62 | 1 | 365 | 10.9553 | 0.045346 | 11 | 0.00060192
59939 | 3.99 | 1 | 365 | 4.5438 | 0.14355 | 4 | 0.68736
59941 | 5.46 | 1 | 365 | 6.2178 | 0.51222 | 6 | 0.73007
59942 | 12.48 | 1 | 365 | 14.2122 | 0.59937 | 14 | 0.81159
59944 | 4.94 | 1 | 365 | 5.6257 | 0.32058 | 5 | 0.94626
59946 | 7.02 | 1 | 365 | 7.9944 | 0.087144 | 8 | 0.08152
59948 | 7.28 | 1 | 365 | 8.2905 | 0.68296 | 8 | 0.97343
59999 | 7.28 | 1 | 365 | 8.2905 | 0.68296 | 8 | 0.97343
60001 | 5.46 | 1 | 365 | 6.2178 | 0.51222 | 6 | 0.73007
60070 | 4.68 | 1 | 365 | 5.3296 | 0.72476 | 6 | 0.054347
60071 | 11.7 | 1 | 365 | 13.324 | 0.81191 | 14 | 0.13587
60074 | 10.92 | 1 | 365 | 12.4357 | 0.024447 | 12 | 0.46014
60076 | 4.94 | 1 | 365 | 5.6257 | 0.32058 | 5 | 0.94626
60080 | 9.62 | 1 | 365 | 10.9553 | 0.045346 | 11 | 0.00060192
60082 | 15.34 | 1 | 365 | 17.4692 | 0.15339 | 17 | 0.62258
60104 | 5.51 | 1 | 365 | 6.2748 | 0.6268 | 6 | 0.90159
60106 | 5.4 | 1 | 365 | 6.1495 | 0.37473 | 6 | 0.52425
60107 | 9.62 | 1 | 365 | 10.9553 | 0.045346 | 11 | 0.00060192
60111 | 13.26 | 1 | 365 | 15.1005 | 0.38683 | 15 | 0.48732
60113 | 5.2 | 1 | 365 | 5.9218 | 0.9164 | 6 | 0.83816
60116 | 7.8 | 1 | 365 | 8.8826 | 0.8746 | 9 | 0.75724
60118 | 5.98 | 1 | 365 | 6.81 | 0.70386 | 7 | 0.51389
60119 | 7.8 | 1 | 365 | 8.8826 | 0.8746 | 9 | 0.75724
60120 | 9.62 | 1 | 365 | 10.9553 | 0.045346 | 11 | 0.00060192
60204 | 7.54 | 1 | 365 | 8.5866 | 0.27878 | 8 | 0.86534
60206 | 10.14 | 1 | 365 | 11.5474 | 0.23699 | 11 | 0.78442
60207 | 4.42 | 1 | 365 | 5.0335 | 0.12894 | 5 | 0.16244
60209 | 4.93 | 1 | 365 | 5.6143 | 0.29767 | 5 | 0.91195
60216 | 4.86 | 1 | 365 | 5.5346 | 0.13725 | 5 | 0.67182
60227 | 9.36 | 1 | 365 | 10.6592 | 0.44953 | 11 | 0.10869
60228 | 10.92 | 1 | 365 | 12.4357 | 0.024447 | 12 | 0.46014
60229 | 11.44 | 1 | 365 | 13.0279 | 0.21609 | 13 | 0.24396
60232 | 9.36 | 1 | 365 | 10.6592 | 0.44953 | 11 | 0.10869
60233 | 8.32 | 1 | 365 | 9.4748 | 0.066245 | 9 | 0.54106
60234 | 5.72 | 1 | 365 | 6.5139 | 0.10804 | 6 | 0.62198
60235 | 7.83 | 1 | 365 | 8.9168 | 0.94335 | 9 | 0.86016
60242 | 7.54 | 1 | 365 | 8.5866 | 0.27878 | 8 | 0.86534
60243 | 6.24 | 1 | 365 | 7.1061 | 0.29968 | 7 | 0.4058
60249 | 4.05 | 1 | 365 | 4.6121 | 0.28104 | 4 | 0.89318
60250 | 8.84 | 1 | 365 | 10.067 | 0.25789 | 10 | 0.32488
60231 | 3.38 | 1 | 365 | 3.8491 | 0.74566 | 4 | 0.59481
60253 | 5.72 | 1 | 365 | 6.5139 | 0.10804 | 6 | 0.62198
60255 | 13.26 | 1 | 365 | 15.1005 | 0.38683 | 15 | 0.48732
60256 | 4.68 | 1 | 365 | 5.3296 | 0.72476 | 6 | 0.054347
60025 | 2.1 | 1 | 365 | 2.3915 | 0.81239 | 3 | 0.20387
60174 | 12.19 | 1 | 365 | 13.882 | 0.9348 | 14 | 0.81677
60179 | 4.8 | 1 | 365 | 5.4662 | 0.99976 | 6 | 0.466
60900 | 9.01 | 1 | 365 | 10.2606 | 0.64746 | 10 | 0.90805
59244 | 3 | 1 | 365 | 3.4164 | 0.87485 | 4 | 0.29125
61128 | 3.3 | 1 | 365 | 3.758 | 0.56233 | 4 | 0.32037
56280 | 5.232 | 1 | 365 | 5.9582 | 0.98973 | 6 | 0.94794
56887 | 5.565 | 1 | 365 | 6.3374 | 0.75284 | 7 | 0.090265
56774 | 5.04 | 1 | 365 | 5.7396 | 0.54974 | 6 | 0.2893
57795 | 7.245 | 1 | 365 | 8.2506 | 0.60276 | 8 | 0.85336
58066 | 7.194 | 1 | 365 | 8.1925 | 0.48589 | 8 | 0.67841
59337 | 11.6 | 1 | 365 | 13.2101 | 0.58275 | 13 | 0.79283
59476 | 4.675 | 1 | 365 | 5.3239 | 0.7133 | 6 | 0.037195
45698 | 8.175 | 1 | 365 | 9.3097 | 0.73396 | 10 | 0.043651
58804 | 6.9 | 1 | 365 | 7.8577 | 0.81215 | 8 | 0.66987
55945 | 8.1 | 1 | 365 | 9.2243 | 0.56209 | 9 | 0.78637
59980 | 13.05 | 1 | 365 | 14.8613 | 0.90559 | 15 | 0.76693
57310 | 3.9 | 1 | 365 | 4.4413 | 0.9373 | 5 | 0.37862
56591 | 4.2 | 1 | 365 | 4.783 | 0.62479 | 5 | 0.40775
56495 | 9.36 | 1 | 365 | 10.6592 | 0.44953 | 11 | 0.10869
56768 | 11.44 | 1 | 365 | 13.0279 | 0.21609 | 13 | 0.24396
52380 | 5.98 | 1 | 365 | 6.81 | 0.70386 | 7 | 0.51389
42128 | 10.4 | 1 | 365 | 11.8435 | 0.83281 | 12 | 0.67633
40353 | 3.64 | 1 | 365 | 4.1452 | 0.34148 | 4 | 0.48671
56106 | 8.32 | 1 | 365 | 9.4748 | 0.066245 | 9 | 0.54106
60257 | 8.84 | 1 | 365 | 10.067 | 0.25789 | 10 | 0.32488
60258 | 10.92 | 1 | 365 | 12.4357 | 0.024447 | 12 | 0.46014
60259 | 5.98 | 1 | 365 | 6.81 | 0.70386 | 7 | 0.51389
60260 | 13.26 | 1 | 365 | 15.1005 | 0.38683 | 15 | 0.48732
56162 | 2.55 | 1 | 365 | 2.9039 | 0.84362 | 3 | 0.74756
56199 | 8.415 | 1 | 365 | 9.583 | 0.28395 | 9 | 0.86695
60728 | 8.32 | 1 | 365 | 9.4748 | 0.066245 | 9 | 0.54106
61021 | 11.18 | 1 | 365 | 12.7318 | 0.62027 | 13 | 0.35205
61099 | 9.88 | 1 | 365 | 11.2513 | 0.64117 | 11 | 0.89251
61105 | 5.3 | 1 | 365 | 6.0356 | 0.14556 | 6 | 0.1812
56373 | 7.905 | 1 | 365 | 9.0022 | 0.11522 | 9 | 0.11744
56428 | 6.625 | 1 | 365 | 7.5446 | 0.18196 | 7 | 0.72651
56868 | 8.16 | 1 | 365 | 9.2926 | 0.69959 | 9 | 0.99219
56937 | 7.65 | 1 | 365 | 8.7118 | 0.53086 | 9 | 0.24268
57061 | 4.59 | 1 | 365 | 5.2271 | 0.51852 | 5 | 0.74561
57481 | 14.025 | 1 | 365 | 15.9717 | 0.13991 | 16 | 0.11158
57577 | 5.61 | 1 | 365 | 6.3887 | 0.85597 | 7 | 0.24463
57584 | 4.845 | 1 | 365 | 5.5175 | 0.10288 | 5 | 0.62037
57597 | 7.54 | 1 | 365 | 8.5866 | 0.27878 | 8 | 0.86534
57603 | 4.16 | 1 | 365 | 4.7374 | 0.53312 | 5 | 0.27053
57724 | 7.905 | 1 | 365 | 9.0022 | 0.11522 | 9 | 0.11744
58102 | 5.565 | 1 | 365 | 6.3374 | 0.75284 | 7 | 0.090265
57834 | 2.6 | 1 | 365 | 2.9609 | 0.9582 | 3 | 0.91908
57867 | 2.6 | 1 | 365 | 2.9609 | 0.9582 | 3 | 0.91908
57911 | 10.8 | 1 | 365 | 12.299 | 0.74945 | 13 | 0.048493
58495 | 6.76 | 1 | 365 | 7.6983 | 0.49132 | 8 | 0.18961
57918 | 3.64 | 1 | 365 | 4.1452 | 0.34148 | 4 | 0.48671
48559 | 8.67 | 1 | 365 | 9.8734 | 0.86831 | 10 | 0.74171
58618 | 3.06 | 1 | 365 | 3.4847 | 0.012345 | 3 | 0.49707
58651 | 9.62 | 1 | 365 | 10.9553 | 0.045346 | 11 | 0.00060192
58723 | 3.64 | 1 | 365 | 4.1452 | 0.34148 | 4 | 0.48671
38867 | 3.9 | 1 | 365 | 4.4413 | 0.9373 | 5 | 0.37862
37847 | 3.12 | 1 | 365 | 3.5531 | 0.14984 | 3 | 0.7029
50398 | 12.75 | 1 | 365 | 14.5197 | 0.2181 | 14 | 0.7378
39570 | 2.86 | 1 | 365 | 3.257 | 0.55402 | 3 | 0.81099
39506 | 5.94 | 1 | 365 | 6.7645 | 0.6122 | 7 | 0.37667
39311 | 7.8 | 1 | 365 | 8.8826 | 0.8746 | 9 | 0.75724
40488 | 2.55 | 1 | 365 | 2.9039 | 0.84362 | 3 | 0.74756
42095 | 11.985 | 1 | 365 | 13.6485 | 0.46502 | 14 | 0.11354
41672 | 9.36 | 1 | 365 | 10.6592 | 0.44953 | 11 | 0.10869
46637 | 4.42 | 1 | 365 | 5.0335 | 0.12894 | 5 | 0.16244
43177 | 9.88 | 1 | 365 | 11.2513 | 0.64117 | 11 | 0.89251
39929 | 4.16 | 1 | 365 | 4.7374 | 0.53312 | 5 | 0.27053
50582 | 4.68 | 1 | 365 | 5.3296 | 0.72476 | 6 | 0.054347
56888 | 6.24 | 1 | 365 | 7.1061 | 0.29968 | 7 | 0.4058
56529 | 6.76 | 1 | 365 | 7.6983 | 0.49132 | 8 | 0.18961
39906 | 3.12 | 1 | 365 | 3.5531 | 0.14984 | 3 | 0.7029
56228 | 6.09 | 1 | 365 | 6.9353 | 0.95594 | 7 | 0.89123
56400 | 7.83 | 1 | 365 | 8.9168 | 0.94335 | 9 | 0.86016
56445 | 5 | 1 | 365 | 5.694 | 0.45808 | 6 | 0.15208
58436 | 5.415 | 1 | 365 | 6.1666 | 0.4091 | 6 | 0.5757
41181 | 5.46 | 1 | 365 | 6.2178 | 0.51222 | 6 | 0.73007
55866 | 5.1 | 1 | 365 | 5.8079 | 0.68724 | 6 | 0.49512
49415 | 5.3 | 1 | 365 | 6.0356 | 0.14556 | 6 | 0.1812
60327 | 6.24 | 1 | 365 | 7.1061 | 0.29968 | 7 | 0.4058
60338 | 5.8 | 1 | 365 | 6.605 | 0.29137 | 6 | 0.89641
60371 | 4.42 | 1 | 365 | 5.0335 | 0.12894 | 5 | 0.16244
49838 | 16.2 | 1 | 365 | 18.4486 | 0.12418 | 18 | 0.57274
60529 | 11.2 | 1 | 365 | 12.7546 | 0.6661 | 13 | 0.42066
60567 | 7.8 | 1 | 365 | 8.8826 | 0.8746 | 9 | 0.75724
57848 | 11.02 | 1 | 365 | 12.5496 | 0.25361 | 12 | 0.80318
57997 | 8.48 | 1 | 365 | 9.657 | 0.4329 | 10 | 0.089928
58218 | 10.14 | 1 | 365 | 11.5474 | 0.23699 | 11 | 0.78442
58595 | 6.89 | 1 | 365 | 7.8463 | 0.78923 | 8 | 0.63557
40333 | 4.68 | 1 | 365 | 5.3296 | 0.72476 | 6 | 0.054347
38905 | 9.88 | 1 | 365 | 11.2513 | 0.64117 | 11 | 0.89251
38780 | 9.88 | 1 | 365 | 11.2513 | 0.64117 | 11 | 0.89251
50063 | 5.559 | 1 | 365 | 6.3306 | 0.73909 | 7 | 0.069683
37981 | 12.16 | 1 | 365 | 13.8478 | 0.86605 | 14 | 0.71386
46748 | 9.54 | 1 | 365 | 10.8642 | 0.86202 | 11 | 0.72617
38555 | 10.25 | 1 | 365 | 11.6727 | 0.48906 | 12 | 0.16176
45110 | 6.16 | 1 | 365 | 7.015 | 0.11635 | 7 | 0.13136
45675 | 7.245 | 1 | 365 | 8.2506 | 0.60276 | 8 | 0.85336
42489 | 4.76 | 1 | 365 | 5.4207 | 0.90809 | 6 | 0.32878
41816 | 4.68 | 1 | 365 | 5.3296 | 0.72476 | 6 | 0.054347
49791 | 12.16 | 1 | 365 | 13.8478 | 0.86605 | 14 | 0.71386
45253 | 8.1 | 1 | 365 | 9.2243 | 0.56209 | 9 | 0.78637
45688 | 10.14 | 1 | 365 | 11.5474 | 0.23699 | 11 | 0.78442
59353 | 7.2 | 1 | 365 | 8.1994 | 0.49964 | 8 | 0.699
58753 | 9 | 1 | 365 | 10.2492 | 0.62454 | 10 | 0.87374
58885 | 21.6 | 1 | 365 | 24.5981 | 0.49891 | 25 | 0.096986
57924 | 4.08 | 1 | 365 | 4.6463 | 0.34979 | 4 | 0.9961
55246 | 6 | 1 | 365 | 6.8328 | 0.7497 | 7 | 0.5825
57458 | 5.72 | 1 | 365 | 6.5139 | 0.10804 | 6 | 0.62198
58293 | 9.36 | 1 | 365 | 10.6592 | 0.44953 | 11 | 0.10869
58300 | 20.8 | 1 | 365 | 23.687 | 0.66561 | 24 | 0.35265
58313 | 7.56 | 1 | 365 | 8.6093 | 0.32462 | 8 | 0.93394
58403 | 7.28 | 1 | 365 | 8.2905 | 0.68296 | 8 | 0.97343
58993 | 5.2 | 1 | 365 | 5.9218 | 0.9164 | 6 | 0.83816
58976 | 2.86 | 1 | 365 | 3.257 | 0.55402 | 3 | 0.81099
59035 | 7.28 | 1 | 365 | 8.2905 | 0.68296 | 8 | 0.97343
59038 | 5.94 | 1 | 365 | 6.7645 | 0.6122 | 7 | 0.37667
55993 | 5.2 | 1 | 365 | 5.9218 | 0.9164 | 6 | 0.83816
55832 | 4.94 | 1 | 365 | 5.6257 | 0.32058 | 5 | 0.94626
44110 | 10.25 | 1 | 365 | 11.6727 | 0.48906 | 12 | 0.16176
43800 | 11.475 | 1 | 365 | 13.0677 | 0.29629 | 13 | 0.36402
44123 | 11.475 | 1 | 365 | 13.0677 | 0.29629 | 13 | 0.36402
51212 | 10.25 | 1 | 365 | 11.6727 | 0.48906 | 12 | 0.16176
46302 | 11 | 1 | 365 | 12.5268 | 0.20778 | 12 | 0.73458
44441 | 10.965 | 1 | 365 | 12.4869 | 0.12757 | 12 | 0.61451
50197 | 10.75 | 1 | 365 | 12.2421 | 0.63487 | 12 | 0.87697
38413 | 10.455 | 1 | 365 | 11.9062 | 0.95885 | 12 | 0.865
38580 | 11.475 | 1 | 365 | 13.0677 | 0.29629 | 13 | 0.36402
50543 | 11.25 | 1 | 365 | 12.8115 | 0.78068 | 13 | 0.59218
38534 | 11.475 | 1 | 365 | 13.0677 | 0.29629 | 13 | 0.36402
50091 | 10.965 | 1 | 365 | 12.4869 | 0.12757 | 12 | 0.61451
45230 | 10.75 | 1 | 365 | 12.2421 | 0.63487 | 12 | 0.87697
54315 | 10.71 | 1 | 365 | 12.1965 | 0.54321 | 12 | 0.73976
50198 | 11.475 | 1 | 365 | 13.0677 | 0.29629 | 13 | 0.36402
44362 | 3.64 | 1 | 365 | 4.1452 | 0.34148 | 4 | 0.48671
49400 | 7.56 | 1 | 365 | 8.6093 | 0.32462 | 8 | 0.93394
37510 | 24.852 | 1 | 365 | 28.3015 | 0.95124 | 29 | 0.2527
43850 | 13.34 | 1 | 365 | 15.1916 | 0.57016 | 15 | 0.76175
59978 | 6.38 | 1 | 365 | 7.2655 | 0.62051 | 7 | 0.88605
29901 | 20.52 | 1 | 365 | 23.3682 | 0.02396 | 23 | 0.39214
49826 | 5.2 | 1 | 365 | 5.9218 | 0.9164 | 6 | 0.83816
50117 | 6.38 | 1 | 365 | 7.2655 | 0.62051 | 7 | 0.88605
45062 | 7.035 | 1 | 365 | 8.0115 | 0.12152 | 8 | 0.13298
45047 | 9.18 | 1 | 365 | 10.4542 | 0.037035 | 10 | 0.49122
57693 | 9.66 | 1 | 365 | 11.0008 | 0.13701 | 11 | 0.13782
59738 | 6.5 | 1 | 365 | 7.4022 | 0.8955 | 8 | 0.2977
53878 | 10.6 | 1 | 365 | 12.0713 | 0.29113 | 12 | 0.36241
48799 | 13.515 | 1 | 365 | 15.3909 | 0.97119 | 16 | 0.36207
55569 | 9.54 | 1 | 365 | 10.8642 | 0.86202 | 11 | 0.72617
55680 | 8.745 | 1 | 365 | 9.9588 | 0.040182 | 9 | 0.99899
55684 | 9.805 | 1 | 365 | 11.1659 | 0.46929 | 11 | 0.63523
55787 | 8.745 | 1 | 365 | 9.9588 | 0.040182 | 9 | 0.99899
45130 | 9.805 | 1 | 365 | 11.1659 | 0.46929 | 11 | 0.63523
44478 | 11.66 | 1 | 365 | 13.2784 | 0.72024 | 13 | 0.99865
44489 | 6.625 | 1 | 365 | 7.5446 | 0.18196 | 7 | 0.72651
47376 | 10.335 | 1 | 365 | 11.7695 | 0.68385 | 12 | 0.45335
48480 | 10.6 | 1 | 365 | 12.0713 | 0.29113 | 12 | 0.36241
56114 | 7.42 | 1 | 365 | 8.4499 | 0.0037907 | 8 | 0.45369
56333 | 9.01 | 1 | 365 | 10.2606 | 0.64746 | 10 | 0.90805
56337 | 9.54 | 1 | 365 | 10.8642 | 0.86202 | 11 | 0.72617
56341 | 9.805 | 1 | 365 | 11.1659 | 0.46929 | 11 | 0.63523
56890 | 8.48 | 1 | 365 | 9.657 | 0.4329 | 10 | 0.089928
57008 | 9.54 | 1 | 365 | 10.8642 | 0.86202 | 11 | 0.72617
57073 | 8.745 | 1 | 365 | 9.9588 | 0.040182 | 9 | 0.99899
57222 | 9.805 | 1 | 365 | 11.1659 | 0.46929 | 11 | 0.63523
57226 | 9.01 | 1 | 365 | 10.2606 | 0.64746 | 10 | 0.90805
57232 | 6.625 | 1 | 365 | 7.5446 | 0.18196 | 7 | 0.72651
57292 | 8.745 | 1 | 365 | 9.9588 | 0.040182 | 9 | 0.99899
57304 | 8.48 | 1 | 365 | 9.657 | 0.4329 | 10 | 0.089928
57570 | 7.685 | 1 | 365 | 8.7517 | 0.61107 | 9 | 0.36275
57739 | 10.6 | 1 | 365 | 12.0713 | 0.29113 | 12 | 0.36241
57995 | 7.42 | 1 | 365 | 8.4499 | 0.0037907 | 8 | 0.45369
58094 | 11 | 1 | 365 | 12.5268 | 0.20778 | 12 | 0.73458
58161 | 9.805 | 1 | 365 | 11.1659 | 0.46929 | 11 | 0.63523
58199 | 8.48 | 1 | 365 | 9.657 | 0.4329 | 10 | 0.089928
58205 | 10.6 | 1 | 365 | 12.0713 | 0.29113 | 12 | 0.36241
58377 | 10.6 | 1 | 365 | 12.0713 | 0.29113 | 12 | 0.36241
58453 | 5.3 | 1 | 365 | 6.0356 | 0.14556 | 6 | 0.1812
58743 | 5.32 | 1 | 365 | 6.0584 | 0.1914 | 6 | 0.24981
58777 | 9.01 | 1 | 365 | 10.2606 | 0.64746 | 10 | 0.90805
58778 | 10.6 | 1 | 365 | 12.0713 | 0.29113 | 12 | 0.36241
58826 | 9.8 | 1 | 365 | 11.1602 | 0.45784 | 11 | 0.61808
58828 | 5.88 | 1 | 365 | 6.6961 | 0.4747 | 7 | 0.17085
58852 | 8.745 | 1 | 365 | 9.9588 | 0.040182 | 9 | 0.99899
58924 | 6.625 | 1 | 365 | 7.5446 | 0.18196 | 7 | 0.72651
58925 | 10.6 | 1 | 365 | 12.0713 | 0.29113 | 12 | 0.36241
58929 | 10.92 | 1 | 365 | 12.4357 | 0.024447 | 12 | 0.46014
59138 | 9.54 | 1 | 365 | 10.8642 | 0.86202 | 11 | 0.72617
59246 | 9.54 | 1 | 365 | 10.8642 | 0.86202 | 11 | 0.72617
56579 | 6.625 | 1 | 365 | 7.5446 | 0.18196 | 7 | 0.72651
42735 | 11.825 | 1 | 365 | 13.4663 | 0.098359 | 13 | 0.56467
48742 | 11.22 | 1 | 365 | 12.7773 | 0.71193 | 13 | 0.48927
56044 | 9.36 | 1 | 365 | 10.6592 | 0.44953 | 11 | 0.10869
56046 | 12.48 | 1 | 365 | 14.2122 | 0.59937 | 14 | 0.81159
56047 | 5.98 | 1 | 365 | 6.81 | 0.70386 | 7 | 0.51389
58459 | 16.38 | 1 | 365 | 18.6535 | 0.53667 | 19 | 0.19021
48786 | 12.48 | 1 | 365 | 14.2122 | 0.59937 | 14 | 0.81159
56565 | 6.24 | 1 | 365 | 7.1061 | 0.29968 | 7 | 0.4058
58572 | 2.68 | 1 | 365 | 3.052 | 0.14153 | 3 | 0.19351
48019 | 2.915 | 1 | 365 | 3.3196 | 0.68006 | 3 | 0.99966
56307 | 3.18 | 1 | 365 | 3.6214 | 0.28734 | 3 | 0.90872
38282 | 5.67 | 1 | 365 | 6.457 | 0.99346 | 7 | 0.45046
46148 | 12.6 | 1 | 365 | 14.3489 | 0.87436 | 15 | 0.22324
46228 | 5.7 | 1 | 365 | 6.4912 | 0.062211 | 6 | 0.55337
36806 | 6 | 1 | 365 | 6.8328 | 0.7497 | 7 | 0.5825
48026 | 6 | 1 | 365 | 6.8328 | 0.7497 | 7 | 0.5825
45023 | 10.25 | 1 | 365 | 11.6727 | 0.48906 | 12 | 0.16176
45012 | 7.14 | 1 | 365 | 8.131 | 0.36214 | 8 | 0.49317
58372 | 7.15 | 1 | 365 | 8.1424 | 0.38505 | 8 | 0.52747
58541 | 5.72 | 1 | 365 | 6.5139 | 0.10804 | 6 | 0.62198
58542 | 4.42 | 1 | 365 | 5.0335 | 0.12894 | 5 | 0.16244
58543 | 2.86 | 1 | 365 | 3.257 | 0.55402 | 3 | 0.81099
58544 | 11.18 | 1 | 365 | 12.7318 | 0.62027 | 13 | 0.35205
58820 | 3.78 | 1 | 365 | 4.3047 | 0.66231 | 4 | 0.96697
59033 | 10.6 | 1 | 365 | 12.0713 | 0.29113 | 12 | 0.36241
56639 | 4.5 | 1 | 365 | 5.1246 | 0.31227 | 5 | 0.43687
53820 | 5.72 | 1 | 365 | 6.5139 | 0.10804 | 6 | 0.62198
27545 | 8.16 | 1 | 365 | 9.2926 | 0.69959 | 9 | 0.99219
58247 | 5.25 | 1 | 365 | 5.9787 | 0.030984 | 6 | 0.009684
58628 | 5.1 | 1 | 365 | 5.8079 | 0.68724 | 6 | 0.49512
43625 | 5.13 | 1 | 365 | 5.842 | 0.75599 | 6 | 0.59803
47543 | 6.25 | 1 | 365 | 7.1175 | 0.3226 | 7 | 0.4401
59729 | 2.12 | 1 | 365 | 2.4143 | 0.85823 | 3 | 0.27248
38575 | 11.5 | 1 | 365 | 13.0962 | 0.35358 | 13 | 0.44978
41987 | 11.5 | 1 | 365 | 13.0962 | 0.35358 | 13 | 0.44978
54147 | 11.75 | 1 | 365 | 13.3809 | 0.92649 | 14 | 0.30739
54060 | 12.5 | 1 | 365 | 14.235 | 0.6452 | 14 | 0.8802
51211 | 11.475 | 1 | 365 | 13.0677 | 0.29629 | 13 | 0.36402
49381 | 10.75 | 1 | 365 | 12.2421 | 0.63487 | 12 | 0.87697
58787 | 4.335 | 1 | 365 | 4.9367 | 0.93416 | 5 | 0.87085
60275 | 8.58 | 1 | 365 | 9.7709 | 0.66207 | 10 | 0.43297
60254 | 13.26 | 1 | 365 | 15.1005 | 0.38683 | 15 | 0.48732
45974 | 10.14 | 1 | 365 | 11.5474 | 0.23699 | 11 | 0.78442
60362 | 4.68 | 1 | 365 | 5.3296 | 0.72476 | 6 | 0.054347
47485 | 7.8 | 1 | 365 | 8.8826 | 0.8746 | 9 | 0.75724
60331 | 13.26 | 1 | 365 | 15.1005 | 0.38683 | 15 | 0.48732
50563 | 9.88 | 1 | 365 | 11.2513 | 0.64117 | 11 | 0.89251
60333 | 5.46 | 1 | 365 | 6.2178 | 0.51222 | 6 | 0.73007
60323 | 9.62 | 1 | 365 | 10.9553 | 0.045346 | 11 | 0.00060192
58053 | 9.75 | 1 | 365 | 11.1033 | 0.34326 | 11 | 0.44656
60284 | 5.98 | 1 | 365 | 6.81 | 0.70386 | 7 | 0.51389
38399 | 11.5 | 1 | 365 | 13.0962 | 0.35358 | 13 | 0.44978
39132 | 11.5 | 1 | 365 | 13.0962 | 0.35358 | 13 | 0.44978
41799 | 8.06 | 1 | 365 | 9.1787 | 0.47042 | 9 | 0.64915
58518 | 3.6 | 1 | 365 | 4.0997 | 0.24982 | 4 | 0.3495
58732 | 7.5 | 1 | 365 | 8.541 | 0.18712 | 8 | 0.72812
60890 | 3 | 1 | 365 | 3.4164 | 0.87485 | 4 | 0.29125
55335 | 6.89 | 1 | 365 | 7.8463 | 0.78923 | 8 | 0.63557
41983 | 10.2 | 1 | 365 | 11.6158 | 0.37448 | 11 | 0.99024
60994 | 18.9 | 1 | 365 | 21.5233 | 0.31154 | 21 | 0.83486
60992 | 9.6 | 1 | 365 | 10.9325 | 0.99951 | 11 | 0.93199
60989 | 5.3 | 1 | 365 | 6.0356 | 0.14556 | 6 | 0.1812
60914 | 12.19 | 1 | 365 | 13.882 | 0.9348 | 14 | 0.81677
49037 | 6.24 | 1 | 365 | 7.1061 | 0.29968 | 7 | 0.4058
55588 | 11.2 | 1 | 365 | 12.7546 | 0.6661 | 13 | 0.42066
38609 | 6.4 | 1 | 365 | 7.2883 | 0.66634 | 7 | 0.95466
43058 | 8.829 | 1 | 365 | 10.0545 | 0.23268 | 10 | 0.28714
59438 | 5.985 | 1 | 365 | 6.8157 | 0.71532 | 7 | 0.53104
59433 | 6.24 | 1 | 365 | 7.1061 | 0.29968 | 7 | 0.4058
59210 | 6.54 | 1 | 365 | 7.4478 | 0.98717 | 8 | 0.43492
59217 | 5.232 | 1 | 365 | 5.9582 | 0.98973 | 6 | 0.94794
58471 | 7.56 | 1 | 365 | 8.6093 | 0.32462 | 8 | 0.93394
59142 | 4.8 | 1 | 365 | 5.4662 | 0.99976 | 6 | 0.466
58464 | 10.08 | 1 | 365 | 11.4791 | 0.099489 | 11 | 0.57859
58067 | 6.615 | 1 | 365 | 7.5332 | 0.15904 | 7 | 0.6922
58423 | 6.21 | 1 | 365 | 7.0719 | 0.23094 | 7 | 0.30288
58441 | 6.3 | 1 | 365 | 7.1744 | 0.43718 | 7 | 0.61162
58050 | 11.025 | 1 | 365 | 12.5553 | 0.26507 | 12 | 0.82034
57998 | 3.6 | 1 | 365 | 4.0997 | 0.24982 | 4 | 0.3495
58021 | 4.251 | 1 | 365 | 4.841 | 0.74166 | 5 | 0.5827
57742 | 10.85 | 1 | 365 | 12.356 | 0.86403 | 13 | 0.22001
57981 | 4.08 | 1 | 365 | 4.6463 | 0.34979 | 4 | 0.9961
57416 | 4.5 | 1 | 365 | 5.1246 | 0.31227 | 5 | 0.43687
57634 | 7.4 | 1 | 365 | 8.4271 | 0.95796 | 9 | 0.38508
57722 | 13.02 | 1 | 365 | 14.8272 | 0.83684 | 15 | 0.66402
56508 | 3.465 | 1 | 365 | 3.9459 | 0.94045 | 4 | 0.88639
57341 | 3.78 | 1 | 365 | 4.3047 | 0.66231 | 4 | 0.96697
56304 | 5.355 | 1 | 365 | 6.0983 | 0.2716 | 6 | 0.36988
45816 | 11.025 | 1 | 365 | 12.5553 | 0.26507 | 12 | 0.82034
51239 | 11.34 | 1 | 365 | 12.914 | 0.98693 | 13 | 0.90092
58856 | 10.08 | 1 | 365 | 11.4791 | 0.099489 | 11 | 0.57859
60006 | 7.56 | 1 | 365 | 8.6093 | 0.32462 | 8 | 0.93394
60009 | 10.2 | 1 | 365 | 11.6158 | 0.37448 | 11 | 0.99024
59602 | 13.86 | 1 | 365 | 15.7838 | 0.7618 | 16 | 0.54557
59652 | 6.5 | 1 | 365 | 7.4022 | 0.8955 | 8 | 0.2977
58858 | 3.99 | 1 | 365 | 4.5438 | 0.14355 | 4 | 0.68736
58634 | 7.8 | 1 | 365 | 8.8826 | 0.8746 | 9 | 0.75724
58653 | 13.5 | 1 | 365 | 15.3738 | 0.93682 | 16 | 0.31062
56783 | 5.1 | 1 | 365 | 5.8079 | 0.68724 | 6 | 0.49512
56441 | 6.3 | 1 | 365 | 7.1744 | 0.43718 | 7 | 0.61162
56430 | 3.6 | 1 | 365 | 4.0997 | 0.24982 | 4 | 0.3495
41543 | 17.64 | 1 | 365 | 20.0884 | 0.42411 | 20 | 0.51254
48900 | 8.25 | 1 | 365 | 9.3951 | 0.90583 | 10 | 0.30093
48924 | 12.1 | 1 | 365 | 13.7795 | 0.72855 | 14 | 0.50803
37527 | 11.97 | 1 | 365 | 13.6314 | 0.43064 | 14 | 0.06208
58954 | 3.92 | 1 | 365 | 4.4641 | 0.98313 | 5 | 0.44723
60155 | 13.23 | 1 | 365 | 15.0663 | 0.31808 | 15 | 0.3844
58776 | 9.69 | 1 | 365 | 11.035 | 0.20576 | 11 | 0.24073
56180 | 4.8 | 1 | 365 | 5.4662 | 0.99976 | 6 | 0.466
58615 | 6.05 | 1 | 365 | 6.8897 | 0.86428 | 7 | 0.75402
59329 | 8.58 | 1 | 365 | 9.7709 | 0.66207 | 10 | 0.43297
56944 | 4.68 | 1 | 365 | 5.3296 | 0.72476 | 6 | 0.054347
57207 | 13 | 1 | 365 | 14.8044 | 0.79101 | 15 | 0.59541
46651 | 7.8 | 1 | 365 | 8.8826 | 0.8746 | 9 | 0.75724
41599 | 3.12 | 1 | 365 | 3.5531 | 0.14984 | 3 | 0.7029
52984 | 5.2 | 1 | 365 | 5.9218 | 0.9164 | 6 | 0.83816
42766 | 6.89 | 1 | 365 | 7.8463 | 0.78923 | 8 | 0.63557
59577 | 9.805 | 1 | 365 | 11.1659 | 0.46929 | 11 | 0.63523
60270 | 6.89 | 1 | 365 | 7.8463 | 0.78923 | 8 | 0.63557
57230 | 10.2 | 1 | 365 | 11.6158 | 0.37448 | 11 | 0.99024
58039 | 7.56 | 1 | 365 | 8.6093 | 0.32462 | 8 | 0.93394
56312 | 8.19 | 1 | 365 | 9.3268 | 0.76834 | 10 | 0.095107
44169 | 9.99 | 1 | 365 | 11.3766 | 0.89324 | 12 | 0.26986
46231 | 10.8 | 1 | 365 | 12.299 | 0.74945 | 13 | 0.048493
58632 | 4.75 | 1 | 365 | 5.4093 | 0.88518 | 6 | 0.29448
56439 | 5.355 | 1 | 365 | 6.0983 | 0.2716 | 6 | 0.36988
59313 | 9.1 | 1 | 365 | 10.3631 | 0.85371 | 11 | 0.21679
31899 | 8.06 | 1 | 365 | 9.1787 | 0.47042 | 9 | 0.64915
58631 | 13 | 1 | 365 | 14.8044 | 0.79101 | 15 | 0.59541
37751 | 7.54 | 1 | 365 | 8.5866 | 0.27878 | 8 | 0.86534
51611 | 7.02 | 1 | 365 | 7.9944 | 0.087144 | 8 | 0.08152
55354 | 3.64 | 1 | 365 | 4.1452 | 0.34148 | 4 | 0.48671
59235 | 7.42 | 1 | 365 | 8.4499 | 0.0037907 | 8 | 0.45369
56616 | 6.24 | 1 | 365 | 7.1061 | 0.29968 | 7 | 0.4058
58808 | 8.06 | 1 | 365 | 9.1787 | 0.47042 | 9 | 0.64915
58507 | 10.92 | 1 | 365 | 12.4357 | 0.024447 | 12 | 0.46014
58766 | 3.71 | 1 | 365 | 4.2249 | 0.5019 | 4 | 0.72684
58470 | 5.72 | 1 | 365 | 6.5139 | 0.10804 | 6 | 0.62198
59206 | 2.86 | 1 | 365 | 3.257 | 0.55402 | 3 | 0.81099
59144 | 10.07 | 1 | 365 | 11.4677 | 0.076573 | 11 | 0.54429
58493 | 5.035 | 1 | 365 | 5.7339 | 0.53829 | 6 | 0.27214
57096 | 4.94 | 1 | 365 | 5.6257 | 0.32058 | 5 | 0.94626
52060 | 8.84 | 1 | 365 | 10.067 | 0.25789 | 10 | 0.32488
58639 | 7.42 | 1 | 365 | 8.4499 | 0.0037907 | 8 | 0.45369
59168 | 4.77 | 1 | 365 | 5.4321 | 0.93101 | 6 | 0.36308
58568 | 10.07 | 1 | 365 | 11.4677 | 0.076573 | 11 | 0.54429
59212 | 4.77 | 1 | 365 | 5.4321 | 0.93101 | 6 | 0.36308
58779 | 14.04 | 1 | 365 | 15.9888 | 0.17429 | 16 | 0.16304
58646 | 3.12 | 1 | 365 | 3.5531 | 0.14984 | 3 | 0.7029
59616 | 5.3 | 1 | 365 | 6.0356 | 0.14556 | 6 | 0.1812
14850 | 3.43 | 1 | 365 | 3.9061 | 0.86024 | 4 | 0.76633
32943 | 6.24 | 1 | 365 | 7.1061 | 0.29968 | 7 | 0.4058
16842 | 4.335 | 1 | 365 | 4.9367 | 0.93416 | 5 | 0.87085
19787 | 5 | 1 | 365 | 5.694 | 0.45808 | 6 | 0.15208
52323 | 2.86 | 1 | 365 | 3.257 | 0.55402 | 3 | 0.81099
31694 | 3.38 | 1 | 365 | 3.8491 | 0.74566 | 4 | 0.59481
57940 | 12.48 | 1 | 365 | 14.2122 | 0.59937 | 14 | 0.81159
49097 | 9.18 | 1 | 365 | 10.4542 | 0.037035 | 10 | 0.49122
32323 | 2.34 | 1 | 365 | 2.6648 | 0.36238 | 3 | 0.027173
24532 | 3.38 | 1 | 365 | 3.8491 | 0.74566 | 4 | 0.59481
59201 | 5.3 | 1 | 365 | 6.0356 | 0.14556 | 6 | 0.1812
58807 | 2.86 | 1 | 365 | 3.257 | 0.55402 | 3 | 0.81099
58231 | 6.24 | 1 | 365 | 7.1061 | 0.29968 | 7 | 0.4058
57625 | 7.28 | 1 | 365 | 8.2905 | 0.68296 | 8 | 0.97343
51721 | 2.08 | 1 | 365 | 2.3687 | 0.76656 | 3 | 0.13527
59202 | 8.48 | 1 | 365 | 9.657 | 0.4329 | 10 | 0.089928
15600 | 4.9 | 1 | 365 | 5.5801 | 0.22892 | 5 | 0.80904
56647 | 11.7 | 1 | 365 | 13.324 | 0.81191 | 14 | 0.13587
54970 | 3.38 | 1 | 365 | 3.8491 | 0.74566 | 4 | 0.59481
59098 | 5.035 | 1 | 365 | 5.7339 | 0.53829 | 6 | 0.27214
29161 | 4.68 | 1 | 365 | 5.3296 | 0.72476 | 6 | 0.054347
20004 | 10.66 | 1 | 365 | 12.1396 | 0.42863 | 12 | 0.56823
19758 | 12.495 | 1 | 365 | 14.2293 | 0.63374 | 14 | 0.86305
16264 | 11.76 | 1 | 365 | 13.3923 | 0.9494 | 14 | 0.34169
17640 | 3.825 | 1 | 365 | 4.3559 | 0.76543 | 5 | 0.12134
52472 | 23.46 | 1 | 365 | 26.7162 | 0.76131 | 27 | 0.47756
33063 | 9.18 | 1 | 365 | 10.4542 | 0.037035 | 10 | 0.49122
26839 | 4.59 | 1 | 365 | 5.2271 | 0.51852 | 5 | 0.74561
14910 | 7.905 | 1 | 365 | 9.0022 | 0.11522 | 9 | 0.11744
29251 | 4.68 | 1 | 365 | 5.3296 | 0.72476 | 6 | 0.054347
29130 | 2.86 | 1 | 365 | 3.257 | 0.55402 | 3 | 0.81099
57044 | 3.64 | 1 | 365 | 4.1452 | 0.34148 | 4 | 0.48671
56911 | 3.9 | 1 | 365 | 4.4413 | 0.9373 | 5 | 0.37862
29140 | 7.54 | 1 | 365 | 8.5866 | 0.27878 | 8 | 0.86534
49372 | 5.72 | 1 | 365 | 6.5139 | 0.10804 | 6 | 0.62198
34688 | 19.88 | 1 | 365 | 22.6393 | 0.55733 | 23 | 0.19667
59874 | 8.32 | 1 | 365 | 9.4748 | 0.066245 | 9 | 0.54106
23964 | 7.8 | 1 | 365 | 8.8826 | 0.8746 | 9 | 0.75724
27617 | 9.1 | 1 | 365 | 10.3631 | 0.85371 | 11 | 0.21679
15873 | 6.5 | 1 | 365 | 7.4022 | 0.8955 | 8 | 0.2977
48819 | 6.76 | 1 | 365 | 7.6983 | 0.49132 | 8 | 0.18961
31750 | 3.9 | 1 | 365 | 4.4413 | 0.9373 | 5 | 0.37862
56538 | 9.36 | 1 | 365 | 10.6592 | 0.44953 | 11 | 0.10869
19892 | 10 | 1 | 365 | 11.388 | 0.91616 | 12 | 0.30416
57660 | 11.66 | 1 | 365 | 13.2784 | 0.72024 | 13 | 0.99865
26751 | 7.28 | 1 | 365 | 8.2905 | 0.68296 | 8 | 0.97343
44229 | 6.76 | 1 | 365 | 7.6983 | 0.49132 | 8 | 0.18961
51598 | 4.94 | 1 | 365 | 5.6257 | 0.32058 | 5 | 0.94626
52151 | 7.8 | 1 | 365 | 8.8826 | 0.8746 | 9 | 0.75724
55091 | 13 | 1 | 365 | 14.8044 | 0.79101 | 15 | 0.59541
59291 | 4.94 | 1 | 365 | 5.6257 | 0.32058 | 5 | 0.94626
59292 | 3.71 | 1 | 365 | 4.2249 | 0.5019 | 4 | 0.72684
59378 | 3.445 | 1 | 365 | 3.9232 | 0.89462 | 4 | 0.81778
59379 | 3.18 | 1 | 365 | 3.6214 | 0.28734 | 3 | 0.90872
59451 | 8.835 | 1 | 365 | 10.0613 | 0.24643 | 10 | 0.30773
60022 | 6.3 | 1 | 365 | 7.1744 | 0.43718 | 7 | 0.61162
58025 | 8.19 | 1 | 365 | 9.3268 | 0.76834 | 10 | 0.095107
60237 | 6.867 | 1 | 365 | 7.8201 | 0.73653 | 8 | 0.55667
60244 | 2.5 | 1 | 365 | 2.847 | 0.72904 | 3 | 0.57604
58731 | 9.88 | 1 | 365 | 11.2513 | 0.64117 | 11 | 0.89251
58485 | 3.51 | 1 | 365 | 3.9972 | 0.043572 | 4 | 0.04076
60399 | 8.4 | 1 | 365 | 9.5659 | 0.24957 | 9 | 0.81549
60288 | 2.75 | 1 | 365 | 3.1317 | 0.30194 | 3 | 0.43364
60404 | 5.7 | 1 | 365 | 6.4912 | 0.062211 | 6 | 0.55337
60314 | 6.12 | 1 | 365 | 6.9695 | 0.02469 | 6 | 0.99415
44751 | 6.5 | 1 | 365 | 7.4022 | 0.8955 | 8 | 0.2977
60713 | 9.36 | 1 | 365 | 10.6592 | 0.44953 | 11 | 0.10869
50662 | 8.925 | 1 | 365 | 10.1638 | 0.45267 | 10 | 0.61646
60691 | 5 | 1 | 365 | 5.694 | 0.45808 | 6 | 0.15208
58872 | 15.6 | 1 | 365 | 17.7653 | 0.74921 | 18 | 0.51449
61523 | 30.5 | 0.9 | 365 | 31.2601 | 0.90486 | 32 | 0.16492
60599 | 6.325 | 1 | 365 | 7.2029 | 0.49447 | 7 | 0.69738
50145 | 9 | 1 | 365 | 10.2492 | 0.62454 | 10 | 0.87374
51265 | 7.848 | 1 | 365 | 8.9373 | 0.9846 | 9 | 0.9219
60624 | 5.7 | 1 | 365 | 6.4912 | 0.062211 | 6 | 0.55337
46834 | 4.5 | 1 | 365 | 5.1246 | 0.31227 | 5 | 0.43687
50278 | 9.8 | 1 | 365 | 11.1602 | 0.45784 | 11 | 0.61808
62117 | 8.215 | 1 | 365 | 9.3552 | 0.82563 | 10 | 0.18087
50263 | 8.7 | 1 | 365 | 9.9076 | 0.93706 | 10 | 0.84462
62018 | 4.578 | 1 | 365 | 5.2134 | 0.49102 | 5 | 0.70444
61994 | 10.8 | 1 | 365 | 12.299 | 0.74945 | 13 | 0.048493
61989 | 16.2 | 1 | 365 | 18.4486 | 0.12418 | 18 | 0.57274
60627 | 6.213 | 1 | 365 | 7.0754 | 0.23781 | 7 | 0.31317
61176 | 6.095 | 1 | 365 | 6.941 | 0.9674 | 7 | 0.90839
61742 | 5.7 | 1 | 365 | 6.4912 | 0.062211 | 6 | 0.55337
61183 | 6.625 | 1 | 365 | 7.5446 | 0.18196 | 7 | 0.72651
61180 | 12.19 | 1 | 365 | 13.882 | 0.9348 | 14 | 0.81677
61734 | 11.73 | 1 | 365 | 13.3581 | 0.88066 | 14 | 0.23878
60806 | 8.19 | 1 | 365 | 9.3268 | 0.76834 | 10 | 0.095107
61728 | 9.6 | 1 | 365 | 10.9325 | 0.99951 | 11 | 0.93199
61190 | 16.677 | 1 | 365 | 18.9918 | 0.21728 | 19 | 0.20905
60706 | 8.19 | 1 | 365 | 9.3268 | 0.76834 | 10 | 0.095107
61723 | 7.848 | 1 | 365 | 8.9373 | 0.9846 | 9 | 0.9219
61203 | 5.232 | 1 | 365 | 5.9582 | 0.98973 | 6 | 0.94794
61208 | 9.156 | 1 | 365 | 10.4269 | 0.98204 | 11 | 0.40889
61987 | 5.4 | 1 | 365 | 6.1495 | 0.37473 | 6 | 0.52425
61665 | 12.426 | 1 | 365 | 14.1507 | 0.47562 | 14 | 0.62635
61661 | 12.426 | 1 | 365 | 14.1507 | 0.47562 | 14 | 0.62635
61312 | 5.3 | 1 | 365 | 6.0356 | 0.14556 | 6 | 0.1812
61610 | 3.27 | 1 | 365 | 3.7239 | 0.49358 | 4 | 0.21746
61882 | 2.12 | 1 | 365 | 2.4143 | 0.85823 | 3 | 0.27248
61303 | 8.1 | 1 | 365 | 9.2243 | 0.56209 | 9 | 0.78637
61871 | 5.7 | 1 | 365 | 6.4912 | 0.062211 | 6 | 0.55337
61864 | 6.9 | 1 | 365 | 7.8577 | 0.81215 | 8 | 0.66987
61862 | 8.745 | 1 | 365 | 9.9588 | 0.040182 | 9 | 0.99899
61857 | 7.42 | 1 | 365 | 8.4499 | 0.0037907 | 8 | 0.45369
60699 | 4.2 | 1 | 365 | 4.783 | 0.62479 | 5 | 0.40775
61854 | 4.8 | 1 | 365 | 5.4662 | 0.99976 | 6 | 0.466
60752 | 7.42 | 1 | 365 | 8.4499 | 0.0037907 | 8 | 0.45369
60863 | 10.07 | 1 | 365 | 11.4677 | 0.076573 | 11 | 0.54429
60866 | 10.137 | 1 | 365 | 11.544 | 0.23011 | 11 | 0.77413
61846 | 21.66 | 1 | 365 | 24.6664 | 0.6364 | 25 | 0.30281
61837 | 11.2 | 1 | 365 | 12.7546 | 0.6661 | 13 | 0.42066
61832 | 10.6 | 1 | 365 | 12.0713 | 0.29113 | 12 | 0.36241
61835 | 10.464 | 1 | 365 | 11.9164 | 0.97947 | 12 | 0.89587
61570 | 8.64 | 1 | 365 | 9.8392 | 0.79956 | 10 | 0.63879
61569 | 5.4 | 1 | 365 | 6.1495 | 0.37473 | 6 | 0.52425
61564 | 16.35 | 1 | 365 | 18.6194 | 0.46792 | 19 | 0.087302
61307 | 6.9 | 1 | 365 | 7.8577 | 0.81215 | 8 | 0.66987
61560 | 24.525 | 1 | 365 | 27.9291 | 0.20188 | 28 | 0.13095
61306 | 9.483 | 1 | 365 | 10.7992 | 0.73139 | 11 | 0.53063
61373 | 5.4 | 1 | 365 | 6.1495 | 0.37473 | 6 | 0.52425
61378 | 9.01 | 1 | 365 | 10.2606 | 0.64746 | 10 | 0.90805
61308 | 4.5 | 1 | 365 | 5.1246 | 0.31227 | 5 | 0.43687
61391 | 11.61 | 1 | 365 | 13.2215 | 0.60566 | 13 | 0.82713
61392 | 12 | 1 | 365 | 13.6656 | 0.49939 | 14 | 0.16499
61381 | 6.36 | 1 | 365 | 7.2428 | 0.57468 | 7 | 0.81745
61559 | 13.08 | 1 | 365 | 14.8955 | 0.97434 | 15 | 0.86984
61557 | 4.32 | 1 | 365 | 4.9196 | 0.89978 | 5 | 0.8194
61830 | 9.75 | 1 | 365 | 11.1033 | 0.34326 | 11 | 0.44656
55732 | 4.845 | 1 | 365 | 5.5175 | 0.10288 | 5 | 0.62037
61829 | 6.095 | 1 | 365 | 6.941 | 0.9674 | 7 | 0.90839
61826 | 8.1 | 1 | 365 | 9.2243 | 0.56209 | 9 | 0.78637
61551 | 6.89 | 1 | 365 | 7.8463 | 0.78923 | 8 | 0.63557
61825 | 6.08 | 1 | 365 | 6.9239 | 0.93303 | 7 | 0.85693
61775 | 3 | 1 | 365 | 3.4164 | 0.87485 | 4 | 0.29125
61750 | 3.18 | 1 | 365 | 3.6214 | 0.28734 | 3 | 0.90872
61548 | 4.575 | 1 | 365 | 5.21 | 0.48414 | 5 | 0.69415
61510 | 9.18 | 1 | 365 | 10.4542 | 0.037035 | 10 | 0.49122
61524 | 9.15 | 1 | 365 | 10.42 | 0.96829 | 11 | 0.38831
61507 | 5.985 | 1 | 365 | 6.8157 | 0.71532 | 7 | 0.53104
58322 | 11.18 | 1 | 365 | 12.7318 | 0.62027 | 13 | 0.35205
61545 | 10.26 | 1 | 365 | 11.6841 | 0.51198 | 12 | 0.19607
61396 | 8.1 | 1 | 365 | 9.2243 | 0.56209 | 9 | 0.78637
61395 | 9.805 | 1 | 365 | 11.1659 | 0.46929 | 11 | 0.63523
61527 | 5.6 | 1 | 365 | 6.3773 | 0.83305 | 7 | 0.21033
61512 | 2.94 | 1 | 365 | 3.3481 | 0.73735 | 4 | 0.085423
45539 | 5.7 | 1 | 365 | 6.4912 | 0.062211 | 6 | 0.55337
61654 | 1.962 | 1 | 365 | 2.2343 | 0.49615 | 2 | 0.73048
61824 | 9 | 1 | 365 | 10.2492 | 0.62454 | 10 | 0.87374
61992 | 13.44 | 1 | 365 | 15.3055 | 0.79932 | 16 | 0.10479
58442 | 8.4 | 1 | 365 | 9.5659 | 0.24957 | 9 | 0.81549
31687 | 7.28 | 1 | 365 | 8.2905 | 0.68296 | 8 | 0.97343
57429 | 3.12 | 1 | 365 | 3.5531 | 0.14984 | 3 | 0.7029
23157 | 4.68 | 1 | 365 | 5.3296 | 0.72476 | 6 | 0.054347
49086 | 2.6 | 1 | 365 | 2.9609 | 0.9582 | 3 | 0.91908
48099 | 5.83 | 1 | 365 | 6.6392 | 0.36012 | 6 | 0.99933
55329 | 6.5 | 1 | 365 | 7.4022 | 0.8955 | 8 | 0.2977
57621 | 3.38 | 1 | 365 | 3.8491 | 0.74566 | 4 | 0.59481
57747 | 3.38 | 1 | 365 | 3.8491 | 0.74566 | 4 | 0.59481
44471 | 5.3 | 1 | 365 | 6.0356 | 0.14556 | 6 | 0.1812
48443 | 2.915 | 1 | 365 | 3.3196 | 0.68006 | 3 | 0.99966
50055 | 5.3 | 1 | 365 | 6.0356 | 0.14556 | 6 | 0.1812
42785 | 6.325 | 1 | 365 | 7.2029 | 0.49447 | 7 | 0.69738
44491 | 8.48 | 1 | 365 | 9.657 | 0.4329 | 10 | 0.089928
41059 | 9.6 | 1 | 365 | 10.9325 | 0.99951 | 11 | 0.93199
57370 | 4.24 | 1 | 365 | 4.8285 | 0.71645 | 5 | 0.54496
58810 | 5.565 | 1 | 365 | 6.3374 | 0.75284 | 7 | 0.090265
59063 | 3.12 | 1 | 365 | 3.5531 | 0.14984 | 3 | 0.7029
57046 | 6.5 | 1 | 365 | 7.4022 | 0.8955 | 8 | 0.2977
57173 | 7.28 | 1 | 365 | 8.2905 | 0.68296 | 8 | 0.97343
58812 | 6.89 | 1 | 365 | 7.8463 | 0.78923 | 8 | 0.63557
57368 | 5.2 | 1 | 365 | 5.9218 | 0.9164 | 6 | 0.83816
50056 | 12.54 | 1 | 365 | 14.2806 | 0.73686 | 15 | 0.017417
42737 | 12.9 | 1 | 365 | 14.6905 | 0.56185 | 15 | 0.25237
18455 | 5.61 | 1 | 365 | 6.3887 | 0.85597 | 7 | 0.24463
49306 | 6.36 | 1 | 365 | 7.2428 | 0.57468 | 7 | 0.81745
43430 | 9 | 1 | 365 | 10.2492 | 0.62454 | 10 | 0.87374
59200 | 5.232 | 1 | 365 | 5.9582 | 0.98973 | 6 | 0.94794
43437 | 4.25 | 1 | 365 | 4.8399 | 0.73937 | 5 | 0.57927
42127 | 8.4 | 1 | 365 | 9.5659 | 0.24957 | 9 | 0.81549
44187 | 8.1 | 1 | 365 | 9.2243 | 0.56209 | 9 | 0.78637
44016 | 7 | 1 | 365 | 7.9716 | 0.041312 | 8 | 0.012912
56885 | 13.05 | 1 | 365 | 14.8613 | 0.90559 | 15 | 0.76693
61571 | 10.08 | 1 | 365 | 11.4791 | 0.099489 | 11 | 0.57859
60626 | 7.68 | 1 | 365 | 8.746 | 0.59961 | 9 | 0.34559
49764 | 10.24 | 1 | 365 | 11.6613 | 0.46615 | 12 | 0.12746
61357 | 8.96 | 1 | 365 | 10.2036 | 0.53288 | 10 | 0.73653
59662 | 8.4 | 1 | 365 | 9.5659 | 0.24957 | 9 | 0.81549
61398 | 3.6 | 1 | 365 | 4.0997 | 0.24982 | 4 | 0.3495
43362 | 5.4 | 1 | 365 | 6.1495 | 0.37473 | 6 | 0.52425
61362 | 7.8 | 1 | 365 | 8.8826 | 0.8746 | 9 | 0.75724
60012 | 21.9 | 1 | 365 | 24.9397 | 0.18639 | 25 | 0.12611
61568 | 9.76 | 1 | 365 | 11.1147 | 0.36617 | 11 | 0.48086
45796 | 13 | 1 | 365 | 14.8044 | 0.79101 | 15 | 0.59541
61402 | 16 | 1 | 365 | 18.2208 | 0.66586 | 18 | 0.88666
57885 | 25 | 1 | 365 | 28.47 | 0.2904 | 28 | 0.7604
61417 | 9 | 1 | 365 | 10.2492 | 0.62454 | 10 | 0.87374
61473 | 10.464 | 1 | 365 | 11.9164 | 0.97947 | 12 | 0.89587
56976 | 3.71 | 1 | 365 | 4.2249 | 0.5019 | 4 | 0.72684
60580 | 12 | 1 | 365 | 13.6656 | 0.49939 | 14 | 0.16499
59617 | 3.825 | 1 | 365 | 4.3559 | 0.76543 | 5 | 0.12134
60585 | 10.2 | 1 | 365 | 11.6158 | 0.37448 | 11 | 0.99024
61097 | 11.16 | 1 | 365 | 12.709 | 0.57443 | 13 | 0.28344
53263 | 10.464 | 1 | 365 | 11.9164 | 0.97947 | 12 | 0.89587
62081 | 10.137 | 1 | 365 | 11.544 | 0.23011 | 11 | 0.77413
54896 | 11.985 | 1 | 365 | 13.6485 | 0.46502 | 14 | 0.11354
61644 | 11.34 | 1 | 365 | 12.914 | 0.98693 | 13 | 0.90092
54540 | 11.25 | 1 | 365 | 12.8115 | 0.78068 | 13 | 0.59218
61651 | 10.4 | 1 | 365 | 11.8435 | 0.83281 | 12 | 0.67633
54003 | 10.965 | 1 | 365 | 12.4869 | 0.12757 | 12 | 0.61451
61741 | 10.44 | 1 | 365 | 11.8891 | 0.92447 | 12 | 0.81354
58291 | 7.02 | 1 | 365 | 7.9944 | 0.087144 | 8 | 0.08152
53913 | 4.94 | 1 | 365 | 5.6257 | 0.32058 | 5 | 0.94626
60000 | 8.06 | 1 | 365 | 9.1787 | 0.47042 | 9 | 0.64915
57318 | 3.71 | 1 | 365 | 4.2249 | 0.5019 | 4 | 0.72684
51723 | 2.6 | 1 | 365 | 2.9609 | 0.9582 | 3 | 0.91908
42755 | 6.05 | 1 | 365 | 6.8897 | 0.86428 | 7 | 0.75402
47722 | 6.12 | 1 | 365 | 6.9695 | 0.02469 | 6 | 0.99415
45009 | 5.75 | 1 | 365 | 6.5481 | 0.17679 | 6 | 0.72489
26835 | 7.14 | 1 | 365 | 8.131 | 0.36214 | 8 | 0.49317
56951 | 10.14 | 1 | 365 | 11.5474 | 0.23699 | 11 | 0.78442
58166 | 2.915 | 1 | 365 | 3.3196 | 0.68006 | 3 | 0.99966
58214 | 10.14 | 1 | 365 | 11.5474 | 0.23699 | 11 | 0.78442
27250 | 9.62 | 1 | 365 | 10.9553 | 0.045346 | 11 | 0.00060192
58457 | 9.62 | 1 | 365 | 10.9553 | 0.045346 | 11 | 0.00060192
28219 | 5.2 | 1 | 365 | 5.9218 | 0.9164 | 6 | 0.83816
58710 | 10.335 | 1 | 365 | 11.7695 | 0.68385 | 12 | 0.45335
28987 | 17.595 | 1 | 365 | 20.0372 | 0.32098 | 20 | 0.35817
59293 | 9.54 | 1 | 365 | 10.8642 | 0.86202 | 11 | 0.72617
59117 | 7.95 | 1 | 365 | 9.0535 | 0.21835 | 9 | 0.27181
59325 | 8.745 | 1 | 365 | 9.9588 | 0.040182 | 9 | 0.99899
55369 | 7.5 | 1 | 365 | 8.541 | 0.18712 | 8 | 0.72812
59326 | 10.6 | 1 | 365 | 12.0713 | 0.29113 | 12 | 0.36241
58825 | 8.32 | 1 | 365 | 9.4748 | 0.066245 | 9 | 0.54106
59327 | 10.36 | 1 | 365 | 11.798 | 0.74114 | 12 | 0.53911
28714 | 5.1 | 1 | 365 | 5.8079 | 0.68724 | 6 | 0.49512
59374 | 5.565 | 1 | 365 | 6.3374 | 0.75284 | 7 | 0.090265
29733 | 2.86 | 1 | 365 | 3.257 | 0.55402 | 3 | 0.81099
51710 | 7.02 | 1 | 365 | 7.9944 | 0.087144 | 8 | 0.08152
59382 | 8.4 | 1 | 365 | 9.5659 | 0.24957 | 9 | 0.81549
57497 | 5.72 | 1 | 365 | 6.5139 | 0.10804 | 6 | 0.62198
51135 | 7.42 | 1 | 365 | 8.4499 | 0.0037907 | 8 | 0.45369
54744 | 3.12 | 1 | 365 | 3.5531 | 0.14984 | 3 | 0.7029
51173 | 9.075 | 1 | 365 | 10.3346 | 0.79642 | 11 | 0.13103
18584 | 11.44 | 1 | 365 | 13.0279 | 0.21609 | 13 | 0.24396
51182 | 6.36 | 1 | 365 | 7.2428 | 0.57468 | 7 | 0.81745
53344 | 11.7 | 1 | 365 | 13.324 | 0.81191 | 14 | 0.13587
54934 | 8.06 | 1 | 365 | 9.1787 | 0.47042 | 9 | 0.64915
56723 | 5.035 | 1 | 365 | 5.7339 | 0.53829 | 6 | 0.27214
55467 | 7.8 | 1 | 365 | 8.8826 | 0.8746 | 9 | 0.75724
55473 | 7.95 | 1 | 365 | 9.0535 | 0.21835 | 9 | 0.27181
51843 | 4.845 | 1 | 365 | 5.5175 | 0.10288 | 5 | 0.62037
58137 | 11.66 | 1 | 365 | 13.2784 | 0.72024 | 13 | 0.99865
32143 | 8.58 | 1 | 365 | 9.7709 | 0.66207 | 10 | 0.43297
56998 | 10.92 | 1 | 365 | 12.4357 | 0.024447 | 12 | 0.46014
43140 | 3.64 | 1 | 365 | 4.1452 | 0.34148 | 4 | 0.48671
20899 | 6.24 | 1 | 365 | 7.1061 | 0.29968 | 7 | 0.4058
56498 | 5.98 | 1 | 365 | 6.81 | 0.70386 | 7 | 0.51389
48915 | 7.28 | 1 | 365 | 8.2905 | 0.68296 | 8 | 0.97343
38426 | 6.76 | 1 | 365 | 7.6983 | 0.49132 | 8 | 0.18961
59233 | 3.71 | 1 | 365 | 4.2249 | 0.5019 | 4 | 0.72684
52335 | 5.98 | 1 | 365 | 6.81 | 0.70386 | 7 | 0.51389
58242 | 6.095 | 1 | 365 | 6.941 | 0.9674 | 7 | 0.90839
56652 | 4.77 | 1 | 365 | 5.4321 | 0.93101 | 6 | 0.36308
52235 | 7.02 | 1 | 365 | 7.9944 | 0.087144 | 8 | 0.08152
52288 | 8.06 | 1 | 365 | 9.1787 | 0.47042 | 9 | 0.64915
49102 | 7.54 | 1 | 365 | 8.5866 | 0.27878 | 8 | 0.86534
58282 | 6.76 | 1 | 365 | 7.6983 | 0.49132 | 8 | 0.18961
58720 | 5.46 | 1 | 365 | 6.2178 | 0.51222 | 6 | 0.73007
58512 | 10.335 | 1 | 365 | 11.7695 | 0.68385 | 12 | 0.45335
52327 | 6.5 | 1 | 365 | 7.4022 | 0.8955 | 8 | 0.2977
44963 | 7.54 | 1 | 365 | 8.5866 | 0.27878 | 8 | 0.86534
48687 | 7.28 | 1 | 365 | 8.2905 | 0.68296 | 8 | 0.97343
57972 | 7.155 | 1 | 365 | 8.1481 | 0.39651 | 8 | 0.54463
48005 | 6.6 | 1 | 365 | 7.5161 | 0.12467 | 7 | 0.64075
59339 | 11.34 | 1 | 365 | 12.914 | 0.98693 | 13 | 0.90092
43582 | 10.395 | 1 | 365 | 11.8378 | 0.82135 | 12 | 0.65917
57313 | 8.55 | 1 | 365 | 9.7367 | 0.59332 | 10 | 0.33006
46027 | 3.924 | 1 | 365 | 4.4687 | 0.9923 | 5 | 0.46095
47218 | 9.765 | 1 | 365 | 11.1204 | 0.37763 | 11 | 0.49801
31721 | 9.88 | 1 | 365 | 11.2513 | 0.64117 | 11 | 0.89251
49935 | 12 | 1 | 365 | 13.6656 | 0.49939 | 14 | 0.16499
42747 | 7.245 | 1 | 365 | 8.2506 | 0.60276 | 8 | 0.85336
45265 | 7.68 | 1 | 365 | 8.746 | 0.59961 | 9 | 0.34559
39209 | 4.16 | 1 | 365 | 4.7374 | 0.53312 | 5 | 0.27053
60726 | 3.71 | 1 | 365 | 4.2249 | 0.5019 | 4 | 0.72684
32913 | 9.62 | 1 | 365 | 10.9553 | 0.045346 | 11 | 0.00060192
10932 | 649.04 | 0.8 | 365 | 591.3014 | 0.88036 | 592 | 0.18176
54963 | 7.8 | 1 | 365 | 8.8826 | 0.8746 | 9 | 0.75724
61205 | 10.4 | 1 | 365 | 11.8435 | 0.83281 | 12 | 0.67633
57217 | 8.48 | 1 | 365 | 9.657 | 0.4329 | 10 | 0.089928
57347 | 4.77 | 1 | 365 | 5.4321 | 0.93101 | 6 | 0.36308
57587 | 6.5 | 1 | 365 | 7.4022 | 0.8955 | 8 | 0.2977
57152 | 9.1 | 1 | 365 | 10.3631 | 0.85371 | 11 | 0.21679
58150 | 3.9 | 1 | 365 | 4.4413 | 0.9373 | 5 | 0.37862
57014 | 4.68 | 1 | 365 | 5.3296 | 0.72476 | 6 | 0.054347
36304 | 4.94 | 1 | 365 | 5.6257 | 0.32058 | 5 | 0.94626
32360 | 3.64 | 1 | 365 | 4.1452 | 0.34148 | 4 | 0.48671
56124 | 6.48 | 1 | 365 | 7.3794 | 0.84967 | 8 | 0.2291
56238 | 4.35 | 1 | 365 | 4.9538 | 0.96853 | 5 | 0.92231
52440 | 7.28 | 1 | 365 | 8.2905 | 0.68296 | 8 | 0.97343
41598 | 3.9 | 1 | 365 | 4.4413 | 0.9373 | 5 | 0.37862
56285 | 3.78 | 1 | 365 | 4.3047 | 0.66231 | 4 | 0.96697
51839 | 5.46 | 1 | 365 | 6.2178 | 0.51222 | 6 | 0.73007
57302 | 5.67 | 1 | 365 | 6.457 | 0.99346 | 7 | 0.45046
59122 | 7.848 | 1 | 365 | 8.9373 | 0.9846 | 9 | 0.9219
15853 | 6.12 | 1 | 365 | 6.9695 | 0.02469 | 6 | 0.99415
20546 | 7.65 | 1 | 365 | 8.7118 | 0.53086 | 9 | 0.24268
32251 | 7.54 | 1 | 365 | 8.5866 | 0.27878 | 8 | 0.86534
59827 | 7.395 | 1 | 365 | 8.4214 | 0.9465 | 9 | 0.36793
27844 | 7.28 | 1 | 365 | 8.2905 | 0.68296 | 8 | 0.97343
59148 | 4.505 | 1 | 365 | 5.1303 | 0.32373 | 5 | 0.45402
42949 | 5.46 | 1 | 365 | 6.2178 | 0.51222 | 6 | 0.73007
29157 | 3 | 1 | 365 | 3.4164 | 0.87485 | 4 | 0.29125
60277 | 8.84 | 1 | 365 | 10.067 | 0.25789 | 10 | 0.32488
60279 | 4.42 | 1 | 365 | 5.0335 | 0.12894 | 5 | 0.16244
51594 | 7.8 | 1 | 365 | 8.8826 | 0.8746 | 9 | 0.75724
60280 | 5.98 | 1 | 365 | 6.81 | 0.70386 | 7 | 0.51389
60282 | 13.26 | 1 | 365 | 15.1005 | 0.38683 | 15 | 0.48732
24037 | 3.9 | 1 | 365 | 4.4413 | 0.9373 | 5 | 0.37862
59110 | 5.035 | 1 | 365 | 5.7339 | 0.53829 | 6 | 0.27214
59055 | 7.5 | 1 | 365 | 8.541 | 0.18712 | 8 | 0.72812
60306 | 11.44 | 1 | 365 | 13.0279 | 0.21609 | 13 | 0.24396
60310 | 13.26 | 1 | 365 | 15.1005 | 0.38683 | 15 | 0.48732
51838 | 2.34 | 1 | 365 | 2.6648 | 0.36238 | 3 | 0.027173
44096 | 4.68 | 1 | 365 | 5.3296 | 0.72476 | 6 | 0.054347
52225 | 9.36 | 1 | 365 | 10.6592 | 0.44953 | 11 | 0.10869
51058 | 6.76 | 1 | 365 | 7.6983 | 0.49132 | 8 | 0.18961
49118 | 5.72 | 1 | 365 | 6.5139 | 0.10804 | 6 | 0.62198
58817 | 9.88 | 1 | 365 | 11.2513 | 0.64117 | 11 | 0.89251
60322 | 5.72 | 1 | 365 | 6.5139 | 0.10804 | 6 | 0.62198
60324 | 8.84 | 1 | 365 | 10.067 | 0.25789 | 10 | 0.32488
60325 | 6.24 | 1 | 365 | 7.1061 | 0.29968 | 7 | 0.4058
60326 | 4.16 | 1 | 365 | 4.7374 | 0.53312 | 5 | 0.27053
60328 | 9.1 | 1 | 365 | 10.3631 | 0.85371 | 11 | 0.21679
48814 | 8.06 | 1 | 365 | 9.1787 | 0.47042 | 9 | 0.64915
60329 | 6.24 | 1 | 365 | 7.1061 | 0.29968 | 7 | 0.4058
60385 | 4.16 | 1 | 365 | 4.7374 | 0.53312 | 5 | 0.27053
60330 | 13.26 | 1 | 365 | 15.1005 | 0.38683 | 15 | 0.48732
58855 | 5.98 | 1 | 365 | 6.81 | 0.70386 | 7 | 0.51389
57883 | 2.7 | 1 | 365 | 3.0748 | 0.18736 | 3 | 0.26212
52067 | 4.16 | 1 | 365 | 4.7374 | 0.53312 | 5 | 0.27053
60334 | 10.14 | 1 | 365 | 11.5474 | 0.23699 | 11 | 0.78442
60335 | 16.9 | 1 | 365 | 19.2457 | 0.72831 | 19 | 0.97403
52297 | 7.02 | 1 | 365 | 7.9944 | 0.087144 | 8 | 0.08152
60336 | 7.28 | 1 | 365 | 8.2905 | 0.68296 | 8 | 0.97343
60337 | 13 | 1 | 365 | 14.8044 | 0.79101 | 15 | 0.59541
60351 | 8.84 | 1 | 365 | 10.067 | 0.25789 | 10 | 0.32488
60353 | 11.7 | 1 | 365 | 13.324 | 0.81191 | 14 | 0.13587
60354 | 3.12 | 1 | 365 | 3.5531 | 0.14984 | 3 | 0.7029
60356 | 7.83 | 1 | 365 | 8.9168 | 0.94335 | 9 | 0.86016
60358 | 6.76 | 1 | 365 | 7.6983 | 0.49132 | 8 | 0.18961
60359 | 5.67 | 1 | 365 | 6.457 | 0.99346 | 7 | 0.45046
60360 | 12.825 | 1 | 365 | 14.6051 | 0.38998 | 14 | 0.99509
60361 | 5.46 | 1 | 365 | 6.2178 | 0.51222 | 6 | 0.73007
60365 | 5.8 | 1 | 365 | 6.605 | 0.29137 | 6 | 0.89641
52239 | 10.66 | 1 | 365 | 12.1396 | 0.42863 | 12 | 0.56823
60366 | 5.98 | 1 | 365 | 6.81 | 0.70386 | 7 | 0.51389
60368 | 7.54 | 1 | 365 | 8.5866 | 0.27878 | 8 | 0.86534
60391 | 6.76 | 1 | 365 | 7.6983 | 0.49132 | 8 | 0.18961
60393 | 6.96 | 1 | 365 | 7.926 | 0.94965 | 8 | 0.8757
55794 | 13.34 | 1 | 365 | 15.1916 | 0.57016 | 15 | 0.76175
59034 | 7.28 | 1 | 365 | 8.2905 | 0.68296 | 8 | 0.97343
59031 | 13.34 | 1 | 365 | 15.1916 | 0.57016 | 15 | 0.76175
59029 | 11.02 | 1 | 365 | 12.5496 | 0.25361 | 12 | 0.80318
59003 | 7.83 | 1 | 365 | 8.9168 | 0.94335 | 9 | 0.86016
59002 | 7.54 | 1 | 365 | 8.5866 | 0.27878 | 8 | 0.86534
38776 | 7.02 | 1 | 365 | 7.9944 | 0.087144 | 8 | 0.08152
58970 | 9.28 | 1 | 365 | 10.5681 | 0.2662 | 10 | 0.83426
58393 | 4.64 | 1 | 365 | 5.284 | 0.6331 | 5 | 0.91713
58388 | 13.26 | 1 | 365 | 15.1005 | 0.38683 | 15 | 0.48732
58336 | 11.02 | 1 | 365 | 12.5496 | 0.25361 | 12 | 0.80318
58330 | 4.93 | 1 | 365 | 5.6143 | 0.29767 | 5 | 0.91195
59357 | 3.445 | 1 | 365 | 3.9232 | 0.89462 | 4 | 0.81778
57884 | 7.2 | 1 | 365 | 8.1994 | 0.49964 | 8 | 0.699
51559 | 5.72 | 1 | 365 | 6.5139 | 0.10804 | 6 | 0.62198
51970 | 3.9 | 1 | 365 | 4.4413 | 0.9373 | 5 | 0.37862
55363 | 9.36 | 1 | 365 | 10.6592 | 0.44953 | 11 | 0.10869
48580 | 8.745 | 1 | 365 | 9.9588 | 0.040182 | 9 | 0.99899
47197 | 4.4 | 1 | 365 | 5.0107 | 0.08311 | 5 | 0.09383
57745 | 9.24 | 1 | 365 | 10.5225 | 0.17453 | 10 | 0.69704
56158 | 13.3 | 1 | 365 | 15.146 | 0.47849 | 15 | 0.62453
43624 | 8.505 | 1 | 365 | 9.6855 | 0.49019 | 10 | 0.17569
56754 | 9.9 | 1 | 365 | 11.2741 | 0.687 | 11 | 0.96112
50433 | 3.705 | 1 | 365 | 4.2193 | 0.49044 | 4 | 0.70969
35150 | 94.224 | 0.9 | 365 | 96.5721 | 0.3327 | 96 | 0.90477
58381 | 3.38 | 1 | 365 | 3.8491 | 0.74566 | 4 | 0.59481
43665 | 4.2 | 1 | 365 | 4.783 | 0.62479 | 5 | 0.40775
60274 | 16.905 | 1 | 365 | 19.2514 | 0.73977 | 19 | 0.99118
57552 | 9.12 | 1 | 365 | 10.3859 | 0.89954 | 11 | 0.28539
59713 | 10.455 | 1 | 365 | 11.9062 | 0.95885 | 12 | 0.865
59604 | 7.65 | 1 | 365 | 8.7118 | 0.53086 | 9 | 0.24268
58588 | 6.6 | 1 | 365 | 7.5161 | 0.12467 | 7 | 0.64075
49244 | 5.565 | 1 | 365 | 6.3374 | 0.75284 | 7 | 0.090265
51454 | 5.83 | 1 | 365 | 6.6392 | 0.36012 | 6 | 0.99933
33670 | 3.12 | 1 | 365 | 3.5531 | 0.14984 | 3 | 0.7029
57477 | 3.5 | 1 | 365 | 3.9858 | 0.020656 | 4 | 0.006456
57750 | 11.395 | 1 | 365 | 12.9766 | 0.11296 | 13 | 0.08959
55424 | 8.58 | 1 | 365 | 9.7709 | 0.66207 | 10 | 0.43297
60394 | 5.72 | 1 | 365 | 6.5139 | 0.10804 | 6 | 0.62198
60395 | 11.7 | 1 | 365 | 13.324 | 0.81191 | 14 | 0.13587
60396 | 4.16 | 1 | 365 | 4.7374 | 0.53312 | 5 | 0.27053
55971 | 8.41 | 1 | 365 | 9.5773 | 0.27249 | 9 | 0.8498
56226 | 5.51 | 1 | 365 | 6.2748 | 0.6268 | 6 | 0.90159
60525 | 10.66 | 1 | 365 | 12.1396 | 0.42863 | 12 | 0.56823
60532 | 7.83 | 1 | 365 | 8.9168 | 0.94335 | 9 | 0.86016
56431 | 11.5 | 1 | 365 | 13.0962 | 0.35358 | 13 | 0.44978
56864 | 7.95 | 1 | 365 | 9.0535 | 0.21835 | 9 | 0.27181
59381 | 4.24 | 1 | 365 | 4.8285 | 0.71645 | 5 | 0.54496
58884 | 6.6 | 1 | 365 | 7.5161 | 0.12467 | 7 | 0.64075
57732 | 7.95 | 1 | 365 | 9.0535 | 0.21835 | 9 | 0.27181
60593 | 11 | 1 | 365 | 12.5268 | 0.20778 | 12 | 0.73458
60598 | 6.12 | 1 | 365 | 6.9695 | 0.02469 | 6 | 0.99415
50062 | 6.867 | 1 | 365 | 7.8201 | 0.73653 | 8 | 0.55667
42529 | 8.829 | 1 | 365 | 10.0545 | 0.23268 | 10 | 0.28714
60534 | 9.88 | 1 | 365 | 11.2513 | 0.64117 | 11 | 0.89251
58833 | 9.6 | 1 | 365 | 10.9325 | 0.99951 | 11 | 0.93199
47716 | 6.6 | 1 | 365 | 7.5161 | 0.12467 | 7 | 0.64075
57030 | 5.83 | 1 | 365 | 6.6392 | 0.36012 | 6 | 0.99933
60641 | 9.6 | 1 | 365 | 10.9325 | 0.99951 | 11 | 0.93199
47731 | 5 | 1 | 365 | 5.694 | 0.45808 | 6 | 0.15208
60533 | 13.26 | 1 | 365 | 15.1005 | 0.38683 | 15 | 0.48732
47582 | 10.137 | 1 | 365 | 11.544 | 0.23011 | 11 | 0.77413
33816 | 10.2 | 1 | 365 | 11.6158 | 0.37448 | 11 | 0.99024
60370 | 7.8 | 1 | 365 | 8.8826 | 0.8746 | 9 | 0.75724
44572 | 4.68 | 1 | 365 | 5.3296 | 0.72476 | 6 | 0.054347
44955 | 5.865 | 1 | 365 | 6.6791 | 0.44033 | 7 | 0.11939
27982 | 4.42 | 1 | 365 | 5.0335 | 0.12894 | 5 | 0.16244
49356 | 3 | 1 | 365 | 3.4164 | 0.87485 | 4 | 0.29125
38536 | 10.71 | 1 | 365 | 12.1965 | 0.54321 | 12 | 0.73976
38483 | 11.5 | 1 | 365 | 13.0962 | 0.35358 | 13 | 0.44978
38610 | 11.985 | 1 | 365 | 13.6485 | 0.46502 | 14 | 0.11354
40084 | 5.46 | 1 | 365 | 6.2178 | 0.51222 | 6 | 0.73007
58497 | 4.5 | 1 | 365 | 5.1246 | 0.31227 | 5 | 0.43687
56225 | 10.15 | 1 | 365 | 11.5588 | 0.2599 | 11 | 0.81872
38001 | 7.54 | 1 | 365 | 8.5866 | 0.27878 | 8 | 0.86534
48613 | 10.4 | 1 | 365 | 11.8435 | 0.83281 | 12 | 0.67633
42534 | 7.98 | 1 | 365 | 9.0876 | 0.2871 | 9 | 0.37472
33866 | 12.22 | 1 | 365 | 13.9161 | 0.0035475 | 13 | 0.91968
57209 | 4.42 | 1 | 365 | 5.0335 | 0.12894 | 5 | 0.16244
45584 | 5.355 | 1 | 365 | 6.0983 | 0.2716 | 6 | 0.36988
35904 | 11.18 | 1 | 365 | 12.7318 | 0.62027 | 13 | 0.35205
38038 | 13 | 1 | 365 | 14.8044 | 0.79101 | 15 | 0.59541
37396 | 4.16 | 1 | 365 | 4.7374 | 0.53312 | 5 | 0.27053
28812 | 5.46 | 1 | 365 | 6.2178 | 0.51222 | 6 | 0.73007
44223 | 5.72 | 1 | 365 | 6.5139 | 0.10804 | 6 | 0.62198
32056 | 13 | 1 | 365 | 14.8044 | 0.79101 | 15 | 0.59541
48691 | 6.5 | 1 | 365 | 7.4022 | 0.8955 | 8 | 0.2977
30651 | 5.2 | 1 | 365 | 5.9218 | 0.9164 | 6 | 0.83816
52047 | 9.36 | 1 | 365 | 10.6592 | 0.44953 | 11 | 0.10869
33958 | 10.4 | 1 | 365 | 11.8435 | 0.83281 | 12 | 0.67633
22214 | 6.76 | 1 | 365 | 7.6983 | 0.49132 | 8 | 0.18961
28933 | 5.61 | 1 | 365 | 6.3887 | 0.85597 | 7 | 0.24463
31448 | 2.6 | 1 | 365 | 2.9609 | 0.9582 | 3 | 0.91908
40983 | 6.24 | 1 | 365 | 7.1061 | 0.29968 | 7 | 0.4058
20647 | 4.845 | 1 | 365 | 5.5175 | 0.10288 | 5 | 0.62037
50865 | 4.59 | 1 | 365 | 5.2271 | 0.51852 | 5 | 0.74561
31384 | 6.24 | 1 | 365 | 7.1061 | 0.29968 | 7 | 0.4058
60785 | 4.16 | 1 | 365 | 4.7374 | 0.53312 | 5 | 0.27053
60787 | 11.7 | 1 | 365 | 13.324 | 0.81191 | 14 | 0.13587
48226 | 11.395 | 1 | 365 | 12.9766 | 0.11296 | 13 | 0.08959
59373 | 8.215 | 1 | 365 | 9.3552 | 0.82563 | 10 | 0.18087
61594 | 3.71 | 1 | 365 | 4.2249 | 0.5019 | 4 | 0.72684
35141 | 24.57 | 1 | 365 | 27.9803 | 0.30501 | 28 | 0.28532
53956 | 6.63 | 1 | 365 | 7.5502 | 0.19341 | 7 | 0.74366
37915 | 9.52 | 1 | 365 | 10.8414 | 0.81618 | 11 | 0.65756
39908 | 3.08 | 1 | 365 | 3.5075 | 0.058177 | 3 | 0.56568
45315 | 8.68 | 1 | 365 | 9.8848 | 0.89123 | 10 | 0.77601
34529 | 27.84 | 0.9 | 365 | 28.5338 | 0.41873 | 28 | 0.9525
48692 | 3.64 | 1 | 365 | 4.1452 | 0.34148 | 4 | 0.48671
52884 | 11.96 | 1 | 365 | 13.62 | 0.40773 | 14 | 0.027775
53930 | 11.44 | 1 | 365 | 13.0279 | 0.21609 | 13 | 0.24396
60582 | 6.6 | 1 | 365 | 7.5161 | 0.12467 | 7 | 0.64075
37707 | 7.02 | 1 | 365 | 7.9944 | 0.087144 | 8 | 0.08152
60581 | 8.415 | 1 | 365 | 9.583 | 0.28395 | 9 | 0.86695
60583 | 3.6 | 1 | 365 | 4.0997 | 0.24982 | 4 | 0.3495
50175 | 8.58 | 1 | 365 | 9.7709 | 0.66207 | 10 | 0.43297
60586 | 9.3 | 1 | 365 | 10.5908 | 0.31203 | 10 | 0.90287
58773 | 8.58 | 1 | 365 | 9.7709 | 0.66207 | 10 | 0.43297
34141 | 2.34 | 1 | 365 | 2.6648 | 0.36238 | 3 | 0.027173
56645 | 10.08 | 1 | 365 | 11.4791 | 0.099489 | 11 | 0.57859
47354 | 7.2 | 1 | 365 | 8.1994 | 0.49964 | 8 | 0.699
59791 | 9.62 | 1 | 365 | 10.9553 | 0.045346 | 11 | 0.00060192
56891 | 10.6 | 1 | 365 | 12.0713 | 0.29113 | 12 | 0.36241
57314 | 12.47 | 1 | 365 | 14.2008 | 0.57645 | 14 | 0.77729
56143 | 9.69 | 1 | 365 | 11.035 | 0.20576 | 11 | 0.24073
56555 | 6.3 | 1 | 365 | 7.1744 | 0.43718 | 7 | 0.61162
57887 | 11.025 | 1 | 365 | 12.5553 | 0.26507 | 12 | 0.82034
57886 | 8.625 | 1 | 365 | 9.8222 | 0.76519 | 10 | 0.58734
57882 | 4.8 | 1 | 365 | 5.4662 | 0.99976 | 6 | 0.466
59113 | 9.275 | 1 | 365 | 10.5624 | 0.25474 | 10 | 0.81711
59647 | 7.685 | 1 | 365 | 8.7517 | 0.61107 | 9 | 0.36275
55318 | 7.8 | 1 | 365 | 8.8826 | 0.8746 | 9 | 0.75724
45335 | 2 | 1 | 365 | 2.2776 | 0.58323 | 2 | 0.86083
60436 | 5.13 | 1 | 365 | 5.842 | 0.75599 | 6 | 0.59803
59970 | 10.15 | 1 | 365 | 11.5588 | 0.2599 | 11 | 0.81872
60121 | 12.74 | 1 | 365 | 14.5083 | 0.19519 | 14 | 0.7035
60110 | 9.62 | 1 | 365 | 10.9553 | 0.045346 | 11 | 0.00060192
60117 | 13.52 | 1 | 365 | 15.3966 | 0.98265 | 16 | 0.37922
60073 | 11.6 | 1 | 365 | 13.2101 | 0.58275 | 13 | 0.79283
50214 | 2.295 | 1 | 365 | 2.6135 | 0.25926 | 2 | 0.8728
48031 | 11.44 | 1 | 365 | 13.0279 | 0.21609 | 13 | 0.24396
40121 | 5.04 | 1 | 365 | 5.7396 | 0.54974 | 6 | 0.2893
40187 | 5.04 | 1 | 365 | 5.7396 | 0.54974 | 6 | 0.2893
52321 | 6.095 | 1 | 365 | 6.941 | 0.9674 | 7 | 0.90839
61879 | 2.34 | 1 | 365 | 2.6648 | 0.36238 | 3 | 0.027173
62005 | 6.36 | 1 | 365 | 7.2428 | 0.57468 | 7 | 0.81745
44310 | 10.8 | 1 | 365 | 12.299 | 0.74945 | 13 | 0.048493
62076 | 2.6 | 1 | 365 | 2.9609 | 0.9582 | 3 | 0.91908
45479 | 7.56 | 1 | 365 | 8.6093 | 0.32462 | 8 | 0.93394
47435 | 3.24 | 1 | 365 | 3.6897 | 0.42484 | 4 | 0.11455
42530 | 5.886 | 1 | 365 | 6.703 | 0.48845 | 7 | 0.19143
57378 | 4.68 | 1 | 365 | 5.3296 | 0.72476 | 6 | 0.054347
58839 | 5.035 | 1 | 365 | 5.7339 | 0.53829 | 6 | 0.27214
62021 | 6.6 | 1 | 365 | 7.5161 | 0.12467 | 7 | 0.64075
62016 | 9.88 | 1 | 365 | 11.2513 | 0.64117 | 11 | 0.89251
62014 | 11.2 | 1 | 365 | 12.7546 | 0.6661 | 13 | 0.42066
62002 | 5.76 | 1 | 365 | 6.5595 | 0.19971 | 6 | 0.7592
45082 | 7.28 | 1 | 365 | 8.2905 | 0.68296 | 8 | 0.97343
61998 | 10.8 | 1 | 365 | 12.299 | 0.74945 | 13 | 0.048493
46218 | 6.72 | 1 | 365 | 7.6527 | 0.39966 | 8 | 0.052396
35583 | 85.68 | 0.9 | 365 | 87.8151 | 0.71109 | 88 | 0.52624
60252 | 12.22 | 1 | 365 | 13.9161 | 0.0035475 | 13 | 0.91968
44420 | 5.22 | 1 | 365 | 5.9445 | 0.96224 | 6 | 0.90677
61929 | 11.2 | 1 | 365 | 12.7546 | 0.6661 | 13 | 0.42066
50834 | 9.275 | 1 | 365 | 10.5624 | 0.25474 | 10 | 0.81711
61993 | 3.6 | 1 | 365 | 4.0997 | 0.24982 | 4 | 0.3495
51353 | 10.66 | 1 | 365 | 12.1396 | 0.42863 | 12 | 0.56823
60793 | 7.8 | 1 | 365 | 8.8826 | 0.8746 | 9 | 0.75724
61990 | 10.08 | 1 | 365 | 11.4791 | 0.099489 | 11 | 0.57859
59297 | 3.3 | 1 | 365 | 3.758 | 0.56233 | 4 | 0.32037
61981 | 8.8 | 1 | 365 | 10.0214 | 0.16622 | 10 | 0.18766
37043 | 65.52 | 0.9 | 365 | 67.1528 | 0.13201 | 67 | 0.28477
59307 | 4.8 | 1 | 365 | 5.4662 | 0.99976 | 6 | 0.466
59421 | 11.1 | 1 | 365 | 12.6407 | 0.43694 | 13 | 0.077618
59344 | 6 | 1 | 365 | 6.8328 | 0.7497 | 7 | 0.5825
59477 | 10.725 | 1 | 365 | 12.2136 | 0.57758 | 12 | 0.79121
61980 | 6.6 | 1 | 365 | 7.5161 | 0.12467 | 7 | 0.64075
36899 | 33.55 | 0.9 | 365 | 34.3861 | 0.19535 | 34 | 0.58141
60037 | 4.2 | 1 | 365 | 4.783 | 0.62479 | 5 | 0.40775
38424 | 11.5 | 1 | 365 | 13.0962 | 0.35358 | 13 | 0.44978
61979 | 8.1 | 1 | 365 | 9.2243 | 0.56209 | 9 | 0.78637
38563 | 10.71 | 1 | 365 | 12.1965 | 0.54321 | 12 | 0.73976
61978 | 14.388 | 1 | 365 | 16.3851 | 0.97177 | 17 | 0.35683
54475 | 11.475 | 1 | 365 | 13.0677 | 0.29629 | 13 | 0.36402
61976 | 8.1 | 1 | 365 | 9.2243 | 0.56209 | 9 | 0.78637
58772 | 5.3 | 1 | 365 | 6.0356 | 0.14556 | 6 | 0.1812
59993 | 10.8 | 1 | 365 | 12.299 | 0.74945 | 13 | 0.048493
61933 | 24.75 | 1 | 365 | 28.1853 | 0.7175 | 28 | 0.9028
59989 | 8.745 | 1 | 365 | 9.9588 | 0.040182 | 9 | 0.99899
61925 | 7.15 | 1 | 365 | 8.1424 | 0.38505 | 8 | 0.52747
42723 | 7.56 | 1 | 365 | 8.6093 | 0.32462 | 8 | 0.93394
61911 | 10.88 | 1 | 365 | 12.3901 | 0.93278 | 13 | 0.32293
62106 | 9.9 | 1 | 365 | 11.2741 | 0.687 | 11 | 0.96112
61909 | 10.56 | 1 | 365 | 12.0257 | 0.19946 | 12 | 0.22519
61908 | 9.28 | 1 | 365 | 10.5681 | 0.2662 | 10 | 0.83426
61905 | 11.88 | 1 | 365 | 13.5289 | 0.2244 | 13 | 0.75334
61855 | 11.61 | 1 | 365 | 13.2215 | 0.60566 | 13 | 0.82713
61903 | 4.94 | 1 | 365 | 5.6257 | 0.32058 | 5 | 0.94626
61902 | 12.74 | 1 | 365 | 14.5083 | 0.19519 | 14 | 0.7035
61863 | 11.88 | 1 | 365 | 13.5289 | 0.2244 | 13 | 0.75334
61848 | 9.72 | 1 | 365 | 11.0691 | 0.27451 | 11 | 0.34364
49332 | 8.925 | 1 | 365 | 10.1638 | 0.45267 | 10 | 0.61646
61844 | 9.01 | 1 | 365 | 10.2606 | 0.64746 | 10 | 0.90805
61831 | 6.75 | 1 | 365 | 7.6869 | 0.46841 | 8 | 0.15531
61602 | 8.502 | 1 | 365 | 9.6821 | 0.48332 | 10 | 0.1654
61589 | 11.7 | 1 | 365 | 13.324 | 0.81191 | 14 | 0.13587
61403 | 9.69 | 1 | 365 | 11.035 | 0.20576 | 11 | 0.24073
61574 | 9.435 | 1 | 365 | 10.7446 | 0.6214 | 11 | 0.36597
61845 | 4.8 | 1 | 365 | 5.4662 | 0.99976 | 6 | 0.466
61843 | 8.7 | 1 | 365 | 9.9076 | 0.93706 | 10 | 0.84462
61841 | 5.46 | 1 | 365 | 6.2178 | 0.51222 | 6 | 0.73007
61988 | 7.68 | 1 | 365 | 8.746 | 0.59961 | 9 | 0.34559
25608 | 5.46 | 1 | 365 | 6.2178 | 0.51222 | 6 | 0.73007
23920 | 4.94 | 1 | 365 | 5.6257 | 0.32058 | 5 | 0.94626
62112 | 3.25 | 1 | 365 | 3.7011 | 0.44775 | 4 | 0.14885
62101 | 12.6 | 1 | 365 | 14.3489 | 0.87436 | 15 | 0.22324
62096 | 7.04 | 1 | 365 | 8.0172 | 0.13298 | 8 | 0.15013
62045 | 4.68 | 1 | 365 | 5.3296 | 0.72476 | 6 | 0.054347
62095 | 8.91 | 1 | 365 | 10.1467 | 0.4183 | 10 | 0.56501
62088 | 24.57 | 1 | 365 | 27.9803 | 0.30501 | 28 | 0.28532
62086 | 7.56 | 1 | 365 | 8.6093 | 0.32462 | 8 | 0.93394
62083 | 8.04 | 1 | 365 | 9.156 | 0.42459 | 9 | 0.58054
61906 | 13.44 | 1 | 365 | 15.3055 | 0.79932 | 16 | 0.10479
59140 | 4.505 | 1 | 365 | 5.1303 | 0.32373 | 5 | 0.45402
61872 | 9.28 | 1 | 365 | 10.5681 | 0.2662 | 10 | 0.83426
58768 | 5.035 | 1 | 365 | 5.7339 | 0.53829 | 6 | 0.27214
61865 | 12.15 | 1 | 365 | 13.8364 | 0.84313 | 14 | 0.67955
61859 | 3.84 | 1 | 365 | 4.373 | 0.79981 | 5 | 0.1728
62048 | 4.505 | 1 | 365 | 5.1303 | 0.32373 | 5 | 0.45402
62034 | 4.59 | 1 | 365 | 5.2271 | 0.51852 | 5 | 0.74561
62033 | 5.94 | 1 | 365 | 6.7645 | 0.6122 | 7 | 0.37667
61737 | 6.96 | 1 | 365 | 7.926 | 0.94965 | 8 | 0.8757
61733 | 13.26 | 1 | 365 | 15.1005 | 0.38683 | 15 | 0.48732
61724 | 5.72 | 1 | 365 | 6.5139 | 0.10804 | 6 | 0.62198
61721 | 8.32 | 1 | 365 | 9.4748 | 0.066245 | 9 | 0.54106
61720 | 12.76 | 1 | 365 | 14.5311 | 0.24102 | 14 | 0.77211
61244 | 12 | 1 | 365 | 13.6656 | 0.49939 | 14 | 0.16499
61717 | 7.54 | 1 | 365 | 8.5866 | 0.27878 | 8 | 0.86534
61273 | 8.215 | 1 | 365 | 9.3552 | 0.82563 | 10 | 0.18087
61715 | 3.48 | 1 | 365 | 3.963 | 0.97482 | 4 | 0.93785
61705 | 4.59 | 1 | 365 | 5.2271 | 0.51852 | 5 | 0.74561
61696 | 3.57 | 1 | 365 | 4.0655 | 0.18107 | 4 | 0.24659
61282 | 10.24 | 1 | 365 | 11.6613 | 0.46615 | 12 | 0.12746
59294 | 5.565 | 1 | 365 | 6.3374 | 0.75284 | 7 | 0.090265
57324 | 11.18 | 1 | 365 | 12.7318 | 0.62027 | 13 | 0.35205
61648 | 8.91 | 1 | 365 | 10.1467 | 0.4183 | 10 | 0.56501
61646 | 13.05 | 1 | 365 | 14.8613 | 0.90559 | 15 | 0.76693
57425 | 5.2 | 1 | 365 | 5.9218 | 0.9164 | 6 | 0.83816
59229 | 7.42 | 1 | 365 | 8.4499 | 0.0037907 | 8 | 0.45369
61278 | 6.03 | 1 | 365 | 6.867 | 0.81844 | 7 | 0.68541
61633 | 11.2 | 1 | 365 | 12.7546 | 0.6661 | 13 | 0.42066
61612 | 5.67 | 1 | 365 | 6.457 | 0.99346 | 7 | 0.45046
55738 | 3.99 | 1 | 365 | 4.5438 | 0.14355 | 4 | 0.68736
57134 | 4.275 | 1 | 365 | 4.8684 | 0.79666 | 5 | 0.66503
57959 | 4.24 | 1 | 365 | 4.8285 | 0.71645 | 5 | 0.54496
58032 | 6.76 | 1 | 365 | 7.6983 | 0.49132 | 8 | 0.18961
48404 | 7.54 | 1 | 365 | 8.5866 | 0.27878 | 8 | 0.86534
53428 | 6.5 | 1 | 365 | 7.4022 | 0.8955 | 8 | 0.2977
58043 | 4.16 | 1 | 365 | 4.7374 | 0.53312 | 5 | 0.27053
61873 | 4.68 | 1 | 365 | 5.3296 | 0.72476 | 6 | 0.054347
40589 | 9.1 | 1 | 365 | 10.3631 | 0.85371 | 11 | 0.21679
10935 | 990.945 | 0.7 | 365 | 789.9417 | 0.60579 | 790 | 0.54751
61816 | 8.16 | 1 | 365 | 9.2926 | 0.69959 | 9 | 0.99219
25535 | 9.62 | 1 | 365 | 10.9553 | 0.045346 | 11 | 0.00060192
29150 | 7.28 | 1 | 365 | 8.2905 | 0.68296 | 8 | 0.97343
61810 | 8.91 | 1 | 365 | 10.1467 | 0.4183 | 10 | 0.56501
61809 | 6.48 | 1 | 365 | 7.3794 | 0.84967 | 8 | 0.2291
62020 | 3.15 | 1 | 365 | 3.5872 | 0.21859 | 3 | 0.80581
48665 | 6.24 | 1 | 365 | 7.1061 | 0.29968 | 7 | 0.4058
33285 | 9.36 | 1 | 365 | 10.6592 | 0.44953 | 11 | 0.10869
52514 | 5.46 | 1 | 365 | 6.2178 | 0.51222 | 6 | 0.73007
51823 | 5.72 | 1 | 365 | 6.5139 | 0.10804 | 6 | 0.62198
61746 | 17.4 | 1 | 365 | 19.8151 | 0.87412 | 20 | 0.68924
56855 | 8.4 | 1 | 365 | 9.5659 | 0.24957 | 9 | 0.81549
61118 | 4.24 | 1 | 365 | 4.8285 | 0.71645 | 5 | 0.54496
61124 | 3.975 | 1 | 365 | 4.5267 | 0.10917 | 4 | 0.6359
61127 | 4.77 | 1 | 365 | 5.4321 | 0.93101 | 6 | 0.36308
61169 | 7.95 | 1 | 365 | 9.0535 | 0.21835 | 9 | 0.27181
60913 | 5.7 | 1 | 365 | 6.4912 | 0.062211 | 6 | 0.55337
62032 | 3.78 | 1 | 365 | 4.3047 | 0.66231 | 4 | 0.96697
52679 | 5.46 | 1 | 365 | 6.2178 | 0.51222 | 6 | 0.73007
56317 | 7.02 | 1 | 365 | 7.9944 | 0.087144 | 8 | 0.08152
51667 | 4.16 | 1 | 365 | 4.7374 | 0.53312 | 5 | 0.27053
54410 | 4.94 | 1 | 365 | 5.6257 | 0.32058 | 5 | 0.94626
55096 | 4.16 | 1 | 365 | 4.7374 | 0.53312 | 5 | 0.27053
54299 | 6.24 | 1 | 365 | 7.1061 | 0.29968 | 7 | 0.4058
54408 | 7.28 | 1 | 365 | 8.2905 | 0.68296 | 8 | 0.97343
53826 | 5.98 | 1 | 365 | 6.81 | 0.70386 | 7 | 0.51389
53848 | 4.94 | 1 | 365 | 5.6257 | 0.32058 | 5 | 0.94626
52169 | 7.54 | 1 | 365 | 8.5866 | 0.27878 | 8 | 0.86534
31383 | 3.64 | 1 | 365 | 4.1452 | 0.34148 | 4 | 0.48671
55041 | 13 | 1 | 365 | 14.8044 | 0.79101 | 15 | 0.59541
55303 | 4.68 | 1 | 365 | 5.3296 | 0.72476 | 6 | 0.054347
45481 | 5.25 | 1 | 365 | 5.9787 | 0.030984 | 6 | 0.009684
55416 | 6.24 | 1 | 365 | 7.1061 | 0.29968 | 7 | 0.4058
53607 | 5.72 | 1 | 365 | 6.5139 | 0.10804 | 6 | 0.62198
54237 | 10.66 | 1 | 365 | 12.1396 | 0.42863 | 12 | 0.56823
54778 | 3.64 | 1 | 365 | 4.1452 | 0.34148 | 4 | 0.48671
25423 | 4.42 | 1 | 365 | 5.0335 | 0.12894 | 5 | 0.16244
49109 | 3.38 | 1 | 365 | 3.8491 | 0.74566 | 4 | 0.59481
56336 | 6.24 | 1 | 365 | 7.1061 | 0.29968 | 7 | 0.4058
51677 | 13 | 1 | 365 | 14.8044 | 0.79101 | 15 | 0.59541
51231 | 7.28 | 1 | 365 | 8.2905 | 0.68296 | 8 | 0.97343
23094 | 7.8 | 1 | 365 | 8.8826 | 0.8746 | 9 | 0.75724
56541 | 4.68 | 1 | 365 | 5.3296 | 0.72476 | 6 | 0.054347
57826 | 6.24 | 1 | 365 | 7.1061 | 0.29968 | 7 | 0.4058
57835 | 3.9 | 1 | 365 | 4.4413 | 0.9373 | 5 | 0.37862
58104 | 4.59 | 1 | 365 | 5.2271 | 0.51852 | 5 | 0.74561
37775 | 7.905 | 1 | 365 | 9.0022 | 0.11522 | 9 | 0.11744
52942 | 3.38 | 1 | 365 | 3.8491 | 0.74566 | 4 | 0.59481
56340 | 7.54 | 1 | 365 | 8.5866 | 0.27878 | 8 | 0.86534
56289 | 13 | 1 | 365 | 14.8044 | 0.79101 | 15 | 0.59541
56315 | 5.2 | 1 | 365 | 5.9218 | 0.9164 | 6 | 0.83816
38965 | 5.04 | 1 | 365 | 5.7396 | 0.54974 | 6 | 0.2893
42868 | 2.98 | 1 | 365 | 3.3936 | 0.82902 | 4 | 0.22264
34862 | 130.2 | 0.9 | 365 | 133.4446 | 0.53156 | 133 | 0.97615
56380 | 2.86 | 1 | 365 | 3.257 | 0.55402 | 3 | 0.81099
56644 | 3.38 | 1 | 365 | 3.8491 | 0.74566 | 4 | 0.59481
57039 | 8.84 | 1 | 365 | 10.067 | 0.25789 | 10 | 0.32488
57053 | 8.06 | 1 | 365 | 9.1787 | 0.47042 | 9 | 0.64915
57059 | 7.54 | 1 | 365 | 8.5866 | 0.27878 | 8 | 0.86534
57071 | 10.4 | 1 | 365 | 11.8435 | 0.83281 | 12 | 0.67633
57560 | 8.32 | 1 | 365 | 9.4748 | 0.066245 | 9 | 0.54106
52021 | 4.94 | 1 | 365 | 5.6257 | 0.32058 | 5 | 0.94626
57788 | 8.745 | 1 | 365 | 9.9588 | 0.040182 | 9 | 0.99899
57791 | 12.455 | 1 | 365 | 14.1838 | 0.54208 | 14 | 0.72583
57829 | 3.38 | 1 | 365 | 3.8491 | 0.74566 | 4 | 0.59481
57631 | 10.66 | 1 | 365 | 12.1396 | 0.42863 | 12 | 0.56823
57970 | 9.275 | 1 | 365 | 10.5624 | 0.25474 | 10 | 0.81711
52553 | 10.66 | 1 | 365 | 12.1396 | 0.42863 | 12 | 0.56823
56642 | 6.095 | 1 | 365 | 6.941 | 0.9674 | 7 | 0.90839
57090 | 6.5 | 1 | 365 | 7.4022 | 0.8955 | 8 | 0.2977
57818 | 3.12 | 1 | 365 | 3.5531 | 0.14984 | 3 | 0.7029
56338 | 3.12 | 1 | 365 | 3.5531 | 0.14984 | 3 | 0.7029
55940 | 4.5 | 1 | 365 | 5.1246 | 0.31227 | 5 | 0.43687
57689 | 3.825 | 1 | 365 | 4.3559 | 0.76543 | 5 | 0.12134
59279 | 3 | 1 | 365 | 3.4164 | 0.87485 | 4 | 0.29125
59282 | 4.24 | 1 | 365 | 4.8285 | 0.71645 | 5 | 0.54496
57551 | 4.505 | 1 | 365 | 5.1303 | 0.32373 | 5 | 0.45402
58912 | 5.886 | 1 | 365 | 6.703 | 0.48845 | 7 | 0.19143
59481 | 9.6 | 1 | 365 | 10.9325 | 0.99951 | 11 | 0.93199
58940 | 7.685 | 1 | 365 | 8.7517 | 0.61107 | 9 | 0.36275
59333 | 3.975 | 1 | 365 | 4.5267 | 0.10917 | 4 | 0.6359
59334 | 7.56 | 1 | 365 | 8.6093 | 0.32462 | 8 | 0.93394
59760 | 8.25 | 1 | 365 | 9.3951 | 0.90583 | 10 | 0.30093
59876 | 11.7 | 1 | 365 | 13.324 | 0.81191 | 14 | 0.13587
44517 | 8.97 | 1 | 365 | 10.215 | 0.5558 | 10 | 0.77083
50750 | 10.14 | 1 | 365 | 11.5474 | 0.23699 | 11 | 0.78442
59273 | 6.03 | 1 | 365 | 6.867 | 0.81844 | 7 | 0.68541
59551 | 7.2 | 1 | 365 | 8.1994 | 0.49964 | 8 | 0.699
59554 | 9.72 | 1 | 365 | 11.0691 | 0.27451 | 11 | 0.34364
59589 | 7.56 | 1 | 365 | 8.6093 | 0.32462 | 8 | 0.93394
59625 | 5.4 | 1 | 365 | 6.1495 | 0.37473 | 6 | 0.52425
59629 | 10.72 | 1 | 365 | 12.2079 | 0.56612 | 12 | 0.77406
59670 | 8.505 | 1 | 365 | 9.6855 | 0.49019 | 10 | 0.17569
59691 | 4.56 | 1 | 365 | 5.1929 | 0.44977 | 5 | 0.6427
59695 | 8.28 | 1 | 365 | 9.4293 | 0.97458 | 10 | 0.40384
59830 | 13.11 | 1 | 365 | 14.9297 | 0.043086 | 14 | 0.97275
59832 | 10.71 | 1 | 365 | 12.1965 | 0.54321 | 12 | 0.73976
59834 | 9 | 1 | 365 | 10.2492 | 0.62454 | 10 | 0.87374
59835 | 12.765 | 1 | 365 | 14.5368 | 0.25248 | 14 | 0.78926
59841 | 13.23 | 1 | 365 | 15.0663 | 0.31808 | 15 | 0.3844
59961 | 6.21 | 1 | 365 | 7.0719 | 0.23094 | 7 | 0.30288
59964 | 5.4 | 1 | 365 | 6.1495 | 0.37473 | 6 | 0.52425
59965 | 15.105 | 1 | 365 | 17.2016 | 0.61486 | 17 | 0.81643
60062 | 12.285 | 1 | 365 | 13.9902 | 0.1525 | 14 | 0.14266
60065 | 7.2 | 1 | 365 | 8.1994 | 0.49964 | 8 | 0.699
49896 | 12.06 | 1 | 365 | 13.7339 | 0.63689 | 14 | 0.37082
45591 | 9.156 | 1 | 365 | 10.4269 | 0.98204 | 11 | 0.40889
49903 | 3.78 | 1 | 365 | 4.3047 | 0.66231 | 4 | 0.96697
51314 | 5.04 | 1 | 365 | 5.7396 | 0.54974 | 6 | 0.2893
48300 | 13.395 | 1 | 365 | 15.2542 | 0.6962 | 15 | 0.95042
51277 | 11.025 | 1 | 365 | 12.5553 | 0.26507 | 12 | 0.82034
57852 | 10.4 | 1 | 365 | 11.8435 | 0.83281 | 12 | 0.67633
58208 | 10.6 | 1 | 365 | 12.0713 | 0.29113 | 12 | 0.36241
59079 | 7.95 | 1 | 365 | 9.0535 | 0.21835 | 9 | 0.27181
59123 | 4.24 | 1 | 365 | 4.8285 | 0.71645 | 5 | 0.54496
59161 | 7.42 | 1 | 365 | 8.4499 | 0.0037907 | 8 | 0.45369
59166 | 11.925 | 1 | 365 | 13.5802 | 0.32752 | 13 | 0.90771
59176 | 12.19 | 1 | 365 | 13.882 | 0.9348 | 14 | 0.81677
59181 | 3.18 | 1 | 365 | 3.6214 | 0.28734 | 3 | 0.90872
59295 | 8.84 | 1 | 365 | 10.067 | 0.25789 | 10 | 0.32488
59285 | 4.59 | 1 | 365 | 5.2271 | 0.51852 | 5 | 0.74561
59321 | 3.315 | 1 | 365 | 3.7751 | 0.59671 | 4 | 0.37183
59320 | 2.08 | 1 | 365 | 2.3687 | 0.76656 | 3 | 0.13527
59322 | 5.2 | 1 | 365 | 5.9218 | 0.9164 | 6 | 0.83816
59323 | 7.02 | 1 | 365 | 7.9944 | 0.087144 | 8 | 0.08152
59355 | 13.25 | 1 | 365 | 15.0891 | 0.36391 | 15 | 0.45301
59360 | 4.505 | 1 | 365 | 5.1303 | 0.32373 | 5 | 0.45402
59363 | 8.58 | 1 | 365 | 9.7709 | 0.66207 | 10 | 0.43297
59368 | 8.58 | 1 | 365 | 9.7709 | 0.66207 | 10 | 0.43297
59370 | 7.28 | 1 | 365 | 8.2905 | 0.68296 | 8 | 0.97343
59375 | 5.46 | 1 | 365 | 6.2178 | 0.51222 | 6 | 0.73007
59392 | 3.38 | 1 | 365 | 3.8491 | 0.74566 | 4 | 0.59481
59395 | 9.36 | 1 | 365 | 10.6592 | 0.44953 | 11 | 0.10869
59399 | 6.63 | 1 | 365 | 7.5502 | 0.19341 | 7 | 0.74366
59400 | 7.905 | 1 | 365 | 9.0022 | 0.11522 | 9 | 0.11744
59401 | 10.92 | 1 | 365 | 12.4357 | 0.024447 | 12 | 0.46014
59403 | 15.6 | 1 | 365 | 17.7653 | 0.74921 | 18 | 0.51449
59404 | 5.83 | 1 | 365 | 6.6392 | 0.36012 | 6 | 0.99933
59405 | 3.9 | 1 | 365 | 4.4413 | 0.9373 | 5 | 0.37862
59406 | 4.08 | 1 | 365 | 4.6463 | 0.34979 | 4 | 0.9961
59407 | 5.98 | 1 | 365 | 6.81 | 0.70386 | 7 | 0.51389
59408 | 4.24 | 1 | 365 | 4.8285 | 0.71645 | 5 | 0.54496
59423 | 2.34 | 1 | 365 | 2.6648 | 0.36238 | 3 | 0.027173
59427 | 8.745 | 1 | 365 | 9.9588 | 0.040182 | 9 | 0.99899
59436 | 7.685 | 1 | 365 | 8.7517 | 0.61107 | 9 | 0.36275
59440 | 4.42 | 1 | 365 | 5.0335 | 0.12894 | 5 | 0.16244
59866 | 3.6 | 1 | 365 | 4.0997 | 0.24982 | 4 | 0.3495
60754 | 2.08 | 1 | 365 | 2.3687 | 0.76656 | 3 | 0.13527
49536 | 9 | 1 | 365 | 10.2492 | 0.62454 | 10 | 0.87374
59650 | 7.848 | 1 | 365 | 8.9373 | 0.9846 | 9 | 0.9219
59445 | 5.2 | 1 | 365 | 5.9218 | 0.9164 | 6 | 0.83816
59444 | 4.77 | 1 | 365 | 5.4321 | 0.93101 | 6 | 0.36308
59448 | 5.72 | 1 | 365 | 6.5139 | 0.10804 | 6 | 0.62198
59450 | 4.77 | 1 | 365 | 5.4321 | 0.93101 | 6 | 0.36308
59462 | 4.24 | 1 | 365 | 4.8285 | 0.71645 | 5 | 0.54496
59463 | 7.685 | 1 | 365 | 8.7517 | 0.61107 | 9 | 0.36275
59465 | 6.76 | 1 | 365 | 7.6983 | 0.49132 | 8 | 0.18961
59466 | 8.32 | 1 | 365 | 9.4748 | 0.066245 | 9 | 0.54106
60124 | 3.848 | 1 | 365 | 4.3821 | 0.81814 | 5 | 0.20024
59467 | 7.54 | 1 | 365 | 8.5866 | 0.27878 | 8 | 0.86534
59470 | 5.83 | 1 | 365 | 6.6392 | 0.36012 | 6 | 0.99933
59492 | 6.36 | 1 | 365 | 7.2428 | 0.57468 | 7 | 0.81745
59496 | 6.63 | 1 | 365 | 7.5502 | 0.19341 | 7 | 0.74366
59493 | 9.805 | 1 | 365 | 11.1659 | 0.46929 | 11 | 0.63523
56167 | 10.8 | 1 | 365 | 12.299 | 0.74945 | 13 | 0.048493
59545 | 5.3 | 1 | 365 | 6.0356 | 0.14556 | 6 | 0.1812
59495 | 13.52 | 1 | 365 | 15.3966 | 0.98265 | 16 | 0.37922
60642 | 4.144 | 1 | 365 | 4.7192 | 0.49646 | 5 | 0.21564
59546 | 12.74 | 1 | 365 | 14.5083 | 0.19519 | 14 | 0.7035
59499 | 12.48 | 1 | 365 | 14.2122 | 0.59937 | 14 | 0.81159
50759 | 4.24 | 1 | 365 | 4.8285 | 0.71645 | 5 | 0.54496
59548 | 9.88 | 1 | 365 | 11.2513 | 0.64117 | 11 | 0.89251
59500 | 6.5 | 1 | 365 | 7.4022 | 0.8955 | 8 | 0.2977
59504 | 12.48 | 1 | 365 | 14.2122 | 0.59937 | 14 | 0.81159
59549 | 10.335 | 1 | 365 | 11.7695 | 0.68385 | 12 | 0.45335
59503 | 12.48 | 1 | 365 | 14.2122 | 0.59937 | 14 | 0.81159
59506 | 6.76 | 1 | 365 | 7.6983 | 0.49132 | 8 | 0.18961
61849 | 11.38 | 1 | 365 | 12.9595 | 0.07859 | 13 | 0.038134
59507 | 5.2 | 1 | 365 | 5.9218 | 0.9164 | 6 | 0.83816
59614 | 3.18 | 1 | 365 | 3.6214 | 0.28734 | 3 | 0.90872
59516 | 8.215 | 1 | 365 | 9.3552 | 0.82563 | 10 | 0.18087
59620 | 9.1 | 1 | 365 | 10.3631 | 0.85371 | 11 | 0.21679
59517 | 11.96 | 1 | 365 | 13.62 | 0.40773 | 14 | 0.027775
59619 | 4.505 | 1 | 365 | 5.1303 | 0.32373 | 5 | 0.45402
59519 | 4.335 | 1 | 365 | 4.9367 | 0.93416 | 5 | 0.87085
59623 | 13.78 | 1 | 365 | 15.6927 | 0.57847 | 16 | 0.27113
59521 | 4.77 | 1 | 365 | 5.4321 | 0.93101 | 6 | 0.36308
59520 | 7.28 | 1 | 365 | 8.2905 | 0.68296 | 8 | 0.97343
59630 | 5.035 | 1 | 365 | 5.7339 | 0.53829 | 6 | 0.27214
59522 | 6.12 | 1 | 365 | 6.9695 | 0.02469 | 6 | 0.99415
59633 | 11.73 | 1 | 365 | 13.3581 | 0.88066 | 14 | 0.23878
59523 | 7.8 | 1 | 365 | 8.8826 | 0.8746 | 9 | 0.75724
59524 | 10.335 | 1 | 365 | 11.7695 | 0.68385 | 12 | 0.45335
59525 | 10.335 | 1 | 365 | 11.7695 | 0.68385 | 12 | 0.45335
59527 | 4.59 | 1 | 365 | 5.2271 | 0.51852 | 5 | 0.74561
59526 | 4.24 | 1 | 365 | 4.8285 | 0.71645 | 5 | 0.54496
59529 | 4.68 | 1 | 365 | 5.3296 | 0.72476 | 6 | 0.054347
59530 | 7.42 | 1 | 365 | 8.4499 | 0.0037907 | 8 | 0.45369
59534 | 10.66 | 1 | 365 | 12.1396 | 0.42863 | 12 | 0.56823
59531 | 3.975 | 1 | 365 | 4.5267 | 0.10917 | 4 | 0.6359
59537 | 4.77 | 1 | 365 | 5.4321 | 0.93101 | 6 | 0.36308
59539 | 7.65 | 1 | 365 | 8.7118 | 0.53086 | 9 | 0.24268
59540 | 5.46 | 1 | 365 | 6.2178 | 0.51222 | 6 | 0.73007
59541 | 6.24 | 1 | 365 | 7.1061 | 0.29968 | 7 | 0.4058
59825 | 5.035 | 1 | 365 | 5.7339 | 0.53829 | 6 | 0.27214
59828 | 3.38 | 1 | 365 | 3.8491 | 0.74566 | 4 | 0.59481
59829 | 7.395 | 1 | 365 | 8.4214 | 0.9465 | 9 | 0.36793
59831 | 10.6 | 1 | 365 | 12.0713 | 0.29113 | 12 | 0.36241
59838 | 6.24 | 1 | 365 | 7.1061 | 0.29968 | 7 | 0.4058
59840 | 9.36 | 1 | 365 | 10.6592 | 0.44953 | 11 | 0.10869
59842 | 10.2 | 1 | 365 | 11.6158 | 0.37448 | 11 | 0.99024
59843 | 2.16 | 1 | 365 | 2.4598 | 0.94989 | 3 | 0.4097
59844 | 3.78 | 1 | 365 | 4.3047 | 0.66231 | 4 | 0.96697
59862 | 10.66 | 1 | 365 | 12.1396 | 0.42863 | 12 | 0.56823
59860 | 11.925 | 1 | 365 | 13.5802 | 0.32752 | 13 | 0.90771
59869 | 5.61 | 1 | 365 | 6.3887 | 0.85597 | 7 | 0.24463
59868 | 4.94 | 1 | 365 | 5.6257 | 0.32058 | 5 | 0.94626
59879 | 12.72 | 1 | 365 | 14.4855 | 0.14936 | 14 | 0.63489
59886 | 2.86 | 1 | 365 | 3.257 | 0.55402 | 3 | 0.81099
59889 | 8.32 | 1 | 365 | 9.4748 | 0.066245 | 9 | 0.54106
59893 | 6.36 | 1 | 365 | 7.2428 | 0.57468 | 7 | 0.81745
59894 | 6.5 | 1 | 365 | 7.4022 | 0.8955 | 8 | 0.2977
59895 | 7.54 | 1 | 365 | 8.5866 | 0.27878 | 8 | 0.86534
59904 | 9.1 | 1 | 365 | 10.3631 | 0.85371 | 11 | 0.21679
59892 | 3.18 | 1 | 365 | 3.6214 | 0.28734 | 3 | 0.90872
59916 | 7.54 | 1 | 365 | 8.5866 | 0.27878 | 8 | 0.86534
59919 | 2.86 | 1 | 365 | 3.257 | 0.55402 | 3 | 0.81099
59917 | 13.78 | 1 | 365 | 15.6927 | 0.57847 | 16 | 0.27113
59922 | 5.2 | 1 | 365 | 5.9218 | 0.9164 | 6 | 0.83816
59924 | 9.36 | 1 | 365 | 10.6592 | 0.44953 | 11 | 0.10869
59926 | 8.32 | 1 | 365 | 9.4748 | 0.066245 | 9 | 0.54106
59929 | 4.68 | 1 | 365 | 5.3296 | 0.72476 | 6 | 0.054347
59932 | 5.3 | 1 | 365 | 6.0356 | 0.14556 | 6 | 0.1812
59931 | 3.64 | 1 | 365 | 4.1452 | 0.34148 | 4 | 0.48671
59930 | 6.63 | 1 | 365 | 7.5502 | 0.19341 | 7 | 0.74366
59933 | 4.505 | 1 | 365 | 5.1303 | 0.32373 | 5 | 0.45402
59937 | 8.48 | 1 | 365 | 9.657 | 0.4329 | 10 | 0.089928
59936 | 8.58 | 1 | 365 | 9.7709 | 0.66207 | 10 | 0.43297
59945 | 9.62 | 1 | 365 | 10.9553 | 0.045346 | 11 | 0.00060192
59947 | 12.48 | 1 | 365 | 14.2122 | 0.59937 | 14 | 0.81159
59949 | 5.46 | 1 | 365 | 6.2178 | 0.51222 | 6 | 0.73007
59952 | 2.6 | 1 | 365 | 2.9609 | 0.9582 | 3 | 0.91908
59953 | 4.68 | 1 | 365 | 5.3296 | 0.72476 | 6 | 0.054347
59954 | 6.5 | 1 | 365 | 7.4022 | 0.8955 | 8 | 0.2977
59955 | 9.18 | 1 | 365 | 10.4542 | 0.037035 | 10 | 0.49122
59956 | 13.52 | 1 | 365 | 15.3966 | 0.98265 | 16 | 0.37922
59975 | 11.18 | 1 | 365 | 12.7318 | 0.62027 | 13 | 0.35205
59977 | 12.22 | 1 | 365 | 13.9161 | 0.0035475 | 13 | 0.91968
59981 | 5.98 | 1 | 365 | 6.81 | 0.70386 | 7 | 0.51389
59988 | 4.24 | 1 | 365 | 4.8285 | 0.71645 | 5 | 0.54496
59990 | 12.48 | 1 | 365 | 14.2122 | 0.59937 | 14 | 0.81159
59991 | 9.36 | 1 | 365 | 10.6592 | 0.44953 | 11 | 0.10869
59992 | 9.88 | 1 | 365 | 11.2513 | 0.64117 | 11 | 0.89251
59995 | 14.31 | 1 | 365 | 16.2962 | 0.79302 | 17 | 0.089253
59998 | 7.685 | 1 | 365 | 8.7517 | 0.61107 | 9 | 0.36275
59996 | 4.68 | 1 | 365 | 5.3296 | 0.72476 | 6 | 0.054347
35574 | 119.682 | 0.9 | 365 | 122.6645 | 0.83867 | 123 | 0.50314
60002 | 9.62 | 1 | 365 | 10.9553 | 0.045346 | 11 | 0.00060192
60003 | 13.52 | 1 | 365 | 15.3966 | 0.98265 | 16 | 0.37922
60004 | 5.2 | 1 | 365 | 5.9218 | 0.9164 | 6 | 0.83816
60018 | 7.54 | 1 | 365 | 8.5866 | 0.27878 | 8 | 0.86534
60019 | 7.54 | 1 | 365 | 8.5866 | 0.27878 | 8 | 0.86534
60026 | 12.22 | 1 | 365 | 13.9161 | 0.0035475 | 13 | 0.91968
60024 | 3.38 | 1 | 365 | 3.8491 | 0.74566 | 4 | 0.59481
60030 | 7.8 | 1 | 365 | 8.8826 | 0.8746 | 9 | 0.75724
60032 | 4.505 | 1 | 365 | 5.1303 | 0.32373 | 5 | 0.45402
60040 | 10.14 | 1 | 365 | 11.5474 | 0.23699 | 11 | 0.78442
59636 | 2.08 | 1 | 365 | 2.3687 | 0.76656 | 3 | 0.13527
59638 | 5.61 | 1 | 365 | 6.3887 | 0.85597 | 7 | 0.24463
59686 | 10.66 | 1 | 365 | 12.1396 | 0.42863 | 12 | 0.56823
59697 | 6.76 | 1 | 365 | 7.6983 | 0.49132 | 8 | 0.18961
59702 | 4.42 | 1 | 365 | 5.0335 | 0.12894 | 5 | 0.16244
59706 | 7.155 | 1 | 365 | 8.1481 | 0.39651 | 8 | 0.54463
59737 | 11.73 | 1 | 365 | 13.3581 | 0.88066 | 14 | 0.23878
59740 | 6.625 | 1 | 365 | 7.5446 | 0.18196 | 7 | 0.72651
59746 | 8.48 | 1 | 365 | 9.657 | 0.4329 | 10 | 0.089928
51992 | 12.24 | 1 | 365 | 13.9389 | 0.04938 | 13 | 0.98829
58715 | 2.7 | 1 | 365 | 3.0748 | 0.18736 | 3 | 0.26212
60014 | 11.4 | 1 | 365 | 12.9823 | 0.12442 | 13 | 0.10674
50111 | 9.86 | 1 | 365 | 11.2286 | 0.59533 | 11 | 0.8239
61868 | 10.56 | 1 | 365 | 12.0257 | 0.19946 | 12 | 0.22519
51593 | 3.64 | 1 | 365 | 4.1452 | 0.34148 | 4 | 0.48671
51726 | 3.64 | 1 | 365 | 4.1452 | 0.34148 | 4 | 0.48671
53211 | 7.28 | 1 | 365 | 8.2905 | 0.68296 | 8 | 0.97343
47568 | 12.6 | 1 | 365 | 14.3489 | 0.87436 | 15 | 0.22324
61977 | 6.175 | 1 | 365 | 7.0321 | 0.15073 | 7 | 0.18282
60008 | 5.4 | 1 | 365 | 6.1495 | 0.37473 | 6 | 0.52425
62047 | 65.4 | 0.9 | 365 | 67.0298 | 0.88452 | 67 | 0.91429
59748 | 3.38 | 1 | 365 | 3.8491 | 0.74566 | 4 | 0.59481
59749 | 7.685 | 1 | 365 | 8.7517 | 0.61107 | 9 | 0.36275
59750 | 8.84 | 1 | 365 | 10.067 | 0.25789 | 10 | 0.32488
59751 | 7.685 | 1 | 365 | 8.7517 | 0.61107 | 9 | 0.36275
59752 | 8.84 | 1 | 365 | 10.067 | 0.25789 | 10 | 0.32488
59754 | 3.71 | 1 | 365 | 4.2249 | 0.5019 | 4 | 0.72684
59755 | 6.12 | 1 | 365 | 6.9695 | 0.02469 | 6 | 0.99415
59766 | 5.83 | 1 | 365 | 6.6392 | 0.36012 | 6 | 0.99933
59769 | 5.98 | 1 | 365 | 6.81 | 0.70386 | 7 | 0.51389
59770 | 7.54 | 1 | 365 | 8.5866 | 0.27878 | 8 | 0.86534
59772 | 4.16 | 1 | 365 | 4.7374 | 0.53312 | 5 | 0.27053
59774 | 12.48 | 1 | 365 | 14.2122 | 0.59937 | 14 | 0.81159
59775 | 10.07 | 1 | 365 | 11.4677 | 0.076573 | 11 | 0.54429
59776 | 9.36 | 1 | 365 | 10.6592 | 0.44953 | 11 | 0.10869
59778 | 10.865 | 1 | 365 | 12.3731 | 0.89841 | 13 | 0.27147
59779 | 7.8 | 1 | 365 | 8.8826 | 0.8746 | 9 | 0.75724
59777 | 3.71 | 1 | 365 | 4.2249 | 0.5019 | 4 | 0.72684
59781 | 9.36 | 1 | 365 | 10.6592 | 0.44953 | 11 | 0.10869
59786 | 9.88 | 1 | 365 | 11.2513 | 0.64117 | 11 | 0.89251
60042 | 9.36 | 1 | 365 | 10.6592 | 0.44953 | 11 | 0.10869
60045 | 5.72 | 1 | 365 | 6.5139 | 0.10804 | 6 | 0.62198
60046 | 7.8 | 1 | 365 | 8.8826 | 0.8746 | 9 | 0.75724
60047 | 8.84 | 1 | 365 | 10.067 | 0.25789 | 10 | 0.32488
60052 | 8.32 | 1 | 365 | 9.4748 | 0.066245 | 9 | 0.54106
60053 | 8.84 | 1 | 365 | 10.067 | 0.25789 | 10 | 0.32488
60054 | 7.28 | 1 | 365 | 8.2905 | 0.68296 | 8 | 0.97343
60055 | 8.58 | 1 | 365 | 9.7709 | 0.66207 | 10 | 0.43297
60075 | 6.63 | 1 | 365 | 7.5502 | 0.19341 | 7 | 0.74366
60081 | 13.52 | 1 | 365 | 15.3966 | 0.98265 | 16 | 0.37922
60079 | 8.215 | 1 | 365 | 9.3552 | 0.82563 | 10 | 0.18087
60083 | 7.8 | 1 | 365 | 8.8826 | 0.8746 | 9 | 0.75724
60084 | 13.52 | 1 | 365 | 15.3966 | 0.98265 | 16 | 0.37922
60088 | 4.24 | 1 | 365 | 4.8285 | 0.71645 | 5 | 0.54496
59787 | 11.44 | 1 | 365 | 13.0279 | 0.21609 | 13 | 0.24396
60091 | 9.36 | 1 | 365 | 10.6592 | 0.44953 | 11 | 0.10869
60101 | 5.72 | 1 | 365 | 6.5139 | 0.10804 | 6 | 0.62198
60103 | 5.98 | 1 | 365 | 6.81 | 0.70386 | 7 | 0.51389
59788 | 14.04 | 1 | 365 | 15.9888 | 0.17429 | 16 | 0.16304
59790 | 4.42 | 1 | 365 | 5.0335 | 0.12894 | 5 | 0.16244
59796 | 7.65 | 1 | 365 | 8.7118 | 0.53086 | 9 | 0.24268
59800 | 4.42 | 1 | 365 | 5.0335 | 0.12894 | 5 | 0.16244
59808 | 5.61 | 1 | 365 | 6.3887 | 0.85597 | 7 | 0.24463
59810 | 6.24 | 1 | 365 | 7.1061 | 0.29968 | 7 | 0.4058
59789 | 5.98 | 1 | 365 | 6.81 | 0.70386 | 7 | 0.51389
59812 | 5.565 | 1 | 365 | 6.3374 | 0.75284 | 7 | 0.090265
59813 | 6.36 | 1 | 365 | 7.2428 | 0.57468 | 7 | 0.81745
59816 | 7.28 | 1 | 365 | 8.2905 | 0.68296 | 8 | 0.97343
59814 | 7.95 | 1 | 365 | 9.0535 | 0.21835 | 9 | 0.27181
59817 | 9.945 | 1 | 365 | 11.3254 | 0.79012 | 12 | 0.11549
59818 | 9.69 | 1 | 365 | 11.035 | 0.20576 | 11 | 0.24073
59821 | 3.12 | 1 | 365 | 3.5531 | 0.14984 | 3 | 0.7029
59824 | 3.12 | 1 | 365 | 3.5531 | 0.14984 | 3 | 0.7029
60357 | 8.16 | 1 | 365 | 9.2926 | 0.69959 | 9 | 0.99219
60367 | 5.035 | 1 | 365 | 5.7339 | 0.53829 | 6 | 0.27214
60369 | 7.8 | 1 | 365 | 8.8826 | 0.8746 | 9 | 0.75724
60397 | 7.155 | 1 | 365 | 8.1481 | 0.39651 | 8 | 0.54463
60402 | 5.1 | 1 | 365 | 5.8079 | 0.68724 | 6 | 0.49512
60403 | 7.02 | 1 | 365 | 7.9944 | 0.087144 | 8 | 0.08152
60410 | 8.32 | 1 | 365 | 9.4748 | 0.066245 | 9 | 0.54106
60415 | 12.455 | 1 | 365 | 14.1838 | 0.54208 | 14 | 0.72583
60418 | 11.44 | 1 | 365 | 13.0279 | 0.21609 | 13 | 0.24396
60425 | 11.13 | 1 | 365 | 12.6748 | 0.50569 | 13 | 0.18053
60426 | 4.42 | 1 | 365 | 5.0335 | 0.12894 | 5 | 0.16244
60434 | 7.54 | 1 | 365 | 8.5866 | 0.27878 | 8 | 0.86534
60438 | 12.72 | 1 | 365 | 14.4855 | 0.14936 | 14 | 0.63489
60440 | 10.66 | 1 | 365 | 12.1396 | 0.42863 | 12 | 0.56823
60441 | 7.54 | 1 | 365 | 8.5866 | 0.27878 | 8 | 0.86534
60444 | 7.28 | 1 | 365 | 8.2905 | 0.68296 | 8 | 0.97343
60446 | 9.88 | 1 | 365 | 11.2513 | 0.64117 | 11 | 0.89251
60449 | 2.86 | 1 | 365 | 3.257 | 0.55402 | 3 | 0.81099
60453 | 8.215 | 1 | 365 | 9.3552 | 0.82563 | 10 | 0.18087
60458 | 5.2 | 1 | 365 | 5.9218 | 0.9164 | 6 | 0.83816
60459 | 7.42 | 1 | 365 | 8.4499 | 0.0037907 | 8 | 0.45369
60465 | 7.395 | 1 | 365 | 8.4214 | 0.9465 | 9 | 0.36793
60467 | 11.44 | 1 | 365 | 13.0279 | 0.21609 | 13 | 0.24396
60470 | 9.36 | 1 | 365 | 10.6592 | 0.44953 | 11 | 0.10869
60480 | 8.745 | 1 | 365 | 9.9588 | 0.040182 | 9 | 0.99899
60482 | 10.4 | 1 | 365 | 11.8435 | 0.83281 | 12 | 0.67633
60483 | 4.68 | 1 | 365 | 5.3296 | 0.72476 | 6 | 0.054347
60484 | 9.88 | 1 | 365 | 11.2513 | 0.64117 | 11 | 0.89251
60485 | 4.59 | 1 | 365 | 5.2271 | 0.51852 | 5 | 0.74561
60487 | 7.155 | 1 | 365 | 8.1481 | 0.39651 | 8 | 0.54463
60486 | 4.94 | 1 | 365 | 5.6257 | 0.32058 | 5 | 0.94626
60489 | 6.76 | 1 | 365 | 7.6983 | 0.49132 | 8 | 0.18961
60491 | 2.6 | 1 | 365 | 2.9609 | 0.9582 | 3 | 0.91908
60492 | 10.92 | 1 | 365 | 12.4357 | 0.024447 | 12 | 0.46014
60494 | 5.2 | 1 | 365 | 5.9218 | 0.9164 | 6 | 0.83816
60493 | 3.9 | 1 | 365 | 4.4413 | 0.9373 | 5 | 0.37862
60112 | 5.94 | 1 | 365 | 6.7645 | 0.6122 | 7 | 0.37667
60498 | 2.385 | 1 | 365 | 2.716 | 0.4655 | 3 | 0.18154
60500 | 7.28 | 1 | 365 | 8.2905 | 0.68296 | 8 | 0.97343
60499 | 6.24 | 1 | 365 | 7.1061 | 0.29968 | 7 | 0.4058
60501 | 11.44 | 1 | 365 | 13.0279 | 0.21609 | 13 | 0.24396
60502 | 4.68 | 1 | 365 | 5.3296 | 0.72476 | 6 | 0.054347
60505 | 10.865 | 1 | 365 | 12.3731 | 0.89841 | 13 | 0.27147
60504 | 14.045 | 1 | 365 | 15.9944 | 0.18575 | 16 | 0.18019
60508 | 6.24 | 1 | 365 | 7.1061 | 0.29968 | 7 | 0.4058
58494 | 2.03 | 1 | 365 | 2.3118 | 0.65198 | 2 | 0.96374
57651 | 6.76 | 1 | 365 | 7.6983 | 0.49132 | 8 | 0.18961
61852 | 25.65 | 0.9 | 365 | 26.2892 | 0.90196 | 27 | 0.19115
61682 | 3.563 | 1 | 365 | 4.0575 | 0.16503 | 4 | 0.22257
61511 | 9.5 | 1 | 365 | 10.8186 | 0.77035 | 11 | 0.58895
45217 | 13.68 | 1 | 365 | 15.5788 | 0.34931 | 15 | 0.92809
61605 | 0.981 | 1 | 365 | 1.1172 | 0.24808 | 1 | 0.36524
54191 | 5.3 | 1 | 365 | 6.0356 | 0.14556 | 6 | 0.1812
55048 | 3.9 | 1 | 365 | 4.4413 | 0.9373 | 5 | 0.37862
34001 | 2694 | 1 | 365 | 3067.9272 | 0.6135 | 3068 | 0.5407
59275 | 8.04 | 1 | 365 | 9.156 | 0.42459 | 9 | 0.58054
60115 | 8.84 | 1 | 365 | 10.067 | 0.25789 | 10 | 0.32488
62022 | 2.665 | 1 | 365 | 3.0349 | 0.10716 | 3 | 0.14206
60105 | 3.18 | 1 | 365 | 3.6214 | 0.28734 | 3 | 0.90872
60130 | 5.83 | 1 | 365 | 6.6392 | 0.36012 | 6 | 0.99933
60132 | 2.7 | 1 | 365 | 3.0748 | 0.18736 | 3 | 0.26212
60136 | 3.9 | 1 | 365 | 4.4413 | 0.9373 | 5 | 0.37862
60190 | 4.94 | 1 | 365 | 5.6257 | 0.32058 | 5 | 0.94626
60196 | 5.565 | 1 | 365 | 6.3374 | 0.75284 | 7 | 0.090265
60201 | 6.5 | 1 | 365 | 7.4022 | 0.8955 | 8 | 0.2977
60202 | 6.625 | 1 | 365 | 7.5446 | 0.18196 | 7 | 0.72651
60205 | 3.38 | 1 | 365 | 3.8491 | 0.74566 | 4 | 0.59481
60217 | 4.94 | 1 | 365 | 5.6257 | 0.32058 | 5 | 0.94626
60219 | 6.5 | 1 | 365 | 7.4022 | 0.8955 | 8 | 0.2977
60220 | 6.89 | 1 | 365 | 7.8463 | 0.78923 | 8 | 0.63557
60208 | 7.54 | 1 | 365 | 8.5866 | 0.27878 | 8 | 0.86534
60225 | 2.805 | 1 | 365 | 3.1943 | 0.42798 | 3 | 0.62232
60224 | 8.32 | 1 | 365 | 9.4748 | 0.066245 | 9 | 0.54106
60230 | 4.24 | 1 | 365 | 4.8285 | 0.71645 | 5 | 0.54496
60263 | 2.08 | 1 | 365 | 2.3687 | 0.76656 | 3 | 0.13527
60264 | 14.04 | 1 | 365 | 15.9888 | 0.17429 | 16 | 0.16304
60266 | 5.98 | 1 | 365 | 6.81 | 0.70386 | 7 | 0.51389
60268 | 13 | 1 | 365 | 14.8044 | 0.79101 | 15 | 0.59541
60269 | 10.6 | 1 | 365 | 12.0713 | 0.29113 | 12 | 0.36241
60283 | 4.335 | 1 | 365 | 4.9367 | 0.93416 | 5 | 0.87085
60271 | 10.455 | 1 | 365 | 11.9062 | 0.95885 | 12 | 0.865
60301 | 3.12 | 1 | 365 | 3.5531 | 0.14984 | 3 | 0.7029
60303 | 2.08 | 1 | 365 | 2.3687 | 0.76656 | 3 | 0.13527
60305 | 4.16 | 1 | 365 | 4.7374 | 0.53312 | 5 | 0.27053
60307 | 5.46 | 1 | 365 | 6.2178 | 0.51222 | 6 | 0.73007
60313 | 5.61 | 1 | 365 | 6.3887 | 0.85597 | 7 | 0.24463
60318 | 7.02 | 1 | 365 | 7.9944 | 0.087144 | 8 | 0.08152
60319 | 5.1 | 1 | 365 | 5.8079 | 0.68724 | 6 | 0.49512
60332 | 2.6 | 1 | 365 | 2.9609 | 0.9582 | 3 | 0.91908
60347 | 6.76 | 1 | 365 | 7.6983 | 0.49132 | 8 | 0.18961
60345 | 9.62 | 1 | 365 | 10.9553 | 0.045346 | 11 | 0.00060192
60346 | 8.48 | 1 | 365 | 9.657 | 0.4329 | 10 | 0.089928
60348 | 9.1 | 1 | 365 | 10.3631 | 0.85371 | 11 | 0.21679
60350 | 8.58 | 1 | 365 | 9.7709 | 0.66207 | 10 | 0.43297
60576 | 3.64 | 1 | 365 | 4.1452 | 0.34148 | 4 | 0.48671
60512 | 12.455 | 1 | 365 | 14.1838 | 0.54208 | 14 | 0.72583
60510 | 10.14 | 1 | 365 | 11.5474 | 0.23699 | 11 | 0.78442
60579 | 7.28 | 1 | 365 | 8.2905 | 0.68296 | 8 | 0.97343
60517 | 12.72 | 1 | 365 | 14.4855 | 0.14936 | 14 | 0.63489
60578 | 8.745 | 1 | 365 | 9.9588 | 0.040182 | 9 | 0.99899
60509 | 4.59 | 1 | 365 | 5.2271 | 0.51852 | 5 | 0.74561
60588 | 10.92 | 1 | 365 | 12.4357 | 0.024447 | 12 | 0.46014
60589 | 8.215 | 1 | 365 | 9.3552 | 0.82563 | 10 | 0.18087
60519 | 3.71 | 1 | 365 | 4.2249 | 0.5019 | 4 | 0.72684
60514 | 7.8 | 1 | 365 | 8.8826 | 0.8746 | 9 | 0.75724
60591 | 9.945 | 1 | 365 | 11.3254 | 0.79012 | 12 | 0.11549
60520 | 3.9 | 1 | 365 | 4.4413 | 0.9373 | 5 | 0.37862
60594 | 6.5 | 1 | 365 | 7.4022 | 0.8955 | 8 | 0.2977
60524 | 11.7 | 1 | 365 | 13.324 | 0.81191 | 14 | 0.13587
60606 | 4.42 | 1 | 365 | 5.0335 | 0.12894 | 5 | 0.16244
60523 | 8.58 | 1 | 365 | 9.7709 | 0.66207 | 10 | 0.43297
60605 | 11.96 | 1 | 365 | 13.62 | 0.40773 | 14 | 0.027775
60522 | 8.58 | 1 | 365 | 9.7709 | 0.66207 | 10 | 0.43297
60604 | 8.215 | 1 | 365 | 9.3552 | 0.82563 | 10 | 0.18087
60535 | 6.24 | 1 | 365 | 7.1061 | 0.29968 | 7 | 0.4058
60607 | 7.14 | 1 | 365 | 8.131 | 0.36214 | 8 | 0.49317
60610 | 11.73 | 1 | 365 | 13.3581 | 0.88066 | 14 | 0.23878
60611 | 11.18 | 1 | 365 | 12.7318 | 0.62027 | 13 | 0.35205
60612 | 3.64 | 1 | 365 | 4.1452 | 0.34148 | 4 | 0.48671
60613 | 13.78 | 1 | 365 | 15.6927 | 0.57847 | 16 | 0.27113
60537 | 5.3 | 1 | 365 | 6.0356 | 0.14556 | 6 | 0.1812
57830 | 17.34 | 1 | 365 | 19.7468 | 0.73662 | 20 | 0.48341
59925 | 8.505 | 1 | 365 | 9.6855 | 0.49019 | 10 | 0.17569
60536 | 5.98 | 1 | 365 | 6.81 | 0.70386 | 7 | 0.51389
59302 | 3.78 | 1 | 365 | 4.3047 | 0.66231 | 4 | 0.96697
59393 | 10.4 | 1 | 365 | 11.8435 | 0.83281 | 12 | 0.67633
60123 | 24.84 | 1 | 365 | 28.2878 | 0.92374 | 29 | 0.21153
59396 | 4.76 | 1 | 365 | 5.4207 | 0.90809 | 6 | 0.32878
60011 | 11.025 | 1 | 365 | 12.5553 | 0.26507 | 12 | 0.82034
59412 | 7.28 | 1 | 365 | 8.2905 | 0.68296 | 8 | 0.97343
59414 | 7.155 | 1 | 365 | 8.1481 | 0.39651 | 8 | 0.54463
59648 | 10.4 | 1 | 365 | 11.8435 | 0.83281 | 12 | 0.67633
59428 | 5.3 | 1 | 365 | 6.0356 | 0.14556 | 6 | 0.1812
59442 | 5.46 | 1 | 365 | 6.2178 | 0.51222 | 6 | 0.73007
59454 | 4.16 | 1 | 365 | 4.7374 | 0.53312 | 5 | 0.27053
59501 | 4.505 | 1 | 365 | 5.1303 | 0.32373 | 5 | 0.45402
59411 | 12.22 | 1 | 365 | 13.9161 | 0.0035475 | 13 | 0.91968
59502 | 6.095 | 1 | 365 | 6.941 | 0.9674 | 7 | 0.90839
59645 | 8.4 | 1 | 365 | 9.5659 | 0.24957 | 9 | 0.81549
59649 | 10.07 | 1 | 365 | 11.4677 | 0.076573 | 11 | 0.54429
59653 | 5.83 | 1 | 365 | 6.6392 | 0.36012 | 6 | 0.99933
59654 | 4.77 | 1 | 365 | 5.4321 | 0.93101 | 6 | 0.36308
59510 | 10.4 | 1 | 365 | 11.8435 | 0.83281 | 12 | 0.67633
59655 | 5.3 | 1 | 365 | 6.0356 | 0.14556 | 6 | 0.1812
59659 | 4.16 | 1 | 365 | 4.7374 | 0.53312 | 5 | 0.27053
59673 | 9.01 | 1 | 365 | 10.2606 | 0.64746 | 10 | 0.90805
59509 | 7.02 | 1 | 365 | 7.9944 | 0.087144 | 8 | 0.08152
59682 | 5.83 | 1 | 365 | 6.6392 | 0.36012 | 6 | 0.99933
59511 | 8.58 | 1 | 365 | 9.7709 | 0.66207 | 10 | 0.43297
59676 | 9.54 | 1 | 365 | 10.8642 | 0.86202 | 11 | 0.72617
59688 | 9.805 | 1 | 365 | 11.1659 | 0.46929 | 11 | 0.63523
59690 | 6.36 | 1 | 365 | 7.2428 | 0.57468 | 7 | 0.81745
59693 | 4.24 | 1 | 365 | 4.8285 | 0.71645 | 5 | 0.54496
59512 | 10.4 | 1 | 365 | 11.8435 | 0.83281 | 12 | 0.67633
27687 | 3.185 | 1 | 365 | 3.6271 | 0.2988 | 3 | 0.92587
59698 | 10.07 | 1 | 365 | 11.4677 | 0.076573 | 11 | 0.54429
59701 | 7.685 | 1 | 365 | 8.7517 | 0.61107 | 9 | 0.36275
59514 | 7.685 | 1 | 365 | 8.7517 | 0.61107 | 9 | 0.36275
59720 | 11.13 | 1 | 365 | 12.6748 | 0.50569 | 13 | 0.18053
59555 | 9.36 | 1 | 365 | 10.6592 | 0.44953 | 11 | 0.10869
59722 | 4.42 | 1 | 365 | 5.0335 | 0.12894 | 5 | 0.16244
59559 | 4.68 | 1 | 365 | 5.3296 | 0.72476 | 6 | 0.054347
59723 | 4.24 | 1 | 365 | 4.8285 | 0.71645 | 5 | 0.54496
59561 | 9.54 | 1 | 365 | 10.8642 | 0.86202 | 11 | 0.72617
59560 | 5.3 | 1 | 365 | 6.0356 | 0.14556 | 6 | 0.1812
59724 | 5.565 | 1 | 365 | 6.3374 | 0.75284 | 7 | 0.090265
59728 | 8.215 | 1 | 365 | 9.3552 | 0.82563 | 10 | 0.18087
59734 | 3.64 | 1 | 365 | 4.1452 | 0.34148 | 4 | 0.48671
59563 | 9.01 | 1 | 365 | 10.2606 | 0.64746 | 10 | 0.90805
59568 | 9.805 | 1 | 365 | 11.1659 | 0.46929 | 11 | 0.63523
59736 | 11.66 | 1 | 365 | 13.2784 | 0.72024 | 13 | 0.99865
59739 | 12.455 | 1 | 365 | 14.1838 | 0.54208 | 14 | 0.72583
59567 | 11.395 | 1 | 365 | 12.9766 | 0.11296 | 13 | 0.08959
59743 | 8.32 | 1 | 365 | 9.4748 | 0.066245 | 9 | 0.54106
59578 | 3.64 | 1 | 365 | 4.1452 | 0.34148 | 4 | 0.48671
59757 | 5.035 | 1 | 365 | 5.7339 | 0.53829 | 6 | 0.27214
59417 | 8.06 | 1 | 365 | 9.1787 | 0.47042 | 9 | 0.64915
59758 | 8.48 | 1 | 365 | 9.657 | 0.4329 | 10 | 0.089928
59635 | 8.215 | 1 | 365 | 9.3552 | 0.82563 | 10 | 0.18087
59759 | 12.72 | 1 | 365 | 14.4855 | 0.14936 | 14 | 0.63489
59631 | 9.275 | 1 | 365 | 10.5624 | 0.25474 | 10 | 0.81711
59639 | 11.2 | 1 | 365 | 12.7546 | 0.6661 | 13 | 0.42066
59761 | 6.36 | 1 | 365 | 7.2428 | 0.57468 | 7 | 0.81745
59641 | 5.035 | 1 | 365 | 5.7339 | 0.53829 | 6 | 0.27214
59764 | 5.035 | 1 | 365 | 5.7339 | 0.53829 | 6 | 0.27214
59643 | 4.505 | 1 | 365 | 5.1303 | 0.32373 | 5 | 0.45402
59642 | 5.6 | 1 | 365 | 6.3773 | 0.83305 | 7 | 0.21033
59765 | 6.36 | 1 | 365 | 7.2428 | 0.57468 | 7 | 0.81745
59767 | 10.07 | 1 | 365 | 11.4677 | 0.076573 | 11 | 0.54429
59780 | 4.24 | 1 | 365 | 4.8285 | 0.71645 | 5 | 0.54496
59771 | 8.215 | 1 | 365 | 9.3552 | 0.82563 | 10 | 0.18087
59422 | 3.9 | 1 | 365 | 4.4413 | 0.9373 | 5 | 0.37862
59811 | 4.77 | 1 | 365 | 5.4321 | 0.93101 | 6 | 0.36308
59815 | 9.01 | 1 | 365 | 10.2606 | 0.64746 | 10 | 0.90805
59820 | 5.565 | 1 | 365 | 6.3374 | 0.75284 | 7 | 0.090265
32842 | 3.38 | 1 | 365 | 3.8491 | 0.74566 | 4 | 0.59481
59861 | 8.745 | 1 | 365 | 9.9588 | 0.040182 | 9 | 0.99899
59865 | 13.25 | 1 | 365 | 15.0891 | 0.36391 | 15 | 0.45301
59872 | 6.36 | 1 | 365 | 7.2428 | 0.57468 | 7 | 0.81745
59878 | 7.02 | 1 | 365 | 7.9944 | 0.087144 | 8 | 0.08152
59901 | 8.48 | 1 | 365 | 9.657 | 0.4329 | 10 | 0.089928
50248 | 10.865 | 1 | 365 | 12.3731 | 0.89841 | 13 | 0.27147
45647 | 3.06 | 1 | 365 | 3.4847 | 0.012345 | 3 | 0.49707
42117 | 9.36 | 1 | 365 | 10.6592 | 0.44953 | 11 | 0.10869
40117 | 13.52 | 1 | 365 | 15.3966 | 0.98265 | 16 | 0.37922
57417 | 2.34 | 1 | 365 | 2.6648 | 0.36238 | 3 | 0.027173
55064 | 2.34 | 1 | 365 | 2.6648 | 0.36238 | 3 | 0.027173
57172 | 2.385 | 1 | 365 | 2.716 | 0.4655 | 3 | 0.18154
58577 | 990.945 | 0.7 | 365 | 789.9417 | 0.60579 | 790 | 0.54751
38225 | 7.84 | 1 | 365 | 8.9282 | 0.96627 | 9 | 0.89446
45016 | 5.72 | 1 | 365 | 6.5139 | 0.10804 | 6 | 0.62198
43905 | 4.845 | 1 | 365 | 5.5175 | 0.10288 | 5 | 0.62037
47547 | 6.5 | 1 | 365 | 7.4022 | 0.8955 | 8 | 0.2977
53146 | 31 | 0.9 | 365 | 31.7725 | 0.93609 | 32 | 0.70861
39219 | 7.28 | 1 | 365 | 8.2905 | 0.68296 | 8 | 0.97343
56293 | 10.66 | 1 | 365 | 12.1396 | 0.42863 | 12 | 0.56823
49396 | 5.04 | 1 | 365 | 5.7396 | 0.54974 | 6 | 0.2893
47237 | 10.4 | 1 | 365 | 11.8435 | 0.83281 | 12 | 0.67633
57563 | 3.9 | 1 | 365 | 4.4413 | 0.9373 | 5 | 0.37862
57755 | 9.805 | 1 | 365 | 11.1659 | 0.46929 | 11 | 0.63523
38942 | 5.2 | 1 | 365 | 5.9218 | 0.9164 | 6 | 0.83816
24853 | 5.46 | 1 | 365 | 6.2178 | 0.51222 | 6 | 0.73007
49904 | 24.91 | 1 | 365 | 28.3675 | 0.084155 | 28 | 0.45166
59704 | 5.3 | 1 | 365 | 6.0356 | 0.14556 | 6 | 0.1812
59726 | 9.36 | 1 | 365 | 10.6592 | 0.44953 | 11 | 0.10869
59727 | 6.36 | 1 | 365 | 7.2428 | 0.57468 | 7 | 0.81745
59730 | 5.3 | 1 | 365 | 6.0356 | 0.14556 | 6 | 0.1812
59731 | 6.44 | 1 | 365 | 7.3339 | 0.75801 | 8 | 0.091879
59732 | 7.84 | 1 | 365 | 8.9282 | 0.96627 | 9 | 0.89446
59733 | 10.6 | 1 | 365 | 12.0713 | 0.29113 | 12 | 0.36241
38343 | 12.74 | 1 | 365 | 14.5083 | 0.19519 | 14 | 0.7035
46994 | 6.24 | 1 | 365 | 7.1061 | 0.29968 | 7 | 0.4058
59882 | 6.36 | 1 | 365 | 7.2428 | 0.57468 | 7 | 0.81745
59888 | 12.48 | 1 | 365 | 14.2122 | 0.59937 | 14 | 0.81159
59903 | 5.46 | 1 | 365 | 6.2178 | 0.51222 | 6 | 0.73007
59906 | 10.6 | 1 | 365 | 12.0713 | 0.29113 | 12 | 0.36241
59907 | 6.625 | 1 | 365 | 7.5446 | 0.18196 | 7 | 0.72651
59908 | 7.95 | 1 | 365 | 9.0535 | 0.21835 | 9 | 0.27181
59912 | 5.46 | 1 | 365 | 6.2178 | 0.51222 | 6 | 0.73007
59915 | 6.72 | 1 | 365 | 7.6527 | 0.39966 | 8 | 0.052396
50623 | 7.42 | 1 | 365 | 8.4499 | 0.0037907 | 8 | 0.45369
46375 | 6.76 | 1 | 365 | 7.6983 | 0.49132 | 8 | 0.18961
57498 | 7.685 | 1 | 365 | 8.7517 | 0.61107 | 9 | 0.36275
52394 | 6.375 | 1 | 365 | 7.2599 | 0.60905 | 7 | 0.8689
47243 | 7.54 | 1 | 365 | 8.5866 | 0.27878 | 8 | 0.86534
55093 | 3.12 | 1 | 365 | 3.5531 | 0.14984 | 3 | 0.7029
38017 | 10.66 | 1 | 365 | 12.1396 | 0.42863 | 12 | 0.56823
32357 | 5.98 | 1 | 365 | 6.81 | 0.70386 | 7 | 0.51389
44267 | 6.5 | 1 | 365 | 7.4022 | 0.8955 | 8 | 0.2977
60057 | 3.445 | 1 | 365 | 3.9232 | 0.89462 | 4 | 0.81778
60060 | 5.83 | 1 | 365 | 6.6392 | 0.36012 | 6 | 0.99933
60064 | 8.215 | 1 | 365 | 9.3552 | 0.82563 | 10 | 0.18087
60066 | 5.3 | 1 | 365 | 6.0356 | 0.14556 | 6 | 0.1812
60067 | 3.12 | 1 | 365 | 3.5531 | 0.14984 | 3 | 0.7029
60069 | 5.83 | 1 | 365 | 6.6392 | 0.36012 | 6 | 0.99933
60094 | 5.565 | 1 | 365 | 6.3374 | 0.75284 | 7 | 0.090265
60093 | 8.06 | 1 | 365 | 9.1787 | 0.47042 | 9 | 0.64915
60095 | 4.77 | 1 | 365 | 5.4321 | 0.93101 | 6 | 0.36308
51118 | 13.44 | 1 | 365 | 15.3055 | 0.79932 | 16 | 0.10479
44795 | 21.45 | 1 | 365 | 24.4273 | 0.15516 | 24 | 0.58242
62100 | 5.4 | 1 | 365 | 6.1495 | 0.37473 | 6 | 0.52425
62097 | 5.13 | 1 | 365 | 5.842 | 0.75599 | 6 | 0.59803
47533 | 12.4 | 1 | 365 | 14.1211 | 0.41604 | 14 | 0.53716
46223 | 7.44 | 1 | 365 | 8.4727 | 0.049623 | 8 | 0.5223
58038 | 8.25 | 1 | 365 | 9.3951 | 0.90583 | 10 | 0.30093
62013 | 7.68 | 1 | 365 | 8.746 | 0.59961 | 9 | 0.34559
61935 | 7.68 | 1 | 365 | 8.746 | 0.59961 | 9 | 0.34559
61915 | 7.68 | 1 | 365 | 8.746 | 0.59961 | 9 | 0.34559
61851 | 7.68 | 1 | 365 | 8.746 | 0.59961 | 9 | 0.34559
62085 | 7.68 | 1 | 365 | 8.746 | 0.59961 | 9 | 0.34559
36237 | 8.28 | 1 | 365 | 9.4293 | 0.97458 | 10 | 0.40384
61833 | 10.335 | 1 | 365 | 11.7695 | 0.68385 | 12 | 0.45335
45484 | 24.255 | 1 | 365 | 27.6216 | 0.58315 | 28 | 0.20474
48049 | 24.255 | 1 | 365 | 27.6216 | 0.58315 | 28 | 0.20474
34642 | 91 | 0.9 | 365 | 93.2677 | 0.68335 | 93 | 0.95107
62123 | 8.5 | 1 | 365 | 9.6798 | 0.47874 | 10 | 0.15854
62121 | 7.5 | 1 | 365 | 8.541 | 0.18712 | 8 | 0.72812
62122 | 13.25 | 1 | 365 | 15.0891 | 0.36391 | 15 | 0.45301
62120 | 3.75 | 1 | 365 | 4.2705 | 0.59356 | 4 | 0.86406
62119 | 10.137 | 1 | 365 | 11.544 | 0.23011 | 11 | 0.77413
62109 | 5.75 | 1 | 365 | 6.5481 | 0.17679 | 6 | 0.72489
62102 | 10.5 | 1 | 365 | 11.9574 | 0.061968 | 12 | 0.019368
61690 | 4.8 | 1 | 365 | 5.4662 | 0.99976 | 6 | 0.466
46593 | 5.2 | 1 | 365 | 5.9218 | 0.9164 | 6 | 0.83816
53789 | 8.67 | 1 | 365 | 9.8734 | 0.86831 | 10 | 0.74171
47065 | 11.475 | 1 | 365 | 13.0677 | 0.29629 | 13 | 0.36402
43261 | 4.42 | 1 | 365 | 5.0335 | 0.12894 | 5 | 0.16244
58624 | 7.02 | 1 | 365 | 7.9944 | 0.087144 | 8 | 0.08152
57139 | 5.46 | 1 | 365 | 6.2178 | 0.51222 | 6 | 0.73007
60247 | 7.28 | 1 | 365 | 8.2905 | 0.68296 | 8 | 0.97343
48738 | 7.28 | 1 | 365 | 8.2905 | 0.68296 | 8 | 0.97343
60289 | 7.8 | 1 | 365 | 8.8826 | 0.8746 | 9 | 0.75724
43093 | 5.72 | 1 | 365 | 6.5139 | 0.10804 | 6 | 0.62198
52002 | 8.06 | 1 | 365 | 9.1787 | 0.47042 | 9 | 0.64915
60291 | 6.095 | 1 | 365 | 6.941 | 0.9674 | 7 | 0.90839
60293 | 7.42 | 1 | 365 | 8.4499 | 0.0037907 | 8 | 0.45369
32905 | 5.46 | 1 | 365 | 6.2178 | 0.51222 | 6 | 0.73007
55085 | 9.88 | 1 | 365 | 11.2513 | 0.64117 | 11 | 0.89251
60295 | 6.36 | 1 | 365 | 7.2428 | 0.57468 | 7 | 0.81745
26669 | 6.76 | 1 | 365 | 7.6983 | 0.49132 | 8 | 0.18961
60297 | 9.01 | 1 | 365 | 10.2606 | 0.64746 | 10 | 0.90805
60298 | 3.18 | 1 | 365 | 3.6214 | 0.28734 | 3 | 0.90872
60302 | 4.24 | 1 | 365 | 4.8285 | 0.71645 | 5 | 0.54496
60304 | 7.42 | 1 | 365 | 8.4499 | 0.0037907 | 8 | 0.45369
31967 | 7.02 | 1 | 365 | 7.9944 | 0.087144 | 8 | 0.08152
25542 | 5.98 | 1 | 365 | 6.81 | 0.70386 | 7 | 0.51389
60308 | 5.83 | 1 | 365 | 6.6392 | 0.36012 | 6 | 0.99933
54955 | 4.94 | 1 | 365 | 5.6257 | 0.32058 | 5 | 0.94626
51754 | 7.54 | 1 | 365 | 8.5866 | 0.27878 | 8 | 0.86534
60321 | 3.64 | 1 | 365 | 4.1452 | 0.34148 | 4 | 0.48671
59234 | 4.68 | 1 | 365 | 5.3296 | 0.72476 | 6 | 0.054347
52341 | 7.02 | 1 | 365 | 7.9944 | 0.087144 | 8 | 0.08152
56601 | 5.72 | 1 | 365 | 6.5139 | 0.10804 | 6 | 0.62198
52238 | 9.1 | 1 | 365 | 10.3631 | 0.85371 | 11 | 0.21679
51830 | 3.12 | 1 | 365 | 3.5531 | 0.14984 | 3 | 0.7029
59491 | 11.395 | 1 | 365 | 12.9766 | 0.11296 | 13 | 0.08959
51832 | 9.88 | 1 | 365 | 11.2513 | 0.64117 | 11 | 0.89251
22762 | 8.58 | 1 | 365 | 9.7709 | 0.66207 | 10 | 0.43297
32712 | 7.54 | 1 | 365 | 8.5866 | 0.27878 | 8 | 0.86534
52108 | 5.72 | 1 | 365 | 6.5139 | 0.10804 | 6 | 0.62198
60387 | 4.24 | 1 | 365 | 4.8285 | 0.71645 | 5 | 0.54496
59566 | 10.6 | 1 | 365 | 12.0713 | 0.29113 | 12 | 0.36241
59137 | 13 | 1 | 365 | 14.8044 | 0.79101 | 15 | 0.59541
60390 | 4.16 | 1 | 365 | 4.7374 | 0.53312 | 5 | 0.27053
59317 | 10.6 | 1 | 365 | 12.0713 | 0.29113 | 12 | 0.36241
58842 | 7.905 | 1 | 365 | 9.0022 | 0.11522 | 9 | 0.11744
37742 | 5.72 | 1 | 365 | 6.5139 | 0.10804 | 6 | 0.62198
60398 | 3.64 | 1 | 365 | 4.1452 | 0.34148 | 4 | 0.48671
33220 | 2.86 | 1 | 365 | 3.257 | 0.55402 | 3 | 0.81099
43721 | 4.94 | 1 | 365 | 5.6257 | 0.32058 | 5 | 0.94626
60400 | 10.71 | 1 | 365 | 12.1965 | 0.54321 | 12 | 0.73976
57899 | 4.16 | 1 | 365 | 4.7374 | 0.53312 | 5 | 0.27053
15733 | 4.335 | 1 | 365 | 4.9367 | 0.93416 | 5 | 0.87085
57077 | 3.9 | 1 | 365 | 4.4413 | 0.9373 | 5 | 0.37862
59296 | 10.6 | 1 | 365 | 12.0713 | 0.29113 | 12 | 0.36241
60409 | 6.36 | 1 | 365 | 7.2428 | 0.57468 | 7 | 0.81745
59231 | 17.42 | 1 | 365 | 19.8379 | 0.91995 | 20 | 0.75785
59940 | 5.46 | 1 | 365 | 6.2178 | 0.51222 | 6 | 0.73007
60211 | 5.7 | 1 | 365 | 6.4912 | 0.062211 | 6 | 0.55337
60513 | 6.6 | 1 | 365 | 7.5161 | 0.12467 | 7 | 0.64075
60541 | 6 | 1 | 365 | 6.8328 | 0.7497 | 7 | 0.5825
60565 | 6 | 1 | 365 | 6.8328 | 0.7497 | 7 | 0.5825
60839 | 3.3 | 1 | 365 | 3.758 | 0.56233 | 4 | 0.32037
60855 | 8.4 | 1 | 365 | 9.5659 | 0.24957 | 9 | 0.81549
60884 | 12.72 | 1 | 365 | 14.4855 | 0.14936 | 14 | 0.63489
61002 | 4.8 | 1 | 365 | 5.4662 | 0.99976 | 6 | 0.466
60226 | 7.5 | 1 | 365 | 8.541 | 0.18712 | 8 | 0.72812
60031 | 7.155 | 1 | 365 | 8.1481 | 0.39651 | 8 | 0.54463
60017 | 4.77 | 1 | 365 | 5.4321 | 0.93101 | 6 | 0.36308
60033 | 9.52 | 1 | 365 | 10.8414 | 0.81618 | 11 | 0.65756
60029 | 6.54 | 1 | 365 | 7.4478 | 0.98717 | 8 | 0.43492
60036 | 8.82 | 1 | 365 | 10.0442 | 0.21205 | 10 | 0.25627
60041 | 5.035 | 1 | 365 | 5.7339 | 0.53829 | 6 | 0.27214
60038 | 6.44 | 1 | 365 | 7.3339 | 0.75801 | 8 | 0.091879
51561 | 4.68 | 1 | 365 | 5.3296 | 0.72476 | 6 | 0.054347
59798 | 4.68 | 1 | 365 | 5.3296 | 0.72476 | 6 | 0.054347
41298 | 3.9 | 1 | 365 | 4.4413 | 0.9373 | 5 | 0.37862
57113 | 7.54 | 1 | 365 | 8.5866 | 0.27878 | 8 | 0.86534
57506 | 8.71 | 1 | 365 | 9.9189 | 0.95998 | 10 | 0.87892
59594 | 6.213 | 1 | 365 | 7.0754 | 0.23781 | 7 | 0.31317
60043 | 6.24 | 1 | 365 | 7.1061 | 0.29968 | 7 | 0.4058
43756 | 3.57 | 1 | 365 | 4.0655 | 0.18107 | 4 | 0.24659
60128 | 4.4 | 1 | 365 | 5.0107 | 0.08311 | 5 | 0.09383
60138 | 10.35 | 1 | 365 | 11.7866 | 0.71823 | 12 | 0.50481
60141 | 6.5 | 1 | 365 | 7.4022 | 0.8955 | 8 | 0.2977
60147 | 6.89 | 1 | 365 | 7.8463 | 0.78923 | 8 | 0.63557
60148 | 3.975 | 1 | 365 | 4.5267 | 0.10917 | 4 | 0.6359
60149 | 6.095 | 1 | 365 | 6.941 | 0.9674 | 7 | 0.90839
60151 | 9.01 | 1 | 365 | 10.2606 | 0.64746 | 10 | 0.90805
60153 | 10.6 | 1 | 365 | 12.0713 | 0.29113 | 12 | 0.36241
60154 | 4.77 | 1 | 365 | 5.4321 | 0.93101 | 6 | 0.36308
60162 | 8.19 | 1 | 365 | 9.3268 | 0.76834 | 10 | 0.095107
59558 | 7.035 | 1 | 365 | 8.0115 | 0.12152 | 8 | 0.13298
39690 | 8.925 | 1 | 365 | 10.1638 | 0.45267 | 10 | 0.61646
60171 | 8.505 | 1 | 365 | 9.6855 | 0.49019 | 10 | 0.17569
59762 | 6.16 | 1 | 365 | 7.015 | 0.11635 | 7 | 0.13136
60240 | 9.3 | 1 | 365 | 10.5908 | 0.31203 | 10 | 0.90287
60241 | 17.01 | 1 | 365 | 19.371 | 0.98039 | 20 | 0.35138
60251 | 11.34 | 1 | 365 | 12.914 | 0.98693 | 13 | 0.90092
60145 | 6.76 | 1 | 365 | 7.6983 | 0.49132 | 8 | 0.18961
50609 | 8.58 | 1 | 365 | 9.7709 | 0.66207 | 10 | 0.43297
60616 | 3.64 | 1 | 365 | 4.1452 | 0.34148 | 4 | 0.48671
60618 | 13.78 | 1 | 365 | 15.6927 | 0.57847 | 16 | 0.27113
60619 | 2.65 | 1 | 365 | 3.0178 | 0.072782 | 3 | 0.090602
60629 | 7.54 | 1 | 365 | 8.5866 | 0.27878 | 8 | 0.86534
60622 | 7.54 | 1 | 365 | 8.5866 | 0.27878 | 8 | 0.86534
60636 | 13.77 | 1 | 365 | 15.6813 | 0.55555 | 16 | 0.23683
60662 | 2.86 | 1 | 365 | 3.257 | 0.55402 | 3 | 0.81099
60665 | 11.18 | 1 | 365 | 12.7318 | 0.62027 | 13 | 0.35205
60667 | 10.14 | 1 | 365 | 11.5474 | 0.23699 | 11 | 0.78442
60668 | 15.045 | 1 | 365 | 17.1332 | 0.47736 | 17 | 0.61061
60670 | 14.025 | 1 | 365 | 15.9717 | 0.13991 | 16 | 0.11158
60671 | 4.42 | 1 | 365 | 5.0335 | 0.12894 | 5 | 0.16244
60674 | 6.36 | 1 | 365 | 7.2428 | 0.57468 | 7 | 0.81745
60672 | 4.42 | 1 | 365 | 5.0335 | 0.12894 | 5 | 0.16244
60675 | 6.24 | 1 | 365 | 7.1061 | 0.29968 | 7 | 0.4058
60676 | 6.5 | 1 | 365 | 7.4022 | 0.8955 | 8 | 0.2977
60677 | 3.9 | 1 | 365 | 4.4413 | 0.9373 | 5 | 0.37862
60678 | 5.72 | 1 | 365 | 6.5139 | 0.10804 | 6 | 0.62198
60693 | 6.12 | 1 | 365 | 6.9695 | 0.02469 | 6 | 0.99415
60697 | 5.83 | 1 | 365 | 6.6392 | 0.36012 | 6 | 0.99933
60703 | 7.395 | 1 | 365 | 8.4214 | 0.9465 | 9 | 0.36793
60715 | 6.36 | 1 | 365 | 7.2428 | 0.57468 | 7 | 0.81745
60731 | 4.335 | 1 | 365 | 4.9367 | 0.93416 | 5 | 0.87085
60736 | 9.88 | 1 | 365 | 11.2513 | 0.64117 | 11 | 0.89251
60737 | 6.5 | 1 | 365 | 7.4022 | 0.8955 | 8 | 0.2977
60669 | 3.38 | 1 | 365 | 3.8491 | 0.74566 | 4 | 0.59481
60743 | 6.36 | 1 | 365 | 7.2428 | 0.57468 | 7 | 0.81745
60745 | 11.18 | 1 | 365 | 12.7318 | 0.62027 | 13 | 0.35205
60747 | 5.3 | 1 | 365 | 6.0356 | 0.14556 | 6 | 0.1812
60750 | 2.86 | 1 | 365 | 3.257 | 0.55402 | 3 | 0.81099
60755 | 6.095 | 1 | 365 | 6.941 | 0.9674 | 7 | 0.90839
60756 | 3.71 | 1 | 365 | 4.2249 | 0.5019 | 4 | 0.72684
60759 | 2.65 | 1 | 365 | 3.0178 | 0.072782 | 3 | 0.090602
60767 | 3.71 | 1 | 365 | 4.2249 | 0.5019 | 4 | 0.72684
60769 | 9.1 | 1 | 365 | 10.3631 | 0.85371 | 11 | 0.21679
60770 | 8.48 | 1 | 365 | 9.657 | 0.4329 | 10 | 0.089928
62050 | 8.7 | 1 | 365 | 9.9076 | 0.93706 | 10 | 0.84462
60210 | 7.95 | 1 | 365 | 9.0535 | 0.21835 | 9 | 0.27181
59338 | 3.924 | 1 | 365 | 4.4687 | 0.9923 | 5 | 0.46095
60741 | 8.06 | 1 | 365 | 9.1787 | 0.47042 | 9 | 0.64915
53538 | 11.96 | 1 | 365 | 13.62 | 0.40773 | 14 | 0.027775
56311 | 4.42 | 1 | 365 | 5.0335 | 0.12894 | 5 | 0.16244
56314 | 5.2 | 1 | 365 | 5.9218 | 0.9164 | 6 | 0.83816
38667 | 7.575 | 1 | 365 | 8.6264 | 0.35899 | 8 | 0.9854
27278 | 649.8 | 0.8 | 365 | 591.9938 | 0.27366 | 592 | 0.26745
27345 | 649.8 | 0.8 | 365 | 591.9938 | 0.27366 | 592 | 0.26745
27346 | 649.8 | 0.8 | 365 | 591.9938 | 0.27366 | 592 | 0.26745
59471 | 35.97 | 0.9 | 365 | 36.8664 | 0.18648 | 37 | 0.052857
60779 | 9.88 | 1 | 365 | 11.2513 | 0.64117 | 11 | 0.89251
60773 | 2.65 | 1 | 365 | 3.0178 | 0.072782 | 3 | 0.090602
60781 | 10.335 | 1 | 365 | 11.7695 | 0.68385 | 12 | 0.45335
60782 | 5.98 | 1 | 365 | 6.81 | 0.70386 | 7 | 0.51389
60780 | 374.22 | 0.9 | 365 | 383.5456 | 0.81169 | 384 | 0.35725
60792 | 10.6 | 1 | 365 | 12.0713 | 0.29113 | 12 | 0.36241
60700 | 318.06 | 0.8 | 365 | 289.7654 | 0.097108 | 289 | 0.86249
18081 | 318.06 | 0.8 | 365 | 289.7654 | 0.097108 | 289 | 0.86249
60794 | 3.38 | 1 | 365 | 3.8491 | 0.74566 | 4 | 0.59481
60798 | 11.13 | 1 | 365 | 12.6748 | 0.50569 | 13 | 0.18053
60799 | 10.335 | 1 | 365 | 11.7695 | 0.68385 | 12 | 0.45335
60802 | 10.4 | 1 | 365 | 11.8435 | 0.83281 | 12 | 0.67633
60801 | 7.42 | 1 | 365 | 8.4499 | 0.0037907 | 8 | 0.45369
60803 | 7.28 | 1 | 365 | 8.2905 | 0.68296 | 8 | 0.97343
60804 | 5.035 | 1 | 365 | 5.7339 | 0.53829 | 6 | 0.27214
60812 | 5.2 | 1 | 365 | 5.9218 | 0.9164 | 6 | 0.83816
60829 | 5.565 | 1 | 365 | 6.3374 | 0.75284 | 7 | 0.090265
60828 | 2.915 | 1 | 365 | 3.3196 | 0.68006 | 3 | 0.99966
60844 | 13.52 | 1 | 365 | 15.3966 | 0.98265 | 16 | 0.37922
60846 | 4.94 | 1 | 365 | 5.6257 | 0.32058 | 5 | 0.94626
60851 | 7.685 | 1 | 365 | 8.7517 | 0.61107 | 9 | 0.36275
60858 | 3.975 | 1 | 365 | 4.5267 | 0.10917 | 4 | 0.6359
60833 | 3.38 | 1 | 365 | 3.8491 | 0.74566 | 4 | 0.59481
60861 | 5.035 | 1 | 365 | 5.7339 | 0.53829 | 6 | 0.27214
60870 | 4.16 | 1 | 365 | 4.7374 | 0.53312 | 5 | 0.27053
60867 | 6.36 | 1 | 365 | 7.2428 | 0.57468 | 7 | 0.81745
60889 | 5.46 | 1 | 365 | 6.2178 | 0.51222 | 6 | 0.73007
60892 | 10.92 | 1 | 365 | 12.4357 | 0.024447 | 12 | 0.46014
60891 | 9.54 | 1 | 365 | 10.8642 | 0.86202 | 11 | 0.72617
60897 | 9.945 | 1 | 365 | 11.3254 | 0.79012 | 12 | 0.11549
60902 | 4.68 | 1 | 365 | 5.3296 | 0.72476 | 6 | 0.054347
60912 | 13.26 | 1 | 365 | 15.1005 | 0.38683 | 15 | 0.48732
60911 | 3.71 | 1 | 365 | 4.2249 | 0.5019 | 4 | 0.72684
60898 | 7.685 | 1 | 365 | 8.7517 | 0.61107 | 9 | 0.36275
60922 | 6.095 | 1 | 365 | 6.941 | 0.9674 | 7 | 0.90839
60926 | 7.95 | 1 | 365 | 9.0535 | 0.21835 | 9 | 0.27181
60927 | 7.02 | 1 | 365 | 7.9944 | 0.087144 | 8 | 0.08152
60931 | 9.275 | 1 | 365 | 10.5624 | 0.25474 | 10 | 0.81711
60939 | 6.36 | 1 | 365 | 7.2428 | 0.57468 | 7 | 0.81745
60944 | 5.565 | 1 | 365 | 6.3374 | 0.75284 | 7 | 0.090265
60947 | 3.18 | 1 | 365 | 3.6214 | 0.28734 | 3 | 0.90872
60949 | 3.71 | 1 | 365 | 4.2249 | 0.5019 | 4 | 0.72684
60663 | 9.88 | 1 | 365 | 11.2513 | 0.64117 | 11 | 0.89251
60953 | 9.01 | 1 | 365 | 10.2606 | 0.64746 | 10 | 0.90805
60955 | 5.2 | 1 | 365 | 5.9218 | 0.9164 | 6 | 0.83816
60957 | 3.12 | 1 | 365 | 3.5531 | 0.14984 | 3 | 0.7029
60959 | 4.77 | 1 | 365 | 5.4321 | 0.93101 | 6 | 0.36308
60963 | 4.16 | 1 | 365 | 4.7374 | 0.53312 | 5 | 0.27053
60964 | 3.975 | 1 | 365 | 4.5267 | 0.10917 | 4 | 0.6359
60965 | 3.9 | 1 | 365 | 4.4413 | 0.9373 | 5 | 0.37862
60972 | 3.18 | 1 | 365 | 3.6214 | 0.28734 | 3 | 0.90872
60976 | 12.48 | 1 | 365 | 14.2122 | 0.59937 | 14 | 0.81159
60980 | 3.975 | 1 | 365 | 4.5267 | 0.10917 | 4 | 0.6359
60982 | 7.02 | 1 | 365 | 7.9944 | 0.087144 | 8 | 0.08152
62735 | 9.88 | 1 | 365 | 11.2513 | 0.64117 | 11 | 0.89251
60987 | 7.14 | 1 | 365 | 8.131 | 0.36214 | 8 | 0.49317
61003 | 9.54 | 1 | 365 | 10.8642 | 0.86202 | 11 | 0.72617
63017 | 5.035 | 1 | 365 | 5.7339 | 0.53829 | 6 | 0.27214
61016 | 5.98 | 1 | 365 | 6.81 | 0.70386 | 7 | 0.51389
61017 | 5.98 | 1 | 365 | 6.81 | 0.70386 | 7 | 0.51389
61019 | 2.6 | 1 | 365 | 2.9609 | 0.9582 | 3 | 0.91908
61029 | 7.28 | 1 | 365 | 8.2905 | 0.68296 | 8 | 0.97343
61040 | 9.01 | 1 | 365 | 10.2606 | 0.64746 | 10 | 0.90805
61041 | 9.275 | 1 | 365 | 10.5624 | 0.25474 | 10 | 0.81711
61042 | 5.3 | 1 | 365 | 6.0356 | 0.14556 | 6 | 0.1812
61043 | 5.035 | 1 | 365 | 5.7339 | 0.53829 | 6 | 0.27214
61044 | 4.24 | 1 | 365 | 4.8285 | 0.71645 | 5 | 0.54496
61054 | 13.515 | 1 | 365 | 15.3909 | 0.97119 | 16 | 0.36207
61055 | 6.89 | 1 | 365 | 7.8463 | 0.78923 | 8 | 0.63557
61056 | 9.36 | 1 | 365 | 10.6592 | 0.44953 | 11 | 0.10869
60797 | 5.67 | 1 | 365 | 6.457 | 0.99346 | 7 | 0.45046
61074 | 6.5 | 1 | 365 | 7.4022 | 0.8955 | 8 | 0.2977
61075 | 5.355 | 1 | 365 | 6.0983 | 0.2716 | 6 | 0.36988
61083 | 5.94 | 1 | 365 | 6.7645 | 0.6122 | 7 | 0.37667
61085 | 10.2 | 1 | 365 | 11.6158 | 0.37448 | 11 | 0.99024
61089 | 6.76 | 1 | 365 | 7.6983 | 0.49132 | 8 | 0.18961
61096 | 6.375 | 1 | 365 | 7.2599 | 0.60905 | 7 | 0.8689
61104 | 3.06 | 1 | 365 | 3.4847 | 0.012345 | 3 | 0.49707
61109 | 10.71 | 1 | 365 | 12.1965 | 0.54321 | 12 | 0.73976
61103 | 14.04 | 1 | 365 | 15.9888 | 0.17429 | 16 | 0.16304
61107 | 9.36 | 1 | 365 | 10.6592 | 0.44953 | 11 | 0.10869
61112 | 9.36 | 1 | 365 | 10.6592 | 0.44953 | 11 | 0.10869
61111 | 3.71 | 1 | 365 | 4.2249 | 0.5019 | 4 | 0.72684
61113 | 7.14 | 1 | 365 | 8.131 | 0.36214 | 8 | 0.49317
61114 | 2.6 | 1 | 365 | 2.9609 | 0.9582 | 3 | 0.91908
61122 | 6.5 | 1 | 365 | 7.4022 | 0.8955 | 8 | 0.2977
61125 | 13 | 1 | 365 | 14.8044 | 0.79101 | 15 | 0.59541
61129 | 5.46 | 1 | 365 | 6.2178 | 0.51222 | 6 | 0.73007
61131 | 4.16 | 1 | 365 | 4.7374 | 0.53312 | 5 | 0.27053
61132 | 5.3 | 1 | 365 | 6.0356 | 0.14556 | 6 | 0.1812
61134 | 6.5 | 1 | 365 | 7.4022 | 0.8955 | 8 | 0.2977
61138 | 5.565 | 1 | 365 | 6.3374 | 0.75284 | 7 | 0.090265
60940 | 5.565 | 1 | 365 | 6.3374 | 0.75284 | 7 | 0.090265
61141 | 7.95 | 1 | 365 | 9.0535 | 0.21835 | 9 | 0.27181
61139 | 6.36 | 1 | 365 | 7.2428 | 0.57468 | 7 | 0.81745
61143 | 8.745 | 1 | 365 | 9.9588 | 0.040182 | 9 | 0.99899
61144 | 12.19 | 1 | 365 | 13.882 | 0.9348 | 14 | 0.81677
61146 | 13.78 | 1 | 365 | 15.6927 | 0.57847 | 16 | 0.27113
61175 | 2.08 | 1 | 365 | 2.3687 | 0.76656 | 3 | 0.13527
61174 | 7.02 | 1 | 365 | 7.9944 | 0.087144 | 8 | 0.08152
61178 | 13.23 | 1 | 365 | 15.0663 | 0.31808 | 15 | 0.3844
61177 | 13.77 | 1 | 365 | 15.6813 | 0.55555 | 16 | 0.23683
61185 | 12.985 | 1 | 365 | 14.7873 | 0.75663 | 15 | 0.54395
61182 | 6.625 | 1 | 365 | 7.5446 | 0.18196 | 7 | 0.72651
61201 | 5.98 | 1 | 365 | 6.81 | 0.70386 | 7 | 0.51389
61188 | 10.14 | 1 | 365 | 11.5474 | 0.23699 | 11 | 0.78442
61187 | 6.76 | 1 | 365 | 7.6983 | 0.49132 | 8 | 0.18961
61204 | 8.84 | 1 | 365 | 10.067 | 0.25789 | 10 | 0.32488
61209 | 14.04 | 1 | 365 | 15.9888 | 0.17429 | 16 | 0.16304
61218 | 9.54 | 1 | 365 | 10.8642 | 0.86202 | 11 | 0.72617
61220 | 4.24 | 1 | 365 | 4.8285 | 0.71645 | 5 | 0.54496
61223 | 8.48 | 1 | 365 | 9.657 | 0.4329 | 10 | 0.089928
61224 | 7.155 | 1 | 365 | 8.1481 | 0.39651 | 8 | 0.54463
61231 | 10.865 | 1 | 365 | 12.3731 | 0.89841 | 13 | 0.27147
61235 | 14.04 | 1 | 365 | 15.9888 | 0.17429 | 16 | 0.16304
61238 | 6.5 | 1 | 365 | 7.4022 | 0.8955 | 8 | 0.2977
61279 | 9.1 | 1 | 365 | 10.3631 | 0.85371 | 11 | 0.21679
61281 | 3.825 | 1 | 365 | 4.3559 | 0.76543 | 5 | 0.12134
61284 | 2.34 | 1 | 365 | 2.6648 | 0.36238 | 3 | 0.027173
61289 | 2.915 | 1 | 365 | 3.3196 | 0.68006 | 3 | 0.99966
61294 | 7.155 | 1 | 365 | 8.1481 | 0.39651 | 8 | 0.54463
61292 | 4.505 | 1 | 365 | 5.1303 | 0.32373 | 5 | 0.45402
61298 | 4.505 | 1 | 365 | 5.1303 | 0.32373 | 5 | 0.45402
61300 | 6.89 | 1 | 365 | 7.8463 | 0.78923 | 8 | 0.63557
61297 | 13 | 1 | 365 | 14.8044 | 0.79101 | 15 | 0.59541
61301 | 5.83 | 1 | 365 | 6.6392 | 0.36012 | 6 | 0.99933
61335 | 3.38 | 1 | 365 | 3.8491 | 0.74566 | 4 | 0.59481
61336 | 6.89 | 1 | 365 | 7.8463 | 0.78923 | 8 | 0.63557
61337 | 7.685 | 1 | 365 | 8.7517 | 0.61107 | 9 | 0.36275
61339 | 7.905 | 1 | 365 | 9.0022 | 0.11522 | 9 | 0.11744
61338 | 4.42 | 1 | 365 | 5.0335 | 0.12894 | 5 | 0.16244
61340 | 7.28 | 1 | 365 | 8.2905 | 0.68296 | 8 | 0.97343
61342 | 4.68 | 1 | 365 | 5.3296 | 0.72476 | 6 | 0.054347
61343 | 15.08 | 1 | 365 | 17.1731 | 0.55757 | 17 | 0.73067
61344 | 5.46 | 1 | 365 | 6.2178 | 0.51222 | 6 | 0.73007
61345 | 9.36 | 1 | 365 | 10.6592 | 0.44953 | 11 | 0.10869
61346 | 6.24 | 1 | 365 | 7.1061 | 0.29968 | 7 | 0.4058
61349 | 6.76 | 1 | 365 | 7.6983 | 0.49132 | 8 | 0.18961
61348 | 7.28 | 1 | 365 | 8.2905 | 0.68296 | 8 | 0.97343
61351 | 3.9 | 1 | 365 | 4.4413 | 0.9373 | 5 | 0.37862
61352 | 13.78 | 1 | 365 | 15.6927 | 0.57847 | 16 | 0.27113
61354 | 9.275 | 1 | 365 | 10.5624 | 0.25474 | 10 | 0.81711
61355 | 13.78 | 1 | 365 | 15.6927 | 0.57847 | 16 | 0.27113
61359 | 2.915 | 1 | 365 | 3.3196 | 0.68006 | 3 | 0.99966
61360 | 6.89 | 1 | 365 | 7.8463 | 0.78923 | 8 | 0.63557
61361 | 8.32 | 1 | 365 | 9.4748 | 0.066245 | 9 | 0.54106
37780 | 5.2 | 1 | 365 | 5.9218 | 0.9164 | 6 | 0.83816
46253 | 2.12 | 1 | 365 | 2.4143 | 0.85823 | 3 | 0.27248
45488 | 8.58 | 1 | 365 | 9.7709 | 0.66207 | 10 | 0.43297
41330 | 7.65 | 1 | 365 | 8.7118 | 0.53086 | 9 | 0.24268
39514 | 3.825 | 1 | 365 | 4.3559 | 0.76543 | 5 | 0.12134
54197 | 4.42 | 1 | 365 | 5.0335 | 0.12894 | 5 | 0.16244
42352 | 13.78 | 1 | 365 | 15.6927 | 0.57847 | 16 | 0.27113
38258 | 7.28 | 1 | 365 | 8.2905 | 0.68296 | 8 | 0.97343
60481 | 10.2 | 1 | 365 | 11.6158 | 0.37448 | 11 | 0.99024
41666 | 9.1 | 1 | 365 | 10.3631 | 0.85371 | 11 | 0.21679
60777 | 12.72 | 1 | 365 | 14.4855 | 0.14936 | 14 | 0.63489
50474 | 7.8 | 1 | 365 | 8.8826 | 0.8746 | 9 | 0.75724
61383 | 10.865 | 1 | 365 | 12.3731 | 0.89841 | 13 | 0.27147
55957 | 6.375 | 1 | 365 | 7.2599 | 0.60905 | 7 | 0.8689
41211 | 5.98 | 1 | 365 | 6.81 | 0.70386 | 7 | 0.51389
60090 | 7.848 | 1 | 365 | 8.9373 | 0.9846 | 9 | 0.9219
48563 | 6.3 | 1 | 365 | 7.1744 | 0.43718 | 7 | 0.61162
59271 | 8.19 | 1 | 365 | 9.3268 | 0.76834 | 10 | 0.095107
61601 | 7.42 | 1 | 365 | 8.4499 | 0.0037907 | 8 | 0.45369
45259 | 13.5 | 1 | 365 | 15.3738 | 0.93682 | 16 | 0.31062
56569 | 3.12 | 1 | 365 | 3.5531 | 0.14984 | 3 | 0.7029
60034 | 2.295 | 1 | 365 | 2.6135 | 0.25926 | 2 | 0.8728
43728 | 7.8 | 1 | 365 | 8.8826 | 0.8746 | 9 | 0.75724
61050 | 8.745 | 1 | 365 | 9.9588 | 0.040182 | 9 | 0.99899
58863 | 11.13 | 1 | 365 | 12.6748 | 0.50569 | 13 | 0.18053
63198 | 6.93 | 1 | 365 | 7.8919 | 0.8809 | 8 | 0.77278
48931 | 4.16 | 1 | 365 | 4.7374 | 0.53312 | 5 | 0.27053
57591 | 5.565 | 1 | 365 | 6.3374 | 0.75284 | 7 | 0.090265
14256 | 15.045 | 1 | 365 | 17.1332 | 0.47736 | 17 | 0.61061
62370 | 9.435 | 1 | 365 | 10.7446 | 0.6214 | 11 | 0.36597
56991 | 2.65 | 1 | 365 | 3.0178 | 0.072782 | 3 | 0.090602
59267 | 7.56 | 1 | 365 | 8.6093 | 0.32462 | 8 | 0.93394
34260 | 9.945 | 1 | 365 | 11.3254 | 0.79012 | 12 | 0.11549
60286 | 8.502 | 1 | 365 | 9.6821 | 0.48332 | 10 | 0.1654
60461 | 7.155 | 1 | 365 | 8.1481 | 0.39651 | 8 | 0.54463
59284 | 5.61 | 1 | 365 | 6.3887 | 0.85597 | 7 | 0.24463
60156 | 4.77 | 1 | 365 | 5.4321 | 0.93101 | 6 | 0.36308
62280 | 5.12 | 1 | 365 | 5.8307 | 0.73307 | 6 | 0.56373
60462 | 4.16 | 1 | 365 | 4.7374 | 0.53312 | 5 | 0.27053
60464 | 8.215 | 1 | 365 | 9.3552 | 0.82563 | 10 | 0.18087
60466 | 6.095 | 1 | 365 | 6.941 | 0.9674 | 7 | 0.90839
32408 | 2.86 | 1 | 365 | 3.257 | 0.55402 | 3 | 0.81099
60468 | 10.92 | 1 | 365 | 12.4357 | 0.024447 | 12 | 0.46014
60469 | 10.335 | 1 | 365 | 11.7695 | 0.68385 | 12 | 0.45335
62336 | 2.6 | 1 | 365 | 2.9609 | 0.9582 | 3 | 0.91908
28069 | 5.46 | 1 | 365 | 6.2178 | 0.51222 | 6 | 0.73007
60472 | 10.6 | 1 | 365 | 12.0713 | 0.29113 | 12 | 0.36241
52224 | 7.28 | 1 | 365 | 8.2905 | 0.68296 | 8 | 0.97343
60473 | 6.625 | 1 | 365 | 7.5446 | 0.18196 | 7 | 0.72651
32727 | 3.64 | 1 | 365 | 4.1452 | 0.34148 | 4 | 0.48671
29751 | 2.6 | 1 | 365 | 2.9609 | 0.9582 | 3 | 0.91908
51875 | 4.68 | 1 | 365 | 5.3296 | 0.72476 | 6 | 0.054347
61625 | 11.4 | 1 | 365 | 12.9823 | 0.12442 | 13 | 0.10674
59887 | 9.1 | 1 | 365 | 10.3631 | 0.85371 | 11 | 0.21679
52522 | 13 | 1 | 365 | 14.8044 | 0.79101 | 15 | 0.59541
60027 | 8.32 | 1 | 365 | 9.4748 | 0.066245 | 9 | 0.54106
59570 | 10.66 | 1 | 365 | 12.1396 | 0.42863 | 12 | 0.56823
60114 | 6.5 | 1 | 365 | 7.4022 | 0.8955 | 8 | 0.2977
62812 | 6.72 | 1 | 365 | 7.6527 | 0.39966 | 8 | 0.052396
62627 | 14.835 | 1 | 365 | 16.8941 | 0.99612 | 17 | 0.89022
62324 | 7.2 | 1 | 365 | 8.1994 | 0.49964 | 8 | 0.699
59455 | 7.95 | 1 | 365 | 9.0535 | 0.21835 | 9 | 0.27181
59805 | 7.155 | 1 | 365 | 8.1481 | 0.39651 | 8 | 0.54463
61609 | 11.2 | 1 | 365 | 12.7546 | 0.6661 | 13 | 0.42066
57837 | 7.95 | 1 | 365 | 9.0535 | 0.21835 | 9 | 0.27181
59308 | 3.71 | 1 | 365 | 4.2249 | 0.5019 | 4 | 0.72684
59483 | 4.42 | 1 | 365 | 5.0335 | 0.12894 | 5 | 0.16244
60021 | 7.42 | 1 | 365 | 8.4499 | 0.0037907 | 8 | 0.45369
28723 | 3.315 | 1 | 365 | 3.7751 | 0.59671 | 4 | 0.37183
16443 | 17.595 | 1 | 365 | 20.0372 | 0.32098 | 20 | 0.35817
60543 | 4.16 | 1 | 365 | 4.7374 | 0.53312 | 5 | 0.27053
60546 | 11.96 | 1 | 365 | 13.62 | 0.40773 | 14 | 0.027775
60551 | 4.335 | 1 | 365 | 4.9367 | 0.93416 | 5 | 0.87085
60547 | 7.8 | 1 | 365 | 8.8826 | 0.8746 | 9 | 0.75724
60555 | 8.745 | 1 | 365 | 9.9588 | 0.040182 | 9 | 0.99899
53997 | 8.415 | 1 | 365 | 9.583 | 0.28395 | 9 | 0.86695
60556 | 4.77 | 1 | 365 | 5.4321 | 0.93101 | 6 | 0.36308
22057 | 4.42 | 1 | 365 | 5.0335 | 0.12894 | 5 | 0.16244
16920 | 3.92 | 1 | 365 | 4.4641 | 0.98313 | 5 | 0.44723
60285 | 11.1 | 1 | 365 | 12.6407 | 0.43694 | 13 | 0.077618
60309 | 2.85 | 1 | 365 | 3.2456 | 0.53111 | 3 | 0.77669
51292 | 8.25 | 1 | 365 | 9.3951 | 0.90583 | 10 | 0.30093
60317 | 8.19 | 1 | 365 | 9.3268 | 0.76834 | 10 | 0.095107
47341 | 15.75 | 1 | 365 | 17.9361 | 0.092952 | 18 | 0.029052
60320 | 7.035 | 1 | 365 | 8.0115 | 0.12152 | 8 | 0.13298
56410 | 12.18 | 1 | 365 | 13.8706 | 0.91188 | 14 | 0.78247
60363 | 13.26 | 1 | 365 | 15.1005 | 0.38683 | 15 | 0.48732
60374 | 9.88 | 1 | 365 | 11.2513 | 0.64117 | 11 | 0.89251
60375 | 6.89 | 1 | 365 | 7.8463 | 0.78923 | 8 | 0.63557
60376 | 11.2 | 1 | 365 | 12.7546 | 0.6661 | 13 | 0.42066
60378 | 7.425 | 1 | 365 | 8.4556 | 0.015249 | 8 | 0.47084
60380 | 10.335 | 1 | 365 | 11.7695 | 0.68385 | 12 | 0.45335
60379 | 7.28 | 1 | 365 | 8.2905 | 0.68296 | 8 | 0.97343
60381 | 10.14 | 1 | 365 | 11.5474 | 0.23699 | 11 | 0.78442
60382 | 7.8 | 1 | 365 | 8.8826 | 0.8746 | 9 | 0.75724
60383 | 4.68 | 1 | 365 | 5.3296 | 0.72476 | 6 | 0.054347
60389 | 8.4 | 1 | 365 | 9.5659 | 0.24957 | 9 | 0.81549
35660 | 1360 | 0.9 | 365 | 1393.8912 | 0.93798 | 1394 | 0.82918
60098 | 3.71 | 1 | 365 | 4.2249 | 0.5019 | 4 | 0.72684
60246 | 4.24 | 1 | 365 | 4.8285 | 0.71645 | 5 | 0.54496
60099 | 4.505 | 1 | 365 | 5.1303 | 0.32373 | 5 | 0.45402
60406 | 12 | 1 | 365 | 13.6656 | 0.49939 | 14 | 0.16499
60411 | 6.3 | 1 | 365 | 7.1744 | 0.43718 | 7 | 0.61162
60102 | 6.36 | 1 | 365 | 7.2428 | 0.57468 | 7 | 0.81745
46899 | 3.78 | 1 | 365 | 4.3047 | 0.66231 | 4 | 0.96697
60412 | 7.5 | 1 | 365 | 8.541 | 0.18712 | 8 | 0.72812
60421 | 6.27 | 1 | 365 | 7.1403 | 0.36843 | 7 | 0.50871
60427 | 4.8 | 1 | 365 | 5.4662 | 0.99976 | 6 | 0.466
60432 | 4.14 | 1 | 365 | 4.7146 | 0.48729 | 5 | 0.20192
60109 | 4.24 | 1 | 365 | 4.8285 | 0.71645 | 5 | 0.54496
60450 | 11.96 | 1 | 365 | 13.62 | 0.40773 | 14 | 0.027775
60451 | 6.36 | 1 | 365 | 7.2428 | 0.57468 | 7 | 0.81745
60452 | 6.625 | 1 | 365 | 7.5446 | 0.18196 | 7 | 0.72651
60454 | 5.035 | 1 | 365 | 5.7339 | 0.53829 | 6 | 0.27214
60166 | 2.85 | 1 | 365 | 3.2456 | 0.53111 | 3 | 0.77669
60108 | 5.3 | 1 | 365 | 6.0356 | 0.14556 | 6 | 0.1812
60477 | 5.559 | 1 | 365 | 6.3306 | 0.73909 | 7 | 0.069683
47678 | 8.7 | 1 | 365 | 9.9076 | 0.93706 | 10 | 0.84462
60131 | 8.58 | 1 | 365 | 9.7709 | 0.66207 | 10 | 0.43297
60474 | 10.71 | 1 | 365 | 12.1965 | 0.54321 | 12 | 0.73976
60137 | 10.6 | 1 | 365 | 12.0713 | 0.29113 | 12 | 0.36241
45778 | 7.98 | 1 | 365 | 9.0876 | 0.2871 | 9 | 0.37472
60139 | 5.3 | 1 | 365 | 6.0356 | 0.14556 | 6 | 0.1812
48658 | 10.395 | 1 | 365 | 11.8378 | 0.82135 | 12 | 0.65917
48714 | 9.81 | 1 | 365 | 11.1716 | 0.48075 | 11 | 0.65238
60561 | 8.4 | 1 | 365 | 9.5659 | 0.24957 | 9 | 0.81549
60570 | 7.8 | 1 | 365 | 8.8826 | 0.8746 | 9 | 0.75724
60531 | 10.2 | 1 | 365 | 11.6158 | 0.37448 | 11 | 0.99024
60573 | 3.18 | 1 | 365 | 3.6214 | 0.28734 | 3 | 0.90872
31214 | 6.12 | 1 | 365 | 6.9695 | 0.02469 | 6 | 0.99415
14880 | 5.865 | 1 | 365 | 6.6791 | 0.44033 | 7 | 0.11939
49089 | 10.66 | 1 | 365 | 12.1396 | 0.42863 | 12 | 0.56823
60144 | 6.095 | 1 | 365 | 6.941 | 0.9674 | 7 | 0.90839
58168 | 5.3 | 1 | 365 | 6.0356 | 0.14556 | 6 | 0.1812
27858 | 6.885 | 1 | 365 | 7.8406 | 0.77778 | 8 | 0.61841
57567 | 3.18 | 1 | 365 | 3.6214 | 0.28734 | 3 | 0.90872
58241 | 4.505 | 1 | 365 | 5.1303 | 0.32373 | 5 | 0.45402
59763 | 7.8 | 1 | 365 | 8.8826 | 0.8746 | 9 | 0.75724
59125 | 11.66 | 1 | 365 | 13.2784 | 0.72024 | 13 | 0.99865
57062 | 7.685 | 1 | 365 | 8.7517 | 0.61107 | 9 | 0.36275
56983 | 10.92 | 1 | 365 | 12.4357 | 0.024447 | 12 | 0.46014
60634 | 6.36 | 1 | 365 | 7.2428 | 0.57468 | 7 | 0.81745
60635 | 5.565 | 1 | 365 | 6.3374 | 0.75284 | 7 | 0.090265
60637 | 4.77 | 1 | 365 | 5.4321 | 0.93101 | 6 | 0.36308
60639 | 6.76 | 1 | 365 | 7.6983 | 0.49132 | 8 | 0.18961
60664 | 5.565 | 1 | 365 | 6.3374 | 0.75284 | 7 | 0.090265
60146 | 4.77 | 1 | 365 | 5.4321 | 0.93101 | 6 | 0.36308
60683 | 3.18 | 1 | 365 | 3.6214 | 0.28734 | 3 | 0.90872
60684 | 10.14 | 1 | 365 | 11.5474 | 0.23699 | 11 | 0.78442
52471 | 12.48 | 1 | 365 | 14.2122 | 0.59937 | 14 | 0.81159
60686 | 5.035 | 1 | 365 | 5.7339 | 0.53829 | 6 | 0.27214
60687 | 4.24 | 1 | 365 | 4.8285 | 0.71645 | 5 | 0.54496
51929 | 4.94 | 1 | 365 | 5.6257 | 0.32058 | 5 | 0.94626
60688 | 7.42 | 1 | 365 | 8.4499 | 0.0037907 | 8 | 0.45369
60157 | 6.89 | 1 | 365 | 7.8463 | 0.78923 | 8 | 0.63557
60690 | 7.42 | 1 | 365 | 8.4499 | 0.0037907 | 8 | 0.45369
37903 | 3.9 | 1 | 365 | 4.4413 | 0.9373 | 5 | 0.37862
60161 | 14.84 | 1 | 365 | 16.8998 | 0.0075814 | 16 | 0.90737
60707 | 3.71 | 1 | 365 | 4.2249 | 0.5019 | 4 | 0.72684
60160 | 6.095 | 1 | 365 | 6.941 | 0.9674 | 7 | 0.90839
44275 | 2.86 | 1 | 365 | 3.257 | 0.55402 | 3 | 0.81099
60164 | 5.3 | 1 | 365 | 6.0356 | 0.14556 | 6 | 0.1812
60711 | 4.24 | 1 | 365 | 4.8285 | 0.71645 | 5 | 0.54496
32737 | 2.08 | 1 | 365 | 2.3687 | 0.76656 | 3 | 0.13527
60167 | 9.36 | 1 | 365 | 10.6592 | 0.44953 | 11 | 0.10869
60712 | 6.63 | 1 | 365 | 7.5502 | 0.19341 | 7 | 0.74366
60172 | 4.24 | 1 | 365 | 4.8285 | 0.71645 | 5 | 0.54496
60775 | 7.54 | 1 | 365 | 8.5866 | 0.27878 | 8 | 0.86534
32301 | 5.46 | 1 | 365 | 6.2178 | 0.51222 | 6 | 0.73007
60810 | 4.24 | 1 | 365 | 4.8285 | 0.71645 | 5 | 0.54496
18726 | 5.98 | 1 | 365 | 6.81 | 0.70386 | 7 | 0.51389
60814 | 6.89 | 1 | 365 | 7.8463 | 0.78923 | 8 | 0.63557
60168 | 6.89 | 1 | 365 | 7.8463 | 0.78923 | 8 | 0.63557
59464 | 14.04 | 1 | 365 | 15.9888 | 0.17429 | 16 | 0.16304
59469 | 5.3 | 1 | 365 | 6.0356 | 0.14556 | 6 | 0.1812
60176 | 5.565 | 1 | 365 | 6.3374 | 0.75284 | 7 | 0.090265
60178 | 10.335 | 1 | 365 | 11.7695 | 0.68385 | 12 | 0.45335
59542 | 5.98 | 1 | 365 | 6.81 | 0.70386 | 7 | 0.51389
59899 | 6.5 | 1 | 365 | 7.4022 | 0.8955 | 8 | 0.2977
60175 | 3.445 | 1 | 365 | 3.9232 | 0.89462 | 4 | 0.81778
60089 | 8.06 | 1 | 365 | 9.1787 | 0.47042 | 9 | 0.64915
52492 | 4.68 | 1 | 365 | 5.3296 | 0.72476 | 6 | 0.054347
60181 | 9.275 | 1 | 365 | 10.5624 | 0.25474 | 10 | 0.81711
58213 | 6.5 | 1 | 365 | 7.4022 | 0.8955 | 8 | 0.2977
58192 | 5.2 | 1 | 365 | 5.9218 | 0.9164 | 6 | 0.83816
60184 | 13.25 | 1 | 365 | 15.0891 | 0.36391 | 15 | 0.45301
34219 | 37.278 | 0.9 | 365 | 38.207 | 0.88418 | 39 | 0.091143
60185 | 3.975 | 1 | 365 | 4.5267 | 0.10917 | 4 | 0.6359
60600 | 10.75 | 1 | 365 | 12.2421 | 0.63487 | 12 | 0.87697
60601 | 11.22 | 1 | 365 | 12.7773 | 0.71193 | 13 | 0.48927
60187 | 6.095 | 1 | 365 | 6.941 | 0.9674 | 7 | 0.90839
60614 | 5.565 | 1 | 365 | 6.3374 | 0.75284 | 7 | 0.090265
60617 | 6.89 | 1 | 365 | 7.8463 | 0.78923 | 8 | 0.63557
60620 | 8.1 | 1 | 365 | 9.2243 | 0.56209 | 9 | 0.78637
52359 | 5.2 | 1 | 365 | 5.9218 | 0.9164 | 6 | 0.83816
60621 | 6.24 | 1 | 365 | 7.1061 | 0.29968 | 7 | 0.4058
51047 | 7.98 | 1 | 365 | 9.0876 | 0.2871 | 9 | 0.37472
51727 | 4.16 | 1 | 365 | 4.7374 | 0.53312 | 5 | 0.27053
41722 | 11.44 | 1 | 365 | 13.0279 | 0.21609 | 13 | 0.24396
43697 | 4.68 | 1 | 365 | 5.3296 | 0.72476 | 6 | 0.054347
59484 | 3.445 | 1 | 365 | 3.9232 | 0.89462 | 4 | 0.81778
48607 | 5.46 | 1 | 365 | 6.2178 | 0.51222 | 6 | 0.73007
24141 | 8.32 | 1 | 365 | 9.4748 | 0.066245 | 9 | 0.54106
51760 | 5.2 | 1 | 365 | 5.9218 | 0.9164 | 6 | 0.83816
60455 | 4.94 | 1 | 365 | 5.6257 | 0.32058 | 5 | 0.94626
60122 | 7.155 | 1 | 365 | 8.1481 | 0.39651 | 8 | 0.54463
40170 | 6.24 | 1 | 365 | 7.1061 | 0.29968 | 7 | 0.4058
59253 | 2.86 | 1 | 365 | 3.257 | 0.55402 | 3 | 0.81099
50401 | 12.22 | 1 | 365 | 13.9161 | 0.0035475 | 13 | 0.91968
58378 | 6.095 | 1 | 365 | 6.941 | 0.9674 | 7 | 0.90839
60652 | 6.36 | 1 | 365 | 7.2428 | 0.57468 | 7 | 0.81745
45577 | 9.975 | 1 | 365 | 11.3595 | 0.85887 | 12 | 0.2184
60653 | 3.18 | 1 | 365 | 3.6214 | 0.28734 | 3 | 0.90872
60862 | 9 | 1 | 365 | 10.2492 | 0.62454 | 10 | 0.87374
60549 | 7.8 | 1 | 365 | 8.8826 | 0.8746 | 9 | 0.75724
60471 | 8.91 | 1 | 365 | 10.1467 | 0.4183 | 10 | 0.56501
60135 | 9.36 | 1 | 365 | 10.6592 | 0.44953 | 11 | 0.10869
60654 | 6.36 | 1 | 365 | 7.2428 | 0.57468 | 7 | 0.81745
60655 | 10.865 | 1 | 365 | 12.3731 | 0.89841 | 13 | 0.27147
60656 | 5.3 | 1 | 365 | 6.0356 | 0.14556 | 6 | 0.1812
60657 | 11.13 | 1 | 365 | 12.6748 | 0.50569 | 13 | 0.18053
60679 | 10.395 | 1 | 365 | 11.8378 | 0.82135 | 12 | 0.65917
60680 | 5.1 | 1 | 365 | 5.8079 | 0.68724 | 6 | 0.49512
50603 | 9.62 | 1 | 365 | 10.9553 | 0.045346 | 11 | 0.00060192
60696 | 3.6 | 1 | 365 | 4.0997 | 0.24982 | 4 | 0.3495
60695 | 11.44 | 1 | 365 | 13.0279 | 0.21609 | 13 | 0.24396
60698 | 10.335 | 1 | 365 | 11.7695 | 0.68385 | 12 | 0.45335
60702 | 5.88 | 1 | 365 | 6.6961 | 0.4747 | 7 | 0.17085
60704 | 7.84 | 1 | 365 | 8.9282 | 0.96627 | 9 | 0.89446
60705 | 8.4 | 1 | 365 | 9.5659 | 0.24957 | 9 | 0.81549
60708 | 10.6 | 1 | 365 | 12.0713 | 0.29113 | 12 | 0.36241
60716 | 5.46 | 1 | 365 | 6.2178 | 0.51222 | 6 | 0.73007
60717 | 10.4 | 1 | 365 | 11.8435 | 0.83281 | 12 | 0.67633
60718 | 9.805 | 1 | 365 | 11.1659 | 0.46929 | 11 | 0.63523
60720 | 5.3 | 1 | 365 | 6.0356 | 0.14556 | 6 | 0.1812
60722 | 5.175 | 1 | 365 | 5.8933 | 0.85911 | 6 | 0.7524
60727 | 5.04 | 1 | 365 | 5.7396 | 0.54974 | 6 | 0.2893
60730 | 9.81 | 1 | 365 | 11.1716 | 0.48075 | 11 | 0.65238
46813 | 7.84 | 1 | 365 | 8.9282 | 0.96627 | 9 | 0.89446
60734 | 9.156 | 1 | 365 | 10.4269 | 0.98204 | 11 | 0.40889
38442 | 6.5 | 1 | 365 | 7.4022 | 0.8955 | 8 | 0.2977
37111 | 7.8 | 1 | 365 | 8.8826 | 0.8746 | 9 | 0.75724
60733 | 4.94 | 1 | 365 | 5.6257 | 0.32058 | 5 | 0.94626
60742 | 13.734 | 1 | 365 | 15.6403 | 0.47305 | 16 | 0.11333
60666 | 7.42 | 1 | 365 | 8.4499 | 0.0037907 | 8 | 0.45369
60738 | 7.54 | 1 | 365 | 8.5866 | 0.27878 | 8 | 0.86534
57190 | 5.565 | 1 | 365 | 6.3374 | 0.75284 | 7 | 0.090265
27607 | 10.4 | 1 | 365 | 11.8435 | 0.83281 | 12 | 0.67633
60746 | 5.886 | 1 | 365 | 6.703 | 0.48845 | 7 | 0.19143
49743 | 9.45 | 1 | 365 | 10.7617 | 0.65577 | 11 | 0.41743
60758 | 6.54 | 1 | 365 | 7.4478 | 0.98717 | 8 | 0.43492
47654 | 18 | 1 | 365 | 20.4984 | 0.24909 | 20 | 0.74749
60765 | 3.24 | 1 | 365 | 3.6897 | 0.42484 | 4 | 0.11455
60762 | 5.985 | 1 | 365 | 6.8157 | 0.71532 | 7 | 0.53104
49171 | 5.67 | 1 | 365 | 6.457 | 0.99346 | 7 | 0.45046
60771 | 8.4 | 1 | 365 | 9.5659 | 0.24957 | 9 | 0.81549
60768 | 10.2 | 1 | 365 | 11.6158 | 0.37448 | 11 | 0.99024
60776 | 4.8 | 1 | 365 | 5.4662 | 0.99976 | 6 | 0.466
60772 | 13.86 | 1 | 365 | 15.7838 | 0.7618 | 16 | 0.54557
60784 | 9.135 | 1 | 365 | 10.4029 | 0.93391 | 11 | 0.33685
60778 | 10.8 | 1 | 365 | 12.299 | 0.74945 | 13 | 0.048493
59513 | 3.18 | 1 | 365 | 3.6214 | 0.28734 | 3 | 0.90872
61007 | 13.08 | 1 | 365 | 14.8955 | 0.97434 | 15 | 0.86984
38673 | 6.6 | 1 | 365 | 7.5161 | 0.12467 | 7 | 0.64075
49727 | 6.38 | 1 | 365 | 7.2655 | 0.62051 | 7 | 0.88605
49162 | 24.9 | 1 | 365 | 28.3561 | 0.061238 | 28 | 0.41736
51267 | 17.955 | 1 | 365 | 20.4472 | 0.14597 | 20 | 0.59312
60807 | 12.3 | 1 | 365 | 14.0072 | 0.18688 | 14 | 0.19412
60808 | 9.135 | 1 | 365 | 10.4029 | 0.93391 | 11 | 0.33685
60811 | 7.54 | 1 | 365 | 8.5866 | 0.27878 | 8 | 0.86534
60817 | 5.035 | 1 | 365 | 5.7339 | 0.53829 | 6 | 0.27214
60821 | 7.155 | 1 | 365 | 8.1481 | 0.39651 | 8 | 0.54463
60825 | 7.155 | 1 | 365 | 8.1481 | 0.39651 | 8 | 0.54463
60826 | 7.95 | 1 | 365 | 9.0535 | 0.21835 | 9 | 0.27181
60827 | 8.58 | 1 | 365 | 9.7709 | 0.66207 | 10 | 0.43297
60834 | 8.32 | 1 | 365 | 9.4748 | 0.066245 | 9 | 0.54106
60836 | 2.289 | 1 | 365 | 2.6067 | 0.24551 | 2 | 0.85222
60835 | 6.36 | 1 | 365 | 7.2428 | 0.57468 | 7 | 0.81745
60838 | 8.215 | 1 | 365 | 9.3552 | 0.82563 | 10 | 0.18087
60840 | 5.035 | 1 | 365 | 5.7339 | 0.53829 | 6 | 0.27214
60841 | 8.215 | 1 | 365 | 9.3552 | 0.82563 | 10 | 0.18087
60849 | 8.1 | 1 | 365 | 9.2243 | 0.56209 | 9 | 0.78637
60845 | 4.24 | 1 | 365 | 4.8285 | 0.71645 | 5 | 0.54496
60850 | 5.3 | 1 | 365 | 6.0356 | 0.14556 | 6 | 0.1812
60852 | 3.36 | 1 | 365 | 3.8264 | 0.69983 | 4 | 0.5262
60853 | 6.72 | 1 | 365 | 7.6527 | 0.39966 | 8 | 0.052396
60857 | 3.38 | 1 | 365 | 3.8491 | 0.74566 | 4 | 0.59481
60856 | 8.829 | 1 | 365 | 10.0545 | 0.23268 | 10 | 0.28714
60859 | 7.155 | 1 | 365 | 8.1481 | 0.39651 | 8 | 0.54463
60860 | 6.72 | 1 | 365 | 7.6527 | 0.39966 | 8 | 0.052396
60864 | 10.72 | 1 | 365 | 12.2079 | 0.56612 | 12 | 0.77406
60868 | 4.68 | 1 | 365 | 5.3296 | 0.72476 | 6 | 0.054347
60865 | 7.56 | 1 | 365 | 8.6093 | 0.32462 | 8 | 0.93394
60869 | 8.375 | 1 | 365 | 9.5374 | 0.19228 | 9 | 0.72973
60872 | 7.685 | 1 | 365 | 8.7517 | 0.61107 | 9 | 0.36275
60878 | 9.54 | 1 | 365 | 10.8642 | 0.86202 | 11 | 0.72617
60871 | 3.71 | 1 | 365 | 4.2249 | 0.5019 | 4 | 0.72684
51306 | 9.9 | 1 | 365 | 11.2741 | 0.687 | 11 | 0.96112
60880 | 9.81 | 1 | 365 | 11.1716 | 0.48075 | 11 | 0.65238
60877 | 4.77 | 1 | 365 | 5.4321 | 0.93101 | 6 | 0.36308
60882 | 10.4 | 1 | 365 | 11.8435 | 0.83281 | 12 | 0.67633
48773 | 3.38 | 1 | 365 | 3.8491 | 0.74566 | 4 | 0.59481
48774 | 11.44 | 1 | 365 | 13.0279 | 0.21609 | 13 | 0.24396
60888 | 9.54 | 1 | 365 | 10.8642 | 0.86202 | 11 | 0.72617
60893 | 4.2 | 1 | 365 | 4.783 | 0.62479 | 5 | 0.40775
60895 | 7.8 | 1 | 365 | 8.8826 | 0.8746 | 9 | 0.75724
60896 | 5.13 | 1 | 365 | 5.842 | 0.75599 | 6 | 0.59803
35934 | 8.06 | 1 | 365 | 9.1787 | 0.47042 | 9 | 0.64915
60904 | 8.84 | 1 | 365 | 10.067 | 0.25789 | 10 | 0.32488
60903 | 6.3 | 1 | 365 | 7.1744 | 0.43718 | 7 | 0.61162
42125 | 48.3 | 1 | 365 | 55.004 | 0.68505 | 55 | 0.68909
60907 | 10.08 | 1 | 365 | 11.4791 | 0.099489 | 11 | 0.57859
60908 | 10.395 | 1 | 365 | 11.8378 | 0.82135 | 12 | 0.65917
60910 | 9.52 | 1 | 365 | 10.8414 | 0.81618 | 11 | 0.65756
60916 | 5.559 | 1 | 365 | 6.3306 | 0.73909 | 7 | 0.069683
60915 | 10.335 | 1 | 365 | 11.7695 | 0.68385 | 12 | 0.45335
60917 | 10.335 | 1 | 365 | 11.7695 | 0.68385 | 12 | 0.45335
60918 | 6.76 | 1 | 365 | 7.6983 | 0.49132 | 8 | 0.18961
60919 | 4 | 1 | 365 | 4.5552 | 0.16646 | 4 | 0.72166
60920 | 9.805 | 1 | 365 | 11.1659 | 0.46929 | 11 | 0.63523
60921 | 9.9 | 1 | 365 | 11.2741 | 0.687 | 11 | 0.96112
60924 | 9.805 | 1 | 365 | 11.1659 | 0.46929 | 11 | 0.63523
60928 | 4.2 | 1 | 365 | 4.783 | 0.62479 | 5 | 0.40775
60935 | 9.54 | 1 | 365 | 10.8642 | 0.86202 | 11 | 0.72617
60936 | 5.67 | 1 | 365 | 6.457 | 0.99346 | 7 | 0.45046
60937 | 10.335 | 1 | 365 | 11.7695 | 0.68385 | 12 | 0.45335
60943 | 7.685 | 1 | 365 | 8.7517 | 0.61107 | 9 | 0.36275
60948 | 11.13 | 1 | 365 | 12.6748 | 0.50569 | 13 | 0.18053
60950 | 10.865 | 1 | 365 | 12.3731 | 0.89841 | 13 | 0.27147
60956 | 6.36 | 1 | 365 | 7.2428 | 0.57468 | 7 | 0.81745
60958 | 6.89 | 1 | 365 | 7.8463 | 0.78923 | 8 | 0.63557
60966 | 9.01 | 1 | 365 | 10.2606 | 0.64746 | 10 | 0.90805
60970 | 5.72 | 1 | 365 | 6.5139 | 0.10804 | 6 | 0.62198
60977 | 13.25 | 1 | 365 | 15.0891 | 0.36391 | 15 | 0.45301
60974 | 9.01 | 1 | 365 | 10.2606 | 0.64746 | 10 | 0.90805
60941 | 10.137 | 1 | 365 | 11.544 | 0.23011 | 11 | 0.77413
60978 | 5.83 | 1 | 365 | 6.6392 | 0.36012 | 6 | 0.99933
60973 | 5.565 | 1 | 365 | 6.3374 | 0.75284 | 7 | 0.090265
60923 | 12.6 | 1 | 365 | 14.3489 | 0.87436 | 15 | 0.22324
60983 | 4.505 | 1 | 365 | 5.1303 | 0.32373 | 5 | 0.45402
60991 | 9.805 | 1 | 365 | 11.1659 | 0.46929 | 11 | 0.63523
60990 | 7.42 | 1 | 365 | 8.4499 | 0.0037907 | 8 | 0.45369
60996 | 3.18 | 1 | 365 | 3.6214 | 0.28734 | 3 | 0.90872
51465 | 7.56 | 1 | 365 | 8.6093 | 0.32462 | 8 | 0.93394
61000 | 6.6 | 1 | 365 | 7.5161 | 0.12467 | 7 | 0.64075
61004 | 11.395 | 1 | 365 | 12.9766 | 0.11296 | 13 | 0.08959
60999 | 5.2 | 1 | 365 | 5.9218 | 0.9164 | 6 | 0.83816
61006 | 5.3 | 1 | 365 | 6.0356 | 0.14556 | 6 | 0.1812
61008 | 4.24 | 1 | 365 | 4.8285 | 0.71645 | 5 | 0.54496
61010 | 9.54 | 1 | 365 | 10.8642 | 0.86202 | 11 | 0.72617
61011 | 7.155 | 1 | 365 | 8.1481 | 0.39651 | 8 | 0.54463
47036 | 12.285 | 1 | 365 | 13.9902 | 0.1525 | 14 | 0.14266
61013 | 10.14 | 1 | 365 | 11.5474 | 0.23699 | 11 | 0.78442
61009 | 6.44 | 1 | 365 | 7.3339 | 0.75801 | 8 | 0.091879
61022 | 10.07 | 1 | 365 | 11.4677 | 0.076573 | 11 | 0.54429
36778 | 10.464 | 1 | 365 | 11.9164 | 0.97947 | 12 | 0.89587
61038 | 5.83 | 1 | 365 | 6.6392 | 0.36012 | 6 | 0.99933
61037 | 3.445 | 1 | 365 | 3.9232 | 0.89462 | 4 | 0.81778
61030 | 9.81 | 1 | 365 | 11.1716 | 0.48075 | 11 | 0.65238
49107 | 12 | 1 | 365 | 13.6656 | 0.49939 | 14 | 0.16499
61039 | 6.625 | 1 | 365 | 7.5446 | 0.18196 | 7 | 0.72651
61059 | 5.67 | 1 | 365 | 6.457 | 0.99346 | 7 | 0.45046
61046 | 6.36 | 1 | 365 | 7.2428 | 0.57468 | 7 | 0.81745
61047 | 3.71 | 1 | 365 | 4.2249 | 0.5019 | 4 | 0.72684
61048 | 5.3 | 1 | 365 | 6.0356 | 0.14556 | 6 | 0.1812
61061 | 8.215 | 1 | 365 | 9.3552 | 0.82563 | 10 | 0.18087
61051 | 5.565 | 1 | 365 | 6.3374 | 0.75284 | 7 | 0.090265
61065 | 5.035 | 1 | 365 | 5.7339 | 0.53829 | 6 | 0.27214
61064 | 4.24 | 1 | 365 | 4.8285 | 0.71645 | 5 | 0.54496
61068 | 5.2 | 1 | 365 | 5.9218 | 0.9164 | 6 | 0.83816
20835 | 2411.955 | 1 | 365 | 2746.7344 | 0.27467 | 2747 | 0.0090233
50028 | 7.54 | 1 | 365 | 8.5866 | 0.27878 | 8 | 0.86534
61078 | 6.3 | 1 | 365 | 7.1744 | 0.43718 | 7 | 0.61162
61084 | 10.08 | 1 | 365 | 11.4791 | 0.099489 | 11 | 0.57859
61086 | 5.3 | 1 | 365 | 6.0356 | 0.14556 | 6 | 0.1812
61087 | 8.12 | 1 | 365 | 9.2471 | 0.60792 | 9 | 0.85498
61088 | 4.2 | 1 | 365 | 4.783 | 0.62479 | 5 | 0.40775
61090 | 10.865 | 1 | 365 | 12.3731 | 0.89841 | 13 | 0.27147
61095 | 4.24 | 1 | 365 | 4.8285 | 0.71645 | 5 | 0.54496
61102 | 3.12 | 1 | 365 | 3.5531 | 0.14984 | 3 | 0.7029
61407 | 14.04 | 1 | 365 | 15.9888 | 0.17429 | 16 | 0.16304
61410 | 9.36 | 1 | 365 | 10.6592 | 0.44953 | 11 | 0.10869
61419 | 10.71 | 1 | 365 | 12.1965 | 0.54321 | 12 | 0.73976
61420 | 4.94 | 1 | 365 | 5.6257 | 0.32058 | 5 | 0.94626
61421 | 5.98 | 1 | 365 | 6.81 | 0.70386 | 7 | 0.51389
61423 | 5.46 | 1 | 365 | 6.2178 | 0.51222 | 6 | 0.73007
61422 | 5.72 | 1 | 365 | 6.5139 | 0.10804 | 6 | 0.62198
61424 | 2.08 | 1 | 365 | 2.3687 | 0.76656 | 3 | 0.13527
61425 | 13.78 | 1 | 365 | 15.6927 | 0.57847 | 16 | 0.27113
61428 | 13.25 | 1 | 365 | 15.0891 | 0.36391 | 15 | 0.45301
61434 | 9.275 | 1 | 365 | 10.5624 | 0.25474 | 10 | 0.81711
61454 | 8.745 | 1 | 365 | 9.9588 | 0.040182 | 9 | 0.99899
61456 | 8.745 | 1 | 365 | 9.9588 | 0.040182 | 9 | 0.99899
61457 | 3.825 | 1 | 365 | 4.3559 | 0.76543 | 5 | 0.12134
61460 | 8.84 | 1 | 365 | 10.067 | 0.25789 | 10 | 0.32488
61468 | 12.72 | 1 | 365 | 14.4855 | 0.14936 | 14 | 0.63489
61470 | 5.3 | 1 | 365 | 6.0356 | 0.14556 | 6 | 0.1812
61474 | 3.71 | 1 | 365 | 4.2249 | 0.5019 | 4 | 0.72684
61475 | 10.335 | 1 | 365 | 11.7695 | 0.68385 | 12 | 0.45335
61478 | 4.77 | 1 | 365 | 5.4321 | 0.93101 | 6 | 0.36308
61482 | 4.94 | 1 | 365 | 5.6257 | 0.32058 | 5 | 0.94626
61484 | 9.62 | 1 | 365 | 10.9553 | 0.045346 | 11 | 0.00060192
61486 | 5.2 | 1 | 365 | 5.9218 | 0.9164 | 6 | 0.83816
61489 | 3.315 | 1 | 365 | 3.7751 | 0.59671 | 4 | 0.37183
61487 | 4.77 | 1 | 365 | 5.4321 | 0.93101 | 6 | 0.36308
61493 | 7.8 | 1 | 365 | 8.8826 | 0.8746 | 9 | 0.75724
61494 | 4.24 | 1 | 365 | 4.8285 | 0.71645 | 5 | 0.54496
61505 | 11.96 | 1 | 365 | 13.62 | 0.40773 | 14 | 0.027775
61532 | 4.68 | 1 | 365 | 5.3296 | 0.72476 | 6 | 0.054347
61540 | 3.9 | 1 | 365 | 4.4413 | 0.9373 | 5 | 0.37862
61573 | 6.625 | 1 | 365 | 7.5446 | 0.18196 | 7 | 0.72651
61116 | 5.035 | 1 | 365 | 5.7339 | 0.53829 | 6 | 0.27214
61577 | 4.42 | 1 | 365 | 5.0335 | 0.12894 | 5 | 0.16244
61578 | 5.2 | 1 | 365 | 5.9218 | 0.9164 | 6 | 0.83816
61580 | 7.685 | 1 | 365 | 8.7517 | 0.61107 | 9 | 0.36275
61581 | 8.84 | 1 | 365 | 10.067 | 0.25789 | 10 | 0.32488
61584 | 6.89 | 1 | 365 | 7.8463 | 0.78923 | 8 | 0.63557
61637 | 7.155 | 1 | 365 | 8.1481 | 0.39651 | 8 | 0.54463
61587 | 7.42 | 1 | 365 | 8.4499 | 0.0037907 | 8 | 0.45369
61639 | 11.66 | 1 | 365 | 13.2784 | 0.72024 | 13 | 0.99865
61641 | 5.61 | 1 | 365 | 6.3887 | 0.85597 | 7 | 0.24463
59885 | 3.38 | 1 | 365 | 3.8491 | 0.74566 | 4 | 0.59481
61642 | 6.76 | 1 | 365 | 7.6983 | 0.49132 | 8 | 0.18961
61664 | 8.215 | 1 | 365 | 9.3552 | 0.82563 | 10 | 0.18087
61662 | 7.8 | 1 | 365 | 8.8826 | 0.8746 | 9 | 0.75724
61726 | 5.72 | 1 | 365 | 6.5139 | 0.10804 | 6 | 0.62198
61730 | 7.8 | 1 | 365 | 8.8826 | 0.8746 | 9 | 0.75724
61080 | 5.1 | 1 | 365 | 5.8079 | 0.68724 | 6 | 0.49512
61732 | 10.14 | 1 | 365 | 11.5474 | 0.23699 | 11 | 0.78442
61739 | 5.72 | 1 | 365 | 6.5139 | 0.10804 | 6 | 0.62198
61744 | 3.975 | 1 | 365 | 4.5267 | 0.10917 | 4 | 0.6359
61743 | 8.58 | 1 | 365 | 9.7709 | 0.66207 | 10 | 0.43297
60658 | 8.12 | 1 | 365 | 9.2471 | 0.60792 | 9 | 0.85498
61748 | 2.6 | 1 | 365 | 2.9609 | 0.9582 | 3 | 0.91908
61753 | 4.505 | 1 | 365 | 5.1303 | 0.32373 | 5 | 0.45402
61751 | 8.84 | 1 | 365 | 10.067 | 0.25789 | 10 | 0.32488
61117 | 5.3 | 1 | 365 | 6.0356 | 0.14556 | 6 | 0.1812
61756 | 5.98 | 1 | 365 | 6.81 | 0.70386 | 7 | 0.51389
61758 | 3.64 | 1 | 365 | 4.1452 | 0.34148 | 4 | 0.48671
61757 | 10.07 | 1 | 365 | 11.4677 | 0.076573 | 11 | 0.54429
61759 | 5.2 | 1 | 365 | 5.9218 | 0.9164 | 6 | 0.83816
61764 | 3.9 | 1 | 365 | 4.4413 | 0.9373 | 5 | 0.37862
61763 | 6.095 | 1 | 365 | 6.941 | 0.9674 | 7 | 0.90839
61767 | 8.745 | 1 | 365 | 9.9588 | 0.040182 | 9 | 0.99899
61773 | 8.48 | 1 | 365 | 9.657 | 0.4329 | 10 | 0.089928
61772 | 4.24 | 1 | 365 | 4.8285 | 0.71645 | 5 | 0.54496
61776 | 8.745 | 1 | 365 | 9.9588 | 0.040182 | 9 | 0.99899
61788 | 6.76 | 1 | 365 | 7.6983 | 0.49132 | 8 | 0.18961
61803 | 3.12 | 1 | 365 | 3.5531 | 0.14984 | 3 | 0.7029
61856 | 2.915 | 1 | 365 | 3.3196 | 0.68006 | 3 | 0.99966
61853 | 6.24 | 1 | 365 | 7.1061 | 0.29968 | 7 | 0.4058
61858 | 8.06 | 1 | 365 | 9.1787 | 0.47042 | 9 | 0.64915
61877 | 9.88 | 1 | 365 | 11.2513 | 0.64117 | 11 | 0.89251
61885 | 3.975 | 1 | 365 | 4.5267 | 0.10917 | 4 | 0.6359
61890 | 11.475 | 1 | 365 | 13.0677 | 0.29629 | 13 | 0.36402
61893 | 13.77 | 1 | 365 | 15.6813 | 0.55555 | 16 | 0.23683
61896 | 4.68 | 1 | 365 | 5.3296 | 0.72476 | 6 | 0.054347
61892 | 2.34 | 1 | 365 | 2.6648 | 0.36238 | 3 | 0.027173
61897 | 6.89 | 1 | 365 | 7.8463 | 0.78923 | 8 | 0.63557
61899 | 6.095 | 1 | 365 | 6.941 | 0.9674 | 7 | 0.90839
61898 | 7.155 | 1 | 365 | 8.1481 | 0.39651 | 8 | 0.54463
61907 | 7.685 | 1 | 365 | 8.7517 | 0.61107 | 9 | 0.36275
61919 | 10.335 | 1 | 365 | 11.7695 | 0.68385 | 12 | 0.45335
61924 | 7.685 | 1 | 365 | 8.7517 | 0.61107 | 9 | 0.36275
61983 | 3.12 | 1 | 365 | 3.5531 | 0.14984 | 3 | 0.7029
61984 | 6.63 | 1 | 365 | 7.5502 | 0.19341 | 7 | 0.74366
61985 | 13.52 | 1 | 365 | 15.3966 | 0.98265 | 16 | 0.37922
61997 | 10.865 | 1 | 365 | 12.3731 | 0.89841 | 13 | 0.27147
62001 | 7.155 | 1 | 365 | 8.1481 | 0.39651 | 8 | 0.54463
62000 | 12.19 | 1 | 365 | 13.882 | 0.9348 | 14 | 0.81677
62003 | 10.07 | 1 | 365 | 11.4677 | 0.076573 | 11 | 0.54429
62004 | 2.6 | 1 | 365 | 2.9609 | 0.9582 | 3 | 0.91908
62008 | 7.155 | 1 | 365 | 8.1481 | 0.39651 | 8 | 0.54463
62010 | 4.16 | 1 | 365 | 4.7374 | 0.53312 | 5 | 0.27053
62012 | 4.94 | 1 | 365 | 5.6257 | 0.32058 | 5 | 0.94626
62015 | 15.86 | 1 | 365 | 18.0614 | 0.34503 | 18 | 0.4064
62017 | 12.75 | 1 | 365 | 14.5197 | 0.2181 | 14 | 0.7378
62051 | 6.63 | 1 | 365 | 7.5502 | 0.19341 | 7 | 0.74366
62054 | 13.52 | 1 | 365 | 15.3966 | 0.98265 | 16 | 0.37922
62055 | 6.5 | 1 | 365 | 7.4022 | 0.8955 | 8 | 0.2977
47519 | 9.81 | 1 | 365 | 11.1716 | 0.48075 | 11 | 0.65238
62061 | 6.36 | 1 | 365 | 7.2428 | 0.57468 | 7 | 0.81745
62060 | 14.04 | 1 | 365 | 15.9888 | 0.17429 | 16 | 0.16304
44234 | 4.68 | 1 | 365 | 5.3296 | 0.72476 | 6 | 0.054347
62066 | 6.76 | 1 | 365 | 7.6983 | 0.49132 | 8 | 0.18961
62067 | 8.415 | 1 | 365 | 9.583 | 0.28395 | 9 | 0.86695
47377 | 4.68 | 1 | 365 | 5.3296 | 0.72476 | 6 | 0.054347
62070 | 11.96 | 1 | 365 | 13.62 | 0.40773 | 14 | 0.027775
62073 | 8.84 | 1 | 365 | 10.067 | 0.25789 | 10 | 0.32488
62074 | 2.65 | 1 | 365 | 3.0178 | 0.072782 | 3 | 0.090602
62078 | 8.06 | 1 | 365 | 9.1787 | 0.47042 | 9 | 0.64915
62075 | 7.395 | 1 | 365 | 8.4214 | 0.9465 | 9 | 0.36793
59437 | 5.25 | 1 | 365 | 5.9787 | 0.030984 | 6 | 0.009684
37758 | 12.22 | 1 | 365 | 13.9161 | 0.0035475 | 13 | 0.91968
42354 | 5.61 | 1 | 365 | 6.3887 | 0.85597 | 7 | 0.24463
16673 | 6.24 | 1 | 365 | 7.1061 | 0.29968 | 7 | 0.4058
61189 | 3.38 | 1 | 365 | 3.8491 | 0.74566 | 4 | 0.59481
61196 | 5.83 | 1 | 365 | 6.6392 | 0.36012 | 6 | 0.99933
61195 | 5.83 | 1 | 365 | 6.6392 | 0.36012 | 6 | 0.99933
17006 | 9.435 | 1 | 365 | 10.7446 | 0.6214 | 11 | 0.36597
61197 | 7.685 | 1 | 365 | 8.7517 | 0.61107 | 9 | 0.36275
61200 | 4.24 | 1 | 365 | 4.8285 | 0.71645 | 5 | 0.54496
61199 | 9.88 | 1 | 365 | 11.2513 | 0.64117 | 11 | 0.89251
61248 | 7.54 | 1 | 365 | 8.5866 | 0.27878 | 8 | 0.86534
61251 | 9.01 | 1 | 365 | 10.2606 | 0.64746 | 10 | 0.90805
59867 | 6 | 1 | 365 | 6.8328 | 0.7497 | 7 | 0.5825
61249 | 11.66 | 1 | 365 | 13.2784 | 0.72024 | 13 | 0.99865
61250 | 11.13 | 1 | 365 | 12.6748 | 0.50569 | 13 | 0.18053
61252 | 12.19 | 1 | 365 | 13.882 | 0.9348 | 14 | 0.81677
61254 | 4.24 | 1 | 365 | 4.8285 | 0.71645 | 5 | 0.54496
61255 | 13.25 | 1 | 365 | 15.0891 | 0.36391 | 15 | 0.45301
50635 | 5.886 | 1 | 365 | 6.703 | 0.48845 | 7 | 0.19143
59141 | 6.76 | 1 | 365 | 7.6983 | 0.49132 | 8 | 0.18961
61256 | 9.54 | 1 | 365 | 10.8642 | 0.86202 | 11 | 0.72617
61259 | 6.36 | 1 | 365 | 7.2428 | 0.57468 | 7 | 0.81745
61260 | 5.565 | 1 | 365 | 6.3374 | 0.75284 | 7 | 0.090265
51623 | 4.94 | 1 | 365 | 5.6257 | 0.32058 | 5 | 0.94626
61257 | 7.685 | 1 | 365 | 8.7517 | 0.61107 | 9 | 0.36275
61264 | 12.455 | 1 | 365 | 14.1838 | 0.54208 | 14 | 0.72583
61269 | 3.975 | 1 | 365 | 4.5267 | 0.10917 | 4 | 0.6359
59672 | 6.89 | 1 | 365 | 7.8463 | 0.78923 | 8 | 0.63557
61379 | 13.78 | 1 | 365 | 15.6927 | 0.57847 | 16 | 0.27113
61382 | 4.68 | 1 | 365 | 5.3296 | 0.72476 | 6 | 0.054347
61386 | 4.77 | 1 | 365 | 5.4321 | 0.93101 | 6 | 0.36308
61387 | 5.83 | 1 | 365 | 6.6392 | 0.36012 | 6 | 0.99933
34667 | 227.37 | 0.9 | 365 | 233.0361 | 0.94026 | 233 | 0.97632
61388 | 8.745 | 1 | 365 | 9.9588 | 0.040182 | 9 | 0.99899
61389 | 8.745 | 1 | 365 | 9.9588 | 0.040182 | 9 | 0.99899
61429 | 6.36 | 1 | 365 | 7.2428 | 0.57468 | 7 | 0.81745
61430 | 6.095 | 1 | 365 | 6.941 | 0.9674 | 7 | 0.90839
61431 | 4.24 | 1 | 365 | 4.8285 | 0.71645 | 5 | 0.54496
61436 | 11.925 | 1 | 365 | 13.5802 | 0.32752 | 13 | 0.90771
61437 | 4.77 | 1 | 365 | 5.4321 | 0.93101 | 6 | 0.36308
61438 | 7.28 | 1 | 365 | 8.2905 | 0.68296 | 8 | 0.97343
61439 | 8.215 | 1 | 365 | 9.3552 | 0.82563 | 10 | 0.18087
61441 | 7.685 | 1 | 365 | 8.7517 | 0.61107 | 9 | 0.36275
61443 | 11.925 | 1 | 365 | 13.5802 | 0.32752 | 13 | 0.90771
61442 | 9.54 | 1 | 365 | 10.8642 | 0.86202 | 11 | 0.72617
61446 | 9.805 | 1 | 365 | 11.1659 | 0.46929 | 11 | 0.63523
61448 | 8.215 | 1 | 365 | 9.3552 | 0.82563 | 10 | 0.18087
61449 | 5.83 | 1 | 365 | 6.6392 | 0.36012 | 6 | 0.99933
61450 | 5.83 | 1 | 365 | 6.6392 | 0.36012 | 6 | 0.99933
61451 | 10.335 | 1 | 365 | 11.7695 | 0.68385 | 12 | 0.45335
61452 | 12.72 | 1 | 365 | 14.4855 | 0.14936 | 14 | 0.63489
61453 | 5.83 | 1 | 365 | 6.6392 | 0.36012 | 6 | 0.99933
61390 | 4.95 | 1 | 365 | 5.6371 | 0.3435 | 5 | 0.98056
61455 | 6.89 | 1 | 365 | 7.8463 | 0.78923 | 8 | 0.63557
61462 | 11.925 | 1 | 365 | 13.5802 | 0.32752 | 13 | 0.90771
61459 | 6.095 | 1 | 365 | 6.941 | 0.9674 | 7 | 0.90839
61464 | 13.25 | 1 | 365 | 15.0891 | 0.36391 | 15 | 0.45301
38410 | 5.72 | 1 | 365 | 6.5139 | 0.10804 | 6 | 0.62198
60530 | 15.9 | 1 | 365 | 18.1069 | 0.43669 | 18 | 0.54361
60998 | 3.64 | 1 | 365 | 4.1452 | 0.34148 | 4 | 0.48671
48675 | 4.42 | 1 | 365 | 5.0335 | 0.12894 | 5 | 0.16244
28301 | 4.68 | 1 | 365 | 5.3296 | 0.72476 | 6 | 0.054347
61477 | 2.65 | 1 | 365 | 3.0178 | 0.072782 | 3 | 0.090602
61471 | 4.505 | 1 | 365 | 5.1303 | 0.32373 | 5 | 0.45402
45069 | 5.46 | 1 | 365 | 6.2178 | 0.51222 | 6 | 0.73007
32099 | 3.38 | 1 | 365 | 3.8491 | 0.74566 | 4 | 0.59481
32937 | 7.8 | 1 | 365 | 8.8826 | 0.8746 | 9 | 0.75724
23084 | 4.16 | 1 | 365 | 4.7374 | 0.53312 | 5 | 0.27053
61490 | 12.19 | 1 | 365 | 13.882 | 0.9348 | 14 | 0.81677
60694 | 6.5 | 1 | 365 | 7.4022 | 0.8955 | 8 | 0.2977
61506 | 8.215 | 1 | 365 | 9.3552 | 0.82563 | 10 | 0.18087
61509 | 12.72 | 1 | 365 | 14.4855 | 0.14936 | 14 | 0.63489
58278 | 5.72 | 1 | 365 | 6.5139 | 0.10804 | 6 | 0.62198
61513 | 12.985 | 1 | 365 | 14.7873 | 0.75663 | 15 | 0.54395
61520 | 3.71 | 1 | 365 | 4.2249 | 0.5019 | 4 | 0.72684
22897 | 5.1 | 1 | 365 | 5.8079 | 0.68724 | 6 | 0.49512
61526 | 9.275 | 1 | 365 | 10.5624 | 0.25474 | 10 | 0.81711
61547 | 6.095 | 1 | 365 | 6.941 | 0.9674 | 7 | 0.90839
60299 | 8.32 | 1 | 365 | 9.4748 | 0.066245 | 9 | 0.54106
61491 | 2.6 | 1 | 365 | 2.9609 | 0.9582 | 3 | 0.91908
44287 | 8.32 | 1 | 365 | 9.4748 | 0.066245 | 9 | 0.54106
59304 | 7.54 | 1 | 365 | 8.5866 | 0.27878 | 8 | 0.86534
39566 | 12.96 | 1 | 365 | 14.7588 | 0.69934 | 15 | 0.45819
60339 | 6.89 | 1 | 365 | 7.8463 | 0.78923 | 8 | 0.63557
57770 | 8.84 | 1 | 365 | 10.067 | 0.25789 | 10 | 0.32488
55047 | 7.54 | 1 | 365 | 8.5866 | 0.27878 | 8 | 0.86534
60625 | 8.12 | 1 | 365 | 9.2471 | 0.60792 | 9 | 0.85498
60628 | 7.42 | 1 | 365 | 8.4499 | 0.0037907 | 8 | 0.45369
38957 | 5.4 | 1 | 365 | 6.1495 | 0.37473 | 6 | 0.52425
60049 | 4.94 | 1 | 365 | 5.6257 | 0.32058 | 5 | 0.94626
51137 | 9.36 | 1 | 365 | 10.6592 | 0.44953 | 11 | 0.10869
60630 | 6.3 | 1 | 365 | 7.1744 | 0.43718 | 7 | 0.61162
60644 | 6.93 | 1 | 365 | 7.8919 | 0.8809 | 8 | 0.77278
60645 | 5.67 | 1 | 365 | 6.457 | 0.99346 | 7 | 0.45046
60646 | 9 | 1 | 365 | 10.2492 | 0.62454 | 10 | 0.87374
60647 | 10.395 | 1 | 365 | 11.8378 | 0.82135 | 12 | 0.65917
50710 | 14.85 | 1 | 365 | 16.9112 | 0.030498 | 16 | 0.94168
60650 | 6.44 | 1 | 365 | 7.3339 | 0.75801 | 8 | 0.091879
60809 | 9.38 | 1 | 365 | 10.6819 | 0.49536 | 11 | 0.1773
49031 | 6.36 | 1 | 365 | 7.2428 | 0.57468 | 7 | 0.81745
48569 | 6.72 | 1 | 365 | 7.6527 | 0.39966 | 8 | 0.052396
60651 | 9.1 | 1 | 365 | 10.3631 | 0.85371 | 11 | 0.21679
59710 | 7.02 | 1 | 365 | 7.9944 | 0.087144 | 8 | 0.08152
46588 | 11.445 | 1 | 365 | 13.0336 | 0.22755 | 13 | 0.26111
59536 | 5.83 | 1 | 365 | 6.6392 | 0.36012 | 6 | 0.99933
61480 | 10.71 | 1 | 365 | 12.1965 | 0.54321 | 12 | 0.73976
61026 | 7.42 | 1 | 365 | 8.4499 | 0.0037907 | 8 | 0.45369
61018 | 7.84 | 1 | 365 | 8.9282 | 0.96627 | 9 | 0.89446
61012 | 4.76 | 1 | 365 | 5.4207 | 0.90809 | 6 | 0.32878
59651 | 12.19 | 1 | 365 | 13.882 | 0.9348 | 14 | 0.81677
61014 | 7.42 | 1 | 365 | 8.4499 | 0.0037907 | 8 | 0.45369
61025 | 5.04 | 1 | 365 | 5.7396 | 0.54974 | 6 | 0.2893
60692 | 17.49 | 1 | 365 | 19.9176 | 0.080364 | 19 | 0.99798
35916 | 11.772 | 1 | 365 | 13.406 | 0.9769 | 14 | 0.38286
61497 | 3.18 | 1 | 365 | 3.6214 | 0.28734 | 3 | 0.90872
61435 | 5.565 | 1 | 365 | 6.3374 | 0.75284 | 7 | 0.090265
60979 | 11 | 1 | 365 | 12.5268 | 0.20778 | 12 | 0.73458
52485 | 5.865 | 1 | 365 | 6.6791 | 0.44033 | 7 | 0.11939
61184 | 10.07 | 1 | 365 | 11.4677 | 0.076573 | 11 | 0.54429
60824 | 6.36 | 1 | 365 | 7.2428 | 0.57468 | 7 | 0.81745
39698 | 3.64 | 1 | 365 | 4.1452 | 0.34148 | 4 | 0.48671
41198 | 23.66 | 1 | 365 | 26.944 | 0.21963 | 27 | 0.16364
36115 | 3.9 | 1 | 365 | 4.4413 | 0.9373 | 5 | 0.37862
61495 | 4.77 | 1 | 365 | 5.4321 | 0.93101 | 6 | 0.36308
40390 | 5.72 | 1 | 365 | 6.5139 | 0.10804 | 6 | 0.62198
61101 | 6.76 | 1 | 365 | 7.6983 | 0.49132 | 8 | 0.18961
61035 | 6.095 | 1 | 365 | 6.941 | 0.9674 | 7 | 0.90839
48054 | 3.825 | 1 | 365 | 4.3559 | 0.76543 | 5 | 0.12134
46786 | 7.95 | 1 | 365 | 9.0535 | 0.21835 | 9 | 0.27181
62080 | 10.137 | 1 | 365 | 11.544 | 0.23011 | 11 | 0.77413
61827 | 7.935 | 1 | 365 | 9.0364 | 0.18397 | 9 | 0.22035
61110 | 7.95 | 1 | 365 | 9.0535 | 0.21835 | 9 | 0.27181
44986 | 16.023 | 1 | 365 | 18.247 | 0.71856 | 18 | 0.96556
51035 | 2.9 | 1 | 365 | 3.3025 | 0.64569 | 3 | 0.94821
50172 | 10.695 | 1 | 365 | 12.1795 | 0.50883 | 12 | 0.6883
60842 | 4.77 | 1 | 365 | 5.4321 | 0.93101 | 6 | 0.36308
61049 | 5.035 | 1 | 365 | 5.7339 | 0.53829 | 6 | 0.27214
44349 | 24.57 | 1 | 365 | 27.9803 | 0.30501 | 28 | 0.28532
49326 | 8.415 | 1 | 365 | 9.583 | 0.28395 | 9 | 0.86695
49047 | 6.9 | 1 | 365 | 7.8577 | 0.81215 | 8 | 0.66987
60560 | 7.848 | 1 | 365 | 8.9373 | 0.9846 | 9 | 0.9219
43453 | 12 | 1 | 365 | 13.6656 | 0.49939 | 14 | 0.16499
45430 | 7.28 | 1 | 365 | 8.2905 | 0.68296 | 8 | 0.97343
51028 | 6.24 | 1 | 365 | 7.1061 | 0.29968 | 7 | 0.4058
60961 | 11.44 | 1 | 365 | 13.0279 | 0.21609 | 13 | 0.24396
43964 | 24.795 | 1 | 365 | 28.2365 | 0.82062 | 29 | 0.057165
61123 | 5.88 | 1 | 365 | 6.6961 | 0.4747 | 7 | 0.17085
61130 | 7.42 | 1 | 365 | 8.4499 | 0.0037907 | 8 | 0.45369
61150 | 9.975 | 1 | 365 | 11.3595 | 0.85887 | 12 | 0.2184
61145 | 3.64 | 1 | 365 | 4.1452 | 0.34148 | 4 | 0.48671
61151 | 5.88 | 1 | 365 | 6.6961 | 0.4747 | 7 | 0.17085
61152 | 9.52 | 1 | 365 | 10.8414 | 0.81618 | 11 | 0.65756
61153 | 2.915 | 1 | 365 | 3.3196 | 0.68006 | 3 | 0.99966
61154 | 9.62 | 1 | 365 | 10.9553 | 0.045346 | 11 | 0.00060192
61155 | 12.1 | 1 | 365 | 13.7795 | 0.72855 | 14 | 0.50803
61156 | 4.16 | 1 | 365 | 4.7374 | 0.53312 | 5 | 0.27053
61157 | 4.16 | 1 | 365 | 4.7374 | 0.53312 | 5 | 0.27053
61158 | 4.505 | 1 | 365 | 5.1303 | 0.32373 | 5 | 0.45402
61160 | 2.8 | 1 | 365 | 3.1886 | 0.41652 | 3 | 0.60516
59250 | 7.125 | 1 | 365 | 8.114 | 0.32776 | 8 | 0.44171
61181 | 9.3 | 1 | 365 | 10.5908 | 0.31203 | 10 | 0.90287
61206 | 6.16 | 1 | 365 | 7.015 | 0.11635 | 7 | 0.13136
61210 | 9.765 | 1 | 365 | 11.1204 | 0.37763 | 11 | 0.49801
61211 | 8.4 | 1 | 365 | 9.5659 | 0.24957 | 9 | 0.81549
61240 | 6.36 | 1 | 365 | 7.2428 | 0.57468 | 7 | 0.81745
61239 | 10.6 | 1 | 365 | 12.0713 | 0.29113 | 12 | 0.36241
61242 | 5.3 | 1 | 365 | 6.0356 | 0.14556 | 6 | 0.1812
61243 | 7.84 | 1 | 365 | 8.9282 | 0.96627 | 9 | 0.89446
61258 | 5.04 | 1 | 365 | 5.7396 | 0.54974 | 6 | 0.2893
61266 | 9.6 | 1 | 365 | 10.9325 | 0.99951 | 11 | 0.93199
61274 | 10.08 | 1 | 365 | 11.4791 | 0.099489 | 11 | 0.57859
61283 | 13.5 | 1 | 365 | 15.3738 | 0.93682 | 16 | 0.31062
61285 | 10.005 | 1 | 365 | 11.3937 | 0.92762 | 12 | 0.32131
61291 | 4.64 | 1 | 365 | 5.284 | 0.6331 | 5 | 0.91713
61302 | 8.19 | 1 | 365 | 9.3268 | 0.76834 | 10 | 0.095107
61310 | 5.72 | 1 | 365 | 6.5139 | 0.10804 | 6 | 0.62198
61313 | 4.41 | 1 | 365 | 5.0221 | 0.10603 | 5 | 0.12813
61314 | 5.67 | 1 | 365 | 6.457 | 0.99346 | 7 | 0.45046
61316 | 16.775 | 1 | 365 | 19.1034 | 0.44186 | 19 | 0.54523
61317 | 11.73 | 1 | 365 | 13.3581 | 0.88066 | 14 | 0.23878
61318 | 5.2 | 1 | 365 | 5.9218 | 0.9164 | 6 | 0.83816
61321 | 4.24 | 1 | 365 | 4.8285 | 0.71645 | 5 | 0.54496
61322 | 4.24 | 1 | 365 | 4.8285 | 0.71645 | 5 | 0.54496
61323 | 6.44 | 1 | 365 | 7.3339 | 0.75801 | 8 | 0.091879
61324 | 7.685 | 1 | 365 | 8.7517 | 0.61107 | 9 | 0.36275
61325 | 5.3 | 1 | 365 | 6.0356 | 0.14556 | 6 | 0.1812
61326 | 5.46 | 1 | 365 | 6.2178 | 0.51222 | 6 | 0.73007
61327 | 10.545 | 1 | 365 | 12.0086 | 0.16509 | 12 | 0.17374
61328 | 5.3 | 1 | 365 | 6.0356 | 0.14556 | 6 | 0.1812
61329 | 5.83 | 1 | 365 | 6.6392 | 0.36012 | 6 | 0.99933
61330 | 10.36 | 1 | 365 | 11.798 | 0.74114 | 12 | 0.53911
61331 | 7.84 | 1 | 365 | 8.9282 | 0.96627 | 9 | 0.89446
61332 | 10.26 | 1 | 365 | 11.6841 | 0.51198 | 12 | 0.19607
61333 | 10.8 | 1 | 365 | 12.299 | 0.74945 | 13 | 0.048493
61353 | 5.8 | 1 | 365 | 6.605 | 0.29137 | 6 | 0.89641
61365 | 7.02 | 1 | 365 | 7.9944 | 0.087144 | 8 | 0.08152
61366 | 10.14 | 1 | 365 | 11.5474 | 0.23699 | 11 | 0.78442
61367 | 5.46 | 1 | 365 | 6.2178 | 0.51222 | 6 | 0.73007
61369 | 4.16 | 1 | 365 | 4.7374 | 0.53312 | 5 | 0.27053
61371 | 10.92 | 1 | 365 | 12.4357 | 0.024447 | 12 | 0.46014
61372 | 7.54 | 1 | 365 | 8.5866 | 0.27878 | 8 | 0.86534
61374 | 5.72 | 1 | 365 | 6.5139 | 0.10804 | 6 | 0.62198
61375 | 13.26 | 1 | 365 | 15.1005 | 0.38683 | 15 | 0.48732
61376 | 4.68 | 1 | 365 | 5.3296 | 0.72476 | 6 | 0.054347
61384 | 11.118 | 1 | 365 | 12.6612 | 0.47819 | 13 | 0.13937
61385 | 10.2 | 1 | 365 | 11.6158 | 0.37448 | 11 | 0.99024
61393 | 6.095 | 1 | 365 | 6.941 | 0.9674 | 7 | 0.90839
61400 | 3.924 | 1 | 365 | 4.4687 | 0.9923 | 5 | 0.46095
61397 | 4.24 | 1 | 365 | 4.8285 | 0.71645 | 5 | 0.54496
61408 | 7.2 | 1 | 365 | 8.1994 | 0.49964 | 8 | 0.699
61413 | 6.54 | 1 | 365 | 7.4478 | 0.98717 | 8 | 0.43492
61414 | 13.23 | 1 | 365 | 15.0663 | 0.31808 | 15 | 0.3844
61416 | 8.1 | 1 | 365 | 9.2243 | 0.56209 | 9 | 0.78637
61418 | 4.24 | 1 | 365 | 4.8285 | 0.71645 | 5 | 0.54496
61412 | 16.8 | 1 | 365 | 19.1318 | 0.49915 | 19 | 0.63099
61466 | 12.24 | 1 | 365 | 13.9389 | 0.04938 | 13 | 0.98829
61472 | 6.9 | 1 | 365 | 7.8577 | 0.81215 | 8 | 0.66987
61499 | 4.5 | 1 | 365 | 5.1246 | 0.31227 | 5 | 0.43687
61503 | 8.4 | 1 | 365 | 9.5659 | 0.24957 | 9 | 0.81549
60419 | 4.03 | 1 | 365 | 4.5894 | 0.23521 | 4 | 0.82458
61525 | 6.48 | 1 | 365 | 7.3794 | 0.84967 | 8 | 0.2291
61542 | 8.1 | 1 | 365 | 9.2243 | 0.56209 | 9 | 0.78637
61546 | 9 | 1 | 365 | 10.2492 | 0.62454 | 10 | 0.87374
61550 | 9.01 | 1 | 365 | 10.2606 | 0.64746 | 10 | 0.90805
61552 | 7.155 | 1 | 365 | 8.1481 | 0.39651 | 8 | 0.54463
61554 | 5.035 | 1 | 365 | 5.7339 | 0.53829 | 6 | 0.27214
45498 | 6.24 | 1 | 365 | 7.1061 | 0.29968 | 7 | 0.4058
32717 | 5.72 | 1 | 365 | 6.5139 | 0.10804 | 6 | 0.62198
34211 | 4.94 | 1 | 365 | 5.6257 | 0.32058 | 5 | 0.94626
61562 | 6.625 | 1 | 365 | 7.5446 | 0.18196 | 7 | 0.72651
61565 | 4.725 | 1 | 365 | 5.3808 | 0.82789 | 6 | 0.20872
36864 | 2.86 | 1 | 365 | 3.257 | 0.55402 | 3 | 0.81099
61567 | 11.13 | 1 | 365 | 12.6748 | 0.50569 | 13 | 0.18053
41462 | 2.04 | 1 | 365 | 2.3232 | 0.6749 | 2 | 0.99805
62297 | 2.805 | 1 | 365 | 3.1943 | 0.42798 | 3 | 0.62232
50371 | 9.18 | 1 | 365 | 10.4542 | 0.037035 | 10 | 0.49122
47633 | 8.925 | 1 | 365 | 10.1638 | 0.45267 | 10 | 0.61646
62404 | 6.885 | 1 | 365 | 7.8406 | 0.77778 | 8 | 0.61841
62293 | 11.13 | 1 | 365 | 12.6748 | 0.50569 | 13 | 0.18053
62309 | 8.215 | 1 | 365 | 9.3552 | 0.82563 | 10 | 0.18087
44528 | 9.61 | 1 | 365 | 10.9439 | 0.02243 | 10 | 0.9663
50147 | 14.88 | 1 | 365 | 16.9453 | 0.099246 | 17 | 0.04459
61024 | 5.035 | 1 | 365 | 5.7339 | 0.53829 | 6 | 0.27214
62330 | 6.36 | 1 | 365 | 7.2428 | 0.57468 | 7 | 0.81745
62339 | 2.6 | 1 | 365 | 2.9609 | 0.9582 | 3 | 0.91908
62344 | 6.36 | 1 | 365 | 7.2428 | 0.57468 | 7 | 0.81745
62351 | 5.46 | 1 | 365 | 6.2178 | 0.51222 | 6 | 0.73007
50033 | 10.137 | 1 | 365 | 11.544 | 0.23011 | 11 | 0.77413
62354 | 6.89 | 1 | 365 | 7.8463 | 0.78923 | 8 | 0.63557
62358 | 3.18 | 1 | 365 | 3.6214 | 0.28734 | 3 | 0.90872
62360 | 9.36 | 1 | 365 | 10.6592 | 0.44953 | 11 | 0.10869
62361 | 7.28 | 1 | 365 | 8.2905 | 0.68296 | 8 | 0.97343
62365 | 7.65 | 1 | 365 | 8.7118 | 0.53086 | 9 | 0.24268
62371 | 12.24 | 1 | 365 | 13.9389 | 0.04938 | 13 | 0.98829
62368 | 3.12 | 1 | 365 | 3.5531 | 0.14984 | 3 | 0.7029
62376 | 13.78 | 1 | 365 | 15.6927 | 0.57847 | 16 | 0.27113
62377 | 3.975 | 1 | 365 | 4.5267 | 0.10917 | 4 | 0.6359
62369 | 2.805 | 1 | 365 | 3.1943 | 0.42798 | 3 | 0.62232
62375 | 7.65 | 1 | 365 | 8.7118 | 0.53086 | 9 | 0.24268
62378 | 5.3 | 1 | 365 | 6.0356 | 0.14556 | 6 | 0.1812
62382 | 7.8 | 1 | 365 | 8.8826 | 0.8746 | 9 | 0.75724
62381 | 8.84 | 1 | 365 | 10.067 | 0.25789 | 10 | 0.32488
62388 | 7.02 | 1 | 365 | 7.9944 | 0.087144 | 8 | 0.08152
62392 | 10.335 | 1 | 365 | 11.7695 | 0.68385 | 12 | 0.45335
62390 | 7.02 | 1 | 365 | 7.9944 | 0.087144 | 8 | 0.08152
62394 | 6.24 | 1 | 365 | 7.1061 | 0.29968 | 7 | 0.4058
62395 | 7.28 | 1 | 365 | 8.2905 | 0.68296 | 8 | 0.97343
62401 | 2.6 | 1 | 365 | 2.9609 | 0.9582 | 3 | 0.91908
62400 | 4.845 | 1 | 365 | 5.5175 | 0.10288 | 5 | 0.62037
62402 | 2.08 | 1 | 365 | 2.3687 | 0.76656 | 3 | 0.13527
62406 | 5.98 | 1 | 365 | 6.81 | 0.70386 | 7 | 0.51389
62407 | 4.68 | 1 | 365 | 5.3296 | 0.72476 | 6 | 0.054347
62409 | 8.215 | 1 | 365 | 9.3552 | 0.82563 | 10 | 0.18087
45051 | 5.13 | 1 | 365 | 5.842 | 0.67465 | 6 | 0.5167
62379 | 4.505 | 1 | 365 | 5.1303 | 0.32373 | 5 | 0.45402
62417 | 4.505 | 1 | 365 | 5.1303 | 0.32373 | 5 | 0.45402
48247 | 5.13 | 1 | 365 | 5.842 | 0.75599 | 6 | 0.59803
62420 | 2.12 | 1 | 365 | 2.4143 | 0.85823 | 3 | 0.27248
62418 | 5.2 | 1 | 365 | 5.9218 | 0.9164 | 6 | 0.83816
39641 | 3.445 | 1 | 365 | 3.9232 | 0.89462 | 4 | 0.81778
62415 | 7.95 | 1 | 365 | 9.0535 | 0.21835 | 9 | 0.27181
42264 | 9.945 | 1 | 365 | 11.3254 | 0.79012 | 12 | 0.11549
62397 | 12.74 | 1 | 365 | 14.5083 | 0.19519 | 14 | 0.7035
62433 | 9.01 | 1 | 365 | 10.2606 | 0.64746 | 10 | 0.90805
62428 | 8.58 | 1 | 365 | 9.7709 | 0.66207 | 10 | 0.43297
62435 | 11.395 | 1 | 365 | 12.9766 | 0.11296 | 13 | 0.08959
61377 | 4.42 | 1 | 365 | 5.0335 | 0.12894 | 5 | 0.16244
62090 | 4.68 | 1 | 365 | 5.3296 | 0.72476 | 6 | 0.054347
62436 | 6.89 | 1 | 365 | 7.8463 | 0.78923 | 8 | 0.63557
62438 | 8.84 | 1 | 365 | 10.067 | 0.25789 | 10 | 0.32488
62443 | 11.66 | 1 | 365 | 13.2784 | 0.72024 | 13 | 0.99865
62439 | 5.565 | 1 | 365 | 6.3374 | 0.75284 | 7 | 0.090265
62447 | 2.12 | 1 | 365 | 2.4143 | 0.85823 | 3 | 0.27248
62454 | 4.42 | 1 | 365 | 5.0335 | 0.12894 | 5 | 0.16244
62137 | 12.985 | 1 | 365 | 14.7873 | 0.75663 | 15 | 0.54395
62453 | 7.685 | 1 | 365 | 8.7517 | 0.61107 | 9 | 0.36275
62134 | 5.72 | 1 | 365 | 6.5139 | 0.10804 | 6 | 0.62198
62457 | 6.885 | 1 | 365 | 7.8406 | 0.77778 | 8 | 0.61841
62460 | 8.84 | 1 | 365 | 10.067 | 0.25789 | 10 | 0.32488
62141 | 10.6 | 1 | 365 | 12.0713 | 0.29113 | 12 | 0.36241
62462 | 5.72 | 1 | 365 | 6.5139 | 0.10804 | 6 | 0.62198
62469 | 2.86 | 1 | 365 | 3.257 | 0.55402 | 3 | 0.81099
62478 | 6.625 | 1 | 365 | 7.5446 | 0.18196 | 7 | 0.72651
62143 | 10.455 | 1 | 365 | 11.9062 | 0.95885 | 12 | 0.865
62481 | 3.64 | 1 | 365 | 4.1452 | 0.34148 | 4 | 0.48671
62480 | 9.01 | 1 | 365 | 10.2606 | 0.64746 | 10 | 0.90805
62482 | 2.86 | 1 | 365 | 3.257 | 0.55402 | 3 | 0.81099
62144 | 5.3 | 1 | 365 | 6.0356 | 0.14556 | 6 | 0.1812
62486 | 7.54 | 1 | 365 | 8.5866 | 0.27878 | 8 | 0.86534
62491 | 6.24 | 1 | 365 | 7.1061 | 0.29968 | 7 | 0.4058
61576 | 3.71 | 1 | 365 | 4.2249 | 0.5019 | 4 | 0.72684
62146 | 10.92 | 1 | 365 | 12.4357 | 0.024447 | 12 | 0.46014
34265 | 9.1 | 1 | 365 | 10.3631 | 0.85371 | 11 | 0.21679
61585 | 5.3 | 1 | 365 | 6.0356 | 0.14556 | 6 | 0.1812
61588 | 7.155 | 1 | 365 | 8.1481 | 0.39651 | 8 | 0.54463
61595 | 5.035 | 1 | 365 | 5.7339 | 0.53829 | 6 | 0.27214
61596 | 6.36 | 1 | 365 | 7.2428 | 0.57468 | 7 | 0.81745
61603 | 7.155 | 1 | 365 | 8.1481 | 0.39651 | 8 | 0.54463
61616 | 7.155 | 1 | 365 | 8.1481 | 0.39651 | 8 | 0.54463
61553 | 7.42 | 1 | 365 | 8.4499 | 0.0037907 | 8 | 0.45369
61558 | 5.035 | 1 | 365 | 5.7339 | 0.53829 | 6 | 0.27214
61627 | 9.36 | 1 | 365 | 10.6592 | 0.44953 | 11 | 0.10869
62148 | 6.625 | 1 | 365 | 7.5446 | 0.18196 | 7 | 0.72651
61636 | 2.86 | 1 | 365 | 3.257 | 0.55402 | 3 | 0.81099
61640 | 6.5 | 1 | 365 | 7.4022 | 0.8955 | 8 | 0.2977
62145 | 9.36 | 1 | 365 | 10.6592 | 0.44953 | 11 | 0.10869
61620 | 6.89 | 1 | 365 | 7.8463 | 0.78923 | 8 | 0.63557
61645 | 6.095 | 1 | 365 | 6.941 | 0.9674 | 7 | 0.90839
62153 | 9.805 | 1 | 365 | 11.1659 | 0.46929 | 11 | 0.63523
61622 | 8.215 | 1 | 365 | 9.3552 | 0.82563 | 10 | 0.18087
62176 | 2.04 | 1 | 365 | 2.3232 | 0.6749 | 2 | 0.99805
61649 | 6.89 | 1 | 365 | 7.8463 | 0.78923 | 8 | 0.63557
62223 | 13.78 | 1 | 365 | 15.6927 | 0.57847 | 16 | 0.27113
61597 | 9.54 | 1 | 365 | 10.8642 | 0.86202 | 11 | 0.72617
61653 | 4.505 | 1 | 365 | 5.1303 | 0.32373 | 5 | 0.45402
62220 | 4.77 | 1 | 365 | 5.4321 | 0.93101 | 6 | 0.36308
61657 | 9.54 | 1 | 365 | 10.8642 | 0.86202 | 11 | 0.72617
61666 | 10.92 | 1 | 365 | 12.4357 | 0.024447 | 12 | 0.46014
62301 | 8.16 | 1 | 365 | 9.2926 | 0.69959 | 9 | 0.99219
61671 | 4.505 | 1 | 365 | 5.1303 | 0.32373 | 5 | 0.45402
61677 | 7.155 | 1 | 365 | 8.1481 | 0.39651 | 8 | 0.54463
61727 | 4.42 | 1 | 365 | 5.0335 | 0.12894 | 5 | 0.16244
61738 | 5.2 | 1 | 365 | 5.9218 | 0.9164 | 6 | 0.83816
62305 | 7.14 | 1 | 365 | 8.131 | 0.36214 | 8 | 0.49317
61765 | 7.02 | 1 | 365 | 7.9944 | 0.087144 | 8 | 0.08152
61780 | 9.1 | 1 | 365 | 10.3631 | 0.85371 | 11 | 0.21679
62307 | 8.925 | 1 | 365 | 10.1638 | 0.45267 | 10 | 0.61646
62311 | 6.76 | 1 | 365 | 7.6983 | 0.49132 | 8 | 0.18961
62310 | 5.3 | 1 | 365 | 6.0356 | 0.14556 | 6 | 0.1812
62312 | 3.9 | 1 | 365 | 4.4413 | 0.9373 | 5 | 0.37862
62313 | 3.9 | 1 | 365 | 4.4413 | 0.9373 | 5 | 0.37862
62320 | 8.84 | 1 | 365 | 10.067 | 0.25789 | 10 | 0.32488
62321 | 6.36 | 1 | 365 | 7.2428 | 0.57468 | 7 | 0.81745
62322 | 7.28 | 1 | 365 | 8.2905 | 0.68296 | 8 | 0.97343
62323 | 5.83 | 1 | 365 | 6.6392 | 0.36012 | 6 | 0.99933
62328 | 4.77 | 1 | 365 | 5.4321 | 0.93101 | 6 | 0.36308
62325 | 10.71 | 1 | 365 | 12.1965 | 0.54321 | 12 | 0.73976
58910 | 8.265 | 1 | 365 | 9.4122 | 0.94021 | 10 | 0.35239
56412 | 7.65 | 1 | 365 | 8.7118 | 0.53086 | 9 | 0.24268
59505 | 4.77 | 1 | 365 | 5.4321 | 0.93101 | 6 | 0.36308
59644 | 7.42 | 1 | 365 | 8.4499 | 0.0037907 | 8 | 0.45369
60020 | 8.745 | 1 | 365 | 9.9588 | 0.040182 | 9 | 0.99899
56966 | 8.84 | 1 | 365 | 10.067 | 0.25789 | 10 | 0.32488
59452 | 6.89 | 1 | 365 | 7.8463 | 0.78923 | 8 | 0.63557
61999 | 7.42 | 1 | 365 | 8.4499 | 0.0037907 | 8 | 0.45369
61797 | 4.24 | 1 | 365 | 4.8285 | 0.71645 | 5 | 0.54496
58227 | 7.54 | 1 | 365 | 8.5866 | 0.27878 | 8 | 0.86534
21715 | 5.2 | 1 | 365 | 5.9218 | 0.9164 | 6 | 0.83816
62099 | 6.76 | 1 | 365 | 7.6983 | 0.49132 | 8 | 0.18961
24233 | 5.355 | 1 | 365 | 6.0983 | 0.2716 | 6 | 0.36988
59485 | 6.76 | 1 | 365 | 7.6983 | 0.49132 | 8 | 0.18961
62071 | 14.575 | 1 | 365 | 16.598 | 0.4003 | 16 | 0.99831
61996 | 8.745 | 1 | 365 | 9.9588 | 0.040182 | 9 | 0.99899
62133 | 10.6 | 1 | 365 | 12.0713 | 0.29113 | 12 | 0.36241
23847 | 5.98 | 1 | 365 | 6.81 | 0.70386 | 7 | 0.51389
61774 | 5.035 | 1 | 365 | 5.7339 | 0.53829 | 6 | 0.27214
61789 | 10.335 | 1 | 365 | 11.7695 | 0.68385 | 12 | 0.45335
61791 | 10.6 | 1 | 365 | 12.0713 | 0.29113 | 12 | 0.36241
61798 | 16.43 | 1 | 365 | 18.7105 | 0.65125 | 19 | 0.36173
61836 | 5.46 | 1 | 365 | 6.2178 | 0.51222 | 6 | 0.73007
61838 | 4.505 | 1 | 365 | 5.1303 | 0.32373 | 5 | 0.45402
61840 | 5.565 | 1 | 365 | 6.3374 | 0.75284 | 7 | 0.090265
61842 | 6.36 | 1 | 365 | 7.2428 | 0.57468 | 7 | 0.81745
61847 | 11.66 | 1 | 365 | 13.2784 | 0.72024 | 13 | 0.99865
61635 | 9.805 | 1 | 365 | 11.1659 | 0.46929 | 11 | 0.63523
61787 | 7.155 | 1 | 365 | 8.1481 | 0.39651 | 8 | 0.54463
61771 | 7.8 | 1 | 365 | 8.8826 | 0.8746 | 9 | 0.75724
61678 | 4.505 | 1 | 365 | 5.1303 | 0.32373 | 5 | 0.45402
61599 | 6.625 | 1 | 365 | 7.5446 | 0.18196 | 7 | 0.72651
61643 | 9.01 | 1 | 365 | 10.2606 | 0.64746 | 10 | 0.90805
61784 | 4.24 | 1 | 365 | 4.8285 | 0.71645 | 5 | 0.54496
61617 | 4.505 | 1 | 365 | 5.1303 | 0.32373 | 5 | 0.45402
61647 | 7.685 | 1 | 365 | 8.7517 | 0.61107 | 9 | 0.36275
34256 | 12.74 | 1 | 365 | 14.5083 | 0.19519 | 14 | 0.7035
57941 | 4.16 | 1 | 365 | 4.7374 | 0.53312 | 5 | 0.27053
31654 | 10.66 | 1 | 365 | 12.1396 | 0.42863 | 12 | 0.56823
22535 | 7.54 | 1 | 365 | 8.5866 | 0.27878 | 8 | 0.86534
54979 | 13 | 1 | 365 | 14.8044 | 0.79101 | 15 | 0.59541
45719 | 4.94 | 1 | 365 | 5.6257 | 0.32058 | 5 | 0.94626
57496 | 5.83 | 1 | 365 | 6.6392 | 0.36012 | 6 | 0.99933
35610 | 7.28 | 1 | 365 | 8.2905 | 0.68296 | 8 | 0.97343
36631 | 4.94 | 1 | 365 | 5.6257 | 0.32058 | 5 | 0.94626
58818 | 5.46 | 1 | 365 | 6.2178 | 0.51222 | 6 | 0.73007
56126 | 14.025 | 1 | 365 | 15.9717 | 0.13991 | 16 | 0.11158
58785 | 9.275 | 1 | 365 | 10.5624 | 0.25474 | 10 | 0.81711
41082 | 6.76 | 1 | 365 | 7.6983 | 0.49132 | 8 | 0.18961
51988 | 3.38 | 1 | 365 | 3.8491 | 0.74566 | 4 | 0.59481
37689 | 5.72 | 1 | 365 | 6.5139 | 0.10804 | 6 | 0.62198
56670 | 9.1 | 1 | 365 | 10.3631 | 0.85371 | 11 | 0.21679
57624 | 6.24 | 1 | 365 | 7.1061 | 0.29968 | 7 | 0.4058
61058 | 4.77 | 1 | 365 | 5.4321 | 0.93101 | 6 | 0.36308
61626 | 4.505 | 1 | 365 | 5.1303 | 0.32373 | 5 | 0.45402
61270 | 5.035 | 1 | 365 | 5.7339 | 0.53829 | 6 | 0.27214
29134 | 3.9 | 1 | 365 | 4.4413 | 0.9373 | 5 | 0.37862
61630 | 9.54 | 1 | 365 | 10.8642 | 0.86202 | 11 | 0.72617
61792 | 4.24 | 1 | 365 | 4.8285 | 0.71645 | 5 | 0.54496
44151 | 10.14 | 1 | 365 | 11.5474 | 0.23699 | 11 | 0.78442
61663 | 7.95 | 1 | 365 | 9.0535 | 0.21835 | 9 | 0.27181
61613 | 9.805 | 1 | 365 | 11.1659 | 0.46929 | 11 | 0.63523
33864 | 4.94 | 1 | 365 | 5.6257 | 0.32058 | 5 | 0.94626
62053 | 4.24 | 1 | 365 | 4.8285 | 0.71645 | 5 | 0.54496
61995 | 7.95 | 1 | 365 | 9.0535 | 0.21835 | 9 | 0.27181
61621 | 7.155 | 1 | 365 | 8.1481 | 0.39651 | 8 | 0.54463
61483 | 12.985 | 1 | 365 | 14.7873 | 0.75663 | 15 | 0.54395
43730 | 5.72 | 1 | 365 | 6.5139 | 0.10804 | 6 | 0.62198
62065 | 4.16 | 1 | 365 | 4.7374 | 0.53312 | 5 | 0.27053
33759 | 8.06 | 1 | 365 | 9.1787 | 0.47042 | 9 | 0.64915
59424 | 6.095 | 1 | 365 | 6.941 | 0.9674 | 7 | 0.90839
61608 | 6.625 | 1 | 365 | 7.5446 | 0.18196 | 7 | 0.72651
61650 | 9.01 | 1 | 365 | 10.2606 | 0.64746 | 10 | 0.90805
48468 | 7.02 | 1 | 365 | 7.9944 | 0.087144 | 8 | 0.08152
52167 | 11.44 | 1 | 365 | 13.0279 | 0.21609 | 13 | 0.24396
61465 | 5.565 | 1 | 365 | 6.3374 | 0.75284 | 7 | 0.090265
61800 | 8.215 | 1 | 365 | 9.3552 | 0.82563 | 10 | 0.18087
61986 | 4.77 | 1 | 365 | 5.4321 | 0.93101 | 6 | 0.36308
58813 | 11.96 | 1 | 365 | 13.62 | 0.40773 | 14 | 0.027775
61656 | 4.77 | 1 | 365 | 5.4321 | 0.93101 | 6 | 0.36308
61535 | 8.215 | 1 | 365 | 9.3552 | 0.82563 | 10 | 0.18087
62700 | 6.625 | 1 | 365 | 7.5446 | 0.18196 | 7 | 0.72651
62705 | 7.155 | 1 | 365 | 8.1481 | 0.39651 | 8 | 0.54463
62708 | 3.71 | 1 | 365 | 4.2249 | 0.5019 | 4 | 0.72684
62713 | 5.83 | 1 | 365 | 6.6392 | 0.36012 | 6 | 0.99933
62717 | 10.6 | 1 | 365 | 12.0713 | 0.29113 | 12 | 0.36241
62725 | 11.66 | 1 | 365 | 13.2784 | 0.72024 | 13 | 0.99865
62729 | 8.215 | 1 | 365 | 9.3552 | 0.82563 | 10 | 0.18087
62730 | 4.24 | 1 | 365 | 4.8285 | 0.71645 | 5 | 0.54496
48127 | 9.01 | 1 | 365 | 10.2606 | 0.64746 | 10 | 0.90805
29245 | 9.36 | 1 | 365 | 10.6592 | 0.44953 | 11 | 0.10869
61572 | 6.095 | 1 | 365 | 6.941 | 0.9674 | 7 | 0.90839
61586 | 8.4 | 1 | 365 | 9.5659 | 0.24957 | 9 | 0.81549
61591 | 10.6 | 1 | 365 | 12.0713 | 0.29113 | 12 | 0.36241
61600 | 12.22 | 1 | 365 | 13.9161 | 0.0035475 | 13 | 0.91968
61604 | 9.275 | 1 | 365 | 10.5624 | 0.25474 | 10 | 0.81711
61652 | 8.415 | 1 | 365 | 9.583 | 0.28395 | 9 | 0.86695
61514 | 7.155 | 1 | 365 | 8.1481 | 0.39651 | 8 | 0.54463
61655 | 8.8 | 1 | 365 | 10.0214 | 0.16622 | 10 | 0.18766
61658 | 6.63 | 1 | 365 | 7.5502 | 0.19341 | 7 | 0.74366
25371 | 332.01 | 0.8 | 365 | 302.4744 | 0.67154 | 303 | 0.14593
61676 | 6.72 | 1 | 365 | 7.6527 | 0.39966 | 8 | 0.052396
61679 | 9.8 | 1 | 365 | 11.1602 | 0.45784 | 11 | 0.61808
61680 | 7 | 1 | 365 | 7.9716 | 0.041312 | 8 | 0.012912
61688 | 5.88 | 1 | 365 | 6.6961 | 0.4747 | 7 | 0.17085
61689 | 7.42 | 1 | 365 | 8.4499 | 0.0037907 | 8 | 0.45369
62232 | 3.64 | 1 | 365 | 4.1452 | 0.34148 | 4 | 0.48671
61691 | 7.84 | 1 | 365 | 8.9282 | 0.96627 | 9 | 0.89446
61692 | 8.68 | 1 | 365 | 9.8848 | 0.89123 | 10 | 0.77601
61694 | 10.08 | 1 | 365 | 11.4791 | 0.099489 | 11 | 0.57859
61699 | 7.28 | 1 | 365 | 8.2905 | 0.68296 | 8 | 0.97343
61702 | 7 | 1 | 365 | 7.9716 | 0.041312 | 8 | 0.012912
61703 | 7.685 | 1 | 365 | 8.7517 | 0.61107 | 9 | 0.36275
61706 | 5.035 | 1 | 365 | 5.7339 | 0.53829 | 6 | 0.27214
53081 | 7.8 | 1 | 365 | 8.8826 | 0.8746 | 9 | 0.75724
61731 | 5.46 | 1 | 365 | 6.2178 | 0.51222 | 6 | 0.73007
61735 | 3.445 | 1 | 365 | 3.9232 | 0.89462 | 4 | 0.81778
61745 | 5.3 | 1 | 365 | 6.0356 | 0.14556 | 6 | 0.1812
61747 | 7.95 | 1 | 365 | 9.0535 | 0.21835 | 9 | 0.27181
61752 | 3.64 | 1 | 365 | 4.1452 | 0.34148 | 4 | 0.48671
61755 | 7.42 | 1 | 365 | 8.4499 | 0.0037907 | 8 | 0.45369
61761 | 10.92 | 1 | 365 | 12.4357 | 0.024447 | 12 | 0.46014
61762 | 11.2 | 1 | 365 | 12.7546 | 0.6661 | 13 | 0.42066
61766 | 10.92 | 1 | 365 | 12.4357 | 0.024447 | 12 | 0.46014
61768 | 11.4 | 1 | 365 | 12.9823 | 0.12442 | 13 | 0.10674
61786 | 5.865 | 1 | 365 | 6.6791 | 0.44033 | 7 | 0.11939
61790 | 5.7 | 1 | 365 | 6.4912 | 0.062211 | 6 | 0.55337
61808 | 6.3 | 1 | 365 | 7.1744 | 0.43718 | 7 | 0.61162
61815 | 3.75 | 1 | 365 | 4.2705 | 0.59356 | 4 | 0.86406
61818 | 10.66 | 1 | 365 | 12.1396 | 0.42863 | 12 | 0.56823
61811 | 3.71 | 1 | 365 | 4.2249 | 0.5019 | 4 | 0.72684
61819 | 12.9 | 1 | 365 | 14.6905 | 0.56185 | 15 | 0.25237
61904 | 7.65 | 1 | 365 | 8.7118 | 0.53086 | 9 | 0.24268
61917 | 7.685 | 1 | 365 | 8.7517 | 0.61107 | 9 | 0.36275
62104 | 5.865 | 1 | 365 | 6.6791 | 0.44033 | 7 | 0.11939
62108 | 10.6 | 1 | 365 | 12.0713 | 0.29113 | 12 | 0.36241
62111 | 4.505 | 1 | 365 | 5.1303 | 0.32373 | 5 | 0.45402
61280 | 8.175 | 1 | 365 | 9.3097 | 0.73396 | 10 | 0.043651
62009 | 11.115 | 1 | 365 | 12.6578 | 0.47131 | 13 | 0.12907
62510 | 7.2 | 1 | 365 | 8.1994 | 0.49964 | 8 | 0.699
61566 | 7.56 | 1 | 365 | 8.6093 | 0.32462 | 8 | 0.93394
34683 | 62.01 | 0.9 | 365 | 63.5553 | 0.8928 | 64 | 0.44809
35278 | 41.856 | 0.9 | 365 | 42.8991 | 0.32609 | 43 | 0.22514
61634 | 4.578 | 1 | 365 | 5.2134 | 0.49102 | 5 | 0.70444
61638 | 7.83 | 1 | 365 | 8.9168 | 0.94335 | 9 | 0.86016
61659 | 5.559 | 1 | 365 | 6.3306 | 0.73909 | 7 | 0.069683
61668 | 14.715 | 1 | 365 | 16.7574 | 0.72113 | 17 | 0.47857
61631 | 25.48 | 0.9 | 365 | 26.115 | 0.55134 | 26 | 0.6663
61695 | 6.93 | 1 | 365 | 7.8919 | 0.8809 | 8 | 0.77278
61701 | 7.905 | 1 | 365 | 9.0022 | 0.11522 | 9 | 0.11744
61704 | 6.12 | 1 | 365 | 6.9695 | 0.02469 | 6 | 0.99415
61708 | 3.9 | 1 | 365 | 4.4413 | 0.9373 | 5 | 0.37862
61709 | 6.93 | 1 | 365 | 7.8919 | 0.8809 | 8 | 0.77278
61710 | 4.5 | 1 | 365 | 5.1246 | 0.31227 | 5 | 0.43687
61714 | 9.28 | 1 | 365 | 10.5681 | 0.2662 | 10 | 0.83426
61522 | 8.75 | 1 | 365 | 9.9645 | 0.05164 | 10 | 0.01614
61770 | 4.56 | 1 | 365 | 5.1929 | 0.44977 | 5 | 0.6427
61404 | 4.24 | 1 | 365 | 4.8285 | 0.71645 | 5 | 0.54496
61782 | 9.975 | 1 | 365 | 11.3595 | 0.85887 | 12 | 0.2184
61814 | 8.55 | 1 | 365 | 9.7367 | 0.59332 | 10 | 0.33006
61817 | 10.8 | 1 | 365 | 12.299 | 0.74945 | 13 | 0.048493
61820 | 7.02 | 1 | 365 | 7.9944 | 0.087144 | 8 | 0.08152
61821 | 9.01 | 1 | 365 | 10.2606 | 0.64746 | 10 | 0.90805
61822 | 11.96 | 1 | 365 | 13.62 | 0.40773 | 14 | 0.027775
61823 | 13.26 | 1 | 365 | 15.1005 | 0.38683 | 15 | 0.48732
61867 | 3.36 | 1 | 365 | 3.8264 | 0.69983 | 4 | 0.5262
61913 | 7.28 | 1 | 365 | 8.2905 | 0.68296 | 8 | 0.97343
61914 | 3.9 | 1 | 365 | 4.4413 | 0.9373 | 5 | 0.37862
61918 | 2.08 | 1 | 365 | 2.3687 | 0.76656 | 3 | 0.13527
61920 | 2.9 | 1 | 365 | 3.3025 | 0.64569 | 3 | 0.94821
61921 | 7.42 | 1 | 365 | 8.4499 | 0.0037907 | 8 | 0.45369
61922 | 17.16 | 1 | 365 | 19.5418 | 0.32413 | 19 | 0.86594
61923 | 10.15 | 1 | 365 | 11.5588 | 0.2599 | 11 | 0.81872
61894 | 6 | 1 | 365 | 6.8328 | 0.7497 | 7 | 0.5825
61839 | 9.88 | 1 | 365 | 11.2513 | 0.64117 | 11 | 0.89251
61886 | 7.848 | 1 | 365 | 8.9373 | 0.9846 | 9 | 0.9219
61889 | 4.76 | 1 | 365 | 5.4207 | 0.90809 | 6 | 0.32878
61891 | 6.48 | 1 | 365 | 7.3794 | 0.84967 | 8 | 0.2291
61931 | 23.115 | 1 | 365 | 26.3234 | 0.9707 | 27 | 0.29407
61940 | 8.64 | 1 | 365 | 9.8392 | 0.79956 | 10 | 0.63879
61934 | 7.245 | 1 | 365 | 8.2506 | 0.60276 | 8 | 0.85336
61942 | 3.45 | 1 | 365 | 3.9289 | 0.90608 | 4 | 0.83494
61936 | 6 | 1 | 365 | 6.8328 | 0.7497 | 7 | 0.5825
61938 | 6.3 | 1 | 365 | 7.1744 | 0.43718 | 7 | 0.61162
61944 | 6 | 1 | 365 | 6.8328 | 0.7497 | 7 | 0.5825
61939 | 11.4 | 1 | 365 | 12.9823 | 0.12442 | 13 | 0.10674
61947 | 10.395 | 1 | 365 | 11.8378 | 0.82135 | 12 | 0.65917
61941 | 5.175 | 1 | 365 | 5.8933 | 0.85911 | 6 | 0.7524
61943 | 5.355 | 1 | 365 | 6.0983 | 0.2716 | 6 | 0.36988
61945 | 7.02 | 1 | 365 | 7.9944 | 0.087144 | 8 | 0.08152
61946 | 15.9 | 1 | 365 | 18.1069 | 0.43669 | 18 | 0.54361
61949 | 10.26 | 1 | 365 | 11.6841 | 0.51198 | 12 | 0.19607
61950 | 7.56 | 1 | 365 | 8.6093 | 0.32462 | 8 | 0.93394
61951 | 5.04 | 1 | 365 | 5.7396 | 0.54974 | 6 | 0.2893
61953 | 6 | 1 | 365 | 6.8328 | 0.7497 | 7 | 0.5825
61952 | 12.825 | 1 | 365 | 14.6051 | 0.38998 | 14 | 0.99509
61956 | 8.745 | 1 | 365 | 9.9588 | 0.040182 | 9 | 0.99899
61958 | 7.56 | 1 | 365 | 8.6093 | 0.32462 | 8 | 0.93394
61957 | 5.88 | 1 | 365 | 6.6961 | 0.4747 | 7 | 0.17085
61959 | 11.34 | 1 | 365 | 12.914 | 0.98693 | 13 | 0.90092
61960 | 6.48 | 1 | 365 | 7.3794 | 0.84967 | 8 | 0.2291
61961 | 8.7 | 1 | 365 | 9.9076 | 0.93706 | 10 | 0.84462
61963 | 10.8 | 1 | 365 | 12.299 | 0.74945 | 13 | 0.048493
61964 | 5.12 | 1 | 365 | 5.8307 | 0.73307 | 6 | 0.56373
61965 | 8.19 | 1 | 365 | 9.3268 | 0.76834 | 10 | 0.095107
61966 | 11.52 | 1 | 365 | 13.119 | 0.39942 | 13 | 0.51839
61967 | 7.25 | 1 | 365 | 8.2563 | 0.61422 | 8 | 0.87052
61968 | 5.565 | 1 | 365 | 6.3374 | 0.75284 | 7 | 0.090265
61969 | 5.67 | 1 | 365 | 6.457 | 0.99346 | 7 | 0.45046
61971 | 6.48 | 1 | 365 | 7.3794 | 0.84967 | 8 | 0.2291
61972 | 2.8 | 1 | 365 | 3.1886 | 0.41652 | 3 | 0.60516
61982 | 10.2 | 1 | 365 | 11.6158 | 0.37448 | 11 | 0.99024
61970 | 11.31 | 1 | 365 | 12.8798 | 0.91818 | 13 | 0.798
62023 | 4.59 | 1 | 365 | 5.2271 | 0.51852 | 5 | 0.74561
62024 | 8.16 | 1 | 365 | 9.2926 | 0.69959 | 9 | 0.99219
62025 | 3.6 | 1 | 365 | 4.0997 | 0.24982 | 4 | 0.3495
62026 | 3.06 | 1 | 365 | 3.4847 | 0.012345 | 3 | 0.49707
62028 | 5.61 | 1 | 365 | 6.3887 | 0.85597 | 7 | 0.24463
62029 | 6.3 | 1 | 365 | 7.1744 | 0.43718 | 7 | 0.61162
62030 | 4.08 | 1 | 365 | 4.6463 | 0.34979 | 4 | 0.9961
62035 | 2.85 | 1 | 365 | 3.2456 | 0.53111 | 3 | 0.77669
62036 | 10.4 | 1 | 365 | 11.8435 | 0.83281 | 12 | 0.67633
62037 | 10.08 | 1 | 365 | 11.4791 | 0.099489 | 11 | 0.57859
62038 | 6.93 | 1 | 365 | 7.8919 | 0.8809 | 8 | 0.77278
62040 | 8.1 | 1 | 365 | 9.2243 | 0.56209 | 9 | 0.78637
62041 | 12 | 1 | 365 | 13.6656 | 0.49939 | 14 | 0.16499
62042 | 6.76 | 1 | 365 | 7.6983 | 0.49132 | 8 | 0.18961
62043 | 7.125 | 1 | 365 | 8.114 | 0.32776 | 8 | 0.44171
61166 | 11.13 | 1 | 365 | 12.6748 | 0.50569 | 13 | 0.18053
62052 | 5.8 | 1 | 365 | 6.605 | 0.29137 | 6 | 0.89641
62059 | 8.12 | 1 | 365 | 9.2471 | 0.60792 | 9 | 0.85498
62063 | 15.042 | 1 | 365 | 17.1298 | 0.47049 | 17 | 0.60032
62093 | 13.02 | 1 | 365 | 14.8272 | 0.83684 | 15 | 0.66402
62107 | 6 | 1 | 365 | 6.8328 | 0.7497 | 7 | 0.5825
62114 | 5.6 | 1 | 365 | 6.3773 | 0.83305 | 7 | 0.21033
62115 | 5.88 | 1 | 365 | 6.6961 | 0.4747 | 7 | 0.17085
62130 | 7.65 | 1 | 365 | 8.7118 | 0.53086 | 9 | 0.24268
62132 | 13.5 | 1 | 365 | 15.3738 | 0.93682 | 16 | 0.31062
62138 | 9.435 | 1 | 365 | 10.7446 | 0.6214 | 11 | 0.36597
62151 | 7.13 | 1 | 365 | 8.1196 | 0.33922 | 8 | 0.45887
62152 | 7.98 | 1 | 365 | 9.0876 | 0.2871 | 9 | 0.37472
62155 | 11.7 | 1 | 365 | 13.324 | 0.81191 | 14 | 0.13587
62156 | 7.015 | 1 | 365 | 7.9887 | 0.075686 | 8 | 0.064368
62182 | 13.68 | 1 | 365 | 15.5788 | 0.34931 | 15 | 0.92809
62183 | 9.35 | 1 | 365 | 10.6478 | 0.42661 | 11 | 0.07439
62184 | 6.875 | 1 | 365 | 7.8293 | 0.75486 | 8 | 0.58411
62196 | 9.9 | 1 | 365 | 11.2741 | 0.687 | 11 | 0.96112
62199 | 6.27 | 1 | 365 | 7.1403 | 0.36843 | 7 | 0.50871
62200 | 5.67 | 1 | 365 | 6.457 | 0.99346 | 7 | 0.45046
62201 | 9.483 | 1 | 365 | 10.7992 | 0.73139 | 11 | 0.53063
62202 | 8.505 | 1 | 365 | 9.6855 | 0.49019 | 10 | 0.17569
62203 | 5.035 | 1 | 365 | 5.7339 | 0.53829 | 6 | 0.27214
62204 | 8.1 | 1 | 365 | 9.2243 | 0.56209 | 9 | 0.78637
62207 | 18.02 | 1 | 365 | 20.5212 | 0.29492 | 20 | 0.8161
62209 | 6.93 | 1 | 365 | 7.8919 | 0.8809 | 8 | 0.77278
62210 | 5.1 | 1 | 365 | 5.8079 | 0.68724 | 6 | 0.49512
62215 | 11.7 | 1 | 365 | 13.324 | 0.81191 | 14 | 0.13587
62216 | 8.745 | 1 | 365 | 9.9588 | 0.040182 | 9 | 0.99899
62221 | 6.9 | 1 | 365 | 7.8577 | 0.81215 | 8 | 0.66987
62224 | 4.59 | 1 | 365 | 5.2271 | 0.51852 | 5 | 0.74561
62227 | 11.97 | 1 | 365 | 13.6314 | 0.43064 | 14 | 0.06208
62228 | 7.5 | 1 | 365 | 8.541 | 0.18712 | 8 | 0.72812
62231 | 5.6 | 1 | 365 | 6.3773 | 0.83305 | 7 | 0.21033
62237 | 8.4 | 1 | 365 | 9.5659 | 0.24957 | 9 | 0.81549
62239 | 12.35 | 1 | 365 | 14.0642 | 0.30146 | 14 | 0.36564
62240 | 9 | 1 | 365 | 10.2492 | 0.62454 | 10 | 0.87374
62243 | 6.54 | 1 | 365 | 7.4478 | 0.98717 | 8 | 0.43492
62241 | 4.2 | 1 | 365 | 4.783 | 0.62479 | 5 | 0.40775
62245 | 9.3 | 1 | 365 | 10.5908 | 0.31203 | 10 | 0.90287
62250 | 4.2 | 1 | 365 | 4.783 | 0.62479 | 5 | 0.40775
62253 | 4.2 | 1 | 365 | 4.783 | 0.62479 | 5 | 0.40775
62254 | 3.72 | 1 | 365 | 4.2363 | 0.52481 | 4 | 0.76115
62256 | 5.232 | 1 | 365 | 5.9582 | 0.98973 | 6 | 0.94794
62259 | 4.83 | 1 | 365 | 5.5004 | 0.068505 | 5 | 0.56891
62261 | 5.67 | 1 | 365 | 6.457 | 0.99346 | 7 | 0.45046
62262 | 15.87 | 1 | 365 | 18.0728 | 0.36795 | 18 | 0.4407
62263 | 12 | 1 | 365 | 13.6656 | 0.49939 | 14 | 0.16499
62264 | 9.72 | 1 | 365 | 11.0691 | 0.27451 | 11 | 0.34364
62271 | 5.8 | 1 | 365 | 6.605 | 0.29137 | 6 | 0.89641
62272 | 4.725 | 1 | 365 | 5.3808 | 0.82789 | 6 | 0.20872
62274 | 11.772 | 1 | 365 | 13.406 | 0.9769 | 14 | 0.38286
62281 | 8.06 | 1 | 365 | 9.1787 | 0.47042 | 9 | 0.64915
62287 | 7.035 | 1 | 365 | 8.0115 | 0.12152 | 8 | 0.13298
62292 | 5.035 | 1 | 365 | 5.7339 | 0.53829 | 6 | 0.27214
62295 | 11.6 | 1 | 365 | 13.2101 | 0.58275 | 13 | 0.79283
57211 | 10.85 | 1 | 365 | 12.356 | 0.86403 | 13 | 0.22001
62316 | 8.12 | 1 | 365 | 9.2471 | 0.60792 | 9 | 0.85498
62318 | 5.46 | 1 | 365 | 6.2178 | 0.51222 | 6 | 0.73007
51405 | 4.725 | 1 | 365 | 5.3808 | 0.82789 | 6 | 0.20872
42282 | 15.08 | 1 | 365 | 17.1731 | 0.55757 | 17 | 0.73067
62319 | 12.48 | 1 | 365 | 14.2122 | 0.59937 | 14 | 0.81159
62327 | 4.48 | 1 | 365 | 5.1018 | 0.26644 | 5 | 0.36826
62332 | 10.865 | 1 | 365 | 12.3731 | 0.89841 | 13 | 0.27147
62331 | 13.515 | 1 | 365 | 15.3909 | 0.97119 | 16 | 0.36207
48862 | 8.68 | 1 | 365 | 9.8848 | 0.89123 | 10 | 0.77601
62334 | 5.72 | 1 | 365 | 6.5139 | 0.10804 | 6 | 0.62198
62335 | 7.8 | 1 | 365 | 8.8826 | 0.8746 | 9 | 0.75724
62333 | 16.43 | 1 | 365 | 18.7105 | 0.65125 | 19 | 0.36173
62337 | 8.32 | 1 | 365 | 9.4748 | 0.066245 | 9 | 0.54106
62338 | 2.8 | 1 | 365 | 3.1886 | 0.41652 | 3 | 0.60516
62340 | 5.04 | 1 | 365 | 5.7396 | 0.54974 | 6 | 0.2893
62343 | 7.42 | 1 | 365 | 8.4499 | 0.0037907 | 8 | 0.45369
62342 | 7.95 | 1 | 365 | 9.0535 | 0.21835 | 9 | 0.27181
62345 | 6.24 | 1 | 365 | 7.1061 | 0.29968 | 7 | 0.4058
62348 | 6.36 | 1 | 365 | 7.2428 | 0.57468 | 7 | 0.81745
62352 | 5.32 | 1 | 365 | 6.0584 | 0.1914 | 6 | 0.24981
62349 | 8.41 | 1 | 365 | 9.5773 | 0.27249 | 9 | 0.8498
62353 | 10.07 | 1 | 365 | 11.4677 | 0.076573 | 11 | 0.54429
62355 | 8.4 | 1 | 365 | 9.5659 | 0.24957 | 9 | 0.81549
62357 | 7.95 | 1 | 365 | 9.0535 | 0.21835 | 9 | 0.27181
62362 | 6.625 | 1 | 365 | 7.5446 | 0.18196 | 7 | 0.72651
62363 | 4.505 | 1 | 365 | 5.1303 | 0.32373 | 5 | 0.45402
62364 | 6.44 | 1 | 365 | 7.3339 | 0.75801 | 8 | 0.091879
62367 | 6.44 | 1 | 365 | 7.3339 | 0.75801 | 8 | 0.091879
62374 | 7.28 | 1 | 365 | 8.2905 | 0.68296 | 8 | 0.97343
62385 | 2.385 | 1 | 365 | 2.716 | 0.4655 | 3 | 0.18154
62384 | 5.035 | 1 | 365 | 5.7339 | 0.53829 | 6 | 0.27214
62389 | 8.84 | 1 | 365 | 10.067 | 0.25789 | 10 | 0.32488
62386 | 10.36 | 1 | 365 | 11.798 | 0.74114 | 12 | 0.53911
62393 | 3.64 | 1 | 365 | 4.1452 | 0.34148 | 4 | 0.48671
62408 | 6.21 | 1 | 365 | 7.0719 | 0.23094 | 7 | 0.30288
62411 | 11.7 | 1 | 365 | 13.324 | 0.81191 | 14 | 0.13587
62413 | 8.32 | 1 | 365 | 9.4748 | 0.066245 | 9 | 0.54106
62416 | 6.63 | 1 | 365 | 7.5502 | 0.19341 | 7 | 0.74366
62410 | 6.44 | 1 | 365 | 7.3339 | 0.75801 | 8 | 0.091879
62419 | 8.745 | 1 | 365 | 9.9588 | 0.040182 | 9 | 0.99899
62846 | 17.595 | 1 | 365 | 20.0372 | 0.32098 | 20 | 0.35817
62422 | 7.54 | 1 | 365 | 8.5866 | 0.27878 | 8 | 0.86534
62423 | 11.13 | 1 | 365 | 12.6748 | 0.50569 | 13 | 0.18053
62424 | 6 | 1 | 365 | 6.8328 | 0.7497 | 7 | 0.5825
62426 | 7.8 | 1 | 365 | 8.8826 | 0.8746 | 9 | 0.75724
62430 | 6.96 | 1 | 365 | 7.926 | 0.94965 | 8 | 0.8757
62434 | 5.98 | 1 | 365 | 6.81 | 0.70386 | 7 | 0.51389
62437 | 8.06 | 1 | 365 | 9.1787 | 0.47042 | 9 | 0.64915
62440 | 4.42 | 1 | 365 | 5.0335 | 0.12894 | 5 | 0.16244
62441 | 10.92 | 1 | 365 | 12.4357 | 0.024447 | 12 | 0.46014
62444 | 9 | 1 | 365 | 10.2492 | 0.62454 | 10 | 0.87374
62446 | 11.2 | 1 | 365 | 12.7546 | 0.6661 | 13 | 0.42066
62445 | 5.5 | 1 | 365 | 6.2634 | 0.60389 | 6 | 0.86729
62448 | 9.975 | 1 | 365 | 11.3595 | 0.85887 | 12 | 0.2184
62451 | 24.96 | 1 | 365 | 28.4244 | 0.19874 | 28 | 0.62318
62467 | 4.725 | 1 | 365 | 5.3808 | 0.82789 | 6 | 0.20872
62473 | 6.16 | 1 | 365 | 7.015 | 0.11635 | 7 | 0.13136
62483 | 11.34 | 1 | 365 | 12.914 | 0.98693 | 13 | 0.90092
62489 | 8.12 | 1 | 365 | 9.2471 | 0.60792 | 9 | 0.85498
62494 | 8.12 | 1 | 365 | 9.2471 | 0.60792 | 9 | 0.85498
62496 | 12.285 | 1 | 365 | 13.9902 | 0.1525 | 14 | 0.14266
62503 | 7.685 | 1 | 365 | 8.7517 | 0.61107 | 9 | 0.36275
32738 | 161.92 | 0.9 | 365 | 165.955 | 0.95262 | 166 | 0.90766
57501 | 7.04 | 1 | 365 | 8.0172 | 0.13298 | 8 | 0.15013
61222 | 9.36 | 1 | 365 | 10.6592 | 0.44953 | 11 | 0.10869
59482 | 4.48 | 1 | 365 | 5.1018 | 0.26644 | 5 | 0.36826
59967 | 8.64 | 1 | 365 | 9.8392 | 0.79956 | 10 | 0.63879
59409 | 9.28 | 1 | 365 | 10.5681 | 0.2662 | 10 | 0.83426
60984 | 6.4 | 1 | 365 | 7.2883 | 0.66634 | 7 | 0.95466
61736 | 5.46 | 1 | 365 | 6.2178 | 0.51222 | 6 | 0.73007
43832 | 9.6 | 1 | 365 | 10.9325 | 0.99951 | 11 | 0.93199
62288 | 6.76 | 1 | 365 | 7.6983 | 0.49132 | 8 | 0.18961
49971 | 7.04 | 1 | 365 | 8.0172 | 0.13298 | 8 | 0.15013
61167 | 14.4 | 1 | 365 | 16.3987 | 0.99927 | 17 | 0.39799
61445 | 7.36 | 1 | 365 | 8.3816 | 0.86629 | 9 | 0.24786
61722 | 5.76 | 1 | 365 | 6.5595 | 0.19971 | 6 | 0.7592
34552 | 137.7 | 0.9 | 365 | 141.1315 | 0.99997 | 142 | 0.13145
62007 | 7.04 | 1 | 365 | 8.0172 | 0.13298 | 8 | 0.15013
62125 | 9.6 | 1 | 365 | 10.9325 | 0.99951 | 11 | 0.93199
62166 | 8.32 | 1 | 365 | 9.4748 | 0.066245 | 9 | 0.54106
50985 | 4.8 | 1 | 365 | 5.4662 | 0.99976 | 6 | 0.466
55923 | 10.24 | 1 | 365 | 11.6613 | 0.46615 | 12 | 0.12746
62308 | 8 | 1 | 365 | 9.1104 | 0.33293 | 9 | 0.44333
28495 | 2835.685 | 1 | 365 | 3229.2781 | 0.30112 | 3229 | 0.57919
62450 | 3.36 | 1 | 365 | 3.8264 | 0.69983 | 4 | 0.5262
61686 | 11.18 | 1 | 365 | 12.7318 | 0.62027 | 13 | 0.35205
62458 | 4.505 | 1 | 365 | 5.1303 | 0.32373 | 5 | 0.45402
62468 | 12.42 | 1 | 365 | 14.1439 | 0.46187 | 14 | 0.60577
62470 | 7.625 | 1 | 365 | 8.6834 | 0.47357 | 9 | 0.15692
62474 | 14.388 | 1 | 365 | 16.3851 | 0.97177 | 17 | 0.35683
62479 | 10.8 | 1 | 365 | 12.299 | 0.74945 | 13 | 0.048493
62485 | 5.04 | 1 | 365 | 5.7396 | 0.54974 | 6 | 0.2893
62492 | 6.867 | 1 | 365 | 7.8201 | 0.73653 | 8 | 0.55667
62497 | 3.71 | 1 | 365 | 4.2249 | 0.5019 | 4 | 0.72684
62499 | 12.42 | 1 | 365 | 14.1439 | 0.46187 | 14 | 0.60577
62502 | 11.96 | 1 | 365 | 13.62 | 0.40773 | 14 | 0.027775
61954 | 8.1 | 1 | 365 | 9.2243 | 0.56209 | 9 | 0.78637
62505 | 4.845 | 1 | 365 | 5.5175 | 0.10288 | 5 | 0.62037
62507 | 13 | 1 | 365 | 14.8044 | 0.79101 | 15 | 0.59541
62513 | 4.905 | 1 | 365 | 5.5858 | 0.24038 | 5 | 0.82619
62516 | 10.15 | 1 | 365 | 11.5588 | 0.2599 | 11 | 0.81872
62472 | 6 | 1 | 365 | 6.8328 | 0.7497 | 7 | 0.5825
62517 | 6.76 | 1 | 365 | 7.6983 | 0.49132 | 8 | 0.18961
62523 | 10.4 | 1 | 365 | 11.8435 | 0.83281 | 12 | 0.67633
62527 | 12.19 | 1 | 365 | 13.882 | 0.9348 | 14 | 0.81677
62529 | 5.72 | 1 | 365 | 6.5139 | 0.10804 | 6 | 0.62198
62267 | 5.4 | 1 | 365 | 6.1495 | 0.37473 | 6 | 0.52425
62533 | 7.28 | 1 | 365 | 8.2905 | 0.68296 | 8 | 0.97343
62536 | 8.58 | 1 | 365 | 9.7709 | 0.66207 | 10 | 0.43297
62535 | 4.77 | 1 | 365 | 5.4321 | 0.93101 | 6 | 0.36308
62537 | 5.035 | 1 | 365 | 5.7339 | 0.53829 | 6 | 0.27214
62541 | 5.46 | 1 | 365 | 6.2178 | 0.51222 | 6 | 0.73007
62543 | 5.565 | 1 | 365 | 6.3374 | 0.75284 | 7 | 0.090265
62548 | 9.88 | 1 | 365 | 11.2513 | 0.64117 | 11 | 0.89251
62551 | 5.98 | 1 | 365 | 6.81 | 0.70386 | 7 | 0.51389
62557 | 7.54 | 1 | 365 | 8.5866 | 0.27878 | 8 | 0.86534
50987 | 5.76 | 1 | 365 | 6.5595 | 0.19971 | 6 | 0.7592
62558 | 6 | 1 | 365 | 6.8328 | 0.7497 | 7 | 0.5825
62564 | 7.935 | 1 | 365 | 9.0364 | 0.18397 | 9 | 0.22035
62570 | 5.865 | 1 | 365 | 6.6791 | 0.44033 | 7 | 0.11939
62573 | 10.08 | 1 | 365 | 11.4791 | 0.099489 | 11 | 0.57859
62575 | 12.765 | 1 | 365 | 14.5368 | 0.25248 | 14 | 0.78926
62579 | 13.5 | 1 | 365 | 15.3738 | 0.93682 | 16 | 0.31062
62585 | 8.45 | 1 | 365 | 9.6229 | 0.36416 | 9 | 0.98702
62586 | 6 | 1 | 365 | 6.8328 | 0.7497 | 7 | 0.5825
62559 | 9.1 | 1 | 365 | 10.3631 | 0.85371 | 11 | 0.21679
62562 | 9.54 | 1 | 365 | 10.8642 | 0.86202 | 11 | 0.72617
62569 | 7.42 | 1 | 365 | 8.4499 | 0.0037907 | 8 | 0.45369
62572 | 7.95 | 1 | 365 | 9.0535 | 0.21835 | 9 | 0.27181
62578 | 4.77 | 1 | 365 | 5.4321 | 0.93101 | 6 | 0.36308
62580 | 7.155 | 1 | 365 | 8.1481 | 0.39651 | 8 | 0.54463
62583 | 14.04 | 1 | 365 | 15.9888 | 0.17429 | 16 | 0.16304
38896 | 11.55 | 1 | 365 | 13.1531 | 0.46816 | 13 | 0.6213
62590 | 4.24 | 1 | 365 | 4.8285 | 0.71645 | 5 | 0.54496
62592 | 7.245 | 1 | 365 | 8.2506 | 0.60276 | 8 | 0.85336
62593 | 4.59 | 1 | 365 | 5.2271 | 0.51852 | 5 | 0.74561
62594 | 12.5 | 1 | 365 | 14.235 | 0.6452 | 14 | 0.8802
62270 | 13.11 | 1 | 365 | 14.9297 | 0.043086 | 14 | 0.97275
62597 | 14.04 | 1 | 365 | 15.9888 | 0.17429 | 16 | 0.16304
62596 | 4.86 | 1 | 365 | 5.5346 | 0.13725 | 5 | 0.67182
62599 | 4.68 | 1 | 365 | 5.3296 | 0.72476 | 6 | 0.054347
62598 | 8.84 | 1 | 365 | 10.067 | 0.25789 | 10 | 0.32488
62600 | 9.88 | 1 | 365 | 11.2513 | 0.64117 | 11 | 0.89251
62601 | 8.215 | 1 | 365 | 9.3552 | 0.82563 | 10 | 0.18087
62602 | 9.45 | 1 | 365 | 10.7617 | 0.65577 | 11 | 0.41743
62603 | 4.24 | 1 | 365 | 4.8285 | 0.71645 | 5 | 0.54496
62604 | 10.695 | 1 | 365 | 12.1795 | 0.50883 | 12 | 0.6883
62605 | 6.54 | 1 | 365 | 7.4478 | 0.98717 | 8 | 0.43492
62606 | 7.2 | 1 | 365 | 8.1994 | 0.49964 | 8 | 0.699
62607 | 3 | 1 | 365 | 3.4164 | 0.87485 | 4 | 0.29125
59216 | 10.995 | 1 | 365 | 12.5211 | 0.19632 | 12 | 0.71742
62608 | 9.135 | 1 | 365 | 10.4029 | 0.93391 | 11 | 0.33685
62609 | 5.04 | 1 | 365 | 5.7396 | 0.54974 | 6 | 0.2893
62610 | 4.275 | 1 | 365 | 4.8684 | 0.79666 | 5 | 0.66503
62611 | 6.76 | 1 | 365 | 7.6983 | 0.49132 | 8 | 0.18961
62612 | 8.64 | 1 | 365 | 9.8392 | 0.79956 | 10 | 0.63879
62613 | 5.04 | 1 | 365 | 5.7396 | 0.54974 | 6 | 0.2893
62614 | 4.41 | 1 | 365 | 5.0221 | 0.10603 | 5 | 0.12813
62615 | 6.93 | 1 | 365 | 7.8919 | 0.8809 | 8 | 0.77278
47838 | 24.57 | 1 | 365 | 27.9803 | 0.30501 | 28 | 0.28532
62616 | 2.7 | 1 | 365 | 3.0748 | 0.18736 | 3 | 0.26212
62617 | 13.78 | 1 | 365 | 15.6927 | 0.57847 | 16 | 0.27113
54927 | 4.42 | 1 | 365 | 5.0335 | 0.12894 | 5 | 0.16244
62620 | 6.93 | 1 | 365 | 7.8919 | 0.8809 | 8 | 0.77278
62621 | 7.41 | 1 | 365 | 8.4385 | 0.98087 | 9 | 0.41938
62623 | 5.886 | 1 | 365 | 6.703 | 0.48845 | 7 | 0.19143
62629 | 9.12 | 1 | 365 | 10.3859 | 0.89954 | 11 | 0.28539
62630 | 5.4 | 1 | 365 | 6.1495 | 0.37473 | 6 | 0.52425
62631 | 5.67 | 1 | 365 | 6.457 | 0.99346 | 7 | 0.45046
62632 | 2.97 | 1 | 365 | 3.3822 | 0.8061 | 4 | 0.18834
62633 | 8.68 | 1 | 365 | 9.8848 | 0.89123 | 10 | 0.77601
62634 | 7.28 | 1 | 365 | 8.2905 | 0.68296 | 8 | 0.97343
62635 | 4.94 | 1 | 365 | 5.6257 | 0.32058 | 5 | 0.94626
38626 | 6.4 | 1 | 365 | 7.2883 | 0.66634 | 7 | 0.95466
40769 | 13.455 | 1 | 365 | 15.3226 | 0.83369 | 16 | 0.15625
50008 | 9.045 | 1 | 365 | 10.3004 | 0.72767 | 11 | 0.028113
62637 | 5.3 | 1 | 365 | 6.0356 | 0.14556 | 6 | 0.1812
62638 | 9 | 1 | 365 | 10.2492 | 0.62454 | 10 | 0.87374
62639 | 8.8 | 1 | 365 | 10.0214 | 0.16622 | 10 | 0.18766
62640 | 12 | 1 | 365 | 13.6656 | 0.49939 | 14 | 0.16499
62641 | 12.48 | 1 | 365 | 14.2122 | 0.59937 | 14 | 0.81159
62643 | 11.4 | 1 | 365 | 12.9823 | 0.12442 | 13 | 0.10674
62642 | 12.19 | 1 | 365 | 13.882 | 0.9348 | 14 | 0.81677
62644 | 8.1 | 1 | 365 | 9.2243 | 0.56209 | 9 | 0.78637
62645 | 15.435 | 1 | 365 | 17.5774 | 0.37109 | 17 | 0.94847
62647 | 5.44 | 1 | 365 | 6.1951 | 0.46639 | 6 | 0.66146
62648 | 7.245 | 1 | 365 | 8.2506 | 0.60276 | 8 | 0.85336
62649 | 11.52 | 1 | 365 | 13.119 | 0.39942 | 13 | 0.51839
62650 | 5.865 | 1 | 365 | 6.6791 | 0.44033 | 7 | 0.11939
62651 | 10.71 | 1 | 365 | 12.1965 | 0.54321 | 12 | 0.73976
62652 | 5.94 | 1 | 365 | 6.7645 | 0.6122 | 7 | 0.37667
62653 | 6.4 | 1 | 365 | 7.2883 | 0.66634 | 7 | 0.95466
62654 | 5.13 | 1 | 365 | 5.842 | 0.75599 | 6 | 0.59803
62656 | 6.54 | 1 | 365 | 7.4478 | 0.98717 | 8 | 0.43492
62659 | 12.16 | 1 | 365 | 13.8478 | 0.86605 | 14 | 0.71386
62660 | 6.5 | 1 | 365 | 7.4022 | 0.8955 | 8 | 0.2977
62663 | 3.38 | 1 | 365 | 3.8491 | 0.74566 | 4 | 0.59481
62666 | 4.505 | 1 | 365 | 5.1303 | 0.32373 | 5 | 0.45402
62668 | 5.83 | 1 | 365 | 6.6392 | 0.36012 | 6 | 0.99933
62667 | 6.89 | 1 | 365 | 7.8463 | 0.78923 | 8 | 0.63557
62672 | 2.86 | 1 | 365 | 3.257 | 0.55402 | 3 | 0.81099
62670 | 3.18 | 1 | 365 | 3.6214 | 0.28734 | 3 | 0.90872
44698 | 4.8 | 1 | 365 | 5.4662 | 0.99976 | 6 | 0.466
62674 | 7.685 | 1 | 365 | 8.7517 | 0.61107 | 9 | 0.36275
62676 | 5.3 | 1 | 365 | 6.0356 | 0.14556 | 6 | 0.1812
50937 | 2.28 | 1 | 365 | 2.5965 | 0.22488 | 2 | 0.82135
62678 | 2.6 | 1 | 365 | 2.9609 | 0.9582 | 3 | 0.91908
62677 | 8.06 | 1 | 365 | 9.1787 | 0.47042 | 9 | 0.64915
62682 | 5.2 | 1 | 365 | 5.9218 | 0.9164 | 6 | 0.83816
62683 | 8.32 | 1 | 365 | 9.4748 | 0.066245 | 9 | 0.54106
62684 | 8.32 | 1 | 365 | 9.4748 | 0.066245 | 9 | 0.54106
62689 | 6.9 | 1 | 365 | 7.8577 | 0.81215 | 8 | 0.66987
62690 | 7.42 | 1 | 365 | 8.4499 | 0.0037907 | 8 | 0.45369
62694 | 7.8 | 1 | 365 | 8.8826 | 0.8746 | 9 | 0.75724
62698 | 4.77 | 1 | 365 | 5.4321 | 0.93101 | 6 | 0.36308
62697 | 6.24 | 1 | 365 | 7.1061 | 0.29968 | 7 | 0.4058
62701 | 5.2 | 1 | 365 | 5.9218 | 0.9164 | 6 | 0.83816
62699 | 11.4 | 1 | 365 | 12.9823 | 0.12442 | 13 | 0.10674
62704 | 9.275 | 1 | 365 | 10.5624 | 0.25474 | 10 | 0.81711
62693 | 5.98 | 1 | 365 | 6.81 | 0.70386 | 7 | 0.51389
62706 | 4.77 | 1 | 365 | 5.4321 | 0.93101 | 6 | 0.36308
62707 | 4.68 | 1 | 365 | 5.3296 | 0.72476 | 6 | 0.054347
62711 | 6.6 | 1 | 365 | 7.5161 | 0.12467 | 7 | 0.64075
62719 | 8.82 | 1 | 365 | 10.0442 | 0.21205 | 10 | 0.25627
62721 | 6.555 | 1 | 365 | 7.4648 | 0.021543 | 7 | 0.48638
62722 | 4.08 | 1 | 365 | 4.6463 | 0.34979 | 4 | 0.9961
50555 | 3.52 | 1 | 365 | 4.0086 | 0.066488 | 4 | 0.075064
62724 | 16.38 | 1 | 365 | 18.6535 | 0.53667 | 19 | 0.19021
62727 | 7.68 | 1 | 365 | 8.746 | 0.59961 | 9 | 0.34559
62728 | 6.24 | 1 | 365 | 7.1061 | 0.29968 | 7 | 0.4058
56398 | 5.415 | 1 | 365 | 6.1666 | 0.4091 | 6 | 0.5757
62723 | 5.72 | 1 | 365 | 6.5139 | 0.10804 | 6 | 0.62198
62726 | 6.24 | 1 | 365 | 7.1061 | 0.29968 | 7 | 0.4058
62731 | 5.3 | 1 | 365 | 6.0356 | 0.14556 | 6 | 0.1812
62733 | 2.65 | 1 | 365 | 3.0178 | 0.072782 | 3 | 0.090602
62739 | 3.71 | 1 | 365 | 4.2249 | 0.5019 | 4 | 0.72684
59987 | 6.5 | 1 | 365 | 7.4022 | 0.8955 | 8 | 0.2977
60035 | 3.975 | 1 | 365 | 4.5267 | 0.10917 | 4 | 0.6359
59950 | 4.68 | 1 | 365 | 5.3296 | 0.72476 | 6 | 0.054347
61073 | 3.12 | 1 | 365 | 3.5531 | 0.14984 | 3 | 0.7029
62760 | 9.01 | 1 | 365 | 10.2606 | 0.64746 | 10 | 0.90805
62718 | 7.56 | 1 | 365 | 8.6093 | 0.32462 | 8 | 0.93394
63061 | 7.02 | 1 | 365 | 7.9944 | 0.087144 | 8 | 0.08152
50472 | 8.265 | 1 | 365 | 9.4122 | 0.94021 | 10 | 0.35239
51270 | 7.44 | 1 | 365 | 8.4727 | 0.049623 | 8 | 0.5223
50160 | 8.505 | 1 | 365 | 9.6855 | 0.49019 | 10 | 0.17569
45632 | 8.505 | 1 | 365 | 9.6855 | 0.49019 | 10 | 0.17569
46128 | 9.156 | 1 | 365 | 10.4269 | 0.98204 | 11 | 0.40889
62539 | 6 | 1 | 365 | 6.8328 | 0.7497 | 7 | 0.5825
44514 | 4.76 | 1 | 365 | 5.4207 | 0.90809 | 6 | 0.32878
62781 | 2.8 | 1 | 365 | 3.1886 | 0.41652 | 3 | 0.60516
62116 | 5.3 | 1 | 365 | 6.0356 | 0.14556 | 6 | 0.1812
62128 | 6.375 | 1 | 365 | 7.2599 | 0.60905 | 7 | 0.8689
61912 | 10.2 | 1 | 365 | 11.6158 | 0.37448 | 11 | 0.99024
62110 | 7.25 | 1 | 365 | 8.2563 | 0.61422 | 8 | 0.87052
61813 | 5.61 | 1 | 365 | 6.3887 | 0.85597 | 7 | 0.24463
61901 | 10.6 | 1 | 365 | 12.0713 | 0.29113 | 12 | 0.36241
61799 | 10.965 | 1 | 365 | 12.4869 | 0.12757 | 12 | 0.61451
61805 | 5.1 | 1 | 365 | 5.8079 | 0.68724 | 6 | 0.49512
61685 | 5.46 | 1 | 365 | 6.2178 | 0.51222 | 6 | 0.73007
61711 | 12.19 | 1 | 365 | 13.882 | 0.9348 | 14 | 0.81677
61611 | 8.215 | 1 | 365 | 9.3552 | 0.82563 | 10 | 0.18087
62062 | 7.28 | 1 | 365 | 8.2905 | 0.68296 | 8 | 0.97343
62811 | 9.6 | 1 | 365 | 10.9325 | 0.99951 | 11 | 0.93199
62734 | 9.28 | 1 | 365 | 10.5681 | 0.2662 | 10 | 0.83426
62743 | 7.56 | 1 | 365 | 8.6093 | 0.32462 | 8 | 0.93394
62744 | 6.44 | 1 | 365 | 7.3339 | 0.75801 | 8 | 0.091879
62745 | 11.2 | 1 | 365 | 12.7546 | 0.6661 | 13 | 0.42066
62746 | 8.68 | 1 | 365 | 9.8848 | 0.89123 | 10 | 0.77601
62747 | 7.685 | 1 | 365 | 8.7517 | 0.61107 | 9 | 0.36275
62748 | 5.88 | 1 | 365 | 6.6961 | 0.4747 | 7 | 0.17085
62749 | 7.28 | 1 | 365 | 8.2905 | 0.68296 | 8 | 0.97343
62750 | 6.095 | 1 | 365 | 6.941 | 0.9674 | 7 | 0.90839
19556 | 647.9 | 0.8 | 365 | 590.2628 | 0.79041 | 591 | 0.053221
62751 | 8.96 | 1 | 365 | 10.2036 | 0.53288 | 10 | 0.73653
62752 | 8.215 | 1 | 365 | 9.3552 | 0.82563 | 10 | 0.18087
62753 | 9.8 | 1 | 365 | 11.1602 | 0.45784 | 11 | 0.61808
62754 | 10.64 | 1 | 365 | 12.1168 | 0.38279 | 12 | 0.49963
62761 | 7.98 | 1 | 365 | 9.0876 | 0.2871 | 9 | 0.37472
63024 | 191.235 | 0.9 | 365 | 196.0006 | 0.41347 | 196 | 0.41404
62778 | 4.68 | 1 | 365 | 5.3296 | 0.72476 | 6 | 0.054347
62784 | 5.565 | 1 | 365 | 6.3374 | 0.75284 | 7 | 0.090265
36217 | 63.63 | 0.9 | 365 | 65.2157 | 0.23397 | 65 | 0.44963
62787 | 3.975 | 1 | 365 | 4.5267 | 0.10917 | 4 | 0.6359
62714 | 6.095 | 1 | 365 | 6.941 | 0.9674 | 7 | 0.90839
62791 | 5.035 | 1 | 365 | 5.7339 | 0.53829 | 6 | 0.27214
34854 | 47.04 | 0.9 | 365 | 48.2122 | 0.017855 | 48 | 0.23009
62789 | 9.01 | 1 | 365 | 10.2606 | 0.64746 | 10 | 0.90805
62790 | 8.96 | 1 | 365 | 10.2036 | 0.53288 | 10 | 0.73653
62509 | 40.92 | 0.9 | 365 | 41.9397 | 0.39563 | 42 | 0.33536
62792 | 6.36 | 1 | 365 | 7.2428 | 0.57468 | 7 | 0.81745
62870 | 30.24 | 0.9 | 365 | 30.9936 | 0.36862 | 31 | 0.3622
62794 | 6.84 | 1 | 365 | 7.7894 | 0.67465 | 8 | 0.46405
41833 | 2.61 | 1 | 365 | 2.9723 | 0.98112 | 3 | 0.95339
62793 | 11.66 | 1 | 365 | 13.2784 | 0.72024 | 13 | 0.99865
58942 | 9.86 | 1 | 365 | 11.2286 | 0.59533 | 11 | 0.8239
62795 | 2.97 | 1 | 365 | 3.3822 | 0.8061 | 4 | 0.18834
62798 | 10.8 | 1 | 365 | 12.299 | 0.74945 | 13 | 0.048493
59756 | 10.72 | 1 | 365 | 12.2079 | 0.56612 | 12 | 0.77406
62797 | 17.28 | 1 | 365 | 19.6785 | 0.59912 | 20 | 0.27759
59973 | 7.83 | 1 | 365 | 8.9168 | 0.94335 | 9 | 0.86016
62796 | 6.89 | 1 | 365 | 7.8463 | 0.78923 | 8 | 0.63557
62799 | 4.2 | 1 | 365 | 4.783 | 0.62479 | 5 | 0.40775
58909 | 8.48 | 1 | 365 | 9.657 | 0.4329 | 10 | 0.089928
62801 | 5.3 | 1 | 365 | 6.0356 | 0.14556 | 6 | 0.1812
41657 | 10.14 | 1 | 365 | 11.5474 | 0.23699 | 11 | 0.78442
60193 | 12 | 1 | 365 | 13.6656 | 0.49939 | 14 | 0.16499
60384 | 10.695 | 1 | 365 | 12.1795 | 0.50883 | 12 | 0.6883
60372 | 5.2 | 1 | 365 | 5.9218 | 0.9164 | 6 | 0.83816
45407 | 10.26 | 1 | 365 | 11.6841 | 0.51198 | 12 | 0.19607
60497 | 3.6 | 1 | 365 | 4.0997 | 0.24982 | 4 | 0.3495
60995 | 12 | 1 | 365 | 13.6656 | 0.49939 | 14 | 0.16499
50037 | 8.19 | 1 | 365 | 9.3268 | 0.76834 | 10 | 0.095107
60942 | 12.22 | 1 | 365 | 13.9161 | 0.0035475 | 13 | 0.91968
48402 | 13.2 | 1 | 365 | 15.0322 | 0.24933 | 15 | 0.28149
62805 | 6.72 | 1 | 365 | 7.6527 | 0.39966 | 8 | 0.052396
59330 | 9.405 | 1 | 365 | 10.7104 | 0.55265 | 11 | 0.26306
62808 | 7.8 | 1 | 365 | 8.8826 | 0.8746 | 9 | 0.75724
62810 | 19.765 | 1 | 365 | 22.5084 | 0.29379 | 22 | 0.80217
38246 | 9.36 | 1 | 365 | 10.6592 | 0.44953 | 11 | 0.10869
62813 | 11.118 | 1 | 365 | 12.6612 | 0.47819 | 13 | 0.13937
62814 | 15.075 | 1 | 365 | 17.1674 | 0.54611 | 17 | 0.71352
61093 | 9.54 | 1 | 365 | 10.8642 | 0.86202 | 11 | 0.72617
62815 | 3 | 1 | 365 | 3.4164 | 0.87485 | 4 | 0.29125
62816 | 12.6 | 1 | 365 | 14.3489 | 0.87436 | 15 | 0.22324
62346 | 6.725 | 1 | 365 | 7.6584 | 0.41112 | 8 | 0.069548
62817 | 9.6 | 1 | 365 | 10.9325 | 0.99951 | 11 | 0.93199
62818 | 5.67 | 1 | 365 | 6.457 | 0.99346 | 7 | 0.45046
61555 | 8.55 | 1 | 365 | 9.7367 | 0.59332 | 10 | 0.33006
61875 | 5.4 | 1 | 365 | 6.1495 | 0.37473 | 6 | 0.52425
61544 | 5.3 | 1 | 365 | 6.0356 | 0.14556 | 6 | 0.1812
61876 | 3.825 | 1 | 365 | 4.3559 | 0.76543 | 5 | 0.12134
61881 | 3.75 | 1 | 365 | 4.2705 | 0.59356 | 4 | 0.86406
61198 | 12.8 | 1 | 365 | 14.5766 | 0.33268 | 14 | 0.90932
61900 | 4.75 | 1 | 365 | 5.4093 | 0.88518 | 6 | 0.29448
62819 | 12 | 1 | 365 | 13.6656 | 0.49939 | 14 | 0.16499
62822 | 8.67 | 1 | 365 | 9.8734 | 0.86831 | 10 | 0.74171
61725 | 4.68 | 1 | 365 | 5.3296 | 0.72476 | 6 | 0.054347
62823 | 12.6 | 1 | 365 | 14.3489 | 0.87436 | 15 | 0.22324
44248 | 8.4 | 1 | 365 | 9.5659 | 0.24957 | 9 | 0.81549
61165 | 8.1 | 1 | 365 | 9.2243 | 0.56209 | 9 | 0.78637
62737 | 3.9 | 1 | 365 | 4.4413 | 0.9373 | 5 | 0.37862
62832 | 5.83 | 1 | 365 | 6.6392 | 0.36012 | 6 | 0.99933
62833 | 10.6 | 1 | 365 | 12.0713 | 0.29113 | 12 | 0.36241
62848 | 6.76 | 1 | 365 | 7.6983 | 0.49132 | 8 | 0.18961
62851 | 9.075 | 1 | 365 | 10.3346 | 0.79642 | 11 | 0.13103
62853 | 19.635 | 1 | 365 | 22.3603 | 0.99588 | 23 | 0.35622
59552 | 6.4 | 1 | 365 | 7.2883 | 0.66634 | 7 | 0.95466
62854 | 8.67 | 1 | 365 | 9.8734 | 0.86831 | 10 | 0.74171
62300 | 9.28 | 1 | 365 | 10.5681 | 0.2662 | 10 | 0.83426
59603 | 1.92 | 1 | 365 | 2.1865 | 0.3999 | 2 | 0.5864
62855 | 3.64 | 1 | 365 | 4.1452 | 0.34148 | 4 | 0.48671
59699 | 6.08 | 1 | 365 | 6.9239 | 0.93303 | 7 | 0.85693
62857 | 7.28 | 1 | 365 | 8.2905 | 0.68296 | 8 | 0.97343
59833 | 9.28 | 1 | 365 | 10.5681 | 0.2662 | 10 | 0.83426
59968 | 8.64 | 1 | 365 | 9.8392 | 0.79956 | 10 | 0.63879
59971 | 4.8 | 1 | 365 | 5.4662 | 0.99976 | 6 | 0.466
60059 | 7.04 | 1 | 365 | 8.0172 | 0.13298 | 8 | 0.15013
59532 | 6.36 | 1 | 365 | 7.2428 | 0.57468 | 7 | 0.81745
62860 | 9.36 | 1 | 365 | 10.6592 | 0.44953 | 11 | 0.10869
62862 | 7.42 | 1 | 365 | 8.4499 | 0.0037907 | 8 | 0.45369
62863 | 5.185 | 1 | 365 | 5.9047 | 0.88203 | 6 | 0.78671
62859 | 4.24 | 1 | 365 | 4.8285 | 0.71645 | 5 | 0.54496
62874 | 6.36 | 1 | 365 | 7.2428 | 0.57468 | 7 | 0.81745
62877 | 9.88 | 1 | 365 | 11.2513 | 0.64117 | 11 | 0.89251
62186 | 6.1 | 1 | 365 | 6.9467 | 0.97886 | 7 | 0.92554
62888 | 7.8 | 1 | 365 | 8.8826 | 0.8746 | 9 | 0.75724
62894 | 12.22 | 1 | 365 | 13.9161 | 0.0035475 | 13 | 0.91968
62902 | 15.08 | 1 | 365 | 17.1731 | 0.55757 | 17 | 0.73067
62905 | 11.985 | 1 | 365 | 13.6485 | 0.46502 | 14 | 0.11354
62907 | 9.88 | 1 | 365 | 11.2513 | 0.64117 | 11 | 0.89251
63193 | 11.34 | 1 | 365 | 12.914 | 0.98693 | 13 | 0.90092
62913 | 5.1 | 1 | 365 | 5.8079 | 0.68724 | 6 | 0.49512
62917 | 7.8 | 1 | 365 | 8.8826 | 0.8746 | 9 | 0.75724
62918 | 6.72 | 1 | 365 | 7.6527 | 0.39966 | 8 | 0.052396
62920 | 7.8 | 1 | 365 | 8.8826 | 0.8746 | 9 | 0.75724
62622 | 8.96 | 1 | 365 | 10.2036 | 0.53288 | 10 | 0.73653
62618 | 8.96 | 1 | 365 | 10.2036 | 0.53288 | 10 | 0.73653
62589 | 9.28 | 1 | 365 | 10.5681 | 0.2662 | 10 | 0.83426
62561 | 10.24 | 1 | 365 | 11.6613 | 0.46615 | 12 | 0.12746
62456 | 7.68 | 1 | 365 | 8.746 | 0.59961 | 9 | 0.34559
62923 | 5.46 | 1 | 365 | 6.2178 | 0.51222 | 6 | 0.73007
62925 | 7.04 | 1 | 365 | 8.0172 | 0.13298 | 8 | 0.15013
62928 | 9.28 | 1 | 365 | 10.5681 | 0.2662 | 10 | 0.83426
62929 | 9.8 | 1 | 365 | 11.1602 | 0.45784 | 11 | 0.61808
62935 | 4.16 | 1 | 365 | 4.7374 | 0.53312 | 5 | 0.27053
62937 | 9.57 | 1 | 365 | 10.8983 | 0.93077 | 11 | 0.82908
62939 | 5.886 | 1 | 365 | 6.703 | 0.48845 | 7 | 0.19143
62940 | 11.18 | 1 | 365 | 12.7318 | 0.62027 | 13 | 0.35205
62942 | 5.355 | 1 | 365 | 6.0983 | 0.2716 | 6 | 0.36988
62943 | 10.137 | 1 | 365 | 11.544 | 0.23011 | 11 | 0.77413
62945 | 11.96 | 1 | 365 | 13.62 | 0.40773 | 14 | 0.027775
62947 | 14.04 | 1 | 365 | 15.9888 | 0.17429 | 16 | 0.16304
62950 | 8.06 | 1 | 365 | 9.1787 | 0.47042 | 9 | 0.64915
62949 | 7.25 | 1 | 365 | 8.2563 | 0.61422 | 8 | 0.87052
62932 | 6.4 | 1 | 365 | 7.2883 | 0.66634 | 7 | 0.95466
62954 | 4.48 | 1 | 365 | 5.1018 | 0.26644 | 5 | 0.36826
62955 | 12.96 | 1 | 365 | 14.7588 | 0.69934 | 15 | 0.45819
62962 | 18.72 | 1 | 365 | 21.3183 | 0.89905 | 22 | 0.21739
62963 | 11 | 1 | 365 | 12.5268 | 0.20778 | 12 | 0.73458
62973 | 7.95 | 1 | 365 | 9.0535 | 0.21835 | 9 | 0.27181
62975 | 8.19 | 1 | 365 | 9.3268 | 0.76834 | 10 | 0.095107
62976 | 3.12 | 1 | 365 | 3.5531 | 0.14984 | 3 | 0.7029
62978 | 7.28 | 1 | 365 | 8.2905 | 0.68296 | 8 | 0.97343
62979 | 4.42 | 1 | 365 | 5.0335 | 0.12894 | 5 | 0.16244
62977 | 12 | 1 | 365 | 13.6656 | 0.49939 | 14 | 0.16499
62980 | 4.41 | 1 | 365 | 5.0221 | 0.10603 | 5 | 0.12813
62981 | 12.19 | 1 | 365 | 13.882 | 0.9348 | 14 | 0.81677
62982 | 21 | 1 | 365 | 23.9148 | 0.12394 | 24 | 0.038736
62646 | 8.64 | 1 | 365 | 9.8392 | 0.79956 | 10 | 0.63879
62984 | 6.72 | 1 | 365 | 7.6527 | 0.39966 | 8 | 0.052396
62983 | 5.46 | 1 | 365 | 6.2178 | 0.51222 | 6 | 0.73007
62986 | 11.7 | 1 | 365 | 13.324 | 0.81191 | 14 | 0.13587
62987 | 5.2 | 1 | 365 | 5.9218 | 0.9164 | 6 | 0.83816
62686 | 6 | 1 | 365 | 6.8328 | 0.7497 | 7 | 0.5825
62988 | 14.82 | 1 | 365 | 16.877 | 0.96175 | 17 | 0.83877
62989 | 3.445 | 1 | 365 | 3.9232 | 0.89462 | 4 | 0.81778
35296 | 120.336 | 0.9 | 365 | 123.3348 | 0.18751 | 123 | 0.52229
62990 | 5.98 | 1 | 365 | 6.81 | 0.70386 | 7 | 0.51389
62993 | 3.12 | 1 | 365 | 3.5531 | 0.14984 | 3 | 0.7029
62994 | 8.84 | 1 | 365 | 10.067 | 0.25789 | 10 | 0.32488
62997 | 8.28 | 1 | 365 | 9.4293 | 0.97458 | 10 | 0.40384
62998 | 5.4 | 1 | 365 | 6.1495 | 0.37473 | 6 | 0.52425
62999 | 7.68 | 1 | 365 | 8.746 | 0.59961 | 9 | 0.34559
62804 | 9.96 | 1 | 365 | 11.3424 | 0.8245 | 12 | 0.16694
63001 | 7.194 | 1 | 365 | 8.1925 | 0.48589 | 8 | 0.67841
63002 | 9.135 | 1 | 365 | 10.4029 | 0.93391 | 11 | 0.33685
63003 | 11.34 | 1 | 365 | 12.914 | 0.98693 | 13 | 0.90092
63004 | 8.1 | 1 | 365 | 9.2243 | 0.56209 | 9 | 0.78637
63006 | 2.86 | 1 | 365 | 3.257 | 0.55402 | 3 | 0.81099
63007 | 6.095 | 1 | 365 | 6.941 | 0.9674 | 7 | 0.90839
63010 | 5.72 | 1 | 365 | 6.5139 | 0.10804 | 6 | 0.62198
63012 | 6.12 | 1 | 365 | 6.9695 | 0.02469 | 6 | 0.99415
63013 | 6.5 | 1 | 365 | 7.4022 | 0.8955 | 8 | 0.2977
63016 | 4.335 | 1 | 365 | 4.9367 | 0.93416 | 5 | 0.87085
63021 | 12.455 | 1 | 365 | 14.1838 | 0.54208 | 14 | 0.72583
63023 | 6.44 | 1 | 365 | 7.3339 | 0.75801 | 8 | 0.091879
63026 | 5.94 | 1 | 365 | 6.7645 | 0.6122 | 7 | 0.37667
63028 | 7.02 | 1 | 365 | 7.9944 | 0.087144 | 8 | 0.08152
63027 | 4.56 | 1 | 365 | 5.1929 | 0.44977 | 5 | 0.6427
63030 | 5.46 | 1 | 365 | 6.2178 | 0.51222 | 6 | 0.73007
63031 | 6.5 | 1 | 365 | 7.4022 | 0.8955 | 8 | 0.2977
63033 | 6.5 | 1 | 365 | 7.4022 | 0.8955 | 8 | 0.2977
63034 | 12.74 | 1 | 365 | 14.5083 | 0.19519 | 14 | 0.7035
63037 | 8.215 | 1 | 365 | 9.3552 | 0.82563 | 10 | 0.18087
63036 | 10.92 | 1 | 365 | 12.4357 | 0.024447 | 12 | 0.46014
63038 | 5.565 | 1 | 365 | 6.3374 | 0.75284 | 7 | 0.090265
63039 | 7.42 | 1 | 365 | 8.4499 | 0.0037907 | 8 | 0.45369
59909 | 4.24 | 1 | 365 | 4.8285 | 0.71645 | 5 | 0.54496
63053 | 10.865 | 1 | 365 | 12.3731 | 0.89841 | 13 | 0.27147
63265 | 13.5 | 1 | 365 | 15.3738 | 0.93682 | 16 | 0.31062
63040 | 5.83 | 1 | 365 | 6.6392 | 0.36012 | 6 | 0.99933
63041 | 10.36 | 1 | 365 | 11.798 | 0.74114 | 12 | 0.53911
63047 | 8.12 | 1 | 365 | 9.2471 | 0.60792 | 9 | 0.85498
63049 | 8.12 | 1 | 365 | 9.2471 | 0.60792 | 9 | 0.85498
63050 | 7 | 1 | 365 | 7.9716 | 0.041312 | 8 | 0.012912
56374 | 9.62 | 1 | 365 | 10.9553 | 0.045346 | 11 | 0.00060192
56375 | 9.36 | 1 | 365 | 10.6592 | 0.44953 | 11 | 0.10869
53007 | 4.16 | 1 | 365 | 4.7374 | 0.53312 | 5 | 0.27053
53922 | 14.56 | 1 | 365 | 16.5809 | 0.36593 | 16 | 0.94686
57869 | 8.06 | 1 | 365 | 9.1787 | 0.47042 | 9 | 0.64915
55930 | 7.95 | 1 | 365 | 9.0535 | 0.21835 | 9 | 0.27181
59088 | 6.75 | 1 | 365 | 7.6869 | 0.46841 | 8 | 0.15531
59051 | 5.32 | 1 | 365 | 6.0584 | 0.1914 | 6 | 0.24981
59572 | 5.4 | 1 | 365 | 6.1495 | 0.37473 | 6 | 0.52425
61173 | 4.2 | 1 | 365 | 4.783 | 0.62479 | 5 | 0.40775
44793 | 7.2 | 1 | 365 | 8.1994 | 0.49964 | 8 | 0.699
61027 | 9 | 1 | 365 | 10.2492 | 0.62454 | 10 | 0.87374
60774 | 5.52 | 1 | 365 | 6.2862 | 0.64972 | 6 | 0.9359
47700 | 9.66 | 1 | 365 | 11.0008 | 0.13701 | 11 | 0.13782
61461 | 5.98 | 1 | 365 | 6.81 | 0.70386 | 7 | 0.51389
61295 | 10.46 | 1 | 365 | 11.9118 | 0.9703 | 12 | 0.88215
62398 | 13.26 | 1 | 365 | 15.1005 | 0.38683 | 15 | 0.48732
62412 | 10.965 | 1 | 365 | 12.4869 | 0.12757 | 12 | 0.61451
62113 | 11 | 1 | 365 | 12.5268 | 0.20778 | 12 | 0.73458
62755 | 9.975 | 1 | 365 | 11.3595 | 0.85887 | 12 | 0.2184
60538 | 6.615 | 1 | 365 | 7.5332 | 0.15904 | 7 | 0.6922
31395 | 5.2 | 1 | 365 | 5.9218 | 0.9164 | 6 | 0.83816
60847 | 5.035 | 1 | 365 | 5.7339 | 0.53829 | 6 | 0.27214
59188 | 17.98 | 1 | 365 | 20.4756 | 0.20326 | 20 | 0.67888
61063 | 7.95 | 1 | 365 | 9.0535 | 0.21835 | 9 | 0.27181
61079 | 8.7 | 1 | 365 | 9.9076 | 0.93706 | 10 | 0.84462
61091 | 4.77 | 1 | 365 | 5.4321 | 0.93101 | 6 | 0.36308
61120 | 3.36 | 1 | 365 | 3.8264 | 0.69983 | 4 | 0.5262
62129 | 3.445 | 1 | 365 | 3.9232 | 0.89462 | 4 | 0.81778
61202 | 6.24 | 1 | 365 | 7.1061 | 0.29968 | 7 | 0.4058
61556 | 10.6 | 1 | 365 | 12.0713 | 0.29113 | 12 | 0.36241
62464 | 10.14 | 1 | 365 | 11.5474 | 0.23699 | 11 | 0.78442
62515 | 9.01 | 1 | 365 | 10.2606 | 0.64746 | 10 | 0.90805
62057 | 7.83 | 1 | 365 | 8.9168 | 0.94335 | 9 | 0.86016
62126 | 17.4 | 1 | 365 | 19.8151 | 0.87412 | 20 | 0.68924
61632 | 11.1 | 1 | 365 | 12.6407 | 0.43694 | 13 | 0.077618
60971 | 3.975 | 1 | 365 | 4.5267 | 0.10917 | 4 | 0.6359
42884 | 8.58 | 1 | 365 | 9.7709 | 0.66207 | 10 | 0.43297
62181 | 9.315 | 1 | 365 | 10.6079 | 0.3464 | 10 | 0.95433
24536 | 7.54 | 1 | 365 | 8.5866 | 0.27878 | 8 | 0.86534
61057 | 3.18 | 1 | 365 | 3.6214 | 0.28734 | 3 | 0.90872
62268 | 8.12 | 1 | 365 | 9.2471 | 0.60792 | 9 | 0.85498
62275 | 10.44 | 1 | 365 | 11.8891 | 0.92447 | 12 | 0.81354
62522 | 7.8 | 1 | 365 | 8.8826 | 0.8746 | 9 | 0.75724
62276 | 10.15 | 1 | 365 | 11.5588 | 0.2599 | 11 | 0.81872
62525 | 9.01 | 1 | 365 | 10.2606 | 0.64746 | 10 | 0.90805
62524 | 4.77 | 1 | 365 | 5.4321 | 0.93101 | 6 | 0.36308
62282 | 13.34 | 1 | 365 | 15.1916 | 0.57016 | 15 | 0.76175
52451 | 8.58 | 1 | 365 | 9.7709 | 0.66207 | 10 | 0.43297
62530 | 9.805 | 1 | 365 | 11.1659 | 0.46929 | 11 | 0.63523
62214 | 5.46 | 1 | 365 | 6.2178 | 0.51222 | 6 | 0.73007
62534 | 5.565 | 1 | 365 | 6.3374 | 0.75284 | 7 | 0.090265
60405 | 11.44 | 1 | 365 | 13.0279 | 0.21609 | 13 | 0.24396
62538 | 6.625 | 1 | 365 | 7.5446 | 0.18196 | 7 | 0.72651
62544 | 5.035 | 1 | 365 | 5.7339 | 0.53829 | 6 | 0.27214
62545 | 10.4 | 1 | 365 | 11.8435 | 0.83281 | 12 | 0.67633
57756 | 5.2 | 1 | 365 | 5.9218 | 0.9164 | 6 | 0.83816
59564 | 10.14 | 1 | 365 | 11.5474 | 0.23699 | 11 | 0.78442
62549 | 11.66 | 1 | 365 | 13.2784 | 0.72024 | 13 | 0.99865
58250 | 4.68 | 1 | 365 | 5.3296 | 0.72476 | 6 | 0.054347
62550 | 13 | 1 | 365 | 14.8044 | 0.79101 | 15 | 0.59541
59315 | 10.4 | 1 | 365 | 11.8435 | 0.83281 | 12 | 0.67633
62560 | 9.54 | 1 | 365 | 10.8642 | 0.86202 | 11 | 0.72617
62563 | 10.66 | 1 | 365 | 12.1396 | 0.42863 | 12 | 0.56823
62568 | 10.07 | 1 | 365 | 11.4677 | 0.076573 | 11 | 0.54429
62574 | 7.685 | 1 | 365 | 8.7517 | 0.61107 | 9 | 0.36275
62577 | 5.83 | 1 | 365 | 6.6392 | 0.36012 | 6 | 0.99933
62249 | 7.42 | 1 | 365 | 8.4499 | 0.0037907 | 8 | 0.45369
62584 | 5.3 | 1 | 365 | 6.0356 | 0.14556 | 6 | 0.1812
62665 | 4.24 | 1 | 365 | 4.8285 | 0.71645 | 5 | 0.54496
11351 | 649.04 | 0.8 | 365 | 591.3014 | 0.88036 | 592 | 0.18176
60173 | 8.64 | 1 | 365 | 9.8392 | 0.79956 | 10 | 0.63879
60553 | 8.32 | 1 | 365 | 9.4748 | 0.066245 | 9 | 0.54106
51322 | 3.52 | 1 | 365 | 4.0086 | 0.066488 | 4 | 0.075064
60905 | 9.92 | 1 | 365 | 11.2969 | 0.73283 | 12 | 0.029727
60906 | 8.96 | 1 | 365 | 10.2036 | 0.53288 | 10 | 0.73653
61930 | 9.28 | 1 | 365 | 10.5681 | 0.2662 | 10 | 0.83426
61962 | 7.68 | 1 | 365 | 8.746 | 0.59961 | 9 | 0.34559
62625 | 8.64 | 1 | 365 | 9.8392 | 0.79956 | 10 | 0.63879
59976 | 3.78 | 1 | 365 | 4.3047 | 0.66231 | 4 | 0.96697
50004 | 4.845 | 1 | 365 | 5.5175 | 0.10288 | 5 | 0.62037
60100 | 6.625 | 1 | 365 | 7.5446 | 0.18196 | 7 | 0.72651
59358 | 6.885 | 1 | 365 | 7.8406 | 0.77778 | 8 | 0.61841
63052 | 6.72 | 1 | 365 | 7.6527 | 0.39966 | 8 | 0.052396
63065 | 4.68 | 1 | 365 | 5.3296 | 0.72476 | 6 | 0.054347
63068 | 9.805 | 1 | 365 | 11.1659 | 0.46929 | 11 | 0.63523
63070 | 10.92 | 1 | 365 | 12.4357 | 0.024447 | 12 | 0.46014
63071 | 3.24 | 1 | 365 | 3.6897 | 0.42484 | 4 | 0.11455
63072 | 12.22 | 1 | 365 | 13.9161 | 0.0035475 | 13 | 0.91968
63073 | 4.05 | 1 | 365 | 4.6121 | 0.28104 | 4 | 0.89318
63074 | 4.94 | 1 | 365 | 5.6257 | 0.32058 | 5 | 0.94626
63075 | 7.56 | 1 | 365 | 8.6093 | 0.32462 | 8 | 0.93394
63078 | 6.24 | 1 | 365 | 7.1061 | 0.29968 | 7 | 0.4058
63081 | 5.98 | 1 | 365 | 6.81 | 0.70386 | 7 | 0.51389
63083 | 11.7 | 1 | 365 | 13.324 | 0.81191 | 14 | 0.13587
63084 | 6.76 | 1 | 365 | 7.6983 | 0.49132 | 8 | 0.18961
63086 | 7.28 | 1 | 365 | 8.2905 | 0.68296 | 8 | 0.97343
62421 | 7.02 | 1 | 365 | 7.9944 | 0.087144 | 8 | 0.08152
63087 | 5.415 | 1 | 365 | 6.1666 | 0.4091 | 6 | 0.5757
63088 | 12.74 | 1 | 365 | 14.5083 | 0.19519 | 14 | 0.7035
63094 | 8.82 | 1 | 365 | 10.0442 | 0.21205 | 10 | 0.25627
63097 | 5.88 | 1 | 365 | 6.6961 | 0.4747 | 7 | 0.17085
63101 | 4.2 | 1 | 365 | 4.783 | 0.62479 | 5 | 0.40775
63108 | 7.28 | 1 | 365 | 8.2905 | 0.68296 | 8 | 0.97343
63112 | 4.24 | 1 | 365 | 4.8285 | 0.71645 | 5 | 0.54496
63114 | 11.66 | 1 | 365 | 13.2784 | 0.72024 | 13 | 0.99865
63116 | 5.565 | 1 | 365 | 6.3374 | 0.75284 | 7 | 0.090265
63119 | 13.005 | 1 | 365 | 14.8101 | 0.80247 | 15 | 0.61256
63121 | 6.36 | 1 | 365 | 7.2428 | 0.57468 | 7 | 0.81745
63123 | 11.2 | 1 | 365 | 12.7546 | 0.6661 | 13 | 0.42066
63135 | 10.675 | 1 | 365 | 12.1567 | 0.463 | 12 | 0.61969
63150 | 10.6 | 1 | 365 | 12.0713 | 0.29113 | 12 | 0.36241
17744 | 4.16 | 1 | 365 | 4.7374 | 0.53312 | 5 | 0.27053
61884 | 7.35 | 1 | 365 | 8.3702 | 0.84338 | 9 | 0.21356
61887 | 10 | 1 | 365 | 11.388 | 0.91616 | 12 | 0.30416
63178 | 13.78 | 1 | 365 | 15.6927 | 0.57847 | 16 | 0.27113
62403 | 7.5 | 1 | 365 | 8.541 | 0.18712 | 8 | 0.72812
62526 | 9.18 | 1 | 365 | 10.4542 | 0.037035 | 10 | 0.49122
32123 | 2.86 | 1 | 365 | 3.257 | 0.55402 | 3 | 0.81099
63197 | 8.37 | 1 | 365 | 9.5318 | 0.18083 | 9 | 0.71258
63206 | 7.02 | 1 | 365 | 7.9944 | 0.087144 | 8 | 0.08152
63209 | 10.5 | 1 | 365 | 11.9574 | 0.061968 | 12 | 0.019368
63210 | 10.8 | 1 | 365 | 12.299 | 0.74945 | 13 | 0.048493
62771 | 7.68 | 1 | 365 | 8.746 | 0.59961 | 9 | 0.34559
63207 | 10.44 | 1 | 365 | 11.8891 | 0.92447 | 12 | 0.81354
63213 | 2.86 | 1 | 365 | 3.257 | 0.55402 | 3 | 0.81099
61262 | 10.6 | 1 | 365 | 12.0713 | 0.29113 | 12 | 0.36241
59918 | 7.28 | 1 | 365 | 8.2905 | 0.68296 | 8 | 0.97343
59986 | 9.88 | 1 | 365 | 11.2513 | 0.64117 | 11 | 0.89251
42324 | 9.88 | 1 | 365 | 11.2513 | 0.64117 | 11 | 0.89251
60068 | 5.83 | 1 | 365 | 6.6392 | 0.36012 | 6 | 0.99933
60163 | 8.48 | 1 | 365 | 9.657 | 0.4329 | 10 | 0.089928
60015 | 10.5 | 1 | 365 | 11.9574 | 0.061968 | 12 | 0.019368
59969 | 10.15 | 1 | 365 | 11.5588 | 0.2599 | 11 | 0.81872
60951 | 5.98 | 1 | 365 | 6.81 | 0.70386 | 7 | 0.51389
39710 | 6.885 | 1 | 365 | 7.8406 | 0.77778 | 8 | 0.61841
59398 | 8.32 | 1 | 365 | 9.4748 | 0.066245 | 9 | 0.54106
60488 | 9.805 | 1 | 365 | 11.1659 | 0.46929 | 11 | 0.63523
60239 | 11.52 | 1 | 365 | 13.119 | 0.39942 | 13 | 0.51839
60245 | 6.08 | 1 | 365 | 6.9239 | 0.93303 | 7 | 0.85693
60744 | 8.64 | 1 | 365 | 9.8392 | 0.79956 | 10 | 0.63879
60748 | 12.8 | 1 | 365 | 14.5766 | 0.33268 | 14 | 0.90932
59553 | 8.32 | 1 | 365 | 9.4748 | 0.066245 | 9 | 0.54106
61215 | 6.4 | 1 | 365 | 7.2883 | 0.66634 | 7 | 0.95466
61411 | 8.32 | 1 | 365 | 9.4748 | 0.066245 | 9 | 0.54106
62194 | 13.76 | 1 | 365 | 15.6699 | 0.53264 | 16 | 0.20252
62195 | 4.48 | 1 | 365 | 5.1018 | 0.26644 | 5 | 0.36826
62626 | 7.68 | 1 | 365 | 8.746 | 0.59961 | 9 | 0.34559
60096 | 7.83 | 1 | 365 | 8.9168 | 0.94335 | 9 | 0.86016
60355 | 9.1 | 1 | 365 | 10.3631 | 0.85371 | 11 | 0.21679
39603 | 2.34 | 1 | 365 | 2.6648 | 0.36238 | 3 | 0.027173
59447 | 9.275 | 1 | 365 | 10.5624 | 0.25474 | 10 | 0.81711
60140 | 5.72 | 1 | 365 | 6.5139 | 0.10804 | 6 | 0.62198
63220 | 4.32 | 1 | 365 | 4.9196 | 0.89978 | 5 | 0.8194
63111 | 8.28 | 1 | 365 | 9.4293 | 0.97458 | 10 | 0.40384
63228 | 8.32 | 1 | 365 | 9.4748 | 0.066245 | 9 | 0.54106
63229 | 8.32 | 1 | 365 | 9.4748 | 0.066245 | 9 | 0.54106
63230 | 5.72 | 1 | 365 | 6.5139 | 0.10804 | 6 | 0.62198
63231 | 8.12 | 1 | 365 | 9.2471 | 0.60792 | 9 | 0.85498
63235 | 7.125 | 1 | 365 | 8.114 | 0.32776 | 8 | 0.44171
63247 | 13.26 | 1 | 365 | 15.1005 | 0.38683 | 15 | 0.48732
63249 | 4.42 | 1 | 365 | 5.0335 | 0.12894 | 5 | 0.16244
63251 | 10.4 | 1 | 365 | 11.8435 | 0.83281 | 12 | 0.67633
40222 | 5.2 | 1 | 365 | 5.9218 | 0.9164 | 6 | 0.83816
45457 | 10.92 | 1 | 365 | 12.4357 | 0.024447 | 12 | 0.46014
47864 | 7.8 | 1 | 365 | 8.8826 | 0.8746 | 9 | 0.75724
37963 | 5.1 | 1 | 365 | 5.8079 | 0.68724 | 6 | 0.49512
39445 | 8.06 | 1 | 365 | 9.1787 | 0.47042 | 9 | 0.64915
42226 | 12.48 | 1 | 365 | 14.2122 | 0.59937 | 14 | 0.81159
43892 | 14.045 | 1 | 365 | 15.9944 | 0.18575 | 16 | 0.18019
54682 | 6.76 | 1 | 365 | 7.6983 | 0.49132 | 8 | 0.18961
55403 | 6.095 | 1 | 365 | 6.941 | 0.9674 | 7 | 0.90839
58065 | 5.3 | 1 | 365 | 6.0356 | 0.14556 | 6 | 0.1812
57363 | 8.58 | 1 | 365 | 9.7709 | 0.66207 | 10 | 0.43297
56667 | 6.24 | 1 | 365 | 7.1061 | 0.29968 | 7 | 0.4058
53896 | 5.98 | 1 | 365 | 6.81 | 0.70386 | 7 | 0.51389
61370 | 9.88 | 1 | 365 | 11.2513 | 0.64117 | 11 | 0.89251
54242 | 4.94 | 1 | 365 | 5.6257 | 0.32058 | 5 | 0.94626
56737 | 8.32 | 1 | 365 | 9.4748 | 0.066245 | 9 | 0.54106
54243 | 4.68 | 1 | 365 | 5.3296 | 0.72476 | 6 | 0.054347
54260 | 4.68 | 1 | 365 | 5.3296 | 0.72476 | 6 | 0.054347
53908 | 13 | 1 | 365 | 14.8044 | 0.79101 | 15 | 0.59541
54352 | 3.9 | 1 | 365 | 4.4413 | 0.9373 | 5 | 0.37862
53921 | 8.06 | 1 | 365 | 9.1787 | 0.47042 | 9 | 0.64915
53910 | 5.355 | 1 | 365 | 6.0983 | 0.2716 | 6 | 0.36988
54067 | 4.16 | 1 | 365 | 4.7374 | 0.53312 | 5 | 0.27053
54212 | 4.94 | 1 | 365 | 5.6257 | 0.32058 | 5 | 0.94626
62581 | 4.24 | 1 | 365 | 4.8285 | 0.71645 | 5 | 0.54496
62387 | 4.42 | 1 | 365 | 5.0335 | 0.12894 | 5 | 0.16244
62991 | 4.42 | 1 | 365 | 5.0335 | 0.12894 | 5 | 0.16244
63253 | 6.24 | 1 | 365 | 7.1061 | 0.29968 | 7 | 0.4058
63255 | 10.14 | 1 | 365 | 11.5474 | 0.23699 | 11 | 0.78442
63256 | 13.34 | 1 | 365 | 15.1916 | 0.57016 | 15 | 0.76175
63259 | 4.86 | 1 | 365 | 5.5346 | 0.13725 | 5 | 0.67182
63260 | 10.14 | 1 | 365 | 11.5474 | 0.23699 | 11 | 0.78442
63264 | 5.2 | 1 | 365 | 5.9218 | 0.9164 | 6 | 0.83816
63268 | 7.28 | 1 | 365 | 8.2905 | 0.68296 | 8 | 0.97343
63269 | 8.06 | 1 | 365 | 9.1787 | 0.47042 | 9 | 0.64915
63270 | 7.02 | 1 | 365 | 7.9944 | 0.087144 | 8 | 0.08152
53004 | 3.25 | 1 | 365 | 3.7011 | 0.44775 | 4 | 0.14885
63274 | 12.48 | 1 | 365 | 14.2122 | 0.59937 | 14 | 0.81159
63275 | 5.46 | 1 | 365 | 6.2178 | 0.51222 | 6 | 0.73007
63276 | 10.14 | 1 | 365 | 11.5474 | 0.23699 | 11 | 0.78442
63277 | 6.76 | 1 | 365 | 7.6983 | 0.49132 | 8 | 0.18961
63278 | 5.46 | 1 | 365 | 6.2178 | 0.51222 | 6 | 0.73007
63280 | 3.12 | 1 | 365 | 3.5531 | 0.14984 | 3 | 0.7029
62027 | 3.57 | 1 | 365 | 4.0655 | 0.18107 | 4 | 0.24659
50015 | 58.9 | 0.9 | 365 | 60.3678 | 0.47856 | 60 | 0.84635
50854 | 8.55 | 1 | 365 | 9.7367 | 0.59332 | 10 | 0.33006
63250 | 12.48 | 1 | 365 | 14.2122 | 0.59937 | 14 | 0.81159
63258 | 5.98 | 1 | 365 | 6.81 | 0.70386 | 7 | 0.51389
63077 | 12.48 | 1 | 365 | 14.2122 | 0.59937 | 14 | 0.81159
63079 | 4.94 | 1 | 365 | 5.6257 | 0.32058 | 5 | 0.94626
63159 | 11.985 | 1 | 365 | 13.6485 | 0.46502 | 14 | 0.11354
63296 | 10.4 | 1 | 365 | 11.8435 | 0.83281 | 12 | 0.67633
63297 | 10.66 | 1 | 365 | 12.1396 | 0.42863 | 12 | 0.56823
63298 | 12.18 | 1 | 365 | 13.8706 | 0.91188 | 14 | 0.78247
63299 | 5.46 | 1 | 365 | 6.2178 | 0.51222 | 6 | 0.73007
61673 | 2.6 | 1 | 365 | 2.9609 | 0.9582 | 3 | 0.91908
63312 | 2.08 | 1 | 365 | 2.3687 | 0.76656 | 3 | 0.13527
37095 | 3.12 | 1 | 365 | 3.5531 | 0.14984 | 3 | 0.7029
63322 | 10.66 | 1 | 365 | 12.1396 | 0.42863 | 12 | 0.56823
59782 | 20.02 | 1 | 365 | 22.7988 | 0.87815 | 23 | 0.67693
63348 | 24.9 | 1 | 365 | 28.3561 | 0.061238 | 28 | 0.41736
63355 | 11.685 | 1 | 365 | 13.3069 | 0.77753 | 14 | 0.084411
63354 | 10.35 | 1 | 365 | 11.7866 | 0.71823 | 12 | 0.50481
63359 | 17.1 | 1 | 365 | 19.4735 | 0.18663 | 19 | 0.66011
63360 | 10.005 | 1 | 365 | 11.3937 | 0.92762 | 12 | 0.32131
63365 | 8.97 | 1 | 365 | 10.215 | 0.5558 | 10 | 0.77083
63369 | 24.96 | 1 | 365 | 28.4244 | 0.19874 | 28 | 0.62318
63371 | 6.7 | 1 | 365 | 7.63 | 0.35383 | 7 | 0.98379
18306 | 5.2 | 1 | 365 | 5.9218 | 0.9164 | 6 | 0.83816
32036 | 4.16 | 1 | 365 | 4.7374 | 0.53312 | 5 | 0.27053
63384 | 5.2 | 1 | 365 | 5.9218 | 0.9164 | 6 | 0.83816
63386 | 5.4 | 1 | 365 | 6.1495 | 0.37473 | 6 | 0.52425
63389 | 7.56 | 1 | 365 | 8.6093 | 0.32462 | 8 | 0.93394
63390 | 6.24 | 1 | 365 | 7.1061 | 0.29968 | 7 | 0.4058
63391 | 10.66 | 1 | 365 | 12.1396 | 0.42863 | 12 | 0.56823
63394 | 7.54 | 1 | 365 | 8.5866 | 0.27878 | 8 | 0.86534
63395 | 12.48 | 1 | 365 | 14.2122 | 0.59937 | 14 | 0.81159
63397 | 8.32 | 1 | 365 | 9.4748 | 0.066245 | 9 | 0.54106
63399 | 5.72 | 1 | 365 | 6.5139 | 0.10804 | 6 | 0.62198
63401 | 5.98 | 1 | 365 | 6.81 | 0.70386 | 7 | 0.51389
63411 | 10.83 | 1 | 365 | 12.3332 | 0.8182 | 13 | 0.15141
63239 | 10.08 | 1 | 365 | 11.4791 | 0.099489 | 11 | 0.57859
63424 | 12 | 1 | 365 | 13.6656 | 0.49939 | 14 | 0.16499
63426 | 4.8 | 1 | 365 | 5.4662 | 0.99976 | 6 | 0.466
63428 | 6.375 | 1 | 365 | 7.2599 | 0.60905 | 7 | 0.8689
63429 | 13.115 | 1 | 365 | 14.9354 | 0.054544 | 14 | 0.98991
63439 | 6.76 | 1 | 365 | 7.6983 | 0.49132 | 8 | 0.18961
36140 | 30.87 | 1 | 365 | 35.1548 | 0.74219 | 35 | 0.89694
51463 | 43.68 | 1 | 365 | 49.7428 | 0.097787 | 49 | 0.84057
20766 | 636.12 | 0.8 | 365 | 579.5308 | 0.19422 | 579 | 0.72498
60725 | 954.18 | 1 | 365 | 1086.6202 | 0.61415 | 1087 | 0.23434
63508 | 7.245 | 1 | 365 | 8.2506 | 0.60276 | 8 | 0.85336
51279 | 3.2 | 1 | 365 | 3.6442 | 0.33317 | 3 | 0.97733
32432 | 20.145 | 1 | 365 | 22.9411 | 0.1646 | 23 | 0.10573
63502 | 9 | 1 | 365 | 10.2492 | 0.62454 | 10 | 0.87374
63469 | 6.76 | 1 | 365 | 7.6983 | 0.49132 | 8 | 0.18961
63470 | 11.44 | 1 | 365 | 13.0279 | 0.21609 | 13 | 0.24396
63471 | 11.66 | 1 | 365 | 13.2784 | 0.72024 | 13 | 0.99865
63475 | 5.72 | 1 | 365 | 6.5139 | 0.10804 | 6 | 0.62198
63477 | 9.36 | 1 | 365 | 10.6592 | 0.44953 | 11 | 0.10869
63479 | 9.945 | 1 | 365 | 11.3254 | 0.79012 | 12 | 0.11549
63480 | 3.71 | 1 | 365 | 4.2249 | 0.5019 | 4 | 0.72684
63481 | 5.2 | 1 | 365 | 5.9218 | 0.9164 | 6 | 0.83816
63482 | 4.68 | 1 | 365 | 5.3296 | 0.72476 | 6 | 0.054347
63483 | 7.8 | 1 | 365 | 8.8826 | 0.8746 | 9 | 0.75724
63485 | 4.68 | 1 | 365 | 5.3296 | 0.72476 | 6 | 0.054347
63486 | 9.36 | 1 | 365 | 10.6592 | 0.44953 | 11 | 0.10869
63488 | 11.2 | 1 | 365 | 12.7546 | 0.6661 | 13 | 0.42066
63490 | 7 | 1 | 365 | 7.9716 | 0.041312 | 8 | 0.012912
63525 | 9.28 | 1 | 365 | 10.5681 | 0.2662 | 10 | 0.83426
63194 | 10 | 1 | 365 | 11.388 | 0.91616 | 12 | 0.30416
60562 | 649.4 | 1 | 365 | 739.5367 | 0.17543 | 739 | 0.71215
62284 | 6.89 | 1 | 365 | 7.8463 | 0.78923 | 8 | 0.63557
63527 | 7.93 | 1 | 365 | 9.0307 | 0.17251 | 9 | 0.2032
63600 | 10.07 | 1 | 365 | 11.4677 | 0.076573 | 11 | 0.54429
63625 | 7.54 | 1 | 365 | 8.5866 | 0.27878 | 8 | 0.86534
63630 | 6.5 | 1 | 365 | 7.4022 | 0.8955 | 8 | 0.2977
63635 | 9.54 | 1 | 365 | 10.8642 | 0.86202 | 11 | 0.72617
63637 | 6.24 | 1 | 365 | 7.1061 | 0.29968 | 7 | 0.4058
63655 | 11.44 | 1 | 365 | 13.0279 | 0.21609 | 13 | 0.24396
63678 | 4.505 | 1 | 365 | 5.1303 | 0.32373 | 5 | 0.45402
63682 | 9.275 | 1 | 365 | 10.5624 | 0.25474 | 10 | 0.81711
63690 | 9.01 | 1 | 365 | 10.2606 | 0.64746 | 10 | 0.90805
63692 | 3.64 | 1 | 365 | 4.1452 | 0.34148 | 4 | 0.48671
63701 | 4.77 | 1 | 365 | 5.4321 | 0.93101 | 6 | 0.36308
63768 | 8.32 | 1 | 365 | 9.4748 | 0.066245 | 9 | 0.54106
63803 | 5.865 | 1 | 365 | 6.6791 | 0.44033 | 7 | 0.11939
15621 | 9.1 | 1 | 365 | 10.3631 | 0.85371 | 11 | 0.21679
51915 | 9.36 | 1 | 365 | 10.6592 | 0.44953 | 11 | 0.10869
16623 | 4.335 | 1 | 365 | 4.9367 | 0.93416 | 5 | 0.87085
15130 | 5.5 | 1 | 365 | 6.2634 | 0.60389 | 6 | 0.86729
61179 | 8.925 | 1 | 365 | 10.1638 | 0.45267 | 10 | 0.61646
63814 | 6.5 | 1 | 365 | 7.4022 | 0.8955 | 8 | 0.2977
49224 | 7.44 | 1 | 365 | 8.4727 | 0.049623 | 8 | 0.5223
62217 | 3.12 | 1 | 365 | 3.5531 | 0.14984 | 3 | 0.7029
13990 | 3.675 | 1 | 365 | 4.1851 | 0.42169 | 4 | 0.60678
59319 | 7.44 | 1 | 365 | 8.4727 | 0.049623 | 8 | 0.5223
48647 | 2.805 | 1 | 365 | 3.1943 | 0.42798 | 3 | 0.62232
63564 | 7.65 | 1 | 365 | 8.7118 | 0.53086 | 9 | 0.24268
63570 | 4.48 | 1 | 365 | 5.1018 | 0.26644 | 5 | 0.36826
63609 | 7.975 | 1 | 365 | 9.0819 | 0.27564 | 9 | 0.35757
63613 | 9.805 | 1 | 365 | 11.1659 | 0.46929 | 11 | 0.63523
63617 | 10.35 | 1 | 365 | 11.7866 | 0.71823 | 12 | 0.50481
63587 | 7.5 | 1 | 365 | 8.541 | 0.18712 | 8 | 0.72812
63721 | 4.08 | 1 | 365 | 4.6463 | 0.34979 | 4 | 0.9961
63723 | 7.65 | 1 | 365 | 8.7118 | 0.53086 | 9 | 0.24268
63727 | 7.395 | 1 | 365 | 8.4214 | 0.9465 | 9 | 0.36793
63597 | 7.875 | 1 | 365 | 8.968 | 0.046476 | 9 | 0.014526
63622 | 6.9 | 1 | 365 | 7.8577 | 0.81215 | 8 | 0.66987
63638 | 8.4 | 1 | 365 | 9.5659 | 0.24957 | 9 | 0.81549
63646 | 9.275 | 1 | 365 | 10.5624 | 0.25474 | 10 | 0.81711
63647 | 7 | 1 | 365 | 7.9716 | 0.041312 | 8 | 0.012912
63652 | 11.2 | 1 | 365 | 12.7546 | 0.6661 | 13 | 0.42066
63643 | 15.87 | 1 | 365 | 18.0728 | 0.36795 | 18 | 0.4407
63621 | 12.753 | 1 | 365 | 14.5231 | 0.22498 | 14 | 0.7481
63657 | 11.2 | 1 | 365 | 12.7546 | 0.6661 | 13 | 0.42066
63656 | 7.98 | 1 | 365 | 9.0876 | 0.2871 | 9 | 0.37472
63660 | 8.68 | 1 | 365 | 9.8848 | 0.89123 | 10 | 0.77601
63661 | 11.97 | 1 | 365 | 13.6314 | 0.43064 | 14 | 0.06208
63664 | 7.125 | 1 | 365 | 8.114 | 0.32776 | 8 | 0.44171
63665 | 11.73 | 1 | 365 | 13.3581 | 0.88066 | 14 | 0.23878
63669 | 8.415 | 1 | 365 | 9.583 | 0.28395 | 9 | 0.86695
63676 | 10.36 | 1 | 365 | 11.798 | 0.74114 | 12 | 0.53911
63680 | 10.14 | 1 | 365 | 11.5474 | 0.23699 | 11 | 0.78442
63762 | 4.24 | 1 | 365 | 4.8285 | 0.71645 | 5 | 0.54496
63765 | 8.25 | 1 | 365 | 9.3951 | 0.90583 | 10 | 0.30093
63770 | 7.685 | 1 | 365 | 8.7517 | 0.61107 | 9 | 0.36275
63777 | 7.685 | 1 | 365 | 8.7517 | 0.61107 | 9 | 0.36275
63787 | 5.32 | 1 | 365 | 6.0584 | 0.1914 | 6 | 0.24981
63791 | 6.36 | 1 | 365 | 7.2428 | 0.57468 | 7 | 0.81745
63806 | 4.59 | 1 | 365 | 5.2271 | 0.51852 | 5 | 0.74561
63811 | 4.08 | 1 | 365 | 4.6463 | 0.34979 | 4 | 0.9961
63813 | 7.14 | 1 | 365 | 8.131 | 0.36214 | 8 | 0.49317
63894 | 10.9 | 1 | 365 | 12.4129 | 0.97861 | 13 | 0.39153
63921 | 4.845 | 1 | 365 | 5.5175 | 0.10288 | 5 | 0.62037
63922 | 5.1 | 1 | 365 | 5.8079 | 0.68724 | 6 | 0.49512
63923 | 10.455 | 1 | 365 | 11.9062 | 0.95885 | 12 | 0.865
63925 | 12.75 | 1 | 365 | 14.5197 | 0.2181 | 14 | 0.7378
63927 | 13.515 | 1 | 365 | 15.3909 | 0.97119 | 16 | 0.36207
63928 | 4.08 | 1 | 365 | 4.6463 | 0.34979 | 4 | 0.9961
63930 | 5.61 | 1 | 365 | 6.3887 | 0.85597 | 7 | 0.24463
63933 | 6.885 | 1 | 365 | 7.8406 | 0.77778 | 8 | 0.61841
63934 | 8.06 | 1 | 365 | 9.1787 | 0.47042 | 9 | 0.64915
63936 | 5.1 | 1 | 365 | 5.8079 | 0.68724 | 6 | 0.49512
63940 | 6.44 | 1 | 365 | 7.3339 | 0.75801 | 8 | 0.091879
63941 | 5.6 | 1 | 365 | 6.3773 | 0.83305 | 7 | 0.21033
63942 | 9.54 | 1 | 365 | 10.8642 | 0.86202 | 11 | 0.72617
63944 | 9.54 | 1 | 365 | 10.8642 | 0.86202 | 11 | 0.72617
63946 | 10.07 | 1 | 365 | 11.4677 | 0.076573 | 11 | 0.54429
63683 | 9.975 | 1 | 365 | 11.3595 | 0.85887 | 12 | 0.2184
63668 | 11.97 | 1 | 365 | 13.6314 | 0.43064 | 14 | 0.06208
63719 | 5.232 | 1 | 365 | 5.9582 | 0.98973 | 6 | 0.94794
63910 | 10.08 | 1 | 365 | 11.4791 | 0.099489 | 11 | 0.57859
46765 | 7.59 | 1 | 365 | 8.6435 | 0.39337 | 9 | 0.036857
43979 | 24.852 | 1 | 365 | 28.3015 | 0.95124 | 29 | 0.2527
63794 | 10.695 | 1 | 365 | 12.1795 | 0.50883 | 12 | 0.6883
63857 | 6.24 | 1 | 365 | 7.1061 | 0.29968 | 7 | 0.4058
63868 | 9.81 | 1 | 365 | 11.1716 | 0.48075 | 11 | 0.65238
63870 | 2.65 | 1 | 365 | 3.0178 | 0.072782 | 3 | 0.090602
46884 | 11.34 | 1 | 365 | 12.914 | 0.98693 | 13 | 0.90092
49796 | 8.829 | 1 | 365 | 10.0545 | 0.23268 | 10 | 0.28714
20844 | 2543.625 | 1 | 365 | 2896.6802 | 0.011748 | 2896 | 0.6919
49228 | 11.772 | 1 | 365 | 13.406 | 0.9769 | 14 | 0.38286
49129 | 11.445 | 1 | 365 | 13.0336 | 0.22755 | 13 | 0.26111
63846 | 8.84 | 1 | 365 | 10.067 | 0.25789 | 10 | 0.32488
63847 | 5.035 | 1 | 365 | 5.7339 | 0.53829 | 6 | 0.27214
63855 | 5.72 | 1 | 365 | 6.5139 | 0.10804 | 6 | 0.62198
63878 | 4.68 | 1 | 365 | 5.3296 | 0.72476 | 6 | 0.054347
63880 | 7.8 | 1 | 365 | 8.8826 | 0.8746 | 9 | 0.75724
63884 | 13 | 1 | 365 | 14.8044 | 0.79101 | 15 | 0.59541
63887 | 9.1 | 1 | 365 | 10.3631 | 0.85371 | 11 | 0.21679
33132 | 6.12 | 1 | 365 | 6.9695 | 0.02469 | 6 | 0.99415
63888 | 3.64 | 1 | 365 | 4.1452 | 0.34148 | 4 | 0.48671
63890 | 2.65 | 1 | 365 | 3.0178 | 0.072782 | 3 | 0.090602
63895 | 5.886 | 1 | 365 | 6.703 | 0.48845 | 7 | 0.19143
63897 | 10.137 | 1 | 365 | 11.544 | 0.23011 | 11 | 0.77413
19962 | 4.59 | 1 | 365 | 5.2271 | 0.51852 | 5 | 0.74561
63903 | 6.3 | 1 | 365 | 7.1744 | 0.43718 | 7 | 0.61162
63905 | 6.5 | 1 | 365 | 7.4022 | 0.8955 | 8 | 0.2977
63908 | 5.52 | 1 | 365 | 6.2862 | 0.64972 | 6 | 0.9359
63912 | 9.57 | 1 | 365 | 10.8983 | 0.93077 | 11 | 0.82908
63932 | 9.54 | 1 | 365 | 10.8642 | 0.86202 | 11 | 0.72617
63951 | 8.84 | 1 | 365 | 10.067 | 0.25789 | 10 | 0.32488
63956 | 7.848 | 1 | 365 | 8.9373 | 0.9846 | 9 | 0.9219
63959 | 11.96 | 1 | 365 | 13.62 | 0.40773 | 14 | 0.027775
63963 | 4.94 | 1 | 365 | 5.6257 | 0.32058 | 5 | 0.94626
63964 | 13.78 | 1 | 365 | 15.6927 | 0.57847 | 16 | 0.27113
63974 | 6.24 | 1 | 365 | 7.1061 | 0.29968 | 7 | 0.4058
63984 | 2.34 | 1 | 365 | 2.6648 | 0.36238 | 3 | 0.027173
63985 | 11.985 | 1 | 365 | 13.6485 | 0.46502 | 14 | 0.11354
63991 | 7.02 | 1 | 365 | 7.9944 | 0.087144 | 8 | 0.08152
63998 | 6.095 | 1 | 365 | 6.941 | 0.9674 | 7 | 0.90839
63999 | 6.36 | 1 | 365 | 7.2428 | 0.57468 | 7 | 0.81745
64002 | 10.5 | 1 | 365 | 11.9574 | 0.061968 | 12 | 0.019368
64007 | 8.1 | 1 | 365 | 9.2243 | 0.56209 | 9 | 0.78637
63864 | 7.92 | 1 | 365 | 9.0193 | 0.1496 | 9 | 0.16889
64021 | 7.04 | 1 | 365 | 8.0172 | 0.13298 | 8 | 0.15013
64022 | 11.22 | 1 | 365 | 12.7773 | 0.71193 | 13 | 0.48927
36644 | 15.675 | 1 | 365 | 17.8507 | 0.92108 | 18 | 0.77177
64049 | 5.46 | 1 | 365 | 6.2178 | 0.51222 | 6 | 0.73007
64050 | 8.7 | 1 | 365 | 9.9076 | 0.93706 | 10 | 0.84462
64063 | 4.42 | 1 | 365 | 5.0335 | 0.12894 | 5 | 0.16244
64070 | 4.42 | 1 | 365 | 5.0335 | 0.12894 | 5 | 0.16244
64167 | 8.215 | 1 | 365 | 9.3552 | 0.82563 | 10 | 0.18087
64347 | 5.83 | 1 | 365 | 6.6392 | 0.36012 | 6 | 0.99933
64349 | 5.3 | 1 | 365 | 6.0356 | 0.14556 | 6 | 0.1812
64390 | 12.455 | 1 | 365 | 14.1838 | 0.54208 | 14 | 0.72583
64398 | 8.58 | 1 | 365 | 9.7709 | 0.66207 | 10 | 0.43297
64399 | 6.76 | 1 | 365 | 7.6983 | 0.49132 | 8 | 0.18961
64402 | 4.725 | 1 | 365 | 5.3808 | 0.82789 | 6 | 0.20872
64281 | 5.98 | 1 | 365 | 6.81 | 0.70386 | 7 | 0.51389
52242 | 20.4 | 1 | 365 | 23.2315 | 0.74897 | 23 | 0.98049
64060 | 7.2 | 1 | 365 | 8.1994 | 0.49964 | 8 | 0.699
64061 | 3.64 | 1 | 365 | 4.1452 | 0.34148 | 4 | 0.48671
63672 | 6.63 | 1 | 365 | 7.5502 | 0.19341 | 7 | 0.74366
63788 | 8.96 | 1 | 365 | 10.2036 | 0.53288 | 10 | 0.73653
63795 | 5.1 | 1 | 365 | 5.8079 | 0.68724 | 6 | 0.49512
63804 | 9.945 | 1 | 365 | 11.3254 | 0.79012 | 12 | 0.11549
63805 | 8.96 | 1 | 365 | 10.2036 | 0.53288 | 10 | 0.73653
63818 | 11.2 | 1 | 365 | 12.7546 | 0.6661 | 13 | 0.42066
63926 | 11.475 | 1 | 365 | 13.0677 | 0.29629 | 13 | 0.36402
63935 | 8.67 | 1 | 365 | 9.8734 | 0.86831 | 10 | 0.74171
47919 | 10.98 | 1 | 365 | 12.504 | 0.16194 | 12 | 0.66597
44861 | 6 | 1 | 365 | 6.8328 | 0.7497 | 7 | 0.5825
44629 | 5.1 | 1 | 365 | 5.8079 | 0.68724 | 6 | 0.49512
44989 | 7.14 | 1 | 365 | 8.131 | 0.36214 | 8 | 0.49317
48439 | 10.175 | 1 | 365 | 11.5873 | 0.31719 | 11 | 0.90448
48704 | 11.97 | 1 | 365 | 13.6314 | 0.43064 | 14 | 0.06208
64006 | 5.865 | 1 | 365 | 6.6791 | 0.44033 | 7 | 0.11939
57070 | 5.2 | 1 | 365 | 5.9218 | 0.9164 | 6 | 0.83816
64090 | 5.88 | 1 | 365 | 6.6961 | 0.4747 | 7 | 0.17085
64202 | 4.16 | 1 | 365 | 4.7374 | 0.53312 | 5 | 0.27053
64203 | 10.71 | 1 | 365 | 12.1965 | 0.54321 | 12 | 0.73976
50158 | 3.05 | 1 | 365 | 3.4733 | 0.98943 | 4 | 0.46277
51261 | 7.95 | 1 | 365 | 9.0535 | 0.21835 | 9 | 0.27181
48852 | 5.2 | 1 | 365 | 5.9218 | 0.9164 | 6 | 0.83816
49882 | 3.795 | 1 | 365 | 4.3217 | 0.69668 | 5 | 0.018429
64075 | 11.385 | 1 | 365 | 12.9652 | 0.090048 | 13 | 0.055286
64083 | 6.93 | 1 | 365 | 7.8919 | 0.8809 | 8 | 0.77278
64087 | 13.545 | 1 | 365 | 15.425 | 0.039939 | 15 | 0.46498
64094 | 9.6 | 1 | 365 | 10.9325 | 0.99951 | 11 | 0.93199
63995 | 10.6 | 1 | 365 | 12.0713 | 0.29113 | 12 | 0.36241
64127 | 7.59 | 1 | 365 | 8.6435 | 0.39337 | 9 | 0.036857
64128 | 9.6 | 1 | 365 | 10.9325 | 0.99951 | 11 | 0.93199
64136 | 8.502 | 1 | 365 | 9.6821 | 0.48332 | 10 | 0.1654
64137 | 8.1 | 1 | 365 | 9.2243 | 0.56209 | 9 | 0.78637
64138 | 11.52 | 1 | 365 | 13.119 | 0.39942 | 13 | 0.51839
64139 | 9.38 | 1 | 365 | 10.6819 | 0.49536 | 11 | 0.1773
64144 | 7.28 | 1 | 365 | 8.2905 | 0.68296 | 8 | 0.97343
64145 | 8.32 | 1 | 365 | 9.4748 | 0.066245 | 9 | 0.54106
64151 | 9.1 | 1 | 365 | 10.3631 | 0.85371 | 11 | 0.21679
64487 | 7.98 | 1 | 365 | 9.0876 | 0.2871 | 9 | 0.37472
64165 | 9.9 | 1 | 365 | 11.2741 | 0.687 | 11 | 0.96112
64008 | 18 | 1 | 365 | 20.4984 | 0.24909 | 20 | 0.74749
64172 | 13.734 | 1 | 365 | 15.6403 | 0.47305 | 16 | 0.11333
64004 | 31.2 | 0.9 | 365 | 31.9775 | 0.34858 | 32 | 0.32608
64110 | 11.89 | 1 | 365 | 13.5403 | 0.24731 | 13 | 0.78765
49686 | 8.505 | 1 | 365 | 9.6855 | 0.49019 | 10 | 0.17569
64190 | 12 | 1 | 365 | 13.6656 | 0.49939 | 14 | 0.16499
64193 | 4.905 | 1 | 365 | 5.5858 | 0.24038 | 5 | 0.82619
47998 | 5.7 | 1 | 365 | 6.4912 | 0.062211 | 6 | 0.55337
64214 | 11.22 | 1 | 365 | 12.7773 | 0.71193 | 13 | 0.48927
64215 | 8 | 1 | 365 | 9.1104 | 0.33293 | 9 | 0.44333
64211 | 6.21 | 1 | 365 | 7.0719 | 0.23094 | 7 | 0.30288
64224 | 7.2 | 1 | 365 | 8.1994 | 0.49964 | 8 | 0.699
64226 | 7.8 | 1 | 365 | 8.8826 | 0.8746 | 9 | 0.75724
64236 | 5.61 | 1 | 365 | 6.3887 | 0.85597 | 7 | 0.24463
64238 | 6 | 1 | 365 | 6.8328 | 0.7497 | 7 | 0.5825
64245 | 4.32 | 1 | 365 | 4.9196 | 0.89978 | 5 | 0.8194
64262 | 2.28 | 1 | 365 | 2.5965 | 0.22488 | 2 | 0.82135
64263 | 6.9 | 1 | 365 | 7.8577 | 0.81215 | 8 | 0.66987
64278 | 5.985 | 1 | 365 | 6.8157 | 0.71532 | 7 | 0.53104
64286 | 5.886 | 1 | 365 | 6.703 | 0.48845 | 7 | 0.19143
64296 | 8.215 | 1 | 365 | 9.3552 | 0.82563 | 10 | 0.18087
64300 | 5.035 | 1 | 365 | 5.7339 | 0.53829 | 6 | 0.27214
64304 | 9.12 | 1 | 365 | 10.3859 | 0.89954 | 11 | 0.28539
64306 | 5.3 | 1 | 365 | 6.0356 | 0.14556 | 6 | 0.1812
64312 | 10.8 | 1 | 365 | 12.299 | 0.74945 | 13 | 0.048493
64314 | 10.07 | 1 | 365 | 11.4677 | 0.076573 | 11 | 0.54429
64317 | 4.48 | 1 | 365 | 5.1018 | 0.26644 | 5 | 0.36826
59587 | 13.4 | 1 | 365 | 15.2599 | 0.70765 | 15 | 0.96757
60152 | 10.005 | 1 | 365 | 11.3937 | 0.92762 | 12 | 0.32131
60435 | 4.56 | 1 | 365 | 5.1929 | 0.44977 | 5 | 0.6427
64321 | 9.54 | 1 | 365 | 10.8642 | 0.86202 | 11 | 0.72617
61926 | 5.13 | 1 | 365 | 5.842 | 0.75599 | 6 | 0.59803
64329 | 10.137 | 1 | 365 | 11.544 | 0.23011 | 11 | 0.77413
64338 | 9.45 | 1 | 365 | 10.7617 | 0.65577 | 11 | 0.41743
62830 | 9.9 | 1 | 365 | 11.2741 | 0.687 | 11 | 0.96112
62908 | 6.54 | 1 | 365 | 7.4478 | 0.98717 | 8 | 0.43492
64348 | 6.615 | 1 | 365 | 7.5332 | 0.15904 | 7 | 0.6922
54319 | 4.55 | 1 | 365 | 5.1815 | 0.42685 | 5 | 0.60839
64354 | 4.505 | 1 | 365 | 5.1303 | 0.32373 | 5 | 0.45402
64357 | 6.76 | 1 | 365 | 7.6983 | 0.49132 | 8 | 0.18961
64359 | 4.48 | 1 | 365 | 5.1018 | 0.26644 | 5 | 0.36826
64360 | 13.5 | 1 | 365 | 15.3738 | 0.93682 | 16 | 0.31062
64363 | 9.66 | 1 | 365 | 11.0008 | 0.13701 | 11 | 0.13782
50830 | 8.505 | 1 | 365 | 9.6855 | 0.49019 | 10 | 0.17569
64378 | 6.89 | 1 | 365 | 7.8463 | 0.78923 | 8 | 0.63557
64380 | 7.2 | 1 | 365 | 8.1994 | 0.49964 | 8 | 0.699
64384 | 6.9 | 1 | 365 | 7.8577 | 0.81215 | 8 | 0.66987
64386 | 6.54 | 1 | 365 | 7.4478 | 0.98717 | 8 | 0.43492
64411 | 3.18 | 1 | 365 | 3.6214 | 0.28734 | 3 | 0.90872
64419 | 7.155 | 1 | 365 | 8.1481 | 0.39651 | 8 | 0.54463
64423 | 8.4 | 1 | 365 | 9.5659 | 0.24957 | 9 | 0.81549
64427 | 3.36 | 1 | 365 | 3.8264 | 0.69983 | 4 | 0.5262
64434 | 7.56 | 1 | 365 | 8.6093 | 0.32462 | 8 | 0.93394
64439 | 5.3 | 1 | 365 | 6.0356 | 0.14556 | 6 | 0.1812
64446 | 5.13 | 1 | 365 | 5.842 | 0.75599 | 6 | 0.59803
64451 | 7.56 | 1 | 365 | 8.6093 | 0.32462 | 8 | 0.93394
64452 | 9.52 | 1 | 365 | 10.8414 | 0.81618 | 11 | 0.65756
64454 | 6.72 | 1 | 365 | 7.6527 | 0.39966 | 8 | 0.052396
64455 | 10.2 | 1 | 365 | 11.6158 | 0.37448 | 11 | 0.99024
64457 | 8.625 | 1 | 365 | 9.8222 | 0.76519 | 10 | 0.58734
44615 | 3.575 | 1 | 365 | 4.0712 | 0.19253 | 4 | 0.26374
64461 | 5.2 | 1 | 365 | 5.9218 | 0.9164 | 6 | 0.83816
64264 | 8.8 | 1 | 365 | 10.0214 | 0.16622 | 10 | 0.18766
40834 | 13.11 | 1 | 365 | 14.9297 | 0.043086 | 14 | 0.97275
50025 | 5.49 | 1 | 365 | 6.252 | 0.58097 | 6 | 0.83298
64488 | 9.24 | 1 | 365 | 10.5225 | 0.17453 | 10 | 0.69704
64490 | 12.19 | 1 | 365 | 13.882 | 0.9348 | 14 | 0.81677
64499 | 11.44 | 1 | 365 | 13.0279 | 0.21609 | 13 | 0.24396
64501 | 4.68 | 1 | 365 | 5.3296 | 0.72476 | 6 | 0.054347
64459 | 8.64 | 1 | 365 | 9.8392 | 0.79956 | 10 | 0.63879
64516 | 9.805 | 1 | 365 | 11.1659 | 0.46929 | 11 | 0.63523
64522 | 4.68 | 1 | 365 | 5.3296 | 0.72476 | 6 | 0.054347
64525 | 3.18 | 1 | 365 | 3.6214 | 0.28734 | 3 | 0.90872
64526 | 3.64 | 1 | 365 | 4.1452 | 0.34148 | 4 | 0.48671
64527 | 3.64 | 1 | 365 | 4.1452 | 0.34148 | 4 | 0.48671
64563 | 5.72 | 1 | 365 | 6.5139 | 0.10804 | 6 | 0.62198
64572 | 10.66 | 1 | 365 | 12.1396 | 0.42863 | 12 | 0.56823
64575 | 5.98 | 1 | 365 | 6.81 | 0.70386 | 7 | 0.51389
64583 | 9.88 | 1 | 365 | 11.2513 | 0.64117 | 11 | 0.89251
64585 | 4.68 | 1 | 365 | 5.3296 | 0.72476 | 6 | 0.054347
64586 | 5.46 | 1 | 365 | 6.2178 | 0.51222 | 6 | 0.73007
59719 | 4.24 | 1 | 365 | 4.8285 | 0.71645 | 5 | 0.54496
64623 | 7.54 | 1 | 365 | 8.5866 | 0.27878 | 8 | 0.86534
45554 | 11.97 | 1 | 365 | 13.6314 | 0.43064 | 14 | 0.06208
64630 | 8.58 | 1 | 365 | 9.7709 | 0.66207 | 10 | 0.43297
64634 | 6.76 | 1 | 365 | 7.6983 | 0.49132 | 8 | 0.18961
64635 | 6.38 | 1 | 365 | 7.2655 | 0.62051 | 7 | 0.88605
64636 | 5.7 | 1 | 365 | 6.4912 | 0.062211 | 6 | 0.55337
64637 | 5.04 | 1 | 365 | 5.7396 | 0.54974 | 6 | 0.2893
49203 | 10.137 | 1 | 365 | 11.544 | 0.23011 | 11 | 0.77413
64650 | 8.08 | 1 | 365 | 9.2015 | 0.51626 | 9 | 0.71776
64653 | 6.76 | 1 | 365 | 7.6983 | 0.49132 | 8 | 0.18961
64655 | 3.9 | 1 | 365 | 4.4413 | 0.9373 | 5 | 0.37862
64666 | 5.98 | 1 | 365 | 6.81 | 0.70386 | 7 | 0.51389
64667 | 5.98 | 1 | 365 | 6.81 | 0.70386 | 7 | 0.51389
40446 | 7.28 | 1 | 365 | 8.2905 | 0.68296 | 8 | 0.97343
64671 | 3.465 | 1 | 365 | 3.9459 | 0.94045 | 4 | 0.88639
64672 | 3.38 | 1 | 365 | 3.8491 | 0.74566 | 4 | 0.59481
64674 | 7.56 | 1 | 365 | 8.6093 | 0.32462 | 8 | 0.93394
64676 | 8.32 | 1 | 365 | 9.4748 | 0.066245 | 9 | 0.54106
64682 | 2.6 | 1 | 365 | 2.9609 | 0.9582 | 3 | 0.91908
64684 | 8.32 | 1 | 365 | 9.4748 | 0.066245 | 9 | 0.54106
64685 | 10.4 | 1 | 365 | 11.8435 | 0.83281 | 12 | 0.67633
64686 | 11.66 | 1 | 365 | 13.2784 | 0.72024 | 13 | 0.99865
64706 | 4.08 | 1 | 365 | 4.6463 | 0.34979 | 4 | 0.9961
64725 | 11.97 | 1 | 365 | 13.6314 | 0.43064 | 14 | 0.06208
64739 | 15.6 | 1 | 365 | 17.7653 | 0.74921 | 18 | 0.51449
61718 | 14.56 | 1 | 365 | 16.5809 | 0.36593 | 16 | 0.94686
61754 | 13.26 | 1 | 365 | 15.1005 | 0.38683 | 15 | 0.48732
64748 | 8.1 | 1 | 365 | 9.2243 | 0.56209 | 9 | 0.78637
64749 | 3.64 | 1 | 365 | 4.1452 | 0.34148 | 4 | 0.48671
64757 | 6.555 | 1 | 365 | 7.4648 | 0.021543 | 7 | 0.48638
64761 | 5.4 | 1 | 365 | 6.1495 | 0.37473 | 6 | 0.52425
64772 | 5.2 | 1 | 365 | 5.9218 | 0.9164 | 6 | 0.83816
64783 | 10.6 | 1 | 365 | 12.0713 | 0.29113 | 12 | 0.36241
64787 | 9.6 | 1 | 365 | 10.9325 | 0.99951 | 11 | 0.93199
64803 | 7.41 | 1 | 365 | 8.4385 | 0.98087 | 9 | 0.41938
64813 | 9.9 | 1 | 365 | 11.2741 | 0.687 | 11 | 0.96112
64841 | 4.16 | 1 | 365 | 4.7374 | 0.53312 | 5 | 0.27053
64842 | 5.72 | 1 | 365 | 6.5139 | 0.10804 | 6 | 0.62198
64847 | 3.38 | 1 | 365 | 3.8491 | 0.74566 | 4 | 0.59481
64851 | 3.64 | 1 | 365 | 4.1452 | 0.34148 | 4 | 0.48671
64857 | 14.79 | 1 | 365 | 16.8429 | 0.893 | 17 | 0.73585
64859 | 10.6 | 1 | 365 | 12.0713 | 0.29113 | 12 | 0.36241
64860 | 6.12 | 1 | 365 | 6.9695 | 0.02469 | 6 | 0.99415
64861 | 8.215 | 1 | 365 | 9.3552 | 0.82563 | 10 | 0.18087
63392 | 12.18 | 1 | 365 | 13.8706 | 0.91188 | 14 | 0.78247
63214 | 13.26 | 1 | 365 | 15.1005 | 0.38683 | 15 | 0.48732
64784 | 14.64 | 1 | 365 | 16.672 | 0.54926 | 17 | 0.22129
64879 | 9.275 | 1 | 365 | 10.5624 | 0.25474 | 10 | 0.81711
64880 | 7.685 | 1 | 365 | 8.7517 | 0.61107 | 9 | 0.36275
64883 | 9.88 | 1 | 365 | 11.2513 | 0.64117 | 11 | 0.89251
64884 | 9.945 | 1 | 365 | 11.3254 | 0.79012 | 12 | 0.11549
64887 | 13.515 | 1 | 365 | 15.3909 | 0.97119 | 16 | 0.36207
64899 | 7.28 | 1 | 365 | 8.2905 | 0.68296 | 8 | 0.97343
64915 | 13.25 | 1 | 365 | 15.0891 | 0.36391 | 15 | 0.45301
64919 | 11.7 | 1 | 365 | 13.324 | 0.81191 | 14 | 0.13587
64922 | 4.24 | 1 | 365 | 4.8285 | 0.71645 | 5 | 0.54496
64932 | 5.52 | 1 | 365 | 6.2862 | 0.64972 | 6 | 0.9359
64940 | 3.48 | 1 | 365 | 3.963 | 0.97482 | 4 | 0.93785
64941 | 9.62 | 1 | 365 | 10.9553 | 0.045346 | 11 | 0.00060192
61076 | 3.922 | 1 | 365 | 4.4664 | 0.98772 | 5 | 0.45409
62019 | 8.1 | 1 | 365 | 9.2243 | 0.56209 | 9 | 0.78637
58652 | 4.44 | 1 | 365 | 5.0563 | 0.17478 | 5 | 0.23105
64984 | 4.48 | 1 | 365 | 5.1018 | 0.26644 | 5 | 0.36826
64986 | 9.6 | 1 | 365 | 10.9325 | 0.99951 | 11 | 0.93199
64993 | 8.58 | 1 | 365 | 9.7709 | 0.66207 | 10 | 0.43297
64994 | 7.65 | 1 | 365 | 8.7118 | 0.53086 | 9 | 0.24268
64995 | 5.25 | 1 | 365 | 5.9787 | 0.030984 | 6 | 0.009684
64996 | 7.54 | 1 | 365 | 8.5866 | 0.27878 | 8 | 0.86534
64997 | 6.12 | 1 | 365 | 6.9695 | 0.02469 | 6 | 0.99415
64998 | 13.52 | 1 | 365 | 15.3966 | 0.98265 | 16 | 0.37922
65000 | 2.6 | 1 | 365 | 2.9609 | 0.9582 | 3 | 0.91908
65002 | 5.72 | 1 | 365 | 6.5139 | 0.10804 | 6 | 0.62198
65003 | 7.155 | 1 | 365 | 8.1481 | 0.39651 | 8 | 0.54463
65010 | 6.24 | 1 | 365 | 7.1061 | 0.29968 | 7 | 0.4058
65027 | 11.7 | 1 | 365 | 13.324 | 0.81191 | 14 | 0.13587
65034 | 6.76 | 1 | 365 | 7.6983 | 0.49132 | 8 | 0.18961
65039 | 6.5 | 1 | 365 | 7.4022 | 0.8955 | 8 | 0.2977
65040 | 9.62 | 1 | 365 | 10.9553 | 0.045346 | 11 | 0.00060192
65044 | 6.25 | 1 | 365 | 7.1175 | 0.3226 | 7 | 0.4401
65045 | 7.02 | 1 | 365 | 7.9944 | 0.087144 | 8 | 0.08152
65047 | 13.52 | 1 | 365 | 15.3966 | 0.98265 | 16 | 0.37922
65048 | 7.02 | 1 | 365 | 7.9944 | 0.087144 | 8 | 0.08152
65049 | 3.9 | 1 | 365 | 4.4413 | 0.9373 | 5 | 0.37862
65050 | 6.72 | 1 | 365 | 7.6527 | 0.39966 | 8 | 0.052396
65053 | 7 | 1 | 365 | 7.9716 | 0.041312 | 8 | 0.012912
65055 | 8.12 | 1 | 365 | 9.2471 | 0.60792 | 9 | 0.85498
65056 | 6.375 | 1 | 365 | 7.2599 | 0.60905 | 7 | 0.8689
65058 | 8.12 | 1 | 365 | 9.2471 | 0.60792 | 9 | 0.85498
65060 | 10.2 | 1 | 365 | 11.6158 | 0.37448 | 11 | 0.99024
65064 | 6.24 | 1 | 365 | 7.1061 | 0.29968 | 7 | 0.4058
50924 | 6.3 | 1 | 365 | 7.1744 | 0.43718 | 7 | 0.61162
65066 | 4.68 | 1 | 365 | 5.3296 | 0.72476 | 6 | 0.054347
65069 | 10.2 | 1 | 365 | 11.6158 | 0.37448 | 11 | 0.99024
65071 | 7.155 | 1 | 365 | 8.1481 | 0.39651 | 8 | 0.54463
65074 | 11.475 | 1 | 365 | 13.0677 | 0.29629 | 13 | 0.36402
65090 | 4.05 | 1 | 365 | 4.6121 | 0.28104 | 4 | 0.89318
12912 | 567.84 | 0.8 | 365 | 517.325 | 0.016984 | 517 | 0.34194
65142 | 109.545 | 0.9 | 365 | 112.2749 | 0.93157 | 113 | 0.20643
63830 | 6.3 | 1 | 365 | 7.1744 | 0.43718 | 7 | 0.61162
33498 | 1865.43 | 0.9 | 365 | 1911.9165 | 0.36431 | 1912 | 0.28083
57565 | 29.25 | 0.9 | 365 | 29.9789 | 0.32679 | 30 | 0.3057
57542 | 46.55 | 0.9 | 365 | 47.71 | 0.0072523 | 47 | 0.71728
65286 | 7.125 | 1 | 365 | 8.114 | 0.32776 | 8 | 0.44171
65287 | 9.24 | 1 | 365 | 10.5225 | 0.17453 | 10 | 0.69704
65294 | 12.19 | 1 | 365 | 13.882 | 0.9348 | 14 | 0.81677
65295 | 12.075 | 1 | 365 | 13.751 | 0.67126 | 14 | 0.42227
65302 | 8.5 | 1 | 365 | 9.6798 | 0.47874 | 10 | 0.15854
65308 | 3.36 | 1 | 365 | 3.8264 | 0.69983 | 4 | 0.5262
65322 | 11.6 | 1 | 365 | 13.2101 | 0.58275 | 13 | 0.79283
65323 | 11.6 | 1 | 365 | 13.2101 | 0.58275 | 13 | 0.79283
63099 | 4.16 | 1 | 365 | 4.7374 | 0.53312 | 5 | 0.27053
63102 | 4.505 | 1 | 365 | 5.1303 | 0.32373 | 5 | 0.45402
63125 | 7.155 | 1 | 365 | 8.1481 | 0.39651 | 8 | 0.54463
63146 | 6.24 | 1 | 365 | 7.1061 | 0.29968 | 7 | 0.4058
63152 | 14.575 | 1 | 365 | 16.598 | 0.4003 | 16 | 0.99831
59170 | 10.14 | 1 | 365 | 11.5474 | 0.23699 | 11 | 0.78442
63160 | 4.8 | 1 | 365 | 5.4662 | 0.99976 | 6 | 0.466
63005 | 4.2 | 1 | 365 | 4.783 | 0.62479 | 5 | 0.40775
63140 | 8.7 | 1 | 365 | 9.9076 | 0.93706 | 10 | 0.84462
63179 | 4.505 | 1 | 365 | 5.1303 | 0.32373 | 5 | 0.45402
32283 | 5.98 | 1 | 365 | 6.81 | 0.70386 | 7 | 0.51389
62519 | 2.915 | 1 | 365 | 3.3196 | 0.68006 | 3 | 0.99966
32257 | 4.94 | 1 | 365 | 5.6257 | 0.32058 | 5 | 0.94626
63189 | 5.72 | 1 | 365 | 6.5139 | 0.10804 | 6 | 0.62198
62826 | 12.72 | 1 | 365 | 14.4855 | 0.14936 | 14 | 0.63489
63201 | 7.29 | 1 | 365 | 8.3019 | 0.70588 | 9 | 0.0077326
63217 | 8 | 1 | 365 | 9.1104 | 0.33293 | 9 | 0.44333
63218 | 10.24 | 1 | 365 | 11.6613 | 0.46615 | 12 | 0.12746
63219 | 11.825 | 1 | 365 | 13.4663 | 0.098359 | 13 | 0.56467
63221 | 7.68 | 1 | 365 | 8.746 | 0.59961 | 9 | 0.34559
63227 | 6 | 1 | 365 | 6.8328 | 0.7497 | 7 | 0.5825
63136 | 3.78 | 1 | 365 | 4.3047 | 0.66231 | 4 | 0.96697
63157 | 3.705 | 1 | 365 | 4.2193 | 0.49044 | 4 | 0.70969
63240 | 3.99 | 1 | 365 | 4.5438 | 0.14355 | 4 | 0.68736
63131 | 6.3 | 1 | 365 | 7.1744 | 0.43718 | 7 | 0.61162
63133 | 4.725 | 1 | 365 | 5.3808 | 0.82789 | 6 | 0.20872
63248 | 6.6 | 1 | 365 | 7.5161 | 0.12467 | 7 | 0.64075
47227 | 5.98 | 1 | 365 | 6.81 | 0.70386 | 7 | 0.51389
63319 | 6.76 | 1 | 365 | 7.6983 | 0.49132 | 8 | 0.18961
63320 | 5.83 | 1 | 365 | 6.6392 | 0.36012 | 6 | 0.99933
63324 | 9.1 | 1 | 365 | 10.3631 | 0.85371 | 11 | 0.21679
63327 | 7.42 | 1 | 365 | 8.4499 | 0.0037907 | 8 | 0.45369
35922 | 7.28 | 1 | 365 | 8.2905 | 0.68296 | 8 | 0.97343
59418 | 5.2 | 1 | 365 | 5.9218 | 0.9164 | 6 | 0.83816
63350 | 12.455 | 1 | 365 | 14.1838 | 0.54208 | 14 | 0.72583
63352 | 4.42 | 1 | 365 | 5.0335 | 0.12894 | 5 | 0.16244
52457 | 5.98 | 1 | 365 | 6.81 | 0.70386 | 7 | 0.51389
63413 | 11 | 1 | 365 | 12.5268 | 0.20778 | 12 | 0.73458
63431 | 5.83 | 1 | 365 | 6.6392 | 0.36012 | 6 | 0.99933
63432 | 10.6 | 1 | 365 | 12.0713 | 0.29113 | 12 | 0.36241
63433 | 6.76 | 1 | 365 | 7.6983 | 0.49132 | 8 | 0.18961
59562 | 3.9 | 1 | 365 | 4.4413 | 0.9373 | 5 | 0.37862
63435 | 9.6 | 1 | 365 | 10.9325 | 0.99951 | 11 | 0.93199
58719 | 12.455 | 1 | 365 | 14.1838 | 0.54208 | 14 | 0.72583
39280 | 6.76 | 1 | 365 | 7.6983 | 0.49132 | 8 | 0.18961
56501 | 6.24 | 1 | 365 | 7.1061 | 0.29968 | 7 | 0.4058
58582 | 3.71 | 1 | 365 | 4.2249 | 0.5019 | 4 | 0.72684
63506 | 7.36 | 1 | 365 | 8.3816 | 0.86629 | 9 | 0.24786
54164 | 4.16 | 1 | 365 | 4.7374 | 0.53312 | 5 | 0.27053
54139 | 5.72 | 1 | 365 | 6.5139 | 0.10804 | 6 | 0.62198
63548 | 7.04 | 1 | 365 | 8.0172 | 0.13298 | 8 | 0.15013
63543 | 13.25 | 1 | 365 | 15.0891 | 0.36391 | 15 | 0.45301
62233 | 9.36 | 1 | 365 | 10.6592 | 0.44953 | 11 | 0.10869
52267 | 4.94 | 1 | 365 | 5.6257 | 0.32058 | 5 | 0.94626
63464 | 3.445 | 1 | 365 | 3.9232 | 0.89462 | 4 | 0.81778
62147 | 4.77 | 1 | 365 | 5.4321 | 0.93101 | 6 | 0.36308
32039 | 7.8 | 1 | 365 | 8.8826 | 0.8746 | 9 | 0.75724
47099 | 17.36 | 1 | 365 | 19.7696 | 0.78245 | 20 | 0.55202
63526 | 6.9 | 1 | 365 | 7.8577 | 0.81215 | 8 | 0.66987
62554 | 7.54 | 1 | 365 | 8.5866 | 0.27878 | 8 | 0.86534
35330 | 194.04 | 0.8 | 365 | 176.7782 | 0.73213 | 177 | 0.51034
62049 | 7.685 | 1 | 365 | 8.7517 | 0.61107 | 9 | 0.36275
61669 | 6.625 | 1 | 365 | 7.5446 | 0.18196 | 7 | 0.72651
60930 | 5.72 | 1 | 365 | 6.5139 | 0.10804 | 6 | 0.62198
57433 | 6.5 | 1 | 365 | 7.4022 | 0.8955 | 8 | 0.2977
50994 | 3.78 | 1 | 365 | 4.3047 | 0.66231 | 4 | 0.96697
30645 | 11.7 | 1 | 365 | 13.324 | 0.81191 | 14 | 0.13587
59169 | 5.98 | 1 | 365 | 6.81 | 0.70386 | 7 | 0.51389
62788 | 10.07 | 1 | 365 | 11.4677 | 0.076573 | 11 | 0.54429
61053 | 6.93 | 1 | 365 | 7.8919 | 0.8809 | 8 | 0.77278
58840 | 3.71 | 1 | 365 | 4.2249 | 0.5019 | 4 | 0.72684
48637 | 4.16 | 1 | 365 | 4.7374 | 0.53312 | 5 | 0.27053
41183 | 8.84 | 1 | 365 | 10.067 | 0.25789 | 10 | 0.32488
50058 | 7.8 | 1 | 365 | 8.8826 | 0.8746 | 9 | 0.75724
32410 | 5.2 | 1 | 365 | 5.9218 | 0.9164 | 6 | 0.83816
63608 | 5.2 | 1 | 365 | 5.9218 | 0.9164 | 6 | 0.83816
61247 | 6.2 | 1 | 365 | 7.0606 | 0.20802 | 7 | 0.26858
62229 | 10.92 | 1 | 365 | 12.4357 | 0.024447 | 12 | 0.46014
61052 | 4.505 | 1 | 365 | 5.1303 | 0.32373 | 5 | 0.45402
61667 | 10.2 | 1 | 365 | 11.6158 | 0.37448 | 11 | 0.99024
38718 | 6.24 | 1 | 365 | 7.1061 | 0.29968 | 7 | 0.4058
62103 | 7.56 | 1 | 365 | 8.6093 | 0.32462 | 8 | 0.93394
61778 | 13.26 | 1 | 365 | 15.1005 | 0.38683 | 15 | 0.48732
56725 | 8.58 | 1 | 365 | 9.7709 | 0.66207 | 10 | 0.43297
62520 | 6.24 | 1 | 365 | 7.1061 | 0.29968 | 7 | 0.4058
57866 | 8.48 | 1 | 365 | 9.657 | 0.4329 | 10 | 0.089928
55170 | 5.72 | 1 | 365 | 6.5139 | 0.10804 | 6 | 0.62198
62528 | 3.78 | 1 | 365 | 4.3047 | 0.66231 | 4 | 0.96697
59497 | 7.28 | 1 | 365 | 8.2905 | 0.68296 | 8 | 0.97343
63025 | 13.53 | 1 | 365 | 15.408 | 0.0055645 | 15 | 0.41353
32033 | 4.94 | 1 | 365 | 5.6257 | 0.32058 | 5 | 0.94626
63282 | 9.805 | 1 | 365 | 11.1659 | 0.46929 | 11 | 0.63523
37789 | 7.54 | 1 | 365 | 8.5866 | 0.27878 | 8 | 0.86534
59426 | 6.5 | 1 | 365 | 7.4022 | 0.8955 | 8 | 0.2977
20727 | 323.95 | 0.8 | 365 | 295.1314 | 0.8952 | 296 | 0.026611
57982 | 5.98 | 1 | 365 | 6.81 | 0.70386 | 7 | 0.51389
42911 | 9.62 | 1 | 365 | 10.9553 | 0.045346 | 11 | 0.00060192
32529 | 7.8 | 1 | 365 | 8.8826 | 0.8746 | 9 | 0.75724
61005 | 6.5 | 1 | 365 | 7.4022 | 0.8955 | 8 | 0.2977
59574 | 7.54 | 1 | 365 | 8.5866 | 0.27878 | 8 | 0.86534
62742 | 9.54 | 1 | 365 | 10.8642 | 0.86202 | 11 | 0.72617
63286 | 4.42 | 1 | 365 | 5.0335 | 0.12894 | 5 | 0.16244
32038 | 4.68 | 1 | 365 | 5.3296 | 0.72476 | 6 | 0.054347
61615 | 4.77 | 1 | 365 | 5.4321 | 0.93101 | 6 | 0.36308
57064 | 7.42 | 1 | 365 | 8.4499 | 0.0037907 | 8 | 0.45369
60954 | 3.975 | 1 | 365 | 4.5267 | 0.10917 | 4 | 0.6359
57109 | 9.36 | 1 | 365 | 10.6592 | 0.44953 | 11 | 0.10869
62556 | 3.64 | 1 | 365 | 4.1452 | 0.34148 | 4 | 0.48671
62944 | 13.25 | 1 | 365 | 15.0891 | 0.36391 | 15 | 0.45301
21066 | 6.24 | 1 | 365 | 7.1061 | 0.29968 | 7 | 0.4058
48706 | 7.28 | 1 | 365 | 8.2905 | 0.68296 | 8 | 0.97343
63529 | 7.68 | 1 | 365 | 8.746 | 0.59961 | 9 | 0.34559
63551 | 9.555 | 1 | 365 | 10.8812 | 0.89639 | 11 | 0.77762
63604 | 10.8 | 1 | 365 | 12.299 | 0.74945 | 13 | 0.048493
63747 | 13.44 | 1 | 365 | 15.3055 | 0.79932 | 16 | 0.10479
63519 | 8.1 | 1 | 365 | 9.2243 | 0.56209 | 9 | 0.78637
63780 | 9.6 | 1 | 365 | 10.9325 | 0.99951 | 11 | 0.93199
63789 | 5.13 | 1 | 365 | 5.842 | 0.75599 | 6 | 0.59803
63792 | 6.4 | 1 | 365 | 7.2883 | 0.66634 | 7 | 0.95466
63798 | 8.82 | 1 | 365 | 10.0442 | 0.21205 | 10 | 0.25627
63873 | 5.886 | 1 | 365 | 6.703 | 0.48845 | 7 | 0.19143
62547 | 3.975 | 1 | 365 | 4.5267 | 0.10917 | 4 | 0.6359
59219 | 4.505 | 1 | 365 | 5.1303 | 0.32373 | 5 | 0.45402
63911 | 8.19 | 1 | 365 | 9.3268 | 0.76834 | 10 | 0.095107
31467 | 5.2 | 1 | 365 | 5.9218 | 0.9164 | 6 | 0.83816
23565 | 12.48 | 1 | 365 | 14.2122 | 0.59937 | 14 | 0.81159
64044 | 4.42 | 1 | 365 | 5.0335 | 0.12894 | 5 | 0.16244
64130 | 13.25 | 1 | 365 | 15.0891 | 0.36391 | 15 | 0.45301
64270 | 5.2 | 1 | 365 | 5.9218 | 0.9164 | 6 | 0.83816
64271 | 5.46 | 1 | 365 | 6.2178 | 0.51222 | 6 | 0.73007
64280 | 7.02 | 1 | 365 | 7.9944 | 0.087144 | 8 | 0.08152
64285 | 4.68 | 1 | 365 | 5.3296 | 0.72476 | 6 | 0.054347
64288 | 6.625 | 1 | 365 | 7.5446 | 0.18196 | 7 | 0.72651
64287 | 5.46 | 1 | 365 | 6.2178 | 0.51222 | 6 | 0.73007
64293 | 6.24 | 1 | 365 | 7.1061 | 0.29968 | 7 | 0.4058
64295 | 6.625 | 1 | 365 | 7.5446 | 0.18196 | 7 | 0.72651
24166 | 7.54 | 1 | 365 | 8.5866 | 0.27878 | 8 | 0.86534
57620 | 17.68 | 1 | 365 | 20.134 | 0.51577 | 20 | 0.64975
60701 | 12.48 | 1 | 365 | 14.2122 | 0.59937 | 14 | 0.81159
56990 | 4.16 | 1 | 365 | 4.7374 | 0.53312 | 5 | 0.27053
58502 | 9.62 | 1 | 365 | 10.9553 | 0.045346 | 11 | 0.00060192
58528 | 10.6 | 1 | 365 | 12.0713 | 0.29113 | 12 | 0.36241
52428 | 4.68 | 1 | 365 | 5.3296 | 0.72476 | 6 | 0.054347
64074 | 7.02 | 1 | 365 | 7.9944 | 0.087144 | 8 | 0.08152
64176 | 10.8 | 1 | 365 | 12.299 | 0.74945 | 13 | 0.048493
64229 | 12.426 | 1 | 365 | 14.1507 | 0.47562 | 14 | 0.62635
64231 | 10.08 | 1 | 365 | 11.4791 | 0.099489 | 11 | 0.57859
64251 | 9.9 | 1 | 365 | 11.2741 | 0.687 | 11 | 0.96112
64298 | 11.34 | 1 | 365 | 12.914 | 0.98693 | 13 | 0.90092
64313 | 12.42 | 1 | 365 | 14.1439 | 0.46187 | 14 | 0.60577
64335 | 3.78 | 1 | 365 | 4.3047 | 0.66231 | 4 | 0.96697
64337 | 5.175 | 1 | 365 | 5.8933 | 0.85911 | 6 | 0.7524
64345 | 7.68 | 1 | 365 | 8.746 | 0.59961 | 9 | 0.34559
64350 | 6.867 | 1 | 365 | 7.8201 | 0.73653 | 8 | 0.55667
64351 | 6.08 | 1 | 365 | 6.9239 | 0.93303 | 7 | 0.85693
64353 | 9.28 | 1 | 365 | 10.5681 | 0.2662 | 10 | 0.83426
64362 | 12.426 | 1 | 365 | 14.1507 | 0.47562 | 14 | 0.62635
64369 | 7.521 | 1 | 365 | 8.5649 | 0.23524 | 8 | 0.80016
64370 | 6.213 | 1 | 365 | 7.0754 | 0.23781 | 7 | 0.31317
64371 | 12.426 | 1 | 365 | 14.1507 | 0.47562 | 14 | 0.62635
64372 | 5.76 | 1 | 365 | 6.5595 | 0.19971 | 6 | 0.7592
64374 | 10.137 | 1 | 365 | 11.544 | 0.23011 | 11 | 0.77413
64428 | 6.555 | 1 | 365 | 7.4648 | 0.021543 | 7 | 0.48638
64485 | 5.7 | 1 | 365 | 6.4912 | 0.062211 | 6 | 0.55337
64494 | 6.72 | 1 | 365 | 7.6527 | 0.39966 | 8 | 0.052396
64497 | 12.426 | 1 | 365 | 14.1507 | 0.47562 | 14 | 0.62635
64498 | 10.24 | 1 | 365 | 11.6613 | 0.46615 | 12 | 0.12746
64511 | 4.8 | 1 | 365 | 5.4662 | 0.99976 | 6 | 0.466
64512 | 3.3 | 1 | 365 | 3.758 | 0.56233 | 4 | 0.32037
64515 | 2.835 | 1 | 365 | 3.2285 | 0.49673 | 3 | 0.72523
64535 | 5.67 | 1 | 365 | 6.457 | 0.99346 | 7 | 0.45046
64539 | 7.56 | 1 | 365 | 8.6093 | 0.32462 | 8 | 0.93394
64540 | 3.15 | 1 | 365 | 3.5872 | 0.21859 | 3 | 0.80581
64542 | 4.095 | 1 | 365 | 4.6634 | 0.38417 | 5 | 0.047554
64626 | 5.76 | 1 | 365 | 6.5595 | 0.19971 | 6 | 0.7592
64644 | 6.72 | 1 | 365 | 7.6527 | 0.39966 | 8 | 0.052396
64656 | 7.02 | 1 | 365 | 7.9944 | 0.087144 | 8 | 0.08152
64719 | 7.04 | 1 | 365 | 8.0172 | 0.13298 | 8 | 0.15013
64728 | 5.44 | 1 | 365 | 6.1951 | 0.46639 | 6 | 0.66146
64737 | 8.84 | 1 | 365 | 10.067 | 0.25789 | 10 | 0.32488
64331 | 7.848 | 1 | 365 | 8.9373 | 0.9846 | 9 | 0.9219
64897 | 7.83 | 1 | 365 | 8.9168 | 0.94335 | 9 | 0.86016
65130 | 9 | 1 | 365 | 10.2492 | 0.62454 | 10 | 0.87374
65193 | 13.64 | 1 | 365 | 15.5332 | 0.25764 | 15 | 0.79087
65301 | 12.426 | 1 | 365 | 14.1507 | 0.47562 | 14 | 0.62635
65314 | 12.96 | 1 | 365 | 14.7588 | 0.69934 | 15 | 0.45819
65315 | 7.15 | 1 | 365 | 8.1424 | 0.38505 | 8 | 0.52747
65316 | 3.51 | 1 | 365 | 3.9972 | 0.043572 | 4 | 0.04076
62582 | 10.2 | 1 | 365 | 11.6158 | 0.37448 | 11 | 0.99024
65336 | 7.848 | 1 | 365 | 8.9373 | 0.9846 | 9 | 0.9219
65350 | 11.52 | 1 | 365 | 13.119 | 0.39942 | 13 | 0.51839
65358 | 9.81 | 1 | 365 | 11.1716 | 0.48075 | 11 | 0.65238
65367 | 14.715 | 1 | 365 | 16.7574 | 0.72113 | 17 | 0.47857
60623 | 9.805 | 1 | 365 | 11.1659 | 0.46929 | 11 | 0.63523
46544 | 24.96 | 1 | 365 | 28.4244 | 0.19874 | 28 | 0.62318
62187 | 8.4 | 1 | 365 | 9.5659 | 0.24957 | 9 | 0.81549
62094 | 6.4 | 1 | 365 | 7.2883 | 0.66634 | 7 | 0.95466
59822 | 13.77 | 1 | 365 | 15.6813 | 0.55555 | 16 | 0.23683
59985 | 9.62 | 1 | 365 | 10.9553 | 0.045346 | 11 | 0.00060192
60377 | 9.275 | 1 | 365 | 10.5624 | 0.25474 | 10 | 0.81711
62206 | 9.1 | 1 | 365 | 10.3631 | 0.85371 | 11 | 0.21679
55941 | 6.63 | 1 | 365 | 7.5502 | 0.19341 | 7 | 0.74366
61834 | 6.095 | 1 | 365 | 6.941 | 0.9674 | 7 | 0.90839
62191 | 1.92 | 1 | 365 | 2.1865 | 0.3999 | 2 | 0.5864
61807 | 9.18 | 1 | 365 | 10.4542 | 0.037035 | 10 | 0.49122
29897 | 20.4 | 1 | 365 | 23.2315 | 0.74897 | 23 | 0.98049
29886 | 22.22 | 1 | 365 | 25.3041 | 0.91971 | 26 | 0.22384
61675 | 3.08 | 1 | 365 | 3.5075 | 0.058177 | 3 | 0.56568
61713 | 10.335 | 1 | 365 | 11.7695 | 0.68385 | 12 | 0.45335
61698 | 4.2 | 1 | 365 | 4.783 | 0.62479 | 5 | 0.40775
61681 | 6.24 | 1 | 365 | 7.1061 | 0.29968 | 7 | 0.4058
48976 | 13.08 | 1 | 365 | 14.8955 | 0.97434 | 15 | 0.86984
62636 | 4.8 | 1 | 365 | 5.4662 | 0.99976 | 6 | 0.466
62466 | 10.36 | 1 | 365 | 11.798 | 0.74114 | 12 | 0.53911
61783 | 14.79 | 1 | 365 | 16.8429 | 0.893 | 17 | 0.73585
61794 | 10.455 | 1 | 365 | 11.9062 | 0.95885 | 12 | 0.865
61795 | 7.395 | 1 | 365 | 8.4214 | 0.9465 | 9 | 0.36793
61910 | 27.54 | 0.9 | 365 | 28.2263 | 0.79999 | 29 | 0.026291
61870 | 27.54 | 0.9 | 365 | 28.2263 | 0.79999 | 29 | 0.026291
65031 | 13.26 | 1 | 365 | 15.1005 | 0.38683 | 15 | 0.48732
65300 | 4.77 | 1 | 365 | 5.4321 | 0.93101 | 6 | 0.36308
62757 | 10.08 | 1 | 365 | 11.4791 | 0.099489 | 11 | 0.57859
63141 | 6.76 | 1 | 365 | 7.6983 | 0.49132 | 8 | 0.18961
63155 | 7.95 | 1 | 365 | 9.0535 | 0.21835 | 9 | 0.27181
47618 | 20.435 | 1 | 365 | 23.2714 | 0.82917 | 24 | 0.10055
63166 | 5.4 | 1 | 365 | 6.1495 | 0.37473 | 6 | 0.52425
63167 | 9.01 | 1 | 365 | 10.2606 | 0.64746 | 10 | 0.90805
52377 | 2.86 | 1 | 365 | 3.257 | 0.55402 | 3 | 0.81099
63153 | 3.9 | 1 | 365 | 4.4413 | 0.9373 | 5 | 0.37862
63151 | 9.54 | 1 | 365 | 10.8642 | 0.86202 | 11 | 0.72617
63145 | 5.72 | 1 | 365 | 6.5139 | 0.10804 | 6 | 0.62198
63143 | 3.38 | 1 | 365 | 3.8491 | 0.74566 | 4 | 0.59481
63147 | 4.77 | 1 | 365 | 5.4321 | 0.93101 | 6 | 0.36308
63149 | 6.095 | 1 | 365 | 6.941 | 0.9674 | 7 | 0.90839
63169 | 4.24 | 1 | 365 | 4.8285 | 0.71645 | 5 | 0.54496
63170 | 4.68 | 1 | 365 | 5.3296 | 0.72476 | 6 | 0.054347
63171 | 9.88 | 1 | 365 | 11.2513 | 0.64117 | 11 | 0.89251
63173 | 7.8 | 1 | 365 | 8.8826 | 0.8746 | 9 | 0.75724
63174 | 9.01 | 1 | 365 | 10.2606 | 0.64746 | 10 | 0.90805
63175 | 5.72 | 1 | 365 | 6.5139 | 0.10804 | 6 | 0.62198
63162 | 3.64 | 1 | 365 | 4.1452 | 0.34148 | 4 | 0.48671
63180 | 7.685 | 1 | 365 | 8.7517 | 0.61107 | 9 | 0.36275
63183 | 4.24 | 1 | 365 | 4.8285 | 0.71645 | 5 | 0.54496
63184 | 4.76 | 1 | 365 | 5.4207 | 0.90809 | 6 | 0.32878
63185 | 9.54 | 1 | 365 | 10.8642 | 0.86202 | 11 | 0.72617
63187 | 4.94 | 1 | 365 | 5.6257 | 0.32058 | 5 | 0.94626
63192 | 9.62 | 1 | 365 | 10.9553 | 0.045346 | 11 | 0.00060192
63216 | 6.72 | 1 | 365 | 7.6527 | 0.39966 | 8 | 0.052396
63242 | 7.695 | 1 | 365 | 8.7631 | 0.63399 | 9 | 0.39705
63246 | 11.22 | 1 | 365 | 12.7773 | 0.71193 | 13 | 0.48927
63245 | 7.42 | 1 | 365 | 8.4499 | 0.0037907 | 8 | 0.45369
63257 | 9.54 | 1 | 365 | 10.8642 | 0.86202 | 11 | 0.72617
63263 | 9.805 | 1 | 365 | 11.1659 | 0.46929 | 11 | 0.63523
63272 | 9.01 | 1 | 365 | 10.2606 | 0.64746 | 10 | 0.90805
63288 | 4.16 | 1 | 365 | 4.7374 | 0.53312 | 5 | 0.27053
63302 | 7.8 | 1 | 365 | 8.8826 | 0.8746 | 9 | 0.75724
63304 | 7.02 | 1 | 365 | 7.9944 | 0.087144 | 8 | 0.08152
63305 | 13.52 | 1 | 365 | 15.3966 | 0.98265 | 16 | 0.37922
63291 | 3.315 | 1 | 365 | 3.7751 | 0.59671 | 4 | 0.37183
63306 | 2.915 | 1 | 365 | 3.3196 | 0.68006 | 3 | 0.99966
63307 | 5.3 | 1 | 365 | 6.0356 | 0.14556 | 6 | 0.1812
63308 | 13.25 | 1 | 365 | 15.0891 | 0.36391 | 15 | 0.45301
62965 | 9.52 | 1 | 365 | 10.8414 | 0.81618 | 11 | 0.65756
62972 | 8.1 | 1 | 365 | 9.2243 | 0.56209 | 9 | 0.78637
63212 | 11.395 | 1 | 365 | 12.9766 | 0.11296 | 13 | 0.08959
63089 | 6.625 | 1 | 365 | 7.5446 | 0.18196 | 7 | 0.72651
63035 | 4.505 | 1 | 365 | 5.1303 | 0.32373 | 5 | 0.45402
63325 | 4.77 | 1 | 365 | 5.4321 | 0.93101 | 6 | 0.36308
63331 | 13.78 | 1 | 365 | 15.6927 | 0.57847 | 16 | 0.27113
63335 | 14.04 | 1 | 365 | 15.9888 | 0.17429 | 16 | 0.16304
51608 | 5.2 | 1 | 365 | 5.9218 | 0.9164 | 6 | 0.83816
63363 | 11.475 | 1 | 365 | 13.0677 | 0.29629 | 13 | 0.36402
63368 | 3.64 | 1 | 365 | 4.1452 | 0.34148 | 4 | 0.48671
63370 | 4.08 | 1 | 365 | 4.6463 | 0.34979 | 4 | 0.9961
63372 | 9.69 | 1 | 365 | 11.035 | 0.20576 | 11 | 0.24073
63373 | 4.68 | 1 | 365 | 5.3296 | 0.72476 | 6 | 0.054347
63375 | 12.455 | 1 | 365 | 14.1838 | 0.54208 | 14 | 0.72583
63376 | 14.31 | 1 | 365 | 16.2962 | 0.79302 | 17 | 0.089253
63378 | 2.65 | 1 | 365 | 3.0178 | 0.072782 | 3 | 0.090602
63379 | 8.48 | 1 | 365 | 9.657 | 0.4329 | 10 | 0.089928
63380 | 6.095 | 1 | 365 | 6.941 | 0.9674 | 7 | 0.90839
63382 | 9.01 | 1 | 365 | 10.2606 | 0.64746 | 10 | 0.90805
63387 | 11.96 | 1 | 365 | 13.62 | 0.40773 | 14 | 0.027775
63388 | 7.42 | 1 | 365 | 8.4499 | 0.0037907 | 8 | 0.45369
63398 | 7.42 | 1 | 365 | 8.4499 | 0.0037907 | 8 | 0.45369
63405 | 7.8 | 1 | 365 | 8.8826 | 0.8746 | 9 | 0.75724
63409 | 3.06 | 1 | 365 | 3.4847 | 0.012345 | 3 | 0.49707
63410 | 9.36 | 1 | 365 | 10.6592 | 0.44953 | 11 | 0.10869
25279 | 312.79 | 1 | 365 | 356.2053 | 0.79457 | 356 | 0.99982
20729 | 637.83 | 1 | 365 | 726.3608 | 0.66143 | 727 | 0.022237
61148 | 969.57 | 1 | 365 | 1104.1463 | 0.88213 | 1105 | 0.028441
61149 | 700.25 | 1 | 365 | 797.4447 | 0.7041 | 798 | 0.1488
17966 | 966.42 | 1 | 365 | 1100.5591 | 0.66353 | 1101 | 0.22263
60710 | 373.53 | 1 | 365 | 425.376 | 0.98732 | 426 | 0.36329
63507 | 15.4 | 1 | 365 | 17.5375 | 0.29089 | 17 | 0.82841
45965 | 3.57 | 1 | 365 | 4.0655 | 0.18107 | 4 | 0.24659
63474 | 9.36 | 1 | 365 | 10.6592 | 0.44953 | 11 | 0.10869
63476 | 13.545 | 1 | 365 | 15.425 | 0.039939 | 15 | 0.46498
63478 | 4.68 | 1 | 365 | 5.3296 | 0.72476 | 6 | 0.054347
63491 | 14.04 | 1 | 365 | 15.9888 | 0.17429 | 16 | 0.16304
63492 | 5.04 | 1 | 365 | 5.7396 | 0.54974 | 6 | 0.2893
63489 | 7.875 | 1 | 365 | 8.968 | 0.046476 | 9 | 0.014526
63493 | 13.26 | 1 | 365 | 15.1005 | 0.38683 | 15 | 0.48732
63494 | 11.96 | 1 | 365 | 13.62 | 0.40773 | 14 | 0.027775
63495 | 5.2 | 1 | 365 | 5.9218 | 0.9164 | 6 | 0.83816
63497 | 3.64 | 1 | 365 | 4.1452 | 0.34148 | 4 | 0.48671
63522 | 12.21 | 1 | 365 | 13.9047 | 0.98063 | 14 | 0.88538
63536 | 2.65 | 1 | 365 | 3.0178 | 0.072782 | 3 | 0.090602
63540 | 4.16 | 1 | 365 | 4.7374 | 0.53312 | 5 | 0.27053
63556 | 9.54 | 1 | 365 | 10.8642 | 0.86202 | 11 | 0.72617
63560 | 5.565 | 1 | 365 | 6.3374 | 0.75284 | 7 | 0.090265
63561 | 7.28 | 1 | 365 | 8.2905 | 0.68296 | 8 | 0.97343
63563 | 7.685 | 1 | 365 | 8.7517 | 0.61107 | 9 | 0.36275
63566 | 7.395 | 1 | 365 | 8.4214 | 0.9465 | 9 | 0.36793
63626 | 12.74 | 1 | 365 | 14.5083 | 0.19519 | 14 | 0.7035
63628 | 3.71 | 1 | 365 | 4.2249 | 0.5019 | 4 | 0.72684
63629 | 2.295 | 1 | 365 | 2.6135 | 0.25926 | 2 | 0.8728
63632 | 9.36 | 1 | 365 | 10.6592 | 0.44953 | 11 | 0.10869
63633 | 3.38 | 1 | 365 | 3.8491 | 0.74566 | 4 | 0.59481
63634 | 3.12 | 1 | 365 | 3.5531 | 0.14984 | 3 | 0.7029
63636 | 6.76 | 1 | 365 | 7.6983 | 0.49132 | 8 | 0.18961
63639 | 2.6 | 1 | 365 | 2.9609 | 0.9582 | 3 | 0.91908
63641 | 4.68 | 1 | 365 | 5.3296 | 0.72476 | 6 | 0.054347
63648 | 4.77 | 1 | 365 | 5.4321 | 0.93101 | 6 | 0.36308
63651 | 9.54 | 1 | 365 | 10.8642 | 0.86202 | 11 | 0.72617
63654 | 2.65 | 1 | 365 | 3.0178 | 0.072782 | 3 | 0.090602
63658 | 7.95 | 1 | 365 | 9.0535 | 0.21835 | 9 | 0.27181
63662 | 9.01 | 1 | 365 | 10.2606 | 0.64746 | 10 | 0.90805
63666 | 7.8 | 1 | 365 | 8.8826 | 0.8746 | 9 | 0.75724
63675 | 9.88 | 1 | 365 | 11.2513 | 0.64117 | 11 | 0.89251
47896 | 5.98 | 1 | 365 | 6.81 | 0.70386 | 7 | 0.51389
45999 | 7.68 | 1 | 365 | 8.746 | 0.59961 | 9 | 0.34559
63681 | 4.94 | 1 | 365 | 5.6257 | 0.32058 | 5 | 0.94626
63684 | 7.8 | 1 | 365 | 8.8826 | 0.8746 | 9 | 0.75724
63685 | 5.72 | 1 | 365 | 6.5139 | 0.10804 | 6 | 0.62198
63688 | 7.02 | 1 | 365 | 7.9944 | 0.087144 | 8 | 0.08152
63689 | 6.5 | 1 | 365 | 7.4022 | 0.8955 | 8 | 0.2977
63693 | 4.68 | 1 | 365 | 5.3296 | 0.72476 | 6 | 0.054347
63695 | 13.26 | 1 | 365 | 15.1005 | 0.38683 | 15 | 0.48732
63698 | 8.67 | 1 | 365 | 9.8734 | 0.86831 | 10 | 0.74171
63700 | 5.1 | 1 | 365 | 5.8079 | 0.68724 | 6 | 0.49512
63703 | 8.32 | 1 | 365 | 9.4748 | 0.066245 | 9 | 0.54106
63708 | 3.64 | 1 | 365 | 4.1452 | 0.34148 | 4 | 0.48671
63713 | 3.825 | 1 | 365 | 4.3559 | 0.76543 | 5 | 0.12134
63714 | 4.59 | 1 | 365 | 5.2271 | 0.51852 | 5 | 0.74561
63745 | 4.42 | 1 | 365 | 5.0335 | 0.12894 | 5 | 0.16244
63748 | 3.18 | 1 | 365 | 3.6214 | 0.28734 | 3 | 0.90872
63752 | 7.685 | 1 | 365 | 8.7517 | 0.61107 | 9 | 0.36275
63754 | 3.825 | 1 | 365 | 4.3559 | 0.76543 | 5 | 0.12134
63757 | 11.18 | 1 | 365 | 12.7318 | 0.62027 | 13 | 0.35205
63759 | 11.7 | 1 | 365 | 13.324 | 0.81191 | 14 | 0.13587
63761 | 17.68 | 1 | 365 | 20.134 | 0.51577 | 20 | 0.64975
63763 | 15.6 | 1 | 365 | 17.7653 | 0.74921 | 18 | 0.51449
48598 | 3.64 | 1 | 365 | 4.1452 | 0.34148 | 4 | 0.48671
63550 | 5.4 | 1 | 365 | 6.1495 | 0.37473 | 6 | 0.52425
63567 | 4.8 | 1 | 365 | 5.4662 | 0.99976 | 6 | 0.466
63571 | 7 | 1 | 365 | 7.9716 | 0.041312 | 8 | 0.012912
63618 | 6.16 | 1 | 365 | 7.015 | 0.11635 | 7 | 0.13136
63619 | 7.56 | 1 | 365 | 8.6093 | 0.32462 | 8 | 0.93394
63744 | 14.82 | 1 | 365 | 16.877 | 0.96175 | 17 | 0.83877
63569 | 6.21 | 1 | 365 | 7.0719 | 0.23094 | 7 | 0.30288
63725 | 12.5 | 1 | 365 | 14.235 | 0.6452 | 14 | 0.8802
63808 | 11.4 | 1 | 365 | 12.9823 | 0.12442 | 13 | 0.10674
63817 | 11.97 | 1 | 365 | 13.6314 | 0.43064 | 14 | 0.06208
63950 | 12.255 | 1 | 365 | 13.956 | 0.083754 | 14 | 0.039748
63828 | 8.1 | 1 | 365 | 9.2243 | 0.56209 | 9 | 0.78637
63867 | 12 | 1 | 365 | 13.6656 | 0.49939 | 14 | 0.16499
63852 | 6.3 | 1 | 365 | 7.1744 | 0.43718 | 7 | 0.61162
63853 | 9.1 | 1 | 365 | 10.3631 | 0.85371 | 11 | 0.21679
63875 | 12.22 | 1 | 365 | 13.9161 | 0.0035475 | 13 | 0.91968
63877 | 4.24 | 1 | 365 | 4.8285 | 0.71645 | 5 | 0.54496
63883 | 3.38 | 1 | 365 | 3.8491 | 0.74566 | 4 | 0.59481
63885 | 4.68 | 1 | 365 | 5.3296 | 0.72476 | 6 | 0.054347
63915 | 3.12 | 1 | 365 | 3.5531 | 0.14984 | 3 | 0.7029
63916 | 3.38 | 1 | 365 | 3.8491 | 0.74566 | 4 | 0.59481
63918 | 7.42 | 1 | 365 | 8.4499 | 0.0037907 | 8 | 0.45369
63919 | 3.38 | 1 | 365 | 3.8491 | 0.74566 | 4 | 0.59481
63929 | 5.72 | 1 | 365 | 6.5139 | 0.10804 | 6 | 0.62198
63947 | 6.76 | 1 | 365 | 7.6983 | 0.49132 | 8 | 0.18961
63949 | 8.84 | 1 | 365 | 10.067 | 0.25789 | 10 | 0.32488
63970 | 4.725 | 1 | 365 | 5.3808 | 0.82789 | 6 | 0.20872
64000 | 8.265 | 1 | 365 | 9.4122 | 0.94021 | 10 | 0.35239
64001 | 10.865 | 1 | 365 | 12.3731 | 0.89841 | 13 | 0.27147
64012 | 7.95 | 1 | 365 | 9.0535 | 0.21835 | 9 | 0.27181
64014 | 3.71 | 1 | 365 | 4.2249 | 0.5019 | 4 | 0.72684
64016 | 11.96 | 1 | 365 | 13.62 | 0.40773 | 14 | 0.027775
64056 | 10.66 | 1 | 365 | 12.1396 | 0.42863 | 12 | 0.56823
64057 | 7.28 | 1 | 365 | 8.2905 | 0.68296 | 8 | 0.97343
64052 | 7.395 | 1 | 365 | 8.4214 | 0.9465 | 9 | 0.36793
64162 | 8.06 | 1 | 365 | 9.1787 | 0.47042 | 9 | 0.64915
64064 | 5.1 | 1 | 365 | 5.8079 | 0.68724 | 6 | 0.49512
64065 | 8.32 | 1 | 365 | 9.4748 | 0.066245 | 9 | 0.54106
64081 | 12.455 | 1 | 365 | 14.1838 | 0.54208 | 14 | 0.72583
64085 | 14.84 | 1 | 365 | 16.8998 | 0.0075814 | 16 | 0.90737
64123 | 6.12 | 1 | 365 | 6.9695 | 0.02469 | 6 | 0.99415
59621 | 3 | 1 | 365 | 3.4164 | 0.87485 | 4 | 0.29125
64131 | 5.035 | 1 | 365 | 5.7339 | 0.53829 | 6 | 0.27214
64133 | 7.28 | 1 | 365 | 8.2905 | 0.68296 | 8 | 0.97343
64134 | 6.625 | 1 | 365 | 7.5446 | 0.18196 | 7 | 0.72651
62662 | 4.725 | 1 | 365 | 5.3808 | 0.82789 | 6 | 0.20872
64135 | 9.805 | 1 | 365 | 11.1659 | 0.46929 | 11 | 0.63523
64156 | 4.77 | 1 | 365 | 5.4321 | 0.93101 | 6 | 0.36308
64157 | 5.355 | 1 | 365 | 6.0983 | 0.2716 | 6 | 0.36988
60292 | 5.865 | 1 | 365 | 6.6791 | 0.44033 | 7 | 0.11939
64160 | 3.445 | 1 | 365 | 3.9232 | 0.89462 | 4 | 0.81778
64166 | 3.975 | 1 | 365 | 4.5267 | 0.10917 | 4 | 0.6359
64169 | 10.14 | 1 | 365 | 11.5474 | 0.23699 | 11 | 0.78442
64170 | 6.93 | 1 | 365 | 7.8919 | 0.8809 | 8 | 0.77278
64173 | 8.58 | 1 | 365 | 9.7709 | 0.66207 | 10 | 0.43297
60316 | 9.44 | 1 | 365 | 10.7503 | 0.63286 | 11 | 0.38313
64174 | 4.77 | 1 | 365 | 5.4321 | 0.93101 | 6 | 0.36308
62974 | 2.475 | 1 | 365 | 2.8185 | 0.67175 | 3 | 0.49028
47299 | 5.52 | 1 | 365 | 6.2862 | 0.64972 | 6 | 0.9359
64175 | 7.95 | 1 | 365 | 9.0535 | 0.21835 | 9 | 0.27181
49024 | 3.71 | 1 | 365 | 4.2249 | 0.5019 | 4 | 0.72684
64179 | 8.06 | 1 | 365 | 9.1787 | 0.47042 | 9 | 0.64915
64180 | 14.045 | 1 | 365 | 15.9944 | 0.18575 | 16 | 0.18019
62039 | 9.12 | 1 | 365 | 10.3859 | 0.89954 | 11 | 0.28539
64178 | 5.46 | 1 | 365 | 6.2178 | 0.51222 | 6 | 0.73007
64185 | 5.3 | 1 | 365 | 6.0356 | 0.14556 | 6 | 0.1812
62242 | 6.9 | 1 | 365 | 7.8577 | 0.81215 | 8 | 0.66987
64188 | 6.5 | 1 | 365 | 7.4022 | 0.8955 | 8 | 0.2977
64191 | 10.92 | 1 | 365 | 12.4357 | 0.024447 | 12 | 0.46014
62716 | 6.6 | 1 | 365 | 7.5161 | 0.12467 | 7 | 0.64075
64195 | 9.36 | 1 | 365 | 10.6592 | 0.44953 | 11 | 0.10869
62806 | 8.1 | 1 | 365 | 9.2243 | 0.56209 | 9 | 0.78637
64194 | 8.06 | 1 | 365 | 9.1787 | 0.47042 | 9 | 0.64915
64198 | 3.465 | 1 | 365 | 3.9459 | 0.94045 | 4 | 0.88639
60490 | 6.095 | 1 | 365 | 6.941 | 0.9674 | 7 | 0.90839
64206 | 13.515 | 1 | 365 | 15.3909 | 0.97119 | 16 | 0.36207
64208 | 7.95 | 1 | 365 | 9.0535 | 0.21835 | 9 | 0.27181
60200 | 2.12 | 1 | 365 | 2.4143 | 0.85823 | 3 | 0.27248
64213 | 8.32 | 1 | 365 | 9.4748 | 0.066245 | 9 | 0.54106
64227 | 5.61 | 1 | 365 | 6.3887 | 0.85597 | 7 | 0.24463
60341 | 2.08 | 1 | 365 | 2.3687 | 0.76656 | 3 | 0.13527
64232 | 5.565 | 1 | 365 | 6.3374 | 0.75284 | 7 | 0.090265
64234 | 10.14 | 1 | 365 | 11.5474 | 0.23699 | 11 | 0.78442
64239 | 8.215 | 1 | 365 | 9.3552 | 0.82563 | 10 | 0.18087
64242 | 9.88 | 1 | 365 | 11.2513 | 0.64117 | 11 | 0.89251
64244 | 2.6 | 1 | 365 | 2.9609 | 0.9582 | 3 | 0.91908
64247 | 5.2 | 1 | 365 | 5.9218 | 0.9164 | 6 | 0.83816
64249 | 3.71 | 1 | 365 | 4.2249 | 0.5019 | 4 | 0.72684
64333 | 5.46 | 1 | 365 | 6.2178 | 0.51222 | 6 | 0.73007
64407 | 9.69 | 1 | 365 | 11.035 | 0.20576 | 11 | 0.24073
37964 | 4.42 | 1 | 365 | 5.0335 | 0.12894 | 5 | 0.16244
50766 | 6.89 | 1 | 365 | 7.8463 | 0.78923 | 8 | 0.63557
58215 | 9.1 | 1 | 365 | 10.3631 | 0.85371 | 11 | 0.21679
49777 | 17.225 | 1 | 365 | 19.6158 | 0.47309 | 20 | 0.088916
58005 | 5.3 | 1 | 365 | 6.0356 | 0.14556 | 6 | 0.1812
48530 | 10.6 | 1 | 365 | 12.0713 | 0.29113 | 12 | 0.36241
64102 | 11.772 | 1 | 365 | 13.406 | 0.9769 | 14 | 0.38286
64120 | 6.5 | 1 | 365 | 7.4022 | 0.8955 | 8 | 0.2977
64093 | 6.84 | 1 | 365 | 7.7894 | 0.67465 | 8 | 0.46405
64252 | 7.8 | 1 | 365 | 8.8826 | 0.8746 | 9 | 0.75724
64261 | 13.5 | 1 | 365 | 15.3738 | 0.93682 | 16 | 0.31062
63295 | 7.95 | 1 | 365 | 9.0535 | 0.21835 | 9 | 0.27181
64289 | 11.13 | 1 | 365 | 12.6748 | 0.50569 | 13 | 0.18053
64368 | 4.5 | 1 | 365 | 5.1246 | 0.31227 | 5 | 0.43687
64115 | 6.84 | 1 | 365 | 7.7894 | 0.67465 | 8 | 0.46405
64377 | 5.886 | 1 | 365 | 6.703 | 0.48845 | 7 | 0.19143
64393 | 9.425 | 1 | 365 | 10.7332 | 0.59848 | 11 | 0.33167
64255 | 8.4 | 1 | 365 | 9.5659 | 0.24957 | 9 | 0.81549
64395 | 3.924 | 1 | 365 | 4.4687 | 0.9923 | 5 | 0.46095
64414 | 3.71 | 1 | 365 | 4.2249 | 0.5019 | 4 | 0.72684
64425 | 2.385 | 1 | 365 | 2.716 | 0.4655 | 3 | 0.18154
64450 | 4.845 | 1 | 365 | 5.5175 | 0.10288 | 5 | 0.62037
64462 | 3.36 | 1 | 365 | 3.8264 | 0.69983 | 4 | 0.5262
64505 | 9 | 1 | 365 | 10.2492 | 0.62454 | 10 | 0.87374
64513 | 6 | 1 | 365 | 6.8328 | 0.7497 | 7 | 0.5825
56953 | 18.555 | 1 | 365 | 21.1304 | 0.52093 | 21 | 0.65137
64518 | 8.84 | 1 | 365 | 10.067 | 0.25789 | 10 | 0.32488
64524 | 6.5 | 1 | 365 | 7.4022 | 0.8955 | 8 | 0.2977
64523 | 11.34 | 1 | 365 | 12.914 | 0.98693 | 13 | 0.90092
64528 | 7.42 | 1 | 365 | 8.4499 | 0.0037907 | 8 | 0.45369
64537 | 6.36 | 1 | 365 | 7.2428 | 0.57468 | 7 | 0.81745
64550 | 8.58 | 1 | 365 | 9.7709 | 0.66207 | 10 | 0.43297
64554 | 7.54 | 1 | 365 | 8.5866 | 0.27878 | 8 | 0.86534
64073 | 7.125 | 1 | 365 | 8.114 | 0.32776 | 8 | 0.44171
64566 | 9.54 | 1 | 365 | 10.8642 | 0.86202 | 11 | 0.72617
64569 | 4.68 | 1 | 365 | 5.3296 | 0.72476 | 6 | 0.054347
64577 | 4.095 | 1 | 365 | 4.6634 | 0.38417 | 5 | 0.047554
64578 | 7.875 | 1 | 365 | 8.968 | 0.046476 | 9 | 0.014526
38030 | 7.54 | 1 | 365 | 8.5866 | 0.27878 | 8 | 0.86534
64582 | 6.76 | 1 | 365 | 7.6983 | 0.49132 | 8 | 0.18961
64587 | 7.155 | 1 | 365 | 8.1481 | 0.39651 | 8 | 0.54463
64589 | 2.65 | 1 | 365 | 3.0178 | 0.072782 | 3 | 0.090602
64592 | 8.84 | 1 | 365 | 10.067 | 0.25789 | 10 | 0.32488
64591 | 4.41 | 1 | 365 | 5.0221 | 0.10603 | 5 | 0.12813
60188 | 4.16 | 1 | 365 | 4.7374 | 0.53312 | 5 | 0.27053
64601 | 9.88 | 1 | 365 | 11.2513 | 0.64117 | 11 | 0.89251
64603 | 5.83 | 1 | 365 | 6.6392 | 0.36012 | 6 | 0.99933
64605 | 4.59 | 1 | 365 | 5.2271 | 0.51852 | 5 | 0.74561
64617 | 3.15 | 1 | 365 | 3.5872 | 0.21859 | 3 | 0.80581
64618 | 8.58 | 1 | 365 | 9.7709 | 0.66207 | 10 | 0.43297
64622 | 4.505 | 1 | 365 | 5.1303 | 0.32373 | 5 | 0.45402
64624 | 4.14 | 1 | 365 | 4.7146 | 0.48729 | 5 | 0.20192
64627 | 7.95 | 1 | 365 | 9.0535 | 0.21835 | 9 | 0.27181
64628 | 4.24 | 1 | 365 | 4.8285 | 0.71645 | 5 | 0.54496
64632 | 4.505 | 1 | 365 | 5.1303 | 0.32373 | 5 | 0.45402
64631 | 9.12 | 1 | 365 | 10.3859 | 0.89954 | 11 | 0.28539
64633 | 6.6 | 1 | 365 | 7.5161 | 0.12467 | 7 | 0.64075
64639 | 6.89 | 1 | 365 | 7.8463 | 0.78923 | 8 | 0.63557
64647 | 12 | 1 | 365 | 13.6656 | 0.49939 | 14 | 0.16499
64649 | 8.215 | 1 | 365 | 9.3552 | 0.82563 | 10 | 0.18087
64651 | 9.12 | 1 | 365 | 10.3859 | 0.89954 | 11 | 0.28539
64664 | 12.19 | 1 | 365 | 13.882 | 0.9348 | 14 | 0.81677
64680 | 6.625 | 1 | 365 | 7.5446 | 0.18196 | 7 | 0.72651
64681 | 12 | 1 | 365 | 13.6656 | 0.49939 | 14 | 0.16499
64740 | 5.4 | 1 | 365 | 6.1495 | 0.37473 | 6 | 0.52425
48254 | 11.4 | 1 | 365 | 12.9823 | 0.12442 | 13 | 0.10674
64753 | 7.685 | 1 | 365 | 8.7517 | 0.61107 | 9 | 0.36275
64773 | 7.41 | 1 | 365 | 8.4385 | 0.98087 | 9 | 0.41938
64775 | 6.93 | 1 | 365 | 7.8919 | 0.8809 | 8 | 0.77278
64776 | 3.15 | 1 | 365 | 3.5872 | 0.21859 | 3 | 0.80581
64798 | 13.11 | 1 | 365 | 14.9297 | 0.043086 | 14 | 0.97275
61948 | 8.97 | 1 | 365 | 10.215 | 0.5558 | 10 | 0.77083
64827 | 7.28 | 1 | 365 | 8.2905 | 0.68296 | 8 | 0.97343
64829 | 4.59 | 1 | 365 | 5.2271 | 0.51852 | 5 | 0.74561
64849 | 4.77 | 1 | 365 | 5.4321 | 0.93101 | 6 | 0.36308
64903 | 5.44 | 1 | 365 | 6.1951 | 0.46639 | 6 | 0.66146
64913 | 3.705 | 1 | 365 | 4.2193 | 0.49044 | 4 | 0.70969
64916 | 4.275 | 1 | 365 | 4.8684 | 0.79666 | 5 | 0.66503
64918 | 3.99 | 1 | 365 | 4.5438 | 0.14355 | 4 | 0.68736
64923 | 6.24 | 1 | 365 | 7.1061 | 0.29968 | 7 | 0.4058
64147 | 7.95 | 1 | 365 | 9.0535 | 0.21835 | 9 | 0.27181
64931 | 9.69 | 1 | 365 | 11.035 | 0.20576 | 11 | 0.24073
64933 | 10.07 | 1 | 365 | 11.4677 | 0.076573 | 11 | 0.54429
64945 | 4.56 | 1 | 365 | 5.1929 | 0.44977 | 5 | 0.6427
64948 | 5.7 | 1 | 365 | 6.4912 | 0.062211 | 6 | 0.55337
65026 | 7.695 | 1 | 365 | 8.7631 | 0.63399 | 9 | 0.39705
65028 | 13.395 | 1 | 365 | 15.2542 | 0.6962 | 15 | 0.95042
65033 | 10.545 | 1 | 365 | 12.0086 | 0.16509 | 12 | 0.17374
64999 | 5.1 | 1 | 365 | 5.8079 | 0.68724 | 6 | 0.49512
65001 | 6.3 | 1 | 365 | 7.1744 | 0.43718 | 7 | 0.61162
65004 | 7.2 | 1 | 365 | 8.1994 | 0.49964 | 8 | 0.699
65009 | 4.5 | 1 | 365 | 5.1246 | 0.31227 | 5 | 0.43687
65035 | 3.71 | 1 | 365 | 4.2249 | 0.5019 | 4 | 0.72684
65036 | 11.13 | 1 | 365 | 12.6748 | 0.50569 | 13 | 0.18053
65037 | 8.265 | 1 | 365 | 9.4122 | 0.94021 | 10 | 0.35239
65038 | 5.035 | 1 | 365 | 5.7339 | 0.53829 | 6 | 0.27214
64580 | 7.04 | 1 | 365 | 8.0172 | 0.13298 | 8 | 0.15013
65073 | 4.16 | 1 | 365 | 4.7374 | 0.53312 | 5 | 0.27053
65083 | 9.62 | 1 | 365 | 10.9553 | 0.045346 | 11 | 0.00060192
65089 | 6.36 | 1 | 365 | 7.2428 | 0.57468 | 7 | 0.81745
34324 | 392.04 | 0.9 | 365 | 401.8096 | 0.56462 | 402 | 0.37426
65091 | 7.155 | 1 | 365 | 8.1481 | 0.39651 | 8 | 0.54463
65092 | 2.6 | 1 | 365 | 2.9609 | 0.9582 | 3 | 0.91908
65094 | 3.18 | 1 | 365 | 3.6214 | 0.28734 | 3 | 0.90872
64909 | 6.84 | 1 | 365 | 7.7894 | 0.67465 | 8 | 0.46405
48410 | 24.255 | 1 | 365 | 27.6216 | 0.58315 | 28 | 0.20474
65098 | 5.72 | 1 | 365 | 6.5139 | 0.10804 | 6 | 0.62198
65102 | 9.28 | 1 | 365 | 10.5681 | 0.2662 | 10 | 0.83426
65104 | 6.5 | 1 | 365 | 7.4022 | 0.8955 | 8 | 0.2977
65105 | 12.19 | 1 | 365 | 13.882 | 0.9348 | 14 | 0.81677
65103 | 8.67 | 1 | 365 | 9.8734 | 0.86831 | 10 | 0.74171
65106 | 11.925 | 1 | 365 | 13.5802 | 0.32752 | 13 | 0.90771
65107 | 7.95 | 1 | 365 | 9.0535 | 0.21835 | 9 | 0.27181
65108 | 2.85 | 1 | 365 | 3.2456 | 0.53111 | 3 | 0.77669
65109 | 4.845 | 1 | 365 | 5.5175 | 0.10288 | 5 | 0.62037
65111 | 6.24 | 1 | 365 | 7.1061 | 0.29968 | 7 | 0.4058
65113 | 10.4 | 1 | 365 | 11.8435 | 0.83281 | 12 | 0.67633
65131 | 10.545 | 1 | 365 | 12.0086 | 0.16509 | 12 | 0.17374
65135 | 2.86 | 1 | 365 | 3.257 | 0.55402 | 3 | 0.81099
63872 | 29.76 | 0.9 | 365 | 30.5016 | 0.37864 | 30 | 0.88026
65140 | 8.58 | 1 | 365 | 9.7709 | 0.66207 | 10 | 0.43297
63824 | 6.3 | 1 | 365 | 7.1744 | 0.43718 | 7 | 0.61162
65202 | 2.55 | 1 | 365 | 2.9039 | 0.84362 | 3 | 0.74756
65203 | 4.08 | 1 | 365 | 4.6463 | 0.34979 | 4 | 0.9961
65206 | 4.2 | 1 | 365 | 4.783 | 0.62479 | 5 | 0.40775
65215 | 13.5 | 1 | 365 | 15.3738 | 0.93682 | 16 | 0.31062
65214 | 8.84 | 1 | 365 | 10.067 | 0.25789 | 10 | 0.32488
63842 | 7.56 | 1 | 365 | 8.6093 | 0.32462 | 8 | 0.93394
63845 | 11.34 | 1 | 365 | 12.914 | 0.98693 | 13 | 0.90092
65394 | 4.77 | 1 | 365 | 5.4321 | 0.93101 | 6 | 0.36308
37301 | 598.5 | 0.9 | 365 | 613.4146 | 0.37896 | 613 | 0.79358
65221 | 3.9 | 1 | 365 | 4.4413 | 0.9373 | 5 | 0.37862
65227 | 6.095 | 1 | 365 | 6.941 | 0.9674 | 7 | 0.90839
65239 | 6.625 | 1 | 365 | 7.5446 | 0.18196 | 7 | 0.72651
65281 | 12 | 1 | 365 | 13.6656 | 0.49939 | 14 | 0.16499
65324 | 6.4 | 1 | 365 | 7.2883 | 0.66634 | 7 | 0.95466
65333 | 15.3 | 1 | 365 | 17.4236 | 0.061725 | 17 | 0.48536
65349 | 7.685 | 1 | 365 | 8.7517 | 0.61107 | 9 | 0.36275
65356 | 5.83 | 1 | 365 | 6.6392 | 0.36012 | 6 | 0.99933
65368 | 4.77 | 1 | 365 | 5.4321 | 0.93101 | 6 | 0.36308
65369 | 6.63 | 1 | 365 | 7.5502 | 0.19341 | 7 | 0.74366
65376 | 7.685 | 1 | 365 | 8.7517 | 0.61107 | 9 | 0.36275
65374 | 5.4 | 1 | 365 | 6.1495 | 0.37473 | 6 | 0.52425
65379 | 5.83 | 1 | 365 | 6.6392 | 0.36012 | 6 | 0.99933
65385 | 9.135 | 1 | 365 | 10.4029 | 0.93391 | 11 | 0.33685
65388 | 6.3 | 1 | 365 | 7.1744 | 0.43718 | 7 | 0.61162
63054 | 5.83 | 1 | 365 | 6.6392 | 0.36012 | 6 | 0.99933
63060 | 7.95 | 1 | 365 | 9.0535 | 0.21835 | 9 | 0.27181
63062 | 10.92 | 1 | 365 | 12.4357 | 0.024447 | 12 | 0.46014
63066 | 4.42 | 1 | 365 | 5.0335 | 0.12894 | 5 | 0.16244
63067 | 5.2 | 1 | 365 | 5.9218 | 0.9164 | 6 | 0.83816
63080 | 10.6 | 1 | 365 | 12.0713 | 0.29113 | 12 | 0.36241
63076 | 14.025 | 1 | 365 | 15.9717 | 0.13991 | 16 | 0.11158
63082 | 5.1 | 1 | 365 | 5.8079 | 0.68724 | 6 | 0.49512
63085 | 8.58 | 1 | 365 | 9.7709 | 0.66207 | 10 | 0.43297
63095 | 5.72 | 1 | 365 | 6.5139 | 0.10804 | 6 | 0.62198
63113 | 11.925 | 1 | 365 | 13.5802 | 0.32752 | 13 | 0.90771
63199 | 6.9 | 1 | 365 | 7.8577 | 0.81215 | 8 | 0.66987
63211 | 6.6 | 1 | 365 | 7.5161 | 0.12467 | 7 | 0.64075
63223 | 4.2 | 1 | 365 | 4.783 | 0.62479 | 5 | 0.40775
63284 | 4.8 | 1 | 365 | 5.4662 | 0.99976 | 6 | 0.466
62031 | 10.2 | 1 | 365 | 11.6158 | 0.37448 | 11 | 0.99024
60962 | 8.82 | 1 | 365 | 10.0442 | 0.21205 | 10 | 0.25627
63303 | 18 | 1 | 365 | 20.4984 | 0.24909 | 20 | 0.74749
63402 | 7.5 | 1 | 365 | 8.541 | 0.18712 | 8 | 0.72812
63407 | 6.9 | 1 | 365 | 7.8577 | 0.81215 | 8 | 0.66987
63408 | 3.71 | 1 | 365 | 4.2249 | 0.5019 | 4 | 0.72684
63225 | 8.4 | 1 | 365 | 9.5659 | 0.24957 | 9 | 0.81549
63442 | 8.32 | 1 | 365 | 9.4748 | 0.066245 | 9 | 0.54106
63205 | 12 | 1 | 365 | 13.6656 | 0.49939 | 14 | 0.16499
63500 | 8.1 | 1 | 365 | 9.2243 | 0.56209 | 9 | 0.78637
63518 | 5.4 | 1 | 365 | 6.1495 | 0.37473 | 6 | 0.52425
26472 | 1827.9 | 1 | 365 | 2081.6125 | 0.84489 | 2082 | 0.45741
26482 | 1624.8 | 1 | 365 | 1850.3222 | 0.41768 | 1850 | 0.73992
63532 | 6.095 | 1 | 365 | 6.941 | 0.9674 | 7 | 0.90839
63667 | 12.19 | 1 | 365 | 13.882 | 0.9348 | 14 | 0.81677
63615 | 9.975 | 1 | 365 | 11.3595 | 0.85887 | 12 | 0.2184
34600 | 302.4 | 0.9 | 365 | 309.9358 | 0.68621 | 310 | 0.62202
63892 | 200.88 | 0.9 | 365 | 205.8859 | 0.30584 | 206 | 0.19177
51829 | 187.86 | 0.9 | 365 | 192.5415 | 0.45268 | 192 | 0.99415
63581 | 11.34 | 1 | 365 | 12.914 | 0.98693 | 13 | 0.90092
63584 | 12.6 | 1 | 365 | 14.3489 | 0.87436 | 15 | 0.22324
63585 | 15 | 1 | 365 | 17.082 | 0.37424 | 17 | 0.45624
63586 | 7.8 | 1 | 365 | 8.8826 | 0.8746 | 9 | 0.75724
63589 | 7.5 | 1 | 365 | 8.541 | 0.18712 | 8 | 0.72812
63591 | 11.025 | 1 | 365 | 12.5553 | 0.26507 | 12 | 0.82034
63592 | 9.6 | 1 | 365 | 10.9325 | 0.99951 | 11 | 0.93199
63593 | 14.1 | 1 | 365 | 16.0571 | 0.31179 | 16 | 0.36887
63594 | 14.1 | 1 | 365 | 16.0571 | 0.31179 | 16 | 0.36887
63595 | 8.82 | 1 | 365 | 10.0442 | 0.21205 | 10 | 0.25627
63596 | 3.3 | 1 | 365 | 3.758 | 0.56233 | 4 | 0.32037
63715 | 6.6 | 1 | 365 | 7.5161 | 0.12467 | 7 | 0.64075
63728 | 9.3 | 1 | 365 | 10.5908 | 0.31203 | 10 | 0.90287
63772 | 4.8 | 1 | 365 | 5.4662 | 0.99976 | 6 | 0.466
63776 | 14.49 | 1 | 365 | 16.5012 | 0.20552 | 16 | 0.70673
63674 | 3.71 | 1 | 365 | 4.2249 | 0.5019 | 4 | 0.72684
63771 | 7.95 | 1 | 365 | 9.0535 | 0.21835 | 9 | 0.27181
35160 | 151.2 | 0.9 | 365 | 154.9679 | 0.84311 | 155 | 0.81101
35138 | 212.04 | 0.9 | 365 | 217.324 | 0.32283 | 217 | 0.64687
63909 | 143.64 | 0.9 | 365 | 147.2195 | 0.25095 | 147 | 0.47046
34799 | 128.44 | 0.9 | 365 | 131.6407 | 0.90164 | 132 | 0.54237
34780 | 88.35 | 0.9 | 365 | 90.5517 | 0.21785 | 90 | 0.76953
35149 | 87.36 | 0.9 | 365 | 89.537 | 0.17602 | 89 | 0.71303
35250 | 85.05 | 0.9 | 365 | 87.1694 | 0.41175 | 87 | 0.58119
34618 | 75.64 | 0.9 | 365 | 77.5249 | 0.0040508 | 77 | 0.529
39968 | 6.325 | 1 | 365 | 7.2029 | 0.49447 | 7 | 0.69738
63816 | 6.6 | 1 | 365 | 7.5161 | 0.12467 | 7 | 0.64075
63837 | 9.765 | 1 | 365 | 11.1204 | 0.37763 | 11 | 0.49801
63843 | 12 | 1 | 365 | 13.6656 | 0.49939 | 14 | 0.16499
47806 | 24.96 | 1 | 365 | 28.4244 | 0.19874 | 28 | 0.62318
34558 | 60.495 | 0.9 | 365 | 62.0025 | 0.76818 | 62 | 0.77071
63900 | 8.7 | 1 | 365 | 9.9076 | 0.93706 | 10 | 0.84462
47275 | 10.8 | 1 | 365 | 12.299 | 0.74945 | 13 | 0.048493
63590 | 11.025 | 1 | 365 | 12.5553 | 0.26507 | 12 | 0.82034
63106 | 3.924 | 1 | 365 | 4.4687 | 0.9923 | 5 | 0.46095
62091 | 6.875 | 1 | 365 | 7.8293 | 0.75486 | 8 | 0.58411
26685 | 2179.3 | 0.9 | 365 | 2233.6082 | 0.70687 | 2234 | 0.31503
35100 | 74.4 | 0.9 | 365 | 76.254 | 0.44661 | 76 | 0.70066
62715 | 5.4 | 1 | 365 | 6.1495 | 0.37473 | 6 | 0.52425
35249 | 64.79 | 0.9 | 365 | 66.4046 | 0.62642 | 67 | 0.030987
63863 | 23.94 | 1 | 365 | 27.2629 | 0.86129 | 28 | 0.12416
45447 | 24.255 | 1 | 365 | 27.6216 | 0.58315 | 28 | 0.20474
64220 | 5.1 | 1 | 365 | 5.8079 | 0.68724 | 6 | 0.49512
35168 | 70.98 | 0.9 | 365 | 72.7488 | 0.39301 | 73 | 0.14183
44550 | 30.24 | 0.9 | 365 | 30.9936 | 0.36862 | 31 | 0.3622
61237 | 9.72 | 1 | 365 | 11.0691 | 0.27451 | 11 | 0.34364
64292 | 5.7 | 1 | 365 | 6.4912 | 0.062211 | 6 | 0.55337
37709 | 24.885 | 1 | 365 | 28.339 | 0.026864 | 28 | 0.3659
64468 | 5.565 | 1 | 365 | 6.3374 | 0.75284 | 7 | 0.090265
64478 | 9.54 | 1 | 365 | 10.8642 | 0.86202 | 11 | 0.72617
64416 | 3.71 | 1 | 365 | 4.2249 | 0.5019 | 4 | 0.72684
64279 | 5.035 | 1 | 365 | 5.7339 | 0.53829 | 6 | 0.27214
48617 | 4.2 | 1 | 365 | 4.783 | 0.62479 | 5 | 0.40775
64080 | 8.7 | 1 | 365 | 9.9076 | 0.93706 | 10 | 0.84462
64581 | 6.3 | 1 | 365 | 7.1744 | 0.43718 | 7 | 0.61162
64594 | 6.9 | 1 | 365 | 7.8577 | 0.81215 | 8 | 0.66987
64597 | 8.1 | 1 | 365 | 9.2243 | 0.56209 | 9 | 0.78637
64613 | 4.5 | 1 | 365 | 5.1246 | 0.31227 | 5 | 0.43687
64665 | 6.625 | 1 | 365 | 7.5446 | 0.18196 | 7 | 0.72651
64692 | 7.2 | 1 | 365 | 8.1994 | 0.49964 | 8 | 0.699
64693 | 12 | 1 | 365 | 13.6656 | 0.49939 | 14 | 0.16499
64432 | 15.3 | 1 | 365 | 17.4236 | 0.061725 | 17 | 0.48536
64707 | 10.865 | 1 | 365 | 12.3731 | 0.89841 | 13 | 0.27147
64710 | 12.985 | 1 | 365 | 14.7873 | 0.75663 | 15 | 0.54395
64717 | 4.8 | 1 | 365 | 5.4662 | 0.99976 | 6 | 0.466
64723 | 6.625 | 1 | 365 | 7.5446 | 0.18196 | 7 | 0.72651
64727 | 4.77 | 1 | 365 | 5.4321 | 0.93101 | 6 | 0.36308
64729 | 7.42 | 1 | 365 | 8.4499 | 0.0037907 | 8 | 0.45369
64731 | 6.625 | 1 | 365 | 7.5446 | 0.18196 | 7 | 0.72651
64732 | 8.215 | 1 | 365 | 9.3552 | 0.82563 | 10 | 0.18087
60170 | 11.395 | 1 | 365 | 12.9766 | 0.11296 | 13 | 0.08959
51712 | 107.73 | 0.9 | 365 | 110.4146 | 0.18821 | 110 | 0.60284
44918 | 50.73 | 0.9 | 365 | 51.9942 | 0.62831 | 52 | 0.6225
64779 | 5.4 | 1 | 365 | 6.1495 | 0.37473 | 6 | 0.52425
64785 | 15.68 | 1 | 365 | 17.8564 | 0.93254 | 18 | 0.78892
64816 | 27 | 0.9 | 365 | 27.6728 | 0.68627 | 28 | 0.35911
64855 | 12 | 1 | 365 | 13.6656 | 0.49939 | 14 | 0.16499
64876 | 9.24 | 1 | 365 | 10.5225 | 0.17453 | 10 | 0.69704
64291 | 6.9 | 1 | 365 | 7.8577 | 0.81215 | 8 | 0.66987
64895 | 6.9 | 1 | 365 | 7.8577 | 0.81215 | 8 | 0.66987
47990 | 15.105 | 1 | 365 | 17.2016 | 0.61486 | 17 | 0.81643
64722 | 9.805 | 1 | 365 | 11.1659 | 0.46929 | 11 | 0.63523
64907 | 5.035 | 1 | 365 | 5.7339 | 0.53829 | 6 | 0.27214
63706 | 15.18 | 1 | 365 | 17.287 | 0.78673 | 18 | 0.073715
64925 | 16.38 | 1 | 365 | 18.6535 | 0.53667 | 19 | 0.19021
64928 | 9.8 | 1 | 365 | 11.1602 | 0.45784 | 11 | 0.61808
64950 | 9.72 | 1 | 365 | 11.0691 | 0.27451 | 11 | 0.34364
64543 | 45.885 | 0.9 | 365 | 47.0285 | 0.63572 | 47 | 0.66417
65052 | 8.12 | 1 | 365 | 9.2471 | 0.60792 | 9 | 0.85498
46398 | 5.985 | 1 | 365 | 6.8157 | 0.71532 | 7 | 0.53104
65133 | 4.95 | 1 | 365 | 5.6371 | 0.3435 | 5 | 0.98056
65136 | 5.232 | 1 | 365 | 5.9582 | 0.98973 | 6 | 0.94794
54144 | 13.08 | 1 | 365 | 14.8955 | 0.97434 | 15 | 0.86984
65051 | 11.2 | 1 | 365 | 12.7546 | 0.6661 | 13 | 0.42066
65268 | 4.56 | 1 | 365 | 5.1929 | 0.44977 | 5 | 0.6427
58622 | 12.753 | 1 | 365 | 14.5231 | 0.22498 | 14 | 0.7481
58620 | 11.04 | 1 | 365 | 12.5724 | 0.29944 | 12 | 0.87179
65284 | 6.12 | 1 | 365 | 6.9695 | 0.02469 | 6 | 0.99415
65285 | 7.56 | 1 | 365 | 8.6093 | 0.32462 | 8 | 0.93394
65289 | 11.2 | 1 | 365 | 12.7546 | 0.6661 | 13 | 0.42066
65291 | 7.95 | 1 | 365 | 9.0535 | 0.21835 | 9 | 0.27181
65296 | 9.1 | 1 | 365 | 10.3631 | 0.85371 | 11 | 0.21679
65303 | 6.867 | 1 | 365 | 7.8201 | 0.73653 | 8 | 0.55667
65318 | 9.38 | 1 | 365 | 10.6819 | 0.49536 | 11 | 0.1773
65320 | 4.96 | 1 | 365 | 5.6484 | 0.36642 | 6 | 0.014863
65321 | 6.63 | 1 | 365 | 7.5502 | 0.19341 | 7 | 0.74366
65331 | 6 | 1 | 365 | 6.8328 | 0.7497 | 7 | 0.5825
65332 | 12.6 | 1 | 365 | 14.3489 | 0.87436 | 15 | 0.22324
63055 | 10.07 | 1 | 365 | 11.4677 | 0.076573 | 11 | 0.54429
63096 | 11.2 | 1 | 365 | 12.7546 | 0.6661 | 13 | 0.42066
63098 | 8.32 | 1 | 365 | 9.4748 | 0.066245 | 9 | 0.54106
63104 | 5.04 | 1 | 365 | 5.7396 | 0.54974 | 6 | 0.2893
63103 | 7.29 | 1 | 365 | 8.3019 | 0.70588 | 9 | 0.0077326
63107 | 6.625 | 1 | 365 | 7.5446 | 0.18196 | 7 | 0.72651
63117 | 8 | 1 | 365 | 9.1104 | 0.33293 | 9 | 0.44333
63120 | 3.99 | 1 | 365 | 4.5438 | 0.14355 | 4 | 0.68736
63122 | 7.95 | 1 | 365 | 9.0535 | 0.21835 | 9 | 0.27181
63124 | 7.42 | 1 | 365 | 8.4499 | 0.0037907 | 8 | 0.45369
63127 | 13.25 | 1 | 365 | 15.0891 | 0.36391 | 15 | 0.45301
63129 | 7.155 | 1 | 365 | 8.1481 | 0.39651 | 8 | 0.54463
63139 | 11.13 | 1 | 365 | 12.6748 | 0.50569 | 13 | 0.18053
63142 | 6.36 | 1 | 365 | 7.2428 | 0.57468 | 7 | 0.81745
63144 | 10.07 | 1 | 365 | 11.4677 | 0.076573 | 11 | 0.54429
62566 | 8.745 | 1 | 365 | 9.9588 | 0.040182 | 9 | 0.99899
63164 | 9.3 | 1 | 365 | 10.5908 | 0.31203 | 10 | 0.90287
63176 | 6.095 | 1 | 365 | 6.941 | 0.9674 | 7 | 0.90839
63182 | 1.56 | 1 | 365 | 1.7765 | 0.57492 | 2 | 0.35145
62266 | 7.42 | 1 | 365 | 8.4499 | 0.0037907 | 8 | 0.45369
63172 | 5.035 | 1 | 365 | 5.7339 | 0.53829 | 6 | 0.27214
63186 | 9.8 | 1 | 365 | 11.1602 | 0.45784 | 11 | 0.61808
63188 | 3.12 | 1 | 365 | 3.5531 | 0.14984 | 3 | 0.7029
63191 | 9.765 | 1 | 365 | 11.1204 | 0.37763 | 11 | 0.49801
63196 | 6.75 | 1 | 365 | 7.6869 | 0.46841 | 8 | 0.15531
63202 | 3.5 | 1 | 365 | 3.9858 | 0.020656 | 4 | 0.006456
63222 | 7.245 | 1 | 365 | 8.2506 | 0.60276 | 8 | 0.85336
63224 | 5.7 | 1 | 365 | 6.4912 | 0.062211 | 6 | 0.55337
62142 | 7.685 | 1 | 365 | 8.7517 | 0.61107 | 9 | 0.36275
58071 | 5.565 | 1 | 365 | 6.3374 | 0.75284 | 7 | 0.090265
62218 | 13 | 1 | 365 | 14.8044 | 0.79101 | 15 | 0.59541
63000 | 8.28 | 1 | 365 | 9.4293 | 0.97458 | 10 | 0.40384
63063 | 6.89 | 1 | 365 | 7.8463 | 0.78923 | 8 | 0.63557
63309 | 4.505 | 1 | 365 | 5.1303 | 0.32373 | 5 | 0.45402
63314 | 8.48 | 1 | 365 | 9.657 | 0.4329 | 10 | 0.089928
63317 | 6.625 | 1 | 365 | 7.5446 | 0.18196 | 7 | 0.72651
63318 | 6.095 | 1 | 365 | 6.941 | 0.9674 | 7 | 0.90839
63321 | 6.095 | 1 | 365 | 6.941 | 0.9674 | 7 | 0.90839
58001 | 8.06 | 1 | 365 | 9.1787 | 0.47042 | 9 | 0.64915
63341 | 9.54 | 1 | 365 | 10.8642 | 0.86202 | 11 | 0.72617
58609 | 7.42 | 1 | 365 | 8.4499 | 0.0037907 | 8 | 0.45369
63345 | 9.54 | 1 | 365 | 10.8642 | 0.86202 | 11 | 0.72617
63356 | 3.25 | 1 | 365 | 3.7011 | 0.44775 | 4 | 0.14885
63414 | 6.4 | 1 | 365 | 7.2883 | 0.66634 | 7 | 0.95466
63415 | 3.9 | 1 | 365 | 4.4413 | 0.9373 | 5 | 0.37862
63417 | 9.69 | 1 | 365 | 11.035 | 0.20576 | 11 | 0.24073
63418 | 9.18 | 1 | 365 | 10.4542 | 0.037035 | 10 | 0.49122
63419 | 4.485 | 1 | 365 | 5.1075 | 0.2779 | 5 | 0.38542
63427 | 4.77 | 1 | 365 | 5.4321 | 0.93101 | 6 | 0.36308
59209 | 9.01 | 1 | 365 | 10.2606 | 0.64746 | 10 | 0.90805
63453 | 6.625 | 1 | 365 | 7.5446 | 0.18196 | 7 | 0.72651
59518 | 8.745 | 1 | 365 | 9.9588 | 0.040182 | 9 | 0.99899
63509 | 5.13 | 1 | 365 | 5.842 | 0.75599 | 6 | 0.59803
63504 | 9 | 1 | 365 | 10.2492 | 0.62454 | 10 | 0.87374
52902 | 6.9 | 1 | 365 | 7.8577 | 0.81215 | 8 | 0.66987
63547 | 11.34 | 1 | 365 | 12.914 | 0.98693 | 13 | 0.90092
63545 | 7.8 | 1 | 365 | 8.8826 | 0.8746 | 9 | 0.75724
63487 | 7.125 | 1 | 365 | 8.114 | 0.32776 | 8 | 0.44171
63501 | 4.77 | 1 | 365 | 5.4321 | 0.93101 | 6 | 0.36308
63514 | 9.24 | 1 | 365 | 10.5225 | 0.17453 | 10 | 0.69704
63516 | 6.3 | 1 | 365 | 7.1744 | 0.43718 | 7 | 0.61162
63521 | 5.72 | 1 | 365 | 6.5139 | 0.10804 | 6 | 0.62198
63523 | 9 | 1 | 365 | 10.2492 | 0.62454 | 10 | 0.87374
63503 | 121 | 0.8 | 365 | 110.2358 | 0.82843 | 111 | 0.064269
63537 | 9.01 | 1 | 365 | 10.2606 | 0.64746 | 10 | 0.90805
63541 | 4.16 | 1 | 365 | 4.7374 | 0.53312 | 5 | 0.27053
63555 | 10.395 | 1 | 365 | 11.8378 | 0.82135 | 12 | 0.65917
63574 | 7.95 | 1 | 365 | 9.0535 | 0.21835 | 9 | 0.27181
63663 | 3.975 | 1 | 365 | 4.5267 | 0.10917 | 4 | 0.6359
62546 | 10.07 | 1 | 365 | 11.4677 | 0.076573 | 11 | 0.54429
62139 | 8.48 | 1 | 365 | 9.657 | 0.4329 | 10 | 0.089928
63766 | 6.36 | 1 | 365 | 7.2428 | 0.57468 | 7 | 0.81745
57136 | 6.625 | 1 | 365 | 7.5446 | 0.18196 | 7 | 0.72651
55145 | 8.06 | 1 | 365 | 9.1787 | 0.47042 | 9 | 0.64915
57094 | 4.42 | 1 | 365 | 5.0335 | 0.12894 | 5 | 0.16244
62824 | 8.215 | 1 | 365 | 9.3552 | 0.82563 | 10 | 0.18087
62565 | 10.335 | 1 | 365 | 11.7695 | 0.68385 | 12 | 0.45335
63558 | 5.44 | 1 | 365 | 6.1951 | 0.46639 | 6 | 0.66146
63534 | 15 | 1 | 365 | 17.082 | 0.37424 | 17 | 0.45624
63562 | 11.655 | 1 | 365 | 13.2727 | 0.70878 | 13 | 0.9815
63568 | 16.2 | 1 | 365 | 18.4486 | 0.12418 | 18 | 0.57274
63601 | 4.14 | 1 | 365 | 4.7146 | 0.48729 | 5 | 0.20192
63603 | 7.245 | 1 | 365 | 8.2506 | 0.60276 | 8 | 0.85336
63605 | 12 | 1 | 365 | 13.6656 | 0.49939 | 14 | 0.16499
63606 | 4.2 | 1 | 365 | 4.783 | 0.62479 | 5 | 0.40775
63607 | 7.685 | 1 | 365 | 8.7517 | 0.61107 | 9 | 0.36275
63610 | 5.12 | 1 | 365 | 5.8307 | 0.73307 | 6 | 0.56373
63611 | 5.44 | 1 | 365 | 6.1951 | 0.46639 | 6 | 0.66146
63644 | 11.96 | 1 | 365 | 13.62 | 0.40773 | 14 | 0.027775
63775 | 5.72 | 1 | 365 | 6.5139 | 0.10804 | 6 | 0.62198
63782 | 8.4 | 1 | 365 | 9.5659 | 0.24957 | 9 | 0.81549
63785 | 7.84 | 1 | 365 | 8.9282 | 0.96627 | 9 | 0.89446
63809 | 10.4 | 1 | 365 | 11.8435 | 0.83281 | 12 | 0.67633
63810 | 4.42 | 1 | 365 | 5.0335 | 0.12894 | 5 | 0.16244
63815 | 9.36 | 1 | 365 | 10.6592 | 0.44953 | 11 | 0.10869
63906 | 11.2 | 1 | 365 | 12.7546 | 0.6661 | 13 | 0.42066
63938 | 4.94 | 1 | 365 | 5.6257 | 0.32058 | 5 | 0.94626
63939 | 5.83 | 1 | 365 | 6.6392 | 0.36012 | 6 | 0.99933
63948 | 8.67 | 1 | 365 | 9.8734 | 0.86831 | 10 | 0.74171
63755 | 6.213 | 1 | 365 | 7.0754 | 0.23781 | 7 | 0.31317
63802 | 6.72 | 1 | 365 | 7.6527 | 0.39966 | 8 | 0.052396
63859 | 7.8 | 1 | 365 | 8.8826 | 0.8746 | 9 | 0.75724
57107 | 8.96 | 1 | 365 | 10.2036 | 0.53288 | 10 | 0.73653
63860 | 3.6 | 1 | 365 | 4.0997 | 0.24982 | 4 | 0.3495
63861 | 6.3 | 1 | 365 | 7.1744 | 0.43718 | 7 | 0.61162
63865 | 7.194 | 1 | 365 | 8.1925 | 0.48589 | 8 | 0.67841
63871 | 11.4 | 1 | 365 | 12.9823 | 0.12442 | 13 | 0.10674
60215 | 9.36 | 1 | 365 | 10.6592 | 0.44953 | 11 | 0.10869
63874 | 6.6 | 1 | 365 | 7.5161 | 0.12467 | 7 | 0.64075
62552 | 11.925 | 1 | 365 | 13.5802 | 0.32752 | 13 | 0.90771
62864 | 5.035 | 1 | 365 | 5.7339 | 0.53829 | 6 | 0.27214
62842 | 6.89 | 1 | 365 | 7.8463 | 0.78923 | 8 | 0.63557
62759 | 9.275 | 1 | 365 | 10.5624 | 0.25474 | 10 | 0.81711
62861 | 5.83 | 1 | 365 | 6.6392 | 0.36012 | 6 | 0.99933
62856 | 5.83 | 1 | 365 | 6.6392 | 0.36012 | 6 | 0.99933
62540 | 7.155 | 1 | 365 | 8.1481 | 0.39651 | 8 | 0.54463
62740 | 4.77 | 1 | 365 | 5.4321 | 0.93101 | 6 | 0.36308
62703 | 5.035 | 1 | 365 | 5.7339 | 0.53829 | 6 | 0.27214
62867 | 6.89 | 1 | 365 | 7.8463 | 0.78923 | 8 | 0.63557
61785 | 7.95 | 1 | 365 | 9.0535 | 0.21835 | 9 | 0.27181
62769 | 5.83 | 1 | 365 | 6.6392 | 0.36012 | 6 | 0.99933
62777 | 7.155 | 1 | 365 | 8.1481 | 0.39651 | 8 | 0.54463
62912 | 9.54 | 1 | 365 | 10.8642 | 0.86202 | 11 | 0.72617
55040 | 10.4 | 1 | 365 | 11.8435 | 0.83281 | 12 | 0.67633
62770 | 8.48 | 1 | 365 | 9.657 | 0.4329 | 10 | 0.089928
63271 | 6.625 | 1 | 365 | 7.5446 | 0.18196 | 7 | 0.72651
62773 | 8.215 | 1 | 365 | 9.3552 | 0.82563 | 10 | 0.18087
62834 | 9.01 | 1 | 365 | 10.2606 | 0.64746 | 10 | 0.90805
62931 | 5.035 | 1 | 365 | 5.7339 | 0.53829 | 6 | 0.27214
62827 | 4.505 | 1 | 365 | 5.1303 | 0.32373 | 5 | 0.45402
62732 | 3.18 | 1 | 365 | 3.6214 | 0.28734 | 3 | 0.90872
62831 | 4.77 | 1 | 365 | 5.4321 | 0.93101 | 6 | 0.36308
62841 | 7.155 | 1 | 365 | 8.1481 | 0.39651 | 8 | 0.54463
63982 | 10.6 | 1 | 365 | 12.0713 | 0.29113 | 12 | 0.36241
63983 | 8.06 | 1 | 365 | 9.1787 | 0.47042 | 9 | 0.64915
62890 | 8.48 | 1 | 365 | 9.657 | 0.4329 | 10 | 0.089928
62260 | 5.83 | 1 | 365 | 6.6392 | 0.36012 | 6 | 0.99933
63989 | 9.275 | 1 | 365 | 10.5624 | 0.25474 | 10 | 0.81711
63992 | 5.88 | 1 | 365 | 6.6961 | 0.4747 | 7 | 0.17085
64019 | 4.41 | 1 | 365 | 5.0221 | 0.10603 | 5 | 0.12813
64020 | 6.6 | 1 | 365 | 7.5161 | 0.12467 | 7 | 0.64075
64023 | 10.335 | 1 | 365 | 11.7695 | 0.68385 | 12 | 0.45335
64024 | 11.2 | 1 | 365 | 12.7546 | 0.6661 | 13 | 0.42066
62695 | 6.89 | 1 | 365 | 7.8463 | 0.78923 | 8 | 0.63557
62882 | 5.035 | 1 | 365 | 5.7339 | 0.53829 | 6 | 0.27214
64048 | 11.725 | 1 | 365 | 13.3524 | 0.8692 | 14 | 0.22163
64058 | 13.25 | 1 | 365 | 15.0891 | 0.36391 | 15 | 0.45301
64069 | 10.335 | 1 | 365 | 11.7695 | 0.68385 | 12 | 0.45335
64274 | 4.24 | 1 | 365 | 4.8285 | 0.71645 | 5 | 0.54496
64277 | 4.77 | 1 | 365 | 5.4321 | 0.93101 | 6 | 0.36308
64290 | 7.42 | 1 | 365 | 8.4499 | 0.0037907 | 8 | 0.45369
57307 | 6.36 | 1 | 365 | 7.2428 | 0.57468 | 7 | 0.81745
58233 | 8.48 | 1 | 365 | 9.657 | 0.4329 | 10 | 0.089928
64053 | 5.865 | 1 | 365 | 6.6791 | 0.44033 | 7 | 0.11939
64054 | 4.95 | 1 | 365 | 5.6371 | 0.3435 | 5 | 0.98056
64071 | 8.37 | 1 | 365 | 9.5318 | 0.18083 | 9 | 0.71258
64067 | 6.3 | 1 | 365 | 7.1744 | 0.43718 | 7 | 0.61162
43191 | 6.095 | 1 | 365 | 6.941 | 0.9674 | 7 | 0.90839
43895 | 9.35 | 1 | 365 | 10.6478 | 0.42661 | 11 | 0.07439
43916 | 5.75 | 1 | 365 | 6.5481 | 0.17679 | 6 | 0.72489
64453 | 5.44 | 1 | 365 | 6.1951 | 0.46639 | 6 | 0.66146
64077 | 6.4 | 1 | 365 | 7.2883 | 0.66634 | 7 | 0.95466
64091 | 8.19 | 1 | 365 | 9.3268 | 0.76834 | 10 | 0.095107
64100 | 7.84 | 1 | 365 | 8.9282 | 0.96627 | 9 | 0.89446
64111 | 6.825 | 1 | 365 | 7.7723 | 0.64028 | 8 | 0.41259
64116 | 3.12 | 1 | 365 | 3.5531 | 0.14984 | 3 | 0.7029
64121 | 7.5 | 1 | 365 | 8.541 | 0.18712 | 8 | 0.72812
64122 | 10.88 | 1 | 365 | 12.3901 | 0.93278 | 13 | 0.32293
64125 | 10.56 | 1 | 365 | 12.0257 | 0.19946 | 12 | 0.22519
64150 | 9.45 | 1 | 365 | 10.7617 | 0.65577 | 11 | 0.41743
64153 | 3.5 | 1 | 365 | 3.9858 | 0.020656 | 4 | 0.006456
64171 | 6.96 | 1 | 365 | 7.926 | 0.94965 | 8 | 0.8757
64184 | 10.8 | 1 | 365 | 12.299 | 0.74945 | 13 | 0.048493
64192 | 5.12 | 1 | 365 | 5.8307 | 0.73307 | 6 | 0.56373
64204 | 6.44 | 1 | 365 | 7.3339 | 0.75801 | 8 | 0.091879
64217 | 13.395 | 1 | 365 | 15.2542 | 0.6962 | 15 | 0.95042
64235 | 3.84 | 1 | 365 | 4.373 | 0.79981 | 5 | 0.1728
64237 | 6.9 | 1 | 365 | 7.8577 | 0.81215 | 8 | 0.66987
64240 | 9.62 | 1 | 365 | 10.9553 | 0.045346 | 11 | 0.00060192
64254 | 8.04 | 1 | 365 | 9.156 | 0.42459 | 9 | 0.58054
64260 | 7.5 | 1 | 365 | 8.541 | 0.18712 | 8 | 0.72812
64265 | 6.72 | 1 | 365 | 7.6527 | 0.39966 | 8 | 0.052396
64294 | 9.3 | 1 | 365 | 10.5908 | 0.31203 | 10 | 0.90287
64297 | 2.44 | 1 | 365 | 2.7787 | 0.59154 | 3 | 0.37022
64301 | 4.83 | 1 | 365 | 5.5004 | 0.068505 | 5 | 0.56891
64303 | 2.6 | 1 | 365 | 2.9609 | 0.9582 | 3 | 0.91908
64308 | 10.6 | 1 | 365 | 12.0713 | 0.29113 | 12 | 0.36241
64310 | 5.035 | 1 | 365 | 5.7339 | 0.53829 | 6 | 0.27214
64309 | 4.48 | 1 | 365 | 5.1018 | 0.26644 | 5 | 0.36826
64311 | 8.82 | 1 | 365 | 10.0442 | 0.21205 | 10 | 0.25627
64315 | 8.32 | 1 | 365 | 9.4748 | 0.066245 | 9 | 0.54106
64318 | 9.36 | 1 | 365 | 10.6592 | 0.44953 | 11 | 0.10869
64332 | 7.42 | 1 | 365 | 8.4499 | 0.0037907 | 8 | 0.45369
64341 | 12.9 | 1 | 365 | 14.6905 | 0.56185 | 15 | 0.25237
64356 | 5.04 | 1 | 365 | 5.7396 | 0.54974 | 6 | 0.2893
64358 | 7 | 1 | 365 | 7.9716 | 0.041312 | 8 | 0.012912
64366 | 7.2 | 1 | 365 | 8.1994 | 0.49964 | 8 | 0.699
64375 | 8.1 | 1 | 365 | 9.2243 | 0.56209 | 9 | 0.78637
64376 | 9.405 | 1 | 365 | 10.7104 | 0.55265 | 11 | 0.26306
64383 | 6.3 | 1 | 365 | 7.1744 | 0.43718 | 7 | 0.61162
64385 | 7.68 | 1 | 365 | 8.746 | 0.59961 | 9 | 0.34559
64387 | 6.16 | 1 | 365 | 7.015 | 0.11635 | 7 | 0.13136
64388 | 4.32 | 1 | 365 | 4.9196 | 0.89978 | 5 | 0.8194
64389 | 5.44 | 1 | 365 | 6.1951 | 0.46639 | 6 | 0.66146
64394 | 10.5 | 1 | 365 | 11.9574 | 0.061968 | 12 | 0.019368
64401 | 12.48 | 1 | 365 | 14.2122 | 0.59937 | 14 | 0.81159
64415 | 9.315 | 1 | 365 | 10.6079 | 0.3464 | 10 | 0.95433
64418 | 15.25 | 1 | 365 | 17.3667 | 0.94714 | 18 | 0.31384
64420 | 7.245 | 1 | 365 | 8.2506 | 0.60276 | 8 | 0.85336
64424 | 9.72 | 1 | 365 | 11.0691 | 0.27451 | 11 | 0.34364
49126 | 20.79 | 1 | 365 | 23.6757 | 0.6427 | 24 | 0.31835
64429 | 5.32 | 1 | 365 | 6.0584 | 0.1914 | 6 | 0.24981
64431 | 7.28 | 1 | 365 | 8.2905 | 0.68296 | 8 | 0.97343
64438 | 2.616 | 1 | 365 | 2.9791 | 0.99487 | 3 | 0.97397
64442 | 5.12 | 1 | 365 | 5.8307 | 0.73307 | 6 | 0.56373
64241 | 24.525 | 1 | 365 | 27.9291 | 0.20188 | 28 | 0.13095
64448 | 8.265 | 1 | 365 | 9.4122 | 0.94021 | 10 | 0.35239
64449 | 1.3 | 1 | 365 | 1.4804 | 0.9791 | 2 | 0.45954
64463 | 11.88 | 1 | 365 | 13.5289 | 0.2244 | 13 | 0.75334
64464 | 6.67 | 1 | 365 | 7.5958 | 0.28508 | 7 | 0.88087
64491 | 6.54 | 1 | 365 | 7.4478 | 0.98717 | 8 | 0.43492
64492 | 5.76 | 1 | 365 | 6.5595 | 0.19971 | 6 | 0.7592
64493 | 10.53 | 1 | 365 | 11.9916 | 0.13072 | 12 | 0.12228
64500 | 3.84 | 1 | 365 | 4.373 | 0.79981 | 5 | 0.1728
64502 | 7.245 | 1 | 365 | 8.2506 | 0.60276 | 8 | 0.85336
64504 | 8.4 | 1 | 365 | 9.5659 | 0.24957 | 9 | 0.81549
64506 | 7.8 | 1 | 365 | 8.8826 | 0.8746 | 9 | 0.75724
64541 | 10.66 | 1 | 365 | 12.1396 | 0.42863 | 12 | 0.56823
64638 | 7.975 | 1 | 365 | 9.0819 | 0.27564 | 9 | 0.35757
64640 | 12.42 | 1 | 365 | 14.1439 | 0.46187 | 14 | 0.60577
64641 | 10.6 | 1 | 365 | 12.0713 | 0.29113 | 12 | 0.36241
64643 | 10.2 | 1 | 365 | 11.6158 | 0.37448 | 11 | 0.99024
64648 | 16.065 | 1 | 365 | 18.2948 | 0.81481 | 19 | 0.10963
64659 | 5.2 | 1 | 365 | 5.9218 | 0.9164 | 6 | 0.83816
64673 | 10.08 | 1 | 365 | 11.4791 | 0.099489 | 11 | 0.57859
64677 | 9.6 | 1 | 365 | 10.9325 | 0.99951 | 11 | 0.93199
64678 | 4.56 | 1 | 365 | 5.1929 | 0.44977 | 5 | 0.6427
64715 | 8.82 | 1 | 365 | 10.0442 | 0.21205 | 10 | 0.25627
64755 | 6.9 | 1 | 365 | 7.8577 | 0.81215 | 8 | 0.66987
64814 | 60.375 | 0.9 | 365 | 61.8795 | 0.52068 | 62 | 0.40023
64780 | 5.72 | 1 | 365 | 6.5139 | 0.10804 | 6 | 0.62198
64788 | 9.28 | 1 | 365 | 10.5681 | 0.2662 | 10 | 0.83426
65005 | 4.42 | 1 | 365 | 5.0335 | 0.12894 | 5 | 0.16244
65011 | 5.7 | 1 | 365 | 6.4912 | 0.062211 | 6 | 0.55337
63793 | 8.4 | 1 | 365 | 9.5659 | 0.24957 | 9 | 0.81549
63467 | 5.32 | 1 | 365 | 6.0584 | 0.1914 | 6 | 0.24981
63831 | 5.83 | 1 | 365 | 6.6392 | 0.36012 | 6 | 0.99933
62921 | 10.865 | 1 | 365 | 12.3731 | 0.89841 | 13 | 0.27147
63530 | 7.8 | 1 | 365 | 8.8826 | 0.8746 | 9 | 0.75724
64092 | 8.84 | 1 | 365 | 10.067 | 0.25789 | 10 | 0.32488
64104 | 9.01 | 1 | 365 | 10.2606 | 0.64746 | 10 | 0.90805
64124 | 6.5 | 1 | 365 | 7.4022 | 0.8955 | 8 | 0.2977
28956 | 5262.57 | 0.7 | 365 | 4195.1103 | 0.85273 | 4195 | 0.96303
64546 | 6.76 | 1 | 365 | 7.6983 | 0.49132 | 8 | 0.18961
64552 | 8.32 | 1 | 365 | 9.4748 | 0.066245 | 9 | 0.54106
64553 | 6.76 | 1 | 365 | 7.6983 | 0.49132 | 8 | 0.18961
63252 | 10.07 | 1 | 365 | 11.4677 | 0.076573 | 11 | 0.54429
51073 | 5.565 | 1 | 365 | 6.3374 | 0.75284 | 7 | 0.090265
63987 | 5.6 | 1 | 365 | 6.3773 | 0.83305 | 7 | 0.21033
63528 | 6.3 | 1 | 365 | 7.1744 | 0.43718 | 7 | 0.61162
63300 | 7.54 | 1 | 365 | 8.5866 | 0.27878 | 8 | 0.86534
58944 | 4.76 | 1 | 365 | 5.4207 | 0.90809 | 6 | 0.32878
56965 | 2.86 | 1 | 365 | 3.257 | 0.55402 | 3 | 0.81099
57101 | 6.76 | 1 | 365 | 7.6983 | 0.49132 | 8 | 0.18961
56956 | 15.08 | 1 | 365 | 17.1731 | 0.55757 | 17 | 0.73067
48575 | 3.9 | 1 | 365 | 4.4413 | 0.9373 | 5 | 0.37862
54145 | 7.54 | 1 | 365 | 8.5866 | 0.27878 | 8 | 0.86534
54230 | 9.1 | 1 | 365 | 10.3631 | 0.85371 | 11 | 0.21679
55207 | 2.6 | 1 | 365 | 2.9609 | 0.9582 | 3 | 0.91908
54252 | 11.44 | 1 | 365 | 13.0279 | 0.21609 | 13 | 0.24396
55243 | 12.22 | 1 | 365 | 13.9161 | 0.0035475 | 13 | 0.91968
54130 | 4.94 | 1 | 365 | 5.6257 | 0.32058 | 5 | 0.94626
63565 | 7.28 | 1 | 365 | 8.2905 | 0.68296 | 8 | 0.97343
57085 | 8.32 | 1 | 365 | 9.4748 | 0.066245 | 9 | 0.54106
45272 | 7.905 | 1 | 365 | 9.0022 | 0.11522 | 9 | 0.11744
64177 | 4.5 | 1 | 365 | 5.1246 | 0.31227 | 5 | 0.43687
64205 | 8.82 | 1 | 365 | 10.0442 | 0.21205 | 10 | 0.25627
64850 | 5.83 | 1 | 365 | 6.6392 | 0.36012 | 6 | 0.99933
50668 | 5.1 | 1 | 365 | 5.8079 | 0.68724 | 6 | 0.49512
44930 | 3.6 | 1 | 365 | 4.0997 | 0.24982 | 4 | 0.3495
59416 | 5.035 | 1 | 365 | 5.7339 | 0.53829 | 6 | 0.27214
60577 | 6.625 | 1 | 365 | 7.5446 | 0.18196 | 7 | 0.72651
60631 | 10.6 | 1 | 365 | 12.0713 | 0.29113 | 12 | 0.36241
60761 | 9.01 | 1 | 365 | 10.2606 | 0.64746 | 10 | 0.90805
61350 | 2.65 | 1 | 365 | 3.0178 | 0.072782 | 3 | 0.090602
61133 | 8.4 | 1 | 365 | 9.5659 | 0.24957 | 9 | 0.81549
61137 | 7 | 1 | 365 | 7.9716 | 0.041312 | 8 | 0.012912
61140 | 8.48 | 1 | 365 | 9.657 | 0.4329 | 10 | 0.089928
61142 | 11.2 | 1 | 365 | 12.7546 | 0.6661 | 13 | 0.42066
61159 | 7.84 | 1 | 365 | 8.9282 | 0.96627 | 9 | 0.89446
61164 | 7.28 | 1 | 365 | 8.2905 | 0.68296 | 8 | 0.97343
61286 | 10.6 | 1 | 365 | 12.0713 | 0.29113 | 12 | 0.36241
63011 | 2.28 | 1 | 365 | 2.5965 | 0.22488 | 2 | 0.82135
54514 | 182.865 | 0.9 | 365 | 187.422 | 0.15072 | 187 | 0.57272
54512 | 234.58 | 0.9 | 365 | 240.4257 | 0.81055 | 241 | 0.23629
45440 | 6.36 | 1 | 365 | 7.2428 | 0.57468 | 7 | 0.81745
59191 | 7.155 | 1 | 365 | 8.1481 | 0.39651 | 8 | 0.54463
60960 | 7.155 | 1 | 365 | 8.1481 | 0.39651 | 8 | 0.54463
61207 | 4.94 | 1 | 365 | 5.6257 | 0.32058 | 5 | 0.94626
61214 | 2.08 | 1 | 365 | 2.3687 | 0.76656 | 3 | 0.13527
59883 | 6.96 | 1 | 365 | 7.926 | 0.94965 | 8 | 0.8757
62459 | 13.2 | 1 | 365 | 15.0322 | 0.24933 | 15 | 0.28149
62463 | 8.82 | 1 | 365 | 10.0442 | 0.21205 | 10 | 0.25627
63115 | 9.99 | 1 | 365 | 11.3766 | 0.89324 | 12 | 0.26986
62487 | 12.6 | 1 | 365 | 14.3489 | 0.87436 | 15 | 0.22324
35268 | 217.782 | 1 | 365 | 248.0101 | 0.072716 | 248 | 0.082857
63553 | 6.72 | 1 | 365 | 7.6527 | 0.39966 | 8 | 0.052396
64364 | 7.8 | 1 | 365 | 8.8826 | 0.8746 | 9 | 0.75724
64764 | 4.41 | 1 | 365 | 5.0221 | 0.10603 | 5 | 0.12813
63746 | 32.01 | 0.9 | 365 | 32.8077 | 0.019165 | 32 | 0.82685
63156 | 11.7 | 1 | 365 | 13.324 | 0.81191 | 14 | 0.13587
63769 | 5.035 | 1 | 365 | 5.7339 | 0.53829 | 6 | 0.27214
64410 | 13.52 | 1 | 365 | 15.3966 | 0.98265 | 16 | 0.37922
63920 | 8.415 | 1 | 365 | 9.583 | 0.28395 | 9 | 0.86695
61227 | 4.335 | 1 | 365 | 4.9367 | 0.93416 | 5 | 0.87085
64844 | 6.24 | 1 | 365 | 7.1061 | 0.29968 | 7 | 0.4058
63679 | 9.975 | 1 | 365 | 11.3595 | 0.85887 | 12 | 0.2184
63739 | 24.9 | 1 | 365 | 28.3561 | 0.061238 | 28 | 0.41736
63598 | 2.85 | 1 | 365 | 3.2456 | 0.53111 | 3 | 0.77669
64570 | 11.66 | 1 | 365 | 13.2784 | 0.72024 | 13 | 0.99865
63290 | 5.46 | 1 | 365 | 6.2178 | 0.51222 | 6 | 0.73007
63783 | 11.34 | 1 | 365 | 12.914 | 0.98693 | 13 | 0.90092
63801 | 9.3 | 1 | 365 | 10.5908 | 0.31203 | 10 | 0.90287
28699 | 647.28 | 1 | 365 | 737.1225 | 0.3172 | 737 | 0.43967
63232 | 6.27 | 1 | 365 | 7.1403 | 0.36843 | 7 | 0.50871
49797 | 7.84 | 1 | 365 | 8.9282 | 0.96627 | 9 | 0.89446
62916 | 6.095 | 1 | 365 | 6.941 | 0.9674 | 7 | 0.90839
63215 | 13.26 | 1 | 365 | 15.1005 | 0.38683 | 15 | 0.48732
64405 | 10.4 | 1 | 365 | 11.8435 | 0.83281 | 12 | 0.67633
63374 | 5.04 | 1 | 365 | 5.7396 | 0.54974 | 6 | 0.2893
64381 | 7.2 | 1 | 365 | 8.1994 | 0.49964 | 8 | 0.699
64079 | 12.16 | 1 | 365 | 13.8478 | 0.86605 | 14 | 0.71386
63822 | 5.035 | 1 | 365 | 5.7339 | 0.53829 | 6 | 0.27214
65078 | 8.67 | 1 | 365 | 9.8734 | 0.86831 | 10 | 0.74171
63826 | 11.84 | 1 | 365 | 13.4834 | 0.13273 | 13 | 0.61613
63059 | 13.25 | 1 | 365 | 15.0891 | 0.36391 | 15 | 0.45301
63767 | 4.5 | 1 | 365 | 5.1246 | 0.31227 | 5 | 0.43687
63294 | 4.505 | 1 | 365 | 5.1303 | 0.32373 | 5 | 0.45402
63653 | 6.625 | 1 | 365 | 7.5446 | 0.18196 | 7 | 0.72651
63244 | 17.68 | 1 | 365 | 20.134 | 0.51577 | 20 | 0.64975
62255 | 8.215 | 1 | 365 | 9.3552 | 0.82563 | 10 | 0.18087
63181 | 8.745 | 1 | 365 | 9.9588 | 0.040182 | 9 | 0.99899
63797 | 9.18 | 1 | 365 | 10.4542 | 0.037035 | 10 | 0.49122
63800 | 3.315 | 1 | 365 | 3.7751 | 0.59671 | 4 | 0.37183
63876 | 76.8 | 0.9 | 365 | 78.7139 | 0.3965 | 79 | 0.11035
64005 | 3.64 | 1 | 365 | 4.1452 | 0.34148 | 4 | 0.48671
64013 | 7.95 | 1 | 365 | 9.0535 | 0.21835 | 9 | 0.27181
64045 | 6.89 | 1 | 365 | 7.8463 | 0.78923 | 8 | 0.63557
64140 | 19.765 | 1 | 365 | 22.5084 | 0.29379 | 22 | 0.80217
64218 | 6.375 | 1 | 365 | 7.2599 | 0.60905 | 7 | 0.8689
64219 | 13.25 | 1 | 365 | 15.0891 | 0.36391 | 15 | 0.45301
64221 | 13.515 | 1 | 365 | 15.3909 | 0.97119 | 16 | 0.36207
64228 | 5.1 | 1 | 365 | 5.8079 | 0.68724 | 6 | 0.49512
64230 | 7.395 | 1 | 365 | 8.4214 | 0.9465 | 9 | 0.36793
64233 | 11.44 | 1 | 365 | 13.0279 | 0.21609 | 13 | 0.24396
64877 | 6.3 | 1 | 365 | 7.1744 | 0.43718 | 7 | 0.61162
64878 | 6 | 1 | 365 | 6.8328 | 0.7497 | 7 | 0.5825
64987 | 8 | 1 | 365 | 9.1104 | 0.33293 | 9 | 0.44333
65062 | 12.48 | 1 | 365 | 14.2122 | 0.59937 | 14 | 0.81159
51626 | 71.82 | 0.9 | 365 | 73.6098 | 0.12548 | 73 | 0.73523
63812 | 7.245 | 1 | 365 | 8.2506 | 0.60276 | 8 | 0.85336
64382 | 7.04 | 1 | 365 | 8.0172 | 0.13298 | 8 | 0.15013
63233 | 11.115 | 1 | 365 | 12.6578 | 0.47131 | 13 | 0.12907
63283 | 9 | 1 | 365 | 10.2492 | 0.62454 | 10 | 0.87374
63839 | 24.645 | 1 | 365 | 28.0657 | 0.47688 | 28 | 0.5426
64113 | 5.3 | 1 | 365 | 6.0356 | 0.14556 | 6 | 0.1812
64324 | 9.52 | 1 | 365 | 10.8414 | 0.81618 | 11 | 0.65756
64838 | 2.86 | 1 | 365 | 3.257 | 0.55402 | 3 | 0.81099
63726 | 6.84 | 1 | 365 | 7.7894 | 0.67465 | 8 | 0.46405
59983 | 9.28 | 1 | 365 | 10.5681 | 0.2662 | 10 | 0.83426
26698 | 471.225 | 0.9 | 365 | 482.9679 | 0.88007 | 483 | 0.848
62772 | 12.8 | 1 | 365 | 14.5766 | 0.33268 | 14 | 0.90932
64114 | 9.72 | 1 | 365 | 11.0691 | 0.27451 | 11 | 0.34364
63756 | 6.2 | 1 | 365 | 7.0606 | 0.20802 | 7 | 0.26858
64182 | 12 | 1 | 365 | 13.6656 | 0.49939 | 14 | 0.16499
65132 | 3.72 | 1 | 365 | 4.2363 | 0.52481 | 4 | 0.76115
64029 | 10.5 | 1 | 365 | 11.9574 | 0.061968 | 12 | 0.019368
63856 | 6.24 | 1 | 365 | 7.1061 | 0.29968 | 7 | 0.4058
50571 | 8.16 | 1 | 365 | 9.2926 | 0.69959 | 9 | 0.99219
61660 | 3.71 | 1 | 365 | 4.2249 | 0.5019 | 4 | 0.72684
60660 | 7.695 | 1 | 365 | 8.7631 | 0.63399 | 9 | 0.39705
42343 | 42 | 0.9 | 365 | 43.0466 | 0.62308 | 43 | 0.66972
42142 | 4.688 | 1 | 365 | 5.3387 | 0.7431 | 6 | 0.08179
63200 | 5.355 | 1 | 365 | 6.0983 | 0.2716 | 6 | 0.36988
63784 | 7.56 | 1 | 365 | 8.6093 | 0.32462 | 8 | 0.93394
58587 | 2 | 1 | 365 | 2.2776 | 0.58323 | 2 | 0.86083
63285 | 6.375 | 1 | 365 | 7.2599 | 0.60905 | 7 | 0.8689
63287 | 5.1 | 1 | 365 | 5.8079 | 0.68724 | 6 | 0.49512
63588 | 7.5 | 1 | 365 | 8.541 | 0.18712 | 8 | 0.72812
63717 | 11.22 | 1 | 365 | 12.7773 | 0.71193 | 13 | 0.48927
63718 | 6 | 1 | 365 | 6.8328 | 0.7497 | 7 | 0.5825
64978 | 8.7 | 1 | 365 | 9.9076 | 0.93706 | 10 | 0.84462
63533 | 5.83 | 1 | 365 | 6.6392 | 0.36012 | 6 | 0.99933
64343 | 10.35 | 1 | 365 | 11.7866 | 0.71823 | 12 | 0.50481
64652 | 4.5 | 1 | 365 | 5.1246 | 0.31227 | 5 | 0.43687
64726 | 6 | 1 | 365 | 6.8328 | 0.7497 | 7 | 0.5825
64736 | 10.26 | 1 | 365 | 11.6841 | 0.51198 | 12 | 0.19607
64738 | 8.4 | 1 | 365 | 9.5659 | 0.24957 | 9 | 0.81549
64486 | 4.125 | 1 | 365 | 4.6975 | 0.45292 | 5 | 0.15047
64754 | 2.88 | 1 | 365 | 3.2797 | 0.59985 | 3 | 0.8796
50907 | 7.848 | 1 | 365 | 8.9373 | 0.9846 | 9 | 0.9219
61217 | 9.54 | 1 | 365 | 10.8642 | 0.86202 | 11 | 0.72617
61253 | 8.68 | 1 | 365 | 9.8848 | 0.89123 | 10 | 0.77601
62366 | 3.12 | 1 | 365 | 3.5531 | 0.14984 | 3 | 0.7029
65054 | 4.77 | 1 | 365 | 5.4321 | 0.93101 | 6 | 0.36308
65057 | 4.24 | 1 | 365 | 4.8285 | 0.71645 | 5 | 0.54496
65061 | 4.24 | 1 | 365 | 4.8285 | 0.71645 | 5 | 0.54496
65063 | 5.04 | 1 | 365 | 5.7396 | 0.54974 | 6 | 0.2893
65065 | 16.96 | 1 | 365 | 19.314 | 0.86581 | 20 | 0.17986
65070 | 10 | 1 | 365 | 11.388 | 0.91616 | 12 | 0.30416
65222 | 7.875 | 1 | 365 | 8.968 | 0.046476 | 9 | 0.014526
65409 | 6.625 | 1 | 365 | 7.5446 | 0.18196 | 7 | 0.72651
65439 | 4.77 | 1 | 365 | 5.4321 | 0.93101 | 6 | 0.36308
65445 | 5.035 | 1 | 365 | 5.7339 | 0.53829 | 6 | 0.27214
65466 | 11.13 | 1 | 365 | 12.6748 | 0.50569 | 13 | 0.18053
65473 | 6.3 | 1 | 365 | 7.1744 | 0.43718 | 7 | 0.61162
65477 | 2.915 | 1 | 365 | 3.3196 | 0.68006 | 3 | 0.99966
65482 | 4.77 | 1 | 365 | 5.4321 | 0.93101 | 6 | 0.36308
65485 | 13.25 | 1 | 365 | 15.0891 | 0.36391 | 15 | 0.45301
65487 | 6.36 | 1 | 365 | 7.2428 | 0.57468 | 7 | 0.81745
65490 | 9.36 | 1 | 365 | 10.6592 | 0.44953 | 11 | 0.10869
65494 | 8.502 | 1 | 365 | 9.6821 | 0.48332 | 10 | 0.1654
65495 | 9.45 | 1 | 365 | 10.7617 | 0.65577 | 11 | 0.41743
65504 | 5.035 | 1 | 365 | 5.7339 | 0.53829 | 6 | 0.27214
65509 | 5.83 | 1 | 365 | 6.6392 | 0.36012 | 6 | 0.99933
65512 | 6.095 | 1 | 365 | 6.941 | 0.9674 | 7 | 0.90839
65516 | 6.36 | 1 | 365 | 7.2428 | 0.57468 | 7 | 0.81745
65527 | 3.975 | 1 | 365 | 4.5267 | 0.10917 | 4 | 0.6359
65530 | 6.3 | 1 | 365 | 7.1744 | 0.43718 | 7 | 0.61162
65532 | 10.07 | 1 | 365 | 11.4677 | 0.076573 | 11 | 0.54429
65534 | 5.035 | 1 | 365 | 5.7339 | 0.53829 | 6 | 0.27214
65544 | 4.24 | 1 | 365 | 4.8285 | 0.71645 | 5 | 0.54496
65549 | 2.915 | 1 | 365 | 3.3196 | 0.68006 | 3 | 0.99966
65551 | 11.395 | 1 | 365 | 12.9766 | 0.11296 | 13 | 0.08959
65553 | 8.745 | 1 | 365 | 9.9588 | 0.040182 | 9 | 0.99899
65555 | 13.25 | 1 | 365 | 15.0891 | 0.36391 | 15 | 0.45301
65561 | 4.77 | 1 | 365 | 5.4321 | 0.93101 | 6 | 0.36308
65562 | 8.97 | 1 | 365 | 10.215 | 0.5558 | 10 | 0.77083
65563 | 6.89 | 1 | 365 | 7.8463 | 0.78923 | 8 | 0.63557
65564 | 4.505 | 1 | 365 | 5.1303 | 0.32373 | 5 | 0.45402
65567 | 18.27 | 1 | 365 | 20.8059 | 0.86782 | 21 | 0.6737
65575 | 4.32 | 1 | 365 | 4.9196 | 0.89978 | 5 | 0.8194
65580 | 4.5 | 1 | 365 | 5.1246 | 0.31227 | 5 | 0.43687
65593 | 9.36 | 1 | 365 | 10.6592 | 0.44953 | 11 | 0.10869
65597 | 8.505 | 1 | 365 | 9.6855 | 0.49019 | 10 | 0.17569
65598 | 7.04 | 1 | 365 | 8.0172 | 0.13298 | 8 | 0.15013
65600 | 8.4 | 1 | 365 | 9.5659 | 0.24957 | 9 | 0.81549
44972 | 24.852 | 1 | 365 | 28.3015 | 0.95124 | 29 | 0.2527
65582 | 5.355 | 1 | 365 | 6.0983 | 0.2716 | 6 | 0.36988
65584 | 6.885 | 1 | 365 | 7.8406 | 0.77778 | 8 | 0.61841
49425 | 14.715 | 1 | 365 | 16.7574 | 0.72113 | 17 | 0.47857
64154 | 7.95 | 1 | 365 | 9.0535 | 0.21835 | 9 | 0.27181
65623 | 7.42 | 1 | 365 | 8.4499 | 0.0037907 | 8 | 0.45369
64163 | 4.77 | 1 | 365 | 5.4321 | 0.93101 | 6 | 0.36308
65626 | 5.7 | 1 | 365 | 6.4912 | 0.062211 | 6 | 0.55337
64158 | 8.48 | 1 | 365 | 9.657 | 0.4329 | 10 | 0.089928
65643 | 11.4 | 1 | 365 | 12.9823 | 0.12442 | 13 | 0.10674
64082 | 4.5 | 1 | 365 | 5.1246 | 0.31227 | 5 | 0.43687
63093 | 7.56 | 1 | 365 | 8.6093 | 0.32462 | 8 | 0.93394
65655 | 3.9 | 1 | 365 | 4.4413 | 0.9373 | 5 | 0.37862
64733 | 13.2 | 1 | 365 | 15.0322 | 0.24933 | 15 | 0.28149
65661 | 6.555 | 1 | 365 | 7.4648 | 0.021543 | 7 | 0.48638
65663 | 5.2 | 1 | 365 | 5.9218 | 0.9164 | 6 | 0.83816
62619 | 7.56 | 1 | 365 | 8.6093 | 0.32462 | 8 | 0.93394
65664 | 4.845 | 1 | 365 | 5.5175 | 0.10288 | 5 | 0.62037
64447 | 6.3 | 1 | 365 | 7.1744 | 0.43718 | 7 | 0.61162
65666 | 11.4 | 1 | 365 | 12.9823 | 0.12442 | 13 | 0.10674
59963 | 12.48 | 1 | 365 | 14.2122 | 0.59937 | 14 | 0.81159
65668 | 8.7 | 1 | 365 | 9.9076 | 0.93706 | 10 | 0.84462
63092 | 13.545 | 1 | 365 | 15.425 | 0.039939 | 15 | 0.46498
65669 | 12.18 | 1 | 365 | 13.8706 | 0.91188 | 14 | 0.78247
65671 | 8.745 | 1 | 365 | 9.9588 | 0.040182 | 9 | 0.99899
62185 | 6.4 | 1 | 365 | 7.2883 | 0.66634 | 7 | 0.95466
65674 | 5.46 | 1 | 365 | 6.2178 | 0.51222 | 6 | 0.73007
65675 | 24.48 | 1 | 365 | 27.8778 | 0.09876 | 27 | 0.97658
36151 | 14.96 | 1 | 365 | 17.0364 | 0.28258 | 17 | 0.31902
65676 | 2.85 | 1 | 365 | 3.2456 | 0.53111 | 3 | 0.77669
63722 | 9.24 | 1 | 365 | 10.5225 | 0.17453 | 10 | 0.69704
65677 | 6.96 | 1 | 365 | 7.926 | 0.94965 | 8 | 0.8757
63720 | 12.18 | 1 | 365 | 13.8706 | 0.91188 | 14 | 0.78247
65678 | 7.02 | 1 | 365 | 7.9944 | 0.087144 | 8 | 0.08152
65681 | 7.68 | 1 | 365 | 8.746 | 0.59961 | 9 | 0.34559
64458 | 6 | 1 | 365 | 6.8328 | 0.7497 | 7 | 0.5825
65685 | 5.72 | 1 | 365 | 6.5139 | 0.10804 | 6 | 0.62198
65687 | 12.9 | 1 | 365 | 14.6905 | 0.56185 | 15 | 0.25237
64467 | 24.852 | 1 | 365 | 28.3015 | 0.95124 | 29 | 0.2527
65688 | 7.194 | 1 | 365 | 8.1925 | 0.48589 | 8 | 0.67841
65690 | 18.285 | 1 | 365 | 20.823 | 0.9022 | 21 | 0.72516
65313 | 13.5 | 1 | 365 | 15.3738 | 0.93682 | 16 | 0.31062
64326 | 7.74 | 1 | 365 | 8.8143 | 0.73711 | 9 | 0.55142
65694 | 7.245 | 1 | 365 | 8.2506 | 0.60276 | 8 | 0.85336
65700 | 6.89 | 1 | 365 | 7.8463 | 0.78923 | 8 | 0.63557
62072 | 6.625 | 1 | 365 | 7.5446 | 0.18196 | 7 | 0.72651
56950 | 14.88 | 1 | 365 | 16.9453 | 0.099246 | 17 | 0.04459
65707 | 7.2 | 1 | 365 | 8.1994 | 0.49964 | 8 | 0.699
63254 | 5.83 | 1 | 365 | 6.6392 | 0.36012 | 6 | 0.99933
65716 | 10.14 | 1 | 365 | 11.5474 | 0.23699 | 11 | 0.78442
64146 | 5.46 | 1 | 365 | 6.2178 | 0.51222 | 6 | 0.73007
65717 | 7.41 | 1 | 365 | 8.4385 | 0.98087 | 9 | 0.41938
64629 | 2.915 | 1 | 365 | 3.3196 | 0.68006 | 3 | 0.99966
62442 | 7.54 | 1 | 365 | 8.5866 | 0.27878 | 8 | 0.86534
65720 | 10.4 | 1 | 365 | 11.8435 | 0.83281 | 12 | 0.67633
64946 | 4.93 | 1 | 365 | 5.6143 | 0.29767 | 5 | 0.91195
65722 | 10.66 | 1 | 365 | 12.1396 | 0.42863 | 12 | 0.56823
35617 | 37.485 | 0.9 | 365 | 38.4191 | 0.3111 | 38 | 0.73023
65725 | 6.5 | 1 | 365 | 7.4022 | 0.8955 | 8 | 0.2977
65726 | 11.34 | 1 | 365 | 12.914 | 0.98693 | 13 | 0.90092
65728 | 13.26 | 1 | 365 | 15.1005 | 0.38683 | 15 | 0.48732
65729 | 13 | 1 | 365 | 14.8044 | 0.79101 | 15 | 0.59541
65744 | 8.12 | 1 | 365 | 9.2471 | 0.60792 | 9 | 0.85498
63056 | 2.8 | 1 | 365 | 3.1886 | 0.41652 | 3 | 0.60516
64421 | 4.2 | 1 | 365 | 4.783 | 0.62479 | 5 | 0.40775
65013 | 7.65 | 1 | 365 | 8.7118 | 0.53086 | 9 | 0.24268
65067 | 9.8 | 1 | 365 | 11.1602 | 0.45784 | 11 | 0.61808
63937 | 4.845 | 1 | 365 | 5.5175 | 0.10288 | 5 | 0.62037
65746 | 12.74 | 1 | 365 | 14.5083 | 0.19519 | 14 | 0.7035
63208 | 3.6 | 1 | 365 | 4.0997 | 0.24982 | 4 | 0.3495
65747 | 5.72 | 1 | 365 | 6.5139 | 0.10804 | 6 | 0.62198
63799 | 4.8 | 1 | 365 | 5.4662 | 0.99976 | 6 | 0.466
65748 | 4.93 | 1 | 365 | 5.6143 | 0.29767 | 5 | 0.91195
50068 | 3.6 | 1 | 365 | 4.0997 | 0.24982 | 4 | 0.3495
65749 | 3.705 | 1 | 365 | 4.2193 | 0.49044 | 4 | 0.70969
64299 | 6 | 1 | 365 | 6.8328 | 0.7497 | 7 | 0.5825
65750 | 7.28 | 1 | 365 | 8.2905 | 0.68296 | 8 | 0.97343
64477 | 8.4 | 1 | 365 | 9.5659 | 0.24957 | 9 | 0.81549
65751 | 4.275 | 1 | 365 | 4.8684 | 0.79666 | 5 | 0.66503
64482 | 5.1 | 1 | 365 | 5.8079 | 0.68724 | 6 | 0.49512
65752 | 6.36 | 1 | 365 | 7.2428 | 0.57468 | 7 | 0.81745
64041 | 8.48 | 1 | 365 | 9.657 | 0.4329 | 10 | 0.089928
65753 | 4.56 | 1 | 365 | 5.1929 | 0.44977 | 5 | 0.6427
60516 | 11.1 | 1 | 365 | 12.6407 | 0.43694 | 13 | 0.077618
65754 | 6.84 | 1 | 365 | 7.7894 | 0.67465 | 8 | 0.46405
65755 | 6.48 | 1 | 365 | 7.3794 | 0.84967 | 8 | 0.2291
65757 | 6.24 | 1 | 365 | 7.1061 | 0.29968 | 7 | 0.4058
65758 | 4.68 | 1 | 365 | 5.3296 | 0.72476 | 6 | 0.054347
65759 | 13.395 | 1 | 365 | 15.2542 | 0.6962 | 15 | 0.95042
65760 | 9.36 | 1 | 365 | 10.6592 | 0.44953 | 11 | 0.10869
65761 | 7.42 | 1 | 365 | 8.4499 | 0.0037907 | 8 | 0.45369
65763 | 5.98 | 1 | 365 | 6.81 | 0.70386 | 7 | 0.51389
65764 | 3.9 | 1 | 365 | 4.4413 | 0.9373 | 5 | 0.37862
65765 | 3.48 | 1 | 365 | 3.963 | 0.97482 | 4 | 0.93785
65766 | 6.67 | 1 | 365 | 7.5958 | 0.28508 | 7 | 0.88087
65767 | 4.68 | 1 | 365 | 5.3296 | 0.72476 | 6 | 0.054347
65771 | 10.26 | 1 | 365 | 11.6841 | 0.51198 | 12 | 0.19607
65772 | 3.705 | 1 | 365 | 4.2193 | 0.49044 | 4 | 0.70969
65773 | 5.035 | 1 | 365 | 5.7339 | 0.53829 | 6 | 0.27214
65775 | 7.41 | 1 | 365 | 8.4385 | 0.98087 | 9 | 0.41938
65776 | 10.07 | 1 | 365 | 11.4677 | 0.076573 | 11 | 0.54429
65778 | 13.515 | 1 | 365 | 15.3909 | 0.97119 | 16 | 0.36207
65779 | 2.28 | 1 | 365 | 2.5965 | 0.22488 | 2 | 0.82135
65780 | 5.415 | 1 | 365 | 6.1666 | 0.4091 | 6 | 0.5757
65781 | 11.115 | 1 | 365 | 12.6578 | 0.47131 | 13 | 0.12907
65782 | 5.98 | 1 | 365 | 6.81 | 0.70386 | 7 | 0.51389
65784 | 5.46 | 1 | 365 | 6.2178 | 0.51222 | 6 | 0.73007
65786 | 8.41 | 1 | 365 | 9.5773 | 0.27249 | 9 | 0.8498
65787 | 7.95 | 1 | 365 | 9.0535 | 0.21835 | 9 | 0.27181
65788 | 6.09 | 1 | 365 | 6.9353 | 0.95594 | 7 | 0.89123
65802 | 6 | 1 | 365 | 6.8328 | 0.7497 | 7 | 0.5825
65804 | 8.4 | 1 | 365 | 9.5659 | 0.24957 | 9 | 0.81549
65805 | 5.36 | 1 | 365 | 6.104 | 0.28306 | 6 | 0.38703
65807 | 9.81 | 1 | 365 | 11.1716 | 0.48075 | 11 | 0.65238
65809 | 6.9 | 1 | 365 | 7.8577 | 0.81215 | 8 | 0.66987
65817 | 11.66 | 1 | 365 | 13.2784 | 0.72024 | 13 | 0.99865
65818 | 7.28 | 1 | 365 | 8.2905 | 0.68296 | 8 | 0.97343
65820 | 12.75 | 1 | 365 | 14.5197 | 0.2181 | 14 | 0.7378
65821 | 10.395 | 1 | 365 | 11.8378 | 0.82135 | 12 | 0.65917
65824 | 3.36 | 1 | 365 | 3.8264 | 0.69983 | 4 | 0.5262
65827 | 10.14 | 1 | 365 | 11.5474 | 0.23699 | 11 | 0.78442
65828 | 11.4 | 1 | 365 | 12.9823 | 0.12442 | 13 | 0.10674
65829 | 5.4 | 1 | 365 | 6.1495 | 0.37473 | 6 | 0.52425
65838 | 6.38 | 1 | 365 | 7.2655 | 0.62051 | 7 | 0.88605
65841 | 8.06 | 1 | 365 | 9.1787 | 0.47042 | 9 | 0.64915
65843 | 5.83 | 1 | 365 | 6.6392 | 0.36012 | 6 | 0.99933
65844 | 8.12 | 1 | 365 | 9.2471 | 0.60792 | 9 | 0.85498
65846 | 6.5 | 1 | 365 | 7.4022 | 0.8955 | 8 | 0.2977
65847 | 7.695 | 1 | 365 | 8.7631 | 0.63399 | 9 | 0.39705
65848 | 6.48 | 1 | 365 | 7.3794 | 0.84967 | 8 | 0.2291
65849 | 2.65 | 1 | 365 | 3.0178 | 0.072782 | 3 | 0.090602
65851 | 8.48 | 1 | 365 | 9.657 | 0.4329 | 10 | 0.089928
65853 | 9 | 1 | 365 | 10.2492 | 0.62454 | 10 | 0.87374
65855 | 12.4 | 1 | 365 | 14.1211 | 0.41604 | 14 | 0.53716
65856 | 5.83 | 1 | 365 | 6.6392 | 0.36012 | 6 | 0.99933
65857 | 21.6 | 1 | 365 | 24.5981 | 0.49891 | 25 | 0.096986
65859 | 7.8 | 1 | 365 | 8.8826 | 0.8746 | 9 | 0.75724
65862 | 12.19 | 1 | 365 | 13.882 | 0.9348 | 14 | 0.81677
65864 | 6.36 | 1 | 365 | 7.2428 | 0.57468 | 7 | 0.81745
65866 | 3.6 | 1 | 365 | 4.0997 | 0.24982 | 4 | 0.3495
65869 | 10.24 | 1 | 365 | 11.6613 | 0.46615 | 12 | 0.12746
65875 | 8.37 | 1 | 365 | 9.5318 | 0.18083 | 9 | 0.71258
65880 | 9.6 | 1 | 365 | 10.9325 | 0.99951 | 11 | 0.93199
65881 | 8.84 | 1 | 365 | 10.067 | 0.25789 | 10 | 0.32488
65882 | 4.8 | 1 | 365 | 5.4662 | 0.99976 | 6 | 0.466
65887 | 8.1 | 1 | 365 | 9.2243 | 0.56209 | 9 | 0.78637
65892 | 9 | 1 | 365 | 10.2492 | 0.62454 | 10 | 0.87374
65906 | 5.44 | 1 | 365 | 6.1951 | 0.46639 | 6 | 0.66146
65952 | 2.12 | 1 | 365 | 2.4143 | 0.85823 | 3 | 0.27248
65955 | 3.71 | 1 | 365 | 4.2249 | 0.5019 | 4 | 0.72684
65975 | 9.36 | 1 | 365 | 10.6592 | 0.44953 | 11 | 0.10869
65976 | 9.54 | 1 | 365 | 10.8642 | 0.86202 | 11 | 0.72617
65977 | 8.1 | 1 | 365 | 9.2243 | 0.56209 | 9 | 0.78637
65980 | 10.8 | 1 | 365 | 12.299 | 0.74945 | 13 | 0.048493
65981 | 7.65 | 1 | 365 | 8.7118 | 0.53086 | 9 | 0.24268
65985 | 4.94 | 1 | 365 | 5.6257 | 0.32058 | 5 | 0.94626
65987 | 3.99 | 1 | 365 | 4.5438 | 0.14355 | 4 | 0.68736
65994 | 5.985 | 1 | 365 | 6.8157 | 0.71532 | 7 | 0.53104
66024 | 7.8 | 1 | 365 | 8.8826 | 0.8746 | 9 | 0.75724
66059 | 10.865 | 1 | 365 | 12.3731 | 0.89841 | 13 | 0.27147
66076 | 5.1 | 1 | 365 | 5.8079 | 0.68724 | 6 | 0.49512
66120 | 18.9 | 1 | 365 | 21.5233 | 0.31154 | 21 | 0.83486
66121 | 7.155 | 1 | 365 | 8.1481 | 0.39651 | 8 | 0.54463
66125 | 9.69 | 1 | 365 | 11.035 | 0.20576 | 11 | 0.24073
66129 | 6.89 | 1 | 365 | 7.8463 | 0.78923 | 8 | 0.63557
66133 | 3.975 | 1 | 365 | 4.5267 | 0.10917 | 4 | 0.6359
66140 | 9.01 | 1 | 365 | 10.2606 | 0.64746 | 10 | 0.90805
66156 | 4.24 | 1 | 365 | 4.8285 | 0.71645 | 5 | 0.54496
66161 | 5.565 | 1 | 365 | 6.3374 | 0.75284 | 7 | 0.090265
66163 | 8.215 | 1 | 365 | 9.3552 | 0.82563 | 10 | 0.18087
66182 | 6.095 | 1 | 365 | 6.941 | 0.9674 | 7 | 0.90839
66188 | 3.12 | 1 | 365 | 3.5531 | 0.14984 | 3 | 0.7029
66232 | 4.8 | 1 | 365 | 5.4662 | 0.99976 | 6 | 0.466
66233 | 9 | 1 | 365 | 10.2492 | 0.62454 | 10 | 0.87374
66235 | 5.4 | 1 | 365 | 6.1495 | 0.37473 | 6 | 0.52425
66237 | 9.6 | 1 | 365 | 10.9325 | 0.99951 | 11 | 0.93199
66240 | 4.2 | 1 | 365 | 4.783 | 0.62479 | 5 | 0.40775
66247 | 5.2 | 1 | 365 | 5.9218 | 0.9164 | 6 | 0.83816
66254 | 3.6 | 1 | 365 | 4.0997 | 0.24982 | 4 | 0.3495
66258 | 7.8 | 1 | 365 | 8.8826 | 0.8746 | 9 | 0.75724
66259 | 5.4 | 1 | 365 | 6.1495 | 0.37473 | 6 | 0.52425
66260 | 10.965 | 1 | 365 | 12.4869 | 0.12757 | 12 | 0.61451
66261 | 6.6 | 1 | 365 | 7.5161 | 0.12467 | 7 | 0.64075
66262 | 8.4 | 1 | 365 | 9.5659 | 0.24957 | 9 | 0.81549
66263 | 7.5 | 1 | 365 | 8.541 | 0.18712 | 8 | 0.72812
66265 | 7.5 | 1 | 365 | 8.541 | 0.18712 | 8 | 0.72812
66270 | 4.14 | 1 | 365 | 4.7146 | 0.48729 | 5 | 0.20192
66284 | 8.4 | 1 | 365 | 9.5659 | 0.24957 | 9 | 0.81549
66286 | 5.7 | 1 | 365 | 6.4912 | 0.062211 | 6 | 0.55337
66292 | 6.27 | 1 | 365 | 7.1403 | 0.36843 | 7 | 0.50871
66293 | 6.76 | 1 | 365 | 7.6983 | 0.49132 | 8 | 0.18961
66295 | 9 | 1 | 365 | 10.2492 | 0.62454 | 10 | 0.87374
66297 | 8.215 | 1 | 365 | 9.3552 | 0.82563 | 10 | 0.18087
66396 | 8.4 | 1 | 365 | 9.5659 | 0.24957 | 9 | 0.81549
66411 | 17.1 | 1 | 365 | 19.4735 | 0.18663 | 19 | 0.66011
66425 | 12.16 | 1 | 365 | 13.8478 | 0.86605 | 14 | 0.71386
66437 | 7.625 | 1 | 365 | 8.6834 | 0.47357 | 9 | 0.15692
66442 | 11.895 | 1 | 365 | 13.546 | 0.25877 | 13 | 0.8048
66502 | 8.175 | 1 | 365 | 9.3097 | 0.73396 | 10 | 0.043651
66513 | 3.2 | 1 | 365 | 3.6442 | 0.33317 | 3 | 0.97733
66526 | 5.94 | 1 | 365 | 6.7645 | 0.6122 | 7 | 0.37667
66529 | 6.5 | 1 | 365 | 7.4022 | 0.8955 | 8 | 0.2977
66530 | 10.4 | 1 | 365 | 11.8435 | 0.83281 | 12 | 0.67633
66531 | 5.3 | 1 | 365 | 6.0356 | 0.14556 | 6 | 0.1812
66532 | 12.6 | 1 | 365 | 14.3489 | 0.87436 | 15 | 0.22324
66534 | 7.245 | 1 | 365 | 8.2506 | 0.60276 | 8 | 0.85336
66535 | 4.5 | 1 | 365 | 5.1246 | 0.31227 | 5 | 0.43687
66537 | 18.639 | 1 | 365 | 21.2261 | 0.71343 | 21 | 0.93952
66539 | 6.3 | 1 | 365 | 7.1744 | 0.43718 | 7 | 0.61162
66543 | 5.1 | 1 | 365 | 5.8079 | 0.68724 | 6 | 0.49512
66547 | 2.4 | 1 | 365 | 2.7331 | 0.49988 | 3 | 0.233
66558 | 13.5 | 1 | 365 | 15.3738 | 0.93682 | 16 | 0.31062
66563 | 22.12 | 1 | 365 | 25.1903 | 0.69055 | 25 | 0.8808
66564 | 12.4 | 1 | 365 | 14.1211 | 0.41604 | 14 | 0.53716
66566 | 2.943 | 1 | 365 | 3.3515 | 0.74423 | 4 | 0.095714
66567 | 10.07 | 1 | 365 | 11.4677 | 0.076573 | 11 | 0.54429
66568 | 8.8 | 1 | 365 | 10.0214 | 0.16622 | 10 | 0.18766
66569 | 7.685 | 1 | 365 | 8.7517 | 0.61107 | 9 | 0.36275
66572 | 6.3 | 1 | 365 | 7.1744 | 0.43718 | 7 | 0.61162
66573 | 10.62 | 1 | 365 | 12.0941 | 0.33696 | 12 | 0.43102
66597 | 11.772 | 1 | 365 | 13.406 | 0.9769 | 14 | 0.38286
66600 | 7.04 | 1 | 365 | 8.0172 | 0.13298 | 8 | 0.15013
66601 | 5.83 | 1 | 365 | 6.6392 | 0.36012 | 6 | 0.99933
66602 | 9 | 1 | 365 | 10.2492 | 0.62454 | 10 | 0.87374
66603 | 9.28 | 1 | 365 | 10.5681 | 0.2662 | 10 | 0.83426
60760 | 2.5 | 1 | 365 | 2.847 | 0.72904 | 3 | 0.57604
60191 | 9.975 | 1 | 365 | 11.3595 | 0.85887 | 12 | 0.2184
34355 | 28.449 | 0.9 | 365 | 29.1579 | 0.67477 | 29 | 0.83271
63334 | 32.76 | 0.9 | 365 | 33.5764 | 0.56601 | 34 | 0.14239
63048 | 98.1 | 1 | 365 | 111.7163 | 0.80753 | 112 | 0.52381
36652 | 200.52 | 0.9 | 365 | 205.517 | 0.56336 | 206 | 0.080315
7472 | 506.835 | 0.9 | 365 | 519.4653 | 0.32408 | 519 | 0.7894
7478 | 449.82 | 0.9 | 365 | 461.0295 | 0.73324 | 461 | 0.76275
7477 | 404.43 | 0.9 | 365 | 414.5084 | 0.11843 | 414 | 0.62683
35049 | 64 | 0.9 | 365 | 65.5949 | 0.99708 | 66 | 0.59196
42344 | 9 | 1 | 365 | 10.2492 | 0.62454 | 10 | 0.87374
45068 | 9 | 1 | 365 | 10.2492 | 0.62454 | 10 | 0.87374
47942 | 7.8 | 1 | 365 | 8.8826 | 0.8746 | 9 | 0.75724
49160 | 4.505 | 1 | 365 | 5.1303 | 0.32373 | 5 | 0.45402
49733 | 7.56 | 1 | 365 | 8.6093 | 0.32462 | 8 | 0.93394
50983 | 11.4 | 1 | 365 | 12.9823 | 0.12442 | 13 | 0.10674
51041 | 12.825 | 1 | 365 | 14.6051 | 0.38998 | 14 | 0.99509
51538 | 13.26 | 1 | 365 | 15.1005 | 0.38683 | 15 | 0.48732
62927 | 9.483 | 1 | 365 | 10.7992 | 0.73139 | 11 | 0.53063
63195 | 7.15 | 1 | 365 | 8.1424 | 0.38505 | 8 | 0.52747
64799 | 8.7 | 1 | 365 | 9.9076 | 0.93706 | 10 | 0.84462
65025 | 6.75 | 1 | 365 | 7.6869 | 0.46841 | 8 | 0.15531
65093 | 8.215 | 1 | 365 | 9.3552 | 0.82563 | 10 | 0.18087
65380 | 5.4 | 1 | 365 | 6.1495 | 0.37473 | 6 | 0.52425
65392 | 7.2 | 1 | 365 | 8.1994 | 0.49964 | 8 | 0.699
65393 | 7.5 | 1 | 365 | 8.541 | 0.18712 | 8 | 0.72812
65397 | 6.615 | 1 | 365 | 7.5332 | 0.15904 | 7 | 0.6922
65403 | 16.32 | 1 | 365 | 18.5852 | 0.39917 | 18 | 0.98439
65417 | 8.829 | 1 | 365 | 10.0545 | 0.23268 | 10 | 0.28714
65428 | 7.8 | 1 | 365 | 8.8826 | 0.8746 | 9 | 0.75724
65429 | 7.2 | 1 | 365 | 8.1994 | 0.49964 | 8 | 0.699
65431 | 3.42 | 1 | 365 | 3.8947 | 0.83733 | 4 | 0.73202
65435 | 4.24 | 1 | 365 | 4.8285 | 0.71645 | 5 | 0.54496
65454 | 9.6 | 1 | 365 | 10.9325 | 0.99951 | 11 | 0.93199
65459 | 22.8 | 1 | 365 | 25.9646 | 0.24884 | 26 | 0.21348
65461 | 5.7 | 1 | 365 | 6.4912 | 0.062211 | 6 | 0.55337
65463 | 3.71 | 1 | 365 | 4.2249 | 0.5019 | 4 | 0.72684
65503 | 5.3 | 1 | 365 | 6.0356 | 0.14556 | 6 | 0.1812
65506 | 10.2 | 1 | 365 | 11.6158 | 0.37448 | 11 | 0.99024
65513 | 6.5 | 1 | 365 | 7.4022 | 0.8955 | 8 | 0.2977
65517 | 2.65 | 1 | 365 | 3.0178 | 0.072782 | 3 | 0.090602
65522 | 7.2 | 1 | 365 | 8.1994 | 0.49964 | 8 | 0.699
65537 | 5.3 | 1 | 365 | 6.0356 | 0.14556 | 6 | 0.1812
65548 | 5.4 | 1 | 365 | 6.1495 | 0.37473 | 6 | 0.52425
65769 | 7.83 | 1 | 365 | 8.9168 | 0.94335 | 9 | 0.86016
60563 | 6.76 | 1 | 365 | 7.6983 | 0.49132 | 8 | 0.18961
60735 | 8.32 | 1 | 365 | 9.4748 | 0.066245 | 9 | 0.54106
60881 | 10.66 | 1 | 365 | 12.1396 | 0.42863 | 12 | 0.56823
60932 | 5.83 | 1 | 365 | 6.6392 | 0.36012 | 6 | 0.99933
61479 | 3.315 | 1 | 365 | 3.7751 | 0.59671 | 4 | 0.37183
66606 | 6.48 | 1 | 365 | 7.3794 | 0.84967 | 8 | 0.2291
66609 | 11.04 | 1 | 365 | 12.5724 | 0.29944 | 12 | 0.87179
66636 | 7.8 | 1 | 365 | 8.8826 | 0.8746 | 9 | 0.75724
65200 | 8.7 | 1 | 365 | 9.9076 | 0.93706 | 10 | 0.84462
66656 | 12.42 | 1 | 365 | 14.1439 | 0.46187 | 14 | 0.60577
66664 | 7.194 | 1 | 365 | 8.1925 | 0.48589 | 8 | 0.67841
66666 | 12.4 | 1 | 365 | 14.1211 | 0.41604 | 14 | 0.53716
66667 | 8.7 | 1 | 365 | 9.9076 | 0.93706 | 10 | 0.84462
66671 | 6 | 1 | 365 | 6.8328 | 0.7497 | 7 | 0.5825
43856 | 8.4 | 1 | 365 | 9.5659 | 0.24957 | 9 | 0.81549
65916 | 6.44 | 1 | 365 | 7.3339 | 0.75801 | 8 | 0.091879
65917 | 11.2 | 1 | 365 | 12.7546 | 0.6661 | 13 | 0.42066
66257 | 7.2 | 1 | 365 | 8.1994 | 0.49964 | 8 | 0.699
61543 | 4.5 | 1 | 365 | 5.1246 | 0.31227 | 5 | 0.43687
59608 | 24.91 | 1 | 365 | 28.3675 | 0.084155 | 28 | 0.45166
61549 | 20.4 | 1 | 365 | 23.2315 | 0.74897 | 23 | 0.98049
64334 | 10.8 | 1 | 365 | 12.299 | 0.74945 | 13 | 0.048493
66271 | 2.16 | 1 | 365 | 2.4598 | 0.94989 | 3 | 0.4097
66698 | 10.35 | 1 | 365 | 11.7866 | 0.71823 | 12 | 0.50481
66716 | 7.2 | 1 | 365 | 8.1994 | 0.49964 | 8 | 0.699
64503 | 3.975 | 1 | 365 | 4.5267 | 0.10917 | 4 | 0.6359
63420 | 3.64 | 1 | 365 | 4.1452 | 0.34148 | 4 | 0.48671
63858 | 4.77 | 1 | 365 | 5.4321 | 0.93101 | 6 | 0.36308
48228 | 7.56 | 1 | 365 | 8.6093 | 0.32462 | 8 | 0.93394
62197 | 6.93 | 1 | 365 | 7.8919 | 0.8809 | 8 | 0.77278
63869 | 6.213 | 1 | 365 | 7.0754 | 0.23781 | 7 | 0.31317
64119 | 5.355 | 1 | 365 | 6.0983 | 0.2716 | 6 | 0.36988
64683 | 9.6 | 1 | 365 | 10.9325 | 0.99951 | 11 | 0.93199
65293 | 12.06 | 1 | 365 | 13.7339 | 0.63689 | 14 | 0.37082
63573 | 10.8 | 1 | 365 | 12.299 | 0.74945 | 13 | 0.048493
36543 | 988.35 | 1 | 365 | 1125.533 | 0.91867 | 1126 | 0.45165
65898 | 7.155 | 1 | 365 | 8.1481 | 0.39651 | 8 | 0.54463
66732 | 8.28 | 1 | 365 | 9.4293 | 0.97458 | 10 | 0.40384
64129 | 11.4 | 1 | 365 | 12.9823 | 0.12442 | 13 | 0.10674
66736 | 2.76 | 1 | 365 | 3.1431 | 0.32486 | 3 | 0.46795
66751 | 6.095 | 1 | 365 | 6.941 | 0.9674 | 7 | 0.90839
64243 | 22.8 | 1 | 365 | 25.9646 | 0.24884 | 26 | 0.21348
66756 | 6.67 | 1 | 365 | 7.5958 | 0.28508 | 7 | 0.88087
63416 | 16.815 | 1 | 365 | 19.1489 | 0.53352 | 19 | 0.68245
45247 | 9.975 | 1 | 365 | 11.3595 | 0.85887 | 12 | 0.2184
66773 | 3.45 | 1 | 365 | 3.9289 | 0.90608 | 4 | 0.83494
66446 | 12 | 1 | 365 | 13.6656 | 0.49939 | 14 | 0.16499
61320 | 16.64 | 1 | 365 | 18.9496 | 0.13249 | 19 | 0.082122
66778 | 8.28 | 1 | 365 | 9.4293 | 0.97458 | 10 | 0.40384
61405 | 9.28 | 1 | 365 | 10.5681 | 0.2662 | 10 | 0.83426
66786 | 9.6 | 1 | 365 | 10.9325 | 0.99951 | 11 | 0.93199
66811 | 11.89 | 1 | 365 | 13.5403 | 0.24731 | 13 | 0.78765
63468 | 9.3 | 1 | 365 | 10.5908 | 0.31203 | 10 | 0.90287
66281 | 15.9 | 1 | 365 | 18.1069 | 0.43669 | 18 | 0.54361
65721 | 13.395 | 1 | 365 | 15.2542 | 0.6962 | 15 | 0.95042
66288 | 5.035 | 1 | 365 | 5.7339 | 0.53829 | 6 | 0.27214
66301 | 8.1 | 1 | 365 | 9.2243 | 0.56209 | 9 | 0.78637
65724 | 8.55 | 1 | 365 | 9.7367 | 0.59332 | 10 | 0.33006
66304 | 8.96 | 1 | 365 | 10.2036 | 0.53288 | 10 | 0.73653
64152 | 4.68 | 1 | 365 | 5.3296 | 0.72476 | 6 | 0.054347
66896 | 8.829 | 1 | 365 | 10.0545 | 0.23268 | 10 | 0.28714
51227 | 6.5 | 1 | 365 | 7.4022 | 0.8955 | 8 | 0.2977
63292 | 7.95 | 1 | 365 | 9.0535 | 0.21835 | 9 | 0.27181
66919 | 4.905 | 1 | 365 | 5.5858 | 0.24038 | 5 | 0.82619
66927 | 9.81 | 1 | 365 | 11.1716 | 0.48075 | 11 | 0.65238
65352 | 12 | 1 | 365 | 13.6656 | 0.49939 | 14 | 0.16499
63973 | 13.78 | 1 | 365 | 15.6927 | 0.57847 | 16 | 0.27113
66552 | 9.69 | 1 | 365 | 11.035 | 0.20576 | 11 | 0.24073
62246 | 3.15 | 1 | 365 | 3.5872 | 0.21859 | 3 | 0.80581
66745 | 5.72 | 1 | 365 | 6.5139 | 0.10804 | 6 | 0.62198
65719 | 15.86 | 1 | 365 | 18.0614 | 0.34503 | 18 | 0.4064
66748 | 5.1 | 1 | 365 | 5.8079 | 0.68724 | 6 | 0.49512
65770 | 4.32 | 1 | 365 | 4.9196 | 0.89978 | 5 | 0.8194
66639 | 8.1 | 1 | 365 | 9.2243 | 0.56209 | 9 | 0.78637
27165 | 3222.63 | 0.9 | 365 | 3302.9379 | 0.52742 | 3303 | 0.46536
59974 | 6.625 | 1 | 365 | 7.5446 | 0.18196 | 7 | 0.72651
34548 | 285 | 0.9 | 365 | 292.1022 | 0.7995 | 292 | 0.9017
64654 | 5.7 | 1 | 365 | 6.4912 | 0.062211 | 6 | 0.55337
65080 | 108.46 | 0.9 | 365 | 111.1628 | 0.6938 | 111 | 0.85663
65913 | 10.08 | 1 | 365 | 11.4791 | 0.099489 | 11 | 0.57859
66879 | 8.4 | 1 | 365 | 9.5659 | 0.24957 | 9 | 0.81549
66785 | 13.44 | 1 | 365 | 15.3055 | 0.79932 | 16 | 0.10479
44172 | 8.55 | 1 | 365 | 9.7367 | 0.59332 | 10 | 0.33006
63730 | 12.753 | 1 | 365 | 14.5231 | 0.22498 | 14 | 0.7481
63732 | 8.175 | 1 | 365 | 9.3097 | 0.73396 | 10 | 0.043651
61683 | 6.3 | 1 | 365 | 7.1744 | 0.43718 | 7 | 0.61162
62235 | 12.4 | 1 | 365 | 14.1211 | 0.41604 | 14 | 0.53716
44936 | 58.14 | 0.9 | 365 | 59.5888 | 0.9111 | 60 | 0.49995
66940 | 7.8 | 1 | 365 | 8.8826 | 0.8746 | 9 | 0.75724
66942 | 4.8 | 1 | 365 | 5.4662 | 0.99976 | 6 | 0.466
66982 | 7.56 | 1 | 365 | 8.6093 | 0.32462 | 8 | 0.93394
66984 | 12.6 | 1 | 365 | 14.3489 | 0.87436 | 15 | 0.22324
66985 | 6.54 | 1 | 365 | 7.4478 | 0.98717 | 8 | 0.43492
66986 | 7.41 | 1 | 365 | 8.4385 | 0.98087 | 9 | 0.41938
66998 | 8.96 | 1 | 365 | 10.2036 | 0.53288 | 10 | 0.73653
67007 | 8.1 | 1 | 365 | 9.2243 | 0.56209 | 9 | 0.78637
67017 | 7.95 | 1 | 365 | 9.0535 | 0.21835 | 9 | 0.27181
67018 | 14.7 | 1 | 365 | 16.7404 | 0.68676 | 17 | 0.42712
67019 | 10.8 | 1 | 365 | 12.299 | 0.74945 | 13 | 0.048493
67024 | 12 | 1 | 365 | 13.6656 | 0.49939 | 14 | 0.16499
67025 | 7.15 | 1 | 365 | 8.1424 | 0.38505 | 8 | 0.52747
67027 | 5.3 | 1 | 365 | 6.0356 | 0.14556 | 6 | 0.1812
67029 | 6 | 1 | 365 | 6.8328 | 0.7497 | 7 | 0.5825
67030 | 14.49 | 1 | 365 | 16.5012 | 0.20552 | 16 | 0.70673
67046 | 3.64 | 1 | 365 | 4.1452 | 0.34148 | 4 | 0.48671
67047 | 6.16 | 1 | 365 | 7.015 | 0.11635 | 7 | 0.13136
64815 | 3.375 | 1 | 365 | 3.8434 | 0.7342 | 4 | 0.57765
61409 | 7.56 | 1 | 365 | 8.6093 | 0.32462 | 8 | 0.93394
35801 | 30.45 | 0.9 | 365 | 31.2088 | 0.80174 | 32 | 0.01055
66031 | 7.68 | 1 | 365 | 8.746 | 0.59961 | 9 | 0.34559
65800 | 3.51 | 1 | 365 | 3.9972 | 0.043572 | 4 | 0.04076
63465 | 631.84 | 0.8 | 365 | 575.6315 | 0.34772 | 575 | 0.97924
57992 | 6.48 | 1 | 365 | 7.3794 | 0.84967 | 8 | 0.2291
67051 | 4.76 | 1 | 365 | 5.4207 | 0.90809 | 6 | 0.32878
67053 | 5.88 | 1 | 365 | 6.6961 | 0.4747 | 7 | 0.17085
67063 | 6.72 | 1 | 365 | 7.6527 | 0.39966 | 8 | 0.052396
67016 | 12.375 | 1 | 365 | 14.0927 | 0.35875 | 14 | 0.4514
67074 | 9.3 | 1 | 365 | 10.5908 | 0.31203 | 10 | 0.90287
67077 | 9.483 | 1 | 365 | 10.7992 | 0.73139 | 11 | 0.53063
67089 | 5.83 | 1 | 365 | 6.6392 | 0.36012 | 6 | 0.99933
67091 | 10.675 | 1 | 365 | 12.1567 | 0.463 | 12 | 0.61969
67093 | 6.89 | 1 | 365 | 7.8463 | 0.78923 | 8 | 0.63557
67110 | 6.3 | 1 | 365 | 7.1744 | 0.43718 | 7 | 0.61162
67156 | 8.48 | 1 | 365 | 9.657 | 0.4329 | 10 | 0.089928
67189 | 11.13 | 1 | 365 | 12.6748 | 0.50569 | 13 | 0.18053
67003 | 5.8 | 1 | 365 | 6.605 | 0.29137 | 6 | 0.89641
67230 | 4.8 | 1 | 365 | 5.4662 | 0.99976 | 6 | 0.466
67313 | 7.59 | 1 | 365 | 8.6435 | 0.39337 | 9 | 0.036857
67317 | 4.56 | 1 | 365 | 5.1929 | 0.44977 | 5 | 0.6427
67321 | 9.81 | 1 | 365 | 11.1716 | 0.48075 | 11 | 0.65238
67333 | 15.39 | 1 | 365 | 17.5261 | 0.26797 | 17 | 0.7941
67336 | 4.64 | 1 | 365 | 5.284 | 0.6331 | 5 | 0.91713
67339 | 9.975 | 1 | 365 | 11.3595 | 0.85887 | 12 | 0.2184
67340 | 4.83 | 1 | 365 | 5.5004 | 0.068505 | 5 | 0.56891
67345 | 11.118 | 1 | 365 | 12.6612 | 0.47819 | 13 | 0.13937
67346 | 6.84 | 1 | 365 | 7.7894 | 0.67465 | 8 | 0.46405
67348 | 8.55 | 1 | 365 | 9.7367 | 0.59332 | 10 | 0.33006
67363 | 8 | 1 | 365 | 9.1104 | 0.33293 | 9 | 0.44333
64792 | 7.15 | 1 | 365 | 8.1424 | 0.38505 | 8 | 0.52747
65879 | 2.943 | 1 | 365 | 3.3515 | 0.74423 | 4 | 0.095714
64793 | 6.4 | 1 | 365 | 7.2883 | 0.66634 | 7 | 0.95466
66250 | 5.7 | 1 | 365 | 6.4912 | 0.062211 | 6 | 0.55337
64795 | 4.59 | 1 | 365 | 5.2271 | 0.51852 | 5 | 0.74561
34362 | 115.758 | 0.9 | 365 | 118.6427 | 0.7456 | 119 | 0.38829
67395 | 3.9 | 1 | 365 | 4.4413 | 0.9373 | 5 | 0.37862
65662 | 10.26 | 1 | 365 | 11.6841 | 0.51198 | 12 | 0.19607
65689 | 13.34 | 1 | 365 | 15.1916 | 0.57016 | 15 | 0.76175
65693 | 13.34 | 1 | 365 | 15.1916 | 0.57016 | 15 | 0.76175
65835 | 6.48 | 1 | 365 | 7.3794 | 0.84967 | 8 | 0.2291
43249 | 384.8 | 0.9 | 365 | 394.3892 | 0.63245 | 395 | 0.021669
67427 | 6.36 | 1 | 365 | 7.2428 | 0.57468 | 7 | 0.81745
67432 | 6.3 | 1 | 365 | 7.1744 | 0.43718 | 7 | 0.61162
65894 | 9.35 | 1 | 365 | 10.6478 | 0.42661 | 11 | 0.07439
67435 | 7.685 | 1 | 365 | 8.7517 | 0.61107 | 9 | 0.36275
67438 | 9.69 | 1 | 365 | 11.035 | 0.20576 | 11 | 0.24073
65904 | 7.685 | 1 | 365 | 8.7517 | 0.61107 | 9 | 0.36275
67441 | 8 | 1 | 365 | 9.1104 | 0.33293 | 9 | 0.44333
67443 | 7.8 | 1 | 365 | 8.8826 | 0.8746 | 9 | 0.75724
67442 | 9.483 | 1 | 365 | 10.7992 | 0.73139 | 11 | 0.53063
64521 | 2.52 | 1 | 365 | 2.8698 | 0.77487 | 3 | 0.64465
67445 | 11.7 | 1 | 365 | 13.324 | 0.81191 | 14 | 0.13587
63203 | 6 | 1 | 365 | 6.8328 | 0.7497 | 7 | 0.5825
46634 | 5 | 1 | 365 | 5.694 | 0.45808 | 6 | 0.15208
66267 | 12 | 1 | 365 | 13.6656 | 0.49939 | 14 | 0.16499
33916 | 612.48 | 1 | 365 | 697.4922 | 0.56897 | 698 | 0.061192
67582 | 6.21 | 1 | 365 | 7.0719 | 0.23094 | 7 | 0.30288
67637 | 8.96 | 1 | 365 | 10.2036 | 0.53288 | 10 | 0.73653
67638 | 7.36 | 1 | 365 | 8.3816 | 0.86629 | 9 | 0.24786
67324 | 12.753 | 1 | 365 | 14.5231 | 0.22498 | 14 | 0.7481
67447 | 12.16 | 1 | 365 | 13.8478 | 0.86605 | 14 | 0.71386
65702 | 9.765 | 1 | 365 | 11.1204 | 0.37763 | 11 | 0.49801
67451 | 9.6 | 1 | 365 | 10.9325 | 0.99951 | 11 | 0.93199
67453 | 12.48 | 1 | 365 | 14.2122 | 0.59937 | 14 | 0.81159
67455 | 6.4 | 1 | 365 | 7.2883 | 0.66634 | 7 | 0.95466
67460 | 8.32 | 1 | 365 | 9.4748 | 0.066245 | 9 | 0.54106
67463 | 12.19 | 1 | 365 | 13.882 | 0.9348 | 14 | 0.81677
67462 | 13.23 | 1 | 365 | 15.0663 | 0.31808 | 15 | 0.3844
67465 | 9.9 | 1 | 365 | 11.2741 | 0.687 | 11 | 0.96112
67467 | 13.8 | 1 | 365 | 15.7154 | 0.6243 | 16 | 0.33974
66607 | 8.64 | 1 | 365 | 9.8392 | 0.79956 | 10 | 0.63879
67476 | 7.56 | 1 | 365 | 8.6093 | 0.32462 | 8 | 0.93394
67479 | 9.86 | 1 | 365 | 11.2286 | 0.59533 | 11 | 0.8239
67480 | 8.7 | 1 | 365 | 9.9076 | 0.93706 | 10 | 0.84462
67482 | 10.2 | 1 | 365 | 11.6158 | 0.37448 | 11 | 0.99024
67483 | 8.06 | 1 | 365 | 9.1787 | 0.47042 | 9 | 0.64915
35266 | 31.065 | 0.9 | 365 | 31.8391 | 0.070146 | 31 | 0.90929
67485 | 6.63 | 1 | 365 | 7.5502 | 0.19341 | 7 | 0.74366
67489 | 8.4 | 1 | 365 | 9.5659 | 0.24957 | 9 | 0.81549
67520 | 12.42 | 1 | 365 | 14.1439 | 0.46187 | 14 | 0.60577
67525 | 4.16 | 1 | 365 | 4.7374 | 0.53312 | 5 | 0.27053
66700 | 7.8 | 1 | 365 | 8.8826 | 0.8746 | 9 | 0.75724
67571 | 10.335 | 1 | 365 | 11.7695 | 0.68385 | 12 | 0.45335
67581 | 8.48 | 1 | 365 | 9.657 | 0.4329 | 10 | 0.089928
66718 | 10.2 | 1 | 365 | 11.6158 | 0.37448 | 11 | 0.99024
64604 | 3.92 | 1 | 365 | 4.4641 | 0.98313 | 5 | 0.44723
66719 | 11.4 | 1 | 365 | 12.9823 | 0.12442 | 13 | 0.10674
66256 | 9.9 | 1 | 365 | 11.2741 | 0.687 | 11 | 0.96112
66721 | 11.4 | 1 | 365 | 12.9823 | 0.12442 | 13 | 0.10674
66724 | 11.34 | 1 | 365 | 12.914 | 0.98693 | 13 | 0.90092
46333 | 9.69 | 1 | 365 | 11.035 | 0.20576 | 11 | 0.24073
67440 | 12 | 1 | 365 | 13.6656 | 0.49939 | 14 | 0.16499
67613 | 12 | 1 | 365 | 13.6656 | 0.49939 | 14 | 0.16499
67622 | 10.5 | 1 | 365 | 11.9574 | 0.061968 | 12 | 0.019368
66782 | 12 | 1 | 365 | 13.6656 | 0.49939 | 14 | 0.16499
67623 | 6.12 | 1 | 365 | 6.9695 | 0.02469 | 6 | 0.99415
67624 | 11.475 | 1 | 365 | 13.0677 | 0.29629 | 13 | 0.36402
67626 | 2.75 | 1 | 365 | 3.1317 | 0.30194 | 3 | 0.43364
67629 | 6.12 | 1 | 365 | 6.9695 | 0.02469 | 6 | 0.99415
67630 | 6.84 | 1 | 365 | 7.7894 | 0.67465 | 8 | 0.46405
60795 | 2.04 | 1 | 365 | 2.3232 | 0.6749 | 2 | 0.99805
67631 | 4.335 | 1 | 365 | 4.9367 | 0.93416 | 5 | 0.87085
67633 | 6.72 | 1 | 365 | 7.6527 | 0.39966 | 8 | 0.052396
67636 | 4.59 | 1 | 365 | 5.2271 | 0.51852 | 5 | 0.74561
67641 | 5.1 | 1 | 365 | 5.8079 | 0.68724 | 6 | 0.49512
67639 | 5.175 | 1 | 365 | 5.8933 | 0.85911 | 6 | 0.7524
67644 | 6.72 | 1 | 365 | 7.6527 | 0.39966 | 8 | 0.052396
66274 | 14.56 | 1 | 365 | 16.5809 | 0.36593 | 16 | 0.94686
67645 | 7.02 | 1 | 365 | 7.9944 | 0.087144 | 8 | 0.08152
67646 | 13.12 | 1 | 365 | 14.9411 | 0.066002 | 15 | 0.0070579
67648 | 10.88 | 1 | 365 | 12.3901 | 0.93278 | 13 | 0.32293
67650 | 6.76 | 1 | 365 | 7.6983 | 0.49132 | 8 | 0.18961
67651 | 6.24 | 1 | 365 | 7.1061 | 0.29968 | 7 | 0.4058
67653 | 4.24 | 1 | 365 | 4.8285 | 0.71645 | 5 | 0.54496
67056 | 7.95 | 1 | 365 | 9.0535 | 0.21835 | 9 | 0.27181
67049 | 5.6 | 1 | 365 | 6.3773 | 0.83305 | 7 | 0.21033
51293 | 7.2 | 1 | 365 | 8.1994 | 0.49964 | 8 | 0.699
61916 | 7.155 | 1 | 365 | 8.1481 | 0.39651 | 8 | 0.54463
66717 | 8.19 | 1 | 365 | 9.3268 | 0.76834 | 10 | 0.095107
60709 | 6.75 | 1 | 365 | 7.6869 | 0.46841 | 8 | 0.15531
62269 | 2.65 | 1 | 365 | 3.0178 | 0.072782 | 3 | 0.090602
46626 | 5 | 1 | 365 | 5.694 | 0.45808 | 6 | 0.15208
67092 | 13.5 | 1 | 365 | 15.3738 | 0.93682 | 16 | 0.31062
58365 | 3.64 | 1 | 365 | 4.1452 | 0.34148 | 4 | 0.48671
66987 | 6.6 | 1 | 365 | 7.5161 | 0.12467 | 7 | 0.64075
67458 | 12.9 | 1 | 365 | 14.6905 | 0.56185 | 15 | 0.25237
63833 | 7.5 | 1 | 365 | 8.541 | 0.18712 | 8 | 0.72812
67216 | 3.6 | 1 | 365 | 4.0997 | 0.24982 | 4 | 0.3495
58648 | 3.975 | 1 | 365 | 4.5267 | 0.10917 | 4 | 0.6359
66252 | 7.95 | 1 | 365 | 9.0535 | 0.21835 | 9 | 0.27181
66937 | 6.555 | 1 | 365 | 7.4648 | 0.021543 | 7 | 0.48638
67112 | 9 | 1 | 365 | 10.2492 | 0.62454 | 10 | 0.87374
67145 | 9.45 | 1 | 365 | 10.7617 | 0.65577 | 11 | 0.41743
67353 | 6.4 | 1 | 365 | 7.2883 | 0.66634 | 7 | 0.95466
66192 | 1.995 | 1 | 365 | 2.2719 | 0.57177 | 2 | 0.84368
66275 | 8.745 | 1 | 365 | 9.9588 | 0.040182 | 9 | 0.99899
67487 | 6.3 | 1 | 365 | 7.1744 | 0.43718 | 7 | 0.61162
66720 | 13.34 | 1 | 365 | 15.1916 | 0.57016 | 15 | 0.76175
64443 | 12.24 | 1 | 365 | 13.9389 | 0.04938 | 13 | 0.98829
64322 | 11.2 | 1 | 365 | 12.7546 | 0.6661 | 13 | 0.42066
65715 | 13.33 | 1 | 365 | 15.1802 | 0.54724 | 15 | 0.72745
62046 | 8.829 | 1 | 365 | 10.0545 | 0.23268 | 10 | 0.28714
50849 | 6.82 | 1 | 365 | 7.7666 | 0.62882 | 8 | 0.39544
50703 | 7.98 | 1 | 365 | 9.0876 | 0.2871 | 9 | 0.37472
61693 | 15.075 | 1 | 365 | 17.1674 | 0.54611 | 17 | 0.71352
66540 | 5.72 | 1 | 365 | 6.5139 | 0.10804 | 6 | 0.62198
60542 | 10.2 | 1 | 365 | 11.6158 | 0.37448 | 11 | 0.99024
66524 | 12.19 | 1 | 365 | 13.882 | 0.9348 | 14 | 0.81677
66948 | 9 | 1 | 365 | 10.2492 | 0.62454 | 10 | 0.87374
67203 | 10.865 | 1 | 365 | 12.3731 | 0.89841 | 13 | 0.27147
65756 | 6.75 | 1 | 365 | 7.6869 | 0.46841 | 8 | 0.15531
66565 | 3.18 | 1 | 365 | 3.6214 | 0.28734 | 3 | 0.90872
66945 | 7.395 | 1 | 365 | 8.4214 | 0.9465 | 9 | 0.36793
66979 | 7.56 | 1 | 365 | 8.6093 | 0.32462 | 8 | 0.93394
66983 | 10.2 | 1 | 365 | 11.6158 | 0.37448 | 11 | 0.99024
67264 | 8.12 | 1 | 365 | 9.2471 | 0.60792 | 9 | 0.85498
66923 | 9.135 | 1 | 365 | 10.4029 | 0.93391 | 11 | 0.33685
66980 | 10.464 | 1 | 365 | 11.9164 | 0.97947 | 12 | 0.89587
67128 | 5.12 | 1 | 365 | 5.8307 | 0.73307 | 6 | 0.56373
67133 | 9.6 | 1 | 365 | 10.9325 | 0.99951 | 11 | 0.93199
67137 | 7.28 | 1 | 365 | 8.2905 | 0.68296 | 8 | 0.97343
67141 | 12.075 | 1 | 365 | 13.751 | 0.67126 | 14 | 0.42227
67146 | 4.69 | 1 | 365 | 5.341 | 0.74768 | 6 | 0.088651
67152 | 12.22 | 1 | 365 | 13.9161 | 0.0035475 | 13 | 0.91968
67155 | 13.5 | 1 | 365 | 15.3738 | 0.93682 | 16 | 0.31062
67158 | 11.34 | 1 | 365 | 12.914 | 0.98693 | 13 | 0.90092
67160 | 9.6 | 1 | 365 | 10.9325 | 0.99951 | 11 | 0.93199
67162 | 8.175 | 1 | 365 | 9.3097 | 0.73396 | 10 | 0.043651
67165 | 9.36 | 1 | 365 | 10.6592 | 0.44953 | 11 | 0.10869
67197 | 9 | 1 | 365 | 10.2492 | 0.62454 | 10 | 0.87374
67201 | 12.24 | 1 | 365 | 13.9389 | 0.04938 | 13 | 0.98829
67207 | 8.625 | 1 | 365 | 9.8222 | 0.76519 | 10 | 0.58734
67229 | 5.76 | 1 | 365 | 6.5595 | 0.19971 | 6 | 0.7592
67233 | 13.2 | 1 | 365 | 15.0322 | 0.24933 | 15 | 0.28149
67235 | 9.54 | 1 | 365 | 10.8642 | 0.86202 | 11 | 0.72617
67298 | 9.6 | 1 | 365 | 10.9325 | 0.99951 | 11 | 0.93199
67327 | 5.232 | 1 | 365 | 5.9582 | 0.98973 | 6 | 0.94794
67563 | 12.8 | 1 | 365 | 14.5766 | 0.33268 | 14 | 0.90932
67564 | 11.16 | 1 | 365 | 12.709 | 0.57443 | 13 | 0.28344
67575 | 9.483 | 1 | 365 | 10.7992 | 0.73139 | 11 | 0.53063
67620 | 9.405 | 1 | 365 | 10.7104 | 0.55265 | 11 | 0.26306
67131 | 6.72 | 1 | 365 | 7.6527 | 0.39966 | 8 | 0.052396
67288 | 11.48 | 1 | 365 | 13.0734 | 0.30775 | 13 | 0.38118
65226 | 89.32 | 0.9 | 365 | 91.5459 | 0.21843 | 91 | 0.76428
67320 | 7.194 | 1 | 365 | 8.1925 | 0.48589 | 8 | 0.67841
67477 | 6.213 | 1 | 365 | 7.0754 | 0.23781 | 7 | 0.31317
67567 | 9.81 | 1 | 365 | 11.1716 | 0.48075 | 11 | 0.65238
66878 | 12.6 | 1 | 365 | 14.3489 | 0.87436 | 15 | 0.22324
66243 | 10.8 | 1 | 365 | 12.299 | 0.74945 | 13 | 0.048493
63724 | 10.05 | 1 | 365 | 11.4449 | 0.030741 | 11 | 0.47568
64340 | 3.35 | 1 | 365 | 3.815 | 0.67691 | 4 | 0.49189
61697 | 6.6 | 1 | 365 | 7.5161 | 0.12467 | 7 | 0.64075
61700 | 8.1 | 1 | 365 | 9.2243 | 0.56209 | 9 | 0.78637
46267 | 7.44 | 1 | 365 | 8.4727 | 0.049623 | 8 | 0.5223
66238 | 4.24 | 1 | 365 | 4.8285 | 0.71645 | 5 | 0.54496
59837 | 12.19 | 1 | 365 | 13.882 | 0.9348 | 14 | 0.81677
66195 | 8.12 | 1 | 365 | 9.2471 | 0.60792 | 9 | 0.85498
66737 | 9.18 | 1 | 365 | 10.4542 | 0.037035 | 10 | 0.49122
66775 | 11.118 | 1 | 365 | 12.6612 | 0.47819 | 13 | 0.13937
66883 | 9 | 1 | 365 | 10.2492 | 0.62454 | 10 | 0.87374
66905 | 10.137 | 1 | 365 | 11.544 | 0.23011 | 11 | 0.77413
66904 | 15.87 | 1 | 365 | 18.0728 | 0.36795 | 18 | 0.4407
66903 | 6.867 | 1 | 365 | 7.8201 | 0.73653 | 8 | 0.55667
66772 | 5.559 | 1 | 365 | 6.3306 | 0.73909 | 7 | 0.069683
66865 | 8.502 | 1 | 365 | 9.6821 | 0.48332 | 10 | 0.1654
66868 | 8.829 | 1 | 365 | 10.0545 | 0.23268 | 10 | 0.28714
66869 | 7.848 | 1 | 365 | 8.9373 | 0.9846 | 9 | 0.9219
66885 | 10.385 | 1 | 365 | 11.8264 | 0.79843 | 12 | 0.62487
67386 | 3 | 1 | 365 | 3.4164 | 0.87485 | 4 | 0.29125
67484 | 13.395 | 1 | 365 | 15.2542 | 0.6962 | 15 | 0.95042
67495 | 4.48 | 1 | 365 | 5.1018 | 0.26644 | 5 | 0.36826
64863 | 4.24 | 1 | 365 | 4.8285 | 0.71645 | 5 | 0.54496
66705 | 4.64 | 1 | 365 | 5.284 | 0.6331 | 5 | 0.91713
66549 | 5.865 | 1 | 365 | 6.6791 | 0.44033 | 7 | 0.11939
66816 | 4.06 | 1 | 365 | 4.6235 | 0.30396 | 4 | 0.92749
66723 | 13.26 | 1 | 365 | 15.1005 | 0.38683 | 15 | 0.48732
67362 | 4.83 | 1 | 365 | 5.5004 | 0.068505 | 5 | 0.56891
67367 | 4.83 | 1 | 365 | 5.5004 | 0.068505 | 5 | 0.56891
66111 | 2.6 | 1 | 365 | 2.9609 | 0.9582 | 3 | 0.91908
61092 | 6.6 | 1 | 365 | 7.5161 | 0.12467 | 7 | 0.64075
65926 | 6.5 | 1 | 365 | 7.4022 | 0.8955 | 8 | 0.2977
61769 | 9.805 | 1 | 365 | 11.1659 | 0.46929 | 11 | 0.63523
61883 | 7.02 | 1 | 365 | 7.9944 | 0.087144 | 8 | 0.08152
50806 | 7.848 | 1 | 365 | 8.9373 | 0.9846 | 9 | 0.9219
62302 | 10.66 | 1 | 365 | 12.1396 | 0.42863 | 12 | 0.56823
62315 | 8.84 | 1 | 365 | 10.067 | 0.25789 | 10 | 0.32488
62341 | 7.8 | 1 | 365 | 8.8826 | 0.8746 | 9 | 0.75724
62347 | 4.42 | 1 | 365 | 5.0335 | 0.12894 | 5 | 0.16244
62359 | 16.12 | 1 | 365 | 18.3575 | 0.94085 | 19 | 0.29831
67186 | 7.04 | 1 | 365 | 8.0172 | 0.13298 | 8 | 0.15013
62396 | 4.335 | 1 | 365 | 4.9367 | 0.93416 | 5 | 0.87085
62405 | 5.2 | 1 | 365 | 5.9218 | 0.9164 | 6 | 0.83816
62429 | 4.16 | 1 | 365 | 4.7374 | 0.53312 | 5 | 0.27053
62452 | 9.36 | 1 | 365 | 10.6592 | 0.44953 | 11 | 0.10869
67365 | 12.16 | 1 | 365 | 13.8478 | 0.86605 | 14 | 0.71386
61812 | 9.9 | 1 | 365 | 11.2741 | 0.687 | 11 | 0.96112
62136 | 6.9 | 1 | 365 | 7.8577 | 0.81215 | 8 | 0.66987
62391 | 9.945 | 1 | 365 | 11.3254 | 0.79012 | 12 | 0.11549
62162 | 10.175 | 1 | 365 | 11.5873 | 0.31719 | 11 | 0.90448
63128 | 10.395 | 1 | 365 | 11.8378 | 0.82135 | 12 | 0.65917
63051 | 23.94 | 1 | 365 | 27.2629 | 0.86129 | 28 | 0.12416
63542 | 5.4 | 1 | 365 | 6.1495 | 0.37473 | 6 | 0.52425
33740 | 347.2 | 0.9 | 365 | 355.8522 | 0.084168 | 355 | 0.93639
64142 | 7.68 | 1 | 365 | 8.746 | 0.59961 | 9 | 0.34559
64336 | 7.2 | 1 | 365 | 8.1994 | 0.49964 | 8 | 0.699
34468 | 1300.005 | 0.9 | 365 | 1332.4011 | 0.20103 | 1332 | 0.60216
49975 | 7.848 | 1 | 365 | 8.9373 | 0.9846 | 9 | 0.9219
64396 | 2.7 | 1 | 365 | 3.0748 | 0.18736 | 3 | 0.26212
64430 | 12 | 1 | 365 | 13.6656 | 0.49939 | 14 | 0.16499
51029 | 7.56 | 1 | 365 | 8.6093 | 0.32462 | 8 | 0.93394
64471 | 4.69 | 1 | 365 | 5.341 | 0.74768 | 6 | 0.088651
64475 | 7.155 | 1 | 365 | 8.1481 | 0.39651 | 8 | 0.54463
64476 | 9 | 1 | 365 | 10.2492 | 0.62454 | 10 | 0.87374
64479 | 13.34 | 1 | 365 | 15.1916 | 0.57016 | 15 | 0.76175
64607 | 7.68 | 1 | 365 | 8.746 | 0.59961 | 9 | 0.34559
64612 | 13.34 | 1 | 365 | 15.1916 | 0.57016 | 15 | 0.76175
64614 | 5.795 | 1 | 365 | 6.5993 | 0.27991 | 6 | 0.87926
64576 | 5.44 | 1 | 365 | 6.1951 | 0.46639 | 6 | 0.66146
64474 | 11.6 | 1 | 365 | 13.2101 | 0.58275 | 13 | 0.79283
64545 | 12.19 | 1 | 365 | 13.882 | 0.9348 | 14 | 0.81677
64699 | 11.925 | 1 | 365 | 13.5802 | 0.32752 | 13 | 0.90771
33810 | 620.16 | 0.9 | 365 | 635.6144 | 0.051721 | 635 | 0.66611
29619 | 1309.68 | 1 | 365 | 1491.4636 | 0.28364 | 1491 | 0.74723
64713 | 10.5 | 1 | 365 | 11.9574 | 0.061968 | 12 | 0.019368
64698 | 5.4 | 1 | 365 | 6.1495 | 0.37473 | 6 | 0.52425
43653 | 14.96 | 1 | 365 | 17.0364 | 0.28258 | 17 | 0.31902
44484 | 11.34 | 1 | 365 | 12.914 | 0.98693 | 13 | 0.90092
33931 | 60.495 | 0.9 | 365 | 62.0025 | 0.76818 | 62 | 0.77071
46119 | 11.4 | 1 | 365 | 12.9823 | 0.12442 | 13 | 0.10674
64804 | 2.85 | 1 | 365 | 3.2456 | 0.53111 | 3 | 0.77669
63328 | 43.68 | 0.9 | 365 | 44.7685 | 0.088008 | 44 | 0.85651
64805 | 7.32 | 1 | 365 | 8.336 | 0.77463 | 9 | 0.11065
64807 | 8.1 | 1 | 365 | 9.2243 | 0.56209 | 9 | 0.78637
64831 | 10.965 | 1 | 365 | 12.4869 | 0.12757 | 12 | 0.61451
64833 | 5.2 | 1 | 365 | 5.9218 | 0.9164 | 6 | 0.83816
64606 | 9.44 | 1 | 365 | 10.7503 | 0.63286 | 11 | 0.38313
64893 | 4.41 | 1 | 365 | 5.0221 | 0.10603 | 5 | 0.12813
64920 | 5.985 | 1 | 365 | 6.8157 | 0.71532 | 7 | 0.53104
64947 | 7.685 | 1 | 365 | 8.7517 | 0.61107 | 9 | 0.36275
64088 | 4.725 | 1 | 365 | 5.3808 | 0.82789 | 6 | 0.20872
38119 | 259.875 | 1 | 365 | 295.9457 | 0.53371 | 296 | 0.47936
21030 | 639.78 | 0.8 | 365 | 582.8652 | 0.90407 | 583 | 0.76924
64980 | 8.745 | 1 | 365 | 9.9588 | 0.040182 | 9 | 0.99899
64988 | 4.725 | 1 | 365 | 5.3808 | 0.82789 | 6 | 0.20872
65046 | 12.255 | 1 | 365 | 13.956 | 0.083754 | 14 | 0.039748
64778 | 9.45 | 1 | 365 | 10.7617 | 0.65577 | 11 | 0.41743
65081 | 7.2 | 1 | 365 | 8.1994 | 0.49964 | 8 | 0.699
65088 | 2.48 | 1 | 365 | 2.8242 | 0.68321 | 3 | 0.50743
32925 | 3953.52 | 0.9 | 365 | 4052.0417 | 0.95472 | 4052 | 0.99644
52395 | 312.32 | 0.8 | 365 | 284.536 | 0.57401 | 285 | 0.11002
63957 | 103.74 | 0.9 | 365 | 106.3252 | 0.95902 | 107 | 0.28422
36653 | 19.38 | 1 | 365 | 22.0699 | 0.41152 | 22 | 0.48146
63958 | 115.32 | 0.9 | 365 | 118.1938 | 0.84224 | 119 | 0.036016
65143 | 5.72 | 1 | 365 | 6.5139 | 0.10804 | 6 | 0.62198
65147 | 4.68 | 1 | 365 | 5.3296 | 0.72476 | 6 | 0.054347
63968 | 29.76 | 0.9 | 365 | 30.5016 | 0.37864 | 30 | 0.88026
65158 | 5.565 | 1 | 365 | 6.3374 | 0.75284 | 7 | 0.090265
65165 | 9.62 | 1 | 365 | 10.9553 | 0.045346 | 11 | 0.00060192
57225 | 2.385 | 1 | 365 | 2.716 | 0.4655 | 3 | 0.18154
65213 | 11.2 | 1 | 365 | 12.7546 | 0.6661 | 13 | 0.42066
32272 | 5994.88 | 0.8 | 365 | 5461.5755 | 0.37034 | 5461 | 0.94582
32293 | 1233.86 | 0.8 | 365 | 1124.0958 | 0.026654 | 1124 | 0.12247
64361 | 319.725 | 0.9 | 365 | 327.6925 | 0.41823 | 328 | 0.11078
35125 | 302.4 | 0.9 | 365 | 309.9358 | 0.68621 | 310 | 0.62202
64200 | 216.92 | 0.9 | 365 | 222.3256 | 0.38761 | 222 | 0.71325
65218 | 7.28 | 1 | 365 | 8.2905 | 0.68296 | 8 | 0.97343
63954 | 83.7 | 0.9 | 365 | 85.7858 | 0.62743 | 86 | 0.41324
64954 | 4.77 | 1 | 365 | 5.4321 | 0.93101 | 6 | 0.36308
65401 | 12.32 | 1 | 365 | 14.03 | 0.23271 | 14 | 0.26273
65414 | 10.464 | 1 | 365 | 11.9164 | 0.97947 | 12 | 0.89587
43637 | 7.93 | 1 | 365 | 9.0307 | 0.17251 | 9 | 0.2032
63971 | 23.87 | 0.8 | 365 | 21.7465 | 0.7607 | 22 | 0.50722
48241 | 12.73 | 1 | 365 | 14.4969 | 0.17227 | 14 | 0.6692
64911 | 5.12 | 1 | 365 | 5.8307 | 0.73307 | 6 | 0.56373
64327 | 4.2 | 0.8 | 365 | 3.8264 | 0.69983 | 4 | 0.5262
65510 | 2.915 | 1 | 365 | 3.3196 | 0.68006 | 3 | 0.99966
58323 | 9.6 | 0.8 | 365 | 8.746 | 0.59961 | 9 | 0.34559
49192 | 7.84 | 1 | 365 | 8.9282 | 0.96627 | 9 | 0.89446
65605 | 6.7 | 1 | 365 | 7.63 | 0.35383 | 7 | 0.98379
65606 | 9 | 1 | 365 | 10.2492 | 0.62454 | 10 | 0.87374
65617 | 16.677 | 1 | 365 | 18.9918 | 0.21728 | 19 | 0.20905
62852 | 6.76 | 1 | 365 | 7.6983 | 0.49132 | 8 | 0.18961
65629 | 13.44 | 1 | 365 | 15.3055 | 0.79932 | 16 | 0.10479
65660 | 6.27 | 1 | 365 | 7.1403 | 0.36843 | 7 | 0.50871
48752 | 12.825 | 1 | 365 | 14.6051 | 0.38998 | 14 | 0.99509
65697 | 10.2 | 1 | 365 | 11.6158 | 0.37448 | 11 | 0.99024
65703 | 9 | 0.8 | 365 | 8.1994 | 0.49964 | 8 | 0.699
65712 | 3.78 | 1 | 365 | 4.3047 | 0.66231 | 4 | 0.96697
65657 | 13.34 | 1 | 365 | 15.1916 | 0.57016 | 15 | 0.76175
65723 | 6.5 | 1 | 365 | 7.4022 | 0.8955 | 8 | 0.2977
65745 | 4.16 | 1 | 365 | 4.7374 | 0.53312 | 5 | 0.27053
65743 | 5.67 | 0.8 | 365 | 5.1656 | 0.39477 | 5 | 0.56037
65777 | 6.9 | 1 | 365 | 7.8577 | 0.81215 | 8 | 0.66987
65736 | 5.886 | 1 | 365 | 6.703 | 0.48845 | 7 | 0.19143
10933 | 995.41 | 0.7 | 365 | 793.501 | 0.76824 | 794 | 0.26927
11354 | 995.41 | 0.7 | 365 | 793.501 | 0.76824 | 794 | 0.26927
65795 | 9.69 | 1 | 365 | 11.035 | 0.20576 | 11 | 0.24073
65798 | 6.05 | 1 | 365 | 6.8897 | 0.86428 | 7 | 0.75402
65801 | 8.4 | 1 | 365 | 9.5659 | 0.24957 | 9 | 0.81549
65501 | 8.32 | 1 | 365 | 9.4748 | 0.066245 | 9 | 0.54106
48263 | 3.05 | 1 | 365 | 3.4733 | 0.98943 | 4 | 0.46277
65833 | 5.67 | 1 | 365 | 6.457 | 0.99346 | 7 | 0.45046
65837 | 7.935 | 1 | 365 | 9.0364 | 0.18397 | 9 | 0.22035
65842 | 6.93 | 1 | 365 | 7.8919 | 0.8809 | 8 | 0.77278
65845 | 19.38 | 1 | 365 | 22.0699 | 0.41152 | 22 | 0.48146
65854 | 13.12 | 1 | 365 | 14.9411 | 0.066002 | 15 | 0.0070579
65860 | 13.734 | 1 | 365 | 15.6403 | 0.47305 | 16 | 0.11333
65867 | 4.578 | 0.8 | 365 | 4.1707 | 0.39281 | 4 | 0.56356
65870 | 8.55 | 1 | 365 | 9.7367 | 0.59332 | 10 | 0.33006
65873 | 12.42 | 0.8 | 365 | 11.3151 | 0.7695 | 12 | 0.084613
65876 | 12 | 1 | 365 | 13.6656 | 0.49939 | 14 | 0.16499
65878 | 6.38 | 1 | 365 | 7.2655 | 0.62051 | 7 | 0.88605
65834 | 9.52 | 1 | 365 | 10.8414 | 0.81618 | 11 | 0.65756
65909 | 4.5 | 1 | 365 | 5.1246 | 0.31227 | 5 | 0.43687
32281 | 2261 | 0.8 | 365 | 2059.8614 | 0.075021 | 2059 | 0.93646
65915 | 3.12 | 0.8 | 365 | 2.8424 | 0.71987 | 3 | 0.56232
65934 | 9.62 | 0.8 | 365 | 8.7642 | 0.63628 | 9 | 0.40048
65941 | 6.76 | 0.8 | 365 | 6.1586 | 0.39306 | 6 | 0.55169
65945 | 2.34 | 1 | 365 | 2.6648 | 0.36238 | 3 | 0.027173
65949 | 11.22 | 1 | 365 | 12.7773 | 0.71193 | 13 | 0.48927
65951 | 9.88 | 1 | 365 | 11.2513 | 0.64117 | 11 | 0.89251
65953 | 5.83 | 1 | 365 | 6.6392 | 0.36012 | 6 | 0.99933
65954 | 8.58 | 1 | 365 | 9.7709 | 0.66207 | 10 | 0.43297
65956 | 4.77 | 1 | 365 | 5.4321 | 0.93101 | 6 | 0.36308
65082 | 85.25 | 0.9 | 365 | 87.3744 | 0.82424 | 88 | 0.19867
65958 | 10.88 | 1 | 365 | 12.3901 | 0.93278 | 13 | 0.32293
65347 | 7.8 | 1 | 365 | 8.8826 | 0.8746 | 9 | 0.75724
65962 | 8.28 | 0.8 | 365 | 7.5434 | 0.17966 | 7 | 0.72308
65970 | 5.1 | 0.8 | 365 | 4.6463 | 0.34979 | 4 | 0.9961
65971 | 5.61 | 0.8 | 365 | 5.1109 | 0.28477 | 5 | 0.39571
65852 | 18 | 1 | 365 | 20.4984 | 0.24909 | 20 | 0.74749
65988 | 6.76 | 1 | 365 | 7.6983 | 0.49132 | 8 | 0.18961
65986 | 12.6 | 1 | 365 | 14.3489 | 0.87436 | 15 | 0.22324
65965 | 7.5 | 1 | 365 | 8.541 | 0.18712 | 8 | 0.72812
66043 | 11.7 | 1 | 365 | 13.324 | 0.81191 | 14 | 0.13587
66045 | 7.28 | 1 | 365 | 8.2905 | 0.68296 | 8 | 0.97343
66052 | 4.68 | 1 | 365 | 5.3296 | 0.72476 | 6 | 0.054347
66056 | 10.4 | 1 | 365 | 11.8435 | 0.83281 | 12 | 0.67633
66051 | 8.84 | 0.8 | 365 | 8.0536 | 0.20631 | 8 | 0.2599
66068 | 8.58 | 1 | 365 | 9.7709 | 0.66207 | 10 | 0.43297
66070 | 12.88 | 1 | 365 | 14.6677 | 0.51601 | 15 | 0.18376
63969 | 3.48 | 1 | 365 | 3.963 | 0.97482 | 4 | 0.93785
66291 | 2.65 | 1 | 365 | 3.0178 | 0.072782 | 3 | 0.090602
67584 | 4.5 | 1 | 365 | 5.1246 | 0.31227 | 5 | 0.43687
66071 | 9.57 | 1 | 365 | 10.8983 | 0.93077 | 11 | 0.82908
66069 | 10.07 | 0.8 | 365 | 9.1742 | 0.46126 | 9 | 0.63543
12766 | 649.04 | 0.8 | 365 | 591.3014 | 0.88036 | 592 | 0.18176
65959 | 8.16 | 0.8 | 365 | 7.4341 | 0.95967 | 8 | 0.39376
66078 | 12.15 | 0.8 | 365 | 11.0691 | 0.27451 | 11 | 0.34364
66079 | 5.44 | 1 | 365 | 6.1951 | 0.46639 | 6 | 0.66146
65967 | 8.16 | 0.8 | 365 | 7.4341 | 0.95967 | 8 | 0.39376
66090 | 5.46 | 1 | 365 | 6.2178 | 0.51222 | 6 | 0.73007
27518 | 8.16 | 1 | 365 | 9.2926 | 0.69959 | 9 | 0.99219
65905 | 9.86 | 1 | 365 | 11.2286 | 0.59533 | 11 | 0.8239
66114 | 11.1 | 0.8 | 365 | 10.1125 | 0.34955 | 10 | 0.46209
66116 | 3.15 | 1 | 365 | 3.5872 | 0.21859 | 3 | 0.80581
66117 | 8.84 | 1 | 365 | 10.067 | 0.25789 | 10 | 0.32488
66119 | 8.04 | 0.8 | 365 | 7.3248 | 0.73967 | 8 | 0.064436
66118 | 5.2 | 1 | 365 | 5.9218 | 0.9164 | 6 | 0.83816
66128 | 2.86 | 1 | 365 | 3.257 | 0.55402 | 3 | 0.81099
66130 | 4.42 | 1 | 365 | 5.0335 | 0.12894 | 5 | 0.16244
66131 | 11.6 | 1 | 365 | 13.2101 | 0.58275 | 13 | 0.79283
66134 | 7.28 | 1 | 365 | 8.2905 | 0.68296 | 8 | 0.97343
66142 | 7.28 | 0.8 | 365 | 6.6324 | 0.34637 | 6 | 0.97874
66143 | 8.32 | 1 | 365 | 9.4748 | 0.066245 | 9 | 0.54106
66148 | 11.96 | 1 | 365 | 13.62 | 0.40773 | 14 | 0.027775
66149 | 3.64 | 0.8 | 365 | 3.3162 | 0.67319 | 3 | 0.98937
66152 | 4.16 | 0.8 | 365 | 3.7899 | 0.6265 | 4 | 0.41642
66157 | 9.62 | 0.8 | 365 | 8.7642 | 0.63628 | 9 | 0.40048
66158 | 3.64 | 1 | 365 | 4.1452 | 0.34148 | 4 | 0.48671
66167 | 6.44 | 0.8 | 365 | 5.8671 | 0.80641 | 6 | 0.6735
66168 | 10.15 | 1 | 365 | 11.5588 | 0.2599 | 11 | 0.81872
66190 | 4.24 | 1 | 365 | 4.8285 | 0.71645 | 5 | 0.54496
66191 | 7.95 | 0.8 | 365 | 7.2428 | 0.57468 | 7 | 0.81745
66199 | 6.89 | 1 | 365 | 7.8463 | 0.78923 | 8 | 0.63557
66202 | 3.975 | 1 | 365 | 4.5267 | 0.10917 | 4 | 0.6359
66203 | 5.3 | 1 | 365 | 6.0356 | 0.14556 | 6 | 0.1812
66204 | 4.24 | 1 | 365 | 4.8285 | 0.71645 | 5 | 0.54496
66189 | 11.985 | 0.8 | 365 | 10.9188 | 0.97201 | 11 | 0.89083
65921 | 6.44 | 1 | 365 | 7.3339 | 0.75801 | 8 | 0.091879
66231 | 7.8 | 1 | 365 | 8.8826 | 0.8746 | 9 | 0.75724
66241 | 5.98 | 0.8 | 365 | 5.448 | 0.96309 | 6 | 0.41111
66264 | 7.2 | 0.8 | 365 | 6.5595 | 0.19971 | 6 | 0.7592
66266 | 12.06 | 0.8 | 365 | 10.9871 | 0.10951 | 11 | 0.096654
65840 | 8.16 | 1 | 365 | 9.2926 | 0.69959 | 9 | 0.99219
55212 | 2.45 | 1 | 365 | 2.7901 | 0.61446 | 3 | 0.40452
32269 | 1996.14 | 0.8 | 365 | 1818.5634 | 0.50909 | 1819 | 0.072475
64697 | 410.8 | 1 | 365 | 467.819 | 0.39585 | 468 | 0.21489
31323 | 227.43 | 0.9 | 365 | 233.0976 | 0.064004 | 233 | 0.16156
49599 | 13.455 | 1 | 365 | 15.3226 | 0.83369 | 16 | 0.15625
65604 | 9.66 | 1 | 365 | 11.0008 | 0.13701 | 11 | 0.13782
65699 | 7.245 | 1 | 365 | 8.2506 | 0.60276 | 8 | 0.85336
65701 | 9.66 | 1 | 365 | 11.0008 | 0.13701 | 11 | 0.13782
65713 | 7.194 | 0.8 | 365 | 6.554 | 0.18871 | 6 | 0.74273
65836 | 8.04 | 1 | 365 | 9.156 | 0.42459 | 9 | 0.58054
65858 | 4.905 | 1 | 365 | 5.5858 | 0.24038 | 5 | 0.82619
65863 | 8.175 | 1 | 365 | 9.3097 | 0.73396 | 10 | 0.043651
61319 | 3.42 | 1 | 365 | 3.8947 | 0.83733 | 4 | 0.73202
31092 | 2909.09 | 0.8 | 365 | 2650.2974 | 0.21375 | 2650 | 0.51111
62306 | 14.04 | 1 | 365 | 15.9888 | 0.17429 | 16 | 0.16304
63931 | 13.5 | 1 | 365 | 15.3738 | 0.93682 | 16 | 0.31062
64483 | 9.405 | 1 | 365 | 10.7104 | 0.55265 | 11 | 0.26306
64615 | 7.875 | 1 | 365 | 8.968 | 0.046476 | 9 | 0.014526
43144 | 13.86 | 1 | 365 | 15.7838 | 0.7618 | 16 | 0.54557
64619 | 93.6 | 0.9 | 365 | 95.9325 | 0.045732 | 95 | 0.97824
64700 | 9.12 | 1 | 365 | 10.3859 | 0.89954 | 11 | 0.28539
64924 | 22.2 | 1 | 365 | 25.2814 | 0.87388 | 26 | 0.15524
31327 | 238.14 | 1 | 365 | 271.1938 | 0.72543 | 271 | 0.91927
65670 | 4.64 | 1 | 365 | 5.284 | 0.6331 | 5 | 0.91713
65711 | 13.44 | 1 | 365 | 15.3055 | 0.79932 | 16 | 0.10479
65727 | 8.12 | 1 | 365 | 9.2471 | 0.60792 | 9 | 0.85498
65785 | 5.13 | 1 | 365 | 5.842 | 0.75599 | 6 | 0.59803
65831 | 17.98 | 1 | 365 | 20.4756 | 0.20326 | 20 | 0.67888
65871 | 5.7 | 1 | 365 | 6.4912 | 0.062211 | 6 | 0.55337
65872 | 24.96 | 1 | 365 | 28.4244 | 0.19874 | 28 | 0.62318
65963 | 8.12 | 1 | 365 | 9.2471 | 0.60792 | 9 | 0.85498
65969 | 13.52 | 1 | 365 | 15.3966 | 0.98265 | 16 | 0.37922
58578 | 996.74 | 0.9 | 365 | 1021.5788 | 0.7308 | 1022 | 0.30956
66077 | 7.125 | 0.8 | 365 | 6.4912 | 0.062211 | 6 | 0.55337
66081 | 8.64 | 0.8 | 365 | 7.8714 | 0.83965 | 8 | 0.71104
66102 | 7.54 | 1 | 365 | 8.5866 | 0.27878 | 8 | 0.86534
66074 | 8.745 | 1 | 365 | 9.9588 | 0.040182 | 9 | 0.99899
65515 | 9.69 | 1 | 365 | 11.035 | 0.20576 | 11 | 0.24073
66197 | 4.505 | 1 | 365 | 5.1303 | 0.32373 | 5 | 0.45402
64870 | 9.86 | 1 | 365 | 11.2286 | 0.59533 | 11 | 0.8239
31329 | 610.47 | 1 | 365 | 695.2032 | 0.96282 | 696 | 0.16606
65154 | 13.08 | 1 | 365 | 14.8955 | 0.97434 | 15 | 0.86984
36178 | 17.004 | 1 | 365 | 19.3642 | 0.96664 | 20 | 0.33079
65850 | 19.38 | 1 | 365 | 22.0699 | 0.41152 | 22 | 0.48146
62687 | 4.24 | 1 | 365 | 4.8285 | 0.71645 | 5 | 0.54496
62692 | 5.565 | 1 | 365 | 6.3374 | 0.75284 | 7 | 0.090265
62961 | 3.9 | 1 | 365 | 4.4413 | 0.9373 | 5 | 0.37862
63575 | 9.765 | 1 | 365 | 11.1204 | 0.37763 | 11 | 0.49801
63961 | 13.545 | 1 | 365 | 15.425 | 0.039939 | 15 | 0.46498
10986 | 2062.08 | 1 | 365 | 2348.2967 | 0.49552 | 2348 | 0.79223
64441 | 11.445 | 1 | 365 | 13.0336 | 0.22755 | 13 | 0.26111
64484 | 4.8 | 1 | 365 | 5.4662 | 0.99976 | 6 | 0.466
64800 | 5.22 | 1 | 365 | 5.9445 | 0.96224 | 6 | 0.90677
65456 | 12.6 | 1 | 365 | 14.3489 | 0.87436 | 15 | 0.22324
66884 | 5.36 | 1 | 365 | 6.104 | 0.28306 | 6 | 0.38703
64687 | 9.28 | 1 | 365 | 10.5681 | 0.2662 | 10 | 0.83426
34494 | 2568.87 | 1 | 365 | 2925.4292 | 0.86359 | 2926 | 0.29275
34447 | 249.795 | 0.9 | 365 | 256.0199 | 0.1908 | 256 | 0.21069
34478 | 154.665 | 0.9 | 365 | 158.5193 | 0.98951 | 159 | 0.50876
44120 | 5.98 | 1 | 365 | 6.81 | 0.70386 | 7 | 0.51389
49014 | 24.14 | 1 | 365 | 27.4906 | 0.31961 | 27 | 0.81024
34484 | 30.87 | 0.9 | 365 | 31.6393 | 0.66797 | 32 | 0.30725
64409 | 308 | 0.9 | 365 | 315.6754 | 0.23596 | 315 | 0.91132
64821 | 4.77 | 1 | 365 | 5.4321 | 0.93101 | 6 | 0.36308
64822 | 2.385 | 1 | 365 | 2.716 | 0.4655 | 3 | 0.18154
64824 | 4.42 | 1 | 365 | 5.0335 | 0.12894 | 5 | 0.16244
64830 | 5.355 | 1 | 365 | 6.0983 | 0.2716 | 6 | 0.36988
64832 | 3.12 | 1 | 365 | 3.5531 | 0.14984 | 3 | 0.7029
64834 | 3.64 | 1 | 365 | 4.1452 | 0.34148 | 4 | 0.48671
64835 | 2.08 | 1 | 365 | 2.3687 | 0.76656 | 3 | 0.13527
64837 | 7.02 | 1 | 365 | 7.9944 | 0.087144 | 8 | 0.08152
64839 | 8.745 | 1 | 365 | 9.9588 | 0.040182 | 9 | 0.99899
64840 | 9.62 | 1 | 365 | 10.9553 | 0.045346 | 11 | 0.00060192
64843 | 7.8 | 1 | 365 | 8.8826 | 0.8746 | 9 | 0.75724
64845 | 5.035 | 1 | 365 | 5.7339 | 0.53829 | 6 | 0.27214
33823 | 498.96 | 0.9 | 365 | 511.3941 | 0.082247 | 511 | 0.47633
34491 | 241.92 | 0.9 | 365 | 247.9486 | 0.94897 | 248 | 0.89761
64864 | 7.28 | 1 | 365 | 8.2905 | 0.68296 | 8 | 0.97343
64865 | 5.035 | 1 | 365 | 5.7339 | 0.53829 | 6 | 0.27214
64892 | 14.31 | 1 | 365 | 16.2962 | 0.79302 | 17 | 0.089253
61607 | 13.25 | 1 | 365 | 15.0891 | 0.36391 | 15 | 0.45301
63266 | 5.565 | 1 | 365 | 6.3374 | 0.75284 | 7 | 0.090265
62211 | 5.3 | 1 | 365 | 6.0356 | 0.14556 | 6 | 0.1812
24010 | 3.9 | 1 | 365 | 4.4413 | 0.9373 | 5 | 0.37862
50902 | 3.64 | 1 | 365 | 4.1452 | 0.34148 | 4 | 0.48671
64937 | 5.2 | 1 | 365 | 5.9218 | 0.9164 | 6 | 0.83816
64942 | 18.72 | 1 | 365 | 21.3183 | 0.89905 | 22 | 0.21739
64949 | 8.84 | 1 | 365 | 10.067 | 0.25789 | 10 | 0.32488
51064 | 10.4 | 1 | 365 | 11.8435 | 0.83281 | 12 | 0.67633
50824 | 5.46 | 1 | 365 | 6.2178 | 0.51222 | 6 | 0.73007
22443 | 8.84 | 1 | 365 | 10.067 | 0.25789 | 10 | 0.32488
44931 | 11.7 | 1 | 365 | 13.324 | 0.81191 | 14 | 0.13587
47862 | 8.06 | 1 | 365 | 9.1787 | 0.47042 | 9 | 0.64915
64989 | 6.625 | 1 | 365 | 7.5446 | 0.18196 | 7 | 0.72651
64992 | 8.06 | 1 | 365 | 9.1787 | 0.47042 | 9 | 0.64915
65019 | 3.18 | 1 | 365 | 3.6214 | 0.28734 | 3 | 0.90872
50912 | 9.1 | 1 | 365 | 10.3631 | 0.85371 | 11 | 0.21679
22420 | 10.92 | 1 | 365 | 12.4357 | 0.024447 | 12 | 0.46014
49111 | 8.58 | 1 | 365 | 9.7709 | 0.66207 | 10 | 0.43297
46254 | 5.72 | 1 | 365 | 6.5139 | 0.10804 | 6 | 0.62198
51375 | 8.84 | 1 | 365 | 10.067 | 0.25789 | 10 | 0.32488
32351 | 8.06 | 1 | 365 | 9.1787 | 0.47042 | 9 | 0.64915
37114 | 8.32 | 1 | 365 | 9.4748 | 0.066245 | 9 | 0.54106
65030 | 6.36 | 1 | 365 | 7.2428 | 0.57468 | 7 | 0.81745
65076 | 11.4 | 1 | 365 | 12.9823 | 0.12442 | 13 | 0.10674
65029 | 68 | 0.9 | 365 | 69.6946 | 0.2469 | 69 | 0.94146
49571 | 992.07 | 0.9 | 365 | 1016.7924 | 0.099137 | 1016 | 0.89152
36725 | 645.12 | 0.8 | 365 | 587.7301 | 0.69385 | 588 | 0.42398
32538 | 639.36 | 0.8 | 365 | 582.4825 | 0.13408 | 582 | 0.61662
32541 | 4124.16 | 0.8 | 365 | 3757.2747 | 0.79283 | 3758 | 0.06756
32530 | 639.36 | 0.8 | 365 | 582.4825 | 0.13408 | 582 | 0.61662
32536 | 639.36 | 0.8 | 365 | 582.4825 | 0.13408 | 582 | 0.61662
30423 | 639.36 | 0.8 | 365 | 582.4825 | 0.13408 | 582 | 0.61662
54267 | 2.34 | 1 | 365 | 2.6648 | 0.36238 | 3 | 0.027173
56999 | 17.94 | 1 | 365 | 20.4301 | 0.11159 | 20 | 0.54166
58635 | 9.315 | 1 | 365 | 10.6079 | 0.3464 | 10 | 0.95433
65173 | 5.232 | 1 | 365 | 5.9582 | 0.98973 | 6 | 0.94794
57239 | 2.385 | 1 | 365 | 2.716 | 0.4655 | 3 | 0.18154
52842 | 6.24 | 1 | 365 | 7.1061 | 0.29968 | 7 | 0.4058
58191 | 12.985 | 1 | 365 | 14.7873 | 0.75663 | 15 | 0.54395
65225 | 4.94 | 1 | 365 | 5.6257 | 0.32058 | 5 | 0.94626
65237 | 4.94 | 1 | 365 | 5.6257 | 0.32058 | 5 | 0.94626
65253 | 5.98 | 1 | 365 | 6.81 | 0.70386 | 7 | 0.51389
65412 | 7.685 | 1 | 365 | 8.7517 | 0.61107 | 9 | 0.36275
65418 | 3.71 | 1 | 365 | 4.2249 | 0.5019 | 4 | 0.72684
65419 | 3.78 | 1 | 365 | 4.3047 | 0.66231 | 4 | 0.96697
65416 | 9.945 | 1 | 365 | 11.3254 | 0.79012 | 12 | 0.11549
65447 | 9.765 | 1 | 365 | 11.1204 | 0.37763 | 11 | 0.49801
65476 | 5.035 | 1 | 365 | 5.7339 | 0.53829 | 6 | 0.27214
65546 | 9.36 | 1 | 365 | 10.6592 | 0.44953 | 11 | 0.10869
65568 | 5.3 | 1 | 365 | 6.0356 | 0.14556 | 6 | 0.1812
65574 | 7.155 | 1 | 365 | 8.1481 | 0.39651 | 8 | 0.54463
65578 | 10.92 | 1 | 365 | 12.4357 | 0.024447 | 12 | 0.46014
65586 | 3.64 | 1 | 365 | 4.1452 | 0.34148 | 4 | 0.48671
65589 | 4.24 | 1 | 365 | 4.8285 | 0.71645 | 5 | 0.54496
65595 | 5.985 | 1 | 365 | 6.8157 | 0.71532 | 7 | 0.53104
65599 | 10.07 | 1 | 365 | 11.4677 | 0.076573 | 11 | 0.54429
65603 | 3.06 | 0.8 | 365 | 2.7878 | 0.60988 | 3 | 0.39766
65634 | 6.89 | 0.8 | 365 | 6.2771 | 0.63139 | 6 | 0.90845
63412 | 67.5 | 0.9 | 365 | 69.1821 | 0.21567 | 69 | 0.39777
34783 | 75.64 | 1 | 365 | 86.1388 | 0.33783 | 86 | 0.47667
37612 | 13.52 | 1 | 365 | 15.3966 | 0.98265 | 16 | 0.37922
66594 | 10.56 | 1 | 365 | 12.0257 | 0.19946 | 12 | 0.22519
61500 | 6.03 | 1 | 365 | 6.867 | 0.81844 | 7 | 0.68541
60837 | 10.24 | 1 | 365 | 11.6613 | 0.46615 | 12 | 0.12746
63559 | 14.4 | 1 | 365 | 16.3987 | 0.99927 | 17 | 0.39799
67315 | 9.92 | 1 | 365 | 11.2969 | 0.73283 | 12 | 0.029727
63866 | 564.48 | 0.8 | 365 | 514.2639 | 0.85712 | 515 | 0.12098
67494 | 8.375 | 1 | 365 | 9.5374 | 0.19228 | 9 | 0.72973
63749 | 184 | 0.9 | 365 | 188.5853 | 0.49161 | 189 | 0.07689
50684 | 6.615 | 1 | 365 | 7.5332 | 0.15904 | 7 | 0.6922
64661 | 7.28 | 1 | 365 | 8.2905 | 0.68296 | 8 | 0.97343
64663 | 13.8 | 1 | 365 | 15.7154 | 0.6243 | 16 | 0.33974
64669 | 16.8 | 1 | 365 | 19.1318 | 0.49915 | 19 | 0.63099
64670 | 12.075 | 1 | 365 | 13.751 | 0.67126 | 14 | 0.42227
34428 | 646.38 | 0.8 | 365 | 588.878 | 0.0038001 | 588 | 0.88184
33800 | 645.84 | 0.8 | 365 | 588.3861 | 0.013822 | 588 | 0.3999
64763 | 2.745 | 1 | 365 | 3.126 | 0.29049 | 3 | 0.41649
64766 | 6.82 | 1 | 365 | 7.7666 | 0.62882 | 8 | 0.39544
64781 | 6.325 | 1 | 365 | 7.2029 | 0.49447 | 7 | 0.69738
64782 | 11.52 | 1 | 365 | 13.119 | 0.39942 | 13 | 0.51839
64789 | 8 | 1 | 365 | 9.1104 | 0.33293 | 9 | 0.44333
64790 | 8.64 | 1 | 365 | 9.8392 | 0.79956 | 10 | 0.63879
64796 | 6.72 | 1 | 365 | 7.6527 | 0.39966 | 8 | 0.052396
64811 | 7.56 | 1 | 365 | 8.6093 | 0.32462 | 8 | 0.93394
64797 | 7.8 | 1 | 365 | 8.8826 | 0.8746 | 9 | 0.75724
64794 | 5.49 | 1 | 365 | 6.252 | 0.58097 | 6 | 0.83298
64901 | 8.68 | 1 | 365 | 9.8848 | 0.89123 | 10 | 0.77601
64906 | 7.84 | 1 | 365 | 8.9282 | 0.96627 | 9 | 0.89446
64912 | 9.75 | 1 | 365 | 11.1033 | 0.34326 | 11 | 0.44656
63841 | 4.8 | 1 | 365 | 5.4662 | 0.99976 | 6 | 0.466
64917 | 10.26 | 1 | 365 | 11.6841 | 0.51198 | 12 | 0.19607
64921 | 9.765 | 1 | 365 | 11.1204 | 0.37763 | 11 | 0.49801
64930 | 6.93 | 1 | 365 | 7.8919 | 0.8809 | 8 | 0.77278
64936 | 4.5 | 1 | 365 | 5.1246 | 0.31227 | 5 | 0.43687
64939 | 4.48 | 1 | 365 | 5.1018 | 0.26644 | 5 | 0.36826
50839 | 5.04 | 1 | 365 | 5.7396 | 0.54974 | 6 | 0.2893
46266 | 8.505 | 1 | 365 | 9.6855 | 0.49019 | 10 | 0.17569
49597 | 5.04 | 1 | 365 | 5.7396 | 0.54974 | 6 | 0.2893
35033 | 187.044 | 0.9 | 365 | 191.7051 | 0.76972 | 192 | 0.47486
65641 | 2.915 | 1 | 365 | 3.3196 | 0.68006 | 3 | 0.99966
65642 | 7.875 | 1 | 365 | 8.968 | 0.046476 | 9 | 0.014526
65644 | 4.68 | 1 | 365 | 5.3296 | 0.72476 | 6 | 0.054347
65646 | 7.685 | 0.8 | 365 | 7.0013 | 0.088855 | 7 | 0.090198
65648 | 4.24 | 1 | 365 | 4.8285 | 0.71645 | 5 | 0.54496
65649 | 8.745 | 1 | 365 | 9.9588 | 0.040182 | 9 | 0.99899
65650 | 5.83 | 1 | 365 | 6.6392 | 0.36012 | 6 | 0.99933
65653 | 4.59 | 0.8 | 365 | 4.1817 | 0.41481 | 4 | 0.59649
65665 | 7.54 | 0.8 | 365 | 6.8692 | 0.82303 | 7 | 0.69227
65667 | 6.36 | 0.8 | 365 | 5.7942 | 0.65974 | 6 | 0.45396
51274 | 10.05 | 1 | 365 | 11.4449 | 0.030741 | 11 | 0.47568
65134 | 9 | 1 | 365 | 10.2492 | 0.62454 | 10 | 0.87374
65166 | 6.72 | 1 | 365 | 7.6527 | 0.39966 | 8 | 0.052396
37098 | 5564.79 | 0.8 | 365 | 5069.7463 | 0.88944 | 5070 | 0.63572
33269 | 767 | 0.9 | 365 | 786.1136 | 0.90252 | 787 | 0.016165
34946 | 762.12 | 1 | 365 | 867.9023 | 0.48639 | 868 | 0.38864
23634 | 748.775 | 0.9 | 365 | 767.4345 | 0.31429 | 767 | 0.74877
34481 | 155.62 | 0.9 | 365 | 159.4981 | 0.95915 | 160 | 0.4572
65152 | 30.35 | 1 | 365 | 34.5626 | 0.55055 | 35 | 0.11313
65271 | 8.1 | 1 | 365 | 9.2243 | 0.56209 | 9 | 0.78637
65272 | 4.32 | 1 | 365 | 4.9196 | 0.89978 | 5 | 0.8194
65274 | 4.725 | 1 | 365 | 5.3808 | 0.82789 | 6 | 0.20872
65297 | 9.92 | 1 | 365 | 11.2969 | 0.73283 | 12 | 0.029727
65319 | 11.7 | 1 | 365 | 13.324 | 0.81191 | 14 | 0.13587
65326 | 10.56 | 1 | 365 | 12.0257 | 0.19946 | 12 | 0.22519
65288 | 24.9 | 1 | 365 | 28.3561 | 0.061238 | 28 | 0.41736
65351 | 10.07 | 1 | 365 | 11.4677 | 0.076573 | 11 | 0.54429
65353 | 9.275 | 1 | 365 | 10.5624 | 0.25474 | 10 | 0.81711
65354 | 4.77 | 1 | 365 | 5.4321 | 0.93101 | 6 | 0.36308
65357 | 4.24 | 1 | 365 | 4.8285 | 0.71645 | 5 | 0.54496
65361 | 4.24 | 1 | 365 | 4.8285 | 0.71645 | 5 | 0.54496
65362 | 4.24 | 1 | 365 | 4.8285 | 0.71645 | 5 | 0.54496
65363 | 6.625 | 1 | 365 | 7.5446 | 0.18196 | 7 | 0.72651
65370 | 14.04 | 1 | 365 | 15.9888 | 0.17429 | 16 | 0.16304
65375 | 8.745 | 1 | 365 | 9.9588 | 0.040182 | 9 | 0.99899
65360 | 9 | 1 | 365 | 10.2492 | 0.62454 | 10 | 0.87374
65378 | 14.84 | 1 | 365 | 16.8998 | 0.0075814 | 16 | 0.90737
65384 | 6.095 | 1 | 365 | 6.941 | 0.9674 | 7 | 0.90839
65390 | 7.95 | 1 | 365 | 9.0535 | 0.21835 | 9 | 0.27181
65395 | 5.83 | 1 | 365 | 6.6392 | 0.36012 | 6 | 0.99933
65299 | 7.28 | 1 | 365 | 8.2905 | 0.68296 | 8 | 0.97343
65400 | 6.36 | 1 | 365 | 7.2428 | 0.57468 | 7 | 0.81745
65434 | 5.035 | 1 | 365 | 5.7339 | 0.53829 | 6 | 0.27214
65437 | 2.915 | 1 | 365 | 3.3196 | 0.68006 | 3 | 0.99966
65443 | 5.83 | 1 | 365 | 6.6392 | 0.36012 | 6 | 0.99933
65446 | 10.335 | 1 | 365 | 11.7695 | 0.68385 | 12 | 0.45335
65452 | 7.95 | 1 | 365 | 9.0535 | 0.21835 | 9 | 0.27181
65462 | 5.83 | 1 | 365 | 6.6392 | 0.36012 | 6 | 0.99933
65364 | 10.791 | 1 | 365 | 12.2888 | 0.72883 | 13 | 0.017619
65377 | 10.791 | 1 | 365 | 12.2888 | 0.72883 | 13 | 0.017619
65464 | 3.18 | 1 | 365 | 3.6214 | 0.28734 | 3 | 0.90872
65335 | 10.64 | 1 | 365 | 12.1168 | 0.38279 | 12 | 0.49963
65465 | 11.96 | 1 | 365 | 13.62 | 0.40773 | 14 | 0.027775
65467 | 10.64 | 1 | 365 | 12.1168 | 0.38279 | 12 | 0.49963
65475 | 8.96 | 1 | 365 | 10.2036 | 0.53288 | 10 | 0.73653
65479 | 12.255 | 1 | 365 | 13.956 | 0.083754 | 14 | 0.039748
65481 | 5.7 | 1 | 365 | 6.4912 | 0.062211 | 6 | 0.55337
65483 | 5.88 | 1 | 365 | 6.6961 | 0.4747 | 7 | 0.17085
65484 | 10.36 | 1 | 365 | 11.798 | 0.74114 | 12 | 0.53911
65486 | 5.88 | 1 | 365 | 6.6961 | 0.4747 | 7 | 0.17085
65488 | 6.44 | 1 | 365 | 7.3339 | 0.75801 | 8 | 0.091879
65491 | 6.63 | 1 | 365 | 7.5502 | 0.19341 | 7 | 0.74366
65492 | 5.46 | 1 | 365 | 6.2178 | 0.51222 | 6 | 0.73007
65497 | 10.88 | 1 | 365 | 12.3901 | 0.93278 | 13 | 0.32293
65499 | 3.18 | 1 | 365 | 3.6214 | 0.28734 | 3 | 0.90872
65507 | 10.6 | 1 | 365 | 12.0713 | 0.29113 | 12 | 0.36241
65514 | 8.48 | 1 | 365 | 9.657 | 0.4329 | 10 | 0.089928
65519 | 7.44 | 1 | 365 | 8.4727 | 0.049623 | 8 | 0.5223
65520 | 7.155 | 1 | 365 | 8.1481 | 0.39651 | 8 | 0.54463
65523 | 9.01 | 1 | 365 | 10.2606 | 0.64746 | 10 | 0.90805
65533 | 11.66 | 1 | 365 | 13.2784 | 0.72024 | 13 | 0.99865
65536 | 4.24 | 1 | 365 | 4.8285 | 0.71645 | 5 | 0.54496
65538 | 9.275 | 1 | 365 | 10.5624 | 0.25474 | 10 | 0.81711
65543 | 8.7 | 1 | 365 | 9.9076 | 0.93706 | 10 | 0.84462
65545 | 11.14 | 1 | 365 | 12.6862 | 0.5286 | 13 | 0.21483
65547 | 11.16 | 1 | 365 | 12.709 | 0.57443 | 13 | 0.28344
65550 | 9.805 | 1 | 365 | 11.1659 | 0.46929 | 11 | 0.63523
59060 | 7.28 | 1 | 365 | 8.2905 | 0.68296 | 8 | 0.97343
65554 | 7.44 | 1 | 365 | 8.4727 | 0.049623 | 8 | 0.5223
65556 | 3.18 | 1 | 365 | 3.6214 | 0.28734 | 3 | 0.90872
65560 | 10.07 | 1 | 365 | 11.4677 | 0.076573 | 11 | 0.54429
65559 | 10.35 | 1 | 365 | 11.7866 | 0.71823 | 12 | 0.50481
65566 | 5.035 | 1 | 365 | 5.7339 | 0.53829 | 6 | 0.27214
65570 | 5.83 | 1 | 365 | 6.6392 | 0.36012 | 6 | 0.99933
65572 | 4.24 | 1 | 365 | 4.8285 | 0.71645 | 5 | 0.54496
65576 | 12.19 | 1 | 365 | 13.882 | 0.9348 | 14 | 0.81677
65577 | 5.83 | 1 | 365 | 6.6392 | 0.36012 | 6 | 0.99933
65581 | 4.77 | 1 | 365 | 5.4321 | 0.93101 | 6 | 0.36308
65591 | 6.095 | 1 | 365 | 6.941 | 0.9674 | 7 | 0.90839
65592 | 10.2 | 1 | 365 | 11.6158 | 0.37448 | 11 | 0.99024
65618 | 10.07 | 1 | 365 | 11.4677 | 0.076573 | 11 | 0.54429
65614 | 9.805 | 1 | 365 | 11.1659 | 0.46929 | 11 | 0.63523
65619 | 11.66 | 1 | 365 | 13.2784 | 0.72024 | 13 | 0.99865
58672 | 3.975 | 1 | 365 | 4.5267 | 0.10917 | 4 | 0.6359
65622 | 6.625 | 1 | 365 | 7.5446 | 0.18196 | 7 | 0.72651
65624 | 12.48 | 1 | 365 | 14.2122 | 0.59937 | 14 | 0.81159
65625 | 13.25 | 1 | 365 | 15.0891 | 0.36391 | 15 | 0.45301
65627 | 7.42 | 1 | 365 | 8.4499 | 0.0037907 | 8 | 0.45369
63165 | 3.18 | 1 | 365 | 3.6214 | 0.28734 | 3 | 0.90872
65628 | 13.78 | 1 | 365 | 15.6927 | 0.57847 | 16 | 0.27113
63546 | 7.155 | 1 | 365 | 8.1481 | 0.39651 | 8 | 0.54463
63549 | 9.54 | 1 | 365 | 10.8642 | 0.86202 | 11 | 0.72617
63443 | 6.625 | 1 | 365 | 7.5446 | 0.18196 | 7 | 0.72651
63440 | 7.155 | 1 | 365 | 8.1481 | 0.39651 | 8 | 0.54463
63329 | 8.745 | 1 | 365 | 9.9588 | 0.040182 | 9 | 0.99899
63436 | 4.24 | 1 | 365 | 4.8285 | 0.71645 | 5 | 0.54496
63434 | 3.18 | 1 | 365 | 3.6214 | 0.28734 | 3 | 0.90872
63552 | 3.18 | 1 | 365 | 3.6214 | 0.28734 | 3 | 0.90872
63438 | 12.985 | 1 | 365 | 14.7873 | 0.75663 | 15 | 0.54395
63544 | 4.24 | 1 | 365 | 4.8285 | 0.71645 | 5 | 0.54496
63338 | 6.89 | 1 | 365 | 7.8463 | 0.78923 | 8 | 0.63557
63444 | 8.745 | 1 | 365 | 9.9588 | 0.040182 | 9 | 0.99899
63437 | 7.155 | 1 | 365 | 8.1481 | 0.39651 | 8 | 0.54463
65672 | 13.395 | 1 | 365 | 15.2542 | 0.6962 | 15 | 0.95042
65686 | 10.385 | 1 | 365 | 11.8264 | 0.79843 | 12 | 0.62487
65682 | 7.98 | 1 | 365 | 9.0876 | 0.2871 | 9 | 0.37472
65692 | 4.16 | 1 | 365 | 4.7374 | 0.53312 | 5 | 0.27053
65695 | 4.68 | 1 | 365 | 5.3296 | 0.72476 | 6 | 0.054347
65696 | 3.38 | 1 | 365 | 3.8491 | 0.74566 | 4 | 0.59481
50853 | 20.8 | 1 | 365 | 23.687 | 0.66561 | 24 | 0.35265
65730 | 7.125 | 1 | 365 | 8.114 | 0.32776 | 8 | 0.44171
65733 | 4.68 | 1 | 365 | 5.3296 | 0.72476 | 6 | 0.054347
65734 | 6.63 | 1 | 365 | 7.5502 | 0.19341 | 7 | 0.74366
65684 | 9.01 | 1 | 365 | 10.2606 | 0.64746 | 10 | 0.90805
65742 | 7.68 | 1 | 365 | 8.746 | 0.59961 | 9 | 0.34559
65762 | 13.26 | 0.8 | 365 | 12.0804 | 0.30946 | 12 | 0.38985
65298 | 7.54 | 1 | 365 | 8.5866 | 0.27878 | 8 | 0.86534
65796 | 7.54 | 1 | 365 | 8.5866 | 0.27878 | 8 | 0.86534
65813 | 5.1 | 1 | 365 | 5.8079 | 0.68724 | 6 | 0.49512
65874 | 7.695 | 1 | 365 | 8.7631 | 0.63399 | 9 | 0.39705
65885 | 5.04 | 1 | 365 | 5.7396 | 0.54974 | 6 | 0.2893
65889 | 6.84 | 1 | 365 | 7.7894 | 0.67465 | 8 | 0.46405
65901 | 11.97 | 1 | 365 | 13.6314 | 0.43064 | 14 | 0.06208
65903 | 2.745 | 1 | 365 | 3.126 | 0.29049 | 3 | 0.41649
65907 | 6.405 | 1 | 365 | 7.294 | 0.6778 | 7 | 0.97181
65928 | 6.5 | 1 | 365 | 7.4022 | 0.8955 | 8 | 0.2977
65930 | 13.78 | 1 | 365 | 15.6927 | 0.57847 | 16 | 0.27113
65932 | 3.71 | 1 | 365 | 4.2249 | 0.5019 | 4 | 0.72684
65933 | 8.58 | 1 | 365 | 9.7709 | 0.66207 | 10 | 0.43297
65935 | 2.86 | 1 | 365 | 3.257 | 0.55402 | 3 | 0.81099
65938 | 3.64 | 0.8 | 365 | 3.3162 | 0.67319 | 3 | 0.98937
65939 | 3.78 | 1 | 365 | 4.3047 | 0.66231 | 4 | 0.96697
65940 | 7.875 | 1 | 365 | 8.968 | 0.046476 | 9 | 0.014526
65942 | 5.985 | 0.8 | 365 | 5.4526 | 0.97226 | 6 | 0.42483
65944 | 4.725 | 0.8 | 365 | 4.3047 | 0.66231 | 4 | 0.96697
65946 | 2.6 | 1 | 365 | 2.9609 | 0.9582 | 3 | 0.91908
65947 | 9.88 | 0.8 | 365 | 9.0011 | 0.11293 | 9 | 0.11401
66112 | 9.62 | 1 | 365 | 10.9553 | 0.045346 | 11 | 0.00060192
66166 | 5.98 | 1 | 365 | 6.81 | 0.70386 | 7 | 0.51389
65072 | 8.64 | 1 | 365 | 9.8392 | 0.79956 | 10 | 0.63879
63462 | 5.7 | 1 | 365 | 6.4912 | 0.062211 | 6 | 0.55337
64465 | 8.745 | 1 | 365 | 9.9588 | 0.040182 | 9 | 0.99899
64036 | 6.36 | 1 | 365 | 7.2428 | 0.57468 | 7 | 0.81745
65639 | 5.7 | 1 | 365 | 6.4912 | 0.062211 | 6 | 0.55337
49121 | 5.5 | 1 | 365 | 6.2634 | 0.60389 | 6 | 0.86729
64564 | 5.83 | 1 | 365 | 6.6392 | 0.36012 | 6 | 0.99933
62314 | 11.52 | 1 | 365 | 13.119 | 0.39942 | 13 | 0.51839
60182 | 4.95 | 1 | 365 | 5.6371 | 0.3435 | 5 | 0.98056
65891 | 10.35 | 1 | 365 | 11.7866 | 0.71823 | 12 | 0.50481
66193 | 11.66 | 1 | 365 | 13.2784 | 0.72024 | 13 | 0.99865
61895 | 19.08 | 1 | 365 | 21.7283 | 0.72403 | 22 | 0.45234
65068 | 5.67 | 1 | 365 | 6.457 | 0.99346 | 7 | 0.45046
53954 | 64.89 | 0.9 | 365 | 66.5071 | 0.83267 | 67 | 0.33972
62484 | 3.12 | 1 | 365 | 3.5531 | 0.14984 | 3 | 0.7029
62150 | 10.2 | 1 | 365 | 11.6158 | 0.37448 | 11 | 0.99024
63032 | 6.93 | 1 | 365 | 7.8919 | 0.8809 | 8 | 0.77278
62783 | 5.83 | 1 | 365 | 6.6392 | 0.36012 | 6 | 0.99933
62966 | 17.1 | 1 | 365 | 19.4735 | 0.18663 | 19 | 0.66011
63029 | 3.38 | 1 | 365 | 3.8491 | 0.74566 | 4 | 0.59481
63226 | 8.55 | 1 | 365 | 9.7367 | 0.59332 | 10 | 0.33006
62964 | 10.83 | 1 | 365 | 12.3332 | 0.8182 | 13 | 0.15141
63138 | 6 | 1 | 365 | 6.8328 | 0.7497 | 7 | 0.5825
63645 | 14.76 | 1 | 365 | 16.8087 | 0.82425 | 17 | 0.63294
63851 | 11.2 | 1 | 365 | 12.7546 | 0.6661 | 13 | 0.42066
63980 | 9.1 | 1 | 365 | 10.3631 | 0.85371 | 11 | 0.21679
64132 | 3.12 | 1 | 365 | 3.5531 | 0.14984 | 3 | 0.7029
64642 | 6.3 | 1 | 365 | 7.1744 | 0.43718 | 7 | 0.61162
65948 | 8.06 | 0.8 | 365 | 7.343 | 0.77634 | 8 | 0.11932
64548 | 8.1 | 1 | 365 | 9.2243 | 0.56209 | 9 | 0.78637
65201 | 6.27 | 1 | 365 | 7.1403 | 0.36843 | 7 | 0.50871
30742 | 10.92 | 1 | 365 | 12.4357 | 0.024447 | 12 | 0.46014
65007 | 4.275 | 1 | 365 | 4.8684 | 0.79666 | 5 | 0.66503
63835 | 50.96 | 0.9 | 365 | 52.2299 | 0.10268 | 52 | 0.3326
32523 | 639.36 | 0.8 | 365 | 582.4825 | 0.13408 | 582 | 0.61662
65204 | 7 | 1 | 365 | 7.9716 | 0.041312 | 8 | 0.012912
65468 | 4.24 | 1 | 365 | 4.8285 | 0.71645 | 5 | 0.54496
65205 | 8.64 | 1 | 365 | 9.8392 | 0.79956 | 10 | 0.63879
65209 | 7.84 | 1 | 365 | 8.9282 | 0.96627 | 9 | 0.89446
65211 | 8.12 | 1 | 365 | 9.2471 | 0.60792 | 9 | 0.85498
65212 | 3.38 | 1 | 365 | 3.8491 | 0.74566 | 4 | 0.59481
65950 | 7.54 | 0.8 | 365 | 6.8692 | 0.82303 | 7 | 0.69227
65508 | 8.16 | 1 | 365 | 9.2926 | 0.69959 | 9 | 0.99219
65957 | 13.395 | 1 | 365 | 15.2542 | 0.6962 | 15 | 0.95042
65989 | 10.83 | 1 | 365 | 12.3332 | 0.8182 | 13 | 0.15141
65990 | 2.85 | 1 | 365 | 3.2456 | 0.53111 | 3 | 0.77669
65992 | 9.405 | 0.8 | 365 | 8.5683 | 0.24212 | 8 | 0.81045
65998 | 6.615 | 1 | 365 | 7.5332 | 0.15904 | 7 | 0.6922
65999 | 20.16 | 1 | 365 | 22.9582 | 0.19898 | 23 | 0.15719
66000 | 7.56 | 1 | 365 | 8.6093 | 0.32462 | 8 | 0.93394
66003 | 21.105 | 1 | 365 | 24.0344 | 0.36456 | 24 | 0.39893
66004 | 14.805 | 1 | 365 | 16.8599 | 0.92737 | 17 | 0.78731
66006 | 13.52 | 0.8 | 365 | 12.3173 | 0.78612 | 13 | 0.10338
66012 | 10.14 | 1 | 365 | 11.5474 | 0.23699 | 11 | 0.78442
66017 | 4.16 | 1 | 365 | 4.7374 | 0.53312 | 5 | 0.27053
66016 | 24.75 | 1 | 365 | 28.1853 | 0.7175 | 28 | 0.9028
66018 | 5.2 | 1 | 365 | 5.9218 | 0.9164 | 6 | 0.83816
66019 | 4.77 | 1 | 365 | 5.4321 | 0.93101 | 6 | 0.36308
66020 | 6.095 | 0.8 | 365 | 5.5528 | 0.17392 | 5 | 0.72671
66021 | 7.685 | 0.8 | 365 | 7.0013 | 0.088855 | 7 | 0.090198
66023 | 4.42 | 1 | 365 | 5.0335 | 0.12894 | 5 | 0.16244
66029 | 4.725 | 0.8 | 365 | 4.3047 | 0.66231 | 4 | 0.96697
66030 | 5.49 | 1 | 365 | 6.252 | 0.58097 | 6 | 0.83298
66035 | 3.66 | 1 | 365 | 4.168 | 0.38731 | 4 | 0.55532
66037 | 7.84 | 1 | 365 | 8.9282 | 0.96627 | 9 | 0.89446
66040 | 21.12 | 1 | 365 | 24.0515 | 0.39893 | 24 | 0.45039
66041 | 6.84 | 1 | 365 | 7.7894 | 0.67465 | 8 | 0.46405
66042 | 13.395 | 1 | 365 | 15.2542 | 0.6962 | 15 | 0.95042
66044 | 4.77 | 1 | 365 | 5.4321 | 0.93101 | 6 | 0.36308
66047 | 5.985 | 1 | 365 | 6.8157 | 0.71532 | 7 | 0.53104
66050 | 8.835 | 0.8 | 365 | 8.049 | 0.19714 | 8 | 0.24618
66053 | 3.135 | 1 | 365 | 3.5701 | 0.18422 | 3 | 0.75435
66054 | 4.275 | 1 | 365 | 4.8684 | 0.79666 | 5 | 0.66503
66057 | 2.28 | 1 | 365 | 2.5965 | 0.22488 | 2 | 0.82135
66058 | 3.705 | 1 | 365 | 4.2193 | 0.49044 | 4 | 0.70969
66060 | 9.405 | 1 | 365 | 10.7104 | 0.55265 | 11 | 0.26306
66061 | 9.69 | 1 | 365 | 11.035 | 0.20576 | 11 | 0.24073
66062 | 4.56 | 0.8 | 365 | 4.1543 | 0.35982 | 4 | 0.51416
66063 | 5.13 | 1 | 365 | 5.842 | 0.75599 | 6 | 0.59803
66064 | 5.7 | 1 | 365 | 6.4912 | 0.062211 | 6 | 0.55337
66066 | 3.99 | 1 | 365 | 4.5438 | 0.14355 | 4 | 0.68736
66067 | 10.26 | 1 | 365 | 11.6841 | 0.51198 | 12 | 0.19607
66072 | 9.69 | 1 | 365 | 11.035 | 0.20576 | 11 | 0.24073
66084 | 5.7 | 0.8 | 365 | 5.1929 | 0.44977 | 5 | 0.6427
66085 | 7.695 | 0.8 | 365 | 7.0105 | 0.10719 | 7 | 0.11764
33452 | 7.8 | 1 | 365 | 8.8826 | 0.8746 | 9 | 0.75724
48707 | 13.26 | 1 | 365 | 15.1005 | 0.38683 | 15 | 0.48732
66087 | 7.14 | 0.8 | 365 | 6.5048 | 0.089711 | 6 | 0.59454
66096 | 13.26 | 0.8 | 365 | 12.0804 | 0.30946 | 12 | 0.38985
66106 | 11.2 | 1 | 365 | 12.7546 | 0.6661 | 13 | 0.42066
65406 | 7.95 | 1 | 365 | 9.0535 | 0.21835 | 9 | 0.27181
66123 | 13.11 | 1 | 365 | 14.9297 | 0.043086 | 14 | 0.97275
66127 | 4.2 | 1 | 365 | 4.783 | 0.62479 | 5 | 0.40775
66135 | 7.98 | 0.8 | 365 | 7.2701 | 0.62968 | 7 | 0.89978
66141 | 9.975 | 1 | 365 | 11.3595 | 0.85887 | 12 | 0.2184
66144 | 3.99 | 1 | 365 | 4.5438 | 0.14355 | 4 | 0.68736
66145 | 9.12 | 1 | 365 | 10.3859 | 0.89954 | 11 | 0.28539
66146 | 10.66 | 1 | 365 | 12.1396 | 0.42863 | 12 | 0.56823
66147 | 8.265 | 1 | 365 | 9.4122 | 0.94021 | 10 | 0.35239
66150 | 7.695 | 1 | 365 | 8.7631 | 0.63399 | 9 | 0.39705
66151 | 10.26 | 1 | 365 | 11.6841 | 0.51198 | 12 | 0.19607
66153 | 2.85 | 1 | 365 | 3.2456 | 0.53111 | 3 | 0.77669
66154 | 8.55 | 1 | 365 | 9.7367 | 0.59332 | 10 | 0.33006
66159 | 6.84 | 1 | 365 | 7.7894 | 0.67465 | 8 | 0.46405
66164 | 11.4 | 1 | 365 | 12.9823 | 0.12442 | 13 | 0.10674
66165 | 5.985 | 1 | 365 | 6.8157 | 0.71532 | 7 | 0.53104
66169 | 7.695 | 0.8 | 365 | 7.0105 | 0.10719 | 7 | 0.11764
66172 | 14.88 | 1 | 365 | 16.9453 | 0.099246 | 17 | 0.04459
66177 | 9.01 | 1 | 365 | 10.2606 | 0.64746 | 10 | 0.90805
66178 | 5.46 | 1 | 365 | 6.2178 | 0.51222 | 6 | 0.73007
66181 | 6.5 | 1 | 365 | 7.4022 | 0.8955 | 8 | 0.2977
66183 | 2.6 | 1 | 365 | 2.9609 | 0.9582 | 3 | 0.91908
65474 | 7.42 | 1 | 365 | 8.4499 | 0.0037907 | 8 | 0.45369
55810 | 10.4 | 1 | 365 | 11.8435 | 0.83281 | 12 | 0.67633
54777 | 5.46 | 1 | 365 | 6.2178 | 0.51222 | 6 | 0.73007
56943 | 11.7 | 1 | 365 | 13.324 | 0.81191 | 14 | 0.13587
65583 | 4.94 | 1 | 365 | 5.6257 | 0.32058 | 5 | 0.94626
66208 | 6.76 | 0.8 | 365 | 6.1586 | 0.39306 | 6 | 0.55169
66210 | 6.5 | 0.8 | 365 | 5.9218 | 0.9164 | 6 | 0.83816
66225 | 13.005 | 1 | 365 | 14.8101 | 0.80247 | 15 | 0.61256
66230 | 3.9 | 1 | 365 | 4.4413 | 0.9373 | 5 | 0.37862
65596 | 5.035 | 1 | 365 | 5.7339 | 0.53829 | 6 | 0.27214
64820 | 5.13 | 1 | 365 | 5.842 | 0.75599 | 6 | 0.59803
66239 | 6.625 | 0.8 | 365 | 6.0356 | 0.14556 | 6 | 0.1812
54220 | 5.72 | 1 | 365 | 6.5139 | 0.10804 | 6 | 0.62198
66246 | 7.56 | 1 | 365 | 8.6093 | 0.32462 | 8 | 0.93394
66249 | 8.16 | 0.8 | 365 | 7.4341 | 0.95967 | 8 | 0.39376
66253 | 3.38 | 0.8 | 365 | 3.0793 | 0.19653 | 3 | 0.27584
51602 | 14.3 | 1 | 365 | 16.2848 | 0.77011 | 17 | 0.054949
66268 | 11.66 | 0.8 | 365 | 10.6227 | 0.37619 | 10 | 0.99892
66269 | 2.86 | 0.8 | 365 | 2.6056 | 0.24322 | 2 | 0.84879
59156 | 14.04 | 1 | 365 | 15.9888 | 0.17429 | 16 | 0.16304
66289 | 14.04 | 1 | 365 | 15.9888 | 0.17429 | 16 | 0.16304
66287 | 11.44 | 1 | 365 | 13.0279 | 0.21609 | 13 | 0.24396
27446 | 12.455 | 1 | 365 | 14.1838 | 0.54208 | 14 | 0.72583
30972 | 11.96 | 1 | 365 | 13.62 | 0.40773 | 14 | 0.027775
66299 | 2.6 | 1 | 365 | 2.9609 | 0.9582 | 3 | 0.91908
66296 | 6.76 | 1 | 365 | 7.6983 | 0.49132 | 8 | 0.18961
50560 | 2.34 | 1 | 365 | 2.6648 | 0.36238 | 3 | 0.027173
66309 | 8.58 | 1 | 365 | 9.7709 | 0.66207 | 10 | 0.43297
66314 | 5.46 | 1 | 365 | 6.2178 | 0.51222 | 6 | 0.73007
66316 | 6.24 | 1 | 365 | 7.1061 | 0.29968 | 7 | 0.4058
34055 | 861 | 1 | 365 | 980.5068 | 0.081376 | 980 | 0.58818
34268 | 647.46 | 0.8 | 365 | 589.862 | 0.98376 | 590 | 0.84571
36171 | 35.316 | 0.9 | 365 | 36.1961 | 0.83764 | 37 | 0.033714
38514 | 266.4 | 0.9 | 365 | 273.0387 | 0.43785 | 273 | 0.47654
40516 | 426.24 | 0.9 | 365 | 436.8619 | 0.10056 | 436 | 0.96246
64976 | 26.24 | 0.9 | 365 | 26.8939 | 0.1188 | 27 | 0.012704
66317 | 5.46 | 1 | 365 | 6.2178 | 0.51222 | 6 | 0.73007
66303 | 7.02 | 1 | 365 | 7.9944 | 0.087144 | 8 | 0.08152
66321 | 9.945 | 1 | 365 | 11.3254 | 0.79012 | 12 | 0.11549
66320 | 7.14 | 1 | 365 | 8.131 | 0.36214 | 8 | 0.49317
39697 | 4.68 | 1 | 365 | 5.3296 | 0.72476 | 6 | 0.054347
66323 | 6.24 | 1 | 365 | 7.1061 | 0.29968 | 7 | 0.4058
66326 | 6.5 | 1 | 365 | 7.4022 | 0.8955 | 8 | 0.2977
66327 | 9.945 | 1 | 365 | 11.3254 | 0.79012 | 12 | 0.11549
34553 | 349.74 | 0.9 | 365 | 358.4555 | 0.3228 | 358 | 0.77832
35982 | 10.35 | 0.8 | 365 | 9.4293 | 0.97458 | 10 | 0.40384
66560 | 6.12 | 1 | 365 | 6.9695 | 0.02469 | 6 | 0.99415
66781 | 9.81 | 1 | 365 | 11.1716 | 0.48075 | 11 | 0.65238
66777 | 6.54 | 1 | 365 | 7.4478 | 0.98717 | 8 | 0.43492
62500 | 10.2 | 1 | 365 | 11.6158 | 0.37448 | 11 | 0.99024
35306 | 69.36 | 0.8 | 365 | 63.1897 | 0.15719 | 63 | 0.34692
64905 | 9 | 1 | 365 | 10.2492 | 0.62454 | 10 | 0.87374
64953 | 7.685 | 1 | 365 | 8.7517 | 0.61107 | 9 | 0.36275
65168 | 6.89 | 1 | 365 | 7.8463 | 0.78923 | 8 | 0.63557
65186 | 10.6 | 1 | 365 | 12.0713 | 0.29113 | 12 | 0.36241
65190 | 6.625 | 1 | 365 | 7.5446 | 0.18196 | 7 | 0.72651
65196 | 10.6 | 1 | 365 | 12.0713 | 0.29113 | 12 | 0.36241
65282 | 4.8 | 1 | 365 | 5.4662 | 0.99976 | 6 | 0.466
65920 | 9.72 | 1 | 365 | 11.0691 | 0.27451 | 11 | 0.34364
65997 | 5.7 | 1 | 365 | 6.4912 | 0.062211 | 6 | 0.55337
66008 | 7.705 | 1 | 365 | 8.7745 | 0.6569 | 9 | 0.43136
66034 | 8.64 | 1 | 365 | 9.8392 | 0.79956 | 10 | 0.63879
66139 | 12.96 | 1 | 365 | 14.7588 | 0.69934 | 15 | 0.45819
66171 | 12.4 | 1 | 365 | 14.1211 | 0.41604 | 14 | 0.53716
65797 | 23.04 | 1 | 365 | 26.238 | 0.79883 | 27 | 0.036785
46287 | 43.82 | 0.9 | 365 | 44.912 | 0.37675 | 45 | 0.28875
63423 | 9.275 | 1 | 365 | 10.5624 | 0.25474 | 10 | 0.81711
65235 | 123.82 | 0.9 | 365 | 126.9056 | 0.3731 | 127 | 0.2787
61496 | 6 | 1 | 365 | 6.8328 | 0.7497 | 7 | 0.5825
63273 | 7.2 | 1 | 365 | 8.1994 | 0.49964 | 8 | 0.699
65652 | 7.28 | 1 | 365 | 8.2905 | 0.68296 | 8 | 0.97343
32083 | 5.72 | 1 | 365 | 6.5139 | 0.10804 | 6 | 0.62198
63301 | 5.16 | 1 | 365 | 5.8762 | 0.82474 | 6 | 0.70095
65238 | 5.565 | 1 | 365 | 6.3374 | 0.75284 | 7 | 0.090265
64508 | 8.625 | 1 | 365 | 9.8222 | 0.76519 | 10 | 0.58734
65415 | 5.3 | 1 | 365 | 6.0356 | 0.14556 | 6 | 0.1812
65449 | 7.42 | 1 | 365 | 8.4499 | 0.0037907 | 8 | 0.45369
65451 | 5.565 | 1 | 365 | 6.3374 | 0.75284 | 7 | 0.090265
65455 | 5.2 | 1 | 365 | 5.9218 | 0.9164 | 6 | 0.83816
65502 | 5.3 | 1 | 365 | 6.0356 | 0.14556 | 6 | 0.1812
65511 | 5.3 | 1 | 365 | 6.0356 | 0.14556 | 6 | 0.1812
65528 | 5.3 | 1 | 365 | 6.0356 | 0.14556 | 6 | 0.1812
65535 | 3.18 | 1 | 365 | 3.6214 | 0.28734 | 3 | 0.90872
59157 | 2.12 | 1 | 365 | 2.4143 | 0.85823 | 3 | 0.27248
65571 | 5.565 | 1 | 365 | 6.3374 | 0.75284 | 7 | 0.090265
65579 | 9.805 | 1 | 365 | 11.1659 | 0.46929 | 11 | 0.63523
62696 | 8.48 | 1 | 365 | 9.657 | 0.4329 | 10 | 0.089928
62850 | 6.625 | 1 | 365 | 7.5446 | 0.18196 | 7 | 0.72651
65630 | 10.335 | 1 | 365 | 11.7695 | 0.68385 | 12 | 0.45335
64268 | 3.71 | 1 | 365 | 4.2249 | 0.5019 | 4 | 0.72684
65633 | 2.52 | 1 | 365 | 2.8698 | 0.77487 | 3 | 0.64465
65635 | 10.335 | 1 | 365 | 11.7695 | 0.68385 | 12 | 0.45335
63554 | 2.12 | 1 | 365 | 2.4143 | 0.85823 | 3 | 0.27248
56743 | 2.08 | 1 | 365 | 2.3687 | 0.76656 | 3 | 0.13527
65705 | 24.885 | 1 | 365 | 28.339 | 0.026864 | 28 | 0.3659
65714 | 8.415 | 0.8 | 365 | 7.6664 | 0.42716 | 8 | 0.093561
65908 | 6.825 | 1 | 365 | 7.7723 | 0.64028 | 8 | 0.41259
65923 | 5.4 | 1 | 365 | 6.1495 | 0.37473 | 6 | 0.52425
65489 | 2.835 | 1 | 365 | 3.2285 | 0.49673 | 3 | 0.72523
66088 | 9.805 | 0.8 | 365 | 8.9327 | 0.97544 | 9 | 0.90818
66092 | 6.84 | 0.8 | 365 | 6.2315 | 0.53972 | 6 | 0.77124
62154 | 14.061 | 1 | 365 | 16.0127 | 0.22241 | 16 | 0.23508
65902 | 8.125 | 0.8 | 365 | 7.4022 | 0.8955 | 8 | 0.2977
66194 | 5.2 | 0.8 | 365 | 4.7374 | 0.53312 | 5 | 0.27053
59671 | 8.48 | 1 | 365 | 9.657 | 0.4329 | 10 | 0.089928
66206 | 2.34 | 1 | 365 | 2.6648 | 0.36238 | 3 | 0.027173
64507 | 8.625 | 1 | 365 | 9.8222 | 0.76519 | 10 | 0.58734
65611 | 9.275 | 1 | 365 | 10.5624 | 0.25474 | 10 | 0.81711
59898 | 2.65 | 1 | 365 | 3.0178 | 0.072782 | 3 | 0.090602
59920 | 5.3 | 1 | 365 | 6.0356 | 0.14556 | 6 | 0.1812
60092 | 3.18 | 1 | 365 | 3.6214 | 0.28734 | 3 | 0.90872
60097 | 4.77 | 1 | 365 | 5.4321 | 0.93101 | 6 | 0.36308
59687 | 3.18 | 1 | 365 | 3.6214 | 0.28734 | 3 | 0.90872
57092 | 2.12 | 1 | 365 | 2.4143 | 0.85823 | 3 | 0.27248
29181 | 2.34 | 1 | 365 | 2.6648 | 0.36238 | 3 | 0.027173
57494 | 2.08 | 1 | 365 | 2.3687 | 0.76656 | 3 | 0.13527
34258 | 2.34 | 1 | 365 | 2.6648 | 0.36238 | 3 | 0.027173
66305 | 11.44 | 1 | 365 | 13.0279 | 0.21609 | 13 | 0.24396
66324 | 2.08 | 1 | 365 | 2.3687 | 0.76656 | 3 | 0.13527
65587 | 4.76 | 0.8 | 365 | 4.3366 | 0.72647 | 5 | 0.063024
65588 | 10.36 | 0.8 | 365 | 9.4384 | 0.99291 | 10 | 0.43129
65656 | 7.56 | 0.8 | 365 | 6.8875 | 0.85969 | 7 | 0.74716
65590 | 7.28 | 0.8 | 365 | 6.6324 | 0.34637 | 6 | 0.97874
65704 | 10.08 | 0.8 | 365 | 9.1833 | 0.47959 | 9 | 0.66287
65706 | 3.08 | 0.8 | 365 | 2.806 | 0.64654 | 3 | 0.45255
65708 | 11.115 | 0.8 | 365 | 10.1262 | 0.37705 | 10 | 0.50326
65709 | 11.2 | 0.8 | 365 | 10.2036 | 0.53288 | 10 | 0.73653
65710 | 11.2 | 0.8 | 365 | 10.2036 | 0.53288 | 10 | 0.73653
65731 | 7.65 | 0.8 | 365 | 6.9695 | 0.02469 | 6 | 0.99415
65774 | 5.88 | 0.8 | 365 | 5.3569 | 0.77976 | 6 | 0.13668
65790 | 3.92 | 0.8 | 365 | 3.5713 | 0.18651 | 3 | 0.75778
65794 | 9.01 | 0.8 | 365 | 8.2085 | 0.51797 | 8 | 0.72644
67199 | 9.315 | 1 | 365 | 10.6079 | 0.3464 | 10 | 0.95433
66086 | 3.71 | 0.8 | 365 | 3.38 | 0.80152 | 4 | 0.18147
66091 | 5.88 | 0.8 | 365 | 5.3569 | 0.77976 | 6 | 0.13668
66095 | 5.04 | 0.8 | 365 | 4.5916 | 0.2398 | 4 | 0.83144
66097 | 6.44 | 0.8 | 365 | 5.8671 | 0.80641 | 6 | 0.6735
66099 | 6.89 | 0.8 | 365 | 6.2771 | 0.63139 | 6 | 0.90845
66100 | 6.885 | 0.8 | 365 | 6.2725 | 0.62222 | 6 | 0.89473
66105 | 9.24 | 0.8 | 365 | 8.418 | 0.93963 | 9 | 0.35764
67318 | 12.47 | 1 | 365 | 14.2008 | 0.57645 | 14 | 0.77729
66107 | 10.36 | 0.8 | 365 | 9.4384 | 0.99291 | 10 | 0.43129
66212 | 7.84 | 0.8 | 365 | 7.1426 | 0.37302 | 7 | 0.51557
66214 | 6.72 | 0.8 | 365 | 6.1222 | 0.31973 | 6 | 0.44192
66215 | 11.2 | 0.8 | 365 | 10.2036 | 0.53288 | 10 | 0.73653
64253 | 5.13 | 1 | 365 | 5.842 | 0.75599 | 6 | 0.59803
66216 | 7.28 | 0.8 | 365 | 6.6324 | 0.34637 | 6 | 0.97874
66217 | 3.36 | 0.8 | 365 | 3.0611 | 0.15986 | 3 | 0.22096
57082 | 8.84 | 1 | 365 | 10.067 | 0.25789 | 10 | 0.32488
66218 | 7.28 | 0.8 | 365 | 6.6324 | 0.34637 | 6 | 0.97874
65478 | 3.71 | 1 | 365 | 4.2249 | 0.5019 | 4 | 0.72684
66219 | 3.18 | 0.8 | 365 | 2.8971 | 0.82987 | 3 | 0.72698
65615 | 4.505 | 1 | 365 | 5.1303 | 0.32373 | 5 | 0.45402
66220 | 6.16 | 0.8 | 365 | 5.612 | 0.29308 | 5 | 0.90509
66221 | 10.36 | 0.8 | 365 | 9.4384 | 0.99291 | 10 | 0.43129
66222 | 6.3 | 0.8 | 365 | 5.7396 | 0.54974 | 6 | 0.2893
66223 | 13.5 | 0.8 | 365 | 12.299 | 0.74945 | 13 | 0.048493
66224 | 6.76 | 0.8 | 365 | 6.1586 | 0.39306 | 6 | 0.55169
66226 | 8.32 | 0.8 | 365 | 7.5799 | 0.253 | 7 | 0.83285
66227 | 6.89 | 0.8 | 365 | 6.2771 | 0.63139 | 6 | 0.90845
66228 | 10.4 | 0.8 | 365 | 9.4748 | 0.066245 | 9 | 0.54106
64489 | 4.16 | 1 | 365 | 4.7374 | 0.53312 | 5 | 0.27053
65645 | 13.25 | 0.8 | 365 | 12.0713 | 0.29113 | 12 | 0.36241
65658 | 4.505 | 0.8 | 365 | 4.1042 | 0.25898 | 4 | 0.36322
65659 | 5.72 | 0.8 | 365 | 5.2111 | 0.48643 | 5 | 0.69758
65737 | 6.095 | 0.8 | 365 | 5.5528 | 0.17392 | 5 | 0.72671
65738 | 10.07 | 0.8 | 365 | 9.1742 | 0.46126 | 9 | 0.63543
65739 | 6.36 | 0.8 | 365 | 5.7942 | 0.65974 | 6 | 0.45396
65832 | 9.805 | 0.8 | 365 | 8.9327 | 0.97544 | 9 | 0.90818
66319 | 4.42 | 1 | 365 | 5.0335 | 0.12894 | 5 | 0.16244
66329 | 6.24 | 1 | 365 | 7.1061 | 0.29968 | 7 | 0.4058
66330 | 6.375 | 1 | 365 | 7.2599 | 0.60905 | 7 | 0.8689
66334 | 8.32 | 1 | 365 | 9.4748 | 0.066245 | 9 | 0.54106
50619 | 20.4 | 1 | 365 | 23.2315 | 0.74897 | 23 | 0.98049
66337 | 6.885 | 1 | 365 | 7.8406 | 0.77778 | 8 | 0.61841
66338 | 6.5 | 1 | 365 | 7.4022 | 0.8955 | 8 | 0.2977
66340 | 5.72 | 1 | 365 | 6.5139 | 0.10804 | 6 | 0.62198
66344 | 5.035 | 1 | 365 | 5.7339 | 0.53829 | 6 | 0.27214
66347 | 6.89 | 1 | 365 | 7.8463 | 0.78923 | 8 | 0.63557
66349 | 11.7 | 1 | 365 | 13.324 | 0.81191 | 14 | 0.13587
40232 | 8.06 | 1 | 365 | 9.1787 | 0.47042 | 9 | 0.64915
65895 | 4.24 | 1 | 365 | 4.8285 | 0.71645 | 5 | 0.54496
65899 | 11.2 | 1 | 365 | 12.7546 | 0.6661 | 13 | 0.42066
66361 | 5.3 | 1 | 365 | 6.0356 | 0.14556 | 6 | 0.1812
50429 | 4.34 | 1 | 365 | 4.9424 | 0.94561 | 5 | 0.88801
66362 | 4.24 | 1 | 365 | 4.8285 | 0.71645 | 5 | 0.54496
66368 | 5.565 | 1 | 365 | 6.3374 | 0.75284 | 7 | 0.090265
66366 | 4.845 | 1 | 365 | 5.5175 | 0.10288 | 5 | 0.62037
66364 | 5.865 | 0.8 | 365 | 5.3432 | 0.75226 | 6 | 0.095512
66371 | 6.24 | 1 | 365 | 7.1061 | 0.29968 | 7 | 0.4058
66369 | 5.46 | 1 | 365 | 6.2178 | 0.51222 | 6 | 0.73007
66376 | 4.16 | 1 | 365 | 4.7374 | 0.53312 | 5 | 0.27053
66374 | 5.61 | 1 | 365 | 6.3887 | 0.85597 | 7 | 0.24463
66380 | 8.84 | 1 | 365 | 10.067 | 0.25789 | 10 | 0.32488
66383 | 8.06 | 1 | 365 | 9.1787 | 0.47042 | 9 | 0.64915
66278 | 11.52 | 1 | 365 | 13.119 | 0.39942 | 13 | 0.51839
66370 | 10.5 | 0.8 | 365 | 9.5659 | 0.24957 | 9 | 0.81549
66382 | 9.36 | 1 | 365 | 10.6592 | 0.44953 | 11 | 0.10869
66386 | 2.86 | 1 | 365 | 3.257 | 0.55402 | 3 | 0.81099
66384 | 4.24 | 1 | 365 | 4.8285 | 0.71645 | 5 | 0.54496
66387 | 5.83 | 1 | 365 | 6.6392 | 0.36012 | 6 | 0.99933
66389 | 6.24 | 1 | 365 | 7.1061 | 0.29968 | 7 | 0.4058
66393 | 4.94 | 1 | 365 | 5.6257 | 0.32058 | 5 | 0.94626
66397 | 6.36 | 1 | 365 | 7.2428 | 0.57468 | 7 | 0.81745
66395 | 8.215 | 1 | 365 | 9.3552 | 0.82563 | 10 | 0.18087
66400 | 7.95 | 1 | 365 | 9.0535 | 0.21835 | 9 | 0.27181
66402 | 2.6 | 1 | 365 | 2.9609 | 0.9582 | 3 | 0.91908
66403 | 8.4 | 1 | 365 | 9.5659 | 0.24957 | 9 | 0.81549
66406 | 7.54 | 0.8 | 365 | 6.8692 | 0.82303 | 7 | 0.69227
66407 | 5.72 | 1 | 365 | 6.5139 | 0.10804 | 6 | 0.62198
66408 | 4.94 | 1 | 365 | 5.6257 | 0.32058 | 5 | 0.94626
66412 | 7.28 | 1 | 365 | 8.2905 | 0.68296 | 8 | 0.97343
66414 | 3.975 | 1 | 365 | 4.5267 | 0.10917 | 4 | 0.6359
66417 | 9.36 | 0.8 | 365 | 8.5273 | 0.15962 | 8 | 0.68696
66418 | 6.36 | 1 | 365 | 7.2428 | 0.57468 | 7 | 0.81745
66421 | 4.94 | 1 | 365 | 5.6257 | 0.32058 | 5 | 0.94626
66424 | 7.42 | 0.8 | 365 | 6.7599 | 0.60303 | 7 | 0.36295
60126 | 8.06 | 1 | 365 | 9.1787 | 0.47042 | 9 | 0.64915
65814 | 9.54 | 1 | 365 | 10.8642 | 0.86202 | 11 | 0.72617
66426 | 6.36 | 1 | 365 | 7.2428 | 0.57468 | 7 | 0.81745
66427 | 4.77 | 1 | 365 | 5.4321 | 0.93101 | 6 | 0.36308
66429 | 5.035 | 0.8 | 365 | 4.5871 | 0.23063 | 4 | 0.81772
66428 | 5.565 | 1 | 365 | 6.3374 | 0.75284 | 7 | 0.090265
66431 | 5.3 | 1 | 365 | 6.0356 | 0.14556 | 6 | 0.1812
66432 | 6.89 | 1 | 365 | 7.8463 | 0.78923 | 8 | 0.63557
66434 | 3.975 | 1 | 365 | 4.5267 | 0.10917 | 4 | 0.6359
66435 | 4.505 | 1 | 365 | 5.1303 | 0.32373 | 5 | 0.45402
66436 | 3.64 | 1 | 365 | 4.1452 | 0.34148 | 4 | 0.48671
66438 | 7.42 | 1 | 365 | 8.4499 | 0.0037907 | 8 | 0.45369
66439 | 6.095 | 1 | 365 | 6.941 | 0.9674 | 7 | 0.90839
66440 | 6.095 | 1 | 365 | 6.941 | 0.9674 | 7 | 0.90839
66445 | 6.5 | 1 | 365 | 7.4022 | 0.8955 | 8 | 0.2977
66449 | 4.68 | 0.8 | 365 | 4.2637 | 0.57981 | 4 | 0.84348
18624 | 17.94 | 1 | 365 | 20.4301 | 0.11159 | 20 | 0.54166
66451 | 6.76 | 0.8 | 365 | 6.1586 | 0.39306 | 6 | 0.55169
66447 | 9.805 | 1 | 365 | 11.1659 | 0.46929 | 11 | 0.63523
55468 | 5.2 | 1 | 365 | 5.9218 | 0.9164 | 6 | 0.83816
66454 | 6.5 | 1 | 365 | 7.4022 | 0.8955 | 8 | 0.2977
66450 | 5.2 | 0.8 | 365 | 4.7374 | 0.53312 | 5 | 0.27053
66456 | 5.2 | 1 | 365 | 5.9218 | 0.9164 | 6 | 0.83816
66455 | 6.16 | 1 | 365 | 7.015 | 0.11635 | 7 | 0.13136
66457 | 3.975 | 1 | 365 | 4.5267 | 0.10917 | 4 | 0.6359
61172 | 4.505 | 1 | 365 | 5.1303 | 0.32373 | 5 | 0.45402
66458 | 10.6 | 1 | 365 | 12.0713 | 0.29113 | 12 | 0.36241
66461 | 6.615 | 0.8 | 365 | 6.0265 | 0.12723 | 6 | 0.15376
66448 | 4.24 | 1 | 365 | 4.8285 | 0.71645 | 5 | 0.54496
66464 | 7.28 | 1 | 365 | 8.2905 | 0.68296 | 8 | 0.97343
66463 | 6.76 | 1 | 365 | 7.6983 | 0.49132 | 8 | 0.18961
66466 | 9.1 | 0.8 | 365 | 8.2905 | 0.68296 | 8 | 0.97343
66467 | 3.18 | 0.8 | 365 | 2.8971 | 0.82987 | 3 | 0.72698
66470 | 4.41 | 1 | 365 | 5.0221 | 0.10603 | 5 | 0.12813
66472 | 9.36 | 0.8 | 365 | 8.5273 | 0.15962 | 8 | 0.68696
66471 | 9.45 | 1 | 365 | 10.7617 | 0.65577 | 11 | 0.41743
66473 | 5.46 | 1 | 365 | 6.2178 | 0.51222 | 6 | 0.73007
66475 | 6.24 | 1 | 365 | 7.1061 | 0.29968 | 7 | 0.4058
66477 | 8.06 | 0.8 | 365 | 7.343 | 0.77634 | 8 | 0.11932
66482 | 6.24 | 0.8 | 365 | 5.6849 | 0.43975 | 6 | 0.12464
66486 | 6.93 | 1 | 365 | 7.8919 | 0.8809 | 8 | 0.77278
66489 | 9.135 | 0.8 | 365 | 8.3224 | 0.74713 | 9 | 0.06948
66491 | 6.625 | 0.8 | 365 | 6.0356 | 0.14556 | 6 | 0.1812
66507 | 8.215 | 1 | 365 | 9.3552 | 0.82563 | 10 | 0.18087
66009 | 4.24 | 1 | 365 | 4.8285 | 0.71645 | 5 | 0.54496
66010 | 10.24 | 1 | 365 | 11.6613 | 0.46615 | 12 | 0.12746
66011 | 11.2 | 1 | 365 | 12.7546 | 0.6661 | 13 | 0.42066
66518 | 2.34 | 1 | 365 | 2.6648 | 0.36238 | 3 | 0.027173
66517 | 5.46 | 1 | 365 | 6.2178 | 0.51222 | 6 | 0.73007
61444 | 11.13 | 1 | 365 | 12.6748 | 0.50569 | 13 | 0.18053
66521 | 5.04 | 1 | 365 | 5.7396 | 0.54974 | 6 | 0.2893
66522 | 6.5 | 1 | 365 | 7.4022 | 0.8955 | 8 | 0.2977
61458 | 15.86 | 1 | 365 | 18.0614 | 0.34503 | 18 | 0.4064
66523 | 4.24 | 0.8 | 365 | 3.8628 | 0.77316 | 4 | 0.63597
66525 | 8.58 | 1 | 365 | 9.7709 | 0.66207 | 10 | 0.43297
66527 | 22.95 | 0.8 | 365 | 20.9084 | 0.07407 | 20 | 0.98244
66538 | 4.77 | 0.8 | 365 | 4.3457 | 0.74481 | 5 | 0.090467
66548 | 13 | 0.8 | 365 | 11.8435 | 0.83281 | 12 | 0.67633
66039 | 12.6 | 1 | 365 | 14.3489 | 0.87436 | 15 | 0.22324
66546 | 6.21 | 0.8 | 365 | 5.6576 | 0.38475 | 6 | 0.042307
66550 | 6.375 | 0.8 | 365 | 5.8079 | 0.68724 | 6 | 0.49512
66065 | 6.72 | 1 | 365 | 7.6527 | 0.39966 | 8 | 0.052396
66556 | 6.3 | 0.8 | 365 | 5.7396 | 0.54974 | 6 | 0.2893
66554 | 6 | 0.8 | 365 | 5.4662 | 0.99976 | 6 | 0.466
66557 | 12.915 | 1 | 365 | 14.7076 | 0.59622 | 15 | 0.30382
66561 | 5.7 | 1 | 365 | 6.4912 | 0.062211 | 6 | 0.55337
61575 | 4.16 | 1 | 365 | 4.7374 | 0.53312 | 5 | 0.27053
66132 | 10.2 | 1 | 365 | 11.6158 | 0.37448 | 11 | 0.99024
66137 | 5.04 | 0.8 | 365 | 4.5916 | 0.2398 | 4 | 0.83144
65311 | 11.1 | 1 | 365 | 12.6407 | 0.43694 | 13 | 0.077618
40915 | 11.118 | 1 | 365 | 12.6612 | 0.47819 | 13 | 0.13937
65680 | 9.805 | 1 | 365 | 11.1659 | 0.46929 | 11 | 0.63523
66578 | 7.36 | 1 | 365 | 8.3816 | 0.86629 | 9 | 0.24786
66579 | 4.05 | 1 | 365 | 4.6121 | 0.28104 | 4 | 0.89318
66580 | 11.96 | 1 | 365 | 13.62 | 0.40773 | 14 | 0.027775
66581 | 5.04 | 1 | 365 | 5.7396 | 0.54974 | 6 | 0.2893
66582 | 10.08 | 1 | 365 | 11.4791 | 0.099489 | 11 | 0.57859
66583 | 7.695 | 1 | 365 | 8.7631 | 0.63399 | 9 | 0.39705
66592 | 10.15 | 1 | 365 | 11.5588 | 0.2599 | 11 | 0.81872
66595 | 12.426 | 1 | 365 | 14.1507 | 0.47562 | 14 | 0.62635
50296 | 7.95 | 1 | 365 | 9.0535 | 0.21835 | 9 | 0.27181
66596 | 10.5 | 1 | 365 | 11.9574 | 0.061968 | 12 | 0.019368
66610 | 11.13 | 1 | 365 | 12.6748 | 0.50569 | 13 | 0.18053
66613 | 7.695 | 0.8 | 365 | 7.0105 | 0.10719 | 7 | 0.11764
66612 | 5.355 | 0.8 | 365 | 4.8786 | 0.81728 | 5 | 0.6959
66616 | 5.72 | 0.8 | 365 | 5.2111 | 0.48643 | 5 | 0.69758
66618 | 6.36 | 0.8 | 365 | 5.7942 | 0.65974 | 6 | 0.45396
66619 | 9.01 | 0.8 | 365 | 8.2085 | 0.51797 | 8 | 0.72644
66623 | 4.94 | 0.8 | 365 | 4.5005 | 0.056466 | 4 | 0.557
66622 | 9.62 | 0.8 | 365 | 8.7642 | 0.63628 | 9 | 0.40048
66625 | 5.46 | 0.8 | 365 | 4.9743 | 0.0097787 | 4 | 0.98406
66627 | 13.545 | 0.8 | 365 | 12.34 | 0.83195 | 13 | 0.17199
65632 | 4.505 | 1 | 365 | 5.1303 | 0.32373 | 5 | 0.45402
66628 | 4.16 | 0.8 | 365 | 3.7899 | 0.6265 | 4 | 0.41642
66626 | 9.805 | 0.8 | 365 | 8.9327 | 0.97544 | 9 | 0.90818
66630 | 10.66 | 0.8 | 365 | 9.7117 | 0.5429 | 10 | 0.25459
66632 | 8.16 | 0.8 | 365 | 7.4341 | 0.95967 | 8 | 0.39376
66631 | 2.6 | 0.8 | 365 | 2.3687 | 0.76656 | 3 | 0.13527
66634 | 6.76 | 0.8 | 365 | 6.1586 | 0.39306 | 6 | 0.55169
66637 | 4.68 | 0.8 | 365 | 4.2637 | 0.57981 | 4 | 0.84348
66638 | 6.36 | 1 | 365 | 7.2428 | 0.57468 | 7 | 0.81745
66641 | 18.24 | 1 | 365 | 20.7717 | 0.79908 | 21 | 0.57079
66642 | 8.4 | 1 | 365 | 9.5659 | 0.24957 | 9 | 0.81549
66651 | 8.58 | 0.8 | 365 | 7.8167 | 0.72965 | 8 | 0.54638
66647 | 7.44 | 0.8 | 365 | 6.7781 | 0.6397 | 7 | 0.41784
66655 | 7.28 | 0.8 | 365 | 6.6324 | 0.34637 | 6 | 0.97874
66658 | 7.28 | 0.8 | 365 | 6.6324 | 0.34637 | 6 | 0.97874
66660 | 5.72 | 0.8 | 365 | 5.2111 | 0.48643 | 5 | 0.69758
66662 | 4.68 | 0.8 | 365 | 4.2637 | 0.57981 | 4 | 0.84348
66663 | 7.125 | 0.8 | 365 | 6.4912 | 0.062211 | 6 | 0.55337
66672 | 12 | 1 | 365 | 13.6656 | 0.49939 | 14 | 0.16499
66673 | 4.8 | 1 | 365 | 5.4662 | 0.99976 | 6 | 0.466
66677 | 6.6 | 1 | 365 | 7.5161 | 0.12467 | 7 | 0.64075
66678 | 8.4 | 1 | 365 | 9.5659 | 0.24957 | 9 | 0.81549
65283 | 12.6 | 1 | 365 | 14.3489 | 0.87436 | 15 | 0.22324
66683 | 3.9 | 0.8 | 365 | 3.5531 | 0.14984 | 3 | 0.7029
49726 | 9.735 | 1 | 365 | 11.0862 | 0.30888 | 11 | 0.3951
66684 | 9.36 | 0.8 | 365 | 8.5273 | 0.15962 | 8 | 0.68696
66685 | 8.82 | 0.8 | 365 | 8.0354 | 0.16964 | 8 | 0.20502
65355 | 10.03 | 1 | 365 | 11.4222 | 0.98491 | 12 | 0.40707
66686 | 10.14 | 0.8 | 365 | 9.2379 | 0.58959 | 9 | 0.82753
66689 | 2.415 | 1 | 365 | 2.7502 | 0.53425 | 3 | 0.28445
66691 | 4.578 | 1 | 365 | 5.2134 | 0.49102 | 5 | 0.70444
66694 | 4.69 | 1 | 365 | 5.341 | 0.74768 | 6 | 0.088651
66695 | 11.66 | 1 | 365 | 13.2784 | 0.72024 | 13 | 0.99865
66696 | 4.59 | 1 | 365 | 5.2271 | 0.51852 | 5 | 0.74561
66138 | 3.64 | 0.8 | 365 | 3.3162 | 0.67319 | 3 | 0.98937
66701 | 5.7 | 0.8 | 365 | 5.1929 | 0.44977 | 5 | 0.6427
66703 | 6 | 0.8 | 365 | 5.4662 | 0.99976 | 6 | 0.466
66704 | 6.27 | 1 | 365 | 7.1403 | 0.36843 | 7 | 0.50871
66709 | 8.58 | 0.8 | 365 | 7.8167 | 0.72965 | 8 | 0.54638
66711 | 5.565 | 0.8 | 365 | 5.0699 | 0.20227 | 5 | 0.27221
66714 | 5.98 | 0.8 | 365 | 5.448 | 0.96309 | 6 | 0.41111
66715 | 4.68 | 0.8 | 365 | 4.2637 | 0.57981 | 4 | 0.84348
66725 | 6.36 | 0.8 | 365 | 5.7942 | 0.65974 | 6 | 0.45396
66728 | 4.42 | 0.8 | 365 | 4.0268 | 0.10315 | 4 | 0.12995
66726 | 13.23 | 0.8 | 365 | 12.0531 | 0.25446 | 12 | 0.30752
66730 | 8.32 | 0.8 | 365 | 7.5799 | 0.253 | 7 | 0.83285
66729 | 5.76 | 0.8 | 365 | 5.2476 | 0.55977 | 5 | 0.80736
66734 | 3.38 | 0.8 | 365 | 3.0793 | 0.19653 | 3 | 0.27584
66752 | 13.545 | 0.8 | 365 | 12.34 | 0.83195 | 13 | 0.17199
66753 | 3.38 | 1 | 365 | 3.8491 | 0.74566 | 4 | 0.59481
66754 | 6.24 | 0.8 | 365 | 5.6849 | 0.43975 | 6 | 0.12464
66755 | 4.68 | 0.8 | 365 | 4.2637 | 0.57981 | 4 | 0.84348
66757 | 8.505 | 0.8 | 365 | 7.7484 | 0.59216 | 8 | 0.34055
66759 | 10.14 | 0.8 | 365 | 9.2379 | 0.58959 | 9 | 0.82753
66760 | 4.68 | 1 | 365 | 5.3296 | 0.72476 | 6 | 0.054347
66761 | 11.96 | 0.8 | 365 | 10.896 | 0.92618 | 11 | 0.82222
66762 | 5.035 | 1 | 365 | 5.7339 | 0.53829 | 6 | 0.27214
66763 | 7.56 | 0.8 | 365 | 6.8875 | 0.85969 | 7 | 0.74716
66764 | 6.24 | 0.8 | 365 | 5.6849 | 0.43975 | 6 | 0.12464
66765 | 12.6 | 0.8 | 365 | 11.4791 | 0.099489 | 11 | 0.57859
66766 | 9.52 | 0.8 | 365 | 8.6731 | 0.45295 | 9 | 0.12605
66767 | 4.24 | 0.8 | 365 | 3.8628 | 0.77316 | 4 | 0.63597
66768 | 5.1 | 1 | 365 | 5.8079 | 0.68724 | 6 | 0.49512
66774 | 4.355 | 1 | 365 | 4.9595 | 0.97999 | 5 | 0.93946
66776 | 6 | 1 | 365 | 6.8328 | 0.7497 | 7 | 0.5825
66779 | 10.92 | 1 | 365 | 12.4357 | 0.024447 | 12 | 0.46014
66784 | 8.97 | 1 | 365 | 10.215 | 0.5558 | 10 | 0.77083
66788 | 3.38 | 0.8 | 365 | 3.0793 | 0.19653 | 3 | 0.27584
66789 | 10.6 | 0.8 | 365 | 9.657 | 0.4329 | 10 | 0.089928
66790 | 5.72 | 0.8 | 365 | 5.2111 | 0.48643 | 5 | 0.69758
66792 | 7.02 | 0.8 | 365 | 6.3955 | 0.86972 | 7 | 0.26522
66791 | 7.15 | 1 | 365 | 8.1424 | 0.38505 | 8 | 0.52747
66795 | 6.5 | 0.8 | 365 | 5.9218 | 0.9164 | 6 | 0.83816
66796 | 5.355 | 0.8 | 365 | 4.8786 | 0.81728 | 5 | 0.6959
66409 | 5.865 | 0.8 | 365 | 5.3432 | 0.75226 | 6 | 0.095512
66798 | 8.32 | 0.8 | 365 | 7.5799 | 0.253 | 7 | 0.83285
66797 | 5.12 | 1 | 365 | 5.8307 | 0.73307 | 6 | 0.56373
66799 | 11.7 | 0.8 | 365 | 10.6592 | 0.44953 | 11 | 0.10869
66800 | 6.625 | 0.8 | 365 | 6.0356 | 0.14556 | 6 | 0.1812
65408 | 8.58 | 1 | 365 | 9.7709 | 0.66207 | 10 | 0.43297
65383 | 11.055 | 1 | 365 | 12.5894 | 0.33381 | 12 | 0.92325
66080 | 9.045 | 1 | 365 | 10.3004 | 0.72767 | 11 | 0.028113
66802 | 9.275 | 0.8 | 365 | 8.4499 | 0.0037907 | 8 | 0.45369
66807 | 6.24 | 0.8 | 365 | 5.6849 | 0.43975 | 6 | 0.12464
66808 | 5.13 | 0.8 | 365 | 4.6736 | 0.40479 | 5 | 0.078427
66812 | 7.245 | 1 | 365 | 8.2506 | 0.60276 | 8 | 0.85336
66815 | 5.76 | 1 | 365 | 6.5595 | 0.19971 | 6 | 0.7592
66818 | 11.4 | 1 | 365 | 12.9823 | 0.12442 | 13 | 0.10674
66817 | 3.52 | 1 | 365 | 4.0086 | 0.066488 | 4 | 0.075064
65032 | 7.41 | 1 | 365 | 8.4385 | 0.98087 | 9 | 0.41938
66820 | 13.395 | 1 | 365 | 15.2542 | 0.6962 | 15 | 0.95042
66822 | 6.76 | 0.8 | 365 | 6.1586 | 0.39306 | 6 | 0.55169
66823 | 3.9 | 0.8 | 365 | 3.5531 | 0.14984 | 3 | 0.7029
66824 | 7.98 | 0.8 | 365 | 7.2701 | 0.62968 | 7 | 0.89978
66828 | 5.7 | 0.8 | 365 | 5.1929 | 0.44977 | 5 | 0.6427
66830 | 7.125 | 0.8 | 365 | 6.4912 | 0.062211 | 6 | 0.55337
66831 | 13.395 | 0.8 | 365 | 12.2034 | 0.55696 | 12 | 0.76034
66834 | 6.555 | 0.8 | 365 | 5.9719 | 0.017234 | 5 | 0.9891
66836 | 5.7 | 0.8 | 365 | 5.1929 | 0.44977 | 5 | 0.6427
66838 | 11.7 | 0.8 | 365 | 10.6592 | 0.44953 | 11 | 0.10869
66840 | 3.77 | 0.8 | 365 | 3.4346 | 0.91151 | 4 | 0.34613
66841 | 7.41 | 0.8 | 365 | 6.7508 | 0.5847 | 7 | 0.33551
66842 | 4.24 | 0.8 | 365 | 3.8628 | 0.77316 | 4 | 0.63597
66845 | 6.84 | 0.8 | 365 | 6.2315 | 0.53972 | 6 | 0.77124
66846 | 5.67 | 0.8 | 365 | 5.1656 | 0.39477 | 5 | 0.56037
66847 | 10.83 | 0.8 | 365 | 9.8666 | 0.85456 | 10 | 0.72112
66848 | 7.28 | 0.8 | 365 | 6.6324 | 0.34637 | 6 | 0.97874
66849 | 6.5 | 0.8 | 365 | 5.9218 | 0.9164 | 6 | 0.83816
66850 | 3.705 | 0.8 | 365 | 3.3754 | 0.79235 | 4 | 0.16775
66852 | 3.99 | 0.8 | 365 | 3.635 | 0.31484 | 3 | 0.94989
66853 | 12.54 | 0.8 | 365 | 11.4244 | 0.98949 | 12 | 0.41393
66854 | 8.55 | 0.8 | 365 | 7.7894 | 0.67465 | 8 | 0.46405
66855 | 5.7 | 0.8 | 365 | 5.1929 | 0.44977 | 5 | 0.6427
66856 | 3.9 | 0.8 | 365 | 3.5531 | 0.14984 | 3 | 0.7029
66857 | 5.415 | 0.8 | 365 | 4.9333 | 0.92728 | 5 | 0.86056
66858 | 13.395 | 0.8 | 365 | 12.2034 | 0.55696 | 12 | 0.76034
66859 | 6.84 | 0.8 | 365 | 6.2315 | 0.53972 | 6 | 0.77124
66860 | 10.44 | 0.8 | 365 | 9.5113 | 0.13958 | 9 | 0.65083
66861 | 2.6 | 0.8 | 365 | 2.3687 | 0.76656 | 3 | 0.13527
66862 | 11.4 | 0.8 | 365 | 10.3859 | 0.89954 | 11 | 0.28539
66863 | 7.695 | 0.8 | 365 | 7.0105 | 0.10719 | 7 | 0.11764
59622 | 8.4 | 1 | 365 | 9.5659 | 0.24957 | 9 | 0.81549
66866 | 4.94 | 0.8 | 365 | 4.5005 | 0.056466 | 4 | 0.557
66870 | 8.19 | 0.8 | 365 | 7.4614 | 0.014668 | 7 | 0.47609
66874 | 7.685 | 1 | 365 | 8.7517 | 0.61107 | 9 | 0.36275
66872 | 4.77 | 0.8 | 365 | 4.3457 | 0.74481 | 5 | 0.090467
66333 | 8.58 | 1 | 365 | 9.7709 | 0.66207 | 10 | 0.43297
66880 | 10.695 | 1 | 365 | 12.1795 | 0.50883 | 12 | 0.6883
66886 | 3.975 | 0.8 | 365 | 3.6214 | 0.28734 | 3 | 0.90872
66888 | 11.18 | 0.8 | 365 | 10.1854 | 0.49621 | 10 | 0.68164
66890 | 7.92 | 1 | 365 | 9.0193 | 0.1496 | 9 | 0.16889
66882 | 8.64 | 1 | 365 | 9.8392 | 0.79956 | 10 | 0.63879
66892 | 7.2 | 1 | 365 | 8.1994 | 0.49964 | 8 | 0.699
66893 | 6.27 | 1 | 365 | 7.1403 | 0.36843 | 7 | 0.50871
66895 | 9.69 | 1 | 365 | 11.035 | 0.20576 | 11 | 0.24073
66899 | 12.96 | 1 | 365 | 14.7588 | 0.69934 | 15 | 0.45819
66900 | 9.76 | 1 | 365 | 11.1147 | 0.36617 | 11 | 0.48086
36797 | 35.316 | 0.9 | 365 | 36.1961 | 0.83764 | 37 | 0.033714
64812 | 12.48 | 1 | 365 | 14.2122 | 0.59937 | 14 | 0.81159
66780 | 10.26 | 1 | 365 | 11.6841 | 0.51198 | 12 | 0.19607
66908 | 3.71 | 0.8 | 365 | 3.38 | 0.80152 | 4 | 0.18147
66914 | 7.155 | 0.8 | 365 | 6.5185 | 0.11721 | 6 | 0.6357
65740 | 15.36 | 1 | 365 | 17.492 | 0.19922 | 17 | 0.69119
66916 | 4.16 | 1 | 365 | 4.7374 | 0.53312 | 5 | 0.27053
47877 | 48.36 | 0.9 | 365 | 49.5651 | 0.74029 | 50 | 0.30543
66918 | 3.38 | 1 | 365 | 3.8491 | 0.74566 | 4 | 0.59481
43098 | 34.21 | 0.9 | 365 | 35.0625 | 0.55657 | 35 | 0.61908
66922 | 25 | 1 | 365 | 28.47 | 0.2904 | 28 | 0.7604
66920 | 13.25 | 0.8 | 365 | 12.0713 | 0.29113 | 12 | 0.36241
66926 | 5.83 | 0.8 | 365 | 5.3114 | 0.6881 | 5 | 0.99946
66928 | 6.89 | 0.8 | 365 | 6.2771 | 0.63139 | 6 | 0.90845
66932 | 8.745 | 0.8 | 365 | 7.967 | 0.032146 | 7 | 0.99919
66575 | 3.135 | 1 | 365 | 3.5701 | 0.18422 | 3 | 0.75435
67086 | 5.2 | 0.8 | 365 | 4.7374 | 0.53312 | 5 | 0.27053
66814 | 9.28 | 1 | 365 | 10.5681 | 0.2662 | 10 | 0.83426
62205 | 16.99 | 1 | 365 | 19.3482 | 0.93456 | 20 | 0.28277
66832 | 6.54 | 0.8 | 365 | 5.9582 | 0.98973 | 6 | 0.94794
66747 | 6.36 | 0.8 | 365 | 5.7942 | 0.65974 | 6 | 0.45396
36944 | 15.045 | 1 | 365 | 17.1332 | 0.47736 | 17 | 0.61061
45582 | 9.62 | 1 | 365 | 10.9553 | 0.045346 | 11 | 0.00060192
63687 | 5.3 | 1 | 365 | 6.0356 | 0.14556 | 6 | 0.1812
59784 | 8.55 | 1 | 365 | 9.7367 | 0.59332 | 10 | 0.33006
61932 | 110.88 | 0.9 | 365 | 113.6431 | 0.68494 | 114 | 0.32807
29686 | 595.68 | 0.9 | 365 | 610.5243 | 0.56284 | 611 | 0.087183
65194 | 10.6 | 1 | 365 | 12.0713 | 0.29113 | 12 | 0.36241
34497 | 1918.44 | 1 | 365 | 2184.7195 | 0.3278 | 2185 | 0.047271
66001 | 8.64 | 1 | 365 | 9.8392 | 0.79956 | 10 | 0.63879
50838 | 5.72 | 1 | 365 | 6.5139 | 0.10804 | 6 | 0.62198
65496 | 8.06 | 1 | 365 | 9.1787 | 0.47042 | 9 | 0.64915
65500 | 6.24 | 1 | 365 | 7.1061 | 0.29968 | 7 | 0.4058
65552 | 12.72 | 1 | 365 | 14.4855 | 0.14936 | 14 | 0.63489
65830 | 4.24 | 0.8 | 365 | 3.8628 | 0.77316 | 4 | 0.63597
65732 | 9 | 1 | 365 | 10.2492 | 0.62454 | 10 | 0.87374
65900 | 10.26 | 1 | 365 | 11.6841 | 0.51198 | 12 | 0.19607
66015 | 5.04 | 1 | 365 | 5.7396 | 0.54974 | 6 | 0.2893
66055 | 5.415 | 1 | 365 | 6.1666 | 0.4091 | 6 | 0.5757
66093 | 7.41 | 1 | 365 | 8.4385 | 0.98087 | 9 | 0.41938
66160 | 4.845 | 1 | 365 | 5.5175 | 0.10288 | 5 | 0.62037
65558 | 9.9 | 1 | 365 | 11.2741 | 0.687 | 11 | 0.96112
66743 | 5.1 | 1 | 365 | 5.8079 | 0.68724 | 6 | 0.49512
66738 | 6.6 | 1 | 365 | 7.5161 | 0.12467 | 7 | 0.64075
63650 | 7.54 | 1 | 365 | 8.5866 | 0.27878 | 8 | 0.86534
66680 | 11.34 | 1 | 365 | 12.914 | 0.98693 | 13 | 0.90092
66679 | 11.34 | 1 | 365 | 12.914 | 0.98693 | 13 | 0.90092
66643 | 6.63 | 1 | 365 | 7.5502 | 0.19341 | 7 | 0.74366
27723 | 3.57 | 1 | 365 | 4.0655 | 0.18107 | 4 | 0.24659
39043 | 6.375 | 1 | 365 | 7.2599 | 0.60905 | 7 | 0.8689
63177 | 3.975 | 1 | 365 | 4.5267 | 0.10917 | 4 | 0.6359
46917 | 7.705 | 0.8 | 365 | 7.0196 | 0.12552 | 7 | 0.14508
67355 | 10.92 | 0.8 | 365 | 9.9486 | 0.019557 | 9 | 0.96811
51273 | 7.8 | 1 | 365 | 8.8826 | 0.8746 | 9 | 0.75724
66901 | 11.2 | 1 | 365 | 12.7546 | 0.6661 | 13 | 0.42066
65402 | 7.56 | 1 | 365 | 8.6093 | 0.32462 | 8 | 0.93394
31502 | 2598.97 | 0.8 | 365 | 2367.7656 | 0.67299 | 2368 | 0.43862
63505 | 9.88 | 1 | 365 | 11.2513 | 0.64117 | 11 | 0.89251
65741 | 3.445 | 0.8 | 365 | 3.1385 | 0.31569 | 3 | 0.45423
59429 | 5.72 | 1 | 365 | 6.5139 | 0.10804 | 6 | 0.62198
58527 | 10.66 | 1 | 365 | 12.1396 | 0.42863 | 12 | 0.56823
63163 | 2.6 | 1 | 365 | 2.9609 | 0.9582 | 3 | 0.91908
63377 | 4.24 | 1 | 365 | 4.8285 | 0.71645 | 5 | 0.54496
63069 | 8.32 | 1 | 365 | 9.4748 | 0.066245 | 9 | 0.54106
62884 | 5.83 | 1 | 365 | 6.6392 | 0.36012 | 6 | 0.99933
62807 | 5.46 | 1 | 365 | 6.2178 | 0.51222 | 6 | 0.73007
62691 | 3.975 | 1 | 365 | 4.5267 | 0.10917 | 4 | 0.6359
62685 | 7.14 | 1 | 365 | 8.131 | 0.36214 | 8 | 0.49317
62702 | 7.155 | 1 | 365 | 8.1481 | 0.39651 | 8 | 0.54463
59575 | 9.435 | 1 | 365 | 10.7446 | 0.6214 | 11 | 0.36597
59535 | 2.34 | 1 | 365 | 2.6648 | 0.36238 | 3 | 0.027173
48243 | 12.6 | 1 | 365 | 14.3489 | 0.87436 | 15 | 0.22324
66939 | 4.16 | 0.8 | 365 | 3.7899 | 0.6265 | 4 | 0.41642
66941 | 9.275 | 0.8 | 365 | 8.4499 | 0.0037907 | 8 | 0.45369
66943 | 8.06 | 0.8 | 365 | 7.343 | 0.77634 | 8 | 0.11932
66946 | 5.565 | 0.8 | 365 | 5.0699 | 0.20227 | 5 | 0.27221
66953 | 4.77 | 0.8 | 365 | 4.3457 | 0.74481 | 5 | 0.090467
66952 | 11.13 | 0.8 | 365 | 10.1399 | 0.40455 | 10 | 0.54442
66957 | 4.505 | 0.8 | 365 | 4.1042 | 0.25898 | 4 | 0.36322
66960 | 6.36 | 0.8 | 365 | 5.7942 | 0.65974 | 6 | 0.45396
66961 | 6.12 | 0.8 | 365 | 5.5756 | 0.21975 | 5 | 0.79532
66962 | 2.915 | 0.8 | 365 | 2.6557 | 0.34405 | 2 | 0.99973
66965 | 6.48 | 0.8 | 365 | 5.9035 | 0.87974 | 6 | 0.78328
66967 | 6.625 | 0.8 | 365 | 6.0356 | 0.14556 | 6 | 0.1812
66966 | 4.77 | 0.8 | 365 | 4.3457 | 0.74481 | 5 | 0.090467
66964 | 3.9 | 0.8 | 365 | 3.5531 | 0.14984 | 3 | 0.7029
66970 | 10.865 | 0.8 | 365 | 9.8984 | 0.91873 | 10 | 0.81718
66971 | 13 | 0.8 | 365 | 11.8435 | 0.83281 | 12 | 0.67633
66972 | 4.86 | 0.8 | 365 | 4.4277 | 0.9098 | 5 | 0.33746
66968 | 3.445 | 0.8 | 365 | 3.1385 | 0.31569 | 3 | 0.45423
66974 | 3.9 | 0.8 | 365 | 3.5531 | 0.14984 | 3 | 0.7029
66978 | 4.16 | 0.8 | 365 | 3.7899 | 0.6265 | 4 | 0.41642
66989 | 5.46 | 0.8 | 365 | 4.9743 | 0.0097787 | 4 | 0.98406
66991 | 3.18 | 0.8 | 365 | 2.8971 | 0.82987 | 3 | 0.72698
66994 | 6.89 | 0.8 | 365 | 6.2771 | 0.63139 | 6 | 0.90845
66995 | 5.46 | 0.8 | 365 | 4.9743 | 0.0097787 | 4 | 0.98406
66997 | 5.72 | 0.8 | 365 | 5.2111 | 0.48643 | 5 | 0.69758
66999 | 5.04 | 0.8 | 365 | 4.5916 | 0.2398 | 4 | 0.83144
67005 | 7.02 | 0.8 | 365 | 6.3955 | 0.86972 | 7 | 0.26522
66783 | 6.4 | 1 | 365 | 7.2883 | 0.66634 | 7 | 0.95466
63966 | 42.16 | 0.9 | 365 | 43.2106 | 0.95308 | 44 | 0.1637
63986 | 25.11 | 0.9 | 365 | 25.7357 | 0.78823 | 26 | 0.52397
45580 | 25.2 | 0.9 | 365 | 25.828 | 0.97385 | 26 | 0.80183
67026 | 12.985 | 0.8 | 365 | 11.8299 | 0.80531 | 12 | 0.63516
66981 | 4.59 | 0.8 | 365 | 4.1817 | 0.41481 | 4 | 0.59649
67035 | 6.24 | 0.8 | 365 | 5.6849 | 0.43975 | 6 | 0.12464
67036 | 4.86 | 0.8 | 365 | 4.4277 | 0.9098 | 5 | 0.33746
67037 | 9.62 | 0.8 | 365 | 8.7642 | 0.63628 | 9 | 0.40048
67038 | 4.48 | 0.8 | 365 | 4.0815 | 0.21315 | 4 | 0.29461
67039 | 4.24 | 0.8 | 365 | 3.8628 | 0.77316 | 4 | 0.63597
67040 | 7.95 | 0.8 | 365 | 7.2428 | 0.57468 | 7 | 0.81745
67045 | 9.36 | 0.8 | 365 | 8.5273 | 0.15962 | 8 | 0.68696
67052 | 15.105 | 0.8 | 365 | 13.7613 | 0.69189 | 14 | 0.45315
67058 | 6.36 | 0.8 | 365 | 5.7942 | 0.65974 | 6 | 0.45396
67064 | 6.095 | 0.8 | 365 | 5.5528 | 0.17392 | 5 | 0.72671
67067 | 11.44 | 0.8 | 365 | 10.4223 | 0.97287 | 11 | 0.39517
67070 | 6.3 | 0.8 | 365 | 5.7396 | 0.54974 | 6 | 0.2893
67073 | 8.505 | 0.8 | 365 | 7.7484 | 0.59216 | 8 | 0.34055
67075 | 8.4 | 0.8 | 365 | 7.6527 | 0.39966 | 8 | 0.052396
67076 | 13.545 | 0.8 | 365 | 12.34 | 0.83195 | 13 | 0.17199
67078 | 6.93 | 0.8 | 365 | 6.3135 | 0.70472 | 7 | 0.018226
67079 | 8.84 | 0.8 | 365 | 8.0536 | 0.20631 | 8 | 0.2599
67080 | 9.765 | 1 | 365 | 11.1204 | 0.37763 | 11 | 0.49801
67081 | 6.76 | 0.8 | 365 | 6.1586 | 0.39306 | 6 | 0.55169
67082 | 7.54 | 0.8 | 365 | 6.8692 | 0.82303 | 7 | 0.69227
67083 | 9.45 | 0.8 | 365 | 8.6093 | 0.32462 | 8 | 0.93394
67084 | 6.76 | 0.8 | 365 | 6.1586 | 0.39306 | 6 | 0.55169
67085 | 12.74 | 0.8 | 365 | 11.6066 | 0.35615 | 11 | 0.9628
67087 | 5.98 | 0.8 | 365 | 5.448 | 0.96309 | 6 | 0.41111
67088 | 12.285 | 0.8 | 365 | 11.1921 | 0.522 | 11 | 0.71413
67094 | 3.975 | 0.8 | 365 | 3.6214 | 0.28734 | 3 | 0.90872
67095 | 8.48 | 0.8 | 365 | 7.7256 | 0.54632 | 8 | 0.27194
67096 | 4.68 | 0.8 | 365 | 4.2637 | 0.57981 | 4 | 0.84348
67097 | 11.44 | 0.8 | 365 | 10.4223 | 0.97287 | 11 | 0.39517
67098 | 9.62 | 0.8 | 365 | 8.7642 | 0.63628 | 9 | 0.40048
67099 | 6.76 | 0.8 | 365 | 6.1586 | 0.39306 | 6 | 0.55169
67100 | 5.72 | 1 | 365 | 6.5139 | 0.10804 | 6 | 0.62198
67102 | 8.48 | 0.8 | 365 | 7.7256 | 0.54632 | 8 | 0.27194
67103 | 9.18 | 0.8 | 365 | 8.3633 | 0.82963 | 9 | 0.19298
67105 | 3.975 | 1 | 365 | 4.5267 | 0.10917 | 4 | 0.6359
67106 | 3.71 | 1 | 365 | 4.2249 | 0.5019 | 4 | 0.72684
63279 | 7.28 | 1 | 365 | 8.2905 | 0.68296 | 8 | 0.97343
67108 | 7.42 | 1 | 365 | 8.4499 | 0.0037907 | 8 | 0.45369
66342 | 8.84 | 1 | 365 | 10.067 | 0.25789 | 10 | 0.32488
67111 | 6.615 | 0.8 | 365 | 6.0265 | 0.12723 | 6 | 0.15376
67113 | 5.2 | 0.8 | 365 | 4.7374 | 0.53312 | 5 | 0.27053
67114 | 8.505 | 0.8 | 365 | 7.7484 | 0.59216 | 8 | 0.34055
67116 | 2.6 | 0.8 | 365 | 2.3687 | 0.76656 | 3 | 0.13527
67117 | 5.46 | 0.8 | 365 | 4.9743 | 0.0097787 | 4 | 0.98406
67121 | 7.54 | 0.8 | 365 | 6.8692 | 0.82303 | 7 | 0.69227
67118 | 8.19 | 1 | 365 | 9.3268 | 0.76834 | 10 | 0.095107
67119 | 7.28 | 0.8 | 365 | 6.6324 | 0.34637 | 6 | 0.97874
67122 | 9.45 | 0.8 | 365 | 8.6093 | 0.32462 | 8 | 0.93394
67123 | 8.06 | 0.8 | 365 | 7.343 | 0.77634 | 8 | 0.11932
67126 | 8.19 | 0.8 | 365 | 7.4614 | 0.014668 | 7 | 0.47609
67124 | 5.72 | 0.8 | 365 | 5.2111 | 0.48643 | 5 | 0.69758
67132 | 11.395 | 1 | 365 | 12.9766 | 0.11296 | 13 | 0.08959
67130 | 8.32 | 1 | 365 | 9.4748 | 0.066245 | 9 | 0.54106
67134 | 13.25 | 1 | 365 | 15.0891 | 0.36391 | 15 | 0.45301
67135 | 8.91 | 0.8 | 365 | 8.1174 | 0.33464 | 8 | 0.45201
67138 | 8.32 | 1 | 365 | 9.4748 | 0.066245 | 9 | 0.54106
67142 | 4.505 | 0.8 | 365 | 4.1042 | 0.25898 | 4 | 0.36322
67144 | 8.58 | 1 | 365 | 9.7709 | 0.66207 | 10 | 0.43297
61036 | 8.745 | 1 | 365 | 9.9588 | 0.040182 | 9 | 0.99899
67147 | 6.625 | 1 | 365 | 7.5446 | 0.18196 | 7 | 0.72651
67151 | 5.565 | 0.8 | 365 | 5.0699 | 0.20227 | 5 | 0.27221
67150 | 6.36 | 0.8 | 365 | 5.7942 | 0.65974 | 6 | 0.45396
67154 | 4.24 | 0.8 | 365 | 3.8628 | 0.77316 | 4 | 0.63597
67159 | 7.29 | 0.8 | 365 | 6.6415 | 0.3647 | 7 | 0.0061861
67164 | 7.42 | 0.8 | 365 | 6.7599 | 0.60303 | 7 | 0.36295
67166 | 10.865 | 0.8 | 365 | 9.8984 | 0.91873 | 10 | 0.81718
67168 | 6.625 | 0.8 | 365 | 6.0356 | 0.14556 | 6 | 0.1812
67170 | 8.48 | 1 | 365 | 9.657 | 0.4329 | 10 | 0.089928
67171 | 12.42 | 0.8 | 365 | 11.3151 | 0.7695 | 12 | 0.084613
67172 | 3.78 | 0.8 | 365 | 3.4437 | 0.92985 | 4 | 0.37358
67173 | 5.035 | 0.8 | 365 | 4.5871 | 0.23063 | 4 | 0.81772
67180 | 7.42 | 0.8 | 365 | 6.7599 | 0.60303 | 7 | 0.36295
67181 | 5.2 | 0.8 | 365 | 4.7374 | 0.53312 | 5 | 0.27053
67183 | 4.24 | 0.8 | 365 | 3.8628 | 0.77316 | 4 | 0.63597
67184 | 8.06 | 0.8 | 365 | 7.343 | 0.77634 | 8 | 0.11932
67193 | 8.96 | 1 | 365 | 10.2036 | 0.53288 | 10 | 0.73653
67200 | 15.68 | 1 | 365 | 17.8564 | 0.93254 | 18 | 0.78892
67205 | 13.25 | 0.8 | 365 | 12.0713 | 0.29113 | 12 | 0.36241
52000 | 4.68 | 1 | 365 | 5.3296 | 0.72476 | 6 | 0.054347
67214 | 10.6 | 0.8 | 365 | 9.657 | 0.4329 | 10 | 0.089928
67212 | 6.72 | 1 | 365 | 7.6527 | 0.39966 | 8 | 0.052396
67215 | 7.68 | 1 | 365 | 8.746 | 0.59961 | 9 | 0.34559
67218 | 5.83 | 0.8 | 365 | 5.3114 | 0.6881 | 5 | 0.99946
67219 | 7.695 | 1 | 365 | 8.7631 | 0.63399 | 9 | 0.39705
67221 | 7.15 | 1 | 365 | 8.1424 | 0.38505 | 8 | 0.52747
67222 | 14.4 | 1 | 365 | 16.3987 | 0.99927 | 17 | 0.39799
34885 | 466.83 | 0.9 | 365 | 478.4634 | 0.81559 | 479 | 0.27899
60478 | 150.04 | 0.9 | 365 | 153.779 | 0.45066 | 154 | 0.22965
35337 | 65.96 | 0.9 | 365 | 67.6037 | 0.039492 | 67 | 0.64322
45091 | 34.8 | 0.9 | 365 | 35.6672 | 0.77341 | 36 | 0.44063
67306 | 27 | 0.9 | 365 | 27.6728 | 0.68627 | 28 | 0.35911
67307 | 27 | 0.9 | 365 | 27.6728 | 0.68627 | 28 | 0.35911
67308 | 27 | 0.9 | 365 | 27.6728 | 0.68627 | 28 | 0.35911
67224 | 4.86 | 0.8 | 365 | 4.4277 | 0.9098 | 5 | 0.33746
67246 | 5.355 | 0.8 | 365 | 4.8786 | 0.81728 | 5 | 0.6959
67206 | 11.2 | 1 | 365 | 12.7546 | 0.6661 | 13 | 0.42066
66969 | 6.24 | 0.8 | 365 | 5.6849 | 0.43975 | 6 | 0.12464
63281 | 12.22 | 1 | 365 | 13.9161 | 0.0035475 | 13 | 0.91968
66506 | 7.875 | 0.8 | 365 | 7.1744 | 0.43718 | 7 | 0.61162
66793 | 7.875 | 0.8 | 365 | 7.1744 | 0.43718 | 7 | 0.61162
67606 | 8.1 | 0.8 | 365 | 7.3794 | 0.84967 | 8 | 0.2291
63710 | 5.2 | 1 | 365 | 5.9218 | 0.9164 | 6 | 0.83816
63009 | 7.02 | 1 | 365 | 7.9944 | 0.087144 | 8 | 0.08152
66007 | 8.25 | 1 | 365 | 9.3951 | 0.90583 | 10 | 0.30093
67902 | 8.37 | 0.8 | 365 | 7.6254 | 0.34466 | 7 | 0.97007
66617 | 3.38 | 0.8 | 365 | 3.0793 | 0.19653 | 3 | 0.27584
67814 | 9 | 0.8 | 365 | 8.1994 | 0.49964 | 8 | 0.699
66355 | 13.25 | 1 | 365 | 15.0891 | 0.36391 | 15 | 0.45301
67739 | 12.19 | 0.8 | 365 | 11.1056 | 0.34784 | 11 | 0.45342
40836 | 11.772 | 1 | 365 | 13.406 | 0.9769 | 14 | 0.38286
66420 | 7.8 | 0.8 | 365 | 7.1061 | 0.29968 | 7 | 0.4058
67136 | 7.42 | 0.8 | 365 | 6.7599 | 0.60303 | 7 | 0.36295
67227 | 4.16 | 0.8 | 365 | 3.7899 | 0.6265 | 4 | 0.41642
67293 | 6.21 | 0.8 | 365 | 5.6576 | 0.38475 | 6 | 0.042307
66577 | 9.28 | 1 | 365 | 10.5681 | 0.2662 | 10 | 0.83426
67228 | 4.77 | 0.8 | 365 | 4.3457 | 0.74481 | 5 | 0.090467
67232 | 4.59 | 0.8 | 365 | 4.1817 | 0.41481 | 4 | 0.59649
66033 | 3.2 | 1 | 365 | 3.6442 | 0.33317 | 3 | 0.97733
61579 | 6.36 | 1 | 365 | 7.2428 | 0.57468 | 7 | 0.81745
66336 | 3.825 | 1 | 365 | 4.3559 | 0.76543 | 5 | 0.12134
67751 | 8.1 | 0.8 | 365 | 7.3794 | 0.84967 | 8 | 0.2291
65914 | 7.08 | 1 | 365 | 8.0627 | 0.22464 | 8 | 0.28735
66013 | 7.56 | 1 | 365 | 8.6093 | 0.32462 | 8 | 0.93394
67240 | 5.67 | 0.8 | 365 | 5.1656 | 0.39477 | 5 | 0.56037
66917 | 11.61 | 0.8 | 365 | 10.5772 | 0.28453 | 10 | 0.8617
67242 | 13.78 | 0.8 | 365 | 12.5541 | 0.26277 | 12 | 0.81691
67618 | 8.4 | 1 | 365 | 9.5659 | 0.24957 | 9 | 0.81549
67839 | 3.445 | 0.8 | 365 | 3.1385 | 0.31569 | 3 | 0.45423
67243 | 5.98 | 0.8 | 365 | 5.448 | 0.96309 | 6 | 0.41111
67245 | 3.64 | 0.8 | 365 | 3.3162 | 0.67319 | 3 | 0.98937
66401 | 3.12 | 1 | 365 | 3.5531 | 0.14984 | 3 | 0.7029
67827 | 13.5 | 0.8 | 365 | 12.299 | 0.74945 | 13 | 0.048493
67248 | 9.72 | 0.8 | 365 | 8.8553 | 0.81961 | 9 | 0.67491
67249 | 3.78 | 0.8 | 365 | 3.4437 | 0.92985 | 4 | 0.37358
67251 | 14.04 | 0.8 | 365 | 12.791 | 0.73943 | 13 | 0.53043
60832 | 5.565 | 1 | 365 | 6.3374 | 0.75284 | 7 | 0.090265
67250 | 5.94 | 0.8 | 365 | 5.4116 | 0.88976 | 6 | 0.30134
58559 | 11.7 | 1 | 365 | 13.324 | 0.81191 | 14 | 0.13587
67260 | 5.94 | 0.8 | 365 | 5.4116 | 0.88976 | 6 | 0.30134
67261 | 13.78 | 0.8 | 365 | 12.5541 | 0.26277 | 12 | 0.81691
67263 | 2.65 | 0.8 | 365 | 2.4143 | 0.85823 | 3 | 0.27248
67266 | 5.46 | 0.8 | 365 | 4.9743 | 0.0097787 | 4 | 0.98406
67265 | 14.04 | 0.8 | 365 | 12.791 | 0.73943 | 13 | 0.53043
67157 | 7.29 | 0.8 | 365 | 6.6415 | 0.3647 | 7 | 0.0061861
64836 | 9.135 | 1 | 365 | 10.4029 | 0.93391 | 11 | 0.33685
64853 | 11.7 | 1 | 365 | 13.324 | 0.81191 | 14 | 0.13587
64848 | 3.38 | 1 | 365 | 3.8491 | 0.74566 | 4 | 0.59481
64571 | 5.67 | 1 | 365 | 6.457 | 0.99346 | 7 | 0.45046
66551 | 4.16 | 1 | 365 | 4.7374 | 0.53312 | 5 | 0.27053
64520 | 5.72 | 1 | 365 | 6.5139 | 0.10804 | 6 | 0.62198
50831 | 9.3 | 0.8 | 365 | 8.4727 | 0.049623 | 8 | 0.5223
64531 | 9.18 | 1 | 365 | 10.4542 | 0.037035 | 10 | 0.49122
66367 | 8.4 | 0.8 | 365 | 7.6527 | 0.39966 | 8 | 0.052396
67797 | 5.94 | 0.8 | 365 | 5.4116 | 0.88976 | 6 | 0.30134
67812 | 5.46 | 0.8 | 365 | 4.9743 | 0.0097787 | 4 | 0.98406
64400 | 14.04 | 1 | 365 | 15.9888 | 0.17429 | 16 | 0.16304
62449 | 3.57 | 1 | 365 | 4.0655 | 0.18107 | 4 | 0.24659
67897 | 8.19 | 0.8 | 365 | 7.4614 | 0.014668 | 7 | 0.47609
64164 | 5.565 | 1 | 365 | 6.3374 | 0.75284 | 7 | 0.090265
67903 | 9.12 | 0.8 | 365 | 8.3087 | 0.71963 | 9 | 0.028315
63694 | 5.72 | 1 | 365 | 6.5139 | 0.10804 | 6 | 0.62198
67975 | 5.4 | 0.8 | 365 | 4.9196 | 0.89978 | 5 | 0.8194
63042 | 3.71 | 1 | 365 | 4.2249 | 0.5019 | 4 | 0.72684
63990 | 7.02 | 1 | 365 | 7.9944 | 0.087144 | 8 | 0.08152
65471 | 3.71 | 1 | 365 | 4.2249 | 0.5019 | 4 | 0.72684
63943 | 6.24 | 1 | 365 | 7.1061 | 0.29968 | 7 | 0.4058
63913 | 5.035 | 1 | 365 | 5.7339 | 0.53829 | 6 | 0.27214
63796 | 4.725 | 1 | 365 | 5.3808 | 0.82789 | 6 | 0.20872
67275 | 5.72 | 0.8 | 365 | 5.2111 | 0.48643 | 5 | 0.69758
67276 | 9.45 | 0.8 | 365 | 8.6093 | 0.32462 | 8 | 0.93394
63790 | 14.04 | 1 | 365 | 15.9888 | 0.17429 | 16 | 0.16304
48865 | 7.695 | 1 | 365 | 8.7631 | 0.63399 | 9 | 0.39705
67268 | 5.72 | 0.8 | 365 | 5.2111 | 0.48643 | 5 | 0.69758
67277 | 6.48 | 0.8 | 365 | 5.9035 | 0.87974 | 6 | 0.78328
60969 | 5.035 | 1 | 365 | 5.7339 | 0.53829 | 6 | 0.27214
67278 | 11.88 | 0.8 | 365 | 10.8232 | 0.77952 | 11 | 0.60267
67280 | 4.42 | 0.8 | 365 | 4.0268 | 0.10315 | 4 | 0.12995
67267 | 8.1 | 0.8 | 365 | 7.3794 | 0.84967 | 8 | 0.2291
67282 | 3.24 | 0.8 | 365 | 2.9518 | 0.93987 | 3 | 0.89164
67269 | 12.15 | 0.8 | 365 | 11.0691 | 0.27451 | 11 | 0.34364
67271 | 7.8 | 0.8 | 365 | 7.1061 | 0.29968 | 7 | 0.4058
67283 | 7.8 | 0.8 | 365 | 7.1061 | 0.29968 | 7 | 0.4058
67287 | 4.59 | 0.8 | 365 | 4.1817 | 0.41481 | 4 | 0.59649
67273 | 5.83 | 0.8 | 365 | 5.3114 | 0.6881 | 5 | 0.99946
67291 | 4.59 | 0.8 | 365 | 4.1817 | 0.41481 | 4 | 0.59649
66955 | 12.15 | 0.8 | 365 | 11.0691 | 0.27451 | 11 | 0.34364
67295 | 6.625 | 0.8 | 365 | 6.0356 | 0.14556 | 6 | 0.1812
42446 | 8.415 | 1 | 365 | 9.583 | 0.28395 | 9 | 0.86695
67294 | 2.28 | 0.8 | 365 | 2.0772 | 0.17991 | 2 | 0.25708
67297 | 12.15 | 0.8 | 365 | 11.0691 | 0.27451 | 11 | 0.34364
67302 | 12.6 | 0.8 | 365 | 11.4791 | 0.099489 | 11 | 0.57859
67303 | 11.34 | 0.8 | 365 | 10.3312 | 0.78954 | 11 | 0.12073
67304 | 5.7 | 1 | 365 | 6.4912 | 0.062211 | 6 | 0.55337
67310 | 3.24 | 0.8 | 365 | 2.9518 | 0.93987 | 3 | 0.89164
61033 | 2.915 | 1 | 365 | 3.3196 | 0.68006 | 3 | 0.99966
67312 | 14.85 | 0.8 | 365 | 13.5289 | 0.2244 | 13 | 0.75334
67314 | 7.02 | 0.8 | 365 | 6.3955 | 0.86972 | 7 | 0.26522
66934 | 10.26 | 0.8 | 365 | 9.3473 | 0.80958 | 10 | 0.15685
65637 | 15.105 | 0.8 | 365 | 13.7613 | 0.69189 | 14 | 0.45315
67322 | 6.89 | 0.8 | 365 | 6.2771 | 0.63139 | 6 | 0.90845
63357 | 5.035 | 1 | 365 | 5.7339 | 0.53829 | 6 | 0.27214
67325 | 4.32 | 0.8 | 365 | 3.9357 | 0.91982 | 4 | 0.85552
65631 | 13.25 | 1 | 365 | 15.0891 | 0.36391 | 15 | 0.45301
62828 | 4.505 | 1 | 365 | 5.1303 | 0.32373 | 5 | 0.45402
62273 | 14.045 | 1 | 365 | 15.9944 | 0.18575 | 16 | 0.18019
67332 | 4.32 | 0.8 | 365 | 3.9357 | 0.91982 | 4 | 0.85552
67335 | 3.18 | 0.8 | 365 | 2.8971 | 0.82987 | 3 | 0.72698
61067 | 5.3 | 1 | 365 | 6.0356 | 0.14556 | 6 | 0.1812
67343 | 4.68 | 0.8 | 365 | 4.2637 | 0.57981 | 4 | 0.84348
67349 | 3.51 | 0.8 | 365 | 3.1978 | 0.43486 | 3 | 0.63261
67350 | 8.19 | 0.8 | 365 | 7.4614 | 0.014668 | 7 | 0.47609
67352 | 4.24 | 0.8 | 365 | 3.8628 | 0.77316 | 4 | 0.63597
46628 | 5 | 1 | 365 | 5.694 | 0.45808 | 6 | 0.15208
67354 | 12.72 | 0.8 | 365 | 11.5884 | 0.31948 | 11 | 0.90791
67358 | 4.24 | 0.8 | 365 | 3.8628 | 0.77316 | 4 | 0.63597
67359 | 5.83 | 0.8 | 365 | 5.3114 | 0.6881 | 5 | 0.99946
67366 | 11.34 | 0.8 | 365 | 10.3312 | 0.78954 | 11 | 0.12073
67375 | 6.21 | 0.8 | 365 | 5.6576 | 0.38475 | 6 | 0.042307
67376 | 4.32 | 0.8 | 365 | 3.9357 | 0.91982 | 4 | 0.85552
67377 | 7.56 | 0.8 | 365 | 6.8875 | 0.85969 | 7 | 0.74716
67380 | 6.36 | 0.8 | 365 | 5.7942 | 0.65974 | 6 | 0.45396
67381 | 7.02 | 0.8 | 365 | 6.3955 | 0.86972 | 7 | 0.26522
67383 | 6.75 | 0.8 | 365 | 6.1495 | 0.37473 | 6 | 0.52425
67385 | 3.18 | 0.8 | 365 | 2.8971 | 0.82987 | 3 | 0.72698
67405 | 6.93 | 1 | 365 | 7.8919 | 0.8809 | 8 | 0.77278
67406 | 8.8 | 1 | 365 | 10.0214 | 0.16622 | 10 | 0.18766
67407 | 3.6 | 1 | 365 | 4.0997 | 0.24982 | 4 | 0.3495
67396 | 8.4 | 1 | 365 | 9.5659 | 0.24957 | 9 | 0.81549
66794 | 4.16 | 1 | 365 | 4.7374 | 0.53312 | 5 | 0.27053
67401 | 7.56 | 1 | 365 | 8.6093 | 0.32462 | 8 | 0.93394
67393 | 5.1 | 1 | 365 | 5.8079 | 0.68724 | 6 | 0.49512
67412 | 3.24 | 1 | 365 | 3.6897 | 0.42484 | 4 | 0.11455
67414 | 3.975 | 1 | 365 | 4.5267 | 0.10917 | 4 | 0.6359
67416 | 8.06 | 0.8 | 365 | 7.343 | 0.77634 | 8 | 0.11932
67417 | 4.76 | 0.8 | 365 | 4.3366 | 0.72647 | 5 | 0.063024
67418 | 5.12 | 0.8 | 365 | 4.6645 | 0.38646 | 5 | 0.050984
67421 | 4.578 | 0.8 | 365 | 4.1707 | 0.39281 | 4 | 0.56356
67422 | 24.852 | 0.8 | 365 | 22.6412 | 0.56099 | 23 | 0.20216
67423 | 4.41 | 0.8 | 365 | 4.0177 | 0.084821 | 4 | 0.10251
67424 | 7.36 | 0.8 | 365 | 6.7053 | 0.49304 | 7 | 0.19829
67425 | 4.8 | 0.8 | 365 | 4.373 | 0.79981 | 5 | 0.1728
67426 | 8.68 | 0.8 | 365 | 7.9078 | 0.91298 | 8 | 0.82081
67403 | 10.5 | 1 | 365 | 11.9574 | 0.061968 | 12 | 0.019368
67305 | 9.6 | 1 | 365 | 10.9325 | 0.99951 | 11 | 0.93199
67431 | 9.9 | 1 | 365 | 11.2741 | 0.687 | 11 | 0.96112
67433 | 6.6 | 1 | 365 | 7.5161 | 0.12467 | 7 | 0.64075
67434 | 14.49 | 1 | 365 | 16.5012 | 0.20552 | 16 | 0.70673
67437 | 4.32 | 0.8 | 365 | 3.9357 | 0.91982 | 4 | 0.85552
67428 | 7.68 | 1 | 365 | 8.746 | 0.59961 | 9 | 0.34559
67429 | 4.77 | 1 | 365 | 5.4321 | 0.93101 | 6 | 0.36308
67430 | 6.08 | 1 | 365 | 6.9239 | 0.93303 | 7 | 0.85693
49088 | 4.615 | 1 | 365 | 5.2556 | 0.57581 | 5 | 0.83137
67167 | 3.24 | 0.8 | 365 | 2.9518 | 0.93987 | 3 | 0.89164
67456 | 3.24 | 0.8 | 365 | 2.9518 | 0.93987 | 3 | 0.89164
67459 | 8.32 | 0.8 | 365 | 7.5799 | 0.253 | 7 | 0.83285
67466 | 4.41 | 0.8 | 365 | 4.0177 | 0.084821 | 4 | 0.10251
67502 | 8.64 | 0.8 | 365 | 7.8714 | 0.83965 | 8 | 0.71104
67504 | 11.96 | 0.8 | 365 | 10.896 | 0.92618 | 11 | 0.82222
67505 | 8.68 | 0.8 | 365 | 7.9078 | 0.91298 | 8 | 0.82081
67506 | 5.04 | 0.8 | 365 | 4.5916 | 0.2398 | 4 | 0.83144
67507 | 8.32 | 0.8 | 365 | 7.5799 | 0.253 | 7 | 0.83285
67508 | 5.27 | 1 | 365 | 6.0015 | 0.076816 | 6 | 0.078292
67509 | 7.685 | 0.8 | 365 | 7.0013 | 0.088855 | 7 | 0.090198
67510 | 7.155 | 0.8 | 365 | 6.5185 | 0.11721 | 6 | 0.6357
48308 | 5.035 | 1 | 365 | 5.7339 | 0.53829 | 6 | 0.27214
67514 | 5.04 | 0.8 | 365 | 4.5916 | 0.2398 | 4 | 0.83144
48859 | 24.885 | 1 | 365 | 28.339 | 0.026864 | 28 | 0.3659
67518 | 3.78 | 0.8 | 365 | 3.4437 | 0.92985 | 4 | 0.37358
67519 | 7.245 | 0.8 | 365 | 6.6005 | 0.28221 | 6 | 0.88269
67522 | 4.86 | 0.8 | 365 | 4.4277 | 0.9098 | 5 | 0.33746
67521 | 6.625 | 0.8 | 365 | 6.0356 | 0.14556 | 6 | 0.1812
67528 | 2.616 | 0.8 | 365 | 2.3833 | 0.79589 | 3 | 0.17917
67532 | 4.32 | 0.8 | 365 | 3.9357 | 0.91982 | 4 | 0.85552
43645 | 14.96 | 0.8 | 365 | 13.6292 | 0.42606 | 14 | 0.055219
67540 | 2.97 | 0.8 | 365 | 2.7058 | 0.44488 | 3 | 0.15067
67541 | 5.83 | 0.8 | 365 | 5.3114 | 0.6881 | 5 | 0.99946
67544 | 6.615 | 0.8 | 365 | 6.0265 | 0.12723 | 6 | 0.15376
67546 | 2.85 | 0.8 | 365 | 2.5965 | 0.22488 | 2 | 0.82135
67547 | 9.8 | 0.8 | 365 | 8.9282 | 0.96627 | 9 | 0.89446
67551 | 6.72 | 0.8 | 365 | 6.1222 | 0.31973 | 6 | 0.44192
67552 | 7.41 | 0.8 | 365 | 6.7508 | 0.5847 | 7 | 0.33551
67555 | 7.155 | 0.8 | 365 | 6.5185 | 0.11721 | 6 | 0.6357
67558 | 6.405 | 1 | 365 | 7.294 | 0.6778 | 7 | 0.97181
67560 | 6.36 | 1 | 365 | 7.2428 | 0.57468 | 7 | 0.81745
67561 | 5.232 | 1 | 365 | 5.9582 | 0.98973 | 6 | 0.94794
67562 | 4.578 | 1 | 365 | 5.2134 | 0.49102 | 5 | 0.70444
60222 | 3.08 | 1 | 365 | 3.5075 | 0.058177 | 3 | 0.56568
67500 | 10.14 | 0.8 | 365 | 9.2379 | 0.58959 | 9 | 0.82753
62669 | 3.12 | 1 | 365 | 3.5531 | 0.14984 | 3 | 0.7029
67586 | 3.18 | 0.8 | 365 | 2.8971 | 0.82987 | 3 | 0.72698
67589 | 7.29 | 0.8 | 365 | 6.6415 | 0.3647 | 7 | 0.0061861
67590 | 3 | 0.8 | 365 | 2.7331 | 0.49988 | 3 | 0.233
67592 | 6.75 | 0.8 | 365 | 6.1495 | 0.37473 | 6 | 0.52425
67591 | 8.64 | 0.8 | 365 | 7.8714 | 0.83965 | 8 | 0.71104
67596 | 11.07 | 0.8 | 365 | 10.0852 | 0.29455 | 10 | 0.37976
67598 | 10.72 | 0.8 | 365 | 9.7663 | 0.6529 | 10 | 0.41925
67600 | 4.68 | 0.8 | 365 | 4.2637 | 0.57981 | 4 | 0.84348
67602 | 4.02 | 0.8 | 365 | 3.6624 | 0.36984 | 4 | 0.032218
67601 | 5.98 | 0.8 | 365 | 5.448 | 0.96309 | 6 | 0.41111
67604 | 9.88 | 0.8 | 365 | 9.0011 | 0.11293 | 9 | 0.11401
67605 | 5.4 | 0.8 | 365 | 4.9196 | 0.89978 | 5 | 0.8194
67609 | 9.975 | 0.8 | 365 | 9.0876 | 0.2871 | 9 | 0.37472
67611 | 3.99 | 0.8 | 365 | 3.635 | 0.31484 | 3 | 0.94989
67610 | 6.54 | 1 | 365 | 7.4478 | 0.98717 | 8 | 0.43492
67615 | 6.375 | 0.8 | 365 | 5.8079 | 0.68724 | 6 | 0.49512
67616 | 7.695 | 1 | 365 | 8.7631 | 0.63399 | 9 | 0.39705
67614 | 4.251 | 0.8 | 365 | 3.8728 | 0.79333 | 4 | 0.66616
67617 | 9.6 | 1 | 365 | 10.9325 | 0.99951 | 11 | 0.93199
67642 | 10.545 | 0.8 | 365 | 9.6069 | 0.33207 | 9 | 0.93899
67643 | 3.825 | 0.8 | 365 | 3.4847 | 0.012345 | 3 | 0.49707
67659 | 9.275 | 0.8 | 365 | 8.4499 | 0.0037907 | 8 | 0.45369
67663 | 10.6 | 1 | 365 | 12.0713 | 0.29113 | 12 | 0.36241
67667 | 5.72 | 0.8 | 365 | 5.2111 | 0.48643 | 5 | 0.69758
67666 | 5.13 | 0.8 | 365 | 4.6736 | 0.40479 | 5 | 0.078427
67669 | 7.02 | 0.8 | 365 | 6.3955 | 0.86972 | 7 | 0.26522
66977 | 11.34 | 1 | 365 | 12.914 | 0.98693 | 13 | 0.90092
66947 | 6.76 | 1 | 365 | 7.6983 | 0.49132 | 8 | 0.18961
66924 | 9.61 | 0.8 | 365 | 8.7551 | 0.61794 | 9 | 0.37304
67515 | 9.6 | 0.8 | 365 | 8.746 | 0.59961 | 9 | 0.34559
67022 | 10.545 | 1 | 365 | 12.0086 | 0.16509 | 12 | 0.17374
64935 | 4.68 | 1 | 365 | 5.3296 | 0.72476 | 6 | 0.054347
67262 | 7.29 | 0.8 | 365 | 6.6415 | 0.3647 | 7 | 0.0061861
62383 | 7.28 | 1 | 365 | 8.2905 | 0.68296 | 8 | 0.97343
63975 | 7.02 | 1 | 365 | 7.9944 | 0.087144 | 8 | 0.08152
67225 | 3.975 | 0.8 | 365 | 3.6214 | 0.28734 | 3 | 0.90872
45375 | 9.88 | 1 | 365 | 11.2513 | 0.64117 | 11 | 0.89251
50453 | 9.69 | 0.8 | 365 | 8.828 | 0.76461 | 9 | 0.59258
33886 | 1483.76 | 0.9 | 365 | 1520.7353 | 0.18734 | 1520 | 0.92264
67671 | 3.24 | 0.8 | 365 | 2.9518 | 0.93987 | 3 | 0.89164
67672 | 10.53 | 0.8 | 365 | 9.5933 | 0.30457 | 9 | 0.89782
67889 | 7.28 | 0.8 | 365 | 6.6324 | 0.34637 | 6 | 0.97874
67677 | 8.64 | 0.8 | 365 | 7.8714 | 0.83965 | 8 | 0.71104
67678 | 9.72 | 0.8 | 365 | 8.8553 | 0.81961 | 9 | 0.67491
67679 | 4.77 | 0.8 | 365 | 4.3457 | 0.74481 | 5 | 0.090467
67680 | 8.215 | 0.8 | 365 | 7.4842 | 0.0605 | 7 | 0.54469
31364 | 1295.91 | 1 | 365 | 1475.7823 | 0.72809 | 1476 | 0.5104
34656 | 585 | 0.9 | 365 | 599.5782 | 0.53582 | 600 | 0.11402
67681 | 4.05 | 0.8 | 365 | 3.6897 | 0.42484 | 4 | 0.11455
67686 | 11.4 | 0.8 | 365 | 10.3859 | 0.89954 | 11 | 0.28539
67687 | 5.355 | 0.8 | 365 | 4.8786 | 0.81728 | 5 | 0.6959
67688 | 8.06 | 0.8 | 365 | 7.343 | 0.77634 | 8 | 0.11932
67690 | 8.215 | 0.8 | 365 | 7.4842 | 0.0605 | 7 | 0.54469
67691 | 5.98 | 0.8 | 365 | 5.448 | 0.96309 | 6 | 0.41111
67695 | 5.035 | 0.8 | 365 | 4.5871 | 0.23063 | 4 | 0.81772
67696 | 3.975 | 0.8 | 365 | 3.6214 | 0.28734 | 3 | 0.90872
67697 | 5.2 | 0.8 | 365 | 4.7374 | 0.53312 | 5 | 0.27053
67698 | 3.38 | 0.8 | 365 | 3.0793 | 0.19653 | 3 | 0.27584
67699 | 7.8 | 0.8 | 365 | 7.1061 | 0.29968 | 7 | 0.4058
67704 | 9.45 | 0.8 | 365 | 8.6093 | 0.32462 | 8 | 0.93394
67705 | 7.56 | 0.8 | 365 | 6.8875 | 0.85969 | 7 | 0.74716
29155 | 6.5 | 1 | 365 | 7.4022 | 0.8955 | 8 | 0.2977
67706 | 7.29 | 0.8 | 365 | 6.6415 | 0.3647 | 7 | 0.0061861
36340 | 5.355 | 1 | 365 | 6.0983 | 0.2716 | 6 | 0.36988
63445 | 7.155 | 1 | 365 | 8.1481 | 0.39651 | 8 | 0.54463
67708 | 12.22 | 0.8 | 365 | 11.1329 | 0.40284 | 11 | 0.53575
67709 | 7.56 | 0.8 | 365 | 6.8875 | 0.85969 | 7 | 0.74716
67710 | 5.67 | 0.8 | 365 | 5.1656 | 0.39477 | 5 | 0.56037
67712 | 6.625 | 0.8 | 365 | 6.0356 | 0.14556 | 6 | 0.1812
67713 | 6.54 | 0.8 | 365 | 5.9582 | 0.98973 | 6 | 0.94794
67714 | 5.565 | 0.8 | 365 | 5.0699 | 0.20227 | 5 | 0.27221
67718 | 7.54 | 0.8 | 365 | 6.8692 | 0.82303 | 7 | 0.69227
67717 | 8.64 | 0.8 | 365 | 7.8714 | 0.83965 | 8 | 0.71104
67720 | 7.54 | 0.8 | 365 | 6.8692 | 0.82303 | 7 | 0.69227
67721 | 3.445 | 1 | 365 | 3.9232 | 0.89462 | 4 | 0.81778
67724 | 11.2 | 0.8 | 365 | 10.2036 | 0.53288 | 10 | 0.73653
67726 | 9.72 | 0.8 | 365 | 8.8553 | 0.81961 | 9 | 0.67491
67473 | 7.95 | 1 | 365 | 9.0535 | 0.21835 | 9 | 0.27181
67491 | 5.12 | 1 | 365 | 5.8307 | 0.73307 | 6 | 0.56373
67492 | 9.9 | 1 | 365 | 11.2741 | 0.687 | 11 | 0.96112
67496 | 9.66 | 1 | 365 | 11.0008 | 0.13701 | 11 | 0.13782
67534 | 4.77 | 0.8 | 365 | 4.3457 | 0.74481 | 5 | 0.090467
67572 | 4.2 | 1 | 365 | 4.783 | 0.62479 | 5 | 0.40775
67574 | 9.57 | 1 | 365 | 10.8983 | 0.93077 | 11 | 0.82908
39066 | 15.86 | 0.8 | 365 | 14.4491 | 0.076024 | 14 | 0.52512
67728 | 4.86 | 0.8 | 365 | 4.4277 | 0.9098 | 5 | 0.33746
67730 | 8.64 | 0.8 | 365 | 7.8714 | 0.83965 | 8 | 0.71104
67731 | 7.56 | 0.8 | 365 | 6.8875 | 0.85969 | 7 | 0.74716
67733 | 13.23 | 0.8 | 365 | 12.0531 | 0.25446 | 12 | 0.30752
48612 | 3.9 | 1 | 365 | 4.4413 | 0.9373 | 5 | 0.37862
67741 | 8.215 | 0.8 | 365 | 7.4842 | 0.0605 | 7 | 0.54469
67743 | 4.68 | 0.8 | 365 | 4.2637 | 0.57981 | 4 | 0.84348
67744 | 9.62 | 0.8 | 365 | 8.7642 | 0.63628 | 9 | 0.40048
67745 | 9.135 | 0.8 | 365 | 8.3224 | 0.74713 | 9 | 0.06948
67746 | 6.24 | 0.8 | 365 | 5.6849 | 0.43975 | 6 | 0.12464
67747 | 9.18 | 0.8 | 365 | 8.3633 | 0.82963 | 9 | 0.19298
67749 | 9.805 | 0.8 | 365 | 8.9327 | 0.97544 | 9 | 0.90818
67754 | 9.18 | 0.8 | 365 | 8.3633 | 0.82963 | 9 | 0.19298
67755 | 9.6 | 0.8 | 365 | 8.746 | 0.59961 | 9 | 0.34559
67760 | 6.867 | 0.8 | 365 | 6.2561 | 0.58922 | 6 | 0.84533
67766 | 7.29 | 0.8 | 365 | 6.6415 | 0.3647 | 7 | 0.0061861
67775 | 4.59 | 0.8 | 365 | 4.1817 | 0.41481 | 4 | 0.59649
67776 | 8.4 | 1 | 365 | 9.5659 | 0.24957 | 9 | 0.81549
67777 | 7.04 | 1 | 365 | 8.0172 | 0.13298 | 8 | 0.15013
67779 | 8.84 | 1 | 365 | 10.067 | 0.25789 | 10 | 0.32488
67780 | 4.83 | 1 | 365 | 5.5004 | 0.068505 | 5 | 0.56891
67781 | 12.426 | 1 | 365 | 14.1507 | 0.47562 | 14 | 0.62635
67783 | 11.4 | 1 | 365 | 12.9823 | 0.12442 | 13 | 0.10674
67784 | 4.8 | 1 | 365 | 5.4662 | 0.99976 | 6 | 0.466
67792 | 7.54 | 1 | 365 | 8.5866 | 0.27878 | 8 | 0.86534
67793 | 5.76 | 1 | 365 | 6.5595 | 0.19971 | 6 | 0.7592
67794 | 15.41 | 1 | 365 | 17.5489 | 0.3138 | 17 | 0.86271
67798 | 9.54 | 0.8 | 365 | 8.6913 | 0.48961 | 9 | 0.18093
67800 | 6 | 0.8 | 365 | 5.4662 | 0.99976 | 6 | 0.466
67801 | 11.2 | 0.8 | 365 | 10.2036 | 0.53288 | 10 | 0.73653
63315 | 22.1 | 1 | 365 | 25.1675 | 0.64471 | 25 | 0.81219
25775 | 3.9 | 1 | 365 | 4.4413 | 0.9373 | 5 | 0.37862
67816 | 7.02 | 1 | 365 | 7.9944 | 0.087144 | 8 | 0.08152
67818 | 10.865 | 0.8 | 365 | 9.8984 | 0.91873 | 10 | 0.81718
67821 | 11.66 | 0.8 | 365 | 10.6227 | 0.37619 | 10 | 0.99892
67823 | 3.24 | 0.8 | 365 | 2.9518 | 0.93987 | 3 | 0.89164
67824 | 7.56 | 0.8 | 365 | 6.8875 | 0.85969 | 7 | 0.74716
67825 | 4.86 | 0.8 | 365 | 4.4277 | 0.9098 | 5 | 0.33746
67829 | 7.42 | 0.8 | 365 | 6.7599 | 0.60303 | 7 | 0.36295
67832 | 4.505 | 0.8 | 365 | 4.1042 | 0.25898 | 4 | 0.36322
67833 | 4.77 | 0.8 | 365 | 4.3457 | 0.74481 | 5 | 0.090467
67834 | 7.2 | 1 | 365 | 8.1994 | 0.49964 | 8 | 0.699
67835 | 13.25 | 0.8 | 365 | 12.0713 | 0.29113 | 12 | 0.36241
67841 | 13.5 | 0.8 | 365 | 12.299 | 0.74945 | 13 | 0.048493
67844 | 3.445 | 0.8 | 365 | 3.1385 | 0.31569 | 3 | 0.45423
67845 | 6.72 | 0.8 | 365 | 6.1222 | 0.31973 | 6 | 0.44192
67847 | 9.8 | 0.8 | 365 | 8.9282 | 0.96627 | 9 | 0.89446
67850 | 5.04 | 0.8 | 365 | 4.5916 | 0.2398 | 4 | 0.83144
67852 | 8.64 | 0.8 | 365 | 7.8714 | 0.83965 | 8 | 0.71104
67853 | 2.6 | 0.8 | 365 | 2.3687 | 0.76656 | 3 | 0.13527
67854 | 7.7 | 0.8 | 365 | 7.015 | 0.11635 | 7 | 0.13136
67859 | 9.36 | 0.8 | 365 | 8.5273 | 0.15962 | 8 | 0.68696
67860 | 22.5 | 0.8 | 365 | 20.4984 | 0.24909 | 20 | 0.74749
67861 | 8 | 0.8 | 365 | 7.2883 | 0.66634 | 7 | 0.95466
67862 | 13.5 | 0.8 | 365 | 12.299 | 0.74945 | 13 | 0.048493
67863 | 2.88 | 0.8 | 365 | 2.6238 | 0.27988 | 2 | 0.90368
67866 | 6.21 | 0.8 | 365 | 5.6576 | 0.38475 | 6 | 0.042307
67867 | 4.32 | 0.8 | 365 | 3.9357 | 0.91982 | 4 | 0.85552
67868 | 7.95 | 0.8 | 365 | 7.2428 | 0.57468 | 7 | 0.81745
67869 | 8.37 | 0.8 | 365 | 7.6254 | 0.34466 | 7 | 0.97007
67871 | 7.83 | 0.8 | 365 | 7.1334 | 0.35468 | 7 | 0.48813
67872 | 12.24 | 0.8 | 365 | 11.1511 | 0.4395 | 11 | 0.59063
67874 | 3.18 | 0.8 | 365 | 2.8971 | 0.82987 | 3 | 0.72698
67875 | 9.88 | 0.8 | 365 | 9.0011 | 0.11293 | 9 | 0.11401
67876 | 4.48 | 1 | 365 | 5.1018 | 0.26644 | 5 | 0.36826
67878 | 5.565 | 0.8 | 365 | 5.0699 | 0.20227 | 5 | 0.27221
67883 | 7.56 | 0.8 | 365 | 6.8875 | 0.85969 | 7 | 0.74716
67884 | 7.02 | 0.8 | 365 | 6.3955 | 0.86972 | 7 | 0.26522
67886 | 5.94 | 0.8 | 365 | 5.4116 | 0.88976 | 6 | 0.30134
67890 | 8.91 | 0.8 | 365 | 8.1174 | 0.33464 | 8 | 0.45201
67891 | 9.45 | 0.8 | 365 | 8.6093 | 0.32462 | 8 | 0.93394
68031 | 7.56 | 0.8 | 365 | 6.8875 | 0.85969 | 7 | 0.74716
68032 | 5.88 | 0.8 | 365 | 5.3569 | 0.77976 | 6 | 0.13668
68033 | 7.41 | 0.8 | 365 | 6.7508 | 0.5847 | 7 | 0.33551
68034 | 10.64 | 0.8 | 365 | 9.6935 | 0.50624 | 10 | 0.1997
68036 | 13.08 | 1 | 365 | 14.8955 | 0.97434 | 15 | 0.86984
68038 | 12.16 | 1 | 365 | 13.8478 | 0.86605 | 14 | 0.71386
65259 | 48 | 0.9 | 365 | 49.1962 | 0.99781 | 50 | 0.19397
63422 | 144 | 0.9 | 365 | 147.5885 | 0.99343 | 148 | 0.58191
68039 | 7.68 | 0.8 | 365 | 6.9968 | 0.079689 | 7 | 0.076476
68040 | 4.32 | 0.8 | 365 | 3.9357 | 0.91982 | 4 | 0.85552
68041 | 7.2 | 1 | 365 | 8.1994 | 0.49964 | 8 | 0.699
68045 | 6.625 | 0.8 | 365 | 6.0356 | 0.14556 | 6 | 0.1812
68047 | 6.38 | 0.8 | 365 | 5.8124 | 0.69641 | 6 | 0.50884
68046 | 13.475 | 0.8 | 365 | 12.2763 | 0.70362 | 12 | 0.97988
68048 | 8.91 | 0.8 | 365 | 8.1174 | 0.33464 | 8 | 0.45201
68049 | 4.5 | 0.8 | 365 | 4.0997 | 0.24982 | 4 | 0.3495
65116 | 37.12 | 0.9 | 365 | 38.045 | 0.55831 | 38 | 0.60334
65008 | 27.36 | 0.9 | 365 | 28.0418 | 0.42875 | 28 | 0.47056
65683 | 7.875 | 1 | 365 | 8.968 | 0.046476 | 9 | 0.014526
67879 | 7.82 | 0.8 | 365 | 7.1243 | 0.33635 | 7 | 0.46068
68055 | 5.88 | 0.8 | 365 | 5.3569 | 0.77976 | 6 | 0.13668
68056 | 9.52 | 0.8 | 365 | 8.6731 | 0.45295 | 9 | 0.12605
67413 | 10.07 | 1 | 365 | 11.4677 | 0.076573 | 11 | 0.54429
68058 | 11.895 | 0.8 | 365 | 10.8368 | 0.80702 | 11 | 0.64384
66343 | 7.56 | 1 | 365 | 8.6093 | 0.32462 | 8 | 0.93394
66460 | 5.1 | 1 | 365 | 5.8079 | 0.68724 | 6 | 0.49512
66604 | 12.753 | 1 | 365 | 14.5231 | 0.22498 | 14 | 0.7481
66615 | 7.56 | 0.8 | 365 | 6.8875 | 0.85969 | 7 | 0.74716
63707 | 49.5 | 0.9 | 365 | 50.7335 | 0.091493 | 50 | 0.82503
66722 | 7.68 | 1 | 365 | 8.746 | 0.59961 | 9 | 0.34559
66912 | 8.829 | 0.8 | 365 | 8.0436 | 0.18614 | 8 | 0.22971
66929 | 7.68 | 0.8 | 365 | 6.9968 | 0.079689 | 7 | 0.076476
66839 | 5.985 | 0.8 | 365 | 5.4526 | 0.97226 | 6 | 0.42483
66851 | 7.125 | 0.8 | 365 | 6.4912 | 0.062211 | 6 | 0.55337
66819 | 4.56 | 0.8 | 365 | 4.1543 | 0.35982 | 4 | 0.51416
67044 | 11.445 | 0.8 | 365 | 10.4269 | 0.98204 | 11 | 0.40889
67050 | 11.2 | 1 | 365 | 12.7546 | 0.6661 | 13 | 0.42066
67054 | 6.44 | 0.8 | 365 | 5.8671 | 0.80641 | 6 | 0.6735
67055 | 8.4 | 1 | 365 | 9.5659 | 0.24957 | 9 | 0.81549
67057 | 11.2 | 1 | 365 | 12.7546 | 0.6661 | 13 | 0.42066
67059 | 11.2 | 1 | 365 | 12.7546 | 0.6661 | 13 | 0.42066
67061 | 5.88 | 1 | 365 | 6.6961 | 0.4747 | 7 | 0.17085
67066 | 3.9 | 1 | 365 | 4.4413 | 0.9373 | 5 | 0.37862
67174 | 5.232 | 0.8 | 365 | 4.7666 | 0.59179 | 5 | 0.35835
67179 | 10.791 | 0.8 | 365 | 9.831 | 0.78306 | 10 | 0.6141
65182 | 28.665 | 0.9 | 365 | 29.3793 | 0.12026 | 29 | 0.49959
67736 | 10.26 | 0.8 | 365 | 9.3473 | 0.80958 | 10 | 0.15685
67734 | 6.38 | 0.8 | 365 | 5.8124 | 0.69641 | 6 | 0.50884
67257 | 7.2 | 0.8 | 365 | 6.5595 | 0.19971 | 6 | 0.7592
48235 | 8.04 | 0.8 | 365 | 7.3248 | 0.73967 | 8 | 0.064436
67331 | 17.28 | 0.8 | 365 | 15.7428 | 0.6793 | 16 | 0.42207
67334 | 15 | 1 | 365 | 17.082 | 0.37424 | 17 | 0.45624
67338 | 8.55 | 0.8 | 365 | 7.7894 | 0.67465 | 8 | 0.46405
67341 | 7.41 | 1 | 365 | 8.4385 | 0.98087 | 9 | 0.41938
67342 | 5.865 | 0.8 | 365 | 5.3432 | 0.75226 | 6 | 0.095512
67351 | 5.36 | 0.8 | 365 | 4.8832 | 0.82645 | 5 | 0.70962
67361 | 13.42 | 1 | 365 | 15.2827 | 0.75349 | 16 | 0.036183
67378 | 6.76 | 1 | 365 | 7.6983 | 0.49132 | 8 | 0.18961
67410 | 5.1 | 1 | 365 | 5.8079 | 0.68724 | 6 | 0.49512
67411 | 8.48 | 1 | 365 | 9.657 | 0.4329 | 10 | 0.089928
67457 | 5.565 | 1 | 365 | 6.3374 | 0.75284 | 7 | 0.090265
46976 | 3.84 | 1 | 365 | 4.373 | 0.79981 | 5 | 0.1728
67548 | 8.1 | 1 | 365 | 9.2243 | 0.56209 | 9 | 0.78637
67550 | 3.3 | 0.8 | 365 | 3.0064 | 0.049866 | 3 | 0.056298
67580 | 11.025 | 0.8 | 365 | 10.0442 | 0.21205 | 10 | 0.25627
67603 | 5.4 | 1 | 365 | 6.1495 | 0.37473 | 6 | 0.52425
67612 | 6.84 | 0.8 | 365 | 6.2315 | 0.53972 | 6 | 0.77124
66949 | 5.7 | 1 | 365 | 6.4912 | 0.062211 | 6 | 0.55337
67436 | 11.84 | 0.8 | 365 | 10.7867 | 0.70619 | 11 | 0.4929
44531 | 7.41 | 0.8 | 365 | 6.7508 | 0.5847 | 7 | 0.33551
67196 | 10.865 | 1 | 365 | 12.3731 | 0.89841 | 13 | 0.27147
67685 | 5.1 | 0.8 | 365 | 4.6463 | 0.34979 | 4 | 0.9961
67700 | 12.06 | 0.8 | 365 | 10.9871 | 0.10951 | 11 | 0.096654
67701 | 9.315 | 0.8 | 365 | 8.4863 | 0.077122 | 8 | 0.56346
67148 | 9.483 | 1 | 365 | 10.7992 | 0.73139 | 11 | 0.53063
67702 | 11.055 | 0.8 | 365 | 10.0715 | 0.26705 | 10 | 0.3386
67470 | 7.13 | 0.8 | 365 | 6.4957 | 0.071378 | 6 | 0.56709
67469 | 12.3 | 1 | 365 | 14.0072 | 0.18688 | 14 | 0.19412
67570 | 8.71 | 1 | 365 | 9.9189 | 0.95998 | 10 | 0.87892
67577 | 12.426 | 1 | 365 | 14.1507 | 0.47562 | 14 | 0.62635
67579 | 8.45 | 1 | 365 | 9.6229 | 0.36416 | 9 | 0.98702
67368 | 6.9 | 1 | 365 | 7.8577 | 0.81215 | 8 | 0.66987
65839 | 10.08 | 1 | 365 | 11.4791 | 0.099489 | 11 | 0.57859
67684 | 5.13 | 1 | 365 | 5.842 | 0.75599 | 6 | 0.59803
67729 | 6.24 | 0.8 | 365 | 5.6849 | 0.43975 | 6 | 0.12464
67732 | 14.25 | 0.8 | 365 | 12.9823 | 0.12442 | 13 | 0.10674
67737 | 5.7 | 0.8 | 365 | 5.1929 | 0.44977 | 5 | 0.6427
67738 | 2.6 | 0.8 | 365 | 2.3687 | 0.76656 | 3 | 0.13527
67740 | 3.99 | 0.8 | 365 | 3.635 | 0.31484 | 3 | 0.94989
67756 | 11.115 | 0.8 | 365 | 10.1262 | 0.37705 | 10 | 0.50326
65127 | 9.69 | 1 | 365 | 11.035 | 0.20576 | 11 | 0.24073
67761 | 8.84 | 0.8 | 365 | 8.0536 | 0.20631 | 8 | 0.2599
67759 | 8.1 | 1 | 365 | 9.2243 | 0.56209 | 9 | 0.78637
67762 | 4.56 | 0.8 | 365 | 4.1543 | 0.35982 | 4 | 0.51416
67763 | 3.975 | 0.8 | 365 | 3.6214 | 0.28734 | 3 | 0.90872
67764 | 2.86 | 0.8 | 365 | 2.6056 | 0.24322 | 2 | 0.84879
67765 | 4.42 | 0.8 | 365 | 4.0268 | 0.10315 | 4 | 0.12995
67767 | 4.275 | 0.8 | 365 | 3.8947 | 0.83733 | 4 | 0.73202
67769 | 4.845 | 0.8 | 365 | 4.414 | 0.8823 | 5 | 0.29629
67770 | 11.115 | 0.8 | 365 | 10.1262 | 0.37705 | 10 | 0.50326
67771 | 4.56 | 0.8 | 365 | 4.1543 | 0.35982 | 4 | 0.51416
67772 | 13.395 | 0.8 | 365 | 12.2034 | 0.55696 | 12 | 0.76034
67773 | 7.25 | 0.8 | 365 | 6.605 | 0.29137 | 6 | 0.89641
67788 | 9.275 | 1 | 365 | 10.5624 | 0.25474 | 10 | 0.81711
67809 | 13.25 | 0.8 | 365 | 12.0713 | 0.29113 | 12 | 0.36241
67810 | 11.385 | 0.8 | 365 | 10.3722 | 0.87204 | 11 | 0.24423
67873 | 16.2 | 0.8 | 365 | 14.7588 | 0.69934 | 15 | 0.45819
67893 | 4.32 | 0.8 | 365 | 3.9357 | 0.91982 | 4 | 0.85552
67894 | 7.29 | 0.8 | 365 | 6.6415 | 0.3647 | 7 | 0.0061861
67896 | 7.8 | 0.8 | 365 | 7.1061 | 0.29968 | 7 | 0.4058
67898 | 5.94 | 0.8 | 365 | 5.4116 | 0.88976 | 6 | 0.30134
67900 | 4.5 | 0.8 | 365 | 4.0997 | 0.24982 | 4 | 0.3495
67901 | 9.1 | 0.8 | 365 | 8.2905 | 0.68296 | 8 | 0.97343
67904 | 4.77 | 0.8 | 365 | 4.3457 | 0.74481 | 5 | 0.090467
67905 | 7.15 | 0.8 | 365 | 6.5139 | 0.10804 | 6 | 0.62198
67906 | 5.83 | 0.8 | 365 | 5.3114 | 0.6881 | 5 | 0.99946
67907 | 9.45 | 0.8 | 365 | 8.6093 | 0.32462 | 8 | 0.93394
67909 | 4.68 | 0.8 | 365 | 4.2637 | 0.57981 | 4 | 0.84348
67908 | 7.15 | 0.8 | 365 | 6.5139 | 0.10804 | 6 | 0.62198
67913 | 5.6 | 0.8 | 365 | 5.1018 | 0.26644 | 5 | 0.36826
67912 | 10.92 | 0.8 | 365 | 9.9486 | 0.019557 | 9 | 0.96811
67914 | 9.52 | 0.8 | 365 | 8.6731 | 0.45295 | 9 | 0.12605
67915 | 8.68 | 0.8 | 365 | 7.9078 | 0.91298 | 8 | 0.82081
67916 | 8.4 | 0.8 | 365 | 7.6527 | 0.39966 | 8 | 0.052396
67917 | 9.975 | 0.8 | 365 | 9.0876 | 0.2871 | 9 | 0.37472
67919 | 8.835 | 0.8 | 365 | 8.049 | 0.19714 | 8 | 0.24618
67920 | 7.56 | 0.8 | 365 | 6.8875 | 0.85969 | 7 | 0.74716
67922 | 6.72 | 0.8 | 365 | 6.1222 | 0.31973 | 6 | 0.44192
67923 | 7.155 | 0.8 | 365 | 6.5185 | 0.11721 | 6 | 0.6357
67925 | 8.4 | 0.8 | 365 | 7.6527 | 0.39966 | 8 | 0.052396
67927 | 9.12 | 0.8 | 365 | 8.3087 | 0.71963 | 9 | 0.028315
67928 | 8.06 | 0.8 | 365 | 7.343 | 0.77634 | 8 | 0.11932
67934 | 8.48 | 0.8 | 365 | 7.7256 | 0.54632 | 8 | 0.27194
67935 | 5.13 | 0.8 | 365 | 4.6736 | 0.40479 | 5 | 0.078427
67936 | 6.095 | 0.8 | 365 | 5.5528 | 0.17392 | 5 | 0.72671
67931 | 8.67 | 0.8 | 365 | 7.8987 | 0.89465 | 8 | 0.79337
67937 | 8.68 | 0.8 | 365 | 7.9078 | 0.91298 | 8 | 0.82081
67938 | 5.415 | 0.8 | 365 | 4.9333 | 0.92728 | 5 | 0.86056
67939 | 6.375 | 0.8 | 365 | 5.8079 | 0.68724 | 6 | 0.49512
67941 | 11.97 | 0.8 | 365 | 10.9051 | 0.94451 | 11 | 0.84966
67943 | 9.135 | 0.8 | 365 | 8.3224 | 0.74713 | 9 | 0.06948
67944 | 5.2 | 0.8 | 365 | 4.7374 | 0.53312 | 5 | 0.27053
67945 | 7.56 | 0.8 | 365 | 6.8875 | 0.85969 | 7 | 0.74716
31836 | 221.445 | 0.9 | 365 | 226.9634 | 0.72021 | 227 | 0.68362
34887 | 239.4 | 0.9 | 365 | 245.3658 | 0.75158 | 246 | 0.11743
67409 | 5.1 | 1 | 365 | 5.8079 | 0.68724 | 6 | 0.49512
67471 | 11.772 | 1 | 365 | 13.406 | 0.9769 | 14 | 0.38286
67475 | 4.578 | 1 | 365 | 5.2134 | 0.49102 | 5 | 0.70444
67635 | 8.502 | 1 | 365 | 9.6821 | 0.48332 | 10 | 0.1654
67948 | 5.1 | 0.8 | 365 | 4.6463 | 0.34979 | 4 | 0.9961
67950 | 10.08 | 1 | 365 | 11.4791 | 0.099489 | 11 | 0.57859
67947 | 10.66 | 0.8 | 365 | 9.7117 | 0.5429 | 10 | 0.25459
67953 | 5.886 | 0.8 | 365 | 5.3624 | 0.79076 | 6 | 0.15314
67952 | 12.6 | 0.8 | 365 | 11.4791 | 0.099489 | 11 | 0.57859
67959 | 8.215 | 0.8 | 365 | 7.4842 | 0.0605 | 7 | 0.54469
67960 | 4.16 | 0.8 | 365 | 3.7899 | 0.6265 | 4 | 0.41642
67962 | 13 | 0.8 | 365 | 11.8435 | 0.83281 | 12 | 0.67633
67964 | 11.395 | 0.8 | 365 | 10.3813 | 0.89037 | 11 | 0.27167
67966 | 12.42 | 0.8 | 365 | 11.3151 | 0.7695 | 12 | 0.084613
67967 | 5.67 | 0.8 | 365 | 5.1656 | 0.39477 | 5 | 0.56037
67969 | 13.545 | 0.8 | 365 | 12.34 | 0.83195 | 13 | 0.17199
67970 | 13.78 | 0.8 | 365 | 12.5541 | 0.26277 | 12 | 0.81691
67971 | 2.835 | 0.8 | 365 | 2.5828 | 0.19739 | 2 | 0.78018
67972 | 9.36 | 0.8 | 365 | 8.5273 | 0.15962 | 8 | 0.68696
67973 | 5.12 | 0.8 | 365 | 4.6645 | 0.38646 | 5 | 0.050984
67976 | 4.68 | 0.8 | 365 | 4.2637 | 0.57981 | 4 | 0.84348
67977 | 11.025 | 0.8 | 365 | 10.0442 | 0.21205 | 10 | 0.25627
67978 | 3.975 | 0.8 | 365 | 3.6214 | 0.28734 | 3 | 0.90872
67979 | 10.24 | 0.8 | 365 | 9.329 | 0.77292 | 10 | 0.10197
67983 | 12.8 | 1 | 365 | 14.5766 | 0.33268 | 14 | 0.90932
67984 | 6.12 | 0.8 | 365 | 5.5756 | 0.21975 | 5 | 0.79532
67985 | 4.68 | 0.8 | 365 | 4.2637 | 0.57981 | 4 | 0.84348
67991 | 11.34 | 0.8 | 365 | 10.3312 | 0.78954 | 11 | 0.12073
67994 | 8.12 | 0.8 | 365 | 7.3976 | 0.88634 | 8 | 0.28398
67993 | 12.22 | 0.8 | 365 | 11.1329 | 0.40284 | 11 | 0.53575
67997 | 2.6 | 1 | 365 | 2.9609 | 0.9582 | 3 | 0.91908
67995 | 6.93 | 0.8 | 365 | 6.3135 | 0.70472 | 7 | 0.018226
67999 | 7.155 | 0.8 | 365 | 6.5185 | 0.11721 | 6 | 0.6357
68001 | 7.28 | 0.8 | 365 | 6.6324 | 0.34637 | 6 | 0.97874
68002 | 6.93 | 0.8 | 365 | 6.3135 | 0.70472 | 7 | 0.018226
68004 | 4.095 | 0.8 | 365 | 3.7307 | 0.50733 | 4 | 0.23804
67870 | 18.9 | 0.8 | 365 | 17.2187 | 0.64923 | 17 | 0.86789
68008 | 7.42 | 0.8 | 365 | 6.7599 | 0.60303 | 7 | 0.36295
68006 | 5.94 | 0.8 | 365 | 5.4116 | 0.88976 | 6 | 0.30134
68010 | 4.68 | 0.8 | 365 | 4.2637 | 0.57981 | 4 | 0.84348
35285 | 1033.01 | 0.9 | 365 | 1058.7526 | 0.53602 | 1059 | 0.28863
68012 | 5.98 | 0.8 | 365 | 5.448 | 0.96309 | 6 | 0.41111
68011 | 9.36 | 0.8 | 365 | 8.5273 | 0.15962 | 8 | 0.68696
68013 | 4.24 | 0.8 | 365 | 3.8628 | 0.77316 | 4 | 0.63597
68014 | 8.12 | 0.8 | 365 | 7.3976 | 0.88634 | 8 | 0.28398
68015 | 7.84 | 0.8 | 365 | 7.1426 | 0.37302 | 7 | 0.51557
47679 | 24.852 | 1 | 365 | 28.3015 | 0.95124 | 29 | 0.2527
68018 | 7.155 | 0.8 | 365 | 6.5185 | 0.11721 | 6 | 0.6357
68020 | 11.18 | 0.8 | 365 | 10.1854 | 0.49621 | 10 | 0.68164
48259 | 5.52 | 0.8 | 365 | 5.0289 | 0.11978 | 5 | 0.14872
65115 | 26.56 | 0.9 | 365 | 27.2219 | 0.77879 | 28 | 0.00066406
68021 | 12 | 0.8 | 365 | 10.9325 | 0.99951 | 11 | 0.93199
68024 | 5.3 | 0.8 | 365 | 4.8285 | 0.71645 | 5 | 0.54496
68025 | 8.7 | 0.8 | 365 | 7.926 | 0.94965 | 8 | 0.8757
67963 | 18.285 | 0.8 | 365 | 16.6584 | 0.52176 | 17 | 0.18013
68030 | 6.27 | 0.8 | 365 | 5.7122 | 0.49475 | 6 | 0.20697
66391 | 2.43 | 1 | 365 | 2.7673 | 0.56863 | 3 | 0.33591
66394 | 1.82 | 1 | 365 | 2.0726 | 0.17074 | 2 | 0.24336
66392 | 10.14 | 1 | 365 | 11.5474 | 0.23699 | 11 | 0.78442
66410 | 2.08 | 1 | 365 | 2.3687 | 0.76656 | 3 | 0.13527
66441 | 1.82 | 1 | 365 | 2.0726 | 0.17074 | 2 | 0.24336
61521 | 4.505 | 1 | 365 | 5.1303 | 0.32373 | 5 | 0.45402
66608 | 2.34 | 0.8 | 365 | 2.1318 | 0.28991 | 2 | 0.42174
66621 | 2.08 | 0.8 | 365 | 1.895 | 0.81325 | 2 | 0.70821
66688 | 9.52 | 1 | 365 | 10.8414 | 0.81618 | 11 | 0.65756
65273 | 8.4 | 1 | 365 | 9.5659 | 0.24957 | 9 | 0.81549
66692 | 9.9 | 1 | 365 | 11.2741 | 0.687 | 11 | 0.96112
66712 | 2.12 | 0.8 | 365 | 1.9314 | 0.88658 | 2 | 0.81799
66825 | 2.34 | 0.8 | 365 | 2.1318 | 0.28991 | 2 | 0.42174
66877 | 6.095 | 0.8 | 365 | 5.5528 | 0.17392 | 5 | 0.72671
65912 | 5.4 | 1 | 365 | 6.1495 | 0.37473 | 6 | 0.52425
66907 | 3.975 | 1 | 365 | 4.5267 | 0.10917 | 4 | 0.6359
64275 | 4.77 | 1 | 365 | 5.4321 | 0.93101 | 6 | 0.36308
59306 | 2.86 | 1 | 365 | 3.257 | 0.55402 | 3 | 0.81099
61518 | 5.035 | 1 | 365 | 5.7339 | 0.53829 | 6 | 0.27214
62675 | 2.08 | 1 | 365 | 2.3687 | 0.76656 | 3 | 0.13527
62427 | 1.59 | 1 | 365 | 1.8107 | 0.64367 | 2 | 0.45436
62326 | 2.385 | 1 | 365 | 2.716 | 0.4655 | 3 | 0.18154
62488 | 4.68 | 1 | 365 | 5.3296 | 0.72476 | 6 | 0.054347
59951 | 2.385 | 1 | 365 | 2.716 | 0.4655 | 3 | 0.18154
60894 | 1.59 | 1 | 365 | 1.8107 | 0.64367 | 2 | 0.45436
66933 | 2.56 | 1 | 365 | 2.9153 | 0.86654 | 3 | 0.78186
66944 | 6.75 | 0.8 | 365 | 6.1495 | 0.37473 | 6 | 0.52425
66951 | 7.685 | 1 | 365 | 8.7517 | 0.61107 | 9 | 0.36275
66956 | 3.975 | 0.8 | 365 | 3.6214 | 0.28734 | 3 | 0.90872
66973 | 4.505 | 0.8 | 365 | 4.1042 | 0.25898 | 4 | 0.36322
66992 | 2.12 | 0.8 | 365 | 1.9314 | 0.88658 | 2 | 0.81799
67001 | 1.56 | 0.8 | 365 | 1.4212 | 0.85994 | 2 | 0.28116
67034 | 4.05 | 0.8 | 365 | 3.6897 | 0.42484 | 4 | 0.11455
67041 | 6.89 | 0.8 | 365 | 6.2771 | 0.63139 | 6 | 0.90845
67109 | 3.12 | 0.8 | 365 | 2.8424 | 0.71987 | 3 | 0.56232
67182 | 2.08 | 0.8 | 365 | 1.895 | 0.81325 | 2 | 0.70821
67190 | 2.97 | 0.8 | 365 | 2.7058 | 0.44488 | 3 | 0.15067
67195 | 2.16 | 0.8 | 365 | 1.9678 | 0.95991 | 2 | 0.92776
67198 | 5.67 | 0.8 | 365 | 5.1656 | 0.39477 | 5 | 0.56037
67208 | 4.59 | 0.8 | 365 | 4.1817 | 0.41481 | 4 | 0.59649
67210 | 3.78 | 0.8 | 365 | 3.4437 | 0.92985 | 4 | 0.37358
67223 | 4.94 | 0.8 | 365 | 4.5005 | 0.056466 | 4 | 0.557
60638 | 242.11 | 0.9 | 365 | 248.1434 | 0.34083 | 248 | 0.48422
67231 | 4.24 | 0.8 | 365 | 3.8628 | 0.77316 | 4 | 0.63597
67234 | 4.86 | 0.8 | 365 | 4.4277 | 0.9098 | 5 | 0.33746
67252 | 4.32 | 0.8 | 365 | 3.9357 | 0.91982 | 4 | 0.85552
67253 | 5.035 | 0.8 | 365 | 4.5871 | 0.23063 | 4 | 0.81772
66379 | 3.06 | 1 | 365 | 3.4847 | 0.012345 | 3 | 0.49707
66708 | 5.46 | 1 | 365 | 6.2178 | 0.51222 | 6 | 0.73007
62992 | 3.9 | 1 | 365 | 4.4413 | 0.9373 | 5 | 0.37862
67002 | 4.275 | 0.8 | 365 | 3.8947 | 0.83733 | 4 | 0.73202
67188 | 4.86 | 0.8 | 365 | 4.4277 | 0.9098 | 5 | 0.33746
64573 | 2.6 | 1 | 365 | 2.9609 | 0.9582 | 3 | 0.91908
64404 | 2.34 | 1 | 365 | 2.6648 | 0.36238 | 3 | 0.027173
64517 | 4.94 | 1 | 365 | 5.6257 | 0.32058 | 5 | 0.94626
64367 | 1.855 | 1 | 365 | 2.1125 | 0.25095 | 2 | 0.36342
64209 | 4.94 | 1 | 365 | 5.6257 | 0.32058 | 5 | 0.94626
64223 | 2.08 | 1 | 365 | 2.3687 | 0.76656 | 3 | 0.13527
63496 | 2.08 | 1 | 365 | 2.3687 | 0.76656 | 3 | 0.13527
63977 | 2.08 | 1 | 365 | 2.3687 | 0.76656 | 3 | 0.13527
63891 | 2.08 | 1 | 365 | 2.3687 | 0.76656 | 3 | 0.13527
63849 | 2.34 | 1 | 365 | 2.6648 | 0.36238 | 3 | 0.027173
67272 | 7.02 | 0.8 | 365 | 6.3955 | 0.86972 | 7 | 0.26522
67274 | 3.51 | 0.8 | 365 | 3.1978 | 0.43486 | 3 | 0.63261
67279 | 3.445 | 0.8 | 365 | 3.1385 | 0.31569 | 3 | 0.45423
67042 | 5.94 | 0.8 | 365 | 5.4116 | 0.88976 | 6 | 0.30134
67299 | 4.24 | 0.8 | 365 | 3.8628 | 0.77316 | 4 | 0.63597
67300 | 6.21 | 0.8 | 365 | 5.6576 | 0.38475 | 6 | 0.042307
67337 | 6.21 | 0.8 | 365 | 5.6576 | 0.38475 | 6 | 0.042307
67364 | 3.78 | 0.8 | 365 | 3.4437 | 0.92985 | 4 | 0.37358
67370 | 5.94 | 0.8 | 365 | 5.4116 | 0.88976 | 6 | 0.30134
67371 | 2.43 | 0.8 | 365 | 2.2138 | 0.4549 | 2 | 0.66873
67372 | 4.32 | 0.8 | 365 | 3.9357 | 0.91982 | 4 | 0.85552
67379 | 8.32 | 1 | 365 | 9.4748 | 0.066245 | 9 | 0.54106
67446 | 2.97 | 0.8 | 365 | 2.7058 | 0.44488 | 3 | 0.15067
67448 | 3.24 | 0.8 | 365 | 2.9518 | 0.93987 | 3 | 0.89164
67512 | 11.025 | 0.8 | 365 | 10.0442 | 0.21205 | 10 | 0.25627
67527 | 10.8 | 0.8 | 365 | 9.8392 | 0.79956 | 10 | 0.63879
67529 | 8.1 | 0.8 | 365 | 7.3794 | 0.84967 | 8 | 0.2291
67535 | 4.86 | 0.8 | 365 | 4.4277 | 0.9098 | 5 | 0.33746
67539 | 6.48 | 0.8 | 365 | 5.9035 | 0.87974 | 6 | 0.78328
62471 | 6.095 | 1 | 365 | 6.941 | 0.9674 | 7 | 0.90839
67588 | 5.4 | 0.8 | 365 | 4.9196 | 0.89978 | 5 | 0.8194
67594 | 6.21 | 0.8 | 365 | 5.6576 | 0.38475 | 6 | 0.042307
67660 | 4.505 | 1 | 365 | 5.1303 | 0.32373 | 5 | 0.45402
65425 | 7.8 | 1 | 365 | 8.8826 | 0.8746 | 9 | 0.75724
65542 | 5.565 | 1 | 365 | 6.3374 | 0.75284 | 7 | 0.090265
65210 | 1.855 | 1 | 365 | 2.1125 | 0.25095 | 2 | 0.36342
65232 | 14.04 | 1 | 365 | 15.9888 | 0.17429 | 16 | 0.16304
66913 | 7.29 | 0.8 | 365 | 6.6415 | 0.3647 | 7 | 0.0061861
67888 | 10.07 | 0.8 | 365 | 9.1742 | 0.46126 | 9 | 0.63543
67674 | 2.7 | 0.8 | 365 | 2.4598 | 0.94989 | 3 | 0.4097
67675 | 4.32 | 0.8 | 365 | 3.9357 | 0.91982 | 4 | 0.85552
67682 | 7.56 | 0.8 | 365 | 6.8875 | 0.85969 | 7 | 0.74716
67694 | 1.82 | 0.8 | 365 | 1.6581 | 0.33659 | 1 | 0.99469
67748 | 5.13 | 0.8 | 365 | 4.6736 | 0.40479 | 5 | 0.078427
67750 | 7.29 | 0.8 | 365 | 6.6415 | 0.3647 | 7 | 0.0061861
67752 | 3.24 | 0.8 | 365 | 2.9518 | 0.93987 | 3 | 0.89164
67815 | 12 | 0.8 | 365 | 10.9325 | 0.99951 | 11 | 0.93199
67851 | 3.825 | 0.8 | 365 | 3.4847 | 0.012345 | 3 | 0.49707
67885 | 12.455 | 0.8 | 365 | 11.347 | 0.83366 | 12 | 0.18067
67992 | 4.16 | 0.8 | 365 | 3.7899 | 0.6265 | 4 | 0.41642
68000 | 12 | 0.8 | 365 | 10.9325 | 0.99951 | 11 | 0.93199
68007 | 1.855 | 0.8 | 365 | 1.69 | 0.40076 | 2 | 0.090737
68016 | 2.34 | 0.8 | 365 | 2.1318 | 0.28991 | 2 | 0.42174
46467 | 10.5 | 1 | 365 | 11.9574 | 0.061968 | 12 | 0.019368
68043 | 6.365 | 0.8 | 365 | 5.7988 | 0.66891 | 6 | 0.46768
60815 | 2.12 | 1 | 365 | 2.4143 | 0.85823 | 3 | 0.27248
66346 | 5.565 | 1 | 365 | 6.3374 | 0.75284 | 7 | 0.090265
66351 | 5.3 | 1 | 365 | 6.0356 | 0.14556 | 6 | 0.1812
66360 | 5.565 | 1 | 365 | 6.3374 | 0.75284 | 7 | 0.090265
60993 | 2.12 | 1 | 365 | 2.4143 | 0.85823 | 3 | 0.27248
66875 | 2.65 | 1 | 365 | 3.0178 | 0.072782 | 3 | 0.090602
66911 | 5.3 | 0.8 | 365 | 4.8285 | 0.71645 | 5 | 0.54496
62135 | 5.3 | 1 | 365 | 6.0356 | 0.14556 | 6 | 0.1812
64741 | 5.565 | 1 | 365 | 6.3374 | 0.75284 | 7 | 0.090265
24328 | 7.8 | 1 | 365 | 8.8826 | 0.8746 | 9 | 0.75724
63148 | 2.385 | 1 | 365 | 2.716 | 0.4655 | 3 | 0.18154
61806 | 2.12 | 1 | 365 | 2.4143 | 0.85823 | 3 | 0.27248
61619 | 2.12 | 1 | 365 | 2.4143 | 0.85823 | 3 | 0.27248
66935 | 2.385 | 0.8 | 365 | 2.1728 | 0.3724 | 2 | 0.54523
66950 | 5.3 | 0.8 | 365 | 4.8285 | 0.71645 | 5 | 0.54496
66959 | 5.3 | 0.8 | 365 | 4.8285 | 0.71645 | 5 | 0.54496
67028 | 5.035 | 0.8 | 365 | 4.5871 | 0.23063 | 4 | 0.81772
67217 | 2.16 | 0.8 | 365 | 1.9678 | 0.95991 | 2 | 0.92776
67220 | 2.43 | 0.8 | 365 | 2.2138 | 0.4549 | 2 | 0.66873
67236 | 2.7 | 0.8 | 365 | 2.4598 | 0.94989 | 3 | 0.4097
67255 | 2.16 | 0.8 | 365 | 1.9678 | 0.95991 | 2 | 0.92776
63342 | 2.385 | 1 | 365 | 2.716 | 0.4655 | 3 | 0.18154
67319 | 5.13 | 0.8 | 365 | 4.6736 | 0.40479 | 5 | 0.078427
67329 | 5.3 | 0.8 | 365 | 4.8285 | 0.71645 | 5 | 0.54496
67373 | 2.43 | 0.8 | 365 | 2.2138 | 0.4549 | 2 | 0.66873
67390 | 5.4 | 0.8 | 365 | 4.9196 | 0.89978 | 5 | 0.8194
67444 | 5.4 | 0.8 | 365 | 4.9196 | 0.89978 | 5 | 0.8194
67454 | 2.16 | 0.8 | 365 | 1.9678 | 0.95991 | 2 | 0.92776
67517 | 2.7 | 0.8 | 365 | 2.4598 | 0.94989 | 3 | 0.4097
67533 | 2.43 | 0.8 | 365 | 2.2138 | 0.4549 | 2 | 0.66873
67536 | 2.12 | 0.8 | 365 | 1.9314 | 0.88658 | 2 | 0.81799
67676 | 5.4 | 0.8 | 365 | 4.9196 | 0.89978 | 5 | 0.8194
67753 | 5.4 | 0.8 | 365 | 4.9196 | 0.89978 | 5 | 0.8194
67820 | 5.13 | 0.8 | 365 | 4.6736 | 0.40479 | 5 | 0.078427
67828 | 5.4 | 0.8 | 365 | 4.9196 | 0.89978 | 5 | 0.8194
67837 | 5.4 | 0.8 | 365 | 4.9196 | 0.89978 | 5 | 0.8194
67846 | 5.3 | 0.8 | 365 | 4.8285 | 0.71645 | 5 | 0.54496
60818 | 8.06 | 1 | 365 | 9.1787 | 0.47042 | 9 | 0.64915
54984 | 3.12 | 1 | 365 | 3.5531 | 0.14984 | 3 | 0.7029
62938 | 2.915 | 1 | 365 | 3.3196 | 0.68006 | 3 | 0.99966
64097 | 7.42 | 1 | 365 | 8.4499 | 0.0037907 | 8 | 0.45369
62836 | 2.12 | 1 | 365 | 2.4143 | 0.85823 | 3 | 0.27248
62825 | 5.565 | 1 | 365 | 6.3374 | 0.75284 | 7 | 0.090265
64762 | 3.975 | 1 | 365 | 4.5267 | 0.10917 | 4 | 0.6359
64759 | 3.975 | 1 | 365 | 4.5267 | 0.10917 | 4 | 0.6359
64720 | 5.565 | 1 | 365 | 6.3374 | 0.75284 | 7 | 0.090265
64704 | 5.3 | 1 | 365 | 6.0356 | 0.14556 | 6 | 0.1812
58629 | 2.6 | 1 | 365 | 2.9609 | 0.9582 | 3 | 0.91908
57103 | 2.6 | 1 | 365 | 2.9609 | 0.9582 | 3 | 0.91908
62230 | 5.035 | 1 | 365 | 5.7339 | 0.53829 | 6 | 0.27214
63311 | 10.4 | 1 | 365 | 11.8435 | 0.83281 | 12 | 0.67633
63313 | 5.3 | 1 | 365 | 6.0356 | 0.14556 | 6 | 0.1812
63310 | 5.565 | 1 | 365 | 6.3374 | 0.75284 | 7 | 0.090265
63154 | 12.985 | 1 | 365 | 14.7873 | 0.75663 | 15 | 0.54395
52292 | 4.16 | 1 | 365 | 4.7374 | 0.53312 | 5 | 0.27053
62688 | 5.035 | 1 | 365 | 5.7339 | 0.53829 | 6 | 0.27214
61563 | 4.24 | 1 | 365 | 4.8285 | 0.71645 | 5 | 0.54496
64089 | 7.42 | 1 | 365 | 8.4499 | 0.0037907 | 8 | 0.45369
67177 | 6.7 | 0.8 | 365 | 6.104 | 0.28306 | 6 | 0.38703
50926 | 8.58 | 1 | 365 | 9.7709 | 0.66207 | 10 | 0.43297
66835 | 4.845 | 0.8 | 365 | 4.414 | 0.8823 | 5 | 0.29629
66837 | 8.58 | 0.8 | 365 | 7.8167 | 0.72965 | 8 | 0.54638
49063 | 8.06 | 1 | 365 | 9.1787 | 0.47042 | 9 | 0.64915
60183 | 7.8 | 1 | 365 | 8.8826 | 0.8746 | 9 | 0.75724
52940 | 4.42 | 1 | 365 | 5.0335 | 0.12894 | 5 | 0.16244
50882 | 13 | 1 | 365 | 14.8044 | 0.79101 | 15 | 0.59541
66876 | 17.94 | 1 | 365 | 20.4301 | 0.11159 | 20 | 0.54166
62847 | 10.865 | 1 | 365 | 12.3731 | 0.89841 | 13 | 0.27147
62934 | 5.3 | 1 | 365 | 6.0356 | 0.14556 | 6 | 0.1812
64711 | 5.2 | 1 | 365 | 5.9218 | 0.9164 | 6 | 0.83816
52173 | 5.2 | 1 | 365 | 5.9218 | 0.9164 | 6 | 0.83816
67523 | 6.48 | 0.8 | 365 | 5.9035 | 0.87974 | 6 | 0.78328
52164 | 5.72 | 1 | 365 | 6.5139 | 0.10804 | 6 | 0.62198
62926 | 7.685 | 1 | 365 | 8.7517 | 0.61107 | 9 | 0.36275
66990 | 9.24 | 0.8 | 365 | 8.418 | 0.93963 | 9 | 0.35764
66993 | 6.12 | 0.8 | 365 | 5.5756 | 0.21975 | 5 | 0.79532
67048 | 8.4 | 1 | 365 | 9.5659 | 0.24957 | 9 | 0.81549
67394 | 24.57 | 1 | 365 | 27.9803 | 0.30501 | 28 | 0.28532
67807 | 5.94 | 1 | 365 | 6.7645 | 0.6122 | 7 | 0.37667
53765 | 12.48 | 0.8 | 365 | 11.3698 | 0.87949 | 12 | 0.24927
53763 | 11.2 | 0.8 | 365 | 10.2036 | 0.53288 | 10 | 0.73653
43829 | 6.9 | 0.8 | 365 | 6.2862 | 0.64972 | 6 | 0.9359
66804 | 6 | 1 | 365 | 6.8328 | 0.7497 | 7 | 0.5825
66805 | 6.96 | 1 | 365 | 7.926 | 0.94965 | 8 | 0.8757
65893 | 8.04 | 1 | 365 | 9.156 | 0.42459 | 9 | 0.58054
63697 | 2.08 | 1 | 365 | 2.3687 | 0.76656 | 3 | 0.13527
63659 | 2.385 | 1 | 365 | 2.716 | 0.4655 | 3 | 0.18154
32244 | 3.12 | 1 | 365 | 3.5531 | 0.14984 | 3 | 0.7029
47349 | 5.2 | 1 | 365 | 5.9218 | 0.9164 | 6 | 0.83816
64055 | 7.155 | 1 | 365 | 8.1481 | 0.39651 | 8 | 0.54463
65208 | 7.42 | 1 | 365 | 8.4499 | 0.0037907 | 8 | 0.45369
66280 | 9.425 | 1 | 365 | 10.7332 | 0.59848 | 11 | 0.33167
36395 | 4.16 | 1 | 365 | 4.7374 | 0.53312 | 5 | 0.27053
32302 | 4.94 | 1 | 365 | 5.6257 | 0.32058 | 5 | 0.94626
63580 | 2.86 | 1 | 365 | 3.257 | 0.55402 | 3 | 0.81099
41174 | 5.46 | 1 | 365 | 6.2178 | 0.51222 | 6 | 0.73007
67727 | 5.36 | 1 | 365 | 6.104 | 0.28306 | 6 | 0.38703
67785 | 8.32 | 1 | 365 | 9.4748 | 0.066245 | 9 | 0.54106
67789 | 7.04 | 1 | 365 | 8.0172 | 0.13298 | 8 | 0.15013
67790 | 9.6 | 1 | 365 | 10.9325 | 0.99951 | 11 | 0.93199
67817 | 5.98 | 1 | 365 | 6.81 | 0.70386 | 7 | 0.51389
43654 | 11.96 | 1 | 365 | 13.62 | 0.40773 | 14 | 0.027775
31838 | 612.36 | 1 | 365 | 697.3556 | 0.29397 | 697 | 0.64954
67998 | 9.1 | 1 | 365 | 10.3631 | 0.85371 | 11 | 0.21679
36800 | 200.64 | 0.9 | 365 | 205.6399 | 0.81085 | 206 | 0.4508
47891 | 37.8 | 0.9 | 365 | 38.742 | 0.96078 | 39 | 0.70275
66843 | 12.6 | 0.8 | 365 | 11.4791 | 0.099489 | 11 | 0.57859
65270 | 2.56 | 1 | 365 | 2.9153 | 0.86654 | 3 | 0.78186
66404 | 3.57 | 0.8 | 365 | 3.2524 | 0.54486 | 3 | 0.79727
66419 | 11.2 | 0.8 | 365 | 10.2036 | 0.53288 | 10 | 0.73653
66465 | 9.52 | 0.8 | 365 | 8.6731 | 0.45295 | 9 | 0.12605
65886 | 8.97 | 1 | 365 | 10.215 | 0.5558 | 10 | 0.77083
66480 | 10.64 | 0.8 | 365 | 9.6935 | 0.50624 | 10 | 0.1997
66488 | 3.64 | 0.8 | 365 | 3.3162 | 0.67319 | 3 | 0.98937
50017 | 14.4 | 1 | 365 | 16.3987 | 0.99927 | 17 | 0.39799
66492 | 6.89 | 0.8 | 365 | 6.2771 | 0.63139 | 6 | 0.90845
66496 | 3.64 | 0.8 | 365 | 3.3162 | 0.67319 | 3 | 0.98937
66497 | 5.46 | 0.8 | 365 | 4.9743 | 0.0097787 | 4 | 0.98406
66501 | 8.12 | 0.8 | 365 | 7.3976 | 0.88634 | 8 | 0.28398
66505 | 3.92 | 0.8 | 365 | 3.5713 | 0.18651 | 3 | 0.75778
66510 | 2.8 | 0.8 | 365 | 2.5509 | 0.13322 | 2 | 0.68413
66645 | 7.56 | 0.8 | 365 | 6.8875 | 0.85969 | 7 | 0.74716
66646 | 7.84 | 0.8 | 365 | 7.1426 | 0.37302 | 7 | 0.51557
66652 | 6.76 | 0.8 | 365 | 6.1586 | 0.39306 | 6 | 0.55169
66661 | 4.16 | 0.8 | 365 | 3.7899 | 0.6265 | 4 | 0.41642
66702 | 4.68 | 0.8 | 365 | 4.2637 | 0.57981 | 4 | 0.84348
66032 | 24.885 | 1 | 365 | 28.339 | 0.026864 | 28 | 0.3659
66073 | 11.34 | 1 | 365 | 12.914 | 0.98693 | 13 | 0.90092
66574 | 9.61 | 1 | 365 | 10.9439 | 0.02243 | 10 | 0.9663
66593 | 7.68 | 1 | 365 | 8.746 | 0.59961 | 9 | 0.34559
64810 | 7.2 | 1 | 365 | 8.1994 | 0.49964 | 8 | 0.699
66739 | 3.71 | 0.8 | 365 | 3.38 | 0.80152 | 4 | 0.18147
66742 | 8.215 | 0.8 | 365 | 7.4842 | 0.0605 | 7 | 0.54469
66746 | 7.56 | 0.8 | 365 | 6.8875 | 0.85969 | 7 | 0.74716
66806 | 5.04 | 0.8 | 365 | 4.5916 | 0.2398 | 4 | 0.83144
66809 | 7.56 | 0.8 | 365 | 6.8875 | 0.85969 | 7 | 0.74716
66827 | 12.255 | 0.8 | 365 | 11.1648 | 0.467 | 11 | 0.6318
66829 | 5.13 | 0.8 | 365 | 4.6736 | 0.40479 | 5 | 0.078427
66833 | 5.4 | 0.8 | 365 | 4.9196 | 0.89978 | 5 | 0.8194
66996 | 7.28 | 0.8 | 365 | 6.6324 | 0.34637 | 6 | 0.97874
67000 | 7.695 | 0.8 | 365 | 7.0105 | 0.10719 | 7 | 0.11764
67004 | 9.52 | 0.8 | 365 | 8.6731 | 0.45295 | 9 | 0.12605
67006 | 3.42 | 0.8 | 365 | 3.1158 | 0.26986 | 3 | 0.38562
68042 | 11.16 | 0.8 | 365 | 10.1672 | 0.45955 | 10 | 0.62675
67578 | 12 | 1 | 365 | 13.6656 | 0.49939 | 14 | 0.16499
65269 | 13.28 | 1 | 365 | 15.1233 | 0.43266 | 15 | 0.55592
51283 | 8.55 | 1 | 365 | 9.7367 | 0.59332 | 10 | 0.33006
67559 | 4.59 | 1 | 365 | 5.2271 | 0.51852 | 5 | 0.74561
67778 | 18 | 1 | 365 | 20.4984 | 0.24909 | 20 | 0.74749
67795 | 12.15 | 0.8 | 365 | 11.0691 | 0.27451 | 11 | 0.34364
67796 | 4.86 | 0.8 | 365 | 4.4277 | 0.9098 | 5 | 0.33746
67802 | 9.45 | 0.8 | 365 | 8.6093 | 0.32462 | 8 | 0.93394
67974 | 7.2 | 0.8 | 365 | 6.5595 | 0.19971 | 6 | 0.7592
67989 | 1.59 | 0.8 | 365 | 1.4486 | 0.91494 | 2 | 0.36349
67382 | 6.54 | 1 | 365 | 7.4478 | 0.98717 | 8 | 0.43492
67389 | 10.8 | 1 | 365 | 12.299 | 0.74945 | 13 | 0.048493
66740 | 13.5 | 1 | 365 | 15.3738 | 0.93682 | 16 | 0.31062
66681 | 15.39 | 1 | 365 | 17.5261 | 0.26797 | 17 | 0.7941
66867 | 18.312 | 1 | 365 | 20.8537 | 0.96407 | 21 | 0.81778
63716 | 3.9 | 1 | 365 | 4.4413 | 0.9373 | 5 | 0.37862
55399 | 13.005 | 1 | 365 | 14.8101 | 0.80247 | 15 | 0.61256
63854 | 7.65 | 1 | 365 | 8.7118 | 0.53086 | 9 | 0.24268
66909 | 5.83 | 0.8 | 365 | 5.3114 | 0.6881 | 5 | 0.99946
66910 | 6.36 | 0.8 | 365 | 5.7942 | 0.65974 | 6 | 0.45396
66931 | 4.505 | 0.8 | 365 | 4.1042 | 0.25898 | 4 | 0.36322
65169 | 5.83 | 1 | 365 | 6.6392 | 0.36012 | 6 | 0.99933
66697 | 12.8 | 1 | 365 | 14.5766 | 0.33268 | 14 | 0.90932
66272 | 5.985 | 1 | 365 | 6.8157 | 0.71532 | 7 | 0.53104
67023 | 15.125 | 1 | 365 | 17.2244 | 0.66069 | 17 | 0.88504
67161 | 23.65 | 1 | 365 | 26.9326 | 0.19672 | 27 | 0.12934
67501 | 8.96 | 0.8 | 365 | 8.1629 | 0.4263 | 8 | 0.58922
68044 | 4.24 | 1 | 365 | 4.8285 | 0.71645 | 5 | 0.54496
66273 | 2.44 | 1 | 365 | 2.7787 | 0.59154 | 3 | 0.37022
59793 | 11.13 | 1 | 365 | 12.6748 | 0.50569 | 13 | 0.18053
60569 | 11.13 | 1 | 365 | 12.6748 | 0.50569 | 13 | 0.18053
59744 | 10.4 | 1 | 365 | 11.8435 | 0.83281 | 12 | 0.67633
59881 | 10.865 | 1 | 365 | 12.3731 | 0.89841 | 13 | 0.27147
60044 | 11.66 | 1 | 365 | 13.2784 | 0.72024 | 13 | 0.99865
60212 | 10.4 | 1 | 365 | 11.8435 | 0.83281 | 12 | 0.67633
60311 | 10.07 | 1 | 365 | 11.4677 | 0.076573 | 11 | 0.54429
60574 | 10.4 | 1 | 365 | 11.8435 | 0.83281 | 12 | 0.67633
60739 | 10.4 | 1 | 365 | 11.8435 | 0.83281 | 12 | 0.67633
60749 | 10.335 | 1 | 365 | 11.7695 | 0.68385 | 12 | 0.45335
60934 | 10.07 | 1 | 365 | 11.4677 | 0.076573 | 11 | 0.54429
61023 | 11.7 | 1 | 365 | 13.324 | 0.81191 | 14 | 0.13587
61062 | 10.335 | 1 | 365 | 11.7695 | 0.68385 | 12 | 0.45335
61121 | 11.18 | 1 | 365 | 12.7318 | 0.62027 | 13 | 0.35205
61221 | 11.395 | 1 | 365 | 12.9766 | 0.11296 | 13 | 0.08959
61229 | 12.985 | 1 | 365 | 14.7873 | 0.75663 | 15 | 0.54395
61363 | 10.335 | 1 | 365 | 11.7695 | 0.68385 | 12 | 0.45335
61485 | 10.07 | 1 | 365 | 11.4677 | 0.076573 | 11 | 0.54429
61760 | 11.44 | 1 | 365 | 13.0279 | 0.21609 | 13 | 0.24396
61888 | 12.22 | 1 | 365 | 13.9161 | 0.0035475 | 13 | 0.91968
62011 | 10.6 | 1 | 365 | 12.0713 | 0.29113 | 12 | 0.36241
62236 | 14.82 | 1 | 365 | 16.877 | 0.96175 | 17 | 0.83877
62329 | 11.925 | 1 | 365 | 13.5802 | 0.32752 | 13 | 0.90771
62414 | 11.44 | 1 | 365 | 13.0279 | 0.21609 | 13 | 0.24396
62465 | 12.19 | 1 | 365 | 13.882 | 0.9348 | 14 | 0.81677
62461 | 10.6 | 1 | 365 | 12.0713 | 0.29113 | 12 | 0.36241
62664 | 12.455 | 1 | 365 | 14.1838 | 0.54208 | 14 | 0.72583
62681 | 11.13 | 1 | 365 | 12.6748 | 0.50569 | 13 | 0.18053
62680 | 11.66 | 1 | 365 | 13.2784 | 0.72024 | 13 | 0.99865
62779 | 15.6 | 1 | 365 | 17.7653 | 0.74921 | 18 | 0.51449
62858 | 10.14 | 1 | 365 | 11.5474 | 0.23699 | 11 | 0.78442
62951 | 10.92 | 1 | 365 | 12.4357 | 0.024447 | 12 | 0.46014
62952 | 11.44 | 1 | 365 | 13.0279 | 0.21609 | 13 | 0.24396
62956 | 11.96 | 1 | 365 | 13.62 | 0.40773 | 14 | 0.027775
63057 | 11.96 | 1 | 365 | 13.62 | 0.40773 | 14 | 0.027775
63090 | 11.44 | 1 | 365 | 13.0279 | 0.21609 | 13 | 0.24396
63168 | 11.925 | 1 | 365 | 13.5802 | 0.32752 | 13 | 0.90771
63234 | 10.14 | 1 | 365 | 11.5474 | 0.23699 | 11 | 0.78442
63670 | 11.475 | 1 | 365 | 13.0677 | 0.29629 | 13 | 0.36402
63705 | 11.96 | 1 | 365 | 13.62 | 0.40773 | 14 | 0.027775
63709 | 10.6 | 1 | 365 | 12.0713 | 0.29113 | 12 | 0.36241
63712 | 10.14 | 1 | 365 | 11.5474 | 0.23699 | 11 | 0.78442
63729 | 11.18 | 1 | 365 | 12.7318 | 0.62027 | 13 | 0.35205
63760 | 12.48 | 1 | 365 | 14.2122 | 0.59937 | 14 | 0.81159
63773 | 10.4 | 1 | 365 | 11.8435 | 0.83281 | 12 | 0.67633
63850 | 10.92 | 1 | 365 | 12.4357 | 0.024447 | 12 | 0.46014
63889 | 11.7 | 1 | 365 | 13.324 | 0.81191 | 14 | 0.13587
63945 | 10.4 | 1 | 365 | 11.8435 | 0.83281 | 12 | 0.67633
63965 | 10.4 | 1 | 365 | 11.8435 | 0.83281 | 12 | 0.67633
63996 | 10.92 | 1 | 365 | 12.4357 | 0.024447 | 12 | 0.46014
64026 | 10.335 | 1 | 365 | 11.7695 | 0.68385 | 12 | 0.45335
64018 | 11.44 | 1 | 365 | 13.0279 | 0.21609 | 13 | 0.24396
64183 | 11.395 | 1 | 365 | 12.9766 | 0.11296 | 13 | 0.08959
64196 | 10.08 | 1 | 365 | 11.4791 | 0.099489 | 11 | 0.57859
64532 | 10.07 | 1 | 365 | 11.4677 | 0.076573 | 11 | 0.54429
64568 | 11.13 | 1 | 365 | 12.6748 | 0.50569 | 13 | 0.18053
64579 | 10.07 | 1 | 365 | 11.4677 | 0.076573 | 11 | 0.54429
64584 | 11.13 | 1 | 365 | 12.6748 | 0.50569 | 13 | 0.18053
64742 | 10.4 | 1 | 365 | 11.8435 | 0.83281 | 12 | 0.67633
64929 | 10.14 | 1 | 365 | 11.5474 | 0.23699 | 11 | 0.78442
65137 | 10.07 | 1 | 365 | 11.4677 | 0.076573 | 11 | 0.54429
62455 | 10.07 | 1 | 365 | 11.4677 | 0.076573 | 11 | 0.54429
66180 | 14.56 | 1 | 365 | 16.5809 | 0.36593 | 16 | 0.94686
62192 | 7.035 | 1 | 365 | 8.0115 | 0.12152 | 8 | 0.13298
62996 | 82.16 | 0.9 | 365 | 84.2074 | 0.45125 | 84 | 0.65868
68059 | 5.985 | 1 | 365 | 6.8157 | 0.71532 | 7 | 0.53104
68060 | 12.8 | 0.8 | 365 | 11.6613 | 0.46615 | 12 | 0.12746
68061 | 12.65 | 0.8 | 365 | 11.5247 | 0.19115 | 11 | 0.71581
68054 | 9.156 | 1 | 365 | 10.4269 | 0.98204 | 11 | 0.40889
68062 | 9.9 | 0.8 | 365 | 9.0193 | 0.1496 | 9 | 0.16889
68068 | 12.915 | 0.8 | 365 | 11.7661 | 0.67698 | 12 | 0.44306
63979 | 37.8 | 0.9 | 365 | 38.742 | 0.96078 | 39 | 0.70275
67988 | 13.25 | 1 | 365 | 15.0891 | 0.36391 | 15 | 0.45301
64269 | 35.34 | 0.9 | 365 | 36.2207 | 0.88714 | 37 | 0.10781
64709 | 261.44 | 0.9 | 365 | 267.9551 | 0.20808 | 268 | 0.16316
51516 | 265.2 | 0.9 | 365 | 271.8088 | 0.96291 | 272 | 0.77169
67954 | 9.69 | 1 | 365 | 11.035 | 0.20576 | 11 | 0.24073
44932 | 9.9 | 1 | 365 | 11.2741 | 0.687 | 11 | 0.96112
66750 | 11.34 | 1 | 365 | 12.914 | 0.98693 | 13 | 0.90092
54562 | 28.6 | 0.9 | 365 | 29.3127 | 0.9862 | 30 | 0.29891
54565 | 28.6 | 0.9 | 365 | 29.3127 | 0.9862 | 30 | 0.29891
43094 | 7.54 | 1 | 365 | 8.5866 | 0.27878 | 8 | 0.86534
68078 | 13.5 | 0.8 | 365 | 12.299 | 0.74945 | 13 | 0.048493
68079 | 10.8 | 0.8 | 365 | 9.8392 | 0.79956 | 10 | 0.63879
68080 | 13 | 0.8 | 365 | 11.8435 | 0.83281 | 12 | 0.67633
68082 | 4.76 | 0.8 | 365 | 4.3366 | 0.72647 | 5 | 0.063024
68083 | 6.71 | 0.8 | 365 | 6.1131 | 0.30139 | 6 | 0.41447
68085 | 4.68 | 0.8 | 365 | 4.2637 | 0.57981 | 4 | 0.84348
68086 | 9.975 | 0.8 | 365 | 9.0876 | 0.2871 | 9 | 0.37472
68087 | 5.2 | 0.8 | 365 | 4.7374 | 0.53312 | 5 | 0.27053
68088 | 6.3 | 0.8 | 365 | 5.7396 | 0.54974 | 6 | 0.2893
68091 | 5.67 | 0.8 | 365 | 5.1656 | 0.39477 | 5 | 0.56037
64028 | 55.8 | 0.9 | 365 | 57.1905 | 0.084956 | 57 | 0.27549
68092 | 13.5 | 0.8 | 365 | 12.299 | 0.74945 | 13 | 0.048493
68094 | 11.61 | 0.8 | 365 | 10.5772 | 0.28453 | 10 | 0.8617
68095 | 6.05 | 0.8 | 365 | 5.5118 | 0.091421 | 5 | 0.60321
68096 | 5.985 | 0.8 | 365 | 5.4526 | 0.97226 | 6 | 0.42483
68066 | 7.56 | 0.8 | 365 | 6.8875 | 0.85969 | 7 | 0.74716
68097 | 24.96 | 1 | 365 | 28.4244 | 0.19874 | 28 | 0.62318
68098 | 7.68 | 0.8 | 365 | 6.9968 | 0.079689 | 7 | 0.076476
68099 | 12.15 | 0.8 | 365 | 11.0691 | 0.27451 | 11 | 0.34364
68084 | 5.88 | 1 | 365 | 6.6961 | 0.4747 | 7 | 0.17085
67619 | 12.96 | 1 | 365 | 14.7588 | 0.69934 | 15 | 0.45819
68101 | 5.12 | 1 | 365 | 5.8307 | 0.73307 | 6 | 0.56373
68102 | 10.36 | 0.8 | 365 | 9.4384 | 0.99291 | 10 | 0.43129
68103 | 7 | 0.8 | 365 | 6.3773 | 0.83305 | 7 | 0.21033
68104 | 5.76 | 0.8 | 365 | 5.2476 | 0.55977 | 5 | 0.80736
68106 | 3.92 | 0.8 | 365 | 3.5713 | 0.18651 | 3 | 0.75778
68100 | 11.34 | 0.8 | 365 | 10.3312 | 0.78954 | 11 | 0.12073
68107 | 5.1 | 0.8 | 365 | 4.6463 | 0.34979 | 4 | 0.9961
68109 | 5.04 | 0.8 | 365 | 4.5916 | 0.2398 | 4 | 0.83144
68110 | 3.64 | 0.8 | 365 | 3.3162 | 0.67319 | 3 | 0.98937
68112 | 3.51 | 0.8 | 365 | 3.1978 | 0.43486 | 3 | 0.63261
65922 | 6.63 | 1 | 365 | 7.5502 | 0.19341 | 7 | 0.74366
65983 | 13.78 | 0.8 | 365 | 12.5541 | 0.26277 | 12 | 0.81691
65924 | 10.92 | 0.8 | 365 | 9.9486 | 0.019557 | 9 | 0.96811
64866 | 13 | 1 | 365 | 14.8044 | 0.79101 | 15 | 0.59541
65929 | 10.4 | 1 | 365 | 11.8435 | 0.83281 | 12 | 0.67633
65943 | 10.4 | 0.8 | 365 | 9.4748 | 0.066245 | 9 | 0.54106
66026 | 10.4 | 1 | 365 | 11.8435 | 0.83281 | 12 | 0.67633
66027 | 10.07 | 0.8 | 365 | 9.1742 | 0.46126 | 9 | 0.63543
66186 | 10.14 | 0.8 | 365 | 9.2379 | 0.58959 | 9 | 0.82753
66372 | 11.22 | 1 | 365 | 12.7773 | 0.71193 | 13 | 0.48927
66405 | 11.18 | 1 | 365 | 12.7318 | 0.62027 | 13 | 0.35205
66469 | 12.48 | 0.8 | 365 | 11.3698 | 0.87949 | 12 | 0.24927
66479 | 10.4 | 0.8 | 365 | 9.4748 | 0.066245 | 9 | 0.54106
66493 | 10.08 | 0.8 | 365 | 9.1833 | 0.47959 | 9 | 0.66287
66733 | 10.08 | 0.8 | 365 | 9.1833 | 0.47959 | 9 | 0.66287
63981 | 12.22 | 1 | 365 | 13.9161 | 0.0035475 | 13 | 0.91968
67356 | 10.865 | 0.8 | 365 | 9.8984 | 0.91873 | 10 | 0.81718
67662 | 11.66 | 0.8 | 365 | 10.6227 | 0.37619 | 10 | 0.99892
67838 | 11.18 | 0.8 | 365 | 10.1854 | 0.49621 | 10 | 0.68164
67880 | 10.08 | 0.8 | 365 | 9.1833 | 0.47959 | 9 | 0.66287
68116 | 4.68 | 0.8 | 365 | 4.2637 | 0.57981 | 4 | 0.84348
67486 | 10.05 | 1 | 365 | 11.4449 | 0.030741 | 11 | 0.47568
67478 | 8 | 1 | 365 | 9.1104 | 0.33293 | 9 | 0.44333
66089 | 12.22 | 1 | 365 | 13.9161 | 0.0035475 | 13 | 0.91968
66098 | 11.13 | 1 | 365 | 12.6748 | 0.50569 | 13 | 0.18053
66184 | 9.36 | 0.8 | 365 | 8.5273 | 0.15962 | 8 | 0.68696
66255 | 9.805 | 0.8 | 365 | 8.9327 | 0.97544 | 9 | 0.90818
39717 | 14.535 | 1 | 365 | 16.5525 | 0.30864 | 16 | 0.8611
68123 | 12.255 | 0.8 | 365 | 11.1648 | 0.467 | 11 | 0.6318
68125 | 7.41 | 0.8 | 365 | 6.7508 | 0.5847 | 7 | 0.33551
68126 | 8.68 | 0.8 | 365 | 7.9078 | 0.91298 | 8 | 0.82081
66205 | 12.19 | 1 | 365 | 13.882 | 0.9348 | 14 | 0.81677
67400 | 10.8 | 1 | 365 | 12.299 | 0.74945 | 13 | 0.048493
68127 | 5.32 | 0.8 | 365 | 4.8467 | 0.75312 | 5 | 0.59985
66325 | 17.34 | 1 | 365 | 19.7468 | 0.73662 | 20 | 0.48341
42200 | 6.5 | 1 | 365 | 7.4022 | 0.8955 | 8 | 0.2977
66300 | 13 | 1 | 365 | 14.8044 | 0.79101 | 15 | 0.59541
66485 | 7.155 | 1 | 365 | 8.1481 | 0.39651 | 8 | 0.54463
66516 | 10.6 | 1 | 365 | 12.0713 | 0.29113 | 12 | 0.36241
68081 | 7.04 | 1 | 365 | 8.0172 | 0.13298 | 8 | 0.15013
68135 | 12.96 | 0.8 | 365 | 11.8071 | 0.75947 | 12 | 0.56655
68137 | 7.29 | 0.8 | 365 | 6.6415 | 0.3647 | 7 | 0.0061861
68139 | 4.86 | 0.8 | 365 | 4.4277 | 0.9098 | 5 | 0.33746
68143 | 6.48 | 0.8 | 365 | 5.9035 | 0.87974 | 6 | 0.78328
68144 | 4.505 | 0.8 | 365 | 4.1042 | 0.25898 | 4 | 0.36322
68145 | 4.59 | 0.8 | 365 | 4.1817 | 0.41481 | 4 | 0.59649
68146 | 5.94 | 0.8 | 365 | 5.4116 | 0.88976 | 6 | 0.30134
68148 | 15.6 | 0.8 | 365 | 14.2122 | 0.59937 | 14 | 0.81159
68108 | 6 | 0.8 | 365 | 5.4662 | 0.99976 | 6 | 0.466
68149 | 8.91 | 0.8 | 365 | 8.1174 | 0.33464 | 8 | 0.45201
68151 | 5.355 | 0.8 | 365 | 4.8786 | 0.81728 | 5 | 0.6959
68152 | 6.6 | 0.8 | 365 | 6.0129 | 0.099732 | 6 | 0.1126
68154 | 10.71 | 0.8 | 365 | 9.7572 | 0.63457 | 10 | 0.3918
68156 | 7.875 | 0.8 | 365 | 7.1744 | 0.43718 | 7 | 0.61162
68157 | 7.29 | 0.8 | 365 | 6.6415 | 0.3647 | 7 | 0.0061861
68158 | 6.84 | 0.8 | 365 | 6.2315 | 0.53972 | 6 | 0.77124
68159 | 3 | 0.8 | 365 | 2.7331 | 0.49988 | 3 | 0.233
68160 | 6.44 | 0.8 | 365 | 5.8671 | 0.80641 | 6 | 0.6735
68161 | 5.67 | 0.8 | 365 | 5.1656 | 0.39477 | 5 | 0.56037
68162 | 9.405 | 0.8 | 365 | 8.5683 | 0.24212 | 8 | 0.81045
68163 | 5.7 | 0.8 | 365 | 5.1929 | 0.44977 | 5 | 0.6427
68165 | 10.8 | 0.8 | 365 | 9.8392 | 0.79956 | 10 | 0.63879
68166 | 8.96 | 0.8 | 365 | 8.1629 | 0.4263 | 8 | 0.58922
68169 | 3.78 | 0.8 | 365 | 3.4437 | 0.92985 | 4 | 0.37358
68170 | 5.98 | 0.8 | 365 | 5.448 | 0.96309 | 6 | 0.41111
68171 | 8.265 | 0.8 | 365 | 7.5297 | 0.15216 | 7 | 0.68191
68172 | 13.25 | 0.8 | 365 | 12.0713 | 0.29113 | 12 | 0.36241
68173 | 6.84 | 0.8 | 365 | 6.2315 | 0.53972 | 6 | 0.77124
67493 | 9.156 | 1 | 365 | 10.4269 | 0.98204 | 11 | 0.40889
68114 | 7.395 | 0.8 | 365 | 6.7371 | 0.5572 | 7 | 0.29434
68180 | 11.66 | 0.8 | 365 | 10.6227 | 0.37619 | 10 | 0.99892
68179 | 4.68 | 0.8 | 365 | 4.2637 | 0.57981 | 4 | 0.84348
55315 | 342.68 | 0.9 | 365 | 351.2196 | 0.76187 | 351 | 0.98146
68181 | 12.025 | 1 | 365 | 13.6941 | 0.55668 | 14 | 0.25075
68182 | 15.39 | 0.8 | 365 | 14.0209 | 0.21438 | 14 | 0.23528
68183 | 12.426 | 0.8 | 365 | 11.3206 | 0.7805 | 12 | 0.10108
31438 | 5024.52 | 0.8 | 365 | 4577.5387 | 0.41634 | 4577 | 0.95504
68184 | 10.865 | 0.8 | 365 | 9.8984 | 0.91873 | 10 | 0.81718
68186 | 6.71 | 0.8 | 365 | 6.1131 | 0.30139 | 6 | 0.41447
68185 | 13.25 | 0.8 | 365 | 12.0713 | 0.29113 | 12 | 0.36241
68187 | 5.985 | 0.8 | 365 | 5.4526 | 0.97226 | 6 | 0.42483
68189 | 4.485 | 0.8 | 365 | 4.086 | 0.22232 | 4 | 0.30833
31484 | 646.38 | 0.8 | 365 | 588.878 | 0.0038001 | 588 | 0.88184
34518 | 529.72 | 0.8 | 365 | 482.5961 | 0.13186 | 482 | 0.72797
34515 | 503.88 | 0.8 | 365 | 459.0548 | 0.75958 | 459 | 0.81441
68195 | 5.76 | 1 | 365 | 6.5595 | 0.19971 | 6 | 0.7592
68197 | 11.34 | 0.8 | 365 | 10.3312 | 0.78954 | 11 | 0.12073
68201 | 6 | 0.8 | 365 | 5.4662 | 0.99976 | 6 | 0.466
68202 | 12.69 | 0.8 | 365 | 11.5611 | 0.26449 | 11 | 0.82558
68204 | 9.135 | 0.8 | 365 | 8.3224 | 0.74713 | 9 | 0.06948
68206 | 12.825 | 0.8 | 365 | 11.6841 | 0.51198 | 12 | 0.19607
68207 | 7.15 | 0.8 | 365 | 6.5139 | 0.10804 | 6 | 0.62198
68208 | 2.16 | 0.8 | 365 | 1.9678 | 0.95991 | 2 | 0.92776
68209 | 6.36 | 0.8 | 365 | 5.7942 | 0.65974 | 6 | 0.45396
68211 | 5.025 | 1 | 365 | 5.7225 | 0.51537 | 6 | 0.23784
68212 | 10.695 | 0.8 | 365 | 9.7436 | 0.60707 | 10 | 0.35064
68214 | 9.81 | 0.8 | 365 | 8.9373 | 0.9846 | 9 | 0.9219
68216 | 14.85 | 0.8 | 365 | 13.5289 | 0.2244 | 13 | 0.75334
68217 | 13.25 | 1 | 365 | 15.0891 | 0.36391 | 15 | 0.45301
68223 | 7.685 | 0.8 | 365 | 7.0013 | 0.088855 | 7 | 0.090198
68224 | 12.255 | 0.8 | 365 | 11.1648 | 0.467 | 11 | 0.6318
68225 | 3.42 | 0.8 | 365 | 3.1158 | 0.26986 | 3 | 0.38562
68226 | 6.16 | 0.8 | 365 | 5.612 | 0.29308 | 5 | 0.90509
68227 | 11.115 | 0.8 | 365 | 10.1262 | 0.37705 | 10 | 0.50326
68237 | 9.135 | 0.8 | 365 | 8.3224 | 0.74713 | 9 | 0.06948
68239 | 15.3 | 0.8 | 365 | 13.9389 | 0.04938 | 13 | 0.98829
68245 | 12.75 | 1 | 365 | 14.5197 | 0.2181 | 14 | 0.7378
68246 | 10.335 | 0.8 | 365 | 9.4156 | 0.94708 | 10 | 0.36268
68248 | 8 | 1 | 365 | 9.1104 | 0.33293 | 9 | 0.44333
68251 | 7.8 | 0.8 | 365 | 7.1061 | 0.29968 | 7 | 0.4058
68257 | 4.32 | 0.8 | 365 | 3.9357 | 0.91982 | 4 | 0.85552
68249 | 7.28 | 0.8 | 365 | 6.6324 | 0.34637 | 6 | 0.97874
68260 | 11.07 | 0.8 | 365 | 10.0852 | 0.29455 | 10 | 0.37976
68259 | 5.83 | 0.8 | 365 | 5.3114 | 0.6881 | 5 | 0.99946
68261 | 9 | 0.8 | 365 | 8.1994 | 0.49964 | 8 | 0.699
68268 | 6.6 | 1 | 365 | 7.5161 | 0.12467 | 7 | 0.64075
68265 | 8.7 | 0.8 | 365 | 7.926 | 0.94965 | 8 | 0.8757
68270 | 9.54 | 1 | 365 | 10.8642 | 0.86202 | 11 | 0.72617
68271 | 6.93 | 0.8 | 365 | 6.3135 | 0.70472 | 7 | 0.018226
68272 | 11.7 | 0.8 | 365 | 10.6592 | 0.44953 | 11 | 0.10869
68273 | 8.1 | 1 | 365 | 9.2243 | 0.56209 | 9 | 0.78637
68274 | 7.84 | 0.8 | 365 | 7.1426 | 0.37302 | 7 | 0.51557
68276 | 3.36 | 0.8 | 365 | 3.0611 | 0.15986 | 3 | 0.22096
60016 | 44.16 | 1 | 365 | 50.2894 | 0.19776 | 50 | 0.48717
46713 | 12.22 | 1 | 365 | 13.9161 | 0.0035475 | 13 | 0.91968
66385 | 4.59 | 1 | 365 | 5.2271 | 0.51852 | 5 | 0.74561
68293 | 4.2 | 0.8 | 365 | 3.8264 | 0.69983 | 4 | 0.5262
68294 | 7.56 | 0.8 | 365 | 6.8875 | 0.85969 | 7 | 0.74716
68023 | 5.5 | 1 | 365 | 6.2634 | 0.60389 | 6 | 0.86729
68028 | 9.72 | 1 | 365 | 11.0691 | 0.27451 | 11 | 0.34364
68073 | 8.28 | 1 | 365 | 9.4293 | 0.97458 | 10 | 0.40384
68074 | 5.886 | 1 | 365 | 6.703 | 0.48845 | 7 | 0.19143
68218 | 4.251 | 0.8 | 365 | 3.8728 | 0.79333 | 4 | 0.66616
68228 | 8.829 | 0.8 | 365 | 8.0436 | 0.18614 | 8 | 0.22971
68244 | 6.36 | 1 | 365 | 7.2428 | 0.57468 | 7 | 0.81745
68254 | 8.64 | 0.8 | 365 | 7.8714 | 0.83965 | 8 | 0.71104
68297 | 13.25 | 0.8 | 365 | 12.0713 | 0.29113 | 12 | 0.36241
68269 | 5.76 | 0.8 | 365 | 5.2476 | 0.55977 | 5 | 0.80736
68275 | 5.12 | 1 | 365 | 5.8307 | 0.73307 | 6 | 0.56373
68279 | 8.96 | 1 | 365 | 10.2036 | 0.53288 | 10 | 0.73653
68282 | 4.905 | 1 | 365 | 5.5858 | 0.24038 | 5 | 0.82619
68299 | 10.8 | 0.8 | 365 | 9.8392 | 0.79956 | 10 | 0.63879
68284 | 7.848 | 1 | 365 | 8.9373 | 0.9846 | 9 | 0.9219
68300 | 2.7 | 0.8 | 365 | 2.4598 | 0.94989 | 3 | 0.4097
68303 | 8.28 | 0.8 | 365 | 7.5434 | 0.17966 | 7 | 0.72308
68305 | 12.15 | 0.8 | 365 | 11.0691 | 0.27451 | 11 | 0.34364
68306 | 2.16 | 0.8 | 365 | 1.9678 | 0.95991 | 2 | 0.92776
68308 | 5.035 | 0.8 | 365 | 4.5871 | 0.23063 | 4 | 0.81772
68309 | 3.78 | 0.8 | 365 | 3.4437 | 0.92985 | 4 | 0.37358
68310 | 3.51 | 0.8 | 365 | 3.1978 | 0.43486 | 3 | 0.63261
68311 | 2.7 | 0.8 | 365 | 2.4598 | 0.94989 | 3 | 0.4097
68250 | 7.41 | 0.8 | 365 | 6.7508 | 0.5847 | 7 | 0.33551
67918 | 6.48 | 0.8 | 365 | 5.9035 | 0.87974 | 6 | 0.78328
68117 | 6.867 | 0.8 | 365 | 6.2561 | 0.58922 | 6 | 0.84533
68118 | 10.05 | 0.8 | 365 | 9.156 | 0.42459 | 9 | 0.58054
68119 | 5.22 | 1 | 365 | 5.9445 | 0.96224 | 6 | 0.90677
68121 | 10.05 | 0.8 | 365 | 9.156 | 0.42459 | 9 | 0.58054
68122 | 6.9 | 0.8 | 365 | 6.2862 | 0.64972 | 6 | 0.9359
68133 | 9.8 | 0.8 | 365 | 8.9282 | 0.96627 | 9 | 0.89446
68134 | 8.502 | 0.8 | 365 | 7.7457 | 0.58666 | 8 | 0.33232
68136 | 9.38 | 0.8 | 365 | 8.5456 | 0.19629 | 8 | 0.74184
68138 | 5.04 | 0.8 | 365 | 4.5916 | 0.2398 | 4 | 0.83144
68141 | 6.27 | 0.8 | 365 | 5.7122 | 0.49475 | 6 | 0.20697
65344 | 58.206 | 0.9 | 365 | 59.6565 | 0.047221 | 59 | 0.70371
68289 | 7.848 | 0.8 | 365 | 7.1498 | 0.38768 | 7 | 0.53752
68290 | 4.76 | 0.8 | 365 | 4.3366 | 0.72647 | 5 | 0.063024
68291 | 10.15 | 0.8 | 365 | 9.2471 | 0.60792 | 9 | 0.85498
68317 | 6.095 | 0.8 | 365 | 5.5528 | 0.17392 | 5 | 0.72671
68316 | 5.355 | 1 | 365 | 6.0983 | 0.2716 | 6 | 0.36988
68318 | 9.01 | 0.8 | 365 | 8.2085 | 0.51797 | 8 | 0.72644
68312 | 4.24 | 0.8 | 365 | 3.8628 | 0.77316 | 4 | 0.63597
68322 | 8.12 | 0.8 | 365 | 7.3976 | 0.88634 | 8 | 0.28398
68255 | 2.7 | 0.8 | 365 | 2.4598 | 0.94989 | 3 | 0.4097
68323 | 8.1 | 0.8 | 365 | 7.3794 | 0.84967 | 8 | 0.2291
68326 | 4.68 | 1 | 365 | 5.3296 | 0.72476 | 6 | 0.054347
68325 | 8.1 | 0.8 | 365 | 7.3794 | 0.84967 | 8 | 0.2291
68327 | 5.76 | 0.8 | 365 | 5.2476 | 0.55977 | 5 | 0.80736
68329 | 3.15 | 0.8 | 365 | 2.8698 | 0.77487 | 3 | 0.64465
68330 | 4.8 | 0.8 | 365 | 4.373 | 0.79981 | 5 | 0.1728
68332 | 9.15 | 0.8 | 365 | 8.336 | 0.77463 | 9 | 0.11065
68334 | 12.6 | 0.8 | 365 | 11.4791 | 0.099489 | 11 | 0.57859
68335 | 6.375 | 0.8 | 365 | 5.8079 | 0.68724 | 6 | 0.49512
68336 | 9.38 | 0.8 | 365 | 8.5456 | 0.19629 | 8 | 0.74184
68341 | 5.7 | 0.8 | 365 | 5.1929 | 0.44977 | 5 | 0.6427
64155 | 54.6 | 0.9 | 365 | 55.9606 | 0.61001 | 56 | 0.57064
68344 | 13.115 | 0.8 | 365 | 11.9483 | 0.043635 | 11 | 0.99192
68349 | 12 | 1 | 365 | 13.6656 | 0.49939 | 14 | 0.16499
68350 | 13.23 | 1 | 365 | 15.0663 | 0.31808 | 15 | 0.3844
68351 | 5.13 | 0.8 | 365 | 4.6736 | 0.40479 | 5 | 0.078427
68352 | 4.251 | 1 | 365 | 4.841 | 0.74166 | 5 | 0.5827
68354 | 7.848 | 1 | 365 | 8.9373 | 0.9846 | 9 | 0.9219
68356 | 7.2 | 0.8 | 365 | 6.5595 | 0.19971 | 6 | 0.7592
68358 | 7.848 | 1 | 365 | 8.9373 | 0.9846 | 9 | 0.9219
68359 | 8.375 | 1 | 365 | 9.5374 | 0.19228 | 9 | 0.72973
68360 | 10.865 | 0.8 | 365 | 9.8984 | 0.91873 | 10 | 0.81718
68361 | 5.175 | 0.8 | 365 | 4.7146 | 0.48729 | 5 | 0.20192
68362 | 5.565 | 0.8 | 365 | 5.0699 | 0.20227 | 5 | 0.27221
68363 | 4.86 | 0.8 | 365 | 4.4277 | 0.9098 | 5 | 0.33746
68367 | 2.97 | 0.8 | 365 | 2.7058 | 0.44488 | 3 | 0.15067
68370 | 9.69 | 0.8 | 365 | 8.828 | 0.76461 | 9 | 0.59258
68371 | 5.98 | 0.8 | 365 | 5.448 | 0.96309 | 6 | 0.41111
68372 | 6.05 | 1 | 365 | 6.8897 | 0.86428 | 7 | 0.75402
68373 | 11.655 | 0.8 | 365 | 10.6182 | 0.36703 | 10 | 0.9852
68375 | 24.885 | 1 | 365 | 28.339 | 0.026864 | 28 | 0.3659
68374 | 9.435 | 0.8 | 365 | 8.5957 | 0.29712 | 8 | 0.89278
68377 | 5.88 | 0.8 | 365 | 5.3569 | 0.77976 | 6 | 0.13668
68378 | 3.78 | 0.8 | 365 | 3.4437 | 0.92985 | 4 | 0.37358
68381 | 8.12 | 0.8 | 365 | 7.3976 | 0.88634 | 8 | 0.28398
68382 | 8.7 | 0.8 | 365 | 7.926 | 0.94965 | 8 | 0.8757
68385 | 2.12 | 0.8 | 365 | 1.9314 | 0.88658 | 2 | 0.81799
68384 | 14.4 | 0.8 | 365 | 13.119 | 0.39942 | 13 | 0.51839
68386 | 10.464 | 0.8 | 365 | 9.5331 | 0.18358 | 9 | 0.7167
68387 | 5.4 | 0.8 | 365 | 4.9196 | 0.89978 | 5 | 0.8194
68390 | 12 | 0.8 | 365 | 10.9325 | 0.99951 | 11 | 0.93199
68389 | 5.7 | 0.8 | 365 | 5.1929 | 0.44977 | 5 | 0.6427
68391 | 4.42 | 0.8 | 365 | 4.0268 | 0.10315 | 4 | 0.12995
68392 | 4.94 | 0.8 | 365 | 4.5005 | 0.056466 | 4 | 0.557
68393 | 5.72 | 0.8 | 365 | 5.2111 | 0.48643 | 5 | 0.69758
68394 | 9.45 | 0.8 | 365 | 8.6093 | 0.32462 | 8 | 0.93394
68395 | 8.28 | 0.8 | 365 | 7.5434 | 0.17966 | 7 | 0.72308
68396 | 7.695 | 0.8 | 365 | 7.0105 | 0.10719 | 7 | 0.11764
68397 | 9.72 | 0.8 | 365 | 8.8553 | 0.81961 | 9 | 0.67491
68398 | 9.8 | 0.8 | 365 | 8.9282 | 0.96627 | 9 | 0.89446
68400 | 7.035 | 0.8 | 365 | 6.4092 | 0.89721 | 7 | 0.30638
68401 | 6.48 | 1 | 365 | 7.3794 | 0.84967 | 8 | 0.2291
68402 | 12.505 | 0.8 | 365 | 11.3926 | 0.92533 | 12 | 0.31788
68403 | 6 | 0.8 | 365 | 5.4662 | 0.99976 | 6 | 0.466
68404 | 2.24 | 0.8 | 365 | 2.0407 | 0.10658 | 2 | 0.14731
68405 | 3.66 | 0.8 | 365 | 3.3344 | 0.70985 | 4 | 0.044258
68406 | 11.655 | 0.8 | 365 | 10.6182 | 0.36703 | 10 | 0.9852
68407 | 9.81 | 1 | 365 | 11.1716 | 0.48075 | 11 | 0.65238
51288 | 7.14 | 1 | 365 | 8.131 | 0.36214 | 8 | 0.49317
68410 | 5.32 | 0.8 | 365 | 4.8467 | 0.75312 | 5 | 0.59985
68411 | 5.83 | 0.8 | 365 | 5.3114 | 0.6881 | 5 | 0.99946
68383 | 5.12 | 0.8 | 365 | 4.6645 | 0.38646 | 5 | 0.050984
68420 | 24.4 | 0.8 | 365 | 22.2294 | 0.73234 | 22 | 0.96172
68232 | 19.8 | 1 | 365 | 22.5482 | 0.374 | 22 | 0.92224
65911 | 3.9 | 1 | 365 | 4.4413 | 0.9373 | 5 | 0.37862
65931 | 5.04 | 1 | 365 | 5.7396 | 0.54974 | 6 | 0.2893
65411 | 5.3 | 1 | 365 | 6.0356 | 0.14556 | 6 | 0.1812
64927 | 13 | 1 | 365 | 14.8044 | 0.79101 | 15 | 0.59541
63924 | 5.1 | 1 | 365 | 5.8079 | 0.68724 | 6 | 0.49512
67987 | 3.3 | 0.8 | 365 | 3.0064 | 0.049866 | 3 | 0.056298
65972 | 3.12 | 1 | 365 | 3.5531 | 0.14984 | 3 | 0.7029
68422 | 4.05 | 0.8 | 365 | 3.6897 | 0.42484 | 4 | 0.11455
65925 | 5.2 | 1 | 365 | 5.9218 | 0.9164 | 6 | 0.83816
68424 | 6.21 | 0.8 | 365 | 5.6576 | 0.38475 | 6 | 0.042307
66113 | 12.455 | 0.8 | 365 | 11.347 | 0.83366 | 12 | 0.18067
68427 | 5.4 | 0.8 | 365 | 4.9196 | 0.89978 | 5 | 0.8194
65973 | 13.26 | 0.8 | 365 | 12.0804 | 0.30946 | 12 | 0.38985
68430 | 3.2 | 0.8 | 365 | 2.9153 | 0.86654 | 3 | 0.78186
66528 | 2.08 | 0.8 | 365 | 1.895 | 0.81325 | 2 | 0.70821
68432 | 8.625 | 0.8 | 365 | 7.8577 | 0.81215 | 8 | 0.66987
66094 | 2.6 | 0.8 | 365 | 2.3687 | 0.76656 | 3 | 0.13527
68433 | 11.4 | 0.8 | 365 | 10.3859 | 0.89954 | 11 | 0.28539
39721 | 2.6 | 1 | 365 | 2.9609 | 0.9582 | 3 | 0.91908
66611 | 12.285 | 0.8 | 365 | 11.1921 | 0.522 | 11 | 0.71413
68431 | 9 | 1 | 365 | 10.2492 | 0.62454 | 10 | 0.87374
68434 | 7.2 | 0.8 | 365 | 6.5595 | 0.19971 | 6 | 0.7592
66339 | 11.44 | 1 | 365 | 13.0279 | 0.21609 | 13 | 0.24396
68436 | 12.6 | 0.8 | 365 | 11.4791 | 0.099489 | 11 | 0.57859
68438 | 19.2 | 0.8 | 365 | 17.492 | 0.19922 | 17 | 0.69119
68439 | 4.725 | 0.8 | 365 | 4.3047 | 0.66231 | 4 | 0.96697
66614 | 12.22 | 0.8 | 365 | 11.1329 | 0.40284 | 11 | 0.53575
68437 | 11.1 | 0.8 | 365 | 10.1125 | 0.34955 | 10 | 0.46209
67982 | 8.67 | 1 | 365 | 9.8734 | 0.86831 | 10 | 0.74171
68190 | 11.52 | 1 | 365 | 13.119 | 0.39942 | 13 | 0.51839
67139 | 8.505 | 0.8 | 365 | 7.7484 | 0.59216 | 8 | 0.34055
68191 | 4.27 | 1 | 365 | 4.8627 | 0.7852 | 5 | 0.64788
68442 | 8.4 | 0.8 | 365 | 7.6527 | 0.39966 | 8 | 0.052396
67990 | 5.985 | 0.8 | 365 | 5.4526 | 0.97226 | 6 | 0.42483
67498 | 8.64 | 1 | 365 | 9.8392 | 0.79956 | 10 | 0.63879
68443 | 8.525 | 0.8 | 365 | 7.7666 | 0.62882 | 8 | 0.39544
67284 | 6.89 | 0.8 | 365 | 6.2771 | 0.63139 | 6 | 0.90845
68193 | 11.025 | 1 | 365 | 12.5553 | 0.26507 | 12 | 0.82034
67543 | 8.32 | 0.8 | 365 | 7.5799 | 0.253 | 7 | 0.83285
68194 | 8.4 | 1 | 365 | 9.5659 | 0.24957 | 9 | 0.81549
68210 | 10.5 | 1 | 365 | 11.9574 | 0.061968 | 12 | 0.019368
68199 | 5.7 | 1 | 365 | 6.4912 | 0.062211 | 6 | 0.55337
68445 | 7.155 | 1 | 365 | 8.1481 | 0.39651 | 8 | 0.54463
68213 | 8.4 | 1 | 365 | 9.5659 | 0.24957 | 9 | 0.81549
68200 | 8.505 | 1 | 365 | 9.6855 | 0.49019 | 10 | 0.17569
68215 | 7.75 | 1 | 365 | 8.8257 | 0.76002 | 9 | 0.58572
68220 | 9.6 | 1 | 365 | 10.9325 | 0.99951 | 11 | 0.93199
68221 | 7.04 | 1 | 365 | 8.0172 | 0.13298 | 8 | 0.15013
68233 | 4.725 | 1 | 365 | 5.3808 | 0.82789 | 6 | 0.20872
68240 | 11.025 | 0.8 | 365 | 10.0442 | 0.21205 | 10 | 0.25627
68243 | 3.05 | 0.8 | 365 | 2.7787 | 0.59154 | 3 | 0.37022
68446 | 9.975 | 0.8 | 365 | 9.0876 | 0.2871 | 9 | 0.37472
68339 | 13.68 | 0.8 | 365 | 12.463 | 0.079446 | 12 | 0.54247
68441 | 5.4 | 0.8 | 365 | 4.9196 | 0.89978 | 5 | 0.8194
68453 | 8.1 | 0.8 | 365 | 7.3794 | 0.84967 | 8 | 0.2291
68454 | 4.94 | 0.8 | 365 | 4.5005 | 0.056466 | 4 | 0.557
68455 | 8.64 | 0.8 | 365 | 7.8714 | 0.83965 | 8 | 0.71104
68456 | 8.64 | 0.8 | 365 | 7.8714 | 0.83965 | 8 | 0.71104
68457 | 11.02 | 0.8 | 365 | 10.0397 | 0.20289 | 10 | 0.24255
68458 | 5.83 | 0.8 | 365 | 5.3114 | 0.6881 | 5 | 0.99946
68302 | 5.4 | 0.8 | 365 | 4.9196 | 0.89978 | 5 | 0.8194
68460 | 8.64 | 0.8 | 365 | 7.8714 | 0.83965 | 8 | 0.71104
68461 | 9.6 | 0.8 | 365 | 8.746 | 0.59961 | 9 | 0.34559
68463 | 3.66 | 0.8 | 365 | 3.3344 | 0.70985 | 4 | 0.044258
68464 | 5.44 | 0.8 | 365 | 4.9561 | 0.97311 | 5 | 0.92917
68467 | 7.56 | 0.8 | 365 | 6.8875 | 0.85969 | 7 | 0.74716
68469 | 4.485 | 0.8 | 365 | 4.086 | 0.22232 | 4 | 0.30833
68470 | 10.08 | 0.8 | 365 | 9.1833 | 0.47959 | 9 | 0.66287
68471 | 7.5 | 0.8 | 365 | 6.8328 | 0.7497 | 7 | 0.5825
68473 | 4.5 | 0.8 | 365 | 4.0997 | 0.24982 | 4 | 0.3495
68474 | 12 | 0.8 | 365 | 10.9325 | 0.99951 | 11 | 0.93199
68475 | 4.68 | 0.8 | 365 | 4.2637 | 0.57981 | 4 | 0.84348
68476 | 10.965 | 0.8 | 365 | 9.9896 | 0.10206 | 10 | 0.091609
68477 | 9.24 | 0.8 | 365 | 8.418 | 0.93963 | 9 | 0.35764
68478 | 3.92 | 0.8 | 365 | 3.5713 | 0.18651 | 3 | 0.75778
68480 | 5.415 | 0.8 | 365 | 4.9333 | 0.92728 | 5 | 0.86056
68481 | 4.08 | 0.8 | 365 | 3.717 | 0.47983 | 4 | 0.19688
68485 | 7.8 | 0.8 | 365 | 7.1061 | 0.29968 | 7 | 0.4058
68486 | 2.08 | 0.8 | 365 | 1.895 | 0.81325 | 2 | 0.70821
68487 | 8.58 | 0.8 | 365 | 7.8167 | 0.72965 | 8 | 0.54638
68490 | 16.64 | 0.8 | 365 | 15.1597 | 0.50599 | 15 | 0.6657
68491 | 5.035 | 0.8 | 365 | 4.5871 | 0.23063 | 4 | 0.81772
68493 | 7.28 | 0.8 | 365 | 6.6324 | 0.34637 | 6 | 0.97874
68494 | 7.42 | 0.8 | 365 | 6.7599 | 0.60303 | 7 | 0.36295
68495 | 7.8 | 0.8 | 365 | 7.1061 | 0.29968 | 7 | 0.4058
68497 | 7.8 | 0.8 | 365 | 7.1061 | 0.29968 | 7 | 0.4058
68499 | 11.44 | 0.8 | 365 | 10.4223 | 0.97287 | 11 | 0.39517
68505 | 6.48 | 0.8 | 365 | 5.9035 | 0.87974 | 6 | 0.78328
68509 | 13.23 | 0.8 | 365 | 12.0531 | 0.25446 | 12 | 0.30752
68510 | 11.025 | 0.8 | 365 | 10.0442 | 0.21205 | 10 | 0.25627
68511 | 7.54 | 0.8 | 365 | 6.8692 | 0.82303 | 7 | 0.69227
68517 | 6.555 | 1 | 365 | 7.4648 | 0.021543 | 7 | 0.48638
68368 | 10.05 | 0.8 | 365 | 9.156 | 0.42459 | 9 | 0.58054
68516 | 5.355 | 0.8 | 365 | 4.8786 | 0.81728 | 5 | 0.6959
68520 | 6.213 | 1 | 365 | 7.0754 | 0.23781 | 7 | 0.31317
68521 | 4.48 | 0.8 | 365 | 4.0815 | 0.21315 | 4 | 0.29461
68522 | 9.88 | 0.8 | 365 | 9.0011 | 0.11293 | 9 | 0.11401
68525 | 13.44 | 1 | 365 | 15.3055 | 0.79932 | 16 | 0.10479
68519 | 4.69 | 1 | 365 | 5.341 | 0.74768 | 6 | 0.088651
68524 | 3.36 | 0.8 | 365 | 3.0611 | 0.15986 | 3 | 0.22096
68526 | 3.78 | 0.8 | 365 | 3.4437 | 0.92985 | 4 | 0.37358
68529 | 12.72 | 1 | 365 | 14.4855 | 0.14936 | 14 | 0.63489
68532 | 5.2 | 0.8 | 365 | 4.7374 | 0.53312 | 5 | 0.27053
68530 | 11.655 | 1 | 365 | 13.2727 | 0.70878 | 13 | 0.9815
68531 | 10.08 | 0.8 | 365 | 9.1833 | 0.47959 | 9 | 0.66287
68533 | 11.385 | 1 | 365 | 12.9652 | 0.090048 | 13 | 0.055286
68534 | 9.315 | 1 | 365 | 10.6079 | 0.3464 | 10 | 0.95433
68535 | 3.84 | 1 | 365 | 4.373 | 0.79981 | 5 | 0.1728
68537 | 8.96 | 1 | 365 | 10.2036 | 0.53288 | 10 | 0.73653
68538 | 6.095 | 0.8 | 365 | 5.5528 | 0.17392 | 5 | 0.72671
68539 | 6.5 | 0.8 | 365 | 5.9218 | 0.9164 | 6 | 0.83816
68540 | 8.06 | 0.8 | 365 | 7.343 | 0.77634 | 8 | 0.11932
68542 | 9.765 | 0.8 | 365 | 8.8963 | 0.9021 | 9 | 0.79841
68544 | 8.505 | 0.8 | 365 | 7.7484 | 0.59216 | 8 | 0.34055
68545 | 3.9 | 0.8 | 365 | 3.5531 | 0.14984 | 3 | 0.7029
68546 | 3.38 | 0.8 | 365 | 3.0793 | 0.19653 | 3 | 0.27584
68547 | 4.8 | 0.8 | 365 | 4.373 | 0.79981 | 5 | 0.1728
68550 | 6.08 | 1 | 365 | 6.9239 | 0.93303 | 7 | 0.85693
64771 | 88.04 | 0.9 | 365 | 90.234 | 0.57849 | 90 | 0.81244
68552 | 11.4 | 0.8 | 365 | 10.3859 | 0.89954 | 11 | 0.28539
68553 | 12.915 | 0.8 | 365 | 11.7661 | 0.67698 | 12 | 0.44306
68554 | 12.19 | 0.8 | 365 | 11.1056 | 0.34784 | 11 | 0.45342
68555 | 10.865 | 0.8 | 365 | 9.8984 | 0.91873 | 10 | 0.81718
26453 | 696.96 | 1 | 365 | 793.698 | 0.16469 | 793 | 0.86274
68557 | 7.43 | 1 | 365 | 8.4613 | 0.026707 | 8 | 0.48799
68559 | 13.5 | 0.8 | 365 | 12.299 | 0.74945 | 13 | 0.048493
68560 | 9.86 | 1 | 365 | 11.2286 | 0.59533 | 11 | 0.8239
68549 | 5.13 | 0.8 | 365 | 4.6736 | 0.40479 | 5 | 0.078427
68565 | 7.56 | 1 | 365 | 8.6093 | 0.32462 | 8 | 0.93394
68566 | 2.12 | 1 | 365 | 2.4143 | 0.85823 | 3 | 0.27248
68567 | 8.68 | 0.8 | 365 | 7.9078 | 0.91298 | 8 | 0.82081
68568 | 8.55 | 0.8 | 365 | 7.7894 | 0.67465 | 8 | 0.46405
68569 | 6.09 | 1 | 365 | 6.9353 | 0.95594 | 7 | 0.89123
68570 | 11.2 | 0.8 | 365 | 10.2036 | 0.53288 | 10 | 0.73653
68574 | 3.36 | 0.8 | 365 | 3.0611 | 0.15986 | 3 | 0.22096
68575 | 8.45 | 0.8 | 365 | 7.6983 | 0.49132 | 8 | 0.18961
68577 | 5.04 | 0.8 | 365 | 4.5916 | 0.2398 | 4 | 0.83144
68579 | 11.6 | 1 | 365 | 13.2101 | 0.58275 | 13 | 0.79283
68580 | 5.46 | 0.8 | 365 | 4.9743 | 0.0097787 | 4 | 0.98406
68581 | 13.5 | 1 | 365 | 15.3738 | 0.93682 | 16 | 0.31062
68583 | 5.88 | 0.8 | 365 | 5.3569 | 0.77976 | 6 | 0.13668
68585 | 12.426 | 0.8 | 365 | 11.3206 | 0.7805 | 12 | 0.10108
68586 | 4.94 | 0.8 | 365 | 4.5005 | 0.056466 | 4 | 0.557
68589 | 4.68 | 0.8 | 365 | 4.2637 | 0.57981 | 4 | 0.84348
68590 | 7.68 | 0.8 | 365 | 6.9968 | 0.079689 | 7 | 0.076476
68591 | 8 | 0.8 | 365 | 7.2883 | 0.66634 | 7 | 0.95466
68592 | 14 | 0.8 | 365 | 12.7546 | 0.6661 | 13 | 0.42066
68597 | 9.45 | 0.8 | 365 | 8.6093 | 0.32462 | 8 | 0.93394
68598 | 11.76 | 0.8 | 365 | 10.7138 | 0.55952 | 11 | 0.27335
68601 | 10.08 | 0.8 | 365 | 9.1833 | 0.47959 | 9 | 0.66287
68602 | 5.04 | 0.8 | 365 | 4.5916 | 0.2398 | 4 | 0.83144
68603 | 6.72 | 0.8 | 365 | 6.1222 | 0.31973 | 6 | 0.44192
68604 | 7.84 | 0.8 | 365 | 7.1426 | 0.37302 | 7 | 0.51557
68605 | 7.56 | 0.8 | 365 | 6.8875 | 0.85969 | 7 | 0.74716
68606 | 9.45 | 0.8 | 365 | 8.6093 | 0.32462 | 8 | 0.93394
68607 | 7.84 | 0.8 | 365 | 7.1426 | 0.37302 | 7 | 0.51557
68608 | 6.447 | 0.8 | 365 | 5.8735 | 0.81924 | 6 | 0.69271
68609 | 6.76 | 0.8 | 365 | 6.1586 | 0.39306 | 6 | 0.55169
68610 | 7.65 | 0.8 | 365 | 6.9695 | 0.02469 | 6 | 0.99415
68611 | 13.26 | 0.8 | 365 | 12.0804 | 0.30946 | 12 | 0.38985
68612 | 5.98 | 0.8 | 365 | 5.448 | 0.96309 | 6 | 0.41111
68613 | 10.92 | 0.8 | 365 | 9.9486 | 0.019557 | 9 | 0.96811
68614 | 7.54 | 0.8 | 365 | 6.8692 | 0.82303 | 7 | 0.69227
68616 | 13.25 | 0.8 | 365 | 12.0713 | 0.29113 | 12 | 0.36241
68617 | 2.16 | 0.8 | 365 | 1.9678 | 0.95991 | 2 | 0.92776
52343 | 3.12 | 1 | 365 | 3.5531 | 0.14984 | 3 | 0.7029
68622 | 7.125 | 0.8 | 365 | 6.4912 | 0.062211 | 6 | 0.55337
68623 | 11.13 | 0.8 | 365 | 10.1399 | 0.40455 | 10 | 0.54442
68625 | 9.52 | 0.8 | 365 | 8.6731 | 0.45295 | 9 | 0.12605
68626 | 8.4 | 0.8 | 365 | 7.6527 | 0.39966 | 8 | 0.052396
68627 | 2.24 | 0.8 | 365 | 2.0407 | 0.10658 | 2 | 0.14731
68628 | 5.67 | 0.8 | 365 | 5.1656 | 0.39477 | 5 | 0.56037
68365 | 4.64 | 0.8 | 365 | 4.2272 | 0.50648 | 4 | 0.7337
68629 | 12.075 | 1 | 365 | 13.751 | 0.67126 | 14 | 0.42227
68630 | 2.86 | 0.8 | 365 | 2.6056 | 0.24322 | 2 | 0.84879
68631 | 5.2 | 0.8 | 365 | 4.7374 | 0.53312 | 5 | 0.27053
68632 | 7 | 0.8 | 365 | 6.3773 | 0.83305 | 7 | 0.21033
68635 | 7.56 | 0.8 | 365 | 6.8875 | 0.85969 | 7 | 0.74716
68637 | 2.08 | 0.8 | 365 | 1.895 | 0.81325 | 2 | 0.70821
68638 | 9.135 | 0.8 | 365 | 8.3224 | 0.74713 | 9 | 0.06948
68642 | 8.19 | 0.8 | 365 | 7.4614 | 0.014668 | 7 | 0.47609
68641 | 5.88 | 0.8 | 365 | 5.3569 | 0.77976 | 6 | 0.13668
68643 | 10.64 | 0.8 | 365 | 9.6935 | 0.50624 | 10 | 0.1997
68644 | 5.72 | 0.8 | 365 | 5.2111 | 0.48643 | 5 | 0.69758
68646 | 3.36 | 0.8 | 365 | 3.0611 | 0.15986 | 3 | 0.22096
63316 | 75.6 | 0.9 | 365 | 77.484 | 0.92155 | 78 | 0.4055
68648 | 6.325 | 0.8 | 365 | 5.7623 | 0.59558 | 6 | 0.3579
64881 | 68.48 | 0.9 | 365 | 70.1865 | 0.23688 | 70 | 0.4234
68651 | 6.03 | 0.8 | 365 | 5.4936 | 0.054756 | 5 | 0.54833
68652 | 4.95 | 0.8 | 365 | 4.5096 | 0.074799 | 4 | 0.58445
68653 | 8.96 | 0.8 | 365 | 8.1629 | 0.4263 | 8 | 0.58922
64033 | 74.4 | 0.9 | 365 | 76.254 | 0.44661 | 76 | 0.70066
64225 | 253.44 | 0.9 | 365 | 259.7557 | 0.70844 | 260 | 0.46417
68654 | 4.93 | 0.8 | 365 | 4.4914 | 0.038134 | 4 | 0.52956
68655 | 3.71 | 0.8 | 365 | 3.38 | 0.80152 | 4 | 0.18147
68659 | 8.1 | 0.8 | 365 | 7.3794 | 0.84967 | 8 | 0.2291
68661 | 5.415 | 0.8 | 365 | 4.9333 | 0.92728 | 5 | 0.86056
68663 | 4.42 | 0.8 | 365 | 4.0268 | 0.10315 | 4 | 0.12995
68667 | 5.76 | 0.8 | 365 | 5.2476 | 0.55977 | 5 | 0.80736
68666 | 7.125 | 0.8 | 365 | 6.4912 | 0.062211 | 6 | 0.55337
66363 | 7.68 | 1 | 365 | 8.746 | 0.59961 | 9 | 0.34559
68669 | 12.255 | 0.8 | 365 | 11.1648 | 0.467 | 11 | 0.6318
66285 | 5.52 | 1 | 365 | 6.2862 | 0.64972 | 6 | 0.9359
68670 | 11.4 | 0.8 | 365 | 10.3859 | 0.89954 | 11 | 0.28539
68671 | 12.74 | 0.8 | 365 | 11.6066 | 0.35615 | 11 | 0.9628
68672 | 2.385 | 1 | 365 | 2.716 | 0.4655 | 3 | 0.18154
68673 | 11.2 | 0.8 | 365 | 10.2036 | 0.53288 | 10 | 0.73653
68674 | 5.12 | 0.8 | 365 | 4.6645 | 0.38646 | 5 | 0.050984
68676 | 9.315 | 0.8 | 365 | 8.4863 | 0.077122 | 8 | 0.56346
68678 | 19.62 | 0.8 | 365 | 17.8746 | 0.9692 | 18 | 0.84381
68679 | 2.205 | 0.8 | 365 | 2.0088 | 0.042411 | 2 | 0.051254
68681 | 4.16 | 0.8 | 365 | 3.7899 | 0.6265 | 4 | 0.41642
68680 | 15.12 | 0.8 | 365 | 13.7749 | 0.71939 | 14 | 0.49431
68682 | 5.1 | 0.8 | 365 | 4.6463 | 0.34979 | 4 | 0.9961
68683 | 8.96 | 0.8 | 365 | 8.1629 | 0.4263 | 8 | 0.58922
68684 | 9.8 | 0.8 | 365 | 8.9282 | 0.96627 | 9 | 0.89446
68686 | 4.2 | 0.8 | 365 | 3.8264 | 0.69983 | 4 | 0.5262
68687 | 7.245 | 0.8 | 365 | 6.6005 | 0.28221 | 6 | 0.88269
68689 | 10.56 | 0.8 | 365 | 9.6206 | 0.35957 | 9 | 0.98015
68688 | 7.02 | 0.8 | 365 | 6.3955 | 0.86972 | 7 | 0.26522
68690 | 5.72 | 0.8 | 365 | 5.2111 | 0.48643 | 5 | 0.69758
68691 | 6.48 | 0.8 | 365 | 5.9035 | 0.87974 | 6 | 0.78328
68694 | 7 | 0.8 | 365 | 6.3773 | 0.83305 | 7 | 0.21033
68696 | 14.04 | 0.8 | 365 | 12.791 | 0.73943 | 13 | 0.53043
68697 | 4.42 | 0.8 | 365 | 4.0268 | 0.10315 | 4 | 0.12995
68698 | 14 | 0.8 | 365 | 12.7546 | 0.6661 | 13 | 0.42066
68699 | 1.96 | 0.8 | 365 | 1.7856 | 0.59325 | 2 | 0.37889
68700 | 7.28 | 0.8 | 365 | 6.6324 | 0.34637 | 6 | 0.97874
68701 | 9.36 | 0.8 | 365 | 8.5273 | 0.15962 | 8 | 0.68696
68702 | 5.67 | 0.8 | 365 | 5.1656 | 0.39477 | 5 | 0.56037
68703 | 8.505 | 0.8 | 365 | 7.7484 | 0.59216 | 8 | 0.34055
68704 | 7.56 | 0.8 | 365 | 6.8875 | 0.85969 | 7 | 0.74716
68705 | 6.76 | 0.8 | 365 | 6.1586 | 0.39306 | 6 | 0.55169
68706 | 4.48 | 0.8 | 365 | 4.0815 | 0.21315 | 4 | 0.29461
68708 | 3.64 | 0.8 | 365 | 3.3162 | 0.67319 | 3 | 0.98937
68709 | 13.78 | 0.8 | 365 | 12.5541 | 0.26277 | 12 | 0.81691
68710 | 8.32 | 0.8 | 365 | 7.5799 | 0.253 | 7 | 0.83285
68711 | 8.82 | 0.8 | 365 | 8.0354 | 0.16964 | 8 | 0.20502
68712 | 6.5 | 0.8 | 365 | 5.9218 | 0.9164 | 6 | 0.83816
68713 | 13.44 | 0.8 | 365 | 12.2444 | 0.63946 | 12 | 0.88383
68714 | 8.82 | 0.8 | 365 | 8.0354 | 0.16964 | 8 | 0.20502
68716 | 6.615 | 0.8 | 365 | 6.0265 | 0.12723 | 6 | 0.15376
65620 | 7.95 | 0.8 | 365 | 7.2428 | 0.57468 | 7 | 0.81745
68722 | 2.43 | 0.8 | 365 | 2.2138 | 0.4549 | 2 | 0.66873
68723 | 6.75 | 0.8 | 365 | 6.1495 | 0.37473 | 6 | 0.52425
66290 | 7.95 | 1 | 365 | 9.0535 | 0.21835 | 9 | 0.27181
66352 | 5.72 | 1 | 365 | 6.5139 | 0.10804 | 6 | 0.62198
66399 | 7.54 | 1 | 365 | 8.5866 | 0.27878 | 8 | 0.86534
66430 | 9.01 | 1 | 365 | 10.2606 | 0.64746 | 10 | 0.90805
67033 | 7.56 | 0.8 | 365 | 6.8875 | 0.85969 | 7 | 0.74716
68465 | 9.3 | 0.8 | 365 | 8.4727 | 0.049623 | 8 | 0.5223
68832 | 5.36 | 0.8 | 365 | 4.8832 | 0.82645 | 5 | 0.70962
68167 | 5.4 | 0.8 | 365 | 4.9196 | 0.89978 | 5 | 0.8194
68064 | 12 | 0.8 | 365 | 10.9325 | 0.99951 | 11 | 0.93199
68198 | 6.405 | 1 | 365 | 7.294 | 0.6778 | 7 | 0.97181
68429 | 21.06 | 0.8 | 365 | 19.1865 | 0.60915 | 19 | 0.79565
68111 | 4.59 | 0.8 | 365 | 4.1817 | 0.41481 | 4 | 0.59649
68287 | 15.96 | 0.8 | 365 | 14.5402 | 0.25935 | 14 | 0.79955
68675 | 14.84 | 0.8 | 365 | 13.5198 | 0.20607 | 13 | 0.7259
68192 | 6.3 | 1 | 365 | 7.1744 | 0.43718 | 7 | 0.61162
67292 | 9.275 | 1 | 365 | 10.5624 | 0.25474 | 10 | 0.81711
68707 | 12.74 | 0.8 | 365 | 11.6066 | 0.35615 | 11 | 0.9628
45560 | 13.16 | 0.8 | 365 | 11.9893 | 0.12613 | 12 | 0.11542
66378 | 6.24 | 1 | 365 | 7.1061 | 0.29968 | 7 | 0.4058
68745 | 7.43 | 1 | 365 | 8.4613 | 0.026707 | 8 | 0.48799
39503 | 7.54 | 1 | 365 | 8.5866 | 0.27878 | 8 | 0.86534
34793 | 111.51 | 0.9 | 365 | 114.2888 | 0.98429 | 115 | 0.27312
55058 | 8.215 | 1 | 365 | 9.3552 | 0.82563 | 10 | 0.18087
67758 | 9.57 | 0.8 | 365 | 8.7187 | 0.54461 | 9 | 0.26326
68115 | 7.14 | 0.8 | 365 | 6.5048 | 0.089711 | 6 | 0.59454
68128 | 13.395 | 0.8 | 365 | 12.2034 | 0.55696 | 12 | 0.76034
68399 | 8.04 | 1 | 365 | 9.156 | 0.42459 | 9 | 0.58054
68447 | 11.76 | 0.8 | 365 | 10.7138 | 0.55952 | 11 | 0.27335
68649 | 6.84 | 1 | 365 | 7.7894 | 0.67465 | 8 | 0.46405
68770 | 7.2 | 1 | 365 | 8.1994 | 0.49964 | 8 | 0.699
68488 | 5.565 | 0.8 | 365 | 5.0699 | 0.20227 | 5 | 0.27221
59618 | 759.78 | 1 | 365 | 865.2375 | 0.124 | 865 | 0.36147
45410 | 7.98 | 0.8 | 365 | 7.2701 | 0.62968 | 7 | 0.89978
67799 | 11.7 | 1 | 365 | 13.324 | 0.81191 | 14 | 0.13587
68203 | 7.98 | 0.8 | 365 | 7.2701 | 0.62968 | 7 | 0.89978
68234 | 6.3 | 1 | 365 | 7.1744 | 0.43718 | 7 | 0.61162
68425 | 9.6 | 0.8 | 365 | 8.746 | 0.59961 | 9 | 0.34559
68496 | 7.8 | 1 | 365 | 8.8826 | 0.8746 | 9 | 0.75724
68615 | 11.96 | 0.8 | 365 | 10.896 | 0.92618 | 11 | 0.82222
68726 | 5.94 | 0.8 | 365 | 5.4116 | 0.88976 | 6 | 0.30134
68728 | 9.275 | 0.8 | 365 | 8.4499 | 0.0037907 | 8 | 0.45369
68729 | 11.13 | 0.8 | 365 | 10.1399 | 0.40455 | 10 | 0.54442
68732 | 4.32 | 0.8 | 365 | 3.9357 | 0.91982 | 4 | 0.85552
68733 | 11.07 | 0.8 | 365 | 10.0852 | 0.29455 | 10 | 0.37976
68734 | 11.66 | 0.8 | 365 | 10.6227 | 0.37619 | 10 | 0.99892
68735 | 6.095 | 0.8 | 365 | 5.5528 | 0.17392 | 5 | 0.72671
62225 | 56.1 | 0.9 | 365 | 57.498 | 0.70369 | 58 | 0.2017
68740 | 3.975 | 0.8 | 365 | 3.6214 | 0.28734 | 3 | 0.90872
68743 | 13.52 | 0.8 | 365 | 12.3173 | 0.78612 | 13 | 0.10338
68747 | 3.315 | 0.8 | 365 | 3.0201 | 0.077366 | 3 | 0.097463
68748 | 11.2 | 0.8 | 365 | 10.2036 | 0.53288 | 10 | 0.73653
68750 | 9.52 | 0.8 | 365 | 8.6731 | 0.45295 | 9 | 0.12605
53158 | 44.28 | 0.8 | 365 | 40.3409 | 0.17821 | 40 | 0.51906
68558 | 12.88 | 1 | 365 | 14.6677 | 0.51601 | 15 | 0.18376
68752 | 2.34 | 0.8 | 365 | 2.1318 | 0.28991 | 2 | 0.42174
65245 | 28.56 | 0.7 | 365 | 22.7669 | 0.81399 | 23 | 0.58088
49191 | 31.185 | 0.7 | 365 | 24.8594 | 0.024831 | 24 | 0.88427
68725 | 7.155 | 0.8 | 365 | 6.5185 | 0.11721 | 6 | 0.6357
68753 | 9.45 | 0.8 | 365 | 8.6093 | 0.32462 | 8 | 0.93394
68578 | 4.275 | 0.8 | 365 | 3.8947 | 0.83733 | 4 | 0.73202
68754 | 9.36 | 0.8 | 365 | 8.5273 | 0.15962 | 8 | 0.68696
68755 | 9.135 | 0.8 | 365 | 8.3224 | 0.74713 | 9 | 0.06948
68757 | 12.9 | 0.8 | 365 | 11.7524 | 0.64948 | 12 | 0.40189
68758 | 6.16 | 0.8 | 365 | 5.612 | 0.29308 | 5 | 0.90509
68760 | 7.56 | 0.8 | 365 | 6.8875 | 0.85969 | 7 | 0.74716
68761 | 5.32 | 0.8 | 365 | 4.8467 | 0.75312 | 5 | 0.59985
68763 | 3.975 | 0.8 | 365 | 3.6214 | 0.28734 | 3 | 0.90872
68765 | 9.6 | 0.8 | 365 | 8.746 | 0.59961 | 9 | 0.34559
68767 | 16.75 | 0.8 | 365 | 15.2599 | 0.70765 | 15 | 0.96757
68768 | 5.1 | 0.8 | 365 | 4.6463 | 0.34979 | 4 | 0.9961
68769 | 7.68 | 0.8 | 365 | 6.9968 | 0.079689 | 7 | 0.076476
68772 | 6.36 | 0.8 | 365 | 5.7942 | 0.65974 | 6 | 0.45396
68773 | 3.36 | 0.8 | 365 | 3.0611 | 0.15986 | 3 | 0.22096
64042 | 108 | 0.7 | 365 | 86.0933 | 0.24617 | 86 | 0.33945
68774 | 12.825 | 0.8 | 365 | 11.6841 | 0.51198 | 12 | 0.19607
68775 | 12.04 | 0.8 | 365 | 10.9689 | 0.072845 | 11 | 0.041767
68776 | 5.565 | 0.8 | 365 | 5.0699 | 0.20227 | 5 | 0.27221
68634 | 10.26 | 1 | 365 | 11.6841 | 0.51198 | 12 | 0.19607
68777 | 6.16 | 0.8 | 365 | 5.612 | 0.29308 | 5 | 0.90509
68779 | 9.6 | 0.8 | 365 | 8.746 | 0.59961 | 9 | 0.34559
68778 | 12.915 | 0.8 | 365 | 11.7661 | 0.67698 | 12 | 0.44306
68780 | 2.915 | 0.8 | 365 | 2.6557 | 0.34405 | 2 | 0.99973
35243 | 159.48 | 0.9 | 365 | 163.4542 | 0.92023 | 164 | 0.37447
68782 | 4.86 | 0.8 | 365 | 4.4277 | 0.9098 | 5 | 0.33746
68784 | 9.54 | 0.8 | 365 | 8.6913 | 0.48961 | 9 | 0.18093
68787 | 5.035 | 0.8 | 365 | 4.5871 | 0.23063 | 4 | 0.81772
68788 | 10.335 | 0.8 | 365 | 9.4156 | 0.94708 | 10 | 0.36268
68792 | 8.96 | 0.8 | 365 | 8.1629 | 0.4263 | 8 | 0.58922
68256 | 4.8 | 0.8 | 365 | 4.373 | 0.79981 | 5 | 0.1728
68795 | 3.08 | 0.8 | 365 | 2.806 | 0.64654 | 3 | 0.45255
68794 | 7.56 | 0.8 | 365 | 6.8875 | 0.85969 | 7 | 0.74716
68793 | 5.76 | 0.8 | 365 | 5.2476 | 0.55977 | 5 | 0.80736
68796 | 4.25 | 0.8 | 365 | 3.8719 | 0.79149 | 4 | 0.66341
68798 | 4.56 | 0.8 | 365 | 4.1543 | 0.35982 | 4 | 0.51416
68799 | 5.13 | 0.8 | 365 | 4.6736 | 0.40479 | 5 | 0.078427
68800 | 3.38 | 0.8 | 365 | 3.0793 | 0.19653 | 3 | 0.27584
68801 | 6.21 | 0.8 | 365 | 5.6576 | 0.38475 | 6 | 0.042307
68802 | 7.28 | 0.8 | 365 | 6.6324 | 0.34637 | 6 | 0.97874
68803 | 7.935 | 0.8 | 365 | 7.2291 | 0.54718 | 7 | 0.77628
68804 | 8.4 | 0.8 | 365 | 7.6527 | 0.39966 | 8 | 0.052396
68805 | 8.4 | 0.8 | 365 | 7.6527 | 0.39966 | 8 | 0.052396
68806 | 3.05 | 0.8 | 365 | 2.7787 | 0.59154 | 3 | 0.37022
68807 | 11.2 | 0.8 | 365 | 10.2036 | 0.53288 | 10 | 0.73653
68808 | 8.75 | 0.8 | 365 | 7.9716 | 0.041312 | 8 | 0.012912
68809 | 11.97 | 0.8 | 365 | 10.9051 | 0.94451 | 11 | 0.84966
65410 | 24.255 | 0.8 | 365 | 22.0973 | 0.46652 | 22 | 0.56379
68811 | 8.82 | 0.8 | 365 | 8.0354 | 0.16964 | 8 | 0.20502
66586 | 11.772 | 0.8 | 365 | 10.7248 | 0.58152 | 11 | 0.30629
68812 | 8.12 | 1 | 365 | 9.2471 | 0.60792 | 9 | 0.85498
68814 | 3.12 | 0.8 | 365 | 2.8424 | 0.71987 | 3 | 0.56232
68815 | 9.765 | 0.8 | 365 | 8.8963 | 0.9021 | 9 | 0.79841
68819 | 4.56 | 0.8 | 365 | 4.1543 | 0.35982 | 4 | 0.51416
68817 | 7.84 | 0.8 | 365 | 7.1426 | 0.37302 | 7 | 0.51557
68820 | 6.555 | 0.8 | 365 | 5.9719 | 0.017234 | 5 | 0.9891
68824 | 10.08 | 0.8 | 365 | 9.1833 | 0.47959 | 9 | 0.66287
68826 | 5.32 | 0.8 | 365 | 4.8467 | 0.75312 | 5 | 0.59985
64031 | 118.96 | 0.9 | 365 | 121.9245 | 0.34958 | 122 | 0.27406
64040 | 446.16 | 0.9 | 365 | 457.2783 | 0.18466 | 457 | 0.46296
68829 | 12.6 | 0.8 | 365 | 11.4791 | 0.099489 | 11 | 0.57859
64266 | 81.9 | 0.9 | 365 | 83.9409 | 0.91502 | 84 | 0.85596
64032 | 156.24 | 0.9 | 365 | 160.1335 | 0.23788 | 160 | 0.37138
68833 | 11.44 | 0.8 | 365 | 10.4223 | 0.97287 | 11 | 0.39517
68834 | 11.88 | 0.8 | 365 | 10.8232 | 0.77952 | 11 | 0.60267
68835 | 9.6 | 0.8 | 365 | 8.746 | 0.59961 | 9 | 0.34559
68836 | 7.41 | 0.8 | 365 | 6.7508 | 0.5847 | 7 | 0.33551
46889 | 10.08 | 0.8 | 365 | 9.1833 | 0.47959 | 9 | 0.66287
68837 | 11.2 | 0.8 | 365 | 10.2036 | 0.53288 | 10 | 0.73653
68839 | 3.6 | 0.8 | 365 | 3.2797 | 0.59985 | 3 | 0.8796
68841 | 9.45 | 0.8 | 365 | 8.6093 | 0.32462 | 8 | 0.93394
68842 | 5.94 | 0.8 | 365 | 5.4116 | 0.88976 | 6 | 0.30134
68843 | 13.23 | 0.8 | 365 | 12.0531 | 0.25446 | 12 | 0.30752
62512 | 146.28 | 0.9 | 365 | 149.9253 | 0.69583 | 150 | 0.62113
68844 | 6.08 | 1 | 365 | 6.9239 | 0.93303 | 7 | 0.85693
68845 | 9.88 | 0.8 | 365 | 9.0011 | 0.11293 | 9 | 0.11401
68846 | 10.88 | 0.8 | 365 | 9.9121 | 0.94623 | 10 | 0.85834
68848 | 7.98 | 0.8 | 365 | 7.2701 | 0.62968 | 7 | 0.89978
68851 | 4.32 | 0.8 | 365 | 3.9357 | 0.91982 | 4 | 0.85552
68852 | 12.825 | 0.8 | 365 | 11.6841 | 0.51198 | 12 | 0.19607
68853 | 4.275 | 0.8 | 365 | 3.8947 | 0.83733 | 4 | 0.73202
68855 | 7.56 | 0.8 | 365 | 6.8875 | 0.85969 | 7 | 0.74716
68857 | 4.68 | 0.8 | 365 | 4.2637 | 0.57981 | 4 | 0.84348
68859 | 2.86 | 0.8 | 365 | 2.6056 | 0.24322 | 2 | 0.84879
68860 | 5.7 | 0.8 | 365 | 5.1929 | 0.44977 | 5 | 0.6427
68861 | 5.8 | 0.8 | 365 | 5.284 | 0.6331 | 5 | 0.91713
68863 | 6.72 | 0.8 | 365 | 6.1222 | 0.31973 | 6 | 0.44192
68864 | 9.405 | 0.8 | 365 | 8.5683 | 0.24212 | 8 | 0.81045
68865 | 7.98 | 0.8 | 365 | 7.2701 | 0.62968 | 7 | 0.89978
68866 | 11.34 | 0.8 | 365 | 10.3312 | 0.78954 | 11 | 0.12073
68867 | 4.76 | 0.8 | 365 | 4.3366 | 0.72647 | 5 | 0.063024
68868 | 2.565 | 0.8 | 365 | 2.3368 | 0.7024 | 3 | 0.039214
68874 | 3.99 | 0.8 | 365 | 3.635 | 0.31484 | 3 | 0.94989
68875 | 6.555 | 0.8 | 365 | 5.9719 | 0.017234 | 5 | 0.9891
68876 | 14.58 | 0.8 | 365 | 13.283 | 0.72941 | 14 | 0.012372
68877 | 10.14 | 0.8 | 365 | 9.2379 | 0.58959 | 9 | 0.82753
68880 | 6.555 | 0.8 | 365 | 5.9719 | 0.017234 | 5 | 0.9891
68881 | 9.765 | 0.8 | 365 | 8.8963 | 0.9021 | 9 | 0.79841
68882 | 10.92 | 0.8 | 365 | 9.9486 | 0.019557 | 9 | 0.96811
68883 | 6.93 | 0.8 | 365 | 6.3135 | 0.70472 | 7 | 0.018226
68884 | 4.275 | 0.8 | 365 | 3.8947 | 0.83733 | 4 | 0.73202
68886 | 10.545 | 0.8 | 365 | 9.6069 | 0.33207 | 9 | 0.93899
68892 | 5.6 | 0.8 | 365 | 5.1018 | 0.26644 | 5 | 0.36826
68872 | 8.835 | 0.8 | 365 | 8.049 | 0.19714 | 8 | 0.24618
68889 | 4.41 | 0.8 | 365 | 4.0177 | 0.084821 | 4 | 0.10251
68878 | 5.415 | 0.8 | 365 | 4.9333 | 0.92728 | 5 | 0.86056
47961 | 11 | 0.8 | 365 | 10.0214 | 0.16622 | 10 | 0.18766
68893 | 4.68 | 0.8 | 365 | 4.2637 | 0.57981 | 4 | 0.84348
68894 | 7.875 | 0.8 | 365 | 7.1744 | 0.43718 | 7 | 0.61162
68895 | 8.96 | 0.8 | 365 | 8.1629 | 0.4263 | 8 | 0.58922
68896 | 3.12 | 0.8 | 365 | 2.8424 | 0.71987 | 3 | 0.56232
68897 | 5.2 | 0.8 | 365 | 4.7374 | 0.53312 | 5 | 0.27053
68899 | 9.88 | 0.8 | 365 | 9.0011 | 0.11293 | 9 | 0.11401
68900 | 6.76 | 0.8 | 365 | 6.1586 | 0.39306 | 6 | 0.55169
68901 | 4.48 | 0.8 | 365 | 4.0815 | 0.21315 | 4 | 0.29461
68902 | 12.455 | 0.8 | 365 | 11.347 | 0.83366 | 12 | 0.18067
68904 | 10.4 | 0.8 | 365 | 9.4748 | 0.066245 | 9 | 0.54106
68905 | 9.8 | 1 | 365 | 11.1602 | 0.45784 | 11 | 0.61808
68906 | 7.02 | 0.8 | 365 | 6.3955 | 0.86972 | 7 | 0.26522
68911 | 13.8 | 0.8 | 365 | 12.5724 | 0.29944 | 12 | 0.87179
68908 | 9.38 | 0.8 | 365 | 8.5456 | 0.19629 | 8 | 0.74184
68916 | 6.21 | 0.8 | 365 | 5.6576 | 0.38475 | 6 | 0.042307
68920 | 5.67 | 0.8 | 365 | 5.1656 | 0.39477 | 5 | 0.56037
68919 | 14.28 | 1 | 365 | 16.2621 | 0.72428 | 16 | 0.98634
68923 | 11.4 | 1 | 365 | 12.9823 | 0.12442 | 13 | 0.10674
68924 | 10.73 | 0.8 | 365 | 9.7755 | 0.67123 | 10 | 0.44669
68932 | 8.25 | 0.8 | 365 | 7.5161 | 0.12467 | 7 | 0.64075
68935 | 6.09 | 0.8 | 365 | 5.5482 | 0.16475 | 5 | 0.71299
68936 | 5.04 | 0.8 | 365 | 4.5916 | 0.2398 | 4 | 0.83144
68933 | 8.215 | 0.8 | 365 | 7.4842 | 0.0605 | 7 | 0.54469
53767 | 302.08 | 1 | 365 | 344.0087 | 0.25136 | 344 | 0.26007
68940 | 3.78 | 0.8 | 365 | 3.4437 | 0.92985 | 4 | 0.37358
68942 | 2.34 | 0.8 | 365 | 2.1318 | 0.28991 | 2 | 0.42174
68943 | 10.4 | 0.8 | 365 | 9.4748 | 0.066245 | 9 | 0.54106
64718 | 75.6 | 0.9 | 365 | 77.484 | 0.92155 | 78 | 0.4055
64038 | 150.255 | 0.9 | 365 | 153.9994 | 0.89409 | 154 | 0.89344
13235 | 1797.12 | 0.8 | 365 | 1637.2482 | 0.64716 | 1637 | 0.89536
68479 | 11 | 0.8 | 365 | 10.0214 | 0.16622 | 10 | 0.18766
68242 | 12.2 | 0.8 | 365 | 11.1147 | 0.36617 | 11 | 0.48086
67593 | 10.26 | 0.8 | 365 | 9.3473 | 0.80958 | 10 | 0.15685
67658 | 4.77 | 1 | 365 | 5.4321 | 0.93101 | 6 | 0.36308
49223 | 6.76 | 1 | 365 | 7.6983 | 0.49132 | 8 | 0.18961
67831 | 4.59 | 0.8 | 365 | 4.1817 | 0.41481 | 4 | 0.59649
67924 | 5.4 | 0.8 | 365 | 4.9196 | 0.89978 | 5 | 0.8194
68093 | 5.94 | 0.8 | 365 | 5.4116 | 0.88976 | 6 | 0.30134
68132 | 7.56 | 1 | 365 | 8.6093 | 0.32462 | 8 | 0.93394
68140 | 8.64 | 0.8 | 365 | 7.8714 | 0.83965 | 8 | 0.71104
68147 | 8.91 | 0.8 | 365 | 8.1174 | 0.33464 | 8 | 0.45201
68153 | 6.16 | 0.8 | 365 | 5.612 | 0.29308 | 5 | 0.90509
68188 | 11.4 | 0.8 | 365 | 10.3859 | 0.89954 | 11 | 0.28539
68205 | 4.05 | 0.8 | 365 | 3.6897 | 0.42484 | 4 | 0.11455
68258 | 4.32 | 0.8 | 365 | 3.9357 | 0.91982 | 4 | 0.85552
68262 | 4.32 | 0.8 | 365 | 3.9357 | 0.91982 | 4 | 0.85552
68267 | 9 | 1 | 365 | 10.2492 | 0.62454 | 10 | 0.87374
68285 | 8.4 | 1 | 365 | 9.5659 | 0.24957 | 9 | 0.81549
68301 | 6.48 | 0.8 | 365 | 5.9035 | 0.87974 | 6 | 0.78328
68307 | 4.93 | 0.8 | 365 | 4.4914 | 0.038134 | 4 | 0.52956
68314 | 4.5 | 0.8 | 365 | 4.0997 | 0.24982 | 4 | 0.3495
68337 | 5.13 | 0.8 | 365 | 4.6736 | 0.40479 | 5 | 0.078427
68338 | 4.32 | 0.8 | 365 | 3.9357 | 0.91982 | 4 | 0.85552
68345 | 8.82 | 0.8 | 365 | 8.0354 | 0.16964 | 8 | 0.20502
68366 | 3.24 | 0.8 | 365 | 2.9518 | 0.93987 | 3 | 0.89164
68423 | 5.4 | 0.8 | 365 | 4.9196 | 0.89978 | 5 | 0.8194
68426 | 4.32 | 0.8 | 365 | 3.9357 | 0.91982 | 4 | 0.85552
68435 | 16.5 | 1 | 365 | 18.7902 | 0.81166 | 19 | 0.60186
68230 | 11.34 | 1 | 365 | 12.914 | 0.98693 | 13 | 0.90092
68235 | 10.675 | 0.8 | 365 | 9.7254 | 0.5704 | 10 | 0.29575
68452 | 4.24 | 0.8 | 365 | 3.8628 | 0.77316 | 4 | 0.63597
68462 | 5.12 | 0.8 | 365 | 4.6645 | 0.38646 | 5 | 0.050984
68468 | 8.37 | 0.8 | 365 | 7.6254 | 0.34466 | 7 | 0.97007
68472 | 7.2 | 0.8 | 365 | 6.5595 | 0.19971 | 6 | 0.7592
68482 | 5.355 | 1 | 365 | 6.0983 | 0.2716 | 6 | 0.36988
68484 | 12 | 1 | 365 | 13.6656 | 0.49939 | 14 | 0.16499
68450 | 12.925 | 0.8 | 365 | 11.7752 | 0.69531 | 12 | 0.4705
68379 | 9.975 | 1 | 365 | 11.3595 | 0.85887 | 12 | 0.2184
68556 | 5.13 | 0.8 | 365 | 4.6736 | 0.40479 | 5 | 0.078427
68561 | 3.51 | 1 | 365 | 3.9972 | 0.043572 | 4 | 0.04076
68595 | 11.05 | 0.8 | 365 | 10.067 | 0.25789 | 10 | 0.32488
66248 | 446.4 | 0.9 | 365 | 457.5243 | 0.67964 | 458 | 0.20393
68658 | 4.86 | 0.8 | 365 | 4.4277 | 0.9098 | 5 | 0.33746
68660 | 2.16 | 0.8 | 365 | 1.9678 | 0.95991 | 2 | 0.92776
68664 | 6.38 | 0.8 | 365 | 5.8124 | 0.69641 | 6 | 0.50884
68693 | 8.1 | 0.8 | 365 | 7.3794 | 0.84967 | 8 | 0.2291
68620 | 5.13 | 1 | 365 | 5.842 | 0.75599 | 6 | 0.59803
68762 | 9 | 0.8 | 365 | 8.1994 | 0.49964 | 8 | 0.699
68790 | 7.83 | 0.8 | 365 | 7.1334 | 0.35468 | 7 | 0.48813
68870 | 3.71 | 1 | 365 | 4.2249 | 0.5019 | 4 | 0.72684
59613 | 948.72 | 1 | 365 | 1080.4023 | 0.10193 | 1080 | 0.50427
68945 | 6.76 | 0.8 | 365 | 6.1586 | 0.39306 | 6 | 0.55169
68947 | 5.72 | 0.8 | 365 | 5.2111 | 0.48643 | 5 | 0.69758
68948 | 4.48 | 0.8 | 365 | 4.0815 | 0.21315 | 4 | 0.29461
68950 | 4.48 | 0.8 | 365 | 4.0815 | 0.21315 | 4 | 0.29461
68951 | 1.68 | 0.8 | 365 | 1.5305 | 0.079932 | 1 | 0.61048
68952 | 14.3 | 0.8 | 365 | 13.0279 | 0.21609 | 13 | 0.24396
68949 | 6.3 | 0.8 | 365 | 5.7396 | 0.54974 | 6 | 0.2893
68953 | 11.2 | 0.8 | 365 | 10.2036 | 0.53288 | 10 | 0.73653
68958 | 10.2 | 0.8 | 365 | 9.2926 | 0.69959 | 9 | 0.99219
68959 | 5.04 | 0.8 | 365 | 4.5916 | 0.2398 | 4 | 0.83144
68962 | 7.28 | 0.8 | 365 | 6.6324 | 0.34637 | 6 | 0.97874
68963 | 13.44 | 0.8 | 365 | 12.2444 | 0.63946 | 12 | 0.88383
68966 | 4.41 | 0.8 | 365 | 4.0177 | 0.084821 | 4 | 0.10251
68967 | 6.48 | 0.8 | 365 | 5.9035 | 0.87974 | 6 | 0.78328
68968 | 12 | 0.8 | 365 | 10.9325 | 0.99951 | 11 | 0.93199
68971 | 6.48 | 0.8 | 365 | 5.9035 | 0.87974 | 6 | 0.78328
68972 | 6.6 | 0.8 | 365 | 6.0129 | 0.099732 | 6 | 0.1126
49061 | 10.2 | 0.8 | 365 | 9.2926 | 0.69959 | 9 | 0.99219
68975 | 14.04 | 0.8 | 365 | 12.791 | 0.73943 | 13 | 0.53043
68976 | 5.985 | 1 | 365 | 6.8157 | 0.71532 | 7 | 0.53104
47859 | 76.44 | 0.9 | 365 | 78.3449 | 0.65401 | 78 | 0.9989
68979 | 2.52 | 0.8 | 365 | 2.2958 | 0.6199 | 2 | 0.91572
68980 | 11.18 | 0.8 | 365 | 10.1854 | 0.49621 | 10 | 0.68164
68981 | 11.655 | 0.8 | 365 | 10.6182 | 0.36703 | 10 | 0.9852
68982 | 5.88 | 0.8 | 365 | 5.3569 | 0.77976 | 6 | 0.13668
68983 | 8.58 | 0.8 | 365 | 7.8167 | 0.72965 | 8 | 0.54638
68984 | 5.2 | 0.8 | 365 | 4.7374 | 0.53312 | 5 | 0.27053
68985 | 3.12 | 0.8 | 365 | 2.8424 | 0.71987 | 3 | 0.56232
68986 | 10.92 | 0.8 | 365 | 9.9486 | 0.019557 | 9 | 0.96811
68989 | 5.6 | 0.8 | 365 | 5.1018 | 0.26644 | 5 | 0.36826
68988 | 9.8 | 0.8 | 365 | 8.9282 | 0.96627 | 9 | 0.89446
68990 | 5.04 | 0.8 | 365 | 4.5916 | 0.2398 | 4 | 0.83144
68991 | 5.32 | 0.8 | 365 | 4.8467 | 0.75312 | 5 | 0.59985
68992 | 4.59 | 0.8 | 365 | 4.1817 | 0.41481 | 4 | 0.59649
68993 | 6 | 0.8 | 365 | 5.4662 | 0.99976 | 6 | 0.466
68994 | 6 | 0.8 | 365 | 5.4662 | 0.99976 | 6 | 0.466
68996 | 9.435 | 0.8 | 365 | 8.5957 | 0.29712 | 8 | 0.89278
69001 | 9.92 | 0.8 | 365 | 9.0375 | 0.18626 | 9 | 0.22378
69005 | 8.32 | 0.8 | 365 | 7.5799 | 0.253 | 7 | 0.83285
69011 | 10.35 | 0.8 | 365 | 9.4293 | 0.97458 | 10 | 0.40384
69013 | 9.81 | 0.8 | 365 | 8.9373 | 0.9846 | 9 | 0.9219
69016 | 8.125 | 0.8 | 365 | 7.4022 | 0.8955 | 8 | 0.2977
69017 | 5.04 | 0.8 | 365 | 4.5916 | 0.2398 | 4 | 0.83144
69014 | 14.04 | 0.8 | 365 | 12.791 | 0.73943 | 13 | 0.53043
69022 | 7.848 | 0.8 | 365 | 7.1498 | 0.38768 | 7 | 0.53752
69023 | 6.12 | 0.8 | 365 | 5.5756 | 0.21975 | 5 | 0.79532
69024 | 11.96 | 0.8 | 365 | 10.896 | 0.92618 | 11 | 0.82222
69025 | 7.245 | 0.8 | 365 | 6.6005 | 0.28221 | 6 | 0.88269
69026 | 10.66 | 0.8 | 365 | 9.7117 | 0.5429 | 10 | 0.25459
69029 | 5.44 | 0.8 | 365 | 4.9561 | 0.97311 | 5 | 0.92917
69028 | 5.8 | 1 | 365 | 6.605 | 0.29137 | 6 | 0.89641
69030 | 6.7 | 0.8 | 365 | 6.104 | 0.28306 | 6 | 0.38703
69031 | 6.7 | 0.8 | 365 | 6.104 | 0.28306 | 6 | 0.38703
69032 | 3.6 | 0.8 | 365 | 3.2797 | 0.59985 | 3 | 0.8796
69033 | 13 | 0.8 | 365 | 11.8435 | 0.83281 | 12 | 0.67633
69034 | 21.375 | 0.8 | 365 | 19.4735 | 0.18663 | 19 | 0.66011
69036 | 11.13 | 0.8 | 365 | 10.1399 | 0.40455 | 10 | 0.54442
69038 | 3.3 | 0.8 | 365 | 3.0064 | 0.049866 | 3 | 0.056298
69037 | 6.48 | 1 | 365 | 7.3794 | 0.84967 | 8 | 0.2291
68929 | 10.8 | 0.8 | 365 | 9.8392 | 0.79956 | 10 | 0.63879
69044 | 8.1 | 0.8 | 365 | 7.3794 | 0.84967 | 8 | 0.2291
69047 | 7.2 | 0.8 | 365 | 6.5595 | 0.19971 | 6 | 0.7592
69046 | 24.795 | 0.8 | 365 | 22.5892 | 0.45649 | 23 | 0.045732
69049 | 11.16 | 0.8 | 365 | 10.1672 | 0.45955 | 10 | 0.62675
69050 | 7.8 | 0.8 | 365 | 7.1061 | 0.29968 | 7 | 0.4058
67285 | 5.2 | 0.8 | 365 | 4.7374 | 0.53312 | 5 | 0.27053
69053 | 4.8 | 0.8 | 365 | 4.373 | 0.79981 | 5 | 0.1728
69056 | 7.2 | 0.8 | 365 | 6.5595 | 0.19971 | 6 | 0.7592
69057 | 12.69 | 0.8 | 365 | 11.5611 | 0.26449 | 11 | 0.82558
69058 | 6.76 | 0.8 | 365 | 6.1586 | 0.39306 | 6 | 0.55169
69060 | 5.355 | 0.8 | 365 | 4.8786 | 0.81728 | 5 | 0.6959
69059 | 18.9 | 1 | 365 | 21.5233 | 0.31154 | 21 | 0.83486
69061 | 7.68 | 0.8 | 365 | 6.9968 | 0.079689 | 7 | 0.076476
69062 | 9 | 0.8 | 365 | 8.1994 | 0.49964 | 8 | 0.699
69064 | 13.26 | 0.8 | 365 | 12.0804 | 0.30946 | 12 | 0.38985
69065 | 12.8 | 0.8 | 365 | 11.6613 | 0.46615 | 12 | 0.12746
69066 | 8.84 | 0.8 | 365 | 8.0536 | 0.20631 | 8 | 0.2599
69063 | 8.32 | 0.8 | 365 | 7.5799 | 0.253 | 7 | 0.83285
69067 | 6.3 | 0.8 | 365 | 5.7396 | 0.54974 | 6 | 0.2893
69069 | 7.28 | 0.8 | 365 | 6.6324 | 0.34637 | 6 | 0.97874
69071 | 5.2 | 0.8 | 365 | 4.7374 | 0.53312 | 5 | 0.27053
69072 | 5.6 | 0.8 | 365 | 5.1018 | 0.26644 | 5 | 0.36826
69073 | 2.86 | 0.8 | 365 | 2.6056 | 0.24322 | 2 | 0.84879
49458 | 8.82 | 0.8 | 365 | 8.0354 | 0.16964 | 8 | 0.20502
69074 | 7.28 | 0.8 | 365 | 6.6324 | 0.34637 | 6 | 0.97874
69075 | 9.24 | 0.8 | 365 | 8.418 | 0.93963 | 9 | 0.35764
69076 | 10.07 | 0.8 | 365 | 9.1742 | 0.46126 | 9 | 0.63543
69077 | 5.67 | 0.8 | 365 | 5.1656 | 0.39477 | 5 | 0.56037
69078 | 3.64 | 0.8 | 365 | 3.3162 | 0.67319 | 3 | 0.98937
69079 | 6.27 | 0.8 | 365 | 5.7122 | 0.49475 | 6 | 0.20697
69081 | 6.72 | 0.8 | 365 | 6.1222 | 0.31973 | 6 | 0.44192
69082 | 8.375 | 0.8 | 365 | 7.63 | 0.35383 | 7 | 0.98379
68910 | 12.06 | 0.8 | 365 | 10.9871 | 0.10951 | 11 | 0.096654
69083 | 10.26 | 0.8 | 365 | 9.3473 | 0.80958 | 10 | 0.15685
69085 | 10.05 | 0.8 | 365 | 9.156 | 0.42459 | 9 | 0.58054
69088 | 7.521 | 0.8 | 365 | 6.8519 | 0.7882 | 7 | 0.64013
69089 | 9.81 | 0.8 | 365 | 8.9373 | 0.9846 | 9 | 0.9219
69091 | 8.4 | 0.8 | 365 | 7.6527 | 0.39966 | 8 | 0.052396
59565 | 98.45 | 0.9 | 365 | 100.9034 | 0.048636 | 100 | 0.95201
69093 | 5.3 | 1 | 365 | 6.0356 | 0.14556 | 6 | 0.1812
69096 | 4.2 | 1 | 365 | 4.783 | 0.62479 | 5 | 0.40775
69098 | 8.1 | 1 | 365 | 9.2243 | 0.56209 | 9 | 0.78637
69099 | 6.6 | 0.8 | 365 | 6.0129 | 0.099732 | 6 | 0.1126
65275 | 39 | 0.7 | 365 | 31.0892 | 0.56112 | 31 | 0.65036
69105 | 7.245 | 0.8 | 365 | 6.6005 | 0.28221 | 6 | 0.88269
69106 | 11.025 | 0.8 | 365 | 10.0442 | 0.21205 | 10 | 0.25627
69107 | 3.42 | 0.8 | 365 | 3.1158 | 0.26986 | 3 | 0.38562
69109 | 2.16 | 0.8 | 365 | 1.9678 | 0.95991 | 2 | 0.92776
69110 | 10.36 | 0.8 | 365 | 9.4384 | 0.99291 | 10 | 0.43129
69111 | 8.06 | 1 | 365 | 9.1787 | 0.47042 | 9 | 0.64915
69113 | 2.08 | 0.8 | 365 | 1.895 | 0.81325 | 2 | 0.70821
69112 | 5.04 | 0.8 | 365 | 4.5916 | 0.2398 | 4 | 0.83144
36728 | 576 | 1 | 365 | 655.9488 | 0.97082 | 656 | 0.91962
69120 | 4.68 | 0.8 | 365 | 4.2637 | 0.57981 | 4 | 0.84348
69122 | 3.92 | 0.8 | 365 | 3.5713 | 0.18651 | 3 | 0.75778
69126 | 5.46 | 0.8 | 365 | 4.9743 | 0.0097787 | 4 | 0.98406
69128 | 6.75 | 1 | 365 | 7.6869 | 0.46841 | 8 | 0.15531
69124 | 8 | 0.8 | 365 | 7.2883 | 0.66634 | 7 | 0.95466
69129 | 11.6 | 1 | 365 | 13.2101 | 0.58275 | 13 | 0.79283
69130 | 13.545 | 0.8 | 365 | 12.34 | 0.83195 | 13 | 0.17199
69132 | 4.41 | 0.8 | 365 | 4.0177 | 0.084821 | 4 | 0.10251
66245 | 30.16 | 0.9 | 365 | 30.9116 | 0.20362 | 31 | 0.11521
67857 | 3.71 | 0.8 | 365 | 3.38 | 0.80152 | 4 | 0.18147
67664 | 12.74 | 0.8 | 365 | 11.6066 | 0.35615 | 11 | 0.9628
67692 | 5.67 | 0.8 | 365 | 5.1656 | 0.39477 | 5 | 0.56037
67608 | 8.58 | 0.8 | 365 | 7.8167 | 0.72965 | 8 | 0.54638
67892 | 4.32 | 0.8 | 365 | 3.9357 | 0.91982 | 4 | 0.85552
67060 | 3.78 | 0.8 | 365 | 3.4437 | 0.92985 | 4 | 0.37358
62219 | 3.12 | 1 | 365 | 3.5531 | 0.14984 | 3 | 0.7029
67542 | 5.67 | 0.8 | 365 | 5.1656 | 0.39477 | 5 | 0.56037
56378 | 2.6 | 1 | 365 | 2.9609 | 0.9582 | 3 | 0.91908
67237 | 5.94 | 0.8 | 365 | 5.4116 | 0.88976 | 6 | 0.30134
63289 | 17.755 | 1 | 365 | 20.2194 | 0.68764 | 20 | 0.90704
67323 | 17.755 | 0.8 | 365 | 16.1755 | 0.55011 | 16 | 0.72563
66963 | 7.54 | 0.8 | 365 | 6.8692 | 0.82303 | 7 | 0.69227
66938 | 2.65 | 0.8 | 365 | 2.4143 | 0.85823 | 3 | 0.27248
66954 | 4.505 | 0.8 | 365 | 4.1042 | 0.25898 | 4 | 0.36322
66958 | 4.24 | 0.8 | 365 | 3.8628 | 0.77316 | 4 | 0.63597
66975 | 7.42 | 0.8 | 365 | 6.7599 | 0.60303 | 7 | 0.36295
67357 | 5.4 | 0.8 | 365 | 4.9196 | 0.89978 | 5 | 0.8194
68771 | 6.27 | 0.8 | 365 | 5.7122 | 0.49475 | 6 | 0.20697
68364 | 9.81 | 0.8 | 365 | 8.9373 | 0.9846 | 9 | 0.9219
69027 | 10.92 | 0.8 | 365 | 9.9486 | 0.019557 | 9 | 0.96811
68964 | 2.88 | 0.8 | 365 | 2.6238 | 0.27988 | 2 | 0.90368
69380 | 4.64 | 0.8 | 365 | 4.2272 | 0.50648 | 4 | 0.7337
60221 | 271.675 | 1 | 365 | 309.3835 | 0.57478 | 309 | 0.95827
66649 | 8.96 | 0.8 | 365 | 8.1629 | 0.4263 | 8 | 0.58922
66902 | 12.42 | 0.8 | 365 | 11.3151 | 0.7695 | 12 | 0.084613
67787 | 10.08 | 0.8 | 365 | 9.1833 | 0.47959 | 9 | 0.66287
59685 | 307.56 | 0.9 | 365 | 315.2244 | 0.32848 | 315 | 0.55287
64991 | 71.25 | 0.9 | 365 | 73.0255 | 0.94988 | 73 | 0.97543
69133 | 8.82 | 0.8 | 365 | 8.0354 | 0.16964 | 8 | 0.20502
69134 | 7.2 | 0.8 | 365 | 6.5595 | 0.19971 | 6 | 0.7592
69135 | 7.685 | 0.8 | 365 | 7.0013 | 0.088855 | 7 | 0.090198
69121 | 2.385 | 0.8 | 365 | 2.1728 | 0.3724 | 2 | 0.54523
69140 | 2.12 | 0.8 | 365 | 1.9314 | 0.88658 | 2 | 0.81799
69141 | 9.275 | 0.8 | 365 | 8.4499 | 0.0037907 | 8 | 0.45369
69143 | 5.94 | 0.8 | 365 | 5.4116 | 0.88976 | 6 | 0.30134
69144 | 7.54 | 0.8 | 365 | 6.8692 | 0.82303 | 7 | 0.69227
69145 | 5.94 | 0.8 | 365 | 5.4116 | 0.88976 | 6 | 0.30134
69147 | 8.68 | 0.8 | 365 | 7.9078 | 0.91298 | 8 | 0.82081
69148 | 24.3 | 1 | 365 | 27.6728 | 0.68627 | 28 | 0.35911
69149 | 3.84 | 0.8 | 365 | 3.4984 | 0.039844 | 3 | 0.53824
69150 | 2.24 | 0.8 | 365 | 2.0407 | 0.10658 | 2 | 0.14731
69151 | 8.28 | 0.8 | 365 | 7.5434 | 0.17966 | 7 | 0.72308
69152 | 8.7 | 0.8 | 365 | 7.926 | 0.94965 | 8 | 0.8757
69153 | 12.3 | 0.8 | 365 | 11.2058 | 0.5495 | 11 | 0.75529
69154 | 6.93 | 0.8 | 365 | 6.3135 | 0.70472 | 7 | 0.018226
69155 | 9.72 | 0.8 | 365 | 8.8553 | 0.81961 | 9 | 0.67491
69156 | 8.19 | 0.8 | 365 | 7.4614 | 0.014668 | 7 | 0.47609
69157 | 7.245 | 0.8 | 365 | 6.6005 | 0.28221 | 6 | 0.88269
69158 | 10.98 | 0.8 | 365 | 10.0032 | 0.12955 | 10 | 0.13277
69159 | 8.19 | 0.8 | 365 | 7.4614 | 0.014668 | 7 | 0.47609
68928 | 5.695 | 0.8 | 365 | 5.1884 | 0.4406 | 5 | 0.62898
69164 | 10.88 | 0.8 | 365 | 9.9121 | 0.94623 | 10 | 0.85834
69165 | 3.6 | 0.8 | 365 | 3.2797 | 0.59985 | 3 | 0.8796
69101 | 21.6 | 0.8 | 365 | 19.6785 | 0.59912 | 20 | 0.27759
69167 | 7.56 | 1 | 365 | 8.6093 | 0.32462 | 8 | 0.93394
69168 | 10.965 | 1 | 365 | 12.4869 | 0.12757 | 12 | 0.61451
69169 | 7.37 | 0.8 | 365 | 6.7144 | 0.51137 | 7 | 0.22573
29593 | 2609.84 | 0.8 | 365 | 2377.6686 | 0.60088 | 2378 | 0.26951
69171 | 10.44 | 0.8 | 365 | 9.5113 | 0.13958 | 9 | 0.65083
69175 | 11.76 | 0.8 | 365 | 10.7138 | 0.55952 | 11 | 0.27335
69176 | 6.4 | 0.8 | 365 | 5.8307 | 0.73307 | 6 | 0.56373
69177 | 5.025 | 0.8 | 365 | 4.578 | 0.2123 | 4 | 0.79027
69178 | 4.578 | 0.8 | 365 | 4.1707 | 0.39281 | 4 | 0.56356
69170 | 6.48 | 0.8 | 365 | 5.9035 | 0.87974 | 6 | 0.78328
69179 | 8.1 | 0.8 | 365 | 7.3794 | 0.84967 | 8 | 0.2291
69180 | 13.395 | 0.8 | 365 | 12.2034 | 0.55696 | 12 | 0.76034
69181 | 11.16 | 0.8 | 365 | 10.1672 | 0.45955 | 10 | 0.62675
68969 | 11.97 | 1 | 365 | 13.6314 | 0.43064 | 14 | 0.06208
69183 | 7.8 | 0.8 | 365 | 7.1061 | 0.29968 | 7 | 0.4058
69185 | 6.89 | 0.8 | 365 | 6.2771 | 0.63139 | 6 | 0.90845
69187 | 7.04 | 0.8 | 365 | 6.4137 | 0.90638 | 7 | 0.3201
69188 | 2.52 | 0.8 | 365 | 2.2958 | 0.6199 | 2 | 0.91572
69189 | 10.08 | 0.8 | 365 | 9.1833 | 0.47959 | 9 | 0.66287
69186 | 6.24 | 0.8 | 365 | 5.6849 | 0.43975 | 6 | 0.12464
69191 | 6.36 | 0.8 | 365 | 5.7942 | 0.65974 | 6 | 0.45396
69195 | 6.72 | 0.8 | 365 | 6.1222 | 0.31973 | 6 | 0.44192
69119 | 8.91 | 0.8 | 365 | 8.1174 | 0.33464 | 8 | 0.45201
69199 | 3.77 | 0.8 | 365 | 3.4346 | 0.91151 | 4 | 0.34613
69200 | 9.86 | 0.8 | 365 | 8.9829 | 0.076267 | 9 | 0.059121
69201 | 6.36 | 0.8 | 365 | 5.7942 | 0.65974 | 6 | 0.45396
69202 | 4.505 | 0.8 | 365 | 4.1042 | 0.25898 | 4 | 0.36322
69203 | 5.12 | 0.8 | 365 | 4.6645 | 0.38646 | 5 | 0.050984
69206 | 10.05 | 0.8 | 365 | 9.156 | 0.42459 | 9 | 0.58054
69210 | 5.035 | 0.8 | 365 | 4.5871 | 0.23063 | 4 | 0.81772
69212 | 7.875 | 0.8 | 365 | 7.1744 | 0.43718 | 7 | 0.61162
69215 | 6.095 | 0.8 | 365 | 5.5528 | 0.17392 | 5 | 0.72671
69216 | 5.04 | 0.8 | 365 | 4.5916 | 0.2398 | 4 | 0.83144
69217 | 3.38 | 0.8 | 365 | 3.0793 | 0.19653 | 3 | 0.27584
69219 | 9.975 | 0.8 | 365 | 9.0876 | 0.2871 | 9 | 0.37472
65812 | 362.56 | 0.8 | 365 | 330.3067 | 0.67864 | 330 | 0.9853
26543 | 287.37 | 0.8 | 365 | 261.8056 | 0.83335 | 262 | 0.63892
69220 | 8.265 | 0.8 | 365 | 7.5297 | 0.15216 | 7 | 0.68191
69221 | 5.7 | 0.8 | 365 | 5.1929 | 0.44977 | 5 | 0.6427
36121 | 3.64 | 0.8 | 365 | 3.3162 | 0.67319 | 3 | 0.98937
69222 | 3.99 | 0.8 | 365 | 3.635 | 0.31484 | 3 | 0.94989
69223 | 3.42 | 0.8 | 365 | 3.1158 | 0.26986 | 3 | 0.38562
69224 | 5.985 | 0.8 | 365 | 5.4526 | 0.97226 | 6 | 0.42483
69225 | 2.85 | 0.8 | 365 | 2.5965 | 0.22488 | 2 | 0.82135
69226 | 6.96 | 0.8 | 365 | 6.3408 | 0.75972 | 7 | 0.10056
69227 | 10.83 | 0.8 | 365 | 9.8666 | 0.85456 | 10 | 0.72112
69228 | 7.41 | 0.8 | 365 | 6.7508 | 0.5847 | 7 | 0.33551
69229 | 5.7 | 0.8 | 365 | 5.1929 | 0.44977 | 5 | 0.6427
69231 | 9.405 | 0.8 | 365 | 8.5683 | 0.24212 | 8 | 0.81045
69232 | 6.555 | 0.8 | 365 | 5.9719 | 0.017234 | 5 | 0.9891
69233 | 4.845 | 0.8 | 365 | 4.414 | 0.8823 | 5 | 0.29629
69230 | 6.84 | 0.8 | 365 | 6.2315 | 0.53972 | 6 | 0.77124
69234 | 8.96 | 0.8 | 365 | 8.1629 | 0.4263 | 8 | 0.58922
69235 | 5.415 | 0.8 | 365 | 4.9333 | 0.92728 | 5 | 0.86056
69236 | 10.545 | 0.8 | 365 | 9.6069 | 0.33207 | 9 | 0.93899
69237 | 7.125 | 0.8 | 365 | 6.4912 | 0.062211 | 6 | 0.55337
69238 | 5.985 | 0.8 | 365 | 5.4526 | 0.97226 | 6 | 0.42483
69239 | 8.265 | 0.8 | 365 | 7.5297 | 0.15216 | 7 | 0.68191
69240 | 5.415 | 0.8 | 365 | 4.9333 | 0.92728 | 5 | 0.86056
69241 | 3.42 | 0.8 | 365 | 3.1158 | 0.26986 | 3 | 0.38562
69205 | 11.01 | 0.8 | 365 | 10.0306 | 0.18455 | 10 | 0.2151
69242 | 2.565 | 0.8 | 365 | 2.3368 | 0.7024 | 3 | 0.039214
69243 | 7.41 | 0.8 | 365 | 6.7508 | 0.5847 | 7 | 0.33551
69244 | 7.695 | 0.8 | 365 | 7.0105 | 0.10719 | 7 | 0.11764
69246 | 4.845 | 0.8 | 365 | 4.414 | 0.8823 | 5 | 0.29629
69247 | 8.835 | 0.8 | 365 | 8.049 | 0.19714 | 8 | 0.24618
69248 | 2.565 | 0.8 | 365 | 2.3368 | 0.7024 | 3 | 0.039214
69249 | 6.27 | 0.8 | 365 | 5.7122 | 0.49475 | 6 | 0.20697
69250 | 12.255 | 0.8 | 365 | 11.1648 | 0.467 | 11 | 0.6318
69208 | 5.94 | 0.8 | 365 | 5.4116 | 0.88976 | 6 | 0.30134
69211 | 2.32 | 0.8 | 365 | 2.1136 | 0.25324 | 2 | 0.36685
69254 | 6.44 | 0.8 | 365 | 5.8671 | 0.80641 | 6 | 0.6735
69258 | 6.36 | 1 | 365 | 7.2428 | 0.57468 | 7 | 0.81745
69259 | 5.04 | 0.8 | 365 | 4.5916 | 0.2398 | 4 | 0.83144
69261 | 5.67 | 0.8 | 365 | 5.1656 | 0.39477 | 5 | 0.56037
69263 | 10.24 | 0.8 | 365 | 9.329 | 0.77292 | 10 | 0.10197
69264 | 9.6 | 0.8 | 365 | 8.746 | 0.59961 | 9 | 0.34559
50718 | 7.54 | 1 | 365 | 8.5866 | 0.27878 | 8 | 0.86534
64567 | 12.22 | 1 | 365 | 13.9161 | 0.0035475 | 13 | 0.91968
69086 | 8.71 | 0.8 | 365 | 7.9352 | 0.96798 | 8 | 0.90314
65241 | 27.3 | 0.9 | 365 | 27.9803 | 0.30501 | 28 | 0.28532
65799 | 371.32 | 1 | 365 | 422.8592 | 0.92285 | 423 | 0.78207
65803 | 371.32 | 1 | 365 | 422.8592 | 0.92285 | 423 | 0.78207
65810 | 82.855 | 1 | 365 | 94.3553 | 0.87184 | 95 | 0.22712
69218 | 4.86 | 0.8 | 365 | 4.4277 | 0.9098 | 5 | 0.33746
69266 | 4.32 | 0.8 | 365 | 3.9357 | 0.91982 | 4 | 0.85552
69267 | 8.12 | 0.8 | 365 | 7.3976 | 0.88634 | 8 | 0.28398
69268 | 11.13 | 0.8 | 365 | 10.1399 | 0.40455 | 10 | 0.54442
66022 | 9.88 | 1 | 365 | 11.2513 | 0.64117 | 11 | 0.89251
69269 | 4.24 | 0.8 | 365 | 3.8628 | 0.77316 | 4 | 0.63597
69204 | 5.76 | 0.8 | 365 | 5.2476 | 0.55977 | 5 | 0.80736
69273 | 10.56 | 0.8 | 365 | 9.6206 | 0.35957 | 9 | 0.98015
69274 | 5.67 | 0.8 | 365 | 5.1656 | 0.39477 | 5 | 0.56037
64990 | 182.24 | 0.9 | 365 | 186.7814 | 0.86169 | 187 | 0.64311
69278 | 8.7 | 0.8 | 365 | 7.926 | 0.94965 | 8 | 0.8757
69277 | 6.72 | 0.8 | 365 | 6.1222 | 0.31973 | 6 | 0.44192
69280 | 7.56 | 0.8 | 365 | 6.8875 | 0.85969 | 7 | 0.74716
69282 | 12.455 | 0.8 | 365 | 11.347 | 0.83366 | 12 | 0.18067
69283 | 7.59 | 0.8 | 365 | 6.9148 | 0.91469 | 7 | 0.82949
69284 | 9.72 | 0.8 | 365 | 8.8553 | 0.81961 | 9 | 0.67491
69286 | 8.32 | 0.8 | 365 | 7.5799 | 0.253 | 7 | 0.83285
69285 | 5.886 | 0.8 | 365 | 5.3624 | 0.79076 | 6 | 0.15314
69287 | 2.9 | 0.8 | 365 | 2.642 | 0.31655 | 2 | 0.95857
69290 | 4.05 | 0.8 | 365 | 3.6897 | 0.42484 | 4 | 0.11455
69289 | 5.13 | 1 | 365 | 5.842 | 0.75599 | 6 | 0.59803
69291 | 3.84 | 0.8 | 365 | 3.4984 | 0.039844 | 3 | 0.53824
69292 | 10.8 | 0.8 | 365 | 9.8392 | 0.79956 | 10 | 0.63879
69272 | 8.45 | 0.8 | 365 | 7.6983 | 0.49132 | 8 | 0.18961
69293 | 2.97 | 0.8 | 365 | 2.7058 | 0.44488 | 3 | 0.15067
69298 | 3.15 | 0.8 | 365 | 2.8698 | 0.77487 | 3 | 0.64465
69300 | 6.16 | 0.8 | 365 | 5.612 | 0.29308 | 5 | 0.90509
67062 | 2.65 | 0.8 | 365 | 2.4143 | 0.85823 | 3 | 0.27248
62767 | 6.095 | 1 | 365 | 6.941 | 0.9674 | 7 | 0.90839
64756 | 2.915 | 1 | 365 | 3.3196 | 0.68006 | 3 | 0.99966
64751 | 4.24 | 1 | 365 | 4.8285 | 0.71645 | 5 | 0.54496
67043 | 4.32 | 0.8 | 365 | 3.9357 | 0.91982 | 4 | 0.85552
67238 | 3.51 | 0.8 | 365 | 3.1978 | 0.43486 | 3 | 0.63261
67239 | 7.56 | 0.8 | 365 | 6.8875 | 0.85969 | 7 | 0.74716
67301 | 5.035 | 0.8 | 365 | 4.5871 | 0.23063 | 4 | 0.81772
61629 | 7.905 | 1 | 365 | 9.0022 | 0.11522 | 9 | 0.11744
69302 | 5.1 | 0.8 | 365 | 4.6463 | 0.34979 | 4 | 0.9961
69303 | 10.6 | 0.8 | 365 | 9.657 | 0.4329 | 10 | 0.089928
69305 | 3.36 | 0.8 | 365 | 3.0611 | 0.15986 | 3 | 0.22096
69306 | 11.655 | 0.8 | 365 | 10.6182 | 0.36703 | 10 | 0.9852
69307 | 12 | 0.8 | 365 | 10.9325 | 0.99951 | 11 | 0.93199
69310 | 5.565 | 0.8 | 365 | 5.0699 | 0.20227 | 5 | 0.27221
69311 | 6.36 | 0.8 | 365 | 5.7942 | 0.65974 | 6 | 0.45396
69313 | 12 | 0.8 | 365 | 10.9325 | 0.99951 | 11 | 0.93199
69271 | 7 | 0.8 | 365 | 6.3773 | 0.83305 | 7 | 0.21033
66390 | 2.08 | 1 | 365 | 2.3687 | 0.76656 | 3 | 0.13527
69308 | 4.505 | 0.8 | 365 | 4.1042 | 0.25898 | 4 | 0.36322
66542 | 11.44 | 0.8 | 365 | 10.4223 | 0.97287 | 11 | 0.39517
69316 | 5.83 | 0.8 | 365 | 5.3114 | 0.6881 | 5 | 0.99946
69317 | 8.41 | 0.8 | 365 | 7.6618 | 0.41799 | 8 | 0.079839
66536 | 10.4 | 0.8 | 365 | 9.4748 | 0.066245 | 9 | 0.54106
69319 | 2.7 | 0.8 | 365 | 2.4598 | 0.94989 | 3 | 0.4097
66605 | 14.04 | 0.8 | 365 | 12.791 | 0.73943 | 13 | 0.53043
66635 | 12.22 | 0.8 | 365 | 11.1329 | 0.40284 | 11 | 0.53575
66731 | 11.44 | 0.8 | 365 | 10.4223 | 0.97287 | 11 | 0.39517
69320 | 5.67 | 0.8 | 365 | 5.1656 | 0.39477 | 5 | 0.56037
69325 | 5.232 | 0.8 | 365 | 4.7666 | 0.59179 | 5 | 0.35835
69312 | 4.16 | 0.8 | 365 | 3.7899 | 0.6265 | 4 | 0.41642
69323 | 3.12 | 0.8 | 365 | 2.8424 | 0.71987 | 3 | 0.56232
69326 | 7.95 | 0.8 | 365 | 7.2428 | 0.57468 | 7 | 0.81745
34779 | 206.15 | 0.9 | 365 | 211.2873 | 0.17497 | 211 | 0.46223
69329 | 9.54 | 0.8 | 365 | 8.6913 | 0.48961 | 9 | 0.18093
69331 | 6.24 | 0.8 | 365 | 5.6849 | 0.43975 | 6 | 0.12464
69332 | 8.16 | 0.8 | 365 | 7.4341 | 0.95967 | 8 | 0.39376
69333 | 3.36 | 0.8 | 365 | 3.0611 | 0.15986 | 3 | 0.22096
69334 | 10.36 | 0.8 | 365 | 9.4384 | 0.99291 | 10 | 0.43129
69335 | 6.44 | 0.8 | 365 | 5.8671 | 0.80641 | 6 | 0.6735
69338 | 7.28 | 0.8 | 365 | 6.6324 | 0.34637 | 6 | 0.97874
69340 | 9.1 | 0.8 | 365 | 8.2905 | 0.68296 | 8 | 0.97343
69342 | 2.32 | 0.8 | 365 | 2.1136 | 0.25324 | 2 | 0.36685
69343 | 7.54 | 0.8 | 365 | 6.8692 | 0.82303 | 7 | 0.69227
69345 | 12.985 | 0.8 | 365 | 11.8299 | 0.80531 | 12 | 0.63516
69347 | 4.35 | 0.8 | 365 | 3.963 | 0.97482 | 4 | 0.93785
69348 | 5.83 | 0.8 | 365 | 5.3114 | 0.6881 | 5 | 0.99946
69349 | 2.52 | 0.8 | 365 | 2.2958 | 0.6199 | 2 | 0.91572
69352 | 10.36 | 0.8 | 365 | 9.4384 | 0.99291 | 10 | 0.43129
69350 | 3.78 | 1 | 365 | 4.3047 | 0.66231 | 4 | 0.96697
69353 | 11.7 | 0.8 | 365 | 10.6592 | 0.44953 | 11 | 0.10869
69354 | 7 | 0.8 | 365 | 6.3773 | 0.83305 | 7 | 0.21033
69355 | 11.2 | 0.8 | 365 | 10.2036 | 0.53288 | 10 | 0.73653
67281 | 3.18 | 0.8 | 365 | 2.8971 | 0.82987 | 3 | 0.72698
67241 | 2.44 | 0.8 | 365 | 2.2229 | 0.47323 | 2 | 0.69617
67464 | 7.8 | 0.8 | 365 | 7.1061 | 0.29968 | 7 | 0.4058
69041 | 8.06 | 0.8 | 365 | 7.343 | 0.77634 | 8 | 0.11932
67545 | 7.42 | 0.8 | 365 | 6.7599 | 0.60303 | 7 | 0.36295
67607 | 14.04 | 0.8 | 365 | 12.791 | 0.73943 | 13 | 0.53043
69276 | 8.4 | 1 | 365 | 9.5659 | 0.24957 | 9 | 0.81549
69360 | 6.625 | 0.8 | 365 | 6.0356 | 0.14556 | 6 | 0.1812
69361 | 3.92 | 0.8 | 365 | 3.5713 | 0.18651 | 3 | 0.75778
69362 | 4.59 | 0.8 | 365 | 4.1817 | 0.41481 | 4 | 0.59649
69363 | 4.06 | 0.8 | 365 | 3.6988 | 0.44317 | 4 | 0.14199
69364 | 7.95 | 0.8 | 365 | 7.2428 | 0.57468 | 7 | 0.81745
69260 | 10.08 | 0.8 | 365 | 9.1833 | 0.47959 | 9 | 0.66287
69318 | 14.29 | 0.8 | 365 | 13.0188 | 0.19775 | 13 | 0.21652
69366 | 4.64 | 0.8 | 365 | 4.2272 | 0.50648 | 4 | 0.7337
69367 | 5.88 | 0.8 | 365 | 5.3569 | 0.77976 | 6 | 0.13668
69368 | 7.54 | 0.8 | 365 | 6.8692 | 0.82303 | 7 | 0.69227
69371 | 5.3 | 0.8 | 365 | 4.8285 | 0.71645 | 5 | 0.54496
69372 | 11.07 | 0.8 | 365 | 10.0852 | 0.29455 | 10 | 0.37976
69373 | 3.77 | 0.8 | 365 | 3.4346 | 0.91151 | 4 | 0.34613
69374 | 4.35 | 0.8 | 365 | 3.963 | 0.97482 | 4 | 0.93785
66179 | 4.08 | 0.8 | 365 | 3.717 | 0.47983 | 4 | 0.19688
69376 | 3.78 | 0.8 | 365 | 3.4437 | 0.92985 | 4 | 0.37358
69377 | 8.1 | 0.8 | 365 | 7.3794 | 0.84967 | 8 | 0.2291
69378 | 3.24 | 0.8 | 365 | 2.9518 | 0.93987 | 3 | 0.89164
66244 | 10.66 | 1 | 365 | 12.1396 | 0.42863 | 12 | 0.56823
69382 | 11.34 | 0.8 | 365 | 10.3312 | 0.78954 | 11 | 0.12073
65099 | 32.55 | 0.9 | 365 | 33.3611 | 0.13289 | 33 | 0.49404
65126 | 226.81 | 0.9 | 365 | 232.4621 | 0.78528 | 233 | 0.24739
2246 | 3582.72 | 0.7 | 365 | 2856.0011 | 0.15293 | 2856 | 0.15401
69116 | 7.56 | 0.8 | 365 | 6.8875 | 0.85969 | 7 | 0.74716
69381 | 6.6 | 0.8 | 365 | 6.0129 | 0.099732 | 6 | 0.1126
69384 | 14.58 | 0.8 | 365 | 13.283 | 0.72941 | 14 | 0.012372
69387 | 3.48 | 0.8 | 365 | 3.1704 | 0.37986 | 3 | 0.55028
69385 | 5.22 | 0.8 | 365 | 4.7556 | 0.56979 | 5 | 0.32542
69388 | 5.67 | 0.8 | 365 | 5.1656 | 0.39477 | 5 | 0.56037
69390 | 2.16 | 0.8 | 365 | 1.9678 | 0.95991 | 2 | 0.92776
69389 | 9.99 | 0.8 | 365 | 9.1013 | 0.3146 | 9 | 0.41588
69391 | 4.64 | 0.8 | 365 | 4.2272 | 0.50648 | 4 | 0.7337
69392 | 4.05 | 0.8 | 365 | 3.6897 | 0.42484 | 4 | 0.11455
69393 | 5.8 | 0.8 | 365 | 5.284 | 0.6331 | 5 | 0.91713
69394 | 4.35 | 0.8 | 365 | 3.963 | 0.97482 | 4 | 0.93785
69395 | 7.02 | 0.8 | 365 | 6.3955 | 0.86972 | 7 | 0.26522
66459 | 6.5 | 0.8 | 365 | 5.9218 | 0.9164 | 6 | 0.83816
69396 | 6.75 | 0.8 | 365 | 6.1495 | 0.37473 | 6 | 0.52425
69401 | 5.13 | 0.8 | 365 | 4.6736 | 0.40479 | 5 | 0.078427
69402 | 24.44 | 0.8 | 365 | 22.2658 | 0.80568 | 23 | 0.071494
69403 | 11.34 | 0.8 | 365 | 10.3312 | 0.78954 | 11 | 0.12073
69405 | 4.59 | 0.8 | 365 | 4.1817 | 0.41481 | 4 | 0.59649
69406 | 12.15 | 0.8 | 365 | 11.0691 | 0.27451 | 11 | 0.34364
69408 | 4.05 | 0.8 | 365 | 3.6897 | 0.42484 | 4 | 0.11455
69409 | 7.36 | 0.8 | 365 | 6.7053 | 0.49304 | 7 | 0.19829
69411 | 8.96 | 0.8 | 365 | 8.1629 | 0.4263 | 8 | 0.58922
13220 | 1371.5 | 1 | 365 | 1561.8642 | 0.95134 | 1562 | 0.81554
69413 | 9.86 | 0.8 | 365 | 8.9829 | 0.076267 | 9 | 0.059121
69412 | 6.5 | 0.8 | 365 | 5.9218 | 0.9164 | 6 | 0.83816
69414 | 6.84 | 0.8 | 365 | 6.2315 | 0.53972 | 6 | 0.77124
69416 | 3.05 | 0.8 | 365 | 2.7787 | 0.59154 | 3 | 0.37022
69356 | 12.32 | 0.8 | 365 | 11.224 | 0.58617 | 11 | 0.81018
69419 | 9.72 | 0.8 | 365 | 8.8553 | 0.81961 | 9 | 0.67491
69418 | 5.7 | 1 | 365 | 6.4912 | 0.062211 | 6 | 0.55337
69421 | 6.6 | 0.8 | 365 | 6.0129 | 0.099732 | 6 | 0.1126
65263 | 35.2 | 0.9 | 365 | 36.0772 | 0.59839 | 36 | 0.67558
69422 | 6 | 0.8 | 365 | 5.4662 | 0.99976 | 6 | 0.466
69424 | 4.68 | 0.8 | 365 | 4.2637 | 0.57981 | 4 | 0.84348
69423 | 10.26 | 0.8 | 365 | 9.3473 | 0.80958 | 10 | 0.15685
69425 | 3.77 | 0.8 | 365 | 3.4346 | 0.91151 | 4 | 0.34613
69426 | 6.9 | 0.8 | 365 | 6.2862 | 0.64972 | 6 | 0.9359
69427 | 4.59 | 0.8 | 365 | 4.1817 | 0.41481 | 4 | 0.59649
69428 | 4.32 | 0.8 | 365 | 3.9357 | 0.91982 | 4 | 0.85552
69399 | 14.82 | 0.8 | 365 | 13.5016 | 0.1694 | 13 | 0.67101
69430 | 4.86 | 0.8 | 365 | 4.4277 | 0.9098 | 5 | 0.33746
69432 | 3.84 | 0.8 | 365 | 3.4984 | 0.039844 | 3 | 0.53824
69433 | 5.94 | 0.8 | 365 | 5.4116 | 0.88976 | 6 | 0.30134
69434 | 4.59 | 0.8 | 365 | 4.1817 | 0.41481 | 4 | 0.59649
69435 | 7.915 | 0.8 | 365 | 7.2109 | 0.51051 | 7 | 0.72139
69437 | 6.38 | 0.8 | 365 | 5.8124 | 0.69641 | 6 | 0.50884
69438 | 10.98 | 0.8 | 365 | 10.0032 | 0.12955 | 10 | 0.13277
69440 | 3.24 | 0.8 | 365 | 2.9518 | 0.93987 | 3 | 0.89164
69442 | 5.51 | 0.8 | 365 | 5.0198 | 0.10144 | 5 | 0.12127
69443 | 3.48 | 0.8 | 365 | 3.1704 | 0.37986 | 3 | 0.55028
69445 | 11.16 | 0.8 | 365 | 10.1672 | 0.45955 | 10 | 0.62675
69448 | 3.924 | 0.8 | 365 | 3.5749 | 0.19384 | 3 | 0.76876
69449 | 7.92 | 1 | 365 | 9.0193 | 0.1496 | 9 | 0.16889
69450 | 4.86 | 0.8 | 365 | 4.4277 | 0.9098 | 5 | 0.33746
69452 | 2.32 | 0.8 | 365 | 2.1136 | 0.25324 | 2 | 0.36685
69454 | 5.8 | 0.8 | 365 | 5.284 | 0.6331 | 5 | 0.91713
69456 | 5.94 | 0.8 | 365 | 5.4116 | 0.88976 | 6 | 0.30134
69458 | 3.48 | 0.8 | 365 | 3.1704 | 0.37986 | 3 | 0.55028
69455 | 7.83 | 0.8 | 365 | 7.1334 | 0.35468 | 7 | 0.48813
69460 | 6.05 | 0.8 | 365 | 5.5118 | 0.091421 | 5 | 0.60321
69462 | 2.9 | 0.8 | 365 | 2.642 | 0.31655 | 2 | 0.95857
69464 | 4.05 | 0.8 | 365 | 3.6897 | 0.42484 | 4 | 0.11455
69463 | 7.28 | 0.8 | 365 | 6.6324 | 0.34637 | 6 | 0.97874
69465 | 4.93 | 0.8 | 365 | 4.4914 | 0.038134 | 4 | 0.52956
69467 | 5.94 | 0.8 | 365 | 5.4116 | 0.88976 | 6 | 0.30134
69468 | 5.035 | 0.8 | 365 | 4.5871 | 0.23063 | 4 | 0.81772
69469 | 7.54 | 0.8 | 365 | 6.8692 | 0.82303 | 7 | 0.69227
69470 | 2.08 | 0.8 | 365 | 1.895 | 0.81325 | 2 | 0.70821
69471 | 3.19 | 0.8 | 365 | 2.9062 | 0.8482 | 3 | 0.75442
69472 | 7.8 | 0.8 | 365 | 7.1061 | 0.29968 | 7 | 0.4058
69420 | 3.78 | 0.8 | 365 | 3.4437 | 0.92985 | 4 | 0.37358
69473 | 7.56 | 0.8 | 365 | 6.8875 | 0.85969 | 7 | 0.74716
69304 | 9.18 | 0.8 | 365 | 8.3633 | 0.82963 | 9 | 0.19298
69383 | 12.15 | 0.8 | 365 | 11.0691 | 0.27451 | 11 | 0.34364
69475 | 6.3 | 0.8 | 365 | 5.7396 | 0.54974 | 6 | 0.2893
31831 | 248.57 | 0.8 | 365 | 226.4572 | 0.70159 | 227 | 0.1588
64456 | 29.12 | 0.7 | 365 | 23.2133 | 0.7123 | 23 | 0.9256
1973 | 3580.2 | 1 | 365 | 4077.1318 | 0.4436 | 4077 | 0.57536
1978 | 2410.2 | 1 | 365 | 2744.7358 | 0.25288 | 2744 | 0.98864
1974 | 1199.25 | 1 | 365 | 1365.7059 | 0.22049 | 1365 | 0.92639
1975 | 2796.3 | 1 | 365 | 3184.4264 | 0.045821 | 3184 | 0.47226
1972 | 825.66 | 1 | 365 | 940.2616 | 0.095667 | 940 | 0.35727
1976 | 2796.3 | 1 | 365 | 3184.4264 | 0.045821 | 3184 | 0.47226
1971 | 516.78 | 1 | 365 | 588.5091 | 0.26132 | 588 | 0.77038
69481 | 11.2 | 0.8 | 365 | 10.2036 | 0.53288 | 10 | 0.73653
69482 | 6.96 | 0.8 | 365 | 6.3408 | 0.75972 | 7 | 0.10056
69453 | 8.12 | 0.8 | 365 | 7.3976 | 0.88634 | 8 | 0.28398
69483 | 10.08 | 0.8 | 365 | 9.1833 | 0.47959 | 9 | 0.66287
46564 | 14.3 | 1 | 365 | 16.2848 | 0.77011 | 17 | 0.054949
69043 | 5.7 | 0.8 | 365 | 5.1929 | 0.44977 | 5 | 0.6427
69484 | 8.12 | 0.8 | 365 | 7.3976 | 0.88634 | 8 | 0.28398
69485 | 10.8 | 0.8 | 365 | 9.8392 | 0.79956 | 10 | 0.63879
69486 | 2.8 | 0.8 | 365 | 2.5509 | 0.13322 | 2 | 0.68413
69488 | 5.04 | 0.8 | 365 | 4.5916 | 0.2398 | 4 | 0.83144
69487 | 3.99 | 0.8 | 365 | 3.635 | 0.31484 | 3 | 0.94989
69490 | 9.24 | 0.8 | 365 | 8.418 | 0.93963 | 9 | 0.35764
69489 | 11.285 | 0.8 | 365 | 10.2811 | 0.68871 | 10 | 0.9698
69491 | 6.84 | 0.8 | 365 | 6.2315 | 0.53972 | 6 | 0.77124
69492 | 8.265 | 0.8 | 365 | 7.5297 | 0.15216 | 7 | 0.68191
69494 | 9.8 | 0.8 | 365 | 8.9282 | 0.96627 | 9 | 0.89446
69493 | 7.25 | 0.8 | 365 | 6.605 | 0.29137 | 6 | 0.89641
1969 | 2791.8 | 1 | 365 | 3179.3018 | 0.73355 | 3180 | 0.035389
1967 | 1342.44 | 1 | 365 | 1528.7707 | 0.35698 | 1529 | 0.12766
69495 | 5.6 | 0.8 | 365 | 5.1018 | 0.26644 | 5 | 0.36826
69496 | 6.44 | 0.8 | 365 | 5.8671 | 0.80641 | 6 | 0.6735
69498 | 10.07 | 0.8 | 365 | 9.1742 | 0.46126 | 9 | 0.63543
69499 | 10.26 | 0.8 | 365 | 9.3473 | 0.80958 | 10 | 0.15685
69500 | 5.88 | 0.8 | 365 | 5.3569 | 0.77976 | 6 | 0.13668
69501 | 8.96 | 0.8 | 365 | 8.1629 | 0.4263 | 8 | 0.58922
69502 | 4.48 | 0.8 | 365 | 4.0815 | 0.21315 | 4 | 0.29461
69503 | 6.16 | 0.8 | 365 | 5.612 | 0.29308 | 5 | 0.90509
69504 | 11.2 | 0.8 | 365 | 10.2036 | 0.53288 | 10 | 0.73653
69505 | 9.8 | 0.8 | 365 | 8.9282 | 0.96627 | 9 | 0.89446
69506 | 3.08 | 0.8 | 365 | 2.806 | 0.64654 | 3 | 0.45255
69507 | 5.51 | 0.8 | 365 | 5.0198 | 0.10144 | 5 | 0.12127
69508 | 2.32 | 0.8 | 365 | 2.1136 | 0.25324 | 2 | 0.36685
69509 | 12.42 | 0.8 | 365 | 11.3151 | 0.7695 | 12 | 0.084613
69510 | 4.93 | 0.8 | 365 | 4.4914 | 0.038134 | 4 | 0.52956
69511 | 5.67 | 0.8 | 365 | 5.1656 | 0.39477 | 5 | 0.56037
69512 | 6.21 | 0.8 | 365 | 5.6576 | 0.38475 | 6 | 0.042307
69514 | 5.51 | 0.8 | 365 | 5.0198 | 0.10144 | 5 | 0.12127
69515 | 4.93 | 0.8 | 365 | 4.4914 | 0.038134 | 4 | 0.52956
69516 | 4.35 | 0.8 | 365 | 3.963 | 0.97482 | 4 | 0.93785
69518 | 3.77 | 0.8 | 365 | 3.4346 | 0.91151 | 4 | 0.34613
69520 | 5.94 | 0.8 | 365 | 5.4116 | 0.88976 | 6 | 0.30134
69521 | 3.24 | 0.8 | 365 | 2.9518 | 0.93987 | 3 | 0.89164
69522 | 7.25 | 0.8 | 365 | 6.605 | 0.29137 | 6 | 0.89641
69523 | 6.24 | 0.8 | 365 | 5.6849 | 0.43975 | 6 | 0.12464
36759 | 249.6 | 0.8 | 365 | 227.3956 | 0.58988 | 227 | 0.98547
69524 | 5.025 | 0.8 | 365 | 4.578 | 0.2123 | 4 | 0.79027
69526 | 4.251 | 0.8 | 365 | 3.8728 | 0.79333 | 4 | 0.66616
69527 | 6.89 | 0.8 | 365 | 6.2771 | 0.63139 | 6 | 0.90845
69528 | 2.1 | 0.8 | 365 | 1.9132 | 0.84991 | 2 | 0.7631
66358 | 7.92 | 1 | 365 | 9.0193 | 0.1496 | 9 | 0.16889
35260 | 102.69 | 0.9 | 365 | 105.249 | 0.79344 | 106 | 0.042477
67786 | 9.72 | 0.8 | 365 | 8.8553 | 0.81961 | 9 | 0.67491
67887 | 2.16 | 0.8 | 365 | 1.9678 | 0.95991 | 2 | 0.92776
64705 | 3.71 | 1 | 365 | 4.2249 | 0.5019 | 4 | 0.72684
64276 | 4.77 | 1 | 365 | 5.4321 | 0.93101 | 6 | 0.36308
67169 | 3.18 | 0.8 | 365 | 2.8971 | 0.82987 | 3 | 0.72698
67289 | 2.97 | 0.8 | 365 | 2.7058 | 0.44488 | 3 | 0.15067
67296 | 2.7 | 0.8 | 365 | 2.4598 | 0.94989 | 3 | 0.4097
67347 | 4.59 | 0.8 | 365 | 4.1817 | 0.41481 | 4 | 0.59649
67360 | 3.78 | 0.8 | 365 | 3.4437 | 0.92985 | 4 | 0.37358
67439 | 2.16 | 0.8 | 365 | 1.9678 | 0.95991 | 2 | 0.92776
67452 | 2.16 | 0.8 | 365 | 1.9678 | 0.95991 | 2 | 0.92776
67524 | 4.05 | 0.8 | 365 | 3.6897 | 0.42484 | 4 | 0.11455
67530 | 6.625 | 0.8 | 365 | 6.0356 | 0.14556 | 6 | 0.1812
67531 | 2.7 | 0.8 | 365 | 2.4598 | 0.94989 | 3 | 0.4097
67538 | 4.59 | 0.8 | 365 | 4.1817 | 0.41481 | 4 | 0.59649
67585 | 6.36 | 0.8 | 365 | 5.7942 | 0.65974 | 6 | 0.45396
64109 | 70.98 | 0.9 | 365 | 72.7488 | 0.39301 | 73 | 0.14183
43480 | 977.73 | 0.9 | 365 | 1002.095 | 0.52354 | 1002 | 0.61857
69531 | 8.04 | 0.8 | 365 | 7.3248 | 0.73967 | 8 | 0.064436
33286 | 3992.28 | 0.8 | 365 | 3637.1268 | 0.01818 | 3637 | 0.14495
69532 | 4.2 | 0.8 | 365 | 3.8264 | 0.69983 | 4 | 0.5262
69533 | 24.96 | 0.8 | 365 | 22.7396 | 0.75899 | 23 | 0.49855
69174 | 6.93 | 0.8 | 365 | 6.3135 | 0.70472 | 7 | 0.018226
69535 | 5.13 | 0.8 | 365 | 4.6736 | 0.40479 | 5 | 0.078427
69400 | 10.8 | 0.8 | 365 | 9.8392 | 0.79956 | 10 | 0.63879
69288 | 7.28 | 0.8 | 365 | 6.6324 | 0.34637 | 6 | 0.97874
69407 | 7.04 | 0.8 | 365 | 6.4137 | 0.90638 | 7 | 0.3201
69537 | 4.335 | 1 | 365 | 4.9367 | 0.93416 | 5 | 0.87085
69538 | 6.6 | 0.8 | 365 | 6.0129 | 0.099732 | 6 | 0.1126
69539 | 7.8 | 0.8 | 365 | 7.1061 | 0.29968 | 7 | 0.4058
69540 | 9.72 | 0.8 | 365 | 8.8553 | 0.81961 | 9 | 0.67491
69541 | 11.4 | 0.8 | 365 | 10.3859 | 0.89954 | 11 | 0.28539
69262 | 6.6 | 0.8 | 365 | 6.0129 | 0.099732 | 6 | 0.1126
69543 | 8.64 | 0.8 | 365 | 7.8714 | 0.83965 | 8 | 0.71104
1977 | 1842.75 | 1 | 365 | 2098.5237 | 0.87538 | 2099 | 0.39908
68563 | 5.4 | 1 | 365 | 6.1495 | 0.37473 | 6 | 0.52425
68241 | 9.315 | 1 | 365 | 10.6079 | 0.3464 | 10 | 0.95433
34329 | 347.76 | 1 | 365 | 396.0291 | 0.93238 | 396 | 0.96147
68419 | 3.92 | 1 | 365 | 4.4641 | 0.98313 | 5 | 0.44723
68633 | 15.39 | 1 | 365 | 17.5261 | 0.26797 | 17 | 0.7941
68503 | 8.48 | 1 | 365 | 9.657 | 0.4329 | 10 | 0.089928
68089 | 8.502 | 1 | 365 | 9.6821 | 0.48332 | 10 | 0.1654
69094 | 8.925 | 1 | 365 | 10.1638 | 0.45267 | 10 | 0.61646
68130 | 9.12 | 1 | 365 | 10.3859 | 0.89954 | 11 | 0.28539
68295 | 10.26 | 1 | 365 | 11.6841 | 0.51198 | 12 | 0.19607
68624 | 7.41 | 1 | 365 | 8.4385 | 0.98087 | 9 | 0.41938
50000 | 5.4 | 1 | 365 | 6.1495 | 0.37473 | 6 | 0.52425
68879 | 12.54 | 0.8 | 365 | 11.4244 | 0.98949 | 12 | 0.41393
48699 | 6.5 | 1 | 365 | 7.4022 | 0.8955 | 8 | 0.2977
69545 | 3.6 | 0.8 | 365 | 3.2797 | 0.59985 | 3 | 0.8796
44143 | 11.772 | 1 | 365 | 13.406 | 0.9769 | 14 | 0.38286
69548 | 8.4 | 1 | 365 | 9.5659 | 0.24957 | 9 | 0.81549
69549 | 4.8 | 1 | 365 | 5.4662 | 0.99976 | 6 | 0.466
63019 | 110.24 | 0.9 | 365 | 112.9872 | 0.36497 | 113 | 0.35215
69550 | 6.3 | 1 | 365 | 7.1744 | 0.43718 | 7 | 0.61162
68849 | 5.12 | 0.8 | 365 | 4.6645 | 0.38646 | 5 | 0.050984
68965 | 7.95 | 0.8 | 365 | 7.2428 | 0.57468 | 7 | 0.81745
68645 | 6.16 | 0.8 | 365 | 5.612 | 0.29308 | 5 | 0.90509
69551 | 4.8 | 1 | 365 | 5.4662 | 0.99976 | 6 | 0.466
69552 | 22.68 | 0.8 | 365 | 20.6624 | 0.57908 | 21 | 0.24147
69553 | 5.61 | 0.8 | 365 | 5.1109 | 0.28477 | 5 | 0.39571
69554 | 4.5 | 0.8 | 365 | 4.0997 | 0.24982 | 4 | 0.3495
69351 | 3.12 | 0.8 | 365 | 2.8424 | 0.71987 | 3 | 0.56232
69547 | 3.92 | 0.8 | 365 | 3.5713 | 0.18651 | 3 | 0.75778
69558 | 6.615 | 0.8 | 365 | 6.0265 | 0.12723 | 6 | 0.15376
69559 | 8.4 | 0.8 | 365 | 7.6527 | 0.39966 | 8 | 0.052396
69451 | 4.35 | 0.8 | 365 | 3.963 | 0.97482 | 4 | 0.93785
69560 | 9.88 | 0.8 | 365 | 9.0011 | 0.11293 | 9 | 0.11401
69561 | 4.68 | 0.8 | 365 | 4.2637 | 0.57981 | 4 | 0.84348
68523 | 9.45 | 1 | 365 | 10.7617 | 0.65577 | 11 | 0.41743
69562 | 11.2 | 0.8 | 365 | 10.2036 | 0.53288 | 10 | 0.73653
69564 | 9.52 | 0.8 | 365 | 8.6731 | 0.45295 | 9 | 0.12605
69563 | 1.96 | 0.8 | 365 | 1.7856 | 0.59325 | 2 | 0.37889
69565 | 8.68 | 0.8 | 365 | 7.9078 | 0.91298 | 8 | 0.82081
69566 | 6.72 | 0.8 | 365 | 6.1222 | 0.31973 | 6 | 0.44192
69567 | 3.445 | 0.8 | 365 | 3.1385 | 0.31569 | 3 | 0.45423
69570 | 3.92 | 0.8 | 365 | 3.5713 | 0.18651 | 3 | 0.75778
69569 | 1.89 | 0.8 | 365 | 1.7219 | 0.46492 | 2 | 0.18679
69571 | 8.68 | 0.8 | 365 | 7.9078 | 0.91298 | 8 | 0.82081
69572 | 12.04 | 0.8 | 365 | 10.9689 | 0.072845 | 11 | 0.041767
69573 | 4.275 | 0.8 | 365 | 3.8947 | 0.83733 | 4 | 0.73202
69574 | 3.64 | 0.8 | 365 | 3.3162 | 0.67319 | 3 | 0.98937
69576 | 7.56 | 0.8 | 365 | 6.8875 | 0.85969 | 7 | 0.74716
69577 | 3.36 | 0.8 | 365 | 3.0611 | 0.15986 | 3 | 0.22096
69579 | 7.84 | 0.8 | 365 | 7.1426 | 0.37302 | 7 | 0.51557
69575 | 2.6 | 0.8 | 365 | 2.3687 | 0.76656 | 3 | 0.13527
69580 | 6.555 | 0.8 | 365 | 5.9719 | 0.017234 | 5 | 0.9891
69530 | 9.69 | 0.8 | 365 | 8.828 | 0.76461 | 9 | 0.59258
69582 | 8.68 | 0.8 | 365 | 7.9078 | 0.91298 | 8 | 0.82081
69194 | 4.94 | 0.8 | 365 | 4.5005 | 0.056466 | 4 | 0.557
69583 | 7.84 | 0.8 | 365 | 7.1426 | 0.37302 | 7 | 0.51557
69581 | 20.54 | 0.8 | 365 | 18.7128 | 0.65583 | 19 | 0.3686
69584 | 7.84 | 0.8 | 365 | 7.1426 | 0.37302 | 7 | 0.51557
69190 | 5.67 | 0.8 | 365 | 5.1656 | 0.39477 | 5 | 0.56037
69193 | 12.285 | 0.8 | 365 | 11.1921 | 0.522 | 11 | 0.71413
69585 | 9.275 | 0.8 | 365 | 8.4499 | 0.0037907 | 8 | 0.45369
67768 | 12.8 | 0.8 | 365 | 11.6613 | 0.46615 | 12 | 0.12746
69589 | 9.6 | 0.8 | 365 | 8.746 | 0.59961 | 9 | 0.34559
69587 | 3.9 | 1 | 365 | 4.4413 | 0.9373 | 5 | 0.37862
69590 | 5.8 | 0.8 | 365 | 5.284 | 0.6331 | 5 | 0.91713
69592 | 6.9 | 0.8 | 365 | 6.2862 | 0.64972 | 6 | 0.9359
69593 | 8.32 | 0.8 | 365 | 7.5799 | 0.253 | 7 | 0.83285
69594 | 8.67 | 0.8 | 365 | 7.8987 | 0.89465 | 8 | 0.79337
69595 | 4.845 | 0.8 | 365 | 4.414 | 0.8823 | 5 | 0.29629
69596 | 6.6 | 0.8 | 365 | 6.0129 | 0.099732 | 6 | 0.1126
69358 | 7.42 | 0.8 | 365 | 6.7599 | 0.60303 | 7 | 0.36295
69597 | 2.6 | 0.8 | 365 | 2.3687 | 0.76656 | 3 | 0.13527
65075 | 30.015 | 0.7 | 365 | 23.9268 | 0.148 | 24 | 0.074755
69598 | 2.52 | 0.8 | 365 | 2.2958 | 0.6199 | 2 | 0.91572
69601 | 6.16 | 0.8 | 365 | 5.612 | 0.29308 | 5 | 0.90509
69602 | 14 | 0.8 | 365 | 12.7546 | 0.6661 | 13 | 0.42066
69603 | 2.4 | 0.8 | 365 | 2.1865 | 0.3999 | 2 | 0.5864
68113 | 3.77 | 0.8 | 365 | 3.4346 | 0.91151 | 4 | 0.34613
68142 | 5.67 | 0.8 | 365 | 5.1656 | 0.39477 | 5 | 0.56037
69605 | 13.52 | 0.8 | 365 | 12.3173 | 0.78612 | 13 | 0.10338
68155 | 3.24 | 0.8 | 365 | 2.9518 | 0.93987 | 3 | 0.89164
68353 | 4.35 | 0.8 | 365 | 3.963 | 0.97482 | 4 | 0.93785
69606 | 9.24 | 0.8 | 365 | 8.418 | 0.93963 | 9 | 0.35764
69608 | 8.16 | 0.8 | 365 | 7.4341 | 0.95967 | 8 | 0.39376
68355 | 5.94 | 0.8 | 365 | 5.4116 | 0.88976 | 6 | 0.30134
68357 | 4.06 | 0.8 | 365 | 3.6988 | 0.44317 | 4 | 0.14199
68421 | 4.35 | 0.8 | 365 | 3.963 | 0.97482 | 4 | 0.93785
68562 | 7.56 | 0.8 | 365 | 6.8875 | 0.85969 | 7 | 0.74716
69610 | 3.92 | 0.8 | 365 | 3.5713 | 0.18651 | 3 | 0.75778
69611 | 11.025 | 0.8 | 365 | 10.0442 | 0.21205 | 10 | 0.25627
68564 | 4.06 | 0.8 | 365 | 3.6988 | 0.44317 | 4 | 0.14199
69612 | 8.58 | 0.8 | 365 | 7.8167 | 0.72965 | 8 | 0.54638
69613 | 14 | 0.8 | 365 | 12.7546 | 0.6661 | 13 | 0.42066
69604 | 6.9 | 0.8 | 365 | 6.2862 | 0.64972 | 6 | 0.9359
34047 | 112 | 0.9 | 365 | 114.791 | 0.99489 | 115 | 0.78593
35098 | 201.6 | 0.9 | 365 | 206.6239 | 0.79081 | 207 | 0.41468
36939 | 628.5 | 0.8 | 365 | 572.5886 | 0.22452 | 572 | 0.81316
48851 | 9.805 | 1 | 365 | 11.1659 | 0.46929 | 11 | 0.63523
49700 | 6 | 1 | 365 | 6.8328 | 0.7497 | 7 | 0.5825
56762 | 653.49 | 0.9 | 365 | 669.775 | 0.79333 | 670 | 0.5683
60180 | 11.44 | 1 | 365 | 13.0279 | 0.21609 | 13 | 0.24396
61015 | 2064.48 | 0.9 | 365 | 2115.9268 | 0.89586 | 2116 | 0.8227
65006 | 77.72 | 0.9 | 365 | 79.6568 | 0.29396 | 79 | 0.95074
66674 | 507 | 0.9 | 365 | 519.6344 | 0.66438 | 520 | 0.29882
67247 | 5.12 | 1 | 365 | 5.8307 | 0.73307 | 6 | 0.56373
67290 | 5.83 | 0.8 | 365 | 5.3114 | 0.6881 | 5 | 0.99946
67326 | 14.82 | 1 | 365 | 16.877 | 0.96175 | 17 | 0.83877
68063 | 9.92 | 1 | 365 | 11.2969 | 0.73283 | 12 | 0.029727
68065 | 4.05 | 0.8 | 365 | 3.6897 | 0.42484 | 4 | 0.11455
68067 | 7.92 | 0.8 | 365 | 7.2154 | 0.51968 | 7 | 0.73512
68168 | 15.36 | 0.8 | 365 | 13.9936 | 0.15938 | 14 | 0.15295
68219 | 10.8 | 1 | 365 | 12.299 | 0.74945 | 13 | 0.048493
68346 | 10.71 | 0.8 | 365 | 9.7572 | 0.63457 | 10 | 0.3918
68348 | 6.84 | 1 | 365 | 7.7894 | 0.67465 | 8 | 0.46405
68409 | 16.9 | 0.8 | 365 | 15.3966 | 0.98265 | 16 | 0.37922
68440 | 7.77 | 0.8 | 365 | 7.0788 | 0.24469 | 7 | 0.32347
68618 | 2.61 | 0.8 | 365 | 2.3778 | 0.78489 | 3 | 0.16271
68656 | 5.035 | 0.8 | 365 | 4.5871 | 0.23063 | 4 | 0.81772
68668 | 7.29 | 0.8 | 365 | 6.6415 | 0.3647 | 7 | 0.0061861
68727 | 2.61 | 0.8 | 365 | 2.3778 | 0.78489 | 3 | 0.16271
68766 | 11.6 | 1 | 365 | 13.2101 | 0.58275 | 13 | 0.79283
68786 | 4.93 | 0.8 | 365 | 4.4914 | 0.038134 | 4 | 0.52956
68791 | 4.35 | 0.8 | 365 | 3.963 | 0.97482 | 4 | 0.93785
68840 | 7.25 | 0.8 | 365 | 6.605 | 0.29137 | 6 | 0.89641
68847 | 25.65 | 0.6 | 365 | 17.5261 | 0.26797 | 17 | 0.7941
68917 | 8.1 | 0.8 | 365 | 7.3794 | 0.84967 | 8 | 0.2291
68918 | 10.15 | 0.8 | 365 | 9.2471 | 0.60792 | 9 | 0.85498
68921 | 6.38 | 0.8 | 365 | 5.8124 | 0.69641 | 6 | 0.50884
68922 | 4.86 | 0.8 | 365 | 4.4277 | 0.9098 | 5 | 0.33746
68925 | 3.48 | 0.8 | 365 | 3.1704 | 0.37986 | 3 | 0.55028
68926 | 4.77 | 0.8 | 365 | 4.3457 | 0.74481 | 5 | 0.090467
69003 | 25.2 | 0.6 | 365 | 17.2187 | 0.64923 | 17 | 0.86789
69035 | 11.97 | 0.8 | 365 | 10.9051 | 0.94451 | 11 | 0.84966
69068 | 6 | 0.8 | 365 | 5.4662 | 0.99976 | 6 | 0.466
69097 | 6.6 | 1 | 365 | 7.5161 | 0.12467 | 7 | 0.64075
69108 | 4.86 | 0.8 | 365 | 4.4277 | 0.9098 | 5 | 0.33746
69163 | 24.885 | 0.8 | 365 | 22.6712 | 0.62149 | 23 | 0.29272
69213 | 3.77 | 0.8 | 365 | 3.4346 | 0.91151 | 4 | 0.34613
69365 | 5.8 | 0.8 | 365 | 5.284 | 0.6331 | 5 | 0.91713
69417 | 40.28 | 0.6 | 365 | 27.5225 | 0.38378 | 27 | 0.90629
69517 | 3.24 | 0.8 | 365 | 2.9518 | 0.93987 | 3 | 0.89164
69557 | 4.59 | 0.8 | 365 | 4.1817 | 0.41481 | 4 | 0.59649
69578 | 7.02 | 0.8 | 365 | 6.3955 | 0.86972 | 7 | 0.26522
69591 | 9.72 | 0.8 | 365 | 8.8553 | 0.81961 | 9 | 0.67491
69614 | 5.7 | 0.8 | 365 | 5.1929 | 0.44977 | 5 | 0.6427
69615 | 2.835 | 0.8 | 365 | 2.5828 | 0.19739 | 2 | 0.78018
69616 | 11.7 | 0.8 | 365 | 10.6592 | 0.44953 | 11 | 0.10869
69617 | 3.64 | 0.8 | 365 | 3.3162 | 0.67319 | 3 | 0.98937
69618 | 9.735 | 0.8 | 365 | 8.869 | 0.84711 | 9 | 0.71608
69619 | 6.72 | 0.8 | 365 | 6.1222 | 0.31973 | 6 | 0.44192
69620 | 5.67 | 0.8 | 365 | 5.1656 | 0.39477 | 5 | 0.56037
69622 | 4.76 | 0.8 | 365 | 4.3366 | 0.72647 | 5 | 0.063024
69623 | 4.56 | 0.8 | 365 | 4.1543 | 0.35982 | 4 | 0.51416
69625 | 5.985 | 0.8 | 365 | 5.4526 | 0.97226 | 6 | 0.42483
69626 | 6.44 | 0.8 | 365 | 5.8671 | 0.80641 | 6 | 0.6735
69627 | 5.7 | 0.8 | 365 | 5.1929 | 0.44977 | 5 | 0.6427
69628 | 10.8 | 0.8 | 365 | 9.8392 | 0.79956 | 10 | 0.63879
69629 | 8.82 | 0.8 | 365 | 8.0354 | 0.16964 | 8 | 0.20502
69631 | 7.8 | 0.8 | 365 | 7.1061 | 0.29968 | 7 | 0.4058
69632 | 14.04 | 0.8 | 365 | 12.791 | 0.73943 | 13 | 0.53043
69633 | 5.6 | 0.8 | 365 | 5.1018 | 0.26644 | 5 | 0.36826
69634 | 8.68 | 0.8 | 365 | 7.9078 | 0.91298 | 8 | 0.82081
69635 | 2.4 | 0.8 | 365 | 2.1865 | 0.3999 | 2 | 0.5864
69636 | 6.72 | 0.8 | 365 | 6.1222 | 0.31973 | 6 | 0.44192
69637 | 8.12 | 0.8 | 365 | 7.3976 | 0.88634 | 8 | 0.28398
69638 | 9.62 | 0.8 | 365 | 8.7642 | 0.63628 | 9 | 0.40048
69639 | 8.82 | 0.8 | 365 | 8.0354 | 0.16964 | 8 | 0.20502
69640 | 6.3 | 0.8 | 365 | 5.7396 | 0.54974 | 6 | 0.2893
69641 | 6.615 | 0.8 | 365 | 6.0265 | 0.12723 | 6 | 0.15376
69642 | 4.5 | 0.8 | 365 | 4.0997 | 0.24982 | 4 | 0.3495
69643 | 4.94 | 0.8 | 365 | 4.5005 | 0.056466 | 4 | 0.557
69644 | 7.02 | 0.8 | 365 | 6.3955 | 0.86972 | 7 | 0.26522
69645 | 12.04 | 0.8 | 365 | 10.9689 | 0.072845 | 11 | 0.041767
69646 | 7.08 | 0.8 | 365 | 6.4502 | 0.97971 | 7 | 0.42988
69647 | 9.15 | 0.8 | 365 | 8.336 | 0.77463 | 9 | 0.11065
69648 | 5.7 | 0.8 | 365 | 5.1929 | 0.44977 | 5 | 0.6427
69649 | 8.82 | 0.8 | 365 | 8.0354 | 0.16964 | 8 | 0.20502
69650 | 9.18 | 0.8 | 365 | 8.3633 | 0.82963 | 9 | 0.19298
69651 | 10.53 | 0.8 | 365 | 9.5933 | 0.30457 | 9 | 0.89782
69653 | 6.21 | 0.8 | 365 | 5.6576 | 0.38475 | 6 | 0.042307
69655 | 8.64 | 0.8 | 365 | 7.8714 | 0.83965 | 8 | 0.71104
69656 | 9.92 | 1 | 365 | 11.2969 | 0.73283 | 12 | 0.029727
69657 | 7.56 | 0.8 | 365 | 6.8875 | 0.85969 | 7 | 0.74716
69659 | 11.02 | 0.8 | 365 | 10.0397 | 0.20289 | 10 | 0.24255
69660 | 5.559 | 1 | 365 | 6.3306 | 0.73909 | 7 | 0.069683
69661 | 6.16 | 0.8 | 365 | 5.612 | 0.29308 | 5 | 0.90509
69663 | 13.16 | 0.8 | 365 | 11.9893 | 0.12613 | 12 | 0.11542
69665 | 17.28 | 1 | 365 | 19.6785 | 0.59912 | 20 | 0.27759
69666 | 7.8 | 0.8 | 365 | 7.1061 | 0.29968 | 7 | 0.4058
69667 | 2.4 | 0.8 | 365 | 2.1865 | 0.3999 | 2 | 0.5864
69668 | 4.06 | 0.8 | 365 | 3.6988 | 0.44317 | 4 | 0.14199
69669 | 4.59 | 0.8 | 365 | 4.1817 | 0.41481 | 4 | 0.59649
69671 | 7.56 | 0.8 | 365 | 6.8875 | 0.85969 | 7 | 0.74716
69672 | 6.67 | 0.8 | 365 | 6.0766 | 0.22806 | 6 | 0.3047
69673 | 2.97 | 0.8 | 365 | 2.7058 | 0.44488 | 3 | 0.15067
69674 | 13.2 | 0.8 | 365 | 12.0257 | 0.19946 | 12 | 0.22519
69676 | 6.6 | 0.8 | 365 | 6.0129 | 0.099732 | 6 | 0.1126
69677 | 8.37 | 0.8 | 365 | 7.6254 | 0.34466 | 7 | 0.97007
66002 | 2.12 | 1 | 365 | 2.4143 | 0.85823 | 3 | 0.27248
69678 | 3.18 | 0.8 | 365 | 2.8971 | 0.82987 | 3 | 0.72698
69679 | 3.36 | 0.8 | 365 | 3.0611 | 0.15986 | 3 | 0.22096
69680 | 2.12 | 0.8 | 365 | 1.9314 | 0.88658 | 2 | 0.81799
69681 | 4.59 | 0.8 | 365 | 4.1817 | 0.41481 | 4 | 0.59649
69682 | 4.06 | 0.8 | 365 | 3.6988 | 0.44317 | 4 | 0.14199
69683 | 5.51 | 0.8 | 365 | 5.0198 | 0.10144 | 5 | 0.12127
69684 | 5.8 | 0.8 | 365 | 5.284 | 0.6331 | 5 | 0.91713
69686 | 7.37 | 0.8 | 365 | 6.7144 | 0.51137 | 7 | 0.22573
69687 | 7.29 | 0.8 | 365 | 6.6415 | 0.3647 | 7 | 0.0061861
69688 | 7.83 | 0.8 | 365 | 7.1334 | 0.35468 | 7 | 0.48813
69689 | 6.67 | 0.8 | 365 | 6.0766 | 0.22806 | 6 | 0.3047
69690 | 2.24 | 0.8 | 365 | 2.0407 | 0.10658 | 2 | 0.14731
69691 | 10.24 | 0.8 | 365 | 9.329 | 0.77292 | 10 | 0.10197
69692 | 8.505 | 0.8 | 365 | 7.7484 | 0.59216 | 8 | 0.34055
69693 | 3.36 | 0.8 | 365 | 3.0611 | 0.15986 | 3 | 0.22096
69694 | 5.12 | 0.8 | 365 | 4.6645 | 0.38646 | 5 | 0.050984
69695 | 3.51 | 0.8 | 365 | 3.1978 | 0.43486 | 3 | 0.63261
69696 | 5.88 | 0.8 | 365 | 5.3569 | 0.77976 | 6 | 0.13668
69697 | 8.625 | 0.8 | 365 | 7.8577 | 0.81215 | 8 | 0.66987
69698 | 13.5 | 0.8 | 365 | 12.299 | 0.74945 | 13 | 0.048493
69699 | 9.72 | 0.8 | 365 | 8.8553 | 0.81961 | 9 | 0.67491
69700 | 6.76 | 0.8 | 365 | 6.1586 | 0.39306 | 6 | 0.55169
69701 | 6.36 | 0.8 | 365 | 5.7942 | 0.65974 | 6 | 0.45396
69702 | 2.34 | 0.8 | 365 | 2.1318 | 0.28991 | 2 | 0.42174
69704 | 8.68 | 1 | 365 | 9.8848 | 0.89123 | 10 | 0.77601
69705 | 4.8 | 0.8 | 365 | 4.373 | 0.79981 | 5 | 0.1728
69706 | 7.848 | 0.8 | 365 | 7.1498 | 0.38768 | 7 | 0.53752
69707 | 9.54 | 1 | 365 | 10.8642 | 0.86202 | 11 | 0.72617
69708 | 9.6 | 0.8 | 365 | 8.746 | 0.59961 | 9 | 0.34559
69710 | 11.285 | 0.8 | 365 | 10.2811 | 0.68871 | 10 | 0.9698
69711 | 5.4 | 0.8 | 365 | 4.9196 | 0.89978 | 5 | 0.8194
65171 | 8.215 | 1 | 365 | 9.3552 | 0.82563 | 10 | 0.18087
69712 | 4.8 | 0.8 | 365 | 4.373 | 0.79981 | 5 | 0.1728
69713 | 10.56 | 0.8 | 365 | 9.6206 | 0.35957 | 9 | 0.98015
69714 | 6.4 | 0.8 | 365 | 5.8307 | 0.73307 | 6 | 0.56373
69715 | 16.08 | 1 | 365 | 18.3119 | 0.84919 | 19 | 0.16109
69716 | 6.3 | 0.8 | 365 | 5.7396 | 0.54974 | 6 | 0.2893
69717 | 6.4 | 0.8 | 365 | 5.8307 | 0.73307 | 6 | 0.56373
69719 | 6.03 | 0.8 | 365 | 5.4936 | 0.054756 | 5 | 0.54833
69720 | 4.8 | 0.8 | 365 | 4.373 | 0.79981 | 5 | 0.1728
69721 | 8.4 | 0.8 | 365 | 7.6527 | 0.39966 | 8 | 0.052396
69722 | 6.21 | 0.8 | 365 | 5.6576 | 0.38475 | 6 | 0.042307
69724 | 4.86 | 0.8 | 365 | 4.4277 | 0.9098 | 5 | 0.33746
69725 | 4.06 | 0.8 | 365 | 3.6988 | 0.44317 | 4 | 0.14199
69727 | 3 | 0.8 | 365 | 2.7331 | 0.49988 | 3 | 0.233
69729 | 10.005 | 0.8 | 365 | 9.115 | 0.34209 | 9 | 0.45705
69730 | 5.8 | 1 | 365 | 6.605 | 0.29137 | 6 | 0.89641
69732 | 11.96 | 0.8 | 365 | 10.896 | 0.92618 | 11 | 0.82222
69733 | 4.725 | 0.8 | 365 | 4.3047 | 0.66231 | 4 | 0.96697
69734 | 14.535 | 0.8 | 365 | 13.242 | 0.64691 | 13 | 0.88888
69735 | 5.04 | 0.8 | 365 | 4.5916 | 0.2398 | 4 | 0.83144
69736 | 36.6 | 0.9 | 365 | 37.5121 | 0.48583 | 37 | 0.9979
69737 | 7.28 | 0.8 | 365 | 6.6324 | 0.34637 | 6 | 0.97874
69738 | 8.265 | 0.8 | 365 | 7.5297 | 0.15216 | 7 | 0.68191
69739 | 4.42 | 0.8 | 365 | 4.0268 | 0.10315 | 4 | 0.12995
69740 | 3.6 | 0.8 | 365 | 3.2797 | 0.59985 | 3 | 0.8796
69741 | 12.16 | 0.8 | 365 | 11.0782 | 0.29284 | 11 | 0.37109
69742 | 7.02 | 0.8 | 365 | 6.3955 | 0.86972 | 7 | 0.26522
69743 | 7.83 | 0.8 | 365 | 7.1334 | 0.35468 | 7 | 0.48813
69745 | 6.67 | 0.8 | 365 | 6.0766 | 0.22806 | 6 | 0.3047
69746 | 8.32 | 0.8 | 365 | 7.5799 | 0.253 | 7 | 0.83285
69747 | 2.8 | 0.8 | 365 | 2.5509 | 0.13322 | 2 | 0.68413
69748 | 3.77 | 0.8 | 365 | 3.4346 | 0.91151 | 4 | 0.34613
69749 | 2.16 | 0.8 | 365 | 1.9678 | 0.95991 | 2 | 0.92776
69750 | 3.77 | 0.8 | 365 | 3.4346 | 0.91151 | 4 | 0.34613
69751 | 5.13 | 0.8 | 365 | 4.6736 | 0.40479 | 5 | 0.078427
69752 | 3.77 | 0.8 | 365 | 3.4346 | 0.91151 | 4 | 0.34613
69754 | 5.51 | 0.8 | 365 | 5.0198 | 0.10144 | 5 | 0.12127
69755 | 5.88 | 0.8 | 365 | 5.3569 | 0.77976 | 6 | 0.13668
69756 | 7.685 | 0.8 | 365 | 7.0013 | 0.088855 | 7 | 0.090198
69757 | 5.4 | 0.8 | 365 | 4.9196 | 0.89978 | 5 | 0.8194
69758 | 4.32 | 0.8 | 365 | 3.9357 | 0.91982 | 4 | 0.85552
69759 | 5.13 | 0.8 | 365 | 4.6736 | 0.40479 | 5 | 0.078427
69760 | 3.24 | 0.8 | 365 | 2.9518 | 0.93987 | 3 | 0.89164
69762 | 7.29 | 0.8 | 365 | 6.6415 | 0.3647 | 7 | 0.0061861
69763 | 2.16 | 0.8 | 365 | 1.9678 | 0.95991 | 2 | 0.92776
69766 | 3.78 | 0.8 | 365 | 3.4437 | 0.92985 | 4 | 0.37358
69767 | 1.96 | 0.8 | 365 | 1.7856 | 0.59325 | 2 | 0.37889
69770 | 14.04 | 0.8 | 365 | 12.791 | 0.73943 | 13 | 0.53043
69771 | 10.53 | 0.8 | 365 | 9.5933 | 0.30457 | 9 | 0.89782
69772 | 6.615 | 0.8 | 365 | 6.0265 | 0.12723 | 6 | 0.15376
69774 | 4.32 | 0.8 | 365 | 3.9357 | 0.91982 | 4 | 0.85552
69775 | 5.8 | 0.8 | 365 | 5.284 | 0.6331 | 5 | 0.91713
69776 | 6.76 | 0.8 | 365 | 6.1586 | 0.39306 | 6 | 0.55169
69778 | 7.28 | 0.8 | 365 | 6.6324 | 0.34637 | 6 | 0.97874
69779 | 5.72 | 0.8 | 365 | 5.2111 | 0.48643 | 5 | 0.69758
69780 | 3.6 | 0.8 | 365 | 3.2797 | 0.59985 | 3 | 0.8796
69781 | 7.8 | 0.8 | 365 | 7.1061 | 0.29968 | 7 | 0.4058
69782 | 6.3 | 0.8 | 365 | 5.7396 | 0.54974 | 6 | 0.2893
69784 | 7.02 | 0.8 | 365 | 6.3955 | 0.86972 | 7 | 0.26522
69785 | 9.28 | 0.8 | 365 | 8.4545 | 0.012957 | 8 | 0.46741
69786 | 8.1 | 0.8 | 365 | 7.3794 | 0.84967 | 8 | 0.2291
69787 | 6.213 | 0.8 | 365 | 5.6603 | 0.39025 | 6 | 0.05054
69788 | 16.96 | 0.8 | 365 | 15.4512 | 0.092646 | 15 | 0.54388
69790 | 5.67 | 1 | 365 | 6.457 | 0.99346 | 7 | 0.45046
69792 | 8.28 | 0.8 | 365 | 7.5434 | 0.17966 | 7 | 0.72308
69794 | 6.09 | 0.8 | 365 | 5.5482 | 0.16475 | 5 | 0.71299
69795 | 7.25 | 0.8 | 365 | 6.605 | 0.29137 | 6 | 0.89641
69796 | 7.25 | 0.8 | 365 | 6.605 | 0.29137 | 6 | 0.89641
69798 | 8.4 | 1 | 365 | 9.5659 | 0.24957 | 9 | 0.81549
69799 | 5.4 | 1 | 365 | 6.1495 | 0.37473 | 6 | 0.52425
69801 | 12.76 | 0.8 | 365 | 11.6249 | 0.39282 | 12 | 0.017687
69802 | 5.886 | 0.8 | 365 | 5.3624 | 0.79076 | 6 | 0.15314
69803 | 12.15 | 0.8 | 365 | 11.0691 | 0.27451 | 11 | 0.34364
69804 | 6.21 | 0.8 | 365 | 5.6576 | 0.38475 | 6 | 0.042307
69805 | 9.45 | 0.8 | 365 | 8.6093 | 0.32462 | 8 | 0.93394
69807 | 8.04 | 0.8 | 365 | 7.3248 | 0.73967 | 8 | 0.064436
69810 | 6.27 | 0.8 | 365 | 5.7122 | 0.49475 | 6 | 0.20697
69811 | 12.96 | 0.8 | 365 | 11.8071 | 0.75947 | 12 | 0.56655
69813 | 11.02 | 0.8 | 365 | 10.0397 | 0.20289 | 10 | 0.24255
69814 | 4.59 | 0.8 | 365 | 4.1817 | 0.41481 | 4 | 0.59649
69815 | 11.2 | 0.8 | 365 | 10.2036 | 0.53288 | 10 | 0.73653
69816 | 6.08 | 0.8 | 365 | 5.5391 | 0.14642 | 5 | 0.68554
69817 | 9.3 | 0.8 | 365 | 8.4727 | 0.049623 | 8 | 0.5223
69818 | 3.18 | 0.8 | 365 | 2.8971 | 0.82987 | 3 | 0.72698
69820 | 9.135 | 0.8 | 365 | 8.3224 | 0.74713 | 9 | 0.06948
69821 | 6.36 | 0.8 | 365 | 5.7942 | 0.65974 | 6 | 0.45396
69823 | 12 | 0.8 | 365 | 10.9325 | 0.99951 | 11 | 0.93199
69825 | 11.4 | 0.8 | 365 | 10.3859 | 0.89954 | 11 | 0.28539
69826 | 9.975 | 0.8 | 365 | 9.0876 | 0.2871 | 9 | 0.37472
69828 | 4.06 | 0.8 | 365 | 3.6988 | 0.44317 | 4 | 0.14199
69829 | 5.886 | 0.8 | 365 | 5.3624 | 0.79076 | 6 | 0.15314
69831 | 3.84 | 0.8 | 365 | 3.4984 | 0.039844 | 3 | 0.53824
69832 | 4.27 | 0.8 | 365 | 3.8901 | 0.82816 | 4 | 0.7183
69833 | 5.44 | 0.8 | 365 | 4.9561 | 0.97311 | 5 | 0.92917
69835 | 3.12 | 0.8 | 365 | 2.8424 | 0.71987 | 3 | 0.56232
65861 | 6.84 | 1 | 365 | 7.7894 | 0.67465 | 8 | 0.46405
50556 | 7.8 | 1 | 365 | 8.8826 | 0.8746 | 9 | 0.75724
65407 | 10.15 | 1 | 365 | 11.5588 | 0.2599 | 11 | 0.81872
68717 | 9.045 | 0.8 | 365 | 8.2404 | 0.58213 | 8 | 0.82249
69114 | 6.48 | 0.8 | 365 | 5.9035 | 0.87974 | 6 | 0.78328
34321 | 657 | 1 | 365 | 748.1916 | 0.59171 | 748 | 0.78331
67244 | 7.8 | 1 | 365 | 8.8826 | 0.8746 | 9 | 0.75724
64867 | 28.81 | 0.9 | 365 | 29.5279 | 0.41931 | 29 | 0.94726
69837 | 6.72 | 0.8 | 365 | 6.1222 | 0.31973 | 6 | 0.44192
69839 | 2.72 | 0.8 | 365 | 2.478 | 0.98656 | 3 | 0.46459
69840 | 7.015 | 0.8 | 365 | 6.3909 | 0.86055 | 7 | 0.25149
69841 | 3.92 | 0.8 | 365 | 3.5713 | 0.18651 | 3 | 0.75778
69843 | 8.32 | 0.8 | 365 | 7.5799 | 0.253 | 7 | 0.83285
69845 | 24.96 | 1 | 365 | 28.4244 | 0.19874 | 28 | 0.62318
69359 | 5.36 | 0.8 | 365 | 4.8832 | 0.82645 | 5 | 0.70962
69090 | 6.21 | 0.8 | 365 | 5.6576 | 0.38475 | 6 | 0.042307
69847 | 2.97 | 0.8 | 365 | 2.7058 | 0.44488 | 3 | 0.15067
69846 | 11.2 | 0.8 | 365 | 10.2036 | 0.53288 | 10 | 0.73653
69848 | 3.92 | 0.8 | 365 | 3.5713 | 0.18651 | 3 | 0.75778
69850 | 9.01 | 0.8 | 365 | 8.2085 | 0.51797 | 8 | 0.72644
69851 | 10.92 | 0.8 | 365 | 9.9486 | 0.019557 | 9 | 0.96811
69100 | 9.45 | 0.8 | 365 | 8.6093 | 0.32462 | 8 | 0.93394
69529 | 10.137 | 1 | 365 | 11.544 | 0.23011 | 11 | 0.77413
31461 | 2794.995 | 1 | 365 | 3182.9403 | 0.055262 | 3182 | 0.99557
69852 | 9.28 | 0.8 | 365 | 8.4545 | 0.012957 | 8 | 0.46741
69853 | 10.8 | 0.8 | 365 | 9.8392 | 0.79956 | 10 | 0.63879
69854 | 7.8 | 0.8 | 365 | 7.1061 | 0.29968 | 7 | 0.4058
64889 | 56 | 0.9 | 365 | 57.3955 | 0.49745 | 57 | 0.89297
68178 | 2.97 | 0.8 | 365 | 2.7058 | 0.44488 | 3 | 0.15067
69858 | 5.3 | 0.8 | 365 | 4.8285 | 0.71645 | 5 | 0.54496
69859 | 6.27 | 0.8 | 365 | 5.7122 | 0.49475 | 6 | 0.20697
35961 | 61.11 | 0.9 | 365 | 62.6329 | 0.036588 | 62 | 0.66945
69256 | 11.02 | 0.8 | 365 | 10.0397 | 0.20289 | 10 | 0.24255
68298 | 4.05 | 0.8 | 365 | 3.6897 | 0.42484 | 4 | 0.11455
69309 | 8.7 | 0.8 | 365 | 7.926 | 0.94965 | 8 | 0.8757
33973 | 649.35 | 0.8 | 365 | 591.5838 | 0.44868 | 592 | 0.032504
65258 | 31.28 | 0.7 | 365 | 24.9352 | 0.17722 | 25 | 0.11239
64767 | 122.76 | 1 | 365 | 139.7991 | 0.31878 | 140 | 0.11787
68304 | 2.7 | 0.8 | 365 | 2.4598 | 0.94989 | 3 | 0.4097
68785 | 2.97 | 0.8 | 365 | 2.7058 | 0.44488 | 3 | 0.15067
65791 | 371.32 | 1 | 365 | 422.8592 | 0.92285 | 423 | 0.78207
26541 | 1856.6 | 1 | 365 | 2114.2961 | 0.61427 | 2114 | 0.91035
68730 | 3.24 | 0.8 | 365 | 2.9518 | 0.93987 | 3 | 0.89164
69861 | 5.98 | 0.8 | 365 | 5.448 | 0.96309 | 6 | 0.41111
69139 | 8.12 | 0.8 | 365 | 7.3976 | 0.88634 | 8 | 0.28398
69142 | 6.75 | 0.8 | 365 | 6.1495 | 0.37473 | 6 | 0.52425
69198 | 6.09 | 0.8 | 365 | 5.5482 | 0.16475 | 5 | 0.71299
35151 | 78.12 | 0.9 | 365 | 80.0668 | 0.11894 | 80 | 0.18569
69245 | 8.91 | 0.8 | 365 | 8.1174 | 0.33464 | 8 | 0.45201
69863 | 11.2 | 0.8 | 365 | 10.2036 | 0.53288 | 10 | 0.73653
69265 | 2.9 | 0.8 | 365 | 2.642 | 0.31655 | 2 | 0.95857
69874 | 8.48 | 0.8 | 365 | 7.7256 | 0.54632 | 8 | 0.27194
69294 | 4.32 | 0.8 | 365 | 3.9357 | 0.91982 | 4 | 0.85552
69849 | 2.56 | 0.8 | 365 | 2.3323 | 0.69323 | 3 | 0.025492
65305 | 31.392 | 0.7 | 365 | 25.0244 | 0.35689 | 25 | 0.38133
69864 | 8.835 | 0.8 | 365 | 8.049 | 0.19714 | 8 | 0.24618
69865 | 10.15 | 0.8 | 365 | 9.2471 | 0.60792 | 9 | 0.85498
69866 | 8.28 | 0.8 | 365 | 7.5434 | 0.17966 | 7 | 0.72308
69867 | 11.055 | 0.8 | 365 | 10.0715 | 0.26705 | 10 | 0.3386
69869 | 4.64 | 0.8 | 365 | 4.2272 | 0.50648 | 4 | 0.7337
69868 | 596.31 | 0.9 | 365 | 611.17 | 0.86218 | 612 | 0.032228
69870 | 34.125 | 0.9 | 365 | 34.9754 | 0.38126 | 35 | 0.35665
69872 | 6.71 | 0.8 | 365 | 6.1131 | 0.30139 | 6 | 0.41447
69873 | 9.45 | 0.8 | 365 | 8.6093 | 0.32462 | 8 | 0.93394
69875 | 6.44 | 0.8 | 365 | 5.8671 | 0.80641 | 6 | 0.6735
69876 | 11.34 | 0.8 | 365 | 10.3312 | 0.78954 | 11 | 0.12073
69878 | 7.42 | 0.8 | 365 | 6.7599 | 0.60303 | 7 | 0.36295
69879 | 3.135 | 0.8 | 365 | 2.8561 | 0.74737 | 3 | 0.60348
69881 | 6.89 | 1 | 365 | 7.8463 | 0.78923 | 8 | 0.63557
69299 | 4.48 | 0.8 | 365 | 4.0815 | 0.21315 | 4 | 0.29461
69883 | 6.09 | 0.8 | 365 | 5.5482 | 0.16475 | 5 | 0.71299
69301 | 4.35 | 0.8 | 365 | 3.963 | 0.97482 | 4 | 0.93785
69321 | 4.35 | 0.8 | 365 | 3.963 | 0.97482 | 4 | 0.93785
69884 | 7.245 | 0.8 | 365 | 6.6005 | 0.28221 | 6 | 0.88269
69117 | 8.91 | 0.8 | 365 | 8.1174 | 0.33464 | 8 | 0.45201
69885 | 3.38 | 1 | 365 | 3.8491 | 0.74566 | 4 | 0.59481
69322 | 8.7 | 0.8 | 365 | 7.926 | 0.94965 | 8 | 0.8757
69330 | 13.34 | 0.8 | 365 | 12.1533 | 0.45613 | 12 | 0.6094
69886 | 11.655 | 0.8 | 365 | 10.6182 | 0.36703 | 10 | 0.9852
69341 | 4.32 | 0.8 | 365 | 3.9357 | 0.91982 | 4 | 0.85552
69887 | 12.6 | 0.8 | 365 | 11.4791 | 0.099489 | 11 | 0.57859
69415 | 10.14 | 0.8 | 365 | 9.2379 | 0.58959 | 9 | 0.82753
69447 | 4.76 | 0.8 | 365 | 4.3366 | 0.72647 | 5 | 0.063024
69513 | 8.99 | 0.8 | 365 | 8.1902 | 0.4813 | 8 | 0.67155
68459 | 4.59 | 0.8 | 365 | 4.1817 | 0.41481 | 4 | 0.59649
69889 | 4.68 | 0.8 | 365 | 4.2637 | 0.57981 | 4 | 0.84348
69890 | 4.8 | 0.8 | 365 | 4.373 | 0.79981 | 5 | 0.1728
63346 | 138.6 | 0.9 | 365 | 142.0539 | 0.85618 | 142 | 0.91009
69891 | 9.9 | 0.8 | 365 | 9.0193 | 0.1496 | 9 | 0.16889
69871 | 9.315 | 0.8 | 365 | 8.4863 | 0.077122 | 8 | 0.56346
69894 | 7.98 | 0.8 | 365 | 7.2701 | 0.62968 | 7 | 0.89978
69896 | 3.42 | 0.8 | 365 | 3.1158 | 0.26986 | 3 | 0.38562
69899 | 4.48 | 0.8 | 365 | 4.0815 | 0.21315 | 4 | 0.29461
63515 | 234.5 | 0.7 | 365 | 186.934 | 0.16877 | 187 | 0.10279
43620 | 18.425 | 0.8 | 365 | 16.7859 | 0.77842 | 17 | 0.56433
69902 | 10.24 | 0.8 | 365 | 9.329 | 0.77292 | 10 | 0.10197
69905 | 5.6 | 0.8 | 365 | 5.1018 | 0.26644 | 5 | 0.36826
65250 | 26.4 | 0.9 | 365 | 27.0579 | 0.4488 | 27 | 0.50668
69908 | 9.6 | 0.8 | 365 | 8.746 | 0.59961 | 9 | 0.34559
69909 | 8.8 | 0.8 | 365 | 8.0172 | 0.13298 | 8 | 0.15013
69910 | 6.96 | 0.8 | 365 | 6.3408 | 0.75972 | 7 | 0.10056
66377 | 9.92 | 0.8 | 365 | 9.0375 | 0.18626 | 9 | 0.22378
66283 | 4.485 | 1 | 365 | 5.1075 | 0.2779 | 5 | 0.38542
64197 | 13.11 | 1 | 365 | 14.9297 | 0.043086 | 14 | 0.97275
69914 | 9.6 | 0.8 | 365 | 8.746 | 0.59961 | 9 | 0.34559
69916 | 6.875 | 1 | 365 | 7.8293 | 0.75486 | 8 | 0.58411
69917 | 4.2 | 0.8 | 365 | 3.8264 | 0.69983 | 4 | 0.5262
69918 | 24.795 | 1 | 365 | 28.2365 | 0.82062 | 29 | 0.057165
69919 | 3.92 | 0.8 | 365 | 3.5713 | 0.18651 | 3 | 0.75778
69920 | 7.035 | 0.8 | 365 | 6.4092 | 0.89721 | 7 | 0.30638
69915 | 7.84 | 0.8 | 365 | 7.1426 | 0.37302 | 7 | 0.51557
69921 | 10.791 | 0.8 | 365 | 9.831 | 0.78306 | 10 | 0.6141
69923 | 9.405 | 1 | 365 | 10.7104 | 0.55265 | 11 | 0.26306
69924 | 9.92 | 0.8 | 365 | 9.0375 | 0.18626 | 9 | 0.22378
69927 | 5.94 | 0.8 | 365 | 5.4116 | 0.88976 | 6 | 0.30134
35287 | 1059.27 | 0.9 | 365 | 1085.667 | 0.69607 | 1086 | 0.36308
69929 | 4.83 | 0.8 | 365 | 4.4003 | 0.8548 | 5 | 0.25513
69930 | 7.2 | 0.8 | 365 | 6.5595 | 0.19971 | 6 | 0.7592
69926 | 4.5 | 0.8 | 365 | 4.0997 | 0.24982 | 4 | 0.3495
69931 | 14.835 | 0.8 | 365 | 13.5153 | 0.1969 | 13 | 0.71218
63952 | 326.4 | 0.9 | 365 | 334.5339 | 0.18512 | 334 | 0.719
68417 | 52.49 | 0.9 | 365 | 53.7981 | 0.25823 | 54 | 0.056282
69934 | 4.41 | 0.8 | 365 | 4.0177 | 0.084821 | 4 | 0.10251
69791 | 11.725 | 1 | 365 | 13.3524 | 0.8692 | 14 | 0.22163
69800 | 14.74 | 0.8 | 365 | 13.4287 | 0.022736 | 13 | 0.45147
69812 | 8.829 | 0.8 | 365 | 8.0436 | 0.18614 | 8 | 0.22971
69935 | 8.64 | 0.8 | 365 | 7.8714 | 0.83965 | 8 | 0.71104
69588 | 14.5 | 0.8 | 365 | 13.2101 | 0.58275 | 13 | 0.79283
69936 | 8.12 | 0.8 | 365 | 7.3976 | 0.88634 | 8 | 0.28398
69939 | 8.55 | 0.8 | 365 | 7.7894 | 0.67465 | 8 | 0.46405
69942 | 5.7 | 0.8 | 365 | 5.1929 | 0.44977 | 5 | 0.6427
69941 | 5.76 | 0.8 | 365 | 5.2476 | 0.55977 | 5 | 0.80736
69944 | 11.4 | 0.8 | 365 | 10.3859 | 0.89954 | 11 | 0.28539
69938 | 9.88 | 1 | 365 | 11.2513 | 0.64117 | 11 | 0.89251
69946 | 8.375 | 0.8 | 365 | 7.63 | 0.35383 | 7 | 0.98379
34875 | 47.85 | 0.9 | 365 | 49.0424 | 0.68844 | 49 | 0.73087
69948 | 11.73 | 0.8 | 365 | 10.6865 | 0.50452 | 11 | 0.19102
69950 | 8.54 | 0.8 | 365 | 7.7803 | 0.65632 | 8 | 0.4366
69951 | 7.935 | 0.8 | 365 | 7.2291 | 0.54718 | 7 | 0.77628
69952 | 11.73 | 0.8 | 365 | 10.6865 | 0.50452 | 11 | 0.19102
69953 | 8.04 | 0.8 | 365 | 7.3248 | 0.73967 | 8 | 0.064436
69954 | 14.145 | 0.8 | 365 | 12.8867 | 0.93193 | 13 | 0.81859
69956 | 9.156 | 0.8 | 365 | 8.3415 | 0.78563 | 9 | 0.12711
69957 | 8.375 | 0.8 | 365 | 7.63 | 0.35383 | 7 | 0.98379
69958 | 13.08 | 0.8 | 365 | 11.9164 | 0.97947 | 12 | 0.89587
69959 | 8.375 | 0.8 | 365 | 7.63 | 0.35383 | 7 | 0.98379
69960 | 10.695 | 0.8 | 365 | 9.7436 | 0.60707 | 10 | 0.35064
69961 | 6.82 | 0.8 | 365 | 6.2133 | 0.50306 | 6 | 0.71635
64037 | 104.94 | 0.9 | 365 | 107.5551 | 0.43396 | 107 | 0.98907
69964 | 7.848 | 0.8 | 365 | 7.1498 | 0.38768 | 7 | 0.53752
69965 | 13.407 | 0.8 | 365 | 12.2143 | 0.57896 | 12 | 0.79327
64030 | 663.3 | 1 | 365 | 755.366 | 0.028893 | 755 | 0.39493
69966 | 5.49 | 0.8 | 365 | 5.0016 | 0.064777 | 5 | 0.066387
4916 | 4135.86 | 0.7 | 365 | 3296.9422 | 0.46206 | 3297 | 0.40422
32651 | 596.7 | 0.9 | 365 | 611.5698 | 0.66654 | 612 | 0.2363
66332 | 4.24 | 0.8 | 365 | 3.8628 | 0.77316 | 4 | 0.63597
66415 | 8.4 | 0.8 | 365 | 7.6527 | 0.39966 | 8 | 0.052396
66423 | 6.84 | 0.8 | 365 | 6.2315 | 0.53972 | 6 | 0.77124
66462 | 6.89 | 0.8 | 365 | 6.2771 | 0.63139 | 6 | 0.90845
66468 | 7.695 | 0.8 | 365 | 7.0105 | 0.10719 | 7 | 0.11764
66474 | 3.64 | 0.8 | 365 | 3.3162 | 0.67319 | 3 | 0.98937
66476 | 6.44 | 0.8 | 365 | 5.8671 | 0.80641 | 6 | 0.6735
66483 | 4.505 | 0.8 | 365 | 4.1042 | 0.25898 | 4 | 0.36322
66484 | 10.335 | 0.8 | 365 | 9.4156 | 0.94708 | 10 | 0.36268
66490 | 5.83 | 0.8 | 365 | 5.3114 | 0.6881 | 5 | 0.99946
66494 | 2.8 | 0.8 | 365 | 2.5509 | 0.13322 | 2 | 0.68413
66498 | 4.48 | 0.8 | 365 | 4.0815 | 0.21315 | 4 | 0.29461
66499 | 10.08 | 0.8 | 365 | 9.1833 | 0.47959 | 9 | 0.66287
42679 | 6.6 | 0.8 | 365 | 6.0129 | 0.099732 | 6 | 0.1126
66644 | 4.505 | 0.8 | 365 | 4.1042 | 0.25898 | 4 | 0.36322
66654 | 8.4 | 0.8 | 365 | 7.6527 | 0.39966 | 8 | 0.052396
66657 | 7 | 0.8 | 365 | 6.3773 | 0.83305 | 7 | 0.21033
66659 | 6.72 | 0.8 | 365 | 6.1222 | 0.31973 | 6 | 0.44192
66710 | 7.54 | 0.8 | 365 | 6.8692 | 0.82303 | 7 | 0.69227
66744 | 11.2 | 0.8 | 365 | 10.2036 | 0.53288 | 10 | 0.73653
66801 | 2.65 | 0.8 | 365 | 2.4143 | 0.85823 | 3 | 0.27248
66803 | 10.08 | 0.8 | 365 | 9.1833 | 0.47959 | 9 | 0.66287
66826 | 4.76 | 0.8 | 365 | 4.3366 | 0.72647 | 5 | 0.063024
66345 | 5.3 | 1 | 365 | 6.0356 | 0.14556 | 6 | 0.1812
66348 | 3.12 | 1 | 365 | 3.5531 | 0.14984 | 3 | 0.7029
66356 | 3.64 | 1 | 365 | 4.1452 | 0.34148 | 4 | 0.48671
66365 | 2.34 | 1 | 365 | 2.6648 | 0.36238 | 3 | 0.027173
66373 | 2.295 | 1 | 365 | 2.6135 | 0.25926 | 2 | 0.8728
66481 | 6.76 | 0.8 | 365 | 6.1586 | 0.39306 | 6 | 0.55169
69021 | 7.194 | 0.8 | 365 | 6.554 | 0.18871 | 6 | 0.74273
68292 | 14.3 | 0.8 | 365 | 13.0279 | 0.21609 | 13 | 0.24396
69830 | 2.86 | 0.8 | 365 | 2.6056 | 0.24322 | 2 | 0.84879
69797 | 6.93 | 1 | 365 | 7.8919 | 0.8809 | 8 | 0.77278
69670 | 12.455 | 0.8 | 365 | 11.347 | 0.83366 | 12 | 0.18067
64095 | 211.68 | 0.9 | 365 | 216.9551 | 0.58035 | 217 | 0.53541
69947 | 2.943 | 0.8 | 365 | 2.6812 | 0.39538 | 3 | 0.076571
69962 | 9.92 | 0.8 | 365 | 9.0375 | 0.18626 | 9 | 0.22378
69932 | 11.4 | 0.8 | 365 | 10.3859 | 0.89954 | 11 | 0.28539
69967 | 5.04 | 0.8 | 365 | 4.5916 | 0.2398 | 4 | 0.83144
69968 | 11.2 | 0.8 | 365 | 10.2036 | 0.53288 | 10 | 0.73653
69969 | 5 | 0.8 | 365 | 4.5552 | 0.16646 | 4 | 0.72166
69970 | 4.2 | 0.8 | 365 | 3.8264 | 0.69983 | 4 | 0.5262
70046 | 7.5 | 0.8 | 365 | 6.8328 | 0.7497 | 7 | 0.5825
70052 | 3.64 | 0.8 | 365 | 3.3162 | 0.67319 | 3 | 0.98937
69972 | 18 | 0.8 | 365 | 16.3987 | 0.99927 | 17 | 0.39799
69975 | 9.92 | 0.8 | 365 | 9.0375 | 0.18626 | 9 | 0.22378
70057 | 5.7 | 0.8 | 365 | 5.1929 | 0.44977 | 5 | 0.6427
69976 | 5.44 | 1 | 365 | 6.1951 | 0.46639 | 6 | 0.66146
70058 | 6.21 | 0.8 | 365 | 5.6576 | 0.38475 | 6 | 0.042307
69977 | 6 | 0.8 | 365 | 5.4662 | 0.99976 | 6 | 0.466
63955 | 40.25 | 0.7 | 365 | 32.0857 | 0.56628 | 32 | 0.65197
69978 | 8.4 | 0.8 | 365 | 7.6527 | 0.39966 | 8 | 0.052396
70063 | 8.7 | 0.8 | 365 | 7.926 | 0.94965 | 8 | 0.8757
69979 | 11.2 | 0.8 | 365 | 10.2036 | 0.53288 | 10 | 0.73653
69980 | 11.52 | 0.8 | 365 | 10.4952 | 0.11953 | 10 | 0.61471
70064 | 10.83 | 0.8 | 365 | 9.8666 | 0.85456 | 10 | 0.72112
69981 | 3.3 | 0.8 | 365 | 3.0064 | 0.049866 | 3 | 0.056298
69982 | 11.118 | 1 | 365 | 12.6612 | 0.47819 | 13 | 0.13937
70066 | 10.545 | 0.8 | 365 | 9.6069 | 0.33207 | 9 | 0.93899
69983 | 17.28 | 1 | 365 | 19.6785 | 0.59912 | 20 | 0.27759
69984 | 12.8 | 0.8 | 365 | 11.6613 | 0.46615 | 12 | 0.12746
69986 | 4.96 | 0.8 | 365 | 4.5188 | 0.093132 | 4 | 0.61189
69987 | 9.405 | 0.8 | 365 | 8.5683 | 0.24212 | 8 | 0.81045
69988 | 8.41 | 0.8 | 365 | 7.6618 | 0.41799 | 8 | 0.079839
70056 | 3.975 | 0.8 | 365 | 3.6214 | 0.28734 | 3 | 0.90872
69989 | 10.725 | 0.8 | 365 | 9.7709 | 0.66207 | 10 | 0.43297
70067 | 24.82 | 0.8 | 365 | 22.612 | 0.50233 | 23 | 0.11434
69990 | 5.22 | 0.8 | 365 | 4.7556 | 0.56979 | 5 | 0.32542
70062 | 8.4 | 0.8 | 365 | 7.6527 | 0.39966 | 8 | 0.052396
70072 | 8.265 | 0.8 | 365 | 7.5297 | 0.15216 | 7 | 0.68191
69992 | 8.82 | 0.8 | 365 | 8.0354 | 0.16964 | 8 | 0.20502
70074 | 4.42 | 0.8 | 365 | 4.0268 | 0.10315 | 4 | 0.12995
69993 | 16.2 | 0.8 | 365 | 14.7588 | 0.69934 | 15 | 0.45819
69994 | 10.08 | 0.8 | 365 | 9.1833 | 0.47959 | 9 | 0.66287
69995 | 4.76 | 0.8 | 365 | 4.3366 | 0.72647 | 5 | 0.063024
70075 | 9.405 | 0.8 | 365 | 8.5683 | 0.24212 | 8 | 0.81045
69996 | 4.48 | 0.8 | 365 | 4.0815 | 0.21315 | 4 | 0.29461
69997 | 12.96 | 0.8 | 365 | 11.8071 | 0.75947 | 12 | 0.56655
70079 | 4.56 | 0.8 | 365 | 4.1543 | 0.35982 | 4 | 0.51416
69998 | 20.79 | 0.8 | 365 | 18.9405 | 0.11416 | 19 | 0.054679
70076 | 5.6 | 0.8 | 365 | 5.1018 | 0.26644 | 5 | 0.36826
70000 | 5.76 | 0.8 | 365 | 5.2476 | 0.55977 | 5 | 0.80736
70080 | 3.42 | 0.8 | 365 | 3.1158 | 0.26986 | 3 | 0.38562
70001 | 7.92 | 0.8 | 365 | 7.2154 | 0.51968 | 7 | 0.73512
70002 | 10.08 | 0.8 | 365 | 9.1833 | 0.47959 | 9 | 0.66287
70003 | 4.56 | 0.8 | 365 | 4.1543 | 0.35982 | 4 | 0.51416
70069 | 7.2 | 0.8 | 365 | 6.5595 | 0.19971 | 6 | 0.7592
70004 | 5.175 | 0.8 | 365 | 4.7146 | 0.48729 | 5 | 0.20192
70005 | 14.4 | 0.8 | 365 | 13.119 | 0.39942 | 13 | 0.51839
70008 | 5.12 | 0.8 | 365 | 4.6645 | 0.38646 | 5 | 0.050984
70009 | 5.46 | 0.8 | 365 | 4.9743 | 0.0097787 | 4 | 0.98406
70010 | 8.502 | 0.8 | 365 | 7.7457 | 0.58666 | 8 | 0.33232
70013 | 4.905 | 0.8 | 365 | 4.4687 | 0.9923 | 5 | 0.46095
70014 | 10.464 | 0.8 | 365 | 9.5331 | 0.18358 | 9 | 0.7167
70016 | 5.98 | 1 | 365 | 6.81 | 0.70386 | 7 | 0.51389
69943 | 13.395 | 0.8 | 365 | 12.2034 | 0.55696 | 12 | 0.76034
70017 | 11.4 | 1 | 365 | 12.9823 | 0.12442 | 13 | 0.10674
70018 | 10.395 | 1 | 365 | 11.8378 | 0.82135 | 12 | 0.65917
70019 | 7.2 | 0.8 | 365 | 6.5595 | 0.19971 | 6 | 0.7592
70020 | 6.9 | 0.8 | 365 | 6.2862 | 0.64972 | 6 | 0.9359
70059 | 9.45 | 0.8 | 365 | 8.6093 | 0.32462 | 8 | 0.93394
70060 | 3.38 | 0.8 | 365 | 3.0793 | 0.19653 | 3 | 0.27584
70021 | 7.2 | 0.8 | 365 | 6.5595 | 0.19971 | 6 | 0.7592
70084 | 11.96 | 0.8 | 365 | 10.896 | 0.92618 | 11 | 0.82222
69379 | 3.08 | 0.8 | 365 | 2.806 | 0.64654 | 3 | 0.45255
69375 | 2.32 | 0.8 | 365 | 2.1136 | 0.25324 | 2 | 0.36685
69429 | 3.19 | 0.8 | 365 | 2.9062 | 0.8482 | 3 | 0.75442
69446 | 3.24 | 0.8 | 365 | 2.9518 | 0.93987 | 3 | 0.89164
69478 | 4.06 | 0.8 | 365 | 3.6988 | 0.44317 | 4 | 0.14199
69519 | 3.24 | 0.8 | 365 | 2.9518 | 0.93987 | 3 | 0.89164
70006 | 9.57 | 0.8 | 365 | 8.7187 | 0.54461 | 9 | 0.26326
65251 | 100.64 | 0.7 | 365 | 80.2262 | 0.43976 | 80 | 0.66595
70024 | 8 | 0.8 | 365 | 7.2883 | 0.66634 | 7 | 0.95466
70025 | 6.82 | 0.8 | 365 | 6.2133 | 0.50306 | 6 | 0.71635
70027 | 14.57 | 0.8 | 365 | 13.2739 | 0.71108 | 13 | 0.98493
70029 | 13.23 | 0.8 | 365 | 12.0531 | 0.25446 | 12 | 0.30752
70007 | 10.24 | 0.8 | 365 | 9.329 | 0.77292 | 10 | 0.10197
70030 | 4.16 | 0.8 | 365 | 3.7899 | 0.6265 | 4 | 0.41642
70031 | 8.175 | 0.8 | 365 | 7.4478 | 0.98717 | 8 | 0.43492
70032 | 8.28 | 0.8 | 365 | 7.5434 | 0.17966 | 7 | 0.72308
70033 | 6.48 | 0.8 | 365 | 5.9035 | 0.87974 | 6 | 0.78328
70034 | 11.52 | 0.8 | 365 | 10.4952 | 0.11953 | 10 | 0.61471
70035 | 8 | 0.8 | 365 | 7.2883 | 0.66634 | 7 | 0.95466
70036 | 8.25 | 0.8 | 365 | 7.5161 | 0.12467 | 7 | 0.64075
70037 | 12.285 | 0.8 | 365 | 11.1921 | 0.522 | 11 | 0.71413
70038 | 4.14 | 0.8 | 365 | 3.7717 | 0.58983 | 4 | 0.36154
70040 | 8.68 | 0.8 | 365 | 7.9078 | 0.91298 | 8 | 0.82081
69675 | 2.24 | 0.8 | 365 | 2.0407 | 0.10658 | 2 | 0.14731
69827 | 4.93 | 0.8 | 365 | 4.4914 | 0.038134 | 4 | 0.52956
69685 | 8.37 | 0.8 | 365 | 7.6254 | 0.34466 | 7 | 0.97007
69744 | 5.04 | 0.8 | 365 | 4.5916 | 0.2398 | 4 | 0.83144
69753 | 2.61 | 0.8 | 365 | 2.3778 | 0.78489 | 3 | 0.16271
69773 | 2.7 | 0.8 | 365 | 2.4598 | 0.94989 | 3 | 0.4097
70042 | 4.27 | 0.8 | 365 | 3.8901 | 0.82816 | 4 | 0.7183
70044 | 3.135 | 0.8 | 365 | 2.8561 | 0.74737 | 3 | 0.60348
70045 | 8.96 | 0.8 | 365 | 8.1629 | 0.4263 | 8 | 0.58922
32924 | 646.38 | 1 | 365 | 736.0975 | 0.25475 | 736 | 0.35229
32926 | 649.085 | 1 | 365 | 739.178 | 0.45357 | 739 | 0.63157
51466 | 1082.88 | 1 | 365 | 1233.1837 | 0.54513 | 1233 | 0.72888
70049 | 6.76 | 0.8 | 365 | 6.1586 | 0.39306 | 6 | 0.55169
70077 | 6.9 | 0.8 | 365 | 6.2862 | 0.64972 | 6 | 0.9359
70085 | 7.56 | 0.8 | 365 | 6.8875 | 0.85969 | 7 | 0.74716
70083 | 5.225 | 0.8 | 365 | 4.7602 | 0.57895 | 5 | 0.33914
70090 | 11.655 | 0.8 | 365 | 10.6182 | 0.36703 | 10 | 0.9852
70086 | 9.6 | 0.8 | 365 | 8.746 | 0.59961 | 9 | 0.34559
70061 | 4.48 | 0.8 | 365 | 4.0815 | 0.21315 | 4 | 0.29461
70048 | 10.2 | 0.8 | 365 | 9.2926 | 0.69959 | 9 | 0.99219
34541 | 382.8 | 0.8 | 365 | 348.7461 | 0.78448 | 349 | 0.5306
70094 | 3.465 | 0.8 | 365 | 3.1568 | 0.35236 | 3 | 0.50911
70091 | 4.2 | 0.8 | 365 | 3.8264 | 0.69983 | 4 | 0.5262
70101 | 3.36 | 0.8 | 365 | 3.0611 | 0.15986 | 3 | 0.22096
70099 | 9.1 | 1 | 365 | 10.3631 | 0.85371 | 11 | 0.21679
70103 | 3.12 | 0.8 | 365 | 2.8424 | 0.71987 | 3 | 0.56232
70098 | 5.7 | 0.8 | 365 | 5.1929 | 0.44977 | 5 | 0.6427
70065 | 9.1 | 0.8 | 365 | 8.2905 | 0.68296 | 8 | 0.97343
70106 | 4.56 | 0.8 | 365 | 4.1543 | 0.35982 | 4 | 0.51416
70108 | 5.7 | 0.8 | 365 | 5.1929 | 0.44977 | 5 | 0.6427
70110 | 10.83 | 0.8 | 365 | 9.8666 | 0.85456 | 10 | 0.72112
70112 | 7.695 | 0.8 | 365 | 7.0105 | 0.10719 | 7 | 0.11764
70104 | 7.14 | 0.8 | 365 | 6.5048 | 0.089711 | 6 | 0.59454
70126 | 10.53 | 0.8 | 365 | 9.5933 | 0.30457 | 9 | 0.89782
70124 | 9 | 0.8 | 365 | 8.1994 | 0.49964 | 8 | 0.699
70127 | 2.65 | 0.8 | 365 | 2.4143 | 0.85823 | 3 | 0.27248
70125 | 7.02 | 0.8 | 365 | 6.3955 | 0.86972 | 7 | 0.26522
70100 | 13.72 | 0.8 | 365 | 12.4995 | 0.15278 | 12 | 0.65225
70111 | 8.12 | 0.8 | 365 | 7.3976 | 0.88634 | 8 | 0.28398
70121 | 3.38 | 0.8 | 365 | 3.0793 | 0.19653 | 3 | 0.27584
70128 | 6.625 | 0.8 | 365 | 6.0356 | 0.14556 | 6 | 0.1812
70117 | 10.8 | 0.8 | 365 | 9.8392 | 0.79956 | 10 | 0.63879
70129 | 3.36 | 0.8 | 365 | 3.0611 | 0.15986 | 3 | 0.22096
70133 | 5.2 | 0.8 | 365 | 4.7374 | 0.53312 | 5 | 0.27053
70132 | 12.22 | 0.8 | 365 | 11.1329 | 0.40284 | 11 | 0.53575
70071 | 10.83 | 0.8 | 365 | 9.8666 | 0.85456 | 10 | 0.72112
70138 | 7.28 | 0.8 | 365 | 6.6324 | 0.34637 | 6 | 0.97874
70139 | 4.275 | 0.8 | 365 | 3.8947 | 0.83733 | 4 | 0.73202
70140 | 2.85 | 0.8 | 365 | 2.5965 | 0.22488 | 2 | 0.82135
70141 | 5.13 | 0.8 | 365 | 4.6736 | 0.40479 | 5 | 0.078427
70142 | 8.12 | 0.8 | 365 | 7.3976 | 0.88634 | 8 | 0.28398
70147 | 10.8 | 0.8 | 365 | 9.8392 | 0.79956 | 10 | 0.63879
70149 | 4.16 | 0.8 | 365 | 3.7899 | 0.6265 | 4 | 0.41642
70150 | 9.69 | 0.8 | 365 | 8.828 | 0.76461 | 9 | 0.59258
70151 | 3.975 | 0.8 | 365 | 3.6214 | 0.28734 | 3 | 0.90872
70152 | 9.45 | 0.8 | 365 | 8.6093 | 0.32462 | 8 | 0.93394
70153 | 10.8 | 0.8 | 365 | 9.8392 | 0.79956 | 10 | 0.63879
70155 | 9.35 | 1 | 365 | 10.6478 | 0.42661 | 11 | 0.07439
70157 | 7.2 | 0.8 | 365 | 6.5595 | 0.19971 | 6 | 0.7592
70156 | 11.025 | 0.8 | 365 | 10.0442 | 0.21205 | 10 | 0.25627
70158 | 5.559 | 0.8 | 365 | 5.0645 | 0.19127 | 5 | 0.25575
70159 | 5.8 | 0.8 | 365 | 5.284 | 0.6331 | 5 | 0.91713
70161 | 4.48 | 0.8 | 365 | 4.0815 | 0.21315 | 4 | 0.29461
69279 | 7.155 | 1 | 365 | 8.1481 | 0.39651 | 8 | 0.54463
70162 | 4.355 | 0.8 | 365 | 3.9676 | 0.98399 | 4 | 0.95157
70163 | 9.38 | 0.8 | 365 | 8.5456 | 0.19629 | 8 | 0.74184
70165 | 9.483 | 0.8 | 365 | 8.6394 | 0.38512 | 9 | 0.024508
70167 | 10.98 | 0.8 | 365 | 10.0032 | 0.12955 | 10 | 0.13277
70166 | 5.7 | 0.8 | 365 | 5.1929 | 0.44977 | 5 | 0.6427
70168 | 12.81 | 0.8 | 365 | 11.6704 | 0.48448 | 12 | 0.1549
70169 | 7.98 | 0.8 | 365 | 7.2701 | 0.62968 | 7 | 0.89978
70170 | 11.88 | 0.8 | 365 | 10.8232 | 0.77952 | 11 | 0.60267
70171 | 5.36 | 0.8 | 365 | 4.8832 | 0.82645 | 5 | 0.70962
70172 | 5.232 | 0.8 | 365 | 4.7666 | 0.59179 | 5 | 0.35835
70173 | 10.23 | 0.8 | 365 | 9.3199 | 0.75459 | 10 | 0.074525
70174 | 7.245 | 0.8 | 365 | 6.6005 | 0.28221 | 6 | 0.88269
70175 | 4.62 | 0.8 | 365 | 4.209 | 0.46981 | 4 | 0.67882
70177 | 8.25 | 0.8 | 365 | 7.5161 | 0.12467 | 7 | 0.64075
70183 | 8.4 | 0.8 | 365 | 7.6527 | 0.39966 | 8 | 0.052396
70184 | 3.48 | 0.8 | 365 | 3.1704 | 0.37986 | 3 | 0.55028
70186 | 8 | 0.8 | 365 | 7.2883 | 0.66634 | 7 | 0.95466
70185 | 5.1 | 0.8 | 365 | 4.6463 | 0.34979 | 4 | 0.9961
70190 | 8.7 | 0.8 | 365 | 7.926 | 0.94965 | 8 | 0.8757
70191 | 7.15 | 0.8 | 365 | 6.5139 | 0.10804 | 6 | 0.62198
70192 | 5.04 | 0.8 | 365 | 4.5916 | 0.2398 | 4 | 0.83144
70194 | 10.35 | 0.8 | 365 | 9.4293 | 0.97458 | 10 | 0.40384
59845 | 298.224 | 0.9 | 365 | 305.6557 | 0.073401 | 305 | 0.72914
59848 | 439.488 | 0.9 | 365 | 450.44 | 0.42396 | 450 | 0.864
70196 | 9.52 | 0.8 | 365 | 8.6731 | 0.45295 | 9 | 0.12605
70198 | 4.5 | 0.8 | 365 | 4.0997 | 0.24982 | 4 | 0.3495
70199 | 13.78 | 0.8 | 365 | 12.5541 | 0.26277 | 12 | 0.81691
70202 | 10.08 | 0.8 | 365 | 9.1833 | 0.47959 | 9 | 0.66287
70203 | 7.56 | 0.8 | 365 | 6.8875 | 0.85969 | 7 | 0.74716
70204 | 8.7 | 0.8 | 365 | 7.926 | 0.94965 | 8 | 0.8757
70205 | 4.725 | 0.8 | 365 | 4.3047 | 0.66231 | 4 | 0.96697
70206 | 9.135 | 0.8 | 365 | 8.3224 | 0.74713 | 9 | 0.06948
70211 | 6.93 | 0.8 | 365 | 6.3135 | 0.70472 | 7 | 0.018226
70213 | 6.16 | 0.8 | 365 | 5.612 | 0.29308 | 5 | 0.90509
70217 | 6.24 | 0.8 | 365 | 5.6849 | 0.43975 | 6 | 0.12464
70214 | 5.46 | 0.8 | 365 | 4.9743 | 0.0097787 | 4 | 0.98406
70218 | 3.6 | 0.8 | 365 | 3.2797 | 0.59985 | 3 | 0.8796
70220 | 14.04 | 0.8 | 365 | 12.791 | 0.73943 | 13 | 0.53043
70201 | 11.772 | 0.8 | 365 | 10.7248 | 0.58152 | 11 | 0.30629
70207 | 10.5 | 0.8 | 365 | 9.5659 | 0.24957 | 9 | 0.81549
70221 | 10.005 | 0.8 | 365 | 9.115 | 0.34209 | 9 | 0.45705
69933 | 25.65 | 0.6 | 365 | 17.5261 | 0.26797 | 17 | 0.7941
70224 | 11.655 | 0.8 | 365 | 10.6182 | 0.36703 | 10 | 0.9852
70225 | 6.867 | 0.8 | 365 | 6.2561 | 0.58922 | 6 | 0.84533
70228 | 8.4 | 0.8 | 365 | 7.6527 | 0.39966 | 8 | 0.052396
70208 | 5.72 | 0.8 | 365 | 5.2111 | 0.48643 | 5 | 0.69758
70222 | 5.32 | 0.8 | 365 | 4.8467 | 0.75312 | 5 | 0.59985
70109 | 7.8 | 0.8 | 365 | 7.1061 | 0.29968 | 7 | 0.4058
70092 | 13.5 | 0.8 | 365 | 12.299 | 0.74945 | 13 | 0.048493
70233 | 4.94 | 0.8 | 365 | 4.5005 | 0.056466 | 4 | 0.557
70234 | 3.9 | 0.8 | 365 | 3.5531 | 0.14984 | 3 | 0.7029
70236 | 4.76 | 0.8 | 365 | 4.3366 | 0.72647 | 5 | 0.063024
70239 | 14.04 | 0.8 | 365 | 12.791 | 0.73943 | 13 | 0.53043
70240 | 7.5 | 0.8 | 365 | 6.8328 | 0.7497 | 7 | 0.5825
70226 | 5.4 | 0.8 | 365 | 4.9196 | 0.89978 | 5 | 0.8194
70244 | 3.64 | 0.8 | 365 | 3.3162 | 0.67319 | 3 | 0.98937
70235 | 5.72 | 0.8 | 365 | 5.2111 | 0.48643 | 5 | 0.69758
70230 | 9.54 | 0.8 | 365 | 8.6913 | 0.48961 | 9 | 0.18093
70245 | 3.9 | 0.8 | 365 | 3.5531 | 0.14984 | 3 | 0.7029
70247 | 9 | 0.8 | 365 | 8.1994 | 0.49964 | 8 | 0.699
70248 | 3.6 | 0.8 | 365 | 3.2797 | 0.59985 | 3 | 0.8796
70249 | 5.46 | 0.8 | 365 | 4.9743 | 0.0097787 | 4 | 0.98406
70200 | 3.78 | 0.8 | 365 | 3.4437 | 0.92985 | 4 | 0.37358
70252 | 11.44 | 0.8 | 365 | 10.4223 | 0.97287 | 11 | 0.39517
70251 | 7.56 | 0.8 | 365 | 6.8875 | 0.85969 | 7 | 0.74716
70253 | 12.96 | 0.8 | 365 | 11.8071 | 0.75947 | 12 | 0.56655
70254 | 9.8 | 0.8 | 365 | 8.9282 | 0.96627 | 9 | 0.89446
70255 | 6.3 | 0.8 | 365 | 5.7396 | 0.54974 | 6 | 0.2893
70257 | 11.73 | 0.8 | 365 | 10.6865 | 0.50452 | 11 | 0.19102
70258 | 11.04 | 0.8 | 365 | 10.0579 | 0.23955 | 10 | 0.29743
70259 | 5.72 | 0.8 | 365 | 5.2111 | 0.48643 | 5 | 0.69758
70260 | 12.54 | 0.8 | 365 | 11.4244 | 0.98949 | 12 | 0.41393
70261 | 6.48 | 0.8 | 365 | 5.9035 | 0.87974 | 6 | 0.78328
70262 | 8.8 | 0.8 | 365 | 8.0172 | 0.13298 | 8 | 0.15013
70263 | 7.848 | 0.8 | 365 | 7.1498 | 0.38768 | 7 | 0.53752
70264 | 12.15 | 0.8 | 365 | 11.0691 | 0.27451 | 11 | 0.34364
70266 | 5.2 | 0.8 | 365 | 4.7374 | 0.53312 | 5 | 0.27053
70267 | 9.72 | 0.8 | 365 | 8.8553 | 0.81961 | 9 | 0.67491
70268 | 10.335 | 0.8 | 365 | 9.4156 | 0.94708 | 10 | 0.36268
70269 | 6.05 | 0.8 | 365 | 5.5118 | 0.091421 | 5 | 0.60321
70270 | 7.54 | 0.8 | 365 | 6.8692 | 0.82303 | 7 | 0.69227
64985 | 120.75 | 0.9 | 365 | 123.7591 | 0.041369 | 123 | 0.80046
70275 | 3.77 | 0.8 | 365 | 3.4346 | 0.91151 | 4 | 0.34613
70277 | 2.85 | 0.8 | 365 | 2.5965 | 0.22488 | 2 | 0.82135
70276 | 2.16 | 0.8 | 365 | 1.9678 | 0.95991 | 2 | 0.92776
70279 | 5.7 | 0.8 | 365 | 5.1929 | 0.44977 | 5 | 0.6427
70135 | 3.92 | 0.8 | 365 | 3.5713 | 0.18651 | 3 | 0.75778
67009 | 8.835 | 0.8 | 365 | 8.049 | 0.19714 | 8 | 0.24618
67010 | 4.845 | 0.8 | 365 | 4.414 | 0.8823 | 5 | 0.29629
67015 | 3.12 | 0.8 | 365 | 2.8424 | 0.71987 | 3 | 0.56232
67849 | 7.8 | 0.8 | 365 | 7.1061 | 0.29968 | 7 | 0.4058
67855 | 10.4 | 0.8 | 365 | 9.4748 | 0.066245 | 9 | 0.54106
70555 | 10.08 | 0.8 | 365 | 9.1833 | 0.47959 | 9 | 0.66287
66359 | 6.375 | 1 | 365 | 7.2599 | 0.60905 | 7 | 0.8689
66381 | 5.98 | 1 | 365 | 6.81 | 0.70386 | 7 | 0.51389
66478 | 6.24 | 0.8 | 365 | 5.6849 | 0.43975 | 6 | 0.12464
12491 | 348.92 | 0.9 | 365 | 357.6151 | 0.63159 | 358 | 0.24668
67661 | 1.59 | 0.8 | 365 | 1.4486 | 0.91494 | 2 | 0.36349
67668 | 14.04 | 0.8 | 365 | 12.791 | 0.73943 | 13 | 0.53043
67670 | 5.2 | 0.8 | 365 | 4.7374 | 0.53312 | 5 | 0.27053
67774 | 12.74 | 0.8 | 365 | 11.6066 | 0.35615 | 11 | 0.9628
67996 | 7.155 | 0.8 | 365 | 6.5185 | 0.11721 | 6 | 0.6357
68003 | 2.6 | 0.8 | 365 | 2.3687 | 0.76656 | 3 | 0.13527
66590 | 3.3 | 1 | 365 | 3.758 | 0.56233 | 4 | 0.32037
67374 | 6.24 | 1 | 365 | 7.1061 | 0.29968 | 7 | 0.4058
66398 | 7.8 | 0.8 | 365 | 7.1061 | 0.29968 | 7 | 0.4058
50060 | 5.232 | 0.8 | 365 | 4.7666 | 0.59179 | 5 | 0.35835
69838 | 4.64 | 0.8 | 365 | 4.2272 | 0.50648 | 4 | 0.7337
70209 | 7.125 | 0.8 | 365 | 6.4912 | 0.062211 | 6 | 0.55337
70280 | 12.825 | 0.8 | 365 | 11.6841 | 0.51198 | 12 | 0.19607
70281 | 6.84 | 0.8 | 365 | 6.2315 | 0.53972 | 6 | 0.77124
70274 | 9.8 | 0.8 | 365 | 8.9282 | 0.96627 | 9 | 0.89446
70284 | 6.84 | 0.8 | 365 | 6.2315 | 0.53972 | 6 | 0.77124
70285 | 4.56 | 0.8 | 365 | 4.1543 | 0.35982 | 4 | 0.51416
70286 | 8.55 | 0.8 | 365 | 7.7894 | 0.67465 | 8 | 0.46405
70287 | 5.13 | 0.8 | 365 | 4.6736 | 0.40479 | 5 | 0.078427
70288 | 9.975 | 0.8 | 365 | 9.0876 | 0.2871 | 9 | 0.37472
70290 | 3.99 | 0.8 | 365 | 3.635 | 0.31484 | 3 | 0.94989
70292 | 9.45 | 0.8 | 365 | 8.6093 | 0.32462 | 8 | 0.93394
70293 | 7.695 | 0.8 | 365 | 7.0105 | 0.10719 | 7 | 0.11764
70296 | 6.16 | 0.8 | 365 | 5.612 | 0.29308 | 5 | 0.90509
70278 | 9.975 | 0.8 | 365 | 9.0876 | 0.2871 | 9 | 0.37472
70297 | 4.59 | 0.8 | 365 | 4.1817 | 0.41481 | 4 | 0.59649
70298 | 5.2 | 1 | 365 | 5.9218 | 0.9164 | 6 | 0.83816
70299 | 5.4 | 0.8 | 365 | 4.9196 | 0.89978 | 5 | 0.8194
70300 | 4.86 | 0.8 | 365 | 4.4277 | 0.9098 | 5 | 0.33746
70301 | 7.685 | 0.8 | 365 | 7.0013 | 0.088855 | 7 | 0.090198
70302 | 2.16 | 0.8 | 365 | 1.9678 | 0.95991 | 2 | 0.92776
70303 | 4.35 | 0.8 | 365 | 3.963 | 0.97482 | 4 | 0.93785
70304 | 8.68 | 0.8 | 365 | 7.9078 | 0.91298 | 8 | 0.82081
70305 | 11.07 | 0.8 | 365 | 10.0852 | 0.29455 | 10 | 0.37976
70306 | 9.805 | 0.8 | 365 | 8.9327 | 0.97544 | 9 | 0.90818
70309 | 7.56 | 0.8 | 365 | 6.8875 | 0.85969 | 7 | 0.74716
70310 | 6.44 | 0.8 | 365 | 5.8671 | 0.80641 | 6 | 0.6735
70313 | 11.2 | 0.8 | 365 | 10.2036 | 0.53288 | 10 | 0.73653
70317 | 3.92 | 0.8 | 365 | 3.5713 | 0.18651 | 3 | 0.75778
70324 | 9.8 | 0.8 | 365 | 8.9282 | 0.96627 | 9 | 0.89446
64267 | 180.831 | 0.8 | 365 | 164.7443 | 0.51617 | 165 | 0.26044
68955 | 6.5 | 1 | 365 | 7.4022 | 0.8955 | 8 | 0.2977
44315 | 11.055 | 0.8 | 365 | 10.0715 | 0.26705 | 10 | 0.3386
70271 | 7.84 | 0.8 | 365 | 7.1426 | 0.37302 | 7 | 0.51557
70325 | 9.9 | 0.8 | 365 | 9.0193 | 0.1496 | 9 | 0.16889
70326 | 5.985 | 0.8 | 365 | 5.4526 | 0.97226 | 6 | 0.42483
70327 | 9.045 | 0.8 | 365 | 8.2404 | 0.58213 | 8 | 0.82249
69006 | 3.597 | 0.8 | 365 | 3.277 | 0.59435 | 3 | 0.87137
69007 | 7.035 | 0.8 | 365 | 6.4092 | 0.89721 | 7 | 0.30638
68584 | 3.924 | 0.8 | 365 | 3.5749 | 0.19384 | 3 | 0.76876
70328 | 5.232 | 0.8 | 365 | 4.7666 | 0.59179 | 5 | 0.35835
68588 | 5.232 | 0.8 | 365 | 4.7666 | 0.59179 | 5 | 0.35835
70331 | 7.84 | 0.8 | 365 | 7.1426 | 0.37302 | 7 | 0.51557
70332 | 8.28 | 0.8 | 365 | 7.5434 | 0.17966 | 7 | 0.72308
70219 | 4.59 | 0.8 | 365 | 4.1817 | 0.41481 | 4 | 0.59649
70334 | 2.4 | 0.8 | 365 | 2.1865 | 0.3999 | 2 | 0.5864
70339 | 8.4 | 0.8 | 365 | 7.6527 | 0.39966 | 8 | 0.052396
70337 | 6.16 | 0.8 | 365 | 5.612 | 0.29308 | 5 | 0.90509
70341 | 8.64 | 0.8 | 365 | 7.8714 | 0.83965 | 8 | 0.71104
70342 | 13.8 | 0.8 | 365 | 12.5724 | 0.29944 | 12 | 0.87179
66103 | 175.43 | 0.7 | 365 | 139.8458 | 0.41274 | 140 | 0.25852
70315 | 4.2 | 0.8 | 365 | 3.8264 | 0.69983 | 4 | 0.5262
70039 | 5.13 | 0.8 | 365 | 4.6736 | 0.40479 | 5 | 0.078427
70229 | 8.16 | 0.8 | 365 | 7.4341 | 0.95967 | 8 | 0.39376
70344 | 11.4 | 0.8 | 365 | 10.3859 | 0.89954 | 11 | 0.28539
70346 | 10.08 | 0.8 | 365 | 9.1833 | 0.47959 | 9 | 0.66287
70311 | 10.64 | 0.8 | 365 | 9.6935 | 0.50624 | 10 | 0.1997
70314 | 5.88 | 0.8 | 365 | 5.3569 | 0.77976 | 6 | 0.13668
70345 | 10.8 | 0.8 | 365 | 9.8392 | 0.79956 | 10 | 0.63879
68621 | 6.84 | 0.8 | 365 | 6.2315 | 0.53972 | 6 | 0.77124
69877 | 5.4 | 0.8 | 365 | 4.9196 | 0.89978 | 5 | 0.8194
69880 | 7 | 0.8 | 365 | 6.3773 | 0.83305 | 7 | 0.21033
70347 | 8.96 | 0.8 | 365 | 8.1629 | 0.4263 | 8 | 0.58922
70348 | 7.56 | 0.8 | 365 | 6.8875 | 0.85969 | 7 | 0.74716
69913 | 7.95 | 0.8 | 365 | 7.2428 | 0.57468 | 7 | 0.81745
68177 | 4.42 | 0.8 | 365 | 4.0268 | 0.10315 | 4 | 0.12995
70351 | 13.34 | 1 | 365 | 15.1916 | 0.57016 | 15 | 0.76175
70353 | 6.9 | 0.8 | 365 | 6.2862 | 0.64972 | 6 | 0.9359
70354 | 3.99 | 0.8 | 365 | 3.635 | 0.31484 | 3 | 0.94989
70355 | 3.15 | 0.8 | 365 | 2.8698 | 0.77487 | 3 | 0.64465
70356 | 6.38 | 0.8 | 365 | 5.8124 | 0.69641 | 6 | 0.50884
70358 | 3.92 | 0.8 | 365 | 3.5713 | 0.18651 | 3 | 0.75778
69337 | 7 | 0.8 | 365 | 6.3773 | 0.83305 | 7 | 0.21033
35085 | 5764.68 | 1 | 365 | 6564.8176 | 0.43292 | 6565 | 0.25051
70043 | 8.7 | 1 | 365 | 9.9076 | 0.93706 | 10 | 0.84462
70366 | 7.41 | 0.8 | 365 | 6.7508 | 0.5847 | 7 | 0.33551
47892 | 2702.385 | 0.9 | 365 | 2769.7284 | 0.54583 | 2770 | 0.27427
70107 | 9.69 | 0.8 | 365 | 8.828 | 0.76461 | 9 | 0.59258
70372 | 6.555 | 0.8 | 365 | 5.9719 | 0.017234 | 5 | 0.9891
70375 | 11.115 | 0.8 | 365 | 10.1262 | 0.37705 | 10 | 0.50326
70376 | 2.28 | 0.8 | 365 | 2.0772 | 0.17991 | 2 | 0.25708
70373 | 7.695 | 0.8 | 365 | 7.0105 | 0.10719 | 7 | 0.11764
70378 | 6.84 | 0.8 | 365 | 6.2315 | 0.53972 | 6 | 0.77124
70379 | 4.845 | 0.8 | 365 | 4.414 | 0.8823 | 5 | 0.29629
70380 | 9.975 | 0.8 | 365 | 9.0876 | 0.2871 | 9 | 0.37472
70368 | 2.4 | 0.8 | 365 | 2.1865 | 0.3999 | 2 | 0.5864
70382 | 9.405 | 0.8 | 365 | 8.5683 | 0.24212 | 8 | 0.81045
70383 | 2.565 | 0.8 | 365 | 2.3368 | 0.7024 | 3 | 0.039214
70381 | 5.13 | 0.8 | 365 | 4.6736 | 0.40479 | 5 | 0.078427
70384 | 13.395 | 0.8 | 365 | 12.2034 | 0.55696 | 12 | 0.76034
70385 | 5.7 | 0.8 | 365 | 5.1929 | 0.44977 | 5 | 0.6427
70386 | 12.255 | 0.8 | 365 | 11.1648 | 0.467 | 11 | 0.6318
70388 | 7.56 | 0.8 | 365 | 6.8875 | 0.85969 | 7 | 0.74716
70387 | 5.8 | 0.8 | 365 | 5.284 | 0.6331 | 5 | 0.91713
70391 | 7.125 | 0.8 | 365 | 6.4912 | 0.062211 | 6 | 0.55337
70392 | 7.98 | 0.8 | 365 | 7.2701 | 0.62968 | 7 | 0.89978
70394 | 8.265 | 0.8 | 365 | 7.5297 | 0.15216 | 7 | 0.68191
70389 | 5.13 | 0.8 | 365 | 4.6736 | 0.40479 | 5 | 0.078427
70395 | 3.135 | 0.8 | 365 | 2.8561 | 0.74737 | 3 | 0.60348
70390 | 9.275 | 0.8 | 365 | 8.4499 | 0.0037907 | 8 | 0.45369
70393 | 10.08 | 0.8 | 365 | 9.1833 | 0.47959 | 9 | 0.66287
70398 | 5.13 | 0.8 | 365 | 4.6736 | 0.40479 | 5 | 0.078427
70399 | 3.08 | 0.8 | 365 | 2.806 | 0.64654 | 3 | 0.45255
70401 | 5.565 | 0.8 | 365 | 5.0699 | 0.20227 | 5 | 0.27221
70250 | 7.28 | 0.8 | 365 | 6.6324 | 0.34637 | 6 | 0.97874
70405 | 11.1 | 0.8 | 365 | 10.1125 | 0.34955 | 10 | 0.46209
70409 | 5.72 | 0.8 | 365 | 5.2111 | 0.48643 | 5 | 0.69758
70412 | 9.275 | 0.8 | 365 | 8.4499 | 0.0037907 | 8 | 0.45369
70413 | 7.8 | 0.8 | 365 | 7.1061 | 0.29968 | 7 | 0.4058
70414 | 6 | 0.8 | 365 | 5.4662 | 0.99976 | 6 | 0.466
70415 | 11.7 | 0.8 | 365 | 10.6592 | 0.44953 | 11 | 0.10869
70416 | 8.4 | 0.8 | 365 | 7.6527 | 0.39966 | 8 | 0.052396
70418 | 4.5 | 0.8 | 365 | 4.0997 | 0.24982 | 4 | 0.3495
70419 | 9.01 | 0.8 | 365 | 8.2085 | 0.51797 | 8 | 0.72644
70246 | 4.8 | 0.8 | 365 | 4.373 | 0.79981 | 5 | 0.1728
70421 | 10.5 | 0.8 | 365 | 9.5659 | 0.24957 | 9 | 0.81549
70420 | 12.6 | 0.8 | 365 | 11.4791 | 0.099489 | 11 | 0.57859
70422 | 6.16 | 0.8 | 365 | 5.612 | 0.29308 | 5 | 0.90509
70428 | 23.32 | 1 | 365 | 26.5568 | 0.44049 | 26 | 0.9973
70429 | 9.6 | 0.8 | 365 | 8.746 | 0.59961 | 9 | 0.34559
70417 | 13.8 | 0.8 | 365 | 12.5724 | 0.29944 | 12 | 0.87179
70371 | 5.46 | 0.8 | 365 | 4.9743 | 0.0097787 | 4 | 0.98406
70273 | 8.82 | 0.8 | 365 | 8.0354 | 0.16964 | 8 | 0.20502
64777 | 4.77 | 1 | 365 | 5.4321 | 0.93101 | 6 | 0.36308
70438 | 8.4 | 0.8 | 365 | 7.6527 | 0.39966 | 8 | 0.052396
66443 | 5.2 | 1 | 365 | 5.9218 | 0.9164 | 6 | 0.83816
70439 | 7.2 | 0.8 | 365 | 6.5595 | 0.19971 | 6 | 0.7592
66388 | 4.94 | 1 | 365 | 5.6257 | 0.32058 | 5 | 0.94626
50936 | 24.48 | 1 | 365 | 27.8778 | 0.09876 | 27 | 0.97658
70441 | 10.15 | 1 | 365 | 11.5588 | 0.2599 | 11 | 0.81872
70442 | 9.81 | 1 | 365 | 11.1716 | 0.48075 | 11 | 0.65238
70443 | 10.4 | 1 | 365 | 11.8435 | 0.83281 | 12 | 0.67633
70446 | 8.502 | 0.8 | 365 | 7.7457 | 0.58666 | 8 | 0.33232
70445 | 7.68 | 0.8 | 365 | 6.9968 | 0.079689 | 7 | 0.076476
67881 | 3.9 | 0.8 | 365 | 3.5531 | 0.14984 | 3 | 0.7029
70450 | 12.825 | 0.8 | 365 | 11.6841 | 0.51198 | 12 | 0.19607
13236 | 2788.8 | 1 | 365 | 3175.8854 | 0.8587 | 3176 | 0.74414
13232 | 2668 | 1 | 365 | 3038.3184 | 0.031488 | 3038 | 0.34989
13234 | 2665.495 | 1 | 365 | 3035.4657 | 0.29099 | 3035 | 0.7567
70451 | 11.52 | 0.8 | 365 | 10.4952 | 0.11953 | 10 | 0.61471
68376 | 2.52 | 0.8 | 365 | 2.2958 | 0.6199 | 2 | 0.91572
68600 | 7 | 0.8 | 365 | 6.3773 | 0.83305 | 7 | 0.21033
68692 | 5.04 | 0.8 | 365 | 4.5916 | 0.2398 | 4 | 0.83144
68695 | 11.76 | 0.8 | 365 | 10.7138 | 0.55952 | 11 | 0.27335
68821 | 5.88 | 0.8 | 365 | 5.3569 | 0.77976 | 6 | 0.13668
68873 | 9.01 | 0.8 | 365 | 8.2085 | 0.51797 | 8 | 0.72644
68909 | 5.6 | 0.8 | 365 | 5.1018 | 0.26644 | 5 | 0.36826
68987 | 6.72 | 0.8 | 365 | 6.1222 | 0.31973 | 6 | 0.44192
69125 | 7.02 | 0.8 | 365 | 6.3955 | 0.86972 | 7 | 0.26522
69192 | 4.94 | 0.8 | 365 | 4.5005 | 0.056466 | 4 | 0.557
69888 | 7.2 | 0.8 | 365 | 6.5595 | 0.19971 | 6 | 0.7592
70455 | 7.36 | 0.8 | 365 | 6.7053 | 0.49304 | 7 | 0.19829
70458 | 3 | 0.8 | 365 | 2.7331 | 0.49988 | 3 | 0.233
70459 | 9.81 | 1 | 365 | 11.1716 | 0.48075 | 11 | 0.65238
70461 | 4.68 | 0.8 | 365 | 4.2637 | 0.57981 | 4 | 0.84348
70460 | 4.32 | 0.8 | 365 | 3.9357 | 0.91982 | 4 | 0.85552
70462 | 9.156 | 0.8 | 365 | 8.3415 | 0.78563 | 9 | 0.12711
70464 | 11.16 | 0.8 | 365 | 10.1672 | 0.45955 | 10 | 0.62675
70467 | 5.46 | 0.8 | 365 | 4.9743 | 0.0097787 | 4 | 0.98406
70466 | 10.695 | 0.8 | 365 | 9.7436 | 0.60707 | 10 | 0.35064
70468 | 11.16 | 0.8 | 365 | 10.1672 | 0.45955 | 10 | 0.62675
70465 | 5.4 | 0.8 | 365 | 4.9196 | 0.89978 | 5 | 0.8194
70470 | 11.16 | 0.8 | 365 | 10.1672 | 0.45955 | 10 | 0.62675
70473 | 10.464 | 0.8 | 365 | 9.5331 | 0.18358 | 9 | 0.7167
70471 | 6.89 | 1 | 365 | 7.8463 | 0.78923 | 8 | 0.63557
70474 | 6.93 | 0.8 | 365 | 6.3135 | 0.70472 | 7 | 0.018226
70475 | 7.42 | 1 | 365 | 8.4499 | 0.0037907 | 8 | 0.45369
70476 | 4.68 | 0.8 | 365 | 4.2637 | 0.57981 | 4 | 0.84348
70477 | 6.3 | 0.8 | 365 | 5.7396 | 0.54974 | 6 | 0.2893
70478 | 11.16 | 0.8 | 365 | 10.1672 | 0.45955 | 10 | 0.62675
70479 | 7.848 | 0.8 | 365 | 7.1498 | 0.38768 | 7 | 0.53752
70480 | 16.75 | 0.8 | 365 | 15.2599 | 0.70765 | 15 | 0.96757
70482 | 11.16 | 0.8 | 365 | 10.1672 | 0.45955 | 10 | 0.62675
70485 | 5.6 | 0.8 | 365 | 5.1018 | 0.26644 | 5 | 0.36826
70486 | 4.77 | 0.8 | 365 | 4.3457 | 0.74481 | 5 | 0.090467
70488 | 7.2 | 0.8 | 365 | 6.5595 | 0.19971 | 6 | 0.7592
70491 | 5.46 | 0.8 | 365 | 4.9743 | 0.0097787 | 4 | 0.98406
70492 | 2.34 | 0.8 | 365 | 2.1318 | 0.28991 | 2 | 0.42174
70493 | 10.545 | 0.8 | 365 | 9.6069 | 0.33207 | 9 | 0.93899
69173 | 5.355 | 0.8 | 365 | 4.8786 | 0.81728 | 5 | 0.6959
70496 | 11.4 | 0.8 | 365 | 10.3859 | 0.89954 | 11 | 0.28539
69664 | 3 | 0.8 | 365 | 2.7331 | 0.49988 | 3 | 0.233
70498 | 6.44 | 0.8 | 365 | 5.8671 | 0.80641 | 6 | 0.6735
70499 | 9.483 | 0.8 | 365 | 8.6394 | 0.38512 | 9 | 0.024508
70503 | 9.8 | 0.8 | 365 | 8.9282 | 0.96627 | 9 | 0.89446
70504 | 6.96 | 0.8 | 365 | 6.3408 | 0.75972 | 7 | 0.10056
70507 | 10.8 | 0.8 | 365 | 9.8392 | 0.79956 | 10 | 0.63879
70508 | 5.4 | 0.8 | 365 | 4.9196 | 0.89978 | 5 | 0.8194
70509 | 5.04 | 0.8 | 365 | 4.5916 | 0.2398 | 4 | 0.83144
70511 | 8.1 | 0.8 | 365 | 7.3794 | 0.84967 | 8 | 0.2291
70510 | 9.975 | 1 | 365 | 11.3595 | 0.85887 | 12 | 0.2184
70512 | 4.86 | 0.8 | 365 | 4.4277 | 0.9098 | 5 | 0.33746
70515 | 4.64 | 0.8 | 365 | 4.2272 | 0.50648 | 4 | 0.7337
70514 | 2.9 | 0.8 | 365 | 2.642 | 0.31655 | 2 | 0.95857
70516 | 2.61 | 0.8 | 365 | 2.3778 | 0.78489 | 3 | 0.16271
70518 | 3.19 | 0.8 | 365 | 2.9062 | 0.8482 | 3 | 0.75442
70519 | 4.48 | 0.8 | 365 | 4.0815 | 0.21315 | 4 | 0.29461
70520 | 5.8 | 0.8 | 365 | 5.284 | 0.6331 | 5 | 0.91713
70521 | 7 | 0.8 | 365 | 6.3773 | 0.83305 | 7 | 0.21033
70522 | 6.38 | 0.8 | 365 | 5.8124 | 0.69641 | 6 | 0.50884
70523 | 3.77 | 0.8 | 365 | 3.4346 | 0.91151 | 4 | 0.34613
70524 | 4.32 | 0.8 | 365 | 3.9357 | 0.91982 | 4 | 0.85552
70525 | 10.92 | 0.8 | 365 | 9.9486 | 0.019557 | 9 | 0.96811
69103 | 11.39 | 0.8 | 365 | 10.3767 | 0.8812 | 11 | 0.25795
70527 | 7.5 | 0.8 | 365 | 6.8328 | 0.7497 | 7 | 0.5825
70528 | 23.625 | 0.8 | 365 | 21.5233 | 0.31154 | 21 | 0.83486
70529 | 4.56 | 0.8 | 365 | 4.1543 | 0.35982 | 4 | 0.51416
70530 | 11.04 | 0.8 | 365 | 10.0579 | 0.23955 | 10 | 0.29743
70531 | 18.72 | 0.8 | 365 | 17.0547 | 0.31924 | 17 | 0.37391
70533 | 3.135 | 0.8 | 365 | 2.8561 | 0.74737 | 3 | 0.60348
70536 | 4.86 | 0.8 | 365 | 4.4277 | 0.9098 | 5 | 0.33746
70537 | 7.28 | 0.8 | 365 | 6.6324 | 0.34637 | 6 | 0.97874
70538 | 3.78 | 0.8 | 365 | 3.4437 | 0.92985 | 4 | 0.37358
70540 | 5.8 | 0.8 | 365 | 5.284 | 0.6331 | 5 | 0.91713
70543 | 8.1 | 0.8 | 365 | 7.3794 | 0.84967 | 8 | 0.2291
70548 | 7 | 0.8 | 365 | 6.3773 | 0.83305 | 7 | 0.21033
70546 | 10.36 | 0.8 | 365 | 9.4384 | 0.99291 | 10 | 0.43129
70547 | 7.35 | 1 | 365 | 8.3702 | 0.84338 | 9 | 0.21356
70549 | 6.09 | 0.8 | 365 | 5.5482 | 0.16475 | 5 | 0.71299
70551 | 2.24 | 0.8 | 365 | 2.0407 | 0.10658 | 2 | 0.14731
70552 | 4.76 | 0.8 | 365 | 4.3366 | 0.72647 | 5 | 0.063024
70554 | 3.64 | 0.8 | 365 | 3.3162 | 0.67319 | 3 | 0.98937
70557 | 8.68 | 0.8 | 365 | 7.9078 | 0.91298 | 8 | 0.82081
70560 | 10.08 | 0.8 | 365 | 9.1833 | 0.47959 | 9 | 0.66287
70558 | 19.76 | 0.8 | 365 | 18.0022 | 0.22587 | 18 | 0.22802
70561 | 8.68 | 0.8 | 365 | 7.9078 | 0.91298 | 8 | 0.82081
70562 | 7.56 | 0.8 | 365 | 6.8875 | 0.85969 | 7 | 0.74716
70563 | 6.38 | 0.8 | 365 | 5.8124 | 0.69641 | 6 | 0.50884
70565 | 4.76 | 0.8 | 365 | 4.3366 | 0.72647 | 5 | 0.063024
70564 | 13.02 | 0.8 | 365 | 11.8617 | 0.86947 | 12 | 0.73121
70567 | 8.7 | 0.8 | 365 | 7.926 | 0.94965 | 8 | 0.8757
70568 | 13.34 | 0.8 | 365 | 12.1533 | 0.45613 | 12 | 0.6094
70569 | 9.24 | 0.8 | 365 | 8.418 | 0.93963 | 9 | 0.35764
69844 | 11.7 | 1 | 365 | 13.324 | 0.81191 | 14 | 0.13587
13227 | 622.275 | 1 | 365 | 708.6468 | 0.015346 | 708 | 0.66212
13238 | 1414.32 | 1 | 365 | 1610.6276 | 0.078341 | 1610 | 0.70596
13224 | 698.64 | 1 | 365 | 795.6112 | 0.014602 | 795 | 0.62583
13237 | 2762.4 | 1 | 365 | 3145.8211 | 0.36004 | 3146 | 0.18116
64201 | 102.06 | 0.9 | 365 | 104.6033 | 0.4941 | 105 | 0.097431
70424 | 13.545 | 0.8 | 365 | 12.34 | 0.83195 | 13 | 0.17199
70436 | 6.3 | 0.8 | 365 | 5.7396 | 0.54974 | 6 | 0.2893
70430 | 12 | 0.8 | 365 | 10.9325 | 0.99951 | 11 | 0.93199
68444 | 5.67 | 0.8 | 365 | 5.1656 | 0.39477 | 5 | 0.56037
68903 | 8.32 | 0.8 | 365 | 7.5799 | 0.253 | 7 | 0.83285
70506 | 6.16 | 0.8 | 365 | 5.612 | 0.29308 | 5 | 0.90509
70448 | 5.85 | 0.8 | 365 | 5.3296 | 0.72476 | 6 | 0.054347
70572 | 9.165 | 1 | 365 | 10.4371 | 0.0026606 | 10 | 0.43976
70580 | 5.035 | 0.8 | 365 | 4.5871 | 0.23063 | 4 | 0.81772
70585 | 3.6 | 0.8 | 365 | 3.2797 | 0.59985 | 3 | 0.8796
70593 | 7.28 | 0.8 | 365 | 6.6324 | 0.34637 | 6 | 0.97874
70599 | 5.04 | 0.8 | 365 | 4.5916 | 0.2398 | 4 | 0.83144
70495 | 12.6 | 1 | 365 | 14.3489 | 0.87436 | 15 | 0.22324
70505 | 9.38 | 0.8 | 365 | 8.5456 | 0.19629 | 8 | 0.74184
70632 | 9.72 | 0.8 | 365 | 8.8553 | 0.81961 | 9 | 0.67491
70634 | 7.8 | 1 | 365 | 8.8826 | 0.8746 | 9 | 0.75724
68582 | 10.545 | 1 | 365 | 12.0086 | 0.16509 | 12 | 0.17374
70636 | 4.48 | 1 | 365 | 5.1018 | 0.26644 | 5 | 0.36826
70532 | 12 | 0.8 | 365 | 10.9325 | 0.99951 | 11 | 0.93199
70637 | 9.156 | 0.8 | 365 | 8.3415 | 0.78563 | 9 | 0.12711
69621 | 7.68 | 0.8 | 365 | 6.9968 | 0.079689 | 7 | 0.076476
70653 | 6.44 | 1 | 365 | 7.3339 | 0.75801 | 8 | 0.091879
70661 | 14 | 0.8 | 365 | 12.7546 | 0.6661 | 13 | 0.42066
70662 | 10.24 | 1 | 365 | 11.6613 | 0.46615 | 12 | 0.12746
70663 | 10.92 | 0.8 | 365 | 9.9486 | 0.019557 | 9 | 0.96811
70665 | 11.97 | 0.8 | 365 | 10.9051 | 0.94451 | 11 | 0.84966
70666 | 4.505 | 0.8 | 365 | 4.1042 | 0.25898 | 4 | 0.36322
70667 | 10.2 | 0.8 | 365 | 9.2926 | 0.69959 | 9 | 0.99219
70668 | 11.825 | 0.8 | 365 | 10.773 | 0.67869 | 11 | 0.45174
70669 | 7.155 | 0.8 | 365 | 6.5185 | 0.11721 | 6 | 0.6357
70670 | 11.4 | 1 | 365 | 12.9823 | 0.12442 | 13 | 0.10674
70671 | 5.5 | 0.8 | 365 | 5.0107 | 0.08311 | 5 | 0.09383
70672 | 10.6 | 0.8 | 365 | 9.657 | 0.4329 | 10 | 0.089928
70673 | 9.805 | 1 | 365 | 11.1659 | 0.46929 | 11 | 0.63523
70674 | 5.3 | 0.8 | 365 | 4.8285 | 0.71645 | 5 | 0.54496
70675 | 5.85 | 0.8 | 365 | 5.3296 | 0.72476 | 6 | 0.054347
70676 | 4.8 | 0.8 | 365 | 4.373 | 0.79981 | 5 | 0.1728
70677 | 6.6 | 0.8 | 365 | 6.0129 | 0.099732 | 6 | 0.1126
70678 | 12 | 0.8 | 365 | 10.9325 | 0.99951 | 11 | 0.93199
70679 | 8.4 | 0.8 | 365 | 7.6527 | 0.39966 | 8 | 0.052396
70680 | 14.575 | 0.8 | 365 | 13.2784 | 0.72024 | 13 | 0.99865
68907 | 13.08 | 0.8 | 365 | 11.9164 | 0.97947 | 12 | 0.89587
69040 | 9.81 | 0.8 | 365 | 8.9373 | 0.9846 | 9 | 0.9219
70047 | 4.2 | 0.8 | 365 | 3.8264 | 0.69983 | 4 | 0.5262
69963 | 8.64 | 0.8 | 365 | 7.8714 | 0.83965 | 8 | 0.71104
69955 | 8.64 | 0.8 | 365 | 7.8714 | 0.83965 | 8 | 0.71104
69945 | 5.232 | 0.8 | 365 | 4.7666 | 0.59179 | 5 | 0.35835
70628 | 9.86 | 0.8 | 365 | 8.9829 | 0.076267 | 9 | 0.059121
70687 | 13.34 | 1 | 365 | 15.1916 | 0.57016 | 15 | 0.76175
70012 | 10.965 | 1 | 365 | 12.4869 | 0.12757 | 12 | 0.61451
70692 | 8.48 | 0.8 | 365 | 7.7256 | 0.54632 | 8 | 0.27194
70566 | 6.72 | 0.8 | 365 | 6.1222 | 0.31973 | 6 | 0.44192
70694 | 12 | 0.8 | 365 | 10.9325 | 0.99951 | 11 | 0.93199
70696 | 9.6 | 0.8 | 365 | 8.746 | 0.59961 | 9 | 0.34559
70698 | 10.725 | 1 | 365 | 12.2136 | 0.57758 | 12 | 0.79121
70699 | 10.075 | 1 | 365 | 11.4734 | 0.088031 | 11 | 0.56144
35280 | 40.96 | 0.9 | 365 | 41.9807 | 0.47813 | 42 | 0.45886
70705 | 8.99 | 0.8 | 365 | 8.1902 | 0.4813 | 8 | 0.67155
70711 | 10.2 | 0.8 | 365 | 9.2926 | 0.69959 | 9 | 0.99219
70713 | 3.64 | 0.8 | 365 | 3.3162 | 0.67319 | 3 | 0.98937
67689 | 3.38 | 0.8 | 365 | 3.0793 | 0.19653 | 3 | 0.27584
67665 | 2.34 | 0.8 | 365 | 2.1318 | 0.28991 | 2 | 0.42174
67715 | 4.94 | 0.8 | 365 | 4.5005 | 0.056466 | 4 | 0.557
67725 | 6.615 | 0.8 | 365 | 6.0265 | 0.12723 | 6 | 0.15376
68500 | 5.565 | 0.8 | 365 | 5.0699 | 0.20227 | 5 | 0.27221
68508 | 6.5 | 0.8 | 365 | 5.9218 | 0.9164 | 6 | 0.83816
70659 | 5.83 | 1 | 365 | 6.6392 | 0.36012 | 6 | 0.99933
70714 | 21.045 | 1 | 365 | 23.966 | 0.22706 | 24 | 0.1931
70715 | 5.72 | 0.8 | 365 | 5.2111 | 0.48643 | 5 | 0.69758
68005 | 7.155 | 0.8 | 365 | 6.5185 | 0.11721 | 6 | 0.6357
70513 | 4.575 | 1 | 365 | 5.21 | 0.48414 | 5 | 0.69415
68543 | 11.76 | 0.8 | 365 | 10.7138 | 0.55952 | 11 | 0.27335
68017 | 11.655 | 0.8 | 365 | 10.6182 | 0.36703 | 10 | 0.9852
70716 | 4.8 | 0.8 | 365 | 4.373 | 0.79981 | 5 | 0.1728
70440 | 5.3 | 0.8 | 365 | 4.8285 | 0.71645 | 5 | 0.54496
70710 | 7.28 | 0.8 | 365 | 6.6324 | 0.34637 | 6 | 0.97874
70681 | 9.69 | 1 | 365 | 11.035 | 0.20576 | 11 | 0.24073
70722 | 8.04 | 0.8 | 365 | 7.3248 | 0.73967 | 8 | 0.064436
70723 | 7.521 | 0.8 | 365 | 6.8519 | 0.7882 | 7 | 0.64013
70724 | 12.765 | 0.8 | 365 | 11.6294 | 0.40198 | 12 | 0.031408
63344 | 32.4 | 0.9 | 365 | 33.2074 | 0.82352 | 34 | 0.030931
70706 | 207.9 | 0.9 | 365 | 213.0809 | 0.78427 | 213 | 0.86514
53766 | 135.68 | 0.9 | 365 | 139.0611 | 0.83381 | 139 | 0.89496
53760 | 46.08 | 0.9 | 365 | 47.2283 | 0.037899 | 47 | 0.26621
64417 | 22 | 0.8 | 365 | 20.0429 | 0.33244 | 20 | 0.37532
63243 | 3.42 | 1 | 365 | 3.8947 | 0.83733 | 4 | 0.73202
63512 | 7.56 | 1 | 365 | 8.6093 | 0.32462 | 8 | 0.93394
63914 | 2.4 | 1 | 365 | 2.7331 | 0.49988 | 3 | 0.233
49159 | 7.8 | 1 | 365 | 8.8826 | 0.8746 | 9 | 0.75724
64509 | 2.4 | 1 | 365 | 2.7331 | 0.49988 | 3 | 0.233
64536 | 2.7 | 1 | 365 | 3.0748 | 0.18736 | 3 | 0.26212
53762 | 79.04 | 0.9 | 365 | 81.0097 | 0.016396 | 81 | 0.026073
69991 | 8.64 | 0.8 | 365 | 7.8714 | 0.83965 | 8 | 0.71104
70457 | 9.9 | 1 | 365 | 11.2741 | 0.687 | 11 | 0.96112
34545 | 448.175 | 0.9 | 365 | 459.3435 | 0.3405 | 459 | 0.68402
70023 | 7.02 | 0.8 | 365 | 6.3955 | 0.86972 | 7 | 0.26522
70011 | 15.68 | 1 | 365 | 17.8564 | 0.93254 | 18 | 0.78892
70502 | 4.2 | 0.8 | 365 | 3.8264 | 0.69983 | 4 | 0.5262
70570 | 11.48 | 0.8 | 365 | 10.4587 | 0.046201 | 10 | 0.50494
70573 | 8.4 | 0.8 | 365 | 7.6527 | 0.39966 | 8 | 0.052396
70576 | 9.12 | 0.8 | 365 | 8.3087 | 0.71963 | 9 | 0.028315
70578 | 5.88 | 0.8 | 365 | 5.3569 | 0.77976 | 6 | 0.13668
70577 | 4.48 | 0.8 | 365 | 4.0815 | 0.21315 | 4 | 0.29461
70582 | 10.26 | 0.8 | 365 | 9.3473 | 0.80958 | 10 | 0.15685
70583 | 9.52 | 0.8 | 365 | 8.6731 | 0.45295 | 9 | 0.12605
70586 | 6.38 | 0.8 | 365 | 5.8124 | 0.69641 | 6 | 0.50884
70589 | 8.4 | 0.8 | 365 | 7.6527 | 0.39966 | 8 | 0.052396
70579 | 12.06 | 0.8 | 365 | 10.9871 | 0.10951 | 11 | 0.096654
70591 | 8.96 | 0.8 | 365 | 8.1629 | 0.4263 | 8 | 0.58922
70598 | 4.64 | 0.8 | 365 | 4.2272 | 0.50648 | 4 | 0.7337
70596 | 3.99 | 0.8 | 365 | 3.635 | 0.31484 | 3 | 0.94989
70597 | 6.16 | 0.8 | 365 | 5.612 | 0.29308 | 5 | 0.90509
70600 | 4.2 | 0.8 | 365 | 3.8264 | 0.69983 | 4 | 0.5262
70601 | 16.695 | 0.8 | 365 | 15.2098 | 0.60682 | 15 | 0.81664
70603 | 8.96 | 0.8 | 365 | 8.1629 | 0.4263 | 8 | 0.58922
70604 | 7.56 | 0.8 | 365 | 6.8875 | 0.85969 | 7 | 0.74716
70605 | 7.84 | 0.8 | 365 | 7.1426 | 0.37302 | 7 | 0.51557
70606 | 9.86 | 0.8 | 365 | 8.9829 | 0.076267 | 9 | 0.059121
70602 | 5.4 | 0.8 | 365 | 4.9196 | 0.89978 | 5 | 0.8194
70608 | 6.67 | 0.8 | 365 | 6.0766 | 0.22806 | 6 | 0.3047
70607 | 10.08 | 0.8 | 365 | 9.1833 | 0.47959 | 9 | 0.66287
70609 | 13.44 | 0.8 | 365 | 12.2444 | 0.63946 | 12 | 0.88383
70612 | 7.8 | 0.8 | 365 | 7.1061 | 0.29968 | 7 | 0.4058
70613 | 3.48 | 0.8 | 365 | 3.1704 | 0.37986 | 3 | 0.55028
70614 | 4.64 | 0.8 | 365 | 4.2272 | 0.50648 | 4 | 0.7337
70611 | 12.18 | 0.8 | 365 | 11.0965 | 0.32951 | 11 | 0.42597
70616 | 3.92 | 0.8 | 365 | 3.5713 | 0.18651 | 3 | 0.75778
70617 | 5.88 | 0.8 | 365 | 5.3569 | 0.77976 | 6 | 0.13668
70615 | 5.51 | 0.8 | 365 | 5.0198 | 0.10144 | 5 | 0.12127
70618 | 4.64 | 0.8 | 365 | 4.2272 | 0.50648 | 4 | 0.7337
70610 | 9.135 | 1 | 365 | 10.4029 | 0.93391 | 11 | 0.33685
70619 | 14 | 0.8 | 365 | 12.7546 | 0.6661 | 13 | 0.42066
70621 | 11.61 | 0.8 | 365 | 10.5772 | 0.28453 | 10 | 0.8617
70622 | 9.24 | 0.8 | 365 | 8.418 | 0.93963 | 9 | 0.35764
70624 | 10.73 | 0.8 | 365 | 9.7755 | 0.67123 | 10 | 0.44669
70626 | 9.57 | 0.8 | 365 | 8.7187 | 0.54461 | 9 | 0.26326
70481 | 6.867 | 0.8 | 365 | 6.2561 | 0.58922 | 6 | 0.84533
70148 | 4.56 | 0.8 | 365 | 4.1543 | 0.35982 | 4 | 0.51416
70630 | 6.095 | 0.8 | 365 | 5.5528 | 0.17392 | 5 | 0.72671
70483 | 7.035 | 0.8 | 365 | 6.4092 | 0.89721 | 7 | 0.30638
70629 | 4.725 | 0.8 | 365 | 4.3047 | 0.66231 | 4 | 0.96697
70631 | 2.32 | 0.8 | 365 | 2.1136 | 0.25324 | 2 | 0.36685
42993 | 16.9 | 1 | 365 | 19.2457 | 0.72831 | 19 | 0.97403
68528 | 10.395 | 0.8 | 365 | 9.4703 | 0.057079 | 9 | 0.52734
70633 | 2.61 | 0.8 | 365 | 2.3778 | 0.78489 | 3 | 0.16271
70635 | 2.16 | 0.8 | 365 | 1.9678 | 0.95991 | 2 | 0.92776
70638 | 3.51 | 0.8 | 365 | 3.1978 | 0.43486 | 3 | 0.63261
70639 | 3.24 | 0.8 | 365 | 2.9518 | 0.93987 | 3 | 0.89164
70640 | 9.24 | 0.8 | 365 | 8.418 | 0.93963 | 9 | 0.35764
70641 | 4.06 | 0.8 | 365 | 3.6988 | 0.44317 | 4 | 0.14199
70642 | 2.61 | 0.8 | 365 | 2.3778 | 0.78489 | 3 | 0.16271
70644 | 11.76 | 0.8 | 365 | 10.7138 | 0.55952 | 11 | 0.27335
70645 | 6.44 | 0.8 | 365 | 5.8671 | 0.80641 | 6 | 0.6735
70646 | 2.24 | 0.8 | 365 | 2.0407 | 0.10658 | 2 | 0.14731
70647 | 4.06 | 0.8 | 365 | 3.6988 | 0.44317 | 4 | 0.14199
70648 | 5.6 | 0.8 | 365 | 5.1018 | 0.26644 | 5 | 0.36826
70649 | 8.91 | 0.8 | 365 | 8.1174 | 0.33464 | 8 | 0.45201
70650 | 3.92 | 0.8 | 365 | 3.5713 | 0.18651 | 3 | 0.75778
70651 | 4.48 | 0.8 | 365 | 4.0815 | 0.21315 | 4 | 0.29461
70652 | 7.848 | 0.8 | 365 | 7.1498 | 0.38768 | 7 | 0.53752
70654 | 8.84 | 0.8 | 365 | 8.0536 | 0.20631 | 8 | 0.2599
70655 | 13.395 | 0.8 | 365 | 12.2034 | 0.55696 | 12 | 0.76034
70682 | 7.245 | 0.8 | 365 | 6.6005 | 0.28221 | 6 | 0.88269
70683 | 9.12 | 0.8 | 365 | 8.3087 | 0.71963 | 9 | 0.028315
70130 | 11.395 | 0.8 | 365 | 10.3813 | 0.89037 | 11 | 0.27167
70685 | 5.44 | 0.8 | 365 | 4.9561 | 0.97311 | 5 | 0.92917
70686 | 7.2 | 0.8 | 365 | 6.5595 | 0.19971 | 6 | 0.7592
69769 | 9.54 | 0.8 | 365 | 8.6913 | 0.48961 | 9 | 0.18093
69386 | 3.24 | 0.8 | 365 | 2.9518 | 0.93987 | 3 | 0.89164
70497 | 8.64 | 0.8 | 365 | 7.8714 | 0.83965 | 8 | 0.71104
70571 | 6.44 | 0.8 | 365 | 5.8671 | 0.80641 | 6 | 0.6735
70688 | 7.935 | 0.8 | 365 | 7.2291 | 0.54718 | 7 | 0.77628
70689 | 12.285 | 0.8 | 365 | 11.1921 | 0.522 | 11 | 0.71413
70500 | 7.84 | 0.8 | 365 | 7.1426 | 0.37302 | 7 | 0.51557
70581 | 5.6 | 0.8 | 365 | 5.1018 | 0.26644 | 5 | 0.36826
70691 | 16.9 | 0.8 | 365 | 15.3966 | 0.98265 | 16 | 0.37922
70693 | 9.1 | 0.8 | 365 | 8.2905 | 0.68296 | 8 | 0.97343
70702 | 2.56 | 0.8 | 365 | 2.3323 | 0.69323 | 3 | 0.025492
70704 | 9.92 | 0.8 | 365 | 9.0375 | 0.18626 | 9 | 0.22378
70707 | 6.625 | 0.8 | 365 | 6.0356 | 0.14556 | 6 | 0.1812
70708 | 2.745 | 0.8 | 365 | 2.5008 | 0.032389 | 2 | 0.53319
70160 | 8.41 | 0.8 | 365 | 7.6618 | 0.41799 | 8 | 0.079839
70164 | 4.8 | 0.8 | 365 | 4.373 | 0.79981 | 5 | 0.1728
70717 | 6.3 | 0.8 | 365 | 5.7396 | 0.54974 | 6 | 0.2893
70720 | 4.94 | 0.8 | 365 | 4.5005 | 0.056466 | 4 | 0.557
70725 | 6.48 | 0.8 | 365 | 5.9035 | 0.87974 | 6 | 0.78328
70726 | 3.924 | 0.8 | 365 | 3.5749 | 0.19384 | 3 | 0.76876
70727 | 7.2 | 0.8 | 365 | 6.5595 | 0.19971 | 6 | 0.7592
70733 | 9.36 | 0.8 | 365 | 8.5273 | 0.15962 | 8 | 0.68696
70734 | 7.56 | 0.8 | 365 | 6.8875 | 0.85969 | 7 | 0.74716
70735 | 2.385 | 0.8 | 365 | 2.1728 | 0.3724 | 2 | 0.54523
70738 | 11.89 | 0.8 | 365 | 10.8323 | 0.79785 | 11 | 0.63012
70739 | 9 | 0.8 | 365 | 8.1994 | 0.49964 | 8 | 0.699
63832 | 181.125 | 0.9 | 365 | 185.6386 | 0.56205 | 186 | 0.20069
63367 | 99.36 | 0.9 | 365 | 101.8361 | 0.92547 | 102 | 0.76152
63738 | 150.765 | 0.9 | 365 | 154.5221 | 0.94594 | 155 | 0.468
34901 | 1249.92 | 1 | 365 | 1423.4089 | 0.33667 | 1423 | 0.74557
70740 | 6.1 | 0.8 | 365 | 5.5573 | 0.18309 | 5 | 0.74043
70737 | 5.7 | 0.8 | 365 | 5.1929 | 0.44977 | 5 | 0.6427
54640 | 193.05 | 1 | 365 | 219.8453 | 0.39647 | 220 | 0.24181
62258 | 187.2 | 1 | 365 | 213.1834 | 0.99052 | 214 | 0.17388
70590 | 9.62 | 0.8 | 365 | 8.7642 | 0.63628 | 9 | 0.40048
70741 | 4.2 | 0.8 | 365 | 3.8264 | 0.69983 | 4 | 0.5262
70742 | 7.56 | 0.8 | 365 | 6.8875 | 0.85969 | 7 | 0.74716
70743 | 5.6 | 0.8 | 365 | 5.1018 | 0.26644 | 5 | 0.36826
70744 | 3.71 | 0.8 | 365 | 3.38 | 0.80152 | 4 | 0.18147
70745 | 5.6 | 0.8 | 365 | 5.1018 | 0.26644 | 5 | 0.36826
70747 | 7.125 | 0.8 | 365 | 6.4912 | 0.062211 | 6 | 0.55337
70748 | 10.64 | 0.8 | 365 | 9.6935 | 0.50624 | 10 | 0.1997
70749 | 5.22 | 0.8 | 365 | 4.7556 | 0.56979 | 5 | 0.32542
63046 | 186.3 | 0.9 | 365 | 190.9426 | 0.23525 | 191 | 0.17785
70753 | 10.5 | 0.8 | 365 | 9.5659 | 0.24957 | 9 | 0.81549
70755 | 10.5 | 0.8 | 365 | 9.5659 | 0.24957 | 9 | 0.81549
70746 | 7.695 | 0.8 | 365 | 7.0105 | 0.10719 | 7 | 0.11764
70754 | 8.525 | 0.8 | 365 | 7.7666 | 0.62882 | 8 | 0.39544
70757 | 4.8 | 0.8 | 365 | 4.373 | 0.79981 | 5 | 0.1728
70758 | 9.57 | 0.8 | 365 | 8.7187 | 0.54461 | 9 | 0.26326
70759 | 9.72 | 0.8 | 365 | 8.8553 | 0.81961 | 9 | 0.67491
70762 | 3.9 | 0.8 | 365 | 3.5531 | 0.14984 | 3 | 0.7029
70761 | 11.52 | 0.8 | 365 | 10.4952 | 0.11953 | 10 | 0.61471
70763 | 6.93 | 0.8 | 365 | 6.3135 | 0.70472 | 7 | 0.018226
70764 | 4.48 | 0.8 | 365 | 4.0815 | 0.21315 | 4 | 0.29461
70765 | 12.42 | 0.8 | 365 | 11.3151 | 0.7695 | 12 | 0.084613
70767 | 5.12 | 0.8 | 365 | 4.6645 | 0.38646 | 5 | 0.050984
70773 | 9.24 | 0.8 | 365 | 8.418 | 0.93963 | 9 | 0.35764
70776 | 8.58 | 0.8 | 365 | 7.8167 | 0.72965 | 8 | 0.54638
70777 | 4.41 | 0.8 | 365 | 4.0177 | 0.084821 | 4 | 0.10251
70778 | 7.25 | 0.8 | 365 | 6.605 | 0.29137 | 6 | 0.89641
70779 | 6.38 | 0.8 | 365 | 5.8124 | 0.69641 | 6 | 0.50884
70768 | 7.68 | 0.8 | 365 | 6.9968 | 0.079689 | 7 | 0.076476
70775 | 8.505 | 0.8 | 365 | 7.7484 | 0.59216 | 8 | 0.34055
70780 | 8.99 | 0.8 | 365 | 8.1902 | 0.4813 | 8 | 0.67155
70781 | 3.19 | 0.8 | 365 | 2.9062 | 0.8482 | 3 | 0.75442
70782 | 6 | 0.8 | 365 | 5.4662 | 0.99976 | 6 | 0.466
70785 | 3.64 | 0.8 | 365 | 3.3162 | 0.67319 | 3 | 0.98937
70787 | 2.7 | 0.8 | 365 | 2.4598 | 0.94989 | 3 | 0.4097
70786 | 3.445 | 1 | 365 | 3.9232 | 0.89462 | 4 | 0.81778
70783 | 9.9 | 0.8 | 365 | 9.0193 | 0.1496 | 9 | 0.16889
70788 | 6.48 | 0.8 | 365 | 5.9035 | 0.87974 | 6 | 0.78328
70789 | 6.44 | 0.8 | 365 | 5.8671 | 0.80641 | 6 | 0.6735
70790 | 4.48 | 0.8 | 365 | 4.0815 | 0.21315 | 4 | 0.29461
70791 | 2.52 | 0.8 | 365 | 2.2958 | 0.6199 | 2 | 0.91572
70792 | 2.52 | 0.8 | 365 | 2.2958 | 0.6199 | 2 | 0.91572
48810 | 3.12 | 1 | 365 | 3.5531 | 0.14984 | 3 | 0.7029
70793 | 3.36 | 0.8 | 365 | 3.0611 | 0.15986 | 3 | 0.22096
70794 | 6.4 | 0.8 | 365 | 5.8307 | 0.73307 | 6 | 0.56373
70795 | 5.6 | 0.8 | 365 | 5.1018 | 0.26644 | 5 | 0.36826
70797 | 6.09 | 0.8 | 365 | 5.5482 | 0.16475 | 5 | 0.71299
70798 | 12.47 | 0.8 | 365 | 11.3607 | 0.86116 | 12 | 0.22183
70799 | 8.1 | 0.8 | 365 | 7.3794 | 0.84967 | 8 | 0.2291
70796 | 8.7 | 0.8 | 365 | 7.926 | 0.94965 | 8 | 0.8757
70800 | 3.92 | 0.8 | 365 | 3.5713 | 0.18651 | 3 | 0.75778
70801 | 3.64 | 0.8 | 365 | 3.3162 | 0.67319 | 3 | 0.98937
68541 | 13.545 | 0.8 | 365 | 12.34 | 0.83195 | 13 | 0.17199
70575 | 11.2 | 0.8 | 365 | 10.2036 | 0.53288 | 10 | 0.73653
70771 | 9.24 | 0.8 | 365 | 8.418 | 0.93963 | 9 | 0.35764
70803 | 8.48 | 0.8 | 365 | 7.7256 | 0.54632 | 8 | 0.27194
70804 | 8.68 | 0.8 | 365 | 7.9078 | 0.91298 | 8 | 0.82081
70805 | 5.04 | 0.8 | 365 | 4.5916 | 0.2398 | 4 | 0.83144
70811 | 5.13 | 0.8 | 365 | 4.6736 | 0.40479 | 5 | 0.078427
70809 | 10.5 | 0.8 | 365 | 9.5659 | 0.24957 | 9 | 0.81549
70810 | 11.16 | 0.8 | 365 | 10.1672 | 0.45955 | 10 | 0.62675
70814 | 7.194 | 0.8 | 365 | 6.554 | 0.18871 | 6 | 0.74273
70815 | 14.49 | 0.8 | 365 | 13.201 | 0.56441 | 13 | 0.76538
70818 | 5.76 | 0.8 | 365 | 5.2476 | 0.55977 | 5 | 0.80736
70820 | 9.81 | 0.8 | 365 | 8.9373 | 0.9846 | 9 | 0.9219
70821 | 8.97 | 0.8 | 365 | 8.172 | 0.44464 | 8 | 0.61667
70330 | 8.12 | 0.8 | 365 | 7.3976 | 0.88634 | 8 | 0.28398
70822 | 5.8 | 0.8 | 365 | 5.284 | 0.6331 | 5 | 0.91713
70823 | 12.915 | 0.8 | 365 | 11.7661 | 0.67698 | 12 | 0.44306
70824 | 16.47 | 0.8 | 365 | 15.0048 | 0.19433 | 15 | 0.19916
70826 | 11.76 | 0.8 | 365 | 10.7138 | 0.55952 | 11 | 0.27335
70827 | 4.32 | 0.8 | 365 | 3.9357 | 0.91982 | 4 | 0.85552
70828 | 3.92 | 0.8 | 365 | 3.5713 | 0.18651 | 3 | 0.75778
70825 | 6.405 | 0.8 | 365 | 5.8352 | 0.74224 | 6 | 0.57745
70830 | 8.68 | 0.8 | 365 | 7.9078 | 0.91298 | 8 | 0.82081
70831 | 13.42 | 0.8 | 365 | 12.2262 | 0.60279 | 12 | 0.82895
70489 | 6.7 | 0.8 | 365 | 6.104 | 0.28306 | 6 | 0.38703
70494 | 8.505 | 0.8 | 365 | 7.7484 | 0.59216 | 8 | 0.34055
70283 | 9.36 | 0.8 | 365 | 8.5273 | 0.15962 | 8 | 0.68696
70832 | 2.52 | 0.8 | 365 | 2.2958 | 0.6199 | 2 | 0.91572
70834 | 5.04 | 0.8 | 365 | 4.5916 | 0.2398 | 4 | 0.83144
70835 | 8.41 | 0.8 | 365 | 7.6618 | 0.41799 | 8 | 0.079839
70836 | 5.88 | 0.8 | 365 | 5.3569 | 0.77976 | 6 | 0.13668
70837 | 4.76 | 0.8 | 365 | 4.3366 | 0.72647 | 5 | 0.063024
70838 | 4.68 | 0.8 | 365 | 4.2637 | 0.57981 | 4 | 0.84348
70842 | 3 | 0.8 | 365 | 2.7331 | 0.49988 | 3 | 0.233
34252 | 805.14 | 0.8 | 365 | 733.5147 | 0.057365 | 733 | 0.57211
70844 | 4.24 | 0.8 | 365 | 3.8628 | 0.77316 | 4 | 0.63597
70684 | 9.765 | 1 | 365 | 11.1204 | 0.37763 | 11 | 0.49801
51713 | 652.05 | 0.9 | 365 | 668.2991 | 0.82339 | 669 | 0.12248
3816 | 1265.22 | 0.7 | 365 | 1008.5828 | 0.57888 | 1009 | 0.16165
70431 | 7.425 | 0.8 | 365 | 6.7645 | 0.6122 | 7 | 0.37667
70472 | 9.01 | 0.8 | 365 | 8.2085 | 0.51797 | 8 | 0.72644
67640 | 8.175 | 0.8 | 365 | 7.4478 | 0.98717 | 8 | 0.43492
13225 | 1414.32 | 1 | 365 | 1610.6276 | 0.078341 | 1610 | 0.70596
69115 | 8.19 | 1 | 365 | 9.3268 | 0.76834 | 10 | 0.095107
35305 | 35.64 | 0.9 | 365 | 36.5281 | 0.50587 | 37 | 0.034024
53584 | 599.04 | 1 | 365 | 682.1868 | 0.76965 | 682 | 0.9564
70712 | 7.83 | 1 | 365 | 8.9168 | 0.94335 | 9 | 0.86016
70690 | 8.64 | 1 | 365 | 9.8392 | 0.79956 | 10 | 0.63879
68856 | 9.81 | 0.8 | 365 | 8.9373 | 0.9846 | 9 | 0.9219
70701 | 7.41 | 0.8 | 365 | 6.7508 | 0.5847 | 7 | 0.33551
13226 | 1413.965 | 1 | 365 | 1610.2233 | 0.26482 | 1610 | 0.48816
70843 | 3.92 | 0.8 | 365 | 3.5713 | 0.18651 | 3 | 0.75778
70845 | 6.44 | 0.8 | 365 | 5.8671 | 0.80641 | 6 | 0.6735
70846 | 5.6 | 0.8 | 365 | 5.1018 | 0.26644 | 5 | 0.36826
70847 | 12.47 | 0.8 | 365 | 11.3607 | 0.86116 | 12 | 0.22183
70849 | 5.88 | 0.8 | 365 | 5.3569 | 0.77976 | 6 | 0.13668
70852 | 2.52 | 0.8 | 365 | 2.2958 | 0.6199 | 2 | 0.91572
70857 | 6.09 | 0.8 | 365 | 5.5482 | 0.16475 | 5 | 0.71299
70858 | 5.4 | 0.8 | 365 | 4.9196 | 0.89978 | 5 | 0.8194
70861 | 5.4 | 0.8 | 365 | 4.9196 | 0.89978 | 5 | 0.8194
70860 | 10.08 | 0.8 | 365 | 9.1833 | 0.47959 | 9 | 0.66287
70862 | 5.6 | 0.8 | 365 | 5.1018 | 0.26644 | 5 | 0.36826
34626 | 61.6 | 0.8 | 365 | 56.1201 | 0.93084 | 57 | 0.0509
42561 | 13 | 0.8 | 365 | 11.8435 | 0.83281 | 12 | 0.67633
70863 | 11.89 | 0.8 | 365 | 10.8323 | 0.79785 | 11 | 0.63012
70865 | 3.78 | 0.8 | 365 | 3.4437 | 0.92985 | 4 | 0.37358
70866 | 2.52 | 0.8 | 365 | 2.2958 | 0.6199 | 2 | 0.91572
70868 | 6.72 | 0.8 | 365 | 6.1222 | 0.31973 | 6 | 0.44192
70869 | 2.52 | 0.8 | 365 | 2.2958 | 0.6199 | 2 | 0.91572
70870 | 6.16 | 0.8 | 365 | 5.612 | 0.29308 | 5 | 0.90509
70876 | 7.28 | 0.8 | 365 | 6.6324 | 0.34637 | 6 | 0.97874
70882 | 3.64 | 0.8 | 365 | 3.3162 | 0.67319 | 3 | 0.98937
51714 | 256.26 | 0.9 | 365 | 262.646 | 0.52456 | 263 | 0.17056
55288 | 15.6 | 1 | 365 | 17.7653 | 0.74921 | 18 | 0.51449
70881 | 6.615 | 0.8 | 365 | 6.0265 | 0.12723 | 6 | 0.15376
68009 | 6.93 | 0.8 | 365 | 6.3135 | 0.70472 | 7 | 0.018226
70885 | 3.92 | 0.8 | 365 | 3.5713 | 0.18651 | 3 | 0.75778
70289 | 4.275 | 0.8 | 365 | 3.8947 | 0.83733 | 4 | 0.73202
70888 | 7.28 | 0.8 | 365 | 6.6324 | 0.34637 | 6 | 0.97874
70889 | 6.44 | 0.8 | 365 | 5.8671 | 0.80641 | 6 | 0.6735
70891 | 4.2 | 0.8 | 365 | 3.8264 | 0.69983 | 4 | 0.5262
70892 | 3.92 | 0.8 | 365 | 3.5713 | 0.18651 | 3 | 0.75778
70893 | 7.28 | 0.8 | 365 | 6.6324 | 0.34637 | 6 | 0.97874
70926 | 11.66 | 0.8 | 365 | 10.6227 | 0.37619 | 10 | 0.99892
70898 | 4.06 | 0.8 | 365 | 3.6988 | 0.44317 | 4 | 0.14199
70897 | 9.24 | 0.8 | 365 | 8.418 | 0.93963 | 9 | 0.35764
70899 | 4.35 | 0.8 | 365 | 3.963 | 0.97482 | 4 | 0.93785
70901 | 4.05 | 0.8 | 365 | 3.6897 | 0.42484 | 4 | 0.11455
70902 | 13.8 | 0.8 | 365 | 12.5724 | 0.29944 | 12 | 0.87179
70895 | 5.88 | 0.8 | 365 | 5.3569 | 0.77976 | 6 | 0.13668
70906 | 11.02 | 0.8 | 365 | 10.0397 | 0.20289 | 10 | 0.24255
70907 | 4.35 | 0.8 | 365 | 3.963 | 0.97482 | 4 | 0.93785
70908 | 9.8 | 0.8 | 365 | 8.9282 | 0.96627 | 9 | 0.89446
70910 | 5.32 | 0.8 | 365 | 4.8467 | 0.75312 | 5 | 0.59985
70912 | 6.16 | 0.8 | 365 | 5.612 | 0.29308 | 5 | 0.90509
70913 | 9.99 | 0.8 | 365 | 9.1013 | 0.3146 | 9 | 0.41588
70917 | 10.15 | 0.8 | 365 | 9.2471 | 0.60792 | 9 | 0.85498
70854 | 2.32 | 0.8 | 365 | 2.1136 | 0.25324 | 2 | 0.36685
70918 | 10.98 | 0.8 | 365 | 10.0032 | 0.12955 | 10 | 0.13277
70919 | 6.3 | 0.8 | 365 | 5.7396 | 0.54974 | 6 | 0.2893
70920 | 17.658 | 0.8 | 365 | 16.0871 | 0.37228 | 16 | 0.45943
70922 | 3.77 | 0.8 | 365 | 3.4346 | 0.91151 | 4 | 0.34613
70921 | 5.865 | 0.8 | 365 | 5.3432 | 0.75226 | 6 | 0.095512
70923 | 3.64 | 0.8 | 365 | 3.3162 | 0.67319 | 3 | 0.98937
61069 | 1423.17 | 0.8 | 365 | 1296.5648 | 0.087314 | 1296 | 0.65211
70924 | 12.255 | 0.8 | 365 | 11.1648 | 0.467 | 11 | 0.6318
70927 | 4.8 | 0.8 | 365 | 4.373 | 0.79981 | 5 | 0.1728
70928 | 4.48 | 0.8 | 365 | 4.0815 | 0.21315 | 4 | 0.29461
70931 | 4.32 | 0.8 | 365 | 3.9357 | 0.91982 | 4 | 0.85552
70932 | 8.8 | 0.8 | 365 | 8.0172 | 0.13298 | 8 | 0.15013
70925 | 6.4 | 0.8 | 365 | 5.8307 | 0.73307 | 6 | 0.56373
70933 | 4.4 | 0.8 | 365 | 4.0086 | 0.066488 | 4 | 0.075064
70934 | 7.04 | 0.8 | 365 | 6.4137 | 0.90638 | 7 | 0.3201
70935 | 7.36 | 0.8 | 365 | 6.7053 | 0.49304 | 7 | 0.19829
70937 | 7.56 | 0.8 | 365 | 6.8875 | 0.85969 | 7 | 0.74716
70939 | 4.2 | 0.8 | 365 | 3.8264 | 0.69983 | 4 | 0.5262
70941 | 3.64 | 0.8 | 365 | 3.3162 | 0.67319 | 3 | 0.98937
70942 | 12.2 | 0.8 | 365 | 11.1147 | 0.36617 | 11 | 0.48086
70943 | 8.96 | 0.8 | 365 | 8.1629 | 0.4263 | 8 | 0.58922
70944 | 5.04 | 0.8 | 365 | 4.5916 | 0.2398 | 4 | 0.83144
70945 | 7.2 | 0.8 | 365 | 6.5595 | 0.19971 | 6 | 0.7592
70946 | 7.2 | 1 | 365 | 8.1994 | 0.49964 | 8 | 0.699
70947 | 11.655 | 0.8 | 365 | 10.6182 | 0.36703 | 10 | 0.9852
70948 | 7.56 | 0.8 | 365 | 6.8875 | 0.85969 | 7 | 0.74716
70949 | 10.395 | 0.8 | 365 | 9.4703 | 0.057079 | 9 | 0.52734
70950 | 6.4 | 0.8 | 365 | 5.8307 | 0.73307 | 6 | 0.56373
70952 | 6.4 | 0.8 | 365 | 5.8307 | 0.73307 | 6 | 0.56373
70953 | 6.6 | 0.8 | 365 | 6.0129 | 0.099732 | 6 | 0.1126
70954 | 5.355 | 0.8 | 365 | 4.8786 | 0.81728 | 5 | 0.6959
59048 | 574.86 | 1 | 365 | 654.6506 | 0.35837 | 655 | 0.0089418
70955 | 20.25 | 0.8 | 365 | 18.4486 | 0.12418 | 18 | 0.57274
70951 | 9.92 | 0.8 | 365 | 9.0375 | 0.18626 | 9 | 0.22378
70956 | 12.753 | 0.8 | 365 | 11.6185 | 0.37998 | 11 | 0.99848
70957 | 12.32 | 0.8 | 365 | 11.224 | 0.58617 | 11 | 0.81018
70959 | 7.28 | 0.8 | 365 | 6.6324 | 0.34637 | 6 | 0.97874
70960 | 6.72 | 0.8 | 365 | 6.1222 | 0.31973 | 6 | 0.44192
70961 | 11.76 | 0.8 | 365 | 10.7138 | 0.55952 | 11 | 0.27335
70962 | 13.2 | 0.8 | 365 | 12.0257 | 0.19946 | 12 | 0.22519
70963 | 5.51 | 0.8 | 365 | 5.0198 | 0.10144 | 5 | 0.12127
70964 | 4.76 | 0.8 | 365 | 4.3366 | 0.72647 | 5 | 0.063024
70965 | 7.84 | 0.8 | 365 | 7.1426 | 0.37302 | 7 | 0.51557
70966 | 3.92 | 0.8 | 365 | 3.5713 | 0.18651 | 3 | 0.75778
70967 | 7.245 | 0.8 | 365 | 6.6005 | 0.28221 | 6 | 0.88269
70968 | 5.4 | 0.8 | 365 | 4.9196 | 0.89978 | 5 | 0.8194
70969 | 3.27 | 0.8 | 365 | 2.9791 | 0.99487 | 3 | 0.97397
70971 | 2.32 | 0.8 | 365 | 2.1136 | 0.25324 | 2 | 0.36685
70970 | 8.925 | 1 | 365 | 10.1638 | 0.45267 | 10 | 0.61646
70973 | 8.96 | 0.8 | 365 | 8.1629 | 0.4263 | 8 | 0.58922
70974 | 5.88 | 0.8 | 365 | 5.3569 | 0.77976 | 6 | 0.13668
70871 | 705.6 | 0.9 | 365 | 723.1836 | 0.26782 | 723 | 0.45138
70872 | 705.6 | 0.9 | 365 | 723.1836 | 0.26782 | 723 | 0.45138
70873 | 604.8 | 0.9 | 365 | 619.8716 | 0.37242 | 620 | 0.24404
70877 | 655.2 | 0.8 | 365 | 596.9134 | 0.17344 | 597 | 0.086851
70975 | 8.04 | 0.8 | 365 | 7.3248 | 0.73967 | 8 | 0.064436
70977 | 7.59 | 0.8 | 365 | 6.9148 | 0.91469 | 7 | 0.82949
70978 | 4.48 | 0.8 | 365 | 4.0815 | 0.21315 | 4 | 0.29461
70982 | 4.2 | 0.8 | 365 | 3.8264 | 0.69983 | 4 | 0.5262
70985 | 8.96 | 0.8 | 365 | 8.1629 | 0.4263 | 8 | 0.58922
70988 | 9.8 | 0.8 | 365 | 8.9282 | 0.96627 | 9 | 0.89446
70984 | 4.41 | 0.8 | 365 | 4.0177 | 0.084821 | 4 | 0.10251
70986 | 20.88 | 0.8 | 365 | 19.0225 | 0.27915 | 19 | 0.30167
70990 | 4.48 | 0.8 | 365 | 4.0815 | 0.21315 | 4 | 0.29461
70896 | 655.2 | 0.8 | 365 | 596.9134 | 0.17344 | 597 | 0.086851
70880 | 604.8 | 0.8 | 365 | 550.997 | 0.77549 | 551 | 0.77248
70992 | 13.72 | 0.8 | 365 | 12.4995 | 0.15278 | 12 | 0.65225
70976 | 5.4 | 0.8 | 365 | 4.9196 | 0.89978 | 5 | 0.8194
70993 | 15.696 | 0.8 | 365 | 14.2997 | 0.77536 | 15 | 0.075048
70997 | 10.5 | 0.8 | 365 | 9.5659 | 0.24957 | 9 | 0.81549
70998 | 8.4 | 0.8 | 365 | 7.6527 | 0.39966 | 8 | 0.052396
43633 | 12.4 | 0.8 | 365 | 11.2969 | 0.73283 | 12 | 0.029727
70999 | 4.55 | 0.8 | 365 | 4.1452 | 0.34148 | 4 | 0.48671
71000 | 8.04 | 0.8 | 365 | 7.3248 | 0.73967 | 8 | 0.064436
71001 | 11.2 | 0.8 | 365 | 10.2036 | 0.53288 | 10 | 0.73653
71003 | 5.4 | 0.8 | 365 | 4.9196 | 0.89978 | 5 | 0.8194
49758 | 12 | 0.8 | 365 | 10.9325 | 0.99951 | 11 | 0.93199
63137 | 800.73 | 0.9 | 365 | 820.6842 | 0.46911 | 821 | 0.1533
71007 | 8.32 | 0.8 | 365 | 7.5799 | 0.253 | 7 | 0.83285
71008 | 2.52 | 0.8 | 365 | 2.2958 | 0.6199 | 2 | 0.91572
60848 | 663.3 | 0.7 | 365 | 528.7562 | 0.020225 | 528 | 0.77645
71009 | 6.16 | 0.8 | 365 | 5.612 | 0.29308 | 5 | 0.90509
71010 | 4.35 | 0.8 | 365 | 3.963 | 0.97482 | 4 | 0.93785
70539 | 9.52 | 0.8 | 365 | 8.6731 | 0.45295 | 9 | 0.12605
70550 | 4.48 | 0.8 | 365 | 4.0815 | 0.21315 | 4 | 0.29461
70878 | 705.6 | 0.8 | 365 | 642.8298 | 0.5714 | 643 | 0.40122
71013 | 11.2 | 0.8 | 365 | 10.2036 | 0.53288 | 10 | 0.73653
70553 | 4.93 | 0.8 | 365 | 4.4914 | 0.038134 | 4 | 0.52956
71015 | 9.52 | 0.8 | 365 | 8.6731 | 0.45295 | 9 | 0.12605
70620 | 2.7 | 0.8 | 365 | 2.4598 | 0.94989 | 3 | 0.4097
65346 | 90.75 | 1 | 365 | 103.3461 | 0.96415 | 104 | 0.31025
71016 | 7.56 | 0.8 | 365 | 6.8875 | 0.85969 | 7 | 0.74716
71019 | 5.04 | 0.8 | 365 | 4.5916 | 0.2398 | 4 | 0.83144
70829 | 4.93 | 0.8 | 365 | 4.4914 | 0.038134 | 4 | 0.52956
63339 | 94.52 | 0.9 | 365 | 96.8754 | 0.94319 | 97 | 0.81863
34817 | 479.96 | 0.9 | 365 | 491.9206 | 0.89561 | 492 | 0.81622
71020 | 3 | 0.8 | 365 | 2.7331 | 0.49988 | 3 | 0.233
48891 | 51.1 | 0.7 | 365 | 40.7349 | 0.9711 | 41 | 0.70598
71022 | 12.81 | 0.8 | 365 | 11.6704 | 0.48448 | 12 | 0.1549
71017 | 4.24 | 0.8 | 365 | 3.8628 | 0.77316 | 4 | 0.63597
70994 | 2.88 | 0.8 | 365 | 2.6238 | 0.27988 | 2 | 0.90368
71002 | 9.315 | 0.8 | 365 | 8.4863 | 0.077122 | 8 | 0.56346
63347 | 300.22 | 0.7 | 365 | 239.3234 | 0.59227 | 239 | 0.91564
71026 | 7.2 | 0.8 | 365 | 6.5595 | 0.19971 | 6 | 0.7592
71027 | 8.4 | 0.8 | 365 | 7.6527 | 0.39966 | 8 | 0.052396
71028 | 5.4 | 0.8 | 365 | 4.9196 | 0.89978 | 5 | 0.8194
71029 | 5.4 | 0.8 | 365 | 4.9196 | 0.89978 | 5 | 0.8194
71030 | 5.83 | 0.8 | 365 | 5.3114 | 0.6881 | 5 | 0.99946
71031 | 7.2 | 0.8 | 365 | 6.5595 | 0.19971 | 6 | 0.7592
71032 | 5.4 | 0.8 | 365 | 4.9196 | 0.89978 | 5 | 0.8194
71033 | 7.84 | 0.8 | 365 | 7.1426 | 0.37302 | 7 | 0.51557
71035 | 3.64 | 0.8 | 365 | 3.3162 | 0.67319 | 3 | 0.98937
71036 | 5.4 | 0.8 | 365 | 4.9196 | 0.89978 | 5 | 0.8194
71037 | 7.84 | 0.8 | 365 | 7.1426 | 0.37302 | 7 | 0.51557
71038 | 6.21 | 0.8 | 365 | 5.6576 | 0.38475 | 6 | 0.042307
71039 | 12.42 | 0.8 | 365 | 11.3151 | 0.7695 | 12 | 0.084613
71040 | 12.76 | 0.8 | 365 | 11.6249 | 0.39282 | 12 | 0.017687
30569 | 1118.72 | 1 | 365 | 1273.9983 | 0.67665 | 1274 | 0.67499
20174 | 1385.7 | 1 | 365 | 1578.0352 | 0.49229 | 1578 | 0.52745
30580 | 899.84 | 1 | 365 | 1024.7378 | 0.087741 | 1024 | 0.82553
30594 | 1382.4 | 1 | 365 | 1574.2771 | 0.92996 | 1575 | 0.20708
33996 | 1335.15 | 1 | 365 | 1520.4688 | 0.6511 | 1521 | 0.11992
70874 | 655.2 | 0.9 | 365 | 671.5276 | 0.32012 | 671 | 0.84771
70890 | 10.5 | 0.8 | 365 | 9.5659 | 0.24957 | 9 | 0.81549
70911 | 3.36 | 0.8 | 365 | 3.0611 | 0.15986 | 3 | 0.22096
50182 | 12.72 | 0.8 | 365 | 11.5884 | 0.31948 | 11 | 0.90791
70979 | 9.6 | 0.8 | 365 | 8.746 | 0.59961 | 9 | 0.34559
70989 | 6.6 | 0.8 | 365 | 6.0129 | 0.099732 | 6 | 0.1126
70991 | 8.502 | 0.8 | 365 | 7.7457 | 0.58666 | 8 | 0.33232
70995 | 9 | 0.8 | 365 | 8.1994 | 0.49964 | 8 | 0.699
70996 | 8.4 | 0.8 | 365 | 7.6527 | 0.39966 | 8 | 0.052396
51582 | 166.4 | 0.9 | 365 | 170.5467 | 0.19241 | 170 | 0.7391
59640 | 5.3 | 1 | 365 | 6.0356 | 0.14556 | 6 | 0.1812
32923 | 2530.8 | 1 | 365 | 2882.075 | 0.62177 | 2882 | 0.69681
70658 | 9.6 | 1 | 365 | 10.9325 | 0.99951 | 11 | 0.93199
49504 | 12.19 | 1 | 365 | 13.882 | 0.9348 | 14 | 0.81677
71041 | 12 | 0.8 | 365 | 10.9325 | 0.99951 | 11 | 0.93199
71043 | 11.52 | 0.8 | 365 | 10.4952 | 0.11953 | 10 | 0.61471
71044 | 8.1 | 0.8 | 365 | 7.3794 | 0.84967 | 8 | 0.2291
71045 | 12.32 | 0.8 | 365 | 11.224 | 0.58617 | 11 | 0.81018
71046 | 10.2 | 0.8 | 365 | 9.2926 | 0.69959 | 9 | 0.99219
36214 | 39.894 | 0.9 | 365 | 40.8882 | 0.27956 | 41 | 0.16771
71048 | 5.1 | 0.8 | 365 | 4.6463 | 0.34979 | 4 | 0.9961
71051 | 5.46 | 0.8 | 365 | 4.9743 | 0.0097787 | 4 | 0.98406
71054 | 5.1 | 0.8 | 365 | 4.6463 | 0.34979 | 4 | 0.9961
71055 | 3 | 0.8 | 365 | 2.7331 | 0.49988 | 3 | 0.233
71056 | 4.68 | 0.8 | 365 | 4.2637 | 0.57981 | 4 | 0.84348
71057 | 6.3 | 0.8 | 365 | 5.7396 | 0.54974 | 6 | 0.2893
71059 | 7.5 | 0.8 | 365 | 6.8328 | 0.7497 | 7 | 0.5825
71061 | 9.86 | 0.8 | 365 | 8.9829 | 0.076267 | 9 | 0.059121
71014 | 31.5 | 0.9 | 365 | 32.285 | 0.96731 | 33 | 0.25229
71062 | 6.16 | 0.8 | 365 | 5.612 | 0.29308 | 5 | 0.90509
71064 | 7 | 0.8 | 365 | 6.3773 | 0.83305 | 7 | 0.21033
71066 | 8.68 | 0.8 | 365 | 7.9078 | 0.91298 | 8 | 0.82081
71065 | 12.32 | 0.8 | 365 | 11.224 | 0.58617 | 11 | 0.81018
71067 | 6.72 | 0.8 | 365 | 6.1222 | 0.31973 | 6 | 0.44192
71069 | 7.84 | 0.8 | 365 | 7.1426 | 0.37302 | 7 | 0.51557
71070 | 10.8 | 0.8 | 365 | 9.8392 | 0.79956 | 10 | 0.63879
71071 | 3.36 | 0.8 | 365 | 3.0611 | 0.15986 | 3 | 0.22096
71072 | 2.24 | 0.8 | 365 | 2.0407 | 0.10658 | 2 | 0.14731
71073 | 9.45 | 0.8 | 365 | 8.6093 | 0.32462 | 8 | 0.93394
71074 | 6.3 | 0.8 | 365 | 5.7396 | 0.54974 | 6 | 0.2893
71053 | 7.41 | 0.8 | 365 | 6.7508 | 0.5847 | 7 | 0.33551
71075 | 7.125 | 0.8 | 365 | 6.4912 | 0.062211 | 6 | 0.55337
70625 | 8.4 | 0.8 | 365 | 7.6527 | 0.39966 | 8 | 0.052396
70770 | 9.52 | 0.8 | 365 | 8.6731 | 0.45295 | 9 | 0.12605
71076 | 7 | 0.8 | 365 | 6.3773 | 0.83305 | 7 | 0.21033
70400 | 3.36 | 0.8 | 365 | 3.0611 | 0.15986 | 3 | 0.22096
70323 | 11.2 | 0.8 | 365 | 10.2036 | 0.53288 | 10 | 0.73653
71079 | 9.8 | 0.8 | 365 | 8.9282 | 0.96627 | 9 | 0.89446
71077 | 8.505 | 0.8 | 365 | 7.7484 | 0.59216 | 8 | 0.34055
71080 | 10.8 | 0.8 | 365 | 9.8392 | 0.79956 | 10 | 0.63879
71081 | 7.2 | 0.8 | 365 | 6.5595 | 0.19971 | 6 | 0.7592
71063 | 11.48 | 0.8 | 365 | 10.4587 | 0.046201 | 10 | 0.50494
71082 | 5.415 | 0.8 | 365 | 4.9333 | 0.92728 | 5 | 0.86056
71083 | 4.8 | 0.8 | 365 | 4.373 | 0.79981 | 5 | 0.1728
71085 | 5.22 | 0.8 | 365 | 4.7556 | 0.56979 | 5 | 0.32542
71086 | 7.5 | 0.8 | 365 | 6.8328 | 0.7497 | 7 | 0.5825
71088 | 4.95 | 0.8 | 365 | 4.5096 | 0.074799 | 4 | 0.58445
71089 | 6.6 | 0.8 | 365 | 6.0129 | 0.099732 | 6 | 0.1126
71090 | 5.51 | 0.8 | 365 | 5.0198 | 0.10144 | 5 | 0.12127
71091 | 2.6 | 0.8 | 365 | 2.3687 | 0.76656 | 3 | 0.13527
40688 | 5.2 | 0.8 | 365 | 4.7374 | 0.53312 | 5 | 0.27053
71094 | 7.8 | 0.8 | 365 | 7.1061 | 0.29968 | 7 | 0.4058
71095 | 3.6 | 0.8 | 365 | 3.2797 | 0.59985 | 3 | 0.8796
64702 | 229.554 | 0.9 | 365 | 235.2745 | 0.44466 | 235 | 0.71914
71098 | 10.08 | 0.8 | 365 | 9.1833 | 0.47959 | 9 | 0.66287
64703 | 130.56 | 0.9 | 365 | 133.8136 | 0.27405 | 134 | 0.087602
71099 | 4.5 | 0.8 | 365 | 4.0997 | 0.24982 | 4 | 0.3495
71100 | 4.68 | 0.8 | 365 | 4.2637 | 0.57981 | 4 | 0.84348
34659 | 125.28 | 1 | 365 | 142.6689 | 0.093652 | 142 | 0.76252
70760 | 4.48 | 0.8 | 365 | 4.0815 | 0.21315 | 4 | 0.29461
71103 | 11.025 | 0.8 | 365 | 10.0442 | 0.21205 | 10 | 0.25627
64904 | 41.44 | 0.7 | 365 | 33.0343 | 0.4752 | 33 | 0.50951
71104 | 10.2 | 0.8 | 365 | 9.2926 | 0.69959 | 9 | 0.99219
71105 | 5.025 | 0.8 | 365 | 4.578 | 0.2123 | 4 | 0.79027
71102 | 24.795 | 0.8 | 365 | 22.5892 | 0.45649 | 23 | 0.045732
71107 | 4.2 | 0.8 | 365 | 3.8264 | 0.69983 | 4 | 0.5262
71108 | 9.9 | 0.8 | 365 | 9.0193 | 0.1496 | 9 | 0.16889
71106 | 4.68 | 0.8 | 365 | 4.2637 | 0.57981 | 4 | 0.84348
70806 | 11.2 | 0.8 | 365 | 10.2036 | 0.53288 | 10 | 0.73653
70930 | 7.02 | 1 | 365 | 7.9944 | 0.087144 | 8 | 0.08152
71109 | 5.32 | 0.8 | 365 | 4.8467 | 0.75312 | 5 | 0.59985
71110 | 8.96 | 0.8 | 365 | 8.1629 | 0.4263 | 8 | 0.58922
71111 | 8.845 | 0.8 | 365 | 8.0581 | 0.21547 | 8 | 0.27362
71052 | 5.1 | 0.8 | 365 | 4.6463 | 0.34979 | 4 | 0.9961
71113 | 4.845 | 0.8 | 365 | 4.414 | 0.8823 | 5 | 0.29629
71114 | 13.08 | 0.8 | 365 | 11.9164 | 0.97947 | 12 | 0.89587
71116 | 8.32 | 0.8 | 365 | 7.5799 | 0.253 | 7 | 0.83285
71117 | 12.255 | 0.8 | 365 | 11.1648 | 0.467 | 11 | 0.6318
71118 | 2.52 | 0.8 | 365 | 2.2958 | 0.6199 | 2 | 0.91572
71120 | 6.72 | 0.8 | 365 | 6.1222 | 0.31973 | 6 | 0.44192
71121 | 6.09 | 0.8 | 365 | 5.5482 | 0.16475 | 5 | 0.71299
71124 | 6.44 | 0.8 | 365 | 5.8671 | 0.80641 | 6 | 0.6735
71126 | 5.88 | 0.8 | 365 | 5.3569 | 0.77976 | 6 | 0.13668
71125 | 4.76 | 0.8 | 365 | 4.3366 | 0.72647 | 5 | 0.063024
71128 | 7.8 | 0.8 | 365 | 7.1061 | 0.29968 | 7 | 0.4058
71129 | 6.05 | 0.8 | 365 | 5.5118 | 0.091421 | 5 | 0.60321
71130 | 5.32 | 0.8 | 365 | 4.8467 | 0.75312 | 5 | 0.59985
71131 | 3.77 | 0.8 | 365 | 3.4346 | 0.91151 | 4 | 0.34613
71132 | 6.96 | 0.8 | 365 | 6.3408 | 0.75972 | 7 | 0.10056
71133 | 7.425 | 0.8 | 365 | 6.7645 | 0.6122 | 7 | 0.37667
71137 | 8.4 | 0.8 | 365 | 7.6527 | 0.39966 | 8 | 0.052396
71136 | 5.886 | 0.8 | 365 | 5.3624 | 0.79076 | 6 | 0.15314
71140 | 9.6 | 0.8 | 365 | 8.746 | 0.59961 | 9 | 0.34559
32137 | 1298.08 | 1 | 365 | 1478.2535 | 0.7009 | 1478 | 0.9544
71142 | 10.24 | 0.8 | 365 | 9.329 | 0.77292 | 10 | 0.10197
71143 | 13.5 | 0.8 | 365 | 12.299 | 0.74945 | 13 | 0.048493
71144 | 3.9 | 0.8 | 365 | 3.5531 | 0.14984 | 3 | 0.7029
71146 | 9.6 | 0.8 | 365 | 8.746 | 0.59961 | 9 | 0.34559
71151 | 5.7 | 0.8 | 365 | 5.1929 | 0.44977 | 5 | 0.6427
71152 | 3.05 | 0.8 | 365 | 2.7787 | 0.59154 | 3 | 0.37022
71153 | 7.425 | 0.8 | 365 | 6.7645 | 0.6122 | 7 | 0.37667
71155 | 5.035 | 0.8 | 365 | 4.5871 | 0.23063 | 4 | 0.81772
71156 | 3.36 | 0.8 | 365 | 3.0611 | 0.15986 | 3 | 0.22096
71157 | 7.25 | 0.8 | 365 | 6.605 | 0.29137 | 6 | 0.89641
65096 | 49.8 | 0.7 | 365 | 39.6986 | 0.88573 | 40 | 0.5843
70864 | 8.12 | 0.8 | 365 | 7.3976 | 0.88634 | 8 | 0.28398
70905 | 5.22 | 0.8 | 365 | 4.7556 | 0.56979 | 5 | 0.32542
70909 | 9.86 | 0.8 | 365 | 8.9829 | 0.076267 | 9 | 0.059121
32929 | 1341.9 | 1 | 365 | 1528.1557 | 0.11951 | 1528 | 0.27523
32930 | 2409.75 | 1 | 365 | 2744.2233 | 0.22166 | 2744 | 0.44496
71158 | 12.285 | 0.8 | 365 | 11.1921 | 0.522 | 11 | 0.71413
71160 | 5.49 | 0.8 | 365 | 5.0016 | 0.064777 | 5 | 0.066387
70131 | 35.7 | 0.6 | 365 | 24.3931 | 0.086415 | 24 | 0.47951
71161 | 5.4 | 0.8 | 365 | 4.9196 | 0.89978 | 5 | 0.8194
71162 | 6.555 | 0.8 | 365 | 5.9719 | 0.017234 | 5 | 0.9891
71163 | 10.24 | 1 | 365 | 11.6613 | 0.46615 | 12 | 0.12746
71164 | 3.2 | 0.8 | 365 | 2.9153 | 0.86654 | 3 | 0.78186
71165 | 4.5 | 0.8 | 365 | 4.0997 | 0.24982 | 4 | 0.3495
71166 | 6.93 | 0.8 | 365 | 6.3135 | 0.70472 | 7 | 0.018226
71169 | 3.9 | 1 | 365 | 4.4413 | 0.9373 | 5 | 0.37862
71170 | 11.84 | 0.8 | 365 | 10.7867 | 0.70619 | 11 | 0.4929
31109 | 999.305 | 1 | 365 | 1138.0085 | 0.023327 | 1138 | 0.031861
70879 | 705.6 | 0.8 | 365 | 642.8298 | 0.5714 | 643 | 0.40122
64620 | 40.2 | 0.9 | 365 | 41.2018 | 0.91067 | 42 | 0.11245
71171 | 4.48 | 0.8 | 365 | 4.0815 | 0.21315 | 4 | 0.29461
71172 | 10.08 | 0.8 | 365 | 9.1833 | 0.47959 | 9 | 0.66287
71174 | 8.68 | 0.8 | 365 | 7.9078 | 0.91298 | 8 | 0.82081
71175 | 6.9 | 0.8 | 365 | 6.2862 | 0.64972 | 6 | 0.9359
71176 | 6.6 | 0.8 | 365 | 6.0129 | 0.099732 | 6 | 0.1126
70936 | 7.56 | 0.8 | 365 | 6.8875 | 0.85969 | 7 | 0.74716
68662 | 5.035 | 0.8 | 365 | 4.5871 | 0.23063 | 4 | 0.81772
71191 | 10.385 | 0.8 | 365 | 9.4612 | 0.038746 | 9 | 0.4999
71194 | 13.16 | 0.8 | 365 | 11.9893 | 0.12613 | 12 | 0.11542
71197 | 5.04 | 0.8 | 365 | 4.5916 | 0.2398 | 4 | 0.83144
71199 | 5.6 | 0.8 | 365 | 5.1018 | 0.26644 | 5 | 0.36826
71200 | 5.88 | 0.8 | 365 | 5.3569 | 0.77976 | 6 | 0.13668
71203 | 4.48 | 0.8 | 365 | 4.0815 | 0.21315 | 4 | 0.29461
71205 | 11.385 | 0.8 | 365 | 10.3722 | 0.87204 | 11 | 0.24423
70848 | 16.8 | 0.8 | 365 | 15.3055 | 0.79932 | 16 | 0.10479
71177 | 11.2 | 0.8 | 365 | 10.2036 | 0.53288 | 10 | 0.73653
71181 | 9.28 | 0.8 | 365 | 8.4545 | 0.012957 | 8 | 0.46741
71183 | 8.96 | 0.8 | 365 | 8.1629 | 0.4263 | 8 | 0.58922
71184 | 4.48 | 0.8 | 365 | 4.0815 | 0.21315 | 4 | 0.29461
71185 | 5.6 | 0.8 | 365 | 5.1018 | 0.26644 | 5 | 0.36826
54494 | 673.28 | 1 | 365 | 766.7313 | 0.89922 | 767 | 0.63048
71198 | 7 | 0.8 | 365 | 6.3773 | 0.83305 | 7 | 0.21033
71186 | 6.72 | 0.8 | 365 | 6.1222 | 0.31973 | 6 | 0.44192
71204 | 8.4 | 0.8 | 365 | 7.6527 | 0.39966 | 8 | 0.052396
71211 | 7.905 | 0.8 | 365 | 7.2018 | 0.49218 | 7 | 0.69395
63753 | 64.26 | 0.9 | 365 | 65.8614 | 0.53332 | 66 | 0.39468
31559 | 5928.16 | 1 | 365 | 6750.9886 | 0.066307 | 6751 | 0.054915
71042 | 18.9 | 0.8 | 365 | 17.2187 | 0.64923 | 17 | 0.86789
64469 | 68 | 0.7 | 365 | 54.2069 | 0.080922 | 54 | 0.2878
71215 | 7.84 | 0.8 | 365 | 7.1426 | 0.37302 | 7 | 0.51557
71214 | 10.4 | 0.8 | 365 | 9.4748 | 0.066245 | 9 | 0.54106
71216 | 8.96 | 0.8 | 365 | 8.1629 | 0.4263 | 8 | 0.58922
71217 | 7.5 | 0.8 | 365 | 6.8328 | 0.7497 | 7 | 0.5825
71218 | 5.88 | 0.8 | 365 | 5.3569 | 0.77976 | 6 | 0.13668
71219 | 8.64 | 0.8 | 365 | 7.8714 | 0.83965 | 8 | 0.71104
71220 | 12.76 | 1 | 365 | 14.5311 | 0.24102 | 14 | 0.77211
71221 | 1.83 | 0.8 | 365 | 1.6672 | 0.35493 | 2 | 0.022129
71222 | 8 | 0.8 | 365 | 7.2883 | 0.66634 | 7 | 0.95466
71223 | 7.92 | 0.8 | 365 | 7.2154 | 0.51968 | 7 | 0.73512
71224 | 11.97 | 0.8 | 365 | 10.9051 | 0.94451 | 11 | 0.84966
71226 | 6.54 | 0.8 | 365 | 5.9582 | 0.98973 | 6 | 0.94794
71228 | 5.67 | 0.8 | 365 | 5.1656 | 0.39477 | 5 | 0.56037
71229 | 14.175 | 0.8 | 365 | 12.914 | 0.98693 | 13 | 0.90092
71231 | 7.84 | 0.8 | 365 | 7.1426 | 0.37302 | 7 | 0.51557
71233 | 7.36 | 0.8 | 365 | 6.7053 | 0.49304 | 7 | 0.19829
71234 | 9.92 | 0.8 | 365 | 9.0375 | 0.18626 | 9 | 0.22378
71235 | 6.48 | 0.8 | 365 | 5.9035 | 0.87974 | 6 | 0.78328
71237 | 10.98 | 0.8 | 365 | 10.0032 | 0.12955 | 10 | 0.13277
71242 | 7.848 | 0.8 | 365 | 7.1498 | 0.38768 | 7 | 0.53752
71243 | 9.6 | 0.8 | 365 | 8.746 | 0.59961 | 9 | 0.34559
71247 | 8.54 | 0.8 | 365 | 7.7803 | 0.65632 | 8 | 0.4366
71248 | 7 | 0.8 | 365 | 6.3773 | 0.83305 | 7 | 0.21033
71250 | 3.19 | 0.8 | 365 | 2.9062 | 0.8482 | 3 | 0.75442
71251 | 7.28 | 0.8 | 365 | 6.6324 | 0.34637 | 6 | 0.97874
71252 | 3.36 | 0.8 | 365 | 3.0611 | 0.15986 | 3 | 0.22096
71255 | 4.24 | 0.8 | 365 | 3.8628 | 0.77316 | 4 | 0.63597
71257 | 2.16 | 0.8 | 365 | 1.9678 | 0.95991 | 2 | 0.92776
71258 | 6.5 | 0.8 | 365 | 5.9218 | 0.9164 | 6 | 0.83816
71259 | 2.16 | 0.8 | 365 | 1.9678 | 0.95991 | 2 | 0.92776
71260 | 6.375 | 0.8 | 365 | 5.8079 | 0.68724 | 6 | 0.49512
71261 | 5.865 | 0.8 | 365 | 5.3432 | 0.75226 | 6 | 0.095512
71263 | 4.845 | 0.8 | 365 | 4.414 | 0.8823 | 5 | 0.29629
71264 | 2.9 | 0.8 | 365 | 2.642 | 0.31655 | 2 | 0.95857
71265 | 12.18 | 0.8 | 365 | 11.0965 | 0.32951 | 11 | 0.42597
71266 | 3.19 | 0.8 | 365 | 2.9062 | 0.8482 | 3 | 0.75442
71267 | 12.75 | 0.8 | 365 | 11.6158 | 0.37448 | 11 | 0.99024
71268 | 8.175 | 0.8 | 365 | 7.4478 | 0.98717 | 8 | 0.43492
71269 | 5.22 | 0.8 | 365 | 4.7556 | 0.56979 | 5 | 0.32542
71270 | 3.92 | 0.8 | 365 | 3.5713 | 0.18651 | 3 | 0.75778
71271 | 6.6 | 0.8 | 365 | 6.0129 | 0.099732 | 6 | 0.1126
71272 | 10.15 | 0.8 | 365 | 9.2471 | 0.60792 | 9 | 0.85498
71273 | 7.905 | 0.8 | 365 | 7.2018 | 0.49218 | 7 | 0.69395
71274 | 10.98 | 0.8 | 365 | 10.0032 | 0.12955 | 10 | 0.13277
71275 | 10.725 | 0.8 | 365 | 9.7709 | 0.66207 | 10 | 0.43297
71276 | 12.81 | 0.8 | 365 | 11.6704 | 0.48448 | 12 | 0.1549
71277 | 10.44 | 0.8 | 365 | 9.5113 | 0.13958 | 9 | 0.65083
71278 | 12.18 | 0.8 | 365 | 11.0965 | 0.32951 | 11 | 0.42597
71279 | 6.96 | 0.8 | 365 | 6.3408 | 0.75972 | 7 | 0.10056
71280 | 3.9 | 0.8 | 365 | 3.5531 | 0.14984 | 3 | 0.7029
71282 | 6.72 | 0.8 | 365 | 6.1222 | 0.31973 | 6 | 0.44192
71283 | 5.565 | 0.8 | 365 | 5.0699 | 0.20227 | 5 | 0.27221
71281 | 9.66 | 0.8 | 365 | 8.8006 | 0.70961 | 9 | 0.51025
71284 | 9.28 | 0.8 | 365 | 8.4545 | 0.012957 | 8 | 0.46741
71286 | 8.4 | 0.8 | 365 | 7.6527 | 0.39966 | 8 | 0.052396
71287 | 2.9 | 0.8 | 365 | 2.642 | 0.31655 | 2 | 0.95857
71288 | 4.2 | 0.8 | 365 | 3.8264 | 0.69983 | 4 | 0.5262
71289 | 2.9 | 0.8 | 365 | 2.642 | 0.31655 | 2 | 0.95857
71290 | 3.48 | 0.8 | 365 | 3.1704 | 0.37986 | 3 | 0.55028
71292 | 2.32 | 0.8 | 365 | 2.1136 | 0.25324 | 2 | 0.36685
71293 | 11.925 | 0.8 | 365 | 10.8642 | 0.86202 | 11 | 0.72617
71294 | 2.32 | 0.8 | 365 | 2.1136 | 0.25324 | 2 | 0.36685
71296 | 3.51 | 0.8 | 365 | 3.1978 | 0.43486 | 3 | 0.63261
71297 | 2.43 | 0.8 | 365 | 2.2138 | 0.4549 | 2 | 0.66873
67104 | 7.28 | 0.8 | 365 | 6.6324 | 0.34637 | 6 | 0.97874
67090 | 5.04 | 0.8 | 365 | 4.5916 | 0.2398 | 4 | 0.83144
67013 | 11.2 | 0.8 | 365 | 10.2036 | 0.53288 | 10 | 0.73653
67014 | 7.56 | 0.8 | 365 | 6.8875 | 0.85969 | 7 | 0.74716
67011 | 3.92 | 0.8 | 365 | 3.5713 | 0.18651 | 3 | 0.75778
71298 | 2.24 | 0.8 | 365 | 2.0407 | 0.10658 | 2 | 0.14731
67012 | 7.28 | 0.8 | 365 | 6.6324 | 0.34637 | 6 | 0.97874
71299 | 3.77 | 0.8 | 365 | 3.4346 | 0.91151 | 4 | 0.34613
71300 | 2.16 | 0.8 | 365 | 1.9678 | 0.95991 | 2 | 0.92776
71301 | 2.97 | 0.8 | 365 | 2.7058 | 0.44488 | 3 | 0.15067
71302 | 2.7 | 0.8 | 365 | 2.4598 | 0.94989 | 3 | 0.4097
71253 | 9.72 | 0.8 | 365 | 8.8553 | 0.81961 | 9 | 0.67491
71306 | 9.28 | 0.8 | 365 | 8.4545 | 0.012957 | 8 | 0.46741
71307 | 5.8 | 0.8 | 365 | 5.284 | 0.6331 | 5 | 0.91713
71308 | 9.28 | 0.8 | 365 | 8.4545 | 0.012957 | 8 | 0.46741
71249 | 3.51 | 0.8 | 365 | 3.1978 | 0.43486 | 3 | 0.63261
71309 | 3.08 | 0.8 | 365 | 2.806 | 0.64654 | 3 | 0.45255
71310 | 3.08 | 0.8 | 365 | 2.806 | 0.64654 | 3 | 0.45255
71311 | 3.975 | 0.8 | 365 | 3.6214 | 0.28734 | 3 | 0.90872
71312 | 4.48 | 0.8 | 365 | 4.0815 | 0.21315 | 4 | 0.29461
71314 | 2.24 | 0.8 | 365 | 2.0407 | 0.10658 | 2 | 0.14731
71313 | 4.86 | 0.8 | 365 | 4.4277 | 0.9098 | 5 | 0.33746
71315 | 3.2 | 0.8 | 365 | 2.9153 | 0.86654 | 3 | 0.78186
71316 | 8.64 | 0.8 | 365 | 7.8714 | 0.83965 | 8 | 0.71104
71213 | 10.2 | 0.8 | 365 | 9.2926 | 0.69959 | 9 | 0.99219
71318 | 7.5 | 0.8 | 365 | 6.8328 | 0.7497 | 7 | 0.5825
71320 | 2.24 | 0.8 | 365 | 2.0407 | 0.10658 | 2 | 0.14731
49720 | 7.65 | 1 | 365 | 8.7118 | 0.53086 | 9 | 0.24268
71324 | 8.96 | 0.8 | 365 | 8.1629 | 0.4263 | 8 | 0.58922
71325 | 21.96 | 0.8 | 365 | 20.0064 | 0.25911 | 20 | 0.26555
71326 | 4.32 | 0.8 | 365 | 3.9357 | 0.91982 | 4 | 0.85552
71327 | 10.8 | 0.8 | 365 | 9.8392 | 0.79956 | 10 | 0.63879
71330 | 6.27 | 0.8 | 365 | 5.7122 | 0.49475 | 6 | 0.20697
71331 | 3.52 | 0.8 | 365 | 3.2069 | 0.45319 | 3 | 0.66005
68823 | 5.355 | 0.8 | 365 | 4.8786 | 0.81728 | 5 | 0.6959
71329 | 7.65 | 0.8 | 365 | 6.9695 | 0.02469 | 6 | 0.99415
71332 | 13.44 | 0.8 | 365 | 12.2444 | 0.63946 | 12 | 0.88383
43110 | 6.72 | 0.8 | 365 | 6.1222 | 0.31973 | 6 | 0.44192
71334 | 13.2 | 0.8 | 365 | 12.0257 | 0.19946 | 12 | 0.22519
71335 | 9.15 | 0.8 | 365 | 8.336 | 0.77463 | 9 | 0.11065
71341 | 10.8 | 0.8 | 365 | 9.8392 | 0.79956 | 10 | 0.63879
71342 | 3.38 | 0.8 | 365 | 3.0793 | 0.19653 | 3 | 0.27584
71344 | 7.5 | 0.8 | 365 | 6.8328 | 0.7497 | 7 | 0.5825
71345 | 4.8 | 0.8 | 365 | 4.373 | 0.79981 | 5 | 0.1728
71348 | 8.16 | 0.8 | 365 | 7.4341 | 0.95967 | 8 | 0.39376
71349 | 8.4 | 0.8 | 365 | 7.6527 | 0.39966 | 8 | 0.052396
71352 | 8.58 | 0.8 | 365 | 7.8167 | 0.72965 | 8 | 0.54638
71356 | 7.5 | 0.8 | 365 | 6.8328 | 0.7497 | 7 | 0.5825
71357 | 5.72 | 0.8 | 365 | 5.2111 | 0.48643 | 5 | 0.69758
71360 | 3 | 0.8 | 365 | 2.7331 | 0.49988 | 3 | 0.233
71362 | 13.8 | 0.8 | 365 | 12.5724 | 0.29944 | 12 | 0.87179
71364 | 6.9 | 0.8 | 365 | 6.2862 | 0.64972 | 6 | 0.9359
71365 | 9.3 | 1 | 365 | 10.5908 | 0.31203 | 10 | 0.90287
71366 | 3.64 | 0.8 | 365 | 3.3162 | 0.67319 | 3 | 0.98937
71367 | 11.7 | 0.8 | 365 | 10.6592 | 0.44953 | 11 | 0.10869
71368 | 8.48 | 0.8 | 365 | 7.7256 | 0.54632 | 8 | 0.27194
71369 | 3.315 | 0.8 | 365 | 3.0201 | 0.077366 | 3 | 0.097463
71370 | 5.355 | 0.8 | 365 | 4.8786 | 0.81728 | 5 | 0.6959
71371 | 4.5 | 0.8 | 365 | 4.0997 | 0.24982 | 4 | 0.3495
71372 | 3.6 | 0.8 | 365 | 3.2797 | 0.59985 | 3 | 0.8796
71373 | 13.63 | 0.8 | 365 | 12.4175 | 0.98778 | 13 | 0.40526
71374 | 6.16 | 0.8 | 365 | 5.612 | 0.29308 | 5 | 0.90509
71375 | 13.515 | 0.8 | 365 | 12.3127 | 0.77695 | 13 | 0.089658
71376 | 8.99 | 0.8 | 365 | 8.1902 | 0.4813 | 8 | 0.67155
71377 | 6.67 | 0.8 | 365 | 6.0766 | 0.22806 | 6 | 0.3047
71379 | 8.41 | 0.8 | 365 | 7.6618 | 0.41799 | 8 | 0.079839
71378 | 10.73 | 0.8 | 365 | 9.7755 | 0.67123 | 10 | 0.44669
71380 | 4.35 | 0.8 | 365 | 3.963 | 0.97482 | 4 | 0.93785
71381 | 5.22 | 0.8 | 365 | 4.7556 | 0.56979 | 5 | 0.32542
71383 | 3.48 | 0.8 | 365 | 3.1704 | 0.37986 | 3 | 0.55028
71385 | 2.7 | 0.8 | 365 | 2.4598 | 0.94989 | 3 | 0.4097
71336 | 5.76 | 0.8 | 365 | 5.2476 | 0.55977 | 5 | 0.80736
71384 | 8.96 | 0.8 | 365 | 8.1629 | 0.4263 | 8 | 0.58922
71386 | 8.06 | 0.8 | 365 | 7.343 | 0.77634 | 8 | 0.11932
71389 | 5.04 | 0.8 | 365 | 4.5916 | 0.2398 | 4 | 0.83144
71390 | 5.13 | 0.8 | 365 | 4.6736 | 0.40479 | 5 | 0.078427
71393 | 24.852 | 0.8 | 365 | 22.6412 | 0.56099 | 23 | 0.20216
71394 | 11.76 | 0.8 | 365 | 10.7138 | 0.55952 | 11 | 0.27335
71395 | 3.92 | 0.8 | 365 | 3.5713 | 0.18651 | 3 | 0.75778
71396 | 4.905 | 1 | 365 | 5.5858 | 0.24038 | 5 | 0.82619
71397 | 8.04 | 0.8 | 365 | 7.3248 | 0.73967 | 8 | 0.064436
71392 | 12.2 | 0.8 | 365 | 11.1147 | 0.36617 | 11 | 0.48086
67008 | 3.705 | 0.8 | 365 | 3.3754 | 0.79235 | 4 | 0.16775
71115 | 3.315 | 0.8 | 365 | 3.0201 | 0.077366 | 3 | 0.097463
71196 | 8.68 | 0.8 | 365 | 7.9078 | 0.91298 | 8 | 0.82081
71068 | 5.32 | 0.8 | 365 | 4.8467 | 0.75312 | 5 | 0.59985
71154 | 3.77 | 0.8 | 365 | 3.4346 | 0.91151 | 4 | 0.34613
34442 | 1060.2 | 1 | 365 | 1207.3558 | 0.57128 | 1207 | 0.92704
71208 | 2.6 | 0.8 | 365 | 2.3687 | 0.76656 | 3 | 0.13527
63383 | 40.81 | 0.9 | 365 | 41.827 | 0.16876 | 41 | 0.99575
71245 | 7.98 | 0.8 | 365 | 7.2701 | 0.62968 | 7 | 0.89978
71262 | 8.32 | 0.8 | 365 | 7.5799 | 0.253 | 7 | 0.83285
71285 | 3.08 | 0.8 | 365 | 2.806 | 0.64654 | 3 | 0.45255
71337 | 7.705 | 0.8 | 365 | 7.0196 | 0.12552 | 7 | 0.14508
32934 | 5994.12 | 0.8 | 365 | 5460.8831 | 0.97704 | 5461 | 0.86012
32152 | 1359.36 | 1 | 365 | 1548.0392 | 0.13113 | 1548 | 0.17029
71398 | 5.72 | 0.8 | 365 | 5.2111 | 0.48643 | 5 | 0.69758
71400 | 11.96 | 0.8 | 365 | 10.896 | 0.92618 | 11 | 0.82222
71401 | 5.985 | 0.8 | 365 | 5.4526 | 0.97226 | 6 | 0.42483
71403 | 8.835 | 0.8 | 365 | 8.049 | 0.19714 | 8 | 0.24618
71405 | 5.46 | 0.8 | 365 | 4.9743 | 0.0097787 | 4 | 0.98406
71406 | 5.415 | 0.8 | 365 | 4.9333 | 0.92728 | 5 | 0.86056
71407 | 6.27 | 0.8 | 365 | 5.7122 | 0.49475 | 6 | 0.20697
71410 | 5.22 | 0.8 | 365 | 4.7556 | 0.56979 | 5 | 0.32542
71412 | 9.9 | 0.8 | 365 | 9.0193 | 0.1496 | 9 | 0.16889
71413 | 5.4 | 0.8 | 365 | 4.9196 | 0.89978 | 5 | 0.8194
71414 | 6.6 | 0.8 | 365 | 6.0129 | 0.099732 | 6 | 0.1126
71416 | 12.88 | 0.8 | 365 | 11.7342 | 0.61281 | 12 | 0.34701
71418 | 7.54 | 0.8 | 365 | 6.8692 | 0.82303 | 7 | 0.69227
71419 | 5.7 | 0.8 | 365 | 5.1929 | 0.44977 | 5 | 0.6427
71420 | 4.845 | 0.8 | 365 | 4.414 | 0.8823 | 5 | 0.29629
71417 | 4.16 | 0.8 | 365 | 3.7899 | 0.6265 | 4 | 0.41642
71421 | 8.835 | 0.8 | 365 | 8.049 | 0.19714 | 8 | 0.24618
71422 | 5.8 | 0.8 | 365 | 5.284 | 0.6331 | 5 | 0.91713
71423 | 2.32 | 0.8 | 365 | 2.1136 | 0.25324 | 2 | 0.36685
71424 | 3.3 | 0.8 | 365 | 3.0064 | 0.049866 | 3 | 0.056298
71426 | 8.625 | 0.8 | 365 | 7.8577 | 0.81215 | 8 | 0.66987
71427 | 4.76 | 0.8 | 365 | 4.3366 | 0.72647 | 5 | 0.063024
71428 | 4.32 | 0.8 | 365 | 3.9357 | 0.91982 | 4 | 0.85552
71429 | 2.24 | 0.8 | 365 | 2.0407 | 0.10658 | 2 | 0.14731
71430 | 3.36 | 0.8 | 365 | 3.0611 | 0.15986 | 3 | 0.22096
64808 | 37.8 | 0.7 | 365 | 30.1326 | 0.63616 | 30 | 0.76881
71432 | 16.43 | 0.8 | 365 | 14.9684 | 0.121 | 15 | 0.089388
71433 | 3.64 | 0.8 | 365 | 3.3162 | 0.67319 | 3 | 0.98937
71434 | 6.96 | 0.8 | 365 | 6.3408 | 0.75972 | 7 | 0.10056
71435 | 7.84 | 0.8 | 365 | 7.1426 | 0.37302 | 7 | 0.51557
71436 | 3.77 | 0.8 | 365 | 3.4346 | 0.91151 | 4 | 0.34613
71437 | 6.16 | 0.8 | 365 | 5.612 | 0.29308 | 5 | 0.90509
71440 | 9.28 | 0.8 | 365 | 8.4545 | 0.012957 | 8 | 0.46741
71441 | 2.28 | 0.8 | 365 | 2.0772 | 0.17991 | 2 | 0.25708
71442 | 3.19 | 0.8 | 365 | 2.9062 | 0.8482 | 3 | 0.75442
71443 | 5.04 | 0.8 | 365 | 4.5916 | 0.2398 | 4 | 0.83144
71444 | 8.55 | 0.8 | 365 | 7.7894 | 0.67465 | 8 | 0.46405
71445 | 2.9 | 0.8 | 365 | 2.642 | 0.31655 | 2 | 0.95857
71446 | 2.9 | 0.8 | 365 | 2.642 | 0.31655 | 2 | 0.95857
71447 | 5.51 | 0.8 | 365 | 5.0198 | 0.10144 | 5 | 0.12127
71448 | 4.56 | 0.8 | 365 | 4.1543 | 0.35982 | 4 | 0.51416
71449 | 13.395 | 0.8 | 365 | 12.2034 | 0.55696 | 12 | 0.76034
71450 | 5.51 | 0.8 | 365 | 5.0198 | 0.10144 | 5 | 0.12127
71451 | 5.7 | 0.8 | 365 | 5.1929 | 0.44977 | 5 | 0.6427
71452 | 7.83 | 0.8 | 365 | 7.1334 | 0.35468 | 7 | 0.48813
71453 | 3.19 | 0.8 | 365 | 2.9062 | 0.8482 | 3 | 0.75442
71454 | 5.7 | 0.8 | 365 | 5.1929 | 0.44977 | 5 | 0.6427
71455 | 4.35 | 0.8 | 365 | 3.963 | 0.97482 | 4 | 0.93785
71457 | 8.835 | 0.8 | 365 | 8.049 | 0.19714 | 8 | 0.24618
71458 | 4.06 | 0.8 | 365 | 3.6988 | 0.44317 | 4 | 0.14199
71459 | 5.8 | 0.8 | 365 | 5.284 | 0.6331 | 5 | 0.91713
71460 | 3.48 | 0.8 | 365 | 3.1704 | 0.37986 | 3 | 0.55028
71463 | 6.09 | 0.8 | 365 | 5.5482 | 0.16475 | 5 | 0.71299
71464 | 12.88 | 0.8 | 365 | 11.7342 | 0.61281 | 12 | 0.34701
71468 | 5.04 | 0.8 | 365 | 4.5916 | 0.2398 | 4 | 0.83144
71469 | 5.51 | 0.8 | 365 | 5.0198 | 0.10144 | 5 | 0.12127
71470 | 5.7 | 0.8 | 365 | 5.1929 | 0.44977 | 5 | 0.6427
71471 | 5.88 | 0.8 | 365 | 5.3569 | 0.77976 | 6 | 0.13668
71472 | 9 | 0.8 | 365 | 8.1994 | 0.49964 | 8 | 0.699
71190 | 7 | 0.8 | 365 | 6.3773 | 0.83305 | 7 | 0.21033
71473 | 10.07 | 0.8 | 365 | 9.1742 | 0.46126 | 9 | 0.63543
71474 | 4.505 | 0.8 | 365 | 4.1042 | 0.25898 | 4 | 0.36322
71475 | 13.395 | 0.8 | 365 | 12.2034 | 0.55696 | 12 | 0.76034
71477 | 3.08 | 0.8 | 365 | 2.806 | 0.64654 | 3 | 0.45255
71478 | 5.32 | 0.8 | 365 | 4.8467 | 0.75312 | 5 | 0.59985
71480 | 6.16 | 0.8 | 365 | 5.612 | 0.29308 | 5 | 0.90509
71481 | 8.68 | 0.8 | 365 | 7.9078 | 0.91298 | 8 | 0.82081
66553 | 13.545 | 1 | 365 | 15.425 | 0.039939 | 15 | 0.46498
63326 | 649.77 | 0.9 | 365 | 665.9623 | 0.121 | 666 | 0.083264
71486 | 5.04 | 0.8 | 365 | 4.5916 | 0.2398 | 4 | 0.83144
71488 | 8.68 | 0.8 | 365 | 7.9078 | 0.91298 | 8 | 0.82081
71490 | 4.64 | 0.8 | 365 | 4.2272 | 0.50648 | 4 | 0.7337
71491 | 3.99 | 0.8 | 365 | 3.635 | 0.31484 | 3 | 0.94989
71492 | 12.76 | 0.8 | 365 | 11.6249 | 0.39282 | 12 | 0.017687
71494 | 7.41 | 0.8 | 365 | 6.7508 | 0.5847 | 7 | 0.33551
71495 | 6.27 | 0.8 | 365 | 5.7122 | 0.49475 | 6 | 0.20697
71496 | 6.555 | 0.8 | 365 | 5.9719 | 0.017234 | 5 | 0.9891
71497 | 9.405 | 0.8 | 365 | 8.5683 | 0.24212 | 8 | 0.81045
69095 | 4.335 | 1 | 365 | 4.9367 | 0.93416 | 5 | 0.87085
71500 | 14.7 | 0.8 | 365 | 13.3923 | 0.9494 | 14 | 0.34169
71501 | 9 | 0.8 | 365 | 8.1994 | 0.49964 | 8 | 0.699
71503 | 13.4 | 0.8 | 365 | 12.2079 | 0.56612 | 12 | 0.77406
71504 | 10.05 | 0.8 | 365 | 9.156 | 0.42459 | 9 | 0.58054
69397 | 3.815 | 1 | 365 | 4.3445 | 0.74252 | 5 | 0.087037
71505 | 4.14 | 0.8 | 365 | 3.7717 | 0.58983 | 4 | 0.36154
71506 | 3.92 | 0.8 | 365 | 3.5713 | 0.18651 | 3 | 0.75778
71404 | 27.54 | 0.6 | 365 | 18.8175 | 0.86666 | 19 | 0.68419
71507 | 4.76 | 0.8 | 365 | 4.3366 | 0.72647 | 5 | 0.063024
71508 | 2.24 | 0.8 | 365 | 2.0407 | 0.10658 | 2 | 0.14731
71509 | 4.48 | 0.8 | 365 | 4.0815 | 0.21315 | 4 | 0.29461
71510 | 7.905 | 0.8 | 365 | 7.2018 | 0.49218 | 7 | 0.69395
71511 | 4.93 | 0.8 | 365 | 4.4914 | 0.038134 | 4 | 0.52956
71512 | 5.035 | 0.8 | 365 | 4.5871 | 0.23063 | 4 | 0.81772
71195 | 5.32 | 0.8 | 365 | 4.8467 | 0.75312 | 5 | 0.59985
71408 | 2.565 | 0.8 | 365 | 2.3368 | 0.7024 | 3 | 0.039214
71409 | 3.135 | 0.8 | 365 | 2.8561 | 0.74737 | 3 | 0.60348
71514 | 5.32 | 0.8 | 365 | 4.8467 | 0.75312 | 5 | 0.59985
71168 | 9.8 | 0.8 | 365 | 8.9282 | 0.96627 | 9 | 0.89446
71517 | 11.2 | 0.8 | 365 | 10.2036 | 0.53288 | 10 | 0.73653
71518 | 8.68 | 0.8 | 365 | 7.9078 | 0.91298 | 8 | 0.82081
71520 | 8.96 | 0.8 | 365 | 8.1629 | 0.4263 | 8 | 0.58922
71521 | 4.48 | 0.8 | 365 | 4.0815 | 0.21315 | 4 | 0.29461
71522 | 4.2 | 0.8 | 365 | 3.8264 | 0.69983 | 4 | 0.5262
71524 | 7.36 | 0.8 | 365 | 6.7053 | 0.49304 | 7 | 0.19829
71526 | 5.76 | 1 | 365 | 6.5595 | 0.19971 | 6 | 0.7592
71527 | 7.7 | 0.8 | 365 | 7.015 | 0.11635 | 7 | 0.13136
71530 | 6.84 | 0.8 | 365 | 6.2315 | 0.53972 | 6 | 0.77124
71531 | 7.59 | 0.8 | 365 | 6.9148 | 0.91469 | 7 | 0.82949
71425 | 10.05 | 1 | 365 | 11.4449 | 0.030741 | 11 | 0.47568
71532 | 9.88 | 0.8 | 365 | 9.0011 | 0.11293 | 9 | 0.11401
71534 | 6.84 | 0.8 | 365 | 6.2315 | 0.53972 | 6 | 0.77124
71533 | 3.99 | 1 | 365 | 4.5438 | 0.14355 | 4 | 0.68736
71535 | 11.925 | 0.8 | 365 | 10.8642 | 0.86202 | 11 | 0.72617
71536 | 11.48 | 0.8 | 365 | 10.4587 | 0.046201 | 10 | 0.50494
71539 | 6.3 | 0.8 | 365 | 5.7396 | 0.54974 | 6 | 0.2893
71541 | 8.505 | 0.8 | 365 | 7.7484 | 0.59216 | 8 | 0.34055
71542 | 11.16 | 0.8 | 365 | 10.1672 | 0.45955 | 10 | 0.62675
71543 | 12.6 | 0.8 | 365 | 11.4791 | 0.099489 | 11 | 0.57859
71545 | 7.56 | 1 | 365 | 8.6093 | 0.32462 | 8 | 0.93394
71544 | 2.4 | 0.8 | 365 | 2.1865 | 0.3999 | 2 | 0.5864
71546 | 5.355 | 0.8 | 365 | 4.8786 | 0.81728 | 5 | 0.6959
71547 | 2.385 | 0.8 | 365 | 2.1728 | 0.3724 | 2 | 0.54523
71549 | 6 | 0.8 | 365 | 5.4662 | 0.99976 | 6 | 0.466
71550 | 11.48 | 0.8 | 365 | 10.4587 | 0.046201 | 10 | 0.50494
71552 | 3.3 | 0.8 | 365 | 3.0064 | 0.049866 | 3 | 0.056298
71554 | 3 | 0.8 | 365 | 2.7331 | 0.49988 | 3 | 0.233
71555 | 5.98 | 0.8 | 365 | 5.448 | 0.96309 | 6 | 0.41111
71553 | 10.2 | 0.8 | 365 | 9.2926 | 0.69959 | 9 | 0.99219
71562 | 4.2 | 0.8 | 365 | 3.8264 | 0.69983 | 4 | 0.5262
71566 | 9.72 | 0.8 | 365 | 8.8553 | 0.81961 | 9 | 0.67491
71568 | 12.099 | 0.8 | 365 | 11.0227 | 0.18101 | 11 | 0.20368
71567 | 8.68 | 0.8 | 365 | 7.9078 | 0.91298 | 8 | 0.82081
71569 | 9.6 | 0.8 | 365 | 8.746 | 0.59961 | 9 | 0.34559
71570 | 12.099 | 0.8 | 365 | 11.0227 | 0.18101 | 11 | 0.20368
71571 | 7.56 | 0.8 | 365 | 6.8875 | 0.85969 | 7 | 0.74716
71572 | 10.83 | 0.8 | 365 | 9.8666 | 0.85456 | 10 | 0.72112
71574 | 5.04 | 0.8 | 365 | 4.5916 | 0.2398 | 4 | 0.83144
71575 | 3.48 | 0.8 | 365 | 3.1704 | 0.37986 | 3 | 0.55028
71576 | 5.6 | 0.8 | 365 | 5.1018 | 0.26644 | 5 | 0.36826
71577 | 6.09 | 0.8 | 365 | 5.5482 | 0.16475 | 5 | 0.71299
71578 | 10.36 | 0.8 | 365 | 9.4384 | 0.99291 | 10 | 0.43129
71579 | 11.2 | 0.8 | 365 | 10.2036 | 0.53288 | 10 | 0.73653
62971 | 4.64 | 1 | 365 | 5.284 | 0.6331 | 5 | 0.91713
71580 | 5.88 | 0.8 | 365 | 5.3569 | 0.77976 | 6 | 0.13668
71582 | 4.48 | 0.8 | 365 | 4.0815 | 0.21315 | 4 | 0.29461
71583 | 7 | 0.8 | 365 | 6.3773 | 0.83305 | 7 | 0.21033
23114 | 1064.7 | 1 | 365 | 1212.4804 | 0.88356 | 1213 | 0.36392
71584 | 10.08 | 0.8 | 365 | 9.1833 | 0.47959 | 9 | 0.66287
71585 | 4.2 | 0.8 | 365 | 3.8264 | 0.69983 | 4 | 0.5262
71587 | 10.8 | 0.8 | 365 | 9.8392 | 0.79956 | 10 | 0.63879
71588 | 3.08 | 0.8 | 365 | 2.806 | 0.64654 | 3 | 0.45255
71589 | 9.8 | 0.8 | 365 | 8.9282 | 0.96627 | 9 | 0.89446
71592 | 2.52 | 0.8 | 365 | 2.2958 | 0.6199 | 2 | 0.91572
71591 | 5.6 | 0.8 | 365 | 5.1018 | 0.26644 | 5 | 0.36826
71590 | 10.5 | 0.8 | 365 | 9.5659 | 0.24957 | 9 | 0.81549
71594 | 5.13 | 0.8 | 365 | 4.6736 | 0.40479 | 5 | 0.078427
71597 | 3.36 | 0.8 | 365 | 3.0611 | 0.15986 | 3 | 0.22096
46764 | 14.82 | 0.8 | 365 | 13.5016 | 0.1694 | 13 | 0.67101
71596 | 3.64 | 0.8 | 365 | 3.3162 | 0.67319 | 3 | 0.98937
71598 | 6.72 | 0.8 | 365 | 6.1222 | 0.31973 | 6 | 0.44192
71557 | 4.59 | 0.8 | 365 | 4.1817 | 0.41481 | 4 | 0.59649
68890 | 11.34 | 0.8 | 365 | 10.3312 | 0.78954 | 11 | 0.12073
71600 | 10.065 | 0.8 | 365 | 9.1696 | 0.45209 | 9 | 0.62171
71602 | 3.08 | 0.8 | 365 | 2.806 | 0.64654 | 3 | 0.45255
71605 | 5.7 | 0.8 | 365 | 5.1929 | 0.44977 | 5 | 0.6427
71606 | 5.4 | 0.8 | 365 | 4.9196 | 0.89978 | 5 | 0.8194
71608 | 8.7 | 0.8 | 365 | 7.926 | 0.94965 | 8 | 0.8757
71613 | 7.54 | 0.8 | 365 | 6.8692 | 0.82303 | 7 | 0.69227
71614 | 8.12 | 0.8 | 365 | 7.3976 | 0.88634 | 8 | 0.28398
71615 | 10.64 | 0.8 | 365 | 9.6935 | 0.50624 | 10 | 0.1997
71616 | 9.57 | 0.8 | 365 | 8.7187 | 0.54461 | 9 | 0.26326
71617 | 6.38 | 0.8 | 365 | 5.8124 | 0.69641 | 6 | 0.50884
71619 | 10.64 | 0.8 | 365 | 9.6935 | 0.50624 | 10 | 0.1997
71621 | 5.6 | 0.8 | 365 | 5.1018 | 0.26644 | 5 | 0.36826
71620 | 3.3 | 0.8 | 365 | 3.0064 | 0.049866 | 3 | 0.056298
71623 | 6.72 | 0.8 | 365 | 6.1222 | 0.31973 | 6 | 0.44192
71624 | 3.315 | 0.8 | 365 | 3.0201 | 0.077366 | 3 | 0.097463
71626 | 7.84 | 0.8 | 365 | 7.1426 | 0.37302 | 7 | 0.51557
71627 | 7.41 | 0.8 | 365 | 6.7508 | 0.5847 | 7 | 0.33551
71630 | 4.2 | 0.8 | 365 | 3.8264 | 0.69983 | 4 | 0.5262
71629 | 12.255 | 0.8 | 365 | 11.1648 | 0.467 | 11 | 0.6318
71631 | 11.685 | 0.8 | 365 | 10.6455 | 0.42203 | 11 | 0.067529
71632 | 10.26 | 0.8 | 365 | 9.3473 | 0.80958 | 10 | 0.15685
71628 | 3.64 | 0.8 | 365 | 3.3162 | 0.67319 | 3 | 0.98937
71634 | 5.7 | 0.8 | 365 | 5.1929 | 0.44977 | 5 | 0.6427
71636 | 13.5 | 1 | 365 | 15.3738 | 0.93682 | 16 | 0.31062
71635 | 9 | 0.8 | 365 | 8.1994 | 0.49964 | 8 | 0.699
71638 | 9 | 1 | 365 | 10.2492 | 0.62454 | 10 | 0.87374
71639 | 10.64 | 0.8 | 365 | 9.6935 | 0.50624 | 10 | 0.1997
71641 | 6.72 | 0.8 | 365 | 6.1222 | 0.31973 | 6 | 0.44192
71643 | 13.8 | 0.8 | 365 | 12.5724 | 0.29944 | 12 | 0.87179
71645 | 11.48 | 0.8 | 365 | 10.4587 | 0.046201 | 10 | 0.50494
71653 | 11.02 | 0.8 | 365 | 10.0397 | 0.20289 | 10 | 0.24255
71654 | 5.88 | 0.8 | 365 | 5.3569 | 0.77976 | 6 | 0.13668
71656 | 7.84 | 0.8 | 365 | 7.1426 | 0.37302 | 7 | 0.51557
65087 | 89.76 | 0.7 | 365 | 71.5531 | 0.98682 | 72 | 0.5399
64272 | 345.12 | 0.9 | 365 | 353.7204 | 0.79426 | 354 | 0.51465
68504 | 213.84 | 0.9 | 365 | 219.1689 | 0.035249 | 219 | 0.20414
68507 | 760.32 | 1 | 365 | 865.8524 | 0.36148 | 866 | 0.21389
71658 | 11.2 | 0.8 | 365 | 10.2036 | 0.53288 | 10 | 0.73653
71657 | 7.8 | 0.8 | 365 | 7.1061 | 0.29968 | 7 | 0.4058
71659 | 6.72 | 0.8 | 365 | 6.1222 | 0.31973 | 6 | 0.44192
71660 | 6 | 0.8 | 365 | 5.4662 | 0.99976 | 6 | 0.466
71652 | 10.2 | 0.8 | 365 | 9.2926 | 0.69959 | 9 | 0.99219
71662 | 17.28 | 0.8 | 365 | 15.7428 | 0.6793 | 16 | 0.42207
71663 | 10.92 | 0.8 | 365 | 9.9486 | 0.019557 | 9 | 0.96811
71666 | 6.6 | 0.8 | 365 | 6.0129 | 0.099732 | 6 | 0.1126
64890 | 711.04 | 0.7 | 365 | 566.8126 | 0.60145 | 567 | 0.41409
71667 | 9.9 | 0.8 | 365 | 9.0193 | 0.1496 | 9 | 0.16889
71668 | 13.11 | 0.8 | 365 | 11.9437 | 0.034469 | 11 | 0.9782
71669 | 13.4 | 0.8 | 365 | 12.2079 | 0.56612 | 12 | 0.77406
71612 | 4.2 | 0.8 | 365 | 3.8264 | 0.69983 | 4 | 0.5262
71673 | 10.88 | 0.8 | 365 | 9.9121 | 0.94623 | 10 | 0.85834
71674 | 5.8 | 0.8 | 365 | 5.284 | 0.6331 | 5 | 0.91713
65017 | 52.25 | 0.7 | 365 | 41.6516 | 0.81586 | 42 | 0.46747
71675 | 12.8 | 0.8 | 365 | 11.6613 | 0.46615 | 12 | 0.12746
64957 | 97.24 | 0.7 | 365 | 77.5158 | 0.98572 | 78 | 0.50156
71676 | 4.76 | 0.8 | 365 | 4.3366 | 0.72647 | 5 | 0.063024
71677 | 10.385 | 0.8 | 365 | 9.4612 | 0.038746 | 9 | 0.4999
71678 | 6.16 | 0.8 | 365 | 5.612 | 0.29308 | 5 | 0.90509
71679 | 5.88 | 0.8 | 365 | 5.3569 | 0.77976 | 6 | 0.13668
71680 | 4.06 | 0.8 | 365 | 3.6988 | 0.44317 | 4 | 0.14199
71681 | 10.8 | 0.8 | 365 | 9.8392 | 0.79956 | 10 | 0.63879
71682 | 10.98 | 0.8 | 365 | 10.0032 | 0.12955 | 10 | 0.13277
71683 | 2.8 | 0.8 | 365 | 2.5509 | 0.13322 | 2 | 0.68413
71684 | 9.6 | 0.8 | 365 | 8.746 | 0.59961 | 9 | 0.34559
71685 | 6.16 | 0.8 | 365 | 5.612 | 0.29308 | 5 | 0.90509
71686 | 4.62 | 0.8 | 365 | 4.209 | 0.46981 | 4 | 0.67882
71688 | 5.51 | 0.8 | 365 | 5.0198 | 0.10144 | 5 | 0.12127
71689 | 11.76 | 0.8 | 365 | 10.7138 | 0.55952 | 11 | 0.27335
71690 | 3.71 | 0.8 | 365 | 3.38 | 0.80152 | 4 | 0.18147
71642 | 7.2 | 0.8 | 365 | 6.5595 | 0.19971 | 6 | 0.7592
71691 | 9.86 | 0.8 | 365 | 8.9829 | 0.076267 | 9 | 0.059121
71692 | 3.36 | 0.8 | 365 | 3.0611 | 0.15986 | 3 | 0.22096
71693 | 4.48 | 0.8 | 365 | 4.0815 | 0.21315 | 4 | 0.29461
71694 | 4.2 | 0.8 | 365 | 3.8264 | 0.69983 | 4 | 0.5262
71696 | 5.67 | 0.8 | 365 | 5.1656 | 0.39477 | 5 | 0.56037
71695 | 12.24 | 0.8 | 365 | 11.1511 | 0.4395 | 11 | 0.59063
71699 | 4.48 | 0.8 | 365 | 4.0815 | 0.21315 | 4 | 0.29461
71698 | 8.64 | 0.8 | 365 | 7.8714 | 0.83965 | 8 | 0.71104
69039 | 9.45 | 0.8 | 365 | 8.6093 | 0.32462 | 8 | 0.93394
71703 | 6.16 | 0.8 | 365 | 5.612 | 0.29308 | 5 | 0.90509
71706 | 5.04 | 0.8 | 365 | 4.5916 | 0.2398 | 4 | 0.83144
71050 | 4.75 | 0.8 | 365 | 4.3274 | 0.70814 | 5 | 0.035581
71710 | 10.37 | 0.8 | 365 | 9.4475 | 0.011246 | 9 | 0.45873
71711 | 5.6 | 0.8 | 365 | 5.1018 | 0.26644 | 5 | 0.36826
71709 | 12.6 | 0.8 | 365 | 11.4791 | 0.099489 | 11 | 0.57859
71712 | 5.72 | 0.8 | 365 | 5.2111 | 0.48643 | 5 | 0.69758
71715 | 9.3 | 0.8 | 365 | 8.4727 | 0.049623 | 8 | 0.5223
71714 | 5.3 | 0.8 | 365 | 4.8285 | 0.71645 | 5 | 0.54496
71717 | 4.8 | 0.8 | 365 | 4.373 | 0.79981 | 5 | 0.1728
71670 | 7.8 | 0.8 | 365 | 7.1061 | 0.29968 | 7 | 0.4058
71718 | 4.59 | 0.8 | 365 | 4.1817 | 0.41481 | 4 | 0.59649
71720 | 4.88 | 0.8 | 365 | 4.4459 | 0.94647 | 5 | 0.39234
71700 | 169.2 | 0.6 | 365 | 115.611 | 0.64486 | 116 | 0.25583
71719 | 10.36 | 0.8 | 365 | 9.4384 | 0.99291 | 10 | 0.43129
71722 | 5.8 | 0.8 | 365 | 5.284 | 0.6331 | 5 | 0.91713
71723 | 7.8 | 0.8 | 365 | 7.1061 | 0.29968 | 7 | 0.4058
71724 | 10.175 | 0.8 | 365 | 9.2698 | 0.65375 | 9 | 0.92359
71726 | 6.4 | 0.8 | 365 | 5.8307 | 0.73307 | 6 | 0.56373
71725 | 4.88 | 0.8 | 365 | 4.4459 | 0.94647 | 5 | 0.39234
71727 | 11.4 | 0.8 | 365 | 10.3859 | 0.89954 | 11 | 0.28539
71729 | 6.09 | 0.8 | 365 | 5.5482 | 0.16475 | 5 | 0.71299
71732 | 9.945 | 0.8 | 365 | 9.0603 | 0.2321 | 9 | 0.29239
71734 | 9.45 | 0.8 | 365 | 8.6093 | 0.32462 | 8 | 0.93394
71735 | 3.05 | 0.8 | 365 | 2.7787 | 0.59154 | 3 | 0.37022
11791 | 3682.8 | 0.8 | 365 | 3355.1781 | 0.65072 | 3355 | 0.82884
71737 | 10.98 | 0.8 | 365 | 10.0032 | 0.12955 | 10 | 0.13277
71740 | 11.88 | 0.8 | 365 | 10.8232 | 0.77952 | 11 | 0.60267
71741 | 4.62 | 0.8 | 365 | 4.209 | 0.46981 | 4 | 0.67882
71743 | 12.1 | 0.8 | 365 | 11.0236 | 0.18284 | 11 | 0.20643
71744 | 12 | 0.8 | 365 | 10.9325 | 0.99951 | 11 | 0.93199
71745 | 7.7 | 0.8 | 365 | 7.015 | 0.11635 | 7 | 0.13136
71746 | 6.615 | 0.8 | 365 | 6.0265 | 0.12723 | 6 | 0.15376
71742 | 6.84 | 0.8 | 365 | 6.2315 | 0.53972 | 6 | 0.77124
71749 | 8.68 | 0.8 | 365 | 7.9078 | 0.91298 | 8 | 0.82081
71750 | 7.41 | 0.8 | 365 | 6.7508 | 0.5847 | 7 | 0.33551
71751 | 4.335 | 0.8 | 365 | 3.9494 | 0.94732 | 4 | 0.89668
71752 | 5.985 | 0.8 | 365 | 5.4526 | 0.97226 | 6 | 0.42483
67693 | 2.08 | 0.8 | 365 | 1.895 | 0.81325 | 2 | 0.70821
71753 | 6.63 | 0.8 | 365 | 6.0402 | 0.15473 | 6 | 0.19493
67711 | 7.685 | 0.8 | 365 | 7.0013 | 0.088855 | 7 | 0.090198
71754 | 5.355 | 0.8 | 365 | 4.8786 | 0.81728 | 5 | 0.6959
71755 | 6.12 | 0.8 | 365 | 5.5756 | 0.21975 | 5 | 0.79532
71756 | 5.61 | 0.8 | 365 | 5.1109 | 0.28477 | 5 | 0.39571
71757 | 8.925 | 0.8 | 365 | 8.131 | 0.36214 | 8 | 0.49317
71647 | 12.06 | 0.8 | 365 | 10.9871 | 0.10951 | 11 | 0.096654
67735 | 5.46 | 0.8 | 365 | 4.9743 | 0.0097787 | 4 | 0.98406
68822 | 9.8 | 0.8 | 365 | 8.9282 | 0.96627 | 9 | 0.89446
68898 | 8.7 | 0.8 | 365 | 7.926 | 0.94965 | 8 | 0.8757
69474 | 3 | 0.8 | 365 | 2.7331 | 0.49988 | 3 | 0.233
69630 | 5.4 | 0.8 | 365 | 4.9196 | 0.89978 | 5 | 0.8194
54559 | 73.45 | 0.7 | 365 | 58.5514 | 0.82344 | 59 | 0.37484
70237 | 13.25 | 0.8 | 365 | 12.0713 | 0.29113 | 12 | 0.36241
70242 | 7 | 0.8 | 365 | 6.3773 | 0.83305 | 7 | 0.21033
70256 | 2.4 | 0.8 | 365 | 2.1865 | 0.3999 | 2 | 0.5864
70189 | 8.67 | 0.8 | 365 | 7.8987 | 0.89465 | 8 | 0.79337
70181 | 7.875 | 0.8 | 365 | 7.1744 | 0.43718 | 7 | 0.61162
70197 | 10.08 | 0.8 | 365 | 9.1833 | 0.47959 | 9 | 0.66287
70216 | 4.2 | 0.8 | 365 | 3.8264 | 0.69983 | 4 | 0.5262
70176 | 9.3 | 0.8 | 365 | 8.4727 | 0.049623 | 8 | 0.5223
70193 | 7.54 | 0.8 | 365 | 6.8692 | 0.82303 | 7 | 0.69227
71661 | 9.483 | 0.8 | 365 | 8.6394 | 0.38512 | 9 | 0.024508
71759 | 7.56 | 1 | 365 | 8.6093 | 0.32462 | 8 | 0.93394
34628 | 649.955 | 0.8 | 365 | 592.135 | 0.55782 | 592 | 0.69283
60933 | 737.92 | 0.8 | 365 | 672.2746 | 0.82342 | 673 | 0.09806
71291 | 6.38 | 0.8 | 365 | 5.8124 | 0.69641 | 6 | 0.50884
71760 | 9.45 | 0.8 | 365 | 8.6093 | 0.32462 | 8 | 0.93394
71761 | 3.24 | 0.8 | 365 | 2.9518 | 0.93987 | 3 | 0.89164
71762 | 8.32 | 0.8 | 365 | 7.5799 | 0.253 | 7 | 0.83285
70188 | 3.9 | 0.8 | 365 | 3.5531 | 0.14984 | 3 | 0.7029
71763 | 6.555 | 0.8 | 365 | 5.9719 | 0.017234 | 5 | 0.9891
70187 | 6.3 | 0.8 | 365 | 5.7396 | 0.54974 | 6 | 0.2893
71764 | 10.71 | 0.8 | 365 | 9.7572 | 0.63457 | 10 | 0.3918
71765 | 6.27 | 0.8 | 365 | 5.7122 | 0.49475 | 6 | 0.20697
71766 | 8.68 | 0.8 | 365 | 7.9078 | 0.91298 | 8 | 0.82081
71305 | 4.32 | 0.8 | 365 | 3.9357 | 0.91982 | 4 | 0.85552
71767 | 8.4 | 0.8 | 365 | 7.6527 | 0.39966 | 8 | 0.052396
71768 | 9.9 | 0.8 | 365 | 9.0193 | 0.1496 | 9 | 0.16889
71769 | 5.98 | 0.8 | 365 | 5.448 | 0.96309 | 6 | 0.41111
54556 | 80.6 | 0.7 | 365 | 64.2511 | 0.29297 | 64 | 0.54407
71771 | 8.175 | 0.8 | 365 | 7.4478 | 0.98717 | 8 | 0.43492
64961 | 13.34 | 0.8 | 365 | 12.1533 | 0.45613 | 12 | 0.6094
61296 | 4050.99 | 0.9 | 365 | 4151.9407 | 0.98215 | 4152 | 0.92282
6418 | 974.4 | 0.9 | 365 | 998.682 | 0.65557 | 999 | 0.33762
30710 | 972.06 | 0.8 | 365 | 885.5855 | 0.070599 | 885 | 0.65614
30713 | 648.04 | 0.8 | 365 | 590.3904 | 0.047066 | 590 | 0.43743
30714 | 965.94 | 0.8 | 365 | 880.01 | 0.85085 | 880 | 0.86082
30716 | 648.04 | 0.8 | 365 | 590.3904 | 0.047066 | 590 | 0.43743
30717 | 176.8 | 0.8 | 365 | 161.0719 | 0.12617 | 161 | 0.19804
30722 | 271.32 | 0.9 | 365 | 278.0813 | 0.58513 | 278 | 0.66642
32951 | 1326.78 | 0.8 | 365 | 1208.7497 | 0.37622 | 1209 | 0.12587
34216 | 1333.76 | 1 | 365 | 1518.8859 | 0.46576 | 1519 | 0.35164
35114 | 4229.1 | 1 | 365 | 4816.0991 | 0.47323 | 4816 | 0.57231
39541 | 3.9 | 0.8 | 365 | 3.5531 | 0.14984 | 3 | 0.7029
50533 | 6.3 | 1 | 365 | 7.1744 | 0.43718 | 7 | 0.61162
52528 | 552.96 | 0.9 | 365 | 566.7398 | 0.45479 | 567 | 0.19455
62252 | 67.925 | 0.9 | 365 | 69.6177 | 0.092215 | 69 | 0.70991
64558 | 189 | 0.7 | 365 | 150.6632 | 0.1808 | 150 | 0.84404
69624 | 4.2 | 0.8 | 365 | 3.8264 | 0.69983 | 4 | 0.5262
70102 | 13.8 | 0.8 | 365 | 12.5724 | 0.29944 | 12 | 0.87179
70308 | 6.72 | 0.8 | 365 | 6.1222 | 0.31973 | 6 | 0.44192
70423 | 8.7 | 0.8 | 365 | 7.926 | 0.94965 | 8 | 0.8757
70427 | 6.6 | 0.8 | 365 | 6.0129 | 0.099732 | 6 | 0.1126
70718 | 5.035 | 1 | 365 | 5.7339 | 0.53829 | 6 | 0.27214
70719 | 12.285 | 0.8 | 365 | 11.1921 | 0.522 | 11 | 0.71413
70750 | 5.1 | 0.8 | 365 | 4.6463 | 0.34979 | 4 | 0.9961
70751 | 5.7 | 0.8 | 365 | 5.1929 | 0.44977 | 5 | 0.6427
70752 | 9 | 0.8 | 365 | 8.1994 | 0.49964 | 8 | 0.699
70887 | 14.04 | 0.8 | 365 | 12.791 | 0.73943 | 13 | 0.53043
71049 | 3.3 | 0.8 | 365 | 3.0064 | 0.049866 | 3 | 0.056298
71135 | 7.695 | 1 | 365 | 8.7631 | 0.63399 | 9 | 0.39705
71182 | 5.04 | 0.8 | 365 | 4.5916 | 0.2398 | 4 | 0.83144
71227 | 9.63 | 0.8 | 365 | 8.7733 | 0.65461 | 9 | 0.42792
71240 | 6.89 | 0.8 | 365 | 6.2771 | 0.63139 | 6 | 0.90845
71246 | 3.3 | 0.8 | 365 | 3.0064 | 0.049866 | 3 | 0.056298
71354 | 3.6 | 0.8 | 365 | 3.2797 | 0.59985 | 3 | 0.8796
71358 | 6.6 | 0.8 | 365 | 6.0129 | 0.099732 | 6 | 0.1126
71359 | 11.96 | 0.8 | 365 | 10.896 | 0.92618 | 11 | 0.82222
71361 | 1.89 | 0.8 | 365 | 1.7219 | 0.46492 | 2 | 0.18679
71462 | 11.685 | 0.8 | 365 | 10.6455 | 0.42203 | 11 | 0.067529
71465 | 6.67 | 0.8 | 365 | 6.0766 | 0.22806 | 6 | 0.3047
71483 | 6.72 | 0.8 | 365 | 6.1222 | 0.31973 | 6 | 0.44192
71487 | 3.36 | 0.8 | 365 | 3.0611 | 0.15986 | 3 | 0.22096
71523 | 6.21 | 0.8 | 365 | 5.6576 | 0.38475 | 6 | 0.042307
71529 | 9.81 | 0.8 | 365 | 8.9373 | 0.9846 | 9 | 0.9219
71556 | 7.56 | 1 | 365 | 8.6093 | 0.32462 | 8 | 0.93394
71573 | 6.3 | 0.8 | 365 | 5.7396 | 0.54974 | 6 | 0.2893
71637 | 6.095 | 1 | 365 | 6.941 | 0.9674 | 7 | 0.90839
71640 | 9.6 | 0.8 | 365 | 8.746 | 0.59961 | 9 | 0.34559
71646 | 5.67 | 0.8 | 365 | 5.1656 | 0.39477 | 5 | 0.56037
71650 | 6 | 0.8 | 365 | 5.4662 | 0.99976 | 6 | 0.466
71665 | 7.875 | 0.8 | 365 | 7.1744 | 0.43718 | 7 | 0.61162
71687 | 7 | 0.8 | 365 | 6.3773 | 0.83305 | 7 | 0.21033
71708 | 7.905 | 1 | 365 | 9.0022 | 0.11522 | 9 | 0.11744
71770 | 4.48 | 0.8 | 365 | 4.0815 | 0.21315 | 4 | 0.29461
71772 | 13.455 | 0.8 | 365 | 12.258 | 0.66695 | 12 | 0.925
71773 | 8.04 | 0.8 | 365 | 7.3248 | 0.73967 | 8 | 0.064436
71774 | 2.88 | 0.8 | 365 | 2.6238 | 0.27988 | 2 | 0.90368
71778 | 5.98 | 0.8 | 365 | 5.448 | 0.96309 | 6 | 0.41111
71779 | 2.34 | 0.8 | 365 | 2.1318 | 0.28991 | 2 | 0.42174
71784 | 5.51 | 0.8 | 365 | 5.0198 | 0.10144 | 5 | 0.12127
71785 | 5 | 0.8 | 365 | 4.5552 | 0.16646 | 4 | 0.72166
71786 | 12.48 | 1 | 365 | 14.2122 | 0.59937 | 14 | 0.81159
71787 | 5.04 | 0.8 | 365 | 4.5916 | 0.2398 | 4 | 0.83144
71788 | 7.92 | 0.8 | 365 | 7.2154 | 0.51968 | 7 | 0.73512
71789 | 6.7 | 0.8 | 365 | 6.104 | 0.28306 | 6 | 0.38703
71790 | 6.6 | 0.8 | 365 | 6.0129 | 0.099732 | 6 | 0.1126
71791 | 6.05 | 0.8 | 365 | 5.5118 | 0.091421 | 5 | 0.60321
71792 | 6.1 | 0.8 | 365 | 5.5573 | 0.18309 | 5 | 0.74043
71793 | 6.08 | 0.8 | 365 | 5.5391 | 0.14642 | 5 | 0.68554
71794 | 12 | 0.8 | 365 | 10.9325 | 0.99951 | 11 | 0.93199
71796 | 8.64 | 0.8 | 365 | 7.8714 | 0.83965 | 8 | 0.71104
71799 | 5.7 | 0.8 | 365 | 5.1929 | 0.44977 | 5 | 0.6427
71800 | 7.685 | 0.8 | 365 | 7.0013 | 0.088855 | 7 | 0.090198
71801 | 3.6 | 0.8 | 365 | 3.2797 | 0.59985 | 3 | 0.8796
71802 | 10.24 | 0.8 | 365 | 9.329 | 0.77292 | 10 | 0.10197
71803 | 4.29 | 0.8 | 365 | 3.9084 | 0.86483 | 4 | 0.77319
71804 | 8.1 | 0.8 | 365 | 7.3794 | 0.84967 | 8 | 0.2291
71805 | 7.521 | 0.8 | 365 | 6.8519 | 0.7882 | 7 | 0.64013
71807 | 12.075 | 0.8 | 365 | 11.0008 | 0.13701 | 11 | 0.13782
71808 | 6.48 | 0.8 | 365 | 5.9035 | 0.87974 | 6 | 0.78328
71809 | 11.04 | 0.8 | 365 | 10.0579 | 0.23955 | 10 | 0.29743
71810 | 9 | 0.8 | 365 | 8.1994 | 0.49964 | 8 | 0.699
71811 | 10.24 | 0.8 | 365 | 9.329 | 0.77292 | 10 | 0.10197
71812 | 4.485 | 0.8 | 365 | 4.086 | 0.22232 | 4 | 0.30833
71814 | 9.24 | 0.8 | 365 | 8.418 | 0.93963 | 9 | 0.35764
71815 | 6.44 | 0.8 | 365 | 5.8671 | 0.80641 | 6 | 0.6735
71816 | 4.06 | 0.8 | 365 | 3.6988 | 0.44317 | 4 | 0.14199
71818 | 10.08 | 0.8 | 365 | 9.1833 | 0.47959 | 9 | 0.66287
71819 | 7.84 | 0.8 | 365 | 7.1426 | 0.37302 | 7 | 0.51557
71820 | 5.04 | 0.8 | 365 | 4.5916 | 0.2398 | 4 | 0.83144
71821 | 3.15 | 0.8 | 365 | 2.8698 | 0.77487 | 3 | 0.64465
71822 | 7.194 | 0.8 | 365 | 6.554 | 0.18871 | 6 | 0.74273
71823 | 9.28 | 0.8 | 365 | 8.4545 | 0.012957 | 8 | 0.46741
71824 | 6.405 | 0.8 | 365 | 5.8352 | 0.74224 | 6 | 0.57745
71826 | 7.56 | 0.8 | 365 | 6.8875 | 0.85969 | 7 | 0.74716
71828 | 6.1 | 0.8 | 365 | 5.5573 | 0.18309 | 5 | 0.74043
71831 | 9.45 | 0.8 | 365 | 8.6093 | 0.32462 | 8 | 0.93394
71833 | 6.4 | 0.8 | 365 | 5.8307 | 0.73307 | 6 | 0.56373
71834 | 2.12 | 0.8 | 365 | 1.9314 | 0.88658 | 2 | 0.81799
71835 | 7.56 | 0.8 | 365 | 6.8875 | 0.85969 | 7 | 0.74716
71836 | 6.44 | 0.8 | 365 | 5.8671 | 0.80641 | 6 | 0.6735
71837 | 3.9 | 0.8 | 365 | 3.5531 | 0.14984 | 3 | 0.7029
71839 | 13.515 | 0.8 | 365 | 12.3127 | 0.77695 | 13 | 0.089658
71840 | 12.24 | 0.8 | 365 | 11.1511 | 0.4395 | 11 | 0.59063
71843 | 5.04 | 0.8 | 365 | 4.5916 | 0.2398 | 4 | 0.83144
71844 | 6.615 | 0.8 | 365 | 6.0265 | 0.12723 | 6 | 0.15376
71845 | 8 | 0.8 | 365 | 7.2883 | 0.66634 | 7 | 0.95466
71846 | 8.99 | 0.8 | 365 | 8.1902 | 0.4813 | 8 | 0.67155
71847 | 5.52 | 0.8 | 365 | 5.0289 | 0.11978 | 5 | 0.14872
71848 | 8.25 | 0.8 | 365 | 7.5161 | 0.12467 | 7 | 0.64075
71849 | 6.48 | 0.8 | 365 | 5.9035 | 0.87974 | 6 | 0.78328
71851 | 11.16 | 0.8 | 365 | 10.1672 | 0.45955 | 10 | 0.62675
71852 | 1.16 | 0.8 | 365 | 1.0568 | 0.12662 | 1 | 0.18343
71853 | 6.875 | 0.8 | 365 | 6.2634 | 0.60389 | 6 | 0.86729
71855 | 8.06 | 0.8 | 365 | 7.343 | 0.77634 | 8 | 0.11932
71856 | 9.35 | 0.8 | 365 | 8.5182 | 0.14129 | 8 | 0.65951
71858 | 6.09 | 0.8 | 365 | 5.5482 | 0.16475 | 5 | 0.71299
71860 | 6.9 | 0.8 | 365 | 6.2862 | 0.64972 | 6 | 0.9359
71862 | 10.08 | 0.8 | 365 | 9.1833 | 0.47959 | 9 | 0.66287
71863 | 10.44 | 0.8 | 365 | 9.5113 | 0.13958 | 9 | 0.65083
71864 | 6.93 | 0.8 | 365 | 6.3135 | 0.70472 | 7 | 0.018226
71865 | 7.5 | 0.8 | 365 | 6.8328 | 0.7497 | 7 | 0.5825
71867 | 4.48 | 0.8 | 365 | 4.0815 | 0.21315 | 4 | 0.29461
71874 | 8.28 | 0.8 | 365 | 7.5434 | 0.17966 | 7 | 0.72308
71876 | 4.845 | 1 | 365 | 5.5175 | 0.10288 | 5 | 0.62037
71877 | 5.32 | 0.8 | 365 | 4.8467 | 0.75312 | 5 | 0.59985
71878 | 3.64 | 0.8 | 365 | 3.3162 | 0.67319 | 3 | 0.98937
71879 | 6.89 | 0.8 | 365 | 6.2771 | 0.63139 | 6 | 0.90845
71882 | 10.92 | 0.8 | 365 | 9.9486 | 0.019557 | 9 | 0.96811
71884 | 4.48 | 0.8 | 365 | 4.0815 | 0.21315 | 4 | 0.29461
71885 | 3.64 | 0.8 | 365 | 3.3162 | 0.67319 | 3 | 0.98937
71886 | 4.64 | 0.8 | 365 | 4.2272 | 0.50648 | 4 | 0.7337
71890 | 5.98 | 0.8 | 365 | 5.448 | 0.96309 | 6 | 0.41111
71891 | 2.61 | 0.8 | 365 | 2.3778 | 0.78489 | 3 | 0.16271
71892 | 11.61 | 0.8 | 365 | 10.5772 | 0.28453 | 10 | 0.8617
71894 | 9.9 | 0.8 | 365 | 9.0193 | 0.1496 | 9 | 0.16889
71898 | 7.56 | 0.8 | 365 | 6.8875 | 0.85969 | 7 | 0.74716
71900 | 6.16 | 0.8 | 365 | 5.612 | 0.29308 | 5 | 0.90509
71901 | 13.23 | 0.8 | 365 | 12.0531 | 0.25446 | 12 | 0.30752
71904 | 3.92 | 0.8 | 365 | 3.5713 | 0.18651 | 3 | 0.75778
71905 | 3.6 | 0.8 | 365 | 3.2797 | 0.59985 | 3 | 0.8796
71906 | 10.92 | 0.8 | 365 | 9.9486 | 0.019557 | 9 | 0.96811
71908 | 8.7 | 0.8 | 365 | 7.926 | 0.94965 | 8 | 0.8757
71910 | 9.01 | 0.8 | 365 | 8.2085 | 0.51797 | 8 | 0.72644
71911 | 5.6 | 0.8 | 365 | 5.1018 | 0.26644 | 5 | 0.36826
71913 | 12.15 | 0.8 | 365 | 11.0691 | 0.27451 | 11 | 0.34364
71915 | 2.52 | 0.8 | 365 | 2.2958 | 0.6199 | 2 | 0.91572
71927 | 6.44 | 0.8 | 365 | 5.8671 | 0.80641 | 6 | 0.6735
71928 | 5.04 | 0.8 | 365 | 4.5916 | 0.2398 | 4 | 0.83144
71929 | 4.27 | 0.8 | 365 | 3.8901 | 0.82816 | 4 | 0.7183
71931 | 4.88 | 0.8 | 365 | 4.4459 | 0.94647 | 5 | 0.39234
71932 | 14.84 | 0.8 | 365 | 13.5198 | 0.20607 | 13 | 0.7259
71934 | 7.93 | 0.8 | 365 | 7.2245 | 0.53801 | 7 | 0.76256
71935 | 10.15 | 0.8 | 365 | 9.2471 | 0.60792 | 9 | 0.85498
71936 | 6.44 | 0.8 | 365 | 5.8671 | 0.80641 | 6 | 0.6735
71937 | 7.26 | 0.8 | 365 | 6.6142 | 0.30971 | 6 | 0.92386
71938 | 4.575 | 0.8 | 365 | 4.168 | 0.38731 | 4 | 0.55532
71940 | 24.79 | 0.8 | 365 | 22.5847 | 0.44733 | 23 | 0.03201
71942 | 6.72 | 0.8 | 365 | 6.1222 | 0.31973 | 6 | 0.44192
71943 | 9.15 | 0.8 | 365 | 8.336 | 0.77463 | 9 | 0.11065
71945 | 9.8 | 0.8 | 365 | 8.9282 | 0.96627 | 9 | 0.89446
71949 | 6.44 | 0.8 | 365 | 5.8671 | 0.80641 | 6 | 0.6735
71951 | 2.8 | 0.8 | 365 | 2.5509 | 0.13322 | 2 | 0.68413
71952 | 9.145 | 0.8 | 365 | 8.3315 | 0.76546 | 9 | 0.096923
71953 | 7.28 | 0.8 | 365 | 6.6324 | 0.34637 | 6 | 0.97874
71955 | 9.12 | 0.8 | 365 | 8.3087 | 0.71963 | 9 | 0.028315
71956 | 3.77 | 0.8 | 365 | 3.4346 | 0.91151 | 4 | 0.34613
71958 | 3.6 | 0.8 | 365 | 3.2797 | 0.59985 | 3 | 0.8796
71960 | 9.15 | 0.8 | 365 | 8.336 | 0.77463 | 9 | 0.11065
71961 | 6.405 | 0.8 | 365 | 5.8352 | 0.74224 | 6 | 0.57745
71966 | 19.32 | 0.8 | 365 | 17.6013 | 0.41922 | 18 | 0.02051
71973 | 6 | 0.8 | 365 | 5.4662 | 0.99976 | 6 | 0.466
71974 | 5.4 | 0.8 | 365 | 4.9196 | 0.89978 | 5 | 0.8194
71977 | 6.96 | 0.8 | 365 | 6.3408 | 0.75972 | 7 | 0.10056
71978 | 4.05 | 0.8 | 365 | 3.6897 | 0.42484 | 4 | 0.11455
71980 | 5.94 | 0.8 | 365 | 5.4116 | 0.88976 | 6 | 0.30134
71981 | 7.5 | 0.8 | 365 | 6.8328 | 0.7497 | 7 | 0.5825
71982 | 3.92 | 0.8 | 365 | 3.5713 | 0.18651 | 3 | 0.75778
71983 | 4.2 | 0.8 | 365 | 3.8264 | 0.69983 | 4 | 0.5262
71984 | 5.4 | 0.8 | 365 | 4.9196 | 0.89978 | 5 | 0.8194
71986 | 6 | 0.8 | 365 | 5.4662 | 0.99976 | 6 | 0.466
71987 | 2.4 | 0.8 | 365 | 2.1865 | 0.3999 | 2 | 0.5864
71989 | 12.9 | 0.8 | 365 | 11.7524 | 0.64948 | 12 | 0.40189
71992 | 13.8 | 0.8 | 365 | 12.5724 | 0.29944 | 12 | 0.87179
71994 | 13.2 | 0.8 | 365 | 12.0257 | 0.19946 | 12 | 0.22519
71995 | 3.24 | 0.8 | 365 | 2.9518 | 0.93987 | 3 | 0.89164
71997 | 7.84 | 0.8 | 365 | 7.1426 | 0.37302 | 7 | 0.51557
71998 | 4.32 | 0.8 | 365 | 3.9357 | 0.91982 | 4 | 0.85552
71999 | 4.06 | 0.8 | 365 | 3.6988 | 0.44317 | 4 | 0.14199
72000 | 5.6 | 0.8 | 365 | 5.1018 | 0.26644 | 5 | 0.36826
72001 | 8.71 | 0.8 | 365 | 7.9352 | 0.96798 | 8 | 0.90314
72003 | 9.1 | 0.8 | 365 | 8.2905 | 0.68296 | 8 | 0.97343
72004 | 5.04 | 0.8 | 365 | 4.5916 | 0.2398 | 4 | 0.83144
72005 | 8.12 | 0.8 | 365 | 7.3976 | 0.88634 | 8 | 0.28398
71738 | 8.68 | 0.8 | 365 | 7.9078 | 0.91298 | 8 | 0.82081
71797 | 10.05 | 0.8 | 365 | 9.156 | 0.42459 | 9 | 0.58054
71996 | 8.68 | 0.8 | 365 | 7.9078 | 0.91298 | 8 | 0.82081
63130 | 581.4 | 0.7 | 365 | 463.4688 | 0.64188 | 464 | 0.1107
71795 | 9.9 | 0.8 | 365 | 9.0193 | 0.1496 | 9 | 0.16889
71798 | 8.625 | 0.8 | 365 | 7.8577 | 0.81215 | 8 | 0.66987
71857 | 8.99 | 0.8 | 365 | 8.1902 | 0.4813 | 8 | 0.67155
71889 | 4.2 | 0.8 | 365 | 3.8264 | 0.69983 | 4 | 0.5262
71959 | 8.4 | 0.8 | 365 | 7.6527 | 0.39966 | 8 | 0.052396
71664 | 5.886 | 0.8 | 365 | 5.3624 | 0.79076 | 6 | 0.15314
70113 | 2.925 | 0.8 | 365 | 2.6648 | 0.36238 | 3 | 0.027173
70404 | 4.55 | 0.8 | 365 | 4.1452 | 0.34148 | 4 | 0.48671
70721 | 11.7 | 0.8 | 365 | 10.6592 | 0.44953 | 11 | 0.10869
70903 | 8.45 | 0.8 | 365 | 7.6983 | 0.49132 | 8 | 0.18961
70980 | 7.475 | 0.8 | 365 | 6.81 | 0.70386 | 7 | 0.51389
71023 | 6.5 | 0.8 | 365 | 5.9218 | 0.9164 | 6 | 0.83816
71705 | 11.05 | 0.8 | 365 | 10.067 | 0.25789 | 10 | 0.32488
71747 | 9.1 | 0.8 | 365 | 8.2905 | 0.68296 | 8 | 0.97343
71988 | 11.05 | 0.8 | 365 | 10.067 | 0.25789 | 10 | 0.32488
64562 | 126 | 0.7 | 365 | 100.4422 | 0.12053 | 100 | 0.56269
72008 | 10.56 | 0.8 | 365 | 9.6206 | 0.35957 | 9 | 0.98015
72006 | 11.4 | 0.8 | 365 | 10.3859 | 0.89954 | 11 | 0.28539
72010 | 7 | 0.8 | 365 | 6.3773 | 0.83305 | 7 | 0.21033
72009 | 7.125 | 0.8 | 365 | 6.4912 | 0.062211 | 6 | 0.55337
72011 | 6.96 | 0.8 | 365 | 6.3408 | 0.75972 | 7 | 0.10056
72012 | 8.265 | 0.8 | 365 | 7.5297 | 0.15216 | 7 | 0.68191
72013 | 9.625 | 0.8 | 365 | 8.7688 | 0.64544 | 9 | 0.4142
72014 | 6.27 | 0.8 | 365 | 5.7122 | 0.49475 | 6 | 0.20697
72015 | 20.7 | 0.8 | 365 | 18.8585 | 0.94916 | 19 | 0.80769
34775 | 47 | 0.7 | 365 | 37.4665 | 0.39417 | 37 | 0.86069
71832 | 2.943 | 0.8 | 365 | 2.6812 | 0.39538 | 3 | 0.076571
72016 | 2.24 | 0.8 | 365 | 2.0407 | 0.10658 | 2 | 0.14731
71339 | 2.925 | 0.8 | 365 | 2.6648 | 0.36238 | 3 | 0.027173
72017 | 5.32 | 0.8 | 365 | 4.8467 | 0.75312 | 5 | 0.59985
71343 | 7.8 | 0.8 | 365 | 7.1061 | 0.29968 | 7 | 0.4058
72018 | 6.44 | 0.8 | 365 | 5.8671 | 0.80641 | 6 | 0.6735
71351 | 13.16 | 0.8 | 365 | 11.9893 | 0.12613 | 12 | 0.11542
71461 | 14 | 0.8 | 365 | 12.7546 | 0.6661 | 13 | 0.42066
71467 | 3.12 | 0.8 | 365 | 2.8424 | 0.71987 | 3 | 0.56232
71479 | 4.5 | 0.8 | 365 | 4.0997 | 0.24982 | 4 | 0.3495
71482 | 8.4 | 0.8 | 365 | 7.6527 | 0.39966 | 8 | 0.052396
71484 | 9.75 | 0.8 | 365 | 8.8826 | 0.8746 | 9 | 0.75724
72019 | 6.67 | 0.8 | 365 | 6.0766 | 0.22806 | 6 | 0.3047
71701 | 12.1 | 0.8 | 365 | 11.0236 | 0.18284 | 11 | 0.20643
72021 | 6.325 | 0.8 | 365 | 5.7623 | 0.59558 | 6 | 0.3579
72022 | 9 | 0.8 | 365 | 8.1994 | 0.49964 | 8 | 0.699
72025 | 13.5 | 1 | 365 | 15.3738 | 0.93682 | 16 | 0.31062
70374 | 10.56 | 0.8 | 365 | 9.6206 | 0.35957 | 9 | 0.98015
71830 | 8.4 | 0.8 | 365 | 7.6527 | 0.39966 | 8 | 0.052396
71781 | 9.3 | 0.8 | 365 | 8.4727 | 0.049623 | 8 | 0.5223
71739 | 6.5 | 0.8 | 365 | 5.9218 | 0.9164 | 6 | 0.83816
71733 | 5.46 | 0.8 | 365 | 4.9743 | 0.0097787 | 4 | 0.98406
71721 | 6.5 | 0.8 | 365 | 5.9218 | 0.9164 | 6 | 0.83816
71363 | 4.2 | 0.8 | 365 | 3.8264 | 0.69983 | 4 | 0.5262
71355 | 13.5 | 0.8 | 365 | 12.299 | 0.74945 | 13 | 0.048493
71333 | 3.92 | 0.8 | 365 | 3.5713 | 0.18651 | 3 | 0.75778
71210 | 5.85 | 0.8 | 365 | 5.3296 | 0.72476 | 6 | 0.054347
47649 | 24.84 | 0.8 | 365 | 22.6302 | 0.53899 | 23 | 0.16923
71350 | 4.5 | 0.8 | 365 | 4.0997 | 0.24982 | 4 | 0.3495
71167 | 11.772 | 0.8 | 365 | 10.7248 | 0.58152 | 11 | 0.30629
72026 | 5.12 | 0.8 | 365 | 4.6645 | 0.38646 | 5 | 0.050984
72027 | 11.34 | 0.8 | 365 | 10.3312 | 0.78954 | 11 | 0.12073
72029 | 3.96 | 0.8 | 365 | 3.6077 | 0.25984 | 3 | 0.86756
72032 | 5.85 | 0.8 | 365 | 5.3296 | 0.72476 | 6 | 0.054347
72033 | 4.2 | 0.8 | 365 | 3.8264 | 0.69983 | 4 | 0.5262
34320 | 2378.88 | 1 | 365 | 2709.0685 | 0.47947 | 2709 | 0.54801
67286 | 9.275 | 1 | 365 | 10.5624 | 0.25474 | 10 | 0.81711
72034 | 3.64 | 0.8 | 365 | 3.3162 | 0.67319 | 3 | 0.98937
72035 | 8.12 | 0.8 | 365 | 7.3976 | 0.88634 | 8 | 0.28398
72036 | 5.6 | 0.8 | 365 | 5.1018 | 0.26644 | 5 | 0.36826
72037 | 7.54 | 0.8 | 365 | 6.8692 | 0.82303 | 7 | 0.69227
72038 | 6.095 | 0.8 | 365 | 5.5528 | 0.17392 | 5 | 0.72671
72039 | 4.2 | 0.8 | 365 | 3.8264 | 0.69983 | 4 | 0.5262
71564 | 6.5 | 0.8 | 365 | 5.9218 | 0.9164 | 6 | 0.83816
71970 | 5.04 | 0.8 | 365 | 4.5916 | 0.2398 | 4 | 0.83144
72040 | 4.8 | 0.8 | 365 | 4.373 | 0.79981 | 5 | 0.1728
72041 | 8.32 | 0.8 | 365 | 7.5799 | 0.253 | 7 | 0.83285
72042 | 11.7 | 0.8 | 365 | 10.6592 | 0.44953 | 11 | 0.10869
72043 | 10.8 | 0.8 | 365 | 9.8392 | 0.79956 | 10 | 0.63879
72370 | 6 | 0.8 | 365 | 5.4662 | 0.99976 | 6 | 0.466
71941 | 6.67 | 0.8 | 365 | 6.0766 | 0.22806 | 6 | 0.3047
71948 | 10.675 | 0.8 | 365 | 9.7254 | 0.5704 | 10 | 0.29575
71964 | 6.1 | 0.8 | 365 | 5.5573 | 0.18309 | 5 | 0.74043
71967 | 9.735 | 0.8 | 365 | 8.869 | 0.84711 | 9 | 0.71608
71969 | 4.575 | 0.8 | 365 | 4.168 | 0.38731 | 4 | 0.55532
72045 | 5.04 | 0.8 | 365 | 4.5916 | 0.2398 | 4 | 0.83144
72371 | 7.95 | 1 | 365 | 9.0535 | 0.21835 | 9 | 0.27181
72372 | 3.18 | 1 | 365 | 3.6214 | 0.28734 | 3 | 0.90872
72374 | 6.36 | 1 | 365 | 7.2428 | 0.57468 | 7 | 0.81745
72053 | 7.695 | 0.8 | 365 | 7.0105 | 0.10719 | 7 | 0.11764
72375 | 8.48 | 1 | 365 | 9.657 | 0.4329 | 10 | 0.089928
72054 | 5.76 | 0.8 | 365 | 5.2476 | 0.55977 | 5 | 0.80736
72055 | 13.2 | 0.8 | 365 | 12.0257 | 0.19946 | 12 | 0.22519
72190 | 11.055 | 0.8 | 365 | 10.0715 | 0.26705 | 10 | 0.3386
72186 | 7.2 | 0.8 | 365 | 6.5595 | 0.19971 | 6 | 0.7592
72220 | 10.05 | 0.8 | 365 | 9.156 | 0.42459 | 9 | 0.58054
72250 | 4.48 | 0.8 | 365 | 4.0815 | 0.21315 | 4 | 0.29461
72242 | 7.37 | 0.8 | 365 | 6.7144 | 0.51137 | 7 | 0.22573
72056 | 6.93 | 0.8 | 365 | 6.3135 | 0.70472 | 7 | 0.018226
72058 | 8.71 | 0.8 | 365 | 7.9352 | 0.96798 | 8 | 0.90314
72378 | 6.72 | 0.8 | 365 | 6.1222 | 0.31973 | 6 | 0.44192
72377 | 5.355 | 0.8 | 365 | 4.8786 | 0.81728 | 5 | 0.6959
72379 | 3.36 | 0.8 | 365 | 3.0611 | 0.15986 | 3 | 0.22096
72381 | 7.54 | 1 | 365 | 8.5866 | 0.27878 | 8 | 0.86534
72252 | 11.07 | 0.8 | 365 | 10.0852 | 0.29455 | 10 | 0.37976
72382 | 7.56 | 0.8 | 365 | 6.8875 | 0.85969 | 7 | 0.74716
70490 | 5.52 | 0.8 | 365 | 5.0289 | 0.11978 | 5 | 0.14872
72383 | 5.225 | 0.8 | 365 | 4.7602 | 0.57895 | 5 | 0.33914
72384 | 8.75 | 0.8 | 365 | 7.9716 | 0.041312 | 8 | 0.012912
72385 | 7.36 | 0.8 | 365 | 6.7053 | 0.49304 | 7 | 0.19829
72061 | 3.135 | 0.8 | 365 | 2.8561 | 0.74737 | 3 | 0.60348
72386 | 6.08 | 0.8 | 365 | 5.5391 | 0.14642 | 5 | 0.68554
72063 | 10.36 | 0.8 | 365 | 9.4384 | 0.99291 | 10 | 0.43129
72387 | 8.12 | 0.8 | 365 | 7.3976 | 0.88634 | 8 | 0.28398
72388 | 5.04 | 0.8 | 365 | 4.5916 | 0.2398 | 4 | 0.83144
72044 | 8.375 | 0.8 | 365 | 7.63 | 0.35383 | 7 | 0.98379
72389 | 6.625 | 1 | 365 | 7.5446 | 0.18196 | 7 | 0.72651
72062 | 16.2 | 0.8 | 365 | 14.7588 | 0.69934 | 15 | 0.45819
72369 | 6.095 | 1 | 365 | 6.941 | 0.9674 | 7 | 0.90839
72368 | 4.68 | 1 | 365 | 5.3296 | 0.72476 | 6 | 0.054347
72366 | 7.8 | 0.8 | 365 | 7.1061 | 0.29968 | 7 | 0.4058
72064 | 8.68 | 0.8 | 365 | 7.9078 | 0.91298 | 8 | 0.82081
72367 | 12.19 | 1 | 365 | 13.882 | 0.9348 | 14 | 0.81677
72365 | 3.71 | 1 | 365 | 4.2249 | 0.5019 | 4 | 0.72684
72065 | 11.73 | 0.8 | 365 | 10.6865 | 0.50452 | 11 | 0.19102
72363 | 8.48 | 1 | 365 | 9.657 | 0.4329 | 10 | 0.089928
72361 | 11.13 | 1 | 365 | 12.6748 | 0.50569 | 13 | 0.18053
72360 | 6.3 | 0.8 | 365 | 5.7396 | 0.54974 | 6 | 0.2893
72359 | 9.01 | 1 | 365 | 10.2606 | 0.64746 | 10 | 0.90805
72357 | 5.3 | 1 | 365 | 6.0356 | 0.14556 | 6 | 0.1812
72356 | 3.71 | 1 | 365 | 4.2249 | 0.5019 | 4 | 0.72684
72355 | 9.6 | 0.8 | 365 | 8.746 | 0.59961 | 9 | 0.34559
72354 | 5.67 | 0.8 | 365 | 5.1656 | 0.39477 | 5 | 0.56037
72353 | 7.42 | 1 | 365 | 8.4499 | 0.0037907 | 8 | 0.45369
72352 | 8.745 | 1 | 365 | 9.9588 | 0.040182 | 9 | 0.99899
72351 | 4.505 | 1 | 365 | 5.1303 | 0.32373 | 5 | 0.45402
72350 | 4.77 | 1 | 365 | 5.4321 | 0.93101 | 6 | 0.36308
72068 | 8.64 | 0.8 | 365 | 7.8714 | 0.83965 | 8 | 0.71104
72347 | 7.28 | 0.8 | 365 | 6.6324 | 0.34637 | 6 | 0.97874
72346 | 6.16 | 0.8 | 365 | 5.612 | 0.29308 | 5 | 0.90509
72345 | 3.71 | 1 | 365 | 4.2249 | 0.5019 | 4 | 0.72684
71230 | 9.76 | 0.8 | 365 | 8.8918 | 0.89294 | 9 | 0.78469
72344 | 6.16 | 0.8 | 365 | 5.612 | 0.29308 | 5 | 0.90509
72070 | 9.8 | 0.8 | 365 | 8.9282 | 0.96627 | 9 | 0.89446
72343 | 5.695 | 0.8 | 365 | 5.1884 | 0.4406 | 5 | 0.62898
54591 | 65.975 | 0.7 | 365 | 52.5926 | 0.83256 | 53 | 0.42519
72071 | 12.04 | 0.8 | 365 | 10.9689 | 0.072845 | 11 | 0.041767
72342 | 5.025 | 0.8 | 365 | 4.578 | 0.2123 | 4 | 0.79027
72341 | 10.72 | 0.8 | 365 | 9.7663 | 0.6529 | 10 | 0.41925
72072 | 3.12 | 0.8 | 365 | 2.8424 | 0.71987 | 3 | 0.56232
72340 | 11.34 | 0.8 | 365 | 10.3312 | 0.78954 | 11 | 0.12073
72339 | 8.54 | 0.8 | 365 | 7.7803 | 0.65632 | 8 | 0.4366
72073 | 10.64 | 0.8 | 365 | 9.6935 | 0.50624 | 10 | 0.1997
72338 | 11.88 | 0.8 | 365 | 10.8232 | 0.77952 | 11 | 0.60267
72337 | 23.18 | 0.8 | 365 | 21.1179 | 0.49573 | 21 | 0.61363
72075 | 4.5 | 0.8 | 365 | 4.0997 | 0.24982 | 4 | 0.3495
72336 | 8.48 | 0.8 | 365 | 7.7256 | 0.54632 | 8 | 0.27194
71780 | 10.2 | 0.8 | 365 | 9.2926 | 0.69959 | 9 | 0.99219
71415 | 6.6 | 0.8 | 365 | 6.0129 | 0.099732 | 6 | 0.1126
72078 | 3.9 | 0.8 | 365 | 3.5531 | 0.14984 | 3 | 0.7029
72079 | 6.825 | 0.8 | 365 | 6.2178 | 0.51222 | 6 | 0.73007
72080 | 3.18 | 0.8 | 365 | 2.8971 | 0.82987 | 3 | 0.72698
72082 | 9.6 | 0.8 | 365 | 8.746 | 0.59961 | 9 | 0.34559
72086 | 4.86 | 0.8 | 365 | 4.4277 | 0.9098 | 5 | 0.33746
72085 | 4.59 | 0.8 | 365 | 4.1817 | 0.41481 | 4 | 0.59649
72087 | 5.04 | 0.8 | 365 | 4.5916 | 0.2398 | 4 | 0.83144
72088 | 4.77 | 0.8 | 365 | 4.3457 | 0.74481 | 5 | 0.090467
72090 | 5.7 | 0.8 | 365 | 5.1929 | 0.44977 | 5 | 0.6427
72093 | 10.92 | 0.8 | 365 | 9.9486 | 0.019557 | 9 | 0.96811
72094 | 5.88 | 0.8 | 365 | 5.3569 | 0.77976 | 6 | 0.13668
72096 | 2.24 | 0.8 | 365 | 2.0407 | 0.10658 | 2 | 0.14731
72097 | 9.6 | 0.8 | 365 | 8.746 | 0.59961 | 9 | 0.34559
72069 | 10.54 | 0.8 | 365 | 9.6024 | 0.32291 | 9 | 0.92527
72099 | 3.36 | 0.8 | 365 | 3.0611 | 0.15986 | 3 | 0.22096
72101 | 8.12 | 0.8 | 365 | 7.3976 | 0.88634 | 8 | 0.28398
72103 | 8.4 | 0.8 | 365 | 7.6527 | 0.39966 | 8 | 0.052396
72105 | 7.56 | 0.8 | 365 | 6.8875 | 0.85969 | 7 | 0.74716
72106 | 4.2 | 0.8 | 365 | 3.8264 | 0.69983 | 4 | 0.5262
72107 | 4.2 | 0.8 | 365 | 3.8264 | 0.69983 | 4 | 0.5262
72110 | 6.875 | 0.8 | 365 | 6.2634 | 0.60389 | 6 | 0.86729
72108 | 9.045 | 0.8 | 365 | 8.2404 | 0.58213 | 8 | 0.82249
72112 | 7.32 | 0.8 | 365 | 6.6688 | 0.4197 | 7 | 0.088516
35463 | 2257.2 | 0.9 | 365 | 2313.4494 | 0.37207 | 2313 | 0.8215
72109 | 2.17 | 0.8 | 365 | 1.977 | 0.97825 | 2 | 0.9552
72113 | 6.72 | 0.8 | 365 | 6.1222 | 0.31973 | 6 | 0.44192
72119 | 4.55 | 0.8 | 365 | 4.1452 | 0.34148 | 4 | 0.48671
72116 | 6.44 | 0.8 | 365 | 5.8671 | 0.80641 | 6 | 0.6735
72120 | 12 | 0.8 | 365 | 10.9325 | 0.99951 | 11 | 0.93199
72122 | 11.44 | 0.8 | 365 | 10.4223 | 0.97287 | 11 | 0.39517
72125 | 11 | 0.8 | 365 | 10.0214 | 0.16622 | 10 | 0.18766
72132 | 4.8 | 0.8 | 365 | 4.373 | 0.79981 | 5 | 0.1728
72126 | 11.1 | 0.8 | 365 | 10.1125 | 0.34955 | 10 | 0.46209
72127 | 9.35 | 0.8 | 365 | 8.5182 | 0.14129 | 8 | 0.65951
72128 | 8.32 | 0.8 | 365 | 7.5799 | 0.253 | 7 | 0.83285
72129 | 3.18 | 0.8 | 365 | 2.8971 | 0.82987 | 3 | 0.72698
72130 | 9.36 | 0.8 | 365 | 8.5273 | 0.15962 | 8 | 0.68696
72134 | 9.6 | 0.8 | 365 | 8.746 | 0.59961 | 9 | 0.34559
72136 | 11.97 | 0.8 | 365 | 10.9051 | 0.94451 | 11 | 0.84966
72137 | 6.9 | 0.8 | 365 | 6.2862 | 0.64972 | 6 | 0.9359
72140 | 6.12 | 0.8 | 365 | 5.5756 | 0.21975 | 5 | 0.79532
72146 | 3.6 | 0.8 | 365 | 3.2797 | 0.59985 | 3 | 0.8796
72145 | 12.16 | 1 | 365 | 13.8478 | 0.86605 | 14 | 0.71386
72147 | 12.16 | 1 | 365 | 13.8478 | 0.86605 | 14 | 0.71386
72148 | 6.75 | 0.8 | 365 | 6.1495 | 0.37473 | 6 | 0.52425
72150 | 10.24 | 0.8 | 365 | 9.329 | 0.77292 | 10 | 0.10197
72152 | 10.175 | 0.8 | 365 | 9.2698 | 0.65375 | 9 | 0.92359
72153 | 5.2 | 0.8 | 365 | 4.7374 | 0.53312 | 5 | 0.27053
72156 | 8.4 | 0.8 | 365 | 7.6527 | 0.39966 | 8 | 0.052396
72157 | 7.56 | 0.8 | 365 | 6.8875 | 0.85969 | 7 | 0.74716
72158 | 7.8 | 0.8 | 365 | 7.1061 | 0.29968 | 7 | 0.4058
72160 | 8.4 | 0.8 | 365 | 7.6527 | 0.39966 | 8 | 0.052396
72269 | 11.97 | 0.8 | 365 | 10.9051 | 0.94451 | 11 | 0.84966
72335 | 6.6 | 0.8 | 365 | 6.0129 | 0.099732 | 6 | 0.1126
71916 | 4.5 | 0.8 | 365 | 4.0997 | 0.24982 | 4 | 0.3495
71859 | 5.88 | 0.8 | 365 | 5.3569 | 0.77976 | 6 | 0.13668
72333 | 6.72 | 0.8 | 365 | 6.1222 | 0.31973 | 6 | 0.44192
71871 | 4.76 | 0.8 | 365 | 4.3366 | 0.72647 | 5 | 0.063024
72331 | 3 | 0.8 | 365 | 2.7331 | 0.49988 | 3 | 0.233
72330 | 9.62 | 0.8 | 365 | 8.7642 | 0.63628 | 9 | 0.40048
72328 | 12.6 | 0.8 | 365 | 11.4791 | 0.099489 | 11 | 0.57859
72327 | 3 | 0.8 | 365 | 2.7331 | 0.49988 | 3 | 0.233
72326 | 4.5 | 0.8 | 365 | 4.0997 | 0.24982 | 4 | 0.3495
72291 | 3.445 | 1 | 365 | 3.9232 | 0.89462 | 4 | 0.81778
72290 | 9.01 | 1 | 365 | 10.2606 | 0.64746 | 10 | 0.90805
72289 | 4.505 | 1 | 365 | 5.1303 | 0.32373 | 5 | 0.45402
72288 | 4.24 | 1 | 365 | 4.8285 | 0.71645 | 5 | 0.54496
72287 | 10.865 | 1 | 365 | 12.3731 | 0.89841 | 13 | 0.27147
72286 | 9.805 | 1 | 365 | 11.1659 | 0.46929 | 11 | 0.63523
72285 | 8.745 | 1 | 365 | 9.9588 | 0.040182 | 9 | 0.99899
72282 | 5.6 | 0.8 | 365 | 5.1018 | 0.26644 | 5 | 0.36826
72281 | 8.4 | 0.8 | 365 | 7.6527 | 0.39966 | 8 | 0.052396
72280 | 4.8 | 0.8 | 365 | 4.373 | 0.79981 | 5 | 0.1728
72278 | 10.2 | 0.8 | 365 | 9.2926 | 0.69959 | 9 | 0.99219
72279 | 8.64 | 0.8 | 365 | 7.8714 | 0.83965 | 8 | 0.71104
72277 | 8.28 | 0.8 | 365 | 7.5434 | 0.17966 | 7 | 0.72308
72276 | 11.76 | 0.8 | 365 | 10.7138 | 0.55952 | 11 | 0.27335
72275 | 9.625 | 0.8 | 365 | 8.7688 | 0.64544 | 9 | 0.4142
72274 | 2.85 | 0.8 | 365 | 2.5965 | 0.22488 | 2 | 0.82135
72273 | 12.255 | 0.8 | 365 | 11.1648 | 0.467 | 11 | 0.6318
72272 | 10.45 | 0.8 | 365 | 9.5204 | 0.15791 | 9 | 0.67828
72270 | 5.7 | 0.8 | 365 | 5.1929 | 0.44977 | 5 | 0.6427
72271 | 5.8 | 0.8 | 365 | 5.284 | 0.6331 | 5 | 0.91713
72268 | 7.56 | 0.8 | 365 | 6.8875 | 0.85969 | 7 | 0.74716
72267 | 5.775 | 0.8 | 365 | 5.2613 | 0.58727 | 5 | 0.84852
72265 | 3.3 | 0.8 | 365 | 3.0064 | 0.049866 | 3 | 0.056298
72266 | 2.85 | 0.8 | 365 | 2.5965 | 0.22488 | 2 | 0.82135
72264 | 7.28 | 0.8 | 365 | 6.6324 | 0.34637 | 6 | 0.97874
72263 | 3.64 | 0.8 | 365 | 3.3162 | 0.67319 | 3 | 0.98937
72262 | 5.83 | 1 | 365 | 6.6392 | 0.36012 | 6 | 0.99933
72261 | 5.3 | 1 | 365 | 6.0356 | 0.14556 | 6 | 0.1812
72259 | 5.3 | 1 | 365 | 6.0356 | 0.14556 | 6 | 0.1812
72258 | 3.445 | 1 | 365 | 3.9232 | 0.89462 | 4 | 0.81778
72257 | 6.24 | 0.8 | 365 | 5.6849 | 0.43975 | 6 | 0.12464
72256 | 3.975 | 1 | 365 | 4.5267 | 0.10917 | 4 | 0.6359
72255 | 8.215 | 1 | 365 | 9.3552 | 0.82563 | 10 | 0.18087
72254 | 6.36 | 1 | 365 | 7.2428 | 0.57468 | 7 | 0.81745
72249 | 8.97 | 0.8 | 365 | 8.172 | 0.44464 | 8 | 0.61667
72248 | 10.45 | 0.8 | 365 | 9.5204 | 0.15791 | 9 | 0.67828
72247 | 9.66 | 0.8 | 365 | 8.8006 | 0.70961 | 9 | 0.51025
72245 | 7.37 | 0.8 | 365 | 6.7144 | 0.51137 | 7 | 0.22573
72243 | 9.66 | 0.8 | 365 | 8.8006 | 0.70961 | 9 | 0.51025
72161 | 5.04 | 0.8 | 365 | 4.5916 | 0.2398 | 4 | 0.83144
72163 | 5.04 | 0.8 | 365 | 4.5916 | 0.2398 | 4 | 0.83144
72162 | 4.95 | 0.8 | 365 | 4.5096 | 0.074799 | 4 | 0.58445
72164 | 13.44 | 1 | 365 | 15.3055 | 0.79932 | 16 | 0.10479
50667 | 4 | 1 | 365 | 4.5552 | 0.16646 | 4 | 0.72166
72165 | 8.68 | 0.8 | 365 | 7.9078 | 0.91298 | 8 | 0.82081
72167 | 2.61 | 0.8 | 365 | 2.3778 | 0.78489 | 3 | 0.16271
72166 | 8.32 | 1 | 365 | 9.4748 | 0.066245 | 9 | 0.54106
72168 | 9.24 | 0.8 | 365 | 8.418 | 0.93963 | 9 | 0.35764
72169 | 4.48 | 0.8 | 365 | 4.0815 | 0.21315 | 4 | 0.29461
72171 | 4.16 | 0.8 | 365 | 3.7899 | 0.6265 | 4 | 0.41642
72076 | 6.9 | 0.8 | 365 | 6.2862 | 0.64972 | 6 | 0.9359
72084 | 4.76 | 0.8 | 365 | 4.3366 | 0.72647 | 5 | 0.063024
72154 | 1.2 | 0.8 | 365 | 1.0932 | 0.19995 | 1 | 0.2932
72177 | 10.24 | 1 | 365 | 11.6613 | 0.46615 | 12 | 0.12746
72175 | 8.1 | 0.8 | 365 | 7.3794 | 0.84967 | 8 | 0.2291
72178 | 8.7 | 0.8 | 365 | 7.926 | 0.94965 | 8 | 0.8757
64871 | 403.005 | 0.7 | 365 | 321.2595 | 0.47289 | 321 | 0.73236
72181 | 9.76 | 0.8 | 365 | 8.8918 | 0.89294 | 9 | 0.78469
72182 | 3.36 | 0.8 | 365 | 3.0611 | 0.15986 | 3 | 0.22096
72183 | 7.59 | 0.8 | 365 | 6.9148 | 0.91469 | 7 | 0.82949
64107 | 5.7 | 0.8 | 365 | 5.1929 | 0.44977 | 5 | 0.6427
72184 | 4.251 | 0.8 | 365 | 3.8728 | 0.79333 | 4 | 0.66616
72189 | 7.848 | 0.8 | 365 | 7.1498 | 0.38768 | 7 | 0.53752
72031 | 14.74 | 0.8 | 365 | 13.4287 | 0.022736 | 13 | 0.45147
72192 | 11.4 | 0.8 | 365 | 10.3859 | 0.89954 | 11 | 0.28539
72193 | 6.05 | 0.8 | 365 | 5.5118 | 0.091421 | 5 | 0.60321
72180 | 6.625 | 1 | 365 | 7.5446 | 0.18196 | 7 | 0.72651
72195 | 13.2 | 0.8 | 365 | 12.0257 | 0.19946 | 12 | 0.22519
69819 | 2.4 | 0.8 | 365 | 2.1865 | 0.3999 | 2 | 0.5864
72199 | 11.76 | 0.8 | 365 | 10.7138 | 0.55952 | 11 | 0.27335
72197 | 3.36 | 0.8 | 365 | 3.0611 | 0.15986 | 3 | 0.22096
72200 | 12.06 | 0.8 | 365 | 10.9871 | 0.10951 | 11 | 0.096654
72201 | 2.44 | 0.8 | 365 | 2.2229 | 0.47323 | 2 | 0.69617
72202 | 2.8 | 0.8 | 365 | 2.5509 | 0.13322 | 2 | 0.68413
72203 | 11.895 | 0.8 | 365 | 10.8368 | 0.80702 | 11 | 0.64384
72204 | 7.28 | 0.8 | 365 | 6.6324 | 0.34637 | 6 | 0.97874
71872 | 10.26 | 0.8 | 365 | 9.3473 | 0.80958 | 10 | 0.15685
72205 | 8.32 | 0.8 | 365 | 7.5799 | 0.253 | 7 | 0.83285
72066 | 3.64 | 0.8 | 365 | 3.3162 | 0.67319 | 3 | 0.98937
71990 | 6.16 | 0.8 | 365 | 5.612 | 0.29308 | 5 | 0.90509
72206 | 2.745 | 0.8 | 365 | 2.5008 | 0.032389 | 2 | 0.53319
71431 | 3.77 | 0.8 | 365 | 3.4346 | 0.91151 | 4 | 0.34613
70904 | 2.7 | 0.8 | 365 | 2.4598 | 0.94989 | 3 | 0.4097
72208 | 3.52 | 0.8 | 365 | 3.2069 | 0.45319 | 3 | 0.66005
71611 | 9.24 | 0.8 | 365 | 8.418 | 0.93963 | 9 | 0.35764
70884 | 2.8 | 0.8 | 365 | 2.5509 | 0.13322 | 2 | 0.68413
71731 | 12.2 | 0.8 | 365 | 11.1147 | 0.36617 | 11 | 0.48086
72209 | 8.32 | 0.8 | 365 | 7.5799 | 0.253 | 7 | 0.83285
71672 | 6.72 | 0.8 | 365 | 6.1222 | 0.31973 | 6 | 0.44192
72210 | 6.72 | 0.8 | 365 | 6.1222 | 0.31973 | 6 | 0.44192
71697 | 2.52 | 0.8 | 365 | 2.2958 | 0.6199 | 2 | 0.91572
71702 | 5.04 | 0.8 | 365 | 4.5916 | 0.2398 | 4 | 0.83144
71707 | 2.8 | 0.8 | 365 | 2.5509 | 0.13322 | 2 | 0.68413
71954 | 2.9 | 0.8 | 365 | 2.642 | 0.31655 | 2 | 0.95857
71972 | 7.29 | 0.8 | 365 | 6.6415 | 0.3647 | 7 | 0.0061861
72002 | 3.48 | 0.8 | 365 | 3.1704 | 0.37986 | 3 | 0.55028
72211 | 9.36 | 0.8 | 365 | 8.5273 | 0.15962 | 8 | 0.68696
72212 | 10.44 | 0.8 | 365 | 9.5113 | 0.13958 | 9 | 0.65083
72213 | 8.58 | 0.8 | 365 | 7.8167 | 0.72965 | 8 | 0.54638
72214 | 8.775 | 1 | 365 | 9.993 | 0.10893 | 10 | 0.1019
72215 | 4.77 | 1 | 365 | 5.4321 | 0.93101 | 6 | 0.36308
72050 | 12.6 | 0.8 | 365 | 11.4791 | 0.099489 | 11 | 0.57859
72216 | 10.4 | 1 | 365 | 11.8435 | 0.83281 | 12 | 0.67633
72218 | 10.385 | 0.8 | 365 | 9.4612 | 0.038746 | 9 | 0.4999
72219 | 6.27 | 0.8 | 365 | 5.7122 | 0.49475 | 6 | 0.20697
72173 | 4.8 | 0.8 | 365 | 4.373 | 0.79981 | 5 | 0.1728
72222 | 15.435 | 0.8 | 365 | 14.0619 | 0.29687 | 14 | 0.35878
72223 | 12.505 | 0.8 | 365 | 11.3926 | 0.92533 | 12 | 0.31788
72225 | 4.905 | 0.8 | 365 | 4.4687 | 0.9923 | 5 | 0.46095
72226 | 5.52 | 0.8 | 365 | 5.0289 | 0.11978 | 5 | 0.14872
72227 | 10.385 | 0.8 | 365 | 9.4612 | 0.038746 | 9 | 0.4999
72230 | 6.3 | 0.8 | 365 | 5.7396 | 0.54974 | 6 | 0.2893
72228 | 24.852 | 0.8 | 365 | 22.6412 | 0.56099 | 23 | 0.20216
67392 | 7.521 | 0.8 | 365 | 6.8519 | 0.7882 | 7 | 0.64013
68931 | 7.155 | 0.8 | 365 | 6.5185 | 0.11721 | 6 | 0.6357
72231 | 7.875 | 0.8 | 365 | 7.1744 | 0.43718 | 7 | 0.61162
72233 | 5.7 | 0.8 | 365 | 5.1929 | 0.44977 | 5 | 0.6427
72234 | 6.72 | 0.8 | 365 | 6.1222 | 0.31973 | 6 | 0.44192
72235 | 8.4 | 0.8 | 365 | 7.6527 | 0.39966 | 8 | 0.052396
72236 | 4.905 | 0.8 | 365 | 4.4687 | 0.9923 | 5 | 0.46095
72237 | 5.2 | 0.8 | 365 | 4.7374 | 0.53312 | 5 | 0.27053
72238 | 8.68 | 0.8 | 365 | 7.9078 | 0.91298 | 8 | 0.82081
72239 | 7.194 | 0.8 | 365 | 6.554 | 0.18871 | 6 | 0.74273
72241 | 10.175 | 0.8 | 365 | 9.2698 | 0.65375 | 9 | 0.92359
72240 | 5.4 | 0.8 | 365 | 4.9196 | 0.89978 | 5 | 0.8194
72049 | 10.05 | 0.8 | 365 | 9.156 | 0.42459 | 9 | 0.58054
72194 | 8.91 | 0.8 | 365 | 8.1174 | 0.33464 | 8 | 0.45201
71924 | 22.8 | 0.8 | 365 | 20.7717 | 0.79908 | 21 | 0.57079
71548 | 10.395 | 0.8 | 365 | 9.4703 | 0.057079 | 9 | 0.52734
72380 | 13.5 | 0.8 | 365 | 12.299 | 0.74945 | 13 | 0.048493
71303 | 2.61 | 0.8 | 365 | 2.3778 | 0.78489 | 3 | 0.16271
72067 | 9.18 | 0.8 | 365 | 8.3633 | 0.82963 | 9 | 0.19298
72092 | 7.875 | 0.8 | 365 | 7.1744 | 0.43718 | 7 | 0.61162
72221 | 9.156 | 0.8 | 365 | 8.3415 | 0.78563 | 9 | 0.12711
71971 | 9.765 | 0.8 | 365 | 8.8963 | 0.9021 | 9 | 0.79841
72133 | 6.4 | 0.8 | 365 | 5.8307 | 0.73307 | 6 | 0.56373
33969 | 3611.52 | 0.8 | 365 | 3290.2392 | 0.97361 | 3291 | 0.21279
34030 | 2540.16 | 0.8 | 365 | 2314.1874 | 0.85704 | 2315 | 0.044405
29611 | 2197.08 | 0.8 | 365 | 2001.6278 | 0.89095 | 2002 | 0.51871
33871 | 1768.32 | 0.8 | 365 | 1611.0103 | 0.84832 | 1611 | 0.85858
35058 | 476.28 | 0.9 | 365 | 488.1489 | 0.30578 | 488 | 0.45468
65085 | 42.64 | 0.9 | 365 | 43.7026 | 0.94306 | 44 | 0.64564
65264 | 37.12 | 0.7 | 365 | 29.5906 | 0.54535 | 30 | 0.13593
30548 | 1316.7 | 1 | 365 | 1499.458 | 0.37079 | 1499 | 0.82875
30592 | 2208.46 | 1 | 365 | 2514.9942 | 0.94227 | 2515 | 0.93652
64967 | 386.59 | 0.7 | 365 | 308.1741 | 0.14108 | 308 | 0.31517
72390 | 5.565 | 1 | 365 | 6.3374 | 0.75284 | 7 | 0.090265
72392 | 9.805 | 1 | 365 | 11.1659 | 0.46929 | 11 | 0.63523
72391 | 6.72 | 0.8 | 365 | 6.1222 | 0.31973 | 6 | 0.44192
72393 | 7.685 | 1 | 365 | 8.7517 | 0.61107 | 9 | 0.36275
72394 | 3.92 | 0.8 | 365 | 3.5713 | 0.18651 | 3 | 0.75778
72395 | 10.335 | 1 | 365 | 11.7695 | 0.68385 | 12 | 0.45335
72396 | 4.2 | 0.8 | 365 | 3.8264 | 0.69983 | 4 | 0.5262
72397 | 3.18 | 1 | 365 | 3.6214 | 0.28734 | 3 | 0.90872
72398 | 5.035 | 1 | 365 | 5.7339 | 0.53829 | 6 | 0.27214
72400 | 5.3 | 1 | 365 | 6.0356 | 0.14556 | 6 | 0.1812
72402 | 5.83 | 1 | 365 | 6.6392 | 0.36012 | 6 | 0.99933
72401 | 7.28 | 0.8 | 365 | 6.6324 | 0.34637 | 6 | 0.97874
72399 | 6.16 | 0.8 | 365 | 5.612 | 0.29308 | 5 | 0.90509
72405 | 5.035 | 1 | 365 | 5.7339 | 0.53829 | 6 | 0.27214
72404 | 4.06 | 0.8 | 365 | 3.6988 | 0.44317 | 4 | 0.14199
72406 | 4.77 | 1 | 365 | 5.4321 | 0.93101 | 6 | 0.36308
72407 | 3.71 | 1 | 365 | 4.2249 | 0.5019 | 4 | 0.72684
72408 | 3.08 | 0.8 | 365 | 2.806 | 0.64654 | 3 | 0.45255
72409 | 6.095 | 1 | 365 | 6.941 | 0.9674 | 7 | 0.90839
72410 | 5.035 | 1 | 365 | 5.7339 | 0.53829 | 6 | 0.27214
72411 | 8.7 | 0.8 | 365 | 7.926 | 0.94965 | 8 | 0.8757
72412 | 3.24 | 0.8 | 365 | 2.9518 | 0.93987 | 3 | 0.89164
72413 | 9.275 | 1 | 365 | 10.5624 | 0.25474 | 10 | 0.81711
72414 | 7.95 | 1 | 365 | 9.0535 | 0.21835 | 9 | 0.27181
72416 | 3.9 | 0.8 | 365 | 3.5531 | 0.14984 | 3 | 0.7029
72417 | 6.6 | 0.8 | 365 | 6.0129 | 0.099732 | 6 | 0.1126
72419 | 4.675 | 0.8 | 365 | 4.2591 | 0.57064 | 4 | 0.82976
72421 | 14 | 0.8 | 365 | 12.7546 | 0.6661 | 13 | 0.42066
72420 | 4.76 | 0.8 | 365 | 4.3366 | 0.72647 | 5 | 0.063024
72423 | 3.78 | 0.8 | 365 | 3.4437 | 0.92985 | 4 | 0.37358
72422 | 6.5 | 0.8 | 365 | 5.9218 | 0.9164 | 6 | 0.83816
72425 | 10.965 | 0.8 | 365 | 9.9896 | 0.10206 | 10 | 0.091609
72427 | 4.5 | 0.8 | 365 | 4.0997 | 0.24982 | 4 | 0.3495
72428 | 5.13 | 0.8 | 365 | 4.6736 | 0.40479 | 5 | 0.078427
72430 | 6.09 | 0.8 | 365 | 5.5482 | 0.16475 | 5 | 0.71299
72429 | 13.8 | 0.8 | 365 | 12.5724 | 0.29944 | 12 | 0.87179
72424 | 3.92 | 0.8 | 365 | 3.5713 | 0.18651 | 3 | 0.75778
71730 | 4.88 | 0.8 | 365 | 4.4459 | 0.94647 | 5 | 0.39234
72426 | 7.98 | 0.8 | 365 | 7.2701 | 0.62968 | 7 | 0.89978
72715 | 23.925 | 0.8 | 365 | 21.7966 | 0.86153 | 22 | 0.65816
72549 | 17.49 | 1 | 365 | 19.9176 | 0.080364 | 19 | 0.99798
72329 | 13.495 | 0.8 | 365 | 12.2945 | 0.74029 | 13 | 0.034771
72714 | 13.435 | 0.8 | 365 | 12.2398 | 0.63029 | 12 | 0.87011
72731 | 12.8 | 0.8 | 365 | 11.6613 | 0.46615 | 12 | 0.12746
72564 | 13.8 | 0.8 | 365 | 12.5724 | 0.29944 | 12 | 0.87179
72575 | 12.259 | 0.8 | 365 | 11.1684 | 0.47434 | 11 | 0.64278
72667 | 12.16 | 0.8 | 365 | 11.0782 | 0.29284 | 11 | 0.37109
72558 | 12 | 0.8 | 365 | 10.9325 | 0.99951 | 11 | 0.93199
72676 | 11.88 | 0.8 | 365 | 10.8232 | 0.77952 | 11 | 0.60267
71939 | 11.7 | 0.8 | 365 | 10.6592 | 0.44953 | 11 | 0.10869
72723 | 11.445 | 0.8 | 365 | 10.4269 | 0.98204 | 11 | 0.40889
72668 | 11.285 | 0.8 | 365 | 10.2811 | 0.68871 | 10 | 0.9698
72742 | 11.34 | 0.8 | 365 | 10.3312 | 0.78954 | 11 | 0.12073
72601 | 12.76 | 0.8 | 365 | 11.6249 | 0.39282 | 12 | 0.017687
72613 | 11.2 | 0.8 | 365 | 10.2036 | 0.53288 | 10 | 0.73653
72433 | 12 | 0.8 | 365 | 10.9325 | 0.99951 | 11 | 0.93199
37102 | 132.3 | 0.9 | 365 | 135.5969 | 0.86272 | 136 | 0.45963
72480 | 44.37 | 0.6 | 365 | 30.3171 | 0.0074012 | 30 | 0.32453
72459 | 27.54 | 0.6 | 365 | 18.8175 | 0.86666 | 19 | 0.68419
72432 | 4.06 | 0.8 | 365 | 3.6988 | 0.44317 | 4 | 0.14199
71485 | 8.415 | 0.8 | 365 | 7.6664 | 0.42716 | 8 | 0.093561
71499 | 5.4 | 0.8 | 365 | 4.9196 | 0.89978 | 5 | 0.8194
71565 | 7.8 | 0.8 | 365 | 7.1061 | 0.29968 | 7 | 0.4058
72435 | 7.28 | 0.8 | 365 | 6.6324 | 0.34637 | 6 | 0.97874
71551 | 6.3 | 0.8 | 365 | 5.7396 | 0.54974 | 6 | 0.2893
36248 | 649.9 | 0.7 | 365 | 518.0743 | 0.52487 | 518 | 0.59915
37113 | 585.9 | 0.9 | 365 | 600.5006 | 0.39203 | 600 | 0.89266
72436 | 3.48 | 0.8 | 365 | 3.1704 | 0.37986 | 3 | 0.55028
71912 | 10.08 | 0.8 | 365 | 9.1833 | 0.47959 | 9 | 0.66287
72244 | 7.56 | 0.8 | 365 | 6.8875 | 0.85969 | 7 | 0.74716
72437 | 4.93 | 0.8 | 365 | 4.4914 | 0.038134 | 4 | 0.52956
71609 | 7.93 | 0.8 | 365 | 7.2245 | 0.53801 | 7 | 0.76256
71604 | 5.7 | 0.8 | 365 | 5.1929 | 0.44977 | 5 | 0.6427
72438 | 6.16 | 0.8 | 365 | 5.612 | 0.29308 | 5 | 0.90509
72439 | 5.04 | 0.8 | 365 | 4.5916 | 0.2398 | 4 | 0.83144
72441 | 4.32 | 0.8 | 365 | 3.9357 | 0.91982 | 4 | 0.85552
72443 | 8.68 | 0.8 | 365 | 7.9078 | 0.91298 | 8 | 0.82081
72445 | 11.2 | 0.8 | 365 | 10.2036 | 0.53288 | 10 | 0.73653
70403 | 6.76 | 1 | 365 | 7.6983 | 0.49132 | 8 | 0.18961
72198 | 4.86 | 1 | 365 | 5.5346 | 0.13725 | 5 | 0.67182
72207 | 10.98 | 0.8 | 365 | 10.0032 | 0.12955 | 10 | 0.13277
72253 | 5.83 | 1 | 365 | 6.6392 | 0.36012 | 6 | 0.99933
72260 | 3.445 | 1 | 365 | 3.9232 | 0.89462 | 4 | 0.81778
72349 | 9.805 | 1 | 365 | 11.1659 | 0.46929 | 11 | 0.63523
72446 | 4.2 | 0.8 | 365 | 3.8264 | 0.69983 | 4 | 0.5262
72447 | 11.2 | 0.8 | 365 | 10.2036 | 0.53288 | 10 | 0.73653
72449 | 10.44 | 0.8 | 365 | 9.5113 | 0.13958 | 9 | 0.65083
72450 | 10.08 | 0.8 | 365 | 9.1833 | 0.47959 | 9 | 0.66287
72451 | 3.92 | 0.8 | 365 | 3.5713 | 0.18651 | 3 | 0.75778
72457 | 9 | 0.8 | 365 | 8.1994 | 0.49964 | 8 | 0.699
54025 | 3.64 | 1 | 365 | 4.1452 | 0.34148 | 4 | 0.48671
72452 | 7.2 | 0.8 | 365 | 6.5595 | 0.19971 | 6 | 0.7592
65043 | 6.67 | 1 | 365 | 7.5958 | 0.28508 | 7 | 0.88087
72461 | 6.625 | 1 | 365 | 7.5446 | 0.18196 | 7 | 0.72651
72462 | 6.96 | 0.8 | 365 | 6.3408 | 0.75972 | 7 | 0.10056
61108 | 4.42 | 1 | 365 | 5.0335 | 0.12894 | 5 | 0.16244
72465 | 7.02 | 1 | 365 | 7.9944 | 0.087144 | 8 | 0.08152
72467 | 8.12 | 0.8 | 365 | 7.3976 | 0.88634 | 8 | 0.28398
72468 | 5.46 | 1 | 365 | 6.2178 | 0.51222 | 6 | 0.73007
72469 | 10.14 | 1 | 365 | 11.5474 | 0.23699 | 11 | 0.78442
62553 | 3.38 | 1 | 365 | 3.8491 | 0.74566 | 4 | 0.59481
72472 | 6.44 | 0.8 | 365 | 5.8671 | 0.80641 | 6 | 0.6735
72476 | 7.125 | 0.8 | 365 | 6.4912 | 0.062211 | 6 | 0.55337
72477 | 3.705 | 0.8 | 365 | 3.3754 | 0.79235 | 4 | 0.16775
72478 | 6.5 | 0.8 | 365 | 5.9218 | 0.9164 | 6 | 0.83816
72481 | 24.48 | 0.8 | 365 | 22.3023 | 0.87901 | 23 | 0.18127
72485 | 7.41 | 0.8 | 365 | 6.7508 | 0.5847 | 7 | 0.33551
72486 | 8.99 | 0.8 | 365 | 8.1902 | 0.4813 | 8 | 0.67155
72487 | 7 | 0.8 | 365 | 6.3773 | 0.83305 | 7 | 0.21033
72488 | 6.09 | 0.8 | 365 | 5.5482 | 0.16475 | 5 | 0.71299
72489 | 2.85 | 0.8 | 365 | 2.5965 | 0.22488 | 2 | 0.82135
72490 | 4.56 | 0.8 | 365 | 4.1543 | 0.35982 | 4 | 0.51416
72491 | 6.36 | 1 | 365 | 7.2428 | 0.57468 | 7 | 0.81745
72494 | 5.83 | 1 | 365 | 6.6392 | 0.36012 | 6 | 0.99933
72495 | 8.745 | 1 | 365 | 9.9588 | 0.040182 | 9 | 0.99899
72496 | 5.565 | 1 | 365 | 6.3374 | 0.75284 | 7 | 0.090265
72497 | 8.745 | 1 | 365 | 9.9588 | 0.040182 | 9 | 0.99899
72498 | 6.89 | 1 | 365 | 7.8463 | 0.78923 | 8 | 0.63557
72499 | 6.095 | 1 | 365 | 6.941 | 0.9674 | 7 | 0.90839
34413 | 544.68 | 1 | 365 | 620.2816 | 0.1974 | 620 | 0.47899
72500 | 9.805 | 1 | 365 | 11.1659 | 0.46929 | 11 | 0.63523
72501 | 6.095 | 1 | 365 | 6.941 | 0.9674 | 7 | 0.90839
72502 | 6.625 | 1 | 365 | 7.5446 | 0.18196 | 7 | 0.72651
72503 | 9.54 | 0.8 | 365 | 8.6913 | 0.48961 | 9 | 0.18093
72504 | 4.77 | 0.8 | 365 | 4.3457 | 0.74481 | 5 | 0.090467
72505 | 5.13 | 0.8 | 365 | 4.6736 | 0.40479 | 5 | 0.078427
72506 | 6.67 | 0.8 | 365 | 6.0766 | 0.22806 | 6 | 0.3047
72508 | 7.685 | 0.8 | 365 | 7.0013 | 0.088855 | 7 | 0.090198
72509 | 8.41 | 0.8 | 365 | 7.6618 | 0.41799 | 8 | 0.079839
72511 | 4.93 | 0.8 | 365 | 4.4914 | 0.038134 | 4 | 0.52956
72512 | 2.52 | 0.8 | 365 | 2.2958 | 0.6199 | 2 | 0.91572
72513 | 6.96 | 0.8 | 365 | 6.3408 | 0.75972 | 7 | 0.10056
72515 | 9.405 | 0.8 | 365 | 8.5683 | 0.24212 | 8 | 0.81045
72514 | 6.89 | 1 | 365 | 7.8463 | 0.78923 | 8 | 0.63557
72516 | 9.52 | 0.8 | 365 | 8.6731 | 0.45295 | 9 | 0.12605
72518 | 9.54 | 0.8 | 365 | 8.6913 | 0.48961 | 9 | 0.18093
72520 | 6.67 | 0.8 | 365 | 6.0766 | 0.22806 | 6 | 0.3047
72521 | 6.625 | 0.8 | 365 | 6.0356 | 0.14556 | 6 | 0.1812
72522 | 4.48 | 0.8 | 365 | 4.0815 | 0.21315 | 4 | 0.29461
72519 | 8.1 | 0.8 | 365 | 7.3794 | 0.84967 | 8 | 0.2291
72525 | 3.99 | 0.8 | 365 | 3.635 | 0.31484 | 3 | 0.94989
72523 | 8.215 | 0.8 | 365 | 7.4842 | 0.0605 | 7 | 0.54469
72524 | 8.64 | 0.8 | 365 | 7.8714 | 0.83965 | 8 | 0.71104
72526 | 7.695 | 0.8 | 365 | 7.0105 | 0.10719 | 7 | 0.11764
72528 | 3.71 | 0.8 | 365 | 3.38 | 0.80152 | 4 | 0.18147
72529 | 5.985 | 0.8 | 365 | 5.4526 | 0.97226 | 6 | 0.42483
72530 | 3.92 | 0.8 | 365 | 3.5713 | 0.18651 | 3 | 0.75778
72531 | 2.7 | 0.8 | 365 | 2.4598 | 0.94989 | 3 | 0.4097
72532 | 7.28 | 0.8 | 365 | 6.6324 | 0.34637 | 6 | 0.97874
72403 | 9.01 | 1 | 365 | 10.2606 | 0.64746 | 10 | 0.90805
72507 | 7.83 | 0.8 | 365 | 7.1334 | 0.35468 | 7 | 0.48813
68105 | 5.13 | 0.8 | 365 | 4.6736 | 0.40479 | 5 | 0.078427
72534 | 9.805 | 0.8 | 365 | 8.9327 | 0.97544 | 9 | 0.90818
72536 | 3.77 | 0.8 | 365 | 3.4346 | 0.91151 | 4 | 0.34613
72537 | 10.15 | 0.8 | 365 | 9.2471 | 0.60792 | 9 | 0.85498
72538 | 4.42 | 0.8 | 365 | 4.0268 | 0.10315 | 4 | 0.12995
72539 | 7 | 0.8 | 365 | 6.3773 | 0.83305 | 7 | 0.21033
72540 | 3.99 | 0.8 | 365 | 3.635 | 0.31484 | 3 | 0.94989
72541 | 10.15 | 0.8 | 365 | 9.2471 | 0.60792 | 9 | 0.85498
72543 | 7.695 | 0.8 | 365 | 7.0105 | 0.10719 | 7 | 0.11764
72544 | 4.56 | 0.8 | 365 | 4.1543 | 0.35982 | 4 | 0.51416
72545 | 11.02 | 0.8 | 365 | 10.0397 | 0.20289 | 10 | 0.24255
72547 | 5.51 | 0.8 | 365 | 5.0198 | 0.10144 | 5 | 0.12127
72550 | 7.42 | 0.8 | 365 | 6.7599 | 0.60303 | 7 | 0.36295
72551 | 9.275 | 0.8 | 365 | 8.4499 | 0.0037907 | 8 | 0.45369
72552 | 6.3 | 0.8 | 365 | 5.7396 | 0.54974 | 6 | 0.2893
72554 | 9.805 | 0.8 | 365 | 8.9327 | 0.97544 | 9 | 0.90818
72553 | 8.64 | 0.8 | 365 | 7.8714 | 0.83965 | 8 | 0.71104
72556 | 8.48 | 0.8 | 365 | 7.7256 | 0.54632 | 8 | 0.27194
72557 | 7.42 | 0.8 | 365 | 6.7599 | 0.60303 | 7 | 0.36295
72559 | 5.565 | 0.8 | 365 | 5.0699 | 0.20227 | 5 | 0.27221
72560 | 7.42 | 0.8 | 365 | 6.7599 | 0.60303 | 7 | 0.36295
72562 | 7.155 | 0.8 | 365 | 6.5185 | 0.11721 | 6 | 0.6357
72563 | 8.12 | 0.8 | 365 | 7.3976 | 0.88634 | 8 | 0.28398
72565 | 8.4 | 0.8 | 365 | 7.6527 | 0.39966 | 8 | 0.052396
72566 | 6.625 | 0.8 | 365 | 6.0356 | 0.14556 | 6 | 0.1812
72567 | 6.9 | 0.8 | 365 | 6.2862 | 0.64972 | 6 | 0.9359
72569 | 1.8 | 0.8 | 365 | 1.6399 | 0.29993 | 1 | 0.9398
72570 | 6.84 | 0.8 | 365 | 6.2315 | 0.53972 | 6 | 0.77124
72572 | 6.9 | 0.8 | 365 | 6.2862 | 0.64972 | 6 | 0.9359
72568 | 9.52 | 0.8 | 365 | 8.6731 | 0.45295 | 9 | 0.12605
72578 | 8.4 | 0.8 | 365 | 7.6527 | 0.39966 | 8 | 0.052396
72580 | 8.91 | 0.8 | 365 | 8.1174 | 0.33464 | 8 | 0.45201
72576 | 9.88 | 0.8 | 365 | 9.0011 | 0.11293 | 9 | 0.11401
72581 | 6.24 | 1 | 365 | 7.1061 | 0.29968 | 7 | 0.4058
72582 | 7.59 | 0.8 | 365 | 6.9148 | 0.91469 | 7 | 0.82949
72586 | 5.22 | 0.8 | 365 | 4.7556 | 0.56979 | 5 | 0.32542
72585 | 5.1 | 0.8 | 365 | 4.6463 | 0.34979 | 4 | 0.9961
72590 | 3.6 | 0.8 | 365 | 3.2797 | 0.59985 | 3 | 0.8796
72592 | 12.095 | 0.8 | 365 | 11.019 | 0.17368 | 11 | 0.19271
72593 | 3.36 | 0.8 | 365 | 3.0611 | 0.15986 | 3 | 0.22096
72597 | 6.48 | 0.8 | 365 | 5.9035 | 0.87974 | 6 | 0.78328
72603 | 9.81 | 0.8 | 365 | 8.9373 | 0.9846 | 9 | 0.9219
72604 | 7.56 | 0.8 | 365 | 6.8875 | 0.85969 | 7 | 0.74716
72607 | 9.24 | 0.8 | 365 | 8.418 | 0.93963 | 9 | 0.35764
72608 | 7 | 0.8 | 365 | 6.3773 | 0.83305 | 7 | 0.21033
72609 | 9.28 | 0.8 | 365 | 8.4545 | 0.012957 | 8 | 0.46741
72610 | 2.6 | 0.8 | 365 | 2.3687 | 0.76656 | 3 | 0.13527
72611 | 4.32 | 0.8 | 365 | 3.9357 | 0.91982 | 4 | 0.85552
72612 | 6.4 | 0.8 | 365 | 5.8307 | 0.73307 | 6 | 0.56373
72605 | 5.5 | 0.8 | 365 | 5.0107 | 0.08311 | 5 | 0.09383
72614 | 6 | 0.8 | 365 | 5.4662 | 0.99976 | 6 | 0.466
72615 | 6 | 0.8 | 365 | 5.4662 | 0.99976 | 6 | 0.466
72616 | 9.69 | 0.8 | 365 | 8.828 | 0.76461 | 9 | 0.59258
72617 | 4.8 | 0.8 | 365 | 4.373 | 0.79981 | 5 | 0.1728
72618 | 9.86 | 0.8 | 365 | 8.9829 | 0.076267 | 9 | 0.059121
72619 | 8.12 | 0.8 | 365 | 7.3976 | 0.88634 | 8 | 0.28398
72623 | 4.875 | 0.8 | 365 | 4.4413 | 0.9373 | 5 | 0.37862
72624 | 9.18 | 0.8 | 365 | 8.3633 | 0.82963 | 9 | 0.19298
66282 | 10.8 | 1 | 365 | 12.299 | 0.74945 | 13 | 0.048493
72625 | 7.59 | 0.8 | 365 | 6.9148 | 0.91469 | 7 | 0.82949
72626 | 4.48 | 0.8 | 365 | 4.0815 | 0.21315 | 4 | 0.29461
72627 | 9.92 | 0.8 | 365 | 9.0375 | 0.18626 | 9 | 0.22378
72629 | 10.08 | 0.8 | 365 | 9.1833 | 0.47959 | 9 | 0.66287
72630 | 8.32 | 0.8 | 365 | 7.5799 | 0.253 | 7 | 0.83285
72635 | 7.28 | 0.8 | 365 | 6.6324 | 0.34637 | 6 | 0.97874
72637 | 6.72 | 0.8 | 365 | 6.1222 | 0.31973 | 6 | 0.44192
72636 | 4.76 | 0.8 | 365 | 4.3366 | 0.72647 | 5 | 0.063024
72638 | 9.52 | 0.8 | 365 | 8.6731 | 0.45295 | 9 | 0.12605
72639 | 3.92 | 0.8 | 365 | 3.5713 | 0.18651 | 3 | 0.75778
72640 | 7.5 | 0.8 | 365 | 6.8328 | 0.7497 | 7 | 0.5825
72641 | 7.41 | 0.8 | 365 | 6.7508 | 0.5847 | 7 | 0.33551
72644 | 3.92 | 0.8 | 365 | 3.5713 | 0.18651 | 3 | 0.75778
72645 | 5.2 | 0.8 | 365 | 4.7374 | 0.53312 | 5 | 0.27053
72649 | 5.72 | 0.8 | 365 | 5.2111 | 0.48643 | 5 | 0.69758
72650 | 6.6 | 0.8 | 365 | 6.0129 | 0.099732 | 6 | 0.1126
72651 | 10.89 | 0.8 | 365 | 9.9212 | 0.96456 | 10 | 0.88578
72652 | 11.16 | 0.8 | 365 | 10.1672 | 0.45955 | 10 | 0.62675
72653 | 3.24 | 0.8 | 365 | 2.9518 | 0.93987 | 3 | 0.89164
72654 | 9.1 | 0.8 | 365 | 8.2905 | 0.68296 | 8 | 0.97343
72657 | 7.8 | 0.8 | 365 | 7.1061 | 0.29968 | 7 | 0.4058
72658 | 4.64 | 0.8 | 365 | 4.2272 | 0.50648 | 4 | 0.7337
72659 | 6.72 | 0.8 | 365 | 6.1222 | 0.31973 | 6 | 0.44192
43640 | 4.2 | 0.8 | 365 | 3.8264 | 0.69983 | 4 | 0.5262
72660 | 10.08 | 0.8 | 365 | 9.1833 | 0.47959 | 9 | 0.66287
72661 | 8.82 | 1 | 365 | 10.0442 | 0.21205 | 10 | 0.25627
72662 | 10.8 | 0.8 | 365 | 9.8392 | 0.79956 | 10 | 0.63879
72663 | 8.64 | 0.8 | 365 | 7.8714 | 0.83965 | 8 | 0.71104
72664 | 4.2 | 0.8 | 365 | 3.8264 | 0.69983 | 4 | 0.5262
72665 | 7.59 | 0.8 | 365 | 6.9148 | 0.91469 | 7 | 0.82949
72666 | 7.2 | 0.8 | 365 | 6.5595 | 0.19971 | 6 | 0.7592
72672 | 6.9 | 0.8 | 365 | 6.2862 | 0.64972 | 6 | 0.9359
72673 | 3.18 | 0.8 | 365 | 2.8971 | 0.82987 | 3 | 0.72698
72675 | 4.8 | 0.8 | 365 | 4.373 | 0.79981 | 5 | 0.1728
72679 | 9.24 | 0.8 | 365 | 8.418 | 0.93963 | 9 | 0.35764
72680 | 8.28 | 0.8 | 365 | 7.5434 | 0.17966 | 7 | 0.72308
72682 | 8.28 | 0.8 | 365 | 7.5434 | 0.17966 | 7 | 0.72308
72684 | 6.6 | 0.8 | 365 | 6.0129 | 0.099732 | 6 | 0.1126
72685 | 4.76 | 0.8 | 365 | 4.3366 | 0.72647 | 5 | 0.063024
72687 | 7.2 | 0.8 | 365 | 6.5595 | 0.19971 | 6 | 0.7592
72688 | 4.48 | 0.8 | 365 | 4.0815 | 0.21315 | 4 | 0.29461
72691 | 6.095 | 0.8 | 365 | 5.5528 | 0.17392 | 5 | 0.72671
72692 | 7.245 | 0.8 | 365 | 6.6005 | 0.28221 | 6 | 0.88269
72693 | 7.8 | 0.8 | 365 | 7.1061 | 0.29968 | 7 | 0.4058
72694 | 8.04 | 0.8 | 365 | 7.3248 | 0.73967 | 8 | 0.064436
72696 | 7.2 | 0.8 | 365 | 6.5595 | 0.19971 | 6 | 0.7592
72697 | 6.16 | 0.8 | 365 | 5.612 | 0.29308 | 5 | 0.90509
72699 | 3.92 | 0.8 | 365 | 3.5713 | 0.18651 | 3 | 0.75778
72700 | 5.13 | 0.8 | 365 | 4.6736 | 0.40479 | 5 | 0.078427
72702 | 10.36 | 0.8 | 365 | 9.4384 | 0.99291 | 10 | 0.43129
72703 | 5.4 | 0.8 | 365 | 4.9196 | 0.89978 | 5 | 0.8194
72704 | 9.135 | 0.8 | 365 | 8.3224 | 0.74713 | 9 | 0.06948
72705 | 8.91 | 0.8 | 365 | 8.1174 | 0.33464 | 8 | 0.45201
72709 | 9.6 | 0.8 | 365 | 8.746 | 0.59961 | 9 | 0.34559
72708 | 3 | 0.8 | 365 | 2.7331 | 0.49988 | 3 | 0.233
72711 | 10.725 | 0.8 | 365 | 9.7709 | 0.66207 | 10 | 0.43297
72712 | 7.8 | 0.8 | 365 | 7.1061 | 0.29968 | 7 | 0.4058
72713 | 9.135 | 0.8 | 365 | 8.3224 | 0.74713 | 9 | 0.06948
72716 | 4.095 | 0.8 | 365 | 3.7307 | 0.50733 | 4 | 0.23804
72717 | 5.44 | 0.8 | 365 | 4.9561 | 0.97311 | 5 | 0.92917
72718 | 6.76 | 0.8 | 365 | 6.1586 | 0.39306 | 6 | 0.55169
72719 | 8.7 | 0.8 | 365 | 7.926 | 0.94965 | 8 | 0.8757
72720 | 4.2 | 0.8 | 365 | 3.8264 | 0.69983 | 4 | 0.5262
72721 | 6 | 0.8 | 365 | 5.4662 | 0.99976 | 6 | 0.466
72724 | 7.194 | 0.8 | 365 | 6.554 | 0.18871 | 6 | 0.74273
72725 | 9.6 | 0.8 | 365 | 8.746 | 0.59961 | 9 | 0.34559
72726 | 8.215 | 0.8 | 365 | 7.4842 | 0.0605 | 7 | 0.54469
72727 | 8.64 | 0.8 | 365 | 7.8714 | 0.83965 | 8 | 0.71104
72728 | 4.64 | 0.8 | 365 | 4.2272 | 0.50648 | 4 | 0.7337
72729 | 7.26 | 0.8 | 365 | 6.6142 | 0.30971 | 6 | 0.92386
72730 | 5.88 | 0.8 | 365 | 5.3569 | 0.77976 | 6 | 0.13668
71466 | 5.3 | 0.8 | 365 | 4.8285 | 0.71645 | 5 | 0.54496
72733 | 4.94 | 0.8 | 365 | 4.5005 | 0.056466 | 4 | 0.557
72734 | 9.6 | 0.8 | 365 | 8.746 | 0.59961 | 9 | 0.34559
72737 | 8.12 | 0.8 | 365 | 7.3976 | 0.88634 | 8 | 0.28398
72738 | 7.56 | 0.8 | 365 | 6.8875 | 0.85969 | 7 | 0.74716
72739 | 8.96 | 0.8 | 365 | 8.1629 | 0.4263 | 8 | 0.58922
72740 | 3.92 | 0.8 | 365 | 3.5713 | 0.18651 | 3 | 0.75778
72741 | 9.52 | 0.8 | 365 | 8.6731 | 0.45295 | 9 | 0.12605
72743 | 3.92 | 0.8 | 365 | 3.5713 | 0.18651 | 3 | 0.75778
72744 | 9.805 | 0.8 | 365 | 8.9327 | 0.97544 | 9 | 0.90818
72745 | 10.675 | 0.8 | 365 | 9.7254 | 0.5704 | 10 | 0.29575
72746 | 6.75 | 1 | 365 | 7.6869 | 0.46841 | 8 | 0.15531
72747 | 6.885 | 1 | 365 | 7.8406 | 0.77778 | 8 | 0.61841
72748 | 6.375 | 1 | 365 | 7.2599 | 0.60905 | 7 | 0.8689
72749 | 6.44 | 0.8 | 365 | 5.8671 | 0.80641 | 6 | 0.6735
72751 | 11.18 | 0.8 | 365 | 10.1854 | 0.49621 | 10 | 0.68164
72756 | 5.46 | 0.8 | 365 | 4.9743 | 0.0097787 | 4 | 0.98406
72755 | 4.575 | 0.8 | 365 | 4.168 | 0.38731 | 4 | 0.55532
72757 | 6.27 | 0.8 | 365 | 5.7122 | 0.49475 | 6 | 0.20697
72759 | 8.835 | 0.8 | 365 | 8.049 | 0.19714 | 8 | 0.24618
72758 | 8.505 | 0.8 | 365 | 7.7484 | 0.59216 | 8 | 0.34055
72761 | 4.64 | 0.8 | 365 | 4.2272 | 0.50648 | 4 | 0.7337
72760 | 6.03 | 0.8 | 365 | 5.4936 | 0.054756 | 5 | 0.54833
72762 | 4.5 | 0.8 | 365 | 4.0997 | 0.24982 | 4 | 0.3495
72764 | 2.85 | 0.8 | 365 | 2.5965 | 0.22488 | 2 | 0.82135
72765 | 11.8 | 0.8 | 365 | 10.7503 | 0.63286 | 11 | 0.38313
72766 | 5.22 | 0.8 | 365 | 4.7556 | 0.56979 | 5 | 0.32542
72482 | 46.92 | 0.6 | 365 | 32.0595 | 0.51357 | 32 | 0.57307
72767 | 10.5 | 0.8 | 365 | 9.5659 | 0.24957 | 9 | 0.81549
72768 | 9 | 0.8 | 365 | 8.1994 | 0.49964 | 8 | 0.699
72772 | 10.8 | 0.8 | 365 | 9.8392 | 0.79956 | 10 | 0.63879
72577 | 13.8 | 0.8 | 365 | 12.5724 | 0.29944 | 12 | 0.87179
72774 | 3.08 | 0.8 | 365 | 2.806 | 0.64654 | 3 | 0.45255
72775 | 10.92 | 0.8 | 365 | 9.9486 | 0.019557 | 9 | 0.96811
30761 | 1961.82 | 0.8 | 365 | 1787.2965 | 0.59048 | 1787 | 0.88697
72776 | 8.68 | 0.8 | 365 | 7.9078 | 0.91298 | 8 | 0.82081
72779 | 8.7 | 0.8 | 365 | 7.926 | 0.94965 | 8 | 0.8757
72781 | 9.9 | 0.8 | 365 | 9.0193 | 0.1496 | 9 | 0.16889
72782 | 8.1 | 0.8 | 365 | 7.3794 | 0.84967 | 8 | 0.2291
72783 | 6.4 | 0.8 | 365 | 5.8307 | 0.73307 | 6 | 0.56373
72786 | 11.285 | 0.8 | 365 | 10.2811 | 0.68871 | 10 | 0.9698
51384 | 586.5 | 0.7 | 365 | 467.5343 | 0.82295 | 468 | 0.35729
65077 | 67.52 | 0.7 | 365 | 53.8242 | 0.31094 | 54 | 0.13518
72788 | 6.96 | 0.8 | 365 | 6.3408 | 0.75972 | 7 | 0.10056
64273 | 124.74 | 0.9 | 365 | 127.8485 | 0.27056 | 128 | 0.11908
72790 | 9.24 | 0.8 | 365 | 8.418 | 0.93963 | 9 | 0.35764
72791 | 5.94 | 0.8 | 365 | 5.4116 | 0.88976 | 6 | 0.30134
72792 | 4.59 | 0.8 | 365 | 4.1817 | 0.41481 | 4 | 0.59649
72793 | 3.08 | 0.8 | 365 | 2.806 | 0.64654 | 3 | 0.45255
72795 | 5.795 | 0.8 | 365 | 5.2795 | 0.62393 | 5 | 0.90341
72796 | 9.6 | 0.8 | 365 | 8.746 | 0.59961 | 9 | 0.34559
72797 | 10.05 | 0.8 | 365 | 9.156 | 0.42459 | 9 | 0.58054
72799 | 5.8 | 0.8 | 365 | 5.284 | 0.6331 | 5 | 0.91713
72800 | 10.08 | 0.8 | 365 | 9.1833 | 0.47959 | 9 | 0.66287
72801 | 9.945 | 0.8 | 365 | 9.0603 | 0.2321 | 9 | 0.29239
72803 | 11.2 | 0.8 | 365 | 10.2036 | 0.53288 | 10 | 0.73653
72805 | 3.92 | 0.8 | 365 | 3.5713 | 0.18651 | 3 | 0.75778
72804 | 7.8 | 0.8 | 365 | 7.1061 | 0.29968 | 7 | 0.4058
72806 | 3.3 | 0.8 | 365 | 3.0064 | 0.049866 | 3 | 0.056298
72809 | 3.42 | 0.8 | 365 | 3.1158 | 0.26986 | 3 | 0.38562
72808 | 10.71 | 0.8 | 365 | 9.7572 | 0.63457 | 10 | 0.3918
72810 | 7.14 | 0.8 | 365 | 6.5048 | 0.089711 | 6 | 0.59454
72811 | 5.04 | 0.8 | 365 | 4.5916 | 0.2398 | 4 | 0.83144
72813 | 7.848 | 0.8 | 365 | 7.1498 | 0.38768 | 7 | 0.53752
69822 | 8.745 | 0.8 | 365 | 7.967 | 0.032146 | 7 | 0.99919
70295 | 8.745 | 0.8 | 365 | 7.967 | 0.032146 | 7 | 0.99919
63323 | 2170.35 | 0.65 | 365 | 1606.5365 | 0.84571 | 1607 | 0.38219
26350 | 1185.6 | 1 | 365 | 1350.1613 | 0.93993 | 1351 | 0.10121
21585 | 1316.7 | 1 | 365 | 1499.458 | 0.37079 | 1499 | 0.82875
72492 | 4.64 | 0.8 | 365 | 4.2272 | 0.50648 | 4 | 0.7337
72484 | 5.22 | 0.8 | 365 | 4.7556 | 0.56979 | 5 | 0.32542
72431 | 4.64 | 0.8 | 365 | 4.2272 | 0.50648 | 4 | 0.7337
51515 | 338.52 | 0.9 | 365 | 346.9559 | 0.18206 | 347 | 0.13798
72493 | 3.9 | 0.8 | 365 | 3.5531 | 0.14984 | 3 | 0.7029
70784 | 9.28 | 0.8 | 365 | 8.4545 | 0.012957 | 8 | 0.46741
72821 | 8.48 | 0.8 | 365 | 7.7256 | 0.54632 | 8 | 0.27194
72822 | 7.68 | 0.8 | 365 | 6.9968 | 0.079689 | 7 | 0.076476
72048 | 12.395 | 0.8 | 365 | 11.2923 | 0.72366 | 12 | 0.016005
72823 | 5.6 | 0.8 | 365 | 5.1018 | 0.26644 | 5 | 0.36826
72824 | 10.08 | 0.8 | 365 | 9.1833 | 0.47959 | 9 | 0.66287
72826 | 4.48 | 0.8 | 365 | 4.0815 | 0.21315 | 4 | 0.29461
72828 | 6.7 | 0.8 | 365 | 6.104 | 0.28306 | 6 | 0.38703
72830 | 7.28 | 0.8 | 365 | 6.6324 | 0.34637 | 6 | 0.97874
72831 | 10.66 | 0.8 | 365 | 9.7117 | 0.5429 | 10 | 0.25459
72832 | 9.28 | 0.8 | 365 | 8.4545 | 0.012957 | 8 | 0.46741
72833 | 10.2 | 0.8 | 365 | 9.2926 | 0.69959 | 9 | 0.99219
72834 | 4.59 | 0.8 | 365 | 4.1817 | 0.41481 | 4 | 0.59649
72839 | 6.48 | 0.8 | 365 | 5.9035 | 0.87974 | 6 | 0.78328
72841 | 8.96 | 0.8 | 365 | 8.1629 | 0.4263 | 8 | 0.58922
72842 | 8.7 | 0.8 | 365 | 7.926 | 0.94965 | 8 | 0.8757
72843 | 4.845 | 0.8 | 365 | 4.414 | 0.8823 | 5 | 0.29629
72844 | 4.56 | 0.8 | 365 | 4.1543 | 0.35982 | 4 | 0.51416
72848 | 11.1 | 0.8 | 365 | 10.1125 | 0.34955 | 10 | 0.46209
72847 | 6.6 | 0.8 | 365 | 6.0129 | 0.099732 | 6 | 0.1126
72849 | 6.71 | 0.8 | 365 | 6.1131 | 0.30139 | 6 | 0.41447
72845 | 9.24 | 0.8 | 365 | 8.418 | 0.93963 | 9 | 0.35764
67722 | 9.45 | 0.8 | 365 | 8.6093 | 0.32462 | 8 | 0.93394
69768 | 5.3 | 0.8 | 365 | 4.8285 | 0.71645 | 5 | 0.54496
70265 | 9.805 | 0.8 | 365 | 8.9327 | 0.97544 | 9 | 0.90818
72851 | 3.92 | 0.8 | 365 | 3.5713 | 0.18651 | 3 | 0.75778
72052 | 9.6 | 0.8 | 365 | 8.746 | 0.59961 | 9 | 0.34559
72852 | 4.76 | 0.8 | 365 | 4.3366 | 0.72647 | 5 | 0.063024
72853 | 14.04 | 0.8 | 365 | 12.791 | 0.73943 | 13 | 0.53043
72854 | 12.76 | 0.8 | 365 | 11.6249 | 0.39282 | 12 | 0.017687
72855 | 3.19 | 0.8 | 365 | 2.9062 | 0.8482 | 3 | 0.75442
72857 | 3.64 | 0.8 | 365 | 3.3162 | 0.67319 | 3 | 0.98937
72856 | 5.865 | 0.8 | 365 | 5.3432 | 0.75226 | 6 | 0.095512
72483 | 9 | 0.8 | 365 | 8.1994 | 0.49964 | 8 | 0.699
72858 | 5.88 | 0.8 | 365 | 5.3569 | 0.77976 | 6 | 0.13668
72859 | 5.4 | 0.8 | 365 | 4.9196 | 0.89978 | 5 | 0.8194
72860 | 7.56 | 0.8 | 365 | 6.8875 | 0.85969 | 7 | 0.74716
72861 | 11.48 | 0.8 | 365 | 10.4587 | 0.046201 | 10 | 0.50494
68320 | 4.2 | 0.8 | 365 | 3.8264 | 0.69983 | 4 | 0.5262
72864 | 10.08 | 0.8 | 365 | 9.1833 | 0.47959 | 9 | 0.66287
72862 | 5.886 | 0.8 | 365 | 5.3624 | 0.79076 | 6 | 0.15314
72866 | 7.848 | 0.8 | 365 | 7.1498 | 0.38768 | 7 | 0.53752
72867 | 11.52 | 0.8 | 365 | 10.4952 | 0.11953 | 10 | 0.61471
72872 | 5.886 | 0.8 | 365 | 5.3624 | 0.79076 | 6 | 0.15314
72028 | 4.94 | 0.8 | 365 | 4.5005 | 0.056466 | 4 | 0.557
72475 | 7.2 | 0.8 | 365 | 6.5595 | 0.19971 | 6 | 0.7592
72517 | 3.99 | 0.8 | 365 | 3.635 | 0.31484 | 3 | 0.94989
72880 | 8.96 | 0.8 | 365 | 8.1629 | 0.4263 | 8 | 0.58922
72881 | 8.96 | 0.8 | 365 | 8.1629 | 0.4263 | 8 | 0.58922
72283 | 6.36 | 1 | 365 | 7.2428 | 0.57468 | 7 | 0.81745
72362 | 3.3 | 0.8 | 365 | 3.0064 | 0.049866 | 3 | 0.056298
72284 | 3.18 | 1 | 365 | 3.6214 | 0.28734 | 3 | 0.90872
72510 | 4.77 | 0.8 | 365 | 4.3457 | 0.74481 | 5 | 0.090467
72874 | 9.45 | 0.8 | 365 | 8.6093 | 0.32462 | 8 | 0.93394
72882 | 5.4 | 0.8 | 365 | 4.9196 | 0.89978 | 5 | 0.8194
72883 | 3 | 0.8 | 365 | 2.7331 | 0.49988 | 3 | 0.233
72886 | 12.395 | 0.8 | 365 | 11.2923 | 0.72366 | 12 | 0.016005
72887 | 5.51 | 0.8 | 365 | 5.0198 | 0.10144 | 5 | 0.12127
72888 | 10.36 | 0.8 | 365 | 9.4384 | 0.99291 | 10 | 0.43129
72890 | 3.64 | 0.8 | 365 | 3.3162 | 0.67319 | 3 | 0.98937
72889 | 6.72 | 0.8 | 365 | 6.1222 | 0.31973 | 6 | 0.44192
72892 | 2.4 | 0.8 | 365 | 2.1865 | 0.3999 | 2 | 0.5864
72542 | 4.275 | 0.8 | 365 | 3.8947 | 0.83733 | 4 | 0.73202
72546 | 5.985 | 0.8 | 365 | 5.4526 | 0.97226 | 6 | 0.42483
72893 | 9.6 | 0.8 | 365 | 8.746 | 0.59961 | 9 | 0.34559
72894 | 3.6 | 0.8 | 365 | 3.2797 | 0.59985 | 3 | 0.8796
72895 | 2.34 | 0.8 | 365 | 2.1318 | 0.28991 | 2 | 0.42174
72324 | 24.57 | 0.8 | 365 | 22.3843 | 0.044004 | 22 | 0.42826
72896 | 13.545 | 0.8 | 365 | 12.34 | 0.83195 | 13 | 0.17199
72897 | 9.52 | 0.8 | 365 | 8.6731 | 0.45295 | 9 | 0.12605
72899 | 3.08 | 0.8 | 365 | 2.806 | 0.64654 | 3 | 0.45255
72901 | 12.19 | 0.8 | 365 | 11.1056 | 0.34784 | 11 | 0.45342
72902 | 6.72 | 0.8 | 365 | 6.1222 | 0.31973 | 6 | 0.44192
72903 | 8.12 | 0.8 | 365 | 7.3976 | 0.88634 | 8 | 0.28398
72904 | 9.24 | 0.8 | 365 | 8.418 | 0.93963 | 9 | 0.35764
72905 | 4.35 | 0.8 | 365 | 3.963 | 0.97482 | 4 | 0.93785
72906 | 8.12 | 0.8 | 365 | 7.3976 | 0.88634 | 8 | 0.28398
72908 | 8.265 | 0.8 | 365 | 7.5297 | 0.15216 | 7 | 0.68191
72909 | 8.8 | 0.8 | 365 | 8.0172 | 0.13298 | 8 | 0.15013
72911 | 14.04 | 0.8 | 365 | 12.791 | 0.73943 | 13 | 0.53043
72912 | 4.8 | 0.8 | 365 | 4.373 | 0.79981 | 5 | 0.1728
72913 | 6 | 0.8 | 365 | 5.4662 | 0.99976 | 6 | 0.466
72915 | 13.77 | 0.8 | 365 | 12.545 | 0.24444 | 12 | 0.78946
72916 | 4.5 | 0.8 | 365 | 4.0997 | 0.24982 | 4 | 0.3495
72917 | 2.7 | 0.8 | 365 | 2.4598 | 0.94989 | 3 | 0.4097
72573 | 3 | 0.8 | 365 | 2.7331 | 0.49988 | 3 | 0.233
72588 | 3.12 | 0.8 | 365 | 2.8424 | 0.71987 | 3 | 0.56232
72571 | 6.3 | 0.8 | 365 | 5.7396 | 0.54974 | 6 | 0.2893
72589 | 6.3 | 0.8 | 365 | 5.7396 | 0.54974 | 6 | 0.2893
72594 | 6 | 0.8 | 365 | 5.4662 | 0.99976 | 6 | 0.466
72584 | 7.32 | 0.8 | 365 | 6.6688 | 0.4197 | 7 | 0.088516
72587 | 3.6 | 0.8 | 365 | 3.2797 | 0.59985 | 3 | 0.8796
72579 | 5.1 | 0.8 | 365 | 4.6463 | 0.34979 | 4 | 0.9961
72591 | 4.5 | 0.8 | 365 | 4.0997 | 0.24982 | 4 | 0.3495
72918 | 8.96 | 0.8 | 365 | 8.1629 | 0.4263 | 8 | 0.58922
72919 | 2.86 | 0.8 | 365 | 2.6056 | 0.24322 | 2 | 0.84879
72920 | 4.93 | 0.8 | 365 | 4.4914 | 0.038134 | 4 | 0.52956
72138 | 6.75 | 0.8 | 365 | 6.1495 | 0.37473 | 6 | 0.52425
72191 | 8.96 | 0.8 | 365 | 8.1629 | 0.4263 | 8 | 0.58922
72923 | 6.44 | 0.8 | 365 | 5.8671 | 0.80641 | 6 | 0.6735
72924 | 3.92 | 0.8 | 365 | 3.5713 | 0.18651 | 3 | 0.75778
72869 | 2.56 | 0.8 | 365 | 2.3323 | 0.69323 | 3 | 0.025492
72114 | 7.2 | 0.8 | 365 | 6.5595 | 0.19971 | 6 | 0.7592
51269 | 6.54 | 1 | 365 | 7.4478 | 0.98717 | 8 | 0.43492
72925 | 11.31 | 0.8 | 365 | 10.3039 | 0.73454 | 11 | 0.038404
72926 | 5.6 | 0.8 | 365 | 5.1018 | 0.26644 | 5 | 0.36826
72024 | 13.2 | 1 | 365 | 15.0322 | 0.24933 | 15 | 0.28149
72752 | 13.5 | 0.8 | 365 | 12.299 | 0.74945 | 13 | 0.048493
43804 | 4.725 | 0.8 | 365 | 4.3047 | 0.66231 | 4 | 0.96697
72927 | 12 | 0.8 | 365 | 10.9325 | 0.99951 | 11 | 0.93199
72929 | 2.24 | 0.8 | 365 | 2.0407 | 0.10658 | 2 | 0.14731
72934 | 4.8 | 0.8 | 365 | 4.373 | 0.79981 | 5 | 0.1728
72935 | 5.4 | 0.8 | 365 | 4.9196 | 0.89978 | 5 | 0.8194
72936 | 13.8 | 0.8 | 365 | 12.5724 | 0.29944 | 12 | 0.87179
72937 | 11.1 | 0.8 | 365 | 10.1125 | 0.34955 | 10 | 0.46209
72938 | 3.575 | 0.8 | 365 | 3.257 | 0.55402 | 3 | 0.81099
72939 | 7.2 | 0.8 | 365 | 6.5595 | 0.19971 | 6 | 0.7592
68069 | 4.68 | 0.8 | 365 | 4.2637 | 0.57981 | 4 | 0.84348
72466 | 11.18 | 1 | 365 | 12.7318 | 0.62027 | 13 | 0.35205
72940 | 9 | 0.8 | 365 | 8.1994 | 0.49964 | 8 | 0.699
72941 | 12.72 | 0.8 | 365 | 11.5884 | 0.31948 | 11 | 0.90791
72942 | 9.9 | 0.8 | 365 | 9.0193 | 0.1496 | 9 | 0.16889
72689 | 14.64 | 0.8 | 365 | 13.3376 | 0.83941 | 14 | 0.17703
72944 | 10.56 | 0.8 | 365 | 9.6206 | 0.35957 | 9 | 0.98015
57967 | 5829.12 | 0.8 | 365 | 5310.5615 | 0.48373 | 5311 | 0.045211
72945 | 10.56 | 0.8 | 365 | 9.6206 | 0.35957 | 9 | 0.98015
72946 | 3.92 | 0.8 | 365 | 3.5713 | 0.18651 | 3 | 0.75778
72947 | 3.64 | 0.8 | 365 | 3.3162 | 0.67319 | 3 | 0.98937
72948 | 7.28 | 0.8 | 365 | 6.6324 | 0.34637 | 6 | 0.97874
72763 | 3.38 | 0.8 | 365 | 3.0793 | 0.19653 | 3 | 0.27584
72949 | 10.385 | 0.8 | 365 | 9.4612 | 0.038746 | 9 | 0.4999
72950 | 24.75 | 0.8 | 365 | 22.5482 | 0.374 | 22 | 0.92224
72951 | 4.2 | 0.8 | 365 | 3.8264 | 0.69983 | 4 | 0.5262
72952 | 13.44 | 0.8 | 365 | 12.2444 | 0.63946 | 12 | 0.88383
72953 | 8.54 | 0.8 | 365 | 7.7803 | 0.65632 | 8 | 0.4366
72954 | 3.24 | 0.8 | 365 | 2.9518 | 0.93987 | 3 | 0.89164
72955 | 10.8 | 0.8 | 365 | 9.8392 | 0.79956 | 10 | 0.63879
72957 | 11.88 | 0.8 | 365 | 10.8232 | 0.77952 | 11 | 0.60267
72958 | 8.96 | 0.8 | 365 | 8.1629 | 0.4263 | 8 | 0.58922
72959 | 11.055 | 0.8 | 365 | 10.0715 | 0.26705 | 10 | 0.3386
72962 | 10.395 | 0.8 | 365 | 9.4703 | 0.057079 | 9 | 0.52734
72963 | 7.4 | 0.8 | 365 | 6.7417 | 0.56637 | 7 | 0.30806
72965 | 7.26 | 0.8 | 365 | 6.6142 | 0.30971 | 6 | 0.92386
72966 | 4.32 | 0.8 | 365 | 3.9357 | 0.91982 | 4 | 0.85552
72967 | 13.2 | 0.8 | 365 | 12.0257 | 0.19946 | 12 | 0.22519
72968 | 7.68 | 0.8 | 365 | 6.9968 | 0.079689 | 7 | 0.076476
72969 | 5.12 | 0.8 | 365 | 4.6645 | 0.38646 | 5 | 0.050984
72970 | 11.4 | 0.8 | 365 | 10.3859 | 0.89954 | 11 | 0.28539
72971 | 9.6 | 0.8 | 365 | 8.746 | 0.59961 | 9 | 0.34559
72972 | 3.64 | 0.8 | 365 | 3.3162 | 0.67319 | 3 | 0.98937
72973 | 6.72 | 0.8 | 365 | 6.1222 | 0.31973 | 6 | 0.44192
72975 | 24.96 | 0.8 | 365 | 22.7396 | 0.75899 | 23 | 0.49855
72976 | 10.385 | 0.8 | 365 | 9.4612 | 0.038746 | 9 | 0.4999
72977 | 7.56 | 0.8 | 365 | 6.8875 | 0.85969 | 7 | 0.74716
30567 | 1316.7 | 1 | 365 | 1499.458 | 0.37079 | 1499 | 0.82875
72978 | 9.18 | 0.8 | 365 | 8.3633 | 0.82963 | 9 | 0.19298
72979 | 10.98 | 0.8 | 365 | 10.0032 | 0.12955 | 10 | 0.13277
72980 | 11 | 0.8 | 365 | 10.0214 | 0.16622 | 10 | 0.18766
72981 | 7.425 | 0.8 | 365 | 6.7645 | 0.6122 | 7 | 0.37667
72986 | 11 | 0.8 | 365 | 10.0214 | 0.16622 | 10 | 0.18766
72988 | 9.57 | 0.8 | 365 | 8.7187 | 0.54461 | 9 | 0.26326
72989 | 14.4 | 0.8 | 365 | 13.119 | 0.39942 | 13 | 0.51839
72990 | 17.49 | 0.8 | 365 | 15.9341 | 0.064291 | 15 | 0.99838
72991 | 11 | 0.8 | 365 | 10.0214 | 0.16622 | 10 | 0.18766
72992 | 7.93 | 0.8 | 365 | 7.2245 | 0.53801 | 7 | 0.76256
72993 | 8.96 | 0.8 | 365 | 8.1629 | 0.4263 | 8 | 0.58922
72995 | 5.355 | 0.8 | 365 | 4.8786 | 0.81728 | 5 | 0.6959
72998 | 7.56 | 0.8 | 365 | 6.8875 | 0.85969 | 7 | 0.74716
72999 | 4.48 | 0.8 | 365 | 4.0815 | 0.21315 | 4 | 0.29461
73000 | 7.5 | 0.8 | 365 | 6.8328 | 0.7497 | 7 | 0.5825
73001 | 10.98 | 0.8 | 365 | 10.0032 | 0.12955 | 10 | 0.13277
73003 | 12 | 0.8 | 365 | 10.9325 | 0.99951 | 11 | 0.93199
73006 | 5.4 | 0.8 | 365 | 4.9196 | 0.89978 | 5 | 0.8194
73007 | 9.24 | 0.8 | 365 | 8.418 | 0.93963 | 9 | 0.35764
73009 | 6.96 | 0.8 | 365 | 6.3408 | 0.75972 | 7 | 0.10056
73010 | 8.12 | 0.8 | 365 | 7.3976 | 0.88634 | 8 | 0.28398
73011 | 6.72 | 0.8 | 365 | 6.1222 | 0.31973 | 6 | 0.44192
73008 | 7.848 | 0.8 | 365 | 7.1498 | 0.38768 | 7 | 0.53752
73014 | 11.88 | 0.8 | 365 | 10.8232 | 0.77952 | 11 | 0.60267
73015 | 4.48 | 0.8 | 365 | 4.0815 | 0.21315 | 4 | 0.29461
73019 | 5.32 | 0.8 | 365 | 4.8467 | 0.75312 | 5 | 0.59985
56602 | 9.88 | 1 | 365 | 11.2513 | 0.64117 | 11 | 0.89251
73021 | 5.58 | 0.8 | 365 | 5.0836 | 0.22977 | 5 | 0.31338
73022 | 4.5 | 0.8 | 365 | 4.0997 | 0.24982 | 4 | 0.3495
73024 | 3.96 | 0.8 | 365 | 3.6077 | 0.25984 | 3 | 0.86756
73028 | 13.2 | 0.8 | 365 | 12.0257 | 0.19946 | 12 | 0.22519
50875 | 8.58 | 1 | 365 | 9.7709 | 0.66207 | 10 | 0.43297
73029 | 4.76 | 0.8 | 365 | 4.3366 | 0.72647 | 5 | 0.063024
55139 | 2.34 | 1 | 365 | 2.6648 | 0.36238 | 3 | 0.027173
73030 | 5.04 | 0.8 | 365 | 4.5916 | 0.2398 | 4 | 0.83144
55649 | 3.9 | 1 | 365 | 4.4413 | 0.9373 | 5 | 0.37862
70664 | 6.3 | 1 | 365 | 7.1744 | 0.43718 | 7 | 0.61162
57319 | 8.32 | 1 | 365 | 9.4748 | 0.066245 | 9 | 0.54106
71519 | 11.1 | 0.8 | 365 | 10.1125 | 0.34955 | 10 | 0.46209
72695 | 13.8 | 0.8 | 365 | 12.5724 | 0.29944 | 12 | 0.87179
73032 | 11.05 | 0.8 | 365 | 10.067 | 0.25789 | 10 | 0.32488
52304 | 16.9 | 1 | 365 | 19.2457 | 0.72831 | 19 | 0.97403
73033 | 13.545 | 0.8 | 365 | 12.34 | 0.83195 | 13 | 0.17199
55022 | 15.08 | 1 | 365 | 17.1731 | 0.55757 | 17 | 0.73067
54825 | 7.54 | 1 | 365 | 8.5866 | 0.27878 | 8 | 0.86534
20022 | 8.32 | 1 | 365 | 9.4748 | 0.066245 | 9 | 0.54106
72007 | 6.44 | 0.8 | 365 | 5.8671 | 0.80641 | 6 | 0.6735
72159 | 7.25 | 0.8 | 365 | 6.605 | 0.29137 | 6 | 0.89641
72091 | 2.61 | 0.8 | 365 | 2.3778 | 0.78489 | 3 | 0.16271
72463 | 4.76 | 0.8 | 365 | 4.3366 | 0.72647 | 5 | 0.063024
73037 | 5.88 | 0.8 | 365 | 5.3569 | 0.77976 | 6 | 0.13668
73038 | 7.84 | 0.8 | 365 | 7.1426 | 0.37302 | 7 | 0.51557
73039 | 13.92 | 0.8 | 365 | 12.6817 | 0.51944 | 13 | 0.20111
73040 | 13.25 | 1 | 365 | 15.0891 | 0.36391 | 15 | 0.45301
73041 | 4.675 | 0.8 | 365 | 4.2591 | 0.57064 | 4 | 0.82976
73042 | 5.775 | 0.8 | 365 | 5.2613 | 0.58727 | 5 | 0.84852
73043 | 7.15 | 0.8 | 365 | 6.5139 | 0.10804 | 6 | 0.62198
73044 | 6.6 | 0.8 | 365 | 6.0129 | 0.099732 | 6 | 0.1126
73045 | 5.76 | 0.8 | 365 | 5.2476 | 0.55977 | 5 | 0.80736
72527 | 3.92 | 0.8 | 365 | 3.5713 | 0.18651 | 3 | 0.75778
65307 | 56.16 | 0.8 | 365 | 51.164 | 0.95772 | 52 | 0.12173
73050 | 5.76 | 0.8 | 365 | 5.2476 | 0.55977 | 5 | 0.80736
73052 | 10.37 | 0.8 | 365 | 9.4475 | 0.011246 | 9 | 0.45873
73051 | 5.225 | 0.8 | 365 | 4.7602 | 0.57895 | 5 | 0.33914
73054 | 6.54 | 0.8 | 365 | 5.9582 | 0.98973 | 6 | 0.94794
73055 | 8.8 | 0.8 | 365 | 8.0172 | 0.13298 | 8 | 0.15013
73057 | 4.5 | 0.8 | 365 | 4.0997 | 0.24982 | 4 | 0.3495
71633 | 3.72 | 0.8 | 365 | 3.3891 | 0.81985 | 4 | 0.20892
71625 | 12.07 | 0.8 | 365 | 10.9963 | 0.12784 | 11 | 0.1241
73060 | 2.52 | 0.8 | 365 | 2.2958 | 0.6199 | 2 | 0.91572
72646 | 12.96 | 0.8 | 365 | 11.8071 | 0.75947 | 12 | 0.56655
72348 | 7.95 | 1 | 365 | 9.0535 | 0.21835 | 9 | 0.27181
72415 | 4.62 | 0.8 | 365 | 4.209 | 0.46981 | 4 | 0.67882
70812 | 8.775 | 0.8 | 365 | 7.9944 | 0.087144 | 8 | 0.08152
73061 | 4.2 | 0.8 | 365 | 3.8264 | 0.69983 | 4 | 0.5262
73062 | 4.2 | 0.8 | 365 | 3.8264 | 0.69983 | 4 | 0.5262
69862 | 5.4 | 0.8 | 365 | 4.9196 | 0.89978 | 5 | 0.8194
73063 | 2.56 | 0.8 | 365 | 2.3323 | 0.69323 | 3 | 0.025492
73065 | 8.1 | 0.8 | 365 | 7.3794 | 0.84967 | 8 | 0.2291
72914 | 13.8 | 0.8 | 365 | 12.5724 | 0.29944 | 12 | 0.87179
73066 | 7.15 | 0.8 | 365 | 6.5139 | 0.10804 | 6 | 0.62198
72910 | 13.8 | 0.8 | 365 | 12.5724 | 0.29944 | 12 | 0.87179
73048 | 15.87 | 0.8 | 365 | 14.4582 | 0.094357 | 14 | 0.55256
73067 | 10.23 | 0.8 | 365 | 9.3199 | 0.75459 | 10 | 0.074525
73071 | 5.5 | 0.8 | 365 | 5.0107 | 0.08311 | 5 | 0.09383
73075 | 5.32 | 0.8 | 365 | 4.8467 | 0.75312 | 5 | 0.59985
73076 | 14.04 | 0.8 | 365 | 12.791 | 0.73943 | 13 | 0.53043
73077 | 5.4 | 0.8 | 365 | 4.9196 | 0.89978 | 5 | 0.8194
73079 | 7.2 | 0.8 | 365 | 6.5595 | 0.19971 | 6 | 0.7592
73080 | 5.4 | 0.8 | 365 | 4.9196 | 0.89978 | 5 | 0.8194
73081 | 7.695 | 0.8 | 365 | 7.0105 | 0.10719 | 7 | 0.11764
73082 | 11.96 | 0.8 | 365 | 10.896 | 0.92618 | 11 | 0.82222
73083 | 4.5 | 0.8 | 365 | 4.0997 | 0.24982 | 4 | 0.3495
73084 | 6.44 | 0.8 | 365 | 5.8671 | 0.80641 | 6 | 0.6735
73085 | 8.32 | 0.8 | 365 | 7.5799 | 0.253 | 7 | 0.83285
73087 | 3.92 | 0.8 | 365 | 3.5713 | 0.18651 | 3 | 0.75778
73088 | 6.72 | 0.8 | 365 | 6.1222 | 0.31973 | 6 | 0.44192
73089 | 7.395 | 0.8 | 365 | 6.7371 | 0.5572 | 7 | 0.29434
73086 | 9.9 | 0.8 | 365 | 9.0193 | 0.1496 | 9 | 0.16889
73090 | 13.26 | 0.8 | 365 | 12.0804 | 0.30946 | 12 | 0.38985
73091 | 13.44 | 0.8 | 365 | 12.2444 | 0.63946 | 12 | 0.88383
73092 | 12.8 | 0.8 | 365 | 11.6613 | 0.46615 | 12 | 0.12746
73093 | 12.16 | 0.8 | 365 | 11.0782 | 0.29284 | 11 | 0.37109
73094 | 6.6 | 0.8 | 365 | 6.0129 | 0.099732 | 6 | 0.1126
73095 | 7.2 | 0.8 | 365 | 6.5595 | 0.19971 | 6 | 0.7592
73097 | 7.2 | 0.8 | 365 | 6.5595 | 0.19971 | 6 | 0.7592
73098 | 14.49 | 0.8 | 365 | 13.201 | 0.56441 | 13 | 0.76538
73099 | 5.355 | 0.8 | 365 | 4.8786 | 0.81728 | 5 | 0.6959
73101 | 7.15 | 0.8 | 365 | 6.5139 | 0.10804 | 6 | 0.62198
73102 | 4.2 | 0.8 | 365 | 3.8264 | 0.69983 | 4 | 0.5262
73103 | 4.2 | 0.8 | 365 | 3.8264 | 0.69983 | 4 | 0.5262
73108 | 7.54 | 0.8 | 365 | 6.8692 | 0.82303 | 7 | 0.69227
73109 | 11.115 | 0.8 | 365 | 10.1262 | 0.37705 | 10 | 0.50326
73110 | 5.22 | 0.8 | 365 | 4.7556 | 0.56979 | 5 | 0.32542
73111 | 12.375 | 0.8 | 365 | 11.2741 | 0.687 | 11 | 0.96112
73112 | 4.06 | 0.8 | 365 | 3.6988 | 0.44317 | 4 | 0.14199
73113 | 3.64 | 0.8 | 365 | 3.3162 | 0.67319 | 3 | 0.98937
73115 | 6.44 | 0.8 | 365 | 5.8671 | 0.80641 | 6 | 0.6735
73118 | 8.4 | 0.8 | 365 | 7.6527 | 0.39966 | 8 | 0.052396
73119 | 7.15 | 0.8 | 365 | 6.5139 | 0.10804 | 6 | 0.62198
73120 | 4.8 | 0.8 | 365 | 4.373 | 0.79981 | 5 | 0.1728
73124 | 4.2 | 0.8 | 365 | 3.8264 | 0.69983 | 4 | 0.5262
73126 | 5.88 | 0.8 | 365 | 5.3569 | 0.77976 | 6 | 0.13668
73096 | 8.8 | 0.8 | 365 | 8.0172 | 0.13298 | 8 | 0.15013
73128 | 4.95 | 0.8 | 365 | 4.5096 | 0.074799 | 4 | 0.58445
73129 | 13.23 | 0.8 | 365 | 12.0531 | 0.25446 | 12 | 0.30752
73018 | 8.12 | 0.8 | 365 | 7.3976 | 0.88634 | 8 | 0.28398
73130 | 3.92 | 0.8 | 365 | 3.5713 | 0.18651 | 3 | 0.75778
64445 | 44.2 | 0.8 | 365 | 40.268 | 0.031542 | 40 | 0.29951
73133 | 6.9 | 0.8 | 365 | 6.2862 | 0.64972 | 6 | 0.9359
73134 | 5.7 | 0.8 | 365 | 5.1929 | 0.44977 | 5 | 0.6427
72878 | 15 | 0.8 | 365 | 13.6656 | 0.49939 | 14 | 0.16499
73135 | 11.76 | 0.8 | 365 | 10.7138 | 0.55952 | 11 | 0.27335
68871 | 8.12 | 0.8 | 365 | 7.3976 | 0.88634 | 8 | 0.28398
73136 | 6.08 | 0.8 | 365 | 5.5391 | 0.14642 | 5 | 0.68554
73137 | 11.2 | 0.8 | 365 | 10.2036 | 0.53288 | 10 | 0.73653
68862 | 10.08 | 0.8 | 365 | 9.1833 | 0.47959 | 9 | 0.66287
73138 | 12.435 | 0.8 | 365 | 11.3288 | 0.797 | 12 | 0.12578
68869 | 9.9 | 0.8 | 365 | 9.0193 | 0.1496 | 9 | 0.16889
73139 | 24.42 | 0.8 | 365 | 22.2476 | 0.76901 | 23 | 0.016607
73141 | 3.35 | 0.8 | 365 | 3.052 | 0.14153 | 3 | 0.19351
73143 | 8.64 | 0.8 | 365 | 7.8714 | 0.83965 | 8 | 0.71104
73146 | 12.21 | 0.8 | 365 | 11.1238 | 0.38451 | 11 | 0.5083
73145 | 2.75 | 0.8 | 365 | 2.5054 | 0.041555 | 2 | 0.54692
51339 | 24.795 | 0.8 | 365 | 22.5892 | 0.45649 | 23 | 0.045732
73147 | 3.78 | 1 | 365 | 4.3047 | 0.66231 | 4 | 0.96697
73149 | 10.08 | 0.8 | 365 | 9.1833 | 0.47959 | 9 | 0.66287
73150 | 3 | 0.8 | 365 | 2.7331 | 0.49988 | 3 | 0.233
73151 | 7.875 | 0.8 | 365 | 7.1744 | 0.43718 | 7 | 0.61162
73152 | 8.16 | 0.8 | 365 | 7.4341 | 0.95967 | 8 | 0.39376
73153 | 9.38 | 0.8 | 365 | 8.5456 | 0.19629 | 8 | 0.74184
73154 | 11.16 | 0.8 | 365 | 10.1672 | 0.45955 | 10 | 0.62675
73155 | 7 | 0.8 | 365 | 6.3773 | 0.83305 | 7 | 0.21033
64769 | 131.32 | 0.7 | 365 | 104.6831 | 0.65451 | 105 | 0.33756
73156 | 13.5 | 0.8 | 365 | 12.299 | 0.74945 | 13 | 0.048493
73157 | 6.3 | 0.8 | 365 | 5.7396 | 0.54974 | 6 | 0.2893
73159 | 10.2 | 0.8 | 365 | 9.2926 | 0.69959 | 9 | 0.99219
73161 | 8.64 | 0.8 | 365 | 7.8714 | 0.83965 | 8 | 0.71104
73164 | 7.54 | 0.8 | 365 | 6.8692 | 0.82303 | 7 | 0.69227
73162 | 5.83 | 0.8 | 365 | 5.3114 | 0.6881 | 5 | 0.99946
73163 | 6.09 | 0.8 | 365 | 5.5482 | 0.16475 | 5 | 0.71299
73165 | 3.92 | 0.8 | 365 | 3.5713 | 0.18651 | 3 | 0.75778
73167 | 10.26 | 0.8 | 365 | 9.3473 | 0.80958 | 10 | 0.15685
73166 | 8.71 | 0.8 | 365 | 7.9352 | 0.96798 | 8 | 0.90314
73168 | 7.2 | 0.8 | 365 | 6.5595 | 0.19971 | 6 | 0.7592
73169 | 12.21 | 0.8 | 365 | 11.1238 | 0.38451 | 11 | 0.5083
73170 | 7.2 | 0.8 | 365 | 6.5595 | 0.19971 | 6 | 0.7592
72829 | 12.73 | 0.8 | 365 | 11.5975 | 0.33782 | 11 | 0.93536
73172 | 3.3 | 0.8 | 365 | 3.0064 | 0.049866 | 3 | 0.056298
73171 | 7.26 | 0.8 | 365 | 6.6142 | 0.30971 | 6 | 0.92386
73174 | 7.935 | 0.8 | 365 | 7.2291 | 0.54718 | 7 | 0.77628
73176 | 5.4 | 0.8 | 365 | 4.9196 | 0.89978 | 5 | 0.8194
73177 | 8.4 | 0.8 | 365 | 7.6527 | 0.39966 | 8 | 0.052396
73178 | 6.21 | 0.8 | 365 | 5.6576 | 0.38475 | 6 | 0.042307
73070 | 10.08 | 0.8 | 365 | 9.1833 | 0.47959 | 9 | 0.66287
73180 | 6.6 | 0.8 | 365 | 6.0129 | 0.099732 | 6 | 0.1126
73127 | 10.36 | 0.8 | 365 | 9.4384 | 0.99291 | 10 | 0.43129
73181 | 6 | 0.8 | 365 | 5.4662 | 0.99976 | 6 | 0.466
73182 | 5.13 | 0.8 | 365 | 4.6736 | 0.40479 | 5 | 0.078427
73184 | 2.32 | 0.8 | 365 | 2.1136 | 0.25324 | 2 | 0.36685
73185 | 7.83 | 0.8 | 365 | 7.1334 | 0.35468 | 7 | 0.48813
73183 | 9.28 | 0.8 | 365 | 8.4545 | 0.012957 | 8 | 0.46741
73186 | 4.2 | 0.8 | 365 | 3.8264 | 0.69983 | 4 | 0.5262
73189 | 7.98 | 0.8 | 365 | 7.2701 | 0.62968 | 7 | 0.89978
73191 | 7.25 | 0.8 | 365 | 6.605 | 0.29137 | 6 | 0.89641
73188 | 10.08 | 0.8 | 365 | 9.1833 | 0.47959 | 9 | 0.66287
72440 | 27.295 | 0.6 | 365 | 18.6501 | 0.5298 | 19 | 0.17992
73194 | 4.275 | 0.8 | 365 | 3.8947 | 0.83733 | 4 | 0.73202
73193 | 4.335 | 0.8 | 365 | 3.9494 | 0.94732 | 4 | 0.89668
73195 | 4.275 | 0.8 | 365 | 3.8947 | 0.83733 | 4 | 0.73202
73196 | 9.24 | 0.8 | 365 | 8.418 | 0.93963 | 9 | 0.35764
73197 | 8.265 | 0.8 | 365 | 7.5297 | 0.15216 | 7 | 0.68191
73198 | 6.96 | 0.8 | 365 | 6.3408 | 0.75972 | 7 | 0.10056
73199 | 9.54 | 0.8 | 365 | 8.6913 | 0.48961 | 9 | 0.18093
73200 | 5.415 | 0.8 | 365 | 4.9333 | 0.92728 | 5 | 0.86056
73201 | 2 | 0.8 | 365 | 1.8221 | 0.66659 | 2 | 0.48867
73202 | 8.67 | 0.8 | 365 | 7.8987 | 0.89465 | 8 | 0.79337
73203 | 8.265 | 0.8 | 365 | 7.5297 | 0.15216 | 7 | 0.68191
73205 | 13.515 | 0.8 | 365 | 12.3127 | 0.77695 | 13 | 0.089658
73207 | 5.32 | 0.8 | 365 | 4.8467 | 0.75312 | 5 | 0.59985
73204 | 7.8 | 0.8 | 365 | 7.1061 | 0.29968 | 7 | 0.4058
73208 | 11.97 | 0.8 | 365 | 10.9051 | 0.94451 | 11 | 0.84966
73209 | 6.6 | 0.8 | 365 | 6.0129 | 0.099732 | 6 | 0.1126
73210 | 3 | 0.8 | 365 | 2.7331 | 0.49988 | 3 | 0.233
73211 | 13.5 | 1 | 365 | 15.3738 | 0.93682 | 16 | 0.31062
73212 | 8.45 | 0.8 | 365 | 7.6983 | 0.49132 | 8 | 0.18961
73213 | 5.4 | 0.8 | 365 | 4.9196 | 0.89978 | 5 | 0.8194
73214 | 11.02 | 0.8 | 365 | 10.0397 | 0.20289 | 10 | 0.24255
73215 | 6.71 | 0.8 | 365 | 6.1131 | 0.30139 | 6 | 0.41447
73216 | 6.12 | 0.8 | 365 | 5.5756 | 0.21975 | 5 | 0.79532
73232 | 3 | 0.8 | 365 | 2.7331 | 0.49988 | 3 | 0.233
73233 | 4.48 | 0.8 | 365 | 4.0815 | 0.21315 | 4 | 0.29461
73234 | 7 | 0.8 | 365 | 6.3773 | 0.83305 | 7 | 0.21033
73238 | 9.6 | 0.8 | 365 | 8.746 | 0.59961 | 9 | 0.34559
73237 | 4.2 | 0.8 | 365 | 3.8264 | 0.69983 | 4 | 0.5262
73240 | 7.44 | 0.8 | 365 | 6.7781 | 0.6397 | 7 | 0.41784
73241 | 6.7 | 0.8 | 365 | 6.104 | 0.28306 | 6 | 0.38703
73242 | 3.92 | 0.8 | 365 | 3.5713 | 0.18651 | 3 | 0.75778
73243 | 4.32 | 0.8 | 365 | 3.9357 | 0.91982 | 4 | 0.85552
73249 | 11.34 | 0.8 | 365 | 10.3312 | 0.78954 | 11 | 0.12073
73253 | 9.24 | 0.8 | 365 | 8.418 | 0.93963 | 9 | 0.35764
73255 | 13.2 | 0.8 | 365 | 12.0257 | 0.19946 | 12 | 0.22519
73256 | 10.24 | 0.8 | 365 | 9.329 | 0.77292 | 10 | 0.10197
73257 | 5.565 | 0.8 | 365 | 5.0699 | 0.20227 | 5 | 0.27221
73258 | 9.805 | 0.8 | 365 | 8.9327 | 0.97544 | 9 | 0.90818
73259 | 4.2 | 0.8 | 365 | 3.8264 | 0.69983 | 4 | 0.5262
73260 | 6.21 | 0.8 | 365 | 5.6576 | 0.38475 | 6 | 0.042307
73261 | 7.84 | 0.8 | 365 | 7.1426 | 0.37302 | 7 | 0.51557
73262 | 11.76 | 0.8 | 365 | 10.7138 | 0.55952 | 11 | 0.27335
73263 | 7.68 | 0.8 | 365 | 6.9968 | 0.079689 | 7 | 0.076476
73264 | 9.455 | 0.8 | 365 | 8.6139 | 0.33378 | 8 | 0.94767
73265 | 4.725 | 0.8 | 365 | 4.3047 | 0.66231 | 4 | 0.96697
73268 | 9.805 | 0.8 | 365 | 8.9327 | 0.97544 | 9 | 0.90818
73269 | 10.92 | 0.8 | 365 | 9.9486 | 0.019557 | 9 | 0.96811
73270 | 8.99 | 0.8 | 365 | 8.1902 | 0.4813 | 8 | 0.67155
73279 | 6.6 | 0.8 | 365 | 6.0129 | 0.099732 | 6 | 0.1126
73271 | 7.28 | 0.8 | 365 | 6.6324 | 0.34637 | 6 | 0.97874
73272 | 6.625 | 0.8 | 365 | 6.0356 | 0.14556 | 6 | 0.1812
73273 | 9.52 | 0.8 | 365 | 8.6731 | 0.45295 | 9 | 0.12605
73274 | 5.32 | 0.8 | 365 | 4.8467 | 0.75312 | 5 | 0.59985
73275 | 9.28 | 0.8 | 365 | 8.4545 | 0.012957 | 8 | 0.46741
73276 | 7.28 | 0.8 | 365 | 6.6324 | 0.34637 | 6 | 0.97874
73277 | 4.35 | 0.8 | 365 | 3.963 | 0.97482 | 4 | 0.93785
73278 | 11.34 | 0.8 | 365 | 10.3312 | 0.78954 | 11 | 0.12073
73280 | 9.805 | 0.8 | 365 | 8.9327 | 0.97544 | 9 | 0.90818
63498 | 47.6 | 0.65 | 365 | 35.2345 | 0.9026 | 36 | 0.13707
71101 | 2.94 | 0.8 | 365 | 2.6785 | 0.38988 | 3 | 0.068338
73281 | 5.6 | 0.8 | 365 | 5.1018 | 0.26644 | 5 | 0.36826
73283 | 8.64 | 0.8 | 365 | 7.8714 | 0.83965 | 8 | 0.71104
73284 | 12 | 0.8 | 365 | 10.9325 | 0.99951 | 11 | 0.93199
73291 | 13.44 | 0.8 | 365 | 12.2444 | 0.63946 | 12 | 0.88383
23076 | 1316.7 | 1 | 365 | 1499.458 | 0.37079 | 1499 | 0.82875
23085 | 1316.7 | 1 | 365 | 1499.458 | 0.37079 | 1499 | 0.82875
73292 | 3.08 | 0.8 | 365 | 2.806 | 0.64654 | 3 | 0.45255
73295 | 3.84 | 0.8 | 365 | 3.4984 | 0.039844 | 3 | 0.53824
73297 | 5.695 | 0.8 | 365 | 5.1884 | 0.4406 | 5 | 0.62898
73294 | 12.48 | 0.8 | 365 | 11.3698 | 0.87949 | 12 | 0.24927
73296 | 8.64 | 0.8 | 365 | 7.8714 | 0.83965 | 8 | 0.71104
73286 | 7.685 | 0.8 | 365 | 7.0013 | 0.088855 | 7 | 0.090198
73298 | 13.68 | 0.8 | 365 | 12.463 | 0.079446 | 12 | 0.54247
73299 | 7.475 | 0.8 | 365 | 6.81 | 0.70386 | 7 | 0.51389
73300 | 10.64 | 0.8 | 365 | 9.6935 | 0.50624 | 10 | 0.1997
73301 | 4.48 | 0.8 | 365 | 4.0815 | 0.21315 | 4 | 0.29461
73305 | 11.2 | 0.8 | 365 | 10.2036 | 0.53288 | 10 | 0.73653
73304 | 4.8 | 0.8 | 365 | 4.373 | 0.79981 | 5 | 0.1728
30546 | 1316.7 | 1 | 365 | 1499.458 | 0.37079 | 1499 | 0.82875
73306 | 10.8 | 0.8 | 365 | 9.8392 | 0.79956 | 10 | 0.63879
73309 | 8.235 | 0.8 | 365 | 7.5024 | 0.097166 | 7 | 0.59958
73310 | 16.2 | 0.8 | 365 | 14.7588 | 0.69934 | 15 | 0.45819
73318 | 6.67 | 0.8 | 365 | 6.0766 | 0.22806 | 6 | 0.3047
73327 | 9.3 | 0.8 | 365 | 8.4727 | 0.049623 | 8 | 0.5223
73328 | 9.15 | 0.8 | 365 | 8.336 | 0.77463 | 9 | 0.11065
73329 | 9 | 0.8 | 365 | 8.1994 | 0.49964 | 8 | 0.699
73330 | 13.8 | 1 | 365 | 15.7154 | 0.6243 | 16 | 0.33974
20438 | 5998.59 | 0.8 | 365 | 5464.9554 | 0.17186 | 5465 | 0.12729
35874 | 6.63 | 1 | 365 | 7.5502 | 0.19341 | 7 | 0.74366
50741 | 243.1 | 0.9 | 365 | 249.1581 | 0.38266 | 249 | 0.54072
68797 | 8.84 | 0.8 | 365 | 8.0536 | 0.20631 | 8 | 0.2599
71018 | 5.2 | 0.8 | 365 | 4.7374 | 0.53312 | 5 | 0.27053
73121 | 4.2 | 0.8 | 365 | 3.8264 | 0.69983 | 4 | 0.5262
73122 | 4.35 | 0.8 | 365 | 3.963 | 0.97482 | 4 | 0.93785
73123 | 2.8 | 0.8 | 365 | 2.5509 | 0.13322 | 2 | 0.68413
73125 | 3.36 | 0.8 | 365 | 3.0611 | 0.15986 | 3 | 0.22096
73187 | 8.7 | 0.8 | 365 | 7.926 | 0.94965 | 8 | 0.8757
73266 | 8.7 | 0.8 | 365 | 7.926 | 0.94965 | 8 | 0.8757
73334 | 6.1 | 0.8 | 365 | 5.5573 | 0.18309 | 5 | 0.74043
73335 | 24 | 0.8 | 365 | 21.865 | 0.99903 | 22 | 0.86399
73336 | 5.13 | 0.8 | 365 | 4.6736 | 0.40479 | 5 | 0.078427
73339 | 5.76 | 0.8 | 365 | 5.2476 | 0.55977 | 5 | 0.80736
73340 | 11.16 | 0.8 | 365 | 10.1672 | 0.45955 | 10 | 0.62675
73341 | 9.9 | 0.8 | 365 | 9.0193 | 0.1496 | 9 | 0.16889
73342 | 6.03 | 0.8 | 365 | 5.4936 | 0.054756 | 5 | 0.54833
73348 | 5.4 | 0.8 | 365 | 4.9196 | 0.89978 | 5 | 0.8194
73349 | 9.9 | 0.8 | 365 | 9.0193 | 0.1496 | 9 | 0.16889
73350 | 13.325 | 0.8 | 365 | 12.1396 | 0.42863 | 12 | 0.56823
73351 | 7.8 | 0.8 | 365 | 7.1061 | 0.29968 | 7 | 0.4058
73352 | 6.27 | 0.8 | 365 | 5.7122 | 0.49475 | 6 | 0.20697
73353 | 9.715 | 0.8 | 365 | 8.8508 | 0.81044 | 9 | 0.66119
73354 | 4.55 | 0.8 | 365 | 4.1452 | 0.34148 | 4 | 0.48671
73355 | 10.8 | 0.8 | 365 | 9.8392 | 0.79956 | 10 | 0.63879
73356 | 12.73 | 0.8 | 365 | 11.5975 | 0.33782 | 11 | 0.93536
73357 | 6.825 | 0.8 | 365 | 6.2178 | 0.51222 | 6 | 0.73007
73358 | 7.5 | 0.8 | 365 | 6.8328 | 0.7497 | 7 | 0.5825
73359 | 6.875 | 0.8 | 365 | 6.2634 | 0.60389 | 6 | 0.86729
73362 | 3 | 0.8 | 365 | 2.7331 | 0.49988 | 3 | 0.233
73364 | 11.4 | 0.8 | 365 | 10.3859 | 0.89954 | 11 | 0.28539
73366 | 6.9 | 0.8 | 365 | 6.2862 | 0.64972 | 6 | 0.9359
73367 | 10.2 | 0.8 | 365 | 9.2926 | 0.69959 | 9 | 0.99219
73368 | 5.225 | 0.8 | 365 | 4.7602 | 0.57895 | 5 | 0.33914
73369 | 12 | 0.8 | 365 | 10.9325 | 0.99951 | 11 | 0.93199
73370 | 4.5 | 0.8 | 365 | 4.0997 | 0.24982 | 4 | 0.3495
73371 | 3.025 | 0.8 | 365 | 2.7559 | 0.54571 | 3 | 0.30161
73373 | 8.12 | 0.8 | 365 | 7.3976 | 0.88634 | 8 | 0.28398
73374 | 4.48 | 0.8 | 365 | 4.0815 | 0.21315 | 4 | 0.29461
73375 | 7 | 0.8 | 365 | 6.3773 | 0.83305 | 7 | 0.21033
73378 | 11.2 | 0.8 | 365 | 10.2036 | 0.53288 | 10 | 0.73653
73380 | 10.92 | 0.8 | 365 | 9.9486 | 0.019557 | 9 | 0.96811
73381 | 7.59 | 0.8 | 365 | 6.9148 | 0.91469 | 7 | 0.82949
73382 | 3.9 | 0.8 | 365 | 3.5531 | 0.14984 | 3 | 0.7029
73383 | 8.265 | 0.8 | 365 | 7.5297 | 0.15216 | 7 | 0.68191
73384 | 8.125 | 0.8 | 365 | 7.4022 | 0.8955 | 8 | 0.2977
73385 | 9.52 | 0.8 | 365 | 8.6731 | 0.45295 | 9 | 0.12605
73387 | 3.9 | 0.8 | 365 | 3.5531 | 0.14984 | 3 | 0.7029
73388 | 9.765 | 0.8 | 365 | 8.8963 | 0.9021 | 9 | 0.79841
73389 | 8.45 | 0.8 | 365 | 7.6983 | 0.49132 | 8 | 0.18961
73392 | 6.3 | 0.8 | 365 | 5.7396 | 0.54974 | 6 | 0.2893
73393 | 11.1 | 0.8 | 365 | 10.1125 | 0.34955 | 10 | 0.46209
73394 | 10.075 | 0.8 | 365 | 9.1787 | 0.47042 | 9 | 0.64915
73395 | 8.125 | 0.8 | 365 | 7.4022 | 0.8955 | 8 | 0.2977
73396 | 9.6 | 0.8 | 365 | 8.746 | 0.59961 | 9 | 0.34559
73397 | 2.7 | 0.8 | 365 | 2.4598 | 0.94989 | 3 | 0.4097
73401 | 13.325 | 0.8 | 365 | 12.1396 | 0.42863 | 12 | 0.56823
73402 | 13.325 | 0.8 | 365 | 12.1396 | 0.42863 | 12 | 0.56823
73405 | 5.525 | 0.8 | 365 | 5.0335 | 0.12894 | 5 | 0.16244
73406 | 7.2 | 0.8 | 365 | 6.5595 | 0.19971 | 6 | 0.7592
73411 | 3 | 0.8 | 365 | 2.7331 | 0.49988 | 3 | 0.233
73414 | 3 | 0.8 | 365 | 2.7331 | 0.49988 | 3 | 0.233
73415 | 6.5 | 0.8 | 365 | 5.9218 | 0.9164 | 6 | 0.83816
73416 | 5.85 | 0.8 | 365 | 5.3296 | 0.72476 | 6 | 0.054347
73417 | 12 | 0.8 | 365 | 10.9325 | 0.99951 | 11 | 0.93199
73418 | 6.5 | 0.8 | 365 | 5.9218 | 0.9164 | 6 | 0.83816
73419 | 11.375 | 0.8 | 365 | 10.3631 | 0.85371 | 11 | 0.21679
73420 | 9.045 | 0.8 | 365 | 8.2404 | 0.58213 | 8 | 0.82249
73421 | 4.55 | 0.8 | 365 | 4.1452 | 0.34148 | 4 | 0.48671
73422 | 6.5 | 0.8 | 365 | 5.9218 | 0.9164 | 6 | 0.83816
73424 | 10.08 | 0.8 | 365 | 9.1833 | 0.47959 | 9 | 0.66287
73426 | 8.68 | 0.8 | 365 | 7.9078 | 0.91298 | 8 | 0.82081
73427 | 4.62 | 0.8 | 365 | 4.209 | 0.46981 | 4 | 0.67882
73428 | 3.08 | 0.8 | 365 | 2.806 | 0.64654 | 3 | 0.45255
73433 | 9.52 | 0.8 | 365 | 8.6731 | 0.45295 | 9 | 0.12605
73438 | 14.84 | 0.8 | 365 | 13.5198 | 0.20607 | 13 | 0.7259
73439 | 6 | 0.8 | 365 | 5.4662 | 0.99976 | 6 | 0.466
73440 | 8.48 | 0.8 | 365 | 7.7256 | 0.54632 | 8 | 0.27194
73441 | 7.425 | 0.8 | 365 | 6.7645 | 0.6122 | 7 | 0.37667
73443 | 4.2 | 0.8 | 365 | 3.8264 | 0.69983 | 4 | 0.5262
73444 | 6.96 | 0.8 | 365 | 6.3408 | 0.75972 | 7 | 0.10056
73446 | 8.45 | 0.8 | 365 | 7.6983 | 0.49132 | 8 | 0.18961
73448 | 4.76 | 0.8 | 365 | 4.3366 | 0.72647 | 5 | 0.063024
73450 | 6.44 | 0.8 | 365 | 5.8671 | 0.80641 | 6 | 0.6735
73451 | 5.04 | 0.8 | 365 | 4.5916 | 0.2398 | 4 | 0.83144
73452 | 10.2 | 0.8 | 365 | 9.2926 | 0.69959 | 9 | 0.99219
73453 | 12.6 | 0.8 | 365 | 11.4791 | 0.099489 | 11 | 0.57859
73454 | 16.74 | 0.8 | 365 | 15.2508 | 0.68932 | 15 | 0.94013
73455 | 5.6 | 0.8 | 365 | 5.1018 | 0.26644 | 5 | 0.36826
73458 | 4.5 | 0.8 | 365 | 4.0997 | 0.24982 | 4 | 0.3495
70329 | 5.3 | 0.8 | 365 | 4.8285 | 0.71645 | 5 | 0.54496
72865 | 5.232 | 0.8 | 365 | 4.7666 | 0.59179 | 5 | 0.35835
72868 | 8.375 | 0.8 | 365 | 7.63 | 0.35383 | 7 | 0.98379
72871 | 11.16 | 0.8 | 365 | 10.1672 | 0.45955 | 10 | 0.62675
72873 | 7.44 | 0.8 | 365 | 6.7781 | 0.6397 | 7 | 0.41784
72879 | 8.96 | 0.8 | 365 | 8.1629 | 0.4263 | 8 | 0.58922
72885 | 8.12 | 0.8 | 365 | 7.3976 | 0.88634 | 8 | 0.28398
72933 | 6.6 | 0.8 | 365 | 6.0129 | 0.099732 | 6 | 0.1126
72677 | 9.9 | 0.8 | 365 | 9.0193 | 0.1496 | 9 | 0.16889
73056 | 4.14 | 0.8 | 365 | 3.7717 | 0.58983 | 4 | 0.36154
73035 | 3.85 | 0.8 | 365 | 3.5075 | 0.058177 | 3 | 0.56568
73114 | 2.8 | 0.8 | 365 | 2.5509 | 0.13322 | 2 | 0.68413
66585 | 25 | 0.8 | 365 | 22.776 | 0.83232 | 23 | 0.60832
49940 | 6.3 | 0.8 | 365 | 5.7396 | 0.54974 | 6 | 0.2893
73267 | 11.07 | 0.8 | 365 | 10.0852 | 0.29455 | 10 | 0.37976
73116 | 9.24 | 0.8 | 365 | 8.418 | 0.93963 | 9 | 0.35764
73285 | 3.315 | 0.8 | 365 | 3.0201 | 0.077366 | 3 | 0.097463
73302 | 8.54 | 0.8 | 365 | 7.7803 | 0.65632 | 8 | 0.4366
73308 | 12.47 | 0.8 | 365 | 11.3607 | 0.86116 | 12 | 0.22183
73333 | 6 | 0.8 | 365 | 5.4662 | 0.99976 | 6 | 0.466
71947 | 3.08 | 0.8 | 365 | 2.806 | 0.64654 | 3 | 0.45255
72100 | 17.64 | 0.8 | 365 | 16.0707 | 0.33928 | 16 | 0.41003
73459 | 6.9 | 0.8 | 365 | 6.2862 | 0.64972 | 6 | 0.9359
73436 | 10.92 | 0.8 | 365 | 9.9486 | 0.019557 | 9 | 0.96811
73461 | 4.845 | 0.8 | 365 | 4.414 | 0.8823 | 5 | 0.29629
73463 | 10.065 | 0.8 | 365 | 9.1696 | 0.45209 | 9 | 0.62171
73464 | 3.92 | 0.8 | 365 | 3.5713 | 0.18651 | 3 | 0.75778
73465 | 5.6 | 0.8 | 365 | 5.1018 | 0.26644 | 5 | 0.36826
73466 | 7.28 | 0.8 | 365 | 6.6324 | 0.34637 | 6 | 0.97874
73467 | 7.84 | 0.8 | 365 | 7.1426 | 0.37302 | 7 | 0.51557
73471 | 6.095 | 0.8 | 365 | 5.5528 | 0.17392 | 5 | 0.72671
73462 | 9.805 | 0.8 | 365 | 8.9327 | 0.97544 | 9 | 0.90818
73472 | 4.2 | 0.8 | 365 | 3.8264 | 0.69983 | 4 | 0.5262
73474 | 8.4 | 0.8 | 365 | 7.6527 | 0.39966 | 8 | 0.052396
73475 | 5.04 | 0.8 | 365 | 4.5916 | 0.2398 | 4 | 0.83144
73481 | 2.56 | 0.8 | 365 | 2.3323 | 0.69323 | 3 | 0.025492
73160 | 9.6 | 0.8 | 365 | 8.746 | 0.59961 | 9 | 0.34559
73486 | 9.24 | 0.8 | 365 | 8.418 | 0.93963 | 9 | 0.35764
73487 | 8.525 | 0.8 | 365 | 7.7666 | 0.62882 | 8 | 0.39544
73488 | 11.55 | 0.8 | 365 | 10.5225 | 0.17453 | 10 | 0.69704
73489 | 6.825 | 0.8 | 365 | 6.2178 | 0.51222 | 6 | 0.73007
73492 | 3.05 | 0.8 | 365 | 2.7787 | 0.59154 | 3 | 0.37022
73494 | 4.42 | 0.8 | 365 | 4.0268 | 0.10315 | 4 | 0.12995
73495 | 6.24 | 1 | 365 | 7.1061 | 0.29968 | 7 | 0.4058
73497 | 9.45 | 1 | 365 | 10.7617 | 0.65577 | 11 | 0.41743
73496 | 2.08 | 0.8 | 365 | 1.895 | 0.81325 | 2 | 0.70821
71965 | 32.94 | 0.9 | 365 | 33.7609 | 0.93725 | 34 | 0.69811
72678 | 10.44 | 0.8 | 365 | 9.5113 | 0.13958 | 9 | 0.65083
35294 | 574.2 | 0.7 | 365 | 457.7293 | 0.092135 | 457 | 0.82141
58636 | 10.35 | 0.8 | 365 | 9.4293 | 0.97458 | 10 | 0.40384
54192 | 3.12 | 1 | 365 | 3.5531 | 0.14984 | 3 | 0.7029
55360 | 7.28 | 1 | 365 | 8.2905 | 0.68296 | 8 | 0.97343
70307 | 10.07 | 0.8 | 365 | 9.1742 | 0.46126 | 9 | 0.63543
62901 | 100.8 | 0.7 | 365 | 80.3537 | 0.69642 | 81 | 0.050153
65243 | 53.6 | 0.7 | 365 | 42.7278 | 0.98143 | 43 | 0.70921
63058 | 345.05 | 0.7 | 365 | 275.0601 | 0.50547 | 275 | 0.56553
73476 | 8.55 | 0.8 | 365 | 7.7894 | 0.67465 | 8 | 0.46405
73501 | 6.825 | 0.8 | 365 | 6.2178 | 0.51222 | 6 | 0.73007
73379 | 10.4 | 0.8 | 365 | 9.4748 | 0.066245 | 9 | 0.54106
73507 | 3.64 | 0.8 | 365 | 3.3162 | 0.67319 | 3 | 0.98937
73510 | 3.6 | 0.8 | 365 | 3.2797 | 0.59985 | 3 | 0.8796
73513 | 6.93 | 0.8 | 365 | 6.3135 | 0.70472 | 7 | 0.018226
73515 | 8.4 | 0.8 | 365 | 7.6527 | 0.39966 | 8 | 0.052396
73517 | 1.8 | 0.8 | 365 | 1.6399 | 0.29993 | 1 | 0.9398
73363 | 7.65 | 0.8 | 365 | 6.9695 | 0.02469 | 6 | 0.99415
73520 | 10.725 | 0.8 | 365 | 9.7709 | 0.66207 | 10 | 0.43297
73410 | 12 | 0.8 | 365 | 10.9325 | 0.99951 | 11 | 0.93199
73521 | 9.15 | 0.8 | 365 | 8.336 | 0.77463 | 9 | 0.11065
73522 | 13.2 | 0.8 | 365 | 12.0257 | 0.19946 | 12 | 0.22519
73524 | 5.795 | 0.8 | 365 | 5.2795 | 0.62393 | 5 | 0.90341
73525 | 6.825 | 0.8 | 365 | 6.2178 | 0.51222 | 6 | 0.73007
73526 | 9.3 | 0.8 | 365 | 8.4727 | 0.049623 | 8 | 0.5223
73528 | 3.36 | 0.8 | 365 | 3.0611 | 0.15986 | 3 | 0.22096
73529 | 4.76 | 0.8 | 365 | 4.3366 | 0.72647 | 5 | 0.063024
73533 | 12.3 | 0.8 | 365 | 11.2058 | 0.5495 | 11 | 0.75529
73531 | 12.3 | 0.8 | 365 | 11.2058 | 0.5495 | 11 | 0.75529
73534 | 5.94 | 0.8 | 365 | 5.4116 | 0.88976 | 6 | 0.30134
73535 | 6.16 | 0.8 | 365 | 5.612 | 0.29308 | 5 | 0.90509
73536 | 4.88 | 0.8 | 365 | 4.4459 | 0.94647 | 5 | 0.39234
73537 | 6.05 | 0.8 | 365 | 5.5118 | 0.091421 | 5 | 0.60321
50745 | 430.505 | 0.9 | 365 | 441.2332 | 0.89693 | 442 | 0.13012
73540 | 6.03 | 0.8 | 365 | 5.4936 | 0.054756 | 5 | 0.54833
73541 | 7.32 | 0.8 | 365 | 6.6688 | 0.4197 | 7 | 0.088516
73542 | 8.1 | 0.8 | 365 | 7.3794 | 0.84967 | 8 | 0.2291
73547 | 10.065 | 0.8 | 365 | 9.1696 | 0.45209 | 9 | 0.62171
73549 | 3.85 | 0.8 | 365 | 3.5075 | 0.058177 | 3 | 0.56568
73552 | 8.1 | 0.8 | 365 | 7.3794 | 0.84967 | 8 | 0.2291
72124 | 8.84 | 0.8 | 365 | 8.0536 | 0.20631 | 8 | 0.2599
73557 | 6.1 | 0.8 | 365 | 5.5573 | 0.18309 | 5 | 0.74043
73559 | 7.68 | 0.8 | 365 | 6.9968 | 0.079689 | 7 | 0.076476
73561 | 8.625 | 0.8 | 365 | 7.8577 | 0.81215 | 8 | 0.66987
73563 | 10.965 | 0.8 | 365 | 9.9896 | 0.10206 | 10 | 0.091609
73565 | 9.9 | 0.8 | 365 | 9.0193 | 0.1496 | 9 | 0.16889
73566 | 9.1 | 0.8 | 365 | 8.2905 | 0.68296 | 8 | 0.97343
73569 | 7.7 | 0.8 | 365 | 7.015 | 0.11635 | 7 | 0.13136
73568 | 9.9 | 0.8 | 365 | 9.0193 | 0.1496 | 9 | 0.16889
73573 | 5.5 | 0.8 | 365 | 5.0107 | 0.08311 | 5 | 0.09383
73571 | 8.235 | 0.8 | 365 | 7.5024 | 0.097166 | 7 | 0.59958
73575 | 4.05 | 0.8 | 365 | 3.6897 | 0.42484 | 4 | 0.11455
73576 | 8.7 | 0.8 | 365 | 7.926 | 0.94965 | 8 | 0.8757
73580 | 4.32 | 0.8 | 365 | 3.9357 | 0.91982 | 4 | 0.85552
73581 | 7.25 | 0.8 | 365 | 6.605 | 0.29137 | 6 | 0.89641
73586 | 3.3 | 0.8 | 365 | 3.0064 | 0.049866 | 3 | 0.056298
73587 | 12.375 | 0.8 | 365 | 11.2741 | 0.687 | 11 | 0.96112
73588 | 7.425 | 0.8 | 365 | 6.7645 | 0.6122 | 7 | 0.37667
73590 | 5.44 | 0.8 | 365 | 4.9561 | 0.97311 | 5 | 0.92917
73593 | 8.4 | 0.8 | 365 | 7.6527 | 0.39966 | 8 | 0.052396
73572 | 4.88 | 0.8 | 365 | 4.4459 | 0.94647 | 5 | 0.39234
73603 | 7.28 | 0.8 | 365 | 6.6324 | 0.34637 | 6 | 0.97874
73606 | 2.52 | 0.8 | 365 | 2.2958 | 0.6199 | 2 | 0.91572
73607 | 8.91 | 0.8 | 365 | 8.1174 | 0.33464 | 8 | 0.45201
73605 | 10.44 | 0.8 | 365 | 9.5113 | 0.13958 | 9 | 0.65083
73613 | 5.4 | 0.8 | 365 | 4.9196 | 0.89978 | 5 | 0.8194
73617 | 3.36 | 0.8 | 365 | 3.0611 | 0.15986 | 3 | 0.22096
73619 | 5.88 | 0.8 | 365 | 5.3569 | 0.77976 | 6 | 0.13668
73618 | 5.85 | 0.8 | 365 | 5.3296 | 0.72476 | 6 | 0.054347
72802 | 3.25 | 0.8 | 365 | 2.9609 | 0.9582 | 3 | 0.91908
73404 | 6.5 | 0.8 | 365 | 5.9218 | 0.9164 | 6 | 0.83816
73620 | 9.18 | 0.8 | 365 | 8.3633 | 0.82963 | 9 | 0.19298
73621 | 3.3 | 0.8 | 365 | 3.0064 | 0.049866 | 3 | 0.056298
73623 | 11.59 | 0.8 | 365 | 10.559 | 0.24786 | 10 | 0.80682
73624 | 5.88 | 0.8 | 365 | 5.3569 | 0.77976 | 6 | 0.13668
73626 | 10.26 | 0.8 | 365 | 9.3473 | 0.80958 | 10 | 0.15685
73627 | 8.835 | 0.8 | 365 | 8.049 | 0.19714 | 8 | 0.24618
73628 | 7.83 | 1 | 365 | 8.9168 | 0.94335 | 9 | 0.86016
73631 | 6.6 | 0.8 | 365 | 6.0129 | 0.099732 | 6 | 0.1126
73632 | 8.4 | 0.8 | 365 | 7.6527 | 0.39966 | 8 | 0.052396
73532 | 5.415 | 0.8 | 365 | 4.9333 | 0.92728 | 5 | 0.86056
73633 | 4.27 | 0.8 | 365 | 3.8901 | 0.82816 | 4 | 0.7183
73635 | 3.9 | 0.8 | 365 | 3.5531 | 0.14984 | 3 | 0.7029
73636 | 7.28 | 0.8 | 365 | 6.6324 | 0.34637 | 6 | 0.97874
73637 | 5.04 | 0.8 | 365 | 4.5916 | 0.2398 | 4 | 0.83144
73638 | 6.16 | 0.8 | 365 | 5.612 | 0.29308 | 5 | 0.90509
73639 | 5.88 | 0.8 | 365 | 5.3569 | 0.77976 | 6 | 0.13668
73642 | 7.425 | 0.8 | 365 | 6.7645 | 0.6122 | 7 | 0.37667
73640 | 5.32 | 0.8 | 365 | 4.8467 | 0.75312 | 5 | 0.59985
73643 | 6.16 | 0.8 | 365 | 5.612 | 0.29308 | 5 | 0.90509
73644 | 5.88 | 0.8 | 365 | 5.3569 | 0.77976 | 6 | 0.13668
73641 | 11.56 | 0.8 | 365 | 10.5316 | 0.19286 | 10 | 0.72449
73646 | 6.44 | 0.8 | 365 | 5.8671 | 0.80641 | 6 | 0.6735
73645 | 9.66 | 0.8 | 365 | 8.8006 | 0.70961 | 9 | 0.51025
73647 | 10.36 | 0.8 | 365 | 9.4384 | 0.99291 | 10 | 0.43129
73648 | 5.865 | 0.8 | 365 | 5.3432 | 0.75226 | 6 | 0.095512
50990 | 9.9 | 0.8 | 365 | 9.0193 | 0.1496 | 9 | 0.16889
73654 | 3.2 | 0.8 | 365 | 2.9153 | 0.86654 | 3 | 0.78186
73657 | 5.22 | 0.8 | 365 | 4.7556 | 0.56979 | 5 | 0.32542
73658 | 12.15 | 0.8 | 365 | 11.0691 | 0.27451 | 11 | 0.34364
73661 | 9.715 | 0.8 | 365 | 8.8508 | 0.81044 | 9 | 0.66119
73662 | 11.55 | 0.8 | 365 | 10.5225 | 0.17453 | 10 | 0.69704
73663 | 7.92 | 0.8 | 365 | 7.2154 | 0.51968 | 7 | 0.73512
73666 | 11.725 | 0.8 | 365 | 10.6819 | 0.49536 | 11 | 0.1773
73668 | 9.36 | 0.8 | 365 | 8.5273 | 0.15962 | 8 | 0.68696
73669 | 13.8 | 0.8 | 365 | 12.5724 | 0.29944 | 12 | 0.87179
73670 | 9.715 | 0.8 | 365 | 8.8508 | 0.81044 | 9 | 0.66119
73671 | 8.54 | 0.8 | 365 | 7.7803 | 0.65632 | 8 | 0.4366
73672 | 7.59 | 0.8 | 365 | 6.9148 | 0.91469 | 7 | 0.82949
73673 | 9.6 | 0.8 | 365 | 8.746 | 0.59961 | 9 | 0.34559
73674 | 5.565 | 0.8 | 365 | 5.0699 | 0.20227 | 5 | 0.27221
73677 | 6.555 | 0.8 | 365 | 5.9719 | 0.017234 | 5 | 0.9891
73678 | 6.72 | 0.8 | 365 | 6.1222 | 0.31973 | 6 | 0.44192
73679 | 6.12 | 0.8 | 365 | 5.5756 | 0.21975 | 5 | 0.79532
73680 | 4.5 | 0.8 | 365 | 4.0997 | 0.24982 | 4 | 0.3495
73682 | 6.867 | 0.8 | 365 | 6.2561 | 0.58922 | 6 | 0.84533
73683 | 13.4 | 0.8 | 365 | 12.2079 | 0.56612 | 12 | 0.77406
73687 | 9.9 | 0.8 | 365 | 9.0193 | 0.1496 | 9 | 0.16889
73667 | 8.12 | 0.8 | 365 | 7.3976 | 0.88634 | 8 | 0.28398
73689 | 3.08 | 0.8 | 365 | 2.806 | 0.64654 | 3 | 0.45255
73690 | 5.88 | 0.8 | 365 | 5.3569 | 0.77976 | 6 | 0.13668
73691 | 5.32 | 0.8 | 365 | 4.8467 | 0.75312 | 5 | 0.59985
73692 | 3.08 | 0.8 | 365 | 2.806 | 0.64654 | 3 | 0.45255
73287 | 8.96 | 0.8 | 365 | 8.1629 | 0.4263 | 8 | 0.58922
72789 | 4.14 | 0.8 | 365 | 3.7717 | 0.58983 | 4 | 0.36154
73288 | 8.96 | 0.8 | 365 | 8.1629 | 0.4263 | 8 | 0.58922
66640 | 11.18 | 1 | 365 | 12.7318 | 0.62027 | 13 | 0.35205
73695 | 5.6 | 0.8 | 365 | 5.1018 | 0.26644 | 5 | 0.36826
73696 | 6.44 | 0.8 | 365 | 5.8671 | 0.80641 | 6 | 0.6735
73700 | 5.04 | 0.8 | 365 | 4.5916 | 0.2398 | 4 | 0.83144
73701 | 10.56 | 0.8 | 365 | 9.6206 | 0.35957 | 9 | 0.98015
73703 | 7.56 | 0.8 | 365 | 6.8875 | 0.85969 | 7 | 0.74716
73704 | 8.4 | 0.8 | 365 | 7.6527 | 0.39966 | 8 | 0.052396
73705 | 2.16 | 0.8 | 365 | 1.9678 | 0.95991 | 2 | 0.92776
73709 | 6.72 | 0.8 | 365 | 6.1222 | 0.31973 | 6 | 0.44192
73710 | 7.8 | 0.8 | 365 | 7.1061 | 0.29968 | 7 | 0.4058
73712 | 8.505 | 0.8 | 365 | 7.7484 | 0.59216 | 8 | 0.34055
73714 | 10.8 | 0.8 | 365 | 9.8392 | 0.79956 | 10 | 0.63879
73715 | 3.64 | 0.8 | 365 | 3.3162 | 0.67319 | 3 | 0.98937
73716 | 11.4 | 0.8 | 365 | 10.3859 | 0.89954 | 11 | 0.28539
73717 | 4.8 | 0.8 | 365 | 4.373 | 0.79981 | 5 | 0.1728
73720 | 8.96 | 0.8 | 365 | 8.1629 | 0.4263 | 8 | 0.58922
73725 | 6.4 | 0.8 | 365 | 5.8307 | 0.73307 | 6 | 0.56373
73726 | 6.615 | 0.8 | 365 | 6.0265 | 0.12723 | 6 | 0.15376
73727 | 12 | 0.8 | 365 | 10.9325 | 0.99951 | 11 | 0.93199
59226 | 337.68 | 1 | 365 | 384.55 | 0.83289 | 385 | 0.38287
59230 | 313.56 | 0.9 | 365 | 321.3739 | 0.7032 | 322 | 0.077117
59227 | 361.8 | 0.9 | 365 | 370.8161 | 0.196 | 371 | 0.012058
59880 | 6.54 | 0.8 | 365 | 5.9582 | 0.98973 | 6 | 0.94794
36754 | 1290.24 | 1 | 365 | 1469.3253 | 0.73463 | 1470 | 0.05994
73731 | 3.84 | 0.8 | 365 | 3.4984 | 0.039844 | 3 | 0.53824
73733 | 8.64 | 0.8 | 365 | 7.8714 | 0.83965 | 8 | 0.71104
73734 | 11.385 | 0.8 | 365 | 10.3722 | 0.87204 | 11 | 0.24423
73735 | 6.72 | 0.8 | 365 | 6.1222 | 0.31973 | 6 | 0.44192
73738 | 8.7 | 0.8 | 365 | 7.926 | 0.94965 | 8 | 0.8757
73739 | 7.68 | 1 | 365 | 8.746 | 0.59961 | 9 | 0.34559
73741 | 6.4 | 0.8 | 365 | 5.8307 | 0.73307 | 6 | 0.56373
73742 | 12 | 0.8 | 365 | 10.9325 | 0.99951 | 11 | 0.93199
73743 | 14.28 | 0.8 | 365 | 13.0097 | 0.17942 | 13 | 0.18907
73744 | 21.28 | 0.8 | 365 | 19.3869 | 0.012471 | 19 | 0.3994
73745 | 4.86 | 0.8 | 365 | 4.4277 | 0.9098 | 5 | 0.33746
63513 | 176.205 | 0.9 | 365 | 180.596 | 0.41478 | 181 | 0.010806
73290 | 5.76 | 0.8 | 365 | 5.2476 | 0.55977 | 5 | 0.80736
72780 | 24.64 | 0.8 | 365 | 22.448 | 0.17233 | 22 | 0.62036
73104 | 8.68 | 0.8 | 365 | 7.9078 | 0.91298 | 8 | 0.82081
72574 | 10.395 | 0.8 | 365 | 9.4703 | 0.057079 | 9 | 0.52734
73539 | 5.6 | 0.8 | 365 | 5.1018 | 0.26644 | 5 | 0.36826
73746 | 4.48 | 0.8 | 365 | 4.0815 | 0.21315 | 4 | 0.29461
73748 | 2.88 | 0.8 | 365 | 2.6238 | 0.27988 | 2 | 0.90368
73749 | 14.84 | 0.8 | 365 | 13.5198 | 0.20607 | 13 | 0.7259
73751 | 4.76 | 0.8 | 365 | 4.3366 | 0.72647 | 5 | 0.063024
73752 | 10.695 | 0.8 | 365 | 9.7436 | 0.60707 | 10 | 0.35064
73753 | 7 | 0.8 | 365 | 6.3773 | 0.83305 | 7 | 0.21033
73755 | 4.48 | 0.8 | 365 | 4.0815 | 0.21315 | 4 | 0.29461
73756 | 7.28 | 0.8 | 365 | 6.6324 | 0.34637 | 6 | 0.97874
65280 | 69.68 | 0.65 | 365 | 51.5785 | 0.79187 | 52 | 0.3704
73757 | 4.59 | 1 | 365 | 5.2271 | 0.51852 | 5 | 0.74561
73740 | 10.8 | 0.8 | 365 | 9.8392 | 0.79956 | 10 | 0.63879
72698 | 7.2 | 0.8 | 365 | 6.5595 | 0.19971 | 6 | 0.7592
73759 | 11.1 | 0.8 | 365 | 10.1125 | 0.34955 | 10 | 0.46209
73761 | 11.73 | 0.8 | 365 | 10.6865 | 0.50452 | 11 | 0.19102
73762 | 6.16 | 0.8 | 365 | 5.612 | 0.29308 | 5 | 0.90509
73771 | 6.7 | 0.8 | 365 | 6.104 | 0.28306 | 6 | 0.38703
73772 | 8.28 | 0.8 | 365 | 7.5434 | 0.17966 | 7 | 0.72308
73775 | 4.32 | 0.8 | 365 | 3.9357 | 0.91982 | 4 | 0.85552
72690 | 5.355 | 0.8 | 365 | 4.8786 | 0.81728 | 5 | 0.6959
73776 | 13.44 | 0.8 | 365 | 12.2444 | 0.63946 | 12 | 0.88383
73777 | 5.6 | 0.8 | 365 | 5.1018 | 0.26644 | 5 | 0.36826
73778 | 15 | 0.8 | 365 | 13.6656 | 0.49939 | 14 | 0.16499
73780 | 9.81 | 0.8 | 365 | 8.9373 | 0.9846 | 9 | 0.9219
73781 | 6.72 | 0.8 | 365 | 6.1222 | 0.31973 | 6 | 0.44192
73783 | 10.08 | 0.8 | 365 | 9.1833 | 0.47959 | 9 | 0.66287
73782 | 7.02 | 0.8 | 365 | 6.3955 | 0.86972 | 7 | 0.26522
73784 | 9.72 | 0.8 | 365 | 8.8553 | 0.81961 | 9 | 0.67491
73785 | 8.96 | 0.8 | 365 | 8.1629 | 0.4263 | 8 | 0.58922
73787 | 7.5 | 0.8 | 365 | 6.8328 | 0.7497 | 7 | 0.5825
73788 | 12.8 | 0.8 | 365 | 11.6613 | 0.46615 | 12 | 0.12746
73789 | 8.64 | 0.8 | 365 | 7.8714 | 0.83965 | 8 | 0.71104
73791 | 10.8 | 0.8 | 365 | 9.8392 | 0.79956 | 10 | 0.63879
73792 | 8.32 | 0.8 | 365 | 7.5799 | 0.253 | 7 | 0.83285
36583 | 345.312 | 0.9 | 365 | 353.9172 | 0.19025 | 354 | 0.10743
73764 | 6.05 | 0.8 | 365 | 5.5118 | 0.091421 | 5 | 0.60321
73794 | 9.315 | 0.8 | 365 | 8.4863 | 0.077122 | 8 | 0.56346
73766 | 5.7 | 0.8 | 365 | 5.1929 | 0.44977 | 5 | 0.6427
73795 | 8.54 | 0.8 | 365 | 7.7803 | 0.65632 | 8 | 0.4366
73767 | 6.54 | 0.8 | 365 | 5.9582 | 0.98973 | 6 | 0.94794
73796 | 9.156 | 0.8 | 365 | 8.3415 | 0.78563 | 9 | 0.12711
73768 | 11.4 | 0.8 | 365 | 10.3859 | 0.89954 | 11 | 0.28539
73798 | 7 | 0.8 | 365 | 6.3773 | 0.83305 | 7 | 0.21033
73769 | 5.886 | 0.8 | 365 | 5.3624 | 0.79076 | 6 | 0.15314
73799 | 4.251 | 0.8 | 365 | 3.8728 | 0.79333 | 4 | 0.66616
73797 | 17.6 | 0.8 | 365 | 16.0343 | 0.26595 | 16 | 0.30026
73800 | 4.485 | 0.8 | 365 | 4.086 | 0.22232 | 4 | 0.30833
73801 | 23.1 | 0.8 | 365 | 21.045 | 0.34906 | 21 | 0.39409
73802 | 7.935 | 0.8 | 365 | 7.2291 | 0.54718 | 7 | 0.77628
73803 | 4.578 | 0.8 | 365 | 4.1707 | 0.39281 | 4 | 0.56356
73805 | 9.72 | 0.8 | 365 | 8.8553 | 0.81961 | 9 | 0.67491
73807 | 8.97 | 0.8 | 365 | 8.172 | 0.44464 | 8 | 0.61667
73806 | 7.68 | 0.8 | 365 | 6.9968 | 0.079689 | 7 | 0.076476
73808 | 10.385 | 0.8 | 365 | 9.4612 | 0.038746 | 9 | 0.4999
73809 | 11.52 | 0.8 | 365 | 10.4952 | 0.11953 | 10 | 0.61471
73810 | 10.695 | 0.8 | 365 | 9.7436 | 0.60707 | 10 | 0.35064
73811 | 7.521 | 0.8 | 365 | 6.8519 | 0.7882 | 7 | 0.64013
73812 | 11.34 | 0.8 | 365 | 10.3312 | 0.78954 | 11 | 0.12073
73813 | 4.83 | 0.8 | 365 | 4.4003 | 0.8548 | 5 | 0.25513
73814 | 8.32 | 0.8 | 365 | 7.5799 | 0.253 | 7 | 0.83285
73816 | 10.4 | 0.8 | 365 | 9.4748 | 0.066245 | 9 | 0.54106
73817 | 7.2 | 0.8 | 365 | 6.5595 | 0.19971 | 6 | 0.7592
73818 | 8.55 | 0.8 | 365 | 7.7894 | 0.67465 | 8 | 0.46405
73821 | 11.16 | 0.8 | 365 | 10.1672 | 0.45955 | 10 | 0.62675
73820 | 8.28 | 0.8 | 365 | 7.5434 | 0.17966 | 7 | 0.72308
73822 | 9.72 | 0.8 | 365 | 8.8553 | 0.81961 | 9 | 0.67491
73823 | 10.56 | 0.8 | 365 | 9.6206 | 0.35957 | 9 | 0.98015
69184 | 4.725 | 0.8 | 365 | 4.3047 | 0.66231 | 4 | 0.96697
73825 | 8.829 | 0.8 | 365 | 8.0436 | 0.18614 | 8 | 0.22971
70728 | 4.68 | 0.8 | 365 | 4.2637 | 0.57981 | 4 | 0.84348
73826 | 3.6 | 0.8 | 365 | 3.2797 | 0.59985 | 3 | 0.8796
73827 | 9.156 | 0.8 | 365 | 8.3415 | 0.78563 | 9 | 0.12711
73830 | 2.7 | 0.8 | 365 | 2.4598 | 0.94989 | 3 | 0.4097
73831 | 4.16 | 0.8 | 365 | 3.7899 | 0.6265 | 4 | 0.41642
71926 | 10.62 | 0.8 | 365 | 9.6752 | 0.46957 | 10 | 0.14481
71944 | 11.59 | 0.8 | 365 | 10.559 | 0.24786 | 10 | 0.80682
71909 | 25.83 | 0.6 | 365 | 17.6491 | 0.51546 | 18 | 0.16459
72784 | 6.54 | 1 | 365 | 7.4478 | 0.98717 | 8 | 0.43492
72798 | 9.92 | 0.8 | 365 | 9.0375 | 0.18626 | 9 | 0.22378
72750 | 10.2 | 0.8 | 365 | 9.2926 | 0.69959 | 9 | 0.99219
73832 | 6.12 | 0.8 | 365 | 5.5756 | 0.21975 | 5 | 0.79532
72787 | 13.23 | 0.8 | 365 | 12.0531 | 0.25446 | 12 | 0.30752
72334 | 5.025 | 0.8 | 365 | 4.578 | 0.2123 | 4 | 0.79027
73833 | 5.04 | 0.8 | 365 | 4.5916 | 0.2398 | 4 | 0.83144
72229 | 6.96 | 0.8 | 365 | 6.3408 | 0.75972 | 7 | 0.10056
72246 | 7.935 | 0.8 | 365 | 7.2291 | 0.54718 | 7 | 0.77628
73659 | 8.829 | 0.8 | 365 | 8.0436 | 0.18614 | 8 | 0.22971
73834 | 10.72 | 0.8 | 365 | 9.7663 | 0.6529 | 10 | 0.41925
73836 | 17.28 | 0.8 | 365 | 15.7428 | 0.6793 | 16 | 0.42207
71060 | 10.075 | 0.8 | 365 | 9.1787 | 0.47042 | 9 | 0.64915
71096 | 6.825 | 0.8 | 365 | 6.2178 | 0.51222 | 6 | 0.73007
71084 | 5.2 | 0.8 | 365 | 4.7374 | 0.53312 | 5 | 0.27053
73713 | 5.4 | 0.8 | 365 | 4.9196 | 0.89978 | 5 | 0.8194
71141 | 8.775 | 0.8 | 365 | 7.9944 | 0.087144 | 8 | 0.08152
71159 | 13.325 | 0.8 | 365 | 12.1396 | 0.42863 | 12 | 0.56823
73838 | 9.3 | 0.8 | 365 | 8.4727 | 0.049623 | 8 | 0.5223
73839 | 8.64 | 0.8 | 365 | 7.8714 | 0.83965 | 8 | 0.71104
73843 | 6.6 | 0.8 | 365 | 6.0129 | 0.099732 | 6 | 0.1126
73844 | 6.48 | 0.8 | 365 | 5.9035 | 0.87974 | 6 | 0.78328
73845 | 7.36 | 0.8 | 365 | 6.7053 | 0.49304 | 7 | 0.19829
73846 | 19.2 | 0.8 | 365 | 17.492 | 0.19922 | 17 | 0.69119
73847 | 9.24 | 0.8 | 365 | 8.418 | 0.93963 | 9 | 0.35764
73848 | 8.1 | 0.8 | 365 | 7.3794 | 0.84967 | 8 | 0.2291
73851 | 5.94 | 0.8 | 365 | 5.4116 | 0.88976 | 6 | 0.30134
73852 | 10.35 | 0.8 | 365 | 9.4293 | 0.97458 | 10 | 0.40384
73754 | 12.42 | 0.8 | 365 | 11.3151 | 0.7695 | 12 | 0.084613
73855 | 6.5 | 0.8 | 365 | 5.9218 | 0.9164 | 6 | 0.83816
73857 | 4.2 | 0.8 | 365 | 3.8264 | 0.69983 | 4 | 0.5262
73858 | 2.32 | 0.8 | 365 | 2.1136 | 0.25324 | 2 | 0.36685
73859 | 9.36 | 0.8 | 365 | 8.5273 | 0.15962 | 8 | 0.68696
73860 | 6.72 | 0.8 | 365 | 6.1222 | 0.31973 | 6 | 0.44192
73736 | 3.99 | 0.8 | 365 | 3.635 | 0.31484 | 3 | 0.94989
73863 | 5.67 | 0.8 | 365 | 5.1656 | 0.39477 | 5 | 0.56037
73864 | 13.25 | 0.8 | 365 | 12.0713 | 0.29113 | 12 | 0.36241
73865 | 5.32 | 0.8 | 365 | 4.8467 | 0.75312 | 5 | 0.59985
73867 | 14.52 | 0.8 | 365 | 13.2283 | 0.61941 | 13 | 0.84771
73868 | 8.96 | 0.8 | 365 | 8.1629 | 0.4263 | 8 | 0.58922
73869 | 7.5 | 0.8 | 365 | 6.8328 | 0.7497 | 7 | 0.5825
73870 | 10.92 | 0.8 | 365 | 9.9486 | 0.019557 | 9 | 0.96811
73872 | 6.4 | 0.8 | 365 | 5.8307 | 0.73307 | 6 | 0.56373
73873 | 3.51 | 0.8 | 365 | 3.1978 | 0.43486 | 3 | 0.63261
73874 | 9.275 | 0.8 | 365 | 8.4499 | 0.0037907 | 8 | 0.45369
73875 | 5.94 | 0.8 | 365 | 5.4116 | 0.88976 | 6 | 0.30134
73876 | 7.68 | 0.8 | 365 | 6.9968 | 0.079689 | 7 | 0.076476
73879 | 7.2 | 0.8 | 365 | 6.5595 | 0.19971 | 6 | 0.7592
73881 | 9.12 | 0.8 | 365 | 8.3087 | 0.71963 | 9 | 0.028315
73880 | 7.82 | 0.8 | 365 | 7.1243 | 0.33635 | 7 | 0.46068
73884 | 5.52 | 0.8 | 365 | 5.0289 | 0.11978 | 5 | 0.14872
73885 | 7.8 | 0.8 | 365 | 7.1061 | 0.29968 | 7 | 0.4058
73889 | 8.19 | 0.8 | 365 | 7.4614 | 0.014668 | 7 | 0.47609
73890 | 11.16 | 0.8 | 365 | 10.1672 | 0.45955 | 10 | 0.62675
73891 | 9.075 | 0.8 | 365 | 8.2677 | 0.63713 | 8 | 0.90482
73887 | 11.2 | 0.8 | 365 | 10.2036 | 0.53288 | 10 | 0.73653
35073 | 108.5 | 0.9 | 365 | 111.2038 | 0.7763 | 111 | 0.98012
73894 | 3.71 | 0.8 | 365 | 3.38 | 0.80152 | 4 | 0.18147
37128 | 572.904 | 0.9 | 365 | 587.1808 | 0.58838 | 587 | 0.76914
37143 | 243.288 | 0.9 | 365 | 249.3507 | 0.77041 | 250 | 0.12114
73895 | 12.54 | 0.8 | 365 | 11.4244 | 0.98949 | 12 | 0.41393
73896 | 10.56 | 0.8 | 365 | 9.6206 | 0.35957 | 9 | 0.98015
73897 | 9.6 | 0.8 | 365 | 8.746 | 0.59961 | 9 | 0.34559
73902 | 11.84 | 0.8 | 365 | 10.7867 | 0.70619 | 11 | 0.4929
73346 | 7.2 | 0.8 | 365 | 6.5595 | 0.19971 | 6 | 0.7592
73903 | 12.87 | 0.8 | 365 | 11.7251 | 0.59448 | 12 | 0.31956
73904 | 7.92 | 0.8 | 365 | 7.2154 | 0.51968 | 7 | 0.73512
73905 | 10.8 | 0.8 | 365 | 9.8392 | 0.79956 | 10 | 0.63879
73906 | 6.93 | 0.8 | 365 | 6.3135 | 0.70472 | 7 | 0.018226
73901 | 7.28 | 0.8 | 365 | 6.6324 | 0.34637 | 6 | 0.97874
73908 | 2.4 | 0.8 | 365 | 2.1865 | 0.3999 | 2 | 0.5864
73915 | 6.9 | 0.8 | 365 | 6.2862 | 0.64972 | 6 | 0.9359
73916 | 9.75 | 0.8 | 365 | 8.8826 | 0.8746 | 9 | 0.75724
73025 | 5.13 | 0.8 | 365 | 4.6736 | 0.40479 | 5 | 0.078427
73919 | 3.3 | 0.8 | 365 | 3.0064 | 0.049866 | 3 | 0.056298
73920 | 11.06 | 0.8 | 365 | 10.0761 | 0.27622 | 10 | 0.35232
72846 | 7.68 | 0.8 | 365 | 6.9968 | 0.079689 | 7 | 0.076476
73913 | 8.97 | 0.8 | 365 | 8.172 | 0.44464 | 8 | 0.61667
73912 | 5.232 | 0.8 | 365 | 4.7666 | 0.59179 | 5 | 0.35835
73758 | 10.695 | 0.8 | 365 | 9.7436 | 0.60707 | 10 | 0.35064
73824 | 7.59 | 0.8 | 365 | 6.9148 | 0.91469 | 7 | 0.82949
73922 | 10.26 | 0.8 | 365 | 9.3473 | 0.80958 | 10 | 0.15685
73923 | 4.48 | 0.8 | 365 | 4.0815 | 0.21315 | 4 | 0.29461
73721 | 11.2 | 0.8 | 365 | 10.2036 | 0.53288 | 10 | 0.73653
73925 | 11.48 | 0.8 | 365 | 10.4587 | 0.046201 | 10 | 0.50494
73924 | 6.03 | 0.8 | 365 | 5.4936 | 0.054756 | 5 | 0.54833
73926 | 7.56 | 0.8 | 365 | 6.8875 | 0.85969 | 7 | 0.74716
71610 | 12.675 | 0.8 | 365 | 11.5474 | 0.23699 | 11 | 0.78442
73927 | 3.36 | 0.8 | 365 | 3.0611 | 0.15986 | 3 | 0.22096
71748 | 11.375 | 0.8 | 365 | 10.3631 | 0.85371 | 11 | 0.21679
71728 | 5.2 | 0.8 | 365 | 4.7374 | 0.53312 | 5 | 0.27053
71603 | 4.2 | 0.8 | 365 | 3.8264 | 0.69983 | 4 | 0.5262
71607 | 4.5 | 0.8 | 365 | 4.0997 | 0.24982 | 4 | 0.3495
71558 | 5.1 | 0.8 | 365 | 4.6463 | 0.34979 | 4 | 0.9961
71559 | 6.175 | 0.8 | 365 | 5.6257 | 0.32058 | 5 | 0.94626
71537 | 6.5 | 0.8 | 365 | 5.9218 | 0.9164 | 6 | 0.83816
73928 | 2.8 | 0.8 | 365 | 2.5509 | 0.13322 | 2 | 0.68413
73929 | 6.72 | 0.8 | 365 | 6.1222 | 0.31973 | 6 | 0.44192
71411 | 5.525 | 0.8 | 365 | 5.0335 | 0.12894 | 5 | 0.16244
43975 | 12.76 | 0.8 | 365 | 11.6249 | 0.39282 | 12 | 0.017687
73931 | 5.32 | 0.8 | 365 | 4.8467 | 0.75312 | 5 | 0.59985
73932 | 10.08 | 0.8 | 365 | 9.1833 | 0.47959 | 9 | 0.66287
73933 | 2.24 | 0.8 | 365 | 2.0407 | 0.10658 | 2 | 0.14731
73829 | 5.61 | 1 | 365 | 6.3887 | 0.85597 | 7 | 0.24463
34756 | 264.44 | 0.9 | 365 | 271.0298 | 0.39544 | 271 | 0.42529
34746 | 52.8 | 0.9 | 365 | 54.1158 | 0.89759 | 55 | 0.013368
34834 | 1551.25 | 0.9 | 365 | 1589.9072 | 0.38239 | 1590 | 0.28954
64307 | 167.3 | 0.7 | 365 | 133.3649 | 0.37115 | 133 | 0.73602
32891 | 1390.04 | 1 | 365 | 1582.9776 | 0.4379 | 1583 | 0.41546
48337 | 1232.91 | 1 | 365 | 1404.0379 | 0.35628 | 1404 | 0.39419
48351 | 832.14 | 1 | 365 | 947.641 | 0.94534 | 948 | 0.58637
4002 | 2494.8 | 0.9 | 365 | 2556.9704 | 0.41124 | 2557 | 0.38165
32506 | 646.38 | 0.8 | 365 | 588.878 | 0.0038001 | 588 | 0.88184
26203 | 645.12 | 1 | 365 | 734.6627 | 0.36731 | 735 | 0.02997
26330 | 645.12 | 1 | 365 | 734.6627 | 0.36731 | 735 | 0.02997
26333 | 645.12 | 1 | 365 | 734.6627 | 0.36731 | 735 | 0.02997
32894 | 695.02 | 1 | 365 | 791.4888 | 0.71895 | 792 | 0.20773
61241 | 493.68 | 0.9 | 365 | 505.9825 | 0.19249 | 506 | 0.17499
64034 | 518.32 | 0.9 | 365 | 531.2365 | 0.011365 | 531 | 0.2479
37135 | 400.248 | 0.9 | 365 | 410.2222 | 0.49325 | 410 | 0.71543
26187 | 472.32 | 1 | 365 | 537.878 | 0.37607 | 538 | 0.25409
34630 | 300.82 | 0.9 | 365 | 308.3164 | 0.42753 | 308 | 0.74397
64965 | 135 | 0.7 | 365 | 107.6166 | 0.55771 | 108 | 0.17431
65231 | 50.25 | 0.7 | 365 | 40.0573 | 0.60759 | 40 | 0.66488
5089 | 4475.25 | 1 | 365 | 5096.4147 | 0.5545 | 5096 | 0.9692
59221 | 661.96 | 1 | 365 | 753.84 | 0.95813 | 754 | 0.79818
34701 | 1400.58 | 1 | 365 | 1594.9805 | 0.59154 | 1595 | 0.57204
73773 | 7.15 | 0.8 | 365 | 6.5139 | 0.10804 | 6 | 0.62198
73900 | 5.32 | 0.8 | 365 | 4.8467 | 0.75312 | 5 | 0.59985
73790 | 3.15 | 0.8 | 365 | 2.8698 | 0.77487 | 3 | 0.64465
73819 | 6 | 0.8 | 365 | 5.4662 | 0.99976 | 6 | 0.466
73664 | 8.125 | 0.8 | 365 | 7.4022 | 0.8955 | 8 | 0.2977
73871 | 6.6 | 0.8 | 365 | 6.0129 | 0.099732 | 6 | 0.1126
73893 | 5.28 | 0.8 | 365 | 4.8103 | 0.67979 | 5 | 0.49008
73882 | 5.7 | 0.8 | 365 | 5.1929 | 0.44977 | 5 | 0.6427
63702 | 579.15 | 0.65 | 365 | 428.6984 | 0.67311 | 429 | 0.37153
73702 | 3.05 | 0.8 | 365 | 2.7787 | 0.59154 | 3 | 0.37022
73447 | 5.04 | 0.8 | 365 | 4.5916 | 0.2398 | 4 | 0.83144
73407 | 13.5 | 0.8 | 365 | 12.299 | 0.74945 | 13 | 0.048493
73724 | 12.753 | 0.8 | 365 | 11.6185 | 0.37998 | 11 | 0.99848
73431 | 6.16 | 0.8 | 365 | 5.612 | 0.29308 | 5 | 0.90509
73493 | 7.2 | 0.8 | 365 | 6.5595 | 0.19971 | 6 | 0.7592
73698 | 7.65 | 1 | 365 | 8.7118 | 0.53086 | 9 | 0.24268
73730 | 10.395 | 0.8 | 365 | 9.4703 | 0.057079 | 9 | 0.52734
73460 | 6.875 | 0.8 | 365 | 6.2634 | 0.60389 | 6 | 0.86729
73527 | 7.2 | 0.8 | 365 | 6.5595 | 0.19971 | 6 | 0.7592
73625 | 9.975 | 0.8 | 365 | 9.0876 | 0.2871 | 9 | 0.37472
73629 | 9.69 | 0.8 | 365 | 8.828 | 0.76461 | 9 | 0.59258
73630 | 7.125 | 0.8 | 365 | 6.4912 | 0.062211 | 6 | 0.55337
67369 | 12.88 | 1 | 365 | 14.6677 | 0.51601 | 15 | 0.18376
71025 | 10.725 | 0.8 | 365 | 9.7709 | 0.66207 | 10 | 0.43297
72358 | 9.1 | 0.8 | 365 | 8.2905 | 0.68296 | 8 | 0.97343
73936 | 2.24 | 0.8 | 365 | 2.0407 | 0.10658 | 2 | 0.14731
73937 | 2.8 | 0.8 | 365 | 2.5509 | 0.13322 | 2 | 0.68413
73907 | 8.505 | 0.8 | 365 | 7.7484 | 0.59216 | 8 | 0.34055
73941 | 3.64 | 0.8 | 365 | 3.3162 | 0.67319 | 3 | 0.98937
67488 | 10.92 | 1 | 365 | 12.4357 | 0.024447 | 12 | 0.46014
73898 | 7.36 | 0.8 | 365 | 6.7053 | 0.49304 | 7 | 0.19829
73944 | 2.24 | 0.8 | 365 | 2.0407 | 0.10658 | 2 | 0.14731
73946 | 3.92 | 0.8 | 365 | 3.5713 | 0.18651 | 3 | 0.75778
72669 | 8.505 | 0.8 | 365 | 7.7484 | 0.59216 | 8 | 0.34055
73952 | 5.13 | 1 | 365 | 5.842 | 0.75599 | 6 | 0.59803
72621 | 6.72 | 0.8 | 365 | 6.1222 | 0.31973 | 6 | 0.44192
73697 | 8.58 | 0.8 | 365 | 7.8167 | 0.72965 | 8 | 0.54638
73608 | 4.48 | 0.8 | 365 | 4.0815 | 0.21315 | 4 | 0.29461
73956 | 7.695 | 0.8 | 365 | 7.0105 | 0.10719 | 7 | 0.11764
72964 | 4.8 | 0.8 | 365 | 4.373 | 0.79981 | 5 | 0.1728
73958 | 8.04 | 0.8 | 365 | 7.3248 | 0.73967 | 8 | 0.064436
73964 | 3.64 | 0.8 | 365 | 3.3162 | 0.67319 | 3 | 0.98937
71713 | 13.68 | 0.8 | 365 | 12.463 | 0.079446 | 12 | 0.54247
73959 | 7.56 | 0.8 | 365 | 6.8875 | 0.85969 | 7 | 0.74716
73970 | 9.88 | 0.8 | 365 | 9.0011 | 0.11293 | 9 | 0.11401
73968 | 8.28 | 0.8 | 365 | 7.5434 | 0.17966 | 7 | 0.72308
73974 | 9.405 | 0.8 | 365 | 8.5683 | 0.24212 | 8 | 0.81045
73976 | 7 | 0.8 | 365 | 6.3773 | 0.83305 | 7 | 0.21033
73978 | 6 | 0.8 | 365 | 5.4662 | 0.99976 | 6 | 0.466
73034 | 10.395 | 0.8 | 365 | 9.4703 | 0.057079 | 9 | 0.52734
73979 | 7.2 | 0.8 | 365 | 6.5595 | 0.19971 | 6 | 0.7592
73763 | 7.93 | 0.8 | 365 | 7.2245 | 0.53801 | 7 | 0.76256
71321 | 3.9 | 0.8 | 365 | 3.5531 | 0.14984 | 3 | 0.7029
73980 | 6.16 | 0.8 | 365 | 5.612 | 0.29308 | 5 | 0.90509
73961 | 9.28 | 1 | 365 | 10.5681 | 0.2662 | 10 | 0.83426
73982 | 5.28 | 0.8 | 365 | 4.8103 | 0.67979 | 5 | 0.49008
73962 | 10.83 | 0.8 | 365 | 9.8666 | 0.85456 | 10 | 0.72112
73983 | 7.26 | 0.8 | 365 | 6.6142 | 0.30971 | 6 | 0.92386
73965 | 13.395 | 1 | 365 | 15.2542 | 0.6962 | 15 | 0.95042
73947 | 12.76 | 1 | 365 | 14.5311 | 0.24102 | 14 | 0.77211
73516 | 4.8 | 0.8 | 365 | 4.373 | 0.79981 | 5 | 0.1728
72771 | 8.97 | 0.8 | 365 | 8.172 | 0.44464 | 8 | 0.61667
73985 | 9.18 | 0.8 | 365 | 8.3633 | 0.82963 | 9 | 0.19298
72769 | 6.67 | 0.8 | 365 | 6.0766 | 0.22806 | 6 | 0.3047
73986 | 6.6 | 0.8 | 365 | 6.0129 | 0.099732 | 6 | 0.1126
72047 | 10.72 | 0.8 | 365 | 9.7663 | 0.6529 | 10 | 0.41925
72046 | 9.483 | 0.8 | 365 | 8.6394 | 0.38512 | 9 | 0.024508
73988 | 9.15 | 0.8 | 365 | 8.336 | 0.77463 | 9 | 0.11065
73991 | 6.72 | 0.8 | 365 | 6.1222 | 0.31973 | 6 | 0.44192
73992 | 6.555 | 0.8 | 365 | 5.9719 | 0.017234 | 5 | 0.9891
73993 | 4.48 | 0.8 | 365 | 4.0815 | 0.21315 | 4 | 0.29461
73994 | 7.56 | 0.8 | 365 | 6.8875 | 0.85969 | 7 | 0.74716
73995 | 5.32 | 0.8 | 365 | 4.8467 | 0.75312 | 5 | 0.59985
73996 | 3.36 | 0.8 | 365 | 3.0611 | 0.15986 | 3 | 0.22096
73997 | 5.04 | 0.8 | 365 | 4.5916 | 0.2398 | 4 | 0.83144
73998 | 8.4 | 0.8 | 365 | 7.6527 | 0.39966 | 8 | 0.052396
74000 | 12.32 | 0.8 | 365 | 11.224 | 0.58617 | 11 | 0.81018
74001 | 5.6 | 0.8 | 365 | 5.1018 | 0.26644 | 5 | 0.36826
74002 | 5.04 | 0.8 | 365 | 4.5916 | 0.2398 | 4 | 0.83144
74007 | 4.56 | 0.8 | 365 | 4.1543 | 0.35982 | 4 | 0.51416
74008 | 6.27 | 0.8 | 365 | 5.7122 | 0.49475 | 6 | 0.20697
74009 | 9.75 | 0.8 | 365 | 8.8826 | 0.8746 | 9 | 0.75724
74012 | 5.88 | 0.8 | 365 | 5.3569 | 0.77976 | 6 | 0.13668
74011 | 15.84 | 0.8 | 365 | 14.4309 | 0.039358 | 14 | 0.47023
74013 | 6.12 | 0.8 | 365 | 5.5756 | 0.21975 | 5 | 0.79532
74014 | 3.92 | 0.8 | 365 | 3.5713 | 0.18651 | 3 | 0.75778
74015 | 7.84 | 0.8 | 365 | 7.1426 | 0.37302 | 7 | 0.51557
74016 | 6.44 | 0.8 | 365 | 5.8671 | 0.80641 | 6 | 0.6735
74017 | 11.2 | 0.8 | 365 | 10.2036 | 0.53288 | 10 | 0.73653
74018 | 7 | 0.8 | 365 | 6.3773 | 0.83305 | 7 | 0.21033
74019 | 5.13 | 0.8 | 365 | 4.6736 | 0.40479 | 5 | 0.078427
74022 | 6.325 | 0.8 | 365 | 5.7623 | 0.59558 | 6 | 0.3579
74023 | 8.7 | 0.8 | 365 | 7.926 | 0.94965 | 8 | 0.8757
74029 | 6.63 | 0.8 | 365 | 6.0402 | 0.15473 | 6 | 0.19493
74027 | 3 | 0.8 | 365 | 2.7331 | 0.49988 | 3 | 0.233
74030 | 6.555 | 0.8 | 365 | 5.9719 | 0.017234 | 5 | 0.9891
74034 | 3.25 | 0.8 | 365 | 2.9609 | 0.9582 | 3 | 0.91908
74036 | 12 | 0.8 | 365 | 10.9325 | 0.99951 | 11 | 0.93199
74037 | 4.2 | 0.8 | 365 | 3.8264 | 0.69983 | 4 | 0.5262
74039 | 11.02 | 0.8 | 365 | 10.0397 | 0.20289 | 10 | 0.24255
74040 | 5.22 | 0.8 | 365 | 4.7556 | 0.56979 | 5 | 0.32542
74041 | 9.57 | 0.8 | 365 | 8.7187 | 0.54461 | 9 | 0.26326
74042 | 7.84 | 0.8 | 365 | 7.1426 | 0.37302 | 7 | 0.51557
74046 | 5.7 | 0.8 | 365 | 5.1929 | 0.44977 | 5 | 0.6427
74049 | 5.88 | 0.8 | 365 | 5.3569 | 0.77976 | 6 | 0.13668
64283 | 195.3 | 0.9 | 365 | 200.1669 | 0.79734 | 200 | 0.96422
48589 | 102.06 | 0.9 | 365 | 104.6033 | 0.4941 | 105 | 0.097431
74055 | 3.08 | 0.8 | 365 | 2.806 | 0.64654 | 3 | 0.45255
74052 | 4.5 | 0.8 | 365 | 4.0997 | 0.24982 | 4 | 0.3495
74056 | 11.4 | 0.8 | 365 | 10.3859 | 0.89954 | 11 | 0.28539
73949 | 9.975 | 1 | 365 | 11.3595 | 0.85887 | 12 | 0.2184
74057 | 7.475 | 0.8 | 365 | 6.81 | 0.70386 | 7 | 0.51389
73282 | 6.7 | 0.8 | 365 | 6.104 | 0.28306 | 6 | 0.38703
73943 | 6.24 | 1 | 365 | 7.1061 | 0.29968 | 7 | 0.4058
74043 | 5.8 | 0.8 | 365 | 5.284 | 0.6331 | 5 | 0.91713
74058 | 8.45 | 0.8 | 365 | 7.6983 | 0.49132 | 8 | 0.18961
73954 | 5.4 | 0.8 | 365 | 4.9196 | 0.89978 | 5 | 0.8194
73921 | 10.4 | 0.8 | 365 | 9.4748 | 0.066245 | 9 | 0.54106
26554 | 1389.96 | 1 | 365 | 1582.8864 | 0.25458 | 1583 | 0.14102
27094 | 1389.96 | 1 | 365 | 1582.8864 | 0.25458 | 1583 | 0.14102
33487 | 730.17 | 0.9 | 365 | 748.3658 | 0.94233 | 749 | 0.30817
64898 | 474.95 | 0.7 | 365 | 378.6111 | 0.88211 | 379 | 0.49326
44256 | 63 | 1 | 365 | 71.7444 | 0.37181 | 72 | 0.11621
74060 | 12.6 | 0.8 | 365 | 11.4791 | 0.099489 | 11 | 0.57859
74061 | 4.5 | 0.8 | 365 | 4.0997 | 0.24982 | 4 | 0.3495
74064 | 5.4 | 0.8 | 365 | 4.9196 | 0.89978 | 5 | 0.8194
74065 | 7.035 | 0.8 | 365 | 6.4092 | 0.89721 | 7 | 0.30638
74066 | 6.615 | 0.8 | 365 | 6.0265 | 0.12723 | 6 | 0.15376
74067 | 9.57 | 0.8 | 365 | 8.7187 | 0.54461 | 9 | 0.26326
74070 | 9.92 | 0.8 | 365 | 9.0375 | 0.18626 | 9 | 0.22378
74071 | 13.16 | 0.8 | 365 | 11.9893 | 0.12613 | 12 | 0.11542
74072 | 10.385 | 0.8 | 365 | 9.4612 | 0.038746 | 9 | 0.4999
74073 | 8.71 | 0.8 | 365 | 7.9352 | 0.96798 | 8 | 0.90314
74077 | 6.6 | 0.8 | 365 | 6.0129 | 0.099732 | 6 | 0.1126
74080 | 3.9 | 0.8 | 365 | 3.5531 | 0.14984 | 3 | 0.7029
74081 | 4.76 | 0.8 | 365 | 4.3366 | 0.72647 | 5 | 0.063024
74083 | 4.2 | 0.8 | 365 | 3.8264 | 0.69983 | 4 | 0.5262
74086 | 4.2 | 0.8 | 365 | 3.8264 | 0.69983 | 4 | 0.5262
74089 | 4.48 | 0.8 | 365 | 4.0815 | 0.21315 | 4 | 0.29461
74090 | 7.56 | 0.8 | 365 | 6.8875 | 0.85969 | 7 | 0.74716
74091 | 6.72 | 0.8 | 365 | 6.1222 | 0.31973 | 6 | 0.44192
74092 | 4.2 | 0.8 | 365 | 3.8264 | 0.69983 | 4 | 0.5262
74024 | 5.355 | 0.8 | 365 | 4.8786 | 0.81728 | 5 | 0.6959
73966 | 10.56 | 0.8 | 365 | 9.6206 | 0.35957 | 9 | 0.98015
73967 | 7.26 | 0.8 | 365 | 6.6142 | 0.30971 | 6 | 0.92386
73971 | 9.24 | 0.8 | 365 | 8.418 | 0.93963 | 9 | 0.35764
73338 | 7.56 | 0.8 | 365 | 6.8875 | 0.85969 | 7 | 0.74716
74075 | 5.12 | 0.8 | 365 | 4.6645 | 0.38646 | 5 | 0.050984
73969 | 6 | 0.8 | 365 | 5.4662 | 0.99976 | 6 | 0.466
73981 | 6 | 0.8 | 365 | 5.4662 | 0.99976 | 6 | 0.466
73989 | 7.56 | 0.8 | 365 | 6.8875 | 0.85969 | 7 | 0.74716
74078 | 12.69 | 0.8 | 365 | 11.5611 | 0.26449 | 11 | 0.82558
73939 | 9 | 0.8 | 365 | 8.1994 | 0.49964 | 8 | 0.699
73945 | 4.8 | 1 | 365 | 5.4662 | 0.99976 | 6 | 0.466
73960 | 9.86 | 0.8 | 365 | 8.9829 | 0.076267 | 9 | 0.059121
73578 | 5.2 | 1 | 365 | 5.9218 | 0.9164 | 6 | 0.83816
73837 | 9.99 | 1 | 365 | 11.3766 | 0.89324 | 12 | 0.26986
74273 | 4.48 | 0.8 | 365 | 4.0815 | 0.21315 | 4 | 0.29461
74093 | 6.72 | 0.8 | 365 | 6.1222 | 0.31973 | 6 | 0.44192
71897 | 10.075 | 0.8 | 365 | 9.1787 | 0.47042 | 9 | 0.64915
74094 | 8.12 | 0.8 | 365 | 7.3976 | 0.88634 | 8 | 0.28398
74095 | 2.8 | 0.8 | 365 | 2.5509 | 0.13322 | 2 | 0.68413
74096 | 5.32 | 0.8 | 365 | 4.8467 | 0.75312 | 5 | 0.59985
74097 | 7.02 | 0.8 | 365 | 6.3955 | 0.86972 | 7 | 0.26522
74100 | 14.84 | 0.8 | 365 | 13.5198 | 0.20607 | 13 | 0.7259
74084 | 4.2 | 0.8 | 365 | 3.8264 | 0.69983 | 4 | 0.5262
74102 | 5.6 | 0.8 | 365 | 5.1018 | 0.26644 | 5 | 0.36826
74103 | 12.04 | 0.8 | 365 | 10.9689 | 0.072845 | 11 | 0.041767
74104 | 13 | 0.8 | 365 | 11.8435 | 0.83281 | 12 | 0.67633
73955 | 11.31 | 0.8 | 365 | 10.3039 | 0.73454 | 11 | 0.038404
74106 | 3.08 | 0.8 | 365 | 2.806 | 0.64654 | 3 | 0.45255
74110 | 8.1 | 0.8 | 365 | 7.3794 | 0.84967 | 8 | 0.2291
74107 | 4.2 | 0.8 | 365 | 3.8264 | 0.69983 | 4 | 0.5262
74112 | 6.6 | 0.8 | 365 | 6.0129 | 0.099732 | 6 | 0.1126
73473 | 4.48 | 0.8 | 365 | 4.0815 | 0.21315 | 4 | 0.29461
74113 | 5.2 | 0.8 | 365 | 4.7374 | 0.53312 | 5 | 0.27053
74111 | 4.64 | 0.8 | 365 | 4.2272 | 0.50648 | 4 | 0.7337
74115 | 5.7 | 0.8 | 365 | 5.1929 | 0.44977 | 5 | 0.6427
74116 | 6.5 | 0.8 | 365 | 5.9218 | 0.9164 | 6 | 0.83816
74121 | 5.7 | 0.8 | 365 | 5.1929 | 0.44977 | 5 | 0.6427
74122 | 2.4 | 0.8 | 365 | 2.1865 | 0.3999 | 2 | 0.5864
74124 | 7.8 | 0.8 | 365 | 7.1061 | 0.29968 | 7 | 0.4058
74125 | 10.4 | 0.8 | 365 | 9.4748 | 0.066245 | 9 | 0.54106
74128 | 12.915 | 0.8 | 365 | 11.7661 | 0.67698 | 12 | 0.44306
74127 | 3.705 | 0.8 | 365 | 3.3754 | 0.79235 | 4 | 0.16775
74129 | 4.56 | 0.8 | 365 | 4.1543 | 0.35982 | 4 | 0.51416
74130 | 6.175 | 0.8 | 365 | 5.6257 | 0.32058 | 5 | 0.94626
74131 | 11.1 | 0.8 | 365 | 10.1125 | 0.34955 | 10 | 0.46209
74132 | 8.7 | 0.8 | 365 | 7.926 | 0.94965 | 8 | 0.8757
74137 | 7.56 | 0.8 | 365 | 6.8875 | 0.85969 | 7 | 0.74716
74139 | 7.56 | 0.8 | 365 | 6.8875 | 0.85969 | 7 | 0.74716
74141 | 2.52 | 0.8 | 365 | 2.2958 | 0.6199 | 2 | 0.91572
74142 | 3.36 | 0.8 | 365 | 3.0611 | 0.15986 | 3 | 0.22096
73509 | 3.92 | 0.8 | 365 | 3.5713 | 0.18651 | 3 | 0.75778
73591 | 4.48 | 0.8 | 365 | 4.0815 | 0.21315 | 4 | 0.29461
74138 | 10.4 | 0.8 | 365 | 9.4748 | 0.066245 | 9 | 0.54106
74147 | 3.9 | 0.8 | 365 | 3.5531 | 0.14984 | 3 | 0.7029
74148 | 13 | 0.8 | 365 | 11.8435 | 0.83281 | 12 | 0.67633
73615 | 8.12 | 0.8 | 365 | 7.3976 | 0.88634 | 8 | 0.28398
74149 | 6 | 0.8 | 365 | 5.4662 | 0.99976 | 6 | 0.466
73597 | 6.44 | 0.8 | 365 | 5.8671 | 0.80641 | 6 | 0.6735
73477 | 11.48 | 0.8 | 365 | 10.4587 | 0.046201 | 10 | 0.50494
74153 | 8.4 | 0.8 | 365 | 7.6527 | 0.39966 | 8 | 0.052396
73594 | 4.2 | 0.8 | 365 | 3.8264 | 0.69983 | 4 | 0.5262
74155 | 3.92 | 0.8 | 365 | 3.5713 | 0.18651 | 3 | 0.75778
74146 | 10.2 | 0.8 | 365 | 9.2926 | 0.69959 | 9 | 0.99219
73545 | 3.08 | 0.8 | 365 | 2.806 | 0.64654 | 3 | 0.45255
74157 | 11.4 | 0.8 | 365 | 10.3859 | 0.89954 | 11 | 0.28539
74160 | 4.16 | 0.8 | 365 | 3.7899 | 0.6265 | 4 | 0.41642
74161 | 5.4 | 0.8 | 365 | 4.9196 | 0.89978 | 5 | 0.8194
74163 | 11.7 | 0.8 | 365 | 10.6592 | 0.44953 | 11 | 0.10869
74164 | 7.2 | 0.8 | 365 | 6.5595 | 0.19971 | 6 | 0.7592
74162 | 11.1 | 0.8 | 365 | 10.1125 | 0.34955 | 10 | 0.46209
74165 | 7.5 | 0.8 | 365 | 6.8328 | 0.7497 | 7 | 0.5825
74166 | 8.28 | 0.8 | 365 | 7.5434 | 0.17966 | 7 | 0.72308
74168 | 9.44 | 0.8 | 365 | 8.6002 | 0.30628 | 8 | 0.9065
73506 | 2.24 | 0.8 | 365 | 2.0407 | 0.10658 | 2 | 0.14731
73499 | 5.6 | 0.8 | 365 | 5.1018 | 0.26644 | 5 | 0.36826
73498 | 3.64 | 0.8 | 365 | 3.3162 | 0.67319 | 3 | 0.98937
73602 | 2.24 | 0.8 | 365 | 2.0407 | 0.10658 | 2 | 0.14731
73508 | 2.24 | 0.8 | 365 | 2.0407 | 0.10658 | 2 | 0.14731
73558 | 9.52 | 0.8 | 365 | 8.6731 | 0.45295 | 9 | 0.12605
73596 | 8.12 | 0.8 | 365 | 7.3976 | 0.88634 | 8 | 0.28398
74133 | 9.24 | 0.8 | 365 | 8.418 | 0.93963 | 9 | 0.35764
72987 | 9.28 | 0.8 | 365 | 8.4545 | 0.012957 | 8 | 0.46741
73500 | 4.2 | 0.8 | 365 | 3.8264 | 0.69983 | 4 | 0.5262
74176 | 14.4 | 0.8 | 365 | 13.119 | 0.39942 | 13 | 0.51839
74178 | 10.2 | 0.8 | 365 | 9.2926 | 0.69959 | 9 | 0.99219
73688 | 10.2 | 0.8 | 365 | 9.2926 | 0.69959 | 9 | 0.99219
74182 | 6.12 | 1 | 365 | 6.9695 | 0.02469 | 6 | 0.99415
73554 | 9.24 | 0.8 | 365 | 8.418 | 0.93963 | 9 | 0.35764
73599 | 4.2 | 0.8 | 365 | 3.8264 | 0.69983 | 4 | 0.5262
74183 | 9.99 | 0.8 | 365 | 9.1013 | 0.3146 | 9 | 0.41588
74185 | 3.3 | 0.8 | 365 | 3.0064 | 0.049866 | 3 | 0.056298
73585 | 7 | 0.8 | 365 | 6.3773 | 0.83305 | 7 | 0.21033
74187 | 7.8 | 0.8 | 365 | 7.1061 | 0.29968 | 7 | 0.4058
73551 | 5.04 | 0.8 | 365 | 4.5916 | 0.2398 | 4 | 0.83144
74188 | 10.8 | 0.8 | 365 | 9.8392 | 0.79956 | 10 | 0.63879
73616 | 6.16 | 0.8 | 365 | 5.612 | 0.29308 | 5 | 0.90509
74189 | 11.655 | 0.8 | 365 | 10.6182 | 0.36703 | 10 | 0.9852
74190 | 5.28 | 0.8 | 365 | 4.8103 | 0.67979 | 5 | 0.49008
74191 | 10.395 | 0.8 | 365 | 9.4703 | 0.057079 | 9 | 0.52734
74192 | 12.88 | 0.8 | 365 | 11.7342 | 0.61281 | 12 | 0.34701
74193 | 7.15 | 0.8 | 365 | 6.5139 | 0.10804 | 6 | 0.62198
74196 | 8.235 | 0.8 | 365 | 7.5024 | 0.097166 | 7 | 0.59958
74200 | 4.68 | 0.8 | 365 | 4.2637 | 0.57981 | 4 | 0.84348
74201 | 5.985 | 0.8 | 365 | 5.4526 | 0.97226 | 6 | 0.42483
74202 | 11.97 | 0.8 | 365 | 10.9051 | 0.94451 | 11 | 0.84966
74203 | 4.275 | 0.8 | 365 | 3.8947 | 0.83733 | 4 | 0.73202
74204 | 8.96 | 0.8 | 365 | 8.1629 | 0.4263 | 8 | 0.58922
73911 | 10.64 | 0.8 | 365 | 9.6935 | 0.50624 | 10 | 0.1997
74208 | 7.56 | 0.8 | 365 | 6.8875 | 0.85969 | 7 | 0.74716
74209 | 11.725 | 0.8 | 365 | 10.6819 | 0.49536 | 11 | 0.1773
74210 | 13.2 | 0.8 | 365 | 12.0257 | 0.19946 | 12 | 0.22519
74213 | 7.5 | 0.8 | 365 | 6.8328 | 0.7497 | 7 | 0.5825
74212 | 7.8 | 0.8 | 365 | 7.1061 | 0.29968 | 7 | 0.4058
74219 | 3.9 | 0.8 | 365 | 3.5531 | 0.14984 | 3 | 0.7029
74220 | 8.96 | 0.8 | 365 | 8.1629 | 0.4263 | 8 | 0.58922
74184 | 2.24 | 0.8 | 365 | 2.0407 | 0.10658 | 2 | 0.14731
74172 | 4.2 | 0.8 | 365 | 3.8264 | 0.69983 | 4 | 0.5262
74226 | 10.08 | 0.8 | 365 | 9.1833 | 0.47959 | 9 | 0.66287
74205 | 5.85 | 0.8 | 365 | 5.3296 | 0.72476 | 6 | 0.054347
74177 | 13.8 | 0.8 | 365 | 12.5724 | 0.29944 | 12 | 0.87179
73909 | 3.36 | 0.8 | 365 | 3.0611 | 0.15986 | 3 | 0.22096
73973 | 5.88 | 0.8 | 365 | 5.3569 | 0.77976 | 6 | 0.13668
74076 | 11.52 | 0.8 | 365 | 10.4952 | 0.11953 | 10 | 0.61471
74088 | 6.6 | 1 | 365 | 7.5161 | 0.12467 | 7 | 0.64075
73408 | 10.725 | 0.8 | 365 | 9.7709 | 0.66207 | 10 | 0.43297
74069 | 8.96 | 0.8 | 365 | 8.1629 | 0.4263 | 8 | 0.58922
73403 | 13.325 | 0.8 | 365 | 12.1396 | 0.42863 | 12 | 0.56823
73456 | 6.24 | 0.8 | 365 | 5.6849 | 0.43975 | 6 | 0.12464
73504 | 10.92 | 0.8 | 365 | 9.9486 | 0.019557 | 9 | 0.96811
73878 | 9.18 | 0.8 | 365 | 8.3633 | 0.82963 | 9 | 0.19298
73892 | 12.15 | 0.8 | 365 | 11.0691 | 0.27451 | 11 | 0.34364
73842 | 13.5 | 0.8 | 365 | 12.299 | 0.74945 | 13 | 0.048493
73899 | 12.915 | 0.8 | 365 | 11.7661 | 0.67698 | 12 | 0.44306
73841 | 10.395 | 0.8 | 365 | 9.4703 | 0.057079 | 9 | 0.52734
73877 | 9.9 | 0.8 | 365 | 9.0193 | 0.1496 | 9 | 0.16889
72701 | 6.44 | 0.8 | 365 | 5.8671 | 0.80641 | 6 | 0.6735
73804 | 3 | 0.8 | 365 | 2.7331 | 0.49988 | 3 | 0.233
72533 | 3.36 | 0.8 | 365 | 3.0611 | 0.15986 | 3 | 0.22096
73711 | 2.16 | 0.8 | 365 | 1.9678 | 0.95991 | 2 | 0.92776
73706 | 4.64 | 0.8 | 365 | 4.2272 | 0.50648 | 4 | 0.7337
73538 | 6.96 | 0.8 | 365 | 6.3408 | 0.75972 | 7 | 0.10056
73786 | 4.62 | 0.8 | 365 | 4.209 | 0.46981 | 4 | 0.67882
73483 | 3.78 | 0.8 | 365 | 3.4437 | 0.92985 | 4 | 0.37358
74181 | 4.76 | 0.8 | 365 | 4.3366 | 0.72647 | 5 | 0.063024
74228 | 9.72 | 0.8 | 365 | 8.8553 | 0.81961 | 9 | 0.67491
74221 | 2.61 | 0.8 | 365 | 2.3778 | 0.78489 | 3 | 0.16271
74229 | 3.96 | 0.8 | 365 | 3.6077 | 0.25984 | 3 | 0.86756
74140 | 4.59 | 0.8 | 365 | 4.1817 | 0.41481 | 4 | 0.59649
74230 | 11.685 | 0.8 | 365 | 10.6455 | 0.42203 | 11 | 0.067529
74173 | 2.24 | 0.8 | 365 | 2.0407 | 0.10658 | 2 | 0.14731
74175 | 3.64 | 0.8 | 365 | 3.3162 | 0.67319 | 3 | 0.98937
74232 | 7.56 | 0.8 | 365 | 6.8875 | 0.85969 | 7 | 0.74716
74233 | 7.5 | 0.8 | 365 | 6.8328 | 0.7497 | 7 | 0.5825
74169 | 2.8 | 0.8 | 365 | 2.5509 | 0.13322 | 2 | 0.68413
74174 | 2.8 | 0.8 | 365 | 2.5509 | 0.13322 | 2 | 0.68413
73544 | 8.4 | 0.8 | 365 | 7.6527 | 0.39966 | 8 | 0.052396
73482 | 3.36 | 0.8 | 365 | 3.0611 | 0.15986 | 3 | 0.22096
73556 | 6.72 | 0.8 | 365 | 6.1222 | 0.31973 | 6 | 0.44192
74154 | 6.44 | 0.8 | 365 | 5.8671 | 0.80641 | 6 | 0.6735
73567 | 7.56 | 0.8 | 365 | 6.8875 | 0.85969 | 7 | 0.74716
73491 | 6.16 | 0.8 | 365 | 5.612 | 0.29308 | 5 | 0.90509
73553 | 3.64 | 0.8 | 365 | 3.3162 | 0.67319 | 3 | 0.98937
73570 | 6.16 | 0.8 | 365 | 5.612 | 0.29308 | 5 | 0.90509
74242 | 11.05 | 0.8 | 365 | 10.067 | 0.25789 | 10 | 0.32488
74156 | 8.12 | 0.8 | 365 | 7.3976 | 0.88634 | 8 | 0.28398
73574 | 2.24 | 0.8 | 365 | 2.0407 | 0.10658 | 2 | 0.14731
74248 | 10.92 | 0.8 | 365 | 9.9486 | 0.019557 | 9 | 0.96811
74246 | 10.4 | 0.8 | 365 | 9.4748 | 0.066245 | 9 | 0.54106
74143 | 8.68 | 0.8 | 365 | 7.9078 | 0.91298 | 8 | 0.82081
74252 | 4.5 | 0.8 | 365 | 4.0997 | 0.24982 | 4 | 0.3495
73548 | 8.12 | 0.8 | 365 | 7.3976 | 0.88634 | 8 | 0.28398
74222 | 2.24 | 0.8 | 365 | 2.0407 | 0.10658 | 2 | 0.14731
74256 | 3.575 | 0.8 | 365 | 3.257 | 0.55402 | 3 | 0.81099
27608 | 8.58 | 1 | 365 | 9.7709 | 0.66207 | 10 | 0.43297
73595 | 5.04 | 0.8 | 365 | 4.5916 | 0.2398 | 4 | 0.83144
73511 | 8.96 | 0.8 | 365 | 8.1629 | 0.4263 | 8 | 0.58922
74144 | 8.12 | 0.8 | 365 | 7.3976 | 0.88634 | 8 | 0.28398
73610 | 6.44 | 0.8 | 365 | 5.8671 | 0.80641 | 6 | 0.6735
73584 | 3.08 | 0.8 | 365 | 2.806 | 0.64654 | 3 | 0.45255
73560 | 4.48 | 0.8 | 365 | 4.0815 | 0.21315 | 4 | 0.29461
74270 | 6.72 | 0.8 | 365 | 6.1222 | 0.31973 | 6 | 0.44192
74271 | 6.44 | 0.8 | 365 | 5.8671 | 0.80641 | 6 | 0.6735
74272 | 10.03 | 0.8 | 365 | 9.1377 | 0.38793 | 9 | 0.52566
74278 | 6.6 | 0.8 | 365 | 6.0129 | 0.099732 | 6 | 0.1126
74282 | 9.9 | 0.8 | 365 | 9.0193 | 0.1496 | 9 | 0.16889
74284 | 8.58 | 0.8 | 365 | 7.8167 | 0.72965 | 8 | 0.54638
74243 | 8.68 | 0.8 | 365 | 7.9078 | 0.91298 | 8 | 0.82081
73245 | 5.13 | 0.8 | 365 | 4.6736 | 0.40479 | 5 | 0.078427
73244 | 7.02 | 0.8 | 365 | 6.3955 | 0.86972 | 7 | 0.26522
73246 | 3.24 | 0.8 | 365 | 2.9518 | 0.93987 | 3 | 0.89164
74224 | 7 | 0.8 | 365 | 6.3773 | 0.83305 | 7 | 0.21033
74238 | 6.16 | 0.8 | 365 | 5.612 | 0.29308 | 5 | 0.90509
74296 | 9.135 | 0.8 | 365 | 8.3224 | 0.74713 | 9 | 0.06948
74260 | 10.36 | 0.8 | 365 | 9.4384 | 0.99291 | 10 | 0.43129
74297 | 9.45 | 0.8 | 365 | 8.6093 | 0.32462 | 8 | 0.93394
74247 | 5.6 | 0.8 | 365 | 5.1018 | 0.26644 | 5 | 0.36826
74262 | 2.9 | 0.8 | 365 | 2.642 | 0.31655 | 2 | 0.95857
74298 | 9.9 | 0.8 | 365 | 9.0193 | 0.1496 | 9 | 0.16889
74257 | 10.64 | 0.8 | 365 | 9.6935 | 0.50624 | 10 | 0.1997
74299 | 12.3 | 0.8 | 365 | 11.2058 | 0.5495 | 11 | 0.75529
74123 | 11.4 | 0.8 | 365 | 10.3859 | 0.89954 | 11 | 0.28539
73938 | 4.2 | 0.8 | 365 | 3.8264 | 0.69983 | 4 | 0.5262
74286 | 3.64 | 0.8 | 365 | 3.3162 | 0.67319 | 3 | 0.98937
74300 | 5.8 | 0.8 | 365 | 5.284 | 0.6331 | 5 | 0.91713
74241 | 8.12 | 0.8 | 365 | 7.3976 | 0.88634 | 8 | 0.28398
74302 | 12.915 | 0.8 | 365 | 11.7661 | 0.67698 | 12 | 0.44306
74303 | 7.5 | 0.8 | 365 | 6.8328 | 0.7497 | 7 | 0.5825
74236 | 10.36 | 0.8 | 365 | 9.4384 | 0.99291 | 10 | 0.43129
74305 | 8.4 | 0.8 | 365 | 7.6527 | 0.39966 | 8 | 0.052396
74276 | 4.76 | 0.8 | 365 | 4.3366 | 0.72647 | 5 | 0.063024
74254 | 3.36 | 0.8 | 365 | 3.0611 | 0.15986 | 3 | 0.22096
74307 | 11.4 | 0.8 | 365 | 10.3859 | 0.89954 | 11 | 0.28539
74255 | 2.24 | 0.8 | 365 | 2.0407 | 0.10658 | 2 | 0.14731
74308 | 13.2 | 0.8 | 365 | 12.0257 | 0.19946 | 12 | 0.22519
74274 | 2.24 | 0.8 | 365 | 2.0407 | 0.10658 | 2 | 0.14731
74310 | 8 | 0.8 | 365 | 7.2883 | 0.66634 | 7 | 0.95466
74223 | 2.24 | 0.8 | 365 | 2.0407 | 0.10658 | 2 | 0.14731
74311 | 10.44 | 0.8 | 365 | 9.5113 | 0.13958 | 9 | 0.65083
74225 | 3.64 | 0.8 | 365 | 3.3162 | 0.67319 | 3 | 0.98937
74313 | 8.19 | 0.8 | 365 | 7.4614 | 0.014668 | 7 | 0.47609
74235 | 4.76 | 0.8 | 365 | 4.3366 | 0.72647 | 5 | 0.063024
74288 | 10.4 | 0.8 | 365 | 9.4748 | 0.066245 | 9 | 0.54106
74234 | 4.76 | 0.8 | 365 | 4.3366 | 0.72647 | 5 | 0.063024
74227 | 6.16 | 0.8 | 365 | 5.612 | 0.29308 | 5 | 0.90509
74240 | 8.4 | 0.8 | 365 | 7.6527 | 0.39966 | 8 | 0.052396
74249 | 4.2 | 0.8 | 365 | 3.8264 | 0.69983 | 4 | 0.5262
74289 | 5.32 | 0.8 | 365 | 4.8467 | 0.75312 | 5 | 0.59985
74264 | 5.32 | 0.8 | 365 | 4.8467 | 0.75312 | 5 | 0.59985
74319 | 10.2 | 0.8 | 365 | 9.2926 | 0.69959 | 9 | 0.99219
74253 | 7.56 | 0.8 | 365 | 6.8875 | 0.85969 | 7 | 0.74716
74323 | 4.8 | 0.8 | 365 | 4.373 | 0.79981 | 5 | 0.1728
74251 | 3.64 | 0.8 | 365 | 3.3162 | 0.67319 | 3 | 0.98937
73512 | 7.84 | 0.8 | 365 | 7.1426 | 0.37302 | 7 | 0.51557
74283 | 3.92 | 0.8 | 365 | 3.5713 | 0.18651 | 3 | 0.75778
73530 | 6.72 | 0.8 | 365 | 6.1222 | 0.31973 | 6 | 0.44192
73478 | 8.4 | 0.8 | 365 | 7.6527 | 0.39966 | 8 | 0.052396
74324 | 5.525 | 0.8 | 365 | 5.0335 | 0.12894 | 5 | 0.16244
73611 | 6.72 | 0.8 | 365 | 6.1222 | 0.31973 | 6 | 0.44192
74328 | 10.64 | 0.8 | 365 | 9.6935 | 0.50624 | 10 | 0.1997
73479 | 10.36 | 0.8 | 365 | 9.4384 | 0.99291 | 10 | 0.43129
74329 | 5.88 | 0.8 | 365 | 5.3569 | 0.77976 | 6 | 0.13668
74170 | 2.8 | 0.8 | 365 | 2.5509 | 0.13322 | 2 | 0.68413
74331 | 9.24 | 0.8 | 365 | 8.418 | 0.93963 | 9 | 0.35764
73502 | 4.48 | 0.8 | 365 | 4.0815 | 0.21315 | 4 | 0.29461
74285 | 6.16 | 0.8 | 365 | 5.612 | 0.29308 | 5 | 0.90509
73612 | 8.12 | 0.8 | 365 | 7.3976 | 0.88634 | 8 | 0.28398
73480 | 5.32 | 0.8 | 365 | 4.8467 | 0.75312 | 5 | 0.59985
73600 | 7.84 | 0.8 | 365 | 7.1426 | 0.37302 | 7 | 0.51557
74332 | 10.385 | 0.8 | 365 | 9.4612 | 0.038746 | 9 | 0.4999
74334 | 5.76 | 0.8 | 365 | 5.2476 | 0.55977 | 5 | 0.80736
74335 | 12.8 | 0.8 | 365 | 11.6613 | 0.46615 | 12 | 0.12746
74336 | 9.12 | 0.8 | 365 | 8.3087 | 0.71963 | 9 | 0.028315
74151 | 3.6 | 0.8 | 365 | 3.2797 | 0.59985 | 3 | 0.8796
74101 | 10.36 | 0.8 | 365 | 9.4384 | 0.99291 | 10 | 0.43129
74206 | 6.16 | 0.8 | 365 | 5.612 | 0.29308 | 5 | 0.90509
74098 | 11.2 | 0.8 | 365 | 10.2036 | 0.53288 | 10 | 0.73653
73442 | 2.24 | 0.8 | 365 | 2.0407 | 0.10658 | 2 | 0.14731
73543 | 2.24 | 0.8 | 365 | 2.0407 | 0.10658 | 2 | 0.14731
73555 | 5.6 | 0.8 | 365 | 5.1018 | 0.26644 | 5 | 0.36826
74237 | 2.8 | 0.8 | 365 | 2.5509 | 0.13322 | 2 | 0.68413
74250 | 3.08 | 0.8 | 365 | 2.806 | 0.64654 | 3 | 0.45255
73332 | 11.04 | 0.8 | 365 | 10.0579 | 0.23955 | 10 | 0.29743
74167 | 16.2 | 0.8 | 365 | 14.7588 | 0.69934 | 15 | 0.45819
74186 | 8.96 | 0.8 | 365 | 8.1629 | 0.4263 | 8 | 0.58922
74194 | 13.25 | 0.8 | 365 | 12.0713 | 0.29113 | 12 | 0.36241
74211 | 14 | 0.8 | 365 | 12.7546 | 0.6661 | 13 | 0.42066
74269 | 7.92 | 0.8 | 365 | 7.2154 | 0.51968 | 7 | 0.73512
74275 | 7 | 0.8 | 365 | 6.3773 | 0.83305 | 7 | 0.21033
73601 | 9.86 | 0.8 | 365 | 8.9829 | 0.076267 | 9 | 0.059121
63466 | 326.625 | 0.7 | 365 | 260.3724 | 0.94935 | 261 | 0.32174
9697 | 406.9 | 1 | 365 | 463.3777 | 0.45855 | 463 | 0.83627
74337 | 8.71 | 0.8 | 365 | 7.9352 | 0.96798 | 8 | 0.90314
74295 | 7.56 | 0.8 | 365 | 6.8875 | 0.85969 | 7 | 0.74716
74314 | 9.24 | 0.8 | 365 | 8.418 | 0.93963 | 9 | 0.35764
74343 | 11.55 | 0.8 | 365 | 10.5225 | 0.17453 | 10 | 0.69704
74341 | 4.64 | 0.8 | 365 | 4.2272 | 0.50648 | 4 | 0.7337
74294 | 9.01 | 0.8 | 365 | 8.2085 | 0.51797 | 8 | 0.72644
74318 | 4.64 | 0.8 | 365 | 4.2272 | 0.50648 | 4 | 0.7337
74292 | 7.84 | 0.8 | 365 | 7.1426 | 0.37302 | 7 | 0.51557
74315 | 5.32 | 0.8 | 365 | 4.8467 | 0.75312 | 5 | 0.59985
74346 | 7.14 | 0.8 | 365 | 6.5048 | 0.089711 | 6 | 0.59454
74320 | 4.48 | 0.8 | 365 | 4.0815 | 0.21315 | 4 | 0.29461
74347 | 12.42 | 0.8 | 365 | 11.3151 | 0.7695 | 12 | 0.084613
74309 | 15.66 | 0.8 | 365 | 14.2669 | 0.70937 | 14 | 0.97625
74306 | 3.48 | 0.8 | 365 | 3.1704 | 0.37986 | 3 | 0.55028
74350 | 4.86 | 0.8 | 365 | 4.4277 | 0.9098 | 5 | 0.33746
74351 | 5.5 | 0.8 | 365 | 5.0107 | 0.08311 | 5 | 0.09383
74304 | 4.2 | 0.8 | 365 | 3.8264 | 0.69983 | 4 | 0.5262
74291 | 7 | 0.8 | 365 | 6.3773 | 0.83305 | 7 | 0.21033
74312 | 4.76 | 0.8 | 365 | 4.3366 | 0.72647 | 5 | 0.063024
74321 | 5.88 | 0.8 | 365 | 5.3569 | 0.77976 | 6 | 0.13668
74290 | 6.16 | 0.8 | 365 | 5.612 | 0.29308 | 5 | 0.90509
74261 | 4.2 | 0.8 | 365 | 3.8264 | 0.69983 | 4 | 0.5262
73614 | 4.76 | 0.8 | 365 | 4.3366 | 0.72647 | 5 | 0.063024
74293 | 13.777 | 0.8 | 365 | 12.5514 | 0.25727 | 12 | 0.80867
73503 | 6.44 | 0.8 | 365 | 5.8671 | 0.80641 | 6 | 0.6735
74277 | 4.48 | 0.8 | 365 | 4.0815 | 0.21315 | 4 | 0.29461
73484 | 4.48 | 0.8 | 365 | 4.0815 | 0.21315 | 4 | 0.29461
73546 | 3.08 | 0.8 | 365 | 2.806 | 0.64654 | 3 | 0.45255
73592 | 3.36 | 0.8 | 365 | 3.0611 | 0.15986 | 3 | 0.22096
74338 | 10.73 | 0.8 | 365 | 9.7755 | 0.67123 | 10 | 0.44669
74339 | 8.265 | 0.8 | 365 | 7.5297 | 0.15216 | 7 | 0.68191
74340 | 8.68 | 0.8 | 365 | 7.9078 | 0.91298 | 8 | 0.82081
74342 | 2.9 | 0.8 | 365 | 2.642 | 0.31655 | 2 | 0.95857
74345 | 6.16 | 0.8 | 365 | 5.612 | 0.29308 | 5 | 0.90509
74357 | 5.22 | 0.8 | 365 | 4.7556 | 0.56979 | 5 | 0.32542
74366 | 6.555 | 0.8 | 365 | 5.9719 | 0.017234 | 5 | 0.9891
74367 | 8.7 | 0.8 | 365 | 7.926 | 0.94965 | 8 | 0.8757
74368 | 14.04 | 0.8 | 365 | 12.791 | 0.73943 | 13 | 0.53043
74369 | 2.44 | 0.8 | 365 | 2.2229 | 0.47323 | 2 | 0.69617
74370 | 13.3 | 0.8 | 365 | 12.1168 | 0.38279 | 12 | 0.49963
74371 | 9.24 | 0.8 | 365 | 8.418 | 0.93963 | 9 | 0.35764
74372 | 11.1 | 0.8 | 365 | 10.1125 | 0.34955 | 10 | 0.46209
74376 | 5.04 | 0.8 | 365 | 4.5916 | 0.2398 | 4 | 0.83144
74379 | 18.2 | 0.8 | 365 | 16.5809 | 0.36593 | 16 | 0.94686
74382 | 6.9 | 0.8 | 365 | 6.2862 | 0.64972 | 6 | 0.9359
74386 | 12.3 | 0.8 | 365 | 11.2058 | 0.5495 | 11 | 0.75529
74388 | 11.76 | 0.8 | 365 | 10.7138 | 0.55952 | 11 | 0.27335
74391 | 9.3 | 0.8 | 365 | 8.4727 | 0.049623 | 8 | 0.5223
74393 | 16.74 | 0.8 | 365 | 15.2508 | 0.68932 | 15 | 0.94013
74394 | 11.73 | 0.8 | 365 | 10.6865 | 0.50452 | 11 | 0.19102
74397 | 6.375 | 0.8 | 365 | 5.8079 | 0.68724 | 6 | 0.49512
65257 | 57.6 | 0.7 | 365 | 45.9164 | 0.39796 | 46 | 0.31437
74400 | 7.2 | 0.8 | 365 | 6.5595 | 0.19971 | 6 | 0.7592
74398 | 8.4 | 0.8 | 365 | 7.6527 | 0.39966 | 8 | 0.052396
74402 | 5.61 | 0.8 | 365 | 5.1109 | 0.28477 | 5 | 0.39571
74404 | 5.67 | 0.8 | 365 | 5.1656 | 0.39477 | 5 | 0.56037
74405 | 9 | 0.8 | 365 | 8.1994 | 0.49964 | 8 | 0.699
74407 | 4.76 | 0.8 | 365 | 4.3366 | 0.72647 | 5 | 0.063024
74409 | 8.71 | 0.8 | 365 | 7.9352 | 0.96798 | 8 | 0.90314
74413 | 12.73 | 0.8 | 365 | 11.5975 | 0.33782 | 11 | 0.93536
74410 | 3.92 | 0.8 | 365 | 3.5713 | 0.18651 | 3 | 0.75778
74416 | 10.73 | 0.8 | 365 | 9.7755 | 0.67123 | 10 | 0.44669
74414 | 6.16 | 0.8 | 365 | 5.612 | 0.29308 | 5 | 0.90509
74418 | 4.06 | 0.8 | 365 | 3.6988 | 0.44317 | 4 | 0.14199
74419 | 5.985 | 0.8 | 365 | 5.4526 | 0.97226 | 6 | 0.42483
74420 | 13.44 | 0.8 | 365 | 12.2444 | 0.63946 | 12 | 0.88383
74423 | 6.9 | 0.8 | 365 | 6.2862 | 0.64972 | 6 | 0.9359
74427 | 4.62 | 0.8 | 365 | 4.209 | 0.46981 | 4 | 0.67882
74411 | 5.3 | 0.8 | 365 | 4.8285 | 0.71645 | 5 | 0.54496
74412 | 7.84 | 0.8 | 365 | 7.1426 | 0.37302 | 7 | 0.51557
73910 | 10.385 | 0.8 | 365 | 9.4612 | 0.038746 | 9 | 0.4999
74439 | 4.02 | 0.8 | 365 | 3.6624 | 0.36984 | 4 | 0.032218
74440 | 7.37 | 0.8 | 365 | 6.7144 | 0.51137 | 7 | 0.22573
74442 | 12.426 | 0.8 | 365 | 11.3206 | 0.7805 | 12 | 0.10108
74443 | 13.395 | 0.8 | 365 | 12.2034 | 0.55696 | 12 | 0.76034
74444 | 7.68 | 0.8 | 365 | 6.9968 | 0.079689 | 7 | 0.076476
74445 | 10.56 | 0.8 | 365 | 9.6206 | 0.35957 | 9 | 0.98015
74441 | 7.68 | 0.8 | 365 | 6.9968 | 0.079689 | 7 | 0.076476
74446 | 7.98 | 0.8 | 365 | 7.2701 | 0.62968 | 7 | 0.89978
74333 | 6.03 | 0.8 | 365 | 5.4936 | 0.054756 | 5 | 0.54833
74447 | 11 | 0.8 | 365 | 10.0214 | 0.16622 | 10 | 0.18766
74449 | 10.545 | 0.8 | 365 | 9.6069 | 0.33207 | 9 | 0.93899
74454 | 3.08 | 0.8 | 365 | 2.806 | 0.64654 | 3 | 0.45255
74457 | 11.16 | 0.8 | 365 | 10.1672 | 0.45955 | 10 | 0.62675
73849 | 14.4 | 0.8 | 365 | 13.119 | 0.39942 | 13 | 0.51839
74462 | 8.64 | 0.8 | 365 | 7.8714 | 0.83965 | 8 | 0.71104
74468 | 7.2 | 1 | 365 | 8.1994 | 0.49964 | 8 | 0.699
74456 | 2.24 | 0.8 | 365 | 2.0407 | 0.10658 | 2 | 0.14731
74455 | 4.32 | 0.8 | 365 | 3.9357 | 0.91982 | 4 | 0.85552
74469 | 5.32 | 0.8 | 365 | 4.8467 | 0.75312 | 5 | 0.59985
74470 | 7.84 | 0.8 | 365 | 7.1426 | 0.37302 | 7 | 0.51557
74471 | 3.36 | 0.8 | 365 | 3.0611 | 0.15986 | 3 | 0.22096
74472 | 20.16 | 0.8 | 365 | 18.3666 | 0.95918 | 19 | 0.32575
74473 | 9.24 | 0.8 | 365 | 8.418 | 0.93963 | 9 | 0.35764
74474 | 4.76 | 0.8 | 365 | 4.3366 | 0.72647 | 5 | 0.063024
74475 | 2.28 | 0.8 | 365 | 2.0772 | 0.17991 | 2 | 0.25708
74476 | 2.16 | 0.8 | 365 | 1.9678 | 0.95991 | 2 | 0.92776
74477 | 13.475 | 0.8 | 365 | 12.2763 | 0.70362 | 12 | 0.97988
74478 | 10.08 | 0.8 | 365 | 9.1833 | 0.47959 | 9 | 0.66287
74479 | 9.69 | 0.8 | 365 | 8.828 | 0.76461 | 9 | 0.59258
74480 | 6.09 | 0.8 | 365 | 5.5482 | 0.16475 | 5 | 0.71299
74481 | 7.56 | 0.8 | 365 | 6.8875 | 0.85969 | 7 | 0.74716
35624 | 1254 | 0.9 | 365 | 1285.2497 | 0.31782 | 1285 | 0.5675
74483 | 7.2 | 0.8 | 365 | 6.5595 | 0.19971 | 6 | 0.7592
72736 | 7.2 | 0.8 | 365 | 6.5595 | 0.19971 | 6 | 0.7592
74484 | 11.375 | 0.8 | 365 | 10.3631 | 0.85371 | 11 | 0.21679
74485 | 24.9 | 0.8 | 365 | 22.6849 | 0.64899 | 23 | 0.33389
74487 | 15.12 | 0.8 | 365 | 13.7749 | 0.71939 | 14 | 0.49431
74492 | 7.521 | 0.8 | 365 | 6.8519 | 0.7882 | 7 | 0.64013
74491 | 7.84 | 0.8 | 365 | 7.1426 | 0.37302 | 7 | 0.51557
74493 | 9.18 | 0.8 | 365 | 8.3633 | 0.82963 | 9 | 0.19298
74494 | 3.575 | 0.8 | 365 | 3.257 | 0.55402 | 3 | 0.81099
74495 | 4.928 | 1 | 365 | 5.612 | 0.29308 | 5 | 0.90509
74496 | 12 | 0.8 | 365 | 10.9325 | 0.99951 | 11 | 0.93199
74488 | 10.44 | 0.8 | 365 | 9.5113 | 0.13958 | 9 | 0.65083
74498 | 12.35 | 0.8 | 365 | 11.2513 | 0.64117 | 11 | 0.89251
74499 | 8.58 | 0.8 | 365 | 7.8167 | 0.72965 | 8 | 0.54638
74500 | 4.8 | 0.8 | 365 | 4.373 | 0.79981 | 5 | 0.1728
74501 | 5.4 | 0.8 | 365 | 4.9196 | 0.89978 | 5 | 0.8194
74504 | 5.04 | 0.8 | 365 | 4.5916 | 0.2398 | 4 | 0.83144
74448 | 9.01 | 0.8 | 365 | 8.2085 | 0.51797 | 8 | 0.72644
74508 | 4.41 | 0.8 | 365 | 4.0177 | 0.084821 | 4 | 0.10251
73519 | 12.6 | 0.8 | 365 | 11.4791 | 0.099489 | 11 | 0.57859
74195 | 5.695 | 0.8 | 365 | 5.1884 | 0.4406 | 5 | 0.62898
74509 | 8.12 | 0.8 | 365 | 7.3976 | 0.88634 | 8 | 0.28398
74505 | 8.4 | 0.8 | 365 | 7.6527 | 0.39966 | 8 | 0.052396
74506 | 4.48 | 0.8 | 365 | 4.0815 | 0.21315 | 4 | 0.29461
74507 | 5.8 | 0.8 | 365 | 5.284 | 0.6331 | 5 | 0.91713
74353 | 5.98 | 0.8 | 365 | 5.448 | 0.96309 | 6 | 0.41111
74356 | 6.5 | 0.8 | 365 | 5.9218 | 0.9164 | 6 | 0.83816
74387 | 9.75 | 0.8 | 365 | 8.8826 | 0.8746 | 9 | 0.75724
74399 | 4.225 | 0.8 | 365 | 3.8491 | 0.74566 | 4 | 0.59481
74406 | 5.2 | 0.8 | 365 | 4.7374 | 0.53312 | 5 | 0.27053
74415 | 12.3 | 0.8 | 365 | 11.2058 | 0.5495 | 11 | 0.75529
74417 | 10.075 | 0.8 | 365 | 9.1787 | 0.47042 | 9 | 0.64915
74421 | 11.7 | 0.8 | 365 | 10.6592 | 0.44953 | 11 | 0.10869
74422 | 9.6 | 0.8 | 365 | 8.746 | 0.59961 | 9 | 0.34559
74426 | 5.4 | 0.8 | 365 | 4.9196 | 0.89978 | 5 | 0.8194
74429 | 7.15 | 0.8 | 365 | 6.5139 | 0.10804 | 6 | 0.62198
74431 | 10.725 | 0.8 | 365 | 9.7709 | 0.66207 | 10 | 0.43297
74432 | 5.85 | 0.8 | 365 | 5.3296 | 0.72476 | 6 | 0.054347
74435 | 10.66 | 1 | 365 | 12.1396 | 0.42863 | 12 | 0.56823
74437 | 6.825 | 0.8 | 365 | 6.2178 | 0.51222 | 6 | 0.73007
74451 | 7.2 | 0.8 | 365 | 6.5595 | 0.19971 | 6 | 0.7592
74453 | 10.2 | 0.8 | 365 | 9.2926 | 0.69959 | 9 | 0.99219
74461 | 6.9 | 0.8 | 365 | 6.2862 | 0.64972 | 6 | 0.9359
74463 | 13.325 | 0.8 | 365 | 12.1396 | 0.42863 | 12 | 0.56823
74466 | 14 | 0.8 | 365 | 12.7546 | 0.6661 | 13 | 0.42066
74467 | 10.5 | 0.8 | 365 | 9.5659 | 0.24957 | 9 | 0.81549
74510 | 8.45 | 0.8 | 365 | 7.6983 | 0.49132 | 8 | 0.18961
74511 | 4.225 | 0.8 | 365 | 3.8491 | 0.74566 | 4 | 0.59481
74513 | 8.45 | 0.8 | 365 | 7.6983 | 0.49132 | 8 | 0.18961
63105 | 24.64 | 0.8 | 365 | 22.448 | 0.17233 | 22 | 0.62036
74375 | 11.55 | 0.8 | 365 | 10.5225 | 0.17453 | 10 | 0.69704
74377 | 5.83 | 0.8 | 365 | 5.3114 | 0.6881 | 5 | 0.99946
74344 | 4.2 | 0.8 | 365 | 3.8264 | 0.69983 | 4 | 0.5262
74378 | 8.19 | 0.8 | 365 | 7.4614 | 0.014668 | 7 | 0.47609
74259 | 2.52 | 0.8 | 365 | 2.2958 | 0.6199 | 2 | 0.91572
74438 | 10.325 | 0.8 | 365 | 9.4065 | 0.92875 | 10 | 0.33524
74373 | 14.03 | 0.8 | 365 | 12.7819 | 0.7211 | 13 | 0.50299
74433 | 12.8 | 0.8 | 365 | 11.6613 | 0.46615 | 12 | 0.12746
74503 | 6.72 | 0.8 | 365 | 6.1222 | 0.31973 | 6 | 0.44192
45625 | 4.94 | 1 | 365 | 5.6257 | 0.32058 | 5 | 0.94626
65095 | 23.36 | 0.8 | 365 | 21.2819 | 0.82572 | 22 | 0.10761
74517 | 7.2 | 0.8 | 365 | 6.5595 | 0.19971 | 6 | 0.7592
74518 | 11.4 | 0.8 | 365 | 10.3859 | 0.89954 | 11 | 0.28539
74519 | 12 | 0.8 | 365 | 10.9325 | 0.99951 | 11 | 0.93199
74520 | 4.93 | 0.8 | 365 | 4.4914 | 0.038134 | 4 | 0.52956
74523 | 10.08 | 0.8 | 365 | 9.1833 | 0.47959 | 9 | 0.66287
74524 | 9.75 | 0.8 | 365 | 8.8826 | 0.8746 | 9 | 0.75724
73975 | 9.28 | 0.8 | 365 | 8.4545 | 0.012957 | 8 | 0.46741
74525 | 4.48 | 0.8 | 365 | 4.0815 | 0.21315 | 4 | 0.29461
74526 | 11.385 | 0.8 | 365 | 10.3722 | 0.87204 | 11 | 0.24423
73248 | 7.02 | 0.8 | 365 | 6.3955 | 0.86972 | 7 | 0.26522
74063 | 7.5 | 0.8 | 365 | 6.8328 | 0.7497 | 7 | 0.5825
74045 | 9.9 | 0.8 | 365 | 9.0193 | 0.1496 | 9 | 0.16889
51583 | 156 | 0.7 | 365 | 124.357 | 0.24447 | 124 | 0.60143
2868 | 2255.4 | 0.9 | 365 | 2311.6046 | 0.65965 | 2312 | 0.26422
26426 | 2597.76 | 1 | 365 | 2958.3291 | 0.06838 | 2958 | 0.39747
74529 | 10.395 | 0.8 | 365 | 9.4703 | 0.057079 | 9 | 0.52734
74528 | 7.705 | 0.8 | 365 | 7.0196 | 0.12552 | 7 | 0.14508
74531 | 6.84 | 0.8 | 365 | 6.2315 | 0.53972 | 6 | 0.77124
74533 | 7.245 | 0.8 | 365 | 6.6005 | 0.28221 | 6 | 0.88269
74534 | 5.11 | 0.8 | 365 | 4.6554 | 0.36813 | 5 | 0.023541
74543 | 13.44 | 0.8 | 365 | 12.2444 | 0.63946 | 12 | 0.88383
73609 | 4.2 | 0.8 | 365 | 3.8264 | 0.69983 | 4 | 0.5262
72794 | 4.35 | 0.8 | 365 | 3.963 | 0.97482 | 4 | 0.93785
35473 | 5867.19 | 0.8 | 365 | 5345.2448 | 0.27718 | 5345 | 0.52196
74546 | 9.72 | 0.8 | 365 | 8.8553 | 0.81961 | 9 | 0.67491
74068 | 8.55 | 0.8 | 365 | 7.7894 | 0.67465 | 8 | 0.46405
74535 | 10.15 | 0.8 | 365 | 9.2471 | 0.60792 | 9 | 0.85498
74537 | 10.26 | 0.8 | 365 | 9.3473 | 0.80958 | 10 | 0.15685
74547 | 6.44 | 0.8 | 365 | 5.8671 | 0.80641 | 6 | 0.6735
36675 | 4.345 | 1 | 365 | 4.9481 | 0.95707 | 5 | 0.90516
74542 | 3.92 | 0.8 | 365 | 3.5713 | 0.18651 | 3 | 0.75778
74540 | 3.92 | 0.8 | 365 | 3.5713 | 0.18651 | 3 | 0.75778
74538 | 6.27 | 0.8 | 365 | 5.7122 | 0.49475 | 6 | 0.20697
74548 | 19.88 | 0.8 | 365 | 18.1115 | 0.44586 | 18 | 0.55734
74551 | 8.525 | 0.8 | 365 | 7.7666 | 0.62882 | 8 | 0.39544
74549 | 5.88 | 0.8 | 365 | 5.3569 | 0.77976 | 6 | 0.13668
74552 | 10.725 | 0.8 | 365 | 9.7709 | 0.66207 | 10 | 0.43297
74553 | 4.25 | 0.8 | 365 | 3.8719 | 0.79149 | 4 | 0.66341
74536 | 5.76 | 0.8 | 365 | 5.2476 | 0.55977 | 5 | 0.80736
74554 | 19.215 | 0.8 | 365 | 17.5056 | 0.22672 | 17 | 0.73235
74555 | 12.9 | 0.8 | 365 | 11.7524 | 0.64948 | 12 | 0.40189
74556 | 9 | 0.8 | 365 | 8.1994 | 0.49964 | 8 | 0.699
64886 | 60.32 | 0.7 | 365 | 48.0847 | 0.76119 | 48 | 0.84589
74557 | 5.695 | 0.8 | 365 | 5.1884 | 0.4406 | 5 | 0.62898
74559 | 8.67 | 0.8 | 365 | 7.8987 | 0.89465 | 8 | 0.79337
74560 | 7.905 | 0.8 | 365 | 7.2018 | 0.49218 | 7 | 0.69395
74562 | 8.41 | 0.8 | 365 | 7.6618 | 0.41799 | 8 | 0.079839
74561 | 7.395 | 0.8 | 365 | 6.7371 | 0.5572 | 7 | 0.29434
74563 | 7.695 | 0.8 | 365 | 7.0105 | 0.10719 | 7 | 0.11764
74564 | 10.15 | 0.8 | 365 | 9.2471 | 0.60792 | 9 | 0.85498
74566 | 5.13 | 0.8 | 365 | 4.6736 | 0.40479 | 5 | 0.078427
74565 | 7.7 | 0.8 | 365 | 7.015 | 0.11635 | 7 | 0.13136
74567 | 4.8 | 0.8 | 365 | 4.373 | 0.79981 | 5 | 0.1728
74568 | 7.125 | 0.8 | 365 | 6.4912 | 0.062211 | 6 | 0.55337
74569 | 7.32 | 0.8 | 365 | 6.6688 | 0.4197 | 7 | 0.088516
74570 | 4.845 | 0.8 | 365 | 4.414 | 0.8823 | 5 | 0.29629
74572 | 8.835 | 0.8 | 365 | 8.049 | 0.19714 | 8 | 0.24618
74571 | 9.135 | 0.8 | 365 | 8.3224 | 0.74713 | 9 | 0.06948
74573 | 7.25 | 0.8 | 365 | 6.605 | 0.29137 | 6 | 0.89641
74574 | 10.23 | 0.8 | 365 | 9.3199 | 0.75459 | 10 | 0.074525
74576 | 13.325 | 0.8 | 365 | 12.1396 | 0.42863 | 12 | 0.56823
74578 | 6.365 | 0.8 | 365 | 5.7988 | 0.66891 | 6 | 0.46768
74579 | 5.12 | 0.8 | 365 | 4.6645 | 0.38646 | 5 | 0.050984
74582 | 6.12 | 0.8 | 365 | 5.5756 | 0.21975 | 5 | 0.79532
74586 | 3.85 | 0.8 | 365 | 3.5075 | 0.058177 | 3 | 0.56568
74589 | 11.39 | 0.8 | 365 | 10.3767 | 0.8812 | 11 | 0.25795
74592 | 9.6 | 0.8 | 365 | 8.746 | 0.59961 | 9 | 0.34559
61072 | 510.3 | 0.8 | 365 | 464.9037 | 0.52932 | 465 | 0.43303
74609 | 1.98 | 0.8 | 365 | 1.8039 | 0.62992 | 2 | 0.43378
74611 | 8.12 | 0.8 | 365 | 7.3976 | 0.88634 | 8 | 0.28398
74612 | 11.055 | 0.8 | 365 | 10.0715 | 0.26705 | 10 | 0.3386
74613 | 5.4 | 0.8 | 365 | 4.9196 | 0.89978 | 5 | 0.8194
74614 | 7.59 | 0.8 | 365 | 6.9148 | 0.91469 | 7 | 0.82949
74615 | 6.6 | 0.8 | 365 | 6.0129 | 0.099732 | 6 | 0.1126
74617 | 3.08 | 0.8 | 365 | 2.806 | 0.64654 | 3 | 0.45255
74618 | 5.67 | 0.8 | 365 | 5.1656 | 0.39477 | 5 | 0.56037
74619 | 11.04 | 0.8 | 365 | 10.0579 | 0.23955 | 10 | 0.29743
74608 | 8.28 | 0.8 | 365 | 7.5434 | 0.17966 | 7 | 0.72308
74621 | 7.56 | 0.8 | 365 | 6.8875 | 0.85969 | 7 | 0.74716
74622 | 6.96 | 0.8 | 365 | 6.3408 | 0.75972 | 7 | 0.10056
71206 | 12.8 | 0.8 | 365 | 11.6613 | 0.46615 | 12 | 0.12746
74630 | 9.6 | 1 | 365 | 10.9325 | 0.99951 | 11 | 0.93199
74636 | 7.905 | 0.8 | 365 | 7.2018 | 0.49218 | 7 | 0.69395
74516 | 6 | 0.8 | 365 | 5.4662 | 0.99976 | 6 | 0.466
74527 | 8.45 | 0.8 | 365 | 7.6983 | 0.49132 | 8 | 0.18961
63161 | 307.2 | 0.9 | 365 | 314.8554 | 0.58599 | 315 | 0.44142
63118 | 2784.6 | 0.8 | 365 | 2536.882 | 0.98713 | 2537 | 0.86911
74558 | 13.8 | 0.8 | 365 | 12.5724 | 0.29944 | 12 | 0.87179
74580 | 3.92 | 0.8 | 365 | 3.5713 | 0.18651 | 3 | 0.75778
74581 | 9.625 | 0.8 | 365 | 8.7688 | 0.64544 | 9 | 0.4142
74584 | 5.46 | 0.8 | 365 | 4.9743 | 0.0097787 | 4 | 0.98406
74585 | 5.04 | 0.8 | 365 | 4.5916 | 0.2398 | 4 | 0.83144
74587 | 2.28 | 0.8 | 365 | 2.0772 | 0.17991 | 2 | 0.25708
74588 | 12.6 | 0.8 | 365 | 11.4791 | 0.099489 | 11 | 0.57859
74590 | 5.415 | 0.8 | 365 | 4.9333 | 0.92728 | 5 | 0.86056
74591 | 6.27 | 0.8 | 365 | 5.7122 | 0.49475 | 6 | 0.20697
74594 | 2.32 | 0.8 | 365 | 2.1136 | 0.25324 | 2 | 0.36685
74596 | 5.415 | 0.8 | 365 | 4.9333 | 0.92728 | 5 | 0.86056
74597 | 3.99 | 0.8 | 365 | 3.635 | 0.31484 | 3 | 0.94989
74598 | 3.64 | 0.8 | 365 | 3.3162 | 0.67319 | 3 | 0.98937
74599 | 7.41 | 0.8 | 365 | 6.7508 | 0.5847 | 7 | 0.33551
74600 | 11.505 | 0.8 | 365 | 10.4815 | 0.092034 | 10 | 0.57355
74601 | 2.565 | 0.8 | 365 | 2.3368 | 0.7024 | 3 | 0.039214
74602 | 7.98 | 0.8 | 365 | 7.2701 | 0.62968 | 7 | 0.89978
74603 | 9.24 | 0.8 | 365 | 8.418 | 0.93963 | 9 | 0.35764
74604 | 3.99 | 0.8 | 365 | 3.635 | 0.31484 | 3 | 0.94989
74605 | 4.56 | 0.8 | 365 | 4.1543 | 0.35982 | 4 | 0.51416
74606 | 6.72 | 0.8 | 365 | 6.1222 | 0.31973 | 6 | 0.44192
74629 | 4.55 | 0.8 | 365 | 4.1452 | 0.34148 | 4 | 0.48671
48630 | 514.56 | 0.65 | 365 | 380.8876 | 0.46305 | 381 | 0.35066
17457 | 4127.76 | 0.8 | 365 | 3760.5545 | 0.39269 | 3760 | 0.94716
74502 | 7.84 | 0.8 | 365 | 7.1426 | 0.37302 | 7 | 0.51557
74355 | 3.975 | 0.8 | 365 | 3.6214 | 0.28734 | 3 | 0.90872
74364 | 10.5 | 0.8 | 365 | 9.5659 | 0.24957 | 9 | 0.81549
63100 | 48.16 | 0.7 | 365 | 38.3912 | 0.25496 | 38 | 0.64618
74610 | 82.5 | 0.6 | 365 | 56.3706 | 0.43499 | 56 | 0.80559
74642 | 3.42 | 0.8 | 365 | 3.1158 | 0.26986 | 3 | 0.38562
74644 | 6.09 | 0.8 | 365 | 5.5482 | 0.16475 | 5 | 0.71299
74646 | 12.04 | 0.8 | 365 | 10.9689 | 0.072845 | 11 | 0.041767
74648 | 13 | 0.8 | 365 | 11.8435 | 0.83281 | 12 | 0.67633
74651 | 8.82 | 0.8 | 365 | 8.0354 | 0.16964 | 8 | 0.20502
74652 | 6 | 0.8 | 365 | 5.4662 | 0.99976 | 6 | 0.466
74653 | 10.4 | 0.8 | 365 | 9.4748 | 0.066245 | 9 | 0.54106
74654 | 5.67 | 0.8 | 365 | 5.1656 | 0.39477 | 5 | 0.56037
34019 | 61.2 | 0.9 | 365 | 62.7251 | 0.22221 | 62 | 0.94731
34025 | 45.9 | 0.9 | 365 | 47.0438 | 0.66666 | 47 | 0.71048
34024 | 42.84 | 0.9 | 365 | 43.9076 | 0.35555 | 44 | 0.26312
74053 | 10.64 | 0.8 | 365 | 9.6935 | 0.50624 | 10 | 0.1997
74374 | 7.28 | 0.8 | 365 | 6.6324 | 0.34637 | 6 | 0.97874
74362 | 9.24 | 0.8 | 365 | 8.418 | 0.93963 | 9 | 0.35764
74359 | 4.62 | 0.8 | 365 | 4.209 | 0.46981 | 4 | 0.67882
74358 | 7.28 | 0.8 | 365 | 6.6324 | 0.34637 | 6 | 0.97874
74657 | 3.6 | 0.8 | 365 | 3.2797 | 0.59985 | 3 | 0.8796
74659 | 8.7 | 0.8 | 365 | 7.926 | 0.94965 | 8 | 0.8757
74663 | 13.325 | 0.8 | 365 | 12.1396 | 0.42863 | 12 | 0.56823
74665 | 5.1 | 0.8 | 365 | 4.6463 | 0.34979 | 4 | 0.9961
73100 | 6.36 | 0.8 | 365 | 5.7942 | 0.65974 | 6 | 0.45396
73036 | 11.73 | 0.8 | 365 | 10.6865 | 0.50452 | 11 | 0.19102
73400 | 4.59 | 0.8 | 365 | 4.1817 | 0.41481 | 4 | 0.59649
73505 | 12.375 | 0.8 | 365 | 11.2741 | 0.687 | 11 | 0.96112
73562 | 10.8 | 0.8 | 365 | 9.8392 | 0.79956 | 10 | 0.63879
62849 | 118.4 | 0.9 | 365 | 121.3505 | 0.1946 | 121 | 0.54513
74670 | 7.56 | 0.8 | 365 | 6.8875 | 0.85969 | 7 | 0.74716
74673 | 10.72 | 0.8 | 365 | 9.7663 | 0.6529 | 10 | 0.41925
74490 | 12.69 | 0.8 | 365 | 11.5611 | 0.26449 | 11 | 0.82558
74489 | 9.9 | 0.8 | 365 | 9.0193 | 0.1496 | 9 | 0.16889
74675 | 7.36 | 0.8 | 365 | 6.7053 | 0.49304 | 7 | 0.19829
74677 | 12.1 | 0.8 | 365 | 11.0236 | 0.18284 | 11 | 0.20643
74680 | 5.28 | 0.8 | 365 | 4.8103 | 0.67979 | 5 | 0.49008
74681 | 10.88 | 0.8 | 365 | 9.9121 | 0.94623 | 10 | 0.85834
74682 | 8.4 | 0.8 | 365 | 7.6527 | 0.39966 | 8 | 0.052396
73365 | 21.3 | 0.8 | 365 | 19.4052 | 0.049137 | 19 | 0.45429
74683 | 8.54 | 0.8 | 365 | 7.7803 | 0.65632 | 8 | 0.4366
73360 | 12.375 | 0.8 | 365 | 11.2741 | 0.687 | 11 | 0.96112
74685 | 8.32 | 0.8 | 365 | 7.5799 | 0.253 | 7 | 0.83285
74686 | 5.97 | 0.8 | 365 | 5.4389 | 0.94476 | 6 | 0.38367
74687 | 12.6 | 0.8 | 365 | 11.4791 | 0.099489 | 11 | 0.57859
74688 | 9.315 | 0.8 | 365 | 8.4863 | 0.077122 | 8 | 0.56346
74684 | 5.85 | 0.8 | 365 | 5.3296 | 0.72476 | 6 | 0.054347
74689 | 4.86 | 0.8 | 365 | 4.4277 | 0.9098 | 5 | 0.33746
74690 | 6.21 | 0.8 | 365 | 5.6576 | 0.38475 | 6 | 0.042307
74486 | 3.3 | 0.8 | 365 | 3.0064 | 0.049866 | 3 | 0.056298
74691 | 8.1 | 0.8 | 365 | 7.3794 | 0.84967 | 8 | 0.2291
74403 | 11.88 | 0.8 | 365 | 10.8232 | 0.77952 | 11 | 0.60267
74655 | 6.93 | 0.8 | 365 | 6.3135 | 0.70472 | 7 | 0.018226
74656 | 7 | 0.8 | 365 | 6.3773 | 0.83305 | 7 | 0.21033
74678 | 9.28 | 0.8 | 365 | 8.4545 | 0.012957 | 8 | 0.46741
73132 | 29.61 | 0.6 | 365 | 20.2319 | 0.71285 | 20 | 0.94477
74532 | 6.27 | 0.8 | 365 | 5.7122 | 0.49475 | 6 | 0.20697
74593 | 8.265 | 0.8 | 365 | 7.5297 | 0.15216 | 7 | 0.68191
74583 | 11.76 | 0.8 | 365 | 10.7138 | 0.55952 | 11 | 0.27335
74640 | 7.98 | 0.8 | 365 | 7.2701 | 0.62968 | 7 | 0.89978
74539 | 8.64 | 0.8 | 365 | 7.8714 | 0.83965 | 8 | 0.71104
74430 | 4.69 | 0.8 | 365 | 4.2728 | 0.59814 | 4 | 0.87092
74550 | 7.975 | 0.8 | 365 | 7.2655 | 0.62051 | 7 | 0.88605
34818 | 646.38 | 0.65 | 365 | 478.4634 | 0.81559 | 479 | 0.27899
60831 | 1419.84 | 0.8 | 365 | 1293.531 | 0.98245 | 1294 | 0.51348
73550 | 4.8 | 0.8 | 365 | 4.373 | 0.79981 | 5 | 0.1728
70073 | 7.2 | 0.8 | 365 | 6.5595 | 0.19971 | 6 | 0.7592
73347 | 5.46 | 0.8 | 365 | 4.9743 | 0.0097787 | 4 | 0.98406
71078 | 7.8 | 0.8 | 365 | 7.1061 | 0.29968 | 7 | 0.4058
73345 | 5.46 | 0.8 | 365 | 4.9743 | 0.0097787 | 4 | 0.98406
34022 | 116.28 | 0.9 | 365 | 119.1777 | 0.8222 | 119 | 0.9999
74464 | 5.4 | 0.8 | 365 | 4.9196 | 0.89978 | 5 | 0.8194
74693 | 14.4 | 0.8 | 365 | 13.119 | 0.39942 | 13 | 0.51839
74694 | 6.1 | 0.8 | 365 | 5.5573 | 0.18309 | 5 | 0.74043
74695 | 9.25 | 0.8 | 365 | 8.4271 | 0.95796 | 9 | 0.38508
74696 | 6.625 | 0.8 | 365 | 6.0356 | 0.14556 | 6 | 0.1812
74707 | 5.76 | 0.8 | 365 | 5.2476 | 0.55977 | 5 | 0.80736
26502 | 230.208 | 0.9 | 365 | 235.9448 | 0.7935 | 236 | 0.73829
74710 | 5.5 | 0.8 | 365 | 5.0107 | 0.08311 | 5 | 0.09383
74711 | 11.375 | 0.8 | 365 | 10.3631 | 0.85371 | 11 | 0.21679
74708 | 7.26 | 0.8 | 365 | 6.6142 | 0.30971 | 6 | 0.92386
74712 | 6.27 | 0.8 | 365 | 5.7122 | 0.49475 | 6 | 0.20697
74713 | 7.93 | 0.8 | 365 | 7.2245 | 0.53801 | 7 | 0.76256
74714 | 12.395 | 0.8 | 365 | 11.2923 | 0.72366 | 12 | 0.016005
58520 | 646 | 0.7 | 365 | 514.9654 | 0.26876 | 515 | 0.23412
74715 | 5.94 | 0.8 | 365 | 5.4116 | 0.88976 | 6 | 0.30134
74717 | 13.395 | 0.8 | 365 | 12.2034 | 0.55696 | 12 | 0.76034
74720 | 6.9 | 0.8 | 365 | 6.2862 | 0.64972 | 6 | 0.9359
74723 | 4.55 | 0.8 | 365 | 4.1452 | 0.34148 | 4 | 0.48671
33928 | 57.12 | 0.9 | 365 | 58.5434 | 0.8074 | 59 | 0.35083
74724 | 10.725 | 0.8 | 365 | 9.7709 | 0.66207 | 10 | 0.43297
74727 | 9.75 | 0.8 | 365 | 8.8826 | 0.8746 | 9 | 0.75724
74729 | 6.6 | 0.8 | 365 | 6.0129 | 0.099732 | 6 | 0.1126
74730 | 8.829 | 0.8 | 365 | 8.0436 | 0.18614 | 8 | 0.22971
74327 | 4.16 | 0.8 | 365 | 3.7899 | 0.6265 | 4 | 0.41642
74731 | 12.96 | 0.8 | 365 | 11.8071 | 0.75947 | 12 | 0.56655
74733 | 2.2 | 0.8 | 365 | 2.0043 | 0.033244 | 2 | 0.037532
74734 | 5.04 | 0.8 | 365 | 4.5916 | 0.2398 | 4 | 0.83144
74739 | 8.54 | 0.8 | 365 | 7.7803 | 0.65632 | 8 | 0.4366
74740 | 7.625 | 0.8 | 365 | 6.9467 | 0.97886 | 7 | 0.92554
74742 | 4.8 | 0.8 | 365 | 4.373 | 0.79981 | 5 | 0.1728
74750 | 9.8 | 0.8 | 365 | 8.9282 | 0.96627 | 9 | 0.89446
65252 | 51.24 | 0.7 | 365 | 40.8465 | 0.19568 | 41 | 0.042161
74754 | 6.9 | 0.8 | 365 | 6.2862 | 0.64972 | 6 | 0.9359
74755 | 4.725 | 0.8 | 365 | 4.3047 | 0.66231 | 4 | 0.96697
74756 | 8.55 | 0.8 | 365 | 7.7894 | 0.67465 | 8 | 0.46405
74757 | 6.4 | 0.8 | 365 | 5.8307 | 0.73307 | 6 | 0.56373
74758 | 3.84 | 0.8 | 365 | 3.4984 | 0.039844 | 3 | 0.53824
74759 | 5.4 | 0.8 | 365 | 4.9196 | 0.89978 | 5 | 0.8194
32466 | 681.39 | 1 | 365 | 775.9669 | 0.48423 | 776 | 0.45116
74762 | 8.28 | 0.8 | 365 | 7.5434 | 0.17966 | 7 | 0.72308
74763 | 11.2 | 0.8 | 365 | 10.2036 | 0.53288 | 10 | 0.73653
74760 | 3.08 | 0.8 | 365 | 2.806 | 0.64654 | 3 | 0.45255
74770 | 7.7 | 0.8 | 365 | 7.015 | 0.11635 | 7 | 0.13136
74641 | 3.92 | 0.8 | 365 | 3.5713 | 0.18651 | 3 | 0.75778
74771 | 5.4 | 0.8 | 365 | 4.9196 | 0.89978 | 5 | 0.8194
74721 | 6.72 | 0.8 | 365 | 6.1222 | 0.31973 | 6 | 0.44192
74702 | 8.12 | 0.8 | 365 | 7.3976 | 0.88634 | 8 | 0.28398
74772 | 12 | 0.8 | 365 | 10.9325 | 0.99951 | 11 | 0.93199
74773 | 8.502 | 0.8 | 365 | 7.7457 | 0.58666 | 8 | 0.33232
74623 | 6.72 | 0.8 | 365 | 6.1222 | 0.31973 | 6 | 0.44192
74774 | 9.72 | 0.8 | 365 | 8.8553 | 0.81961 | 9 | 0.67491
74775 | 7.92 | 0.8 | 365 | 7.2154 | 0.51968 | 7 | 0.73512
74776 | 13.475 | 0.8 | 365 | 12.2763 | 0.70362 | 12 | 0.97988
74544 | 26.5 | 0.6 | 365 | 18.1069 | 0.43669 | 18 | 0.54361
74638 | 3.36 | 0.8 | 365 | 3.0611 | 0.15986 | 3 | 0.22096
74778 | 10.56 | 0.8 | 365 | 9.6206 | 0.35957 | 9 | 0.98015
74697 | 10.92 | 0.8 | 365 | 9.9486 | 0.019557 | 9 | 0.96811
74779 | 9.92 | 0.8 | 365 | 9.0375 | 0.18626 | 9 | 0.22378
74780 | 5.36 | 0.8 | 365 | 4.8832 | 0.82645 | 5 | 0.70962
74704 | 2.565 | 0.8 | 365 | 2.3368 | 0.7024 | 3 | 0.039214
74624 | 8.4 | 0.8 | 365 | 7.6527 | 0.39966 | 8 | 0.052396
74703 | 7.41 | 0.8 | 365 | 6.7508 | 0.5847 | 7 | 0.33551
74625 | 15.12 | 0.8 | 365 | 13.7749 | 0.71939 | 14 | 0.49431
74709 | 9.52 | 0.8 | 365 | 8.6731 | 0.45295 | 9 | 0.12605
74671 | 4.86 | 0.8 | 365 | 4.4277 | 0.9098 | 5 | 0.33746
74700 | 4.2 | 0.8 | 365 | 3.8264 | 0.69983 | 4 | 0.5262
74698 | 7.56 | 0.8 | 365 | 6.8875 | 0.85969 | 7 | 0.74716
74643 | 3.64 | 0.8 | 365 | 3.3162 | 0.67319 | 3 | 0.98937
74645 | 6.44 | 0.8 | 365 | 5.8671 | 0.80641 | 6 | 0.6735
74667 | 5.6 | 0.8 | 365 | 5.1018 | 0.26644 | 5 | 0.36826
74674 | 6.44 | 0.8 | 365 | 5.8671 | 0.80641 | 6 | 0.6735
74718 | 5.88 | 0.8 | 365 | 5.3569 | 0.77976 | 6 | 0.13668
74699 | 4.275 | 0.8 | 365 | 3.8947 | 0.83733 | 4 | 0.73202
74669 | 7.84 | 0.8 | 365 | 7.1426 | 0.37302 | 7 | 0.51557
74728 | 7.84 | 0.8 | 365 | 7.1426 | 0.37302 | 7 | 0.51557
74786 | 11.2 | 0.8 | 365 | 10.2036 | 0.53288 | 10 | 0.73653
74787 | 6.9 | 0.8 | 365 | 6.2862 | 0.64972 | 6 | 0.9359
74788 | 9.24 | 0.8 | 365 | 8.418 | 0.93963 | 9 | 0.35764
74794 | 9.12 | 0.8 | 365 | 8.3087 | 0.71963 | 9 | 0.028315
74791 | 4.2 | 0.8 | 365 | 3.8264 | 0.69983 | 4 | 0.5262
74793 | 4.48 | 0.8 | 365 | 4.0815 | 0.21315 | 4 | 0.29461
74795 | 2.24 | 0.8 | 365 | 2.0407 | 0.10658 | 2 | 0.14731
74796 | 3.36 | 0.8 | 365 | 3.0611 | 0.15986 | 3 | 0.22096
74797 | 6.16 | 0.8 | 365 | 5.612 | 0.29308 | 5 | 0.90509
74803 | 5.4 | 0.8 | 365 | 4.9196 | 0.89978 | 5 | 0.8194
74798 | 5.6 | 0.8 | 365 | 5.1018 | 0.26644 | 5 | 0.36826
74514 | 3.9 | 0.8 | 365 | 3.5531 | 0.14984 | 3 | 0.7029
74701 | 12.9 | 0.8 | 365 | 11.7524 | 0.64948 | 12 | 0.40189
74744 | 13.23 | 0.8 | 365 | 12.0531 | 0.25446 | 12 | 0.30752
74745 | 3.705 | 0.8 | 365 | 3.3754 | 0.79235 | 4 | 0.16775
74747 | 5.4 | 0.8 | 365 | 4.9196 | 0.89978 | 5 | 0.8194
74748 | 5.415 | 0.8 | 365 | 4.9333 | 0.92728 | 5 | 0.86056
74749 | 8.12 | 0.8 | 365 | 7.3976 | 0.88634 | 8 | 0.28398
74753 | 11.1 | 0.8 | 365 | 10.1125 | 0.34955 | 10 | 0.46209
74722 | 12.9 | 0.8 | 365 | 11.7524 | 0.64948 | 12 | 0.40189
74746 | 13.395 | 0.8 | 365 | 12.2034 | 0.55696 | 12 | 0.76034
74765 | 14.04 | 0.8 | 365 | 12.791 | 0.73943 | 13 | 0.53043
74768 | 3.9 | 0.8 | 365 | 3.5531 | 0.14984 | 3 | 0.7029
74769 | 8.125 | 0.8 | 365 | 7.4022 | 0.8955 | 8 | 0.2977
74801 | 4.335 | 0.8 | 365 | 3.9494 | 0.94732 | 4 | 0.89668
74802 | 13.325 | 0.8 | 365 | 12.1396 | 0.42863 | 12 | 0.56823
70833 | 2.52 | 0.8 | 365 | 2.2958 | 0.6199 | 2 | 0.91572
71513 | 3.78 | 0.8 | 365 | 3.4437 | 0.92985 | 4 | 0.37358
35499 | 666.21 | 0.9 | 365 | 682.812 | 0.027746 | 682 | 0.8397
74818 | 5.98 | 0.8 | 365 | 5.448 | 0.96309 | 6 | 0.41111
74805 | 5.6 | 0.8 | 365 | 5.1018 | 0.26644 | 5 | 0.36826
74806 | 11.48 | 0.8 | 365 | 10.4587 | 0.046201 | 10 | 0.50494
74807 | 5.88 | 0.8 | 365 | 5.3569 | 0.77976 | 6 | 0.13668
74808 | 7.28 | 0.8 | 365 | 6.6324 | 0.34637 | 6 | 0.97874
74809 | 7.28 | 0.8 | 365 | 6.6324 | 0.34637 | 6 | 0.97874
74810 | 10.89 | 0.8 | 365 | 9.9212 | 0.96456 | 10 | 0.88578
74812 | 5.6 | 0.8 | 365 | 5.1018 | 0.26644 | 5 | 0.36826
74811 | 7.8 | 0.8 | 365 | 7.1061 | 0.29968 | 7 | 0.4058
74813 | 8.68 | 0.8 | 365 | 7.9078 | 0.91298 | 8 | 0.82081
74815 | 7.98 | 0.8 | 365 | 7.2701 | 0.62968 | 7 | 0.89978
74790 | 1.92 | 0.8 | 365 | 1.7492 | 0.51992 | 2 | 0.26912
74817 | 4.8 | 0.8 | 365 | 4.373 | 0.79981 | 5 | 0.1728
74819 | 8.37 | 0.8 | 365 | 7.6254 | 0.34466 | 7 | 0.97007
74821 | 7.7 | 0.8 | 365 | 7.015 | 0.11635 | 7 | 0.13136
74827 | 9.36 | 0.8 | 365 | 8.5273 | 0.15962 | 8 | 0.68696
74831 | 9.81 | 0.8 | 365 | 8.9373 | 0.9846 | 9 | 0.9219
74832 | 9.76 | 0.8 | 365 | 8.8918 | 0.89294 | 9 | 0.78469
74541 | 10.695 | 0.8 | 365 | 9.7436 | 0.60707 | 10 | 0.35064
74834 | 10.22 | 0.8 | 365 | 9.3108 | 0.73625 | 10 | 0.047081
74676 | 12.25 | 0.8 | 365 | 11.1602 | 0.45784 | 11 | 0.61808
74836 | 6.72 | 0.8 | 365 | 6.1222 | 0.31973 | 6 | 0.44192
74838 | 12.06 | 0.8 | 365 | 10.9871 | 0.10951 | 11 | 0.096654
74839 | 6.5 | 0.8 | 365 | 5.9218 | 0.9164 | 6 | 0.83816
74840 | 5.12 | 0.8 | 365 | 4.6645 | 0.38646 | 5 | 0.050984
74841 | 5.51 | 0.8 | 365 | 5.0198 | 0.10144 | 5 | 0.12127
74842 | 6.96 | 0.8 | 365 | 6.3408 | 0.75972 | 7 | 0.10056
74843 | 7.83 | 0.8 | 365 | 7.1334 | 0.35468 | 7 | 0.48813
74844 | 4.48 | 0.8 | 365 | 4.0815 | 0.21315 | 4 | 0.29461
43029 | 440.685 | 0.9 | 365 | 451.6669 | 0.89272 | 452 | 0.55959
74848 | 12.42 | 0.8 | 365 | 11.3151 | 0.7695 | 12 | 0.084613
74852 | 12.18 | 0.8 | 365 | 11.0965 | 0.32951 | 11 | 0.42597
74853 | 11.2 | 0.8 | 365 | 10.2036 | 0.53288 | 10 | 0.73653
74854 | 8.4 | 0.8 | 365 | 7.6527 | 0.39966 | 8 | 0.052396
74858 | 8 | 0.8 | 365 | 7.2883 | 0.66634 | 7 | 0.95466
74860 | 7.68 | 0.8 | 365 | 6.9968 | 0.079689 | 7 | 0.076476
74862 | 24.92 | 0.8 | 365 | 22.7031 | 0.68566 | 23 | 0.38877
74868 | 6.4 | 0.8 | 365 | 5.8307 | 0.73307 | 6 | 0.56373
74871 | 8.7 | 0.8 | 365 | 7.926 | 0.94965 | 8 | 0.8757
74880 | 8.32 | 0.8 | 365 | 7.5799 | 0.253 | 7 | 0.83285
74881 | 6.48 | 0.8 | 365 | 5.9035 | 0.87974 | 6 | 0.78328
34206 | 2321.28 | 0.9 | 365 | 2379.1263 | 0.53415 | 2379 | 0.66045
74889 | 11.2 | 0.8 | 365 | 10.2036 | 0.53288 | 10 | 0.73653
74301 | 16.74 | 0.8 | 365 | 15.2508 | 0.68932 | 15 | 0.94013
74894 | 5.11 | 0.8 | 365 | 4.6554 | 0.36813 | 5 | 0.023541
74897 | 8.64 | 0.8 | 365 | 7.8714 | 0.83965 | 8 | 0.71104
74899 | 9.28 | 0.8 | 365 | 8.4545 | 0.012957 | 8 | 0.46741
74901 | 2.7 | 0.8 | 365 | 2.4598 | 0.94989 | 3 | 0.4097
74905 | 8.32 | 0.8 | 365 | 7.5799 | 0.253 | 7 | 0.83285
74869 | 5.6 | 0.8 | 365 | 5.1018 | 0.26644 | 5 | 0.36826
74872 | 3.36 | 0.8 | 365 | 3.0611 | 0.15986 | 3 | 0.22096
74822 | 4.48 | 0.8 | 365 | 4.0815 | 0.21315 | 4 | 0.29461
74915 | 9.9 | 0.8 | 365 | 9.0193 | 0.1496 | 9 | 0.16889
74912 | 2.52 | 0.8 | 365 | 2.2958 | 0.6199 | 2 | 0.91572
73012 | 9.86 | 0.8 | 365 | 8.9829 | 0.076267 | 9 | 0.059121
72900 | 7.28 | 0.8 | 365 | 6.6324 | 0.34637 | 6 | 0.97874
74824 | 3.465 | 0.8 | 365 | 3.1568 | 0.35236 | 3 | 0.50911
72898 | 14.58 | 0.8 | 365 | 13.283 | 0.72941 | 14 | 0.012372
74916 | 3.36 | 0.8 | 365 | 3.0611 | 0.15986 | 3 | 0.22096
68548 | 6.21 | 0.8 | 365 | 5.6576 | 0.38475 | 6 | 0.042307
74928 | 5.4 | 0.8 | 365 | 4.9196 | 0.89978 | 5 | 0.8194
74931 | 8.54 | 0.8 | 365 | 7.7803 | 0.65632 | 8 | 0.4366
73856 | 9.24 | 0.8 | 365 | 8.418 | 0.93963 | 9 | 0.35764
74936 | 8.4 | 0.8 | 365 | 7.6527 | 0.39966 | 8 | 0.052396
74937 | 12.6 | 0.8 | 365 | 11.4791 | 0.099489 | 11 | 0.57859
74258 | 3.36 | 0.8 | 365 | 3.0611 | 0.15986 | 3 | 0.22096
74939 | 8.32 | 0.8 | 365 | 7.5799 | 0.253 | 7 | 0.83285
74633 | 3.9 | 0.8 | 365 | 3.5531 | 0.14984 | 3 | 0.7029
74577 | 25.11 | 0.6 | 365 | 17.1572 | 0.52549 | 17 | 0.68265
74595 | 5.88 | 0.8 | 365 | 5.3569 | 0.77976 | 6 | 0.13668
74833 | 4.55 | 0.8 | 365 | 4.1452 | 0.34148 | 4 | 0.48671
74835 | 13.325 | 0.8 | 365 | 12.1396 | 0.42863 | 12 | 0.56823
74666 | 2.88 | 0.8 | 365 | 2.6238 | 0.27988 | 2 | 0.90368
74859 | 9 | 0.8 | 365 | 8.1994 | 0.49964 | 8 | 0.699
74857 | 7.59 | 0.8 | 365 | 6.9148 | 0.91469 | 7 | 0.82949
74876 | 9.75 | 0.8 | 365 | 8.8826 | 0.8746 | 9 | 0.75724
74877 | 3.6 | 0.8 | 365 | 3.2797 | 0.59985 | 3 | 0.8796
74879 | 7.8 | 0.8 | 365 | 7.1061 | 0.29968 | 7 | 0.4058
74883 | 4.5 | 0.8 | 365 | 4.0997 | 0.24982 | 4 | 0.3495
74884 | 6.5 | 0.8 | 365 | 5.9218 | 0.9164 | 6 | 0.83816
74886 | 8.45 | 0.8 | 365 | 7.6983 | 0.49132 | 8 | 0.18961
74887 | 6 | 0.8 | 365 | 5.4662 | 0.99976 | 6 | 0.466
74888 | 4.32 | 0.8 | 365 | 3.9357 | 0.91982 | 4 | 0.85552
74890 | 7.8 | 0.8 | 365 | 7.1061 | 0.29968 | 7 | 0.4058
74891 | 9.45 | 0.8 | 365 | 8.6093 | 0.32462 | 8 | 0.93394
74893 | 6.84 | 0.8 | 365 | 6.2315 | 0.53972 | 6 | 0.77124
74895 | 7.02 | 0.8 | 365 | 6.3955 | 0.86972 | 7 | 0.26522
74896 | 7.8 | 0.8 | 365 | 7.1061 | 0.29968 | 7 | 0.4058
74898 | 5.1 | 0.8 | 365 | 4.6463 | 0.34979 | 4 | 0.9961
74900 | 12.255 | 0.8 | 365 | 11.1648 | 0.467 | 11 | 0.6318
74902 | 6.48 | 0.8 | 365 | 5.9035 | 0.87974 | 6 | 0.78328
74903 | 13.395 | 0.8 | 365 | 12.2034 | 0.55696 | 12 | 0.76034
74917 | 9.3 | 0.8 | 365 | 8.4727 | 0.049623 | 8 | 0.5223
74919 | 7.8 | 0.8 | 365 | 7.1061 | 0.29968 | 7 | 0.4058
74662 | 3.92 | 0.8 | 365 | 3.5713 | 0.18651 | 3 | 0.75778
74920 | 4.8 | 0.8 | 365 | 4.373 | 0.79981 | 5 | 0.1728
74925 | 12.04 | 0.8 | 365 | 10.9689 | 0.072845 | 11 | 0.041767
74926 | 4.2 | 0.8 | 365 | 3.8264 | 0.69983 | 4 | 0.5262
74930 | 7.5 | 0.8 | 365 | 6.8328 | 0.7497 | 7 | 0.5825
74929 | 4.62 | 0.8 | 365 | 4.209 | 0.46981 | 4 | 0.67882
74932 | 7.84 | 0.8 | 365 | 7.1426 | 0.37302 | 7 | 0.51557
74938 | 9.3 | 0.8 | 365 | 8.4727 | 0.049623 | 8 | 0.5223
74716 | 2.88 | 0.8 | 365 | 2.6238 | 0.27988 | 2 | 0.90368
74719 | 4.675 | 0.8 | 365 | 4.2591 | 0.57064 | 4 | 0.82976
74736 | 9.6 | 0.8 | 365 | 8.746 | 0.59961 | 9 | 0.34559
74741 | 9.135 | 0.8 | 365 | 8.3224 | 0.74713 | 9 | 0.06948
74804 | 9.8 | 0.8 | 365 | 8.9282 | 0.96627 | 9 | 0.89446
74845 | 7.68 | 0.8 | 365 | 6.9968 | 0.079689 | 7 | 0.076476
74923 | 6.27 | 0.8 | 365 | 5.7122 | 0.49475 | 6 | 0.20697
74941 | 9.425 | 0.8 | 365 | 8.5866 | 0.27878 | 8 | 0.86534
74942 | 7.84 | 0.8 | 365 | 7.1426 | 0.37302 | 7 | 0.51557
74943 | 5.49 | 0.8 | 365 | 5.0016 | 0.064777 | 5 | 0.066387
74944 | 11.025 | 0.8 | 365 | 10.0442 | 0.21205 | 10 | 0.25627
74945 | 13.77 | 0.8 | 365 | 12.545 | 0.24444 | 12 | 0.78946
74948 | 7.2 | 0.8 | 365 | 6.5595 | 0.19971 | 6 | 0.7592
74950 | 9.75 | 0.8 | 365 | 8.8826 | 0.8746 | 9 | 0.75724
74951 | 5.525 | 0.8 | 365 | 5.0335 | 0.12894 | 5 | 0.16244
74953 | 10.98 | 0.8 | 365 | 10.0032 | 0.12955 | 10 | 0.13277
74959 | 14.7 | 0.8 | 365 | 13.3923 | 0.9494 | 14 | 0.34169
74962 | 10.2 | 0.8 | 365 | 9.2926 | 0.69959 | 9 | 0.99219
74961 | 9.1 | 0.8 | 365 | 8.2905 | 0.68296 | 8 | 0.97343
74963 | 6.72 | 0.8 | 365 | 6.1222 | 0.31973 | 6 | 0.44192
74966 | 9.36 | 0.8 | 365 | 8.5273 | 0.15962 | 8 | 0.68696
74968 | 8.4 | 0.8 | 365 | 7.6527 | 0.39966 | 8 | 0.052396
74970 | 10.8 | 0.8 | 365 | 9.8392 | 0.79956 | 10 | 0.63879
72089 | 6.5 | 0.8 | 365 | 5.9218 | 0.9164 | 6 | 0.83816
74971 | 3 | 0.8 | 365 | 2.7331 | 0.49988 | 3 | 0.233
74934 | 10.92 | 0.8 | 365 | 9.9486 | 0.019557 | 9 | 0.96811
74975 | 12.32 | 0.8 | 365 | 11.224 | 0.58617 | 11 | 0.81018
74978 | 4.76 | 0.8 | 365 | 4.3366 | 0.72647 | 5 | 0.063024
74982 | 19.8 | 0.8 | 365 | 18.0386 | 0.2992 | 18 | 0.33779
74979 | 5.94 | 0.8 | 365 | 5.4116 | 0.88976 | 6 | 0.30134
74984 | 4.2 | 0.8 | 365 | 3.8264 | 0.69983 | 4 | 0.5262
74985 | 3.92 | 0.8 | 365 | 3.5713 | 0.18651 | 3 | 0.75778
74986 | 7.56 | 0.8 | 365 | 6.8875 | 0.85969 | 7 | 0.74716
74145 | 6.6 | 0.8 | 365 | 6.0129 | 0.099732 | 6 | 0.1126
74990 | 7.02 | 0.8 | 365 | 6.3955 | 0.86972 | 7 | 0.26522
74992 | 3.9 | 0.8 | 365 | 3.5531 | 0.14984 | 3 | 0.7029
74993 | 9.625 | 0.8 | 365 | 8.7688 | 0.64544 | 9 | 0.4142
74994 | 7.8 | 0.8 | 365 | 7.1061 | 0.29968 | 7 | 0.4058
74996 | 3.36 | 0.8 | 365 | 3.0611 | 0.15986 | 3 | 0.22096
74997 | 6.5 | 0.8 | 365 | 5.9218 | 0.9164 | 6 | 0.83816
74998 | 10.44 | 0.8 | 365 | 9.5113 | 0.13958 | 9 | 0.65083
74999 | 4.35 | 0.8 | 365 | 3.963 | 0.97482 | 4 | 0.93785
75000 | 3.52 | 0.8 | 365 | 3.2069 | 0.45319 | 3 | 0.66005
75002 | 10.175 | 0.8 | 365 | 9.2698 | 0.65375 | 9 | 0.92359
75004 | 4.725 | 0.8 | 365 | 4.3047 | 0.66231 | 4 | 0.96697
75005 | 4.48 | 0.8 | 365 | 4.0815 | 0.21315 | 4 | 0.29461
74960 | 2.24 | 0.8 | 365 | 2.0407 | 0.10658 | 2 | 0.14731
75006 | 4.725 | 0.8 | 365 | 4.3047 | 0.66231 | 4 | 0.96697
75007 | 7.54 | 0.8 | 365 | 6.8692 | 0.82303 | 7 | 0.69227
75009 | 5.225 | 0.8 | 365 | 4.7602 | 0.57895 | 5 | 0.33914
74976 | 3.36 | 0.8 | 365 | 3.0611 | 0.15986 | 3 | 0.22096
75010 | 11.025 | 0.8 | 365 | 10.0442 | 0.21205 | 10 | 0.25627
75013 | 6.4 | 0.8 | 365 | 5.8307 | 0.73307 | 6 | 0.56373
75014 | 14.4 | 0.8 | 365 | 13.119 | 0.39942 | 13 | 0.51839
75015 | 11.2 | 0.8 | 365 | 10.2036 | 0.53288 | 10 | 0.73653
75016 | 7.68 | 0.8 | 365 | 6.9968 | 0.079689 | 7 | 0.076476
75017 | 5.13 | 0.8 | 365 | 4.6736 | 0.40479 | 5 | 0.078427
75019 | 10.545 | 0.8 | 365 | 9.6069 | 0.33207 | 9 | 0.93899
75030 | 9.28 | 0.8 | 365 | 8.4545 | 0.012957 | 8 | 0.46741
74983 | 8.4 | 0.8 | 365 | 7.6527 | 0.39966 | 8 | 0.052396
74991 | 4.48 | 0.8 | 365 | 4.0815 | 0.21315 | 4 | 0.29461
75034 | 6.9 | 0.8 | 365 | 6.2862 | 0.64972 | 6 | 0.9359
75036 | 9.156 | 0.8 | 365 | 8.3415 | 0.78563 | 9 | 0.12711
74980 | 2.8 | 0.8 | 365 | 2.5509 | 0.13322 | 2 | 0.68413
75041 | 4.56 | 0.8 | 365 | 4.1543 | 0.35982 | 4 | 0.51416
75046 | 10.64 | 0.8 | 365 | 9.6935 | 0.50624 | 10 | 0.1997
75048 | 8.5 | 0.8 | 365 | 7.7438 | 0.58299 | 8 | 0.32683
75049 | 6.4 | 0.8 | 365 | 5.8307 | 0.73307 | 6 | 0.56373
75050 | 10.2 | 0.8 | 365 | 9.2926 | 0.69959 | 9 | 0.99219
75052 | 8.96 | 0.8 | 365 | 8.1629 | 0.4263 | 8 | 0.58922
74989 | 7.15 | 0.8 | 365 | 6.5139 | 0.10804 | 6 | 0.62198
74995 | 10.8 | 0.8 | 365 | 9.8392 | 0.79956 | 10 | 0.63879
65327 | 188.27 | 0.7 | 365 | 150.0813 | 0.009781 | 150 | 0.091094
75058 | 10.72 | 0.8 | 365 | 9.7663 | 0.6529 | 10 | 0.41925
75062 | 4.88 | 1 | 365 | 5.5573 | 0.18309 | 5 | 0.74043
75065 | 12.375 | 0.8 | 365 | 11.2741 | 0.687 | 11 | 0.96112
75063 | 4.675 | 0.8 | 365 | 4.2591 | 0.57064 | 4 | 0.82976
75066 | 11.6 | 0.8 | 365 | 10.5681 | 0.2662 | 10 | 0.83426
75068 | 6.38 | 0.8 | 365 | 5.8124 | 0.69641 | 6 | 0.50884
75067 | 5.1 | 0.8 | 365 | 4.6463 | 0.34979 | 4 | 0.9961
75072 | 5.44 | 0.8 | 365 | 4.9561 | 0.97311 | 5 | 0.92917
75073 | 10.56 | 0.8 | 365 | 9.6206 | 0.35957 | 9 | 0.98015
75074 | 9.6 | 0.8 | 365 | 8.746 | 0.59961 | 9 | 0.34559
75076 | 3.66 | 0.8 | 365 | 3.3344 | 0.70985 | 4 | 0.044258
75077 | 14.04 | 0.8 | 365 | 12.791 | 0.73943 | 13 | 0.53043
75078 | 6.6 | 0.8 | 365 | 6.0129 | 0.099732 | 6 | 0.1126
75079 | 8.04 | 0.8 | 365 | 7.3248 | 0.73967 | 8 | 0.064436
75080 | 4.16 | 0.8 | 365 | 3.7899 | 0.6265 | 4 | 0.41642
75082 | 7.625 | 0.8 | 365 | 6.9467 | 0.97886 | 7 | 0.92554
75037 | 5.185 | 0.8 | 365 | 4.7237 | 0.50562 | 5 | 0.22937
74732 | 8.19 | 0.8 | 365 | 7.4614 | 0.014668 | 7 | 0.47609
75085 | 8.68 | 0.8 | 365 | 7.9078 | 0.91298 | 8 | 0.82081
75087 | 3.3 | 0.8 | 365 | 3.0064 | 0.049866 | 3 | 0.056298
54168 | 27.3 | 0.9 | 365 | 27.9803 | 0.30501 | 28 | 0.28532
75088 | 7.54 | 0.8 | 365 | 6.8692 | 0.82303 | 7 | 0.69227
75089 | 9.99 | 0.8 | 365 | 9.1013 | 0.3146 | 9 | 0.41588
75090 | 8.12 | 0.8 | 365 | 7.3976 | 0.88634 | 8 | 0.28398
75091 | 4.56 | 0.8 | 365 | 4.1543 | 0.35982 | 4 | 0.51416
75018 | 13.4 | 0.8 | 365 | 12.2079 | 0.56612 | 12 | 0.77406
75092 | 7.5 | 0.8 | 365 | 6.8328 | 0.7497 | 7 | 0.5825
75094 | 9.9 | 0.8 | 365 | 9.0193 | 0.1496 | 9 | 0.16889
75095 | 12.87 | 0.8 | 365 | 11.7251 | 0.59448 | 12 | 0.31956
75096 | 9.045 | 0.8 | 365 | 8.2404 | 0.58213 | 8 | 0.82249
75097 | 6.3 | 0.8 | 365 | 5.7396 | 0.54974 | 6 | 0.2893
75099 | 5.025 | 0.8 | 365 | 4.578 | 0.2123 | 4 | 0.79027
75100 | 9.045 | 0.8 | 365 | 8.2404 | 0.58213 | 8 | 0.82249
75101 | 10 | 0.8 | 365 | 9.1104 | 0.33293 | 9 | 0.44333
75102 | 11.725 | 0.8 | 365 | 10.6819 | 0.49536 | 11 | 0.1773
75103 | 79.98 | 0.6 | 365 | 54.6487 | 0.97007 | 55 | 0.6188
75107 | 9.88 | 0.8 | 365 | 9.0011 | 0.11293 | 9 | 0.11401
75108 | 7.32 | 0.8 | 365 | 6.6688 | 0.4197 | 7 | 0.088516
75109 | 11.61 | 0.8 | 365 | 10.5772 | 0.28453 | 10 | 0.8617
75111 | 7.8 | 0.8 | 365 | 7.1061 | 0.29968 | 7 | 0.4058
75115 | 9.6 | 0.8 | 365 | 8.746 | 0.59961 | 9 | 0.34559
75118 | 5.28 | 0.8 | 365 | 4.8103 | 0.67979 | 5 | 0.49008
75119 | 3.96 | 0.8 | 365 | 3.6077 | 0.25984 | 3 | 0.86756
75120 | 4.95 | 0.8 | 365 | 4.5096 | 0.074799 | 4 | 0.58445
75121 | 5.12 | 0.8 | 365 | 4.6645 | 0.38646 | 5 | 0.050984
75122 | 7.59 | 0.8 | 365 | 6.9148 | 0.91469 | 7 | 0.82949
75123 | 4.08 | 0.8 | 365 | 3.717 | 0.47983 | 4 | 0.19688
75125 | 11.4 | 0.8 | 365 | 10.3859 | 0.89954 | 11 | 0.28539
75126 | 13.44 | 0.8 | 365 | 12.2444 | 0.63946 | 12 | 0.88383
75128 | 4.93 | 0.8 | 365 | 4.4914 | 0.038134 | 4 | 0.52956
75129 | 14.56 | 0.8 | 365 | 13.2647 | 0.69274 | 13 | 0.95749
75131 | 7.28 | 0.8 | 365 | 6.6324 | 0.34637 | 6 | 0.97874
75132 | 5.88 | 0.8 | 365 | 5.3569 | 0.77976 | 6 | 0.13668
75135 | 3.96 | 0.8 | 365 | 3.6077 | 0.25984 | 3 | 0.86756
75138 | 12 | 0.8 | 365 | 10.9325 | 0.99951 | 11 | 0.93199
74952 | 9.35 | 0.8 | 365 | 8.5182 | 0.14129 | 8 | 0.65951
74626 | 3.78 | 0.8 | 365 | 3.4437 | 0.92985 | 4 | 0.37358
74829 | 2.52 | 0.8 | 365 | 2.2958 | 0.6199 | 2 | 0.91572
75143 | 9.76 | 0.8 | 365 | 8.8918 | 0.89294 | 9 | 0.78469
75144 | 13.4 | 0.8 | 365 | 12.2079 | 0.56612 | 12 | 0.77406
75146 | 10.05 | 0.8 | 365 | 9.156 | 0.42459 | 9 | 0.58054
75147 | 6 | 0.8 | 365 | 5.4662 | 0.99976 | 6 | 0.466
75150 | 25.6 | 0.6 | 365 | 17.492 | 0.19922 | 17 | 0.69119
73935 | 7.245 | 0.8 | 365 | 6.6005 | 0.28221 | 6 | 0.88269
75154 | 11.2 | 0.8 | 365 | 10.2036 | 0.53288 | 10 | 0.73653
34581 | 1298.88 | 0.9 | 365 | 1331.2481 | 0.88077 | 1332 | 0.12886
75139 | 10.36 | 0.8 | 365 | 9.4384 | 0.99291 | 10 | 0.43129
75172 | 5.2 | 0.8 | 365 | 4.7374 | 0.53312 | 5 | 0.27053
75173 | 7.29 | 0.8 | 365 | 6.6415 | 0.3647 | 7 | 0.0061861
75149 | 5.04 | 0.8 | 365 | 4.5916 | 0.2398 | 4 | 0.83144
75175 | 7.92 | 0.8 | 365 | 7.2154 | 0.51968 | 7 | 0.73512
75152 | 2.24 | 0.8 | 365 | 2.0407 | 0.10658 | 2 | 0.14731
75176 | 3.24 | 0.8 | 365 | 2.9518 | 0.93987 | 3 | 0.89164
75177 | 8.58 | 0.8 | 365 | 7.8167 | 0.72965 | 8 | 0.54638
34337 | 4397.4 | 1 | 365 | 5007.7591 | 0.1522 | 5007 | 0.91132
73386 | 4.8 | 0.8 | 365 | 4.373 | 0.79981 | 5 | 0.1728
75071 | 5.32 | 0.8 | 365 | 4.8467 | 0.75312 | 5 | 0.59985
75040 | 3.08 | 0.8 | 365 | 2.806 | 0.64654 | 3 | 0.45255
75182 | 17.28 | 0.8 | 365 | 15.7428 | 0.6793 | 16 | 0.42207
75028 | 3.92 | 0.8 | 365 | 3.5713 | 0.18651 | 3 | 0.75778
75083 | 3.08 | 0.8 | 365 | 2.806 | 0.64654 | 3 | 0.45255
75184 | 11.05 | 0.8 | 365 | 10.067 | 0.25789 | 10 | 0.32488
75186 | 6.72 | 0.8 | 365 | 6.1222 | 0.31973 | 6 | 0.44192
75188 | 5.94 | 0.8 | 365 | 5.4116 | 0.88976 | 6 | 0.30134
75189 | 5.94 | 0.8 | 365 | 5.4116 | 0.88976 | 6 | 0.30134
75191 | 7.59 | 0.8 | 365 | 6.9148 | 0.91469 | 7 | 0.82949
75192 | 5.6 | 0.8 | 365 | 5.1018 | 0.26644 | 5 | 0.36826
75027 | 3.36 | 0.8 | 365 | 3.0611 | 0.15986 | 3 | 0.22096
75194 | 8.64 | 0.8 | 365 | 7.8714 | 0.83965 | 8 | 0.71104
75195 | 8 | 0.8 | 365 | 7.2883 | 0.66634 | 7 | 0.95466
59468 | 196.02 | 0.9 | 365 | 200.9048 | 0.28231 | 201 | 0.18713
73372 | 5.015 | 0.8 | 365 | 4.5689 | 0.19396 | 4 | 0.76283
75084 | 26.1 | 0.6 | 365 | 17.8336 | 0.88671 | 18 | 0.72031
75199 | 6.72 | 0.8 | 365 | 6.1222 | 0.31973 | 6 | 0.44192
75201 | 7.04 | 0.8 | 365 | 6.4137 | 0.90638 | 7 | 0.3201
75202 | 4.5 | 0.8 | 365 | 4.0997 | 0.24982 | 4 | 0.3495
75203 | 10.08 | 0.8 | 365 | 9.1833 | 0.47959 | 9 | 0.66287
75204 | 5.12 | 0.8 | 365 | 4.6645 | 0.38646 | 5 | 0.050984
34408 | 2623.44 | 1 | 365 | 2987.5735 | 0.91708 | 2988 | 0.49055
74946 | 6.38 | 0.8 | 365 | 5.8124 | 0.69641 | 6 | 0.50884
74965 | 12.42 | 0.8 | 365 | 11.3151 | 0.7695 | 12 | 0.084613
75003 | 11.1 | 0.8 | 365 | 10.1125 | 0.34955 | 10 | 0.46209
75011 | 8.28 | 0.8 | 365 | 7.5434 | 0.17966 | 7 | 0.72308
75081 | 8.58 | 0.8 | 365 | 7.8167 | 0.72965 | 8 | 0.54638
75136 | 4.86 | 0.8 | 365 | 4.4277 | 0.9098 | 5 | 0.33746
75137 | 7.245 | 0.8 | 365 | 6.6005 | 0.28221 | 6 | 0.88269
75187 | 5.28 | 0.8 | 365 | 4.8103 | 0.67979 | 5 | 0.49008
75218 | 6.27 | 0.8 | 365 | 5.7122 | 0.49475 | 6 | 0.20697
75219 | 7.695 | 0.8 | 365 | 7.0105 | 0.10719 | 7 | 0.11764
75220 | 6.555 | 0.8 | 365 | 5.9719 | 0.017234 | 5 | 0.9891
75221 | 4.59 | 0.8 | 365 | 4.1817 | 0.41481 | 4 | 0.59649
75222 | 4.275 | 0.8 | 365 | 3.8947 | 0.83733 | 4 | 0.73202
75223 | 3.78 | 0.8 | 365 | 3.4437 | 0.92985 | 4 | 0.37358
75225 | 8.41 | 0.8 | 365 | 7.6618 | 0.41799 | 8 | 0.079839
75226 | 8.64 | 0.8 | 365 | 7.8714 | 0.83965 | 8 | 0.71104
75227 | 7.84 | 0.8 | 365 | 7.1426 | 0.37302 | 7 | 0.51557
75228 | 5.94 | 0.8 | 365 | 5.4116 | 0.88976 | 6 | 0.30134
75181 | 5.12 | 0.8 | 365 | 4.6645 | 0.38646 | 5 | 0.050984
75233 | 2.4 | 0.8 | 365 | 2.1865 | 0.3999 | 2 | 0.5864
75240 | 10.8 | 0.8 | 365 | 9.8392 | 0.79956 | 10 | 0.63879
75241 | 3.465 | 0.8 | 365 | 3.1568 | 0.35236 | 3 | 0.50911
75242 | 4.8 | 0.8 | 365 | 4.373 | 0.79981 | 5 | 0.1728
75243 | 8.32 | 0.8 | 365 | 7.5799 | 0.253 | 7 | 0.83285
75244 | 8 | 0.8 | 365 | 7.2883 | 0.66634 | 7 | 0.95466
75245 | 5.28 | 0.8 | 365 | 4.8103 | 0.67979 | 5 | 0.49008
75246 | 4.27 | 0.8 | 365 | 3.8901 | 0.82816 | 4 | 0.7183
75248 | 8.96 | 0.8 | 365 | 8.1629 | 0.4263 | 8 | 0.58922
75249 | 9.9 | 0.8 | 365 | 9.0193 | 0.1496 | 9 | 0.16889
75251 | 4.62 | 0.8 | 365 | 4.209 | 0.46981 | 4 | 0.67882
75237 | 8.7 | 0.8 | 365 | 7.926 | 0.94965 | 8 | 0.8757
75253 | 6.175 | 0.8 | 365 | 5.6257 | 0.32058 | 5 | 0.94626
75250 | 8.1 | 0.8 | 365 | 7.3794 | 0.84967 | 8 | 0.2291
75254 | 5.22 | 0.8 | 365 | 4.7556 | 0.56979 | 5 | 0.32542
75255 | 3.36 | 0.8 | 365 | 3.0611 | 0.15986 | 3 | 0.22096
75258 | 5.04 | 0.8 | 365 | 4.5916 | 0.2398 | 4 | 0.83144
75259 | 7.2 | 0.8 | 365 | 6.5595 | 0.19971 | 6 | 0.7592
75260 | 6.16 | 0.8 | 365 | 5.612 | 0.29308 | 5 | 0.90509
75257 | 5.04 | 0.8 | 365 | 4.5916 | 0.2398 | 4 | 0.83144
75265 | 6.6 | 0.8 | 365 | 6.0129 | 0.099732 | 6 | 0.1126
75270 | 9.8 | 0.8 | 365 | 8.9282 | 0.96627 | 9 | 0.89446
75273 | 8.235 | 0.8 | 365 | 7.5024 | 0.097166 | 7 | 0.59958
75276 | 5.12 | 0.8 | 365 | 4.6645 | 0.38646 | 5 | 0.050984
74981 | 5.1 | 1 | 365 | 5.8079 | 0.68724 | 6 | 0.49512
75163 | 13.325 | 0.8 | 365 | 12.1396 | 0.42863 | 12 | 0.56823
75183 | 5.4 | 0.8 | 365 | 4.9196 | 0.89978 | 5 | 0.8194
75277 | 6.44 | 0.8 | 365 | 5.8671 | 0.80641 | 6 | 0.6735
75278 | 6.08 | 0.8 | 365 | 5.5391 | 0.14642 | 5 | 0.68554
75279 | 9.3 | 0.8 | 365 | 8.4727 | 0.049623 | 8 | 0.5223
74814 | 3.36 | 0.8 | 365 | 3.0611 | 0.15986 | 3 | 0.22096
74935 | 6.93 | 0.8 | 365 | 6.3135 | 0.70472 | 7 | 0.018226
75281 | 15.39 | 0.8 | 365 | 14.0209 | 0.21438 | 14 | 0.23528
75284 | 9.945 | 1 | 365 | 11.3254 | 0.79012 | 12 | 0.11549
59847 | 223.668 | 0.9 | 365 | 229.2418 | 0.30505 | 229 | 0.54686
75285 | 4.845 | 0.8 | 365 | 4.414 | 0.8823 | 5 | 0.29629
73236 | 4.56 | 0.8 | 365 | 4.1543 | 0.35982 | 4 | 0.51416
75290 | 7.035 | 0.8 | 365 | 6.4092 | 0.89721 | 7 | 0.30638
4604 | 1285.2 | 1 | 365 | 1463.5858 | 0.18488 | 1463 | 0.77064
64598 | 526.68 | 1 | 365 | 599.7832 | 0.94831 | 600 | 0.7315
34750 | 2465.28 | 1 | 365 | 2807.4609 | 0.47509 | 2807 | 0.93596
65262 | 25.53 | 0.7 | 365 | 20.3515 | 0.95347 | 21 | 0.30496
75294 | 7.15 | 0.8 | 365 | 6.5139 | 0.10804 | 6 | 0.62198
74949 | 10.08 | 0.8 | 365 | 9.1833 | 0.47959 | 9 | 0.66287
75295 | 9 | 0.8 | 365 | 8.1994 | 0.49964 | 8 | 0.699
75296 | 5.67 | 0.8 | 365 | 5.1656 | 0.39477 | 5 | 0.56037
75297 | 7.98 | 0.8 | 365 | 7.2701 | 0.62968 | 7 | 0.89978
75301 | 10.075 | 0.8 | 365 | 9.1787 | 0.47042 | 9 | 0.64915
75302 | 8.96 | 0.8 | 365 | 8.1629 | 0.4263 | 8 | 0.58922
75303 | 12.6 | 0.8 | 365 | 11.4791 | 0.099489 | 11 | 0.57859
75304 | 8.96 | 0.8 | 365 | 8.1629 | 0.4263 | 8 | 0.58922
75305 | 9.38 | 0.8 | 365 | 8.5456 | 0.19629 | 8 | 0.74184
75306 | 10.791 | 0.8 | 365 | 9.831 | 0.78306 | 10 | 0.6141
75307 | 4.02 | 0.8 | 365 | 3.6624 | 0.36984 | 4 | 0.032218
75308 | 12.54 | 0.8 | 365 | 11.4244 | 0.98949 | 12 | 0.41393
75309 | 7.848 | 0.8 | 365 | 7.1498 | 0.38768 | 7 | 0.53752
75310 | 11.7 | 0.8 | 365 | 10.6592 | 0.44953 | 11 | 0.10869
75311 | 11.2 | 0.8 | 365 | 10.2036 | 0.53288 | 10 | 0.73653
75312 | 3.6 | 0.8 | 365 | 3.2797 | 0.59985 | 3 | 0.8796
75314 | 11.445 | 0.8 | 365 | 10.4269 | 0.98204 | 11 | 0.40889
75316 | 9.9 | 0.8 | 365 | 9.0193 | 0.1496 | 9 | 0.16889
75317 | 7.68 | 0.8 | 365 | 6.9968 | 0.079689 | 7 | 0.076476
75196 | 9.92 | 0.8 | 365 | 9.0375 | 0.18626 | 9 | 0.22378
74849 | 14.79 | 0.8 | 365 | 13.4743 | 0.1144 | 13 | 0.58868
75326 | 7.98 | 0.8 | 365 | 7.2701 | 0.62968 | 7 | 0.89978
75327 | 7.98 | 0.8 | 365 | 7.2701 | 0.62968 | 7 | 0.89978
75328 | 3.3 | 0.8 | 365 | 3.0064 | 0.049866 | 3 | 0.056298
21555 | 1256.85 | 1 | 365 | 1431.3008 | 0.21757 | 1431 | 0.51835
75330 | 6.6 | 0.8 | 365 | 6.0129 | 0.099732 | 6 | 0.1126
75333 | 7.155 | 1 | 365 | 8.1481 | 0.39651 | 8 | 0.54463
75335 | 3.92 | 0.8 | 365 | 3.5713 | 0.18651 | 3 | 0.75778
75334 | 9.36 | 0.8 | 365 | 8.5273 | 0.15962 | 8 | 0.68696
75340 | 7.92 | 0.8 | 365 | 7.2154 | 0.51968 | 7 | 0.73512
75341 | 5.4 | 0.8 | 365 | 4.9196 | 0.89978 | 5 | 0.8194
75342 | 6.38 | 0.8 | 365 | 5.8124 | 0.69641 | 6 | 0.50884
75344 | 6.38 | 0.8 | 365 | 5.8124 | 0.69641 | 6 | 0.50884
75343 | 6.54 | 0.8 | 365 | 5.9582 | 0.98973 | 6 | 0.94794
75346 | 4.35 | 0.8 | 365 | 3.963 | 0.97482 | 4 | 0.93785
75347 | 3.3 | 0.8 | 365 | 3.0064 | 0.049866 | 3 | 0.056298
75350 | 24.9 | 0.8 | 365 | 22.6849 | 0.64899 | 23 | 0.33389
75348 | 2 | 1 | 365 | 2.2776 | 0.58323 | 2 | 0.86083
75352 | 3.84 | 0.8 | 365 | 3.4984 | 0.039844 | 3 | 0.53824
75353 | 3.285 | 0.8 | 365 | 2.9928 | 0.022367 | 3 | 0.015133
75354 | 9.45 | 0.8 | 365 | 8.6093 | 0.32462 | 8 | 0.93394
75355 | 8.04 | 0.8 | 365 | 7.3248 | 0.73967 | 8 | 0.064436
75356 | 6.7 | 0.8 | 365 | 6.104 | 0.28306 | 6 | 0.38703
75357 | 2.88 | 0.8 | 365 | 2.6238 | 0.27988 | 2 | 0.90368
75359 | 9.625 | 0.8 | 365 | 8.7688 | 0.64544 | 9 | 0.4142
74664 | 2.64 | 0.8 | 365 | 2.4051 | 0.83989 | 3 | 0.24504
44535 | 388.74 | 0.65 | 365 | 287.7531 | 0.047822 | 287 | 0.80095
75224 | 5.7 | 0.8 | 365 | 5.1929 | 0.44977 | 5 | 0.6427
75272 | 9.045 | 0.8 | 365 | 8.2404 | 0.58213 | 8 | 0.82249
75274 | 9.24 | 0.8 | 365 | 8.418 | 0.93963 | 9 | 0.35764
75291 | 8.45 | 0.8 | 365 | 7.6983 | 0.49132 | 8 | 0.18961
75336 | 7 | 0.8 | 365 | 6.3773 | 0.83305 | 7 | 0.21033
34327 | 1297.89 | 1 | 365 | 1478.0371 | 0.26549 | 1478 | 0.30262
75360 | 9.9 | 0.8 | 365 | 9.0193 | 0.1496 | 9 | 0.16889
75263 | 8.502 | 0.8 | 365 | 7.7457 | 0.58666 | 8 | 0.33232
75364 | 8.45 | 0.8 | 365 | 7.6983 | 0.49132 | 8 | 0.18961
75367 | 7.155 | 0.8 | 365 | 6.5185 | 0.11721 | 6 | 0.6357
75373 | 2.65 | 0.8 | 365 | 2.4143 | 0.85823 | 3 | 0.27248
75376 | 6.9 | 0.8 | 365 | 6.2862 | 0.64972 | 6 | 0.9359
75377 | 4.8 | 0.8 | 365 | 4.373 | 0.79981 | 5 | 0.1728
75380 | 13.8 | 0.8 | 365 | 12.5724 | 0.29944 | 12 | 0.87179
75289 | 7.41 | 0.8 | 365 | 6.7508 | 0.5847 | 7 | 0.33551
74987 | 8.12 | 0.8 | 365 | 7.3976 | 0.88634 | 8 | 0.28398
75059 | 18.2 | 0.8 | 365 | 16.5809 | 0.36593 | 16 | 0.94686
74459 | 5.44 | 0.8 | 365 | 4.9561 | 0.97311 | 5 | 0.92917
36802 | 388.476 | 0.9 | 365 | 398.1568 | 0.21404 | 398 | 0.37086
75110 | 6.4 | 0.8 | 365 | 5.8307 | 0.73307 | 6 | 0.56373
75351 | 19.04 | 0.8 | 365 | 17.3462 | 0.90589 | 18 | 0.2521
75394 | 5.7 | 0.8 | 365 | 5.1929 | 0.44977 | 5 | 0.6427
75180 | 5.52 | 0.8 | 365 | 5.0289 | 0.11978 | 5 | 0.14872
75398 | 7.65 | 0.8 | 365 | 6.9695 | 0.02469 | 6 | 0.99415
75332 | 5.04 | 1 | 365 | 5.7396 | 0.54974 | 6 | 0.2893
75070 | 4.2 | 0.8 | 365 | 3.8264 | 0.69983 | 4 | 0.5262
75170 | 7.2 | 0.8 | 365 | 6.5595 | 0.19971 | 6 | 0.7592
75153 | 8.7 | 1 | 365 | 9.9076 | 0.93706 | 10 | 0.84462
35259 | 8.96 | 0.8 | 365 | 8.1629 | 0.4263 | 8 | 0.58922
35262 | 15.12 | 0.8 | 365 | 13.7749 | 0.71939 | 14 | 0.49431
75427 | 5.355 | 0.8 | 365 | 4.8786 | 0.81728 | 5 | 0.6959
75430 | 6.67 | 0.8 | 365 | 6.0766 | 0.22806 | 6 | 0.3047
75431 | 9.9 | 0.8 | 365 | 9.0193 | 0.1496 | 9 | 0.16889
75433 | 6.6 | 0.8 | 365 | 6.0129 | 0.099732 | 6 | 0.1126
75434 | 6.6 | 0.8 | 365 | 6.0129 | 0.099732 | 6 | 0.1126
75435 | 7.92 | 0.8 | 365 | 7.2154 | 0.51968 | 7 | 0.73512
75236 | 3.92 | 0.8 | 365 | 3.5713 | 0.18651 | 3 | 0.75778
75369 | 13.325 | 0.8 | 365 | 12.1396 | 0.42863 | 12 | 0.56823
75382 | 17.28 | 0.8 | 365 | 15.7428 | 0.6793 | 16 | 0.42207
75443 | 11.97 | 0.8 | 365 | 10.9051 | 0.94451 | 11 | 0.84966
75441 | 12.47 | 0.8 | 365 | 11.3607 | 0.86116 | 12 | 0.22183
75444 | 6.825 | 0.8 | 365 | 6.2178 | 0.51222 | 6 | 0.73007
75445 | 12.54 | 0.8 | 365 | 11.4244 | 0.98949 | 12 | 0.41393
75178 | 6.875 | 0.8 | 365 | 6.2634 | 0.60389 | 6 | 0.86729
75450 | 4.95 | 0.8 | 365 | 4.5096 | 0.074799 | 4 | 0.58445
75451 | 7.2 | 0.8 | 365 | 6.5595 | 0.19971 | 6 | 0.7592
75452 | 5.559 | 0.8 | 365 | 5.0645 | 0.19127 | 5 | 0.25575
75454 | 20.1 | 0.8 | 365 | 18.3119 | 0.84919 | 19 | 0.16109
75453 | 6.6 | 0.8 | 365 | 6.0129 | 0.099732 | 6 | 0.1126
75460 | 10.385 | 0.8 | 365 | 9.4612 | 0.038746 | 9 | 0.4999
75465 | 11.7 | 0.8 | 365 | 10.6592 | 0.44953 | 11 | 0.10869
75466 | 5.76 | 0.8 | 365 | 5.2476 | 0.55977 | 5 | 0.80736
75468 | 3.135 | 0.8 | 365 | 2.8561 | 0.74737 | 3 | 0.60348
75469 | 9.72 | 0.8 | 365 | 8.8553 | 0.81961 | 9 | 0.67491
75471 | 8.265 | 0.8 | 365 | 7.5297 | 0.15216 | 7 | 0.68191
75472 | 3.99 | 0.8 | 365 | 3.635 | 0.31484 | 3 | 0.94989
75473 | 8.1 | 0.8 | 365 | 7.3794 | 0.84967 | 8 | 0.2291
75474 | 7.125 | 0.8 | 365 | 6.4912 | 0.062211 | 6 | 0.55337
75476 | 6.24 | 0.8 | 365 | 5.6849 | 0.43975 | 6 | 0.12464
75475 | 7.975 | 0.8 | 365 | 7.2655 | 0.62051 | 7 | 0.88605
75477 | 4.95 | 0.8 | 365 | 4.5096 | 0.074799 | 4 | 0.58445
75480 | 9.36 | 0.8 | 365 | 8.5273 | 0.15962 | 8 | 0.68696
75482 | 6 | 0.8 | 365 | 5.4662 | 0.99976 | 6 | 0.466
75479 | 5.7 | 0.8 | 365 | 5.1929 | 0.44977 | 5 | 0.6427
75488 | 9.24 | 0.8 | 365 | 8.418 | 0.93963 | 9 | 0.35764
75489 | 13.2 | 0.8 | 365 | 12.0257 | 0.19946 | 12 | 0.22519
75490 | 10.23 | 0.8 | 365 | 9.3199 | 0.75459 | 10 | 0.074525
75491 | 8.58 | 0.8 | 365 | 7.8167 | 0.72965 | 8 | 0.54638
75493 | 6.12 | 0.8 | 365 | 5.5756 | 0.21975 | 5 | 0.79532
75388 | 11.76 | 0.8 | 365 | 10.7138 | 0.55952 | 11 | 0.27335
75387 | 6.5 | 0.8 | 365 | 5.9218 | 0.9164 | 6 | 0.83816
75386 | 3.08 | 0.8 | 365 | 2.806 | 0.64654 | 3 | 0.45255
75426 | 3.92 | 0.8 | 365 | 3.5713 | 0.18651 | 3 | 0.75778
75403 | 3.64 | 0.8 | 365 | 3.3162 | 0.67319 | 3 | 0.98937
75419 | 4.93 | 0.8 | 365 | 4.4914 | 0.038134 | 4 | 0.52956
30065 | 1287.72 | 1 | 365 | 1466.4555 | 0.95976 | 1467 | 0.41529
75497 | 10.2 | 0.8 | 365 | 9.2926 | 0.69959 | 9 | 0.99219
75498 | 3.6 | 0.8 | 365 | 3.2797 | 0.59985 | 3 | 0.8796
75464 | 4.505 | 0.8 | 365 | 4.1042 | 0.25898 | 4 | 0.36322
75470 | 4.48 | 0.8 | 365 | 4.0815 | 0.21315 | 4 | 0.29461
75485 | 3.92 | 0.8 | 365 | 3.5713 | 0.18651 | 3 | 0.75778
75486 | 12.32 | 0.8 | 365 | 11.224 | 0.58617 | 11 | 0.81018
75499 | 6.38 | 0.8 | 365 | 5.8124 | 0.69641 | 6 | 0.50884
75500 | 7.32 | 0.8 | 365 | 6.6688 | 0.4197 | 7 | 0.088516
75501 | 10.675 | 0.8 | 365 | 9.7254 | 0.83941 | 10 | 0.56476
75502 | 6.6 | 0.8 | 365 | 6.0129 | 0.099732 | 6 | 0.1126
75503 | 10.8 | 0.8 | 365 | 9.8392 | 0.79956 | 10 | 0.63879
75505 | 2.64 | 0.8 | 365 | 2.4051 | 0.83989 | 3 | 0.24504
75506 | 10.24 | 0.8 | 365 | 9.329 | 0.77292 | 10 | 0.10197
66025 | 10.395 | 0.8 | 365 | 9.4703 | 0.057079 | 9 | 0.52734
75517 | 7.26 | 0.8 | 365 | 6.6142 | 0.30971 | 6 | 0.92386
75518 | 11.73 | 0.8 | 365 | 10.6865 | 0.50452 | 11 | 0.19102
75523 | 7.68 | 0.8 | 365 | 6.9968 | 0.079689 | 7 | 0.076476
75525 | 9.715 | 0.8 | 365 | 8.8508 | 0.81044 | 9 | 0.66119
75526 | 8.55 | 1 | 365 | 9.7367 | 0.59332 | 10 | 0.33006
75527 | 9.9 | 0.8 | 365 | 9.0193 | 0.1496 | 9 | 0.16889
75533 | 9.1 | 0.8 | 365 | 8.2905 | 0.68296 | 8 | 0.97343
75395 | 5.8 | 0.8 | 365 | 5.284 | 0.6331 | 5 | 0.91713
75537 | 4.55 | 0.8 | 365 | 4.1452 | 0.34148 | 4 | 0.48671
75541 | 5.7 | 1 | 365 | 6.4912 | 0.062211 | 6 | 0.55337
75546 | 6.9 | 0.8 | 365 | 6.2862 | 0.64972 | 6 | 0.9359
75549 | 3.08 | 0.8 | 365 | 2.806 | 0.64654 | 3 | 0.45255
75552 | 5.88 | 0.8 | 365 | 5.3569 | 0.77976 | 6 | 0.13668
75554 | 7.695 | 0.8 | 365 | 7.0105 | 0.10719 | 7 | 0.11764
75555 | 4.35 | 0.8 | 365 | 3.963 | 0.97482 | 4 | 0.93785
75556 | 6.67 | 0.8 | 365 | 6.0766 | 0.22806 | 6 | 0.3047
75557 | 9.57 | 0.8 | 365 | 8.7187 | 0.54461 | 9 | 0.26326
75558 | 9.28 | 0.8 | 365 | 8.4545 | 0.012957 | 8 | 0.46741
75298 | 7.475 | 0.8 | 365 | 6.81 | 0.70386 | 7 | 0.51389
75566 | 11.375 | 0.8 | 365 | 10.3631 | 0.85371 | 11 | 0.21679
75570 | 5.886 | 0.8 | 365 | 5.3624 | 0.79076 | 6 | 0.15314
75572 | 5.36 | 0.8 | 365 | 4.8832 | 0.82645 | 5 | 0.70962
75573 | 9.28 | 0.8 | 365 | 8.4545 | 0.012957 | 8 | 0.46741
75551 | 5.7 | 0.8 | 365 | 5.1929 | 0.44977 | 5 | 0.6427
75559 | 6.555 | 0.8 | 365 | 5.9719 | 0.017234 | 5 | 0.9891
75571 | 7.125 | 0.8 | 365 | 6.4912 | 0.062211 | 6 | 0.55337
75547 | 8.55 | 1 | 365 | 9.7367 | 0.59332 | 10 | 0.33006
75548 | 9.975 | 1 | 365 | 11.3595 | 0.85887 | 12 | 0.2184
75545 | 9.69 | 1 | 365 | 11.035 | 0.20576 | 11 | 0.24073
75574 | 3.135 | 0.8 | 365 | 2.8561 | 0.74737 | 3 | 0.60348
75576 | 4.56 | 0.8 | 365 | 4.1543 | 0.35982 | 4 | 0.51416
75577 | 13.34 | 0.8 | 365 | 12.1533 | 0.45613 | 12 | 0.6094
75212 | 3.48 | 0.8 | 365 | 3.1704 | 0.37986 | 3 | 0.55028
75579 | 4.55 | 0.8 | 365 | 4.1452 | 0.34148 | 4 | 0.48671
75580 | 8.4 | 0.8 | 365 | 7.6527 | 0.39966 | 8 | 0.052396
75581 | 3.6 | 0.8 | 365 | 3.2797 | 0.59985 | 3 | 0.8796
75582 | 3.99 | 0.8 | 365 | 3.635 | 0.31484 | 3 | 0.94989
75583 | 4.845 | 0.8 | 365 | 4.414 | 0.8823 | 5 | 0.29629
75584 | 9.405 | 0.8 | 365 | 8.5683 | 0.24212 | 8 | 0.81045
75586 | 7.41 | 0.8 | 365 | 6.7508 | 0.5847 | 7 | 0.33551
75588 | 7.8 | 0.8 | 365 | 7.1061 | 0.29968 | 7 | 0.4058
75438 | 6.555 | 0.8 | 365 | 5.9719 | 0.017234 | 5 | 0.9891
75440 | 2.565 | 0.8 | 365 | 2.3368 | 0.7024 | 3 | 0.039214
75591 | 6.27 | 0.8 | 365 | 5.7122 | 0.49475 | 6 | 0.20697
75595 | 5.985 | 0.8 | 365 | 5.4526 | 0.97226 | 6 | 0.42483
75593 | 3.9 | 0.8 | 365 | 3.5531 | 0.14984 | 3 | 0.7029
75596 | 1.95 | 0.8 | 365 | 1.7765 | 0.57492 | 2 | 0.35145
75600 | 13.2 | 0.8 | 365 | 12.0257 | 0.19946 | 12 | 0.22519
75601 | 2.4 | 0.8 | 365 | 2.1865 | 0.3999 | 2 | 0.5864
75602 | 13.735 | 0.8 | 365 | 12.5131 | 0.18028 | 12 | 0.69341
75603 | 11.13 | 0.8 | 365 | 10.1399 | 0.40455 | 10 | 0.54442
75605 | 11.025 | 0.8 | 365 | 10.0442 | 0.21205 | 10 | 0.25627
75606 | 4.95 | 0.8 | 365 | 4.5096 | 0.074799 | 4 | 0.58445
75609 | 3.92 | 0.8 | 365 | 3.5713 | 0.18651 | 3 | 0.75778
75612 | 4.8 | 0.8 | 365 | 4.373 | 0.79981 | 5 | 0.1728
75613 | 6.27 | 0.8 | 365 | 5.7122 | 0.49475 | 6 | 0.20697
75614 | 7.54 | 1 | 365 | 8.5866 | 0.27878 | 8 | 0.86534
75615 | 17.6 | 0.8 | 365 | 16.0343 | 0.26595 | 16 | 0.30026
75616 | 10.71 | 0.8 | 365 | 9.7572 | 0.63457 | 10 | 0.3918
75617 | 8.775 | 0.8 | 365 | 7.9944 | 0.087144 | 8 | 0.08152
75620 | 8.265 | 0.8 | 365 | 7.5297 | 0.15216 | 7 | 0.68191
75621 | 9.12 | 0.8 | 365 | 8.3087 | 0.71963 | 9 | 0.028315
75622 | 9.975 | 0.8 | 365 | 9.0876 | 0.2871 | 9 | 0.37472
75624 | 8.265 | 0.8 | 365 | 7.5297 | 0.15216 | 7 | 0.68191
75626 | 7.41 | 0.8 | 365 | 6.7508 | 0.5847 | 7 | 0.33551
75512 | 5.51 | 0.8 | 365 | 5.0198 | 0.10144 | 5 | 0.12127
75628 | 6.27 | 0.8 | 365 | 5.7122 | 0.49475 | 6 | 0.20697
75629 | 6.84 | 0.8 | 365 | 6.2315 | 0.53972 | 6 | 0.77124
75511 | 5.88 | 0.8 | 365 | 5.3569 | 0.77976 | 6 | 0.13668
75632 | 9.69 | 0.8 | 365 | 8.828 | 0.76461 | 9 | 0.59258
75631 | 2.8 | 0.8 | 365 | 2.5509 | 0.13322 | 2 | 0.68413
75508 | 6.72 | 0.8 | 365 | 6.1222 | 0.31973 | 6 | 0.44192
75634 | 4.275 | 0.8 | 365 | 3.8947 | 0.83733 | 4 | 0.73202
75515 | 16.53 | 0.8 | 365 | 15.0595 | 0.30433 | 15 | 0.36382
75635 | 7.15 | 0.8 | 365 | 6.5139 | 0.10804 | 6 | 0.62198
75637 | 8.55 | 0.8 | 365 | 7.7894 | 0.67465 | 8 | 0.46405
75638 | 8.55 | 0.8 | 365 | 7.7894 | 0.67465 | 8 | 0.46405
75116 | 9.92 | 0.8 | 365 | 9.0375 | 0.18626 | 9 | 0.22378
75640 | 6.24 | 0.8 | 365 | 5.6849 | 0.43975 | 6 | 0.12464
75509 | 5.6 | 0.8 | 365 | 5.1018 | 0.26644 | 5 | 0.36826
75642 | 8.28 | 0.8 | 365 | 7.5434 | 0.17966 | 7 | 0.72308
75390 | 5.6 | 0.8 | 365 | 5.1018 | 0.26644 | 5 | 0.36826
75644 | 9.975 | 0.8 | 365 | 9.0876 | 0.2871 | 9 | 0.37472
75645 | 11.2 | 0.8 | 365 | 10.2036 | 0.53288 | 10 | 0.73653
75647 | 7.26 | 0.8 | 365 | 6.6142 | 0.30971 | 6 | 0.92386
75643 | 6.4 | 0.8 | 365 | 5.8307 | 0.73307 | 6 | 0.56373
75651 | 9.12 | 0.8 | 365 | 8.3087 | 0.71963 | 9 | 0.028315
75650 | 7.92 | 0.8 | 365 | 7.2154 | 0.51968 | 7 | 0.73512
75652 | 4.275 | 0.8 | 365 | 3.8947 | 0.83733 | 4 | 0.73202
75653 | 6.84 | 0.8 | 365 | 6.2315 | 0.53972 | 6 | 0.77124
75391 | 4.2 | 0.8 | 365 | 3.8264 | 0.69983 | 4 | 0.5262
75657 | 9.12 | 0.8 | 365 | 8.3087 | 0.71963 | 9 | 0.028315
75429 | 7.41 | 0.8 | 365 | 6.7508 | 0.5847 | 7 | 0.33551
75424 | 6.44 | 0.8 | 365 | 5.8671 | 0.80641 | 6 | 0.6735
75742 | 8.265 | 0.8 | 365 | 7.5297 | 0.15216 | 7 | 0.68191
75662 | 7.41 | 0.8 | 365 | 6.7508 | 0.5847 | 7 | 0.33551
75663 | 6.84 | 0.8 | 365 | 6.2315 | 0.53972 | 6 | 0.77124
75664 | 2.1 | 0.8 | 365 | 1.9132 | 0.84991 | 2 | 0.7631
75666 | 6.27 | 0.8 | 365 | 5.7122 | 0.49475 | 6 | 0.20697
75667 | 10.4 | 0.8 | 365 | 9.4748 | 0.066245 | 9 | 0.54106
75669 | 7.125 | 0.8 | 365 | 6.4912 | 0.062211 | 6 | 0.55337
75418 | 5.88 | 0.8 | 365 | 5.3569 | 0.77976 | 6 | 0.13668
75672 | 9.975 | 0.8 | 365 | 9.0876 | 0.2871 | 9 | 0.37472
75670 | 7.8 | 0.8 | 365 | 7.1061 | 0.29968 | 7 | 0.4058
75676 | 12.6 | 0.8 | 365 | 11.4791 | 0.099489 | 11 | 0.57859
75053 | 2.24 | 0.8 | 365 | 2.0407 | 0.10658 | 2 | 0.14731
75026 | 2.24 | 0.8 | 365 | 2.0407 | 0.10658 | 2 | 0.14731
75033 | 3.08 | 0.8 | 365 | 2.806 | 0.64654 | 3 | 0.45255
75679 | 6.84 | 0.8 | 365 | 6.2315 | 0.53972 | 6 | 0.77124
75681 | 5.7 | 0.8 | 365 | 5.1929 | 0.44977 | 5 | 0.6427
75682 | 7.98 | 0.8 | 365 | 7.2701 | 0.62968 | 7 | 0.89978
75684 | 9.69 | 0.8 | 365 | 8.828 | 0.76461 | 9 | 0.59258
75686 | 5.415 | 0.8 | 365 | 4.9333 | 0.92728 | 5 | 0.86056
75024 | 4.2 | 0.8 | 365 | 3.8264 | 0.69983 | 4 | 0.5262
75688 | 9.6 | 0.8 | 365 | 8.746 | 0.59961 | 9 | 0.34559
75689 | 3.9 | 0.8 | 365 | 3.5531 | 0.14984 | 3 | 0.7029
75690 | 3.78 | 0.8 | 365 | 3.4437 | 0.92985 | 4 | 0.37358
75692 | 3.78 | 0.8 | 365 | 3.4437 | 0.92985 | 4 | 0.37358
75693 | 7.25 | 0.8 | 365 | 6.605 | 0.29137 | 6 | 0.89641
75694 | 8.37 | 0.8 | 365 | 7.6254 | 0.34466 | 7 | 0.97007
75695 | 2.97 | 0.8 | 365 | 2.7058 | 0.44488 | 3 | 0.15067
75697 | 12.48 | 0.8 | 365 | 11.3698 | 0.87949 | 12 | 0.24927
75699 | 6.24 | 0.8 | 365 | 5.6849 | 0.43975 | 6 | 0.12464
75700 | 7.28 | 0.8 | 365 | 6.6324 | 0.34637 | 6 | 0.97874
75701 | 4.93 | 0.8 | 365 | 4.4914 | 0.038134 | 4 | 0.52956
75702 | 4.56 | 0.8 | 365 | 4.1543 | 0.35982 | 4 | 0.51416
75703 | 8.4 | 0.8 | 365 | 7.6527 | 0.39966 | 8 | 0.052396
75705 | 13.395 | 0.8 | 365 | 12.2034 | 0.55696 | 12 | 0.76034
75706 | 7.15 | 0.8 | 365 | 6.5139 | 0.10804 | 6 | 0.62198
75707 | 10.92 | 0.8 | 365 | 9.9486 | 0.019557 | 9 | 0.96811
75708 | 10.44 | 0.8 | 365 | 9.5113 | 0.13958 | 9 | 0.65083
75710 | 11.2 | 0.8 | 365 | 10.2036 | 0.53288 | 10 | 0.73653
75712 | 12.54 | 0.8 | 365 | 11.4244 | 0.98949 | 12 | 0.41393
30062 | 1254.87 | 1 | 365 | 1429.046 | 0.68017 | 1429 | 0.72613
75711 | 7.84 | 0.8 | 365 | 7.1426 | 0.37302 | 7 | 0.51557
75713 | 10.395 | 0.8 | 365 | 9.4703 | 0.057079 | 9 | 0.52734
75715 | 77.52 | 0.6 | 365 | 52.9679 | 0.58764 | 53 | 0.55551
75716 | 6.84 | 0.8 | 365 | 6.2315 | 0.53972 | 6 | 0.77124
75717 | 4.275 | 0.8 | 365 | 3.8947 | 0.83733 | 4 | 0.73202
75718 | 6.555 | 0.8 | 365 | 5.9719 | 0.017234 | 5 | 0.9891
75719 | 9.975 | 0.8 | 365 | 9.0876 | 0.2871 | 9 | 0.37472
75432 | 7.54 | 0.8 | 365 | 6.8692 | 0.82303 | 7 | 0.69227
75721 | 6.84 | 0.8 | 365 | 6.2315 | 0.53972 | 6 | 0.77124
75723 | 5.7 | 0.8 | 365 | 5.1929 | 0.44977 | 5 | 0.6427
75448 | 24.085 | 0.8 | 365 | 21.9424 | 0.15486 | 22 | 0.097255
75724 | 3.99 | 0.8 | 365 | 3.635 | 0.31484 | 3 | 0.94989
75726 | 6.84 | 0.8 | 365 | 6.2315 | 0.53972 | 6 | 0.77124
75727 | 4.56 | 0.8 | 365 | 4.1543 | 0.35982 | 4 | 0.51416
75731 | 8.265 | 0.8 | 365 | 7.5297 | 0.15216 | 7 | 0.68191
75734 | 4.225 | 0.8 | 365 | 3.8491 | 0.74566 | 4 | 0.59481
75437 | 13.12 | 0.8 | 365 | 11.9528 | 0.052802 | 12 | 0.0056463
75735 | 6.27 | 0.8 | 365 | 5.7122 | 0.49475 | 6 | 0.20697
75736 | 6.555 | 0.8 | 365 | 5.9719 | 0.017234 | 5 | 0.9891
75737 | 6.9 | 0.8 | 365 | 6.2862 | 0.64972 | 6 | 0.9359
75738 | 5.13 | 0.8 | 365 | 4.6736 | 0.40479 | 5 | 0.078427
75739 | 8.55 | 0.8 | 365 | 7.7894 | 0.67465 | 8 | 0.46405
75741 | 9.12 | 0.8 | 365 | 8.3087 | 0.71963 | 9 | 0.028315
75743 | 5.985 | 0.8 | 365 | 5.4526 | 0.97226 | 6 | 0.42483
75744 | 4.275 | 0.8 | 365 | 3.8947 | 0.83733 | 4 | 0.73202
75522 | 6.555 | 1 | 365 | 7.4648 | 0.021543 | 7 | 0.48638
75535 | 7.125 | 1 | 365 | 8.114 | 0.32776 | 8 | 0.44171
75746 | 5.415 | 0.8 | 365 | 4.9333 | 0.92728 | 5 | 0.86056
75747 | 3.705 | 0.8 | 365 | 3.3754 | 0.79235 | 4 | 0.16775
75748 | 5.13 | 0.8 | 365 | 4.6736 | 0.40479 | 5 | 0.078427
75749 | 3.99 | 0.8 | 365 | 3.635 | 0.31484 | 3 | 0.94989
75750 | 4.845 | 0.8 | 365 | 4.414 | 0.8823 | 5 | 0.29629
75751 | 5.13 | 0.8 | 365 | 4.6736 | 0.40479 | 5 | 0.078427
75752 | 6.555 | 0.8 | 365 | 5.9719 | 0.017234 | 5 | 0.9891
75495 | 4.8 | 0.8 | 365 | 4.373 | 0.79981 | 5 | 0.1728
75524 | 7.2 | 0.8 | 365 | 6.5595 | 0.19971 | 6 | 0.7592
75753 | 4.5 | 0.8 | 365 | 4.0997 | 0.24982 | 4 | 0.3495
75754 | 5.695 | 0.8 | 365 | 5.1884 | 0.4406 | 5 | 0.62898
75755 | 7.98 | 0.8 | 365 | 7.2701 | 0.62968 | 7 | 0.89978
75757 | 10.385 | 0.8 | 365 | 9.4612 | 0.038746 | 9 | 0.4999
75758 | 8 | 0.8 | 365 | 7.2883 | 0.66634 | 7 | 0.95466
32233 | 3081.33 | 1 | 365 | 3509.0186 | 0.22513 | 3509 | 0.24373
75759 | 15.075 | 0.8 | 365 | 13.7339 | 0.63689 | 14 | 0.37082
75760 | 8.55 | 0.8 | 365 | 7.7894 | 0.67465 | 8 | 0.46405
65348 | 236.25 | 0.7 | 365 | 188.329 | 0.976 | 189 | 0.30505
35104 | 138.38 | 0.9 | 365 | 141.8284 | 0.40244 | 142 | 0.23087
75392 | 9.94 | 0.8 | 365 | 9.0557 | 0.22293 | 9 | 0.27867
75761 | 7.125 | 0.8 | 365 | 6.4912 | 0.062211 | 6 | 0.55337
75467 | 6.08 | 0.8 | 365 | 5.5391 | 0.14642 | 5 | 0.68554
75764 | 2.6 | 0.8 | 365 | 2.3687 | 0.76656 | 3 | 0.13527
75665 | 11.07 | 0.8 | 365 | 10.0852 | 0.29455 | 10 | 0.37976
75766 | 5.7 | 0.8 | 365 | 5.1929 | 0.44977 | 5 | 0.6427
75765 | 6.6 | 0.8 | 365 | 6.0129 | 0.099732 | 6 | 0.1126
75668 | 3.92 | 0.8 | 365 | 3.5713 | 0.18651 | 3 | 0.75778
75768 | 5.559 | 0.8 | 365 | 5.0645 | 0.19127 | 5 | 0.25575
75769 | 7.695 | 0.8 | 365 | 7.0105 | 0.10719 | 7 | 0.11764
75770 | 4.88 | 0.8 | 365 | 4.4459 | 0.94647 | 5 | 0.39234
75774 | 3.42 | 0.8 | 365 | 3.1158 | 0.26986 | 3 | 0.38562
75331 | 5.04 | 0.8 | 365 | 4.5916 | 0.2398 | 4 | 0.83144
75329 | 2.85 | 0.8 | 365 | 2.5965 | 0.22488 | 2 | 0.82135
75776 | 3.99 | 0.8 | 365 | 3.635 | 0.31484 | 3 | 0.94989
75513 | 3.08 | 0.8 | 365 | 2.806 | 0.64654 | 3 | 0.45255
75540 | 4.845 | 1 | 365 | 5.5175 | 0.10288 | 5 | 0.62037
75585 | 8.55 | 0.8 | 365 | 7.7894 | 0.67465 | 8 | 0.46405
75780 | 9.405 | 0.8 | 365 | 8.5683 | 0.24212 | 8 | 0.81045
75785 | 8.835 | 0.8 | 365 | 8.049 | 0.19714 | 8 | 0.24618
75783 | 13.8 | 0.8 | 365 | 12.5724 | 0.29944 | 12 | 0.87179
75786 | 8.55 | 0.8 | 365 | 7.7894 | 0.67465 | 8 | 0.46405
75790 | 6.27 | 0.8 | 365 | 5.7122 | 0.49475 | 6 | 0.20697
75791 | 9.1 | 0.8 | 365 | 8.2905 | 0.68296 | 8 | 0.97343
75792 | 13.725 | 0.8 | 365 | 12.504 | 0.16194 | 12 | 0.66597
75793 | 11.375 | 0.8 | 365 | 10.3631 | 0.85371 | 11 | 0.21679
73206 | 9.28 | 0.8 | 365 | 8.4545 | 0.012957 | 8 | 0.46741
75794 | 9.69 | 0.8 | 365 | 8.828 | 0.76461 | 9 | 0.59258
75799 | 4.225 | 0.8 | 365 | 3.8491 | 0.74566 | 4 | 0.59481
75801 | 9.975 | 0.8 | 365 | 9.0876 | 0.2871 | 9 | 0.37472
75803 | 9.69 | 0.8 | 365 | 8.828 | 0.76461 | 9 | 0.59258
75804 | 5.13 | 0.8 | 365 | 4.6736 | 0.40479 | 5 | 0.078427
75805 | 6.27 | 0.8 | 365 | 5.7122 | 0.49475 | 6 | 0.20697
75806 | 5.13 | 0.8 | 365 | 4.6736 | 0.40479 | 5 | 0.078427
75807 | 5.7 | 0.8 | 365 | 5.1929 | 0.44977 | 5 | 0.6427
75808 | 3.99 | 0.8 | 365 | 3.635 | 0.31484 | 3 | 0.94989
75809 | 8.835 | 0.8 | 365 | 8.049 | 0.19714 | 8 | 0.24618
75810 | 6.27 | 0.8 | 365 | 5.7122 | 0.49475 | 6 | 0.20697
75811 | 5.7 | 0.8 | 365 | 5.1929 | 0.44977 | 5 | 0.6427
75812 | 4.845 | 0.8 | 365 | 4.414 | 0.8823 | 5 | 0.29629
75813 | 5.985 | 0.8 | 365 | 5.4526 | 0.97226 | 6 | 0.42483
75814 | 8.55 | 0.8 | 365 | 7.7894 | 0.67465 | 8 | 0.46405
75815 | 11.84 | 0.8 | 365 | 10.7867 | 0.70619 | 11 | 0.4929
75816 | 7.56 | 0.8 | 365 | 6.8875 | 0.85969 | 7 | 0.74716
75817 | 4.76 | 0.8 | 365 | 4.3366 | 0.72647 | 5 | 0.063024
75818 | 9.3 | 0.8 | 365 | 8.4727 | 0.049623 | 8 | 0.5223
75819 | 6.75 | 0.8 | 365 | 6.1495 | 0.37473 | 6 | 0.52425
75820 | 6.875 | 0.8 | 365 | 6.2634 | 0.60389 | 6 | 0.86729
75822 | 10.915 | 0.8 | 365 | 9.944 | 0.010391 | 9 | 0.95439
75826 | 8.64 | 0.8 | 365 | 7.8714 | 0.83965 | 8 | 0.71104
75828 | 11.2 | 0.8 | 365 | 10.2036 | 0.53288 | 10 | 0.73653
75829 | 4.27 | 0.8 | 365 | 3.8901 | 0.82816 | 4 | 0.7183
75830 | 4.875 | 0.8 | 365 | 4.4413 | 0.9373 | 5 | 0.37862
75833 | 2.32 | 0.8 | 365 | 2.1136 | 0.25324 | 2 | 0.36685
75832 | 9.24 | 0.8 | 365 | 8.418 | 0.93963 | 9 | 0.35764
75823 | 3.64 | 0.8 | 365 | 3.3162 | 0.67319 | 3 | 0.98937
75824 | 14 | 0.8 | 365 | 12.7546 | 0.6661 | 13 | 0.42066
75834 | 6.555 | 0.8 | 365 | 5.9719 | 0.017234 | 5 | 0.9891
75835 | 4.845 | 0.8 | 365 | 4.414 | 0.8823 | 5 | 0.29629
75836 | 9.975 | 0.8 | 365 | 9.0876 | 0.2871 | 9 | 0.37472
75837 | 4.845 | 0.8 | 365 | 4.414 | 0.8823 | 5 | 0.29629
75838 | 5.8 | 0.8 | 365 | 5.284 | 0.6331 | 5 | 0.91713
75839 | 8.55 | 0.8 | 365 | 7.7894 | 0.67465 | 8 | 0.46405
75840 | 3.19 | 0.8 | 365 | 2.9062 | 0.8482 | 3 | 0.75442
75841 | 4.8 | 0.8 | 365 | 4.373 | 0.79981 | 5 | 0.1728
75843 | 13 | 0.8 | 365 | 11.8435 | 0.83281 | 12 | 0.67633
75845 | 8.265 | 0.8 | 365 | 7.5297 | 0.15216 | 7 | 0.68191
75847 | 9.57 | 0.8 | 365 | 8.7187 | 0.54461 | 9 | 0.26326
75848 | 9.12 | 0.8 | 365 | 8.3087 | 0.71963 | 9 | 0.028315
75850 | 4.56 | 0.8 | 365 | 4.1543 | 0.35982 | 4 | 0.51416
75851 | 3.705 | 0.8 | 365 | 3.3754 | 0.79235 | 4 | 0.16775
75853 | 4.93 | 0.8 | 365 | 4.4914 | 0.038134 | 4 | 0.52956
75855 | 8.41 | 0.8 | 365 | 7.6618 | 0.41799 | 8 | 0.079839
75856 | 5.415 | 0.8 | 365 | 4.9333 | 0.92728 | 5 | 0.86056
75857 | 9.69 | 0.8 | 365 | 8.828 | 0.76461 | 9 | 0.59258
75861 | 2.61 | 0.8 | 365 | 2.3778 | 0.78489 | 3 | 0.16271
75863 | 4.56 | 0.8 | 365 | 4.1543 | 0.35982 | 4 | 0.51416
75862 | 7.8 | 0.8 | 365 | 7.1061 | 0.29968 | 7 | 0.4058
75865 | 5.7 | 0.8 | 365 | 5.1929 | 0.44977 | 5 | 0.6427
75864 | 15.41 | 0.8 | 365 | 14.0391 | 0.25104 | 14 | 0.29017
75866 | 3.99 | 0.8 | 365 | 3.635 | 0.31484 | 3 | 0.94989
75867 | 7.42 | 1 | 365 | 8.4499 | 0.0037907 | 8 | 0.45369
75868 | 9.975 | 0.8 | 365 | 9.0876 | 0.2871 | 9 | 0.37472
75381 | 8.925 | 0.8 | 365 | 8.131 | 0.36214 | 8 | 0.49317
75704 | 5.13 | 0.8 | 365 | 4.6736 | 0.40479 | 5 | 0.078427
75553 | 11 | 0.8 | 365 | 10.0214 | 0.16622 | 10 | 0.18766
72620 | 10.08 | 0.8 | 365 | 9.1833 | 0.47959 | 9 | 0.66287
75561 | 9.12 | 0.8 | 365 | 8.3087 | 0.71963 | 9 | 0.028315
75568 | 5.13 | 0.8 | 365 | 4.6736 | 0.40479 | 5 | 0.078427
75641 | 7.125 | 0.8 | 365 | 6.4912 | 0.062211 | 6 | 0.55337
75633 | 6.96 | 0.8 | 365 | 6.3408 | 0.75972 | 7 | 0.10056
75660 | 3.42 | 0.8 | 365 | 3.1158 | 0.26986 | 3 | 0.38562
75636 | 4.845 | 0.8 | 365 | 4.414 | 0.8823 | 5 | 0.29629
75618 | 8.25 | 0.8 | 365 | 7.5161 | 0.12467 | 7 | 0.64075
75654 | 9.15 | 0.8 | 365 | 8.336 | 0.77463 | 9 | 0.11065
75756 | 7.695 | 0.8 | 365 | 7.0105 | 0.10719 | 7 | 0.11764
75763 | 13.05 | 0.8 | 365 | 11.8891 | 0.92447 | 12 | 0.81354
75789 | 2.925 | 0.8 | 365 | 2.6648 | 0.36238 | 3 | 0.027173
75802 | 10.725 | 0.8 | 365 | 9.7709 | 0.66207 | 10 | 0.43297
75821 | 9.6 | 0.8 | 365 | 8.746 | 0.59961 | 9 | 0.34559
74545 | 10 | 0.8 | 365 | 9.1104 | 0.33293 | 9 | 0.44333
75114 | 3.6 | 0.8 | 365 | 3.2797 | 0.59985 | 3 | 0.8796
75166 | 4.5 | 0.8 | 365 | 4.0997 | 0.24982 | 4 | 0.3495
75261 | 5.8 | 0.8 | 365 | 5.284 | 0.6331 | 5 | 0.91713
75345 | 7.7 | 0.8 | 365 | 7.015 | 0.11635 | 7 | 0.13136
75874 | 5.13 | 0.8 | 365 | 4.6736 | 0.40479 | 5 | 0.078427
75876 | 10.26 | 1 | 365 | 11.6841 | 0.51198 | 12 | 0.19607
75877 | 9.57 | 0.8 | 365 | 8.7187 | 0.54461 | 9 | 0.26326
75878 | 9.975 | 0.8 | 365 | 9.0876 | 0.2871 | 9 | 0.37472
75881 | 3.19 | 0.8 | 365 | 2.9062 | 0.8482 | 3 | 0.75442
75879 | 7.83 | 0.8 | 365 | 7.1334 | 0.35468 | 7 | 0.48813
75883 | 3.9 | 0.8 | 365 | 3.5531 | 0.14984 | 3 | 0.7029
75886 | 2.28 | 0.8 | 365 | 2.0772 | 0.17991 | 2 | 0.25708
75439 | 9.975 | 1 | 365 | 11.3595 | 0.85887 | 12 | 0.2184
75890 | 7.54 | 0.8 | 365 | 6.8692 | 0.82303 | 7 | 0.69227
75894 | 8.55 | 0.8 | 365 | 7.7894 | 0.67465 | 8 | 0.46405
73990 | 5.225 | 0.8 | 365 | 4.7602 | 0.57895 | 5 | 0.33914
75896 | 3.48 | 0.8 | 365 | 3.1704 | 0.37986 | 3 | 0.55028
73653 | 7.56 | 0.8 | 365 | 6.8875 | 0.85969 | 7 | 0.74716
73652 | 10.15 | 0.8 | 365 | 9.2471 | 0.60792 | 9 | 0.85498
75905 | 7.8 | 0.8 | 365 | 7.1061 | 0.29968 | 7 | 0.4058
75904 | 4.35 | 0.8 | 365 | 3.963 | 0.97482 | 4 | 0.93785
75908 | 4.93 | 0.8 | 365 | 4.4914 | 0.038134 | 4 | 0.52956
75907 | 8.4 | 0.8 | 365 | 7.6527 | 0.39966 | 8 | 0.052396
75910 | 7.25 | 0.8 | 365 | 6.605 | 0.29137 | 6 | 0.89641
75918 | 8.55 | 0.8 | 365 | 7.7894 | 0.67465 | 8 | 0.46405
75859 | 9 | 0.8 | 365 | 8.1994 | 0.49964 | 8 | 0.699
75919 | 4.275 | 0.8 | 365 | 3.8947 | 0.83733 | 4 | 0.73202
75920 | 14.3 | 0.8 | 365 | 13.0279 | 0.21609 | 13 | 0.24396
75604 | 10.73 | 0.8 | 365 | 9.7755 | 0.67123 | 10 | 0.44669
75921 | 2.1 | 0.8 | 365 | 1.9132 | 0.84991 | 2 | 0.7631
75922 | 7.695 | 0.8 | 365 | 7.0105 | 0.10719 | 7 | 0.11764
75923 | 12.825 | 1 | 365 | 14.6051 | 0.38998 | 14 | 0.99509
75924 | 13.11 | 1 | 365 | 14.9297 | 0.043086 | 14 | 0.97275
75925 | 13.395 | 0.8 | 365 | 12.2034 | 0.55696 | 12 | 0.76034
75926 | 11.4 | 0.8 | 365 | 10.3859 | 0.89954 | 11 | 0.28539
75927 | 12.54 | 0.8 | 365 | 11.4244 | 0.98949 | 12 | 0.41393
75928 | 13.395 | 0.8 | 365 | 12.2034 | 0.55696 | 12 | 0.76034
75282 | 7.26 | 0.8 | 365 | 6.6142 | 0.30971 | 6 | 0.92386
75929 | 13.11 | 0.8 | 365 | 11.9437 | 0.034469 | 11 | 0.9782
75930 | 10.545 | 0.8 | 365 | 9.6069 | 0.33207 | 9 | 0.93899
75931 | 10.26 | 0.8 | 365 | 9.3473 | 0.80958 | 10 | 0.15685
75932 | 10.83 | 0.8 | 365 | 9.8666 | 0.85456 | 10 | 0.72112
75933 | 13.395 | 0.8 | 365 | 12.2034 | 0.55696 | 12 | 0.76034
75934 | 13.395 | 0.8 | 365 | 12.2034 | 0.55696 | 12 | 0.76034
75935 | 11.115 | 0.8 | 365 | 10.1262 | 0.37705 | 10 | 0.50326
75936 | 13.11 | 0.8 | 365 | 11.9437 | 0.034469 | 11 | 0.9782
29938 | 1268.01 | 1 | 365 | 1444.0098 | 0.792 | 1444 | 0.80179
75937 | 11.4 | 0.8 | 365 | 10.3859 | 0.89954 | 11 | 0.28539
75938 | 12.825 | 0.8 | 365 | 11.6841 | 0.51198 | 12 | 0.19607
75939 | 12.54 | 0.8 | 365 | 11.4244 | 0.98949 | 12 | 0.41393
75940 | 7.68 | 0.8 | 365 | 6.9968 | 0.079689 | 7 | 0.076476
75941 | 4.48 | 0.8 | 365 | 4.0815 | 0.21315 | 4 | 0.29461
75942 | 6.6 | 0.8 | 365 | 6.0129 | 0.099732 | 6 | 0.1126
75943 | 6.84 | 0.8 | 365 | 6.2315 | 0.53972 | 6 | 0.77124
75944 | 9.405 | 0.8 | 365 | 8.5683 | 0.24212 | 8 | 0.81045
75945 | 5.94 | 0.8 | 365 | 5.4116 | 0.88976 | 6 | 0.30134
75947 | 13.395 | 0.8 | 365 | 12.2034 | 0.55696 | 12 | 0.76034
75949 | 13.11 | 0.8 | 365 | 11.9437 | 0.034469 | 11 | 0.9782
75950 | 13.395 | 0.8 | 365 | 12.2034 | 0.55696 | 12 | 0.76034
75951 | 11.97 | 0.8 | 365 | 10.9051 | 0.94451 | 11 | 0.84966
75952 | 13.11 | 0.8 | 365 | 11.9437 | 0.034469 | 11 | 0.9782
75953 | 10.83 | 0.8 | 365 | 9.8666 | 0.85456 | 10 | 0.72112
75954 | 13.395 | 0.8 | 365 | 12.2034 | 0.55696 | 12 | 0.76034
73231 | 10.26 | 0.8 | 365 | 9.3473 | 0.80958 | 10 | 0.15685
75957 | 5.7 | 0.8 | 365 | 5.1929 | 0.44977 | 5 | 0.6427
75958 | 11.115 | 0.8 | 365 | 10.1262 | 0.37705 | 10 | 0.50326
75959 | 8.4 | 0.8 | 365 | 7.6527 | 0.39966 | 8 | 0.052396
75696 | 11.685 | 0.8 | 365 | 10.6455 | 0.42203 | 11 | 0.067529
75961 | 6.5 | 0.8 | 365 | 5.9218 | 0.9164 | 6 | 0.83816
75964 | 5.025 | 0.8 | 365 | 4.578 | 0.2123 | 4 | 0.79027
75967 | 10.15 | 0.8 | 365 | 9.2471 | 0.60792 | 9 | 0.85498
75966 | 6.93 | 0.8 | 365 | 6.3135 | 0.70472 | 7 | 0.018226
75970 | 12.825 | 0.8 | 365 | 11.6841 | 0.51198 | 12 | 0.19607
75972 | 6.89 | 0.8 | 365 | 6.2771 | 0.63139 | 6 | 0.90845
75974 | 9.6 | 0.8 | 365 | 8.746 | 0.59961 | 9 | 0.34559
75975 | 12.21 | 0.8 | 365 | 11.1238 | 0.38451 | 11 | 0.5083
75148 | 5.04 | 0.8 | 365 | 4.5916 | 0.2398 | 4 | 0.83144
75976 | 8.4 | 0.8 | 365 | 7.6527 | 0.39966 | 8 | 0.052396
75977 | 8.41 | 0.8 | 365 | 7.6618 | 0.41799 | 8 | 0.079839
75979 | 13.395 | 0.8 | 365 | 12.2034 | 0.55696 | 12 | 0.76034
50553 | 200.07 | 0.9 | 365 | 205.0557 | 0.63525 | 205 | 0.691
75980 | 11.31 | 0.8 | 365 | 10.3039 | 0.73454 | 11 | 0.038404
75981 | 11.02 | 0.8 | 365 | 10.0397 | 0.20289 | 10 | 0.24255
75982 | 8.7 | 0.8 | 365 | 7.926 | 0.94965 | 8 | 0.8757
75983 | 13.11 | 0.8 | 365 | 11.9437 | 0.034469 | 11 | 0.9782
75984 | 13.63 | 0.8 | 365 | 12.4175 | 0.98778 | 13 | 0.40526
75985 | 13.63 | 0.8 | 365 | 12.4175 | 0.98778 | 13 | 0.40526
73651 | 10.8 | 1 | 365 | 12.299 | 0.74945 | 13 | 0.048493
75008 | 20.1 | 0.8 | 365 | 18.3119 | 0.84919 | 19 | 0.16109
75012 | 6.825 | 0.8 | 365 | 6.2178 | 0.51222 | 6 | 0.73007
75989 | 10.64 | 0.8 | 365 | 9.6935 | 0.50624 | 10 | 0.1997
73699 | 7.32 | 1 | 365 | 8.336 | 0.77463 | 9 | 0.11065
75991 | 5.88 | 0.8 | 365 | 5.3569 | 0.77976 | 6 | 0.13668
75996 | 4.62 | 0.8 | 365 | 4.209 | 0.46981 | 4 | 0.67882
75997 | 8.91 | 0.8 | 365 | 8.1174 | 0.33464 | 8 | 0.45201
75998 | 10.64 | 0.8 | 365 | 9.6935 | 0.50624 | 10 | 0.1997
76000 | 4.62 | 0.8 | 365 | 4.209 | 0.46981 | 4 | 0.67882
76009 | 5.13 | 0.8 | 365 | 4.6736 | 0.40479 | 5 | 0.078427
73765 | 10.137 | 0.8 | 365 | 9.2352 | 0.58409 | 9 | 0.8193
76015 | 10.56 | 0.8 | 365 | 9.6206 | 0.35957 | 9 | 0.98015
76018 | 4.68 | 0.8 | 365 | 4.2637 | 0.57981 | 4 | 0.84348
76020 | 12.15 | 0.8 | 365 | 11.0691 | 0.27451 | 11 | 0.34364
76030 | 6.25 | 1 | 365 | 7.1175 | 0.3226 | 7 | 0.4401
76033 | 5.7 | 0.8 | 365 | 5.1929 | 0.44977 | 5 | 0.6427
76035 | 7.035 | 0.8 | 365 | 6.4092 | 0.89721 | 7 | 0.30638
76032 | 11.76 | 0.8 | 365 | 10.7138 | 0.55952 | 11 | 0.27335
76042 | 8.96 | 0.8 | 365 | 8.1629 | 0.4263 | 8 | 0.58922
76041 | 3.92 | 0.8 | 365 | 3.5713 | 0.18651 | 3 | 0.75778
76047 | 8.12 | 0.8 | 365 | 7.3976 | 0.88634 | 8 | 0.28398
76049 | 7.28 | 0.8 | 365 | 6.6324 | 0.34637 | 6 | 0.97874
76052 | 4.29 | 0.8 | 365 | 3.9084 | 0.86483 | 4 | 0.77319
4611 | 1159.2 | 1 | 365 | 1320.097 | 0.44127 | 1320 | 0.53823
76055 | 7.56 | 0.8 | 365 | 6.8875 | 0.85969 | 7 | 0.74716
76057 | 6.72 | 0.8 | 365 | 6.1222 | 0.31973 | 6 | 0.44192
76059 | 10.325 | 0.8 | 365 | 9.4065 | 0.92875 | 10 | 0.33524
76060 | 5.6 | 0.8 | 365 | 5.1018 | 0.26644 | 5 | 0.36826
76062 | 6.4 | 0.8 | 365 | 5.8307 | 0.73307 | 6 | 0.56373
76063 | 6 | 0.8 | 365 | 5.4662 | 0.99976 | 6 | 0.466
76065 | 10.56 | 0.8 | 365 | 9.6206 | 0.35957 | 9 | 0.98015
76053 | 12.6 | 0.8 | 365 | 11.4791 | 0.099489 | 11 | 0.57859
76068 | 5.76 | 0.8 | 365 | 5.2476 | 0.55977 | 5 | 0.80736
76069 | 24.82 | 0.8 | 365 | 22.612 | 0.50233 | 23 | 0.11434
76071 | 10.8 | 0.8 | 365 | 9.8392 | 0.79956 | 10 | 0.63879
75217 | 23.52 | 0.8 | 365 | 21.4277 | 0.11905 | 21 | 0.54671
76073 | 5.135 | 0.8 | 365 | 4.6782 | 0.41396 | 5 | 0.092149
76075 | 6.4 | 0.8 | 365 | 5.8307 | 0.73307 | 6 | 0.56373
76078 | 9.76 | 0.8 | 365 | 8.8918 | 0.89294 | 9 | 0.78469
76082 | 4.69 | 0.8 | 365 | 4.2728 | 0.59814 | 4 | 0.87092
76084 | 4.16 | 0.8 | 365 | 3.7899 | 0.6265 | 4 | 0.41642
76087 | 7.67 | 0.8 | 365 | 6.9877 | 0.061356 | 7 | 0.049033
76089 | 2.12 | 0.8 | 365 | 1.9314 | 0.88658 | 2 | 0.81799
76090 | 11.655 | 0.8 | 365 | 10.6182 | 0.36703 | 10 | 0.9852
76086 | 9.45 | 0.8 | 365 | 8.6093 | 0.32462 | 8 | 0.93394
76092 | 7.67 | 0.8 | 365 | 6.9877 | 0.061356 | 7 | 0.049033
75846 | 6.84 | 0.8 | 365 | 6.2315 | 0.53972 | 6 | 0.77124
75849 | 5.13 | 0.8 | 365 | 4.6736 | 0.40479 | 5 | 0.078427
75854 | 9.69 | 0.8 | 365 | 8.828 | 0.76461 | 9 | 0.59258
76094 | 6 | 0.8 | 365 | 5.4662 | 0.99976 | 6 | 0.466
75673 | 2.28 | 0.8 | 365 | 2.0772 | 0.17991 | 2 | 0.25708
76096 | 9.8 | 0.8 | 365 | 8.9282 | 0.96627 | 9 | 0.89446
76103 | 7.32 | 0.8 | 365 | 6.6688 | 0.4197 | 7 | 0.088516
76106 | 12.73 | 0.8 | 365 | 11.5975 | 0.33782 | 11 | 0.93536
35301 | 129.14 | 1 | 365 | 147.0646 | 0.93929 | 148 | 0.0039222
76111 | 2.1 | 0.8 | 365 | 1.9132 | 0.84991 | 2 | 0.7631
76113 | 6.72 | 0.8 | 365 | 6.1222 | 0.31973 | 6 | 0.44192
76115 | 8.64 | 0.8 | 365 | 7.8714 | 0.83965 | 8 | 0.71104
76099 | 8.37 | 0.8 | 365 | 7.6254 | 0.34466 | 7 | 0.97007
76117 | 15.435 | 0.8 | 365 | 14.0619 | 0.29687 | 14 | 0.35878
76118 | 5.94 | 0.8 | 365 | 5.4116 | 0.88976 | 6 | 0.30134
76108 | 11.31 | 0.8 | 365 | 10.3039 | 0.73454 | 11 | 0.038404
76119 | 16.64 | 0.8 | 365 | 15.1597 | 0.50599 | 15 | 0.6657
76120 | 12.21 | 0.8 | 365 | 11.1238 | 0.38451 | 11 | 0.5083
76121 | 6.6 | 0.8 | 365 | 6.0129 | 0.099732 | 6 | 0.1126
76127 | 5.8 | 0.8 | 365 | 5.284 | 0.6331 | 5 | 0.91713
75858 | 5.22 | 0.8 | 365 | 4.7556 | 0.56979 | 5 | 0.32542
76128 | 13.2 | 0.8 | 365 | 12.0257 | 0.19946 | 12 | 0.22519
76129 | 7.92 | 0.8 | 365 | 7.2154 | 0.51968 | 7 | 0.73512
76131 | 9.69 | 0.8 | 365 | 8.828 | 0.76461 | 9 | 0.59258
76135 | 7.695 | 0.8 | 365 | 7.0105 | 0.10719 | 7 | 0.11764
76136 | 11.89 | 0.8 | 365 | 10.8323 | 0.79785 | 11 | 0.63012
74820 | 13.725 | 0.8 | 365 | 12.504 | 0.16194 | 12 | 0.66597
76142 | 12.18 | 0.8 | 365 | 11.0965 | 0.32951 | 11 | 0.42597
76144 | 11.44 | 0.8 | 365 | 10.4223 | 0.97287 | 11 | 0.39517
76145 | 8.1 | 0.8 | 365 | 7.3794 | 0.84967 | 8 | 0.2291
76146 | 7.25 | 0.8 | 365 | 6.605 | 0.29137 | 6 | 0.89641
76147 | 7.521 | 0.8 | 365 | 6.8519 | 0.7882 | 7 | 0.64013
76148 | 9.81 | 0.8 | 365 | 8.9373 | 0.9846 | 9 | 0.9219
76149 | 9.66 | 0.8 | 365 | 8.8006 | 0.70961 | 9 | 0.51025
76150 | 8.19 | 0.8 | 365 | 7.4614 | 0.014668 | 7 | 0.47609
76151 | 6.3 | 0.8 | 365 | 5.7396 | 0.54974 | 6 | 0.2893
76153 | 3.08 | 0.8 | 365 | 2.806 | 0.64654 | 3 | 0.45255
76154 | 5.8 | 0.8 | 365 | 5.284 | 0.6331 | 5 | 0.91713
76155 | 10.83 | 0.8 | 365 | 9.8666 | 0.85456 | 10 | 0.72112
65163 | 612 | 0.9 | 365 | 627.251 | 0.22209 | 627 | 0.47313
75963 | 11.97 | 0.8 | 365 | 10.9051 | 0.94451 | 11 | 0.84966
76066 | 8.68 | 0.8 | 365 | 7.9078 | 0.91298 | 8 | 0.82081
75995 | 8.58 | 0.8 | 365 | 7.8167 | 0.72965 | 8 | 0.54638
76081 | 9.24 | 0.8 | 365 | 8.418 | 0.93963 | 9 | 0.35764
75915 | 5.13 | 0.8 | 365 | 4.6736 | 0.40479 | 5 | 0.078427
16878 | 5998.86 | 0.7 | 365 | 4782.0512 | 0.95849 | 4783 | 0.009728
75973 | 5.36 | 0.8 | 365 | 4.8832 | 0.82645 | 5 | 0.70962
75592 | 9.12 | 0.8 | 365 | 8.3087 | 0.71963 | 9 | 0.028315
36670 | 174 | 0.9 | 365 | 178.3361 | 0.86707 | 179 | 0.20315
75658 | 7.41 | 0.8 | 365 | 6.7508 | 0.5847 | 7 | 0.33551
75288 | 5.985 | 0.8 | 365 | 5.4526 | 0.97226 | 6 | 0.42483
75771 | 6.9 | 1 | 365 | 7.8577 | 0.81215 | 8 | 0.66987
75969 | 10.395 | 0.8 | 365 | 9.4703 | 0.057079 | 9 | 0.52734
76156 | 5.04 | 0.8 | 365 | 4.5916 | 0.2398 | 4 | 0.83144
76157 | 8.58 | 0.8 | 365 | 7.8167 | 0.72965 | 8 | 0.54638
76158 | 9.24 | 0.8 | 365 | 8.418 | 0.93963 | 9 | 0.35764
76159 | 13.407 | 0.8 | 365 | 12.2143 | 0.57896 | 12 | 0.79327
76162 | 2.52 | 0.8 | 365 | 2.2958 | 0.6199 | 2 | 0.91572
76164 | 10.08 | 0.8 | 365 | 9.1833 | 0.47959 | 9 | 0.66287
76166 | 3.2 | 0.8 | 365 | 2.9153 | 0.86654 | 3 | 0.78186
76167 | 11.825 | 0.8 | 365 | 10.773 | 0.67869 | 11 | 0.45174
76168 | 7.02 | 0.8 | 365 | 6.3955 | 0.86972 | 7 | 0.26522
76169 | 4.95 | 0.8 | 365 | 4.5096 | 0.074799 | 4 | 0.58445
76172 | 7.965 | 0.8 | 365 | 7.2564 | 0.60218 | 7 | 0.85861
76177 | 5.76 | 0.8 | 365 | 5.2476 | 0.55977 | 5 | 0.80736
76180 | 5.76 | 0.8 | 365 | 5.2476 | 0.55977 | 5 | 0.80736
76181 | 6.84 | 0.8 | 365 | 6.2315 | 0.53972 | 6 | 0.77124
76184 | 3.42 | 0.8 | 365 | 3.1158 | 0.26986 | 3 | 0.38562
76185 | 4.68 | 0.8 | 365 | 4.2637 | 0.57981 | 4 | 0.84348
76192 | 6.9 | 0.8 | 365 | 6.2862 | 0.64972 | 6 | 0.9359
32462 | 1234.8 | 1 | 365 | 1406.1902 | 0.68744 | 1406 | 0.87768
76194 | 6 | 0.8 | 365 | 5.4662 | 0.99976 | 6 | 0.466
76195 | 6.3 | 0.8 | 365 | 5.7396 | 0.54974 | 6 | 0.2893
76196 | 10.73 | 0.8 | 365 | 9.7755 | 0.67123 | 10 | 0.44669
76189 | 3.924 | 0.8 | 365 | 3.5749 | 0.19384 | 3 | 0.76876
76200 | 9.69 | 0.8 | 365 | 8.828 | 0.76461 | 9 | 0.59258
76201 | 11.4 | 0.8 | 365 | 10.3859 | 0.89954 | 11 | 0.28539
76202 | 13.5 | 0.8 | 365 | 12.299 | 0.74945 | 13 | 0.048493
76132 | 5.415 | 0.8 | 365 | 4.9333 | 0.92728 | 5 | 0.86056
76203 | 10.791 | 0.8 | 365 | 9.831 | 0.78306 | 10 | 0.6141
76133 | 9.405 | 0.8 | 365 | 8.5683 | 0.24212 | 8 | 0.81045
76134 | 3.135 | 0.8 | 365 | 2.8561 | 0.74737 | 3 | 0.60348
76138 | 9.405 | 0.8 | 365 | 8.5683 | 0.24212 | 8 | 0.81045
76139 | 5.7 | 0.8 | 365 | 5.1929 | 0.44977 | 5 | 0.6427
76206 | 8.4 | 0.8 | 365 | 7.6527 | 0.39966 | 8 | 0.052396
76211 | 6.935 | 0.8 | 365 | 6.3181 | 0.71389 | 7 | 0.031948
76215 | 4.29 | 0.8 | 365 | 3.9084 | 0.86483 | 4 | 0.77319
76220 | 8.97 | 0.8 | 365 | 8.172 | 0.44464 | 8 | 0.61667
75884 | 3.99 | 0.8 | 365 | 3.635 | 0.31484 | 3 | 0.94989
76186 | 9.52 | 0.8 | 365 | 8.6731 | 0.45295 | 9 | 0.12605
76187 | 14.31 | 0.8 | 365 | 13.037 | 0.23442 | 13 | 0.2714
76226 | 7.875 | 0.8 | 365 | 7.1744 | 0.43718 | 7 | 0.61162
76229 | 12.21 | 0.8 | 365 | 11.1238 | 0.38451 | 11 | 0.5083
76230 | 11.16 | 0.8 | 365 | 10.1672 | 0.45955 | 10 | 0.62675
76231 | 11.16 | 0.8 | 365 | 10.1672 | 0.45955 | 10 | 0.62675
76232 | 4.02 | 0.8 | 365 | 3.6624 | 0.36984 | 4 | 0.032218
76234 | 10.395 | 0.8 | 365 | 9.4703 | 0.057079 | 9 | 0.52734
76235 | 5.51 | 0.8 | 365 | 5.0198 | 0.10144 | 5 | 0.12127
76224 | 5.46 | 0.8 | 365 | 4.9743 | 0.0097787 | 4 | 0.98406
75358 | 7.02 | 0.8 | 365 | 6.3955 | 0.86972 | 7 | 0.26522
76240 | 8.4 | 0.8 | 365 | 7.6527 | 0.39966 | 8 | 0.052396
76237 | 7.2 | 0.8 | 365 | 6.5595 | 0.19971 | 6 | 0.7592
76241 | 9 | 0.8 | 365 | 8.1994 | 0.49964 | 8 | 0.699
76245 | 10.72 | 0.8 | 365 | 9.7663 | 0.6529 | 10 | 0.41925
76246 | 7.68 | 0.8 | 365 | 6.9968 | 0.079689 | 7 | 0.076476
75283 | 11.39 | 0.8 | 365 | 10.3767 | 0.8812 | 11 | 0.25795
76248 | 10.24 | 0.8 | 365 | 9.329 | 0.77292 | 10 | 0.10197
76249 | 13.44 | 0.8 | 365 | 12.2444 | 0.63946 | 12 | 0.88383
76250 | 9.69 | 0.8 | 365 | 8.828 | 0.76461 | 9 | 0.59258
76252 | 6.27 | 0.8 | 365 | 5.7122 | 0.49475 | 6 | 0.20697
76255 | 7.8 | 0.8 | 365 | 7.1061 | 0.29968 | 7 | 0.4058
76256 | 4.275 | 0.8 | 365 | 3.8947 | 0.83733 | 4 | 0.73202
75914 | 7.2 | 0.8 | 365 | 6.5595 | 0.19971 | 6 | 0.7592
76258 | 6.6 | 0.8 | 365 | 6.0129 | 0.099732 | 6 | 0.1126
76259 | 6.175 | 0.8 | 365 | 5.6257 | 0.32058 | 5 | 0.94626
76260 | 7.2 | 0.8 | 365 | 6.5595 | 0.19971 | 6 | 0.7592
76262 | 9.38 | 0.8 | 365 | 8.5456 | 0.19629 | 8 | 0.74184
75948 | 10.83 | 0.8 | 365 | 9.8666 | 0.85456 | 10 | 0.72112
75946 | 10.83 | 0.8 | 365 | 9.8666 | 0.85456 | 10 | 0.72112
76271 | 12 | 0.8 | 365 | 10.9325 | 0.99951 | 11 | 0.93199
76273 | 6.84 | 0.8 | 365 | 6.2315 | 0.53972 | 6 | 0.77124
76275 | 4.69 | 0.8 | 365 | 4.2728 | 0.59814 | 4 | 0.87092
76272 | 5.525 | 0.8 | 365 | 5.0335 | 0.12894 | 5 | 0.16244
76276 | 24.84 | 0.8 | 365 | 22.6302 | 0.53899 | 23 | 0.16923
76274 | 10.92 | 0.8 | 365 | 9.9486 | 0.019557 | 9 | 0.96811
75978 | 13.395 | 0.8 | 365 | 12.2034 | 0.55696 | 12 | 0.76034
75987 | 6.38 | 0.8 | 365 | 5.8124 | 0.69641 | 6 | 0.50884
75990 | 3.19 | 0.8 | 365 | 2.9062 | 0.8482 | 3 | 0.75442
76280 | 13.325 | 0.8 | 365 | 12.1396 | 0.42863 | 12 | 0.56823
76278 | 9.9 | 0.8 | 365 | 9.0193 | 0.1496 | 9 | 0.16889
75993 | 13.395 | 0.8 | 365 | 12.2034 | 0.55696 | 12 | 0.76034
76282 | 15.36 | 0.8 | 365 | 13.9936 | 0.15938 | 14 | 0.15295
76281 | 4.875 | 0.8 | 365 | 4.4413 | 0.9373 | 5 | 0.37862
76283 | 2.8 | 0.8 | 365 | 2.5509 | 0.13322 | 2 | 0.68413
76285 | 12.2 | 0.8 | 365 | 11.1147 | 0.36617 | 11 | 0.48086
64944 | 48.24 | 0.9 | 365 | 49.4421 | 0.4928 | 49 | 0.93494
76286 | 6.3 | 0.8 | 365 | 5.7396 | 0.54974 | 6 | 0.2893
76289 | 5.7 | 0.8 | 365 | 5.1929 | 0.44977 | 5 | 0.6427
76290 | 3.99 | 0.8 | 365 | 3.635 | 0.31484 | 3 | 0.94989
76291 | 9.35 | 0.8 | 365 | 8.5182 | 0.14129 | 8 | 0.65951
76254 | 103.005 | 0.6 | 365 | 70.3813 | 0.62874 | 71 | 0.01
76294 | 24.96 | 0.8 | 365 | 22.7396 | 0.75899 | 23 | 0.49855
76295 | 4.425 | 0.8 | 365 | 4.0314 | 0.11232 | 4 | 0.14367
76297 | 5.2 | 0.8 | 365 | 4.7374 | 0.53312 | 5 | 0.27053
76298 | 4.64 | 0.8 | 365 | 4.2272 | 0.50648 | 4 | 0.7337
76299 | 5.12 | 0.8 | 365 | 4.6645 | 0.38646 | 5 | 0.050984
76300 | 8.91 | 0.8 | 365 | 8.1174 | 0.33464 | 8 | 0.45201
76423 | 5.6 | 0.8 | 365 | 5.1018 | 0.26644 | 5 | 0.36826
75339 | 8 | 0.8 | 365 | 7.2883 | 0.66634 | 7 | 0.95466
76301 | 8.58 | 0.8 | 365 | 7.8167 | 0.72965 | 8 | 0.54638
76302 | 13.5 | 0.8 | 365 | 12.299 | 0.74945 | 13 | 0.048493
76305 | 7.26 | 0.8 | 365 | 6.6142 | 0.30971 | 6 | 0.92386
76306 | 7.92 | 0.8 | 365 | 7.2154 | 0.51968 | 7 | 0.73512
76307 | 11.88 | 0.8 | 365 | 10.8232 | 0.77952 | 11 | 0.60267
76308 | 9.8 | 0.8 | 365 | 8.9282 | 0.96627 | 9 | 0.89446
76309 | 4.48 | 0.8 | 365 | 4.0815 | 0.21315 | 4 | 0.29461
76310 | 6.12 | 0.8 | 365 | 5.5756 | 0.21975 | 5 | 0.79532
76316 | 12.24 | 0.8 | 365 | 11.1511 | 0.4395 | 11 | 0.59063
76266 | 2.9 | 0.8 | 365 | 2.642 | 0.31655 | 2 | 0.95857
76318 | 13.5 | 0.8 | 365 | 12.299 | 0.74945 | 13 | 0.048493
76320 | 9.12 | 0.8 | 365 | 8.3087 | 0.71963 | 9 | 0.028315
76330 | 9.49 | 0.8 | 365 | 8.6458 | 0.39795 | 9 | 0.043718
58522 | 275.04 | 0.7 | 365 | 219.2509 | 0.20025 | 219 | 0.45113
76335 | 5.175 | 0.8 | 365 | 4.7146 | 0.48729 | 5 | 0.20192
76336 | 6.4 | 0.8 | 365 | 5.8307 | 0.73307 | 6 | 0.56373
76337 | 8.04 | 0.8 | 365 | 7.3248 | 0.73967 | 8 | 0.064436
76338 | 5.76 | 0.8 | 365 | 5.2476 | 0.55977 | 5 | 0.80736
76340 | 9.9 | 0.8 | 365 | 9.0193 | 0.1496 | 9 | 0.16889
76342 | 3.6 | 0.8 | 365 | 3.2797 | 0.59985 | 3 | 0.8796
76101 | 7.8 | 0.8 | 365 | 7.1061 | 0.29968 | 7 | 0.4058
76326 | 6.09 | 0.8 | 365 | 5.5482 | 0.16475 | 5 | 0.71299
76126 | 3.24 | 0.8 | 365 | 2.9518 | 0.93987 | 3 | 0.89164
76122 | 6.38 | 0.8 | 365 | 5.8124 | 0.69641 | 6 | 0.50884
76114 | 3.78 | 0.8 | 365 | 3.4437 | 0.92985 | 4 | 0.37358
65279 | 2802.96 | 0.7 | 365 | 2234.4076 | 0.31559 | 2234 | 0.72318
76110 | 12.42 | 0.8 | 365 | 11.3151 | 0.7695 | 12 | 0.084613
76107 | 6.21 | 0.8 | 365 | 5.6576 | 0.38475 | 6 | 0.042307
76105 | 8.55 | 0.8 | 365 | 7.7894 | 0.67465 | 8 | 0.46405
76353 | 7.84 | 0.8 | 365 | 7.1426 | 0.37302 | 7 | 0.51557
76100 | 6.75 | 0.8 | 365 | 6.1495 | 0.37473 | 6 | 0.52425
76098 | 8.12 | 0.8 | 365 | 7.3976 | 0.88634 | 8 | 0.28398
76097 | 20.52 | 0.8 | 365 | 18.6945 | 0.61917 | 19 | 0.31371
76314 | 5.1 | 0.8 | 365 | 4.6463 | 0.34979 | 4 | 0.9961
76093 | 12.42 | 0.8 | 365 | 11.3151 | 0.7695 | 12 | 0.084613
76091 | 4.93 | 0.8 | 365 | 4.4914 | 0.038134 | 4 | 0.52956
76277 | 12.3 | 0.8 | 365 | 11.2058 | 0.5495 | 11 | 0.75529
76088 | 12.88 | 0.8 | 365 | 11.7342 | 0.61281 | 12 | 0.34701
76354 | 9.38 | 0.8 | 365 | 8.5456 | 0.19629 | 8 | 0.74184
76319 | 8.7 | 0.8 | 365 | 7.926 | 0.94965 | 8 | 0.8757
76083 | 3.51 | 0.8 | 365 | 3.1978 | 0.43486 | 3 | 0.63261
76080 | 6.84 | 0.8 | 365 | 6.2315 | 0.53972 | 6 | 0.77124
76076 | 4.2 | 0.8 | 365 | 3.8264 | 0.69983 | 4 | 0.5262
76072 | 5.985 | 0.8 | 365 | 5.4526 | 0.97226 | 6 | 0.42483
76067 | 8.835 | 0.8 | 365 | 8.049 | 0.19714 | 8 | 0.24618
76355 | 8.64 | 0.8 | 365 | 7.8714 | 0.83965 | 8 | 0.71104
76064 | 4.275 | 0.8 | 365 | 3.8947 | 0.83733 | 4 | 0.73202
76061 | 4.48 | 0.8 | 365 | 4.0815 | 0.21315 | 4 | 0.29461
76056 | 7 | 0.8 | 365 | 6.3773 | 0.83305 | 7 | 0.21033
76054 | 3.92 | 0.8 | 365 | 3.5713 | 0.18651 | 3 | 0.75778
76051 | 7 | 0.8 | 365 | 6.3773 | 0.83305 | 7 | 0.21033
76046 | 6.72 | 0.8 | 365 | 6.1222 | 0.31973 | 6 | 0.44192
76048 | 5.6 | 0.8 | 365 | 5.1018 | 0.26644 | 5 | 0.36826
76040 | 5.32 | 0.8 | 365 | 4.8467 | 0.75312 | 5 | 0.59985
76038 | 11.685 | 0.8 | 365 | 10.6455 | 0.42203 | 11 | 0.067529
76027 | 7 | 0.8 | 365 | 6.3773 | 0.83305 | 7 | 0.21033
76022 | 6.44 | 0.8 | 365 | 5.8671 | 0.80641 | 6 | 0.6735
76019 | 9.28 | 0.8 | 365 | 8.4545 | 0.012957 | 8 | 0.46741
76021 | 9.52 | 0.8 | 365 | 8.6731 | 0.45295 | 9 | 0.12605
76014 | 5.6 | 0.8 | 365 | 5.1018 | 0.26644 | 5 | 0.36826
76017 | 10.44 | 0.8 | 365 | 9.5113 | 0.13958 | 9 | 0.65083
76315 | 4.56 | 0.8 | 365 | 4.1543 | 0.35982 | 4 | 0.51416
75539 | 4.845 | 1 | 365 | 5.5175 | 0.10288 | 5 | 0.62037
76585 | 9.6 | 0.8 | 365 | 8.746 | 0.59961 | 9 | 0.34559
76586 | 4.275 | 0.8 | 365 | 3.8947 | 0.83733 | 4 | 0.73202
76589 | 5.76 | 0.8 | 365 | 5.2476 | 0.55977 | 5 | 0.80736
76593 | 9.315 | 0.8 | 365 | 8.4863 | 0.077122 | 8 | 0.56346
76594 | 5.04 | 0.8 | 365 | 4.5916 | 0.2398 | 4 | 0.83144
76595 | 6.72 | 0.8 | 365 | 6.1222 | 0.31973 | 6 | 0.44192
76598 | 7.2 | 0.8 | 365 | 6.5595 | 0.19971 | 6 | 0.7592
76581 | 8.55 | 0.8 | 365 | 7.7894 | 0.67465 | 8 | 0.46405
75986 | 12.825 | 0.8 | 365 | 11.6841 | 0.51198 | 12 | 0.19607
76024 | 5.6 | 0.8 | 365 | 5.1018 | 0.26644 | 5 | 0.36826
67069 | 6.96 | 1 | 365 | 7.926 | 0.94965 | 8 | 0.8757
76312 | 5.83 | 0.8 | 365 | 5.3114 | 0.6881 | 5 | 0.99946
76607 | 5.22 | 0.8 | 365 | 4.7556 | 0.56979 | 5 | 0.32542
76608 | 4.24 | 0.8 | 365 | 3.8628 | 0.77316 | 4 | 0.63597
76614 | 4.5 | 0.8 | 365 | 4.0997 | 0.24982 | 4 | 0.3495
76617 | 13.2 | 0.8 | 365 | 12.0257 | 0.19946 | 12 | 0.22519
76619 | 6.89 | 1 | 365 | 7.8463 | 0.78923 | 8 | 0.63557
76372 | 3.92 | 0.8 | 365 | 3.5713 | 0.18651 | 3 | 0.75778
76628 | 5.04 | 0.8 | 365 | 4.5916 | 0.2398 | 4 | 0.83144
76629 | 6.3 | 0.8 | 365 | 5.7396 | 0.54974 | 6 | 0.2893
76632 | 8.19 | 0.8 | 365 | 7.4614 | 0.014668 | 7 | 0.47609
76116 | 4.8 | 0.8 | 365 | 4.373 | 0.79981 | 5 | 0.1728
76634 | 5.355 | 0.8 | 365 | 4.8786 | 0.81728 | 5 | 0.6959
60595 | 457.38 | 0.8 | 365 | 416.6915 | 0.51146 | 417 | 0.20294
76636 | 5.04 | 0.8 | 365 | 4.5916 | 0.2398 | 4 | 0.83144
76638 | 3.465 | 0.8 | 365 | 3.1568 | 0.35236 | 3 | 0.50911
76639 | 8.19 | 0.8 | 365 | 7.4614 | 0.014668 | 7 | 0.47609
76640 | 4.41 | 0.8 | 365 | 4.0177 | 0.084821 | 4 | 0.10251
76642 | 4.41 | 0.8 | 365 | 4.0177 | 0.084821 | 4 | 0.10251
76647 | 2.52 | 0.8 | 365 | 2.2958 | 0.6199 | 2 | 0.91572
76651 | 3.9 | 0.8 | 365 | 3.5531 | 0.14984 | 3 | 0.7029
76652 | 5.4 | 0.8 | 365 | 4.9196 | 0.89978 | 5 | 0.8194
76653 | 8.82 | 0.8 | 365 | 8.0354 | 0.16964 | 8 | 0.20502
76660 | 8.505 | 0.8 | 365 | 7.7484 | 0.59216 | 8 | 0.34055
76661 | 3.3 | 1 | 365 | 3.758 | 0.56233 | 4 | 0.32037
76671 | 5.775 | 0.8 | 365 | 5.2613 | 0.58727 | 5 | 0.84852
76674 | 3.9 | 0.8 | 365 | 3.5531 | 0.14984 | 3 | 0.7029
76675 | 3.3 | 0.8 | 365 | 3.0064 | 0.049866 | 3 | 0.056298
76676 | 4.5 | 0.8 | 365 | 4.0997 | 0.24982 | 4 | 0.3495
76407 | 7.2 | 0.8 | 365 | 6.5595 | 0.19971 | 6 | 0.7592
76678 | 4.675 | 0.8 | 365 | 4.2591 | 0.57064 | 4 | 0.82976
76680 | 9.86 | 0.8 | 365 | 8.9829 | 0.076267 | 9 | 0.059121
76682 | 9.735 | 0.8 | 365 | 8.869 | 0.84711 | 9 | 0.71608
76684 | 3.15 | 0.8 | 365 | 2.8698 | 0.77487 | 3 | 0.64465
76403 | 11.7 | 0.8 | 365 | 10.6592 | 0.44953 | 11 | 0.10869
76679 | 10.05 | 0.8 | 365 | 9.156 | 0.42459 | 9 | 0.58054
76685 | 11.22 | 0.8 | 365 | 10.2219 | 0.56955 | 10 | 0.79141
76686 | 8.41 | 0.8 | 365 | 7.6618 | 0.41799 | 8 | 0.079839
76687 | 12.025 | 0.8 | 365 | 10.9553 | 0.045346 | 11 | 0.00060192
76688 | 6.3 | 0.8 | 365 | 5.7396 | 0.54974 | 6 | 0.2893
76664 | 3.36 | 0.8 | 365 | 3.0611 | 0.15986 | 3 | 0.22096
76689 | 7.7 | 0.8 | 365 | 7.015 | 0.11635 | 7 | 0.13136
76690 | 4.725 | 0.8 | 365 | 4.3047 | 0.66231 | 4 | 0.96697
76691 | 5.76 | 0.8 | 365 | 5.2476 | 0.55977 | 5 | 0.80736
76692 | 8.96 | 0.8 | 365 | 8.1629 | 0.4263 | 8 | 0.58922
76693 | 6.3 | 0.8 | 365 | 5.7396 | 0.54974 | 6 | 0.2893
76696 | 5.355 | 0.8 | 365 | 4.8786 | 0.81728 | 5 | 0.6959
76695 | 8.99 | 0.8 | 365 | 8.1902 | 0.4813 | 8 | 0.67155
76697 | 7.56 | 0.8 | 365 | 6.8875 | 0.85969 | 7 | 0.74716
76698 | 4.95 | 0.8 | 365 | 4.5096 | 0.074799 | 4 | 0.58445
76699 | 8.7 | 0.8 | 365 | 7.926 | 0.94965 | 8 | 0.8757
76700 | 12.04 | 0.8 | 365 | 10.9689 | 0.072845 | 11 | 0.041767
76701 | 2.52 | 0.8 | 365 | 2.2958 | 0.6199 | 2 | 0.91572
76703 | 12.18 | 0.8 | 365 | 11.0965 | 0.32951 | 11 | 0.42597
76704 | 5.13 | 0.8 | 365 | 4.6736 | 0.40479 | 5 | 0.078427
76706 | 5.61 | 0.8 | 365 | 5.1109 | 0.28477 | 5 | 0.39571
76702 | 6.555 | 0.8 | 365 | 5.9719 | 0.017234 | 5 | 0.9891
76707 | 6.3 | 0.8 | 365 | 5.7396 | 0.54974 | 6 | 0.2893
76708 | 6.93 | 0.8 | 365 | 6.3135 | 0.70472 | 7 | 0.018226
75374 | 12.95 | 0.8 | 365 | 11.798 | 0.74114 | 12 | 0.53911
76011 | 4.845 | 0.8 | 365 | 4.414 | 0.8823 | 5 | 0.29629
76361 | 6.6 | 0.8 | 365 | 6.0129 | 0.099732 | 6 | 0.1126
75563 | 7.98 | 0.8 | 365 | 7.2701 | 0.62968 | 7 | 0.89978
76365 | 6.6 | 0.8 | 365 | 6.0129 | 0.099732 | 6 | 0.1126
76367 | 8.76 | 0.8 | 365 | 7.9807 | 0.059645 | 8 | 0.040355
76369 | 2.61 | 0.8 | 365 | 2.3778 | 0.78489 | 3 | 0.16271
76321 | 31.32 | 0.6 | 365 | 21.4003 | 0.064048 | 21 | 0.46438
76370 | 5.76 | 0.8 | 365 | 5.2476 | 0.55977 | 5 | 0.80736
76374 | 9.81 | 0.8 | 365 | 8.9373 | 0.9846 | 9 | 0.9219
76373 | 8.55 | 0.8 | 365 | 7.7894 | 0.67465 | 8 | 0.46405
76375 | 3.51 | 0.8 | 365 | 3.1978 | 0.43486 | 3 | 0.63261
76377 | 2.34 | 0.8 | 365 | 2.1318 | 0.28991 | 2 | 0.42174
76378 | 10.44 | 0.8 | 365 | 9.5113 | 0.13958 | 9 | 0.65083
76376 | 10.98 | 1 | 365 | 12.504 | 0.16194 | 12 | 0.66597
76379 | 7.83 | 0.8 | 365 | 7.1334 | 0.35468 | 7 | 0.48813
76380 | 7.37 | 0.8 | 365 | 6.7144 | 0.51137 | 7 | 0.22573
76382 | 9.24 | 0.8 | 365 | 8.418 | 0.93963 | 9 | 0.35764
76383 | 9 | 0.8 | 365 | 8.1994 | 0.49964 | 8 | 0.699
76386 | 8.76 | 0.8 | 365 | 7.9807 | 0.059645 | 8 | 0.040355
76397 | 10.15 | 0.8 | 365 | 9.2471 | 0.60792 | 9 | 0.85498
76400 | 12.9 | 0.8 | 365 | 11.7524 | 0.64948 | 12 | 0.40189
76401 | 16.32 | 0.8 | 365 | 14.8682 | 0.91934 | 15 | 0.78751
76325 | 4.2 | 0.8 | 365 | 3.8264 | 0.69983 | 4 | 0.5262
76191 | 5.025 | 0.8 | 365 | 4.578 | 0.2123 | 4 | 0.79027
76417 | 10.2 | 0.8 | 365 | 9.2926 | 0.69959 | 9 | 0.99219
75287 | 5.985 | 0.8 | 365 | 5.4526 | 0.97226 | 6 | 0.42483
76421 | 13.4 | 0.8 | 365 | 12.2079 | 0.56612 | 12 | 0.77406
31178 | 1591.92 | 0.8 | 365 | 1450.3028 | 0.45547 | 1450 | 0.75827
76422 | 5.6 | 0.8 | 365 | 5.1018 | 0.26644 | 5 | 0.36826
76424 | 14.52 | 0.8 | 365 | 13.2283 | 0.61941 | 13 | 0.84771
76426 | 6.3 | 0.8 | 365 | 5.7396 | 0.54974 | 6 | 0.2893
76425 | 7.5 | 0.8 | 365 | 6.8328 | 0.7497 | 7 | 0.5825
76427 | 12.87 | 0.8 | 365 | 11.7251 | 0.59448 | 12 | 0.31956
76428 | 11.025 | 0.8 | 365 | 10.0442 | 0.21205 | 10 | 0.25627
76431 | 11.685 | 0.8 | 365 | 10.6455 | 0.42203 | 11 | 0.067529
76433 | 11.76 | 0.8 | 365 | 10.7138 | 0.55952 | 11 | 0.27335
76435 | 13.44 | 0.8 | 365 | 12.2444 | 0.63946 | 12 | 0.88383
76436 | 10.5 | 0.8 | 365 | 9.5659 | 0.24957 | 9 | 0.81549
76438 | 4.8 | 0.8 | 365 | 4.373 | 0.79981 | 5 | 0.1728
76402 | 4.64 | 0.8 | 365 | 4.2272 | 0.50648 | 4 | 0.7337
76440 | 9.715 | 0.8 | 365 | 8.8508 | 0.81044 | 9 | 0.66119
76385 | 4.48 | 0.8 | 365 | 4.0815 | 0.21315 | 4 | 0.29461
76441 | 7.92 | 0.8 | 365 | 7.2154 | 0.51968 | 7 | 0.73512
76444 | 7.848 | 0.8 | 365 | 7.1498 | 0.38768 | 7 | 0.53752
76446 | 22.1 | 0.8 | 365 | 20.134 | 0.51577 | 20 | 0.64975
76406 | 2.8 | 0.8 | 365 | 2.5509 | 0.13322 | 2 | 0.68413
76381 | 4.76 | 0.8 | 365 | 4.3366 | 0.72647 | 5 | 0.063024
76465 | 5.985 | 0.8 | 365 | 5.4526 | 0.97226 | 6 | 0.42483
76466 | 5.6 | 0.8 | 365 | 5.1018 | 0.26644 | 5 | 0.36826
76467 | 9.92 | 0.8 | 365 | 9.0375 | 0.18626 | 9 | 0.22378
76471 | 6.38 | 0.8 | 365 | 5.8124 | 0.69641 | 6 | 0.50884
75361 | 8.25 | 0.8 | 365 | 7.5161 | 0.12467 | 7 | 0.64075
76473 | 6.44 | 0.8 | 365 | 5.8671 | 0.80641 | 6 | 0.6735
76474 | 7.8 | 0.8 | 365 | 7.1061 | 0.29968 | 7 | 0.4058
76476 | 8.55 | 0.8 | 365 | 7.7894 | 0.67465 | 8 | 0.46405
76475 | 3.9 | 0.8 | 365 | 3.5531 | 0.14984 | 3 | 0.7029
76479 | 12.375 | 0.8 | 365 | 11.2741 | 0.687 | 11 | 0.96112
76480 | 7.26 | 0.8 | 365 | 6.6142 | 0.30971 | 6 | 0.92386
76481 | 8.58 | 0.8 | 365 | 7.8167 | 0.72965 | 8 | 0.54638
76482 | 8.76 | 0.8 | 365 | 7.9807 | 0.059645 | 8 | 0.040355
76483 | 8.32 | 0.8 | 365 | 7.5799 | 0.253 | 7 | 0.83285
76484 | 10.88 | 0.8 | 365 | 9.9121 | 0.94623 | 10 | 0.85834
76488 | 4.95 | 0.8 | 365 | 4.5096 | 0.074799 | 4 | 0.58445
76489 | 7.84 | 0.8 | 365 | 7.1426 | 0.37302 | 7 | 0.51557
76492 | 6.72 | 0.8 | 365 | 6.1222 | 0.31973 | 6 | 0.44192
75416 | 6.555 | 1 | 365 | 7.4648 | 0.021543 | 7 | 0.48638
76493 | 7 | 0.8 | 365 | 6.3773 | 0.83305 | 7 | 0.21033
76494 | 7.28 | 0.8 | 365 | 6.6324 | 0.34637 | 6 | 0.97874
76495 | 9.8 | 0.8 | 365 | 8.9282 | 0.96627 | 9 | 0.89446
76496 | 6.6 | 0.8 | 365 | 6.0129 | 0.099732 | 6 | 0.1126
76499 | 14.49 | 0.8 | 365 | 13.201 | 0.56441 | 13 | 0.76538
76243 | 24.82 | 0.8 | 365 | 22.612 | 0.50233 | 23 | 0.11434
76503 | 7.2 | 0.8 | 365 | 6.5595 | 0.19971 | 6 | 0.7592
76505 | 10.88 | 0.8 | 365 | 9.9121 | 0.94623 | 10 | 0.85834
76506 | 6.16 | 0.8 | 365 | 5.612 | 0.29308 | 5 | 0.90509
76508 | 11.2 | 0.8 | 365 | 10.2036 | 0.53288 | 10 | 0.73653
76509 | 3.92 | 0.8 | 365 | 3.5713 | 0.18651 | 3 | 0.75778
76513 | 11.2 | 0.8 | 365 | 10.2036 | 0.53288 | 10 | 0.73653
75661 | 9.86 | 0.8 | 365 | 8.9829 | 0.076267 | 9 | 0.059121
75410 | 2.8 | 0.8 | 365 | 2.5509 | 0.13322 | 2 | 0.68413
75514 | 3.36 | 0.8 | 365 | 3.0611 | 0.15986 | 3 | 0.22096
75677 | 3.08 | 0.8 | 365 | 2.806 | 0.64654 | 3 | 0.45255
76525 | 7.26 | 0.8 | 365 | 6.6142 | 0.30971 | 6 | 0.92386
76526 | 11.7 | 0.8 | 365 | 10.6592 | 0.44953 | 11 | 0.10869
76527 | 6.1 | 0.8 | 365 | 5.5573 | 0.18309 | 5 | 0.74043
76528 | 3.705 | 0.8 | 365 | 3.3754 | 0.79235 | 4 | 0.16775
76529 | 10.065 | 0.8 | 365 | 9.1696 | 0.45209 | 9 | 0.62171
76530 | 4.76 | 0.8 | 365 | 4.3366 | 0.72647 | 5 | 0.063024
76531 | 6.7 | 0.8 | 365 | 6.104 | 0.28306 | 6 | 0.38703
76504 | 4.56 | 0.8 | 365 | 4.1543 | 0.35982 | 4 | 0.51416
76204 | 5.31 | 0.8 | 365 | 4.8376 | 0.73478 | 5 | 0.57241
76534 | 8.37 | 0.8 | 365 | 7.6254 | 0.34466 | 7 | 0.97007
76472 | 15.3 | 0.8 | 365 | 13.9389 | 0.04938 | 13 | 0.98829
76550 | 2.24 | 0.8 | 365 | 2.0407 | 0.10658 | 2 | 0.14731
76304 | 6.6 | 0.8 | 365 | 6.0129 | 0.099732 | 6 | 0.1126
76430 | 9.9 | 0.8 | 365 | 9.0193 | 0.1496 | 9 | 0.16889
76562 | 6.67 | 0.8 | 365 | 6.0766 | 0.22806 | 6 | 0.3047
76350 | 5.6 | 0.8 | 365 | 5.1018 | 0.26644 | 5 | 0.36826
76567 | 7.04 | 0.8 | 365 | 6.4137 | 0.90638 | 7 | 0.3201
76568 | 6.7 | 0.8 | 365 | 6.104 | 0.28306 | 6 | 0.38703
76571 | 5.76 | 0.8 | 365 | 5.2476 | 0.55977 | 5 | 0.80736
76556 | 5.6 | 0.8 | 365 | 5.1018 | 0.26644 | 5 | 0.36826
76573 | 4.8 | 0.8 | 365 | 4.373 | 0.79981 | 5 | 0.1728
76574 | 7.68 | 0.8 | 365 | 6.9968 | 0.079689 | 7 | 0.076476
76575 | 9.52 | 0.8 | 365 | 8.6731 | 0.45295 | 9 | 0.12605
76577 | 4.275 | 0.8 | 365 | 3.8947 | 0.83733 | 4 | 0.73202
76580 | 14.4 | 0.8 | 365 | 13.119 | 0.39942 | 13 | 0.51839
76371 | 4.56 | 0.8 | 365 | 4.1543 | 0.35982 | 4 | 0.51416
75860 | 12.025 | 0.8 | 365 | 10.9553 | 0.045346 | 11 | 0.00060192
76559 | 11.7 | 0.8 | 365 | 10.6592 | 0.44953 | 11 | 0.10869
76253 | 3.6 | 0.8 | 365 | 3.2797 | 0.59985 | 3 | 0.8796
76257 | 8.4 | 0.8 | 365 | 7.6527 | 0.39966 | 8 | 0.052396
76582 | 9.975 | 0.8 | 365 | 9.0876 | 0.2871 | 9 | 0.37472
75988 | 7.5 | 0.8 | 365 | 6.8328 | 0.7497 | 7 | 0.5825
76583 | 9.28 | 0.8 | 365 | 8.4545 | 0.012957 | 8 | 0.46741
76584 | 12.98 | 0.8 | 365 | 11.8253 | 0.79614 | 12 | 0.62144
76171 | 3.6 | 0.8 | 365 | 3.2797 | 0.59985 | 3 | 0.8796
76179 | 6.27 | 0.8 | 365 | 5.7122 | 0.49475 | 6 | 0.20697
76210 | 9.38 | 0.8 | 365 | 8.5456 | 0.19629 | 8 | 0.74184
76216 | 12 | 0.8 | 365 | 10.9325 | 0.99951 | 11 | 0.93199
76217 | 10.8 | 0.8 | 365 | 9.8392 | 0.79956 | 10 | 0.63879
76218 | 14.4 | 0.8 | 365 | 13.119 | 0.39942 | 13 | 0.51839
76222 | 9.6 | 0.8 | 365 | 8.746 | 0.59961 | 9 | 0.34559
75911 | 6.38 | 0.8 | 365 | 5.8124 | 0.69641 | 6 | 0.50884
76239 | 12.88 | 0.8 | 365 | 11.7342 | 0.61281 | 12 | 0.34701
76244 | 5.61 | 0.8 | 365 | 5.1109 | 0.28477 | 5 | 0.39571
76247 | 9.92 | 0.8 | 365 | 9.0375 | 0.18626 | 9 | 0.22378
76251 | 11.52 | 0.8 | 365 | 10.4952 | 0.11953 | 10 | 0.61471
75992 | 13.395 | 0.8 | 365 | 12.2034 | 0.55696 | 12 | 0.76034
76339 | 9.9 | 0.8 | 365 | 9.0193 | 0.1496 | 9 | 0.16889
76341 | 13.8 | 0.8 | 365 | 12.5724 | 0.29944 | 12 | 0.87179
76112 | 7.84 | 0.8 | 365 | 7.1426 | 0.37302 | 7 | 0.51557
76085 | 4.76 | 0.8 | 365 | 4.3366 | 0.72647 | 5 | 0.063024
76070 | 9.99 | 0.8 | 365 | 9.1013 | 0.3146 | 9 | 0.41588
76043 | 6.16 | 0.8 | 365 | 5.612 | 0.29308 | 5 | 0.90509
76026 | 9.975 | 0.8 | 365 | 9.0876 | 0.2871 | 9 | 0.37472
76008 | 4.93 | 0.8 | 365 | 4.4914 | 0.038134 | 4 | 0.52956
75842 | 2.12 | 0.8 | 365 | 1.9314 | 0.88658 | 2 | 0.81799
76363 | 7.7 | 0.8 | 365 | 7.015 | 0.11635 | 7 | 0.13136
76398 | 4.48 | 0.8 | 365 | 4.0815 | 0.21315 | 4 | 0.29461
76429 | 4.62 | 0.8 | 365 | 4.209 | 0.46981 | 4 | 0.67882
76434 | 4.2 | 0.8 | 365 | 3.8264 | 0.69983 | 4 | 0.5262
76437 | 9.9 | 0.8 | 365 | 9.0193 | 0.1496 | 9 | 0.16889
76445 | 11.2 | 0.8 | 365 | 10.2036 | 0.53288 | 10 | 0.73653
76578 | 4.725 | 0.8 | 365 | 4.3047 | 0.66231 | 4 | 0.96697
76596 | 7.56 | 0.8 | 365 | 6.8875 | 0.85969 | 7 | 0.74716
76609 | 8.55 | 0.8 | 365 | 7.7894 | 0.67465 | 8 | 0.46405
76621 | 9.57 | 0.8 | 365 | 8.7187 | 0.54461 | 9 | 0.26326
76705 | 10.89 | 0.8 | 365 | 9.9212 | 0.96456 | 10 | 0.88578
51476 | 1411.2 | 1 | 365 | 1607.0746 | 0.9285 | 1608 | 0.0030592
49973 | 1209.6 | 1 | 365 | 1377.4925 | 0.93871 | 1378 | 0.43119
76592 | 5.025 | 0.8 | 365 | 4.578 | 0.2123 | 4 | 0.79027
76709 | 6.09 | 0.8 | 365 | 5.5482 | 0.16475 | 5 | 0.71299
76710 | 4.93 | 0.8 | 365 | 4.4914 | 0.038134 | 4 | 0.52956
35190 | 37.52 | 0.8 | 365 | 34.1822 | 0.78515 | 34 | 0.96737
60602 | 577.5 | 1 | 365 | 657.657 | 0.40824 | 658 | 0.06524
76712 | 5.04 | 0.8 | 365 | 4.5916 | 0.2398 | 4 | 0.83144
76713 | 5.985 | 0.8 | 365 | 5.4526 | 0.97226 | 6 | 0.42483
76715 | 3.15 | 0.8 | 365 | 2.8698 | 0.77487 | 3 | 0.64465
76714 | 8.1 | 0.8 | 365 | 7.3794 | 0.84967 | 8 | 0.2291
76716 | 4.41 | 0.8 | 365 | 4.0177 | 0.084821 | 4 | 0.10251
76548 | 4.93 | 0.8 | 365 | 4.4914 | 0.038134 | 4 | 0.52956
76143 | 7.2 | 0.8 | 365 | 6.5595 | 0.19971 | 6 | 0.7592
76718 | 3.78 | 0.8 | 365 | 3.4437 | 0.92985 | 4 | 0.37358
76720 | 4.095 | 0.8 | 365 | 3.7307 | 0.50733 | 4 | 0.23804
76722 | 4.725 | 0.8 | 365 | 4.3047 | 0.66231 | 4 | 0.96697
76721 | 7.68 | 0.8 | 365 | 6.9968 | 0.079689 | 7 | 0.076476
76724 | 5.355 | 0.8 | 365 | 4.8786 | 0.81728 | 5 | 0.6959
76723 | 9.66 | 0.8 | 365 | 8.8006 | 0.70961 | 9 | 0.51025
76725 | 8.1 | 0.8 | 365 | 7.3794 | 0.84967 | 8 | 0.2291
76726 | 14.19 | 0.8 | 365 | 12.9277 | 0.014425 | 12 | 0.94208
76728 | 8.91 | 0.8 | 365 | 8.1174 | 0.33464 | 8 | 0.45201
76730 | 8.99 | 0.8 | 365 | 8.1902 | 0.4813 | 8 | 0.67155
76735 | 7.245 | 0.8 | 365 | 6.6005 | 0.28221 | 6 | 0.88269
76736 | 7.56 | 0.8 | 365 | 6.8875 | 0.85969 | 7 | 0.74716
76737 | 3.78 | 0.8 | 365 | 3.4437 | 0.92985 | 4 | 0.37358
76738 | 5.67 | 0.8 | 365 | 5.1656 | 0.39477 | 5 | 0.56037
76739 | 5.985 | 0.8 | 365 | 5.4526 | 0.97226 | 6 | 0.42483
76742 | 8.4 | 0.8 | 365 | 7.6527 | 0.39966 | 8 | 0.052396
76743 | 10.5 | 0.8 | 365 | 9.5659 | 0.24957 | 9 | 0.81549
76745 | 9.8 | 0.8 | 365 | 8.9282 | 0.96627 | 9 | 0.89446
76520 | 2.4 | 0.8 | 365 | 2.1865 | 0.3999 | 2 | 0.5864
76746 | 7.84 | 0.8 | 365 | 7.1426 | 0.37302 | 7 | 0.51557
76748 | 6.9 | 0.8 | 365 | 6.2862 | 0.64972 | 6 | 0.9359
76750 | 7.28 | 0.8 | 365 | 6.6324 | 0.34637 | 6 | 0.97874
76753 | 6.27 | 0.8 | 365 | 5.7122 | 0.49475 | 6 | 0.20697
64547 | 87 | 0.7 | 365 | 69.3529 | 0.55941 | 69 | 0.91233
76777 | 3.465 | 0.8 | 365 | 3.1568 | 0.35236 | 3 | 0.50911
76778 | 6.67 | 0.8 | 365 | 6.0766 | 0.22806 | 6 | 0.3047
76782 | 6.93 | 0.8 | 365 | 6.3135 | 0.70472 | 7 | 0.018226
76784 | 5.67 | 0.8 | 365 | 5.1656 | 0.39477 | 5 | 0.56037
76786 | 11.655 | 0.8 | 365 | 10.6182 | 0.36703 | 10 | 0.9852
76791 | 10.08 | 0.8 | 365 | 9.1833 | 0.47959 | 9 | 0.66287
76792 | 6.3 | 0.8 | 365 | 5.7396 | 0.54974 | 6 | 0.2893
76793 | 13.23 | 0.8 | 365 | 12.0531 | 0.25446 | 12 | 0.30752
76795 | 3.15 | 0.8 | 365 | 2.8698 | 0.77487 | 3 | 0.64465
76796 | 8.68 | 0.8 | 365 | 7.9078 | 0.91298 | 8 | 0.82081
76797 | 7.245 | 0.8 | 365 | 6.6005 | 0.28221 | 6 | 0.88269
76799 | 11.655 | 0.8 | 365 | 10.6182 | 0.36703 | 10 | 0.9852
76803 | 4.725 | 0.8 | 365 | 4.3047 | 0.66231 | 4 | 0.96697
76773 | 4.76 | 0.8 | 365 | 4.3366 | 0.72647 | 5 | 0.063024
76804 | 8.12 | 0.8 | 365 | 7.3976 | 0.88634 | 8 | 0.28398
76798 | 5.61 | 0.8 | 365 | 5.1109 | 0.28477 | 5 | 0.39571
76137 | 5.985 | 0.8 | 365 | 5.4526 | 0.97226 | 6 | 0.42483
76805 | 7.875 | 0.8 | 365 | 7.1744 | 0.43718 | 7 | 0.61162
76806 | 10.56 | 0.8 | 365 | 9.6206 | 0.35957 | 9 | 0.98015
76809 | 10.64 | 0.8 | 365 | 9.6935 | 0.50624 | 10 | 0.1997
76810 | 9.45 | 1 | 365 | 10.7617 | 0.65577 | 11 | 0.41743
76812 | 3.15 | 1 | 365 | 3.5872 | 0.21859 | 3 | 0.80581
76813 | 2.8 | 0.8 | 365 | 2.5509 | 0.13322 | 2 | 0.68413
76814 | 9 | 0.8 | 365 | 8.1994 | 0.49964 | 8 | 0.699
76817 | 5.4 | 0.8 | 365 | 4.9196 | 0.89978 | 5 | 0.8194
76820 | 4.68 | 0.8 | 365 | 4.2637 | 0.57981 | 4 | 0.84348
76824 | 5.8 | 0.8 | 365 | 5.284 | 0.6331 | 5 | 0.91713
76827 | 13.2 | 0.8 | 365 | 12.0257 | 0.19946 | 12 | 0.22519
76825 | 2.52 | 0.8 | 365 | 2.2958 | 0.6199 | 2 | 0.91572
76826 | 12.045 | 0.8 | 365 | 10.9735 | 0.082012 | 11 | 0.055489
76828 | 3.78 | 0.8 | 365 | 3.4437 | 0.92985 | 4 | 0.37358
76829 | 3.36 | 0.8 | 365 | 3.0611 | 0.15986 | 3 | 0.22096
76830 | 6.72 | 0.8 | 365 | 6.1222 | 0.31973 | 6 | 0.44192
76831 | 8.28 | 0.8 | 365 | 7.5434 | 0.17966 | 7 | 0.72308
76832 | 5.6 | 0.8 | 365 | 5.1018 | 0.26644 | 5 | 0.36826
10856 | 641.52 | 0.65 | 365 | 474.8659 | 0.57637 | 475 | 0.44231
75869 | 3.2 | 0.8 | 365 | 2.9153 | 0.86654 | 3 | 0.78186
76834 | 9 | 0.8 | 365 | 8.1994 | 0.49964 | 8 | 0.699
76836 | 8.58 | 0.8 | 365 | 7.8167 | 0.72965 | 8 | 0.54638
76837 | 5.94 | 0.8 | 365 | 5.4116 | 0.88976 | 6 | 0.30134
76838 | 9.57 | 0.8 | 365 | 8.7187 | 0.54461 | 9 | 0.26326
76839 | 6.72 | 0.8 | 365 | 6.1222 | 0.31973 | 6 | 0.44192
76841 | 7.2 | 0.8 | 365 | 6.5595 | 0.19971 | 6 | 0.7592
76842 | 8.4 | 0.8 | 365 | 7.6527 | 0.39966 | 8 | 0.052396
76844 | 11.97 | 0.8 | 365 | 10.9051 | 0.94451 | 11 | 0.84966
76579 | 5.4 | 0.8 | 365 | 4.9196 | 0.89978 | 5 | 0.8194
76566 | 5.7 | 0.8 | 365 | 5.1929 | 0.44977 | 5 | 0.6427
76846 | 6.615 | 0.8 | 365 | 6.0265 | 0.12723 | 6 | 0.15376
76847 | 12.285 | 0.8 | 365 | 11.1921 | 0.522 | 11 | 0.71413
52445 | 1033.2 | 1 | 365 | 1176.6082 | 0.69765 | 1177 | 0.30581
76848 | 4.725 | 0.8 | 365 | 4.3047 | 0.66231 | 4 | 0.96697
76849 | 11.97 | 0.8 | 365 | 10.9051 | 0.94451 | 11 | 0.84966
76850 | 3.77 | 0.8 | 365 | 3.4346 | 0.91151 | 4 | 0.34613
76851 | 12.285 | 0.8 | 365 | 11.1921 | 0.522 | 11 | 0.71413
76853 | 5.04 | 0.8 | 365 | 4.5916 | 0.2398 | 4 | 0.83144
76822 | 4.2 | 0.8 | 365 | 3.8264 | 0.69983 | 4 | 0.5262
76790 | 13 | 0.8 | 365 | 11.8435 | 0.83281 | 12 | 0.67633
76815 | 6.5 | 0.8 | 365 | 5.9218 | 0.9164 | 6 | 0.83816
76808 | 5.1 | 0.8 | 365 | 4.6463 | 0.34979 | 4 | 0.9961
76854 | 8.7 | 0.8 | 365 | 7.926 | 0.94965 | 8 | 0.8757
76855 | 8.12 | 0.8 | 365 | 7.3976 | 0.88634 | 8 | 0.28398
76650 | 12.3 | 0.8 | 365 | 11.2058 | 0.5495 | 11 | 0.75529
76491 | 5.4 | 0.8 | 365 | 4.9196 | 0.89978 | 5 | 0.8194
76645 | 5.1 | 0.8 | 365 | 4.6463 | 0.34979 | 4 | 0.9961
76659 | 6.5 | 0.8 | 365 | 5.9218 | 0.9164 | 6 | 0.83816
76669 | 3.9 | 0.8 | 365 | 3.5531 | 0.14984 | 3 | 0.7029
76633 | 10.4 | 0.8 | 365 | 9.4748 | 0.066245 | 9 | 0.54106
76779 | 3.64 | 0.8 | 365 | 3.3162 | 0.67319 | 3 | 0.98937
76486 | 5.85 | 0.8 | 365 | 5.3296 | 0.72476 | 6 | 0.054347
76485 | 12.9 | 0.8 | 365 | 11.7524 | 0.64948 | 12 | 0.40189
76487 | 10.8 | 0.8 | 365 | 9.8392 | 0.79956 | 10 | 0.63879
76470 | 1.8 | 0.8 | 365 | 1.6399 | 0.29993 | 1 | 0.9398
76858 | 11.725 | 0.8 | 365 | 10.6819 | 0.49536 | 11 | 0.1773
76859 | 4.68 | 0.8 | 365 | 4.2637 | 0.57981 | 4 | 0.84348
76861 | 1.962 | 0.8 | 365 | 1.7875 | 0.59692 | 2 | 0.38438
76857 | 3.64 | 0.8 | 365 | 3.3162 | 0.67319 | 3 | 0.98937
76862 | 6.27 | 0.8 | 365 | 5.7122 | 0.49475 | 6 | 0.20697
76845 | 13.23 | 0.8 | 365 | 12.0531 | 0.25446 | 12 | 0.30752
76863 | 5.232 | 0.8 | 365 | 4.7666 | 0.59179 | 5 | 0.35835
76864 | 7.68 | 0.8 | 365 | 6.9968 | 0.079689 | 7 | 0.076476
76865 | 7.8 | 1 | 365 | 8.8826 | 0.8746 | 9 | 0.75724
76866 | 10.71 | 1 | 365 | 12.1965 | 0.54321 | 12 | 0.73976
76868 | 6.93 | 0.8 | 365 | 6.3135 | 0.70472 | 7 | 0.018226
76279 | 6.5 | 0.8 | 365 | 5.9218 | 0.9164 | 6 | 0.83816
76869 | 10.08 | 0.8 | 365 | 9.1833 | 0.47959 | 9 | 0.66287
76870 | 4.725 | 0.8 | 365 | 4.3047 | 0.66231 | 4 | 0.96697
76871 | 6.615 | 1 | 365 | 7.5332 | 0.15904 | 7 | 0.6922
76874 | 7.56 | 0.8 | 365 | 6.8875 | 0.85969 | 7 | 0.74716
76856 | 3.77 | 0.8 | 365 | 3.4346 | 0.91151 | 4 | 0.34613
76875 | 5.51 | 0.8 | 365 | 5.0198 | 0.10144 | 5 | 0.12127
76878 | 4.35 | 0.8 | 365 | 3.963 | 0.97482 | 4 | 0.93785
76879 | 4.35 | 0.8 | 365 | 3.963 | 0.97482 | 4 | 0.93785
76881 | 7.25 | 0.8 | 365 | 6.605 | 0.29137 | 6 | 0.89641
76880 | 13 | 0.8 | 365 | 11.8435 | 0.83281 | 12 | 0.67633
76074 | 7.98 | 0.8 | 365 | 7.2701 | 0.62968 | 7 | 0.89978
76882 | 6.405 | 0.8 | 365 | 5.8352 | 0.74224 | 6 | 0.57745
76883 | 5.7 | 0.8 | 365 | 5.1929 | 0.44977 | 5 | 0.6427
76884 | 4.35 | 0.8 | 365 | 3.963 | 0.97482 | 4 | 0.93785
76885 | 2.32 | 0.8 | 365 | 2.1136 | 0.25324 | 2 | 0.36685
76886 | 5.51 | 0.8 | 365 | 5.0198 | 0.10144 | 5 | 0.12127
76887 | 3.77 | 0.8 | 365 | 3.4346 | 0.91151 | 4 | 0.34613
76888 | 4.06 | 0.8 | 365 | 3.6988 | 0.44317 | 4 | 0.14199
76889 | 4.06 | 0.8 | 365 | 3.6988 | 0.44317 | 4 | 0.14199
76890 | 9.57 | 0.8 | 365 | 8.7187 | 0.54461 | 9 | 0.26326
76892 | 4.35 | 0.8 | 365 | 3.963 | 0.97482 | 4 | 0.93785
76893 | 2.61 | 0.8 | 365 | 2.3778 | 0.78489 | 3 | 0.16271
76894 | 8.7 | 1 | 365 | 9.9076 | 0.93706 | 10 | 0.84462
76719 | 6.9 | 0.8 | 365 | 6.2862 | 0.64972 | 6 | 0.9359
76740 | 9.81 | 0.8 | 365 | 8.9373 | 0.9846 | 9 | 0.9219
76351 | 495.465 | 0.6 | 365 | 338.5413 | 0.24931 | 338 | 0.79064
76785 | 3.78 | 0.8 | 365 | 3.4437 | 0.92985 | 4 | 0.37358
76802 | 4.02 | 0.8 | 365 | 3.6624 | 0.36984 | 4 | 0.032218
76772 | 7.92 | 0.8 | 365 | 7.2154 | 0.51968 | 7 | 0.73512
76611 | 10.865 | 0.8 | 365 | 9.8984 | 0.91873 | 10 | 0.81718
76413 | 10.2 | 0.8 | 365 | 9.2926 | 0.69959 | 9 | 0.99219
76895 | 6.12 | 0.8 | 365 | 5.5756 | 0.21975 | 5 | 0.79532
76896 | 3.77 | 0.8 | 365 | 3.4346 | 0.91151 | 4 | 0.34613
76897 | 11.4 | 0.8 | 365 | 10.3859 | 0.89954 | 11 | 0.28539
76898 | 4.06 | 0.8 | 365 | 3.6988 | 0.44317 | 4 | 0.14199
76900 | 5.51 | 0.8 | 365 | 5.0198 | 0.10144 | 5 | 0.12127
76899 | 5.985 | 0.8 | 365 | 5.4526 | 0.97226 | 6 | 0.42483
76901 | 3.48 | 0.8 | 365 | 3.1704 | 0.37986 | 3 | 0.55028
76902 | 9.075 | 0.8 | 365 | 8.2677 | 0.63713 | 8 | 0.90482
76903 | 4.64 | 0.8 | 365 | 4.2272 | 0.50648 | 4 | 0.7337
76904 | 7.04 | 0.8 | 365 | 6.4137 | 0.90638 | 7 | 0.3201
76905 | 2.9 | 0.8 | 365 | 2.642 | 0.31655 | 2 | 0.95857
76906 | 10.2 | 0.8 | 365 | 9.2926 | 0.69959 | 9 | 0.99219
76907 | 7.14 | 0.8 | 365 | 6.5048 | 0.089711 | 6 | 0.59454
76908 | 2.28 | 0.8 | 365 | 2.0772 | 0.17991 | 2 | 0.25708
76910 | 11.31 | 0.8 | 365 | 10.3039 | 0.73454 | 11 | 0.038404
76911 | 10.56 | 0.8 | 365 | 9.6206 | 0.35957 | 9 | 0.98015
73224 | 4.93 | 0.8 | 365 | 4.4914 | 0.038134 | 4 | 0.52956
76199 | 11.1 | 0.8 | 365 | 10.1125 | 0.34955 | 10 | 0.46209
76214 | 9.92 | 0.8 | 365 | 9.0375 | 0.18626 | 9 | 0.22378
76221 | 7.37 | 0.8 | 365 | 6.7144 | 0.51137 | 7 | 0.22573
76741 | 8.505 | 0.8 | 365 | 7.7484 | 0.59216 | 8 | 0.34055
76744 | 10.385 | 0.8 | 365 | 9.4612 | 0.038746 | 9 | 0.4999
76747 | 13.44 | 0.8 | 365 | 12.2444 | 0.63946 | 12 | 0.88383
76599 | 13.16 | 0.8 | 365 | 11.9893 | 0.12613 | 12 | 0.11542
76780 | 6.4 | 0.8 | 365 | 5.8307 | 0.73307 | 6 | 0.56373
76711 | 7.8 | 0.8 | 365 | 7.1061 | 0.29968 | 7 | 0.4058
76920 | 12.06 | 0.8 | 365 | 10.9871 | 0.10951 | 11 | 0.096654
76731 | 8.1 | 0.8 | 365 | 7.3794 | 0.84967 | 8 | 0.2291
76732 | 9.715 | 0.8 | 365 | 8.8508 | 0.81044 | 9 | 0.66119
76751 | 16.35 | 0.8 | 365 | 14.8955 | 0.97434 | 15 | 0.86984
76754 | 9.81 | 0.8 | 365 | 8.9373 | 0.9846 | 9 | 0.9219
76919 | 4.2 | 0.8 | 365 | 3.8264 | 0.69983 | 4 | 0.5262
76923 | 3.64 | 0.8 | 365 | 3.3162 | 0.67319 | 3 | 0.98937
76079 | 13.12 | 0.8 | 365 | 11.9528 | 0.052802 | 12 | 0.0056463
76756 | 10.137 | 0.8 | 365 | 9.2352 | 0.58409 | 9 | 0.8193
76929 | 9.49 | 0.8 | 365 | 8.6458 | 0.39795 | 9 | 0.043718
76930 | 4.8 | 0.8 | 365 | 4.373 | 0.79981 | 5 | 0.1728
76727 | 11.1 | 0.8 | 365 | 10.1125 | 0.34955 | 10 | 0.46209
76546 | 7.04 | 0.8 | 365 | 6.4137 | 0.90638 | 7 | 0.3201
73984 | 4.16 | 0.8 | 365 | 3.7899 | 0.6265 | 4 | 0.41642
76757 | 13.455 | 0.8 | 365 | 12.258 | 0.66695 | 12 | 0.925
76934 | 5.76 | 0.8 | 365 | 5.2476 | 0.55977 | 5 | 0.80736
76935 | 8.4 | 0.8 | 365 | 7.6527 | 0.39966 | 8 | 0.052396
76936 | 10.35 | 0.8 | 365 | 9.4293 | 0.97458 | 10 | 0.40384
76937 | 5.85 | 0.8 | 365 | 5.3296 | 0.72476 | 6 | 0.054347
76938 | 5.1 | 0.8 | 365 | 4.6463 | 0.34979 | 4 | 0.9961
76939 | 12.16 | 0.8 | 365 | 11.0782 | 0.29284 | 11 | 0.37109
76940 | 4.95 | 0.8 | 365 | 4.5096 | 0.074799 | 4 | 0.58445
76941 | 8.32 | 0.8 | 365 | 7.5799 | 0.253 | 7 | 0.83285
76942 | 7.8 | 0.8 | 365 | 7.1061 | 0.29968 | 7 | 0.4058
76944 | 8.525 | 0.8 | 365 | 7.7666 | 0.62882 | 8 | 0.39544
76946 | 3.105 | 0.8 | 365 | 2.8288 | 0.69237 | 3 | 0.52115
76947 | 7.26 | 0.8 | 365 | 6.6142 | 0.30971 | 6 | 0.92386
76948 | 10.23 | 0.8 | 365 | 9.3199 | 0.75459 | 10 | 0.074525
76949 | 9.24 | 0.8 | 365 | 8.418 | 0.93963 | 9 | 0.35764
76950 | 3.3 | 0.8 | 365 | 3.0064 | 0.049866 | 3 | 0.056298
76951 | 6.67 | 0.8 | 365 | 6.0766 | 0.22806 | 6 | 0.3047
76952 | 8 | 0.8 | 365 | 7.2883 | 0.66634 | 7 | 0.95466
76953 | 5.94 | 0.8 | 365 | 5.4116 | 0.88976 | 6 | 0.30134
76954 | 15.105 | 0.8 | 365 | 13.7613 | 0.69189 | 14 | 0.45315
76956 | 6.9 | 0.8 | 365 | 6.2862 | 0.64972 | 6 | 0.9359
76958 | 3 | 0.8 | 365 | 2.7331 | 0.49988 | 3 | 0.233
74010 | 61.38 | 0.6 | 365 | 41.9397 | 0.39563 | 42 | 0.33536
50396 | 1388.52 | 1 | 365 | 1581.2466 | 0.95465 | 1582 | 0.20122
76960 | 5.36 | 0.8 | 365 | 4.8832 | 0.82645 | 5 | 0.70962
76962 | 12.6 | 0.8 | 365 | 11.4791 | 0.099489 | 11 | 0.57859
76360 | 6 | 0.8 | 365 | 5.4662 | 0.99976 | 6 | 0.466
76348 | 6.5 | 0.8 | 365 | 5.9218 | 0.9164 | 6 | 0.83816
76448 | 5.67 | 0.8 | 365 | 5.1656 | 0.39477 | 5 | 0.56037
76975 | 5.8 | 0.8 | 365 | 5.284 | 0.6331 | 5 | 0.91713
76976 | 8.12 | 0.8 | 365 | 7.3976 | 0.88634 | 8 | 0.28398
76977 | 7.25 | 0.8 | 365 | 6.605 | 0.29137 | 6 | 0.89641
76978 | 4.06 | 0.8 | 365 | 3.6988 | 0.44317 | 4 | 0.14199
76979 | 2.28 | 0.8 | 365 | 2.0772 | 0.17991 | 2 | 0.25708
76980 | 2.9 | 0.8 | 365 | 2.642 | 0.31655 | 2 | 0.95857
76982 | 5.67 | 0.8 | 365 | 5.1656 | 0.39477 | 5 | 0.56037
76983 | 4.35 | 0.8 | 365 | 3.963 | 0.97482 | 4 | 0.93785
76984 | 2.32 | 0.8 | 365 | 2.1136 | 0.25324 | 2 | 0.36685
76985 | 3.19 | 0.8 | 365 | 2.9062 | 0.8482 | 3 | 0.75442
76986 | 6.67 | 0.8 | 365 | 6.0766 | 0.22806 | 6 | 0.3047
76987 | 10.15 | 0.8 | 365 | 9.2471 | 0.60792 | 9 | 0.85498
76102 | 5.7 | 0.8 | 365 | 5.1929 | 0.44977 | 5 | 0.6427
76183 | 10.26 | 0.8 | 365 | 9.3473 | 0.80958 | 10 | 0.15685
76140 | 8.68 | 0.8 | 365 | 7.9078 | 0.91298 | 8 | 0.82081
76990 | 8.91 | 0.8 | 365 | 8.1174 | 0.33464 | 8 | 0.45201
76992 | 7.65 | 0.8 | 365 | 6.9695 | 0.02469 | 6 | 0.99415
74816 | 9.28 | 0.8 | 365 | 8.4545 | 0.012957 | 8 | 0.46741
73656 | 5.67 | 0.8 | 365 | 5.1656 | 0.39477 | 5 | 0.56037
73888 | 8.1 | 0.8 | 365 | 7.3794 | 0.84967 | 8 | 0.2291
76993 | 10.545 | 0.8 | 365 | 9.6069 | 0.33207 | 9 | 0.93899
76994 | 6.67 | 0.8 | 365 | 6.0766 | 0.22806 | 6 | 0.3047
76995 | 2.61 | 0.8 | 365 | 2.3778 | 0.78489 | 3 | 0.16271
76542 | 13.5 | 0.8 | 365 | 12.299 | 0.74945 | 13 | 0.048493
64862 | 2039.8 | 0.7 | 365 | 1626.047 | 0.10682 | 1626 | 0.15379
76996 | 4.93 | 0.8 | 365 | 4.4914 | 0.038134 | 4 | 0.52956
76997 | 4.93 | 0.8 | 365 | 4.4914 | 0.038134 | 4 | 0.52956
76998 | 3.705 | 0.8 | 365 | 3.3754 | 0.79235 | 4 | 0.16775
76999 | 2.565 | 0.8 | 365 | 2.3368 | 0.7024 | 3 | 0.039214
77000 | 2.565 | 0.8 | 365 | 2.3368 | 0.7024 | 3 | 0.039214
76776 | 6.6 | 0.8 | 365 | 6.0129 | 0.099732 | 6 | 0.1126
77002 | 4.64 | 0.8 | 365 | 4.2272 | 0.50648 | 4 | 0.7337
77003 | 10.44 | 0.8 | 365 | 9.5113 | 0.13958 | 9 | 0.65083
37055 | 1389.96 | 1 | 365 | 1582.8864 | 0.25458 | 1583 | 0.14102
75507 | 5.5 | 0.8 | 365 | 5.0107 | 0.08311 | 5 | 0.09383
77004 | 19.04 | 0.8 | 365 | 17.3462 | 0.90589 | 18 | 0.2521
77013 | 5.4 | 0.8 | 365 | 4.9196 | 0.89978 | 5 | 0.8194
77016 | 3 | 0.8 | 365 | 2.7331 | 0.49988 | 3 | 0.233
77017 | 6.03 | 0.8 | 365 | 5.4936 | 0.054756 | 5 | 0.54833
77019 | 7.92 | 0.8 | 365 | 7.2154 | 0.51968 | 7 | 0.73512
77021 | 3 | 0.8 | 365 | 2.7331 | 0.49988 | 3 | 0.233
77023 | 12.06 | 0.8 | 365 | 10.9871 | 0.10951 | 11 | 0.096654
77026 | 7.59 | 0.8 | 365 | 6.9148 | 0.91469 | 7 | 0.82949
77024 | 9.9 | 0.8 | 365 | 9.0193 | 0.1496 | 9 | 0.16889
61528 | 326.72 | 0.9 | 365 | 334.8619 | 0.8451 | 335 | 0.70696
77028 | 15.075 | 0.8 | 365 | 13.7339 | 0.63689 | 14 | 0.37082
77027 | 7.5 | 0.8 | 365 | 6.8328 | 0.7497 | 7 | 0.5825
77029 | 7.56 | 0.8 | 365 | 6.8875 | 0.85969 | 7 | 0.74716
77030 | 4.5 | 0.8 | 365 | 4.0997 | 0.24982 | 4 | 0.3495
76219 | 12.6 | 0.8 | 365 | 11.4791 | 0.099489 | 11 | 0.57859
77035 | 7.92 | 0.8 | 365 | 7.2154 | 0.51968 | 7 | 0.73512
77036 | 11.97 | 0.8 | 365 | 10.9051 | 0.94451 | 11 | 0.84966
76961 | 7.245 | 0.8 | 365 | 6.6005 | 0.28221 | 6 | 0.88269
76420 | 12.4 | 0.8 | 365 | 11.2969 | 0.73283 | 12 | 0.029727
76963 | 6.38 | 0.8 | 365 | 5.8124 | 0.69641 | 6 | 0.50884
77032 | 9.3 | 0.8 | 365 | 8.4727 | 0.049623 | 8 | 0.5223
77040 | 8.71 | 0.8 | 365 | 7.9352 | 0.96798 | 8 | 0.90314
77041 | 6.5 | 0.8 | 365 | 5.9218 | 0.9164 | 6 | 0.83816
77039 | 3 | 0.8 | 365 | 2.7331 | 0.49988 | 3 | 0.233
77043 | 3.9 | 0.8 | 365 | 3.5531 | 0.14984 | 3 | 0.7029
77044 | 11.4 | 0.8 | 365 | 10.3859 | 0.89954 | 11 | 0.28539
77045 | 8.32 | 0.8 | 365 | 7.5799 | 0.253 | 7 | 0.83285
77046 | 6.96 | 0.8 | 365 | 6.3408 | 0.75972 | 7 | 0.10056
77047 | 4.275 | 0.8 | 365 | 3.8947 | 0.83733 | 4 | 0.73202
77048 | 10.545 | 0.8 | 365 | 9.6069 | 0.33207 | 9 | 0.93899
77049 | 7.56 | 0.8 | 365 | 6.8875 | 0.85969 | 7 | 0.74716
77050 | 7.29 | 0.8 | 365 | 6.6415 | 0.3647 | 7 | 0.0061861
77052 | 2.36 | 0.8 | 365 | 2.1501 | 0.32657 | 2 | 0.47663
76717 | 6.9 | 0.8 | 365 | 6.2862 | 0.64972 | 6 | 0.9359
77060 | 8.68 | 0.8 | 365 | 7.9078 | 0.91298 | 8 | 0.82081
77065 | 6.3 | 0.8 | 365 | 5.7396 | 0.54974 | 6 | 0.2893
77068 | 8.125 | 0.8 | 365 | 7.4022 | 0.8955 | 8 | 0.2977
77071 | 5.25 | 0.8 | 365 | 4.783 | 0.62479 | 5 | 0.40775
77072 | 9.1 | 0.8 | 365 | 8.2905 | 0.68296 | 8 | 0.97343
77075 | 6.72 | 0.8 | 365 | 6.1222 | 0.31973 | 6 | 0.44192
77077 | 5.61 | 0.8 | 365 | 5.1109 | 0.28477 | 5 | 0.39571
77079 | 7.035 | 0.8 | 365 | 6.4092 | 0.89721 | 7 | 0.30638
77073 | 7.8 | 0.8 | 365 | 7.1061 | 0.29968 | 7 | 0.4058
77066 | 6.12 | 0.8 | 365 | 5.5756 | 0.21975 | 5 | 0.79532
76801 | 11.22 | 0.8 | 365 | 10.2219 | 0.56955 | 10 | 0.79141
77064 | 4.225 | 0.8 | 365 | 3.8491 | 0.74566 | 4 | 0.59481
76497 | 7.59 | 0.8 | 365 | 6.9148 | 0.91469 | 7 | 0.82949
76490 | 5.6 | 0.8 | 365 | 5.1018 | 0.26644 | 5 | 0.36826
75999 | 9.24 | 0.8 | 365 | 8.418 | 0.93963 | 9 | 0.35764
76001 | 8.4 | 0.8 | 365 | 7.6527 | 0.39966 | 8 | 0.052396
75256 | 8.91 | 0.8 | 365 | 8.1174 | 0.33464 | 8 | 0.45201
75262 | 9.52 | 0.8 | 365 | 8.6731 | 0.45295 | 9 | 0.12605
75267 | 9.9 | 0.8 | 365 | 9.0193 | 0.1496 | 9 | 0.16889
76755 | 16.023 | 0.8 | 365 | 14.5976 | 0.37485 | 14 | 0.97244
77082 | 13.8 | 0.8 | 365 | 12.5724 | 0.29944 | 12 | 0.87179
76758 | 8.71 | 0.8 | 365 | 7.9352 | 0.96798 | 8 | 0.90314
77084 | 13.515 | 0.8 | 365 | 12.3127 | 0.77695 | 13 | 0.089658
77085 | 7.8 | 0.8 | 365 | 7.1061 | 0.29968 | 7 | 0.4058
76761 | 7.2 | 0.8 | 365 | 6.5595 | 0.19971 | 6 | 0.7592
77086 | 7.28 | 0.8 | 365 | 6.6324 | 0.34637 | 6 | 0.97874
77089 | 4.5 | 0.8 | 365 | 4.0997 | 0.24982 | 4 | 0.3495
74851 | 14.335 | 0.8 | 365 | 13.0598 | 0.28025 | 13 | 0.34001
77092 | 2.4 | 0.8 | 365 | 2.1865 | 0.3999 | 2 | 0.5864
77093 | 7.41 | 0.8 | 365 | 6.7508 | 0.5847 | 7 | 0.33551
76597 | 16.53 | 0.8 | 365 | 15.0595 | 0.30433 | 15 | 0.36382
77096 | 5.04 | 0.8 | 365 | 4.5916 | 0.2398 | 4 | 0.83144
76213 | 5.28 | 0.8 | 365 | 4.8103 | 0.67979 | 5 | 0.49008
77101 | 9.52 | 0.8 | 365 | 8.6731 | 0.45295 | 9 | 0.12605
77102 | 7.59 | 0.8 | 365 | 6.9148 | 0.91469 | 7 | 0.82949
76843 | 7.695 | 0.8 | 365 | 7.0105 | 0.10719 | 7 | 0.11764
77103 | 9.6 | 0.8 | 365 | 8.746 | 0.59961 | 9 | 0.34559
77104 | 3.78 | 0.8 | 365 | 3.4437 | 0.92985 | 4 | 0.37358
77105 | 7.68 | 0.8 | 365 | 6.9968 | 0.079689 | 7 | 0.076476
77106 | 11.84 | 0.8 | 365 | 10.7867 | 0.70619 | 11 | 0.4929
77108 | 6.6 | 0.8 | 365 | 6.0129 | 0.099732 | 6 | 0.1126
75787 | 10.335 | 0.8 | 365 | 9.4156 | 0.94708 | 10 | 0.36268
77110 | 11.375 | 0.8 | 365 | 10.3631 | 0.85371 | 11 | 0.21679
77113 | 12.375 | 0.8 | 365 | 11.2741 | 0.687 | 11 | 0.96112
76208 | 7.68 | 0.8 | 365 | 6.9968 | 0.079689 | 7 | 0.076476
75901 | 3.92 | 0.8 | 365 | 3.5713 | 0.18651 | 3 | 0.75778
77061 | 5.6 | 0.8 | 365 | 5.1018 | 0.26644 | 5 | 0.36826
77054 | 5.32 | 0.8 | 365 | 4.8467 | 0.75312 | 5 | 0.59985
77123 | 24.96 | 1 | 365 | 28.4244 | 0.19874 | 28 | 0.62318
77126 | 6.27 | 0.8 | 365 | 5.7122 | 0.49475 | 6 | 0.20697
77127 | 3.3 | 0.8 | 365 | 3.0064 | 0.049866 | 3 | 0.056298
77129 | 24.85 | 0.8 | 365 | 22.6393 | 0.55733 | 23 | 0.19667
76867 | 10.71 | 1 | 365 | 12.1965 | 0.54321 | 12 | 0.73976
77130 | 6.75 | 0.8 | 365 | 6.1495 | 0.37473 | 6 | 0.52425
77131 | 5.1 | 0.8 | 365 | 4.6463 | 0.34979 | 4 | 0.9961
77132 | 8.25 | 0.8 | 365 | 7.5161 | 0.12467 | 7 | 0.64075
77133 | 10.5 | 0.8 | 365 | 9.5659 | 0.24957 | 9 | 0.81549
77139 | 7.28 | 0.8 | 365 | 6.6324 | 0.34637 | 6 | 0.97874
77140 | 8.1 | 0.8 | 365 | 7.3794 | 0.84967 | 8 | 0.2291
75001 | 4.2 | 0.8 | 365 | 3.8264 | 0.69983 | 4 | 0.5262
77146 | 12.32 | 0.8 | 365 | 11.224 | 0.58617 | 11 | 0.81018
77147 | 9.69 | 0.8 | 365 | 8.828 | 0.76461 | 9 | 0.59258
77148 | 5.28 | 0.8 | 365 | 4.8103 | 0.67979 | 5 | 0.49008
77150 | 11.88 | 0.8 | 365 | 10.8232 | 0.77952 | 11 | 0.60267
77151 | 3.92 | 0.8 | 365 | 3.5713 | 0.18651 | 3 | 0.75778
77152 | 11.2 | 0.8 | 365 | 10.2036 | 0.53288 | 10 | 0.73653
77153 | 6.16 | 0.8 | 365 | 5.612 | 0.29308 | 5 | 0.90509
37200 | 1659.84 | 0.8 | 365 | 1512.1806 | 0.97272 | 1513 | 0.15335
77158 | 4.55 | 0.8 | 365 | 4.1452 | 0.34148 | 4 | 0.48671
77160 | 6 | 0.8 | 365 | 5.4662 | 0.99976 | 6 | 0.466
76442 | 6 | 0.8 | 365 | 5.4662 | 0.99976 | 6 | 0.466
77169 | 3.6 | 0.8 | 365 | 3.2797 | 0.59985 | 3 | 0.8796
77173 | 14.25 | 0.8 | 365 | 12.9823 | 0.12442 | 13 | 0.10674
77171 | 6.3 | 0.8 | 365 | 5.7396 | 0.54974 | 6 | 0.2893
77177 | 11.4 | 0.8 | 365 | 10.3859 | 0.89954 | 11 | 0.28539
77179 | 6.16 | 0.8 | 365 | 5.612 | 0.29308 | 5 | 0.90509
77181 | 8.4 | 0.8 | 365 | 7.6527 | 0.39966 | 8 | 0.052396
77118 | 13.44 | 0.8 | 365 | 12.2444 | 0.63946 | 12 | 0.88383
77182 | 7.26 | 0.8 | 365 | 6.6142 | 0.30971 | 6 | 0.92386
77183 | 4.48 | 0.8 | 365 | 4.0815 | 0.21315 | 4 | 0.29461
77184 | 3.64 | 0.8 | 365 | 3.3162 | 0.67319 | 3 | 0.98937
77185 | 10.64 | 0.8 | 365 | 9.6935 | 0.50624 | 10 | 0.1997
77076 | 4.48 | 0.8 | 365 | 4.0815 | 0.21315 | 4 | 0.29461
77186 | 9.24 | 0.8 | 365 | 8.418 | 0.93963 | 9 | 0.35764
77188 | 11.22 | 0.8 | 365 | 10.2219 | 0.56955 | 10 | 0.79141
77189 | 9.24 | 0.8 | 365 | 8.418 | 0.93963 | 9 | 0.35764
77192 | 3.92 | 0.8 | 365 | 3.5713 | 0.18651 | 3 | 0.75778
77190 | 9.24 | 0.8 | 365 | 8.418 | 0.93963 | 9 | 0.35764
77191 | 10.89 | 0.8 | 365 | 9.9212 | 0.96456 | 10 | 0.88578
77193 | 6.6 | 0.8 | 365 | 6.0129 | 0.099732 | 6 | 0.1126
77194 | 8.25 | 0.8 | 365 | 7.5161 | 0.12467 | 7 | 0.64075
77011 | 2.925 | 0.8 | 365 | 2.6648 | 0.36238 | 3 | 0.027173
77195 | 9.405 | 0.8 | 365 | 8.5683 | 0.24212 | 8 | 0.81045
77196 | 3.92 | 0.8 | 365 | 3.5713 | 0.18651 | 3 | 0.75778
77197 | 5.415 | 0.8 | 365 | 4.9333 | 0.92728 | 5 | 0.86056
77198 | 10.64 | 0.8 | 365 | 9.6935 | 0.50624 | 10 | 0.1997
77199 | 9.57 | 0.8 | 365 | 8.7187 | 0.54461 | 9 | 0.26326
77200 | 6.555 | 0.8 | 365 | 5.9719 | 0.017234 | 5 | 0.9891
77119 | 4.8 | 0.8 | 365 | 4.373 | 0.79981 | 5 | 0.1728
77137 | 5.2 | 0.8 | 365 | 4.7374 | 0.53312 | 5 | 0.27053
77202 | 9.52 | 0.8 | 365 | 8.6731 | 0.45295 | 9 | 0.12605
77204 | 3.3 | 0.8 | 365 | 3.0064 | 0.049866 | 3 | 0.056298
77162 | 8.54 | 0.8 | 365 | 7.7803 | 0.65632 | 8 | 0.4366
77201 | 5.4 | 0.8 | 365 | 4.9196 | 0.89978 | 5 | 0.8194
77206 | 6.72 | 0.8 | 365 | 6.1222 | 0.31973 | 6 | 0.44192
77207 | 10.23 | 0.8 | 365 | 9.3199 | 0.75459 | 10 | 0.074525
77208 | 8.58 | 0.8 | 365 | 7.8167 | 0.72965 | 8 | 0.54638
77178 | 9.28 | 0.8 | 365 | 8.4545 | 0.012957 | 8 | 0.46741
77209 | 4.56 | 0.8 | 365 | 4.1543 | 0.35982 | 4 | 0.51416
77211 | 8.55 | 0.8 | 365 | 7.7894 | 0.67465 | 8 | 0.46405
77212 | 10.88 | 0.8 | 365 | 9.9121 | 0.94623 | 10 | 0.85834
77213 | 7.98 | 0.8 | 365 | 7.2701 | 0.62968 | 7 | 0.89978
77215 | 7.68 | 0.8 | 365 | 6.9968 | 0.079689 | 7 | 0.076476
77216 | 6.4 | 0.8 | 365 | 5.8307 | 0.73307 | 6 | 0.56373
77217 | 9.69 | 0.8 | 365 | 8.828 | 0.76461 | 9 | 0.59258
77218 | 5.7 | 0.8 | 365 | 5.1929 | 0.44977 | 5 | 0.6427
51478 | 629.13 | 0.8 | 365 | 573.1626 | 0.3795 | 573 | 0.54209
77020 | 9.6 | 0.8 | 365 | 8.746 | 0.59961 | 9 | 0.34559
77221 | 10.8 | 0.8 | 365 | 9.8392 | 0.79956 | 10 | 0.63879
77222 | 9.24 | 0.8 | 365 | 8.418 | 0.93963 | 9 | 0.35764
77223 | 8.67 | 0.8 | 365 | 7.8987 | 0.89465 | 8 | 0.79337
77225 | 5.36 | 0.8 | 365 | 4.8832 | 0.82645 | 5 | 0.70962
77226 | 10.385 | 0.8 | 365 | 9.4612 | 0.038746 | 9 | 0.4999
77229 | 6.4 | 0.8 | 365 | 5.8307 | 0.73307 | 6 | 0.56373
76677 | 10.725 | 0.8 | 365 | 9.7709 | 0.66207 | 10 | 0.43297
76734 | 6 | 0.8 | 365 | 5.4662 | 0.99976 | 6 | 0.466
77235 | 9 | 0.8 | 365 | 8.1994 | 0.49964 | 8 | 0.699
77051 | 7.125 | 0.8 | 365 | 6.4912 | 0.062211 | 6 | 0.55337
77238 | 7.44 | 0.8 | 365 | 6.7781 | 0.6397 | 7 | 0.41784
77239 | 6.03 | 0.8 | 365 | 5.4936 | 0.054756 | 5 | 0.54833
77240 | 11.16 | 0.8 | 365 | 10.1672 | 0.45955 | 10 | 0.62675
77243 | 9.45 | 0.8 | 365 | 8.6093 | 0.32462 | 8 | 0.93394
77245 | 5.04 | 0.8 | 365 | 4.5916 | 0.2398 | 4 | 0.83144
77247 | 2.52 | 0.8 | 365 | 2.2958 | 0.6199 | 2 | 0.91572
77248 | 7.2 | 0.8 | 365 | 6.5595 | 0.19971 | 6 | 0.7592
77250 | 4.4 | 1 | 365 | 5.0107 | 0.08311 | 5 | 0.09383
77251 | 7.5 | 0.8 | 365 | 6.8328 | 0.7497 | 7 | 0.5825
77252 | 6.49 | 0.8 | 365 | 5.9126 | 0.89807 | 6 | 0.81072
34985 | 607.2 | 0.9 | 365 | 622.3314 | 0.32231 | 622 | 0.65374
76749 | 10.695 | 0.8 | 365 | 9.7436 | 0.60707 | 10 | 0.35064
76918 | 4.8 | 0.8 | 365 | 4.373 | 0.79981 | 5 | 0.1728
76752 | 5.232 | 0.8 | 365 | 4.7666 | 0.59179 | 5 | 0.35835
76945 | 6.05 | 0.8 | 365 | 5.5118 | 0.091421 | 5 | 0.60321
76955 | 4.14 | 0.8 | 365 | 3.7717 | 0.58983 | 4 | 0.36154
31902 | 5892.48 | 1 | 365 | 6710.3562 | 0.30145 | 6710 | 0.65767
77014 | 24.735 | 1 | 365 | 28.1682 | 0.68312 | 28 | 0.85134
77018 | 6 | 0.8 | 365 | 5.4662 | 0.99976 | 6 | 0.466
77062 | 10.56 | 0.8 | 365 | 9.6206 | 0.35957 | 9 | 0.98015
77081 | 7.8 | 0.8 | 365 | 7.1061 | 0.29968 | 7 | 0.4058
77083 | 4.875 | 0.8 | 365 | 4.4413 | 0.9373 | 5 | 0.37862
77090 | 9 | 0.8 | 365 | 8.1994 | 0.49964 | 8 | 0.699
77095 | 6.867 | 0.8 | 365 | 6.2561 | 0.58922 | 6 | 0.84533
77097 | 6.63 | 0.8 | 365 | 6.0402 | 0.15473 | 6 | 0.19493
77100 | 15.66 | 0.8 | 365 | 14.2669 | 0.70937 | 14 | 0.97625
77135 | 8.91 | 0.8 | 365 | 8.1174 | 0.33464 | 8 | 0.45201
77164 | 5.7 | 0.8 | 365 | 5.1929 | 0.44977 | 5 | 0.6427
77001 | 9.3 | 0.8 | 365 | 8.4727 | 0.049623 | 8 | 0.5223
76989 | 4.875 | 0.8 | 365 | 4.4413 | 0.9373 | 5 | 0.37862
77237 | 10.05 | 0.8 | 365 | 9.156 | 0.42459 | 9 | 0.58054
35527 | 4805.91 | 0.8 | 365 | 4378.3762 | 0.6402 | 4379 | 0.016447
64770 | 522.24 | 0.7 | 365 | 416.3088 | 0.74148 | 417 | 0.050316
64981 | 43.47 | 0.7 | 365 | 34.6525 | 0.73158 | 35 | 0.38413
65012 | 92.214 | 0.9 | 365 | 94.512 | 0.18717 | 94 | 0.69914
73665 | 7.194 | 0.8 | 365 | 6.554 | 0.18871 | 6 | 0.74273
73675 | 8.96 | 0.8 | 365 | 8.1629 | 0.4263 | 8 | 0.58922
74988 | 11.48 | 0.8 | 365 | 10.4587 | 0.046201 | 10 | 0.50494
76390 | 24.2 | 0.8 | 365 | 22.0472 | 0.36569 | 22 | 0.41285
76781 | 3.78 | 0.8 | 365 | 3.4437 | 0.92985 | 4 | 0.37358
76794 | 7.68 | 0.8 | 365 | 6.9968 | 0.079689 | 7 | 0.076476
77253 | 12.395 | 0.8 | 365 | 11.2923 | 0.72366 | 12 | 0.016005
77254 | 4.86 | 0.8 | 365 | 4.4277 | 0.9098 | 5 | 0.33746
77255 | 7 | 0.8 | 365 | 6.3773 | 0.83305 | 7 | 0.21033
77256 | 9.9 | 0.8 | 365 | 9.0193 | 0.1496 | 9 | 0.16889
77257 | 5.88 | 0.8 | 365 | 5.3569 | 0.77976 | 6 | 0.13668
77258 | 10.08 | 0.8 | 365 | 9.1833 | 0.47959 | 9 | 0.66287
77259 | 6.93 | 0.8 | 365 | 6.3135 | 0.70472 | 7 | 0.018226
77260 | 6.93 | 0.8 | 365 | 6.3135 | 0.70472 | 7 | 0.018226
77263 | 5.04 | 0.8 | 365 | 4.5916 | 0.2398 | 4 | 0.83144
33929 | 3002.94 | 0.8 | 365 | 2735.7985 | 0.26828 | 2736 | 0.066738
76590 | 3 | 0.8 | 365 | 2.7331 | 0.49988 | 3 | 0.233
76461 | 5.525 | 0.8 | 365 | 5.0335 | 0.12894 | 5 | 0.16244
77267 | 7.56 | 0.8 | 365 | 6.8875 | 0.85969 | 7 | 0.74716
77268 | 4.2 | 0.8 | 365 | 3.8264 | 0.69983 | 4 | 0.5262
77269 | 3.92 | 0.8 | 365 | 3.5713 | 0.18651 | 3 | 0.75778
77270 | 4.275 | 0.8 | 365 | 3.8947 | 0.83733 | 4 | 0.73202
77272 | 4.578 | 0.8 | 365 | 4.1707 | 0.39281 | 4 | 0.56356
77273 | 11.22 | 0.8 | 365 | 10.2219 | 0.56955 | 10 | 0.79141
76835 | 6.08 | 0.8 | 365 | 5.5391 | 0.14642 | 5 | 0.68554
76909 | 6.8 | 0.8 | 365 | 6.1951 | 0.46639 | 6 | 0.66146
77277 | 13.2 | 0.8 | 365 | 12.0257 | 0.19946 | 12 | 0.22519
77278 | 7.035 | 0.8 | 365 | 6.4092 | 0.89721 | 7 | 0.30638
77282 | 7.41 | 0.8 | 365 | 6.7508 | 0.5847 | 7 | 0.33551
77287 | 6 | 0.8 | 365 | 5.4662 | 0.99976 | 6 | 0.466
77288 | 3.99 | 0.8 | 365 | 3.635 | 0.31484 | 3 | 0.94989
32927 | 912.87 | 0.8 | 365 | 831.6611 | 0.558 | 832 | 0.21908
77289 | 7.92 | 0.8 | 365 | 7.2154 | 0.51968 | 7 | 0.73512
77291 | 7.98 | 0.8 | 365 | 7.2701 | 0.62968 | 7 | 0.89978
77295 | 6.615 | 0.8 | 365 | 6.0265 | 0.12723 | 6 | 0.15376
77022 | 6.6 | 0.8 | 365 | 6.0129 | 0.099732 | 6 | 0.1126
77298 | 7.29 | 0.8 | 365 | 6.6415 | 0.3647 | 7 | 0.0061861
77300 | 8.395 | 0.8 | 365 | 7.6482 | 0.39049 | 8 | 0.038674
77138 | 13.545 | 0.8 | 365 | 12.34 | 0.83195 | 13 | 0.17199
77304 | 16.53 | 0.8 | 365 | 15.0595 | 0.30433 | 15 | 0.36382
29613 | 496.47 | 0.9 | 365 | 508.842 | 0.94674 | 509 | 0.78877
77316 | 5.67 | 0.8 | 365 | 5.1656 | 0.39477 | 5 | 0.56037
77317 | 7.975 | 0.8 | 365 | 7.2655 | 0.62051 | 7 | 0.88605
77318 | 10.8 | 0.8 | 365 | 9.8392 | 0.79956 | 10 | 0.63879
77319 | 7.29 | 0.8 | 365 | 6.6415 | 0.3647 | 7 | 0.0061861
77320 | 12 | 0.8 | 365 | 10.9325 | 0.99951 | 11 | 0.93199
77324 | 3.78 | 0.8 | 365 | 3.4437 | 0.92985 | 4 | 0.37358
77325 | 5.76 | 0.8 | 365 | 5.2476 | 0.55977 | 5 | 0.80736
77322 | 10.88 | 0.8 | 365 | 9.9121 | 0.94623 | 10 | 0.85834
77327 | 13.34 | 0.8 | 365 | 12.1533 | 0.45613 | 12 | 0.6094
77328 | 5.7 | 0.8 | 365 | 5.1929 | 0.44977 | 5 | 0.6427
77330 | 7.2 | 0.8 | 365 | 6.5595 | 0.19971 | 6 | 0.7592
77333 | 12.87 | 0.8 | 365 | 11.7251 | 0.59448 | 12 | 0.31956
77335 | 7.92 | 0.8 | 365 | 7.2154 | 0.51968 | 7 | 0.73512
77332 | 14.74 | 0.8 | 365 | 13.4287 | 0.022736 | 13 | 0.45147
76840 | 7.68 | 0.8 | 365 | 6.9968 | 0.079689 | 7 | 0.076476
77337 | 4.56 | 0.8 | 365 | 4.1543 | 0.35982 | 4 | 0.51416
77339 | 6.6 | 0.8 | 365 | 6.0129 | 0.099732 | 6 | 0.1126
77341 | 5.4 | 0.8 | 365 | 4.9196 | 0.89978 | 5 | 0.8194
77340 | 8.04 | 0.8 | 365 | 7.3248 | 0.73967 | 8 | 0.064436
77342 | 9.405 | 0.8 | 365 | 8.5683 | 0.24212 | 8 | 0.81045
77343 | 7.98 | 0.8 | 365 | 7.2701 | 0.62968 | 7 | 0.89978
77091 | 11.4 | 0.8 | 365 | 10.3859 | 0.89954 | 11 | 0.28539
75893 | 5.31 | 0.8 | 365 | 4.8376 | 0.73478 | 5 | 0.57241
77355 | 7.375 | 0.8 | 365 | 6.7189 | 0.52053 | 7 | 0.23945
77356 | 8.64 | 0.8 | 365 | 7.8714 | 0.83965 | 8 | 0.71104
76233 | 9.425 | 0.8 | 365 | 8.5866 | 0.27878 | 8 | 0.86534
77274 | 5.6 | 0.8 | 365 | 5.1018 | 0.26644 | 5 | 0.36826
77128 | 3.575 | 0.8 | 365 | 3.257 | 0.55402 | 3 | 0.81099
77281 | 9.38 | 0.8 | 365 | 8.5456 | 0.19629 | 8 | 0.74184
77284 | 6.84 | 0.8 | 365 | 6.2315 | 0.53972 | 6 | 0.77124
77134 | 3 | 0.8 | 365 | 2.7331 | 0.49988 | 3 | 0.233
77313 | 8.1 | 0.8 | 365 | 7.3794 | 0.84967 | 8 | 0.2291
77323 | 8.71 | 0.8 | 365 | 7.9352 | 0.96798 | 8 | 0.90314
77348 | 11.34 | 0.8 | 365 | 10.3312 | 0.78954 | 11 | 0.12073
77359 | 7.5 | 0.8 | 365 | 6.8328 | 0.7497 | 7 | 0.5825
77109 | 13.11 | 0.8 | 365 | 11.9437 | 0.034469 | 11 | 0.9782
50690 | 648.415 | 0.9 | 365 | 664.5735 | 0.32637 | 664 | 0.89987
65114 | 66.708 | 0.9 | 365 | 68.3704 | 0.58221 | 68 | 0.95257
76931 | 7.875 | 0.8 | 365 | 7.1744 | 0.43718 | 7 | 0.61162
64323 | 85.8 | 0.9 | 365 | 87.9381 | 0.95859 | 88 | 0.89672
76419 | 10.72 | 0.8 | 365 | 9.7663 | 0.6529 | 10 | 0.41925
65242 | 20.35 | 0.8 | 365 | 18.5397 | 0.30751 | 18 | 0.84717
77436 | 10.72 | 0.8 | 365 | 9.7663 | 0.6529 | 10 | 0.41925
77433 | 3.465 | 0.8 | 365 | 3.1568 | 0.35236 | 3 | 0.50911
77402 | 7.84 | 0.8 | 365 | 7.1426 | 0.37302 | 7 | 0.51557
77429 | 6.72 | 0.8 | 365 | 6.1222 | 0.31973 | 6 | 0.44192
77427 | 9.9 | 0.8 | 365 | 9.0193 | 0.1496 | 9 | 0.16889
76205 | 5.4 | 0.8 | 365 | 4.9196 | 0.89978 | 5 | 0.8194
77366 | 7.8 | 0.8 | 365 | 7.1061 | 0.29968 | 7 | 0.4058
77099 | 7.84 | 0.8 | 365 | 7.1426 | 0.37302 | 7 | 0.51557
76095 | 6.48 | 0.8 | 365 | 5.9035 | 0.87974 | 6 | 0.78328
75714 | 5.7 | 0.8 | 365 | 5.1929 | 0.44977 | 5 | 0.6427
75709 | 5.13 | 0.8 | 365 | 4.6736 | 0.40479 | 5 | 0.078427
75446 | 9.135 | 0.8 | 365 | 8.3224 | 0.74713 | 9 | 0.06948
75093 | 6.48 | 0.8 | 365 | 5.9035 | 0.87974 | 6 | 0.78328
77413 | 2.24 | 0.8 | 365 | 2.0407 | 0.10658 | 2 | 0.14731
77369 | 7.92 | 0.8 | 365 | 7.2154 | 0.51968 | 7 | 0.73512
77368 | 5.04 | 0.8 | 365 | 4.5916 | 0.2398 | 4 | 0.83144
77367 | 7.8 | 0.8 | 365 | 7.1061 | 0.29968 | 7 | 0.4058
77365 | 9.24 | 0.8 | 365 | 8.418 | 0.93963 | 9 | 0.35764
77364 | 11.76 | 0.8 | 365 | 10.7138 | 0.55952 | 11 | 0.27335
77350 | 108.205 | 0.6 | 365 | 73.9343 | 0.77859 | 74 | 0.7129
34731 | 114.4 | 1 | 365 | 130.2787 | 0.16087 | 130 | 0.43959
77360 | 10.56 | 0.8 | 365 | 9.6206 | 0.35957 | 9 | 0.98015
77362 | 6.72 | 0.8 | 365 | 6.1222 | 0.31973 | 6 | 0.44192
51479 | 857.6 | 1 | 365 | 976.6349 | 0.28988 | 976 | 0.92476
76261 | 12 | 0.8 | 365 | 10.9325 | 0.99951 | 11 | 0.93199
77376 | 7.37 | 0.8 | 365 | 6.7144 | 0.51137 | 7 | 0.22573
77377 | 6.4 | 0.8 | 365 | 5.8307 | 0.73307 | 6 | 0.56373
77379 | 11.84 | 0.8 | 365 | 10.7867 | 0.70619 | 11 | 0.4929
77380 | 6.1 | 0.8 | 365 | 5.5573 | 0.18309 | 5 | 0.74043
77382 | 5.94 | 0.8 | 365 | 5.4116 | 0.88976 | 6 | 0.30134
77384 | 8.64 | 0.8 | 365 | 7.8714 | 0.83965 | 8 | 0.71104
77385 | 9.24 | 0.8 | 365 | 8.418 | 0.93963 | 9 | 0.35764
77386 | 5.9 | 0.8 | 365 | 5.3751 | 0.81643 | 6 | 0.19156
77381 | 8.775 | 0.8 | 365 | 7.9944 | 0.087144 | 8 | 0.08152
77387 | 6.3 | 0.8 | 365 | 5.7396 | 0.54974 | 6 | 0.2893
77388 | 12.21 | 0.8 | 365 | 11.1238 | 0.38451 | 11 | 0.5083
77363 | 12.95 | 0.8 | 365 | 11.798 | 0.74114 | 12 | 0.53911
77390 | 13.4 | 0.8 | 365 | 12.2079 | 0.56612 | 12 | 0.77406
77392 | 8.7 | 0.8 | 365 | 7.926 | 0.94965 | 8 | 0.8757
77393 | 9.045 | 0.8 | 365 | 8.2404 | 0.58213 | 8 | 0.82249
77395 | 7.035 | 0.8 | 365 | 6.4092 | 0.89721 | 7 | 0.30638
77396 | 3.84 | 0.8 | 365 | 3.4984 | 0.039844 | 3 | 0.53824
77399 | 8.835 | 0.8 | 365 | 8.049 | 0.19714 | 8 | 0.24618
77397 | 8.12 | 0.8 | 365 | 7.3976 | 0.88634 | 8 | 0.28398
77400 | 5.475 | 0.8 | 365 | 4.9879 | 0.037278 | 5 | 0.025222
77403 | 8.04 | 0.8 | 365 | 7.3248 | 0.73967 | 8 | 0.064436
77303 | 17.92 | 0.8 | 365 | 16.3258 | 0.85261 | 17 | 0.17844
77404 | 10.95 | 0.8 | 365 | 9.9759 | 0.074556 | 10 | 0.050444
77408 | 5.28 | 0.8 | 365 | 4.8103 | 0.67979 | 5 | 0.49008
77410 | 7.125 | 0.8 | 365 | 6.4912 | 0.062211 | 6 | 0.55337
77411 | 9.045 | 0.8 | 365 | 8.2404 | 0.58213 | 8 | 0.82249
77412 | 7.84 | 0.8 | 365 | 7.1426 | 0.37302 | 7 | 0.51557
77414 | 4.29 | 0.8 | 365 | 3.9084 | 0.86483 | 4 | 0.77319
75252 | 3.36 | 0.8 | 365 | 3.0611 | 0.15986 | 3 | 0.22096
77418 | 7.68 | 0.8 | 365 | 6.9968 | 0.079689 | 7 | 0.076476
77420 | 10.64 | 0.8 | 365 | 9.6935 | 0.50624 | 10 | 0.1997
77422 | 7.92 | 0.8 | 365 | 7.2154 | 0.51968 | 7 | 0.73512
77434 | 9.38 | 0.8 | 365 | 8.5456 | 0.19629 | 8 | 0.74184
77460 | 5.4 | 0.8 | 365 | 4.9196 | 0.89978 | 5 | 0.8194
77464 | 11.7 | 0.8 | 365 | 10.6592 | 0.44953 | 11 | 0.10869
77301 | 3.42 | 0.8 | 365 | 3.1158 | 0.26986 | 3 | 0.38562
77428 | 2.8 | 0.8 | 365 | 2.5509 | 0.13322 | 2 | 0.68413
77471 | 4.56 | 0.8 | 365 | 4.1543 | 0.35982 | 4 | 0.51416
77479 | 3.72 | 0.8 | 365 | 3.3891 | 0.81985 | 4 | 0.20892
77483 | 5.31 | 0.8 | 365 | 4.8376 | 0.73478 | 5 | 0.57241
77484 | 9.69 | 0.8 | 365 | 8.828 | 0.76461 | 9 | 0.59258
36798 | 171.2 | 0.7 | 365 | 136.4738 | 0.62726 | 137 | 0.10105
77490 | 8.04 | 0.8 | 365 | 7.3248 | 0.73967 | 8 | 0.064436
77491 | 7.5 | 0.8 | 365 | 6.8328 | 0.7497 | 7 | 0.5825
77493 | 13.065 | 0.8 | 365 | 11.9027 | 0.95197 | 12 | 0.85471
77474 | 14 | 0.8 | 365 | 12.7546 | 0.6661 | 13 | 0.42066
77496 | 5.51 | 0.8 | 365 | 5.0198 | 0.10144 | 5 | 0.12127
77499 | 9.9 | 0.8 | 365 | 9.0193 | 0.1496 | 9 | 0.16889
77500 | 8.28 | 0.8 | 365 | 7.5434 | 0.17966 | 7 | 0.72308
77398 | 7.84 | 0.8 | 365 | 7.1426 | 0.37302 | 7 | 0.51557
77508 | 3.08 | 0.8 | 365 | 2.806 | 0.64654 | 3 | 0.45255
77455 | 3.9 | 0.8 | 365 | 3.5531 | 0.14984 | 3 | 0.7029
77513 | 10.14 | 0.8 | 365 | 9.2379 | 0.58959 | 9 | 0.82753
77352 | 6.3 | 0.8 | 365 | 5.7396 | 0.54974 | 6 | 0.2893
77515 | 6.175 | 0.8 | 365 | 5.6257 | 0.32058 | 5 | 0.94626
77519 | 10.56 | 0.8 | 365 | 9.6206 | 0.35957 | 9 | 0.98015
77520 | 8.91 | 0.8 | 365 | 8.1174 | 0.33464 | 8 | 0.45201
77521 | 8.58 | 0.8 | 365 | 7.8167 | 0.72965 | 8 | 0.54638
77535 | 6.5 | 0.8 | 365 | 5.9218 | 0.9164 | 6 | 0.83816
77538 | 13.8 | 0.8 | 365 | 12.5724 | 0.29944 | 12 | 0.87179
77540 | 10.56 | 0.8 | 365 | 9.6206 | 0.35957 | 9 | 0.98015
77542 | 6.9 | 0.8 | 365 | 6.2862 | 0.64972 | 6 | 0.9359
47830 | 1272.96 | 0.7 | 365 | 1014.7528 | 0.99485 | 1015 | 0.74765
77543 | 8.58 | 0.8 | 365 | 7.8167 | 0.72965 | 8 | 0.54638
76759 | 14.388 | 0.8 | 365 | 13.108 | 0.37742 | 13 | 0.48546
77279 | 2.4 | 0.8 | 365 | 2.1865 | 0.3999 | 2 | 0.5864
77546 | 12 | 0.8 | 365 | 10.9325 | 0.99951 | 11 | 0.93199
77549 | 7.8 | 0.8 | 365 | 7.1061 | 0.29968 | 7 | 0.4058
77550 | 7.08 | 0.8 | 365 | 6.4502 | 0.97971 | 7 | 0.42988
77292 | 6.365 | 0.8 | 365 | 5.7988 | 0.66891 | 6 | 0.46768
77315 | 6.4 | 0.8 | 365 | 5.8307 | 0.73307 | 6 | 0.56373
77557 | 6.3 | 0.8 | 365 | 5.7396 | 0.54974 | 6 | 0.2893
77559 | 7.13 | 0.8 | 365 | 6.4957 | 0.071378 | 6 | 0.56709
77561 | 18.15 | 0.8 | 365 | 16.5354 | 0.27426 | 16 | 0.80964
77562 | 8.28 | 0.8 | 365 | 7.5434 | 0.17966 | 7 | 0.72308
77563 | 5.12 | 0.8 | 365 | 4.6645 | 0.38646 | 5 | 0.050984
77564 | 5.6 | 0.8 | 365 | 5.1018 | 0.26644 | 5 | 0.36826
77565 | 8.32 | 0.8 | 365 | 7.5799 | 0.253 | 7 | 0.83285
77568 | 3.96 | 0.8 | 365 | 3.6077 | 0.25984 | 3 | 0.86756
77344 | 4.56 | 0.8 | 365 | 4.1543 | 0.35982 | 4 | 0.51416
77571 | 5.12 | 0.8 | 365 | 4.6645 | 0.38646 | 5 | 0.050984
77572 | 5.12 | 0.8 | 365 | 4.6645 | 0.38646 | 5 | 0.050984
77573 | 5.695 | 0.8 | 365 | 5.1884 | 0.4406 | 5 | 0.62898
77574 | 7.92 | 0.8 | 365 | 7.2154 | 0.51968 | 7 | 0.73512
77575 | 13.44 | 0.8 | 365 | 12.2444 | 0.63946 | 12 | 0.88383
77576 | 6.7 | 0.8 | 365 | 6.104 | 0.28306 | 6 | 0.38703
77015 | 6.6 | 0.8 | 365 | 6.0129 | 0.099732 | 6 | 0.1126
77577 | 4.62 | 0.8 | 365 | 4.209 | 0.46981 | 4 | 0.67882
77578 | 3.96 | 0.8 | 365 | 3.6077 | 0.25984 | 3 | 0.86756
77579 | 13.44 | 0.8 | 365 | 12.2444 | 0.63946 | 12 | 0.88383
77580 | 5.44 | 0.8 | 365 | 4.9561 | 0.97311 | 5 | 0.92917
77581 | 12.8 | 0.8 | 365 | 11.6613 | 0.46615 | 12 | 0.12746
77582 | 4.64 | 0.8 | 365 | 4.2272 | 0.50648 | 4 | 0.7337
77585 | 7.14 | 1 | 365 | 8.131 | 0.36214 | 8 | 0.49317
77584 | 8.96 | 0.8 | 365 | 8.1629 | 0.4263 | 8 | 0.58922
77587 | 3.99 | 0.8 | 365 | 3.635 | 0.31484 | 3 | 0.94989
77589 | 6.03 | 0.8 | 365 | 5.4936 | 0.054756 | 5 | 0.54833
77590 | 5.12 | 0.8 | 365 | 4.6645 | 0.38646 | 5 | 0.050984
77591 | 13.2 | 0.8 | 365 | 12.0257 | 0.19946 | 12 | 0.22519
77592 | 9.6 | 0.8 | 365 | 8.746 | 0.59961 | 9 | 0.34559
77593 | 15.18 | 0.8 | 365 | 13.8296 | 0.82938 | 14 | 0.65897
77595 | 7.84 | 0.8 | 365 | 7.1426 | 0.37302 | 7 | 0.51557
77596 | 24.79 | 0.8 | 365 | 22.5847 | 0.44733 | 23 | 0.03201
77601 | 9.405 | 0.8 | 365 | 8.5683 | 0.24212 | 8 | 0.81045
77604 | 6.72 | 0.8 | 365 | 6.1222 | 0.31973 | 6 | 0.44192
77608 | 5.22 | 0.8 | 365 | 4.7556 | 0.56979 | 5 | 0.32542
77539 | 15.39 | 0.8 | 365 | 14.0209 | 0.21438 | 14 | 0.23528
77610 | 3.19 | 0.8 | 365 | 2.9062 | 0.8482 | 3 | 0.75442
77612 | 8.99 | 0.8 | 365 | 8.1902 | 0.4813 | 8 | 0.67155
77505 | 14.3 | 0.8 | 365 | 13.0279 | 0.21609 | 13 | 0.24396
77616 | 7.04 | 0.8 | 365 | 6.4137 | 0.90638 | 7 | 0.3201
77618 | 6.6 | 0.8 | 365 | 6.0129 | 0.099732 | 6 | 0.1126
77623 | 12.15 | 0.8 | 365 | 11.0691 | 0.27451 | 11 | 0.34364
77625 | 17.28 | 0.8 | 365 | 15.7428 | 0.6793 | 16 | 0.42207
77554 | 15.95 | 0.8 | 365 | 14.5311 | 0.24102 | 14 | 0.77211
77594 | 6.93 | 0.8 | 365 | 6.3135 | 0.70472 | 7 | 0.018226
77631 | 8.99 | 0.8 | 365 | 8.1902 | 0.4813 | 8 | 0.67155
77635 | 7.15 | 0.8 | 365 | 6.5139 | 0.10804 | 6 | 0.62198
77640 | 5.1 | 0.8 | 365 | 4.6463 | 0.34979 | 4 | 0.9961
77621 | 12 | 0.8 | 365 | 10.9325 | 0.99951 | 11 | 0.93199
33095 | 1297.44 | 1 | 365 | 1477.5247 | 0.23426 | 1477 | 0.75894
33242 | 1360.8 | 1 | 365 | 1549.679 | 0.43105 | 1550 | 0.11009
33244 | 1423.08 | 1 | 365 | 1620.6035 | 0.1529 | 1620 | 0.7564
77643 | 4.5 | 0.8 | 365 | 4.0997 | 0.24982 | 4 | 0.3495
77646 | 5.94 | 0.8 | 365 | 5.4116 | 0.88976 | 6 | 0.30134
77647 | 3 | 0.8 | 365 | 2.7331 | 0.49988 | 3 | 0.233
77650 | 5.94 | 0.8 | 365 | 5.4116 | 0.88976 | 6 | 0.30134
77651 | 10.385 | 0.8 | 365 | 9.4612 | 0.038746 | 9 | 0.4999
77655 | 15.18 | 0.8 | 365 | 13.8296 | 0.82938 | 14 | 0.65897
77659 | 6.3 | 0.8 | 365 | 5.7396 | 0.54974 | 6 | 0.2893
77661 | 7.2 | 0.8 | 365 | 6.5595 | 0.19971 | 6 | 0.7592
77658 | 3.975 | 0.8 | 365 | 3.6214 | 0.28734 | 3 | 0.90872
77662 | 3.3 | 0.8 | 365 | 3.0064 | 0.049866 | 3 | 0.056298
77664 | 5.94 | 0.8 | 365 | 5.4116 | 0.88976 | 6 | 0.30134
77665 | 5.36 | 0.8 | 365 | 4.8832 | 0.82645 | 5 | 0.70962
77667 | 9.45 | 0.8 | 365 | 8.6093 | 0.32462 | 8 | 0.93394
77669 | 10.56 | 0.8 | 365 | 9.6206 | 0.35957 | 9 | 0.98015
77673 | 4.8 | 0.8 | 365 | 4.373 | 0.79981 | 5 | 0.1728
77675 | 8.96 | 0.8 | 365 | 8.1629 | 0.4263 | 8 | 0.58922
77676 | 13.12 | 0.8 | 365 | 11.9528 | 0.052802 | 12 | 0.0056463
77677 | 11.1 | 0.8 | 365 | 10.1125 | 0.34955 | 10 | 0.46209
77678 | 5.94 | 0.8 | 365 | 5.4116 | 0.88976 | 6 | 0.30134
77679 | 8 | 0.8 | 365 | 7.2883 | 0.66634 | 7 | 0.95466
77681 | 6.6 | 0.8 | 365 | 6.0129 | 0.099732 | 6 | 0.1126
77683 | 7.37 | 0.8 | 365 | 6.7144 | 0.51137 | 7 | 0.22573
77285 | 6.7 | 0.8 | 365 | 6.104 | 0.28306 | 6 | 0.38703
77687 | 7.92 | 0.8 | 365 | 7.2154 | 0.51968 | 7 | 0.73512
77688 | 9.57 | 0.8 | 365 | 8.7187 | 0.54461 | 9 | 0.26326
77689 | 6.6 | 0.8 | 365 | 6.0129 | 0.099732 | 6 | 0.1126
77691 | 4.5 | 0.8 | 365 | 4.0997 | 0.24982 | 4 | 0.3495
77702 | 4.62 | 0.8 | 365 | 4.209 | 0.46981 | 4 | 0.67882
77704 | 11.76 | 0.8 | 365 | 10.7138 | 0.55952 | 11 | 0.27335
77697 | 4.2 | 0.8 | 365 | 3.8264 | 0.69983 | 4 | 0.5262
77705 | 7.26 | 0.8 | 365 | 6.6142 | 0.30971 | 6 | 0.92386
77701 | 5.32 | 0.8 | 365 | 4.8467 | 0.75312 | 5 | 0.59985
77706 | 5.2 | 0.8 | 365 | 4.7374 | 0.53312 | 5 | 0.27053
34831 | 319.68 | 1 | 365 | 364.0516 | 0.5838 | 364 | 0.63539
77707 | 12.025 | 0.8 | 365 | 10.9553 | 0.045346 | 11 | 0.00060192
75039 | 2.24 | 0.8 | 365 | 2.0407 | 0.10658 | 2 | 0.14731
77416 | 6.72 | 0.8 | 365 | 6.1222 | 0.31973 | 6 | 0.44192
77264 | 10.545 | 0.8 | 365 | 9.6069 | 0.33207 | 9 | 0.93899
77266 | 9.9 | 0.8 | 365 | 9.0193 | 0.1496 | 9 | 0.16889
77522 | 7.56 | 0.8 | 365 | 6.8875 | 0.85969 | 7 | 0.74716
77711 | 3.05 | 0.8 | 365 | 2.7787 | 0.59154 | 3 | 0.37022
77712 | 3 | 0.8 | 365 | 2.7331 | 0.49988 | 3 | 0.233
77713 | 8.26 | 0.8 | 365 | 7.5252 | 0.143 | 7 | 0.66819
51477 | 1335.6 | 1 | 365 | 1520.9813 | 0.68233 | 1521 | 0.66361
77680 | 11.2 | 0.8 | 365 | 10.2036 | 0.53288 | 10 | 0.73653
51499 | 1411.2 | 1 | 365 | 1607.0746 | 0.9285 | 1608 | 0.0030592
77714 | 10.325 | 0.8 | 365 | 9.4065 | 0.92875 | 10 | 0.33524
77715 | 4.95 | 0.8 | 365 | 4.5096 | 0.074799 | 4 | 0.58445
77716 | 7.04 | 0.8 | 365 | 6.4137 | 0.90638 | 7 | 0.3201
77717 | 8.04 | 0.8 | 365 | 7.3248 | 0.73967 | 8 | 0.064436
77321 | 14.85 | 0.8 | 365 | 13.5289 | 0.2244 | 13 | 0.75334
77718 | 10.05 | 0.8 | 365 | 9.156 | 0.42459 | 9 | 0.58054
77719 | 10.89 | 0.8 | 365 | 9.9212 | 0.96456 | 10 | 0.88578
77721 | 5.12 | 0.8 | 365 | 4.6645 | 0.38646 | 5 | 0.050984
77723 | 6.93 | 0.8 | 365 | 6.3135 | 0.70472 | 7 | 0.018226
77725 | 12.87 | 0.8 | 365 | 11.7251 | 0.59448 | 12 | 0.31956
77726 | 5.12 | 0.8 | 365 | 4.6645 | 0.38646 | 5 | 0.050984
77722 | 3.36 | 0.8 | 365 | 3.0611 | 0.15986 | 3 | 0.22096
76532 | 11.7 | 0.8 | 365 | 10.6592 | 0.44953 | 11 | 0.10869
77738 | 7.8 | 0.8 | 365 | 7.1061 | 0.29968 | 7 | 0.4058
77740 | 8.58 | 0.8 | 365 | 7.8167 | 0.72965 | 8 | 0.54638
77741 | 24.96 | 0.8 | 365 | 22.7396 | 0.75899 | 23 | 0.49855
77742 | 5.22 | 0.8 | 365 | 4.7556 | 0.56979 | 5 | 0.32542
77743 | 8.375 | 0.8 | 365 | 7.63 | 0.35383 | 7 | 0.98379
77744 | 12.16 | 0.8 | 365 | 11.0782 | 0.29284 | 11 | 0.37109
77745 | 6.4 | 0.8 | 365 | 5.8307 | 0.73307 | 6 | 0.56373
77746 | 11.84 | 0.8 | 365 | 10.7867 | 0.70619 | 11 | 0.4929
77747 | 7.705 | 0.8 | 365 | 7.0196 | 0.12552 | 7 | 0.14508
77748 | 12.255 | 0.8 | 365 | 11.1648 | 0.467 | 11 | 0.6318
77749 | 7.37 | 0.8 | 365 | 6.7144 | 0.51137 | 7 | 0.22573
77751 | 8.85 | 0.8 | 365 | 8.0627 | 0.22464 | 8 | 0.28735
77752 | 3.1 | 0.8 | 365 | 2.8242 | 0.68321 | 3 | 0.50743
77753 | 8.58 | 0.8 | 365 | 7.8167 | 0.72965 | 8 | 0.54638
77754 | 5.6 | 0.8 | 365 | 5.1018 | 0.26644 | 5 | 0.36826
77755 | 9.28 | 0.8 | 365 | 8.4545 | 0.012957 | 8 | 0.46741
77757 | 6.93 | 0.8 | 365 | 6.3135 | 0.70472 | 7 | 0.018226
77760 | 9.76 | 0.8 | 365 | 8.8918 | 0.89294 | 9 | 0.78469
77763 | 9.6 | 0.8 | 365 | 8.746 | 0.59961 | 9 | 0.34559
77764 | 6.4 | 0.8 | 365 | 5.8307 | 0.73307 | 6 | 0.56373
77767 | 5.9 | 0.8 | 365 | 5.3751 | 0.81643 | 6 | 0.19156
77766 | 7.475 | 0.8 | 365 | 6.81 | 0.70386 | 7 | 0.51389
77770 | 4.8 | 0.8 | 365 | 4.373 | 0.79981 | 5 | 0.1728
77771 | 9.9 | 0.8 | 365 | 9.0193 | 0.1496 | 9 | 0.16889
77772 | 11.55 | 0.8 | 365 | 10.5225 | 0.17453 | 10 | 0.69704
77774 | 10.385 | 0.8 | 365 | 9.4612 | 0.038746 | 9 | 0.4999
77776 | 7.705 | 0.8 | 365 | 7.0196 | 0.12552 | 7 | 0.14508
77778 | 13 | 0.8 | 365 | 11.8435 | 0.83281 | 12 | 0.67633
77756 | 2.24 | 0.8 | 365 | 2.0407 | 0.10658 | 2 | 0.14731
77780 | 7.04 | 0.8 | 365 | 6.4137 | 0.90638 | 7 | 0.3201
77765 | 10.73 | 0.8 | 365 | 9.7755 | 0.67123 | 10 | 0.44669
77788 | 7.41 | 0.8 | 365 | 6.7508 | 0.5847 | 7 | 0.33551
77791 | 8.76 | 0.8 | 365 | 7.9807 | 0.059645 | 8 | 0.040355
77792 | 5.11 | 0.8 | 365 | 4.6554 | 0.36813 | 5 | 0.023541
77793 | 10.23 | 0.8 | 365 | 9.3199 | 0.75459 | 10 | 0.074525
77794 | 2.86 | 0.8 | 365 | 2.6056 | 0.24322 | 2 | 0.84879
77796 | 5.98 | 0.8 | 365 | 5.448 | 0.96309 | 6 | 0.41111
77797 | 10.545 | 0.8 | 365 | 9.6069 | 0.33207 | 9 | 0.93899
77798 | 4.68 | 0.8 | 365 | 4.2637 | 0.57981 | 4 | 0.84348
77799 | 5.985 | 0.8 | 365 | 5.4526 | 0.97226 | 6 | 0.42483
77800 | 11.34 | 0.8 | 365 | 10.3312 | 0.78954 | 11 | 0.12073
77801 | 5.13 | 0.8 | 365 | 4.6736 | 0.40479 | 5 | 0.078427
77795 | 10.26 | 0.8 | 365 | 9.3473 | 0.80958 | 10 | 0.15685
77804 | 16.2 | 0.8 | 365 | 14.7588 | 0.69934 | 15 | 0.45819
77802 | 8.96 | 0.8 | 365 | 8.1629 | 0.4263 | 8 | 0.58922
34718 | 148.72 | 1 | 365 | 169.3623 | 0.80913 | 170 | 0.17147
77805 | 5.355 | 0.8 | 365 | 4.8786 | 0.81728 | 5 | 0.6959
77806 | 5.985 | 0.8 | 365 | 5.4526 | 0.97226 | 6 | 0.42483
77807 | 4.27 | 0.8 | 365 | 3.8901 | 0.82816 | 4 | 0.7183
77808 | 31.62 | 0.6 | 365 | 21.6053 | 0.47654 | 22 | 0.081852
77709 | 2.805 | 0.8 | 365 | 2.5555 | 0.14239 | 2 | 0.69785
77606 | 3.25 | 0.8 | 365 | 2.9609 | 0.9582 | 3 | 0.91908
77628 | 3.12 | 0.8 | 365 | 2.8424 | 0.71987 | 3 | 0.56232
77630 | 3.6 | 0.8 | 365 | 3.2797 | 0.59985 | 3 | 0.8796
77588 | 7.84 | 0.8 | 365 | 7.1426 | 0.37302 | 7 | 0.51557
77820 | 6.72 | 0.8 | 365 | 6.1222 | 0.31973 | 6 | 0.44192
77817 | 6.09 | 0.8 | 365 | 5.5482 | 0.16475 | 5 | 0.71299
77823 | 8.82 | 0.8 | 365 | 8.0354 | 0.16964 | 8 | 0.20502
77822 | 11.76 | 0.8 | 365 | 10.7138 | 0.55952 | 11 | 0.27335
77824 | 6.96 | 0.8 | 365 | 6.3408 | 0.75972 | 7 | 0.10056
77825 | 5.94 | 0.8 | 365 | 5.4116 | 0.88976 | 6 | 0.30134
77826 | 6.4 | 0.8 | 365 | 5.8307 | 0.73307 | 6 | 0.56373
77829 | 6.9 | 0.8 | 365 | 6.2862 | 0.64972 | 6 | 0.9359
77828 | 3.6 | 0.8 | 365 | 3.2797 | 0.59985 | 3 | 0.8796
77833 | 3.38 | 0.8 | 365 | 3.0793 | 0.19653 | 3 | 0.27584
77834 | 2.1 | 0.8 | 365 | 1.9132 | 0.84991 | 2 | 0.7631
77836 | 11.7 | 0.8 | 365 | 10.6592 | 0.44953 | 11 | 0.10869
77837 | 10.5 | 0.8 | 365 | 9.5659 | 0.24957 | 9 | 0.81549
77838 | 9.45 | 0.8 | 365 | 8.6093 | 0.32462 | 8 | 0.93394
77839 | 12.2 | 0.8 | 365 | 11.1147 | 0.36617 | 11 | 0.48086
77840 | 3.135 | 0.8 | 365 | 2.8561 | 0.74737 | 3 | 0.60348
77841 | 11.055 | 0.8 | 365 | 10.0715 | 0.26705 | 10 | 0.3386
77843 | 12.06 | 0.8 | 365 | 10.9871 | 0.10951 | 11 | 0.096654
77220 | 5.88 | 0.8 | 365 | 5.3569 | 0.77976 | 6 | 0.13668
77856 | 9 | 0.8 | 365 | 8.1994 | 0.49964 | 8 | 0.699
77361 | 7.56 | 0.8 | 365 | 6.8875 | 0.85969 | 7 | 0.74716
77858 | 6.6 | 0.8 | 365 | 6.0129 | 0.099732 | 6 | 0.1126
77859 | 3.975 | 0.8 | 365 | 3.6214 | 0.28734 | 3 | 0.90872
77860 | 8.55 | 0.8 | 365 | 7.7894 | 0.67465 | 8 | 0.46405
77861 | 8.265 | 0.8 | 365 | 7.5297 | 0.15216 | 7 | 0.68191
77862 | 5.7 | 0.8 | 365 | 5.1929 | 0.44977 | 5 | 0.6427
77863 | 4.56 | 0.8 | 365 | 4.1543 | 0.35982 | 4 | 0.51416
77864 | 10.26 | 0.8 | 365 | 9.3473 | 0.80958 | 10 | 0.15685
77865 | 3.77 | 0.8 | 365 | 3.4346 | 0.91151 | 4 | 0.34613
77866 | 2.34 | 0.8 | 365 | 2.1318 | 0.28991 | 2 | 0.42174
77867 | 3.705 | 0.8 | 365 | 3.3754 | 0.79235 | 4 | 0.16775
77869 | 3.42 | 0.8 | 365 | 3.1158 | 0.26986 | 3 | 0.38562
77870 | 4.845 | 0.8 | 365 | 4.414 | 0.8823 | 5 | 0.29629
77871 | 9.69 | 0.8 | 365 | 8.828 | 0.76461 | 9 | 0.59258
77785 | 3.06 | 1 | 365 | 3.4847 | 0.012345 | 3 | 0.49707
77872 | 6 | 0.8 | 365 | 5.4662 | 0.99976 | 6 | 0.466
51500 | 1335.6 | 1 | 365 | 1520.9813 | 0.68233 | 1521 | 0.66361
77750 | 11.05 | 0.8 | 365 | 10.067 | 0.25789 | 10 | 0.32488
77878 | 4.32 | 0.8 | 365 | 3.9357 | 0.91982 | 4 | 0.85552
77736 | 7.5 | 0.8 | 365 | 6.8328 | 0.7497 | 7 | 0.5825
77868 | 5.94 | 0.8 | 365 | 5.4116 | 0.88976 | 6 | 0.30134
77883 | 13.515 | 1 | 365 | 15.3909 | 0.97119 | 16 | 0.36207
35219 | 38.92 | 0.8 | 365 | 35.4577 | 0.35176 | 35 | 0.80943
35176 | 32.48 | 0.8 | 365 | 29.5906 | 0.54535 | 30 | 0.13593
35186 | 25.76 | 0.8 | 365 | 23.4684 | 0.22562 | 23 | 0.69401
35216 | 34.44 | 0.8 | 365 | 31.3762 | 0.1386 | 31 | 0.51482
77432 | 11.385 | 0.8 | 365 | 10.3722 | 0.87204 | 11 | 0.24423
75215 | 10.5 | 0.8 | 365 | 9.5659 | 0.24957 | 9 | 0.81549
77417 | 7.92 | 0.8 | 365 | 7.2154 | 0.51968 | 7 | 0.73512
77371 | 12.9 | 0.8 | 365 | 11.7524 | 0.64948 | 12 | 0.40189
77370 | 2.32 | 0.8 | 365 | 2.1136 | 0.25324 | 2 | 0.36685
64216 | 224.44 | 0.9 | 365 | 230.033 | 0.89727 | 230 | 0.93031
77472 | 4.675 | 0.8 | 365 | 4.2591 | 0.57064 | 4 | 0.82976
77495 | 5.985 | 0.8 | 365 | 5.4526 | 0.97226 | 6 | 0.42483
77497 | 9.6 | 0.8 | 365 | 8.746 | 0.59961 | 9 | 0.34559
77516 | 6.9 | 0.8 | 365 | 6.2862 | 0.64972 | 6 | 0.9359
77523 | 5.4 | 0.8 | 365 | 4.9196 | 0.89978 | 5 | 0.8194
77286 | 12.285 | 0.8 | 365 | 11.1921 | 0.522 | 11 | 0.71413
77586 | 7.8 | 0.8 | 365 | 7.1061 | 0.29968 | 7 | 0.4058
77656 | 9.52 | 0.8 | 365 | 8.6731 | 0.45295 | 9 | 0.12605
77671 | 7.59 | 0.8 | 365 | 6.9148 | 0.91469 | 7 | 0.82949
77708 | 12.2 | 0.8 | 365 | 11.1147 | 0.36617 | 11 | 0.48086
77830 | 6 | 0.8 | 365 | 5.4662 | 0.99976 | 6 | 0.466
71006 | 11.89 | 0.8 | 365 | 10.8323 | 0.79785 | 11 | 0.63012
77518 | 4.55 | 0.8 | 365 | 4.1452 | 0.34148 | 4 | 0.48671
77813 | 7.04 | 0.8 | 365 | 6.4137 | 0.90638 | 7 | 0.3201
77142 | 5.4 | 0.8 | 365 | 4.9196 | 0.89978 | 5 | 0.8194
77642 | 51.255 | 0.6 | 365 | 35.0215 | 0.47407 | 35 | 0.49558
44562 | 2188.8 | 1 | 365 | 2492.6054 | 0.8891 | 2493 | 0.49454
75887 | 41.34 | 0.9 | 365 | 42.3702 | 0.26186 | 42 | 0.63206
77435 | 5.8 | 0.8 | 365 | 5.284 | 0.6331 | 5 | 0.91713
77769 | 3.78 | 0.8 | 365 | 3.4437 | 0.92985 | 4 | 0.37358
77423 | 7.59 | 0.8 | 365 | 6.9148 | 0.91469 | 7 | 0.82949
77882 | 6.3 | 0.8 | 365 | 5.7396 | 0.54974 | 6 | 0.2893
35538 | 2822.04 | 0.8 | 365 | 2570.9913 | 0.62561 | 2571 | 0.61693
77544 | 13.5 | 0.8 | 365 | 12.299 | 0.74945 | 13 | 0.048493
77884 | 7.848 | 0.8 | 365 | 7.1498 | 0.38768 | 7 | 0.53752
77886 | 7.59 | 0.8 | 365 | 6.9148 | 0.91469 | 7 | 0.82949
77887 | 11.39 | 0.8 | 365 | 10.3767 | 0.8812 | 11 | 0.25795
77888 | 6.615 | 0.8 | 365 | 6.0265 | 0.12723 | 6 | 0.15376
77890 | 7.92 | 0.8 | 365 | 7.2154 | 0.51968 | 7 | 0.73512
77892 | 5.36 | 0.8 | 365 | 4.8832 | 0.82645 | 5 | 0.70962
77893 | 5.76 | 0.8 | 365 | 5.2476 | 0.55977 | 5 | 0.80736
77895 | 6.6 | 0.8 | 365 | 6.0129 | 0.099732 | 6 | 0.1126
77897 | 12.825 | 0.8 | 365 | 11.6841 | 0.51198 | 12 | 0.19607
77899 | 9.24 | 0.8 | 365 | 8.418 | 0.93963 | 9 | 0.35764
77900 | 4.845 | 0.8 | 365 | 4.414 | 0.8823 | 5 | 0.29629
77902 | 9.6 | 0.8 | 365 | 8.746 | 0.59961 | 9 | 0.34559
77903 | 8.32 | 0.8 | 365 | 7.5799 | 0.253 | 7 | 0.83285
77906 | 10.8 | 0.8 | 365 | 9.8392 | 0.79956 | 10 | 0.63879
77907 | 7.035 | 0.8 | 365 | 6.4092 | 0.89721 | 7 | 0.30638
77908 | 24.84 | 0.8 | 365 | 22.6302 | 0.53899 | 23 | 0.16923
77909 | 6.4 | 0.8 | 365 | 5.8307 | 0.73307 | 6 | 0.56373
77910 | 9.36 | 0.8 | 365 | 8.5273 | 0.15962 | 8 | 0.68696
77911 | 10.15 | 0.8 | 365 | 9.2471 | 0.60792 | 9 | 0.85498
77913 | 8.37 | 0.8 | 365 | 7.6254 | 0.34466 | 7 | 0.97007
77914 | 3.135 | 0.8 | 365 | 2.8561 | 0.74737 | 3 | 0.60348
77915 | 7.04 | 0.8 | 365 | 6.4137 | 0.90638 | 7 | 0.3201
77917 | 11.22 | 0.8 | 365 | 10.2219 | 0.56955 | 10 | 0.79141
77916 | 13.395 | 0.8 | 365 | 12.2034 | 0.55696 | 12 | 0.76034
76004 | 10.36 | 0.8 | 365 | 9.4384 | 0.99291 | 10 | 0.43129
77919 | 3.6 | 0.8 | 365 | 3.2797 | 0.59985 | 3 | 0.8796
77920 | 8.71 | 0.8 | 365 | 7.9352 | 0.96798 | 8 | 0.90314
77921 | 5.7 | 0.8 | 365 | 5.1929 | 0.44977 | 5 | 0.6427
77918 | 12.6 | 0.8 | 365 | 11.4791 | 0.099489 | 11 | 0.57859
77922 | 7.37 | 0.8 | 365 | 6.7144 | 0.51137 | 7 | 0.22573
77924 | 8.96 | 0.8 | 365 | 8.1629 | 0.4263 | 8 | 0.58922
77925 | 8.04 | 0.8 | 365 | 7.3248 | 0.73967 | 8 | 0.064436
77927 | 11.2 | 0.8 | 365 | 10.2036 | 0.53288 | 10 | 0.73653
77928 | 8 | 0.8 | 365 | 7.2883 | 0.66634 | 7 | 0.95466
35235 | 51.52 | 0.8 | 365 | 46.9368 | 0.45125 | 47 | 0.38803
77929 | 3.65 | 0.8 | 365 | 3.3253 | 0.69152 | 4 | 0.016815
77931 | 5.44 | 0.8 | 365 | 4.9561 | 0.97311 | 5 | 0.92917
34881 | 232 | 0.8 | 365 | 211.3613 | 0.32393 | 211 | 0.68521
35253 | 59.36 | 0.8 | 365 | 54.0793 | 0.82426 | 54 | 0.9036
77933 | 8.7 | 0.8 | 365 | 7.926 | 0.94965 | 8 | 0.8757
77926 | 2.52 | 0.8 | 365 | 2.2958 | 0.6199 | 2 | 0.91572
77935 | 7.36 | 0.8 | 365 | 6.7053 | 0.49304 | 7 | 0.19829
77936 | 12.06 | 0.8 | 365 | 10.9871 | 0.10951 | 11 | 0.096654
77937 | 8.96 | 0.8 | 365 | 8.1629 | 0.4263 | 8 | 0.58922
77939 | 4.905 | 0.8 | 365 | 4.4687 | 0.9923 | 5 | 0.46095
77941 | 8.829 | 0.8 | 365 | 8.0436 | 0.18614 | 8 | 0.22971
74044 | 12.45 | 0.8 | 365 | 11.3424 | 0.8245 | 12 | 0.16694
77944 | 9.24 | 0.8 | 365 | 8.418 | 0.93963 | 9 | 0.35764
77946 | 5.6 | 0.8 | 365 | 5.1018 | 0.26644 | 5 | 0.36826
77947 | 6.48 | 0.8 | 365 | 5.9035 | 0.87974 | 6 | 0.78328
77948 | 7.59 | 0.8 | 365 | 6.9148 | 0.91469 | 7 | 0.82949
77950 | 7.848 | 0.8 | 365 | 7.1498 | 0.38768 | 7 | 0.53752
77951 | 3.3 | 0.8 | 365 | 3.0064 | 0.049866 | 3 | 0.056298
77953 | 7 | 0.8 | 365 | 6.3773 | 0.83305 | 7 | 0.21033
77954 | 11.39 | 0.8 | 365 | 10.3767 | 0.8812 | 11 | 0.25795
77955 | 8.64 | 0.8 | 365 | 7.8714 | 0.83965 | 8 | 0.71104
32479 | 646.38 | 0.8 | 365 | 588.878 | 0.0038001 | 588 | 0.88184
62380 | 3174.4 | 0.8 | 365 | 2892.0054 | 0.60466 | 2892 | 0.61004
77959 | 13.44 | 0.8 | 365 | 12.2444 | 0.63946 | 12 | 0.88383
77960 | 9.6 | 0.8 | 365 | 8.746 | 0.59961 | 9 | 0.34559
77962 | 6.4 | 0.8 | 365 | 5.8307 | 0.73307 | 6 | 0.56373
77963 | 11.39 | 0.8 | 365 | 10.3767 | 0.8812 | 11 | 0.25795
77965 | 11.375 | 0.8 | 365 | 10.3631 | 0.85371 | 11 | 0.21679
77967 | 11.1 | 0.8 | 365 | 10.1125 | 0.34955 | 10 | 0.46209
77974 | 4.8 | 0.8 | 365 | 4.373 | 0.79981 | 5 | 0.1728
76543 | 11.16 | 0.8 | 365 | 10.1672 | 0.45955 | 10 | 0.62675
76332 | 5.865 | 0.8 | 365 | 5.3432 | 0.75226 | 6 | 0.095512
76544 | 10.385 | 0.8 | 365 | 9.4612 | 0.038746 | 9 | 0.4999
76410 | 9.315 | 0.8 | 365 | 8.4863 | 0.077122 | 8 | 0.56346
77975 | 7 | 0.8 | 365 | 6.3773 | 0.83305 | 7 | 0.21033
76393 | 8.625 | 0.8 | 365 | 7.8577 | 0.81215 | 8 | 0.66987
77976 | 9.483 | 0.8 | 365 | 8.6394 | 0.38512 | 9 | 0.024508
76394 | 11.16 | 0.8 | 365 | 10.1672 | 0.45955 | 10 | 0.62675
76414 | 8.71 | 0.8 | 365 | 7.9352 | 0.96798 | 8 | 0.90314
76408 | 11.16 | 0.8 | 365 | 10.1672 | 0.45955 | 10 | 0.62675
76296 | 7.194 | 0.8 | 365 | 6.554 | 0.18871 | 6 | 0.74273
77977 | 9.045 | 0.8 | 365 | 8.2404 | 0.58213 | 8 | 0.82249
76391 | 4.14 | 0.8 | 365 | 3.7717 | 0.58983 | 4 | 0.36154
76600 | 6.54 | 0.8 | 365 | 5.9582 | 0.98973 | 6 | 0.94794
76416 | 7.92 | 0.8 | 365 | 7.2154 | 0.51968 | 7 | 0.73512
76602 | 11.16 | 0.8 | 365 | 10.1672 | 0.45955 | 10 | 0.62675
76412 | 5.52 | 0.8 | 365 | 5.0289 | 0.11978 | 5 | 0.14872
77978 | 9.38 | 0.8 | 365 | 8.5456 | 0.19629 | 8 | 0.74184
76538 | 8.97 | 0.8 | 365 | 8.172 | 0.44464 | 8 | 0.61667
76404 | 6.9 | 0.8 | 365 | 6.2862 | 0.64972 | 6 | 0.9359
76415 | 11.16 | 0.8 | 365 | 10.1672 | 0.45955 | 10 | 0.62675
76601 | 7.935 | 0.8 | 365 | 7.2291 | 0.54718 | 7 | 0.77628
76604 | 10.137 | 0.8 | 365 | 9.2352 | 0.58409 | 9 | 0.8193
76545 | 6.21 | 0.8 | 365 | 5.6576 | 0.38475 | 6 | 0.042307
76539 | 6.48 | 0.8 | 365 | 5.9035 | 0.87974 | 6 | 0.78328
77979 | 11.16 | 0.8 | 365 | 10.1672 | 0.45955 | 10 | 0.62675
77980 | 15 | 0.8 | 365 | 13.6656 | 0.49939 | 14 | 0.16499
77981 | 7.425 | 0.8 | 365 | 6.7645 | 0.6122 | 7 | 0.37667
77982 | 2.56 | 0.8 | 365 | 2.3323 | 0.69323 | 3 | 0.025492
77983 | 21.6 | 0.8 | 365 | 19.6785 | 0.59912 | 20 | 0.27759
77984 | 7.37 | 0.8 | 365 | 6.7144 | 0.51137 | 7 | 0.22573
77985 | 8.58 | 0.8 | 365 | 7.8167 | 0.72965 | 8 | 0.54638
77986 | 3.66 | 0.8 | 365 | 3.3344 | 0.70985 | 4 | 0.044258
77987 | 8.64 | 0.8 | 365 | 7.8714 | 0.83965 | 8 | 0.71104
77988 | 8.64 | 0.8 | 365 | 7.8714 | 0.83965 | 8 | 0.71104
77989 | 6.1 | 0.8 | 365 | 5.5573 | 0.18309 | 5 | 0.74043
77990 | 7.425 | 0.8 | 365 | 6.7645 | 0.6122 | 7 | 0.37667
77991 | 11.2 | 0.8 | 365 | 10.2036 | 0.53288 | 10 | 0.73653
77992 | 4.8 | 0.8 | 365 | 4.373 | 0.79981 | 5 | 0.1728
32451 | 647.28 | 0.8 | 365 | 589.698 | 0.65376 | 590 | 0.35173
77995 | 5.28 | 0.8 | 365 | 4.8103 | 0.67979 | 5 | 0.49008
77996 | 6.555 | 0.8 | 365 | 5.9719 | 0.017234 | 5 | 0.9891
77997 | 3.705 | 0.8 | 365 | 3.3754 | 0.79235 | 4 | 0.16775
77998 | 11.685 | 0.8 | 365 | 10.6455 | 0.42203 | 11 | 0.067529
77999 | 3.96 | 0.8 | 365 | 3.6077 | 0.25984 | 3 | 0.86756
78002 | 9.9 | 0.8 | 365 | 9.0193 | 0.1496 | 9 | 0.16889
78003 | 6.6 | 0.8 | 365 | 6.0129 | 0.099732 | 6 | 0.1126
78005 | 9.9 | 0.8 | 365 | 9.0193 | 0.1496 | 9 | 0.16889
78006 | 5.4 | 0.8 | 365 | 4.9196 | 0.89978 | 5 | 0.8194
78007 | 7 | 0.8 | 365 | 6.3773 | 0.83305 | 7 | 0.21033
78009 | 9.35 | 0.8 | 365 | 8.5182 | 0.14129 | 8 | 0.65951
78004 | 13.5 | 0.8 | 365 | 12.299 | 0.74945 | 13 | 0.048493
78011 | 3.3 | 0.8 | 365 | 3.0064 | 0.049866 | 3 | 0.056298
78018 | 3.575 | 0.8 | 365 | 3.257 | 0.55402 | 3 | 0.81099
78020 | 6.3 | 0.8 | 365 | 5.7396 | 0.54974 | 6 | 0.2893
78023 | 6.6 | 0.8 | 365 | 6.0129 | 0.099732 | 6 | 0.1126
78026 | 3.9 | 0.8 | 365 | 3.5531 | 0.14984 | 3 | 0.7029
78029 | 8.45 | 0.8 | 365 | 7.6983 | 0.49132 | 8 | 0.18961
77639 | 7.83 | 0.8 | 365 | 7.1334 | 0.35468 | 7 | 0.48813
77768 | 12.6 | 0.8 | 365 | 11.4791 | 0.099489 | 11 | 0.57859
78030 | 5.4 | 0.8 | 365 | 4.9196 | 0.89978 | 5 | 0.8194
78033 | 8.32 | 0.8 | 365 | 7.5799 | 0.253 | 7 | 0.83285
78034 | 7.59 | 0.8 | 365 | 6.9148 | 0.91469 | 7 | 0.82949
77693 | 12.87 | 0.8 | 365 | 11.7251 | 0.59448 | 12 | 0.31956
78035 | 9.24 | 0.8 | 365 | 8.418 | 0.93963 | 9 | 0.35764
78037 | 5.76 | 0.8 | 365 | 5.2476 | 0.55977 | 5 | 0.80736
78038 | 8.99 | 0.8 | 365 | 8.1902 | 0.4813 | 8 | 0.67155
78039 | 6.7 | 0.8 | 365 | 6.104 | 0.28306 | 6 | 0.38703
78040 | 4.48 | 0.8 | 365 | 4.0815 | 0.21315 | 4 | 0.29461
78041 | 3.35 | 0.8 | 365 | 3.052 | 0.14153 | 3 | 0.19351
78042 | 11.84 | 0.8 | 365 | 10.7867 | 0.70619 | 11 | 0.4929
78043 | 6.365 | 0.8 | 365 | 5.7988 | 0.66891 | 6 | 0.46768
77614 | 3.77 | 0.8 | 365 | 3.4346 | 0.91151 | 4 | 0.34613
78025 | 12.88 | 0.8 | 365 | 11.7342 | 0.61281 | 12 | 0.34701
78046 | 6 | 0.8 | 365 | 5.4662 | 0.99976 | 6 | 0.466
35630 | 1964.16 | 0.8 | 365 | 1789.4283 | 0.88039 | 1790 | 0.30871
35225 | 41.16 | 0.8 | 365 | 37.4984 | 0.45833 | 37 | 0.95674
77649 | 7.475 | 0.8 | 365 | 6.81 | 0.70386 | 7 | 0.51389
77598 | 7.56 | 0.8 | 365 | 6.8875 | 0.85969 | 7 | 0.74716
78062 | 8.1 | 0.8 | 365 | 7.3794 | 0.84967 | 8 | 0.2291
77942 | 9.72 | 0.8 | 365 | 8.8553 | 0.81961 | 9 | 0.67491
78013 | 2.6 | 0.8 | 365 | 2.3687 | 0.76656 | 3 | 0.13527
78066 | 5.4 | 0.8 | 365 | 4.9196 | 0.89978 | 5 | 0.8194
78069 | 9.9 | 0.8 | 365 | 9.0193 | 0.1496 | 9 | 0.16889
65679 | 12.24 | 0.8 | 365 | 11.1511 | 0.4395 | 11 | 0.59063
78072 | 6.5 | 0.8 | 365 | 5.9218 | 0.9164 | 6 | 0.83816
78076 | 9.8 | 0.8 | 365 | 8.9282 | 0.96627 | 9 | 0.89446
78078 | 3.63 | 0.8 | 365 | 3.3071 | 0.65485 | 3 | 0.96193
78080 | 4.485 | 0.8 | 365 | 4.086 | 0.22232 | 4 | 0.30833
78082 | 12.6 | 0.8 | 365 | 11.4791 | 0.099489 | 11 | 0.57859
78085 | 6.7 | 0.8 | 365 | 6.104 | 0.28306 | 6 | 0.38703
78089 | 4.725 | 0.8 | 365 | 4.3047 | 0.66231 | 4 | 0.96697
78092 | 8.7 | 0.8 | 365 | 7.926 | 0.94965 | 8 | 0.8757
78094 | 7.2 | 0.8 | 365 | 6.5595 | 0.19971 | 6 | 0.7592
78096 | 5.6 | 0.8 | 365 | 5.1018 | 0.26644 | 5 | 0.36826
78098 | 8.54 | 0.8 | 365 | 7.7803 | 0.65632 | 8 | 0.4366
78099 | 3.52 | 1 | 365 | 4.0086 | 0.066488 | 4 | 0.075064
78100 | 9.52 | 0.8 | 365 | 8.6731 | 0.45295 | 9 | 0.12605
78101 | 8.4 | 0.8 | 365 | 7.6527 | 0.39966 | 8 | 0.052396
78102 | 9.9 | 0.8 | 365 | 9.0193 | 0.1496 | 9 | 0.16889
78103 | 7.2 | 0.8 | 365 | 6.5595 | 0.19971 | 6 | 0.7592
78104 | 12.6 | 0.8 | 365 | 11.4791 | 0.099489 | 11 | 0.57859
78105 | 5.44 | 0.8 | 365 | 4.9561 | 0.97311 | 5 | 0.92917
78107 | 7.14 | 0.8 | 365 | 6.5048 | 0.089711 | 6 | 0.59454
77876 | 4.16 | 1 | 365 | 4.7374 | 0.53312 | 5 | 0.27053
78109 | 8.25 | 0.8 | 365 | 7.5161 | 0.12467 | 7 | 0.64075
77720 | 10.725 | 0.8 | 365 | 9.7709 | 0.66207 | 10 | 0.43297
77816 | 13.44 | 0.8 | 365 | 12.2444 | 0.63946 | 12 | 0.88383
78114 | 5.2 | 0.8 | 365 | 4.7374 | 0.53312 | 5 | 0.27053
77406 | 8.265 | 0.8 | 365 | 7.5297 | 0.15216 | 7 | 0.68191
77583 | 10.92 | 0.8 | 365 | 9.9486 | 0.019557 | 9 | 0.96811
77602 | 10.26 | 0.8 | 365 | 9.3473 | 0.80958 | 10 | 0.15685
78129 | 10.08 | 0.8 | 365 | 9.1833 | 0.47959 | 9 | 0.66287
65247 | 67.65 | 1 | 365 | 77.0398 | 0.027822 | 77 | 0.067642
65249 | 33.825 | 0.9 | 365 | 34.6679 | 0.76252 | 35 | 0.43044
78130 | 7.68 | 0.8 | 365 | 6.9968 | 0.079689 | 7 | 0.076476
78131 | 4.64 | 0.8 | 365 | 4.2272 | 0.50648 | 4 | 0.7337
78134 | 8.835 | 0.8 | 365 | 8.049 | 0.19714 | 8 | 0.24618
78136 | 6.213 | 0.8 | 365 | 5.6603 | 0.39025 | 6 | 0.05054
78137 | 5.025 | 0.8 | 365 | 4.578 | 0.2123 | 4 | 0.79027
78138 | 5.76 | 0.8 | 365 | 5.2476 | 0.55977 | 5 | 0.80736
78141 | 9.6 | 0.8 | 365 | 8.746 | 0.59961 | 9 | 0.34559
78144 | 7 | 0.8 | 365 | 6.3773 | 0.83305 | 7 | 0.21033
78148 | 3.42 | 0.8 | 365 | 3.1158 | 0.26986 | 3 | 0.38562
78149 | 8.12 | 0.8 | 365 | 7.3976 | 0.88634 | 8 | 0.28398
78153 | 15.042 | 0.8 | 365 | 13.7039 | 0.57639 | 14 | 0.28025
77857 | 9.69 | 0.8 | 365 | 8.828 | 0.76461 | 9 | 0.59258
78158 | 6.16 | 0.8 | 365 | 5.612 | 0.29308 | 5 | 0.90509
78115 | 7.975 | 0.8 | 365 | 7.2655 | 0.62051 | 7 | 0.88605
78163 | 6.93 | 0.8 | 365 | 6.3135 | 0.70472 | 7 | 0.018226
78166 | 5.7 | 0.8 | 365 | 5.1929 | 0.44977 | 5 | 0.6427
78167 | 3.575 | 0.8 | 365 | 3.257 | 0.55402 | 3 | 0.81099
78171 | 9.28 | 0.8 | 365 | 8.4545 | 0.012957 | 8 | 0.46741
78164 | 4.64 | 0.8 | 365 | 4.2272 | 0.50648 | 4 | 0.7337
64951 | 81.9 | 0.7 | 365 | 65.2874 | 0.37835 | 65 | 0.66575
78021 | 7.56 | 0.8 | 365 | 6.8875 | 0.85969 | 7 | 0.74716
78172 | 4.32 | 0.8 | 365 | 3.9357 | 0.91982 | 4 | 0.85552
77889 | 5.76 | 0.8 | 365 | 5.2476 | 0.55977 | 5 | 0.80736
77891 | 14.28 | 0.8 | 365 | 13.0097 | 0.17942 | 13 | 0.18907
77940 | 8.64 | 0.8 | 365 | 7.8714 | 0.83965 | 8 | 0.71104
77949 | 5.232 | 0.8 | 365 | 4.7666 | 0.59179 | 5 | 0.35835
77964 | 5.4 | 0.8 | 365 | 4.9196 | 0.89978 | 5 | 0.8194
77898 | 4.875 | 0.8 | 365 | 4.4413 | 0.9373 | 5 | 0.37862
78108 | 7.975 | 0.8 | 365 | 7.2655 | 0.62051 | 7 | 0.88605
78112 | 8.67 | 0.8 | 365 | 7.8987 | 0.89465 | 8 | 0.79337
78113 | 12 | 0.8 | 365 | 10.9325 | 0.99951 | 11 | 0.93199
78095 | 4.48 | 0.8 | 365 | 4.0815 | 0.21315 | 4 | 0.29461
77703 | 11.48 | 0.8 | 365 | 10.4587 | 0.046201 | 10 | 0.50494
78132 | 10.07 | 0.8 | 365 | 9.1742 | 0.46126 | 9 | 0.63543
78133 | 9.54 | 0.8 | 365 | 8.6913 | 0.48961 | 9 | 0.18093
78135 | 12.21 | 0.8 | 365 | 11.1238 | 0.38451 | 11 | 0.5083
78142 | 16.53 | 0.8 | 365 | 15.0595 | 0.30433 | 15 | 0.36382
78143 | 5.7 | 0.8 | 365 | 5.1929 | 0.44977 | 5 | 0.6427
78146 | 7.59 | 0.8 | 365 | 6.9148 | 0.91469 | 7 | 0.82949
78150 | 12.54 | 0.8 | 365 | 11.4244 | 0.98949 | 12 | 0.41393
78152 | 10.05 | 0.8 | 365 | 9.156 | 0.42459 | 9 | 0.58054
78155 | 12.18 | 0.8 | 365 | 11.0965 | 0.32951 | 11 | 0.42597
77009 | 4.845 | 0.8 | 365 | 4.414 | 0.8823 | 5 | 0.29629
77972 | 4.275 | 0.8 | 365 | 3.8947 | 0.83733 | 4 | 0.73202
77006 | 6.27 | 0.8 | 365 | 5.7122 | 0.49475 | 6 | 0.20697
78010 | 3.42 | 0.8 | 365 | 3.1158 | 0.26986 | 3 | 0.38562
77166 | 5.415 | 0.8 | 365 | 4.9333 | 0.92728 | 5 | 0.86056
78017 | 8.4 | 0.8 | 365 | 7.6527 | 0.39966 | 8 | 0.052396
77966 | 4.06 | 0.8 | 365 | 3.6988 | 0.44317 | 4 | 0.14199
77970 | 2.32 | 0.8 | 365 | 2.1136 | 0.25324 | 2 | 0.36685
75777 | 5.7 | 0.8 | 365 | 5.1929 | 0.44977 | 5 | 0.6427
78019 | 7.41 | 0.8 | 365 | 6.7508 | 0.5847 | 7 | 0.33551
77533 | 5.13 | 0.8 | 365 | 4.6736 | 0.40479 | 5 | 0.078427
75913 | 7.98 | 0.8 | 365 | 7.2701 | 0.62968 | 7 | 0.89978
77653 | 7.41 | 0.8 | 365 | 6.7508 | 0.5847 | 7 | 0.33551
78022 | 7.41 | 0.8 | 365 | 6.7508 | 0.5847 | 7 | 0.33551
77492 | 8.265 | 0.8 | 365 | 7.5297 | 0.15216 | 7 | 0.68191
77973 | 3.48 | 0.8 | 365 | 3.1704 | 0.37986 | 3 | 0.55028
77354 | 5.7 | 0.8 | 365 | 5.1929 | 0.44977 | 5 | 0.6427
76514 | 4.275 | 0.8 | 365 | 3.8947 | 0.83733 | 4 | 0.73202
74825 | 9.8 | 0.8 | 365 | 8.9282 | 0.96627 | 9 | 0.89446
77880 | 5.985 | 0.8 | 365 | 5.4526 | 0.97226 | 6 | 0.42483
76553 | 9.52 | 0.8 | 365 | 8.6731 | 0.45295 | 9 | 0.12605
78036 | 7.84 | 0.8 | 365 | 7.1426 | 0.37302 | 7 | 0.51557
75069 | 3.92 | 0.8 | 365 | 3.5713 | 0.18651 | 3 | 0.75778
77526 | 6.84 | 0.8 | 365 | 6.2315 | 0.53972 | 6 | 0.77124
76507 | 2.85 | 0.8 | 365 | 2.5965 | 0.22488 | 2 | 0.82135
77648 | 8.265 | 0.8 | 365 | 7.5297 | 0.15216 | 7 | 0.68191
77958 | 7.125 | 0.8 | 365 | 6.4912 | 0.062211 | 6 | 0.55337
77070 | 7.56 | 0.8 | 365 | 6.8875 | 0.85969 | 7 | 0.74716
76637 | 5.13 | 0.8 | 365 | 4.6736 | 0.40479 | 5 | 0.078427
77528 | 5.13 | 0.8 | 365 | 4.6736 | 0.40479 | 5 | 0.078427
77334 | 8.55 | 0.8 | 365 | 7.7894 | 0.67465 | 8 | 0.46405
77547 | 5.7 | 0.8 | 365 | 5.1929 | 0.44977 | 5 | 0.6427
77971 | 3.77 | 0.8 | 365 | 3.4346 | 0.91151 | 4 | 0.34613
78014 | 5.04 | 0.8 | 365 | 4.5916 | 0.2398 | 4 | 0.83144
77157 | 13.395 | 0.8 | 365 | 12.2034 | 0.55696 | 12 | 0.76034
76031 | 5.7 | 0.8 | 365 | 5.1929 | 0.44977 | 5 | 0.6427
77777 | 7.125 | 0.8 | 365 | 6.4912 | 0.062211 | 6 | 0.55337
78024 | 3.92 | 0.8 | 365 | 3.5713 | 0.18651 | 3 | 0.75778
77849 | 8.835 | 0.8 | 365 | 8.049 | 0.19714 | 8 | 0.24618
78159 | 8.25 | 0.8 | 365 | 7.5161 | 0.12467 | 7 | 0.64075
76366 | 3.42 | 0.8 | 365 | 3.1158 | 0.26986 | 3 | 0.38562
78027 | 3.99 | 0.8 | 365 | 3.635 | 0.31484 | 3 | 0.94989
77487 | 5.13 | 0.8 | 365 | 4.6736 | 0.40479 | 5 | 0.078427
77007 | 3.135 | 0.8 | 365 | 2.8561 | 0.74737 | 3 | 0.60348
75912 | 2.915 | 0.8 | 365 | 2.6557 | 0.34405 | 2 | 0.99973
75649 | 2.52 | 0.8 | 365 | 2.2958 | 0.6199 | 2 | 0.91572
77541 | 11.97 | 0.8 | 365 | 10.9051 | 0.94451 | 11 | 0.84966
77331 | 2.8 | 0.8 | 365 | 2.5509 | 0.13322 | 2 | 0.68413
76774 | 4.275 | 0.8 | 365 | 3.8947 | 0.83733 | 4 | 0.73202
75400 | 2.85 | 0.8 | 365 | 2.5965 | 0.22488 | 2 | 0.82135
77645 | 3.705 | 0.8 | 365 | 3.3754 | 0.79235 | 4 | 0.16775
78015 | 4.2 | 0.8 | 365 | 3.8264 | 0.69983 | 4 | 0.5262
77290 | 12.255 | 0.8 | 365 | 11.1648 | 0.467 | 11 | 0.6318
75406 | 7.84 | 0.8 | 365 | 7.1426 | 0.37302 | 7 | 0.51557
77163 | 4.845 | 0.8 | 365 | 4.414 | 0.8823 | 5 | 0.29629
75051 | 5.88 | 0.8 | 365 | 5.3569 | 0.77976 | 6 | 0.13668
77326 | 4.845 | 0.8 | 365 | 4.414 | 0.8823 | 5 | 0.29629
77457 | 9.405 | 0.8 | 365 | 8.5683 | 0.24212 | 8 | 0.81045
77154 | 10.64 | 0.8 | 365 | 9.6935 | 0.50624 | 10 | 0.1997
76521 | 11.97 | 0.8 | 365 | 10.9051 | 0.94451 | 11 | 0.84966
78093 | 6.27 | 0.8 | 365 | 5.7122 | 0.49475 | 6 | 0.20697
77338 | 6.27 | 0.8 | 365 | 5.7122 | 0.49475 | 6 | 0.20697
77507 | 7.41 | 0.8 | 365 | 6.7508 | 0.5847 | 7 | 0.33551
76268 | 9.12 | 0.8 | 365 | 8.3087 | 0.71963 | 9 | 0.028315
76547 | 5.415 | 0.8 | 365 | 4.9333 | 0.92728 | 5 | 0.86056
77475 | 7.695 | 0.8 | 365 | 7.0105 | 0.10719 | 7 | 0.11764
78119 | 4.93 | 0.8 | 365 | 4.4914 | 0.038134 | 4 | 0.52956
77930 | 4.64 | 0.8 | 365 | 4.2272 | 0.50648 | 4 | 0.7337
77600 | 12.88 | 0.8 | 365 | 11.7342 | 0.61281 | 12 | 0.34701
77531 | 8.265 | 0.8 | 365 | 7.5297 | 0.15216 | 7 | 0.68191
75880 | 10.83 | 0.8 | 365 | 9.8666 | 0.85456 | 10 | 0.72112
77969 | 8.265 | 0.8 | 365 | 7.5297 | 0.15216 | 7 | 0.68191
74913 | 6.44 | 0.8 | 365 | 5.8671 | 0.80641 | 6 | 0.6735
77524 | 7.28 | 0.8 | 365 | 6.6324 | 0.34637 | 6 | 0.97874
77551 | 3.77 | 0.8 | 365 | 3.4346 | 0.91151 | 4 | 0.34613
76916 | 12.6 | 0.8 | 365 | 11.4791 | 0.099489 | 11 | 0.57859
74977 | 6.72 | 0.8 | 365 | 6.1222 | 0.31973 | 6 | 0.44192
76039 | 8.4 | 0.8 | 365 | 7.6527 | 0.39966 | 8 | 0.052396
76563 | 6.16 | 0.8 | 365 | 5.612 | 0.29308 | 5 | 0.90509
74861 | 6.72 | 0.8 | 365 | 6.1222 | 0.31973 | 6 | 0.44192
77485 | 5.88 | 0.8 | 365 | 5.3569 | 0.77976 | 6 | 0.13668
74909 | 7 | 0.8 | 365 | 6.3773 | 0.83305 | 7 | 0.21033
75779 | 5.13 | 0.8 | 365 | 4.6736 | 0.40479 | 5 | 0.078427
77663 | 8.835 | 0.8 | 365 | 8.049 | 0.19714 | 8 | 0.24618
77534 | 9.975 | 0.8 | 365 | 9.0876 | 0.2871 | 9 | 0.37472
77553 | 4.275 | 0.8 | 365 | 3.8947 | 0.83733 | 4 | 0.73202
74911 | 6.16 | 0.8 | 365 | 5.612 | 0.29308 | 5 | 0.90509
77454 | 8.835 | 0.8 | 365 | 8.049 | 0.19714 | 8 | 0.24618
77613 | 4.845 | 0.8 | 365 | 4.414 | 0.8823 | 5 | 0.29629
74865 | 3.42 | 0.8 | 365 | 3.1158 | 0.26986 | 3 | 0.38562
76449 | 8.12 | 0.8 | 365 | 7.3976 | 0.88634 | 8 | 0.28398
74863 | 5.88 | 0.8 | 365 | 5.3569 | 0.77976 | 6 | 0.13668
77349 | 5.7 | 0.8 | 365 | 5.1929 | 0.44977 | 5 | 0.6427
76458 | 11.685 | 0.8 | 365 | 10.6455 | 0.42203 | 11 | 0.067529
77728 | 4.56 | 0.8 | 365 | 4.1543 | 0.35982 | 4 | 0.51416
77731 | 5.985 | 0.8 | 365 | 5.4526 | 0.97226 | 6 | 0.42483
74823 | 10.08 | 0.8 | 365 | 9.1833 | 0.47959 | 9 | 0.66287
76270 | 4.2 | 0.8 | 365 | 3.8264 | 0.69983 | 4 | 0.5262
77501 | 4.56 | 0.8 | 365 | 4.1543 | 0.35982 | 4 | 0.51416
74826 | 8.265 | 0.8 | 365 | 7.5297 | 0.15216 | 7 | 0.68191
78088 | 6.84 | 0.8 | 365 | 6.2315 | 0.53972 | 6 | 0.77124
77469 | 9.405 | 0.8 | 365 | 8.5683 | 0.24212 | 8 | 0.81045
77480 | 5.7 | 0.8 | 365 | 5.1929 | 0.44977 | 5 | 0.6427
77912 | 6.555 | 0.8 | 365 | 5.9719 | 0.017234 | 5 | 0.9891
74870 | 9.24 | 0.8 | 365 | 8.418 | 0.93963 | 9 | 0.35764
77607 | 2.28 | 0.8 | 365 | 2.0772 | 0.17991 | 2 | 0.25708
75422 | 10.08 | 0.8 | 365 | 9.1833 | 0.47959 | 9 | 0.66287
74873 | 5.04 | 0.8 | 365 | 4.5916 | 0.2398 | 4 | 0.83144
77372 | 3.12 | 0.8 | 365 | 2.8424 | 0.71987 | 3 | 0.56232
77810 | 4.275 | 0.8 | 365 | 3.8947 | 0.83733 | 4 | 0.73202
77463 | 5.7 | 0.8 | 365 | 5.1929 | 0.44977 | 5 | 0.6427
76036 | 6.84 | 0.8 | 365 | 6.2315 | 0.53972 | 6 | 0.77124
76502 | 5.415 | 0.8 | 365 | 4.9333 | 0.92728 | 5 | 0.86056
74957 | 6.27 | 0.8 | 365 | 5.7122 | 0.49475 | 6 | 0.20697
75408 | 4.2 | 0.8 | 365 | 3.8264 | 0.69983 | 4 | 0.5262
75671 | 9.8 | 0.8 | 365 | 8.9282 | 0.96627 | 9 | 0.89446
76515 | 6.555 | 0.8 | 365 | 5.9719 | 0.017234 | 5 | 0.9891
75457 | 3.36 | 0.8 | 365 | 3.0611 | 0.15986 | 3 | 0.22096
76966 | 5.985 | 0.8 | 365 | 5.4526 | 0.97226 | 6 | 0.42483
75140 | 7.84 | 0.8 | 365 | 7.1426 | 0.37302 | 7 | 0.51557
75898 | 5.13 | 0.8 | 365 | 4.6736 | 0.40479 | 5 | 0.078427
74864 | 6.84 | 0.8 | 365 | 6.2315 | 0.53972 | 6 | 0.77124
76409 | 5.04 | 0.8 | 365 | 4.5916 | 0.2398 | 4 | 0.83144
75885 | 7.41 | 0.8 | 365 | 6.7508 | 0.5847 | 7 | 0.33551
75825 | 5.13 | 0.8 | 365 | 4.6736 | 0.40479 | 5 | 0.078427
76193 | 6.27 | 0.8 | 365 | 5.7122 | 0.49475 | 6 | 0.20697
78168 | 4.95 | 0.8 | 365 | 4.5096 | 0.074799 | 4 | 0.58445
77172 | 4.86 | 0.8 | 365 | 4.4277 | 0.9098 | 5 | 0.33746
77502 | 3.99 | 0.8 | 365 | 3.635 | 0.31484 | 3 | 0.94989
74828 | 5.88 | 0.8 | 365 | 5.3569 | 0.77976 | 6 | 0.13668
77733 | 4.77 | 0.8 | 365 | 4.3457 | 0.74481 | 5 | 0.090467
75043 | 2.24 | 0.8 | 365 | 2.0407 | 0.10658 | 2 | 0.14731
78169 | 8.525 | 0.8 | 365 | 7.7666 | 0.62882 | 8 | 0.39544
77441 | 10.08 | 0.8 | 365 | 9.1833 | 0.47959 | 9 | 0.66287
76016 | 9.405 | 0.8 | 365 | 8.5683 | 0.24212 | 8 | 0.81045
76564 | 6.72 | 0.8 | 365 | 6.1222 | 0.31973 | 6 | 0.44192
75385 | 9.52 | 0.8 | 365 | 8.6731 | 0.45295 | 9 | 0.12605
77353 | 8.835 | 0.8 | 365 | 8.049 | 0.19714 | 8 | 0.24618
77419 | 4.56 | 0.8 | 365 | 4.1543 | 0.35982 | 4 | 0.51416
75459 | 4.48 | 0.8 | 365 | 4.0815 | 0.21315 | 4 | 0.29461
76395 | 5.88 | 0.8 | 365 | 5.3569 | 0.77976 | 6 | 0.13668
77431 | 3.42 | 0.8 | 365 | 3.1158 | 0.26986 | 3 | 0.38562
77117 | 9.975 | 0.8 | 365 | 9.0876 | 0.2871 | 9 | 0.37472
77761 | 7.56 | 0.8 | 365 | 6.8875 | 0.85969 | 7 | 0.74716
76522 | 3.705 | 0.8 | 365 | 3.3754 | 0.79235 | 4 | 0.16775
77622 | 6.27 | 0.8 | 365 | 5.7122 | 0.49475 | 6 | 0.20697
77695 | 9.8 | 0.8 | 365 | 8.9282 | 0.96627 | 9 | 0.89446
77783 | 4.56 | 0.8 | 365 | 4.1543 | 0.35982 | 4 | 0.51416
76852 | 2.24 | 0.8 | 365 | 2.0407 | 0.10658 | 2 | 0.14731
77525 | 4.56 | 0.8 | 365 | 4.1543 | 0.35982 | 4 | 0.51416
75425 | 5.985 | 0.8 | 365 | 5.4526 | 0.97226 | 6 | 0.42483
76635 | 5.32 | 0.8 | 365 | 4.8467 | 0.75312 | 5 | 0.59985
77467 | 7.98 | 0.8 | 365 | 7.2701 | 0.62968 | 7 | 0.89978
77438 | 10.83 | 0.8 | 365 | 9.8666 | 0.85456 | 10 | 0.72112
77383 | 5.415 | 0.8 | 365 | 4.9333 | 0.92728 | 5 | 0.86056
76037 | 11.4 | 0.8 | 365 | 10.3859 | 0.89954 | 11 | 0.28539
75396 | 8.55 | 0.8 | 365 | 7.7894 | 0.67465 | 8 | 0.46405
77732 | 6.555 | 0.8 | 365 | 5.9719 | 0.017234 | 5 | 0.9891
76007 | 3.135 | 0.8 | 365 | 2.8561 | 0.74737 | 3 | 0.60348
75895 | 7.98 | 0.8 | 365 | 7.2701 | 0.62968 | 7 | 0.89978
75655 | 5.6 | 0.8 | 365 | 5.1018 | 0.26644 | 5 | 0.36826
74958 | 8.68 | 0.8 | 365 | 7.9078 | 0.91298 | 8 | 0.82081
76860 | 5.6 | 0.8 | 365 | 5.1018 | 0.26644 | 5 | 0.36826
75417 | 4.845 | 0.8 | 365 | 4.414 | 0.8823 | 5 | 0.29629
77844 | 10.26 | 0.8 | 365 | 9.3473 | 0.80958 | 10 | 0.15685
76317 | 3.99 | 0.8 | 365 | 3.635 | 0.31484 | 3 | 0.94989
77306 | 2.28 | 0.8 | 365 | 2.0772 | 0.17991 | 2 | 0.25708
77351 | 10.36 | 0.8 | 365 | 9.4384 | 0.99291 | 10 | 0.43129
75962 | 5.985 | 0.8 | 365 | 5.4526 | 0.97226 | 6 | 0.42483
75211 | 4.2 | 0.8 | 365 | 3.8264 | 0.69983 | 4 | 0.5262
77815 | 4.93 | 0.8 | 365 | 4.4914 | 0.038134 | 4 | 0.52956
75234 | 7.28 | 0.8 | 365 | 6.6324 | 0.34637 | 6 | 0.97874
76329 | 3.42 | 0.8 | 365 | 3.1158 | 0.26986 | 3 | 0.38562
75483 | 5.7 | 0.8 | 365 | 5.1929 | 0.44977 | 5 | 0.6427
77548 | 2.28 | 0.8 | 365 | 2.0772 | 0.17991 | 2 | 0.25708
77545 | 9.405 | 0.8 | 365 | 8.5683 | 0.24212 | 8 | 0.81045
76457 | 7.98 | 0.8 | 365 | 7.2701 | 0.62968 | 7 | 0.89978
77405 | 8.68 | 0.8 | 365 | 7.9078 | 0.91298 | 8 | 0.82081
75683 | 4.56 | 0.8 | 365 | 4.1543 | 0.35982 | 4 | 0.51416
76432 | 5.2 | 0.8 | 365 | 4.7374 | 0.53312 | 5 | 0.27053
77617 | 6.72 | 0.8 | 365 | 6.1222 | 0.31973 | 6 | 0.44192
75680 | 2.24 | 0.8 | 365 | 2.0407 | 0.10658 | 2 | 0.14731
75762 | 6.72 | 0.8 | 365 | 6.1222 | 0.31973 | 6 | 0.44192
78052 | 2.565 | 0.8 | 365 | 2.3368 | 0.7024 | 3 | 0.039214
77489 | 13.395 | 0.8 | 365 | 12.2034 | 0.55696 | 12 | 0.76034
75420 | 5.04 | 0.8 | 365 | 4.5916 | 0.2398 | 4 | 0.83144
78086 | 10.545 | 0.8 | 365 | 9.6069 | 0.33207 | 9 | 0.93899
76537 | 3.99 | 0.8 | 365 | 3.635 | 0.31484 | 3 | 0.94989
77724 | 5.13 | 0.8 | 365 | 4.6736 | 0.40479 | 5 | 0.078427
74908 | 16.52 | 0.8 | 365 | 15.0504 | 0.286 | 15 | 0.33638
75722 | 3.135 | 0.8 | 365 | 2.8561 | 0.74737 | 3 | 0.60348
75421 | 3.92 | 0.8 | 365 | 3.5713 | 0.18651 | 3 | 0.75778
76447 | 4.56 | 0.8 | 365 | 4.1543 | 0.35982 | 4 | 0.51416
77008 | 5.04 | 0.8 | 365 | 4.5916 | 0.2398 | 4 | 0.83144
77532 | 3.705 | 0.8 | 365 | 3.3754 | 0.79235 | 4 | 0.16775
77629 | 3.705 | 0.8 | 365 | 3.3754 | 0.79235 | 4 | 0.16775
78059 | 5.6 | 0.8 | 365 | 5.1018 | 0.26644 | 5 | 0.36826
75323 | 4.48 | 0.8 | 365 | 4.0815 | 0.21315 | 4 | 0.29461
76104 | 3.92 | 0.8 | 365 | 3.5713 | 0.18651 | 3 | 0.75778
76921 | 3.99 | 0.8 | 365 | 3.635 | 0.31484 | 3 | 0.94989
76387 | 4.845 | 0.8 | 365 | 4.414 | 0.8823 | 5 | 0.29629
75158 | 7.84 | 0.8 | 365 | 7.1426 | 0.37302 | 7 | 0.51557
77636 | 7.41 | 0.8 | 365 | 6.7508 | 0.5847 | 7 | 0.33551
75206 | 5.6 | 0.8 | 365 | 5.1018 | 0.26644 | 5 | 0.36826
75423 | 5.7 | 0.8 | 365 | 5.1929 | 0.44977 | 5 | 0.6427
74907 | 4.2 | 0.8 | 365 | 3.8264 | 0.69983 | 4 | 0.5262
76512 | 4.845 | 0.8 | 365 | 4.414 | 0.8823 | 5 | 0.29629
77167 | 11.115 | 0.8 | 365 | 10.1262 | 0.37705 | 10 | 0.50326
76265 | 5.6 | 0.8 | 365 | 5.1018 | 0.26644 | 5 | 0.36826
75145 | 8.68 | 0.8 | 365 | 7.9078 | 0.91298 | 8 | 0.82081
77644 | 5.13 | 0.8 | 365 | 4.6736 | 0.40479 | 5 | 0.078427
76501 | 12.04 | 0.8 | 365 | 10.9689 | 0.072845 | 11 | 0.041767
76028 | 11.115 | 0.8 | 365 | 10.1262 | 0.37705 | 10 | 0.50326
74874 | 3.92 | 0.8 | 365 | 3.5713 | 0.18651 | 3 | 0.75778
78049 | 7.54 | 0.8 | 365 | 6.8692 | 0.82303 | 7 | 0.69227
76264 | 6.44 | 0.8 | 365 | 5.8671 | 0.80641 | 6 | 0.6735
75389 | 8.4 | 0.8 | 365 | 7.6527 | 0.39966 | 8 | 0.052396
77759 | 7.41 | 0.8 | 365 | 6.7508 | 0.5847 | 7 | 0.33551
75656 | 7.41 | 0.8 | 365 | 6.7508 | 0.5847 | 7 | 0.33551
75313 | 4.2 | 0.8 | 365 | 3.8264 | 0.69983 | 4 | 0.5262
76510 | 6.44 | 0.8 | 365 | 5.8671 | 0.80641 | 6 | 0.6735
77729 | 12.255 | 0.8 | 365 | 11.1648 | 0.467 | 11 | 0.6318
78032 | 2.32 | 0.8 | 365 | 2.1136 | 0.25324 | 2 | 0.36685
75478 | 5.7 | 0.8 | 365 | 5.1929 | 0.44977 | 5 | 0.6427
75481 | 7.98 | 0.8 | 365 | 7.2701 | 0.62968 | 7 | 0.89978
75458 | 2.8 | 0.8 | 365 | 2.5509 | 0.13322 | 2 | 0.68413
75404 | 7.28 | 0.8 | 365 | 6.6324 | 0.34637 | 6 | 0.97874
75461 | 4.48 | 0.8 | 365 | 4.0815 | 0.21315 | 4 | 0.29461
77401 | 7.28 | 0.8 | 365 | 6.6324 | 0.34637 | 6 | 0.97874
74906 | 3.36 | 0.8 | 365 | 3.0611 | 0.15986 | 3 | 0.22096
76523 | 3.99 | 0.8 | 365 | 3.635 | 0.31484 | 3 | 0.94989
75231 | 6.72 | 0.8 | 365 | 6.1222 | 0.31973 | 6 | 0.44192
76269 | 4.845 | 0.8 | 365 | 4.414 | 0.8823 | 5 | 0.29629
75174 | 8.12 | 0.8 | 365 | 7.3976 | 0.88634 | 8 | 0.28398
76500 | 9.12 | 0.8 | 365 | 8.3087 | 0.71963 | 9 | 0.028315
78028 | 8.265 | 0.8 | 365 | 7.5297 | 0.15216 | 7 | 0.68191
77845 | 13.44 | 0.8 | 365 | 12.2444 | 0.63946 | 12 | 0.88383
77735 | 3.42 | 0.8 | 365 | 3.1158 | 0.26986 | 3 | 0.38562
74955 | 8.12 | 0.8 | 365 | 7.3976 | 0.88634 | 8 | 0.28398
75322 | 8.55 | 0.8 | 365 | 7.7894 | 0.67465 | 8 | 0.46405
77156 | 3.36 | 0.8 | 365 | 3.0611 | 0.15986 | 3 | 0.22096
76443 | 11.76 | 0.8 | 365 | 10.7138 | 0.55952 | 11 | 0.27335
75892 | 5.13 | 0.8 | 365 | 4.6736 | 0.40479 | 5 | 0.078427
77155 | 3.42 | 0.8 | 365 | 3.1158 | 0.26986 | 3 | 0.38562
76967 | 3.135 | 0.8 | 365 | 2.8561 | 0.74737 | 3 | 0.60348
74910 | 4.76 | 0.8 | 365 | 4.3366 | 0.72647 | 5 | 0.063024
74956 | 6.44 | 0.8 | 365 | 5.8671 | 0.80641 | 6 | 0.6735
77527 | 8.55 | 0.8 | 365 | 7.7894 | 0.67465 | 8 | 0.46405
76456 | 7.98 | 0.8 | 365 | 7.2701 | 0.62968 | 7 | 0.89978
76405 | 5.04 | 0.8 | 365 | 4.5916 | 0.2398 | 4 | 0.83144
76551 | 2.28 | 0.8 | 365 | 2.0772 | 0.17991 | 2 | 0.25708
77114 | 4.56 | 0.8 | 365 | 4.1543 | 0.35982 | 4 | 0.51416
76396 | 4.56 | 0.8 | 365 | 4.1543 | 0.35982 | 4 | 0.51416
77699 | 5.985 | 0.8 | 365 | 5.4526 | 0.97226 | 6 | 0.42483
76452 | 6.44 | 0.8 | 365 | 5.8671 | 0.80641 | 6 | 0.6735
76267 | 4.275 | 0.8 | 365 | 3.8947 | 0.83733 | 4 | 0.73202
76331 | 3.135 | 0.8 | 365 | 2.8561 | 0.74737 | 3 | 0.60348
77609 | 11.4 | 0.8 | 365 | 10.3859 | 0.89954 | 11 | 0.28539
76384 | 2.85 | 0.8 | 365 | 2.5965 | 0.22488 | 2 | 0.82135
77615 | 7.41 | 0.8 | 365 | 6.7508 | 0.5847 | 7 | 0.33551
75516 | 8.68 | 0.8 | 365 | 7.9078 | 0.91298 | 8 | 0.82081
77468 | 9.8 | 0.8 | 365 | 8.9282 | 0.96627 | 9 | 0.89446
77440 | 7.125 | 0.8 | 365 | 6.4912 | 0.062211 | 6 | 0.55337
75882 | 6.44 | 0.8 | 365 | 5.8671 | 0.80641 | 6 | 0.6735
75888 | 5.13 | 0.8 | 365 | 4.6736 | 0.40479 | 5 | 0.078427
77641 | 6.84 | 0.8 | 365 | 6.2315 | 0.53972 | 6 | 0.77124
77555 | 4.845 | 0.8 | 365 | 4.414 | 0.8823 | 5 | 0.29629
77637 | 9.12 | 0.8 | 365 | 8.3087 | 0.71963 | 9 | 0.028315
77305 | 6.555 | 0.8 | 365 | 5.9719 | 0.017234 | 5 | 0.9891
77466 | 6.27 | 0.8 | 365 | 5.7122 | 0.49475 | 6 | 0.20697
76516 | 5.415 | 0.8 | 365 | 4.9333 | 0.92728 | 5 | 0.86056
77685 | 12.255 | 0.8 | 365 | 11.1648 | 0.467 | 11 | 0.6318
77666 | 7.41 | 0.8 | 365 | 6.7508 | 0.5847 | 7 | 0.33551
77010 | 5.415 | 0.8 | 365 | 4.9333 | 0.92728 | 5 | 0.86056
76455 | 6.555 | 0.8 | 365 | 5.9719 | 0.017234 | 5 | 0.9891
75235 | 4.2 | 0.8 | 365 | 3.8264 | 0.69983 | 4 | 0.5262
77296 | 6.84 | 0.8 | 365 | 6.2315 | 0.53972 | 6 | 0.77124
78081 | 10.545 | 0.8 | 365 | 9.6069 | 0.33207 | 9 | 0.93899
77881 | 5.415 | 0.8 | 365 | 4.9333 | 0.92728 | 5 | 0.86056
75207 | 6.72 | 0.8 | 365 | 6.1222 | 0.31973 | 6 | 0.44192
76182 | 5.13 | 0.8 | 365 | 4.6736 | 0.40479 | 5 | 0.078427
78031 | 5.7 | 0.8 | 365 | 5.1929 | 0.44977 | 5 | 0.6427
74867 | 4.2 | 0.8 | 365 | 3.8264 | 0.69983 | 4 | 0.5262
78054 | 3.705 | 0.8 | 365 | 3.3754 | 0.79235 | 4 | 0.16775
77120 | 7.54 | 0.8 | 365 | 6.8692 | 0.82303 | 7 | 0.69227
77537 | 2.85 | 0.8 | 365 | 2.5965 | 0.22488 | 2 | 0.82135
75720 | 11.48 | 0.8 | 365 | 10.4587 | 0.046201 | 10 | 0.50494
75691 | 2.8 | 0.8 | 365 | 2.5509 | 0.13322 | 2 | 0.68413
77409 | 5.415 | 0.8 | 365 | 4.9333 | 0.92728 | 5 | 0.86056
75321 | 6.16 | 0.8 | 365 | 5.612 | 0.29308 | 5 | 0.90509
78083 | 12.825 | 0.8 | 365 | 11.6841 | 0.51198 | 12 | 0.19607
76228 | 4.56 | 0.8 | 365 | 4.1543 | 0.35982 | 4 | 0.51416
75324 | 7.41 | 0.8 | 365 | 6.7508 | 0.5847 | 7 | 0.33551
77851 | 9.24 | 0.8 | 365 | 8.418 | 0.93963 | 9 | 0.35764
75384 | 4.48 | 0.8 | 365 | 4.0815 | 0.21315 | 4 | 0.29461
75902 | 3.99 | 0.8 | 365 | 3.635 | 0.31484 | 3 | 0.94989
76915 | 13.395 | 0.8 | 365 | 12.2034 | 0.55696 | 12 | 0.76034
75415 | 5.32 | 0.8 | 365 | 4.8467 | 0.75312 | 5 | 0.59985
75409 | 7.28 | 0.8 | 365 | 6.6324 | 0.34637 | 6 | 0.97874
75205 | 13.44 | 0.8 | 365 | 12.2444 | 0.63946 | 12 | 0.88383
74914 | 6.72 | 0.8 | 365 | 6.1222 | 0.31973 | 6 | 0.44192
75320 | 7.84 | 0.8 | 365 | 7.1426 | 0.37302 | 7 | 0.51557
76170 | 11.2 | 0.8 | 365 | 10.2036 | 0.53288 | 10 | 0.73653
77696 | 10.26 | 0.8 | 365 | 9.3473 | 0.80958 | 10 | 0.15685
77812 | 9.405 | 0.8 | 365 | 8.5683 | 0.24212 | 8 | 0.81045
77758 | 3.9 | 0.8 | 365 | 3.5531 | 0.14984 | 3 | 0.7029
77674 | 4.41 | 0.8 | 365 | 4.0177 | 0.084821 | 4 | 0.10251
78215 | 7.28 | 1 | 365 | 8.2905 | 0.68296 | 8 | 0.97343
77529 | 6.84 | 0.8 | 365 | 6.2315 | 0.53972 | 6 | 0.77124
75232 | 4.2 | 0.8 | 365 | 3.8264 | 0.69983 | 4 | 0.5262
78084 | 8.265 | 0.8 | 365 | 7.5297 | 0.15216 | 7 | 0.68191
76013 | 6.27 | 0.8 | 365 | 5.7122 | 0.49475 | 6 | 0.20697
76223 | 7.695 | 0.8 | 365 | 7.0105 | 0.10719 | 7 | 0.11764
78218 | 6.65 | 0.8 | 365 | 6.0584 | 0.1914 | 6 | 0.24981
75510 | 7.695 | 0.8 | 365 | 7.0105 | 0.10719 | 7 | 0.11764
75903 | 8.265 | 0.8 | 365 | 7.5297 | 0.15216 | 7 | 0.68191
75827 | 3.92 | 0.8 | 365 | 3.5713 | 0.18651 | 3 | 0.75778
77727 | 5.13 | 0.8 | 365 | 4.6736 | 0.40479 | 5 | 0.078427
75022 | 7.84 | 0.8 | 365 | 7.1426 | 0.37302 | 7 | 0.51557
77067 | 2.565 | 0.8 | 365 | 2.3368 | 0.7024 | 3 | 0.039214
78219 | 5.11 | 0.8 | 365 | 4.6554 | 0.36813 | 5 | 0.023541
76969 | 7.125 | 0.8 | 365 | 6.4912 | 0.062211 | 6 | 0.55337
75906 | 5.415 | 0.8 | 365 | 4.9333 | 0.92728 | 5 | 0.86056
75023 | 4.76 | 0.8 | 365 | 4.3366 | 0.72647 | 5 | 0.063024
77560 | 7.695 | 0.8 | 365 | 7.0105 | 0.10719 | 7 | 0.11764
77923 | 8.265 | 0.8 | 365 | 7.5297 | 0.15216 | 7 | 0.68191
75061 | 5.04 | 0.8 | 365 | 4.5916 | 0.2398 | 4 | 0.83144
76974 | 6.27 | 0.8 | 365 | 5.7122 | 0.49475 | 6 | 0.20697
77459 | 7.125 | 0.8 | 365 | 6.4912 | 0.062211 | 6 | 0.55337
76658 | 7.695 | 0.8 | 365 | 7.0105 | 0.10719 | 7 | 0.11764
75025 | 6.16 | 0.8 | 365 | 5.612 | 0.29308 | 5 | 0.90509
77430 | 4.64 | 0.8 | 365 | 4.2272 | 0.50648 | 4 | 0.7337
78222 | 7.68 | 0.8 | 365 | 6.9968 | 0.079689 | 7 | 0.076476
77124 | 7.41 | 0.8 | 365 | 6.7508 | 0.5847 | 7 | 0.33551
76174 | 3.36 | 0.8 | 365 | 3.0611 | 0.15986 | 3 | 0.22096
75208 | 3.135 | 0.8 | 365 | 2.8561 | 0.74737 | 3 | 0.60348
77421 | 5.415 | 0.8 | 365 | 4.9333 | 0.92728 | 5 | 0.86056
75268 | 9.8 | 0.8 | 365 | 8.9282 | 0.96627 | 9 | 0.89446
75210 | 5.04 | 0.8 | 365 | 4.5916 | 0.2398 | 4 | 0.83144
76313 | 5.7 | 0.8 | 365 | 5.1929 | 0.44977 | 5 | 0.6427
78223 | 10.72 | 0.8 | 365 | 9.7663 | 0.6529 | 10 | 0.41925
76029 | 7.695 | 0.8 | 365 | 7.0105 | 0.10719 | 7 | 0.11764
76010 | 2.85 | 0.8 | 365 | 2.5965 | 0.22488 | 2 | 0.82135
77556 | 12.255 | 0.8 | 365 | 11.1648 | 0.467 | 11 | 0.6318
76263 | 2.565 | 0.8 | 365 | 2.3368 | 0.7024 | 3 | 0.039214
63517 | 33.06 | 0.7 | 365 | 26.3541 | 0.032577 | 26 | 0.38669
75271 | 7.84 | 0.8 | 365 | 7.1426 | 0.37302 | 7 | 0.51557
76972 | 2.28 | 0.8 | 365 | 2.0772 | 0.17991 | 2 | 0.25708
77347 | 3.42 | 0.8 | 365 | 3.1158 | 0.26986 | 3 | 0.38562
75045 | 4.94 | 0.8 | 365 | 4.5005 | 0.056466 | 4 | 0.557
77811 | 5.13 | 0.8 | 365 | 4.6736 | 0.40479 | 5 | 0.078427
75685 | 5.6 | 0.8 | 365 | 5.1018 | 0.26644 | 5 | 0.36826
75171 | 2.52 | 0.8 | 365 | 2.2958 | 0.6199 | 2 | 0.91572
77373 | 7.98 | 0.8 | 365 | 7.2701 | 0.62968 | 7 | 0.89978
77694 | 6.27 | 0.8 | 365 | 5.7122 | 0.49475 | 6 | 0.20697
78226 | 9.6 | 0.8 | 365 | 8.746 | 0.59961 | 9 | 0.34559
75318 | 4.76 | 0.8 | 365 | 4.3366 | 0.72647 | 5 | 0.063024
76333 | 2.8 | 0.8 | 365 | 2.5509 | 0.13322 | 2 | 0.68413
75315 | 6.555 | 0.8 | 365 | 5.9719 | 0.017234 | 5 | 0.9891
75031 | 7.84 | 0.8 | 365 | 7.1426 | 0.37302 | 7 | 0.51557
75209 | 3.92 | 0.8 | 365 | 3.5713 | 0.18651 | 3 | 0.75778
78090 | 12.47 | 0.8 | 365 | 11.3607 | 0.86116 | 12 | 0.22183
75165 | 8.55 | 0.8 | 365 | 7.7894 | 0.67465 | 8 | 0.46405
78227 | 5.61 | 0.8 | 365 | 5.1109 | 0.28477 | 5 | 0.39571
77611 | 3.99 | 0.8 | 365 | 3.635 | 0.31484 | 3 | 0.94989
75035 | 4.48 | 0.8 | 365 | 4.0815 | 0.21315 | 4 | 0.29461
75264 | 6.72 | 0.8 | 365 | 6.1222 | 0.31973 | 6 | 0.44192
78229 | 13.44 | 0.8 | 365 | 12.2444 | 0.63946 | 12 | 0.88383
78387 | 8.64 | 0.8 | 365 | 7.8714 | 0.83965 | 8 | 0.71104
78124 | 6.325 | 0.8 | 365 | 5.7623 | 0.59558 | 6 | 0.3579
78123 | 12.24 | 0.8 | 365 | 11.1511 | 0.4395 | 11 | 0.59063
78290 | 15.12 | 0.8 | 365 | 13.7749 | 0.71939 | 14 | 0.49431
78334 | 8.96 | 0.8 | 365 | 8.1629 | 0.4263 | 8 | 0.58922
78126 | 10.175 | 0.8 | 365 | 9.2698 | 0.65375 | 9 | 0.92359
78122 | 8.12 | 0.8 | 365 | 7.3976 | 0.88634 | 8 | 0.28398
78117 | 12.18 | 0.8 | 365 | 11.0965 | 0.32951 | 11 | 0.42597
78116 | 8.25 | 0.8 | 365 | 7.5161 | 0.12467 | 7 | 0.64075
78258 | 20.16 | 0.8 | 365 | 18.3666 | 0.95918 | 19 | 0.32575
78128 | 5.4 | 0.8 | 365 | 4.9196 | 0.89978 | 5 | 0.8194
78228 | 6.38 | 0.8 | 365 | 5.8124 | 0.69641 | 6 | 0.50884
78230 | 8.48 | 0.8 | 365 | 7.7256 | 0.54632 | 8 | 0.27194
78276 | 3.63 | 0.8 | 365 | 3.3071 | 0.65485 | 3 | 0.96193
78266 | 6.57 | 0.8 | 365 | 5.9855 | 0.044734 | 6 | 0.030266
78371 | 3.99 | 0.8 | 365 | 3.635 | 0.31484 | 3 | 0.94989
78385 | 8.4 | 0.8 | 365 | 7.6527 | 0.39966 | 8 | 0.052396
75168 | 5.88 | 0.8 | 365 | 5.3569 | 0.77976 | 6 | 0.13668
75142 | 8.96 | 0.8 | 365 | 8.1629 | 0.4263 | 8 | 0.58922
75275 | 7.56 | 0.8 | 365 | 6.8875 | 0.85969 | 7 | 0.74716
76558 | 4.56 | 0.8 | 365 | 4.1543 | 0.35982 | 4 | 0.51416
75020 | 11.76 | 0.8 | 365 | 10.7138 | 0.55952 | 11 | 0.27335
77074 | 8.96 | 0.8 | 365 | 8.1629 | 0.4263 | 8 | 0.58922
75162 | 6.27 | 0.8 | 365 | 5.7122 | 0.49475 | 6 | 0.20697
75319 | 5.32 | 0.8 | 365 | 4.8467 | 0.75312 | 5 | 0.59985
75064 | 3.92 | 0.8 | 365 | 3.5713 | 0.18651 | 3 | 0.75778
77078 | 3.42 | 0.8 | 365 | 3.1158 | 0.26986 | 3 | 0.38562
76775 | 2.24 | 0.8 | 365 | 2.0407 | 0.10658 | 2 | 0.14731
75029 | 3.36 | 0.8 | 365 | 3.0611 | 0.15986 | 3 | 0.22096
77775 | 4.56 | 0.8 | 365 | 4.1543 | 0.35982 | 4 | 0.51416
75280 | 6.16 | 0.8 | 365 | 5.612 | 0.29308 | 5 | 0.90509
76439 | 8.835 | 0.8 | 365 | 8.049 | 0.19714 | 8 | 0.24618
75141 | 7 | 0.8 | 365 | 6.3773 | 0.83305 | 7 | 0.21033
77814 | 4.845 | 0.8 | 365 | 4.414 | 0.8823 | 5 | 0.29629
78170 | 4.95 | 0.8 | 365 | 4.5096 | 0.074799 | 4 | 0.58445
76358 | 2.8 | 0.8 | 365 | 2.5509 | 0.13322 | 2 | 0.68413
77293 | 13.11 | 0.8 | 365 | 11.9437 | 0.034469 | 11 | 0.9782
76454 | 5.415 | 0.8 | 365 | 4.9333 | 0.92728 | 5 | 0.86056
77456 | 5.415 | 0.8 | 365 | 4.9333 | 0.92728 | 5 | 0.86056
78235 | 3.9 | 0.8 | 365 | 3.5531 | 0.14984 | 3 | 0.7029
76460 | 4.56 | 0.8 | 365 | 4.1543 | 0.35982 | 4 | 0.51416
75678 | 7.56 | 0.8 | 365 | 6.8875 | 0.85969 | 7 | 0.74716
78240 | 4.5 | 0.8 | 365 | 4.0997 | 0.24982 | 4 | 0.3495
78156 | 10.26 | 0.8 | 365 | 9.3473 | 0.80958 | 10 | 0.15685
78140 | 4.56 | 0.8 | 365 | 4.1543 | 0.35982 | 4 | 0.51416
78154 | 3.99 | 0.8 | 365 | 3.635 | 0.31484 | 3 | 0.94989
78231 | 12.825 | 0.8 | 365 | 11.6841 | 0.51198 | 12 | 0.19607
78232 | 6.27 | 0.8 | 365 | 5.7122 | 0.49475 | 6 | 0.20697
78236 | 9.69 | 0.8 | 365 | 8.828 | 0.76461 | 9 | 0.59258
75639 | 3.42 | 0.8 | 365 | 3.1158 | 0.26986 | 3 | 0.38562
76109 | 6.72 | 0.8 | 365 | 6.1222 | 0.31973 | 6 | 0.44192
76462 | 4.845 | 0.8 | 365 | 4.414 | 0.8823 | 5 | 0.29629
77482 | 6.84 | 0.8 | 365 | 6.2315 | 0.53972 | 6 | 0.77124
77620 | 6.84 | 0.8 | 365 | 6.2315 | 0.53972 | 6 | 0.77124
78087 | 11.97 | 0.8 | 365 | 10.9051 | 0.94451 | 11 | 0.84966
74171 | 3.36 | 0.8 | 365 | 3.0611 | 0.15986 | 3 | 0.22096
78373 | 8.835 | 0.8 | 365 | 8.049 | 0.19714 | 8 | 0.24618
75916 | 9.405 | 0.8 | 365 | 8.5683 | 0.24212 | 8 | 0.81045
76450 | 9.8 | 0.8 | 365 | 8.9282 | 0.96627 | 9 | 0.89446
77357 | 5.32 | 0.8 | 365 | 4.8467 | 0.75312 | 5 | 0.59985
75909 | 7.41 | 0.8 | 365 | 6.7508 | 0.5847 | 7 | 0.33551
77346 | 3.08 | 0.8 | 365 | 2.806 | 0.64654 | 3 | 0.45255
78079 | 7.695 | 0.8 | 365 | 7.0105 | 0.10719 | 7 | 0.11764
78237 | 2.8 | 0.8 | 365 | 2.5509 | 0.13322 | 2 | 0.68413
75767 | 7.84 | 0.8 | 365 | 7.1426 | 0.37302 | 7 | 0.51557
77063 | 2.24 | 0.8 | 365 | 2.0407 | 0.10658 | 2 | 0.14731
75155 | 3.64 | 0.8 | 365 | 3.3162 | 0.67319 | 3 | 0.98937
77698 | 8.835 | 0.8 | 365 | 8.049 | 0.19714 | 8 | 0.24618
75773 | 2.85 | 0.8 | 365 | 2.5965 | 0.22488 | 2 | 0.82135
75044 | 2.52 | 0.8 | 365 | 2.2958 | 0.6199 | 2 | 0.91572
77069 | 8.835 | 0.8 | 365 | 8.049 | 0.19714 | 8 | 0.24618
77115 | 2.565 | 0.8 | 365 | 2.3368 | 0.7024 | 3 | 0.039214
77302 | 3.705 | 0.8 | 365 | 3.3754 | 0.79235 | 4 | 0.16775
78055 | 2.32 | 0.8 | 365 | 2.1136 | 0.25324 | 2 | 0.36685
75054 | 2.52 | 0.8 | 365 | 2.2958 | 0.6199 | 2 | 0.91572
77336 | 3.42 | 0.8 | 365 | 3.1158 | 0.26986 | 3 | 0.38562
76323 | 2.28 | 0.8 | 365 | 2.0772 | 0.17991 | 2 | 0.25708
76176 | 7 | 0.8 | 365 | 6.3773 | 0.83305 | 7 | 0.21033
76334 | 2.85 | 0.8 | 365 | 2.5965 | 0.22488 | 2 | 0.82135
75891 | 2.565 | 0.8 | 365 | 2.3368 | 0.7024 | 3 | 0.039214
75831 | 2.28 | 0.8 | 365 | 2.0772 | 0.17991 | 2 | 0.25708
76627 | 12.04 | 0.8 | 365 | 10.9689 | 0.072845 | 11 | 0.041767
77932 | 3.77 | 0.8 | 365 | 3.4346 | 0.91151 | 4 | 0.34613
76970 | 3.705 | 0.8 | 365 | 3.3754 | 0.79235 | 4 | 0.16775
75630 | 2.28 | 0.8 | 365 | 2.0772 | 0.17991 | 2 | 0.25708
77498 | 5.13 | 0.8 | 365 | 4.6736 | 0.40479 | 5 | 0.078427
77626 | 2.52 | 0.8 | 365 | 2.2958 | 0.6199 | 2 | 0.91572
76225 | 8.4 | 0.8 | 365 | 7.6527 | 0.39966 | 8 | 0.052396
74964 | 3.36 | 0.8 | 365 | 3.0611 | 0.15986 | 3 | 0.22096
74875 | 2.52 | 0.8 | 365 | 2.2958 | 0.6199 | 2 | 0.91572
75659 | 2.24 | 0.8 | 365 | 2.0407 | 0.10658 | 2 | 0.14731
77145 | 3.08 | 0.8 | 365 | 2.806 | 0.64654 | 3 | 0.45255
76648 | 9.12 | 0.8 | 365 | 8.3087 | 0.71963 | 9 | 0.028315
76324 | 2.85 | 0.8 | 365 | 2.5965 | 0.22488 | 2 | 0.82135
75781 | 3.36 | 0.8 | 365 | 3.0611 | 0.15986 | 3 | 0.22096
76322 | 2.565 | 0.8 | 365 | 2.3368 | 0.7024 | 3 | 0.039214
77504 | 6.555 | 0.8 | 365 | 5.9719 | 0.017234 | 5 | 0.9891
76328 | 2.565 | 0.8 | 365 | 2.3368 | 0.7024 | 3 | 0.039214
77730 | 6.96 | 0.8 | 365 | 6.3408 | 0.75972 | 7 | 0.10056
76554 | 3.42 | 0.8 | 365 | 3.1158 | 0.26986 | 3 | 0.38562
76388 | 6.84 | 0.8 | 365 | 6.2315 | 0.53972 | 6 | 0.77124
78398 | 9.8 | 0.8 | 365 | 8.9282 | 0.96627 | 9 | 0.89446
78397 | 12.25 | 0.8 | 365 | 11.1602 | 0.45784 | 11 | 0.61808
75784 | 4.48 | 0.8 | 365 | 4.0815 | 0.21315 | 4 | 0.29461
78396 | 10.56 | 0.8 | 365 | 9.6206 | 0.35957 | 9 | 0.98015
78394 | 9.92 | 0.8 | 365 | 9.0375 | 0.18626 | 9 | 0.22378
78050 | 3.99 | 0.8 | 365 | 3.635 | 0.31484 | 3 | 0.94989
78392 | 5.76 | 0.8 | 365 | 5.2476 | 0.55977 | 5 | 0.80736
77558 | 3.42 | 0.8 | 365 | 3.1158 | 0.26986 | 3 | 0.38562
78391 | 10.24 | 0.8 | 365 | 9.329 | 0.77292 | 10 | 0.10197
77503 | 10.545 | 0.8 | 365 | 9.6069 | 0.33207 | 9 | 0.93899
78390 | 12.54 | 0.8 | 365 | 11.4244 | 0.98949 | 12 | 0.41393
77059 | 5.415 | 0.8 | 365 | 4.9333 | 0.92728 | 5 | 0.86056
78388 | 6 | 0.8 | 365 | 5.4662 | 0.99976 | 6 | 0.466
78389 | 9.15 | 0.8 | 365 | 8.336 | 0.77463 | 9 | 0.11065
78386 | 6.6 | 0.8 | 365 | 6.0129 | 0.099732 | 6 | 0.1126
75899 | 4.845 | 0.8 | 365 | 4.414 | 0.8823 | 5 | 0.29629
78384 | 5.04 | 0.8 | 365 | 4.5916 | 0.2398 | 4 | 0.83144
78353 | 11.48 | 0.8 | 365 | 10.4587 | 0.046201 | 10 | 0.50494
77842 | 13.965 | 0.8 | 365 | 12.7227 | 0.60193 | 13 | 0.32461
76964 | 8.55 | 0.8 | 365 | 7.7894 | 0.67465 | 8 | 0.46405
47578 | 1320.57 | 1 | 365 | 1503.8651 | 0.23934 | 1504 | 0.10446
76190 | 6.555 | 0.8 | 365 | 5.9719 | 0.017234 | 5 | 0.9891
78376 | 11.115 | 0.8 | 365 | 10.1262 | 0.37705 | 10 | 0.50326
76463 | 2.85 | 0.8 | 365 | 2.5965 | 0.22488 | 2 | 0.82135
78375 | 11.4 | 0.8 | 365 | 10.3859 | 0.89954 | 11 | 0.28539
75960 | 6.84 | 0.8 | 365 | 6.2315 | 0.53972 | 6 | 0.77124
78372 | 4.56 | 0.8 | 365 | 4.1543 | 0.35982 | 4 | 0.51416
76971 | 11.48 | 0.8 | 365 | 10.4587 | 0.046201 | 10 | 0.50494
78370 | 5.985 | 0.8 | 365 | 5.4526 | 0.97226 | 6 | 0.42483
78369 | 4.56 | 0.8 | 365 | 4.1543 | 0.35982 | 4 | 0.51416
77506 | 6.27 | 0.8 | 365 | 5.7122 | 0.49475 | 6 | 0.20697
78368 | 6.16 | 0.8 | 365 | 5.612 | 0.29308 | 5 | 0.90509
77784 | 5.13 | 0.8 | 365 | 4.6736 | 0.40479 | 5 | 0.078427
76459 | 5.415 | 0.8 | 365 | 4.9333 | 0.92728 | 5 | 0.86056
78366 | 13.26 | 0.8 | 365 | 12.0804 | 0.30946 | 12 | 0.38985
78365 | 10.26 | 0.8 | 365 | 9.3473 | 0.80958 | 10 | 0.15685
78363 | 7.56 | 0.8 | 365 | 6.8875 | 0.85969 | 7 | 0.74716
77005 | 5.04 | 0.8 | 365 | 4.5916 | 0.2398 | 4 | 0.83144
78362 | 12.395 | 0.8 | 365 | 11.2923 | 0.72366 | 12 | 0.016005
77446 | 15.39 | 0.8 | 365 | 14.0209 | 0.21438 | 14 | 0.23528
75057 | 5.04 | 0.8 | 365 | 4.5916 | 0.2398 | 4 | 0.83144
76555 | 12.825 | 0.8 | 365 | 11.6841 | 0.51198 | 12 | 0.19607
77657 | 5.7 | 0.8 | 365 | 5.1929 | 0.44977 | 5 | 0.6427
76968 | 5.13 | 0.8 | 365 | 4.6736 | 0.40479 | 5 | 0.078427
75411 | 11.2 | 0.8 | 365 | 10.2036 | 0.53288 | 10 | 0.73653
76178 | 9.24 | 0.8 | 365 | 8.418 | 0.93963 | 9 | 0.35764
77058 | 7.98 | 0.8 | 365 | 7.2701 | 0.62968 | 7 | 0.89978
77654 | 10.545 | 0.8 | 365 | 9.6069 | 0.33207 | 9 | 0.93899
77638 | 7.695 | 0.8 | 365 | 7.0105 | 0.10719 | 7 | 0.11764
77439 | 4.56 | 0.8 | 365 | 4.1543 | 0.35982 | 4 | 0.51416
77692 | 3.99 | 0.8 | 365 | 3.635 | 0.31484 | 3 | 0.94989
77374 | 3.99 | 0.8 | 365 | 3.635 | 0.31484 | 3 | 0.94989
78253 | 8.04 | 0.8 | 365 | 7.3248 | 0.73967 | 8 | 0.064436
78074 | 6.555 | 0.8 | 365 | 5.9719 | 0.017234 | 5 | 0.9891
78056 | 5.7 | 0.8 | 365 | 5.1929 | 0.44977 | 5 | 0.6427
78255 | 10.26 | 0.8 | 365 | 9.3473 | 0.80958 | 10 | 0.15685
77407 | 3.42 | 0.8 | 365 | 3.1158 | 0.26986 | 3 | 0.38562
77552 | 4.48 | 0.8 | 365 | 4.0815 | 0.21315 | 4 | 0.29461
78256 | 7.98 | 0.8 | 365 | 7.2701 | 0.62968 | 7 | 0.89978
77786 | 6.27 | 0.8 | 365 | 5.7122 | 0.49475 | 6 | 0.20697
76630 | 5.32 | 0.8 | 365 | 4.8467 | 0.75312 | 5 | 0.59985
78257 | 4.8 | 0.8 | 365 | 4.373 | 0.79981 | 5 | 0.1728
78259 | 5.7 | 0.8 | 365 | 5.1929 | 0.44977 | 5 | 0.6427
78261 | 7.695 | 0.8 | 365 | 7.0105 | 0.10719 | 7 | 0.11764
78260 | 6.205 | 0.8 | 365 | 5.653 | 0.37558 | 6 | 0.028585
78263 | 6.96 | 0.8 | 365 | 6.3408 | 0.75972 | 7 | 0.10056
75393 | 5.6 | 0.8 | 365 | 5.1018 | 0.26644 | 5 | 0.36826
78264 | 10.56 | 0.8 | 365 | 9.6206 | 0.35957 | 9 | 0.98015
76536 | 6.27 | 0.8 | 365 | 5.7122 | 0.49475 | 6 | 0.20697
78265 | 10.89 | 0.8 | 365 | 9.9212 | 0.96456 | 10 | 0.88578
78267 | 9.9 | 0.8 | 365 | 9.0193 | 0.1496 | 9 | 0.16889
78268 | 6.3 | 0.8 | 365 | 5.7396 | 0.54974 | 6 | 0.2893
78270 | 7.56 | 0.8 | 365 | 6.8875 | 0.85969 | 7 | 0.74716
78272 | 7.2 | 0.8 | 365 | 6.5595 | 0.19971 | 6 | 0.7592
78277 | 11.115 | 0.8 | 365 | 10.1262 | 0.37705 | 10 | 0.50326
78279 | 8.96 | 0.8 | 365 | 8.1629 | 0.4263 | 8 | 0.58922
78280 | 12.42 | 0.8 | 365 | 11.3151 | 0.7695 | 12 | 0.084613
78282 | 4.2 | 0.8 | 365 | 3.8264 | 0.69983 | 4 | 0.5262
78283 | 4.95 | 0.8 | 365 | 4.5096 | 0.074799 | 4 | 0.58445
78284 | 3.9 | 0.8 | 365 | 3.5531 | 0.14984 | 3 | 0.7029
78287 | 12.6 | 0.8 | 365 | 11.4791 | 0.099489 | 11 | 0.57859
78288 | 3.96 | 0.8 | 365 | 3.6077 | 0.25984 | 3 | 0.86756
78289 | 5.13 | 0.8 | 365 | 4.6736 | 0.40479 | 5 | 0.078427
78292 | 4.64 | 0.8 | 365 | 4.2272 | 0.50648 | 4 | 0.7337
78293 | 10.545 | 0.8 | 365 | 9.6069 | 0.33207 | 9 | 0.93899
78294 | 4.275 | 0.8 | 365 | 3.8947 | 0.83733 | 4 | 0.73202
78295 | 7.98 | 0.8 | 365 | 7.2701 | 0.62968 | 7 | 0.89978
78296 | 9.57 | 0.8 | 365 | 8.7187 | 0.54461 | 9 | 0.26326
78297 | 8.7 | 0.8 | 365 | 7.926 | 0.94965 | 8 | 0.8757
77329 | 10.26 | 0.8 | 365 | 9.3473 | 0.80958 | 10 | 0.15685
78300 | 8.58 | 0.8 | 365 | 7.8167 | 0.72965 | 8 | 0.54638
78302 | 2.85 | 0.8 | 365 | 2.5965 | 0.22488 | 2 | 0.82135
78306 | 4.56 | 0.8 | 365 | 4.1543 | 0.35982 | 4 | 0.51416
78278 | 7.695 | 0.8 | 365 | 7.0105 | 0.10719 | 7 | 0.11764
78298 | 12.32 | 0.8 | 365 | 11.224 | 0.58617 | 11 | 0.81018
78273 | 6.48 | 0.8 | 365 | 5.9035 | 0.87974 | 6 | 0.78328
78299 | 3.77 | 0.8 | 365 | 3.4346 | 0.91151 | 4 | 0.34613
78303 | 5.7 | 0.8 | 365 | 5.1929 | 0.44977 | 5 | 0.6427
78304 | 5.88 | 0.8 | 365 | 5.3569 | 0.77976 | 6 | 0.13668
78305 | 4.845 | 0.8 | 365 | 4.414 | 0.8823 | 5 | 0.29629
78310 | 5.13 | 0.8 | 365 | 4.6736 | 0.40479 | 5 | 0.078427
78311 | 3.3 | 0.8 | 365 | 3.0064 | 0.049866 | 3 | 0.056298
78314 | 9.9 | 0.8 | 365 | 9.0193 | 0.1496 | 9 | 0.16889
78318 | 10.71 | 0.8 | 365 | 9.7572 | 0.63457 | 10 | 0.3918
78319 | 4.02 | 0.8 | 365 | 3.6624 | 0.36984 | 4 | 0.032218
76327 | 5.415 | 0.8 | 365 | 4.9333 | 0.92728 | 5 | 0.86056
78320 | 3.6 | 0.8 | 365 | 3.2797 | 0.59985 | 3 | 0.8796
78322 | 9.69 | 0.8 | 365 | 8.828 | 0.76461 | 9 | 0.59258
78321 | 6.48 | 0.8 | 365 | 5.9035 | 0.87974 | 6 | 0.78328
78323 | 6.4 | 0.8 | 365 | 5.8307 | 0.73307 | 6 | 0.56373
78324 | 4.8 | 0.8 | 365 | 4.373 | 0.79981 | 5 | 0.1728
78325 | 14.64 | 0.8 | 365 | 13.3376 | 0.83941 | 14 | 0.17703
78327 | 4.95 | 0.8 | 365 | 4.5096 | 0.074799 | 4 | 0.58445
78326 | 5.232 | 0.8 | 365 | 4.7666 | 0.59179 | 5 | 0.35835
78328 | 13.11 | 0.8 | 365 | 11.9437 | 0.034469 | 11 | 0.9782
78329 | 8.265 | 0.8 | 365 | 7.5297 | 0.15216 | 7 | 0.68191
78330 | 7.98 | 0.8 | 365 | 7.2701 | 0.62968 | 7 | 0.89978
78331 | 9.69 | 0.8 | 365 | 8.828 | 0.76461 | 9 | 0.59258
75897 | 5.7 | 0.8 | 365 | 5.1929 | 0.44977 | 5 | 0.6427
78333 | 5.76 | 0.8 | 365 | 5.2476 | 0.55977 | 5 | 0.80736
78313 | 4.845 | 0.8 | 365 | 4.414 | 0.8823 | 5 | 0.29629
78315 | 3.42 | 0.8 | 365 | 3.1158 | 0.26986 | 3 | 0.38562
78316 | 5.13 | 0.8 | 365 | 4.6736 | 0.40479 | 5 | 0.078427
78317 | 19.98 | 0.8 | 365 | 18.2026 | 0.62919 | 18 | 0.83177
75086 | 3.36 | 0.8 | 365 | 3.0611 | 0.15986 | 3 | 0.22096
77700 | 3.08 | 0.8 | 365 | 2.806 | 0.64654 | 3 | 0.45255
77879 | 7.28 | 0.8 | 365 | 6.6324 | 0.34637 | 6 | 0.97874
78336 | 9.45 | 0.8 | 365 | 8.6093 | 0.32462 | 8 | 0.93394
78338 | 3.96 | 0.8 | 365 | 3.6077 | 0.25984 | 3 | 0.86756
78341 | 4.65 | 0.8 | 365 | 4.2363 | 0.52481 | 4 | 0.76115
78346 | 6.27 | 0.8 | 365 | 5.7122 | 0.49475 | 6 | 0.20697
78348 | 7.98 | 0.8 | 365 | 7.2701 | 0.62968 | 7 | 0.89978
78349 | 6.84 | 0.8 | 365 | 6.2315 | 0.53972 | 6 | 0.77124
78350 | 5.13 | 0.8 | 365 | 4.6736 | 0.40479 | 5 | 0.078427
78352 | 3.135 | 0.8 | 365 | 2.8561 | 0.74737 | 3 | 0.60348
78354 | 7.695 | 0.8 | 365 | 7.0105 | 0.10719 | 7 | 0.11764
78355 | 8.55 | 0.8 | 365 | 7.7894 | 0.67465 | 8 | 0.46405
78356 | 9.38 | 0.8 | 365 | 8.5456 | 0.19629 | 8 | 0.74184
78360 | 12.06 | 0.8 | 365 | 10.9871 | 0.10951 | 11 | 0.096654
78361 | 8.58 | 0.8 | 365 | 7.8167 | 0.72965 | 8 | 0.54638
78345 | 10.56 | 0.8 | 365 | 9.6206 | 0.35957 | 9 | 0.98015
78400 | 10.725 | 0.8 | 365 | 9.7709 | 0.66207 | 10 | 0.43297
77660 | 2.85 | 0.8 | 365 | 2.5965 | 0.22488 | 2 | 0.82135
78399 | 8.835 | 0.8 | 365 | 8.049 | 0.19714 | 8 | 0.24618
78401 | 8.505 | 0.8 | 365 | 7.7484 | 0.59216 | 8 | 0.34055
78402 | 10.07 | 0.8 | 365 | 9.1742 | 0.46126 | 9 | 0.63543
78403 | 5.22 | 0.8 | 365 | 4.7556 | 0.56979 | 5 | 0.32542
78405 | 10.83 | 0.8 | 365 | 9.8666 | 0.85456 | 10 | 0.72112
78406 | 9.975 | 0.8 | 365 | 9.0876 | 0.2871 | 9 | 0.37472
78408 | 13.44 | 0.8 | 365 | 12.2444 | 0.63946 | 12 | 0.88383
78407 | 13.34 | 0.8 | 365 | 12.1533 | 0.45613 | 12 | 0.6094
78409 | 4.275 | 0.8 | 365 | 3.8947 | 0.83733 | 4 | 0.73202
78091 | 7.92 | 0.8 | 365 | 7.2154 | 0.51968 | 7 | 0.73512
78395 | 10.08 | 0.8 | 365 | 9.1833 | 0.47959 | 9 | 0.66287
78410 | 9.425 | 0.8 | 365 | 8.5866 | 0.27878 | 8 | 0.86534
78312 | 6 | 0.8 | 365 | 5.4662 | 0.99976 | 6 | 0.466
78379 | 13.325 | 0.8 | 365 | 12.1396 | 0.42863 | 12 | 0.56823
78378 | 13 | 0.8 | 365 | 11.8435 | 0.83281 | 12 | 0.67633
78412 | 13.44 | 0.8 | 365 | 12.2444 | 0.63946 | 12 | 0.88383
78413 | 6.555 | 0.8 | 365 | 5.9719 | 0.017234 | 5 | 0.9891
78416 | 6 | 0.8 | 365 | 5.4662 | 0.99976 | 6 | 0.466
78417 | 14.25 | 0.8 | 365 | 12.9823 | 0.12442 | 13 | 0.10674
78418 | 8.12 | 0.8 | 365 | 7.3976 | 0.88634 | 8 | 0.28398
77934 | 6 | 0.8 | 365 | 5.4662 | 0.99976 | 6 | 0.466
78419 | 3.9 | 0.8 | 365 | 3.5531 | 0.14984 | 3 | 0.7029
78016 | 3.9 | 0.8 | 365 | 3.5531 | 0.14984 | 3 | 0.7029
78106 | 4.5 | 0.8 | 365 | 4.0997 | 0.24982 | 4 | 0.3495
78063 | 5.1 | 0.8 | 365 | 4.6463 | 0.34979 | 4 | 0.9961
78420 | 5.7 | 0.8 | 365 | 5.1929 | 0.44977 | 5 | 0.6427
55586 | 385.585 | 0.8 | 365 | 351.2834 | 0.8902 | 352 | 0.17356
78358 | 5.88 | 0.8 | 365 | 5.3569 | 0.77976 | 6 | 0.13668
78374 | 4.275 | 0.8 | 365 | 3.8947 | 0.83733 | 4 | 0.73202
78383 | 7.875 | 0.8 | 365 | 7.1744 | 0.43718 | 7 | 0.61162
78426 | 11.4 | 0.8 | 365 | 10.3859 | 0.89954 | 11 | 0.28539
78429 | 3.72 | 0.8 | 365 | 3.3891 | 0.81985 | 4 | 0.20892
78430 | 5.94 | 0.8 | 365 | 5.4116 | 0.88976 | 6 | 0.30134
78431 | 9.57 | 0.8 | 365 | 8.7187 | 0.54461 | 9 | 0.26326
78432 | 19.47 | 0.8 | 365 | 17.7379 | 0.69421 | 18 | 0.43216
78435 | 6.7 | 0.8 | 365 | 6.104 | 0.28306 | 6 | 0.38703
78446 | 7.29 | 0.8 | 365 | 6.6415 | 0.3647 | 7 | 0.0061861
78448 | 4.93 | 0.8 | 365 | 4.4914 | 0.038134 | 4 | 0.52956
78443 | 10.26 | 0.8 | 365 | 9.3473 | 0.80958 | 10 | 0.15685
78444 | 3.99 | 0.8 | 365 | 3.635 | 0.31484 | 3 | 0.94989
78351 | 9.9 | 0.8 | 365 | 9.0193 | 0.1496 | 9 | 0.16889
78445 | 3.135 | 0.8 | 365 | 2.8561 | 0.74737 | 3 | 0.60348
78454 | 10.44 | 0.8 | 365 | 9.5113 | 0.13958 | 9 | 0.65083
78457 | 11.115 | 0.8 | 365 | 10.1262 | 0.37705 | 10 | 0.50326
78458 | 4.64 | 0.8 | 365 | 4.2272 | 0.50648 | 4 | 0.7337
78447 | 3.42 | 0.8 | 365 | 3.1158 | 0.26986 | 3 | 0.38562
78449 | 7.83 | 0.8 | 365 | 7.1334 | 0.35468 | 7 | 0.48813
78461 | 8.04 | 0.8 | 365 | 7.3248 | 0.73967 | 8 | 0.064436
78450 | 2.28 | 0.8 | 365 | 2.0772 | 0.17991 | 2 | 0.25708
78462 | 9.38 | 0.8 | 365 | 8.5456 | 0.19629 | 8 | 0.74184
78451 | 4.56 | 0.8 | 365 | 4.1543 | 0.35982 | 4 | 0.51416
78452 | 3.92 | 0.8 | 365 | 3.5713 | 0.18651 | 3 | 0.75778
78464 | 6.6 | 0.8 | 365 | 6.0129 | 0.099732 | 6 | 0.1126
52371 | 466.2 | 1 | 365 | 530.9086 | 0.35138 | 531 | 0.25994
78467 | 11.115 | 0.8 | 365 | 10.1262 | 0.37705 | 10 | 0.50326
78470 | 2.32 | 0.8 | 365 | 2.1136 | 0.25324 | 2 | 0.36685
78471 | 9.715 | 0.8 | 365 | 8.8508 | 0.81044 | 9 | 0.66119
78472 | 7.15 | 0.8 | 365 | 6.5139 | 0.10804 | 6 | 0.62198
62213 | 422.28 | 0.65 | 365 | 312.5801 | 0.0073429 | 312 | 0.58744
78474 | 4.845 | 0.8 | 365 | 4.414 | 0.8823 | 5 | 0.29629
78475 | 6.6 | 0.8 | 365 | 6.0129 | 0.099732 | 6 | 0.1126
74048 | 145.92 | 0.6 | 365 | 99.7042 | 0.63556 | 100 | 0.33978
35199 | 360 | 0.9 | 365 | 368.9712 | 0.48358 | 369 | 0.45478
78476 | 9.9 | 0.8 | 365 | 9.0193 | 0.1496 | 9 | 0.16889
78480 | 8.96 | 0.8 | 365 | 8.1629 | 0.4263 | 8 | 0.58922
78481 | 8.96 | 0.8 | 365 | 8.1629 | 0.4263 | 8 | 0.58922
78482 | 10.44 | 0.8 | 365 | 9.5113 | 0.13958 | 9 | 0.65083
78483 | 2.61 | 0.8 | 365 | 2.3778 | 0.78489 | 3 | 0.16271
78484 | 2.9 | 0.8 | 365 | 2.642 | 0.31655 | 2 | 0.95857
78485 | 8.06 | 0.8 | 365 | 7.343 | 0.77634 | 8 | 0.11932
78486 | 6.38 | 0.8 | 365 | 5.8124 | 0.69641 | 6 | 0.50884
78487 | 11.89 | 0.8 | 365 | 10.8323 | 0.79785 | 11 | 0.63012
78488 | 11.02 | 0.8 | 365 | 10.0397 | 0.20289 | 10 | 0.24255
78489 | 6.67 | 0.8 | 365 | 6.0766 | 0.22806 | 6 | 0.3047
78490 | 6.27 | 0.8 | 365 | 5.7122 | 0.49475 | 6 | 0.20697
78491 | 7.83 | 0.8 | 365 | 7.1334 | 0.35468 | 7 | 0.48813
78492 | 5.2 | 0.8 | 365 | 4.7374 | 0.53312 | 5 | 0.27053
78493 | 3.38 | 0.8 | 365 | 3.0793 | 0.19653 | 3 | 0.27584
78494 | 5.985 | 0.8 | 365 | 5.4526 | 0.97226 | 6 | 0.42483
78495 | 6.555 | 0.8 | 365 | 5.9719 | 0.017234 | 5 | 0.9891
78496 | 7.41 | 0.8 | 365 | 6.7508 | 0.5847 | 7 | 0.33551
78498 | 4.5 | 0.8 | 365 | 4.0997 | 0.24982 | 4 | 0.3495
78499 | 6.2 | 0.8 | 365 | 5.6484 | 0.36642 | 6 | 0.014863
78497 | 10.83 | 0.8 | 365 | 9.8666 | 0.85456 | 10 | 0.72112
78500 | 7.695 | 0.8 | 365 | 7.0105 | 0.10719 | 7 | 0.11764
78503 | 8.06 | 0.8 | 365 | 7.343 | 0.77634 | 8 | 0.11932
78504 | 3.64 | 0.8 | 365 | 3.3162 | 0.67319 | 3 | 0.98937
78505 | 4.55 | 0.8 | 365 | 4.1452 | 0.34148 | 4 | 0.48671
78506 | 5.8 | 0.8 | 365 | 5.284 | 0.6331 | 5 | 0.91713
78509 | 11.39 | 0.8 | 365 | 10.3767 | 0.8812 | 11 | 0.25795
78512 | 3.025 | 0.8 | 365 | 2.7559 | 0.54571 | 3 | 0.30161
78514 | 8.12 | 0.8 | 365 | 7.3976 | 0.88634 | 8 | 0.28398
78517 | 7.36 | 0.8 | 365 | 6.7053 | 0.49304 | 7 | 0.19829
78518 | 9.765 | 0.8 | 365 | 8.8963 | 0.9021 | 9 | 0.79841
78519 | 7.56 | 0.8 | 365 | 6.8875 | 0.85969 | 7 | 0.74716
78522 | 8.7 | 0.8 | 365 | 7.926 | 0.94965 | 8 | 0.8757
78524 | 6.4 | 0.8 | 365 | 5.8307 | 0.73307 | 6 | 0.56373
78523 | 8.41 | 0.8 | 365 | 7.6618 | 0.41799 | 8 | 0.079839
78525 | 4.275 | 0.8 | 365 | 3.8947 | 0.83733 | 4 | 0.73202
78526 | 8.25 | 0.8 | 365 | 7.5161 | 0.12467 | 7 | 0.64075
78438 | 0.66 | 0.8 | 365 | 0.60129 | 0.20997 | 0 | 0.81126
78286 | 9.1 | 0.8 | 365 | 8.2905 | 0.68296 | 8 | 0.97343
78433 | 8.32 | 0.8 | 365 | 7.5799 | 0.253 | 7 | 0.83285
78437 | 70.725 | 0.6 | 365 | 48.325 | 0.24472 | 48 | 0.5697
60632 | 918 | 1 | 365 | 1045.4184 | 0.70349 | 1046 | 0.12189
78527 | 6.195 | 0.8 | 365 | 5.6439 | 0.35725 | 6 | 0.0011417
78441 | 9.3 | 0.8 | 365 | 8.4727 | 0.049623 | 8 | 0.5223
78415 | 4.275 | 0.8 | 365 | 3.8947 | 0.83733 | 4 | 0.73202
51501 | 1335.6 | 1 | 365 | 1520.9813 | 0.68233 | 1521 | 0.66361
63734 | 348.48 | 0.7 | 365 | 277.7943 | 0.0076406 | 277 | 0.80196
63829 | 300.16 | 0.6 | 365 | 205.0933 | 0.71088 | 205 | 0.8042
78528 | 5.355 | 0.8 | 365 | 4.8786 | 0.81728 | 5 | 0.6959
78529 | 7.83 | 0.8 | 365 | 7.1334 | 0.35468 | 7 | 0.48813
78530 | 11.52 | 0.8 | 365 | 10.4952 | 0.11953 | 10 | 0.61471
78531 | 4.64 | 0.8 | 365 | 4.2272 | 0.50648 | 4 | 0.7337
78532 | 7.035 | 0.8 | 365 | 6.4092 | 0.89721 | 7 | 0.30638
78533 | 5.36 | 0.8 | 365 | 4.8832 | 0.82645 | 5 | 0.70962
78536 | 6.875 | 0.8 | 365 | 6.2634 | 0.60389 | 6 | 0.86729
78539 | 4.56 | 0.8 | 365 | 4.1543 | 0.35982 | 4 | 0.51416
78542 | 7.54 | 0.8 | 365 | 6.8692 | 0.82303 | 7 | 0.69227
78541 | 4.96 | 0.8 | 365 | 4.5188 | 0.093132 | 4 | 0.61189
78544 | 4.5 | 0.8 | 365 | 4.0997 | 0.24982 | 4 | 0.3495
78543 | 8.12 | 0.8 | 365 | 7.3976 | 0.88634 | 8 | 0.28398
78545 | 6.05 | 0.8 | 365 | 5.5118 | 0.091421 | 5 | 0.60321
78546 | 8.845 | 0.8 | 365 | 8.0581 | 0.21547 | 8 | 0.27362
78547 | 8.99 | 0.8 | 365 | 8.1902 | 0.4813 | 8 | 0.67155
78549 | 10.73 | 0.8 | 365 | 9.7755 | 0.67123 | 10 | 0.44669
78551 | 3.77 | 0.8 | 365 | 3.4346 | 0.91151 | 4 | 0.34613
78552 | 5.8 | 0.8 | 365 | 5.284 | 0.6331 | 5 | 0.91713
78550 | 13.2 | 0.8 | 365 | 12.0257 | 0.19946 | 12 | 0.22519
78553 | 6.96 | 0.8 | 365 | 6.3408 | 0.75972 | 7 | 0.10056
78554 | 7.65 | 0.8 | 365 | 6.9695 | 0.02469 | 6 | 0.99415
78555 | 11.88 | 0.8 | 365 | 10.8232 | 0.77952 | 11 | 0.60267
78556 | 5.13 | 0.8 | 365 | 4.6736 | 0.40479 | 5 | 0.078427
78560 | 5.8 | 0.8 | 365 | 5.284 | 0.6331 | 5 | 0.91713
78561 | 9.12 | 0.8 | 365 | 8.3087 | 0.71963 | 9 | 0.028315
78562 | 8.64 | 0.8 | 365 | 7.8714 | 0.83965 | 8 | 0.71104
78564 | 8.845 | 0.8 | 365 | 8.0581 | 0.21547 | 8 | 0.27362
78565 | 11.985 | 0.8 | 365 | 10.9188 | 0.97201 | 11 | 0.89083
78566 | 7.425 | 0.8 | 365 | 6.7645 | 0.6122 | 7 | 0.37667
78567 | 5.22 | 0.8 | 365 | 4.7556 | 0.56979 | 5 | 0.32542
78568 | 10.14 | 0.8 | 365 | 9.2379 | 0.58959 | 9 | 0.82753
78569 | 11.275 | 0.8 | 365 | 10.272 | 0.67038 | 10 | 0.94235
78570 | 8.7 | 0.8 | 365 | 7.926 | 0.94965 | 8 | 0.8757
78571 | 6.05 | 0.8 | 365 | 5.5118 | 0.091421 | 5 | 0.60321
78572 | 4.5 | 0.8 | 365 | 4.0997 | 0.24982 | 4 | 0.3495
78573 | 9 | 0.8 | 365 | 8.1994 | 0.49964 | 8 | 0.699
78574 | 11.97 | 0.8 | 365 | 10.9051 | 0.94451 | 11 | 0.84966
77389 | 4.8 | 0.8 | 365 | 4.373 | 0.79981 | 5 | 0.1728
78575 | 6.38 | 0.8 | 365 | 5.8124 | 0.69641 | 6 | 0.50884
64246 | 141.96 | 0.9 | 365 | 145.4976 | 0.78603 | 146 | 0.28367
78576 | 2.565 | 0.8 | 365 | 2.3368 | 0.7024 | 3 | 0.039214
78581 | 6.09 | 0.8 | 365 | 5.5482 | 0.16475 | 5 | 0.71299
78582 | 20.7 | 0.8 | 365 | 18.8585 | 0.94916 | 19 | 0.80769
78586 | 10.56 | 0.8 | 365 | 9.6206 | 0.35957 | 9 | 0.98015
78590 | 17.55 | 0.8 | 365 | 15.9888 | 0.17429 | 16 | 0.16304
78597 | 4.56 | 0.8 | 365 | 4.1543 | 0.35982 | 4 | 0.51416
78602 | 6.67 | 0.8 | 365 | 6.0766 | 0.22806 | 6 | 0.3047
78610 | 9.9 | 0.8 | 365 | 9.0193 | 0.1496 | 9 | 0.16889
78612 | 12.8 | 0.8 | 365 | 11.6613 | 0.46615 | 12 | 0.12746
78613 | 12.6 | 0.8 | 365 | 11.4791 | 0.099489 | 11 | 0.57859
78423 | 3 | 1 | 365 | 3.4164 | 0.87485 | 4 | 0.29125
78145 | 5.7 | 0.8 | 365 | 5.1929 | 0.44977 | 5 | 0.6427
78646 | 12.87 | 0.8 | 365 | 11.7251 | 0.59448 | 12 | 0.31956
78647 | 12.06 | 0.8 | 365 | 10.9871 | 0.10951 | 11 | 0.096654
70051 | 24.6 | 0.8 | 365 | 22.4116 | 0.099003 | 22 | 0.51059
78521 | 8.26 | 0.8 | 365 | 7.5252 | 0.143 | 7 | 0.66819
78520 | 7.54 | 0.8 | 365 | 6.8692 | 0.82303 | 7 | 0.69227
78537 | 12.18 | 0.8 | 365 | 11.0965 | 0.32951 | 11 | 0.42597
78654 | 7.04 | 0.8 | 365 | 6.4137 | 0.90638 | 7 | 0.3201
70816 | 105.84 | 0.6 | 365 | 72.3184 | 0.52678 | 72 | 0.84514
65149 | 409.5 | 0.7 | 365 | 326.437 | 0.89173 | 327 | 0.32875
78662 | 7.26 | 0.8 | 365 | 6.6142 | 0.30971 | 6 | 0.92386
78151 | 7.84 | 0.8 | 365 | 7.1426 | 0.37302 | 7 | 0.51557
78652 | 2.925 | 0.8 | 365 | 2.6648 | 0.36238 | 3 | 0.027173
78669 | 6.93 | 0.8 | 365 | 6.3135 | 0.70472 | 7 | 0.018226
78538 | 6.67 | 0.8 | 365 | 6.0766 | 0.22806 | 6 | 0.3047
78557 | 7.83 | 0.8 | 365 | 7.1334 | 0.35468 | 7 | 0.48813
78579 | 8.4 | 0.8 | 365 | 7.6527 | 0.39966 | 8 | 0.052396
78583 | 11.02 | 0.8 | 365 | 10.0397 | 0.20289 | 10 | 0.24255
78584 | 2.7 | 0.8 | 365 | 2.4598 | 0.94989 | 3 | 0.4097
78587 | 5.4 | 0.8 | 365 | 4.9196 | 0.89978 | 5 | 0.8194
78588 | 10.26 | 0.8 | 365 | 9.3473 | 0.80958 | 10 | 0.15685
78589 | 2.7 | 0.8 | 365 | 2.4598 | 0.94989 | 3 | 0.4097
78591 | 6.21 | 0.8 | 365 | 5.6576 | 0.38475 | 6 | 0.042307
78592 | 6.48 | 0.8 | 365 | 5.9035 | 0.87974 | 6 | 0.78328
78593 | 9.18 | 0.8 | 365 | 8.3633 | 0.82963 | 9 | 0.19298
78595 | 5.13 | 0.8 | 365 | 4.6736 | 0.40479 | 5 | 0.078427
78596 | 3.99 | 0.8 | 365 | 3.635 | 0.31484 | 3 | 0.94989
78598 | 7.83 | 0.8 | 365 | 7.1334 | 0.35468 | 7 | 0.48813
78599 | 7.29 | 0.8 | 365 | 6.6415 | 0.3647 | 7 | 0.0061861
78600 | 5.67 | 0.8 | 365 | 5.1656 | 0.39477 | 5 | 0.56037
78601 | 3.42 | 0.8 | 365 | 3.1158 | 0.26986 | 3 | 0.38562
78604 | 11.34 | 0.8 | 365 | 10.3312 | 0.78954 | 11 | 0.12073
78605 | 3.78 | 0.8 | 365 | 3.4437 | 0.92985 | 4 | 0.37358
78606 | 7.29 | 0.8 | 365 | 6.6415 | 0.3647 | 7 | 0.0061861
78607 | 2.64 | 0.8 | 365 | 2.4051 | 0.83989 | 3 | 0.24504
78608 | 11.61 | 0.8 | 365 | 10.5772 | 0.28453 | 10 | 0.8617
78611 | 9.18 | 0.8 | 365 | 8.3633 | 0.82963 | 9 | 0.19298
78614 | 7.98 | 0.8 | 365 | 7.2701 | 0.62968 | 7 | 0.89978
78615 | 6.84 | 0.8 | 365 | 6.2315 | 0.53972 | 6 | 0.77124
78616 | 4.86 | 0.8 | 365 | 4.4277 | 0.9098 | 5 | 0.33746
78617 | 11.88 | 0.8 | 365 | 10.8232 | 0.77952 | 11 | 0.60267
78618 | 4.64 | 0.8 | 365 | 4.2272 | 0.50648 | 4 | 0.7337
78619 | 5.985 | 0.8 | 365 | 5.4526 | 0.97226 | 6 | 0.42483
78620 | 4.675 | 0.8 | 365 | 4.2591 | 0.57064 | 4 | 0.82976
78621 | 10.92 | 0.8 | 365 | 9.9486 | 0.019557 | 9 | 0.96811
78622 | 8.58 | 0.8 | 365 | 7.8167 | 0.72965 | 8 | 0.54638
78627 | 7.26 | 0.8 | 365 | 6.6142 | 0.30971 | 6 | 0.92386
78629 | 11.685 | 0.8 | 365 | 10.6455 | 0.42203 | 11 | 0.067529
78630 | 11.88 | 0.8 | 365 | 10.8232 | 0.77952 | 11 | 0.60267
78632 | 10.83 | 0.8 | 365 | 9.8666 | 0.85456 | 10 | 0.72112
78634 | 4.56 | 0.8 | 365 | 4.1543 | 0.35982 | 4 | 0.51416
78635 | 9.69 | 0.8 | 365 | 8.828 | 0.76461 | 9 | 0.59258
78636 | 5.7 | 0.8 | 365 | 5.1929 | 0.44977 | 5 | 0.6427
74231 | 9.8 | 0.8 | 365 | 8.9282 | 0.96627 | 9 | 0.89446
78643 | 5.7 | 0.8 | 365 | 5.1929 | 0.44977 | 5 | 0.6427
78644 | 6.84 | 0.8 | 365 | 6.2315 | 0.53972 | 6 | 0.77124
52725 | 1367.6 | 1 | 365 | 1557.4229 | 0.014042 | 1557 | 0.43692
78663 | 8.55 | 0.8 | 365 | 7.7894 | 0.67465 | 8 | 0.46405
78664 | 7.695 | 0.8 | 365 | 7.0105 | 0.10719 | 7 | 0.11764
78665 | 3.42 | 0.8 | 365 | 3.1158 | 0.26986 | 3 | 0.38562
78666 | 6.84 | 0.8 | 365 | 6.2315 | 0.53972 | 6 | 0.77124
78668 | 5.13 | 0.8 | 365 | 4.6736 | 0.40479 | 5 | 0.078427
78659 | 6.27 | 0.8 | 365 | 5.7122 | 0.49475 | 6 | 0.20697
78660 | 12.825 | 0.8 | 365 | 11.6841 | 0.51198 | 12 | 0.19607
78657 | 4.56 | 0.8 | 365 | 4.1543 | 0.35982 | 4 | 0.51416
78672 | 13.16 | 0.8 | 365 | 11.9893 | 0.12613 | 12 | 0.11542
78594 | 9.72 | 0.8 | 365 | 8.8553 | 0.81961 | 9 | 0.67491
78633 | 7.92 | 0.8 | 365 | 7.2154 | 0.51968 | 7 | 0.73512
78676 | 2.61 | 0.8 | 365 | 2.3778 | 0.78489 | 3 | 0.16271
78679 | 8.7 | 0.8 | 365 | 7.926 | 0.94965 | 8 | 0.8757
78671 | 19.6 | 0.8 | 365 | 17.8564 | 0.93254 | 18 | 0.78892
78682 | 5.12 | 0.8 | 365 | 4.6645 | 0.38646 | 5 | 0.050984
78434 | 4.275 | 0.8 | 365 | 3.8947 | 0.83733 | 4 | 0.73202
64894 | 540 | 0.7 | 365 | 430.4664 | 0.23085 | 430 | 0.69725
78661 | 11.7 | 0.8 | 365 | 10.6592 | 0.44953 | 11 | 0.10869
63472 | 2288.88 | 0.8 | 365 | 2085.2612 | 0.18722 | 2085 | 0.44846
78688 | 8.265 | 0.8 | 365 | 7.5297 | 0.15216 | 7 | 0.68191
78690 | 9.69 | 0.8 | 365 | 8.828 | 0.76461 | 9 | 0.59258
78162 | 5.61 | 0.8 | 365 | 5.1109 | 0.28477 | 5 | 0.39571
78157 | 11.115 | 0.8 | 365 | 10.1262 | 0.37705 | 10 | 0.50326
78359 | 11.115 | 0.8 | 365 | 10.1262 | 0.37705 | 10 | 0.50326
78165 | 5.7 | 0.8 | 365 | 5.1929 | 0.44977 | 5 | 0.6427
78285 | 10.83 | 0.8 | 365 | 9.8666 | 0.85456 | 10 | 0.72112
78691 | 7.59 | 0.8 | 365 | 6.9148 | 0.91469 | 7 | 0.82949
78692 | 6.84 | 0.8 | 365 | 6.2315 | 0.53972 | 6 | 0.77124
78693 | 10.545 | 0.8 | 365 | 9.6069 | 0.33207 | 9 | 0.93899
78694 | 10.92 | 0.8 | 365 | 9.9486 | 0.019557 | 9 | 0.96811
78695 | 7.15 | 0.8 | 365 | 6.5139 | 0.10804 | 6 | 0.62198
78696 | 7.41 | 0.8 | 365 | 6.7508 | 0.5847 | 7 | 0.33551
78697 | 10.44 | 0.8 | 365 | 9.5113 | 0.13958 | 9 | 0.65083
78698 | 3.19 | 0.8 | 365 | 2.9062 | 0.8482 | 3 | 0.75442
78700 | 11.7 | 0.8 | 365 | 10.6592 | 0.44953 | 11 | 0.10869
78699 | 5.7 | 0.8 | 365 | 5.1929 | 0.44977 | 5 | 0.6427
51514 | 348 | 0.7 | 365 | 277.4117 | 0.23766 | 277 | 0.64934
78702 | 5.61 | 0.8 | 365 | 5.1109 | 0.28477 | 5 | 0.39571
78703 | 6.27 | 0.8 | 365 | 5.7122 | 0.49475 | 6 | 0.20697
78701 | 10.15 | 0.8 | 365 | 9.2471 | 0.60792 | 9 | 0.85498
78540 | 8.41 | 0.8 | 365 | 7.6618 | 0.41799 | 8 | 0.079839
78704 | 7.41 | 0.8 | 365 | 6.7508 | 0.5847 | 7 | 0.33551
78705 | 11.4 | 0.8 | 365 | 10.3859 | 0.89954 | 11 | 0.28539
78706 | 6.48 | 0.8 | 365 | 5.9035 | 0.87974 | 6 | 0.78328
74782 | 504 | 0.6 | 365 | 344.3731 | 0.98468 | 345 | 0.3578
78393 | 5.04 | 0.8 | 365 | 4.5916 | 0.2398 | 4 | 0.83144
78139 | 8.58 | 0.8 | 365 | 7.8167 | 0.72965 | 8 | 0.54638
78291 | 31.5 | 0.6 | 365 | 21.5233 | 0.31154 | 21 | 0.83486
78723 | 9.45 | 0.8 | 365 | 8.6093 | 0.32462 | 8 | 0.93394
78724 | 14.28 | 0.8 | 365 | 13.0097 | 0.17942 | 13 | 0.18907
78719 | 3.99 | 0.8 | 365 | 3.635 | 0.31484 | 3 | 0.94989
78725 | 11.725 | 0.8 | 365 | 10.6819 | 0.49536 | 11 | 0.1773
78332 | 5.6 | 0.8 | 365 | 5.1018 | 0.26644 | 5 | 0.36826
78712 | 11.31 | 0.8 | 365 | 10.3039 | 0.73454 | 11 | 0.038404
78726 | 13.05 | 0.8 | 365 | 11.8891 | 0.92447 | 12 | 0.81354
78727 | 3.84 | 0.8 | 365 | 3.4984 | 0.039844 | 3 | 0.53824
78710 | 4.35 | 0.8 | 365 | 3.963 | 0.97482 | 4 | 0.93785
78729 | 8.58 | 0.8 | 365 | 7.8167 | 0.72965 | 8 | 0.54638
78730 | 5.695 | 0.8 | 365 | 5.1884 | 0.4406 | 5 | 0.62898
78715 | 3.19 | 0.8 | 365 | 2.9062 | 0.8482 | 3 | 0.75442
78731 | 9.765 | 0.8 | 365 | 8.8963 | 0.9021 | 9 | 0.79841
78720 | 4.2 | 0.8 | 365 | 3.8264 | 0.69983 | 4 | 0.5262
78714 | 6.67 | 0.8 | 365 | 6.0766 | 0.22806 | 6 | 0.3047
78735 | 5.4 | 0.8 | 365 | 4.9196 | 0.89978 | 5 | 0.8194
78713 | 8.265 | 0.8 | 365 | 7.5297 | 0.15216 | 7 | 0.68191
78147 | 8.64 | 0.8 | 365 | 7.8714 | 0.83965 | 8 | 0.71104
78736 | 11.6 | 0.8 | 365 | 10.5681 | 0.2662 | 10 | 0.83426
78739 | 6.825 | 0.8 | 365 | 6.2178 | 0.51222 | 6 | 0.73007
78740 | 5.04 | 0.8 | 365 | 4.5916 | 0.2398 | 4 | 0.83144
78741 | 8.265 | 0.8 | 365 | 7.5297 | 0.15216 | 7 | 0.68191
78742 | 7.2 | 0.8 | 365 | 6.5595 | 0.19971 | 6 | 0.7592
78743 | 7.98 | 0.8 | 365 | 7.2701 | 0.62968 | 7 | 0.89978
78718 | 8.12 | 0.8 | 365 | 7.3976 | 0.88634 | 8 | 0.28398
78717 | 3.77 | 0.8 | 365 | 3.4346 | 0.91151 | 4 | 0.34613
78745 | 6.4 | 0.8 | 365 | 5.8307 | 0.73307 | 6 | 0.56373
78746 | 5.7 | 0.8 | 365 | 5.1929 | 0.44977 | 5 | 0.6427
78722 | 9.86 | 0.8 | 365 | 8.9829 | 0.076267 | 9 | 0.059121
78721 | 7.125 | 0.8 | 365 | 6.4912 | 0.062211 | 6 | 0.55337
78747 | 7.98 | 0.8 | 365 | 7.2701 | 0.62968 | 7 | 0.89978
50327 | 1659.84 | 0.9 | 365 | 1701.2032 | 0.34431 | 1701 | 0.54752
78748 | 9.8 | 0.8 | 365 | 8.9282 | 0.96627 | 9 | 0.89446
78012 | 7.98 | 0.8 | 365 | 7.2701 | 0.62968 | 7 | 0.89978
78751 | 11.39 | 0.8 | 365 | 10.3767 | 0.8812 | 11 | 0.25795
78752 | 11.22 | 0.8 | 365 | 10.2219 | 0.56955 | 10 | 0.79141
76005 | 1279.26 | 0.55 | 365 | 801.2517 | 0.36498 | 801 | 0.61668
78753 | 5.58 | 0.8 | 365 | 5.0836 | 0.22977 | 5 | 0.31338
78754 | 8.4 | 0.8 | 365 | 7.6527 | 0.39966 | 8 | 0.052396
78756 | 9 | 0.8 | 365 | 8.1994 | 0.49964 | 8 | 0.699
78757 | 8.04 | 0.8 | 365 | 7.3248 | 0.73967 | 8 | 0.064436
78759 | 5.12 | 0.8 | 365 | 4.6645 | 0.38646 | 5 | 0.050984
78760 | 2.9 | 0.8 | 365 | 2.642 | 0.31655 | 2 | 0.95857
78758 | 4.125 | 0.8 | 365 | 3.758 | 0.56233 | 4 | 0.32037
78761 | 9.9 | 0.8 | 365 | 9.0193 | 0.1496 | 9 | 0.16889
78762 | 9.24 | 0.8 | 365 | 8.418 | 0.93963 | 9 | 0.35764
78764 | 7.26 | 0.8 | 365 | 6.6142 | 0.30971 | 6 | 0.92386
78767 | 6 | 0.8 | 365 | 5.4662 | 0.99976 | 6 | 0.466
78769 | 3.575 | 0.8 | 365 | 3.257 | 0.55402 | 3 | 0.81099
78771 | 5.94 | 0.8 | 365 | 5.4116 | 0.88976 | 6 | 0.30134
78281 | 8.375 | 0.8 | 365 | 7.63 | 0.35383 | 7 | 0.98379
77478 | 5.13 | 0.8 | 365 | 4.6736 | 0.40479 | 5 | 0.078427
74969 | 2.8 | 0.8 | 365 | 2.5509 | 0.13322 | 2 | 0.68413
76023 | 3.135 | 0.8 | 365 | 2.8561 | 0.74737 | 3 | 0.60348
78770 | 11.275 | 0.8 | 365 | 10.272 | 0.67038 | 10 | 0.94235
78772 | 5.775 | 0.8 | 365 | 5.2613 | 0.58727 | 5 | 0.84852
78773 | 10.45 | 0.8 | 365 | 9.5204 | 0.15791 | 9 | 0.67828
78777 | 3.99 | 0.8 | 365 | 3.635 | 0.31484 | 3 | 0.94989
78708 | 8.96 | 0.8 | 365 | 8.1629 | 0.4263 | 8 | 0.58922
78707 | 11.76 | 0.8 | 365 | 10.7138 | 0.55952 | 11 | 0.27335
77803 | 9.9 | 0.8 | 365 | 9.0193 | 0.1496 | 9 | 0.16889
78781 | 7.7 | 0.8 | 365 | 7.015 | 0.11635 | 7 | 0.13136
78783 | 10.15 | 0.8 | 365 | 9.2471 | 0.60792 | 9 | 0.85498
78784 | 7.35 | 0.8 | 365 | 6.6961 | 0.4747 | 7 | 0.17085
78785 | 6.3 | 0.8 | 365 | 5.7396 | 0.54974 | 6 | 0.2893
78786 | 13.3 | 0.8 | 365 | 12.1168 | 0.38279 | 12 | 0.49963
78789 | 9.57 | 0.8 | 365 | 8.7187 | 0.54461 | 9 | 0.26326
78790 | 7.35 | 0.8 | 365 | 6.6961 | 0.4747 | 7 | 0.17085
78791 | 7.035 | 0.8 | 365 | 6.4092 | 0.89721 | 7 | 0.30638
78792 | 11.6 | 0.8 | 365 | 10.5681 | 0.2662 | 10 | 0.83426
78794 | 7.68 | 0.8 | 365 | 6.9968 | 0.079689 | 7 | 0.076476
78795 | 7.41 | 0.8 | 365 | 6.7508 | 0.5847 | 7 | 0.33551
78797 | 4.64 | 0.8 | 365 | 4.2272 | 0.50648 | 4 | 0.7337
78803 | 5.36 | 0.8 | 365 | 4.8832 | 0.82645 | 5 | 0.70962
78775 | 9.9 | 0.8 | 365 | 9.0193 | 0.1496 | 9 | 0.16889
78808 | 6 | 0.8 | 365 | 5.4662 | 0.99976 | 6 | 0.466
78814 | 6.555 | 0.8 | 365 | 5.9719 | 0.017234 | 5 | 0.9891
78812 | 7.8 | 0.8 | 365 | 7.1061 | 0.29968 | 7 | 0.4058
78819 | 12.87 | 0.8 | 365 | 11.7251 | 0.59448 | 12 | 0.31956
78820 | 7.26 | 0.8 | 365 | 6.6142 | 0.30971 | 6 | 0.92386
78822 | 7.56 | 0.8 | 365 | 6.8875 | 0.85969 | 7 | 0.74716
78823 | 4.4 | 0.8 | 365 | 4.0086 | 0.066488 | 4 | 0.075064
77624 | 4.56 | 0.8 | 365 | 4.1543 | 0.35982 | 4 | 0.51416
77779 | 12.825 | 0.8 | 365 | 11.6841 | 0.51198 | 12 | 0.19607
75151 | 3.08 | 0.8 | 365 | 2.806 | 0.64654 | 3 | 0.45255
76965 | 3.705 | 0.8 | 365 | 3.3754 | 0.79235 | 4 | 0.16775
77375 | 4.275 | 0.8 | 365 | 3.8947 | 0.83733 | 4 | 0.73202
74974 | 3.135 | 0.8 | 365 | 2.8561 | 0.74737 | 3 | 0.60348
78825 | 6.6 | 0.8 | 365 | 6.0129 | 0.099732 | 6 | 0.1126
78826 | 8.1 | 0.8 | 365 | 7.3794 | 0.84967 | 8 | 0.2291
78827 | 7.8 | 0.8 | 365 | 7.1061 | 0.29968 | 7 | 0.4058
78828 | 8.125 | 0.8 | 365 | 7.4022 | 0.8955 | 8 | 0.2977
78830 | 13.5 | 0.8 | 365 | 12.299 | 0.74945 | 13 | 0.048493
78831 | 9 | 0.8 | 365 | 8.1994 | 0.49964 | 8 | 0.699
78832 | 6.6 | 0.8 | 365 | 6.0129 | 0.099732 | 6 | 0.1126
76662 | 4.76 | 0.8 | 365 | 4.3366 | 0.72647 | 5 | 0.063024
77378 | 3.08 | 0.8 | 365 | 2.806 | 0.64654 | 3 | 0.45255
78307 | 17.67 | 0.8 | 365 | 16.0981 | 0.39428 | 16 | 0.49236
78833 | 6 | 0.8 | 365 | 5.4662 | 0.99976 | 6 | 0.466
78834 | 10.08 | 0.8 | 365 | 9.1833 | 0.47959 | 9 | 0.66287
78835 | 7.41 | 0.8 | 365 | 6.7508 | 0.5847 | 7 | 0.33551
78836 | 9.045 | 0.8 | 365 | 8.2404 | 0.58213 | 8 | 0.82249
78837 | 6.93 | 0.8 | 365 | 6.3135 | 0.70472 | 7 | 0.018226
78838 | 6.57 | 0.8 | 365 | 5.9855 | 0.044734 | 6 | 0.030266
78839 | 5.12 | 0.8 | 365 | 4.6645 | 0.38646 | 5 | 0.050984
78841 | 7.125 | 0.8 | 365 | 6.4912 | 0.062211 | 6 | 0.55337
78842 | 7.68 | 0.8 | 365 | 6.9968 | 0.079689 | 7 | 0.076476
78843 | 6 | 0.8 | 365 | 5.4662 | 0.99976 | 6 | 0.466
78844 | 8.04 | 0.8 | 365 | 7.3248 | 0.73967 | 8 | 0.064436
35167 | 43.4 | 0.8 | 365 | 39.5391 | 0.56491 | 40 | 0.10404
35196 | 37.24 | 0.8 | 365 | 33.9271 | 0.27182 | 34 | 0.19895
35211 | 62.72 | 0.8 | 365 | 57.1404 | 0.98412 | 58 | 0.12455
35230 | 38.64 | 0.8 | 365 | 35.2026 | 0.83843 | 36 | 0.041019
34753 | 846.72 | 1 | 365 | 964.2447 | 0.3571 | 964 | 0.60184
29943 | 1048.32 | 1 | 365 | 1193.8268 | 0.34689 | 1194 | 0.1737
78845 | 4.48 | 0.8 | 365 | 4.0815 | 0.21315 | 4 | 0.29461
78840 | 9.9 | 0.8 | 365 | 9.0193 | 0.1496 | 9 | 0.16889
78846 | 13.08 | 0.8 | 365 | 11.9164 | 0.97947 | 12 | 0.89587
22231 | 8.06 | 1 | 365 | 9.1787 | 0.47042 | 9 | 0.64915
78847 | 9.045 | 0.8 | 365 | 8.2404 | 0.58213 | 8 | 0.82249
78848 | 11.772 | 0.8 | 365 | 10.7248 | 0.58152 | 11 | 0.30629
78800 | 8.12 | 0.8 | 365 | 7.3976 | 0.88634 | 8 | 0.28398
78849 | 4.578 | 0.8 | 365 | 4.1707 | 0.39281 | 4 | 0.56356
78802 | 11.31 | 0.8 | 365 | 10.3039 | 0.73454 | 11 | 0.038404
78805 | 8.7 | 0.8 | 365 | 7.926 | 0.94965 | 8 | 0.8757
78850 | 7.125 | 0.8 | 365 | 6.4912 | 0.062211 | 6 | 0.55337
78807 | 5.51 | 0.8 | 365 | 5.0198 | 0.10144 | 5 | 0.12127
78810 | 4.35 | 0.8 | 365 | 3.963 | 0.97482 | 4 | 0.93785
78813 | 10.44 | 0.8 | 365 | 9.5113 | 0.13958 | 9 | 0.65083
78816 | 3.19 | 0.8 | 365 | 2.9062 | 0.8482 | 3 | 0.75442
78818 | 6.09 | 0.8 | 365 | 5.5482 | 0.16475 | 5 | 0.71299
78821 | 12.54 | 0.8 | 365 | 11.4244 | 0.98949 | 12 | 0.41393
72722 | 399.36 | 0.6 | 365 | 272.8747 | 0.10786 | 272 | 0.98256
78851 | 10.385 | 0.8 | 365 | 9.4612 | 0.038746 | 9 | 0.4999
78853 | 4.355 | 0.8 | 365 | 3.9676 | 0.98399 | 4 | 0.95157
78854 | 5.2 | 0.8 | 365 | 4.7374 | 0.53312 | 5 | 0.27053
78855 | 13.44 | 0.8 | 365 | 12.2444 | 0.63946 | 12 | 0.88383
78856 | 8.4 | 0.8 | 365 | 7.6527 | 0.39966 | 8 | 0.052396
78857 | 4.8 | 0.8 | 365 | 4.373 | 0.79981 | 5 | 0.1728
78859 | 5.2 | 0.8 | 365 | 4.7374 | 0.53312 | 5 | 0.27053
78860 | 8.55 | 0.8 | 365 | 7.7894 | 0.67465 | 8 | 0.46405
78862 | 9.715 | 0.8 | 365 | 8.8508 | 0.81044 | 9 | 0.66119
77450 | 3.99 | 0.8 | 365 | 3.635 | 0.31484 | 3 | 0.94989
78865 | 4.96 | 0.8 | 365 | 4.5188 | 0.093132 | 4 | 0.61189
78337 | 8.25 | 0.8 | 365 | 7.5161 | 0.12467 | 7 | 0.64075
78866 | 7 | 0.8 | 365 | 6.3773 | 0.83305 | 7 | 0.21033
78861 | 4.76 | 0.8 | 365 | 4.3366 | 0.72647 | 5 | 0.063024
78868 | 12.73 | 0.8 | 365 | 11.5975 | 0.33782 | 11 | 0.93536
78870 | 5.36 | 0.8 | 365 | 4.8832 | 0.82645 | 5 | 0.70962
78869 | 11.31 | 0.8 | 365 | 10.3039 | 0.73454 | 11 | 0.038404
78871 | 8.99 | 0.8 | 365 | 8.1902 | 0.4813 | 8 | 0.67155
78873 | 7.35 | 0.8 | 365 | 6.6961 | 0.4747 | 7 | 0.17085
78872 | 8.7 | 0.8 | 365 | 7.926 | 0.94965 | 8 | 0.8757
78339 | 24.94 | 0.8 | 365 | 22.7213 | 0.72232 | 23 | 0.44366
78874 | 6.38 | 0.8 | 365 | 5.8124 | 0.69641 | 6 | 0.50884
78340 | 7.8 | 0.8 | 365 | 7.1061 | 0.29968 | 7 | 0.4058
78879 | 5.36 | 0.8 | 365 | 4.8832 | 0.82645 | 5 | 0.70962
78880 | 5.4 | 0.8 | 365 | 4.9196 | 0.89978 | 5 | 0.8194
77968 | 4.06 | 0.8 | 365 | 3.6988 | 0.44317 | 4 | 0.14199
78864 | 4.275 | 0.8 | 365 | 3.8947 | 0.83733 | 4 | 0.73202
78881 | 6 | 0.8 | 365 | 5.4662 | 0.99976 | 6 | 0.466
78878 | 6.38 | 0.8 | 365 | 5.8124 | 0.69641 | 6 | 0.50884
78883 | 6.365 | 0.8 | 365 | 5.7988 | 0.66891 | 6 | 0.46768
78882 | 8.55 | 0.8 | 365 | 7.7894 | 0.67465 | 8 | 0.46405
78884 | 7.8 | 0.8 | 365 | 7.1061 | 0.29968 | 7 | 0.4058
78886 | 3.24 | 1 | 365 | 3.6897 | 0.42484 | 4 | 0.11455
78887 | 3 | 0.8 | 365 | 2.7331 | 0.49988 | 3 | 0.233
78891 | 3.9 | 0.8 | 365 | 3.5531 | 0.14984 | 3 | 0.7029
78892 | 5.13 | 0.8 | 365 | 4.6736 | 0.40479 | 5 | 0.078427
78893 | 3.9 | 0.8 | 365 | 3.5531 | 0.14984 | 3 | 0.7029
78895 | 6.38 | 0.8 | 365 | 5.8124 | 0.69641 | 6 | 0.50884
78896 | 2.32 | 0.8 | 365 | 2.1136 | 0.25324 | 2 | 0.36685
78897 | 4.56 | 0.8 | 365 | 4.1543 | 0.35982 | 4 | 0.51416
78898 | 8.7 | 0.8 | 365 | 7.926 | 0.94965 | 8 | 0.8757
78899 | 4.275 | 0.8 | 365 | 3.8947 | 0.83733 | 4 | 0.73202
78900 | 3.19 | 0.8 | 365 | 2.9062 | 0.8482 | 3 | 0.75442
78902 | 5.13 | 0.8 | 365 | 4.6736 | 0.40479 | 5 | 0.078427
78903 | 8.58 | 0.8 | 365 | 7.8167 | 0.72965 | 8 | 0.54638
78906 | 13.34 | 0.8 | 365 | 12.1533 | 0.45613 | 12 | 0.6094
78907 | 3.64 | 0.8 | 365 | 3.3162 | 0.67319 | 3 | 0.98937
78908 | 2.9 | 0.8 | 365 | 2.642 | 0.31655 | 2 | 0.95857
78909 | 4.275 | 0.8 | 365 | 3.8947 | 0.83733 | 4 | 0.73202
78910 | 8.99 | 0.8 | 365 | 8.1902 | 0.4813 | 8 | 0.67155
78911 | 7.125 | 0.8 | 365 | 6.4912 | 0.062211 | 6 | 0.55337
78912 | 10.44 | 0.8 | 365 | 9.5113 | 0.13958 | 9 | 0.65083
78913 | 5.6 | 0.8 | 365 | 5.1018 | 0.26644 | 5 | 0.36826
78914 | 11.88 | 0.8 | 365 | 10.8232 | 0.77952 | 11 | 0.60267
78915 | 6.6 | 0.8 | 365 | 6.0129 | 0.099732 | 6 | 0.1126
78916 | 7.41 | 0.8 | 365 | 6.7508 | 0.5847 | 7 | 0.33551
78917 | 12.76 | 0.8 | 365 | 11.6249 | 0.39282 | 12 | 0.017687
78918 | 3.48 | 0.8 | 365 | 3.1704 | 0.37986 | 3 | 0.55028
78919 | 7.25 | 0.8 | 365 | 6.605 | 0.29137 | 6 | 0.89641
78924 | 4.8 | 0.8 | 365 | 4.373 | 0.79981 | 5 | 0.1728
78877 | 6.38 | 0.8 | 365 | 5.8124 | 0.69641 | 6 | 0.50884
78867 | 12.76 | 0.8 | 365 | 11.6249 | 0.39282 | 12 | 0.017687
78875 | 7.83 | 0.8 | 365 | 7.1334 | 0.35468 | 7 | 0.48813
78922 | 8.265 | 0.8 | 365 | 7.5297 | 0.15216 | 7 | 0.68191
78923 | 8.41 | 0.8 | 365 | 7.6618 | 0.41799 | 8 | 0.079839
78927 | 10.92 | 0.8 | 365 | 9.9486 | 0.019557 | 9 | 0.96811
78928 | 4.35 | 0.8 | 365 | 3.963 | 0.97482 | 4 | 0.93785
78926 | 2.4 | 0.8 | 365 | 2.1865 | 0.3999 | 2 | 0.5864
78935 | 8.12 | 0.8 | 365 | 7.3976 | 0.88634 | 8 | 0.28398
78801 | 7.92 | 0.8 | 365 | 7.2154 | 0.51968 | 7 | 0.73512
78885 | 10.56 | 0.8 | 365 | 9.6206 | 0.35957 | 9 | 0.98015
78626 | 5.85 | 0.8 | 365 | 5.3296 | 0.72476 | 6 | 0.054347
78938 | 9.1 | 0.8 | 365 | 8.2905 | 0.68296 | 8 | 0.97343
78936 | 5.67 | 0.8 | 365 | 5.1656 | 0.39477 | 5 | 0.56037
77885 | 4.56 | 1 | 365 | 5.1929 | 0.44977 | 5 | 0.6427
78940 | 7.26 | 0.8 | 365 | 6.6142 | 0.30971 | 6 | 0.92386
78946 | 4.56 | 0.8 | 365 | 4.1543 | 0.35982 | 4 | 0.51416
78948 | 5.58 | 0.8 | 365 | 5.0836 | 0.22977 | 5 | 0.31338
78950 | 5.04 | 0.8 | 365 | 4.5916 | 0.2398 | 4 | 0.83144
78949 | 3.3 | 0.8 | 365 | 3.0064 | 0.049866 | 3 | 0.056298
78951 | 8.37 | 0.8 | 365 | 7.6254 | 0.34466 | 7 | 0.97007
78934 | 7.92 | 0.8 | 365 | 7.2154 | 0.51968 | 7 | 0.73512
78952 | 6.16 | 0.8 | 365 | 5.612 | 0.29308 | 5 | 0.90509
78933 | 11.97 | 0.8 | 365 | 10.9051 | 0.94451 | 11 | 0.84966
78953 | 24.75 | 0.8 | 365 | 22.5482 | 0.374 | 22 | 0.92224
78780 | 10.26 | 0.8 | 365 | 9.3473 | 0.80958 | 10 | 0.15685
78939 | 9.75 | 0.8 | 365 | 8.8826 | 0.8746 | 9 | 0.75724
78956 | 19.095 | 0.8 | 365 | 17.3963 | 0.006726 | 17 | 0.40303
78957 | 4.845 | 0.8 | 365 | 4.414 | 0.8823 | 5 | 0.29629
78958 | 9.405 | 0.8 | 365 | 8.5683 | 0.24212 | 8 | 0.81045
78959 | 10.545 | 0.8 | 365 | 9.6069 | 0.33207 | 9 | 0.93899
78960 | 10.8 | 0.8 | 365 | 9.8392 | 0.79956 | 10 | 0.63879
78961 | 10.26 | 0.8 | 365 | 9.3473 | 0.80958 | 10 | 0.15685
78962 | 6.08 | 0.8 | 365 | 5.5391 | 0.14642 | 5 | 0.68554
78947 | 9.69 | 0.8 | 365 | 8.828 | 0.76461 | 9 | 0.59258
78945 | 5.13 | 0.8 | 365 | 4.6736 | 0.40479 | 5 | 0.078427
78965 | 9.36 | 0.8 | 365 | 8.5273 | 0.15962 | 8 | 0.68696
78966 | 7.8 | 0.8 | 365 | 7.1061 | 0.29968 | 7 | 0.4058
78967 | 13.11 | 0.8 | 365 | 11.9437 | 0.034469 | 11 | 0.9782
78968 | 4.35 | 0.8 | 365 | 3.963 | 0.97482 | 4 | 0.93785
78969 | 6.96 | 0.8 | 365 | 6.3408 | 0.75972 | 7 | 0.10056
78970 | 6.67 | 0.8 | 365 | 6.0766 | 0.22806 | 6 | 0.3047
78971 | 5.415 | 0.8 | 365 | 4.9333 | 0.92728 | 5 | 0.86056
78972 | 6.67 | 0.8 | 365 | 6.0766 | 0.22806 | 6 | 0.3047
78973 | 9.86 | 0.8 | 365 | 8.9829 | 0.076267 | 9 | 0.059121
78974 | 6.67 | 0.8 | 365 | 6.0766 | 0.22806 | 6 | 0.3047
78976 | 14.405 | 0.8 | 365 | 13.1235 | 0.40858 | 13 | 0.53211
78977 | 4.06 | 0.8 | 365 | 3.6988 | 0.44317 | 4 | 0.14199
36957 | 47.088 | 0.9 | 365 | 48.2614 | 0.11685 | 48 | 0.37829
78981 | 3.3 | 0.8 | 365 | 3.0064 | 0.049866 | 3 | 0.056298
78982 | 10.44 | 0.8 | 365 | 9.5113 | 0.13958 | 9 | 0.65083
78983 | 6.96 | 0.8 | 365 | 6.3408 | 0.75972 | 7 | 0.10056
78985 | 7.25 | 0.8 | 365 | 6.605 | 0.29137 | 6 | 0.89641
78986 | 8.41 | 0.8 | 365 | 7.6618 | 0.41799 | 8 | 0.079839
78988 | 3.48 | 0.8 | 365 | 3.1704 | 0.37986 | 3 | 0.55028
78984 | 3.99 | 0.8 | 365 | 3.635 | 0.31484 | 3 | 0.94989
78990 | 9.57 | 0.8 | 365 | 8.7187 | 0.54461 | 9 | 0.26326
78989 | 7.41 | 0.8 | 365 | 6.7508 | 0.5847 | 7 | 0.33551
78991 | 7.41 | 0.8 | 365 | 6.7508 | 0.5847 | 7 | 0.33551
78992 | 2.9 | 0.8 | 365 | 2.642 | 0.31655 | 2 | 0.95857
78994 | 4.845 | 0.8 | 365 | 4.414 | 0.8823 | 5 | 0.29629
64259 | 648.72 | 0.65 | 365 | 480.1955 | 0.30114 | 480 | 0.49665
52733 | 1990.235 | 1 | 365 | 2266.4796 | 0.85437 | 2267 | 0.33399
78998 | 6.6 | 0.8 | 365 | 6.0129 | 0.099732 | 6 | 0.1126
79000 | 8.55 | 0.8 | 365 | 7.7894 | 0.67465 | 8 | 0.46405
79001 | 6.16 | 0.8 | 365 | 5.612 | 0.29308 | 5 | 0.90509
79002 | 13.325 | 0.8 | 365 | 12.1396 | 0.42863 | 12 | 0.56823
79003 | 16.32 | 0.8 | 365 | 14.8682 | 0.91934 | 15 | 0.78751
78979 | 6.67 | 0.8 | 365 | 6.0766 | 0.22806 | 6 | 0.3047
79008 | 5.22 | 0.8 | 365 | 4.7556 | 0.56979 | 5 | 0.32542
79007 | 8 | 0.8 | 365 | 7.2883 | 0.66634 | 7 | 0.95466
78987 | 3.77 | 0.8 | 365 | 3.4346 | 0.91151 | 4 | 0.34613
78993 | 5.13 | 0.8 | 365 | 4.6736 | 0.40479 | 5 | 0.078427
78995 | 6.67 | 0.8 | 365 | 6.0766 | 0.22806 | 6 | 0.3047
79012 | 5.886 | 0.8 | 365 | 5.3624 | 0.79076 | 6 | 0.15314
79015 | 9.57 | 0.8 | 365 | 8.7187 | 0.54461 | 9 | 0.26326
79016 | 4.64 | 0.8 | 365 | 4.2272 | 0.50648 | 4 | 0.7337
79021 | 11.04 | 0.8 | 365 | 10.0579 | 0.23955 | 10 | 0.29743
79020 | 10.08 | 0.8 | 365 | 9.1833 | 0.47959 | 9 | 0.66287
79023 | 10.695 | 0.8 | 365 | 9.7436 | 0.60707 | 10 | 0.35064
34549 | 2050.2 | 0.7 | 365 | 1634.3374 | 0.78979 | 1635 | 0.12722
78750 | 639.18 | 0.65 | 365 | 473.1338 | 0.090825 | 473 | 0.22464
79013 | 8.96 | 0.8 | 365 | 8.1629 | 0.4263 | 8 | 0.58922
79040 | 7.36 | 0.8 | 365 | 6.7053 | 0.49304 | 7 | 0.19829
79042 | 13.2 | 0.8 | 365 | 12.0257 | 0.19946 | 12 | 0.22519
79044 | 8.58 | 0.8 | 365 | 7.8167 | 0.72965 | 8 | 0.54638
79049 | 8.64 | 0.8 | 365 | 7.8714 | 0.83965 | 8 | 0.71104
79050 | 12 | 0.8 | 365 | 10.9325 | 0.99951 | 11 | 0.93199
79051 | 7.56 | 0.8 | 365 | 6.8875 | 0.85969 | 7 | 0.74716
79052 | 11.39 | 0.8 | 365 | 10.3767 | 0.8812 | 11 | 0.25795
79039 | 5.04 | 0.8 | 365 | 4.5916 | 0.2398 | 4 | 0.83144
79047 | 5.795 | 0.8 | 365 | 5.2795 | 0.62393 | 5 | 0.90341
78563 | 8.4 | 0.8 | 365 | 7.6527 | 0.39966 | 8 | 0.052396
78650 | 10.92 | 0.8 | 365 | 9.9486 | 0.019557 | 9 | 0.96811
78651 | 9.6 | 0.8 | 365 | 8.746 | 0.59961 | 9 | 0.34559
78680 | 8.04 | 0.8 | 365 | 7.3248 | 0.73967 | 8 | 0.064436
78684 | 7.2 | 0.8 | 365 | 6.5595 | 0.19971 | 6 | 0.7592
78734 | 12.96 | 0.8 | 365 | 11.8071 | 0.75947 | 12 | 0.56655
78737 | 103.48 | 0.6 | 365 | 70.7058 | 0.28185 | 70 | 0.98767
78806 | 6.555 | 0.8 | 365 | 5.9719 | 0.017234 | 5 | 0.9891
78824 | 15.12 | 0.8 | 365 | 13.7749 | 0.71939 | 14 | 0.49431
78815 | 10.695 | 0.8 | 365 | 9.7436 | 0.60707 | 10 | 0.35064
78930 | 11.2 | 0.8 | 365 | 10.2036 | 0.53288 | 10 | 0.73653
78955 | 4.845 | 0.8 | 365 | 4.414 | 0.8823 | 5 | 0.29629
78817 | 22.365 | 0.8 | 365 | 20.3754 | 0.0015935 | 20 | 0.377
79006 | 8.25 | 0.8 | 365 | 7.5161 | 0.12467 | 7 | 0.64075
79009 | 7.84 | 0.8 | 365 | 7.1426 | 0.37302 | 7 | 0.51557
79011 | 9.9 | 0.8 | 365 | 9.0193 | 0.1496 | 9 | 0.16889
78996 | 5.8 | 0.8 | 365 | 5.284 | 0.6331 | 5 | 0.91713
79055 | 11.84 | 0.8 | 365 | 10.7867 | 0.70619 | 11 | 0.4929
79056 | 3.24 | 0.8 | 365 | 2.9518 | 0.93987 | 3 | 0.89164
79019 | 2.85 | 0.8 | 365 | 2.5965 | 0.22488 | 2 | 0.82135
79022 | 7.83 | 0.8 | 365 | 7.1334 | 0.35468 | 7 | 0.48813
79058 | 7.68 | 0.8 | 365 | 6.9968 | 0.079689 | 7 | 0.076476
79060 | 8.235 | 0.8 | 365 | 7.5024 | 0.097166 | 7 | 0.59958
79029 | 5.8 | 0.8 | 365 | 5.284 | 0.6331 | 5 | 0.91713
79061 | 9.48 | 0.8 | 365 | 8.6367 | 0.37962 | 9 | 0.016275
79063 | 5.415 | 0.8 | 365 | 4.9333 | 0.92728 | 5 | 0.86056
79031 | 2.28 | 0.8 | 365 | 2.0772 | 0.17991 | 2 | 0.25708
79064 | 6.96 | 0.8 | 365 | 6.3408 | 0.75972 | 7 | 0.10056
79062 | 10.5 | 0.8 | 365 | 9.5659 | 0.24957 | 9 | 0.81549
79066 | 6.96 | 0.8 | 365 | 6.3408 | 0.75972 | 7 | 0.10056
79038 | 3.135 | 0.8 | 365 | 2.8561 | 0.74737 | 3 | 0.60348
79067 | 7.54 | 0.8 | 365 | 6.8692 | 0.82303 | 7 | 0.69227
79070 | 2.9 | 0.8 | 365 | 2.642 | 0.31655 | 2 | 0.95857
79068 | 4.16 | 0.8 | 365 | 3.7899 | 0.6265 | 4 | 0.41642
79071 | 4.35 | 0.8 | 365 | 3.963 | 0.97482 | 4 | 0.93785
79069 | 10.62 | 0.8 | 365 | 9.6752 | 0.46957 | 10 | 0.14481
79041 | 4.35 | 0.8 | 365 | 3.963 | 0.97482 | 4 | 0.93785
79072 | 7.36 | 0.8 | 365 | 6.7053 | 0.49304 | 7 | 0.19829
79074 | 10.44 | 0.8 | 365 | 9.5113 | 0.13958 | 9 | 0.65083
79073 | 7.3 | 0.8 | 365 | 6.6506 | 0.38304 | 7 | 0.033629
79075 | 5.8 | 0.8 | 365 | 5.284 | 0.6331 | 5 | 0.91713
79076 | 4.93 | 0.8 | 365 | 4.4914 | 0.038134 | 4 | 0.52956
79077 | 4.93 | 0.8 | 365 | 4.4914 | 0.038134 | 4 | 0.52956
79079 | 3.77 | 0.8 | 365 | 3.4346 | 0.91151 | 4 | 0.34613
79081 | 3.77 | 0.8 | 365 | 3.4346 | 0.91151 | 4 | 0.34613
79084 | 4.93 | 0.8 | 365 | 4.4914 | 0.038134 | 4 | 0.52956
79085 | 6.09 | 0.8 | 365 | 5.5482 | 0.16475 | 5 | 0.71299
79086 | 13.11 | 0.8 | 365 | 11.9437 | 0.034469 | 11 | 0.9782
79088 | 11.02 | 0.8 | 365 | 10.0397 | 0.20289 | 10 | 0.24255
79045 | 10.36 | 0.8 | 365 | 9.4384 | 0.99291 | 10 | 0.43129
79090 | 8.28 | 0.8 | 365 | 7.5434 | 0.17966 | 7 | 0.72308
79028 | 6.6 | 0.8 | 365 | 6.0129 | 0.099732 | 6 | 0.1126
79032 | 3.96 | 0.8 | 365 | 3.6077 | 0.25984 | 3 | 0.86756
79033 | 5.94 | 0.8 | 365 | 5.4116 | 0.88976 | 6 | 0.30134
79034 | 13.86 | 0.8 | 365 | 12.627 | 0.40944 | 13 | 0.036453
79014 | 7.92 | 0.8 | 365 | 7.2154 | 0.51968 | 7 | 0.73512
79010 | 9.9 | 0.8 | 365 | 9.0193 | 0.1496 | 9 | 0.16889
79101 | 9.28 | 0.8 | 365 | 8.4545 | 0.012957 | 8 | 0.46741
79100 | 6.213 | 0.8 | 365 | 5.6603 | 0.39025 | 6 | 0.05054
79103 | 9.12 | 0.8 | 365 | 8.3087 | 0.71963 | 9 | 0.028315
79099 | 3.6 | 0.8 | 365 | 3.2797 | 0.59985 | 3 | 0.8796
79104 | 12.4 | 0.8 | 365 | 11.2969 | 0.73283 | 12 | 0.029727
79102 | 7.41 | 0.8 | 365 | 6.7508 | 0.5847 | 7 | 0.33551
79107 | 3.35 | 0.8 | 365 | 3.052 | 0.14153 | 3 | 0.19351
79110 | 6.365 | 0.8 | 365 | 5.7988 | 0.66891 | 6 | 0.46768
79109 | 6.365 | 0.8 | 365 | 5.7988 | 0.66891 | 6 | 0.46768
79112 | 5.2 | 0.8 | 365 | 4.7374 | 0.53312 | 5 | 0.27053
79113 | 5.67 | 0.8 | 365 | 5.1656 | 0.39477 | 5 | 0.56037
79108 | 3.99 | 0.8 | 365 | 3.635 | 0.31484 | 3 | 0.94989
79114 | 5.7 | 0.8 | 365 | 5.1929 | 0.44977 | 5 | 0.6427
79115 | 8.835 | 0.8 | 365 | 8.049 | 0.19714 | 8 | 0.24618
79117 | 7.8 | 0.8 | 365 | 7.1061 | 0.29968 | 7 | 0.4058
79119 | 7.41 | 0.8 | 365 | 6.7508 | 0.5847 | 7 | 0.33551
79082 | 6.96 | 0.8 | 365 | 6.3408 | 0.75972 | 7 | 0.10056
79120 | 7.475 | 0.8 | 365 | 6.81 | 0.70386 | 7 | 0.51389
79087 | 4.06 | 0.8 | 365 | 3.6988 | 0.44317 | 4 | 0.14199
79121 | 6.2 | 0.8 | 365 | 5.6484 | 0.36642 | 6 | 0.014863
79116 | 8.4 | 0.8 | 365 | 7.6527 | 0.39966 | 8 | 0.052396
79126 | 11.2 | 0.8 | 365 | 10.2036 | 0.53288 | 10 | 0.73653
79128 | 5.95 | 0.8 | 365 | 5.4207 | 0.90809 | 6 | 0.32878
79129 | 3.84 | 0.8 | 365 | 3.4984 | 0.039844 | 3 | 0.53824
79123 | 9.9 | 0.8 | 365 | 9.0193 | 0.1496 | 9 | 0.16889
79127 | 3.9 | 0.8 | 365 | 3.5531 | 0.14984 | 3 | 0.7029
79130 | 10.23 | 0.8 | 365 | 9.3199 | 0.75459 | 10 | 0.074525
79131 | 11.2 | 0.8 | 365 | 10.2036 | 0.53288 | 10 | 0.73653
79132 | 5.76 | 0.8 | 365 | 5.2476 | 0.55977 | 5 | 0.80736
79091 | 10.26 | 0.8 | 365 | 9.3473 | 0.80958 | 10 | 0.15685
79092 | 4.93 | 0.8 | 365 | 4.4914 | 0.038134 | 4 | 0.52956
79093 | 8.835 | 0.8 | 365 | 8.049 | 0.19714 | 8 | 0.24618
79004 | 11.16 | 0.8 | 365 | 10.1672 | 0.45955 | 10 | 0.62675
79057 | 11.2 | 0.8 | 365 | 10.2036 | 0.53288 | 10 | 0.73653
79134 | 5.525 | 0.8 | 365 | 5.0335 | 0.12894 | 5 | 0.16244
79135 | 4.68 | 0.8 | 365 | 4.2637 | 0.57981 | 4 | 0.84348
78645 | 8.505 | 0.8 | 365 | 7.7484 | 0.59216 | 8 | 0.34055
78623 | 11.88 | 0.8 | 365 | 10.8232 | 0.77952 | 11 | 0.60267
78507 | 6.935 | 0.8 | 365 | 6.3181 | 0.71389 | 7 | 0.031948
78788 | 2.6 | 1 | 365 | 2.9609 | 0.9582 | 3 | 0.91908
78689 | 7.84 | 0.8 | 365 | 7.1426 | 0.37302 | 7 | 0.51557
78999 | 94.12 | 0.7 | 365 | 75.0287 | 0.98083 | 76 | 0.0095277
79095 | 9.9 | 0.8 | 365 | 9.0193 | 0.1496 | 9 | 0.16889
79106 | 4.35 | 0.8 | 365 | 3.963 | 0.97482 | 4 | 0.93785
79105 | 8.12 | 0.8 | 365 | 7.3976 | 0.88634 | 8 | 0.28398
79150 | 11.52 | 0.8 | 365 | 10.4952 | 0.11953 | 10 | 0.61471
79151 | 24.96 | 0.8 | 365 | 22.7396 | 0.75899 | 23 | 0.49855
79152 | 13.44 | 0.8 | 365 | 12.2444 | 0.63946 | 12 | 0.88383
79153 | 8 | 0.8 | 365 | 7.2883 | 0.66634 | 7 | 0.95466
78944 | 9.24 | 0.8 | 365 | 8.418 | 0.93963 | 9 | 0.35764
79158 | 8.55 | 0.8 | 365 | 7.7894 | 0.67465 | 8 | 0.46405
79160 | 5.32 | 0.8 | 365 | 4.8467 | 0.75312 | 5 | 0.59985
79161 | 5.415 | 0.8 | 365 | 4.9333 | 0.92728 | 5 | 0.86056
78766 | 6.875 | 0.8 | 365 | 6.2634 | 0.60389 | 6 | 0.86729
78768 | 9.9 | 0.8 | 365 | 9.0193 | 0.1496 | 9 | 0.16889
79164 | 12.54 | 0.8 | 365 | 11.4244 | 0.98949 | 12 | 0.41393
79165 | 12.095 | 0.8 | 365 | 11.019 | 0.17368 | 11 | 0.19271
79169 | 8.25 | 0.8 | 365 | 7.5161 | 0.12467 | 7 | 0.64075
79096 | 17.36 | 0.8 | 365 | 15.8157 | 0.82596 | 16 | 0.64162
78343 | 24.852 | 0.8 | 365 | 22.6412 | 0.56099 | 23 | 0.20216
79173 | 6.27 | 0.8 | 365 | 5.7122 | 0.49475 | 6 | 0.20697
79174 | 7.25 | 0.8 | 365 | 6.605 | 0.29137 | 6 | 0.89641
79177 | 9.69 | 0.8 | 365 | 8.828 | 0.76461 | 9 | 0.59258
79154 | 19.38 | 0.8 | 365 | 17.656 | 0.52921 | 18 | 0.18517
79178 | 8.835 | 0.8 | 365 | 8.049 | 0.19714 | 8 | 0.24618
79155 | 5.13 | 0.8 | 365 | 4.6736 | 0.40479 | 5 | 0.078427
79180 | 5.51 | 0.8 | 365 | 5.0198 | 0.10144 | 5 | 0.12127
79156 | 6.84 | 0.8 | 365 | 6.2315 | 0.53972 | 6 | 0.77124
79182 | 7.25 | 0.8 | 365 | 6.605 | 0.29137 | 6 | 0.89641
79157 | 13.34 | 0.8 | 365 | 12.1533 | 0.45613 | 12 | 0.6094
79159 | 6.72 | 0.8 | 365 | 6.1222 | 0.31973 | 6 | 0.44192
78203 | 511.92 | 0.6 | 365 | 349.7847 | 0.87444 | 350 | 0.65914
79187 | 7.98 | 0.8 | 365 | 7.2701 | 0.62968 | 7 | 0.89978
79089 | 9.57 | 0.8 | 365 | 8.7187 | 0.54461 | 9 | 0.26326
79189 | 11.685 | 0.8 | 365 | 10.6455 | 0.42203 | 11 | 0.067529
79191 | 11.88 | 0.8 | 365 | 10.8232 | 0.77952 | 11 | 0.60267
79192 | 9.57 | 0.8 | 365 | 8.7187 | 0.54461 | 9 | 0.26326
79193 | 6.38 | 0.8 | 365 | 5.8124 | 0.69641 | 6 | 0.50884
79195 | 9.57 | 0.8 | 365 | 8.7187 | 0.54461 | 9 | 0.26326
79197 | 11.375 | 0.8 | 365 | 10.3631 | 0.85371 | 11 | 0.21679
79196 | 12.255 | 0.8 | 365 | 11.1648 | 0.467 | 11 | 0.6318
79202 | 3.705 | 0.8 | 365 | 3.3754 | 0.79235 | 4 | 0.16775
79203 | 6.555 | 0.8 | 365 | 5.9719 | 0.017234 | 5 | 0.9891
79125 | 7.695 | 0.8 | 365 | 7.0105 | 0.10719 | 7 | 0.11764
79208 | 5.8 | 0.8 | 365 | 5.284 | 0.6331 | 5 | 0.91713
79209 | 9.975 | 0.8 | 365 | 9.0876 | 0.2871 | 9 | 0.37472
79198 | 4.02 | 0.8 | 365 | 3.6624 | 0.36984 | 4 | 0.032218
79210 | 11.97 | 0.8 | 365 | 10.9051 | 0.94451 | 11 | 0.84966
79212 | 11.4 | 0.8 | 365 | 10.3859 | 0.89954 | 11 | 0.28539
79213 | 12.18 | 0.8 | 365 | 11.0965 | 0.32951 | 11 | 0.42597
79214 | 8.55 | 0.8 | 365 | 7.7894 | 0.67465 | 8 | 0.46405
79215 | 4.06 | 0.8 | 365 | 3.6988 | 0.44317 | 4 | 0.14199
79216 | 4.35 | 0.8 | 365 | 3.963 | 0.97482 | 4 | 0.93785
79217 | 3.19 | 0.8 | 365 | 2.9062 | 0.8482 | 3 | 0.75442
79218 | 5.22 | 0.8 | 365 | 4.7556 | 0.56979 | 5 | 0.32542
79220 | 4.275 | 0.8 | 365 | 3.8947 | 0.83733 | 4 | 0.73202
79222 | 6.38 | 0.8 | 365 | 5.8124 | 0.69641 | 6 | 0.50884
79223 | 6.555 | 0.8 | 365 | 5.9719 | 0.017234 | 5 | 0.9891
79225 | 5.8 | 0.8 | 365 | 5.284 | 0.6331 | 5 | 0.91713
79226 | 10.545 | 0.8 | 365 | 9.6069 | 0.33207 | 9 | 0.93899
79227 | 2.32 | 0.8 | 365 | 2.1136 | 0.25324 | 2 | 0.36685
79228 | 4.64 | 0.8 | 365 | 4.2272 | 0.50648 | 4 | 0.7337
79230 | 4.06 | 0.8 | 365 | 3.6988 | 0.44317 | 4 | 0.14199
79229 | 5.7 | 0.8 | 365 | 5.1929 | 0.44977 | 5 | 0.6427
79232 | 4.56 | 0.8 | 365 | 4.1543 | 0.35982 | 4 | 0.51416
79233 | 4.35 | 0.8 | 365 | 3.963 | 0.97482 | 4 | 0.93785
79234 | 4.64 | 0.8 | 365 | 4.2272 | 0.50648 | 4 | 0.7337
79236 | 8.1 | 0.8 | 365 | 7.3794 | 0.84967 | 8 | 0.2291
79239 | 11.97 | 0.8 | 365 | 10.9051 | 0.94451 | 11 | 0.84966
79241 | 3.42 | 0.8 | 365 | 3.1158 | 0.26986 | 3 | 0.38562
79243 | 3.99 | 0.8 | 365 | 3.635 | 0.31484 | 3 | 0.94989
79240 | 7.2 | 0.8 | 365 | 6.5595 | 0.19971 | 6 | 0.7592
79246 | 3.6 | 0.8 | 365 | 3.2797 | 0.59985 | 3 | 0.8796
79245 | 7.84 | 0.8 | 365 | 7.1426 | 0.37302 | 7 | 0.51557
79249 | 9.72 | 0.8 | 365 | 8.8553 | 0.81961 | 9 | 0.67491
29080 | 2592 | 1 | 365 | 2951.7696 | 0.86867 | 2952 | 0.63827
79251 | 10.83 | 0.8 | 365 | 9.8666 | 0.85456 | 10 | 0.72112
79252 | 9.405 | 0.8 | 365 | 8.5683 | 0.24212 | 8 | 0.81045
76212 | 4.68 | 0.8 | 365 | 4.2637 | 0.57981 | 4 | 0.84348
79253 | 6.93 | 0.8 | 365 | 6.3135 | 0.70472 | 7 | 0.018226
79027 | 6.9 | 0.8 | 365 | 6.2862 | 0.64972 | 6 | 0.9359
79053 | 6.05 | 0.8 | 365 | 5.5118 | 0.091421 | 5 | 0.60321
12049 | 2613.6 | 1 | 365 | 2976.3677 | 0.36758 | 2976 | 0.73526
79254 | 4.275 | 0.8 | 365 | 3.8947 | 0.83733 | 4 | 0.73202
79255 | 4.29 | 0.8 | 365 | 3.9084 | 0.86483 | 4 | 0.77319
79256 | 12.39 | 0.8 | 365 | 11.2878 | 0.7145 | 12 | 0.0022834
79257 | 8.69 | 0.8 | 365 | 7.9169 | 0.93131 | 8 | 0.84825
31170 | 5346 | 1 | 365 | 6088.0248 | 0.97914 | 6089 | 0.003936
79258 | 9.24 | 0.8 | 365 | 8.418 | 0.93963 | 9 | 0.35764
79259 | 5.475 | 0.8 | 365 | 4.9879 | 0.037278 | 5 | 0.025222
79260 | 4.93 | 0.8 | 365 | 4.4914 | 0.038134 | 4 | 0.52956
79263 | 13.2 | 0.8 | 365 | 12.0257 | 0.19946 | 12 | 0.22519
79265 | 6.6 | 0.8 | 365 | 6.0129 | 0.099732 | 6 | 0.1126
76077 | 8.25 | 0.8 | 365 | 7.5161 | 0.12467 | 7 | 0.64075
79147 | 6.96 | 0.8 | 365 | 6.3408 | 0.75972 | 7 | 0.10056
79267 | 15.745 | 0.8 | 365 | 14.3443 | 0.8652 | 15 | 0.20952
79026 | 13.11 | 0.8 | 365 | 11.9437 | 0.034469 | 11 | 0.9782
79030 | 4.95 | 0.8 | 365 | 4.5096 | 0.074799 | 4 | 0.58445
79018 | 10.05 | 0.8 | 365 | 9.156 | 0.42459 | 9 | 0.58054
79094 | 11.7 | 0.8 | 365 | 10.6592 | 0.44953 | 11 | 0.10869
78954 | 8.04 | 0.8 | 365 | 7.3248 | 0.73967 | 8 | 0.064436
78889 | 9.38 | 0.8 | 365 | 8.5456 | 0.19629 | 8 | 0.74184
78888 | 10.08 | 0.8 | 365 | 9.1833 | 0.47959 | 9 | 0.66287
79270 | 4.93 | 0.8 | 365 | 4.4914 | 0.038134 | 4 | 0.52956
79271 | 11.02 | 0.8 | 365 | 10.0397 | 0.20289 | 10 | 0.24255
79272 | 6.27 | 0.8 | 365 | 5.7122 | 0.49475 | 6 | 0.20697
79273 | 2.52 | 0.8 | 365 | 2.2958 | 0.6199 | 2 | 0.91572
79237 | 8.12 | 0.8 | 365 | 7.3976 | 0.88634 | 8 | 0.28398
79268 | 12 | 0.8 | 365 | 10.9325 | 0.99951 | 11 | 0.93199
79283 | 14.4 | 0.8 | 365 | 13.119 | 0.39942 | 13 | 0.51839
79282 | 12 | 0.8 | 365 | 10.9325 | 0.99951 | 11 | 0.93199
79285 | 11.7 | 0.8 | 365 | 10.6592 | 0.44953 | 11 | 0.10869
79037 | 6.405 | 0.8 | 365 | 5.8352 | 0.74224 | 6 | 0.57745
79288 | 5.58 | 0.8 | 365 | 5.0836 | 0.22977 | 5 | 0.31338
79290 | 7.875 | 0.8 | 365 | 7.1744 | 0.43718 | 7 | 0.61162
79291 | 7.848 | 0.8 | 365 | 7.1498 | 0.38768 | 7 | 0.53752
79293 | 8.99 | 0.8 | 365 | 8.1902 | 0.4813 | 8 | 0.67155
79292 | 11.89 | 0.8 | 365 | 10.8323 | 0.79785 | 11 | 0.63012
79294 | 5.58 | 0.8 | 365 | 5.0836 | 0.22977 | 5 | 0.31338
79295 | 14.5 | 0.8 | 365 | 13.2101 | 0.58275 | 13 | 0.79283
79299 | 4.62 | 0.8 | 365 | 4.209 | 0.46981 | 4 | 0.67882
79298 | 2.9 | 0.8 | 365 | 2.642 | 0.31655 | 2 | 0.95857
79303 | 9.045 | 0.8 | 365 | 8.2404 | 0.58213 | 8 | 0.82249
79304 | 6.54 | 0.8 | 365 | 5.9582 | 0.98973 | 6 | 0.94794
79305 | 12.54 | 0.8 | 365 | 11.4244 | 0.98949 | 12 | 0.41393
79306 | 11.16 | 0.8 | 365 | 10.1672 | 0.45955 | 10 | 0.62675
79308 | 5.8 | 0.8 | 365 | 5.284 | 0.6331 | 5 | 0.91713
79310 | 7.905 | 0.8 | 365 | 7.2018 | 0.49218 | 7 | 0.69395
79311 | 4.95 | 0.8 | 365 | 4.5096 | 0.074799 | 4 | 0.58445
79312 | 6.6 | 0.8 | 365 | 6.0129 | 0.099732 | 6 | 0.1126
79313 | 7.92 | 0.8 | 365 | 7.2154 | 0.51968 | 7 | 0.73512
79314 | 11.55 | 0.8 | 365 | 10.5225 | 0.17453 | 10 | 0.69704
79315 | 5.415 | 0.8 | 365 | 4.9333 | 0.92728 | 5 | 0.86056
79319 | 4.275 | 0.8 | 365 | 3.8947 | 0.83733 | 4 | 0.73202
79321 | 8.265 | 0.8 | 365 | 7.5297 | 0.15216 | 7 | 0.68191
79322 | 7.8 | 0.8 | 365 | 7.1061 | 0.29968 | 7 | 0.4058
79323 | 12 | 0.8 | 365 | 10.9325 | 0.99951 | 11 | 0.93199
79325 | 5.61 | 0.8 | 365 | 5.1109 | 0.28477 | 5 | 0.39571
79326 | 7.98 | 0.8 | 365 | 7.2701 | 0.62968 | 7 | 0.89978
79327 | 6.96 | 0.8 | 365 | 6.3408 | 0.75972 | 7 | 0.10056
79328 | 6.3 | 0.8 | 365 | 5.7396 | 0.54974 | 6 | 0.2893
79329 | 10.44 | 0.8 | 365 | 9.5113 | 0.13958 | 9 | 0.65083
79331 | 20.4 | 0.8 | 365 | 18.5852 | 0.39917 | 18 | 0.98439
79332 | 5.605 | 0.8 | 365 | 5.1064 | 0.27561 | 5 | 0.38199
79334 | 12.09 | 0.8 | 365 | 11.0145 | 0.16451 | 11 | 0.17898
79336 | 6.615 | 0.8 | 365 | 6.0265 | 0.12723 | 6 | 0.15376
79337 | 9.8 | 0.8 | 365 | 8.9282 | 0.96627 | 9 | 0.89446
79352 | 15.25 | 0.8 | 365 | 13.8934 | 0.95772 | 14 | 0.85108
79354 | 11.88 | 0.8 | 365 | 10.8232 | 0.77952 | 11 | 0.60267
79046 | 5.886 | 0.8 | 365 | 5.3624 | 0.79076 | 6 | 0.15314
79340 | 7.83 | 0.8 | 365 | 7.1334 | 0.35468 | 7 | 0.48813
79344 | 13.8 | 0.8 | 365 | 12.5724 | 0.29944 | 12 | 0.87179
79346 | 7.848 | 0.8 | 365 | 7.1498 | 0.38768 | 7 | 0.53752
79392 | 51.012 | 0.6 | 365 | 34.8555 | 0.13995 | 34 | 0.99543
79035 | 72.21 | 0.6 | 365 | 49.3396 | 0.28655 | 49 | 0.6262
35332 | 2783.88 | 1 | 365 | 3170.2825 | 0.58395 | 3170 | 0.86649
35324 | 1391.94 | 1 | 365 | 1585.1413 | 0.79198 | 1585 | 0.93325
35321 | 1346.4 | 1 | 365 | 1533.2803 | 0.43178 | 1533 | 0.7121
79065 | 7.59 | 0.8 | 365 | 6.9148 | 0.91469 | 7 | 0.82949
79048 | 2.52 | 0.8 | 365 | 2.2958 | 0.6199 | 2 | 0.91572
79118 | 13.734 | 0.8 | 365 | 12.5122 | 0.17844 | 12 | 0.69067
79133 | 8.91 | 0.8 | 365 | 8.1174 | 0.33464 | 8 | 0.45201
79231 | 4.06 | 0.8 | 365 | 3.6988 | 0.44317 | 4 | 0.14199
79244 | 5.7 | 0.8 | 365 | 5.1929 | 0.44977 | 5 | 0.6427
79124 | 24.32 | 0.8 | 365 | 22.1565 | 0.58568 | 22 | 0.74217
79284 | 18 | 0.8 | 365 | 16.3987 | 0.99927 | 17 | 0.39799
79300 | 4.56 | 0.8 | 365 | 4.1543 | 0.35982 | 4 | 0.51416
79324 | 7.035 | 0.8 | 365 | 6.4092 | 0.89721 | 7 | 0.30638
79393 | 28.06 | 0.6 | 365 | 19.1728 | 0.58165 | 19 | 0.75448
58000 | 748.8 | 0.8 | 365 | 682.1868 | 0.76965 | 682 | 0.9564
79347 | 5.76 | 0.8 | 365 | 5.2476 | 0.55977 | 5 | 0.80736
79349 | 11.1 | 0.8 | 365 | 10.1125 | 0.34955 | 10 | 0.46209
79356 | 10.23 | 0.8 | 365 | 9.3199 | 0.75459 | 10 | 0.074525
79357 | 11.055 | 0.8 | 365 | 10.0715 | 0.26705 | 10 | 0.3386
79360 | 13.34 | 0.8 | 365 | 12.1533 | 0.45613 | 12 | 0.6094
79361 | 20.16 | 0.8 | 365 | 18.3666 | 0.95918 | 19 | 0.32575
79362 | 9.045 | 0.8 | 365 | 8.2404 | 0.58213 | 8 | 0.82249
79364 | 5.985 | 0.8 | 365 | 5.4526 | 0.97226 | 6 | 0.42483
79365 | 7.8 | 0.8 | 365 | 7.1061 | 0.29968 | 7 | 0.4058
79367 | 4.355 | 0.8 | 365 | 3.9676 | 0.98399 | 4 | 0.95157
78997 | 7.93 | 0.8 | 365 | 7.2245 | 0.53801 | 7 | 0.76256
79366 | 5.4 | 0.8 | 365 | 4.9196 | 0.89978 | 5 | 0.8194
78894 | 7.83 | 0.8 | 365 | 7.1334 | 0.35468 | 7 | 0.48813
78901 | 9.69 | 0.8 | 365 | 8.828 | 0.76461 | 9 | 0.59258
79368 | 8.68 | 0.8 | 365 | 7.9078 | 0.91298 | 8 | 0.82081
78980 | 13.34 | 0.8 | 365 | 12.1533 | 0.45613 | 12 | 0.6094
79369 | 10.59 | 0.8 | 365 | 9.6479 | 0.41457 | 10 | 0.062484
35223 | 39.2 | 0.8 | 365 | 35.7128 | 0.86508 | 36 | 0.57785
35241 | 83.44 | 0.7 | 365 | 66.515 | 0.84871 | 67 | 0.36374
79371 | 8.96 | 0.8 | 365 | 8.1629 | 0.4263 | 8 | 0.58922
79372 | 11.7 | 0.8 | 365 | 10.6592 | 0.44953 | 11 | 0.10869
79373 | 2.28 | 0.8 | 365 | 2.0772 | 0.17991 | 2 | 0.25708
79375 | 20.16 | 0.8 | 365 | 18.3666 | 0.95918 | 19 | 0.32575
79376 | 4.355 | 0.8 | 365 | 3.9676 | 0.98399 | 4 | 0.95157
79377 | 13.44 | 0.8 | 365 | 12.2444 | 0.63946 | 12 | 0.88383
79379 | 7.56 | 0.8 | 365 | 6.8875 | 0.85969 | 7 | 0.74716
79380 | 7.36 | 0.8 | 365 | 6.7053 | 0.49304 | 7 | 0.19829
79381 | 11.55 | 0.8 | 365 | 10.5225 | 0.17453 | 10 | 0.69704
79382 | 12.025 | 0.8 | 365 | 10.9553 | 0.045346 | 11 | 0.00060192
78045 | 8.25 | 0.8 | 365 | 7.5161 | 0.12467 | 7 | 0.64075
79383 | 6.6 | 0.8 | 365 | 6.0129 | 0.099732 | 6 | 0.1126
79384 | 8.47 | 0.8 | 365 | 7.7165 | 0.52799 | 8 | 0.2445
78201 | 59.8 | 0.6 | 365 | 40.8601 | 0.22318 | 41 | 0.083326
79224 | 5.7 | 0.8 | 365 | 5.1929 | 0.44977 | 5 | 0.6427
63340 | 725.76 | 1 | 365 | 826.4955 | 0.16323 | 826 | 0.65872
79388 | 9.1 | 0.8 | 365 | 8.2905 | 0.68296 | 8 | 0.97343
79389 | 9.68 | 0.8 | 365 | 8.8189 | 0.74627 | 9 | 0.56514
75197 | 24.852 | 0.8 | 365 | 22.6412 | 0.56099 | 23 | 0.20216
79146 | 5.8 | 0.8 | 365 | 5.284 | 0.6331 | 5 | 0.91713
79370 | 9.625 | 0.8 | 365 | 8.7688 | 0.64544 | 9 | 0.4142
79394 | 9.72 | 0.8 | 365 | 8.8553 | 0.81961 | 9 | 0.67491
79395 | 4.72 | 0.8 | 365 | 4.3001 | 0.65314 | 4 | 0.95325
79396 | 8.32 | 0.8 | 365 | 7.5799 | 0.253 | 7 | 0.83285
79397 | 11.16 | 0.8 | 365 | 10.1672 | 0.45955 | 10 | 0.62675
79190 | 3.08 | 0.8 | 365 | 2.806 | 0.64654 | 3 | 0.45255
79398 | 10.325 | 0.8 | 365 | 9.4065 | 0.92875 | 10 | 0.33524
78422 | 9.975 | 0.8 | 365 | 9.0876 | 0.2871 | 9 | 0.37472
79399 | 13.735 | 0.8 | 365 | 12.5131 | 0.18028 | 12 | 0.69341
79163 | 5.4 | 0.8 | 365 | 4.9196 | 0.89978 | 5 | 0.8194
78852 | 5.36 | 0.8 | 365 | 4.8832 | 0.82645 | 5 | 0.70962
79207 | 5.22 | 0.8 | 365 | 4.7556 | 0.56979 | 5 | 0.32542
79238 | 5.985 | 0.8 | 365 | 5.4526 | 0.97226 | 6 | 0.42483
79400 | 8.96 | 0.8 | 365 | 8.1629 | 0.4263 | 8 | 0.58922
79401 | 3.924 | 0.8 | 365 | 3.5749 | 0.19384 | 3 | 0.76876
79402 | 10.89 | 0.8 | 365 | 9.9212 | 0.96456 | 10 | 0.88578
79403 | 12.16 | 0.8 | 365 | 11.0782 | 0.29284 | 11 | 0.37109
79036 | 8.1 | 0.8 | 365 | 7.3794 | 0.84967 | 8 | 0.2291
79404 | 9.69 | 0.8 | 365 | 8.828 | 0.76461 | 9 | 0.59258
79408 | 2.4 | 0.8 | 365 | 2.1865 | 0.3999 | 2 | 0.5864
79409 | 14.405 | 0.8 | 365 | 13.1235 | 0.40858 | 13 | 0.53211
79410 | 6.7 | 0.8 | 365 | 6.104 | 0.28306 | 6 | 0.38703
79363 | 7.83 | 0.8 | 365 | 7.1334 | 0.35468 | 7 | 0.48813
52731 | 2711.49 | 1 | 365 | 3087.8448 | 0.69387 | 3088 | 0.53868
79405 | 11.34 | 0.8 | 365 | 10.3312 | 0.78954 | 11 | 0.12073
79411 | 14.4 | 0.8 | 365 | 13.119 | 0.39942 | 13 | 0.51839
79412 | 7.15 | 0.8 | 365 | 6.5139 | 0.10804 | 6 | 0.62198
79414 | 8.28 | 0.8 | 365 | 7.5434 | 0.17966 | 7 | 0.72308
79415 | 4.5 | 0.8 | 365 | 4.0997 | 0.24982 | 4 | 0.3495
79417 | 9.8 | 0.8 | 365 | 8.9282 | 0.96627 | 9 | 0.89446
79418 | 8.71 | 0.8 | 365 | 7.9352 | 0.96798 | 8 | 0.90314
79419 | 12.48 | 0.8 | 365 | 11.3698 | 0.87949 | 12 | 0.24927
79421 | 9.86 | 0.8 | 365 | 8.9829 | 0.076267 | 9 | 0.059121
79422 | 13 | 0.8 | 365 | 11.8435 | 0.83281 | 12 | 0.67633
79423 | 24.57 | 0.8 | 365 | 22.3843 | 0.044004 | 22 | 0.42826
79425 | 6.24 | 1 | 365 | 7.1061 | 0.29968 | 7 | 0.4058
79426 | 4.94 | 0.8 | 365 | 4.5005 | 0.056466 | 4 | 0.557
78548 | 6.27 | 0.8 | 365 | 5.7122 | 0.49475 | 6 | 0.20697
78558 | 10.15 | 0.8 | 365 | 9.2471 | 0.60792 | 9 | 0.85498
79427 | 8.45 | 0.8 | 365 | 7.6983 | 0.49132 | 8 | 0.18961
78559 | 3.78 | 0.8 | 365 | 3.4437 | 0.92985 | 4 | 0.37358
78577 | 3.24 | 0.8 | 365 | 2.9518 | 0.93987 | 3 | 0.89164
78763 | 8.1 | 0.8 | 365 | 7.3794 | 0.84967 | 8 | 0.2291
78776 | 11.97 | 0.8 | 365 | 10.9051 | 0.94451 | 11 | 0.84966
79171 | 7.25 | 0.8 | 365 | 6.605 | 0.29137 | 6 | 0.89641
79175 | 5.7 | 0.8 | 365 | 5.1929 | 0.44977 | 5 | 0.6427
79176 | 12.18 | 0.8 | 365 | 11.0965 | 0.32951 | 11 | 0.42597
79219 | 7.41 | 0.8 | 365 | 6.7508 | 0.5847 | 7 | 0.33551
79428 | 10.8 | 0.8 | 365 | 9.8392 | 0.79956 | 10 | 0.63879
79433 | 6.67 | 0.8 | 365 | 6.0766 | 0.22806 | 6 | 0.3047
79437 | 9.28 | 0.8 | 365 | 8.4545 | 0.012957 | 8 | 0.46741
79438 | 6.09 | 0.8 | 365 | 5.5482 | 0.16475 | 5 | 0.71299
79264 | 11.1 | 0.8 | 365 | 10.1125 | 0.34955 | 10 | 0.46209
79137 | 7.8 | 0.8 | 365 | 7.1061 | 0.29968 | 7 | 0.4058
79584 | 5.85 | 0.8 | 365 | 5.3296 | 0.72476 | 6 | 0.054347
79554 | 10.725 | 0.8 | 365 | 9.7709 | 0.66207 | 10 | 0.43297
79546 | 3.25 | 0.8 | 365 | 2.9609 | 0.9582 | 3 | 0.91908
79496 | 11.7 | 0.8 | 365 | 10.6592 | 0.44953 | 11 | 0.10869
79111 | 6.09 | 0.8 | 365 | 5.5482 | 0.16475 | 5 | 0.71299
79435 | 8.99 | 0.8 | 365 | 8.1902 | 0.4813 | 8 | 0.67155
79080 | 9.28 | 0.8 | 365 | 8.4545 | 0.012957 | 8 | 0.46741
79431 | 10.73 | 0.8 | 365 | 9.7755 | 0.67123 | 10 | 0.44669
78459 | 3.77 | 0.8 | 365 | 3.4346 | 0.91151 | 4 | 0.34613
79490 | 4.93 | 0.8 | 365 | 4.4914 | 0.038134 | 4 | 0.52956
79489 | 8.41 | 0.8 | 365 | 7.6618 | 0.41799 | 8 | 0.079839
79487 | 12.48 | 0.8 | 365 | 11.3698 | 0.87949 | 12 | 0.24927
79484 | 7.98 | 0.8 | 365 | 7.2701 | 0.62968 | 7 | 0.89978
79483 | 6.96 | 0.8 | 365 | 6.3408 | 0.75972 | 7 | 0.10056
79482 | 6.27 | 0.8 | 365 | 5.7122 | 0.49475 | 6 | 0.20697
79441 | 4.64 | 0.8 | 365 | 4.2272 | 0.50648 | 4 | 0.7337
79440 | 4.64 | 0.8 | 365 | 4.2272 | 0.50648 | 4 | 0.7337
79439 | 8.7 | 0.8 | 365 | 7.926 | 0.94965 | 8 | 0.8757
79059 | 8.4 | 0.8 | 365 | 7.6527 | 0.39966 | 8 | 0.052396
79442 | 7 | 0.8 | 365 | 6.3773 | 0.83305 | 7 | 0.21033
79443 | 5.04 | 0.8 | 365 | 4.5916 | 0.2398 | 4 | 0.83144
79444 | 6.72 | 0.8 | 365 | 6.1222 | 0.31973 | 6 | 0.44192
79445 | 5.695 | 0.8 | 365 | 5.1884 | 0.4406 | 5 | 0.62898
79446 | 12.775 | 0.8 | 365 | 11.6385 | 0.42032 | 12 | 0.058852
79447 | 4.27 | 0.8 | 365 | 3.8901 | 0.82816 | 4 | 0.7183
79448 | 5.36 | 0.8 | 365 | 4.8832 | 0.82645 | 5 | 0.70962
79449 | 6.93 | 0.8 | 365 | 6.3135 | 0.70472 | 7 | 0.018226
79450 | 11.725 | 0.8 | 365 | 10.6819 | 0.49536 | 11 | 0.1773
79451 | 4.275 | 0.8 | 365 | 3.8947 | 0.83733 | 4 | 0.73202
79452 | 4.93 | 0.8 | 365 | 4.4914 | 0.038134 | 4 | 0.52956
79455 | 8.45 | 0.8 | 365 | 7.6983 | 0.49132 | 8 | 0.18961
78975 | 12.69 | 0.8 | 365 | 11.5611 | 0.26449 | 11 | 0.82558
79458 | 8.71 | 0.8 | 365 | 7.9352 | 0.96798 | 8 | 0.90314
79461 | 9.72 | 0.8 | 365 | 8.8553 | 0.81961 | 9 | 0.67491
79462 | 6.48 | 0.8 | 365 | 5.9035 | 0.87974 | 6 | 0.78328
79464 | 11.89 | 0.8 | 365 | 10.8323 | 0.79785 | 11 | 0.63012
79466 | 9.28 | 0.8 | 365 | 8.4545 | 0.012957 | 8 | 0.46741
63459 | 306 | 0.8 | 365 | 278.7782 | 0.9876 | 279 | 0.76584
79468 | 7.54 | 0.8 | 365 | 6.8692 | 0.82303 | 7 | 0.69227
79469 | 6.38 | 0.8 | 365 | 5.8124 | 0.69641 | 6 | 0.50884
79472 | 18.85 | 0.8 | 365 | 17.1731 | 0.55757 | 17 | 0.73067
79473 | 12.18 | 0.8 | 365 | 11.0965 | 0.32951 | 11 | 0.42597
79476 | 16.08 | 0.8 | 365 | 14.6495 | 0.47935 | 15 | 0.12887
79477 | 6.4 | 0.8 | 365 | 5.8307 | 0.73307 | 6 | 0.56373
79463 | 2.32 | 0.8 | 365 | 2.1136 | 0.25324 | 2 | 0.36685
79261 | 7.68 | 0.8 | 365 | 6.9968 | 0.079689 | 7 | 0.076476
79335 | 4.125 | 0.8 | 365 | 3.758 | 0.56233 | 4 | 0.32037
79338 | 6 | 0.8 | 365 | 5.4662 | 0.99976 | 6 | 0.466
79339 | 13.12 | 0.8 | 365 | 11.9528 | 0.052802 | 12 | 0.0056463
79341 | 3.92 | 0.8 | 365 | 3.5713 | 0.18651 | 3 | 0.75778
79342 | 13.2 | 0.8 | 365 | 12.0257 | 0.19946 | 12 | 0.22519
79345 | 10.88 | 0.8 | 365 | 9.9121 | 0.94623 | 10 | 0.85834
79348 | 8.96 | 0.8 | 365 | 8.1629 | 0.4263 | 8 | 0.58922
79350 | 10.2 | 0.8 | 365 | 9.2926 | 0.69959 | 9 | 0.99219
79353 | 7.37 | 0.8 | 365 | 6.7144 | 0.51137 | 7 | 0.22573
79351 | 12.42 | 0.8 | 365 | 11.3151 | 0.7695 | 12 | 0.084613
65195 | 3255.84 | 0.65 | 365 | 2410.0379 | 0.73777 | 2410 | 0.77566
37418 | 4698 | 0.65 | 365 | 3477.5536 | 0.90778 | 3478 | 0.46134
31359 | 2941.05 | 1 | 365 | 3349.2677 | 0.75724 | 3350 | 0.024977
780 | 1255.49 | 0.7 | 365 | 1000.8264 | 0.97068 | 1001 | 0.79709
79390 | 8.76 | 0.8 | 365 | 7.9807 | 0.059645 | 8 | 0.040355
79266 | 15.075 | 0.8 | 365 | 13.7339 | 0.63689 | 14 | 0.37082
79491 | 5.6 | 0.8 | 365 | 5.1018 | 0.26644 | 5 | 0.36826
79471 | 4.93 | 0.8 | 365 | 4.4914 | 0.038134 | 4 | 0.52956
79624 | 8.64 | 0.8 | 365 | 7.8714 | 0.83965 | 8 | 0.71104
79622 | 9.92 | 0.8 | 365 | 9.0375 | 0.18626 | 9 | 0.22378
75216 | 243.2 | 0.6 | 365 | 166.1737 | 0.39261 | 166 | 0.5663
79618 | 9.36 | 0.8 | 365 | 8.5273 | 0.15962 | 8 | 0.68696
79617 | 3 | 0.8 | 365 | 2.7331 | 0.49988 | 3 | 0.233
79616 | 3.9 | 0.8 | 365 | 3.5531 | 0.14984 | 3 | 0.7029
79615 | 9 | 0.8 | 365 | 8.1994 | 0.49964 | 8 | 0.699
79613 | 5.49 | 0.8 | 365 | 5.0016 | 0.064777 | 5 | 0.066387
79612 | 6.1 | 0.8 | 365 | 5.5573 | 0.18309 | 5 | 0.74043
79611 | 6.84 | 0.8 | 365 | 6.2315 | 0.53972 | 6 | 0.77124
79609 | 10.05 | 0.8 | 365 | 9.156 | 0.42459 | 9 | 0.58054
79608 | 8.96 | 0.8 | 365 | 8.1629 | 0.4263 | 8 | 0.58922
79606 | 9 | 0.8 | 365 | 8.1994 | 0.49964 | 8 | 0.699
79605 | 9.72 | 0.8 | 365 | 8.8553 | 0.81961 | 9 | 0.67491
79604 | 5.76 | 0.8 | 365 | 5.2476 | 0.55977 | 5 | 0.80736
79548 | 8.04 | 0.8 | 365 | 7.3248 | 0.73967 | 8 | 0.064436
79603 | 8.04 | 0.8 | 365 | 7.3248 | 0.73967 | 8 | 0.064436
79600 | 12.4 | 0.8 | 365 | 11.2969 | 0.73283 | 12 | 0.029727
56098 | 1134 | 1 | 365 | 1291.3992 | 0.69254 | 1292 | 0.091744
56096 | 2673 | 1 | 365 | 3044.0124 | 0.48957 | 3044 | 0.50197
79597 | 10.325 | 0.8 | 365 | 9.4065 | 0.92875 | 10 | 0.33524
78681 | 8.04 | 0.8 | 365 | 7.3248 | 0.73967 | 8 | 0.064436
79595 | 8.775 | 0.8 | 365 | 7.9944 | 0.087144 | 8 | 0.08152
79592 | 9.12 | 0.8 | 365 | 8.3087 | 0.71963 | 9 | 0.028315
79594 | 13.92 | 0.8 | 365 | 12.6817 | 0.51944 | 13 | 0.20111
79593 | 10.2 | 0.8 | 365 | 9.2926 | 0.69959 | 9 | 0.99219
79591 | 9.92 | 0.8 | 365 | 9.0375 | 0.18626 | 9 | 0.22378
79590 | 5.12 | 0.8 | 365 | 4.6645 | 0.38646 | 5 | 0.050984
79589 | 13 | 0.8 | 365 | 11.8435 | 0.83281 | 12 | 0.67633
79588 | 7.04 | 0.8 | 365 | 6.4137 | 0.90638 | 7 | 0.3201
79587 | 4.9 | 0.8 | 365 | 4.4641 | 0.98313 | 5 | 0.44723
79242 | 11.97 | 0.8 | 365 | 10.9051 | 0.94451 | 11 | 0.84966
79097 | 10.8 | 0.8 | 365 | 9.8392 | 0.79956 | 10 | 0.63879
79206 | 4.275 | 0.8 | 365 | 3.8947 | 0.83733 | 4 | 0.73202
79200 | 7.41 | 0.8 | 365 | 6.7508 | 0.5847 | 7 | 0.33551
79582 | 8.55 | 0.8 | 365 | 7.7894 | 0.67465 | 8 | 0.46405
79578 | 10.83 | 0.8 | 365 | 9.8666 | 0.85456 | 10 | 0.72112
79579 | 5.985 | 0.8 | 365 | 5.4526 | 0.97226 | 6 | 0.42483
79317 | 6.555 | 0.8 | 365 | 5.9719 | 0.017234 | 5 | 0.9891
78254 | 7.54 | 0.8 | 365 | 6.8692 | 0.82303 | 7 | 0.69227
79577 | 10.545 | 0.8 | 365 | 9.6069 | 0.33207 | 9 | 0.93899
79576 | 11.55 | 0.8 | 365 | 10.5225 | 0.17453 | 10 | 0.69704
77161 | 7.41 | 0.8 | 365 | 6.7508 | 0.5847 | 7 | 0.33551
77961 | 14 | 0.8 | 365 | 12.7546 | 0.6661 | 13 | 0.42066
77536 | 4.275 | 0.8 | 365 | 3.8947 | 0.83733 | 4 | 0.73202
77174 | 10.83 | 0.8 | 365 | 9.8666 | 0.85456 | 10 | 0.72112
79572 | 7.67 | 0.8 | 365 | 6.9877 | 0.061356 | 7 | 0.049033
79570 | 10.64 | 0.8 | 365 | 9.6935 | 0.50624 | 10 | 0.1997
79569 | 8.64 | 0.8 | 365 | 7.8714 | 0.83965 | 8 | 0.71104
79568 | 5.76 | 0.8 | 365 | 5.2476 | 0.55977 | 5 | 0.80736
78716 | 6.96 | 0.8 | 365 | 6.3408 | 0.75972 | 7 | 0.10056
79567 | 7.36 | 0.8 | 365 | 6.7053 | 0.49304 | 7 | 0.19829
78711 | 6.67 | 0.8 | 365 | 6.0766 | 0.22806 | 6 | 0.3047
79562 | 5.22 | 0.8 | 365 | 4.7556 | 0.56979 | 5 | 0.32542
79557 | 2.32 | 0.8 | 365 | 2.1136 | 0.25324 | 2 | 0.36685
79559 | 18.81 | 0.8 | 365 | 17.1367 | 0.48424 | 17 | 0.6209
79565 | 2.52 | 0.8 | 365 | 2.2958 | 0.6199 | 2 | 0.91572
79564 | 5.76 | 0.8 | 365 | 5.2476 | 0.55977 | 5 | 0.80736
79563 | 1.8 | 0.8 | 365 | 1.6399 | 0.29993 | 1 | 0.9398
79561 | 5.44 | 0.8 | 365 | 4.9561 | 0.97311 | 5 | 0.92917
79560 | 13.4 | 0.8 | 365 | 12.2079 | 0.56612 | 12 | 0.77406
79558 | 10.44 | 0.8 | 365 | 9.5113 | 0.13958 | 9 | 0.65083
78233 | 8.265 | 0.8 | 365 | 7.5297 | 0.15216 | 7 | 0.68191
79522 | 16.5 | 0.8 | 365 | 15.0322 | 0.24933 | 15 | 0.28149
79556 | 8.45 | 0.8 | 365 | 7.6983 | 0.49132 | 8 | 0.18961
77848 | 9.69 | 0.8 | 365 | 8.828 | 0.76461 | 9 | 0.59258
79555 | 10.385 | 0.8 | 365 | 9.4612 | 0.038746 | 9 | 0.4999
79478 | 9.28 | 0.8 | 365 | 8.4545 | 0.012957 | 8 | 0.46741
79024 | 4.64 | 0.8 | 365 | 4.2272 | 0.50648 | 4 | 0.7337
78097 | 4.64 | 0.8 | 365 | 4.2272 | 0.50648 | 4 | 0.7337
79278 | 14.84 | 0.8 | 365 | 13.5198 | 0.20607 | 13 | 0.7259
79005 | 9.86 | 0.8 | 365 | 8.9829 | 0.076267 | 9 | 0.059121
79553 | 8.502 | 0.8 | 365 | 7.7457 | 0.58666 | 8 | 0.33232
77297 | 13.395 | 0.8 | 365 | 12.2034 | 0.55696 | 12 | 0.76034
79279 | 7 | 0.8 | 365 | 6.3773 | 0.83305 | 7 | 0.21033
79474 | 13.34 | 0.8 | 365 | 12.1533 | 0.45613 | 12 | 0.6094
77219 | 2.28 | 0.8 | 365 | 2.0772 | 0.17991 | 2 | 0.25708
78048 | 7.25 | 0.8 | 365 | 6.605 | 0.29137 | 6 | 0.89641
78077 | 4.56 | 0.8 | 365 | 4.1543 | 0.35982 | 4 | 0.51416
78275 | 3.92 | 0.8 | 365 | 3.5713 | 0.18651 | 3 | 0.75778
77782 | 7.41 | 0.8 | 365 | 6.7508 | 0.5847 | 7 | 0.33551
77847 | 2.28 | 0.8 | 365 | 2.0772 | 0.17991 | 2 | 0.25708
79552 | 6.38 | 0.8 | 365 | 5.8124 | 0.69641 | 6 | 0.50884
79551 | 9.15 | 0.8 | 365 | 8.336 | 0.77463 | 9 | 0.11065
79550 | 4.125 | 0.8 | 365 | 3.758 | 0.56233 | 4 | 0.32037
79549 | 5.5 | 0.8 | 365 | 5.0107 | 0.08311 | 5 | 0.09383
79547 | 5.1 | 0.8 | 365 | 4.6463 | 0.34979 | 4 | 0.9961
79545 | 11.4 | 0.8 | 365 | 10.3859 | 0.89954 | 11 | 0.28539
79543 | 13.5 | 0.8 | 365 | 12.299 | 0.74945 | 13 | 0.048493
79542 | 4.8 | 0.8 | 365 | 4.373 | 0.79981 | 5 | 0.1728
79541 | 10.05 | 0.8 | 365 | 9.156 | 0.42459 | 9 | 0.58054
79540 | 12.48 | 0.8 | 365 | 11.3698 | 0.87949 | 12 | 0.24927
79536 | 4.72 | 0.8 | 365 | 4.3001 | 0.65314 | 4 | 0.95325
79537 | 4.845 | 0.8 | 365 | 4.414 | 0.8823 | 5 | 0.29629
79535 | 4.2 | 0.8 | 365 | 3.8264 | 0.69983 | 4 | 0.5262
79144 | 8.12 | 0.8 | 365 | 7.3976 | 0.88634 | 8 | 0.28398
79534 | 14.07 | 0.8 | 365 | 12.8183 | 0.79443 | 13 | 0.61276
79533 | 6.12 | 0.8 | 365 | 5.5756 | 0.21975 | 5 | 0.79532
79148 | 5.22 | 0.8 | 365 | 4.7556 | 0.56979 | 5 | 0.32542
79532 | 6.36 | 0.8 | 365 | 5.7942 | 0.65974 | 6 | 0.45396
79531 | 8.502 | 0.8 | 365 | 7.7457 | 0.58666 | 8 | 0.33232
79530 | 7.5 | 0.8 | 365 | 6.8328 | 0.7497 | 7 | 0.5825
77358 | 159.84 | 0.6 | 365 | 109.2155 | 0.77514 | 109 | 0.99062
79529 | 4.48 | 0.8 | 365 | 4.0815 | 0.21315 | 4 | 0.29461
79528 | 4.505 | 0.8 | 365 | 4.1042 | 0.25898 | 4 | 0.36322
79527 | 11.9 | 0.8 | 365 | 10.8414 | 0.81618 | 11 | 0.65756
79526 | 9.8 | 0.8 | 365 | 8.9282 | 0.96627 | 9 | 0.89446
79523 | 6.5 | 0.8 | 365 | 5.9218 | 0.9164 | 6 | 0.83816
79330 | 3.64 | 0.8 | 365 | 3.3162 | 0.67319 | 3 | 0.98937
79504 | 4.06 | 0.8 | 365 | 3.6988 | 0.44317 | 4 | 0.14199
79521 | 7.37 | 0.8 | 365 | 6.7144 | 0.51137 | 7 | 0.22573
79355 | 10.15 | 0.8 | 365 | 9.2471 | 0.60792 | 9 | 0.85498
79520 | 4.425 | 0.8 | 365 | 4.0314 | 0.11232 | 4 | 0.14367
79519 | 7.41 | 0.8 | 365 | 6.7508 | 0.5847 | 7 | 0.33551
77170 | 5.04 | 0.8 | 365 | 4.5916 | 0.2398 | 4 | 0.83144
79516 | 5.415 | 0.8 | 365 | 4.9333 | 0.92728 | 5 | 0.86056
79517 | 8.75 | 0.8 | 365 | 7.9716 | 0.041312 | 8 | 0.012912
79457 | 3.92 | 0.8 | 365 | 3.5713 | 0.18651 | 3 | 0.75778
79514 | 10.89 | 0.8 | 365 | 9.9212 | 0.96456 | 10 | 0.88578
79513 | 13.92 | 0.8 | 365 | 12.6817 | 0.51944 | 13 | 0.20111
79460 | 2.565 | 0.8 | 365 | 2.3368 | 0.7024 | 3 | 0.039214
79512 | 5.5 | 0.8 | 365 | 5.0107 | 0.08311 | 5 | 0.09383
79510 | 5.7 | 0.8 | 365 | 5.1929 | 0.44977 | 5 | 0.6427
79511 | 8.04 | 0.8 | 365 | 7.3248 | 0.73967 | 8 | 0.064436
79508 | 9.38 | 0.8 | 365 | 8.5456 | 0.19629 | 8 | 0.74184
79506 | 11.97 | 0.8 | 365 | 10.9051 | 0.94451 | 11 | 0.84966
79507 | 13.44 | 0.8 | 365 | 12.2444 | 0.63946 | 12 | 0.88383
79505 | 7.83 | 0.8 | 365 | 7.1334 | 0.35468 | 7 | 0.48813
79503 | 5.7 | 0.8 | 365 | 5.1929 | 0.44977 | 5 | 0.6427
79502 | 9.86 | 0.8 | 365 | 8.9829 | 0.076267 | 9 | 0.059121
79475 | 5.22 | 0.8 | 365 | 4.7556 | 0.56979 | 5 | 0.32542
79501 | 9.24 | 0.8 | 365 | 8.418 | 0.93963 | 9 | 0.35764
79500 | 5.6 | 0.8 | 365 | 5.1018 | 0.26644 | 5 | 0.36826
79499 | 4.93 | 0.8 | 365 | 4.4914 | 0.038134 | 4 | 0.52956
79465 | 5.51 | 0.8 | 365 | 5.0198 | 0.10144 | 5 | 0.12127
77180 | 8.55 | 0.8 | 365 | 7.7894 | 0.67465 | 8 | 0.46405
79480 | 10.26 | 0.8 | 365 | 9.3473 | 0.80958 | 10 | 0.15685
79467 | 5.22 | 0.8 | 365 | 4.7556 | 0.56979 | 5 | 0.32542
79498 | 9.9 | 0.8 | 365 | 9.0193 | 0.1496 | 9 | 0.16889
79497 | 10.88 | 0.8 | 365 | 9.9121 | 0.94623 | 10 | 0.85834
79495 | 5.36 | 0.8 | 365 | 4.8832 | 0.82645 | 5 | 0.70962
79493 | 7.8 | 0.8 | 365 | 7.1061 | 0.29968 | 7 | 0.4058
64745 | 639.765 | 0.9 | 365 | 655.7079 | 0.48614 | 656 | 0.19408
79629 | 4.08 | 0.8 | 365 | 3.717 | 0.47983 | 4 | 0.19688
79628 | 8.1 | 0.8 | 365 | 7.3794 | 0.84967 | 8 | 0.2291
79632 | 13.2 | 0.8 | 365 | 12.0257 | 0.19946 | 12 | 0.22519
79633 | 9.145 | 0.8 | 365 | 8.3315 | 0.76546 | 9 | 0.096923
79637 | 6.72 | 0.8 | 365 | 6.1222 | 0.31973 | 6 | 0.44192
79639 | 9.6 | 0.8 | 365 | 8.746 | 0.59961 | 9 | 0.34559
79641 | 18.425 | 0.8 | 365 | 16.7859 | 0.77842 | 17 | 0.56433
79642 | 13.68 | 0.8 | 365 | 12.463 | 0.079446 | 12 | 0.54247
79643 | 6.84 | 0.8 | 365 | 6.2315 | 0.53972 | 6 | 0.77124
79645 | 11.52 | 0.8 | 365 | 10.4952 | 0.11953 | 10 | 0.61471
79648 | 6.48 | 0.8 | 365 | 5.9035 | 0.87974 | 6 | 0.78328
79652 | 11.16 | 0.8 | 365 | 10.1672 | 0.45955 | 10 | 0.62675
79649 | 7.2 | 0.8 | 365 | 6.5595 | 0.19971 | 6 | 0.7592
79630 | 15.87 | 0.8 | 365 | 14.4582 | 0.094357 | 14 | 0.55256
79653 | 6.27 | 0.8 | 365 | 5.7122 | 0.49475 | 6 | 0.20697
79651 | 5.7 | 0.8 | 365 | 5.1929 | 0.44977 | 5 | 0.6427
79656 | 4.64 | 0.8 | 365 | 4.2272 | 0.50648 | 4 | 0.7337
79657 | 7.08 | 0.8 | 365 | 6.4502 | 0.97971 | 7 | 0.42988
79640 | 4.06 | 0.8 | 365 | 3.6988 | 0.44317 | 4 | 0.14199
79424 | 4.2 | 0.8 | 365 | 3.8264 | 0.69983 | 4 | 0.5262
79638 | 4.56 | 0.8 | 365 | 4.1543 | 0.35982 | 4 | 0.51416
79429 | 9.9 | 0.8 | 365 | 9.0193 | 0.1496 | 9 | 0.16889
79635 | 12.54 | 0.8 | 365 | 11.4244 | 0.98949 | 12 | 0.41393
79659 | 24.94 | 0.8 | 365 | 22.7213 | 0.72232 | 23 | 0.44366
79654 | 9.28 | 0.8 | 365 | 8.4545 | 0.012957 | 8 | 0.46741
79662 | 20.88 | 0.8 | 365 | 19.0225 | 0.27915 | 19 | 0.30167
79663 | 14.49 | 0.8 | 365 | 13.201 | 0.56441 | 13 | 0.76538
79586 | 2.925 | 0.8 | 365 | 2.6648 | 0.36238 | 3 | 0.027173
79677 | 8.99 | 0.8 | 365 | 8.1902 | 0.4813 | 8 | 0.67155
79679 | 8.58 | 0.8 | 365 | 7.8167 | 0.72965 | 8 | 0.54638
79680 | 3.48 | 0.8 | 365 | 3.1704 | 0.37986 | 3 | 0.55028
79682 | 10.15 | 0.8 | 365 | 9.2471 | 0.60792 | 9 | 0.85498
79684 | 8.12 | 0.8 | 365 | 7.3976 | 0.88634 | 8 | 0.28398
79687 | 4.64 | 0.8 | 365 | 4.2272 | 0.50648 | 4 | 0.7337
79647 | 6.09 | 0.8 | 365 | 5.5482 | 0.16475 | 5 | 0.71299
79665 | 3.705 | 0.8 | 365 | 3.3754 | 0.79235 | 4 | 0.16775
79674 | 7.41 | 0.8 | 365 | 6.7508 | 0.5847 | 7 | 0.33551
79678 | 4.76 | 0.8 | 365 | 4.3366 | 0.72647 | 5 | 0.063024
79672 | 5.28 | 0.8 | 365 | 4.8103 | 0.67979 | 5 | 0.49008
79675 | 11.115 | 0.8 | 365 | 10.1262 | 0.37705 | 10 | 0.50326
79697 | 6.09 | 0.8 | 365 | 5.5482 | 0.16475 | 5 | 0.71299
79698 | 8.55 | 0.8 | 365 | 7.7894 | 0.67465 | 8 | 0.46405
79699 | 3.92 | 0.8 | 365 | 3.5713 | 0.18651 | 3 | 0.75778
79700 | 7.92 | 0.8 | 365 | 7.2154 | 0.51968 | 7 | 0.73512
79701 | 10.85 | 0.8 | 365 | 9.8848 | 0.89123 | 10 | 0.77601
79702 | 9.52 | 0.8 | 365 | 8.6731 | 0.45295 | 9 | 0.12605
79703 | 6.6 | 0.8 | 365 | 6.0129 | 0.099732 | 6 | 0.1126
79704 | 13.44 | 0.8 | 365 | 12.2444 | 0.63946 | 12 | 0.88383
79705 | 5.865 | 1 | 365 | 6.6791 | 0.44033 | 7 | 0.11939
79707 | 10.075 | 0.8 | 365 | 9.1787 | 0.47042 | 9 | 0.64915
79712 | 7.155 | 0.8 | 365 | 6.5185 | 0.11721 | 6 | 0.6357
79650 | 533.65 | 0.6 | 365 | 364.6324 | 0.75253 | 365 | 0.3849
65427 | 299.98 | 0.7 | 365 | 239.1321 | 0.20728 | 239 | 0.33933
79378 | 3.42 | 0.8 | 365 | 3.1158 | 0.26986 | 3 | 0.38562
79710 | 11.7 | 0.8 | 365 | 10.6592 | 0.44953 | 11 | 0.10869
79713 | 5.9 | 0.8 | 365 | 5.3751 | 0.81643 | 6 | 0.19156
79714 | 11.21 | 0.8 | 365 | 10.2128 | 0.55121 | 10 | 0.76397
79715 | 7.26 | 0.8 | 365 | 6.6142 | 0.30971 | 6 | 0.92386
79716 | 6.6 | 0.8 | 365 | 6.0129 | 0.099732 | 6 | 0.1126
79717 | 3.84 | 0.8 | 365 | 3.4984 | 0.039844 | 3 | 0.53824
79720 | 7.08 | 0.8 | 365 | 6.4502 | 0.97971 | 7 | 0.42988
79718 | 7.8 | 0.8 | 365 | 7.1061 | 0.29968 | 7 | 0.4058
79269 | 9.8 | 0.8 | 365 | 8.9282 | 0.96627 | 9 | 0.89446
79724 | 12 | 0.8 | 365 | 10.9325 | 0.99951 | 11 | 0.93199
79725 | 8.4 | 0.8 | 365 | 7.6527 | 0.39966 | 8 | 0.052396
79723 | 24 | 0.8 | 365 | 21.865 | 0.99903 | 22 | 0.86399
79729 | 9.92 | 0.8 | 365 | 9.0375 | 0.18626 | 9 | 0.22378
79607 | 11.025 | 0.8 | 365 | 10.0442 | 0.21205 | 10 | 0.25627
79741 | 8.96 | 0.8 | 365 | 8.1629 | 0.4263 | 8 | 0.58922
79610 | 11.115 | 0.8 | 365 | 10.1262 | 0.37705 | 10 | 0.50326
79743 | 4.32 | 0.8 | 365 | 3.9357 | 0.91982 | 4 | 0.85552
79744 | 6 | 0.8 | 365 | 5.4662 | 0.99976 | 6 | 0.466
78202 | 278.72 | 0.6 | 365 | 190.4438 | 0.23153 | 190 | 0.67533
79188 | 31.2 | 0.6 | 365 | 21.3183 | 0.89905 | 22 | 0.21739
79602 | 9.94 | 0.8 | 365 | 9.0557 | 0.22293 | 9 | 0.27867
79751 | 7.04 | 0.8 | 365 | 6.4137 | 0.90638 | 7 | 0.3201
79752 | 11.55 | 0.8 | 365 | 10.5225 | 0.17453 | 10 | 0.69704
79753 | 6.325 | 0.8 | 365 | 5.7623 | 0.59558 | 6 | 0.3579
79755 | 4.72 | 0.8 | 365 | 4.3001 | 0.65314 | 4 | 0.95325
79746 | 5.04 | 0.8 | 365 | 4.5916 | 0.2398 | 4 | 0.83144
79756 | 5.775 | 0.8 | 365 | 5.2613 | 0.58727 | 5 | 0.84852
79757 | 3.6 | 0.8 | 365 | 3.2797 | 0.59985 | 3 | 0.8796
79758 | 11.31 | 0.8 | 365 | 10.3039 | 0.73454 | 11 | 0.038404
79759 | 10.05 | 0.8 | 365 | 9.156 | 0.42459 | 9 | 0.58054
79760 | 12.095 | 0.8 | 365 | 11.019 | 0.17368 | 11 | 0.19271
79761 | 5.7 | 0.8 | 365 | 5.1929 | 0.44977 | 5 | 0.6427
79054 | 9.6 | 0.8 | 365 | 8.746 | 0.59961 | 9 | 0.34559
79626 | 14.19 | 0.8 | 365 | 12.9277 | 0.014425 | 12 | 0.94208
79765 | 6.4 | 0.8 | 365 | 5.8307 | 0.73307 | 6 | 0.56373
79766 | 7.75 | 0.8 | 365 | 7.0606 | 0.20802 | 7 | 0.26858
79767 | 5.8 | 0.8 | 365 | 5.284 | 0.6331 | 5 | 0.91713
79768 | 5.22 | 0.8 | 365 | 4.7556 | 0.56979 | 5 | 0.32542
79769 | 5.85 | 0.8 | 365 | 5.3296 | 0.72476 | 6 | 0.054347
79770 | 5.415 | 0.8 | 365 | 4.9333 | 0.92728 | 5 | 0.86056
79772 | 3.48 | 0.8 | 365 | 3.1704 | 0.37986 | 3 | 0.55028
79262 | 15.12 | 0.8 | 365 | 13.7749 | 0.71939 | 14 | 0.49431
79774 | 7.54 | 0.8 | 365 | 6.8692 | 0.82303 | 7 | 0.69227
79775 | 7.3 | 0.8 | 365 | 6.6506 | 0.38304 | 7 | 0.033629
79509 | 17.16 | 0.8 | 365 | 15.6334 | 0.4593 | 16 | 0.092751
79776 | 7.41 | 0.8 | 365 | 6.7508 | 0.5847 | 7 | 0.33551
79778 | 11.05 | 0.8 | 365 | 10.067 | 0.25789 | 10 | 0.32488
79780 | 7.28 | 0.8 | 365 | 6.6324 | 0.34637 | 6 | 0.97874
79781 | 7.125 | 0.8 | 365 | 6.4912 | 0.062211 | 6 | 0.55337
79149 | 9.1 | 0.8 | 365 | 8.2905 | 0.68296 | 8 | 0.97343
79782 | 3.99 | 0.8 | 365 | 3.635 | 0.31484 | 3 | 0.94989
79783 | 10.56 | 0.8 | 365 | 9.6206 | 0.35957 | 9 | 0.98015
79627 | 6.3 | 0.8 | 365 | 5.7396 | 0.54974 | 6 | 0.2893
79784 | 7.2 | 0.8 | 365 | 6.5595 | 0.19971 | 6 | 0.7592
79786 | 5.04 | 0.8 | 365 | 4.5916 | 0.2398 | 4 | 0.83144
79413 | 6.365 | 0.8 | 365 | 5.7988 | 0.66891 | 6 | 0.46768
79454 | 7 | 0.8 | 365 | 6.3773 | 0.83305 | 7 | 0.21033
78798 | 6.96 | 0.8 | 365 | 6.3408 | 0.75972 | 7 | 0.10056
79538 | 5.8 | 0.8 | 365 | 5.284 | 0.6331 | 5 | 0.91713
79571 | 9.715 | 0.8 | 365 | 8.8508 | 0.81044 | 9 | 0.66119
79574 | 23.76 | 0.8 | 365 | 21.6463 | 0.55904 | 22 | 0.20535
79358 | 8.12 | 0.8 | 365 | 7.3976 | 0.88634 | 8 | 0.28398
79581 | 4.32 | 0.8 | 365 | 3.9357 | 0.91982 | 4 | 0.85552
79320 | 14.31 | 0.8 | 365 | 13.037 | 0.23442 | 13 | 0.2714
79636 | 19.44 | 0.8 | 365 | 17.7106 | 0.63921 | 18 | 0.34983
79686 | 6.96 | 0.8 | 365 | 6.3408 | 0.75972 | 7 | 0.10056
79709 | 2.95 | 0.8 | 365 | 2.6876 | 0.40821 | 3 | 0.095782
79728 | 8.4 | 0.8 | 365 | 7.6527 | 0.39966 | 8 | 0.052396
79749 | 6.3 | 0.8 | 365 | 5.7396 | 0.54974 | 6 | 0.2893
79762 | 9.8 | 0.8 | 365 | 8.9282 | 0.96627 | 9 | 0.89446
79764 | 4.06 | 0.8 | 365 | 3.6988 | 0.44317 | 4 | 0.14199
32447 | 2114.82 | 1 | 365 | 2408.357 | 0.35535 | 2408 | 0.71237
33593 | 5990.4 | 0.8 | 365 | 5457.494 | 0.15719 | 5457 | 0.65121
64472 | 74.82 | 0.9 | 365 | 76.6845 | 0.31284 | 76 | 0.99735
75368 | 5.565 | 0.8 | 365 | 5.0699 | 0.20227 | 5 | 0.27221
75487 | 212.8 | 0.6 | 365 | 145.402 | 0.59353 | 145 | 0.99551
77514 | 4.875 | 0.8 | 365 | 4.4413 | 0.9373 | 5 | 0.37862
77668 | 6.9 | 0.8 | 365 | 6.2862 | 0.64972 | 6 | 0.9359
78068 | 7.95 | 0.8 | 365 | 7.2428 | 0.57468 | 7 | 0.81745
78377 | 8.775 | 0.8 | 365 | 7.9944 | 0.087144 | 8 | 0.08152
79280 | 6.3 | 0.8 | 365 | 5.7396 | 0.54974 | 6 | 0.2893
79286 | 6 | 0.8 | 365 | 5.4662 | 0.99976 | 6 | 0.466
79676 | 6.67 | 0.8 | 365 | 6.0766 | 0.22806 | 6 | 0.3047
79685 | 6.09 | 0.8 | 365 | 5.5482 | 0.16475 | 5 | 0.71299
79694 | 8.12 | 0.8 | 365 | 7.3976 | 0.88634 | 8 | 0.28398
79695 | 17.385 | 0.8 | 365 | 15.8384 | 0.8718 | 16 | 0.71023
79708 | 5.58 | 0.8 | 365 | 5.0836 | 0.22977 | 5 | 0.31338
79711 | 10.395 | 0.8 | 365 | 9.4703 | 0.057079 | 9 | 0.52734
79739 | 2.9 | 0.8 | 365 | 2.642 | 0.31655 | 2 | 0.95857
79740 | 7.28 | 0.8 | 365 | 6.6324 | 0.34637 | 6 | 0.97874
79742 | 5.22 | 0.8 | 365 | 4.7556 | 0.56979 | 5 | 0.32542
79745 | 9.57 | 0.8 | 365 | 8.7187 | 0.54461 | 9 | 0.26326
79747 | 7.98 | 0.8 | 365 | 7.2701 | 0.62968 | 7 | 0.89978
79763 | 9.28 | 0.8 | 365 | 8.4545 | 0.012957 | 8 | 0.46741
79771 | 8.1 | 0.8 | 365 | 7.3794 | 0.84967 | 8 | 0.2291
79789 | 5.95 | 0.8 | 365 | 5.4207 | 0.90809 | 6 | 0.32878
79790 | 4.65 | 0.8 | 365 | 4.2363 | 0.52481 | 4 | 0.76115
79791 | 4.64 | 0.8 | 365 | 4.2272 | 0.50648 | 4 | 0.7337
79793 | 6.38 | 0.8 | 365 | 5.8124 | 0.69641 | 6 | 0.50884
79794 | 7.41 | 0.8 | 365 | 6.7508 | 0.5847 | 7 | 0.33551
79795 | 10.73 | 0.8 | 365 | 9.7755 | 0.67123 | 10 | 0.44669
79796 | 5.9 | 0.8 | 365 | 5.3751 | 0.81643 | 6 | 0.19156
79797 | 6.67 | 0.8 | 365 | 6.0766 | 0.22806 | 6 | 0.3047
79798 | 6.9 | 0.8 | 365 | 6.2862 | 0.64972 | 6 | 0.9359
79799 | 4.64 | 0.8 | 365 | 4.2272 | 0.50648 | 4 | 0.7337
79801 | 9.9 | 0.8 | 365 | 9.0193 | 0.1496 | 9 | 0.16889
79802 | 8.41 | 0.8 | 365 | 7.6618 | 0.41799 | 8 | 0.079839
79803 | 6.38 | 0.8 | 365 | 5.8124 | 0.69641 | 6 | 0.50884
79805 | 10.15 | 0.8 | 365 | 9.2471 | 0.60792 | 9 | 0.85498
79806 | 12.18 | 0.8 | 365 | 11.0965 | 0.32951 | 11 | 0.42597
79807 | 6.38 | 0.8 | 365 | 5.8124 | 0.69641 | 6 | 0.50884
79808 | 7.25 | 0.8 | 365 | 6.605 | 0.29137 | 6 | 0.89641
79809 | 6.38 | 0.8 | 365 | 5.8124 | 0.69641 | 6 | 0.50884
79810 | 3.48 | 0.8 | 365 | 3.1704 | 0.37986 | 3 | 0.55028
79811 | 5.985 | 0.8 | 365 | 5.4526 | 0.97226 | 6 | 0.42483
79815 | 4.8 | 0.8 | 365 | 4.373 | 0.79981 | 5 | 0.1728
79816 | 9 | 0.8 | 365 | 8.1994 | 0.49964 | 8 | 0.699
79817 | 4.5 | 0.8 | 365 | 4.0997 | 0.24982 | 4 | 0.3495
79819 | 6.16 | 0.8 | 365 | 5.612 | 0.29308 | 5 | 0.90509
79820 | 6.867 | 0.8 | 365 | 6.2561 | 0.58922 | 6 | 0.84533
79822 | 3.08 | 0.8 | 365 | 2.806 | 0.64654 | 3 | 0.45255
79823 | 9.9 | 0.8 | 365 | 9.0193 | 0.1496 | 9 | 0.16889
79824 | 11.44 | 0.8 | 365 | 10.4223 | 0.97287 | 11 | 0.39517
79825 | 8.395 | 0.8 | 365 | 7.6482 | 0.39049 | 8 | 0.038674
79828 | 5.94 | 0.8 | 365 | 5.4116 | 0.88976 | 6 | 0.30134
79829 | 5.76 | 0.8 | 365 | 5.2476 | 0.55977 | 5 | 0.80736
79830 | 4.95 | 0.8 | 365 | 4.5096 | 0.074799 | 4 | 0.58445
79832 | 12.39 | 0.8 | 365 | 11.2878 | 0.7145 | 12 | 0.0022834
79837 | 7.98 | 0.8 | 365 | 7.2701 | 0.62968 | 7 | 0.89978
79838 | 9.12 | 0.8 | 365 | 8.3087 | 0.71963 | 9 | 0.028315
79844 | 6.5 | 0.8 | 365 | 5.9218 | 0.9164 | 6 | 0.83816
79845 | 6.6 | 0.8 | 365 | 6.0129 | 0.099732 | 6 | 0.1126
79846 | 5.9 | 0.8 | 365 | 5.3751 | 0.81643 | 6 | 0.19156
79848 | 5.85 | 0.8 | 365 | 5.3296 | 0.72476 | 6 | 0.054347
79855 | 6.72 | 0.8 | 365 | 6.1222 | 0.31973 | 6 | 0.44192
79856 | 3.9 | 0.8 | 365 | 3.5531 | 0.14984 | 3 | 0.7029
79858 | 11.505 | 0.8 | 365 | 10.4815 | 0.092034 | 10 | 0.57355
79861 | 7.2 | 0.8 | 365 | 6.5595 | 0.19971 | 6 | 0.7592
79862 | 4.68 | 0.8 | 365 | 4.2637 | 0.57981 | 4 | 0.84348
79864 | 6.12 | 0.8 | 365 | 5.5756 | 0.21975 | 5 | 0.79532
79866 | 9.72 | 0.8 | 365 | 8.8553 | 0.81961 | 9 | 0.67491
79868 | 10.44 | 0.8 | 365 | 9.5113 | 0.13958 | 9 | 0.65083
79869 | 7.56 | 0.8 | 365 | 6.8875 | 0.85969 | 7 | 0.74716
79870 | 5.1 | 0.8 | 365 | 4.6463 | 0.34979 | 4 | 0.9961
79871 | 5.25 | 0.8 | 365 | 4.783 | 0.62479 | 5 | 0.40775
79872 | 11.31 | 0.8 | 365 | 10.3039 | 0.73454 | 11 | 0.038404
79873 | 7.705 | 0.8 | 365 | 7.0196 | 0.12552 | 7 | 0.14508
79874 | 3.6 | 0.8 | 365 | 3.2797 | 0.59985 | 3 | 0.8796
79875 | 11.505 | 0.8 | 365 | 10.4815 | 0.092034 | 10 | 0.57355
79876 | 9.715 | 0.8 | 365 | 8.8508 | 0.81044 | 9 | 0.66119
79878 | 7.2 | 0.8 | 365 | 6.5595 | 0.19971 | 6 | 0.7592
79879 | 8.25 | 0.8 | 365 | 7.5161 | 0.12467 | 7 | 0.64075
79881 | 10.8 | 0.8 | 365 | 9.8392 | 0.79956 | 10 | 0.63879
79882 | 6.89 | 1 | 365 | 7.8463 | 0.78923 | 8 | 0.63557
79883 | 9.28 | 0.8 | 365 | 8.4545 | 0.012957 | 8 | 0.46741
79888 | 9.81 | 0.8 | 365 | 8.9373 | 0.9846 | 9 | 0.9219
79889 | 11.4 | 0.8 | 365 | 10.3859 | 0.89954 | 11 | 0.28539
79890 | 5.7 | 0.8 | 365 | 5.1929 | 0.44977 | 5 | 0.6427
79891 | 7.194 | 0.8 | 365 | 6.554 | 0.18871 | 6 | 0.74273
79893 | 7.2 | 0.8 | 365 | 6.5595 | 0.19971 | 6 | 0.7592
79894 | 12.06 | 0.8 | 365 | 10.9871 | 0.10951 | 11 | 0.096654
79896 | 6.7 | 0.8 | 365 | 6.104 | 0.28306 | 6 | 0.38703
79897 | 9.425 | 0.8 | 365 | 8.5866 | 0.27878 | 8 | 0.86534
79898 | 7.68 | 0.8 | 365 | 6.9968 | 0.079689 | 7 | 0.076476
79899 | 5.2 | 0.8 | 365 | 4.7374 | 0.53312 | 5 | 0.27053
79900 | 10.18 | 0.8 | 365 | 9.2744 | 0.66292 | 9 | 0.93731
79902 | 11.88 | 0.8 | 365 | 10.8232 | 0.77952 | 11 | 0.60267
79903 | 9 | 0.8 | 365 | 8.1994 | 0.49964 | 8 | 0.699
79904 | 10.5 | 0.8 | 365 | 9.5659 | 0.24957 | 9 | 0.81549
79905 | 8.7 | 0.8 | 365 | 7.926 | 0.94965 | 8 | 0.8757
79906 | 14.52 | 0.8 | 365 | 13.2283 | 0.61941 | 13 | 0.84771
79909 | 4.06 | 0.8 | 365 | 3.6988 | 0.44317 | 4 | 0.14199
79910 | 10.24 | 0.8 | 365 | 9.329 | 0.77292 | 10 | 0.10197
79631 | 6 | 1 | 365 | 6.8328 | 0.7497 | 7 | 0.5825
79915 | 9 | 0.8 | 365 | 8.1994 | 0.49964 | 8 | 0.699
79912 | 5.985 | 0.8 | 365 | 5.4526 | 0.97226 | 6 | 0.42483
79917 | 5.76 | 0.8 | 365 | 5.2476 | 0.55977 | 5 | 0.80736
79921 | 8.55 | 0.8 | 365 | 7.7894 | 0.67465 | 8 | 0.46405
79925 | 3.42 | 0.8 | 365 | 3.1158 | 0.26986 | 3 | 0.38562
79923 | 9.9 | 0.8 | 365 | 9.0193 | 0.1496 | 9 | 0.16889
79926 | 8.375 | 0.8 | 365 | 7.63 | 0.35383 | 7 | 0.98379
79924 | 8.58 | 0.8 | 365 | 7.8167 | 0.72965 | 8 | 0.54638
79927 | 5.04 | 0.8 | 365 | 4.5916 | 0.2398 | 4 | 0.83144
79929 | 2.28 | 0.8 | 365 | 2.0772 | 0.17991 | 2 | 0.25708
79928 | 9.92 | 0.8 | 365 | 9.0375 | 0.18626 | 9 | 0.22378
79930 | 7.98 | 0.8 | 365 | 7.2701 | 0.62968 | 7 | 0.89978
79933 | 7.59 | 0.8 | 365 | 6.9148 | 0.91469 | 7 | 0.82949
79934 | 11.16 | 0.8 | 365 | 10.1672 | 0.45955 | 10 | 0.62675
79935 | 9.57 | 0.8 | 365 | 8.7187 | 0.54461 | 9 | 0.26326
79937 | 5.13 | 0.8 | 365 | 4.6736 | 0.40479 | 5 | 0.078427
79938 | 5.985 | 0.8 | 365 | 5.4526 | 0.97226 | 6 | 0.42483
79939 | 8.04 | 0.8 | 365 | 7.3248 | 0.73967 | 8 | 0.064436
79941 | 4.05 | 0.8 | 365 | 3.6897 | 0.42484 | 4 | 0.11455
79940 | 10.44 | 0.8 | 365 | 9.5113 | 0.13958 | 9 | 0.65083
79166 | 7.98 | 0.8 | 365 | 7.2701 | 0.62968 | 7 | 0.89978
79172 | 6.84 | 0.8 | 365 | 6.2315 | 0.53972 | 6 | 0.77124
79179 | 3.42 | 0.8 | 365 | 3.1158 | 0.26986 | 3 | 0.38562
79183 | 10.92 | 0.8 | 365 | 9.9486 | 0.019557 | 9 | 0.96811
49631 | 3.18 | 0.8 | 365 | 2.8971 | 0.82987 | 3 | 0.72698
79185 | 8.55 | 0.8 | 365 | 7.7894 | 0.67465 | 8 | 0.46405
79186 | 2.32 | 0.8 | 365 | 2.1136 | 0.25324 | 2 | 0.36685
49635 | 5.83 | 0.8 | 365 | 5.3114 | 0.6881 | 5 | 0.99946
79942 | 14.52 | 0.8 | 365 | 13.2283 | 0.61941 | 13 | 0.84771
79945 | 10.26 | 0.8 | 365 | 9.3473 | 0.80958 | 10 | 0.15685
79946 | 7.04 | 0.8 | 365 | 6.4137 | 0.90638 | 7 | 0.3201
79948 | 14.08 | 0.8 | 365 | 12.8274 | 0.81276 | 13 | 0.64021
79949 | 11.02 | 0.8 | 365 | 10.0397 | 0.20289 | 10 | 0.24255
79950 | 9.975 | 0.8 | 365 | 9.0876 | 0.2871 | 9 | 0.37472
79953 | 6.6 | 0.8 | 365 | 6.0129 | 0.099732 | 6 | 0.1126
79792 | 8.555 | 0.8 | 365 | 7.7939 | 0.68382 | 8 | 0.47777
79955 | 3.19 | 0.8 | 365 | 2.9062 | 0.8482 | 3 | 0.75442
79956 | 8.7 | 0.8 | 365 | 7.926 | 0.94965 | 8 | 0.8757
79958 | 5.22 | 0.8 | 365 | 4.7556 | 0.56979 | 5 | 0.32542
79959 | 10.73 | 0.8 | 365 | 9.7755 | 0.67123 | 10 | 0.44669
79960 | 4.03 | 0.8 | 365 | 3.6715 | 0.38817 | 4 | 0.059661
79962 | 4.56 | 0.8 | 365 | 4.1543 | 0.35982 | 4 | 0.51416
79963 | 3.77 | 0.8 | 365 | 3.4346 | 0.91151 | 4 | 0.34613
79965 | 7.25 | 0.8 | 365 | 6.605 | 0.29137 | 6 | 0.89641
79964 | 3.9 | 0.8 | 365 | 3.5531 | 0.14984 | 3 | 0.7029
79966 | 7.245 | 0.8 | 365 | 6.6005 | 0.28221 | 6 | 0.88269
79892 | 4.06 | 0.8 | 365 | 3.6988 | 0.44317 | 4 | 0.14199
79974 | 11.685 | 0.8 | 365 | 10.6455 | 0.42203 | 11 | 0.067529
79977 | 6.09 | 0.8 | 365 | 5.5482 | 0.16475 | 5 | 0.71299
79979 | 5.8 | 0.8 | 365 | 5.284 | 0.6331 | 5 | 0.91713
79978 | 3.9 | 0.8 | 365 | 3.5531 | 0.14984 | 3 | 0.7029
79982 | 9.69 | 0.8 | 365 | 8.828 | 0.76461 | 9 | 0.59258
79985 | 6.4 | 0.8 | 365 | 5.8307 | 0.73307 | 6 | 0.56373
79986 | 5.7 | 0.8 | 365 | 5.1929 | 0.44977 | 5 | 0.6427
79987 | 4.48 | 0.8 | 365 | 4.0815 | 0.21315 | 4 | 0.29461
80004 | 13.2 | 0.8 | 365 | 12.0257 | 0.19946 | 12 | 0.22519
79693 | 11.895 | 0.8 | 365 | 10.8368 | 0.80702 | 11 | 0.64384
65256 | 68 | 0.9 | 365 | 69.6946 | 0.2469 | 69 | 0.94146
79988 | 5.44 | 0.8 | 365 | 4.9561 | 0.97311 | 5 | 0.92917
79989 | 7.37 | 0.8 | 365 | 6.7144 | 0.51137 | 7 | 0.22573
79991 | 7.695 | 0.8 | 365 | 7.0105 | 0.10719 | 7 | 0.11764
79992 | 5.985 | 0.8 | 365 | 5.4526 | 0.97226 | 6 | 0.42483
79993 | 6.44 | 0.8 | 365 | 5.8671 | 0.80641 | 6 | 0.6735
79773 | 6.21 | 0.8 | 365 | 5.6576 | 0.38475 | 6 | 0.042307
79994 | 6.4 | 0.8 | 365 | 5.8307 | 0.73307 | 6 | 0.56373
79995 | 7 | 0.8 | 365 | 6.3773 | 0.83305 | 7 | 0.21033
79996 | 10.73 | 0.8 | 365 | 9.7755 | 0.67123 | 10 | 0.44669
79843 | 6.9 | 0.8 | 365 | 6.2862 | 0.64972 | 6 | 0.9359
79997 | 5.32 | 0.8 | 365 | 4.8467 | 0.75312 | 5 | 0.59985
79999 | 10.44 | 0.8 | 365 | 9.5113 | 0.13958 | 9 | 0.65083
80000 | 7.665 | 0.8 | 365 | 6.9831 | 0.052189 | 7 | 0.035311
79162 | 6.84 | 0.8 | 365 | 6.2315 | 0.53972 | 6 | 0.77124
80005 | 7.92 | 0.8 | 365 | 7.2154 | 0.51968 | 7 | 0.73512
80006 | 3.24 | 0.8 | 365 | 2.9518 | 0.93987 | 3 | 0.89164
80008 | 6.5 | 0.8 | 365 | 5.9218 | 0.9164 | 6 | 0.83816
80010 | 6.03 | 0.8 | 365 | 5.4936 | 0.054756 | 5 | 0.54833
80011 | 8.96 | 0.8 | 365 | 8.1629 | 0.4263 | 8 | 0.58922
80012 | 9.45 | 0.8 | 365 | 8.6093 | 0.32462 | 8 | 0.93394
80013 | 9.684 | 0.8 | 365 | 8.8225 | 0.75361 | 9 | 0.57612
80014 | 10.15 | 0.8 | 365 | 9.2471 | 0.60792 | 9 | 0.85498
80015 | 6.3 | 0.8 | 365 | 5.7396 | 0.54974 | 6 | 0.2893
80018 | 4.64 | 0.8 | 365 | 4.2272 | 0.50648 | 4 | 0.7337
80019 | 2.32 | 0.8 | 365 | 2.1136 | 0.25324 | 2 | 0.36685
80020 | 11.4 | 0.8 | 365 | 10.3859 | 0.89954 | 11 | 0.28539
80021 | 9.57 | 0.8 | 365 | 8.7187 | 0.54461 | 9 | 0.26326
56093 | 2673 | 1 | 365 | 3044.0124 | 0.48957 | 3044 | 0.50197
35331 | 1391.94 | 1 | 365 | 1585.1413 | 0.79198 | 1585 | 0.93325
79984 | 3.924 | 0.8 | 365 | 3.5749 | 0.19384 | 3 | 0.76876
80003 | 7.2 | 1 | 365 | 8.1994 | 0.49964 | 8 | 0.699
80028 | 6.75 | 0.8 | 365 | 6.1495 | 0.37473 | 6 | 0.52425
80031 | 6.6 | 0.8 | 365 | 6.0129 | 0.099732 | 6 | 0.1126
80033 | 9.24 | 0.8 | 365 | 8.418 | 0.93963 | 9 | 0.35764
80034 | 5.7 | 0.8 | 365 | 5.1929 | 0.44977 | 5 | 0.6427
80035 | 8.91 | 0.8 | 365 | 8.1174 | 0.33464 | 8 | 0.45201
80036 | 3.835 | 0.8 | 365 | 3.4938 | 0.030678 | 3 | 0.52452
80037 | 12.9 | 0.8 | 365 | 11.7524 | 0.64948 | 12 | 0.40189
80038 | 4.5 | 0.8 | 365 | 4.0997 | 0.24982 | 4 | 0.3495
80039 | 5.232 | 0.8 | 365 | 4.7666 | 0.59179 | 5 | 0.35835
80040 | 11.16 | 0.8 | 365 | 10.1672 | 0.45955 | 10 | 0.62675
80043 | 7.2 | 0.8 | 365 | 6.5595 | 0.19971 | 6 | 0.7592
80045 | 12.825 | 0.8 | 365 | 11.6841 | 0.51198 | 12 | 0.19607
80046 | 11.6 | 0.8 | 365 | 10.5681 | 0.2662 | 10 | 0.83426
80047 | 11.55 | 0.8 | 365 | 10.5225 | 0.17453 | 10 | 0.69704
80048 | 13.3 | 0.8 | 365 | 12.1168 | 0.38279 | 12 | 0.49963
80049 | 8.96 | 0.8 | 365 | 8.1629 | 0.4263 | 8 | 0.58922
80053 | 9.9 | 0.8 | 365 | 9.0193 | 0.1496 | 9 | 0.16889
78058 | 9.92 | 0.8 | 365 | 9.0375 | 0.18626 | 9 | 0.22378
80086 | 10.73 | 0.8 | 365 | 9.7755 | 0.67123 | 10 | 0.44669
80088 | 14.85 | 0.8 | 365 | 13.5289 | 0.2244 | 13 | 0.75334
80090 | 9.28 | 0.8 | 365 | 8.4545 | 0.012957 | 8 | 0.46741
80089 | 5.985 | 0.8 | 365 | 5.4526 | 0.97226 | 6 | 0.42483
80091 | 19.43 | 0.8 | 365 | 17.7015 | 0.62088 | 18 | 0.32239
80093 | 10.385 | 0.8 | 365 | 9.4612 | 0.038746 | 9 | 0.4999
80094 | 8.375 | 0.8 | 365 | 7.63 | 0.35383 | 7 | 0.98379
80095 | 4.56 | 0.8 | 365 | 4.1543 | 0.35982 | 4 | 0.51416
80096 | 14.85 | 0.8 | 365 | 13.5289 | 0.2244 | 13 | 0.75334
80097 | 9.24 | 0.8 | 365 | 8.418 | 0.93963 | 9 | 0.35764
80098 | 8.96 | 0.8 | 365 | 8.1629 | 0.4263 | 8 | 0.58922
80099 | 3.77 | 0.8 | 365 | 3.4346 | 0.91151 | 4 | 0.34613
80100 | 12.8 | 0.8 | 365 | 11.6613 | 0.46615 | 12 | 0.12746
80101 | 5.4 | 0.8 | 365 | 4.9196 | 0.89978 | 5 | 0.8194
80102 | 5.7 | 0.8 | 365 | 5.1929 | 0.44977 | 5 | 0.6427
80103 | 4.2 | 0.8 | 365 | 3.8264 | 0.69983 | 4 | 0.5262
80104 | 6.84 | 0.8 | 365 | 6.2315 | 0.53972 | 6 | 0.77124
80105 | 5.94 | 0.8 | 365 | 5.4116 | 0.88976 | 6 | 0.30134
80107 | 7.695 | 0.8 | 365 | 7.0105 | 0.10719 | 7 | 0.11764
80114 | 4.32 | 0.8 | 365 | 3.9357 | 0.91982 | 4 | 0.85552
80113 | 15.41 | 0.8 | 365 | 14.0391 | 0.25104 | 14 | 0.29017
80115 | 6.555 | 0.8 | 365 | 5.9719 | 0.017234 | 5 | 0.9891
80117 | 12.25 | 0.8 | 365 | 11.1602 | 0.45784 | 11 | 0.61808
80119 | 10.385 | 0.8 | 365 | 9.4612 | 0.038746 | 9 | 0.4999
76768 | 7.848 | 0.8 | 365 | 7.1498 | 0.38768 | 7 | 0.53752
76771 | 9.715 | 0.8 | 365 | 8.8508 | 0.81044 | 9 | 0.66119
80056 | 7.521 | 0.8 | 365 | 6.8519 | 0.7882 | 7 | 0.64013
80058 | 13.08 | 0.8 | 365 | 11.9164 | 0.97947 | 12 | 0.89587
80060 | 10.464 | 0.8 | 365 | 9.5331 | 0.18358 | 9 | 0.7167
80061 | 7.194 | 0.8 | 365 | 6.554 | 0.18871 | 6 | 0.74273
80065 | 5.76 | 0.8 | 365 | 5.2476 | 0.55977 | 5 | 0.80736
80066 | 5.232 | 0.8 | 365 | 4.7666 | 0.59179 | 5 | 0.35835
80124 | 7.8 | 0.8 | 365 | 7.1061 | 0.29968 | 7 | 0.4058
80126 | 9.38 | 0.8 | 365 | 8.5456 | 0.19629 | 8 | 0.74184
80129 | 2 | 0.8 | 365 | 1.8221 | 0.66659 | 2 | 0.48867
80130 | 9.25 | 0.8 | 365 | 8.4271 | 0.95796 | 9 | 0.38508
80131 | 13.12 | 0.8 | 365 | 11.9528 | 0.052802 | 12 | 0.0056463
80132 | 12.32 | 0.8 | 365 | 11.224 | 0.58617 | 11 | 0.81018
80135 | 6.3 | 0.8 | 365 | 5.7396 | 0.54974 | 6 | 0.2893
80134 | 9.57 | 0.8 | 365 | 8.7187 | 0.54461 | 9 | 0.26326
80139 | 7.54 | 0.8 | 365 | 6.8692 | 0.82303 | 7 | 0.69227
80080 | 9.69 | 0.8 | 365 | 8.828 | 0.76461 | 9 | 0.59258
80140 | 8.12 | 0.8 | 365 | 7.3976 | 0.88634 | 8 | 0.28398
80141 | 12.48 | 0.8 | 365 | 11.3698 | 0.87949 | 12 | 0.24927
80138 | 5.985 | 0.8 | 365 | 5.4526 | 0.97226 | 6 | 0.42483
80144 | 3.99 | 0.8 | 365 | 3.635 | 0.31484 | 3 | 0.94989
80145 | 11.6 | 0.8 | 365 | 10.5681 | 0.2662 | 10 | 0.83426
80146 | 6.6 | 0.8 | 365 | 6.0129 | 0.099732 | 6 | 0.1126
80081 | 12.825 | 0.8 | 365 | 11.6841 | 0.51198 | 12 | 0.19607
80148 | 3.99 | 0.8 | 365 | 3.635 | 0.31484 | 3 | 0.94989
78733 | 3.96 | 0.8 | 365 | 3.6077 | 0.25984 | 3 | 0.86756
79779 | 45.15 | 0.6 | 365 | 30.8501 | 0.079877 | 30 | 0.92997
79787 | 10.92 | 0.8 | 365 | 9.9486 | 0.019557 | 9 | 0.96811
79818 | 11.84 | 0.8 | 365 | 10.7867 | 0.70619 | 11 | 0.4929
79831 | 24.9 | 0.8 | 365 | 22.6849 | 0.64899 | 23 | 0.33389
79842 | 6.96 | 0.8 | 365 | 6.3408 | 0.75972 | 7 | 0.10056
79887 | 13 | 0.8 | 365 | 11.8435 | 0.83281 | 12 | 0.67633
79922 | 11.315 | 0.8 | 365 | 10.3084 | 0.74371 | 11 | 0.052126
79957 | 12.18 | 0.8 | 365 | 11.0965 | 0.32951 | 11 | 0.42597
79967 | 22.8 | 0.8 | 365 | 20.7717 | 0.79908 | 21 | 0.57079
78809 | 7.67 | 0.8 | 365 | 6.9877 | 0.061356 | 7 | 0.049033
80083 | 12.18 | 0.8 | 365 | 11.0965 | 0.32951 | 11 | 0.42597
80075 | 4.64 | 0.8 | 365 | 4.2272 | 0.50648 | 4 | 0.7337
80084 | 7.54 | 0.8 | 365 | 6.8692 | 0.82303 | 7 | 0.69227
80062 | 7.194 | 0.8 | 365 | 6.554 | 0.18871 | 6 | 0.74273
76769 | 10.464 | 0.8 | 365 | 9.5331 | 0.18358 | 9 | 0.7167
76765 | 8.829 | 0.8 | 365 | 8.0436 | 0.18614 | 8 | 0.22971
76766 | 9.156 | 0.8 | 365 | 8.3415 | 0.78563 | 9 | 0.12711
76763 | 7.92 | 0.8 | 365 | 7.2154 | 0.51968 | 7 | 0.73512
73223 | 10.15 | 0.8 | 365 | 9.2471 | 0.60792 | 9 | 0.85498
79683 | 11.4 | 0.8 | 365 | 10.3859 | 0.89954 | 11 | 0.28539
79518 | 13.68 | 0.8 | 365 | 12.463 | 0.079446 | 12 | 0.54247
79620 | 4.62 | 0.8 | 365 | 4.209 | 0.46981 | 4 | 0.67882
79167 | 9.18 | 0.8 | 365 | 8.3633 | 0.82963 | 9 | 0.19298
79181 | 4.96 | 0.8 | 365 | 4.5188 | 0.093132 | 4 | 0.61189
77734 | 8.265 | 0.8 | 365 | 7.5297 | 0.15216 | 7 | 0.68191
77809 | 8.265 | 0.8 | 365 | 7.5297 | 0.15216 | 7 | 0.68191
79623 | 10.05 | 0.8 | 365 | 9.156 | 0.42459 | 9 | 0.58054
79194 | 6.3 | 0.8 | 365 | 5.7396 | 0.54974 | 6 | 0.2893
79436 | 6.6 | 0.8 | 365 | 6.0129 | 0.099732 | 6 | 0.1126
79936 | 8.54 | 0.8 | 365 | 7.7803 | 0.65632 | 8 | 0.4366
79972 | 9.45 | 0.8 | 365 | 8.6093 | 0.32462 | 8 | 0.93394
78978 | 12.24 | 0.8 | 365 | 11.1511 | 0.4395 | 11 | 0.59063
79416 | 12.71 | 0.8 | 365 | 11.5793 | 0.30115 | 11 | 0.88047
79681 | 9.57 | 0.8 | 365 | 8.7187 | 0.54461 | 9 | 0.26326
80064 | 10.137 | 0.8 | 365 | 9.2352 | 0.58409 | 9 | 0.8193
79485 | 6.09 | 0.8 | 365 | 5.5482 | 0.16475 | 5 | 0.71299
79486 | 2.655 | 0.8 | 365 | 2.4188 | 0.86739 | 3 | 0.2862
79488 | 6.96 | 0.8 | 365 | 6.3408 | 0.75972 | 7 | 0.10056
79919 | 7.32 | 0.8 | 365 | 6.6688 | 0.4197 | 7 | 0.088516
79459 | 12.8 | 0.8 | 365 | 11.6613 | 0.46615 | 12 | 0.12746
79914 | 4.48 | 0.8 | 365 | 4.0815 | 0.21315 | 4 | 0.29461
79916 | 6.21 | 0.8 | 365 | 5.6576 | 0.38475 | 6 | 0.042307
76541 | 8.125 | 0.8 | 365 | 7.4022 | 0.8955 | 8 | 0.2977
80155 | 2.97 | 0.8 | 365 | 2.7058 | 0.44488 | 3 | 0.15067
80164 | 5.61 | 0.8 | 365 | 5.1109 | 0.28477 | 5 | 0.39571
80152 | 5.8 | 0.8 | 365 | 5.284 | 0.6331 | 5 | 0.91713
80153 | 7.25 | 0.8 | 365 | 6.605 | 0.29137 | 6 | 0.89641
80154 | 12.18 | 0.8 | 365 | 11.0965 | 0.32951 | 11 | 0.42597
80157 | 12.18 | 0.8 | 365 | 11.0965 | 0.32951 | 11 | 0.42597
80159 | 8.99 | 0.8 | 365 | 8.1902 | 0.4813 | 8 | 0.67155
80160 | 11.4 | 0.8 | 365 | 10.3859 | 0.89954 | 11 | 0.28539
80162 | 11.89 | 0.8 | 365 | 10.8323 | 0.79785 | 11 | 0.63012
80165 | 8.12 | 0.8 | 365 | 7.3976 | 0.88634 | 8 | 0.28398
80166 | 9.975 | 0.8 | 365 | 9.0876 | 0.2871 | 9 | 0.37472
80168 | 2.9 | 0.8 | 365 | 2.642 | 0.31655 | 2 | 0.95857
80170 | 4.86 | 0.8 | 365 | 4.4277 | 0.9098 | 5 | 0.33746
80172 | 10.26 | 0.8 | 365 | 9.3473 | 0.80958 | 10 | 0.15685
80173 | 9.045 | 0.8 | 365 | 8.2404 | 0.58213 | 8 | 0.82249
80175 | 6.555 | 0.8 | 365 | 5.9719 | 0.017234 | 5 | 0.9891
80177 | 5.985 | 0.8 | 365 | 5.4526 | 0.97226 | 6 | 0.42483
80178 | 11.02 | 0.8 | 365 | 10.0397 | 0.20289 | 10 | 0.24255
80169 | 5.7 | 0.8 | 365 | 5.1929 | 0.44977 | 5 | 0.6427
80180 | 7.59 | 0.8 | 365 | 6.9148 | 0.91469 | 7 | 0.82949
80181 | 2.565 | 0.8 | 365 | 2.3368 | 0.7024 | 3 | 0.039214
80182 | 6.555 | 0.8 | 365 | 5.9719 | 0.017234 | 5 | 0.9891
80183 | 5.61 | 0.8 | 365 | 5.1109 | 0.28477 | 5 | 0.39571
80184 | 10.83 | 0.8 | 365 | 9.8666 | 0.85456 | 10 | 0.72112
80161 | 3.19 | 0.8 | 365 | 2.9062 | 0.8482 | 3 | 0.75442
80185 | 11.39 | 0.8 | 365 | 10.3767 | 0.8812 | 11 | 0.25795
77710 | 3.48 | 0.8 | 365 | 3.1704 | 0.37986 | 3 | 0.55028
78774 | 4.35 | 0.8 | 365 | 3.963 | 0.97482 | 4 | 0.93785
80163 | 8.7 | 0.8 | 365 | 7.926 | 0.94965 | 8 | 0.8757
80189 | 9.24 | 0.8 | 365 | 8.418 | 0.93963 | 9 | 0.35764
80190 | 5.44 | 0.8 | 365 | 4.9561 | 0.97311 | 5 | 0.92917
80072 | 3.99 | 0.8 | 365 | 3.635 | 0.31484 | 3 | 0.94989
80070 | 6.09 | 0.8 | 365 | 5.5482 | 0.16475 | 5 | 0.71299
80074 | 4.35 | 0.8 | 365 | 3.963 | 0.97482 | 4 | 0.93785
80071 | 4.93 | 0.8 | 365 | 4.4914 | 0.038134 | 4 | 0.52956
79971 | 5.88 | 0.8 | 365 | 5.3569 | 0.77976 | 6 | 0.13668
80069 | 4.48 | 0.8 | 365 | 4.0815 | 0.21315 | 4 | 0.29461
80205 | 5.1 | 0.8 | 365 | 4.6463 | 0.34979 | 4 | 0.9961
80068 | 4.64 | 0.8 | 365 | 4.2272 | 0.50648 | 4 | 0.7337
80073 | 2.9 | 0.8 | 365 | 2.642 | 0.31655 | 2 | 0.95857
80208 | 5.4 | 0.8 | 365 | 4.9196 | 0.89978 | 5 | 0.8194
80209 | 7.68 | 0.8 | 365 | 6.9968 | 0.079689 | 7 | 0.076476
80213 | 4.32 | 0.8 | 365 | 3.9357 | 0.91982 | 4 | 0.85552
76764 | 5.886 | 0.8 | 365 | 5.3624 | 0.79076 | 6 | 0.15314
80219 | 7.8 | 0.8 | 365 | 7.1061 | 0.29968 | 7 | 0.4058
80121 | 11.52 | 0.8 | 365 | 10.4952 | 0.11953 | 10 | 0.61471
80218 | 9.9 | 0.8 | 365 | 9.0193 | 0.1496 | 9 | 0.16889
80200 | 8.12 | 0.8 | 365 | 7.3976 | 0.88634 | 8 | 0.28398
80133 | 4.06 | 0.8 | 365 | 3.6988 | 0.44317 | 4 | 0.14199
80221 | 10.8 | 0.8 | 365 | 9.8392 | 0.79956 | 10 | 0.63879
80222 | 7.8 | 0.8 | 365 | 7.1061 | 0.29968 | 7 | 0.4058
80223 | 4.8 | 0.8 | 365 | 4.373 | 0.79981 | 5 | 0.1728
80225 | 9.855 | 0.8 | 365 | 8.9783 | 0.067101 | 9 | 0.0454
80226 | 15.18 | 0.8 | 365 | 13.8296 | 0.82938 | 14 | 0.65897
80228 | 7.8 | 0.8 | 365 | 7.1061 | 0.29968 | 7 | 0.4058
80230 | 4.32 | 0.8 | 365 | 3.9357 | 0.91982 | 4 | 0.85552
80231 | 6.7 | 0.8 | 365 | 6.104 | 0.28306 | 6 | 0.38703
80196 | 2.28 | 0.8 | 365 | 2.0772 | 0.17991 | 2 | 0.25708
79975 | 8.41 | 0.8 | 365 | 7.6618 | 0.41799 | 8 | 0.079839
80167 | 2.9 | 0.8 | 365 | 2.642 | 0.31655 | 2 | 0.95857
80194 | 4.06 | 0.8 | 365 | 3.6988 | 0.44317 | 4 | 0.14199
80202 | 4.64 | 0.8 | 365 | 4.2272 | 0.50648 | 4 | 0.7337
80238 | 7.08 | 0.8 | 365 | 6.4502 | 0.97971 | 7 | 0.42988
80150 | 12.18 | 0.8 | 365 | 11.0965 | 0.32951 | 11 | 0.42597
64828 | 1236.15 | 0.8 | 365 | 1126.1821 | 0.22489 | 1126 | 0.40699
48979 | 2770.56 | 1 | 365 | 3155.1137 | 0.059625 | 3155 | 0.17335
80240 | 7.68 | 0.8 | 365 | 6.9968 | 0.079689 | 7 | 0.076476
79184 | 7.41 | 0.8 | 365 | 6.7508 | 0.5847 | 7 | 0.33551
79867 | 6.6 | 0.8 | 365 | 6.0129 | 0.099732 | 6 | 0.1126
79841 | 7.8 | 0.8 | 365 | 7.1061 | 0.29968 | 7 | 0.4058
79901 | 6.625 | 0.8 | 365 | 6.0356 | 0.14556 | 6 | 0.1812
80236 | 6.38 | 0.8 | 365 | 5.8124 | 0.69641 | 6 | 0.50884
80429 | 4.96 | 0.8 | 365 | 4.5188 | 0.093132 | 4 | 0.61189
80243 | 4.62 | 0.8 | 365 | 4.209 | 0.46981 | 4 | 0.67882
80245 | 3.6 | 0.8 | 365 | 3.2797 | 0.59985 | 3 | 0.8796
80247 | 12.925 | 0.8 | 365 | 11.7752 | 0.69531 | 12 | 0.4705
80249 | 10.2 | 0.8 | 365 | 9.2926 | 0.69959 | 9 | 0.99219
80250 | 9.855 | 0.8 | 365 | 8.9783 | 0.067101 | 9 | 0.0454
80251 | 7.14 | 0.8 | 365 | 6.5048 | 0.089711 | 6 | 0.59454
80252 | 7.95 | 0.8 | 365 | 7.2428 | 0.57468 | 7 | 0.81745
80256 | 7.83 | 0.8 | 365 | 7.1334 | 0.35468 | 7 | 0.48813
80257 | 12.32 | 0.8 | 365 | 11.224 | 0.58617 | 11 | 0.81018
80258 | 6.63 | 0.8 | 365 | 6.0402 | 0.15473 | 6 | 0.19493
80259 | 4.35 | 0.8 | 365 | 3.963 | 0.97482 | 4 | 0.93785
80260 | 8.41 | 0.8 | 365 | 7.6618 | 0.41799 | 8 | 0.079839
80261 | 4.35 | 0.8 | 365 | 3.963 | 0.97482 | 4 | 0.93785
80262 | 4.56 | 0.8 | 365 | 4.1543 | 0.35982 | 4 | 0.51416
80264 | 10.08 | 0.8 | 365 | 9.1833 | 0.47959 | 9 | 0.66287
80265 | 7.92 | 0.8 | 365 | 7.2154 | 0.51968 | 7 | 0.73512
80266 | 5.58 | 0.8 | 365 | 5.0836 | 0.22977 | 5 | 0.31338
80267 | 13.68 | 0.8 | 365 | 12.463 | 0.079446 | 12 | 0.54247
80268 | 7.2 | 0.8 | 365 | 6.5595 | 0.19971 | 6 | 0.7592
80270 | 12.06 | 0.8 | 365 | 10.9871 | 0.10951 | 11 | 0.096654
80272 | 5.415 | 0.8 | 365 | 4.9333 | 0.92728 | 5 | 0.86056
80273 | 9.6 | 0.8 | 365 | 8.746 | 0.59961 | 9 | 0.34559
80274 | 5.12 | 0.8 | 365 | 4.6645 | 0.38646 | 5 | 0.050984
80276 | 9.61 | 0.8 | 365 | 8.7551 | 0.61794 | 9 | 0.37304
80277 | 5.36 | 0.8 | 365 | 4.8832 | 0.82645 | 5 | 0.70962
80279 | 4.35 | 0.8 | 365 | 3.963 | 0.97482 | 4 | 0.93785
80234 | 5.51 | 0.8 | 365 | 5.0198 | 0.10144 | 5 | 0.12127
80280 | 3.2 | 0.8 | 365 | 2.9153 | 0.86654 | 3 | 0.78186
80281 | 12.54 | 0.8 | 365 | 11.4244 | 0.98949 | 12 | 0.41393
80214 | 10.44 | 0.8 | 365 | 9.5113 | 0.13958 | 9 | 0.65083
80282 | 8.4 | 0.8 | 365 | 7.6527 | 0.39966 | 8 | 0.052396
80216 | 3.42 | 0.8 | 365 | 3.1158 | 0.26986 | 3 | 0.38562
80271 | 6.27 | 0.8 | 365 | 5.7122 | 0.49475 | 6 | 0.20697
80284 | 2.61 | 0.8 | 365 | 2.3778 | 0.78489 | 3 | 0.16271
80289 | 5.36 | 0.8 | 365 | 4.8832 | 0.82645 | 5 | 0.70962
80285 | 6.38 | 0.8 | 365 | 5.8124 | 0.69641 | 6 | 0.50884
80287 | 4.64 | 0.8 | 365 | 4.2272 | 0.50648 | 4 | 0.7337
80292 | 2.9 | 0.8 | 365 | 2.642 | 0.31655 | 2 | 0.95857
80293 | 5.22 | 0.8 | 365 | 4.7556 | 0.56979 | 5 | 0.32542
80295 | 4.93 | 0.8 | 365 | 4.4914 | 0.038134 | 4 | 0.52956
80297 | 5.22 | 0.8 | 365 | 4.7556 | 0.56979 | 5 | 0.32542
80298 | 2.32 | 0.8 | 365 | 2.1136 | 0.25324 | 2 | 0.36685
80299 | 4.35 | 0.8 | 365 | 3.963 | 0.97482 | 4 | 0.93785
80300 | 8.41 | 0.8 | 365 | 7.6618 | 0.41799 | 8 | 0.079839
80296 | 4.5 | 0.8 | 365 | 4.0997 | 0.24982 | 4 | 0.3495
79907 | 37.92 | 0.6 | 365 | 25.91 | 0.13885 | 26 | 0.048825
80302 | 12.6 | 0.8 | 365 | 11.4791 | 0.099489 | 11 | 0.57859
80303 | 7.7 | 0.8 | 365 | 7.015 | 0.11635 | 7 | 0.13136
80306 | 4.32 | 0.8 | 365 | 3.9357 | 0.91982 | 4 | 0.85552
80224 | 6 | 0.8 | 365 | 5.4662 | 0.99976 | 6 | 0.466
80309 | 11.4 | 0.8 | 365 | 10.3859 | 0.89954 | 11 | 0.28539
80308 | 10.14 | 0.8 | 365 | 9.2379 | 0.58959 | 9 | 0.82753
80305 | 7.92 | 0.8 | 365 | 7.2154 | 0.51968 | 7 | 0.73512
80310 | 4.13 | 0.8 | 365 | 3.7626 | 0.5715 | 4 | 0.33409
80312 | 9.72 | 0.8 | 365 | 8.8553 | 0.81961 | 9 | 0.67491
80314 | 12.9 | 0.8 | 365 | 11.7524 | 0.64948 | 12 | 0.40189
79847 | 6.38 | 0.8 | 365 | 5.8124 | 0.69641 | 6 | 0.50884
80318 | 4.62 | 0.8 | 365 | 4.209 | 0.46981 | 4 | 0.67882
80317 | 8.04 | 0.8 | 365 | 7.3248 | 0.73967 | 8 | 0.064436
80319 | 18.3 | 0.8 | 365 | 16.672 | 0.54926 | 17 | 0.22129
76762 | 20.88 | 0.8 | 365 | 19.0225 | 0.27915 | 19 | 0.30167
79573 | 6.6 | 0.8 | 365 | 6.0129 | 0.099732 | 6 | 0.1126
80320 | 8.64 | 0.8 | 365 | 7.8714 | 0.83965 | 8 | 0.71104
80321 | 8.58 | 0.8 | 365 | 7.8167 | 0.72965 | 8 | 0.54638
80323 | 10.73 | 0.8 | 365 | 9.7755 | 0.67123 | 10 | 0.44669
80322 | 12.16 | 0.8 | 365 | 11.0782 | 0.29284 | 11 | 0.37109
80327 | 11.16 | 0.8 | 365 | 10.1672 | 0.45955 | 10 | 0.62675
80329 | 3.6 | 0.8 | 365 | 3.2797 | 0.59985 | 3 | 0.8796
80331 | 11.48 | 0.8 | 365 | 10.4587 | 0.046201 | 10 | 0.50494
80333 | 7.56 | 0.8 | 365 | 6.8875 | 0.85969 | 7 | 0.74716
80334 | 5.76 | 0.8 | 365 | 5.2476 | 0.55977 | 5 | 0.80736
80335 | 7.83 | 0.8 | 365 | 7.1334 | 0.35468 | 7 | 0.48813
80336 | 4.06 | 0.8 | 365 | 3.6988 | 0.44317 | 4 | 0.14199
80339 | 6.96 | 0.8 | 365 | 6.3408 | 0.75972 | 7 | 0.10056
80212 | 8.06 | 0.8 | 365 | 7.343 | 0.77634 | 8 | 0.11932
80342 | 8.96 | 0.8 | 365 | 8.1629 | 0.4263 | 8 | 0.58922
80343 | 13.12 | 0.8 | 365 | 11.9528 | 0.052802 | 12 | 0.0056463
80344 | 10.08 | 0.8 | 365 | 9.1833 | 0.47959 | 9 | 0.66287
80345 | 6.3 | 0.8 | 365 | 5.7396 | 0.54974 | 6 | 0.2893
80346 | 8.91 | 0.8 | 365 | 8.1174 | 0.33464 | 8 | 0.45201
80347 | 3.99 | 0.8 | 365 | 3.635 | 0.31484 | 3 | 0.94989
80348 | 8.12 | 0.8 | 365 | 7.3976 | 0.88634 | 8 | 0.28398
80350 | 4.575 | 0.8 | 365 | 4.168 | 0.38731 | 4 | 0.55532
80351 | 6.365 | 0.8 | 365 | 5.7988 | 0.66891 | 6 | 0.46768
80352 | 6 | 0.8 | 365 | 5.4662 | 0.99976 | 6 | 0.466
80353 | 4.29 | 0.8 | 365 | 3.9084 | 0.86483 | 4 | 0.77319
80354 | 6.175 | 0.8 | 365 | 5.6257 | 0.32058 | 5 | 0.94626
80355 | 5.51 | 0.8 | 365 | 5.0198 | 0.10144 | 5 | 0.12127
80357 | 5.94 | 0.8 | 365 | 5.4116 | 0.88976 | 6 | 0.30134
80358 | 5.6 | 0.8 | 365 | 5.1018 | 0.26644 | 5 | 0.36826
80360 | 14.7 | 0.8 | 365 | 13.3923 | 0.9494 | 14 | 0.34169
80359 | 6.6 | 0.8 | 365 | 6.0129 | 0.099732 | 6 | 0.1126
80361 | 8.4 | 0.8 | 365 | 7.6527 | 0.39966 | 8 | 0.052396
80362 | 9.1 | 0.8 | 365 | 8.2905 | 0.68296 | 8 | 0.97343
80364 | 8.91 | 0.8 | 365 | 8.1174 | 0.33464 | 8 | 0.45201
79918 | 5.605 | 0.8 | 365 | 5.1064 | 0.27561 | 5 | 0.38199
80363 | 11.96 | 0.8 | 365 | 10.896 | 0.92618 | 11 | 0.82222
80365 | 12.21 | 0.8 | 365 | 11.1238 | 0.38451 | 11 | 0.5083
79788 | 5.28 | 0.8 | 365 | 4.8103 | 0.67979 | 5 | 0.49008
80367 | 8.68 | 0.8 | 365 | 7.9078 | 0.91298 | 8 | 0.82081
79932 | 6.08 | 0.8 | 365 | 5.5391 | 0.14642 | 5 | 0.68554
76981 | 4.5 | 0.8 | 365 | 4.0997 | 0.24982 | 4 | 0.3495
79969 | 5.28 | 0.8 | 365 | 4.8103 | 0.67979 | 5 | 0.49008
80447 | 7.5 | 0.8 | 365 | 6.8328 | 0.7497 | 7 | 0.5825
80451 | 12 | 0.8 | 365 | 10.9325 | 0.99951 | 11 | 0.93199
68978 | 12.915 | 0.8 | 365 | 11.7661 | 0.67698 | 12 | 0.44306
80229 | 11.9 | 0.8 | 365 | 10.8414 | 0.81618 | 11 | 0.65756
34777 | 2805.75 | 1 | 365 | 3195.1881 | 0.70159 | 3195 | 0.88969
80239 | 4.02 | 0.8 | 365 | 3.6624 | 0.36984 | 4 | 0.032218
79235 | 10.44 | 0.8 | 365 | 9.5113 | 0.13958 | 9 | 0.65083
79719 | 5.6 | 0.8 | 365 | 5.1018 | 0.26644 | 5 | 0.36826
80368 | 10.24 | 0.8 | 365 | 9.329 | 0.77292 | 10 | 0.10197
51494 | 1329.3 | 1 | 365 | 1513.8068 | 0.24515 | 1514 | 0.051989
78778 | 23.544 | 0.8 | 365 | 21.4495 | 0.16305 | 21 | 0.61257
51297 | 1386.9 | 1 | 365 | 1579.4017 | 0.24223 | 1579 | 0.64395
80369 | 12.39 | 0.8 | 365 | 11.2878 | 0.7145 | 12 | 0.0022834
80371 | 6.72 | 0.8 | 365 | 6.1222 | 0.31973 | 6 | 0.44192
80372 | 7.68 | 0.8 | 365 | 6.9968 | 0.079689 | 7 | 0.076476
80374 | 11.7 | 0.8 | 365 | 10.6592 | 0.44953 | 11 | 0.10869
80377 | 11.89 | 0.8 | 365 | 10.8323 | 0.79785 | 11 | 0.63012
80379 | 6.72 | 0.8 | 365 | 6.1222 | 0.31973 | 6 | 0.44192
80380 | 8.12 | 0.8 | 365 | 7.3976 | 0.88634 | 8 | 0.28398
80382 | 9.69 | 0.8 | 365 | 8.828 | 0.76461 | 9 | 0.59258
79420 | 3.3 | 0.8 | 365 | 3.0064 | 0.049866 | 3 | 0.056298
79275 | 9.69 | 0.8 | 365 | 8.828 | 0.76461 | 9 | 0.59258
80116 | 9.315 | 0.8 | 365 | 8.4863 | 0.077122 | 8 | 0.56346
80052 | 5.4 | 0.8 | 365 | 4.9196 | 0.89978 | 5 | 0.8194
80118 | 8.829 | 0.8 | 365 | 8.0436 | 0.18614 | 8 | 0.22971
80067 | 6.12 | 0.8 | 365 | 5.5756 | 0.21975 | 5 | 0.79532
80123 | 3.18 | 1 | 365 | 3.6214 | 0.28734 | 3 | 0.90872
80087 | 3 | 0.8 | 365 | 2.7331 | 0.49988 | 3 | 0.233
80044 | 13.2 | 0.8 | 365 | 12.0257 | 0.19946 | 12 | 0.22519
80253 | 7.68 | 0.8 | 365 | 6.9968 | 0.079689 | 7 | 0.076476
80059 | 14.061 | 0.8 | 365 | 12.8101 | 0.77793 | 13 | 0.58806
65230 | 645.12 | 0.7 | 365 | 514.2639 | 0.85712 | 515 | 0.12098
80275 | 7.7 | 0.8 | 365 | 7.015 | 0.11635 | 7 | 0.13136
80179 | 12.3 | 0.8 | 365 | 11.2058 | 0.5495 | 11 | 0.75529
80269 | 8.4 | 0.8 | 365 | 7.6527 | 0.39966 | 8 | 0.052396
80315 | 8.265 | 0.8 | 365 | 7.5297 | 0.15216 | 7 | 0.68191
80125 | 15.84 | 0.8 | 365 | 14.4309 | 0.039358 | 14 | 0.47023
80227 | 40.8 | 0.6 | 365 | 27.8778 | 0.09876 | 27 | 0.97658
80016 | 8.7 | 0.8 | 365 | 7.926 | 0.94965 | 8 | 0.8757
80024 | 14.52 | 0.8 | 365 | 13.2283 | 0.61941 | 13 | 0.84771
80032 | 3.19 | 0.8 | 365 | 2.9062 | 0.8482 | 3 | 0.75442
80041 | 7.83 | 0.8 | 365 | 7.1334 | 0.35468 | 7 | 0.48813
80057 | 13.08 | 0.8 | 365 | 11.9164 | 0.97947 | 12 | 0.89587
80149 | 5.22 | 0.8 | 365 | 4.7556 | 0.56979 | 5 | 0.32542
80176 | 5.94 | 0.8 | 365 | 5.4116 | 0.88976 | 6 | 0.30134
80248 | 7.7 | 0.8 | 365 | 7.015 | 0.11635 | 7 | 0.13136
80290 | 13.08 | 0.8 | 365 | 11.9164 | 0.97947 | 12 | 0.89587
80304 | 24.2 | 0.8 | 365 | 22.0472 | 0.36569 | 22 | 0.41285
80151 | 4.64 | 0.8 | 365 | 4.2272 | 0.50648 | 4 | 0.7337
80387 | 4.06 | 0.8 | 365 | 3.6988 | 0.44317 | 4 | 0.14199
80388 | 7.25 | 0.8 | 365 | 6.605 | 0.29137 | 6 | 0.89641
80389 | 8.25 | 0.8 | 365 | 7.5161 | 0.12467 | 7 | 0.64075
80391 | 13.395 | 0.8 | 365 | 12.2034 | 0.55696 | 12 | 0.76034
80393 | 11.772 | 0.8 | 365 | 10.7248 | 0.58152 | 11 | 0.30629
80395 | 9.6 | 0.8 | 365 | 8.746 | 0.59961 | 9 | 0.34559
79908 | 14.08 | 0.8 | 365 | 12.8274 | 0.81276 | 13 | 0.64021
79943 | 4.48 | 0.8 | 365 | 4.0815 | 0.21315 | 4 | 0.29461
80396 | 7.2 | 0.8 | 365 | 6.5595 | 0.19971 | 6 | 0.7592
36803 | 171.2 | 0.9 | 365 | 175.4663 | 0.092193 | 175 | 0.5585
78609 | 11.2 | 0.8 | 365 | 10.2036 | 0.53288 | 10 | 0.73653
80340 | 9.72 | 0.8 | 365 | 8.8553 | 0.81961 | 9 | 0.67491
79947 | 3.35 | 0.8 | 365 | 3.052 | 0.14153 | 3 | 0.19351
80375 | 9.92 | 0.8 | 365 | 9.0375 | 0.18626 | 9 | 0.22378
80593 | 7.8 | 0.8 | 365 | 7.1061 | 0.29968 | 7 | 0.4058
79614 | 19.84 | 0.8 | 365 | 18.075 | 0.37253 | 18 | 0.44756
80341 | 12.6 | 0.8 | 365 | 11.4791 | 0.099489 | 11 | 0.57859
80330 | 8.04 | 0.8 | 365 | 7.3248 | 0.73967 | 8 | 0.064436
78811 | 9.28 | 0.8 | 365 | 8.4545 | 0.012957 | 8 | 0.46741
80425 | 4.5 | 0.8 | 365 | 4.0997 | 0.24982 | 4 | 0.3495
80430 | 6.867 | 0.8 | 365 | 6.2561 | 0.58922 | 6 | 0.84533
80454 | 3.08 | 0.8 | 365 | 2.806 | 0.64654 | 3 | 0.45255
80455 | 7.25 | 0.8 | 365 | 6.605 | 0.29137 | 6 | 0.89641
80594 | 9.625 | 0.8 | 365 | 8.7688 | 0.64544 | 9 | 0.4142
80472 | 12.6 | 0.8 | 365 | 11.4791 | 0.099489 | 11 | 0.57859
80474 | 5.985 | 0.8 | 365 | 5.4526 | 0.97226 | 6 | 0.42483
80487 | 5.775 | 0.8 | 365 | 5.2613 | 0.58727 | 5 | 0.84852
80488 | 6.96 | 0.8 | 365 | 6.3408 | 0.75972 | 7 | 0.10056
80491 | 13.2 | 0.8 | 365 | 12.0257 | 0.19946 | 12 | 0.22519
80495 | 11.825 | 0.8 | 365 | 10.773 | 0.67869 | 11 | 0.45174
80503 | 8.502 | 0.8 | 365 | 7.7457 | 0.58666 | 8 | 0.33232
80324 | 4.845 | 1 | 365 | 5.5175 | 0.10288 | 5 | 0.62037
80537 | 8.64 | 0.8 | 365 | 7.8714 | 0.83965 | 8 | 0.71104
80540 | 4.06 | 0.8 | 365 | 3.6988 | 0.44317 | 4 | 0.14199
79968 | 5.04 | 0.8 | 365 | 4.5916 | 0.2398 | 4 | 0.83144
80483 | 10.26 | 0.8 | 365 | 9.3473 | 0.80958 | 10 | 0.15685
80485 | 5.46 | 0.8 | 365 | 4.9743 | 0.0097787 | 4 | 0.98406
80546 | 8.4 | 0.8 | 365 | 7.6527 | 0.39966 | 8 | 0.052396
80547 | 6.51 | 0.8 | 365 | 5.9309 | 0.93474 | 6 | 0.86561
80548 | 9.12 | 0.8 | 365 | 8.3087 | 0.71963 | 9 | 0.028315
80552 | 13.3 | 0.8 | 365 | 12.1168 | 0.38279 | 12 | 0.49963
80553 | 12 | 0.8 | 365 | 10.9325 | 0.99951 | 11 | 0.93199
80555 | 6.9 | 0.8 | 365 | 6.2862 | 0.64972 | 6 | 0.9359
80556 | 12 | 0.8 | 365 | 10.9325 | 0.99951 | 11 | 0.93199
80469 | 9.57 | 0.8 | 365 | 8.7187 | 0.54461 | 9 | 0.26326
80470 | 6.09 | 0.8 | 365 | 5.5482 | 0.16475 | 5 | 0.71299
80497 | 7.98 | 0.8 | 365 | 7.2701 | 0.62968 | 7 | 0.89978
80476 | 8.41 | 0.8 | 365 | 7.6618 | 0.41799 | 8 | 0.079839
80480 | 13.395 | 0.8 | 365 | 12.2034 | 0.55696 | 12 | 0.76034
80477 | 6.67 | 0.8 | 365 | 6.0766 | 0.22806 | 6 | 0.3047
80572 | 6.2 | 0.8 | 365 | 5.6484 | 0.36642 | 6 | 0.014863
80581 | 10.675 | 0.8 | 365 | 9.7254 | 0.5704 | 10 | 0.29575
80582 | 13.395 | 0.8 | 365 | 12.2034 | 0.55696 | 12 | 0.76034
80583 | 12.825 | 0.8 | 365 | 11.6841 | 0.51198 | 12 | 0.19607
80577 | 6.6 | 0.8 | 365 | 6.0129 | 0.099732 | 6 | 0.1126
80588 | 12.426 | 0.8 | 365 | 11.3206 | 0.7805 | 12 | 0.10108
80601 | 4.845 | 0.8 | 365 | 4.414 | 0.8823 | 5 | 0.29629
80609 | 5.2 | 0.8 | 365 | 4.7374 | 0.53312 | 5 | 0.27053
80620 | 8.7 | 0.8 | 365 | 7.926 | 0.94965 | 8 | 0.8757
80622 | 9 | 0.8 | 365 | 8.1994 | 0.49964 | 8 | 0.699
80383 | 7.83 | 0.8 | 365 | 7.1334 | 0.35468 | 7 | 0.48813
36801 | 334.72 | 0.9 | 365 | 343.0612 | 0.34474 | 343 | 0.40596
80399 | 8.26 | 0.8 | 365 | 7.5252 | 0.143 | 7 | 0.66819
80401 | 6.67 | 0.8 | 365 | 6.0766 | 0.22806 | 6 | 0.3047
34354 | 1398.15 | 0.8 | 365 | 1273.7706 | 0.21833 | 1273 | 0.9889
79911 | 6.72 | 0.8 | 365 | 6.1222 | 0.31973 | 6 | 0.44192
79800 | 7.04 | 0.8 | 365 | 6.4137 | 0.90638 | 7 | 0.3201
80402 | 3.48 | 0.8 | 365 | 3.1704 | 0.37986 | 3 | 0.55028
80403 | 11.89 | 0.8 | 365 | 10.8323 | 0.79785 | 11 | 0.63012
80404 | 11.505 | 0.8 | 365 | 10.4815 | 0.092034 | 10 | 0.57355
80408 | 5.22 | 0.8 | 365 | 4.7556 | 0.56979 | 5 | 0.32542
80412 | 5.695 | 0.8 | 365 | 5.1884 | 0.4406 | 5 | 0.62898
80415 | 12.54 | 0.8 | 365 | 11.4244 | 0.98949 | 12 | 0.41393
80077 | 5.886 | 0.8 | 365 | 5.3624 | 0.79076 | 6 | 0.15314
80417 | 12.3 | 0.8 | 365 | 11.2058 | 0.5495 | 11 | 0.75529
80419 | 8.835 | 0.8 | 365 | 8.049 | 0.19714 | 8 | 0.24618
80420 | 3.9 | 0.8 | 365 | 3.5531 | 0.14984 | 3 | 0.7029
80422 | 8.16 | 0.8 | 365 | 7.4341 | 0.95967 | 8 | 0.39376
80423 | 4.275 | 0.8 | 365 | 3.8947 | 0.83733 | 4 | 0.73202
80424 | 7 | 0.8 | 365 | 6.3773 | 0.83305 | 7 | 0.21033
80427 | 7.75 | 0.8 | 365 | 7.0606 | 0.20802 | 7 | 0.26858
80426 | 10.73 | 0.8 | 365 | 9.7755 | 0.67123 | 10 | 0.44669
80431 | 11.685 | 0.8 | 365 | 10.6455 | 0.42203 | 11 | 0.067529
80432 | 8.64 | 0.8 | 365 | 7.8714 | 0.83965 | 8 | 0.71104
80433 | 5.8 | 0.8 | 365 | 5.284 | 0.6331 | 5 | 0.91713
80434 | 8.96 | 0.8 | 365 | 8.1629 | 0.4263 | 8 | 0.58922
80435 | 12.18 | 0.8 | 365 | 11.0965 | 0.32951 | 11 | 0.42597
80437 | 6.09 | 0.8 | 365 | 5.5482 | 0.16475 | 5 | 0.71299
80436 | 7.8 | 0.8 | 365 | 7.1061 | 0.29968 | 7 | 0.4058
80438 | 6 | 0.8 | 365 | 5.4662 | 0.99976 | 6 | 0.466
80590 | 11.6 | 0.8 | 365 | 10.5681 | 0.2662 | 10 | 0.83426
80439 | 10.44 | 0.8 | 365 | 9.5113 | 0.13958 | 9 | 0.65083
80442 | 9.28 | 0.8 | 365 | 8.4545 | 0.012957 | 8 | 0.46741
80443 | 6.7 | 0.8 | 365 | 6.104 | 0.28306 | 6 | 0.38703
80444 | 6.96 | 0.8 | 365 | 6.3408 | 0.75972 | 7 | 0.10056
80446 | 3.77 | 0.8 | 365 | 3.4346 | 0.91151 | 4 | 0.34613
80445 | 10.44 | 0.8 | 365 | 9.5113 | 0.13958 | 9 | 0.65083
80448 | 8.64 | 0.8 | 365 | 7.8714 | 0.83965 | 8 | 0.71104
80450 | 8.58 | 0.8 | 365 | 7.8167 | 0.72965 | 8 | 0.54638
80452 | 8 | 0.8 | 365 | 7.2883 | 0.66634 | 7 | 0.95466
80458 | 5.7 | 0.8 | 365 | 5.1929 | 0.44977 | 5 | 0.6427
80459 | 10.44 | 0.8 | 365 | 9.5113 | 0.13958 | 9 | 0.65083
80460 | 12.18 | 0.8 | 365 | 11.0965 | 0.32951 | 11 | 0.42597
79990 | 12.15 | 0.8 | 365 | 11.0691 | 0.27451 | 11 | 0.34364
80462 | 3.835 | 0.8 | 365 | 3.4938 | 0.030678 | 3 | 0.52452
80463 | 7.67 | 0.8 | 365 | 6.9877 | 0.061356 | 7 | 0.049033
80464 | 5.8 | 0.8 | 365 | 5.284 | 0.6331 | 5 | 0.91713
80465 | 3.77 | 0.8 | 365 | 3.4346 | 0.91151 | 4 | 0.34613
80466 | 6.84 | 0.8 | 365 | 6.2315 | 0.53972 | 6 | 0.77124
80467 | 6.09 | 0.8 | 365 | 5.5482 | 0.16475 | 5 | 0.71299
80471 | 7.84 | 0.8 | 365 | 7.1426 | 0.37302 | 7 | 0.51557
80473 | 5.025 | 0.8 | 365 | 4.578 | 0.2123 | 4 | 0.79027
80456 | 4.56 | 0.8 | 365 | 4.1543 | 0.35982 | 4 | 0.51416
80475 | 8.32 | 0.8 | 365 | 7.5799 | 0.253 | 7 | 0.83285
80440 | 13.11 | 0.8 | 365 | 11.9437 | 0.034469 | 11 | 0.9782
80484 | 8.91 | 0.8 | 365 | 8.1174 | 0.33464 | 8 | 0.45201
80492 | 7.36 | 0.8 | 365 | 6.7053 | 0.49304 | 7 | 0.19829
80384 | 9.735 | 0.8 | 365 | 8.869 | 0.84711 | 9 | 0.71608
80496 | 8 | 0.8 | 365 | 7.2883 | 0.66634 | 7 | 0.95466
80418 | 7.25 | 0.8 | 365 | 6.605 | 0.29137 | 6 | 0.89641
80504 | 9.57 | 0.8 | 365 | 8.7187 | 0.54461 | 9 | 0.26326
80505 | 8.55 | 0.8 | 365 | 7.7894 | 0.67465 | 8 | 0.46405
80506 | 6.6 | 0.8 | 365 | 6.0129 | 0.099732 | 6 | 0.1126
80499 | 10.2 | 0.8 | 365 | 9.2926 | 0.69959 | 9 | 0.99219
80507 | 5.3 | 0.8 | 365 | 4.8285 | 0.71645 | 5 | 0.54496
80509 | 6.65 | 0.8 | 365 | 6.0584 | 0.1914 | 6 | 0.24981
80510 | 8.64 | 0.8 | 365 | 7.8714 | 0.83965 | 8 | 0.71104
80512 | 11.4 | 0.8 | 365 | 10.3859 | 0.89954 | 11 | 0.28539
80400 | 11.89 | 0.8 | 365 | 10.8323 | 0.79785 | 11 | 0.63012
80516 | 5.7 | 0.8 | 365 | 5.1929 | 0.44977 | 5 | 0.6427
80518 | 8.91 | 0.8 | 365 | 8.1174 | 0.33464 | 8 | 0.45201
80522 | 5.13 | 0.8 | 365 | 4.6736 | 0.40479 | 5 | 0.078427
80523 | 4.62 | 0.8 | 365 | 4.209 | 0.46981 | 4 | 0.67882
80524 | 4.845 | 0.8 | 365 | 4.414 | 0.8823 | 5 | 0.29629
80457 | 5.8 | 0.8 | 365 | 5.284 | 0.6331 | 5 | 0.91713
80525 | 4.275 | 0.8 | 365 | 3.8947 | 0.83733 | 4 | 0.73202
80526 | 4.06 | 0.8 | 365 | 3.6988 | 0.44317 | 4 | 0.14199
80527 | 9.24 | 0.8 | 365 | 8.418 | 0.93963 | 9 | 0.35764
80528 | 7.56 | 0.8 | 365 | 6.8875 | 0.85969 | 7 | 0.74716
80531 | 3.77 | 0.8 | 365 | 3.4346 | 0.91151 | 4 | 0.34613
80530 | 9.57 | 0.8 | 365 | 8.7187 | 0.54461 | 9 | 0.26326
80532 | 6.84 | 0.8 | 365 | 6.2315 | 0.53972 | 6 | 0.77124
80533 | 11.22 | 0.8 | 365 | 10.2219 | 0.56955 | 10 | 0.79141
80413 | 12.47 | 0.8 | 365 | 11.3607 | 0.86116 | 12 | 0.22183
80416 | 4.35 | 0.8 | 365 | 3.963 | 0.97482 | 4 | 0.93785
80449 | 4.56 | 0.8 | 365 | 4.1543 | 0.35982 | 4 | 0.51416
80538 | 6.93 | 0.8 | 365 | 6.3135 | 0.70472 | 7 | 0.018226
80541 | 5.28 | 0.8 | 365 | 4.8103 | 0.67979 | 5 | 0.49008
80405 | 3.19 | 0.8 | 365 | 2.9062 | 0.8482 | 3 | 0.75442
80409 | 8.7 | 0.8 | 365 | 7.926 | 0.94965 | 8 | 0.8757
80406 | 3.19 | 0.8 | 365 | 2.9062 | 0.8482 | 3 | 0.75442
80337 | 6.96 | 0.8 | 365 | 6.3408 | 0.75972 | 7 | 0.10056
80481 | 5.51 | 0.8 | 365 | 5.0198 | 0.10144 | 5 | 0.12127
80453 | 15.66 | 0.8 | 365 | 14.2669 | 0.70937 | 14 | 0.97625
80560 | 5.22 | 0.8 | 365 | 4.7556 | 0.56979 | 5 | 0.32542
80562 | 5.015 | 0.8 | 365 | 4.5689 | 0.19396 | 4 | 0.76283
80494 | 4.35 | 0.8 | 365 | 3.963 | 0.97482 | 4 | 0.93785
80564 | 6.38 | 0.8 | 365 | 5.8124 | 0.69641 | 6 | 0.50884
80563 | 10.73 | 0.8 | 365 | 9.7755 | 0.67123 | 10 | 0.44669
80565 | 4.64 | 0.8 | 365 | 4.2272 | 0.50648 | 4 | 0.7337
80508 | 9.12 | 0.8 | 365 | 8.3087 | 0.71963 | 9 | 0.028315
80568 | 6.38 | 0.8 | 365 | 5.8124 | 0.69641 | 6 | 0.50884
80567 | 5.22 | 0.8 | 365 | 4.7556 | 0.56979 | 5 | 0.32542
80220 | 32.48 | 0.6 | 365 | 22.1929 | 0.65901 | 22 | 0.85195
80575 | 6.09 | 0.8 | 365 | 5.5482 | 0.16475 | 5 | 0.71299
80576 | 3.77 | 0.8 | 365 | 3.4346 | 0.91151 | 4 | 0.34613
80578 | 8.41 | 0.8 | 365 | 7.6618 | 0.41799 | 8 | 0.079839
80580 | 2.32 | 0.8 | 365 | 2.1136 | 0.25324 | 2 | 0.36685
79970 | 8.58 | 0.8 | 365 | 7.8167 | 0.72965 | 8 | 0.54638
80301 | 4.55 | 0.8 | 365 | 4.1452 | 0.34148 | 4 | 0.48671
80596 | 8.125 | 0.8 | 365 | 7.4022 | 0.8955 | 8 | 0.2977
80598 | 9.57 | 0.8 | 365 | 8.7187 | 0.54461 | 9 | 0.26326
80599 | 5.8 | 0.8 | 365 | 5.284 | 0.6331 | 5 | 0.91713
80600 | 10.15 | 0.8 | 365 | 9.2471 | 0.60792 | 9 | 0.85498
80603 | 7 | 0.8 | 365 | 6.3773 | 0.83305 | 7 | 0.21033
80605 | 3.77 | 0.8 | 365 | 3.4346 | 0.91151 | 4 | 0.34613
80606 | 14 | 0.8 | 365 | 12.7546 | 0.6661 | 13 | 0.42066
80608 | 7.8 | 0.8 | 365 | 7.1061 | 0.29968 | 7 | 0.4058
80607 | 13.34 | 0.8 | 365 | 12.1533 | 0.45613 | 12 | 0.6094
80611 | 11.39 | 0.8 | 365 | 10.3767 | 0.8812 | 11 | 0.25795
80613 | 11.55 | 0.8 | 365 | 10.5225 | 0.17453 | 10 | 0.69704
80614 | 13.34 | 0.8 | 365 | 12.1533 | 0.45613 | 12 | 0.6094
80615 | 7.35 | 0.8 | 365 | 6.6961 | 0.4747 | 7 | 0.17085
80616 | 6.84 | 0.8 | 365 | 6.2315 | 0.53972 | 6 | 0.77124
80617 | 24.64 | 0.8 | 365 | 22.448 | 0.17233 | 22 | 0.62036
80618 | 8.4 | 0.8 | 365 | 7.6527 | 0.39966 | 8 | 0.052396
80026 | 18 | 0.8 | 365 | 16.3987 | 0.99927 | 17 | 0.39799
80623 | 5.36 | 0.8 | 365 | 4.8832 | 0.82645 | 5 | 0.70962
80624 | 8.96 | 0.8 | 365 | 8.1629 | 0.4263 | 8 | 0.58922
80625 | 8.54 | 0.8 | 365 | 7.7803 | 0.65632 | 8 | 0.4366
80626 | 7.68 | 0.8 | 365 | 6.9968 | 0.079689 | 7 | 0.076476
80631 | 10.8 | 0.8 | 365 | 9.8392 | 0.79956 | 10 | 0.63879
80632 | 10.8 | 0.8 | 365 | 9.8392 | 0.79956 | 10 | 0.63879
80634 | 10.8 | 0.8 | 365 | 9.8392 | 0.79956 | 10 | 0.63879
80633 | 8.24 | 0.8 | 365 | 7.507 | 0.10633 | 7 | 0.6133
80635 | 4.8 | 0.8 | 365 | 4.373 | 0.79981 | 5 | 0.1728
80637 | 9.15 | 0.8 | 365 | 8.336 | 0.77463 | 9 | 0.11065
80644 | 8.4 | 0.8 | 365 | 7.6527 | 0.39966 | 8 | 0.052396
78779 | 13.32 | 0.8 | 365 | 12.1351 | 0.41946 | 12 | 0.55451
79145 | 5.22 | 0.8 | 365 | 4.7556 | 0.56979 | 5 | 0.32542
79865 | 8.64 | 0.8 | 365 | 7.8714 | 0.83965 | 8 | 0.71104
80326 | 12.6 | 0.8 | 365 | 11.4791 | 0.099489 | 11 | 0.57859
80328 | 11.84 | 0.8 | 365 | 10.7867 | 0.70619 | 11 | 0.4929
80042 | 10.64 | 0.8 | 365 | 9.6935 | 0.50624 | 10 | 0.1997
80662 | 13.395 | 0.8 | 365 | 12.2034 | 0.55696 | 12 | 0.76034
80684 | 6.48 | 0.8 | 365 | 5.9035 | 0.87974 | 6 | 0.78328
80561 | 6.48 | 0.8 | 365 | 5.9035 | 0.87974 | 6 | 0.78328
80683 | 11.04 | 0.8 | 365 | 10.0579 | 0.23955 | 10 | 0.29743
80559 | 6.84 | 0.8 | 365 | 6.2315 | 0.53972 | 6 | 0.77124
80373 | 11.16 | 0.8 | 365 | 10.1672 | 0.45955 | 10 | 0.62675
80378 | 11.52 | 0.8 | 365 | 10.4952 | 0.11953 | 10 | 0.61471
79673 | 9.32 | 0.8 | 365 | 8.4909 | 0.086289 | 8 | 0.57718
80203 | 11.16 | 0.8 | 365 | 10.1672 | 0.45955 | 10 | 0.62675
80198 | 11.16 | 0.8 | 365 | 10.1672 | 0.45955 | 10 | 0.62675
80197 | 10.35 | 0.8 | 365 | 9.4293 | 0.97458 | 10 | 0.40384
80195 | 5.175 | 0.8 | 365 | 4.7146 | 0.48729 | 5 | 0.20192
80192 | 11.16 | 0.8 | 365 | 10.1672 | 0.45955 | 10 | 0.62675
80191 | 8.28 | 0.8 | 365 | 7.5434 | 0.17966 | 7 | 0.72308
80092 | 19.62 | 0.8 | 365 | 17.8746 | 0.9692 | 18 | 0.84381
80085 | 7.2 | 0.8 | 365 | 6.5595 | 0.19971 | 6 | 0.7592
80030 | 17.25 | 0.8 | 365 | 15.7154 | 0.6243 | 16 | 0.33974
80009 | 8.28 | 0.8 | 365 | 7.5434 | 0.17966 | 7 | 0.72308
79961 | 10.005 | 0.8 | 365 | 9.115 | 0.34209 | 9 | 0.45705
79983 | 5.865 | 0.8 | 365 | 5.3432 | 0.75226 | 6 | 0.095512
79952 | 7.37 | 0.8 | 365 | 6.7144 | 0.51137 | 7 | 0.22573
80671 | 348.79 | 0.6 | 365 | 238.3212 | 0.57565 | 238 | 0.89688
80692 | 7.56 | 0.8 | 365 | 6.8875 | 0.85969 | 7 | 0.74716
80691 | 8.4 | 0.8 | 365 | 7.6527 | 0.39966 | 8 | 0.052396
80693 | 7.54 | 0.8 | 365 | 6.8692 | 0.82303 | 7 | 0.69227
80695 | 8.829 | 0.8 | 365 | 8.0436 | 0.18614 | 8 | 0.22971
80697 | 7.2 | 0.8 | 365 | 6.5595 | 0.19971 | 6 | 0.7592
80698 | 18.36 | 0.8 | 365 | 16.7267 | 0.65926 | 17 | 0.38595
80699 | 2.88 | 0.8 | 365 | 2.6238 | 0.27988 | 2 | 0.90368
80700 | 10.05 | 0.8 | 365 | 9.156 | 0.42459 | 9 | 0.58054
80701 | 14.82 | 0.8 | 365 | 13.5016 | 0.1694 | 13 | 0.67101
80702 | 9.156 | 0.8 | 365 | 8.3415 | 0.78563 | 9 | 0.12711
80595 | 4.51 | 0.8 | 365 | 4.1088 | 0.26815 | 4 | 0.37694
80687 | 12.74 | 0.8 | 365 | 11.6066 | 0.35615 | 11 | 0.9628
80554 | 10.05 | 0.8 | 365 | 9.156 | 0.42459 | 9 | 0.58054
80514 | 7.8 | 0.8 | 365 | 7.1061 | 0.29968 | 7 | 0.4058
80757 | 5.232 | 0.8 | 365 | 4.7666 | 0.59179 | 5 | 0.35835
80756 | 14.388 | 0.8 | 365 | 13.108 | 0.37742 | 13 | 0.48546
78799 | 8.12 | 0.8 | 365 | 7.3976 | 0.88634 | 8 | 0.28398
80493 | 4.8 | 0.8 | 365 | 4.373 | 0.79981 | 5 | 0.1728
80539 | 9.3 | 0.8 | 365 | 8.4727 | 0.049623 | 8 | 0.5223
80542 | 6.9 | 0.8 | 365 | 6.2862 | 0.64972 | 6 | 0.9359
80545 | 7.5 | 0.8 | 365 | 6.8328 | 0.7497 | 7 | 0.5825
80550 | 8.04 | 0.8 | 365 | 7.3248 | 0.73967 | 8 | 0.064436
80569 | 15.25 | 0.8 | 365 | 13.8934 | 0.95772 | 14 | 0.85108
80385 | 6.93 | 0.8 | 365 | 6.3135 | 0.70472 | 7 | 0.018226
80502 | 10.72 | 0.8 | 365 | 9.7663 | 0.6529 | 10 | 0.41925
80235 | 9.28 | 0.8 | 365 | 8.4545 | 0.012957 | 8 | 0.46741
80566 | 4.425 | 0.8 | 365 | 4.0314 | 0.11232 | 4 | 0.14367
80628 | 8.37 | 0.8 | 365 | 7.6254 | 0.34466 | 7 | 0.97007
80642 | 6.6 | 0.8 | 365 | 6.0129 | 0.099732 | 6 | 0.1126
80171 | 10.665 | 0.8 | 365 | 9.7162 | 0.55207 | 10 | 0.26831
33749 | 1319.04 | 0.8 | 365 | 1201.6982 | 0.18653 | 1201 | 0.88474
80147 | 2.85 | 0.8 | 365 | 2.5965 | 0.22488 | 2 | 0.82135
79931 | 8.4 | 0.8 | 365 | 7.6527 | 0.39966 | 8 | 0.052396
80325 | 9.72 | 0.8 | 365 | 8.8553 | 0.81961 | 9 | 0.67491
80127 | 7.26 | 0.8 | 365 | 6.6142 | 0.30971 | 6 | 0.92386
80657 | 4.8 | 0.8 | 365 | 4.373 | 0.79981 | 5 | 0.1728
80664 | 13.05 | 0.8 | 365 | 11.8891 | 0.92447 | 12 | 0.81354
80661 | 13 | 0.8 | 365 | 11.8435 | 0.83281 | 12 | 0.67633
80668 | 3 | 0.8 | 365 | 2.7331 | 0.49988 | 3 | 0.233
80381 | 11.7 | 0.8 | 365 | 10.6592 | 0.44953 | 11 | 0.10869
80670 | 5.4 | 0.8 | 365 | 4.9196 | 0.89978 | 5 | 0.8194
80672 | 9.045 | 0.8 | 365 | 8.2404 | 0.58213 | 8 | 0.82249
80674 | 7.92 | 0.8 | 365 | 7.2154 | 0.51968 | 7 | 0.73512
80676 | 3.36 | 0.8 | 365 | 3.0611 | 0.15986 | 3 | 0.22096
80677 | 7.26 | 0.8 | 365 | 6.6142 | 0.30971 | 6 | 0.92386
80678 | 9.69 | 0.8 | 365 | 8.828 | 0.76461 | 9 | 0.59258
80680 | 5.25 | 0.8 | 365 | 4.783 | 0.62479 | 5 | 0.40775
80681 | 6.84 | 0.8 | 365 | 6.2315 | 0.53972 | 6 | 0.77124
80682 | 7.695 | 0.8 | 365 | 7.0105 | 0.10719 | 7 | 0.11764
80649 | 12.6 | 0.8 | 365 | 11.4791 | 0.099489 | 11 | 0.57859
51493 | 1386.9 | 1 | 365 | 1579.4017 | 0.24223 | 1579 | 0.64395
51496 | 1239.66 | 0.8 | 365 | 1129.3798 | 0.65975 | 1130 | 0.039599
79359 | 35.88 | 0.6 | 365 | 24.5161 | 0.33391 | 24 | 0.85
80421 | 9.9 | 0.8 | 365 | 9.0193 | 0.1496 | 9 | 0.16889
80707 | 7.375 | 0.8 | 365 | 6.7189 | 0.52053 | 7 | 0.23945
80727 | 11.055 | 0.8 | 365 | 10.0715 | 0.26705 | 10 | 0.3386
80708 | 10.2 | 0.8 | 365 | 9.2926 | 0.69959 | 9 | 0.99219
80733 | 4.02 | 0.8 | 365 | 3.6624 | 0.36984 | 4 | 0.032218
80710 | 8.12 | 0.8 | 365 | 7.3976 | 0.88634 | 8 | 0.28398
80737 | 12.22 | 0.8 | 365 | 11.1329 | 0.40284 | 11 | 0.53575
80738 | 9.72 | 0.8 | 365 | 8.8553 | 0.81961 | 9 | 0.67491
80711 | 4.93 | 0.8 | 365 | 4.4914 | 0.038134 | 4 | 0.52956
80739 | 7.8 | 0.8 | 365 | 7.1061 | 0.29968 | 7 | 0.4058
80741 | 8.829 | 0.8 | 365 | 8.0436 | 0.18614 | 8 | 0.22971
80712 | 9.38 | 0.8 | 365 | 8.5456 | 0.19629 | 8 | 0.74184
80743 | 3.24 | 0.8 | 365 | 2.9518 | 0.93987 | 3 | 0.89164
80713 | 6.16 | 0.8 | 365 | 5.612 | 0.29308 | 5 | 0.90509
80744 | 9.24 | 0.8 | 365 | 8.418 | 0.93963 | 9 | 0.35764
80714 | 6.6 | 0.8 | 365 | 6.0129 | 0.099732 | 6 | 0.1126
80746 | 3.24 | 0.8 | 365 | 2.9518 | 0.93987 | 3 | 0.89164
80715 | 8.12 | 0.8 | 365 | 7.3976 | 0.88634 | 8 | 0.28398
80748 | 9.045 | 0.8 | 365 | 8.2404 | 0.58213 | 8 | 0.82249
80749 | 8.375 | 0.8 | 365 | 7.63 | 0.35383 | 7 | 0.98379
80793 | 6.76 | 1 | 365 | 7.6983 | 0.49132 | 8 | 0.18961
80750 | 6 | 0.8 | 365 | 5.4662 | 0.99976 | 6 | 0.466
80696 | 9.72 | 0.8 | 365 | 8.8553 | 0.81961 | 9 | 0.67491
80771 | 3.48 | 0.8 | 365 | 3.1704 | 0.37986 | 3 | 0.55028
80718 | 4.29 | 0.8 | 365 | 3.9084 | 0.86483 | 4 | 0.77319
80720 | 5.985 | 0.8 | 365 | 5.4526 | 0.97226 | 6 | 0.42483
80722 | 9.57 | 0.8 | 365 | 8.7187 | 0.54461 | 9 | 0.26326
80723 | 10.44 | 0.8 | 365 | 9.5113 | 0.13958 | 9 | 0.65083
80724 | 13.3 | 0.8 | 365 | 12.1168 | 0.38279 | 12 | 0.49963
80725 | 7.2 | 0.8 | 365 | 6.5595 | 0.19971 | 6 | 0.7592
80726 | 3.52 | 0.8 | 365 | 3.2069 | 0.45319 | 3 | 0.66005
80376 | 9.6 | 0.8 | 365 | 8.746 | 0.59961 | 9 | 0.34559
80534 | 6.03 | 0.8 | 365 | 5.4936 | 0.054756 | 5 | 0.54833
80536 | 12.43 | 0.8 | 365 | 11.3242 | 0.78783 | 12 | 0.11206
80646 | 8.7 | 0.8 | 365 | 7.926 | 0.94965 | 8 | 0.8757
80390 | 6.27 | 0.8 | 365 | 5.7122 | 0.49475 | 6 | 0.20697
79954 | 7.2 | 0.8 | 365 | 6.5595 | 0.19971 | 6 | 0.7592
80082 | 11.04 | 0.8 | 365 | 10.0579 | 0.23955 | 10 | 0.29743
80206 | 8.28 | 0.8 | 365 | 7.5434 | 0.17966 | 7 | 0.72308
80685 | 6.48 | 0.8 | 365 | 5.9035 | 0.87974 | 6 | 0.78328
80690 | 21.76 | 0.8 | 365 | 19.8242 | 0.89245 | 20 | 0.71668
80894 | 14.535 | 0.8 | 365 | 13.242 | 0.64691 | 13 | 0.88888
80689 | 34 | 0.6 | 365 | 23.2315 | 0.74897 | 23 | 0.98049
80805 | 11.055 | 0.8 | 365 | 10.0715 | 0.26705 | 10 | 0.3386
80776 | 8.7 | 0.8 | 365 | 7.926 | 0.94965 | 8 | 0.8757
80740 | 9.24 | 0.8 | 365 | 8.418 | 0.93963 | 9 | 0.35764
80783 | 6.93 | 0.8 | 365 | 6.3135 | 0.70472 | 7 | 0.018226
80785 | 9.28 | 0.8 | 365 | 8.4545 | 0.012957 | 8 | 0.46741
80787 | 4.48 | 0.8 | 365 | 4.0815 | 0.21315 | 4 | 0.29461
80610 | 10.88 | 0.8 | 365 | 9.9121 | 0.94623 | 10 | 0.85834
80612 | 16.415 | 0.8 | 365 | 14.9547 | 0.093501 | 15 | 0.048223
80791 | 11.39 | 0.8 | 365 | 10.3767 | 0.8812 | 11 | 0.25795
80478 | 10.56 | 0.8 | 365 | 9.6206 | 0.35957 | 9 | 0.98015
80490 | 9.92 | 0.8 | 365 | 9.0375 | 0.18626 | 9 | 0.22378
80137 | 3.19 | 0.8 | 365 | 2.9062 | 0.8482 | 3 | 0.75442
80136 | 4.93 | 0.8 | 365 | 4.4914 | 0.038134 | 4 | 0.52956
80110 | 4.32 | 0.8 | 365 | 3.9357 | 0.91982 | 4 | 0.85552
80796 | 7.41 | 0.8 | 365 | 6.7508 | 0.5847 | 7 | 0.33551
80356 | 6.48 | 0.8 | 365 | 5.9035 | 0.87974 | 6 | 0.78328
80800 | 3.99 | 0.8 | 365 | 3.635 | 0.31484 | 3 | 0.94989
80802 | 7.02 | 0.8 | 365 | 6.3955 | 0.86972 | 7 | 0.26522
80801 | 4.56 | 0.8 | 365 | 4.1543 | 0.35982 | 4 | 0.51416
80806 | 4.83 | 0.8 | 365 | 4.4003 | 0.8548 | 5 | 0.25513
80807 | 12.425 | 0.8 | 365 | 11.3197 | 0.77866 | 12 | 0.098335
80811 | 11.375 | 0.8 | 365 | 10.3631 | 0.85371 | 11 | 0.21679
80812 | 3.42 | 0.8 | 365 | 3.1158 | 0.26986 | 3 | 0.38562
80237 | 7.68 | 0.8 | 365 | 6.9968 | 0.079689 | 7 | 0.076476
80814 | 11.02 | 0.8 | 365 | 10.0397 | 0.20289 | 10 | 0.24255
80768 | 8.99 | 0.8 | 365 | 8.1902 | 0.4813 | 8 | 0.67155
80017 | 4.845 | 0.8 | 365 | 4.414 | 0.8823 | 5 | 0.29629
80815 | 7.83 | 0.8 | 365 | 7.1334 | 0.35468 | 7 | 0.48813
80817 | 8.99 | 0.8 | 365 | 8.1902 | 0.4813 | 8 | 0.67155
80760 | 4.06 | 0.8 | 365 | 3.6988 | 0.44317 | 4 | 0.14199
80050 | 7 | 0.8 | 365 | 6.3773 | 0.83305 | 7 | 0.21033
80051 | 9.45 | 0.8 | 365 | 8.6093 | 0.32462 | 8 | 0.93394
80770 | 11.4 | 0.8 | 365 | 10.3859 | 0.89954 | 11 | 0.28539
80820 | 4.06 | 0.8 | 365 | 3.6988 | 0.44317 | 4 | 0.14199
80821 | 5.22 | 0.8 | 365 | 4.7556 | 0.56979 | 5 | 0.32542
80822 | 8.55 | 0.8 | 365 | 7.7894 | 0.67465 | 8 | 0.46405
80519 | 6.09 | 0.8 | 365 | 5.5482 | 0.16475 | 5 | 0.71299
80824 | 8.12 | 0.8 | 365 | 7.3976 | 0.88634 | 8 | 0.28398
80764 | 5.7 | 0.8 | 365 | 5.1929 | 0.44977 | 5 | 0.6427
80825 | 7.54 | 0.8 | 365 | 6.8692 | 0.82303 | 7 | 0.69227
80826 | 6.67 | 0.8 | 365 | 6.0766 | 0.22806 | 6 | 0.3047
80761 | 7.25 | 0.8 | 365 | 6.605 | 0.29137 | 6 | 0.89641
80828 | 4.93 | 0.8 | 365 | 4.4914 | 0.038134 | 4 | 0.52956
80765 | 8.12 | 0.8 | 365 | 7.3976 | 0.88634 | 8 | 0.28398
80763 | 11.97 | 0.8 | 365 | 10.9051 | 0.94451 | 11 | 0.84966
80835 | 7.83 | 0.8 | 365 | 7.1334 | 0.35468 | 7 | 0.48813
80838 | 7.25 | 0.8 | 365 | 6.605 | 0.29137 | 6 | 0.89641
80839 | 4.06 | 0.8 | 365 | 3.6988 | 0.44317 | 4 | 0.14199
80840 | 9.28 | 0.8 | 365 | 8.4545 | 0.012957 | 8 | 0.46741
80847 | 5.8 | 0.8 | 365 | 5.284 | 0.6331 | 5 | 0.91713
80848 | 6.27 | 0.8 | 365 | 5.7122 | 0.49475 | 6 | 0.20697
80025 | 10.8 | 0.8 | 365 | 9.8392 | 0.79956 | 10 | 0.63879
80660 | 13.5 | 0.8 | 365 | 12.299 | 0.74945 | 13 | 0.048493
80651 | 12.16 | 0.8 | 365 | 11.0782 | 0.29284 | 11 | 0.37109
80621 | 9.405 | 0.8 | 365 | 8.5683 | 0.24212 | 8 | 0.81045
80482 | 4.845 | 0.8 | 365 | 4.414 | 0.8823 | 5 | 0.29629
80211 | 12.18 | 0.8 | 365 | 11.0965 | 0.32951 | 11 | 0.42597
80762 | 4.06 | 0.8 | 365 | 3.6988 | 0.44317 | 4 | 0.14199
80851 | 10.44 | 0.8 | 365 | 9.5113 | 0.13958 | 9 | 0.65083
80852 | 4.35 | 0.8 | 365 | 3.963 | 0.97482 | 4 | 0.93785
80766 | 3.48 | 0.8 | 365 | 3.1704 | 0.37986 | 3 | 0.55028
80597 | 9.28 | 0.8 | 365 | 8.4545 | 0.012957 | 8 | 0.46741
80769 | 7.25 | 0.8 | 365 | 6.605 | 0.29137 | 6 | 0.89641
80853 | 5.22 | 0.8 | 365 | 4.7556 | 0.56979 | 5 | 0.32542
80128 | 3.06 | 1 | 365 | 3.4847 | 0.012345 | 3 | 0.49707
80468 | 5.28 | 0.8 | 365 | 4.8103 | 0.67979 | 5 | 0.49008
80667 | 14.79 | 0.8 | 365 | 13.4743 | 0.1144 | 13 | 0.58868
80686 | 11.505 | 0.8 | 365 | 10.4815 | 0.092034 | 10 | 0.57355
80772 | 15.075 | 0.8 | 365 | 13.7339 | 0.63689 | 14 | 0.37082
80842 | 11.97 | 0.8 | 365 | 10.9051 | 0.94451 | 11 | 0.84966
80819 | 8.12 | 0.8 | 365 | 7.3976 | 0.88634 | 8 | 0.28398
80728 | 6.365 | 0.8 | 365 | 5.7988 | 0.66891 | 6 | 0.46768
80673 | 15.41 | 0.8 | 365 | 14.0391 | 0.25104 | 14 | 0.29017
80845 | 8.12 | 0.8 | 365 | 7.3976 | 0.88634 | 8 | 0.28398
80604 | 7.28 | 0.8 | 365 | 6.6324 | 0.34637 | 6 | 0.97874
80856 | 13.5 | 0.8 | 365 | 12.299 | 0.74945 | 13 | 0.048493
80857 | 11.89 | 0.8 | 365 | 10.8323 | 0.79785 | 11 | 0.63012
80858 | 7.56 | 0.8 | 365 | 6.8875 | 0.85969 | 7 | 0.74716
80859 | 13.2 | 0.8 | 365 | 12.0257 | 0.19946 | 12 | 0.22519
80860 | 11.76 | 0.8 | 365 | 10.7138 | 0.55952 | 11 | 0.27335
80861 | 11.55 | 0.8 | 365 | 10.5225 | 0.17453 | 10 | 0.69704
80863 | 5.4 | 0.8 | 365 | 4.9196 | 0.89978 | 5 | 0.8194
78060 | 51.15 | 0.6 | 365 | 34.9498 | 0.3297 | 35 | 0.27947
79434 | 2.1 | 0.8 | 365 | 1.9132 | 0.84991 | 2 | 0.7631
80862 | 6.21 | 0.8 | 365 | 5.6576 | 0.38475 | 6 | 0.042307
80864 | 13.34 | 0.8 | 365 | 12.1533 | 0.45613 | 12 | 0.6094
80865 | 6.555 | 0.8 | 365 | 5.9719 | 0.017234 | 5 | 0.9891
80846 | 2.28 | 0.8 | 365 | 2.0772 | 0.17991 | 2 | 0.25708
80679 | 8.64 | 0.8 | 365 | 7.8714 | 0.83965 | 8 | 0.71104
80843 | 11.07 | 0.8 | 365 | 10.0852 | 0.29455 | 10 | 0.37976
80836 | 5.51 | 0.8 | 365 | 5.0198 | 0.10144 | 5 | 0.12127
80832 | 3.99 | 0.8 | 365 | 3.635 | 0.31484 | 3 | 0.94989
80818 | 8.99 | 0.8 | 365 | 8.1902 | 0.4813 | 8 | 0.67155
80823 | 3.99 | 0.8 | 365 | 3.635 | 0.31484 | 3 | 0.94989
80813 | 6.96 | 0.8 | 365 | 6.3408 | 0.75972 | 7 | 0.10056
80830 | 3.42 | 0.8 | 365 | 3.1158 | 0.26986 | 3 | 0.38562
80844 | 6.09 | 0.8 | 365 | 5.5482 | 0.16475 | 5 | 0.71299
80827 | 6.16 | 0.8 | 365 | 5.612 | 0.29308 | 5 | 0.90509
80816 | 4.06 | 0.8 | 365 | 3.6988 | 0.44317 | 4 | 0.14199
80810 | 6.67 | 0.8 | 365 | 6.0766 | 0.22806 | 6 | 0.3047
78173 | 160.8 | 0.6 | 365 | 109.8714 | 0.095112 | 109 | 0.96654
80872 | 1.55 | 0.8 | 365 | 1.4121 | 0.8416 | 2 | 0.25372
80875 | 12.76 | 0.8 | 365 | 11.6249 | 0.39282 | 12 | 0.017687
80877 | 10.5 | 0.8 | 365 | 9.5659 | 0.24957 | 9 | 0.81549
80878 | 9.1 | 0.8 | 365 | 8.2905 | 0.68296 | 8 | 0.97343
80880 | 14.74 | 0.8 | 365 | 13.4287 | 0.022736 | 13 | 0.45147
80879 | 6.27 | 0.8 | 365 | 5.7122 | 0.49475 | 6 | 0.20697
80881 | 5.36 | 0.8 | 365 | 4.8832 | 0.82645 | 5 | 0.70962
80882 | 3.18 | 0.8 | 365 | 2.8971 | 0.82987 | 3 | 0.72698
80883 | 7.54 | 0.8 | 365 | 6.8692 | 0.82303 | 7 | 0.69227
80884 | 11.6 | 0.8 | 365 | 10.5681 | 0.2662 | 10 | 0.83426
80885 | 6.96 | 0.8 | 365 | 6.3408 | 0.75972 | 7 | 0.10056
80886 | 8.7 | 0.8 | 365 | 7.926 | 0.94965 | 8 | 0.8757
80888 | 9.57 | 0.8 | 365 | 8.7187 | 0.54461 | 9 | 0.26326
80029 | 7.28 | 0.8 | 365 | 6.6324 | 0.34637 | 6 | 0.97874
80663 | 4.56 | 0.8 | 365 | 4.1543 | 0.35982 | 4 | 0.51416
80892 | 7.2 | 0.8 | 365 | 6.5595 | 0.19971 | 6 | 0.7592
80893 | 7 | 0.8 | 365 | 6.3773 | 0.83305 | 7 | 0.21033
80889 | 35.7 | 0.6 | 365 | 24.3931 | 0.086415 | 24 | 0.47951
80899 | 4.55 | 0.8 | 365 | 4.1452 | 0.34148 | 4 | 0.48671
80901 | 10.865 | 0.8 | 365 | 9.8984 | 0.91873 | 10 | 0.81718
80902 | 11.61 | 0.8 | 365 | 10.5772 | 0.28453 | 10 | 0.8617
80905 | 4.95 | 0.8 | 365 | 4.5096 | 0.074799 | 4 | 0.58445
80907 | 4.32 | 0.8 | 365 | 3.9357 | 0.91982 | 4 | 0.85552
80909 | 12.06 | 0.8 | 365 | 10.9871 | 0.10951 | 11 | 0.096654
80910 | 10.8 | 0.8 | 365 | 9.8392 | 0.79956 | 10 | 0.63879
80912 | 7.37 | 0.8 | 365 | 6.7144 | 0.51137 | 7 | 0.22573
80915 | 7.8 | 0.8 | 365 | 7.1061 | 0.29968 | 7 | 0.4058
80916 | 8.925 | 0.8 | 365 | 8.131 | 0.36214 | 8 | 0.49317
80918 | 3.315 | 0.8 | 365 | 3.0201 | 0.077366 | 3 | 0.097463
80917 | 8.1 | 0.8 | 365 | 7.3794 | 0.84967 | 8 | 0.2291
80919 | 6.5 | 0.8 | 365 | 5.9218 | 0.9164 | 6 | 0.83816
80920 | 9.57 | 0.8 | 365 | 8.7187 | 0.54461 | 9 | 0.26326
80924 | 7.68 | 0.8 | 365 | 6.9968 | 0.079689 | 7 | 0.076476
80923 | 7.25 | 0.8 | 365 | 6.605 | 0.29137 | 6 | 0.89641
80927 | 10.08 | 0.8 | 365 | 9.1833 | 0.47959 | 9 | 0.66287
80926 | 9.99 | 0.8 | 365 | 9.1013 | 0.3146 | 9 | 0.41588
80928 | 5.12 | 0.8 | 365 | 4.6645 | 0.38646 | 5 | 0.050984
80929 | 15.95 | 0.8 | 365 | 14.5311 | 0.24102 | 14 | 0.77211
80930 | 8.55 | 0.8 | 365 | 7.7894 | 0.67465 | 8 | 0.46405
80931 | 5.04 | 0.8 | 365 | 4.5916 | 0.2398 | 4 | 0.83144
80932 | 7.41 | 0.8 | 365 | 6.7508 | 0.5847 | 7 | 0.33551
80935 | 6.84 | 0.8 | 365 | 6.2315 | 0.53972 | 6 | 0.77124
80936 | 9.57 | 0.8 | 365 | 8.7187 | 0.54461 | 9 | 0.26326
80938 | 14.91 | 0.8 | 365 | 13.5836 | 0.3344 | 13 | 0.918
80933 | 9.1 | 0.8 | 365 | 8.2905 | 0.68296 | 8 | 0.97343
80940 | 7.8 | 0.8 | 365 | 7.1061 | 0.29968 | 7 | 0.4058
80942 | 7.685 | 0.8 | 365 | 7.0013 | 0.088855 | 7 | 0.090198
80945 | 11.22 | 0.8 | 365 | 10.2219 | 0.56955 | 10 | 0.79141
80946 | 13.34 | 0.8 | 365 | 12.1533 | 0.45613 | 12 | 0.6094
80947 | 8.265 | 0.8 | 365 | 7.5297 | 0.15216 | 7 | 0.68191
80948 | 11.88 | 0.8 | 365 | 10.8232 | 0.77952 | 11 | 0.60267
80949 | 10.83 | 0.8 | 365 | 9.8666 | 0.85456 | 10 | 0.72112
80950 | 11.97 | 0.8 | 365 | 10.9051 | 0.94451 | 11 | 0.84966
80951 | 7.37 | 0.8 | 365 | 6.7144 | 0.51137 | 7 | 0.22573
80953 | 4.35 | 0.8 | 365 | 3.963 | 0.97482 | 4 | 0.93785
80956 | 5.4 | 0.8 | 365 | 4.9196 | 0.89978 | 5 | 0.8194
80957 | 9.28 | 0.8 | 365 | 8.4545 | 0.012957 | 8 | 0.46741
80921 | 5.72 | 0.8 | 365 | 5.2111 | 0.48643 | 5 | 0.69758
80808 | 3.6 | 0.8 | 365 | 3.2797 | 0.59985 | 3 | 0.8796
80809 | 24.9 | 0.8 | 365 | 22.6849 | 0.64899 | 23 | 0.33389
80958 | 4.095 | 0.8 | 365 | 3.7307 | 0.50733 | 4 | 0.23804
80959 | 4.69 | 0.8 | 365 | 4.2728 | 0.59814 | 4 | 0.87092
80960 | 5.025 | 0.8 | 365 | 4.578 | 0.2123 | 4 | 0.79027
80961 | 5.61 | 0.8 | 365 | 5.1109 | 0.28477 | 5 | 0.39571
80963 | 5.94 | 0.8 | 365 | 5.4116 | 0.88976 | 6 | 0.30134
80964 | 8.12 | 0.8 | 365 | 7.3976 | 0.88634 | 8 | 0.28398
80965 | 11.2 | 0.8 | 365 | 10.2036 | 0.53288 | 10 | 0.73653
80688 | 4.875 | 0.8 | 365 | 4.4413 | 0.9373 | 5 | 0.37862
80986 | 4.06 | 0.8 | 365 | 3.6988 | 0.44317 | 4 | 0.14199
80988 | 9.24 | 0.8 | 365 | 8.418 | 0.93963 | 9 | 0.35764
80992 | 26.22 | 0.6 | 365 | 17.9156 | 0.051703 | 17 | 0.9673
80993 | 6.96 | 0.8 | 365 | 6.3408 | 0.75972 | 7 | 0.10056
80995 | 12.18 | 0.8 | 365 | 11.0965 | 0.32951 | 11 | 0.42597
42026 | 1401.975 | 0.8 | 365 | 1277.2553 | 0.23067 | 1277 | 0.48598
80996 | 3.9 | 0.8 | 365 | 3.5531 | 0.14984 | 3 | 0.7029
80939 | 6.9 | 0.8 | 365 | 6.2862 | 0.64972 | 6 | 0.9359
80997 | 3.84 | 0.8 | 365 | 3.4984 | 0.039844 | 3 | 0.53824
81000 | 6.4 | 0.8 | 365 | 5.8307 | 0.73307 | 6 | 0.56373
81001 | 8.25 | 0.8 | 365 | 7.5161 | 0.12467 | 7 | 0.64075
81003 | 8.25 | 0.8 | 365 | 7.5161 | 0.12467 | 7 | 0.64075
81005 | 7.92 | 0.8 | 365 | 7.2154 | 0.51968 | 7 | 0.73512
81007 | 9.8 | 0.8 | 365 | 8.9282 | 0.96627 | 9 | 0.89446
81008 | 11.52 | 0.8 | 365 | 10.4952 | 0.11953 | 10 | 0.61471
81011 | 3.96 | 0.8 | 365 | 3.6077 | 0.25984 | 3 | 0.86756
81004 | 11.395 | 0.8 | 365 | 10.3813 | 0.89037 | 11 | 0.27167
81012 | 3 | 0.8 | 365 | 2.7331 | 0.49988 | 3 | 0.233
81014 | 13.4 | 0.8 | 365 | 12.2079 | 0.56612 | 12 | 0.77406
81016 | 6.75 | 0.8 | 365 | 6.1495 | 0.37473 | 6 | 0.52425
81017 | 7.26 | 0.8 | 365 | 6.6142 | 0.30971 | 6 | 0.92386
80515 | 8.96 | 0.8 | 365 | 8.1629 | 0.4263 | 8 | 0.58922
80803 | 16.74 | 0.8 | 365 | 15.2508 | 0.68932 | 15 | 0.94013
80428 | 8.7 | 0.8 | 365 | 7.926 | 0.94965 | 8 | 0.8757
81018 | 6.24 | 0.8 | 365 | 5.6849 | 0.43975 | 6 | 0.12464
81019 | 7.13 | 0.8 | 365 | 6.4957 | 0.071378 | 6 | 0.56709
80854 | 7.83 | 0.8 | 365 | 7.1334 | 0.35468 | 7 | 0.48813
81032 | 10.8 | 0.8 | 365 | 9.8392 | 0.79956 | 10 | 0.63879
81036 | 6.7 | 0.8 | 365 | 6.104 | 0.28306 | 6 | 0.38703
81037 | 7.35 | 0.8 | 365 | 6.6961 | 0.4747 | 7 | 0.17085
81038 | 8.4 | 0.8 | 365 | 7.6527 | 0.39966 | 8 | 0.052396
81039 | 10.15 | 0.8 | 365 | 9.2471 | 0.60792 | 9 | 0.85498
81040 | 8.4 | 0.8 | 365 | 7.6527 | 0.39966 | 8 | 0.052396
81041 | 4.9 | 0.8 | 365 | 4.4641 | 0.98313 | 5 | 0.44723
81042 | 8.1 | 0.8 | 365 | 7.3794 | 0.84967 | 8 | 0.2291
81043 | 7.26 | 0.8 | 365 | 6.6142 | 0.30971 | 6 | 0.92386
81044 | 5.36 | 0.8 | 365 | 4.8832 | 0.82645 | 5 | 0.70962
81045 | 10.55 | 0.8 | 365 | 9.6115 | 0.28306 | 9 | 0.89453
80979 | 4.06 | 0.8 | 365 | 3.6988 | 0.44317 | 4 | 0.14199
80904 | 5.51 | 0.8 | 365 | 5.0198 | 0.10144 | 5 | 0.12127
80982 | 10.73 | 0.8 | 365 | 9.7755 | 0.67123 | 10 | 0.44669
81002 | 4.64 | 0.8 | 365 | 4.2272 | 0.50648 | 4 | 0.7337
81056 | 7.41 | 0.8 | 365 | 6.7508 | 0.5847 | 7 | 0.33551
80983 | 5.8 | 0.8 | 365 | 5.284 | 0.6331 | 5 | 0.91713
80911 | 5.8 | 0.8 | 365 | 5.284 | 0.6331 | 5 | 0.91713
80906 | 7.83 | 0.8 | 365 | 7.1334 | 0.35468 | 7 | 0.48813
81006 | 8.7 | 0.8 | 365 | 7.926 | 0.94965 | 8 | 0.8757
80908 | 7.25 | 0.8 | 365 | 6.605 | 0.29137 | 6 | 0.89641
80215 | 9.28 | 0.8 | 365 | 8.4545 | 0.012957 | 8 | 0.46741
80984 | 4.35 | 0.8 | 365 | 3.963 | 0.97482 | 4 | 0.93785
80898 | 4.93 | 0.8 | 365 | 4.4914 | 0.038134 | 4 | 0.52956
77453 | 5.22 | 0.8 | 365 | 4.7556 | 0.56979 | 5 | 0.32542
80398 | 7.54 | 0.8 | 365 | 6.8692 | 0.82303 | 7 | 0.69227
80896 | 9.28 | 0.8 | 365 | 8.4545 | 0.012957 | 8 | 0.46741
80985 | 12.18 | 0.8 | 365 | 11.0965 | 0.32951 | 11 | 0.42597
81071 | 11.6 | 0.8 | 365 | 10.5681 | 0.2662 | 10 | 0.83426
81072 | 4.72 | 0.8 | 365 | 4.3001 | 0.65314 | 4 | 0.95325
81073 | 6.38 | 0.8 | 365 | 5.8124 | 0.69641 | 6 | 0.50884
81074 | 8.99 | 0.8 | 365 | 8.1902 | 0.4813 | 8 | 0.67155
81022 | 4.35 | 0.8 | 365 | 3.963 | 0.97482 | 4 | 0.93785
81023 | 4.35 | 0.8 | 365 | 3.963 | 0.97482 | 4 | 0.93785
81076 | 2.9 | 0.8 | 365 | 2.642 | 0.31655 | 2 | 0.95857
81077 | 4.35 | 0.8 | 365 | 3.963 | 0.97482 | 4 | 0.93785
81078 | 2.9 | 0.8 | 365 | 2.642 | 0.31655 | 2 | 0.95857
81024 | 10.44 | 0.8 | 365 | 9.5113 | 0.13958 | 9 | 0.65083
81086 | 11.6 | 0.8 | 365 | 10.5681 | 0.2662 | 10 | 0.83426
81085 | 6.6 | 0.8 | 365 | 6.0129 | 0.099732 | 6 | 0.1126
81089 | 6.67 | 0.8 | 365 | 6.0766 | 0.22806 | 6 | 0.3047
81090 | 13.34 | 0.8 | 365 | 12.1533 | 0.45613 | 12 | 0.6094
81091 | 9.9 | 0.8 | 365 | 9.0193 | 0.1496 | 9 | 0.16889
81094 | 4.75 | 0.8 | 365 | 4.3274 | 0.70814 | 5 | 0.035581
81095 | 2.9 | 0.8 | 365 | 2.642 | 0.31655 | 2 | 0.95857
81099 | 7.5 | 0.8 | 365 | 6.8328 | 0.7497 | 7 | 0.5825
80717 | 9.405 | 0.8 | 365 | 8.5683 | 0.24212 | 8 | 0.81045
80648 | 11.31 | 0.8 | 365 | 10.3039 | 0.73454 | 11 | 0.038404
80873 | 273.76 | 0.7 | 365 | 218.2305 | 0.14696 | 218 | 0.37748
80781 | 345.44 | 0.6 | 365 | 236.0322 | 0.9695 | 237 | 0.0017418
43078 | 598.5 | 1 | 365 | 681.5718 | 0.53218 | 682 | 0.10398
80721 | 70.29 | 0.6 | 365 | 48.0278 | 0.64661 | 48 | 0.67436
81098 | 2.32 | 0.8 | 365 | 2.1136 | 0.25324 | 2 | 0.36685
81102 | 7.395 | 0.8 | 365 | 6.7371 | 0.5572 | 7 | 0.29434
81103 | 5.2 | 0.8 | 365 | 4.7374 | 0.53312 | 5 | 0.27053
81104 | 6.44 | 0.8 | 365 | 5.8671 | 0.80641 | 6 | 0.6735
81105 | 6.6 | 0.8 | 365 | 6.0129 | 0.099732 | 6 | 0.1126
81100 | 6.9 | 0.8 | 365 | 6.2862 | 0.64972 | 6 | 0.9359
81106 | 12 | 0.8 | 365 | 10.9325 | 0.99951 | 11 | 0.93199
81107 | 10.2 | 0.8 | 365 | 9.2926 | 0.69959 | 9 | 0.99219
81109 | 9.8 | 0.8 | 365 | 8.9282 | 0.96627 | 9 | 0.89446
81110 | 5.94 | 0.8 | 365 | 5.4116 | 0.88976 | 6 | 0.30134
81113 | 3.15 | 0.8 | 365 | 2.8698 | 0.77487 | 3 | 0.64465
81114 | 6.84 | 0.8 | 365 | 6.2315 | 0.53972 | 6 | 0.77124
81116 | 5.4 | 0.8 | 365 | 4.9196 | 0.89978 | 5 | 0.8194
81117 | 12.6 | 0.8 | 365 | 11.4791 | 0.099489 | 11 | 0.57859
81118 | 5.6 | 0.8 | 365 | 5.1018 | 0.26644 | 5 | 0.36826
81121 | 8.375 | 0.8 | 365 | 7.63 | 0.35383 | 7 | 0.98379
81123 | 5.04 | 0.8 | 365 | 4.5916 | 0.2398 | 4 | 0.83144
81125 | 4.02 | 0.8 | 365 | 3.6624 | 0.36984 | 4 | 0.032218
81127 | 6.6 | 0.8 | 365 | 6.0129 | 0.099732 | 6 | 0.1126
81128 | 4.225 | 0.8 | 365 | 3.8491 | 0.74566 | 4 | 0.59481
81137 | 6.67 | 0.8 | 365 | 6.0766 | 0.22806 | 6 | 0.3047
81140 | 9.86 | 0.8 | 365 | 8.9829 | 0.076267 | 9 | 0.059121
81093 | 11.2 | 0.8 | 365 | 10.2036 | 0.53288 | 10 | 0.73653
81025 | 6.09 | 0.8 | 365 | 5.5482 | 0.16475 | 5 | 0.71299
81026 | 8.99 | 0.8 | 365 | 8.1902 | 0.4813 | 8 | 0.67155
80242 | 6.4 | 1 | 365 | 7.2883 | 0.66634 | 7 | 0.95466
81027 | 5.22 | 0.8 | 365 | 4.7556 | 0.56979 | 5 | 0.32542
80394 | 12.06 | 0.8 | 365 | 10.9871 | 0.10951 | 11 | 0.096654
80944 | 10.36 | 0.8 | 365 | 9.4384 | 0.99291 | 10 | 0.43129
80653 | 8.525 | 0.8 | 365 | 7.7666 | 0.62882 | 8 | 0.39544
81152 | 9.3 | 0.8 | 365 | 8.4727 | 0.049623 | 8 | 0.5223
80498 | 9.38 | 0.8 | 365 | 8.5456 | 0.19629 | 8 | 0.74184
81161 | 20.88 | 0.8 | 365 | 19.0225 | 0.27915 | 19 | 0.30167
81163 | 13.325 | 0.8 | 365 | 12.1396 | 0.42863 | 12 | 0.56823
81164 | 6.9 | 0.8 | 365 | 6.2862 | 0.64972 | 6 | 0.9359
81165 | 4.8 | 0.8 | 365 | 4.373 | 0.79981 | 5 | 0.1728
81126 | 9.1 | 0.8 | 365 | 8.2905 | 0.68296 | 8 | 0.97343
81170 | 7.2 | 0.8 | 365 | 6.5595 | 0.19971 | 6 | 0.7592
81171 | 4.845 | 0.8 | 365 | 4.414 | 0.8823 | 5 | 0.29629
81173 | 5.76 | 0.8 | 365 | 5.2476 | 0.55977 | 5 | 0.80736
81175 | 11.725 | 0.8 | 365 | 10.6819 | 0.49536 | 11 | 0.1773
81176 | 7.56 | 0.8 | 365 | 6.8875 | 0.85969 | 7 | 0.74716
81178 | 11.16 | 0.8 | 365 | 10.1672 | 0.45955 | 10 | 0.62675
81179 | 13.2 | 0.8 | 365 | 12.0257 | 0.19946 | 12 | 0.22519
81181 | 13.2 | 0.8 | 365 | 12.0257 | 0.19946 | 12 | 0.22519
81183 | 7.68 | 0.8 | 365 | 6.9968 | 0.079689 | 7 | 0.076476
81184 | 3.96 | 0.8 | 365 | 3.6077 | 0.25984 | 3 | 0.86756
81186 | 11.05 | 0.8 | 365 | 10.067 | 0.25789 | 10 | 0.32488
81187 | 6.3 | 1 | 365 | 7.1744 | 0.43718 | 7 | 0.61162
81188 | 7.95 | 0.8 | 365 | 7.2428 | 0.57468 | 7 | 0.81745
81189 | 4.35 | 0.8 | 365 | 3.963 | 0.97482 | 4 | 0.93785
81190 | 6.48 | 0.8 | 365 | 5.9035 | 0.87974 | 6 | 0.78328
81191 | 6.96 | 0.8 | 365 | 6.3408 | 0.75972 | 7 | 0.10056
81192 | 5.415 | 0.8 | 365 | 4.9333 | 0.92728 | 5 | 0.86056
81193 | 7.25 | 0.8 | 365 | 6.605 | 0.29137 | 6 | 0.89641
81195 | 6.96 | 0.8 | 365 | 6.3408 | 0.75972 | 7 | 0.10056
81196 | 2.565 | 0.8 | 365 | 2.3368 | 0.7024 | 3 | 0.039214
81197 | 8.99 | 0.8 | 365 | 8.1902 | 0.4813 | 8 | 0.67155
81198 | 4.335 | 0.8 | 365 | 3.9494 | 0.94732 | 4 | 0.89668
80914 | 10.44 | 0.8 | 365 | 9.5113 | 0.13958 | 9 | 0.65083
81200 | 5.22 | 0.8 | 365 | 4.7556 | 0.56979 | 5 | 0.32542
81201 | 12.18 | 0.8 | 365 | 11.0965 | 0.32951 | 11 | 0.42597
81202 | 6.67 | 0.8 | 365 | 6.0766 | 0.22806 | 6 | 0.3047
81204 | 12.1 | 0.8 | 365 | 11.0236 | 0.18284 | 11 | 0.20643
81206 | 9.57 | 0.8 | 365 | 8.7187 | 0.54461 | 9 | 0.26326
81207 | 10.5 | 0.8 | 365 | 9.5659 | 0.24957 | 9 | 0.81549
81208 | 5.1 | 0.8 | 365 | 4.6463 | 0.34979 | 4 | 0.9961
81209 | 9.28 | 0.8 | 365 | 8.4545 | 0.012957 | 8 | 0.46741
80874 | 7.41 | 0.8 | 365 | 6.7508 | 0.5847 | 7 | 0.33551
80887 | 4.64 | 0.8 | 365 | 4.2272 | 0.50648 | 4 | 0.7337
80925 | 40.48 | 0.6 | 365 | 27.6592 | 0.65877 | 28 | 0.31794
80955 | 4.06 | 0.8 | 365 | 3.6988 | 0.44317 | 4 | 0.14199
80962 | 5.025 | 0.8 | 365 | 4.578 | 0.2123 | 4 | 0.79027
80966 | 8.8 | 0.8 | 365 | 8.0172 | 0.13298 | 8 | 0.15013
80967 | 3.36 | 0.8 | 365 | 3.0611 | 0.15986 | 3 | 0.22096
80968 | 11.895 | 0.8 | 365 | 10.8368 | 0.80702 | 11 | 0.64384
80969 | 8.8 | 0.8 | 365 | 8.0172 | 0.13298 | 8 | 0.15013
80970 | 7.425 | 0.8 | 365 | 6.7645 | 0.6122 | 7 | 0.37667
80971 | 4.13 | 0.8 | 365 | 3.7626 | 0.5715 | 4 | 0.33409
80972 | 6.785 | 0.8 | 365 | 6.1814 | 0.43889 | 6 | 0.6203
80973 | 5.8 | 0.8 | 365 | 5.284 | 0.6331 | 5 | 0.91713
80974 | 5.605 | 0.8 | 365 | 5.1064 | 0.27561 | 5 | 0.38199
80975 | 6.38 | 0.8 | 365 | 5.8124 | 0.69641 | 6 | 0.50884
80976 | 8.7 | 0.8 | 365 | 7.926 | 0.94965 | 8 | 0.8757
80977 | 4.425 | 0.8 | 365 | 4.0314 | 0.11232 | 4 | 0.14367
80978 | 7.08 | 0.8 | 365 | 6.4502 | 0.97971 | 7 | 0.42988
80980 | 4.425 | 0.8 | 365 | 4.0314 | 0.11232 | 4 | 0.14367
80981 | 3.54 | 0.8 | 365 | 3.2251 | 0.48986 | 3 | 0.71494
80990 | 7.015 | 1 | 365 | 7.9887 | 0.075686 | 8 | 0.064368
81035 | 4.29 | 0.8 | 365 | 3.9084 | 0.86483 | 4 | 0.77319
81046 | 10.15 | 0.8 | 365 | 9.2471 | 0.60792 | 9 | 0.85498
81084 | 9.86 | 0.8 | 365 | 8.9829 | 0.076267 | 9 | 0.059121
81092 | 9.28 | 0.8 | 365 | 8.4545 | 0.012957 | 8 | 0.46741
81097 | 4.06 | 0.8 | 365 | 3.6988 | 0.44317 | 4 | 0.14199
65573 | 52.56 | 0.7 | 365 | 41.8987 | 0.31314 | 42 | 0.21187
81108 | 3.6 | 0.8 | 365 | 3.2797 | 0.59985 | 3 | 0.8796
81112 | 4.55 | 0.8 | 365 | 4.1452 | 0.34148 | 4 | 0.48671
81149 | 3.54 | 0.8 | 365 | 3.2251 | 0.48986 | 3 | 0.71494
81150 | 6.09 | 0.8 | 365 | 5.5482 | 0.16475 | 5 | 0.71299
81151 | 7.375 | 0.8 | 365 | 6.7189 | 0.52053 | 7 | 0.23945
81153 | 5.51 | 0.8 | 365 | 5.0198 | 0.10144 | 5 | 0.12127
81154 | 7.965 | 0.8 | 365 | 7.2564 | 0.60218 | 7 | 0.85861
81155 | 5.22 | 0.8 | 365 | 4.7556 | 0.56979 | 5 | 0.32542
81157 | 8.7 | 0.8 | 365 | 7.926 | 0.94965 | 8 | 0.8757
81205 | 7.83 | 0.8 | 365 | 7.1334 | 0.35468 | 7 | 0.48813
81210 | 9.57 | 0.8 | 365 | 8.7187 | 0.54461 | 9 | 0.26326
81211 | 6.7 | 0.8 | 365 | 6.104 | 0.28306 | 6 | 0.38703
81213 | 3.54 | 0.8 | 365 | 3.2251 | 0.48986 | 3 | 0.71494
81214 | 7.92 | 0.8 | 365 | 7.2154 | 0.51968 | 7 | 0.73512
81215 | 5.415 | 0.8 | 365 | 4.9333 | 0.92728 | 5 | 0.86056
81212 | 10.385 | 0.8 | 365 | 9.4612 | 0.038746 | 9 | 0.4999
81217 | 7.25 | 0.8 | 365 | 6.605 | 0.29137 | 6 | 0.89641
81219 | 6.96 | 0.8 | 365 | 6.3408 | 0.75972 | 7 | 0.10056
80855 | 7.521 | 0.8 | 365 | 6.8519 | 0.7882 | 7 | 0.64013
81130 | 9.9 | 0.8 | 365 | 9.0193 | 0.1496 | 9 | 0.16889
81075 | 7.98 | 0.8 | 365 | 7.2701 | 0.62968 | 7 | 0.89978
81220 | 13.34 | 0.8 | 365 | 12.1533 | 0.45613 | 12 | 0.6094
81222 | 5.31 | 0.8 | 365 | 4.8376 | 0.73478 | 5 | 0.57241
81223 | 9.28 | 0.8 | 365 | 8.4545 | 0.012957 | 8 | 0.46741
81224 | 10.73 | 0.8 | 365 | 9.7755 | 0.67123 | 10 | 0.44669
81225 | 9.28 | 0.8 | 365 | 8.4545 | 0.012957 | 8 | 0.46741
81226 | 7.93 | 0.8 | 365 | 7.2245 | 0.53801 | 7 | 0.76256
81227 | 8.7 | 0.8 | 365 | 7.926 | 0.94965 | 8 | 0.8757
81228 | 12.095 | 0.8 | 365 | 11.019 | 0.17368 | 11 | 0.19271
81232 | 6.67 | 0.8 | 365 | 6.0766 | 0.22806 | 6 | 0.3047
81231 | 6.38 | 0.8 | 365 | 5.8124 | 0.69641 | 6 | 0.50884
81230 | 8.55 | 0.8 | 365 | 7.7894 | 0.67465 | 8 | 0.46405
81238 | 23.2 | 0.8 | 365 | 21.1361 | 0.53239 | 21 | 0.66852
81241 | 10.2 | 0.8 | 365 | 9.2926 | 0.69959 | 9 | 0.99219
81243 | 5.4 | 0.8 | 365 | 4.9196 | 0.89978 | 5 | 0.8194
81244 | 2.97 | 0.8 | 365 | 2.7058 | 0.44488 | 3 | 0.15067
81245 | 6.6 | 0.8 | 365 | 6.0129 | 0.099732 | 6 | 0.1126
81246 | 4.56 | 0.8 | 365 | 4.1543 | 0.35982 | 4 | 0.51416
81247 | 11.97 | 0.8 | 365 | 10.9051 | 0.94451 | 11 | 0.84966
81248 | 10.26 | 0.8 | 365 | 9.3473 | 0.80958 | 10 | 0.15685
80392 | 10.08 | 0.8 | 365 | 9.1833 | 0.47959 | 9 | 0.66287
80535 | 10.89 | 0.8 | 365 | 9.9212 | 0.96456 | 10 | 0.88578
80544 | 9 | 0.8 | 365 | 8.1994 | 0.49964 | 8 | 0.699
80549 | 4.8 | 0.8 | 365 | 4.373 | 0.79981 | 5 | 0.1728
81250 | 4.62 | 0.8 | 365 | 4.209 | 0.46981 | 4 | 0.67882
81251 | 11.88 | 0.8 | 365 | 10.8232 | 0.77952 | 11 | 0.60267
81252 | 7.26 | 0.8 | 365 | 6.6142 | 0.30971 | 6 | 0.92386
81253 | 11.375 | 0.8 | 365 | 10.3631 | 0.85371 | 11 | 0.21679
81115 | 8.58 | 0.8 | 365 | 7.8167 | 0.72965 | 8 | 0.54638
81254 | 8.12 | 0.8 | 365 | 7.3976 | 0.88634 | 8 | 0.28398
81255 | 5.36 | 0.8 | 365 | 4.8832 | 0.82645 | 5 | 0.70962
81258 | 4.55 | 0.8 | 365 | 4.1452 | 0.34148 | 4 | 0.48671
81259 | 8.71 | 0.8 | 365 | 7.9352 | 0.96798 | 8 | 0.90314
81260 | 6.7 | 0.8 | 365 | 6.104 | 0.28306 | 6 | 0.38703
81261 | 5.36 | 0.8 | 365 | 4.8832 | 0.82645 | 5 | 0.70962
81262 | 6.6 | 0.8 | 365 | 6.0129 | 0.099732 | 6 | 0.1126
81263 | 6.96 | 0.8 | 365 | 6.3408 | 0.75972 | 7 | 0.10056
80837 | 8.7 | 0.8 | 365 | 7.926 | 0.94965 | 8 | 0.8757
81264 | 7.68 | 0.8 | 365 | 6.9968 | 0.079689 | 7 | 0.076476
80706 | 8.26 | 0.8 | 365 | 7.5252 | 0.143 | 7 | 0.66819
81265 | 10.56 | 0.8 | 365 | 9.6206 | 0.35957 | 9 | 0.98015
80709 | 11.02 | 0.8 | 365 | 10.0397 | 0.20289 | 10 | 0.24255
81266 | 6.095 | 0.8 | 365 | 5.5528 | 0.17392 | 5 | 0.72671
81267 | 6.72 | 0.8 | 365 | 6.1222 | 0.31973 | 6 | 0.44192
81272 | 8.12 | 0.8 | 365 | 7.3976 | 0.88634 | 8 | 0.28398
81273 | 13.34 | 0.8 | 365 | 12.1533 | 0.45613 | 12 | 0.6094
81274 | 6.38 | 0.8 | 365 | 5.8124 | 0.69641 | 6 | 0.50884
81275 | 8.7 | 0.8 | 365 | 7.926 | 0.94965 | 8 | 0.8757
81276 | 7.54 | 0.8 | 365 | 6.8692 | 0.82303 | 7 | 0.69227
81277 | 8.85 | 0.8 | 365 | 8.0627 | 0.22464 | 8 | 0.28735
81278 | 3.54 | 0.8 | 365 | 3.2251 | 0.48986 | 3 | 0.71494
78858 | 4.93 | 0.8 | 365 | 4.4914 | 0.038134 | 4 | 0.52956
81020 | 10.8 | 0.8 | 365 | 9.8392 | 0.79956 | 10 | 0.63879
80210 | 7.04 | 0.8 | 365 | 6.4137 | 0.90638 | 7 | 0.3201
81221 | 2.61 | 0.8 | 365 | 2.3778 | 0.78489 | 3 | 0.16271
81279 | 10.325 | 0.8 | 365 | 9.4065 | 0.92875 | 10 | 0.33524
80784 | 7.705 | 0.8 | 365 | 7.0196 | 0.12552 | 7 | 0.14508
81286 | 9.3 | 0.8 | 365 | 8.4727 | 0.049623 | 8 | 0.5223
81287 | 12.25 | 0.8 | 365 | 11.1602 | 0.45784 | 11 | 0.61808
80841 | 3.99 | 0.8 | 365 | 3.635 | 0.31484 | 3 | 0.94989
80658 | 6.3 | 0.8 | 365 | 5.7396 | 0.54974 | 6 | 0.2893
81062 | 5.13 | 0.8 | 365 | 4.6736 | 0.40479 | 5 | 0.078427
81058 | 7.26 | 0.8 | 365 | 6.6142 | 0.30971 | 6 | 0.92386
80719 | 8.835 | 0.8 | 365 | 8.049 | 0.19714 | 8 | 0.24618
81294 | 6.825 | 0.8 | 365 | 6.2178 | 0.51222 | 6 | 0.73007
80332 | 9.72 | 0.8 | 365 | 8.8553 | 0.81961 | 9 | 0.67491
81295 | 7.15 | 0.8 | 365 | 6.5139 | 0.10804 | 6 | 0.62198
80316 | 12.18 | 0.8 | 365 | 11.0965 | 0.32951 | 11 | 0.42597
80307 | 10.385 | 0.8 | 365 | 9.4612 | 0.038746 | 9 | 0.4999
80286 | 4.125 | 0.8 | 365 | 3.758 | 0.56233 | 4 | 0.32037
80288 | 11.22 | 0.8 | 365 | 10.2219 | 0.56955 | 10 | 0.79141
80654 | 13.475 | 0.8 | 365 | 12.2763 | 0.70362 | 12 | 0.97988
80650 | 7.98 | 0.8 | 365 | 7.2701 | 0.62968 | 7 | 0.89978
81296 | 13.325 | 0.8 | 365 | 12.1396 | 0.42863 | 12 | 0.56823
81297 | 6.825 | 0.8 | 365 | 6.2178 | 0.51222 | 6 | 0.73007
81269 | 6.84 | 0.8 | 365 | 6.2315 | 0.53972 | 6 | 0.77124
81298 | 2.8 | 0.8 | 365 | 2.5509 | 0.13322 | 2 | 0.68413
81299 | 9.38 | 0.8 | 365 | 8.5456 | 0.19629 | 8 | 0.74184
81300 | 9.425 | 0.8 | 365 | 8.5866 | 0.27878 | 8 | 0.86534
81301 | 7.3 | 0.8 | 365 | 6.6506 | 0.38304 | 7 | 0.033629
81303 | 14.25 | 0.8 | 365 | 12.9823 | 0.12442 | 13 | 0.10674
81304 | 4.96 | 0.8 | 365 | 4.5188 | 0.093132 | 4 | 0.61189
81305 | 6.7 | 0.8 | 365 | 6.104 | 0.28306 | 6 | 0.38703
81306 | 6.4 | 0.8 | 365 | 5.8307 | 0.73307 | 6 | 0.56373
81070 | 3.99 | 0.8 | 365 | 3.635 | 0.31484 | 3 | 0.94989
81307 | 6.48 | 0.8 | 365 | 5.9035 | 0.87974 | 6 | 0.78328
81048 | 5.12 | 0.8 | 365 | 4.6645 | 0.38646 | 5 | 0.050984
81168 | 15.12 | 0.8 | 365 | 13.7749 | 0.71939 | 14 | 0.49431
81146 | 9.715 | 0.8 | 365 | 8.8508 | 0.81044 | 9 | 0.66119
81066 | 3.24 | 0.8 | 365 | 2.9518 | 0.93987 | 3 | 0.89164
81309 | 6.6 | 0.8 | 365 | 6.0129 | 0.099732 | 6 | 0.1126
81310 | 6.555 | 0.8 | 365 | 5.9719 | 0.017234 | 5 | 0.9891
81311 | 4.29 | 0.8 | 365 | 3.9084 | 0.86483 | 4 | 0.77319
80592 | 7.26 | 0.8 | 365 | 6.6142 | 0.30971 | 6 | 0.92386
81312 | 7.59 | 0.8 | 365 | 6.9148 | 0.91469 | 7 | 0.82949
81313 | 7.15 | 0.8 | 365 | 6.5139 | 0.10804 | 6 | 0.62198
81315 | 10.5 | 0.8 | 365 | 9.5659 | 0.24957 | 9 | 0.81549
64885 | 929.28 | 0.9 | 365 | 952.4377 | 0.59762 | 953 | 0.035282
81317 | 5.04 | 0.8 | 365 | 4.5916 | 0.2398 | 4 | 0.83144
81318 | 12.6 | 0.8 | 365 | 11.4791 | 0.099489 | 11 | 0.57859
81319 | 12.16 | 0.8 | 365 | 11.0782 | 0.29284 | 11 | 0.37109
81320 | 11.725 | 0.8 | 365 | 10.6819 | 0.49536 | 11 | 0.1773
81321 | 9.6 | 0.8 | 365 | 8.746 | 0.59961 | 9 | 0.34559
81323 | 6.72 | 0.8 | 365 | 6.1222 | 0.31973 | 6 | 0.44192
81326 | 7.685 | 0.8 | 365 | 7.0013 | 0.088855 | 7 | 0.090198
81328 | 4.5 | 0.8 | 365 | 4.0997 | 0.24982 | 4 | 0.3495
80640 | 7.56 | 0.8 | 365 | 6.8875 | 0.85969 | 7 | 0.74716
80638 | 8.7 | 0.8 | 365 | 7.926 | 0.94965 | 8 | 0.8757
80897 | 3.48 | 0.8 | 365 | 3.1704 | 0.37986 | 3 | 0.55028
81334 | 19.08 | 0.8 | 365 | 17.3826 | 0.97923 | 18 | 0.36187
81336 | 5.95 | 0.8 | 365 | 5.4207 | 0.90809 | 6 | 0.32878
81028 | 8.99 | 0.8 | 365 | 8.1902 | 0.4813 | 8 | 0.67155
81029 | 10.73 | 0.8 | 365 | 9.7755 | 0.67123 | 10 | 0.44669
81338 | 7.41 | 0.8 | 365 | 6.7508 | 0.5847 | 7 | 0.33551
80659 | 40.89 | 0.6 | 365 | 27.9393 | 0.22251 | 28 | 0.16183
81030 | 9.86 | 0.8 | 365 | 8.9829 | 0.076267 | 9 | 0.059121
81031 | 3.99 | 0.8 | 365 | 3.635 | 0.31484 | 3 | 0.94989
81169 | 4.93 | 0.8 | 365 | 4.4914 | 0.038134 | 4 | 0.52956
81174 | 4.06 | 0.8 | 365 | 3.6988 | 0.44317 | 4 | 0.14199
81177 | 5.22 | 0.8 | 365 | 4.7556 | 0.56979 | 5 | 0.32542
81182 | 12.76 | 0.8 | 365 | 11.6249 | 0.39282 | 12 | 0.017687
81302 | 5.8 | 0.8 | 365 | 5.284 | 0.6331 | 5 | 0.91713
81185 | 8.48 | 0.8 | 365 | 7.7256 | 0.54632 | 8 | 0.27194
81194 | 8.55 | 0.8 | 365 | 7.7894 | 0.67465 | 8 | 0.46405
81199 | 4.93 | 0.8 | 365 | 4.4914 | 0.038134 | 4 | 0.52956
81343 | 8.7 | 0.8 | 365 | 7.926 | 0.94965 | 8 | 0.8757
81346 | 10.385 | 0.8 | 365 | 9.4612 | 0.038746 | 9 | 0.4999
81349 | 4.48 | 0.8 | 365 | 4.0815 | 0.21315 | 4 | 0.29461
81350 | 6.03 | 0.8 | 365 | 5.4936 | 0.054756 | 5 | 0.54833
81352 | 6.03 | 0.8 | 365 | 5.4936 | 0.054756 | 5 | 0.54833
81353 | 6.365 | 0.8 | 365 | 5.7988 | 0.66891 | 6 | 0.46768
81355 | 8.64 | 0.8 | 365 | 7.8714 | 0.83965 | 8 | 0.71104
81356 | 3.3 | 0.8 | 365 | 3.0064 | 0.049866 | 3 | 0.056298
81358 | 8.64 | 0.8 | 365 | 7.8714 | 0.83965 | 8 | 0.71104
81359 | 10.8 | 0.8 | 365 | 9.8392 | 0.79956 | 10 | 0.63879
81361 | 10.137 | 0.8 | 365 | 9.2352 | 0.58409 | 9 | 0.8193
81362 | 4.578 | 0.8 | 365 | 4.1707 | 0.39281 | 4 | 0.56356
81363 | 5.36 | 0.8 | 365 | 4.8832 | 0.82645 | 5 | 0.70962
81364 | 5.76 | 0.8 | 365 | 5.2476 | 0.55977 | 5 | 0.80736
81366 | 9.45 | 0.8 | 365 | 8.6093 | 0.32462 | 8 | 0.93394
81367 | 12.16 | 0.8 | 365 | 11.0782 | 0.29284 | 11 | 0.37109
81368 | 6.84 | 0.8 | 365 | 6.2315 | 0.53972 | 6 | 0.77124
81369 | 6 | 0.8 | 365 | 5.4662 | 0.99976 | 6 | 0.466
81370 | 8.28 | 0.8 | 365 | 7.5434 | 0.17966 | 7 | 0.72308
81141 | 4.35 | 0.8 | 365 | 3.963 | 0.97482 | 4 | 0.93785
81376 | 9.9 | 0.8 | 365 | 9.0193 | 0.1496 | 9 | 0.16889
81377 | 4.725 | 0.8 | 365 | 4.3047 | 0.66231 | 4 | 0.96697
81381 | 15.39 | 0.8 | 365 | 14.0209 | 0.21438 | 14 | 0.23528
81382 | 6.785 | 0.8 | 365 | 6.1814 | 0.43889 | 6 | 0.6203
80579 | 6.6 | 0.8 | 365 | 6.0129 | 0.099732 | 6 | 0.1126
81383 | 7.25 | 0.8 | 365 | 6.605 | 0.29137 | 6 | 0.89641
81386 | 6.49 | 0.8 | 365 | 5.9126 | 0.89807 | 6 | 0.81072
81387 | 8.7 | 0.8 | 365 | 7.926 | 0.94965 | 8 | 0.8757
81388 | 12.71 | 0.8 | 365 | 11.5793 | 0.30115 | 11 | 0.88047
81390 | 8.4 | 0.8 | 365 | 7.6527 | 0.39966 | 8 | 0.052396
81392 | 10.075 | 0.8 | 365 | 9.1787 | 0.47042 | 9 | 0.64915
81391 | 9.28 | 0.8 | 365 | 8.4545 | 0.012957 | 8 | 0.46741
81395 | 8.4 | 0.8 | 365 | 7.6527 | 0.39966 | 8 | 0.052396
81399 | 4.56 | 0.8 | 365 | 4.1543 | 0.35982 | 4 | 0.51416
81401 | 3.9 | 0.8 | 365 | 3.5531 | 0.14984 | 3 | 0.7029
81405 | 8.215 | 0.8 | 365 | 7.4842 | 0.0605 | 7 | 0.54469
81404 | 5.8 | 0.8 | 365 | 5.284 | 0.6331 | 5 | 0.91713
80782 | 16.08 | 0.8 | 365 | 14.6495 | 0.47935 | 15 | 0.12887
81406 | 7.83 | 0.8 | 365 | 7.1334 | 0.35468 | 7 | 0.48813
80900 | 5.8 | 0.8 | 365 | 5.284 | 0.6331 | 5 | 0.91713
81407 | 9.92 | 0.8 | 365 | 9.0375 | 0.18626 | 9 | 0.22378
81409 | 12.6 | 0.8 | 365 | 11.4791 | 0.099489 | 11 | 0.57859
81410 | 6.51 | 0.8 | 365 | 5.9309 | 0.93474 | 6 | 0.86561
81015 | 9.86 | 0.8 | 365 | 8.9829 | 0.076267 | 9 | 0.059121
81411 | 6.09 | 0.8 | 365 | 5.5482 | 0.16475 | 5 | 0.71299
81412 | 7.15 | 0.8 | 365 | 6.5139 | 0.10804 | 6 | 0.62198
81414 | 3.685 | 0.8 | 365 | 3.3572 | 0.75568 | 4 | 0.11287
78670 | 5.22 | 0.8 | 365 | 4.7556 | 0.56979 | 5 | 0.32542
81156 | 9.6 | 0.8 | 365 | 8.746 | 0.59961 | 9 | 0.34559
81416 | 6.195 | 0.8 | 365 | 5.6439 | 0.35725 | 6 | 0.0011417
81417 | 9.38 | 0.8 | 365 | 8.5456 | 0.19629 | 8 | 0.74184
81419 | 9.24 | 0.8 | 365 | 8.418 | 0.93963 | 9 | 0.35764
81420 | 8.32 | 0.8 | 365 | 7.5799 | 0.253 | 7 | 0.83285
81421 | 10.89 | 0.8 | 365 | 9.9212 | 0.96456 | 10 | 0.88578
81423 | 6.7 | 0.8 | 365 | 6.104 | 0.28306 | 6 | 0.38703
81422 | 3.3 | 0.8 | 365 | 3.0064 | 0.049866 | 3 | 0.056298
80767 | 5.22 | 0.8 | 365 | 4.7556 | 0.56979 | 5 | 0.32542
81429 | 7.92 | 0.8 | 365 | 7.2154 | 0.51968 | 7 | 0.73512
81218 | 9.9 | 0.8 | 365 | 9.0193 | 0.1496 | 9 | 0.16889
81430 | 3.705 | 0.8 | 365 | 3.3754 | 0.79235 | 4 | 0.16775
81431 | 11.55 | 0.8 | 365 | 10.5225 | 0.17453 | 10 | 0.69704
81111 | 8.99 | 0.8 | 365 | 8.1902 | 0.4813 | 8 | 0.67155
81354 | 9.57 | 0.8 | 365 | 8.7187 | 0.54461 | 9 | 0.26326
81393 | 5.51 | 0.8 | 365 | 5.0198 | 0.10144 | 5 | 0.12127
81360 | 13.11 | 0.8 | 365 | 11.9437 | 0.034469 | 11 | 0.9782
81365 | 7.83 | 0.8 | 365 | 7.1334 | 0.35468 | 7 | 0.48813
81432 | 6.09 | 0.8 | 365 | 5.5482 | 0.16475 | 5 | 0.71299
81371 | 9.86 | 0.8 | 365 | 8.9829 | 0.076267 | 9 | 0.059121
81433 | 12.285 | 0.8 | 365 | 11.1921 | 0.522 | 11 | 0.71413
81372 | 4.64 | 0.8 | 365 | 4.2272 | 0.50648 | 4 | 0.7337
81373 | 4.35 | 0.8 | 365 | 3.963 | 0.97482 | 4 | 0.93785
81374 | 13.34 | 0.8 | 365 | 12.1533 | 0.45613 | 12 | 0.6094
81394 | 4.35 | 0.8 | 365 | 3.963 | 0.97482 | 4 | 0.93785
81397 | 5.04 | 0.8 | 365 | 4.5916 | 0.2398 | 4 | 0.83144
81400 | 6.09 | 0.8 | 365 | 5.5482 | 0.16475 | 5 | 0.71299
81403 | 7.84 | 0.8 | 365 | 7.1426 | 0.37302 | 7 | 0.51557
81435 | 5.4 | 0.8 | 365 | 4.9196 | 0.89978 | 5 | 0.8194
81436 | 14 | 0.8 | 365 | 12.7546 | 0.6661 | 13 | 0.42066
81426 | 5.51 | 0.8 | 365 | 5.0198 | 0.10144 | 5 | 0.12127
81427 | 7.25 | 0.8 | 365 | 6.605 | 0.29137 | 6 | 0.89641
81440 | 16.5 | 0.8 | 365 | 15.0322 | 0.24933 | 15 | 0.28149
81428 | 6.38 | 0.8 | 365 | 5.8124 | 0.69641 | 6 | 0.50884
81441 | 5.7 | 0.8 | 365 | 5.1929 | 0.44977 | 5 | 0.6427
81439 | 4.875 | 0.8 | 365 | 4.4413 | 0.9373 | 5 | 0.37862
81445 | 24.19 | 0.8 | 365 | 22.0381 | 0.34735 | 22 | 0.38541
81448 | 7.15 | 0.8 | 365 | 6.5139 | 0.10804 | 6 | 0.62198
81450 | 7.8 | 0.8 | 365 | 7.1061 | 0.29968 | 7 | 0.4058
80630 | 4.62 | 0.8 | 365 | 4.209 | 0.46981 | 4 | 0.67882
80636 | 8.75 | 0.8 | 365 | 7.9716 | 0.041312 | 8 | 0.012912
81256 | 9.125 | 0.8 | 365 | 8.3132 | 0.7288 | 9 | 0.042037
80643 | 9 | 0.8 | 365 | 8.1994 | 0.49964 | 8 | 0.699
81069 | 4.93 | 0.8 | 365 | 4.4914 | 0.038134 | 4 | 0.52956
81057 | 7.68 | 0.8 | 365 | 6.9968 | 0.079689 | 7 | 0.076476
80941 | 2.97 | 0.8 | 365 | 2.7058 | 0.44488 | 3 | 0.15067
81464 | 4.845 | 0.8 | 365 | 4.414 | 0.8823 | 5 | 0.29629
81466 | 8.265 | 0.8 | 365 | 7.5297 | 0.15216 | 7 | 0.68191
81467 | 3.99 | 0.8 | 365 | 3.635 | 0.31484 | 3 | 0.94989
81474 | 6.555 | 0.8 | 365 | 5.9719 | 0.017234 | 5 | 0.9891
81475 | 8.12 | 0.8 | 365 | 7.3976 | 0.88634 | 8 | 0.28398
81476 | 3.64 | 0.8 | 365 | 3.3162 | 0.67319 | 3 | 0.98937
81477 | 6.38 | 0.8 | 365 | 5.8124 | 0.69641 | 6 | 0.50884
80952 | 11.725 | 0.8 | 365 | 10.6819 | 0.49536 | 11 | 0.1773
81478 | 7.54 | 0.8 | 365 | 6.8692 | 0.82303 | 7 | 0.69227
81203 | 5.8 | 0.8 | 365 | 5.284 | 0.6331 | 5 | 0.91713
81479 | 5.85 | 0.8 | 365 | 5.3296 | 0.72476 | 6 | 0.054347
81480 | 6.555 | 0.8 | 365 | 5.9719 | 0.017234 | 5 | 0.9891
81482 | 6.44 | 0.8 | 365 | 5.8671 | 0.80641 | 6 | 0.6735
81483 | 5.32 | 0.8 | 365 | 4.8467 | 0.75312 | 5 | 0.59985
81468 | 4.06 | 0.8 | 365 | 3.6988 | 0.44317 | 4 | 0.14199
81438 | 19.2 | 0.8 | 365 | 17.492 | 0.19922 | 17 | 0.69119
81465 | 8.99 | 0.8 | 365 | 8.1902 | 0.4813 | 8 | 0.67155
81463 | 5.8 | 0.8 | 365 | 5.284 | 0.6331 | 5 | 0.91713
81462 | 7.54 | 0.8 | 365 | 6.8692 | 0.82303 | 7 | 0.69227
81484 | 5.4 | 0.8 | 365 | 4.9196 | 0.89978 | 5 | 0.8194
81459 | 2.32 | 0.8 | 365 | 2.1136 | 0.25324 | 2 | 0.36685
81485 | 6.39 | 0.8 | 365 | 5.8215 | 0.71474 | 6 | 0.53629
81385 | 10.85 | 0.8 | 365 | 9.8848 | 0.89123 | 10 | 0.77601
81486 | 10.72 | 0.8 | 365 | 9.7663 | 0.6529 | 10 | 0.41925
81444 | 4.06 | 0.8 | 365 | 3.6988 | 0.44317 | 4 | 0.14199
81452 | 8.99 | 0.8 | 365 | 8.1902 | 0.4813 | 8 | 0.67155
81454 | 3.77 | 0.8 | 365 | 3.4346 | 0.91151 | 4 | 0.34613
81488 | 12.32 | 0.8 | 365 | 11.224 | 0.58617 | 11 | 0.81018
81489 | 9.75 | 0.8 | 365 | 8.8826 | 0.8746 | 9 | 0.75724
80759 | 9.6 | 0.8 | 365 | 8.746 | 0.59961 | 9 | 0.34559
81490 | 6.2 | 0.8 | 365 | 5.6484 | 0.36642 | 6 | 0.014863
81491 | 8.19 | 0.8 | 365 | 7.4614 | 0.014668 | 7 | 0.47609
80954 | 6.38 | 0.8 | 365 | 5.8124 | 0.69641 | 6 | 0.50884
81088 | 8.45 | 0.8 | 365 | 7.6983 | 0.49132 | 8 | 0.18961
80903 | 2.1 | 0.8 | 365 | 1.9132 | 0.84991 | 2 | 0.7631
81456 | 10.15 | 0.8 | 365 | 9.2471 | 0.60792 | 9 | 0.85498
81447 | 3.92 | 0.8 | 365 | 3.5713 | 0.18651 | 3 | 0.75778
80922 | 14.85 | 0.8 | 365 | 13.5289 | 0.2244 | 13 | 0.75334
81455 | 5.8 | 0.8 | 365 | 5.284 | 0.6331 | 5 | 0.91713
81502 | 7.425 | 0.8 | 365 | 6.7645 | 0.6122 | 7 | 0.37667
81503 | 6 | 0.8 | 365 | 5.4662 | 0.99976 | 6 | 0.466
81504 | 9.6 | 0.8 | 365 | 8.746 | 0.59961 | 9 | 0.34559
81506 | 10.45 | 0.8 | 365 | 9.5204 | 0.15791 | 9 | 0.67828
81507 | 13.2 | 0.8 | 365 | 12.0257 | 0.19946 | 12 | 0.22519
81508 | 12.18 | 0.8 | 365 | 11.0965 | 0.32951 | 11 | 0.42597
81509 | 5.695 | 0.8 | 365 | 5.1884 | 0.4406 | 5 | 0.62898
81510 | 5.8 | 0.8 | 365 | 5.284 | 0.6331 | 5 | 0.91713
81511 | 8.58 | 0.8 | 365 | 7.8167 | 0.72965 | 8 | 0.54638
81512 | 9.86 | 0.8 | 365 | 8.9829 | 0.076267 | 9 | 0.059121
81515 | 4.64 | 0.8 | 365 | 4.2272 | 0.50648 | 4 | 0.7337
81516 | 11.89 | 0.8 | 365 | 10.8323 | 0.79785 | 11 | 0.63012
81517 | 4.95 | 0.8 | 365 | 4.5096 | 0.074799 | 4 | 0.58445
81518 | 14.08 | 0.8 | 365 | 12.8274 | 0.81276 | 13 | 0.64021
81519 | 3.78 | 0.8 | 365 | 3.4437 | 0.92985 | 4 | 0.37358
81520 | 7.035 | 0.8 | 365 | 6.4092 | 0.89721 | 7 | 0.30638
81521 | 7.35 | 0.8 | 365 | 6.6961 | 0.4747 | 7 | 0.17085
81522 | 9.045 | 0.8 | 365 | 8.2404 | 0.58213 | 8 | 0.82249
81524 | 5.49 | 0.8 | 365 | 5.0016 | 0.064777 | 5 | 0.066387
81526 | 23.46 | 0.8 | 365 | 21.373 | 0.0090491 | 21 | 0.38205
37009 | 2151.45 | 0.7 | 365 | 1715.0499 | 0.20807 | 1715 | 0.25795
81653 | 69.12 | 0.6 | 365 | 47.2283 | 0.037899 | 47 | 0.26621
26411 | 645.84 | 1 | 365 | 735.4826 | 0.017277 | 735 | 0.49987
26407 | 645.84 | 1 | 365 | 735.4826 | 0.017277 | 735 | 0.49987
26406 | 645.84 | 1 | 365 | 735.4826 | 0.017277 | 735 | 0.49987
81424 | 313.2 | 0.6 | 365 | 214.0033 | 0.64048 | 214 | 0.64377
81425 | 1401.48 | 0.6 | 365 | 957.6033 | 0.9924 | 958 | 0.59565
81492 | 3.19 | 0.8 | 365 | 2.9062 | 0.8482 | 3 | 0.75442
81701 | 11.31 | 0.8 | 365 | 10.3039 | 0.73454 | 11 | 0.038404
81641 | 4.35 | 0.8 | 365 | 3.963 | 0.97482 | 4 | 0.93785
81493 | 4.64 | 0.8 | 365 | 4.2272 | 0.50648 | 4 | 0.7337
81494 | 8.99 | 0.8 | 365 | 8.1902 | 0.4813 | 8 | 0.67155
81750 | 8.99 | 0.8 | 365 | 8.1902 | 0.4813 | 8 | 0.67155
81451 | 4.64 | 0.8 | 365 | 4.2272 | 0.50648 | 4 | 0.7337
81457 | 2.32 | 0.8 | 365 | 2.1136 | 0.25324 | 2 | 0.36685
81532 | 12.8 | 0.8 | 365 | 11.6613 | 0.46615 | 12 | 0.12746
81533 | 9.86 | 0.8 | 365 | 8.9829 | 0.076267 | 9 | 0.059121
81534 | 4.425 | 0.8 | 365 | 4.0314 | 0.11232 | 4 | 0.14367
81523 | 5.04 | 0.8 | 365 | 4.5916 | 0.2398 | 4 | 0.83144
81544 | 7.2 | 0.8 | 365 | 6.5595 | 0.19971 | 6 | 0.7592
81543 | 6.3 | 0.8 | 365 | 5.7396 | 0.54974 | 6 | 0.2893
81546 | 8.58 | 0.8 | 365 | 7.8167 | 0.72965 | 8 | 0.54638
81548 | 6.5 | 0.8 | 365 | 5.9218 | 0.9164 | 6 | 0.83816
81553 | 2.8 | 0.8 | 365 | 2.5509 | 0.13322 | 2 | 0.68413
81550 | 10.4 | 0.8 | 365 | 9.4748 | 0.066245 | 9 | 0.54106
81555 | 4.275 | 0.8 | 365 | 3.8947 | 0.83733 | 4 | 0.73202
81655 | 5.67 | 0.8 | 365 | 5.1656 | 0.39477 | 5 | 0.56037
81557 | 9.1 | 0.8 | 365 | 8.2905 | 0.68296 | 8 | 0.97343
80789 | 3.6 | 0.8 | 365 | 3.2797 | 0.59985 | 3 | 0.8796
81770 | 9.86 | 0.8 | 365 | 8.9829 | 0.076267 | 9 | 0.059121
81080 | 12.3 | 0.8 | 365 | 11.2058 | 0.5495 | 11 | 0.75529
81083 | 6.6 | 0.8 | 365 | 6.0129 | 0.099732 | 6 | 0.1126
81643 | 9.28 | 0.8 | 365 | 8.4545 | 0.012957 | 8 | 0.46741
81562 | 13.275 | 0.8 | 365 | 12.0941 | 0.33696 | 12 | 0.43102
81563 | 3.19 | 0.8 | 365 | 2.9062 | 0.8482 | 3 | 0.75442
81639 | 9.86 | 0.8 | 365 | 8.9829 | 0.076267 | 9 | 0.059121
81564 | 3.54 | 0.8 | 365 | 3.2251 | 0.48986 | 3 | 0.71494
81638 | 5.22 | 0.8 | 365 | 4.7556 | 0.56979 | 5 | 0.32542
81629 | 4.64 | 0.8 | 365 | 4.2272 | 0.50648 | 4 | 0.7337
81748 | 6.67 | 0.8 | 365 | 6.0766 | 0.22806 | 6 | 0.3047
81740 | 6.615 | 0.8 | 365 | 6.0265 | 0.12723 | 6 | 0.15376
81738 | 4.35 | 0.8 | 365 | 3.963 | 0.97482 | 4 | 0.93785
81736 | 6.09 | 0.8 | 365 | 5.5482 | 0.16475 | 5 | 0.71299
81734 | 8.265 | 0.8 | 365 | 7.5297 | 0.15216 | 7 | 0.68191
81733 | 3.77 | 0.8 | 365 | 3.4346 | 0.91151 | 4 | 0.34613
81728 | 11.31 | 0.8 | 365 | 10.3039 | 0.73454 | 11 | 0.038404
81724 | 4.35 | 0.8 | 365 | 3.963 | 0.97482 | 4 | 0.93785
81719 | 10.44 | 0.8 | 365 | 9.5113 | 0.13958 | 9 | 0.65083
81717 | 9.28 | 0.8 | 365 | 8.4545 | 0.012957 | 8 | 0.46741
81711 | 6.09 | 0.8 | 365 | 5.5482 | 0.16475 | 5 | 0.71299
81703 | 12.04 | 0.8 | 365 | 10.9689 | 0.072845 | 11 | 0.041767
81692 | 10.73 | 0.8 | 365 | 9.7755 | 0.67123 | 10 | 0.44669
81565 | 5.22 | 0.8 | 365 | 4.7556 | 0.56979 | 5 | 0.32542
81566 | 6.785 | 0.8 | 365 | 6.1814 | 0.43889 | 6 | 0.6203
81567 | 5.605 | 0.8 | 365 | 5.1064 | 0.27561 | 5 | 0.38199
81568 | 4.425 | 0.8 | 365 | 4.0314 | 0.11232 | 4 | 0.14367
81569 | 4.06 | 0.8 | 365 | 3.6988 | 0.44317 | 4 | 0.14199
81570 | 6.49 | 0.8 | 365 | 5.9126 | 0.89807 | 6 | 0.81072
81053 | 6.3 | 0.8 | 365 | 5.7396 | 0.54974 | 6 | 0.2893
81542 | 9.92 | 0.8 | 365 | 9.0375 | 0.18626 | 9 | 0.22378
81347 | 111 | 0.6 | 365 | 75.8441 | 0.62163 | 76 | 0.46571
81582 | 9.765 | 0.8 | 365 | 8.8963 | 0.9021 | 9 | 0.79841
76729 | 4.16 | 0.8 | 365 | 3.7899 | 0.6265 | 4 | 0.41642
51491 | 693.45 | 0.8 | 365 | 631.7607 | 0.29689 | 632 | 0.05758
81624 | 10.44 | 0.8 | 365 | 9.5113 | 0.13958 | 9 | 0.65083
81547 | 9.86 | 0.8 | 365 | 8.9829 | 0.076267 | 9 | 0.059121
81622 | 6.67 | 0.8 | 365 | 6.0766 | 0.22806 | 6 | 0.3047
81690 | 11.6 | 0.8 | 365 | 10.5681 | 0.2662 | 10 | 0.83426
81688 | 7.56 | 0.8 | 365 | 6.8875 | 0.85969 | 7 | 0.74716
81686 | 4.64 | 0.8 | 365 | 4.2272 | 0.50648 | 4 | 0.7337
81685 | 5.7 | 0.8 | 365 | 5.1929 | 0.44977 | 5 | 0.6427
81684 | 7.25 | 0.8 | 365 | 6.605 | 0.29137 | 6 | 0.89641
81683 | 5.51 | 0.8 | 365 | 5.0198 | 0.10144 | 5 | 0.12127
81681 | 7.54 | 0.8 | 365 | 6.8692 | 0.82303 | 7 | 0.69227
81677 | 6.38 | 0.8 | 365 | 5.8124 | 0.69641 | 6 | 0.50884
81663 | 6.96 | 0.8 | 365 | 6.3408 | 0.75972 | 7 | 0.10056
81662 | 5.8 | 0.8 | 365 | 5.284 | 0.6331 | 5 | 0.91713
81654 | 7.83 | 0.8 | 365 | 7.1334 | 0.35468 | 7 | 0.48813
81645 | 4.93 | 0.8 | 365 | 4.4914 | 0.038134 | 4 | 0.52956
81637 | 4.64 | 0.8 | 365 | 4.2272 | 0.50648 | 4 | 0.7337
81628 | 4.93 | 0.8 | 365 | 4.4914 | 0.038134 | 4 | 0.52956
81627 | 7.25 | 0.8 | 365 | 6.605 | 0.29137 | 6 | 0.89641
81621 | 2.32 | 0.8 | 365 | 2.1136 | 0.25324 | 2 | 0.36685
81620 | 7.25 | 0.8 | 365 | 6.605 | 0.29137 | 6 | 0.89641
81619 | 8.99 | 0.8 | 365 | 8.1902 | 0.4813 | 8 | 0.67155
81618 | 2.32 | 0.8 | 365 | 2.1136 | 0.25324 | 2 | 0.36685
81610 | 11.02 | 0.8 | 365 | 10.0397 | 0.20289 | 10 | 0.24255
81609 | 4.64 | 0.8 | 365 | 4.2272 | 0.50648 | 4 | 0.7337
81588 | 8.7 | 0.8 | 365 | 7.926 | 0.94965 | 8 | 0.8757
81586 | 2.32 | 0.8 | 365 | 2.1136 | 0.25324 | 2 | 0.36685
81583 | 2.32 | 0.8 | 365 | 2.1136 | 0.25324 | 2 | 0.36685
81580 | 5.51 | 0.8 | 365 | 5.0198 | 0.10144 | 5 | 0.12127
81579 | 8.99 | 0.8 | 365 | 8.1902 | 0.4813 | 8 | 0.67155
81626 | 7.83 | 0.8 | 365 | 7.1334 | 0.35468 | 7 | 0.48813
81584 | 13.44 | 0.8 | 365 | 12.2444 | 0.63946 | 12 | 0.88383
81585 | 10.56 | 0.8 | 365 | 9.6206 | 0.35957 | 9 | 0.98015
81587 | 9.425 | 0.8 | 365 | 8.5866 | 0.27878 | 8 | 0.86534
81590 | 13.325 | 0.8 | 365 | 12.1396 | 0.42863 | 12 | 0.56823
34639 | 700.92 | 1 | 365 | 798.2077 | 0.23949 | 798 | 0.44718
34593 | 457.38 | 1 | 365 | 520.8643 | 0.13933 | 521 | 0.0036701
81593 | 8.32 | 0.8 | 365 | 7.5799 | 0.253 | 7 | 0.83285
38141 | 647.92 | 0.8 | 365 | 590.281 | 0.82707 | 591 | 0.10811
38127 | 642.6 | 0.8 | 365 | 585.4343 | 0.073953 | 585 | 0.50826
37984 | 642.6 | 0.8 | 365 | 585.4343 | 0.073953 | 585 | 0.50826
80849 | 6.9 | 0.8 | 365 | 6.2862 | 0.64972 | 6 | 0.9359
78182 | 128 | 0.6 | 365 | 87.4598 | 0.99611 | 88 | 0.45595
78179 | 233.2 | 0.6 | 365 | 159.3409 | 0.64291 | 159 | 0.98381
78178 | 408 | 0.6 | 365 | 278.7782 | 0.9876 | 279 | 0.76584
78177 | 72 | 0.6 | 365 | 49.1962 | 0.99781 | 50 | 0.19397
81119 | 13.2 | 0.8 | 365 | 12.0257 | 0.19946 | 12 | 0.22519
81138 | 13.34 | 0.8 | 365 | 12.1533 | 0.45613 | 12 | 0.6094
81288 | 4.06 | 0.8 | 365 | 3.6988 | 0.44317 | 4 | 0.14199
81289 | 4.35 | 0.8 | 365 | 3.963 | 0.97482 | 4 | 0.93785
81324 | 6.44 | 0.8 | 365 | 5.8671 | 0.80641 | 6 | 0.6735
81348 | 5.8 | 0.8 | 365 | 5.284 | 0.6331 | 5 | 0.91713
81357 | 8.71 | 0.8 | 365 | 7.9352 | 0.96798 | 8 | 0.90314
81351 | 4.32 | 0.8 | 365 | 3.9357 | 0.91982 | 4 | 0.85552
81160 | 6.3 | 0.8 | 365 | 5.7396 | 0.54974 | 6 | 0.2893
81402 | 8.41 | 0.8 | 365 | 7.6618 | 0.41799 | 8 | 0.079839
81408 | 4.64 | 0.8 | 365 | 4.2272 | 0.50648 | 4 | 0.7337
81413 | 15.87 | 0.8 | 365 | 14.4582 | 0.094357 | 14 | 0.55256
81442 | 13.2 | 0.8 | 365 | 12.0257 | 0.19946 | 12 | 0.22519
81446 | 11.7 | 0.8 | 365 | 10.6592 | 0.44953 | 11 | 0.10869
79754 | 6.24 | 0.8 | 365 | 5.6849 | 0.43975 | 6 | 0.12464
81282 | 9 | 0.8 | 365 | 8.1994 | 0.49964 | 8 | 0.699
81513 | 14.4 | 0.8 | 365 | 13.119 | 0.39942 | 13 | 0.51839
81443 | 150.9 | 0.6 | 365 | 103.107 | 0.48291 | 103 | 0.58986
81794 | 5.94 | 0.8 | 365 | 5.4116 | 0.88976 | 6 | 0.30134
81793 | 6.84 | 0.8 | 365 | 6.2315 | 0.53972 | 6 | 0.77124
81792 | 7.98 | 0.8 | 365 | 7.2701 | 0.62968 | 7 | 0.89978
81791 | 7.125 | 0.8 | 365 | 6.4912 | 0.062211 | 6 | 0.55337
81790 | 9.975 | 0.8 | 365 | 9.0876 | 0.2871 | 9 | 0.37472
81787 | 7.41 | 0.8 | 365 | 6.7508 | 0.5847 | 7 | 0.33551
81735 | 5.28 | 0.8 | 365 | 4.8103 | 0.67979 | 5 | 0.49008
81679 | 7.98 | 0.8 | 365 | 7.2701 | 0.62968 | 7 | 0.89978
81674 | 6.555 | 0.8 | 365 | 5.9719 | 0.017234 | 5 | 0.9891
81616 | 8.91 | 0.8 | 365 | 8.1174 | 0.33464 | 8 | 0.45201
81615 | 6.27 | 0.8 | 365 | 5.7122 | 0.49475 | 6 | 0.20697
81614 | 11.88 | 0.8 | 365 | 10.8232 | 0.77952 | 11 | 0.60267
81613 | 4.62 | 0.8 | 365 | 4.209 | 0.46981 | 4 | 0.67882
81608 | 11.88 | 0.8 | 365 | 10.8232 | 0.77952 | 11 | 0.60267
81606 | 3.99 | 0.8 | 365 | 3.635 | 0.31484 | 3 | 0.94989
81605 | 11.55 | 0.8 | 365 | 10.5225 | 0.17453 | 10 | 0.69704
81604 | 6.84 | 0.8 | 365 | 6.2315 | 0.53972 | 6 | 0.77124
81836 | 9.92 | 0.8 | 365 | 9.0375 | 0.18626 | 9 | 0.22378
81835 | 8.375 | 0.8 | 365 | 7.63 | 0.35383 | 7 | 0.98379
81834 | 7.7 | 0.8 | 365 | 7.015 | 0.11635 | 7 | 0.13136
81831 | 4.93 | 0.8 | 365 | 4.4914 | 0.038134 | 4 | 0.52956
81833 | 6.96 | 0.8 | 365 | 6.3408 | 0.75972 | 7 | 0.10056
81828 | 8.4 | 0.8 | 365 | 7.6527 | 0.39966 | 8 | 0.052396
81827 | 18.36 | 0.8 | 365 | 16.7267 | 0.65926 | 17 | 0.38595
81782 | 9.9 | 0.8 | 365 | 9.0193 | 0.1496 | 9 | 0.16889
81781 | 7.37 | 0.8 | 365 | 6.7144 | 0.51137 | 7 | 0.22573
81780 | 17.4 | 0.8 | 365 | 15.8521 | 0.89929 | 16 | 0.75139
81778 | 3.84 | 0.8 | 365 | 3.4984 | 0.039844 | 3 | 0.53824
81777 | 9.6 | 0.8 | 365 | 8.746 | 0.59961 | 9 | 0.34559
81776 | 13.325 | 0.8 | 365 | 12.1396 | 0.42863 | 12 | 0.56823
81775 | 7.65 | 0.8 | 365 | 6.9695 | 0.02469 | 6 | 0.99415
81774 | 8.68 | 0.8 | 365 | 7.9078 | 0.91298 | 8 | 0.82081
81758 | 6.7 | 0.8 | 365 | 6.104 | 0.28306 | 6 | 0.38703
81757 | 11.725 | 0.8 | 365 | 10.6819 | 0.49536 | 11 | 0.1773
81756 | 6.93 | 0.8 | 365 | 6.3135 | 0.70472 | 7 | 0.018226
81755 | 7.37 | 0.8 | 365 | 6.7144 | 0.51137 | 7 | 0.22573
81753 | 7.35 | 0.8 | 365 | 6.6961 | 0.4747 | 7 | 0.17085
81752 | 8.32 | 0.8 | 365 | 7.5799 | 0.253 | 7 | 0.83285
81751 | 6.08 | 0.8 | 365 | 5.5391 | 0.14642 | 5 | 0.68554
81715 | 6.21 | 0.8 | 365 | 5.6576 | 0.38475 | 6 | 0.042307
81714 | 6.365 | 0.8 | 365 | 5.7988 | 0.66891 | 6 | 0.46768
81710 | 9.15 | 0.8 | 365 | 8.336 | 0.77463 | 9 | 0.11065
81708 | 6.3 | 0.8 | 365 | 5.7396 | 0.54974 | 6 | 0.2893
81666 | 3.6 | 0.8 | 365 | 3.2797 | 0.59985 | 3 | 0.8796
81665 | 8.745 | 0.8 | 365 | 7.967 | 0.032146 | 7 | 0.99919
81652 | 12.3 | 0.8 | 365 | 11.2058 | 0.5495 | 11 | 0.75529
81650 | 7 | 0.8 | 365 | 6.3773 | 0.83305 | 7 | 0.21033
81649 | 12.6 | 0.8 | 365 | 11.4791 | 0.099489 | 11 | 0.57859
81642 | 8.25 | 0.8 | 365 | 7.5161 | 0.12467 | 7 | 0.64075
81636 | 11.025 | 0.8 | 365 | 10.0442 | 0.21205 | 10 | 0.25627
81820 | 12.6 | 0.8 | 365 | 11.4791 | 0.099489 | 11 | 0.57859
81819 | 9.28 | 0.8 | 365 | 8.4545 | 0.012957 | 8 | 0.46741
81818 | 13.05 | 0.8 | 365 | 11.8891 | 0.92447 | 12 | 0.81354
81817 | 10.395 | 0.8 | 365 | 9.4703 | 0.057079 | 9 | 0.52734
81801 | 6.96 | 0.8 | 365 | 6.3408 | 0.75972 | 7 | 0.10056
81800 | 9.57 | 0.8 | 365 | 8.7187 | 0.54461 | 9 | 0.26326
81799 | 6.38 | 0.8 | 365 | 5.8124 | 0.69641 | 6 | 0.50884
81798 | 5.22 | 0.8 | 365 | 4.7556 | 0.56979 | 5 | 0.32542
81795 | 5.51 | 0.8 | 365 | 5.0198 | 0.10144 | 5 | 0.12127
81767 | 8.55 | 0.8 | 365 | 7.7894 | 0.67465 | 8 | 0.46405
81766 | 2.61 | 0.8 | 365 | 2.3778 | 0.78489 | 3 | 0.16271
81765 | 4.93 | 0.8 | 365 | 4.4914 | 0.038134 | 4 | 0.52956
81660 | 4.35 | 0.8 | 365 | 3.963 | 0.97482 | 4 | 0.93785
81838 | 10.73 | 0.8 | 365 | 9.7755 | 0.67123 | 10 | 0.44669
81830 | 7.25 | 0.8 | 365 | 6.605 | 0.29137 | 6 | 0.89641
81832 | 2.9 | 0.8 | 365 | 2.642 | 0.31655 | 2 | 0.95857
81871 | 10.73 | 0.8 | 365 | 9.7755 | 0.67123 | 10 | 0.44669
81865 | 3.77 | 0.8 | 365 | 3.4346 | 0.91151 | 4 | 0.34613
81872 | 13.4 | 0.8 | 365 | 12.2079 | 0.56612 | 12 | 0.77406
81870 | 10.075 | 0.8 | 365 | 9.1787 | 0.47042 | 9 | 0.64915
81869 | 4.29 | 0.8 | 365 | 3.9084 | 0.86483 | 4 | 0.77319
81866 | 6 | 0.8 | 365 | 5.4662 | 0.99976 | 6 | 0.466
81635 | 13.4 | 0.8 | 365 | 12.2079 | 0.56612 | 12 | 0.77406
81634 | 12.025 | 0.8 | 365 | 10.9553 | 0.045346 | 11 | 0.00060192
81632 | 8.41 | 0.8 | 365 | 7.6618 | 0.41799 | 8 | 0.079839
81597 | 11.55 | 0.8 | 365 | 10.5225 | 0.17453 | 10 | 0.69704
81596 | 10.89 | 0.8 | 365 | 9.9212 | 0.96456 | 10 | 0.88578
81789 | 5.94 | 0.8 | 365 | 5.4116 | 0.88976 | 6 | 0.30134
81536 | 5.015 | 0.8 | 365 | 4.5689 | 0.19396 | 4 | 0.76283
81539 | 9.57 | 0.8 | 365 | 8.7187 | 0.54461 | 9 | 0.26326
81556 | 7.68 | 0.8 | 365 | 6.9968 | 0.079689 | 7 | 0.076476
81561 | 4.13 | 0.8 | 365 | 3.7626 | 0.5715 | 4 | 0.33409
81577 | 8.45 | 0.8 | 365 | 7.6983 | 0.49132 | 8 | 0.18961
81559 | 2.97 | 0.8 | 365 | 2.7058 | 0.44488 | 3 | 0.15067
81603 | 8.265 | 0.8 | 365 | 7.5297 | 0.15216 | 7 | 0.68191
81797 | 6.38 | 0.8 | 365 | 5.8124 | 0.69641 | 6 | 0.50884
81505 | 7.56 | 0.8 | 365 | 6.8875 | 0.85969 | 7 | 0.74716
81082 | 8.41 | 0.8 | 365 | 7.6618 | 0.41799 | 8 | 0.079839
81600 | 7.2 | 0.8 | 365 | 6.5595 | 0.19971 | 6 | 0.7592
81496 | 5.28 | 0.8 | 365 | 4.8103 | 0.67979 | 5 | 0.49008
81602 | 7.475 | 0.8 | 365 | 6.81 | 0.70386 | 7 | 0.51389
81514 | 4.35 | 0.8 | 365 | 3.963 | 0.97482 | 4 | 0.93785
81087 | 8.1 | 0.8 | 365 | 7.3794 | 0.84967 | 8 | 0.2291
81527 | 7.14 | 1 | 365 | 8.131 | 0.36214 | 8 | 0.49317
81316 | 11.89 | 0.8 | 365 | 10.8323 | 0.79785 | 11 | 0.63012
81607 | 9.6 | 0.8 | 365 | 8.746 | 0.59961 | 9 | 0.34559
80773 | 13.44 | 0.8 | 365 | 12.2444 | 0.63946 | 12 | 0.88383
81229 | 7.695 | 0.8 | 365 | 7.0105 | 0.10719 | 7 | 0.11764
81640 | 5.13 | 0.8 | 365 | 4.6736 | 0.40479 | 5 | 0.078427
81239 | 4.275 | 0.8 | 365 | 3.8947 | 0.83733 | 4 | 0.73202
81240 | 9.12 | 0.8 | 365 | 8.3087 | 0.71963 | 9 | 0.028315
81646 | 5.36 | 0.8 | 365 | 4.8832 | 0.82645 | 5 | 0.70962
81651 | 8.04 | 0.8 | 365 | 7.3248 | 0.73967 | 8 | 0.064436
34769 | 2577.15 | 1 | 365 | 2934.8584 | 0.83817 | 2935 | 0.69659
81656 | 6.785 | 0.8 | 365 | 6.1814 | 0.43889 | 6 | 0.6203
81658 | 8.12 | 0.8 | 365 | 7.3976 | 0.88634 | 8 | 0.28398
81667 | 10.2 | 0.8 | 365 | 9.2926 | 0.69959 | 9 | 0.99219
81670 | 12.255 | 0.8 | 365 | 11.1648 | 0.467 | 11 | 0.6318
81672 | 6.38 | 0.8 | 365 | 5.8124 | 0.69641 | 6 | 0.50884
81675 | 5.6 | 0.8 | 365 | 5.1018 | 0.26644 | 5 | 0.36826
81680 | 10.08 | 0.8 | 365 | 9.1833 | 0.47959 | 9 | 0.66287
81687 | 6.09 | 0.8 | 365 | 5.5482 | 0.16475 | 5 | 0.71299
81689 | 6.9 | 0.8 | 365 | 6.2862 | 0.64972 | 6 | 0.9359
81682 | 2.9 | 0.8 | 365 | 2.642 | 0.31655 | 2 | 0.95857
81693 | 5.9 | 0.8 | 365 | 5.3751 | 0.81643 | 6 | 0.19156
81694 | 3.835 | 0.8 | 365 | 3.4938 | 0.030678 | 3 | 0.52452
81695 | 2.065 | 0.8 | 365 | 1.8813 | 0.78575 | 2 | 0.66705
81525 | 5.04 | 0.8 | 365 | 4.5916 | 0.2398 | 4 | 0.83144
81415 | 8.1 | 0.8 | 365 | 7.3794 | 0.84967 | 8 | 0.2291
81722 | 7.68 | 0.8 | 365 | 6.9968 | 0.079689 | 7 | 0.076476
79017 | 11.055 | 0.8 | 365 | 10.0715 | 0.26705 | 10 | 0.3386
81732 | 7.965 | 0.8 | 365 | 7.2564 | 0.60218 | 7 | 0.85861
81723 | 8.05 | 0.8 | 365 | 7.3339 | 0.75801 | 8 | 0.091879
81327 | 8.76 | 0.8 | 365 | 7.9807 | 0.059645 | 8 | 0.040355
81339 | 12.21 | 0.8 | 365 | 11.1238 | 0.38451 | 11 | 0.5083
81335 | 6.27 | 0.8 | 365 | 5.7122 | 0.49475 | 6 | 0.20697
81747 | 4.93 | 0.8 | 365 | 4.4914 | 0.038134 | 4 | 0.52956
81926 | 4.35 | 0.8 | 365 | 3.963 | 0.97482 | 4 | 0.93785
81917 | 4.64 | 0.8 | 365 | 4.2272 | 0.50648 | 4 | 0.7337
81912 | 9.57 | 0.8 | 365 | 8.7187 | 0.54461 | 9 | 0.26326
81644 | 10.54 | 0.8 | 365 | 9.6024 | 0.32291 | 9 | 0.92527
81657 | 7.8 | 0.8 | 365 | 7.1061 | 0.29968 | 7 | 0.4058
81941 | 7.8 | 0.8 | 365 | 7.1061 | 0.29968 | 7 | 0.4058
81940 | 7.54 | 0.8 | 365 | 6.8692 | 0.82303 | 7 | 0.69227
81939 | 12.6 | 0.8 | 365 | 11.4791 | 0.099489 | 11 | 0.57859
81938 | 4.34 | 0.8 | 365 | 3.9539 | 0.95649 | 4 | 0.9104
81937 | 10.8 | 0.8 | 365 | 9.8392 | 0.79956 | 10 | 0.63879
81936 | 3.84 | 0.8 | 365 | 3.4984 | 0.039844 | 3 | 0.53824
81935 | 10.88 | 0.8 | 365 | 9.9121 | 0.94623 | 10 | 0.85834
81934 | 9.6 | 0.8 | 365 | 8.746 | 0.59961 | 9 | 0.34559
81933 | 12.54 | 0.8 | 365 | 11.4244 | 0.98949 | 12 | 0.41393
81918 | 11.7 | 0.8 | 365 | 10.6592 | 0.44953 | 11 | 0.10869
81914 | 5.886 | 0.8 | 365 | 5.3624 | 0.79076 | 6 | 0.15314
81913 | 8.91 | 0.8 | 365 | 8.1174 | 0.33464 | 8 | 0.45201
81911 | 8.502 | 0.8 | 365 | 7.7457 | 0.58666 | 8 | 0.33232
81910 | 10.44 | 0.8 | 365 | 9.5113 | 0.13958 | 9 | 0.65083
81908 | 11.2 | 0.8 | 365 | 10.2036 | 0.53288 | 10 | 0.73653
81907 | 4.02 | 0.8 | 365 | 3.6624 | 0.36984 | 4 | 0.032218
81826 | 27.93 | 0.6 | 365 | 19.084 | 0.4029 | 19 | 0.48691
81659 | 5.22 | 0.8 | 365 | 4.7556 | 0.56979 | 5 | 0.32542
81948 | 6.84 | 0.8 | 365 | 6.2315 | 0.53972 | 6 | 0.77124
81951 | 4.06 | 0.8 | 365 | 3.6988 | 0.44317 | 4 | 0.14199
81942 | 8.55 | 0.8 | 365 | 7.7894 | 0.67465 | 8 | 0.46405
81947 | 3.77 | 0.8 | 365 | 3.4346 | 0.91151 | 4 | 0.34613
81943 | 6.09 | 0.8 | 365 | 5.5482 | 0.16475 | 5 | 0.71299
74725 | 5.22 | 0.8 | 365 | 4.7556 | 0.56979 | 5 | 0.32542
78075 | 6.84 | 0.8 | 365 | 6.2315 | 0.53972 | 6 | 0.77124
81975 | 12.06 | 0.8 | 365 | 10.9871 | 0.10951 | 11 | 0.096654
81973 | 12.825 | 0.8 | 365 | 11.6841 | 0.51198 | 12 | 0.19607
81970 | 12.73 | 0.8 | 365 | 11.5975 | 0.33782 | 11 | 0.93536
81702 | 8 | 0.8 | 365 | 7.2883 | 0.66634 | 7 | 0.95466
81081 | 10.15 | 0.8 | 365 | 9.2471 | 0.60792 | 9 | 0.85498
81968 | 7.44 | 0.8 | 365 | 6.7781 | 0.6397 | 7 | 0.41784
81966 | 9.57 | 0.8 | 365 | 8.7187 | 0.54461 | 9 | 0.26326
81962 | 7.83 | 0.8 | 365 | 7.1334 | 0.35468 | 7 | 0.48813
81960 | 7.25 | 0.8 | 365 | 6.605 | 0.29137 | 6 | 0.89641
81959 | 4.845 | 0.8 | 365 | 4.414 | 0.8823 | 5 | 0.29629
81952 | 5.6 | 0.8 | 365 | 5.1018 | 0.26644 | 5 | 0.36826
81897 | 4.76 | 0.8 | 365 | 4.3366 | 0.72647 | 5 | 0.063024
81881 | 12.255 | 0.8 | 365 | 11.1648 | 0.467 | 11 | 0.6318
81879 | 7.375 | 0.8 | 365 | 6.7189 | 0.52053 | 7 | 0.23945
81875 | 13.395 | 0.8 | 365 | 12.2034 | 0.55696 | 12 | 0.76034
81873 | 9.92 | 0.8 | 365 | 9.0375 | 0.18626 | 9 | 0.22378
78175 | 44 | 0.6 | 365 | 30.0643 | 0.49866 | 30 | 0.56298
78191 | 150 | 0.6 | 365 | 102.492 | 0.24544 | 102 | 0.73744
78181 | 196 | 0.6 | 365 | 133.9229 | 0.49404 | 134 | 0.41692
78180 | 84 | 0.6 | 365 | 57.3955 | 0.49745 | 57 | 0.89297
78193 | 220 | 0.6 | 365 | 150.3216 | 0.49331 | 150 | 0.81491
78197 | 261.2 | 0.6 | 365 | 178.4727 | 0.14206 | 178 | 0.6148
78184 | 308 | 0.6 | 365 | 210.4502 | 0.49064 | 210 | 0.94088
78198 | 246 | 0.6 | 365 | 168.0869 | 0.24252 | 168 | 0.3294
78183 | 62.8 | 0.6 | 365 | 42.91 | 0.34809 | 43 | 0.25807
81783 | 11.6 | 0.8 | 365 | 10.5681 | 0.2662 | 10 | 0.83426
81825 | 12.24 | 0.8 | 365 | 11.1511 | 0.4395 | 11 | 0.59063
81839 | 10.5 | 0.8 | 365 | 9.5659 | 0.24957 | 9 | 0.81549
81840 | 5.51 | 0.8 | 365 | 5.0198 | 0.10144 | 5 | 0.12127
81841 | 12.685 | 0.8 | 365 | 11.5565 | 0.25532 | 11 | 0.81186
81842 | 5.7 | 0.8 | 365 | 5.1929 | 0.44977 | 5 | 0.6427
81843 | 6.49 | 0.8 | 365 | 5.9126 | 0.89807 | 6 | 0.81072
81845 | 4.93 | 0.8 | 365 | 4.4914 | 0.038134 | 4 | 0.52956
81846 | 13.34 | 0.8 | 365 | 12.1533 | 0.45613 | 12 | 0.6094
81847 | 9.735 | 0.8 | 365 | 8.869 | 0.84711 | 9 | 0.71608
81330 | 10.23 | 0.8 | 365 | 9.3199 | 0.75459 | 10 | 0.074525
81848 | 9.735 | 0.8 | 365 | 8.869 | 0.84711 | 9 | 0.71608
81849 | 8.85 | 0.8 | 365 | 8.0627 | 0.22464 | 8 | 0.28735
81850 | 2.655 | 0.8 | 365 | 2.4188 | 0.86739 | 3 | 0.2862
81851 | 7.15 | 0.8 | 365 | 6.5139 | 0.10804 | 6 | 0.62198
81779 | 7.92 | 0.8 | 365 | 7.2154 | 0.51968 | 7 | 0.73512
81864 | 10.791 | 0.8 | 365 | 9.831 | 0.78306 | 10 | 0.6141
81877 | 4.8 | 0.8 | 365 | 4.373 | 0.79981 | 5 | 0.1728
81772 | 7.59 | 0.8 | 365 | 6.9148 | 0.91469 | 7 | 0.82949
81743 | 2.925 | 0.8 | 365 | 2.6648 | 0.36238 | 3 | 0.027173
81885 | 6.5 | 0.8 | 365 | 5.9218 | 0.9164 | 6 | 0.83816
81886 | 8.48 | 0.8 | 365 | 7.7256 | 0.54632 | 8 | 0.27194
81888 | 12.24 | 0.8 | 365 | 11.1511 | 0.4395 | 11 | 0.59063
81741 | 6.96 | 0.8 | 365 | 6.3408 | 0.75972 | 7 | 0.10056
81742 | 3.77 | 0.8 | 365 | 3.4346 | 0.91151 | 4 | 0.34613
81744 | 5.22 | 0.8 | 365 | 4.7556 | 0.56979 | 5 | 0.32542
81148 | 4.2 | 0.8 | 365 | 3.8264 | 0.69983 | 4 | 0.5262
81101 | 5.1 | 0.8 | 365 | 4.6463 | 0.34979 | 4 | 0.9961
81893 | 11.7 | 0.8 | 365 | 10.6592 | 0.44953 | 11 | 0.10869
81894 | 10.2 | 0.8 | 365 | 9.2926 | 0.69959 | 9 | 0.99219
81895 | 6.175 | 0.8 | 365 | 5.6257 | 0.32058 | 5 | 0.94626
82031 | 6.67 | 0.8 | 365 | 6.0766 | 0.22806 | 6 | 0.3047
81900 | 7.905 | 0.8 | 365 | 7.2018 | 0.49218 | 7 | 0.69395
81901 | 5.51 | 0.8 | 365 | 5.0198 | 0.10144 | 5 | 0.12127
82030 | 3.54 | 0.8 | 365 | 3.2251 | 0.48986 | 3 | 0.71494
81902 | 5.51 | 0.8 | 365 | 5.0198 | 0.10144 | 5 | 0.12127
81903 | 12.54 | 0.8 | 365 | 11.4244 | 0.98949 | 12 | 0.41393
82028 | 9.9 | 0.8 | 365 | 9.0193 | 0.1496 | 9 | 0.16889
81904 | 4.35 | 0.8 | 365 | 3.963 | 0.97482 | 4 | 0.93785
81906 | 8.7 | 0.8 | 365 | 7.926 | 0.94965 | 8 | 0.8757
81143 | 10.24 | 0.8 | 365 | 9.329 | 0.77292 | 10 | 0.10197
81501 | 7.54 | 0.8 | 365 | 6.8692 | 0.82303 | 7 | 0.69227
82018 | 7 | 0.8 | 365 | 6.3773 | 0.83305 | 7 | 0.21033
82016 | 6.96 | 0.8 | 365 | 6.3408 | 0.75972 | 7 | 0.10056
82015 | 4.35 | 0.8 | 365 | 3.963 | 0.97482 | 4 | 0.93785
82013 | 11.8 | 0.8 | 365 | 10.7503 | 0.63286 | 11 | 0.38313
81437 | 9.69 | 0.8 | 365 | 8.828 | 0.76461 | 9 | 0.59258
82012 | 7.375 | 0.8 | 365 | 6.7189 | 0.52053 | 7 | 0.23945
81623 | 2.56 | 0.8 | 365 | 2.3323 | 0.69323 | 3 | 0.025492
80027 | 3.96 | 0.8 | 365 | 3.6077 | 0.25984 | 3 | 0.86756
82009 | 12.18 | 0.8 | 365 | 11.0965 | 0.32951 | 11 | 0.42597
81147 | 10.2 | 0.8 | 365 | 9.2926 | 0.69959 | 9 | 0.99219
81257 | 9.8 | 0.8 | 365 | 8.9282 | 0.96627 | 9 | 0.89446
82008 | 6.195 | 0.8 | 365 | 5.6439 | 0.35725 | 6 | 0.0011417
81972 | 5.85 | 0.8 | 365 | 5.3296 | 0.72476 | 6 | 0.054347
82006 | 11.8 | 0.8 | 365 | 10.7503 | 0.63286 | 11 | 0.38313
81977 | 7.68 | 0.8 | 365 | 6.9968 | 0.079689 | 7 | 0.076476
81337 | 9.92 | 0.8 | 365 | 9.0375 | 0.18626 | 9 | 0.22378
81133 | 8.835 | 0.8 | 365 | 8.049 | 0.19714 | 8 | 0.24618
81739 | 11.02 | 0.8 | 365 | 10.0397 | 0.20289 | 10 | 0.24255
82019 | 13.8 | 0.8 | 365 | 12.5724 | 0.29944 | 12 | 0.87179
81988 | 14.75 | 0.8 | 365 | 13.4378 | 0.041069 | 13 | 0.47891
81978 | 11.2 | 0.8 | 365 | 10.2036 | 0.53288 | 10 | 0.73653
70853 | 159.12 | 0.6 | 365 | 108.7235 | 0.78516 | 109 | 0.50868
62167 | 549.9 | 0.8 | 365 | 500.9809 | 0.12771 | 501 | 0.10861
51344 | 1380.87 | 1 | 365 | 1572.5348 | 0.42379 | 1572 | 0.95854
81726 | 464 | 0.6 | 365 | 317.0419 | 0.98589 | 318 | 0.027814
78190 | 224.64 | 0.6 | 365 | 153.492 | 0.87317 | 154 | 0.36519
78176 | 42 | 0.6 | 365 | 28.6978 | 0.74872 | 29 | 0.44648
81495 | 151.68 | 0.6 | 365 | 103.6399 | 0.55539 | 104 | 0.1953
81661 | 172.8 | 0.6 | 365 | 118.0708 | 0.59475 | 118 | 0.66553
82059 | 30.68 | 0.6 | 365 | 20.963 | 0.18407 | 21 | 0.1471
80991 | 11.395 | 1 | 365 | 12.9766 | 0.11296 | 13 | 0.08959
81786 | 10.05 | 1 | 365 | 11.4449 | 0.030741 | 11 | 0.47568
81754 | 7.56 | 0.8 | 365 | 6.8875 | 0.85969 | 7 | 0.74716
81709 | 6.3 | 0.8 | 365 | 5.7396 | 0.54974 | 6 | 0.2893
81868 | 10.2 | 0.8 | 365 | 9.2926 | 0.69959 | 9 | 0.99219
34784 | 2490.03 | 1 | 365 | 2835.6462 | 0.19259 | 2835 | 0.83875
34788 | 2595.15 | 1 | 365 | 2955.3568 | 0.087262 | 2955 | 0.44408
82042 | 3.77 | 0.8 | 365 | 3.4346 | 0.91151 | 4 | 0.34613
81731 | 4.48 | 0.8 | 365 | 4.0815 | 0.21315 | 4 | 0.29461
81816 | 16.245 | 0.8 | 365 | 14.7998 | 0.78184 | 15 | 0.58169
82074 | 5.22 | 0.8 | 365 | 4.7556 | 0.56979 | 5 | 0.32542
82076 | 7.83 | 0.8 | 365 | 7.1334 | 0.35468 | 7 | 0.48813
82073 | 3.48 | 0.8 | 365 | 3.1704 | 0.37986 | 3 | 0.55028
82083 | 4.06 | 0.8 | 365 | 3.6988 | 0.44317 | 4 | 0.14199
82087 | 5.04 | 0.8 | 365 | 4.5916 | 0.2398 | 4 | 0.83144
82088 | 6.38 | 0.8 | 365 | 5.8124 | 0.69641 | 6 | 0.50884
82090 | 3.48 | 0.8 | 365 | 3.1704 | 0.37986 | 3 | 0.55028
82077 | 10.73 | 0.8 | 365 | 9.7755 | 0.67123 | 10 | 0.44669
82078 | 11.89 | 0.8 | 365 | 10.8323 | 0.79785 | 11 | 0.63012
82075 | 3.19 | 0.8 | 365 | 2.9062 | 0.8482 | 3 | 0.75442
82038 | 4.06 | 0.8 | 365 | 3.6988 | 0.44317 | 4 | 0.14199
82041 | 11.31 | 0.8 | 365 | 10.3039 | 0.73454 | 11 | 0.038404
82037 | 6.96 | 0.8 | 365 | 6.3408 | 0.75972 | 7 | 0.10056
82040 | 4.64 | 0.8 | 365 | 4.2272 | 0.50648 | 4 | 0.7337
82033 | 6.38 | 0.8 | 365 | 5.8124 | 0.69641 | 6 | 0.50884
82130 | 7.98 | 0.8 | 365 | 7.2701 | 0.62968 | 7 | 0.89978
82132 | 9.12 | 0.8 | 365 | 8.3087 | 0.71963 | 9 | 0.028315
82017 | 11.8 | 0.8 | 365 | 10.7503 | 0.63286 | 11 | 0.38313
82072 | 6.03 | 0.8 | 365 | 5.4936 | 0.054756 | 5 | 0.54833
82071 | 6.96 | 0.8 | 365 | 6.3408 | 0.75972 | 7 | 0.10056
82125 | 5.415 | 0.8 | 365 | 4.9333 | 0.92728 | 5 | 0.86056
82068 | 6.96 | 0.8 | 365 | 6.3408 | 0.75972 | 7 | 0.10056
82067 | 3.77 | 0.8 | 365 | 3.4346 | 0.91151 | 4 | 0.34613
82065 | 6.96 | 0.8 | 365 | 6.3408 | 0.75972 | 7 | 0.10056
82036 | 6.3 | 0.8 | 365 | 5.7396 | 0.54974 | 6 | 0.2893
82004 | 7.8 | 0.8 | 365 | 7.1061 | 0.29968 | 7 | 0.4058
82061 | 12 | 0.8 | 365 | 10.9325 | 0.99951 | 11 | 0.93199
82060 | 3.96 | 0.8 | 365 | 3.6077 | 0.25984 | 3 | 0.86756
82134 | 8.25 | 0.8 | 365 | 7.5161 | 0.12467 | 7 | 0.64075
81909 | 13.4 | 0.8 | 365 | 12.2079 | 0.56612 | 12 | 0.77406
81678 | 9.28 | 0.8 | 365 | 8.4545 | 0.012957 | 8 | 0.46741
81340 | 3.9 | 0.8 | 365 | 3.5531 | 0.14984 | 3 | 0.7029
81905 | 7.32 | 0.8 | 365 | 6.6688 | 0.4197 | 7 | 0.088516
82014 | 4.35 | 0.8 | 365 | 3.963 | 0.97482 | 4 | 0.93785
34005 | 361.8 | 1 | 365 | 412.0178 | 0.10667 | 412 | 0.12451
81716 | 8 | 0.8 | 365 | 7.2883 | 0.66634 | 7 | 0.95466
81967 | 15.08 | 0.8 | 365 | 13.7385 | 0.64606 | 14 | 0.38454
81537 | 24.78 | 0.8 | 365 | 22.5756 | 0.429 | 23 | 0.0045668
81882 | 7.8 | 0.8 | 365 | 7.1061 | 0.29968 | 7 | 0.4058
81529 | 6.96 | 0.8 | 365 | 6.3408 | 0.75972 | 7 | 0.10056
82027 | 5.015 | 0.8 | 365 | 4.5689 | 0.19396 | 4 | 0.76283
82070 | 11.02 | 0.8 | 365 | 10.0397 | 0.20289 | 10 | 0.24255
81216 | 9.975 | 0.8 | 365 | 9.0876 | 0.2871 | 9 | 0.37472
81124 | 6 | 0.8 | 365 | 5.4662 | 0.99976 | 6 | 0.466
12246 | 2699.52 | 0.8 | 365 | 2459.3707 | 0.010579 | 2459 | 0.38128
60460 | 1347.84 | 0.8 | 365 | 1227.9362 | 0.98537 | 1228 | 0.92152
49626 | 645.15 | 0.9 | 365 | 661.2271 | 0.59246 | 661 | 0.81959
61793 | 645.15 | 0.9 | 365 | 661.2271 | 0.59246 | 661 | 0.81959
51492 | 693.45 | 0.8 | 365 | 631.7607 | 0.29689 | 632 | 0.05758
51502 | 1354.68 | 0.8 | 365 | 1234.1677 | 0.52509 | 1234 | 0.69276
51505 | 2698.65 | 0.8 | 365 | 2458.5781 | 0.41561 | 2458 | 0.99371
81987 | 109.44 | 0.6 | 365 | 74.7782 | 0.47667 | 75 | 0.25484
81308 | 44.88 | 0.9 | 365 | 45.9984 | 0.56295 | 46 | 0.56136
63343 | 805.14 | 0.8 | 365 | 733.5147 | 0.057365 | 733 | 0.57211
67649 | 3.71 | 1 | 365 | 4.2249 | 0.5019 | 4 | 0.72684
81434 | 2.925 | 0.8 | 365 | 2.6648 | 0.36238 | 3 | 0.027173
81591 | 6.48 | 0.8 | 365 | 5.9035 | 0.87974 | 6 | 0.78328
81535 | 11.52 | 0.8 | 365 | 10.4952 | 0.11953 | 10 | 0.61471
81166 | 12.88 | 0.8 | 365 | 11.7342 | 0.61281 | 12 | 0.34701
81528 | 9.9 | 0.8 | 365 | 9.0193 | 0.1496 | 9 | 0.16889
82011 | 4.72 | 0.8 | 365 | 4.3001 | 0.65314 | 4 | 0.95325
81669 | 4.64 | 0.8 | 365 | 4.2272 | 0.50648 | 4 | 0.7337
76641 | 6.5 | 0.8 | 365 | 5.9218 | 0.9164 | 6 | 0.83816
81010 | 6.38 | 0.8 | 365 | 5.8124 | 0.69641 | 6 | 0.50884
81821 | 12.76 | 0.8 | 365 | 11.6249 | 0.39282 | 12 | 0.017687
81630 | 8.99 | 0.8 | 365 | 8.1902 | 0.4813 | 8 | 0.67155
81617 | 13.34 | 0.8 | 365 | 12.1533 | 0.45613 | 12 | 0.6094
81989 | 9.3 | 0.8 | 365 | 8.4727 | 0.049623 | 8 | 0.5223
81990 | 6.44 | 0.8 | 365 | 5.8671 | 0.80641 | 6 | 0.6735
81991 | 6.175 | 0.8 | 365 | 5.6257 | 0.32058 | 5 | 0.94626
81993 | 7.56 | 0.8 | 365 | 6.8875 | 0.85969 | 7 | 0.74716
81994 | 15.5 | 0.8 | 365 | 14.1211 | 0.41604 | 14 | 0.53716
82002 | 6.825 | 0.8 | 365 | 6.2178 | 0.51222 | 6 | 0.73007
82005 | 6.49 | 0.8 | 365 | 5.9126 | 0.89807 | 6 | 0.81072
82220 | 7.8 | 0.8 | 365 | 7.1061 | 0.29968 | 7 | 0.4058
82219 | 13.4 | 0.8 | 365 | 12.2079 | 0.56612 | 12 | 0.77406
82218 | 6.9 | 0.8 | 365 | 6.2862 | 0.64972 | 6 | 0.9359
82213 | 11.16 | 0.8 | 365 | 10.1672 | 0.45955 | 10 | 0.62675
82210 | 3.6 | 0.8 | 365 | 3.2797 | 0.59985 | 3 | 0.8796
82203 | 4.8 | 0.8 | 365 | 4.373 | 0.79981 | 5 | 0.1728
82202 | 10.56 | 0.8 | 365 | 9.6206 | 0.35957 | 9 | 0.98015
82201 | 6.3 | 0.8 | 365 | 5.7396 | 0.54974 | 6 | 0.2893
82200 | 6.365 | 0.8 | 365 | 5.7988 | 0.66891 | 6 | 0.46768
82198 | 10.72 | 0.8 | 365 | 9.7663 | 0.6529 | 10 | 0.41925
82197 | 11.21 | 0.8 | 365 | 10.2128 | 0.55121 | 10 | 0.76397
81919 | 6.21 | 0.8 | 365 | 5.6576 | 0.38475 | 6 | 0.042307
81598 | 11.78 | 0.8 | 365 | 10.7321 | 0.59619 | 11 | 0.32824
82194 | 14.4 | 0.8 | 365 | 13.119 | 0.39942 | 13 | 0.51839
82193 | 11.55 | 0.8 | 365 | 10.5225 | 0.17453 | 10 | 0.69704
82191 | 5.4 | 0.8 | 365 | 4.9196 | 0.89978 | 5 | 0.8194
82237 | 9.24 | 0.8 | 365 | 8.418 | 0.93963 | 9 | 0.35764
82234 | 4.62 | 0.8 | 365 | 4.209 | 0.46981 | 4 | 0.67882
82232 | 15.84 | 0.8 | 365 | 14.4309 | 0.039358 | 14 | 0.47023
82238 | 5.28 | 0.8 | 365 | 4.8103 | 0.67979 | 5 | 0.49008
82188 | 6.84 | 0.8 | 365 | 6.2315 | 0.53972 | 6 | 0.77124
82187 | 9.6 | 0.8 | 365 | 8.746 | 0.59961 | 9 | 0.34559
82275 | 4.55 | 0.8 | 365 | 4.1452 | 0.34148 | 4 | 0.48671
82274 | 6.9 | 0.8 | 365 | 6.2862 | 0.64972 | 6 | 0.9359
82272 | 8.32 | 0.8 | 365 | 7.5799 | 0.253 | 7 | 0.83285
82265 | 10.385 | 0.8 | 365 | 9.4612 | 0.038746 | 9 | 0.4999
82263 | 10.8 | 0.8 | 365 | 9.8392 | 0.79956 | 10 | 0.63879
82261 | 3.9 | 0.8 | 365 | 3.5531 | 0.14984 | 3 | 0.7029
82259 | 8.1 | 0.8 | 365 | 7.3794 | 0.84967 | 8 | 0.2291
82257 | 7.7 | 0.8 | 365 | 7.015 | 0.11635 | 7 | 0.13136
82253 | 24.09 | 0.8 | 365 | 21.947 | 0.16402 | 22 | 0.11098
82058 | 4.8 | 0.8 | 365 | 4.373 | 0.79981 | 5 | 0.1728
82057 | 9.135 | 0.8 | 365 | 8.3224 | 0.74713 | 9 | 0.06948
82055 | 6.2 | 0.8 | 365 | 5.6484 | 0.36642 | 6 | 0.014863
82054 | 8.64 | 0.8 | 365 | 7.8714 | 0.83965 | 8 | 0.71104
82053 | 6.03 | 0.8 | 365 | 5.4936 | 0.054756 | 5 | 0.54833
82297 | 4.2 | 0.8 | 365 | 3.8264 | 0.69983 | 4 | 0.5262
82292 | 10.8 | 0.8 | 365 | 9.8392 | 0.79956 | 10 | 0.63879
82007 | 13.395 | 0.8 | 365 | 12.2034 | 0.55696 | 12 | 0.76034
82043 | 13.8 | 0.8 | 365 | 12.5724 | 0.29944 | 12 | 0.87179
82048 | 5.28 | 0.8 | 365 | 4.8103 | 0.67979 | 5 | 0.49008
82049 | 7.68 | 0.8 | 365 | 6.9968 | 0.079689 | 7 | 0.076476
82052 | 10.1 | 0.8 | 365 | 9.2015 | 0.51626 | 9 | 0.71776
81979 | 6.035 | 0.8 | 365 | 5.4981 | 0.063922 | 5 | 0.56205
82062 | 6.6 | 0.8 | 365 | 6.0129 | 0.099732 | 6 | 0.1126
82069 | 7.54 | 0.8 | 365 | 6.8692 | 0.82303 | 7 | 0.69227
81601 | 7.25 | 0.8 | 365 | 6.605 | 0.29137 | 6 | 0.89641
81578 | 11.16 | 0.8 | 365 | 10.1672 | 0.45955 | 10 | 0.62675
81575 | 10.7 | 0.8 | 365 | 9.7481 | 0.61623 | 10 | 0.36436
81599 | 11.16 | 0.8 | 365 | 10.1672 | 0.45955 | 10 | 0.62675
81573 | 8.04 | 0.8 | 365 | 7.3248 | 0.73967 | 8 | 0.064436
82079 | 3.48 | 0.8 | 365 | 3.1704 | 0.37986 | 3 | 0.55028
81571 | 10.8 | 0.8 | 365 | 9.8392 | 0.79956 | 10 | 0.63879
82100 | 4.905 | 0.8 | 365 | 4.4687 | 0.9923 | 5 | 0.46095
82104 | 7.8 | 0.8 | 365 | 7.1061 | 0.29968 | 7 | 0.4058
82105 | 9.45 | 0.8 | 365 | 8.6093 | 0.32462 | 8 | 0.93394
82108 | 11.06 | 0.8 | 365 | 10.0761 | 0.27622 | 10 | 0.35232
82113 | 7.36 | 0.8 | 365 | 6.7053 | 0.49304 | 7 | 0.19829
82112 | 12.6 | 0.8 | 365 | 11.4791 | 0.099489 | 11 | 0.57859
82116 | 11.7 | 0.8 | 365 | 10.6592 | 0.44953 | 11 | 0.10869
82163 | 10.73 | 0.8 | 365 | 9.7755 | 0.67123 | 10 | 0.44669
82118 | 10.08 | 0.8 | 365 | 9.1833 | 0.47959 | 9 | 0.66287
82122 | 10.2 | 0.8 | 365 | 9.2926 | 0.69959 | 9 | 0.99219
82123 | 13.2 | 0.8 | 365 | 12.0257 | 0.19946 | 12 | 0.22519
82124 | 6.6 | 0.8 | 365 | 6.0129 | 0.099732 | 6 | 0.1126
82126 | 6.6 | 0.8 | 365 | 6.0129 | 0.099732 | 6 | 0.1126
81867 | 5.49 | 1 | 365 | 6.252 | 0.58097 | 6 | 0.83298
81796 | 9.36 | 0.8 | 365 | 8.5273 | 0.15962 | 8 | 0.68696
82131 | 14.4 | 0.8 | 365 | 13.119 | 0.39942 | 13 | 0.51839
82137 | 5.36 | 0.8 | 365 | 4.8832 | 0.82645 | 5 | 0.70962
82139 | 5.36 | 0.8 | 365 | 4.8832 | 0.82645 | 5 | 0.70962
82141 | 10.05 | 0.8 | 365 | 9.156 | 0.42459 | 9 | 0.58054
82144 | 5.52 | 0.8 | 365 | 5.0289 | 0.11978 | 5 | 0.14872
80795 | 7.98 | 0.8 | 365 | 7.2701 | 0.62968 | 7 | 0.89978
81822 | 2.9 | 0.8 | 365 | 2.642 | 0.31655 | 2 | 0.95857
82176 | 10.05 | 0.8 | 365 | 9.156 | 0.42459 | 9 | 0.58054
82181 | 4.96 | 0.8 | 365 | 4.5188 | 0.093132 | 4 | 0.61189
82186 | 7.56 | 0.8 | 365 | 6.8875 | 0.85969 | 7 | 0.74716
81892 | 784.08 | 0.6 | 365 | 535.7462 | 0.086164 | 535 | 0.83235
82020 | 11.7 | 0.8 | 365 | 10.6592 | 0.44953 | 11 | 0.10869
82177 | 11.31 | 0.8 | 365 | 10.3039 | 0.73454 | 11 | 0.038404
79853 | 9.44 | 0.8 | 365 | 8.6002 | 0.30628 | 8 | 0.9065
79732 | 2.9 | 0.8 | 365 | 2.642 | 0.31655 | 2 | 0.95857
81167 | 3.77 | 0.8 | 365 | 3.4346 | 0.91151 | 4 | 0.34613
53917 | 4.16 | 1 | 365 | 4.7374 | 0.53312 | 5 | 0.27053
55751 | 7.8 | 1 | 365 | 8.8826 | 0.8746 | 9 | 0.75724
74082 | 2.86 | 0.8 | 365 | 2.6056 | 0.24322 | 2 | 0.84879
82084 | 8.6 | 0.8 | 365 | 7.8349 | 0.76632 | 8 | 0.60126
82089 | 5.7 | 0.8 | 365 | 5.1929 | 0.44977 | 5 | 0.6427
82086 | 6.6 | 0.8 | 365 | 6.0129 | 0.099732 | 6 | 0.1126
81856 | 7 | 0.8 | 365 | 6.3773 | 0.83305 | 7 | 0.21033
34007 | 361.8 | 1 | 365 | 412.0178 | 0.10667 | 412 | 0.12451
82145 | 9.44 | 0.8 | 365 | 8.6002 | 0.30628 | 8 | 0.9065
82106 | 12.6 | 0.8 | 365 | 11.4791 | 0.099489 | 11 | 0.57859
81704 | 12.6 | 0.8 | 365 | 11.4791 | 0.099489 | 11 | 0.57859
81862 | 6.03 | 0.8 | 365 | 5.4936 | 0.054756 | 5 | 0.54833
82024 | 3.78 | 0.8 | 365 | 3.4437 | 0.92985 | 4 | 0.37358
82174 | 2.9 | 0.8 | 365 | 2.642 | 0.31655 | 2 | 0.95857
82056 | 5.886 | 0.8 | 365 | 5.3624 | 0.79076 | 6 | 0.15314
81899 | 24.79 | 0.8 | 365 | 22.5847 | 0.44733 | 23 | 0.03201
79143 | 143.78 | 0.6 | 365 | 98.242 | 0.69313 | 98 | 0.93513
56018 | 379.89 | 0.8 | 365 | 346.095 | 0.4496 | 346 | 0.54459
56020 | 379.89 | 0.8 | 365 | 346.095 | 0.4496 | 346 | 0.54459
56017 | 379.89 | 0.8 | 365 | 346.095 | 0.4496 | 346 | 0.54459
82209 | 11.34 | 0.8 | 365 | 10.3312 | 0.78954 | 11 | 0.12073
81974 | 20.7 | 0.8 | 365 | 18.8585 | 0.94916 | 19 | 0.80769
81052 | 2.565 | 0.8 | 365 | 2.3368 | 0.7024 | 3 | 0.039214
82025 | 12 | 0.8 | 365 | 10.9325 | 0.99951 | 11 | 0.93199
58581 | 997.12 | 0.7 | 365 | 794.8642 | 0.5113 | 795 | 0.37548
56178 | 997.12 | 0.7 | 365 | 794.8642 | 0.5113 | 795 | 0.37548
34003 | 361.8 | 1 | 365 | 412.0178 | 0.10667 | 412 | 0.12451
82140 | 11.7 | 0.8 | 365 | 10.6592 | 0.44953 | 11 | 0.10869
34644 | 1294.92 | 1 | 365 | 1474.6549 | 0.45939 | 1475 | 0.11429
82154 | 8.7 | 0.8 | 365 | 7.926 | 0.94965 | 8 | 0.8757
81737 | 8.12 | 0.8 | 365 | 7.3976 | 0.88634 | 8 | 0.28398
82199 | 6.96 | 0.8 | 365 | 6.3408 | 0.75972 | 7 | 0.10056
82612 | 8.04 | 0.8 | 365 | 7.3248 | 0.73967 | 8 | 0.064436
82610 | 10.385 | 0.8 | 365 | 9.4612 | 0.038746 | 9 | 0.4999
82609 | 11.1 | 0.8 | 365 | 10.1125 | 0.34955 | 10 | 0.46209
82561 | 6.38 | 0.8 | 365 | 5.8124 | 0.69641 | 6 | 0.50884
82558 | 5.1 | 0.8 | 365 | 4.6463 | 0.34979 | 4 | 0.9961
82556 | 11.16 | 0.8 | 365 | 10.1672 | 0.45955 | 10 | 0.62675
82554 | 4.02 | 0.8 | 365 | 3.6624 | 0.36984 | 4 | 0.032218
82550 | 9.135 | 0.8 | 365 | 8.3224 | 0.74713 | 9 | 0.06948
82546 | 6.3 | 0.8 | 365 | 5.7396 | 0.54974 | 6 | 0.2893
82545 | 10.075 | 0.8 | 365 | 9.1787 | 0.47042 | 9 | 0.64915
82543 | 7.7 | 0.8 | 365 | 7.015 | 0.11635 | 7 | 0.13136
82527 | 4.64 | 0.8 | 365 | 4.2272 | 0.50648 | 4 | 0.7337
82396 | 11.6 | 0.8 | 365 | 10.5681 | 0.2662 | 10 | 0.83426
82453 | 7.41 | 0.8 | 365 | 6.7508 | 0.5847 | 7 | 0.33551
82397 | 6.67 | 0.8 | 365 | 6.0766 | 0.22806 | 6 | 0.3047
82308 | 6.67 | 0.8 | 365 | 6.0766 | 0.22806 | 6 | 0.3047
82338 | 6.09 | 0.8 | 365 | 5.5482 | 0.16475 | 5 | 0.71299
82244 | 5.22 | 0.8 | 365 | 4.7556 | 0.56979 | 5 | 0.32542
82255 | 4.64 | 0.8 | 365 | 4.2272 | 0.50648 | 4 | 0.7337
82153 | 8.7 | 0.8 | 365 | 7.926 | 0.94965 | 8 | 0.8757
82150 | 7.25 | 0.8 | 365 | 6.605 | 0.29137 | 6 | 0.89641
82311 | 4.93 | 0.8 | 365 | 4.4914 | 0.038134 | 4 | 0.52956
82333 | 5.8 | 0.8 | 365 | 5.284 | 0.6331 | 5 | 0.91713
82313 | 8.99 | 0.8 | 365 | 8.1902 | 0.4813 | 8 | 0.67155
82310 | 5.22 | 0.8 | 365 | 4.7556 | 0.56979 | 5 | 0.32542
82334 | 5.8 | 0.8 | 365 | 5.284 | 0.6331 | 5 | 0.91713
82312 | 6.96 | 0.8 | 365 | 6.3408 | 0.75972 | 7 | 0.10056
82170 | 3.48 | 0.8 | 365 | 3.1704 | 0.37986 | 3 | 0.55028
82169 | 4.93 | 0.8 | 365 | 4.4914 | 0.038134 | 4 | 0.52956
82166 | 13.34 | 0.8 | 365 | 12.1533 | 0.45613 | 12 | 0.6094
82168 | 6.38 | 0.8 | 365 | 5.8124 | 0.69641 | 6 | 0.50884
82164 | 4.93 | 0.8 | 365 | 4.4914 | 0.038134 | 4 | 0.52956
82161 | 5.8 | 0.8 | 365 | 5.284 | 0.6331 | 5 | 0.91713
82160 | 4.35 | 0.8 | 365 | 3.963 | 0.97482 | 4 | 0.93785
82158 | 13.05 | 0.8 | 365 | 11.8891 | 0.92447 | 12 | 0.81354
82157 | 6.96 | 0.8 | 365 | 6.3408 | 0.75972 | 7 | 0.10056
82245 | 8.41 | 0.8 | 365 | 7.6618 | 0.41799 | 8 | 0.079839
82212 | 5.8 | 0.8 | 365 | 5.284 | 0.6331 | 5 | 0.91713
82204 | 11.31 | 0.8 | 365 | 10.3039 | 0.73454 | 11 | 0.038404
82148 | 10.15 | 0.8 | 365 | 9.2471 | 0.60792 | 9 | 0.85498
82207 | 6.38 | 0.8 | 365 | 5.8124 | 0.69641 | 6 | 0.50884
82175 | 2.24 | 0.8 | 365 | 2.0407 | 0.10658 | 2 | 0.14731
82454 | 3.77 | 0.8 | 365 | 3.4346 | 0.91151 | 4 | 0.34613
82537 | 6.09 | 0.8 | 365 | 5.5482 | 0.16475 | 5 | 0.71299
82562 | 8.7 | 0.8 | 365 | 7.926 | 0.94965 | 8 | 0.8757
82173 | 5.8 | 0.8 | 365 | 5.284 | 0.6331 | 5 | 0.91713
82172 | 7.25 | 0.8 | 365 | 6.605 | 0.29137 | 6 | 0.89641
82167 | 8.7 | 0.8 | 365 | 7.926 | 0.94965 | 8 | 0.8757
82165 | 8.41 | 0.8 | 365 | 7.6618 | 0.41799 | 8 | 0.079839
82162 | 5.51 | 0.8 | 365 | 5.0198 | 0.10144 | 5 | 0.12127
82159 | 10.73 | 0.8 | 365 | 9.7755 | 0.67123 | 10 | 0.44669
82156 | 5.51 | 0.8 | 365 | 5.0198 | 0.10144 | 5 | 0.12127
82146 | 9.86 | 0.8 | 365 | 8.9829 | 0.076267 | 9 | 0.059121
82093 | 8.7 | 0.8 | 365 | 7.926 | 0.94965 | 8 | 0.8757
82094 | 5.8 | 0.8 | 365 | 5.284 | 0.6331 | 5 | 0.91713
82096 | 6.38 | 0.8 | 365 | 5.8124 | 0.69641 | 6 | 0.50884
82097 | 3.19 | 0.8 | 365 | 2.9062 | 0.8482 | 3 | 0.75442
82624 | 13.5 | 0.8 | 365 | 12.299 | 0.74945 | 13 | 0.048493
82619 | 6.93 | 0.8 | 365 | 6.3135 | 0.70472 | 7 | 0.018226
82615 | 6.48 | 0.8 | 365 | 5.9035 | 0.87974 | 6 | 0.78328
82614 | 7.2 | 0.8 | 365 | 6.5595 | 0.19971 | 6 | 0.7592
82613 | 8.1 | 0.8 | 365 | 7.3794 | 0.84967 | 8 | 0.2291
82611 | 5.88 | 0.8 | 365 | 5.3569 | 0.77976 | 6 | 0.13668
82553 | 6.6 | 0.8 | 365 | 6.0129 | 0.099732 | 6 | 0.1126
82552 | 5.12 | 0.8 | 365 | 4.6645 | 0.38646 | 5 | 0.050984
82551 | 6.4 | 0.8 | 365 | 5.8307 | 0.73307 | 6 | 0.56373
82549 | 11.7 | 0.8 | 365 | 10.6592 | 0.44953 | 11 | 0.10869
82544 | 9.24 | 0.8 | 365 | 8.418 | 0.93963 | 9 | 0.35764
82541 | 16.45 | 0.8 | 365 | 14.9866 | 0.15767 | 15 | 0.14427
82540 | 11.9 | 0.8 | 365 | 10.8414 | 0.81618 | 11 | 0.65756
82539 | 9.92 | 0.8 | 365 | 9.0375 | 0.18626 | 9 | 0.22378
82542 | 6.825 | 0.8 | 365 | 6.2178 | 0.51222 | 6 | 0.73007
82419 | 59.965 | 0.6 | 365 | 40.9729 | 0.45005 | 41 | 0.42294
82621 | 21.7 | 0.8 | 365 | 19.7696 | 0.78245 | 20 | 0.55202
82111 | 8.45 | 0.8 | 365 | 7.6983 | 0.49132 | 8 | 0.18961
82114 | 8.4 | 0.8 | 365 | 7.6527 | 0.39966 | 8 | 0.052396
82142 | 11.375 | 0.8 | 365 | 10.3631 | 0.85371 | 11 | 0.21679
82152 | 10.075 | 0.8 | 365 | 9.1787 | 0.47042 | 9 | 0.64915
82185 | 7.245 | 0.8 | 365 | 6.6005 | 0.28221 | 6 | 0.88269
82189 | 10.05 | 0.8 | 365 | 9.156 | 0.42459 | 9 | 0.58054
82190 | 5.85 | 0.8 | 365 | 5.3296 | 0.72476 | 6 | 0.054347
82192 | 3.96 | 0.8 | 365 | 3.6077 | 0.25984 | 3 | 0.86756
82196 | 6.65 | 0.8 | 365 | 6.0584 | 0.1914 | 6 | 0.24981
82205 | 7.84 | 0.8 | 365 | 7.1426 | 0.37302 | 7 | 0.51557
82206 | 6.96 | 0.8 | 365 | 6.3408 | 0.75972 | 7 | 0.10056
82208 | 12.47 | 0.8 | 365 | 11.3607 | 0.86116 | 12 | 0.22183
82211 | 13.725 | 0.8 | 365 | 12.504 | 0.16194 | 12 | 0.66597
82214 | 8.55 | 0.8 | 365 | 7.7894 | 0.67465 | 8 | 0.46405
82216 | 10.89 | 0.8 | 365 | 9.9212 | 0.96456 | 10 | 0.88578
82222 | 17.67 | 0.8 | 365 | 16.0981 | 0.39428 | 16 | 0.49236
82228 | 12.6 | 0.8 | 365 | 11.4791 | 0.099489 | 11 | 0.57859
82229 | 5.88 | 0.8 | 365 | 5.3569 | 0.77976 | 6 | 0.13668
82227 | 6.5 | 0.8 | 365 | 5.9218 | 0.9164 | 6 | 0.83816
82230 | 12.87 | 0.8 | 365 | 11.7251 | 0.59448 | 12 | 0.31956
82021 | 11.34 | 0.8 | 365 | 10.3312 | 0.78954 | 11 | 0.12073
82233 | 3.54 | 0.8 | 365 | 3.2251 | 0.48986 | 3 | 0.71494
82235 | 5.015 | 0.8 | 365 | 4.5689 | 0.19396 | 4 | 0.76283
82236 | 6.195 | 0.8 | 365 | 5.6439 | 0.35725 | 6 | 0.0011417
81995 | 9.45 | 0.8 | 365 | 8.6093 | 0.32462 | 8 | 0.93394
82239 | 9.44 | 0.8 | 365 | 8.6002 | 0.30628 | 8 | 0.9065
82241 | 8.4 | 0.8 | 365 | 7.6527 | 0.39966 | 8 | 0.052396
82151 | 5.8 | 0.8 | 365 | 5.284 | 0.6331 | 5 | 0.91713
82242 | 4.06 | 0.8 | 365 | 3.6988 | 0.44317 | 4 | 0.14199
82271 | 5.61 | 0.8 | 365 | 5.1109 | 0.28477 | 5 | 0.39571
82273 | 5.7 | 0.8 | 365 | 5.1929 | 0.44977 | 5 | 0.6427
82280 | 12.753 | 0.8 | 365 | 11.6185 | 0.37998 | 11 | 0.99848
82282 | 6.7 | 0.8 | 365 | 6.104 | 0.28306 | 6 | 0.38703
82283 | 8.1 | 0.8 | 365 | 7.3794 | 0.84967 | 8 | 0.2291
82285 | 10.05 | 0.8 | 365 | 9.156 | 0.42459 | 9 | 0.58054
82286 | 13.5 | 0.8 | 365 | 12.299 | 0.74945 | 13 | 0.048493
82288 | 6.84 | 0.8 | 365 | 6.2315 | 0.53972 | 6 | 0.77124
82287 | 12.685 | 0.8 | 365 | 11.5565 | 0.25532 | 11 | 0.81186
82290 | 5.1 | 0.8 | 365 | 4.6463 | 0.34979 | 4 | 0.9961
82294 | 11.2 | 0.8 | 365 | 10.2036 | 0.53288 | 10 | 0.73653
82293 | 4.56 | 0.8 | 365 | 4.1543 | 0.35982 | 4 | 0.51416
82295 | 5.61 | 0.8 | 365 | 5.1109 | 0.28477 | 5 | 0.39571
82296 | 12.48 | 0.8 | 365 | 11.3698 | 0.87949 | 12 | 0.24927
82298 | 5.8 | 0.8 | 365 | 5.284 | 0.6331 | 5 | 0.91713
82299 | 5.13 | 0.8 | 365 | 4.6736 | 0.40479 | 5 | 0.078427
82304 | 12.24 | 0.8 | 365 | 11.1511 | 0.4395 | 11 | 0.59063
82309 | 12.24 | 0.8 | 365 | 11.1511 | 0.4395 | 11 | 0.59063
82314 | 8.4 | 0.8 | 365 | 7.6527 | 0.39966 | 8 | 0.052396
82316 | 6.96 | 0.8 | 365 | 6.3408 | 0.75972 | 7 | 0.10056
82315 | 9 | 0.8 | 365 | 8.1994 | 0.49964 | 8 | 0.699
81915 | 8.37 | 0.8 | 365 | 7.6254 | 0.34466 | 7 | 0.97007
82321 | 8.1 | 0.8 | 365 | 7.3794 | 0.84967 | 8 | 0.2291
82325 | 4.95 | 0.8 | 365 | 4.5096 | 0.074799 | 4 | 0.58445
82328 | 8.1 | 0.8 | 365 | 7.3794 | 0.84967 | 8 | 0.2291
82335 | 10.26 | 0.8 | 365 | 9.3473 | 0.80958 | 10 | 0.15685
82336 | 9.12 | 0.8 | 365 | 8.3087 | 0.71963 | 9 | 0.028315
82342 | 4.96 | 0.8 | 365 | 4.5188 | 0.093132 | 4 | 0.61189
82344 | 3.72 | 0.8 | 365 | 3.3891 | 0.81985 | 4 | 0.20892
82345 | 4.55 | 0.8 | 365 | 4.1452 | 0.34148 | 4 | 0.48671
82347 | 4.2 | 0.8 | 365 | 3.8264 | 0.69983 | 4 | 0.5262
82348 | 6.3 | 0.8 | 365 | 5.7396 | 0.54974 | 6 | 0.2893
82349 | 10.23 | 0.8 | 365 | 9.3199 | 0.75459 | 10 | 0.074525
82351 | 9.42 | 0.8 | 365 | 8.582 | 0.26962 | 8 | 0.85161
82350 | 7.75 | 0.8 | 365 | 7.0606 | 0.20802 | 7 | 0.26858
82355 | 9.3 | 0.8 | 365 | 8.4727 | 0.049623 | 8 | 0.5223
82357 | 11.16 | 0.8 | 365 | 10.1672 | 0.45955 | 10 | 0.62675
82360 | 8.265 | 0.8 | 365 | 7.5297 | 0.15216 | 7 | 0.68191
82362 | 10.89 | 0.8 | 365 | 9.9212 | 0.96456 | 10 | 0.88578
82363 | 9.57 | 0.8 | 365 | 8.7187 | 0.54461 | 9 | 0.26326
82361 | 10.26 | 0.8 | 365 | 9.3473 | 0.80958 | 10 | 0.15685
81969 | 7.54 | 0.8 | 365 | 6.8692 | 0.82303 | 7 | 0.69227
81379 | 7.975 | 0.8 | 365 | 7.2655 | 0.62051 | 7 | 0.88605
82718 | 4.48 | 0.8 | 365 | 4.0815 | 0.21315 | 4 | 0.29461
82717 | 10.385 | 0.8 | 365 | 9.4612 | 0.038746 | 9 | 0.4999
82715 | 4.32 | 0.8 | 365 | 3.9357 | 0.91982 | 4 | 0.85552
82714 | 15.66 | 0.8 | 365 | 14.2669 | 0.70937 | 14 | 0.97625
82687 | 13 | 0.8 | 365 | 11.8435 | 0.83281 | 12 | 0.67633
82686 | 5.1 | 0.8 | 365 | 4.6463 | 0.34979 | 4 | 0.9961
82685 | 8.775 | 0.8 | 365 | 7.9944 | 0.087144 | 8 | 0.08152
82684 | 4.55 | 0.8 | 365 | 4.1452 | 0.34148 | 4 | 0.48671
82681 | 6.2 | 0.8 | 365 | 5.6484 | 0.36642 | 6 | 0.014863
82679 | 11.7 | 0.8 | 365 | 10.6592 | 0.44953 | 11 | 0.10869
82678 | 11.05 | 0.8 | 365 | 10.067 | 0.25789 | 10 | 0.32488
82674 | 11.7 | 0.8 | 365 | 10.6592 | 0.44953 | 11 | 0.10869
82671 | 4.875 | 0.8 | 365 | 4.4413 | 0.9373 | 5 | 0.37862
82536 | 24.84 | 0.8 | 365 | 22.6302 | 0.53899 | 23 | 0.16923
82535 | 6.405 | 0.8 | 365 | 5.8352 | 0.74224 | 6 | 0.57745
82534 | 4.5 | 0.8 | 365 | 4.0997 | 0.24982 | 4 | 0.3495
82533 | 7.54 | 0.8 | 365 | 6.8692 | 0.82303 | 7 | 0.69227
82512 | 8.76 | 0.8 | 365 | 7.9807 | 0.059645 | 8 | 0.040355
82506 | 9.715 | 0.8 | 365 | 8.8508 | 0.81044 | 9 | 0.66119
82505 | 9.18 | 0.8 | 365 | 8.3633 | 0.82963 | 9 | 0.19298
82504 | 11.055 | 0.8 | 365 | 10.0715 | 0.26705 | 10 | 0.3386
82483 | 7.7 | 0.8 | 365 | 7.015 | 0.11635 | 7 | 0.13136
82843 | 11.1 | 0.8 | 365 | 10.1125 | 0.34955 | 10 | 0.46209
82842 | 8.96 | 0.8 | 365 | 8.1629 | 0.4263 | 8 | 0.58922
82617 | 10.005 | 0.8 | 365 | 9.115 | 0.34209 | 9 | 0.45705
82841 | 7.75 | 0.8 | 365 | 7.0606 | 0.20802 | 7 | 0.26858
82840 | 3.72 | 0.8 | 365 | 3.3891 | 0.81985 | 4 | 0.20892
82376 | 7.92 | 0.8 | 365 | 7.2154 | 0.51968 | 7 | 0.73512
82378 | 7.92 | 0.8 | 365 | 7.2154 | 0.51968 | 7 | 0.73512
82379 | 12.15 | 0.8 | 365 | 11.0691 | 0.27451 | 11 | 0.34364
82380 | 5.886 | 0.8 | 365 | 5.3624 | 0.79076 | 6 | 0.15314
82381 | 6.03 | 0.8 | 365 | 5.4936 | 0.054756 | 5 | 0.54833
82382 | 9.45 | 0.8 | 365 | 8.6093 | 0.32462 | 8 | 0.93394
82384 | 11.055 | 0.8 | 365 | 10.0715 | 0.26705 | 10 | 0.3386
82829 | 8 | 0.8 | 365 | 7.2883 | 0.66634 | 7 | 0.95466
82828 | 7.035 | 0.8 | 365 | 6.4092 | 0.89721 | 7 | 0.30638
82827 | 10.56 | 0.8 | 365 | 9.6206 | 0.35957 | 9 | 0.98015
82826 | 11.2 | 0.8 | 365 | 10.2036 | 0.53288 | 10 | 0.73653
82825 | 11.055 | 0.8 | 365 | 10.0715 | 0.26705 | 10 | 0.3386
82824 | 11.16 | 0.8 | 365 | 10.1672 | 0.45955 | 10 | 0.62675
82861 | 4.34 | 0.8 | 365 | 3.9539 | 0.95649 | 4 | 0.9104
82343 | 7.13 | 0.8 | 365 | 6.4957 | 0.071378 | 6 | 0.56709
82860 | 6.6 | 0.8 | 365 | 6.0129 | 0.099732 | 6 | 0.1126
82839 | 4.251 | 0.8 | 365 | 3.8728 | 0.79333 | 4 | 0.66616
82838 | 12.4 | 0.8 | 365 | 11.2969 | 0.73283 | 12 | 0.029727
82837 | 10.137 | 0.8 | 365 | 9.2352 | 0.58409 | 9 | 0.8193
82836 | 23.36 | 0.8 | 365 | 21.2819 | 0.82572 | 22 | 0.10761
82835 | 9.6 | 0.8 | 365 | 8.746 | 0.59961 | 9 | 0.34559
82377 | 7.37 | 0.8 | 365 | 6.7144 | 0.51137 | 7 | 0.22573
82834 | 8.45 | 0.8 | 365 | 7.6983 | 0.49132 | 8 | 0.18961
82833 | 10.44 | 0.8 | 365 | 9.5113 | 0.13958 | 9 | 0.65083
82832 | 11.16 | 0.8 | 365 | 10.1672 | 0.45955 | 10 | 0.62675
82831 | 8.12 | 0.8 | 365 | 7.3976 | 0.88634 | 8 | 0.28398
82830 | 11.22 | 0.8 | 365 | 10.2219 | 0.56955 | 10 | 0.79141
82719 | 5.525 | 0.8 | 365 | 5.0335 | 0.12894 | 5 | 0.16244
82688 | 8.235 | 0.8 | 365 | 7.5024 | 0.097166 | 7 | 0.59958
82863 | 8.58 | 0.8 | 365 | 7.8167 | 0.72965 | 8 | 0.54638
82482 | 14.4 | 0.8 | 365 | 13.119 | 0.39942 | 13 | 0.51839
82445 | 12.54 | 0.8 | 365 | 11.4244 | 0.98949 | 12 | 0.41393
82444 | 11.2 | 0.8 | 365 | 10.2036 | 0.53288 | 10 | 0.73653
82442 | 12.3 | 0.8 | 365 | 11.2058 | 0.5495 | 11 | 0.75529
82439 | 8.7 | 0.8 | 365 | 7.926 | 0.94965 | 8 | 0.8757
82418 | 13.065 | 0.8 | 365 | 11.9027 | 0.95197 | 12 | 0.85471
82417 | 4.38 | 0.8 | 365 | 3.9904 | 0.029822 | 4 | 0.020178
82416 | 8.06 | 0.8 | 365 | 7.343 | 0.77634 | 8 | 0.11932
82415 | 10.725 | 0.8 | 365 | 9.7709 | 0.66207 | 10 | 0.43297
82413 | 12 | 0.8 | 365 | 10.9325 | 0.99951 | 11 | 0.93199
82412 | 6.3 | 0.8 | 365 | 5.7396 | 0.54974 | 6 | 0.2893
82410 | 14.835 | 0.8 | 365 | 13.5153 | 0.1969 | 13 | 0.71218
82409 | 15.9 | 0.8 | 365 | 14.4855 | 0.14936 | 14 | 0.63489
82407 | 7.2 | 0.8 | 365 | 6.5595 | 0.19971 | 6 | 0.7592
82864 | 10.4 | 0.8 | 365 | 9.4748 | 0.066245 | 9 | 0.54106
82865 | 5.61 | 0.8 | 365 | 5.1109 | 0.28477 | 5 | 0.39571
82867 | 10.2 | 0.8 | 365 | 9.2926 | 0.69959 | 9 | 0.99219
82877 | 12.73 | 0.8 | 365 | 11.5975 | 0.33782 | 11 | 0.93536
82878 | 9.8 | 0.8 | 365 | 8.9282 | 0.96627 | 9 | 0.89446
82880 | 6.7 | 0.8 | 365 | 6.104 | 0.28306 | 6 | 0.38703
82664 | 13.395 | 0.8 | 365 | 12.2034 | 0.55696 | 12 | 0.76034
82704 | 4.93 | 0.8 | 365 | 4.4914 | 0.038134 | 4 | 0.52956
82697 | 4.35 | 0.8 | 365 | 3.963 | 0.97482 | 4 | 0.93785
82660 | 6.96 | 0.8 | 365 | 6.3408 | 0.75972 | 7 | 0.10056
82663 | 5.8 | 0.8 | 365 | 5.284 | 0.6331 | 5 | 0.91713
82661 | 3.19 | 0.8 | 365 | 2.9062 | 0.8482 | 3 | 0.75442
82665 | 2.32 | 0.8 | 365 | 2.1136 | 0.25324 | 2 | 0.36685
82658 | 2.61 | 0.8 | 365 | 2.3778 | 0.78489 | 3 | 0.16271
82667 | 11.48 | 0.8 | 365 | 10.4587 | 0.046201 | 10 | 0.50494
82652 | 4.06 | 0.8 | 365 | 3.6988 | 0.44317 | 4 | 0.14199
82147 | 7.83 | 0.8 | 365 | 7.1334 | 0.35468 | 7 | 0.48813
82668 | 10.71 | 0.8 | 365 | 9.7572 | 0.63457 | 10 | 0.3918
82662 | 11.6 | 0.8 | 365 | 10.5681 | 0.2662 | 10 | 0.83426
82390 | 7.41 | 0.8 | 365 | 6.7508 | 0.5847 | 7 | 0.33551
82391 | 4.95 | 0.8 | 365 | 4.5096 | 0.074799 | 4 | 0.58445
82423 | 7.59 | 0.8 | 365 | 6.9148 | 0.91469 | 7 | 0.82949
82422 | 6.7 | 0.8 | 365 | 6.104 | 0.28306 | 6 | 0.38703
82425 | 15.36 | 0.8 | 365 | 13.9936 | 0.15938 | 14 | 0.15295
82426 | 9.57 | 0.8 | 365 | 8.7187 | 0.54461 | 9 | 0.26326
82427 | 12.76 | 0.8 | 365 | 11.6249 | 0.39282 | 12 | 0.017687
82428 | 10.8 | 0.8 | 365 | 9.8392 | 0.79956 | 10 | 0.63879
82431 | 8.68 | 0.8 | 365 | 7.9078 | 0.91298 | 8 | 0.82081
82432 | 5.85 | 0.8 | 365 | 5.3296 | 0.72476 | 6 | 0.054347
82434 | 9.8 | 0.8 | 365 | 8.9282 | 0.96627 | 9 | 0.89446
82436 | 12.6 | 0.8 | 365 | 11.4791 | 0.099489 | 11 | 0.57859
82437 | 10.8 | 0.8 | 365 | 9.8392 | 0.79956 | 10 | 0.63879
82438 | 12.18 | 0.8 | 365 | 11.0965 | 0.32951 | 11 | 0.42597
82440 | 13.32 | 0.8 | 365 | 12.1351 | 0.41946 | 12 | 0.55451
82443 | 8.26 | 0.8 | 365 | 7.5252 | 0.143 | 7 | 0.66819
82447 | 9.28 | 0.8 | 365 | 8.4545 | 0.012957 | 8 | 0.46741
82448 | 11.1 | 0.8 | 365 | 10.1125 | 0.34955 | 10 | 0.46209
82449 | 7 | 0.8 | 365 | 6.3773 | 0.83305 | 7 | 0.21033
82450 | 5.76 | 0.8 | 365 | 5.2476 | 0.55977 | 5 | 0.80736
82451 | 9.3 | 0.8 | 365 | 8.4727 | 0.049623 | 8 | 0.5223
82457 | 9.9 | 0.8 | 365 | 9.0193 | 0.1496 | 9 | 0.16889
82588 | 4.06 | 0.8 | 365 | 3.6988 | 0.44317 | 4 | 0.14199
82460 | 7.83 | 0.8 | 365 | 7.1334 | 0.35468 | 7 | 0.48813
82461 | 3.84 | 0.8 | 365 | 3.4984 | 0.039844 | 3 | 0.53824
82462 | 7.7 | 0.8 | 365 | 7.015 | 0.11635 | 7 | 0.13136
82463 | 11.285 | 0.8 | 365 | 10.2811 | 0.68871 | 10 | 0.9698
82466 | 10.325 | 0.8 | 365 | 9.4065 | 0.92875 | 10 | 0.33524
82467 | 8.12 | 0.8 | 365 | 7.3976 | 0.88634 | 8 | 0.28398
82468 | 8.99 | 0.8 | 365 | 8.1902 | 0.4813 | 8 | 0.67155
82469 | 7.54 | 0.8 | 365 | 6.8692 | 0.82303 | 7 | 0.69227
82470 | 6.96 | 0.8 | 365 | 6.3408 | 0.75972 | 7 | 0.10056
82472 | 8.99 | 0.8 | 365 | 8.1902 | 0.4813 | 8 | 0.67155
82473 | 12.71 | 0.8 | 365 | 11.5793 | 0.30115 | 11 | 0.88047
82548 | 7.08 | 0.8 | 365 | 6.4502 | 0.97971 | 7 | 0.42988
82063 | 2.2 | 0.8 | 365 | 2.0043 | 0.033244 | 2 | 0.037532
81889 | 11.8 | 0.8 | 365 | 10.7503 | 0.63286 | 11 | 0.38313
82441 | 27 | 0.6 | 365 | 18.4486 | 0.12418 | 18 | 0.57274
82478 | 3.015 | 0.8 | 365 | 2.7468 | 0.52738 | 3 | 0.27416
82477 | 14.79 | 0.8 | 365 | 13.4743 | 0.1144 | 13 | 0.58868
81691 | 12.39 | 0.8 | 365 | 11.2878 | 0.7145 | 12 | 0.0022834
82480 | 6.7 | 0.8 | 365 | 6.104 | 0.28306 | 6 | 0.38703
80989 | 12.8 | 0.8 | 365 | 11.6613 | 0.46615 | 12 | 0.12746
82484 | 5.2 | 0.8 | 365 | 4.7374 | 0.53312 | 5 | 0.27053
81953 | 10.15 | 0.8 | 365 | 9.2471 | 0.60792 | 9 | 0.85498
82486 | 9.455 | 0.8 | 365 | 8.6139 | 0.33378 | 8 | 0.94767
81699 | 4.35 | 0.8 | 365 | 3.963 | 0.97482 | 4 | 0.93785
81745 | 10.03 | 0.8 | 365 | 9.1377 | 0.38793 | 9 | 0.52566
82487 | 7.425 | 0.8 | 365 | 6.7645 | 0.6122 | 7 | 0.37667
81718 | 6.1 | 0.8 | 365 | 5.5573 | 0.18309 | 5 | 0.74043
81727 | 15.4 | 0.8 | 365 | 14.03 | 0.23271 | 14 | 0.26273
81730 | 13.65 | 0.8 | 365 | 12.4357 | 0.024447 | 12 | 0.46014
81768 | 5.12 | 0.8 | 365 | 4.6645 | 0.38646 | 5 | 0.050984
82023 | 8.85 | 0.8 | 365 | 8.0627 | 0.22464 | 8 | 0.28735
81874 | 5.355 | 0.8 | 365 | 4.8786 | 0.81728 | 5 | 0.6959
81876 | 9 | 0.8 | 365 | 8.1994 | 0.49964 | 8 | 0.699
82064 | 6.38 | 0.8 | 365 | 5.8124 | 0.69641 | 6 | 0.50884
81963 | 7.25 | 0.8 | 365 | 6.605 | 0.29137 | 6 | 0.89641
81965 | 9.765 | 0.8 | 365 | 8.8963 | 0.9021 | 9 | 0.79841
82080 | 7.68 | 0.8 | 365 | 6.9968 | 0.079689 | 7 | 0.076476
82082 | 9.36 | 0.8 | 365 | 8.5273 | 0.15962 | 8 | 0.68696
82085 | 10.725 | 0.8 | 365 | 9.7709 | 0.66207 | 10 | 0.43297
82365 | 9.6 | 0.8 | 365 | 8.746 | 0.59961 | 9 | 0.34559
82352 | 3.48 | 0.8 | 365 | 3.1704 | 0.37986 | 3 | 0.55028
82120 | 12.06 | 0.8 | 365 | 10.9871 | 0.10951 | 11 | 0.096654
82489 | 11.825 | 0.8 | 365 | 10.773 | 0.67869 | 11 | 0.45174
82178 | 7.875 | 0.8 | 365 | 7.1744 | 0.43718 | 7 | 0.61162
82492 | 8.58 | 0.8 | 365 | 7.8167 | 0.72965 | 8 | 0.54638
82491 | 9.86 | 0.8 | 365 | 8.9829 | 0.076267 | 9 | 0.059121
82494 | 8.835 | 0.8 | 365 | 8.049 | 0.19714 | 8 | 0.24618
82495 | 10.88 | 0.8 | 365 | 9.9121 | 0.94623 | 10 | 0.85834
82496 | 4.845 | 0.8 | 365 | 4.414 | 0.8823 | 5 | 0.29629
82497 | 6.21 | 0.8 | 365 | 5.6576 | 0.38475 | 6 | 0.042307
82499 | 11.52 | 0.8 | 365 | 10.4952 | 0.11953 | 10 | 0.61471
82508 | 8.1 | 0.8 | 365 | 7.3794 | 0.84967 | 8 | 0.2291
82510 | 13.63 | 0.8 | 365 | 12.4175 | 0.98778 | 13 | 0.40526
82511 | 12.9 | 0.8 | 365 | 11.7524 | 0.64948 | 12 | 0.40189
81380 | 10.545 | 0.8 | 365 | 9.6069 | 0.33207 | 9 | 0.93899
82247 | 10.73 | 0.8 | 365 | 9.7755 | 0.67123 | 10 | 0.44669
82248 | 6.84 | 0.8 | 365 | 6.2315 | 0.53972 | 6 | 0.77124
82249 | 5.9 | 0.8 | 365 | 5.3751 | 0.81643 | 6 | 0.19156
82250 | 9.12 | 0.8 | 365 | 8.3087 | 0.71963 | 9 | 0.028315
82251 | 8.28 | 0.8 | 365 | 7.5434 | 0.17966 | 7 | 0.72308
82252 | 4.8 | 0.8 | 365 | 4.373 | 0.79981 | 5 | 0.1728
82254 | 8.75 | 0.8 | 365 | 7.9716 | 0.041312 | 8 | 0.012912
82513 | 9.75 | 0.8 | 365 | 8.8826 | 0.8746 | 9 | 0.75724
82258 | 5.95 | 0.8 | 365 | 5.4207 | 0.90809 | 6 | 0.32878
82260 | 4.68 | 0.8 | 365 | 4.2637 | 0.57981 | 4 | 0.84348
82264 | 9.45 | 0.8 | 365 | 8.6093 | 0.32462 | 8 | 0.93394
82266 | 10.15 | 0.8 | 365 | 9.2471 | 0.60792 | 9 | 0.85498
82518 | 9.28 | 0.8 | 365 | 8.4545 | 0.012957 | 8 | 0.46741
82268 | 6.3 | 0.8 | 365 | 5.7396 | 0.54974 | 6 | 0.2893
82277 | 11.2 | 0.8 | 365 | 10.2036 | 0.53288 | 10 | 0.73653
82279 | 14.388 | 0.8 | 365 | 13.108 | 0.37742 | 13 | 0.48546
82281 | 6.3 | 0.8 | 365 | 5.7396 | 0.54974 | 6 | 0.2893
82284 | 8.96 | 0.8 | 365 | 8.1629 | 0.4263 | 8 | 0.58922
82291 | 7.705 | 0.8 | 365 | 7.0196 | 0.12552 | 7 | 0.14508
82367 | 6.36 | 0.8 | 365 | 5.7942 | 0.65974 | 6 | 0.45396
82370 | 5.31 | 0.8 | 365 | 4.8376 | 0.73478 | 5 | 0.57241
82522 | 8.32 | 0.8 | 365 | 7.5799 | 0.253 | 7 | 0.83285
82371 | 5.4 | 0.8 | 365 | 4.9196 | 0.89978 | 5 | 0.8194
82372 | 24.65 | 0.8 | 365 | 22.4571 | 0.19067 | 22 | 0.6478
82523 | 12.8 | 0.8 | 365 | 11.6613 | 0.46615 | 12 | 0.12746
82374 | 3.1 | 0.8 | 365 | 2.8242 | 0.68321 | 3 | 0.50743
82524 | 10.665 | 0.8 | 365 | 9.7162 | 0.55207 | 10 | 0.26831
82375 | 8.75 | 0.8 | 365 | 7.9716 | 0.041312 | 8 | 0.012912
82400 | 8.91 | 0.8 | 365 | 8.1174 | 0.33464 | 8 | 0.45201
82401 | 5.8 | 0.8 | 365 | 5.284 | 0.6331 | 5 | 0.91713
82405 | 15.37 | 0.8 | 365 | 14.0027 | 0.17771 | 14 | 0.1804
82408 | 5.51 | 0.8 | 365 | 5.0198 | 0.10144 | 5 | 0.12127
82474 | 13.275 | 0.8 | 365 | 12.0941 | 0.33696 | 12 | 0.43102
82475 | 11.21 | 0.8 | 365 | 10.2128 | 0.55121 | 10 | 0.76397
82528 | 8.4 | 0.8 | 365 | 7.6527 | 0.39966 | 8 | 0.052396
82526 | 12.099 | 0.8 | 365 | 11.0227 | 0.18101 | 11 | 0.20368
82529 | 9.1 | 0.8 | 365 | 8.2905 | 0.68296 | 8 | 0.97343
82531 | 9.72 | 0.8 | 365 | 8.8553 | 0.81961 | 9 | 0.67491
82532 | 14.4 | 0.8 | 365 | 13.119 | 0.39942 | 13 | 0.51839
82547 | 6.84 | 0.8 | 365 | 6.2315 | 0.53972 | 6 | 0.77124
82557 | 8.835 | 0.8 | 365 | 8.049 | 0.19714 | 8 | 0.24618
82560 | 9.9 | 0.8 | 365 | 9.0193 | 0.1496 | 9 | 0.16889
82559 | 7.54 | 0.8 | 365 | 6.8692 | 0.82303 | 7 | 0.69227
82564 | 7.15 | 0.8 | 365 | 6.5139 | 0.10804 | 6 | 0.62198
82568 | 6.38 | 0.8 | 365 | 5.8124 | 0.69641 | 6 | 0.50884
82570 | 9.1 | 0.8 | 365 | 8.2905 | 0.68296 | 8 | 0.97343
82571 | 10.5 | 0.8 | 365 | 9.5659 | 0.24957 | 9 | 0.81549
82573 | 10.15 | 0.8 | 365 | 9.2471 | 0.60792 | 9 | 0.85498
82575 | 8.41 | 0.8 | 365 | 7.6618 | 0.41799 | 8 | 0.079839
82576 | 10.5 | 0.8 | 365 | 9.5659 | 0.24957 | 9 | 0.81549
82578 | 9.145 | 0.8 | 365 | 8.3315 | 0.76546 | 9 | 0.096923
82580 | 9.12 | 0.8 | 365 | 8.3087 | 0.71963 | 9 | 0.028315
82579 | 7.83 | 0.8 | 365 | 7.1334 | 0.35468 | 7 | 0.48813
82581 | 4.2 | 0.8 | 365 | 3.8264 | 0.69983 | 4 | 0.5262
82583 | 7.83 | 0.8 | 365 | 7.1334 | 0.35468 | 7 | 0.48813
82585 | 9.12 | 0.8 | 365 | 8.3087 | 0.71963 | 9 | 0.028315
82988 | 5.695 | 0.8 | 365 | 5.1884 | 0.4406 | 5 | 0.62898
82987 | 12.095 | 0.8 | 365 | 11.019 | 0.17368 | 11 | 0.19271
82966 | 10.26 | 0.8 | 365 | 9.3473 | 0.80958 | 10 | 0.15685
82965 | 6.84 | 0.8 | 365 | 6.2315 | 0.53972 | 6 | 0.77124
82823 | 4.95 | 0.8 | 365 | 4.5096 | 0.074799 | 4 | 0.58445
82822 | 4.95 | 0.8 | 365 | 4.5096 | 0.074799 | 4 | 0.58445
82821 | 6.84 | 0.8 | 365 | 6.2315 | 0.53972 | 6 | 0.77124
82820 | 11.4 | 0.8 | 365 | 10.3859 | 0.89954 | 11 | 0.28539
82819 | 5.61 | 0.8 | 365 | 5.1109 | 0.28477 | 5 | 0.39571
82818 | 8.265 | 0.8 | 365 | 7.5297 | 0.15216 | 7 | 0.68191
82817 | 4.95 | 0.8 | 365 | 4.5096 | 0.074799 | 4 | 0.58445
82816 | 6.84 | 0.8 | 365 | 6.2315 | 0.53972 | 6 | 0.77124
82815 | 7.26 | 0.8 | 365 | 6.6142 | 0.30971 | 6 | 0.92386
82814 | 6.93 | 0.8 | 365 | 6.3135 | 0.70472 | 7 | 0.018226
82813 | 5.61 | 0.8 | 365 | 5.1109 | 0.28477 | 5 | 0.39571
82647 | 6.555 | 0.8 | 365 | 5.9719 | 0.017234 | 5 | 0.9891
82646 | 11.115 | 0.8 | 365 | 10.1262 | 0.37705 | 10 | 0.50326
82635 | 3.42 | 0.8 | 365 | 3.1158 | 0.26986 | 3 | 0.38562
82633 | 11.88 | 0.8 | 365 | 10.8232 | 0.77952 | 11 | 0.60267
82593 | 3.245 | 0.8 | 365 | 2.9563 | 0.94904 | 3 | 0.90536
82385 | 3.1 | 0.8 | 365 | 2.8242 | 0.68321 | 3 | 0.50743
80868 | 1.89 | 0.8 | 365 | 1.7219 | 0.46492 | 2 | 0.18679
82992 | 7.2 | 0.8 | 365 | 6.5595 | 0.19971 | 6 | 0.7592
82991 | 11.505 | 0.8 | 365 | 10.4815 | 0.092034 | 10 | 0.57355
82990 | 11.89 | 0.8 | 365 | 10.8323 | 0.79785 | 11 | 0.63012
82989 | 6 | 0.8 | 365 | 5.4662 | 0.99976 | 6 | 0.466
82591 | 8.06 | 0.8 | 365 | 7.343 | 0.77634 | 8 | 0.11932
82586 | 9.145 | 0.8 | 365 | 8.3315 | 0.76546 | 9 | 0.096923
82994 | 9.44 | 0.8 | 365 | 8.6002 | 0.30628 | 8 | 0.9065
82995 | 3.54 | 0.8 | 365 | 3.2251 | 0.48986 | 3 | 0.71494
82999 | 12.095 | 0.8 | 365 | 11.019 | 0.17368 | 11 | 0.19271
83000 | 7.08 | 0.8 | 365 | 6.4502 | 0.97971 | 7 | 0.42988
83001 | 7.08 | 0.8 | 365 | 6.4502 | 0.97971 | 7 | 0.42988
83004 | 11.21 | 0.8 | 365 | 10.2128 | 0.55121 | 10 | 0.76397
82998 | 8.555 | 0.8 | 365 | 7.7939 | 0.68382 | 8 | 0.47777
83002 | 7.375 | 0.8 | 365 | 6.7189 | 0.52053 | 7 | 0.23945
82996 | 8.12 | 0.8 | 365 | 7.3976 | 0.88634 | 8 | 0.28398
83035 | 9.405 | 0.8 | 365 | 8.5683 | 0.24212 | 8 | 0.81045
83034 | 5.28 | 0.8 | 365 | 4.8103 | 0.67979 | 5 | 0.49008
83033 | 4.845 | 0.8 | 365 | 4.414 | 0.8823 | 5 | 0.29629
83006 | 5.31 | 0.8 | 365 | 4.8376 | 0.73478 | 5 | 0.57241
83032 | 6.6 | 0.8 | 365 | 6.0129 | 0.099732 | 6 | 0.1126
83031 | 8.835 | 0.8 | 365 | 8.049 | 0.19714 | 8 | 0.24618
83009 | 7.67 | 0.8 | 365 | 6.9877 | 0.061356 | 7 | 0.049033
83008 | 12.18 | 0.8 | 365 | 11.0965 | 0.32951 | 11 | 0.42597
81984 | 85 | 0.6 | 365 | 58.0788 | 0.87242 | 58 | 0.95122
82520 | 9.72 | 0.8 | 365 | 8.8553 | 0.81961 | 9 | 0.67491
82393 | 4.13 | 0.8 | 365 | 3.7626 | 0.5715 | 4 | 0.33409
82383 | 11.055 | 0.8 | 365 | 10.0715 | 0.26705 | 10 | 0.3386
82430 | 5.8 | 0.8 | 365 | 5.284 | 0.6331 | 5 | 0.91713
82326 | 7.625 | 0.8 | 365 | 6.9467 | 0.97886 | 7 | 0.92554
82332 | 4.93 | 0.8 | 365 | 4.4914 | 0.038134 | 4 | 0.52956
82066 | 24.75 | 0.8 | 365 | 22.5482 | 0.374 | 22 | 0.92224
82488 | 13.72 | 0.8 | 365 | 12.4995 | 0.15278 | 12 | 0.65225
82490 | 6.72 | 0.8 | 365 | 6.1222 | 0.31973 | 6 | 0.44192
82289 | 6.625 | 0.8 | 365 | 6.0356 | 0.14556 | 6 | 0.1812
82318 | 6.49 | 0.8 | 365 | 5.9126 | 0.89807 | 6 | 0.81072
82324 | 8.12 | 0.8 | 365 | 7.3976 | 0.88634 | 8 | 0.28398
82339 | 12.025 | 0.8 | 365 | 10.9553 | 0.045346 | 11 | 0.00060192
82340 | 13 | 0.8 | 365 | 11.8435 | 0.83281 | 12 | 0.67633
82353 | 7.015 | 0.8 | 365 | 6.3909 | 0.86055 | 7 | 0.25149
82320 | 23.36 | 0.8 | 365 | 21.2819 | 0.82572 | 22 | 0.10761
82389 | 12.775 | 0.8 | 365 | 11.6385 | 0.42032 | 12 | 0.058852
82481 | 3.285 | 0.8 | 365 | 2.9928 | 0.022367 | 3 | 0.015133
82331 | 10.05 | 0.8 | 365 | 9.156 | 0.42459 | 9 | 0.58054
82424 | 12.96 | 0.8 | 365 | 11.8071 | 0.75947 | 12 | 0.56655
81698 | 9.735 | 0.8 | 365 | 8.869 | 0.84711 | 9 | 0.71608
81863 | 4.2 | 0.8 | 365 | 3.8264 | 0.69983 | 4 | 0.5262
82403 | 6.38 | 0.8 | 365 | 5.8124 | 0.69641 | 6 | 0.50884
82592 | 4.72 | 0.8 | 365 | 4.3001 | 0.65314 | 4 | 0.95325
82584 | 14.82 | 0.8 | 365 | 13.5016 | 0.1694 | 13 | 0.67101
82455 | 9.45 | 0.8 | 365 | 8.6093 | 0.32462 | 8 | 0.93394
82459 | 9.6 | 0.8 | 365 | 8.746 | 0.59961 | 9 | 0.34559
82476 | 6.67 | 0.8 | 365 | 6.0766 | 0.22806 | 6 | 0.3047
82346 | 16.74 | 0.8 | 365 | 15.2508 | 0.68932 | 15 | 0.94013
82215 | 6.93 | 0.8 | 365 | 6.3135 | 0.70472 | 7 | 0.018226
82226 | 5.61 | 0.8 | 365 | 5.1109 | 0.28477 | 5 | 0.39571
82356 | 6 | 0.8 | 365 | 5.4662 | 0.99976 | 6 | 0.466
82386 | 12.06 | 0.8 | 365 | 10.9871 | 0.10951 | 11 | 0.096654
82270 | 7.41 | 0.8 | 365 | 6.7508 | 0.5847 | 7 | 0.33551
82577 | 3.77 | 0.8 | 365 | 3.4346 | 0.91151 | 4 | 0.34613
82597 | 3.965 | 0.8 | 365 | 3.6123 | 0.26901 | 3 | 0.88128
82599 | 5.1 | 0.8 | 365 | 4.6463 | 0.34979 | 4 | 0.9961
82600 | 11.39 | 0.8 | 365 | 10.3767 | 0.8812 | 11 | 0.25795
82602 | 7.68 | 0.8 | 365 | 6.9968 | 0.079689 | 7 | 0.076476
82604 | 8.04 | 0.8 | 365 | 7.3248 | 0.73967 | 8 | 0.064436
82605 | 12 | 0.8 | 365 | 10.9325 | 0.99951 | 11 | 0.93199
82607 | 13.6 | 0.8 | 365 | 12.3901 | 0.93278 | 13 | 0.32293
82616 | 5.76 | 0.8 | 365 | 5.2476 | 0.55977 | 5 | 0.80736
82620 | 4.48 | 0.8 | 365 | 4.0815 | 0.21315 | 4 | 0.29461
82622 | 10.08 | 0.8 | 365 | 9.1833 | 0.47959 | 9 | 0.66287
82329 | 9.28 | 0.8 | 365 | 8.4545 | 0.012957 | 8 | 0.46741
82330 | 11.59 | 0.8 | 365 | 10.559 | 0.24786 | 10 | 0.80682
82337 | 10.83 | 0.8 | 365 | 9.8666 | 0.85456 | 10 | 0.72112
82589 | 5.22 | 0.8 | 365 | 4.7556 | 0.56979 | 5 | 0.32542
82319 | 4.2 | 0.8 | 365 | 3.8264 | 0.69983 | 4 | 0.5262
82322 | 7.98 | 0.8 | 365 | 7.2701 | 0.62968 | 7 | 0.89978
82327 | 4.35 | 0.8 | 365 | 3.963 | 0.97482 | 4 | 0.93785
82868 | 15.41 | 0.8 | 365 | 14.0391 | 0.25104 | 14 | 0.29017
82221 | 4.64 | 0.8 | 365 | 4.2272 | 0.50648 | 4 | 0.7337
82223 | 6.27 | 0.8 | 365 | 5.7122 | 0.49475 | 6 | 0.20697
82224 | 11.97 | 0.8 | 365 | 10.9051 | 0.94451 | 11 | 0.84966
82398 | 5.76 | 0.8 | 365 | 5.2476 | 0.55977 | 5 | 0.80736
83051 | 9.3 | 0.8 | 365 | 8.4727 | 0.049623 | 8 | 0.5223
83048 | 5.7 | 0.8 | 365 | 5.1929 | 0.44977 | 5 | 0.6427
82587 | 4.06 | 0.8 | 365 | 3.6988 | 0.44317 | 4 | 0.14199
82446 | 7.5 | 0.8 | 365 | 6.8328 | 0.7497 | 7 | 0.5825
79731 | 3.48 | 0.8 | 365 | 3.1704 | 0.37986 | 3 | 0.55028
81540 | 24.12 | 0.8 | 365 | 21.9743 | 0.21902 | 22 | 0.19331
82519 | 7.36 | 0.8 | 365 | 6.7053 | 0.49304 | 7 | 0.19829
82388 | 10.89 | 0.8 | 365 | 9.9212 | 0.96456 | 10 | 0.88578
81713 | 4.64 | 0.8 | 365 | 4.2272 | 0.50648 | 4 | 0.7337
82566 | 4.06 | 0.8 | 365 | 3.6988 | 0.44317 | 4 | 0.14199
49776 | 13.08 | 0.8 | 365 | 11.9164 | 0.97947 | 12 | 0.89587
82262 | 5.22 | 0.8 | 365 | 4.7556 | 0.56979 | 5 | 0.32542
82471 | 4.64 | 0.8 | 365 | 4.2272 | 0.50648 | 4 | 0.7337
82399 | 8.37 | 0.8 | 365 | 7.6254 | 0.34466 | 7 | 0.97007
82135 | 8.1 | 0.8 | 365 | 7.3794 | 0.84967 | 8 | 0.2291
82682 | 6.46 | 0.8 | 365 | 5.8853 | 0.84307 | 6 | 0.72839
82107 | 2.17 | 0.8 | 365 | 1.977 | 0.97825 | 2 | 0.9552
82128 | 8.96 | 0.8 | 365 | 8.1629 | 0.4263 | 8 | 0.58922
81329 | 5.6 | 0.8 | 365 | 5.1018 | 0.26644 | 5 | 0.36826
82136 | 5.4 | 0.8 | 365 | 4.9196 | 0.89978 | 5 | 0.8194
82354 | 4.38 | 0.8 | 365 | 3.9904 | 0.029822 | 4 | 0.020178
82127 | 8.96 | 0.8 | 365 | 8.1629 | 0.4263 | 8 | 0.58922
82129 | 8.96 | 0.8 | 365 | 8.1629 | 0.4263 | 8 | 0.58922
82022 | 2.9 | 0.8 | 365 | 2.642 | 0.31655 | 2 | 0.95857
82623 | 13.2 | 0.8 | 365 | 12.0257 | 0.19946 | 12 | 0.22519
82625 | 3.2 | 0.8 | 365 | 2.9153 | 0.86654 | 3 | 0.78186
82626 | 3.3 | 0.8 | 365 | 3.0064 | 0.049866 | 3 | 0.056298
82627 | 6.7 | 0.8 | 365 | 6.104 | 0.28306 | 6 | 0.38703
82630 | 3.48 | 0.8 | 365 | 3.1704 | 0.37986 | 3 | 0.55028
82631 | 5.31 | 0.8 | 365 | 4.8376 | 0.73478 | 5 | 0.57241
82243 | 10.15 | 0.8 | 365 | 9.2471 | 0.60792 | 9 | 0.85498
82240 | 6.96 | 0.8 | 365 | 6.3408 | 0.75972 | 7 | 0.10056
82634 | 2.065 | 0.8 | 365 | 1.8813 | 0.78575 | 2 | 0.66705
82525 | 18.65 | 0.8 | 365 | 16.9909 | 0.19091 | 17 | 0.18181
82276 | 7 | 0.8 | 365 | 6.3773 | 0.83305 | 7 | 0.21033
82636 | 6.12 | 0.8 | 365 | 5.5756 | 0.21975 | 5 | 0.79532
82637 | 4.13 | 0.8 | 365 | 3.7626 | 0.5715 | 4 | 0.33409
82638 | 8.26 | 0.8 | 365 | 7.5252 | 0.143 | 7 | 0.66819
82642 | 5.605 | 0.8 | 365 | 5.1064 | 0.27561 | 5 | 0.38199
82644 | 3.54 | 0.8 | 365 | 3.2251 | 0.48986 | 3 | 0.71494
82641 | 5.22 | 0.8 | 365 | 4.7556 | 0.56979 | 5 | 0.32542
82643 | 6.38 | 0.8 | 365 | 5.8124 | 0.69641 | 6 | 0.50884
82645 | 6.75 | 0.8 | 365 | 6.1495 | 0.37473 | 6 | 0.52425
82649 | 3.9 | 0.8 | 365 | 3.5531 | 0.14984 | 3 | 0.7029
82650 | 10.44 | 0.8 | 365 | 9.5113 | 0.13958 | 9 | 0.65083
82651 | 12.54 | 0.8 | 365 | 11.4244 | 0.98949 | 12 | 0.41393
82653 | 9.48 | 0.8 | 365 | 8.6367 | 0.37962 | 9 | 0.016275
82654 | 6.72 | 0.8 | 365 | 6.1222 | 0.31973 | 6 | 0.44192
82657 | 10.545 | 0.8 | 365 | 9.6069 | 0.33207 | 9 | 0.93899
81668 | 94.05 | 0.6 | 365 | 64.2625 | 0.31589 | 64 | 0.57837
52727 | 1760.76 | 1 | 365 | 2005.1535 | 0.98579 | 2006 | 0.13928
74365 | 86.4 | 0.6 | 365 | 59.0354 | 0.79737 | 59 | 0.83277
7419 | 460.8 | 0.6 | 365 | 314.8554 | 0.58599 | 315 | 0.44142
81958 | 6.09 | 0.8 | 365 | 5.5482 | 0.16475 | 5 | 0.71299
82669 | 9.735 | 0.8 | 365 | 8.869 | 0.84711 | 9 | 0.71608
82670 | 4.425 | 0.8 | 365 | 4.0314 | 0.11232 | 4 | 0.14367
82673 | 6.38 | 0.8 | 365 | 5.8124 | 0.69641 | 6 | 0.50884
82675 | 6.785 | 0.8 | 365 | 6.1814 | 0.43889 | 6 | 0.6203
82676 | 9.145 | 0.8 | 365 | 8.3315 | 0.76546 | 9 | 0.096923
82677 | 4.72 | 0.8 | 365 | 4.3001 | 0.65314 | 4 | 0.95325
34239 | 2310.12 | 0.9 | 365 | 2367.6882 | 0.51716 | 2368 | 0.20535
82690 | 12.6 | 0.8 | 365 | 11.4791 | 0.099489 | 11 | 0.57859
63539 | 192.78 | 0.9 | 365 | 197.5841 | 0.59996 | 198 | 0.18404
81131 | 124.8 | 0.6 | 365 | 85.2733 | 0.59621 | 85 | 0.86955
82694 | 6.6 | 0.8 | 365 | 6.0129 | 0.099732 | 6 | 0.1126
82695 | 6.6 | 0.8 | 365 | 6.0129 | 0.099732 | 6 | 0.1126
81129 | 4.64 | 0.8 | 365 | 4.2272 | 0.50648 | 4 | 0.7337
82699 | 8.64 | 0.8 | 365 | 7.8714 | 0.83965 | 8 | 0.71104
82698 | 4.5 | 0.8 | 365 | 4.0997 | 0.24982 | 4 | 0.3495
82701 | 5.795 | 0.8 | 365 | 5.2795 | 0.62393 | 5 | 0.90341
82705 | 12.2 | 0.8 | 365 | 11.1147 | 0.36617 | 11 | 0.48086
82707 | 5.22 | 0.8 | 365 | 4.7556 | 0.56979 | 5 | 0.32542
82708 | 6.09 | 0.8 | 365 | 5.5482 | 0.16475 | 5 | 0.71299
82709 | 11.505 | 0.8 | 365 | 10.4815 | 0.092034 | 10 | 0.57355
82710 | 11.21 | 0.8 | 365 | 10.2128 | 0.55121 | 10 | 0.76397
82225 | 554.715 | 0.6 | 365 | 379.0257 | 0.71626 | 379 | 0.74193
82628 | 7.975 | 0.8 | 365 | 7.2655 | 0.62051 | 7 | 0.88605
82729 | 2.95 | 0.8 | 365 | 2.6876 | 0.40821 | 3 | 0.095782
82728 | 7.8 | 0.8 | 365 | 7.1061 | 0.29968 | 7 | 0.4058
82730 | 2.95 | 0.8 | 365 | 2.6876 | 0.40821 | 3 | 0.095782
82731 | 4.13 | 0.8 | 365 | 3.7626 | 0.5715 | 4 | 0.33409
82732 | 4.72 | 0.8 | 365 | 4.3001 | 0.65314 | 4 | 0.95325
82733 | 8.85 | 0.8 | 365 | 8.0627 | 0.22464 | 8 | 0.28735
82735 | 3.54 | 0.8 | 365 | 3.2251 | 0.48986 | 3 | 0.71494
82736 | 5.51 | 0.8 | 365 | 5.0198 | 0.10144 | 5 | 0.12127
82734 | 5.51 | 0.8 | 365 | 5.0198 | 0.10144 | 5 | 0.12127
82737 | 4.5 | 0.8 | 365 | 4.0997 | 0.24982 | 4 | 0.3495
82738 | 5.31 | 0.8 | 365 | 4.8376 | 0.73478 | 5 | 0.57241
82740 | 4.72 | 0.8 | 365 | 4.3001 | 0.65314 | 4 | 0.95325
82742 | 13.275 | 0.8 | 365 | 12.0941 | 0.33696 | 12 | 0.43102
82741 | 2.68 | 0.8 | 365 | 2.4416 | 0.91322 | 3 | 0.35481
82743 | 7.54 | 0.8 | 365 | 6.8692 | 0.82303 | 7 | 0.69227
82744 | 3.99 | 0.8 | 365 | 3.635 | 0.31484 | 3 | 0.94989
82746 | 8.41 | 0.8 | 365 | 7.6618 | 0.41799 | 8 | 0.079839
82748 | 9.735 | 0.8 | 365 | 8.869 | 0.84711 | 9 | 0.71608
82749 | 5.605 | 0.8 | 365 | 5.1064 | 0.27561 | 5 | 0.38199
82752 | 8.26 | 0.8 | 365 | 7.5252 | 0.143 | 7 | 0.66819
82753 | 5.605 | 0.8 | 365 | 5.1064 | 0.27561 | 5 | 0.38199
82754 | 6.67 | 0.8 | 365 | 6.0766 | 0.22806 | 6 | 0.3047
82756 | 2.95 | 0.8 | 365 | 2.6876 | 0.40821 | 3 | 0.095782
82757 | 9.145 | 0.8 | 365 | 8.3315 | 0.76546 | 9 | 0.096923
82758 | 7.67 | 0.8 | 365 | 6.9877 | 0.061356 | 7 | 0.049033
82759 | 2.655 | 0.8 | 365 | 2.4188 | 0.86739 | 3 | 0.2862
82761 | 7.67 | 0.8 | 365 | 6.9877 | 0.061356 | 7 | 0.049033
82751 | 6.54 | 0.8 | 365 | 5.9582 | 0.98973 | 6 | 0.94794
82762 | 4.72 | 0.8 | 365 | 4.3001 | 0.65314 | 4 | 0.95325
82764 | 7.965 | 0.8 | 365 | 7.2564 | 0.60218 | 7 | 0.85861
82765 | 7.965 | 0.8 | 365 | 7.2564 | 0.60218 | 7 | 0.85861
82767 | 7.08 | 0.8 | 365 | 6.4502 | 0.97971 | 7 | 0.42988
82768 | 4.72 | 0.8 | 365 | 4.3001 | 0.65314 | 4 | 0.95325
82770 | 2.655 | 0.8 | 365 | 2.4188 | 0.86739 | 3 | 0.2862
82771 | 7.965 | 0.8 | 365 | 7.2564 | 0.60218 | 7 | 0.85861
34391 | 1388.16 | 1 | 365 | 1580.8366 | 0.12967 | 1580 | 0.96627
47410 | 1392.84 | 1 | 365 | 1586.1662 | 0.85443 | 1587 | 0.020621
82774 | 4.425 | 0.8 | 365 | 4.0314 | 0.11232 | 4 | 0.14367
82776 | 9.735 | 0.8 | 365 | 8.869 | 0.84711 | 9 | 0.71608
82777 | 4.13 | 0.8 | 365 | 3.7626 | 0.5715 | 4 | 0.33409
82778 | 3.835 | 0.8 | 365 | 3.4938 | 0.030678 | 3 | 0.52452
82779 | 6.785 | 0.8 | 365 | 6.1814 | 0.43889 | 6 | 0.6203
82780 | 9.145 | 0.8 | 365 | 8.3315 | 0.76546 | 9 | 0.096923
82781 | 8.555 | 0.8 | 365 | 7.7939 | 0.68382 | 8 | 0.47777
82783 | 10.56 | 0.8 | 365 | 9.6206 | 0.35957 | 9 | 0.98015
82782 | 4.875 | 0.8 | 365 | 4.4413 | 0.9373 | 5 | 0.37862
82784 | 11.88 | 0.8 | 365 | 10.8232 | 0.77952 | 11 | 0.60267
82785 | 12.8 | 0.8 | 365 | 11.6613 | 0.46615 | 12 | 0.12746
82786 | 10.98 | 0.8 | 365 | 10.0032 | 0.12955 | 10 | 0.13277
82787 | 11 | 0.8 | 365 | 10.0214 | 0.16622 | 10 | 0.18766
82788 | 11.68 | 0.8 | 365 | 10.6409 | 0.41286 | 11 | 0.053807
82789 | 8.555 | 0.8 | 365 | 7.7939 | 0.68382 | 8 | 0.47777
82790 | 8.32 | 0.8 | 365 | 7.5799 | 0.253 | 7 | 0.83285
82745 | 12.71 | 0.8 | 365 | 11.5793 | 0.30115 | 11 | 0.88047
82793 | 4.905 | 0.8 | 365 | 4.4687 | 0.9923 | 5 | 0.46095
82794 | 9.28 | 0.8 | 365 | 8.4545 | 0.012957 | 8 | 0.46741
82795 | 13.05 | 0.8 | 365 | 11.8891 | 0.92447 | 12 | 0.81354
82796 | 8.26 | 0.8 | 365 | 7.5252 | 0.143 | 7 | 0.66819
82799 | 9.15 | 0.8 | 365 | 8.336 | 0.77463 | 9 | 0.11065
82801 | 13.325 | 0.8 | 365 | 12.1396 | 0.42863 | 12 | 0.56823
78382 | 44 | 0.6 | 365 | 30.0643 | 0.49866 | 30 | 0.56298
82775 | 12.099 | 0.8 | 365 | 11.0227 | 0.18101 | 11 | 0.20368
82846 | 10.08 | 0.8 | 365 | 9.1833 | 0.47959 | 9 | 0.66287
82848 | 14 | 0.8 | 365 | 12.7546 | 0.6661 | 13 | 0.42066
82847 | 12.095 | 0.8 | 365 | 11.019 | 0.17368 | 11 | 0.19271
82851 | 13.4 | 0.8 | 365 | 12.2079 | 0.56612 | 12 | 0.77406
82852 | 12.95 | 0.8 | 365 | 11.798 | 0.74114 | 12 | 0.53911
82854 | 8.85 | 0.8 | 365 | 8.0627 | 0.22464 | 8 | 0.28735
82855 | 8.4 | 0.8 | 365 | 7.6527 | 0.39966 | 8 | 0.052396
82874 | 6.825 | 0.8 | 365 | 6.2178 | 0.51222 | 6 | 0.73007
82881 | 10.64 | 0.8 | 365 | 9.6935 | 0.50624 | 10 | 0.1997
82853 | 2.9 | 0.8 | 365 | 2.642 | 0.31655 | 2 | 0.95857
82618 | 12.73 | 0.8 | 365 | 11.5975 | 0.33782 | 11 | 0.93536
81883 | 5.1 | 0.8 | 365 | 4.6463 | 0.34979 | 4 | 0.9961
83234 | 13.275 | 0.8 | 365 | 12.0941 | 0.33696 | 12 | 0.43102
82769 | 12.095 | 0.8 | 365 | 11.019 | 0.17368 | 11 | 0.19271
82763 | 2.95 | 0.8 | 365 | 2.6876 | 0.40821 | 3 | 0.095782
82179 | 4.96 | 0.8 | 365 | 4.5188 | 0.093132 | 4 | 0.61189
82278 | 13.975 | 0.8 | 365 | 12.7318 | 0.62027 | 13 | 0.35205
82143 | 7.56 | 0.8 | 365 | 6.8875 | 0.85969 | 7 | 0.74716
82582 | 12.6 | 0.8 | 365 | 11.4791 | 0.099489 | 11 | 0.57859
82696 | 4.64 | 0.8 | 365 | 4.2272 | 0.50648 | 4 | 0.7337
82182 | 15.08 | 0.8 | 365 | 13.7385 | 0.64606 | 14 | 0.38454
82672 | 6.195 | 0.8 | 365 | 5.6439 | 0.35725 | 6 | 0.0011417
78381 | 115.2 | 0.6 | 365 | 78.7139 | 0.3965 | 79 | 0.11035
82323 | 5.6 | 0.8 | 365 | 5.1018 | 0.26644 | 5 | 0.36826
82913 | 7.25 | 0.8 | 365 | 6.605 | 0.29137 | 6 | 0.89641
81664 | 13.115 | 0.8 | 365 | 11.9483 | 0.043635 | 11 | 0.99192
82369 | 7.83 | 0.8 | 365 | 7.1334 | 0.35468 | 7 | 0.48813
81954 | 8.4 | 0.8 | 365 | 7.6527 | 0.39966 | 8 | 0.052396
82572 | 9.45 | 0.8 | 365 | 8.6093 | 0.32462 | 8 | 0.93394
82857 | 3.77 | 0.8 | 365 | 3.4346 | 0.91151 | 4 | 0.34613
82879 | 11.375 | 0.8 | 365 | 10.3631 | 0.85371 | 11 | 0.21679
82882 | 5.04 | 0.8 | 365 | 4.5916 | 0.2398 | 4 | 0.83144
82883 | 11.22 | 0.8 | 365 | 10.2219 | 0.56955 | 10 | 0.79141
82884 | 3.54 | 0.8 | 365 | 3.2251 | 0.48986 | 3 | 0.71494
82885 | 3.77 | 0.8 | 365 | 3.4346 | 0.91151 | 4 | 0.34613
82886 | 6.67 | 0.8 | 365 | 6.0766 | 0.22806 | 6 | 0.3047
82888 | 7.25 | 0.8 | 365 | 6.605 | 0.29137 | 6 | 0.89641
82887 | 9.81 | 0.8 | 365 | 8.9373 | 0.9846 | 9 | 0.9219
82889 | 7.25 | 0.8 | 365 | 6.605 | 0.29137 | 6 | 0.89641
82890 | 8.375 | 0.8 | 365 | 7.63 | 0.35383 | 7 | 0.98379
79043 | 73.71 | 0.7 | 365 | 58.7587 | 0.24051 | 58 | 0.99917
82892 | 10.8 | 0.8 | 365 | 9.8392 | 0.79956 | 10 | 0.63879
82895 | 4.93 | 0.8 | 365 | 4.4914 | 0.038134 | 4 | 0.52956
82898 | 2.95 | 0.8 | 365 | 2.6876 | 0.40821 | 3 | 0.095782
82897 | 4.05 | 0.8 | 365 | 3.6897 | 0.42484 | 4 | 0.11455
82899 | 8.85 | 0.8 | 365 | 8.0627 | 0.22464 | 8 | 0.28735
82901 | 13.275 | 0.8 | 365 | 12.0941 | 0.33696 | 12 | 0.43102
82902 | 3.54 | 0.8 | 365 | 3.2251 | 0.48986 | 3 | 0.71494
82903 | 8.04 | 0.8 | 365 | 7.3248 | 0.73967 | 8 | 0.064436
82904 | 6.885 | 0.8 | 365 | 6.2725 | 0.62222 | 6 | 0.89473
82905 | 7.2 | 0.8 | 365 | 6.5595 | 0.19971 | 6 | 0.7592
82907 | 6.49 | 0.8 | 365 | 5.9126 | 0.89807 | 6 | 0.81072
82908 | 9.145 | 0.8 | 365 | 8.3315 | 0.76546 | 9 | 0.096923
82909 | 10.075 | 0.8 | 365 | 9.1787 | 0.47042 | 9 | 0.64915
82798 | 11.21 | 0.8 | 365 | 10.2128 | 0.55121 | 10 | 0.76397
82915 | 13.44 | 0.8 | 365 | 12.2444 | 0.63946 | 12 | 0.88383
82918 | 5.85 | 0.8 | 365 | 5.3296 | 0.72476 | 6 | 0.054347
82919 | 6.405 | 0.8 | 365 | 5.8352 | 0.74224 | 6 | 0.57745
82521 | 10.385 | 0.8 | 365 | 9.4612 | 0.038746 | 9 | 0.4999
82916 | 7.08 | 0.8 | 365 | 6.4502 | 0.97971 | 7 | 0.42988
82923 | 9.92 | 0.8 | 365 | 9.0375 | 0.18626 | 9 | 0.22378
82924 | 5.7 | 0.8 | 365 | 5.1929 | 0.44977 | 5 | 0.6427
82925 | 7.81 | 0.8 | 365 | 7.1152 | 0.31802 | 7 | 0.43324
82929 | 6.12 | 0.8 | 365 | 5.5756 | 0.21975 | 5 | 0.79532
82930 | 13.407 | 0.8 | 365 | 12.2143 | 0.57896 | 12 | 0.79327
82802 | 8.555 | 0.8 | 365 | 7.7939 | 0.68382 | 8 | 0.47777
82931 | 5.85 | 0.8 | 365 | 5.3296 | 0.72476 | 6 | 0.054347
82933 | 10.8 | 0.8 | 365 | 9.8392 | 0.79956 | 10 | 0.63879
82934 | 9.81 | 0.8 | 365 | 8.9373 | 0.9846 | 9 | 0.9219
82936 | 10.005 | 0.8 | 365 | 9.115 | 0.34209 | 9 | 0.45705
82939 | 1.75 | 0.8 | 365 | 1.5943 | 0.20826 | 1 | 0.80258
82938 | 3.84 | 0.8 | 365 | 3.4984 | 0.039844 | 3 | 0.53824
82941 | 11.16 | 0.8 | 365 | 10.1672 | 0.45955 | 10 | 0.62675
82935 | 9 | 0.8 | 365 | 8.1994 | 0.49964 | 8 | 0.699
82943 | 9.9 | 0.8 | 365 | 9.0193 | 0.1496 | 9 | 0.16889
82940 | 10.791 | 0.8 | 365 | 9.831 | 0.78306 | 10 | 0.6141
82949 | 13.34 | 0.8 | 365 | 12.1533 | 0.45613 | 12 | 0.6094
82950 | 4.72 | 0.8 | 365 | 4.3001 | 0.65314 | 4 | 0.95325
82951 | 6.67 | 0.8 | 365 | 6.0766 | 0.22806 | 6 | 0.3047
82953 | 10.545 | 0.8 | 365 | 9.6069 | 0.33207 | 9 | 0.93899
82954 | 9.38 | 0.8 | 365 | 8.5456 | 0.19629 | 8 | 0.74184
82955 | 9.125 | 0.8 | 365 | 8.3132 | 0.7288 | 9 | 0.042037
82956 | 9.8 | 0.8 | 365 | 8.9282 | 0.96627 | 9 | 0.89446
82959 | 6.03 | 0.8 | 365 | 5.4936 | 0.054756 | 5 | 0.54833
82960 | 6.6 | 0.8 | 365 | 6.0129 | 0.099732 | 6 | 0.1126
82961 | 6.08 | 0.8 | 365 | 5.5391 | 0.14642 | 5 | 0.68554
82967 | 9.425 | 0.8 | 365 | 8.5866 | 0.27878 | 8 | 0.86534
82859 | 21.11 | 0.8 | 365 | 19.2321 | 0.70081 | 19 | 0.93287
82968 | 8.175 | 0.8 | 365 | 7.4478 | 0.98717 | 8 | 0.43492
81700 | 7.375 | 0.8 | 365 | 6.7189 | 0.52053 | 7 | 0.23945
82969 | 8.04 | 0.8 | 365 | 7.3248 | 0.73967 | 8 | 0.064436
81705 | 13.3 | 0.8 | 365 | 12.1168 | 0.38279 | 12 | 0.49963
81961 | 6.96 | 0.8 | 365 | 6.3408 | 0.75972 | 7 | 0.10056
82081 | 10.385 | 0.8 | 365 | 9.4612 | 0.038746 | 9 | 0.4999
82121 | 4.14 | 0.8 | 365 | 3.7717 | 0.58983 | 4 | 0.36154
82373 | 12.71 | 0.8 | 365 | 11.5793 | 0.30115 | 11 | 0.88047
82574 | 10.85 | 0.8 | 365 | 9.8848 | 0.89123 | 10 | 0.77601
82692 | 3.3 | 0.8 | 365 | 3.0064 | 0.049866 | 3 | 0.056298
82922 | 12.9 | 0.8 | 365 | 11.7524 | 0.64948 | 12 | 0.40189
82981 | 7.25 | 0.8 | 365 | 6.605 | 0.29137 | 6 | 0.89641
82984 | 12.6 | 0.8 | 365 | 11.4791 | 0.099489 | 11 | 0.57859
82691 | 7.2 | 0.8 | 365 | 6.5595 | 0.19971 | 6 | 0.7592
82632 | 6.67 | 0.8 | 365 | 6.0766 | 0.22806 | 6 | 0.3047
82538 | 12.675 | 0.8 | 365 | 11.5474 | 0.23699 | 11 | 0.78442
82648 | 12.35 | 0.8 | 365 | 11.2513 | 0.64117 | 11 | 0.89251
82656 | 11.52 | 0.8 | 365 | 10.4952 | 0.11953 | 10 | 0.61471
82590 | 8.555 | 0.8 | 365 | 7.7939 | 0.68382 | 8 | 0.47777
82368 | 9.92 | 0.8 | 365 | 9.0375 | 0.18626 | 9 | 0.22378
82703 | 9.92 | 0.8 | 365 | 9.0375 | 0.18626 | 9 | 0.22378
82706 | 12.375 | 0.8 | 365 | 11.2741 | 0.687 | 11 | 0.96112
82993 | 7.02 | 0.8 | 365 | 6.3955 | 0.86972 | 7 | 0.26522
83005 | 7.08 | 0.8 | 365 | 6.4502 | 0.97971 | 7 | 0.42988
82608 | 8.8 | 0.8 | 365 | 8.0172 | 0.13298 | 8 | 0.15013
82985 | 6.03 | 0.8 | 365 | 5.4936 | 0.054756 | 5 | 0.54833
82978 | 5.1 | 0.8 | 365 | 4.6463 | 0.34979 | 4 | 0.9961
83012 | 9.8 | 0.8 | 365 | 8.9282 | 0.96627 | 9 | 0.89446
80943 | 4.56 | 0.8 | 365 | 4.1543 | 0.35982 | 4 | 0.51416
83014 | 2.6 | 0.8 | 365 | 2.3687 | 0.76656 | 3 | 0.13527
83017 | 10.08 | 0.8 | 365 | 9.1833 | 0.47959 | 9 | 0.66287
83018 | 4.2 | 0.8 | 365 | 3.8264 | 0.69983 | 4 | 0.5262
83019 | 11.9 | 0.8 | 365 | 10.8414 | 0.81618 | 11 | 0.65756
83020 | 5.85 | 0.8 | 365 | 5.3296 | 0.72476 | 6 | 0.054347
83021 | 5.95 | 0.8 | 365 | 5.4207 | 0.90809 | 6 | 0.32878
83022 | 7.8 | 0.8 | 365 | 7.1061 | 0.29968 | 7 | 0.4058
83025 | 6.49 | 0.8 | 365 | 5.9126 | 0.89807 | 6 | 0.81072
83026 | 9.735 | 0.8 | 365 | 8.869 | 0.84711 | 9 | 0.71608
83027 | 8.555 | 0.8 | 365 | 7.7939 | 0.68382 | 8 | 0.47777
83028 | 7.965 | 0.8 | 365 | 7.2564 | 0.60218 | 7 | 0.85861
83029 | 3.77 | 0.8 | 365 | 3.4346 | 0.91151 | 4 | 0.34613
82986 | 9.145 | 0.8 | 365 | 8.3315 | 0.76546 | 9 | 0.096923
83030 | 13.2 | 0.8 | 365 | 12.0257 | 0.19946 | 12 | 0.22519
82917 | 12.42 | 0.8 | 365 | 11.3151 | 0.7695 | 12 | 0.084613
82983 | 10.325 | 0.8 | 365 | 9.4065 | 0.92875 | 10 | 0.33524
82970 | 7.194 | 0.8 | 365 | 6.554 | 0.18871 | 6 | 0.74273
82971 | 12.6 | 0.8 | 365 | 11.4791 | 0.099489 | 11 | 0.57859
82972 | 7.194 | 0.8 | 365 | 6.554 | 0.18871 | 6 | 0.74273
82973 | 7.56 | 0.8 | 365 | 6.8875 | 0.85969 | 7 | 0.74716
82974 | 10.05 | 0.8 | 365 | 9.156 | 0.42459 | 9 | 0.58054
82975 | 8.502 | 0.8 | 365 | 7.7457 | 0.58666 | 8 | 0.33232
82976 | 10.137 | 0.8 | 365 | 9.2352 | 0.58409 | 9 | 0.8193
83040 | 7.84 | 0.8 | 365 | 7.1426 | 0.37302 | 7 | 0.51557
83042 | 10.95 | 0.8 | 365 | 9.9759 | 0.074556 | 10 | 0.050444
83043 | 9.24 | 0.8 | 365 | 8.418 | 0.93963 | 9 | 0.35764
83044 | 4.48 | 0.8 | 365 | 4.0815 | 0.21315 | 4 | 0.29461
83045 | 3.5 | 0.8 | 365 | 3.1886 | 0.41652 | 3 | 0.60516
83046 | 7.7 | 0.8 | 365 | 7.015 | 0.11635 | 7 | 0.13136
83047 | 6.205 | 0.8 | 365 | 5.653 | 0.37558 | 6 | 0.028585
83049 | 9.9 | 0.8 | 365 | 9.0193 | 0.1496 | 9 | 0.16889
82926 | 5.4 | 0.8 | 365 | 4.9196 | 0.89978 | 5 | 0.8194
83024 | 4.425 | 0.8 | 365 | 4.0314 | 0.11232 | 4 | 0.14367
83050 | 3.245 | 0.8 | 365 | 2.9563 | 0.94904 | 3 | 0.90536
83052 | 7.2 | 0.8 | 365 | 6.5595 | 0.19971 | 6 | 0.7592
83053 | 13.275 | 0.8 | 365 | 12.0941 | 0.33696 | 12 | 0.43102
83056 | 7.695 | 0.8 | 365 | 7.0105 | 0.10719 | 7 | 0.11764
83058 | 13.325 | 0.8 | 365 | 12.1396 | 0.42863 | 12 | 0.56823
83059 | 11.7 | 0.8 | 365 | 10.6592 | 0.44953 | 11 | 0.10869
83061 | 9.28 | 0.8 | 365 | 8.4545 | 0.012957 | 8 | 0.46741
83062 | 2.48 | 0.8 | 365 | 2.2594 | 0.54657 | 2 | 0.80595
83063 | 11.31 | 0.8 | 365 | 10.3039 | 0.73454 | 11 | 0.038404
83064 | 8.55 | 0.8 | 365 | 7.7894 | 0.67465 | 8 | 0.46405
82747 | 6.7 | 0.8 | 365 | 6.104 | 0.28306 | 6 | 0.38703
82760 | 11.16 | 0.8 | 365 | 10.1672 | 0.45955 | 10 | 0.62675
82773 | 9.66 | 0.8 | 365 | 8.8006 | 0.70961 | 9 | 0.51025
82803 | 10.35 | 0.8 | 365 | 9.4293 | 0.97458 | 10 | 0.40384
82804 | 11.16 | 0.8 | 365 | 10.1672 | 0.45955 | 10 | 0.62675
82805 | 13.8 | 0.8 | 365 | 12.5724 | 0.29944 | 12 | 0.87179
82807 | 7.92 | 0.8 | 365 | 7.2154 | 0.51968 | 7 | 0.73512
82806 | 10.35 | 0.8 | 365 | 9.4293 | 0.97458 | 10 | 0.40384
82811 | 9 | 0.8 | 365 | 8.1994 | 0.49964 | 8 | 0.699
82812 | 9.72 | 0.8 | 365 | 8.8553 | 0.81961 | 9 | 0.67491
82866 | 4.83 | 0.8 | 365 | 4.4003 | 0.8548 | 5 | 0.25513
82870 | 7.94 | 0.8 | 365 | 7.2337 | 0.55634 | 7 | 0.79
82869 | 10.8 | 0.8 | 365 | 9.8392 | 0.79956 | 10 | 0.63879
82873 | 10.35 | 0.8 | 365 | 9.4293 | 0.97458 | 10 | 0.40384
82875 | 11.16 | 0.8 | 365 | 10.1672 | 0.45955 | 10 | 0.62675
82876 | 7.59 | 0.8 | 365 | 6.9148 | 0.91469 | 7 | 0.82949
82910 | 7.59 | 0.8 | 365 | 6.9148 | 0.91469 | 7 | 0.82949
82911 | 4.83 | 0.8 | 365 | 4.4003 | 0.8548 | 5 | 0.25513
82914 | 14.15 | 0.8 | 365 | 12.8912 | 0.94109 | 13 | 0.83231
52690 | 2894.4 | 0.8 | 365 | 2636.9142 | 0.28268 | 2637 | 0.19686
80558 | 200.88 | 0.6 | 365 | 137.2573 | 0.20389 | 137 | 0.46118
83080 | 6.72 | 0.8 | 365 | 6.1222 | 0.31973 | 6 | 0.44192
83090 | 13.275 | 0.8 | 365 | 12.0941 | 0.33696 | 12 | 0.43102
83091 | 5.605 | 0.8 | 365 | 5.1064 | 0.27561 | 5 | 0.38199
83092 | 30.72 | 0.6 | 365 | 20.9904 | 0.23907 | 21 | 0.22943
76343 | 2443.5 | 0.7 | 365 | 1947.8605 | 0.69459 | 1948 | 0.55505
83094 | 5.7 | 0.8 | 365 | 5.1929 | 0.44977 | 5 | 0.6427
83099 | 6.825 | 0.8 | 365 | 6.2178 | 0.51222 | 6 | 0.73007
83103 | 2.565 | 0.8 | 365 | 2.3368 | 0.7024 | 3 | 0.039214
83104 | 7.125 | 0.8 | 365 | 6.4912 | 0.062211 | 6 | 0.55337
83111 | 7.41 | 0.8 | 365 | 6.7508 | 0.5847 | 7 | 0.33551
83113 | 6.12 | 0.8 | 365 | 5.5756 | 0.21975 | 5 | 0.79532
83117 | 8.32 | 0.8 | 365 | 7.5799 | 0.253 | 7 | 0.83285
83119 | 10.54 | 0.8 | 365 | 9.6024 | 0.32291 | 9 | 0.92527
83123 | 7.7 | 0.8 | 365 | 7.015 | 0.11635 | 7 | 0.13136
83125 | 5.1 | 0.8 | 365 | 4.6463 | 0.34979 | 4 | 0.9961
83126 | 4.62 | 0.8 | 365 | 4.209 | 0.46981 | 4 | 0.67882
83129 | 8.845 | 0.8 | 365 | 8.0581 | 0.21547 | 8 | 0.27362
79296 | 94.08 | 0.6 | 365 | 64.283 | 0.35714 | 64 | 0.64012
79142 | 90.88 | 0.6 | 365 | 62.0965 | 0.95724 | 63 | 0.053724
83132 | 6.6 | 0.8 | 365 | 6.0129 | 0.099732 | 6 | 0.1126
83133 | 9.6 | 0.8 | 365 | 8.746 | 0.59961 | 9 | 0.34559
83134 | 7.92 | 0.8 | 365 | 7.2154 | 0.51968 | 7 | 0.73512
83135 | 15 | 0.8 | 365 | 13.6656 | 0.49939 | 14 | 0.16499
83141 | 3.3 | 0.8 | 365 | 3.0064 | 0.049866 | 3 | 0.056298
83142 | 5.025 | 0.8 | 365 | 4.578 | 0.2123 | 4 | 0.79027
83143 | 10.72 | 0.8 | 365 | 9.7663 | 0.6529 | 10 | 0.41925
83144 | 8.1 | 0.8 | 365 | 7.3794 | 0.84967 | 8 | 0.2291
81581 | 13.23 | 0.8 | 365 | 12.0531 | 0.25446 | 12 | 0.30752
79863 | 9.9 | 0.8 | 365 | 9.0193 | 0.1496 | 9 | 0.16889
83159 | 8.4 | 0.8 | 365 | 7.6527 | 0.39966 | 8 | 0.052396
82845 | 13.42 | 0.8 | 365 | 12.2262 | 0.60279 | 12 | 0.82895
83180 | 7.2 | 0.8 | 365 | 6.5595 | 0.19971 | 6 | 0.7592
83181 | 6.3 | 0.8 | 365 | 5.7396 | 0.54974 | 6 | 0.2893
83182 | 9 | 0.8 | 365 | 8.1994 | 0.49964 | 8 | 0.699
83183 | 4.8 | 0.8 | 365 | 4.373 | 0.79981 | 5 | 0.1728
83184 | 8.06 | 0.8 | 365 | 7.343 | 0.77634 | 8 | 0.11932
83192 | 11.89 | 0.8 | 365 | 10.8323 | 0.79785 | 11 | 0.63012
83200 | 10.03 | 0.8 | 365 | 9.1377 | 0.38793 | 9 | 0.52566
83205 | 24.9 | 0.8 | 365 | 22.6849 | 0.64899 | 23 | 0.33389
83206 | 9.94 | 0.8 | 365 | 9.0557 | 0.22293 | 9 | 0.27867
82716 | 10.44 | 0.8 | 365 | 9.5113 | 0.13958 | 9 | 0.65083
83207 | 12.87 | 0.8 | 365 | 11.7251 | 0.59448 | 12 | 0.31956
82720 | 6.96 | 0.8 | 365 | 6.3408 | 0.75972 | 7 | 0.10056
82452 | 4.06 | 0.8 | 365 | 3.6988 | 0.44317 | 4 | 0.14199
83209 | 8.4 | 0.8 | 365 | 7.6527 | 0.39966 | 8 | 0.052396
82723 | 10.92 | 0.8 | 365 | 9.9486 | 0.019557 | 9 | 0.96811
83211 | 7.04 | 0.8 | 365 | 6.4137 | 0.90638 | 7 | 0.3201
82739 | 6.96 | 0.8 | 365 | 6.3408 | 0.75972 | 7 | 0.10056
82724 | 7.83 | 0.8 | 365 | 7.1334 | 0.35468 | 7 | 0.48813
83212 | 10.56 | 0.8 | 365 | 9.6206 | 0.35957 | 9 | 0.98015
82725 | 8.7 | 0.8 | 365 | 7.926 | 0.94965 | 8 | 0.8757
83213 | 5.04 | 0.8 | 365 | 4.5916 | 0.2398 | 4 | 0.83144
83214 | 4.86 | 0.8 | 365 | 4.4277 | 0.9098 | 5 | 0.33746
82750 | 10.92 | 0.8 | 365 | 9.9486 | 0.019557 | 9 | 0.96811
83215 | 5.94 | 0.8 | 365 | 5.4116 | 0.88976 | 6 | 0.30134
82726 | 14 | 0.8 | 365 | 12.7546 | 0.6661 | 13 | 0.42066
83093 | 14.21 | 0.8 | 365 | 12.9459 | 0.051091 | 12 | 0.99697
83096 | 5.22 | 0.8 | 365 | 4.7556 | 0.56979 | 5 | 0.32542
83095 | 12.18 | 0.8 | 365 | 11.0965 | 0.32951 | 11 | 0.42597
83098 | 6.09 | 0.8 | 365 | 5.5482 | 0.16475 | 5 | 0.71299
83097 | 2.9 | 0.8 | 365 | 2.642 | 0.31655 | 2 | 0.95857
83102 | 4.06 | 0.8 | 365 | 3.6988 | 0.44317 | 4 | 0.14199
83100 | 10.73 | 0.8 | 365 | 9.7755 | 0.67123 | 10 | 0.44669
83136 | 4.845 | 0.8 | 365 | 4.414 | 0.8823 | 5 | 0.29629
83101 | 7.25 | 0.8 | 365 | 6.605 | 0.29137 | 6 | 0.89641
83140 | 4.06 | 0.8 | 365 | 3.6988 | 0.44317 | 4 | 0.14199
83148 | 6.67 | 0.8 | 365 | 6.0766 | 0.22806 | 6 | 0.3047
83150 | 3.48 | 0.8 | 365 | 3.1704 | 0.37986 | 3 | 0.55028
83186 | 3.36 | 0.8 | 365 | 3.0611 | 0.15986 | 3 | 0.22096
83152 | 7.54 | 0.8 | 365 | 6.8692 | 0.82303 | 7 | 0.69227
83187 | 8.99 | 0.8 | 365 | 8.1902 | 0.4813 | 8 | 0.67155
83155 | 4.35 | 0.8 | 365 | 3.963 | 0.97482 | 4 | 0.93785
83189 | 3.19 | 0.8 | 365 | 2.9062 | 0.8482 | 3 | 0.75442
83157 | 10.15 | 0.8 | 365 | 9.2471 | 0.60792 | 9 | 0.85498
83160 | 6.96 | 0.8 | 365 | 6.3408 | 0.75972 | 7 | 0.10056
83162 | 8.99 | 0.8 | 365 | 8.1902 | 0.4813 | 8 | 0.67155
83194 | 5.22 | 0.8 | 365 | 4.7556 | 0.56979 | 5 | 0.32542
83163 | 8.7 | 0.8 | 365 | 7.926 | 0.94965 | 8 | 0.8757
83216 | 13.275 | 0.8 | 365 | 12.0941 | 0.33696 | 12 | 0.43102
83217 | 7.08 | 0.8 | 365 | 6.4502 | 0.97971 | 7 | 0.42988
83204 | 11.6 | 0.8 | 365 | 10.5681 | 0.2662 | 10 | 0.83426
83165 | 11.02 | 0.8 | 365 | 10.0397 | 0.20289 | 10 | 0.24255
83166 | 4.64 | 0.8 | 365 | 4.2272 | 0.50648 | 4 | 0.7337
83108 | 4.06 | 0.8 | 365 | 3.6988 | 0.44317 | 4 | 0.14199
83109 | 6.09 | 0.8 | 365 | 5.5482 | 0.16475 | 5 | 0.71299
83110 | 5.13 | 0.8 | 365 | 4.6736 | 0.40479 | 5 | 0.078427
83114 | 15.12 | 0.8 | 365 | 13.7749 | 0.71939 | 14 | 0.49431
83172 | 9.86 | 0.8 | 365 | 8.9829 | 0.076267 | 9 | 0.059121
83118 | 4.35 | 0.8 | 365 | 3.963 | 0.97482 | 4 | 0.93785
83176 | 5.8 | 0.8 | 365 | 5.284 | 0.6331 | 5 | 0.91713
83177 | 9.86 | 0.8 | 365 | 8.9829 | 0.076267 | 9 | 0.059121
83178 | 5.22 | 0.8 | 365 | 4.7556 | 0.56979 | 5 | 0.32542
83120 | 11.2 | 0.8 | 365 | 10.2036 | 0.53288 | 10 | 0.73653
83190 | 7.54 | 0.8 | 365 | 6.8692 | 0.82303 | 7 | 0.69227
83220 | 4.64 | 0.8 | 365 | 4.2272 | 0.50648 | 4 | 0.7337
83146 | 5.8 | 0.8 | 365 | 5.284 | 0.6331 | 5 | 0.91713
83193 | 5.6 | 0.8 | 365 | 5.1018 | 0.26644 | 5 | 0.36826
83147 | 9.86 | 0.8 | 365 | 8.9829 | 0.076267 | 9 | 0.059121
83149 | 6.67 | 0.8 | 365 | 6.0766 | 0.22806 | 6 | 0.3047
83221 | 2.36 | 0.8 | 365 | 2.1501 | 0.32657 | 2 | 0.47663
83223 | 4.93 | 0.8 | 365 | 4.4914 | 0.038134 | 4 | 0.52956
83224 | 6.195 | 0.8 | 365 | 5.6439 | 0.35725 | 6 | 0.0011417
83226 | 7.67 | 0.8 | 365 | 6.9877 | 0.061356 | 7 | 0.049033
83227 | 5.015 | 0.8 | 365 | 4.5689 | 0.19396 | 4 | 0.76283
83228 | 6.49 | 0.8 | 365 | 5.9126 | 0.89807 | 6 | 0.81072
83229 | 6.195 | 0.8 | 365 | 5.6439 | 0.35725 | 6 | 0.0011417
83231 | 6.195 | 0.8 | 365 | 5.6439 | 0.35725 | 6 | 0.0011417
83230 | 12.76 | 0.8 | 365 | 11.6249 | 0.39282 | 12 | 0.017687
83232 | 8.85 | 0.8 | 365 | 8.0627 | 0.22464 | 8 | 0.28735
83233 | 2.95 | 0.8 | 365 | 2.6876 | 0.40821 | 3 | 0.095782
83151 | 13.92 | 0.8 | 365 | 12.6817 | 0.51944 | 13 | 0.20111
83154 | 13.34 | 0.8 | 365 | 12.1533 | 0.45613 | 12 | 0.6094
83156 | 5.22 | 0.8 | 365 | 4.7556 | 0.56979 | 5 | 0.32542
83158 | 9.28 | 0.8 | 365 | 8.4545 | 0.012957 | 8 | 0.46741
83161 | 9.45 | 0.8 | 365 | 8.6093 | 0.32462 | 8 | 0.93394
83237 | 13.34 | 0.8 | 365 | 12.1533 | 0.45613 | 12 | 0.6094
83238 | 8.99 | 0.8 | 365 | 8.1902 | 0.4813 | 8 | 0.67155
83239 | 6.67 | 0.8 | 365 | 6.0766 | 0.22806 | 6 | 0.3047
83240 | 11.21 | 0.8 | 365 | 10.2128 | 0.55121 | 10 | 0.76397
83241 | 6.38 | 0.8 | 365 | 5.8124 | 0.69641 | 6 | 0.50884
83242 | 4.64 | 0.8 | 365 | 4.2272 | 0.50648 | 4 | 0.7337
83243 | 6.5 | 0.8 | 365 | 5.9218 | 0.9164 | 6 | 0.83816
83244 | 9.6 | 0.8 | 365 | 8.746 | 0.59961 | 9 | 0.34559
83249 | 3.835 | 0.8 | 365 | 3.4938 | 0.030678 | 3 | 0.52452
83252 | 2.43 | 0.8 | 365 | 2.2138 | 0.4549 | 2 | 0.66873
83191 | 6.38 | 0.8 | 365 | 5.8124 | 0.69641 | 6 | 0.50884
83254 | 11.055 | 0.8 | 365 | 10.0715 | 0.26705 | 10 | 0.3386
83256 | 6.12 | 0.8 | 365 | 5.5756 | 0.21975 | 5 | 0.79532
83164 | 9.57 | 0.8 | 365 | 8.7187 | 0.54461 | 9 | 0.26326
83257 | 12.8 | 0.8 | 365 | 11.6613 | 0.46615 | 12 | 0.12746
83258 | 3.84 | 0.8 | 365 | 3.4984 | 0.039844 | 3 | 0.53824
83167 | 5.51 | 0.8 | 365 | 5.0198 | 0.10144 | 5 | 0.12127
83168 | 7.83 | 0.8 | 365 | 7.1334 | 0.35468 | 7 | 0.48813
83170 | 4.275 | 0.8 | 365 | 3.8947 | 0.83733 | 4 | 0.73202
83260 | 5.185 | 0.8 | 365 | 4.7237 | 0.50562 | 5 | 0.22937
83171 | 13.34 | 0.8 | 365 | 12.1533 | 0.45613 | 12 | 0.6094
83262 | 10.8 | 0.8 | 365 | 9.8392 | 0.79956 | 10 | 0.63879
81487 | 52.2 | 0.7 | 365 | 41.6118 | 0.73565 | 42 | 0.3474
83263 | 14.6 | 0.8 | 365 | 13.3012 | 0.76607 | 14 | 0.067259
83261 | 5.185 | 0.8 | 365 | 4.7237 | 0.50562 | 5 | 0.22937
83264 | 12.24 | 0.8 | 365 | 11.1511 | 0.4395 | 11 | 0.59063
83266 | 6.4 | 0.8 | 365 | 5.8307 | 0.73307 | 6 | 0.56373
83267 | 17.08 | 0.8 | 365 | 15.5606 | 0.31264 | 15 | 0.8732
83202 | 4.41 | 0.8 | 365 | 4.0177 | 0.084821 | 4 | 0.10251
83269 | 10.24 | 0.8 | 365 | 9.329 | 0.77292 | 10 | 0.10197
83245 | 5.51 | 0.8 | 365 | 5.0198 | 0.10144 | 5 | 0.12127
83270 | 10.5 | 0.8 | 365 | 9.5659 | 0.24957 | 9 | 0.81549
83248 | 9.86 | 0.8 | 365 | 8.9829 | 0.076267 | 9 | 0.059121
83250 | 7.83 | 0.8 | 365 | 7.1334 | 0.35468 | 7 | 0.48813
83272 | 8.4 | 0.8 | 365 | 7.6527 | 0.39966 | 8 | 0.052396
83273 | 12.96 | 0.8 | 365 | 11.8071 | 0.75947 | 12 | 0.56655
83274 | 16.64 | 0.8 | 365 | 15.1597 | 0.50599 | 15 | 0.6657
83277 | 13.5 | 0.8 | 365 | 12.299 | 0.74945 | 13 | 0.048493
83276 | 4.55 | 0.8 | 365 | 4.1452 | 0.34148 | 4 | 0.48671
83278 | 4.5 | 0.8 | 365 | 4.0997 | 0.24982 | 4 | 0.3495
82772 | 9.15 | 0.8 | 365 | 8.336 | 0.77463 | 9 | 0.11065
83279 | 3.99 | 0.8 | 365 | 3.635 | 0.31484 | 3 | 0.94989
83280 | 9.405 | 0.8 | 365 | 8.5683 | 0.24212 | 8 | 0.81045
83281 | 7.695 | 0.8 | 365 | 7.0105 | 0.10719 | 7 | 0.11764
82979 | 11.445 | 0.8 | 365 | 10.4269 | 0.98204 | 11 | 0.40889
82997 | 9.81 | 0.8 | 365 | 8.9373 | 0.9846 | 9 | 0.9219
83007 | 10.08 | 0.8 | 365 | 9.1833 | 0.47959 | 9 | 0.66287
83010 | 8.502 | 0.8 | 365 | 7.7457 | 0.58666 | 8 | 0.33232
83038 | 3.924 | 0.8 | 365 | 3.5749 | 0.19384 | 3 | 0.76876
83039 | 11.16 | 0.8 | 365 | 10.1672 | 0.45955 | 10 | 0.62675
83294 | 7 | 0.8 | 365 | 6.3773 | 0.83305 | 7 | 0.21033
83295 | 12.6 | 0.8 | 365 | 11.4791 | 0.099489 | 11 | 0.57859
83297 | 24.84 | 0.8 | 365 | 22.6302 | 0.53899 | 23 | 0.16923
83298 | 7.035 | 0.8 | 365 | 6.4092 | 0.89721 | 7 | 0.30638
83299 | 8.06 | 0.8 | 365 | 7.343 | 0.77634 | 8 | 0.11932
83300 | 13.5 | 0.8 | 365 | 12.299 | 0.74945 | 13 | 0.048493
83301 | 8.125 | 0.8 | 365 | 7.4022 | 0.8955 | 8 | 0.2977
83302 | 13.115 | 0.8 | 365 | 11.9483 | 0.043635 | 11 | 0.99192
34486 | 4094.694 | 0.9 | 365 | 4196.7338 | 0.11966 | 4196 | 0.85343
47136 | 2421.9 | 0.8 | 365 | 2206.4478 | 0.051832 | 2206 | 0.49961
82844 | 4.62 | 0.8 | 365 | 4.209 | 0.46981 | 4 | 0.67882
82606 | 3.3 | 0.8 | 365 | 3.0064 | 0.049866 | 3 | 0.056298
82900 | 6.48 | 0.8 | 365 | 5.9035 | 0.87974 | 6 | 0.78328
82920 | 9.28 | 0.8 | 365 | 8.4545 | 0.012957 | 8 | 0.46741
81729 | 13.44 | 0.8 | 365 | 12.2444 | 0.63946 | 12 | 0.88383
83015 | 11.16 | 0.8 | 365 | 10.1672 | 0.45955 | 10 | 0.62675
83055 | 9.79 | 0.8 | 365 | 8.9191 | 0.94794 | 9 | 0.86702
82912 | 12.42 | 0.8 | 365 | 11.3151 | 0.7695 | 12 | 0.084613
83106 | 8.55 | 0.8 | 365 | 7.7894 | 0.67465 | 8 | 0.46405
83112 | 5.94 | 0.8 | 365 | 5.4116 | 0.88976 | 6 | 0.30134
83222 | 13.34 | 0.8 | 365 | 12.1533 | 0.45613 | 12 | 0.6094
83225 | 5.9 | 0.8 | 365 | 5.3751 | 0.81643 | 6 | 0.19156
83283 | 13.72 | 0.8 | 365 | 12.4995 | 0.15278 | 12 | 0.65225
83284 | 8.99 | 0.8 | 365 | 8.1902 | 0.4813 | 8 | 0.67155
83285 | 5.22 | 0.8 | 365 | 4.7556 | 0.56979 | 5 | 0.32542
83286 | 9.86 | 0.8 | 365 | 8.9829 | 0.076267 | 9 | 0.059121
83287 | 8.7 | 0.8 | 365 | 7.926 | 0.94965 | 8 | 0.8757
83289 | 6.96 | 0.8 | 365 | 6.3408 | 0.75972 | 7 | 0.10056
83290 | 4.64 | 0.8 | 365 | 4.2272 | 0.50648 | 4 | 0.7337
83292 | 2.9 | 0.8 | 365 | 2.642 | 0.31655 | 2 | 0.95857
83319 | 7.695 | 0.8 | 365 | 7.0105 | 0.10719 | 7 | 0.11764
83320 | 10.56 | 0.8 | 365 | 9.6206 | 0.35957 | 9 | 0.98015
83322 | 10.545 | 0.8 | 365 | 9.6069 | 0.33207 | 9 | 0.93899
83321 | 5.1 | 0.8 | 365 | 4.6463 | 0.34979 | 4 | 0.9961
83323 | 9.12 | 0.8 | 365 | 8.3087 | 0.71963 | 9 | 0.028315
83327 | 5.8 | 0.8 | 365 | 5.284 | 0.6331 | 5 | 0.91713
83328 | 24.85 | 0.8 | 365 | 22.6393 | 0.55733 | 23 | 0.19667
83329 | 8.7 | 0.8 | 365 | 7.926 | 0.94965 | 8 | 0.8757
83330 | 8.12 | 0.8 | 365 | 7.3976 | 0.88634 | 8 | 0.28398
83331 | 10.545 | 0.8 | 365 | 9.6069 | 0.33207 | 9 | 0.93899
83332 | 7.25 | 0.8 | 365 | 6.605 | 0.29137 | 6 | 0.89641
82871 | 12.6 | 0.8 | 365 | 11.4791 | 0.099489 | 11 | 0.57859
82791 | 6.9 | 0.8 | 365 | 6.2862 | 0.64972 | 6 | 0.9359
83326 | 4.55 | 0.8 | 365 | 4.1452 | 0.34148 | 4 | 0.48671
83336 | 9.57 | 0.8 | 365 | 8.7187 | 0.54461 | 9 | 0.26326
83219 | 3.835 | 0.8 | 365 | 3.4938 | 0.030678 | 3 | 0.52452
83337 | 10.325 | 0.8 | 365 | 9.4065 | 0.92875 | 10 | 0.33524
83338 | 6.49 | 0.8 | 365 | 5.9126 | 0.89807 | 6 | 0.81072
83339 | 7.375 | 0.8 | 365 | 6.7189 | 0.52053 | 7 | 0.23945
82977 | 6.867 | 0.8 | 365 | 6.2561 | 0.58922 | 6 | 0.84533
83340 | 4.72 | 0.8 | 365 | 4.3001 | 0.65314 | 4 | 0.95325
83341 | 11.31 | 0.8 | 365 | 10.3039 | 0.73454 | 11 | 0.038404
83342 | 15.08 | 0.8 | 365 | 13.7385 | 0.64606 | 14 | 0.38454
83343 | 13.275 | 0.8 | 365 | 12.0941 | 0.33696 | 12 | 0.43102
83344 | 5.605 | 0.8 | 365 | 5.1064 | 0.27561 | 5 | 0.38199
83346 | 13.275 | 0.8 | 365 | 12.0941 | 0.33696 | 12 | 0.43102
83347 | 6.49 | 0.8 | 365 | 5.9126 | 0.89807 | 6 | 0.81072
82906 | 3.3 | 0.8 | 365 | 3.0064 | 0.049866 | 3 | 0.056298
82982 | 4.32 | 0.8 | 365 | 3.9357 | 0.91982 | 4 | 0.85552
83349 | 8.41 | 0.8 | 365 | 7.6618 | 0.41799 | 8 | 0.079839
83350 | 7.92 | 0.8 | 365 | 7.2154 | 0.51968 | 7 | 0.73512
83351 | 18.6 | 0.8 | 365 | 16.9453 | 0.099246 | 17 | 0.04459
83353 | 6.6 | 0.8 | 365 | 6.0129 | 0.099732 | 6 | 0.1126
83359 | 9.1 | 0.8 | 365 | 8.2905 | 0.68296 | 8 | 0.97343
83358 | 10.5 | 0.8 | 365 | 9.5659 | 0.24957 | 9 | 0.81549
83360 | 7.3 | 0.8 | 365 | 6.6506 | 0.38304 | 7 | 0.033629
83089 | 8.75 | 0.8 | 365 | 7.9716 | 0.041312 | 8 | 0.012912
83361 | 7.68 | 0.8 | 365 | 6.9968 | 0.079689 | 7 | 0.076476
83082 | 9.24 | 0.8 | 365 | 8.418 | 0.93963 | 9 | 0.35764
83084 | 11.2 | 0.8 | 365 | 10.2036 | 0.53288 | 10 | 0.73653
83087 | 4.2 | 0.8 | 365 | 3.8264 | 0.69983 | 4 | 0.5262
83077 | 10.2 | 0.8 | 365 | 9.2926 | 0.69959 | 9 | 0.99219
83081 | 5.94 | 0.8 | 365 | 5.4116 | 0.88976 | 6 | 0.30134
83086 | 11.39 | 0.8 | 365 | 10.3767 | 0.8812 | 11 | 0.25795
83072 | 10.05 | 0.8 | 365 | 9.156 | 0.42459 | 9 | 0.58054
83078 | 5.4 | 0.8 | 365 | 4.9196 | 0.89978 | 5 | 0.8194
83079 | 14.4 | 0.8 | 365 | 13.119 | 0.39942 | 13 | 0.51839
82894 | 8.41 | 0.8 | 365 | 7.6618 | 0.41799 | 8 | 0.079839
83067 | 11.55 | 0.8 | 365 | 10.5225 | 0.17453 | 10 | 0.69704
83073 | 16.64 | 0.8 | 365 | 15.1597 | 0.50599 | 15 | 0.6657
82702 | 6.38 | 0.8 | 365 | 5.8124 | 0.69641 | 6 | 0.50884
83251 | 13.95 | 0.8 | 365 | 12.709 | 0.57443 | 13 | 0.28344
83253 | 8.45 | 0.8 | 365 | 7.6983 | 0.49132 | 8 | 0.18961
83265 | 10.2 | 0.8 | 365 | 9.2926 | 0.69959 | 9 | 0.99219
82659 | 3.48 | 0.8 | 365 | 3.1704 | 0.37986 | 3 | 0.55028
82755 | 6.49 | 0.8 | 365 | 5.9126 | 0.89807 | 6 | 0.81072
82872 | 11.16 | 0.8 | 365 | 10.1672 | 0.45955 | 10 | 0.62675
83127 | 2.01 | 0.8 | 365 | 1.8312 | 0.68492 | 2 | 0.51611
83259 | 8.32 | 0.8 | 365 | 7.5799 | 0.253 | 7 | 0.83285
73221 | 5.94 | 0.8 | 365 | 5.4116 | 0.88976 | 6 | 0.30134
83362 | 4.48 | 0.8 | 365 | 4.0815 | 0.21315 | 4 | 0.29461
83293 | 102 | 0.7 | 365 | 81.3103 | 0.62138 | 81 | 0.9317
81673 | 462.66 | 0.6 | 365 | 316.1263 | 0.14344 | 316 | 0.26976
82942 | 41.91 | 0.6 | 365 | 28.6363 | 0.62498 | 29 | 0.26124
83363 | 5.6 | 0.8 | 365 | 5.1018 | 0.26644 | 5 | 0.36826
83364 | 11.88 | 0.8 | 365 | 10.8232 | 0.77952 | 11 | 0.60267
83365 | 11.16 | 0.8 | 365 | 10.1672 | 0.45955 | 10 | 0.62675
83366 | 8.85 | 0.8 | 365 | 8.0627 | 0.22464 | 8 | 0.28735
83369 | 12.76 | 0.8 | 365 | 11.6249 | 0.39282 | 12 | 0.017687
83370 | 4.425 | 0.8 | 365 | 4.0314 | 0.11232 | 4 | 0.14367
83371 | 4.425 | 0.8 | 365 | 4.0314 | 0.11232 | 4 | 0.14367
83372 | 4.93 | 0.8 | 365 | 4.4914 | 0.038134 | 4 | 0.52956
83374 | 5.015 | 0.8 | 365 | 4.5689 | 0.19396 | 4 | 0.76283
83375 | 5.015 | 0.8 | 365 | 4.5689 | 0.19396 | 4 | 0.76283
83376 | 7.54 | 0.8 | 365 | 6.8692 | 0.82303 | 7 | 0.69227
83373 | 4.55 | 0.8 | 365 | 4.1452 | 0.34148 | 4 | 0.48671
83377 | 6.785 | 0.8 | 365 | 6.1814 | 0.43889 | 6 | 0.6203
83379 | 5.605 | 0.8 | 365 | 5.1064 | 0.27561 | 5 | 0.38199
83380 | 5.31 | 0.8 | 365 | 4.8376 | 0.73478 | 5 | 0.57241
80520 | 6.72 | 0.8 | 365 | 6.1222 | 0.31973 | 6 | 0.44192
83378 | 20.1 | 0.8 | 365 | 18.3119 | 0.84919 | 19 | 0.16109
83381 | 7.08 | 0.8 | 365 | 6.4502 | 0.97971 | 7 | 0.42988
83368 | 8.64 | 0.8 | 365 | 7.8714 | 0.83965 | 8 | 0.71104
83348 | 10.5 | 0.8 | 365 | 9.5659 | 0.24957 | 9 | 0.81549
83384 | 4.93 | 0.8 | 365 | 4.4914 | 0.038134 | 4 | 0.52956
83385 | 5.31 | 0.8 | 365 | 4.8376 | 0.73478 | 5 | 0.57241
83386 | 7.375 | 0.8 | 365 | 6.7189 | 0.52053 | 7 | 0.23945
83389 | 9.38 | 0.8 | 365 | 8.5456 | 0.19629 | 8 | 0.74184
83390 | 8 | 0.8 | 365 | 7.2883 | 0.66634 | 7 | 0.95466
83288 | 2.32 | 0.8 | 365 | 2.1136 | 0.25324 | 2 | 0.36685
83311 | 5.51 | 0.8 | 365 | 5.0198 | 0.10144 | 5 | 0.12127
81878 | 12.18 | 0.8 | 365 | 11.0965 | 0.32951 | 11 | 0.42597
82092 | 10.5 | 0.8 | 365 | 9.5659 | 0.24957 | 9 | 0.81549
83395 | 8.75 | 0.8 | 365 | 7.9716 | 0.041312 | 8 | 0.012912
83397 | 12.95 | 0.8 | 365 | 11.798 | 0.74114 | 12 | 0.53911
83400 | 7.98 | 0.8 | 365 | 7.2701 | 0.62968 | 7 | 0.89978
83401 | 13.05 | 0.8 | 365 | 11.8891 | 0.92447 | 12 | 0.81354
83402 | 7.2 | 0.8 | 365 | 6.5595 | 0.19971 | 6 | 0.7592
83175 | 10.83 | 0.8 | 365 | 9.8666 | 0.85456 | 10 | 0.72112
63825 | 225.28 | 0.7 | 365 | 179.5842 | 0.37868 | 179 | 0.96288
59721 | 87.04 | 0.7 | 365 | 69.3848 | 0.62358 | 70 | 0.008386
59707 | 48.96 | 0.7 | 365 | 39.029 | 0.53826 | 39 | 0.56722
59714 | 24.32 | 0.8 | 365 | 22.1565 | 0.58568 | 22 | 0.74217
83382 | 11.88 | 0.8 | 365 | 10.8232 | 0.77952 | 11 | 0.60267
83405 | 5.27 | 0.8 | 365 | 4.8012 | 0.66145 | 5 | 0.46263
82640 | 3.245 | 0.8 | 365 | 2.9563 | 0.94904 | 3 | 0.90536
82680 | 3.245 | 0.8 | 365 | 2.9563 | 0.94904 | 3 | 0.90536
78192 | 162 | 0.6 | 365 | 110.6914 | 0.74508 | 111 | 0.43644
83409 | 4.5 | 0.8 | 365 | 4.0997 | 0.24982 | 4 | 0.3495
78931 | 31.2 | 0.6 | 365 | 21.3183 | 0.89905 | 22 | 0.21739
83412 | 9.425 | 0.8 | 365 | 8.5866 | 0.27878 | 8 | 0.86534
83413 | 6.3 | 0.8 | 365 | 5.7396 | 0.54974 | 6 | 0.2893
83415 | 11.2 | 0.8 | 365 | 10.2036 | 0.53288 | 10 | 0.73653
83418 | 4.355 | 0.8 | 365 | 3.9676 | 0.98399 | 4 | 0.95157
83419 | 6.48 | 0.8 | 365 | 5.9035 | 0.87974 | 6 | 0.78328
83421 | 7.14 | 0.8 | 365 | 6.5048 | 0.089711 | 6 | 0.59454
83275 | 6.54 | 0.8 | 365 | 5.9582 | 0.98973 | 6 | 0.94794
83422 | 7.65 | 0.8 | 365 | 6.9695 | 0.02469 | 6 | 0.99415
80529 | 24.6 | 0.8 | 365 | 22.4116 | 0.099003 | 22 | 0.51059
82458 | 10.791 | 0.8 | 365 | 9.831 | 0.78306 | 10 | 0.6141
83391 | 4.68 | 0.8 | 365 | 4.2637 | 0.57981 | 4 | 0.84348
82948 | 10.385 | 0.8 | 365 | 9.4612 | 0.038746 | 9 | 0.4999
82980 | 11.34 | 0.8 | 365 | 10.3312 | 0.78954 | 11 | 0.12073
83318 | 9.405 | 0.8 | 365 | 8.5683 | 0.24212 | 8 | 0.81045
83066 | 5.695 | 0.8 | 365 | 5.1884 | 0.4406 | 5 | 0.62898
83355 | 10.4 | 0.8 | 365 | 9.4748 | 0.066245 | 9 | 0.54106
83068 | 9.715 | 0.8 | 365 | 8.8508 | 0.81044 | 9 | 0.66119
83069 | 7.68 | 0.8 | 365 | 6.9968 | 0.079689 | 7 | 0.076476
83074 | 7.77 | 0.8 | 365 | 7.0788 | 0.24469 | 7 | 0.32347
83070 | 5.94 | 0.8 | 365 | 5.4116 | 0.88976 | 6 | 0.30134
83076 | 13.5 | 0.8 | 365 | 12.299 | 0.74945 | 13 | 0.048493
82387 | 3.1 | 0.8 | 365 | 2.8242 | 0.68321 | 3 | 0.50743
83610 | 13.11 | 0.8 | 365 | 11.9437 | 0.034469 | 11 | 0.9782
77875 | 180.9 | 0.7 | 365 | 144.2062 | 0.18733 | 144 | 0.39358
79849 | 12.98 | 0.8 | 365 | 11.8253 | 0.79614 | 12 | 0.62144
79851 | 4.13 | 0.8 | 365 | 3.7626 | 0.5715 | 4 | 0.33409
83115 | 3.9 | 0.8 | 365 | 3.5531 | 0.14984 | 3 | 0.7029
83208 | 10.8 | 0.8 | 365 | 9.8392 | 0.79956 | 10 | 0.63879
83303 | 8.71 | 0.8 | 365 | 7.9352 | 0.96798 | 8 | 0.90314
82555 | 3.135 | 0.8 | 365 | 2.8561 | 0.74737 | 3 | 0.60348
82712 | 10.44 | 0.8 | 365 | 9.5113 | 0.13958 | 9 | 0.65083
82429 | 9.24 | 0.8 | 365 | 8.418 | 0.93963 | 9 | 0.35764
82722 | 2.5 | 0.8 | 365 | 2.2776 | 0.58323 | 2 | 0.86083
83424 | 17.67 | 0.8 | 365 | 16.0981 | 0.39428 | 16 | 0.49236
83426 | 9.44 | 0.8 | 365 | 8.6002 | 0.30628 | 8 | 0.9065
83427 | 9.01 | 0.8 | 365 | 8.2085 | 0.51797 | 8 | 0.72644
83428 | 12.47 | 0.8 | 365 | 11.3607 | 0.86116 | 12 | 0.22183
83429 | 12.455 | 0.8 | 365 | 11.347 | 0.83366 | 12 | 0.18067
83430 | 10.92 | 0.8 | 365 | 9.9486 | 0.019557 | 9 | 0.96811
83431 | 23.16 | 0.8 | 365 | 21.0997 | 0.45906 | 21 | 0.55875
78687 | 237.608 | 0.6 | 365 | 162.3528 | 0.70378 | 163 | 0.056571
83435 | 10.26 | 0.8 | 365 | 9.3473 | 0.80958 | 10 | 0.15685
83436 | 4.275 | 0.8 | 365 | 3.8947 | 0.83733 | 4 | 0.73202
83437 | 6.27 | 0.8 | 365 | 5.7122 | 0.49475 | 6 | 0.20697
47413 | 1084.05 | 1 | 365 | 1234.5161 | 0.22632 | 1234 | 0.74246
47396 | 1392.84 | 1 | 365 | 1586.1662 | 0.85443 | 1587 | 0.020621
34379 | 2776.32 | 1 | 365 | 3161.6732 | 0.25933 | 3161 | 0.93255
83392 | 11.02 | 0.8 | 365 | 10.0397 | 0.20289 | 10 | 0.24255
83396 | 4.64 | 0.8 | 365 | 4.2272 | 0.50648 | 4 | 0.7337
83393 | 11.48 | 0.8 | 365 | 10.4587 | 0.046201 | 10 | 0.50494
83394 | 12.18 | 0.8 | 365 | 11.0965 | 0.32951 | 11 | 0.42597
83398 | 6.96 | 0.8 | 365 | 6.3408 | 0.75972 | 7 | 0.10056
83433 | 3.77 | 0.8 | 365 | 3.4346 | 0.91151 | 4 | 0.34613
83434 | 4.93 | 0.8 | 365 | 4.4914 | 0.038134 | 4 | 0.52956
81398 | 109.5 | 0.6 | 365 | 74.8192 | 0.55917 | 75 | 0.37833
83439 | 7.2 | 0.8 | 365 | 6.5595 | 0.19971 | 6 | 0.7592
82317 | 70.56 | 0.6 | 365 | 48.2122 | 0.017855 | 48 | 0.23009
83443 | 24.12 | 0.8 | 365 | 21.9743 | 0.21902 | 22 | 0.19331
83445 | 6.72 | 0.8 | 365 | 6.1222 | 0.31973 | 6 | 0.44192
83446 | 6.93 | 0.8 | 365 | 6.3135 | 0.70472 | 7 | 0.018226
83447 | 11.52 | 0.8 | 365 | 10.4952 | 0.11953 | 10 | 0.61471
83449 | 5.67 | 0.8 | 365 | 5.1656 | 0.39477 | 5 | 0.56037
83451 | 10.5 | 0.8 | 365 | 9.5659 | 0.24957 | 9 | 0.81549
81051 | 8.1 | 0.8 | 365 | 7.3794 | 0.84967 | 8 | 0.2291
83452 | 10.464 | 0.8 | 365 | 9.5331 | 0.18358 | 9 | 0.7167
83305 | 7.2 | 0.8 | 365 | 6.5595 | 0.19971 | 6 | 0.7592
83306 | 6.7 | 0.8 | 365 | 6.104 | 0.28306 | 6 | 0.38703
83307 | 4.32 | 0.8 | 365 | 3.9357 | 0.91982 | 4 | 0.85552
83308 | 3.69 | 0.8 | 365 | 3.3617 | 0.76485 | 4 | 0.12659
83309 | 11.16 | 0.8 | 365 | 10.1672 | 0.45955 | 10 | 0.62675
83310 | 6.03 | 0.8 | 365 | 5.4936 | 0.054756 | 5 | 0.54833
83312 | 7.56 | 0.8 | 365 | 6.8875 | 0.85969 | 7 | 0.74716
83313 | 8.63 | 0.8 | 365 | 7.8623 | 0.82132 | 8 | 0.68359
83314 | 6.21 | 0.8 | 365 | 5.6576 | 0.38475 | 6 | 0.042307
34369 | 646.38 | 0.7 | 365 | 515.2683 | 0.87833 | 516 | 0.14661
34373 | 1340.64 | 0.7 | 365 | 1068.7046 | 0.56245 | 1069 | 0.26703
83469 | 21 | 0.8 | 365 | 19.1318 | 0.49915 | 19 | 0.63099
83470 | 14.96 | 0.8 | 365 | 13.6292 | 0.42606 | 14 | 0.055219
83472 | 13.34 | 0.8 | 365 | 12.1533 | 0.45613 | 12 | 0.6094
83481 | 14.4 | 0.8 | 365 | 13.119 | 0.39942 | 13 | 0.51839
82858 | 180.88 | 0.6 | 365 | 123.5917 | 0.7045 | 124 | 0.29619
83504 | 8.97 | 0.8 | 365 | 8.172 | 0.44464 | 8 | 0.61667
83507 | 5.36 | 0.8 | 365 | 4.8832 | 0.82645 | 5 | 0.70962
83515 | 10.98 | 0.8 | 365 | 10.0032 | 0.12955 | 10 | 0.13277
81764 | 249.795 | 0.6 | 365 | 170.6799 | 0.46053 | 171 | 0.14046
83527 | 7.44 | 0.8 | 365 | 6.7781 | 0.6397 | 7 | 0.41784
83528 | 9.975 | 0.8 | 365 | 9.0876 | 0.2871 | 9 | 0.37472
83529 | 6.96 | 0.8 | 365 | 6.3408 | 0.75972 | 7 | 0.10056
83530 | 7.965 | 0.8 | 365 | 7.2564 | 0.60218 | 7 | 0.85861
83531 | 13.34 | 0.8 | 365 | 12.1533 | 0.45613 | 12 | 0.6094
83532 | 8.99 | 0.8 | 365 | 8.1902 | 0.4813 | 8 | 0.67155
83540 | 5.7 | 0.8 | 365 | 5.1929 | 0.44977 | 5 | 0.6427
83541 | 11.31 | 0.8 | 365 | 10.3039 | 0.73454 | 11 | 0.038404
83542 | 10.73 | 0.8 | 365 | 9.7755 | 0.67123 | 10 | 0.44669
83546 | 9.72 | 0.8 | 365 | 8.8553 | 0.81961 | 9 | 0.67491
83545 | 11.6 | 0.8 | 365 | 10.5681 | 0.2662 | 10 | 0.83426
83551 | 3 | 0.8 | 365 | 2.7331 | 0.49988 | 3 | 0.233
83553 | 7.44 | 0.8 | 365 | 6.7781 | 0.6397 | 7 | 0.41784
83556 | 7.54 | 0.8 | 365 | 6.8692 | 0.82303 | 7 | 0.69227
83539 | 8.502 | 0.8 | 365 | 7.7457 | 0.58666 | 8 | 0.33232
83558 | 5.36 | 0.8 | 365 | 4.8832 | 0.82645 | 5 | 0.70962
83560 | 7.035 | 0.8 | 365 | 6.4092 | 0.89721 | 7 | 0.30638
83565 | 6.67 | 0.8 | 365 | 6.0766 | 0.22806 | 6 | 0.3047
83571 | 14.4 | 0.8 | 365 | 13.119 | 0.39942 | 13 | 0.51839
83594 | 8.12 | 0.8 | 365 | 7.3976 | 0.88634 | 8 | 0.28398
83596 | 9.24 | 0.8 | 365 | 8.418 | 0.93963 | 9 | 0.35764
83699 | 13.57 | 0.8 | 365 | 12.3628 | 0.87778 | 13 | 0.2406
83609 | 8.91 | 0.8 | 365 | 8.1174 | 0.33464 | 8 | 0.45201
83613 | 8.96 | 0.8 | 365 | 8.1629 | 0.4263 | 8 | 0.58922
83538 | 7.84 | 0.8 | 365 | 7.1426 | 0.37302 | 7 | 0.51557
83869 | 11.118 | 0.8 | 365 | 10.1289 | 0.38255 | 10 | 0.51149
83873 | 8.64 | 0.8 | 365 | 7.8714 | 0.83965 | 8 | 0.71104
83848 | 5.52 | 0.8 | 365 | 5.0289 | 0.11978 | 5 | 0.14872
83824 | 4.68 | 0.8 | 365 | 4.2637 | 0.57981 | 4 | 0.84348
83823 | 7.56 | 0.8 | 365 | 6.8875 | 0.85969 | 7 | 0.74716
83822 | 5.175 | 0.8 | 365 | 4.7146 | 0.48729 | 5 | 0.20192
83821 | 12.06 | 0.8 | 365 | 10.9871 | 0.10951 | 11 | 0.096654
83819 | 5.4 | 0.8 | 365 | 4.9196 | 0.89978 | 5 | 0.8194
83820 | 20.928 | 0.8 | 365 | 19.0662 | 0.36715 | 19 | 0.4334
83652 | 12.96 | 0.8 | 365 | 11.8071 | 0.75947 | 12 | 0.56655
78186 | 32.8 | 0.6 | 365 | 22.4116 | 0.099003 | 22 | 0.51059
83656 | 13.275 | 0.8 | 365 | 12.0941 | 0.33696 | 12 | 0.43102
83655 | 8.829 | 0.8 | 365 | 8.0436 | 0.18614 | 8 | 0.22971
83657 | 11.21 | 0.8 | 365 | 10.2128 | 0.55121 | 10 | 0.76397
83659 | 5.51 | 0.8 | 365 | 5.0198 | 0.10144 | 5 | 0.12127
83661 | 22.04 | 0.8 | 365 | 20.0793 | 0.40577 | 20 | 0.48509
83662 | 23.52 | 0.8 | 365 | 21.4277 | 0.11905 | 21 | 0.54671
83145 | 4.35 | 0.8 | 365 | 3.963 | 0.97482 | 4 | 0.93785
83139 | 7.83 | 0.8 | 365 | 7.1334 | 0.35468 | 7 | 0.48813
83683 | 4.06 | 0.8 | 365 | 3.6988 | 0.44317 | 4 | 0.14199
83678 | 4.06 | 0.8 | 365 | 3.6988 | 0.44317 | 4 | 0.14199
83674 | 5.8 | 0.8 | 365 | 5.284 | 0.6331 | 5 | 0.91713
83672 | 9.28 | 0.8 | 365 | 8.4545 | 0.012957 | 8 | 0.46741
83671 | 10.44 | 0.8 | 365 | 9.5113 | 0.13958 | 9 | 0.65083
83670 | 8.7 | 0.8 | 365 | 7.926 | 0.94965 | 8 | 0.8757
83501 | 4.06 | 0.8 | 365 | 3.6988 | 0.44317 | 4 | 0.14199
83505 | 3.19 | 0.8 | 365 | 2.9062 | 0.8482 | 3 | 0.75442
83122 | 5.32 | 0.8 | 365 | 4.8467 | 0.75312 | 5 | 0.59985
83685 | 15.66 | 0.8 | 365 | 14.2669 | 0.70937 | 14 | 0.97625
83686 | 5.22 | 0.8 | 365 | 4.7556 | 0.56979 | 5 | 0.32542
83496 | 3.08 | 0.8 | 365 | 2.806 | 0.64654 | 3 | 0.45255
83492 | 2.34 | 0.8 | 365 | 2.1318 | 0.28991 | 2 | 0.42174
83490 | 6.38 | 0.8 | 365 | 5.8124 | 0.69641 | 6 | 0.50884
83687 | 7.54 | 0.8 | 365 | 6.8692 | 0.82303 | 7 | 0.69227
83485 | 4.06 | 0.8 | 365 | 3.6988 | 0.44317 | 4 | 0.14199
83456 | 11.55 | 0.8 | 365 | 10.5225 | 0.17453 | 10 | 0.69704
83688 | 11.31 | 0.8 | 365 | 10.3039 | 0.73454 | 11 | 0.038404
83457 | 11.2 | 0.8 | 365 | 10.2036 | 0.53288 | 10 | 0.73653
83482 | 4.35 | 0.8 | 365 | 3.963 | 0.97482 | 4 | 0.93785
83480 | 11.02 | 0.8 | 365 | 10.0397 | 0.20289 | 10 | 0.24255
83479 | 13.34 | 0.8 | 365 | 12.1533 | 0.45613 | 12 | 0.6094
83478 | 2.32 | 0.8 | 365 | 2.1136 | 0.25324 | 2 | 0.36685
83475 | 2.9 | 0.8 | 365 | 2.642 | 0.31655 | 2 | 0.95857
83458 | 5.31 | 0.8 | 365 | 4.8376 | 0.73478 | 5 | 0.57241
83474 | 5.8 | 0.8 | 365 | 5.284 | 0.6331 | 5 | 0.91713
83459 | 11.9 | 0.8 | 365 | 10.8414 | 0.81618 | 11 | 0.65756
83460 | 5.76 | 0.8 | 365 | 5.2476 | 0.55977 | 5 | 0.80736
83461 | 11.2 | 0.8 | 365 | 10.2036 | 0.53288 | 10 | 0.73653
83462 | 9.045 | 0.8 | 365 | 8.2404 | 0.58213 | 8 | 0.82249
83473 | 4.06 | 0.8 | 365 | 3.6988 | 0.44317 | 4 | 0.14199
83471 | 8.96 | 0.8 | 365 | 8.1629 | 0.4263 | 8 | 0.58922
83121 | 4.93 | 0.8 | 365 | 4.4914 | 0.038134 | 4 | 0.52956
83137 | 9.57 | 0.8 | 365 | 8.7187 | 0.54461 | 9 | 0.26326
83116 | 9.57 | 0.8 | 365 | 8.7187 | 0.54461 | 9 | 0.26326
83124 | 6.16 | 0.8 | 365 | 5.612 | 0.29308 | 5 | 0.90509
83130 | 7.54 | 0.8 | 365 | 6.8692 | 0.82303 | 7 | 0.69227
83697 | 8.99 | 0.8 | 365 | 8.1902 | 0.4813 | 8 | 0.67155
83695 | 7.84 | 0.8 | 365 | 7.1426 | 0.37302 | 7 | 0.51557
83463 | 4.48 | 0.8 | 365 | 4.0815 | 0.21315 | 4 | 0.29461
83464 | 11.55 | 0.8 | 365 | 10.5225 | 0.17453 | 10 | 0.69704
83465 | 8.71 | 0.8 | 365 | 7.9352 | 0.96798 | 8 | 0.90314
83466 | 6.7 | 0.8 | 365 | 6.104 | 0.28306 | 6 | 0.38703
83690 | 4.06 | 0.8 | 365 | 3.6988 | 0.44317 | 4 | 0.14199
83691 | 11.02 | 0.8 | 365 | 10.0397 | 0.20289 | 10 | 0.24255
83477 | 5.36 | 0.8 | 365 | 4.8832 | 0.82645 | 5 | 0.70962
83486 | 8.835 | 0.8 | 365 | 8.049 | 0.19714 | 8 | 0.24618
83488 | 4.275 | 0.8 | 365 | 3.8947 | 0.83733 | 4 | 0.73202
83491 | 10.89 | 0.8 | 365 | 9.9212 | 0.96456 | 10 | 0.88578
83493 | 5.61 | 0.8 | 365 | 5.1109 | 0.28477 | 5 | 0.39571
83495 | 5.94 | 0.8 | 365 | 5.4116 | 0.88976 | 6 | 0.30134
83497 | 5.415 | 0.8 | 365 | 4.9333 | 0.92728 | 5 | 0.86056
83499 | 11.9 | 0.8 | 365 | 10.8414 | 0.81618 | 11 | 0.65756
83494 | 11.84 | 0.8 | 365 | 10.7867 | 0.70619 | 11 | 0.4929
83500 | 6.6 | 0.8 | 365 | 6.0129 | 0.099732 | 6 | 0.1126
83503 | 5.13 | 0.8 | 365 | 4.6736 | 0.40479 | 5 | 0.078427
83502 | 12.06 | 0.8 | 365 | 10.9871 | 0.10951 | 11 | 0.096654
83506 | 5.61 | 0.8 | 365 | 5.1109 | 0.28477 | 5 | 0.39571
83508 | 9.9 | 0.8 | 365 | 9.0193 | 0.1496 | 9 | 0.16889
83511 | 4.95 | 0.8 | 365 | 4.5096 | 0.074799 | 4 | 0.58445
83512 | 11.05 | 0.8 | 365 | 10.067 | 0.25789 | 10 | 0.32488
83513 | 8.55 | 0.8 | 365 | 7.7894 | 0.67465 | 8 | 0.46405
83514 | 8.265 | 0.8 | 365 | 7.5297 | 0.15216 | 7 | 0.68191
83516 | 6.84 | 0.8 | 365 | 6.2315 | 0.53972 | 6 | 0.77124
83518 | 11.22 | 0.8 | 365 | 10.2219 | 0.56955 | 10 | 0.79141
83521 | 9.405 | 0.8 | 365 | 8.5683 | 0.24212 | 8 | 0.81045
83523 | 5.28 | 0.8 | 365 | 4.8103 | 0.67979 | 5 | 0.49008
83543 | 6.12 | 0.8 | 365 | 5.5756 | 0.21975 | 5 | 0.79532
83557 | 8.58 | 0.8 | 365 | 7.8167 | 0.72965 | 8 | 0.54638
83562 | 5.04 | 0.8 | 365 | 4.5916 | 0.2398 | 4 | 0.83144
83667 | 4.93 | 0.8 | 365 | 4.4914 | 0.038134 | 4 | 0.52956
83563 | 7.08 | 0.8 | 365 | 6.4502 | 0.97971 | 7 | 0.42988
83689 | 13.16 | 0.8 | 365 | 11.9893 | 0.12613 | 12 | 0.11542
83564 | 9.81 | 0.8 | 365 | 8.9373 | 0.9846 | 9 | 0.9219
83757 | 8.12 | 0.8 | 365 | 7.3976 | 0.88634 | 8 | 0.28398
83758 | 4.93 | 0.8 | 365 | 4.4914 | 0.038134 | 4 | 0.52956
83567 | 11.16 | 0.8 | 365 | 10.1672 | 0.45955 | 10 | 0.62675
83568 | 4.35 | 0.8 | 365 | 3.963 | 0.97482 | 4 | 0.93785
83572 | 5.605 | 0.8 | 365 | 5.1064 | 0.27561 | 5 | 0.38199
83575 | 5.22 | 0.8 | 365 | 4.7556 | 0.56979 | 5 | 0.32542
83577 | 12.095 | 0.8 | 365 | 11.019 | 0.17368 | 11 | 0.19271
83759 | 5.22 | 0.8 | 365 | 4.7556 | 0.56979 | 5 | 0.32542
83578 | 10.72 | 0.8 | 365 | 9.7663 | 0.6529 | 10 | 0.41925
83762 | 6.09 | 0.8 | 365 | 5.5482 | 0.16475 | 5 | 0.71299
83764 | 6.3 | 0.8 | 365 | 5.7396 | 0.54974 | 6 | 0.2893
83765 | 11.6 | 0.8 | 365 | 10.5681 | 0.2662 | 10 | 0.83426
83779 | 4.93 | 0.8 | 365 | 4.4914 | 0.038134 | 4 | 0.52956
83791 | 13.63 | 0.8 | 365 | 12.4175 | 0.98778 | 13 | 0.40526
83582 | 11.16 | 0.8 | 365 | 10.1672 | 0.45955 | 10 | 0.62675
83802 | 5.8 | 0.8 | 365 | 5.284 | 0.6331 | 5 | 0.91713
83583 | 4.355 | 0.8 | 365 | 3.9676 | 0.98399 | 4 | 0.95157
83806 | 9.28 | 0.8 | 365 | 8.4545 | 0.012957 | 8 | 0.46741
83812 | 6.96 | 0.8 | 365 | 6.3408 | 0.75972 | 7 | 0.10056
83815 | 6.09 | 0.8 | 365 | 5.5482 | 0.16475 | 5 | 0.71299
83584 | 3.96 | 0.8 | 365 | 3.6077 | 0.25984 | 3 | 0.86756
83796 | 6.38 | 0.8 | 365 | 5.8124 | 0.69641 | 6 | 0.50884
83586 | 11.48 | 0.8 | 365 | 10.4587 | 0.046201 | 10 | 0.50494
83585 | 5.28 | 0.8 | 365 | 4.8103 | 0.67979 | 5 | 0.49008
83587 | 10.62 | 0.8 | 365 | 9.6752 | 0.46957 | 10 | 0.14481
83588 | 7.13 | 0.8 | 365 | 6.4957 | 0.071378 | 6 | 0.56709
83590 | 10.15 | 0.8 | 365 | 9.2471 | 0.60792 | 9 | 0.85498
83739 | 18.72 | 0.8 | 365 | 17.0547 | 0.31924 | 17 | 0.37391
83738 | 6.9 | 0.8 | 365 | 6.2862 | 0.64972 | 6 | 0.9359
83592 | 10.62 | 0.8 | 365 | 9.6752 | 0.46957 | 10 | 0.14481
83736 | 6.48 | 0.8 | 365 | 5.9035 | 0.87974 | 6 | 0.78328
83593 | 4.64 | 0.8 | 365 | 4.2272 | 0.50648 | 4 | 0.7337
83709 | 5.6 | 0.8 | 365 | 5.1018 | 0.26644 | 5 | 0.36826
83705 | 13.4 | 0.8 | 365 | 12.2079 | 0.56612 | 12 | 0.77406
83595 | 11.31 | 0.8 | 365 | 10.3039 | 0.73454 | 11 | 0.038404
83710 | 13.23 | 0.8 | 365 | 12.0531 | 0.25446 | 12 | 0.30752
83597 | 8.555 | 0.8 | 365 | 7.7939 | 0.68382 | 8 | 0.47777
83708 | 3.48 | 0.8 | 365 | 3.1704 | 0.37986 | 3 | 0.55028
83707 | 6.7 | 0.8 | 365 | 6.104 | 0.28306 | 6 | 0.38703
83702 | 5.36 | 0.8 | 365 | 4.8832 | 0.82645 | 5 | 0.70962
83598 | 7.65 | 0.8 | 365 | 6.9695 | 0.02469 | 6 | 0.99415
83700 | 15.19 | 0.8 | 365 | 13.8387 | 0.84772 | 14 | 0.68642
83599 | 3.77 | 0.8 | 365 | 3.4346 | 0.91151 | 4 | 0.34613
83600 | 5.695 | 0.8 | 365 | 5.1884 | 0.4406 | 5 | 0.62898
83601 | 12.18 | 0.8 | 365 | 11.0965 | 0.32951 | 11 | 0.42597
83696 | 4.2 | 0.8 | 365 | 3.8264 | 0.69983 | 4 | 0.5262
83603 | 5.31 | 0.8 | 365 | 4.8376 | 0.73478 | 5 | 0.57241
83604 | 11.6 | 0.8 | 365 | 10.5681 | 0.2662 | 10 | 0.83426
83605 | 8.85 | 0.8 | 365 | 8.0627 | 0.22464 | 8 | 0.28735
83606 | 3.77 | 0.8 | 365 | 3.4346 | 0.91151 | 4 | 0.34613
83608 | 11.48 | 0.8 | 365 | 10.4587 | 0.046201 | 10 | 0.50494
83741 | 9.86 | 0.8 | 365 | 8.9829 | 0.076267 | 9 | 0.059121
83666 | 6.3 | 0.8 | 365 | 5.7396 | 0.54974 | 6 | 0.2893
83663 | 13.05 | 0.8 | 365 | 11.8891 | 0.92447 | 12 | 0.81354
83614 | 8.85 | 0.8 | 365 | 8.0627 | 0.22464 | 8 | 0.28735
83615 | 7.08 | 0.8 | 365 | 6.4502 | 0.97971 | 7 | 0.42988
83742 | 11.89 | 0.8 | 365 | 10.8323 | 0.79785 | 11 | 0.63012
83618 | 4.64 | 0.8 | 365 | 4.2272 | 0.50648 | 4 | 0.7337
83619 | 5.51 | 0.8 | 365 | 5.0198 | 0.10144 | 5 | 0.12127
83621 | 13.275 | 0.8 | 365 | 12.0941 | 0.33696 | 12 | 0.43102
83622 | 10.24 | 0.8 | 365 | 9.329 | 0.77292 | 10 | 0.10197
83624 | 9.86 | 0.8 | 365 | 8.9829 | 0.076267 | 9 | 0.059121
83625 | 13.275 | 0.8 | 365 | 12.0941 | 0.33696 | 12 | 0.43102
83627 | 5.415 | 0.8 | 365 | 4.9333 | 0.92728 | 5 | 0.86056
83628 | 4.845 | 0.8 | 365 | 4.414 | 0.8823 | 5 | 0.29629
83629 | 11.48 | 0.8 | 365 | 10.4587 | 0.046201 | 10 | 0.50494
83630 | 9.735 | 0.8 | 365 | 8.869 | 0.84711 | 9 | 0.71608
83631 | 8.64 | 0.8 | 365 | 7.8714 | 0.83965 | 8 | 0.71104
83632 | 13.275 | 0.8 | 365 | 12.0941 | 0.33696 | 12 | 0.43102
83633 | 10.915 | 0.8 | 365 | 9.944 | 0.010391 | 9 | 0.95439
83634 | 9.44 | 0.8 | 365 | 8.6002 | 0.30628 | 8 | 0.9065
83635 | 4.35 | 0.8 | 365 | 3.963 | 0.97482 | 4 | 0.93785
83636 | 11.7 | 0.8 | 365 | 10.6592 | 0.44953 | 11 | 0.10869
83637 | 13.275 | 0.8 | 365 | 12.0941 | 0.33696 | 12 | 0.43102
83638 | 19.52 | 0.8 | 365 | 17.7835 | 0.78588 | 18 | 0.56938
83639 | 6.03 | 0.8 | 365 | 5.4936 | 0.054756 | 5 | 0.54833
83640 | 6.72 | 0.8 | 365 | 6.1222 | 0.31973 | 6 | 0.44192
83643 | 10.62 | 0.8 | 365 | 9.6752 | 0.46957 | 10 | 0.14481
83645 | 13.3 | 0.8 | 365 | 12.1168 | 0.38279 | 12 | 0.49963
83646 | 7 | 0.8 | 365 | 6.3773 | 0.83305 | 7 | 0.21033
83647 | 5.04 | 0.8 | 365 | 4.5916 | 0.2398 | 4 | 0.83144
83649 | 10.5 | 0.8 | 365 | 9.5659 | 0.24957 | 9 | 0.81549
83650 | 10.85 | 0.8 | 365 | 9.8848 | 0.89123 | 10 | 0.77601
83651 | 9.6 | 0.8 | 365 | 8.746 | 0.59961 | 9 | 0.34559
83654 | 6.67 | 0.8 | 365 | 6.0766 | 0.22806 | 6 | 0.3047
83641 | 3.66 | 0.8 | 365 | 3.3344 | 0.70985 | 4 | 0.044258
81957 | 6.84 | 0.8 | 365 | 6.2315 | 0.53972 | 6 | 0.77124
83057 | 11.97 | 0.8 | 365 | 10.9051 | 0.94451 | 11 | 0.84966
83484 | 12.025 | 0.8 | 365 | 10.9553 | 0.045346 | 11 | 0.00060192
83296 | 6.67 | 0.8 | 365 | 6.0766 | 0.22806 | 6 | 0.3047
83388 | 7.32 | 0.8 | 365 | 6.6688 | 0.4197 | 7 | 0.088516
83408 | 8.37 | 0.8 | 365 | 7.6254 | 0.34466 | 7 | 0.97007
59711 | 64.64 | 0.7 | 365 | 51.5284 | 0.69104 | 52 | 0.21946
83642 | 5.76 | 0.8 | 365 | 5.2476 | 0.55977 | 5 | 0.80736
63400 | 92.16 | 0.7 | 365 | 73.4663 | 0.83673 | 74 | 0.303
83417 | 7.68 | 0.8 | 365 | 6.9968 | 0.079689 | 7 | 0.076476
83387 | 8.1 | 0.8 | 365 | 7.3794 | 0.84967 | 8 | 0.2291
83423 | 15.08 | 0.8 | 365 | 13.7385 | 0.64606 | 14 | 0.38454
83660 | 12 | 0.8 | 365 | 10.9325 | 0.99951 | 11 | 0.93199
82366 | 19.72 | 0.8 | 365 | 17.9657 | 0.15253 | 18 | 0.11824
83235 | 15.075 | 0.8 | 365 | 13.7339 | 0.63689 | 14 | 0.37082
83291 | 5.04 | 0.8 | 365 | 4.5916 | 0.2398 | 4 | 0.83144
83547 | 10.44 | 0.8 | 365 | 9.5113 | 0.13958 | 9 | 0.65083
83548 | 8.06 | 0.8 | 365 | 7.343 | 0.77634 | 8 | 0.11932
83591 | 8.71 | 0.8 | 365 | 7.9352 | 0.96798 | 8 | 0.90314
83574 | 5.22 | 0.8 | 365 | 4.7556 | 0.56979 | 5 | 0.32542
83579 | 5.31 | 0.8 | 365 | 4.8376 | 0.73478 | 5 | 0.57241
83617 | 1.45 | 0.8 | 365 | 1.321 | 0.65827 | 1 | 0.97928
82655 | 5.04 | 0.8 | 365 | 4.5916 | 0.2398 | 4 | 0.83144
82666 | 9.86 | 0.8 | 365 | 8.9829 | 0.076267 | 9 | 0.059121
83153 | 3.08 | 0.8 | 365 | 2.806 | 0.64654 | 3 | 0.45255
83201 | 10.92 | 0.8 | 365 | 9.9486 | 0.019557 | 9 | 0.96811
83185 | 10.64 | 0.8 | 365 | 9.6935 | 0.50624 | 10 | 0.1997
83552 | 12.98 | 0.8 | 365 | 11.8253 | 0.79614 | 12 | 0.62144
83713 | 10.464 | 0.8 | 365 | 9.5331 | 0.18358 | 9 | 0.7167
83717 | 9.9 | 0.8 | 365 | 9.0193 | 0.1496 | 9 | 0.16889
83748 | 4.2 | 0.8 | 365 | 3.8264 | 0.69983 | 4 | 0.5262
83750 | 9.92 | 0.8 | 365 | 9.0375 | 0.18626 | 9 | 0.22378
83745 | 5.559 | 0.8 | 365 | 5.0645 | 0.19127 | 5 | 0.25575
83747 | 6.785 | 0.8 | 365 | 6.1814 | 0.43889 | 6 | 0.6203
83570 | 5.775 | 0.8 | 365 | 5.2613 | 0.58727 | 5 | 0.84852
83526 | 6.82 | 0.8 | 365 | 6.2133 | 0.50306 | 6 | 0.71635
83520 | 7.32 | 0.8 | 365 | 6.6688 | 0.4197 | 7 | 0.088516
83517 | 8.54 | 0.8 | 365 | 7.7803 | 0.65632 | 8 | 0.4366
83680 | 8.215 | 0.8 | 365 | 7.4842 | 0.0605 | 7 | 0.54469
83675 | 7.84 | 0.8 | 365 | 7.1426 | 0.37302 | 7 | 0.51557
83054 | 3.3 | 0.8 | 365 | 3.0064 | 0.049866 | 3 | 0.056298
81396 | 2.64 | 0.8 | 365 | 2.4051 | 0.83989 | 3 | 0.24504
82958 | 5.76 | 0.8 | 365 | 5.2476 | 0.55977 | 5 | 0.80736
83767 | 4.425 | 0.8 | 365 | 4.0314 | 0.11232 | 4 | 0.14367
83829 | 10.385 | 0.8 | 365 | 9.4612 | 0.038746 | 9 | 0.4999
83333 | 13.395 | 0.8 | 365 | 12.2034 | 0.55696 | 12 | 0.76034
83774 | 8.64 | 0.8 | 365 | 7.8714 | 0.83965 | 8 | 0.71104
83787 | 8.96 | 0.8 | 365 | 8.1629 | 0.4263 | 8 | 0.58922
82921 | 8.4 | 0.8 | 365 | 7.6527 | 0.39966 | 8 | 0.052396
83793 | 12.87 | 0.8 | 365 | 11.7251 | 0.59448 | 12 | 0.31956
83534 | 5.28 | 0.8 | 365 | 4.8103 | 0.67979 | 5 | 0.49008
83817 | 8.829 | 0.8 | 365 | 8.0436 | 0.18614 | 8 | 0.22971
83818 | 5.886 | 0.8 | 365 | 5.3624 | 0.79076 | 6 | 0.15314
83902 | 3.2 | 0.8 | 365 | 2.9153 | 0.86654 | 3 | 0.78186
83694 | 10.08 | 0.8 | 365 | 9.1833 | 0.47959 | 9 | 0.66287
83698 | 9.24 | 0.8 | 365 | 8.418 | 0.93963 | 9 | 0.35764
83673 | 7.98 | 0.8 | 365 | 7.2701 | 0.62968 | 7 | 0.89978
83677 | 7.125 | 0.8 | 365 | 6.4912 | 0.062211 | 6 | 0.55337
83679 | 3.3 | 0.8 | 365 | 3.0064 | 0.049866 | 3 | 0.056298
83693 | 12.6 | 0.8 | 365 | 11.4791 | 0.099489 | 11 | 0.57859
83669 | 6.36 | 0.8 | 365 | 5.7942 | 0.65974 | 6 | 0.45396
83711 | 3.42 | 0.8 | 365 | 3.1158 | 0.26986 | 3 | 0.38562
83712 | 3.3 | 0.8 | 365 | 3.0064 | 0.049866 | 3 | 0.056298
83714 | 6.27 | 0.8 | 365 | 5.7122 | 0.49475 | 6 | 0.20697
83715 | 9.24 | 0.8 | 365 | 8.418 | 0.93963 | 9 | 0.35764
83719 | 5.8 | 0.8 | 365 | 5.284 | 0.6331 | 5 | 0.91713
83721 | 2.95 | 0.8 | 365 | 2.6876 | 0.40821 | 3 | 0.095782
83722 | 7.08 | 0.8 | 365 | 6.4502 | 0.97971 | 7 | 0.42988
83724 | 9.9 | 0.8 | 365 | 9.0193 | 0.1496 | 9 | 0.16889
83725 | 7.41 | 0.8 | 365 | 6.7508 | 0.5847 | 7 | 0.33551
83726 | 13.33 | 0.8 | 365 | 12.1442 | 0.43779 | 12 | 0.58196
83731 | 10.385 | 0.8 | 365 | 9.4612 | 0.038746 | 9 | 0.4999
83732 | 4.55 | 0.8 | 365 | 4.1452 | 0.34148 | 4 | 0.48671
83734 | 9.75 | 0.8 | 365 | 8.8826 | 0.8746 | 9 | 0.75724
83735 | 10.791 | 0.8 | 365 | 9.831 | 0.78306 | 10 | 0.6141
83743 | 7.83 | 0.8 | 365 | 7.1334 | 0.35468 | 7 | 0.48813
83744 | 6.38 | 0.8 | 365 | 5.8124 | 0.69641 | 6 | 0.50884
83746 | 12.2 | 0.8 | 365 | 11.1147 | 0.36617 | 11 | 0.48086
83483 | 4.845 | 0.8 | 365 | 4.414 | 0.8823 | 5 | 0.29629
83728 | 7.965 | 0.8 | 365 | 7.2564 | 0.60218 | 7 | 0.85861
83727 | 7.375 | 0.8 | 365 | 6.7189 | 0.52053 | 7 | 0.23945
83720 | 12.24 | 0.8 | 365 | 11.1511 | 0.4395 | 11 | 0.59063
83730 | 12.24 | 0.8 | 365 | 11.1511 | 0.4395 | 11 | 0.59063
83733 | 12.96 | 0.8 | 365 | 11.8071 | 0.75947 | 12 | 0.56655
83754 | 14.35 | 0.8 | 365 | 13.0734 | 0.30775 | 13 | 0.38118
83755 | 5.8 | 0.8 | 365 | 5.284 | 0.6331 | 5 | 0.91713
83756 | 8.12 | 0.8 | 365 | 7.3976 | 0.88634 | 8 | 0.28398
83760 | 13.33 | 0.8 | 365 | 12.1442 | 0.43779 | 12 | 0.58196
83544 | 9.15 | 0.8 | 365 | 8.336 | 0.77463 | 9 | 0.11065
83522 | 10.05 | 0.8 | 365 | 9.156 | 0.42459 | 9 | 0.58054
83653 | 14.7 | 0.8 | 365 | 13.3923 | 0.9494 | 14 | 0.34169
83268 | 11.05 | 0.8 | 365 | 10.067 | 0.25789 | 10 | 0.32488
83438 | 8.64 | 0.8 | 365 | 7.8714 | 0.83965 | 8 | 0.71104
83780 | 10.5 | 0.8 | 365 | 9.5659 | 0.24957 | 9 | 0.81549
83781 | 4.425 | 0.8 | 365 | 4.0314 | 0.11232 | 4 | 0.14367
83782 | 7.375 | 0.8 | 365 | 6.7189 | 0.52053 | 7 | 0.23945
83784 | 13.275 | 0.8 | 365 | 12.0941 | 0.33696 | 12 | 0.43102
83786 | 6.195 | 0.8 | 365 | 5.6439 | 0.35725 | 6 | 0.0011417
83788 | 5.9 | 0.8 | 365 | 5.3751 | 0.81643 | 6 | 0.19156
83785 | 16.28 | 0.8 | 365 | 14.8317 | 0.84601 | 15 | 0.67774
83789 | 4.06 | 0.8 | 365 | 3.6988 | 0.44317 | 4 | 0.14199
83790 | 7.67 | 0.8 | 365 | 6.9877 | 0.061356 | 7 | 0.049033
83792 | 3.835 | 0.8 | 365 | 3.4938 | 0.030678 | 3 | 0.52452
83795 | 4.13 | 0.8 | 365 | 3.7626 | 0.5715 | 4 | 0.33409
83797 | 5.015 | 0.8 | 365 | 4.5689 | 0.19396 | 4 | 0.76283
83798 | 7.08 | 0.8 | 365 | 6.4502 | 0.97971 | 7 | 0.42988
83799 | 3.54 | 0.8 | 365 | 3.2251 | 0.48986 | 3 | 0.71494
83801 | 11.8 | 0.8 | 365 | 10.7503 | 0.63286 | 11 | 0.38313
83804 | 3.245 | 0.8 | 365 | 2.9563 | 0.94904 | 3 | 0.90536
83807 | 4.425 | 0.8 | 365 | 4.0314 | 0.11232 | 4 | 0.14367
83808 | 3.245 | 0.8 | 365 | 2.9563 | 0.94904 | 3 | 0.90536
83810 | 2.95 | 0.8 | 365 | 2.6876 | 0.40821 | 3 | 0.095782
83811 | 5.51 | 0.8 | 365 | 5.0198 | 0.10144 | 5 | 0.12127
83826 | 10.075 | 0.8 | 365 | 9.1787 | 0.47042 | 9 | 0.64915
83827 | 4.32 | 0.8 | 365 | 3.9357 | 0.91982 | 4 | 0.85552
83830 | 9.435 | 0.8 | 365 | 8.5957 | 0.29712 | 8 | 0.89278
83831 | 12.96 | 0.8 | 365 | 11.8071 | 0.75947 | 12 | 0.56655
83832 | 8.64 | 0.8 | 365 | 7.8714 | 0.83965 | 8 | 0.71104
83833 | 8.4 | 0.8 | 365 | 7.6527 | 0.39966 | 8 | 0.052396
83835 | 13.32 | 0.8 | 365 | 12.1351 | 0.41946 | 12 | 0.55451
83836 | 10.24 | 0.8 | 365 | 9.329 | 0.77292 | 10 | 0.10197
83859 | 10.03 | 0.8 | 365 | 9.1377 | 0.38793 | 9 | 0.52566
83860 | 5.31 | 0.8 | 365 | 4.8376 | 0.73478 | 5 | 0.57241
83862 | 5.6 | 0.8 | 365 | 5.1018 | 0.26644 | 5 | 0.36826
83865 | 6.3 | 0.8 | 365 | 5.7396 | 0.54974 | 6 | 0.2893
83867 | 5.605 | 0.8 | 365 | 5.1064 | 0.27561 | 5 | 0.38199
83880 | 11.2 | 0.8 | 365 | 10.2036 | 0.53288 | 10 | 0.73653
83882 | 5.61 | 0.8 | 365 | 5.1109 | 0.28477 | 5 | 0.39571
83884 | 5.94 | 0.8 | 365 | 5.4116 | 0.88976 | 6 | 0.30134
83885 | 5.94 | 0.8 | 365 | 5.4116 | 0.88976 | 6 | 0.30134
83886 | 2.565 | 0.8 | 365 | 2.3368 | 0.7024 | 3 | 0.039214
83887 | 8.91 | 0.8 | 365 | 8.1174 | 0.33464 | 8 | 0.45201
83888 | 6.67 | 0.8 | 365 | 6.0766 | 0.22806 | 6 | 0.3047
83889 | 10.89 | 0.8 | 365 | 9.9212 | 0.96456 | 10 | 0.88578
83893 | 7 | 0.8 | 365 | 6.3773 | 0.83305 | 7 | 0.21033
83894 | 11.07 | 0.8 | 365 | 10.0852 | 0.29455 | 10 | 0.37976
83895 | 9.8 | 0.8 | 365 | 8.9282 | 0.96627 | 9 | 0.89446
83845 | 6.09 | 0.8 | 365 | 5.5482 | 0.16475 | 5 | 0.71299
83868 | 6.38 | 0.8 | 365 | 5.8124 | 0.69641 | 6 | 0.50884
83897 | 4.02 | 0.8 | 365 | 3.6624 | 0.36984 | 4 | 0.032218
83898 | 11.2 | 0.8 | 365 | 10.2036 | 0.53288 | 10 | 0.73653
83899 | 5.44 | 0.8 | 365 | 4.9561 | 0.97311 | 5 | 0.92917
83900 | 5.12 | 0.8 | 365 | 4.6645 | 0.38646 | 5 | 0.050984
83901 | 5.4 | 0.8 | 365 | 4.9196 | 0.89978 | 5 | 0.8194
83837 | 12.76 | 0.8 | 365 | 11.6249 | 0.39282 | 12 | 0.017687
83841 | 13.34 | 0.8 | 365 | 12.1533 | 0.45613 | 12 | 0.6094
83842 | 6.67 | 0.8 | 365 | 6.0766 | 0.22806 | 6 | 0.3047
83844 | 7.83 | 0.8 | 365 | 7.1334 | 0.35468 | 7 | 0.48813
83843 | 4.93 | 0.8 | 365 | 4.4914 | 0.038134 | 4 | 0.52956
83846 | 8.12 | 0.8 | 365 | 7.3976 | 0.88634 | 8 | 0.28398
83847 | 4.93 | 0.8 | 365 | 4.4914 | 0.038134 | 4 | 0.52956
83903 | 15.045 | 0.8 | 365 | 13.7066 | 0.58189 | 14 | 0.28849
83849 | 11.02 | 0.8 | 365 | 10.0397 | 0.20289 | 10 | 0.24255
83904 | 7.98 | 0.8 | 365 | 7.2701 | 0.62968 | 7 | 0.89978
83850 | 8.4 | 0.8 | 365 | 7.6527 | 0.39966 | 8 | 0.052396
83905 | 5.985 | 0.8 | 365 | 5.4526 | 0.97226 | 6 | 0.42483
83851 | 6.38 | 0.8 | 365 | 5.8124 | 0.69641 | 6 | 0.50884
83906 | 9.975 | 0.8 | 365 | 9.0876 | 0.2871 | 9 | 0.37472
83852 | 8.7 | 0.8 | 365 | 7.926 | 0.94965 | 8 | 0.8757
83853 | 6.67 | 0.8 | 365 | 6.0766 | 0.22806 | 6 | 0.3047
83856 | 7.25 | 0.8 | 365 | 6.605 | 0.29137 | 6 | 0.89641
83883 | 8.41 | 0.8 | 365 | 7.6618 | 0.41799 | 8 | 0.079839
83857 | 3.36 | 0.8 | 365 | 3.0611 | 0.15986 | 3 | 0.22096
83858 | 5.22 | 0.8 | 365 | 4.7556 | 0.56979 | 5 | 0.32542
83861 | 4.93 | 0.8 | 365 | 4.4914 | 0.038134 | 4 | 0.52956
83863 | 8.7 | 0.8 | 365 | 7.926 | 0.94965 | 8 | 0.8757
83864 | 7.25 | 0.8 | 365 | 6.605 | 0.29137 | 6 | 0.89641
83871 | 10.73 | 0.8 | 365 | 9.7755 | 0.67123 | 10 | 0.44669
83872 | 12.76 | 0.8 | 365 | 11.6249 | 0.39282 | 12 | 0.017687
83874 | 4.48 | 0.8 | 365 | 4.0815 | 0.21315 | 4 | 0.29461
83875 | 8.41 | 0.8 | 365 | 7.6618 | 0.41799 | 8 | 0.079839
83876 | 11.89 | 0.8 | 365 | 10.8323 | 0.79785 | 11 | 0.63012
83877 | 3.77 | 0.8 | 365 | 3.4346 | 0.91151 | 4 | 0.34613
83878 | 4.41 | 0.8 | 365 | 4.0177 | 0.084821 | 4 | 0.10251
83879 | 8.7 | 0.8 | 365 | 7.926 | 0.94965 | 8 | 0.8757
83907 | 9.1 | 0.8 | 365 | 8.2905 | 0.68296 | 8 | 0.97343
83834 | 3.96 | 0.8 | 365 | 3.6077 | 0.25984 | 3 | 0.86756
83729 | 7.15 | 0.8 | 365 | 6.5139 | 0.10804 | 6 | 0.62198
83828 | 2.88 | 0.8 | 365 | 2.6238 | 0.27988 | 2 | 0.90368
83870 | 7.04 | 0.8 | 365 | 6.4137 | 0.90638 | 7 | 0.3201
83681 | 6.825 | 0.8 | 365 | 6.2178 | 0.51222 | 6 | 0.73007
83794 | 7.59 | 0.8 | 365 | 6.9148 | 0.91469 | 7 | 0.82949
83908 | 12.95 | 0.8 | 365 | 11.798 | 0.74114 | 12 | 0.53911
83881 | 5.51 | 0.8 | 365 | 5.0198 | 0.10144 | 5 | 0.12127
83910 | 8.75 | 0.8 | 365 | 7.9716 | 0.041312 | 8 | 0.012912
83911 | 13.3 | 0.8 | 365 | 12.1168 | 0.38279 | 12 | 0.49963
83912 | 8.4 | 0.8 | 365 | 7.6527 | 0.39966 | 8 | 0.052396
74634 | 6.615 | 0.8 | 365 | 6.0265 | 0.12723 | 6 | 0.15376
74635 | 6.615 | 0.8 | 365 | 6.0265 | 0.12723 | 6 | 0.15376
83611 | 13.11 | 0.8 | 365 | 11.9437 | 0.034469 | 11 | 0.9782
83271 | 24.12 | 0.8 | 365 | 21.9743 | 0.21902 | 22 | 0.19331
83367 | 2.1 | 0.8 | 365 | 1.9132 | 0.84991 | 2 | 0.7631
82307 | 12.6 | 0.8 | 365 | 11.4791 | 0.099489 | 11 | 0.57859
83071 | 14.7 | 0.8 | 365 | 13.3923 | 0.9494 | 14 | 0.34169
83581 | 7.41 | 0.8 | 365 | 6.7508 | 0.5847 | 7 | 0.33551
63463 | 86.4 | 0.6 | 365 | 59.0354 | 0.79737 | 59 | 0.83277
83580 | 3.6 | 0.8 | 365 | 3.2797 | 0.59985 | 3 | 0.8796
83383 | 4.13 | 0.8 | 365 | 3.7626 | 0.5715 | 4 | 0.33409
83914 | 7.68 | 0.8 | 365 | 6.9968 | 0.079689 | 7 | 0.076476
83915 | 8.12 | 0.8 | 365 | 7.3976 | 0.88634 | 8 | 0.28398
83916 | 10.88 | 0.8 | 365 | 9.9121 | 0.94623 | 10 | 0.85834
83918 | 3.96 | 0.8 | 365 | 3.6077 | 0.25984 | 3 | 0.86756
83919 | 8.4 | 0.8 | 365 | 7.6527 | 0.39966 | 8 | 0.052396
83920 | 10.56 | 0.8 | 365 | 9.6206 | 0.35957 | 9 | 0.98015
83921 | 9.92 | 0.8 | 365 | 9.0375 | 0.18626 | 9 | 0.22378
83925 | 7.35 | 0.8 | 365 | 6.6961 | 0.4747 | 7 | 0.17085
83576 | 4.725 | 0.8 | 365 | 4.3047 | 0.66231 | 4 | 0.96697
83926 | 9.9 | 0.8 | 365 | 9.0193 | 0.1496 | 9 | 0.16889
83448 | 3.465 | 0.8 | 365 | 3.1568 | 0.35236 | 3 | 0.50911
83922 | 12.25 | 0.8 | 365 | 11.1602 | 0.45784 | 11 | 0.61808
83997 | 4.845 | 0.8 | 365 | 4.414 | 0.8823 | 5 | 0.29629
83999 | 4.93 | 0.8 | 365 | 4.4914 | 0.038134 | 4 | 0.52956
83996 | 9.86 | 0.8 | 365 | 8.9829 | 0.076267 | 9 | 0.059121
83995 | 4.35 | 0.8 | 365 | 3.963 | 0.97482 | 4 | 0.93785
83970 | 10.44 | 0.8 | 365 | 9.5113 | 0.13958 | 9 | 0.65083
84002 | 11.02 | 0.8 | 365 | 10.0397 | 0.20289 | 10 | 0.24255
84000 | 4.64 | 0.8 | 365 | 4.2272 | 0.50648 | 4 | 0.7337
84003 | 11.02 | 0.8 | 365 | 10.0397 | 0.20289 | 10 | 0.24255
83998 | 11.89 | 0.8 | 365 | 10.8323 | 0.79785 | 11 | 0.63012
83994 | 3.92 | 0.8 | 365 | 3.5713 | 0.18651 | 3 | 0.75778
84015 | 5.8 | 0.8 | 365 | 5.284 | 0.6331 | 5 | 0.91713
84014 | 8.12 | 0.8 | 365 | 7.3976 | 0.88634 | 8 | 0.28398
84001 | 10.36 | 0.8 | 365 | 9.4384 | 0.99291 | 10 | 0.43129
83973 | 5.22 | 0.8 | 365 | 4.7556 | 0.56979 | 5 | 0.32542
83953 | 6.38 | 0.8 | 365 | 5.8124 | 0.69641 | 6 | 0.50884
83951 | 3.99 | 0.8 | 365 | 3.635 | 0.31484 | 3 | 0.94989
83950 | 6.38 | 0.8 | 365 | 5.8124 | 0.69641 | 6 | 0.50884
83949 | 8.41 | 0.8 | 365 | 7.6618 | 0.41799 | 8 | 0.079839
83948 | 5.8 | 0.8 | 365 | 5.284 | 0.6331 | 5 | 0.91713
83947 | 5.51 | 0.8 | 365 | 5.0198 | 0.10144 | 5 | 0.12127
83946 | 8.41 | 0.8 | 365 | 7.6618 | 0.41799 | 8 | 0.079839
83945 | 12.88 | 0.8 | 365 | 11.7342 | 0.61281 | 12 | 0.34701
83944 | 12.18 | 0.8 | 365 | 11.0965 | 0.32951 | 11 | 0.42597
83940 | 10.44 | 0.8 | 365 | 9.5113 | 0.13958 | 9 | 0.65083
83935 | 6.72 | 0.8 | 365 | 6.1222 | 0.31973 | 6 | 0.44192
83932 | 6.96 | 0.8 | 365 | 6.3408 | 0.75972 | 7 | 0.10056
83682 | 6.38 | 0.8 | 365 | 5.8124 | 0.69641 | 6 | 0.50884
83498 | 6.67 | 0.8 | 365 | 6.0766 | 0.22806 | 6 | 0.3047
83509 | 2.61 | 0.8 | 365 | 2.3778 | 0.78489 | 3 | 0.16271
83917 | 5.8 | 0.8 | 365 | 5.284 | 0.6331 | 5 | 0.91713
83941 | 7.625 | 1 | 365 | 8.6834 | 0.47357 | 9 | 0.15692
84023 | 8.45 | 0.8 | 365 | 7.6983 | 0.49132 | 8 | 0.18961
71950 | 179.215 | 0.7 | 365 | 142.863 | 0.48437 | 143 | 0.3474
64413 | 285.12 | 0.7 | 365 | 227.2863 | 0.36989 | 227 | 0.65615
83569 | 6 | 1 | 365 | 6.8328 | 0.7497 | 7 | 0.5825
7358 | 186.66 | 0.7 | 365 | 148.7979 | 0.42713 | 149 | 0.22502
83648 | 6.867 | 0.8 | 365 | 6.2561 | 0.58922 | 6 | 0.84533
83282 | 6.2 | 0.8 | 365 | 5.6484 | 0.36642 | 6 | 0.014863
83315 | 9.45 | 0.8 | 365 | 8.6093 | 0.32462 | 8 | 0.93394
78189 | 144 | 0.6 | 365 | 98.3923 | 0.99562 | 99 | 0.38794
82957 | 29.7 | 0.6 | 365 | 20.2934 | 0.8366 | 21 | 0.13001
34801 | 1836 | 0.9 | 365 | 1881.7531 | 0.66628 | 1882 | 0.4194
65180 | 27.645 | 0.7 | 365 | 22.0375 | 0.34621 | 22 | 0.3837
83983 | 10.915 | 0.8 | 365 | 9.944 | 0.010391 | 9 | 0.95439
83979 | 12.25 | 0.8 | 365 | 11.1602 | 0.45784 | 11 | 0.61808
82039 | 60.16 | 0.6 | 365 | 41.1061 | 0.71817 | 41 | 0.8243
83975 | 13.65 | 0.8 | 365 | 12.4357 | 0.024447 | 12 | 0.46014
83974 | 6.82 | 0.8 | 365 | 6.2133 | 0.50306 | 6 | 0.71635
83972 | 10.385 | 0.8 | 365 | 9.4612 | 0.038746 | 9 | 0.4999
83968 | 9.66 | 0.8 | 365 | 8.8006 | 0.70961 | 9 | 0.51025
83939 | 9.8 | 0.8 | 365 | 8.9282 | 0.96627 | 9 | 0.89446
83938 | 6.03 | 0.8 | 365 | 5.4936 | 0.054756 | 5 | 0.54833
83936 | 7.7 | 0.8 | 365 | 7.015 | 0.11635 | 7 | 0.13136
83934 | 7.2 | 0.8 | 365 | 6.5595 | 0.19971 | 6 | 0.7592
83931 | 3.25 | 0.8 | 365 | 2.9609 | 0.9582 | 3 | 0.91908
83930 | 8.4 | 0.8 | 365 | 7.6527 | 0.39966 | 8 | 0.052396
83985 | 5.1 | 0.8 | 365 | 4.6463 | 0.34979 | 4 | 0.9961
83987 | 9.92 | 0.8 | 365 | 9.0375 | 0.18626 | 9 | 0.22378
83988 | 5.36 | 0.8 | 365 | 4.8832 | 0.82645 | 5 | 0.70962
83992 | 8.99 | 0.8 | 365 | 8.1902 | 0.4813 | 8 | 0.67155
83993 | 15.05 | 0.8 | 365 | 13.7112 | 0.59106 | 14 | 0.30221
84018 | 24.85 | 0.8 | 365 | 22.6393 | 0.55733 | 23 | 0.19667
84020 | 9.72 | 0.8 | 365 | 8.8553 | 0.81961 | 9 | 0.67491
84022 | 9.57 | 0.8 | 365 | 8.7187 | 0.54461 | 9 | 0.26326
84025 | 6.365 | 0.8 | 365 | 5.7988 | 0.66891 | 6 | 0.46768
84026 | 5.58 | 0.8 | 365 | 5.0836 | 0.22977 | 5 | 0.31338
84031 | 11.2 | 0.8 | 365 | 10.2036 | 0.53288 | 10 | 0.73653
84024 | 2.32 | 0.8 | 365 | 2.1136 | 0.25324 | 2 | 0.36685
84021 | 4.35 | 0.8 | 365 | 3.963 | 0.97482 | 4 | 0.93785
84019 | 7.25 | 0.8 | 365 | 6.605 | 0.29137 | 6 | 0.89641
83450 | 392.04 | 0.6 | 365 | 267.8731 | 0.043082 | 267 | 0.91617
84013 | 7.54 | 0.8 | 365 | 6.8692 | 0.82303 | 7 | 0.69227
84012 | 10.92 | 0.8 | 365 | 9.9486 | 0.019557 | 9 | 0.96811
84010 | 8.12 | 0.8 | 365 | 7.3976 | 0.88634 | 8 | 0.28398
84072 | 6 | 0.8 | 365 | 5.4662 | 0.99976 | 6 | 0.466
84091 | 10.05 | 0.8 | 365 | 9.156 | 0.42459 | 9 | 0.58054
84092 | 3.66 | 0.8 | 365 | 3.3344 | 0.70985 | 4 | 0.044258
84071 | 6.57 | 0.8 | 365 | 5.9855 | 0.044734 | 6 | 0.030266
84070 | 7.08 | 0.8 | 365 | 6.4502 | 0.97971 | 7 | 0.42988
84062 | 13.4 | 0.8 | 365 | 12.2079 | 0.56612 | 12 | 0.77406
84069 | 4.32 | 0.8 | 365 | 3.9357 | 0.91982 | 4 | 0.85552
84068 | 8.4 | 0.8 | 365 | 7.6527 | 0.39966 | 8 | 0.052396
84067 | 6.12 | 0.8 | 365 | 5.5756 | 0.21975 | 5 | 0.79532
75590 | 65.28 | 0.6 | 365 | 44.6045 | 0.75802 | 45 | 0.36253
84066 | 13 | 0.8 | 365 | 11.8435 | 0.83281 | 12 | 0.67633
84079 | 6.27 | 0.8 | 365 | 5.7122 | 0.49475 | 6 | 0.20697
84078 | 11.115 | 0.8 | 365 | 10.1262 | 0.37705 | 10 | 0.50326
84074 | 11.22 | 0.8 | 365 | 10.2219 | 0.56955 | 10 | 0.79141
84073 | 6.27 | 0.8 | 365 | 5.7122 | 0.49475 | 6 | 0.20697
84054 | 7.59 | 0.8 | 365 | 6.9148 | 0.91469 | 7 | 0.82949
84051 | 7.41 | 0.8 | 365 | 6.7508 | 0.5847 | 7 | 0.33551
83927 | 10.2 | 0.8 | 365 | 9.2926 | 0.69959 | 9 | 0.99219
82032 | 41.76 | 0.6 | 365 | 28.5338 | 0.41873 | 28 | 0.9525
83838 | 10.075 | 0.8 | 365 | 9.1787 | 0.47042 | 9 | 0.64915
83913 | 9.1 | 0.8 | 365 | 8.2905 | 0.68296 | 8 | 0.97343
83644 | 7.2 | 0.8 | 365 | 6.5595 | 0.19971 | 6 | 0.7592
83345 | 8.25 | 0.8 | 365 | 7.5161 | 0.12467 | 7 | 0.64075
83441 | 10.23 | 0.8 | 365 | 9.3199 | 0.75459 | 10 | 0.074525
83455 | 11.97 | 0.8 | 365 | 10.9051 | 0.94451 | 11 | 0.84966
83487 | 5.28 | 0.8 | 365 | 4.8103 | 0.67979 | 5 | 0.49008
83664 | 11.7 | 0.8 | 365 | 10.6592 | 0.44953 | 11 | 0.10869
83476 | 9.45 | 0.8 | 365 | 8.6093 | 0.32462 | 8 | 0.93394
83616 | 9.28 | 0.8 | 365 | 8.4545 | 0.012957 | 8 | 0.46741
83623 | 7.25 | 0.8 | 365 | 6.605 | 0.29137 | 6 | 0.89641
83561 | 2.4 | 0.8 | 365 | 2.1865 | 0.3999 | 2 | 0.5864
83928 | 11.55 | 0.8 | 365 | 10.5225 | 0.17453 | 10 | 0.69704
83963 | 12.426 | 0.8 | 365 | 11.3206 | 0.7805 | 12 | 0.10108
36265 | 229.14 | 1 | 365 | 260.9446 | 0.10089 | 261 | 0.045522
36268 | 367.83 | 1 | 365 | 418.8848 | 0.92511 | 419 | 0.80992
36247 | 156.78 | 1 | 365 | 178.5411 | 0.27956 | 178 | 0.82062
83971 | 8.1 | 0.8 | 365 | 7.3794 | 0.84967 | 8 | 0.2291
51635 | 1400.3 | 1 | 365 | 1594.6616 | 0.94988 | 1595 | 0.61152
83814 | 9.57 | 0.8 | 365 | 8.7187 | 0.54461 | 9 | 0.26326
83816 | 12.76 | 0.8 | 365 | 11.6249 | 0.39282 | 12 | 0.017687
81595 | 13.6 | 0.8 | 365 | 12.3901 | 0.93278 | 13 | 0.32293
83535 | 4.725 | 0.8 | 365 | 4.3047 | 0.66231 | 4 | 0.96697
83169 | 12.395 | 0.8 | 365 | 11.2923 | 0.72366 | 12 | 0.016005
83416 | 5.525 | 0.8 | 365 | 5.0335 | 0.12894 | 5 | 0.16244
83716 | 11.02 | 0.8 | 365 | 10.0397 | 0.20289 | 10 | 0.24255
83976 | 9 | 0.8 | 365 | 8.1994 | 0.49964 | 8 | 0.699
83854 | 5.76 | 0.8 | 365 | 5.2476 | 0.55977 | 5 | 0.80736
83723 | 13.275 | 0.8 | 365 | 12.0941 | 0.33696 | 12 | 0.43102
83304 | 11.16 | 0.8 | 365 | 10.1672 | 0.45955 | 10 | 0.62675
83825 | 6 | 0.8 | 365 | 5.4662 | 0.99976 | 6 | 0.466
83740 | 4.14 | 0.8 | 365 | 3.7717 | 0.58983 | 4 | 0.36154
83955 | 10.325 | 0.8 | 365 | 9.4065 | 0.92875 | 10 | 0.33524
83958 | 12 | 0.8 | 365 | 10.9325 | 0.99951 | 11 | 0.93199
83961 | 9.6 | 0.8 | 365 | 8.746 | 0.59961 | 9 | 0.34559
83962 | 6.785 | 0.8 | 365 | 6.1814 | 0.43889 | 6 | 0.6203
83924 | 5.22 | 0.8 | 365 | 4.7556 | 0.56979 | 5 | 0.32542
83965 | 13.42 | 0.8 | 365 | 12.2262 | 0.60279 | 12 | 0.82895
83966 | 5.31 | 0.8 | 365 | 4.8376 | 0.73478 | 5 | 0.57241
83967 | 9.145 | 0.8 | 365 | 8.3315 | 0.76546 | 9 | 0.096923
83954 | 9.92 | 0.8 | 365 | 9.0375 | 0.18626 | 9 | 0.22378
83978 | 5.355 | 0.8 | 365 | 4.8786 | 0.81728 | 5 | 0.6959
83981 | 11.6 | 0.8 | 365 | 10.5681 | 0.2662 | 10 | 0.83426
83984 | 9.28 | 0.8 | 365 | 8.4545 | 0.012957 | 8 | 0.46741
83989 | 10.15 | 0.8 | 365 | 9.2471 | 0.60792 | 9 | 0.85498
84004 | 13.275 | 0.8 | 365 | 12.0941 | 0.33696 | 12 | 0.43102
84005 | 6.38 | 0.8 | 365 | 5.8124 | 0.69641 | 6 | 0.50884
84016 | 5.67 | 0.8 | 365 | 5.1656 | 0.39477 | 5 | 0.56037
84028 | 4.35 | 0.8 | 365 | 3.963 | 0.97482 | 4 | 0.93785
84029 | 6.44 | 0.8 | 365 | 5.8671 | 0.80641 | 6 | 0.6735
84030 | 6.44 | 0.8 | 365 | 5.8671 | 0.80641 | 6 | 0.6735
84033 | 7.375 | 0.8 | 365 | 6.7189 | 0.52053 | 7 | 0.23945
84034 | 3.835 | 0.8 | 365 | 3.4938 | 0.030678 | 3 | 0.52452
84035 | 8.85 | 0.8 | 365 | 8.0627 | 0.22464 | 8 | 0.28735
84037 | 7.67 | 0.8 | 365 | 6.9877 | 0.061356 | 7 | 0.049033
84038 | 4.13 | 0.8 | 365 | 3.7626 | 0.5715 | 4 | 0.33409
84040 | 2.95 | 0.8 | 365 | 2.6876 | 0.40821 | 3 | 0.095782
84041 | 7.375 | 0.8 | 365 | 6.7189 | 0.52053 | 7 | 0.23945
84042 | 3.835 | 0.8 | 365 | 3.4938 | 0.030678 | 3 | 0.52452
84043 | 9.57 | 0.8 | 365 | 8.7187 | 0.54461 | 9 | 0.26326
84044 | 6.49 | 0.8 | 365 | 5.9126 | 0.89807 | 6 | 0.81072
84045 | 3.245 | 0.8 | 365 | 2.9563 | 0.94904 | 3 | 0.90536
84046 | 9.44 | 0.8 | 365 | 8.6002 | 0.30628 | 8 | 0.9065
84047 | 3.54 | 0.8 | 365 | 3.2251 | 0.48986 | 3 | 0.71494
84048 | 5.31 | 0.8 | 365 | 4.8376 | 0.73478 | 5 | 0.57241
84050 | 6.785 | 0.8 | 365 | 6.1814 | 0.43889 | 6 | 0.6203
84052 | 7.08 | 0.8 | 365 | 6.4502 | 0.97971 | 7 | 0.42988
84053 | 12.98 | 0.8 | 365 | 11.8253 | 0.79614 | 12 | 0.62144
84057 | 6.49 | 0.8 | 365 | 5.9126 | 0.89807 | 6 | 0.81072
84082 | 3.36 | 0.8 | 365 | 3.0611 | 0.15986 | 3 | 0.22096
84056 | 5.8 | 0.8 | 365 | 5.284 | 0.6331 | 5 | 0.91713
84055 | 10.36 | 0.8 | 365 | 9.4384 | 0.99291 | 10 | 0.43129
84197 | 4.725 | 0.8 | 365 | 4.3047 | 0.66231 | 4 | 0.96697
83896 | 8.775 | 0.8 | 365 | 7.9944 | 0.087144 | 8 | 0.08152
83718 | 33 | 0.6 | 365 | 22.5482 | 0.374 | 22 | 0.92224
81887 | 4.16 | 0.8 | 365 | 3.7899 | 0.6265 | 4 | 0.41642
83555 | 6.785 | 0.8 | 365 | 6.1814 | 0.43889 | 6 | 0.6203
84084 | 9.28 | 0.8 | 365 | 8.4545 | 0.012957 | 8 | 0.46741
42965 | 110.25 | 0.9 | 365 | 112.9974 | 0.3856 | 113 | 0.38303
51632 | 2768.775 | 1 | 365 | 3153.081 | 0.96909 | 3154 | 0.05006
51633 | 2768.775 | 1 | 365 | 3153.081 | 0.96909 | 3154 | 0.05006
79706 | 25.2 | 0.6 | 365 | 17.2187 | 0.64923 | 17 | 0.86789
84157 | 10.325 | 0.8 | 365 | 9.4065 | 0.92875 | 10 | 0.33524
79804 | 5.12 | 0.8 | 365 | 4.6645 | 0.38646 | 5 | 0.050984
79833 | 4.96 | 0.8 | 365 | 4.5188 | 0.093132 | 4 | 0.61189
81922 | 7.83 | 0.8 | 365 | 7.1334 | 0.35468 | 7 | 0.48813
84178 | 14.28 | 0.8 | 365 | 13.0097 | 0.17942 | 13 | 0.18907
84179 | 7.56 | 0.8 | 365 | 6.8875 | 0.85969 | 7 | 0.74716
84181 | 10.54 | 0.8 | 365 | 9.6024 | 0.32291 | 9 | 0.92527
84188 | 14.21 | 0.8 | 365 | 12.9459 | 0.051091 | 12 | 0.99697
83442 | 7.54 | 0.8 | 365 | 6.8692 | 0.82303 | 7 | 0.69227
83524 | 8.96 | 0.8 | 365 | 8.1629 | 0.4263 | 8 | 0.58922
83453 | 218.88 | 0.55 | 365 | 137.0933 | 0.8739 | 137 | 0.9672
84058 | 6.195 | 0.8 | 365 | 5.6439 | 0.35725 | 6 | 0.0011417
84061 | 12.54 | 0.8 | 365 | 11.4244 | 0.98949 | 12 | 0.41393
84065 | 5.22 | 0.8 | 365 | 4.7556 | 0.56979 | 5 | 0.32542
84089 | 24.7 | 0.8 | 365 | 22.5027 | 0.28233 | 22 | 0.78502
81784 | 14.14 | 0.8 | 365 | 12.8821 | 0.92276 | 13 | 0.80487
34792 | 1348.71 | 0.7 | 365 | 1075.1377 | 0.50779 | 1075 | 0.64545
84099 | 9.75 | 0.8 | 365 | 8.8826 | 0.8746 | 9 | 0.75724
84100 | 5.32 | 0.8 | 365 | 4.8467 | 0.75312 | 5 | 0.59985
84101 | 15.6 | 0.8 | 365 | 14.2122 | 0.59937 | 14 | 0.81159
84103 | 8.05 | 0.8 | 365 | 7.3339 | 0.75801 | 8 | 0.091879
83909 | 12.6 | 0.8 | 365 | 11.4791 | 0.099489 | 11 | 0.57859
84113 | 7.92 | 0.8 | 365 | 7.2154 | 0.51968 | 7 | 0.73512
84114 | 6.3 | 0.8 | 365 | 5.7396 | 0.54974 | 6 | 0.2893
84115 | 6.6 | 0.8 | 365 | 6.0129 | 0.099732 | 6 | 0.1126
84116 | 7.8 | 0.8 | 365 | 7.1061 | 0.29968 | 7 | 0.4058
84117 | 15.48 | 0.8 | 365 | 14.1029 | 0.37937 | 14 | 0.48227
84118 | 9.715 | 0.8 | 365 | 8.8508 | 0.81044 | 9 | 0.66119
84119 | 3.48 | 0.8 | 365 | 3.1704 | 0.37986 | 3 | 0.55028
84076 | 7.92 | 0.8 | 365 | 7.2154 | 0.51968 | 7 | 0.73512
84120 | 7.25 | 0.8 | 365 | 6.605 | 0.29137 | 6 | 0.89641
84121 | 6.96 | 0.8 | 365 | 6.3408 | 0.75972 | 7 | 0.10056
84122 | 6.67 | 0.8 | 365 | 6.0766 | 0.22806 | 6 | 0.3047
84123 | 10.5 | 0.8 | 365 | 9.5659 | 0.24957 | 9 | 0.81549
83107 | 11.7 | 0.8 | 365 | 10.6592 | 0.44953 | 11 | 0.10869
83803 | 4.425 | 0.8 | 365 | 4.0314 | 0.11232 | 4 | 0.14367
84109 | 6.67 | 0.8 | 365 | 6.0766 | 0.22806 | 6 | 0.3047
84110 | 9.45 | 0.8 | 365 | 8.6093 | 0.32462 | 8 | 0.93394
84107 | 13.44 | 0.8 | 365 | 12.2444 | 0.63946 | 12 | 0.88383
84124 | 8.555 | 0.8 | 365 | 7.7939 | 0.68382 | 8 | 0.47777
84125 | 4.72 | 0.8 | 365 | 4.3001 | 0.65314 | 4 | 0.95325
84127 | 3.54 | 0.8 | 365 | 3.2251 | 0.48986 | 3 | 0.71494
84130 | 11.6 | 0.8 | 365 | 10.5681 | 0.2662 | 10 | 0.83426
84131 | 4.425 | 0.8 | 365 | 4.0314 | 0.11232 | 4 | 0.14367
84132 | 12.095 | 0.8 | 365 | 11.019 | 0.17368 | 11 | 0.19271
84133 | 8.7 | 0.8 | 365 | 7.926 | 0.94965 | 8 | 0.8757
84134 | 9 | 0.8 | 365 | 8.1994 | 0.49964 | 8 | 0.699
84135 | 10.03 | 0.8 | 365 | 9.1377 | 0.38793 | 9 | 0.52566
84136 | 9 | 0.8 | 365 | 8.1994 | 0.49964 | 8 | 0.699
84140 | 5.31 | 0.8 | 365 | 4.8376 | 0.73478 | 5 | 0.57241
84112 | 5.5 | 0.8 | 365 | 5.0107 | 0.08311 | 5 | 0.09383
83783 | 12.18 | 0.8 | 365 | 11.0965 | 0.32951 | 11 | 0.42597
84088 | 4.93 | 0.8 | 365 | 4.4914 | 0.038134 | 4 | 0.52956
84090 | 9.86 | 0.8 | 365 | 8.9829 | 0.076267 | 9 | 0.059121
84093 | 12.18 | 0.8 | 365 | 11.0965 | 0.32951 | 11 | 0.42597
84094 | 7.28 | 0.8 | 365 | 6.6324 | 0.34637 | 6 | 0.97874
84095 | 4.35 | 0.8 | 365 | 3.963 | 0.97482 | 4 | 0.93785
84096 | 8.12 | 0.8 | 365 | 7.3976 | 0.88634 | 8 | 0.28398
84097 | 10.44 | 0.8 | 365 | 9.5113 | 0.13958 | 9 | 0.65083
83626 | 7.2 | 0.8 | 365 | 6.5595 | 0.19971 | 6 | 0.7592
84098 | 13.34 | 0.8 | 365 | 12.1533 | 0.45613 | 12 | 0.6094
84106 | 10.44 | 0.8 | 365 | 9.5113 | 0.13958 | 9 | 0.65083
84145 | 12 | 0.8 | 365 | 10.9325 | 0.99951 | 11 | 0.93199
84146 | 8.4 | 0.8 | 365 | 7.6527 | 0.39966 | 8 | 0.052396
84148 | 12 | 0.8 | 365 | 10.9325 | 0.99951 | 11 | 0.93199
84149 | 12 | 0.8 | 365 | 10.9325 | 0.99951 | 11 | 0.93199
84151 | 12.6 | 0.8 | 365 | 11.4791 | 0.099489 | 11 | 0.57859
84152 | 8.71 | 0.8 | 365 | 7.9352 | 0.96798 | 8 | 0.90314
84153 | 7.035 | 0.8 | 365 | 6.4092 | 0.89721 | 7 | 0.30638
84155 | 6.96 | 0.8 | 365 | 6.3408 | 0.75972 | 7 | 0.10056
84156 | 13.5 | 0.8 | 365 | 12.299 | 0.74945 | 13 | 0.048493
84158 | 7.475 | 0.8 | 365 | 6.81 | 0.70386 | 7 | 0.51389
81932 | 730.71 | 0.6 | 365 | 499.2795 | 0.70404 | 499 | 0.98357
84159 | 6.4 | 0.8 | 365 | 5.8307 | 0.73307 | 6 | 0.56373
84161 | 9.715 | 0.8 | 365 | 8.8508 | 0.81044 | 9 | 0.66119
84087 | 3.355 | 0.8 | 365 | 3.0565 | 0.1507 | 3 | 0.20724
84162 | 4.06 | 0.8 | 365 | 3.6988 | 0.44317 | 4 | 0.14199
84164 | 18.3 | 0.8 | 365 | 16.672 | 0.54926 | 17 | 0.22129
84167 | 10.73 | 0.8 | 365 | 9.7755 | 0.67123 | 10 | 0.44669
84168 | 5.605 | 0.8 | 365 | 5.1064 | 0.27561 | 5 | 0.38199
84163 | 8.12 | 0.8 | 365 | 7.3976 | 0.88634 | 8 | 0.28398
84173 | 4.875 | 0.8 | 365 | 4.4413 | 0.9373 | 5 | 0.37862
84059 | 11.7 | 0.8 | 365 | 10.6592 | 0.44953 | 11 | 0.10869
83991 | 11.52 | 0.8 | 365 | 10.4952 | 0.11953 | 10 | 0.61471
83839 | 6.3 | 0.8 | 365 | 5.7396 | 0.54974 | 6 | 0.2893
84174 | 12.21 | 0.8 | 365 | 11.1238 | 0.38451 | 11 | 0.5083
84175 | 3.2 | 0.8 | 365 | 2.9153 | 0.86654 | 3 | 0.78186
84176 | 7.015 | 0.8 | 365 | 6.3909 | 0.86055 | 7 | 0.25149
84177 | 17.6 | 0.8 | 365 | 16.0343 | 0.26595 | 16 | 0.30026
84180 | 10.5 | 0.8 | 365 | 9.5659 | 0.24957 | 9 | 0.81549
84183 | 6.84 | 0.8 | 365 | 6.2315 | 0.53972 | 6 | 0.77124
84184 | 8.4 | 0.8 | 365 | 7.6527 | 0.39966 | 8 | 0.052396
84185 | 6.27 | 0.8 | 365 | 5.7122 | 0.49475 | 6 | 0.20697
84187 | 6.27 | 0.8 | 365 | 5.7122 | 0.49475 | 6 | 0.20697
84190 | 6.27 | 0.8 | 365 | 5.7122 | 0.49475 | 6 | 0.20697
84193 | 8.45 | 0.8 | 365 | 7.6983 | 0.49132 | 8 | 0.18961
84194 | 9.145 | 0.8 | 365 | 8.3315 | 0.76546 | 9 | 0.096923
84108 | 13.34 | 0.8 | 365 | 12.1533 | 0.45613 | 12 | 0.6094
84198 | 15.12 | 0.8 | 365 | 13.7749 | 0.71939 | 14 | 0.49431
84199 | 5.51 | 0.8 | 365 | 5.0198 | 0.10144 | 5 | 0.12127
84201 | 12.24 | 0.8 | 365 | 11.1511 | 0.4395 | 11 | 0.59063
84202 | 5.232 | 0.8 | 365 | 4.7666 | 0.59179 | 5 | 0.35835
84186 | 13.92 | 0.8 | 365 | 12.6817 | 0.51944 | 13 | 0.20111
84204 | 5.13 | 0.8 | 365 | 4.6736 | 0.40479 | 5 | 0.078427
84189 | 2.9 | 0.8 | 365 | 2.642 | 0.31655 | 2 | 0.95857
84205 | 15.81 | 0.8 | 365 | 14.4035 | 0.98436 | 15 | 0.3879
84192 | 6.84 | 0.8 | 365 | 6.2315 | 0.53972 | 6 | 0.77124
83255 | 33 | 0.6 | 365 | 22.5482 | 0.374 | 22 | 0.92224
84206 | 13.33 | 0.8 | 365 | 12.1442 | 0.43779 | 12 | 0.58196
83550 | 6.41 | 0.8 | 365 | 5.8398 | 0.75141 | 6 | 0.59117
83777 | 7.2 | 0.8 | 365 | 6.5595 | 0.19971 | 6 | 0.7592
83775 | 9.715 | 0.8 | 365 | 8.8508 | 0.81044 | 9 | 0.66119
84209 | 7.965 | 0.8 | 365 | 7.2564 | 0.60218 | 7 | 0.85861
82435 | 149.41 | 0.6 | 365 | 102.0889 | 0.43421 | 102 | 0.52307
64958 | 659.34 | 0.7 | 365 | 525.5995 | 0.66787 | 526 | 0.26734
78206 | 164 | 0.6 | 365 | 112.0579 | 0.49501 | 112 | 0.55293
83773 | 10.695 | 0.8 | 365 | 9.7436 | 0.60707 | 10 | 0.35064
84210 | 8.7 | 0.8 | 365 | 7.926 | 0.94965 | 8 | 0.8757
84211 | 7.25 | 0.8 | 365 | 6.605 | 0.29137 | 6 | 0.89641
84195 | 4.64 | 0.8 | 365 | 4.2272 | 0.50648 | 4 | 0.7337
84207 | 13.63 | 0.8 | 365 | 12.4175 | 0.98778 | 13 | 0.40526
83942 | 9.3 | 0.8 | 365 | 8.4727 | 0.049623 | 8 | 0.5223
84215 | 10.075 | 0.8 | 365 | 9.1787 | 0.47042 | 9 | 0.64915
84216 | 6.12 | 0.8 | 365 | 5.5756 | 0.21975 | 5 | 0.79532
84218 | 4.578 | 0.8 | 365 | 4.1707 | 0.39281 | 4 | 0.56356
84219 | 13.12 | 0.8 | 365 | 11.9528 | 0.052802 | 12 | 0.0056463
84220 | 4.95 | 0.8 | 365 | 4.5096 | 0.074799 | 4 | 0.58445
84222 | 3.835 | 0.8 | 365 | 3.4938 | 0.030678 | 3 | 0.52452
84223 | 11.61 | 0.8 | 365 | 10.5772 | 0.28453 | 10 | 0.8617
84006 | 6.84 | 0.8 | 365 | 6.2315 | 0.53972 | 6 | 0.77124
84224 | 5.865 | 0.8 | 365 | 5.3432 | 0.75226 | 6 | 0.095512
84225 | 7 | 0.8 | 365 | 6.3773 | 0.83305 | 7 | 0.21033
84227 | 6.7 | 0.8 | 365 | 6.104 | 0.28306 | 6 | 0.38703
84226 | 13.275 | 0.8 | 365 | 12.0941 | 0.33696 | 12 | 0.43102
84228 | 9.9 | 0.8 | 365 | 9.0193 | 0.1496 | 9 | 0.16889
84229 | 14.025 | 0.8 | 365 | 12.7773 | 0.71193 | 13 | 0.48927
84009 | 12.095 | 0.8 | 365 | 11.019 | 0.17368 | 11 | 0.19271
79387 | 15.9 | 0.8 | 365 | 14.4855 | 0.14936 | 14 | 0.63489
84235 | 5.94 | 0.8 | 365 | 5.4116 | 0.88976 | 6 | 0.30134
84236 | 4.845 | 0.8 | 365 | 4.414 | 0.8823 | 5 | 0.29629
84237 | 11.88 | 0.8 | 365 | 10.8232 | 0.77952 | 11 | 0.60267
83943 | 8.04 | 0.8 | 365 | 7.3248 | 0.73967 | 8 | 0.064436
35126 | 257.95 | 0.8 | 365 | 235.0028 | 0.89788 | 235 | 0.90065
35130 | 644.875 | 0.8 | 365 | 587.5069 | 0.24469 | 587 | 0.75161
35133 | 648.56 | 0.8 | 365 | 590.8641 | 0.00037837 | 590 | 0.86448
35111 | 644.875 | 0.8 | 365 | 587.5069 | 0.24469 | 587 | 0.75161
84147 | 9 | 0.8 | 365 | 8.1994 | 0.49964 | 8 | 0.699
84200 | 8.25 | 0.8 | 365 | 7.5161 | 0.12467 | 7 | 0.64075
83411 | 17.4 | 0.8 | 365 | 15.8521 | 0.89929 | 16 | 0.75139
83956 | 5.12 | 0.8 | 365 | 4.6645 | 0.38646 | 5 | 0.050984
84126 | 10.08 | 0.8 | 365 | 9.1833 | 0.47959 | 9 | 0.66287
84128 | 12.095 | 0.8 | 365 | 11.019 | 0.17368 | 11 | 0.19271
84129 | 6.195 | 0.8 | 365 | 5.6439 | 0.35725 | 6 | 0.0011417
84137 | 7.54 | 0.8 | 365 | 6.8692 | 0.82303 | 7 | 0.69227
84138 | 3.54 | 0.8 | 365 | 3.2251 | 0.48986 | 3 | 0.71494
84032 | 5.525 | 0.8 | 365 | 5.0335 | 0.12894 | 5 | 0.16244
84166 | 10.05 | 0.8 | 365 | 9.156 | 0.42459 | 9 | 0.58054
84111 | 6.4 | 0.8 | 365 | 5.8307 | 0.73307 | 6 | 0.56373
84063 | 11.02 | 0.8 | 365 | 10.0397 | 0.20289 | 10 | 0.24255
83537 | 5.67 | 0.8 | 365 | 5.1656 | 0.39477 | 5 | 0.56037
84238 | 6.54 | 0.8 | 365 | 5.9582 | 0.98973 | 6 | 0.94794
84239 | 10.35 | 0.8 | 365 | 9.4293 | 0.97458 | 10 | 0.40384
84240 | 7.37 | 0.8 | 365 | 6.7144 | 0.51137 | 7 | 0.22573
84214 | 8.41 | 0.8 | 365 | 7.6618 | 0.41799 | 8 | 0.079839
83410 | 12.685 | 0.8 | 365 | 11.5565 | 0.25532 | 11 | 0.81186
84233 | 5.04 | 0.8 | 365 | 4.5916 | 0.2398 | 4 | 0.83144
84234 | 6.67 | 0.8 | 365 | 6.0766 | 0.22806 | 6 | 0.3047
84245 | 9.57 | 0.8 | 365 | 8.7187 | 0.54461 | 9 | 0.26326
84241 | 7.7 | 0.8 | 365 | 7.015 | 0.11635 | 7 | 0.13136
84246 | 8.71 | 0.8 | 365 | 7.9352 | 0.96798 | 8 | 0.90314
84247 | 7.8 | 0.8 | 365 | 7.1061 | 0.29968 | 7 | 0.4058
84248 | 7.8 | 0.8 | 365 | 7.1061 | 0.29968 | 7 | 0.4058
84251 | 7.5 | 0.8 | 365 | 6.8328 | 0.7497 | 7 | 0.5825
84252 | 6.72 | 0.8 | 365 | 6.1222 | 0.31973 | 6 | 0.44192
84254 | 14.7 | 0.8 | 365 | 13.3923 | 0.9494 | 14 | 0.34169
84255 | 14.1 | 0.8 | 365 | 12.8457 | 0.84943 | 13 | 0.69509
84256 | 3.66 | 0.8 | 365 | 3.3344 | 0.70985 | 4 | 0.044258
84258 | 5.1 | 0.8 | 365 | 4.6463 | 0.34979 | 4 | 0.9961
84261 | 10.62 | 0.8 | 365 | 9.6752 | 0.46957 | 10 | 0.14481
84263 | 9.145 | 0.8 | 365 | 8.3315 | 0.76546 | 9 | 0.096923
84265 | 7 | 0.8 | 365 | 6.3773 | 0.83305 | 7 | 0.21033
84266 | 7.15 | 0.8 | 365 | 6.5139 | 0.10804 | 6 | 0.62198
84267 | 6.885 | 0.8 | 365 | 6.2725 | 0.62222 | 6 | 0.89473
82849 | 8.96 | 0.8 | 365 | 8.1629 | 0.4263 | 8 | 0.58922
84273 | 8.64 | 0.8 | 365 | 7.8714 | 0.83965 | 8 | 0.71104
84274 | 8.37 | 0.8 | 365 | 7.6254 | 0.34466 | 7 | 0.97007
84275 | 11.02 | 0.8 | 365 | 10.0397 | 0.20289 | 10 | 0.24255
84276 | 7.125 | 0.8 | 365 | 6.4912 | 0.062211 | 6 | 0.55337
84277 | 10.545 | 0.8 | 365 | 9.6069 | 0.33207 | 9 | 0.93899
84278 | 6.6 | 0.8 | 365 | 6.0129 | 0.099732 | 6 | 0.1126
84285 | 12.3 | 0.8 | 365 | 11.2058 | 0.5495 | 11 | 0.75529
84287 | 8.96 | 0.8 | 365 | 8.1629 | 0.4263 | 8 | 0.58922
84289 | 7.475 | 0.8 | 365 | 6.81 | 0.70386 | 7 | 0.51389
84288 | 13.44 | 0.8 | 365 | 12.2444 | 0.63946 | 12 | 0.88383
84292 | 6.4 | 0.8 | 365 | 5.8307 | 0.73307 | 6 | 0.56373
84294 | 6.93 | 0.8 | 365 | 6.3135 | 0.70472 | 7 | 0.018226
84279 | 3.19 | 0.8 | 365 | 2.9062 | 0.8482 | 3 | 0.75442
84295 | 6.6 | 0.8 | 365 | 6.0129 | 0.099732 | 6 | 0.1126
84296 | 9.805 | 0.8 | 365 | 8.9327 | 0.97544 | 9 | 0.90818
84281 | 8.7 | 0.8 | 365 | 7.926 | 0.94965 | 8 | 0.8757
84297 | 5.4 | 0.8 | 365 | 4.9196 | 0.89978 | 5 | 0.8194
84298 | 8.45 | 0.8 | 365 | 7.6983 | 0.49132 | 8 | 0.18961
84282 | 15.12 | 0.8 | 365 | 13.7749 | 0.71939 | 14 | 0.49431
84299 | 4.9 | 0.8 | 365 | 4.4641 | 0.98313 | 5 | 0.44723
84300 | 6.9 | 0.8 | 365 | 6.2862 | 0.64972 | 6 | 0.9359
84301 | 7.26 | 0.8 | 365 | 6.6142 | 0.30971 | 6 | 0.92386
84302 | 6.825 | 0.8 | 365 | 6.2178 | 0.51222 | 6 | 0.73007
84304 | 6.825 | 0.8 | 365 | 6.2178 | 0.51222 | 6 | 0.73007
84305 | 10.5 | 0.8 | 365 | 9.5659 | 0.24957 | 9 | 0.81549
84306 | 10.72 | 0.8 | 365 | 9.7663 | 0.6529 | 10 | 0.41925
84307 | 7.56 | 0.8 | 365 | 6.8875 | 0.85969 | 7 | 0.74716
84308 | 6 | 0.8 | 365 | 5.4662 | 0.99976 | 6 | 0.466
84309 | 6.9 | 0.8 | 365 | 6.2862 | 0.64972 | 6 | 0.9359
84310 | 9.72 | 0.8 | 365 | 8.8553 | 0.81961 | 9 | 0.67491
84311 | 7.92 | 0.8 | 365 | 7.2154 | 0.51968 | 7 | 0.73512
84312 | 4.575 | 0.8 | 365 | 4.168 | 0.38731 | 4 | 0.55532
84027 | 6.21 | 0.8 | 365 | 5.6576 | 0.38475 | 6 | 0.042307
84291 | 6.44 | 0.8 | 365 | 5.8671 | 0.80641 | 6 | 0.6735
84315 | 3.77 | 0.8 | 365 | 3.4346 | 0.91151 | 4 | 0.34613
84318 | 9.975 | 0.8 | 365 | 9.0876 | 0.2871 | 9 | 0.37472
84317 | 13.4 | 0.8 | 365 | 12.2079 | 0.56612 | 12 | 0.77406
84320 | 7.965 | 0.8 | 365 | 7.2564 | 0.60218 | 7 | 0.85861
84321 | 12.18 | 0.8 | 365 | 11.0965 | 0.32951 | 11 | 0.42597
84323 | 8.85 | 0.8 | 365 | 8.0627 | 0.22464 | 8 | 0.28735
84324 | 5.94 | 0.8 | 365 | 5.4116 | 0.88976 | 6 | 0.30134
84322 | 3.41 | 0.8 | 365 | 3.1066 | 0.25153 | 3 | 0.35817
84325 | 11.8 | 0.8 | 365 | 10.7503 | 0.63286 | 11 | 0.38313
84326 | 5.015 | 0.8 | 365 | 4.5689 | 0.19396 | 4 | 0.76283
84332 | 5.6 | 0.8 | 365 | 5.1018 | 0.26644 | 5 | 0.36826
84334 | 10.85 | 0.8 | 365 | 9.8848 | 0.89123 | 10 | 0.77601
84336 | 10.15 | 0.8 | 365 | 9.2471 | 0.60792 | 9 | 0.85498
84337 | 6.3 | 0.8 | 365 | 5.7396 | 0.54974 | 6 | 0.2893
84338 | 6.84 | 0.8 | 365 | 6.2315 | 0.53972 | 6 | 0.77124
84331 | 8.7 | 0.8 | 365 | 7.926 | 0.94965 | 8 | 0.8757
84339 | 4.9 | 0.8 | 365 | 4.4641 | 0.98313 | 5 | 0.44723
84340 | 10.05 | 0.8 | 365 | 9.156 | 0.42459 | 9 | 0.58054
84342 | 5.25 | 0.8 | 365 | 4.783 | 0.62479 | 5 | 0.40775
80501 | 415.8 | 0.7 | 365 | 331.4591 | 0.99775 | 332 | 0.45688
81981 | 45 | 0.6 | 365 | 30.7476 | 0.87363 | 31 | 0.62123
84243 | 5.985 | 0.8 | 365 | 5.4526 | 0.97226 | 6 | 0.42483
83041 | 10.44 | 0.8 | 365 | 9.5113 | 0.13958 | 9 | 0.65083
84105 | 3.78 | 0.8 | 365 | 3.4437 | 0.92985 | 4 | 0.37358
84283 | 6.49 | 0.8 | 365 | 5.9126 | 0.89807 | 6 | 0.81072
82433 | 5.9 | 0.8 | 365 | 5.3751 | 0.81643 | 6 | 0.19156
84286 | 7.92 | 0.8 | 365 | 7.2154 | 0.51968 | 7 | 0.73512
47957 | 14.18 | 1 | 365 | 16.1482 | 0.49511 | 16 | 0.6433
84217 | 15.12 | 0.8 | 365 | 13.7749 | 0.71939 | 14 | 0.49431
83138 | 10.05 | 0.8 | 365 | 9.156 | 0.42459 | 9 | 0.58054
84303 | 7.705 | 0.8 | 365 | 7.0196 | 0.12552 | 7 | 0.14508
84208 | 6.49 | 0.8 | 365 | 5.9126 | 0.89807 | 6 | 0.81072
84232 | 5.7 | 0.8 | 365 | 5.1929 | 0.44977 | 5 | 0.6427
84341 | 6.84 | 0.8 | 365 | 6.2315 | 0.53972 | 6 | 0.77124
84316 | 6.84 | 0.8 | 365 | 6.2315 | 0.53972 | 6 | 0.77124
84271 | 9.75 | 0.8 | 365 | 8.8826 | 0.8746 | 9 | 0.75724
84170 | 7.2 | 0.8 | 365 | 6.5595 | 0.19971 | 6 | 0.7592
84060 | 26.6 | 0.6 | 365 | 18.1752 | 0.57419 | 18 | 0.74944
83612 | 2.61 | 0.8 | 365 | 2.3778 | 0.78489 | 3 | 0.16271
84102 | 5.8 | 0.8 | 365 | 5.284 | 0.6331 | 5 | 0.91713
84319 | 6.49 | 0.8 | 365 | 5.9126 | 0.89807 | 6 | 0.81072
84346 | 8.4 | 0.8 | 365 | 7.6527 | 0.39966 | 8 | 0.052396
84347 | 2.97 | 0.8 | 365 | 2.7058 | 0.44488 | 3 | 0.15067
84350 | 7.98 | 0.8 | 365 | 7.2701 | 0.62968 | 7 | 0.89978
59332 | 1729.56 | 0.6 | 365 | 1181.7738 | 0.092421 | 1181 | 0.86618
84351 | 5.61 | 0.8 | 365 | 5.1109 | 0.28477 | 5 | 0.39571
84352 | 7.98 | 0.8 | 365 | 7.2701 | 0.62968 | 7 | 0.89978
84353 | 7.7 | 0.8 | 365 | 7.015 | 0.11635 | 7 | 0.13136
84354 | 10.15 | 0.8 | 365 | 9.2471 | 0.60792 | 9 | 0.85498
84356 | 4.35 | 0.8 | 365 | 3.963 | 0.97482 | 4 | 0.93785
84357 | 3.48 | 0.8 | 365 | 3.1704 | 0.37986 | 3 | 0.55028
84364 | 11.2 | 0.8 | 365 | 10.2036 | 0.53288 | 10 | 0.73653
84366 | 9.855 | 0.8 | 365 | 8.9783 | 0.067101 | 9 | 0.0454
84365 | 4.32 | 0.8 | 365 | 3.9357 | 0.91982 | 4 | 0.85552
84368 | 6.51 | 0.8 | 365 | 5.9309 | 0.93474 | 6 | 0.86561
83840 | 5.51 | 0.8 | 365 | 5.0198 | 0.10144 | 5 | 0.12127
83866 | 14.21 | 0.8 | 365 | 12.9459 | 0.051091 | 12 | 0.99697
83952 | 4.35 | 0.8 | 365 | 3.963 | 0.97482 | 4 | 0.93785
84017 | 10.73 | 0.8 | 365 | 9.7755 | 0.67123 | 10 | 0.44669
84370 | 4.845 | 0.8 | 365 | 4.414 | 0.8823 | 5 | 0.29629
84372 | 11.22 | 0.8 | 365 | 10.2219 | 0.56955 | 10 | 0.79141
84085 | 4.64 | 0.8 | 365 | 4.2272 | 0.50648 | 4 | 0.7337
84371 | 3.2 | 0.8 | 365 | 2.9153 | 0.86654 | 3 | 0.78186
84373 | 11.97 | 0.8 | 365 | 10.9051 | 0.94451 | 11 | 0.84966
84374 | 22.75 | 0.8 | 365 | 20.7262 | 0.70741 | 21 | 0.43357
84375 | 11.6 | 0.8 | 365 | 10.5681 | 0.2662 | 10 | 0.83426
84376 | 9.75 | 0.8 | 365 | 8.8826 | 0.8746 | 9 | 0.75724
84378 | 4.225 | 0.8 | 365 | 3.8491 | 0.74566 | 4 | 0.59481
84380 | 8.7 | 0.8 | 365 | 7.926 | 0.94965 | 8 | 0.8757
84379 | 7.98 | 0.8 | 365 | 7.2701 | 0.62968 | 7 | 0.89978
84381 | 13 | 0.8 | 365 | 11.8435 | 0.83281 | 12 | 0.67633
84382 | 8.775 | 0.8 | 365 | 7.9944 | 0.087144 | 8 | 0.08152
84383 | 4.5 | 0.8 | 365 | 4.0997 | 0.24982 | 4 | 0.3495
84384 | 5.13 | 0.8 | 365 | 4.6736 | 0.40479 | 5 | 0.078427
84385 | 5.7 | 0.8 | 365 | 5.1929 | 0.44977 | 5 | 0.6427
84386 | 6.4 | 0.8 | 365 | 5.8307 | 0.73307 | 6 | 0.56373
84388 | 11.88 | 0.8 | 365 | 10.8232 | 0.77952 | 11 | 0.60267
84390 | 11.22 | 0.8 | 365 | 10.2219 | 0.56955 | 10 | 0.79141
84392 | 13.325 | 0.8 | 365 | 12.1396 | 0.42863 | 12 | 0.56823
84391 | 6.65 | 0.8 | 365 | 6.0584 | 0.1914 | 6 | 0.24981
84395 | 7.92 | 0.8 | 365 | 7.2154 | 0.51968 | 7 | 0.73512
84397 | 7.695 | 0.8 | 365 | 7.0105 | 0.10719 | 7 | 0.11764
84400 | 3.63 | 0.8 | 365 | 3.3071 | 0.65485 | 3 | 0.96193
84401 | 4.96 | 0.8 | 365 | 4.5188 | 0.093132 | 4 | 0.61189
84404 | 5.25 | 0.8 | 365 | 4.783 | 0.62479 | 5 | 0.40775
84403 | 8.7 | 0.8 | 365 | 7.926 | 0.94965 | 8 | 0.8757
84405 | 6.27 | 0.8 | 365 | 5.7122 | 0.49475 | 6 | 0.20697
84407 | 7.25 | 0.8 | 365 | 6.605 | 0.29137 | 6 | 0.89641
84409 | 5.6 | 0.8 | 365 | 5.1018 | 0.26644 | 5 | 0.36826
84410 | 8.4 | 0.8 | 365 | 7.6527 | 0.39966 | 8 | 0.052396
84412 | 11.88 | 0.8 | 365 | 10.8232 | 0.77952 | 11 | 0.60267
84414 | 4.845 | 0.8 | 365 | 4.414 | 0.8823 | 5 | 0.29629
84415 | 6.44 | 0.8 | 365 | 5.8671 | 0.80641 | 6 | 0.6735
84417 | 9 | 0.8 | 365 | 8.1994 | 0.49964 | 8 | 0.699
84418 | 8.32 | 0.8 | 365 | 7.5799 | 0.253 | 7 | 0.83285
84419 | 5.11 | 0.8 | 365 | 4.6554 | 0.36813 | 5 | 0.023541
84420 | 13.3 | 0.8 | 365 | 12.1168 | 0.38279 | 12 | 0.49963
84421 | 11.685 | 0.8 | 365 | 10.6455 | 0.42203 | 11 | 0.067529
84345 | 7.08 | 0.8 | 365 | 6.4502 | 0.97971 | 7 | 0.42988
84423 | 7.26 | 0.8 | 365 | 6.6142 | 0.30971 | 6 | 0.92386
84363 | 13.275 | 0.8 | 365 | 12.0941 | 0.33696 | 12 | 0.43102
84362 | 6.195 | 0.8 | 365 | 5.6439 | 0.35725 | 6 | 0.0011417
84367 | 2.655 | 0.8 | 365 | 2.4188 | 0.86739 | 3 | 0.2862
84424 | 3.705 | 0.8 | 365 | 3.3754 | 0.79235 | 4 | 0.16775
84425 | 4.59 | 0.8 | 365 | 4.1817 | 0.41481 | 4 | 0.59649
84426 | 4.56 | 0.8 | 365 | 4.1543 | 0.35982 | 4 | 0.51416
84427 | 6.4 | 0.8 | 365 | 5.8307 | 0.73307 | 6 | 0.56373
84428 | 4.08 | 0.8 | 365 | 3.717 | 0.47983 | 4 | 0.19688
84429 | 19.44 | 0.8 | 365 | 17.7106 | 0.63921 | 18 | 0.34983
84430 | 9.8 | 0.8 | 365 | 8.9282 | 0.96627 | 9 | 0.89446
84431 | 6.49 | 0.8 | 365 | 5.9126 | 0.89807 | 6 | 0.81072
84432 | 8.395 | 0.8 | 365 | 7.6482 | 0.39049 | 8 | 0.038674
84433 | 5.925 | 0.8 | 365 | 5.3979 | 0.86226 | 6 | 0.26017
84434 | 9.28 | 0.8 | 365 | 8.4545 | 0.012957 | 8 | 0.46741
84435 | 7.37 | 0.8 | 365 | 6.7144 | 0.51137 | 7 | 0.22573
84436 | 10.05 | 0.8 | 365 | 9.156 | 0.42459 | 9 | 0.58054
84437 | 13.92 | 0.8 | 365 | 12.6817 | 0.51944 | 13 | 0.20111
84394 | 7.7 | 0.8 | 365 | 7.015 | 0.11635 | 7 | 0.13136
84445 | 10.8 | 0.8 | 365 | 9.8392 | 0.79956 | 10 | 0.63879
84447 | 14.22 | 0.8 | 365 | 12.955 | 0.069424 | 13 | 0.024412
84448 | 5.886 | 0.8 | 365 | 5.3624 | 0.79076 | 6 | 0.15314
84450 | 8.4 | 0.8 | 365 | 7.6527 | 0.39966 | 8 | 0.052396
84451 | 10.05 | 0.8 | 365 | 9.156 | 0.42459 | 9 | 0.58054
84453 | 9.1 | 0.8 | 365 | 8.2905 | 0.68296 | 8 | 0.97343
84454 | 4.88 | 0.8 | 365 | 4.4459 | 0.94647 | 5 | 0.39234
84456 | 7.848 | 0.8 | 365 | 7.1498 | 0.38768 | 7 | 0.53752
84458 | 8.775 | 0.8 | 365 | 7.9944 | 0.087144 | 8 | 0.08152
84459 | 11.7 | 0.8 | 365 | 10.6592 | 0.44953 | 11 | 0.10869
84460 | 10.725 | 0.8 | 365 | 9.7709 | 0.66207 | 10 | 0.43297
84461 | 13 | 0.8 | 365 | 11.8435 | 0.83281 | 12 | 0.67633
84462 | 7.2 | 0.8 | 365 | 6.5595 | 0.19971 | 6 | 0.7592
84463 | 6.49 | 0.8 | 365 | 5.9126 | 0.89807 | 6 | 0.81072
84284 | 8.91 | 0.8 | 365 | 8.1174 | 0.33464 | 8 | 0.45201
84464 | 3.9 | 0.8 | 365 | 3.5531 | 0.14984 | 3 | 0.7029
84466 | 7 | 0.8 | 365 | 6.3773 | 0.83305 | 7 | 0.21033
84467 | 9.72 | 0.8 | 365 | 8.8553 | 0.81961 | 9 | 0.67491
84328 | 2.61 | 0.8 | 365 | 2.3778 | 0.78489 | 3 | 0.16271
84360 | 9.52 | 0.8 | 365 | 8.6731 | 0.45295 | 9 | 0.12605
84440 | 5.51 | 0.8 | 365 | 5.0198 | 0.10144 | 5 | 0.12127
84441 | 3.77 | 0.8 | 365 | 3.4346 | 0.91151 | 4 | 0.34613
84442 | 5.22 | 0.8 | 365 | 4.7556 | 0.56979 | 5 | 0.32542
84443 | 3.77 | 0.8 | 365 | 3.4346 | 0.91151 | 4 | 0.34613
84446 | 3.77 | 0.8 | 365 | 3.4346 | 0.91151 | 4 | 0.34613
84449 | 9.86 | 0.8 | 365 | 8.9829 | 0.076267 | 9 | 0.059121
84452 | 13.16 | 0.8 | 365 | 11.9893 | 0.12613 | 12 | 0.11542
84455 | 6.38 | 0.8 | 365 | 5.8124 | 0.69641 | 6 | 0.50884
84457 | 3.48 | 0.8 | 365 | 3.1704 | 0.37986 | 3 | 0.55028
84468 | 12.96 | 0.8 | 365 | 11.8071 | 0.75947 | 12 | 0.56655
84422 | 8.51 | 0.8 | 365 | 7.753 | 0.60132 | 8 | 0.35427
84438 | 7.37 | 0.8 | 365 | 6.7144 | 0.51137 | 7 | 0.22573
81064 | 6.867 | 0.8 | 365 | 6.2561 | 0.58922 | 6 | 0.84533
84471 | 8.71 | 0.8 | 365 | 7.9352 | 0.96798 | 8 | 0.90314
84472 | 12.06 | 0.8 | 365 | 10.9871 | 0.10951 | 11 | 0.096654
84473 | 11.52 | 0.8 | 365 | 10.4952 | 0.11953 | 10 | 0.61471
84474 | 5.85 | 0.8 | 365 | 5.3296 | 0.72476 | 6 | 0.054347
84475 | 13.865 | 0.8 | 365 | 12.6316 | 0.4186 | 13 | 0.050174
84476 | 5.85 | 0.8 | 365 | 5.3296 | 0.72476 | 6 | 0.054347
84477 | 12.48 | 0.8 | 365 | 11.3698 | 0.87949 | 12 | 0.24927
84478 | 8.28 | 0.8 | 365 | 7.5434 | 0.17966 | 7 | 0.72308
84480 | 19.215 | 0.8 | 365 | 17.5056 | 0.22672 | 17 | 0.73235
84481 | 8.555 | 0.8 | 365 | 7.7939 | 0.68382 | 8 | 0.47777
84483 | 7.37 | 0.8 | 365 | 6.7144 | 0.51137 | 7 | 0.22573
84484 | 13.34 | 0.8 | 365 | 12.1533 | 0.45613 | 12 | 0.6094
84487 | 24.42 | 0.8 | 365 | 22.2476 | 0.76901 | 23 | 0.016607
84488 | 18.5 | 0.8 | 365 | 16.8542 | 0.91592 | 17 | 0.77016
84154 | 7.54 | 0.8 | 365 | 6.8692 | 0.82303 | 7 | 0.69227
84491 | 5.605 | 0.8 | 365 | 5.1064 | 0.27561 | 5 | 0.38199
84493 | 4.16 | 0.8 | 365 | 3.7899 | 0.6265 | 4 | 0.41642
84496 | 9.156 | 0.8 | 365 | 8.3415 | 0.78563 | 9 | 0.12711
84499 | 6.7 | 0.8 | 365 | 6.104 | 0.28306 | 6 | 0.38703
84502 | 7.75 | 0.8 | 365 | 7.0606 | 0.20802 | 7 | 0.26858
84505 | 12.285 | 0.8 | 365 | 11.1921 | 0.522 | 11 | 0.71413
84507 | 11.05 | 0.8 | 365 | 10.067 | 0.25789 | 10 | 0.32488
84508 | 5.795 | 0.8 | 365 | 5.2795 | 0.62393 | 5 | 0.90341
84509 | 9.75 | 0.8 | 365 | 8.8826 | 0.8746 | 9 | 0.75724
84510 | 7.29 | 0.8 | 365 | 6.6415 | 0.3647 | 7 | 0.0061861
84482 | 9.49 | 0.8 | 365 | 8.6458 | 0.39795 | 9 | 0.043718
84511 | 11.7 | 0.8 | 365 | 10.6592 | 0.44953 | 11 | 0.10869
84512 | 6.3 | 0.8 | 365 | 5.7396 | 0.54974 | 6 | 0.2893
84513 | 13.065 | 0.8 | 365 | 11.9027 | 0.95197 | 12 | 0.85471
84514 | 5.559 | 0.8 | 365 | 5.0645 | 0.19127 | 5 | 0.25575
84515 | 7.3 | 0.8 | 365 | 6.6506 | 0.38304 | 7 | 0.033629
61614 | 7.2 | 1 | 365 | 8.1994 | 0.49964 | 8 | 0.699
84470 | 12.06 | 0.8 | 365 | 10.9871 | 0.10951 | 11 | 0.096654
84086 | 4.64 | 0.8 | 365 | 4.2272 | 0.50648 | 4 | 0.7337
83199 | 8.88 | 0.8 | 365 | 8.09 | 0.27964 | 8 | 0.36968
84221 | 11.4 | 0.8 | 365 | 10.3859 | 0.89954 | 11 | 0.28539
84528 | 4.32 | 0.8 | 365 | 3.9357 | 0.91982 | 4 | 0.85552
84529 | 7.56 | 0.8 | 365 | 6.8875 | 0.85969 | 7 | 0.74716
84530 | 10.08 | 0.8 | 365 | 9.1833 | 0.47959 | 9 | 0.66287
84531 | 10.8 | 0.8 | 365 | 9.8392 | 0.79956 | 10 | 0.63879
84439 | 12.8 | 0.8 | 365 | 11.6613 | 0.46615 | 12 | 0.12746
84249 | 8.505 | 0.8 | 365 | 7.7484 | 0.59216 | 8 | 0.34055
84313 | 5.4 | 0.8 | 365 | 4.9196 | 0.89978 | 5 | 0.8194
84250 | 9.8 | 0.8 | 365 | 8.9282 | 0.96627 | 9 | 0.89446
84262 | 5.605 | 0.8 | 365 | 5.1064 | 0.27561 | 5 | 0.38199
84545 | 11.505 | 0.8 | 365 | 10.4815 | 0.092034 | 10 | 0.57355
84547 | 8.375 | 0.8 | 365 | 7.63 | 0.35383 | 7 | 0.98379
84548 | 7.68 | 0.8 | 365 | 6.9968 | 0.079689 | 7 | 0.076476
84549 | 10.72 | 0.8 | 365 | 9.7663 | 0.6529 | 10 | 0.41925
83510 | 8.04 | 0.8 | 365 | 7.3248 | 0.73967 | 8 | 0.064436
84550 | 3.92 | 0.8 | 365 | 3.5713 | 0.18651 | 3 | 0.75778
84552 | 8.71 | 0.8 | 365 | 7.9352 | 0.96798 | 8 | 0.90314
84553 | 8.64 | 0.8 | 365 | 7.8714 | 0.83965 | 8 | 0.71104
84554 | 3.15 | 0.8 | 365 | 2.8698 | 0.77487 | 3 | 0.64465
84555 | 8.32 | 0.8 | 365 | 7.5799 | 0.253 | 7 | 0.83285
84556 | 5.6 | 0.8 | 365 | 5.1018 | 0.26644 | 5 | 0.36826
84559 | 7.68 | 0.8 | 365 | 6.9968 | 0.079689 | 7 | 0.076476
84557 | 12.47 | 0.8 | 365 | 11.3607 | 0.86116 | 12 | 0.22183
84558 | 9.76 | 0.8 | 365 | 8.8918 | 0.89294 | 9 | 0.78469
84560 | 4.2 | 0.8 | 365 | 3.8264 | 0.69983 | 4 | 0.5262
84561 | 2.36 | 0.8 | 365 | 2.1501 | 0.32657 | 2 | 0.47663
84562 | 2.32 | 0.8 | 365 | 2.1136 | 0.25324 | 2 | 0.36685
84563 | 14.08 | 0.8 | 365 | 12.8274 | 0.81276 | 13 | 0.64021
84564 | 5.015 | 0.8 | 365 | 4.5689 | 0.19396 | 4 | 0.76283
84565 | 3.54 | 0.8 | 365 | 3.2251 | 0.48986 | 3 | 0.71494
84566 | 9.735 | 0.8 | 365 | 8.869 | 0.84711 | 9 | 0.71608
84567 | 6.96 | 0.8 | 365 | 6.3408 | 0.75972 | 7 | 0.10056
84569 | 3.835 | 0.8 | 365 | 3.4938 | 0.030678 | 3 | 0.52452
84568 | 10.08 | 0.8 | 365 | 9.1833 | 0.47959 | 9 | 0.66287
84570 | 4.72 | 0.8 | 365 | 4.3001 | 0.65314 | 4 | 0.95325
84572 | 3.54 | 0.8 | 365 | 3.2251 | 0.48986 | 3 | 0.71494
84571 | 9.76 | 0.8 | 365 | 8.8918 | 0.89294 | 9 | 0.78469
84573 | 5.015 | 0.8 | 365 | 4.5689 | 0.19396 | 4 | 0.76283
84574 | 3.9 | 0.8 | 365 | 3.5531 | 0.14984 | 3 | 0.7029
84575 | 3.835 | 0.8 | 365 | 3.4938 | 0.030678 | 3 | 0.52452
84577 | 2.065 | 0.8 | 365 | 1.8813 | 0.78575 | 2 | 0.66705
84578 | 8.28 | 0.8 | 365 | 7.5434 | 0.17966 | 7 | 0.72308
84576 | 7.54 | 0.8 | 365 | 6.8692 | 0.82303 | 7 | 0.69227
84579 | 6.6 | 0.8 | 365 | 6.0129 | 0.099732 | 6 | 0.1126
84581 | 8.68 | 0.8 | 365 | 7.9078 | 0.91298 | 8 | 0.82081
84580 | 9.92 | 0.8 | 365 | 9.0375 | 0.18626 | 9 | 0.22378
84582 | 5.015 | 0.8 | 365 | 4.5689 | 0.19396 | 4 | 0.76283
84583 | 7.08 | 0.8 | 365 | 6.4502 | 0.97971 | 7 | 0.42988
84584 | 7.245 | 0.8 | 365 | 6.6005 | 0.28221 | 6 | 0.88269
84585 | 2.36 | 0.8 | 365 | 2.1501 | 0.32657 | 2 | 0.47663
84586 | 6.195 | 0.8 | 365 | 5.6439 | 0.35725 | 6 | 0.0011417
84587 | 8.28 | 0.8 | 365 | 7.5434 | 0.17966 | 7 | 0.72308
84588 | 3.54 | 0.8 | 365 | 3.2251 | 0.48986 | 3 | 0.71494
84591 | 5.31 | 0.8 | 365 | 4.8376 | 0.73478 | 5 | 0.57241
84589 | 11.52 | 0.8 | 365 | 10.4952 | 0.11953 | 10 | 0.61471
84592 | 9.145 | 0.8 | 365 | 8.3315 | 0.76546 | 9 | 0.096923
84594 | 4.5 | 0.8 | 365 | 4.0997 | 0.24982 | 4 | 0.3495
84596 | 13.8 | 0.8 | 365 | 12.5724 | 0.29944 | 12 | 0.87179
84598 | 8.19 | 0.8 | 365 | 7.4614 | 0.014668 | 7 | 0.47609
84600 | 5.18 | 0.8 | 365 | 4.7192 | 0.49646 | 5 | 0.21564
84603 | 3.54 | 0.8 | 365 | 3.2251 | 0.48986 | 3 | 0.71494
84605 | 4.72 | 0.8 | 365 | 4.3001 | 0.65314 | 4 | 0.95325
84606 | 4.425 | 0.8 | 365 | 4.0314 | 0.11232 | 4 | 0.14367
84607 | 10.03 | 0.8 | 365 | 9.1377 | 0.38793 | 9 | 0.52566
84608 | 3.245 | 0.8 | 365 | 2.9563 | 0.94904 | 3 | 0.90536
84609 | 3.835 | 0.8 | 365 | 3.4938 | 0.030678 | 3 | 0.52452
84604 | 7.92 | 0.8 | 365 | 7.2154 | 0.51968 | 7 | 0.73512
84611 | 6.3 | 0.8 | 365 | 5.7396 | 0.54974 | 6 | 0.2893
84612 | 5.89 | 0.8 | 365 | 5.366 | 0.79809 | 6 | 0.16412
84614 | 12.765 | 0.8 | 365 | 11.6294 | 0.40198 | 12 | 0.031408
84613 | 10.85 | 0.8 | 365 | 9.8848 | 0.89123 | 10 | 0.77601
84616 | 7.92 | 0.8 | 365 | 7.2154 | 0.51968 | 7 | 0.73512
84618 | 12.775 | 0.8 | 365 | 11.6385 | 0.42032 | 12 | 0.058852
84619 | 2.44 | 0.8 | 365 | 2.2229 | 0.47323 | 2 | 0.69617
84620 | 13.5 | 0.8 | 365 | 12.299 | 0.74945 | 13 | 0.048493
84622 | 5.61 | 0.8 | 365 | 5.1109 | 0.28477 | 5 | 0.39571
84623 | 5.67 | 0.8 | 365 | 5.1656 | 0.39477 | 5 | 0.56037
84625 | 10.56 | 0.8 | 365 | 9.6206 | 0.35957 | 9 | 0.98015
84627 | 10.4 | 0.8 | 365 | 9.4748 | 0.066245 | 9 | 0.54106
84628 | 11.7 | 0.8 | 365 | 10.6592 | 0.44953 | 11 | 0.10869
84213 | 10.73 | 0.8 | 365 | 9.7755 | 0.67123 | 10 | 0.44669
84280 | 10.15 | 0.8 | 365 | 9.2471 | 0.60792 | 9 | 0.85498
84629 | 15.34 | 0.8 | 365 | 13.9754 | 0.12271 | 14 | 0.098065
84630 | 13.325 | 0.8 | 365 | 12.1396 | 0.42863 | 12 | 0.56823
84631 | 8.84 | 0.8 | 365 | 8.0536 | 0.20631 | 8 | 0.2599
84632 | 9.9 | 0.8 | 365 | 9.0193 | 0.1496 | 9 | 0.16889
84633 | 11.22 | 0.8 | 365 | 10.2219 | 0.56955 | 10 | 0.79141
84634 | 9.1 | 0.8 | 365 | 8.2905 | 0.68296 | 8 | 0.97343
84635 | 24.79 | 0.8 | 365 | 22.5847 | 0.44733 | 23 | 0.03201
84532 | 4.93 | 0.8 | 365 | 4.4914 | 0.038134 | 4 | 0.52956
84636 | 9.855 | 0.8 | 365 | 8.9783 | 0.067101 | 9 | 0.0454
84534 | 17.1 | 0.8 | 365 | 15.5788 | 0.34931 | 15 | 0.92809
84535 | 6.96 | 0.8 | 365 | 6.3408 | 0.75972 | 7 | 0.10056
84536 | 2.24 | 0.8 | 365 | 2.0407 | 0.10658 | 2 | 0.14731
84537 | 3.77 | 0.8 | 365 | 3.4346 | 0.91151 | 4 | 0.34613
84538 | 13.92 | 0.8 | 365 | 12.6817 | 0.51944 | 13 | 0.20111
84539 | 8.4 | 0.8 | 365 | 7.6527 | 0.39966 | 8 | 0.052396
84540 | 10.44 | 0.8 | 365 | 9.5113 | 0.13958 | 9 | 0.65083
84541 | 6.09 | 0.8 | 365 | 5.5482 | 0.16475 | 5 | 0.71299
84637 | 2.95 | 0.8 | 365 | 2.6876 | 0.40821 | 3 | 0.095782
84638 | 4.72 | 0.8 | 365 | 4.3001 | 0.65314 | 4 | 0.95325
84639 | 6.49 | 0.8 | 365 | 5.9126 | 0.89807 | 6 | 0.81072
84640 | 3.835 | 0.8 | 365 | 3.4938 | 0.030678 | 3 | 0.52452
84641 | 6.195 | 0.8 | 365 | 5.6439 | 0.35725 | 6 | 0.0011417
62170 | 898.56 | 0.8 | 365 | 818.6241 | 0.32358 | 818 | 0.94768
84643 | 7.08 | 0.8 | 365 | 6.4502 | 0.97971 | 7 | 0.42988
84644 | 7.965 | 0.8 | 365 | 7.2564 | 0.60218 | 7 | 0.85861
84542 | 2.32 | 0.8 | 365 | 2.1136 | 0.25324 | 2 | 0.36685
84645 | 5.31 | 0.8 | 365 | 4.8376 | 0.73478 | 5 | 0.57241
84646 | 5.015 | 0.8 | 365 | 4.5689 | 0.19396 | 4 | 0.76283
84647 | 6.49 | 0.8 | 365 | 5.9126 | 0.89807 | 6 | 0.81072
84599 | 4.2 | 0.8 | 365 | 3.8264 | 0.69983 | 4 | 0.5262
84648 | 6.49 | 0.8 | 365 | 5.9126 | 0.89807 | 6 | 0.81072
84649 | 6.49 | 0.8 | 365 | 5.9126 | 0.89807 | 6 | 0.81072
84650 | 5.31 | 0.8 | 365 | 4.8376 | 0.73478 | 5 | 0.57241
84651 | 5.9 | 0.8 | 365 | 5.3751 | 0.81643 | 6 | 0.19156
84652 | 4.13 | 0.8 | 365 | 3.7626 | 0.5715 | 4 | 0.33409
84653 | 8.555 | 0.8 | 365 | 7.7939 | 0.68382 | 8 | 0.47777
84654 | 3.835 | 0.8 | 365 | 3.4938 | 0.030678 | 3 | 0.52452
84655 | 10.03 | 0.8 | 365 | 9.1377 | 0.38793 | 9 | 0.52566
84601 | 7.625 | 0.8 | 365 | 6.9467 | 0.97886 | 7 | 0.92554
81079 | 14.95 | 0.8 | 365 | 13.62 | 0.40773 | 14 | 0.027775
84657 | 11.2 | 0.8 | 365 | 10.2036 | 0.53288 | 10 | 0.73653
84658 | 8.99 | 0.8 | 365 | 8.1902 | 0.4813 | 8 | 0.67155
84602 | 7.7 | 0.8 | 365 | 7.015 | 0.11635 | 7 | 0.13136
84659 | 10.03 | 0.8 | 365 | 9.1377 | 0.38793 | 9 | 0.52566
84479 | 11.4 | 0.8 | 365 | 10.3859 | 0.89954 | 11 | 0.28539
84660 | 11.115 | 0.8 | 365 | 10.1262 | 0.37705 | 10 | 0.50326
84661 | 6.38 | 0.8 | 365 | 5.8124 | 0.69641 | 6 | 0.50884
84662 | 6.67 | 0.8 | 365 | 6.0766 | 0.22806 | 6 | 0.3047
84593 | 8.71 | 0.8 | 365 | 7.9352 | 0.96798 | 8 | 0.90314
84663 | 11.6 | 0.8 | 365 | 10.5681 | 0.2662 | 10 | 0.83426
84543 | 6.54 | 0.8 | 365 | 5.9582 | 0.98973 | 6 | 0.94794
84669 | 14.5 | 0.8 | 365 | 13.2101 | 0.58275 | 13 | 0.79283
84670 | 14.7 | 0.8 | 365 | 13.3923 | 0.9494 | 14 | 0.34169
84671 | 10.44 | 0.8 | 365 | 9.5113 | 0.13958 | 9 | 0.65083
84664 | 11.31 | 0.8 | 365 | 10.3039 | 0.73454 | 11 | 0.038404
84672 | 5.04 | 0.8 | 365 | 4.5916 | 0.2398 | 4 | 0.83144
84667 | 10.83 | 0.8 | 365 | 9.8666 | 0.85456 | 10 | 0.72112
84673 | 4.27 | 0.8 | 365 | 3.8901 | 0.82816 | 4 | 0.7183
84675 | 6.84 | 0.8 | 365 | 6.2315 | 0.53972 | 6 | 0.77124
84676 | 4.2 | 0.8 | 365 | 3.8264 | 0.69983 | 4 | 0.5262
80641 | 184 | 0.6 | 365 | 125.7235 | 0.99441 | 126 | 0.71793
84677 | 2.32 | 0.8 | 365 | 2.1136 | 0.25324 | 2 | 0.36685
84678 | 9.44 | 0.8 | 365 | 8.6002 | 0.30628 | 8 | 0.9065
84680 | 6.365 | 0.8 | 365 | 5.7988 | 0.66891 | 6 | 0.46768
84681 | 5.2 | 0.8 | 365 | 4.7374 | 0.53312 | 5 | 0.27053
84682 | 13.2 | 0.8 | 365 | 12.0257 | 0.19946 | 12 | 0.22519
84683 | 1.8 | 0.8 | 365 | 1.6399 | 0.29993 | 1 | 0.9398
84684 | 9.57 | 0.8 | 365 | 8.7187 | 0.54461 | 9 | 0.26326
84686 | 12.25 | 0.8 | 365 | 11.1602 | 0.45784 | 11 | 0.61808
84687 | 10.85 | 0.8 | 365 | 9.8848 | 0.89123 | 10 | 0.77601
84688 | 9.28 | 0.8 | 365 | 8.4545 | 0.012957 | 8 | 0.46741
84689 | 9.6 | 0.8 | 365 | 8.746 | 0.59961 | 9 | 0.34559
84690 | 6.27 | 0.8 | 365 | 5.7122 | 0.49475 | 6 | 0.20697
84692 | 6.84 | 0.8 | 365 | 6.2315 | 0.53972 | 6 | 0.77124
84694 | 3.705 | 0.8 | 365 | 3.3754 | 0.79235 | 4 | 0.16775
84696 | 6.96 | 0.8 | 365 | 6.3408 | 0.75972 | 7 | 0.10056
84695 | 4.9 | 0.8 | 365 | 4.4641 | 0.98313 | 5 | 0.44723
84697 | 10.56 | 0.8 | 365 | 9.6206 | 0.35957 | 9 | 0.98015
84698 | 6.65 | 0.8 | 365 | 6.0584 | 0.1914 | 6 | 0.24981
83890 | 7.98 | 0.8 | 365 | 7.2701 | 0.62968 | 7 | 0.89978
83892 | 8.05 | 0.8 | 365 | 7.3339 | 0.75801 | 8 | 0.091879
83519 | 11.22 | 0.8 | 365 | 10.2219 | 0.56955 | 10 | 0.79141
84077 | 4.845 | 0.8 | 365 | 4.414 | 0.8823 | 5 | 0.29629
84700 | 8.12 | 0.8 | 365 | 7.3976 | 0.88634 | 8 | 0.28398
84701 | 5.7 | 0.8 | 365 | 5.1929 | 0.44977 | 5 | 0.6427
84702 | 7.54 | 0.8 | 365 | 6.8692 | 0.82303 | 7 | 0.69227
84703 | 13.275 | 0.8 | 365 | 12.0941 | 0.33696 | 12 | 0.43102
84704 | 7.965 | 0.8 | 365 | 7.2564 | 0.60218 | 7 | 0.85861
84705 | 8.26 | 0.8 | 365 | 7.5252 | 0.143 | 7 | 0.66819
84706 | 14.7 | 0.8 | 365 | 13.3923 | 0.9494 | 14 | 0.34169
84708 | 11.55 | 0.8 | 365 | 10.5225 | 0.17453 | 10 | 0.69704
84710 | 8.05 | 0.8 | 365 | 7.3339 | 0.75801 | 8 | 0.091879
84711 | 6.65 | 0.8 | 365 | 6.0584 | 0.1914 | 6 | 0.24981
84712 | 5.605 | 0.8 | 365 | 5.1064 | 0.27561 | 5 | 0.38199
84713 | 5.9 | 0.8 | 365 | 5.3751 | 0.81643 | 6 | 0.19156
84714 | 5.9 | 0.8 | 365 | 5.3751 | 0.81643 | 6 | 0.19156
84715 | 8.25 | 0.8 | 365 | 7.5161 | 0.12467 | 7 | 0.64075
84718 | 15.12 | 0.8 | 365 | 13.7749 | 0.71939 | 14 | 0.49431
84720 | 11.4 | 0.8 | 365 | 10.3859 | 0.89954 | 11 | 0.28539
84722 | 19.825 | 0.8 | 365 | 18.0614 | 0.34503 | 18 | 0.4064
84723 | 9.38 | 0.8 | 365 | 8.5456 | 0.19629 | 8 | 0.74184
84716 | 13.32 | 0.8 | 365 | 12.1351 | 0.41946 | 12 | 0.55451
84666 | 6.96 | 0.8 | 365 | 6.3408 | 0.75972 | 7 | 0.10056
84668 | 16.24 | 0.8 | 365 | 14.7953 | 0.77268 | 15 | 0.56796
84665 | 3.19 | 0.8 | 365 | 2.9062 | 0.8482 | 3 | 0.75442
84736 | 6.825 | 0.8 | 365 | 6.2178 | 0.51222 | 6 | 0.73007
84738 | 7.83 | 0.8 | 365 | 7.1334 | 0.35468 | 7 | 0.48813
84740 | 10.44 | 0.8 | 365 | 9.5113 | 0.13958 | 9 | 0.65083
84742 | 8.64 | 0.8 | 365 | 7.8714 | 0.83965 | 8 | 0.71104
84744 | 5.04 | 0.8 | 365 | 4.5916 | 0.2398 | 4 | 0.83144
84746 | 9.1 | 0.8 | 365 | 8.2905 | 0.68296 | 8 | 0.97343
84747 | 4 | 0.8 | 365 | 3.6442 | 0.33317 | 3 | 0.97733
84748 | 10.85 | 0.8 | 365 | 9.8848 | 0.89123 | 10 | 0.77601
84749 | 7.15 | 0.8 | 365 | 6.5139 | 0.10804 | 6 | 0.62198
84750 | 13.2 | 0.8 | 365 | 12.0257 | 0.19946 | 12 | 0.22519
84752 | 9.75 | 0.8 | 365 | 8.8826 | 0.8746 | 9 | 0.75724
84717 | 8.41 | 0.8 | 365 | 7.6618 | 0.41799 | 8 | 0.079839
84754 | 8.37 | 0.8 | 365 | 7.6254 | 0.34466 | 7 | 0.97007
84756 | 11.6 | 0.8 | 365 | 10.5681 | 0.2662 | 10 | 0.83426
84551 | 8.64 | 0.8 | 365 | 7.8714 | 0.83965 | 8 | 0.71104
84759 | 8.76 | 0.8 | 365 | 7.9807 | 0.059645 | 8 | 0.040355
84761 | 3.96 | 0.8 | 365 | 3.6077 | 0.25984 | 3 | 0.86756
84728 | 20.4 | 0.8 | 365 | 18.5852 | 0.39917 | 18 | 0.98439
80704 | 496.8 | 0.6 | 365 | 339.4535 | 0.084897 | 339 | 0.5384
83766 | 13.734 | 0.8 | 365 | 12.5122 | 0.17844 | 12 | 0.69067
82952 | 12.96 | 0.8 | 365 | 11.8071 | 0.75947 | 12 | 0.56655
83770 | 15.37 | 0.8 | 365 | 14.0027 | 0.17771 | 14 | 0.1804
83060 | 10.65 | 0.8 | 365 | 9.7026 | 0.52457 | 10 | 0.22714
84485 | 6.27 | 0.8 | 365 | 5.7122 | 0.49475 | 6 | 0.20697
84486 | 9.405 | 0.8 | 365 | 8.5683 | 0.24212 | 8 | 0.81045
84416 | 9.66 | 0.8 | 365 | 8.8006 | 0.70961 | 9 | 0.51025
84617 | 9 | 0.8 | 365 | 8.1994 | 0.49964 | 8 | 0.699
84621 | 3 | 0.8 | 365 | 2.7331 | 0.49988 | 3 | 0.233
84626 | 8.1 | 0.8 | 365 | 7.3794 | 0.84967 | 8 | 0.2291
84757 | 7.56 | 0.8 | 365 | 6.8875 | 0.85969 | 7 | 0.74716
84739 | 9.57 | 0.8 | 365 | 8.7187 | 0.54461 | 9 | 0.26326
84763 | 12.87 | 0.8 | 365 | 11.7251 | 0.59448 | 12 | 0.31956
84764 | 9.9 | 0.8 | 365 | 9.0193 | 0.1496 | 9 | 0.16889
84737 | 13.92 | 0.8 | 365 | 12.6817 | 0.51944 | 13 | 0.20111
82689 | 19.365 | 0.8 | 365 | 17.6423 | 0.50172 | 18 | 0.144
84769 | 12.685 | 0.8 | 365 | 11.5565 | 0.25532 | 11 | 0.81186
84444 | 12.18 | 0.8 | 365 | 11.0965 | 0.32951 | 11 | 0.42597
84533 | 11.02 | 0.8 | 365 | 10.0397 | 0.20289 | 10 | 0.24255
84393 | 3.42 | 0.8 | 365 | 3.1158 | 0.26986 | 3 | 0.38562
84771 | 6.555 | 0.8 | 365 | 5.9719 | 0.017234 | 5 | 0.9891
84772 | 3.63 | 0.8 | 365 | 3.3071 | 0.65485 | 3 | 0.96193
84773 | 5.94 | 0.8 | 365 | 5.4116 | 0.88976 | 6 | 0.30134
84775 | 10.89 | 0.8 | 365 | 9.9212 | 0.96456 | 10 | 0.88578
84777 | 6 | 0.8 | 365 | 5.4662 | 0.99976 | 6 | 0.466
84776 | 2.64 | 0.8 | 365 | 2.4051 | 0.83989 | 3 | 0.24504
84778 | 11.375 | 0.8 | 365 | 10.3631 | 0.85371 | 11 | 0.21679
84780 | 8.91 | 0.8 | 365 | 8.1174 | 0.33464 | 8 | 0.45201
84782 | 5.2 | 0.8 | 365 | 4.7374 | 0.53312 | 5 | 0.27053
84785 | 4.35 | 0.8 | 365 | 3.963 | 0.97482 | 4 | 0.93785
84791 | 5.13 | 0.8 | 365 | 4.6736 | 0.40479 | 5 | 0.078427
84792 | 5.76 | 0.8 | 365 | 5.2476 | 0.55977 | 5 | 0.80736
84793 | 3.705 | 0.8 | 365 | 3.3754 | 0.79235 | 4 | 0.16775
84794 | 4.845 | 0.8 | 365 | 4.414 | 0.8823 | 5 | 0.29629
84789 | 9.45 | 0.8 | 365 | 8.6093 | 0.32462 | 8 | 0.93394
84795 | 7.125 | 0.8 | 365 | 6.4912 | 0.062211 | 6 | 0.55337
84797 | 4.275 | 0.8 | 365 | 3.8947 | 0.83733 | 4 | 0.73202
84799 | 6.6 | 0.8 | 365 | 6.0129 | 0.099732 | 6 | 0.1126
84800 | 11.88 | 0.8 | 365 | 10.8232 | 0.77952 | 11 | 0.60267
84798 | 24.6 | 0.8 | 365 | 22.4116 | 0.099003 | 22 | 0.51059
84802 | 6.49 | 0.8 | 365 | 5.9126 | 0.89807 | 6 | 0.81072
84801 | 17.4 | 0.8 | 365 | 15.8521 | 0.89929 | 16 | 0.75139
84803 | 6.96 | 0.8 | 365 | 6.3408 | 0.75972 | 7 | 0.10056
84804 | 11.505 | 0.8 | 365 | 10.4815 | 0.092034 | 10 | 0.57355
84805 | 6.785 | 0.8 | 365 | 6.1814 | 0.43889 | 6 | 0.6203
84808 | 5.31 | 0.8 | 365 | 4.8376 | 0.73478 | 5 | 0.57241
84809 | 3.245 | 0.8 | 365 | 2.9563 | 0.94904 | 3 | 0.90536
84810 | 3.54 | 0.8 | 365 | 3.2251 | 0.48986 | 3 | 0.71494
84811 | 7.67 | 0.8 | 365 | 6.9877 | 0.061356 | 7 | 0.049033
84813 | 3.835 | 0.8 | 365 | 3.4938 | 0.030678 | 3 | 0.52452
84814 | 11.21 | 0.8 | 365 | 10.2128 | 0.55121 | 10 | 0.76397
84806 | 7.92 | 0.8 | 365 | 7.2154 | 0.51968 | 7 | 0.73512
84816 | 3.54 | 0.8 | 365 | 3.2251 | 0.48986 | 3 | 0.71494
84817 | 6.49 | 0.8 | 365 | 5.9126 | 0.89807 | 6 | 0.81072
84818 | 2.95 | 0.8 | 365 | 2.6876 | 0.40821 | 3 | 0.095782
84819 | 2.655 | 0.8 | 365 | 2.4188 | 0.86739 | 3 | 0.2862
84820 | 7.67 | 0.8 | 365 | 6.9877 | 0.061356 | 7 | 0.049033
84821 | 6.785 | 0.8 | 365 | 6.1814 | 0.43889 | 6 | 0.6203
83923 | 10.915 | 0.8 | 365 | 9.944 | 0.010391 | 9 | 0.95439
84822 | 5.9 | 0.8 | 365 | 5.3751 | 0.81643 | 6 | 0.19156
84827 | 19.8 | 0.8 | 365 | 18.0386 | 0.2992 | 18 | 0.33779
84828 | 11.1 | 0.8 | 365 | 10.1125 | 0.34955 | 10 | 0.46209
84830 | 7.5 | 0.8 | 365 | 6.8328 | 0.7497 | 7 | 0.5825
84831 | 24.9 | 0.8 | 365 | 22.6849 | 0.64899 | 23 | 0.33389
84833 | 15.9 | 0.8 | 365 | 14.4855 | 0.14936 | 14 | 0.63489
84835 | 24 | 0.8 | 365 | 21.865 | 0.99903 | 22 | 0.86399
82596 | 8.41 | 0.8 | 365 | 7.6618 | 0.41799 | 8 | 0.079839
83399 | 10.08 | 0.8 | 365 | 9.1833 | 0.47959 | 9 | 0.66287
84726 | 6.3 | 0.8 | 365 | 5.7396 | 0.54974 | 6 | 0.2893
84837 | 9.045 | 0.8 | 365 | 8.2404 | 0.58213 | 8 | 0.82249
84838 | 5.36 | 0.8 | 365 | 4.8832 | 0.82645 | 5 | 0.70962
84839 | 8.91 | 0.8 | 365 | 8.1174 | 0.33464 | 8 | 0.45201
84840 | 2.4 | 0.8 | 365 | 2.1865 | 0.3999 | 2 | 0.5864
84841 | 13.5 | 0.8 | 365 | 12.299 | 0.74945 | 13 | 0.048493
84842 | 6.75 | 0.8 | 365 | 6.1495 | 0.37473 | 6 | 0.52425
84843 | 12.095 | 0.8 | 365 | 11.019 | 0.17368 | 11 | 0.19271
84844 | 9.9 | 0.8 | 365 | 9.0193 | 0.1496 | 9 | 0.16889
84846 | 9.1 | 0.8 | 365 | 8.2905 | 0.68296 | 8 | 0.97343
84847 | 5.13 | 0.8 | 365 | 4.6736 | 0.40479 | 5 | 0.078427
84766 | 11.9 | 0.8 | 365 | 10.8414 | 0.81618 | 11 | 0.65756
84751 | 9.28 | 0.8 | 365 | 8.4545 | 0.012957 | 8 | 0.46741
84743 | 6.12 | 0.8 | 365 | 5.5756 | 0.21975 | 5 | 0.79532
84745 | 8.04 | 0.8 | 365 | 7.3248 | 0.73967 | 8 | 0.064436
84732 | 3.84 | 0.8 | 365 | 3.4984 | 0.039844 | 3 | 0.53824
84730 | 13.32 | 0.8 | 365 | 12.1351 | 0.41946 | 12 | 0.55451
84851 | 11.6 | 0.8 | 365 | 10.5681 | 0.2662 | 10 | 0.83426
84853 | 11.05 | 0.8 | 365 | 10.067 | 0.25789 | 10 | 0.32488
84848 | 23.4 | 0.8 | 365 | 21.3183 | 0.89905 | 22 | 0.21739
84824 | 6.84 | 0.8 | 365 | 6.2315 | 0.53972 | 6 | 0.77124
84854 | 6.4 | 0.8 | 365 | 5.8307 | 0.73307 | 6 | 0.56373
84825 | 4.06 | 0.8 | 365 | 3.6988 | 0.44317 | 4 | 0.14199
84856 | 2.64 | 0.8 | 365 | 2.4051 | 0.83989 | 3 | 0.24504
84857 | 10.95 | 0.8 | 365 | 9.9759 | 0.074556 | 10 | 0.050444
84859 | 11.88 | 0.8 | 365 | 10.8232 | 0.77952 | 11 | 0.60267
84860 | 10.137 | 0.8 | 365 | 9.2352 | 0.58409 | 9 | 0.8193
84861 | 2.9 | 0.8 | 365 | 2.642 | 0.31655 | 2 | 0.95857
84864 | 10.5 | 0.8 | 365 | 9.5659 | 0.24957 | 9 | 0.81549
84855 | 15 | 0.8 | 365 | 13.6656 | 0.49939 | 14 | 0.16499
84865 | 9.1 | 0.8 | 365 | 8.2905 | 0.68296 | 8 | 0.97343
84866 | 11.52 | 0.8 | 365 | 10.4952 | 0.11953 | 10 | 0.61471
84867 | 6 | 0.8 | 365 | 5.4662 | 0.99976 | 6 | 0.466
84869 | 7.8 | 0.8 | 365 | 7.1061 | 0.29968 | 7 | 0.4058
84870 | 9.045 | 0.8 | 365 | 8.2404 | 0.58213 | 8 | 0.82249
84871 | 4.14 | 0.8 | 365 | 3.7717 | 0.58983 | 4 | 0.36154
84872 | 6.6 | 0.8 | 365 | 6.0129 | 0.099732 | 6 | 0.1126
84873 | 6.6 | 0.8 | 365 | 6.0129 | 0.099732 | 6 | 0.1126
84874 | 13.86 | 0.8 | 365 | 12.627 | 0.40944 | 13 | 0.036453
84807 | 5.015 | 0.8 | 365 | 4.5689 | 0.19396 | 4 | 0.76283
84875 | 13.2 | 0.8 | 365 | 12.0257 | 0.19946 | 12 | 0.22519
84876 | 3.924 | 0.8 | 365 | 3.5749 | 0.19384 | 3 | 0.76876
84880 | 8.4 | 0.8 | 365 | 7.6527 | 0.39966 | 8 | 0.052396
84882 | 14.76 | 0.8 | 365 | 13.447 | 0.059402 | 13 | 0.50635
84883 | 10.5 | 0.8 | 365 | 9.5659 | 0.24957 | 9 | 0.81549
84886 | 5.6 | 0.8 | 365 | 5.1018 | 0.26644 | 5 | 0.36826
84888 | 13.34 | 0.8 | 365 | 12.1533 | 0.45613 | 12 | 0.6094
84889 | 7.2 | 0.8 | 365 | 6.5595 | 0.19971 | 6 | 0.7592
84890 | 6.84 | 0.8 | 365 | 6.2315 | 0.53972 | 6 | 0.77124
84892 | 6.08 | 0.8 | 365 | 5.5391 | 0.14642 | 5 | 0.68554
84413 | 7.8 | 0.8 | 365 | 7.1061 | 0.29968 | 7 | 0.4058
84895 | 6.3 | 0.8 | 365 | 5.7396 | 0.54974 | 6 | 0.2893
49927 | 42.47 | 0.9 | 365 | 43.5284 | 0.59244 | 44 | 0.12079
84893 | 13.8 | 0.8 | 365 | 12.5724 | 0.29944 | 12 | 0.87179
84852 | 9.57 | 0.8 | 365 | 8.7187 | 0.54461 | 9 | 0.26326
84868 | 9.3 | 0.8 | 365 | 8.4727 | 0.049623 | 8 | 0.5223
84896 | 8.64 | 0.8 | 365 | 7.8714 | 0.83965 | 8 | 0.71104
84725 | 12.48 | 0.8 | 365 | 11.3698 | 0.87949 | 12 | 0.24927
84897 | 8.91 | 0.8 | 365 | 8.1174 | 0.33464 | 8 | 0.45201
84836 | 5.795 | 0.8 | 365 | 5.2795 | 0.62393 | 5 | 0.90341
84898 | 4.69 | 0.8 | 365 | 4.2728 | 0.59814 | 4 | 0.87092
84901 | 24.42 | 0.8 | 365 | 22.2476 | 0.76901 | 23 | 0.016607
84272 | 7.625 | 0.8 | 365 | 6.9467 | 0.97886 | 7 | 0.92554
84656 | 7.2 | 0.8 | 365 | 6.5595 | 0.19971 | 6 | 0.7592
84172 | 7.5 | 0.8 | 365 | 6.8328 | 0.7497 | 7 | 0.5825
83937 | 9.455 | 0.8 | 365 | 8.6139 | 0.33378 | 8 | 0.94767
84104 | 3.25 | 0.8 | 365 | 2.9609 | 0.9582 | 3 | 0.91908
84270 | 13.325 | 0.8 | 365 | 12.1396 | 0.42863 | 12 | 0.56823
84903 | 15.12 | 0.8 | 365 | 13.7749 | 0.71939 | 14 | 0.49431
84904 | 7.83 | 0.8 | 365 | 7.1334 | 0.35468 | 7 | 0.48813
84907 | 10.68 | 0.8 | 365 | 9.7299 | 0.57957 | 10 | 0.30947
84908 | 8.7 | 0.8 | 365 | 7.926 | 0.94965 | 8 | 0.8757
84863 | 11.89 | 0.8 | 365 | 10.8323 | 0.79785 | 11 | 0.63012
84913 | 4.06 | 0.8 | 365 | 3.6988 | 0.44317 | 4 | 0.14199
84877 | 4.76 | 0.8 | 365 | 4.3366 | 0.72647 | 5 | 0.063024
84915 | 3.77 | 0.8 | 365 | 3.4346 | 0.91151 | 4 | 0.34613
84879 | 2.655 | 0.8 | 365 | 2.4188 | 0.86739 | 3 | 0.2862
84917 | 2.9 | 0.8 | 365 | 2.642 | 0.31655 | 2 | 0.95857
84910 | 5.605 | 0.8 | 365 | 5.1064 | 0.27561 | 5 | 0.38199
84919 | 2.95 | 0.8 | 365 | 2.6876 | 0.40821 | 3 | 0.095782
84912 | 2.655 | 0.8 | 365 | 2.4188 | 0.86739 | 3 | 0.2862
84921 | 3.54 | 0.8 | 365 | 3.2251 | 0.48986 | 3 | 0.71494
84914 | 3.19 | 0.8 | 365 | 2.9062 | 0.8482 | 3 | 0.75442
84916 | 2.32 | 0.8 | 365 | 2.1136 | 0.25324 | 2 | 0.36685
84918 | 2.36 | 0.8 | 365 | 2.1501 | 0.32657 | 2 | 0.47663
84920 | 2.655 | 0.8 | 365 | 2.4188 | 0.86739 | 3 | 0.2862
84927 | 9.57 | 0.8 | 365 | 8.7187 | 0.54461 | 9 | 0.26326
84926 | 24.9 | 0.8 | 365 | 22.6849 | 0.64899 | 23 | 0.33389
83536 | 6.16 | 0.8 | 365 | 5.612 | 0.29308 | 5 | 0.90509
84008 | 14.715 | 0.8 | 365 | 13.406 | 0.9769 | 14 | 0.38286
84465 | 2.64 | 0.8 | 365 | 2.4051 | 0.83989 | 3 | 0.24504
81929 | 179.34 | 0.6 | 365 | 122.5394 | 0.58705 | 123 | 0.12648
84527 | 11.22 | 0.8 | 365 | 10.2219 | 0.56955 | 10 | 0.79141
84615 | 11 | 0.8 | 365 | 10.0214 | 0.16622 | 10 | 0.18766
84369 | 178.35 | 0.6 | 365 | 121.863 | 0.22583 | 122 | 0.088816
84597 | 9.735 | 0.8 | 365 | 8.869 | 0.84711 | 9 | 0.71608
84329 | 8.1 | 0.8 | 365 | 7.3794 | 0.84967 | 8 | 0.2291
84398 | 12.41 | 0.8 | 365 | 11.306 | 0.75116 | 12 | 0.05717
84595 | 7.98 | 0.8 | 365 | 7.2701 | 0.62968 | 7 | 0.89978
84834 | 12 | 0.8 | 365 | 10.9325 | 0.99951 | 11 | 0.93199
84774 | 4.56 | 0.8 | 365 | 4.1543 | 0.35982 | 4 | 0.51416
84760 | 8.375 | 0.8 | 365 | 7.63 | 0.35383 | 7 | 0.98379
84762 | 9.125 | 0.8 | 365 | 8.3132 | 0.7288 | 9 | 0.042037
81928 | 603.5 | 0.7 | 365 | 481.0861 | 0.093179 | 481 | 0.17924
51480 | 4005.4 | 0.8 | 365 | 3649.0796 | 0.070981 | 3649 | 0.1506
84685 | 3.72 | 0.8 | 365 | 3.3891 | 0.81985 | 4 | 0.20892
84826 | 11.05 | 0.8 | 365 | 10.067 | 0.25789 | 10 | 0.32488
84674 | 7.4 | 0.8 | 365 | 6.7417 | 0.56637 | 7 | 0.30806
84862 | 11.02 | 0.8 | 365 | 10.0397 | 0.20289 | 10 | 0.24255
84349 | 9.69 | 0.8 | 365 | 8.828 | 0.76461 | 9 | 0.59258
84377 | 11.97 | 0.8 | 365 | 10.9051 | 0.94451 | 11 | 0.84966
84389 | 11.97 | 0.8 | 365 | 10.9051 | 0.94451 | 11 | 0.84966
83753 | 197.8 | 0.6 | 365 | 135.1528 | 0.96899 | 136 | 0.12177
84929 | 6.195 | 0.8 | 365 | 5.6439 | 0.35725 | 6 | 0.0011417
84930 | 7.705 | 0.8 | 365 | 7.0196 | 0.12552 | 7 | 0.14508
84939 | 8.04 | 0.8 | 365 | 7.3248 | 0.73967 | 8 | 0.064436
84691 | 9.28 | 0.8 | 365 | 8.4545 | 0.012957 | 8 | 0.46741
84850 | 12.18 | 0.8 | 365 | 11.0965 | 0.32951 | 11 | 0.42597
84314 | 14.388 | 0.8 | 365 | 13.108 | 0.37742 | 13 | 0.48546
79580 | 354.9 | 0.55 | 365 | 222.2881 | 0.31199 | 222 | 0.60005
84899 | 66.5 | 0.55 | 365 | 41.6516 | 0.81586 | 42 | 0.46747
84709 | 8.75 | 0.8 | 365 | 7.9716 | 0.041312 | 8 | 0.012912
85112 | 7.8 | 0.8 | 365 | 7.1061 | 0.29968 | 7 | 0.4058
85111 | 8.775 | 0.8 | 365 | 7.9944 | 0.087144 | 8 | 0.08152
85109 | 11.8 | 0.8 | 365 | 10.7503 | 0.63286 | 11 | 0.38313
85108 | 8.4 | 0.8 | 365 | 7.6527 | 0.39966 | 8 | 0.052396
85107 | 8.85 | 0.8 | 365 | 8.0627 | 0.22464 | 8 | 0.28735
85105 | 8.775 | 0.8 | 365 | 7.9944 | 0.087144 | 8 | 0.08152
85104 | 6.03 | 0.8 | 365 | 5.4936 | 0.054756 | 5 | 0.54833
85103 | 10.72 | 0.8 | 365 | 9.7663 | 0.6529 | 10 | 0.41925
85100 | 10.08 | 0.8 | 365 | 9.1833 | 0.47959 | 9 | 0.66287
85099 | 4.55 | 0.8 | 365 | 4.1452 | 0.34148 | 4 | 0.48671
85040 | 13.275 | 0.8 | 365 | 12.0941 | 0.33696 | 12 | 0.43102
84998 | 6.67 | 0.8 | 365 | 6.0766 | 0.22806 | 6 | 0.3047
85102 | 5.85 | 0.8 | 365 | 5.3296 | 0.72476 | 6 | 0.054347
82595 | 5.2 | 0.8 | 365 | 4.7374 | 0.53312 | 5 | 0.27053
81612 | 47.64 | 0.6 | 365 | 32.5515 | 0.50355 | 33 | 0.055011
84997 | 5.51 | 0.8 | 365 | 5.0198 | 0.10144 | 5 | 0.12127
85098 | 7.8 | 0.8 | 365 | 7.1061 | 0.29968 | 7 | 0.4058
84902 | 15.36 | 0.8 | 365 | 13.9936 | 0.15938 | 14 | 0.15295
84928 | 3.99 | 0.8 | 365 | 3.635 | 0.31484 | 3 | 0.94989
84931 | 10.83 | 0.8 | 365 | 9.8666 | 0.85456 | 10 | 0.72112
84933 | 6.09 | 0.8 | 365 | 5.5482 | 0.16475 | 5 | 0.71299
84934 | 8.12 | 0.8 | 365 | 7.3976 | 0.88634 | 8 | 0.28398
84936 | 11.88 | 0.8 | 365 | 10.8232 | 0.77952 | 11 | 0.60267
84937 | 6.67 | 0.8 | 365 | 6.0766 | 0.22806 | 6 | 0.3047
84940 | 12.48 | 0.8 | 365 | 11.3698 | 0.87949 | 12 | 0.24927
84941 | 8.48 | 0.8 | 365 | 7.7256 | 0.54632 | 8 | 0.27194
84942 | 9.57 | 0.8 | 365 | 8.7187 | 0.54461 | 9 | 0.26326
84943 | 12.76 | 0.8 | 365 | 11.6249 | 0.39282 | 12 | 0.017687
84944 | 7.521 | 0.8 | 365 | 6.8519 | 0.7882 | 7 | 0.64013
84947 | 12.25 | 0.8 | 365 | 11.1602 | 0.45784 | 11 | 0.61808
84949 | 9.86 | 0.8 | 365 | 8.9829 | 0.076267 | 9 | 0.059121
84951 | 6.38 | 0.8 | 365 | 5.8124 | 0.69641 | 6 | 0.50884
84953 | 11.89 | 0.8 | 365 | 10.8323 | 0.79785 | 11 | 0.63012
84954 | 7.26 | 0.8 | 365 | 6.6142 | 0.30971 | 6 | 0.92386
84956 | 6.48 | 0.8 | 365 | 5.9035 | 0.87974 | 6 | 0.78328
84958 | 9.3 | 0.8 | 365 | 8.4727 | 0.049623 | 8 | 0.5223
84959 | 4.62 | 0.8 | 365 | 4.209 | 0.46981 | 4 | 0.67882
84961 | 6.6 | 0.8 | 365 | 6.0129 | 0.099732 | 6 | 0.1126
84741 | 11.8 | 0.8 | 365 | 10.7503 | 0.63286 | 11 | 0.38313
84957 | 12.6 | 0.8 | 365 | 11.4791 | 0.099489 | 11 | 0.57859
80517 | 11.2 | 0.8 | 365 | 10.2036 | 0.53288 | 10 | 0.73653
84900 | 7.125 | 0.8 | 365 | 6.4912 | 0.062211 | 6 | 0.55337
85106 | 7.67 | 0.8 | 365 | 6.9877 | 0.061356 | 7 | 0.049033
83929 | 3.3 | 0.8 | 365 | 3.0064 | 0.049866 | 3 | 0.056298
83969 | 6.5 | 0.8 | 365 | 5.9218 | 0.9164 | 6 | 0.83816
84985 | 6.49 | 0.8 | 365 | 5.9126 | 0.89807 | 6 | 0.81072
84642 | 7.54 | 0.8 | 365 | 6.8692 | 0.82303 | 7 | 0.69227
85211 | 9.6 | 0.8 | 365 | 8.746 | 0.59961 | 9 | 0.34559
85210 | 9 | 0.8 | 365 | 8.1994 | 0.49964 | 8 | 0.699
85208 | 13.44 | 0.8 | 365 | 12.2444 | 0.63946 | 12 | 0.88383
85207 | 10.56 | 0.8 | 365 | 9.6206 | 0.35957 | 9 | 0.98015
85202 | 7.7 | 0.8 | 365 | 7.015 | 0.11635 | 7 | 0.13136
85203 | 9.44 | 0.8 | 365 | 8.6002 | 0.30628 | 8 | 0.9065
85200 | 6.41 | 0.8 | 365 | 5.8398 | 0.75141 | 6 | 0.59117
85120 | 4.251 | 0.8 | 365 | 3.8728 | 0.79333 | 4 | 0.66616
85132 | 4.32 | 0.8 | 365 | 3.9357 | 0.91982 | 4 | 0.85552
85197 | 5.76 | 0.8 | 365 | 5.2476 | 0.55977 | 5 | 0.80736
85133 | 7.2 | 0.8 | 365 | 6.5595 | 0.19971 | 6 | 0.7592
85052 | 13.44 | 0.8 | 365 | 12.2444 | 0.63946 | 12 | 0.88383
85194 | 10.23 | 0.8 | 365 | 9.3199 | 0.75459 | 10 | 0.074525
84963 | 7.25 | 0.8 | 365 | 6.605 | 0.29137 | 6 | 0.89641
84965 | 10.5 | 0.8 | 365 | 9.5659 | 0.24957 | 9 | 0.81549
84966 | 11.52 | 0.8 | 365 | 10.4952 | 0.11953 | 10 | 0.61471
84832 | 6.825 | 0.8 | 365 | 6.2178 | 0.51222 | 6 | 0.73007
84968 | 11.505 | 0.8 | 365 | 10.4815 | 0.092034 | 10 | 0.57355
84967 | 13.2 | 0.8 | 365 | 12.0257 | 0.19946 | 12 | 0.22519
84970 | 4.64 | 0.8 | 365 | 4.2272 | 0.50648 | 4 | 0.7337
84969 | 24.9 | 0.8 | 365 | 22.6849 | 0.64899 | 23 | 0.33389
84971 | 5.9 | 0.8 | 365 | 5.3751 | 0.81643 | 6 | 0.19156
84973 | 4.55 | 0.8 | 365 | 4.1452 | 0.34148 | 4 | 0.48671
84976 | 6.96 | 0.8 | 365 | 6.3408 | 0.75972 | 7 | 0.10056
84977 | 10.03 | 0.8 | 365 | 9.1377 | 0.38793 | 9 | 0.52566
79733 | 8.7 | 0.8 | 365 | 7.926 | 0.94965 | 8 | 0.8757
83489 | 9.86 | 0.8 | 365 | 8.9829 | 0.076267 | 9 | 0.059121
84995 | 6.035 | 0.8 | 365 | 5.4981 | 0.063922 | 5 | 0.56205
84996 | 7.13 | 0.8 | 365 | 6.4957 | 0.071378 | 6 | 0.56709
84355 | 6.67 | 0.8 | 365 | 6.0766 | 0.22806 | 6 | 0.3047
84779 | 7.59 | 0.8 | 365 | 6.9148 | 0.91469 | 7 | 0.82949
85224 | 4.06 | 0.8 | 365 | 3.6988 | 0.44317 | 4 | 0.14199
84268 | 7.93 | 0.8 | 365 | 7.2245 | 0.53801 | 7 | 0.76256
84406 | 4.875 | 0.8 | 365 | 4.4413 | 0.9373 | 5 | 0.37862
84768 | 12.24 | 0.8 | 365 | 11.1511 | 0.4395 | 11 | 0.59063
84999 | 3 | 0.8 | 365 | 2.7331 | 0.49988 | 3 | 0.233
85000 | 7.15 | 0.8 | 365 | 6.5139 | 0.10804 | 6 | 0.62198
85001 | 7.56 | 0.8 | 365 | 6.8875 | 0.85969 | 7 | 0.74716
85003 | 11.34 | 0.8 | 365 | 10.3312 | 0.78954 | 11 | 0.12073
85004 | 11.16 | 0.8 | 365 | 10.1672 | 0.45955 | 10 | 0.62675
85005 | 6.12 | 0.8 | 365 | 5.5756 | 0.21975 | 5 | 0.79532
85006 | 4.5 | 0.8 | 365 | 4.0997 | 0.24982 | 4 | 0.3495
85007 | 4.8 | 0.8 | 365 | 4.373 | 0.79981 | 5 | 0.1728
85008 | 4.2 | 0.8 | 365 | 3.8264 | 0.69983 | 4 | 0.5262
85009 | 5.95 | 0.8 | 365 | 5.4207 | 0.90809 | 6 | 0.32878
85010 | 5.4 | 0.8 | 365 | 4.9196 | 0.89978 | 5 | 0.8194
85011 | 10.56 | 0.8 | 365 | 9.6206 | 0.35957 | 9 | 0.98015
85012 | 4.5 | 0.8 | 365 | 4.0997 | 0.24982 | 4 | 0.3495
85014 | 10.24 | 0.8 | 365 | 9.329 | 0.77292 | 10 | 0.10197
85015 | 8.26 | 0.8 | 365 | 7.5252 | 0.143 | 7 | 0.66819
85016 | 15.36 | 0.8 | 365 | 13.9936 | 0.15938 | 14 | 0.15295
85018 | 5.7 | 0.8 | 365 | 5.1929 | 0.44977 | 5 | 0.6427
85019 | 9.045 | 0.8 | 365 | 8.2404 | 0.58213 | 8 | 0.82249
85020 | 7.83 | 0.8 | 365 | 7.1334 | 0.35468 | 7 | 0.48813
85021 | 10.585 | 0.8 | 365 | 9.6434 | 0.4054 | 10 | 0.048763
85024 | 9.75 | 0.8 | 365 | 8.8826 | 0.8746 | 9 | 0.75724
85240 | 4.2 | 0.8 | 365 | 3.8264 | 0.69983 | 4 | 0.5262
85225 | 8.41 | 0.8 | 365 | 7.6618 | 0.41799 | 8 | 0.079839
85035 | 12.18 | 0.8 | 365 | 11.0965 | 0.32951 | 11 | 0.42597
85245 | 11.6 | 0.8 | 365 | 10.5681 | 0.2662 | 10 | 0.83426
85038 | 8.26 | 0.8 | 365 | 7.5252 | 0.143 | 7 | 0.66819
85220 | 10.44 | 0.8 | 365 | 9.5113 | 0.13958 | 9 | 0.65083
85241 | 7.965 | 0.8 | 365 | 7.2564 | 0.60218 | 7 | 0.85861
85239 | 6.785 | 0.8 | 365 | 6.1814 | 0.43889 | 6 | 0.6203
85230 | 7.41 | 0.8 | 365 | 6.7508 | 0.5847 | 7 | 0.33551
85235 | 3.48 | 0.8 | 365 | 3.1704 | 0.37986 | 3 | 0.55028
85046 | 4.48 | 0.8 | 365 | 4.0815 | 0.21315 | 4 | 0.29461
85051 | 10.62 | 0.8 | 365 | 9.6752 | 0.46957 | 10 | 0.14481
85054 | 11.285 | 0.8 | 365 | 10.2811 | 0.68871 | 10 | 0.9698
85056 | 5.015 | 0.8 | 365 | 4.5689 | 0.19396 | 4 | 0.76283
85057 | 4.13 | 0.8 | 365 | 3.7626 | 0.5715 | 4 | 0.33409
85058 | 11.61 | 0.8 | 365 | 10.5772 | 0.28453 | 10 | 0.8617
85060 | 9.72 | 0.8 | 365 | 8.8553 | 0.81961 | 9 | 0.67491
85062 | 8.4 | 0.8 | 365 | 7.6527 | 0.39966 | 8 | 0.052396
85063 | 5.015 | 0.8 | 365 | 4.5689 | 0.19396 | 4 | 0.76283
85066 | 12.095 | 0.8 | 365 | 11.019 | 0.17368 | 11 | 0.19271
85067 | 8.41 | 0.8 | 365 | 7.6618 | 0.41799 | 8 | 0.079839
85079 | 8.85 | 0.8 | 365 | 8.0627 | 0.22464 | 8 | 0.28735
85080 | 12.095 | 0.8 | 365 | 11.019 | 0.17368 | 11 | 0.19271
85081 | 9.735 | 0.8 | 365 | 8.869 | 0.84711 | 9 | 0.71608
85082 | 10.325 | 0.8 | 365 | 9.4065 | 0.92875 | 10 | 0.33524
85083 | 6.785 | 0.8 | 365 | 6.1814 | 0.43889 | 6 | 0.6203
85084 | 7.695 | 0.8 | 365 | 7.0105 | 0.10719 | 7 | 0.11764
85085 | 5.015 | 0.8 | 365 | 4.5689 | 0.19396 | 4 | 0.76283
85094 | 9.24 | 0.8 | 365 | 8.418 | 0.93963 | 9 | 0.35764
84981 | 4.35 | 0.8 | 365 | 3.963 | 0.97482 | 4 | 0.93785
84983 | 4.76 | 0.8 | 365 | 4.3366 | 0.72647 | 5 | 0.063024
84982 | 10.36 | 0.8 | 365 | 9.4384 | 0.99291 | 10 | 0.43129
84987 | 5.51 | 0.8 | 365 | 5.0198 | 0.10144 | 5 | 0.12127
84984 | 7.25 | 0.8 | 365 | 6.605 | 0.29137 | 6 | 0.89641
84986 | 10.325 | 0.8 | 365 | 9.4065 | 0.92875 | 10 | 0.33524
84989 | 7.375 | 0.8 | 365 | 6.7189 | 0.52053 | 7 | 0.23945
85025 | 4.425 | 0.8 | 365 | 4.0314 | 0.11232 | 4 | 0.14367
85026 | 6.67 | 0.8 | 365 | 6.0766 | 0.22806 | 6 | 0.3047
85028 | 3.48 | 0.8 | 365 | 3.1704 | 0.37986 | 3 | 0.55028
85027 | 6.09 | 0.8 | 365 | 5.5482 | 0.16475 | 5 | 0.71299
84991 | 6.49 | 0.8 | 365 | 5.9126 | 0.89807 | 6 | 0.81072
84992 | 10.44 | 0.8 | 365 | 9.5113 | 0.13958 | 9 | 0.65083
85029 | 14.455 | 0.8 | 365 | 13.1691 | 0.50025 | 13 | 0.66933
84988 | 6.38 | 0.8 | 365 | 5.8124 | 0.69641 | 6 | 0.50884
84990 | 5.8 | 0.8 | 365 | 5.284 | 0.6331 | 5 | 0.91713
85030 | 7.83 | 0.8 | 365 | 7.1334 | 0.35468 | 7 | 0.48813
85031 | 11.89 | 0.8 | 365 | 10.8323 | 0.79785 | 11 | 0.63012
85032 | 10.03 | 0.8 | 365 | 9.1377 | 0.38793 | 9 | 0.52566
85041 | 6.38 | 0.8 | 365 | 5.8124 | 0.69641 | 6 | 0.50884
85037 | 5.51 | 0.8 | 365 | 5.0198 | 0.10144 | 5 | 0.12127
85042 | 4.35 | 0.8 | 365 | 3.963 | 0.97482 | 4 | 0.93785
85045 | 4.13 | 0.8 | 365 | 3.7626 | 0.5715 | 4 | 0.33409
85047 | 7.67 | 0.8 | 365 | 6.9877 | 0.061356 | 7 | 0.049033
85055 | 9.44 | 0.8 | 365 | 8.6002 | 0.30628 | 8 | 0.9065
85048 | 13.57 | 0.8 | 365 | 12.3628 | 0.87778 | 13 | 0.2406
85061 | 2.9 | 0.8 | 365 | 2.642 | 0.31655 | 2 | 0.95857
85065 | 9.57 | 0.8 | 365 | 8.7187 | 0.54461 | 9 | 0.26326
85069 | 3.64 | 0.8 | 365 | 3.3162 | 0.67319 | 3 | 0.98937
85074 | 5.8 | 0.8 | 365 | 5.284 | 0.6331 | 5 | 0.91713
85070 | 8.12 | 0.8 | 365 | 7.3976 | 0.88634 | 8 | 0.28398
85076 | 6.38 | 0.8 | 365 | 5.8124 | 0.69641 | 6 | 0.50884
85073 | 10.73 | 0.8 | 365 | 9.7755 | 0.67123 | 10 | 0.44669
85075 | 12.39 | 0.8 | 365 | 11.2878 | 0.7145 | 12 | 0.0022834
85077 | 12.98 | 0.8 | 365 | 11.8253 | 0.79614 | 12 | 0.62144
85118 | 4.64 | 0.8 | 365 | 4.2272 | 0.50648 | 4 | 0.7337
85121 | 6.93 | 0.8 | 365 | 6.3135 | 0.70472 | 7 | 0.018226
84950 | 6.825 | 0.8 | 365 | 6.2178 | 0.51222 | 6 | 0.73007
85123 | 4.845 | 0.8 | 365 | 4.414 | 0.8823 | 5 | 0.29629
85124 | 3.705 | 0.8 | 365 | 3.3754 | 0.79235 | 4 | 0.16775
85125 | 6.6 | 0.8 | 365 | 6.0129 | 0.099732 | 6 | 0.1126
85127 | 8.835 | 0.8 | 365 | 8.049 | 0.19714 | 8 | 0.24618
85129 | 5.94 | 0.8 | 365 | 5.4116 | 0.88976 | 6 | 0.30134
85130 | 9.975 | 0.8 | 365 | 9.0876 | 0.2871 | 9 | 0.37472
85096 | 11.88 | 0.8 | 365 | 10.8232 | 0.77952 | 11 | 0.60267
85213 | 11.52 | 0.8 | 365 | 10.4952 | 0.11953 | 10 | 0.61471
84497 | 6.867 | 0.8 | 365 | 6.2561 | 0.58922 | 6 | 0.84533
84494 | 10.137 | 0.8 | 365 | 9.2352 | 0.58409 | 9 | 0.8193
84952 | 11.22 | 0.8 | 365 | 10.2219 | 0.56955 | 10 | 0.79141
84955 | 7.56 | 0.8 | 365 | 6.8875 | 0.85969 | 7 | 0.74716
84972 | 6.84 | 0.8 | 365 | 6.2315 | 0.53972 | 6 | 0.77124
85134 | 2.4 | 0.8 | 365 | 2.1865 | 0.3999 | 2 | 0.5864
85137 | 9.38 | 0.8 | 365 | 8.5456 | 0.19629 | 8 | 0.74184
85140 | 6.84 | 0.8 | 365 | 6.2315 | 0.53972 | 6 | 0.77124
85136 | 6.195 | 0.8 | 365 | 5.6439 | 0.35725 | 6 | 0.0011417
85145 | 10.73 | 0.8 | 365 | 9.7755 | 0.67123 | 10 | 0.44669
85146 | 2.85 | 0.8 | 365 | 2.5965 | 0.22488 | 2 | 0.82135
85147 | 8.41 | 0.8 | 365 | 7.6618 | 0.41799 | 8 | 0.079839
85148 | 4.72 | 0.8 | 365 | 4.3001 | 0.65314 | 4 | 0.95325
85150 | 3.835 | 0.8 | 365 | 3.4938 | 0.030678 | 3 | 0.52452
85323 | 6.175 | 0.8 | 365 | 5.6257 | 0.32058 | 5 | 0.94626
85152 | 7.08 | 0.8 | 365 | 6.4502 | 0.97971 | 7 | 0.42988
85153 | 5.9 | 0.8 | 365 | 5.3751 | 0.81643 | 6 | 0.19156
85154 | 9.44 | 0.8 | 365 | 8.6002 | 0.30628 | 8 | 0.9065
85138 | 7.08 | 0.8 | 365 | 6.4502 | 0.97971 | 7 | 0.42988
85158 | 7.08 | 0.8 | 365 | 6.4502 | 0.97971 | 7 | 0.42988
85159 | 6.49 | 0.8 | 365 | 5.9126 | 0.89807 | 6 | 0.81072
85160 | 5.015 | 0.8 | 365 | 4.5689 | 0.19396 | 4 | 0.76283
85161 | 5.015 | 0.8 | 365 | 4.5689 | 0.19396 | 4 | 0.76283
85163 | 5.9 | 0.8 | 365 | 5.3751 | 0.81643 | 6 | 0.19156
85166 | 7.67 | 0.8 | 365 | 6.9877 | 0.061356 | 7 | 0.049033
85167 | 5.015 | 0.8 | 365 | 4.5689 | 0.19396 | 4 | 0.76283
85164 | 3.835 | 0.8 | 365 | 3.4938 | 0.030678 | 3 | 0.52452
85169 | 9.145 | 0.8 | 365 | 8.3315 | 0.76546 | 9 | 0.096923
85168 | 6.785 | 0.8 | 365 | 6.1814 | 0.43889 | 6 | 0.6203
85173 | 13.4 | 0.8 | 365 | 12.2079 | 0.56612 | 12 | 0.77406
85174 | 12.8 | 0.8 | 365 | 11.6613 | 0.46615 | 12 | 0.12746
85110 | 9.38 | 0.8 | 365 | 8.5456 | 0.19629 | 8 | 0.74184
85113 | 9.92 | 0.8 | 365 | 9.0375 | 0.18626 | 9 | 0.22378
85115 | 2.88 | 0.8 | 365 | 2.6238 | 0.27988 | 2 | 0.90368
85128 | 7.15 | 0.8 | 365 | 6.5139 | 0.10804 | 6 | 0.62198
85179 | 7.56 | 0.8 | 365 | 6.8875 | 0.85969 | 7 | 0.74716
85178 | 10.08 | 0.8 | 365 | 9.1833 | 0.47959 | 9 | 0.66287
85180 | 5.28 | 0.8 | 365 | 4.8103 | 0.67979 | 5 | 0.49008
85186 | 4.29 | 0.8 | 365 | 3.9084 | 0.86483 | 4 | 0.77319
85185 | 4.29 | 0.8 | 365 | 3.9084 | 0.86483 | 4 | 0.77319
85165 | 6.49 | 0.8 | 365 | 5.9126 | 0.89807 | 6 | 0.81072
85191 | 3.42 | 0.8 | 365 | 3.1158 | 0.26986 | 3 | 0.38562
85193 | 5.61 | 0.8 | 365 | 5.1109 | 0.28477 | 5 | 0.39571
85192 | 9.28 | 0.8 | 365 | 8.4545 | 0.012957 | 8 | 0.46741
85184 | 4.2 | 0.8 | 365 | 3.8264 | 0.69983 | 4 | 0.5262
84503 | 6.54 | 0.8 | 365 | 5.9582 | 0.98973 | 6 | 0.94794
85034 | 9 | 0.8 | 365 | 8.1994 | 0.49964 | 8 | 0.699
85086 | 10.791 | 0.8 | 365 | 9.831 | 0.78306 | 10 | 0.6141
85097 | 6.365 | 0.8 | 365 | 5.7988 | 0.66891 | 6 | 0.46768
85204 | 15.075 | 0.8 | 365 | 13.7339 | 0.63689 | 14 | 0.37082
85170 | 8.64 | 0.8 | 365 | 7.8714 | 0.83965 | 8 | 0.71104
85141 | 8.38 | 0.8 | 365 | 7.6345 | 0.36299 | 7 | 0.99751
85223 | 9.28 | 0.8 | 365 | 8.4545 | 0.012957 | 8 | 0.46741
85331 | 11.89 | 0.8 | 365 | 10.8323 | 0.79785 | 11 | 0.63012
85339 | 5.22 | 0.8 | 365 | 4.7556 | 0.56979 | 5 | 0.32542
85226 | 10.24 | 0.8 | 365 | 9.329 | 0.77292 | 10 | 0.10197
85222 | 8.1 | 0.8 | 365 | 7.3794 | 0.84967 | 8 | 0.2291
85229 | 12.2 | 0.8 | 365 | 11.1147 | 0.36617 | 11 | 0.48086
85234 | 8 | 0.8 | 365 | 7.2883 | 0.66634 | 7 | 0.95466
85233 | 3.42 | 0.8 | 365 | 3.1158 | 0.26986 | 3 | 0.38562
85238 | 11.55 | 0.8 | 365 | 10.5225 | 0.17453 | 10 | 0.69704
85237 | 8.7 | 0.8 | 365 | 7.926 | 0.94965 | 8 | 0.8757
85228 | 11.685 | 0.8 | 365 | 10.6455 | 0.42203 | 11 | 0.067529
85205 | 10.73 | 0.8 | 365 | 9.7755 | 0.67123 | 10 | 0.44669
85209 | 9.57 | 0.8 | 365 | 8.7187 | 0.54461 | 9 | 0.26326
85206 | 6.555 | 0.8 | 365 | 5.9719 | 0.017234 | 5 | 0.9891
85214 | 10.44 | 0.8 | 365 | 9.5113 | 0.13958 | 9 | 0.65083
85212 | 9.86 | 0.8 | 365 | 8.9829 | 0.076267 | 9 | 0.059121
85216 | 3.77 | 0.8 | 365 | 3.4346 | 0.91151 | 4 | 0.34613
85217 | 15.95 | 0.8 | 365 | 14.5311 | 0.24102 | 14 | 0.77211
85218 | 5.8 | 0.8 | 365 | 5.284 | 0.6331 | 5 | 0.91713
85219 | 9.86 | 0.8 | 365 | 8.9829 | 0.076267 | 9 | 0.059121
85090 | 19.2 | 0.8 | 365 | 17.492 | 0.19922 | 17 | 0.69119
85091 | 19.8 | 0.8 | 365 | 18.0386 | 0.2992 | 18 | 0.33779
85092 | 24.9 | 0.8 | 365 | 22.6849 | 0.64899 | 23 | 0.33389
85095 | 6.9 | 0.8 | 365 | 6.2862 | 0.64972 | 6 | 0.9359
85117 | 18.6 | 0.8 | 365 | 16.9453 | 0.099246 | 17 | 0.04459
85119 | 15 | 0.8 | 365 | 13.6656 | 0.49939 | 14 | 0.16499
85122 | 24.9 | 0.8 | 365 | 22.6849 | 0.64899 | 23 | 0.33389
85187 | 18.585 | 0.8 | 365 | 16.9317 | 0.071747 | 17 | 0.0034251
85142 | 5.4 | 0.8 | 365 | 4.9196 | 0.89978 | 5 | 0.8194
85196 | 8.82 | 0.8 | 365 | 8.0354 | 0.16964 | 8 | 0.20502
85198 | 8.4 | 0.8 | 365 | 7.6527 | 0.39966 | 8 | 0.052396
85242 | 11.1 | 0.8 | 365 | 10.1125 | 0.34955 | 10 | 0.46209
85247 | 4.06 | 0.8 | 365 | 3.6988 | 0.44317 | 4 | 0.14199
85248 | 8.75 | 0.8 | 365 | 7.9716 | 0.041312 | 8 | 0.012912
85249 | 3.9 | 0.8 | 365 | 3.5531 | 0.14984 | 3 | 0.7029
83665 | 5.5 | 0.8 | 365 | 5.0107 | 0.08311 | 5 | 0.09383
85244 | 7.25 | 0.8 | 365 | 6.605 | 0.29137 | 6 | 0.89641
85250 | 7.25 | 0.8 | 365 | 6.605 | 0.29137 | 6 | 0.89641
85254 | 13.275 | 0.8 | 365 | 12.0941 | 0.33696 | 12 | 0.43102
85256 | 8.25 | 0.8 | 365 | 7.5161 | 0.12467 | 7 | 0.64075
85253 | 13.275 | 0.8 | 365 | 12.0941 | 0.33696 | 12 | 0.43102
85261 | 11.31 | 0.8 | 365 | 10.3039 | 0.73454 | 11 | 0.038404
85262 | 6.82 | 0.8 | 365 | 6.2133 | 0.50306 | 6 | 0.71635
85264 | 7.32 | 0.8 | 365 | 6.6688 | 0.4197 | 7 | 0.088516
85265 | 10.39 | 0.8 | 365 | 9.4657 | 0.047912 | 9 | 0.51362
84500 | 6.48 | 0.8 | 365 | 5.9035 | 0.87974 | 6 | 0.78328
85274 | 6.48 | 0.8 | 365 | 5.9035 | 0.87974 | 6 | 0.78328
85276 | 5.015 | 0.8 | 365 | 4.5689 | 0.19396 | 4 | 0.76283
85282 | 5.4 | 0.8 | 365 | 4.9196 | 0.89978 | 5 | 0.8194
85351 | 4.72 | 0.8 | 365 | 4.3001 | 0.65314 | 4 | 0.95325
85252 | 8.85 | 0.8 | 365 | 8.0627 | 0.22464 | 8 | 0.28735
85251 | 12 | 0.8 | 365 | 10.9325 | 0.99951 | 11 | 0.93199
85342 | 10.03 | 0.8 | 365 | 9.1377 | 0.38793 | 9 | 0.52566
85255 | 4.425 | 0.8 | 365 | 4.0314 | 0.11232 | 4 | 0.14367
85258 | 10.15 | 0.8 | 365 | 9.2471 | 0.60792 | 9 | 0.85498
85176 | 8.26 | 0.8 | 365 | 7.5252 | 0.143 | 7 | 0.66819
85408 | 3.77 | 0.8 | 365 | 3.4346 | 0.91151 | 4 | 0.34613
85350 | 6.785 | 0.8 | 365 | 6.1814 | 0.43889 | 6 | 0.6203
85330 | 8.99 | 0.8 | 365 | 8.1902 | 0.4813 | 8 | 0.67155
85341 | 16.815 | 0.8 | 365 | 15.3191 | 0.82682 | 16 | 0.14596
85345 | 5.015 | 0.8 | 365 | 4.5689 | 0.19396 | 4 | 0.76283
85421 | 3.6 | 0.8 | 365 | 3.2797 | 0.59985 | 3 | 0.8796
85427 | 10.8 | 0.8 | 365 | 9.8392 | 0.79956 | 10 | 0.63879
85419 | 10.85 | 0.8 | 365 | 9.8848 | 0.89123 | 10 | 0.77601
85416 | 6 | 0.8 | 365 | 5.4662 | 0.99976 | 6 | 0.466
85414 | 6 | 0.8 | 365 | 5.4662 | 0.99976 | 6 | 0.466
83800 | 14.55 | 0.8 | 365 | 13.2556 | 0.67441 | 13 | 0.93004
85411 | 9 | 0.8 | 365 | 8.1994 | 0.49964 | 8 | 0.699
85409 | 3.54 | 0.8 | 365 | 3.2251 | 0.48986 | 3 | 0.71494
85349 | 8.7 | 0.8 | 365 | 7.926 | 0.94965 | 8 | 0.8757
85347 | 10.325 | 0.8 | 365 | 9.4065 | 0.92875 | 10 | 0.33524
85327 | 8.7 | 0.8 | 365 | 7.926 | 0.94965 | 8 | 0.8757
85433 | 4.72 | 0.8 | 365 | 4.3001 | 0.65314 | 4 | 0.95325
85332 | 9.86 | 0.8 | 365 | 8.9829 | 0.076267 | 9 | 0.059121
85438 | 4.13 | 0.8 | 365 | 3.7626 | 0.5715 | 4 | 0.33409
85440 | 6.195 | 0.8 | 365 | 5.6439 | 0.35725 | 6 | 0.0011417
85335 | 11.02 | 0.8 | 365 | 10.0397 | 0.20289 | 10 | 0.24255
85334 | 7.83 | 0.8 | 365 | 7.1334 | 0.35468 | 7 | 0.48813
85329 | 3.77 | 0.8 | 365 | 3.4346 | 0.91151 | 4 | 0.34613
85328 | 3.36 | 0.8 | 365 | 3.0611 | 0.15986 | 3 | 0.22096
85439 | 5.51 | 0.8 | 365 | 5.0198 | 0.10144 | 5 | 0.12127
85336 | 6.96 | 0.8 | 365 | 6.3408 | 0.75972 | 7 | 0.10056
85434 | 6.49 | 0.8 | 365 | 5.9126 | 0.89807 | 6 | 0.81072
85432 | 3.19 | 0.8 | 365 | 2.9062 | 0.8482 | 3 | 0.75442
85431 | 3.245 | 0.8 | 365 | 2.9563 | 0.94904 | 3 | 0.90536
85437 | 2.36 | 0.8 | 365 | 2.1501 | 0.32657 | 2 | 0.47663
84878 | 2.28 | 0.8 | 365 | 2.0772 | 0.17991 | 2 | 0.25708
85472 | 6.38 | 0.8 | 365 | 5.8124 | 0.69641 | 6 | 0.50884
85471 | 5.475 | 0.8 | 365 | 4.9879 | 0.037278 | 5 | 0.025222
85460 | 4.225 | 0.8 | 365 | 3.8491 | 0.74566 | 4 | 0.59481
85473 | 14.74 | 0.8 | 365 | 13.4287 | 0.022736 | 13 | 0.45147
85425 | 10.15 | 0.8 | 365 | 9.2471 | 0.60792 | 9 | 0.85498
85423 | 4.62 | 0.8 | 365 | 4.209 | 0.46981 | 4 | 0.67882
85422 | 13.95 | 0.8 | 365 | 12.709 | 0.57443 | 13 | 0.28344
85420 | 6.84 | 0.8 | 365 | 6.2315 | 0.53972 | 6 | 0.77124
85418 | 11.88 | 0.8 | 365 | 10.8232 | 0.77952 | 11 | 0.60267
85417 | 4.13 | 0.8 | 365 | 3.7626 | 0.5715 | 4 | 0.33409
85415 | 11.375 | 0.8 | 365 | 10.3631 | 0.85371 | 11 | 0.21679
85488 | 6.552 | 0.8 | 365 | 5.9691 | 0.011734 | 5 | 0.98087
85487 | 3.2 | 0.8 | 365 | 2.9153 | 0.86654 | 3 | 0.78186
85346 | 17.98 | 0.8 | 365 | 16.3805 | 0.9626 | 17 | 0.3431
85407 | 12.6 | 0.8 | 365 | 11.4791 | 0.099489 | 11 | 0.57859
85403 | 12.4 | 0.8 | 365 | 11.2969 | 0.73283 | 12 | 0.029727
85402 | 3.6 | 0.8 | 365 | 3.2797 | 0.59985 | 3 | 0.8796
85401 | 9.75 | 0.8 | 365 | 8.8826 | 0.8746 | 9 | 0.75724
85400 | 8.28 | 0.8 | 365 | 7.5434 | 0.17966 | 7 | 0.72308
85399 | 6.67 | 0.8 | 365 | 6.0766 | 0.22806 | 6 | 0.3047
85398 | 8.625 | 0.8 | 365 | 7.8577 | 0.81215 | 8 | 0.66987
85397 | 12.24 | 0.8 | 365 | 11.1511 | 0.4395 | 11 | 0.59063
85396 | 8.45 | 0.8 | 365 | 7.6983 | 0.49132 | 8 | 0.18961
85395 | 7.56 | 0.8 | 365 | 6.8875 | 0.85969 | 7 | 0.74716
85394 | 5.605 | 0.8 | 365 | 5.1064 | 0.27561 | 5 | 0.38199
85393 | 10.8 | 0.8 | 365 | 9.8392 | 0.79956 | 10 | 0.63879
85391 | 10.08 | 0.8 | 365 | 9.1833 | 0.47959 | 9 | 0.66287
85389 | 6.6 | 0.8 | 365 | 6.0129 | 0.099732 | 6 | 0.1126
85387 | 6.27 | 0.8 | 365 | 5.7122 | 0.49475 | 6 | 0.20697
85386 | 9.82 | 0.8 | 365 | 8.9464 | 0.0029353 | 8 | 0.94935
85385 | 3.96 | 0.8 | 365 | 3.6077 | 0.25984 | 3 | 0.86756
85384 | 6 | 0.8 | 365 | 5.4662 | 0.99976 | 6 | 0.466
85383 | 24.92 | 0.8 | 365 | 22.7031 | 0.68566 | 23 | 0.38877
85382 | 6.3 | 0.8 | 365 | 5.7396 | 0.54974 | 6 | 0.2893
85381 | 3.015 | 0.8 | 365 | 2.7468 | 0.52738 | 3 | 0.27416
85380 | 8.05 | 0.8 | 365 | 7.3339 | 0.75801 | 8 | 0.091879
85378 | 9.8 | 0.8 | 365 | 8.9282 | 0.96627 | 9 | 0.89446
85377 | 7.37 | 0.8 | 365 | 6.7144 | 0.51137 | 7 | 0.22573
85325 | 8.04 | 0.8 | 365 | 7.3248 | 0.73967 | 8 | 0.064436
85324 | 13.3 | 0.8 | 365 | 12.1168 | 0.38279 | 12 | 0.49963
85322 | 7.56 | 0.8 | 365 | 6.8875 | 0.85969 | 7 | 0.74716
85321 | 6.03 | 0.8 | 365 | 5.4936 | 0.054756 | 5 | 0.54833
85320 | 6.72 | 0.8 | 365 | 6.1222 | 0.31973 | 6 | 0.44192
85319 | 6.96 | 0.8 | 365 | 6.3408 | 0.75972 | 7 | 0.10056
85318 | 12.6 | 0.8 | 365 | 11.4791 | 0.099489 | 11 | 0.57859
85316 | 15 | 0.8 | 365 | 13.6656 | 0.49939 | 14 | 0.16499
85315 | 3.54 | 0.8 | 365 | 3.2251 | 0.48986 | 3 | 0.71494
85314 | 5.76 | 0.8 | 365 | 5.2476 | 0.55977 | 5 | 0.80736
85313 | 7.875 | 0.8 | 365 | 7.1744 | 0.43718 | 7 | 0.61162
85312 | 13.68 | 0.8 | 365 | 12.463 | 0.079446 | 12 | 0.54247
85311 | 7.92 | 0.8 | 365 | 7.2154 | 0.51968 | 7 | 0.73512
85310 | 11.02 | 0.8 | 365 | 10.0397 | 0.20289 | 10 | 0.24255
85309 | 4.8 | 0.8 | 365 | 4.373 | 0.79981 | 5 | 0.1728
85308 | 10.56 | 0.8 | 365 | 9.6206 | 0.35957 | 9 | 0.98015
85307 | 11.52 | 0.8 | 365 | 10.4952 | 0.11953 | 10 | 0.61471
85306 | 9.49 | 0.8 | 365 | 8.6458 | 0.39795 | 9 | 0.043718
85305 | 3.3 | 0.8 | 365 | 3.0064 | 0.049866 | 3 | 0.056298
85304 | 9.38 | 0.8 | 365 | 8.5456 | 0.19629 | 8 | 0.74184
85303 | 9.9 | 0.8 | 365 | 9.0193 | 0.1496 | 9 | 0.16889
85302 | 11.7 | 0.8 | 365 | 10.6592 | 0.44953 | 11 | 0.10869
85301 | 10.64 | 0.8 | 365 | 9.6935 | 0.50624 | 10 | 0.1997
85300 | 10.5 | 0.8 | 365 | 9.5659 | 0.24957 | 9 | 0.81549
85299 | 9.6 | 0.8 | 365 | 8.746 | 0.59961 | 9 | 0.34559
85297 | 4.2 | 0.8 | 365 | 3.8264 | 0.69983 | 4 | 0.5262
85296 | 4.34 | 0.8 | 365 | 3.9539 | 0.95649 | 4 | 0.9104
85295 | 16 | 0.8 | 365 | 14.5766 | 0.33268 | 14 | 0.90932
85294 | 3.6 | 0.8 | 365 | 3.2797 | 0.59985 | 3 | 0.8796
85293 | 15.3 | 0.8 | 365 | 13.9389 | 0.04938 | 13 | 0.98829
85410 | 10.8 | 0.8 | 365 | 9.8392 | 0.79956 | 10 | 0.63879
85412 | 10.85 | 0.8 | 365 | 9.8848 | 0.89123 | 10 | 0.77601
85474 | 17.85 | 0.8 | 365 | 16.2621 | 0.72428 | 16 | 0.98634
85475 | 10.24 | 0.8 | 365 | 9.329 | 0.77292 | 10 | 0.10197
85476 | 12.04 | 0.8 | 365 | 10.9689 | 0.072845 | 11 | 0.041767
85477 | 6.7 | 0.8 | 365 | 6.104 | 0.28306 | 6 | 0.38703
85478 | 5.7 | 0.8 | 365 | 5.1929 | 0.44977 | 5 | 0.6427
85479 | 6.93 | 0.8 | 365 | 6.3135 | 0.70472 | 7 | 0.018226
85480 | 12.48 | 0.8 | 365 | 11.3698 | 0.87949 | 12 | 0.24927
85486 | 3.015 | 0.8 | 365 | 2.7468 | 0.52738 | 3 | 0.27416
85484 | 4.2 | 0.8 | 365 | 3.8264 | 0.69983 | 4 | 0.5262
85483 | 5.9 | 0.8 | 365 | 5.3751 | 0.81643 | 6 | 0.19156
85485 | 10 | 0.8 | 365 | 9.1104 | 0.33293 | 9 | 0.44333
85298 | 6.48 | 0.8 | 365 | 5.9035 | 0.87974 | 6 | 0.78328
84727 | 3 | 0.8 | 365 | 2.7331 | 0.49988 | 3 | 0.233
85089 | 24.9 | 0.8 | 365 | 22.6849 | 0.64899 | 23 | 0.33389
85353 | 12.9 | 0.8 | 365 | 11.7524 | 0.64948 | 12 | 0.40189
85260 | 14.388 | 0.8 | 365 | 13.108 | 0.37742 | 13 | 0.48546
85287 | 8.41 | 0.8 | 365 | 7.6618 | 0.41799 | 8 | 0.079839
85285 | 9 | 0.8 | 365 | 8.1994 | 0.49964 | 8 | 0.699
85289 | 9.28 | 0.8 | 365 | 8.4545 | 0.012957 | 8 | 0.46741
85273 | 12.96 | 0.8 | 365 | 11.8071 | 0.75947 | 12 | 0.56655
85292 | 14.4 | 0.8 | 365 | 13.119 | 0.39942 | 13 | 0.51839
85269 | 3.2 | 0.8 | 365 | 2.9153 | 0.86654 | 3 | 0.78186
85271 | 8.64 | 0.8 | 365 | 7.8714 | 0.83965 | 8 | 0.71104
85281 | 7.26 | 0.8 | 365 | 6.6142 | 0.30971 | 6 | 0.92386
85284 | 9.075 | 0.8 | 365 | 8.2677 | 0.63713 | 8 | 0.90482
85360 | 5.232 | 0.8 | 365 | 4.7666 | 0.59179 | 5 | 0.35835
85526 | 7.56 | 0.8 | 365 | 6.8875 | 0.85969 | 7 | 0.74716
85469 | 7.848 | 0.8 | 365 | 7.1498 | 0.38768 | 7 | 0.53752
85375 | 7.92 | 0.8 | 365 | 7.2154 | 0.51968 | 7 | 0.73512
85371 | 4.251 | 0.8 | 365 | 3.8728 | 0.79333 | 4 | 0.66616
85340 | 12.6 | 0.8 | 365 | 11.4791 | 0.099489 | 11 | 0.57859
85338 | 9.8 | 0.8 | 365 | 8.9282 | 0.96627 | 9 | 0.89446
85364 | 7.2 | 0.8 | 365 | 6.5595 | 0.19971 | 6 | 0.7592
85348 | 5.04 | 0.8 | 365 | 4.5916 | 0.2398 | 4 | 0.83144
85362 | 9 | 0.8 | 365 | 8.1994 | 0.49964 | 8 | 0.699
84518 | 9.81 | 0.8 | 365 | 8.9373 | 0.9846 | 9 | 0.9219
84495 | 9.156 | 0.8 | 365 | 8.3415 | 0.78563 | 9 | 0.12711
85354 | 16.5 | 0.8 | 365 | 15.0322 | 0.24933 | 15 | 0.28149
85356 | 24.9 | 0.8 | 365 | 22.6849 | 0.64899 | 23 | 0.33389
85363 | 16.5 | 0.8 | 365 | 15.0322 | 0.24933 | 15 | 0.28149
85361 | 10.8 | 0.8 | 365 | 9.8392 | 0.79956 | 10 | 0.63879
85358 | 24.9 | 0.8 | 365 | 22.6849 | 0.64899 | 23 | 0.33389
85359 | 24.9 | 0.8 | 365 | 22.6849 | 0.64899 | 23 | 0.33389
85367 | 20.7 | 0.8 | 365 | 18.8585 | 0.94916 | 19 | 0.80769
85368 | 24.9 | 0.8 | 365 | 22.6849 | 0.64899 | 23 | 0.33389
85369 | 16.2 | 0.8 | 365 | 14.7588 | 0.69934 | 15 | 0.45819
85370 | 13.2 | 0.8 | 365 | 12.0257 | 0.19946 | 12 | 0.22519
85372 | 19.2 | 0.8 | 365 | 17.492 | 0.19922 | 17 | 0.69119
85272 | 10.915 | 0.8 | 365 | 9.944 | 0.010391 | 9 | 0.95439
84849 | 8.54 | 0.8 | 365 | 7.7803 | 0.65632 | 8 | 0.4366
85429 | 9.15 | 0.8 | 365 | 8.336 | 0.77463 | 9 | 0.11065
85430 | 7.32 | 0.8 | 365 | 6.6688 | 0.4197 | 7 | 0.088516
85376 | 12.675 | 0.8 | 365 | 11.5474 | 0.23699 | 11 | 0.78442
85373 | 22.5 | 0.8 | 365 | 20.4984 | 0.24909 | 20 | 0.74749
85374 | 14.7 | 0.8 | 365 | 13.3923 | 0.9494 | 14 | 0.34169
85445 | 14.965 | 0.8 | 365 | 13.6337 | 0.43523 | 14 | 0.06894
85447 | 6.49 | 0.8 | 365 | 5.9126 | 0.89807 | 6 | 0.81072
85448 | 14.57 | 0.8 | 365 | 13.2739 | 0.71108 | 13 | 0.98493
85446 | 6.4 | 0.8 | 365 | 5.8307 | 0.73307 | 6 | 0.56373
85450 | 9.9 | 0.8 | 365 | 9.0193 | 0.1496 | 9 | 0.16889
85453 | 9.1 | 0.8 | 365 | 8.2905 | 0.68296 | 8 | 0.97343
85441 | 7.67 | 0.8 | 365 | 6.9877 | 0.061356 | 7 | 0.049033
85435 | 5.85 | 0.8 | 365 | 5.3296 | 0.72476 | 6 | 0.054347
85454 | 2.9 | 0.8 | 365 | 2.642 | 0.31655 | 2 | 0.95857
85455 | 3.48 | 0.8 | 365 | 3.1704 | 0.37986 | 3 | 0.55028
85466 | 4.06 | 0.8 | 365 | 3.6988 | 0.44317 | 4 | 0.14199
85467 | 13.92 | 0.8 | 365 | 12.6817 | 0.51944 | 13 | 0.20111
85458 | 8.12 | 0.8 | 365 | 7.3976 | 0.88634 | 8 | 0.28398
85352 | 8.4 | 0.8 | 365 | 7.6527 | 0.39966 | 8 | 0.052396
85162 | 7.08 | 0.8 | 365 | 6.4502 | 0.97971 | 7 | 0.42988
85459 | 9.765 | 0.8 | 365 | 8.8963 | 0.9021 | 9 | 0.79841
85461 | 16.47 | 0.8 | 365 | 15.0048 | 0.19433 | 15 | 0.19916
85462 | 7.44 | 0.8 | 365 | 6.7781 | 0.6397 | 7 | 0.41784
85463 | 8.64 | 0.8 | 365 | 7.8714 | 0.83965 | 8 | 0.71104
85464 | 8.4 | 0.8 | 365 | 7.6527 | 0.39966 | 8 | 0.052396
81290 | 6.6 | 0.8 | 365 | 6.0129 | 0.099732 | 6 | 0.1126
85481 | 4.93 | 0.8 | 365 | 4.4914 | 0.038134 | 4 | 0.52956
85509 | 4.425 | 0.8 | 365 | 4.0314 | 0.11232 | 4 | 0.14367
85510 | 4.72 | 0.8 | 365 | 4.3001 | 0.65314 | 4 | 0.95325
85511 | 5.015 | 0.8 | 365 | 4.5689 | 0.19396 | 4 | 0.76283
85512 | 9.735 | 0.8 | 365 | 8.869 | 0.84711 | 9 | 0.71608
85513 | 3.835 | 0.8 | 365 | 3.4938 | 0.030678 | 3 | 0.52452
85514 | 2.655 | 0.8 | 365 | 2.4188 | 0.86739 | 3 | 0.2862
85515 | 6.49 | 0.8 | 365 | 5.9126 | 0.89807 | 6 | 0.81072
85516 | 7.67 | 0.8 | 365 | 6.9877 | 0.061356 | 7 | 0.049033
85517 | 4.13 | 0.8 | 365 | 3.7626 | 0.5715 | 4 | 0.33409
85519 | 3.245 | 0.8 | 365 | 2.9563 | 0.94904 | 3 | 0.90536
85520 | 5.31 | 0.8 | 365 | 4.8376 | 0.73478 | 5 | 0.57241
85468 | 3.19 | 0.8 | 365 | 2.9062 | 0.8482 | 3 | 0.75442
85499 | 9.72 | 0.8 | 365 | 8.8553 | 0.81961 | 9 | 0.67491
85500 | 8.64 | 0.8 | 365 | 7.8714 | 0.83965 | 8 | 0.71104
84978 | 12.06 | 0.8 | 365 | 10.9871 | 0.10951 | 11 | 0.096654
84724 | 7.37 | 0.8 | 365 | 6.7144 | 0.51137 | 7 | 0.22573
85502 | 9.715 | 0.8 | 365 | 8.8508 | 0.81044 | 9 | 0.66119
85503 | 17.28 | 0.8 | 365 | 15.7428 | 0.6793 | 16 | 0.42207
85505 | 7.67 | 0.8 | 365 | 6.9877 | 0.061356 | 7 | 0.049033
82945 | 5.7 | 1 | 365 | 6.4912 | 0.062211 | 6 | 0.55337
85507 | 4.32 | 0.8 | 365 | 3.9357 | 0.91982 | 4 | 0.85552
85508 | 13.505 | 0.8 | 365 | 12.3036 | 0.75862 | 13 | 0.062214
85114 | 5.22 | 0.8 | 365 | 4.7556 | 0.56979 | 5 | 0.32542
85521 | 10.325 | 0.8 | 365 | 9.4065 | 0.92875 | 10 | 0.33524
85523 | 10.325 | 0.8 | 365 | 9.4065 | 0.92875 | 10 | 0.33524
85524 | 5.015 | 0.8 | 365 | 4.5689 | 0.19396 | 4 | 0.76283
85527 | 7.375 | 0.8 | 365 | 6.7189 | 0.52053 | 7 | 0.23945
85528 | 6.49 | 0.8 | 365 | 5.9126 | 0.89807 | 6 | 0.81072
85529 | 5.9 | 0.8 | 365 | 5.3751 | 0.81643 | 6 | 0.19156
85530 | 6.49 | 0.8 | 365 | 5.9126 | 0.89807 | 6 | 0.81072
85532 | 5.605 | 0.8 | 365 | 5.1064 | 0.27561 | 5 | 0.38199
85531 | 4.06 | 0.8 | 365 | 3.6988 | 0.44317 | 4 | 0.14199
85533 | 4.9 | 0.8 | 365 | 4.4641 | 0.98313 | 5 | 0.44723
85539 | 12.8 | 0.8 | 365 | 11.6613 | 0.46615 | 12 | 0.12746
85536 | 15.33 | 0.8 | 365 | 13.9662 | 0.10438 | 14 | 0.070622
85518 | 7.375 | 0.8 | 365 | 6.7189 | 0.52053 | 7 | 0.23945
84504 | 10.137 | 0.8 | 365 | 9.2352 | 0.58409 | 9 | 0.8193
85562 | 13.02 | 0.8 | 365 | 11.8617 | 0.86947 | 12 | 0.73121
85566 | 6.365 | 0.8 | 365 | 5.7988 | 0.66891 | 6 | 0.46768
85567 | 9.28 | 0.8 | 365 | 8.4545 | 0.012957 | 8 | 0.46741
85569 | 3.84 | 0.8 | 365 | 3.4984 | 0.039844 | 3 | 0.53824
85570 | 10.23 | 0.8 | 365 | 9.3199 | 0.75459 | 10 | 0.074525
85576 | 4.96 | 0.8 | 365 | 4.5188 | 0.093132 | 4 | 0.61189
85579 | 8.96 | 0.8 | 365 | 8.1629 | 0.4263 | 8 | 0.58922
85581 | 12.775 | 0.8 | 365 | 11.6385 | 0.42032 | 12 | 0.058852
85583 | 8.32 | 0.8 | 365 | 7.5799 | 0.253 | 7 | 0.83285
85584 | 8.37 | 0.8 | 365 | 7.6254 | 0.34466 | 7 | 0.97007
85585 | 2.88 | 0.8 | 365 | 2.6238 | 0.27988 | 2 | 0.90368
85587 | 14.85 | 0.8 | 365 | 13.5289 | 0.2244 | 13 | 0.75334
85522 | 10.325 | 0.8 | 365 | 9.4065 | 0.92875 | 10 | 0.33524
85542 | 6.405 | 0.8 | 365 | 5.8352 | 0.74224 | 6 | 0.57745
85537 | 13.68 | 0.8 | 365 | 12.463 | 0.079446 | 12 | 0.54247
84905 | 11.85 | 0.8 | 365 | 10.7958 | 0.72452 | 11 | 0.52034
85465 | 5.605 | 0.8 | 365 | 5.1064 | 0.27561 | 5 | 0.38199
85491 | 4.35 | 0.8 | 365 | 3.963 | 0.97482 | 4 | 0.93785
85492 | 8.7 | 0.8 | 365 | 7.926 | 0.94965 | 8 | 0.8757
85495 | 4.06 | 0.8 | 365 | 3.6988 | 0.44317 | 4 | 0.14199
85497 | 6.38 | 0.8 | 365 | 5.8124 | 0.69641 | 6 | 0.50884
85498 | 4.13 | 0.8 | 365 | 3.7626 | 0.5715 | 4 | 0.33409
85535 | 9.44 | 0.8 | 365 | 8.6002 | 0.30628 | 8 | 0.9065
85538 | 3.48 | 0.8 | 365 | 3.1704 | 0.37986 | 3 | 0.55028
84911 | 10.08 | 0.8 | 365 | 9.1833 | 0.47959 | 9 | 0.66287
85093 | 6.96 | 0.8 | 365 | 6.3408 | 0.75972 | 7 | 0.10056
85452 | 6.555 | 0.8 | 365 | 5.9719 | 0.017234 | 5 | 0.9891
85135 | 10.72 | 0.8 | 365 | 9.7663 | 0.6529 | 10 | 0.41925
85541 | 10.62 | 0.8 | 365 | 9.6752 | 0.46957 | 10 | 0.14481
85543 | 7.83 | 0.8 | 365 | 7.1334 | 0.35468 | 7 | 0.48813
85544 | 10.15 | 0.8 | 365 | 9.2471 | 0.60792 | 9 | 0.85498
85545 | 9.44 | 0.8 | 365 | 8.6002 | 0.30628 | 8 | 0.9065
85546 | 5.31 | 0.8 | 365 | 4.8376 | 0.73478 | 5 | 0.57241
85547 | 4.425 | 0.8 | 365 | 4.0314 | 0.11232 | 4 | 0.14367
85548 | 7.965 | 0.8 | 365 | 7.2564 | 0.60218 | 7 | 0.85861
85549 | 4.93 | 0.8 | 365 | 4.4914 | 0.038134 | 4 | 0.52956
85550 | 4.425 | 0.8 | 365 | 4.0314 | 0.11232 | 4 | 0.14367
85551 | 8.41 | 0.8 | 365 | 7.6618 | 0.41799 | 8 | 0.079839
85552 | 7.965 | 0.8 | 365 | 7.2564 | 0.60218 | 7 | 0.85861
85553 | 11.02 | 0.8 | 365 | 10.0397 | 0.20289 | 10 | 0.24255
85554 | 9.145 | 0.8 | 365 | 8.3315 | 0.76546 | 9 | 0.096923
85555 | 5.605 | 0.8 | 365 | 5.1064 | 0.27561 | 5 | 0.38199
85556 | 8.555 | 0.8 | 365 | 7.7939 | 0.68382 | 8 | 0.47777
85565 | 4.425 | 0.8 | 365 | 4.0314 | 0.11232 | 4 | 0.14367
85588 | 4.93 | 0.8 | 365 | 4.4914 | 0.038134 | 4 | 0.52956
85589 | 7.08 | 0.8 | 365 | 6.4502 | 0.97971 | 7 | 0.42988
85590 | 8.85 | 0.8 | 365 | 8.0627 | 0.22464 | 8 | 0.28735
85591 | 6.96 | 0.8 | 365 | 6.3408 | 0.75972 | 7 | 0.10056
85592 | 5.31 | 0.8 | 365 | 4.8376 | 0.73478 | 5 | 0.57241
85131 | 5.7 | 0.8 | 365 | 5.1929 | 0.44977 | 5 | 0.6427
85602 | 12.73 | 0.8 | 365 | 11.5975 | 0.33782 | 11 | 0.93536
85603 | 5.8 | 0.8 | 365 | 5.284 | 0.6331 | 5 | 0.91713
85604 | 5.8 | 0.8 | 365 | 5.284 | 0.6331 | 5 | 0.91713
85605 | 13.2 | 0.8 | 365 | 12.0257 | 0.19946 | 12 | 0.22519
85595 | 11.8 | 0.8 | 365 | 10.7503 | 0.63286 | 11 | 0.38313
85597 | 11.97 | 0.8 | 365 | 10.9051 | 0.94451 | 11 | 0.84966
85586 | 4.72 | 0.8 | 365 | 4.3001 | 0.65314 | 4 | 0.95325
85606 | 13.05 | 0.8 | 365 | 11.8891 | 0.92447 | 12 | 0.81354
85608 | 5.04 | 0.8 | 365 | 4.5916 | 0.2398 | 4 | 0.83144
85609 | 5.49 | 0.8 | 365 | 5.0016 | 0.064777 | 5 | 0.066387
85610 | 6.7 | 0.8 | 365 | 6.104 | 0.28306 | 6 | 0.38703
85612 | 12.6 | 0.8 | 365 | 11.4791 | 0.099489 | 11 | 0.57859
85611 | 11.115 | 0.8 | 365 | 10.1262 | 0.37705 | 10 | 0.50326
85613 | 9.3 | 0.8 | 365 | 8.4727 | 0.049623 | 8 | 0.5223
85614 | 19.8 | 0.8 | 365 | 18.0386 | 0.2992 | 18 | 0.33779
85615 | 12.54 | 0.8 | 365 | 11.4244 | 0.98949 | 12 | 0.41393
85617 | 7.83 | 0.8 | 365 | 7.1334 | 0.35468 | 7 | 0.48813
85618 | 8.395 | 0.8 | 365 | 7.6482 | 0.39049 | 8 | 0.038674
85616 | 6.3 | 0.8 | 365 | 5.7396 | 0.54974 | 6 | 0.2893
85619 | 5.4 | 0.8 | 365 | 4.9196 | 0.89978 | 5 | 0.8194
85620 | 9.44 | 0.8 | 365 | 8.6002 | 0.30628 | 8 | 0.9065
85621 | 9.6 | 0.8 | 365 | 8.746 | 0.59961 | 9 | 0.34559
85623 | 5.9 | 0.8 | 365 | 5.3751 | 0.81643 | 6 | 0.19156
85626 | 5.015 | 0.8 | 365 | 4.5689 | 0.19396 | 4 | 0.76283
85628 | 7 | 0.8 | 365 | 6.3773 | 0.83305 | 7 | 0.21033
85629 | 5.32 | 0.8 | 365 | 4.8467 | 0.75312 | 5 | 0.59985
85624 | 5.4 | 0.8 | 365 | 4.9196 | 0.89978 | 5 | 0.8194
59717 | 80.64 | 0.7 | 365 | 64.283 | 0.35714 | 64 | 0.64012
85630 | 2.9 | 0.8 | 365 | 2.642 | 0.31655 | 2 | 0.95857
85634 | 8.555 | 0.8 | 365 | 7.7939 | 0.68382 | 8 | 0.47777
85636 | 7.83 | 0.8 | 365 | 7.1334 | 0.35468 | 7 | 0.48813
85633 | 5.605 | 0.8 | 365 | 5.1064 | 0.27561 | 5 | 0.38199
85639 | 5.04 | 0.8 | 365 | 4.5916 | 0.2398 | 4 | 0.83144
85640 | 4.125 | 0.8 | 365 | 3.758 | 0.56233 | 4 | 0.32037
85638 | 2.9 | 0.8 | 365 | 2.642 | 0.31655 | 2 | 0.95857
85643 | 2.9 | 0.8 | 365 | 2.642 | 0.31655 | 2 | 0.95857
85649 | 8.26 | 0.8 | 365 | 7.5252 | 0.143 | 7 | 0.66819
85646 | 8.4 | 0.8 | 365 | 7.6527 | 0.39966 | 8 | 0.052396
85231 | 10.88 | 0.8 | 365 | 9.9121 | 0.94623 | 10 | 0.85834
65325 | 829.44 | 0.8 | 365 | 755.653 | 0.60638 | 756 | 0.2594
84469 | 185.6 | 0.65 | 365 | 137.3848 | 0.46055 | 137 | 0.84539
82269 | 95.76 | 0.6 | 365 | 65.4309 | 0.66709 | 66 | 0.097982
65042 | 647.46 | 0.8 | 365 | 589.862 | 0.98376 | 590 | 0.84571
34010 | 374.22 | 0.8 | 365 | 340.9294 | 0.054832 | 340 | 0.98422
70350 | 699.84 | 0.6 | 365 | 478.1867 | 0.25872 | 478 | 0.4454
84269 | 5.525 | 0.8 | 365 | 5.0335 | 0.12894 | 5 | 0.16244
85601 | 6.96 | 0.8 | 365 | 6.3408 | 0.75972 | 7 | 0.10056
85655 | 8.05 | 0.8 | 365 | 7.3339 | 0.75801 | 8 | 0.091879
85656 | 8.64 | 0.8 | 365 | 7.8714 | 0.83965 | 8 | 0.71104
85657 | 9.28 | 0.8 | 365 | 8.4545 | 0.012957 | 8 | 0.46741
85658 | 8.25 | 0.8 | 365 | 7.5161 | 0.12467 | 7 | 0.64075
85659 | 4.95 | 0.8 | 365 | 4.5096 | 0.074799 | 4 | 0.58445
85660 | 5.25 | 0.8 | 365 | 4.783 | 0.62479 | 5 | 0.40775
85662 | 11.88 | 0.8 | 365 | 10.8232 | 0.77952 | 11 | 0.60267