## Input Page
Guideline Version Date: October 17, 2023
RPS Class I 225 CMR 14.00
Solar Carve-Out II
Guideline
Calculation of Annual Compliance Obligations
(Page 1 - Calculation Inputs)
|  | Solar PV Capacity Factor | 13.06% | 1144.056 | MWh/year per MW
Market Sector SREC Factors
|  | Market Sector A | 1
0.8
0.7
0.65
|  | Market Sector B | 0.9
0.7
0.6
0.55
|  | Market Sector C | 0.8
0.65
0.55
0.5
|  | Managed Growth | 0.7
0.55
0.5
0.45
|  | SREC Term Limit, quarters | 40
|  | Percent of Annual Generation in Quarter (based on NREL data table to right) |  |  | NREL Insolation Data, Worcester, kWh/m2/day (Non-Tracking, Tilt = Latitude)
|  | Q1 | 0.23006 |  | Jan | 3.4 | 0.23006 | Quarterly Contribu-tion to Annual Total
|  | Q2 | 0.28942 |  | Feb | 4.2
|  | Q3 | 0.29314 |  | Mar | 4.8
|  | Q4 | 0.18738 |  | Apr | 5 | 0.28942
[5 empty] | May | 5.2
[5 empty] | Jun | 5.4
[5 empty] | Jul | 5.5 | 0.29314
[5 empty] | Aug | 5.3
[5 empty] | Sep | 5
[5 empty] | Oct | 4.3 | 0.18738
[5 empty] | Nov | 3
[5 empty] | Dec | 2.8
[5 empty] | Annual | 4.5 | 1

## Minimum Standards
RPS Class I 225 CMR 14.00
Solar Carve-Out II
Guideline
Final Calculation of Annual Compliance Obligations and Minimum Standards
(Page 2 - Minimum Standard by Contract Execution Date)
Contract Execution Date | 2024 Compliance Obligation (MWh) | Total Retail Load Obligation from 2 Years Prior (MWh) | 2024 Minimum Standard (%)
Before 4/25/2014 | 0 | 44507592 | 0%
On or after 4/25/2014 and before 5/8/2016 | 937124.5568 |  | 2.106%
On or after 5/8/2016 | 1522924.82 |  | 3.422%
Note: Details behind the calculations used to determine these Compliance Obligations and Minimum Standards can be found in the other worksheets in this workbook

## Compliance Obligation
RPS Class I 225 CMR 14.00 | [5 empty] | Data Code | Black | Set Values by Regulation
Solar Carve-Out II | [6 empty] | Red | Values input by DOER over time as provided by regulation
Guideline | [6 empty] | Blue | Calculated Values by formulas in spreadsheet
Preliminary Calculation of Annual Compliance Obligations and Minimum Standards
(Page 3 - Compliance Obligation Calculation Spreadsheet)
Note: This worksheet calculates the 2023 Compliance Obligation and Minimum Standard and includes all SREC II eligible capacity. This Compliance Obligation and Minimum Standard applies to all retail electricity load served under contracts executed on or after 5/8/16.
| Year |  | 2013 | 2014 | 2014 | 2014 | 2014 | 2015 | 2015 | 2015 | 2015 | 2016 | 2016 | 2016 | 2016 | 2017 | 2017 | 2017 | 2017 | 2018 | 2018 | 2018 | 2018 | 2019 | 2019 | 2019 | 2019 | 2020 | 2020 | 2020 | 2020 | 2021 | 2021 | 2021 | 2021 | 2022 | 2022 | 2022 | 2022 | 2023 | 2023 | 2023 | 2023 | 2024 | 2024 | 2024 | 2024 | 2025 | 2025 | 2025 | 2025 | 2026 | 2026 | 2026 | 2026 | 2027 | 2027 | 2027 | 2027
| Quarter |  | Q4 | Q1 | Q2 | Q3 | Q4 | Q1 | Q2 | Q3 | Q4 | Q1 | Q2 | Q3 | Q4 | Q1 | Q2 | Q3 | Q4 | Q1 | Q2 | Q3 | Q4 | Q1 | Q2 | Q3 | Q4 | Q1 | Q2 | Q3 | Q4 | Q1 | Q2 | Q3 | Q4 | Q1 | Q2 | Q3 | Q4 | Q1 | Q2 | Q3 | Q4 | Q1 | Q2 | Q3 | Q4 | Q1 | Q2 | Q3 | Q4 | Q1 | Q2 | Q3 | Q4 | Q1 | Q2 | Q3 | Q4
| Program Quarter |  |  | 1 | 2 | 3 | 4 | 5 | 6 | 7 | 8 | 9 | 10 | 11 | 12 | 13 | 14 | 15 | 16 | 17 | 18 | 19 | 20 | 21 | 22 | 23 | 24 | 25 | 26 | 27 | 28 | 29 | 30 | 31 | 32 | 33 | 34 | 35 | 36 | 37 | 38 | 39 | 40 | 41 | 42 | 43 | 44 | 45 | 46 | 47 | 48 | 49 | 50 | 51 | 52 | 53 | 54 | 55 | 56
Compliance Obligation Terms 225 CMR 14.07(3)(e)1-5
Installed Capacity 225 CMR 14.07(3)(e)1 |  |  |  | Q1 1: Data to be entered by DOER on a Quarterly Basis during the subsequent quarter
| QUARTERLY Installed Capacities (MW) |  |  | 5.8023 | 8.2155 | 17.3926 | 23.5652 | 64.0521 | 68.0482 | 71.6028 | 61.6538 | 126.5163 | 102.798 | 74.327 | 90.34 | 175.3908 | 152.1678 | 128.4721 | 146.8154 | 139.2314 | 79 | 77 | 80 | 29 | 17 | 3 | 1 | 5 | 0 | 8 | 0 | 0 | 0 | 0 | 0 | 0 | 0 | 0 | 0 | 0 | 0 | 0 | 0 | 0 | 0 | 0 | 0 | 0 | 0 | 0 | 0 | 0 | 0 | 0 | 0 | 0 | 0 | 0 | 0
| Market Sector | SREC Factor
| Market Sector A | 1 |  | 0.49926 | 6.3875 | 11.8388 | 20.341 | 30.1805 | 43.2115 | 41.5157 | 45.6727 | 64.1915 | 65.6423 | 59.5303 | 57.5545 | 82.9341 | 39.7489 | 56.5126 | 57.1309 | 49 | 7 | 8 | 5 | 1 | 0 | 0 | 0 | 0 | 0 | 0 | 0 | 0 | 0 | 0 | 0 | 0 | 0 | 0 | 0
|  | 0.8 |  | 0 | 0 | 0 | 0 | 0 | 0 | 0 | 0 | 0 | 0 | 0 | 0 | 14.3864 | 19.4708 | 22.3593 | 27.7236 | 46 | 33 | 29 | 21 | 1 | 0 | 0 | 0 | 0 | 0 | 0 | 0 | 0 | 0 | 0 | 0 | 0 | 0 | 0 | 0
|  | 0.7 |  | 0 | 0 | 0 | 0 | 0 | 0 | 0 | 0 | 0 | 0 | 0 | 0 | 0 | 0.5985 | 0 | 0.09412 | 7 | 14 | 5 | 11 | 4 | 6 | 0 | 1 | 0 | 0 | 0 | 0 | 0 | 0 | 0 | 0 | 0 | 0 | 0 | 0
|  | 0.65 |  | 0 | 0 | 0 | 0 | 0 | 0 | 0 | 0 | 0 | 0 | 0 | 0 | 0 | 0 | 0 | 0 | 0 | 1 | 7 | 11 | 19 | 8 | 1 | 0 | 4 | 0 | 2 | 0 | 0 | 0 | 0 | 0 | 0 | 0 | 0 | 0
| Market Sector B | 0.9 |  | 5.303 | 1.828 | 4.8877 | 3.1248 | 17.0361 | 15.6119 | 8.4838 | 10.7796 | 15.9877 | 14.7732 | 7.7708 | 18.2347 | 31.488 | 32.8652 | 15.1713 | 2.7911 | 12.8029 | 1 | 5 | 0 | 1 | 0 | 0 | 0 | 0 | 0 | 0 | 0 | 0 | 0 | 0 | 0 | 0 | 0 | 0 | 0
|  | 0.7 |  | 0 | 0 | 0 | 0 | 0 | 0 | 0 | 0 | 0 | 0 | 0 | 0 | 0.23814 | 4.1118 | 7.4028 | 8.1153 | 1.5678 | 1 | 1 | 1 | 0 | 0 | 0 | 0 | 0 | 0 | 0 | 0 | 0 | 0 | 0 | 0 | 0 | 0 | 0 | 0
|  | 0.6 |  | 0 | 0 | 0 | 0 | 0 | 0 | 0 | 0 | 0 | 0 | 0 | 0 | 0.0765 | 0.29866 | 0.81917 | 9.3486 | 12.1563 | 10 | 6 | 9 | 1 | 0 | 0 | 0 | 0 | 0 | 0 | 0 | 0 | 0 | 0 | 0 | 0 | 0 | 0 | 0
|  | 0.55 |  | 0 | 0 | 0 | 0 | 0 | 0 | 0 | 0 | 0 | 0 | 0 | 0 | 0 | 0 | 0 | 0 | 0 | 1 | 5 | 8 | 1 | 3 | 2 | 0 | 1 | 0 | 0 | 0 | 0 | 0 | 0 | 0 | 0 | 0 | 0 | 0
| Market Sector C | 0.8 |  | 0 | 0 | 0.66612 | 0.099408 | 7.8867 | 0.4984 | 4.3432 | 5.2014 | 19.9 | 10.8848 | 5.044 | 9.2882 | 43.0117 | 47.3554 | 18.7271 | 25.2744 | 7 | 2 | 1 | 1 | 1 | 0 | 0 | 0 | 0 | 0 | 0 | 0 | 0 | 0 | 0 | 0 | 0 | 0 | 0 | 0
|  | 0.65 |  | 0 | 0 | 0 | 0 | 0 | 0 | 0 | 0 | 0 | 0 | 0 | 0 | 0 | 0 | 5.058 | 7.9538 | 1.7102 | 0 | 4 | 0 | 0 | 0 | 0 | 0 | 0 | 0 | 0 | 0 | 0 | 0 | 0 | 0 | 0 | 0 | 0 | 0
|  | 0.55 |  | 0 | 0 | 0 | 0 | 0 | 0 | 0 | 0 | 0 | 0 | 0 | 0 | 0 | 0 | 2.4219 | 1.1293 | 0 | 6 | 5 | 7 | 0 | 0 | 0 | 0 | 0 | 0 | 0 | 0 | 0 | 0 | 0 | 0 | 0 | 0 | 0 | 0
|  | 0.5 |  | 0 | 0 | 0 | 0 | 0 | 0 | 0 | 0 | 0 | 0 | 0 | 0 | 0 | 0 | 0 | 0 | 0 | 0 | 1 | 0 | 0 | 0 | 0 | 0 | 0 | 0 | 0 | 0 | 0 | 0 | 0 | 0 | 0 | 0 | 0 | 0
| Managed Growth | 0.7 |  | 0 | 0 | 0 | 0 | 8.9488 | 8.7264 | 17.2601 | 0 | 26.4371 | 11.4977 | 1.9819 | 5.2626 | 3.256 | 7.7186 | 0 | 7.2543 | 1.9942 | 3 | 0 | 0 | 0 | 0 | 0 | 0 | 0 | 0 | 0 | 0 | 0 | 0 | 0 | 0 | 0 | 0 | 0 | 0
|  | 0.55 |  | 0 | 0 | 0 | 0 | 0 | 0 | 0 | 0 | 0 | 0 | 0 | 0 | 0 | 0 | 0 | 0 | 0 | 0 | 0 | 0 | 0 | 0 | 0 | 0 | 0 | 0 | 0 | 0 | 0 | 0 | 0 | 0 | 0 | 0 | 0 | 0
|  | 0.5 |  | 0 | 0 | 0 | 0 | 0 | 0 | 0 | 0 | 0 | 0 | 0 | 0 | 0 | 0 | 0 | 0 | 0 | 0 | 0 | 6 | 0 | 0 | 0 | 0 | 0 | 0 | 6 | 0 | 0 | 0 | 0 | 0 | 0 | 0 | 0 | 0
|  | 0.45 |  | 0 | 0 | 0 | 0 | 0 | 0 | 0 | 0 | 0 | 0 | 0 | 0 | 0 | 0 | 0 | 0 | 0 | 0 | 0 | 0 | 0 | 0 | 0 | 0 | 0 | 0 | 0 | 0 | 0 | 0 | 0 | 0 | 0 | 0 | 0 | 0
| CUMULATIVE Installed Capacities (MW) |  |  | 5.8023 | 14.0178 | 31.4105 | 54.9756 | 119.0277 | 187.076 | 258.6787 | 320.3325 | 446.8488 | 549.6468 | 623.9738 | 714.3138 | 889.7047 | 1041.8725 | 1170.3446 | 1317.16 | 1456.3914 | 1535.3914 | 1612.3914 | 1692.3914 | 1721.3914 | 1738.3914 | 1741.3914 | 1742.3914 | 1747.3914 | 1747.3914 | 1755.3914 | 1755.3914 | 1755.3914 | 1755.3914 | 1755.3914 | 1755.3914 | 1755.3914 | 1755.3914 | 1755.3914 | 1755.3914 | 1755.3914 | 1755.3914 | 1755.3914 | 1755.3914 | 1734.1792 | 1726.8672 | 1707.3164 | 1694.8172 | 1626.6728 | 1564.225 | 1530.2897 | 1487.1711 | 1423.2205 | 1364.1275 | 1333.0442 | 1260.1053 | 1132.895 | 983.7922 | 890.2192 | 809.1994
| Market Sector | SREC Factor
| Market Sector A | 1 |  | 0.49926 | 6.8868 | 18.7256 | 39.0665 | 69.2471 | 112.4586 | 153.9743 | 199.647 | 263.8385 | 329.4808 | 389.0111 | 446.5656 | 529.4997 | 569.2486 | 625.7612 | 682.892 | 731.892 | 738.892 | 746.892 | 751.892 | 752.892 | 752.892 | 752.892 | 752.892 | 752.892 | 752.892 | 752.892 | 752.892 | 752.892 | 752.892 | 752.892 | 752.892 | 752.892 | 752.892 | 752.892 | 752.892 | 752.892 | 752.892 | 752.892 | 752.892 | 747.589 | 745.761 | 740.8733 | 737.7485 | 720.7124 | 705.1004 | 696.6166 | 685.8369 | 669.8493 | 655.0761 | 647.3052 | 629.0705 | 597.5825 | 564.7173 | 549.546 | 546.7549 | 12
|  | 0.8 |  | 0 | 0 | 0 | 0 | 0 | 0 | 0 | 0 | 0 | 0 | 0 | 0 | 14.3864 | 33.8572 | 56.2165 | 83.9401 | 129.9401 | 162.9401 | 191.9401 | 212.9401 | 213.9401 | 213.9401 | 213.9401 | 213.9401 | 213.9401 | 213.9401 | 213.9401 | 213.9401 | 213.9401 | 213.9401 | 213.9401 | 213.9401 | 213.9401 | 213.9401 | 213.9401 | 213.9401 | 213.9401 | 213.9401 | 213.9401 | 213.9401 | 208.637 | 206.809 | 201.9213 | 198.7965 | 181.7604 | 166.1484 | 157.6646 | 146.885 | 130.8973 | 116.1241 | 108.3533 | 90.1185 | 58.6306 | 25.7654 | 10.5941 | 7.803 | 12
|  | 0.7 |  | 0 | 0 | 0 | 0 | 0 | 0 | 0 | 0 | 0 | 0 | 0 | 0 | 0 | 0.5985 | 0.5985 | 0.69262 | 7.6926 | 21.6926 | 26.6926 | 37.6926 | 41.6926 | 47.6926 | 47.6926 | 48.6926 | 48.6926 | 48.6926 | 48.6926 | 48.6926 | 48.6926 | 48.6926 | 48.6926 | 48.6926 | 48.6926 | 48.6926 | 48.6926 | 48.6926 | 48.6926 | 48.6926 | 48.6926 | 48.6926 | 43.3896 | 41.5616 | 36.6739 | 33.5491 | 16.513 | 0.90101 | -7.5828 | -18.3624 | -34.3501 | -49.1233 | -56.8942 | -75.1289 | -106.6169 | -139.4821 | -154.6534 | -157.4445 | 12
|  | 0.65 |  | 0 | 0 | 0 | 0 | 0 | 0 | 0 | 0 | 0 | 0 | 0 | 0 | 0 | 0 | 0 | 0 | 0 | 1 | 8 | 19 | 38 | 46 | 47 | 47 | 51 | 51 | 53 | 53 | 53 | 53 | 53 | 53 | 53 | 53 | 53 | 53 | 53 | 53 | 53 | 53 | 47.697 | 45.869 | 40.9812 | 37.8565 | 20.8203 | 5.2084 | -3.2754 | -14.0551 | -30.0427 | -44.816 | -52.5868 | -70.8215 | -102.3095 | -135.1747 | -150.346 | -153.1371 | 12
| Market Sector B | 0.9 |  | 5.303 | 7.131 | 12.0188 | 15.1435 | 32.1797 | 47.7916 | 56.2754 | 67.0551 | 83.0427 | 97.816 | 105.5868 | 123.8215 | 155.3095 | 188.1747 | 203.346 | 206.1371 | 218.94 | 219.94 | 224.94 | 224.94 | 225.94 | 225.94 | 225.94 | 225.94 | 225.94 | 225.94 | 225.94 | 225.94 | 225.94 | 225.94 | 225.94 | 225.94 | 225.94 | 225.94 | 225.94 | 225.94 | 225.94 | 225.94 | 225.94 | 225.94 | 225.94 | 225.94 | 225.94 | 225.94 | 225.94 | 225.94 | 225.94 | 225.94 | 225.94 | 225.94 | 225.94 | 225.94 | 225.7018 | 221.59 | 214.1872 | 206.0719 | 13
|  | 0.7 |  | 0 | 0 | 0 | 0 | 0 | 0 | 0 | 0 | 0 | 0 | 0 | 0 | 0.23814 | 4.3499 | 11.7527 | 19.868 | 21.4359 | 22.4359 | 23.4359 | 24.4359 | 24.4359 | 24.4359 | 24.4359 | 24.4359 | 24.4359 | 24.4359 | 24.4359 | 24.4359 | 24.4359 | 24.4359 | 24.4359 | 24.4359 | 24.4359 | 24.4359 | 24.4359 | 24.4359 | 24.4359 | 24.4359 | 24.4359 | 24.4359 | 24.4359 | 24.4359 | 24.4359 | 24.4359 | 24.4359 | 24.4359 | 24.4359 | 24.4359 | 24.4359 | 24.4359 | 24.4359 | 24.4359 | 24.1977 | 20.0859 | 12.6831 | 4.5678 | 13
|  | 0.6 |  | 0 | 0 | 0 | 0 | 0 | 0 | 0 | 0 | 0 | 0 | 0 | 0 | 0.0765 | 0.37516 | 1.1943 | 10.5429 | 22.6992 | 32.6992 | 38.6992 | 47.6992 | 48.6992 | 48.6992 | 48.6992 | 48.6992 | 48.6992 | 48.6992 | 48.6992 | 48.6992 | 48.6992 | 48.6992 | 48.6992 | 48.6992 | 48.6992 | 48.6992 | 48.6992 | 48.6992 | 48.6992 | 48.6992 | 48.6992 | 48.6992 | 48.6992 | 48.6992 | 48.6992 | 48.6992 | 48.6992 | 48.6992 | 48.6992 | 48.6992 | 48.6992 | 48.6992 | 48.6992 | 48.6992 | 48.4611 | 44.3493 | 36.9465 | 28.8312 | 13
|  | 0.55 |  | 0 | 0 | 0 | 0 | 0 | 0 | 0 | 0 | 0 | 0 | 0 | 0 | 0 | 0 | 0 | 0 | 0 | 1 | 6 | 14 | 15 | 18 | 20 | 20 | 21 | 21 | 21 | 21 | 21 | 21 | 21 | 21 | 21 | 21 | 21 | 21 | 21 | 21 | 21 | 21 | 21 | 21 | 21 | 21 | 21 | 21 | 21 | 21 | 21 | 21 | 21 | 21 | 20.7619 | 16.6501 | 9.2473 | 1.132 | 13
| Market Sector C | 0.8 |  | 0 | 0 | 0.66612 | 0.76553 | 8.6522 | 9.1506 | 13.4938 | 18.6951 | 38.5951 | 49.4799 | 54.5239 | 63.8121 | 106.8238 | 154.1792 | 172.9064 | 198.1808 | 205.1808 | 207.1808 | 208.1808 | 209.1808 | 210.1808 | 210.1808 | 210.1808 | 210.1808 | 210.1808 | 210.1808 | 210.1808 | 210.1808 | 210.1808 | 210.1808 | 210.1808 | 210.1808 | 210.1808 | 210.1808 | 210.1808 | 210.1808 | 210.1808 | 210.1808 | 210.1808 | 210.1808 | 210.1808 | 210.1808 | 210.1808 | 210.1808 | 210.1808 | 210.1808 | 210.1808 | 210.1808 | 210.1808 | 210.1808 | 210.1808 | 210.1808 | 210.1043 | 209.8056 | 208.9864 | 199.6379 | 14
|  | 0.65 |  | 0 | 0 | 0 | 0 | 0 | 0 | 0 | 0 | 0 | 0 | 0 | 0 | 0 | 0 | 5.058 | 13.0118 | 14.722 | 14.722 | 18.722 | 18.722 | 18.722 | 18.722 | 18.722 | 18.722 | 18.722 | 18.722 | 18.722 | 18.722 | 18.722 | 18.722 | 18.722 | 18.722 | 18.722 | 18.722 | 18.722 | 18.722 | 18.722 | 18.722 | 18.722 | 18.722 | 18.722 | 18.722 | 18.722 | 18.722 | 18.722 | 18.722 | 18.722 | 18.722 | 18.722 | 18.722 | 18.722 | 18.722 | 18.6455 | 18.3468 | 17.5277 | 8.1791 | 14
|  | 0.55 |  | 0 | 0 | 0 | 0 | 0 | 0 | 0 | 0 | 0 | 0 | 0 | 0 | 0 | 0 | 2.4219 | 3.5512 | 3.5512 | 9.5512 | 14.5512 | 21.5512 | 21.5512 | 21.5512 | 21.5512 | 21.5512 | 21.5512 | 21.5512 | 21.5512 | 21.5512 | 21.5512 | 21.5512 | 21.5512 | 21.5512 | 21.5512 | 21.5512 | 21.5512 | 21.5512 | 21.5512 | 21.5512 | 21.5512 | 21.5512 | 21.5512 | 21.5512 | 21.5512 | 21.5512 | 21.5512 | 21.5512 | 21.5512 | 21.5512 | 21.5512 | 21.5512 | 21.5512 | 21.5512 | 21.4747 | 21.176 | 20.3568 | 11.0083 | 14
|  | 0.5 |  | 0 | 0 | 0 | 0 | 0 | 0 | 0 | 0 | 0 | 0 | 0 | 0 | 0 | 0 | 0 | 0 | 0 | 0 | 1 | 1 | 1 | 1 | 1 | 1 | 1 | 1 | 1 | 1 | 1 | 1 | 1 | 1 | 1 | 1 | 1 | 1 | 1 | 1 | 1 | 1 | 1 | 1 | 1 | 1 | 1 | 1 | 1 | 1 | 1 | 1 | 1 | 1 | 0.9235 | 0.62484 | -0.19433 | -9.5429 | 14
| Managed Growth | 0.7 |  | 0 | 0 | 0 | 0 | 8.9488 | 17.6752 | 34.9353 | 34.9353 | 61.3724 | 72.8701 | 74.852 | 80.1146 | 83.3706 | 91.0892 | 91.0892 | 98.3435 | 100.3378 | 103.3378 | 103.3378 | 103.3378 | 103.3378 | 103.3378 | 103.3378 | 103.3378 | 103.3378 | 103.3378 | 103.3378 | 103.3378 | 103.3378 | 103.3378 | 103.3378 | 103.3378 | 103.3378 | 103.3378 | 103.3378 | 103.3378 | 103.3378 | 103.3378 | 103.3378 | 103.3378 | 103.3378 | 103.3378 | 103.3378 | 103.3378 | 103.3378 | 103.3378 | 103.3378 | 103.3378 | 103.3378 | 103.3378 | 103.3378 | 103.3378 | 103.3378 | 103.3378 | 103.3378 | 103.3378 | 15
|  | 0.55 |  | 0 | 0 | 0 | 0 | 0 | 0 | 0 | 0 | 0 | 0 | 0 | 0 | 0 | 0 | 0 | 0 | 0 | 0 | 0 | 0 | 0 | 0 | 0 | 0 | 0 | 0 | 0 | 0 | 0 | 0 | 0 | 0 | 0 | 0 | 0 | 0 | 0 | 0 | 0 | 0 | 0 | 0 | 0 | 0 | 0 | 0 | 0 | 0 | 0 | 0 | 0 | 0 | 0 | 0 | 0 | 0 | 15
|  | 0.5 |  | 0 | 0 | 0 | 0 | 0 | 0 | 0 | 0 | 0 | 0 | 0 | 0 | 0 | 0 | 0 | 0 | 0 | 0 | 0 | 6 | 6 | 6 | 6 | 6 | 6 | 6 | 12 | 12 | 12 | 12 | 12 | 12 | 12 | 12 | 12 | 12 | 12 | 12 | 12 | 12 | 12 | 12 | 12 | 12 | 12 | 12 | 12 | 12 | 12 | 12 | 12 | 12 | 12 | 12 | 12 | 12 | 15
|  | 0.45 |  | 0 | 0 | 0 | 0 | 0 | 0 | 0 | 0 | 0 | 0 | 0 | 0 | 0 | 0 | 0 | 0 | 0 | 0 | 0 | 0 | 0 | 0 | 0 | 0 | 0 | 0 | 0 | 0 | 0 | 0 | 0 | 0 | 0 | 0 | 0 | 0 | 0 | 0 | 0 | 0 | 0 | 0 | 0 | 0 | 0 | 0 | 0 | 0 | 0 | 0 | 0 | 0 | 0 | 0 | 0 | 0 | 15
Qualified but not Installed SREC-II Supply 225 CMR 14.07(3)(e)2 |  |  |  | Q1 1: New data to be entered by DOER before August 30 of each CY after 2014 in determining Compliance Obligation for the next CY
| QUARTERLY Qualified but not Installed Capacities (MW) |  |  | Q3 31: 0; Q4 32: 0; Q1 33: 0; Q2 34: 0; Q3 35: 0; Q4 36: 0; Q1 37: 0; Q2 38: 0; Q3 39: 0; Q4 40: 0; Q1 41: 0; Q2 42: 0; Q3 43: 0; Q4 44: 0; Q1 45: 0; Q2 46: 0; Q3 47: 0; Q4 48: 0; Q1 49: 0; Q2 50: 0; Q3 51: 0; Q4 52: 0; Q1 53: 0; Q2 54: 0; Q3 55: 0; Q4 56: 0
| Market Sector | SREC Factor
| Market Sector A | 1 | bar: Q1 1 to Q2 30
0.8 | bar: Q1 1 to Q2 30
0.7 | bar: Q1 1 to Q2 30
0.65 | bar: Q1 1 to Q2 30
| Market Sector B | 0.9 | bar: Q1 1 to Q2 30
0.7 | bar: Q1 1 to Q2 30
0.6 | bar: Q1 1 to Q2 30
0.55 | bar: Q1 1 to Q2 30
| Market Sector C | 0.8 | bar: Q1 1 to Q2 30
0.65 | bar: Q1 1 to Q2 30
0.55 | bar: Q1 1 to Q2 30
0.5 | bar: Q1 1 to Q2 30
| Managed Growth | 0.7 | bar: Q1 1 to Q2 30
0.55 | bar: Q1 1 to Q2 30
0.5 | bar: Q1 1 to Q2 30
0.45 | bar: Q1 1 to Q2 30
| CUMULATIVE Qualified but not Installed Capacities (MW) |  |  | Q3 31: 0; Q4 32: 0; Q1 33: 0; Q2 34: 0; Q3 35: 0; Q4 36: 0; Q1 37: 0; Q2 38: 0; Q3 39: 0; Q4 40: 0; Q1 41: 0; Q2 42: 0; Q3 43: 0; Q4 44: 0; Q1 45: 0; Q2 46: 0; Q3 47: 0; Q4 48: 0; Q1 49: 0; Q2 50: 0; Q3 51: 0; Q4 52: 0; Q1 53: 0; Q2 54: 0; Q3 55: 0; Q4 56: 0
| Market Sector | SREC Factor
| Market Sector A | 1 |  | Q3 31: 0; Q4 32: 0; Q1 33: 0; Q2 34: 0; Q3 35: 0; Q4 36: 0; Q1 37: 0; Q2 38: 0; Q3 39: 0; Q4 40: 0; Q1 41: 0; Q2 42: 0; Q3 43: 0; Q4 44: 0; Q1 45: 0; Q2 46: 0; Q3 47: 0; Q4 48: 0; Q1 49: 0; Q2 50: 0; Q3 51: 0; Q4 52: 0; Q1 53: 0; Q2 54: 0; Q3 55: 0; Q4 56: 0
|  | 0.8 |  | Q3 31: 0; Q4 32: 0; Q1 33: 0; Q2 34: 0; Q3 35: 0; Q4 36: 0; Q1 37: 0; Q2 38: 0; Q3 39: 0; Q4 40: 0; Q1 41: 0; Q2 42: 0; Q3 43: 0; Q4 44: 0; Q1 45: 0; Q2 46: 0; Q3 47: 0; Q4 48: 0; Q1 49: 0; Q2 50: 0; Q3 51: 0; Q4 52: 0; Q1 53: 0; Q2 54: 0; Q3 55: 0; Q4 56: 0
|  | 0.7 |  | Q3 31: 0; Q4 32: 0; Q1 33: 0; Q2 34: 0; Q3 35: 0; Q4 36: 0; Q1 37: 0; Q2 38: 0; Q3 39: 0; Q4 40: 0; Q1 41: 0; Q2 42: 0; Q3 43: 0; Q4 44: 0; Q1 45: 0; Q2 46: 0; Q3 47: 0; Q4 48: 0; Q1 49: 0; Q2 50: 0; Q3 51: 0; Q4 52: 0; Q1 53: 0; Q2 54: 0; Q3 55: 0; Q4 56: 0
|  | 0.65 |  | Q3 31: 0; Q4 32: 0; Q1 33: 0; Q2 34: 0; Q3 35: 0; Q4 36: 0; Q1 37: 0; Q2 38: 0; Q3 39: 0; Q4 40: 0; Q1 41: 0; Q2 42: 0; Q3 43: 0; Q4 44: 0; Q1 45: 0; Q2 46: 0; Q3 47: 0; Q4 48: 0; Q1 49: 0; Q2 50: 0; Q3 51: 0; Q4 52: 0; Q1 53: 0; Q2 54: 0; Q3 55: 0; Q4 56: 0
| Market Sector B | 0.9 |  | Q3 31: 0; Q4 32: 0; Q1 33: 0; Q2 34: 0; Q3 35: 0; Q4 36: 0; Q1 37: 0; Q2 38: 0; Q3 39: 0; Q4 40: 0; Q1 41: 0; Q2 42: 0; Q3 43: 0; Q4 44: 0; Q1 45: 0; Q2 46: 0; Q3 47: 0; Q4 48: 0; Q1 49: 0; Q2 50: 0; Q3 51: 0; Q4 52: 0; Q1 53: 0; Q2 54: 0; Q3 55: 0; Q4 56: 0
|  | 0.7 |  | Q3 31: 0; Q4 32: 0; Q1 33: 0; Q2 34: 0; Q3 35: 0; Q4 36: 0; Q1 37: 0; Q2 38: 0; Q3 39: 0; Q4 40: 0; Q1 41: 0; Q2 42: 0; Q3 43: 0; Q4 44: 0; Q1 45: 0; Q2 46: 0; Q3 47: 0; Q4 48: 0; Q1 49: 0; Q2 50: 0; Q3 51: 0; Q4 52: 0; Q1 53: 0; Q2 54: 0; Q3 55: 0; Q4 56: 0
|  | 0.6 |  | Q3 31: 0; Q4 32: 0; Q1 33: 0; Q2 34: 0; Q3 35: 0; Q4 36: 0; Q1 37: 0; Q2 38: 0; Q3 39: 0; Q4 40: 0; Q1 41: 0; Q2 42: 0; Q3 43: 0; Q4 44: 0; Q1 45: 0; Q2 46: 0; Q3 47: 0; Q4 48: 0; Q1 49: 0; Q2 50: 0; Q3 51: 0; Q4 52: 0; Q1 53: 0; Q2 54: 0; Q3 55: 0; Q4 56: 0
|  | 0.55 |  | Q3 31: 0; Q4 32: 0; Q1 33: 0; Q2 34: 0; Q3 35: 0; Q4 36: 0; Q1 37: 0; Q2 38: 0; Q3 39: 0; Q4 40: 0; Q1 41: 0; Q2 42: 0; Q3 43: 0; Q4 44: 0; Q1 45: 0; Q2 46: 0; Q3 47: 0; Q4 48: 0; Q1 49: 0; Q2 50: 0; Q3 51: 0; Q4 52: 0; Q1 53: 0; Q2 54: 0; Q3 55: 0; Q4 56: 0
| Market Sector C | 0.8 |  | Q3 31: 0; Q4 32: 0; Q1 33: 0; Q2 34: 0; Q3 35: 0; Q4 36: 0; Q1 37: 0; Q2 38: 0; Q3 39: 0; Q4 40: 0; Q1 41: 0; Q2 42: 0; Q3 43: 0; Q4 44: 0; Q1 45: 0; Q2 46: 0; Q3 47: 0; Q4 48: 0; Q1 49: 0; Q2 50: 0; Q3 51: 0; Q4 52: 0; Q1 53: 0; Q2 54: 0; Q3 55: 0; Q4 56: 0
|  | 0.65 |  | Q3 31: 0; Q4 32: 0; Q1 33: 0; Q2 34: 0; Q3 35: 0; Q4 36: 0; Q1 37: 0; Q2 38: 0; Q3 39: 0; Q4 40: 0; Q1 41: 0; Q2 42: 0; Q3 43: 0; Q4 44: 0; Q1 45: 0; Q2 46: 0; Q3 47: 0; Q4 48: 0; Q1 49: 0; Q2 50: 0; Q3 51: 0; Q4 52: 0; Q1 53: 0; Q2 54: 0; Q3 55: 0; Q4 56: 0
|  | 0.55 |  | Q3 31: 0; Q4 32: 0; Q1 33: 0; Q2 34: 0; Q3 35: 0; Q4 36: 0; Q1 37: 0; Q2 38: 0; Q3 39: 0; Q4 40: 0; Q1 41: 0; Q2 42: 0; Q3 43: 0; Q4 44: 0; Q1 45: 0; Q2 46: 0; Q3 47: 0; Q4 48: 0; Q1 49: 0; Q2 50: 0; Q3 51: 0; Q4 52: 0; Q1 53: 0; Q2 54: 0; Q3 55: 0; Q4 56: 0
|  | 0.5 |  | Q3 31: 0; Q4 32: 0; Q1 33: 0; Q2 34: 0; Q3 35: 0; Q4 36: 0; Q1 37: 0; Q2 38: 0; Q3 39: 0; Q4 40: 0; Q1 41: 0; Q2 42: 0; Q3 43: 0; Q4 44: 0; Q1 45: 0; Q2 46: 0; Q3 47: 0; Q4 48: 0; Q1 49: 0; Q2 50: 0; Q3 51: 0; Q4 52: 0; Q1 53: 0; Q2 54: 0; Q3 55: 0; Q4 56: 0
| Managed Growth | 0.7 |  | Q3 31: 0; Q4 32: 0; Q1 33: 0; Q2 34: 0; Q3 35: 0; Q4 36: 0; Q1 37: 0; Q2 38: 0; Q3 39: 0; Q4 40: 0; Q1 41: 0; Q2 42: 0; Q3 43: 0; Q4 44: 0; Q1 45: 0; Q2 46: 0; Q3 47: 0; Q4 48: 0; Q1 49: 0; Q2 50: 0; Q3 51: 0; Q4 52: 0; Q1 53: 0; Q2 54: 0; Q3 55: 0; Q4 56: 0
|  | 0.55 |  | Q3 31: 0; Q4 32: 0; Q1 33: 0; Q2 34: 0; Q3 35: 0; Q4 36: 0; Q1 37: 0; Q2 38: 0; Q3 39: 0; Q4 40: 0; Q1 41: 0; Q2 42: 0; Q3 43: 0; Q4 44: 0; Q1 45: 0; Q2 46: 0; Q3 47: 0; Q4 48: 0; Q1 49: 0; Q2 50: 0; Q3 51: 0; Q4 52: 0; Q1 53: 0; Q2 54: 0; Q3 55: 0; Q4 56: 0
|  | 0.5 |  | Q3 31: 0; Q4 32: 0; Q1 33: 0; Q2 34: 0; Q3 35: 0; Q4 36: 0; Q1 37: 0; Q2 38: 0; Q3 39: 0; Q4 40: 0; Q1 41: 0; Q2 42: 0; Q3 43: 0; Q4 44: 0; Q1 45: 0; Q2 46: 0; Q3 47: 0; Q4 48: 0; Q1 49: 0; Q2 50: 0; Q3 51: 0; Q4 52: 0; Q1 53: 0; Q2 54: 0; Q3 55: 0; Q4 56: 0
|  | 0.45 |  | Q3 31: 0; Q4 32: 0; Q1 33: 0; Q2 34: 0; Q3 35: 0; Q4 36: 0; Q1 37: 0; Q2 38: 0; Q3 39: 0; Q4 40: 0; Q1 41: 0; Q2 42: 0; Q3 43: 0; Q4 44: 0; Q1 45: 0; Q2 46: 0; Q3 47: 0; Q4 48: 0; Q1 49: 0; Q2 50: 0; Q3 51: 0; Q4 52: 0; Q1 53: 0; Q2 54: 0; Q3 55: 0; Q4 56: 0
Projected New Supply 225 CMR 14.07(3)(e)3 |  |  |  | Q1 1: New data to be entered by DOER before August 30 of each CY after 2014 in determining Compliance Obligation for the next CY
QUARTERLY Projected New Capacities (MW)
| Market Sector | SREC Factor
| Market Sector A | 1
0.8
0.7
0.65
| Market Sector B | 0.9
0.7
0.6
0.55
| Market Sector C | 0.8
0.65
0.55
0.5
| Managed Growth | 0.7
0.55
0.5
0.45
CUMULATIVE Projected New Capacities (MW)
| Market Sector | SREC Factor
| Market Sector A | 1
0.8
0.7
0.65
| Market Sector B | 0.9
0.7
0.6
0.55
| Market Sector C | 0.8
0.65
0.55
0.5
| Managed Growth | 0.7
0.55
0.5
0.45
Rollover Volumes 225 CMR 14.07(3)(e)4 |  |  |  | Q1 1: Data to be entered by DOER before August 30 of each CY in determining Compliance Obligation for the next CY
Rollover Volumes (MWh)
| Reminted, Unsettled Auction Attributes from CY-3 |  |  | Q1 9: N/A; Q1 13: 0; Q1 17: 45856; Q1 21: 0; Q1 25: 0; Q1 29: 0; Q1 33: 0; Q1 37: 0; Q1 41: 0
| Reminted, Unsettled Auction Attributes from CY-2 |  |  | Q1 9: 0; Q1 13: 67046; Q1 17: 243377; Q1 21: 12071; Q1 25: 4626; Q1 29: 85; Q1 33: 3958; Q1 37: 1283; Q1 41: 2187
| Banked Volume from CY-2 |  |  | Q1 9: 41; Q1 13: 3007; Q1 17: 9992; Q1 21: 27384; Q1 25: 18623; Q1 29: 19886; Q1 33: 40163; Q1 37: 5379; Q1 41: 5906
Third Round Auction Volume Doubling 225 CMR 14.07(3)(e)5 |  |  |  | Q1 1: Data to be entered by DOER before August 30 of each CY in determining Compliance Obligation for the next CY
| Auction Volume from CY-2, if 3rd Round (MWh) |  |  | Q1 9: 0; Q1 13: 0; Q1 17: 0; Q1 21: 0; Q1 25: 0; Q1 29: 0; Q1 33: 0; Q1 37: 0; Q1 41: 0
CUMULATIVE Accounting of SREC Supply from Installed, Qualified but not Installed, and Projected New Supply
Cumulative Capacities by Market Sector (MW)
| Market Sector | SREC Factor |  | 5.8023 | 14.0178 | 31.4105 | 54.9756 | 119.0277 | 187.076 | 258.6787 | 320.3325 | 446.8488 | 549.6468 | 623.9738 | 714.3138 | 889.7047 | 1041.8725 | 1170.3446 | 1317.16 | 1456.3914 | 1535.3914 | 1612.3914 | 1692.3914 | 1721.3914 | 1738.3914 | 1741.3914 | 1742.3914 | 1747.3914 | 1747.3914 | 1755.3914 | 1755.3914 | 1755.3914 | 1755.3914 | 1755.3914 | 1755.3914 | 1755.3914 | 1755.3914 | 1755.3914 | 1755.3914 | 1755.3914 | 1755.3914 | 1755.3914 | 1755.3914 | 1734.1792 | 1726.8672 | 1707.3164 | 1694.8172 | 1626.6728 | 1564.225 | 1530.2897 | 1487.1711 | 1423.2205 | 1364.1275 | 1333.0442 | 1260.1053 | 1132.895 | 983.7922 | 890.2192 | 809.1994
| Market Sector A | 1 |  | 0.49926 | 6.8868 | 18.7256 | 39.0665 | 69.2471 | 112.4586 | 153.9743 | 199.647 | 263.8385 | 329.4808 | 389.0111 | 446.5656 | 529.4997 | 569.2486 | 625.7612 | 682.892 | 731.892 | 738.892 | 746.892 | 751.892 | 752.892 | 752.892 | 752.892 | 752.892 | 752.892 | 752.892 | 752.892 | 752.892 | 752.892 | 752.892 | 752.892 | 752.892 | 752.892 | 752.892 | 752.892 | 752.892 | 752.892 | 752.892 | 752.892 | 752.892 | 747.589 | 745.761 | 740.8733 | 737.7485 | 720.7124 | 705.1004 | 696.6166 | 685.8369 | 669.8493 | 655.0761 | 647.3052 | 629.0705 | 597.5825 | 564.7173 | 549.546 | 546.7549
|  | 0.8 |  | 0 | 0 | 0 | 0 | 0 | 0 | 0 | 0 | 0 | 0 | 0 | 0 | 14.3864 | 33.8572 | 56.2165 | 83.9401 | 129.9401 | 162.9401 | 191.9401 | 212.9401 | 213.9401 | 213.9401 | 213.9401 | 213.9401 | 213.9401 | 213.9401 | 213.9401 | 213.9401 | 213.9401 | 213.9401 | 213.9401 | 213.9401 | 213.9401 | 213.9401 | 213.9401 | 213.9401 | 213.9401 | 213.9401 | 213.9401 | 213.9401 | 208.637 | 206.809 | 201.9213 | 198.7965 | 181.7604 | 166.1484 | 157.6646 | 146.885 | 130.8973 | 116.1241 | 108.3533 | 90.1185 | 58.6306 | 25.7654 | 10.5941 | 7.803
|  | 0.7 |  | 0 | 0 | 0 | 0 | 0 | 0 | 0 | 0 | 0 | 0 | 0 | 0 | 0 | 0.5985 | 0.5985 | 0.69262 | 7.6926 | 21.6926 | 26.6926 | 37.6926 | 41.6926 | 47.6926 | 47.6926 | 48.6926 | 48.6926 | 48.6926 | 48.6926 | 48.6926 | 48.6926 | 48.6926 | 48.6926 | 48.6926 | 48.6926 | 48.6926 | 48.6926 | 48.6926 | 48.6926 | 48.6926 | 48.6926 | 48.6926 | 43.3896 | 41.5616 | 36.6739 | 33.5491 | 16.513 | 0.90101 | -7.5828 | -18.3624 | -34.3501 | -49.1233 | -56.8942 | -75.1289 | -106.6169 | -139.4821 | -154.6534 | -157.4445
|  | 0.65 |  | 0 | 0 | 0 | 0 | 0 | 0 | 0 | 0 | 0 | 0 | 0 | 0 | 0 | 0 | 0 | 0 | 0 | 1 | 8 | 19 | 38 | 46 | 47 | 47 | 51 | 51 | 53 | 53 | 53 | 53 | 53 | 53 | 53 | 53 | 53 | 53 | 53 | 53 | 53 | 53 | 47.697 | 45.869 | 40.9812 | 37.8565 | 20.8203 | 5.2084 | -3.2754 | -14.0551 | -30.0427 | -44.816 | -52.5868 | -70.8215 | -102.3095 | -135.1747 | -150.346 | -153.1371
| Market Sector B | 0.9 |  | 5.303 | 7.131 | 12.0188 | 15.1435 | 32.1797 | 47.7916 | 56.2754 | 67.0551 | 83.0427 | 97.816 | 105.5868 | 123.8215 | 155.3095 | 188.1747 | 203.346 | 206.1371 | 218.94 | 219.94 | 224.94 | 224.94 | 225.94 | 225.94 | 225.94 | 225.94 | 225.94 | 225.94 | 225.94 | 225.94 | 225.94 | 225.94 | 225.94 | 225.94 | 225.94 | 225.94 | 225.94 | 225.94 | 225.94 | 225.94 | 225.94 | 225.94 | 225.94 | 225.94 | 225.94 | 225.94 | 225.94 | 225.94 | 225.94 | 225.94 | 225.94 | 225.94 | 225.94 | 225.94 | 225.7018 | 221.59 | 214.1872 | 206.0719
|  | 0.7 |  | 0 | 0 | 0 | 0 | 0 | 0 | 0 | 0 | 0 | 0 | 0 | 0 | 0.23814 | 4.3499 | 11.7527 | 19.868 | 21.4359 | 22.4359 | 23.4359 | 24.4359 | 24.4359 | 24.4359 | 24.4359 | 24.4359 | 24.4359 | 24.4359 | 24.4359 | 24.4359 | 24.4359 | 24.4359 | 24.4359 | 24.4359 | 24.4359 | 24.4359 | 24.4359 | 24.4359 | 24.4359 | 24.4359 | 24.4359 | 24.4359 | 24.4359 | 24.4359 | 24.4359 | 24.4359 | 24.4359 | 24.4359 | 24.4359 | 24.4359 | 24.4359 | 24.4359 | 24.4359 | 24.4359 | 24.1977 | 20.0859 | 12.6831 | 4.5678
|  | 0.6 |  | 0 | 0 | 0 | 0 | 0 | 0 | 0 | 0 | 0 | 0 | 0 | 0 | 0.0765 | 0.37516 | 1.1943 | 10.5429 | 22.6992 | 32.6992 | 38.6992 | 47.6992 | 48.6992 | 48.6992 | 48.6992 | 48.6992 | 48.6992 | 48.6992 | 48.6992 | 48.6992 | 48.6992 | 48.6992 | 48.6992 | 48.6992 | 48.6992 | 48.6992 | 48.6992 | 48.6992 | 48.6992 | 48.6992 | 48.6992 | 48.6992 | 48.6992 | 48.6992 | 48.6992 | 48.6992 | 48.6992 | 48.6992 | 48.6992 | 48.6992 | 48.6992 | 48.6992 | 48.6992 | 48.6992 | 48.4611 | 44.3493 | 36.9465 | 28.8312
|  | 0.55 |  | 0 | 0 | 0 | 0 | 0 | 0 | 0 | 0 | 0 | 0 | 0 | 0 | 0 | 0 | 0 | 0 | 0 | 1 | 6 | 14 | 15 | 18 | 20 | 20 | 21 | 21 | 21 | 21 | 21 | 21 | 21 | 21 | 21 | 21 | 21 | 21 | 21 | 21 | 21 | 21 | 21 | 21 | 21 | 21 | 21 | 21 | 21 | 21 | 21 | 21 | 21 | 21 | 20.7619 | 16.6501 | 9.2473 | 1.132
| Market Sector C | 0.8 |  | 0 | 0 | 0.66612 | 0.76553 | 8.6522 | 9.1506 | 13.4938 | 18.6951 | 38.5951 | 49.4799 | 54.5239 | 63.8121 | 106.8238 | 154.1792 | 172.9064 | 198.1808 | 205.1808 | 207.1808 | 208.1808 | 209.1808 | 210.1808 | 210.1808 | 210.1808 | 210.1808 | 210.1808 | 210.1808 | 210.1808 | 210.1808 | 210.1808 | 210.1808 | 210.1808 | 210.1808 | 210.1808 | 210.1808 | 210.1808 | 210.1808 | 210.1808 | 210.1808 | 210.1808 | 210.1808 | 210.1808 | 210.1808 | 210.1808 | 210.1808 | 210.1808 | 210.1808 | 210.1808 | 210.1808 | 210.1808 | 210.1808 | 210.1808 | 210.1808 | 210.1043 | 209.8056 | 208.9864 | 199.6379
|  | 0.65 |  | 0 | 0 | 0 | 0 | 0 | 0 | 0 | 0 | 0 | 0 | 0 | 0 | 0 | 0 | 5.058 | 13.0118 | 14.722 | 14.722 | 18.722 | 18.722 | 18.722 | 18.722 | 18.722 | 18.722 | 18.722 | 18.722 | 18.722 | 18.722 | 18.722 | 18.722 | 18.722 | 18.722 | 18.722 | 18.722 | 18.722 | 18.722 | 18.722 | 18.722 | 18.722 | 18.722 | 18.722 | 18.722 | 18.722 | 18.722 | 18.722 | 18.722 | 18.722 | 18.722 | 18.722 | 18.722 | 18.722 | 18.722 | 18.6455 | 18.3468 | 17.5277 | 8.1791
|  | 0.55 |  | 0 | 0 | 0 | 0 | 0 | 0 | 0 | 0 | 0 | 0 | 0 | 0 | 0 | 0 | 2.4219 | 3.5512 | 3.5512 | 9.5512 | 14.5512 | 21.5512 | 21.5512 | 21.5512 | 21.5512 | 21.5512 | 21.5512 | 21.5512 | 21.5512 | 21.5512 | 21.5512 | 21.5512 | 21.5512 | 21.5512 | 21.5512 | 21.5512 | 21.5512 | 21.5512 | 21.5512 | 21.5512 | 21.5512 | 21.5512 | 21.5512 | 21.5512 | 21.5512 | 21.5512 | 21.5512 | 21.5512 | 21.5512 | 21.5512 | 21.5512 | 21.5512 | 21.5512 | 21.5512 | 21.4747 | 21.176 | 20.3568 | 11.0083
|  | 0.5 |  | 0 | 0 | 0 | 0 | 0 | 0 | 0 | 0 | 0 | 0 | 0 | 0 | 0 | 0 | 0 | 0 | 0 | 0 | 1 | 1 | 1 | 1 | 1 | 1 | 1 | 1 | 1 | 1 | 1 | 1 | 1 | 1 | 1 | 1 | 1 | 1 | 1 | 1 | 1 | 1 | 1 | 1 | 1 | 1 | 1 | 1 | 1 | 1 | 1 | 1 | 1 | 1 | 0.9235 | 0.62484 | -0.19433 | -9.5429
| Managed Growth | 0.7 |  | 0 | 0 | 0 | 0 | 8.9488 | 17.6752 | 34.9353 | 34.9353 | 61.3724 | 72.8701 | 74.852 | 80.1146 | 83.3706 | 91.0892 | 91.0892 | 98.3435 | 100.3378 | 103.3378 | 103.3378 | 103.3378 | 103.3378 | 103.3378 | 103.3378 | 103.3378 | 103.3378 | 103.3378 | 103.3378 | 103.3378 | 103.3378 | 103.3378 | 103.3378 | 103.3378 | 103.3378 | 103.3378 | 103.3378 | 103.3378 | 103.3378 | 103.3378 | 103.3378 | 103.3378 | 103.3378 | 103.3378 | 103.3378 | 103.3378 | 103.3378 | 103.3378 | 103.3378 | 103.3378 | 103.3378 | 103.3378 | 103.3378 | 103.3378 | 103.3378 | 103.3378 | 103.3378 | 103.3378
|  | 0.55 |  | 0 | 0 | 0 | 0 | 0 | 0 | 0 | 0 | 0 | 0 | 0 | 0 | 0 | 0 | 0 | 0 | 0 | 0 | 0 | 0 | 0 | 0 | 0 | 0 | 0 | 0 | 0 | 0 | 0 | 0 | 0 | 0 | 0 | 0 | 0 | 0 | 0 | 0 | 0 | 0 | 0 | 0 | 0 | 0 | 0 | 0 | 0 | 0 | 0 | 0 | 0 | 0 | 0 | 0 | 0 | 0
|  | 0.5 |  | 0 | 0 | 0 | 0 | 0 | 0 | 0 | 0 | 0 | 0 | 0 | 0 | 0 | 0 | 0 | 0 | 0 | 0 | 0 | 6 | 6 | 6 | 6 | 6 | 6 | 6 | 12 | 12 | 12 | 12 | 12 | 12 | 12 | 12 | 12 | 12 | 12 | 12 | 12 | 12 | 12 | 12 | 12 | 12 | 12 | 12 | 12 | 12 | 12 | 12 | 12 | 12 | 12 | 12 | 12 | 12
|  | 0.45 |  | 0 | 0 | 0 | 0 | 0 | 0 | 0 | 0 | 0 | 0 | 0 | 0 | 0 | 0 | 0 | 0 | 0 | 0 | 0 | 0 | 0 | 0 | 0 | 0 | 0 | 0 | 0 | 0 | 0 | 0 | 0 | 0 | 0 | 0 | 0 | 0 | 0 | 0 | 0 | 0 | 0 | 0 | 0 | 0 | 0 | 0 | 0 | 0 | 0 | 0 | 0 | 0 | 0 | 0 | 0 | 0
SREC Generation (Projected) in the Quarter (MWh)
| Market Sector | SREC Factor |  | 718 | 2365 | 6872 | 5953 | 16594 | 51130 | 73660 | 51450 | 82496 | 168106 | 189512 | 116383 | 147854 | 303796 | 359000 | 203627 | 219100 | 464360 | 466856 | 237370 | TBD | TBD | TBD | TBD | TBD | TBD | TBD | TBD | TBD | TBD | TBD | TBD | TBD | TBD | TBD | TBD | TBD | TBD | TBD | TBD | TBD | TBD | TBD | TBD | TBD | TBD | TBD | TBD | TBD | TBD | TBD | TBD | TBD | TBD | TBD | TBD
| Market Sector A | 1
0.8
0.7
0.65
| Market Sector B | 0.9
0.7
0.6
0.55
| Market Sector C | 0.8
0.65
0.55
0.5
| Managed Growth | 0.7
0.55
0.5
0.45
Compliance Obligation Calculation (MWh) |  |  |  | Q1 1: 2014; Q1 5: 2015; Q1 9: 2016; Q1 13: 2017; Q1 17: 2018; Q1 21: 2019; Q1 25: 2020; Q1 29: 2021; Q1 33: 2022; Q1 37: 2023; Q1 41: 2024; Q1 45: 2025; Q1 49: 2026; Q1 53: 2027
| SRECs Generation from Installed, Qualified and Projected Supply |  |  | Q1 33: 1741186; Q1 37: 1508687; Q1 41: 1514831.82; Q1 45: 0; Q1 49: 0; Q1 53: 0
| Rollover Volume |  |  | Q1 33: 44121; Q1 37: 6662; Q1 41: 8093; Q1 45: 0; Q1 49: 0; Q1 53: 0
| Third Round Auction Volume Doubling |  |  | Q1 33: 0; Q1 37: 0; Q1 41: 0; Q1 45: 0; Q1 49: 0; Q1 53: 0
Compliance Obligation 225 CMR 14.07(3)(c-e) |  |  |  | Q1 9: 377877; Q1 13: 1374406; Q1 17: 1906578; Q1 21: 1789639; Q1 25: 1765527; Q1 29: 1756220; Q1 33: 1785307; Q1 37: 1515349; Q1 41: 1522924.82; Q1 45: 0; Q1 49: 0; Q1 53: 0
| Compliance Obligations Set in Regulation 225 CMR 14.07(3)(c and d) |  |  | Q1 1: 41278; Q1 5: 161958; Q1 21: Compliance Obligations are not final until August 30th of the Preceding Year
| Retail Electric Load from Two Years Prior (MWh) |  |  | Q1 1: 48992429; Q1 5: 49252581; Q1 9: 48129291; Q1 13: 48009723; Q1 17: 46864431; Q1 21: 45722855; Q1 25: 46448304; Q1 29: 44705754; Q1 33: 43673802; Q1 37: 44374193; Q1 41: 44139836; Q1 45: TBD; Q1 49: TBD; Q1 53: TBD
| Minimum Standard Percentage |  |  | Q1 1: 0.08425%; Q1 5: 0.3288%; Q1 9: 0.7851%; Q1 13: 2.863%; Q1 17: 4.068%; Q1 21: 3.914%; Q1 25: 3.801%; Q1 29: 3.928%; Q1 33: 4.088%; Q1 37: 3.415%; Q1 41: 3.45%; Q1 45: TBD; Q1 49: TBD; Q1 53: TBD
NOTE: The Compliance Obligation calculated hereby is not strictly the demand for SREC-IIs in the CY. The calculated Compliance Obligation is divided by the retail load in CY-2 [in 225 CMR 14.07(3)(a)] to set the CY Minimum Standard (% of retail load). The actual SREC-II demand is then equal to the actual settled retail load in CY times the Minimum Standard.

## Baseline (Pre 5-9-16 Contracts)
RPS Class I 225 CMR 14.00
Solar Carve-Out II
Guideline
Preliminary Calculation of Annual Compliance Obligations and Minimum Standards
(Page 4 - Pre-5/9/16 Compliance Obligation Calculation Spreadsheet)
Note: This worksheet calculates the 2023 Compliance Obligation and Minimum Standard as if the SREC II Program Cap had never been lifted on 4/8/16. It is therefore assumed that no more than 947.7 MW of capacity would have been installed and that all of it would have been operational before 1/1/18. The allocation to Market Sectors is based on the percent of capacity qualified in each sector as of 4/8/16. This Compliance Obligation and Minimum Standard applies to all retail electricity load served under contracts executed after 4/25/14 and on or before 5/8/16.
| Market Sector | % Share of Qualified Capacity | MW at Original SREC II Cap | SREC Factor | Capacity Factor | Hrs/Year | Expected MWh
| Market Sector A | 54.58% | 517.2547 | 1 | 13.06% | 8760 | 591768.2973
| Market Sector B | 20.2% | 191.4354 | 0.9 | 13.06% | 8760 | 197111.5362
| Market Sector C | 17.22% | 163.1939 | 0.8 | 13.06% | 8760 | 149362.405
| Managed Growth | 8% | 75.816 | 0.7 | 13.06% | 8760 | 60716.4248
[6 empty] | Total Generation | 929031.5568
[6 empty] | Auction Volume (CY-3) | 0
[6 empty] | Auction Volume (CY-2) | 2187
[6 empty] | Banked Volume | 5906
[6 empty] | Total Obligation | 937124.5568

## 2021 SREC II Supply Analysis (hidden)
ID | Nameplate Capacity (kW) | SREC Factor | Days Operating in 2021 | Total Expected Eligible Output (MWh) | Carry Forward from 2020 | Total SRECs | Carry Forward to 2022
20961 | 5.76 | 1 | 365 | 6.5898 | 0.19971 | 6 | 0.78947
921 | 5.06 | 1 | 365 | 5.7889 | 0.59558 | 6 | 0.3845
8709 | 3.99 | 1 | 365 | 4.5648 | 0.14355 | 4 | 0.70833
70867 | 7.5 | 1 | 365 | 8.5804 | 0.18712 | 8 | 0.76754
13202 | 2.94 | 1 | 365 | 3.3635 | 0.73735 | 4 | 0.10088
5958 | 5.7 | 1 | 365 | 6.5211 | 0.062211 | 6 | 0.58333
1752 | 3.92 | 1 | 365 | 4.4847 | 0.98313 | 5 | 0.46783
4413 | 11.04 | 1 | 365 | 12.6304 | 0.29944 | 12 | 0.92982
4592 | 7.52 | 1 | 365 | 8.6033 | 0.23295 | 8 | 0.83625
10803 | 4.41 | 1 | 365 | 5.0453 | 0.10603 | 5 | 0.15131
1715 | 4.68 | 1 | 365 | 5.3542 | 0.72476 | 6 | 0.078945
19702 | 4.5 | 1 | 365 | 5.1483 | 0.31227 | 5 | 0.46052
4598 | 6 | 1 | 365 | 6.8643 | 0.7497 | 7 | 0.61403
76872 | 7.68 | 1 | 365 | 8.7864 | 0.59961 | 9 | 0.38596
365 | 4.9 | 1 | 365 | 5.6059 | 0.22892 | 5 | 0.83479
366 | 5.145 | 1 | 365 | 5.8862 | 0.79036 | 6 | 0.67653
909 | 4.9 | 1 | 365 | 5.6059 | 0.22892 | 5 | 0.83479
315 | 9.5 | 1 | 365 | 10.8685 | 0.77035 | 11 | 0.63888
25886 | 7.35 | 1 | 365 | 8.4088 | 0.84338 | 9 | 0.25219
5315 | 3.44 | 1 | 365 | 3.9356 | 0.88316 | 4 | 0.81871
283 | 7.28 | 1 | 365 | 8.3287 | 0.68296 | 9 | 0.011692
5679 | 2.25 | 1 | 365 | 2.5741 | 0.15614 | 2 | 0.73026
52032 | 7.84 | 1 | 365 | 8.9694 | 0.96627 | 9 | 0.93567
25887 | 9.555 | 1 | 365 | 10.9315 | 0.89639 | 11 | 0.82785
2280 | 9 | 1 | 365 | 10.2965 | 0.62454 | 10 | 0.92105
2038 | 7.75 | 1 | 365 | 8.8664 | 0.76002 | 9 | 0.62646
65 | 9 | 1 | 365 | 10.2965 | 0.62454 | 10 | 0.92105
4401 | 10.535 | 1 | 365 | 12.0526 | 0.14217 | 12 | 0.1948
2279 | 5.5 | 1 | 365 | 6.2923 | 0.60389 | 6 | 0.8962
2678 | 6 | 1 | 365 | 6.8643 | 0.7497 | 7 | 0.61403
18641 | 9.9 | 1 | 365 | 11.3262 | 0.687 | 12 | 0.013153
367 | 8.32 | 1 | 365 | 9.5185 | 0.066245 | 9 | 0.58479
7456 | 15 | 1 | 365 | 17.1608 | 0.37424 | 17 | 0.53508
3160 | 5.25 | 1 | 365 | 6.0063 | 0.030984 | 6 | 0.037278
214 | 4.68 | 1 | 365 | 5.3542 | 0.72476 | 6 | 0.078945
6467 | 12.15 | 1 | 365 | 13.9003 | 0.84313 | 14 | 0.74341
12147 | 8.4 | 1 | 365 | 9.6101 | 0.24957 | 9 | 0.85964
64149 | 4 | 1 | 365 | 4.5762 | 0.16646 | 4 | 0.74269
320 | 9.25 | 1 | 365 | 10.5825 | 0.19745 | 10 | 0.77997
3504 | 4.655 | 1 | 365 | 5.3256 | 0.66747 | 5 | 0.99305
50773 | 10.56 | 1 | 365 | 12.0812 | 0.19946 | 12 | 0.2807
17197 | 11.44 | 1 | 365 | 13.088 | 0.21609 | 13 | 0.30409
16590 | 11.772 | 1 | 365 | 13.4678 | 0.9769 | 14 | 0.44473
4478 | 7.5 | 1 | 365 | 8.5804 | 0.18712 | 8 | 0.76754
573 | 7.035 | 1 | 365 | 8.0484 | 0.12152 | 8 | 0.16995
3054 | 5 | 1 | 365 | 5.7203 | 0.45808 | 6 | 0.17836
560 | 7.035 | 1 | 365 | 8.0484 | 0.12152 | 8 | 0.16995
845 | 9.25 | 1 | 365 | 10.5825 | 0.19745 | 10 | 0.77997
1592 | 3 | 1 | 365 | 3.4322 | 0.87485 | 4 | 0.30702
-0.25858 | 5.5 | 1 | 365 | 6.2923 | 0.25858 | 6 | 0.55089
1060 | 4.165 | 1 | 365 | 4.765 | 0.54458 | 5 | 0.30957
32957 | 8.97 | 1 | 365 | 10.2622 | 0.5558 | 10 | 0.81798
13898 | 4.9 | 1 | 365 | 5.6059 | 0.22892 | 5 | 0.83479
802 | 4.5 | 1 | 365 | 5.1483 | 0.31227 | 5 | 0.46052
6407 | 5.025 | 1 | 365 | 5.7489 | 0.51537 | 6 | 0.26425
2018 | 9.5 | 1 | 365 | 10.8685 | 0.77035 | 11 | 0.63888
2068 | 2.5 | 1 | 365 | 2.8601 | 0.72904 | 3 | 0.58918
368 | 5.76 | 1 | 365 | 6.5898 | 0.19971 | 6 | 0.78947
59061 | 3.51 | 1 | 365 | 4.0156 | 0.043572 | 4 | 0.059209
7875 | 2.7 | 1 | 365 | 3.089 | 0.18736 | 3 | 0.27631
3174 | 6.03 | 1 | 365 | 6.8987 | 0.81844 | 7 | 0.7171
269 | 6 | 1 | 365 | 6.8643 | 0.7497 | 7 | 0.61403
1143 | 4.355 | 1 | 365 | 4.9824 | 0.97999 | 5 | 0.96235
3790 | 2.08 | 1 | 365 | 2.3796 | 0.76656 | 3 | 0.1462
25353 | 8.829 | 1 | 365 | 10.1009 | 0.23268 | 10 | 0.33355
92 | 5.52 | 1 | 365 | 6.3152 | 0.64972 | 6 | 0.96491
37130 | 6.84 | 1 | 365 | 7.8253 | 0.67465 | 8 | 0.5
42992 | 6.16 | 1 | 365 | 7.0474 | 0.11635 | 7 | 0.16374
386 | 5.175 | 1 | 365 | 5.9205 | 0.85911 | 6 | 0.7796
18597 | 9.36 | 1 | 365 | 10.7084 | 0.44953 | 11 | 0.15789
1019 | 17.08 | 1 | 365 | 19.5405 | 0.1408 | 19 | 0.68128
681 | 12.5 | 1 | 365 | 14.3007 | 0.6452 | 14 | 0.9459
31166 | 7.37 | 1 | 365 | 8.4317 | 0.88921 | 9 | 0.3209
61263 | 5.5 | 1 | 365 | 6.2923 | 0.60389 | 6 | 0.8962
11729 | 5.025 | 1 | 365 | 5.7489 | 0.51537 | 6 | 0.26425
12600 | 3.43 | 1 | 365 | 3.9241 | 0.86024 | 4 | 0.78435
1061 | 7.848 | 1 | 365 | 8.9786 | 0.9846 | 9 | 0.96315
6365 | 8.04 | 1 | 365 | 9.1982 | 0.42459 | 9 | 0.6228
6458 | 12.06 | 1 | 365 | 13.7973 | 0.63689 | 14 | 0.4342
369 | 9 | 1 | 365 | 10.2965 | 0.62454 | 10 | 0.92105
330 | 11.5 | 1 | 365 | 13.1566 | 0.35358 | 13 | 0.51023
3649 | 3.9 | 1 | 365 | 4.4618 | 0.9373 | 5 | 0.39912
1089 | 3.9 | 1 | 365 | 4.4618 | 0.9373 | 5 | 0.39912
69882 | 3.92 | 1 | 365 | 4.4847 | 0.98313 | 5 | 0.46783
370 | 4 | 1 | 365 | 4.5762 | 0.16646 | 4 | 0.74269
1376 | 14 | 1 | 365 | 16.0168 | 0.082624 | 16 | 0.099408
1941 | 9.6 | 1 | 365 | 10.9829 | 0.99951 | 11 | 0.98245
1164 | 4.355 | 1 | 365 | 4.9824 | 0.97999 | 5 | 0.96235
1442 | 5.2 | 1 | 365 | 5.9491 | 0.9164 | 6 | 0.86549
1042 | 5.695 | 1 | 365 | 6.5154 | 0.050753 | 6 | 0.56615
328 | 4.5 | 1 | 365 | 5.1483 | 0.31227 | 5 | 0.46052
16242 | 8 | 1 | 365 | 9.1524 | 0.33293 | 9 | 0.48538
13284 | 9.38 | 1 | 365 | 10.7312 | 0.49536 | 11 | 0.2266
77444 | 7.75 | 1 | 365 | 8.8664 | 0.76002 | 9 | 0.62646
11374 | 5.775 | 1 | 365 | 6.6069 | 0.23408 | 6 | 0.84101
896 | 3.75 | 1 | 365 | 4.2902 | 0.59356 | 4 | 0.88377
347 | 2.94 | 1 | 365 | 3.3635 | 0.73735 | 4 | 0.10088
3814 | 5 | 1 | 365 | 5.7203 | 0.45808 | 6 | 0.17836
1987 | 4.05 | 1 | 365 | 4.6334 | 0.28104 | 4 | 0.91447
260 | 4.75 | 1 | 365 | 5.4343 | 0.88518 | 6 | 0.31944
1787 | 3.675 | 1 | 365 | 4.2044 | 0.42169 | 4 | 0.62609
8776 | 8.175 | 1 | 365 | 9.3527 | 0.73396 | 10 | 0.086619
10195 | 4.77 | 1 | 365 | 5.4571 | 0.93101 | 6 | 0.38816
854 | 2 | 1 | 365 | 2.2881 | 0.58323 | 2 | 0.87134
77605 | 7.5 | 1 | 365 | 8.5804 | 0.18712 | 8 | 0.76754
1394 | 3.924 | 1 | 365 | 4.4893 | 0.9923 | 5 | 0.48158
25083 | 7.59 | 1 | 365 | 8.6834 | 0.39337 | 9 | 0.07675
5127 | 8.745 | 1 | 365 | 10.0048 | 0.040182 | 10 | 0.044952
2478 | 5.46 | 1 | 365 | 6.2465 | 0.51222 | 6 | 0.75877
4042 | 4.5 | 1 | 365 | 5.1483 | 0.31227 | 5 | 0.46052
1451 | 5.695 | 1 | 365 | 6.5154 | 0.050753 | 6 | 0.56615
1970 | 11.5 | 1 | 365 | 13.1566 | 0.35358 | 13 | 0.51023
2862 | 5.36 | 1 | 365 | 6.1321 | 0.28306 | 6 | 0.4152
1012 | 6.7 | 1 | 365 | 7.6652 | 0.35383 | 8 | 0.019002
372 | 7.105 | 1 | 365 | 8.1285 | 0.28193 | 8 | 0.41045
373 | 4.9 | 1 | 365 | 5.6059 | 0.22892 | 5 | 0.83479
1179 | 7.37 | 1 | 365 | 8.4317 | 0.88921 | 9 | 0.3209
1279 | 8.5 | 1 | 365 | 9.7245 | 0.47874 | 10 | 0.20321
3175 | 7.84 | 1 | 365 | 8.9694 | 0.96627 | 9 | 0.93567
1208 | 4.02 | 1 | 365 | 4.5991 | 0.2123 | 4 | 0.8114
1449 | 7.035 | 1 | 365 | 8.0484 | 0.12152 | 8 | 0.16995
1009 | 3.35 | 1 | 365 | 3.8326 | 0.67691 | 4 | 0.5095
4239 | 6.37 | 1 | 365 | 7.2876 | 0.59759 | 7 | 0.88523
1251 | 8.75 | 1 | 365 | 10.0105 | 0.05164 | 10 | 0.06213
75 | 5.39 | 1 | 365 | 6.1665 | 0.35181 | 6 | 0.51827
1113 | 7.14 | 1 | 365 | 8.1686 | 0.36214 | 8 | 0.5307
546 | 11.25 | 1 | 365 | 12.8706 | 0.78068 | 13 | 0.65131
5280 | 4.905 | 1 | 365 | 5.6116 | 0.24038 | 5 | 0.85197
13355 | 9.765 | 1 | 365 | 11.1717 | 0.37763 | 11 | 0.54934
252 | 8.085 | 1 | 365 | 9.2497 | 0.52772 | 9 | 0.77741
16316 | 5.1 | 1 | 365 | 5.8347 | 0.68724 | 6 | 0.52193
593 | 3.38 | 1 | 365 | 3.8669 | 0.74566 | 4 | 0.61257
3224 | 3.675 | 1 | 365 | 4.2044 | 0.42169 | 4 | 0.62609
2015 | 8.46 | 1 | 365 | 9.6787 | 0.38707 | 10 | 0.065785
3156 | 4.5 | 1 | 365 | 5.1483 | 0.31227 | 5 | 0.46052
15677 | 9.81 | 1 | 365 | 11.2232 | 0.48075 | 11 | 0.70394
1485 | 9.5 | 1 | 365 | 10.8685 | 0.77035 | 11 | 0.63888
82 | 4.75 | 1 | 365 | 5.4343 | 0.88518 | 6 | 0.31944
1177 | 3.35 | 1 | 365 | 3.8326 | 0.67691 | 4 | 0.5095
375 | 9.36 | 1 | 365 | 10.7084 | 0.44953 | 11 | 0.15789
2507 | 3.75 | 1 | 365 | 4.2902 | 0.59356 | 4 | 0.88377
1155 | 5.25 | 1 | 365 | 6.0063 | 0.030984 | 6 | 0.037278
18252 | 4.86 | 1 | 365 | 5.5601 | 0.13725 | 5 | 0.69737
3840 | 3.45 | 1 | 365 | 3.947 | 0.90608 | 4 | 0.85307
402 | 8.04 | 1 | 365 | 9.1982 | 0.42459 | 9 | 0.6228
1944 | 3.35 | 1 | 365 | 3.8326 | 0.67691 | 4 | 0.5095
1336 | 6.9 | 1 | 365 | 7.894 | 0.81215 | 8 | 0.70614
1831 | 3.975 | 1 | 365 | 4.5476 | 0.10917 | 4 | 0.6568
491 | 4.25 | 1 | 365 | 4.8622 | 0.73937 | 5 | 0.60161
2197 | 1.75 | 1 | 365 | 2.0021 | 0.010328 | 2 | 0.012426
3212 | 5.13 | 1 | 365 | 5.869 | 0.75599 | 6 | 0.625
88369 | 3.35 | 1 | 365 | 3.8326 | 0.67691 | 4 | 0.5095
56351 | 5.5 | 1 | 365 | 6.2923 | 0.60389 | 6 | 0.8962
566 | 4.69 | 1 | 365 | 5.3656 | 0.74768 | 6 | 0.1133
15197 | 3.675 | 1 | 365 | 4.2044 | 0.42169 | 4 | 0.62609
887 | 3.924 | 1 | 365 | 4.4893 | 0.9923 | 5 | 0.48158
323 | 6 | 1 | 365 | 6.8643 | 0.7497 | 7 | 0.61403
1759 | 8.085 | 1 | 365 | 9.2497 | 0.52772 | 9 | 0.77741
2160 | 9.25 | 1 | 365 | 10.5825 | 0.19745 | 10 | 0.77997
2019 | 4.9 | 1 | 365 | 5.6059 | 0.22892 | 5 | 0.83479
3677 | 9.156 | 1 | 365 | 10.475 | 0.98204 | 11 | 0.45701
3377 | 5.25 | 1 | 365 | 6.0063 | 0.030984 | 6 | 0.037278
51177 | 5.4 | 1 | 365 | 6.1779 | 0.37473 | 6 | 0.55263
804 | 6.25 | 1 | 365 | 7.1504 | 0.3226 | 7 | 0.47295
1722 | 5.88 | 1 | 365 | 6.727 | 0.4747 | 7 | 0.20175
15196 | 4.355 | 1 | 365 | 4.9824 | 0.97999 | 5 | 0.96235
1204 | 5.36 | 1 | 365 | 6.1321 | 0.28306 | 6 | 0.4152
1883 | 4.02 | 1 | 365 | 4.5991 | 0.2123 | 4 | 0.8114
42575 | 3.43 | 1 | 365 | 3.9241 | 0.86024 | 4 | 0.78435
563 | 11.55 | 1 | 365 | 13.2138 | 0.46816 | 13 | 0.68201
1839 | 6.7 | 1 | 365 | 7.6652 | 0.35383 | 8 | 0.019002
1059 | 8.04 | 1 | 365 | 9.1982 | 0.42459 | 9 | 0.6228
1032 | 7.37 | 1 | 365 | 8.4317 | 0.88921 | 9 | 0.3209
1056 | 4.355 | 1 | 365 | 4.9824 | 0.97999 | 5 | 0.96235
1721 | 5.75 | 1 | 365 | 6.5783 | 0.17679 | 6 | 0.75511
2022 | 5.5 | 1 | 365 | 6.2923 | 0.60389 | 6 | 0.8962
64708 | 11.75 | 1 | 365 | 13.4427 | 0.92649 | 14 | 0.36915
2527 | 12.099 | 1 | 365 | 13.8419 | 0.72626 | 14 | 0.5682
2254 | 4.9 | 1 | 365 | 5.6059 | 0.22892 | 5 | 0.83479
2028 | 5.145 | 1 | 365 | 5.8862 | 0.79036 | 6 | 0.67653
1236 | 4.83 | 1 | 365 | 5.5258 | 0.068505 | 5 | 0.5943
2080 | 6.5 | 1 | 365 | 7.4364 | 0.8955 | 8 | 0.33187
1507 | 7.5 | 1 | 365 | 8.5804 | 0.18712 | 8 | 0.76754
10410 | 1.56 | 1 | 365 | 1.7847 | 0.57492 | 2 | 0.35965
84150 | 4.02 | 1 | 365 | 4.5991 | 0.2123 | 4 | 0.8114
3758 | 13.08 | 1 | 365 | 14.9643 | 0.97434 | 15 | 0.93859
5691 | 11.055 | 1 | 365 | 12.6475 | 0.33381 | 12 | 0.98135
49981 | 7.035 | 1 | 365 | 8.0484 | 0.12152 | 8 | 0.16995
3120 | 9.8 | 1 | 365 | 11.2117 | 0.45784 | 11 | 0.66959
3335 | 4.69 | 1 | 365 | 5.3656 | 0.74768 | 6 | 0.1133
674 | 8.829 | 1 | 365 | 10.1009 | 0.23268 | 10 | 0.33355
1210 | 9.045 | 1 | 365 | 10.348 | 0.72767 | 11 | 0.075653
2385 | 12.099 | 1 | 365 | 13.8419 | 0.72626 | 14 | 0.5682
1448 | 7.035 | 1 | 365 | 8.0484 | 0.12152 | 8 | 0.16995
1788 | 4.69 | 1 | 365 | 5.3656 | 0.74768 | 6 | 0.1133
1381 | 5.2 | 1 | 365 | 5.9491 | 0.9164 | 6 | 0.86549
1516 | 6 | 1 | 365 | 6.8643 | 0.7497 | 7 | 0.61403
403 | 5.98 | 1 | 365 | 6.8415 | 0.70386 | 7 | 0.54532
1436 | 5.67 | 1 | 365 | 6.4868 | 0.99346 | 7 | 0.48026
1380 | 5.36 | 1 | 365 | 6.1321 | 0.28306 | 6 | 0.4152
1041 | 4.02 | 1 | 365 | 4.5991 | 0.2123 | 4 | 0.8114
1543 | 10 | 1 | 365 | 11.4406 | 0.91616 | 12 | 0.35672
3220 | 6.125 | 1 | 365 | 7.0073 | 0.036148 | 7 | 0.043491
1726 | 9 | 1 | 365 | 10.2965 | 0.62454 | 10 | 0.92105
1034 | 4.02 | 1 | 365 | 4.5991 | 0.2123 | 4 | 0.8114
3167 | 12.75 | 1 | 365 | 14.5867 | 0.2181 | 14 | 0.80482
1872 | 11.055 | 1 | 365 | 12.6475 | 0.33381 | 12 | 0.98135
5360 | 4.86 | 1 | 365 | 5.5601 | 0.13725 | 5 | 0.69737
2809 | 8.75 | 1 | 365 | 10.0105 | 0.05164 | 10 | 0.06213
1881 | 4.165 | 1 | 365 | 4.765 | 0.54458 | 5 | 0.30957
28967 | 3.685 | 1 | 365 | 4.2158 | 0.4446 | 4 | 0.66045
251 | 5 | 1 | 365 | 5.7203 | 0.45808 | 6 | 0.17836
1414 | 8.28 | 1 | 365 | 9.4728 | 0.97458 | 10 | 0.44736
3548 | 3.35 | 1 | 365 | 3.8326 | 0.67691 | 4 | 0.5095
1024 | 7.37 | 1 | 365 | 8.4317 | 0.88921 | 9 | 0.3209
3221 | 2.45 | 1 | 365 | 2.8029 | 0.61446 | 3 | 0.4174
602 | 7.75 | 1 | 365 | 8.8664 | 0.76002 | 9 | 0.62646
704 | 5.25 | 1 | 365 | 6.0063 | 0.030984 | 6 | 0.037278
1180 | 5.025 | 1 | 365 | 5.7489 | 0.51537 | 6 | 0.26425
1779 | 7.035 | 1 | 365 | 8.0484 | 0.12152 | 8 | 0.16995
1742 | 9.54 | 1 | 365 | 10.9143 | 0.86202 | 11 | 0.77631
1142 | 6.54 | 1 | 365 | 7.4821 | 0.98717 | 8 | 0.46929
86 | 7.75 | 1 | 365 | 8.8664 | 0.76002 | 9 | 0.62646
3670 | 11.25 | 1 | 365 | 12.8706 | 0.78068 | 13 | 0.65131
1731 | 5.232 | 1 | 365 | 5.9857 | 0.98973 | 6 | 0.97544
1416 | 4.355 | 1 | 365 | 4.9824 | 0.97999 | 5 | 0.96235
201 | 13.75 | 1 | 365 | 15.7308 | 0.50972 | 16 | 0.24049
2203 | 14.75 | 1 | 365 | 16.8748 | 0.80134 | 17 | 0.67616
1919 | 8.25 | 1 | 365 | 9.4385 | 0.90583 | 10 | 0.34429
1057 | 4.02 | 1 | 365 | 4.5991 | 0.2123 | 4 | 0.8114
1826 | 3.685 | 1 | 365 | 4.2158 | 0.4446 | 4 | 0.66045
1390 | 3.35 | 1 | 365 | 3.8326 | 0.67691 | 4 | 0.5095
6459 | 4.69 | 1 | 365 | 5.3656 | 0.74768 | 6 | 0.1133
12022 | 6.375 | 1 | 365 | 7.2934 | 0.60905 | 7 | 0.90241
3738 | 5.4 | 1 | 365 | 6.1779 | 0.37473 | 6 | 0.55263
1219 | 8.82 | 1 | 365 | 10.0906 | 0.21205 | 10 | 0.30263
1035 | 3.35 | 1 | 365 | 3.8326 | 0.67691 | 4 | 0.5095
378 | 2.94 | 1 | 365 | 3.3635 | 0.73735 | 4 | 0.10088
376 | 5.25 | 1 | 365 | 6.0063 | 0.030984 | 6 | 0.037278
963 | 4.75 | 1 | 365 | 5.4343 | 0.88518 | 6 | 0.31944
2346 | 5.2 | 1 | 365 | 5.9491 | 0.9164 | 6 | 0.86549
1266 | 5 | 1 | 365 | 5.7203 | 0.45808 | 6 | 0.17836
10360 | 8.91 | 1 | 365 | 10.1935 | 0.4183 | 10 | 0.61184
3189 | 1 | 1 | 365 | 1.1441 | 0.29162 | 1 | 0.43567
12529 | 7.5 | 1 | 365 | 8.5804 | 0.18712 | 8 | 0.76754
31191 | 3.75 | 1 | 365 | 4.2902 | 0.59356 | 4 | 0.88377
1450 | 6.7 | 1 | 365 | 7.6652 | 0.35383 | 8 | 0.019002
10394 | 11.772 | 1 | 365 | 13.4678 | 0.9769 | 14 | 0.44473
281 | 7.035 | 1 | 365 | 8.0484 | 0.12152 | 8 | 0.16995
1955 | 8.71 | 1 | 365 | 9.9647 | 0.95998 | 10 | 0.9247
1811 | 4 | 1 | 365 | 4.5762 | 0.16646 | 4 | 0.74269
371 | 6 | 1 | 365 | 6.8643 | 0.7497 | 7 | 0.61403
3253 | 5.5 | 1 | 365 | 6.2923 | 0.60389 | 6 | 0.8962
377 | 5.5 | 1 | 365 | 6.2923 | 0.60389 | 6 | 0.8962
890 | 6.25 | 1 | 365 | 7.1504 | 0.3226 | 7 | 0.47295
1039 | 5.36 | 1 | 365 | 6.1321 | 0.28306 | 6 | 0.4152
1367 | 9.38 | 1 | 365 | 10.7312 | 0.49536 | 11 | 0.2266
3234 | 4.77 | 1 | 365 | 5.4571 | 0.93101 | 6 | 0.38816
1810 | 6.03 | 1 | 365 | 6.8987 | 0.81844 | 7 | 0.7171
1202 | 5.36 | 1 | 365 | 6.1321 | 0.28306 | 6 | 0.4152
592 | 5.25 | 1 | 365 | 6.0063 | 0.030984 | 6 | 0.037278
4289 | 4.02 | 1 | 365 | 4.5991 | 0.2123 | 4 | 0.8114
89 | 8.48 | 1 | 365 | 9.7016 | 0.4329 | 10 | 0.1345
4168 | 8.04 | 1 | 365 | 9.1982 | 0.42459 | 9 | 0.6228
3497 | 3.685 | 1 | 365 | 4.2158 | 0.4446 | 4 | 0.66045
5053 | 5 | 1 | 365 | 5.7203 | 0.45808 | 6 | 0.17836
2210 | 12 | 1 | 365 | 13.7287 | 0.49939 | 14 | 0.22806
22181 | 5 | 1 | 365 | 5.7203 | 0.45808 | 6 | 0.17836
22082 | 6 | 1 | 365 | 6.8643 | 0.7497 | 7 | 0.61403
22179 | 5 | 1 | 365 | 5.7203 | 0.45808 | 6 | 0.17836
4510 | 5.886 | 1 | 365 | 6.7339 | 0.48845 | 7 | 0.22237
379 | 9.8 | 1 | 365 | 11.2117 | 0.45784 | 11 | 0.66959
1818 | 5.025 | 1 | 365 | 5.7489 | 0.51537 | 6 | 0.26425
1530 | 4.02 | 1 | 365 | 4.5991 | 0.2123 | 4 | 0.8114
3105 | 4.69 | 1 | 365 | 5.3656 | 0.74768 | 6 | 0.1133
1767 | 4.905 | 1 | 365 | 5.6116 | 0.24038 | 5 | 0.85197
1147 | 6.7 | 1 | 365 | 7.6652 | 0.35383 | 8 | 0.019002
4019 | 5.025 | 1 | 365 | 5.7489 | 0.51537 | 6 | 0.26425
1768 | 4.69 | 1 | 365 | 5.3656 | 0.74768 | 6 | 0.1133
1431 | 7.705 | 1 | 365 | 8.815 | 0.6569 | 9 | 0.47185
1727 | 5 | 1 | 365 | 5.7203 | 0.45808 | 6 | 0.17836
349 | 5.39 | 1 | 365 | 6.1665 | 0.35181 | 6 | 0.51827
653 | 5.5 | 1 | 365 | 6.2923 | 0.60389 | 6 | 0.8962
805 | 6.5 | 1 | 365 | 7.4364 | 0.8955 | 8 | 0.33187
4832 | 4.75 | 1 | 365 | 5.4343 | 0.88518 | 6 | 0.31944
5070 | 12.73 | 1 | 365 | 14.5638 | 0.17227 | 14 | 0.7361
1887 | 6.365 | 1 | 365 | 7.2819 | 0.58614 | 7 | 0.86805
811 | 3.5 | 1 | 365 | 4.0042 | 0.020656 | 4 | 0.024852
1232 | 5.2 | 1 | 365 | 5.9491 | 0.9164 | 6 | 0.86549
807 | 7.5 | 1 | 365 | 8.5804 | 0.18712 | 8 | 0.76754
1090 | 6 | 1 | 365 | 6.8643 | 0.7497 | 7 | 0.61403
575 | 8.925 | 1 | 365 | 10.2107 | 0.45267 | 10 | 0.66337
580 | 14.388 | 1 | 365 | 16.4607 | 0.97177 | 17 | 0.43245
550 | 5.46 | 1 | 365 | 6.2465 | 0.51222 | 6 | 0.75877
806 | 4 | 1 | 365 | 4.5762 | 0.16646 | 4 | 0.74269
1866 | 3.35 | 1 | 365 | 3.8326 | 0.67691 | 4 | 0.5095
833 | 10.35 | 1 | 365 | 11.841 | 0.71823 | 12 | 0.55921
2963 | 4.355 | 1 | 365 | 4.9824 | 0.97999 | 5 | 0.96235
1128 | 3.92 | 1 | 365 | 4.4847 | 0.98313 | 5 | 0.46783
999 | 6.03 | 1 | 365 | 6.8987 | 0.81844 | 7 | 0.7171
1166 | 3.27 | 1 | 365 | 3.7411 | 0.49358 | 4 | 0.23465
683 | 8 | 1 | 365 | 9.1524 | 0.33293 | 9 | 0.48538
90 | 9.81 | 1 | 365 | 11.2232 | 0.48075 | 11 | 0.70394
1229 | 4.69 | 1 | 365 | 5.3656 | 0.74768 | 6 | 0.1133
2062 | 8.5 | 1 | 365 | 9.7245 | 0.47874 | 10 | 0.20321
1885 | 5.695 | 1 | 365 | 6.5154 | 0.050753 | 6 | 0.56615
14046 | 7 | 1 | 365 | 8.0084 | 0.041312 | 8 | 0.049704
1108 | 4.69 | 1 | 365 | 5.3656 | 0.74768 | 6 | 0.1133
1062 | 4.69 | 1 | 365 | 5.3656 | 0.74768 | 6 | 0.1133
1542 | 6 | 1 | 365 | 6.8643 | 0.7497 | 7 | 0.61403
46756 | 7 | 1 | 365 | 8.0084 | 0.041312 | 8 | 0.049704
2167 | 11.772 | 1 | 365 | 13.4678 | 0.9769 | 14 | 0.44473
815 | 9.54 | 1 | 365 | 10.9143 | 0.86202 | 11 | 0.77631
3219 | 2.695 | 1 | 365 | 3.0832 | 0.17591 | 3 | 0.25914
1127 | 10.05 | 1 | 365 | 11.4978 | 0.030741 | 11 | 0.5285
1040 | 5.36 | 1 | 365 | 6.1321 | 0.28306 | 6 | 0.4152
24605 | 9.31 | 1 | 365 | 10.6512 | 0.33494 | 10 | 0.98611
77603 | 6.86 | 1 | 365 | 7.8482 | 0.72049 | 8 | 0.56871
1037 | 7.37 | 1 | 365 | 8.4317 | 0.88921 | 9 | 0.3209
3222 | 5.635 | 1 | 365 | 6.4468 | 0.91326 | 7 | 0.36001
3163 | 7.5 | 1 | 365 | 8.5804 | 0.18712 | 8 | 0.76754
5124 | 4.69 | 1 | 365 | 5.3656 | 0.74768 | 6 | 0.1133
4509 | 4.69 | 1 | 365 | 5.3656 | 0.74768 | 6 | 0.1133
2220 | 5.88 | 1 | 365 | 6.727 | 0.4747 | 7 | 0.20175
1716 | 6.615 | 1 | 365 | 7.5679 | 0.15904 | 7 | 0.72697
2300 | 2.94 | 1 | 365 | 3.3635 | 0.73735 | 4 | 0.10088
1756 | 6.37 | 1 | 365 | 7.2876 | 0.59759 | 7 | 0.88523
3159 | 4.165 | 1 | 365 | 4.765 | 0.54458 | 5 | 0.30957
5099 | 5.22 | 1 | 365 | 5.972 | 0.96224 | 6 | 0.93421
2017 | 3.57 | 1 | 365 | 4.0843 | 0.18107 | 4 | 0.26535
1717 | 8.75 | 1 | 365 | 10.0105 | 0.05164 | 10 | 0.06213
2072 | 6.37 | 1 | 365 | 7.2876 | 0.59759 | 7 | 0.88523
3211 | 3.43 | 1 | 365 | 3.9241 | 0.86024 | 4 | 0.78435
1415 | 2.5 | 1 | 365 | 2.8601 | 0.72904 | 3 | 0.58918
22180 | 5 | 1 | 365 | 5.7203 | 0.45808 | 6 | 0.17836
3673 | 5.5 | 1 | 365 | 6.2923 | 0.60389 | 6 | 0.8962
3171 | 4.41 | 1 | 365 | 5.0453 | 0.10603 | 5 | 0.15131
1805 | 6.03 | 1 | 365 | 6.8987 | 0.81844 | 7 | 0.7171
1388 | 4.02 | 1 | 365 | 4.5991 | 0.2123 | 4 | 0.8114
17927 | 4.9 | 1 | 365 | 5.6059 | 0.22892 | 5 | 0.83479
1209 | 3.685 | 1 | 365 | 4.2158 | 0.4446 | 4 | 0.66045
1906 | 4.69 | 1 | 365 | 5.3656 | 0.74768 | 6 | 0.1133
3428 | 6.03 | 1 | 365 | 6.8987 | 0.81844 | 7 | 0.7171
808 | 9.18 | 1 | 365 | 10.5024 | 0.037035 | 10 | 0.53947
1760 | 7.5 | 1 | 365 | 8.5804 | 0.18712 | 8 | 0.76754
695 | 5 | 1 | 365 | 5.7203 | 0.45808 | 6 | 0.17836
319 | 8.25 | 1 | 365 | 9.4385 | 0.90583 | 10 | 0.34429
1817 | 5.025 | 1 | 365 | 5.7489 | 0.51537 | 6 | 0.26425
2380 | 8.16 | 1 | 365 | 9.3355 | 0.69959 | 10 | 0.035084
1812 | 6.03 | 1 | 365 | 6.8987 | 0.81844 | 7 | 0.7171
1372 | 8.04 | 1 | 365 | 9.1982 | 0.42459 | 9 | 0.6228
489 | 4.68 | 1 | 365 | 5.3542 | 0.72476 | 6 | 0.078945
1126 | 4.251 | 1 | 365 | 4.8634 | 0.74166 | 5 | 0.60504
1437 | 4.5 | 1 | 365 | 5.1483 | 0.31227 | 5 | 0.46052
2066 | 8.16 | 1 | 365 | 9.3355 | 0.69959 | 10 | 0.035084
1537 | 6.375 | 1 | 365 | 7.2934 | 0.60905 | 7 | 0.90241
96 | 5.17 | 1 | 365 | 5.9148 | 0.84765 | 6 | 0.76242
2023 | 5.61 | 1 | 365 | 6.4182 | 0.85597 | 7 | 0.27412
2789 | 7.5 | 1 | 365 | 8.5804 | 0.18712 | 8 | 0.76754
1473 | 10.5 | 1 | 365 | 12.0126 | 0.061968 | 12 | 0.074556
1683 | 7 | 1 | 365 | 8.0084 | 0.041312 | 8 | 0.049704
998 | 14.84 | 1 | 365 | 16.9778 | 0.0075814 | 16 | 0.98537
3380 | 5.605 | 1 | 365 | 6.4124 | 0.84451 | 7 | 0.25694
1775 | 5.83 | 1 | 365 | 6.6698 | 0.36012 | 7 | 0.029968
2360 | 5.5 | 1 | 365 | 6.2923 | 0.60389 | 6 | 0.8962
14234 | 5.695 | 1 | 365 | 6.5154 | 0.050753 | 6 | 0.56615
1123 | 8.75 | 1 | 365 | 10.0105 | 0.05164 | 10 | 0.06213
1093 | 5.355 | 1 | 365 | 6.1264 | 0.2716 | 6 | 0.39802
1096 | 6.25 | 1 | 365 | 7.1504 | 0.3226 | 7 | 0.47295
1559 | 7.75 | 1 | 365 | 8.8664 | 0.76002 | 9 | 0.62646
21233 | 9.75 | 1 | 365 | 11.1545 | 0.34326 | 11 | 0.4978
1532 | 7.5 | 1 | 365 | 8.5804 | 0.18712 | 8 | 0.76754
2065 | 9.18 | 1 | 365 | 10.5024 | 0.037035 | 10 | 0.53947
3256 | 4.75 | 1 | 365 | 5.4343 | 0.88518 | 6 | 0.31944
5001 | 8.415 | 1 | 365 | 9.6272 | 0.28395 | 9 | 0.91118
1773 | 5.3 | 1 | 365 | 6.0635 | 0.14556 | 6 | 0.20906
1455 | 6 | 1 | 365 | 6.8643 | 0.7497 | 7 | 0.61403
1933 | 3.43 | 1 | 365 | 3.9241 | 0.86024 | 4 | 0.78435
1097 | 7.395 | 1 | 365 | 8.4603 | 0.9465 | 9 | 0.40679
6451 | 6.5 | 1 | 365 | 7.4364 | 0.8955 | 8 | 0.33187
263 | 8.25 | 1 | 365 | 9.4385 | 0.90583 | 10 | 0.34429
814 | 6.615 | 1 | 365 | 7.5679 | 0.15904 | 7 | 0.72697
414 | 5 | 1 | 365 | 5.7203 | 0.45808 | 6 | 0.17836
816 | 7.14 | 1 | 365 | 8.1686 | 0.36214 | 8 | 0.5307
4663 | 9 | 1 | 365 | 10.2965 | 0.62454 | 10 | 0.92105
817 | 8.925 | 1 | 365 | 10.2107 | 0.45267 | 10 | 0.66337
1456 | 3.5 | 1 | 365 | 4.0042 | 0.020656 | 4 | 0.024852
616 | 4.5 | 1 | 365 | 5.1483 | 0.31227 | 5 | 0.46052
2379 | 5.355 | 1 | 365 | 6.1264 | 0.2716 | 6 | 0.39802
1813 | 3.35 | 1 | 365 | 3.8326 | 0.67691 | 4 | 0.5095
1181 | 7.705 | 1 | 365 | 8.815 | 0.6569 | 9 | 0.47185
3795 | 4.355 | 1 | 365 | 4.9824 | 0.97999 | 5 | 0.96235
401 | 4.42 | 1 | 365 | 5.0567 | 0.12894 | 5 | 0.18567
4085 | 14.4 | 1 | 365 | 16.4744 | 0.99927 | 17 | 0.47368
1325 | 7.8 | 1 | 365 | 8.9236 | 0.8746 | 9 | 0.79824
818 | 6.375 | 1 | 365 | 7.2934 | 0.60905 | 7 | 0.90241
1119 | 7.14 | 1 | 365 | 8.1686 | 0.36214 | 8 | 0.5307
1534 | 5.355 | 1 | 365 | 6.1264 | 0.2716 | 6 | 0.39802
3249 | 8.25 | 1 | 365 | 9.4385 | 0.90583 | 10 | 0.34429
2201 | 7.25 | 1 | 365 | 8.2944 | 0.61422 | 8 | 0.90862
1054 | 5.36 | 1 | 365 | 6.1321 | 0.28306 | 6 | 0.4152
3694 | 5.39 | 1 | 365 | 6.1665 | 0.35181 | 6 | 0.51827
1588 | 6.03 | 1 | 365 | 6.8987 | 0.81844 | 7 | 0.7171
1816 | 6.03 | 1 | 365 | 6.8987 | 0.81844 | 7 | 0.7171
383 | 12.255 | 1 | 365 | 14.0204 | 0.083754 | 14 | 0.10416
1249 | 8.58 | 1 | 365 | 9.816 | 0.66207 | 10 | 0.47807
1268 | 5 | 1 | 365 | 5.7203 | 0.45808 | 6 | 0.17836
2222 | 7 | 1 | 365 | 8.0084 | 0.041312 | 8 | 0.049704
3072 | 5.559 | 1 | 365 | 6.3598 | 0.73909 | 7 | 0.098901
1130 | 6.7 | 1 | 365 | 7.6652 | 0.35383 | 8 | 0.019002
3214 | 6.05 | 1 | 365 | 6.9215 | 0.86428 | 7 | 0.78582
2214 | 5.5 | 1 | 365 | 6.2923 | 0.60389 | 6 | 0.8962
2284 | 5.5 | 1 | 365 | 6.2923 | 0.60389 | 6 | 0.8962
1112 | 10.2 | 1 | 365 | 11.6694 | 0.37448 | 12 | 0.043854
1512 | 5.36 | 1 | 365 | 6.1321 | 0.28306 | 6 | 0.4152
3058 | 5.36 | 1 | 365 | 6.1321 | 0.28306 | 6 | 0.4152
2377 | 3.43 | 1 | 365 | 3.9241 | 0.86024 | 4 | 0.78435
1815 | 4.69 | 1 | 365 | 5.3656 | 0.74768 | 6 | 0.1133
1216 | 7.25 | 1 | 365 | 8.2944 | 0.61422 | 8 | 0.90862
1880 | 6.03 | 1 | 365 | 6.8987 | 0.81844 | 7 | 0.7171
1228 | 11.5 | 1 | 365 | 13.1566 | 0.35358 | 13 | 0.51023
17140 | 6 | 1 | 365 | 6.8643 | 0.7497 | 7 | 0.61403
11285 | 6.365 | 1 | 365 | 7.2819 | 0.58614 | 7 | 0.86805
172 | 7 | 1 | 365 | 8.0084 | 0.041312 | 8 | 0.049704
14924 | 4.76 | 1 | 365 | 5.4457 | 0.90809 | 6 | 0.3538
578 | 3.42 | 1 | 365 | 3.9127 | 0.83733 | 4 | 0.75
809 | 4.845 | 1 | 365 | 5.543 | 0.10288 | 5 | 0.64583
3419 | 4.5 | 1 | 365 | 5.1483 | 0.31227 | 5 | 0.46052
1540 | 3.57 | 1 | 365 | 4.0843 | 0.18107 | 4 | 0.26535
812 | 6.37 | 1 | 365 | 7.2876 | 0.59759 | 7 | 0.88523
1828 | 7.705 | 1 | 365 | 8.815 | 0.6569 | 9 | 0.47185
1144 | 6.63 | 1 | 365 | 7.5851 | 0.19341 | 7 | 0.77851
4211 | 6.5 | 1 | 365 | 7.4364 | 0.8955 | 8 | 0.33187
1234 | 6.3 | 1 | 365 | 7.2076 | 0.43718 | 7 | 0.64473
791 | 6.5 | 1 | 365 | 7.4364 | 0.8955 | 8 | 0.33187
2488 | 6.25 | 1 | 365 | 7.1504 | 0.3226 | 7 | 0.47295
13951 | 3.78 | 1 | 365 | 4.3245 | 0.66231 | 4 | 0.98684
797 | 7.848 | 1 | 365 | 8.9786 | 0.9846 | 9 | 0.96315
1211 | 3.35 | 1 | 365 | 3.8326 | 0.67691 | 4 | 0.5095
1000 | 7.848 | 1 | 365 | 8.9786 | 0.9846 | 9 | 0.96315
996 | 3.18 | 1 | 365 | 3.6381 | 0.28734 | 3 | 0.92544
3872 | 7.75 | 1 | 365 | 8.8664 | 0.76002 | 9 | 0.62646
1392 | 5.025 | 1 | 365 | 5.7489 | 0.51537 | 6 | 0.26425
4600 | 5.355 | 1 | 365 | 6.1264 | 0.2716 | 6 | 0.39802
4743 | 5.75 | 1 | 365 | 6.5783 | 0.17679 | 6 | 0.75511
6422 | 10.965 | 1 | 365 | 12.5446 | 0.12757 | 12 | 0.67214
5526 | 4.5 | 1 | 365 | 5.1483 | 0.31227 | 5 | 0.46052
5504 | 5.75 | 1 | 365 | 6.5783 | 0.17679 | 6 | 0.75511
1055 | 3.35 | 1 | 365 | 3.8326 | 0.67691 | 4 | 0.5095
1638 | 5.75 | 1 | 365 | 6.5783 | 0.17679 | 6 | 0.75511
3644 | 3.924 | 1 | 365 | 4.4893 | 0.9923 | 5 | 0.48158
7441 | 9 | 1 | 365 | 10.2965 | 0.62454 | 10 | 0.92105
1173 | 6.75 | 1 | 365 | 7.7224 | 0.46841 | 8 | 0.19079
1383 | 5.75 | 1 | 365 | 6.5783 | 0.17679 | 6 | 0.75511
317 | 6.5 | 1 | 365 | 7.4364 | 0.8955 | 8 | 0.33187
1052 | 6.03 | 1 | 365 | 6.8987 | 0.81844 | 7 | 0.7171
7591 | 6 | 1 | 365 | 6.8643 | 0.7497 | 7 | 0.61403
1370 | 7.5 | 1 | 365 | 8.5804 | 0.18712 | 8 | 0.76754
1564 | 10.72 | 1 | 365 | 12.2643 | 0.56612 | 12 | 0.8304
2086 | 4.485 | 1 | 365 | 5.1311 | 0.2779 | 5 | 0.40899
891 | 4.905 | 1 | 365 | 5.6116 | 0.24038 | 5 | 0.85197
2156 | 7.95 | 1 | 365 | 9.0952 | 0.21835 | 9 | 0.31359
2345 | 7.5 | 1 | 365 | 8.5804 | 0.18712 | 8 | 0.76754
2516 | 9 | 1 | 365 | 10.2965 | 0.62454 | 10 | 0.92105
1428 | 6 | 1 | 365 | 6.8643 | 0.7497 | 7 | 0.61403
5632 | 7 | 1 | 365 | 8.0084 | 0.041312 | 8 | 0.049704
2223 | 3 | 1 | 365 | 3.4322 | 0.87485 | 4 | 0.30702
2063 | 3.75 | 1 | 365 | 4.2902 | 0.59356 | 4 | 0.88377
4603 | 6.63 | 1 | 365 | 7.5851 | 0.19341 | 7 | 0.77851
4701 | 5 | 1 | 365 | 5.7203 | 0.45808 | 6 | 0.17836
4605 | 3.825 | 1 | 365 | 4.376 | 0.76543 | 5 | 0.14145
3157 | 4.9 | 1 | 365 | 5.6059 | 0.22892 | 5 | 0.83479
4607 | 3.825 | 1 | 365 | 4.376 | 0.76543 | 5 | 0.14145
1124 | 4.02 | 1 | 365 | 4.5991 | 0.2123 | 4 | 0.8114
879 | 11.772 | 1 | 365 | 13.4678 | 0.9769 | 14 | 0.44473
638 | 3.5 | 1 | 365 | 4.0042 | 0.020656 | 4 | 0.024852
1088 | 4.25 | 1 | 365 | 4.8622 | 0.73937 | 5 | 0.60161
1391 | 3.35 | 1 | 365 | 3.8326 | 0.67691 | 4 | 0.5095
2887 | 4.355 | 1 | 365 | 4.9824 | 0.97999 | 5 | 0.96235
813 | 5.1 | 1 | 365 | 5.8347 | 0.68724 | 6 | 0.52193
1928 | 4.59 | 1 | 365 | 5.2512 | 0.51852 | 5 | 0.76973
2064 | 3.5 | 1 | 365 | 4.0042 | 0.020656 | 4 | 0.024852
3415 | 14.74 | 1 | 365 | 16.8634 | 0.77842 | 17 | 0.64181
796 | 12.753 | 1 | 365 | 14.5901 | 0.22498 | 14 | 0.81513
2255 | 6.12 | 1 | 365 | 7.0016 | 0.02469 | 7 | 0.026313
1648 | 6.25 | 1 | 365 | 7.1504 | 0.3226 | 7 | 0.47295
10603 | 4.5 | 1 | 365 | 5.1483 | 0.31227 | 5 | 0.46052
1713 | 7.14 | 1 | 365 | 8.1686 | 0.36214 | 8 | 0.5307
820 | 4.335 | 1 | 365 | 4.9595 | 0.93416 | 5 | 0.89364
53103 | 7.84 | 1 | 365 | 8.9694 | 0.96627 | 9 | 0.93567
11275 | 3.75 | 1 | 365 | 4.2902 | 0.59356 | 4 | 0.88377
259 | 9 | 1 | 365 | 10.2965 | 0.62454 | 10 | 0.92105
5208 | 4.24 | 1 | 365 | 4.8508 | 0.71645 | 5 | 0.56725
3177 | 9.045 | 1 | 365 | 10.348 | 0.72767 | 11 | 0.075653
2303 | 5.5 | 1 | 365 | 6.2923 | 0.60389 | 6 | 0.8962
2302 | 8.085 | 1 | 365 | 9.2497 | 0.52772 | 9 | 0.77741
1723 | 6.25 | 1 | 365 | 7.1504 | 0.3226 | 7 | 0.47295
1323 | 7 | 1 | 365 | 8.0084 | 0.041312 | 8 | 0.049704
2221 | 3.92 | 1 | 365 | 4.4847 | 0.98313 | 5 | 0.46783
1393 | 7.035 | 1 | 365 | 8.0484 | 0.12152 | 8 | 0.16995
13228 | 6 | 1 | 365 | 6.8643 | 0.7497 | 7 | 0.61403
3411 | 4.69 | 1 | 365 | 5.3656 | 0.74768 | 6 | 0.1133
1225 | 5.39 | 1 | 365 | 6.1665 | 0.35181 | 6 | 0.51827
4609 | 7.5 | 1 | 365 | 8.5804 | 0.18712 | 8 | 0.76754
2159 | 4 | 1 | 365 | 4.5762 | 0.16646 | 4 | 0.74269
847 | 7.705 | 1 | 365 | 8.815 | 0.6569 | 9 | 0.47185
28304 | 9.045 | 1 | 365 | 10.348 | 0.72767 | 11 | 0.075653
586 | 6.25 | 1 | 365 | 7.1504 | 0.3226 | 7 | 0.47295
1650 | 4.845 | 1 | 365 | 5.543 | 0.10288 | 5 | 0.64583
10185 | 4.75 | 1 | 365 | 5.4343 | 0.88518 | 6 | 0.31944
1989 | 8.04 | 1 | 365 | 9.1982 | 0.42459 | 9 | 0.6228
645 | 10.25 | 1 | 365 | 11.7266 | 0.48906 | 12 | 0.21564
1930 | 7.25 | 1 | 365 | 8.2944 | 0.61422 | 8 | 0.90862
3490 | 5 | 1 | 365 | 5.7203 | 0.45808 | 6 | 0.17836
1685 | 9.12 | 1 | 365 | 10.4338 | 0.89954 | 11 | 0.33333
1714 | 9.75 | 1 | 365 | 11.1545 | 0.34326 | 11 | 0.4978
4195 | 9.9 | 1 | 365 | 11.3262 | 0.687 | 12 | 0.013153
1205 | 6.7 | 1 | 365 | 7.6652 | 0.35383 | 8 | 0.019002
3074 | 4 | 1 | 365 | 4.5762 | 0.16646 | 4 | 0.74269
731 | 3.5 | 1 | 365 | 4.0042 | 0.020656 | 4 | 0.024852
668 | 4.75 | 1 | 365 | 5.4343 | 0.88518 | 6 | 0.31944
171 | 3 | 1 | 365 | 3.4322 | 0.87485 | 4 | 0.30702
2791 | 10 | 1 | 365 | 11.4406 | 0.91616 | 12 | 0.35672
19990 | 5 | 1 | 365 | 5.7203 | 0.45808 | 6 | 0.17836
1371 | 3.92 | 1 | 365 | 4.4847 | 0.98313 | 5 | 0.46783
1730 | 7.56 | 1 | 365 | 8.6491 | 0.32462 | 8 | 0.97368
175 | 7 | 1 | 365 | 8.0084 | 0.041312 | 8 | 0.049704
986 | 11.75 | 1 | 365 | 13.4427 | 0.92649 | 14 | 0.36915
655 | 10.75 | 1 | 365 | 12.2986 | 0.63487 | 12 | 0.93347
676 | 2.12 | 1 | 365 | 2.4254 | 0.85823 | 3 | 0.28362
54634 | 8.375 | 1 | 365 | 9.5815 | 0.19228 | 9 | 0.77375
1762 | 3.35 | 1 | 365 | 3.8326 | 0.67691 | 4 | 0.5095
846 | 4.355 | 1 | 365 | 4.9824 | 0.97999 | 5 | 0.96235
893 | 7.035 | 1 | 365 | 8.0484 | 0.12152 | 8 | 0.16995
2161 | 5.83 | 1 | 365 | 6.6698 | 0.36012 | 7 | 0.029968
753 | 5.5 | 1 | 365 | 6.2923 | 0.60389 | 6 | 0.8962
1838 | 3.685 | 1 | 365 | 4.2158 | 0.4446 | 4 | 0.66045
520 | 8.1 | 1 | 365 | 9.2669 | 0.56209 | 9 | 0.82894
409 | 8.25 | 1 | 365 | 9.4385 | 0.90583 | 10 | 0.34429
702 | 4.165 | 1 | 365 | 4.765 | 0.54458 | 5 | 0.30957
1148 | 2.94 | 1 | 365 | 3.3635 | 0.73735 | 4 | 0.10088
1886 | 4.9 | 1 | 365 | 5.6059 | 0.22892 | 5 | 0.83479
2075 | 4.59 | 1 | 365 | 5.2512 | 0.51852 | 5 | 0.76973
4106 | 4.9 | 1 | 365 | 5.6059 | 0.22892 | 5 | 0.83479
1875 | 4.41 | 1 | 365 | 5.0453 | 0.10603 | 5 | 0.15131
1612 | 6.75 | 1 | 365 | 7.7224 | 0.46841 | 8 | 0.19079
3184 | 11.772 | 1 | 365 | 13.4678 | 0.9769 | 14 | 0.44473
1538 | 5.5 | 1 | 365 | 6.2923 | 0.60389 | 6 | 0.8962
584 | 9.5 | 1 | 365 | 10.8685 | 0.77035 | 11 | 0.63888
4234 | 7 | 1 | 365 | 8.0084 | 0.041312 | 8 | 0.049704
3376 | 5 | 1 | 365 | 5.7203 | 0.45808 | 6 | 0.17836
1233 | 4.02 | 1 | 365 | 4.5991 | 0.2123 | 4 | 0.8114
1212 | 3.675 | 1 | 365 | 4.2044 | 0.42169 | 4 | 0.62609
2950 | 6.7 | 1 | 365 | 7.6652 | 0.35383 | 8 | 0.019002
1150 | 4.69 | 1 | 365 | 5.3656 | 0.74768 | 6 | 0.1133
2859 | 5.36 | 1 | 365 | 6.1321 | 0.28306 | 6 | 0.4152
657 | 6.5 | 1 | 365 | 7.4364 | 0.8955 | 8 | 0.33187
524 | 6.03 | 1 | 365 | 6.8987 | 0.81844 | 7 | 0.7171
1822 | 4.25 | 1 | 365 | 4.8622 | 0.73937 | 5 | 0.60161
4304 | 6.9 | 1 | 365 | 7.894 | 0.81215 | 8 | 0.70614
1593 | 3.924 | 1 | 365 | 4.4893 | 0.9923 | 5 | 0.48158
2429 | 4.4 | 1 | 365 | 5.0338 | 0.08311 | 5 | 0.11696
1095 | 6.885 | 1 | 365 | 7.8768 | 0.77778 | 8 | 0.6546
880 | 10.725 | 1 | 365 | 12.27 | 0.57758 | 12 | 0.84758
352 | 10.2 | 1 | 365 | 11.6694 | 0.37448 | 12 | 0.043854
1433 | 5 | 1 | 365 | 5.7203 | 0.45808 | 6 | 0.17836
3678 | 8.25 | 1 | 365 | 9.4385 | 0.90583 | 10 | 0.34429
1058 | 7.705 | 1 | 365 | 8.815 | 0.6569 | 9 | 0.47185
1170 | 6.5 | 1 | 365 | 7.4364 | 0.8955 | 8 | 0.33187
1561 | 6.25 | 1 | 365 | 7.1504 | 0.3226 | 7 | 0.47295
168 | 11.5 | 1 | 365 | 13.1566 | 0.35358 | 13 | 0.51023
3101 | 3.35 | 1 | 365 | 3.8326 | 0.67691 | 4 | 0.5095
1642 | 8.5 | 1 | 365 | 9.7245 | 0.47874 | 10 | 0.20321
1321 | 2.25 | 1 | 365 | 2.5741 | 0.15614 | 2 | 0.73026
5464 | 5 | 1 | 365 | 5.7203 | 0.45808 | 6 | 0.17836
1843 | 5.5 | 1 | 365 | 6.2923 | 0.60389 | 6 | 0.8962
3316 | 7.848 | 1 | 365 | 8.9786 | 0.9846 | 9 | 0.96315
2212 | 6 | 1 | 365 | 6.8643 | 0.7497 | 7 | 0.61403
556 | 8.91 | 1 | 365 | 10.1935 | 0.4183 | 10 | 0.61184
3312 | 6.89 | 1 | 365 | 7.8825 | 0.78923 | 8 | 0.67178
5470 | 7.15 | 1 | 365 | 8.18 | 0.13616 | 8 | 0.31616
1840 | 1.92 | 1 | 365 | 2.1966 | 0.3999 | 2 | 0.59649
1859 | 9.8 | 1 | 365 | 11.2117 | 0.45784 | 11 | 0.66959
2483 | 9.275 | 1 | 365 | 10.6111 | 0.25474 | 10 | 0.86586
350 | 4.5 | 1 | 365 | 5.1483 | 0.31227 | 5 | 0.46052
7877 | 5.36 | 1 | 365 | 6.1321 | 0.28306 | 6 | 0.4152
7304 | 4.9 | 1 | 365 | 5.6059 | 0.22892 | 5 | 0.83479
987 | 5.25 | 1 | 365 | 6.0063 | 0.030984 | 6 | 0.037278
3787 | 3.64 | 1 | 365 | 4.1644 | 0.34148 | 4 | 0.50585
3232 | 10.335 | 1 | 365 | 11.8238 | 0.68385 | 12 | 0.50767
2740 | 13.08 | 1 | 365 | 14.9643 | 0.97434 | 15 | 0.93859
2506 | 9 | 1 | 365 | 10.2965 | 0.62454 | 10 | 0.92105
1958 | 4.14 | 1 | 365 | 4.7364 | 0.48729 | 5 | 0.22368
623 | 8.48 | 1 | 365 | 9.7016 | 0.4329 | 10 | 0.1345
1876 | 5.025 | 1 | 365 | 5.7489 | 0.51537 | 6 | 0.26425
19120 | 5.25 | 1 | 365 | 6.0063 | 0.030984 | 6 | 0.037278
1644 | 6.25 | 1 | 365 | 7.1504 | 0.3226 | 7 | 0.47295
899 | 5.886 | 1 | 365 | 6.7339 | 0.48845 | 7 | 0.22237
1262 | 5.83 | 1 | 365 | 6.6698 | 0.36012 | 7 | 0.029968
1529 | 7 | 1 | 365 | 8.0084 | 0.041312 | 8 | 0.049704
2957 | 4.69 | 1 | 365 | 5.3656 | 0.74768 | 6 | 0.1133
576 | 7.37 | 1 | 365 | 8.4317 | 0.88921 | 9 | 0.3209
1535 | 3.57 | 1 | 365 | 4.0843 | 0.18107 | 4 | 0.26535
405 | 5 | 1 | 365 | 5.7203 | 0.45808 | 6 | 0.17836
3742 | 5 | 1 | 365 | 5.7203 | 0.45808 | 6 | 0.17836
1755 | 4.08 | 1 | 365 | 4.6677 | 0.34979 | 5 | 0.017542
2409 | 7.25 | 1 | 365 | 8.2944 | 0.61422 | 8 | 0.90862
1176 | 8.04 | 1 | 365 | 9.1982 | 0.42459 | 9 | 0.6228
4199 | 4.02 | 1 | 365 | 4.5991 | 0.2123 | 4 | 0.8114
978 | 6 | 1 | 365 | 6.8643 | 0.7497 | 7 | 0.61403
2741 | 8.28 | 1 | 365 | 9.4728 | 0.97458 | 10 | 0.44736
1098 | 4.75 | 1 | 365 | 5.4343 | 0.88518 | 6 | 0.31944
1146 | 6.03 | 1 | 365 | 6.8987 | 0.81844 | 7 | 0.7171
54026 | 4.578 | 1 | 365 | 5.2375 | 0.49102 | 5 | 0.72851
48215 | 11 | 1 | 365 | 12.5846 | 0.20778 | 12 | 0.79239
2289 | 13.5 | 1 | 365 | 15.4448 | 0.93682 | 16 | 0.38157
3868 | 3 | 1 | 365 | 3.4322 | 0.87485 | 4 | 0.30702
3152 | 4.41 | 1 | 365 | 5.0453 | 0.10603 | 5 | 0.15131
5967 | 11.96 | 1 | 365 | 13.6829 | 0.40773 | 14 | 0.090637
1111 | 6.5 | 1 | 365 | 7.4364 | 0.8955 | 8 | 0.33187
2989 | 4.25 | 1 | 365 | 4.8622 | 0.73937 | 5 | 0.60161
2291 | 5 | 1 | 365 | 5.7203 | 0.45808 | 6 | 0.17836
333 | 3.675 | 1 | 365 | 4.2044 | 0.42169 | 4 | 0.62609
2521 | 12.25 | 1 | 365 | 14.0147 | 0.072296 | 14 | 0.086982
59923 | 4 | 1 | 365 | 4.5762 | 0.16646 | 4 | 0.74269
1853 | 3.5 | 1 | 365 | 4.0042 | 0.020656 | 4 | 0.024852
3115 | 7.5 | 1 | 365 | 8.5804 | 0.18712 | 8 | 0.76754
3067 | 6 | 1 | 365 | 6.8643 | 0.7497 | 7 | 0.61403
1697 | 6.25 | 1 | 365 | 7.1504 | 0.3226 | 7 | 0.47295
1339 | 7.84 | 1 | 365 | 8.9694 | 0.96627 | 9 | 0.93567
1789 | 3.35 | 1 | 365 | 3.8326 | 0.67691 | 4 | 0.5095
3334 | 7.28 | 1 | 365 | 8.3287 | 0.68296 | 9 | 0.011692
2030 | 3.5 | 1 | 365 | 4.0042 | 0.020656 | 4 | 0.024852
3142 | 3.5 | 1 | 365 | 4.0042 | 0.020656 | 4 | 0.024852
3208 | 4.75 | 1 | 365 | 5.4343 | 0.88518 | 6 | 0.31944
2508 | 7 | 1 | 365 | 8.0084 | 0.041312 | 8 | 0.049704
1168 | 3.924 | 1 | 365 | 4.4893 | 0.9923 | 5 | 0.48158
1235 | 10.5 | 1 | 365 | 12.0126 | 0.061968 | 12 | 0.074556
1952 | 5.775 | 1 | 365 | 6.6069 | 0.23408 | 6 | 0.84101
1160 | 9 | 1 | 365 | 10.2965 | 0.62454 | 10 | 0.92105
1330 | 7.75 | 1 | 365 | 8.8664 | 0.76002 | 9 | 0.62646
1472 | 6.75 | 1 | 365 | 7.7224 | 0.46841 | 8 | 0.19079
3146 | 5.88 | 1 | 365 | 6.727 | 0.4747 | 7 | 0.20175
5469 | 5.25 | 1 | 365 | 6.0063 | 0.030984 | 6 | 0.037278
13205 | 7.848 | 1 | 365 | 8.9786 | 0.9846 | 9 | 0.96315
1172 | 4.5 | 1 | 365 | 5.1483 | 0.31227 | 5 | 0.46052
1156 | 8.5 | 1 | 365 | 9.7245 | 0.47874 | 10 | 0.20321
2442 | 6.7 | 1 | 365 | 7.6652 | 0.35383 | 8 | 0.019002
9645 | 9.18 | 1 | 365 | 10.5024 | 0.037035 | 10 | 0.53947
2287 | 3.12 | 1 | 365 | 3.5695 | 0.14984 | 3 | 0.7193
4086 | 7 | 1 | 365 | 8.0084 | 0.041312 | 8 | 0.049704
3828 | 9 | 1 | 365 | 10.2965 | 0.62454 | 10 | 0.92105
56593 | 7.848 | 1 | 365 | 8.9786 | 0.9846 | 9 | 0.96315
2990 | 4.75 | 1 | 365 | 5.4343 | 0.88518 | 6 | 0.31944
6329 | 5 | 1 | 365 | 5.7203 | 0.45808 | 6 | 0.17836
1201 | 4.5 | 1 | 365 | 5.1483 | 0.31227 | 5 | 0.46052
16286 | 5.61 | 1 | 365 | 6.4182 | 0.85597 | 7 | 0.27412
530 | 10.8 | 1 | 365 | 12.3558 | 0.74945 | 13 | 0.10526
1252 | 5.98 | 1 | 365 | 6.8415 | 0.70386 | 7 | 0.54532
3158 | 8.5 | 1 | 365 | 9.7245 | 0.47874 | 10 | 0.20321
354 | 7.14 | 1 | 365 | 8.1686 | 0.36214 | 8 | 0.5307
1769 | 6.37 | 1 | 365 | 7.2876 | 0.59759 | 7 | 0.88523
754 | 3.5 | 1 | 365 | 4.0042 | 0.020656 | 4 | 0.024852
2158 | 6.5 | 1 | 365 | 7.4364 | 0.8955 | 8 | 0.33187
876 | 5 | 1 | 365 | 5.7203 | 0.45808 | 6 | 0.17836
3556 | 5.36 | 1 | 365 | 6.1321 | 0.28306 | 6 | 0.4152
570 | 3.75 | 1 | 365 | 4.2902 | 0.59356 | 4 | 0.88377
669 | 2 | 1 | 365 | 2.2881 | 0.58323 | 2 | 0.87134
170 | 12 | 1 | 365 | 13.7287 | 0.49939 | 14 | 0.22806
2174 | 5.5 | 1 | 365 | 6.2923 | 0.60389 | 6 | 0.8962
4136 | 6.03 | 1 | 365 | 6.8987 | 0.81844 | 7 | 0.7171
1341 | 6.375 | 1 | 365 | 7.2934 | 0.60905 | 7 | 0.90241
1271 | 4.08 | 1 | 365 | 4.6677 | 0.34979 | 5 | 0.017542
965 | 10.464 | 1 | 365 | 11.9714 | 0.97947 | 12 | 0.95087
6567 | 3.43 | 1 | 365 | 3.9241 | 0.86024 | 4 | 0.78435
1785 | 7.84 | 1 | 365 | 8.9694 | 0.96627 | 9 | 0.93567
1765 | 5.695 | 1 | 365 | 6.5154 | 0.050753 | 6 | 0.56615
353 | 6.25 | 1 | 365 | 7.1504 | 0.3226 | 7 | 0.47295
4748 | 5.5 | 1 | 365 | 6.2923 | 0.60389 | 6 | 0.8962
3200 | 2.5 | 1 | 365 | 2.8601 | 0.72904 | 3 | 0.58918
14095 | 15 | 1 | 365 | 17.1608 | 0.37424 | 17 | 0.53508
714 | 7.5 | 1 | 365 | 8.5804 | 0.18712 | 8 | 0.76754
612 | 2.25 | 1 | 365 | 2.5741 | 0.15614 | 2 | 0.73026
1165 | 6.03 | 1 | 365 | 6.8987 | 0.81844 | 7 | 0.7171
1869 | 7.37 | 1 | 365 | 8.4317 | 0.88921 | 9 | 0.3209
27805 | 11.4 | 1 | 365 | 13.0422 | 0.12442 | 13 | 0.16666
2852 | 3.35 | 1 | 365 | 3.8326 | 0.67691 | 4 | 0.5095
3589 | 7.5 | 1 | 365 | 8.5804 | 0.18712 | 8 | 0.76754
1781 | 7.035 | 1 | 365 | 8.0484 | 0.12152 | 8 | 0.16995
2961 | 7.035 | 1 | 365 | 8.0484 | 0.12152 | 8 | 0.16995
617 | 3.75 | 1 | 365 | 4.2902 | 0.59356 | 4 | 0.88377
749 | 6 | 1 | 365 | 6.8643 | 0.7497 | 7 | 0.61403
404 | 5.886 | 1 | 365 | 6.7339 | 0.48845 | 7 | 0.22237
1335 | 7 | 1 | 365 | 8.0084 | 0.041312 | 8 | 0.049704
48165 | 3.5 | 1 | 365 | 4.0042 | 0.020656 | 4 | 0.024852
1174 | 3.25 | 1 | 365 | 3.7182 | 0.44775 | 4 | 0.16593
1364 | 7.194 | 1 | 365 | 8.2303 | 0.48589 | 8 | 0.71622
624 | 7 | 1 | 365 | 8.0084 | 0.041312 | 8 | 0.049704
167 | 4.5 | 1 | 365 | 5.1483 | 0.31227 | 5 | 0.46052
1422 | 9.9 | 1 | 365 | 11.3262 | 0.687 | 12 | 0.013153
597 | 4 | 1 | 365 | 4.5762 | 0.16646 | 4 | 0.74269
581 | 6.75 | 1 | 365 | 7.7224 | 0.46841 | 8 | 0.19079
1792 | 4.02 | 1 | 365 | 4.5991 | 0.2123 | 4 | 0.8114
4179 | 8.04 | 1 | 365 | 9.1982 | 0.42459 | 9 | 0.6228
1217 | 8.04 | 1 | 365 | 9.1982 | 0.42459 | 9 | 0.6228
2860 | 3.35 | 1 | 365 | 3.8326 | 0.67691 | 4 | 0.5095
1424 | 6.03 | 1 | 365 | 6.8987 | 0.81844 | 7 | 0.7171
1218 | 5.94 | 1 | 365 | 6.7957 | 0.6122 | 7 | 0.40789
1597 | 14.25 | 1 | 365 | 16.3028 | 0.65553 | 16 | 0.95833
2819 | 9 | 1 | 365 | 10.2965 | 0.62454 | 10 | 0.92105
1435 | 5.025 | 1 | 365 | 5.7489 | 0.51537 | 6 | 0.26425
1270 | 2.5 | 1 | 365 | 2.8601 | 0.72904 | 3 | 0.58918
1737 | 6.54 | 1 | 365 | 7.4821 | 0.98717 | 8 | 0.46929
7880 | 6.05 | 1 | 365 | 6.9215 | 0.86428 | 7 | 0.78582
3170 | 3.35 | 1 | 365 | 3.8326 | 0.67691 | 4 | 0.5095
1206 | 4.69 | 1 | 365 | 5.3656 | 0.74768 | 6 | 0.1133
3528 | 6.9 | 1 | 365 | 7.894 | 0.81215 | 8 | 0.70614
1492 | 7 | 1 | 365 | 8.0084 | 0.041312 | 8 | 0.049704
3164 | 9 | 1 | 365 | 10.2965 | 0.62454 | 10 | 0.92105
614 | 4 | 1 | 365 | 4.5762 | 0.16646 | 4 | 0.74269
2788 | 5 | 1 | 365 | 5.7203 | 0.45808 | 6 | 0.17836
1725 | 5.75 | 1 | 365 | 6.5783 | 0.17679 | 6 | 0.75511
2374 | 9.5 | 1 | 365 | 10.8685 | 0.77035 | 11 | 0.63888
4284 | 4.56 | 1 | 365 | 5.2169 | 0.44977 | 5 | 0.66666
1520 | 6.76 | 1 | 365 | 7.7338 | 0.49132 | 8 | 0.22514
44958 | 7.5 | 1 | 365 | 8.5804 | 0.18712 | 8 | 0.76754
257 | 9 | 1 | 365 | 10.2965 | 0.62454 | 10 | 0.92105
1169 | 6 | 1 | 365 | 6.8643 | 0.7497 | 7 | 0.61403
440 | 6.5 | 1 | 365 | 7.4364 | 0.8955 | 8 | 0.33187
6192 | 3.75 | 1 | 365 | 4.2902 | 0.59356 | 4 | 0.88377
1560 | 8.5 | 1 | 365 | 9.7245 | 0.47874 | 10 | 0.20321
1531 | 8.67 | 1 | 365 | 9.919 | 0.86831 | 10 | 0.78728
454 | 5.25 | 1 | 365 | 6.0063 | 0.030984 | 6 | 0.037278
145 | 12.5 | 1 | 365 | 14.3007 | 0.6452 | 14 | 0.9459
1145 | 4.9 | 1 | 365 | 5.6059 | 0.22892 | 5 | 0.83479
1411 | 7.5 | 1 | 365 | 8.5804 | 0.18712 | 8 | 0.76754
439 | 8.75 | 1 | 365 | 10.0105 | 0.05164 | 10 | 0.06213
1182 | 6.7 | 1 | 365 | 7.6652 | 0.35383 | 8 | 0.019002
904 | 6.75 | 1 | 365 | 7.7224 | 0.46841 | 8 | 0.19079
1870 | 3.35 | 1 | 365 | 3.8326 | 0.67691 | 4 | 0.5095
339 | 8 | 1 | 365 | 9.1524 | 0.33293 | 9 | 0.48538
3602 | 9 | 1 | 365 | 10.2965 | 0.62454 | 10 | 0.92105
4608 | 6.12 | 1 | 365 | 7.0016 | 0.02469 | 7 | 0.026313
3594 | 8 | 1 | 365 | 9.1524 | 0.33293 | 9 | 0.48538
1149 | 4.02 | 1 | 365 | 4.5991 | 0.2123 | 4 | 0.8114
628 | 4.75 | 1 | 365 | 5.4343 | 0.88518 | 6 | 0.31944
964 | 10.05 | 1 | 365 | 11.4978 | 0.030741 | 11 | 0.5285
381 | 10.5 | 1 | 365 | 12.0126 | 0.061968 | 12 | 0.074556
848 | 6.213 | 1 | 365 | 7.108 | 0.23781 | 7 | 0.34583
582 | 2.75 | 1 | 365 | 3.1462 | 0.30194 | 3 | 0.4481
4076 | 4.5 | 1 | 365 | 5.1483 | 0.31227 | 5 | 0.46052
4712 | 5 | 1 | 365 | 5.7203 | 0.45808 | 6 | 0.17836
460 | 4.75 | 1 | 365 | 5.4343 | 0.88518 | 6 | 0.31944
2211 | 5.25 | 1 | 365 | 6.0063 | 0.030984 | 6 | 0.037278
3980 | 6.5 | 1 | 365 | 7.4364 | 0.8955 | 8 | 0.33187
1957 | 12.65 | 1 | 365 | 14.4723 | 0.98894 | 15 | 0.46125
3876 | 3.71 | 1 | 365 | 4.2444 | 0.5019 | 4 | 0.74634
1480 | 3.597 | 1 | 365 | 4.1152 | 0.24294 | 4 | 0.35811
5467 | 5.5 | 1 | 365 | 6.2923 | 0.60389 | 6 | 0.8962
1557 | 13.734 | 1 | 365 | 15.7125 | 0.47305 | 16 | 0.18552
2512 | 7.65 | 1 | 365 | 8.752 | 0.53086 | 9 | 0.28289
2890 | 12.075 | 1 | 365 | 13.8145 | 0.67126 | 14 | 0.48574
2076 | 14.75 | 1 | 365 | 16.8748 | 0.80134 | 17 | 0.67616
4567 | 3.78 | 1 | 365 | 4.3245 | 0.66231 | 4 | 0.98684
2694 | 3.27 | 1 | 365 | 3.7411 | 0.49358 | 4 | 0.23465
1796 | 7.848 | 1 | 365 | 8.9786 | 0.9846 | 9 | 0.96315
10543 | 4.8 | 1 | 365 | 5.4915 | 0.99976 | 6 | 0.49123
703 | 6.25 | 1 | 365 | 7.1504 | 0.3226 | 7 | 0.47295
19739 | 10.2 | 1 | 365 | 11.6694 | 0.37448 | 12 | 0.043854
52673 | 6.67 | 1 | 365 | 7.6309 | 0.28508 | 7 | 0.91593
1022 | 6.12 | 1 | 365 | 7.0016 | 0.02469 | 7 | 0.026313
3206 | 7.7 | 1 | 365 | 8.8092 | 0.64544 | 9 | 0.45467
710 | 4.5 | 1 | 365 | 5.1483 | 0.31227 | 5 | 0.46052
1302 | 5 | 1 | 365 | 5.7203 | 0.45808 | 6 | 0.17836
589 | 5 | 1 | 365 | 5.7203 | 0.45808 | 6 | 0.17836
772 | 5.75 | 1 | 365 | 6.5783 | 0.17679 | 6 | 0.75511
1178 | 5.695 | 1 | 365 | 6.5154 | 0.050753 | 6 | 0.56615
3205 | 4.25 | 1 | 365 | 4.8622 | 0.73937 | 5 | 0.60161
650 | 6 | 1 | 365 | 6.8643 | 0.7497 | 7 | 0.61403
962 | 7.194 | 1 | 365 | 8.2303 | 0.48589 | 8 | 0.71622
2995 | 8 | 1 | 365 | 9.1524 | 0.33293 | 9 | 0.48538
2100 | 7.395 | 1 | 365 | 8.4603 | 0.9465 | 9 | 0.40679
2594 | 9.805 | 1 | 365 | 11.2175 | 0.46929 | 11 | 0.68676
819 | 10.25 | 1 | 365 | 11.7266 | 0.48906 | 12 | 0.21564
1438 | 10.92 | 1 | 365 | 12.4931 | 0.024447 | 12 | 0.51754
2968 | 7.8 | 1 | 365 | 8.9236 | 0.8746 | 9 | 0.79824
6492 | 4.5 | 1 | 365 | 5.1483 | 0.31227 | 5 | 0.46052
1453 | 7.035 | 1 | 365 | 8.0484 | 0.12152 | 8 | 0.16995
662 | 3.5 | 1 | 365 | 4.0042 | 0.020656 | 4 | 0.024852
9526 | 8.25 | 1 | 365 | 9.4385 | 0.90583 | 10 | 0.34429
3754 | 5.865 | 1 | 365 | 6.7099 | 0.44033 | 7 | 0.15022
770 | 8 | 1 | 365 | 9.1524 | 0.33293 | 9 | 0.48538
3229 | 3 | 1 | 365 | 3.4322 | 0.87485 | 4 | 0.30702
14016 | 6.75 | 1 | 365 | 7.7224 | 0.46841 | 8 | 0.19079
7950 | 6.21 | 1 | 365 | 7.1046 | 0.23094 | 7 | 0.33552
831 | 6.5 | 1 | 365 | 7.4364 | 0.8955 | 8 | 0.33187
734 | 6.75 | 1 | 365 | 7.7224 | 0.46841 | 8 | 0.19079
2229 | 3.43 | 1 | 365 | 3.9241 | 0.86024 | 4 | 0.78435
755 | 7.75 | 1 | 365 | 8.8664 | 0.76002 | 9 | 0.62646
10183 | 4 | 1 | 365 | 4.5762 | 0.16646 | 4 | 0.74269
2754 | 4.5 | 1 | 365 | 5.1483 | 0.31227 | 5 | 0.46052
4003 | 4.75 | 1 | 365 | 5.4343 | 0.88518 | 6 | 0.31944
2117 | 9.25 | 1 | 365 | 10.5825 | 0.19745 | 10 | 0.77997
647 | 10.5 | 1 | 365 | 12.0126 | 0.061968 | 12 | 0.074556
1888 | 5.88 | 1 | 365 | 6.727 | 0.4747 | 7 | 0.20175
1004 | 10.26 | 1 | 365 | 11.738 | 0.51198 | 12 | 0.24999
1877 | 6.03 | 1 | 365 | 6.8987 | 0.81844 | 7 | 0.7171
3136 | 3.5 | 1 | 365 | 4.0042 | 0.020656 | 4 | 0.024852
932 | 5.5 | 1 | 365 | 6.2923 | 0.60389 | 6 | 0.8962
3336 | 7.035 | 1 | 365 | 8.0484 | 0.12152 | 8 | 0.16995
1227 | 6.37 | 1 | 365 | 7.2876 | 0.59759 | 7 | 0.88523
3028 | 4 | 1 | 365 | 4.5762 | 0.16646 | 4 | 0.74269
4299 | 7.75 | 1 | 365 | 8.8664 | 0.76002 | 9 | 0.62646
6412 | 5 | 1 | 365 | 5.7203 | 0.45808 | 6 | 0.17836
6286 | 4 | 1 | 365 | 4.5762 | 0.16646 | 4 | 0.74269
6246 | 3.78 | 1 | 365 | 4.3245 | 0.66231 | 4 | 0.98684
939 | 8.25 | 1 | 365 | 9.4385 | 0.90583 | 10 | 0.34429
2130 | 12 | 1 | 365 | 13.7287 | 0.49939 | 14 | 0.22806
1491 | 8.67 | 1 | 365 | 9.919 | 0.86831 | 10 | 0.78728
2416 | 8 | 1 | 365 | 9.1524 | 0.33293 | 9 | 0.48538
2014 | 5 | 1 | 365 | 5.7203 | 0.45808 | 6 | 0.17836
4599 | 7.65 | 1 | 365 | 8.752 | 0.53086 | 9 | 0.28289
2959 | 4.165 | 1 | 365 | 4.765 | 0.54458 | 5 | 0.30957
2006 | 8.04 | 1 | 365 | 9.1982 | 0.42459 | 9 | 0.6228
2276 | 3.75 | 1 | 365 | 4.2902 | 0.59356 | 4 | 0.88377
607 | 5.5 | 1 | 365 | 6.2923 | 0.60389 | 6 | 0.8962
773 | 3.75 | 1 | 365 | 4.2902 | 0.59356 | 4 | 0.88377
6233 | 9 | 1 | 365 | 10.2965 | 0.62454 | 10 | 0.92105
6384 | 5.4 | 1 | 365 | 6.1779 | 0.37473 | 6 | 0.55263
3201 | 4.25 | 1 | 365 | 4.8622 | 0.73937 | 5 | 0.60161
24679 | 8.04 | 1 | 365 | 9.1982 | 0.42459 | 9 | 0.6228
1763 | 7.595 | 1 | 365 | 8.6891 | 0.40482 | 9 | 0.093929
2482 | 4.24 | 1 | 365 | 4.8508 | 0.71645 | 5 | 0.56725
2005 | 6 | 1 | 365 | 6.8643 | 0.7497 | 7 | 0.61403
632 | 11.25 | 1 | 365 | 12.8706 | 0.78068 | 13 | 0.65131
1782 | 3.685 | 1 | 365 | 4.2158 | 0.4446 | 4 | 0.66045
2013 | 4.25 | 1 | 365 | 4.8622 | 0.73937 | 5 | 0.60161
6275 | 6.25 | 1 | 365 | 7.1504 | 0.3226 | 7 | 0.47295
1083 | 3.25 | 1 | 365 | 3.7182 | 0.44775 | 4 | 0.16593
803 | 7.848 | 1 | 365 | 8.9786 | 0.9846 | 9 | 0.96315
712 | 3.75 | 1 | 365 | 4.2902 | 0.59356 | 4 | 0.88377
3183 | 4.69 | 1 | 365 | 5.3656 | 0.74768 | 6 | 0.1133
2715 | 5.5 | 1 | 365 | 6.2923 | 0.60389 | 6 | 0.8962
2953 | 4.655 | 1 | 365 | 5.3256 | 0.66747 | 5 | 0.99305
2451 | 7.75 | 1 | 365 | 8.8664 | 0.76002 | 9 | 0.62646
1016 | 3.75 | 1 | 365 | 4.2902 | 0.59356 | 4 | 0.88377
629 | 11 | 1 | 365 | 12.5846 | 0.20778 | 12 | 0.79239
1213 | 3.685 | 1 | 365 | 4.2158 | 0.4446 | 4 | 0.66045
1809 | 3.35 | 1 | 365 | 3.8326 | 0.67691 | 4 | 0.5095
961 | 5.5 | 1 | 365 | 6.2923 | 0.60389 | 6 | 0.8962
7124 | 4.69 | 1 | 365 | 5.3656 | 0.74768 | 6 | 0.1133
12319 | 4.5 | 1 | 365 | 5.1483 | 0.31227 | 5 | 0.46052
10903 | 5 | 1 | 365 | 5.7203 | 0.45808 | 6 | 0.17836
2988 | 14.25 | 1 | 365 | 16.3028 | 0.65553 | 16 | 0.95833
3739 | 11 | 1 | 365 | 12.5846 | 0.20778 | 12 | 0.79239
1579 | 8 | 1 | 365 | 9.1524 | 0.33293 | 9 | 0.48538
639 | 2.5 | 1 | 365 | 2.8601 | 0.72904 | 3 | 0.58918
2954 | 2.75 | 1 | 365 | 3.1462 | 0.30194 | 3 | 0.4481
1051 | 8 | 1 | 365 | 9.1524 | 0.33293 | 9 | 0.48538
2275 | 5.5 | 1 | 365 | 6.2923 | 0.60389 | 6 | 0.8962
673 | 3 | 1 | 365 | 3.4322 | 0.87485 | 4 | 0.30702
2441 | 6.48 | 1 | 365 | 7.4135 | 0.84967 | 8 | 0.26315
723 | 4 | 1 | 365 | 4.5762 | 0.16646 | 4 | 0.74269
568 | 3.75 | 1 | 365 | 4.2902 | 0.59356 | 4 | 0.88377
608 | 6.25 | 1 | 365 | 7.1504 | 0.3226 | 7 | 0.47295
6476 | 6.615 | 1 | 365 | 7.5679 | 0.15904 | 7 | 0.72697
4231 | 6.25 | 1 | 365 | 7.1504 | 0.3226 | 7 | 0.47295
2007 | 8.525 | 1 | 365 | 9.7531 | 0.53603 | 10 | 0.2891
1611 | 4.5 | 1 | 365 | 5.1483 | 0.31227 | 5 | 0.46052
1802 | 6.37 | 1 | 365 | 7.2876 | 0.59759 | 7 | 0.88523
5512 | 6.03 | 1 | 365 | 6.8987 | 0.81844 | 7 | 0.7171
689 | 2.5 | 1 | 365 | 2.8601 | 0.72904 | 3 | 0.58918
611 | 4.5 | 1 | 365 | 5.1483 | 0.31227 | 5 | 0.46052
3401 | 6.37 | 1 | 365 | 7.2876 | 0.59759 | 7 | 0.88523
604 | 12.5 | 1 | 365 | 14.3007 | 0.6452 | 14 | 0.9459
2734 | 9.18 | 1 | 365 | 10.5024 | 0.037035 | 10 | 0.53947
2691 | 4.56 | 1 | 365 | 5.2169 | 0.44977 | 5 | 0.66666
569 | 6.095 | 1 | 365 | 6.973 | 0.9674 | 7 | 0.94042
613 | 4.5 | 1 | 365 | 5.1483 | 0.31227 | 5 | 0.46052
3551 | 7.84 | 1 | 365 | 8.9694 | 0.96627 | 9 | 0.93567
3482 | 4.335 | 1 | 365 | 4.9595 | 0.93416 | 5 | 0.89364
52664 | 8.28 | 1 | 365 | 9.4728 | 0.97458 | 10 | 0.44736
6004 | 6.7 | 1 | 365 | 7.6652 | 0.35383 | 8 | 0.019002
595 | 4.75 | 1 | 365 | 5.4343 | 0.88518 | 6 | 0.31944
2170 | 9.81 | 1 | 365 | 11.2232 | 0.48075 | 11 | 0.70394
2171 | 10.53 | 1 | 365 | 12.0469 | 0.13072 | 12 | 0.17763
2008 | 8.4 | 1 | 365 | 9.6101 | 0.24957 | 9 | 0.85964
52672 | 11.5 | 1 | 365 | 13.1566 | 0.35358 | 13 | 0.51023
625 | 4.75 | 1 | 365 | 5.4343 | 0.88518 | 6 | 0.31944
355 | 9.18 | 1 | 365 | 10.5024 | 0.037035 | 10 | 0.53947
2085 | 7.28 | 1 | 365 | 8.3287 | 0.68296 | 9 | 0.011692
615 | 2.12 | 1 | 365 | 2.4254 | 0.85823 | 3 | 0.28362
751 | 7 | 1 | 365 | 8.0084 | 0.041312 | 8 | 0.049704
1905 | 9.18 | 1 | 365 | 10.5024 | 0.037035 | 10 | 0.53947
3213 | 8.1 | 1 | 365 | 9.2669 | 0.56209 | 9 | 0.82894
3223 | 4.75 | 1 | 365 | 5.4343 | 0.88518 | 6 | 0.31944
2392 | 5.25 | 1 | 365 | 6.0063 | 0.030984 | 6 | 0.037278
2505 | 9 | 1 | 365 | 10.2965 | 0.62454 | 10 | 0.92105
4583 | 7.5 | 1 | 365 | 8.5804 | 0.18712 | 8 | 0.76754
2107 | 7.425 | 1 | 365 | 8.4946 | 0.015249 | 8 | 0.50986
910 | 7.15 | 1 | 365 | 8.18 | 0.38505 | 8 | 0.56505
2659 | 5.5 | 1 | 365 | 6.2923 | 0.60389 | 6 | 0.8962
4281 | 4.56 | 1 | 365 | 5.2169 | 0.44977 | 5 | 0.66666
4884 | 11.25 | 1 | 365 | 12.8706 | 0.78068 | 13 | 0.65131
1220 | 8.75 | 1 | 365 | 10.0105 | 0.05164 | 10 | 0.06213
1382 | 5.25 | 1 | 365 | 6.0063 | 0.030984 | 6 | 0.037278
5578 | 12.06 | 1 | 365 | 13.7973 | 0.63689 | 14 | 0.4342
3207 | 5.88 | 1 | 365 | 6.727 | 0.4747 | 7 | 0.20175
4028 | 7.5 | 1 | 365 | 8.5804 | 0.18712 | 8 | 0.76754
672 | 14.715 | 1 | 365 | 16.8348 | 0.72113 | 17 | 0.55591
1698 | 3.12 | 1 | 365 | 3.5695 | 0.14984 | 3 | 0.7193
760 | 3.185 | 1 | 365 | 3.6438 | 0.2988 | 3 | 0.94262
1921 | 5 | 1 | 365 | 5.7203 | 0.45808 | 6 | 0.17836
1413 | 9 | 1 | 365 | 10.2965 | 0.62454 | 10 | 0.92105
2730 | 10.72 | 1 | 365 | 12.2643 | 0.56612 | 12 | 0.8304
6473 | 12.426 | 1 | 365 | 14.216 | 0.47562 | 14 | 0.69166
959 | 8.25 | 1 | 365 | 9.4385 | 0.90583 | 10 | 0.34429
1965 | 10.8 | 1 | 365 | 12.3558 | 0.74945 | 13 | 0.10526
1506 | 8.64 | 1 | 365 | 9.8846 | 0.79956 | 10 | 0.68421
3695 | 4.75 | 1 | 365 | 5.4343 | 0.88518 | 6 | 0.31944
1421 | 5 | 1 | 365 | 5.7203 | 0.45808 | 6 | 0.17836
3197 | 6.48 | 1 | 365 | 7.4135 | 0.84967 | 8 | 0.26315
3199 | 5.75 | 1 | 365 | 6.5783 | 0.17679 | 6 | 0.75511
2375 | 4.845 | 1 | 365 | 5.543 | 0.10288 | 5 | 0.64583
10805 | 5 | 1 | 365 | 5.7203 | 0.45808 | 6 | 0.17836
2077 | 13.25 | 1 | 365 | 15.1587 | 0.36391 | 15 | 0.52265
663 | 4.5 | 1 | 365 | 5.1483 | 0.31227 | 5 | 0.46052
1807 | 7.035 | 1 | 365 | 8.0484 | 0.12152 | 8 | 0.16995
1772 | 3.43 | 1 | 365 | 3.9241 | 0.86024 | 4 | 0.78435
2123 | 4.505 | 1 | 365 | 5.154 | 0.32373 | 5 | 0.4777
1680 | 5.5 | 1 | 365 | 6.2923 | 0.60389 | 6 | 0.8962
1476 | 7.7 | 1 | 365 | 8.8092 | 0.64544 | 9 | 0.45467
1497 | 3.975 | 1 | 365 | 4.5476 | 0.10917 | 4 | 0.6568
2485 | 4.02 | 1 | 365 | 4.5991 | 0.2123 | 4 | 0.8114
680 | 8 | 1 | 365 | 9.1524 | 0.33293 | 9 | 0.48538
3148 | 9.75 | 1 | 365 | 11.1545 | 0.34326 | 11 | 0.4978
4627 | 5.83 | 1 | 365 | 6.6698 | 0.36012 | 7 | 0.029968
2952 | 3.75 | 1 | 365 | 4.2902 | 0.59356 | 4 | 0.88377
2331 | 5.25 | 1 | 365 | 6.0063 | 0.030984 | 6 | 0.037278
1871 | 3.35 | 1 | 365 | 3.8326 | 0.67691 | 4 | 0.5095
20143 | 5 | 1 | 365 | 5.7203 | 0.45808 | 6 | 0.17836
2958 | 6.37 | 1 | 365 | 7.2876 | 0.59759 | 7 | 0.88523
4105 | 3 | 1 | 365 | 3.4322 | 0.87485 | 4 | 0.30702
747 | 4 | 1 | 365 | 4.5762 | 0.16646 | 4 | 0.74269
1929 | 6 | 1 | 365 | 6.8643 | 0.7497 | 7 | 0.61403
3090 | 3.5 | 1 | 365 | 4.0042 | 0.020656 | 4 | 0.024852
3109 | 6.37 | 1 | 365 | 7.2876 | 0.59759 | 7 | 0.88523
2198 | 8.4 | 1 | 365 | 9.6101 | 0.24957 | 9 | 0.85964
3917 | 5.36 | 1 | 365 | 6.1321 | 0.28306 | 6 | 0.4152
3310 | 6.03 | 1 | 365 | 6.8987 | 0.81844 | 7 | 0.7171
2340 | 7.25 | 1 | 365 | 8.2944 | 0.61422 | 8 | 0.90862
1999 | 5.5 | 1 | 365 | 6.2923 | 0.60389 | 6 | 0.8962
698 | 6 | 1 | 365 | 6.8643 | 0.7497 | 7 | 0.61403
971 | 6.25 | 1 | 365 | 7.1504 | 0.3226 | 7 | 0.47295
1345 | 8.1 | 1 | 365 | 9.2669 | 0.56209 | 9 | 0.82894
3555 | 5.25 | 1 | 365 | 6.0063 | 0.030984 | 6 | 0.037278
1387 | 4.25 | 1 | 365 | 4.8622 | 0.73937 | 5 | 0.60161
3554 | 7.37 | 1 | 365 | 8.4317 | 0.88921 | 9 | 0.3209
1618 | 6.25 | 1 | 365 | 7.1504 | 0.3226 | 7 | 0.47295
733 | 5.25 | 1 | 365 | 6.0063 | 0.030984 | 6 | 0.037278
4944 | 5.5 | 1 | 365 | 6.2923 | 0.60389 | 6 | 0.8962
1699 | 8.5 | 1 | 365 | 9.7245 | 0.47874 | 10 | 0.20321
4468 | 8.5 | 1 | 365 | 9.7245 | 0.47874 | 10 | 0.20321
16258 | 9.5 | 1 | 365 | 10.8685 | 0.77035 | 11 | 0.63888
3323 | 11.505 | 1 | 365 | 13.1624 | 0.36504 | 13 | 0.52741
3640 | 3.315 | 1 | 365 | 3.7925 | 0.59671 | 4 | 0.38925
4437 | 9 | 1 | 365 | 10.2965 | 0.62454 | 10 | 0.92105
6181 | 6.37 | 1 | 365 | 7.2876 | 0.59759 | 7 | 0.88523
3209 | 5.94 | 1 | 365 | 6.7957 | 0.6122 | 7 | 0.40789
1858 | 5.5 | 1 | 365 | 6.2923 | 0.60389 | 6 | 0.8962
3215 | 7.29 | 1 | 365 | 8.3402 | 0.70588 | 9 | 0.046049
4077 | 4.16 | 1 | 365 | 4.7593 | 0.53312 | 5 | 0.2924
2186 | 6.5 | 1 | 365 | 7.4364 | 0.8955 | 8 | 0.33187
3601 | 8.32 | 1 | 365 | 9.5185 | 0.066245 | 9 | 0.58479
5440 | 6.12 | 1 | 365 | 7.0016 | 0.02469 | 7 | 0.026313
3427 | 3 | 1 | 365 | 3.4322 | 0.87485 | 4 | 0.30702
11782 | 6.48 | 1 | 365 | 7.4135 | 0.84967 | 8 | 0.26315
2690 | 3.5 | 1 | 365 | 4.0042 | 0.020656 | 4 | 0.024852
1488 | 6 | 1 | 365 | 6.8643 | 0.7497 | 7 | 0.61403
3442 | 6.03 | 1 | 365 | 6.8987 | 0.81844 | 7 | 0.7171
6566 | 7.035 | 1 | 365 | 8.0484 | 0.12152 | 8 | 0.16995
20530 | 11.45 | 1 | 365 | 13.0994 | 0.239 | 13 | 0.33844
6173 | 6.12 | 1 | 365 | 7.0016 | 0.02469 | 7 | 0.026313
6201 | 8 | 1 | 365 | 9.1524 | 0.33293 | 9 | 0.48538
6240 | 3.78 | 1 | 365 | 4.3245 | 0.66231 | 4 | 0.98684
1892 | 4.165 | 1 | 365 | 4.765 | 0.54458 | 5 | 0.30957
3172 | 3.35 | 1 | 365 | 3.8326 | 0.67691 | 4 | 0.5095
642 | 7.25 | 1 | 365 | 8.2944 | 0.61422 | 8 | 0.90862
901 | 8.25 | 1 | 365 | 9.4385 | 0.90583 | 10 | 0.34429
6375 | 5.4 | 1 | 365 | 6.1779 | 0.37473 | 6 | 0.55263
4955 | 6.63 | 1 | 365 | 7.5851 | 0.19341 | 7 | 0.77851
7862 | 6.63 | 1 | 365 | 7.5851 | 0.19341 | 7 | 0.77851
3198 | 4.845 | 1 | 365 | 5.543 | 0.10288 | 5 | 0.64583
1260 | 5 | 1 | 365 | 5.7203 | 0.45808 | 6 | 0.17836
1864 | 3.685 | 1 | 365 | 4.2158 | 0.4446 | 4 | 0.66045
3203 | 4.02 | 1 | 365 | 4.5991 | 0.2123 | 4 | 0.8114
764 | 3.75 | 1 | 365 | 4.2902 | 0.59356 | 4 | 0.88377
1867 | 5.695 | 1 | 365 | 6.5154 | 0.050753 | 6 | 0.56615
1764 | 5.88 | 1 | 365 | 6.727 | 0.4747 | 7 | 0.20175
763 | 3.25 | 1 | 365 | 3.7182 | 0.44775 | 4 | 0.16593
622 | 4.75 | 1 | 365 | 5.4343 | 0.88518 | 6 | 0.31944
3248 | 8.7 | 1 | 365 | 9.9533 | 0.93706 | 10 | 0.89035
1847 | 5 | 1 | 365 | 5.7203 | 0.45808 | 6 | 0.17836
588 | 2.5 | 1 | 365 | 2.8601 | 0.72904 | 3 | 0.58918
6500 | 6 | 1 | 365 | 6.8643 | 0.7497 | 7 | 0.61403
606 | 4.75 | 1 | 365 | 5.4343 | 0.88518 | 6 | 0.31944
6217 | 8.75 | 1 | 365 | 10.0105 | 0.05164 | 10 | 0.06213
6241 | 5.4 | 1 | 365 | 6.1779 | 0.37473 | 6 | 0.55263
1385 | 7.29 | 1 | 365 | 8.3402 | 0.70588 | 9 | 0.046049
1549 | 4.75 | 1 | 365 | 5.4343 | 0.88518 | 6 | 0.31944
1378 | 7.35 | 1 | 365 | 8.4088 | 0.84338 | 9 | 0.25219
6248 | 9.99 | 1 | 365 | 11.4291 | 0.89324 | 12 | 0.32236
1637 | 5 | 1 | 365 | 5.7203 | 0.45808 | 6 | 0.17836
3123 | 7.5 | 1 | 365 | 8.5804 | 0.18712 | 8 | 0.76754
1432 | 9.945 | 1 | 365 | 11.3776 | 0.79012 | 12 | 0.16776
691 | 3.75 | 1 | 365 | 4.2902 | 0.59356 | 4 | 0.88377
957 | 4 | 1 | 365 | 4.5762 | 0.16646 | 4 | 0.74269
1140 | 2.25 | 1 | 365 | 2.5741 | 0.15614 | 2 | 0.73026
2168 | 10.72 | 1 | 365 | 12.2643 | 0.56612 | 12 | 0.8304
3691 | 6.75 | 1 | 365 | 7.7224 | 0.46841 | 8 | 0.19079
4049 | 4.75 | 1 | 365 | 5.4343 | 0.88518 | 6 | 0.31944
340 | 4.5 | 1 | 365 | 5.1483 | 0.31227 | 5 | 0.46052
6138 | 8 | 1 | 365 | 9.1524 | 0.33293 | 9 | 0.48538
1946 | 8.96 | 1 | 365 | 10.2507 | 0.53288 | 10 | 0.78362
3246 | 8.04 | 1 | 365 | 9.1982 | 0.42459 | 9 | 0.6228
886 | 7.848 | 1 | 365 | 8.9786 | 0.9846 | 9 | 0.96315
699 | 11 | 1 | 365 | 12.5846 | 0.20778 | 12 | 0.79239
1790 | 3.685 | 1 | 365 | 4.2158 | 0.4446 | 4 | 0.66045
4084 | 2.5 | 1 | 365 | 2.8601 | 0.72904 | 3 | 0.58918
3161 | 5.1 | 1 | 365 | 5.8347 | 0.68724 | 6 | 0.52193
4065 | 9.075 | 1 | 365 | 10.3823 | 0.79642 | 11 | 0.17872
2356 | 5.94 | 1 | 365 | 6.7957 | 0.6122 | 7 | 0.40789
1936 | 10.75 | 1 | 365 | 12.2986 | 0.63487 | 12 | 0.93347
1911 | 8.745 | 1 | 365 | 10.0048 | 0.040182 | 10 | 0.044952
6103 | 3.35 | 1 | 365 | 3.8326 | 0.67691 | 4 | 0.5095
2886 | 9.12 | 1 | 365 | 10.4338 | 0.89954 | 11 | 0.33333
700 | 5.25 | 1 | 365 | 6.0063 | 0.030984 | 6 | 0.037278
3031 | 4.25 | 1 | 365 | 4.8622 | 0.73937 | 5 | 0.60161
2074 | 6.25 | 1 | 365 | 7.1504 | 0.3226 | 7 | 0.47295
1837 | 5.36 | 1 | 365 | 6.1321 | 0.28306 | 6 | 0.4152
3919 | 4.02 | 1 | 365 | 4.5991 | 0.2123 | 4 | 0.8114
6426 | 9.75 | 1 | 365 | 11.1545 | 0.34326 | 11 | 0.4978
6421 | 9.18 | 1 | 365 | 10.5024 | 0.037035 | 10 | 0.53947
6148 | 5.75 | 1 | 365 | 6.5783 | 0.17679 | 6 | 0.75511
693 | 4.5 | 1 | 365 | 5.1483 | 0.31227 | 5 | 0.46052
4590 | 4.25 | 1 | 365 | 4.8622 | 0.73937 | 5 | 0.60161
2884 | 3 | 1 | 365 | 3.4322 | 0.87485 | 4 | 0.30702
3743 | 10.2 | 1 | 365 | 11.6694 | 0.37448 | 12 | 0.043854
1115 | 11.25 | 1 | 365 | 12.8706 | 0.78068 | 13 | 0.65131
16865 | 5.025 | 1 | 365 | 5.7489 | 0.51537 | 6 | 0.26425
765 | 7 | 1 | 365 | 8.0084 | 0.041312 | 8 | 0.049704
4180 | 4.95 | 1 | 365 | 5.6631 | 0.3435 | 6 | 0.0065764
1379 | 9 | 1 | 365 | 10.2965 | 0.62454 | 10 | 0.92105
4018 | 5.7 | 1 | 365 | 6.5211 | 0.062211 | 6 | 0.58333
52668 | 8.28 | 1 | 365 | 9.4728 | 0.97458 | 10 | 0.44736
651 | 5.25 | 1 | 365 | 6.0063 | 0.030984 | 6 | 0.037278
5337 | 9.72 | 1 | 365 | 11.1202 | 0.27451 | 11 | 0.39473
3150 | 10 | 1 | 365 | 11.4406 | 0.91616 | 12 | 0.35672
2020 | 4.5 | 1 | 365 | 5.1483 | 0.31227 | 5 | 0.46052
1118 | 11 | 1 | 365 | 12.5846 | 0.20778 | 12 | 0.79239
1614 | 8 | 1 | 365 | 9.1524 | 0.33293 | 9 | 0.48538
7915 | 7.5 | 1 | 365 | 8.5804 | 0.18712 | 8 | 0.76754
988 | 3.5 | 1 | 365 | 4.0042 | 0.020656 | 4 | 0.024852
2685 | 7 | 1 | 365 | 8.0084 | 0.041312 | 8 | 0.049704
10962 | 9.75 | 1 | 365 | 11.1545 | 0.34326 | 11 | 0.4978
4107 | 5.4 | 1 | 365 | 6.1779 | 0.37473 | 6 | 0.55263
2447 | 6.6 | 1 | 365 | 7.5508 | 0.12467 | 7 | 0.67544
1519 | 4.77 | 1 | 365 | 5.4571 | 0.93101 | 6 | 0.38816
7839 | 4 | 1 | 365 | 4.5762 | 0.16646 | 4 | 0.74269
8423 | 9.25 | 1 | 365 | 10.5825 | 0.19745 | 10 | 0.77997
2078 | 7.194 | 1 | 365 | 8.2303 | 0.48589 | 8 | 0.71622
5689 | 5.1 | 1 | 365 | 5.8347 | 0.68724 | 6 | 0.52193
2725 | 6.6 | 1 | 365 | 7.5508 | 0.12467 | 7 | 0.67544
2069 | 3.924 | 1 | 365 | 4.4893 | 0.9923 | 5 | 0.48158
2218 | 9.5 | 1 | 365 | 10.8685 | 0.77035 | 11 | 0.63888
2523 | 8 | 1 | 365 | 9.1524 | 0.33293 | 9 | 0.48538
1109 | 7.67 | 1 | 365 | 8.7749 | 0.57669 | 9 | 0.3516
7800 | 3.75 | 1 | 365 | 4.2902 | 0.59356 | 4 | 0.88377
3817 | 7 | 1 | 365 | 8.0084 | 0.041312 | 8 | 0.049704
3693 | 6.9 | 1 | 365 | 7.894 | 0.81215 | 8 | 0.70614
3204 | 4.165 | 1 | 365 | 4.765 | 0.54458 | 5 | 0.30957
3926 | 12.15 | 1 | 365 | 13.9003 | 0.84313 | 14 | 0.74341
16563 | 5.83 | 1 | 365 | 6.6698 | 0.36012 | 7 | 0.029968
3233 | 11.5 | 1 | 365 | 13.1566 | 0.35358 | 13 | 0.51023
4442 | 6 | 1 | 365 | 6.8643 | 0.7497 | 7 | 0.61403
4636 | 4.2 | 1 | 365 | 4.805 | 0.62479 | 5 | 0.42982
2623 | 8.8 | 1 | 365 | 10.0677 | 0.16622 | 10 | 0.23391
2786 | 10.2 | 1 | 365 | 11.6694 | 0.37448 | 12 | 0.043854
3726 | 7 | 1 | 365 | 8.0084 | 0.041312 | 8 | 0.049704
4151 | 8.84 | 1 | 365 | 10.1135 | 0.25789 | 10 | 0.37134
8924 | 3.5 | 1 | 365 | 4.0042 | 0.020656 | 4 | 0.024852
52670 | 5.79 | 1 | 365 | 6.6241 | 0.26846 | 6 | 0.89254
4935 | 5.98 | 1 | 365 | 6.8415 | 0.70386 | 7 | 0.54532
2344 | 5.46 | 1 | 365 | 6.2465 | 0.51222 | 6 | 0.75877
3929 | 11.22 | 1 | 365 | 12.8363 | 0.71193 | 13 | 0.54824
2208 | 6 | 1 | 365 | 6.8643 | 0.7497 | 7 | 0.61403
1776 | 6.86 | 1 | 365 | 7.8482 | 0.72049 | 8 | 0.56871
2224 | 7.5 | 1 | 365 | 8.5804 | 0.18712 | 8 | 0.76754
7854 | 5.5 | 1 | 365 | 6.2923 | 0.60389 | 6 | 0.8962
1587 | 4.77 | 1 | 365 | 5.4571 | 0.93101 | 6 | 0.38816
10088 | 5.025 | 1 | 365 | 5.7489 | 0.51537 | 6 | 0.26425
3099 | 8.71 | 1 | 365 | 9.9647 | 0.95998 | 10 | 0.9247
1746 | 6.25 | 1 | 365 | 7.1504 | 0.3226 | 7 | 0.47295
4204 | 4.505 | 1 | 365 | 5.154 | 0.32373 | 5 | 0.4777
1536 | 5.52 | 1 | 365 | 6.3152 | 0.64972 | 6 | 0.96491
3846 | 5.145 | 1 | 365 | 5.8862 | 0.79036 | 6 | 0.67653
1724 | 6 | 1 | 365 | 6.8643 | 0.7497 | 7 | 0.61403
2040 | 6.16 | 1 | 365 | 7.0474 | 0.11635 | 7 | 0.16374
2166 | 11.725 | 1 | 365 | 13.4141 | 0.8692 | 14 | 0.28325
20753 | 5.6 | 1 | 365 | 6.4067 | 0.83305 | 7 | 0.23976
2726 | 4.578 | 1 | 365 | 5.2375 | 0.49102 | 5 | 0.72851
4118 | 4 | 1 | 365 | 4.5762 | 0.16646 | 4 | 0.74269
6284 | 5.4 | 1 | 365 | 6.1779 | 0.37473 | 6 | 0.55263
3780 | 2.5 | 1 | 365 | 2.8601 | 0.72904 | 3 | 0.58918
4187 | 5.415 | 1 | 365 | 6.1951 | 0.4091 | 6 | 0.60416
856 | 5.5 | 1 | 365 | 6.2923 | 0.60389 | 6 | 0.8962
3688 | 5.145 | 1 | 365 | 5.8862 | 0.79036 | 6 | 0.67653
6168 | 8.1 | 1 | 365 | 9.2669 | 0.56209 | 9 | 0.82894
1915 | 4 | 1 | 365 | 4.5762 | 0.16646 | 4 | 0.74269
6428 | 10 | 1 | 365 | 11.4406 | 0.91616 | 12 | 0.35672
4390 | 7.035 | 1 | 365 | 8.0484 | 0.12152 | 8 | 0.16995
3954 | 5.225 | 1 | 365 | 5.9777 | 0.97369 | 6 | 0.95139
5508 | 2.2 | 1 | 365 | 2.5169 | 0.041555 | 2 | 0.55848
1895 | 5.6 | 1 | 365 | 6.4067 | 0.83305 | 7 | 0.23976
6319 | 7.56 | 1 | 365 | 8.6491 | 0.32462 | 8 | 0.97368
2033 | 7.5 | 1 | 365 | 8.5804 | 0.18712 | 8 | 0.76754
1916 | 5.72 | 1 | 365 | 6.544 | 0.10804 | 6 | 0.65204
2824 | 6.03 | 1 | 365 | 6.8987 | 0.81844 | 7 | 0.7171
3095 | 6.75 | 1 | 365 | 7.7224 | 0.46841 | 8 | 0.19079
3952 | 8.25 | 1 | 365 | 9.4385 | 0.90583 | 10 | 0.34429
1774 | 4.02 | 1 | 365 | 4.5991 | 0.2123 | 4 | 0.8114
1616 | 5.25 | 1 | 365 | 6.0063 | 0.030984 | 6 | 0.037278
3642 | 11 | 1 | 365 | 12.5846 | 0.20778 | 12 | 0.79239
4208 | 6.6 | 1 | 365 | 7.5508 | 0.12467 | 7 | 0.67544
4402 | 4.675 | 1 | 365 | 5.3485 | 0.7133 | 6 | 0.061767
2393 | 5.25 | 1 | 365 | 6.0063 | 0.030984 | 6 | 0.037278
6199 | 4.05 | 1 | 365 | 4.6334 | 0.28104 | 4 | 0.91447
2645 | 14 | 1 | 365 | 16.0168 | 0.082624 | 16 | 0.099408
3169 | 3.685 | 1 | 365 | 4.2158 | 0.4446 | 4 | 0.66045
6713 | 4.69 | 1 | 365 | 5.3656 | 0.74768 | 6 | 0.1133
6232 | 6.21 | 1 | 365 | 7.1046 | 0.23094 | 7 | 0.33552
3270 | 6 | 1 | 365 | 6.8643 | 0.7497 | 7 | 0.61403
5041 | 4.02 | 1 | 365 | 4.5991 | 0.2123 | 4 | 0.8114
1852 | 2.25 | 1 | 365 | 2.5741 | 0.15614 | 2 | 0.73026
2389 | 6.5 | 1 | 365 | 7.4364 | 0.8955 | 8 | 0.33187
4876 | 3.5 | 1 | 365 | 4.0042 | 0.020656 | 4 | 0.024852
5046 | 2.94 | 1 | 365 | 3.3635 | 0.73735 | 4 | 0.10088
4054 | 5.25 | 1 | 365 | 6.0063 | 0.030984 | 6 | 0.037278
3444 | 7.105 | 1 | 365 | 8.1285 | 0.28193 | 8 | 0.41045
6463 | 5 | 1 | 365 | 5.7203 | 0.45808 | 6 | 0.17836
12204 | 5.1 | 1 | 365 | 5.8347 | 0.68724 | 6 | 0.52193
3538 | 4.41 | 1 | 365 | 5.0453 | 0.10603 | 5 | 0.15131
2787 | 8.829 | 1 | 365 | 10.1009 | 0.23268 | 10 | 0.33355
4665 | 6.03 | 1 | 365 | 6.8987 | 0.81844 | 7 | 0.7171
4659 | 6.5 | 1 | 365 | 7.4364 | 0.8955 | 8 | 0.33187
1836 | 4.83 | 1 | 365 | 5.5258 | 0.068505 | 5 | 0.5943
3429 | 3.35 | 1 | 365 | 3.8326 | 0.67691 | 4 | 0.5095
1322 | 5.75 | 1 | 365 | 6.5783 | 0.17679 | 6 | 0.75511
2592 | 9 | 1 | 365 | 10.2965 | 0.62454 | 10 | 0.92105
1342 | 7 | 1 | 365 | 8.0084 | 0.041312 | 8 | 0.049704
3113 | 4.2 | 1 | 365 | 4.805 | 0.62479 | 5 | 0.42982
1861 | 5.5 | 1 | 365 | 6.2923 | 0.60389 | 6 | 0.8962
2584 | 6.75 | 1 | 365 | 7.7224 | 0.46841 | 8 | 0.19079
3591 | 4.25 | 1 | 365 | 4.8622 | 0.73937 | 5 | 0.60161
3537 | 3.3 | 1 | 365 | 3.7754 | 0.56233 | 4 | 0.33772
26882 | 7.75 | 1 | 365 | 8.8664 | 0.76002 | 9 | 0.62646
2537 | 6.5 | 1 | 365 | 7.4364 | 0.8955 | 8 | 0.33187
1800 | 4.02 | 1 | 365 | 4.5991 | 0.2123 | 4 | 0.8114
4293 | 11 | 1 | 365 | 12.5846 | 0.20778 | 12 | 0.79239
4225 | 5.2 | 1 | 365 | 5.9491 | 0.9164 | 6 | 0.86549
1581 | 4 | 1 | 365 | 4.5762 | 0.16646 | 4 | 0.74269
10391 | 5.4 | 1 | 365 | 6.1779 | 0.37473 | 6 | 0.55263
1429 | 6.885 | 1 | 365 | 7.8768 | 0.77778 | 8 | 0.6546
12262 | 5.1 | 1 | 365 | 5.8347 | 0.68724 | 6 | 0.52193
6552 | 7.42 | 1 | 365 | 8.4889 | 0.0037907 | 8 | 0.49269
1338 | 5 | 1 | 365 | 5.7203 | 0.45808 | 6 | 0.17836
4013 | 10.25 | 1 | 365 | 11.7266 | 0.48906 | 12 | 0.21564
2036 | 8.525 | 1 | 365 | 9.7531 | 0.53603 | 10 | 0.2891
4461 | 7.5 | 1 | 365 | 8.5804 | 0.18712 | 8 | 0.76754
2372 | 5 | 1 | 365 | 5.7203 | 0.45808 | 6 | 0.17836
2298 | 7.5 | 1 | 365 | 8.5804 | 0.18712 | 8 | 0.76754
22077 | 6.03 | 1 | 365 | 6.8987 | 0.89978 | 7 | 0.79844
2145 | 3 | 1 | 365 | 3.4322 | 0.87485 | 4 | 0.30702
2281 | 8.5 | 1 | 365 | 9.7245 | 0.47874 | 10 | 0.20321
3666 | 3.5 | 1 | 365 | 4.0042 | 0.020656 | 4 | 0.024852
6322 | 3.685 | 1 | 365 | 4.2158 | 0.4446 | 4 | 0.66045
3451 | 4.165 | 1 | 365 | 4.765 | 0.54458 | 5 | 0.30957
3792 | 2 | 1 | 365 | 2.2881 | 0.58323 | 2 | 0.87134
7257 | 3.25 | 1 | 365 | 3.7182 | 0.44775 | 4 | 0.16593
6383 | 8.64 | 1 | 365 | 9.8846 | 0.79956 | 10 | 0.68421
3915 | 3.06 | 1 | 365 | 3.5008 | 0.012345 | 3 | 0.51316
2248 | 7 | 1 | 365 | 8.0084 | 0.041312 | 8 | 0.049704
3447 | 5 | 1 | 365 | 5.7203 | 0.45808 | 6 | 0.17836
3544 | 5.1 | 1 | 365 | 5.8347 | 0.68724 | 6 | 0.52193
4139 | 4.9 | 1 | 365 | 5.6059 | 0.22892 | 5 | 0.83479
11886 | 5 | 1 | 365 | 5.7203 | 0.45808 | 6 | 0.17836
4090 | 2.94 | 1 | 365 | 3.3635 | 0.73735 | 4 | 0.10088
6750 | 6 | 1 | 365 | 6.8643 | 0.7497 | 7 | 0.61403
3042 | 3 | 1 | 365 | 3.4322 | 0.87485 | 4 | 0.30702
3179 | 5.025 | 1 | 365 | 5.7489 | 0.51537 | 6 | 0.26425
6367 | 13.25 | 1 | 365 | 15.1587 | 0.36391 | 15 | 0.52265
8072 | 7.56 | 1 | 365 | 8.6491 | 0.32462 | 8 | 0.97368
6260 | 8.91 | 1 | 365 | 10.1935 | 0.4183 | 10 | 0.61184
3922 | 5.36 | 1 | 365 | 6.1321 | 0.28306 | 6 | 0.4152
2586 | 12 | 1 | 365 | 13.7287 | 0.49939 | 14 | 0.22806
1304 | 5.25 | 1 | 365 | 6.0063 | 0.030984 | 6 | 0.037278
4181 | 6.6 | 1 | 365 | 7.5508 | 0.12467 | 7 | 0.67544
853 | 4.5 | 1 | 365 | 5.1483 | 0.31227 | 5 | 0.46052
8054 | 4 | 1 | 365 | 4.5762 | 0.16646 | 4 | 0.74269
5492 | 4.25 | 1 | 365 | 4.8622 | 0.73937 | 5 | 0.60161
4703 | 3.35 | 1 | 365 | 3.8326 | 0.67691 | 4 | 0.5095
4388 | 4.41 | 1 | 365 | 5.0453 | 0.10603 | 5 | 0.15131
6135 | 6.75 | 1 | 365 | 7.7224 | 0.46841 | 8 | 0.19079
3393 | 8 | 1 | 365 | 9.1524 | 0.33293 | 9 | 0.48538
2134 | 5.5 | 1 | 365 | 6.2923 | 0.60389 | 6 | 0.8962
2397 | 5.75 | 1 | 365 | 6.5783 | 0.17679 | 6 | 0.75511
3352 | 10.5 | 1 | 365 | 12.0126 | 0.061968 | 12 | 0.074556
2853 | 9.8 | 1 | 365 | 11.2117 | 0.45784 | 11 | 0.66959
6355 | 4.86 | 1 | 365 | 5.5601 | 0.13725 | 5 | 0.69737
2851 | 9.805 | 1 | 365 | 11.2175 | 0.46929 | 11 | 0.68676
2401 | 3 | 1 | 365 | 3.4322 | 0.87485 | 4 | 0.30702
3387 | 4.02 | 1 | 365 | 4.5991 | 0.2123 | 4 | 0.8114
3111 | 5.695 | 1 | 365 | 6.5154 | 0.050753 | 6 | 0.56615
1754 | 5.25 | 1 | 365 | 6.0063 | 0.030984 | 6 | 0.037278
3599 | 5.25 | 1 | 365 | 6.0063 | 0.030984 | 6 | 0.037278
2962 | 8.04 | 1 | 365 | 9.1982 | 0.42459 | 9 | 0.6228
3100 | 4.02 | 1 | 365 | 4.5991 | 0.2123 | 4 | 0.8114
3426 | 8.575 | 1 | 365 | 9.8103 | 0.65061 | 10 | 0.46089
1793 | 6.5 | 1 | 365 | 7.4364 | 0.8955 | 8 | 0.33187
6331 | 4.32 | 1 | 365 | 4.9423 | 0.89978 | 5 | 0.8421
1891 | 6.03 | 1 | 365 | 6.8987 | 0.81844 | 7 | 0.7171
2858 | 5.36 | 1 | 365 | 6.1321 | 0.28306 | 6 | 0.4152
1961 | 13.734 | 1 | 365 | 15.7125 | 0.47305 | 16 | 0.18552
2856 | 4.8 | 1 | 365 | 5.4915 | 0.99976 | 6 | 0.49123
4791 | 4.14 | 1 | 365 | 4.7364 | 0.48729 | 5 | 0.22368
10145 | 5.025 | 1 | 365 | 5.7489 | 0.51537 | 6 | 0.26425
2263 | 6.89 | 1 | 365 | 7.8825 | 0.78923 | 8 | 0.67178
2627 | 7.975 | 1 | 365 | 9.1238 | 0.27564 | 9 | 0.39948
3107 | 6.125 | 1 | 365 | 7.0073 | 0.036148 | 7 | 0.043491
4492 | 5.5 | 1 | 365 | 6.2923 | 0.60389 | 6 | 0.8962
2308 | 6.6 | 1 | 365 | 7.5508 | 0.12467 | 7 | 0.67544
14322 | 7.65 | 1 | 365 | 8.752 | 0.53086 | 9 | 0.28289
2705 | 12.42 | 1 | 365 | 14.2092 | 0.46187 | 14 | 0.67105
12176 | 2 | 1 | 365 | 2.2881 | 0.58323 | 2 | 0.87134
4207 | 5.3 | 1 | 365 | 6.0635 | 0.14556 | 6 | 0.20906
3311 | 4.355 | 1 | 365 | 4.9824 | 0.97999 | 5 | 0.96235
1889 | 4.9 | 1 | 365 | 5.6059 | 0.22892 | 5 | 0.83479
3410 | 11.76 | 1 | 365 | 13.4541 | 0.9494 | 14 | 0.4035
6746 | 4.41 | 1 | 365 | 5.0453 | 0.10603 | 5 | 0.15131
1446 | 5.1 | 1 | 365 | 5.8347 | 0.68724 | 6 | 0.52193
2796 | 7.25 | 1 | 365 | 8.2944 | 0.61422 | 8 | 0.90862
4933 | 9.36 | 1 | 365 | 10.7084 | 0.44953 | 11 | 0.15789
2987 | 10 | 1 | 365 | 11.4406 | 0.91616 | 12 | 0.35672
1747 | 6.25 | 1 | 365 | 7.1504 | 0.3226 | 7 | 0.47295
1743 | 5 | 1 | 365 | 5.7203 | 0.45808 | 6 | 0.17836
2661 | 4.25 | 1 | 365 | 4.8622 | 0.73937 | 5 | 0.60161
10957 | 10.92 | 1 | 365 | 12.4931 | 0.024447 | 12 | 0.51754
2777 | 8.25 | 1 | 365 | 9.4385 | 0.90583 | 10 | 0.34429
5935 | 3.25 | 1 | 365 | 3.7182 | 0.44775 | 4 | 0.16593
2245 | 7.75 | 1 | 365 | 8.8664 | 0.76002 | 9 | 0.62646
3118 | 4.25 | 1 | 365 | 4.8622 | 0.73937 | 5 | 0.60161
10303 | 6 | 1 | 365 | 6.8643 | 0.7497 | 7 | 0.61403
2489 | 3.5 | 1 | 365 | 4.0042 | 0.020656 | 4 | 0.024852
3923 | 6.7 | 1 | 365 | 7.6652 | 0.35383 | 8 | 0.019002
1783 | 5.88 | 1 | 365 | 6.727 | 0.4747 | 7 | 0.20175
6256 | 6.48 | 1 | 365 | 7.4135 | 0.84967 | 8 | 0.26315
4752 | 6.5 | 1 | 365 | 7.4364 | 0.8955 | 8 | 0.33187
1778 | 9.555 | 1 | 365 | 10.9315 | 0.89639 | 11 | 0.82785
2910 | 5.25 | 1 | 365 | 6.0063 | 0.030984 | 6 | 0.037278
3606 | 4.25 | 1 | 365 | 4.8622 | 0.73937 | 5 | 0.60161
859 | 2 | 1 | 365 | 2.2881 | 0.58323 | 2 | 0.87134
6264 | 5.355 | 1 | 365 | 6.1264 | 0.2716 | 6 | 0.39802
2820 | 6.5 | 1 | 365 | 7.4364 | 0.8955 | 8 | 0.33187
11447 | 9.945 | 1 | 365 | 11.3776 | 0.79012 | 12 | 0.16776
6250 | 9.99 | 1 | 365 | 11.4291 | 0.89324 | 12 | 0.32236
10463 | 4.5 | 1 | 365 | 5.1483 | 0.31227 | 5 | 0.46052
2555 | 6.25 | 1 | 365 | 7.1504 | 0.3226 | 7 | 0.47295
4014 | 5.025 | 1 | 365 | 5.7489 | 0.51537 | 6 | 0.26425
11413 | 9.52 | 1 | 365 | 10.8914 | 0.81618 | 11 | 0.7076
6169 | 4.86 | 1 | 365 | 5.5601 | 0.13725 | 5 | 0.69737
2710 | 9.5 | 1 | 365 | 10.8685 | 0.77035 | 11 | 0.63888
2985 | 3.75 | 1 | 365 | 4.2902 | 0.59356 | 4 | 0.88377
4952 | 7.5 | 1 | 365 | 8.5804 | 0.18712 | 8 | 0.76754
5069 | 5.886 | 1 | 365 | 6.7339 | 0.48845 | 7 | 0.22237
2849 | 8 | 1 | 365 | 9.1524 | 0.33293 | 9 | 0.48538
1968 | 2.6 | 1 | 365 | 2.9745 | 0.9582 | 3 | 0.93275
1434 | 6.12 | 1 | 365 | 7.0016 | 0.02469 | 7 | 0.026313
4455 | 5.5 | 1 | 365 | 6.2923 | 0.60389 | 6 | 0.8962
1646 | 5.61 | 1 | 365 | 6.4182 | 0.85597 | 7 | 0.27412
1427 | 7.75 | 1 | 365 | 8.8664 | 0.76002 | 9 | 0.62646
3918 | 6.21 | 1 | 365 | 7.1046 | 0.23094 | 7 | 0.33552
6456 | 8.97 | 1 | 365 | 10.2622 | 0.5558 | 10 | 0.81798
1084 | 6.5 | 1 | 365 | 7.4364 | 0.8955 | 8 | 0.33187
4302 | 6.49 | 1 | 365 | 7.4249 | 0.87259 | 8 | 0.29751
1269 | 12.24 | 1 | 365 | 14.0032 | 0.04938 | 14 | 0.052625
2136 | 2.75 | 1 | 365 | 3.1462 | 0.30194 | 3 | 0.4481
1243 | 5 | 1 | 365 | 5.7203 | 0.45808 | 6 | 0.17836
1258 | 9.75 | 1 | 365 | 11.1545 | 0.34326 | 11 | 0.4978
2057 | 6.25 | 1 | 365 | 7.1504 | 0.3226 | 7 | 0.47295
6147 | 8.91 | 1 | 365 | 10.1935 | 0.4183 | 10 | 0.61184
3348 | 12.5 | 1 | 365 | 14.3007 | 0.6452 | 14 | 0.9459
1314 | 8.415 | 1 | 365 | 9.6272 | 0.28395 | 9 | 0.91118
2978 | 6.6 | 1 | 365 | 7.5508 | 0.12467 | 7 | 0.67544
2016 | 6.48 | 1 | 365 | 7.4135 | 0.84967 | 8 | 0.26315
4277 | 7.5 | 1 | 365 | 8.5804 | 0.18712 | 8 | 0.76754
1352 | 14.74 | 1 | 365 | 16.8634 | 0.77842 | 17 | 0.64181
3332 | 12.9 | 1 | 365 | 14.7583 | 0.56185 | 15 | 0.32017
3056 | 9.555 | 1 | 365 | 10.9315 | 0.89639 | 11 | 0.82785
2180 | 7.5 | 1 | 365 | 8.5804 | 0.18712 | 8 | 0.76754
3239 | 5.4 | 1 | 365 | 6.1779 | 0.37473 | 6 | 0.55263
2629 | 12.42 | 1 | 365 | 14.2092 | 0.46187 | 14 | 0.67105
2264 | 4.5 | 1 | 365 | 5.1483 | 0.31227 | 5 | 0.46052
2889 | 5.145 | 1 | 365 | 5.8862 | 0.79036 | 6 | 0.67653
4348 | 6.5 | 1 | 365 | 7.4364 | 0.8955 | 8 | 0.33187
2082 | 5.25 | 1 | 365 | 6.0063 | 0.030984 | 6 | 0.037278
857 | 9.25 | 1 | 365 | 10.5825 | 0.19745 | 10 | 0.77997
2299 | 7.15 | 1 | 365 | 8.18 | 0.38505 | 8 | 0.56505
883 | 11.04 | 1 | 365 | 12.6304 | 0.29944 | 12 | 0.92982
2470 | 9.24 | 1 | 365 | 10.5711 | 0.17453 | 10 | 0.74561
4083 | 6 | 1 | 365 | 6.8643 | 0.7497 | 7 | 0.61403
9667 | 3.35 | 1 | 365 | 3.8326 | 0.67691 | 4 | 0.5095
1425 | 7.5 | 1 | 365 | 8.5804 | 0.18712 | 8 | 0.76754
19871 | 13.8 | 1 | 365 | 15.788 | 0.6243 | 16 | 0.41227
2009 | 7.75 | 1 | 365 | 8.8664 | 0.76002 | 9 | 0.62646
4612 | 6.75 | 1 | 365 | 7.7224 | 0.46841 | 8 | 0.19079
5621 | 8.04 | 1 | 365 | 9.1982 | 0.42459 | 9 | 0.6228
858 | 6.5 | 1 | 365 | 7.4364 | 0.8955 | 8 | 0.33187
48823 | 6.5 | 1 | 365 | 7.4364 | 0.39651 | 7 | 0.83287
2277 | 6.75 | 1 | 365 | 7.7224 | 0.46841 | 8 | 0.19079
32844 | 6.16 | 1 | 365 | 7.0474 | 0.11635 | 7 | 0.16374
1771 | 6.7 | 1 | 365 | 7.6652 | 0.35383 | 8 | 0.019002
37556 | 5.025 | 1 | 365 | 5.7489 | 0.51537 | 6 | 0.26425
3874 | 9 | 1 | 365 | 10.2965 | 0.62454 | 10 | 0.92105
8404 | 9 | 1 | 365 | 10.2965 | 0.62454 | 10 | 0.92105
5997 | 6.21 | 1 | 365 | 7.1046 | 0.23094 | 7 | 0.33552
2304 | 6.36 | 1 | 365 | 7.2762 | 0.57468 | 7 | 0.85087
3646 | 6.72 | 1 | 365 | 7.6881 | 0.39966 | 8 | 0.087716
1824 | 3.445 | 1 | 365 | 3.9413 | 0.89462 | 4 | 0.83589
2399 | 9.5 | 1 | 365 | 10.8685 | 0.77035 | 11 | 0.63888
2101 | 5.32 | 1 | 365 | 6.0864 | 0.1914 | 6 | 0.27778
4041 | 7.02 | 1 | 365 | 8.0313 | 0.087144 | 8 | 0.11842
934 | 7 | 1 | 365 | 8.0084 | 0.041312 | 8 | 0.049704
4491 | 7.705 | 1 | 365 | 8.815 | 0.6569 | 9 | 0.47185
1819 | 14.85 | 1 | 365 | 16.9892 | 0.030498 | 17 | 0.019729
2169 | 10.53 | 1 | 365 | 12.0469 | 0.13072 | 12 | 0.17763
4930 | 9.72 | 1 | 365 | 11.1202 | 0.27451 | 11 | 0.39473
1735 | 7.2 | 1 | 365 | 8.2372 | 0.49964 | 8 | 0.73684
1310 | 7.56 | 1 | 365 | 8.6491 | 0.32462 | 8 | 0.97368
1443 | 9.045 | 1 | 365 | 10.348 | 0.72767 | 11 | 0.075653
1444 | 5 | 1 | 365 | 5.7203 | 0.45808 | 6 | 0.17836
1780 | 5.695 | 1 | 365 | 6.5154 | 0.050753 | 6 | 0.56615
3778 | 4 | 1 | 365 | 4.5762 | 0.16646 | 4 | 0.74269
5505 | 5.5 | 1 | 365 | 6.2923 | 0.60389 | 6 | 0.8962
1334 | 4.578 | 1 | 365 | 5.2375 | 0.49102 | 5 | 0.72851
1344 | 6.37 | 1 | 365 | 7.2876 | 0.59759 | 7 | 0.88523
2823 | 4.02 | 1 | 365 | 4.5991 | 0.2123 | 4 | 0.8114
1604 | 2.55 | 1 | 365 | 2.9173 | 0.84362 | 3 | 0.76096
4528 | 5.5 | 1 | 365 | 6.2923 | 0.60389 | 6 | 0.8962
1600 | 6.36 | 1 | 365 | 7.2762 | 0.57468 | 7 | 0.85087
855 | 6.25 | 1 | 365 | 7.1504 | 0.3226 | 7 | 0.47295
2039 | 5.22 | 1 | 365 | 5.972 | 0.96224 | 6 | 0.93421
6176 | 5 | 1 | 365 | 5.7203 | 0.45808 | 6 | 0.17836
4051 | 9 | 1 | 365 | 10.2965 | 0.62454 | 10 | 0.92105
2854 | 14.74 | 1 | 365 | 16.8634 | 0.77842 | 17 | 0.64181
3564 | 5 | 1 | 365 | 5.7203 | 0.45808 | 6 | 0.17836
3518 | 10 | 1 | 365 | 11.4406 | 0.91616 | 12 | 0.35672
3453 | 5.88 | 1 | 365 | 6.727 | 0.4747 | 7 | 0.20175
1063 | 3.25 | 1 | 365 | 3.7182 | 0.44775 | 4 | 0.16593
2595 | 7.59 | 1 | 365 | 8.6834 | 0.39337 | 9 | 0.07675
2817 | 11 | 1 | 365 | 12.5846 | 0.20778 | 12 | 0.79239
36647 | 5.13 | 1 | 365 | 5.869 | 0.75599 | 6 | 0.625
2626 | 7.98 | 1 | 365 | 9.1296 | 0.2871 | 9 | 0.41666
1100 | 4 | 1 | 365 | 4.5762 | 0.16646 | 4 | 0.74269
4177 | 5.5 | 1 | 365 | 6.2923 | 0.60389 | 6 | 0.8962
6245 | 7.56 | 1 | 365 | 8.6491 | 0.32462 | 8 | 0.97368
2261 | 6.6 | 1 | 365 | 7.5508 | 0.12467 | 7 | 0.67544
3317 | 2.04 | 1 | 365 | 2.3339 | 0.6749 | 3 | 0.0087709
4290 | 7.035 | 1 | 365 | 8.0484 | 0.12152 | 8 | 0.16995
2286 | 7.7 | 1 | 365 | 8.8092 | 0.64544 | 9 | 0.45467
5172 | 3.64 | 1 | 365 | 4.1644 | 0.34148 | 4 | 0.50585
2614 | 4.75 | 1 | 365 | 5.4343 | 0.88518 | 6 | 0.31944
20028 | 6.5 | 1 | 365 | 7.4364 | 0.8955 | 8 | 0.33187
3553 | 6.37 | 1 | 365 | 7.2876 | 0.59759 | 7 | 0.88523
1920 | 7 | 1 | 365 | 8.0084 | 0.041312 | 8 | 0.049704
2818 | 5.5 | 1 | 365 | 6.2923 | 0.60389 | 6 | 0.8962
1303 | 9.25 | 1 | 365 | 10.5825 | 0.19745 | 10 | 0.77997
2237 | 3.25 | 1 | 365 | 3.7182 | 0.44775 | 4 | 0.16593
15632 | 7.14 | 1 | 365 | 8.1686 | 0.36214 | 8 | 0.5307
10276 | 9.18 | 1 | 365 | 10.5024 | 0.037035 | 10 | 0.53947
6381 | 8.829 | 1 | 365 | 10.1009 | 0.23268 | 10 | 0.33355
6471 | 5.94 | 1 | 365 | 6.7957 | 0.6122 | 7 | 0.40789
4149 | 3.6 | 1 | 365 | 4.1186 | 0.24982 | 4 | 0.36842
5515 | 9.35 | 1 | 365 | 10.6969 | 0.42661 | 11 | 0.12353
5125 | 7.84 | 1 | 365 | 8.9694 | 0.96627 | 9 | 0.93567
2534 | 13.08 | 1 | 365 | 14.9643 | 0.97434 | 15 | 0.93859
3176 | 8.04 | 1 | 365 | 9.1982 | 0.42459 | 9 | 0.6228
2182 | 8.25 | 1 | 365 | 9.4385 | 0.90583 | 10 | 0.34429
4898 | 6.25 | 1 | 365 | 7.1504 | 0.3226 | 7 | 0.47295
4556 | 5 | 1 | 365 | 5.7203 | 0.45808 | 6 | 0.17836
52674 | 7.26 | 1 | 365 | 8.3058 | 0.63713 | 8 | 0.94298
6564 | 8.16 | 1 | 365 | 9.3355 | 0.69959 | 10 | 0.035084
3390 | 6.03 | 1 | 365 | 6.8987 | 0.81844 | 7 | 0.7171
3496 | 3 | 1 | 365 | 3.4322 | 0.87485 | 4 | 0.30702
11713 | 4.2 | 1 | 365 | 4.805 | 0.62479 | 5 | 0.42982
4265 | 7.75 | 1 | 365 | 8.8664 | 0.76002 | 9 | 0.62646
3194 | 9.72 | 1 | 365 | 11.1202 | 0.27451 | 11 | 0.39473
3921 | 4.69 | 1 | 365 | 5.3656 | 0.74768 | 6 | 0.1133
5383 | 11.118 | 1 | 365 | 12.7196 | 0.47819 | 13 | 0.1978
3196 | 9.8 | 1 | 365 | 11.2117 | 0.45784 | 11 | 0.66959
2378 | 6.25 | 1 | 365 | 7.1504 | 0.3226 | 7 | 0.47295
2271 | 2.5 | 1 | 365 | 2.8601 | 0.72904 | 3 | 0.58918
6263 | 6.885 | 1 | 365 | 7.8768 | 0.77778 | 8 | 0.6546
1071 | 5.75 | 1 | 365 | 6.5783 | 0.17679 | 6 | 0.75511
2305 | 8.5 | 1 | 365 | 9.7245 | 0.47874 | 10 | 0.20321
7585 | 4.845 | 1 | 365 | 5.543 | 0.10288 | 5 | 0.64583
4052 | 4 | 1 | 365 | 4.5762 | 0.16646 | 4 | 0.74269
3137 | 2.75 | 1 | 365 | 3.1462 | 0.30194 | 3 | 0.4481
2143 | 7 | 1 | 365 | 8.0084 | 0.041312 | 8 | 0.049704
6724 | 3.18 | 1 | 365 | 3.6381 | 0.28734 | 3 | 0.92544
4792 | 5.39 | 1 | 365 | 6.1665 | 0.35181 | 6 | 0.51827
4354 | 6 | 1 | 365 | 6.8643 | 0.7497 | 7 | 0.61403
3452 | 5.1 | 1 | 365 | 5.8347 | 0.68724 | 6 | 0.52193
2797 | 9.75 | 1 | 365 | 11.1545 | 0.34326 | 11 | 0.4978
2058 | 7 | 1 | 365 | 8.0084 | 0.041312 | 8 | 0.049704
4376 | 11.055 | 1 | 365 | 12.6475 | 0.33381 | 12 | 0.98135
3430 | 6.7 | 1 | 365 | 7.6652 | 0.35383 | 8 | 0.019002
16236 | 6.325 | 1 | 365 | 7.2362 | 0.49447 | 7 | 0.73063
3384 | 4.69 | 1 | 365 | 5.3656 | 0.74768 | 6 | 0.1133
3849 | 6.03 | 1 | 365 | 6.8987 | 0.81844 | 7 | 0.7171
3102 | 3.5 | 1 | 365 | 4.0042 | 0.020656 | 4 | 0.024852
4584 | 4.5 | 1 | 365 | 5.1483 | 0.31227 | 5 | 0.46052
2388 | 5.25 | 1 | 365 | 6.0063 | 0.030984 | 6 | 0.037278
6161 | 6.21 | 1 | 365 | 7.1046 | 0.23094 | 7 | 0.33552
3525 | 4.355 | 1 | 365 | 4.9824 | 0.97999 | 5 | 0.96235
3801 | 5.36 | 1 | 365 | 6.1321 | 0.28306 | 6 | 0.4152
3240 | 4.9 | 1 | 365 | 5.6059 | 0.22892 | 5 | 0.83479
6585 | 7.705 | 1 | 365 | 8.815 | 0.6569 | 9 | 0.47185
4460 | 6 | 1 | 365 | 6.8643 | 0.7497 | 7 | 0.61403
5514 | 4.95 | 1 | 365 | 5.6631 | 0.3435 | 6 | 0.0065764
2634 | 6.25 | 1 | 365 | 7.1504 | 0.3226 | 7 | 0.47295
2620 | 5 | 1 | 365 | 5.7203 | 0.45808 | 6 | 0.17836
3437 | 6.365 | 1 | 365 | 7.2819 | 0.58614 | 7 | 0.86805
952 | 6.5 | 1 | 365 | 7.4364 | 0.8955 | 8 | 0.33187
8913 | 7.02 | 1 | 365 | 8.0313 | 0.087144 | 8 | 0.11842
4414 | 8.75 | 1 | 365 | 10.0105 | 0.05164 | 10 | 0.06213
884 | 5.886 | 1 | 365 | 6.7339 | 0.48845 | 7 | 0.22237
6126 | 5.36 | 1 | 365 | 6.1321 | 0.28306 | 6 | 0.4152
1552 | 2.5 | 1 | 365 | 2.8601 | 0.72904 | 3 | 0.58918
6171 | 6.48 | 1 | 365 | 7.4135 | 0.84967 | 8 | 0.26315
1751 | 4.25 | 1 | 365 | 4.8622 | 0.73937 | 5 | 0.60161
2357 | 6.6 | 1 | 365 | 7.5508 | 0.12467 | 7 | 0.67544
2553 | 6 | 1 | 365 | 6.8643 | 0.7497 | 7 | 0.61403
12421 | 5.1 | 1 | 365 | 5.8347 | 0.68724 | 6 | 0.52193
12570 | 6.875 | 1 | 365 | 7.8654 | 0.75486 | 8 | 0.62025
2094 | 7 | 1 | 365 | 8.0084 | 0.041312 | 8 | 0.049704
4153 | 14.07 | 1 | 365 | 16.0969 | 0.24304 | 16 | 0.33991
6504 | 4.59 | 1 | 365 | 5.2512 | 0.51852 | 5 | 0.76973
3308 | 7 | 1 | 365 | 8.0084 | 0.041312 | 8 | 0.049704
2110 | 4.95 | 1 | 365 | 5.6631 | 0.3435 | 6 | 0.0065764
2964 | 7.5 | 1 | 365 | 8.5804 | 0.18712 | 8 | 0.76754
1245 | 7 | 1 | 365 | 8.0084 | 0.041312 | 8 | 0.049704
2293 | 6.75 | 1 | 365 | 7.7224 | 0.46841 | 8 | 0.19079
3793 | 4.9 | 1 | 365 | 5.6059 | 0.22892 | 5 | 0.83479
3850 | 3.35 | 1 | 365 | 3.8326 | 0.67691 | 4 | 0.5095
6373 | 13.44 | 1 | 365 | 15.3761 | 0.79932 | 16 | 0.17543
6480 | 4.05 | 1 | 365 | 4.6334 | 0.28104 | 4 | 0.91447
2949 | 3.35 | 1 | 365 | 3.8326 | 0.67691 | 4 | 0.5095
3103 | 6.7 | 1 | 365 | 7.6652 | 0.35383 | 8 | 0.019002
3057 | 4.02 | 1 | 365 | 4.5991 | 0.2123 | 4 | 0.8114
6386 | 6.03 | 1 | 365 | 6.8987 | 0.81844 | 7 | 0.7171
5441 | 3.92 | 1 | 365 | 4.4847 | 0.98313 | 5 | 0.46783
2550 | 8.25 | 1 | 365 | 9.4385 | 0.90583 | 10 | 0.34429
16254 | 5.13 | 1 | 365 | 5.869 | 0.75599 | 6 | 0.625
3104 | 5.695 | 1 | 365 | 6.5154 | 0.050753 | 6 | 0.56615
6479 | 8.1 | 1 | 365 | 9.2669 | 0.56209 | 9 | 0.82894
13050 | 5 | 1 | 365 | 5.7203 | 0.68962 | 6 | 0.4099
4391 | 6.86 | 1 | 365 | 7.8482 | 0.72049 | 8 | 0.56871
16942 | 5.1 | 1 | 365 | 5.8347 | 0.68724 | 6 | 0.52193
6262 | 8.91 | 1 | 365 | 10.1935 | 0.4183 | 10 | 0.61184
3837 | 4.69 | 1 | 365 | 5.3656 | 0.74768 | 6 | 0.1133
5118 | 5.695 | 1 | 365 | 6.5154 | 0.050753 | 6 | 0.56615
6297 | 13.005 | 1 | 365 | 14.8784 | 0.80247 | 15 | 0.68091
980 | 9.75 | 1 | 365 | 11.1545 | 0.34326 | 11 | 0.4978
4154 | 4 | 1 | 365 | 4.5762 | 0.16646 | 4 | 0.74269
3407 | 3.43 | 1 | 365 | 3.9241 | 0.86024 | 4 | 0.78435
2666 | 10.53 | 1 | 365 | 12.0469 | 0.13072 | 12 | 0.17763
1430 | 3.35 | 1 | 365 | 3.8326 | 0.67691 | 4 | 0.5095
7661 | 11.66 | 1 | 365 | 13.3397 | 0.72024 | 14 | 0.059936
3106 | 4.69 | 1 | 365 | 5.3656 | 0.74768 | 6 | 0.1133
3181 | 5.88 | 1 | 365 | 6.727 | 0.4747 | 7 | 0.20175
2252 | 6 | 1 | 365 | 6.8643 | 0.7497 | 7 | 0.61403
3178 | 4.9 | 1 | 365 | 5.6059 | 0.22892 | 5 | 0.83479
2945 | 6.03 | 1 | 365 | 6.8987 | 0.81844 | 7 | 0.7171
3405 | 3.35 | 1 | 365 | 3.8326 | 0.67691 | 4 | 0.5095
5450 | 10 | 1 | 365 | 11.4406 | 0.91616 | 12 | 0.35672
3162 | 12.5 | 1 | 365 | 14.3007 | 0.6452 | 14 | 0.9459
7955 | 9.18 | 1 | 365 | 10.5024 | 0.037035 | 10 | 0.53947
5278 | 4.95 | 1 | 365 | 5.6631 | 0.3435 | 6 | 0.0065764
2370 | 5.25 | 1 | 365 | 6.0063 | 0.030984 | 6 | 0.037278
3433 | 3 | 1 | 365 | 3.4322 | 0.87485 | 4 | 0.30702
10874 | 6.7 | 1 | 365 | 7.6652 | 0.35383 | 8 | 0.019002
3958 | 8.68 | 1 | 365 | 9.9304 | 0.89123 | 10 | 0.82163
24049 | 5.7 | 1 | 365 | 6.5211 | 0.062211 | 6 | 0.58333
2179 | 4.5 | 1 | 365 | 5.1483 | 0.31227 | 5 | 0.46052
52671 | 6.44 | 1 | 365 | 7.3677 | 0.75801 | 8 | 0.12573
3524 | 10.05 | 1 | 365 | 11.4978 | 0.030741 | 11 | 0.5285
6442 | 11 | 1 | 365 | 12.5846 | 0.20778 | 12 | 0.79239
2593 | 12.925 | 1 | 365 | 14.7869 | 0.61914 | 15 | 0.40606
2021 | 11.5 | 1 | 365 | 13.1566 | 0.35358 | 13 | 0.51023
2625 | 5.232 | 1 | 365 | 5.9857 | 0.98973 | 6 | 0.97544
2960 | 5.695 | 1 | 365 | 6.5154 | 0.050753 | 6 | 0.56615
1305 | 2.5 | 1 | 365 | 2.8601 | 0.72904 | 3 | 0.58918
4287 | 4.9 | 1 | 365 | 5.6059 | 0.22892 | 5 | 0.83479
17075 | 4.75 | 1 | 365 | 5.4343 | 0.88518 | 6 | 0.31944
989 | 6.25 | 1 | 365 | 7.1504 | 0.3226 | 7 | 0.47295
2822 | 4.77 | 1 | 365 | 5.4571 | 0.93101 | 6 | 0.38816
1318 | 4.5 | 1 | 365 | 5.1483 | 0.31227 | 5 | 0.46052
1874 | 5.025 | 1 | 365 | 5.7489 | 0.51537 | 6 | 0.26425
1990 | 6.05 | 1 | 365 | 6.9215 | 0.86428 | 7 | 0.78582
3062 | 9.805 | 1 | 365 | 11.2175 | 0.46929 | 11 | 0.68676
1617 | 4 | 1 | 365 | 4.5762 | 0.16646 | 4 | 0.74269
5608 | 12.5 | 1 | 365 | 14.3007 | 0.6452 | 14 | 0.9459
860 | 2.5 | 1 | 365 | 2.8601 | 0.72904 | 3 | 0.58918
1254 | 6.5 | 1 | 365 | 7.4364 | 0.8955 | 8 | 0.33187
4016 | 3.35 | 1 | 365 | 3.8326 | 0.67691 | 4 | 0.5095
3414 | 6.125 | 1 | 365 | 7.0073 | 0.036148 | 7 | 0.043491
6134 | 9.715 | 1 | 365 | 11.1145 | 0.26305 | 11 | 0.37755
2689 | 7.848 | 1 | 365 | 8.9786 | 0.9846 | 9 | 0.96315
2826 | 5.39 | 1 | 365 | 6.1665 | 0.35181 | 6 | 0.51827
2621 | 5.865 | 1 | 365 | 6.7099 | 0.44033 | 7 | 0.15022
6151 | 5.4 | 1 | 365 | 6.1779 | 0.37473 | 6 | 0.55263
6506 | 5 | 1 | 365 | 5.7203 | 0.45808 | 6 | 0.17836
882 | 12.099 | 1 | 365 | 13.8419 | 0.72626 | 14 | 0.5682
936 | 2.25 | 1 | 365 | 2.5741 | 0.15614 | 2 | 0.73026
4155 | 8.75 | 1 | 365 | 10.0105 | 0.05164 | 10 | 0.06213
52220 | 4.95 | 1 | 365 | 5.6631 | 0.3435 | 6 | 0.0065764
2515 | 7.5 | 1 | 365 | 8.5804 | 0.18712 | 8 | 0.76754
6538 | 3.185 | 1 | 365 | 3.6438 | 0.2988 | 3 | 0.94262
2368 | 5.5 | 1 | 365 | 6.2923 | 0.60389 | 6 | 0.8962
6197 | 3.78 | 1 | 365 | 4.3245 | 0.66231 | 4 | 0.98684
6751 | 9 | 1 | 365 | 10.2965 | 0.62454 | 10 | 0.92105
4570 | 2.94 | 1 | 365 | 3.3635 | 0.73735 | 4 | 0.10088
4275 | 6.86 | 1 | 365 | 7.8482 | 0.72049 | 8 | 0.56871
1501 | 6 | 1 | 365 | 6.8643 | 0.7497 | 7 | 0.61403
3550 | 5.5 | 1 | 365 | 6.2923 | 0.60389 | 6 | 0.8962
6196 | 4.05 | 1 | 365 | 4.6334 | 0.28104 | 4 | 0.91447
2088 | 8.829 | 1 | 365 | 10.1009 | 0.23268 | 10 | 0.33355
1458 | 6.25 | 1 | 365 | 7.1504 | 0.3226 | 7 | 0.47295
1320 | 6.625 | 1 | 365 | 7.5794 | 0.18196 | 7 | 0.76133
2285 | 5.25 | 1 | 365 | 6.0063 | 0.030984 | 6 | 0.037278
6142 | 6.21 | 1 | 365 | 7.1046 | 0.23094 | 7 | 0.33552
6389 | 4.59 | 1 | 365 | 5.2512 | 0.51852 | 5 | 0.76973
1018 | 5.75 | 1 | 365 | 6.5783 | 0.17679 | 6 | 0.75511
17211 | 6.6 | 1 | 365 | 7.5508 | 0.12467 | 7 | 0.67544
16239 | 7.56 | 1 | 365 | 8.6491 | 0.32462 | 8 | 0.97368
6441 | 6.12 | 1 | 365 | 7.0016 | 0.02469 | 7 | 0.026313
4048 | 2.5 | 1 | 365 | 2.8601 | 0.72904 | 3 | 0.58918
981 | 9.5 | 1 | 365 | 10.8685 | 0.77035 | 11 | 0.63888
4709 | 6.63 | 1 | 365 | 7.5851 | 0.19341 | 7 | 0.77851
67840 | 5 | 1 | 365 | 5.7203 | 0.45808 | 6 | 0.17836
2840 | 4.5 | 1 | 365 | 5.1483 | 0.31227 | 5 | 0.46052
2262 | 8.28 | 1 | 365 | 9.4728 | 0.97458 | 10 | 0.44736
4575 | 9.35 | 1 | 365 | 10.6969 | 0.42661 | 11 | 0.12353
6361 | 4.59 | 1 | 365 | 5.2512 | 0.51852 | 5 | 0.76973
4789 | 6.24 | 1 | 365 | 7.1389 | 0.29968 | 7 | 0.43859
1835 | 3.75 | 1 | 365 | 4.2902 | 0.59356 | 4 | 0.88377
2591 | 9.9 | 1 | 365 | 11.3262 | 0.687 | 12 | 0.013153
861 | 11.25 | 1 | 365 | 12.8706 | 0.78068 | 13 | 0.65131
1324 | 10.35 | 1 | 365 | 11.841 | 0.71823 | 12 | 0.55921
872 | 4 | 1 | 365 | 4.5762 | 0.16646 | 4 | 0.74269
3422 | 4.165 | 1 | 365 | 4.765 | 0.54458 | 5 | 0.30957
3241 | 4.25 | 1 | 365 | 4.8622 | 0.73937 | 5 | 0.60161
1860 | 3.5 | 1 | 365 | 4.0042 | 0.020656 | 4 | 0.024852
2041 | 11.445 | 1 | 365 | 13.0937 | 0.22755 | 13 | 0.32127
3949 | 13.52 | 1 | 365 | 15.4676 | 0.98265 | 16 | 0.45029
2196 | 5.25 | 1 | 365 | 6.0063 | 0.030984 | 6 | 0.037278
19276 | 8.1 | 1 | 365 | 9.2669 | 0.56209 | 9 | 0.82894
940 | 7 | 1 | 365 | 8.0084 | 0.041312 | 8 | 0.049704
1794 | 7.848 | 1 | 365 | 8.9786 | 0.9846 | 9 | 0.96315
2132 | 5.75 | 1 | 365 | 6.5783 | 0.17679 | 6 | 0.75511
1533 | 7.8 | 1 | 365 | 8.9236 | 0.8746 | 9 | 0.79824
4228 | 5.25 | 1 | 365 | 6.0063 | 0.030984 | 6 | 0.037278
4250 | 5.75 | 1 | 365 | 6.5783 | 0.17679 | 6 | 0.75511
982 | 6.75 | 1 | 365 | 7.7224 | 0.46841 | 8 | 0.19079
6235 | 7.56 | 1 | 365 | 8.6491 | 0.32462 | 8 | 0.97368
1808 | 5.695 | 1 | 365 | 6.5154 | 0.050753 | 6 | 0.56615
46757 | 7 | 1 | 365 | 8.0084 | 0.041312 | 8 | 0.049704
3547 | 5.695 | 1 | 365 | 6.5154 | 0.050753 | 6 | 0.56615
2025 | 6.9 | 1 | 365 | 7.894 | 0.81215 | 8 | 0.70614
2265 | 4.4 | 1 | 365 | 5.0338 | 0.08311 | 5 | 0.11696
2071 | 9 | 1 | 365 | 10.2965 | 0.62454 | 10 | 0.92105
2735 | 5 | 1 | 365 | 5.7203 | 0.45808 | 6 | 0.17836
4484 | 3.35 | 1 | 365 | 3.8326 | 0.67691 | 4 | 0.5095
2149 | 3.75 | 1 | 365 | 4.2902 | 0.59356 | 4 | 0.88377
2164 | 4.32 | 1 | 365 | 4.9423 | 0.89978 | 5 | 0.8421
2692 | 5.94 | 1 | 365 | 6.7957 | 0.6122 | 7 | 0.40789
1777 | 6.7 | 1 | 365 | 7.6652 | 0.35383 | 8 | 0.019002
1365 | 5 | 1 | 365 | 5.7203 | 0.45808 | 6 | 0.17836
3008 | 9.81 | 1 | 365 | 11.2232 | 0.48075 | 11 | 0.70394
6265 | 5.25 | 1 | 365 | 6.0063 | 0.030984 | 6 | 0.037278
881 | 6.54 | 1 | 365 | 7.4821 | 0.98717 | 8 | 0.46929
1307 | 7 | 1 | 365 | 8.0084 | 0.041312 | 8 | 0.049704
1496 | 4 | 1 | 365 | 4.5762 | 0.16646 | 4 | 0.74269
2314 | 4.25 | 1 | 365 | 4.8622 | 0.73937 | 5 | 0.60161
946 | 4.75 | 1 | 365 | 5.4343 | 0.88518 | 6 | 0.31944
6675 | 9 | 1 | 365 | 10.2965 | 0.62454 | 10 | 0.92105
3420 | 5.025 | 1 | 365 | 5.7489 | 0.51537 | 6 | 0.26425
2767 | 3.25 | 1 | 365 | 3.7182 | 0.44775 | 4 | 0.16593
1315 | 7.84 | 1 | 365 | 8.9694 | 0.96627 | 9 | 0.93567
4713 | 4.86 | 1 | 365 | 5.5601 | 0.13725 | 5 | 0.69737
3271 | 9.38 | 1 | 365 | 10.7312 | 0.49536 | 11 | 0.2266
3959 | 2.695 | 1 | 365 | 3.0832 | 0.17591 | 3 | 0.25914
914 | 6.25 | 1 | 365 | 7.1504 | 0.3226 | 7 | 0.47295
1409 | 4.25 | 1 | 365 | 4.8622 | 0.73937 | 5 | 0.60161
1426 | 4.69 | 1 | 365 | 5.3656 | 0.74768 | 6 | 0.1133
3488 | 4.32 | 1 | 365 | 4.9423 | 0.89978 | 5 | 0.8421
3231 | 9.75 | 1 | 365 | 11.1545 | 0.34326 | 11 | 0.4978
3672 | 7 | 1 | 365 | 8.0084 | 0.041312 | 8 | 0.049704
3579 | 8.06 | 1 | 365 | 9.2211 | 0.47042 | 9 | 0.69152
6317 | 8.64 | 1 | 365 | 9.8846 | 0.79956 | 10 | 0.68421
6414 | 4.59 | 1 | 365 | 5.2512 | 0.51852 | 5 | 0.76973
4040 | 8 | 1 | 365 | 9.1524 | 0.33293 | 9 | 0.48538
1494 | 3.5 | 1 | 365 | 4.0042 | 0.020656 | 4 | 0.024852
3392 | 8 | 1 | 365 | 9.1524 | 0.33293 | 9 | 0.48538
1104 | 5.25 | 1 | 365 | 6.0063 | 0.030984 | 6 | 0.037278
3826 | 7.75 | 1 | 365 | 8.8664 | 0.76002 | 9 | 0.62646
3956 | 4.5 | 1 | 365 | 5.1483 | 0.31227 | 5 | 0.46052
3375 | 5.865 | 1 | 365 | 6.7099 | 0.44033 | 7 | 0.15022
2688 | 9.35 | 1 | 365 | 10.6969 | 0.42661 | 11 | 0.12353
6356 | 5.4 | 1 | 365 | 6.1779 | 0.37473 | 6 | 0.55263
6165 | 3.51 | 1 | 365 | 4.0156 | 0.043572 | 4 | 0.059209
6146 | 6.5 | 1 | 365 | 7.4364 | 0.8955 | 8 | 0.33187
2335 | 6.71 | 1 | 365 | 7.6766 | 0.37674 | 8 | 0.053359
6520 | 3.25 | 1 | 365 | 3.7182 | 0.44775 | 4 | 0.16593
6140 | 6.5 | 1 | 365 | 7.4364 | 0.8955 | 8 | 0.33187
3736 | 6.1 | 1 | 365 | 6.9787 | 0.97886 | 7 | 0.9576
6499 | 9.72 | 1 | 365 | 11.1202 | 0.27451 | 11 | 0.39473
6390 | 7.29 | 1 | 365 | 8.3402 | 0.70588 | 9 | 0.046049
4167 | 8.5 | 1 | 365 | 9.7245 | 0.47874 | 10 | 0.20321
3675 | 5.635 | 1 | 365 | 6.4468 | 0.91326 | 7 | 0.36001
8073 | 3.25 | 1 | 365 | 3.7182 | 0.44775 | 4 | 0.16593
4159 | 7.8 | 1 | 365 | 8.9236 | 0.8746 | 9 | 0.79824
6494 | 9.18 | 1 | 365 | 10.5024 | 0.037035 | 10 | 0.53947
6482 | 8.16 | 1 | 365 | 9.3355 | 0.69959 | 10 | 0.035084
2827 | 7.15 | 1 | 365 | 8.18 | 0.38505 | 8 | 0.56505
4221 | 7 | 1 | 365 | 8.0084 | 0.041312 | 8 | 0.049704
9128 | 11.6 | 1 | 365 | 13.271 | 0.58275 | 13 | 0.8538
12821 | 6.9 | 1 | 365 | 7.894 | 0.81215 | 8 | 0.70614
4394 | 4.68 | 1 | 365 | 5.3542 | 0.72476 | 6 | 0.078945
2070 | 6.325 | 1 | 365 | 7.2362 | 0.49447 | 7 | 0.73063
2707 | 6.05 | 1 | 365 | 6.9215 | 0.86428 | 7 | 0.78582
2307 | 9.54 | 1 | 365 | 10.9143 | 0.86202 | 11 | 0.77631
2518 | 5 | 1 | 365 | 5.7203 | 0.45808 | 6 | 0.17836
4174 | 4.8 | 1 | 365 | 5.4915 | 0.99976 | 6 | 0.49123
4197 | 5.4 | 1 | 365 | 6.1779 | 0.37473 | 6 | 0.55263
1047 | 5.13 | 1 | 365 | 5.869 | 0.75599 | 6 | 0.625
1384 | 6.63 | 1 | 365 | 7.5851 | 0.19341 | 7 | 0.77851
1373 | 4.25 | 1 | 365 | 4.8622 | 0.73937 | 5 | 0.60161
6193 | 9.18 | 1 | 365 | 10.5024 | 0.037035 | 10 | 0.53947
2585 | 10.05 | 1 | 365 | 11.4978 | 0.030741 | 11 | 0.5285
2315 | 5.5 | 1 | 365 | 6.2923 | 0.60389 | 6 | 0.8962
4660 | 3.924 | 1 | 365 | 4.4893 | 0.9923 | 5 | 0.48158
2861 | 6.05 | 1 | 365 | 6.9215 | 0.86428 | 7 | 0.78582
5415 | 3.5 | 1 | 365 | 4.0042 | 0.020656 | 4 | 0.024852
20945 | 4.95 | 1 | 365 | 5.6631 | 0.3435 | 6 | 0.0065764
4860 | 6.7 | 1 | 365 | 7.6652 | 0.35383 | 8 | 0.019002
3458 | 12.753 | 1 | 365 | 14.5901 | 0.22498 | 14 | 0.81513
5289 | 4.25 | 1 | 365 | 4.8622 | 0.73937 | 5 | 0.60161
32121 | 5.355 | 1 | 365 | 6.1264 | 0.2716 | 6 | 0.39802
9248 | 6.375 | 1 | 365 | 7.2934 | 0.60905 | 7 | 0.90241
2440 | 11.75 | 1 | 365 | 13.4427 | 0.92649 | 14 | 0.36915
8892 | 8.25 | 1 | 365 | 9.4385 | 0.90583 | 10 | 0.34429
3425 | 5.36 | 1 | 365 | 6.1321 | 0.28306 | 6 | 0.4152
3424 | 5.39 | 1 | 365 | 6.1665 | 0.35181 | 6 | 0.51827
3295 | 14.85 | 1 | 365 | 16.9892 | 0.030498 | 17 | 0.019729
6341 | 10.72 | 1 | 365 | 12.2643 | 0.56612 | 12 | 0.8304
3398 | 6.5 | 1 | 365 | 7.4364 | 0.8955 | 8 | 0.33187
3277 | 4.5 | 1 | 365 | 5.1483 | 0.31227 | 5 | 0.46052
4132 | 5 | 1 | 365 | 5.7203 | 0.45808 | 6 | 0.17836
4017 | 5.36 | 1 | 365 | 6.1321 | 0.28306 | 6 | 0.4152
5416 | 2.75 | 1 | 365 | 3.1462 | 0.30194 | 3 | 0.4481
5128 | 4.8 | 1 | 365 | 5.4915 | 0.99976 | 6 | 0.49123
2994 | 4.25 | 1 | 365 | 4.8622 | 0.73937 | 5 | 0.60161
6335 | 6.365 | 1 | 365 | 7.2819 | 0.58614 | 7 | 0.86805
5744 | 6.75 | 1 | 365 | 7.7224 | 0.46841 | 8 | 0.19079
4071 | 4.68 | 1 | 365 | 5.3542 | 0.72476 | 6 | 0.078945
3671 | 6 | 1 | 365 | 6.8643 | 0.7497 | 7 | 0.61403
34807 | 4.48 | 1 | 365 | 5.1254 | 0.26644 | 5 | 0.39181
2187 | 4.5 | 1 | 365 | 5.1483 | 0.31227 | 5 | 0.46052
3471 | 10.791 | 1 | 365 | 12.3455 | 0.72883 | 13 | 0.074337
3536 | 6.03 | 1 | 365 | 6.8987 | 0.81844 | 7 | 0.7171
6433 | 4.59 | 1 | 365 | 5.2512 | 0.51852 | 5 | 0.76973
6324 | 5.145 | 1 | 365 | 5.8862 | 0.79036 | 6 | 0.67653
2428 | 5.886 | 1 | 365 | 6.7339 | 0.48845 | 7 | 0.22237
6385 | 7.83 | 1 | 365 | 8.958 | 0.94335 | 9 | 0.90131
2113 | 6.75 | 1 | 365 | 7.7224 | 0.46841 | 8 | 0.19079
2699 | 5 | 1 | 365 | 5.7203 | 0.45808 | 6 | 0.17836
5403 | 8.04 | 1 | 365 | 9.1982 | 0.42459 | 9 | 0.6228
3011 | 5.5 | 1 | 365 | 6.2923 | 0.60389 | 6 | 0.8962
4305 | 7.84 | 1 | 365 | 8.9694 | 0.96627 | 9 | 0.93567
4508 | 8.71 | 1 | 365 | 9.9647 | 0.95998 | 10 | 0.9247
22070 | 6 | 1 | 365 | 6.8643 | 0.7497 | 7 | 0.61403
3864 | 4.5 | 1 | 365 | 5.1483 | 0.31227 | 5 | 0.46052
4543 | 3.75 | 1 | 365 | 4.2902 | 0.59356 | 4 | 0.88377
2354 | 5 | 1 | 365 | 5.7203 | 0.45808 | 6 | 0.17836
3340 | 4.8 | 1 | 365 | 5.4915 | 0.99976 | 6 | 0.49123
5010 | 5.88 | 1 | 365 | 6.727 | 0.4747 | 7 | 0.20175
5439 | 5.695 | 1 | 365 | 6.5154 | 0.050753 | 6 | 0.56615
3297 | 3.75 | 1 | 365 | 4.2902 | 0.59356 | 4 | 0.88377
9802 | 4.41 | 1 | 365 | 5.0453 | 0.10603 | 5 | 0.15131
4450 | 8.04 | 1 | 365 | 9.1982 | 0.42459 | 9 | 0.6228
5040 | 6.867 | 1 | 365 | 7.8562 | 0.73653 | 8 | 0.59276
2366 | 13.455 | 1 | 365 | 15.3933 | 0.83369 | 16 | 0.22697
3456 | 6.03 | 1 | 365 | 6.8987 | 0.81844 | 7 | 0.7171
1319 | 2.5 | 1 | 365 | 2.8601 | 0.72904 | 3 | 0.58918
3284 | 11.055 | 1 | 365 | 12.6475 | 0.33381 | 12 | 0.98135
4714 | 9.38 | 1 | 365 | 10.7312 | 0.49536 | 11 | 0.2266
7238 | 5.88 | 1 | 365 | 6.727 | 0.4747 | 7 | 0.20175
2664 | 8.25 | 1 | 365 | 9.4385 | 0.90583 | 10 | 0.34429
4864 | 5.025 | 1 | 365 | 5.7489 | 0.51537 | 6 | 0.26425
6625 | 12.75 | 1 | 365 | 14.5867 | 0.2181 | 14 | 0.80482
4102 | 9.075 | 1 | 365 | 10.3823 | 0.79642 | 11 | 0.17872
12153 | 5.4 | 1 | 365 | 6.1779 | 0.37473 | 6 | 0.55263
7981 | 4.4 | 1 | 365 | 5.0338 | 0.08311 | 5 | 0.11696
2940 | 9.54 | 1 | 365 | 10.9143 | 0.86202 | 11 | 0.77631
16348 | 6 | 1 | 365 | 6.8643 | 0.7497 | 7 | 0.61403
2027 | 10.2 | 1 | 365 | 11.6694 | 0.37448 | 12 | 0.043854
1308 | 4 | 1 | 365 | 4.5762 | 0.16646 | 4 | 0.74269
4069 | 3 | 1 | 365 | 3.4322 | 0.87485 | 4 | 0.30702
3066 | 7.15 | 1 | 365 | 8.18 | 0.38505 | 8 | 0.56505
6113 | 5.232 | 1 | 365 | 5.9857 | 0.98973 | 6 | 0.97544
2792 | 8.28 | 1 | 365 | 9.4728 | 0.97458 | 10 | 0.44736
15070 | 6.5 | 1 | 365 | 7.4364 | 0.8955 | 8 | 0.33187
11063 | 5.025 | 1 | 365 | 5.7489 | 0.51537 | 6 | 0.26425
6353 | 6.86 | 1 | 365 | 7.8482 | 0.72049 | 8 | 0.56871
2413 | 3.5 | 1 | 365 | 4.0042 | 0.020656 | 4 | 0.024852
3402 | 5.025 | 1 | 365 | 5.7489 | 0.51537 | 6 | 0.26425
6159 | 7.29 | 1 | 365 | 8.3402 | 0.70588 | 9 | 0.046049
4637 | 3.78 | 1 | 365 | 4.3245 | 0.66231 | 4 | 0.98684
37538 | 6.75 | 1 | 365 | 7.7224 | 0.46841 | 8 | 0.19079
18637 | 14.95 | 1 | 365 | 17.1036 | 0.25966 | 17 | 0.3633
3884 | 7.245 | 1 | 365 | 8.2887 | 0.60276 | 8 | 0.89144
4488 | 9.18 | 1 | 365 | 10.5024 | 0.037035 | 10 | 0.53947
10806 | 13.2 | 1 | 365 | 15.1015 | 0.24933 | 15 | 0.35087
3423 | 8.375 | 1 | 365 | 9.5815 | 0.19228 | 9 | 0.77375
52062 | 5 | 1 | 365 | 5.7203 | 0.45808 | 6 | 0.17836
7243 | 3.27 | 1 | 365 | 3.7411 | 0.49358 | 4 | 0.23465
10963 | 4.75 | 1 | 365 | 5.4343 | 0.88518 | 6 | 0.31944
3472 | 4.251 | 1 | 365 | 4.8634 | 0.74166 | 5 | 0.60504
11289 | 11.78 | 1 | 365 | 13.477 | 0.99524 | 14 | 0.47222
11292 | 5.775 | 1 | 365 | 6.6069 | 0.23408 | 6 | 0.84101
5474 | 6.05 | 1 | 365 | 6.9215 | 0.86428 | 7 | 0.78582
3643 | 3.6 | 1 | 365 | 4.1186 | 0.24982 | 4 | 0.36842
4420 | 6.24 | 1 | 365 | 7.1389 | 0.29968 | 7 | 0.43859
3381 | 6 | 1 | 365 | 6.8643 | 0.7497 | 7 | 0.61403
6923 | 12 | 1 | 365 | 13.7287 | 0.49939 | 14 | 0.22806
3457 | 5.75 | 1 | 365 | 6.5783 | 0.17679 | 6 | 0.75511
3450 | 3.315 | 1 | 365 | 3.7925 | 0.59671 | 4 | 0.38925
6856 | 4.69 | 1 | 365 | 5.3656 | 0.74768 | 6 | 0.1133
5007 | 6.375 | 1 | 365 | 7.2934 | 0.60905 | 7 | 0.90241
4381 | 7.15 | 1 | 365 | 8.18 | 0.38505 | 8 | 0.56505
3155 | 7.14 | 1 | 365 | 8.1686 | 0.36214 | 8 | 0.5307
3852 | 3 | 1 | 365 | 3.4322 | 0.87485 | 4 | 0.30702
6656 | 3.06 | 1 | 365 | 3.5008 | 0.012345 | 3 | 0.51316
4568 | 6.615 | 1 | 365 | 7.5679 | 0.15904 | 7 | 0.72697
10801 | 7.29 | 1 | 365 | 8.3402 | 0.70588 | 9 | 0.046049
2670 | 4.77 | 1 | 365 | 5.4571 | 0.93101 | 6 | 0.38816
2358 | 9.35 | 1 | 365 | 10.6969 | 0.42661 | 11 | 0.12353
52795 | 6 | 1 | 365 | 6.8643 | 0.7497 | 7 | 0.61403
34121 | 12 | 1 | 365 | 13.7287 | 0.49939 | 14 | 0.22806
10438 | 6 | 1 | 365 | 6.8643 | 0.7497 | 7 | 0.61403
6082 | 5.2 | 1 | 365 | 5.9491 | 0.9164 | 6 | 0.86549
2667 | 12.24 | 1 | 365 | 14.0032 | 0.04938 | 14 | 0.052625
3331 | 5.6 | 1 | 365 | 6.4067 | 0.83305 | 7 | 0.23976
2839 | 7.2 | 1 | 365 | 8.2372 | 0.49964 | 8 | 0.73684
4646 | 9.9 | 1 | 365 | 11.3262 | 0.687 | 12 | 0.013153
15206 | 11.88 | 1 | 365 | 13.5914 | 0.2244 | 13 | 0.81578
12241 | 7.02 | 1 | 365 | 8.0313 | 0.087144 | 8 | 0.11842
3254 | 6.625 | 1 | 365 | 7.5794 | 0.18196 | 7 | 0.76133
3604 | 8.25 | 1 | 365 | 9.4385 | 0.90583 | 10 | 0.34429
10432 | 9 | 1 | 365 | 10.2965 | 0.62454 | 10 | 0.92105
6628 | 4.578 | 1 | 365 | 5.2375 | 0.49102 | 5 | 0.72851
4291 | 7.15 | 1 | 365 | 8.18 | 0.38505 | 8 | 0.56505
2821 | 3.77 | 1 | 365 | 4.3131 | 0.63939 | 4 | 0.95248
5499 | 7.7 | 1 | 365 | 8.8092 | 0.64544 | 9 | 0.45467
4189 | 8.1 | 1 | 365 | 9.2669 | 0.56209 | 9 | 0.82894
10441 | 4.5 | 1 | 365 | 5.1483 | 0.31227 | 5 | 0.46052
7782 | 7.25 | 1 | 365 | 8.2944 | 0.61422 | 8 | 0.90862
4170 | 3.5 | 1 | 365 | 4.0042 | 0.020656 | 4 | 0.024852
4640 | 4.5 | 1 | 365 | 5.1483 | 0.31227 | 5 | 0.46052
16287 | 5.1 | 1 | 365 | 5.8347 | 0.68724 | 6 | 0.52193
5468 | 7.02 | 1 | 365 | 8.0313 | 0.087144 | 8 | 0.11842
5279 | 5.88 | 1 | 365 | 6.727 | 0.4747 | 7 | 0.20175
4822 | 6.615 | 1 | 365 | 7.5679 | 0.15904 | 7 | 0.72697
3935 | 3.57 | 1 | 365 | 4.0843 | 0.18107 | 4 | 0.26535
11001 | 4.69 | 1 | 365 | 5.3656 | 0.74768 | 6 | 0.1133
8688 | 3.85 | 1 | 365 | 4.4046 | 0.82272 | 5 | 0.22734
1850 | 5.25 | 1 | 365 | 6.0063 | 0.030984 | 6 | 0.037278
3122 | 7 | 1 | 365 | 8.0084 | 0.041312 | 8 | 0.049704
2996 | 7.7 | 1 | 365 | 8.8092 | 0.64544 | 9 | 0.45467
3859 | 6 | 1 | 365 | 6.8643 | 0.7497 | 7 | 0.61403
20789 | 9 | 1 | 365 | 10.2965 | 0.62454 | 10 | 0.92105
3963 | 8.91 | 1 | 365 | 10.1935 | 0.4183 | 10 | 0.61184
5498 | 2.805 | 1 | 365 | 3.2091 | 0.42798 | 3 | 0.63706
6234 | 5.94 | 1 | 365 | 6.7957 | 0.6122 | 7 | 0.40789
4708 | 5.5 | 1 | 365 | 6.2923 | 0.60389 | 6 | 0.8962
10722 | 7.14 | 1 | 365 | 8.1686 | 0.36214 | 8 | 0.5307
4237 | 6.63 | 1 | 365 | 7.5851 | 0.19341 | 7 | 0.77851
3545 | 6.3 | 1 | 365 | 7.2076 | 0.43718 | 7 | 0.64473
3432 | 4.02 | 1 | 365 | 4.5991 | 0.2123 | 4 | 0.8114
3965 | 9.35 | 1 | 365 | 10.6969 | 0.42661 | 11 | 0.12353
41182 | 7.28 | 1 | 365 | 8.3287 | 0.68296 | 9 | 0.011692
2905 | 5.75 | 1 | 365 | 6.5783 | 0.17679 | 6 | 0.75511
18471 | 8.04 | 1 | 365 | 9.1982 | 0.42459 | 9 | 0.6228
7305 | 4.59 | 1 | 365 | 5.2512 | 0.51852 | 5 | 0.76973
5617 | 10.791 | 1 | 365 | 12.3455 | 0.72883 | 13 | 0.074337
9767 | 6.25 | 1 | 365 | 7.1504 | 0.3226 | 7 | 0.47295
3558 | 5.88 | 1 | 365 | 6.727 | 0.4747 | 7 | 0.20175
5938 | 10.25 | 1 | 365 | 11.7266 | 0.48906 | 12 | 0.21564
2571 | 5.75 | 1 | 365 | 6.5783 | 0.17679 | 6 | 0.75511
1498 | 10.8 | 1 | 365 | 12.3558 | 0.74945 | 13 | 0.10526
17470 | 2.2 | 1 | 365 | 2.5169 | 0.041555 | 2 | 0.55848
6149 | 6.75 | 1 | 365 | 7.7224 | 0.46841 | 8 | 0.19079
3685 | 6.12 | 1 | 365 | 7.0016 | 0.02469 | 7 | 0.026313
3655 | 13.26 | 1 | 365 | 15.1702 | 0.38683 | 15 | 0.55701
5111 | 3.025 | 1 | 365 | 3.4608 | 0.93214 | 4 | 0.39291
1959 | 9.75 | 1 | 365 | 11.1545 | 0.34326 | 11 | 0.4978
3243 | 8.525 | 1 | 365 | 9.7531 | 0.53603 | 10 | 0.2891
12163 | 3.57 | 1 | 365 | 4.0843 | 0.18107 | 4 | 0.26535
7132 | 6.03 | 1 | 365 | 6.8987 | 0.81844 | 7 | 0.7171
3400 | 4.9 | 1 | 365 | 5.6059 | 0.22892 | 5 | 0.83479
4178 | 4.4 | 1 | 365 | 5.0338 | 0.08311 | 5 | 0.11696
4918 | 3.35 | 1 | 365 | 3.8326 | 0.67691 | 4 | 0.5095
19226 | 6 | 1 | 365 | 6.8643 | 0.7497 | 7 | 0.61403
4238 | 5.1 | 1 | 365 | 5.8347 | 0.68724 | 6 | 0.52193
52616 | 6.28 | 1 | 365 | 7.1847 | 0.14616 | 7 | 0.33083
26087 | 11.96 | 1 | 365 | 13.6829 | 0.40773 | 14 | 0.090637
4486 | 9.62 | 1 | 365 | 11.0058 | 0.045346 | 11 | 0.051165
2294 | 10.75 | 1 | 365 | 12.2986 | 0.63487 | 12 | 0.93347
5281 | 8.829 | 1 | 365 | 10.1009 | 0.23268 | 10 | 0.33355
2256 | 9 | 1 | 365 | 10.2965 | 0.62454 | 10 | 0.92105
2997 | 4.05 | 1 | 365 | 4.6334 | 0.28104 | 4 | 0.91447
5002 | 10 | 1 | 365 | 11.4406 | 0.91616 | 12 | 0.35672
4871 | 9.72 | 1 | 365 | 11.1202 | 0.27451 | 11 | 0.39473
5361 | 7.15 | 1 | 365 | 8.18 | 0.38505 | 8 | 0.56505
2850 | 9.01 | 1 | 365 | 10.3079 | 0.64746 | 10 | 0.9554
4101 | 6.72 | 1 | 365 | 7.6881 | 0.39966 | 8 | 0.087716
86021 | 9.135 | 1 | 365 | 10.451 | 0.93391 | 11 | 0.38486
6058 | 7 | 1 | 365 | 8.0084 | 0.041312 | 8 | 0.049704
2655 | 5.17 | 1 | 365 | 5.9148 | 0.84765 | 6 | 0.76242
3951 | 8.1 | 1 | 365 | 9.2669 | 0.56209 | 9 | 0.82894
4635 | 4.76 | 1 | 365 | 5.4457 | 0.90809 | 6 | 0.3538
26635 | 12.985 | 1 | 365 | 14.8556 | 0.75663 | 15 | 0.6122
3832 | 6.48 | 1 | 365 | 7.4135 | 0.84967 | 8 | 0.26315
3455 | 3.35 | 1 | 365 | 3.8326 | 0.67691 | 4 | 0.5095
13440 | 5.6 | 1 | 365 | 6.4067 | 0.83305 | 7 | 0.23976
1504 | 4 | 1 | 365 | 4.5762 | 0.16646 | 4 | 0.74269
4202 | 9.54 | 1 | 365 | 10.9143 | 0.86202 | 11 | 0.77631
11449 | 2.5 | 1 | 365 | 2.8601 | 0.72904 | 3 | 0.58918
5622 | 9.35 | 1 | 365 | 10.6969 | 0.42661 | 11 | 0.12353
2956 | 5.36 | 1 | 365 | 6.1321 | 0.28306 | 6 | 0.4152
1459 | 4.75 | 1 | 365 | 5.4343 | 0.88518 | 6 | 0.31944
6857 | 12.88 | 1 | 365 | 14.7354 | 0.51601 | 15 | 0.25146
5486 | 6.63 | 1 | 365 | 7.5851 | 0.19341 | 7 | 0.77851
3370 | 5 | 1 | 365 | 5.7203 | 0.45808 | 6 | 0.17836
5977 | 4.4 | 1 | 365 | 5.0338 | 0.08311 | 5 | 0.11696
11411 | 4.125 | 1 | 365 | 4.7192 | 0.45292 | 5 | 0.17215
5931 | 6.21 | 1 | 365 | 7.1046 | 0.23094 | 7 | 0.33552
3679 | 8.7 | 1 | 365 | 9.9533 | 0.93706 | 10 | 0.89035
3559 | 4.655 | 1 | 365 | 5.3256 | 0.66747 | 5 | 0.99305
7723 | 3.36 | 1 | 365 | 3.844 | 0.69983 | 4 | 0.54386
4625 | 10.8 | 1 | 365 | 12.3558 | 0.74945 | 13 | 0.10526
19603 | 10.8 | 1 | 365 | 12.3558 | 0.74945 | 13 | 0.10526
12080 | 6.76 | 1 | 365 | 7.7338 | 0.49132 | 8 | 0.22514
10719 | 6.1 | 1 | 365 | 6.9787 | 0.97886 | 7 | 0.9576
6131 | 5.775 | 1 | 365 | 6.6069 | 0.23408 | 6 | 0.84101
5413 | 13.23 | 1 | 365 | 15.1359 | 0.31808 | 15 | 0.45394
5146 | 9.18 | 1 | 365 | 10.5024 | 0.037035 | 10 | 0.53947
51864 | 4.08 | 1 | 365 | 4.6677 | 0.34979 | 5 | 0.017542
4396 | 5.865 | 1 | 365 | 6.7099 | 0.44033 | 7 | 0.15022
2548 | 5.75 | 1 | 365 | 6.5783 | 0.17679 | 6 | 0.75511
4872 | 3 | 1 | 365 | 3.4322 | 0.87485 | 4 | 0.30702
3408 | 8.04 | 1 | 365 | 9.1982 | 0.42459 | 9 | 0.6228
5503 | 8.925 | 1 | 365 | 10.2107 | 0.45267 | 10 | 0.66337
3059 | 6.03 | 1 | 365 | 6.8987 | 0.81844 | 7 | 0.7171
3434 | 5.88 | 1 | 365 | 6.727 | 0.4747 | 7 | 0.20175
6349 | 3 | 1 | 365 | 3.4322 | 0.87485 | 4 | 0.30702
7790 | 5.5 | 1 | 365 | 6.2923 | 0.60389 | 6 | 0.8962
52031 | 8.835 | 1 | 365 | 10.1077 | 0.24643 | 10 | 0.35416
3258 | 7.84 | 1 | 365 | 8.9694 | 0.96627 | 9 | 0.93567
8947 | 4.08 | 1 | 365 | 4.6677 | 0.34979 | 5 | 0.017542
3662 | 2.5 | 1 | 365 | 2.8601 | 0.72904 | 3 | 0.58918
2152 | 4.75 | 1 | 365 | 5.4343 | 0.88518 | 6 | 0.31944
1555 | 6.25 | 1 | 365 | 7.1504 | 0.3226 | 7 | 0.47295
7872 | 5.1 | 1 | 365 | 5.8347 | 0.68724 | 6 | 0.52193
4711 | 6.375 | 1 | 365 | 7.2934 | 0.60905 | 7 | 0.90241
5506 | 4.95 | 1 | 365 | 5.6631 | 0.3435 | 6 | 0.0065764
3809 | 5.39 | 1 | 365 | 6.1665 | 0.35181 | 6 | 0.51827
4007 | 5 | 1 | 365 | 5.7203 | 0.45808 | 6 | 0.17836
10198 | 5.88 | 1 | 365 | 6.727 | 0.4747 | 7 | 0.20175
3813 | 14.82 | 1 | 365 | 16.9549 | 0.96175 | 17 | 0.91666
2643 | 4.4 | 1 | 365 | 5.0338 | 0.08311 | 5 | 0.11696
2844 | 2 | 1 | 365 | 2.2881 | 0.58323 | 2 | 0.87134
2119 | 4.845 | 1 | 365 | 5.543 | 0.10288 | 5 | 0.64583
2122 | 8 | 1 | 365 | 9.1524 | 0.33293 | 9 | 0.48538
10549 | 5 | 1 | 365 | 5.7203 | 0.45808 | 6 | 0.17836
3445 | 4.9 | 1 | 365 | 5.6059 | 0.22892 | 5 | 0.83479
4452 | 8.04 | 1 | 365 | 9.1982 | 0.42459 | 9 | 0.6228
4405 | 9.625 | 1 | 365 | 11.0115 | 0.056804 | 11 | 0.068343
3853 | 4.41 | 1 | 365 | 5.0453 | 0.10603 | 5 | 0.15131
4188 | 7.08 | 1 | 365 | 8.0999 | 0.22464 | 8 | 0.32456
32052 | 5.04 | 1 | 365 | 5.766 | 0.54974 | 6 | 0.31579
3802 | 5.88 | 1 | 365 | 6.727 | 0.4747 | 7 | 0.20175
6387 | 6.48 | 1 | 365 | 7.4135 | 0.84967 | 8 | 0.26315
16675 | 8.4 | 1 | 365 | 9.6101 | 0.24957 | 9 | 0.85964
2448 | 8.37 | 1 | 365 | 9.5757 | 0.18083 | 9 | 0.75657
3890 | 5.232 | 1 | 365 | 5.9857 | 0.98973 | 6 | 0.97544
6359 | 5.559 | 1 | 365 | 6.3598 | 0.73909 | 7 | 0.098901
7873 | 6.375 | 1 | 365 | 7.2934 | 0.60905 | 7 | 0.90241
11386 | 2.805 | 1 | 365 | 3.2091 | 0.42798 | 3 | 0.63706
4573 | 6.03 | 1 | 365 | 6.8987 | 0.81844 | 7 | 0.7171
4303 | 6.37 | 1 | 365 | 7.2876 | 0.59759 | 7 | 0.88523
19594 | 4.4 | 1 | 365 | 5.0338 | 0.08311 | 5 | 0.11696
5044 | 5.88 | 1 | 365 | 6.727 | 0.4747 | 7 | 0.20175
7426 | 3.575 | 1 | 365 | 4.09 | 0.19253 | 4 | 0.28253
6941 | 10.791 | 1 | 365 | 12.3455 | 0.72883 | 13 | 0.074337
3755 | 4.48 | 1 | 365 | 5.1254 | 0.26644 | 5 | 0.39181
10208 | 9.405 | 1 | 365 | 10.7598 | 0.55265 | 11 | 0.3125
5519 | 4.14 | 1 | 365 | 4.7364 | 0.48729 | 5 | 0.22368
14715 | 5.94 | 1 | 365 | 6.7957 | 0.6122 | 7 | 0.40789
2326 | 6 | 1 | 365 | 6.8643 | 0.7497 | 7 | 0.61403
3309 | 8.82 | 1 | 365 | 10.0906 | 0.21205 | 10 | 0.30263
3808 | 6.213 | 1 | 365 | 7.108 | 0.23781 | 7 | 0.34583
3073 | 8.28 | 1 | 365 | 9.4728 | 0.97458 | 10 | 0.44736
3527 | 4.165 | 1 | 365 | 4.765 | 0.54458 | 5 | 0.30957
3925 | 6.54 | 1 | 365 | 7.4821 | 0.98717 | 8 | 0.46929
9932 | 6.54 | 1 | 365 | 7.4821 | 0.98717 | 8 | 0.46929
3327 | 11.118 | 1 | 365 | 12.7196 | 0.47819 | 13 | 0.1978
3810 | 13.25 | 1 | 365 | 15.1587 | 0.36391 | 15 | 0.52265
3596 | 11.76 | 1 | 365 | 13.4541 | 0.9494 | 14 | 0.4035
4959 | 3.25 | 1 | 365 | 3.7182 | 0.44775 | 4 | 0.16593
3190 | 8.04 | 1 | 365 | 9.1982 | 0.42459 | 9 | 0.6228
2733 | 9.9 | 1 | 365 | 11.3262 | 0.687 | 12 | 0.013153
5131 | 5.7 | 1 | 365 | 6.5211 | 0.062211 | 6 | 0.58333
2793 | 6.555 | 1 | 365 | 7.4993 | 0.021543 | 7 | 0.52083
4702 | 8.64 | 1 | 365 | 9.8846 | 0.79956 | 10 | 0.68421
15075 | 7.5 | 1 | 365 | 8.5804 | 0.18712 | 8 | 0.76754
21192 | 8.4 | 1 | 365 | 9.6101 | 0.24957 | 9 | 0.85964
22184 | 7 | 1 | 365 | 8.0084 | 0.041312 | 8 | 0.049704
22186 | 6 | 1 | 365 | 6.8643 | 0.7497 | 7 | 0.61403
3217 | 5.355 | 1 | 365 | 6.1264 | 0.2716 | 6 | 0.39802
7593 | 5.865 | 1 | 365 | 6.7099 | 0.44033 | 7 | 0.15022
22166 | 6 | 1 | 365 | 6.8643 | 0.7497 | 7 | 0.61403
4021 | 4.4 | 1 | 365 | 5.0338 | 0.08311 | 5 | 0.11696
4212 | 9.36 | 1 | 365 | 10.7084 | 0.44953 | 11 | 0.15789
3382 | 5.39 | 1 | 365 | 6.1665 | 0.35181 | 6 | 0.51827
13338 | 15 | 1 | 365 | 17.1608 | 0.37424 | 17 | 0.53508
14425 | 8.25 | 1 | 365 | 9.4385 | 0.90583 | 10 | 0.34429
4176 | 5.232 | 1 | 365 | 5.9857 | 0.98973 | 6 | 0.97544
63190 | 9.9 | 1 | 365 | 11.3262 | 0.687 | 12 | 0.013153
2437 | 6.6 | 1 | 365 | 7.5508 | 0.12467 | 7 | 0.67544
3077 | 4.08 | 1 | 365 | 4.6677 | 0.34979 | 5 | 0.017542
4182 | 7.425 | 1 | 365 | 8.4946 | 0.015249 | 8 | 0.50986
4096 | 6.16 | 1 | 365 | 7.0474 | 0.11635 | 7 | 0.16374
22162 | 7 | 1 | 365 | 8.0084 | 0.041312 | 8 | 0.049704
2554 | 7.14 | 1 | 365 | 8.1686 | 0.36214 | 8 | 0.5307
4280 | 4.76 | 1 | 365 | 5.4457 | 0.90809 | 6 | 0.3538
3892 | 7.25 | 1 | 365 | 8.2944 | 0.61422 | 8 | 0.90862
4462 | 5.36 | 1 | 365 | 6.1321 | 0.28306 | 6 | 0.4152
3523 | 7.65 | 1 | 365 | 8.752 | 0.53086 | 9 | 0.28289
9426 | 4.5 | 1 | 365 | 5.1483 | 0.31227 | 5 | 0.46052
2536 | 7.56 | 1 | 365 | 8.6491 | 0.32462 | 8 | 0.97368
5242 | 5.88 | 1 | 365 | 6.727 | 0.4747 | 7 | 0.20175
2948 | 9.69 | 1 | 365 | 11.0859 | 0.20576 | 11 | 0.29166
3043 | 5 | 1 | 365 | 5.7203 | 0.45808 | 6 | 0.17836
2758 | 5 | 1 | 365 | 5.7203 | 0.45808 | 6 | 0.17836
2476 | 8.1 | 1 | 365 | 9.2669 | 0.56209 | 9 | 0.82894
16288 | 5.1 | 1 | 365 | 5.8347 | 0.68724 | 6 | 0.52193
6104 | 6.7 | 1 | 365 | 7.6652 | 0.35383 | 8 | 0.019002
420 | 3.5 | 1 | 365 | 4.0042 | 0.020656 | 4 | 0.024852
10749 | 7.65 | 1 | 365 | 8.752 | 0.53086 | 9 | 0.28289
52660 | 7.965 | 1 | 365 | 9.1124 | 0.25272 | 9 | 0.36513
2472 | 10.36 | 1 | 365 | 11.8524 | 0.74114 | 12 | 0.59356
9120 | 11.56 | 1 | 365 | 13.2253 | 0.49108 | 13 | 0.71637
4311 | 7.848 | 1 | 365 | 8.9786 | 0.9846 | 9 | 0.96315
5636 | 10 | 1 | 365 | 11.4406 | 0.91616 | 12 | 0.35672
4705 | 4.86 | 1 | 365 | 5.5601 | 0.13725 | 5 | 0.69737
17171 | 4.59 | 1 | 365 | 5.2512 | 0.51852 | 5 | 0.76973
4201 | 3.924 | 1 | 365 | 4.4893 | 0.9923 | 5 | 0.48158
3378 | 7.15 | 1 | 365 | 8.18 | 0.38505 | 8 | 0.56505
4114 | 9 | 1 | 365 | 10.2965 | 0.62454 | 10 | 0.92105
3842 | 5.175 | 1 | 365 | 5.9205 | 0.85911 | 6 | 0.7796
4652 | 6.63 | 1 | 365 | 7.5851 | 0.19341 | 7 | 0.77851
4353 | 9.81 | 1 | 365 | 11.2232 | 0.48075 | 11 | 0.70394
4093 | 11.772 | 1 | 365 | 13.4678 | 0.9769 | 14 | 0.44473
15540 | 6.9 | 1 | 365 | 7.894 | 0.81215 | 8 | 0.70614
3015 | 8 | 1 | 365 | 9.1524 | 0.33293 | 9 | 0.48538
4210 | 5.3 | 1 | 365 | 6.0635 | 0.14556 | 6 | 0.20906
6549 | 6.37 | 1 | 365 | 7.2876 | 0.59759 | 7 | 0.88523
5614 | 7.25 | 1 | 365 | 8.2944 | 0.61422 | 8 | 0.90862
2965 | 9.36 | 1 | 365 | 10.7084 | 0.44953 | 11 | 0.15789
7597 | 10.2 | 1 | 365 | 11.6694 | 0.37448 | 12 | 0.043854
2297 | 5.25 | 1 | 365 | 6.0063 | 0.030984 | 6 | 0.037278
5066 | 10.335 | 1 | 365 | 11.8238 | 0.68385 | 12 | 0.50767
2559 | 6.5 | 1 | 365 | 7.4364 | 0.8955 | 8 | 0.33187
3125 | 2 | 1 | 365 | 2.2881 | 0.58323 | 2 | 0.87134
5192 | 4.08 | 1 | 365 | 4.6677 | 0.34979 | 5 | 0.017542
2921 | 4.335 | 1 | 365 | 4.9595 | 0.93416 | 5 | 0.89364
16564 | 9.9 | 1 | 365 | 11.3262 | 0.687 | 12 | 0.013153
54405 | 8.745 | 1 | 365 | 10.0048 | 0.040182 | 10 | 0.044952
5003 | 3.92 | 1 | 365 | 4.4847 | 0.98313 | 5 | 0.46783
22183 | 7 | 1 | 365 | 8.0084 | 0.041312 | 8 | 0.049704
22182 | 6 | 1 | 365 | 6.8643 | 0.7497 | 7 | 0.61403
4649 | 7 | 1 | 365 | 8.0084 | 0.041312 | 8 | 0.049704
44009 | 8.28 | 1 | 365 | 9.4728 | 0.97458 | 10 | 0.44736
44017 | 7.59 | 1 | 365 | 8.6834 | 0.39337 | 9 | 0.07675
22187 | 7 | 1 | 365 | 8.0084 | 0.041312 | 8 | 0.049704
4015 | 5.025 | 1 | 365 | 5.7489 | 0.51537 | 6 | 0.26425
81461 | 6.72 | 1 | 365 | 7.6881 | 0.39966 | 8 | 0.087716
2825 | 7 | 1 | 365 | 8.0084 | 0.041312 | 8 | 0.049704
4034 | 7.975 | 1 | 365 | 9.1238 | 0.27564 | 9 | 0.39948
3863 | 5.94 | 1 | 365 | 6.7957 | 0.6122 | 7 | 0.40789
10295 | 6.8 | 1 | 365 | 7.7796 | 0.58299 | 8 | 0.36257
3026 | 7.8 | 1 | 365 | 8.9236 | 0.8746 | 9 | 0.79824
4526 | 9 | 1 | 365 | 10.2965 | 0.62454 | 10 | 0.92105
3699 | 4.24 | 1 | 365 | 4.8508 | 0.71645 | 5 | 0.56725
10287 | 9 | 1 | 365 | 10.2965 | 0.62454 | 10 | 0.92105
4750 | 5 | 1 | 365 | 5.7203 | 0.45808 | 6 | 0.17836
10745 | 6 | 1 | 365 | 6.8643 | 0.7497 | 7 | 0.61403
19713 | 5.32 | 1 | 365 | 6.0864 | 0.1914 | 6 | 0.27778
2272 | 5 | 1 | 365 | 5.7203 | 0.45808 | 6 | 0.17836
5772 | 14.535 | 1 | 365 | 16.6289 | 0.30864 | 16 | 0.93749
4058 | 7.395 | 1 | 365 | 8.4603 | 0.9465 | 9 | 0.40679
8686 | 5.75 | 1 | 365 | 6.5783 | 0.17679 | 6 | 0.75511
4025 | 9.36 | 1 | 365 | 10.7084 | 0.44953 | 11 | 0.15789
4055 | 5.25 | 1 | 365 | 6.0063 | 0.030984 | 6 | 0.037278
2418 | 3.57 | 1 | 365 | 4.0843 | 0.18107 | 4 | 0.26535
15996 | 3.315 | 1 | 365 | 3.7925 | 0.59671 | 4 | 0.38925
4914 | 9.52 | 1 | 365 | 10.8914 | 0.81618 | 11 | 0.7076
2702 | 5 | 1 | 365 | 5.7203 | 0.45808 | 6 | 0.17836
2369 | 3 | 1 | 365 | 3.4322 | 0.87485 | 4 | 0.30702
5043 | 3.75 | 1 | 365 | 4.2902 | 0.59356 | 4 | 0.88377
2547 | 4.75 | 1 | 365 | 5.4343 | 0.88518 | 6 | 0.31944
3907 | 8.82 | 1 | 365 | 10.0906 | 0.21205 | 10 | 0.30263
5435 | 5.04 | 1 | 365 | 5.766 | 0.54974 | 6 | 0.31579
6672 | 5.145 | 1 | 365 | 5.8862 | 0.79036 | 6 | 0.67653
11614 | 14.715 | 1 | 365 | 16.8348 | 0.72113 | 17 | 0.55591
4730 | 7.14 | 1 | 365 | 8.1686 | 0.36214 | 8 | 0.5307
6364 | 5.67 | 1 | 365 | 6.4868 | 0.99346 | 7 | 0.48026
2930 | 4.25 | 1 | 365 | 4.8622 | 0.73937 | 5 | 0.60161
3431 | 3.685 | 1 | 365 | 4.2158 | 0.4446 | 4 | 0.66045
3133 | 12.24 | 1 | 365 | 14.0032 | 0.04938 | 14 | 0.052625
2376 | 3.75 | 1 | 365 | 4.2902 | 0.59356 | 4 | 0.88377
3905 | 6.325 | 1 | 365 | 7.2362 | 0.49447 | 7 | 0.73063
3202 | 8.64 | 1 | 365 | 9.8846 | 0.79956 | 10 | 0.68421
4773 | 2.5 | 1 | 365 | 2.8601 | 0.72904 | 3 | 0.58918
12144 | 5.94 | 1 | 365 | 6.7957 | 0.6122 | 7 | 0.40789
3272 | 4.32 | 1 | 365 | 4.9423 | 0.89978 | 5 | 0.8421
4137 | 9.156 | 1 | 365 | 10.475 | 0.98204 | 11 | 0.45701
3885 | 6.37 | 1 | 365 | 7.2876 | 0.59759 | 7 | 0.88523
3257 | 8 | 1 | 365 | 9.1524 | 0.33293 | 9 | 0.48538
2760 | 4.32 | 1 | 365 | 4.9423 | 0.89978 | 5 | 0.8421
4459 | 2.75 | 1 | 365 | 3.1462 | 0.30194 | 3 | 0.4481
4185 | 7.521 | 1 | 365 | 8.6044 | 0.23524 | 8 | 0.83969
4710 | 3.185 | 1 | 365 | 3.6438 | 0.2988 | 3 | 0.94262
5073 | 9.66 | 1 | 365 | 11.0516 | 0.13701 | 11 | 0.18859
8812 | 3 | 1 | 365 | 3.4322 | 0.87485 | 4 | 0.30702
5095 | 7.425 | 1 | 365 | 8.4946 | 0.015249 | 8 | 0.50986
4240 | 7.395 | 1 | 365 | 8.4603 | 0.9465 | 9 | 0.40679
10455 | 11.55 | 1 | 365 | 13.2138 | 0.46816 | 13 | 0.68201
5343 | 7.5 | 1 | 365 | 8.5804 | 0.18712 | 8 | 0.76754
10919 | 11.55 | 1 | 365 | 13.2138 | 0.46816 | 13 | 0.68201
18235 | 10.05 | 1 | 365 | 11.4978 | 0.030741 | 11 | 0.5285
4653 | 5.865 | 1 | 365 | 6.7099 | 0.44033 | 7 | 0.15022
4128 | 7.425 | 1 | 365 | 8.4946 | 0.015249 | 8 | 0.50986
3069 | 5.232 | 1 | 365 | 5.9857 | 0.98973 | 6 | 0.97544
52665 | 4.37 | 1 | 365 | 4.9995 | 0.014362 | 5 | 0.013887
3467 | 9.483 | 1 | 365 | 10.8491 | 0.73139 | 11 | 0.58048
3330 | 12.1 | 1 | 365 | 13.8431 | 0.72855 | 14 | 0.57163
4206 | 12.96 | 1 | 365 | 14.827 | 0.69934 | 15 | 0.52631
52663 | 7.26 | 1 | 365 | 8.3058 | 0.63713 | 8 | 0.94298
2173 | 8.502 | 1 | 365 | 9.7268 | 0.48332 | 10 | 0.21008
7240 | 2.55 | 1 | 365 | 2.9173 | 0.84362 | 3 | 0.76096
4850 | 8.04 | 1 | 365 | 9.1982 | 0.42459 | 9 | 0.6228
29200 | 5.06 | 1 | 365 | 5.7889 | 0.59558 | 6 | 0.3845
6484 | 9.99 | 1 | 365 | 11.4291 | 0.89324 | 12 | 0.32236
5117 | 4.655 | 1 | 365 | 5.3256 | 0.66747 | 5 | 0.99305
14254 | 5.94 | 1 | 365 | 6.7957 | 0.6122 | 7 | 0.40789
3071 | 5.5 | 1 | 365 | 6.2923 | 0.60389 | 6 | 0.8962
4380 | 5.865 | 1 | 365 | 6.7099 | 0.44033 | 7 | 0.15022
3647 | 9.81 | 1 | 365 | 11.2232 | 0.48075 | 11 | 0.70394
6444 | 8.25 | 1 | 365 | 9.4385 | 0.90583 | 10 | 0.34429
2274 | 4.75 | 1 | 365 | 5.4343 | 0.88518 | 6 | 0.31944
4050 | 5.25 | 1 | 365 | 6.0063 | 0.030984 | 6 | 0.037278
6423 | 10 | 1 | 365 | 11.4406 | 0.91616 | 12 | 0.35672
2343 | 8 | 1 | 365 | 9.1524 | 0.33293 | 9 | 0.48538
3701 | 5.25 | 1 | 365 | 6.0063 | 0.030984 | 6 | 0.037278
7258 | 6 | 1 | 365 | 6.8643 | 0.7497 | 7 | 0.61403
3658 | 4.845 | 1 | 365 | 5.543 | 0.10288 | 5 | 0.64583
2613 | 5.61 | 1 | 365 | 6.4182 | 0.85597 | 7 | 0.27412
7940 | 7.5 | 1 | 365 | 8.5804 | 0.18712 | 8 | 0.76754
5484 | 7.65 | 1 | 365 | 8.752 | 0.53086 | 9 | 0.28289
3574 | 4.25 | 1 | 365 | 4.8622 | 0.73937 | 5 | 0.60161
2296 | 3.06 | 1 | 365 | 3.5008 | 0.012345 | 3 | 0.51316
16238 | 8.91 | 1 | 365 | 10.1935 | 0.4183 | 10 | 0.61184
2406 | 4 | 1 | 365 | 4.5762 | 0.16646 | 4 | 0.74269
19469 | 5.775 | 1 | 365 | 6.6069 | 0.23408 | 6 | 0.84101
2461 | 2.295 | 1 | 365 | 2.6256 | 0.25926 | 2 | 0.88487
11131 | 6.25 | 1 | 365 | 7.1504 | 0.3226 | 7 | 0.47295
3228 | 10.25 | 1 | 365 | 11.7266 | 0.48906 | 12 | 0.21564
2328 | 7 | 1 | 365 | 8.0084 | 0.041312 | 8 | 0.049704
2799 | 5.5 | 1 | 365 | 6.2923 | 0.60389 | 6 | 0.8962
9298 | 7 | 1 | 365 | 8.0084 | 0.041312 | 8 | 0.049704
2390 | 10 | 1 | 365 | 11.4406 | 0.91616 | 12 | 0.35672
2463 | 7.5 | 1 | 365 | 8.5804 | 0.18712 | 8 | 0.76754
2226 | 4.75 | 1 | 365 | 5.4343 | 0.88518 | 6 | 0.31944
2283 | 3.75 | 1 | 365 | 4.2902 | 0.59356 | 4 | 0.88377
2408 | 2.5 | 1 | 365 | 2.8601 | 0.72904 | 3 | 0.58918
4196 | 4.59 | 1 | 365 | 5.2512 | 0.51852 | 5 | 0.76973
5005 | 5 | 1 | 365 | 5.7203 | 0.45808 | 6 | 0.17836
3712 | 3.75 | 1 | 365 | 4.2902 | 0.59356 | 4 | 0.88377
6162 | 5.67 | 1 | 365 | 6.4868 | 0.99346 | 7 | 0.48026
4053 | 3.315 | 1 | 365 | 3.7925 | 0.59671 | 4 | 0.38925
6290 | 9.45 | 1 | 365 | 10.8113 | 0.65577 | 11 | 0.4671
4698 | 4.08 | 1 | 365 | 4.6677 | 0.34979 | 5 | 0.017542
8654 | 2 | 1 | 365 | 2.2881 | 0.58323 | 2 | 0.87134
2249 | 9.99 | 1 | 365 | 11.4291 | 0.89324 | 12 | 0.32236
3238 | 8.37 | 1 | 365 | 9.5757 | 0.18083 | 9 | 0.75657
4220 | 11.18 | 1 | 365 | 12.7905 | 0.62027 | 13 | 0.41081
15191 | 3.71 | 1 | 365 | 4.2444 | 0.5019 | 4 | 0.74634
5373 | 5.3 | 1 | 365 | 6.0635 | 0.14556 | 6 | 0.20906
6118 | 4.355 | 1 | 365 | 4.9824 | 0.97999 | 5 | 0.96235
8697 | 9.075 | 1 | 365 | 10.3823 | 0.79642 | 11 | 0.17872
3838 | 5.145 | 1 | 365 | 5.8862 | 0.79036 | 6 | 0.67653
3835 | 5.025 | 1 | 365 | 5.7489 | 0.51537 | 6 | 0.26425
6485 | 9.72 | 1 | 365 | 11.1202 | 0.27451 | 11 | 0.39473
3108 | 5.04 | 1 | 365 | 5.766 | 0.54974 | 6 | 0.31579
3493 | 4.48 | 1 | 365 | 5.1254 | 0.26644 | 5 | 0.39181
2677 | 5.1 | 1 | 365 | 5.8347 | 0.68724 | 6 | 0.52193
10761 | 4.41 | 1 | 365 | 5.0453 | 0.10603 | 5 | 0.15131
6787 | 8.28 | 1 | 365 | 9.4728 | 0.97458 | 10 | 0.44736
3856 | 7.15 | 1 | 365 | 8.18 | 0.38505 | 8 | 0.56505
19483 | 11.825 | 1 | 365 | 13.5285 | 0.098359 | 13 | 0.62682
5491 | 5.225 | 1 | 365 | 5.9777 | 0.97369 | 6 | 0.95139
10211 | 10.92 | 1 | 365 | 12.4931 | 0.024447 | 12 | 0.51754
4580 | 7.5 | 1 | 365 | 8.5804 | 0.18712 | 8 | 0.76754
3485 | 9.5 | 1 | 365 | 10.8685 | 0.77035 | 11 | 0.63888
52659 | 3.68 | 1 | 365 | 4.2101 | 0.43315 | 4 | 0.64327
29164 | 14.82 | 1 | 365 | 16.9549 | 0.96175 | 17 | 0.91666
3897 | 8.25 | 1 | 365 | 9.4385 | 0.90583 | 10 | 0.34429
10941 | 5.145 | 1 | 365 | 5.8862 | 0.79036 | 6 | 0.67653
16940 | 3.06 | 1 | 365 | 3.5008 | 0.012345 | 3 | 0.51316
4229 | 6.21 | 1 | 365 | 7.1046 | 0.23094 | 7 | 0.33552
3800 | 12.65 | 1 | 365 | 14.4723 | 0.98894 | 15 | 0.46125
5072 | 6.6 | 1 | 365 | 7.5508 | 0.12467 | 7 | 0.67544
4704 | 7 | 1 | 365 | 8.0084 | 0.041312 | 8 | 0.049704
22700 | 8.25 | 1 | 365 | 9.4385 | 0.90583 | 10 | 0.34429
4152 | 9.483 | 1 | 365 | 10.8491 | 0.73139 | 11 | 0.58048
5288 | 6.54 | 1 | 365 | 7.4821 | 0.98717 | 8 | 0.46929
5623 | 5.886 | 1 | 365 | 6.7339 | 0.48845 | 7 | 0.22237
6489 | 7.035 | 1 | 365 | 8.0484 | 0.12152 | 8 | 0.16995
3857 | 8.575 | 1 | 365 | 9.8103 | 0.65061 | 10 | 0.46089
3369 | 7.65 | 1 | 365 | 8.752 | 0.53086 | 9 | 0.28289
6581 | 6.16 | 1 | 365 | 7.0474 | 0.11635 | 7 | 0.16374
4209 | 4.5 | 1 | 365 | 5.1483 | 0.31227 | 5 | 0.46052
53966 | 9.9 | 1 | 365 | 11.3262 | 0.687 | 12 | 0.013153
4087 | 8.25 | 1 | 365 | 9.4385 | 0.90583 | 10 | 0.34429
4591 | 8 | 1 | 365 | 9.1524 | 0.33293 | 9 | 0.48538
10363 | 6 | 1 | 365 | 6.8643 | 0.7497 | 7 | 0.61403
18527 | 7.8 | 1 | 365 | 8.9236 | 0.8746 | 9 | 0.79824
4183 | 5.232 | 1 | 365 | 5.9857 | 0.98973 | 6 | 0.97544
3418 | 8.82 | 1 | 365 | 10.0906 | 0.21205 | 10 | 0.30263
52038 | 4.335 | 1 | 365 | 4.9595 | 0.93416 | 5 | 0.89364
27034 | 6.84 | 1 | 365 | 7.8253 | 0.67465 | 8 | 0.5
3339 | 6.7 | 1 | 365 | 7.6652 | 0.35383 | 8 | 0.019002
4100 | 8.28 | 1 | 365 | 9.4728 | 0.97458 | 10 | 0.44736
27225 | 6.213 | 1 | 365 | 7.108 | 0.23781 | 7 | 0.34583
14080 | 4.69 | 1 | 365 | 5.3656 | 0.74768 | 6 | 0.1133
2225 | 4.25 | 1 | 365 | 4.8622 | 0.73937 | 5 | 0.60161
14036 | 5 | 1 | 365 | 5.7203 | 0.45808 | 6 | 0.17836
3875 | 6 | 1 | 365 | 6.8643 | 0.7497 | 7 | 0.61403
5077 | 8.4 | 1 | 365 | 9.6101 | 0.24957 | 9 | 0.85964
3060 | 6.16 | 1 | 365 | 7.0474 | 0.11635 | 7 | 0.16374
48822 | 10.8 | 1 | 365 | 12.3558 | 0.74945 | 13 | 0.10526
5266 | 9.75 | 1 | 365 | 11.1545 | 0.34326 | 11 | 0.4978
3687 | 8.525 | 1 | 365 | 9.7531 | 0.53603 | 10 | 0.2891
3281 | 3.3 | 1 | 365 | 3.7754 | 0.56233 | 4 | 0.33772
4786 | 2.94 | 1 | 365 | 3.3635 | 0.73735 | 4 | 0.10088
11893 | 4.25 | 1 | 365 | 4.8622 | 0.73937 | 5 | 0.60161
4377 | 5.39 | 1 | 365 | 6.1665 | 0.35181 | 6 | 0.51827
5543 | 3 | 1 | 365 | 3.4322 | 0.87485 | 4 | 0.30702
5286 | 12.1 | 1 | 365 | 13.8431 | 0.72855 | 14 | 0.57163
4463 | 8.4 | 1 | 365 | 9.6101 | 0.24957 | 9 | 0.85964
3242 | 6.75 | 1 | 365 | 7.7224 | 0.46841 | 8 | 0.19079
24979 | 9.18 | 1 | 365 | 10.5024 | 0.037035 | 10 | 0.53947
22507 | 5.1 | 1 | 365 | 5.8347 | 0.68724 | 6 | 0.52193
6557 | 9.54 | 1 | 365 | 10.9143 | 0.86202 | 11 | 0.77631
11415 | 7.84 | 1 | 365 | 8.9694 | 0.96627 | 9 | 0.93567
53844 | 3.75 | 1 | 365 | 4.2902 | 0.59356 | 4 | 0.88377
3389 | 8.04 | 1 | 365 | 9.1982 | 0.42459 | 9 | 0.6228
2456 | 7.5 | 1 | 365 | 8.5804 | 0.18712 | 8 | 0.76754
14027 | 5.1 | 1 | 365 | 5.8347 | 0.68724 | 6 | 0.52193
8028 | 4.845 | 1 | 365 | 5.543 | 0.10288 | 5 | 0.64583
8701 | 5.61 | 1 | 365 | 6.4182 | 0.85597 | 7 | 0.27412
3510 | 5.5 | 1 | 365 | 6.2923 | 0.60389 | 6 | 0.8962
11201 | 14.4 | 1 | 365 | 16.4744 | 0.99927 | 17 | 0.47368
5419 | 7.14 | 1 | 365 | 8.1686 | 0.36214 | 8 | 0.5307
9294 | 7.905 | 1 | 365 | 9.0438 | 0.11522 | 9 | 0.15899
3070 | 7.95 | 1 | 365 | 9.0952 | 0.21835 | 9 | 0.31359
3483 | 7.5 | 1 | 365 | 8.5804 | 0.18712 | 8 | 0.76754
14108 | 5.1 | 1 | 365 | 5.8347 | 0.68724 | 6 | 0.52193
5493 | 6.867 | 1 | 365 | 7.8562 | 0.73653 | 8 | 0.59276
3487 | 7.14 | 1 | 365 | 8.1686 | 0.36214 | 8 | 0.5307
3473 | 7.848 | 1 | 365 | 8.9786 | 0.9846 | 9 | 0.96315
5490 | 9.52 | 1 | 365 | 10.8914 | 0.81618 | 11 | 0.7076
3803 | 6.36 | 1 | 365 | 7.2762 | 0.57468 | 7 | 0.85087
3916 | 6.37 | 1 | 365 | 7.2876 | 0.59759 | 7 | 0.88523
4301 | 5.88 | 1 | 365 | 6.727 | 0.4747 | 7 | 0.20175
4891 | 3.5 | 1 | 365 | 4.0042 | 0.020656 | 4 | 0.024852
3278 | 9.18 | 1 | 365 | 10.5024 | 0.037035 | 10 | 0.53947
3603 | 4.68 | 1 | 365 | 5.3542 | 0.72476 | 6 | 0.078945
2509 | 8.82 | 1 | 365 | 10.0906 | 0.21205 | 10 | 0.30263
4831 | 7.595 | 1 | 365 | 8.6891 | 0.40482 | 9 | 0.093929
4075 | 8.085 | 1 | 365 | 9.2497 | 0.52772 | 9 | 0.77741
4078 | 5.88 | 1 | 365 | 6.727 | 0.4747 | 7 | 0.20175
6424 | 4.5 | 1 | 365 | 5.1483 | 0.31227 | 5 | 0.46052
6267 | 8.25 | 1 | 365 | 9.4385 | 0.90583 | 10 | 0.34429
6327 | 6.25 | 1 | 365 | 7.1504 | 0.3226 | 7 | 0.47295
2227 | 4 | 1 | 365 | 4.5762 | 0.16646 | 4 | 0.74269
43397 | 9 | 1 | 365 | 10.2965 | 0.62454 | 10 | 0.92105
12468 | 7.02 | 1 | 365 | 8.0313 | 0.087144 | 8 | 0.11842
5707 | 8.48 | 1 | 365 | 9.7016 | 0.4329 | 10 | 0.1345
6052 | 5.1 | 1 | 365 | 5.8347 | 0.68724 | 6 | 0.52193
2742 | 6.21 | 1 | 365 | 7.1046 | 0.23094 | 7 | 0.33552
6321 | 4.125 | 1 | 365 | 4.7192 | 0.45292 | 5 | 0.17215
4564 | 5.2 | 1 | 365 | 5.9491 | 0.9164 | 6 | 0.86549
3759 | 5.94 | 1 | 365 | 6.7957 | 0.6122 | 7 | 0.40789
7166 | 4.59 | 1 | 365 | 5.2512 | 0.51852 | 5 | 0.76973
5087 | 4.5 | 1 | 365 | 5.1483 | 0.31227 | 5 | 0.46052
3969 | 5.25 | 1 | 365 | 6.0063 | 0.030984 | 6 | 0.037278
9463 | 7.5 | 1 | 365 | 8.5804 | 0.18712 | 8 | 0.76754
3515 | 3.5 | 1 | 365 | 4.0042 | 0.020656 | 4 | 0.024852
2857 | 5.5 | 1 | 365 | 6.2923 | 0.60389 | 6 | 0.8962
4469 | 3.675 | 1 | 365 | 4.2044 | 0.42169 | 4 | 0.62609
3796 | 6.82 | 1 | 365 | 7.8025 | 0.62882 | 8 | 0.43128
14411 | 6.48 | 1 | 365 | 7.4135 | 0.84967 | 8 | 0.26315
3502 | 4.59 | 1 | 365 | 5.2512 | 0.51852 | 5 | 0.76973
14994 | 4.5 | 1 | 365 | 5.1483 | 0.31227 | 5 | 0.46052
2711 | 3.825 | 1 | 365 | 4.376 | 0.76543 | 5 | 0.14145
3567 | 4.75 | 1 | 365 | 5.4343 | 0.88518 | 6 | 0.31944
3967 | 5.5 | 1 | 365 | 6.2923 | 0.60389 | 6 | 0.8962
10956 | 9.9 | 1 | 365 | 11.3262 | 0.687 | 12 | 0.013153
4897 | 7.5 | 1 | 365 | 8.5804 | 0.18712 | 8 | 0.76754
2729 | 12.1 | 1 | 365 | 13.8431 | 0.72855 | 14 | 0.57163
3385 | 6.095 | 1 | 365 | 6.973 | 0.9674 | 7 | 0.94042
6690 | 12.72 | 1 | 365 | 14.5524 | 0.14936 | 14 | 0.70175
6416 | 8.415 | 1 | 365 | 9.6272 | 0.28395 | 9 | 0.91118
4529 | 9.045 | 1 | 365 | 10.348 | 0.72767 | 11 | 0.075653
4534 | 8.25 | 1 | 365 | 9.4385 | 0.90583 | 10 | 0.34429
6744 | 4.75 | 1 | 365 | 5.4343 | 0.88518 | 6 | 0.31944
3767 | 8 | 1 | 365 | 9.1524 | 0.33293 | 9 | 0.48538
2748 | 7.395 | 1 | 365 | 8.4603 | 0.9465 | 9 | 0.40679
2720 | 5.1 | 1 | 365 | 5.8347 | 0.68724 | 6 | 0.52193
20975 | 5.865 | 1 | 365 | 6.7099 | 0.44033 | 7 | 0.15022
4395 | 7.56 | 1 | 365 | 8.6491 | 0.32462 | 8 | 0.97368
3848 | 5.6 | 1 | 365 | 6.4067 | 0.83305 | 7 | 0.23976
6300 | 5.25 | 1 | 365 | 6.0063 | 0.030984 | 6 | 0.037278
6812 | 6.7 | 1 | 365 | 7.6652 | 0.35383 | 8 | 0.019002
2712 | 5.5 | 1 | 365 | 6.2923 | 0.60389 | 6 | 0.8962
6330 | 5.4 | 1 | 365 | 6.1779 | 0.37473 | 6 | 0.55263
5535 | 7.8 | 1 | 365 | 8.9236 | 0.8746 | 9 | 0.79824
5850 | 8 | 1 | 365 | 9.1524 | 0.33293 | 9 | 0.48538
4407 | 10.14 | 1 | 365 | 11.6007 | 0.23699 | 11 | 0.83771
3727 | 4.08 | 1 | 365 | 4.6677 | 0.34979 | 5 | 0.017542
4165 | 3.675 | 1 | 365 | 4.2044 | 0.42169 | 4 | 0.62609
3049 | 8.67 | 1 | 365 | 9.919 | 0.86831 | 10 | 0.78728
8040 | 5.75 | 1 | 365 | 6.5783 | 0.17679 | 6 | 0.75511
6003 | 8 | 1 | 365 | 9.1524 | 0.33293 | 9 | 0.48538
5726 | 6.44 | 1 | 365 | 7.3677 | 0.75801 | 8 | 0.12573
6059 | 8.75 | 1 | 365 | 10.0105 | 0.05164 | 10 | 0.06213
4471 | 6.125 | 1 | 365 | 7.0073 | 0.036148 | 7 | 0.043491
10546 | 5.565 | 1 | 365 | 6.3667 | 0.75284 | 7 | 0.11951
4810 | 5.886 | 1 | 365 | 6.7339 | 0.48845 | 7 | 0.22237
2762 | 2.295 | 1 | 365 | 2.6256 | 0.25926 | 2 | 0.88487
3955 | 5.75 | 1 | 365 | 6.5783 | 0.17679 | 6 | 0.75511
3667 | 6.25 | 1 | 365 | 7.1504 | 0.3226 | 7 | 0.47295
14205 | 4.655 | 1 | 365 | 5.3256 | 0.66747 | 5 | 0.99305
4719 | 8.91 | 1 | 365 | 10.1935 | 0.4183 | 10 | 0.61184
4689 | 4.41 | 1 | 365 | 5.0453 | 0.10603 | 5 | 0.15131
4527 | 9.065 | 1 | 365 | 10.3709 | 0.7735 | 11 | 0.14437
4135 | 7.02 | 1 | 365 | 8.0313 | 0.087144 | 8 | 0.11842
7653 | 9.01 | 1 | 365 | 10.3079 | 0.64746 | 10 | 0.9554
4288 | 6.6 | 1 | 365 | 7.5508 | 0.12467 | 7 | 0.67544
13522 | 4.08 | 1 | 365 | 4.6677 | 0.34979 | 5 | 0.017542
11332 | 12.32 | 1 | 365 | 14.0948 | 0.23271 | 14 | 0.32748
2935 | 4.335 | 1 | 365 | 4.9595 | 0.93416 | 5 | 0.89364
4148 | 4 | 1 | 365 | 4.5762 | 0.16646 | 4 | 0.74269
3486 | 9.18 | 1 | 365 | 10.5024 | 0.037035 | 10 | 0.53947
6303 | 11 | 1 | 365 | 12.5846 | 0.20778 | 12 | 0.79239
6487 | 8.1 | 1 | 365 | 9.2669 | 0.56209 | 9 | 0.82894
14705 | 8.1 | 1 | 365 | 9.2669 | 0.56209 | 9 | 0.82894
14315 | 7.5 | 1 | 365 | 8.5804 | 0.18712 | 8 | 0.76754
6430 | 10 | 1 | 365 | 11.4406 | 0.91616 | 12 | 0.35672
6415 | 5.355 | 1 | 365 | 6.1264 | 0.2716 | 6 | 0.39802
15038 | 8.96 | 1 | 365 | 10.2507 | 0.53288 | 10 | 0.78362
33499 | 10.8 | 1 | 365 | 12.3558 | 0.74945 | 13 | 0.10526
6305 | 5.61 | 1 | 365 | 6.4182 | 0.85597 | 7 | 0.27412
4059 | 3.825 | 1 | 365 | 4.376 | 0.76543 | 5 | 0.14145
3086 | 4.08 | 1 | 365 | 4.6677 | 0.34979 | 5 | 0.017542
4535 | 5.865 | 1 | 365 | 6.7099 | 0.44033 | 7 | 0.15022
14611 | 5.145 | 1 | 365 | 5.8862 | 0.79036 | 6 | 0.67653
22106 | 4.5 | 1 | 365 | 5.1483 | 0.31227 | 5 | 0.46052
5975 | 5.61 | 1 | 365 | 6.4182 | 0.85597 | 7 | 0.27412
2746 | 2.25 | 1 | 365 | 2.5741 | 0.15614 | 2 | 0.73026
5978 | 5.5 | 1 | 365 | 6.2923 | 0.60389 | 6 | 0.8962
5478 | 8.5 | 1 | 365 | 9.7245 | 0.47874 | 10 | 0.20321
5495 | 7 | 1 | 365 | 8.0084 | 0.041312 | 8 | 0.049704
6450 | 5.4 | 1 | 365 | 6.1779 | 0.37473 | 6 | 0.55263
6055 | 6.5 | 1 | 365 | 7.4364 | 0.8955 | 8 | 0.33187
6466 | 7.25 | 1 | 365 | 8.2944 | 0.61422 | 8 | 0.90862
2745 | 8 | 1 | 365 | 9.1524 | 0.33293 | 9 | 0.48538
5476 | 3.75 | 1 | 365 | 4.2902 | 0.59356 | 4 | 0.88377
2714 | 2.5 | 1 | 365 | 2.8601 | 0.72904 | 3 | 0.58918
3236 | 9.99 | 1 | 365 | 11.4291 | 0.89324 | 12 | 0.32236
6326 | 5.61 | 1 | 365 | 6.4182 | 0.85597 | 7 | 0.27412
14436 | 4.59 | 1 | 365 | 5.2512 | 0.51852 | 5 | 0.76973
6491 | 5.61 | 1 | 365 | 6.4182 | 0.85597 | 7 | 0.27412
7081 | 11.7 | 1 | 365 | 13.3855 | 0.81191 | 14 | 0.19736
6238 | 3.825 | 1 | 365 | 4.376 | 0.76543 | 5 | 0.14145
14682 | 4.5 | 1 | 365 | 5.1483 | 0.31227 | 5 | 0.46052
16523 | 6.96 | 1 | 365 | 7.9626 | 0.94965 | 8 | 0.91228
6200 | 9.25 | 1 | 365 | 10.5825 | 0.19745 | 10 | 0.77997
14622 | 8.1 | 1 | 365 | 9.2669 | 0.56209 | 9 | 0.82894
6259 | 6.5 | 1 | 365 | 7.4364 | 0.8955 | 8 | 0.33187
4466 | 8.4 | 1 | 365 | 9.6101 | 0.24957 | 9 | 0.85964
4883 | 3 | 1 | 365 | 3.4322 | 0.87485 | 4 | 0.30702
3541 | 7.15 | 1 | 365 | 8.18 | 0.38505 | 8 | 0.56505
3324 | 6.7 | 1 | 365 | 7.6652 | 0.35383 | 8 | 0.019002
3076 | 7 | 1 | 365 | 8.0084 | 0.041312 | 8 | 0.049704
6214 | 7.02 | 1 | 365 | 8.0313 | 0.087144 | 8 | 0.11842
3836 | 8.97 | 1 | 365 | 10.2622 | 0.5558 | 10 | 0.81798
2763 | 2.55 | 1 | 365 | 2.9173 | 0.84362 | 3 | 0.76096
4799 | 4.08 | 1 | 365 | 4.6677 | 0.34979 | 5 | 0.017542
4160 | 9.81 | 1 | 365 | 11.2232 | 0.48075 | 11 | 0.70394
3961 | 3.825 | 1 | 365 | 4.376 | 0.76543 | 5 | 0.14145
10879 | 9.45 | 1 | 365 | 10.8113 | 0.65577 | 11 | 0.4671
2743 | 10.25 | 1 | 365 | 11.7266 | 0.48906 | 12 | 0.21564
3651 | 8.16 | 1 | 365 | 9.3355 | 0.69959 | 10 | 0.035084
3777 | 4.59 | 1 | 365 | 5.2512 | 0.51852 | 5 | 0.76973
15374 | 4.59 | 1 | 365 | 5.2512 | 0.51852 | 5 | 0.76973
21643 | 8.25 | 1 | 365 | 9.4385 | 0.90583 | 10 | 0.34429
3083 | 3.315 | 1 | 365 | 3.7925 | 0.59671 | 4 | 0.38925
3484 | 8.415 | 1 | 365 | 9.6272 | 0.28395 | 9 | 0.91118
2780 | 7.65 | 1 | 365 | 8.752 | 0.53086 | 9 | 0.28289
3085 | 3.825 | 1 | 365 | 4.376 | 0.76543 | 5 | 0.14145
6357 | 8.16 | 1 | 365 | 9.3355 | 0.69959 | 10 | 0.035084
2753 | 4.845 | 1 | 365 | 5.543 | 0.10288 | 5 | 0.64583
14364 | 7.96 | 1 | 365 | 9.1067 | 0.24126 | 9 | 0.34795
2747 | 5.355 | 1 | 365 | 6.1264 | 0.2716 | 6 | 0.39802
3607 | 3.75 | 1 | 365 | 4.2902 | 0.59356 | 4 | 0.88377
5483 | 5.39 | 1 | 365 | 6.1665 | 0.35181 | 6 | 0.51827
4186 | 8.175 | 1 | 365 | 9.3527 | 0.73396 | 10 | 0.086619
3735 | 4.59 | 1 | 365 | 5.2512 | 0.51852 | 5 | 0.76973
6579 | 13.065 | 1 | 365 | 14.9471 | 0.93996 | 15 | 0.88705
3264 | 10.965 | 1 | 365 | 12.5446 | 0.12757 | 12 | 0.67214
4494 | 7.02 | 1 | 365 | 8.0313 | 0.087144 | 8 | 0.11842
12640 | 9.81 | 1 | 365 | 11.2232 | 0.48075 | 11 | 0.70394
14689 | 5.5 | 1 | 365 | 6.2923 | 0.60389 | 6 | 0.8962
6474 | 5.4 | 1 | 365 | 6.1779 | 0.37473 | 6 | 0.55263
6312 | 9.72 | 1 | 365 | 11.1202 | 0.27451 | 11 | 0.39473
3235 | 6.12 | 1 | 365 | 7.0016 | 0.02469 | 7 | 0.026313
12456 | 13.4 | 1 | 365 | 15.3304 | 0.70765 | 16 | 0.038005
3476 | 5.639 | 1 | 365 | 6.4513 | 0.92242 | 7 | 0.37375
10961 | 4.59 | 1 | 365 | 5.2512 | 0.51852 | 5 | 0.76973
5225 | 9.5 | 1 | 365 | 10.8685 | 0.77035 | 11 | 0.63888
9312 | 5 | 1 | 365 | 5.7203 | 0.45808 | 6 | 0.17836
6257 | 9.75 | 1 | 365 | 11.1545 | 0.34326 | 11 | 0.4978
4551 | 4.08 | 1 | 365 | 4.6677 | 0.34979 | 5 | 0.017542
4490 | 3.06 | 1 | 365 | 3.5008 | 0.012345 | 3 | 0.51316
3374 | 6.12 | 1 | 365 | 7.0016 | 0.02469 | 7 | 0.026313
6092 | 6.12 | 1 | 365 | 7.0016 | 0.02469 | 7 | 0.026313
7583 | 3.06 | 1 | 365 | 3.5008 | 0.012345 | 3 | 0.51316
9787 | 4.5 | 1 | 365 | 5.1483 | 0.31227 | 5 | 0.46052
10701 | 4.59 | 1 | 365 | 5.2512 | 0.51852 | 5 | 0.76973
6007 | 3.75 | 1 | 365 | 4.2902 | 0.59356 | 4 | 0.88377
6054 | 7.25 | 1 | 365 | 8.2944 | 0.61422 | 8 | 0.90862
9691 | 10.5 | 1 | 365 | 12.0126 | 0.061968 | 12 | 0.074556
3557 | 8.4 | 1 | 365 | 9.6101 | 0.24957 | 9 | 0.85964
3286 | 5.1 | 1 | 365 | 5.8347 | 0.68724 | 6 | 0.52193
2750 | 5.25 | 1 | 365 | 6.0063 | 0.030984 | 6 | 0.037278
3529 | 8.5 | 1 | 365 | 9.7245 | 0.47874 | 10 | 0.20321
3568 | 5 | 1 | 365 | 5.7203 | 0.45808 | 6 | 0.17836
2749 | 3.25 | 1 | 365 | 3.7182 | 0.44775 | 4 | 0.16593
3703 | 5.5 | 1 | 365 | 6.2923 | 0.60389 | 6 | 0.8962
6116 | 6.12 | 1 | 365 | 7.0016 | 0.02469 | 7 | 0.026313
9250 | 9.35 | 1 | 365 | 10.6969 | 0.42661 | 11 | 0.12353
6684 | 7.56 | 1 | 365 | 8.6491 | 0.32462 | 8 | 0.97368
6562 | 6.36 | 1 | 365 | 7.2762 | 0.57468 | 7 | 0.85087
4169 | 6.25 | 1 | 365 | 7.1504 | 0.3226 | 7 | 0.47295
4387 | 6 | 1 | 365 | 6.8643 | 0.7497 | 7 | 0.61403
5378 | 3 | 1 | 365 | 3.4322 | 0.87485 | 4 | 0.30702
6602 | 5.98 | 1 | 365 | 6.8415 | 0.70386 | 7 | 0.54532
6660 | 8.25 | 1 | 365 | 9.4385 | 0.90583 | 10 | 0.34429
3314 | 6.6 | 1 | 365 | 7.5508 | 0.12467 | 7 | 0.67544
3880 | 8.25 | 1 | 365 | 9.4385 | 0.90583 | 10 | 0.34429
4443 | 6.37 | 1 | 365 | 7.2876 | 0.59759 | 7 | 0.88523
3475 | 6.54 | 1 | 365 | 7.4821 | 0.98717 | 8 | 0.46929
4171 | 8.25 | 1 | 365 | 9.4385 | 0.90583 | 10 | 0.34429
3063 | 9.945 | 1 | 365 | 11.3776 | 0.79012 | 12 | 0.16776
5702 | 3.18 | 1 | 365 | 3.6381 | 0.28734 | 3 | 0.92544
3237 | 5.39 | 1 | 365 | 6.1665 | 0.35181 | 6 | 0.51827
3573 | 7.7 | 1 | 365 | 8.8092 | 0.64544 | 9 | 0.45467
6607 | 2.45 | 1 | 365 | 2.8029 | 0.61446 | 3 | 0.4174
4813 | 4.32 | 1 | 365 | 4.9423 | 0.89978 | 5 | 0.8421
5818 | 7.905 | 1 | 365 | 9.0438 | 0.11522 | 9 | 0.15899
2877 | 10.25 | 1 | 365 | 11.7266 | 0.48906 | 12 | 0.21564
3540 | 2.915 | 1 | 365 | 3.3349 | 0.68006 | 4 | 0.014984
5487 | 3.315 | 1 | 365 | 3.7925 | 0.59671 | 4 | 0.38925
2970 | 7.25 | 1 | 365 | 8.2944 | 0.61422 | 8 | 0.90862
5222 | 8.16 | 1 | 365 | 9.3355 | 0.69959 | 10 | 0.035084
22426 | 3.36 | 1 | 365 | 3.844 | 0.69983 | 4 | 0.54386
4138 | 3.75 | 1 | 365 | 4.2902 | 0.59356 | 4 | 0.88377
2631 | 7 | 1 | 365 | 8.0084 | 0.041312 | 8 | 0.049704
7942 | 12.5 | 1 | 365 | 14.3007 | 0.6452 | 14 | 0.9459
3119 | 4.845 | 1 | 365 | 5.543 | 0.10288 | 5 | 0.64583
4111 | 5.4 | 1 | 365 | 6.1779 | 0.37473 | 6 | 0.55263
2829 | 11.25 | 1 | 365 | 12.8706 | 0.78068 | 13 | 0.65131
6198 | 6.375 | 1 | 365 | 7.2934 | 0.60905 | 7 | 0.90241
7223 | 4.335 | 1 | 365 | 4.9595 | 0.93416 | 5 | 0.89364
4661 | 3.06 | 1 | 365 | 3.5008 | 0.012345 | 3 | 0.51316
14068 | 3 | 1 | 365 | 3.4322 | 0.87485 | 4 | 0.30702
6947 | 6.24 | 1 | 365 | 7.1389 | 0.29968 | 7 | 0.43859
24322 | 3.925 | 1 | 365 | 4.4904 | 0.99459 | 5 | 0.48501
6249 | 3.5 | 1 | 365 | 4.0042 | 0.020656 | 4 | 0.024852
20973 | 4.25 | 1 | 365 | 4.8622 | 0.73937 | 5 | 0.60161
6216 | 4.335 | 1 | 365 | 4.9595 | 0.93416 | 5 | 0.89364
14625 | 6.96 | 1 | 365 | 7.9626 | 0.94965 | 8 | 0.91228
14707 | 5.395 | 1 | 365 | 6.1722 | 0.36327 | 6 | 0.53545
4300 | 5.5 | 1 | 365 | 6.2923 | 0.60389 | 6 | 0.8962
2937 | 7.25 | 1 | 365 | 8.2944 | 0.61422 | 8 | 0.90862
7229 | 3.6 | 1 | 365 | 4.1186 | 0.24982 | 4 | 0.36842
5548 | 9.3 | 1 | 365 | 10.6397 | 0.31203 | 10 | 0.95175
5369 | 5.4 | 1 | 365 | 6.1779 | 0.37473 | 6 | 0.55263
4874 | 7.705 | 1 | 365 | 8.815 | 0.6569 | 9 | 0.47185
20428 | 9.45 | 1 | 365 | 10.8113 | 0.65577 | 11 | 0.4671
3037 | 8.25 | 1 | 365 | 9.4385 | 0.90583 | 10 | 0.34429
2828 | 5.25 | 1 | 365 | 6.0063 | 0.030984 | 6 | 0.037278
5314 | 4.335 | 1 | 365 | 4.9595 | 0.93416 | 5 | 0.89364
3660 | 7.25 | 1 | 365 | 8.2944 | 0.61422 | 8 | 0.90862
6251 | 5.61 | 1 | 365 | 6.4182 | 0.85597 | 7 | 0.27412
16143 | 8.8 | 1 | 365 | 10.0677 | 0.16622 | 10 | 0.23391
2900 | 12.42 | 1 | 365 | 14.2092 | 0.46187 | 14 | 0.67105
4091 | 7.035 | 1 | 365 | 8.0484 | 0.12152 | 8 | 0.16995
4386 | 7.2 | 1 | 365 | 8.2372 | 0.49964 | 8 | 0.73684
3526 | 6.9 | 1 | 365 | 7.894 | 0.81215 | 8 | 0.70614
3303 | 7.14 | 1 | 365 | 8.1686 | 0.36214 | 8 | 0.5307
5014 | 5.88 | 1 | 365 | 6.727 | 0.4747 | 7 | 0.20175
10960 | 8.67 | 1 | 365 | 9.919 | 0.86831 | 10 | 0.78728
3438 | 12.24 | 1 | 365 | 14.0032 | 0.04938 | 14 | 0.052625
3465 | 4.02 | 1 | 365 | 4.5991 | 0.2123 | 4 | 0.8114
4993 | 6.75 | 1 | 365 | 7.7224 | 0.46841 | 8 | 0.19079
3064 | 8.28 | 1 | 365 | 9.4728 | 0.97458 | 10 | 0.44736
4022 | 5.1 | 1 | 365 | 5.8347 | 0.68724 | 6 | 0.52193
3542 | 9.9 | 1 | 365 | 11.3262 | 0.687 | 12 | 0.013153
6662 | 10 | 1 | 365 | 11.4406 | 0.91616 | 12 | 0.35672
4990 | 7.395 | 1 | 365 | 8.4603 | 0.9465 | 9 | 0.40679
4841 | 4.9 | 1 | 365 | 5.6059 | 0.22892 | 5 | 0.83479
4449 | 4.9 | 1 | 365 | 5.6059 | 0.22892 | 5 | 0.83479
4458 | 6.86 | 1 | 365 | 7.8482 | 0.72049 | 8 | 0.56871
12431 | 7.65 | 1 | 365 | 8.752 | 0.53086 | 9 | 0.28289
6965 | 7.2 | 1 | 365 | 8.2372 | 0.49964 | 8 | 0.73684
4297 | 3 | 1 | 365 | 3.4322 | 0.87485 | 4 | 0.30702
5547 | 12.395 | 1 | 365 | 14.1806 | 0.40458 | 14 | 0.58515
3924 | 4.41 | 1 | 365 | 5.0453 | 0.10603 | 5 | 0.15131
4794 | 4.8 | 1 | 365 | 5.4915 | 0.99976 | 6 | 0.49123
3285 | 15 | 1 | 365 | 17.1608 | 0.37424 | 17 | 0.53508
3020 | 7.395 | 1 | 365 | 8.4603 | 0.9465 | 9 | 0.40679
3621 | 6.63 | 1 | 365 | 7.5851 | 0.19341 | 7 | 0.77851
4382 | 4.02 | 1 | 365 | 4.5991 | 0.2123 | 4 | 0.8114
5006 | 7.65 | 1 | 365 | 8.752 | 0.53086 | 9 | 0.28289
4863 | 4.02 | 1 | 365 | 4.5991 | 0.2123 | 4 | 0.8114
3704 | 5.4 | 1 | 365 | 6.1779 | 0.37473 | 6 | 0.55263
3882 | 4.9 | 1 | 365 | 5.6059 | 0.22892 | 5 | 0.83479
4039 | 4.655 | 1 | 365 | 5.3256 | 0.66747 | 5 | 0.99305
5662 | 3.3 | 1 | 365 | 3.7754 | 0.56233 | 4 | 0.33772
5193 | 9.945 | 1 | 365 | 11.3776 | 0.79012 | 12 | 0.16776
6247 | 7.14 | 1 | 365 | 8.1686 | 0.36214 | 8 | 0.5307
7228 | 4.69 | 1 | 365 | 5.3656 | 0.74768 | 6 | 0.1133
3772 | 6.5 | 1 | 365 | 7.4364 | 0.8955 | 8 | 0.33187
3032 | 3 | 1 | 365 | 3.4322 | 0.87485 | 4 | 0.30702
12657 | 5.25 | 1 | 365 | 6.0063 | 0.030984 | 6 | 0.037278
18010 | 6.867 | 1 | 365 | 7.8562 | 0.73653 | 8 | 0.59276
6793 | 2 | 1 | 365 | 2.2881 | 0.58323 | 2 | 0.87134
3117 | 5.1 | 1 | 365 | 5.8347 | 0.68724 | 6 | 0.52193
6701 | 10.385 | 1 | 365 | 11.881 | 0.79843 | 12 | 0.67945
8939 | 12.32 | 1 | 365 | 14.0948 | 0.23271 | 14 | 0.32748
6989 | 3.08 | 1 | 365 | 3.5237 | 0.058177 | 3 | 0.58187
5408 | 5.775 | 1 | 365 | 6.6069 | 0.23408 | 6 | 0.84101
11186 | 4.75 | 1 | 365 | 5.4343 | 0.88518 | 6 | 0.31944
10328 | 10.791 | 1 | 365 | 12.3455 | 0.72883 | 13 | 0.074337
6388 | 11.772 | 1 | 365 | 13.4678 | 0.9769 | 14 | 0.44473
3570 | 4 | 1 | 365 | 4.5762 | 0.16646 | 4 | 0.74269
24117 | 4.8 | 1 | 365 | 5.4915 | 0.99976 | 6 | 0.49123
10232 | 2 | 1 | 365 | 2.2881 | 0.58323 | 2 | 0.87134
826 | 9 | 1 | 365 | 10.2965 | 0.62454 | 10 | 0.92105
3887 | 7.95 | 1 | 365 | 9.0952 | 0.21835 | 9 | 0.31359
7334 | 8.085 | 1 | 365 | 9.2497 | 0.52772 | 9 | 0.77741
7443 | 11.76 | 1 | 365 | 13.4541 | 0.9494 | 14 | 0.4035
26012 | 15 | 1 | 365 | 17.1608 | 0.37424 | 17 | 0.53508
26075 | 9 | 1 | 365 | 10.2965 | 0.62454 | 10 | 0.92105
14094 | 9.6 | 1 | 365 | 10.9829 | 0.99951 | 11 | 0.98245
5527 | 4.8 | 1 | 365 | 5.4915 | 0.99976 | 6 | 0.49123
22258 | 6.72 | 1 | 365 | 7.6881 | 0.39966 | 8 | 0.087716
6183 | 7.56 | 1 | 365 | 8.6491 | 0.32462 | 8 | 0.97368
4690 | 3.06 | 1 | 365 | 3.5008 | 0.012345 | 3 | 0.51316
4648 | 9.075 | 1 | 365 | 10.3823 | 0.79642 | 11 | 0.17872
11616 | 6.12 | 1 | 365 | 7.0016 | 0.02469 | 7 | 0.026313
10939 | 7.8 | 1 | 365 | 8.9236 | 0.8746 | 9 | 0.79824
5990 | 5.635 | 1 | 365 | 6.4468 | 0.91326 | 7 | 0.36001
5294 | 6.9 | 1 | 365 | 7.894 | 0.81215 | 8 | 0.70614
4578 | 6.5 | 1 | 365 | 7.4364 | 0.8955 | 8 | 0.33187
4129 | 7 | 1 | 365 | 8.0084 | 0.041312 | 8 | 0.049704
7927 | 6.5 | 1 | 365 | 7.4364 | 0.8955 | 8 | 0.33187
4173 | 5.5 | 1 | 365 | 6.2923 | 0.60389 | 6 | 0.8962
3944 | 4.86 | 1 | 365 | 5.5601 | 0.13725 | 5 | 0.69737
5379 | 6.05 | 1 | 365 | 6.9215 | 0.86428 | 7 | 0.78582
16597 | 6.72 | 1 | 365 | 7.6881 | 0.39966 | 8 | 0.087716
3920 | 3.92 | 1 | 365 | 4.4847 | 0.98313 | 5 | 0.46783
31038 | 6.72 | 1 | 365 | 7.6881 | 0.39966 | 8 | 0.087716
5965 | 9.36 | 1 | 365 | 10.7084 | 0.44953 | 11 | 0.15789
11209 | 5.025 | 1 | 365 | 5.7489 | 0.51537 | 6 | 0.26425
17343 | 3.57 | 1 | 365 | 4.0843 | 0.18107 | 4 | 0.26535
4433 | 5.2 | 1 | 365 | 5.9491 | 0.9164 | 6 | 0.86549
52658 | 8.97 | 1 | 365 | 10.2622 | 0.5558 | 10 | 0.81798
3595 | 5.1 | 1 | 365 | 5.8347 | 0.68724 | 6 | 0.52193
6155 | 4.335 | 1 | 365 | 4.9595 | 0.93416 | 5 | 0.89364
12838 | 10.05 | 1 | 365 | 11.4978 | 0.030741 | 11 | 0.5285
5129 | 6.3 | 1 | 365 | 7.2076 | 0.43718 | 7 | 0.64473
7620 | 10.005 | 1 | 365 | 11.4463 | 0.92762 | 12 | 0.3739
8692 | 6.5 | 1 | 365 | 7.4364 | 0.8955 | 8 | 0.33187
10593 | 5.61 | 1 | 365 | 6.4182 | 0.85597 | 7 | 0.27412
7871 | 5.5 | 1 | 365 | 6.2923 | 0.60389 | 6 | 0.8962
5243 | 11 | 1 | 365 | 12.5846 | 0.20778 | 12 | 0.79239
3711 | 8.75 | 1 | 365 | 10.0105 | 0.05164 | 10 | 0.06213
3597 | 2.55 | 1 | 365 | 2.9173 | 0.84362 | 3 | 0.76096
3620 | 3.6 | 1 | 365 | 4.1186 | 0.24982 | 4 | 0.36842
7878 | 13.44 | 1 | 365 | 15.3761 | 0.79932 | 16 | 0.17543
3854 | 4.845 | 1 | 365 | 5.543 | 0.10288 | 5 | 0.64583
4796 | 4.02 | 1 | 365 | 4.5991 | 0.2123 | 4 | 0.8114
16728 | 3.9 | 1 | 365 | 4.4618 | 0.9373 | 5 | 0.39912
6432 | 3.57 | 1 | 365 | 4.0843 | 0.18107 | 4 | 0.26535
4587 | 3.57 | 1 | 365 | 4.0843 | 0.18107 | 4 | 0.26535
3625 | 4.5 | 1 | 365 | 5.1483 | 0.31227 | 5 | 0.46052
5409 | 4.8 | 1 | 365 | 5.4915 | 0.99976 | 6 | 0.49123
4735 | 10.2 | 1 | 365 | 11.6694 | 0.37448 | 12 | 0.043854
6345 | 4.845 | 1 | 365 | 5.543 | 0.10288 | 5 | 0.64583
4715 | 5.36 | 1 | 365 | 6.1321 | 0.28306 | 6 | 0.4152
3878 | 5.355 | 1 | 365 | 6.1264 | 0.2716 | 6 | 0.39802
12416 | 6.885 | 1 | 365 | 7.8768 | 0.77778 | 8 | 0.6546
3731 | 4.59 | 1 | 365 | 5.2512 | 0.51852 | 5 | 0.76973
4901 | 6.63 | 1 | 365 | 7.5851 | 0.19341 | 7 | 0.77851
6477 | 9.99 | 1 | 365 | 11.4291 | 0.89324 | 12 | 0.32236
8899 | 14.85 | 1 | 365 | 16.9892 | 0.030498 | 17 | 0.019729
73951 | 3.315 | 1 | 365 | 3.7925 | 0.77222 | 4 | 0.56476
5068 | 3.315 | 1 | 365 | 3.7925 | 0.59671 | 4 | 0.38925
3580 | 9.6 | 1 | 365 | 10.9829 | 0.99951 | 11 | 0.98245
18639 | 10.175 | 1 | 365 | 11.6408 | 0.31719 | 11 | 0.95796
4397 | 5.1 | 1 | 365 | 5.8347 | 0.68724 | 6 | 0.52193
73311 | 3.9 | 1 | 365 | 4.4618 | 0.4379 | 4 | 0.89972
20194 | 6.72 | 1 | 365 | 7.6881 | 0.39966 | 8 | 0.087716
13229 | 10 | 1 | 365 | 11.4406 | 0.91616 | 12 | 0.35672
10396 | 9 | 1 | 365 | 10.2965 | 0.62454 | 10 | 0.92105
4887 | 7.02 | 1 | 365 | 8.0313 | 0.087144 | 8 | 0.11842
4515 | 3.75 | 1 | 365 | 4.2902 | 0.59356 | 4 | 0.88377
7253 | 6.5 | 1 | 365 | 7.4364 | 0.8955 | 8 | 0.33187
12572 | 3.3 | 1 | 365 | 3.7754 | 0.56233 | 4 | 0.33772
4267 | 5.1 | 1 | 365 | 5.8347 | 0.68724 | 6 | 0.52193
5015 | 3.57 | 1 | 365 | 4.0843 | 0.18107 | 4 | 0.26535
16241 | 4.845 | 1 | 365 | 5.543 | 0.10288 | 5 | 0.64583
5230 | 8.1 | 1 | 365 | 9.2669 | 0.56209 | 9 | 0.82894
10733 | 6.5 | 1 | 365 | 7.4364 | 0.8955 | 8 | 0.33187
4797 | 4.8 | 1 | 365 | 5.4915 | 0.99976 | 6 | 0.49123
9818 | 4.59 | 1 | 365 | 5.2512 | 0.51852 | 5 | 0.76973
32837 | 8.67 | 1 | 365 | 9.919 | 0.86831 | 10 | 0.78728
3583 | 4.08 | 1 | 365 | 4.6677 | 0.34979 | 5 | 0.017542
4047 | 4.335 | 1 | 365 | 4.9595 | 0.93416 | 5 | 0.89364
6258 | 8.25 | 1 | 365 | 9.4385 | 0.90583 | 10 | 0.34429
6397 | 8.16 | 1 | 365 | 9.3355 | 0.69959 | 10 | 0.035084
10138 | 4.845 | 1 | 365 | 5.543 | 0.10288 | 5 | 0.64583
7225 | 9 | 1 | 365 | 10.2965 | 0.62454 | 10 | 0.92105
21596 | 3.44 | 1 | 365 | 3.9356 | 0.88316 | 4 | 0.81871
4644 | 6.375 | 1 | 365 | 7.2934 | 0.60905 | 7 | 0.90241
15397 | 2.5 | 1 | 365 | 2.8601 | 0.72904 | 3 | 0.58918
5235 | 5.5 | 1 | 365 | 6.2923 | 0.60389 | 6 | 0.8962
10090 | 6.63 | 1 | 365 | 7.5851 | 0.19341 | 7 | 0.77851
4361 | 4 | 1 | 365 | 4.5762 | 0.16646 | 4 | 0.74269
6056 | 5.775 | 1 | 365 | 6.6069 | 0.23408 | 6 | 0.84101
5481 | 6.325 | 1 | 365 | 7.2362 | 0.49447 | 7 | 0.73063
5482 | 9 | 1 | 365 | 10.2965 | 0.62454 | 10 | 0.92105
5906 | 9.35 | 1 | 365 | 10.6969 | 0.42661 | 11 | 0.12353
5972 | 5.1 | 1 | 365 | 5.8347 | 0.68724 | 6 | 0.52193
4398 | 4.9 | 1 | 365 | 5.6059 | 0.22892 | 5 | 0.83479
5296 | 6 | 1 | 365 | 6.8643 | 0.7497 | 7 | 0.61403
5149 | 5.75 | 1 | 365 | 6.5783 | 0.17679 | 6 | 0.75511
5863 | 4.59 | 1 | 365 | 5.2512 | 0.51852 | 5 | 0.76973
5287 | 6.125 | 1 | 365 | 7.0073 | 0.036148 | 7 | 0.043491
8137 | 7.56 | 1 | 365 | 8.6491 | 0.32462 | 8 | 0.97368
9277 | 6 | 1 | 365 | 6.8643 | 0.7497 | 7 | 0.61403
4485 | 7.395 | 1 | 365 | 8.4603 | 0.9465 | 9 | 0.40679
3871 | 6.6 | 1 | 365 | 7.5508 | 0.12467 | 7 | 0.67544
6281 | 4.5 | 1 | 365 | 5.1483 | 0.31227 | 5 | 0.46052
3584 | 7.14 | 1 | 365 | 8.1686 | 0.36214 | 8 | 0.5307
14953 | 7.15 | 1 | 365 | 8.18 | 0.38505 | 8 | 0.56505
5579 | 6.05 | 1 | 365 | 6.9215 | 0.86428 | 7 | 0.78582
5534 | 6.615 | 1 | 365 | 7.5679 | 0.15904 | 7 | 0.72697
4385 | 5 | 1 | 365 | 5.7203 | 0.45808 | 6 | 0.17836
4706 | 3.75 | 1 | 365 | 4.2902 | 0.59356 | 4 | 0.88377
4960 | 6.05 | 1 | 365 | 6.9215 | 0.86428 | 7 | 0.78582
11328 | 7.15 | 1 | 365 | 8.18 | 0.38505 | 8 | 0.56505
14819 | 4.5 | 1 | 365 | 5.1483 | 0.31227 | 5 | 0.46052
4707 | 9.9 | 1 | 365 | 11.3262 | 0.687 | 12 | 0.013153
4650 | 11.825 | 1 | 365 | 13.5285 | 0.098359 | 13 | 0.62682
14297 | 7.25 | 1 | 365 | 8.2944 | 0.61422 | 8 | 0.90862
5071 | 4.08 | 1 | 365 | 4.6677 | 0.34979 | 5 | 0.017542
11726 | 3.57 | 1 | 365 | 4.0843 | 0.18107 | 4 | 0.26535
6614 | 6.54 | 1 | 365 | 7.4821 | 0.98717 | 8 | 0.46929
3593 | 7.75 | 1 | 365 | 8.8664 | 0.76002 | 9 | 0.62646
6687 | 9.315 | 1 | 365 | 10.6569 | 0.3464 | 11 | 0.0032847
32025 | 14.85 | 1 | 365 | 16.9892 | 0.030498 | 17 | 0.019729
10412 | 2.8 | 1 | 365 | 3.2034 | 0.41652 | 3 | 0.61988
14090 | 4.9 | 1 | 365 | 5.6059 | 0.22892 | 5 | 0.83479
10947 | 4.578 | 1 | 365 | 5.2375 | 0.49102 | 5 | 0.72851
28534 | 5 | 1 | 365 | 5.7203 | 0.45808 | 6 | 0.17836
4932 | 4.25 | 1 | 365 | 4.8622 | 0.73937 | 5 | 0.60161
6351 | 5.5 | 1 | 365 | 6.2923 | 0.60389 | 6 | 0.8962
5368 | 4.95 | 1 | 365 | 5.6631 | 0.3435 | 6 | 0.0065764
32833 | 4 | 1 | 365 | 4.5762 | 0.16646 | 4 | 0.74269
5012 | 6.885 | 1 | 365 | 7.8768 | 0.77778 | 8 | 0.6546
15527 | 7.8 | 1 | 365 | 8.9236 | 0.8746 | 9 | 0.79824
4938 | 11.772 | 1 | 365 | 13.4678 | 0.9769 | 14 | 0.44473
21287 | 4.75 | 1 | 365 | 5.4343 | 0.88518 | 6 | 0.31944
3966 | 4.59 | 1 | 365 | 5.2512 | 0.51852 | 5 | 0.76973
6117 | 4.335 | 1 | 365 | 4.9595 | 0.93416 | 5 | 0.89364
4264 | 2.75 | 1 | 365 | 3.1462 | 0.30194 | 3 | 0.4481
6163 | 4.59 | 1 | 365 | 5.2512 | 0.51852 | 5 | 0.76973
5722 | 6.16 | 1 | 365 | 7.0474 | 0.11635 | 7 | 0.16374
14102 | 3.315 | 1 | 365 | 3.7925 | 0.59671 | 4 | 0.38925
14114 | 5.75 | 1 | 365 | 6.5783 | 0.17679 | 6 | 0.75511
4867 | 6.375 | 1 | 365 | 7.2934 | 0.60905 | 7 | 0.90241
4306 | 9.065 | 1 | 365 | 10.3709 | 0.7735 | 11 | 0.14437
4092 | 3.92 | 1 | 365 | 4.4847 | 0.98313 | 5 | 0.46783
14681 | 5.545 | 1 | 365 | 6.3438 | 0.70701 | 7 | 0.050801
3630 | 6.375 | 1 | 365 | 7.2934 | 0.60905 | 7 | 0.90241
7336 | 11.75 | 1 | 365 | 13.4427 | 0.92649 | 14 | 0.36915
8818 | 6.25 | 1 | 365 | 7.1504 | 0.3226 | 7 | 0.47295
4119 | 4.59 | 1 | 365 | 5.2512 | 0.51852 | 5 | 0.76973
5126 | 6.72 | 1 | 365 | 7.6881 | 0.39966 | 8 | 0.087716
4043 | 6.615 | 1 | 365 | 7.5679 | 0.15904 | 7 | 0.72697
7231 | 5.1 | 1 | 365 | 5.8347 | 0.68724 | 6 | 0.52193
6508 | 4.59 | 1 | 365 | 5.2512 | 0.51852 | 5 | 0.76973
6395 | 10.08 | 1 | 365 | 11.5321 | 0.099489 | 11 | 0.63157
3680 | 5.865 | 1 | 365 | 6.7099 | 0.44033 | 7 | 0.15022
3657 | 10 | 1 | 365 | 11.4406 | 0.91616 | 12 | 0.35672
11141 | 4.68 | 1 | 365 | 5.3542 | 0.72476 | 6 | 0.078945
8256 | 7 | 1 | 365 | 8.0084 | 0.041312 | 8 | 0.049704
3586 | 6 | 1 | 365 | 6.8643 | 0.7497 | 7 | 0.61403
4521 | 11.275 | 1 | 365 | 12.8992 | 0.83797 | 13 | 0.7372
3585 | 2 | 1 | 365 | 2.2881 | 0.58323 | 2 | 0.87134
12851 | 5.13 | 1 | 365 | 5.869 | 0.75599 | 6 | 0.625
5794 | 4.845 | 1 | 365 | 5.543 | 0.10288 | 5 | 0.64583
17915 | 8.829 | 1 | 365 | 10.1009 | 0.23268 | 10 | 0.33355
4928 | 6.12 | 1 | 365 | 7.0016 | 0.02469 | 7 | 0.026313
10959 | 11.75 | 1 | 365 | 13.4427 | 0.92649 | 14 | 0.36915
5076 | 9.1 | 1 | 365 | 10.4109 | 0.85371 | 11 | 0.26462
3702 | 9.945 | 1 | 365 | 11.3776 | 0.79012 | 12 | 0.16776
22069 | 6 | 1 | 365 | 6.8643 | 0.7497 | 7 | 0.61403
4089 | 3.06 | 1 | 365 | 3.5008 | 0.012345 | 3 | 0.51316
16149 | 7.65 | 1 | 365 | 8.752 | 0.53086 | 9 | 0.28289
6244 | 9.35 | 1 | 365 | 10.6969 | 0.42661 | 11 | 0.12353
6595 | 7.5 | 1 | 365 | 8.5804 | 0.18712 | 8 | 0.76754
14663 | 8.25 | 1 | 365 | 9.4385 | 0.90583 | 10 | 0.34429
4732 | 6.21 | 1 | 365 | 7.1046 | 0.23094 | 7 | 0.33552
4286 | 5.775 | 1 | 365 | 6.6069 | 0.23408 | 6 | 0.84101
7951 | 8.84 | 1 | 365 | 10.1135 | 0.25789 | 10 | 0.37134
4830 | 8.58 | 1 | 365 | 9.816 | 0.66207 | 10 | 0.47807
6677 | 10.78 | 1 | 365 | 12.3329 | 0.70362 | 13 | 0.036544
2630 | 7.14 | 1 | 365 | 8.1686 | 0.36214 | 8 | 0.5307
5382 | 12.19 | 1 | 365 | 13.946 | 0.9348 | 14 | 0.88084
4569 | 3.06 | 1 | 365 | 3.5008 | 0.012345 | 3 | 0.51316
8971 | 3.825 | 1 | 365 | 4.376 | 0.76543 | 5 | 0.14145
13526 | 10.75 | 1 | 365 | 12.2986 | 0.63487 | 12 | 0.93347
6740 | 6 | 1 | 365 | 6.8643 | 0.7497 | 7 | 0.61403
6700 | 9.045 | 1 | 365 | 10.348 | 0.72767 | 11 | 0.075653
5720 | 3.15 | 1 | 365 | 3.6038 | 0.21859 | 3 | 0.82237
12148 | 5.67 | 1 | 365 | 6.4868 | 0.99346 | 7 | 0.48026
12258 | 6.48 | 1 | 365 | 7.4135 | 0.84967 | 8 | 0.26315
17284 | 12.495 | 1 | 365 | 14.295 | 0.63374 | 14 | 0.92872
6576 | 3 | 1 | 365 | 3.4322 | 0.87485 | 4 | 0.30702
5223 | 4.59 | 1 | 365 | 5.2512 | 0.51852 | 5 | 0.76973
6114 | 4.5 | 1 | 365 | 5.1483 | 0.31227 | 5 | 0.46052
14951 | 8.8 | 1 | 365 | 10.0677 | 0.16622 | 10 | 0.23391
5496 | 6.05 | 1 | 365 | 6.9215 | 0.86428 | 7 | 0.78582
5537 | 3.85 | 1 | 365 | 4.4046 | 0.82272 | 5 | 0.22734
14691 | 6.63 | 1 | 365 | 7.5851 | 0.19341 | 7 | 0.77851
4695 | 2.75 | 1 | 365 | 3.1462 | 0.30194 | 3 | 0.4481
8922 | 7.5 | 1 | 365 | 8.5804 | 0.18712 | 8 | 0.76754
4757 | 6.12 | 1 | 365 | 7.0016 | 0.02469 | 7 | 0.026313
4765 | 7.14 | 1 | 365 | 8.1686 | 0.36214 | 8 | 0.5307
4768 | 6.63 | 1 | 365 | 7.5851 | 0.19341 | 7 | 0.77851
5105 | 9.18 | 1 | 365 | 10.5024 | 0.037035 | 10 | 0.53947
5274 | 9.9 | 1 | 365 | 11.3262 | 0.687 | 12 | 0.013153
7648 | 6.89 | 1 | 365 | 7.8825 | 0.78923 | 8 | 0.67178
11067 | 3.825 | 1 | 365 | 4.376 | 0.76543 | 5 | 0.14145
8422 | 7 | 1 | 365 | 8.0084 | 0.041312 | 8 | 0.049704
6343 | 6.6 | 1 | 365 | 7.5508 | 0.12467 | 7 | 0.67544
16094 | 9.99 | 1 | 365 | 11.4291 | 0.89324 | 12 | 0.32236
14733 | 7.29 | 1 | 365 | 8.3402 | 0.70588 | 9 | 0.046049
5964 | 10 | 1 | 365 | 11.4406 | 0.91616 | 12 | 0.35672
21689 | 5.4 | 1 | 365 | 6.1779 | 0.37473 | 6 | 0.55263
21691 | 5.61 | 1 | 365 | 6.4182 | 0.85597 | 7 | 0.27412
13897 | 3.78 | 1 | 365 | 4.3245 | 0.66231 | 4 | 0.98684
6601 | 8.82 | 1 | 365 | 10.0906 | 0.21205 | 10 | 0.30263
6623 | 8.4 | 1 | 365 | 9.6101 | 0.24957 | 9 | 0.85964
7941 | 7.595 | 1 | 365 | 8.6891 | 0.40482 | 9 | 0.093929
5292 | 6.213 | 1 | 365 | 7.108 | 0.23781 | 7 | 0.34583
4700 | 4.5 | 1 | 365 | 5.1483 | 0.31227 | 5 | 0.46052
5501 | 8.8 | 1 | 365 | 10.0677 | 0.16622 | 10 | 0.23391
5133 | 5.72 | 1 | 365 | 6.544 | 0.10804 | 6 | 0.65204
10717 | 6.37 | 1 | 365 | 7.2876 | 0.59759 | 7 | 0.88523
9156 | 4.655 | 1 | 365 | 5.3256 | 0.66747 | 5 | 0.99305
6542 | 3.315 | 1 | 365 | 3.7925 | 0.59671 | 4 | 0.38925
4780 | 6.37 | 1 | 365 | 7.2876 | 0.59759 | 7 | 0.88523
5781 | 4.59 | 1 | 365 | 5.2512 | 0.51852 | 5 | 0.76973
4763 | 5.1 | 1 | 365 | 5.8347 | 0.68724 | 6 | 0.52193
6182 | 5.5 | 1 | 365 | 6.2923 | 0.60389 | 6 | 0.8962
20976 | 5.67 | 1 | 365 | 6.4868 | 0.99346 | 7 | 0.48026
4825 | 5.1 | 1 | 365 | 5.8347 | 0.68724 | 6 | 0.52193
11369 | 4.8 | 1 | 365 | 5.4915 | 0.99976 | 6 | 0.49123
10095 | 8.16 | 1 | 365 | 9.3355 | 0.69959 | 10 | 0.035084
5374 | 4.08 | 1 | 365 | 4.6677 | 0.34979 | 5 | 0.017542
6838 | 3.6 | 1 | 365 | 4.1186 | 0.24982 | 4 | 0.36842
10418 | 3.06 | 1 | 365 | 3.5008 | 0.012345 | 3 | 0.51316
5666 | 5.355 | 1 | 365 | 6.1264 | 0.2716 | 6 | 0.39802
6621 | 6.63 | 1 | 365 | 7.5851 | 0.19341 | 7 | 0.77851
26317 | 4.2 | 1 | 365 | 4.805 | 0.62479 | 5 | 0.42982
6632 | 5.355 | 1 | 365 | 6.1264 | 0.2716 | 6 | 0.39802
5375 | 6.885 | 1 | 365 | 7.8768 | 0.77778 | 8 | 0.6546
24159 | 6.3 | 1 | 365 | 7.2076 | 0.43718 | 7 | 0.64473
4699 | 7.905 | 1 | 365 | 9.0438 | 0.11522 | 9 | 0.15899
5883 | 8.415 | 1 | 365 | 9.6272 | 0.28395 | 9 | 0.91118
21309 | 5.559 | 1 | 365 | 6.3598 | 0.73909 | 7 | 0.098901
6219 | 6.6 | 1 | 365 | 7.5508 | 0.12467 | 7 | 0.67544
6445 | 5.1 | 1 | 365 | 5.8347 | 0.68724 | 6 | 0.52193
6586 | 6.213 | 1 | 365 | 7.108 | 0.23781 | 7 | 0.34583
5059 | 7.84 | 1 | 365 | 8.9694 | 0.96627 | 9 | 0.93567
5976 | 3.315 | 1 | 365 | 3.7925 | 0.59671 | 4 | 0.38925
5650 | 4.08 | 1 | 365 | 4.6677 | 0.34979 | 5 | 0.017542
13147 | 7.685 | 1 | 365 | 8.7921 | 0.61107 | 9 | 0.40314
5407 | 5.1 | 1 | 365 | 5.8347 | 0.68724 | 6 | 0.52193
6123 | 8.67 | 1 | 365 | 9.919 | 0.86831 | 10 | 0.78728
22255 | 6.48 | 1 | 365 | 7.4135 | 0.84967 | 8 | 0.26315
4782 | 6.12 | 1 | 365 | 7.0016 | 0.02469 | 7 | 0.026313
6749 | 6 | 1 | 365 | 6.8643 | 0.7497 | 7 | 0.61403
6575 | 5.88 | 1 | 365 | 6.727 | 0.4747 | 7 | 0.20175
6010 | 4.05 | 1 | 365 | 4.6334 | 0.28104 | 4 | 0.91447
5485 | 6.63 | 1 | 365 | 7.5851 | 0.19341 | 7 | 0.77851
4865 | 6.21 | 1 | 365 | 7.1046 | 0.23094 | 7 | 0.33552
12237 | 7.425 | 1 | 365 | 8.4946 | 0.015249 | 8 | 0.50986
6009 | 8 | 1 | 365 | 9.1524 | 0.33293 | 9 | 0.48538
11622 | 4.251 | 1 | 365 | 4.8634 | 0.74166 | 5 | 0.60504
7660 | 9.72 | 1 | 365 | 11.1202 | 0.27451 | 11 | 0.39473
14203 | 5.6 | 1 | 365 | 6.4067 | 0.83305 | 7 | 0.23976
5310 | 9.18 | 1 | 365 | 10.5024 | 0.037035 | 10 | 0.53947
12601 | 5.39 | 1 | 365 | 6.1665 | 0.35181 | 6 | 0.51827
4881 | 9.405 | 1 | 365 | 10.7598 | 0.55265 | 11 | 0.3125
11563 | 5.13 | 1 | 365 | 5.869 | 0.75599 | 6 | 0.625
4790 | 5.695 | 1 | 365 | 6.5154 | 0.050753 | 6 | 0.56615
10944 | 6.03 | 1 | 365 | 6.8987 | 0.81844 | 7 | 0.7171
5896 | 11.5 | 1 | 365 | 13.1566 | 0.35358 | 13 | 0.51023
9131 | 5 | 1 | 365 | 5.7203 | 0.45808 | 6 | 0.17836
16100 | 7.65 | 1 | 365 | 8.752 | 0.53086 | 9 | 0.28289
4762 | 9.945 | 1 | 365 | 11.3776 | 0.79012 | 12 | 0.16776
4862 | 14.74 | 1 | 365 | 16.8634 | 0.77842 | 17 | 0.64181
10872 | 7 | 1 | 365 | 8.0084 | 0.041312 | 8 | 0.049704
22073 | 3.84 | 1 | 365 | 4.3932 | 0.79981 | 5 | 0.19298
4769 | 6.12 | 1 | 365 | 7.0016 | 0.02469 | 7 | 0.026313
4770 | 5.1 | 1 | 365 | 5.8347 | 0.68724 | 6 | 0.52193
12937 | 4.59 | 1 | 365 | 5.2512 | 0.51852 | 5 | 0.76973
5602 | 6.12 | 1 | 365 | 7.0016 | 0.02469 | 7 | 0.026313
4745 | 4.5 | 1 | 365 | 5.1483 | 0.31227 | 5 | 0.46052
4759 | 10.2 | 1 | 365 | 11.6694 | 0.37448 | 12 | 0.043854
5317 | 9.945 | 1 | 365 | 11.3776 | 0.79012 | 12 | 0.16776
4976 | 4.59 | 1 | 365 | 5.2512 | 0.51852 | 5 | 0.76973
13419 | 3.5 | 1 | 365 | 4.0042 | 0.020656 | 4 | 0.024852
12736 | 6 | 1 | 365 | 6.8643 | 0.7497 | 7 | 0.61403
5466 | 6.375 | 1 | 365 | 7.2934 | 0.60905 | 7 | 0.90241
6111 | 11.985 | 1 | 365 | 13.7115 | 0.46502 | 14 | 0.17653
6574 | 3.6 | 1 | 365 | 4.1186 | 0.24982 | 4 | 0.36842
4755 | 3.825 | 1 | 365 | 4.376 | 0.76543 | 5 | 0.14145
4766 | 2.04 | 1 | 365 | 2.3339 | 0.6749 | 3 | 0.0087709
9386 | 6.63 | 1 | 365 | 7.5851 | 0.54444 | 8 | 0.12953
4760 | 6.885 | 1 | 365 | 7.8768 | 0.77778 | 8 | 0.6546
9489 | 4.08 | 1 | 365 | 4.6677 | 0.34979 | 5 | 0.017542
6544 | 3.06 | 1 | 365 | 3.5008 | 0.012345 | 3 | 0.51316
4843 | 7.035 | 1 | 365 | 8.0484 | 0.12152 | 8 | 0.16995
6447 | 5 | 1 | 365 | 5.7203 | 0.45808 | 6 | 0.17836
4758 | 9.18 | 1 | 365 | 10.5024 | 0.037035 | 10 | 0.53947
5838 | 5.865 | 1 | 365 | 6.7099 | 0.44033 | 7 | 0.15022
5936 | 3.06 | 1 | 365 | 3.5008 | 0.012345 | 3 | 0.51316
20535 | 8.16 | 1 | 365 | 9.3355 | 0.69959 | 10 | 0.035084
6481 | 7.425 | 1 | 365 | 8.4946 | 0.015249 | 8 | 0.50986
6753 | 4.675 | 1 | 365 | 5.3485 | 0.7133 | 6 | 0.061767
6478 | 6.875 | 1 | 365 | 7.8654 | 0.75486 | 8 | 0.62025
6689 | 6.05 | 1 | 365 | 6.9215 | 0.86428 | 7 | 0.78582
4736 | 7.8 | 1 | 365 | 8.9236 | 0.8746 | 9 | 0.79824
4778 | 4.335 | 1 | 365 | 4.9595 | 0.93416 | 5 | 0.89364
6559 | 4.335 | 1 | 365 | 4.9595 | 0.93416 | 5 | 0.89364
11383 | 5.355 | 1 | 365 | 6.1264 | 0.2716 | 6 | 0.39802
4783 | 9.18 | 1 | 365 | 10.5024 | 0.037035 | 10 | 0.53947
7978 | 3.9 | 1 | 365 | 4.4618 | 0.9373 | 5 | 0.39912
22083 | 10.08 | 1 | 365 | 11.5321 | 0.099489 | 11 | 0.63157
5022 | 3.315 | 1 | 365 | 3.7925 | 0.59671 | 4 | 0.38925
4771 | 5.1 | 1 | 365 | 5.8347 | 0.68724 | 6 | 0.52193
5520 | 5.025 | 1 | 365 | 5.7489 | 0.51537 | 6 | 0.26425
22072 | 4.32 | 1 | 365 | 4.9423 | 0.89978 | 5 | 0.8421
7135 | 3.92 | 1 | 365 | 4.4847 | 0.98313 | 5 | 0.46783
4756 | 7.65 | 1 | 365 | 8.752 | 0.53086 | 9 | 0.28289
4983 | 8.415 | 1 | 365 | 9.6272 | 0.28395 | 9 | 0.91118
21395 | 7.29 | 1 | 365 | 8.3402 | 0.70588 | 9 | 0.046049
5517 | 3.315 | 1 | 365 | 3.7925 | 0.59671 | 4 | 0.38925
9427 | 5.4 | 1 | 365 | 6.1779 | 0.37473 | 6 | 0.55263
4777 | 5.61 | 1 | 365 | 6.4182 | 0.85597 | 7 | 0.27412
8951 | 4.59 | 1 | 365 | 5.2512 | 0.51852 | 5 | 0.76973
20960 | 3.84 | 1 | 365 | 4.3932 | 0.79981 | 5 | 0.19298
8427 | 6.37 | 1 | 365 | 7.2876 | 0.59759 | 7 | 0.88523
6646 | 8.25 | 1 | 365 | 9.4385 | 0.90583 | 10 | 0.34429
4781 | 8.16 | 1 | 365 | 9.3355 | 0.69959 | 10 | 0.035084
4873 | 7.035 | 1 | 365 | 8.0484 | 0.12152 | 8 | 0.16995
10135 | 6 | 1 | 365 | 6.8643 | 0.7497 | 7 | 0.61403
6618 | 8.67 | 1 | 365 | 9.919 | 0.86831 | 10 | 0.78728
6568 | 6.12 | 1 | 365 | 7.0016 | 0.02469 | 7 | 0.026313
8865 | 5.1 | 1 | 365 | 5.8347 | 0.68724 | 6 | 0.52193
6133 | 6.885 | 1 | 365 | 7.8768 | 0.77778 | 8 | 0.6546
5025 | 2.25 | 1 | 365 | 2.5741 | 0.15614 | 2 | 0.73026
6299 | 5.5 | 1 | 365 | 6.2923 | 0.60389 | 6 | 0.8962
4870 | 5.1 | 1 | 365 | 5.8347 | 0.68724 | 6 | 0.52193
4985 | 5 | 1 | 365 | 5.7203 | 0.45808 | 6 | 0.17836
5821 | 6.885 | 1 | 365 | 7.8768 | 0.77778 | 8 | 0.6546
4767 | 5.1 | 1 | 365 | 5.8347 | 0.68724 | 6 | 0.52193
4798 | 3 | 1 | 365 | 3.4322 | 0.87485 | 4 | 0.30702
4744 | 3.315 | 1 | 365 | 3.7925 | 0.59671 | 4 | 0.38925
5497 | 7.75 | 1 | 365 | 8.8664 | 0.76002 | 9 | 0.62646
4772 | 4.845 | 1 | 365 | 5.543 | 0.10288 | 5 | 0.64583
6304 | 7 | 1 | 365 | 8.0084 | 0.041312 | 8 | 0.049704
4761 | 8.925 | 1 | 365 | 10.2107 | 0.45267 | 10 | 0.66337
5951 | 5.355 | 1 | 365 | 6.1264 | 0.2716 | 6 | 0.39802
13807 | 4 | 1 | 365 | 4.5762 | 0.16646 | 4 | 0.74269
5533 | 3.57 | 1 | 365 | 4.0843 | 0.18107 | 4 | 0.26535
20497 | 6.12 | 1 | 365 | 7.0016 | 0.02469 | 7 | 0.026313
53847 | 4.59 | 1 | 365 | 5.2512 | 0.51852 | 5 | 0.76973
6681 | 9.69 | 1 | 365 | 11.0859 | 0.20576 | 11 | 0.29166
6394 | 9.69 | 1 | 365 | 11.0859 | 0.20576 | 11 | 0.29166
6288 | 6 | 1 | 365 | 6.8643 | 0.7497 | 7 | 0.61403
7549 | 11.475 | 1 | 365 | 13.128 | 0.29629 | 13 | 0.42434
5538 | 2.55 | 1 | 365 | 2.9173 | 0.84362 | 3 | 0.76096
5201 | 2.55 | 1 | 365 | 2.9173 | 0.84362 | 3 | 0.76096
11291 | 3.06 | 1 | 365 | 3.5008 | 0.012345 | 3 | 0.51316
6437 | 9.18 | 1 | 365 | 10.5024 | 0.037035 | 10 | 0.53947
16237 | 9.435 | 1 | 365 | 10.7942 | 0.6214 | 11 | 0.41557
6691 | 10.137 | 1 | 365 | 11.5973 | 0.23011 | 11 | 0.82741
4859 | 4.95 | 1 | 365 | 5.6631 | 0.3435 | 6 | 0.0065764
4899 | 7 | 1 | 365 | 8.0084 | 0.041312 | 8 | 0.049704
4742 | 5.865 | 1 | 365 | 6.7099 | 0.44033 | 7 | 0.15022
5098 | 7.5 | 1 | 365 | 8.5804 | 0.18712 | 8 | 0.76754
23878 | 10.08 | 1 | 365 | 11.5321 | 0.099489 | 11 | 0.63157
5575 | 7.65 | 1 | 365 | 8.752 | 0.70512 | 9 | 0.45715
9278 | 3.06 | 1 | 365 | 3.5008 | 0.012345 | 3 | 0.51316
4753 | 3.675 | 1 | 365 | 4.2044 | 0.42169 | 4 | 0.62609
4741 | 6.885 | 1 | 365 | 7.8768 | 0.77778 | 8 | 0.6546
4740 | 10.71 | 1 | 365 | 12.2528 | 0.54321 | 12 | 0.79605
6105 | 6 | 1 | 365 | 6.8643 | 0.7497 | 7 | 0.61403
6573 | 7.65 | 1 | 365 | 8.752 | 0.53086 | 9 | 0.28289
4764 | 10.965 | 1 | 365 | 12.5446 | 0.12757 | 12 | 0.67214
4784 | 5.025 | 1 | 365 | 5.7489 | 0.51537 | 6 | 0.26425
4720 | 5.886 | 1 | 365 | 6.7339 | 0.48845 | 7 | 0.22237
5763 | 6.5 | 1 | 365 | 7.4364 | 0.8955 | 8 | 0.33187
6109 | 5.865 | 1 | 365 | 6.7099 | 0.44033 | 7 | 0.15022
6354 | 12.925 | 1 | 365 | 14.7869 | 0.61914 | 15 | 0.40606
6279 | 5.13 | 1 | 365 | 5.869 | 0.75599 | 6 | 0.625
4754 | 6 | 1 | 365 | 6.8643 | 0.7497 | 7 | 0.61403
5119 | 6.875 | 1 | 365 | 7.8654 | 0.75486 | 8 | 0.62025
6015 | 5.5 | 1 | 365 | 6.2923 | 0.60389 | 6 | 0.8962
8342 | 9.8 | 1 | 365 | 11.2117 | 0.45784 | 11 | 0.66959
6448 | 13.4 | 1 | 365 | 15.3304 | 0.70765 | 16 | 0.038005
4814 | 8.28 | 1 | 365 | 9.4728 | 0.97458 | 10 | 0.44736
4729 | 12.96 | 1 | 365 | 14.827 | 0.69934 | 15 | 0.52631
18231 | 5.67 | 1 | 365 | 6.4868 | 0.99346 | 7 | 0.48026
5295 | 5.1 | 1 | 365 | 5.8347 | 0.68724 | 6 | 0.52193
5549 | 4.125 | 1 | 365 | 4.7192 | 0.45292 | 5 | 0.17215
4809 | 5.7 | 1 | 365 | 6.5211 | 0.062211 | 6 | 0.58333
10725 | 3.12 | 1 | 365 | 3.5695 | 0.14984 | 3 | 0.7193
11945 | 4.8 | 1 | 365 | 5.4915 | 0.99976 | 6 | 0.49123
7224 | 8.04 | 1 | 365 | 9.1982 | 0.42459 | 9 | 0.6228
8434 | 5.25 | 1 | 365 | 6.0063 | 0.030984 | 6 | 0.037278
6589 | 8.97 | 1 | 365 | 10.2622 | 0.5558 | 10 | 0.81798
5264 | 5.1 | 1 | 365 | 5.8347 | 0.68724 | 6 | 0.52193
12117 | 7.65 | 1 | 365 | 8.752 | 0.53086 | 9 | 0.28289
5269 | 6.885 | 1 | 365 | 7.8768 | 0.77778 | 8 | 0.6546
12565 | 5.1 | 1 | 365 | 5.8347 | 0.68724 | 6 | 0.52193
8230 | 5.865 | 1 | 365 | 6.7099 | 0.44033 | 7 | 0.15022
7354 | 4.845 | 1 | 365 | 5.543 | 0.10288 | 5 | 0.64583
17757 | 8.16 | 1 | 365 | 9.3355 | 0.69959 | 10 | 0.035084
5272 | 8.525 | 1 | 365 | 9.7531 | 0.53603 | 10 | 0.2891
10457 | 4.08 | 1 | 365 | 4.6677 | 0.34979 | 5 | 0.017542
6818 | 5.5 | 1 | 365 | 6.2923 | 0.60389 | 6 | 0.8962
10491 | 5.5 | 1 | 365 | 6.2923 | 0.60389 | 6 | 0.8962
30753 | 6.6 | 1 | 365 | 7.5508 | 0.12467 | 7 | 0.67544
25272 | 6.05 | 1 | 365 | 6.9215 | 0.86428 | 7 | 0.78582
5249 | 7.905 | 1 | 365 | 9.0438 | 0.11522 | 9 | 0.15899
26079 | 8 | 1 | 365 | 9.1524 | 0.33293 | 9 | 0.48538
5168 | 4.94 | 1 | 365 | 5.6516 | 0.32058 | 5 | 0.97222
16726 | 4.55 | 1 | 365 | 5.2055 | 0.42685 | 5 | 0.63231
5381 | 6.6 | 1 | 365 | 7.5508 | 0.12467 | 7 | 0.67544
14076 | 4.59 | 1 | 365 | 5.2512 | 0.51852 | 5 | 0.76973
5232 | 10.75 | 1 | 365 | 12.2986 | 0.63487 | 12 | 0.93347
14745 | 5.285 | 1 | 365 | 6.0463 | 0.11119 | 6 | 0.15753
14372 | 7.725 | 1 | 365 | 8.8378 | 0.70273 | 9 | 0.54057
10356 | 8.4 | 1 | 365 | 9.6101 | 0.24957 | 9 | 0.85964
6124 | 5.61 | 1 | 365 | 6.4182 | 0.85597 | 7 | 0.27412
20537 | 6.47 | 1 | 365 | 7.402 | 0.82676 | 8 | 0.2288
5551 | 4.845 | 1 | 365 | 5.543 | 0.10288 | 5 | 0.64583
6853 | 6.12 | 1 | 365 | 7.0016 | 0.02469 | 7 | 0.026313
26465 | 5.145 | 1 | 365 | 5.8862 | 0.79036 | 6 | 0.67653
6667 | 6.76 | 1 | 365 | 7.7338 | 0.49132 | 8 | 0.22514
9407 | 12.375 | 1 | 365 | 14.1577 | 0.35875 | 14 | 0.51644
7756 | 6.25 | 1 | 365 | 7.1504 | 0.3226 | 7 | 0.47295
5703 | 6.12 | 1 | 365 | 7.0016 | 0.02469 | 7 | 0.026313
5199 | 6.63 | 1 | 365 | 7.5851 | 0.19341 | 7 | 0.77851
49701 | 4.75 | 1 | 365 | 5.4343 | 0.88518 | 6 | 0.31944
7129 | 13.2 | 1 | 365 | 15.1015 | 0.24933 | 15 | 0.35087
14744 | 6.47 | 1 | 365 | 7.402 | 0.82676 | 8 | 0.2288
14954 | 5.215 | 1 | 365 | 5.9663 | 0.95078 | 6 | 0.91703
5895 | 8.75 | 1 | 365 | 10.0105 | 0.05164 | 10 | 0.06213
36718 | 8.825 | 1 | 365 | 10.0963 | 0.22351 | 10 | 0.31981
5529 | 7.035 | 1 | 365 | 8.0484 | 0.12152 | 8 | 0.16995
14613 | 4.725 | 1 | 365 | 5.4057 | 0.82789 | 6 | 0.23355
24330 | 3.725 | 1 | 365 | 4.2616 | 0.53627 | 4 | 0.79788
14351 | 6.96 | 1 | 365 | 7.9626 | 0.94965 | 8 | 0.91228
14695 | 5.725 | 1 | 365 | 6.5497 | 0.1195 | 6 | 0.66922
14750 | 8.215 | 1 | 365 | 9.3984 | 0.82563 | 10 | 0.22405
14485 | 11.96 | 1 | 365 | 13.6829 | 0.40773 | 14 | 0.090637
14917 | 9.82 | 1 | 365 | 11.2346 | 0.50367 | 11 | 0.7383
14923 | 5.215 | 1 | 365 | 5.9663 | 0.95078 | 6 | 0.91703
8263 | 5.61 | 1 | 365 | 6.4182 | 0.85597 | 7 | 0.27412
6468 | 10.35 | 1 | 365 | 11.841 | 0.71823 | 12 | 0.55921
12142 | 5.775 | 1 | 365 | 6.6069 | 0.23408 | 6 | 0.84101
13535 | 6.6 | 1 | 365 | 7.5508 | 0.12467 | 7 | 0.67544
11087 | 6.12 | 1 | 365 | 7.0016 | 0.02469 | 7 | 0.026313
5329 | 3.57 | 1 | 365 | 4.0843 | 0.18107 | 4 | 0.26535
6597 | 7.75 | 1 | 365 | 8.8664 | 0.76002 | 9 | 0.62646
6737 | 4.335 | 1 | 365 | 4.9595 | 0.93416 | 5 | 0.89364
6639 | 12.099 | 1 | 365 | 13.8419 | 0.72626 | 14 | 0.5682
6533 | 5.5 | 1 | 365 | 6.2923 | 0.60389 | 6 | 0.8962
9161 | 3.64 | 1 | 365 | 4.1644 | 0.34148 | 4 | 0.50585
10194 | 11.34 | 1 | 365 | 12.9736 | 0.98693 | 13 | 0.96052
7352 | 3.825 | 1 | 365 | 4.376 | 0.76543 | 5 | 0.14145
5891 | 7.5 | 1 | 365 | 8.5804 | 0.18712 | 8 | 0.76754
11762 | 13.77 | 1 | 365 | 15.7537 | 0.55555 | 16 | 0.3092
6777 | 8.25 | 1 | 365 | 9.4385 | 0.90583 | 10 | 0.34429
14367 | 10 | 1 | 365 | 11.4406 | 0.91616 | 12 | 0.35672
14688 | 9.82 | 1 | 365 | 11.2346 | 0.50367 | 11 | 0.7383
14562 | 3.98 | 1 | 365 | 4.5533 | 0.12063 | 4 | 0.67397
14716 | 5.215 | 1 | 365 | 5.9663 | 0.95078 | 6 | 0.91703
14515 | 5.98 | 1 | 365 | 6.8415 | 0.70386 | 7 | 0.54532
14921 | 9.705 | 1 | 365 | 11.1031 | 0.24013 | 11 | 0.3432
14740 | 3.47 | 1 | 365 | 3.9699 | 0.95191 | 4 | 0.92178
14753 | 3.725 | 1 | 365 | 4.2616 | 0.53627 | 4 | 0.79788
14723 | 5.215 | 1 | 365 | 5.9663 | 0.95078 | 6 | 0.91703
14749 | 6.47 | 1 | 365 | 7.402 | 0.82676 | 8 | 0.2288
15032 | 4.235 | 1 | 365 | 4.8451 | 0.70499 | 5 | 0.55007
14732 | 9.82 | 1 | 365 | 11.2346 | 0.50367 | 11 | 0.7383
14385 | 8.47 | 1 | 365 | 9.6902 | 0.40999 | 10 | 0.10014
14404 | 7.96 | 1 | 365 | 9.1067 | 0.24126 | 9 | 0.34795
7100 | 10.45 | 1 | 365 | 11.9554 | 0.94739 | 12 | 0.90277
6099 | 5.75 | 1 | 365 | 6.5783 | 0.17679 | 6 | 0.75511
5236 | 7.5 | 1 | 365 | 8.5804 | 0.18712 | 8 | 0.76754
5663 | 13.515 | 1 | 365 | 15.4619 | 0.97119 | 16 | 0.43311
16080 | 5.25 | 1 | 365 | 6.0063 | 0.030984 | 6 | 0.037278
10605 | 5.61 | 1 | 365 | 6.4182 | 0.85597 | 7 | 0.27412
10681 | 9.72 | 1 | 365 | 11.1202 | 0.27451 | 11 | 0.39473
5277 | 6.12 | 1 | 365 | 7.0016 | 0.02469 | 7 | 0.026313
26164 | 4.59 | 1 | 365 | 5.2512 | 0.51852 | 5 | 0.76973
6540 | 7 | 1 | 365 | 8.0084 | 0.041312 | 8 | 0.049704
12447 | 6.25 | 1 | 365 | 7.1504 | 0.3226 | 7 | 0.47295
30734 | 5.225 | 1 | 365 | 5.9777 | 0.97369 | 6 | 0.95139
12643 | 8.525 | 1 | 365 | 9.7531 | 0.53603 | 10 | 0.2891
11715 | 7.7 | 1 | 365 | 8.8092 | 0.64544 | 9 | 0.45467
16167 | 6.325 | 1 | 365 | 7.2362 | 0.49447 | 7 | 0.73063
19924 | 4.95 | 1 | 365 | 5.6631 | 0.3435 | 6 | 0.0065764
5233 | 5.1 | 1 | 365 | 5.8347 | 0.68724 | 6 | 0.52193
19708 | 7 | 1 | 365 | 8.0084 | 0.041312 | 8 | 0.049704
6061 | 8.67 | 1 | 365 | 9.919 | 0.86831 | 10 | 0.78728
10891 | 5.04 | 1 | 365 | 5.766 | 0.54974 | 6 | 0.31579
10390 | 13.2 | 1 | 365 | 15.1015 | 0.24933 | 15 | 0.35087
5238 | 3 | 1 | 365 | 3.4322 | 0.87485 | 4 | 0.30702
5539 | 11.475 | 1 | 365 | 13.128 | 0.29629 | 13 | 0.42434
5384 | 10.791 | 1 | 365 | 12.3455 | 0.72883 | 13 | 0.074337
5397 | 9.88 | 1 | 365 | 11.3033 | 0.64117 | 11 | 0.94444
6460 | 4.905 | 1 | 365 | 5.6116 | 0.24038 | 5 | 0.85197
5239 | 8.16 | 1 | 365 | 9.3355 | 0.69959 | 10 | 0.035084
5226 | 6.375 | 1 | 365 | 7.2934 | 0.60905 | 7 | 0.90241
10709 | 3.315 | 1 | 365 | 3.7925 | 0.59671 | 4 | 0.38925
5234 | 4 | 1 | 365 | 4.5762 | 0.16646 | 4 | 0.74269
7435 | 3.92 | 1 | 365 | 4.4847 | 0.98313 | 5 | 0.46783
6674 | 5.5 | 1 | 365 | 6.2923 | 0.60389 | 6 | 0.8962
5259 | 6.12 | 1 | 365 | 7.0016 | 0.02469 | 7 | 0.026313
5438 | 8.82 | 1 | 365 | 10.0906 | 0.21205 | 10 | 0.30263
10516 | 4.42 | 1 | 365 | 5.0567 | 0.12894 | 5 | 0.18567
5251 | 2.04 | 1 | 365 | 2.3339 | 0.6749 | 3 | 0.0087709
6325 | 5.5 | 1 | 365 | 6.2923 | 0.60389 | 6 | 0.8962
20686 | 5.5 | 1 | 365 | 6.2923 | 0.60389 | 6 | 0.8962
21269 | 6 | 1 | 365 | 6.8643 | 0.7497 | 7 | 0.61403
19599 | 6.05 | 1 | 365 | 6.9215 | 0.86428 | 7 | 0.78582
5858 | 3.06 | 1 | 365 | 3.5008 | 0.012345 | 3 | 0.51316
5229 | 6.12 | 1 | 365 | 7.0016 | 0.02469 | 7 | 0.026313
25578 | 4.95 | 1 | 365 | 5.6631 | 0.3435 | 6 | 0.0065764
5398 | 9.9 | 1 | 365 | 11.3262 | 0.687 | 12 | 0.013153
6702 | 12.375 | 1 | 365 | 14.1577 | 0.35875 | 14 | 0.51644
5600 | 4.845 | 1 | 365 | 5.543 | 0.10288 | 5 | 0.64583
5273 | 7.194 | 1 | 365 | 8.2303 | 0.48589 | 8 | 0.71622
6292 | 4 | 1 | 365 | 4.5762 | 0.16646 | 4 | 0.74269
29395 | 7.84 | 1 | 365 | 8.9694 | 0.96627 | 9 | 0.93567
5434 | 5.83 | 1 | 365 | 6.6698 | 0.36012 | 7 | 0.029968
6605 | 5 | 1 | 365 | 5.7203 | 0.45808 | 6 | 0.17836
13620 | 9.81 | 1 | 365 | 11.2232 | 0.48075 | 11 | 0.70394
12145 | 9.625 | 1 | 365 | 11.0115 | 0.056804 | 11 | 0.068343
6518 | 6.76 | 1 | 365 | 7.7338 | 0.49132 | 8 | 0.22514
5399 | 7.14 | 1 | 365 | 8.1686 | 0.36214 | 8 | 0.5307
5634 | 9.9 | 1 | 365 | 11.3262 | 0.687 | 12 | 0.013153
12983 | 7.15 | 1 | 365 | 8.18 | 0.38505 | 8 | 0.56505
7876 | 9.156 | 1 | 365 | 10.475 | 0.98204 | 11 | 0.45701
6666 | 8.16 | 1 | 365 | 9.3355 | 0.69959 | 10 | 0.035084
5256 | 4.08 | 1 | 365 | 4.6677 | 0.34979 | 5 | 0.017542
5276 | 4.165 | 1 | 365 | 4.765 | 0.54458 | 5 | 0.30957
5247 | 4.335 | 1 | 365 | 4.9595 | 0.93416 | 5 | 0.89364
5405 | 5.61 | 1 | 365 | 6.4182 | 0.85597 | 7 | 0.27412
14729 | 9.085 | 1 | 365 | 10.3937 | 0.81933 | 11 | 0.21308
6680 | 6.3 | 1 | 365 | 7.2076 | 0.43718 | 7 | 0.64473
22199 | 12 | 1 | 365 | 13.7287 | 0.49939 | 14 | 0.22806
5394 | 7.65 | 1 | 365 | 8.752 | 0.53086 | 9 | 0.28289
10870 | 3.57 | 1 | 365 | 4.0843 | 0.18107 | 4 | 0.26535
15099 | 4.79 | 1 | 365 | 5.48 | 0.97684 | 6 | 0.45687
6560 | 5.1 | 1 | 365 | 5.8347 | 0.68724 | 6 | 0.52193
5411 | 8.16 | 1 | 365 | 9.3355 | 0.69959 | 10 | 0.035084
22076 | 4.59 | 1 | 365 | 5.2512 | 0.51852 | 5 | 0.76973
6592 | 8.525 | 1 | 365 | 9.7531 | 0.53603 | 10 | 0.2891
7655 | 10.08 | 1 | 365 | 11.5321 | 0.099489 | 11 | 0.63157
13329 | 7.975 | 1 | 365 | 9.1238 | 0.27564 | 9 | 0.39948
8941 | 8.502 | 1 | 365 | 9.7268 | 0.48332 | 10 | 0.21008
5372 | 4.2 | 1 | 365 | 4.805 | 0.62479 | 5 | 0.42982
6125 | 3.06 | 1 | 365 | 3.5008 | 0.012345 | 3 | 0.51316
14479 | 4.725 | 1 | 365 | 5.4057 | 0.82789 | 6 | 0.23355
7130 | 5.865 | 1 | 365 | 6.7099 | 0.44033 | 7 | 0.15022
21892 | 6 | 1 | 365 | 6.8643 | 0.7497 | 7 | 0.61403
14699 | 3.98 | 1 | 365 | 4.5533 | 0.12063 | 4 | 0.67397
14603 | 8.47 | 1 | 365 | 9.6902 | 0.40999 | 10 | 0.10014
12143 | 5.1 | 1 | 365 | 5.8347 | 0.68724 | 6 | 0.52193
11947 | 4.335 | 1 | 365 | 4.9595 | 0.93416 | 5 | 0.89364
46524 | 6.375 | 1 | 365 | 7.2934 | 0.25427 | 7 | 0.54762
5603 | 4.335 | 1 | 365 | 4.9595 | 0.93416 | 5 | 0.89364
19117 | 8.8 | 1 | 365 | 10.0677 | 0.16622 | 10 | 0.23391
20372 | 4.77 | 1 | 365 | 5.4571 | 0.93101 | 6 | 0.38816
14086 | 6.12 | 1 | 365 | 7.0016 | 0.02469 | 7 | 0.026313
7935 | 6.6 | 1 | 365 | 7.5508 | 0.12467 | 7 | 0.67544
11785 | 6.63 | 1 | 365 | 7.5851 | 0.19341 | 7 | 0.77851
19213 | 4.47 | 1 | 365 | 5.1139 | 0.24352 | 5 | 0.35745
5969 | 4.5 | 1 | 365 | 5.1483 | 0.31227 | 5 | 0.46052
5331 | 10.2 | 1 | 365 | 11.6694 | 0.37448 | 12 | 0.043854
6869 | 8.16 | 1 | 365 | 9.3355 | 0.69959 | 10 | 0.035084
5260 | 4.08 | 1 | 365 | 4.6677 | 0.34979 | 5 | 0.017542
5601 | 7.65 | 1 | 365 | 8.752 | 0.53086 | 9 | 0.28289
6658 | 3.825 | 1 | 365 | 4.376 | 0.76543 | 5 | 0.14145
24699 | 7.7 | 1 | 365 | 8.8092 | 0.64544 | 9 | 0.45467
5220 | 4.08 | 1 | 365 | 4.6677 | 0.34979 | 5 | 0.017542
5447 | 7.395 | 1 | 365 | 8.4603 | 0.9465 | 9 | 0.40679
5370 | 6.44 | 1 | 365 | 7.3677 | 0.75801 | 8 | 0.12573
11938 | 4.845 | 1 | 365 | 5.543 | 0.10288 | 5 | 0.64583
5252 | 6.63 | 1 | 365 | 7.5851 | 0.19341 | 7 | 0.77851
11742 | 6.12 | 1 | 365 | 7.0016 | 0.02469 | 7 | 0.026313
6834 | 8.67 | 1 | 365 | 9.919 | 0.86831 | 10 | 0.78728
8693 | 4.59 | 1 | 365 | 5.2512 | 0.51852 | 5 | 0.76973
16162 | 7.15 | 1 | 365 | 8.18 | 0.38505 | 8 | 0.56505
59927 | 6.12 | 1 | 365 | 7.0016 | 0.02469 | 7 | 0.026313
20969 | 4.86 | 1 | 365 | 5.5601 | 0.13725 | 5 | 0.69737
13333 | 3.3 | 1 | 365 | 3.7754 | 0.56233 | 4 | 0.33772
11428 | 7.905 | 1 | 365 | 9.0438 | 0.11522 | 9 | 0.15899
9594 | 5.2 | 1 | 365 | 5.9491 | 0.9164 | 6 | 0.86549
16840 | 6.63 | 1 | 365 | 7.5851 | 0.19341 | 7 | 0.77851
12922 | 3.06 | 1 | 365 | 3.5008 | 0.012345 | 3 | 0.51316
62163 | 4.845 | 1 | 365 | 5.543 | 0.10288 | 5 | 0.64583
5325 | 6.12 | 1 | 365 | 7.0016 | 0.02469 | 7 | 0.026313
9390 | 3.06 | 1 | 365 | 3.5008 | 0.012345 | 3 | 0.51316
14140 | 4.75 | 1 | 365 | 5.4343 | 0.88518 | 6 | 0.31944
12554 | 6.12 | 1 | 365 | 7.0016 | 0.02469 | 7 | 0.026313
10769 | 3.75 | 1 | 365 | 4.2902 | 0.59356 | 4 | 0.88377
10614 | 5.5 | 1 | 365 | 6.2923 | 0.60389 | 6 | 0.8962
5875 | 4.59 | 1 | 365 | 5.2512 | 0.51852 | 5 | 0.76973
11928 | 8.16 | 1 | 365 | 9.3355 | 0.69959 | 10 | 0.035084
5513 | 9.92 | 1 | 365 | 11.349 | 0.73283 | 12 | 0.081866
11004 | 12.75 | 1 | 365 | 14.5867 | 0.2181 | 14 | 0.80482
69314 | 3.825 | 1 | 365 | 4.376 | 0.76543 | 5 | 0.14145
7028 | 8.415 | 1 | 365 | 9.6272 | 0.28395 | 9 | 0.91118
12661 | 2.55 | 1 | 365 | 2.9173 | 0.84362 | 3 | 0.76096
9985 | 6.63 | 1 | 365 | 7.5851 | 0.19341 | 7 | 0.77851
9213 | 3.5 | 1 | 365 | 4.0042 | 0.020656 | 4 | 0.024852
8894 | 2.76 | 1 | 365 | 3.1576 | 0.32486 | 3 | 0.48245
7275 | 4.845 | 1 | 365 | 5.543 | 0.10288 | 5 | 0.64583
8246 | 7.14 | 1 | 365 | 8.1686 | 0.36214 | 8 | 0.5307
5391 | 7.83 | 1 | 365 | 8.958 | 0.94335 | 9 | 0.90131
5194 | 7.65 | 1 | 365 | 8.752 | 0.53086 | 9 | 0.28289
17606 | 5.5 | 1 | 365 | 6.2923 | 0.60389 | 6 | 0.8962
9807 | 3.57 | 1 | 365 | 4.0843 | 0.18107 | 4 | 0.26535
11288 | 8.67 | 1 | 365 | 9.919 | 0.86831 | 10 | 0.78728
18507 | 13.77 | 1 | 365 | 15.7537 | 0.55555 | 16 | 0.3092
62809 | 8.505 | 1 | 365 | 9.7302 | 0.49019 | 10 | 0.22039
5946 | 3.825 | 1 | 365 | 4.376 | 0.76543 | 5 | 0.14145
12499 | 6.24 | 1 | 365 | 7.1389 | 0.29968 | 7 | 0.43859
5633 | 9.315 | 1 | 365 | 10.6569 | 0.3464 | 11 | 0.0032847
26661 | 7.5 | 1 | 365 | 8.5804 | 0.18712 | 8 | 0.76754
11860 | 6.867 | 1 | 365 | 7.8562 | 0.73653 | 8 | 0.59276
29400 | 11.772 | 1 | 365 | 13.4678 | 0.9769 | 14 | 0.44473
13331 | 13.4 | 1 | 365 | 15.3304 | 0.70765 | 16 | 0.038005
9236 | 7 | 1 | 365 | 8.0084 | 0.041312 | 8 | 0.049704
13203 | 8.1 | 1 | 365 | 9.2669 | 0.56209 | 9 | 0.82894
6470 | 7.42 | 1 | 365 | 8.4889 | 0.0037907 | 8 | 0.49269
6371 | 6.867 | 1 | 365 | 7.8562 | 0.73653 | 8 | 0.59276
19422 | 4.59 | 1 | 365 | 5.2512 | 0.51852 | 5 | 0.76973
14573 | 10.455 | 1 | 365 | 11.9611 | 0.95885 | 12 | 0.91995
5431 | 6 | 1 | 365 | 6.8643 | 0.7497 | 7 | 0.61403
6277 | 4.75 | 1 | 365 | 5.4343 | 0.88518 | 6 | 0.31944
9824 | 9.69 | 1 | 365 | 11.0859 | 0.20576 | 11 | 0.29166
5870 | 5.355 | 1 | 365 | 6.1264 | 0.2716 | 6 | 0.39802
20509 | 8.415 | 1 | 365 | 9.6272 | 0.28395 | 9 | 0.91118
5739 | 3.27 | 1 | 365 | 3.7411 | 0.49358 | 4 | 0.23465
10847 | 6.12 | 1 | 365 | 7.0016 | 0.02469 | 7 | 0.026313
8871 | 8.8 | 1 | 365 | 10.0677 | 0.16622 | 10 | 0.23391
21015 | 6.05 | 1 | 365 | 6.9215 | 0.86428 | 7 | 0.78582
22693 | 7.7 | 1 | 365 | 8.8092 | 0.64544 | 9 | 0.45467
48194 | 5.5 | 1 | 365 | 6.2923 | 0.60389 | 6 | 0.8962
5255 | 3.75 | 1 | 365 | 4.2902 | 0.59356 | 4 | 0.88377
18350 | 8.25 | 1 | 365 | 9.4385 | 0.90583 | 10 | 0.34429
14471 | 5.215 | 1 | 365 | 5.9663 | 0.95078 | 6 | 0.91703
5966 | 3.57 | 1 | 365 | 4.0843 | 0.18107 | 4 | 0.26535
14445 | 10.215 | 1 | 365 | 11.6865 | 0.40886 | 12 | 0.095389
46673 | 2.55 | 1 | 365 | 2.9173 | 0.90171 | 3 | 0.81905
18615 | 10.45 | 1 | 365 | 11.9554 | 0.94739 | 12 | 0.90277
5227 | 10.25 | 1 | 365 | 11.7266 | 0.48906 | 12 | 0.21564
11330 | 12.04 | 1 | 365 | 13.7744 | 0.59106 | 14 | 0.36549
14529 | 7.365 | 1 | 365 | 8.426 | 0.87775 | 9 | 0.30372
12829 | 8.415 | 1 | 365 | 9.6272 | 0.28395 | 9 | 0.91118
5263 | 8.925 | 1 | 365 | 10.2107 | 0.45267 | 10 | 0.66337
5291 | 3 | 1 | 365 | 3.4322 | 0.87485 | 4 | 0.30702
14345 | 5.215 | 1 | 365 | 5.9663 | 0.95078 | 6 | 0.91703
5246 | 11 | 1 | 365 | 12.5846 | 0.20778 | 12 | 0.79239
5175 | 4.08 | 1 | 365 | 4.6677 | 0.34979 | 5 | 0.017542
10938 | 3.315 | 1 | 365 | 3.7925 | 0.59671 | 4 | 0.38925
11370 | 8.16 | 1 | 365 | 9.3355 | 0.69959 | 10 | 0.035084
14446 | 6.76 | 1 | 365 | 7.7338 | 0.49132 | 8 | 0.22514
11417 | 6.05 | 1 | 365 | 6.9215 | 0.86428 | 7 | 0.78582
9425 | 5.5 | 1 | 365 | 6.2923 | 0.60389 | 6 | 0.8962
6561 | 7.65 | 1 | 365 | 8.752 | 0.53086 | 9 | 0.28289
5552 | 3.57 | 1 | 365 | 4.0843 | 0.18107 | 4 | 0.26535
14392 | 6.215 | 1 | 365 | 7.1103 | 0.24239 | 7 | 0.3527
15515 | 9 | 1 | 365 | 10.2965 | 0.62454 | 10 | 0.92105
14498 | 11.96 | 1 | 365 | 13.6829 | 0.40773 | 14 | 0.090637
14455 | 6.725 | 1 | 365 | 7.6938 | 0.41112 | 8 | 0.10489
16791 | 7.521 | 1 | 365 | 8.6044 | 0.23524 | 8 | 0.83969
24728 | 6.325 | 1 | 365 | 7.2362 | 0.49447 | 7 | 0.73063
25859 | 7.2 | 1 | 365 | 8.2372 | 0.49964 | 8 | 0.73684
14700 | 5.47 | 1 | 365 | 6.258 | 0.53514 | 6 | 0.79313
5316 | 6.375 | 1 | 365 | 7.2934 | 0.60905 | 7 | 0.90241
14579 | 7.215 | 1 | 365 | 8.2544 | 0.53401 | 8 | 0.78837
5999 | 9.18 | 1 | 365 | 10.5024 | 0.037035 | 10 | 0.53947
14494 | 3.725 | 1 | 365 | 4.2616 | 0.53627 | 4 | 0.79788
12731 | 5.4 | 1 | 365 | 6.1779 | 0.37473 | 6 | 0.55263
10758 | 7.521 | 1 | 365 | 8.6044 | 0.23524 | 8 | 0.83969
14585 | 4.295 | 1 | 365 | 4.9137 | 0.84249 | 5 | 0.75621
8897 | 9.35 | 1 | 365 | 10.6969 | 0.42661 | 11 | 0.12353
10393 | 6.12 | 1 | 365 | 7.0016 | 0.02469 | 7 | 0.026313
11329 | 10.64 | 1 | 365 | 12.1728 | 0.38279 | 12 | 0.55555
10143 | 4.69 | 1 | 365 | 5.3656 | 0.74768 | 6 | 0.1133
22916 | 8.415 | 1 | 365 | 9.6272 | 0.28395 | 9 | 0.91118
7227 | 4.8 | 1 | 365 | 5.4915 | 0.99976 | 6 | 0.49123
7675 | 7.15 | 1 | 365 | 8.18 | 0.38505 | 8 | 0.56505
14401 | 4.47 | 1 | 365 | 5.1139 | 0.24352 | 5 | 0.35745
14403 | 3.98 | 1 | 365 | 4.5533 | 0.12063 | 4 | 0.67397
5257 | 4.59 | 1 | 365 | 5.2512 | 0.51852 | 5 | 0.76973
11757 | 3.825 | 1 | 365 | 4.376 | 0.76543 | 5 | 0.14145
5217 | 7.395 | 1 | 365 | 8.4603 | 0.9465 | 9 | 0.40679
5430 | 6.12 | 1 | 365 | 7.0016 | 0.02469 | 7 | 0.026313
10355 | 7.425 | 1 | 365 | 8.4946 | 0.015249 | 8 | 0.50986
5971 | 3.57 | 1 | 365 | 4.0843 | 0.18107 | 4 | 0.26535
5477 | 4.59 | 1 | 365 | 5.2512 | 0.51852 | 5 | 0.76973
9153 | 2.04 | 1 | 365 | 2.3339 | 0.6749 | 3 | 0.0087709
13650 | 7.395 | 1 | 365 | 8.4603 | 0.9465 | 9 | 0.40679
53319 | 9.1 | 1 | 365 | 10.4109 | 0.85371 | 11 | 0.26462
13619 | 7.155 | 1 | 365 | 8.1857 | 0.39651 | 8 | 0.58223
11373 | 5.25 | 1 | 365 | 6.0063 | 0.030984 | 6 | 0.037278
12442 | 6.885 | 1 | 365 | 7.8768 | 0.77778 | 8 | 0.6546
5261 | 7.14 | 1 | 365 | 8.1686 | 0.36214 | 8 | 0.5307
10734 | 2.04 | 1 | 365 | 2.3339 | 0.6749 | 3 | 0.0087709
47212 | 5.5 | 1 | 365 | 6.2923 | 0.60389 | 6 | 0.8962
6588 | 10.725 | 1 | 365 | 12.27 | 0.57758 | 12 | 0.84758
6622 | 5.886 | 1 | 365 | 6.7339 | 0.48845 | 7 | 0.22237
11215 | 14.535 | 1 | 365 | 16.6289 | 0.30864 | 16 | 0.93749
7104 | 6.875 | 1 | 365 | 7.8654 | 0.75486 | 8 | 0.62025
5771 | 7.65 | 1 | 365 | 8.752 | 0.53086 | 9 | 0.28289
11445 | 6.6 | 1 | 365 | 7.5508 | 0.12467 | 7 | 0.67544
6369 | 6.625 | 1 | 365 | 7.5794 | 0.18196 | 7 | 0.76133
7669 | 10.6 | 1 | 365 | 12.127 | 0.29113 | 12 | 0.41812
34917 | 7.7 | 1 | 365 | 8.8092 | 0.64544 | 9 | 0.45467
19043 | 6.72 | 1 | 365 | 7.6881 | 0.39966 | 8 | 0.087716
6053 | 4.335 | 1 | 365 | 4.9595 | 0.93416 | 5 | 0.89364
14131 | 5 | 1 | 365 | 5.7203 | 0.45808 | 6 | 0.17836
5962 | 5.2 | 1 | 365 | 5.9491 | 0.9164 | 6 | 0.86549
6524 | 9.25 | 1 | 365 | 10.5825 | 0.19745 | 10 | 0.77997
5334 | 5.865 | 1 | 365 | 6.7099 | 0.44033 | 7 | 0.15022
6346 | 4.335 | 1 | 365 | 4.9595 | 0.93416 | 5 | 0.89364
6039 | 9.18 | 1 | 365 | 10.5024 | 0.037035 | 10 | 0.53947
10621 | 8.415 | 1 | 365 | 9.6272 | 0.28395 | 9 | 0.91118
5942 | 7.14 | 1 | 365 | 8.1686 | 0.36214 | 8 | 0.5307
5974 | 7.905 | 1 | 365 | 9.0438 | 0.11522 | 9 | 0.15899
5569 | 7.14 | 1 | 365 | 8.1686 | 0.36214 | 8 | 0.5307
42492 | 4.125 | 1 | 365 | 4.7192 | 0.45292 | 5 | 0.17215
5628 | 7.975 | 1 | 365 | 9.1238 | 0.27564 | 9 | 0.39948
6640 | 10.464 | 1 | 365 | 11.9714 | 0.97947 | 12 | 0.95087
5424 | 5.355 | 1 | 365 | 6.1264 | 0.2716 | 6 | 0.39802
5867 | 6.12 | 1 | 365 | 7.0016 | 0.02469 | 7 | 0.026313
9194 | 4.335 | 1 | 365 | 4.9595 | 0.93416 | 5 | 0.89364
5258 | 2.805 | 1 | 365 | 3.2091 | 0.42798 | 3 | 0.63706
6027 | 7.5 | 1 | 365 | 8.5804 | 0.18712 | 8 | 0.76754
6045 | 5.865 | 1 | 365 | 6.7099 | 0.44033 | 7 | 0.15022
59007 | 3.57 | 1 | 365 | 4.0843 | 0.18107 | 4 | 0.26535
9496 | 7.905 | 1 | 365 | 9.0438 | 0.11522 | 9 | 0.15899
7420 | 8.68 | 1 | 365 | 9.9304 | 0.89123 | 10 | 0.82163
6636 | 14.061 | 1 | 365 | 16.0866 | 0.22241 | 16 | 0.30898
6733 | 3.315 | 1 | 365 | 3.7925 | 0.59671 | 4 | 0.38925
11811 | 3.36 | 1 | 365 | 3.844 | 0.69983 | 4 | 0.54386
7128 | 8.415 | 1 | 365 | 9.6272 | 0.28395 | 9 | 0.91118
16165 | 7.425 | 1 | 365 | 8.4946 | 0.015249 | 8 | 0.50986
9956 | 7.905 | 1 | 365 | 9.0438 | 0.11522 | 9 | 0.15899
5267 | 10.455 | 1 | 365 | 11.9611 | 0.95885 | 12 | 0.91995
12137 | 5 | 1 | 365 | 5.7203 | 0.45808 | 6 | 0.17836
5479 | 5.355 | 1 | 365 | 6.1264 | 0.2716 | 6 | 0.39802
6120 | 6.875 | 1 | 365 | 7.8654 | 0.75486 | 8 | 0.62025
7260 | 7.905 | 1 | 365 | 9.0438 | 0.11522 | 9 | 0.15899
10687 | 5.61 | 1 | 365 | 6.4182 | 0.85597 | 7 | 0.27412
6785 | 7.905 | 1 | 365 | 9.0438 | 0.11522 | 9 | 0.15899
12381 | 6.885 | 1 | 365 | 7.8768 | 0.77778 | 8 | 0.6546
7247 | 13.4 | 1 | 365 | 15.3304 | 0.70765 | 16 | 0.038005
5436 | 3.64 | 1 | 365 | 4.1644 | 0.34148 | 4 | 0.50585
12935 | 6.25 | 1 | 365 | 7.1504 | 0.3226 | 7 | 0.47295
5250 | 4.335 | 1 | 365 | 4.9595 | 0.93416 | 5 | 0.89364
7599 | 8.25 | 1 | 365 | 9.4385 | 0.90583 | 10 | 0.34429
6604 | 6.25 | 1 | 365 | 7.1504 | 0.3226 | 7 | 0.47295
16838 | 12.24 | 1 | 365 | 14.0032 | 0.04938 | 14 | 0.052625
6443 | 9 | 1 | 365 | 10.2965 | 0.62454 | 10 | 0.92105
6635 | 12.6 | 1 | 365 | 14.4151 | 0.87436 | 15 | 0.28947
6042 | 7.395 | 1 | 365 | 8.4603 | 0.9465 | 9 | 0.40679
5253 | 3.315 | 1 | 365 | 3.7925 | 0.59671 | 4 | 0.38925
17098 | 3.57 | 1 | 365 | 4.0843 | 0.18107 | 4 | 0.26535
17186 | 4.08 | 1 | 365 | 4.6677 | 0.34979 | 5 | 0.017542
5346 | 3.315 | 1 | 365 | 3.7925 | 0.77222 | 4 | 0.56476
11244 | 5.61 | 1 | 365 | 6.4182 | 0.85597 | 7 | 0.27412
8898 | 4.95 | 1 | 365 | 5.6631 | 0.3435 | 6 | 0.0065764
19596 | 7.7 | 1 | 365 | 8.8092 | 0.64544 | 9 | 0.45467
5596 | 9.5 | 1 | 365 | 10.8685 | 0.77035 | 11 | 0.63888
9507 | 4.94 | 1 | 365 | 5.6516 | 0.32058 | 5 | 0.97222
9987 | 2.295 | 1 | 365 | 2.6256 | 0.25926 | 2 | 0.88487
13674 | 6.12 | 1 | 365 | 7.0016 | 0.02469 | 7 | 0.026313
5228 | 6.63 | 1 | 365 | 7.5851 | 0.19341 | 7 | 0.77851
15025 | 6.05 | 1 | 365 | 6.9215 | 0.86428 | 7 | 0.78582
20500 | 6.885 | 1 | 365 | 7.8768 | 0.77778 | 8 | 0.6546
5917 | 3.06 | 1 | 365 | 3.5008 | 0.012345 | 3 | 0.51316
11124 | 8.925 | 1 | 365 | 10.2107 | 0.45267 | 10 | 0.66337
6954 | 5.1 | 1 | 365 | 5.8347 | 0.68724 | 6 | 0.52193
10796 | 4.94 | 1 | 365 | 5.6516 | 0.32058 | 5 | 0.97222
5290 | 6.12 | 1 | 365 | 7.0016 | 0.02469 | 7 | 0.026313
5770 | 3.57 | 1 | 365 | 4.0843 | 0.18107 | 4 | 0.26535
11224 | 3.315 | 1 | 365 | 3.7925 | 0.59671 | 4 | 0.38925
6141 | 2.295 | 1 | 365 | 2.6256 | 0.25926 | 2 | 0.88487
10128 | 2.805 | 1 | 365 | 3.2091 | 0.42798 | 3 | 0.63706
6615 | 3.92 | 1 | 365 | 4.4847 | 0.98313 | 5 | 0.46783
6035 | 9.435 | 1 | 365 | 10.7942 | 0.6214 | 11 | 0.41557
11318 | 8.67 | 1 | 365 | 9.919 | 0.86831 | 10 | 0.78728
11242 | 7.395 | 1 | 365 | 8.4603 | 0.9465 | 9 | 0.40679
20964 | 3.84 | 1 | 365 | 4.3932 | 0.79981 | 5 | 0.19298
7657 | 9.075 | 1 | 365 | 10.3823 | 0.79642 | 11 | 0.17872
5327 | 2.25 | 1 | 365 | 2.5741 | 0.15614 | 2 | 0.73026
7602 | 7.28 | 1 | 365 | 8.3287 | 0.68296 | 9 | 0.011692
14595 | 5.895 | 1 | 365 | 6.7442 | 0.50908 | 7 | 0.25329
16553 | 7.15 | 1 | 365 | 8.18 | 0.38505 | 8 | 0.56505
14128 | 2.97 | 1 | 365 | 3.3978 | 0.8061 | 4 | 0.20395
6112 | 7.194 | 1 | 365 | 8.2303 | 0.48589 | 8 | 0.71622
6716 | 6.5 | 1 | 365 | 7.4364 | 0.8955 | 8 | 0.33187
7266 | 8.67 | 1 | 365 | 9.919 | 0.86831 | 10 | 0.78728
9529 | 4.95 | 1 | 365 | 5.6631 | 0.3435 | 6 | 0.0065764
9523 | 10.791 | 1 | 365 | 12.3455 | 0.72883 | 13 | 0.074337
12574 | 2.2 | 1 | 365 | 2.5169 | 0.041555 | 2 | 0.55848
5363 | 3.825 | 1 | 365 | 4.376 | 0.76543 | 5 | 0.14145
8764 | 7.25 | 1 | 365 | 8.2944 | 0.61422 | 8 | 0.90862
25576 | 6.16 | 1 | 365 | 7.0474 | 0.11635 | 7 | 0.16374
7932 | 5.775 | 1 | 365 | 6.6069 | 0.23408 | 6 | 0.84101
48705 | 14.85 | 1 | 365 | 16.9892 | 0.030498 | 17 | 0.019729
13288 | 6.63 | 1 | 365 | 7.5851 | 0.19341 | 7 | 0.77851
10852 | 5.4 | 1 | 365 | 6.1779 | 0.37473 | 6 | 0.55263
10227 | 7.395 | 1 | 365 | 8.4603 | 0.9465 | 9 | 0.40679
11044 | 5.565 | 1 | 365 | 6.3667 | 0.75284 | 7 | 0.11951
19593 | 6.6 | 1 | 365 | 7.5508 | 0.12467 | 7 | 0.67544
5248 | 8.67 | 1 | 365 | 9.919 | 0.86831 | 10 | 0.78728
16951 | 12.42 | 1 | 365 | 14.2092 | 0.13302 | 14 | 0.34219
7108 | 12 | 1 | 365 | 13.7287 | 0.49939 | 14 | 0.22806
8669 | 3.5 | 1 | 365 | 4.0042 | 0.020656 | 4 | 0.024852
16278 | 12.42 | 1 | 365 | 14.2092 | 0.46187 | 14 | 0.67105
8682 | 4 | 1 | 365 | 4.5762 | 0.16646 | 4 | 0.74269
16438 | 10.965 | 1 | 365 | 12.5446 | 0.12757 | 12 | 0.67214
14105 | 11.275 | 1 | 365 | 12.8992 | 0.83797 | 13 | 0.7372
23529 | 5.355 | 1 | 365 | 6.1264 | 0.2716 | 6 | 0.39802
8111 | 2.04 | 1 | 365 | 2.3339 | 0.6749 | 3 | 0.0087709
9265 | 4.845 | 1 | 365 | 5.543 | 0.10288 | 5 | 0.64583
53855 | 3.25 | 1 | 365 | 3.7182 | 0.44775 | 4 | 0.16593
5795 | 5.61 | 1 | 365 | 6.4182 | 0.85597 | 7 | 0.27412
11803 | 4.335 | 1 | 365 | 4.9595 | 0.93416 | 5 | 0.89364
13733 | 4.845 | 1 | 365 | 5.543 | 0.10288 | 5 | 0.64583
20109 | 8.16 | 1 | 365 | 9.3355 | 0.69959 | 10 | 0.035084
12635 | 6.63 | 1 | 365 | 7.5851 | 0.19341 | 7 | 0.77851
13645 | 2.805 | 1 | 365 | 3.2091 | 0.42798 | 3 | 0.63706
5215 | 10.2 | 1 | 365 | 11.6694 | 0.37448 | 12 | 0.043854
6769 | 7.395 | 1 | 365 | 8.4603 | 0.9465 | 9 | 0.40679
11935 | 9.69 | 1 | 365 | 11.0859 | 0.20576 | 11 | 0.29166
6650 | 4.08 | 1 | 365 | 4.6677 | 0.34979 | 5 | 0.017542
6036 | 6.12 | 1 | 365 | 7.0016 | 0.02469 | 7 | 0.026313
5998 | 4.59 | 1 | 365 | 5.2512 | 0.51852 | 5 | 0.76973
5800 | 7.14 | 1 | 365 | 8.1686 | 0.36214 | 8 | 0.5307
5489 | 5.61 | 1 | 365 | 6.4182 | 0.85597 | 7 | 0.27412
15042 | 3.06 | 1 | 365 | 3.5008 | 0.012345 | 3 | 0.51316
12373 | 6.885 | 1 | 365 | 7.8768 | 0.77778 | 8 | 0.6546
18739 | 4.77 | 1 | 365 | 5.4571 | 0.93101 | 6 | 0.38816
5198 | 4.59 | 1 | 365 | 5.2512 | 0.51852 | 5 | 0.76973
6309 | 5.1 | 1 | 365 | 5.8347 | 0.68724 | 6 | 0.52193
7244 | 8.97 | 1 | 365 | 10.2622 | 0.5558 | 10 | 0.81798
6903 | 5.865 | 1 | 365 | 6.7099 | 0.44033 | 7 | 0.15022
7672 | 8.91 | 1 | 365 | 10.1935 | 0.4183 | 10 | 0.61184
21137 | 9.315 | 1 | 365 | 10.6569 | 0.3464 | 11 | 0.0032847
12288 | 9.9 | 1 | 365 | 11.3262 | 0.687 | 12 | 0.013153
6098 | 3.9 | 1 | 365 | 4.4618 | 0.9373 | 5 | 0.39912
10720 | 4 | 1 | 365 | 4.5762 | 0.16646 | 4 | 0.74269
10718 | 5.25 | 1 | 365 | 6.0063 | 0.030984 | 6 | 0.037278
14410 | 7.194 | 1 | 365 | 8.2303 | 0.48589 | 8 | 0.71622
6535 | 5.865 | 1 | 365 | 6.7099 | 0.44033 | 7 | 0.15022
7666 | 6.89 | 1 | 365 | 7.8825 | 0.78923 | 8 | 0.67178
5275 | 10.6 | 1 | 365 | 12.127 | 0.29113 | 12 | 0.41812
13579 | 6.05 | 1 | 365 | 6.9215 | 0.86428 | 7 | 0.78582
10972 | 6.375 | 1 | 365 | 7.2934 | 0.60905 | 7 | 0.90241
6676 | 11 | 1 | 365 | 12.5846 | 0.20778 | 12 | 0.79239
14437 | 6.725 | 1 | 365 | 7.6938 | 0.41112 | 8 | 0.10489
15078 | 6.725 | 1 | 365 | 7.6938 | 0.41112 | 8 | 0.10489
22997 | 4.47 | 1 | 365 | 5.1139 | 0.24352 | 5 | 0.35745
7722 | 7.14 | 1 | 365 | 8.1686 | 0.36214 | 8 | 0.5307
10193 | 3.315 | 1 | 365 | 3.7925 | 0.59671 | 4 | 0.38925
14717 | 10.215 | 1 | 365 | 11.6865 | 0.40886 | 12 | 0.095389
14943 | 3.725 | 1 | 365 | 4.2616 | 0.53627 | 4 | 0.79788
14462 | 7.96 | 1 | 365 | 9.1067 | 0.24126 | 9 | 0.34795
14661 | 4.79 | 1 | 365 | 5.48 | 0.97684 | 6 | 0.45687
11538 | 3.315 | 1 | 365 | 3.7925 | 0.59671 | 4 | 0.38925
14654 | 8.47 | 1 | 365 | 9.6902 | 0.40999 | 10 | 0.10014
10940 | 3.06 | 1 | 365 | 3.5008 | 0.012345 | 3 | 0.51316
14545 | 5.215 | 1 | 365 | 5.9663 | 0.95078 | 6 | 0.91703
6580 | 3.315 | 1 | 365 | 3.7925 | 0.59671 | 4 | 0.38925
14659 | 8.705 | 1 | 365 | 9.959 | 0.94852 | 10 | 0.90752
19170 | 7.29 | 1 | 365 | 8.3402 | 0.70588 | 9 | 0.046049
14604 | 9.96 | 1 | 365 | 11.3948 | 0.8245 | 12 | 0.21929
14942 | 7.47 | 1 | 365 | 8.5461 | 0.11837 | 8 | 0.66447
14560 | 4.98 | 1 | 365 | 5.6974 | 0.41225 | 6 | 0.10965
14520 | 7.47 | 1 | 365 | 8.5461 | 0.11837 | 8 | 0.66447
14356 | 6.47 | 1 | 365 | 7.402 | 0.82676 | 8 | 0.2288
22720 | 6.47 | 1 | 365 | 7.402 | 0.82676 | 8 | 0.2288
14488 | 5.47 | 1 | 365 | 6.258 | 0.53514 | 6 | 0.79313
20532 | 11 | 1 | 365 | 12.5846 | 0.20778 | 12 | 0.79239
9164 | 3 | 1 | 365 | 3.4322 | 0.87485 | 4 | 0.30702
14098 | 8.8 | 1 | 365 | 10.0677 | 0.16622 | 10 | 0.23391
6685 | 9.66 | 1 | 365 | 11.0516 | 0.13701 | 11 | 0.18859
12732 | 4.05 | 1 | 365 | 4.6334 | 0.28104 | 4 | 0.91447
6572 | 5.175 | 1 | 365 | 5.9205 | 0.85911 | 6 | 0.7796
7065 | 3.315 | 1 | 365 | 3.7925 | 0.59671 | 4 | 0.38925
8659 | 9.9 | 1 | 365 | 11.3262 | 0.687 | 12 | 0.013153
12718 | 5.4 | 1 | 365 | 6.1779 | 0.37473 | 6 | 0.55263
11206 | 5.1 | 1 | 365 | 5.8347 | 0.68724 | 6 | 0.52193
21060 | 5.04 | 1 | 365 | 5.766 | 0.54974 | 6 | 0.31579
13899 | 3.597 | 1 | 365 | 4.1152 | 0.24294 | 4 | 0.35811
11629 | 6.9 | 1 | 365 | 7.894 | 0.81215 | 8 | 0.70614
14104 | 6 | 1 | 365 | 6.8643 | 0.7497 | 7 | 0.61403
14391 | 5.47 | 1 | 365 | 6.258 | 0.53514 | 6 | 0.79313
12795 | 6.12 | 1 | 365 | 7.0016 | 0.02469 | 7 | 0.026313
15359 | 6.05 | 1 | 365 | 6.9215 | 0.86428 | 7 | 0.78582
23025 | 7.975 | 1 | 365 | 9.1238 | 0.27564 | 9 | 0.39948
11338 | 4.42 | 1 | 365 | 5.0567 | 0.12894 | 5 | 0.18567
5704 | 8.67 | 1 | 365 | 9.919 | 0.86831 | 10 | 0.78728
18180 | 6.375 | 1 | 365 | 7.2934 | 0.60905 | 7 | 0.90241
22375 | 3.6 | 1 | 365 | 4.1186 | 0.24982 | 4 | 0.36842
5716 | 6.63 | 1 | 365 | 7.5851 | 0.19341 | 7 | 0.77851
12576 | 13.72 | 1 | 365 | 15.6964 | 0.44097 | 16 | 0.13742
16854 | 7.905 | 1 | 365 | 9.0438 | 0.11522 | 9 | 0.15899
24872 | 12.426 | 1 | 365 | 14.216 | 0.47562 | 14 | 0.69166
6748 | 3.45 | 1 | 365 | 3.947 | 0.90608 | 4 | 0.85307
8442 | 8.25 | 1 | 365 | 9.4385 | 0.90583 | 10 | 0.34429
24338 | 9 | 1 | 365 | 10.2965 | 0.62454 | 10 | 0.92105
5817 | 6.9 | 1 | 365 | 7.894 | 0.81215 | 8 | 0.70614
9576 | 6.05 | 1 | 365 | 6.9215 | 0.86428 | 7 | 0.78582
5639 | 9.8 | 1 | 365 | 11.2117 | 0.45784 | 11 | 0.66959
7432 | 10.4 | 1 | 365 | 11.8982 | 0.83281 | 12 | 0.73099
5637 | 8.64 | 1 | 365 | 9.8846 | 0.79956 | 10 | 0.68421
11808 | 7.65 | 1 | 365 | 8.752 | 0.53086 | 9 | 0.28289
53853 | 7.02 | 1 | 365 | 8.0313 | 0.087144 | 8 | 0.11842
9622 | 7.65 | 1 | 365 | 8.752 | 0.53086 | 9 | 0.28289
7641 | 10.965 | 1 | 365 | 12.5446 | 0.12757 | 12 | 0.67214
5740 | 6.375 | 1 | 365 | 7.2934 | 0.60905 | 7 | 0.90241
7337 | 6.12 | 1 | 365 | 7.0016 | 0.02469 | 7 | 0.026313
14948 | 6.875 | 1 | 365 | 7.8654 | 0.75486 | 8 | 0.62025
32836 | 5.215 | 1 | 365 | 5.9663 | 0.95078 | 6 | 0.91703
6020 | 8.4 | 1 | 365 | 9.6101 | 0.24957 | 9 | 0.85964
5830 | 2.805 | 1 | 365 | 3.2091 | 0.42798 | 3 | 0.63706
10742 | 3.315 | 1 | 365 | 3.7925 | 0.59671 | 4 | 0.38925
11009 | 5.1 | 1 | 365 | 5.8347 | 0.68724 | 6 | 0.52193
12045 | 6.63 | 1 | 365 | 7.5851 | 0.19341 | 7 | 0.77851
5798 | 10.455 | 1 | 365 | 11.9611 | 0.95885 | 12 | 0.91995
5765 | 6.12 | 1 | 365 | 7.0016 | 0.02469 | 7 | 0.026313
6497 | 2.55 | 1 | 365 | 2.9173 | 0.84362 | 3 | 0.76096
11734 | 4.14 | 1 | 365 | 4.7364 | 0.48729 | 5 | 0.22368
53867 | 6.375 | 1 | 365 | 7.2934 | 0.60905 | 7 | 0.90241
6436 | 4.08 | 1 | 365 | 4.6677 | 0.34979 | 5 | 0.017542
6841 | 4.8 | 1 | 365 | 5.4915 | 0.99976 | 6 | 0.49123
6101 | 7.14 | 1 | 365 | 8.1686 | 0.36214 | 8 | 0.5307
5694 | 4.655 | 1 | 365 | 5.3256 | 0.66747 | 5 | 0.99305
6979 | 6 | 1 | 365 | 6.8643 | 0.7497 | 7 | 0.61403
8665 | 5.5 | 1 | 365 | 6.2923 | 0.60389 | 6 | 0.8962
21402 | 3.924 | 1 | 365 | 4.4893 | 0.9923 | 5 | 0.48158
6642 | 6.54 | 1 | 365 | 7.4821 | 0.98717 | 8 | 0.46929
6008 | 9 | 1 | 365 | 10.2965 | 0.62454 | 10 | 0.92105
32292 | 6.325 | 1 | 365 | 7.2362 | 0.49447 | 7 | 0.73063
11135 | 8.925 | 1 | 365 | 10.2107 | 0.45267 | 10 | 0.66337
11159 | 3.57 | 1 | 365 | 4.0843 | 0.18107 | 4 | 0.26535
5644 | 5.75 | 1 | 365 | 6.5783 | 0.17679 | 6 | 0.75511
5642 | 2.25 | 1 | 365 | 2.5741 | 0.15614 | 2 | 0.73026
5700 | 4.335 | 1 | 365 | 4.9595 | 0.93416 | 5 | 0.89364
14126 | 7.2 | 1 | 365 | 8.2372 | 0.49964 | 8 | 0.73684
9203 | 11.5 | 1 | 365 | 13.1566 | 0.35358 | 13 | 0.51023
15364 | 8.4 | 1 | 365 | 9.6101 | 0.24957 | 9 | 0.85964
7670 | 6.875 | 1 | 365 | 7.8654 | 0.75486 | 8 | 0.62025
17670 | 4.95 | 1 | 365 | 5.6631 | 0.3435 | 6 | 0.0065764
5698 | 6.3 | 1 | 365 | 7.2076 | 0.43718 | 7 | 0.64473
14658 | 4.98 | 1 | 365 | 5.6974 | 0.41225 | 6 | 0.10965
10428 | 5.1 | 1 | 365 | 5.8347 | 0.68724 | 6 | 0.52193
5970 | 10.2 | 1 | 365 | 11.6694 | 0.37448 | 12 | 0.043854
6029 | 2.04 | 1 | 365 | 2.3339 | 0.6749 | 3 | 0.0087709
6582 | 4.578 | 1 | 365 | 5.2375 | 0.49102 | 5 | 0.72851
12155 | 4.4 | 1 | 365 | 5.0338 | 0.08311 | 5 | 0.11696
22026 | 3.27 | 1 | 365 | 3.7411 | 0.49358 | 4 | 0.23465
20966 | 5 | 1 | 365 | 5.7203 | 0.45808 | 6 | 0.17836
17117 | 6.215 | 1 | 365 | 7.1103 | 0.24239 | 7 | 0.3527
14042 | 4.59 | 1 | 365 | 5.2512 | 0.51852 | 5 | 0.76973
5842 | 6.63 | 1 | 365 | 7.5851 | 0.19341 | 7 | 0.77851
14167 | 7.35 | 1 | 365 | 8.4088 | 0.84338 | 9 | 0.25219
6679 | 6.375 | 1 | 365 | 7.2934 | 0.60905 | 7 | 0.90241
5920 | 4.2 | 1 | 365 | 4.805 | 0.62479 | 5 | 0.42982
15521 | 7.5 | 1 | 365 | 8.5804 | 0.18712 | 8 | 0.76754
59074 | 9 | 1 | 365 | 10.2965 | 0.62454 | 10 | 0.92105
10759 | 5.6 | 1 | 365 | 6.4067 | 0.83305 | 7 | 0.23976
6046 | 6.12 | 1 | 365 | 7.0016 | 0.02469 | 7 | 0.026313
6077 | 6.12 | 1 | 365 | 7.0016 | 0.02469 | 7 | 0.026313
10800 | 3.9 | 1 | 365 | 4.4618 | 0.9373 | 5 | 0.39912
6110 | 6.12 | 1 | 365 | 7.0016 | 0.02469 | 7 | 0.026313
8816 | 6.63 | 1 | 365 | 7.5851 | 0.19341 | 7 | 0.77851
8401 | 6.885 | 1 | 365 | 7.8768 | 0.77778 | 8 | 0.6546
12303 | 11.475 | 1 | 365 | 13.128 | 0.29629 | 13 | 0.42434
5924 | 3.825 | 1 | 365 | 4.376 | 0.76543 | 5 | 0.14145
22621 | 10.215 | 1 | 365 | 11.6865 | 0.40886 | 12 | 0.095389
18174 | 9.25 | 1 | 365 | 10.5825 | 0.19745 | 10 | 0.77997
13969 | 5.1 | 1 | 365 | 5.8347 | 0.68724 | 6 | 0.52193
11472 | 10.8 | 1 | 365 | 12.3558 | 0.74945 | 13 | 0.10526
13349 | 8.28 | 1 | 365 | 9.4728 | 0.97458 | 10 | 0.44736
21289 | 6.375 | 1 | 365 | 7.2934 | 0.60905 | 7 | 0.90241
6608 | 7.5 | 1 | 365 | 8.5804 | 0.18712 | 8 | 0.76754
16870 | 7.14 | 1 | 365 | 8.1686 | 0.36214 | 8 | 0.5307
14225 | 9.18 | 1 | 365 | 10.5024 | 0.037035 | 10 | 0.53947
7594 | 5.355 | 1 | 365 | 6.1264 | 0.2716 | 6 | 0.39802
16166 | 7.65 | 1 | 365 | 8.752 | 0.53086 | 9 | 0.28289
12460 | 5.1 | 1 | 365 | 5.8347 | 0.68724 | 6 | 0.52193
16609 | 8.525 | 1 | 365 | 9.7531 | 0.53603 | 10 | 0.2891
7233 | 7.65 | 1 | 365 | 8.752 | 0.53086 | 9 | 0.28289
42852 | 9.6 | 1 | 365 | 10.9829 | 0.99951 | 11 | 0.98245
13731 | 5.5 | 1 | 365 | 6.2923 | 0.60389 | 6 | 0.8962
20748 | 5 | 1 | 365 | 5.7203 | 0.45808 | 6 | 0.17836
15620 | 3.825 | 1 | 365 | 4.376 | 0.76543 | 5 | 0.14145
6370 | 6.63 | 1 | 365 | 7.5851 | 0.19341 | 7 | 0.77851
14680 | 7.04 | 1 | 365 | 8.0542 | 0.13298 | 8 | 0.18713
5887 | 6.375 | 1 | 365 | 7.2934 | 0.60905 | 7 | 0.90241
5904 | 7.14 | 1 | 365 | 8.1686 | 0.36214 | 8 | 0.5307
18343 | 9.435 | 1 | 365 | 10.7942 | 0.6214 | 11 | 0.41557
5706 | 4.2 | 1 | 365 | 4.805 | 0.62479 | 5 | 0.42982
12242 | 10.8 | 1 | 365 | 12.3558 | 0.74945 | 13 | 0.10526
10950 | 9.18 | 1 | 365 | 10.5024 | 0.037035 | 10 | 0.53947
20698 | 4.95 | 1 | 365 | 5.6631 | 0.3435 | 6 | 0.0065764
56352 | 3.825 | 1 | 365 | 4.376 | 0.76543 | 5 | 0.14145
17168 | 3.85 | 1 | 365 | 4.4046 | 0.82272 | 5 | 0.22734
18643 | 6.05 | 1 | 365 | 6.9215 | 0.86428 | 7 | 0.78582
14486 | 5.47 | 1 | 365 | 6.258 | 0.53514 | 6 | 0.79313
18796 | 4 | 1 | 365 | 4.5762 | 0.16646 | 4 | 0.74269
26054 | 4.2 | 1 | 365 | 4.805 | 0.62479 | 5 | 0.42982
5646 | 5.1 | 1 | 365 | 5.8347 | 0.68724 | 6 | 0.52193
5717 | 5.355 | 1 | 365 | 6.1264 | 0.2716 | 6 | 0.39802
6464 | 5.4 | 1 | 365 | 6.1779 | 0.37473 | 6 | 0.55263
6014 | 8.1 | 1 | 365 | 9.2669 | 0.56209 | 9 | 0.82894
7677 | 8.64 | 1 | 365 | 9.8846 | 0.79956 | 10 | 0.68421
7752 | 11.7 | 1 | 365 | 13.3855 | 0.81191 | 14 | 0.19736
9455 | 10.455 | 1 | 365 | 11.9611 | 0.95885 | 12 | 0.91995
11709 | 6.16 | 1 | 365 | 7.0474 | 0.11635 | 7 | 0.16374
9085 | 5.1 | 1 | 365 | 5.8347 | 0.68724 | 6 | 0.52193
20429 | 12.915 | 1 | 365 | 14.7755 | 0.59622 | 15 | 0.3717
18530 | 9.35 | 1 | 365 | 10.6969 | 0.42661 | 11 | 0.12353
15493 | 7.65 | 1 | 365 | 8.752 | 0.53086 | 9 | 0.28289
10657 | 8.67 | 1 | 365 | 9.919 | 0.86831 | 10 | 0.78728
18629 | 7.975 | 1 | 365 | 9.1238 | 0.27564 | 9 | 0.39948
33112 | 11.825 | 1 | 365 | 13.5285 | 0.098359 | 13 | 0.62682
20758 | 7.975 | 1 | 365 | 9.1238 | 0.27564 | 9 | 0.39948
5719 | 5.3 | 1 | 365 | 6.0635 | 0.14556 | 6 | 0.20906
14536 | 5.47 | 1 | 365 | 6.258 | 0.53514 | 6 | 0.79313
24036 | 5.1 | 1 | 365 | 5.8347 | 0.68724 | 6 | 0.52193
5695 | 4.48 | 1 | 365 | 5.1254 | 0.26644 | 5 | 0.39181
5898 | 6.375 | 1 | 365 | 7.2934 | 0.60905 | 7 | 0.90241
20970 | 5.76 | 1 | 365 | 6.5898 | 0.19971 | 6 | 0.78947
16820 | 8.925 | 1 | 365 | 10.2107 | 0.45267 | 10 | 0.66337
14060 | 6.375 | 1 | 365 | 7.2934 | 0.60905 | 7 | 0.90241
10322 | 5.2 | 1 | 365 | 5.9491 | 0.9164 | 6 | 0.86549
10892 | 8.415 | 1 | 365 | 9.6272 | 0.28395 | 9 | 0.91118
7550 | 4.845 | 1 | 365 | 5.543 | 0.10288 | 5 | 0.64583
5697 | 4.08 | 1 | 365 | 4.6677 | 0.34979 | 5 | 0.017542
25882 | 10.71 | 1 | 365 | 12.2528 | 0.54321 | 12 | 0.79605
9790 | 9.435 | 1 | 365 | 10.7942 | 0.6214 | 11 | 0.41557
13266 | 3.57 | 1 | 365 | 4.0843 | 0.18107 | 4 | 0.26535
22198 | 3 | 1 | 365 | 3.4322 | 0.87485 | 4 | 0.30702
11862 | 5.355 | 1 | 365 | 6.1264 | 0.2716 | 6 | 0.39802
13012 | 6.885 | 1 | 365 | 7.8768 | 0.77778 | 8 | 0.6546
12103 | 10.26 | 1 | 365 | 11.738 | 0.51198 | 12 | 0.24999
16705 | 9.945 | 1 | 365 | 11.3776 | 0.79012 | 12 | 0.16776
10982 | 7.28 | 1 | 365 | 8.3287 | 0.68296 | 9 | 0.011692
5833 | 6.12 | 1 | 365 | 7.0016 | 0.02469 | 7 | 0.026313
6108 | 6 | 1 | 365 | 6.8643 | 0.7497 | 7 | 0.61403
17188 | 4.68 | 1 | 365 | 5.3542 | 0.72476 | 6 | 0.078945
11064 | 3 | 1 | 365 | 3.4322 | 0.87485 | 4 | 0.30702
6554 | 5.355 | 1 | 365 | 6.1264 | 0.2716 | 6 | 0.39802
7146 | 11.475 | 1 | 365 | 13.128 | 0.29629 | 13 | 0.42434
6563 | 6 | 1 | 365 | 6.8643 | 0.7497 | 7 | 0.61403
5718 | 4.335 | 1 | 365 | 4.9595 | 0.93416 | 5 | 0.89364
6400 | 5.1 | 1 | 365 | 5.8347 | 0.68724 | 6 | 0.52193
7062 | 6.885 | 1 | 365 | 7.8768 | 0.77778 | 8 | 0.6546
25164 | 8.215 | 1 | 365 | 9.3984 | 0.82563 | 10 | 0.22405
6510 | 4.59 | 1 | 365 | 5.2512 | 0.51852 | 5 | 0.76973
5923 | 6.63 | 1 | 365 | 7.5851 | 0.19341 | 7 | 0.77851
15224 | 4.77 | 1 | 365 | 5.4571 | 0.93101 | 6 | 0.38816
9929 | 3.06 | 1 | 365 | 3.5008 | 0.012345 | 3 | 0.51316
5708 | 15.12 | 1 | 365 | 17.2981 | 0.64923 | 17 | 0.94736
14696 | 8.215 | 1 | 365 | 9.3984 | 0.82563 | 10 | 0.22405
16463 | 7.65 | 1 | 365 | 8.752 | 0.53086 | 9 | 0.28289
6291 | 4.8 | 1 | 365 | 5.4915 | 0.99976 | 6 | 0.49123
5699 | 6 | 1 | 365 | 6.8643 | 0.7497 | 7 | 0.61403
12628 | 4.5 | 1 | 365 | 5.1483 | 0.31227 | 5 | 0.46052
14990 | 5.725 | 1 | 365 | 6.5497 | 0.1195 | 6 | 0.66922
19697 | 15 | 1 | 365 | 17.1608 | 0.37424 | 17 | 0.53508
5649 | 5.25 | 1 | 365 | 6.0063 | 0.030984 | 6 | 0.037278
14467 | 5.215 | 1 | 365 | 5.9663 | 0.95078 | 6 | 0.91703
9937 | 4.335 | 1 | 365 | 4.9595 | 0.93416 | 5 | 0.89364
11158 | 4.335 | 1 | 365 | 4.9595 | 0.93416 | 5 | 0.89364
18682 | 5.865 | 1 | 365 | 6.7099 | 0.67392 | 7 | 0.38381
8916 | 8.8 | 1 | 365 | 10.0677 | 0.16622 | 10 | 0.23391
24340 | 10.45 | 1 | 365 | 11.9554 | 0.94739 | 12 | 0.90277
8942 | 5.61 | 1 | 365 | 6.4182 | 0.85597 | 7 | 0.27412
12429 | 6.6 | 1 | 365 | 7.5508 | 0.12467 | 7 | 0.67544
5959 | 7.14 | 1 | 365 | 8.1686 | 0.36214 | 8 | 0.5307
8129 | 4.59 | 1 | 365 | 5.2512 | 0.51852 | 5 | 0.76973
11066 | 4.2 | 1 | 365 | 4.805 | 0.62479 | 5 | 0.42982
6683 | 8.16 | 1 | 365 | 9.3355 | 0.69959 | 10 | 0.035084
14714 | 6.725 | 1 | 365 | 7.6938 | 0.41112 | 8 | 0.10489
5648 | 6.12 | 1 | 365 | 7.0016 | 0.02469 | 7 | 0.026313
9904 | 7.7 | 1 | 365 | 8.8092 | 0.64544 | 9 | 0.45467
11753 | 6.12 | 1 | 365 | 7.0016 | 0.02469 | 7 | 0.026313
7056 | 5.865 | 1 | 365 | 6.7099 | 0.44033 | 7 | 0.15022
6637 | 8.502 | 1 | 365 | 9.7268 | 0.48332 | 10 | 0.21008
15109 | 5.04 | 1 | 365 | 5.766 | 0.54974 | 6 | 0.31579
36780 | 6.36 | 1 | 365 | 7.2762 | 0.57468 | 7 | 0.85087
13379 | 6.615 | 1 | 365 | 7.5679 | 0.15904 | 7 | 0.72697
12161 | 7.848 | 1 | 365 | 8.9786 | 0.9846 | 9 | 0.96315
6611 | 9.156 | 1 | 365 | 10.475 | 0.98204 | 11 | 0.45701
10606 | 14.04 | 1 | 365 | 16.0625 | 0.17429 | 16 | 0.23683
22770 | 3.27 | 1 | 365 | 3.7411 | 0.49358 | 4 | 0.23465
6629 | 9.81 | 1 | 365 | 11.2232 | 0.48075 | 11 | 0.70394
15703 | 5.5 | 1 | 365 | 6.2923 | 0.60389 | 6 | 0.8962
55273 | 5.5 | 1 | 365 | 6.2923 | 0.60389 | 6 | 0.8962
5647 | 5 | 1 | 365 | 5.7203 | 0.45808 | 6 | 0.17836
11700 | 4.86 | 1 | 365 | 5.5601 | 0.13725 | 5 | 0.69737
5782 | 4.845 | 1 | 365 | 5.543 | 0.10288 | 5 | 0.64583
8412 | 6 | 1 | 365 | 6.8643 | 0.7497 | 7 | 0.61403
10763 | 5.07 | 1 | 365 | 5.8004 | 0.61849 | 6 | 0.41886
21252 | 4.47 | 1 | 365 | 5.1139 | 0.24352 | 5 | 0.35745
14548 | 5.725 | 1 | 365 | 6.5497 | 0.1195 | 6 | 0.66922
12158 | 6.9 | 1 | 365 | 7.894 | 0.81215 | 8 | 0.70614
12928 | 8.502 | 1 | 365 | 9.7268 | 0.48332 | 10 | 0.21008
5725 | 7.848 | 1 | 365 | 8.9786 | 0.9846 | 9 | 0.96315
6698 | 6 | 1 | 365 | 6.8643 | 0.7497 | 7 | 0.61403
5673 | 4.95 | 1 | 365 | 5.6631 | 0.3435 | 6 | 0.0065764
6154 | 8.25 | 1 | 365 | 9.4385 | 0.90583 | 10 | 0.34429
5674 | 7.2 | 1 | 365 | 8.2372 | 0.49964 | 8 | 0.73684
6741 | 6.12 | 1 | 365 | 7.0016 | 0.02469 | 7 | 0.026313
6429 | 6.63 | 1 | 365 | 7.5851 | 0.19341 | 7 | 0.77851
10871 | 5.4 | 1 | 365 | 6.1779 | 0.37473 | 6 | 0.55263
6643 | 13.08 | 1 | 365 | 14.9643 | 0.97434 | 15 | 0.93859
11497 | 6.72 | 1 | 365 | 7.6881 | 0.39966 | 8 | 0.087716
6638 | 11.772 | 1 | 365 | 13.4678 | 0.9769 | 14 | 0.44473
6739 | 4.75 | 1 | 365 | 5.4343 | 0.88518 | 6 | 0.31944
10298 | 7.56 | 1 | 365 | 8.6491 | 0.32462 | 8 | 0.97368
7612 | 3.924 | 1 | 365 | 4.4893 | 0.9923 | 5 | 0.48158
18499 | 8.8 | 1 | 365 | 10.0677 | 0.16622 | 10 | 0.23391
6641 | 6.54 | 1 | 365 | 7.4821 | 0.98717 | 8 | 0.46929
12267 | 9.18 | 1 | 365 | 10.5024 | 0.037035 | 10 | 0.53947
21398 | 4.905 | 1 | 365 | 5.6116 | 0.24038 | 5 | 0.85197
5918 | 7.02 | 1 | 365 | 8.0313 | 0.087144 | 8 | 0.11842
13564 | 6.44 | 1 | 365 | 7.3677 | 0.75801 | 8 | 0.12573
11636 | 4.86 | 1 | 365 | 5.5601 | 0.13725 | 5 | 0.69737
16500 | 7.5 | 1 | 365 | 8.5804 | 0.18712 | 8 | 0.76754
13318 | 6.6 | 1 | 365 | 7.5508 | 0.12467 | 7 | 0.67544
12645 | 7.425 | 1 | 365 | 8.4946 | 0.015249 | 8 | 0.50986
11282 | 9.35 | 1 | 365 | 10.6969 | 0.42661 | 11 | 0.12353
11142 | 6.12 | 1 | 365 | 7.0016 | 0.02469 | 7 | 0.026313
17700 | 3.235 | 1 | 365 | 3.701 | 0.41338 | 4 | 0.1144
26183 | 5.73 | 1 | 365 | 6.5554 | 0.13096 | 6 | 0.6864
14944 | 6.725 | 1 | 365 | 7.6938 | 0.41112 | 8 | 0.10489
14358 | 6.725 | 1 | 365 | 7.6938 | 0.41112 | 8 | 0.10489
18943 | 10.215 | 1 | 365 | 11.6865 | 0.40886 | 12 | 0.095389
15046 | 10.215 | 1 | 365 | 11.6865 | 0.40886 | 12 | 0.095389
16028 | 6.725 | 1 | 365 | 7.6938 | 0.41112 | 8 | 0.10489
5641 | 5.1 | 1 | 365 | 5.8347 | 0.68724 | 6 | 0.52193
19458 | 6.47 | 1 | 365 | 7.402 | 0.82676 | 8 | 0.2288
14903 | 5.725 | 1 | 365 | 6.5497 | 0.1195 | 6 | 0.66922
14600 | 6.725 | 1 | 365 | 7.6938 | 0.41112 | 8 | 0.10489
14754 | 4.235 | 1 | 365 | 4.8451 | 0.70499 | 5 | 0.55007
14596 | 8.96 | 1 | 365 | 10.2507 | 0.53288 | 10 | 0.78362
14466 | 4.47 | 1 | 365 | 5.1139 | 0.24352 | 5 | 0.35745
14547 | 3.98 | 1 | 365 | 4.5533 | 0.12063 | 4 | 0.67397
14574 | 4.98 | 1 | 365 | 5.6974 | 0.41225 | 6 | 0.10965
14929 | 6.725 | 1 | 365 | 7.6938 | 0.41112 | 8 | 0.10489
15026 | 7.725 | 1 | 365 | 8.8378 | 0.70273 | 9 | 0.54057
20967 | 6.725 | 1 | 365 | 7.6938 | 0.41112 | 8 | 0.10489
14938 | 4.98 | 1 | 365 | 5.6974 | 0.41225 | 6 | 0.10965
26244 | 8.07 | 1 | 365 | 9.2325 | 0.49334 | 9 | 0.72587
20260 | 12.13 | 1 | 365 | 13.8774 | 0.7973 | 14 | 0.6747
25169 | 6.375 | 1 | 365 | 7.2934 | 0.60905 | 7 | 0.90241
14058 | 6.885 | 1 | 365 | 7.8768 | 0.77778 | 8 | 0.6546
7040 | 10.2 | 1 | 365 | 11.6694 | 0.37448 | 12 | 0.043854
14742 | 5.98 | 1 | 365 | 6.8415 | 0.70386 | 7 | 0.54532
14353 | 5.725 | 1 | 365 | 6.5497 | 0.1195 | 6 | 0.66922
14459 | 7.47 | 1 | 365 | 8.5461 | 0.11837 | 8 | 0.66447
23298 | 6.725 | 1 | 365 | 7.6938 | 0.41112 | 8 | 0.10489
14638 | 7.14 | 1 | 365 | 8.1686 | 0.36214 | 8 | 0.5307
6067 | 4.845 | 1 | 365 | 5.543 | 0.10288 | 5 | 0.64583
16468 | 6.63 | 1 | 365 | 7.5851 | 0.19341 | 7 | 0.77851
22723 | 4.98 | 1 | 365 | 5.6974 | 0.41225 | 6 | 0.10965
18820 | 10.965 | 1 | 365 | 12.5446 | 0.12757 | 12 | 0.67214
23005 | 4.47 | 1 | 365 | 5.1139 | 0.24352 | 5 | 0.35745
10855 | 4.59 | 1 | 365 | 5.2512 | 0.51852 | 5 | 0.76973
15905 | 4.845 | 1 | 365 | 5.543 | 0.10288 | 5 | 0.64583
14118 | 3 | 1 | 365 | 3.4322 | 0.87485 | 4 | 0.30702
21055 | 11.04 | 1 | 365 | 12.6304 | 0.29944 | 12 | 0.92982
14961 | 5.47 | 1 | 365 | 6.258 | 0.53514 | 6 | 0.79313
11863 | 3.3 | 1 | 365 | 3.7754 | 0.56233 | 4 | 0.33772
9660 | 5.1 | 1 | 365 | 5.8347 | 0.68724 | 6 | 0.52193
6577 | 4.59 | 1 | 365 | 5.2512 | 0.51852 | 5 | 0.76973
14720 | 3.725 | 1 | 365 | 4.2616 | 0.53627 | 4 | 0.79788
17176 | 5.47 | 1 | 365 | 6.258 | 0.53514 | 6 | 0.79313
9757 | 4.08 | 1 | 365 | 4.6677 | 0.34979 | 5 | 0.017542
17164 | 7.75 | 1 | 365 | 8.8664 | 0.76002 | 9 | 0.62646
15009 | 6.325 | 1 | 365 | 7.2362 | 0.49447 | 7 | 0.73063
15001 | 5.215 | 1 | 365 | 5.9663 | 0.95078 | 6 | 0.91703
14950 | 5.98 | 1 | 365 | 6.8415 | 0.70386 | 7 | 0.54532
23294 | 7.96 | 1 | 365 | 9.1067 | 0.24126 | 9 | 0.34795
8895 | 9.66 | 1 | 365 | 11.0516 | 0.13701 | 11 | 0.18859
14511 | 6.215 | 1 | 365 | 7.1103 | 0.24239 | 7 | 0.3527
16040 | 9.75 | 1 | 365 | 11.1545 | 0.34326 | 11 | 0.4978
21617 | 8.47 | 1 | 365 | 9.6902 | 0.40999 | 10 | 0.10014
20977 | 4.235 | 1 | 365 | 4.8451 | 0.70499 | 5 | 0.55007
6021 | 4.59 | 1 | 365 | 5.2512 | 0.51852 | 5 | 0.76973
14756 | 5.725 | 1 | 365 | 6.5497 | 0.1195 | 6 | 0.66922
9811 | 5.355 | 1 | 365 | 6.1264 | 0.2716 | 6 | 0.39802
12464 | 10.965 | 1 | 365 | 12.5446 | 0.12757 | 12 | 0.67214
10325 | 7.14 | 1 | 365 | 8.1686 | 0.36214 | 8 | 0.5307
6338 | 6.24 | 1 | 365 | 7.1389 | 0.29968 | 7 | 0.43859
6786 | 9.9 | 1 | 365 | 11.3262 | 0.687 | 12 | 0.013153
20254 | 6.875 | 1 | 365 | 7.8654 | 0.75486 | 8 | 0.62025
11864 | 7.14 | 1 | 365 | 8.1686 | 0.36214 | 8 | 0.5307
5643 | 4.5 | 1 | 365 | 5.1483 | 0.31227 | 5 | 0.46052
13858 | 4.08 | 1 | 365 | 4.6677 | 0.34979 | 5 | 0.017542
7314 | 6 | 1 | 365 | 6.8643 | 0.7497 | 7 | 0.61403
14083 | 5.1 | 1 | 365 | 5.8347 | 0.68724 | 6 | 0.52193
14110 | 4.08 | 1 | 365 | 4.6677 | 0.34979 | 5 | 0.017542
12156 | 7.2 | 1 | 365 | 8.2372 | 0.49964 | 8 | 0.73684
16543 | 8.925 | 1 | 365 | 10.2107 | 0.45267 | 10 | 0.66337
18198 | 8.67 | 1 | 365 | 9.919 | 0.86831 | 10 | 0.78728
21890 | 9.715 | 1 | 365 | 11.1145 | 0.26305 | 11 | 0.37755
10305 | 10.07 | 1 | 365 | 11.5206 | 0.076573 | 11 | 0.59722
8679 | 9.075 | 1 | 365 | 10.3823 | 0.79642 | 11 | 0.17872
21077 | 8.35 | 1 | 365 | 9.5529 | 0.13499 | 9 | 0.68786
11793 | 5.94 | 1 | 365 | 6.7957 | 0.6122 | 7 | 0.40789
12179 | 6.213 | 1 | 365 | 7.108 | 0.23781 | 7 | 0.34583
24319 | 7.725 | 1 | 365 | 8.8378 | 0.70273 | 9 | 0.54057
17174 | 9.215 | 1 | 365 | 10.5425 | 0.11724 | 10 | 0.65972
23000 | 3.98 | 1 | 365 | 4.5533 | 0.12063 | 4 | 0.67397
12953 | 13.77 | 1 | 365 | 15.7537 | 0.55555 | 16 | 0.3092
16663 | 2.64 | 1 | 365 | 3.0203 | 0.049866 | 3 | 0.070174
12418 | 11.61 | 1 | 365 | 13.2825 | 0.60566 | 13 | 0.88815
9673 | 3.57 | 1 | 365 | 4.0843 | 0.18107 | 4 | 0.26535
15513 | 9.18 | 1 | 365 | 10.5024 | 0.037035 | 10 | 0.53947
8968 | 6.3 | 1 | 365 | 7.2076 | 0.43718 | 7 | 0.64473
16344 | 8.1 | 1 | 365 | 9.2669 | 0.56209 | 9 | 0.82894
6316 | 5.865 | 1 | 365 | 6.7099 | 0.44033 | 7 | 0.15022
15857 | 6.3 | 1 | 365 | 7.2076 | 0.43718 | 7 | 0.64473
14969 | 8.47 | 1 | 365 | 9.6902 | 0.40999 | 10 | 0.10014
25146 | 8.47 | 1 | 365 | 9.6902 | 0.40999 | 10 | 0.10014
10152 | 5.61 | 1 | 365 | 6.4182 | 0.85597 | 7 | 0.27412
5814 | 6.63 | 1 | 365 | 7.5851 | 0.19341 | 7 | 0.77851
7558 | 7.14 | 1 | 365 | 8.1686 | 0.36214 | 8 | 0.5307
5727 | 7.905 | 1 | 365 | 9.0438 | 0.11522 | 9 | 0.15899
29052 | 10.215 | 1 | 365 | 11.6865 | 0.40886 | 12 | 0.095389
21692 | 6.215 | 1 | 365 | 7.1103 | 0.24239 | 7 | 0.3527
14973 | 8.47 | 1 | 365 | 9.6902 | 0.40999 | 10 | 0.10014
24314 | 5.215 | 1 | 365 | 5.9663 | 0.95078 | 6 | 0.91703
14182 | 9.3 | 1 | 365 | 10.6397 | 0.31203 | 10 | 0.95175
23375 | 5.1 | 1 | 365 | 5.8347 | 0.68724 | 6 | 0.52193
24323 | 6.96 | 1 | 365 | 7.9626 | 0.94965 | 8 | 0.91228
12050 | 7.65 | 1 | 365 | 8.752 | 0.53086 | 9 | 0.28289
13728 | 6.6 | 1 | 365 | 7.5508 | 0.12467 | 7 | 0.67544
8868 | 9.9 | 1 | 365 | 11.3262 | 0.687 | 12 | 0.013153
58569 | 3.36 | 1 | 365 | 3.844 | 0.69983 | 4 | 0.54386
12355 | 7.14 | 1 | 365 | 8.1686 | 0.36214 | 8 | 0.5307
7680 | 6.72 | 1 | 365 | 7.6881 | 0.39966 | 8 | 0.087716
24227 | 5.4 | 1 | 365 | 6.1779 | 0.37473 | 6 | 0.55263
8872 | 10.6 | 1 | 365 | 12.127 | 0.29113 | 12 | 0.41812
15358 | 6.44 | 1 | 365 | 7.3677 | 0.75801 | 8 | 0.12573
6918 | 5.1 | 1 | 365 | 5.8347 | 0.68724 | 6 | 0.52193
7121 | 6.48 | 1 | 365 | 7.4135 | 0.84967 | 8 | 0.26315
21302 | 5.225 | 1 | 365 | 5.9777 | 0.97369 | 6 | 0.95139
29402 | 9.975 | 1 | 365 | 11.412 | 0.85887 | 12 | 0.27083
9108 | 6.36 | 1 | 365 | 7.2762 | 0.57468 | 7 | 0.85087
12248 | 5.94 | 1 | 365 | 6.7957 | 0.6122 | 7 | 0.40789
10293 | 14.945 | 1 | 365 | 17.0979 | 0.0062742 | 17 | 0.10419
11721 | 3 | 1 | 365 | 3.4322 | 0.87485 | 4 | 0.30702
17754 | 3.57 | 1 | 365 | 4.0843 | 0.18107 | 4 | 0.26535
10996 | 6.72 | 1 | 365 | 7.6881 | 0.39966 | 8 | 0.087716
11170 | 6.12 | 1 | 365 | 7.0016 | 0.02469 | 7 | 0.026313
9106 | 6.12 | 1 | 365 | 7.0016 | 0.02469 | 7 | 0.026313
11339 | 6.48 | 1 | 365 | 7.4135 | 0.84967 | 8 | 0.26315
8285 | 5.355 | 1 | 365 | 6.1264 | 0.2716 | 6 | 0.39802
17379 | 4.08 | 1 | 365 | 4.6677 | 0.34979 | 5 | 0.017542
35029 | 6.27 | 1 | 365 | 7.1732 | 0.36843 | 7 | 0.54166
15774 | 2.24 | 1 | 365 | 2.5627 | 0.13322 | 2 | 0.69591
15296 | 8.91 | 1 | 365 | 10.1935 | 0.4183 | 10 | 0.61184
6930 | 8.845 | 1 | 365 | 10.1192 | 0.26934 | 10 | 0.38852
10748 | 5.75 | 1 | 365 | 6.5783 | 0.17679 | 6 | 0.75511
7291 | 2.805 | 1 | 365 | 3.2091 | 0.42798 | 3 | 0.63706
6939 | 2.04 | 1 | 365 | 2.3339 | 0.6749 | 3 | 0.0087709
51205 | 4.4 | 1 | 365 | 5.0338 | 0.08311 | 5 | 0.11696
7030 | 9.18 | 1 | 365 | 10.5024 | 0.037035 | 10 | 0.53947
11936 | 15 | 1 | 365 | 17.1608 | 0.37424 | 17 | 0.53508
14433 | 9.945 | 1 | 365 | 11.3776 | 0.79012 | 12 | 0.16776
13441 | 8.37 | 1 | 365 | 9.5757 | 0.18083 | 9 | 0.75657
12016 | 6.25 | 1 | 365 | 7.1504 | 0.3226 | 7 | 0.47295
10389 | 6.44 | 1 | 365 | 7.3677 | 0.75801 | 8 | 0.12573
9102 | 5.67 | 1 | 365 | 6.4868 | 0.99346 | 7 | 0.48026
12816 | 7.521 | 1 | 365 | 8.6044 | 0.23524 | 8 | 0.83969
9494 | 9.6 | 1 | 365 | 10.9829 | 0.99951 | 11 | 0.98245
19711 | 14.84 | 1 | 365 | 16.9778 | 0.0075814 | 16 | 0.98537
17313 | 4.32 | 1 | 365 | 4.9423 | 0.89978 | 5 | 0.8421
10724 | 4.59 | 1 | 365 | 5.2512 | 0.51852 | 5 | 0.76973
7307 | 5.1 | 1 | 365 | 5.8347 | 0.68724 | 6 | 0.52193
8127 | 11 | 1 | 365 | 12.5846 | 0.20778 | 12 | 0.79239
11437 | 4.095 | 1 | 365 | 4.6849 | 0.38417 | 5 | 0.069077
10399 | 6.6 | 1 | 365 | 7.5508 | 0.12467 | 7 | 0.67544
22458 | 4.251 | 1 | 365 | 4.8634 | 0.74166 | 5 | 0.60504
12289 | 10.8 | 1 | 365 | 12.3558 | 0.74945 | 13 | 0.10526
18638 | 7.15 | 1 | 365 | 8.18 | 0.38505 | 8 | 0.56505
10750 | 8.67 | 1 | 365 | 9.919 | 0.86831 | 10 | 0.78728
7771 | 5.865 | 1 | 365 | 6.7099 | 0.44033 | 7 | 0.15022
15972 | 8.75 | 1 | 365 | 10.0105 | 0.05164 | 10 | 0.06213
9343 | 6.75 | 1 | 365 | 7.7224 | 0.46841 | 8 | 0.19079
13832 | 2.04 | 1 | 365 | 2.3339 | 0.32136 | 2 | 0.65524
7197 | 3.06 | 1 | 365 | 3.5008 | 0.012345 | 3 | 0.51316
7654 | 3.825 | 1 | 365 | 4.376 | 0.76543 | 5 | 0.14145
9293 | 6.12 | 1 | 365 | 7.0016 | 0.02469 | 7 | 0.026313
9524 | 8.415 | 1 | 365 | 9.6272 | 0.28395 | 9 | 0.91118
11642 | 7.83 | 1 | 365 | 8.958 | 0.94335 | 9 | 0.90131
6794 | 7.14 | 1 | 365 | 8.1686 | 0.36214 | 8 | 0.5307
8896 | 6.75 | 1 | 365 | 7.7224 | 0.46841 | 8 | 0.19079
9688 | 5.1 | 1 | 365 | 5.8347 | 0.68724 | 6 | 0.52193
9442 | 5.98 | 1 | 365 | 6.8415 | 0.70386 | 7 | 0.54532
7329 | 3.57 | 1 | 365 | 4.0843 | 0.18107 | 4 | 0.26535
14558 | 5.98 | 1 | 365 | 6.8415 | 0.70386 | 7 | 0.54532
9177 | 7.2 | 1 | 365 | 8.2372 | 0.49964 | 8 | 0.73684
8277 | 3.57 | 1 | 365 | 4.0843 | 0.18107 | 4 | 0.26535
6936 | 6.12 | 1 | 365 | 7.0016 | 0.02469 | 7 | 0.026313
7164 | 4.75 | 1 | 365 | 5.4343 | 0.88518 | 6 | 0.31944
11436 | 7.15 | 1 | 365 | 8.18 | 0.38505 | 8 | 0.56505
6797 | 5.5 | 1 | 365 | 6.2923 | 0.60389 | 6 | 0.8962
6795 | 6.63 | 1 | 365 | 7.5851 | 0.19341 | 7 | 0.77851
6800 | 7.42 | 1 | 365 | 8.4889 | 0.0037907 | 8 | 0.49269
7474 | 7.5 | 1 | 365 | 8.5804 | 0.18712 | 8 | 0.76754
7235 | 3.597 | 1 | 365 | 4.1152 | 0.24294 | 4 | 0.35811
6799 | 10.464 | 1 | 365 | 11.9714 | 0.97947 | 12 | 0.95087
20278 | 4.335 | 1 | 365 | 4.9595 | 0.93416 | 5 | 0.89364
7289 | 11.5 | 1 | 365 | 13.1566 | 0.35358 | 13 | 0.51023
9628 | 11.5 | 1 | 365 | 13.1566 | 0.35358 | 13 | 0.51023
8327 | 5.61 | 1 | 365 | 6.4182 | 0.85597 | 7 | 0.27412
10212 | 4.59 | 1 | 365 | 5.2512 | 0.51852 | 5 | 0.76973
10623 | 2.55 | 1 | 365 | 2.9173 | 0.84362 | 3 | 0.76096
8291 | 3.06 | 1 | 365 | 3.5008 | 0.012345 | 3 | 0.51316
9870 | 6.12 | 1 | 365 | 7.0016 | 0.02469 | 7 | 0.026313
6924 | 8.925 | 1 | 365 | 10.2107 | 0.45267 | 10 | 0.66337
11844 | 4.5 | 1 | 365 | 5.1483 | 0.31227 | 5 | 0.46052
12369 | 6.63 | 1 | 365 | 7.5851 | 0.19341 | 7 | 0.77851
20450 | 3.57 | 1 | 365 | 4.0843 | 0.18107 | 4 | 0.26535
6851 | 5.1 | 1 | 365 | 5.8347 | 0.68724 | 6 | 0.52193
23168 | 2.205 | 1 | 365 | 2.5226 | 0.053013 | 2 | 0.57566
11371 | 9.72 | 1 | 365 | 11.1202 | 0.27451 | 11 | 0.39473
16285 | 4.05 | 1 | 365 | 4.6334 | 0.28104 | 4 | 0.91447
34557 | 9.45 | 1 | 365 | 10.8113 | 0.65577 | 11 | 0.4671
20617 | 9.1 | 1 | 365 | 10.4109 | 0.85371 | 11 | 0.26462
7170 | 6.63 | 1 | 365 | 7.5851 | 0.19341 | 7 | 0.77851
9941 | 5.2 | 1 | 365 | 5.9491 | 0.9164 | 6 | 0.86549
8481 | 7.395 | 1 | 365 | 8.4603 | 0.9465 | 9 | 0.40679
7842 | 4.05 | 1 | 365 | 4.6334 | 0.28104 | 4 | 0.91447
12748 | 5.355 | 1 | 365 | 6.1264 | 0.2716 | 6 | 0.39802
15883 | 7.65 | 1 | 365 | 8.752 | 0.53086 | 9 | 0.28289
20304 | 14.79 | 1 | 365 | 16.9206 | 0.893 | 17 | 0.81359
7765 | 3.06 | 1 | 365 | 3.5008 | 0.012345 | 3 | 0.51316
17298 | 7.56 | 1 | 365 | 8.6491 | 0.32462 | 8 | 0.97368
12287 | 8.91 | 1 | 365 | 10.1935 | 0.4183 | 10 | 0.61184
9441 | 9.9 | 1 | 365 | 11.3262 | 0.687 | 12 | 0.013153
9890 | 5.1 | 1 | 365 | 5.8347 | 0.68724 | 6 | 0.52193
9682 | 5.5 | 1 | 365 | 6.2923 | 0.60389 | 6 | 0.8962
15711 | 6.75 | 1 | 365 | 7.7224 | 0.46841 | 8 | 0.19079
9522 | 5.565 | 1 | 365 | 6.3667 | 0.75284 | 7 | 0.11951
9687 | 5.865 | 1 | 365 | 6.7099 | 0.44033 | 7 | 0.15022
15300 | 5.5 | 1 | 365 | 6.2923 | 0.60389 | 6 | 0.8962
20905 | 5.232 | 1 | 365 | 5.9857 | 0.98973 | 6 | 0.97544
7471 | 3.36 | 1 | 365 | 3.844 | 0.69983 | 4 | 0.54386
22205 | 9.72 | 1 | 365 | 11.1202 | 0.27451 | 11 | 0.39473
8893 | 6.21 | 1 | 365 | 7.1046 | 0.23094 | 7 | 0.33552
9530 | 7.7 | 1 | 365 | 8.8092 | 0.64544 | 9 | 0.45467
16975 | 9.18 | 1 | 365 | 10.5024 | 0.037035 | 10 | 0.53947
9404 | 7.7 | 1 | 365 | 8.8092 | 0.64544 | 9 | 0.45467
17043 | 7.14 | 1 | 365 | 8.1686 | 0.36214 | 8 | 0.5307
14419 | 7.84 | 1 | 365 | 8.9694 | 0.96627 | 9 | 0.93567
11439 | 9.945 | 1 | 365 | 11.3776 | 0.79012 | 12 | 0.16776
36782 | 6.21 | 1 | 365 | 7.1046 | 0.23094 | 7 | 0.33552
14521 | 9.96 | 1 | 365 | 11.3948 | 0.8245 | 12 | 0.21929
12668 | 3.9 | 1 | 365 | 4.4618 | 0.9373 | 5 | 0.39912
13972 | 5.25 | 1 | 365 | 6.0063 | 0.030984 | 6 | 0.037278
53104 | 12.75 | 1 | 365 | 14.5867 | 0.2181 | 14 | 0.80482
42564 | 4.275 | 1 | 365 | 4.8908 | 0.79666 | 5 | 0.6875
17106 | 6.5 | 1 | 365 | 7.4364 | 0.8955 | 8 | 0.33187
8240 | 3.315 | 1 | 365 | 3.7925 | 0.59671 | 4 | 0.38925
10880 | 8.1 | 1 | 365 | 9.2669 | 0.56209 | 9 | 0.82894
11352 | 2.04 | 1 | 365 | 2.3339 | 0.6749 | 3 | 0.0087709
16306 | 6.375 | 1 | 365 | 7.2934 | 0.60905 | 7 | 0.90241
12284 | 6.885 | 1 | 365 | 7.8768 | 0.77778 | 8 | 0.6546
11120 | 4.08 | 1 | 365 | 4.6677 | 0.34979 | 5 | 0.017542
7236 | 8.4 | 1 | 365 | 9.6101 | 0.24957 | 9 | 0.85964
13634 | 4.42 | 1 | 365 | 5.0567 | 0.12894 | 5 | 0.18567
8699 | 5.5 | 1 | 365 | 6.2923 | 0.60389 | 6 | 0.8962
21676 | 6.05 | 1 | 365 | 6.9215 | 0.86428 | 7 | 0.78582
56353 | 4.578 | 1 | 365 | 5.2375 | 0.49102 | 5 | 0.72851
6821 | 3.315 | 1 | 365 | 3.7925 | 0.59671 | 4 | 0.38925
8646 | 8.925 | 1 | 365 | 10.2107 | 0.45267 | 10 | 0.66337
16935 | 2.295 | 1 | 365 | 2.6256 | 0.25926 | 2 | 0.88487
7200 | 5.61 | 1 | 365 | 6.4182 | 0.85597 | 7 | 0.27412
6971 | 7.65 | 1 | 365 | 8.752 | 0.53086 | 9 | 0.28289
6803 | 4.69 | 1 | 365 | 5.3656 | 0.74768 | 6 | 0.1133
7149 | 5.865 | 1 | 365 | 6.7099 | 0.44033 | 7 | 0.15022
7159 | 8.16 | 1 | 365 | 9.3355 | 0.69959 | 10 | 0.035084
15541 | 15 | 1 | 365 | 17.1608 | 0.37424 | 17 | 0.53508
13753 | 4.59 | 1 | 365 | 5.2512 | 0.51852 | 5 | 0.76973
7122 | 7.245 | 1 | 365 | 8.2887 | 0.60276 | 8 | 0.89144
7096 | 13.11 | 1 | 365 | 14.9986 | 0.043086 | 15 | 0.04166
6940 | 6.21 | 1 | 365 | 7.1046 | 0.23094 | 7 | 0.33552
10106 | 8.28 | 1 | 365 | 9.4728 | 0.97458 | 10 | 0.44736
22185 | 5 | 1 | 365 | 5.7203 | 0.45808 | 6 | 0.17836
7156 | 6.75 | 1 | 365 | 7.7224 | 0.46841 | 8 | 0.19079
7152 | 9.75 | 1 | 365 | 11.1545 | 0.34326 | 11 | 0.4978
7261 | 9.435 | 1 | 365 | 10.7942 | 0.6214 | 11 | 0.41557
22127 | 5 | 1 | 365 | 5.7203 | 0.45808 | 6 | 0.17836
22123 | 6 | 1 | 365 | 6.8643 | 0.7497 | 7 | 0.61403
6805 | 4.86 | 1 | 365 | 5.5601 | 0.13725 | 5 | 0.69737
7263 | 8.28 | 1 | 365 | 9.4728 | 0.97458 | 10 | 0.44736
13282 | 14.3 | 1 | 365 | 16.36 | 0.77011 | 17 | 0.13011
53933 | 4.2 | 1 | 365 | 4.805 | 0.62479 | 5 | 0.42982
19875 | 5.72 | 1 | 365 | 6.544 | 0.10804 | 6 | 0.65204
9643 | 6.12 | 1 | 365 | 7.0016 | 0.02469 | 7 | 0.026313
10694 | 9.36 | 1 | 365 | 10.7084 | 0.44953 | 11 | 0.15789
6992 | 4.59 | 1 | 365 | 5.2512 | 0.51852 | 5 | 0.76973
11183 | 4.335 | 1 | 365 | 4.9595 | 0.93416 | 5 | 0.89364
12688 | 6.885 | 1 | 365 | 7.8768 | 0.77778 | 8 | 0.6546
11646 | 2.55 | 1 | 365 | 2.9173 | 0.84362 | 3 | 0.76096
10237 | 8.16 | 1 | 365 | 9.3355 | 0.69959 | 10 | 0.035084
7303 | 6.5 | 1 | 365 | 7.4364 | 0.8955 | 8 | 0.33187
7269 | 8.415 | 1 | 365 | 9.6272 | 0.28395 | 9 | 0.91118
10253 | 5.865 | 1 | 365 | 6.7099 | 0.44033 | 7 | 0.15022
7325 | 6.12 | 1 | 365 | 7.0016 | 0.02469 | 7 | 0.026313
14852 | 7.54 | 1 | 365 | 8.6262 | 0.27878 | 8 | 0.90497
7173 | 6.375 | 1 | 365 | 7.2934 | 0.60905 | 7 | 0.90241
9711 | 3.57 | 1 | 365 | 4.0843 | 0.18107 | 4 | 0.26535
7306 | 3.825 | 1 | 365 | 4.376 | 0.76543 | 5 | 0.14145
15112 | 7.5 | 1 | 365 | 8.5804 | 0.18712 | 8 | 0.76754
14448 | 8.47 | 1 | 365 | 9.6902 | 0.40999 | 10 | 0.10014
18178 | 4.845 | 1 | 365 | 5.543 | 0.10288 | 5 | 0.64583
12200 | 6 | 1 | 365 | 6.8643 | 0.7497 | 7 | 0.61403
11241 | 7 | 1 | 365 | 8.0084 | 0.041312 | 8 | 0.049704
21372 | 5.72 | 1 | 365 | 6.544 | 0.10804 | 6 | 0.65204
61488 | 14.79 | 1 | 365 | 16.9206 | 0.893 | 17 | 0.81359
12728 | 6.6 | 1 | 365 | 7.5508 | 0.12467 | 7 | 0.67544
16698 | 5.88 | 1 | 365 | 6.727 | 0.4747 | 7 | 0.20175
23637 | 6.16 | 1 | 365 | 7.0474 | 0.11635 | 7 | 0.16374
6895 | 8.67 | 1 | 365 | 9.919 | 0.86831 | 10 | 0.78728
10094 | 7.56 | 1 | 365 | 8.6491 | 0.32462 | 8 | 0.97368
18601 | 4.8 | 1 | 365 | 5.4915 | 0.99976 | 6 | 0.49123
18186 | 5.7 | 1 | 365 | 6.5211 | 0.062211 | 6 | 0.58333
10060 | 7.65 | 1 | 365 | 8.752 | 0.53086 | 9 | 0.28289
8855 | 11.118 | 1 | 365 | 12.7196 | 0.47819 | 13 | 0.1978
9428 | 10.08 | 1 | 365 | 11.5321 | 0.099489 | 11 | 0.63157
16821 | 3.825 | 1 | 365 | 4.376 | 0.76543 | 5 | 0.14145
11610 | 4.4 | 1 | 365 | 5.0338 | 0.08311 | 5 | 0.11696
24635 | 12.24 | 1 | 365 | 14.0032 | 0.04938 | 14 | 0.052625
23652 | 10.4 | 1 | 365 | 11.8982 | 0.83281 | 12 | 0.73099
9275 | 3.5 | 1 | 365 | 4.0042 | 0.020656 | 4 | 0.024852
9859 | 6 | 1 | 365 | 6.8643 | 0.7497 | 7 | 0.61403
13286 | 10.8 | 1 | 365 | 12.3558 | 0.74945 | 13 | 0.10526
22075 | 5.355 | 1 | 365 | 6.1264 | 0.2716 | 6 | 0.39802
14958 | 4.94 | 1 | 365 | 5.6516 | 0.32058 | 5 | 0.97222
12967 | 8.32 | 1 | 365 | 9.5185 | 0.066245 | 9 | 0.58479
7321 | 5.865 | 1 | 365 | 6.7099 | 0.44033 | 7 | 0.15022
11812 | 6.12 | 1 | 365 | 7.0016 | 0.02469 | 7 | 0.026313
14683 | 4.725 | 1 | 365 | 5.4057 | 0.82789 | 6 | 0.23355
7283 | 5.61 | 1 | 365 | 6.4182 | 0.85597 | 7 | 0.27412
14525 | 4.98 | 1 | 365 | 5.6974 | 0.41225 | 6 | 0.10965
22891 | 5 | 1 | 365 | 5.7203 | 0.45808 | 6 | 0.17836
58975 | 8.06 | 1 | 365 | 9.2211 | 0.47042 | 9 | 0.69152
15007 | 4.725 | 1 | 365 | 5.4057 | 0.82789 | 6 | 0.23355
7161 | 4.845 | 1 | 365 | 5.543 | 0.10288 | 5 | 0.64583
7290 | 4.335 | 1 | 365 | 4.9595 | 0.93416 | 5 | 0.89364
13741 | 3.315 | 1 | 365 | 3.7925 | 0.59671 | 4 | 0.38925
18500 | 10.455 | 1 | 365 | 11.9611 | 0.95885 | 12 | 0.91995
6807 | 9.625 | 1 | 365 | 11.0115 | 0.056804 | 11 | 0.068343
16328 | 6.6 | 1 | 365 | 7.5508 | 0.12467 | 7 | 0.67544
14414 | 7.56 | 1 | 365 | 8.6491 | 0.32462 | 8 | 0.97368
17390 | 3.825 | 1 | 365 | 4.376 | 0.76543 | 5 | 0.14145
14431 | 8.67 | 1 | 365 | 9.919 | 0.86831 | 10 | 0.78728
15765 | 10.4 | 1 | 365 | 11.8982 | 0.83281 | 12 | 0.73099
18657 | 10.4 | 1 | 365 | 11.8982 | 0.83281 | 12 | 0.73099
10832 | 6.375 | 1 | 365 | 7.2934 | 0.60905 | 7 | 0.90241
9626 | 3.825 | 1 | 365 | 4.376 | 0.76543 | 5 | 0.14145
7193 | 5.61 | 1 | 365 | 6.4182 | 0.85597 | 7 | 0.27412
13231 | 7.15 | 1 | 365 | 8.18 | 0.38505 | 8 | 0.56505
22640 | 6.215 | 1 | 365 | 7.1103 | 0.24239 | 7 | 0.3527
8381 | 8.16 | 1 | 365 | 9.3355 | 0.69959 | 10 | 0.035084
14987 | 8.47 | 1 | 365 | 9.6902 | 0.40999 | 10 | 0.10014
22730 | 4.235 | 1 | 365 | 4.8451 | 0.70499 | 5 | 0.55007
9638 | 4.59 | 1 | 365 | 5.2512 | 0.51852 | 5 | 0.76973
10943 | 4.5 | 1 | 365 | 5.1483 | 0.31227 | 5 | 0.46052
20962 | 6.24 | 1 | 365 | 7.1389 | 0.29968 | 7 | 0.43859
10740 | 3.825 | 1 | 365 | 4.376 | 0.76543 | 5 | 0.14145
11119 | 2.55 | 1 | 365 | 2.9173 | 0.84362 | 3 | 0.76096
15429 | 8.64 | 1 | 365 | 9.8846 | 0.79956 | 10 | 0.68421
21149 | 9.81 | 1 | 365 | 11.2232 | 0.48075 | 11 | 0.70394
50046 | 4.95 | 1 | 365 | 5.6631 | 0.3435 | 6 | 0.0065764
15461 | 5.355 | 1 | 365 | 6.1264 | 0.2716 | 6 | 0.39802
12625 | 6.375 | 1 | 365 | 7.2934 | 0.60905 | 7 | 0.90241
7281 | 9.18 | 1 | 365 | 10.5024 | 0.037035 | 10 | 0.53947
9596 | 8.16 | 1 | 365 | 9.3355 | 0.69959 | 10 | 0.035084
8867 | 14.84 | 1 | 365 | 16.9778 | 0.0075814 | 16 | 0.98537
7068 | 3.825 | 1 | 365 | 4.376 | 0.76543 | 5 | 0.14145
11294 | 14.84 | 1 | 365 | 16.9778 | 0.0075814 | 16 | 0.98537
9931 | 9.483 | 1 | 365 | 10.8491 | 0.73139 | 11 | 0.58048
17968 | 9.18 | 1 | 365 | 10.5024 | 0.037035 | 10 | 0.53947
22907 | 7.44 | 1 | 365 | 8.5118 | 0.049623 | 8 | 0.5614
53932 | 7.6 | 1 | 365 | 8.6948 | 0.41628 | 9 | 0.11111
50992 | 13.77 | 1 | 365 | 15.7537 | 0.55555 | 16 | 0.3092
6982 | 7.7 | 1 | 365 | 8.8092 | 0.64544 | 9 | 0.45467
12037 | 2.08 | 1 | 365 | 2.3796 | 0.76656 | 3 | 0.1462
18154 | 4.59 | 1 | 365 | 5.2512 | 0.51852 | 5 | 0.76973
12835 | 5.7 | 1 | 365 | 6.5211 | 0.062211 | 6 | 0.58333
12814 | 10.8 | 1 | 365 | 12.3558 | 0.74945 | 13 | 0.10526
6933 | 7.395 | 1 | 365 | 8.4603 | 0.9465 | 9 | 0.40679
9916 | 9.69 | 1 | 365 | 11.0859 | 0.20576 | 11 | 0.29166
7180 | 4.25 | 1 | 365 | 4.8622 | 0.73937 | 5 | 0.60161
6929 | 6.885 | 1 | 365 | 7.8768 | 0.77778 | 8 | 0.6546
7656 | 4.59 | 1 | 365 | 5.2512 | 0.51852 | 5 | 0.76973
7310 | 8.925 | 1 | 365 | 10.2107 | 0.45267 | 10 | 0.66337
11441 | 5.865 | 1 | 365 | 6.7099 | 0.44033 | 7 | 0.15022
49982 | 8.415 | 1 | 365 | 9.6272 | 0.28395 | 9 | 0.91118
7618 | 5.88 | 1 | 365 | 6.727 | 0.4747 | 7 | 0.20175
10688 | 8.415 | 1 | 365 | 9.6272 | 0.28395 | 9 | 0.91118
23876 | 11.96 | 1 | 365 | 13.6829 | 0.40773 | 14 | 0.090637
14967 | 7.96 | 1 | 365 | 9.1067 | 0.24126 | 9 | 0.34795
15030 | 4.725 | 1 | 365 | 5.4057 | 0.82789 | 6 | 0.23355
25165 | 6.725 | 1 | 365 | 7.6938 | 0.41112 | 8 | 0.10489
16052 | 5.215 | 1 | 365 | 5.9663 | 0.95078 | 6 | 0.91703
23927 | 10.965 | 1 | 365 | 12.5446 | 0.12757 | 12 | 0.67214
14957 | 6.725 | 1 | 365 | 7.6938 | 0.41112 | 8 | 0.10489
26045 | 3.47 | 1 | 365 | 3.9699 | 0.95191 | 4 | 0.92178
14981 | 9.96 | 1 | 365 | 11.3948 | 0.8245 | 12 | 0.21929
13722 | 6.325 | 1 | 365 | 7.2362 | 0.49447 | 7 | 0.73063
16023 | 9.065 | 1 | 365 | 10.3709 | 0.7735 | 11 | 0.14437
14575 | 3.675 | 1 | 365 | 4.2044 | 0.42169 | 4 | 0.62609
14476 | 11.45 | 1 | 365 | 13.0994 | 0.239 | 13 | 0.33844
14687 | 5.725 | 1 | 365 | 6.5497 | 0.1195 | 6 | 0.66922
15005 | 5.98 | 1 | 365 | 6.8415 | 0.70386 | 7 | 0.54532
12669 | 4.16 | 1 | 365 | 4.7593 | 0.53312 | 5 | 0.2924
8981 | 5.1 | 1 | 365 | 5.8347 | 0.68724 | 6 | 0.52193
58351 | 6 | 1 | 365 | 6.8643 | 0.7497 | 7 | 0.61403
11348 | 6.63 | 1 | 365 | 7.5851 | 0.19341 | 7 | 0.77851
10567 | 5.355 | 1 | 365 | 6.1264 | 0.2716 | 6 | 0.39802
14669 | 5.98 | 1 | 365 | 6.8415 | 0.70386 | 7 | 0.54532
12916 | 5.67 | 1 | 365 | 6.4868 | 0.99346 | 7 | 0.48026
16466 | 5.4 | 1 | 365 | 6.1779 | 0.37473 | 6 | 0.55263
7199 | 5.5 | 1 | 365 | 6.2923 | 0.60389 | 6 | 0.8962
16042 | 8.47 | 1 | 365 | 9.6902 | 0.40999 | 10 | 0.10014
6925 | 5.1 | 1 | 365 | 5.8347 | 0.68724 | 6 | 0.52193
8130 | 7.905 | 1 | 365 | 9.0438 | 0.11522 | 9 | 0.15899
7649 | 8.67 | 1 | 365 | 9.919 | 0.86831 | 10 | 0.78728
18340 | 3.57 | 1 | 365 | 4.0843 | 0.18107 | 4 | 0.26535
9896 | 8.925 | 1 | 365 | 10.2107 | 0.45267 | 10 | 0.66337
8491 | 5.355 | 1 | 365 | 6.1264 | 0.2716 | 6 | 0.39802
7311 | 6.63 | 1 | 365 | 7.5851 | 0.19341 | 7 | 0.77851
10767 | 6.885 | 1 | 365 | 7.8768 | 0.77778 | 8 | 0.6546
14442 | 6.63 | 1 | 365 | 7.5851 | 0.19341 | 7 | 0.77851
12923 | 2.04 | 1 | 365 | 2.3339 | 0.6749 | 3 | 0.0087709
12292 | 10.8 | 1 | 365 | 12.3558 | 0.74945 | 13 | 0.10526
59049 | 5.72 | 1 | 365 | 6.544 | 0.10804 | 6 | 0.65204
11585 | 3.57 | 1 | 365 | 4.0843 | 0.18107 | 4 | 0.26535
6921 | 4.59 | 1 | 365 | 5.2512 | 0.51852 | 5 | 0.76973
12567 | 5.61 | 1 | 365 | 6.4182 | 0.85597 | 7 | 0.27412
12624 | 9.18 | 1 | 365 | 10.5024 | 0.037035 | 10 | 0.53947
10528 | 7.14 | 1 | 365 | 8.1686 | 0.36214 | 8 | 0.5307
7171 | 2.55 | 1 | 365 | 2.9173 | 0.84362 | 3 | 0.76096
11393 | 4.94 | 1 | 365 | 5.6516 | 0.32058 | 5 | 0.97222
67858 | 2.295 | 1 | 365 | 2.6256 | 0.25926 | 2 | 0.88487
14980 | 6.725 | 1 | 365 | 7.6938 | 0.41112 | 8 | 0.10489
15068 | 4.335 | 1 | 365 | 4.9595 | 0.93416 | 5 | 0.89364
6806 | 5.232 | 1 | 365 | 5.9857 | 0.98973 | 6 | 0.97544
37579 | 6.725 | 1 | 365 | 7.6938 | 0.41112 | 8 | 0.10489
22023 | 9.72 | 1 | 365 | 11.1202 | 0.060621 | 11 | 0.18085
7601 | 14.85 | 1 | 365 | 16.9892 | 0.030498 | 17 | 0.019729
7234 | 4.335 | 1 | 365 | 4.9595 | 0.93416 | 5 | 0.89364
6842 | 6.72 | 1 | 365 | 7.6881 | 0.39966 | 8 | 0.087716
14117 | 7.65 | 1 | 365 | 8.752 | 0.53086 | 9 | 0.28289
16142 | 3.825 | 1 | 365 | 4.376 | 0.76543 | 5 | 0.14145
18031 | 3.6 | 1 | 365 | 4.1186 | 0.24982 | 4 | 0.36842
6860 | 10.6 | 1 | 365 | 12.127 | 0.29113 | 12 | 0.41812
7429 | 9.625 | 1 | 365 | 11.0115 | 0.056804 | 11 | 0.068343
11510 | 6.63 | 1 | 365 | 7.5851 | 0.19341 | 7 | 0.77851
9925 | 7.245 | 1 | 365 | 8.2887 | 0.60276 | 8 | 0.89144
7480 | 11.115 | 1 | 365 | 12.7162 | 0.47131 | 13 | 0.18749
7600 | 7.37 | 1 | 365 | 8.4317 | 0.88921 | 9 | 0.3209
7201 | 5.61 | 1 | 365 | 6.4182 | 0.85597 | 7 | 0.27412
37144 | 3.3 | 1 | 365 | 3.7754 | 0.56233 | 4 | 0.33772
12331 | 10.725 | 1 | 365 | 12.27 | 0.57758 | 12 | 0.84758
7202 | 7.905 | 1 | 365 | 9.0438 | 0.11522 | 9 | 0.15899
6804 | 5.6 | 1 | 365 | 6.4067 | 0.83305 | 7 | 0.23976
9930 | 12.72 | 1 | 365 | 14.5524 | 0.14936 | 14 | 0.70175
9958 | 11.22 | 1 | 365 | 12.8363 | 0.71193 | 13 | 0.54824
6798 | 7.848 | 1 | 365 | 8.9786 | 0.9846 | 9 | 0.96315
10459 | 5.75 | 1 | 365 | 6.5783 | 0.17679 | 6 | 0.75511
7626 | 9.52 | 1 | 365 | 10.8914 | 0.81618 | 11 | 0.7076
8931 | 8.68 | 1 | 365 | 9.9304 | 0.89123 | 10 | 0.82163
2091 | 11 | 1 | 365 | 12.5846 | 0.20778 | 12 | 0.79239
2904 | 14.56 | 1 | 365 | 16.6575 | 0.36593 | 17 | 0.023384
8711 | 12 | 1 | 365 | 13.7287 | 0.49939 | 14 | 0.22806
11251 | 8.68 | 1 | 365 | 9.9304 | 0.89123 | 10 | 0.82163
9707 | 5.865 | 1 | 365 | 6.7099 | 0.44033 | 7 | 0.15022
77445 | 7.25 | 1 | 365 | 8.2944 | 0.61422 | 8 | 0.90862
15907 | 8.16 | 1 | 365 | 9.3355 | 0.69959 | 10 | 0.035084
8714 | 5.61 | 1 | 365 | 6.4182 | 0.85597 | 7 | 0.27412
15949 | 4.001 | 1 | 365 | 4.5774 | 0.16876 | 4 | 0.74612
20481 | 6.6 | 1 | 365 | 7.5508 | 0.12467 | 7 | 0.67544
65217 | 4.8 | 1 | 365 | 5.4915 | 0.99976 | 6 | 0.49123
18651 | 6.213 | 1 | 365 | 7.108 | 0.23781 | 7 | 0.34583
16868 | 5.06 | 1 | 365 | 5.7889 | 0.59558 | 6 | 0.3845
14243 | 8.04 | 1 | 365 | 9.1982 | 0.42459 | 9 | 0.6228
10788 | 9.36 | 1 | 365 | 10.7084 | 0.44953 | 11 | 0.15789
10453 | 6.24 | 1 | 365 | 7.1389 | 0.29968 | 7 | 0.43859
12881 | 5.5 | 1 | 365 | 6.2923 | 0.60389 | 6 | 0.8962
10151 | 6.12 | 1 | 365 | 7.0016 | 0.02469 | 7 | 0.026313
12276 | 5.4 | 1 | 365 | 6.1779 | 0.37473 | 6 | 0.55263
11624 | 6.6 | 1 | 365 | 7.5508 | 0.12467 | 7 | 0.67544
12412 | 4.335 | 1 | 365 | 4.9595 | 0.93416 | 5 | 0.89364
12538 | 7.8 | 1 | 365 | 8.9236 | 0.8746 | 9 | 0.79824
13705 | 5.2 | 1 | 365 | 5.9491 | 0.9164 | 6 | 0.86549
11852 | 5.1 | 1 | 365 | 5.8347 | 0.68724 | 6 | 0.52193
15190 | 5.1 | 1 | 365 | 5.8347 | 0.68724 | 6 | 0.52193
12856 | 9.435 | 1 | 365 | 10.7942 | 0.6214 | 11 | 0.41557
19963 | 7.65 | 1 | 365 | 8.752 | 0.53086 | 9 | 0.28289
13956 | 6.375 | 1 | 365 | 7.2934 | 0.60905 | 7 | 0.90241
15111 | 8.525 | 1 | 365 | 9.7531 | 0.53603 | 10 | 0.2891
19355 | 8.28 | 1 | 365 | 9.4728 | 0.97458 | 10 | 0.44736
15952 | 7.2 | 1 | 365 | 8.2372 | 0.49964 | 8 | 0.73684
14906 | 4.725 | 1 | 365 | 5.4057 | 0.82789 | 6 | 0.23355
9537 | 10.2 | 1 | 365 | 11.6694 | 0.37448 | 12 | 0.043854
22590 | 5.1 | 1 | 365 | 5.8347 | 0.68724 | 6 | 0.52193
53705 | 3.315 | 1 | 365 | 3.7925 | 0.59671 | 4 | 0.38925
9478 | 2.25 | 1 | 365 | 2.5741 | 0.56033 | 3 | 0.13445
14250 | 4.25 | 1 | 365 | 4.8622 | 0.73937 | 5 | 0.60161
51866 | 8.415 | 1 | 365 | 9.6272 | 0.28395 | 9 | 0.91118
12018 | 5.25 | 1 | 365 | 6.0063 | 0.030984 | 6 | 0.037278
16188 | 11 | 1 | 365 | 12.5846 | 0.20778 | 12 | 0.79239
15495 | 11.88 | 1 | 365 | 13.5914 | 0.2244 | 13 | 0.81578
8741 | 8.67 | 1 | 365 | 9.919 | 0.86831 | 10 | 0.78728
8852 | 4.69 | 1 | 365 | 5.3656 | 0.74768 | 6 | 0.1133
15911 | 6.885 | 1 | 365 | 7.8768 | 0.77778 | 8 | 0.6546
26876 | 7.5 | 1 | 365 | 8.5804 | 0.18712 | 8 | 0.76754
11301 | 5.2 | 1 | 365 | 5.9491 | 0.9164 | 6 | 0.86549
9434 | 5.4 | 1 | 365 | 6.1779 | 0.37473 | 6 | 0.55263
13801 | 13.75 | 1 | 365 | 15.7308 | 0.50972 | 16 | 0.24049
10342 | 6.48 | 1 | 365 | 7.4135 | 0.37375 | 7 | 0.78723
37148 | 9.81 | 1 | 365 | 11.2232 | 0.48075 | 11 | 0.70394
52035 | 7.75 | 1 | 365 | 8.8664 | 0.76002 | 9 | 0.62646
21782 | 5.67 | 1 | 365 | 6.4868 | 0.99346 | 7 | 0.48026
15647 | 3.25 | 1 | 365 | 3.7182 | 0.44775 | 4 | 0.16593
19472 | 5 | 1 | 365 | 5.7203 | 0.45808 | 6 | 0.17836
10032 | 8.25 | 1 | 365 | 9.4385 | 0.90583 | 10 | 0.34429
18649 | 14.715 | 1 | 365 | 16.8348 | 0.72113 | 17 | 0.55591
9872 | 6.12 | 1 | 365 | 7.0016 | 0.02469 | 7 | 0.026313
12357 | 7.848 | 1 | 365 | 8.9786 | 0.9846 | 9 | 0.96315
19028 | 4.48 | 1 | 365 | 5.1254 | 0.26644 | 5 | 0.39181
11296 | 6.05 | 1 | 365 | 6.9215 | 0.86428 | 7 | 0.78582
10401 | 7.425 | 1 | 365 | 8.4946 | 0.015249 | 8 | 0.50986
8901 | 8.829 | 1 | 365 | 10.1009 | 0.23268 | 10 | 0.33355
10197 | 12.375 | 1 | 365 | 14.1577 | 0.35875 | 14 | 0.51644
8902 | 8.8 | 1 | 365 | 10.0677 | 0.16622 | 10 | 0.23391
12019 | 10 | 1 | 365 | 11.4406 | 0.91616 | 12 | 0.35672
23560 | 6.63 | 1 | 365 | 7.5851 | 0.19341 | 7 | 0.77851
9861 | 6.9 | 1 | 365 | 7.894 | 0.81215 | 8 | 0.70614
12323 | 7.395 | 1 | 365 | 8.4603 | 0.9465 | 9 | 0.40679
12159 | 6.12 | 1 | 365 | 7.0016 | 0.02469 | 7 | 0.026313
12882 | 6.5 | 1 | 365 | 7.4364 | 0.8955 | 8 | 0.33187
14336 | 6.12 | 1 | 365 | 7.0016 | 0.02469 | 7 | 0.026313
29973 | 9.9 | 1 | 365 | 11.3262 | 0.687 | 12 | 0.013153
13768 | 9.18 | 1 | 365 | 10.5024 | 0.037035 | 10 | 0.53947
12230 | 9.18 | 1 | 365 | 10.5024 | 0.037035 | 10 | 0.53947
13946 | 5.355 | 1 | 365 | 6.1264 | 0.2716 | 6 | 0.39802
13775 | 5.61 | 1 | 365 | 6.4182 | 0.85597 | 7 | 0.27412
47695 | 4.125 | 1 | 365 | 4.7192 | 0.45292 | 5 | 0.17215
22019 | 6.375 | 1 | 365 | 7.2934 | 0.60905 | 7 | 0.90241
17843 | 6.54 | 1 | 365 | 7.4821 | 0.98717 | 8 | 0.46929
17485 | 5.5 | 1 | 365 | 6.2923 | 0.60389 | 6 | 0.8962
9462 | 7.905 | 1 | 365 | 9.0438 | 0.11522 | 9 | 0.15899
12324 | 6.375 | 1 | 365 | 7.2934 | 0.60905 | 7 | 0.90241
13537 | 7.848 | 1 | 365 | 8.9786 | 0.9846 | 9 | 0.96315
9464 | 2.805 | 1 | 365 | 3.2091 | 0.42798 | 3 | 0.63706
22829 | 6.885 | 1 | 365 | 7.8768 | 0.77778 | 8 | 0.6546
21502 | 6.48 | 1 | 365 | 7.4135 | 0.84967 | 8 | 0.26315
12798 | 6.12 | 1 | 365 | 7.0016 | 0.02469 | 7 | 0.026313
20466 | 3.825 | 1 | 365 | 4.376 | 0.76543 | 5 | 0.14145
9468 | 7.395 | 1 | 365 | 8.4603 | 0.9465 | 9 | 0.40679
9905 | 5.1 | 1 | 365 | 5.8347 | 0.68724 | 6 | 0.52193
23523 | 3.315 | 1 | 365 | 3.7925 | 0.59671 | 4 | 0.38925
8730 | 8.16 | 1 | 365 | 9.3355 | 0.69959 | 10 | 0.035084
8747 | 9.18 | 1 | 365 | 10.5024 | 0.037035 | 10 | 0.53947
12004 | 9.36 | 1 | 365 | 10.7084 | 0.44953 | 11 | 0.15789
21058 | 12.04 | 1 | 365 | 13.7744 | 0.59106 | 14 | 0.36549
8744 | 6.12 | 1 | 365 | 7.0016 | 0.02469 | 7 | 0.026313
9597 | 5.61 | 1 | 365 | 6.4182 | 0.85597 | 7 | 0.27412
16299 | 4.86 | 1 | 365 | 5.5601 | 0.13725 | 5 | 0.69737
12187 | 9.435 | 1 | 365 | 10.7942 | 0.6214 | 11 | 0.41557
8843 | 4.59 | 1 | 365 | 5.2512 | 0.51852 | 5 | 0.76973
9474 | 5.355 | 1 | 365 | 6.1264 | 0.093583 | 6 | 0.22
12110 | 5.865 | 1 | 365 | 6.7099 | 0.44033 | 7 | 0.15022
10053 | 5.175 | 1 | 365 | 5.9205 | 0.85911 | 6 | 0.7796
10602 | 8.829 | 1 | 365 | 10.1009 | 0.23268 | 10 | 0.33355
53837 | 8.32 | 1 | 365 | 9.5185 | 0.066245 | 9 | 0.58479
9476 | 6.885 | 1 | 365 | 7.8768 | 0.77778 | 8 | 0.6546
19102 | 10.8 | 1 | 365 | 12.3558 | 0.74945 | 13 | 0.10526
10773 | 10.965 | 1 | 365 | 12.5446 | 0.12757 | 12 | 0.67214
15257 | 7.035 | 1 | 365 | 8.0484 | 0.12152 | 8 | 0.16995
18107 | 4.8 | 1 | 365 | 5.4915 | 0.99976 | 6 | 0.49123
13065 | 4.48 | 1 | 365 | 5.1254 | 0.26644 | 5 | 0.39181
9491 | 10.2 | 1 | 365 | 11.6694 | 0.37448 | 12 | 0.043854
9718 | 7.65 | 1 | 365 | 8.752 | 0.53086 | 9 | 0.28289
9953 | 2.805 | 1 | 365 | 3.2091 | 0.42798 | 3 | 0.63706
13806 | 5 | 1 | 365 | 5.7203 | 0.45808 | 6 | 0.17836
9686 | 7.25 | 1 | 365 | 8.2944 | 0.61422 | 8 | 0.90862
21897 | 4.76 | 1 | 365 | 5.4457 | 0.90809 | 6 | 0.3538
8733 | 5.355 | 1 | 365 | 6.1264 | 0.2716 | 6 | 0.39802
10873 | 6 | 1 | 365 | 6.8643 | 0.7497 | 7 | 0.61403
9487 | 6.63 | 1 | 365 | 7.5851 | 0.19341 | 7 | 0.77851
16734 | 7.848 | 1 | 365 | 8.9786 | 0.9846 | 9 | 0.96315
9884 | 7.65 | 1 | 365 | 8.752 | 0.53086 | 9 | 0.28289
9493 | 3.825 | 1 | 365 | 4.376 | 0.76543 | 5 | 0.14145
8718 | 4.08 | 1 | 365 | 4.6677 | 0.34979 | 5 | 0.017542
16647 | 6.05 | 1 | 365 | 6.9215 | 0.86428 | 7 | 0.78582
8905 | 5.04 | 1 | 365 | 5.766 | 0.54974 | 6 | 0.31579
11608 | 7.425 | 1 | 365 | 8.4946 | 0.015249 | 8 | 0.50986
21993 | 7.848 | 1 | 365 | 8.9786 | 0.9846 | 9 | 0.96315
9829 | 4.845 | 1 | 365 | 5.543 | 0.10288 | 5 | 0.64583
9066 | 7.425 | 1 | 365 | 8.4946 | 0.015249 | 8 | 0.50986
16680 | 6.54 | 1 | 365 | 7.4821 | 0.98717 | 8 | 0.46929
21054 | 7.521 | 1 | 365 | 8.6044 | 0.23524 | 8 | 0.83969
10690 | 11.22 | 1 | 365 | 12.8363 | 0.71193 | 13 | 0.54824
17102 | 3.64 | 1 | 365 | 4.1644 | 0.34148 | 4 | 0.50585
13863 | 7.02 | 1 | 365 | 8.0313 | 0.087144 | 8 | 0.11842
25518 | 4.95 | 1 | 365 | 5.6631 | 0.3435 | 6 | 0.0065764
14328 | 8.829 | 1 | 365 | 10.1009 | 0.23268 | 10 | 0.33355
13210 | 11.22 | 1 | 365 | 12.8363 | 0.71193 | 13 | 0.54824
12806 | 5.865 | 1 | 365 | 6.7099 | 0.44033 | 7 | 0.15022
13944 | 8.75 | 1 | 365 | 10.0105 | 0.05164 | 10 | 0.06213
14496 | 9.9 | 1 | 365 | 11.3262 | 0.687 | 12 | 0.013153
16968 | 5.232 | 1 | 365 | 5.9857 | 0.98973 | 6 | 0.97544
13903 | 7.83 | 1 | 365 | 8.958 | 0.94335 | 9 | 0.90131
17587 | 6.72 | 1 | 365 | 7.6881 | 0.39966 | 8 | 0.087716
14257 | 6.885 | 1 | 365 | 7.8768 | 0.77778 | 8 | 0.6546
15338 | 6.09 | 1 | 365 | 6.9673 | 0.95594 | 7 | 0.92324
27232 | 6.12 | 1 | 365 | 7.0016 | 0.02469 | 7 | 0.026313
13599 | 4.95 | 1 | 365 | 5.6631 | 0.3435 | 6 | 0.0065764
27079 | 6.05 | 1 | 365 | 6.9215 | 0.86428 | 7 | 0.78582
9831 | 3.57 | 1 | 365 | 4.0843 | 0.18107 | 4 | 0.26535
16830 | 9.156 | 1 | 365 | 10.475 | 0.98204 | 11 | 0.45701
9458 | 2.295 | 1 | 365 | 2.6256 | 0.25926 | 2 | 0.88487
29727 | 4.98 | 1 | 365 | 5.6974 | 0.66686 | 6 | 0.36426
12797 | 4.08 | 1 | 365 | 4.6677 | 0.34979 | 5 | 0.017542
42159 | 4.86 | 1 | 365 | 5.5601 | 0.13725 | 5 | 0.69737
12720 | 5.775 | 1 | 365 | 6.6069 | 0.23408 | 6 | 0.84101
15192 | 3.825 | 1 | 365 | 4.376 | 0.76543 | 5 | 0.14145
15926 | 5.67 | 1 | 365 | 6.4868 | 0.99346 | 7 | 0.48026
12399 | 6.12 | 1 | 365 | 7.0016 | 0.02469 | 7 | 0.026313
16639 | 9.18 | 1 | 365 | 10.5024 | 0.037035 | 10 | 0.53947
12727 | 13.25 | 1 | 365 | 15.1587 | 0.36391 | 15 | 0.52265
10405 | 9.8 | 1 | 365 | 11.2117 | 0.45784 | 11 | 0.66959
9486 | 7.521 | 1 | 365 | 8.6044 | 0.23524 | 8 | 0.83969
12393 | 11.07 | 1 | 365 | 12.6647 | 0.36819 | 13 | 0.032889
19153 | 9.81 | 1 | 365 | 11.2232 | 0.48075 | 11 | 0.70394
56198 | 7.65 | 1 | 365 | 8.752 | 0.53086 | 9 | 0.28289
46123 | 5.775 | 1 | 365 | 6.6069 | 0.23408 | 6 | 0.84101
15260 | 2.616 | 1 | 365 | 2.9929 | 0.99487 | 3 | 0.98772
13952 | 10.455 | 1 | 365 | 11.9611 | 0.95885 | 12 | 0.91995
12845 | 8.64 | 1 | 365 | 9.8846 | 0.79956 | 10 | 0.68421
13076 | 6.75 | 1 | 365 | 7.7224 | 0.46841 | 8 | 0.19079
14287 | 6.21 | 1 | 365 | 7.1046 | 0.23094 | 7 | 0.33552
11137 | 4.905 | 1 | 365 | 5.6116 | 0.24038 | 5 | 0.85197
11005 | 8.415 | 1 | 365 | 9.6272 | 0.28395 | 9 | 0.91118
15902 | 7.65 | 1 | 365 | 8.752 | 0.53086 | 9 | 0.28289
63742 | 5.32 | 1 | 365 | 6.0864 | 0.1914 | 6 | 0.27778
8954 | 6.16 | 1 | 365 | 7.0474 | 0.11635 | 7 | 0.16374
12734 | 7.02 | 1 | 365 | 8.0313 | 0.087144 | 8 | 0.11842
15652 | 6.5 | 1 | 365 | 7.4364 | 0.8955 | 8 | 0.33187
15976 | 5.2 | 1 | 365 | 5.9491 | 0.9164 | 6 | 0.86549
10680 | 3.825 | 1 | 365 | 4.376 | 0.76543 | 5 | 0.14145
12162 | 9.1 | 1 | 365 | 10.4109 | 0.85371 | 11 | 0.26462
19635 | 5.52 | 1 | 365 | 6.3152 | 0.64972 | 6 | 0.96491
12249 | 7.83 | 1 | 365 | 8.958 | 0.94335 | 9 | 0.90131
9378 | 10.2 | 1 | 365 | 11.6694 | 0.37448 | 12 | 0.043854
77447 | 9.62 | 1 | 365 | 11.0058 | 0.045346 | 11 | 0.051165
16477 | 5.5 | 1 | 365 | 6.2923 | 0.60389 | 6 | 0.8962
11112 | 5.1 | 1 | 365 | 5.8347 | 0.68724 | 6 | 0.52193
11315 | 7.848 | 1 | 365 | 8.9786 | 0.9846 | 9 | 0.96315
24615 | 3.27 | 1 | 365 | 3.7411 | 0.49358 | 4 | 0.23465
9439 | 6.195 | 1 | 365 | 7.0874 | 0.19656 | 7 | 0.28399
10147 | 6.63 | 1 | 365 | 7.5851 | 0.19341 | 7 | 0.77851
15671 | 5.5 | 1 | 365 | 6.2923 | 0.60389 | 6 | 0.8962
12013 | 7 | 1 | 365 | 8.0084 | 0.041312 | 8 | 0.049704
14142 | 6.885 | 1 | 365 | 7.8768 | 0.77778 | 8 | 0.6546
8720 | 3.57 | 1 | 365 | 4.0843 | 0.18107 | 4 | 0.26535
9280 | 5.75 | 1 | 365 | 6.5783 | 0.17679 | 6 | 0.75511
58956 | 5.355 | 1 | 365 | 6.1264 | 0.2716 | 6 | 0.39802
10444 | 8.58 | 1 | 365 | 9.816 | 0.66207 | 10 | 0.47807
12850 | 2.08 | 1 | 365 | 2.3796 | 0.76656 | 3 | 0.1462
8900 | 3.3 | 1 | 365 | 3.7754 | 0.56233 | 4 | 0.33772
23153 | 5.1 | 1 | 365 | 5.8347 | 0.68724 | 6 | 0.52193
11443 | 11.5 | 1 | 365 | 13.1566 | 0.35358 | 13 | 0.51023
16472 | 6.63 | 1 | 365 | 7.5851 | 0.19341 | 7 | 0.77851
12500 | 6.12 | 1 | 365 | 7.0016 | 0.02469 | 7 | 0.026313
13019 | 8.8 | 1 | 365 | 10.0677 | 0.16622 | 10 | 0.23391
15027 | 4.59 | 1 | 365 | 5.2512 | 0.51852 | 5 | 0.76973
8782 | 7.245 | 1 | 365 | 8.2887 | 0.60276 | 8 | 0.89144
20816 | 6.72 | 1 | 365 | 7.6881 | 0.39966 | 8 | 0.087716
17673 | 6.6 | 1 | 365 | 7.5508 | 0.12467 | 7 | 0.67544
9955 | 9.9 | 1 | 365 | 11.3262 | 0.687 | 12 | 0.013153
16857 | 7.14 | 1 | 365 | 8.1686 | 0.36214 | 8 | 0.5307
9076 | 6.63 | 1 | 365 | 7.5851 | 0.19341 | 7 | 0.77851
22459 | 7.59 | 1 | 365 | 8.6834 | 0.39337 | 9 | 0.07675
9454 | 6.12 | 1 | 365 | 7.0016 | 0.02469 | 7 | 0.026313
10107 | 8.8 | 1 | 365 | 10.0677 | 0.16622 | 10 | 0.23391
14578 | 9.69 | 1 | 365 | 11.0859 | 0.20576 | 11 | 0.29166
57157 | 10.45 | 1 | 365 | 11.9554 | 0.94739 | 12 | 0.90277
8914 | 8.415 | 1 | 365 | 9.6272 | 0.28395 | 9 | 0.91118
29742 | 4.578 | 1 | 365 | 5.2375 | 0.49102 | 5 | 0.72851
12866 | 9.156 | 1 | 365 | 10.475 | 0.98204 | 11 | 0.45701
12014 | 5.2 | 1 | 365 | 5.9491 | 0.9164 | 6 | 0.86549
8719 | 6.12 | 1 | 365 | 7.0016 | 0.02469 | 7 | 0.026313
10845 | 2.295 | 1 | 365 | 2.6256 | 0.25926 | 2 | 0.88487
16483 | 14.3 | 1 | 365 | 16.36 | 0.77011 | 17 | 0.13011
11421 | 13.005 | 1 | 365 | 14.8784 | 0.80247 | 15 | 0.68091
53044 | 9.156 | 1 | 365 | 10.475 | 0.98204 | 11 | 0.45701
8725 | 7.905 | 1 | 365 | 9.0438 | 0.11522 | 9 | 0.15899
13976 | 11.445 | 1 | 365 | 13.0937 | 0.22755 | 13 | 0.32127
42987 | 6.27 | 1 | 365 | 7.1732 | 0.36843 | 7 | 0.54166
77448 | 6.76 | 1 | 365 | 7.7338 | 0.49132 | 8 | 0.22514
16441 | 7.75 | 1 | 365 | 8.8664 | 0.76002 | 9 | 0.62646
17522 | 4.75 | 1 | 365 | 5.4343 | 0.88518 | 6 | 0.31944
10743 | 3.315 | 1 | 365 | 3.7925 | 0.59671 | 4 | 0.38925
29466 | 9.52 | 1 | 365 | 10.8914 | 0.81618 | 11 | 0.7076
14673 | 3.924 | 1 | 365 | 4.4893 | 0.9923 | 5 | 0.48158
8918 | 8.25 | 1 | 365 | 9.4385 | 0.90583 | 10 | 0.34429
20430 | 5.175 | 1 | 365 | 5.9205 | 0.85911 | 6 | 0.7796
12229 | 8.16 | 1 | 365 | 9.3355 | 0.69959 | 10 | 0.035084
18940 | 5.47 | 1 | 365 | 6.258 | 0.53514 | 6 | 0.79313
14490 | 5.215 | 1 | 365 | 5.9663 | 0.95078 | 6 | 0.91703
24725 | 6.12 | 1 | 365 | 7.0016 | 0.02469 | 7 | 0.026313
9944 | 7.905 | 1 | 365 | 9.0438 | 0.11522 | 9 | 0.15899
22146 | 5.98 | 1 | 365 | 6.8415 | 0.70386 | 7 | 0.54532
14038 | 6.885 | 1 | 365 | 7.8768 | 0.77778 | 8 | 0.6546
24329 | 6.725 | 1 | 365 | 7.6938 | 0.41112 | 8 | 0.10489
20252 | 8.25 | 1 | 365 | 9.4385 | 0.90583 | 10 | 0.34429
26182 | 3.725 | 1 | 365 | 4.2616 | 0.53627 | 4 | 0.79788
15055 | 11.96 | 1 | 365 | 13.6829 | 0.40773 | 14 | 0.090637
15947 | 6.375 | 1 | 365 | 7.2934 | 0.60905 | 7 | 0.90241
29044 | 9.215 | 1 | 365 | 10.5425 | 0.11724 | 10 | 0.65972
36722 | 5.215 | 1 | 365 | 5.9663 | 0.95078 | 6 | 0.91703
14619 | 5.395 | 1 | 365 | 6.1722 | 0.36327 | 6 | 0.53545
21293 | 3.6 | 1 | 365 | 4.1186 | 0.24982 | 4 | 0.36842
53936 | 5.25 | 1 | 365 | 6.0063 | 0.030984 | 6 | 0.037278
18880 | 11.04 | 1 | 365 | 12.6304 | 0.29944 | 12 | 0.92982
15195 | 5.94 | 1 | 365 | 6.7957 | 0.6122 | 7 | 0.40789
21400 | 6.9 | 1 | 365 | 7.894 | 0.81215 | 8 | 0.70614
12569 | 4.335 | 1 | 365 | 4.9595 | 0.93416 | 5 | 0.89364
18892 | 7.59 | 1 | 365 | 8.6834 | 0.39337 | 9 | 0.07675
24724 | 5.72 | 1 | 365 | 6.544 | 0.10804 | 6 | 0.65204
15312 | 7.14 | 1 | 365 | 8.1686 | 0.36214 | 8 | 0.5307
17903 | 6.5 | 1 | 365 | 7.4364 | 0.8955 | 8 | 0.33187
13686 | 5.04 | 1 | 365 | 5.766 | 0.54974 | 6 | 0.31579
12025 | 4.95 | 1 | 365 | 5.6631 | 0.3435 | 6 | 0.0065764
12496 | 8.37 | 1 | 365 | 9.5757 | 0.18083 | 9 | 0.75657
58465 | 4.95 | 1 | 365 | 5.6631 | 0.3435 | 6 | 0.0065764
16984 | 6.12 | 1 | 365 | 7.0016 | 0.02469 | 7 | 0.026313
19052 | 8.1 | 1 | 365 | 9.2669 | 0.56209 | 9 | 0.82894
26658 | 3.52 | 1 | 365 | 4.0271 | 0.066488 | 4 | 0.093565
52194 | 6.12 | 1 | 365 | 7.0016 | 0.02469 | 7 | 0.026313
10618 | 3.06 | 1 | 365 | 3.5008 | 0.012345 | 3 | 0.51316
8753 | 9 | 1 | 365 | 10.2965 | 0.62454 | 10 | 0.92105
9053 | 6 | 1 | 365 | 6.8643 | 0.7497 | 7 | 0.61403
23770 | 4.675 | 1 | 365 | 5.3485 | 0.7133 | 6 | 0.061767
32350 | 14.85 | 1 | 365 | 16.9892 | 0.030498 | 17 | 0.019729
8724 | 7.14 | 1 | 365 | 8.1686 | 0.36214 | 8 | 0.5307
13640 | 4.845 | 1 | 365 | 5.543 | 0.10288 | 5 | 0.64583
53099 | 8.04 | 1 | 365 | 9.1982 | 0.42459 | 9 | 0.6228
13888 | 5.1 | 1 | 365 | 5.8347 | 0.68724 | 6 | 0.52193
15574 | 5.4 | 1 | 365 | 6.1779 | 0.37473 | 6 | 0.55263
12281 | 8.37 | 1 | 365 | 9.5757 | 0.18083 | 9 | 0.75657
24321 | 5.4 | 1 | 365 | 6.1779 | 0.37473 | 6 | 0.55263
13353 | 13.44 | 1 | 365 | 15.3761 | 0.79932 | 16 | 0.17543
17899 | 12.15 | 1 | 365 | 13.9003 | 0.84313 | 14 | 0.74341
13656 | 6.03 | 1 | 365 | 6.8987 | 0.81844 | 7 | 0.7171
16795 | 4.5 | 1 | 365 | 5.1483 | 0.31227 | 5 | 0.46052
9483 | 7.14 | 1 | 365 | 8.1686 | 0.36214 | 8 | 0.5307
23117 | 2.55 | 1 | 365 | 2.9173 | 0.84362 | 3 | 0.76096
9498 | 9.945 | 1 | 365 | 11.3776 | 0.79012 | 12 | 0.16776
12550 | 4.845 | 1 | 365 | 5.543 | 0.10288 | 5 | 0.64583
15942 | 7.65 | 1 | 365 | 8.752 | 0.53086 | 9 | 0.28289
17450 | 14.145 | 1 | 365 | 16.1827 | 0.41491 | 16 | 0.59758
62161 | 6.885 | 1 | 365 | 7.8768 | 0.77778 | 8 | 0.6546
11026 | 5 | 1 | 365 | 5.7203 | 0.45808 | 6 | 0.17836
17921 | 7.905 | 1 | 365 | 9.0438 | 0.11522 | 9 | 0.15899
12568 | 8.415 | 1 | 365 | 9.6272 | 0.28395 | 9 | 0.91118
16835 | 3.57 | 1 | 365 | 4.0843 | 0.18107 | 4 | 0.26535
19502 | 8.75 | 1 | 365 | 10.0105 | 0.05164 | 10 | 0.06213
12391 | 6.375 | 1 | 365 | 7.2934 | 0.60905 | 7 | 0.90241
12929 | 7.705 | 1 | 365 | 8.815 | 0.6569 | 9 | 0.47185
8857 | 9.81 | 1 | 365 | 11.2232 | 0.48075 | 11 | 0.70394
17315 | 5.25 | 1 | 365 | 6.0063 | 0.030984 | 6 | 0.037278
37426 | 14.85 | 1 | 365 | 16.9892 | 0.030498 | 17 | 0.019729
24545 | 5 | 1 | 365 | 5.7203 | 0.45808 | 6 | 0.17836
14818 | 8.4 | 1 | 365 | 9.6101 | 0.24957 | 9 | 0.85964
11558 | 6.48 | 1 | 365 | 7.4135 | 0.84967 | 8 | 0.26315
9470 | 11.985 | 1 | 365 | 13.7115 | 0.46502 | 14 | 0.17653
77449 | 6.25 | 1 | 365 | 7.1504 | 0.3226 | 7 | 0.47295
15770 | 5.225 | 1 | 365 | 5.9777 | 0.97369 | 6 | 0.95139
9433 | 7.29 | 1 | 365 | 8.3402 | 0.70588 | 9 | 0.046049
8716 | 2.75 | 1 | 365 | 3.1462 | 0.30194 | 3 | 0.4481
12559 | 3.06 | 1 | 365 | 3.5008 | 0.012345 | 3 | 0.51316
8906 | 12.24 | 1 | 365 | 14.0032 | 0.04938 | 14 | 0.052625
8907 | 4.845 | 1 | 365 | 5.543 | 0.10288 | 5 | 0.64583
15649 | 12.25 | 1 | 365 | 14.0147 | 0.072296 | 14 | 0.086982
11955 | 7.65 | 1 | 365 | 8.752 | 0.53086 | 9 | 0.28289
8908 | 8.1 | 1 | 365 | 9.2669 | 0.56209 | 9 | 0.82894
14743 | 4.8 | 1 | 365 | 5.4915 | 0.99976 | 6 | 0.49123
8723 | 3.57 | 1 | 365 | 4.0843 | 0.18107 | 4 | 0.26535
13509 | 6.12 | 1 | 365 | 7.0016 | 0.02469 | 7 | 0.026313
23167 | 9.72 | 1 | 365 | 11.1202 | 0.27451 | 11 | 0.39473
14132 | 4.42 | 1 | 365 | 5.0567 | 0.12894 | 5 | 0.18567
8729 | 5.865 | 1 | 365 | 6.7099 | 0.44033 | 7 | 0.15022
14281 | 4.335 | 1 | 365 | 4.9595 | 0.93416 | 5 | 0.89364
15306 | 11.22 | 1 | 365 | 12.8363 | 0.71193 | 13 | 0.54824
15639 | 9.75 | 1 | 365 | 11.1545 | 0.34326 | 11 | 0.4978
9900 | 5.61 | 1 | 365 | 6.4182 | 0.85597 | 7 | 0.27412
14295 | 11.475 | 1 | 365 | 13.128 | 0.29629 | 13 | 0.42434
11587 | 8.67 | 1 | 365 | 9.919 | 0.86831 | 10 | 0.78728
14292 | 7.15 | 1 | 365 | 8.18 | 0.38505 | 8 | 0.56505
17653 | 9.075 | 1 | 365 | 10.3823 | 0.79642 | 11 | 0.17872
14984 | 8.47 | 1 | 365 | 9.6902 | 0.40999 | 10 | 0.10014
8822 | 4.83 | 1 | 365 | 5.5258 | 0.068505 | 5 | 0.5943
8866 | 4.83 | 1 | 365 | 5.5258 | 0.068505 | 5 | 0.5943
16456 | 6.21 | 1 | 365 | 7.1046 | 0.23094 | 7 | 0.33552
15058 | 3.825 | 1 | 365 | 4.376 | 0.76543 | 5 | 0.14145
14797 | 3.5 | 1 | 365 | 4.0042 | 0.020656 | 4 | 0.024852
19023 | 6.05 | 1 | 365 | 6.9215 | 0.86428 | 7 | 0.78582
8728 | 3.57 | 1 | 365 | 4.0843 | 0.18107 | 4 | 0.26535
18561 | 11.44 | 1 | 365 | 13.088 | 0.21609 | 13 | 0.30409
10096 | 6.72 | 1 | 365 | 7.6881 | 0.39966 | 8 | 0.087716
14675 | 8.4 | 1 | 365 | 9.6101 | 0.24957 | 9 | 0.85964
8804 | 5.61 | 1 | 365 | 6.4182 | 0.85597 | 7 | 0.27412
9049 | 8.67 | 1 | 365 | 9.919 | 0.86831 | 10 | 0.78728
10772 | 3.315 | 1 | 365 | 3.7925 | 0.59671 | 4 | 0.38925
15783 | 8.67 | 1 | 365 | 9.919 | 0.86831 | 10 | 0.78728
9067 | 8.12 | 1 | 365 | 9.2897 | 0.60792 | 9 | 0.89766
21987 | 6.867 | 1 | 365 | 7.8562 | 0.73653 | 8 | 0.59276
10582 | 12.06 | 1 | 365 | 13.7973 | 0.63689 | 14 | 0.4342
15637 | 7.65 | 1 | 365 | 8.752 | 0.53086 | 9 | 0.28289
8820 | 5.175 | 1 | 365 | 5.9205 | 0.85911 | 6 | 0.7796
15188 | 2.75 | 1 | 365 | 3.1462 | 0.30194 | 3 | 0.4481
13900 | 6 | 1 | 365 | 6.8643 | 0.7497 | 7 | 0.61403
8869 | 7.32 | 1 | 365 | 8.3745 | 0.77463 | 9 | 0.14912
9270 | 3.57 | 1 | 365 | 4.0843 | 0.18107 | 4 | 0.26535
8863 | 6.867 | 1 | 365 | 7.8562 | 0.73653 | 8 | 0.59276
10191 | 6.48 | 1 | 365 | 7.4135 | 0.84967 | 8 | 0.26315
11007 | 4.845 | 1 | 365 | 5.543 | 0.10288 | 5 | 0.64583
11334 | 5.94 | 1 | 365 | 6.7957 | 0.6122 | 7 | 0.40789
8800 | 8.415 | 1 | 365 | 9.6272 | 0.28395 | 9 | 0.91118
8734 | 3.06 | 1 | 365 | 3.5008 | 0.012345 | 3 | 0.51316
22520 | 8.1 | 1 | 365 | 9.2669 | 0.56209 | 9 | 0.82894
11865 | 5.175 | 1 | 365 | 5.9205 | 0.85911 | 6 | 0.7796
9079 | 5.865 | 1 | 365 | 6.7099 | 0.44033 | 7 | 0.15022
25217 | 5.232 | 1 | 365 | 5.9857 | 0.98973 | 6 | 0.97544
11632 | 9.81 | 1 | 365 | 11.2232 | 0.48075 | 11 | 0.70394
16646 | 6.05 | 1 | 365 | 6.9215 | 0.86428 | 7 | 0.78582
9490 | 6.12 | 1 | 365 | 7.0016 | 0.02469 | 7 | 0.026313
9919 | 9.435 | 1 | 365 | 10.7942 | 0.6214 | 11 | 0.41557
13812 | 6 | 1 | 365 | 6.8643 | 0.7497 | 7 | 0.61403
19061 | 6.375 | 1 | 365 | 7.2934 | 0.60905 | 7 | 0.90241
13624 | 8.58 | 1 | 365 | 9.816 | 0.66207 | 10 | 0.47807
9501 | 6.12 | 1 | 365 | 7.0016 | 0.02469 | 7 | 0.026313
8792 | 13.8 | 1 | 365 | 15.788 | 0.6243 | 16 | 0.41227
11763 | 3.025 | 1 | 365 | 3.4608 | 0.93214 | 4 | 0.39291
17975 | 4.5 | 1 | 365 | 5.1483 | 0.31227 | 5 | 0.46052
50883 | 9.72 | 1 | 365 | 11.1202 | 0.27451 | 11 | 0.39473
9776 | 8.415 | 1 | 365 | 9.6272 | 0.28395 | 9 | 0.91118
12479 | 7.65 | 1 | 365 | 8.752 | 0.53086 | 9 | 0.28289
16352 | 7.155 | 1 | 365 | 8.1857 | 0.39651 | 8 | 0.58223
9671 | 8.925 | 1 | 365 | 10.2107 | 0.45267 | 10 | 0.66337
9540 | 7.56 | 1 | 365 | 8.6491 | 0.32462 | 8 | 0.97368
9545 | 6.72 | 1 | 365 | 7.6881 | 0.39966 | 8 | 0.087716
9509 | 5.1 | 1 | 365 | 5.8347 | 0.68724 | 6 | 0.52193
12236 | 5.4 | 1 | 365 | 6.1779 | 0.37473 | 6 | 0.55263
12571 | 6.63 | 1 | 365 | 7.5851 | 0.19341 | 7 | 0.77851
14054 | 9.435 | 1 | 365 | 10.7942 | 0.6214 | 11 | 0.41557
21304 | 7 | 1 | 365 | 8.0084 | 0.041312 | 8 | 0.049704
12378 | 8.67 | 1 | 365 | 9.919 | 0.86831 | 10 | 0.78728
12366 | 4.845 | 1 | 365 | 5.543 | 0.10288 | 5 | 0.64583
14582 | 5.61 | 1 | 365 | 6.4182 | 0.85597 | 7 | 0.27412
23312 | 5.47 | 1 | 365 | 6.258 | 0.53514 | 6 | 0.79313
12563 | 7.14 | 1 | 365 | 8.1686 | 0.36214 | 8 | 0.5307
15897 | 4.335 | 1 | 365 | 4.9595 | 0.93416 | 5 | 0.89364
23875 | 4.98 | 1 | 365 | 5.6974 | 0.41225 | 6 | 0.10965
9531 | 15 | 1 | 365 | 17.1608 | 0.37424 | 17 | 0.53508
21237 | 5.215 | 1 | 365 | 5.9663 | 0.95078 | 6 | 0.91703
21245 | 4.725 | 1 | 365 | 5.4057 | 0.82789 | 6 | 0.23355
21611 | 8.47 | 1 | 365 | 9.6902 | 0.40999 | 10 | 0.10014
22739 | 7.96 | 1 | 365 | 9.1067 | 0.24126 | 9 | 0.34795
23315 | 3.47 | 1 | 365 | 3.9699 | 0.95191 | 4 | 0.92178
46647 | 5.61 | 1 | 365 | 6.4182 | 0.85597 | 7 | 0.27412
31319 | 12.426 | 1 | 365 | 14.216 | 0.47562 | 14 | 0.69166
22707 | 5.725 | 1 | 365 | 6.5497 | 0.1195 | 6 | 0.66922
16819 | 9.18 | 1 | 365 | 10.5024 | 0.037035 | 10 | 0.53947
23013 | 6.725 | 1 | 365 | 7.6938 | 0.41112 | 8 | 0.10489
20093 | 5.47 | 1 | 365 | 6.258 | 0.53514 | 6 | 0.79313
13860 | 5.1 | 1 | 365 | 5.8347 | 0.68724 | 6 | 0.52193
15101 | 8.47 | 1 | 365 | 9.6902 | 0.40999 | 10 | 0.10014
20539 | 6.725 | 1 | 365 | 7.6938 | 0.41112 | 8 | 0.10489
20088 | 8.705 | 1 | 365 | 9.959 | 0.94852 | 10 | 0.90752
47242 | 7.395 | 1 | 365 | 8.4603 | 0.9465 | 9 | 0.40679
16068 | 6.725 | 1 | 365 | 7.6938 | 0.41112 | 8 | 0.10489
26253 | 6.47 | 1 | 365 | 7.402 | 0.82676 | 8 | 0.2288
15063 | 9.705 | 1 | 365 | 11.1031 | 0.24013 | 11 | 0.3432
26898 | 4.59 | 1 | 365 | 5.2512 | 0.51852 | 5 | 0.76973
23308 | 6.725 | 1 | 365 | 7.6938 | 0.41112 | 8 | 0.10489
9481 | 8.16 | 1 | 365 | 9.3355 | 0.69959 | 10 | 0.035084
17302 | 7.75 | 1 | 365 | 8.8664 | 0.76002 | 9 | 0.62646
11471 | 5.5 | 1 | 365 | 6.2923 | 0.60389 | 6 | 0.8962
20685 | 4.95 | 1 | 365 | 5.6631 | 0.3435 | 6 | 0.0065764
11910 | 8.32 | 1 | 365 | 9.5185 | 0.066245 | 9 | 0.58479
9525 | 4.845 | 1 | 365 | 5.543 | 0.10288 | 5 | 0.64583
13209 | 7.7 | 1 | 365 | 8.8092 | 0.64544 | 9 | 0.45467
60197 | 7.28 | 1 | 365 | 8.3287 | 0.68296 | 9 | 0.011692
9506 | 4.59 | 1 | 365 | 5.2512 | 0.51852 | 5 | 0.76973
15900 | 5.1 | 1 | 365 | 5.8347 | 0.68724 | 6 | 0.52193
11627 | 8.625 | 1 | 365 | 9.8675 | 0.76519 | 10 | 0.63267
15648 | 8.75 | 1 | 365 | 10.0105 | 0.05164 | 10 | 0.06213
10140 | 6.12 | 1 | 365 | 7.0016 | 0.02469 | 7 | 0.026313
16201 | 7.975 | 1 | 365 | 9.1238 | 0.27564 | 9 | 0.39948
11483 | 13.44 | 1 | 365 | 15.3761 | 0.79932 | 16 | 0.17543
14554 | 7.56 | 1 | 365 | 8.6491 | 0.32462 | 8 | 0.97368
9482 | 6.6 | 1 | 365 | 7.5508 | 0.12467 | 7 | 0.67544
19622 | 8.625 | 1 | 365 | 9.8675 | 0.76519 | 10 | 0.63267
49985 | 10.14 | 1 | 365 | 11.6007 | 0.23699 | 11 | 0.83771
19404 | 6 | 1 | 365 | 6.8643 | 0.7497 | 7 | 0.61403
14568 | 9.435 | 1 | 365 | 10.7942 | 0.6214 | 11 | 0.41557
26385 | 4.125 | 1 | 365 | 4.7192 | 0.45292 | 5 | 0.17215
16843 | 6.375 | 1 | 365 | 7.2934 | 0.60905 | 7 | 0.90241
18215 | 6.16 | 1 | 365 | 7.0474 | 0.11635 | 7 | 0.16374
19700 | 7.848 | 1 | 365 | 8.9786 | 0.9846 | 9 | 0.96315
9538 | 8.829 | 1 | 365 | 10.1009 | 0.23268 | 10 | 0.33355
14415 | 8.47 | 1 | 365 | 9.6902 | 0.40999 | 10 | 0.10014
14062 | 7.65 | 1 | 365 | 8.752 | 0.53086 | 9 | 0.28289
77850 | 7.14 | 1 | 365 | 8.1686 | 0.36214 | 8 | 0.5307
12721 | 5.5 | 1 | 365 | 6.2923 | 0.60389 | 6 | 0.8962
16560 | 2.7 | 1 | 365 | 3.089 | 0.18736 | 3 | 0.27631
14279 | 14.535 | 1 | 365 | 16.6289 | 0.30864 | 16 | 0.93749
18204 | 10.8 | 1 | 365 | 12.3558 | 0.74945 | 13 | 0.10526
9888 | 5.1 | 1 | 365 | 5.8347 | 0.68724 | 6 | 0.52193
9913 | 5.1 | 1 | 365 | 5.8347 | 0.68724 | 6 | 0.52193
20728 | 13.77 | 1 | 365 | 15.7537 | 0.55555 | 16 | 0.3092
24225 | 8.175 | 1 | 365 | 9.3527 | 0.73396 | 10 | 0.086619
16479 | 12.75 | 1 | 365 | 14.5867 | 0.2181 | 14 | 0.80482
11962 | 9.435 | 1 | 365 | 10.7942 | 0.6214 | 11 | 0.41557
18526 | 8.4 | 1 | 365 | 9.6101 | 0.24957 | 9 | 0.85964
11512 | 7.7 | 1 | 365 | 8.8092 | 0.64544 | 9 | 0.45467
12332 | 8.525 | 1 | 365 | 9.7531 | 0.53603 | 10 | 0.2891
10607 | 7.425 | 1 | 365 | 8.4946 | 0.015249 | 8 | 0.50986
11270 | 6.885 | 1 | 365 | 7.8768 | 0.77778 | 8 | 0.6546
24616 | 5.232 | 1 | 365 | 5.9857 | 0.98973 | 6 | 0.97544
13454 | 8.96 | 1 | 365 | 10.2507 | 0.53288 | 10 | 0.78362
16633 | 9.81 | 1 | 365 | 11.2232 | 0.48075 | 11 | 0.70394
24326 | 7.14 | 1 | 365 | 8.1686 | 0.36214 | 8 | 0.5307
11379 | 3.06 | 1 | 365 | 3.5008 | 0.012345 | 3 | 0.51316
16524 | 6.12 | 1 | 365 | 7.0016 | 0.02469 | 7 | 0.026313
21576 | 3.135 | 1 | 365 | 3.5866 | 0.18422 | 3 | 0.77083
20999 | 7.14 | 1 | 365 | 8.1686 | 0.36214 | 8 | 0.5307
10137 | 5.61 | 1 | 365 | 6.4182 | 0.85597 | 7 | 0.27412
19399 | 12.22 | 1 | 365 | 13.9804 | 0.0035475 | 13 | 0.98391
10760 | 9.9 | 1 | 365 | 11.3262 | 0.687 | 12 | 0.013153
9484 | 7.7 | 1 | 365 | 8.8092 | 0.64544 | 9 | 0.45467
13614 | 6.84 | 1 | 365 | 7.8253 | 0.67465 | 8 | 0.5
23034 | 4.59 | 1 | 365 | 5.2512 | 0.51852 | 5 | 0.76973
24731 | 4.25 | 1 | 365 | 4.8622 | 0.73937 | 5 | 0.60161
9430 | 9.81 | 1 | 365 | 11.2232 | 0.48075 | 11 | 0.70394
9549 | 9.8 | 1 | 365 | 11.2117 | 0.45784 | 11 | 0.66959
11631 | 8.1 | 1 | 365 | 9.2669 | 0.56209 | 9 | 0.82894
12325 | 8.64 | 1 | 365 | 9.8846 | 0.79956 | 10 | 0.68421
20182 | 4.335 | 1 | 365 | 4.9595 | 0.93416 | 5 | 0.89364
13015 | 5.61 | 1 | 365 | 6.4182 | 0.85597 | 7 | 0.27412
9534 | 5.04 | 1 | 365 | 5.766 | 0.54974 | 6 | 0.31579
15002 | 2.7 | 1 | 365 | 3.089 | 0.18736 | 3 | 0.27631
14055 | 6.12 | 1 | 365 | 7.0016 | 0.02469 | 7 | 0.026313
77790 | 3.315 | 1 | 365 | 3.7925 | 0.59671 | 4 | 0.38925
16635 | 8.4 | 1 | 365 | 9.6101 | 0.24957 | 9 | 0.85964
9436 | 8.25 | 1 | 365 | 9.4385 | 0.90583 | 10 | 0.34429
9821 | 10.965 | 1 | 365 | 12.5446 | 0.12757 | 12 | 0.67214
18510 | 11.985 | 1 | 365 | 13.7115 | 0.46502 | 14 | 0.17653
14061 | 5.1 | 1 | 365 | 5.8347 | 0.68724 | 6 | 0.52193
10699 | 9.69 | 1 | 365 | 11.0859 | 0.20576 | 11 | 0.29166
9867 | 3.315 | 1 | 365 | 3.7925 | 0.59671 | 4 | 0.38925
20444 | 5.865 | 1 | 365 | 6.7099 | 0.44033 | 7 | 0.15022
14059 | 7.395 | 1 | 365 | 8.4603 | 0.9465 | 9 | 0.40679
14347 | 2.7 | 1 | 365 | 3.089 | 0.18736 | 3 | 0.27631
20064 | 8.91 | 1 | 365 | 10.1935 | 0.4183 | 10 | 0.61184
14053 | 4.59 | 1 | 365 | 5.2512 | 0.51852 | 5 | 0.76973
16621 | 4.4 | 1 | 365 | 5.0338 | 0.08311 | 5 | 0.11696
13459 | 8.4 | 1 | 365 | 9.6101 | 0.24957 | 9 | 0.85964
23021 | 5.215 | 1 | 365 | 5.9663 | 0.95078 | 6 | 0.91703
12361 | 7.14 | 1 | 365 | 8.1686 | 0.36214 | 8 | 0.5307
18914 | 6.12 | 1 | 365 | 7.0016 | 0.02469 | 7 | 0.026313
10141 | 6.63 | 1 | 365 | 7.5851 | 0.19341 | 7 | 0.77851
51837 | 10.2 | 1 | 365 | 11.6694 | 0.37448 | 12 | 0.043854
11008 | 5.355 | 1 | 365 | 6.1264 | 0.2716 | 6 | 0.39802
10134 | 12.75 | 1 | 365 | 14.5867 | 0.2181 | 14 | 0.80482
23525 | 8.925 | 1 | 365 | 10.2107 | 0.45267 | 10 | 0.66337
15056 | 9.18 | 1 | 365 | 10.5024 | 0.037035 | 10 | 0.53947
9816 | 9.435 | 1 | 365 | 10.7942 | 0.6214 | 11 | 0.41557
13350 | 7.035 | 1 | 365 | 8.0484 | 0.12152 | 8 | 0.16995
11759 | 8.91 | 1 | 365 | 10.1935 | 0.4183 | 10 | 0.61184
51871 | 4.5 | 1 | 365 | 5.1483 | 0.31227 | 5 | 0.46052
9477 | 5.1 | 1 | 365 | 5.8347 | 0.68724 | 6 | 0.52193
10840 | 5.1 | 1 | 365 | 5.8347 | 0.68724 | 6 | 0.52193
11378 | 8.745 | 1 | 365 | 10.0048 | 0.040182 | 10 | 0.044952
10122 | 7.905 | 1 | 365 | 9.0438 | 0.11522 | 9 | 0.15899
11200 | 5.886 | 1 | 365 | 6.7339 | 0.48845 | 7 | 0.22237
50790 | 10.71 | 1 | 365 | 12.2528 | 0.18717 | 12 | 0.44001
10124 | 6.63 | 1 | 365 | 7.5851 | 0.19341 | 7 | 0.77851
10774 | 4.335 | 1 | 365 | 4.9595 | 0.93416 | 5 | 0.89364
21409 | 11.73 | 1 | 365 | 13.4198 | 0.88066 | 14 | 0.30043
15904 | 4.335 | 1 | 365 | 4.9595 | 0.93416 | 5 | 0.89364
16098 | 4.47 | 1 | 365 | 5.1139 | 0.24352 | 5 | 0.35745
19103 | 5.61 | 1 | 365 | 6.4182 | 0.85597 | 7 | 0.27412
9543 | 5.865 | 1 | 365 | 6.7099 | 0.44033 | 7 | 0.15022
13653 | 7.395 | 1 | 365 | 8.4603 | 0.9465 | 9 | 0.40679
13684 | 6.9 | 1 | 365 | 7.894 | 0.81215 | 8 | 0.70614
15932 | 5.355 | 1 | 365 | 6.1264 | 0.2716 | 6 | 0.39802
33004 | 9.5 | 1 | 365 | 10.8685 | 0.77035 | 11 | 0.63888
14100 | 6.89 | 1 | 365 | 7.8825 | 0.78923 | 8 | 0.67178
13373 | 4.02 | 1 | 365 | 4.5991 | 0.2123 | 4 | 0.8114
14999 | 14.31 | 1 | 365 | 16.3714 | 0.79302 | 17 | 0.16447
12749 | 8.415 | 1 | 365 | 9.6272 | 0.28395 | 9 | 0.91118
22769 | 8.175 | 1 | 365 | 9.3527 | 0.73396 | 10 | 0.086619
13857 | 10.35 | 1 | 365 | 11.841 | 0.71823 | 12 | 0.55921
21687 | 5.75 | 1 | 365 | 6.5783 | 0.17679 | 6 | 0.75511
11485 | 8.829 | 1 | 365 | 10.1009 | 0.23268 | 10 | 0.33355
9909 | 8.415 | 1 | 365 | 9.6272 | 0.28395 | 9 | 0.91118
9480 | 4.125 | 1 | 365 | 4.7192 | 0.45292 | 5 | 0.17215
12595 | 5.886 | 1 | 365 | 6.7339 | 0.48845 | 7 | 0.22237
11454 | 7.705 | 1 | 365 | 8.815 | 0.6569 | 9 | 0.47185
15641 | 2.55 | 1 | 365 | 2.9173 | 0.84362 | 3 | 0.76096
11203 | 5.52 | 1 | 365 | 6.3152 | 0.64972 | 6 | 0.96491
11586 | 9.3 | 1 | 365 | 10.6397 | 0.31203 | 10 | 0.95175
13790 | 7.14 | 1 | 365 | 8.1686 | 0.36214 | 8 | 0.5307
42570 | 12.96 | 1 | 365 | 14.827 | 0.69934 | 15 | 0.52631
13072 | 9.625 | 1 | 365 | 11.0115 | 0.056804 | 11 | 0.068343
13544 | 10.71 | 1 | 365 | 12.2528 | 0.54321 | 12 | 0.79605
10196 | 2.91 | 1 | 365 | 3.3292 | 0.6686 | 3 | 0.99781
12290 | 8.415 | 1 | 365 | 9.6272 | 0.28395 | 9 | 0.91118
9672 | 7.14 | 1 | 365 | 8.1686 | 0.36214 | 8 | 0.5307
32290 | 5.175 | 1 | 365 | 5.9205 | 0.85911 | 6 | 0.7796
9521 | 7.65 | 1 | 365 | 8.752 | 0.53086 | 9 | 0.28289
15651 | 7 | 1 | 365 | 8.0084 | 0.041312 | 8 | 0.049704
9654 | 10.965 | 1 | 365 | 12.5446 | 0.12757 | 12 | 0.67214
9779 | 5.1 | 1 | 365 | 5.8347 | 0.68724 | 6 | 0.52193
13287 | 4.578 | 1 | 365 | 5.2375 | 0.49102 | 5 | 0.72851
11346 | 7.5 | 1 | 365 | 8.5804 | 0.18712 | 8 | 0.76754
15921 | 6.44 | 1 | 365 | 7.3677 | 0.75801 | 8 | 0.12573
13607 | 4.335 | 1 | 365 | 4.9595 | 0.93416 | 5 | 0.89364
12573 | 4.845 | 1 | 365 | 5.543 | 0.10288 | 5 | 0.64583
14242 | 3.825 | 1 | 365 | 4.376 | 0.76543 | 5 | 0.14145
11797 | 5.61 | 1 | 365 | 6.4182 | 0.85597 | 7 | 0.27412
16055 | 3.92 | 1 | 365 | 4.4847 | 0.98313 | 5 | 0.46783
16588 | 8.37 | 1 | 365 | 9.5757 | 0.18083 | 9 | 0.75657
16833 | 4.845 | 1 | 365 | 5.543 | 0.10288 | 5 | 0.64583
19405 | 7.395 | 1 | 365 | 8.4603 | 0.9465 | 9 | 0.40679
11733 | 9.45 | 1 | 365 | 10.8113 | 0.65577 | 11 | 0.4671
9847 | 2.04 | 1 | 365 | 2.3339 | 0.6749 | 3 | 0.0087709
13608 | 4.59 | 1 | 365 | 5.2512 | 0.51852 | 5 | 0.76973
9803 | 4.59 | 1 | 365 | 5.2512 | 0.51852 | 5 | 0.76973
16481 | 3.5 | 1 | 365 | 4.0042 | 0.020656 | 4 | 0.024852
14758 | 6.885 | 1 | 365 | 7.8768 | 0.77778 | 8 | 0.6546
17760 | 5.61 | 1 | 365 | 6.4182 | 0.85597 | 7 | 0.27412
16356 | 11.88 | 1 | 365 | 13.5914 | 0.2244 | 13 | 0.81578
11385 | 3.57 | 1 | 365 | 4.0843 | 0.18107 | 4 | 0.26535
19171 | 5.67 | 1 | 365 | 6.4868 | 0.99346 | 7 | 0.48026
15036 | 6.47 | 1 | 365 | 7.402 | 0.82676 | 8 | 0.2288
9437 | 9.995 | 1 | 365 | 11.4348 | 0.9047 | 12 | 0.33954
33002 | 9.075 | 1 | 365 | 10.3823 | 0.79642 | 11 | 0.17872
19707 | 6.05 | 1 | 365 | 6.9215 | 0.86428 | 7 | 0.78582
13541 | 5.4 | 1 | 365 | 6.1779 | 0.37473 | 6 | 0.55263
9646 | 3.825 | 1 | 365 | 4.376 | 0.76543 | 5 | 0.14145
14341 | 5.4 | 1 | 365 | 6.1779 | 0.37473 | 6 | 0.55263
9446 | 5.4 | 1 | 365 | 6.1779 | 0.37473 | 6 | 0.55263
13017 | 4.83 | 1 | 365 | 5.5258 | 0.068505 | 5 | 0.5943
11549 | 5.559 | 1 | 365 | 6.3598 | 0.73909 | 7 | 0.098901
14251 | 6.867 | 1 | 365 | 7.8562 | 0.73653 | 8 | 0.59276
10092 | 8.97 | 1 | 365 | 10.2622 | 0.5558 | 10 | 0.81798
10142 | 8.175 | 1 | 365 | 9.3527 | 0.73396 | 10 | 0.086619
15914 | 4.335 | 1 | 365 | 4.9595 | 0.93416 | 5 | 0.89364
17890 | 7.83 | 1 | 365 | 8.958 | 0.94335 | 9 | 0.90131
9513 | 5.1 | 1 | 365 | 5.8347 | 0.68724 | 6 | 0.52193
20626 | 10.5 | 1 | 365 | 12.0126 | 0.061968 | 12 | 0.074556
10589 | 6.375 | 1 | 365 | 7.2934 | 0.60905 | 7 | 0.90241
16010 | 6.05 | 1 | 365 | 6.9215 | 0.86428 | 7 | 0.78582
17172 | 9.435 | 1 | 365 | 10.7942 | 0.6214 | 11 | 0.41557
3552 | 34.008 | 0.9 | 365 | 35.0164 | 0.13995 | 35 | 0.1563
4733 | 6.12 | 1 | 365 | 7.0016 | 0.02469 | 7 | 0.026313
4749 | 8 | 1 | 365 | 9.1524 | 0.33293 | 9 | 0.48538
4943 | 4.5 | 1 | 365 | 5.1483 | 0.31227 | 5 | 0.46052
10708 | 7.65 | 1 | 365 | 8.752 | 0.53086 | 9 | 0.28289
11853 | 9.325 | 1 | 365 | 10.6683 | 0.36932 | 11 | 0.037641
13444 | 8.97 | 1 | 365 | 10.2622 | 0.5558 | 10 | 0.81798
21140 | 14.74 | 1 | 365 | 16.8634 | 0.77842 | 17 | 0.64181
16792 | 7.28 | 1 | 365 | 8.3287 | 0.68296 | 9 | 0.011692
13901 | 7 | 1 | 365 | 8.0084 | 0.041312 | 8 | 0.049704
12404 | 5.886 | 1 | 365 | 6.7339 | 0.48845 | 7 | 0.22237
51873 | 8 | 1 | 365 | 9.1524 | 0.33293 | 9 | 0.48538
13524 | 5.25 | 1 | 365 | 6.0063 | 0.030984 | 6 | 0.037278
50550 | 7.56 | 1 | 365 | 8.6491 | 0.32462 | 8 | 0.97368
19272 | 10.53 | 1 | 365 | 12.0469 | 0.13072 | 12 | 0.17763
25056 | 6 | 1 | 365 | 6.8643 | 0.7497 | 7 | 0.61403
11293 | 4.125 | 1 | 365 | 4.7192 | 0.45292 | 5 | 0.17215
11299 | 6.6 | 1 | 365 | 7.5508 | 0.12467 | 7 | 0.67544
54188 | 7 | 1 | 365 | 8.0084 | 0.041312 | 8 | 0.049704
11856 | 6.89 | 1 | 365 | 7.8825 | 0.78923 | 8 | 0.67178
20192 | 2.616 | 1 | 365 | 2.9929 | 0.99487 | 3 | 0.98772
26886 | 4.9 | 1 | 365 | 5.6059 | 0.22892 | 5 | 0.83479
17170 | 8.525 | 1 | 365 | 9.7531 | 0.53603 | 10 | 0.2891
16082 | 3.57 | 1 | 365 | 4.0843 | 0.18107 | 4 | 0.26535
51128 | 7.35 | 1 | 365 | 8.4088 | 0.84338 | 9 | 0.25219
11964 | 11.475 | 1 | 365 | 13.128 | 0.29629 | 13 | 0.42434
17077 | 4.845 | 1 | 365 | 5.543 | 0.10288 | 5 | 0.64583
26925 | 8.415 | 1 | 365 | 9.6272 | 0.28395 | 9 | 0.91118
16030 | 6.215 | 1 | 365 | 7.1103 | 0.24239 | 7 | 0.3527
25166 | 6.47 | 1 | 365 | 7.402 | 0.82676 | 8 | 0.2288
14719 | 5.47 | 1 | 365 | 6.258 | 0.53514 | 6 | 0.79313
52706 | 13.26 | 1 | 365 | 15.1702 | 0.38683 | 15 | 0.55701
20880 | 6.89 | 1 | 365 | 7.8825 | 0.78923 | 8 | 0.67178
12125 | 2.55 | 1 | 365 | 2.9173 | 0.84362 | 3 | 0.76096
13518 | 4.16 | 1 | 365 | 4.7593 | 0.53312 | 5 | 0.2924
10867 | 7.245 | 1 | 365 | 8.2887 | 0.60276 | 8 | 0.89144
16277 | 8.505 | 1 | 365 | 9.7302 | 0.49019 | 10 | 0.22039
30751 | 4.98 | 1 | 365 | 5.6974 | 0.41225 | 6 | 0.10965
10753 | 6.44 | 1 | 365 | 7.3677 | 0.75801 | 8 | 0.12573
30994 | 7.905 | 1 | 365 | 9.0438 | 0.11522 | 9 | 0.15899
10739 | 8.25 | 1 | 365 | 9.4385 | 0.90583 | 10 | 0.34429
11440 | 6.555 | 1 | 365 | 7.4993 | 0.021543 | 7 | 0.52083
10677 | 6.885 | 1 | 365 | 7.8768 | 0.77778 | 8 | 0.6546
10953 | 6.54 | 1 | 365 | 7.4821 | 0.98717 | 8 | 0.46929
13073 | 5.1 | 1 | 365 | 5.8347 | 0.68724 | 6 | 0.52193
10752 | 7.25 | 1 | 365 | 8.2944 | 0.61422 | 8 | 0.90862
10730 | 3.825 | 1 | 365 | 4.376 | 0.76543 | 5 | 0.14145
10693 | 3.315 | 1 | 365 | 3.7925 | 0.59671 | 4 | 0.38925
16622 | 5.75 | 1 | 365 | 6.5783 | 0.17679 | 6 | 0.75511
17469 | 6.63 | 1 | 365 | 7.5851 | 0.19341 | 7 | 0.77851
13910 | 7.84 | 1 | 365 | 8.9694 | 0.96627 | 9 | 0.93567
13950 | 3.92 | 1 | 365 | 4.4847 | 0.98313 | 5 | 0.46783
19498 | 6.63 | 1 | 365 | 7.5851 | 0.19341 | 7 | 0.77851
53983 | 10.71 | 1 | 365 | 12.2528 | 0.54321 | 12 | 0.79605
51874 | 7.84 | 1 | 365 | 8.9694 | 0.96627 | 9 | 0.93567
42582 | 7.65 | 1 | 365 | 8.752 | 0.53086 | 9 | 0.28289
14418 | 4.08 | 1 | 365 | 4.6677 | 0.34979 | 5 | 0.017542
22197 | 8.25 | 1 | 365 | 9.4385 | 0.90583 | 10 | 0.34429
12169 | 10.08 | 1 | 365 | 11.5321 | 0.099489 | 11 | 0.63157
16349 | 9.72 | 1 | 365 | 11.1202 | 0.27451 | 11 | 0.39473
23019 | 10.215 | 1 | 365 | 11.6865 | 0.40886 | 12 | 0.095389
24093 | 6.21 | 1 | 365 | 7.1046 | 0.23094 | 7 | 0.33552
80797 | 4.95 | 1 | 365 | 5.6631 | 0.3435 | 6 | 0.0065764
20474 | 14.84 | 1 | 365 | 16.9778 | 0.0075814 | 16 | 0.98537
18831 | 4.335 | 1 | 365 | 4.9595 | 0.93416 | 5 | 0.89364
21057 | 9.12 | 1 | 365 | 10.4338 | 0.89954 | 11 | 0.33333
13075 | 2.7 | 1 | 365 | 3.089 | 0.18736 | 3 | 0.27631
48622 | 9.045 | 1 | 365 | 10.348 | 0.72767 | 11 | 0.075653
16697 | 6.375 | 1 | 365 | 7.2934 | 0.60905 | 7 | 0.90241
24445 | 4.4 | 1 | 365 | 5.0338 | 0.08311 | 5 | 0.11696
17082 | 6.03 | 1 | 365 | 6.8987 | 0.81844 | 7 | 0.7171
21124 | 7.02 | 1 | 365 | 8.0313 | 0.087144 | 8 | 0.11842
10696 | 9.6 | 1 | 365 | 10.9829 | 0.99951 | 11 | 0.98245
12860 | 10.71 | 1 | 365 | 12.2528 | 0.54321 | 12 | 0.79605
11264 | 9.18 | 1 | 365 | 10.5024 | 0.037035 | 10 | 0.53947
11747 | 8.25 | 1 | 365 | 9.4385 | 0.90583 | 10 | 0.34429
25095 | 5.25 | 1 | 365 | 6.0063 | 0.030984 | 6 | 0.037278
12330 | 14.85 | 1 | 365 | 16.9892 | 0.030498 | 17 | 0.019729
12780 | 8.28 | 1 | 365 | 9.4728 | 0.97458 | 10 | 0.44736
15110 | 7.245 | 1 | 365 | 8.2887 | 0.60276 | 8 | 0.89144
12936 | 7.15 | 1 | 365 | 8.18 | 0.38505 | 8 | 0.56505
15653 | 11.75 | 1 | 365 | 13.4427 | 0.92649 | 14 | 0.36915
16364 | 12.42 | 1 | 365 | 14.2092 | 0.46187 | 14 | 0.67105
19179 | 10.2 | 1 | 365 | 11.6694 | 0.37448 | 12 | 0.043854
16872 | 3 | 1 | 365 | 3.4322 | 0.87485 | 4 | 0.30702
20486 | 10.98 | 1 | 365 | 12.5617 | 0.16194 | 12 | 0.72368
21271 | 4.08 | 1 | 365 | 4.6677 | 0.34979 | 5 | 0.017542
13984 | 2.75 | 1 | 365 | 3.1462 | 0.30194 | 3 | 0.4481
10711 | 6.12 | 1 | 365 | 7.0016 | 0.02469 | 7 | 0.026313
51947 | 5.75 | 1 | 365 | 6.5783 | 0.17679 | 6 | 0.75511
10771 | 12 | 1 | 365 | 13.7287 | 0.49939 | 14 | 0.22806
16591 | 5.88 | 1 | 365 | 6.727 | 0.4747 | 7 | 0.20175
11442 | 6.375 | 1 | 365 | 7.2934 | 0.60905 | 7 | 0.90241
13610 | 5.88 | 1 | 365 | 6.727 | 0.4747 | 7 | 0.20175
45242 | 4.8 | 1 | 365 | 5.4915 | 0.99976 | 6 | 0.49123
10751 | 10.464 | 1 | 365 | 11.9714 | 0.97947 | 12 | 0.95087
20813 | 7.14 | 1 | 365 | 8.1686 | 0.36214 | 8 | 0.5307
12234 | 6.21 | 1 | 365 | 7.1046 | 0.23094 | 7 | 0.33552
15000 | 2.7 | 1 | 365 | 3.089 | 0.18736 | 3 | 0.27631
51156 | 5.98 | 1 | 365 | 6.8415 | 0.70386 | 7 | 0.54532
15691 | 5.7 | 1 | 365 | 6.5211 | 0.062211 | 6 | 0.58333
32882 | 5.61 | 1 | 365 | 6.4182 | 0.85597 | 7 | 0.27412
17148 | 6.72 | 1 | 365 | 7.6881 | 0.39966 | 8 | 0.087716
51901 | 5.1 | 1 | 365 | 5.8347 | 0.68724 | 6 | 0.52193
15785 | 9.18 | 1 | 365 | 10.5024 | 0.037035 | 10 | 0.53947
15490 | 4.08 | 1 | 365 | 4.6677 | 0.34979 | 5 | 0.017542
10737 | 8.75 | 1 | 365 | 10.0105 | 0.05164 | 10 | 0.06213
11259 | 9.69 | 1 | 365 | 11.0859 | 0.20576 | 11 | 0.29166
10741 | 8.67 | 1 | 365 | 9.919 | 0.86831 | 10 | 0.78728
10684 | 6.75 | 1 | 365 | 7.7224 | 0.46841 | 8 | 0.19079
15488 | 8.25 | 1 | 365 | 9.4385 | 0.90583 | 10 | 0.34429
11484 | 9.156 | 1 | 365 | 10.475 | 0.98204 | 11 | 0.45701
12925 | 11.44 | 1 | 365 | 13.088 | 0.21609 | 13 | 0.30409
10691 | 4.08 | 1 | 365 | 4.6677 | 0.34979 | 5 | 0.017542
10876 | 10.92 | 1 | 365 | 12.4931 | 0.024447 | 12 | 0.51754
12577 | 7.395 | 1 | 365 | 8.4603 | 0.9465 | 9 | 0.40679
16279 | 8.8 | 1 | 365 | 10.0677 | 0.16622 | 10 | 0.23391
10736 | 5.1 | 1 | 365 | 5.8347 | 0.68724 | 6 | 0.52193
10692 | 2.295 | 1 | 365 | 2.6256 | 0.25926 | 2 | 0.88487
11325 | 5.865 | 1 | 365 | 6.7099 | 0.44033 | 7 | 0.15022
10916 | 5.2 | 1 | 365 | 5.9491 | 0.9164 | 6 | 0.86549
11748 | 10.5 | 1 | 365 | 12.0126 | 0.061968 | 12 | 0.074556
10695 | 5.865 | 1 | 365 | 6.7099 | 0.44033 | 7 | 0.15022
10697 | 3.06 | 1 | 365 | 3.5008 | 0.012345 | 3 | 0.51316
10689 | 5.83 | 1 | 365 | 6.6698 | 0.36012 | 7 | 0.029968
10875 | 11.22 | 1 | 365 | 12.8363 | 0.71193 | 13 | 0.54824
10755 | 10.791 | 1 | 365 | 12.3455 | 0.72883 | 13 | 0.074337
10877 | 7.5 | 1 | 365 | 8.5804 | 0.18712 | 8 | 0.76754
10776 | 9.38 | 1 | 365 | 10.7312 | 0.49536 | 11 | 0.2266
67830 | 6.555 | 1 | 365 | 7.4993 | 0.021543 | 7 | 0.52083
18600 | 5.5 | 1 | 365 | 6.2923 | 0.60389 | 6 | 0.8962
26885 | 3.675 | 1 | 365 | 4.2044 | 0.42169 | 4 | 0.62609
11202 | 7.56 | 1 | 365 | 8.6491 | 0.32462 | 8 | 0.97368
25075 | 8.12 | 1 | 365 | 9.2897 | 0.60792 | 9 | 0.89766
32854 | 11.88 | 1 | 365 | 13.5914 | 0.2244 | 13 | 0.81578
21792 | 4.5 | 1 | 365 | 5.1483 | 0.31227 | 5 | 0.46052
18219 | 6.05 | 1 | 365 | 6.9215 | 0.86428 | 7 | 0.78582
19383 | 6 | 1 | 365 | 6.8643 | 0.7497 | 7 | 0.61403
30524 | 3.78 | 1 | 365 | 4.3245 | 0.66231 | 4 | 0.98684
22588 | 3.64 | 1 | 365 | 4.1644 | 0.34148 | 4 | 0.50585
14438 | 3.85 | 1 | 365 | 4.4046 | 0.82272 | 5 | 0.22734
17155 | 7.84 | 1 | 365 | 8.9694 | 0.96627 | 9 | 0.93567
13570 | 5.1 | 1 | 365 | 5.8347 | 0.68724 | 6 | 0.52193
20274 | 8.16 | 1 | 365 | 9.3355 | 0.69959 | 10 | 0.035084
13958 | 14.535 | 1 | 365 | 16.6289 | 0.30864 | 16 | 0.93749
25589 | 9.483 | 1 | 365 | 10.8491 | 0.73139 | 11 | 0.58048
26650 | 6.36 | 1 | 365 | 7.2762 | 0.57468 | 7 | 0.85087
22068 | 6.3 | 1 | 365 | 7.2076 | 0.43718 | 7 | 0.64473
80891 | 10.965 | 1 | 365 | 12.5446 | 0.12757 | 12 | 0.67214
18514 | 4.24 | 1 | 365 | 4.8508 | 0.71645 | 5 | 0.56725
14339 | 5.61 | 1 | 365 | 6.4182 | 0.85597 | 7 | 0.27412
16586 | 11.925 | 1 | 365 | 13.6429 | 0.32752 | 13 | 0.97039
10726 | 8.75 | 1 | 365 | 10.0105 | 0.05164 | 10 | 0.06213
10954 | 12.06 | 1 | 365 | 13.7973 | 0.63689 | 14 | 0.4342
10775 | 5.355 | 1 | 365 | 6.1264 | 0.2716 | 6 | 0.39802
18326 | 8.8 | 1 | 365 | 10.0677 | 0.16622 | 10 | 0.23391
11071 | 11 | 1 | 365 | 12.5846 | 0.20778 | 12 | 0.79239
17591 | 6.72 | 1 | 365 | 7.6881 | 0.39966 | 8 | 0.087716
20946 | 5.886 | 1 | 365 | 6.7339 | 0.48845 | 7 | 0.22237
48818 | 4.86 | 1 | 365 | 5.5601 | 0.13725 | 5 | 0.69737
16607 | 8.4 | 1 | 365 | 9.6101 | 0.24957 | 9 | 0.85964
54393 | 13.5 | 1 | 365 | 15.4448 | 0.93682 | 16 | 0.38157
11509 | 7.75 | 1 | 365 | 8.8664 | 0.76002 | 9 | 0.62646
18596 | 2.7 | 1 | 365 | 3.089 | 0.18736 | 3 | 0.27631
11268 | 10.05 | 1 | 365 | 11.4978 | 0.030741 | 11 | 0.5285
10714 | 3.25 | 1 | 365 | 3.7182 | 0.44775 | 4 | 0.16593
11488 | 6.7 | 1 | 365 | 7.6652 | 0.35383 | 8 | 0.019002
21000 | 8.4 | 1 | 365 | 9.6101 | 0.24957 | 9 | 0.85964
13120 | 9.483 | 1 | 365 | 10.8491 | 0.73139 | 11 | 0.58048
22586 | 7.28 | 1 | 365 | 8.3287 | 0.68296 | 9 | 0.011692
33547 | 5.5 | 1 | 365 | 6.2923 | 0.60389 | 6 | 0.8962
14931 | 12 | 1 | 365 | 13.7287 | 0.49939 | 14 | 0.22806
77451 | 3.06 | 1 | 365 | 3.5008 | 0.012345 | 3 | 0.51316
31240 | 4.48 | 1 | 365 | 5.1254 | 0.26644 | 5 | 0.39181
11772 | 4.76 | 1 | 365 | 5.4457 | 0.90809 | 6 | 0.3538
26880 | 3.43 | 1 | 365 | 3.9241 | 0.86024 | 4 | 0.78435
20245 | 4.4 | 1 | 365 | 5.0338 | 0.08311 | 5 | 0.11696
53970 | 6.63 | 1 | 365 | 7.5851 | 0.19341 | 7 | 0.77851
26883 | 4.9 | 1 | 365 | 5.6059 | 0.22892 | 5 | 0.83479
32840 | 10.64 | 1 | 365 | 12.1728 | 0.38279 | 12 | 0.55555
14828 | 5.88 | 1 | 365 | 6.727 | 0.4747 | 7 | 0.20175
14170 | 5.61 | 1 | 365 | 6.4182 | 0.85597 | 7 | 0.27412
26400 | 6.12 | 1 | 365 | 7.0016 | 0.02469 | 7 | 0.026313
11487 | 12.395 | 1 | 365 | 14.1806 | 0.40458 | 14 | 0.58515
17844 | 4.8 | 1 | 365 | 5.4915 | 0.99976 | 6 | 0.49123
15694 | 7.2 | 1 | 365 | 8.2372 | 0.49964 | 8 | 0.73684
22614 | 8.4 | 1 | 365 | 9.6101 | 0.24957 | 9 | 0.85964
11907 | 5.61 | 1 | 365 | 6.4182 | 0.85597 | 7 | 0.27412
14499 | 8.925 | 1 | 365 | 10.2107 | 0.45267 | 10 | 0.66337
21068 | 3.924 | 1 | 365 | 4.4893 | 0.9923 | 5 | 0.48158
17798 | 5.61 | 1 | 365 | 6.4182 | 0.85597 | 7 | 0.27412
12455 | 6.54 | 1 | 365 | 7.4821 | 0.98717 | 8 | 0.46929
10682 | 11.22 | 1 | 365 | 12.8363 | 0.71193 | 13 | 0.54824
10998 | 7.7 | 1 | 365 | 8.8092 | 0.64544 | 9 | 0.45467
13643 | 11.475 | 1 | 365 | 13.128 | 0.29629 | 13 | 0.42434
12239 | 7 | 1 | 365 | 8.0084 | 0.041312 | 8 | 0.049704
12775 | 5.225 | 1 | 365 | 5.9777 | 0.97369 | 6 | 0.95139
10679 | 3.57 | 1 | 365 | 4.0843 | 0.18107 | 4 | 0.26535
19587 | 8.37 | 1 | 365 | 9.5757 | 0.18083 | 9 | 0.75657
13520 | 7 | 1 | 365 | 8.0084 | 0.041312 | 8 | 0.049704
23576 | 4.59 | 1 | 365 | 5.2512 | 0.51852 | 5 | 0.76973
14125 | 5.3 | 1 | 365 | 6.0635 | 0.14556 | 6 | 0.20906
19501 | 6 | 1 | 365 | 6.8643 | 0.7497 | 7 | 0.61403
20195 | 5.04 | 1 | 365 | 5.766 | 0.54974 | 6 | 0.31579
12827 | 7.29 | 1 | 365 | 8.3402 | 0.70588 | 9 | 0.046049
17177 | 6.9 | 1 | 365 | 7.894 | 0.81215 | 8 | 0.70614
21615 | 4.98 | 1 | 365 | 5.6974 | 0.41225 | 6 | 0.10965
13457 | 8.8 | 1 | 365 | 10.0677 | 0.16622 | 10 | 0.23391
20243 | 7.975 | 1 | 365 | 9.1238 | 0.27564 | 9 | 0.39948
16291 | 6.325 | 1 | 365 | 7.2362 | 0.49447 | 7 | 0.73063
12905 | 7.2 | 1 | 365 | 8.2372 | 0.49964 | 8 | 0.73684
54265 | 5.4 | 1 | 365 | 6.1779 | 0.37473 | 6 | 0.55263
11536 | 9.945 | 1 | 365 | 11.3776 | 0.79012 | 12 | 0.16776
31128 | 6.615 | 1 | 365 | 7.5679 | 0.15904 | 7 | 0.72697
13534 | 6.12 | 1 | 365 | 7.0016 | 0.02469 | 7 | 0.026313
49273 | 5.1 | 1 | 365 | 5.8347 | 0.68724 | 6 | 0.52193
21011 | 4.95 | 1 | 365 | 5.6631 | 0.3435 | 6 | 0.0065764
15065 | 7.02 | 1 | 365 | 8.0313 | 0.087144 | 8 | 0.11842
12596 | 9.81 | 1 | 365 | 11.2232 | 0.48075 | 11 | 0.70394
13363 | 5.7 | 1 | 365 | 6.5211 | 0.062211 | 6 | 0.58333
20077 | 4.86 | 1 | 365 | 5.5601 | 0.13725 | 5 | 0.69737
45249 | 8.1 | 1 | 365 | 9.2669 | 0.56209 | 9 | 0.82894
25047 | 10.64 | 1 | 365 | 12.1728 | 0.38279 | 12 | 0.55555
11002 | 5.232 | 1 | 365 | 5.9857 | 0.98973 | 6 | 0.97544
13283 | 9.81 | 1 | 365 | 11.2232 | 0.48075 | 11 | 0.70394
16836 | 7.84 | 1 | 365 | 8.9694 | 0.96627 | 9 | 0.93567
17433 | 4.578 | 1 | 365 | 5.2375 | 0.49102 | 5 | 0.72851
23040 | 9.315 | 1 | 365 | 10.6569 | 0.3464 | 11 | 0.0032847
18347 | 6.5 | 1 | 365 | 7.4364 | 0.8955 | 8 | 0.33187
50593 | 6.12 | 1 | 365 | 7.0016 | 0.02469 | 7 | 0.026313
10754 | 6.72 | 1 | 365 | 7.6881 | 0.39966 | 8 | 0.087716
18690 | 4.32 | 1 | 365 | 4.9423 | 0.89978 | 5 | 0.8421
51090 | 11.275 | 1 | 365 | 12.8992 | 0.83797 | 13 | 0.7372
12822 | 8.67 | 1 | 365 | 9.919 | 0.86831 | 10 | 0.78728
15198 | 9.99 | 1 | 365 | 11.4291 | 0.89324 | 12 | 0.32236
11486 | 12.753 | 1 | 365 | 14.5901 | 0.22498 | 14 | 0.81513
23035 | 3.3 | 1 | 365 | 3.7754 | 0.56233 | 4 | 0.33772
19710 | 6.6 | 1 | 365 | 7.5508 | 0.12467 | 7 | 0.67544
11069 | 6.6 | 1 | 365 | 7.5508 | 0.12467 | 7 | 0.67544
18598 | 6.6 | 1 | 365 | 7.5508 | 0.12467 | 7 | 0.67544
14922 | 5.04 | 1 | 365 | 5.766 | 0.54974 | 6 | 0.31579
12286 | 7.245 | 1 | 365 | 8.2887 | 0.60276 | 8 | 0.89144
19193 | 5.895 | 1 | 365 | 6.7442 | 0.50908 | 7 | 0.25329
14553 | 5.83 | 1 | 365 | 6.6698 | 0.36012 | 7 | 0.029968
14019 | 3.924 | 1 | 365 | 4.4893 | 0.9923 | 5 | 0.48158
24137 | 6.21 | 1 | 365 | 7.1046 | 0.23094 | 7 | 0.33552
13384 | 7.7 | 1 | 365 | 8.8092 | 0.64544 | 9 | 0.45467
11262 | 9.69 | 1 | 365 | 11.0859 | 0.20576 | 11 | 0.29166
14824 | 4.125 | 1 | 365 | 4.7192 | 0.45292 | 5 | 0.17215
10685 | 9.435 | 1 | 365 | 10.7942 | 0.6214 | 11 | 0.41557
13611 | 7.905 | 1 | 365 | 9.0438 | 0.11522 | 9 | 0.15899
16692 | 5.232 | 1 | 365 | 5.9857 | 0.98973 | 6 | 0.97544
59054 | 4.83 | 1 | 365 | 5.5258 | 0.068505 | 5 | 0.5943
19320 | 11.25 | 1 | 365 | 12.8706 | 0.78068 | 13 | 0.65131
13442 | 9.72 | 1 | 365 | 11.1202 | 0.27451 | 11 | 0.39473
51946 | 7.5 | 1 | 365 | 8.5804 | 0.18712 | 8 | 0.76754
51945 | 6.25 | 1 | 365 | 7.1504 | 0.3226 | 7 | 0.47295
10744 | 3.92 | 1 | 365 | 4.4847 | 0.98313 | 5 | 0.46783
16826 | 4.845 | 1 | 365 | 5.543 | 0.10288 | 5 | 0.64583
47245 | 4.335 | 1 | 365 | 4.9595 | 0.9329 | 5 | 0.89238
5594 | 8 | 1 | 365 | 9.1524 | 0.33293 | 9 | 0.48538
6106 | 6.48 | 1 | 365 | 7.4135 | 0.84967 | 8 | 0.26315
23230 | 6.375 | 1 | 365 | 7.2934 | 0.60905 | 7 | 0.90241
32077 | 7.14 | 1 | 365 | 8.1686 | 0.36214 | 8 | 0.5307
11861 | 8.4 | 1 | 365 | 9.6101 | 0.24957 | 9 | 0.85964
13074 | 9.18 | 1 | 365 | 10.5024 | 0.037035 | 10 | 0.53947
20542 | 4.4 | 1 | 365 | 5.0338 | 0.08311 | 5 | 0.11696
36720 | 5.47 | 1 | 365 | 6.258 | 0.53514 | 6 | 0.79313
14672 | 7.7 | 1 | 365 | 8.8092 | 0.64544 | 9 | 0.45467
18006 | 11.76 | 1 | 365 | 13.4541 | 0.9494 | 14 | 0.4035
13796 | 5.61 | 1 | 365 | 6.4182 | 0.85597 | 7 | 0.27412
16322 | 4.08 | 1 | 365 | 4.6677 | 0.34979 | 5 | 0.017542
26630 | 8.16 | 1 | 365 | 9.3355 | 0.69959 | 10 | 0.035084
14253 | 5.5 | 1 | 365 | 6.2923 | 0.60389 | 6 | 0.8962
22434 | 7.848 | 1 | 365 | 8.9786 | 0.9846 | 9 | 0.96315
18349 | 7.905 | 1 | 365 | 9.0438 | 0.11522 | 9 | 0.15899
25740 | 7.395 | 1 | 365 | 8.4603 | 0.9465 | 9 | 0.40679
12931 | 4.32 | 1 | 365 | 4.9423 | 0.89978 | 5 | 0.8421
24108 | 7.905 | 1 | 365 | 9.0438 | 0.11522 | 9 | 0.15899
56204 | 8.88 | 1 | 365 | 10.1592 | 0.34955 | 10 | 0.50877
10881 | 3.57 | 1 | 365 | 4.0843 | 0.18107 | 4 | 0.26535
16894 | 5.775 | 1 | 365 | 6.6069 | 0.23408 | 6 | 0.84101
10883 | 6.3 | 1 | 365 | 7.2076 | 0.43718 | 7 | 0.64473
10886 | 4.5 | 1 | 365 | 5.1483 | 0.31227 | 5 | 0.46052
11017 | 8.16 | 1 | 365 | 9.3355 | 0.69959 | 10 | 0.035084
12348 | 5.13 | 1 | 365 | 5.869 | 0.75599 | 6 | 0.625
10946 | 10.71 | 1 | 365 | 12.2528 | 0.54321 | 12 | 0.79605
12594 | 6.875 | 1 | 365 | 7.8654 | 0.75486 | 8 | 0.62025
56595 | 7.5 | 1 | 365 | 8.5804 | 0.18712 | 8 | 0.76754
10882 | 7.2 | 1 | 365 | 8.2372 | 0.49964 | 8 | 0.73684
10878 | 4.08 | 1 | 365 | 4.6677 | 0.34979 | 5 | 0.017542
11015 | 2.55 | 1 | 365 | 2.9173 | 0.84362 | 3 | 0.76096
12592 | 5.775 | 1 | 365 | 6.6069 | 0.23408 | 6 | 0.84101
15391 | 12.96 | 1 | 365 | 14.827 | 0.69934 | 15 | 0.52631
14907 | 9.045 | 1 | 365 | 10.348 | 0.72767 | 11 | 0.075653
51364 | 9.69 | 1 | 365 | 11.0859 | 0.20576 | 11 | 0.29166
21125 | 9.81 | 1 | 365 | 11.2232 | 0.48075 | 11 | 0.70394
32011 | 3.92 | 1 | 365 | 4.4847 | 0.98313 | 5 | 0.46783
12403 | 12.099 | 1 | 365 | 13.8419 | 0.72626 | 14 | 0.5682
16890 | 6 | 1 | 365 | 6.8643 | 0.7497 | 7 | 0.61403
22553 | 5.04 | 1 | 365 | 5.766 | 0.54974 | 6 | 0.31579
26851 | 4.08 | 1 | 365 | 4.6677 | 0.34979 | 5 | 0.017542
51916 | 3.315 | 1 | 365 | 3.7925 | 0.59671 | 4 | 0.38925
13533 | 5.865 | 1 | 365 | 6.7099 | 0.44033 | 7 | 0.15022
15645 | 8.4 | 1 | 365 | 9.6101 | 0.24957 | 9 | 0.85964
20096 | 8.525 | 1 | 365 | 9.7531 | 0.53603 | 10 | 0.2891
11300 | 7.8 | 1 | 365 | 8.9236 | 0.8746 | 9 | 0.79824
12811 | 6.375 | 1 | 365 | 7.2934 | 0.60905 | 7 | 0.90241
18864 | 4.08 | 1 | 365 | 4.6677 | 0.34979 | 5 | 0.017542
15925 | 7.95 | 1 | 365 | 9.0952 | 0.21835 | 9 | 0.31359
23042 | 6.03 | 1 | 365 | 6.8987 | 0.81844 | 7 | 0.7171
13953 | 7.245 | 1 | 365 | 8.2887 | 0.60276 | 8 | 0.89144
20642 | 3.575 | 1 | 365 | 4.09 | 0.19253 | 4 | 0.28253
14899 | 5 | 1 | 365 | 5.7203 | 0.45808 | 6 | 0.17836
17907 | 9.15 | 1 | 365 | 10.4681 | 0.96829 | 11 | 0.4364
16353 | 5.3 | 1 | 365 | 6.0635 | 0.14556 | 6 | 0.20906
21126 | 5.232 | 1 | 365 | 5.9857 | 0.98973 | 6 | 0.97544
16365 | 6.63 | 1 | 365 | 7.5851 | 0.19341 | 7 | 0.77851
11254 | 2.8 | 1 | 365 | 3.2034 | 0.41652 | 3 | 0.61988
13281 | 6.05 | 1 | 365 | 6.9215 | 0.86428 | 7 | 0.78582
13013 | 10.725 | 1 | 365 | 12.27 | 0.57758 | 12 | 0.84758
13460 | 4.95 | 1 | 365 | 5.6631 | 0.3435 | 6 | 0.0065764
11628 | 4.675 | 1 | 365 | 5.3485 | 0.7133 | 6 | 0.061767
14551 | 5.232 | 1 | 365 | 5.9857 | 0.98973 | 6 | 0.97544
19701 | 7.29 | 1 | 365 | 8.3402 | 0.70588 | 9 | 0.046049
13138 | 8.71 | 1 | 365 | 9.9647 | 0.95998 | 10 | 0.9247
13449 | 7.95 | 1 | 365 | 9.0952 | 0.21835 | 9 | 0.31359
46954 | 8.55 | 1 | 365 | 9.7817 | 0.59332 | 10 | 0.375
17088 | 7.2 | 1 | 365 | 8.2372 | 0.49964 | 8 | 0.73684
16860 | 7.28 | 1 | 365 | 8.3287 | 0.68296 | 9 | 0.011692
11062 | 5.6 | 1 | 365 | 6.4067 | 0.83305 | 7 | 0.23976
13470 | 5.5 | 1 | 365 | 6.2923 | 0.60389 | 6 | 0.8962
31575 | 14.4 | 1 | 365 | 16.4744 | 0.99927 | 17 | 0.47368
13612 | 7.848 | 1 | 365 | 8.9786 | 0.9846 | 9 | 0.96315
18699 | 10.36 | 1 | 365 | 11.8524 | 0.74114 | 12 | 0.59356
26171 | 9.045 | 1 | 365 | 10.348 | 0.72767 | 11 | 0.075653
24181 | 7.15 | 1 | 365 | 8.18 | 0.38505 | 8 | 0.56505
13352 | 7.84 | 1 | 365 | 8.9694 | 0.96627 | 9 | 0.93567
21186 | 7.65 | 1 | 365 | 8.752 | 0.53086 | 9 | 0.28289
17467 | 4.05 | 1 | 365 | 4.6334 | 0.28104 | 4 | 0.91447
20427 | 4.578 | 1 | 365 | 5.2375 | 0.49102 | 5 | 0.72851
10890 | 6.75 | 1 | 365 | 7.7224 | 0.46841 | 8 | 0.19079
19706 | 10.92 | 1 | 365 | 12.4931 | 0.024447 | 12 | 0.51754
12166 | 6.44 | 1 | 365 | 7.3677 | 0.75801 | 8 | 0.12573
12150 | 6.54 | 1 | 365 | 7.4821 | 0.98717 | 8 | 0.46929
17317 | 8.84 | 1 | 365 | 10.1135 | 0.25789 | 10 | 0.37134
13285 | 6.72 | 1 | 365 | 7.6881 | 0.39966 | 8 | 0.087716
20761 | 9.075 | 1 | 365 | 10.3823 | 0.79642 | 11 | 0.17872
11070 | 7.84 | 1 | 365 | 8.9694 | 0.96627 | 9 | 0.93567
15636 | 4.08 | 1 | 365 | 4.6677 | 0.34979 | 5 | 0.017542
16581 | 6.48 | 1 | 365 | 7.4135 | 0.84967 | 8 | 0.26315
10951 | 7.84 | 1 | 365 | 8.9694 | 0.96627 | 9 | 0.93567
14195 | 4.8 | 1 | 365 | 5.4915 | 0.99976 | 6 | 0.49123
11204 | 7.42 | 1 | 365 | 8.4889 | 0.0037907 | 8 | 0.49269
26542 | 10.78 | 1 | 365 | 12.3329 | 0.70362 | 13 | 0.036544
26524 | 6.12 | 1 | 365 | 7.0016 | 0.02469 | 7 | 0.026313
51902 | 3.57 | 1 | 365 | 4.0843 | 0.18107 | 4 | 0.26535
42990 | 8.835 | 1 | 365 | 10.1077 | 0.24643 | 10 | 0.35416
18521 | 6.63 | 1 | 365 | 7.5851 | 0.19341 | 7 | 0.77851
16866 | 9.35 | 1 | 365 | 10.6969 | 0.42661 | 11 | 0.12353
24981 | 14.04 | 1 | 365 | 16.0625 | 0.17429 | 16 | 0.23683
21191 | 6.75 | 1 | 365 | 7.7224 | 0.46841 | 8 | 0.19079
19152 | 8.4 | 1 | 365 | 9.6101 | 0.24957 | 9 | 0.85964
10952 | 6.875 | 1 | 365 | 7.8654 | 0.75486 | 8 | 0.62025
13565 | 4.86 | 1 | 365 | 5.5601 | 0.13725 | 5 | 0.69737
19619 | 7.28 | 1 | 365 | 8.3287 | 0.68296 | 9 | 0.011692
16280 | 8.1 | 1 | 365 | 9.2669 | 0.56209 | 9 | 0.82894
14407 | 8.68 | 1 | 365 | 9.9304 | 0.89123 | 10 | 0.82163
22533 | 9.715 | 1 | 365 | 11.1145 | 0.26305 | 11 | 0.37755
14820 | 7.28 | 1 | 365 | 8.3287 | 0.68296 | 9 | 0.011692
51943 | 8.75 | 1 | 365 | 10.0105 | 0.05164 | 10 | 0.06213
24158 | 5.5 | 1 | 365 | 6.2923 | 0.60389 | 6 | 0.8962
22457 | 7.521 | 1 | 365 | 8.6044 | 0.23524 | 8 | 0.83969
22782 | 8.75 | 1 | 365 | 10.0105 | 0.05164 | 10 | 0.06213
21549 | 3.135 | 1 | 365 | 3.5866 | 0.18422 | 3 | 0.77083
23947 | 2 | 1 | 365 | 2.2881 | 0.58323 | 2 | 0.87134
10889 | 6 | 1 | 365 | 6.8643 | 0.7497 | 7 | 0.61403
13576 | 5.5 | 1 | 365 | 6.2923 | 0.60389 | 6 | 0.8962
24868 | 6.05 | 1 | 365 | 6.9215 | 0.86428 | 7 | 0.78582
12402 | 9.156 | 1 | 365 | 10.475 | 0.98204 | 11 | 0.45701
34037 | 9.9 | 1 | 365 | 11.3262 | 0.687 | 12 | 0.013153
13732 | 10.71 | 1 | 365 | 12.2528 | 0.54321 | 12 | 0.79605
14793 | 7.7 | 1 | 365 | 8.8092 | 0.64544 | 9 | 0.45467
17389 | 8.25 | 1 | 365 | 9.4385 | 0.90583 | 10 | 0.34429
26529 | 10.2 | 1 | 365 | 11.6694 | 0.37448 | 12 | 0.043854
23642 | 9.435 | 1 | 365 | 10.7942 | 0.6214 | 11 | 0.41557
26416 | 6.125 | 1 | 365 | 7.0073 | 0.036148 | 7 | 0.043491
26517 | 3.675 | 1 | 365 | 4.2044 | 0.42169 | 4 | 0.62609
26417 | 6.37 | 1 | 365 | 7.2876 | 0.59759 | 7 | 0.88523
26513 | 7.65 | 1 | 365 | 8.752 | 0.53086 | 9 | 0.28289
22336 | 7.65 | 1 | 365 | 8.752 | 0.53086 | 9 | 0.28289
18364 | 6 | 1 | 365 | 6.8643 | 0.7497 | 7 | 0.61403
13600 | 8.925 | 1 | 365 | 10.2107 | 0.45267 | 10 | 0.66337
29679 | 8.829 | 1 | 365 | 10.1009 | 0.23268 | 10 | 0.33355
17770 | 7.84 | 1 | 365 | 8.9694 | 0.96627 | 9 | 0.93567
17045 | 7.395 | 1 | 365 | 8.4603 | 0.9465 | 9 | 0.40679
11752 | 9.18 | 1 | 365 | 10.5024 | 0.037035 | 10 | 0.53947
23997 | 5.9 | 1 | 365 | 6.7499 | 0.52053 | 7 | 0.27046
22856 | 7.75 | 1 | 365 | 8.8664 | 0.76002 | 9 | 0.62646
19064 | 4.8 | 1 | 365 | 5.4915 | 0.99976 | 6 | 0.49123
42578 | 7.42 | 1 | 365 | 8.4889 | 0.0037907 | 8 | 0.49269
13462 | 7.15 | 1 | 365 | 8.18 | 0.38505 | 8 | 0.56505
28569 | 5.72 | 1 | 365 | 6.544 | 0.10804 | 6 | 0.65204
13064 | 6.9 | 1 | 365 | 7.894 | 0.81215 | 8 | 0.70614
16361 | 5.6 | 1 | 365 | 6.4067 | 0.83305 | 7 | 0.23976
26916 | 8.42 | 1 | 365 | 9.633 | 0.29541 | 9 | 0.92836
17305 | 6.48 | 1 | 365 | 7.4135 | 0.84967 | 8 | 0.26315
18220 | 12.753 | 1 | 365 | 14.5901 | 0.22498 | 14 | 0.81513
21129 | 8.04 | 1 | 365 | 9.1982 | 0.42459 | 9 | 0.6228
14310 | 5.61 | 1 | 365 | 6.4182 | 0.85597 | 7 | 0.27412
21672 | 4.16 | 1 | 365 | 4.7593 | 0.53312 | 5 | 0.2924
11625 | 7.2 | 1 | 365 | 8.2372 | 0.49964 | 8 | 0.73684
11837 | 9.45 | 1 | 365 | 10.8113 | 0.65577 | 11 | 0.4671
16371 | 8.16 | 1 | 365 | 9.3355 | 0.69959 | 10 | 0.035084
23136 | 6.875 | 1 | 365 | 7.8654 | 0.75486 | 8 | 0.62025
19439 | 7.848 | 1 | 365 | 8.9786 | 0.9846 | 9 | 0.96315
48723 | 5.04 | 1 | 365 | 5.766 | 0.54974 | 6 | 0.31579
15688 | 5 | 1 | 365 | 5.7203 | 0.45808 | 6 | 0.17836
26538 | 3.185 | 1 | 365 | 3.6438 | 0.2988 | 3 | 0.94262
15673 | 8.8 | 1 | 365 | 10.0677 | 0.16622 | 10 | 0.23391
13450 | 4.59 | 1 | 365 | 5.2512 | 0.51852 | 5 | 0.76973
17908 | 6.3 | 1 | 365 | 7.2076 | 0.43718 | 7 | 0.64473
18720 | 4.905 | 1 | 365 | 5.6116 | 0.24038 | 5 | 0.85197
16471 | 8.1 | 1 | 365 | 9.2669 | 0.56209 | 9 | 0.82894
15546 | 6.54 | 1 | 365 | 7.4821 | 0.98717 | 8 | 0.46929
25940 | 6.6 | 1 | 365 | 7.5508 | 0.12467 | 7 | 0.67544
17314 | 4.95 | 1 | 365 | 5.6631 | 0.3435 | 6 | 0.0065764
14909 | 5.775 | 1 | 365 | 6.6069 | 0.23408 | 6 | 0.84101
25793 | 7.15 | 1 | 365 | 8.18 | 0.38505 | 8 | 0.56505
12160 | 3.6 | 1 | 365 | 4.1186 | 0.24982 | 4 | 0.36842
12419 | 7.7 | 1 | 365 | 8.8092 | 0.64544 | 9 | 0.45467
22335 | 7 | 1 | 365 | 8.0084 | 0.041312 | 8 | 0.049704
25191 | 7.2 | 1 | 365 | 8.2372 | 0.49964 | 8 | 0.73684
32858 | 4.77 | 1 | 365 | 5.4571 | 0.93101 | 6 | 0.38816
20751 | 14.74 | 1 | 365 | 16.8634 | 0.77842 | 17 | 0.64181
51941 | 5.25 | 1 | 365 | 6.0063 | 0.030984 | 6 | 0.037278
17087 | 9.66 | 1 | 365 | 11.0516 | 0.13701 | 11 | 0.18859
15918 | 5.98 | 1 | 365 | 6.8415 | 0.70386 | 7 | 0.54532
51940 | 2.75 | 1 | 365 | 3.1462 | 0.30194 | 3 | 0.4481
33215 | 9.12 | 1 | 365 | 10.4338 | 0.89954 | 11 | 0.33333
11548 | 5.61 | 1 | 365 | 6.4182 | 0.85597 | 7 | 0.27412
11565 | 9.435 | 1 | 365 | 10.7942 | 0.6214 | 11 | 0.41557
77462 | 12.375 | 1 | 365 | 14.1577 | 0.35875 | 14 | 0.51644
17675 | 3.3 | 1 | 365 | 3.7754 | 0.56233 | 4 | 0.33772
13798 | 4.335 | 1 | 365 | 4.9595 | 0.93416 | 5 | 0.89364
36325 | 4.905 | 1 | 365 | 5.6116 | 0.24038 | 5 | 0.85197
19503 | 6.75 | 1 | 365 | 7.7224 | 0.46841 | 8 | 0.19079
6836 | 7.56 | 1 | 365 | 8.6491 | 0.32462 | 8 | 0.97368
5591 | 4.5 | 1 | 365 | 5.1483 | 0.31227 | 5 | 0.46052
8691 | 5.5 | 1 | 365 | 6.2923 | 0.60389 | 6 | 0.8962
13826 | 6.885 | 1 | 365 | 7.8768 | 0.77778 | 8 | 0.6546
13471 | 7.7 | 1 | 365 | 8.8092 | 0.64544 | 9 | 0.45467
11851 | 4.59 | 1 | 365 | 5.2512 | 0.51852 | 5 | 0.76973
16295 | 10.175 | 1 | 365 | 11.6408 | 0.31719 | 11 | 0.95796
31286 | 4.9 | 1 | 365 | 5.6059 | 0.22892 | 5 | 0.83479
50554 | 14.28 | 1 | 365 | 16.3371 | 0.72428 | 17 | 0.061396
17311 | 9 | 1 | 365 | 10.2965 | 0.62454 | 10 | 0.92105
15123 | 8.415 | 1 | 365 | 9.6272 | 0.28395 | 9 | 0.91118
19316 | 3.5 | 1 | 365 | 4.0042 | 0.020656 | 4 | 0.024852
13439 | 13.16 | 1 | 365 | 15.0558 | 0.15767 | 15 | 0.21344
25567 | 5.61 | 1 | 365 | 6.4182 | 0.85597 | 7 | 0.27412
15218 | 6.885 | 1 | 365 | 7.8768 | 0.77778 | 8 | 0.6546
30469 | 6.21 | 1 | 365 | 7.1046 | 0.23094 | 7 | 0.33552
29305 | 9.18 | 1 | 365 | 10.5024 | 0.037035 | 10 | 0.53947
18285 | 3.597 | 1 | 365 | 4.1152 | 0.24294 | 4 | 0.35811
13437 | 5.355 | 1 | 365 | 6.1264 | 0.2716 | 6 | 0.39802
21449 | 7.59 | 1 | 365 | 8.6834 | 0.39337 | 9 | 0.07675
28527 | 4.95 | 1 | 365 | 5.6631 | 0.3435 | 6 | 0.0065764
15715 | 7.56 | 1 | 365 | 8.6491 | 0.32462 | 8 | 0.97368
16182 | 7.425 | 1 | 365 | 8.4946 | 0.015249 | 8 | 0.50986
18247 | 6.05 | 1 | 365 | 6.9215 | 0.86428 | 7 | 0.78582
25027 | 6.375 | 1 | 365 | 7.2934 | 0.60905 | 7 | 0.90241
25524 | 10.5 | 1 | 365 | 12.0126 | 0.061968 | 12 | 0.074556
12247 | 11.445 | 1 | 365 | 13.0937 | 0.22755 | 13 | 0.32127
13664 | 7.83 | 1 | 365 | 8.958 | 0.94335 | 9 | 0.90131
11546 | 8.829 | 1 | 365 | 10.1009 | 0.23268 | 10 | 0.33355
42981 | 5.985 | 1 | 365 | 6.8472 | 0.71532 | 7 | 0.5625
11518 | 4.845 | 1 | 365 | 5.543 | 0.10288 | 5 | 0.64583
60899 | 9.69 | 1 | 365 | 11.0859 | 0.20576 | 11 | 0.29166
30544 | 7.36 | 1 | 365 | 8.4203 | 0.86629 | 9 | 0.28655
12333 | 6.6 | 1 | 365 | 7.5508 | 0.12467 | 7 | 0.67544
13458 | 3.92 | 1 | 365 | 4.4847 | 0.98313 | 5 | 0.46783
20896 | 10.695 | 1 | 365 | 12.2357 | 0.50883 | 12 | 0.74451
19699 | 4.08 | 1 | 365 | 4.6677 | 0.34979 | 5 | 0.017542
50559 | 6.89 | 1 | 365 | 7.8825 | 0.78923 | 8 | 0.67178
46561 | 9.88 | 1 | 365 | 11.3033 | 0.64117 | 11 | 0.94444
26378 | 2.6 | 1 | 365 | 2.9745 | 0.9582 | 3 | 0.93275
18756 | 4 | 1 | 365 | 4.5762 | 0.16646 | 4 | 0.74269
16503 | 8.415 | 1 | 365 | 9.6272 | 0.28395 | 9 | 0.91118
26019 | 6.885 | 1 | 365 | 7.8768 | 0.77778 | 8 | 0.6546
52736 | 5.1 | 1 | 365 | 5.8347 | 0.68724 | 6 | 0.52193
15660 | 6 | 1 | 365 | 6.8643 | 0.7497 | 7 | 0.61403
19049 | 7.84 | 1 | 365 | 8.9694 | 0.96627 | 9 | 0.93567
18839 | 9.35 | 1 | 365 | 10.6969 | 0.42661 | 11 | 0.12353
21635 | 8.925 | 1 | 365 | 10.2107 | 0.45267 | 10 | 0.66337
14996 | 5.865 | 1 | 365 | 6.7099 | 0.44033 | 7 | 0.15022
19690 | 13.2 | 1 | 365 | 15.1015 | 0.24933 | 15 | 0.35087
14678 | 9.945 | 1 | 365 | 11.3776 | 0.79012 | 12 | 0.16776
25225 | 3.924 | 1 | 365 | 4.4893 | 0.9923 | 5 | 0.48158
24394 | 7.28 | 1 | 365 | 8.3287 | 0.68296 | 9 | 0.011692
15654 | 12.5 | 1 | 365 | 14.3007 | 0.6452 | 14 | 0.9459
53199 | 8.502 | 1 | 365 | 9.7268 | 0.48332 | 10 | 0.21008
21051 | 13.68 | 1 | 365 | 15.6507 | 0.34931 | 15 | 0.99999
51164 | 3.06 | 1 | 365 | 3.5008 | 0.012345 | 3 | 0.51316
25569 | 5.2 | 1 | 365 | 5.9491 | 0.9164 | 6 | 0.86549
18348 | 4.59 | 1 | 365 | 5.2512 | 0.51852 | 5 | 0.76973
26535 | 6.12 | 1 | 365 | 7.0016 | 0.02469 | 7 | 0.026313
11633 | 9.156 | 1 | 365 | 10.475 | 0.98204 | 11 | 0.45701
24882 | 9.76 | 1 | 365 | 11.166 | 0.36617 | 11 | 0.53216
25665 | 8.829 | 1 | 365 | 10.1009 | 0.23268 | 10 | 0.33355
21003 | 4.95 | 1 | 365 | 5.6631 | 0.3435 | 6 | 0.0065764
11613 | 7.8 | 1 | 365 | 8.9236 | 0.8746 | 9 | 0.79824
48824 | 4.9 | 1 | 365 | 5.6059 | 0.22892 | 5 | 0.83479
18523 | 7.7 | 1 | 365 | 8.8092 | 0.64544 | 9 | 0.45467
35345 | 6.72 | 1 | 365 | 7.6881 | 0.39966 | 8 | 0.087716
13451 | 5.61 | 1 | 365 | 6.4182 | 0.85597 | 7 | 0.27412
15657 | 5.75 | 1 | 365 | 6.5783 | 0.17679 | 6 | 0.75511
18850 | 14.84 | 1 | 365 | 16.9778 | 0.0075814 | 16 | 0.98537
15655 | 5.75 | 1 | 365 | 6.5783 | 0.17679 | 6 | 0.75511
17840 | 10.26 | 1 | 365 | 11.738 | 0.51198 | 12 | 0.24999
17318 | 4 | 1 | 365 | 4.5762 | 0.16646 | 4 | 0.74269
14247 | 9.81 | 1 | 365 | 11.2232 | 0.48075 | 11 | 0.70394
51932 | 5.61 | 1 | 365 | 6.4182 | 0.85597 | 7 | 0.27412
13345 | 8.1 | 1 | 365 | 9.2669 | 0.56209 | 9 | 0.82894
26494 | 5.1 | 1 | 365 | 5.8347 | 0.68724 | 6 | 0.52193
19430 | 5.175 | 1 | 365 | 5.9205 | 0.85911 | 6 | 0.7796
13808 | 11.475 | 1 | 365 | 13.128 | 0.29629 | 13 | 0.42434
18246 | 3.3 | 1 | 365 | 3.7754 | 0.56233 | 4 | 0.33772
23183 | 7.705 | 1 | 365 | 8.815 | 0.6569 | 9 | 0.47185
15701 | 9.18 | 1 | 365 | 10.5024 | 0.037035 | 10 | 0.53947
20241 | 10.791 | 1 | 365 | 12.3455 | 0.72883 | 13 | 0.074337
16971 | 6.12 | 1 | 365 | 7.0016 | 0.02469 | 7 | 0.026313
23922 | 8.67 | 1 | 365 | 9.919 | 0.86831 | 10 | 0.78728
14015 | 5 | 1 | 365 | 5.7203 | 0.45808 | 6 | 0.17836
16993 | 5.4 | 1 | 365 | 6.1779 | 0.37473 | 6 | 0.55263
29676 | 12.54 | 1 | 365 | 14.3465 | 0.73686 | 15 | 0.083327
17165 | 11.2 | 1 | 365 | 12.8134 | 0.6661 | 13 | 0.47953
53101 | 5.36 | 1 | 365 | 6.1321 | 0.28306 | 6 | 0.4152
26176 | 10 | 1 | 365 | 11.4406 | 0.91616 | 12 | 0.35672
54308 | 5.1 | 1 | 365 | 5.8347 | 0.68724 | 6 | 0.52193
17083 | 7.7 | 1 | 365 | 8.8092 | 0.64544 | 9 | 0.45467
12820 | 7.8 | 1 | 365 | 8.9236 | 0.8746 | 9 | 0.79824
11697 | 6.6 | 1 | 365 | 7.5508 | 0.12467 | 7 | 0.67544
22906 | 4.8 | 1 | 365 | 5.4915 | 0.99976 | 6 | 0.49123
52034 | 13.2 | 1 | 365 | 15.1015 | 0.24933 | 15 | 0.35087
23106 | 15.12 | 1 | 365 | 17.2981 | 0.64923 | 17 | 0.94736
22714 | 8.32 | 1 | 365 | 9.5185 | 0.066245 | 9 | 0.58479
13351 | 5.6 | 1 | 365 | 6.4067 | 0.83305 | 7 | 0.23976
13371 | 9.81 | 1 | 365 | 11.2232 | 0.48075 | 11 | 0.70394
19704 | 10.965 | 1 | 365 | 12.5446 | 0.12757 | 12 | 0.67214
18224 | 14.85 | 1 | 365 | 16.9892 | 0.030498 | 17 | 0.019729
22470 | 5.1 | 1 | 365 | 5.8347 | 0.68724 | 6 | 0.52193
12406 | 9.315 | 1 | 365 | 10.6569 | 0.3464 | 11 | 0.0032847
17864 | 9.69 | 1 | 365 | 11.0859 | 0.20576 | 11 | 0.29166
21183 | 9.52 | 1 | 365 | 10.8914 | 0.81618 | 11 | 0.7076
17884 | 9.8 | 1 | 365 | 11.2117 | 0.45784 | 11 | 0.66959
20762 | 3.924 | 1 | 365 | 4.4893 | 0.9923 | 5 | 0.48158
18346 | 7.7 | 1 | 365 | 8.8092 | 0.64544 | 9 | 0.45467
13609 | 3.924 | 1 | 365 | 4.4893 | 0.9923 | 5 | 0.48158
32598 | 2.55 | 1 | 365 | 2.9173 | 0.84362 | 3 | 0.76096
18906 | 12.426 | 1 | 365 | 14.216 | 0.47562 | 14 | 0.69166
12401 | 7.521 | 1 | 365 | 8.6044 | 0.23524 | 8 | 0.83969
24800 | 8.4 | 1 | 365 | 9.6101 | 0.24957 | 9 | 0.85964
31047 | 5.232 | 1 | 365 | 5.9857 | 0.98973 | 6 | 0.97544
26978 | 8.415 | 1 | 365 | 9.6272 | 0.28395 | 9 | 0.91118
11559 | 6.6 | 1 | 365 | 7.5508 | 0.12467 | 7 | 0.67544
15709 | 5.52 | 1 | 365 | 6.3152 | 0.64972 | 6 | 0.96491
30525 | 8.925 | 1 | 365 | 10.2107 | 0.45267 | 10 | 0.66337
18023 | 5.886 | 1 | 365 | 6.7339 | 0.48845 | 7 | 0.22237
21056 | 10.36 | 1 | 365 | 11.8524 | 0.74114 | 12 | 0.59356
58353 | 5.355 | 1 | 365 | 6.1264 | 0.2716 | 6 | 0.39802
19178 | 10.35 | 1 | 365 | 11.841 | 0.71823 | 12 | 0.55921
26694 | 8.25 | 1 | 365 | 9.4385 | 0.90583 | 10 | 0.34429
17393 | 3.57 | 1 | 365 | 4.0843 | 0.18107 | 4 | 0.26535
22116 | 6.36 | 1 | 365 | 7.2762 | 0.57468 | 7 | 0.85087
26497 | 4.08 | 1 | 365 | 4.6677 | 0.34979 | 5 | 0.017542
22483 | 5 | 1 | 365 | 5.7203 | 0.45808 | 6 | 0.17836
35946 | 6.12 | 1 | 365 | 7.0016 | 0.02469 | 7 | 0.026313
18681 | 7.848 | 1 | 365 | 8.9786 | 0.9846 | 9 | 0.96315
13623 | 5.88 | 1 | 365 | 6.727 | 0.4747 | 7 | 0.20175
45229 | 7.98 | 1 | 365 | 9.1296 | 0.2871 | 9 | 0.41666
13455 | 4.125 | 1 | 365 | 4.7192 | 0.45292 | 5 | 0.17215
19172 | 3.24 | 1 | 365 | 3.7067 | 0.42484 | 4 | 0.13158
77452 | 7 | 1 | 365 | 8.0084 | 0.041312 | 8 | 0.049704
15658 | 8 | 1 | 365 | 9.1524 | 0.33293 | 9 | 0.48538
13994 | 6.25 | 1 | 365 | 7.1504 | 0.3226 | 7 | 0.47295
21142 | 5.1 | 1 | 365 | 5.8347 | 0.68724 | 6 | 0.52193
27265 | 10.4 | 1 | 365 | 11.8982 | 0.83281 | 12 | 0.73099
22202 | 6.44 | 1 | 365 | 7.3677 | 0.75801 | 8 | 0.12573
16751 | 12 | 1 | 365 | 13.7287 | 0.49939 | 14 | 0.22806
15644 | 5.1 | 1 | 365 | 5.8347 | 0.68724 | 6 | 0.52193
22467 | 7 | 1 | 365 | 8.0084 | 0.041312 | 8 | 0.049704
20071 | 7.395 | 1 | 365 | 8.4603 | 0.9465 | 9 | 0.40679
48673 | 5.232 | 1 | 365 | 5.9857 | 0.98973 | 6 | 0.97544
29970 | 11.4 | 1 | 365 | 13.0422 | 0.12442 | 13 | 0.16666
12503 | 6.48 | 1 | 365 | 7.4135 | 0.84967 | 8 | 0.26315
16465 | 6.3 | 1 | 365 | 7.2076 | 0.43718 | 7 | 0.64473
12580 | 7.7 | 1 | 365 | 8.8092 | 0.64544 | 9 | 0.45467
12772 | 9.3 | 1 | 365 | 10.6397 | 0.31203 | 10 | 0.95175
16944 | 8.4 | 1 | 365 | 9.6101 | 0.24957 | 9 | 0.85964
18208 | 5.559 | 1 | 365 | 6.3598 | 0.73909 | 7 | 0.098901
20868 | 5.1 | 1 | 365 | 5.8347 | 0.68724 | 6 | 0.52193
18923 | 5.1 | 1 | 365 | 5.8347 | 0.68724 | 6 | 0.52193
18313 | 4.14 | 1 | 365 | 4.7364 | 0.48729 | 5 | 0.22368
38412 | 11 | 1 | 365 | 12.5846 | 0.20778 | 12 | 0.79239
14771 | 9.72 | 1 | 365 | 11.1202 | 0.27451 | 11 | 0.39473
15667 | 5.4 | 1 | 365 | 6.1779 | 0.37473 | 6 | 0.55263
17468 | 7.14 | 1 | 365 | 8.1686 | 0.36214 | 8 | 0.5307
12802 | 7.02 | 1 | 365 | 8.0313 | 0.087144 | 8 | 0.11842
17160 | 6 | 1 | 365 | 6.8643 | 0.7497 | 7 | 0.61403
18817 | 3.57 | 1 | 365 | 4.0843 | 0.18107 | 4 | 0.26535
14412 | 5.232 | 1 | 365 | 5.9857 | 0.98973 | 6 | 0.97544
37471 | 10.464 | 1 | 365 | 11.9714 | 0.97947 | 12 | 0.95087
12602 | 9.99 | 1 | 365 | 11.4291 | 0.89324 | 12 | 0.32236
15543 | 6.12 | 1 | 365 | 7.0016 | 0.02469 | 7 | 0.026313
18563 | 7.14 | 1 | 365 | 8.1686 | 0.36214 | 8 | 0.5307
19020 | 4.675 | 1 | 365 | 5.3485 | 0.7133 | 6 | 0.061767
22274 | 7.83 | 1 | 365 | 8.958 | 0.94335 | 9 | 0.90131
18273 | 6.885 | 1 | 365 | 7.8768 | 0.77778 | 8 | 0.6546
12385 | 7.56 | 1 | 365 | 8.6491 | 0.32462 | 8 | 0.97368
22606 | 3.36 | 1 | 365 | 3.844 | 0.69983 | 4 | 0.54386
12930 | 5.5 | 1 | 365 | 6.2923 | 0.60389 | 6 | 0.8962
14244 | 7.848 | 1 | 365 | 8.9786 | 0.9846 | 9 | 0.96315
16638 | 3 | 1 | 365 | 3.4322 | 0.87485 | 4 | 0.30702
30142 | 3.924 | 1 | 365 | 4.4893 | 0.9923 | 5 | 0.48158
55271 | 9.35 | 1 | 365 | 10.6969 | 0.42661 | 11 | 0.12353
20172 | 5.6 | 1 | 365 | 6.4067 | 0.83305 | 7 | 0.23976
42555 | 6.3 | 1 | 365 | 7.2076 | 0.43718 | 7 | 0.64473
13687 | 9.35 | 1 | 365 | 10.6969 | 0.42661 | 11 | 0.12353
15547 | 9.45 | 1 | 365 | 10.8113 | 0.65577 | 11 | 0.4671
19006 | 10.5 | 1 | 365 | 12.0126 | 0.061968 | 12 | 0.074556
18516 | 6.3 | 1 | 365 | 7.2076 | 0.43718 | 7 | 0.64473
13118 | 9.625 | 1 | 365 | 11.0115 | 0.056804 | 11 | 0.068343
33027 | 5.2 | 1 | 365 | 5.9491 | 0.9164 | 6 | 0.86549
19074 | 6.6 | 1 | 365 | 7.5508 | 0.12467 | 7 | 0.67544
11555 | 5.72 | 1 | 365 | 6.544 | 0.10804 | 6 | 0.65204
11648 | 8.67 | 1 | 365 | 9.919 | 0.86831 | 10 | 0.78728
16864 | 9 | 1 | 365 | 10.2965 | 0.62454 | 10 | 0.92105
20639 | 4.8 | 1 | 365 | 5.4915 | 0.99976 | 6 | 0.49123
19071 | 7.395 | 1 | 365 | 8.4603 | 0.9465 | 9 | 0.40679
20488 | 4.335 | 1 | 365 | 4.9595 | 0.93416 | 5 | 0.89364
21647 | 4.95 | 1 | 365 | 5.6631 | 0.3435 | 6 | 0.0065764
52623 | 8.25 | 1 | 365 | 9.4385 | 0.90583 | 10 | 0.34429
12586 | 4.2 | 1 | 365 | 4.805 | 0.62479 | 5 | 0.42982
49261 | 4.08 | 1 | 365 | 4.6677 | 0.34979 | 5 | 0.017542
18037 | 8.68 | 1 | 365 | 9.9304 | 0.89123 | 10 | 0.82163
34195 | 7.65 | 1 | 365 | 8.752 | 0.53086 | 9 | 0.28289
17081 | 9.6 | 1 | 365 | 10.9829 | 0.99951 | 11 | 0.98245
14550 | 7.65 | 1 | 365 | 8.752 | 0.53086 | 9 | 0.28289
18242 | 4.675 | 1 | 365 | 5.3485 | 0.7133 | 6 | 0.061767
14413 | 3.85 | 1 | 365 | 4.4046 | 0.82272 | 5 | 0.22734
19597 | 7.65 | 1 | 365 | 8.752 | 0.53086 | 9 | 0.28289
17166 | 5.61 | 1 | 365 | 6.4182 | 0.85597 | 7 | 0.27412
16284 | 5.7 | 1 | 365 | 6.5211 | 0.062211 | 6 | 0.58333
15642 | 8.5 | 1 | 365 | 9.7245 | 0.47874 | 10 | 0.20321
12417 | 9.156 | 1 | 365 | 10.475 | 0.98204 | 11 | 0.45701
20625 | 4.59 | 1 | 365 | 5.2512 | 0.51852 | 5 | 0.76973
27167 | 6.16 | 1 | 365 | 7.0474 | 0.11635 | 7 | 0.16374
21564 | 12.375 | 1 | 365 | 14.1577 | 0.35875 | 14 | 0.51644
13357 | 9.483 | 1 | 365 | 10.8491 | 0.73139 | 11 | 0.58048
18243 | 8.71 | 1 | 365 | 9.9647 | 0.95998 | 10 | 0.9247
14739 | 7.2 | 1 | 365 | 8.2372 | 0.49964 | 8 | 0.73684
26086 | 5.775 | 1 | 365 | 6.6069 | 0.23408 | 6 | 0.84101
24993 | 6.21 | 1 | 365 | 7.1046 | 0.23094 | 7 | 0.33552
46201 | 11 | 1 | 365 | 12.5846 | 0.20778 | 12 | 0.79239
31605 | 8.4 | 1 | 365 | 9.6101 | 0.24957 | 9 | 0.85964
24000 | 10.8 | 1 | 365 | 12.3558 | 0.74945 | 13 | 0.10526
53294 | 2.2 | 1 | 365 | 2.5169 | 0.041555 | 2 | 0.55848
21396 | 4.95 | 1 | 365 | 5.6631 | 0.3435 | 6 | 0.0065764
53916 | 2.8 | 1 | 365 | 3.2034 | 0.41652 | 3 | 0.61988
24110 | 7.14 | 1 | 365 | 8.1686 | 0.36214 | 8 | 0.5307
27918 | 8.16 | 1 | 365 | 9.3355 | 0.69959 | 10 | 0.035084
16452 | 7.02 | 1 | 365 | 8.0313 | 0.087144 | 8 | 0.11842
42587 | 4.16 | 1 | 365 | 4.7593 | 0.53312 | 5 | 0.2924
22990 | 6.6 | 1 | 365 | 7.5508 | 0.12467 | 7 | 0.67544
21163 | 10.8 | 1 | 365 | 12.3558 | 0.74945 | 13 | 0.10526
66682 | 9.12 | 1 | 365 | 10.4338 | 0.89954 | 11 | 0.33333
15299 | 4.95 | 1 | 365 | 5.6631 | 0.3435 | 6 | 0.0065764
22988 | 6.12 | 1 | 365 | 7.0016 | 0.02469 | 7 | 0.026313
20031 | 8.25 | 1 | 365 | 9.4385 | 0.90583 | 10 | 0.34429
13849 | 10.455 | 1 | 365 | 11.9611 | 0.95885 | 12 | 0.91995
13528 | 5.1 | 1 | 365 | 5.8347 | 0.68724 | 6 | 0.52193
16192 | 9.92 | 1 | 365 | 11.349 | 0.73283 | 12 | 0.081866
17871 | 6.375 | 1 | 365 | 7.2934 | 0.60905 | 7 | 0.90241
16592 | 9.625 | 1 | 365 | 11.0115 | 0.056804 | 11 | 0.068343
22280 | 6.76 | 1 | 365 | 7.7338 | 0.49132 | 8 | 0.22514
28022 | 7.2 | 1 | 365 | 8.2372 | 0.49964 | 8 | 0.73684
69662 | 10.464 | 1 | 365 | 11.9714 | 0.97947 | 12 | 0.95087
14421 | 7.848 | 1 | 365 | 8.9786 | 0.9846 | 9 | 0.96315
14925 | 6.3 | 1 | 365 | 7.2076 | 0.43718 | 7 | 0.64473
78439 | 6.84 | 1 | 365 | 7.8253 | 0.67465 | 8 | 0.5
18869 | 4.845 | 1 | 365 | 5.543 | 0.10288 | 5 | 0.64583
20756 | 3.9 | 1 | 365 | 4.4618 | 0.9373 | 5 | 0.39912
18153 | 11.2 | 1 | 365 | 12.8134 | 0.6661 | 13 | 0.47953
19079 | 5.1 | 1 | 365 | 5.8347 | 0.68724 | 6 | 0.52193
16305 | 6.36 | 1 | 365 | 7.2762 | 0.57468 | 7 | 0.85087
23416 | 5.61 | 1 | 365 | 6.4182 | 0.85597 | 7 | 0.27412
49116 | 5.865 | 1 | 365 | 6.7099 | 0.44033 | 7 | 0.15022
11649 | 6.05 | 1 | 365 | 6.9215 | 0.86428 | 7 | 0.78582
23018 | 7.15 | 1 | 365 | 8.18 | 0.38505 | 8 | 0.56505
17662 | 6.72 | 1 | 365 | 7.6881 | 0.39966 | 8 | 0.087716
15389 | 9.99 | 1 | 365 | 11.4291 | 0.89324 | 12 | 0.32236
19864 | 4.95 | 1 | 365 | 5.6631 | 0.3435 | 6 | 0.0065764
17392 | 7.7 | 1 | 365 | 8.8092 | 0.64544 | 9 | 0.45467
12800 | 9.18 | 1 | 365 | 10.5024 | 0.037035 | 10 | 0.53947
20478 | 5.175 | 1 | 365 | 5.9205 | 0.85911 | 6 | 0.7796
19466 | 8.415 | 1 | 365 | 9.6272 | 0.28395 | 9 | 0.91118
21580 | 6.05 | 1 | 365 | 6.9215 | 0.86428 | 7 | 0.78582
17474 | 7.29 | 1 | 365 | 8.3402 | 0.70588 | 9 | 0.046049
15209 | 13.5 | 1 | 365 | 15.4448 | 0.93682 | 16 | 0.38157
49264 | 5.88 | 1 | 365 | 6.727 | 0.4747 | 7 | 0.20175
37470 | 3.575 | 1 | 365 | 4.09 | 0.19253 | 4 | 0.28253
25588 | 2.75 | 1 | 365 | 3.1462 | 0.30194 | 3 | 0.4481
20405 | 10 | 1 | 365 | 11.4406 | 0.91616 | 12 | 0.35672
13977 | 6.5 | 1 | 365 | 7.4364 | 0.8955 | 8 | 0.33187
13889 | 6 | 1 | 365 | 6.8643 | 0.7497 | 7 | 0.61403
15136 | 8.67 | 1 | 365 | 9.919 | 0.86831 | 10 | 0.78728
21196 | 8.1 | 1 | 365 | 9.2669 | 0.56209 | 9 | 0.82894
58352 | 5.1 | 1 | 365 | 5.8347 | 0.68724 | 6 | 0.52193
17162 | 12.32 | 1 | 365 | 14.0948 | 0.23271 | 14 | 0.32748
12944 | 3.825 | 1 | 365 | 4.376 | 0.76543 | 5 | 0.14145
18520 | 8.925 | 1 | 365 | 10.2107 | 0.45267 | 10 | 0.66337
14245 | 6.867 | 1 | 365 | 7.8562 | 0.73653 | 8 | 0.59276
26510 | 6.12 | 1 | 365 | 7.0016 | 0.02469 | 7 | 0.026313
15698 | 7.7 | 1 | 365 | 8.8092 | 0.64544 | 9 | 0.45467
11547 | 5.1 | 1 | 365 | 5.8347 | 0.68724 | 6 | 0.52193
13069 | 5.6 | 1 | 365 | 6.4067 | 0.83305 | 7 | 0.23976
26491 | 4.08 | 1 | 365 | 4.6677 | 0.34979 | 5 | 0.017542
19263 | 6.12 | 1 | 365 | 7.0016 | 0.02469 | 7 | 0.026313
51171 | 3.06 | 1 | 365 | 3.5008 | 0.012345 | 3 | 0.51316
13472 | 3.3 | 1 | 365 | 3.7754 | 0.56233 | 4 | 0.33772
25019 | 5.865 | 1 | 365 | 6.7099 | 0.44033 | 7 | 0.15022
18218 | 5.225 | 1 | 365 | 5.9777 | 0.97369 | 6 | 0.95139
14676 | 7.14 | 1 | 365 | 8.1686 | 0.36214 | 8 | 0.5307
23698 | 10.8 | 1 | 365 | 12.3558 | 0.74945 | 13 | 0.10526
42569 | 5.355 | 1 | 365 | 6.1264 | 0.2716 | 6 | 0.39802
16157 | 10.05 | 1 | 365 | 11.4978 | 0.030741 | 11 | 0.5285
51919 | 8 | 1 | 365 | 9.1524 | 0.33293 | 9 | 0.48538
11774 | 6.5 | 1 | 365 | 7.4364 | 0.8955 | 8 | 0.33187
13918 | 2.75 | 1 | 365 | 3.1462 | 0.30194 | 3 | 0.4481
6728 | 7.905 | 1 | 365 | 9.0438 | 0.11522 | 9 | 0.15899
6516 | 5.355 | 1 | 365 | 6.1264 | 0.2716 | 6 | 0.39802
6730 | 7.65 | 1 | 365 | 8.752 | 0.53086 | 9 | 0.28289
7865 | 4.5 | 1 | 365 | 5.1483 | 0.31227 | 5 | 0.46052
8662 | 7.02 | 1 | 365 | 8.0313 | 0.087144 | 8 | 0.11842
8911 | 8.68 | 1 | 365 | 9.9304 | 0.89123 | 10 | 0.82163
6977 | 3.08 | 1 | 365 | 3.5237 | 0.058177 | 3 | 0.58187
13861 | 7.395 | 1 | 365 | 8.4603 | 0.9465 | 9 | 0.40679
13963 | 3.5 | 1 | 365 | 4.0042 | 0.020656 | 4 | 0.024852
14790 | 2.55 | 1 | 365 | 2.9173 | 0.84362 | 3 | 0.76096
48820 | 10.335 | 1 | 365 | 11.8238 | 0.68385 | 12 | 0.50767
23643 | 5.1 | 1 | 365 | 5.8347 | 0.68724 | 6 | 0.52193
19001 | 5.559 | 1 | 365 | 6.3598 | 0.73909 | 7 | 0.098901
13982 | 10.965 | 1 | 365 | 12.5446 | 0.12757 | 12 | 0.67214
17201 | 9.945 | 1 | 365 | 11.3776 | 0.79012 | 12 | 0.16776
16949 | 5.4 | 1 | 365 | 6.1779 | 0.37473 | 6 | 0.55263
16155 | 7.65 | 1 | 365 | 8.752 | 0.53086 | 9 | 0.28289
13862 | 5.775 | 1 | 365 | 6.6069 | 0.23408 | 6 | 0.84101
20034 | 9.9 | 1 | 365 | 11.3262 | 0.687 | 12 | 0.013153
13811 | 11.48 | 1 | 365 | 13.1338 | 0.30775 | 13 | 0.44151
13998 | 10.2 | 1 | 365 | 11.6694 | 0.37448 | 12 | 0.043854
91148 | 6.75 | 1 | 365 | 7.7224 | 0.46841 | 8 | 0.19079
17219 | 7.65 | 1 | 365 | 8.752 | 0.53086 | 9 | 0.28289
14026 | 7.65 | 1 | 365 | 8.752 | 0.53086 | 9 | 0.28289
13880 | 3.3 | 1 | 365 | 3.7754 | 0.56233 | 4 | 0.33772
14028 | 9.435 | 1 | 365 | 10.7942 | 0.6214 | 11 | 0.41557
13957 | 9.18 | 1 | 365 | 10.5024 | 0.037035 | 10 | 0.53947
14812 | 8.48 | 1 | 365 | 9.7016 | 0.4329 | 10 | 0.1345
13883 | 4.48 | 1 | 365 | 5.1254 | 0.26644 | 5 | 0.39181
69906 | 3 | 1 | 365 | 3.4322 | 0.41377 | 3 | 0.84594
13886 | 4.48 | 1 | 365 | 5.1254 | 0.26644 | 5 | 0.39181
37132 | 6.27 | 1 | 365 | 7.1732 | 0.36843 | 7 | 0.54166
13917 | 5 | 1 | 365 | 5.7203 | 0.45808 | 6 | 0.17836
30659 | 11.76 | 1 | 365 | 13.4541 | 0.9494 | 14 | 0.4035
13866 | 5.559 | 1 | 365 | 6.3598 | 0.73909 | 7 | 0.098901
14048 | 2.86 | 1 | 365 | 3.272 | 0.55402 | 3 | 0.82602
23037 | 9 | 1 | 365 | 10.2965 | 0.62454 | 10 | 0.92105
15006 | 8.37 | 1 | 365 | 9.5757 | 0.18083 | 9 | 0.75657
17677 | 6.867 | 1 | 365 | 7.8562 | 0.73653 | 8 | 0.59276
17208 | 4.59 | 1 | 365 | 5.2512 | 0.51852 | 5 | 0.76973
14116 | 2.55 | 1 | 365 | 2.9173 | 0.84362 | 3 | 0.76096
15675 | 7.5 | 1 | 365 | 8.5804 | 0.18712 | 8 | 0.76754
18312 | 3 | 1 | 365 | 3.4322 | 0.87485 | 4 | 0.30702
13974 | 2.55 | 1 | 365 | 2.9173 | 0.84362 | 3 | 0.76096
14021 | 5.865 | 1 | 365 | 6.7099 | 0.44033 | 7 | 0.15022
14047 | 6.375 | 1 | 365 | 7.2934 | 0.60905 | 7 | 0.90241
20944 | 7.14 | 1 | 365 | 8.1686 | 0.36214 | 8 | 0.5307
14014 | 8.16 | 1 | 365 | 9.3355 | 0.69959 | 10 | 0.035084
13987 | 2.55 | 1 | 365 | 2.9173 | 0.84362 | 3 | 0.76096
17216 | 4.59 | 1 | 365 | 5.2512 | 0.51852 | 5 | 0.76973
20490 | 7.65 | 1 | 365 | 8.752 | 0.53086 | 9 | 0.28289
53872 | 4.5 | 1 | 365 | 5.1483 | 0.31227 | 5 | 0.46052
15247 | 5.72 | 1 | 365 | 6.544 | 0.10804 | 6 | 0.65204
13993 | 7.65 | 1 | 365 | 8.752 | 0.53086 | 9 | 0.28289
67330 | 9.1 | 1 | 365 | 10.4109 | 0.85371 | 11 | 0.26462
15076 | 4.68 | 1 | 365 | 5.3542 | 0.72476 | 6 | 0.078945
16296 | 11.825 | 1 | 365 | 13.5285 | 0.098359 | 13 | 0.62682
25840 | 10.545 | 1 | 365 | 12.0641 | 0.16509 | 12 | 0.22916
14049 | 3.06 | 1 | 365 | 3.5008 | 0.012345 | 3 | 0.51316
14130 | 2.6 | 1 | 365 | 2.9745 | 0.9582 | 3 | 0.93275
60901 | 5.735 | 1 | 365 | 6.5612 | 0.14242 | 6 | 0.70358
14066 | 9 | 1 | 365 | 10.2965 | 0.62454 | 10 | 0.92105
15287 | 8.829 | 1 | 365 | 10.1009 | 0.23268 | 10 | 0.33355
17222 | 5.98 | 1 | 365 | 6.8415 | 0.70386 | 7 | 0.54532
20867 | 3.57 | 1 | 365 | 4.0843 | 0.18107 | 4 | 0.26535
20240 | 11.44 | 1 | 365 | 13.088 | 0.21609 | 13 | 0.30409
17191 | 3.06 | 1 | 365 | 3.5008 | 0.012345 | 3 | 0.51316
14003 | 7.14 | 1 | 365 | 8.1686 | 0.36214 | 8 | 0.5307
14008 | 5.355 | 1 | 365 | 6.1264 | 0.2716 | 6 | 0.39802
24718 | 3.6 | 1 | 365 | 4.1186 | 0.24982 | 4 | 0.36842
17129 | 7.83 | 1 | 365 | 8.958 | 0.94335 | 9 | 0.90131
15323 | 9.99 | 1 | 365 | 11.4291 | 0.89324 | 12 | 0.32236
16522 | 8.925 | 1 | 365 | 10.2107 | 0.45267 | 10 | 0.66337
24720 | 3.57 | 1 | 365 | 4.0843 | 0.18107 | 4 | 0.26535
22278 | 4.08 | 1 | 365 | 4.6677 | 0.34979 | 5 | 0.017542
13871 | 7.95 | 1 | 365 | 9.0952 | 0.21835 | 9 | 0.31359
17306 | 10.64 | 1 | 365 | 12.1728 | 0.38279 | 12 | 0.55555
16709 | 7.84 | 1 | 365 | 8.9694 | 0.96627 | 9 | 0.93567
15316 | 7.905 | 1 | 365 | 9.0438 | 0.11522 | 9 | 0.15899
42497 | 5.67 | 1 | 365 | 6.4868 | 0.99346 | 7 | 0.48026
15854 | 9.54 | 1 | 365 | 10.9143 | 0.86202 | 11 | 0.77631
15528 | 8.4 | 1 | 365 | 9.6101 | 0.24957 | 9 | 0.85964
66629 | 8.1 | 1 | 365 | 9.2669 | 0.56209 | 9 | 0.82894
53718 | 5.985 | 1 | 365 | 6.8472 | 0.71532 | 7 | 0.5625
19491 | 7.75 | 1 | 365 | 8.8664 | 0.76002 | 9 | 0.62646
21148 | 9.075 | 1 | 365 | 10.3823 | 0.79642 | 11 | 0.17872
25560 | 9.9 | 1 | 365 | 11.3262 | 0.687 | 12 | 0.013153
19500 | 4.94 | 1 | 365 | 5.6516 | 0.32058 | 5 | 0.97222
20906 | 9.18 | 1 | 365 | 10.5024 | 0.037035 | 10 | 0.53947
14814 | 5.61 | 1 | 365 | 6.4182 | 0.85597 | 7 | 0.27412
15824 | 4.125 | 1 | 365 | 4.7192 | 0.45292 | 5 | 0.17215
15016 | 2.805 | 1 | 365 | 3.2091 | 0.42798 | 3 | 0.63706
15400 | 6.12 | 1 | 365 | 7.0016 | 0.02469 | 7 | 0.026313
18280 | 7.59 | 1 | 365 | 8.6834 | 0.39337 | 9 | 0.07675
14927 | 10.08 | 1 | 365 | 11.5321 | 0.099489 | 11 | 0.63157
13799 | 11 | 1 | 365 | 12.5846 | 0.20778 | 12 | 0.79239
18932 | 6 | 1 | 365 | 6.8643 | 0.7497 | 7 | 0.61403
24978 | 5.67 | 1 | 365 | 6.4868 | 0.99346 | 7 | 0.48026
17926 | 7.8 | 1 | 365 | 8.9236 | 0.8746 | 9 | 0.79824
14417 | 9.156 | 1 | 365 | 10.475 | 0.98204 | 11 | 0.45701
51903 | 7.905 | 1 | 365 | 9.0438 | 0.11522 | 9 | 0.15899
13865 | 5.88 | 1 | 365 | 6.727 | 0.4747 | 7 | 0.20175
13816 | 9.18 | 1 | 365 | 10.5024 | 0.037035 | 10 | 0.53947
14510 | 4.48 | 1 | 365 | 5.1254 | 0.26644 | 5 | 0.39181
13875 | 4.59 | 1 | 365 | 5.2512 | 0.51852 | 5 | 0.76973
32707 | 3.825 | 1 | 365 | 4.376 | 0.76543 | 5 | 0.14145
14506 | 7.194 | 1 | 365 | 8.2303 | 0.48589 | 8 | 0.71622
13819 | 9.18 | 1 | 365 | 10.5024 | 0.037035 | 10 | 0.53947
17911 | 6.213 | 1 | 365 | 7.108 | 0.23781 | 7 | 0.34583
20818 | 9.18 | 1 | 365 | 10.5024 | 0.037035 | 10 | 0.53947
21189 | 3.06 | 1 | 365 | 3.5008 | 0.012345 | 3 | 0.51316
16290 | 7.84 | 1 | 365 | 8.9694 | 0.96627 | 9 | 0.93567
14067 | 9 | 1 | 365 | 10.2965 | 0.62454 | 10 | 0.92105
15858 | 6.6 | 1 | 365 | 7.5508 | 0.12467 | 7 | 0.67544
14416 | 7.425 | 1 | 365 | 8.4946 | 0.015249 | 8 | 0.50986
15354 | 11.118 | 1 | 365 | 12.7196 | 0.47819 | 13 | 0.1978
13878 | 6.875 | 1 | 365 | 7.8654 | 0.75486 | 8 | 0.62025
17475 | 8.91 | 1 | 365 | 10.1935 | 0.4183 | 10 | 0.61184
19499 | 6.25 | 1 | 365 | 7.1504 | 0.3226 | 7 | 0.47295
16402 | 6.63 | 1 | 365 | 7.5851 | 0.19341 | 7 | 0.77851
36562 | 6.615 | 1 | 365 | 7.5679 | 0.15904 | 7 | 0.72697
14504 | 7.848 | 1 | 365 | 8.9786 | 0.9846 | 9 | 0.96315
53953 | 7.155 | 1 | 365 | 8.1857 | 0.39651 | 8 | 0.58223
17660 | 12.505 | 1 | 365 | 14.3064 | 0.65666 | 14 | 0.96308
19395 | 8.91 | 1 | 365 | 10.1935 | 0.4183 | 10 | 0.61184
19344 | 7.935 | 1 | 365 | 9.0781 | 0.18397 | 9 | 0.26206
20475 | 3.3 | 1 | 365 | 3.7754 | 0.56233 | 4 | 0.33772
16693 | 6.54 | 1 | 365 | 7.4821 | 0.98717 | 8 | 0.46929
18199 | 9.045 | 1 | 365 | 10.348 | 0.72767 | 11 | 0.075653
19867 | 8.28 | 1 | 365 | 9.4728 | 0.97458 | 10 | 0.44736
25004 | 4.575 | 1 | 365 | 5.2341 | 0.48414 | 5 | 0.7182
19191 | 5.67 | 1 | 365 | 6.4868 | 0.99346 | 7 | 0.48026
22028 | 9.54 | 1 | 365 | 10.9143 | 0.86202 | 11 | 0.77631
32023 | 12.825 | 1 | 365 | 14.6725 | 0.38998 | 15 | 0.062493
23023 | 7.848 | 1 | 365 | 8.9786 | 0.9846 | 9 | 0.96315
28998 | 12.426 | 1 | 365 | 14.216 | 0.47562 | 14 | 0.69166
52064 | 5.559 | 1 | 365 | 6.3598 | 0.73909 | 7 | 0.098901
27028 | 7.8 | 1 | 365 | 8.9236 | 0.8746 | 9 | 0.79824
19066 | 8.829 | 1 | 365 | 10.1009 | 0.23268 | 10 | 0.33355
14041 | 6.12 | 1 | 365 | 7.0016 | 0.02469 | 7 | 0.026313
13739 | 4.578 | 1 | 365 | 5.2375 | 0.49102 | 5 | 0.72851
22972 | 12.426 | 1 | 365 | 14.216 | 0.47562 | 14 | 0.69166
15298 | 7.7 | 1 | 365 | 8.8092 | 0.64544 | 9 | 0.45467
15659 | 4.5 | 1 | 365 | 5.1483 | 0.31227 | 5 | 0.46052
23145 | 9.1 | 1 | 365 | 10.4109 | 0.85371 | 11 | 0.26462
16389 | 8.67 | 1 | 365 | 9.919 | 0.86831 | 10 | 0.78728
18560 | 8.16 | 1 | 365 | 9.3355 | 0.69959 | 10 | 0.035084
16308 | 9.945 | 1 | 365 | 11.3776 | 0.79012 | 12 | 0.16776
15977 | 6.5 | 1 | 365 | 7.4364 | 0.8955 | 8 | 0.33187
21956 | 10.64 | 1 | 365 | 12.1728 | 0.38279 | 12 | 0.55555
18035 | 4.578 | 1 | 365 | 5.2375 | 0.49102 | 5 | 0.72851
34847 | 7.848 | 1 | 365 | 8.9786 | 0.9846 | 9 | 0.96315
52807 | 7.15 | 1 | 365 | 8.18 | 0.38505 | 8 | 0.56505
14815 | 7.14 | 1 | 365 | 8.1686 | 0.36214 | 8 | 0.5307
58988 | 9.1 | 1 | 365 | 10.4109 | 0.85371 | 11 | 0.26462
21421 | 8.16 | 1 | 365 | 9.3355 | 0.69959 | 10 | 0.035084
16696 | 9.81 | 1 | 365 | 11.2232 | 0.48075 | 11 | 0.70394
16132 | 5.04 | 1 | 365 | 5.766 | 0.54974 | 6 | 0.31579
18515 | 9.01 | 1 | 365 | 10.3079 | 0.64746 | 10 | 0.9554
32864 | 7.2 | 1 | 365 | 8.2372 | 0.49964 | 8 | 0.73684
15353 | 8.829 | 1 | 365 | 10.1009 | 0.23268 | 10 | 0.33355
21194 | 4.32 | 1 | 365 | 4.9423 | 0.89978 | 5 | 0.8421
19077 | 7.7 | 1 | 365 | 8.8092 | 0.64544 | 9 | 0.45467
15690 | 4.2 | 1 | 365 | 4.805 | 0.62479 | 5 | 0.42982
15837 | 8.1 | 1 | 365 | 9.2669 | 0.56209 | 9 | 0.82894
50564 | 12.65 | 1 | 365 | 14.4723 | 0.98894 | 15 | 0.46125
14258 | 7.2 | 1 | 365 | 8.2372 | 0.49964 | 8 | 0.73684
26653 | 3.38 | 1 | 365 | 3.8669 | 0.74566 | 4 | 0.61257
17659 | 6.72 | 1 | 365 | 7.6881 | 0.39966 | 8 | 0.087716
17293 | 8.415 | 1 | 365 | 9.6272 | 0.28395 | 9 | 0.91118
33407 | 6.24 | 1 | 365 | 7.1389 | 0.29968 | 7 | 0.43859
20124 | 5.04 | 1 | 365 | 5.766 | 0.54974 | 6 | 0.31579
18368 | 7.5 | 1 | 365 | 8.5804 | 0.18712 | 8 | 0.76754
23857 | 13.065 | 1 | 365 | 14.9471 | 0.93996 | 15 | 0.88705
20561 | 7.975 | 1 | 365 | 9.1238 | 0.27564 | 9 | 0.39948
21062 | 5.886 | 1 | 365 | 6.7339 | 0.48845 | 7 | 0.22237
25302 | 10.335 | 1 | 365 | 11.8238 | 0.68385 | 12 | 0.50767
28918 | 3.924 | 1 | 365 | 4.4893 | 0.9923 | 5 | 0.48158
17167 | 10.725 | 1 | 365 | 12.27 | 0.57758 | 12 | 0.84758
21134 | 4.845 | 1 | 365 | 5.543 | 0.10288 | 5 | 0.64583
32594 | 6.63 | 1 | 365 | 7.5851 | 0.19341 | 7 | 0.77851
17292 | 3.57 | 1 | 365 | 4.0843 | 0.18107 | 4 | 0.26535
20711 | 8.97 | 1 | 365 | 10.2622 | 0.5558 | 10 | 0.81798
19081 | 7.975 | 1 | 365 | 9.1238 | 0.27564 | 9 | 0.39948
13872 | 5 | 1 | 365 | 5.7203 | 0.45808 | 6 | 0.17836
16544 | 8.68 | 1 | 365 | 9.9304 | 0.89123 | 10 | 0.82163
21432 | 9.36 | 1 | 365 | 10.7084 | 0.44953 | 11 | 0.15789
21797 | 5.67 | 1 | 365 | 6.4868 | 0.99346 | 7 | 0.48026
21014 | 8 | 1 | 365 | 9.1524 | 0.33293 | 9 | 0.48538
21744 | 8.64 | 1 | 365 | 9.8846 | 0.79956 | 10 | 0.68421
20699 | 11.44 | 1 | 365 | 13.088 | 0.21609 | 13 | 0.30409
18161 | 11.7 | 1 | 365 | 13.3855 | 0.81191 | 14 | 0.19736
15656 | 8.82 | 1 | 365 | 10.0906 | 0.21205 | 10 | 0.30263
17391 | 4.59 | 1 | 365 | 5.2512 | 0.51852 | 5 | 0.76973
20247 | 4.845 | 1 | 365 | 5.543 | 0.10288 | 5 | 0.64583
25320 | 9.275 | 1 | 365 | 10.6111 | 0.25474 | 10 | 0.86586
20032 | 3.85 | 1 | 365 | 4.4046 | 0.82272 | 5 | 0.22734
24044 | 9.72 | 1 | 365 | 11.1202 | 0.27451 | 11 | 0.39473
15291 | 6.867 | 1 | 365 | 7.8562 | 0.73653 | 8 | 0.59276
21544 | 5.4 | 1 | 365 | 6.1779 | 0.37473 | 6 | 0.55263
22200 | 5.2 | 1 | 365 | 5.9491 | 0.9164 | 6 | 0.86549
73684 | 3.795 | 1 | 365 | 4.3417 | 0.31842 | 4 | 0.66011
14997 | 11.4 | 1 | 365 | 13.0422 | 0.12442 | 13 | 0.16666
32600 | 5.1 | 1 | 365 | 5.8347 | 0.68724 | 6 | 0.52193
13869 | 5.67 | 1 | 365 | 6.4868 | 0.99346 | 7 | 0.48026
18015 | 4.48 | 1 | 365 | 5.1254 | 0.26644 | 5 | 0.39181
73059 | 6 | 1 | 365 | 6.8643 | 0.7497 | 7 | 0.61403
16558 | 9.24 | 1 | 365 | 10.5711 | 0.17453 | 10 | 0.74561
57512 | 6.25 | 1 | 365 | 7.1504 | 0.3226 | 7 | 0.47295
14065 | 7.84 | 1 | 365 | 8.9694 | 0.96627 | 9 | 0.93567
18345 | 5.61 | 1 | 365 | 6.4182 | 0.85597 | 7 | 0.27412
9241 | 4.165 | 1 | 365 | 4.765 | 0.54458 | 5 | 0.30957
10710 | 10.71 | 1 | 365 | 12.2528 | 0.54321 | 12 | 0.79605
10712 | 2.55 | 1 | 365 | 2.9173 | 0.84362 | 3 | 0.76096
3460 | 7.5 | 1 | 365 | 8.5804 | 0.18712 | 8 | 0.76754
11246 | 5.4 | 1 | 365 | 6.1779 | 0.37473 | 6 | 0.55263
17096 | 5.5 | 1 | 365 | 6.2923 | 0.60389 | 6 | 0.8962
15125 | 5.04 | 1 | 365 | 5.766 | 0.54974 | 6 | 0.31579
17142 | 5.1 | 1 | 365 | 5.8347 | 0.68724 | 6 | 0.52193
20385 | 4.68 | 1 | 365 | 5.3542 | 0.72476 | 6 | 0.078945
58980 | 2.16 | 1 | 365 | 2.4712 | 0.94989 | 3 | 0.42105
16912 | 5.72 | 1 | 365 | 6.544 | 0.10804 | 6 | 0.65204
20381 | 6.5 | 1 | 365 | 7.4364 | 0.8955 | 8 | 0.33187
58873 | 6.12 | 1 | 365 | 7.0016 | 0.02469 | 7 | 0.026313
44230 | 9.315 | 1 | 365 | 10.6569 | 0.3464 | 11 | 0.0032847
58951 | 3.06 | 1 | 365 | 3.5008 | 0.012345 | 3 | 0.51316
17227 | 4.94 | 1 | 365 | 5.6516 | 0.32058 | 5 | 0.97222
20266 | 7.28 | 1 | 365 | 8.3287 | 0.68296 | 9 | 0.011692
20265 | 3.12 | 1 | 365 | 3.5695 | 0.14984 | 3 | 0.7193
53830 | 5.94 | 1 | 365 | 6.7957 | 0.6122 | 7 | 0.40789
17116 | 3.825 | 1 | 365 | 4.376 | 0.76543 | 5 | 0.14145
21358 | 7.28 | 1 | 365 | 8.3287 | 0.68296 | 9 | 0.011692
20361 | 9.69 | 1 | 365 | 11.0859 | 0.20576 | 11 | 0.29166
17156 | 5.72 | 1 | 365 | 6.544 | 0.10804 | 6 | 0.65204
17132 | 6.12 | 1 | 365 | 7.0016 | 0.02469 | 7 | 0.026313
17146 | 2.295 | 1 | 365 | 2.6256 | 0.25926 | 2 | 0.88487
17099 | 4.845 | 1 | 365 | 5.543 | 0.10288 | 5 | 0.64583
15150 | 8.84 | 1 | 365 | 10.1135 | 0.25789 | 10 | 0.37134
17103 | 5.61 | 1 | 365 | 6.4182 | 0.85597 | 7 | 0.27412
17130 | 3.315 | 1 | 365 | 3.7925 | 0.59671 | 4 | 0.38925
20386 | 8.84 | 1 | 365 | 10.1135 | 0.25789 | 10 | 0.37134
15176 | 2.34 | 1 | 365 | 2.6771 | 0.36238 | 3 | 0.039472
17221 | 2.6 | 1 | 365 | 2.9745 | 0.9582 | 3 | 0.93275
17494 | 2.34 | 1 | 365 | 2.6771 | 0.36238 | 3 | 0.039472
17135 | 5.1 | 1 | 365 | 5.8347 | 0.68724 | 6 | 0.52193
20325 | 6.63 | 1 | 365 | 7.5851 | 0.19341 | 7 | 0.77851
17110 | 5.355 | 1 | 365 | 6.1264 | 0.2716 | 6 | 0.39802
53852 | 3.9 | 1 | 365 | 4.4618 | 0.9373 | 5 | 0.39912
15135 | 12.48 | 1 | 365 | 14.2778 | 0.59937 | 14 | 0.87719
17112 | 11.22 | 1 | 365 | 12.8363 | 0.71193 | 13 | 0.54824
15259 | 5.2 | 1 | 365 | 5.9491 | 0.9164 | 6 | 0.86549
17199 | 7.905 | 1 | 365 | 9.0438 | 0.11522 | 9 | 0.15899
17151 | 3.9 | 1 | 365 | 4.4618 | 0.9373 | 5 | 0.39912
20238 | 4.75 | 1 | 365 | 5.4343 | 0.88518 | 6 | 0.31944
17126 | 5.1 | 1 | 365 | 5.8347 | 0.68724 | 6 | 0.52193
59052 | 3.12 | 1 | 365 | 3.5695 | 0.14984 | 3 | 0.7193
17158 | 11.985 | 1 | 365 | 13.7115 | 0.46502 | 14 | 0.17653
17195 | 5.1 | 1 | 365 | 5.8347 | 0.68724 | 6 | 0.52193
17121 | 9.18 | 1 | 365 | 10.5024 | 0.037035 | 10 | 0.53947
15331 | 3.9 | 1 | 365 | 4.4618 | 0.9373 | 5 | 0.39912
19148 | 5.1 | 1 | 365 | 5.8347 | 0.68724 | 6 | 0.52193
63962 | 8.82 | 1 | 365 | 10.0906 | 0.21205 | 10 | 0.30263
53919 | 5.12 | 1 | 365 | 5.8576 | 0.73307 | 6 | 0.59064
9392 | 6 | 1 | 365 | 6.8643 | 0.7497 | 7 | 0.61403
9510 | 4.2 | 1 | 365 | 4.805 | 0.62479 | 5 | 0.42982
11634 | 7.905 | 1 | 365 | 9.0438 | 0.11522 | 9 | 0.15899
11696 | 7.29 | 1 | 365 | 8.3402 | 0.70588 | 9 | 0.046049
12465 | 6.12 | 1 | 365 | 7.0016 | 0.02469 | 7 | 0.026313
14121 | 8.7 | 1 | 365 | 9.9533 | 0.93706 | 10 | 0.89035
14227 | 6.375 | 1 | 365 | 7.2934 | 0.60905 | 7 | 0.90241
14231 | 5.61 | 1 | 365 | 6.4182 | 0.85597 | 7 | 0.27412
9595 | 5.1 | 1 | 365 | 5.8347 | 0.68724 | 6 | 0.52193
12473 | 5.1 | 1 | 365 | 5.8347 | 0.68724 | 6 | 0.52193
12926 | 11.725 | 1 | 365 | 13.4141 | 0.8692 | 14 | 0.28325
13208 | 4.8 | 1 | 365 | 5.4915 | 0.99976 | 6 | 0.49123
12178 | 8.1 | 1 | 365 | 9.2669 | 0.56209 | 9 | 0.82894
10683 | 12.753 | 1 | 365 | 14.5901 | 0.22498 | 14 | 0.81513
17236 | 3.75 | 1 | 365 | 4.2902 | 0.59356 | 4 | 0.88377
22534 | 14.82 | 1 | 365 | 16.9549 | 0.96175 | 17 | 0.91666
17437 | 4.52 | 1 | 365 | 5.1711 | 0.3581 | 5 | 0.52924
19582 | 11 | 1 | 365 | 12.5846 | 0.20778 | 12 | 0.79239
19584 | 6 | 1 | 365 | 6.8643 | 0.7497 | 7 | 0.61403
20355 | 4.08 | 1 | 365 | 4.6677 | 0.34979 | 5 | 0.017542
17085 | 8.28 | 1 | 365 | 9.4728 | 0.97458 | 10 | 0.44736
17205 | 9.88 | 1 | 365 | 11.3033 | 0.64117 | 11 | 0.94444
17767 | 8.175 | 1 | 365 | 9.3527 | 0.73396 | 10 | 0.086619
17108 | 6.25 | 1 | 365 | 7.1504 | 0.3226 | 7 | 0.47295
17590 | 2.86 | 1 | 365 | 3.272 | 0.55402 | 3 | 0.82602
17879 | 6.6 | 1 | 365 | 7.5508 | 0.12467 | 7 | 0.67544
23221 | 7.2 | 1 | 365 | 8.2372 | 0.49964 | 8 | 0.73684
18616 | 6 | 1 | 365 | 6.8643 | 0.7497 | 7 | 0.61403
18723 | 5.4 | 1 | 365 | 6.1779 | 0.37473 | 6 | 0.55263
22243 | 7.83 | 1 | 365 | 8.958 | 0.94335 | 9 | 0.90131
23406 | 12.3 | 1 | 365 | 14.0719 | 0.18688 | 14 | 0.25877
19392 | 4.675 | 1 | 365 | 5.3485 | 0.7133 | 6 | 0.061767
17084 | 11.73 | 1 | 365 | 13.4198 | 0.88066 | 14 | 0.30043
18412 | 5.61 | 1 | 365 | 6.4182 | 0.85597 | 7 | 0.27412
19869 | 11.2 | 1 | 365 | 12.8134 | 0.6661 | 13 | 0.47953
25907 | 7.15 | 1 | 365 | 8.18 | 0.38505 | 8 | 0.56505
21236 | 5.25 | 1 | 365 | 6.0063 | 0.030984 | 6 | 0.037278
43535 | 8.265 | 1 | 365 | 9.4556 | 0.94021 | 10 | 0.39583
13943 | 4.75 | 1 | 365 | 5.4343 | 0.88518 | 6 | 0.31944
11831 | 8.84 | 1 | 365 | 10.1135 | 0.25789 | 10 | 0.37134
14357 | 6 | 1 | 365 | 6.8643 | 0.7497 | 7 | 0.61403
14650 | 6.05 | 1 | 365 | 6.9215 | 0.86428 | 7 | 0.78582
13661 | 6.12 | 1 | 365 | 7.0016 | 0.02469 | 7 | 0.026313
13542 | 12.69 | 1 | 365 | 14.5181 | 0.080607 | 14 | 0.59868
9500 | 6.63 | 1 | 365 | 7.5851 | 0.19341 | 7 | 0.77851
14847 | 3.38 | 1 | 365 | 3.8669 | 0.74566 | 4 | 0.61257
14877 | 3.12 | 1 | 365 | 3.5695 | 0.14984 | 3 | 0.7193
16510 | 6.6 | 1 | 365 | 7.5508 | 0.12467 | 7 | 0.67544
17914 | 6 | 1 | 365 | 6.8643 | 0.7497 | 7 | 0.61403
18172 | 3.9 | 1 | 365 | 4.4618 | 0.9373 | 5 | 0.39912
18197 | 4.08 | 1 | 365 | 4.6677 | 0.34979 | 5 | 0.017542
17381 | 8.25 | 1 | 365 | 9.4385 | 0.90583 | 10 | 0.34429
18501 | 4.32 | 1 | 365 | 4.9423 | 0.89978 | 5 | 0.8421
18676 | 9.44 | 1 | 365 | 10.7999 | 0.63286 | 11 | 0.43274
18908 | 9.69 | 1 | 365 | 11.0859 | 0.20576 | 11 | 0.29166
18917 | 5.355 | 1 | 365 | 6.1264 | 0.2716 | 6 | 0.39802
19154 | 4.8 | 1 | 365 | 5.4915 | 0.99976 | 6 | 0.49123
16508 | 8.71 | 1 | 365 | 9.9647 | 0.95998 | 10 | 0.9247
19385 | 9 | 1 | 365 | 10.2965 | 0.62454 | 10 | 0.92105
19390 | 5.4 | 1 | 365 | 6.1779 | 0.37473 | 6 | 0.55263
19592 | 2.4 | 1 | 365 | 2.7457 | 0.49988 | 3 | 0.24561
20423 | 3 | 1 | 365 | 3.4322 | 0.87485 | 4 | 0.30702
19482 | 12.75 | 1 | 365 | 14.5867 | 0.2181 | 14 | 0.80482
17909 | 7.42 | 1 | 365 | 8.4889 | 0.0037907 | 8 | 0.49269
16655 | 7.375 | 1 | 365 | 8.4374 | 0.90067 | 9 | 0.33808
51528 | 5.88 | 1 | 365 | 6.727 | 0.4747 | 7 | 0.20175
23701 | 6.9 | 1 | 365 | 7.894 | 0.81215 | 8 | 0.70614
23915 | 10.455 | 1 | 365 | 11.9611 | 0.95885 | 12 | 0.91995
22560 | 9.8 | 1 | 365 | 11.2117 | 0.45784 | 11 | 0.66959
26077 | 4.845 | 1 | 365 | 5.543 | 0.10288 | 5 | 0.64583
35714 | 6.84 | 1 | 365 | 7.8253 | 0.67465 | 8 | 0.5
11133 | 9.8 | 1 | 365 | 11.2117 | 0.45784 | 11 | 0.66959
16140 | 4.08 | 1 | 365 | 4.6677 | 0.34979 | 5 | 0.017542
20447 | 5.61 | 1 | 365 | 6.4182 | 0.85597 | 7 | 0.27412
16105 | 5.47 | 1 | 365 | 6.258 | 0.53514 | 6 | 0.79313
20779 | 6.72 | 1 | 365 | 7.6881 | 0.39966 | 8 | 0.087716
19728 | 6 | 1 | 365 | 6.8643 | 0.7497 | 7 | 0.61403
17447 | 8.1 | 1 | 365 | 9.2669 | 0.56209 | 9 | 0.82894
20210 | 8.215 | 1 | 365 | 9.3984 | 0.82563 | 10 | 0.22405
20206 | 2.25 | 1 | 365 | 2.5741 | 0.15614 | 2 | 0.73026
20202 | 4 | 1 | 365 | 4.5762 | 0.16646 | 4 | 0.74269
19431 | 4.59 | 1 | 365 | 5.2512 | 0.51852 | 5 | 0.76973
21392 | 3 | 1 | 365 | 3.4322 | 0.87485 | 4 | 0.30702
21694 | 5.98 | 1 | 365 | 6.8415 | 0.70386 | 7 | 0.54532
22275 | 9.156 | 1 | 365 | 10.475 | 0.98204 | 11 | 0.45701
21957 | 5.355 | 1 | 365 | 6.1264 | 0.2716 | 6 | 0.39802
22900 | 3.24 | 1 | 365 | 3.7067 | 0.42484 | 4 | 0.13158
22941 | 7.395 | 1 | 365 | 8.4603 | 0.9465 | 9 | 0.40679
18983 | 4.59 | 1 | 365 | 5.2512 | 0.51852 | 5 | 0.76973
22521 | 6.885 | 1 | 365 | 7.8768 | 0.77778 | 8 | 0.6546
22395 | 10.71 | 1 | 365 | 12.2528 | 0.54321 | 12 | 0.79605
22244 | 7.28 | 1 | 365 | 8.3287 | 0.68296 | 9 | 0.011692
22461 | 4.95 | 1 | 365 | 5.6631 | 0.3435 | 6 | 0.0065764
22605 | 7.8 | 1 | 365 | 8.9236 | 0.8746 | 9 | 0.79824
23651 | 5.865 | 1 | 365 | 6.7099 | 0.44033 | 7 | 0.15022
22482 | 4.355 | 1 | 365 | 4.9824 | 0.97999 | 5 | 0.96235
20460 | 8.25 | 1 | 365 | 9.4385 | 0.90583 | 10 | 0.34429
22920 | 4.5 | 1 | 365 | 5.1483 | 0.31227 | 5 | 0.46052
23004 | 7.14 | 1 | 365 | 8.1686 | 0.36214 | 8 | 0.5307
23008 | 6.3 | 1 | 365 | 7.2076 | 0.43718 | 7 | 0.64473
20891 | 8.32 | 1 | 365 | 9.5185 | 0.066245 | 9 | 0.58479
22790 | 7.96 | 1 | 365 | 9.1067 | 0.24126 | 9 | 0.34795
22811 | 4.47 | 1 | 365 | 5.1139 | 0.24352 | 5 | 0.35745
25144 | 12.48 | 1 | 365 | 14.2778 | 0.59937 | 14 | 0.87719
22405 | 45.453 | 1 | 365 | 52.0008 | 0.16082 | 52 | 0.1616
26640 | 3 | 1 | 365 | 3.4322 | 0.87485 | 4 | 0.30702
26641 | 3 | 1 | 365 | 3.4322 | 0.87485 | 4 | 0.30702
21121 | 7.395 | 1 | 365 | 8.4603 | 0.9465 | 9 | 0.40679
25854 | 4.48 | 1 | 365 | 5.1254 | 0.26644 | 5 | 0.39181
25664 | 6.36 | 1 | 365 | 7.2762 | 0.57468 | 7 | 0.85087
17716 | 13.515 | 1 | 365 | 15.4619 | 0.97119 | 16 | 0.43311
18826 | 12.75 | 1 | 365 | 14.5867 | 0.2181 | 14 | 0.80482
19168 | 4.08 | 1 | 365 | 4.6677 | 0.34979 | 5 | 0.017542
23060 | 7.905 | 1 | 365 | 9.0438 | 0.11522 | 9 | 0.15899
22074 | 4.14 | 1 | 365 | 4.7364 | 0.48729 | 5 | 0.22368
24702 | 6.76 | 1 | 365 | 7.7338 | 0.49132 | 8 | 0.22514
27049 | 10.08 | 1 | 365 | 11.5321 | 0.099489 | 11 | 0.63157
27063 | 7.055 | 1 | 365 | 8.0713 | 0.16735 | 8 | 0.23867
31052 | 3.3 | 1 | 365 | 3.7754 | 0.56233 | 4 | 0.33772
31897 | 7.98 | 1 | 365 | 9.1296 | 0.2871 | 9 | 0.41666
32790 | 5.865 | 1 | 365 | 6.7099 | 0.44033 | 7 | 0.15022
29303 | 14.28 | 1 | 365 | 16.3371 | 0.72428 | 17 | 0.061396
33924 | 5.232 | 1 | 365 | 5.9857 | 0.98973 | 6 | 0.97544
34774 | 4.56 | 1 | 365 | 5.2169 | 0.44977 | 5 | 0.66666
29957 | 6 | 1 | 365 | 6.8643 | 0.7497 | 7 | 0.61403
32795 | 7.8 | 1 | 365 | 8.9236 | 0.8746 | 9 | 0.79824
33575 | 8.64 | 1 | 365 | 9.8846 | 0.79956 | 10 | 0.68421
35207 | 2.295 | 1 | 365 | 2.6256 | 0.25926 | 2 | 0.88487
37653 | 2.385 | 1 | 365 | 2.7286 | 0.4655 | 3 | 0.19408
35555 | 3.57 | 1 | 365 | 4.0843 | 0.18107 | 4 | 0.26535
35867 | 8.829 | 1 | 365 | 10.1009 | 0.23268 | 10 | 0.33355
36056 | 6 | 1 | 365 | 6.8643 | 0.7497 | 7 | 0.61403
42837 | 7.28 | 1 | 365 | 8.3287 | 0.68296 | 9 | 0.011692
44217 | 9.18 | 1 | 365 | 10.5024 | 0.037035 | 10 | 0.53947
45089 | 6.12 | 1 | 365 | 7.0016 | 0.02469 | 7 | 0.026313
30917 | 10.2 | 1 | 365 | 11.6694 | 0.37448 | 12 | 0.043854
33077 | 12.04 | 1 | 365 | 13.7744 | 0.59106 | 14 | 0.36549
46907 | 3.35 | 1 | 365 | 3.8326 | 0.67691 | 4 | 0.5095
41594 | 8.04 | 1 | 365 | 9.1982 | 0.42459 | 9 | 0.6228
51857 | 7.8 | 1 | 365 | 8.9236 | 0.8746 | 9 | 0.79824
51396 | 11.96 | 1 | 365 | 13.6829 | 0.40773 | 14 | 0.090637
53246 | 7.935 | 1 | 365 | 9.0781 | 0.18397 | 9 | 0.26206
51091 | 9.62 | 1 | 365 | 11.0058 | 0.045346 | 11 | 0.051165
52865 | 10.2 | 1 | 365 | 11.6694 | 0.37448 | 12 | 0.043854
52981 | 4.68 | 1 | 365 | 5.3542 | 0.72476 | 6 | 0.078945
43081 | 4.59 | 1 | 365 | 5.2512 | 0.51852 | 5 | 0.76973
50713 | 10.4 | 1 | 365 | 11.8982 | 0.83281 | 12 | 0.73099
42407 | 4.42 | 1 | 365 | 5.0567 | 0.12894 | 5 | 0.18567
50803 | 4.08 | 1 | 365 | 4.6677 | 0.34979 | 5 | 0.017542
45994 | 13.26 | 1 | 365 | 15.1702 | 0.38683 | 15 | 0.55701
53520 | 5.32 | 1 | 365 | 6.0864 | 0.1914 | 6 | 0.27778
53616 | 9.88 | 1 | 365 | 11.3033 | 0.64117 | 11 | 0.94444
48570 | 4.5 | 1 | 365 | 5.1483 | 0.31227 | 5 | 0.46052
44792 | 10.395 | 1 | 365 | 11.8925 | 0.82135 | 12 | 0.71381
41417 | 8.1 | 1 | 365 | 9.2669 | 0.56209 | 9 | 0.82894
59435 | 4.68 | 1 | 365 | 5.3542 | 0.72476 | 6 | 0.078945
53006 | 6.5 | 1 | 365 | 7.4364 | 0.8955 | 8 | 0.33187
43145 | 10.92 | 1 | 365 | 12.4931 | 0.024447 | 12 | 0.51754
61729 | 6.76 | 1 | 365 | 7.7338 | 0.49132 | 8 | 0.22514
66416 | 4.32 | 1 | 365 | 4.9423 | 0.89978 | 5 | 0.8421
63576 | 7 | 1 | 365 | 8.0084 | 0.041312 | 8 | 0.049704
59890 | 8.55 | 1 | 365 | 9.7817 | 0.59332 | 10 | 0.375
16467 | 3.57 | 1 | 365 | 4.0843 | 0.18107 | 4 | 0.26535
16415 | 14.79 | 1 | 365 | 16.9206 | 0.893 | 17 | 0.81359
16983 | 8.8 | 1 | 365 | 10.0677 | 0.16622 | 10 | 0.23391
16988 | 6.6 | 1 | 365 | 7.5508 | 0.12467 | 7 | 0.67544
17010 | 9.9 | 1 | 365 | 11.3262 | 0.687 | 12 | 0.013153
18265 | 7.7 | 1 | 365 | 8.8092 | 0.64544 | 9 | 0.45467
18266 | 5.5 | 1 | 365 | 6.2923 | 0.60389 | 6 | 0.8962
17849 | 7.425 | 1 | 365 | 8.4946 | 0.015249 | 8 | 0.50986
17854 | 4.4 | 1 | 365 | 5.0338 | 0.08311 | 5 | 0.11696
17811 | 6.24 | 1 | 365 | 7.1389 | 0.29968 | 7 | 0.43859
18069 | 5.46 | 1 | 365 | 6.2465 | 0.51222 | 6 | 0.75877
15424 | 7.56 | 1 | 365 | 8.6491 | 0.32462 | 8 | 0.97368
17137 | 9.075 | 1 | 365 | 10.3823 | 0.79642 | 11 | 0.17872
17173 | 5.98 | 1 | 365 | 6.8415 | 0.70386 | 7 | 0.54532
17442 | 4.16 | 1 | 365 | 4.7593 | 0.53312 | 5 | 0.2924
17875 | 8.25 | 1 | 365 | 9.4385 | 0.90583 | 10 | 0.34429
18454 | 2.04 | 1 | 365 | 2.3339 | 0.6749 | 3 | 0.0087709
19221 | 4.94 | 1 | 365 | 5.6516 | 0.32058 | 5 | 0.97222
19438 | 4.94 | 1 | 365 | 5.6516 | 0.32058 | 5 | 0.97222
19456 | 6.05 | 1 | 365 | 6.9215 | 0.86428 | 7 | 0.78582
20016 | 7.02 | 1 | 365 | 8.0313 | 0.087144 | 8 | 0.11842
20220 | 5.72 | 1 | 365 | 6.544 | 0.10804 | 6 | 0.65204
20330 | 4.68 | 1 | 365 | 5.3542 | 0.72476 | 6 | 0.078945
20433 | 5.2 | 1 | 365 | 5.9491 | 0.9164 | 6 | 0.86549
20441 | 3.12 | 1 | 365 | 3.5695 | 0.14984 | 3 | 0.7193
20452 | 6.76 | 1 | 365 | 7.7338 | 0.49132 | 8 | 0.22514
20459 | 3.3 | 1 | 365 | 3.7754 | 0.56233 | 4 | 0.33772
20506 | 5.2 | 1 | 365 | 5.9491 | 0.9164 | 6 | 0.86549
20483 | 5.225 | 1 | 365 | 5.9777 | 0.97369 | 6 | 0.95139
20545 | 4.675 | 1 | 365 | 5.3485 | 0.7133 | 6 | 0.061767
20716 | 11.18 | 1 | 365 | 12.7905 | 0.62027 | 13 | 0.41081
16525 | 10.2 | 1 | 365 | 11.6694 | 0.37448 | 12 | 0.043854
16665 | 4.95 | 1 | 365 | 5.6631 | 0.3435 | 6 | 0.0065764
17069 | 11.55 | 1 | 365 | 13.2138 | 0.46816 | 13 | 0.68201
17671 | 9.625 | 1 | 365 | 11.0115 | 0.056804 | 11 | 0.068343
20739 | 4.4 | 1 | 365 | 5.0338 | 0.08311 | 5 | 0.11696
20822 | 7.975 | 1 | 365 | 9.1238 | 0.27564 | 9 | 0.39948
20745 | 5.98 | 1 | 365 | 6.8415 | 0.70386 | 7 | 0.54532
21209 | 5.775 | 1 | 365 | 6.6069 | 0.23408 | 6 | 0.84101
21248 | 3.85 | 1 | 365 | 4.4046 | 0.82272 | 5 | 0.22734
21274 | 3.85 | 1 | 365 | 4.4046 | 0.82272 | 5 | 0.22734
21283 | 4.675 | 1 | 365 | 5.3485 | 0.7133 | 6 | 0.061767
17924 | 4.125 | 1 | 365 | 4.7192 | 0.45292 | 5 | 0.17215
21516 | 5.2 | 1 | 365 | 5.9491 | 0.9164 | 6 | 0.86549
20574 | 4.5 | 1 | 365 | 5.1483 | 0.31227 | 5 | 0.46052
21243 | 4.4 | 1 | 365 | 5.0338 | 0.08311 | 5 | 0.11696
22220 | 8.84 | 1 | 365 | 10.1135 | 0.25789 | 10 | 0.37134
22637 | 3.12 | 1 | 365 | 3.5695 | 0.14984 | 3 | 0.7193
22600 | 6.05 | 1 | 365 | 6.9215 | 0.86428 | 7 | 0.78582
23484 | 7.28 | 1 | 365 | 8.3287 | 0.68296 | 9 | 0.011692
23527 | 8.25 | 1 | 365 | 9.4385 | 0.90583 | 10 | 0.34429
23554 | 9.9 | 1 | 365 | 11.3262 | 0.687 | 12 | 0.013153
23557 | 7.7 | 1 | 365 | 8.8092 | 0.64544 | 9 | 0.45467
23617 | 4.16 | 1 | 365 | 4.7593 | 0.53312 | 5 | 0.2924
23476 | 5.61 | 1 | 365 | 6.4182 | 0.85597 | 7 | 0.27412
23149 | 5.46 | 1 | 365 | 6.2465 | 0.51222 | 6 | 0.75877
23188 | 6.05 | 1 | 365 | 6.9215 | 0.86428 | 7 | 0.78582
23779 | 4.505 | 1 | 365 | 5.154 | 0.32373 | 5 | 0.4777
23862 | 4.4 | 1 | 365 | 5.0338 | 0.08311 | 5 | 0.11696
20449 | 4.125 | 1 | 365 | 4.7192 | 0.45292 | 5 | 0.17215
24348 | 7.02 | 1 | 365 | 8.0313 | 0.087144 | 8 | 0.11842
23985 | 9.36 | 1 | 365 | 10.7084 | 0.44953 | 11 | 0.15789
23801 | 4.16 | 1 | 365 | 4.7593 | 0.53312 | 5 | 0.2924
25483 | 7.95 | 1 | 365 | 9.0952 | 0.21835 | 9 | 0.31359
25532 | 9.9 | 1 | 365 | 11.3262 | 0.687 | 12 | 0.013153
25350 | 5.72 | 1 | 365 | 6.544 | 0.10804 | 6 | 0.65204
26060 | 5.2 | 1 | 365 | 5.9491 | 0.9164 | 6 | 0.86549
18978 | 9.63 | 1 | 365 | 11.0173 | 0.068262 | 11 | 0.085521
21877 | 11.44 | 1 | 365 | 13.088 | 0.21609 | 13 | 0.30409
26093 | 5.775 | 1 | 365 | 6.6069 | 0.23408 | 6 | 0.84101
26223 | 6.3 | 1 | 365 | 7.2076 | 0.43718 | 7 | 0.64473
26659 | 12 | 1 | 365 | 13.7287 | 0.49939 | 14 | 0.22806
27208 | 4.4 | 1 | 365 | 5.0338 | 0.08311 | 5 | 0.11696
27228 | 7.15 | 1 | 365 | 8.18 | 0.38505 | 8 | 0.56505
27295 | 9.01 | 1 | 365 | 10.3079 | 0.64746 | 10 | 0.9554
27447 | 5.775 | 1 | 365 | 6.6069 | 0.23408 | 6 | 0.84101
27348 | 10.2 | 1 | 365 | 11.6694 | 0.37448 | 12 | 0.043854
27440 | 5.7 | 1 | 365 | 6.5211 | 0.062211 | 6 | 0.58333
27425 | 5.98 | 1 | 365 | 6.8415 | 0.70386 | 7 | 0.54532
27774 | 12.19 | 1 | 365 | 13.946 | 0.9348 | 14 | 0.88084
25669 | 6.36 | 1 | 365 | 7.2762 | 0.57468 | 7 | 0.85087
24985 | 6.05 | 1 | 365 | 6.9215 | 0.86428 | 7 | 0.78582
25712 | 6.9 | 1 | 365 | 7.894 | 0.81215 | 8 | 0.70614
25750 | 4.2 | 1 | 365 | 4.805 | 0.62479 | 5 | 0.42982
25951 | 7.8 | 1 | 365 | 8.9236 | 0.8746 | 9 | 0.79824
25967 | 7.425 | 1 | 365 | 8.4946 | 0.015249 | 8 | 0.50986
26031 | 14.025 | 1 | 365 | 16.0454 | 0.13991 | 16 | 0.1853
26349 | 12.19 | 1 | 365 | 13.946 | 0.9348 | 14 | 0.88084
26368 | 4.505 | 1 | 365 | 5.154 | 0.32373 | 5 | 0.4777
26424 | 9.62 | 1 | 365 | 11.0058 | 0.045346 | 11 | 0.051165
26796 | 6.325 | 1 | 365 | 7.2362 | 0.49447 | 7 | 0.73063
27609 | 6.325 | 1 | 365 | 7.2362 | 0.49447 | 7 | 0.73063
23724 | 5.225 | 1 | 365 | 5.9777 | 0.97369 | 6 | 0.95139
28110 | 5.775 | 1 | 365 | 6.6069 | 0.23408 | 6 | 0.84101
28118 | 5.1 | 1 | 365 | 5.8347 | 0.68724 | 6 | 0.52193
28151 | 9 | 1 | 365 | 10.2965 | 0.62454 | 10 | 0.92105
28655 | 9.6 | 1 | 365 | 10.9829 | 0.99951 | 11 | 0.98245
29102 | 10.07 | 1 | 365 | 11.5206 | 0.076573 | 11 | 0.59722
26795 | 11.44 | 1 | 365 | 13.088 | 0.21609 | 13 | 0.30409
29334 | 7.425 | 1 | 365 | 8.4946 | 0.015249 | 8 | 0.50986
29309 | 7.8 | 1 | 365 | 8.9236 | 0.8746 | 9 | 0.79824
30131 | 5.72 | 1 | 365 | 6.544 | 0.10804 | 6 | 0.65204
31184 | 6 | 1 | 365 | 6.8643 | 0.7497 | 7 | 0.61403
31296 | 8.745 | 1 | 365 | 10.0048 | 0.040182 | 10 | 0.044952
31896 | 6 | 1 | 365 | 6.8643 | 0.7497 | 7 | 0.61403
31926 | 6 | 1 | 365 | 6.8643 | 0.7497 | 7 | 0.61403
33515 | 6.5 | 1 | 365 | 7.4364 | 0.8955 | 8 | 0.33187
33758 | 5.035 | 1 | 365 | 5.7603 | 0.53829 | 6 | 0.29861
33935 | 5.3 | 1 | 365 | 6.0635 | 0.14556 | 6 | 0.20906
33944 | 5.035 | 1 | 365 | 5.7603 | 0.53829 | 6 | 0.29861
34011 | 20.625 | 1 | 365 | 23.5962 | 0.26458 | 23 | 0.86074
34257 | 2.7 | 1 | 365 | 3.089 | 0.18736 | 3 | 0.27631
34276 | 4.8 | 1 | 365 | 5.4915 | 0.99976 | 6 | 0.49123
34145 | 7.15 | 1 | 365 | 8.18 | 0.38505 | 8 | 0.56505
34342 | 4.16 | 1 | 365 | 4.7593 | 0.53312 | 5 | 0.2924
34351 | 10.6 | 1 | 365 | 12.127 | 0.29113 | 12 | 0.41812
34350 | 8.25 | 1 | 365 | 9.4385 | 0.90583 | 10 | 0.34429
34288 | 5.3 | 1 | 365 | 6.0635 | 0.14556 | 6 | 0.20906
34559 | 15.6 | 1 | 365 | 17.8473 | 0.74921 | 18 | 0.59648
34617 | 2.7 | 1 | 365 | 3.089 | 0.18736 | 3 | 0.27631
34610 | 3.575 | 1 | 365 | 4.09 | 0.19253 | 4 | 0.28253
33756 | 7.8 | 1 | 365 | 8.9236 | 0.8746 | 9 | 0.79824
34064 | 6.6 | 1 | 365 | 7.5508 | 0.12467 | 7 | 0.67544
34081 | 6.9 | 1 | 365 | 7.894 | 0.81215 | 8 | 0.70614
33809 | 22 | 1 | 365 | 25.1692 | 0.41555 | 25 | 0.58478
33760 | 13 | 1 | 365 | 14.8727 | 0.79101 | 15 | 0.66374
33751 | 8.4 | 1 | 365 | 9.6101 | 0.24957 | 9 | 0.85964
34941 | 4.4 | 1 | 365 | 5.0338 | 0.08311 | 5 | 0.11696
33641 | 10.92 | 1 | 365 | 12.4931 | 0.024447 | 12 | 0.51754
33631 | 8.58 | 1 | 365 | 9.816 | 0.66207 | 10 | 0.47807
33646 | 6.3 | 1 | 365 | 7.2076 | 0.43718 | 7 | 0.64473
33610 | 8.32 | 1 | 365 | 9.5185 | 0.066245 | 9 | 0.58479
33554 | 10.07 | 1 | 365 | 11.5206 | 0.076573 | 11 | 0.59722
33501 | 2.75 | 1 | 365 | 3.1462 | 0.30194 | 3 | 0.4481
34936 | 9.1 | 1 | 365 | 10.4109 | 0.85371 | 11 | 0.26462
34995 | 4.8 | 1 | 365 | 5.4915 | 0.99976 | 6 | 0.49123
33750 | 3.975 | 1 | 365 | 4.5476 | 0.10917 | 4 | 0.6568
34069 | 12 | 1 | 365 | 13.7287 | 0.49939 | 14 | 0.22806
35340 | 14.7 | 1 | 365 | 16.8176 | 0.68676 | 17 | 0.50438
36902 | 7.2 | 1 | 365 | 8.2372 | 0.49964 | 8 | 0.73684
36823 | 4.24 | 1 | 365 | 4.8508 | 0.71645 | 5 | 0.56725
37160 | 4.5 | 1 | 365 | 5.1483 | 0.31227 | 5 | 0.46052
37138 | 5.98 | 1 | 365 | 6.8415 | 0.70386 | 7 | 0.54532
37239 | 5.1 | 1 | 365 | 5.8347 | 0.68724 | 6 | 0.52193
37433 | 8.4 | 1 | 365 | 9.6101 | 0.24957 | 9 | 0.85964
36851 | 4.95 | 1 | 365 | 5.6631 | 0.3435 | 6 | 0.0065764
35462 | 8.48 | 1 | 365 | 9.7016 | 0.4329 | 10 | 0.1345
35576 | 5.4 | 1 | 365 | 6.1779 | 0.37473 | 6 | 0.55263
33794 | 10.175 | 1 | 365 | 11.6408 | 0.31719 | 11 | 0.95796
35905 | 9.9 | 1 | 365 | 11.3262 | 0.687 | 12 | 0.013153
35911 | 12.1 | 1 | 365 | 13.8431 | 0.72855 | 14 | 0.57163
36749 | 6.63 | 1 | 365 | 7.5851 | 0.19341 | 7 | 0.77851
35936 | 7.5 | 1 | 365 | 8.5804 | 0.18712 | 8 | 0.76754
34652 | 4.5 | 1 | 365 | 5.1483 | 0.31227 | 5 | 0.46052
36582 | 8.8 | 1 | 365 | 10.0677 | 0.16622 | 10 | 0.23391
36743 | 5.4 | 1 | 365 | 6.1779 | 0.37473 | 6 | 0.55263
37058 | 4.4 | 1 | 365 | 5.0338 | 0.08311 | 5 | 0.11696
29432 | 3.575 | 1 | 365 | 4.09 | 0.19253 | 4 | 0.28253
34556 | 11.4 | 1 | 365 | 13.0422 | 0.12442 | 13 | 0.16666
34589 | 8.525 | 1 | 365 | 9.7531 | 0.53603 | 10 | 0.2891
34705 | 11 | 1 | 365 | 12.5846 | 0.20778 | 12 | 0.79239
34703 | 7.2 | 1 | 365 | 8.2372 | 0.49964 | 8 | 0.73684
19454 | 5.2 | 1 | 365 | 5.9491 | 0.9164 | 6 | 0.86549
25681 | 12.19 | 1 | 365 | 13.946 | 0.9348 | 14 | 0.88084
35474 | 7.2 | 1 | 365 | 8.2372 | 0.49964 | 8 | 0.73684
35571 | 7.5 | 1 | 365 | 8.5804 | 0.18712 | 8 | 0.76754
35914 | 4.24 | 1 | 365 | 4.8508 | 0.71645 | 5 | 0.56725
36919 | 6.3 | 1 | 365 | 7.2076 | 0.43718 | 7 | 0.64473
36914 | 9.54 | 1 | 365 | 10.9143 | 0.86202 | 11 | 0.77631
36932 | 6.9 | 1 | 365 | 7.894 | 0.81215 | 8 | 0.70614
36680 | 9.36 | 1 | 365 | 10.7084 | 0.44953 | 11 | 0.15789
36709 | 8.745 | 1 | 365 | 10.0048 | 0.040182 | 10 | 0.044952
36908 | 6.3 | 1 | 365 | 7.2076 | 0.43718 | 7 | 0.64473
36581 | 6.6 | 1 | 365 | 7.5508 | 0.12467 | 7 | 0.67544
37554 | 5.4 | 1 | 365 | 6.1779 | 0.37473 | 6 | 0.55263
37570 | 7.95 | 1 | 365 | 9.0952 | 0.21835 | 9 | 0.31359
38090 | 9 | 1 | 365 | 10.2965 | 0.62454 | 10 | 0.92105
35036 | 4.5 | 1 | 365 | 5.1483 | 0.31227 | 5 | 0.46052
41078 | 16.165 | 1 | 365 | 18.4937 | 0.043973 | 18 | 0.53764
37197 | 4.8 | 1 | 365 | 5.4915 | 0.99976 | 6 | 0.49123
41284 | 7.7 | 1 | 365 | 8.8092 | 0.64544 | 9 | 0.45467
41430 | 7.15 | 1 | 365 | 8.18 | 0.38505 | 8 | 0.56505
41901 | 3.975 | 1 | 365 | 4.5476 | 0.10917 | 4 | 0.6568
43428 | 12.72 | 1 | 365 | 14.5524 | 0.14936 | 14 | 0.70175
43478 | 6.6 | 1 | 365 | 7.5508 | 0.12467 | 7 | 0.67544
44317 | 5.5 | 1 | 365 | 6.2923 | 0.60389 | 6 | 0.8962
45353 | 5.3 | 1 | 365 | 6.0635 | 0.14556 | 6 | 0.20906
37655 | 4.8 | 1 | 365 | 5.4915 | 0.99976 | 6 | 0.49123
43859 | 7.2 | 1 | 365 | 8.2372 | 0.49964 | 8 | 0.73684
41099 | 9.62 | 1 | 365 | 11.0058 | 0.045346 | 11 | 0.051165
40649 | 9.6 | 1 | 365 | 10.9829 | 0.99951 | 11 | 0.98245
41175 | 3.9 | 1 | 365 | 4.4618 | 0.9373 | 5 | 0.39912
41251 | 6.3 | 1 | 365 | 7.2076 | 0.43718 | 7 | 0.64473
45273 | 8.1 | 1 | 365 | 9.2669 | 0.56209 | 9 | 0.82894
43268 | 6.6 | 1 | 365 | 7.5508 | 0.12467 | 7 | 0.67544
43388 | 6 | 1 | 365 | 6.8643 | 0.7497 | 7 | 0.61403
41191 | 20.4 | 1 | 365 | 23.3387 | 0.74897 | 24 | 0.087709
42074 | 7.685 | 1 | 365 | 8.7921 | 0.61107 | 9 | 0.40314
38366 | 8.1 | 1 | 365 | 9.2669 | 0.56209 | 9 | 0.82894
43391 | 5.035 | 1 | 365 | 5.7603 | 0.53829 | 6 | 0.29861
55327 | 4.8 | 1 | 365 | 5.4915 | 0.99976 | 6 | 0.49123
44118 | 5.1 | 1 | 365 | 5.8347 | 0.68724 | 6 | 0.52193
39119 | 6.095 | 1 | 365 | 6.973 | 0.9674 | 7 | 0.94042
44013 | 16.43 | 1 | 365 | 18.7968 | 0.65125 | 19 | 0.44809
55539 | 5.83 | 1 | 365 | 6.6698 | 0.36012 | 7 | 0.029968
54411 | 6 | 1 | 365 | 6.8643 | 0.7497 | 7 | 0.61403
43398 | 8.4 | 1 | 365 | 9.6101 | 0.24957 | 9 | 0.85964
52667 | 5.565 | 1 | 365 | 6.3667 | 0.75284 | 7 | 0.11951
41280 | 3.18 | 1 | 365 | 3.6381 | 0.28734 | 3 | 0.92544
60554 | 8.4 | 1 | 365 | 9.6101 | 0.24957 | 9 | 0.85964
55166 | 11.925 | 1 | 365 | 13.6429 | 0.32752 | 13 | 0.97039
47409 | 9.01 | 1 | 365 | 10.3079 | 0.64746 | 10 | 0.9554
43384 | 8.25 | 1 | 365 | 9.4385 | 0.90583 | 10 | 0.34429
63403 | 12.9 | 1 | 365 | 14.7583 | 0.56185 | 15 | 0.32017
74460 | 6.08 | 0.8 | 365 | 5.5647 | 0.14642 | 5 | 0.71111
75113 | 3.92 | 0.8 | 365 | 3.5878 | 0.18651 | 3 | 0.77427
75462 | 4.69 | 0.8 | 365 | 4.2925 | 0.59814 | 4 | 0.89064
76125 | 12.47 | 0.8 | 365 | 11.4131 | 0.86116 | 12 | 0.27426
76356 | 10.23 | 0.8 | 365 | 9.363 | 0.75459 | 10 | 0.11754
76359 | 8.04 | 0.8 | 365 | 7.3586 | 0.73967 | 8 | 0.098242
77031 | 7.37 | 0.8 | 365 | 6.7454 | 0.51137 | 7 | 0.25672
77224 | 8.25 | 0.8 | 365 | 7.5508 | 0.12467 | 7 | 0.67544
77098 | 10.075 | 0.8 | 365 | 9.2211 | 0.47042 | 9 | 0.69152
78301 | 8.58 | 0.8 | 365 | 7.8528 | 0.72965 | 8 | 0.58245
78274 | 4.8 | 0.8 | 365 | 4.3932 | 0.79981 | 5 | 0.19298
78428 | 5.525 | 0.8 | 365 | 5.0567 | 0.12894 | 5 | 0.18567
78466 | 7.5 | 0.8 | 365 | 6.8643 | 0.7497 | 7 | 0.61403
78501 | 6.6 | 0.8 | 365 | 6.0406 | 0.099732 | 6 | 0.14035
78425 | 13.065 | 0.8 | 365 | 11.9577 | 0.95197 | 12 | 0.90964
78728 | 7.475 | 0.8 | 365 | 6.8415 | 0.70386 | 7 | 0.54532
78876 | 5.6 | 0.8 | 365 | 5.1254 | 0.26644 | 5 | 0.39181
79025 | 7.26 | 0.8 | 365 | 6.6447 | 0.30971 | 6 | 0.95438
78755 | 7.26 | 0.8 | 365 | 6.6447 | 0.30971 | 6 | 0.95438
79098 | 8.96 | 0.8 | 365 | 8.2006 | 0.4263 | 8 | 0.6269
78890 | 12.73 | 0.8 | 365 | 11.6511 | 0.33782 | 11 | 0.98888
79289 | 7.92 | 0.8 | 365 | 7.2487 | 0.51968 | 7 | 0.76842
79297 | 5.94 | 0.8 | 365 | 5.4366 | 0.88976 | 6 | 0.32631
79494 | 13.505 | 0.8 | 365 | 12.3604 | 0.75862 | 13 | 0.119
79456 | 5.475 | 0.8 | 365 | 5.011 | 0.037278 | 5 | 0.048243
79877 | 5.94 | 0.8 | 365 | 5.4366 | 0.88976 | 6 | 0.32631
80263 | 4.8 | 0.8 | 365 | 4.3932 | 0.79981 | 5 | 0.19298
80338 | 5.76 | 0.8 | 365 | 5.2718 | 0.55977 | 5 | 0.83158
80241 | 3.795 | 0.8 | 365 | 3.4734 | 0.95735 | 4 | 0.4307
80669 | 5.61 | 0.8 | 365 | 5.1345 | 0.28477 | 5 | 0.4193
80934 | 12.395 | 0.8 | 365 | 11.3445 | 0.72366 | 12 | 0.068124
80937 | 7.81 | 0.8 | 365 | 7.1481 | 0.31802 | 7 | 0.46608
80792 | 6.83 | 0.8 | 365 | 6.2511 | 0.52139 | 6 | 0.77251
81172 | 6.7 | 0.8 | 365 | 6.1321 | 0.28306 | 6 | 0.4152
81325 | 3.92 | 0.8 | 365 | 3.5878 | 0.18651 | 3 | 0.77427
81541 | 10.385 | 0.8 | 365 | 9.5048 | 0.038746 | 9 | 0.54356
81136 | 8.91 | 0.8 | 365 | 8.1548 | 0.33464 | 8 | 0.48947
82217 | 3.63 | 0.8 | 365 | 3.3223 | 0.65485 | 3 | 0.97719
81611 | 9.72 | 0.8 | 365 | 8.8962 | 0.81961 | 9 | 0.71579
82117 | 7.75 | 0.8 | 365 | 7.0931 | 0.20802 | 7 | 0.30117
82195 | 14.85 | 0.8 | 365 | 13.5914 | 0.2244 | 13 | 0.81578
82509 | 5.67 | 0.8 | 365 | 5.1894 | 0.39477 | 5 | 0.58421
82503 | 8.4 | 0.8 | 365 | 7.6881 | 0.39966 | 8 | 0.087716
82502 | 5.1 | 0.8 | 365 | 4.6677 | 0.34979 | 5 | 0.017542
82485 | 8.4 | 0.8 | 365 | 7.6881 | 0.39966 | 8 | 0.087716
82420 | 13.4 | 0.8 | 365 | 12.2643 | 0.56612 | 12 | 0.8304
82402 | 16.2 | 0.8 | 365 | 14.827 | 0.69934 | 15 | 0.52631
82937 | 8.4 | 0.8 | 365 | 7.6881 | 0.39966 | 8 | 0.087716
83406 | 6.44 | 0.8 | 365 | 5.8942 | 0.80641 | 6 | 0.70058
83933 | 4.355 | 0.8 | 365 | 3.9859 | 0.98399 | 4 | 0.96988
83990 | 4.38 | 0.8 | 365 | 4.0088 | 0.029822 | 4 | 0.038595
84160 | 8.375 | 0.8 | 365 | 7.6652 | 0.35383 | 8 | 0.019002
84257 | 5.61 | 0.8 | 365 | 5.1345 | 0.28477 | 5 | 0.4193
84758 | 2.52 | 0.8 | 365 | 2.3064 | 0.6199 | 2 | 0.92631
87351 | 10.2 | 0.8 | 365 | 9.3355 | 0.69959 | 10 | 0.035084
88193 | 8.395 | 0.8 | 365 | 7.6835 | 0.39049 | 8 | 0.073973
58831 | 18 | 1 | 365 | 20.593 | 0.48263 | 21 | 0.07564
1020 | 4.8 | 1 | 365 | 5.4915 | 0.99976 | 6 | 0.49123
77307 | 1408.96 | 0.65 | 365 | 1047.7539 | 0.53464 | 1048 | 0.28858
88025 | 352.8 | 0.55 | 365 | 221.9926 | 0.19997 | 222 | 0.1926
87534 | 296 | 0.55 | 365 | 186.2523 | 0.08841 | 186 | 0.34073
81589 | 1077.48 | 0.55 | 365 | 677.9836 | 0.97438 | 678 | 0.95799
88745 | 218.28 | 0.65 | 365 | 162.321 | 0.88215 | 163 | 0.2031
82341 | 1050.92 | 0.65 | 365 | 781.5024 | 0.41537 | 781 | 0.91774
35489 | 408.24 | 0.9 | 365 | 420.3445 | 0.26298 | 420 | 0.60746
91083 | 120.6 | 0.55 | 365 | 75.8852 | 0.78264 | 76 | 0.66788
87459 | 652.8 | 0.65 | 365 | 485.4458 | 0.85948 | 486 | 0.30532
60023 | 994.95 | 0.7 | 365 | 796.795 | 0.71775 | 797 | 0.51271
90417 | 244.8 | 0.55 | 365 | 154.0357 | 0.42447 | 154 | 0.46017
88717 | 95.63 | 0.55 | 365 | 60.1733 | 0.9272 | 61 | 0.10054
85947 | 2504.25 | 0.65 | 365 | 1862.2515 | 0.8624 | 1863 | 0.11385
70022 | 1982.76 | 0.65 | 365 | 1474.4525 | 0.13824 | 1474 | 0.59075
42983 | 6.27 | 1 | 365 | 7.1732 | 0.36843 | 7 | 0.54166
1167 | 8.04 | 1 | 365 | 9.1982 | 0.42459 | 9 | 0.6228
6047 | 6.12 | 1 | 365 | 7.0016 | 0.02469 | 7 | 0.026313
888 | 11.76 | 1 | 365 | 13.4541 | 0.9494 | 14 | 0.4035
1477 | 9.075 | 1 | 365 | 10.3823 | 0.79642 | 11 | 0.17872
4263 | 8 | 1 | 365 | 9.1524 | 0.33293 | 9 | 0.48538
6417 | 11.985 | 1 | 365 | 13.7115 | 0.46502 | 14 | 0.17653
358 | 8.04 | 1 | 365 | 9.1982 | 0.42459 | 9 | 0.6228
332 | 4.905 | 1 | 365 | 5.6116 | 0.24038 | 5 | 0.85197
561 | 7.95 | 1 | 365 | 9.0952 | 0.21835 | 9 | 0.31359
307 | 325 | 0.9 | 365 | 334.6364 | 0.29768 | 334 | 0.93406
736 | 10 | 1 | 365 | 11.4406 | 0.91616 | 12 | 0.35672
1514 | 7.5 | 1 | 365 | 8.5804 | 0.18712 | 8 | 0.76754
16666 | 4.08 | 1 | 365 | 4.6677 | 0.34979 | 5 | 0.017542
13711 | 10.71 | 1 | 365 | 12.2528 | 0.54321 | 12 | 0.79605
2118 | 6.5 | 1 | 365 | 7.4364 | 0.8955 | 8 | 0.33187
2330 | 7.95 | 1 | 365 | 9.0952 | 0.21835 | 9 | 0.31359
4907 | 6 | 1 | 365 | 6.8643 | 0.7497 | 7 | 0.61403
2438 | 5.5 | 1 | 365 | 6.2923 | 0.60389 | 6 | 0.8962
2656 | 7.84 | 1 | 365 | 8.9694 | 0.96627 | 9 | 0.93567
4056 | 3.25 | 1 | 365 | 3.7182 | 0.44775 | 4 | 0.16593
2551 | 2.5 | 1 | 365 | 2.8601 | 0.72904 | 3 | 0.58918
6624 | 7.29 | 1 | 365 | 8.3402 | 0.70588 | 9 | 0.046049
1120 | 6.75 | 1 | 365 | 7.7224 | 0.46841 | 8 | 0.19079
2543 | 5.75 | 1 | 365 | 6.5783 | 0.17679 | 6 | 0.75511
23531 | 7.5 | 1 | 365 | 8.5804 | 0.18712 | 8 | 0.76754
3616 | 9.25 | 1 | 365 | 10.5825 | 0.19745 | 10 | 0.77997
2977 | 4.13 | 1 | 365 | 4.725 | 0.46437 | 5 | 0.18933
2812 | 2 | 1 | 365 | 2.2881 | 0.58323 | 2 | 0.87134
7859 | 11 | 1 | 365 | 12.5846 | 0.20778 | 12 | 0.79239
236 | 136.29 | 0.9 | 365 | 140.3311 | 0.09191 | 140 | 0.42296
129 | 141.12 | 0.9 | 365 | 145.3043 | 0.053565 | 145 | 0.35783
258 | 57 | 0.9 | 365 | 58.6901 | 0.5599 | 59 | 0.24997
229 | 504.45 | 0.9 | 365 | 519.4071 | 0.40512 | 519 | 0.81227
213 | 310 | 0.9 | 365 | 319.1916 | 0.36086 | 319 | 0.55249
40 | 570.35 | 0.9 | 365 | 587.2611 | 0.32087 | 587 | 0.58197
264 | 39 | 1 | 365 | 44.6182 | 0.37302 | 44 | 0.99121
273 | 87.61 | 0.9 | 365 | 90.2077 | 0.69163 | 90 | 0.8993
54 | 323.4 | 0.9 | 365 | 332.9889 | 0.99775 | 333 | 0.98669
334 | 5.94 | 1 | 365 | 6.7957 | 0.6122 | 7 | 0.40789
849 | 259.6 | 0.9 | 365 | 267.2972 | 0.41316 | 267 | 0.71041
246 | 97.5 | 0.9 | 365 | 100.3909 | 0.089304 | 100 | 0.48022
2184 | 8 | 1 | 365 | 9.1524 | 0.33293 | 9 | 0.48538
2557 | 7.65 | 1 | 365 | 8.752 | 0.53086 | 9 | 0.28289
3663 | 5 | 1 | 365 | 5.7203 | 0.45808 | 6 | 0.17836
165 | 256 | 0.9 | 365 | 263.5905 | 0.98833 | 264 | 0.57883
166 | 186 | 0.9 | 365 | 191.515 | 0.61652 | 192 | 0.13149
278 | 600 | 0.9 | 365 | 617.7902 | 0.47264 | 618 | 0.26288
897 | 98.28 | 0.9 | 365 | 101.194 | 0.69802 | 101 | 0.89206
799 | 1020.24 | 0.9 | 365 | 1050.4905 | 0.19848 | 1050 | 0.689
147 | 5 | 1 | 365 | 5.7203 | 0.45808 | 6 | 0.17836
148 | 2.5 | 1 | 365 | 2.8601 | 0.72904 | 3 | 0.58918
149 | 5.75 | 1 | 365 | 6.5783 | 0.17679 | 6 | 0.75511
161 | 4.5 | 1 | 365 | 5.1483 | 0.31227 | 5 | 0.46052
150 | 16.75 | 1 | 365 | 19.1629 | 0.38457 | 19 | 0.54751
412 | 7.65 | 1 | 365 | 8.752 | 0.53086 | 9 | 0.28289
356 | 11.118 | 1 | 365 | 12.7196 | 0.47819 | 13 | 0.1978
481 | 6.5 | 1 | 365 | 7.4364 | 0.8955 | 8 | 0.33187
480 | 9.01 | 1 | 365 | 10.3079 | 0.64746 | 10 | 0.9554
479 | 6.5 | 1 | 365 | 7.4364 | 0.8955 | 8 | 0.33187
478 | 9.5 | 1 | 365 | 10.8685 | 0.77035 | 11 | 0.63888
477 | 4 | 1 | 365 | 4.5762 | 0.16646 | 4 | 0.74269
476 | 4.5 | 1 | 365 | 5.1483 | 0.31227 | 5 | 0.46052
475 | 11.75 | 1 | 365 | 13.4427 | 0.92649 | 14 | 0.36915
474 | 4.25 | 1 | 365 | 4.8622 | 0.73937 | 5 | 0.60161
473 | 9 | 1 | 365 | 10.2965 | 0.62454 | 10 | 0.92105
472 | 3.71 | 1 | 365 | 4.2444 | 0.5019 | 4 | 0.74634
471 | 7 | 1 | 365 | 8.0084 | 0.041312 | 8 | 0.049704
469 | 6.75 | 1 | 365 | 7.7224 | 0.46841 | 8 | 0.19079
468 | 5.75 | 1 | 365 | 6.5783 | 0.17679 | 6 | 0.75511
467 | 7.5 | 1 | 365 | 8.5804 | 0.18712 | 8 | 0.76754
462 | 4.25 | 1 | 365 | 4.8622 | 0.73937 | 5 | 0.60161
453 | 6 | 1 | 365 | 6.8643 | 0.7497 | 7 | 0.61403
452 | 5.5 | 1 | 365 | 6.2923 | 0.60389 | 6 | 0.8962
450 | 8.75 | 1 | 365 | 10.0105 | 0.05164 | 10 | 0.06213
451 | 4 | 1 | 365 | 4.5762 | 0.16646 | 4 | 0.74269
449 | 10.5 | 1 | 365 | 12.0126 | 0.061968 | 12 | 0.074556
448 | 4.5 | 1 | 365 | 5.1483 | 0.31227 | 5 | 0.46052
447 | 5.75 | 1 | 365 | 6.5783 | 0.17679 | 6 | 0.75511
444 | 5 | 1 | 365 | 5.7203 | 0.45808 | 6 | 0.17836
443 | 7.25 | 1 | 365 | 8.2944 | 0.61422 | 8 | 0.90862
442 | 7.25 | 1 | 365 | 8.2944 | 0.61422 | 8 | 0.90862
312 | 6.5 | 1 | 365 | 7.4364 | 0.8955 | 8 | 0.33187
406 | 12.985 | 1 | 365 | 14.8556 | 0.75663 | 15 | 0.6122
438 | 2.5 | 1 | 365 | 2.8601 | 0.72904 | 3 | 0.58918
415 | 15.3 | 1 | 365 | 17.5041 | 0.061725 | 17 | 0.56578
416 | 12.24 | 1 | 365 | 14.0032 | 0.04938 | 14 | 0.052625
441 | 2.5 | 1 | 365 | 2.8601 | 0.72904 | 3 | 0.58918
501 | 4.5 | 1 | 365 | 5.1483 | 0.31227 | 5 | 0.46052
503 | 6.75 | 1 | 365 | 7.7224 | 0.46841 | 8 | 0.19079
504 | 14.25 | 1 | 365 | 16.3028 | 0.65553 | 16 | 0.95833
505 | 3.5 | 1 | 365 | 4.0042 | 0.020656 | 4 | 0.024852
506 | 5.25 | 1 | 365 | 6.0063 | 0.030984 | 6 | 0.037278
507 | 5.5 | 1 | 365 | 6.2923 | 0.60389 | 6 | 0.8962
335 | 5.865 | 1 | 365 | 6.7099 | 0.44033 | 7 | 0.15022
202 | 87.61 | 0.9 | 365 | 90.2077 | 0.69163 | 90 | 0.8993
508 | 7 | 1 | 365 | 8.0084 | 0.041312 | 8 | 0.049704
509 | 5 | 1 | 365 | 5.7203 | 0.45808 | 6 | 0.17836
510 | 7 | 1 | 365 | 8.0084 | 0.041312 | 8 | 0.049704
511 | 9.5 | 1 | 365 | 10.8685 | 0.77035 | 11 | 0.63888
512 | 7 | 1 | 365 | 8.0084 | 0.041312 | 8 | 0.049704
513 | 5.83 | 1 | 365 | 6.6698 | 0.36012 | 7 | 0.029968
515 | 6.25 | 1 | 365 | 7.1504 | 0.3226 | 7 | 0.47295
516 | 11.5 | 1 | 365 | 13.1566 | 0.35358 | 13 | 0.51023
535 | 3.75 | 1 | 365 | 4.2902 | 0.59356 | 4 | 0.88377
537 | 10.25 | 1 | 365 | 11.7266 | 0.48906 | 12 | 0.21564
538 | 3.75 | 1 | 365 | 4.2902 | 0.59356 | 4 | 0.88377
539 | 6.5 | 1 | 365 | 7.4364 | 0.8955 | 8 | 0.33187
540 | 7 | 1 | 365 | 8.0084 | 0.041312 | 8 | 0.049704
541 | 13 | 1 | 365 | 14.8727 | 0.79101 | 15 | 0.66374
542 | 11.13 | 1 | 365 | 12.7333 | 0.50569 | 13 | 0.23903
543 | 5.75 | 1 | 365 | 6.5783 | 0.17679 | 6 | 0.75511
544 | 5.75 | 1 | 365 | 6.5783 | 0.17679 | 6 | 0.75511
547 | 9.36 | 1 | 365 | 10.7084 | 0.44953 | 11 | 0.15789
4651 | 9.25 | 1 | 365 | 10.5825 | 0.19745 | 10 | 0.77997
6756 | 10 | 1 | 365 | 11.4406 | 0.91616 | 12 | 0.35672
374 | 4.68 | 1 | 365 | 5.3542 | 0.72476 | 6 | 0.078945
146 | 4.9 | 1 | 365 | 5.6059 | 0.22892 | 5 | 0.83479
605 | 5 | 1 | 365 | 5.7203 | 0.45808 | 6 | 0.17836
169 | 6.5 | 1 | 365 | 7.4364 | 0.8955 | 8 | 0.33187
626 | 6.25 | 1 | 365 | 7.1504 | 0.3226 | 7 | 0.47295
627 | 3.25 | 1 | 365 | 3.7182 | 0.44775 | 4 | 0.16593
306 | 6.5 | 1 | 365 | 7.4364 | 0.8955 | 8 | 0.33187
630 | 6.5 | 1 | 365 | 7.4364 | 0.8955 | 8 | 0.33187
631 | 12.25 | 1 | 365 | 14.0147 | 0.072296 | 14 | 0.086982
633 | 7.84 | 1 | 365 | 8.9694 | 0.96627 | 9 | 0.93567
634 | 3.25 | 1 | 365 | 3.7182 | 0.44775 | 4 | 0.16593
635 | 6 | 1 | 365 | 6.8643 | 0.7497 | 7 | 0.61403
545 | 2.5 | 1 | 365 | 2.8601 | 0.72904 | 3 | 0.58918
636 | 15.75 | 1 | 365 | 18.0189 | 0.092952 | 18 | 0.11183
637 | 5 | 1 | 365 | 5.7203 | 0.45808 | 6 | 0.17836
640 | 7 | 1 | 365 | 8.0084 | 0.041312 | 8 | 0.049704
641 | 5.75 | 1 | 365 | 6.5783 | 0.17679 | 6 | 0.75511
643 | 9 | 1 | 365 | 10.2965 | 0.62454 | 10 | 0.92105
644 | 4.25 | 1 | 365 | 4.8622 | 0.73937 | 5 | 0.60161
648 | 8 | 1 | 365 | 9.1524 | 0.33293 | 9 | 0.48538
649 | 7.75 | 1 | 365 | 8.8664 | 0.76002 | 9 | 0.62646
654 | 5.25 | 1 | 365 | 6.0063 | 0.030984 | 6 | 0.037278
658 | 6.75 | 1 | 365 | 7.7224 | 0.46841 | 8 | 0.19079
659 | 15.75 | 1 | 365 | 18.0189 | 0.092952 | 18 | 0.11183
660 | 9.8 | 1 | 365 | 11.2117 | 0.45784 | 11 | 0.66959
661 | 9 | 1 | 365 | 10.2965 | 0.62454 | 10 | 0.92105
664 | 5.75 | 1 | 365 | 6.5783 | 0.17679 | 6 | 0.75511
670 | 9 | 1 | 365 | 10.2965 | 0.62454 | 10 | 0.92105
671 | 10 | 1 | 365 | 11.4406 | 0.91616 | 12 | 0.35672
682 | 5.25 | 1 | 365 | 6.0063 | 0.030984 | 6 | 0.037278
692 | 6.75 | 1 | 365 | 7.7224 | 0.46841 | 8 | 0.19079
694 | 12.5 | 1 | 365 | 14.3007 | 0.6452 | 14 | 0.9459
457 | 9.156 | 1 | 365 | 10.475 | 0.98204 | 11 | 0.45701
701 | 4.75 | 1 | 365 | 5.4343 | 0.88518 | 6 | 0.31944
716 | 4.5 | 1 | 365 | 5.1483 | 0.31227 | 5 | 0.46052
717 | 6.5 | 1 | 365 | 7.4364 | 0.8955 | 8 | 0.33187
719 | 9.5 | 1 | 365 | 10.8685 | 0.77035 | 11 | 0.63888
720 | 3 | 1 | 365 | 3.4322 | 0.87485 | 4 | 0.30702
725 | 9 | 1 | 365 | 10.2965 | 0.62454 | 10 | 0.92105
726 | 6 | 1 | 365 | 6.8643 | 0.7497 | 7 | 0.61403
728 | 6.125 | 1 | 365 | 7.0073 | 0.036148 | 7 | 0.043491
729 | 11.75 | 1 | 365 | 13.4427 | 0.92649 | 14 | 0.36915
730 | 3.5 | 1 | 365 | 4.0042 | 0.020656 | 4 | 0.024852
732 | 11.75 | 1 | 365 | 13.4427 | 0.92649 | 14 | 0.36915
741 | 10.464 | 1 | 365 | 11.9714 | 0.97947 | 12 | 0.95087
744 | 6.7 | 1 | 365 | 7.6652 | 0.35383 | 8 | 0.019002
748 | 8 | 1 | 365 | 9.1524 | 0.33293 | 9 | 0.48538
750 | 7.65 | 1 | 365 | 8.752 | 0.53086 | 9 | 0.28289
762 | 6 | 1 | 365 | 6.8643 | 0.7497 | 7 | 0.61403
769 | 2.75 | 1 | 365 | 3.1462 | 0.30194 | 3 | 0.4481
775 | 5 | 1 | 365 | 5.7203 | 0.45808 | 6 | 0.17836
776 | 9.75 | 1 | 365 | 11.1545 | 0.34326 | 11 | 0.4978
777 | 7.5 | 1 | 365 | 8.5804 | 0.18712 | 8 | 0.76754
781 | 7.5 | 1 | 365 | 8.5804 | 0.18712 | 8 | 0.76754
782 | 8.5 | 1 | 365 | 9.7245 | 0.47874 | 10 | 0.20321
784 | 2.5 | 1 | 365 | 2.8601 | 0.72904 | 3 | 0.58918
785 | 6.75 | 1 | 365 | 7.7224 | 0.46841 | 8 | 0.19079
786 | 9 | 1 | 365 | 10.2965 | 0.62454 | 10 | 0.92105
787 | 8.5 | 1 | 365 | 9.7245 | 0.47874 | 10 | 0.20321
788 | 4.75 | 1 | 365 | 5.4343 | 0.88518 | 6 | 0.31944
790 | 4.5 | 1 | 365 | 5.1483 | 0.31227 | 5 | 0.46052
794 | 5.865 | 1 | 365 | 6.7099 | 0.44033 | 7 | 0.15022
517 | 7.25 | 1 | 365 | 8.2944 | 0.61422 | 8 | 0.90862
502 | 5.25 | 1 | 365 | 6.0063 | 0.030984 | 6 | 0.037278
514 | 5.5 | 1 | 365 | 6.2923 | 0.60389 | 6 | 0.8962
620 | 4.5 | 1 | 365 | 5.1483 | 0.31227 | 5 | 0.46052
51 | 10.35 | 1 | 365 | 11.841 | 0.71823 | 12 | 0.55921
212 | 8.25 | 1 | 365 | 9.4385 | 0.90583 | 10 | 0.34429
363 | 313.5 | 0.9 | 365 | 322.7954 | 0.57945 | 323 | 0.37485
801 | 13 | 1 | 365 | 14.8727 | 0.79101 | 15 | 0.66374
121 | 5 | 1 | 365 | 5.7203 | 0.45808 | 6 | 0.17836
123 | 5 | 1 | 365 | 5.7203 | 0.45808 | 6 | 0.17836
821 | 8.75 | 1 | 365 | 10.0105 | 0.05164 | 10 | 0.06213
822 | 3.5 | 1 | 365 | 4.0042 | 0.020656 | 4 | 0.024852
823 | 2.695 | 1 | 365 | 3.0832 | 0.17591 | 3 | 0.25914
824 | 4 | 1 | 365 | 4.5762 | 0.16646 | 4 | 0.74269
825 | 5.75 | 1 | 365 | 6.5783 | 0.17679 | 6 | 0.75511
141 | 6.615 | 1 | 365 | 7.5679 | 0.15904 | 7 | 0.72697
827 | 2.5 | 1 | 365 | 2.8601 | 0.72904 | 3 | 0.58918
828 | 4.25 | 1 | 365 | 4.8622 | 0.73937 | 5 | 0.60161
829 | 7 | 1 | 365 | 8.0084 | 0.041312 | 8 | 0.049704
757 | 5.75 | 1 | 365 | 6.5783 | 0.17679 | 6 | 0.75511
761 | 8 | 1 | 365 | 9.1524 | 0.33293 | 9 | 0.48538
759 | 8 | 1 | 365 | 9.1524 | 0.33293 | 9 | 0.48538
834 | 6.75 | 1 | 365 | 7.7224 | 0.46841 | 8 | 0.19079
838 | 5.2 | 1 | 365 | 5.9491 | 0.9164 | 6 | 0.86549
841 | 10 | 1 | 365 | 11.4406 | 0.91616 | 12 | 0.35672
842 | 9.5 | 1 | 365 | 10.8685 | 0.77035 | 11 | 0.63888
843 | 16 | 1 | 365 | 18.3049 | 0.66586 | 18 | 0.97075
852 | 5.5 | 1 | 365 | 6.2923 | 0.60389 | 6 | 0.8962
862 | 4.5 | 1 | 365 | 5.1483 | 0.31227 | 5 | 0.46052
869 | 6.12 | 1 | 365 | 7.0016 | 0.02469 | 7 | 0.026313
863 | 3.825 | 1 | 365 | 4.376 | 0.76543 | 5 | 0.14145
870 | 7.83 | 1 | 365 | 8.958 | 0.94335 | 9 | 0.90131
871 | 5.75 | 1 | 365 | 6.5783 | 0.17679 | 6 | 0.75511
873 | 11.5 | 1 | 365 | 13.1566 | 0.35358 | 13 | 0.51023
900 | 37.2 | 0.9 | 365 | 38.303 | 0.7233 | 39 | 0.026299
243 | 97.4 | 0.9 | 365 | 100.2879 | 0.88306 | 101 | 0.17101
241 | 69.3 | 1 | 365 | 79.2831 | 0.80899 | 80 | 0.09207
774 | 3.5 | 1 | 365 | 4.0042 | 0.020656 | 4 | 0.024852
779 | 3.5 | 1 | 365 | 4.0042 | 0.020656 | 4 | 0.024852
1008 | 4.02 | 1 | 365 | 4.5991 | 0.2123 | 4 | 0.8114
1013 | 4.9 | 1 | 365 | 5.6059 | 0.22892 | 5 | 0.83479
1011 | 7.035 | 1 | 365 | 8.0484 | 0.12152 | 8 | 0.16995
1027 | 4.24 | 1 | 365 | 4.8508 | 0.71645 | 5 | 0.56725
830 | 4.25 | 1 | 365 | 4.8622 | 0.73937 | 5 | 0.60161
1121 | 9 | 1 | 365 | 10.2965 | 0.62454 | 10 | 0.92105
1129 | 5.36 | 1 | 365 | 6.1321 | 0.28306 | 6 | 0.4152
1092 | 162.24 | 0.9 | 365 | 167.0505 | 0.6126 | 167 | 0.66308
1162 | 8.25 | 1 | 365 | 9.4385 | 0.90583 | 10 | 0.34429
1171 | 8.75 | 1 | 365 | 10.0105 | 0.05164 | 10 | 0.06213
1200 | 4.41 | 1 | 365 | 5.0453 | 0.10603 | 5 | 0.15131
60 | 6 | 1 | 365 | 6.8643 | 0.7497 | 7 | 0.61403
675 | 3 | 1 | 365 | 3.4322 | 0.87485 | 4 | 0.30702
1207 | 3.35 | 1 | 365 | 3.8326 | 0.67691 | 4 | 0.5095
1263 | 5.5 | 1 | 365 | 6.2923 | 0.60389 | 6 | 0.8962
1285 | 5.635 | 1 | 365 | 6.4468 | 0.91326 | 7 | 0.36001
1086 | 5.75 | 1 | 365 | 6.5783 | 0.17679 | 6 | 0.75511
518 | 4.5 | 1 | 365 | 5.1483 | 0.31227 | 5 | 0.46052
652 | 6.5 | 1 | 365 | 7.4364 | 0.8955 | 8 | 0.33187
1316 | 251.625 | 1 | 365 | 287.8731 | 0.62788 | 288 | 0.50097
1361 | 4.69 | 1 | 365 | 5.3656 | 0.74768 | 6 | 0.1133
1362 | 3.675 | 1 | 365 | 4.2044 | 0.42169 | 4 | 0.62609
1374 | 9.18 | 1 | 365 | 10.5024 | 0.037035 | 10 | 0.53947
1298 | 25 | 1 | 365 | 28.6014 | 0.2904 | 28 | 0.8918
1299 | 8.5 | 1 | 365 | 9.7245 | 0.47874 | 10 | 0.20321
1300 | 6.095 | 1 | 365 | 6.973 | 0.9674 | 7 | 0.94042
1293 | 6.36 | 1 | 365 | 7.2762 | 0.57468 | 7 | 0.85087
1294 | 9.18 | 1 | 365 | 10.5024 | 0.037035 | 10 | 0.53947
1291 | 6.36 | 1 | 365 | 7.2762 | 0.57468 | 7 | 0.85087
1259 | 5 | 1 | 365 | 5.7203 | 0.45808 | 6 | 0.17836
1290 | 3 | 1 | 365 | 3.4322 | 0.87485 | 4 | 0.30702
1264 | 7.95 | 1 | 365 | 9.0952 | 0.21835 | 9 | 0.31359
1267 | 11.75 | 1 | 365 | 13.4427 | 0.92649 | 14 | 0.36915
1337 | 5.3 | 1 | 365 | 6.0635 | 0.14556 | 6 | 0.20906
1412 | 9 | 1 | 365 | 10.2965 | 0.62454 | 10 | 0.92105
621 | 6.25 | 1 | 365 | 7.1504 | 0.3226 | 7 | 0.47295
1447 | 13.08 | 1 | 365 | 14.9643 | 0.97434 | 15 | 0.93859
1445 | 3.43 | 1 | 365 | 3.9241 | 0.86024 | 4 | 0.78435
1452 | 5.025 | 1 | 365 | 5.7489 | 0.51537 | 6 | 0.26425
1474 | 7 | 1 | 365 | 8.0084 | 0.041312 | 8 | 0.049704
1286 | 6.03 | 1 | 365 | 6.8987 | 0.81844 | 7 | 0.7171
1511 | 3.75 | 1 | 365 | 4.2902 | 0.59356 | 4 | 0.88377
1521 | 9.62 | 1 | 365 | 11.0058 | 0.045346 | 11 | 0.051165
1524 | 8.75 | 1 | 365 | 10.0105 | 0.05164 | 10 | 0.06213
1526 | 7 | 1 | 365 | 8.0084 | 0.041312 | 8 | 0.049704
1539 | 99.905 | 0.9 | 365 | 102.8672 | 0.049507 | 102 | 0.91673
1547 | 3.924 | 1 | 365 | 4.4893 | 0.9923 | 5 | 0.48158
1567 | 7 | 1 | 365 | 8.0084 | 0.041312 | 8 | 0.049704
1545 | 5.355 | 1 | 365 | 6.1264 | 0.2716 | 6 | 0.39802
1610 | 4.845 | 1 | 365 | 5.543 | 0.10288 | 5 | 0.64583
1686 | 3.924 | 1 | 365 | 4.4893 | 0.9923 | 5 | 0.48158
1673 | 5 | 1 | 365 | 5.7203 | 0.45808 | 6 | 0.17836
1667 | 5.886 | 1 | 365 | 6.7339 | 0.48845 | 7 | 0.22237
1674 | 4.75 | 1 | 365 | 5.4343 | 0.88518 | 6 | 0.31944
1509 | 6.48 | 1 | 365 | 7.4135 | 0.84967 | 8 | 0.26315
1711 | 3.57 | 1 | 365 | 4.0843 | 0.18107 | 4 | 0.26535
1712 | 4.75 | 1 | 365 | 5.4343 | 0.88518 | 6 | 0.31944
1741 | 4.9 | 1 | 365 | 5.6059 | 0.22892 | 5 | 0.83479
1757 | 5.88 | 1 | 365 | 6.727 | 0.4747 | 7 | 0.20175
1766 | 5.025 | 1 | 365 | 5.7489 | 0.51537 | 6 | 0.26425
1317 | 373.15 | 0.9 | 365 | 384.214 | 0.60486 | 384 | 0.81891
1261 | 8.75 | 1 | 365 | 10.0105 | 0.05164 | 10 | 0.06213
1605 | 2.29 | 1 | 365 | 2.6199 | 0.2478 | 2 | 0.86769
1897 | 223.44 | 1 | 365 | 255.6279 | 0.038679 | 255 | 0.66655
1402 | 9.995 | 1 | 365 | 11.4348 | 0.9047 | 12 | 0.33954
1403 | 7.8 | 1 | 365 | 8.9236 | 0.8746 | 9 | 0.79824
1799 | 5.36 | 1 | 365 | 6.1321 | 0.28306 | 6 | 0.4152
1804 | 3.92 | 1 | 365 | 4.4847 | 0.98313 | 5 | 0.46783
1825 | 5.695 | 1 | 365 | 6.5154 | 0.050753 | 6 | 0.56615
1829 | 8.71 | 1 | 365 | 9.9647 | 0.95998 | 10 | 0.9247
1865 | 6.7 | 1 | 365 | 7.6652 | 0.35383 | 8 | 0.019002
778 | 2.695 | 1 | 365 | 3.0832 | 0.17591 | 3 | 0.25914
1890 | 7.194 | 1 | 365 | 8.2303 | 0.48589 | 8 | 0.71622
1894 | 25 | 1 | 365 | 28.6014 | 0.2904 | 28 | 0.8918
1896 | 9.54 | 1 | 365 | 10.9143 | 0.86202 | 11 | 0.77631
1912 | 9.315 | 1 | 365 | 10.6569 | 0.3464 | 11 | 0.0032847
1924 | 5.75 | 1 | 365 | 6.5783 | 0.17679 | 6 | 0.75511
1945 | 14.31 | 1 | 365 | 16.3714 | 0.79302 | 17 | 0.16447
277 | 22.5 | 1 | 365 | 25.7413 | 0.56136 | 26 | 0.30262
1956 | 4.69 | 1 | 365 | 5.3656 | 0.74768 | 6 | 0.1133
1910 | 11 | 1 | 365 | 12.5846 | 0.20778 | 12 | 0.79239
735 | 12 | 1 | 365 | 13.7287 | 0.49939 | 14 | 0.22806
1029 | 5 | 1 | 365 | 5.7203 | 0.45808 | 6 | 0.17836
1761 | 5.36 | 1 | 365 | 6.1321 | 0.28306 | 6 | 0.4152
1028 | 18.72 | 1 | 365 | 21.4167 | 0.89905 | 22 | 0.31578
3021 | 3 | 1 | 365 | 3.4322 | 0.87485 | 4 | 0.30702
2417 | 8.25 | 1 | 365 | 9.4385 | 0.90583 | 10 | 0.34429
2919 | 9.18 | 1 | 365 | 10.5024 | 0.037035 | 10 | 0.53947
22044 | 5 | 1 | 365 | 5.7203 | 0.45808 | 6 | 0.17836
14057 | 10.4 | 1 | 365 | 11.8982 | 0.83281 | 12 | 0.73099
8927 | 5.025 | 1 | 365 | 5.7489 | 0.51537 | 6 | 0.26425
3129 | 7.14 | 1 | 365 | 8.1686 | 0.36214 | 8 | 0.5307
3656 | 3.06 | 1 | 365 | 3.5008 | 0.012345 | 3 | 0.51316
250 | 3.185 | 1 | 365 | 3.6438 | 0.2988 | 3 | 0.94262
837 | 7.2 | 1 | 365 | 8.2372 | 0.49964 | 8 | 0.73684
1284 | 6 | 1 | 365 | 6.8643 | 0.7497 | 7 | 0.61403
1689 | 4.165 | 1 | 365 | 4.765 | 0.54458 | 5 | 0.30957
1625 | 6.96 | 1 | 365 | 7.9626 | 0.94965 | 8 | 0.91228
1675 | 4.9 | 1 | 365 | 5.6059 | 0.22892 | 5 | 0.83479
1676 | 4.59 | 1 | 365 | 5.2512 | 0.51852 | 5 | 0.76973
1682 | 4.165 | 1 | 365 | 4.765 | 0.54458 | 5 | 0.30957
1694 | 2.75 | 1 | 365 | 3.1462 | 0.30194 | 3 | 0.4481
1695 | 4 | 1 | 365 | 4.5762 | 0.16646 | 4 | 0.74269
1654 | 2.55 | 1 | 365 | 2.9173 | 0.84362 | 3 | 0.76096
1657 | 4.9 | 1 | 365 | 5.6059 | 0.22892 | 5 | 0.83479
1658 | 4.845 | 1 | 365 | 5.543 | 0.10288 | 5 | 0.64583
1659 | 2.55 | 1 | 365 | 2.9173 | 0.84362 | 3 | 0.76096
1669 | 5 | 1 | 365 | 5.7203 | 0.45808 | 6 | 0.17836
1661 | 5 | 1 | 365 | 5.7203 | 0.45808 | 6 | 0.17836
1665 | 5 | 1 | 365 | 5.7203 | 0.45808 | 6 | 0.17836
1670 | 2.5 | 1 | 365 | 2.8601 | 0.72904 | 3 | 0.58918
1641 | 3.92 | 1 | 365 | 4.4847 | 0.98313 | 5 | 0.46783
1643 | 4.75 | 1 | 365 | 5.4343 | 0.88518 | 6 | 0.31944
1645 | 3.315 | 1 | 365 | 3.7925 | 0.59671 | 4 | 0.38925
1660 | 5.5 | 1 | 365 | 6.2923 | 0.60389 | 6 | 0.8962
1622 | 3 | 1 | 365 | 3.4322 | 0.87485 | 4 | 0.30702
1624 | 9.065 | 1 | 365 | 10.3709 | 0.7735 | 11 | 0.14437
1626 | 1.785 | 1 | 365 | 2.0421 | 0.090535 | 2 | 0.13267
1620 | 11.73 | 1 | 365 | 13.4198 | 0.88066 | 14 | 0.30043
1627 | 3.57 | 1 | 365 | 4.0843 | 0.18107 | 4 | 0.26535
1628 | 3.315 | 1 | 365 | 3.7925 | 0.59671 | 4 | 0.38925
1629 | 6.12 | 1 | 365 | 7.0016 | 0.02469 | 7 | 0.026313
1647 | 4 | 1 | 365 | 4.5762 | 0.16646 | 4 | 0.74269
1630 | 4.9 | 1 | 365 | 5.6059 | 0.22892 | 5 | 0.83479
1631 | 5.145 | 1 | 365 | 5.8862 | 0.79036 | 6 | 0.67653
1635 | 1.715 | 1 | 365 | 1.9621 | 0.93012 | 2 | 0.89218
1707 | 4.655 | 1 | 365 | 5.3256 | 0.66747 | 5 | 0.99305
1708 | 4.08 | 1 | 365 | 4.6677 | 0.34979 | 5 | 0.017542
1709 | 8.925 | 1 | 365 | 10.2107 | 0.45267 | 10 | 0.66337
1705 | 5.145 | 1 | 365 | 5.8862 | 0.79036 | 6 | 0.67653
1703 | 8.67 | 1 | 365 | 9.919 | 0.86831 | 10 | 0.78728
1256 | 6.75 | 1 | 365 | 7.7224 | 0.46841 | 8 | 0.19079
1692 | 8 | 1 | 365 | 9.1524 | 0.33293 | 9 | 0.48538
1718 | 99.45 | 0.9 | 365 | 102.3987 | 0.11109 | 102 | 0.50982
1623 | 3.75 | 1 | 365 | 4.2902 | 0.59356 | 4 | 0.88377
1706 | 6.25 | 1 | 365 | 7.1504 | 0.3226 | 7 | 0.47295
1640 | 6.375 | 1 | 365 | 7.2934 | 0.60905 | 7 | 0.90241
1691 | 4.41 | 1 | 365 | 5.0453 | 0.10603 | 5 | 0.15131
1348 | 26 | 0.9 | 365 | 26.7709 | 0.62381 | 27 | 0.39472
59 | 523.545 | 0.9 | 365 | 539.0683 | 0.78769 | 539 | 0.85601
1693 | 3.5 | 1 | 365 | 4.0042 | 0.020656 | 4 | 0.024852
1672 | 4.165 | 1 | 365 | 4.765 | 0.54458 | 5 | 0.30957
1634 | 1.715 | 1 | 365 | 1.9621 | 0.93012 | 2 | 0.89218
1696 | 3.5 | 1 | 365 | 4.0042 | 0.020656 | 4 | 0.024852
1879 | 4.02 | 1 | 365 | 4.5991 | 0.2123 | 4 | 0.8114
1986 | 31.8 | 0.9 | 365 | 32.7429 | 0.58605 | 33 | 0.32893
3645 | 4.2 | 1 | 365 | 4.805 | 0.62479 | 5 | 0.42982
2744 | 2.25 | 1 | 365 | 2.5741 | 0.15614 | 2 | 0.73026
5388 | 6.63 | 1 | 365 | 7.5851 | 0.19341 | 7 | 0.77851
3091 | 6.5 | 1 | 365 | 7.4364 | 0.8955 | 8 | 0.33187
15377 | 8.5 | 1 | 365 | 9.7245 | 0.47874 | 10 | 0.20321
12552 | 9.18 | 1 | 365 | 10.5024 | 0.037035 | 10 | 0.53947
2717 | 9.75 | 1 | 365 | 11.1545 | 0.34326 | 11 | 0.4978
11434 | 5.5 | 1 | 365 | 6.2923 | 0.60389 | 6 | 0.8962
926 | 5.25 | 1 | 365 | 6.0063 | 0.030984 | 6 | 0.037278
925 | 2.25 | 1 | 365 | 2.5741 | 0.15614 | 2 | 0.73026
924 | 5 | 1 | 365 | 5.7203 | 0.45808 | 6 | 0.17836
913 | 9 | 1 | 365 | 10.2965 | 0.62454 | 10 | 0.92105
918 | 5.5 | 1 | 365 | 6.2923 | 0.60389 | 6 | 0.8962
919 | 11.5 | 1 | 365 | 13.1566 | 0.35358 | 13 | 0.51023
917 | 6 | 1 | 365 | 6.8643 | 0.7497 | 7 | 0.61403
977 | 11 | 1 | 365 | 12.5846 | 0.20778 | 12 | 0.79239
974 | 6.25 | 1 | 365 | 7.1504 | 0.3226 | 7 | 0.47295
973 | 8 | 1 | 365 | 9.1524 | 0.33293 | 9 | 0.48538
972 | 7.5 | 1 | 365 | 8.5804 | 0.18712 | 8 | 0.76754
970 | 11.25 | 1 | 365 | 12.8706 | 0.78068 | 13 | 0.65131
968 | 5.5 | 1 | 365 | 6.2923 | 0.60389 | 6 | 0.8962
967 | 5.75 | 1 | 365 | 6.5783 | 0.17679 | 6 | 0.75511
966 | 5.5 | 1 | 365 | 6.2923 | 0.60389 | 6 | 0.8962
956 | 10.5 | 1 | 365 | 12.0126 | 0.061968 | 12 | 0.074556
955 | 6.5 | 1 | 365 | 7.4364 | 0.8955 | 8 | 0.33187
954 | 3 | 1 | 365 | 3.4322 | 0.87485 | 4 | 0.30702
953 | 2 | 1 | 365 | 2.2881 | 0.58323 | 2 | 0.87134
951 | 11.75 | 1 | 365 | 13.4427 | 0.92649 | 14 | 0.36915
949 | 8.5 | 1 | 365 | 9.7245 | 0.47874 | 10 | 0.20321
948 | 4.5 | 1 | 365 | 5.1483 | 0.31227 | 5 | 0.46052
947 | 7.75 | 1 | 365 | 8.8664 | 0.76002 | 9 | 0.62646
943 | 5.75 | 1 | 365 | 6.5783 | 0.17679 | 6 | 0.75511
938 | 9 | 1 | 365 | 10.2965 | 0.62454 | 10 | 0.92105
937 | 4.25 | 1 | 365 | 4.8622 | 0.73937 | 5 | 0.60161
935 | 12.5 | 1 | 365 | 14.3007 | 0.6452 | 14 | 0.9459
933 | 4 | 1 | 365 | 4.5762 | 0.16646 | 4 | 0.74269
928 | 6.25 | 1 | 365 | 7.1504 | 0.3226 | 7 | 0.47295
983 | 7.5 | 1 | 365 | 8.5804 | 0.18712 | 8 | 0.76754
979 | 2.5 | 1 | 365 | 2.8601 | 0.72904 | 3 | 0.58918
1015 | 2 | 1 | 365 | 2.2881 | 0.58323 | 2 | 0.87134
958 | 8.75 | 1 | 365 | 10.0105 | 0.05164 | 10 | 0.06213
994 | 7.5 | 1 | 365 | 8.5804 | 0.18712 | 8 | 0.76754
992 | 4.25 | 1 | 365 | 4.8622 | 0.73937 | 5 | 0.60161
991 | 5.25 | 1 | 365 | 6.0063 | 0.030984 | 6 | 0.037278
990 | 5.75 | 1 | 365 | 6.5783 | 0.17679 | 6 | 0.75511
985 | 6.5 | 1 | 365 | 7.4364 | 0.8955 | 8 | 0.33187
1081 | 6.54 | 1 | 365 | 7.4821 | 0.98717 | 8 | 0.46929
1079 | 5 | 1 | 365 | 5.7203 | 0.45808 | 6 | 0.17836
1077 | 2.25 | 1 | 365 | 2.5741 | 0.15614 | 2 | 0.73026
1076 | 6 | 1 | 365 | 6.8643 | 0.7497 | 7 | 0.61403
1074 | 4 | 1 | 365 | 4.5762 | 0.16646 | 4 | 0.74269
1073 | 7 | 1 | 365 | 8.0084 | 0.041312 | 8 | 0.049704
1072 | 5.5 | 1 | 365 | 6.2923 | 0.60389 | 6 | 0.8962
1069 | 5 | 1 | 365 | 5.7203 | 0.45808 | 6 | 0.17836
1070 | 7 | 1 | 365 | 8.0084 | 0.041312 | 8 | 0.049704
1068 | 8.5 | 1 | 365 | 9.7245 | 0.47874 | 10 | 0.20321
1067 | 2.75 | 1 | 365 | 3.1462 | 0.30194 | 3 | 0.4481
1066 | 4 | 1 | 365 | 4.5762 | 0.16646 | 4 | 0.74269
1065 | 5 | 1 | 365 | 5.7203 | 0.45808 | 6 | 0.17836
1050 | 6.75 | 1 | 365 | 7.7224 | 0.46841 | 8 | 0.19079
1046 | 8 | 1 | 365 | 9.1524 | 0.33293 | 9 | 0.48538
1048 | 3.5 | 1 | 365 | 4.0042 | 0.020656 | 4 | 0.024852
1045 | 11 | 1 | 365 | 12.5846 | 0.20778 | 12 | 0.79239
1044 | 5 | 1 | 365 | 5.7203 | 0.45808 | 6 | 0.17836
1043 | 6.5 | 1 | 365 | 7.4364 | 0.8955 | 8 | 0.33187
941 | 5.75 | 1 | 365 | 6.5783 | 0.17679 | 6 | 0.75511
1080 | 6.12 | 1 | 365 | 7.0016 | 0.02469 | 7 | 0.026313
1107 | 10.5 | 1 | 365 | 12.0126 | 0.061968 | 12 | 0.074556
1106 | 13.5 | 1 | 365 | 15.4448 | 0.93682 | 16 | 0.38157
1105 | 18.5 | 1 | 365 | 21.165 | 0.3949 | 21 | 0.55993
1103 | 11.5 | 1 | 365 | 13.1566 | 0.35358 | 13 | 0.51023
1102 | 5.5 | 1 | 365 | 6.2923 | 0.60389 | 6 | 0.8962
1087 | 9.5 | 1 | 365 | 10.8685 | 0.77035 | 11 | 0.63888
1137 | 9.75 | 1 | 365 | 11.1545 | 0.34326 | 11 | 0.4978
1136 | 5.5 | 1 | 365 | 6.2923 | 0.60389 | 6 | 0.8962
1135 | 10.5 | 1 | 365 | 12.0126 | 0.061968 | 12 | 0.074556
1134 | 9.25 | 1 | 365 | 10.5825 | 0.19745 | 10 | 0.77997
1133 | 3.75 | 1 | 365 | 4.2902 | 0.59356 | 4 | 0.88377
1132 | 8 | 1 | 365 | 9.1524 | 0.33293 | 9 | 0.48538
1122 | 4.25 | 1 | 365 | 4.8622 | 0.73937 | 5 | 0.60161
1117 | 7.75 | 1 | 365 | 8.8664 | 0.76002 | 9 | 0.62646
1114 | 5.25 | 1 | 365 | 6.0063 | 0.030984 | 6 | 0.037278
1154 | 14 | 1 | 365 | 16.0168 | 0.082624 | 16 | 0.099408
1153 | 11 | 1 | 365 | 12.5846 | 0.20778 | 12 | 0.79239
1152 | 3.75 | 1 | 365 | 4.2902 | 0.59356 | 4 | 0.88377
1138 | 188.5 | 0.9 | 365 | 194.0891 | 0.77265 | 194 | 0.86175
1161 | 9 | 1 | 365 | 10.2965 | 0.62454 | 10 | 0.92105
1159 | 4 | 1 | 365 | 4.5762 | 0.16646 | 4 | 0.74269
1158 | 6.25 | 1 | 365 | 7.1504 | 0.3226 | 7 | 0.47295
1157 | 7.25 | 1 | 365 | 8.2944 | 0.61422 | 8 | 0.90862
1163 | 5.5 | 1 | 365 | 6.2923 | 0.60389 | 6 | 0.8962
984 | 10 | 1 | 365 | 11.4406 | 0.91616 | 12 | 0.35672
783 | 3.75 | 1 | 365 | 4.2902 | 0.59356 | 4 | 0.88377
2728 | 2.943 | 1 | 365 | 3.367 | 0.74423 | 4 | 0.11118
1720 | 10 | 1 | 365 | 11.4406 | 0.91616 | 12 | 0.35672
2467 | 298.4 | 0.9 | 365 | 307.2477 | 0.43639 | 307 | 0.68407
1244 | 5.5 | 1 | 365 | 6.2923 | 0.60389 | 6 | 0.8962
1190 | 24 | 1 | 365 | 27.4573 | 0.99878 | 28 | 0.45613
1188 | 4.25 | 1 | 365 | 4.8622 | 0.73937 | 5 | 0.60161
1187 | 5.25 | 1 | 365 | 6.0063 | 0.030984 | 6 | 0.037278
1185 | 6.5 | 1 | 365 | 7.4364 | 0.8955 | 8 | 0.33187
1175 | 4 | 1 | 365 | 4.5762 | 0.16646 | 4 | 0.74269
3723 | 8.67 | 1 | 365 | 9.919 | 0.86831 | 10 | 0.78728
9333 | 7.14 | 1 | 365 | 8.1686 | 0.36214 | 8 | 0.5307
2832 | 6.885 | 1 | 365 | 7.8768 | 0.77778 | 8 | 0.6546
2312 | 2.58 | 1 | 365 | 2.9517 | 0.91237 | 3 | 0.86403
1377 | 3 | 1 | 365 | 3.4322 | 0.87485 | 4 | 0.30702
1375 | 8.48 | 1 | 365 | 9.7016 | 0.4329 | 10 | 0.1345
1368 | 6 | 1 | 365 | 6.8643 | 0.7497 | 7 | 0.61403
1369 | 7.75 | 1 | 365 | 8.8664 | 0.76002 | 9 | 0.62646
1366 | 11.75 | 1 | 365 | 13.4427 | 0.92649 | 14 | 0.36915
1363 | 6.25 | 1 | 365 | 7.1504 | 0.3226 | 7 | 0.47295
1242 | 6.615 | 1 | 365 | 7.5679 | 0.15904 | 7 | 0.72697
1356 | 2 | 1 | 365 | 2.2881 | 0.58323 | 2 | 0.87134
1357 | 10.5 | 1 | 365 | 12.0126 | 0.061968 | 12 | 0.074556
1355 | 8 | 1 | 365 | 9.1524 | 0.33293 | 9 | 0.48538
1329 | 9 | 1 | 365 | 10.2965 | 0.62454 | 10 | 0.92105
1328 | 7.25 | 1 | 365 | 8.2944 | 0.61422 | 8 | 0.90862
1327 | 6 | 1 | 365 | 6.8643 | 0.7497 | 7 | 0.61403
969 | 6.5 | 1 | 365 | 7.4364 | 0.8955 | 8 | 0.33187
1309 | 4.25 | 1 | 365 | 4.8622 | 0.73937 | 5 | 0.60161
1495 | 8 | 1 | 365 | 9.1524 | 0.33293 | 9 | 0.48538
1490 | 8.18 | 1 | 365 | 9.3584 | 0.74542 | 10 | 0.1038
1489 | 10.7 | 1 | 365 | 12.2414 | 0.52029 | 12 | 0.76169
1487 | 5.88 | 1 | 365 | 6.727 | 0.4747 | 7 | 0.20175
1469 | 14 | 1 | 365 | 16.0168 | 0.082624 | 16 | 0.099408
1468 | 7.95 | 1 | 365 | 9.0952 | 0.21835 | 9 | 0.31359
1465 | 7.75 | 1 | 365 | 8.8664 | 0.76002 | 9 | 0.62646
1463 | 5.75 | 1 | 365 | 6.5783 | 0.17679 | 6 | 0.75511
1462 | 5 | 1 | 365 | 5.7203 | 0.45808 | 6 | 0.17836
1461 | 4.5 | 1 | 365 | 5.1483 | 0.31227 | 5 | 0.46052
1460 | 5 | 1 | 365 | 5.7203 | 0.45808 | 6 | 0.17836
1406 | 4.5 | 1 | 365 | 5.1483 | 0.31227 | 5 | 0.46052
2487 | 10 | 1 | 365 | 11.4406 | 0.91616 | 12 | 0.35672
1404 | 5.25 | 1 | 365 | 6.0063 | 0.030984 | 6 | 0.037278
1399 | 17.595 | 1 | 365 | 20.1297 | 0.32098 | 20 | 0.45065
1396 | 11.22 | 1 | 365 | 12.8363 | 0.71193 | 13 | 0.54824
1288 | 8.48 | 1 | 365 | 9.7016 | 0.4329 | 10 | 0.1345
1505 | 3.18 | 1 | 365 | 3.6381 | 0.28734 | 3 | 0.92544
1503 | 4 | 1 | 365 | 4.5762 | 0.16646 | 4 | 0.74269
1502 | 4.25 | 1 | 365 | 4.8622 | 0.73937 | 5 | 0.60161
1523 | 6.095 | 1 | 365 | 6.973 | 0.9674 | 7 | 0.94042
1515 | 4.5 | 1 | 365 | 5.1483 | 0.31227 | 5 | 0.46052
1408 | 9 | 1 | 365 | 10.2965 | 0.62454 | 10 | 0.92105
1586 | 39.75 | 0.9 | 365 | 40.9286 | 0.98256 | 41 | 0.91117
1585 | 4.5 | 1 | 365 | 5.1483 | 0.31227 | 5 | 0.46052
1584 | 8.48 | 1 | 365 | 9.7016 | 0.4329 | 10 | 0.1345
1582 | 41.04 | 0.9 | 365 | 42.2569 | 0.64313 | 42 | 0.89998
1556 | 6.63 | 1 | 365 | 7.5851 | 0.19341 | 7 | 0.77851
1554 | 18 | 1 | 365 | 20.593 | 0.24909 | 20 | 0.8421
1553 | 7.25 | 1 | 365 | 8.2944 | 0.61422 | 8 | 0.90862
1546 | 8 | 1 | 365 | 9.1524 | 0.33293 | 9 | 0.48538
1528 | 5 | 1 | 365 | 5.7203 | 0.45808 | 6 | 0.17836
1636 | 15.5 | 1 | 365 | 17.7329 | 0.52005 | 18 | 0.25292
1619 | 5 | 1 | 365 | 5.7203 | 0.45808 | 6 | 0.17836
1615 | 4.75 | 1 | 365 | 5.4343 | 0.88518 | 6 | 0.31944
1613 | 11.75 | 1 | 365 | 13.4427 | 0.92649 | 14 | 0.36915
1407 | 3.5 | 1 | 365 | 4.0042 | 0.020656 | 4 | 0.024852
1690 | 5.75 | 1 | 365 | 6.5783 | 0.17679 | 6 | 0.75511
1651 | 5 | 1 | 365 | 5.7203 | 0.45808 | 6 | 0.17836
1652 | 6.75 | 1 | 365 | 7.7224 | 0.46841 | 8 | 0.19079
1653 | 6 | 1 | 365 | 6.8643 | 0.7497 | 7 | 0.61403
1678 | 17 | 1 | 365 | 19.449 | 0.95747 | 20 | 0.40642
1679 | 6.75 | 1 | 365 | 7.7224 | 0.46841 | 8 | 0.19079
1684 | 8.84 | 1 | 365 | 10.1135 | 0.25789 | 10 | 0.37134
1740 | 99 | 0.9 | 365 | 101.9354 | 0.18299 | 102 | 0.11838
1738 | 9.84 | 1 | 365 | 11.2575 | 0.5495 | 11 | 0.80701
1517 | 253.76 | 0.9 | 365 | 261.2841 | 0.36843 | 261 | 0.65251
1729 | 4 | 1 | 365 | 4.5762 | 0.16646 | 4 | 0.74269
1728 | 4.25 | 1 | 365 | 4.8622 | 0.73937 | 5 | 0.60161
1784 | 6.03 | 1 | 365 | 6.8987 | 0.81844 | 7 | 0.7171
1758 | 7.75 | 1 | 365 | 8.8664 | 0.76002 | 9 | 0.62646
1753 | 3 | 1 | 365 | 3.4322 | 0.87485 | 4 | 0.30702
1748 | 11.25 | 1 | 365 | 12.8706 | 0.78068 | 13 | 0.65131
1649 | 3.3 | 1 | 365 | 3.7754 | 0.56233 | 4 | 0.33772
1884 | 8 | 1 | 365 | 9.1524 | 0.33293 | 9 | 0.48538
1882 | 5.75 | 1 | 365 | 6.5783 | 0.17679 | 6 | 0.75511
1851 | 14.25 | 1 | 365 | 16.3028 | 0.65553 | 16 | 0.95833
1849 | 7.905 | 1 | 365 | 9.0438 | 0.11522 | 9 | 0.15899
1848 | 5 | 1 | 365 | 5.7203 | 0.45808 | 6 | 0.17836
1846 | 7 | 1 | 365 | 8.0084 | 0.041312 | 8 | 0.049704
1845 | 5.75 | 1 | 365 | 6.5783 | 0.17679 | 6 | 0.75511
1823 | 3 | 1 | 365 | 3.4322 | 0.87485 | 4 | 0.30702
1814 | 5.88 | 1 | 365 | 6.727 | 0.4747 | 7 | 0.20175
1803 | 7.2 | 1 | 365 | 8.2372 | 0.49964 | 8 | 0.73684
1798 | 3.5 | 1 | 365 | 4.0042 | 0.020656 | 4 | 0.024852
1797 | 6.25 | 1 | 365 | 7.1504 | 0.3226 | 7 | 0.47295
1795 | 8.42 | 1 | 365 | 9.633 | 0.29541 | 9 | 0.92836
1856 | 8.64 | 1 | 365 | 9.8846 | 0.79956 | 10 | 0.68421
1855 | 6.375 | 1 | 365 | 7.2934 | 0.60905 | 7 | 0.90241
1854 | 5.4 | 1 | 365 | 6.1779 | 0.37473 | 6 | 0.55263
1950 | 14 | 1 | 365 | 16.0168 | 0.082624 | 16 | 0.099408
1938 | 4.25 | 1 | 365 | 4.8622 | 0.73937 | 5 | 0.60161
1937 | 4.25 | 1 | 365 | 4.8622 | 0.73937 | 5 | 0.60161
1935 | 9.75 | 1 | 365 | 11.1545 | 0.34326 | 11 | 0.4978
1934 | 7 | 1 | 365 | 8.0084 | 0.041312 | 8 | 0.049704
1932 | 4.5 | 1 | 365 | 5.1483 | 0.31227 | 5 | 0.46052
1914 | 61.74 | 0.9 | 365 | 63.5706 | 0.33593 | 63 | 0.90655
1909 | 5.695 | 1 | 365 | 6.5154 | 0.050753 | 6 | 0.56615
1901 | 7.25 | 1 | 365 | 8.2944 | 0.61422 | 8 | 0.90862
1900 | 8.75 | 1 | 365 | 10.0105 | 0.05164 | 10 | 0.06213
1862 | 112.59 | 0.9 | 365 | 115.9283 | 0.21174 | 116 | 0.14008
2002 | 7 | 1 | 365 | 8.0084 | 0.041312 | 8 | 0.049704
2000 | 6.25 | 1 | 365 | 7.1504 | 0.3226 | 7 | 0.47295
2001 | 9.5 | 1 | 365 | 10.8685 | 0.77035 | 11 | 0.63888
1998 | 3 | 1 | 365 | 3.4322 | 0.87485 | 4 | 0.30702
1995 | 14.575 | 1 | 365 | 16.6746 | 0.4003 | 17 | 0.074919
1994 | 10.2 | 1 | 365 | 11.6694 | 0.37448 | 12 | 0.043854
1991 | 17.82 | 1 | 365 | 20.3871 | 0.8366 | 21 | 0.22368
1988 | 20.4 | 1 | 365 | 23.3387 | 0.74897 | 24 | 0.087709
1940 | 4.77 | 1 | 365 | 5.4571 | 0.93101 | 6 | 0.38816
1830 | 24.84 | 1 | 365 | 28.4184 | 0.92374 | 29 | 0.34209
2010 | 10.25 | 1 | 365 | 11.7266 | 0.48906 | 12 | 0.21564
667 | 2745.6 | 0.9 | 365 | 2827.0081 | 0.6748 | 2827 | 0.68294
1347 | 47.32 | 0.9 | 365 | 48.7231 | 0.59534 | 49 | 0.3184
2061 | 7.5 | 1 | 365 | 8.5804 | 0.18712 | 8 | 0.76754
2060 | 5 | 1 | 365 | 5.7203 | 0.45808 | 6 | 0.17836
2059 | 6.625 | 1 | 365 | 7.5794 | 0.18196 | 7 | 0.76133
2056 | 7.25 | 1 | 365 | 8.2944 | 0.61422 | 8 | 0.90862
2050 | 4.655 | 1 | 365 | 5.3256 | 0.66747 | 5 | 0.99305
2051 | 7.42 | 1 | 365 | 8.4889 | 0.0037907 | 8 | 0.49269
2049 | 5.46 | 1 | 365 | 6.2465 | 0.51222 | 6 | 0.75877
2047 | 17 | 1 | 365 | 19.449 | 0.95747 | 20 | 0.40642
2045 | 4.5 | 1 | 365 | 5.1483 | 0.31227 | 5 | 0.46052
2044 | 9 | 1 | 365 | 10.2965 | 0.62454 | 10 | 0.92105
2037 | 12.73 | 1 | 365 | 14.5638 | 0.17227 | 14 | 0.7361
2035 | 16.8 | 1 | 365 | 19.2201 | 0.49915 | 19 | 0.71929
2032 | 7.5 | 1 | 365 | 8.5804 | 0.18712 | 8 | 0.76754
2031 | 10.25 | 1 | 365 | 11.7266 | 0.48906 | 12 | 0.21564
2029 | 5.2 | 1 | 365 | 5.9491 | 0.9164 | 6 | 0.86549
2097 | 4.5 | 1 | 365 | 5.1483 | 0.31227 | 5 | 0.46052
2096 | 8 | 1 | 365 | 9.1524 | 0.33293 | 9 | 0.48538
2095 | 7.14 | 1 | 365 | 8.1686 | 0.36214 | 8 | 0.5307
2093 | 7.5 | 1 | 365 | 8.5804 | 0.18712 | 8 | 0.76754
2092 | 11 | 1 | 365 | 12.5846 | 0.20778 | 12 | 0.79239
2067 | 8.75 | 1 | 365 | 10.0105 | 0.05164 | 10 | 0.06213
2121 | 7.75 | 1 | 365 | 8.8664 | 0.76002 | 9 | 0.62646
2120 | 7 | 1 | 365 | 8.0084 | 0.041312 | 8 | 0.049704
2116 | 7.5 | 1 | 365 | 8.5804 | 0.18712 | 8 | 0.76754
2115 | 10.5 | 1 | 365 | 12.0126 | 0.061968 | 12 | 0.074556
2114 | 9.5 | 1 | 365 | 10.8685 | 0.77035 | 11 | 0.63888
2112 | 10.2 | 1 | 365 | 11.6694 | 0.37448 | 12 | 0.043854
2111 | 10.75 | 1 | 365 | 12.2986 | 0.63487 | 12 | 0.93347
2098 | 11.395 | 1 | 365 | 13.0365 | 0.11296 | 13 | 0.14948
2163 | 5.25 | 1 | 365 | 6.0063 | 0.030984 | 6 | 0.037278
2162 | 6.25 | 1 | 365 | 7.1504 | 0.3226 | 7 | 0.47295
2153 | 4 | 1 | 365 | 4.5762 | 0.16646 | 4 | 0.74269
2154 | 4 | 1 | 365 | 4.5762 | 0.16646 | 4 | 0.74269
2151 | 8.925 | 1 | 365 | 10.2107 | 0.45267 | 10 | 0.66337
2150 | 7.65 | 1 | 365 | 8.752 | 0.53086 | 9 | 0.28289
2148 | 12.495 | 1 | 365 | 14.295 | 0.63374 | 14 | 0.92872
2146 | 8.75 | 1 | 365 | 10.0105 | 0.05164 | 10 | 0.06213
2147 | 11.73 | 1 | 365 | 13.4198 | 0.88066 | 14 | 0.30043
2144 | 4.5 | 1 | 365 | 5.1483 | 0.31227 | 5 | 0.46052
2142 | 8.925 | 1 | 365 | 10.2107 | 0.45267 | 10 | 0.66337
2140 | 2.5 | 1 | 365 | 2.8601 | 0.72904 | 3 | 0.58918
2141 | 4 | 1 | 365 | 4.5762 | 0.16646 | 4 | 0.74269
2138 | 9 | 1 | 365 | 10.2965 | 0.62454 | 10 | 0.92105
2139 | 7.75 | 1 | 365 | 8.8664 | 0.76002 | 9 | 0.62646
2137 | 10 | 1 | 365 | 11.4406 | 0.91616 | 12 | 0.35672
2133 | 9.25 | 1 | 365 | 10.5825 | 0.19745 | 10 | 0.77997
2131 | 10 | 1 | 365 | 11.4406 | 0.91616 | 12 | 0.35672
2128 | 4.505 | 1 | 365 | 5.154 | 0.32373 | 5 | 0.4777
2129 | 5.25 | 1 | 365 | 6.0063 | 0.030984 | 6 | 0.037278
2127 | 10.75 | 1 | 365 | 12.2986 | 0.63487 | 12 | 0.93347
2126 | 9.25 | 1 | 365 | 10.5825 | 0.19745 | 10 | 0.77997
2124 | 6 | 1 | 365 | 6.8643 | 0.7497 | 7 | 0.61403
2125 | 5.75 | 1 | 365 | 6.5783 | 0.17679 | 6 | 0.75511
2273 | 3.5 | 1 | 365 | 4.0042 | 0.020656 | 4 | 0.024852
2270 | 10.965 | 1 | 365 | 12.5446 | 0.12757 | 12 | 0.67214
2268 | 10.75 | 1 | 365 | 12.2986 | 0.63487 | 12 | 0.93347
2269 | 11.5 | 1 | 365 | 13.1566 | 0.35358 | 13 | 0.51023
1420 | 6.75 | 1 | 365 | 7.7224 | 0.46841 | 8 | 0.19079
2259 | 5 | 1 | 365 | 5.7203 | 0.45808 | 6 | 0.17836
2251 | 9.945 | 1 | 365 | 11.3776 | 0.79012 | 12 | 0.16776
2247 | 6.12 | 1 | 365 | 7.0016 | 0.02469 | 7 | 0.026313
2244 | 10 | 1 | 365 | 11.4406 | 0.91616 | 12 | 0.35672
2243 | 5.75 | 1 | 365 | 6.5783 | 0.17679 | 6 | 0.75511
2241 | 2.75 | 1 | 365 | 3.1462 | 0.30194 | 3 | 0.4481
2240 | 5.355 | 1 | 365 | 6.1264 | 0.2716 | 6 | 0.39802
2238 | 8.75 | 1 | 365 | 10.0105 | 0.05164 | 10 | 0.06213
2239 | 9 | 1 | 365 | 10.2965 | 0.62454 | 10 | 0.92105
2235 | 6.5 | 1 | 365 | 7.4364 | 0.8955 | 8 | 0.33187
2236 | 18.615 | 1 | 365 | 21.2966 | 0.65843 | 21 | 0.95503
2234 | 5.5 | 1 | 365 | 6.2923 | 0.60389 | 6 | 0.8962
2232 | 7 | 1 | 365 | 8.0084 | 0.041312 | 8 | 0.049704
2233 | 6.12 | 1 | 365 | 7.0016 | 0.02469 | 7 | 0.026313
2228 | 4.5 | 1 | 365 | 5.1483 | 0.31227 | 5 | 0.46052
2194 | 5 | 1 | 365 | 5.7203 | 0.45808 | 6 | 0.17836
2195 | 14.25 | 1 | 365 | 16.3028 | 0.65553 | 16 | 0.95833
2192 | 5.25 | 1 | 365 | 6.0063 | 0.030984 | 6 | 0.037278
2191 | 7.75 | 1 | 365 | 8.8664 | 0.76002 | 9 | 0.62646
2193 | 5.1 | 1 | 365 | 5.8347 | 0.68724 | 6 | 0.52193
2190 | 6.75 | 1 | 365 | 7.7224 | 0.46841 | 8 | 0.19079
2189 | 7.75 | 1 | 365 | 8.8664 | 0.76002 | 9 | 0.62646
2183 | 10.25 | 1 | 365 | 11.7266 | 0.48906 | 12 | 0.21564
2178 | 10.335 | 1 | 365 | 11.8238 | 0.68385 | 12 | 0.50767
2176 | 7 | 1 | 365 | 8.0084 | 0.041312 | 8 | 0.049704
2177 | 9 | 1 | 365 | 10.2965 | 0.62454 | 10 | 0.92105
2175 | 10.75 | 1 | 365 | 12.2986 | 0.63487 | 12 | 0.93347
1801 | 206.64 | 0.8 | 365 | 189.1262 | 0.83162 | 189 | 0.95781
2278 | 9.25 | 1 | 365 | 10.5825 | 0.19745 | 10 | 0.77997
5769 | 9.69 | 1 | 365 | 11.0859 | 0.20576 | 11 | 0.29166
3769 | 12.495 | 1 | 365 | 14.295 | 0.63374 | 14 | 0.92872
3598 | 2.55 | 1 | 365 | 2.9173 | 0.84362 | 3 | 0.76096
10912 | 6.44 | 1 | 365 | 7.3677 | 0.75801 | 8 | 0.12573
5293 | 11.2 | 1 | 365 | 12.8134 | 0.6661 | 13 | 0.47953
2353 | 9.156 | 1 | 365 | 10.475 | 0.98204 | 11 | 0.45701
2054 | 19.525 | 1 | 365 | 22.3377 | 0.7438 | 23 | 0.081496
2306 | 4.95 | 1 | 365 | 5.6631 | 0.3435 | 6 | 0.0065764
2341 | 11.22 | 1 | 365 | 12.8363 | 0.71193 | 13 | 0.54824
2342 | 6.12 | 1 | 365 | 7.0016 | 0.02469 | 7 | 0.026313
2339 | 7.75 | 1 | 365 | 8.8664 | 0.76002 | 9 | 0.62646
2337 | 7 | 1 | 365 | 8.0084 | 0.041312 | 8 | 0.049704
2338 | 10.5 | 1 | 365 | 12.0126 | 0.061968 | 12 | 0.074556
2329 | 4.5 | 1 | 365 | 5.1483 | 0.31227 | 5 | 0.46052
2327 | 10.75 | 1 | 365 | 12.2986 | 0.63487 | 12 | 0.93347
2324 | 6.25 | 1 | 365 | 7.1504 | 0.3226 | 7 | 0.47295
2325 | 7.5 | 1 | 365 | 8.5804 | 0.18712 | 8 | 0.76754
2322 | 5 | 1 | 365 | 5.7203 | 0.45808 | 6 | 0.17836
2323 | 3.5 | 1 | 365 | 4.0042 | 0.020656 | 4 | 0.024852
2321 | 7.25 | 1 | 365 | 8.2944 | 0.61422 | 8 | 0.90862
2319 | 5.75 | 1 | 365 | 6.5783 | 0.17679 | 6 | 0.75511
2320 | 5.5 | 1 | 365 | 6.2923 | 0.60389 | 6 | 0.8962
2318 | 7.25 | 1 | 365 | 8.2944 | 0.61422 | 8 | 0.90862
2316 | 7.75 | 1 | 365 | 8.8664 | 0.76002 | 9 | 0.62646
2317 | 4 | 1 | 365 | 4.5762 | 0.16646 | 4 | 0.74269
2295 | 10.75 | 1 | 365 | 12.2986 | 0.63487 | 12 | 0.93347
2292 | 7 | 1 | 365 | 8.0084 | 0.041312 | 8 | 0.049704
2290 | 7.75 | 1 | 365 | 8.8664 | 0.76002 | 9 | 0.62646
2288 | 7.14 | 1 | 365 | 8.1686 | 0.36214 | 8 | 0.5307
2282 | 6 | 1 | 365 | 6.8643 | 0.7497 | 7 | 0.61403
1913 | 26.5 | 0.9 | 365 | 27.2857 | 0.65504 | 27 | 0.94078
2394 | 8.5 | 1 | 365 | 9.7245 | 0.47874 | 10 | 0.20321
2395 | 16 | 1 | 365 | 18.3049 | 0.66586 | 18 | 0.97075
2391 | 11.5 | 1 | 365 | 13.1566 | 0.35358 | 13 | 0.51023
2387 | 13.75 | 1 | 365 | 15.7308 | 0.50972 | 16 | 0.24049
2386 | 8.75 | 1 | 365 | 10.0105 | 0.05164 | 10 | 0.06213
2384 | 8.5 | 1 | 365 | 9.7245 | 0.47874 | 10 | 0.20321
2383 | 4.25 | 1 | 365 | 4.8622 | 0.73937 | 5 | 0.60161
2373 | 2.55 | 1 | 365 | 2.9173 | 0.84362 | 3 | 0.76096
2371 | 3.5 | 1 | 365 | 4.0042 | 0.020656 | 4 | 0.024852
2367 | 4.75 | 1 | 365 | 5.4343 | 0.88518 | 6 | 0.31944
2364 | 12.75 | 1 | 365 | 14.5867 | 0.2181 | 14 | 0.80482
2363 | 6 | 1 | 365 | 6.8643 | 0.7497 | 7 | 0.61403
2362 | 9.75 | 1 | 365 | 11.1545 | 0.34326 | 11 | 0.4978
2361 | 7.65 | 1 | 365 | 8.752 | 0.53086 | 9 | 0.28289
2494 | 5.25 | 1 | 365 | 6.0063 | 0.030984 | 6 | 0.037278
2490 | 6 | 1 | 365 | 6.8643 | 0.7497 | 7 | 0.61403
2493 | 3 | 1 | 365 | 3.4322 | 0.87485 | 4 | 0.30702
2465 | 7.905 | 1 | 365 | 9.0438 | 0.11522 | 9 | 0.15899
2464 | 6.12 | 1 | 365 | 7.0016 | 0.02469 | 7 | 0.026313
2462 | 10.2 | 1 | 365 | 11.6694 | 0.37448 | 12 | 0.043854
2460 | 7.905 | 1 | 365 | 9.0438 | 0.11522 | 9 | 0.15899
2458 | 6.63 | 1 | 365 | 7.5851 | 0.19341 | 7 | 0.77851
2459 | 9.69 | 1 | 365 | 11.0859 | 0.20576 | 11 | 0.29166
2457 | 11.5 | 1 | 365 | 13.1566 | 0.35358 | 13 | 0.51023
2455 | 9.5 | 1 | 365 | 10.8685 | 0.77035 | 11 | 0.63888
2454 | 9.25 | 1 | 365 | 10.5825 | 0.19745 | 10 | 0.77997
2452 | 5.25 | 1 | 365 | 6.0063 | 0.030984 | 6 | 0.037278
2453 | 6 | 1 | 365 | 6.8643 | 0.7497 | 7 | 0.61403
2449 | 33 | 0.9 | 365 | 33.9785 | 0.060995 | 34 | 0.039458
1791 | 56.1 | 0.9 | 365 | 57.7634 | 0.70369 | 58 | 0.46708
2439 | 13 | 1 | 365 | 14.8727 | 0.79101 | 15 | 0.66374
2427 | 8.42 | 1 | 365 | 9.633 | 0.29541 | 9 | 0.92836
2426 | 5.886 | 1 | 365 | 6.7339 | 0.48845 | 7 | 0.22237
2425 | 201.19 | 0.9 | 365 | 207.1554 | 0.9452 | 208 | 0.10056
2422 | 3 | 1 | 365 | 3.4322 | 0.87485 | 4 | 0.30702
2421 | 10 | 1 | 365 | 11.4406 | 0.91616 | 12 | 0.35672
2419 | 8.5 | 1 | 365 | 9.7245 | 0.47874 | 10 | 0.20321
2420 | 11.22 | 1 | 365 | 12.8363 | 0.71193 | 13 | 0.54824
2415 | 10.71 | 1 | 365 | 12.2528 | 0.54321 | 12 | 0.79605
2414 | 7.25 | 1 | 365 | 8.2944 | 0.61422 | 8 | 0.90862
2412 | 9 | 1 | 365 | 10.2965 | 0.62454 | 10 | 0.92105
2411 | 9.75 | 1 | 365 | 11.1545 | 0.34326 | 11 | 0.4978
2410 | 4.75 | 1 | 365 | 5.4343 | 0.88518 | 6 | 0.31944
2405 | 11.475 | 1 | 365 | 13.128 | 0.29629 | 13 | 0.42434
2404 | 8.5 | 1 | 365 | 9.7245 | 0.47874 | 10 | 0.20321
2403 | 10.75 | 1 | 365 | 12.2986 | 0.63487 | 12 | 0.93347
2402 | 6.12 | 1 | 365 | 7.0016 | 0.02469 | 7 | 0.026313
2400 | 4.59 | 1 | 365 | 5.2512 | 0.51852 | 5 | 0.76973
2504 | 4.25 | 1 | 365 | 4.8622 | 0.73937 | 5 | 0.60161
2502 | 6 | 1 | 365 | 6.8643 | 0.7497 | 7 | 0.61403
2496 | 16.695 | 1 | 365 | 19.1 | 0.25853 | 19 | 0.35854
2498 | 5.1 | 1 | 365 | 5.8347 | 0.68724 | 6 | 0.52193
2497 | 6.75 | 1 | 365 | 7.7224 | 0.46841 | 8 | 0.19079
2495 | 8.37 | 1 | 365 | 9.5757 | 0.18083 | 9 | 0.75657
2514 | 20.64 | 1 | 365 | 23.6133 | 0.29895 | 23 | 0.91227
2510 | 5.88 | 1 | 365 | 6.727 | 0.4747 | 7 | 0.20175
2589 | 8.28 | 1 | 365 | 9.4728 | 0.97458 | 10 | 0.44736
2583 | 7.28 | 1 | 365 | 8.3287 | 0.68296 | 9 | 0.011692
2582 | 7.905 | 1 | 365 | 9.0438 | 0.11522 | 9 | 0.15899
2581 | 5.25 | 1 | 365 | 6.0063 | 0.030984 | 6 | 0.037278
2580 | 4.25 | 1 | 365 | 4.8622 | 0.73937 | 5 | 0.60161
2579 | 10.25 | 1 | 365 | 11.7266 | 0.48906 | 12 | 0.21564
2578 | 13.26 | 1 | 365 | 15.1702 | 0.38683 | 15 | 0.55701
2577 | 9.69 | 1 | 365 | 11.0859 | 0.20576 | 11 | 0.29166
2576 | 8.415 | 1 | 365 | 9.6272 | 0.28395 | 9 | 0.91118
2575 | 11.75 | 1 | 365 | 13.4427 | 0.92649 | 14 | 0.36915
2574 | 10 | 1 | 365 | 11.4406 | 0.91616 | 12 | 0.35672
2573 | 6.5 | 1 | 365 | 7.4364 | 0.8955 | 8 | 0.33187
2572 | 8 | 1 | 365 | 9.1524 | 0.33293 | 9 | 0.48538
2570 | 8.75 | 1 | 365 | 10.0105 | 0.05164 | 10 | 0.06213
2569 | 7.75 | 1 | 365 | 8.8664 | 0.76002 | 9 | 0.62646
2568 | 6.12 | 1 | 365 | 7.0016 | 0.02469 | 7 | 0.026313
2567 | 7.14 | 1 | 365 | 8.1686 | 0.36214 | 8 | 0.5307
2566 | 13.26 | 1 | 365 | 15.1702 | 0.38683 | 15 | 0.55701
2565 | 5.25 | 1 | 365 | 6.0063 | 0.030984 | 6 | 0.037278
2564 | 5.25 | 1 | 365 | 6.0063 | 0.030984 | 6 | 0.037278
2563 | 5.25 | 1 | 365 | 6.0063 | 0.030984 | 6 | 0.037278
2562 | 7 | 1 | 365 | 8.0084 | 0.041312 | 8 | 0.049704
2561 | 6.885 | 1 | 365 | 7.8768 | 0.77778 | 8 | 0.6546
2560 | 8.25 | 1 | 365 | 9.4385 | 0.90583 | 10 | 0.34429
2558 | 7.5 | 1 | 365 | 8.5804 | 0.18712 | 8 | 0.76754
2556 | 5.25 | 1 | 365 | 6.0063 | 0.030984 | 6 | 0.037278
2552 | 6.75 | 1 | 365 | 7.7224 | 0.46841 | 8 | 0.19079
2549 | 10.5 | 1 | 365 | 12.0126 | 0.061968 | 12 | 0.074556
2546 | 8.25 | 1 | 365 | 9.4385 | 0.90583 | 10 | 0.34429
2544 | 17.75 | 1 | 365 | 20.307 | 0.67618 | 20 | 0.98318
2542 | 3.5 | 1 | 365 | 4.0042 | 0.020656 | 4 | 0.024852
2541 | 8 | 1 | 365 | 9.1524 | 0.33293 | 9 | 0.48538
2533 | 3.18 | 1 | 365 | 3.6381 | 0.28734 | 3 | 0.92544
2522 | 15.66 | 1 | 365 | 17.9159 | 0.88671 | 18 | 0.80262
2513 | 9.945 | 1 | 365 | 11.3776 | 0.79012 | 12 | 0.16776
2503 | 5.67 | 1 | 365 | 6.4868 | 0.99346 | 7 | 0.48026
2633 | 9.75 | 1 | 365 | 11.1545 | 0.34326 | 11 | 0.4978
2632 | 5.75 | 1 | 365 | 6.5783 | 0.17679 | 6 | 0.75511
2628 | 15 | 1 | 365 | 17.1608 | 0.37424 | 17 | 0.53508
2622 | 7.848 | 1 | 365 | 8.9786 | 0.9846 | 9 | 0.96315
2619 | 9.5 | 1 | 365 | 10.8685 | 0.77035 | 11 | 0.63888
2618 | 3.975 | 1 | 365 | 4.5476 | 0.10917 | 4 | 0.6568
2612 | 4.08 | 1 | 365 | 4.6677 | 0.34979 | 5 | 0.017542
2611 | 5.1 | 1 | 365 | 5.8347 | 0.68724 | 6 | 0.52193
2609 | 2.805 | 1 | 365 | 3.2091 | 0.42798 | 3 | 0.63706
2610 | 6.885 | 1 | 365 | 7.8768 | 0.77778 | 8 | 0.6546
2608 | 13 | 1 | 365 | 14.8727 | 0.79101 | 15 | 0.66374
2607 | 4.5 | 1 | 365 | 5.1483 | 0.31227 | 5 | 0.46052
2606 | 12.25 | 1 | 365 | 14.0147 | 0.072296 | 14 | 0.086982
2604 | 4.5 | 1 | 365 | 5.1483 | 0.31227 | 5 | 0.46052
2605 | 7 | 1 | 365 | 8.0084 | 0.041312 | 8 | 0.049704
2603 | 10 | 1 | 365 | 11.4406 | 0.91616 | 12 | 0.35672
2601 | 6.9 | 1 | 365 | 7.894 | 0.81215 | 8 | 0.70614
2600 | 4.59 | 1 | 365 | 5.2512 | 0.51852 | 5 | 0.76973
2596 | 5.3 | 1 | 365 | 6.0635 | 0.14556 | 6 | 0.20906
2590 | 7.42 | 1 | 365 | 8.4889 | 0.0037907 | 8 | 0.49269
2693 | 5 | 1 | 365 | 5.7203 | 0.45808 | 6 | 0.17836
2642 | 3.45 | 1 | 365 | 3.947 | 0.90608 | 4 | 0.85307
2684 | 4.5 | 1 | 365 | 5.1483 | 0.31227 | 5 | 0.46052
2683 | 2.25 | 1 | 365 | 2.5741 | 0.15614 | 2 | 0.73026
2682 | 4 | 1 | 365 | 4.5762 | 0.16646 | 4 | 0.74269
2681 | 7.5 | 1 | 365 | 8.5804 | 0.18712 | 8 | 0.76754
2680 | 9 | 1 | 365 | 10.2965 | 0.62454 | 10 | 0.92105
2674 | 9 | 1 | 365 | 10.2965 | 0.62454 | 10 | 0.92105
2672 | 4.5 | 1 | 365 | 5.1483 | 0.31227 | 5 | 0.46052
2676 | 7.25 | 1 | 365 | 8.2944 | 0.61422 | 8 | 0.90862
2675 | 6.37 | 1 | 365 | 7.2876 | 0.59759 | 7 | 0.88523
2658 | 6.12 | 1 | 365 | 7.0016 | 0.02469 | 7 | 0.026313
2657 | 11.25 | 1 | 365 | 12.8706 | 0.78068 | 13 | 0.65131
2650 | 4.08 | 1 | 365 | 4.6677 | 0.34979 | 5 | 0.017542
2646 | 8 | 1 | 365 | 9.1524 | 0.33293 | 9 | 0.48538
2755 | 7.5 | 1 | 365 | 8.5804 | 0.18712 | 8 | 0.76754
2752 | 11.25 | 1 | 365 | 12.8706 | 0.78068 | 13 | 0.65131
2751 | 12.25 | 1 | 365 | 14.0147 | 0.072296 | 14 | 0.086982
922 | 6.5 | 1 | 365 | 7.4364 | 0.8955 | 8 | 0.33187
2739 | 6.54 | 1 | 365 | 7.4821 | 0.98717 | 8 | 0.46929
2738 | 3.85 | 1 | 365 | 4.4046 | 0.82272 | 5 | 0.22734
2723 | 2.04 | 1 | 365 | 2.3339 | 0.6749 | 3 | 0.0087709
2722 | 7.75 | 1 | 365 | 8.8664 | 0.76002 | 9 | 0.62646
2721 | 3.825 | 1 | 365 | 4.376 | 0.76543 | 5 | 0.14145
2719 | 4.25 | 1 | 365 | 4.8622 | 0.73937 | 5 | 0.60161
2716 | 5.25 | 1 | 365 | 6.0063 | 0.030984 | 6 | 0.037278
2708 | 7.75 | 1 | 365 | 8.8664 | 0.76002 | 9 | 0.62646
2703 | 8.75 | 1 | 365 | 10.0105 | 0.05164 | 10 | 0.06213
2701 | 12.75 | 1 | 365 | 14.5867 | 0.2181 | 14 | 0.80482
2700 | 9.75 | 1 | 365 | 11.1545 | 0.34326 | 11 | 0.4978
2698 | 5.25 | 1 | 365 | 6.0063 | 0.030984 | 6 | 0.037278
2875 | 4.335 | 1 | 365 | 4.9595 | 0.93416 | 5 | 0.89364
2838 | 8.415 | 1 | 365 | 9.6272 | 0.28395 | 9 | 0.91118
2837 | 4.59 | 1 | 365 | 5.2512 | 0.51852 | 5 | 0.76973
2836 | 5.865 | 1 | 365 | 6.7099 | 0.44033 | 7 | 0.15022
2834 | 11.985 | 1 | 365 | 13.7115 | 0.46502 | 14 | 0.17653
2833 | 7.905 | 1 | 365 | 9.0438 | 0.11522 | 9 | 0.15899
2830 | 14 | 1 | 365 | 16.0168 | 0.082624 | 16 | 0.099408
1246 | 7.14 | 1 | 365 | 8.1686 | 0.36214 | 8 | 0.5307
1248 | 34.2 | 0.9 | 365 | 35.214 | 0.53594 | 35 | 0.74998
930 | 7.75 | 1 | 365 | 8.8664 | 0.76002 | 9 | 0.62646
2810 | 11 | 1 | 365 | 12.5846 | 0.20778 | 12 | 0.79239
2783 | 160 | 0.9 | 365 | 164.7441 | 0.9927 | 165 | 0.73677
2806 | 10.25 | 1 | 365 | 11.7266 | 0.48906 | 12 | 0.21564
2805 | 5.355 | 1 | 365 | 6.1264 | 0.2716 | 6 | 0.39802
2804 | 7.905 | 1 | 365 | 9.0438 | 0.11522 | 9 | 0.15899
2803 | 9.945 | 1 | 365 | 11.3776 | 0.79012 | 12 | 0.16776
2802 | 3.75 | 1 | 365 | 4.2902 | 0.59356 | 4 | 0.88377
2801 | 9 | 1 | 365 | 10.2965 | 0.62454 | 10 | 0.92105
2800 | 7.75 | 1 | 365 | 8.8664 | 0.76002 | 9 | 0.62646
2798 | 3.5 | 1 | 365 | 4.0042 | 0.020656 | 4 | 0.024852
2795 | 2.5 | 1 | 365 | 2.8601 | 0.72904 | 3 | 0.58918
2794 | 5.5 | 1 | 365 | 6.2923 | 0.60389 | 6 | 0.8962
2782 | 23.92 | 1 | 365 | 27.3658 | 0.81545 | 28 | 0.18127
2779 | 3.315 | 1 | 365 | 3.7925 | 0.59671 | 4 | 0.38925
2775 | 6.375 | 1 | 365 | 7.2934 | 0.60905 | 7 | 0.90241
2774 | 8.75 | 1 | 365 | 10.0105 | 0.05164 | 10 | 0.06213
2773 | 9.5 | 1 | 365 | 10.8685 | 0.77035 | 11 | 0.63888
2769 | 8.8 | 1 | 365 | 10.0677 | 0.16622 | 10 | 0.23391
2768 | 2.04 | 1 | 365 | 2.3339 | 0.6749 | 3 | 0.0087709
2765 | 7.14 | 1 | 365 | 8.1686 | 0.36214 | 8 | 0.5307
2764 | 8.67 | 1 | 365 | 9.919 | 0.86831 | 10 | 0.78728
2761 | 4.5 | 1 | 365 | 5.1483 | 0.31227 | 5 | 0.46052
2928 | 4.845 | 1 | 365 | 5.543 | 0.10288 | 5 | 0.64583
2929 | 5.1 | 1 | 365 | 5.8347 | 0.68724 | 6 | 0.52193
2926 | 6.5 | 1 | 365 | 7.4364 | 0.8955 | 8 | 0.33187
2925 | 7.14 | 1 | 365 | 8.1686 | 0.36214 | 8 | 0.5307
2923 | 6.12 | 1 | 365 | 7.0016 | 0.02469 | 7 | 0.026313
2922 | 6.12 | 1 | 365 | 7.0016 | 0.02469 | 7 | 0.026313
2924 | 5.865 | 1 | 365 | 6.7099 | 0.44033 | 7 | 0.15022
2920 | 8.67 | 1 | 365 | 9.919 | 0.86831 | 10 | 0.78728
2918 | 6.63 | 1 | 365 | 7.5851 | 0.19341 | 7 | 0.77851
2915 | 8.67 | 1 | 365 | 9.919 | 0.86831 | 10 | 0.78728
2916 | 3 | 1 | 365 | 3.4322 | 0.87485 | 4 | 0.30702
2914 | 5 | 1 | 365 | 5.7203 | 0.45808 | 6 | 0.17836
2913 | 8.75 | 1 | 365 | 10.0105 | 0.05164 | 10 | 0.06213
2911 | 6.12 | 1 | 365 | 7.0016 | 0.02469 | 7 | 0.026313
2912 | 4.59 | 1 | 365 | 5.2512 | 0.51852 | 5 | 0.76973
2909 | 4 | 1 | 365 | 4.5762 | 0.16646 | 4 | 0.74269
2888 | 3.35 | 1 | 365 | 3.8326 | 0.67691 | 4 | 0.5095
2181 | 8 | 1 | 365 | 9.1524 | 0.33293 | 9 | 0.48538
2651 | 6.75 | 1 | 365 | 7.7224 | 0.46841 | 8 | 0.19079
2647 | 5.25 | 1 | 365 | 6.0063 | 0.030984 | 6 | 0.037278
2267 | 33.48 | 0.9 | 365 | 34.4727 | 0.050973 | 34 | 0.52367
2499 | 10 | 1 | 365 | 11.4406 | 0.91616 | 12 | 0.35672
2695 | 8.64 | 1 | 365 | 9.8846 | 0.79956 | 10 | 0.68421
1951 | 18 | 1 | 365 | 20.593 | 0.24909 | 20 | 0.8421
2882 | 6.12 | 1 | 365 | 7.0016 | 0.02469 | 7 | 0.026313
2881 | 10.455 | 1 | 365 | 11.9611 | 0.95885 | 12 | 0.91995
2879 | 4.845 | 1 | 365 | 5.543 | 0.10288 | 5 | 0.64583
2880 | 8 | 1 | 365 | 9.1524 | 0.33293 | 9 | 0.48538
2878 | 13.77 | 1 | 365 | 15.7537 | 0.55555 | 16 | 0.3092
2876 | 6.5 | 1 | 365 | 7.4364 | 0.8955 | 8 | 0.33187
2955 | 5.25 | 1 | 365 | 6.0063 | 0.030984 | 6 | 0.037278
2947 | 4.355 | 1 | 365 | 4.9824 | 0.97999 | 5 | 0.96235
2946 | 4.5 | 1 | 365 | 5.1483 | 0.31227 | 5 | 0.46052
2942 | 7 | 1 | 365 | 8.0084 | 0.041312 | 8 | 0.049704
2943 | 14.79 | 1 | 365 | 16.9206 | 0.893 | 17 | 0.81359
2938 | 6.5 | 1 | 365 | 7.4364 | 0.8955 | 8 | 0.33187
2936 | 2.805 | 1 | 365 | 3.2091 | 0.42798 | 3 | 0.63706
2982 | 10 | 1 | 365 | 11.4406 | 0.91616 | 12 | 0.35672
2980 | 10.71 | 1 | 365 | 12.2528 | 0.54321 | 12 | 0.79605
2975 | 3.24 | 1 | 365 | 3.7067 | 0.42484 | 4 | 0.13158
2973 | 5.4 | 1 | 365 | 6.1779 | 0.37473 | 6 | 0.55263
2972 | 7.83 | 1 | 365 | 8.958 | 0.94335 | 9 | 0.90131
3097 | 7.75 | 1 | 365 | 8.8664 | 0.76002 | 9 | 0.62646
3075 | 9.81 | 1 | 365 | 11.2232 | 0.48075 | 11 | 0.70394
3055 | 6.03 | 1 | 365 | 6.8987 | 0.81844 | 7 | 0.7171
10868 | 9.24 | 1 | 365 | 10.5711 | 0.17453 | 10 | 0.74561
2984 | 7.14 | 1 | 365 | 8.1686 | 0.36214 | 8 | 0.5307
2885 | 7.37 | 1 | 365 | 8.4317 | 0.88921 | 9 | 0.3209
3269 | 17.5 | 1 | 365 | 20.021 | 0.10328 | 20 | 0.12426
3268 | 7.02 | 1 | 365 | 8.0313 | 0.087144 | 8 | 0.11842
3265 | 6 | 1 | 365 | 6.8643 | 0.7497 | 7 | 0.61403
3260 | 5.355 | 1 | 365 | 6.1264 | 0.2716 | 6 | 0.39802
459 | 3.685 | 1 | 365 | 4.2158 | 0.4446 | 4 | 0.66045
3267 | 6.25 | 1 | 365 | 7.1504 | 0.3226 | 7 | 0.47295
2718 | 4.5 | 1 | 365 | 5.1483 | 0.31227 | 5 | 0.46052
3480 | 6.25 | 1 | 365 | 7.1504 | 0.3226 | 7 | 0.47295
3479 | 8 | 1 | 365 | 9.1524 | 0.33293 | 9 | 0.48538
3468 | 6.5 | 1 | 365 | 7.4364 | 0.8955 | 8 | 0.33187
3466 | 6.12 | 1 | 365 | 7.0016 | 0.02469 | 7 | 0.026313
1551 | 7.75 | 1 | 365 | 8.8664 | 0.76002 | 9 | 0.62646
2011 | 25.25 | 0.9 | 365 | 25.9987 | 0.076974 | 26 | 0.075646
3582 | 18 | 1 | 365 | 20.593 | 0.24909 | 20 | 0.8421
1360 | 503.25 | 0.9 | 365 | 518.1716 | 0.93018 | 519 | 0.10174
3562 | 10.92 | 1 | 365 | 12.4931 | 0.024447 | 12 | 0.51754
3166 | 8.04 | 1 | 365 | 9.1982 | 0.42459 | 9 | 0.6228
3114 | 4.69 | 1 | 365 | 5.3656 | 0.74768 | 6 | 0.1133
3098 | 7.035 | 1 | 365 | 8.0484 | 0.12152 | 8 | 0.16995
3421 | 7.37 | 1 | 365 | 8.4317 | 0.88921 | 9 | 0.3209
3577 | 7 | 1 | 365 | 8.0084 | 0.041312 | 8 | 0.049704
8904 | 5.04 | 1 | 365 | 5.766 | 0.54974 | 6 | 0.31579
14361 | 6.75 | 1 | 365 | 7.7224 | 0.46841 | 8 | 0.19079
5283 | 7.425 | 1 | 365 | 8.4946 | 0.015249 | 8 | 0.50986
4728 | 8.91 | 1 | 365 | 10.1935 | 0.4183 | 10 | 0.61184
3581 | 7.8 | 1 | 365 | 8.9236 | 0.8746 | 9 | 0.79824
3338 | 3.57 | 1 | 365 | 4.0843 | 0.18107 | 4 | 0.26535
3478 | 7.02 | 1 | 365 | 8.0313 | 0.087144 | 8 | 0.11842
2846 | 20.74 | 1 | 365 | 23.7277 | 0.52812 | 24 | 0.25584
3635 | 7.595 | 1 | 365 | 8.6891 | 0.40482 | 9 | 0.093929
3628 | 6.37 | 1 | 365 | 7.2876 | 0.59759 | 7 | 0.88523
3669 | 8 | 1 | 365 | 9.1524 | 0.33293 | 9 | 0.48538
3682 | 7 | 1 | 365 | 8.0084 | 0.041312 | 8 | 0.049704
3689 | 8.16 | 1 | 365 | 9.3355 | 0.69959 | 10 | 0.035084
3690 | 6.75 | 1 | 365 | 7.7224 | 0.46841 | 8 | 0.19079
3696 | 6.75 | 1 | 365 | 7.7224 | 0.46841 | 8 | 0.19079
3697 | 10.965 | 1 | 365 | 12.5446 | 0.12757 | 12 | 0.67214
3698 | 5.75 | 1 | 365 | 6.5783 | 0.17679 | 6 | 0.75511
3700 | 4.5 | 1 | 365 | 5.1483 | 0.31227 | 5 | 0.46052
3489 | 6 | 1 | 365 | 6.8643 | 0.7497 | 7 | 0.61403
2770 | 0.84 | 1 | 365 | 0.96101 | 0.92496 | 1 | 0.88596
3266 | 7 | 1 | 365 | 8.0084 | 0.041312 | 8 | 0.049704
3844 | 5.39 | 1 | 365 | 6.1665 | 0.35181 | 6 | 0.51827
3861 | 11 | 1 | 365 | 12.5846 | 0.20778 | 12 | 0.79239
3908 | 3.57 | 1 | 365 | 4.0843 | 0.18107 | 4 | 0.26535
3779 | 3.25 | 1 | 365 | 3.7182 | 0.44775 | 4 | 0.16593
3782 | 8 | 1 | 365 | 9.1524 | 0.33293 | 9 | 0.48538
3783 | 6 | 1 | 365 | 6.8643 | 0.7497 | 7 | 0.61403
3785 | 7.54 | 1 | 365 | 8.6262 | 0.27878 | 8 | 0.90497
3818 | 10 | 1 | 365 | 11.4406 | 0.91616 | 12 | 0.35672
3821 | 6.5 | 1 | 365 | 7.4364 | 0.8955 | 8 | 0.33187
3867 | 5.25 | 1 | 365 | 6.0063 | 0.030984 | 6 | 0.037278
3873 | 7 | 1 | 365 | 8.0084 | 0.041312 | 8 | 0.049704
3902 | 9 | 1 | 365 | 10.2965 | 0.62454 | 10 | 0.92105
3903 | 6.615 | 1 | 365 | 7.5679 | 0.15904 | 7 | 0.72697
3904 | 6.37 | 1 | 365 | 7.2876 | 0.59759 | 7 | 0.88523
3906 | 8.5 | 1 | 365 | 9.7245 | 0.47874 | 10 | 0.20321
3977 | 2.75 | 1 | 365 | 3.1462 | 0.30194 | 3 | 0.4481
3978 | 5.72 | 1 | 365 | 6.544 | 0.10804 | 6 | 0.65204
3983 | 4.75 | 1 | 365 | 5.4343 | 0.88518 | 6 | 0.31944
4011 | 8.33 | 1 | 365 | 9.53 | 0.089161 | 9 | 0.61915
4044 | 9 | 1 | 365 | 10.2965 | 0.62454 | 10 | 0.92105
4046 | 9 | 1 | 365 | 10.2965 | 0.62454 | 10 | 0.92105
4057 | 5.635 | 1 | 365 | 6.4468 | 0.91326 | 7 | 0.36001
4072 | 5.25 | 1 | 365 | 6.0063 | 0.030984 | 6 | 0.037278
3839 | 5.1 | 1 | 365 | 5.8347 | 0.68724 | 6 | 0.52193
3841 | 3.5 | 1 | 365 | 4.0042 | 0.020656 | 4 | 0.024852
3822 | 10.8 | 1 | 365 | 12.3558 | 0.74945 | 13 | 0.10526
3975 | 8.37 | 1 | 365 | 9.5757 | 0.18083 | 9 | 0.75657
3979 | 7.02 | 1 | 365 | 8.0313 | 0.087144 | 8 | 0.11842
3984 | 10.8 | 1 | 365 | 12.3558 | 0.74945 | 13 | 0.10526
3987 | 4.5 | 1 | 365 | 5.1483 | 0.31227 | 5 | 0.46052
3989 | 4.5 | 1 | 365 | 5.1483 | 0.31227 | 5 | 0.46052
3973 | 7.65 | 1 | 365 | 8.752 | 0.53086 | 9 | 0.28289
4026 | 5 | 1 | 365 | 5.7203 | 0.45808 | 6 | 0.17836
4029 | 6.885 | 1 | 365 | 7.8768 | 0.77778 | 8 | 0.6546
4124 | 1.44 | 1 | 365 | 1.6474 | 0.29993 | 1 | 0.94737
1031 | 4.5 | 1 | 365 | 5.1483 | 0.31227 | 5 | 0.46052
2776 | 8 | 1 | 365 | 9.1524 | 0.33293 | 9 | 0.48538
4163 | 7.848 | 1 | 365 | 8.9786 | 0.9846 | 9 | 0.96315
12119 | 7.65 | 1 | 365 | 8.752 | 0.53086 | 9 | 0.28289
15064 | 3.98 | 1 | 365 | 4.5533 | 0.12063 | 4 | 0.67397
8552 | 9.945 | 1 | 365 | 11.3776 | 0.79012 | 12 | 0.16776
15314 | 5.355 | 1 | 365 | 6.1264 | 0.2716 | 6 | 0.39802
15059 | 6.98 | 1 | 365 | 7.9855 | 0.99548 | 8 | 0.98099
5244 | 10.5 | 1 | 365 | 12.0126 | 0.061968 | 12 | 0.074556
12167 | 13.475 | 1 | 365 | 15.4162 | 0.87953 | 16 | 0.29568
5268 | 5.1 | 1 | 365 | 5.8347 | 0.68724 | 6 | 0.52193
6175 | 4.59 | 1 | 365 | 5.2512 | 0.51852 | 5 | 0.76973
14926 | 5.895 | 1 | 365 | 6.7442 | 0.50908 | 7 | 0.25329
6342 | 5.865 | 1 | 365 | 6.7099 | 0.44033 | 7 | 0.15022
6215 | 3.06 | 1 | 365 | 3.5008 | 0.012345 | 3 | 0.51316
26840 | 5.22 | 1 | 365 | 5.972 | 0.96224 | 6 | 0.93421
14379 | 9.215 | 1 | 365 | 10.5425 | 0.11724 | 10 | 0.65972
6727 | 7.14 | 1 | 365 | 8.1686 | 0.36214 | 8 | 0.5307
42915 | 9.1 | 1 | 365 | 10.4109 | 0.85371 | 11 | 0.26462
5245 | 5 | 1 | 365 | 5.7203 | 0.45808 | 6 | 0.17836
13734 | 3.5 | 1 | 365 | 4.0042 | 0.98273 | 4 | 0.98693
6160 | 7.65 | 1 | 365 | 8.752 | 0.53086 | 9 | 0.28289
5377 | 10.335 | 1 | 365 | 11.8238 | 0.68385 | 12 | 0.50767
24318 | 6.725 | 1 | 365 | 7.6938 | 0.41112 | 8 | 0.10489
23017 | 7.575 | 1 | 365 | 8.6662 | 0.35899 | 9 | 0.025215
15091 | 11.96 | 1 | 365 | 13.6829 | 0.40773 | 14 | 0.090637
4373 | 10.595 | 1 | 365 | 12.1213 | 0.27967 | 12 | 0.40094
4175 | 6.25 | 1 | 365 | 7.1504 | 0.3226 | 7 | 0.47295
4213 | 6.75 | 1 | 365 | 7.7224 | 0.46841 | 8 | 0.19079
4215 | 2.145 | 1 | 365 | 2.454 | 0.91552 | 3 | 0.36952
4218 | 8.1 | 1 | 365 | 9.2669 | 0.56209 | 9 | 0.82894
4235 | 8.57 | 1 | 365 | 9.8046 | 0.63915 | 10 | 0.44371
4236 | 8.82 | 1 | 365 | 10.0906 | 0.21205 | 10 | 0.30263
4372 | 6.336 | 1 | 365 | 7.2487 | 0.51968 | 7 | 0.76842
4254 | 19.2 | 1 | 365 | 21.9659 | 0.99903 | 22 | 0.9649
4256 | 19.2 | 1 | 365 | 21.9659 | 0.99903 | 22 | 0.9649
4257 | 19.2 | 1 | 365 | 21.9659 | 0.99903 | 22 | 0.9649
4224 | 11.18 | 1 | 365 | 12.7905 | 0.62027 | 13 | 0.41081
4533 | 6.9 | 1 | 365 | 7.894 | 0.81215 | 8 | 0.70614
4506 | 9 | 1 | 365 | 10.2965 | 0.62454 | 10 | 0.92105
2230 | 262.08 | 0.8 | 365 | 239.8674 | 0.46938 | 240 | 0.33673
2231 | 197.4 | 0.8 | 365 | 180.6693 | 0.892 | 181 | 0.56132
4439 | 8.82 | 1 | 365 | 10.0906 | 0.21205 | 10 | 0.30263
4441 | 9 | 1 | 365 | 10.2965 | 0.62454 | 10 | 0.92105
4440 | 8.25 | 1 | 365 | 9.4385 | 0.90583 | 10 | 0.34429
4470 | 8.085 | 1 | 365 | 9.2497 | 0.52772 | 9 | 0.77741
4525 | 5.25 | 1 | 365 | 6.0063 | 0.030984 | 6 | 0.037278
4530 | 3.92 | 1 | 365 | 4.4847 | 0.98313 | 5 | 0.46783
4532 | 3.92 | 1 | 365 | 4.4847 | 0.98313 | 5 | 0.46783
2450 | 150.45 | 0.9 | 365 | 154.9109 | 0.29626 | 155 | 0.20717
3578 | 6.5 | 1 | 365 | 7.4364 | 0.8955 | 8 | 0.33187
3391 | 4.08 | 1 | 365 | 4.6677 | 0.34979 | 5 | 0.017542
1954 | 12.99 | 1 | 365 | 14.8613 | 0.76809 | 15 | 0.62938
3600 | 11 | 1 | 365 | 12.5846 | 0.20778 | 12 | 0.79239
16667 | 3.06 | 1 | 365 | 3.5008 | 0.012345 | 3 | 0.51316
11787 | 7.14 | 1 | 365 | 8.1686 | 0.36214 | 8 | 0.5307
6619 | 5.5 | 1 | 365 | 6.2923 | 0.60389 | 6 | 0.8962
10551 | 5.72 | 1 | 365 | 6.544 | 0.10804 | 6 | 0.65204
6276 | 4.335 | 1 | 365 | 4.9595 | 0.93416 | 5 | 0.89364
10525 | 7.14 | 1 | 365 | 8.1686 | 0.36214 | 8 | 0.5307
5645 | 3 | 1 | 365 | 3.4322 | 0.87485 | 4 | 0.30702
10651 | 9.1 | 1 | 365 | 10.4109 | 0.85371 | 11 | 0.26462
6302 | 3.57 | 1 | 365 | 4.0843 | 0.18107 | 4 | 0.26535
8185 | 8.925 | 1 | 365 | 10.2107 | 0.45267 | 10 | 0.66337
18928 | 6.96 | 1 | 365 | 7.9626 | 0.94965 | 8 | 0.91228
23046 | 12.75 | 1 | 365 | 14.5867 | 0.2181 | 14 | 0.80482
15082 | 5.725 | 1 | 365 | 6.5497 | 0.1195 | 6 | 0.66922
15071 | 6.98 | 1 | 365 | 7.9855 | 0.99548 | 8 | 0.98099
7557 | 9.435 | 1 | 365 | 10.7942 | 0.6214 | 11 | 0.41557
11129 | 6.75 | 1 | 365 | 7.7224 | 0.46841 | 8 | 0.19079
5715 | 8.5 | 1 | 365 | 9.7245 | 0.47874 | 10 | 0.20321
15015 | 7.96 | 1 | 365 | 9.1067 | 0.24126 | 9 | 0.34795
3089 | 14.8 | 1 | 365 | 16.932 | 0.91592 | 17 | 0.84795
8122 | 2.805 | 1 | 365 | 3.2091 | 0.42798 | 3 | 0.63706
11908 | 7.65 | 1 | 365 | 8.752 | 0.53086 | 9 | 0.28289
7324 | 9.18 | 1 | 365 | 10.5024 | 0.037035 | 10 | 0.53947
11699 | 5.25 | 1 | 365 | 6.0063 | 0.030984 | 6 | 0.037278
8521 | 3.315 | 1 | 365 | 3.7925 | 0.59671 | 4 | 0.38925
42901 | 11.18 | 1 | 365 | 12.7905 | 0.62027 | 13 | 0.41081
7277 | 4.335 | 1 | 365 | 4.9595 | 0.93416 | 5 | 0.89364
7285 | 5.865 | 1 | 365 | 6.7099 | 0.44033 | 7 | 0.15022
3079 | 3.75 | 1 | 365 | 4.2902 | 0.59356 | 4 | 0.88377
3128 | 4 | 1 | 365 | 4.5762 | 0.16646 | 4 | 0.74269
3130 | 7.395 | 1 | 365 | 8.4603 | 0.9465 | 9 | 0.40679
3131 | 3.825 | 1 | 365 | 4.376 | 0.76543 | 5 | 0.14145
3132 | 4.845 | 1 | 365 | 5.543 | 0.10288 | 5 | 0.64583
2816 | 3.06 | 1 | 365 | 3.5008 | 0.012345 | 3 | 0.51316
2931 | 15.5 | 1 | 365 | 17.7329 | 0.52005 | 18 | 0.25292
3134 | 2.04 | 1 | 365 | 2.3339 | 0.6749 | 3 | 0.0087709
2932 | 7.5 | 1 | 365 | 8.5804 | 0.18712 | 8 | 0.76754
2933 | 4 | 1 | 365 | 4.5762 | 0.16646 | 4 | 0.74269
2934 | 2.04 | 1 | 365 | 2.3339 | 0.6749 | 3 | 0.0087709
3135 | 10.71 | 1 | 365 | 12.2528 | 0.54321 | 12 | 0.79605
2981 | 6.63 | 1 | 365 | 7.5851 | 0.19341 | 7 | 0.77851
2983 | 4.25 | 1 | 365 | 4.8622 | 0.73937 | 5 | 0.60161
3138 | 6.5 | 1 | 365 | 7.4364 | 0.8955 | 8 | 0.33187
2991 | 9.945 | 1 | 365 | 11.3776 | 0.79012 | 12 | 0.16776
2992 | 14.535 | 1 | 365 | 16.6289 | 0.30864 | 16 | 0.93749
2993 | 11.985 | 1 | 365 | 13.7115 | 0.46502 | 14 | 0.17653
3007 | 5.865 | 1 | 365 | 6.7099 | 0.44033 | 7 | 0.15022
3009 | 5.865 | 1 | 365 | 6.7099 | 0.44033 | 7 | 0.15022
3010 | 1.53 | 1 | 365 | 1.7504 | 0.50617 | 2 | 0.25658
3012 | 3.25 | 1 | 365 | 3.7182 | 0.44775 | 4 | 0.16593
3013 | 6.885 | 1 | 365 | 7.8768 | 0.77778 | 8 | 0.6546
3014 | 9 | 1 | 365 | 10.2965 | 0.62454 | 10 | 0.92105
3016 | 5 | 1 | 365 | 5.7203 | 0.45808 | 6 | 0.17836
3017 | 4.335 | 1 | 365 | 4.9595 | 0.93416 | 5 | 0.89364
3018 | 7.905 | 1 | 365 | 9.0438 | 0.11522 | 9 | 0.15899
3019 | 9.5 | 1 | 365 | 10.8685 | 0.77035 | 11 | 0.63888
3029 | 5.355 | 1 | 365 | 6.1264 | 0.2716 | 6 | 0.39802
3030 | 9 | 1 | 365 | 10.2965 | 0.62454 | 10 | 0.92105
3033 | 6 | 1 | 365 | 6.8643 | 0.7497 | 7 | 0.61403
3034 | 3.825 | 1 | 365 | 4.376 | 0.76543 | 5 | 0.14145
3035 | 4.845 | 1 | 365 | 5.543 | 0.10288 | 5 | 0.64583
3036 | 6.12 | 1 | 365 | 7.0016 | 0.02469 | 7 | 0.026313
3038 | 7.905 | 1 | 365 | 9.0438 | 0.11522 | 9 | 0.15899
3040 | 6.5 | 1 | 365 | 7.4364 | 0.8955 | 8 | 0.33187
3041 | 5.5 | 1 | 365 | 6.2923 | 0.60389 | 6 | 0.8962
3044 | 3.06 | 1 | 365 | 3.5008 | 0.012345 | 3 | 0.51316
3045 | 5.61 | 1 | 365 | 6.4182 | 0.85597 | 7 | 0.27412
3139 | 3.75 | 1 | 365 | 4.2902 | 0.59356 | 4 | 0.88377
3141 | 5 | 1 | 365 | 5.7203 | 0.45808 | 6 | 0.17836
3144 | 3.315 | 1 | 365 | 3.7925 | 0.59671 | 4 | 0.38925
3145 | 17.75 | 1 | 365 | 20.307 | 0.67618 | 20 | 0.98318
3080 | 5.25 | 1 | 365 | 6.0063 | 0.030984 | 6 | 0.037278
3081 | 9.25 | 1 | 365 | 10.5825 | 0.19745 | 10 | 0.77997
3082 | 6 | 1 | 365 | 6.8643 | 0.7497 | 7 | 0.61403
3084 | 6.75 | 1 | 365 | 7.7224 | 0.46841 | 8 | 0.19079
3087 | 8.75 | 1 | 365 | 10.0105 | 0.05164 | 10 | 0.06213
3088 | 10.25 | 1 | 365 | 11.7266 | 0.48906 | 12 | 0.21564
3147 | 4 | 1 | 365 | 4.5762 | 0.16646 | 4 | 0.74269
3149 | 3.825 | 1 | 365 | 4.376 | 0.76543 | 5 | 0.14145
3404 | 4.75 | 1 | 365 | 5.4343 | 0.88518 | 6 | 0.31944
3406 | 7.75 | 1 | 365 | 8.8664 | 0.76002 | 9 | 0.62646
3416 | 2.75 | 1 | 365 | 3.1462 | 0.30194 | 3 | 0.4481
3417 | 5.865 | 1 | 365 | 6.7099 | 0.44033 | 7 | 0.15022
3448 | 7.395 | 1 | 365 | 8.4603 | 0.9465 | 9 | 0.40679
3449 | 6.5 | 1 | 365 | 7.4364 | 0.8955 | 8 | 0.33187
3661 | 24 | 1 | 365 | 27.4573 | 0.99878 | 28 | 0.45613
3046 | 8.925 | 1 | 365 | 10.2107 | 0.45267 | 10 | 0.66337
3047 | 11.73 | 1 | 365 | 13.4198 | 0.88066 | 14 | 0.30043
3048 | 9.75 | 1 | 365 | 11.1545 | 0.34326 | 11 | 0.4978
3050 | 12.24 | 1 | 365 | 14.0032 | 0.04938 | 14 | 0.052625
3051 | 5.75 | 1 | 365 | 6.5783 | 0.17679 | 6 | 0.75511
3078 | 3.57 | 1 | 365 | 4.0843 | 0.18107 | 4 | 0.26535
3092 | 6.63 | 1 | 365 | 7.5851 | 0.19341 | 7 | 0.77851
3094 | 9.75 | 1 | 365 | 11.1545 | 0.34326 | 11 | 0.4978
3096 | 12 | 1 | 365 | 13.7287 | 0.49939 | 14 | 0.22806
3121 | 14 | 1 | 365 | 16.0168 | 0.082624 | 16 | 0.099408
3124 | 8.75 | 1 | 365 | 10.0105 | 0.05164 | 10 | 0.06213
3126 | 4.5 | 1 | 365 | 5.1483 | 0.31227 | 5 | 0.46052
3127 | 6.12 | 1 | 365 | 7.0016 | 0.02469 | 7 | 0.026313
3151 | 5 | 1 | 365 | 5.7203 | 0.45808 | 6 | 0.17836
3153 | 4.25 | 1 | 365 | 4.8622 | 0.73937 | 5 | 0.60161
3154 | 3.57 | 1 | 365 | 4.0843 | 0.18107 | 4 | 0.26535
3216 | 6 | 1 | 365 | 6.8643 | 0.7497 | 7 | 0.61403
3218 | 4.08 | 1 | 365 | 4.6677 | 0.34979 | 5 | 0.017542
3225 | 8.5 | 1 | 365 | 9.7245 | 0.47874 | 10 | 0.20321
3226 | 8.415 | 1 | 365 | 9.6272 | 0.28395 | 9 | 0.91118
3227 | 12 | 1 | 365 | 13.7287 | 0.49939 | 14 | 0.22806
3230 | 2.805 | 1 | 365 | 3.2091 | 0.42798 | 3 | 0.63706
3252 | 15.75 | 1 | 365 | 18.0189 | 0.092952 | 18 | 0.11183
3261 | 4.25 | 1 | 365 | 4.8622 | 0.73937 | 5 | 0.60161
3262 | 12.25 | 1 | 365 | 14.0147 | 0.072296 | 14 | 0.086982
3263 | 6.25 | 1 | 365 | 7.1504 | 0.3226 | 7 | 0.47295
3273 | 12 | 1 | 365 | 13.7287 | 0.49939 | 14 | 0.22806
3274 | 4.5 | 1 | 365 | 5.1483 | 0.31227 | 5 | 0.46052
3275 | 3.57 | 1 | 365 | 4.0843 | 0.18107 | 4 | 0.26535
3276 | 6.375 | 1 | 365 | 7.2934 | 0.60905 | 7 | 0.90241
3280 | 6.375 | 1 | 365 | 7.2934 | 0.60905 | 7 | 0.90241
3282 | 8 | 1 | 365 | 9.1524 | 0.33293 | 9 | 0.48538
3283 | 14 | 1 | 365 | 16.0168 | 0.082624 | 16 | 0.099408
3287 | 10.2 | 1 | 365 | 11.6694 | 0.37448 | 12 | 0.043854
3296 | 8 | 1 | 365 | 9.1524 | 0.33293 | 9 | 0.48538
3298 | 5.61 | 1 | 365 | 6.4182 | 0.85597 | 7 | 0.27412
3299 | 9.5 | 1 | 365 | 10.8685 | 0.77035 | 11 | 0.63888
3300 | 5.25 | 1 | 365 | 6.0063 | 0.030984 | 6 | 0.037278
3301 | 8.16 | 1 | 365 | 9.3355 | 0.69959 | 10 | 0.035084
3304 | 12 | 1 | 365 | 13.7287 | 0.49939 | 14 | 0.22806
3305 | 5.865 | 1 | 365 | 6.7099 | 0.44033 | 7 | 0.15022
3306 | 23.25 | 1 | 365 | 26.5993 | 0.28007 | 26 | 0.87937
3307 | 10.455 | 1 | 365 | 11.9611 | 0.95885 | 12 | 0.91995
3319 | 10 | 1 | 365 | 11.4406 | 0.91616 | 12 | 0.35672
3321 | 5.355 | 1 | 365 | 6.1264 | 0.2716 | 6 | 0.39802
3322 | 10.455 | 1 | 365 | 11.9611 | 0.95885 | 12 | 0.91995
3245 | 4.25 | 1 | 365 | 4.8622 | 0.73937 | 5 | 0.60161
3328 | 5.3 | 1 | 365 | 6.0635 | 0.14556 | 6 | 0.20906
3325 | 6.63 | 1 | 365 | 7.5851 | 0.19341 | 7 | 0.77851
3355 | 6 | 1 | 365 | 6.8643 | 0.7497 | 7 | 0.61403
3356 | 7 | 1 | 365 | 8.0084 | 0.041312 | 8 | 0.049704
3439 | 8.25 | 1 | 365 | 9.4385 | 0.90583 | 10 | 0.34429
3358 | 5.355 | 1 | 365 | 6.1264 | 0.2716 | 6 | 0.39802
3359 | 2.805 | 1 | 365 | 3.2091 | 0.42798 | 3 | 0.63706
3360 | 3.57 | 1 | 365 | 4.0843 | 0.18107 | 4 | 0.26535
3361 | 5.355 | 1 | 365 | 6.1264 | 0.2716 | 6 | 0.39802
3363 | 3.06 | 1 | 365 | 3.5008 | 0.012345 | 3 | 0.51316
3365 | 7.65 | 1 | 365 | 8.752 | 0.53086 | 9 | 0.28289
3367 | 6.375 | 1 | 365 | 7.2934 | 0.60905 | 7 | 0.90241
3373 | 9.5 | 1 | 365 | 10.8685 | 0.77035 | 11 | 0.63888
3394 | 7.5 | 1 | 365 | 8.5804 | 0.18712 | 8 | 0.76754
3395 | 3.315 | 1 | 365 | 3.7925 | 0.59671 | 4 | 0.38925
3396 | 11.5 | 1 | 365 | 13.1566 | 0.35358 | 13 | 0.51023
3397 | 3.825 | 1 | 365 | 4.376 | 0.76543 | 5 | 0.14145
3403 | 8 | 1 | 365 | 9.1524 | 0.33293 | 9 | 0.48538
3520 | 52.8 | 0.9 | 365 | 54.3655 | 0.89759 | 55 | 0.26313
3531 | 6.12 | 1 | 365 | 7.0016 | 0.02469 | 7 | 0.026313
3532 | 17.76 | 1 | 365 | 20.3184 | 0.6991 | 21 | 0.017535
3535 | 5.225 | 1 | 365 | 5.9777 | 0.97369 | 6 | 0.95139
3543 | 3.08 | 1 | 365 | 3.5237 | 0.058177 | 3 | 0.58187
3244 | 99.408 | 0.8 | 365 | 90.9827 | 0.24397 | 91 | 0.22663
3499 | 4.5 | 1 | 365 | 5.1483 | 0.31227 | 5 | 0.46052
3506 | 6.375 | 1 | 365 | 7.2934 | 0.60905 | 7 | 0.90241
3507 | 5.61 | 1 | 365 | 6.4182 | 0.85597 | 7 | 0.27412
3509 | 4 | 1 | 365 | 4.5762 | 0.16646 | 4 | 0.74269
3508 | 6.75 | 1 | 365 | 7.7224 | 0.46841 | 8 | 0.19079
3511 | 6.63 | 1 | 365 | 7.5851 | 0.19341 | 7 | 0.77851
3512 | 6.12 | 1 | 365 | 7.0016 | 0.02469 | 7 | 0.026313
3513 | 3.315 | 1 | 365 | 3.7925 | 0.59671 | 4 | 0.38925
3514 | 9.18 | 1 | 365 | 10.5024 | 0.037035 | 10 | 0.53947
3569 | 4.335 | 1 | 365 | 4.9595 | 0.93416 | 5 | 0.89364
3571 | 5.75 | 1 | 365 | 6.5783 | 0.17679 | 6 | 0.75511
3572 | 5.1 | 1 | 365 | 5.8347 | 0.68724 | 6 | 0.52193
3575 | 6.12 | 1 | 365 | 7.0016 | 0.02469 | 7 | 0.026313
3576 | 4.59 | 1 | 365 | 5.2512 | 0.51852 | 5 | 0.76973
3605 | 6.36 | 1 | 365 | 7.2762 | 0.57468 | 7 | 0.85087
3608 | 4.25 | 1 | 365 | 4.8622 | 0.73937 | 5 | 0.60161
3609 | 7.5 | 1 | 365 | 8.5804 | 0.18712 | 8 | 0.76754
3611 | 6.75 | 1 | 365 | 7.7224 | 0.46841 | 8 | 0.19079
3614 | 4.75 | 1 | 365 | 5.4343 | 0.88518 | 6 | 0.31944
3612 | 10.71 | 1 | 365 | 12.2528 | 0.54321 | 12 | 0.79605
3615 | 6.12 | 1 | 365 | 7.0016 | 0.02469 | 7 | 0.026313
3617 | 12.25 | 1 | 365 | 14.0147 | 0.072296 | 14 | 0.086982
3619 | 7.155 | 1 | 365 | 8.1857 | 0.39651 | 8 | 0.58223
3623 | 5.61 | 1 | 365 | 6.4182 | 0.85597 | 7 | 0.27412
3624 | 5.1 | 1 | 365 | 5.8347 | 0.68724 | 6 | 0.52193
3627 | 2.5 | 1 | 365 | 2.8601 | 0.72904 | 3 | 0.58918
3629 | 11 | 1 | 365 | 12.5846 | 0.20778 | 12 | 0.79239
3631 | 9.69 | 1 | 365 | 11.0859 | 0.20576 | 11 | 0.29166
3632 | 6.12 | 1 | 365 | 7.0016 | 0.02469 | 7 | 0.026313
3633 | 7.905 | 1 | 365 | 9.0438 | 0.11522 | 9 | 0.15899
3634 | 8.415 | 1 | 365 | 9.6272 | 0.28395 | 9 | 0.91118
3636 | 8.67 | 1 | 365 | 9.919 | 0.86831 | 10 | 0.78728
3638 | 8.16 | 1 | 365 | 9.3355 | 0.69959 | 10 | 0.035084
3639 | 5.5 | 1 | 365 | 6.2923 | 0.60389 | 6 | 0.8962
3652 | 11.22 | 1 | 365 | 12.8363 | 0.71193 | 13 | 0.54824
3653 | 7.14 | 1 | 365 | 8.1686 | 0.36214 | 8 | 0.5307
3654 | 8 | 1 | 365 | 9.1524 | 0.33293 | 9 | 0.48538
3659 | 10 | 1 | 365 | 11.4406 | 0.91616 | 12 | 0.35672
3664 | 6.25 | 1 | 365 | 7.1504 | 0.3226 | 7 | 0.47295
3665 | 5.5 | 1 | 365 | 6.2923 | 0.60389 | 6 | 0.8962
3668 | 6.885 | 1 | 365 | 7.8768 | 0.77778 | 8 | 0.6546
3683 | 9.5 | 1 | 365 | 10.8685 | 0.77035 | 11 | 0.63888
3684 | 8 | 1 | 365 | 9.1524 | 0.33293 | 9 | 0.48538
3686 | 9.435 | 1 | 365 | 10.7942 | 0.6214 | 11 | 0.41557
3692 | 5.25 | 1 | 365 | 6.0063 | 0.030984 | 6 | 0.037278
3706 | 10.2 | 1 | 365 | 11.6694 | 0.37448 | 12 | 0.043854
3707 | 9.18 | 1 | 365 | 10.5024 | 0.037035 | 10 | 0.53947
3708 | 5.1 | 1 | 365 | 5.8347 | 0.68724 | 6 | 0.52193
3709 | 8.415 | 1 | 365 | 9.6272 | 0.28395 | 9 | 0.91118
3713 | 4.59 | 1 | 365 | 5.2512 | 0.51852 | 5 | 0.76973
3714 | 4.845 | 1 | 365 | 5.543 | 0.10288 | 5 | 0.64583
3715 | 7.75 | 1 | 365 | 8.8664 | 0.76002 | 9 | 0.62646
3725 | 10.07 | 1 | 365 | 11.5206 | 0.076573 | 11 | 0.59722
3730 | 3.06 | 1 | 365 | 3.5008 | 0.012345 | 3 | 0.51316
3732 | 4.25 | 1 | 365 | 4.8622 | 0.73937 | 5 | 0.60161
3733 | 19.125 | 1 | 365 | 21.8801 | 0.82716 | 22 | 0.70723
3734 | 7.395 | 1 | 365 | 8.4603 | 0.9465 | 9 | 0.40679
3765 | 9.69 | 1 | 365 | 11.0859 | 0.20576 | 11 | 0.29166
3766 | 7.75 | 1 | 365 | 8.8664 | 0.76002 | 9 | 0.62646
3768 | 11.985 | 1 | 365 | 13.7115 | 0.46502 | 14 | 0.17653
3770 | 9.5 | 1 | 365 | 10.8685 | 0.77035 | 11 | 0.63888
3771 | 11.73 | 1 | 365 | 13.4198 | 0.88066 | 14 | 0.30043
3773 | 9.945 | 1 | 365 | 11.3776 | 0.79012 | 12 | 0.16776
3971 | 12.495 | 1 | 365 | 14.295 | 0.63374 | 14 | 0.92872
3993 | 7 | 1 | 365 | 8.0084 | 0.041312 | 8 | 0.049704
3981 | 7.14 | 1 | 365 | 8.1686 | 0.36214 | 8 | 0.5307
3994 | 8.415 | 1 | 365 | 9.6272 | 0.28395 | 9 | 0.91118
3996 | 12.75 | 1 | 365 | 14.5867 | 0.2181 | 14 | 0.80482
3997 | 6.12 | 1 | 365 | 7.0016 | 0.02469 | 7 | 0.026313
3998 | 5 | 1 | 365 | 5.7203 | 0.45808 | 6 | 0.17836
4000 | 6.12 | 1 | 365 | 7.0016 | 0.02469 | 7 | 0.026313
4001 | 6.375 | 1 | 365 | 7.2934 | 0.60905 | 7 | 0.90241
4004 | 15.81 | 1 | 365 | 18.0875 | 0.23045 | 18 | 0.31797
4005 | 5.1 | 1 | 365 | 5.8347 | 0.68724 | 6 | 0.52193
4008 | 6.63 | 1 | 365 | 7.5851 | 0.19341 | 7 | 0.77851
4009 | 16.065 | 1 | 365 | 18.3793 | 0.81481 | 19 | 0.19407
4012 | 13.005 | 1 | 365 | 14.8784 | 0.80247 | 15 | 0.68091
4060 | 7.5 | 1 | 365 | 8.5804 | 0.18712 | 8 | 0.76754
4061 | 5.1 | 1 | 365 | 5.8347 | 0.68724 | 6 | 0.52193
4062 | 20.25 | 1 | 365 | 23.1671 | 0.40522 | 23 | 0.57236
4063 | 7.14 | 1 | 365 | 8.1686 | 0.36214 | 8 | 0.5307
4066 | 7.42 | 1 | 365 | 8.4889 | 0.0037907 | 8 | 0.49269
4064 | 4.59 | 1 | 365 | 5.2512 | 0.51852 | 5 | 0.76973
4067 | 5.1 | 1 | 365 | 5.8347 | 0.68724 | 6 | 0.52193
4070 | 9.18 | 1 | 365 | 10.5024 | 0.037035 | 10 | 0.53947
4073 | 7.395 | 1 | 365 | 8.4603 | 0.9465 | 9 | 0.40679
4074 | 16.5 | 1 | 365 | 18.8769 | 0.81166 | 19 | 0.68859
4080 | 2.55 | 1 | 365 | 2.9173 | 0.84362 | 3 | 0.76096
29427 | 6.05 | 1 | 365 | 6.9215 | 0.86428 | 7 | 0.78582
25168 | 10.965 | 1 | 365 | 12.5446 | 0.12757 | 12 | 0.67214
13894 | 7.02 | 1 | 365 | 8.0313 | 0.087144 | 8 | 0.11842
53384 | 11.76 | 1 | 365 | 13.4541 | 0.9494 | 14 | 0.4035
23139 | 5.1 | 1 | 365 | 5.8347 | 0.68724 | 6 | 0.52193
13510 | 3.9 | 1 | 365 | 4.4618 | 0.9373 | 5 | 0.39912
4081 | 4.59 | 1 | 365 | 5.2512 | 0.51852 | 5 | 0.76973
4082 | 5.865 | 1 | 365 | 6.7099 | 0.44033 | 7 | 0.15022
4103 | 6.885 | 1 | 365 | 7.8768 | 0.77778 | 8 | 0.6546
4112 | 2.04 | 1 | 365 | 2.3339 | 0.6749 | 3 | 0.0087709
4113 | 15 | 1 | 365 | 17.1608 | 0.37424 | 17 | 0.53508
4117 | 3.5 | 1 | 365 | 4.0042 | 0.020656 | 4 | 0.024852
4120 | 10.75 | 1 | 365 | 12.2986 | 0.63487 | 12 | 0.93347
3784 | 5.865 | 1 | 365 | 6.7099 | 0.44033 | 7 | 0.15022
3877 | 12.426 | 1 | 365 | 14.216 | 0.47562 | 14 | 0.69166
3534 | 58.14 | 0.9 | 365 | 59.8639 | 0.9111 | 60 | 0.77497
3891 | 6.5 | 1 | 365 | 7.4364 | 0.8955 | 8 | 0.33187
3895 | 8.67 | 1 | 365 | 9.919 | 0.86831 | 10 | 0.78728
3899 | 8.48 | 1 | 365 | 9.7016 | 0.4329 | 10 | 0.1345
3911 | 8.67 | 1 | 365 | 9.919 | 0.86831 | 10 | 0.78728
3900 | 8 | 1 | 365 | 9.1524 | 0.33293 | 9 | 0.48538
3912 | 7.14 | 1 | 365 | 8.1686 | 0.36214 | 8 | 0.5307
3913 | 6.5 | 1 | 365 | 7.4364 | 0.8955 | 8 | 0.33187
3928 | 4.59 | 1 | 365 | 5.2512 | 0.51852 | 5 | 0.76973
3932 | 4.845 | 1 | 365 | 5.543 | 0.10288 | 5 | 0.64583
3933 | 5.61 | 1 | 365 | 6.4182 | 0.85597 | 7 | 0.27412
3942 | 4.5 | 1 | 365 | 5.1483 | 0.31227 | 5 | 0.46052
3945 | 5.865 | 1 | 365 | 6.7099 | 0.44033 | 7 | 0.15022
3953 | 2 | 1 | 365 | 2.2881 | 0.58323 | 2 | 0.87134
3957 | 4.08 | 1 | 365 | 4.6677 | 0.34979 | 5 | 0.017542
3960 | 4.335 | 1 | 365 | 4.9595 | 0.93416 | 5 | 0.89364
3962 | 9.69 | 1 | 365 | 11.0859 | 0.20576 | 11 | 0.29166
3964 | 8.925 | 1 | 365 | 10.2107 | 0.45267 | 10 | 0.66337
4331 | 3 | 1 | 365 | 3.4322 | 0.87485 | 4 | 0.30702
3774 | 7.14 | 1 | 365 | 8.1686 | 0.36214 | 8 | 0.5307
3775 | 9.75 | 1 | 365 | 11.1545 | 0.34326 | 11 | 0.4978
3776 | 5 | 1 | 365 | 5.7203 | 0.45808 | 6 | 0.17836
3786 | 9.18 | 1 | 365 | 10.5024 | 0.037035 | 10 | 0.53947
3791 | 3.06 | 1 | 365 | 3.5008 | 0.012345 | 3 | 0.51316
3794 | 9.945 | 1 | 365 | 11.3776 | 0.79012 | 12 | 0.16776
3798 | 9.25 | 1 | 365 | 10.5825 | 0.19745 | 10 | 0.77997
3812 | 4.335 | 1 | 365 | 4.9595 | 0.93416 | 5 | 0.89364
3799 | 3.825 | 1 | 365 | 4.376 | 0.76543 | 5 | 0.14145
3819 | 7.5 | 1 | 365 | 8.5804 | 0.18712 | 8 | 0.76754
3820 | 5.355 | 1 | 365 | 6.1264 | 0.2716 | 6 | 0.39802
3824 | 6.25 | 1 | 365 | 7.1504 | 0.3226 | 7 | 0.47295
3827 | 7.5 | 1 | 365 | 8.5804 | 0.18712 | 8 | 0.76754
3829 | 7.25 | 1 | 365 | 8.2944 | 0.61422 | 8 | 0.90862
3830 | 4.08 | 1 | 365 | 4.6677 | 0.34979 | 5 | 0.017542
4122 | 3.06 | 1 | 365 | 3.5008 | 0.012345 | 3 | 0.51316
4123 | 7.65 | 1 | 365 | 8.752 | 0.53086 | 9 | 0.28289
4140 | 5 | 1 | 365 | 5.7203 | 0.45808 | 6 | 0.17836
4141 | 6.75 | 1 | 365 | 7.7224 | 0.46841 | 8 | 0.19079
3855 | 4.25 | 1 | 365 | 4.8622 | 0.73937 | 5 | 0.60161
4142 | 7.42 | 1 | 365 | 8.4889 | 0.0037907 | 8 | 0.49269
4143 | 3.5 | 1 | 365 | 4.0042 | 0.020656 | 4 | 0.024852
3879 | 8.925 | 1 | 365 | 10.2107 | 0.45267 | 10 | 0.66337
4144 | 5.5 | 1 | 365 | 6.2923 | 0.60389 | 6 | 0.8962
4145 | 7.75 | 1 | 365 | 8.8664 | 0.76002 | 9 | 0.62646
4146 | 9.75 | 1 | 365 | 11.1545 | 0.34326 | 11 | 0.4978
3881 | 8.67 | 1 | 365 | 9.919 | 0.86831 | 10 | 0.78728
4147 | 8.925 | 1 | 365 | 10.2107 | 0.45267 | 10 | 0.66337
3894 | 6.12 | 1 | 365 | 7.0016 | 0.02469 | 7 | 0.026313
4150 | 6.12 | 1 | 365 | 7.0016 | 0.02469 | 7 | 0.026313
4157 | 6.12 | 1 | 365 | 7.0016 | 0.02469 | 7 | 0.026313
4158 | 9.18 | 1 | 365 | 10.5024 | 0.037035 | 10 | 0.53947
4161 | 2.5 | 1 | 365 | 2.8601 | 0.72904 | 3 | 0.58918
4164 | 5.61 | 1 | 365 | 6.4182 | 0.85597 | 7 | 0.27412
3883 | 9.25 | 1 | 365 | 10.5825 | 0.19745 | 10 | 0.77997
4230 | 9.435 | 1 | 365 | 10.7942 | 0.6214 | 11 | 0.41557
4233 | 10.455 | 1 | 365 | 11.9611 | 0.95885 | 12 | 0.91995
4242 | 3.825 | 1 | 365 | 4.376 | 0.76543 | 5 | 0.14145
4243 | 7.14 | 1 | 365 | 8.1686 | 0.36214 | 8 | 0.5307
4244 | 5.865 | 1 | 365 | 6.7099 | 0.44033 | 7 | 0.15022
4245 | 23.5 | 1 | 365 | 26.8853 | 0.85298 | 27 | 0.73829
4246 | 8.16 | 1 | 365 | 9.3355 | 0.69959 | 10 | 0.035084
4258 | 6.885 | 1 | 365 | 7.8768 | 0.77778 | 8 | 0.6546
4259 | 10.2 | 1 | 365 | 11.6694 | 0.37448 | 12 | 0.043854
4260 | 2.55 | 1 | 365 | 2.9173 | 0.84362 | 3 | 0.76096
4261 | 7.14 | 1 | 365 | 8.1686 | 0.36214 | 8 | 0.5307
4262 | 6.12 | 1 | 365 | 7.0016 | 0.02469 | 7 | 0.026313
4266 | 10.2 | 1 | 365 | 11.6694 | 0.37448 | 12 | 0.043854
4268 | 5.865 | 1 | 365 | 6.7099 | 0.44033 | 7 | 0.15022
4270 | 6.885 | 1 | 365 | 7.8768 | 0.77778 | 8 | 0.6546
4271 | 4.335 | 1 | 365 | 4.9595 | 0.93416 | 5 | 0.89364
4272 | 9.18 | 1 | 365 | 10.5024 | 0.037035 | 10 | 0.53947
4274 | 7.25 | 1 | 365 | 8.2944 | 0.61422 | 8 | 0.90862
4285 | 3.06 | 1 | 365 | 3.5008 | 0.012345 | 3 | 0.51316
4278 | 7.14 | 1 | 365 | 8.1686 | 0.36214 | 8 | 0.5307
4292 | 6.12 | 1 | 365 | 7.0016 | 0.02469 | 7 | 0.026313
3976 | 9.72 | 1 | 365 | 11.1202 | 0.27451 | 11 | 0.39473
3985 | 6.21 | 1 | 365 | 7.1046 | 0.23094 | 7 | 0.33552
3988 | 4 | 1 | 365 | 4.5762 | 0.16646 | 4 | 0.74269
4298 | 3.57 | 1 | 365 | 4.0843 | 0.18107 | 4 | 0.26535
4308 | 5 | 1 | 365 | 5.7203 | 0.45808 | 6 | 0.17836
4314 | 7 | 1 | 365 | 8.0084 | 0.041312 | 8 | 0.049704
4316 | 7.14 | 1 | 365 | 8.1686 | 0.36214 | 8 | 0.5307
4317 | 4.75 | 1 | 365 | 5.4343 | 0.88518 | 6 | 0.31944
4321 | 7.75 | 1 | 365 | 8.8664 | 0.76002 | 9 | 0.62646
4323 | 4.845 | 1 | 365 | 5.543 | 0.10288 | 5 | 0.64583
4324 | 5.1 | 1 | 365 | 5.8347 | 0.68724 | 6 | 0.52193
4325 | 7.905 | 1 | 365 | 9.0438 | 0.11522 | 9 | 0.15899
4326 | 6.375 | 1 | 365 | 7.2934 | 0.60905 | 7 | 0.90241
4327 | 5 | 1 | 365 | 5.7203 | 0.45808 | 6 | 0.17836
4328 | 8.925 | 1 | 365 | 10.2107 | 0.45267 | 10 | 0.66337
4330 | 5.865 | 1 | 365 | 6.7099 | 0.44033 | 7 | 0.15022
18492 | 12.753 | 1 | 365 | 14.5901 | 0.22498 | 14 | 0.81513
14063 | 3.825 | 1 | 365 | 4.376 | 0.76543 | 5 | 0.14145
73686 | 3.78 | 1 | 365 | 4.3245 | 0.66231 | 4 | 0.98684
3858 | 5.232 | 1 | 365 | 5.9857 | 0.98973 | 6 | 0.97544
3866 | 5.5 | 1 | 365 | 6.2923 | 0.60389 | 6 | 0.8962
4079 | 4.02 | 1 | 365 | 4.5991 | 0.2123 | 4 | 0.8114
4031 | 6.89 | 1 | 365 | 7.8825 | 0.78923 | 8 | 0.67178
4133 | 6.38 | 1 | 365 | 7.2991 | 0.62051 | 7 | 0.91959
3533 | 57.2 | 0.9 | 365 | 58.896 | 0.97239 | 59 | 0.86839
3910 | 5.61 | 1 | 365 | 6.4182 | 0.85597 | 7 | 0.27412
4217 | 4.24 | 1 | 365 | 4.8508 | 0.71645 | 5 | 0.56725
4032 | 214.25 | 0.9 | 365 | 220.6026 | 0.88086 | 221 | 0.48345
4318 | 5.75 | 1 | 365 | 6.5783 | 0.17679 | 6 | 0.75511
4362 | 2.25 | 1 | 365 | 2.5741 | 0.15614 | 2 | 0.73026
4367 | 16.2 | 1 | 365 | 18.5337 | 0.12418 | 18 | 0.65789
4418 | 8.1 | 1 | 365 | 9.2669 | 0.56209 | 9 | 0.82894
4365 | 2.45 | 1 | 365 | 2.8029 | 0.61446 | 3 | 0.4174
4033 | 4.77 | 1 | 365 | 5.4571 | 0.93101 | 6 | 0.38816
4099 | 6.63 | 1 | 365 | 7.5851 | 0.19341 | 7 | 0.77851
4191 | 9.6 | 1 | 365 | 10.9829 | 0.99951 | 11 | 0.98245
4192 | 8.502 | 1 | 365 | 9.7268 | 0.48332 | 10 | 0.21008
4203 | 8.1 | 1 | 365 | 9.2669 | 0.56209 | 9 | 0.82894
4283 | 4.56 | 1 | 365 | 5.2169 | 0.44977 | 5 | 0.66666
3968 | 7.25 | 1 | 365 | 8.2944 | 0.61422 | 8 | 0.90862
3970 | 2.25 | 1 | 365 | 2.5741 | 0.15614 | 2 | 0.73026
4241 | 10.455 | 1 | 365 | 11.9611 | 0.95885 | 12 | 0.91995
4409 | 6.03 | 1 | 365 | 6.8987 | 0.81844 | 7 | 0.7171
4332 | 4.75 | 1 | 365 | 5.4343 | 0.88518 | 6 | 0.31944
4336 | 7 | 1 | 365 | 8.0084 | 0.041312 | 8 | 0.049704
4338 | 6.12 | 1 | 365 | 7.0016 | 0.02469 | 7 | 0.026313
4339 | 2.04 | 1 | 365 | 2.3339 | 0.6749 | 3 | 0.0087709
4342 | 3.315 | 1 | 365 | 3.7925 | 0.59671 | 4 | 0.38925
4343 | 11.5 | 1 | 365 | 13.1566 | 0.35358 | 13 | 0.51023
4337 | 10.75 | 1 | 365 | 12.2986 | 0.63487 | 12 | 0.93347
4344 | 6 | 1 | 365 | 6.8643 | 0.7497 | 7 | 0.61403
4345 | 9.25 | 1 | 365 | 10.5825 | 0.19745 | 10 | 0.77997
4346 | 15 | 1 | 365 | 17.1608 | 0.37424 | 17 | 0.53508
4347 | 10.71 | 1 | 365 | 12.2528 | 0.54321 | 12 | 0.79605
4410 | 11.772 | 1 | 365 | 13.4678 | 0.9769 | 14 | 0.44473
4349 | 6.12 | 1 | 365 | 7.0016 | 0.02469 | 7 | 0.026313
4370 | 4 | 1 | 365 | 4.5762 | 0.16646 | 4 | 0.74269
4350 | 4.59 | 1 | 365 | 5.2512 | 0.51852 | 5 | 0.76973
4351 | 4.5 | 1 | 365 | 5.1483 | 0.31227 | 5 | 0.46052
4352 | 9.25 | 1 | 365 | 10.5825 | 0.19745 | 10 | 0.77997
4355 | 6.63 | 1 | 365 | 7.5851 | 0.19341 | 7 | 0.77851
4356 | 5.1 | 1 | 365 | 5.8347 | 0.68724 | 6 | 0.52193
4357 | 4.08 | 1 | 365 | 4.6677 | 0.34979 | 5 | 0.017542
4359 | 7.25 | 1 | 365 | 8.2944 | 0.61422 | 8 | 0.90862
4588 | 4.845 | 1 | 365 | 5.543 | 0.10288 | 5 | 0.64583
4589 | 4.59 | 1 | 365 | 5.2512 | 0.51852 | 5 | 0.76973
4618 | 11.5 | 1 | 365 | 13.1566 | 0.35358 | 13 | 0.51023
4619 | 4.41 | 1 | 365 | 5.0453 | 0.10603 | 5 | 0.15131
4620 | 3.75 | 1 | 365 | 4.2902 | 0.59356 | 4 | 0.88377
4621 | 7.65 | 1 | 365 | 8.752 | 0.53086 | 9 | 0.28289
4624 | 3.57 | 1 | 365 | 4.0843 | 0.18107 | 4 | 0.26535
4421 | 6.63 | 1 | 365 | 7.5851 | 0.19341 | 7 | 0.77851
4422 | 8.67 | 1 | 365 | 9.919 | 0.86831 | 10 | 0.78728
4423 | 3.315 | 1 | 365 | 3.7925 | 0.59671 | 4 | 0.38925
4383 | 5.61 | 1 | 365 | 6.4182 | 0.85597 | 7 | 0.27412
4424 | 4.845 | 1 | 365 | 5.543 | 0.10288 | 5 | 0.64583
4425 | 2.75 | 1 | 365 | 3.1462 | 0.30194 | 3 | 0.4481
4389 | 5.4 | 1 | 365 | 6.1779 | 0.37473 | 6 | 0.55263
4393 | 3.685 | 1 | 365 | 4.2158 | 0.4446 | 4 | 0.66045
4453 | 7.395 | 1 | 365 | 8.4603 | 0.9465 | 9 | 0.40679
4454 | 9.435 | 1 | 365 | 10.7942 | 0.6214 | 11 | 0.41557
4104 | 15.9 | 1 | 365 | 18.1905 | 0.43669 | 18 | 0.62718
4474 | 11.475 | 1 | 365 | 13.128 | 0.29629 | 13 | 0.42434
4475 | 5.355 | 1 | 365 | 6.1264 | 0.2716 | 6 | 0.39802
3893 | 4.578 | 1 | 365 | 5.2375 | 0.49102 | 5 | 0.72851
4476 | 6.885 | 1 | 365 | 7.8768 | 0.77778 | 8 | 0.6546
4477 | 2.04 | 1 | 365 | 2.3339 | 0.6749 | 3 | 0.0087709
4481 | 2.55 | 1 | 365 | 2.9173 | 0.84362 | 3 | 0.76096
4489 | 7.14 | 1 | 365 | 8.1686 | 0.36214 | 8 | 0.5307
4493 | 6.63 | 1 | 365 | 7.5851 | 0.19341 | 7 | 0.77851
4497 | 11.25 | 1 | 365 | 12.8706 | 0.78068 | 13 | 0.65131
4276 | 3.78 | 1 | 365 | 4.3245 | 0.66231 | 4 | 0.98684
4498 | 11.73 | 1 | 365 | 13.4198 | 0.88066 | 14 | 0.30043
4499 | 4.845 | 1 | 365 | 5.543 | 0.10288 | 5 | 0.64583
4677 | 3.5 | 1 | 365 | 4.0042 | 0.020656 | 4 | 0.024852
4500 | 11.985 | 1 | 365 | 13.7115 | 0.46502 | 14 | 0.17653
4501 | 9 | 1 | 365 | 10.2965 | 0.62454 | 10 | 0.92105
4279 | 3.5 | 1 | 365 | 4.0042 | 0.020656 | 4 | 0.024852
4610 | 9 | 1 | 365 | 10.2965 | 0.62454 | 10 | 0.92105
4502 | 6.25 | 1 | 365 | 7.1504 | 0.3226 | 7 | 0.47295
4503 | 6.63 | 1 | 365 | 7.5851 | 0.19341 | 7 | 0.77851
4436 | 13.26 | 1 | 365 | 15.1702 | 0.38683 | 15 | 0.55701
4444 | 9.49 | 1 | 365 | 10.8571 | 0.74744 | 11 | 0.60453
4445 | 5.88 | 1 | 365 | 6.727 | 0.4747 | 7 | 0.20175
4464 | 3 | 1 | 365 | 3.4322 | 0.87485 | 4 | 0.30702
4465 | 5.565 | 1 | 365 | 6.3667 | 0.75284 | 7 | 0.11951
4504 | 5.1 | 1 | 365 | 5.8347 | 0.68724 | 6 | 0.52193
4522 | 6.885 | 1 | 365 | 7.8768 | 0.77778 | 8 | 0.6546
4523 | 6.12 | 1 | 365 | 7.0016 | 0.02469 | 7 | 0.026313
4524 | 4.845 | 1 | 365 | 5.543 | 0.10288 | 5 | 0.64583
4536 | 7.75 | 1 | 365 | 8.8664 | 0.76002 | 9 | 0.62646
4537 | 10.455 | 1 | 365 | 11.9611 | 0.95885 | 12 | 0.91995
4538 | 7.395 | 1 | 365 | 8.4603 | 0.9465 | 9 | 0.40679
4539 | 8.415 | 1 | 365 | 9.6272 | 0.28395 | 9 | 0.91118
4540 | 5.25 | 1 | 365 | 6.0063 | 0.030984 | 6 | 0.037278
4541 | 8 | 1 | 365 | 9.1524 | 0.33293 | 9 | 0.48538
4545 | 9.69 | 1 | 365 | 11.0859 | 0.20576 | 11 | 0.29166
4546 | 6.885 | 1 | 365 | 7.8768 | 0.77778 | 8 | 0.6546
4547 | 7.905 | 1 | 365 | 9.0438 | 0.11522 | 9 | 0.15899
4549 | 7.75 | 1 | 365 | 8.8664 | 0.76002 | 9 | 0.62646
4555 | 4.845 | 1 | 365 | 5.543 | 0.10288 | 5 | 0.64583
4559 | 5.355 | 1 | 365 | 6.1264 | 0.2716 | 6 | 0.39802
4560 | 6.5 | 1 | 365 | 7.4364 | 0.8955 | 8 | 0.33187
4561 | 9.18 | 1 | 365 | 10.5024 | 0.037035 | 10 | 0.53947
4774 | 5.355 | 1 | 365 | 6.1264 | 0.2716 | 6 | 0.39802
4626 | 8.5 | 1 | 365 | 9.7245 | 0.47874 | 10 | 0.20321
4628 | 4.5 | 1 | 365 | 5.1483 | 0.31227 | 5 | 0.46052
4629 | 6.63 | 1 | 365 | 7.5851 | 0.19341 | 7 | 0.77851
4632 | 2.55 | 1 | 365 | 2.9173 | 0.84362 | 3 | 0.76096
4630 | 9.945 | 1 | 365 | 11.3776 | 0.79012 | 12 | 0.16776
4633 | 6.12 | 1 | 365 | 7.0016 | 0.02469 | 7 | 0.026313
4641 | 7 | 1 | 365 | 8.0084 | 0.041312 | 8 | 0.049704
4642 | 9.18 | 1 | 365 | 10.5024 | 0.037035 | 10 | 0.53947
4643 | 4.845 | 1 | 365 | 5.543 | 0.10288 | 5 | 0.64583
4691 | 4.335 | 1 | 365 | 4.9595 | 0.93416 | 5 | 0.89364
4693 | 10.2 | 1 | 365 | 11.6694 | 0.37448 | 12 | 0.043854
4694 | 3.825 | 1 | 365 | 4.376 | 0.76543 | 5 | 0.14145
4448 | 6.885 | 1 | 365 | 7.8768 | 0.77778 | 8 | 0.6546
4451 | 7.2 | 1 | 365 | 8.2372 | 0.49964 | 8 | 0.73684
4467 | 6.12 | 1 | 365 | 7.0016 | 0.02469 | 7 | 0.026313
4473 | 5.025 | 1 | 365 | 5.7489 | 0.51537 | 6 | 0.26425
4511 | 23 | 1 | 365 | 26.3133 | 0.70717 | 27 | 0.020456
4335 | 4.8 | 1 | 365 | 5.4915 | 0.99976 | 6 | 0.49123
4574 | 5.13 | 1 | 365 | 5.869 | 0.75599 | 6 | 0.625
3386 | 3.3 | 1 | 365 | 3.7754 | 0.56233 | 4 | 0.33772
4593 | 13.78 | 1 | 365 | 15.7651 | 0.57847 | 16 | 0.34356
4594 | 5.145 | 1 | 365 | 5.8862 | 0.79036 | 6 | 0.67653
4595 | 5.88 | 1 | 365 | 6.727 | 0.4747 | 7 | 0.20175
4596 | 8.25 | 1 | 365 | 9.4385 | 0.90583 | 10 | 0.34429
2185 | 4.32 | 1 | 365 | 4.9423 | 0.89978 | 5 | 0.8421
3399 | 5 | 1 | 365 | 5.7203 | 0.45808 | 6 | 0.17836
4329 | 18 | 1 | 365 | 20.593 | 0.24909 | 20 | 0.8421
4333 | 18 | 1 | 365 | 20.593 | 0.24909 | 20 | 0.8421
4334 | 18 | 1 | 365 | 20.593 | 0.24909 | 20 | 0.8421
4558 | 18 | 1 | 365 | 20.593 | 0.24909 | 20 | 0.8421
4562 | 18 | 1 | 365 | 20.593 | 0.24909 | 20 | 0.8421
4565 | 18 | 1 | 365 | 20.593 | 0.24909 | 20 | 0.8421
4566 | 9 | 1 | 365 | 10.2965 | 0.62454 | 10 | 0.92105
4571 | 7.848 | 1 | 365 | 8.9786 | 0.9846 | 9 | 0.96315
4597 | 6.615 | 1 | 365 | 7.5679 | 0.15904 | 7 | 0.72697
4614 | 9 | 1 | 365 | 10.2965 | 0.62454 | 10 | 0.92105
4645 | 8.085 | 1 | 365 | 9.2497 | 0.52772 | 9 | 0.77741
4686 | 2.5 | 1 | 365 | 2.8601 | 0.72904 | 3 | 0.58918
4687 | 9.31 | 1 | 365 | 10.6512 | 0.33494 | 10 | 0.98611
4688 | 2.5 | 1 | 365 | 2.8601 | 0.72904 | 3 | 0.58918
4683 | 10.26 | 1 | 365 | 11.738 | 0.51198 | 12 | 0.24999
4658 | 24.75 | 1 | 365 | 28.3154 | 0.7175 | 29 | 0.032882
4662 | 8.67 | 1 | 365 | 9.919 | 0.86831 | 10 | 0.78728
4678 | 6.7 | 1 | 365 | 7.6652 | 0.35383 | 8 | 0.019002
4680 | 5.355 | 1 | 365 | 6.1264 | 0.2716 | 6 | 0.39802
4696 | 5.25 | 1 | 365 | 6.0063 | 0.030984 | 6 | 0.037278
4697 | 7.905 | 1 | 365 | 9.0438 | 0.11522 | 9 | 0.15899
4727 | 2 | 1 | 365 | 2.2881 | 0.58323 | 2 | 0.87134
4734 | 7.395 | 1 | 365 | 8.4603 | 0.9465 | 9 | 0.40679
4738 | 4.845 | 1 | 365 | 5.543 | 0.10288 | 5 | 0.64583
4739 | 3.315 | 1 | 365 | 3.7925 | 0.59671 | 4 | 0.38925
3061 | 7.85 | 1 | 365 | 8.9808 | 0.98919 | 9 | 0.97003
4775 | 10.75 | 1 | 365 | 12.2986 | 0.63487 | 12 | 0.93347
4776 | 9.25 | 1 | 365 | 10.5825 | 0.19745 | 10 | 0.77997
4800 | 8 | 1 | 365 | 9.1524 | 0.33293 | 9 | 0.48538
4801 | 3.75 | 1 | 365 | 4.2902 | 0.59356 | 4 | 0.88377
4816 | 4.59 | 1 | 365 | 5.2512 | 0.51852 | 5 | 0.76973
4818 | 4.59 | 1 | 365 | 5.2512 | 0.51852 | 5 | 0.76973
4819 | 3.06 | 1 | 365 | 3.5008 | 0.012345 | 3 | 0.51316
4820 | 5.865 | 1 | 365 | 6.7099 | 0.44033 | 7 | 0.15022
4821 | 4 | 1 | 365 | 4.5762 | 0.16646 | 4 | 0.74269
4834 | 14 | 1 | 365 | 16.0168 | 0.082624 | 16 | 0.099408
4835 | 5.61 | 1 | 365 | 6.4182 | 0.85597 | 7 | 0.27412
4836 | 6.25 | 1 | 365 | 7.1504 | 0.3226 | 7 | 0.47295
4319 | 5.1 | 1 | 365 | 5.8347 | 0.68724 | 6 | 0.52193
4320 | 5.5 | 1 | 365 | 6.2923 | 0.60389 | 6 | 0.8962
3729 | 7.14 | 1 | 365 | 8.1686 | 0.36214 | 8 | 0.5307
4977 | 3.06 | 1 | 365 | 3.5008 | 0.012345 | 3 | 0.51316
4979 | 6.885 | 1 | 365 | 7.8768 | 0.77778 | 8 | 0.6546
4980 | 7.65 | 1 | 365 | 8.752 | 0.53086 | 9 | 0.28289
4984 | 5.61 | 1 | 365 | 6.4182 | 0.85597 | 7 | 0.27412
4986 | 6.36 | 1 | 365 | 7.2762 | 0.57468 | 7 | 0.85087
4987 | 4.08 | 1 | 365 | 4.6677 | 0.34979 | 5 | 0.017542
4988 | 6.63 | 1 | 365 | 7.5851 | 0.19341 | 7 | 0.77851
4991 | 3.57 | 1 | 365 | 4.0843 | 0.18107 | 4 | 0.26535
4992 | 6 | 1 | 365 | 6.8643 | 0.7497 | 7 | 0.61403
4994 | 6.375 | 1 | 365 | 7.2934 | 0.60905 | 7 | 0.90241
4996 | 9.69 | 1 | 365 | 11.0859 | 0.20576 | 11 | 0.29166
4997 | 9.69 | 1 | 365 | 11.0859 | 0.20576 | 11 | 0.29166
4998 | 8.16 | 1 | 365 | 9.3355 | 0.69959 | 10 | 0.035084
5144 | 7.5 | 1 | 365 | 8.5804 | 0.18712 | 8 | 0.76754
5106 | 9.945 | 1 | 365 | 11.3776 | 0.79012 | 12 | 0.16776
5145 | 5.1 | 1 | 365 | 5.8347 | 0.68724 | 6 | 0.52193
5148 | 9.69 | 1 | 365 | 11.0859 | 0.20576 | 11 | 0.29166
5151 | 7.65 | 1 | 365 | 8.752 | 0.53086 | 9 | 0.28289
5152 | 7.14 | 1 | 365 | 8.1686 | 0.36214 | 8 | 0.5307
5155 | 5.1 | 1 | 365 | 5.8347 | 0.68724 | 6 | 0.52193
5153 | 9.435 | 1 | 365 | 10.7942 | 0.6214 | 11 | 0.41557
5156 | 7.14 | 1 | 365 | 8.1686 | 0.36214 | 8 | 0.5307
5159 | 5 | 1 | 365 | 5.7203 | 0.45808 | 6 | 0.17836
5160 | 3.75 | 1 | 365 | 4.2902 | 0.59356 | 4 | 0.88377
5161 | 9.945 | 1 | 365 | 11.3776 | 0.79012 | 12 | 0.16776
5162 | 3.06 | 1 | 365 | 3.5008 | 0.012345 | 3 | 0.51316
5163 | 6.12 | 1 | 365 | 7.0016 | 0.02469 | 7 | 0.026313
5164 | 7.395 | 1 | 365 | 8.4603 | 0.9465 | 9 | 0.40679
5165 | 8.67 | 1 | 365 | 9.919 | 0.86831 | 10 | 0.78728
5166 | 9.69 | 1 | 365 | 11.0859 | 0.20576 | 11 | 0.29166
5167 | 4.59 | 1 | 365 | 5.2512 | 0.51852 | 5 | 0.76973
4746 | 3.57 | 1 | 365 | 4.0843 | 0.18107 | 4 | 0.26535
4747 | 6.58 | 1 | 365 | 7.5279 | 0.078833 | 7 | 0.60672
4638 | 5.865 | 1 | 365 | 6.7099 | 0.44033 | 7 | 0.15022
4787 | 6.86 | 1 | 365 | 7.8482 | 0.72049 | 8 | 0.56871
4788 | 8.82 | 1 | 365 | 10.0906 | 0.21205 | 10 | 0.30263
4793 | 25 | 1 | 365 | 28.6014 | 0.2904 | 28 | 0.8918
4795 | 12.753 | 1 | 365 | 14.5901 | 0.22498 | 14 | 0.81513
4851 | 6.37 | 1 | 365 | 7.2876 | 0.59759 | 7 | 0.88523
4852 | 6.125 | 1 | 365 | 7.0073 | 0.036148 | 7 | 0.043491
4853 | 6.25 | 1 | 365 | 7.1504 | 0.3226 | 7 | 0.47295
4854 | 8.32 | 1 | 365 | 9.5185 | 0.066245 | 9 | 0.58479
4890 | 7.35 | 1 | 365 | 8.4088 | 0.84338 | 9 | 0.25219
4892 | 7.5 | 1 | 365 | 8.5804 | 0.18712 | 8 | 0.76754
4893 | 4.845 | 1 | 365 | 5.543 | 0.10288 | 5 | 0.64583
4894 | 4.845 | 1 | 365 | 5.543 | 0.10288 | 5 | 0.64583
4895 | 7.395 | 1 | 365 | 8.4603 | 0.9465 | 9 | 0.40679
4896 | 7.395 | 1 | 365 | 8.4603 | 0.9465 | 9 | 0.40679
4900 | 3.06 | 1 | 365 | 3.5008 | 0.012345 | 3 | 0.51316
4902 | 4.335 | 1 | 365 | 4.9595 | 0.93416 | 5 | 0.89364
4903 | 6.75 | 1 | 365 | 7.7224 | 0.46841 | 8 | 0.19079
4904 | 8.25 | 1 | 365 | 9.4385 | 0.90583 | 10 | 0.34429
4905 | 6.12 | 1 | 365 | 7.0016 | 0.02469 | 7 | 0.026313
4857 | 8.16 | 1 | 365 | 9.3355 | 0.69959 | 10 | 0.035084
4858 | 7.194 | 1 | 365 | 8.2303 | 0.48589 | 8 | 0.71622
4906 | 7.5 | 1 | 365 | 8.5804 | 0.18712 | 8 | 0.76754
4911 | 5.4 | 1 | 365 | 6.1779 | 0.37473 | 6 | 0.55263
4912 | 6.5 | 1 | 365 | 7.4364 | 0.8955 | 8 | 0.33187
4915 | 6.75 | 1 | 365 | 7.7224 | 0.46841 | 8 | 0.19079
4908 | 10.455 | 1 | 365 | 11.9611 | 0.95885 | 12 | 0.91995
4924 | 8.25 | 1 | 365 | 9.4385 | 0.90583 | 10 | 0.34429
4931 | 4.75 | 1 | 365 | 5.4343 | 0.88518 | 6 | 0.31944
4913 | 5.36 | 1 | 365 | 6.1321 | 0.28306 | 6 | 0.4152
4917 | 5.36 | 1 | 365 | 6.1321 | 0.28306 | 6 | 0.4152
4919 | 7.2 | 1 | 365 | 8.2372 | 0.49964 | 8 | 0.73684
4920 | 4.59 | 1 | 365 | 5.2512 | 0.51852 | 5 | 0.76973
4940 | 6 | 1 | 365 | 6.8643 | 0.7497 | 7 | 0.61403
4939 | 6.5 | 1 | 365 | 7.4364 | 0.8955 | 8 | 0.33187
4941 | 9 | 1 | 365 | 10.2965 | 0.62454 | 10 | 0.92105
4910 | 6.12 | 1 | 365 | 7.0016 | 0.02469 | 7 | 0.026313
4833 | 6.5 | 1 | 365 | 7.4364 | 0.8955 | 8 | 0.33187
4808 | 6.63 | 1 | 365 | 7.5851 | 0.19341 | 7 | 0.77851
4823 | 3.43 | 1 | 365 | 3.9241 | 0.86024 | 4 | 0.78435
4840 | 5.145 | 1 | 365 | 5.8862 | 0.79036 | 6 | 0.67653
5039 | 7.56 | 1 | 365 | 8.6491 | 0.32462 | 8 | 0.97368
4520 | 5.1 | 1 | 365 | 5.8347 | 0.68724 | 6 | 0.52193
5004 | 5.4 | 1 | 365 | 6.1779 | 0.37473 | 6 | 0.55263
5008 | 5.5 | 1 | 365 | 6.2923 | 0.60389 | 6 | 0.8962
4035 | 155.1 | 0.9 | 365 | 159.6988 | 0.88668 | 160 | 0.58545
4922 | 4.59 | 1 | 365 | 5.2512 | 0.51852 | 5 | 0.76973
5018 | 50.715 | 0.9 | 365 | 52.2187 | 0.59737 | 52 | 0.81609
4925 | 5.1 | 1 | 365 | 5.8347 | 0.68724 | 6 | 0.52193
4926 | 5.1 | 1 | 365 | 5.8347 | 0.68724 | 6 | 0.52193
4927 | 6.12 | 1 | 365 | 7.0016 | 0.02469 | 7 | 0.026313
4945 | 7 | 1 | 365 | 8.0084 | 0.041312 | 8 | 0.049704
4946 | 4.25 | 1 | 365 | 4.8622 | 0.73937 | 5 | 0.60161
4947 | 7.65 | 1 | 365 | 8.752 | 0.53086 | 9 | 0.28289
4948 | 5.355 | 1 | 365 | 6.1264 | 0.2716 | 6 | 0.39802
4949 | 10 | 1 | 365 | 11.4406 | 0.91616 | 12 | 0.35672
4951 | 9.435 | 1 | 365 | 10.7942 | 0.6214 | 11 | 0.41557
4953 | 7.14 | 1 | 365 | 8.1686 | 0.36214 | 8 | 0.5307
4954 | 11.985 | 1 | 365 | 13.7115 | 0.46502 | 14 | 0.17653
4966 | 9 | 1 | 365 | 10.2965 | 0.62454 | 10 | 0.92105
5011 | 5.88 | 1 | 365 | 6.727 | 0.4747 | 7 | 0.20175
5013 | 24.91 | 1 | 365 | 28.4984 | 0.084155 | 28 | 0.58259
5016 | 3.92 | 1 | 365 | 4.4847 | 0.98313 | 5 | 0.46783
4967 | 14 | 1 | 365 | 16.0168 | 0.082624 | 16 | 0.099408
4969 | 15.5 | 1 | 365 | 17.7329 | 0.52005 | 18 | 0.25292
5049 | 3.6 | 1 | 365 | 4.1186 | 0.24982 | 4 | 0.36842
4972 | 9.18 | 1 | 365 | 10.5024 | 0.037035 | 10 | 0.53947
4544 | 4.335 | 1 | 365 | 4.9595 | 0.93416 | 5 | 0.89364
4968 | 5.775 | 1 | 365 | 6.6069 | 0.23408 | 6 | 0.84101
5023 | 7.395 | 1 | 365 | 8.4603 | 0.9465 | 9 | 0.40679
5026 | 10.455 | 1 | 365 | 11.9611 | 0.95885 | 12 | 0.91995
5027 | 6 | 1 | 365 | 6.8643 | 0.7497 | 7 | 0.61403
5060 | 9 | 1 | 365 | 10.2965 | 0.62454 | 10 | 0.92105
5028 | 9.435 | 1 | 365 | 10.7942 | 0.6214 | 11 | 0.41557
5029 | 4.845 | 1 | 365 | 5.543 | 0.10288 | 5 | 0.64583
5033 | 5.1 | 1 | 365 | 5.8347 | 0.68724 | 6 | 0.52193
5031 | 5.1 | 1 | 365 | 5.8347 | 0.68724 | 6 | 0.52193
5062 | 10.5 | 1 | 365 | 12.0126 | 0.061968 | 12 | 0.074556
5042 | 4 | 1 | 365 | 4.5762 | 0.16646 | 4 | 0.74269
5045 | 5.865 | 1 | 365 | 6.7099 | 0.44033 | 7 | 0.15022
5107 | 6.885 | 1 | 365 | 7.8768 | 0.77778 | 8 | 0.6546
5047 | 5.355 | 1 | 365 | 6.1264 | 0.2716 | 6 | 0.39802
5110 | 17.004 | 1 | 365 | 19.4535 | 0.96664 | 20 | 0.42017
5051 | 8.16 | 1 | 365 | 9.3355 | 0.69959 | 10 | 0.035084
5052 | 9.275 | 1 | 365 | 10.6111 | 0.25474 | 10 | 0.86586
5169 | 13.77 | 1 | 365 | 15.7537 | 0.55555 | 16 | 0.3092
5170 | 6.63 | 1 | 365 | 7.5851 | 0.19341 | 7 | 0.77851
5174 | 9.69 | 1 | 365 | 11.0859 | 0.20576 | 11 | 0.29166
5177 | 5.1 | 1 | 365 | 5.8347 | 0.68724 | 6 | 0.52193
5183 | 2.295 | 1 | 365 | 2.6256 | 0.25926 | 2 | 0.88487
5184 | 8.16 | 1 | 365 | 9.3355 | 0.69959 | 10 | 0.035084
4974 | 8.67 | 1 | 365 | 9.919 | 0.86831 | 10 | 0.78728
5130 | 7.395 | 1 | 365 | 8.4603 | 0.9465 | 9 | 0.40679
5185 | 8.16 | 1 | 365 | 9.3355 | 0.69959 | 10 | 0.035084
5186 | 3.825 | 1 | 365 | 4.376 | 0.76543 | 5 | 0.14145
5189 | 4.08 | 1 | 365 | 4.6677 | 0.34979 | 5 | 0.017542
5190 | 4 | 1 | 365 | 4.5762 | 0.16646 | 4 | 0.74269
5054 | 6.885 | 1 | 365 | 7.8768 | 0.77778 | 8 | 0.6546
5055 | 8.67 | 1 | 365 | 9.919 | 0.86831 | 10 | 0.78728
5056 | 7.905 | 1 | 365 | 9.0438 | 0.11522 | 9 | 0.15899
5057 | 13.26 | 1 | 365 | 15.1702 | 0.38683 | 15 | 0.55701
5075 | 9.18 | 1 | 365 | 10.5024 | 0.037035 | 10 | 0.53947
5078 | 2.295 | 1 | 365 | 2.6256 | 0.25926 | 2 | 0.88487
5079 | 8.415 | 1 | 365 | 9.6272 | 0.28395 | 9 | 0.91118
5080 | 3.57 | 1 | 365 | 4.0843 | 0.18107 | 4 | 0.26535
5081 | 4.08 | 1 | 365 | 4.6677 | 0.34979 | 5 | 0.017542
5084 | 9.18 | 1 | 365 | 10.5024 | 0.037035 | 10 | 0.53947
5085 | 9.69 | 1 | 365 | 11.0859 | 0.20576 | 11 | 0.29166
5088 | 6.375 | 1 | 365 | 7.2934 | 0.60905 | 7 | 0.90241
5090 | 7.14 | 1 | 365 | 8.1686 | 0.36214 | 8 | 0.5307
5091 | 6.375 | 1 | 365 | 7.2934 | 0.60905 | 7 | 0.90241
5092 | 5.1 | 1 | 365 | 5.8347 | 0.68724 | 6 | 0.52193
5093 | 8 | 1 | 365 | 9.1524 | 0.33293 | 9 | 0.48538
5096 | 3 | 1 | 365 | 3.4322 | 0.87485 | 4 | 0.30702
5097 | 6.375 | 1 | 365 | 7.2934 | 0.60905 | 7 | 0.90241
5100 | 10.75 | 1 | 365 | 12.2986 | 0.63487 | 12 | 0.93347
5102 | 7.65 | 1 | 365 | 8.752 | 0.53086 | 9 | 0.28289
5103 | 3.825 | 1 | 365 | 4.376 | 0.76543 | 5 | 0.14145
5104 | 5.61 | 1 | 365 | 6.4182 | 0.85597 | 7 | 0.27412
5191 | 3.5 | 1 | 365 | 4.0042 | 0.020656 | 4 | 0.024852
5195 | 10.2 | 1 | 365 | 11.6694 | 0.37448 | 12 | 0.043854
5197 | 8.5 | 1 | 365 | 9.7245 | 0.47874 | 10 | 0.20321
5216 | 10.455 | 1 | 365 | 11.9611 | 0.95885 | 12 | 0.91995
5326 | 5.1 | 1 | 365 | 5.8347 | 0.68724 | 6 | 0.52193
5321 | 4.845 | 1 | 365 | 5.543 | 0.10288 | 5 | 0.64583
5219 | 4 | 1 | 365 | 4.5762 | 0.16646 | 4 | 0.74269
5324 | 5.1 | 1 | 365 | 5.8347 | 0.68724 | 6 | 0.52193
5319 | 5.75 | 1 | 365 | 6.5783 | 0.17679 | 6 | 0.75511
5323 | 8.925 | 1 | 365 | 10.2107 | 0.45267 | 10 | 0.66337
5335 | 6.12 | 1 | 365 | 7.0016 | 0.02469 | 7 | 0.026313
5330 | 2.295 | 1 | 365 | 2.6256 | 0.25926 | 2 | 0.88487
3302 | 11.73 | 1 | 365 | 13.4198 | 0.88066 | 14 | 0.30043
5187 | 6.48 | 1 | 365 | 7.4135 | 0.84967 | 8 | 0.26315
3023 | 26 | 0.9 | 365 | 26.7709 | 0.62381 | 27 | 0.39472
5320 | 4.335 | 1 | 365 | 4.9595 | 0.93416 | 5 | 0.89364
5420 | 8.16 | 1 | 365 | 9.3355 | 0.69959 | 10 | 0.035084
5445 | 8.16 | 1 | 365 | 9.3355 | 0.69959 | 10 | 0.035084
5451 | 5 | 1 | 365 | 5.7203 | 0.45808 | 6 | 0.17836
5465 | 10.71 | 1 | 365 | 12.2528 | 0.54321 | 12 | 0.79605
5536 | 6.75 | 1 | 365 | 7.7224 | 0.46841 | 8 | 0.19079
5540 | 9.435 | 1 | 365 | 10.7942 | 0.6214 | 11 | 0.41557
5541 | 8 | 1 | 365 | 9.1524 | 0.33293 | 9 | 0.48538
5542 | 9.18 | 1 | 365 | 10.5024 | 0.037035 | 10 | 0.53947
5237 | 10.2 | 1 | 365 | 11.6694 | 0.37448 | 12 | 0.043854
5063 | 3.5 | 1 | 365 | 4.0042 | 0.020656 | 4 | 0.024852
5061 | 6 | 1 | 365 | 6.8643 | 0.7497 | 7 | 0.61403
5173 | 3.92 | 1 | 365 | 4.4847 | 0.98313 | 5 | 0.46783
5200 | 5.25 | 1 | 365 | 6.0063 | 0.030984 | 6 | 0.037278
5204 | 2.75 | 1 | 365 | 3.1462 | 0.30194 | 3 | 0.4481
5206 | 3.25 | 1 | 365 | 3.7182 | 0.44775 | 4 | 0.16593
5311 | 7.25 | 1 | 365 | 8.2944 | 0.61422 | 8 | 0.90862
5297 | 6.12 | 1 | 365 | 7.0016 | 0.02469 | 7 | 0.026313
5371 | 5.565 | 1 | 365 | 6.3667 | 0.75284 | 7 | 0.11951
3710 | 8.415 | 1 | 365 | 9.6272 | 0.28395 | 9 | 0.91118
5112 | 7.65 | 1 | 365 | 8.752 | 0.53086 | 9 | 0.28289
5113 | 9.9 | 1 | 365 | 11.3262 | 0.687 | 12 | 0.013153
5114 | 8.16 | 1 | 365 | 9.3355 | 0.69959 | 10 | 0.035084
5365 | 9.18 | 1 | 365 | 10.5024 | 0.037035 | 10 | 0.53947
1301 | 8.215 | 1 | 365 | 9.3984 | 0.82563 | 10 | 0.22405
5437 | 12.48 | 1 | 365 | 14.2778 | 0.59937 | 14 | 0.87719
5471 | 10 | 1 | 365 | 11.4406 | 0.91616 | 12 | 0.35672
5473 | 4.8 | 1 | 365 | 5.4915 | 0.99976 | 6 | 0.49123
5459 | 2.04 | 1 | 365 | 2.3339 | 0.6749 | 3 | 0.0087709
5458 | 7.395 | 1 | 365 | 8.4603 | 0.9465 | 9 | 0.40679
5449 | 4.25 | 1 | 365 | 4.8622 | 0.73937 | 5 | 0.60161
5318 | 5.1 | 1 | 365 | 5.8347 | 0.68724 | 6 | 0.52193
5457 | 8.16 | 1 | 365 | 9.3355 | 0.69959 | 10 | 0.035084
5426 | 4.08 | 1 | 365 | 4.6677 | 0.34979 | 5 | 0.017542
5453 | 4.59 | 1 | 365 | 5.2512 | 0.51852 | 5 | 0.76973
5427 | 3.06 | 1 | 365 | 3.5008 | 0.012345 | 3 | 0.51316
5150 | 4.335 | 1 | 365 | 4.9595 | 0.93416 | 5 | 0.89364
5442 | 6.63 | 1 | 365 | 7.5851 | 0.19341 | 7 | 0.77851
5422 | 8.16 | 1 | 365 | 9.3355 | 0.69959 | 10 | 0.035084
5176 | 5.61 | 1 | 365 | 6.4182 | 0.85597 | 7 | 0.27412
5344 | 6 | 1 | 365 | 6.8643 | 0.7497 | 7 | 0.61403
2172 | 2.45 | 1 | 365 | 2.8029 | 0.61446 | 3 | 0.4174
5347 | 9.5 | 1 | 365 | 10.8685 | 0.77035 | 11 | 0.63888
5395 | 5.39 | 1 | 365 | 6.1665 | 0.35181 | 6 | 0.51827
5396 | 6.36 | 1 | 365 | 7.2762 | 0.57468 | 7 | 0.85087
5402 | 6.6 | 1 | 365 | 7.5508 | 0.12467 | 7 | 0.67544
5202 | 8.415 | 1 | 365 | 9.6272 | 0.28395 | 9 | 0.91118
5212 | 6.375 | 1 | 365 | 7.2934 | 0.60905 | 7 | 0.90241
5417 | 7.25 | 1 | 365 | 8.2944 | 0.61422 | 8 | 0.90862
5210 | 3.06 | 1 | 365 | 3.5008 | 0.012345 | 3 | 0.51316
5425 | 7.14 | 1 | 365 | 8.1686 | 0.36214 | 8 | 0.5307
5205 | 7.905 | 1 | 365 | 9.0438 | 0.11522 | 9 | 0.15899
5211 | 4.59 | 1 | 365 | 5.2512 | 0.51852 | 5 | 0.76973
5418 | 6.12 | 1 | 365 | 7.0016 | 0.02469 | 7 | 0.026313
5213 | 8.925 | 1 | 365 | 10.2107 | 0.45267 | 10 | 0.66337
5218 | 7.395 | 1 | 365 | 8.4603 | 0.9465 | 9 | 0.40679
5214 | 9 | 1 | 365 | 10.2965 | 0.62454 | 10 | 0.92105
20099 | 6.47 | 1 | 365 | 7.402 | 0.82676 | 8 | 0.2288
24090 | 8.525 | 1 | 365 | 9.7531 | 0.53603 | 10 | 0.2891
16283 | 12.375 | 1 | 365 | 14.1577 | 0.35875 | 14 | 0.51644
49113 | 12.1 | 1 | 365 | 13.8431 | 0.72855 | 14 | 0.57163
26020 | 7.56 | 1 | 365 | 8.6491 | 0.32462 | 8 | 0.97368
22079 | 7.37 | 1 | 365 | 8.4317 | 0.88921 | 9 | 0.3209
5597 | 11.985 | 1 | 365 | 13.7115 | 0.46502 | 14 | 0.17653
5618 | 8.42 | 1 | 365 | 9.633 | 0.29541 | 9 | 0.92836
5340 | 7.7 | 1 | 365 | 8.8092 | 0.64544 | 9 | 0.45467
5406 | 3.8 | 1 | 365 | 4.3474 | 0.70814 | 5 | 0.055554
5580 | 12.15 | 1 | 365 | 13.9003 | 0.84313 | 14 | 0.74341
6018 | 19.61 | 1 | 365 | 22.4349 | 0.93859 | 23 | 0.37353
6024 | 6.12 | 1 | 365 | 7.0016 | 0.02469 | 7 | 0.026313
6025 | 4.08 | 1 | 365 | 4.6677 | 0.34979 | 5 | 0.017542
6028 | 8.25 | 1 | 365 | 9.4385 | 0.90583 | 10 | 0.34429
5488 | 9 | 1 | 365 | 10.2965 | 0.62454 | 10 | 0.92105
5518 | 3.6 | 1 | 365 | 4.1186 | 0.24982 | 4 | 0.36842
5521 | 9.24 | 1 | 365 | 10.5711 | 0.17453 | 10 | 0.74561
5528 | 6.9 | 1 | 365 | 7.894 | 0.81215 | 8 | 0.70614
5530 | 8.415 | 1 | 365 | 9.6272 | 0.28395 | 9 | 0.91118
5531 | 10.15 | 1 | 365 | 11.6122 | 0.2599 | 11 | 0.87207
5532 | 1.1 | 1 | 365 | 1.2585 | 0.52078 | 1 | 0.77924
5546 | 4.578 | 1 | 365 | 5.2375 | 0.49102 | 5 | 0.72851
5587 | 9 | 1 | 365 | 10.2965 | 0.62454 | 10 | 0.92105
5589 | 4.95 | 1 | 365 | 5.6631 | 0.3435 | 6 | 0.0065764
4038 | 332.475 | 0.9 | 365 | 342.333 | 0.71453 | 343 | 0.047543
6465 | 3.315 | 1 | 365 | 3.7925 | 0.59671 | 4 | 0.38925
5545 | 15.696 | 1 | 365 | 17.9571 | 0.9692 | 18 | 0.92631
5554 | 7.975 | 1 | 365 | 9.1238 | 0.27564 | 9 | 0.39948
5555 | 6.5 | 1 | 365 | 7.4364 | 0.8955 | 8 | 0.33187
5560 | 7.42 | 1 | 365 | 8.4889 | 0.0037907 | 8 | 0.49269
5562 | 3.75 | 1 | 365 | 4.2902 | 0.59356 | 4 | 0.88377
5607 | 5.94 | 1 | 365 | 6.7957 | 0.6122 | 7 | 0.40789
5616 | 20 | 1 | 365 | 22.8811 | 0.83232 | 23 | 0.71344
5620 | 3.57 | 1 | 365 | 4.0843 | 0.18107 | 4 | 0.26535
6553 | 3.57 | 1 | 365 | 4.0843 | 0.18107 | 4 | 0.26535
5586 | 10 | 1 | 365 | 11.4406 | 0.91616 | 12 | 0.35672
5595 | 4.25 | 1 | 365 | 4.8622 | 0.73937 | 5 | 0.60161
5590 | 2 | 1 | 365 | 2.2881 | 0.58323 | 2 | 0.87134
4802 | 99 | 0.9 | 365 | 101.9354 | 0.18299 | 102 | 0.11838
6539 | 6.5 | 1 | 365 | 7.4364 | 0.8955 | 8 | 0.33187
5677 | 7.194 | 1 | 365 | 8.2303 | 0.48589 | 8 | 0.71622
5653 | 11.515 | 1 | 365 | 13.1738 | 0.38796 | 13 | 0.56176
5654 | 3.43 | 1 | 365 | 3.9241 | 0.86024 | 4 | 0.78435
5655 | 3.675 | 1 | 365 | 4.2044 | 0.42169 | 4 | 0.62609
5664 | 3.75 | 1 | 365 | 4.2902 | 0.59356 | 4 | 0.88377
5713 | 3.185 | 1 | 365 | 3.6438 | 0.2988 | 3 | 0.94262
5756 | 9.25 | 1 | 365 | 10.5825 | 0.19745 | 10 | 0.77997
5768 | 5 | 1 | 365 | 5.7203 | 0.45808 | 6 | 0.17836
5783 | 10.2 | 1 | 365 | 11.6694 | 0.37448 | 12 | 0.043854
5785 | 8.925 | 1 | 365 | 10.2107 | 0.45267 | 10 | 0.66337
5900 | 9 | 1 | 365 | 10.2965 | 0.62454 | 10 | 0.92105
5922 | 3 | 1 | 365 | 3.4322 | 0.87485 | 4 | 0.30702
5921 | 3.9 | 1 | 365 | 4.4618 | 0.9373 | 5 | 0.39912
5774 | 9.69 | 1 | 365 | 11.0859 | 0.20576 | 11 | 0.29166
6119 | 4.83 | 1 | 365 | 5.5258 | 0.068505 | 5 | 0.5943
4679 | 19.6 | 1 | 365 | 22.4235 | 0.91567 | 23 | 0.33917
6121 | 16.25 | 1 | 365 | 18.5909 | 0.23876 | 18 | 0.82967
6122 | 6.63 | 1 | 365 | 7.5851 | 0.19341 | 7 | 0.77851
6127 | 6.125 | 1 | 365 | 7.0073 | 0.036148 | 7 | 0.043491
6128 | 3.92 | 1 | 365 | 4.4847 | 0.98313 | 5 | 0.46783
6017 | 6.375 | 1 | 365 | 7.2934 | 0.60905 | 7 | 0.90241
6016 | 3.315 | 1 | 365 | 3.7925 | 0.59671 | 4 | 0.38925
5996 | 7.521 | 1 | 365 | 8.6044 | 0.23524 | 8 | 0.83969
5902 | 10.6 | 1 | 365 | 12.127 | 0.29113 | 12 | 0.41812
5992 | 7.84 | 1 | 365 | 8.9694 | 0.96627 | 9 | 0.93567
6001 | 5.865 | 1 | 365 | 6.7099 | 0.44033 | 7 | 0.15022
6050 | 7.28 | 1 | 365 | 8.3287 | 0.68296 | 9 | 0.011692
6068 | 6.75 | 1 | 365 | 7.7224 | 0.46841 | 8 | 0.19079
6097 | 7.5 | 1 | 365 | 8.5804 | 0.18712 | 8 | 0.76754
6449 | 7.14 | 1 | 365 | 8.1686 | 0.36214 | 8 | 0.5307
6334 | 3.825 | 1 | 365 | 4.376 | 0.76543 | 5 | 0.14145
6446 | 8.67 | 1 | 365 | 9.919 | 0.86831 | 10 | 0.78728
6431 | 100.59 | 0.9 | 365 | 103.5725 | 0.46229 | 104 | 0.034822
6435 | 7.035 | 1 | 365 | 8.0484 | 0.12152 | 8 | 0.16995
6360 | 3.71 | 1 | 365 | 4.2444 | 0.5019 | 4 | 0.74634
6363 | 3.57 | 1 | 365 | 4.0843 | 0.18107 | 4 | 0.26535
6475 | 4.05 | 1 | 365 | 4.6334 | 0.28104 | 4 | 0.91447
5345 | 9.18 | 1 | 365 | 10.5024 | 0.037035 | 10 | 0.53947
5776 | 5.865 | 1 | 365 | 6.7099 | 0.44033 | 7 | 0.15022
6593 | 6.6 | 1 | 365 | 7.5508 | 0.12467 | 7 | 0.67544
6598 | 7.75 | 1 | 365 | 8.8664 | 0.76002 | 9 | 0.62646
6599 | 9.88 | 1 | 365 | 11.3033 | 0.64117 | 11 | 0.94444
6600 | 4.25 | 1 | 365 | 4.8622 | 0.73937 | 5 | 0.60161
6669 | 5.5 | 1 | 365 | 6.2923 | 0.60389 | 6 | 0.8962
6670 | 2.5 | 1 | 365 | 2.8601 | 0.72904 | 3 | 0.58918
6668 | 18 | 1 | 365 | 20.593 | 0.24909 | 20 | 0.8421
6569 | 6.63 | 1 | 365 | 7.5851 | 0.19341 | 7 | 0.77851
6571 | 4.08 | 1 | 365 | 4.6677 | 0.34979 | 5 | 0.017542
6578 | 7.14 | 1 | 365 | 8.1686 | 0.36214 | 8 | 0.5307
6617 | 24.75 | 1 | 365 | 28.3154 | 0.7175 | 29 | 0.032882
6620 | 6.3 | 1 | 365 | 7.2076 | 0.43718 | 7 | 0.64473
6626 | 16.75 | 1 | 365 | 19.1629 | 0.38457 | 19 | 0.54751
6682 | 4.251 | 1 | 365 | 4.8634 | 0.74166 | 5 | 0.60504
6243 | 5.76 | 1 | 365 | 6.5898 | 0.19971 | 6 | 0.78947
6129 | 5.61 | 1 | 365 | 6.4182 | 0.85597 | 7 | 0.27412
6130 | 6.12 | 1 | 365 | 7.0016 | 0.02469 | 7 | 0.026313
6293 | 3.6 | 1 | 365 | 4.1186 | 0.24982 | 4 | 0.36842
6296 | 18.72 | 1 | 365 | 21.4167 | 0.89905 | 22 | 0.31578
6298 | 3.64 | 1 | 365 | 4.1644 | 0.34148 | 4 | 0.50585
6320 | 6.72 | 1 | 365 | 7.6881 | 0.39966 | 8 | 0.087716
30439 | 7.7 | 1 | 365 | 8.8092 | 0.64544 | 9 | 0.45467
24222 | 8.16 | 1 | 365 | 9.3355 | 0.69959 | 10 | 0.035084
36532 | 4.48 | 1 | 365 | 5.1254 | 0.26644 | 5 | 0.39181
10888 | 3.85 | 1 | 365 | 4.4046 | 0.82272 | 5 | 0.22734
54307 | 4.16 | 1 | 365 | 4.7593 | 0.53312 | 5 | 0.2924
19038 | 10.71 | 1 | 365 | 12.2528 | 0.54321 | 12 | 0.79605
16629 | 6 | 1 | 365 | 6.8643 | 0.7497 | 7 | 0.61403
4172 | 5.88 | 1 | 365 | 6.727 | 0.4747 | 7 | 0.20175
6784 | 7.75 | 1 | 365 | 8.8664 | 0.76002 | 9 | 0.62646
1398 | 11.4 | 1 | 365 | 13.0422 | 0.12442 | 13 | 0.16666
6932 | 10.75 | 1 | 365 | 12.2986 | 0.63487 | 12 | 0.93347
7239 | 3.57 | 1 | 365 | 4.0843 | 0.18107 | 4 | 0.26535
7098 | 100.716 | 0.9 | 365 | 103.7023 | 0.72216 | 104 | 0.42443
7097 | 188.352 | 1 | 365 | 215.4852 | 0.63046 | 216 | 0.11569
7099 | 7.7 | 1 | 365 | 8.8092 | 0.64544 | 9 | 0.45467
6472 | 10.464 | 1 | 365 | 11.9714 | 0.97947 | 12 | 0.95087
6796 | 1.785 | 1 | 365 | 2.0421 | 0.090535 | 2 | 0.13267
6801 | 8.16 | 1 | 365 | 9.3355 | 0.69959 | 10 | 0.035084
6802 | 3.57 | 1 | 365 | 4.0843 | 0.18107 | 4 | 0.26535
5224 | 5.75 | 1 | 365 | 6.5783 | 0.17679 | 6 | 0.75511
8433 | 17.331 | 1 | 365 | 19.8276 | 0.716 | 20 | 0.54363
7543 | 4.25 | 1 | 365 | 4.8622 | 0.73937 | 5 | 0.60161
7686 | 1.75 | 1 | 365 | 2.0021 | 0.010328 | 2 | 0.012426
7333 | 8.75 | 1 | 365 | 10.0105 | 0.05164 | 10 | 0.06213
7437 | 6.86 | 1 | 365 | 7.8482 | 0.72049 | 8 | 0.56871
7438 | 5.5 | 1 | 365 | 6.2923 | 0.60389 | 6 | 0.8962
7439 | 9.88 | 1 | 365 | 11.3033 | 0.64117 | 11 | 0.94444
6759 | 4.25 | 1 | 365 | 4.8622 | 0.73937 | 5 | 0.60161
8348 | 8.75 | 1 | 365 | 10.0105 | 0.05164 | 10 | 0.06213
8395 | 6.5 | 1 | 365 | 7.4364 | 0.8955 | 8 | 0.33187
7926 | 7.5 | 1 | 365 | 8.5804 | 0.18712 | 8 | 0.76754
7929 | 10.535 | 1 | 365 | 12.0526 | 0.14217 | 12 | 0.1948
7930 | 5 | 1 | 365 | 5.7203 | 0.45808 | 6 | 0.17836
7947 | 10 | 1 | 365 | 11.4406 | 0.91616 | 12 | 0.35672
7596 | 6.375 | 1 | 365 | 7.2934 | 0.60905 | 7 | 0.90241
7417 | 3.64 | 1 | 365 | 4.1644 | 0.34148 | 4 | 0.50585
7427 | 3.5 | 1 | 365 | 4.0042 | 0.020656 | 4 | 0.024852
7879 | 4.02 | 1 | 365 | 4.5991 | 0.2123 | 4 | 0.8114
7590 | 75.79 | 0.9 | 365 | 78.0372 | 0.31342 | 78 | 0.35062
8085 | 20.64 | 1 | 365 | 23.6133 | 0.29895 | 23 | 0.91227
7901 | 9.805 | 1 | 365 | 11.2175 | 0.46929 | 11 | 0.68676
8696 | 2.16 | 1 | 365 | 2.4712 | 0.94989 | 3 | 0.42105
8564 | 6.885 | 1 | 365 | 7.8768 | 0.77778 | 8 | 0.6546
8763 | 2.295 | 1 | 365 | 2.6256 | 0.25926 | 2 | 0.88487
5750 | 7 | 1 | 365 | 8.0084 | 0.041312 | 8 | 0.049704
5761 | 3.06 | 1 | 365 | 3.5008 | 0.012345 | 3 | 0.51316
7628 | 5.61 | 1 | 365 | 6.4182 | 0.85597 | 7 | 0.27412
5444 | 7.905 | 1 | 365 | 9.0438 | 0.11522 | 9 | 0.15899
5443 | 9.69 | 1 | 365 | 11.0859 | 0.20576 | 11 | 0.29166
5433 | 10.71 | 1 | 365 | 12.2528 | 0.54321 | 12 | 0.79605
5421 | 7.14 | 1 | 365 | 8.1686 | 0.36214 | 8 | 0.5307
5101 | 6.63 | 1 | 365 | 7.5851 | 0.19341 | 7 | 0.77851
5456 | 5.865 | 1 | 365 | 6.7099 | 0.44033 | 7 | 0.15022
5455 | 3.825 | 1 | 365 | 4.376 | 0.76543 | 5 | 0.14145
5454 | 3.57 | 1 | 365 | 4.0843 | 0.18107 | 4 | 0.26535
5452 | 3.06 | 1 | 365 | 3.5008 | 0.012345 | 3 | 0.51316
5448 | 5.5 | 1 | 365 | 6.2923 | 0.60389 | 6 | 0.8962
5446 | 10.965 | 1 | 365 | 12.5446 | 0.12757 | 12 | 0.67214
4068 | 6.63 | 1 | 365 | 7.5851 | 0.19341 | 7 | 0.77851
3995 | 29.9 | 0.9 | 365 | 30.7865 | 0.66739 | 31 | 0.45393
5351 | 8 | 1 | 365 | 9.1524 | 0.33293 | 9 | 0.48538
5121 | 92.485 | 0.9 | 365 | 95.2272 | 0.7461 | 95 | 0.97331
6502 | 7.83 | 1 | 365 | 8.958 | 0.94335 | 9 | 0.90131
6469 | 11.61 | 1 | 365 | 13.2825 | 0.60566 | 13 | 0.88815
6419 | 12.24 | 1 | 365 | 14.0032 | 0.04938 | 14 | 0.052625
6396 | 9.69 | 1 | 365 | 11.0859 | 0.20576 | 11 | 0.29166
6392 | 5.5 | 1 | 365 | 6.2923 | 0.60389 | 6 | 0.8962
6403 | 13.2 | 1 | 365 | 15.1015 | 0.24933 | 15 | 0.35087
6379 | 3.78 | 1 | 365 | 4.3245 | 0.66231 | 4 | 0.98684
6362 | 7.83 | 1 | 365 | 8.958 | 0.94335 | 9 | 0.90131
6269 | 10.2 | 1 | 365 | 11.6694 | 0.37448 | 12 | 0.043854
6254 | 4 | 1 | 365 | 4.5762 | 0.16646 | 4 | 0.74269
6253 | 3.51 | 1 | 365 | 4.0156 | 0.043572 | 4 | 0.059209
6236 | 5.13 | 1 | 365 | 5.869 | 0.75599 | 6 | 0.625
6237 | 6.75 | 1 | 365 | 7.7224 | 0.46841 | 8 | 0.19079
6220 | 4.86 | 1 | 365 | 5.5601 | 0.13725 | 5 | 0.69737
6223 | 3.78 | 1 | 365 | 4.3245 | 0.66231 | 4 | 0.98684
6229 | 8.1 | 1 | 365 | 9.2669 | 0.56209 | 9 | 0.82894
6337 | 5.4 | 1 | 365 | 6.1779 | 0.37473 | 6 | 0.55263
6344 | 4.85 | 1 | 365 | 5.5487 | 0.11434 | 5 | 0.66301
6339 | 8.67 | 1 | 365 | 9.919 | 0.86831 | 10 | 0.78728
6348 | 13.5 | 1 | 365 | 15.4448 | 0.93682 | 16 | 0.38157
6323 | 7.02 | 1 | 365 | 8.0313 | 0.087144 | 8 | 0.11842
6315 | 10 | 1 | 365 | 11.4406 | 0.91616 | 12 | 0.35672
6252 | 7.56 | 1 | 365 | 8.6491 | 0.32462 | 8 | 0.97368
6301 | 7.65 | 1 | 365 | 8.752 | 0.53086 | 9 | 0.28289
6189 | 5.4 | 1 | 365 | 6.1779 | 0.37473 | 6 | 0.55263
6187 | 5.94 | 1 | 365 | 6.7957 | 0.6122 | 7 | 0.40789
6185 | 12.38 | 1 | 365 | 14.1634 | 0.37021 | 14 | 0.53362
6170 | 8.64 | 1 | 365 | 9.8846 | 0.79956 | 10 | 0.68421
6754 | 9.72 | 1 | 365 | 11.1202 | 0.27451 | 11 | 0.39473
6755 | 3.85 | 1 | 365 | 4.4046 | 0.82272 | 5 | 0.22734
6761 | 6.12 | 1 | 365 | 7.0016 | 0.02469 | 7 | 0.026313
6789 | 5.61 | 1 | 365 | 6.4182 | 0.85597 | 7 | 0.27412
6164 | 6.885 | 1 | 365 | 7.8768 | 0.77778 | 8 | 0.6546
6157 | 6.375 | 1 | 365 | 7.2934 | 0.60905 | 7 | 0.90241
7906 | 7.65 | 1 | 365 | 8.752 | 0.53086 | 9 | 0.28289
7958 | 9.99 | 1 | 365 | 11.4291 | 0.89324 | 12 | 0.32236
8082 | 12.15 | 1 | 365 | 13.9003 | 0.84313 | 14 | 0.74341
6823 | 5.25 | 1 | 365 | 6.0063 | 0.030984 | 6 | 0.037278
6815 | 3.185 | 1 | 365 | 3.6438 | 0.2988 | 3 | 0.94262
6820 | 3.5 | 1 | 365 | 4.0042 | 0.020656 | 4 | 0.024852
6832 | 8.5 | 1 | 365 | 9.7245 | 0.47874 | 10 | 0.20321
6953 | 7.14 | 1 | 365 | 8.1686 | 0.36214 | 8 | 0.5307
6908 | 3 | 1 | 365 | 3.4322 | 0.87485 | 4 | 0.30702
6882 | 5.635 | 1 | 365 | 6.4468 | 0.91326 | 7 | 0.36001
6889 | 3.75 | 1 | 365 | 4.2902 | 0.59356 | 4 | 0.88377
6888 | 3.75 | 1 | 365 | 4.2902 | 0.59356 | 4 | 0.88377
6844 | 5.1 | 1 | 365 | 5.8347 | 0.68724 | 6 | 0.52193
7114 | 5 | 1 | 365 | 5.7203 | 0.45808 | 6 | 0.17836
6881 | 5.61 | 1 | 365 | 6.4182 | 0.85597 | 7 | 0.27412
6880 | 4.335 | 1 | 365 | 4.9595 | 0.93416 | 5 | 0.89364
6892 | 4.08 | 1 | 365 | 4.6677 | 0.34979 | 5 | 0.017542
6833 | 7.395 | 1 | 365 | 8.4603 | 0.9465 | 9 | 0.40679
6934 | 2.5 | 1 | 365 | 2.8601 | 0.72904 | 3 | 0.58918
6871 | 4.5 | 1 | 365 | 5.1483 | 0.31227 | 5 | 0.46052
6896 | 6.5 | 1 | 365 | 7.4364 | 0.8955 | 8 | 0.33187
6826 | 7.65 | 1 | 365 | 8.752 | 0.53086 | 9 | 0.28289
6829 | 1.25 | 1 | 365 | 1.4301 | 0.86452 | 2 | 0.29459
6864 | 2.94 | 1 | 365 | 3.3635 | 0.73735 | 4 | 0.10088
6876 | 1.96 | 1 | 365 | 2.2423 | 0.49157 | 2 | 0.73392
6898 | 6.12 | 1 | 365 | 7.0016 | 0.02469 | 7 | 0.026313
6885 | 6 | 1 | 365 | 6.8643 | 0.7497 | 7 | 0.61403
6912 | 4.845 | 1 | 365 | 5.543 | 0.10288 | 5 | 0.64583
7113 | 8.16 | 1 | 365 | 9.3355 | 0.69959 | 10 | 0.035084
7158 | 6.12 | 1 | 365 | 7.0016 | 0.02469 | 7 | 0.026313
6983 | 4.08 | 1 | 365 | 4.6677 | 0.34979 | 5 | 0.017542
6849 | 2 | 1 | 365 | 2.2881 | 0.58323 | 2 | 0.87134
6902 | 7.905 | 1 | 365 | 9.0438 | 0.11522 | 9 | 0.15899
7118 | 9 | 1 | 365 | 10.2965 | 0.62454 | 10 | 0.92105
6906 | 5.865 | 1 | 365 | 6.7099 | 0.44033 | 7 | 0.15022
7066 | 7.65 | 1 | 365 | 8.752 | 0.53086 | 9 | 0.28289
6890 | 6 | 1 | 365 | 6.8643 | 0.7497 | 7 | 0.61403
7053 | 5.865 | 1 | 365 | 6.7099 | 0.44033 | 7 | 0.15022
7044 | 4.75 | 1 | 365 | 5.4343 | 0.88518 | 6 | 0.31944
7031 | 9.435 | 1 | 365 | 10.7942 | 0.6214 | 11 | 0.41557
6928 | 6.25 | 1 | 365 | 7.1504 | 0.3226 | 7 | 0.47295
7042 | 5.1 | 1 | 365 | 5.8347 | 0.68724 | 6 | 0.52193
7154 | 5.61 | 1 | 365 | 6.4182 | 0.85597 | 7 | 0.27412
7093 | 4.5 | 1 | 365 | 5.1483 | 0.31227 | 5 | 0.46052
7060 | 3.06 | 1 | 365 | 3.5008 | 0.012345 | 3 | 0.51316
7076 | 4.08 | 1 | 365 | 4.6677 | 0.34979 | 5 | 0.017542
7087 | 4.5 | 1 | 365 | 5.1483 | 0.31227 | 5 | 0.46052
7073 | 8.415 | 1 | 365 | 9.6272 | 0.28395 | 9 | 0.91118
7064 | 7.14 | 1 | 365 | 8.1686 | 0.36214 | 8 | 0.5307
7143 | 5.1 | 1 | 365 | 5.8347 | 0.68724 | 6 | 0.52193
7106 | 5.5 | 1 | 365 | 6.2923 | 0.60389 | 6 | 0.8962
6846 | 2.75 | 1 | 365 | 3.1462 | 0.30194 | 3 | 0.4481
7127 | 5.865 | 1 | 365 | 6.7099 | 0.44033 | 7 | 0.15022
6835 | 7.84 | 1 | 365 | 8.9694 | 0.96627 | 9 | 0.93567
6828 | 3.185 | 1 | 365 | 3.6438 | 0.2988 | 3 | 0.94262
6872 | 3.5 | 1 | 365 | 4.0042 | 0.020656 | 4 | 0.024852
6867 | 8.25 | 1 | 365 | 9.4385 | 0.90583 | 10 | 0.34429
7115 | 8.67 | 1 | 365 | 9.919 | 0.86831 | 10 | 0.78728
6884 | 4.75 | 1 | 365 | 5.4343 | 0.88518 | 6 | 0.31944
6822 | 6 | 1 | 365 | 6.8643 | 0.7497 | 7 | 0.61403
7391 | 9.18 | 1 | 365 | 10.5024 | 0.037035 | 10 | 0.53947
7399 | 4 | 1 | 365 | 4.5762 | 0.16646 | 4 | 0.74269
6858 | 3.185 | 1 | 365 | 3.6438 | 0.2988 | 3 | 0.94262
7050 | 6.63 | 1 | 365 | 7.5851 | 0.19341 | 7 | 0.77851
6847 | 5.355 | 1 | 365 | 6.1264 | 0.2716 | 6 | 0.39802
6868 | 5.355 | 1 | 365 | 6.1264 | 0.2716 | 6 | 0.39802
7370 | 3.675 | 1 | 365 | 4.2044 | 0.42169 | 4 | 0.62609
6845 | 6.63 | 1 | 365 | 7.5851 | 0.19341 | 7 | 0.77851
7404 | 3.825 | 1 | 365 | 4.376 | 0.76543 | 5 | 0.14145
6878 | 9.69 | 1 | 365 | 11.0859 | 0.20576 | 11 | 0.29166
6874 | 1.53 | 1 | 365 | 1.7504 | 0.50617 | 2 | 0.25658
7396 | 8.67 | 1 | 365 | 9.919 | 0.86831 | 10 | 0.78728
7398 | 5.25 | 1 | 365 | 6.0063 | 0.030984 | 6 | 0.037278
7444 | 5 | 1 | 365 | 5.7203 | 0.45808 | 6 | 0.17836
7369 | 5 | 1 | 365 | 5.7203 | 0.45808 | 6 | 0.17836
7372 | 5.75 | 1 | 365 | 6.5783 | 0.17679 | 6 | 0.75511
7378 | 4.75 | 1 | 365 | 5.4343 | 0.88518 | 6 | 0.31944
7077 | 5.865 | 1 | 365 | 6.7099 | 0.44033 | 7 | 0.15022
7045 | 5.1 | 1 | 365 | 5.8347 | 0.68724 | 6 | 0.52193
7133 | 5.5 | 1 | 365 | 6.2923 | 0.60389 | 6 | 0.8962
6935 | 5 | 1 | 365 | 5.7203 | 0.45808 | 6 | 0.17836
6909 | 4.59 | 1 | 365 | 5.2512 | 0.51852 | 5 | 0.76973
7055 | 6.63 | 1 | 365 | 7.5851 | 0.19341 | 7 | 0.77851
7070 | 2 | 1 | 365 | 2.2881 | 0.58323 | 2 | 0.87134
7882 | 6.63 | 1 | 365 | 7.5851 | 0.19341 | 7 | 0.77851
7397 | 7.14 | 1 | 365 | 8.1686 | 0.36214 | 8 | 0.5307
7883 | 8.415 | 1 | 365 | 9.6272 | 0.28395 | 9 | 0.91118
7885 | 6.63 | 1 | 365 | 7.5851 | 0.19341 | 7 | 0.77851
7022 | 6.63 | 1 | 365 | 7.5851 | 0.19341 | 7 | 0.77851
7887 | 3.315 | 1 | 365 | 3.7925 | 0.59671 | 4 | 0.38925
7392 | 2.25 | 1 | 365 | 2.5741 | 0.15614 | 2 | 0.73026
7390 | 3.75 | 1 | 365 | 4.2902 | 0.59356 | 4 | 0.88377
7849 | 4.59 | 1 | 365 | 5.2512 | 0.51852 | 5 | 0.76973
7032 | 8.16 | 1 | 365 | 9.3355 | 0.69959 | 10 | 0.035084
7851 | 4.59 | 1 | 365 | 5.2512 | 0.51852 | 5 | 0.76973
7039 | 8.67 | 1 | 365 | 9.919 | 0.86831 | 10 | 0.78728
6919 | 9.18 | 1 | 365 | 10.5024 | 0.037035 | 10 | 0.53947
7021 | 4.08 | 1 | 365 | 4.6677 | 0.34979 | 5 | 0.017542
7148 | 7.905 | 1 | 365 | 9.0438 | 0.11522 | 9 | 0.15899
7150 | 7.65 | 1 | 365 | 8.752 | 0.53086 | 9 | 0.28289
7038 | 3.825 | 1 | 365 | 4.376 | 0.76543 | 5 | 0.14145
7162 | 9 | 1 | 365 | 10.2965 | 0.62454 | 10 | 0.92105
7012 | 4.59 | 1 | 365 | 5.2512 | 0.51852 | 5 | 0.76973
7169 | 5.865 | 1 | 365 | 6.7099 | 0.44033 | 7 | 0.15022
7857 | 7.14 | 1 | 365 | 8.1686 | 0.36214 | 8 | 0.5307
7187 | 4 | 1 | 365 | 4.5762 | 0.16646 | 4 | 0.74269
7163 | 8.415 | 1 | 365 | 9.6272 | 0.28395 | 9 | 0.91118
7182 | 4.08 | 1 | 365 | 4.6677 | 0.34979 | 5 | 0.017542
6984 | 6.63 | 1 | 365 | 7.5851 | 0.19341 | 7 | 0.77851
7107 | 5.1 | 1 | 365 | 5.8347 | 0.68724 | 6 | 0.52193
6926 | 7 | 1 | 365 | 8.0084 | 0.041312 | 8 | 0.049704
7905 | 4.5 | 1 | 365 | 5.1483 | 0.31227 | 5 | 0.46052
7891 | 5.355 | 1 | 365 | 6.1264 | 0.2716 | 6 | 0.39802
7896 | 8.25 | 1 | 365 | 9.4385 | 0.90583 | 10 | 0.34429
7172 | 3.57 | 1 | 365 | 4.0843 | 0.18107 | 4 | 0.26535
7898 | 6.375 | 1 | 365 | 7.2934 | 0.60905 | 7 | 0.90241
7902 | 2.94 | 1 | 365 | 3.3635 | 0.73735 | 4 | 0.10088
7142 | 9.435 | 1 | 365 | 10.7942 | 0.6214 | 11 | 0.41557
7079 | 3.06 | 1 | 365 | 3.5008 | 0.012345 | 3 | 0.51316
6914 | 7 | 1 | 365 | 8.0084 | 0.041312 | 8 | 0.049704
7043 | 8.085 | 1 | 365 | 9.2497 | 0.52772 | 9 | 0.77741
6894 | 2.94 | 1 | 365 | 3.3635 | 0.73735 | 4 | 0.10088
7029 | 7.75 | 1 | 365 | 8.8664 | 0.76002 | 9 | 0.62646
6922 | 3.06 | 1 | 365 | 3.5008 | 0.012345 | 3 | 0.51316
7183 | 4.59 | 1 | 365 | 5.2512 | 0.51852 | 5 | 0.76973
7019 | 4.335 | 1 | 365 | 4.9595 | 0.93416 | 5 | 0.89364
6960 | 5.1 | 1 | 365 | 5.8347 | 0.68724 | 6 | 0.52193
6839 | 1.785 | 1 | 365 | 2.0421 | 0.090535 | 2 | 0.13267
6968 | 7.5 | 1 | 365 | 8.5804 | 0.18712 | 8 | 0.76754
6855 | 4.335 | 1 | 365 | 4.9595 | 0.93416 | 5 | 0.89364
7078 | 6.12 | 1 | 365 | 7.0016 | 0.02469 | 7 | 0.026313
7141 | 5.865 | 1 | 365 | 6.7099 | 0.44033 | 7 | 0.15022
7151 | 5.1 | 1 | 365 | 5.8347 | 0.68724 | 6 | 0.52193
6904 | 5.865 | 1 | 365 | 6.7099 | 0.44033 | 7 | 0.15022
7105 | 8.925 | 1 | 365 | 10.2107 | 0.45267 | 10 | 0.66337
6899 | 4.845 | 1 | 365 | 5.543 | 0.10288 | 5 | 0.64583
7033 | 9.18 | 1 | 365 | 10.5024 | 0.037035 | 10 | 0.53947
6981 | 6 | 1 | 365 | 6.8643 | 0.7497 | 7 | 0.61403
7123 | 5.1 | 1 | 365 | 5.8347 | 0.68724 | 6 | 0.52193
6963 | 7.5 | 1 | 365 | 8.5804 | 0.18712 | 8 | 0.76754
7160 | 5.355 | 1 | 365 | 6.1264 | 0.2716 | 6 | 0.39802
7155 | 6.885 | 1 | 365 | 7.8768 | 0.77778 | 8 | 0.6546
7010 | 8.415 | 1 | 365 | 9.6272 | 0.28395 | 9 | 0.91118
6870 | 4.59 | 1 | 365 | 5.2512 | 0.51852 | 5 | 0.76973
6824 | 7.25 | 1 | 365 | 8.2944 | 0.61422 | 8 | 0.90862
7086 | 5.61 | 1 | 365 | 6.4182 | 0.85597 | 7 | 0.27412
6993 | 3.825 | 1 | 365 | 4.376 | 0.76543 | 5 | 0.14145
7090 | 3.315 | 1 | 365 | 3.7925 | 0.59671 | 4 | 0.38925
7119 | 2.55 | 1 | 365 | 2.9173 | 0.84362 | 3 | 0.76096
7110 | 4.5 | 1 | 365 | 5.1483 | 0.31227 | 5 | 0.46052
6988 | 2.75 | 1 | 365 | 3.1462 | 0.30194 | 3 | 0.4481
7000 | 3.315 | 1 | 365 | 3.7925 | 0.59671 | 4 | 0.38925
6944 | 6.63 | 1 | 365 | 7.5851 | 0.19341 | 7 | 0.77851
6861 | 3.675 | 1 | 365 | 4.2044 | 0.42169 | 4 | 0.62609
6976 | 5.61 | 1 | 365 | 6.4182 | 0.85597 | 7 | 0.27412
7181 | 6.63 | 1 | 365 | 7.5851 | 0.19341 | 7 | 0.77851
6955 | 3.06 | 1 | 365 | 3.5008 | 0.012345 | 3 | 0.51316
6958 | 4.08 | 1 | 365 | 4.6677 | 0.34979 | 5 | 0.017542
6877 | 4.5 | 1 | 365 | 5.1483 | 0.31227 | 5 | 0.46052
6972 | 2.55 | 1 | 365 | 2.9173 | 0.84362 | 3 | 0.76096
6995 | 7.395 | 1 | 365 | 8.4603 | 0.9465 | 9 | 0.40679
6974 | 7.14 | 1 | 365 | 8.1686 | 0.36214 | 8 | 0.5307
6859 | 6.5 | 1 | 365 | 7.4364 | 0.8955 | 8 | 0.33187
6850 | 9.69 | 1 | 365 | 11.0859 | 0.20576 | 11 | 0.29166
7120 | 5.1 | 1 | 365 | 5.8347 | 0.68724 | 6 | 0.52193
7506 | 4.59 | 1 | 365 | 5.2512 | 0.51852 | 5 | 0.76973
6830 | 4.08 | 1 | 365 | 4.6677 | 0.34979 | 5 | 0.017542
7211 | 5.865 | 1 | 365 | 6.7099 | 0.44033 | 7 | 0.15022
7365 | 6.885 | 1 | 365 | 7.8768 | 0.77778 | 8 | 0.6546
7501 | 7.35 | 1 | 365 | 8.4088 | 0.84338 | 9 | 0.25219
6913 | 5.1 | 1 | 365 | 5.8347 | 0.68724 | 6 | 0.52193
6907 | 4.335 | 1 | 365 | 4.9595 | 0.93416 | 5 | 0.89364
6886 | 4.335 | 1 | 365 | 4.9595 | 0.93416 | 5 | 0.89364
7379 | 5.5 | 1 | 365 | 6.2923 | 0.60389 | 6 | 0.8962
7382 | 6.12 | 1 | 365 | 7.0016 | 0.02469 | 7 | 0.026313
6959 | 8 | 1 | 365 | 9.1524 | 0.33293 | 9 | 0.48538
6854 | 8.75 | 1 | 365 | 10.0105 | 0.05164 | 10 | 0.06213
7083 | 5.5 | 1 | 365 | 6.2923 | 0.60389 | 6 | 0.8962
7074 | 9.18 | 1 | 365 | 10.5024 | 0.037035 | 10 | 0.53947
7069 | 7.5 | 1 | 365 | 8.5804 | 0.18712 | 8 | 0.76754
7117 | 2.55 | 1 | 365 | 2.9173 | 0.84362 | 3 | 0.76096
7061 | 6.63 | 1 | 365 | 7.5851 | 0.19341 | 7 | 0.77851
7059 | 7.65 | 1 | 365 | 8.752 | 0.53086 | 9 | 0.28289
7116 | 4.75 | 1 | 365 | 5.4343 | 0.88518 | 6 | 0.31944
7112 | 5.355 | 1 | 365 | 6.1264 | 0.2716 | 6 | 0.39802
7052 | 5.75 | 1 | 365 | 6.5783 | 0.17679 | 6 | 0.75511
7109 | 4.335 | 1 | 365 | 4.9595 | 0.93416 | 5 | 0.89364
7101 | 3.57 | 1 | 365 | 4.0843 | 0.18107 | 4 | 0.26535
7513 | 2.45 | 1 | 365 | 2.8029 | 0.61446 | 3 | 0.4174
7690 | 7.5 | 1 | 365 | 8.5804 | 0.18712 | 8 | 0.76754
7047 | 4.335 | 1 | 365 | 4.9595 | 0.93416 | 5 | 0.89364
7102 | 7.14 | 1 | 365 | 8.1686 | 0.36214 | 8 | 0.5307
7041 | 3.825 | 1 | 365 | 4.376 | 0.76543 | 5 | 0.14145
7085 | 7.75 | 1 | 365 | 8.8664 | 0.76002 | 9 | 0.62646
7082 | 5.865 | 1 | 365 | 6.7099 | 0.44033 | 7 | 0.15022
7067 | 8.925 | 1 | 365 | 10.2107 | 0.45267 | 10 | 0.66337
7552 | 6.63 | 1 | 365 | 7.5851 | 0.19341 | 7 | 0.77851
7168 | 3.315 | 1 | 365 | 3.7925 | 0.59671 | 4 | 0.38925
7174 | 3.825 | 1 | 365 | 4.376 | 0.76543 | 5 | 0.14145
6964 | 5.61 | 1 | 365 | 6.4182 | 0.85597 | 7 | 0.27412
7157 | 4.845 | 1 | 365 | 5.543 | 0.10288 | 5 | 0.64583
7153 | 9.945 | 1 | 365 | 11.3776 | 0.79012 | 12 | 0.16776
7004 | 4.59 | 1 | 365 | 5.2512 | 0.51852 | 5 | 0.76973
7137 | 2.805 | 1 | 365 | 3.2091 | 0.42798 | 3 | 0.63706
7383 | 1.5 | 1 | 365 | 1.7161 | 0.43742 | 2 | 0.15351
6970 | 5.355 | 1 | 365 | 6.1264 | 0.2716 | 6 | 0.39802
7380 | 8.16 | 1 | 365 | 9.3355 | 0.69959 | 10 | 0.035084
7745 | 2.5 | 1 | 365 | 2.8601 | 0.72904 | 3 | 0.58918
7737 | 2.04 | 1 | 365 | 2.3339 | 0.6749 | 3 | 0.0087709
7678 | 6.75 | 1 | 365 | 7.7224 | 0.46841 | 8 | 0.19079
7683 | 4.845 | 1 | 365 | 5.543 | 0.10288 | 5 | 0.64583
7684 | 5.355 | 1 | 365 | 6.1264 | 0.2716 | 6 | 0.39802
7376 | 6.86 | 1 | 365 | 7.8482 | 0.72049 | 8 | 0.56871
7692 | 6.375 | 1 | 365 | 7.2934 | 0.60905 | 7 | 0.90241
7694 | 6.63 | 1 | 365 | 7.5851 | 0.19341 | 7 | 0.77851
7046 | 6.63 | 1 | 365 | 7.5851 | 0.19341 | 7 | 0.77851
7037 | 9.69 | 1 | 365 | 11.0859 | 0.20576 | 11 | 0.29166
7785 | 7.14 | 1 | 365 | 8.1686 | 0.36214 | 8 | 0.5307
7697 | 4.845 | 1 | 365 | 5.543 | 0.10288 | 5 | 0.64583
6956 | 3.675 | 1 | 365 | 4.2044 | 0.42169 | 4 | 0.62609
7049 | 8.67 | 1 | 365 | 9.919 | 0.86831 | 10 | 0.78728
7698 | 4.59 | 1 | 365 | 5.2512 | 0.51852 | 5 | 0.76973
7034 | 3.06 | 1 | 365 | 3.5008 | 0.012345 | 3 | 0.51316
7700 | 5.865 | 1 | 365 | 6.7099 | 0.44033 | 7 | 0.15022
7025 | 3 | 1 | 365 | 3.4322 | 0.87485 | 4 | 0.30702
7781 | 9.69 | 1 | 365 | 11.0859 | 0.20576 | 11 | 0.29166
7787 | 7.14 | 1 | 365 | 8.1686 | 0.36214 | 8 | 0.5307
7702 | 3.825 | 1 | 365 | 4.376 | 0.76543 | 5 | 0.14145
7016 | 6.63 | 1 | 365 | 7.5851 | 0.19341 | 7 | 0.77851
7791 | 7.14 | 1 | 365 | 8.1686 | 0.36214 | 8 | 0.5307
7007 | 8.16 | 1 | 365 | 9.3355 | 0.69959 | 10 | 0.035084
7705 | 5.355 | 1 | 365 | 6.1264 | 0.2716 | 6 | 0.39802
7730 | 9.18 | 1 | 365 | 10.5024 | 0.037035 | 10 | 0.53947
7020 | 7.395 | 1 | 365 | 8.4603 | 0.9465 | 9 | 0.40679
7385 | 8.67 | 1 | 365 | 9.919 | 0.86831 | 10 | 0.78728
7014 | 9.435 | 1 | 365 | 10.7942 | 0.6214 | 11 | 0.41557
7733 | 3.825 | 1 | 365 | 4.376 | 0.76543 | 5 | 0.14145
7389 | 6.5 | 1 | 365 | 7.4364 | 0.8955 | 8 | 0.33187
7011 | 2.295 | 1 | 365 | 2.6256 | 0.25926 | 2 | 0.88487
7005 | 5.1 | 1 | 365 | 5.8347 | 0.68724 | 6 | 0.52193
7051 | 3.315 | 1 | 365 | 3.7925 | 0.59671 | 4 | 0.38925
7714 | 6.885 | 1 | 365 | 7.8768 | 0.77778 | 8 | 0.6546
7717 | 10 | 1 | 365 | 11.4406 | 0.91616 | 12 | 0.35672
7405 | 5.1 | 1 | 365 | 5.8347 | 0.68724 | 6 | 0.52193
7900 | 7.14 | 1 | 365 | 8.1686 | 0.36214 | 8 | 0.5307
7455 | 4.845 | 1 | 365 | 5.543 | 0.10288 | 5 | 0.64583
7403 | 3.06 | 1 | 365 | 3.5008 | 0.012345 | 3 | 0.51316
7889 | 6.375 | 1 | 365 | 7.2934 | 0.60905 | 7 | 0.90241
7400 | 5.865 | 1 | 365 | 6.7099 | 0.44033 | 7 | 0.15022
7897 | 4.335 | 1 | 365 | 4.9595 | 0.93416 | 5 | 0.89364
7276 | 5.1 | 1 | 365 | 5.8347 | 0.68724 | 6 | 0.52193
7707 | 9 | 1 | 365 | 10.2965 | 0.62454 | 10 | 0.92105
7184 | 4.845 | 1 | 365 | 5.543 | 0.10288 | 5 | 0.64583
7271 | 3.57 | 1 | 365 | 4.0843 | 0.18107 | 4 | 0.26535
7713 | 3.06 | 1 | 365 | 3.5008 | 0.012345 | 3 | 0.51316
7952 | 6 | 1 | 365 | 6.8643 | 0.7497 | 7 | 0.61403
7943 | 5.355 | 1 | 365 | 6.1264 | 0.2716 | 6 | 0.39802
7375 | 6.885 | 1 | 365 | 7.8768 | 0.77778 | 8 | 0.6546
7937 | 3.75 | 1 | 365 | 4.2902 | 0.59356 | 4 | 0.88377
7956 | 4.59 | 1 | 365 | 5.2512 | 0.51852 | 5 | 0.76973
7252 | 5.865 | 1 | 365 | 6.7099 | 0.44033 | 7 | 0.15022
7213 | 3.06 | 1 | 365 | 3.5008 | 0.012345 | 3 | 0.51316
7936 | 4.75 | 1 | 365 | 5.4343 | 0.88518 | 6 | 0.31944
7207 | 4.845 | 1 | 365 | 5.543 | 0.10288 | 5 | 0.64583
7923 | 7.14 | 1 | 365 | 8.1686 | 0.36214 | 8 | 0.5307
7192 | 6.5 | 1 | 365 | 7.4364 | 0.8955 | 8 | 0.33187
7953 | 6.885 | 1 | 365 | 7.8768 | 0.77778 | 8 | 0.6546
7214 | 7.5 | 1 | 365 | 8.5804 | 0.18712 | 8 | 0.76754
7206 | 4.08 | 1 | 365 | 4.6677 | 0.34979 | 5 | 0.017542
7212 | 2.25 | 1 | 365 | 2.5741 | 0.15614 | 2 | 0.73026
7203 | 9.18 | 1 | 365 | 10.5024 | 0.037035 | 10 | 0.53947
7208 | 7.395 | 1 | 365 | 8.4603 | 0.9465 | 9 | 0.40679
7250 | 9.065 | 1 | 365 | 10.3709 | 0.7735 | 11 | 0.14437
7246 | 5.5 | 1 | 365 | 6.2923 | 0.60389 | 6 | 0.8962
7198 | 6.375 | 1 | 365 | 7.2934 | 0.60905 | 7 | 0.90241
7209 | 7.25 | 1 | 365 | 8.2944 | 0.61422 | 8 | 0.90862
7241 | 5.355 | 1 | 365 | 6.1264 | 0.2716 | 6 | 0.39802
7505 | 4.59 | 1 | 365 | 5.2512 | 0.51852 | 5 | 0.76973
6900 | 5.5 | 1 | 365 | 6.2923 | 0.60389 | 6 | 0.8962
7237 | 5.75 | 1 | 365 | 6.5783 | 0.17679 | 6 | 0.75511
6840 | 6.75 | 1 | 365 | 7.7224 | 0.46841 | 8 | 0.19079
7511 | 5.1 | 1 | 365 | 5.8347 | 0.68724 | 6 | 0.52193
6957 | 6.375 | 1 | 365 | 7.2934 | 0.60905 | 7 | 0.90241
7254 | 7.905 | 1 | 365 | 9.0438 | 0.11522 | 9 | 0.15899
6893 | 9 | 1 | 365 | 10.2965 | 0.62454 | 10 | 0.92105
7922 | 3.5 | 1 | 365 | 4.0042 | 0.020656 | 4 | 0.024852
6951 | 6 | 1 | 365 | 6.8643 | 0.7497 | 7 | 0.61403
7517 | 2.805 | 1 | 365 | 3.2091 | 0.42798 | 3 | 0.63706
6986 | 5.865 | 1 | 365 | 6.7099 | 0.44033 | 7 | 0.15022
7920 | 4.08 | 1 | 365 | 4.6677 | 0.34979 | 5 | 0.017542
6950 | 4.25 | 1 | 365 | 4.8622 | 0.73937 | 5 | 0.60161
6948 | 4 | 1 | 365 | 4.5762 | 0.16646 | 4 | 0.74269
7911 | 7.65 | 1 | 365 | 8.752 | 0.53086 | 9 | 0.28289
6946 | 6 | 1 | 365 | 6.8643 | 0.7497 | 7 | 0.61403
7794 | 8.75 | 1 | 365 | 10.0105 | 0.05164 | 10 | 0.06213
6966 | 7.25 | 1 | 365 | 8.2944 | 0.61422 | 8 | 0.90862
7393 | 2.04 | 1 | 365 | 2.3339 | 0.6749 | 3 | 0.0087709
8021 | 4.845 | 1 | 365 | 5.543 | 0.10288 | 5 | 0.64583
7134 | 7.5 | 1 | 365 | 8.5804 | 0.18712 | 8 | 0.76754
7299 | 7 | 1 | 365 | 8.0084 | 0.041312 | 8 | 0.049704
7740 | 6.5 | 1 | 365 | 7.4364 | 0.8955 | 8 | 0.33187
7440 | 5.865 | 1 | 365 | 6.7099 | 0.44033 | 7 | 0.15022
7743 | 4.335 | 1 | 365 | 4.9595 | 0.93416 | 5 | 0.89364
6905 | 4.335 | 1 | 365 | 4.9595 | 0.93416 | 5 | 0.89364
7457 | 5.355 | 1 | 365 | 6.1264 | 0.2716 | 6 | 0.39802
7442 | 5.61 | 1 | 365 | 6.4182 | 0.85597 | 7 | 0.27412
8325 | 4 | 1 | 365 | 4.5762 | 0.16646 | 4 | 0.74269
7504 | 7.25 | 1 | 365 | 8.2944 | 0.61422 | 8 | 0.90862
7219 | 3.315 | 1 | 365 | 3.7925 | 0.59671 | 4 | 0.38925
7994 | 5.5 | 1 | 365 | 6.2923 | 0.60389 | 6 | 0.8962
7216 | 6.885 | 1 | 365 | 7.8768 | 0.77778 | 8 | 0.6546
7215 | 7.65 | 1 | 365 | 8.752 | 0.53086 | 9 | 0.28289
6901 | 3.92 | 1 | 365 | 4.4847 | 0.98313 | 5 | 0.46783
7604 | 3.25 | 1 | 365 | 3.7182 | 0.44775 | 4 | 0.16593
7436 | 8.415 | 1 | 365 | 9.6272 | 0.28395 | 9 | 0.91118
7374 | 6.375 | 1 | 365 | 7.2934 | 0.60905 | 7 | 0.90241
7297 | 4.5 | 1 | 365 | 5.1483 | 0.31227 | 5 | 0.46052
7006 | 5 | 1 | 365 | 5.7203 | 0.45808 | 6 | 0.17836
8343 | 3.57 | 1 | 365 | 4.0843 | 0.18107 | 4 | 0.26535
7301 | 7.75 | 1 | 365 | 8.8664 | 0.76002 | 9 | 0.62646
7308 | 8.75 | 1 | 365 | 10.0105 | 0.05164 | 10 | 0.06213
7302 | 7.65 | 1 | 365 | 8.752 | 0.53086 | 9 | 0.28289
6998 | 8.67 | 1 | 365 | 9.919 | 0.86831 | 10 | 0.78728
7907 | 5.355 | 1 | 365 | 6.1264 | 0.2716 | 6 | 0.39802
6980 | 5.355 | 1 | 365 | 6.1264 | 0.2716 | 6 | 0.39802
8157 | 4.25 | 1 | 365 | 4.8622 | 0.73937 | 5 | 0.60161
6991 | 6.12 | 1 | 365 | 7.0016 | 0.02469 | 7 | 0.026313
8136 | 5.865 | 1 | 365 | 6.7099 | 0.44033 | 7 | 0.15022
6967 | 4.75 | 1 | 365 | 5.4343 | 0.88518 | 6 | 0.31944
6961 | 6.63 | 1 | 365 | 7.5851 | 0.19341 | 7 | 0.77851
7349 | 7.14 | 1 | 365 | 8.1686 | 0.36214 | 8 | 0.5307
7347 | 7.65 | 1 | 365 | 8.752 | 0.53086 | 9 | 0.28289
7300 | 6.885 | 1 | 365 | 7.8768 | 0.77778 | 8 | 0.6546
6911 | 7.395 | 1 | 365 | 8.4603 | 0.9465 | 9 | 0.40679
6917 | 4.41 | 1 | 365 | 5.0453 | 0.10603 | 5 | 0.15131
8100 | 8.415 | 1 | 365 | 9.6272 | 0.28395 | 9 | 0.91118
6891 | 8 | 1 | 365 | 9.1524 | 0.33293 | 9 | 0.48538
7319 | 4.08 | 1 | 365 | 4.6677 | 0.34979 | 5 | 0.017542
7063 | 3.825 | 1 | 365 | 4.376 | 0.76543 | 5 | 0.14145
7058 | 6.75 | 1 | 365 | 7.7224 | 0.46841 | 8 | 0.19079
7475 | 4.165 | 1 | 365 | 4.765 | 0.54458 | 5 | 0.30957
7145 | 7.65 | 1 | 365 | 8.752 | 0.53086 | 9 | 0.28289
7084 | 8.67 | 1 | 365 | 9.919 | 0.86831 | 10 | 0.78728
7001 | 6.375 | 1 | 365 | 7.2934 | 0.60905 | 7 | 0.90241
8105 | 3.57 | 1 | 365 | 4.0843 | 0.18107 | 4 | 0.26535
7265 | 7.105 | 1 | 365 | 8.1285 | 0.28193 | 8 | 0.41045
8112 | 6.12 | 1 | 365 | 7.0016 | 0.02469 | 7 | 0.026313
7373 | 4.08 | 1 | 365 | 4.6677 | 0.34979 | 5 | 0.017542
8158 | 7.905 | 1 | 365 | 9.0438 | 0.11522 | 9 | 0.15899
7524 | 5.5 | 1 | 365 | 6.2923 | 0.60389 | 6 | 0.8962
8154 | 6.12 | 1 | 365 | 7.0016 | 0.02469 | 7 | 0.026313
8119 | 5.1 | 1 | 365 | 5.8347 | 0.68724 | 6 | 0.52193
7520 | 4.25 | 1 | 365 | 4.8622 | 0.73937 | 5 | 0.60161
7264 | 9.75 | 1 | 365 | 11.1545 | 0.34326 | 11 | 0.4978
8123 | 4.08 | 1 | 365 | 4.6677 | 0.34979 | 5 | 0.017542
7518 | 5.5 | 1 | 365 | 6.2923 | 0.60389 | 6 | 0.8962
7364 | 3.75 | 1 | 365 | 4.2902 | 0.59356 | 4 | 0.88377
8118 | 3.57 | 1 | 365 | 4.0843 | 0.18107 | 4 | 0.26535
8166 | 2.25 | 1 | 365 | 2.5741 | 0.15614 | 2 | 0.73026
7515 | 7.75 | 1 | 365 | 8.8664 | 0.76002 | 9 | 0.62646
8114 | 9.18 | 1 | 365 | 10.5024 | 0.037035 | 10 | 0.53947
7509 | 6.25 | 1 | 365 | 7.1504 | 0.3226 | 7 | 0.47295
7499 | 8 | 1 | 365 | 9.1524 | 0.33293 | 9 | 0.48538
8107 | 7.14 | 1 | 365 | 8.1686 | 0.36214 | 8 | 0.5307
8172 | 9.435 | 1 | 365 | 10.7942 | 0.6214 | 11 | 0.41557
7363 | 5.75 | 1 | 365 | 6.5783 | 0.17679 | 6 | 0.75511
8102 | 5 | 1 | 365 | 5.7203 | 0.45808 | 6 | 0.17836
7465 | 8.25 | 1 | 365 | 9.4385 | 0.90583 | 10 | 0.34429
7287 | 5.61 | 1 | 365 | 6.4182 | 0.85597 | 7 | 0.27412
8179 | 8.16 | 1 | 365 | 9.3355 | 0.69959 | 10 | 0.035084
7462 | 5.5 | 1 | 365 | 6.2923 | 0.60389 | 6 | 0.8962
8091 | 5.5 | 1 | 365 | 6.2923 | 0.60389 | 6 | 0.8962
8089 | 9.435 | 1 | 365 | 10.7942 | 0.6214 | 11 | 0.41557
7284 | 7 | 1 | 365 | 8.0084 | 0.041312 | 8 | 0.049704
8087 | 5.1 | 1 | 365 | 5.8347 | 0.68724 | 6 | 0.52193
7547 | 4.5 | 1 | 365 | 5.1483 | 0.31227 | 5 | 0.46052
8078 | 7.65 | 1 | 365 | 8.752 | 0.53086 | 9 | 0.28289
7282 | 7.905 | 1 | 365 | 9.0438 | 0.11522 | 9 | 0.15899
7542 | 2.04 | 1 | 365 | 2.3339 | 0.6749 | 3 | 0.0087709
8074 | 6.885 | 1 | 365 | 7.8768 | 0.77778 | 8 | 0.6546
7273 | 6.375 | 1 | 365 | 7.2934 | 0.60905 | 7 | 0.90241
8071 | 4.845 | 1 | 365 | 5.543 | 0.10288 | 5 | 0.64583
7535 | 4.08 | 1 | 365 | 4.6677 | 0.34979 | 5 | 0.017542
8204 | 5.5 | 1 | 365 | 6.2923 | 0.60389 | 6 | 0.8962
8188 | 9.18 | 1 | 365 | 10.5024 | 0.037035 | 10 | 0.53947
7531 | 6.75 | 1 | 365 | 7.7224 | 0.46841 | 8 | 0.19079
7528 | 2.805 | 1 | 365 | 3.2091 | 0.42798 | 3 | 0.63706
7272 | 6.63 | 1 | 365 | 7.5851 | 0.19341 | 7 | 0.77851
8183 | 5.865 | 1 | 365 | 6.7099 | 0.44033 | 7 | 0.15022
7270 | 4.59 | 1 | 365 | 5.2512 | 0.51852 | 5 | 0.76973
7522 | 8.925 | 1 | 365 | 10.2107 | 0.45267 | 10 | 0.66337
7295 | 3.57 | 1 | 365 | 4.0843 | 0.18107 | 4 | 0.26535
8120 | 5.355 | 1 | 365 | 6.1264 | 0.2716 | 6 | 0.39802
8194 | 8.5 | 1 | 365 | 9.7245 | 0.47874 | 10 | 0.20321
7018 | 5.865 | 1 | 365 | 6.7099 | 0.44033 | 7 | 0.15022
8380 | 5.355 | 1 | 365 | 6.1264 | 0.2716 | 6 | 0.39802
7293 | 9.69 | 1 | 365 | 11.0859 | 0.20576 | 11 | 0.29166
7294 | 2.295 | 1 | 365 | 2.6256 | 0.25926 | 2 | 0.88487
8383 | 4.59 | 1 | 365 | 5.2512 | 0.51852 | 5 | 0.76973
8124 | 3.06 | 1 | 365 | 3.5008 | 0.012345 | 3 | 0.51316
8388 | 9.945 | 1 | 365 | 11.3776 | 0.79012 | 12 | 0.16776
7584 | 4.5 | 1 | 365 | 5.1483 | 0.31227 | 5 | 0.46052
8126 | 8.16 | 1 | 365 | 9.3355 | 0.69959 | 10 | 0.035084
8379 | 3.57 | 1 | 365 | 4.0843 | 0.18107 | 4 | 0.26535
7582 | 6.885 | 1 | 365 | 7.8768 | 0.77778 | 8 | 0.6546
8375 | 5.355 | 1 | 365 | 6.1264 | 0.2716 | 6 | 0.39802
7579 | 2.75 | 1 | 365 | 3.1462 | 0.30194 | 3 | 0.4481
8370 | 7.395 | 1 | 365 | 8.4603 | 0.9465 | 9 | 0.40679
8135 | 4.335 | 1 | 365 | 4.9595 | 0.93416 | 5 | 0.89364
7317 | 6 | 1 | 365 | 6.8643 | 0.7497 | 7 | 0.61403
8132 | 5.1 | 1 | 365 | 5.8347 | 0.68724 | 6 | 0.52193
7712 | 7.14 | 1 | 365 | 8.1686 | 0.36214 | 8 | 0.5307
8323 | 6.375 | 1 | 365 | 7.2934 | 0.60905 | 7 | 0.90241
7709 | 7 | 1 | 365 | 8.0084 | 0.041312 | 8 | 0.049704
7706 | 6.885 | 1 | 365 | 7.8768 | 0.77778 | 8 | 0.6546
8320 | 5.61 | 1 | 365 | 6.4182 | 0.85597 | 7 | 0.27412
7699 | 3.57 | 1 | 365 | 4.0843 | 0.18107 | 4 | 0.26535
8155 | 8.415 | 1 | 365 | 9.6272 | 0.28395 | 9 | 0.91118
7696 | 5.865 | 1 | 365 | 6.7099 | 0.44033 | 7 | 0.15022
8290 | 9.18 | 1 | 365 | 10.5024 | 0.037035 | 10 | 0.53947
7693 | 4.08 | 1 | 365 | 4.6677 | 0.34979 | 5 | 0.017542
8279 | 6.885 | 1 | 365 | 7.8768 | 0.77778 | 8 | 0.6546
7689 | 4.5 | 1 | 365 | 5.1483 | 0.31227 | 5 | 0.46052
8164 | 9.18 | 1 | 365 | 10.5024 | 0.037035 | 10 | 0.53947
8269 | 6.75 | 1 | 365 | 7.7224 | 0.46841 | 8 | 0.19079
8260 | 6.375 | 1 | 365 | 7.2934 | 0.60905 | 7 | 0.90241
7685 | 2.75 | 1 | 365 | 3.1462 | 0.30194 | 3 | 0.4481
8174 | 4.335 | 1 | 365 | 4.9595 | 0.93416 | 5 | 0.89364
7676 | 7.905 | 1 | 365 | 9.0438 | 0.11522 | 9 | 0.15899
8178 | 3.315 | 1 | 365 | 3.7925 | 0.59671 | 4 | 0.38925
8390 | 9.18 | 1 | 365 | 10.5024 | 0.037035 | 10 | 0.53947
7671 | 2 | 1 | 365 | 2.2881 | 0.58323 | 2 | 0.87134
7664 | 7.25 | 1 | 365 | 8.2944 | 0.61422 | 8 | 0.90862
7659 | 6.12 | 1 | 365 | 7.0016 | 0.02469 | 7 | 0.026313
8275 | 4.845 | 1 | 365 | 5.543 | 0.10288 | 5 | 0.64583
8273 | 5.5 | 1 | 365 | 6.2923 | 0.60389 | 6 | 0.8962
8200 | 4.845 | 1 | 365 | 5.543 | 0.10288 | 5 | 0.64583
8268 | 6.63 | 1 | 365 | 7.5851 | 0.19341 | 7 | 0.77851
8266 | 5.5 | 1 | 365 | 6.2923 | 0.60389 | 6 | 0.8962
8098 | 5.5 | 1 | 365 | 6.2923 | 0.60389 | 6 | 0.8962
8147 | 3.315 | 1 | 365 | 3.7925 | 0.59671 | 4 | 0.38925
8207 | 7.14 | 1 | 365 | 8.1686 | 0.36214 | 8 | 0.5307
7643 | 5.61 | 1 | 365 | 6.4182 | 0.85597 | 7 | 0.27412
8248 | 8.415 | 1 | 365 | 9.6272 | 0.28395 | 9 | 0.91118
8068 | 7.905 | 1 | 365 | 9.0438 | 0.11522 | 9 | 0.15899
7640 | 6 | 1 | 365 | 6.8643 | 0.7497 | 7 | 0.61403
8244 | 9.18 | 1 | 365 | 10.5024 | 0.037035 | 10 | 0.53947
8239 | 6.12 | 1 | 365 | 7.0016 | 0.02469 | 7 | 0.026313
8234 | 4.59 | 1 | 365 | 5.2512 | 0.51852 | 5 | 0.76973
8226 | 5.355 | 1 | 365 | 6.1264 | 0.2716 | 6 | 0.39802
8229 | 4.59 | 1 | 365 | 5.2512 | 0.51852 | 5 | 0.76973
7630 | 6.12 | 1 | 365 | 7.0016 | 0.02469 | 7 | 0.026313
8219 | 6.63 | 1 | 365 | 7.5851 | 0.19341 | 7 | 0.77851
7624 | 6.5 | 1 | 365 | 7.4364 | 0.8955 | 8 | 0.33187
8208 | 8.415 | 1 | 365 | 9.6272 | 0.28395 | 9 | 0.91118
7619 | 7.65 | 1 | 365 | 8.752 | 0.53086 | 9 | 0.28289
8080 | 6.63 | 1 | 365 | 7.5851 | 0.19341 | 7 | 0.77851
7634 | 6.75 | 1 | 365 | 7.7224 | 0.46841 | 8 | 0.19079
7453 | 4.59 | 1 | 365 | 5.2512 | 0.51852 | 5 | 0.76973
7449 | 4.5 | 1 | 365 | 5.1483 | 0.31227 | 5 | 0.46052
7450 | 4.59 | 1 | 365 | 5.2512 | 0.51852 | 5 | 0.76973
8358 | 7.14 | 1 | 365 | 8.1686 | 0.36214 | 8 | 0.5307
8092 | 6.25 | 1 | 365 | 7.1504 | 0.3226 | 7 | 0.47295
8153 | 6.12 | 1 | 365 | 7.0016 | 0.02469 | 7 | 0.026313
7447 | 7.25 | 1 | 365 | 8.2944 | 0.61422 | 8 | 0.90862
8055 | 5.1 | 1 | 365 | 5.8347 | 0.68724 | 6 | 0.52193
8361 | 6.12 | 1 | 365 | 7.0016 | 0.02469 | 7 | 0.026313
7446 | 3.825 | 1 | 365 | 4.376 | 0.76543 | 5 | 0.14145
8037 | 8 | 1 | 365 | 9.1524 | 0.33293 | 9 | 0.48538
7445 | 9.75 | 1 | 365 | 11.1545 | 0.34326 | 11 | 0.4978
8031 | 4.845 | 1 | 365 | 5.543 | 0.10288 | 5 | 0.64583
8365 | 3.825 | 1 | 365 | 4.376 | 0.76543 | 5 | 0.14145
8019 | 5.1 | 1 | 365 | 5.8347 | 0.68724 | 6 | 0.52193
7532 | 4.335 | 1 | 365 | 4.9595 | 0.93416 | 5 | 0.89364
7545 | 3.185 | 1 | 365 | 3.6438 | 0.2988 | 3 | 0.94262
8369 | 8.415 | 1 | 365 | 9.6272 | 0.28395 | 9 | 0.91118
8012 | 7.395 | 1 | 365 | 8.4603 | 0.9465 | 9 | 0.40679
8210 | 3.5 | 1 | 365 | 4.0042 | 0.020656 | 4 | 0.024852
7516 | 6.12 | 1 | 365 | 7.0016 | 0.02469 | 7 | 0.026313
7510 | 6.25 | 1 | 365 | 7.1504 | 0.3226 | 7 | 0.47295
7508 | 7.395 | 1 | 365 | 8.4603 | 0.9465 | 9 | 0.40679
7540 | 7.395 | 1 | 365 | 8.4603 | 0.9465 | 9 | 0.40679
7539 | 5.61 | 1 | 365 | 6.4182 | 0.85597 | 7 | 0.27412
7537 | 4.845 | 1 | 365 | 5.543 | 0.10288 | 5 | 0.64583
8101 | 9.18 | 1 | 365 | 10.5024 | 0.037035 | 10 | 0.53947
8300 | 9.69 | 1 | 365 | 11.0859 | 0.20576 | 11 | 0.29166
8314 | 7.905 | 1 | 365 | 9.0438 | 0.11522 | 9 | 0.15899
7536 | 6 | 1 | 365 | 6.8643 | 0.7497 | 7 | 0.61403
7533 | 6 | 1 | 365 | 6.8643 | 0.7497 | 7 | 0.61403
7580 | 7.395 | 1 | 365 | 8.4603 | 0.9465 | 9 | 0.40679
7578 | 5 | 1 | 365 | 5.7203 | 0.45808 | 6 | 0.17836
7576 | 5.355 | 1 | 365 | 6.1264 | 0.2716 | 6 | 0.39802
8396 | 5.865 | 1 | 365 | 6.7099 | 0.44033 | 7 | 0.15022
7570 | 5.5 | 1 | 365 | 6.2923 | 0.60389 | 6 | 0.8962
8393 | 4.59 | 1 | 365 | 5.2512 | 0.51852 | 5 | 0.76973
7574 | 4.75 | 1 | 365 | 5.4343 | 0.88518 | 6 | 0.31944
7563 | 4.08 | 1 | 365 | 4.6677 | 0.34979 | 5 | 0.017542
7968 | 6.12 | 1 | 365 | 7.0016 | 0.02469 | 7 | 0.026313
7561 | 7 | 1 | 365 | 8.0084 | 0.041312 | 8 | 0.049704
8474 | 4.845 | 1 | 365 | 5.543 | 0.10288 | 5 | 0.64583
7523 | 6 | 1 | 365 | 6.8643 | 0.7497 | 7 | 0.61403
7967 | 6.5 | 1 | 365 | 7.4364 | 0.8955 | 8 | 0.33187
7633 | 7.65 | 1 | 365 | 8.752 | 0.53086 | 9 | 0.28289
7965 | 4.59 | 1 | 365 | 5.2512 | 0.51852 | 5 | 0.76973
7625 | 4.845 | 1 | 365 | 5.543 | 0.10288 | 5 | 0.64583
7964 | 6.63 | 1 | 365 | 7.5851 | 0.19341 | 7 | 0.77851
7621 | 6.885 | 1 | 365 | 7.8768 | 0.77778 | 8 | 0.6546
7962 | 4.845 | 1 | 365 | 5.543 | 0.10288 | 5 | 0.64583
8083 | 5.865 | 1 | 365 | 6.7099 | 0.44033 | 7 | 0.15022
8065 | 3.06 | 1 | 365 | 3.5008 | 0.012345 | 3 | 0.51316
7814 | 3.75 | 1 | 365 | 4.2902 | 0.59356 | 4 | 0.88377
8453 | 5.865 | 1 | 365 | 6.7099 | 0.44033 | 7 | 0.15022
8159 | 2.295 | 1 | 365 | 2.6256 | 0.25926 | 2 | 0.88487
7864 | 5.5 | 1 | 365 | 6.2923 | 0.60389 | 6 | 0.8962
8063 | 5.1 | 1 | 365 | 5.8347 | 0.68724 | 6 | 0.52193
8470 | 7.14 | 1 | 365 | 8.1686 | 0.36214 | 8 | 0.5307
7799 | 6.5 | 1 | 365 | 7.4364 | 0.8955 | 8 | 0.33187
8030 | 2.5 | 1 | 365 | 2.8601 | 0.72904 | 3 | 0.58918
7825 | 3.825 | 1 | 365 | 4.376 | 0.76543 | 5 | 0.14145
7948 | 7.14 | 1 | 365 | 8.1686 | 0.36214 | 8 | 0.5307
7720 | 3.25 | 1 | 365 | 3.7182 | 0.44775 | 4 | 0.16593
7719 | 2.55 | 1 | 365 | 2.9173 | 0.84362 | 3 | 0.76096
8356 | 9.18 | 1 | 365 | 10.5024 | 0.037035 | 10 | 0.53947
7821 | 3.57 | 1 | 365 | 4.0843 | 0.18107 | 4 | 0.26535
8002 | 7.395 | 1 | 365 | 8.4603 | 0.9465 | 9 | 0.40679
8445 | 5.355 | 1 | 365 | 6.1264 | 0.2716 | 6 | 0.39802
7716 | 5.25 | 1 | 365 | 6.0063 | 0.030984 | 6 | 0.037278
8006 | 7.5 | 1 | 365 | 8.5804 | 0.18712 | 8 | 0.76754
8435 | 9.18 | 1 | 365 | 10.5024 | 0.037035 | 10 | 0.53947
8084 | 2.805 | 1 | 365 | 3.2091 | 0.42798 | 3 | 0.63706
7715 | 5 | 1 | 365 | 5.7203 | 0.45808 | 6 | 0.17836
7999 | 8.16 | 1 | 365 | 9.3355 | 0.69959 | 10 | 0.035084
8081 | 3.06 | 1 | 365 | 3.5008 | 0.012345 | 3 | 0.51316
7858 | 3.315 | 1 | 365 | 3.7925 | 0.59671 | 4 | 0.38925
7855 | 5.865 | 1 | 365 | 6.7099 | 0.44033 | 7 | 0.15022
7997 | 6.885 | 1 | 365 | 7.8768 | 0.77778 | 8 | 0.6546
7837 | 6.12 | 1 | 365 | 7.0016 | 0.02469 | 7 | 0.026313
8152 | 6 | 1 | 365 | 6.8643 | 0.7497 | 7 | 0.61403
8156 | 6.63 | 1 | 365 | 7.5851 | 0.19341 | 7 | 0.77851
7810 | 4 | 1 | 365 | 4.5762 | 0.16646 | 4 | 0.74269
7792 | 4.25 | 1 | 365 | 4.8622 | 0.73937 | 5 | 0.60161
7711 | 5.1 | 1 | 365 | 5.8347 | 0.68724 | 6 | 0.52193
8354 | 7.5 | 1 | 365 | 8.5804 | 0.18712 | 8 | 0.76754
7991 | 3.5 | 1 | 365 | 4.0042 | 0.020656 | 4 | 0.024852
8149 | 7.75 | 1 | 365 | 8.8664 | 0.76002 | 9 | 0.62646
7703 | 5.355 | 1 | 365 | 6.1264 | 0.2716 | 6 | 0.39802
8145 | 5.355 | 1 | 365 | 6.1264 | 0.2716 | 6 | 0.39802
8142 | 5.5 | 1 | 365 | 6.2923 | 0.60389 | 6 | 0.8962
7464 | 5.355 | 1 | 365 | 6.1264 | 0.2716 | 6 | 0.39802
8437 | 6 | 1 | 365 | 6.8643 | 0.7497 | 7 | 0.61403
8113 | 7.25 | 1 | 365 | 8.2944 | 0.61422 | 8 | 0.90862
7463 | 5.5 | 1 | 365 | 6.2923 | 0.60389 | 6 | 0.8962
8106 | 5.355 | 1 | 365 | 6.1264 | 0.2716 | 6 | 0.39802
8304 | 6.375 | 1 | 365 | 7.2934 | 0.60905 | 7 | 0.90241
7459 | 6.75 | 1 | 365 | 7.7224 | 0.46841 | 8 | 0.19079
7242 | 8.415 | 1 | 365 | 9.6272 | 0.28395 | 9 | 0.91118
8205 | 6.12 | 1 | 365 | 7.0016 | 0.02469 | 7 | 0.026313
7525 | 9.69 | 1 | 365 | 11.0859 | 0.20576 | 11 | 0.29166
7521 | 6.375 | 1 | 365 | 7.2934 | 0.60905 | 7 | 0.90241
7519 | 3.57 | 1 | 365 | 4.0843 | 0.18107 | 4 | 0.26535
7500 | 6.75 | 1 | 365 | 7.7224 | 0.46841 | 8 | 0.19079
8010 | 4.08 | 1 | 365 | 4.6677 | 0.34979 | 5 | 0.017542
7497 | 2.75 | 1 | 365 | 3.1462 | 0.30194 | 3 | 0.4481
8003 | 6.63 | 1 | 365 | 7.5851 | 0.19341 | 7 | 0.77851
8302 | 8 | 1 | 365 | 9.1524 | 0.33293 | 9 | 0.48538
7493 | 4.59 | 1 | 365 | 5.2512 | 0.51852 | 5 | 0.76973
7995 | 9.945 | 1 | 365 | 11.3776 | 0.79012 | 12 | 0.16776
7489 | 7.14 | 1 | 365 | 8.1686 | 0.36214 | 8 | 0.5307
7833 | 4.335 | 1 | 365 | 4.9595 | 0.93416 | 5 | 0.89364
7485 | 6.5 | 1 | 365 | 7.4364 | 0.8955 | 8 | 0.33187
8077 | 6.75 | 1 | 365 | 7.7224 | 0.46841 | 8 | 0.19079
6978 | 6.375 | 1 | 365 | 7.2934 | 0.60905 | 7 | 0.90241
7482 | 5.39 | 1 | 365 | 6.1665 | 0.35181 | 6 | 0.51827
8533 | 6.25 | 1 | 365 | 7.1504 | 0.3226 | 7 | 0.47295
8131 | 5.355 | 1 | 365 | 6.1264 | 0.2716 | 6 | 0.39802
7551 | 6.25 | 1 | 365 | 7.1504 | 0.3226 | 7 | 0.47295
8360 | 5.61 | 1 | 365 | 6.4182 | 0.85597 | 7 | 0.27412
7296 | 7.75 | 1 | 365 | 8.8664 | 0.76002 | 9 | 0.62646
7587 | 8.75 | 1 | 365 | 10.0105 | 0.05164 | 10 | 0.06213
8357 | 4.59 | 1 | 365 | 5.2512 | 0.51852 | 5 | 0.76973
7571 | 4.845 | 1 | 365 | 5.543 | 0.10288 | 5 | 0.64583
7454 | 5.61 | 1 | 365 | 6.4182 | 0.85597 | 7 | 0.27412
7566 | 5.1 | 1 | 365 | 5.8347 | 0.68724 | 6 | 0.52193
8366 | 7.25 | 1 | 365 | 8.2944 | 0.61422 | 8 | 0.90862
7575 | 4.08 | 1 | 365 | 4.6677 | 0.34979 | 5 | 0.017542
8363 | 6.375 | 1 | 365 | 7.2934 | 0.60905 | 7 | 0.90241
7298 | 3.57 | 1 | 365 | 4.0843 | 0.18107 | 4 | 0.26535
8235 | 3.06 | 1 | 365 | 3.5008 | 0.012345 | 3 | 0.51316
8150 | 9.435 | 1 | 365 | 10.7942 | 0.6214 | 11 | 0.41557
7674 | 4.335 | 1 | 365 | 4.9595 | 0.93416 | 5 | 0.89364
7562 | 5.1 | 1 | 365 | 5.8347 | 0.68724 | 6 | 0.52193
8272 | 8.67 | 1 | 365 | 9.919 | 0.86831 | 10 | 0.78728
7572 | 1.75 | 1 | 365 | 2.0021 | 0.010328 | 2 | 0.012426
7548 | 7.65 | 1 | 365 | 8.752 | 0.53086 | 9 | 0.28289
7797 | 7.14 | 1 | 365 | 8.1686 | 0.36214 | 8 | 0.5307
7458 | 4.335 | 1 | 365 | 4.9595 | 0.93416 | 5 | 0.89364
7494 | 4.335 | 1 | 365 | 4.9595 | 0.93416 | 5 | 0.89364
7805 | 3 | 1 | 365 | 3.4322 | 0.87485 | 4 | 0.30702
7452 | 9.69 | 1 | 365 | 11.0859 | 0.20576 | 11 | 0.29166
7811 | 5.865 | 1 | 365 | 6.7099 | 0.44033 | 7 | 0.15022
7448 | 4.59 | 1 | 365 | 5.2512 | 0.51852 | 5 | 0.76973
7577 | 8.925 | 1 | 365 | 10.2107 | 0.45267 | 10 | 0.66337
7725 | 6.12 | 1 | 365 | 7.0016 | 0.02469 | 7 | 0.026313
8143 | 5.61 | 1 | 365 | 6.4182 | 0.85597 | 7 | 0.27412
7990 | 2.55 | 1 | 365 | 2.9173 | 0.84362 | 3 | 0.76096
7687 | 8.67 | 1 | 365 | 9.919 | 0.86831 | 10 | 0.78728
8217 | 6.12 | 1 | 365 | 7.0016 | 0.02469 | 7 | 0.026313
7544 | 5 | 1 | 365 | 5.7203 | 0.45808 | 6 | 0.17836
7727 | 7.65 | 1 | 365 | 8.752 | 0.53086 | 9 | 0.28289
7726 | 9.69 | 1 | 365 | 11.0859 | 0.20576 | 11 | 0.29166
7529 | 7.395 | 1 | 365 | 8.4603 | 0.9465 | 9 | 0.40679
6996 | 2.04 | 1 | 365 | 2.3339 | 0.6749 | 3 | 0.0087709
7835 | 8.415 | 1 | 365 | 9.6272 | 0.28395 | 9 | 0.91118
6990 | 4.08 | 1 | 365 | 4.6677 | 0.34979 | 5 | 0.017542
7002 | 2.94 | 1 | 365 | 3.3635 | 0.73735 | 4 | 0.10088
7502 | 3.06 | 1 | 365 | 3.5008 | 0.012345 | 3 | 0.51316
6999 | 5.865 | 1 | 365 | 6.7099 | 0.44033 | 7 | 0.15022
7498 | 4.08 | 1 | 365 | 4.6677 | 0.34979 | 5 | 0.017542
7175 | 6.25 | 1 | 365 | 7.1504 | 0.3226 | 7 | 0.47295
7196 | 8.16 | 1 | 365 | 9.3355 | 0.69959 | 10 | 0.035084
7194 | 3.825 | 1 | 365 | 4.376 | 0.76543 | 5 | 0.14145
7165 | 3.315 | 1 | 365 | 3.7925 | 0.59671 | 4 | 0.38925
7190 | 3.825 | 1 | 365 | 4.376 | 0.76543 | 5 | 0.14145
7185 | 5.75 | 1 | 365 | 6.5783 | 0.17679 | 6 | 0.75511
7195 | 6.12 | 1 | 365 | 7.0016 | 0.02469 | 7 | 0.026313
7191 | 7.14 | 1 | 365 | 8.1686 | 0.36214 | 8 | 0.5307
7268 | 3.06 | 1 | 365 | 3.5008 | 0.012345 | 3 | 0.51316
7259 | 7.905 | 1 | 365 | 9.0438 | 0.11522 | 9 | 0.15899
7189 | 8.25 | 1 | 365 | 9.4385 | 0.90583 | 10 | 0.34429
7188 | 5.865 | 1 | 365 | 6.7099 | 0.44033 | 7 | 0.15022
20705 | 8.96 | 1 | 365 | 10.2507 | 0.53288 | 10 | 0.78362
14940 | 6.6 | 1 | 365 | 7.5508 | 0.12467 | 7 | 0.67544
26499 | 6.12 | 1 | 365 | 7.0016 | 0.02469 | 7 | 0.026313
5609 | 29 | 0.9 | 365 | 29.8599 | 0.81118 | 30 | 0.67104
6391 | 12.06 | 1 | 365 | 13.7973 | 0.63689 | 14 | 0.4342
8148 | 8.67 | 1 | 365 | 9.919 | 0.86831 | 10 | 0.78728
4315 | 2.97 | 1 | 365 | 3.3978 | 0.8061 | 4 | 0.20395
4505 | 24.99 | 1 | 365 | 28.59 | 0.26748 | 28 | 0.85744
7322 | 2.75 | 1 | 365 | 3.1462 | 0.30194 | 3 | 0.4481
6063 | 6.12 | 1 | 365 | 7.0016 | 0.02469 | 7 | 0.026313
4252 | 31.2 | 1 | 365 | 35.6945 | 0.49842 | 36 | 0.19297
5557 | 644.16 | 0.9 | 365 | 663.2596 | 0.55063 | 663 | 0.81023
10869 | 8.12 | 1 | 365 | 9.2897 | 0.60792 | 9 | 0.89766
2511 | 750.2 | 0.9 | 365 | 772.4437 | 0.25329 | 772 | 0.69702
8704 | 138 | 0.9 | 365 | 142.0918 | 0.61871 | 142 | 0.71046
4846 | 73.255 | 0.9 | 365 | 75.427 | 0.085097 | 75 | 0.51214
5359 | 7.56 | 1 | 365 | 8.6491 | 0.32462 | 8 | 0.97368
5901 | 9.18 | 1 | 365 | 10.5024 | 0.037035 | 10 | 0.53947
5494 | 2.04 | 1 | 365 | 2.3339 | 0.6749 | 3 | 0.0087709
5385 | 7.905 | 1 | 365 | 9.0438 | 0.11522 | 9 | 0.15899
5380 | 6.375 | 1 | 365 | 7.2934 | 0.60905 | 7 | 0.90241
5362 | 9.945 | 1 | 365 | 11.3776 | 0.79012 | 12 | 0.16776
5364 | 4.25 | 1 | 365 | 4.8622 | 0.73937 | 5 | 0.60161
5341 | 10.2 | 1 | 365 | 11.6694 | 0.37448 | 12 | 0.043854
5389 | 4.59 | 1 | 365 | 5.2512 | 0.51852 | 5 | 0.76973
5367 | 10.71 | 1 | 365 | 12.2528 | 0.54321 | 12 | 0.79605
5524 | 10.71 | 1 | 365 | 12.2528 | 0.54321 | 12 | 0.79605
5366 | 10.2 | 1 | 365 | 11.6694 | 0.37448 | 12 | 0.043854
5780 | 5.1 | 1 | 365 | 5.8347 | 0.68724 | 6 | 0.52193
5778 | 4.335 | 1 | 365 | 4.9595 | 0.93416 | 5 | 0.89364
5786 | 6.63 | 1 | 365 | 7.5851 | 0.19341 | 7 | 0.77851
5789 | 6 | 1 | 365 | 6.8643 | 0.7497 | 7 | 0.61403
5790 | 8.16 | 1 | 365 | 9.3355 | 0.69959 | 10 | 0.035084
5566 | 8.16 | 1 | 365 | 9.3355 | 0.69959 | 10 | 0.035084
5635 | 5.75 | 1 | 365 | 6.5783 | 0.17679 | 6 | 0.75511
5791 | 6.75 | 1 | 365 | 7.7224 | 0.46841 | 8 | 0.19079
5638 | 4.5 | 1 | 365 | 5.1483 | 0.31227 | 5 | 0.46052
5792 | 8.16 | 1 | 365 | 9.3355 | 0.69959 | 10 | 0.035084
5640 | 6.63 | 1 | 365 | 7.5851 | 0.19341 | 7 | 0.77851
5793 | 4.335 | 1 | 365 | 4.9595 | 0.93416 | 5 | 0.89364
5567 | 9.5 | 1 | 365 | 10.8685 | 0.77035 | 11 | 0.63888
5574 | 14.79 | 1 | 365 | 16.9206 | 0.893 | 17 | 0.81359
5796 | 2.75 | 1 | 365 | 3.1462 | 0.30194 | 3 | 0.4481
5598 | 3.06 | 1 | 365 | 3.5008 | 0.012345 | 3 | 0.51316
5599 | 6.12 | 1 | 365 | 7.0016 | 0.02469 | 7 | 0.026313
5605 | 6.12 | 1 | 365 | 7.0016 | 0.02469 | 7 | 0.026313
5799 | 6.63 | 1 | 365 | 7.5851 | 0.19341 | 7 | 0.77851
5606 | 7.65 | 1 | 365 | 8.752 | 0.53086 | 9 | 0.28289
5652 | 9.69 | 1 | 365 | 11.0859 | 0.20576 | 11 | 0.29166
5801 | 2.295 | 1 | 365 | 2.6256 | 0.25926 | 2 | 0.88487
5668 | 6.12 | 1 | 365 | 7.0016 | 0.02469 | 7 | 0.026313
5669 | 5.355 | 1 | 365 | 6.1264 | 0.2716 | 6 | 0.39802
5671 | 6.885 | 1 | 365 | 7.8768 | 0.77778 | 8 | 0.6546
5802 | 6.12 | 1 | 365 | 7.0016 | 0.02469 | 7 | 0.026313
5681 | 8.925 | 1 | 365 | 10.2107 | 0.45267 | 10 | 0.66337
5804 | 7.395 | 1 | 365 | 8.4603 | 0.9465 | 9 | 0.40679
5806 | 4.08 | 1 | 365 | 4.6677 | 0.34979 | 5 | 0.017542
5859 | 18 | 1 | 365 | 20.593 | 0.24909 | 20 | 0.8421
5810 | 5.355 | 1 | 365 | 6.1264 | 0.2716 | 6 | 0.39802
5811 | 6.63 | 1 | 365 | 7.5851 | 0.19341 | 7 | 0.77851
5816 | 4.335 | 1 | 365 | 4.9595 | 0.93416 | 5 | 0.89364
5815 | 7.65 | 1 | 365 | 8.752 | 0.53086 | 9 | 0.28289
43 | 4506.78 | 0.7 | 365 | 3609.2061 | 0.46641 | 3609 | 0.6725
5683 | 8.415 | 1 | 365 | 9.6272 | 0.28395 | 9 | 0.91118
5684 | 6.375 | 1 | 365 | 7.2934 | 0.60905 | 7 | 0.90241
5899 | 8.67 | 1 | 365 | 9.919 | 0.86831 | 10 | 0.78728
5907 | 4.335 | 1 | 365 | 4.9595 | 0.93416 | 5 | 0.89364
5730 | 4.845 | 1 | 365 | 5.543 | 0.10288 | 5 | 0.64583
5910 | 10.455 | 1 | 365 | 11.9611 | 0.95885 | 12 | 0.91995
5732 | 9.945 | 1 | 365 | 11.3776 | 0.79012 | 12 | 0.16776
5735 | 10.455 | 1 | 365 | 11.9611 | 0.95885 | 12 | 0.91995
5737 | 8.67 | 1 | 365 | 9.919 | 0.86831 | 10 | 0.78728
5743 | 5.1 | 1 | 365 | 5.8347 | 0.68724 | 6 | 0.52193
5911 | 7.14 | 1 | 365 | 8.1686 | 0.36214 | 8 | 0.5307
5745 | 2.295 | 1 | 365 | 2.6256 | 0.25926 | 2 | 0.88487
5749 | 7.14 | 1 | 365 | 8.1686 | 0.36214 | 8 | 0.5307
5751 | 2.55 | 1 | 365 | 2.9173 | 0.84362 | 3 | 0.76096
5912 | 8.25 | 1 | 365 | 9.4385 | 0.90583 | 10 | 0.34429
5753 | 2.25 | 1 | 365 | 2.5741 | 0.15614 | 2 | 0.73026
5915 | 5.61 | 1 | 365 | 6.4182 | 0.85597 | 7 | 0.27412
5755 | 6.36 | 1 | 365 | 7.2762 | 0.57468 | 7 | 0.85087
5757 | 10.25 | 1 | 365 | 11.7266 | 0.48906 | 12 | 0.21564
5925 | 7.395 | 1 | 365 | 8.4603 | 0.9465 | 9 | 0.40679
5758 | 5.355 | 1 | 365 | 6.1264 | 0.2716 | 6 | 0.39802
5759 | 4.59 | 1 | 365 | 5.2512 | 0.51852 | 5 | 0.76973
5927 | 10.455 | 1 | 365 | 11.9611 | 0.95885 | 12 | 0.91995
5760 | 8.925 | 1 | 365 | 10.2107 | 0.45267 | 10 | 0.66337
5762 | 6.375 | 1 | 365 | 7.2934 | 0.60905 | 7 | 0.90241
5932 | 9.18 | 1 | 365 | 10.5024 | 0.037035 | 10 | 0.53947
5572 | 7.395 | 1 | 365 | 8.4603 | 0.9465 | 9 | 0.40679
234 | 4442.02 | 0.7 | 365 | 3557.3437 | 0.58287 | 3557 | 0.92662
5692 | 5 | 1 | 365 | 5.7203 | 0.45808 | 6 | 0.17836
5690 | 4.68 | 1 | 365 | 5.3542 | 0.72476 | 6 | 0.078945
5775 | 6.885 | 1 | 365 | 7.8768 | 0.77778 | 8 | 0.6546
5777 | 5.355 | 1 | 365 | 6.1264 | 0.2716 | 6 | 0.39802
5779 | 5.1 | 1 | 365 | 5.8347 | 0.68724 | 6 | 0.52193
5724 | 9.69 | 1 | 365 | 11.0859 | 0.20576 | 11 | 0.29166
5855 | 5.25 | 1 | 365 | 6.0063 | 0.030984 | 6 | 0.037278
5934 | 3.06 | 1 | 365 | 3.5008 | 0.012345 | 3 | 0.51316
5939 | 7.14 | 1 | 365 | 8.1686 | 0.36214 | 8 | 0.5307
5945 | 12.24 | 1 | 365 | 14.0032 | 0.04938 | 14 | 0.052625
5949 | 2.805 | 1 | 365 | 3.2091 | 0.42798 | 3 | 0.63706
5881 | 7.14 | 1 | 365 | 8.1686 | 0.36214 | 8 | 0.5307
5955 | 8.67 | 1 | 365 | 9.919 | 0.86831 | 10 | 0.78728
5968 | 7.395 | 1 | 365 | 8.4603 | 0.9465 | 9 | 0.40679
6167 | 8.925 | 1 | 365 | 10.2107 | 0.45267 | 10 | 0.66337
6179 | 7.14 | 1 | 365 | 8.1686 | 0.36214 | 8 | 0.5307
6180 | 6.885 | 1 | 365 | 7.8768 | 0.77778 | 8 | 0.6546
6184 | 3.825 | 1 | 365 | 4.376 | 0.76543 | 5 | 0.14145
6186 | 14.025 | 1 | 365 | 16.0454 | 0.13991 | 16 | 0.1853
5993 | 13.515 | 1 | 365 | 15.4619 | 0.97119 | 16 | 0.43311
6194 | 5.865 | 1 | 365 | 6.7099 | 0.44033 | 7 | 0.15022
6195 | 8.67 | 1 | 365 | 9.919 | 0.86831 | 10 | 0.78728
6208 | 6.75 | 1 | 365 | 7.7224 | 0.46841 | 8 | 0.19079
6209 | 8.415 | 1 | 365 | 9.6272 | 0.28395 | 9 | 0.91118
6210 | 10.71 | 1 | 365 | 12.2528 | 0.54321 | 12 | 0.79605
6212 | 5.61 | 1 | 365 | 6.4182 | 0.85597 | 7 | 0.27412
6221 | 11.475 | 1 | 365 | 13.128 | 0.29629 | 13 | 0.42434
6239 | 3.825 | 1 | 365 | 4.376 | 0.76543 | 5 | 0.14145
6268 | 10.965 | 1 | 365 | 12.5446 | 0.12757 | 12 | 0.67214
5819 | 4.335 | 1 | 365 | 4.9595 | 0.93416 | 5 | 0.89364
5822 | 4.08 | 1 | 365 | 4.6677 | 0.34979 | 5 | 0.017542
6271 | 7.14 | 1 | 365 | 8.1686 | 0.36214 | 8 | 0.5307
5823 | 3 | 1 | 365 | 3.4322 | 0.87485 | 4 | 0.30702
6272 | 3.57 | 1 | 365 | 4.0843 | 0.18107 | 4 | 0.26535
5824 | 3.315 | 1 | 365 | 3.7925 | 0.59671 | 4 | 0.38925
6274 | 6.885 | 1 | 365 | 7.8768 | 0.77778 | 8 | 0.6546
5827 | 6.375 | 1 | 365 | 7.2934 | 0.60905 | 7 | 0.90241
6273 | 12.75 | 1 | 365 | 14.5867 | 0.2181 | 14 | 0.80482
5826 | 4.845 | 1 | 365 | 5.543 | 0.10288 | 5 | 0.64583
5834 | 4.59 | 1 | 365 | 5.2512 | 0.51852 | 5 | 0.76973
5809 | 4.08 | 1 | 365 | 4.6677 | 0.34979 | 5 | 0.017542
5836 | 8.16 | 1 | 365 | 9.3355 | 0.69959 | 10 | 0.035084
5835 | 6.63 | 1 | 365 | 7.5851 | 0.19341 | 7 | 0.77851
5837 | 6.12 | 1 | 365 | 7.0016 | 0.02469 | 7 | 0.026313
5839 | 6 | 1 | 365 | 6.8643 | 0.7497 | 7 | 0.61403
5840 | 10.455 | 1 | 365 | 11.9611 | 0.95885 | 12 | 0.91995
5847 | 5.1 | 1 | 365 | 5.8347 | 0.68724 | 6 | 0.52193
5845 | 6 | 1 | 365 | 6.8643 | 0.7497 | 7 | 0.61403
5849 | 4.335 | 1 | 365 | 4.9595 | 0.93416 | 5 | 0.89364
5852 | 9.18 | 1 | 365 | 10.5024 | 0.037035 | 10 | 0.53947
5853 | 4.59 | 1 | 365 | 5.2512 | 0.51852 | 5 | 0.76973
5854 | 4.59 | 1 | 365 | 5.2512 | 0.51852 | 5 | 0.76973
6278 | 8.925 | 1 | 365 | 10.2107 | 0.45267 | 10 | 0.66337
6280 | 10.455 | 1 | 365 | 11.9611 | 0.95885 | 12 | 0.91995
5856 | 7.5 | 1 | 365 | 8.5804 | 0.18712 | 8 | 0.76754
5857 | 4.75 | 1 | 365 | 5.4343 | 0.88518 | 6 | 0.31944
6285 | 4.08 | 1 | 365 | 4.6677 | 0.34979 | 5 | 0.017542
6225 | 11.73 | 1 | 365 | 13.4198 | 0.88066 | 14 | 0.30043
6609 | 7.02 | 1 | 365 | 8.0313 | 0.087144 | 8 | 0.11842
6630 | 11.475 | 1 | 365 | 13.128 | 0.29629 | 13 | 0.42434
6631 | 3.27 | 1 | 365 | 3.7411 | 0.49358 | 4 | 0.23465
6688 | 8.925 | 1 | 365 | 10.2107 | 0.45267 | 10 | 0.66337
6715 | 6.885 | 1 | 365 | 7.8768 | 0.77778 | 8 | 0.6546
6657 | 9.69 | 1 | 365 | 11.0859 | 0.20576 | 11 | 0.29166
6664 | 8.925 | 1 | 365 | 10.2107 | 0.45267 | 10 | 0.66337
6531 | 6 | 1 | 365 | 6.8643 | 0.7497 | 7 | 0.61403
6706 | 7.395 | 1 | 365 | 8.4603 | 0.9465 | 9 | 0.40679
6707 | 5.865 | 1 | 365 | 6.7099 | 0.44033 | 7 | 0.15022
6708 | 8.67 | 1 | 365 | 9.919 | 0.86831 | 10 | 0.78728
6709 | 4.845 | 1 | 365 | 5.543 | 0.10288 | 5 | 0.64583
6710 | 9.18 | 1 | 365 | 10.5024 | 0.037035 | 10 | 0.53947
6718 | 8.67 | 1 | 365 | 9.919 | 0.86831 | 10 | 0.78728
6719 | 6.885 | 1 | 365 | 7.8768 | 0.77778 | 8 | 0.6546
6096 | 4.59 | 1 | 365 | 5.2512 | 0.51852 | 5 | 0.76973
6757 | 7.395 | 1 | 365 | 8.4603 | 0.9465 | 9 | 0.40679
6758 | 4.25 | 1 | 365 | 4.8622 | 0.73937 | 5 | 0.60161
6760 | 9.18 | 1 | 365 | 10.5024 | 0.037035 | 10 | 0.53947
6762 | 5.355 | 1 | 365 | 6.1264 | 0.2716 | 6 | 0.39802
6764 | 7.395 | 1 | 365 | 8.4603 | 0.9465 | 9 | 0.40679
6763 | 4.335 | 1 | 365 | 4.9595 | 0.93416 | 5 | 0.89364
6766 | 5.25 | 1 | 365 | 6.0063 | 0.030984 | 6 | 0.037278
6770 | 13.26 | 1 | 365 | 15.1702 | 0.38683 | 15 | 0.55701
6813 | 73.81 | 0.9 | 365 | 75.9985 | 0.22976 | 76 | 0.22826
6816 | 73.81 | 0.9 | 365 | 75.9985 | 0.22976 | 76 | 0.22826
6696 | 24.48 | 1 | 365 | 28.0065 | 0.09876 | 28 | 0.10525
7554 | 13.515 | 1 | 365 | 15.4619 | 0.97119 | 16 | 0.43311
7564 | 3.57 | 1 | 365 | 4.0843 | 0.18107 | 4 | 0.26535
7568 | 6.625 | 1 | 365 | 7.5794 | 0.18196 | 7 | 0.76133
7573 | 5.355 | 1 | 365 | 6.1264 | 0.2716 | 6 | 0.39802
7595 | 8.68 | 1 | 365 | 9.9304 | 0.89123 | 10 | 0.82163
7613 | 7.65 | 1 | 365 | 8.752 | 0.53086 | 9 | 0.28289
7616 | 7.14 | 1 | 365 | 8.1686 | 0.36214 | 8 | 0.5307
7627 | 7.848 | 1 | 365 | 8.9786 | 0.9846 | 9 | 0.96315
7631 | 6.12 | 1 | 365 | 7.0016 | 0.02469 | 7 | 0.026313
2199 | 2042.28 | 0.8 | 365 | 1869.1862 | 0.09722 | 1869 | 0.28337
7945 | 6.86 | 1 | 365 | 7.8482 | 0.72049 | 8 | 0.56871
2202 | 2611.08 | 0.8 | 365 | 2389.7774 | 0.87416 | 2390 | 0.65156
8007 | 5.1 | 1 | 365 | 5.8347 | 0.68724 | 6 | 0.52193
2204 | 1950 | 0.8 | 365 | 1784.7274 | 0.92096 | 1785 | 0.64832
8025 | 9.18 | 1 | 365 | 10.5024 | 0.037035 | 10 | 0.53947
8049 | 10.2 | 1 | 365 | 11.6694 | 0.37448 | 12 | 0.043854
8052 | 5.5 | 1 | 365 | 6.2923 | 0.60389 | 6 | 0.8962
8053 | 5.61 | 1 | 365 | 6.4182 | 0.85597 | 7 | 0.27412
5860 | 8.16 | 1 | 365 | 9.3355 | 0.69959 | 10 | 0.035084
8058 | 4.845 | 1 | 365 | 5.543 | 0.10288 | 5 | 0.64583
5861 | 8.25 | 1 | 365 | 9.4385 | 0.90583 | 10 | 0.34429
8110 | 12.495 | 1 | 365 | 14.295 | 0.63374 | 14 | 0.92872
5864 | 3.06 | 1 | 365 | 3.5008 | 0.012345 | 3 | 0.51316
8117 | 4.08 | 1 | 365 | 4.6677 | 0.34979 | 5 | 0.017542
5865 | 7.65 | 1 | 365 | 8.752 | 0.53086 | 9 | 0.28289
5868 | 10.455 | 1 | 365 | 11.9611 | 0.95885 | 12 | 0.91995
5873 | 3.57 | 1 | 365 | 4.0843 | 0.18107 | 4 | 0.26535
5874 | 6.63 | 1 | 365 | 7.5851 | 0.19341 | 7 | 0.77851
5878 | 9.18 | 1 | 365 | 10.5024 | 0.037035 | 10 | 0.53947
5879 | 7.65 | 1 | 365 | 8.752 | 0.53086 | 9 | 0.28289
5882 | 6.12 | 1 | 365 | 7.0016 | 0.02469 | 7 | 0.026313
5886 | 6.75 | 1 | 365 | 7.7224 | 0.46841 | 8 | 0.19079
5885 | 5.1 | 1 | 365 | 5.8347 | 0.68724 | 6 | 0.52193
5890 | 7.14 | 1 | 365 | 8.1686 | 0.36214 | 8 | 0.5307
5894 | 10.965 | 1 | 365 | 12.5446 | 0.12757 | 12 | 0.67214
8482 | 7.65 | 1 | 365 | 8.752 | 0.53086 | 9 | 0.28289
5889 | 3.57 | 1 | 365 | 4.0843 | 0.18107 | 4 | 0.26535
5897 | 7.14 | 1 | 365 | 8.1686 | 0.36214 | 8 | 0.5307
5893 | 8.415 | 1 | 365 | 9.6272 | 0.28395 | 9 | 0.91118
5980 | 5.355 | 1 | 365 | 6.1264 | 0.2716 | 6 | 0.39802
5982 | 4.845 | 1 | 365 | 5.543 | 0.10288 | 5 | 0.64583
5984 | 6.12 | 1 | 365 | 7.0016 | 0.02469 | 7 | 0.026313
5985 | 3.825 | 1 | 365 | 4.376 | 0.76543 | 5 | 0.14145
5991 | 8.925 | 1 | 365 | 10.2107 | 0.45267 | 10 | 0.66337
5995 | 2.205 | 1 | 365 | 2.5226 | 0.053013 | 2 | 0.57566
6002 | 5.865 | 1 | 365 | 6.7099 | 0.44033 | 7 | 0.15022
6000 | 6.375 | 1 | 365 | 7.2934 | 0.60905 | 7 | 0.90241
6013 | 3.825 | 1 | 365 | 4.376 | 0.76543 | 5 | 0.14145
6005 | 3.825 | 1 | 365 | 4.376 | 0.76543 | 5 | 0.14145
6006 | 9.69 | 1 | 365 | 11.0859 | 0.20576 | 11 | 0.29166
6011 | 7.5 | 1 | 365 | 8.5804 | 0.18712 | 8 | 0.76754
8519 | 5.61 | 1 | 365 | 6.4182 | 0.85597 | 7 | 0.27412
6647 | 5.355 | 1 | 365 | 6.1264 | 0.2716 | 6 | 0.39802
8527 | 6.375 | 1 | 365 | 7.2934 | 0.60905 | 7 | 0.90241
8532 | 4.59 | 1 | 365 | 5.2512 | 0.51852 | 5 | 0.76973
8529 | 4.08 | 1 | 365 | 4.6677 | 0.34979 | 5 | 0.017542
8534 | 9.69 | 1 | 365 | 11.0859 | 0.20576 | 11 | 0.29166
8536 | 4.59 | 1 | 365 | 5.2512 | 0.51852 | 5 | 0.76973
8539 | 13.005 | 1 | 365 | 14.8784 | 0.80247 | 15 | 0.68091
7433 | 12.75 | 1 | 365 | 14.5867 | 0.2181 | 14 | 0.80482
8543 | 10.71 | 1 | 365 | 12.2528 | 0.54321 | 12 | 0.79605
6486 | 6.885 | 1 | 365 | 7.8768 | 0.77778 | 8 | 0.6546
6408 | 5.865 | 1 | 365 | 6.7099 | 0.44033 | 7 | 0.15022
8548 | 8.925 | 1 | 365 | 10.2107 | 0.45267 | 10 | 0.66337
8557 | 8.925 | 1 | 365 | 10.2107 | 0.45267 | 10 | 0.66337
8562 | 14.79 | 1 | 365 | 16.9206 | 0.893 | 17 | 0.81359
8563 | 6.12 | 1 | 365 | 7.0016 | 0.02469 | 7 | 0.026313
8578 | 6.885 | 1 | 365 | 7.8768 | 0.77778 | 8 | 0.6546
8582 | 10.965 | 1 | 365 | 12.5446 | 0.12757 | 12 | 0.67214
8589 | 11.475 | 1 | 365 | 13.128 | 0.29629 | 13 | 0.42434
5940 | 9.69 | 1 | 365 | 11.0859 | 0.20576 | 11 | 0.29166
8592 | 12.75 | 1 | 365 | 14.5867 | 0.2181 | 14 | 0.80482
8778 | 8.16 | 1 | 365 | 9.3355 | 0.69959 | 10 | 0.035084
8783 | 5.355 | 1 | 365 | 6.1264 | 0.2716 | 6 | 0.39802
8784 | 8.415 | 1 | 365 | 9.6272 | 0.28395 | 9 | 0.91118
6037 | 5.355 | 1 | 365 | 6.1264 | 0.2716 | 6 | 0.39802
6038 | 8.415 | 1 | 365 | 9.6272 | 0.28395 | 9 | 0.91118
8789 | 5.61 | 1 | 365 | 6.4182 | 0.85597 | 7 | 0.27412
6040 | 2.915 | 1 | 365 | 3.3349 | 0.68006 | 4 | 0.014984
8790 | 10.2 | 1 | 365 | 11.6694 | 0.37448 | 12 | 0.043854
6041 | 8.16 | 1 | 365 | 9.3355 | 0.69959 | 10 | 0.035084
8795 | 5.355 | 1 | 365 | 6.1264 | 0.2716 | 6 | 0.39802
6043 | 4.59 | 1 | 365 | 5.2512 | 0.51852 | 5 | 0.76973
8799 | 8.67 | 1 | 365 | 9.919 | 0.86831 | 10 | 0.78728
6044 | 9.18 | 1 | 365 | 10.5024 | 0.037035 | 10 | 0.53947
8813 | 8.925 | 1 | 365 | 10.2107 | 0.45267 | 10 | 0.66337
8838 | 3.315 | 1 | 365 | 3.7925 | 0.59671 | 4 | 0.38925
6049 | 8.16 | 1 | 365 | 9.3355 | 0.69959 | 10 | 0.035084
8841 | 3.06 | 1 | 365 | 3.5008 | 0.012345 | 3 | 0.51316
6051 | 11.73 | 1 | 365 | 13.4198 | 0.88066 | 14 | 0.30043
6057 | 4.335 | 1 | 365 | 4.9595 | 0.93416 | 5 | 0.89364
8850 | 10.2 | 1 | 365 | 11.6694 | 0.37448 | 12 | 0.043854
8967 | 12.24 | 1 | 365 | 14.0032 | 0.04938 | 14 | 0.052625
6062 | 6.375 | 1 | 365 | 7.2934 | 0.60905 | 7 | 0.90241
6064 | 5.75 | 1 | 365 | 6.5783 | 0.17679 | 6 | 0.75511
8982 | 8.925 | 1 | 365 | 10.2107 | 0.45267 | 10 | 0.66337
6065 | 6.5 | 1 | 365 | 7.4364 | 0.8955 | 8 | 0.33187
6066 | 11.475 | 1 | 365 | 13.128 | 0.29629 | 13 | 0.42434
8986 | 4.845 | 1 | 365 | 5.543 | 0.10288 | 5 | 0.64583
6070 | 7.14 | 1 | 365 | 8.1686 | 0.36214 | 8 | 0.5307
6071 | 9.435 | 1 | 365 | 10.7942 | 0.6214 | 11 | 0.41557
8990 | 7.14 | 1 | 365 | 8.1686 | 0.36214 | 8 | 0.5307
6072 | 10.71 | 1 | 365 | 12.2528 | 0.54321 | 12 | 0.79605
6076 | 4.845 | 1 | 365 | 5.543 | 0.10288 | 5 | 0.64583
6080 | 4.59 | 1 | 365 | 5.2512 | 0.51852 | 5 | 0.76973
6083 | 6 | 1 | 365 | 6.8643 | 0.7497 | 7 | 0.61403
6084 | 15.81 | 1 | 365 | 18.0875 | 0.23045 | 18 | 0.31797
8993 | 3.825 | 1 | 365 | 4.376 | 0.76543 | 5 | 0.14145
6087 | 8.67 | 1 | 365 | 9.919 | 0.86831 | 10 | 0.78728
6091 | 9.69 | 1 | 365 | 11.0859 | 0.20576 | 11 | 0.29166
8995 | 7.395 | 1 | 365 | 8.4603 | 0.9465 | 9 | 0.40679
6100 | 13.77 | 1 | 365 | 15.7537 | 0.55555 | 16 | 0.3092
8996 | 6.12 | 1 | 365 | 7.0016 | 0.02469 | 7 | 0.026313
6139 | 3.315 | 1 | 365 | 3.7925 | 0.59671 | 4 | 0.38925
9000 | 10.2 | 1 | 365 | 11.6694 | 0.37448 | 12 | 0.043854
5954 | 7.65 | 1 | 365 | 8.752 | 0.53086 | 9 | 0.28289
6152 | 8.16 | 1 | 365 | 9.3355 | 0.69959 | 10 | 0.035084
6145 | 6.375 | 1 | 365 | 7.2934 | 0.60905 | 7 | 0.90241
6156 | 12.24 | 1 | 365 | 14.0032 | 0.04938 | 14 | 0.052625
6158 | 5.355 | 1 | 365 | 6.1264 | 0.2716 | 6 | 0.39802
8998 | 8.67 | 1 | 365 | 9.919 | 0.86831 | 10 | 0.78728
9003 | 10.965 | 1 | 365 | 12.5446 | 0.12757 | 12 | 0.67214
9007 | 9.18 | 1 | 365 | 10.5024 | 0.037035 | 10 | 0.53947
9011 | 5.865 | 1 | 365 | 6.7099 | 0.44033 | 7 | 0.15022
9016 | 9.18 | 1 | 365 | 10.5024 | 0.037035 | 10 | 0.53947
9024 | 5.865 | 1 | 365 | 6.7099 | 0.44033 | 7 | 0.15022
6033 | 10.71 | 1 | 365 | 12.2528 | 0.54321 | 12 | 0.79605
9033 | 2.55 | 1 | 365 | 2.9173 | 0.84362 | 3 | 0.76096
9030 | 6.25 | 1 | 365 | 7.1504 | 0.3226 | 7 | 0.47295
9041 | 3.57 | 1 | 365 | 4.0843 | 0.18107 | 4 | 0.26535
9043 | 6.12 | 1 | 365 | 7.0016 | 0.02469 | 7 | 0.026313
9051 | 4.75 | 1 | 365 | 5.4343 | 0.88518 | 6 | 0.31944
9060 | 10.4 | 1 | 365 | 11.8982 | 0.83281 | 12 | 0.73099
9056 | 8.925 | 1 | 365 | 10.2107 | 0.45267 | 10 | 0.66337
9063 | 4.08 | 1 | 365 | 4.6677 | 0.34979 | 5 | 0.017542
9205 | 8.82 | 1 | 365 | 10.0906 | 0.21205 | 10 | 0.30263
9212 | 6.25 | 1 | 365 | 7.1504 | 0.3226 | 7 | 0.47295
9214 | 8 | 1 | 365 | 9.1524 | 0.33293 | 9 | 0.48538
9217 | 12.5 | 1 | 365 | 14.3007 | 0.6452 | 14 | 0.9459
9289 | 9.435 | 1 | 365 | 10.7942 | 0.6214 | 11 | 0.41557
9296 | 7.14 | 1 | 365 | 8.1686 | 0.36214 | 8 | 0.5307
9310 | 5.865 | 1 | 365 | 6.7099 | 0.44033 | 7 | 0.15022
9313 | 8.75 | 1 | 365 | 10.0105 | 0.05164 | 10 | 0.06213
9314 | 8 | 1 | 365 | 9.1524 | 0.33293 | 9 | 0.48538
9444 | 5.1 | 1 | 365 | 5.8347 | 0.68724 | 6 | 0.52193
9445 | 4.335 | 1 | 365 | 4.9595 | 0.93416 | 5 | 0.89364
9448 | 6.12 | 1 | 365 | 7.0016 | 0.02469 | 7 | 0.026313
9449 | 17.34 | 1 | 365 | 19.8379 | 0.73662 | 20 | 0.57455
6289 | 6.63 | 1 | 365 | 7.5851 | 0.19341 | 7 | 0.77851
6081 | 9.5 | 1 | 365 | 10.8685 | 0.77035 | 11 | 0.63888
6078 | 5.355 | 1 | 365 | 6.1264 | 0.2716 | 6 | 0.39802
6294 | 11.73 | 1 | 365 | 13.4198 | 0.88066 | 14 | 0.30043
6295 | 6.885 | 1 | 365 | 7.8768 | 0.77778 | 8 | 0.6546
5963 | 17.28 | 1 | 365 | 19.7693 | 0.59912 | 20 | 0.36841
5741 | 5.865 | 1 | 365 | 6.7099 | 0.44033 | 7 | 0.15022
9504 | 13.26 | 1 | 365 | 15.1702 | 0.38683 | 15 | 0.55701
9505 | 11.73 | 1 | 365 | 13.4198 | 0.88066 | 14 | 0.30043
9528 | 7.14 | 1 | 365 | 8.1686 | 0.36214 | 8 | 0.5307
9589 | 3.57 | 1 | 365 | 4.0843 | 0.18107 | 4 | 0.26535
9585 | 4.16 | 1 | 365 | 4.7593 | 0.53312 | 5 | 0.2924
9590 | 3.06 | 1 | 365 | 3.5008 | 0.012345 | 3 | 0.51316
9591 | 9.435 | 1 | 365 | 10.7942 | 0.6214 | 11 | 0.41557
9606 | 6.375 | 1 | 365 | 7.2934 | 0.60905 | 7 | 0.90241
9607 | 3.06 | 1 | 365 | 3.5008 | 0.012345 | 3 | 0.51316
9614 | 10.2 | 1 | 365 | 11.6694 | 0.37448 | 12 | 0.043854
9617 | 4.59 | 1 | 365 | 5.2512 | 0.51852 | 5 | 0.76973
9619 | 4.335 | 1 | 365 | 4.9595 | 0.93416 | 5 | 0.89364
6030 | 4.95 | 1 | 365 | 5.6631 | 0.3435 | 6 | 0.0065764
5626 | 10.175 | 1 | 365 | 11.6408 | 0.31719 | 11 | 0.95796
5807 | 8.16 | 1 | 365 | 9.3355 | 0.69959 | 10 | 0.035084
5844 | 9.18 | 1 | 365 | 10.5024 | 0.037035 | 10 | 0.53947
5825 | 7.14 | 1 | 365 | 8.1686 | 0.36214 | 8 | 0.5307
5848 | 7.905 | 1 | 365 | 9.0438 | 0.11522 | 9 | 0.15899
6094 | 10.71 | 1 | 365 | 12.2528 | 0.54321 | 12 | 0.79605
5888 | 11.5 | 1 | 365 | 13.1566 | 0.35358 | 13 | 0.51023
5808 | 7.65 | 1 | 365 | 8.752 | 0.53086 | 9 | 0.28289
6086 | 7.395 | 1 | 365 | 8.4603 | 0.9465 | 9 | 0.40679
6095 | 11.22 | 1 | 365 | 12.8363 | 0.71193 | 13 | 0.54824
6376 | 6.72 | 1 | 365 | 7.6881 | 0.39966 | 8 | 0.087716
6380 | 4.251 | 1 | 365 | 4.8634 | 0.74166 | 5 | 0.60504
6427 | 7.65 | 1 | 365 | 8.752 | 0.53086 | 9 | 0.28289
6462 | 5.1 | 1 | 365 | 5.8347 | 0.68724 | 6 | 0.52193
6543 | 4.32 | 1 | 365 | 4.9423 | 0.89978 | 5 | 0.8421
6546 | 3.43 | 1 | 365 | 3.9241 | 0.86024 | 4 | 0.78435
9768 | 3.825 | 1 | 365 | 4.376 | 0.76543 | 5 | 0.14145
9771 | 13.005 | 1 | 365 | 14.8784 | 0.80247 | 15 | 0.68091
6583 | 9 | 1 | 365 | 10.2965 | 0.62454 | 10 | 0.92105
6721 | 6.375 | 1 | 365 | 7.2934 | 0.60905 | 7 | 0.90241
9775 | 3.06 | 1 | 365 | 3.5008 | 0.012345 | 3 | 0.51316
6722 | 6.12 | 1 | 365 | 7.0016 | 0.02469 | 7 | 0.026313
6723 | 7.905 | 1 | 365 | 9.0438 | 0.11522 | 9 | 0.15899
6862 | 4.48 | 1 | 365 | 5.1254 | 0.26644 | 5 | 0.39181
9782 | 3.315 | 1 | 365 | 3.7925 | 0.59671 | 4 | 0.38925
6969 | 8.67 | 1 | 365 | 9.919 | 0.86831 | 10 | 0.78728
6973 | 6.63 | 1 | 365 | 7.5851 | 0.19341 | 7 | 0.77851
9788 | 8.16 | 1 | 365 | 9.3355 | 0.69959 | 10 | 0.035084
6975 | 5.1 | 1 | 365 | 5.8347 | 0.68724 | 6 | 0.52193
6308 | 7.14 | 1 | 365 | 8.1686 | 0.36214 | 8 | 0.5307
9857 | 6.12 | 1 | 365 | 7.0016 | 0.02469 | 7 | 0.026313
6307 | 5.1 | 1 | 365 | 5.8347 | 0.68724 | 6 | 0.52193
9858 | 5.865 | 1 | 365 | 6.7099 | 0.44033 | 7 | 0.15022
6311 | 4.335 | 1 | 365 | 4.9595 | 0.93416 | 5 | 0.89364
6333 | 8.415 | 1 | 365 | 9.6272 | 0.28395 | 9 | 0.91118
6089 | 3.57 | 1 | 365 | 4.0843 | 0.18107 | 4 | 0.26535
6366 | 3 | 1 | 365 | 3.4322 | 0.87485 | 4 | 0.30702
5944 | 14.28 | 1 | 365 | 16.3371 | 0.72428 | 17 | 0.061396
6399 | 8.67 | 1 | 365 | 9.919 | 0.86831 | 10 | 0.78728
9869 | 5 | 1 | 365 | 5.7203 | 0.45808 | 6 | 0.17836
9901 | 13.005 | 1 | 365 | 14.8784 | 0.80247 | 15 | 0.68091
9914 | 11.475 | 1 | 365 | 13.128 | 0.29629 | 13 | 0.42434
9915 | 6 | 1 | 365 | 6.8643 | 0.7497 | 7 | 0.61403
9917 | 7.395 | 1 | 365 | 8.4603 | 0.9465 | 9 | 0.40679
9918 | 4.59 | 1 | 365 | 5.2512 | 0.51852 | 5 | 0.76973
9381 | 11.475 | 1 | 365 | 13.128 | 0.29629 | 13 | 0.42434
9922 | 10.965 | 1 | 365 | 12.5446 | 0.12757 | 12 | 0.67214
9921 | 7.65 | 1 | 365 | 8.752 | 0.53086 | 9 | 0.28289
9516 | 6.867 | 1 | 365 | 7.8562 | 0.73653 | 8 | 0.59276
9810 | 4.08 | 1 | 365 | 4.6677 | 0.34979 | 5 | 0.017542
9951 | 10.455 | 1 | 365 | 11.9611 | 0.95885 | 12 | 0.91995
8677 | 6.75 | 1 | 365 | 7.7224 | 0.46841 | 8 | 0.19079
8628 | 5 | 1 | 365 | 5.7203 | 0.45808 | 6 | 0.17836
8976 | 4.59 | 1 | 365 | 5.2512 | 0.51852 | 5 | 0.76973
9201 | 12.495 | 1 | 365 | 14.295 | 0.63374 | 14 | 0.92872
9103 | 5.355 | 1 | 365 | 6.1264 | 0.2716 | 6 | 0.39802
10050 | 13.77 | 1 | 365 | 15.7537 | 0.55555 | 16 | 0.3092
10064 | 7.65 | 1 | 365 | 8.752 | 0.53086 | 9 | 0.28289
10069 | 11.985 | 1 | 365 | 13.7115 | 0.46502 | 14 | 0.17653
10127 | 6.885 | 1 | 365 | 7.8768 | 0.77778 | 8 | 0.6546
10131 | 6.885 | 1 | 365 | 7.8768 | 0.77778 | 8 | 0.6546
10133 | 10.2 | 1 | 365 | 11.6694 | 0.37448 | 12 | 0.043854
10136 | 4.25 | 1 | 365 | 4.8622 | 0.73937 | 5 | 0.60161
10146 | 3.825 | 1 | 365 | 4.376 | 0.76543 | 5 | 0.14145
6405 | 7.14 | 1 | 365 | 8.1686 | 0.36214 | 8 | 0.5307
6410 | 4.59 | 1 | 365 | 5.2512 | 0.51852 | 5 | 0.76973
6411 | 5.355 | 1 | 365 | 6.1264 | 0.2716 | 6 | 0.39802
10149 | 2.805 | 1 | 365 | 3.2091 | 0.42798 | 3 | 0.63706
10156 | 5.61 | 1 | 365 | 6.4182 | 0.85597 | 7 | 0.27412
7249 | 11 | 1 | 365 | 12.5846 | 0.20778 | 12 | 0.79239
6490 | 8.16 | 1 | 365 | 9.3355 | 0.69959 | 10 | 0.035084
6495 | 9.18 | 1 | 365 | 10.5024 | 0.037035 | 10 | 0.53947
6501 | 7.14 | 1 | 365 | 8.1686 | 0.36214 | 8 | 0.5307
6503 | 6.25 | 1 | 365 | 7.1504 | 0.3226 | 7 | 0.47295
6505 | 13.515 | 1 | 365 | 15.4619 | 0.97119 | 16 | 0.43311
6511 | 5.61 | 1 | 365 | 6.4182 | 0.85597 | 7 | 0.27412
6512 | 4 | 1 | 365 | 4.5762 | 0.16646 | 4 | 0.74269
6513 | 13.515 | 1 | 365 | 15.4619 | 0.97119 | 16 | 0.43311
6519 | 4.335 | 1 | 365 | 4.9595 | 0.93416 | 5 | 0.89364
6522 | 7.25 | 1 | 365 | 8.2944 | 0.61422 | 8 | 0.90862
6523 | 5.355 | 1 | 365 | 6.1264 | 0.2716 | 6 | 0.39802
6340 | 5.865 | 1 | 365 | 6.7099 | 0.44033 | 7 | 0.15022
6526 | 2.805 | 1 | 365 | 3.2091 | 0.42798 | 3 | 0.63706
6527 | 5.1 | 1 | 365 | 5.8347 | 0.68724 | 6 | 0.52193
6413 | 3.315 | 1 | 365 | 3.7925 | 0.59671 | 4 | 0.38925
6529 | 5.1 | 1 | 365 | 5.8347 | 0.68724 | 6 | 0.52193
6530 | 9.18 | 1 | 365 | 10.5024 | 0.037035 | 10 | 0.53947
5680 | 4.08 | 1 | 365 | 4.6677 | 0.34979 | 5 | 0.017542
6532 | 7.905 | 1 | 365 | 9.0438 | 0.11522 | 9 | 0.15899
6536 | 8.48 | 1 | 365 | 9.7016 | 0.4329 | 10 | 0.1345
6537 | 4.335 | 1 | 365 | 4.9595 | 0.93416 | 5 | 0.89364
6483 | 11.22 | 1 | 365 | 12.8363 | 0.71193 | 13 | 0.54824
6488 | 3.825 | 1 | 365 | 4.376 | 0.76543 | 5 | 0.14145
6350 | 6.12 | 1 | 365 | 7.0016 | 0.02469 | 7 | 0.026313
6651 | 6.375 | 1 | 365 | 7.2934 | 0.60905 | 7 | 0.90241
6653 | 10.71 | 1 | 365 | 12.2528 | 0.54321 | 12 | 0.79605
6654 | 7.65 | 1 | 365 | 8.752 | 0.53086 | 9 | 0.28289
6655 | 5.1 | 1 | 365 | 5.8347 | 0.68724 | 6 | 0.52193
6771 | 13.515 | 1 | 365 | 15.4619 | 0.97119 | 16 | 0.43311
6775 | 12.495 | 1 | 365 | 14.295 | 0.63374 | 14 | 0.92872
6790 | 6.63 | 1 | 365 | 7.5851 | 0.19341 | 7 | 0.77851
6791 | 3.57 | 1 | 365 | 4.0843 | 0.18107 | 4 | 0.26535
6916 | 3.75 | 1 | 365 | 4.2902 | 0.59356 | 4 | 0.88377
6938 | 8.16 | 1 | 365 | 9.3355 | 0.69959 | 10 | 0.035084
7806 | 4.5 | 1 | 365 | 5.1483 | 0.31227 | 5 | 0.46052
6942 | 3.25 | 1 | 365 | 3.7182 | 0.44775 | 4 | 0.16593
9039 | 4.165 | 1 | 365 | 4.765 | 0.54458 | 5 | 0.30957
7803 | 6.885 | 1 | 365 | 7.8768 | 0.77778 | 8 | 0.6546
8407 | 8.16 | 1 | 365 | 9.3355 | 0.69959 | 10 | 0.035084
7003 | 10.455 | 1 | 365 | 11.9611 | 0.95885 | 12 | 0.91995
8391 | 5.61 | 1 | 365 | 6.4182 | 0.85597 | 7 | 0.27412
7009 | 7.14 | 1 | 365 | 8.1686 | 0.36214 | 8 | 0.5307
7013 | 7.65 | 1 | 365 | 8.752 | 0.53086 | 9 | 0.28289
7818 | 2.75 | 1 | 365 | 3.1462 | 0.30194 | 3 | 0.4481
7023 | 3.57 | 1 | 365 | 4.0843 | 0.18107 | 4 | 0.26535
7024 | 5.61 | 1 | 365 | 6.4182 | 0.85597 | 7 | 0.27412
7026 | 7.65 | 1 | 365 | 8.752 | 0.53086 | 9 | 0.28289
7819 | 4.25 | 1 | 365 | 4.8622 | 0.73937 | 5 | 0.60161
7036 | 8.67 | 1 | 365 | 9.919 | 0.86831 | 10 | 0.78728
6452 | 8.4 | 1 | 365 | 9.6101 | 0.24957 | 9 | 0.85964
7673 | 6.57 | 1 | 365 | 7.5164 | 0.055917 | 7 | 0.57237
6729 | 4 | 1 | 365 | 4.5762 | 0.16646 | 4 | 0.74269
7847 | 6.12 | 1 | 365 | 7.0016 | 0.02469 | 7 | 0.026313
6731 | 6.375 | 1 | 365 | 7.2934 | 0.25427 | 7 | 0.54762
7094 | 6.885 | 1 | 365 | 7.8768 | 0.77778 | 8 | 0.6546
8165 | 4 | 1 | 365 | 4.5762 | 0.16646 | 4 | 0.74269
7136 | 7.65 | 1 | 365 | 8.752 | 0.53086 | 9 | 0.28289
8457 | 3 | 1 | 365 | 3.4322 | 0.87485 | 4 | 0.30702
7138 | 10.2 | 1 | 365 | 11.6694 | 0.37448 | 12 | 0.043854
8460 | 8.415 | 1 | 365 | 9.6272 | 0.28395 | 9 | 0.91118
7144 | 6.5 | 1 | 365 | 7.4364 | 0.8955 | 8 | 0.33187
7969 | 8.67 | 1 | 365 | 9.919 | 0.86831 | 10 | 0.78728
7668 | 8 | 1 | 365 | 9.1524 | 0.33293 | 9 | 0.48538
7665 | 3.75 | 1 | 365 | 4.2902 | 0.59356 | 4 | 0.88377
7986 | 7.65 | 1 | 365 | 8.752 | 0.53086 | 9 | 0.28289
7976 | 8.415 | 1 | 365 | 9.6272 | 0.28395 | 9 | 0.91118
7662 | 6.375 | 1 | 365 | 7.2934 | 0.60905 | 7 | 0.90241
5386 | 6 | 1 | 365 | 6.8643 | 0.7497 | 7 | 0.61403
7974 | 6.5 | 1 | 365 | 7.4364 | 0.8955 | 8 | 0.33187
6088 | 8.67 | 1 | 365 | 9.919 | 0.86831 | 10 | 0.78728
7126 | 15.3 | 1 | 365 | 17.5041 | 0.061725 | 17 | 0.56578
7975 | 7.65 | 1 | 365 | 8.752 | 0.53086 | 9 | 0.28289
7646 | 7 | 1 | 365 | 8.0084 | 0.041312 | 8 | 0.049704
7973 | 8.16 | 1 | 365 | 9.3355 | 0.69959 | 10 | 0.035084
6440 | 6 | 1 | 365 | 6.8643 | 0.7497 | 7 | 0.61403
7972 | 4 | 1 | 365 | 4.5762 | 0.16646 | 4 | 0.74269
7888 | 5.865 | 1 | 365 | 6.7099 | 0.44033 | 7 | 0.15022
7971 | 8.67 | 1 | 365 | 9.919 | 0.86831 | 10 | 0.78728
7815 | 3.06 | 1 | 365 | 3.5008 | 0.012345 | 3 | 0.51316
7813 | 5.865 | 1 | 365 | 6.7099 | 0.44033 | 7 | 0.15022
8732 | 6.885 | 1 | 365 | 7.8768 | 0.77778 | 8 | 0.6546
7779 | 6.12 | 1 | 365 | 7.0016 | 0.02469 | 7 | 0.026313
8313 | 7.14 | 1 | 365 | 8.1686 | 0.36214 | 8 | 0.5307
7617 | 9.18 | 1 | 365 | 10.5024 | 0.037035 | 10 | 0.53947
7607 | 5.635 | 1 | 365 | 6.4468 | 0.91326 | 7 | 0.36001
8317 | 9.18 | 1 | 365 | 10.5024 | 0.037035 | 10 | 0.53947
7623 | 5.61 | 1 | 365 | 6.4182 | 0.85597 | 7 | 0.27412
7632 | 5.355 | 1 | 365 | 6.1264 | 0.2716 | 6 | 0.39802
8324 | 4.08 | 1 | 365 | 4.6677 | 0.34979 | 5 | 0.017542
6937 | 6.375 | 1 | 365 | 7.2934 | 0.60905 | 7 | 0.90241
7611 | 6.25 | 1 | 365 | 7.1504 | 0.3226 | 7 | 0.47295
7638 | 2 | 1 | 365 | 2.2881 | 0.58323 | 2 | 0.87134
5866 | 8.925 | 1 | 365 | 10.2107 | 0.45267 | 10 | 0.66337
8443 | 7.65 | 1 | 365 | 8.752 | 0.53086 | 9 | 0.28289
5877 | 11.22 | 1 | 365 | 12.8363 | 0.71193 | 13 | 0.54824
8328 | 8.415 | 1 | 365 | 9.6272 | 0.28395 | 9 | 0.91118
8389 | 5.865 | 1 | 365 | 6.7099 | 0.44033 | 7 | 0.15022
6191 | 13.77 | 1 | 365 | 15.7537 | 0.55555 | 16 | 0.3092
7658 | 5.355 | 1 | 365 | 6.1264 | 0.2716 | 6 | 0.39802
6270 | 7.905 | 1 | 365 | 9.0438 | 0.11522 | 9 | 0.15899
8417 | 6.75 | 1 | 365 | 7.7224 | 0.46841 | 8 | 0.19079
6587 | 3.6 | 1 | 365 | 4.1186 | 0.24982 | 4 | 0.36842
8387 | 4.335 | 1 | 365 | 4.9595 | 0.93416 | 5 | 0.89364
6616 | 6.6 | 1 | 365 | 7.5508 | 0.12467 | 7 | 0.67544
8727 | 5.865 | 1 | 365 | 6.7099 | 0.44033 | 7 | 0.15022
8721 | 4.59 | 1 | 365 | 5.2512 | 0.51852 | 5 | 0.76973
7908 | 3.06 | 1 | 365 | 3.5008 | 0.012345 | 3 | 0.51316
6665 | 14.025 | 1 | 365 | 16.0454 | 0.13991 | 16 | 0.1853
8653 | 7.14 | 1 | 365 | 8.1686 | 0.36214 | 8 | 0.5307
6720 | 14.79 | 1 | 365 | 16.9206 | 0.893 | 17 | 0.81359
8650 | 6.375 | 1 | 365 | 7.2934 | 0.60905 | 7 | 0.90241
6765 | 9.25 | 1 | 365 | 10.5825 | 0.19745 | 10 | 0.77997
7961 | 4 | 1 | 365 | 4.5762 | 0.16646 | 4 | 0.74269
6768 | 9.69 | 1 | 365 | 11.0859 | 0.20576 | 11 | 0.29166
8645 | 8.67 | 1 | 365 | 9.919 | 0.86831 | 10 | 0.78728
7960 | 7.905 | 1 | 365 | 9.0438 | 0.11522 | 9 | 0.15899
8638 | 5.865 | 1 | 365 | 6.7099 | 0.44033 | 7 | 0.15022
7957 | 6.885 | 1 | 365 | 7.8768 | 0.77778 | 8 | 0.6546
8630 | 3.825 | 1 | 365 | 4.376 | 0.76543 | 5 | 0.14145
7993 | 5.355 | 1 | 365 | 6.1264 | 0.2716 | 6 | 0.39802
8612 | 4.335 | 1 | 365 | 4.9595 | 0.93416 | 5 | 0.89364
7988 | 4.59 | 1 | 365 | 5.2512 | 0.51852 | 5 | 0.76973
8018 | 5.75 | 1 | 365 | 6.5783 | 0.17679 | 6 | 0.75511
8500 | 2.94 | 1 | 365 | 3.3635 | 0.73735 | 4 | 0.10088
8573 | 4.59 | 1 | 365 | 5.2512 | 0.51852 | 5 | 0.76973
8749 | 6.63 | 1 | 365 | 7.5851 | 0.19341 | 7 | 0.77851
8738 | 7.395 | 1 | 365 | 8.4603 | 0.9465 | 9 | 0.40679
9363 | 4.08 | 1 | 365 | 4.6677 | 0.34979 | 5 | 0.017542
7996 | 5.355 | 1 | 365 | 6.1264 | 0.2716 | 6 | 0.39802
8023 | 5.355 | 1 | 365 | 6.1264 | 0.2716 | 6 | 0.39802
8550 | 7.905 | 1 | 365 | 9.0438 | 0.11522 | 9 | 0.15899
9368 | 2.75 | 1 | 365 | 3.1462 | 0.30194 | 3 | 0.4481
9372 | 8.415 | 1 | 365 | 9.6272 | 0.28395 | 9 | 0.91118
8609 | 5.1 | 1 | 365 | 5.8347 | 0.68724 | 6 | 0.52193
7829 | 4.845 | 1 | 365 | 5.543 | 0.10288 | 5 | 0.64583
8566 | 5.1 | 1 | 365 | 5.8347 | 0.68724 | 6 | 0.52193
9380 | 8.75 | 1 | 365 | 10.0105 | 0.05164 | 10 | 0.06213
8848 | 6.885 | 1 | 365 | 7.8768 | 0.77778 | 8 | 0.6546
8576 | 7.395 | 1 | 365 | 8.4603 | 0.9465 | 9 | 0.40679
9384 | 6.12 | 1 | 365 | 7.0016 | 0.02469 | 7 | 0.026313
7892 | 1.53 | 1 | 365 | 1.7504 | 0.50617 | 2 | 0.25658
8586 | 1.75 | 1 | 365 | 2.0021 | 0.010328 | 2 | 0.012426
9394 | 4.08 | 1 | 365 | 4.6677 | 0.34979 | 5 | 0.017542
9389 | 9.18 | 1 | 365 | 10.5024 | 0.037035 | 10 | 0.53947
8837 | 4 | 1 | 365 | 4.5762 | 0.16646 | 4 | 0.74269
8318 | 8.67 | 1 | 365 | 9.919 | 0.86831 | 10 | 0.78728
8970 | 7.14 | 1 | 365 | 8.1686 | 0.36214 | 8 | 0.5307
7274 | 6.63 | 1 | 365 | 7.5851 | 0.19341 | 7 | 0.77851
7808 | 3.825 | 1 | 365 | 4.376 | 0.76543 | 5 | 0.14145
8962 | 8.415 | 1 | 365 | 9.6272 | 0.28395 | 9 | 0.91118
7286 | 13.25 | 1 | 365 | 15.1587 | 0.36391 | 15 | 0.52265
8949 | 8.415 | 1 | 365 | 9.6272 | 0.28395 | 9 | 0.91118
7288 | 5.1 | 1 | 365 | 5.8347 | 0.68724 | 6 | 0.52193
8956 | 7.905 | 1 | 365 | 9.0438 | 0.11522 | 9 | 0.15899
8932 | 6 | 1 | 365 | 6.8643 | 0.7497 | 7 | 0.61403
7831 | 3.5 | 1 | 365 | 4.0042 | 0.020656 | 4 | 0.024852
6406 | 6.12 | 1 | 365 | 7.0016 | 0.02469 | 7 | 0.026313
6493 | 9.69 | 1 | 365 | 11.0859 | 0.20576 | 11 | 0.29166
7824 | 4.08 | 1 | 365 | 4.6677 | 0.34979 | 5 | 0.017542
8151 | 8.67 | 1 | 365 | 9.919 | 0.86831 | 10 | 0.78728
6735 | 5.355 | 1 | 365 | 6.1264 | 0.2716 | 6 | 0.39802
8250 | 2.75 | 1 | 365 | 3.1462 | 0.30194 | 3 | 0.4481
7312 | 8.67 | 1 | 365 | 9.919 | 0.86831 | 10 | 0.78728
7315 | 7.395 | 1 | 365 | 8.4603 | 0.9465 | 9 | 0.40679
8928 | 8.415 | 1 | 365 | 9.6272 | 0.28395 | 9 | 0.91118
7355 | 10.455 | 1 | 365 | 11.9611 | 0.95885 | 12 | 0.91995
8238 | 5.61 | 1 | 365 | 6.4182 | 0.85597 | 7 | 0.27412
7387 | 13.005 | 1 | 365 | 14.8784 | 0.80247 | 15 | 0.68091
8647 | 2.55 | 1 | 365 | 2.9173 | 0.84362 | 3 | 0.76096
7401 | 4.59 | 1 | 365 | 5.2512 | 0.51852 | 5 | 0.76973
7409 | 12.495 | 1 | 365 | 14.295 | 0.63374 | 14 | 0.92872
7434 | 9.18 | 1 | 365 | 10.5024 | 0.037035 | 10 | 0.53947
8221 | 9.69 | 1 | 365 | 11.0859 | 0.20576 | 11 | 0.29166
7467 | 6.63 | 1 | 365 | 7.5851 | 0.19341 | 7 | 0.77851
7323 | 6.12 | 1 | 365 | 7.0016 | 0.02469 | 7 | 0.026313
8211 | 5.355 | 1 | 365 | 6.1264 | 0.2716 | 6 | 0.39802
6663 | 6.885 | 1 | 365 | 7.8768 | 0.77778 | 8 | 0.6546
8636 | 8.16 | 1 | 365 | 9.3355 | 0.69959 | 10 | 0.035084
8627 | 7.395 | 1 | 365 | 8.4603 | 0.9465 | 9 | 0.40679
5731 | 2.295 | 1 | 365 | 2.6256 | 0.25926 | 2 | 0.88487
5573 | 10.5 | 1 | 365 | 12.0126 | 0.061968 | 12 | 0.074556
5568 | 17.34 | 1 | 365 | 19.8379 | 0.73662 | 20 | 0.57455
8740 | 7.65 | 1 | 365 | 8.752 | 0.53086 | 9 | 0.28289
8000 | 4.845 | 1 | 365 | 5.543 | 0.10288 | 5 | 0.64583
8416 | 3.825 | 1 | 365 | 4.376 | 0.76543 | 5 | 0.14145
9089 | 7.5 | 1 | 365 | 8.5804 | 0.18712 | 8 | 0.76754
9208 | 3.57 | 1 | 365 | 4.0843 | 0.18107 | 4 | 0.26535
8429 | 8.16 | 1 | 365 | 9.3355 | 0.69959 | 10 | 0.035084
7817 | 6.63 | 1 | 365 | 7.5851 | 0.19341 | 7 | 0.77851
8060 | 4.59 | 1 | 365 | 5.2512 | 0.51852 | 5 | 0.76973
9326 | 2.805 | 1 | 365 | 3.2091 | 0.42798 | 3 | 0.63706
8047 | 6.63 | 1 | 365 | 7.5851 | 0.19341 | 7 | 0.77851
8546 | 4.5 | 1 | 365 | 5.1483 | 0.31227 | 5 | 0.46052
7708 | 5.61 | 1 | 365 | 6.4182 | 0.85597 | 7 | 0.27412
8425 | 8.925 | 1 | 365 | 10.2107 | 0.45267 | 10 | 0.66337
7850 | 4.75 | 1 | 365 | 5.4343 | 0.88518 | 6 | 0.31944
9302 | 5.865 | 1 | 365 | 6.7099 | 0.44033 | 7 | 0.15022
7695 | 7.25 | 1 | 365 | 8.2944 | 0.61422 | 8 | 0.90862
8409 | 7.5 | 1 | 365 | 8.5804 | 0.18712 | 8 | 0.76754
8322 | 7.395 | 1 | 365 | 8.4603 | 0.9465 | 9 | 0.40679
8146 | 6.885 | 1 | 365 | 7.8768 | 0.77778 | 8 | 0.6546
8485 | 13.005 | 1 | 365 | 14.8784 | 0.80247 | 15 | 0.68091
9324 | 4.845 | 1 | 365 | 5.543 | 0.10288 | 5 | 0.64583
8046 | 7.395 | 1 | 365 | 8.4603 | 0.9465 | 9 | 0.40679
8668 | 6 | 1 | 365 | 6.8643 | 0.7497 | 7 | 0.61403
8775 | 6.12 | 1 | 365 | 7.0016 | 0.02469 | 7 | 0.026313
8421 | 4.08 | 1 | 365 | 4.6677 | 0.34979 | 5 | 0.017542
8170 | 8.16 | 1 | 365 | 9.3355 | 0.69959 | 10 | 0.035084
8781 | 4.75 | 1 | 365 | 5.4343 | 0.88518 | 6 | 0.31944
8494 | 5 | 1 | 365 | 5.7203 | 0.45808 | 6 | 0.17836
9325 | 9.435 | 1 | 365 | 10.7942 | 0.6214 | 11 | 0.41557
7828 | 9.435 | 1 | 365 | 10.7942 | 0.6214 | 11 | 0.41557
8161 | 7.395 | 1 | 365 | 8.4603 | 0.9465 | 9 | 0.40679
7721 | 6.63 | 1 | 365 | 7.5851 | 0.19341 | 7 | 0.77851
8439 | 5.61 | 1 | 365 | 6.4182 | 0.85597 | 7 | 0.27412
7701 | 6.63 | 1 | 365 | 7.5851 | 0.19341 | 7 | 0.77851
9009 | 5.61 | 1 | 365 | 6.4182 | 0.85597 | 7 | 0.27412
8177 | 5.61 | 1 | 365 | 6.4182 | 0.85597 | 7 | 0.27412
7704 | 6.375 | 1 | 365 | 7.2934 | 0.60905 | 7 | 0.90241
8167 | 6.885 | 1 | 365 | 7.8768 | 0.77778 | 8 | 0.6546
7691 | 4.25 | 1 | 365 | 4.8622 | 0.73937 | 5 | 0.60161
8496 | 3.25 | 1 | 365 | 3.7182 | 0.44775 | 4 | 0.16593
7331 | 4.59 | 1 | 365 | 5.2512 | 0.51852 | 5 | 0.76973
8466 | 8.925 | 1 | 365 | 10.2107 | 0.45267 | 10 | 0.66337
8386 | 7 | 1 | 365 | 8.0084 | 0.041312 | 8 | 0.049704
7546 | 6.375 | 1 | 365 | 7.2934 | 0.60905 | 7 | 0.90241
8469 | 6.12 | 1 | 365 | 7.0016 | 0.02469 | 7 | 0.026313
8333 | 9.69 | 1 | 365 | 11.0859 | 0.20576 | 11 | 0.29166
7637 | 8.415 | 1 | 365 | 9.6272 | 0.28395 | 9 | 0.91118
7556 | 6.63 | 1 | 365 | 7.5851 | 0.19341 | 7 | 0.77851
8651 | 6.12 | 1 | 365 | 7.0016 | 0.02469 | 7 | 0.026313
8329 | 4.5 | 1 | 365 | 5.1483 | 0.31227 | 5 | 0.46052
8315 | 8.16 | 1 | 365 | 9.3355 | 0.69959 | 10 | 0.035084
8247 | 6.63 | 1 | 365 | 7.5851 | 0.19341 | 7 | 0.77851
9662 | 7.395 | 1 | 365 | 8.4603 | 0.9465 | 9 | 0.40679
8321 | 3.315 | 1 | 365 | 3.7925 | 0.59671 | 4 | 0.38925
8890 | 5.355 | 1 | 365 | 6.1264 | 0.2716 | 6 | 0.39802
8884 | 2.805 | 1 | 365 | 3.2091 | 0.42798 | 3 | 0.63706
8261 | 6.12 | 1 | 365 | 7.0016 | 0.02469 | 7 | 0.026313
8418 | 4.08 | 1 | 365 | 4.6677 | 0.34979 | 5 | 0.017542
9401 | 5.355 | 1 | 365 | 6.1264 | 0.2716 | 6 | 0.39802
8887 | 5.61 | 1 | 365 | 6.4182 | 0.85597 | 7 | 0.27412
8560 | 4.335 | 1 | 365 | 4.9595 | 0.93416 | 5 | 0.89364
8452 | 4.08 | 1 | 365 | 4.6677 | 0.34979 | 5 | 0.017542
8289 | 7.65 | 1 | 365 | 8.752 | 0.53086 | 9 | 0.28289
9416 | 3.825 | 1 | 365 | 4.376 | 0.76543 | 5 | 0.14145
8426 | 4.08 | 1 | 365 | 4.6677 | 0.34979 | 5 | 0.017542
8311 | 8.67 | 1 | 365 | 9.919 | 0.86831 | 10 | 0.78728
9415 | 3.315 | 1 | 365 | 3.7925 | 0.59671 | 4 | 0.38925
8308 | 7.395 | 1 | 365 | 8.4603 | 0.9465 | 9 | 0.40679
8227 | 8.925 | 1 | 365 | 10.2107 | 0.45267 | 10 | 0.66337
8294 | 4.335 | 1 | 365 | 4.9595 | 0.93416 | 5 | 0.89364
8237 | 9.945 | 1 | 365 | 11.3776 | 0.79012 | 12 | 0.16776
8875 | 6.12 | 1 | 365 | 7.0016 | 0.02469 | 7 | 0.026313
8282 | 8.67 | 1 | 365 | 9.919 | 0.86831 | 10 | 0.78728
8299 | 2.295 | 1 | 365 | 2.6256 | 0.25926 | 2 | 0.88487
8346 | 6.12 | 1 | 365 | 7.0016 | 0.02469 | 7 | 0.026313
8726 | 3.315 | 1 | 365 | 3.7925 | 0.59671 | 4 | 0.38925
9670 | 5.865 | 1 | 365 | 6.7099 | 0.44033 | 7 | 0.15022
8471 | 7.905 | 1 | 365 | 9.0438 | 0.11522 | 9 | 0.15899
8742 | 8.16 | 1 | 365 | 9.3355 | 0.69959 | 10 | 0.035084
8464 | 9.69 | 1 | 365 | 11.0859 | 0.20576 | 11 | 0.29166
9127 | 6.375 | 1 | 365 | 7.2934 | 0.60905 | 7 | 0.90241
8786 | 3.825 | 1 | 365 | 4.376 | 0.76543 | 5 | 0.14145
8480 | 8.67 | 1 | 365 | 9.919 | 0.86831 | 10 | 0.78728
8752 | 5.61 | 1 | 365 | 6.4182 | 0.85597 | 7 | 0.27412
9149 | 9.945 | 1 | 365 | 11.3776 | 0.79012 | 12 | 0.16776
8765 | 7.14 | 1 | 365 | 8.1686 | 0.36214 | 8 | 0.5307
9123 | 8.67 | 1 | 365 | 9.919 | 0.86831 | 10 | 0.78728
9640 | 3.825 | 1 | 365 | 4.376 | 0.76543 | 5 | 0.14145
8774 | 3.06 | 1 | 365 | 3.5008 | 0.012345 | 3 | 0.51316
8458 | 6.375 | 1 | 365 | 7.2934 | 0.60905 | 7 | 0.90241
8737 | 8.16 | 1 | 365 | 9.3355 | 0.69959 | 10 | 0.035084
9137 | 8.16 | 1 | 365 | 9.3355 | 0.69959 | 10 | 0.035084
8760 | 5.61 | 1 | 365 | 6.4182 | 0.85597 | 7 | 0.27412
8611 | 5.865 | 1 | 365 | 6.7099 | 0.44033 | 7 | 0.15022
8713 | 6.885 | 1 | 365 | 7.8768 | 0.77778 | 8 | 0.6546
8508 | 5.335 | 1 | 365 | 6.1035 | 0.22577 | 6 | 0.32931
8756 | 6 | 1 | 365 | 6.8643 | 0.7497 | 7 | 0.61403
9665 | 4.845 | 1 | 365 | 5.543 | 0.10288 | 5 | 0.64583
9612 | 7 | 1 | 365 | 8.0084 | 0.041312 | 8 | 0.049704
9514 | 4.845 | 1 | 365 | 5.543 | 0.10288 | 5 | 0.64583
9551 | 4.59 | 1 | 365 | 5.2512 | 0.51852 | 5 | 0.76973
8988 | 3.06 | 1 | 365 | 3.5008 | 0.012345 | 3 | 0.51316
9101 | 2.04 | 1 | 365 | 2.3339 | 0.6749 | 3 | 0.0087709
7647 | 11.985 | 1 | 365 | 13.7115 | 0.46502 | 14 | 0.17653
8834 | 8.415 | 1 | 365 | 9.6272 | 0.28395 | 9 | 0.91118
7651 | 11.22 | 1 | 365 | 12.8363 | 0.71193 | 13 | 0.54824
8791 | 6.12 | 1 | 365 | 7.0016 | 0.02469 | 7 | 0.026313
8594 | 7 | 1 | 365 | 8.0084 | 0.041312 | 8 | 0.049704
8983 | 7.14 | 1 | 365 | 8.1686 | 0.36214 | 8 | 0.5307
9166 | 7.905 | 1 | 365 | 9.0438 | 0.11522 | 9 | 0.15899
8660 | 6.12 | 1 | 365 | 7.0016 | 0.02469 | 7 | 0.026313
7736 | 4.08 | 1 | 365 | 4.6677 | 0.34979 | 5 | 0.017542
7738 | 3.06 | 1 | 365 | 3.5008 | 0.012345 | 3 | 0.51316
9183 | 8.415 | 1 | 365 | 9.6272 | 0.28395 | 9 | 0.91118
7430 | 5.61 | 1 | 365 | 6.4182 | 0.85597 | 7 | 0.27412
7741 | 7.395 | 1 | 365 | 8.4603 | 0.9465 | 9 | 0.40679
9173 | 5.1 | 1 | 365 | 5.8347 | 0.68724 | 6 | 0.52193
7754 | 8.67 | 1 | 365 | 9.919 | 0.86831 | 10 | 0.78728
7759 | 11.475 | 1 | 365 | 13.128 | 0.29629 | 13 | 0.42434
9409 | 8.16 | 1 | 365 | 9.3355 | 0.69959 | 10 | 0.035084
7774 | 5.865 | 1 | 365 | 6.7099 | 0.44033 | 7 | 0.15022
9095 | 4.59 | 1 | 365 | 5.2512 | 0.51852 | 5 | 0.76973
7773 | 7.5 | 1 | 365 | 8.5804 | 0.18712 | 8 | 0.76754
7780 | 10.71 | 1 | 365 | 12.2528 | 0.54321 | 12 | 0.79605
9184 | 7.395 | 1 | 365 | 8.4603 | 0.9465 | 9 | 0.40679
8690 | 6.63 | 1 | 365 | 7.5851 | 0.19341 | 7 | 0.77851
9185 | 6.63 | 1 | 365 | 7.5851 | 0.19341 | 7 | 0.77851
9556 | 6.885 | 1 | 365 | 7.8768 | 0.77778 | 8 | 0.6546
8680 | 5.355 | 1 | 365 | 6.1264 | 0.2716 | 6 | 0.39802
8656 | 6.885 | 1 | 365 | 7.8768 | 0.77778 | 8 | 0.6546
8652 | 4.08 | 1 | 365 | 4.6677 | 0.34979 | 5 | 0.017542
7853 | 3 | 1 | 365 | 3.4322 | 0.87485 | 4 | 0.30702
7856 | 3.57 | 1 | 365 | 4.0843 | 0.18107 | 4 | 0.26535
7863 | 6.75 | 1 | 365 | 7.7224 | 0.46841 | 8 | 0.19079
7742 | 4.59 | 1 | 365 | 5.2512 | 0.51852 | 5 | 0.76973
7869 | 7.25 | 1 | 365 | 8.2944 | 0.61422 | 8 | 0.90862
7870 | 7 | 1 | 365 | 8.0084 | 0.041312 | 8 | 0.049704
8798 | 6.63 | 1 | 365 | 7.5851 | 0.19341 | 7 | 0.77851
8125 | 10.455 | 1 | 365 | 11.9611 | 0.95885 | 12 | 0.91995
9191 | 7.14 | 1 | 365 | 8.1686 | 0.36214 | 8 | 0.5307
8128 | 11.22 | 1 | 365 | 12.8363 | 0.71193 | 13 | 0.54824
8801 | 5.865 | 1 | 365 | 6.7099 | 0.44033 | 7 | 0.15022
9195 | 5.355 | 1 | 365 | 6.1264 | 0.2716 | 6 | 0.39802
8133 | 9.945 | 1 | 365 | 11.3776 | 0.79012 | 12 | 0.16776
8134 | 7.395 | 1 | 365 | 8.4603 | 0.9465 | 9 | 0.40679
8839 | 4.335 | 1 | 365 | 4.9595 | 0.93416 | 5 | 0.89364
9204 | 9.18 | 1 | 365 | 10.5024 | 0.037035 | 10 | 0.53947
9352 | 3.315 | 1 | 365 | 3.7925 | 0.59671 | 4 | 0.38925
9353 | 6.25 | 1 | 365 | 7.1504 | 0.3226 | 7 | 0.47295
8803 | 8.415 | 1 | 365 | 9.6272 | 0.28395 | 9 | 0.91118
8181 | 12.495 | 1 | 365 | 14.295 | 0.63374 | 14 | 0.92872
7140 | 19 | 1 | 365 | 21.7371 | 0.5407 | 22 | 0.27777
8223 | 12.25 | 1 | 365 | 14.0147 | 0.072296 | 14 | 0.086982
8228 | 11.475 | 1 | 365 | 13.128 | 0.29629 | 13 | 0.42434
9933 | 6.63 | 1 | 365 | 7.5851 | 0.19341 | 7 | 0.77851
9162 | 3.315 | 1 | 365 | 3.7925 | 0.59671 | 4 | 0.38925
9055 | 4.59 | 1 | 365 | 5.2512 | 0.51852 | 5 | 0.76973
8856 | 6.12 | 1 | 365 | 7.0016 | 0.02469 | 7 | 0.026313
8934 | 8.16 | 1 | 365 | 9.3355 | 0.69959 | 10 | 0.035084
9096 | 8.925 | 1 | 365 | 10.2107 | 0.45267 | 10 | 0.66337
9373 | 3.825 | 1 | 365 | 4.376 | 0.76543 | 5 | 0.14145
8305 | 11.25 | 1 | 365 | 12.8706 | 0.78068 | 13 | 0.65131
8862 | 3.06 | 1 | 365 | 3.5008 | 0.012345 | 3 | 0.51316
8312 | 6.63 | 1 | 365 | 7.5851 | 0.19341 | 7 | 0.77851
9357 | 8.67 | 1 | 365 | 9.919 | 0.86831 | 10 | 0.78728
8368 | 6.63 | 1 | 365 | 7.5851 | 0.19341 | 7 | 0.77851
8854 | 7.65 | 1 | 365 | 8.752 | 0.53086 | 9 | 0.28289
8400 | 6.885 | 1 | 365 | 7.8768 | 0.77778 | 8 | 0.6546
8403 | 4.08 | 1 | 365 | 4.6677 | 0.34979 | 5 | 0.017542
8929 | 4.08 | 1 | 365 | 4.6677 | 0.34979 | 5 | 0.017542
8415 | 4.59 | 1 | 365 | 5.2512 | 0.51852 | 5 | 0.76973
8937 | 6.885 | 1 | 365 | 7.8768 | 0.77778 | 8 | 0.6546
9789 | 6.63 | 1 | 365 | 7.5851 | 0.19341 | 7 | 0.77851
8595 | 6.885 | 1 | 365 | 7.8768 | 0.77778 | 8 | 0.6546
8601 | 8.16 | 1 | 365 | 9.3355 | 0.69959 | 10 | 0.035084
8597 | 5.355 | 1 | 365 | 6.1264 | 0.2716 | 6 | 0.39802
8623 | 10.2 | 1 | 365 | 11.6694 | 0.37448 | 12 | 0.043854
8629 | 4.75 | 1 | 365 | 5.4343 | 0.88518 | 6 | 0.31944
8634 | 4.59 | 1 | 365 | 5.2512 | 0.51852 | 5 | 0.76973
8503 | 3.315 | 1 | 365 | 3.7925 | 0.59671 | 4 | 0.38925
8667 | 8.5 | 1 | 365 | 9.7245 | 0.47874 | 10 | 0.20321
8670 | 9.945 | 1 | 365 | 11.3776 | 0.79012 | 12 | 0.16776
8672 | 2.94 | 1 | 365 | 3.3635 | 0.73735 | 4 | 0.10088
8676 | 13.005 | 1 | 365 | 14.8784 | 0.80247 | 15 | 0.68091
8684 | 4.59 | 1 | 365 | 5.2512 | 0.51852 | 5 | 0.76973
9018 | 4.335 | 1 | 365 | 4.9595 | 0.93416 | 5 | 0.89364
9851 | 6.12 | 1 | 365 | 7.0016 | 0.02469 | 7 | 0.026313
8944 | 6.63 | 1 | 365 | 7.5851 | 0.19341 | 7 | 0.77851
9844 | 7.14 | 1 | 365 | 8.1686 | 0.36214 | 8 | 0.5307
8770 | 13.26 | 1 | 365 | 15.1702 | 0.38683 | 15 | 0.55701
7431 | 4.845 | 1 | 365 | 5.543 | 0.10288 | 5 | 0.64583
9650 | 8.16 | 1 | 365 | 9.3355 | 0.69959 | 10 | 0.035084
9025 | 4.59 | 1 | 365 | 5.2512 | 0.51852 | 5 | 0.76973
9848 | 8.67 | 1 | 365 | 9.919 | 0.86831 | 10 | 0.78728
9005 | 7.65 | 1 | 365 | 8.752 | 0.53086 | 9 | 0.28289
9675 | 4.08 | 1 | 365 | 4.6677 | 0.34979 | 5 | 0.017542
9017 | 4.335 | 1 | 365 | 4.9595 | 0.93416 | 5 | 0.89364
9823 | 4.335 | 1 | 365 | 4.9595 | 0.93416 | 5 | 0.89364
9849 | 8.16 | 1 | 365 | 9.3355 | 0.69959 | 10 | 0.035084
9853 | 5.1 | 1 | 365 | 5.8347 | 0.68724 | 6 | 0.52193
9563 | 8.16 | 1 | 365 | 9.3355 | 0.69959 | 10 | 0.035084
9567 | 4.08 | 1 | 365 | 4.6677 | 0.34979 | 5 | 0.017542
9539 | 6.12 | 1 | 365 | 7.0016 | 0.02469 | 7 | 0.026313
7729 | 9.945 | 1 | 365 | 11.3776 | 0.79012 | 12 | 0.16776
9052 | 9.435 | 1 | 365 | 10.7942 | 0.6214 | 11 | 0.41557
8859 | 4.335 | 1 | 365 | 4.9595 | 0.93416 | 5 | 0.89364
8861 | 7.65 | 1 | 365 | 8.752 | 0.53086 | 9 | 0.28289
8851 | 4.845 | 1 | 365 | 5.543 | 0.10288 | 5 | 0.64583
140 | 1178.1 | 0.9 | 365 | 1213.0311 | 0.77753 | 1213 | 0.80866
6734 | 7.28 | 1 | 365 | 8.3287 | 0.68296 | 9 | 0.011692
7559 | 9.435 | 1 | 365 | 10.7942 | 0.6214 | 11 | 0.41557
8992 | 14.79 | 1 | 365 | 16.9206 | 0.893 | 17 | 0.81359
9046 | 11.475 | 1 | 365 | 13.128 | 0.29629 | 13 | 0.42434
9592 | 13.005 | 1 | 365 | 14.8784 | 0.80247 | 15 | 0.68091
8554 | 6.75 | 1 | 365 | 7.7224 | 0.46841 | 8 | 0.19079
8829 | 7.65 | 1 | 365 | 8.752 | 0.53086 | 9 | 0.28289
8041 | 5.865 | 1 | 365 | 6.7099 | 0.44033 | 7 | 0.15022
8826 | 5.865 | 1 | 365 | 6.7099 | 0.44033 | 7 | 0.15022
8036 | 8.16 | 1 | 365 | 9.3355 | 0.69959 | 10 | 0.035084
8805 | 6.12 | 1 | 365 | 7.0016 | 0.02469 | 7 | 0.026313
8032 | 6.63 | 1 | 365 | 7.5851 | 0.19341 | 7 | 0.77851
8796 | 5.75 | 1 | 365 | 6.5783 | 0.17679 | 6 | 0.75511
9288 | 6.375 | 1 | 365 | 7.2934 | 0.60905 | 7 | 0.90241
9284 | 9.945 | 1 | 365 | 11.3776 | 0.79012 | 12 | 0.16776
8794 | 5.61 | 1 | 365 | 6.4182 | 0.85597 | 7 | 0.27412
9282 | 9.435 | 1 | 365 | 10.7942 | 0.6214 | 11 | 0.41557
9279 | 6.63 | 1 | 365 | 7.5851 | 0.19341 | 7 | 0.77851
9268 | 4.08 | 1 | 365 | 4.6677 | 0.34979 | 5 | 0.017542
9271 | 6.12 | 1 | 365 | 7.0016 | 0.02469 | 7 | 0.026313
5544 | 54.71 | 1 | 365 | 62.5913 | 0.37431 | 62 | 0.96562
7361 | 5.145 | 1 | 365 | 5.8862 | 0.79036 | 6 | 0.67653
9263 | 9.18 | 1 | 365 | 10.5024 | 0.037035 | 10 | 0.53947
7360 | 7.395 | 1 | 365 | 8.4603 | 0.9465 | 9 | 0.40679
9422 | 7.65 | 1 | 365 | 8.752 | 0.53086 | 9 | 0.28289
8920 | 12.75 | 1 | 365 | 14.5867 | 0.2181 | 14 | 0.80482
9405 | 6.885 | 1 | 365 | 7.8768 | 0.77778 | 8 | 0.6546
6404 | 10.965 | 1 | 365 | 12.5446 | 0.12757 | 12 | 0.67214
7769 | 9.18 | 1 | 365 | 10.5024 | 0.037035 | 10 | 0.53947
7795 | 3.57 | 1 | 365 | 4.0843 | 0.18107 | 4 | 0.26535
8948 | 5.865 | 1 | 365 | 6.7099 | 0.44033 | 7 | 0.15022
7798 | 2.25 | 1 | 365 | 2.5741 | 0.15614 | 2 | 0.73026
8952 | 4.59 | 1 | 365 | 5.2512 | 0.51852 | 5 | 0.76973
8957 | 6.5 | 1 | 365 | 7.4364 | 0.8955 | 8 | 0.33187
8959 | 11.985 | 1 | 365 | 13.7115 | 0.46502 | 14 | 0.17653
8963 | 4.25 | 1 | 365 | 4.8622 | 0.73937 | 5 | 0.60161
8326 | 8.67 | 1 | 365 | 9.919 | 0.86831 | 10 | 0.78728
7762 | 5.61 | 1 | 365 | 6.4182 | 0.85597 | 7 | 0.27412
8961 | 11.475 | 1 | 365 | 13.128 | 0.29629 | 13 | 0.42434
8923 | 8.67 | 1 | 365 | 9.919 | 0.86831 | 10 | 0.78728
8925 | 8.7 | 1 | 365 | 9.9533 | 0.93706 | 10 | 0.89035
8987 | 3.57 | 1 | 365 | 4.0843 | 0.18107 | 4 | 0.26535
3495 | 20.16 | 1 | 365 | 23.0642 | 0.19898 | 23 | 0.26315
8915 | 3.57 | 1 | 365 | 4.0843 | 0.18107 | 4 | 0.26535
8912 | 10.08 | 1 | 365 | 11.5321 | 0.099489 | 11 | 0.63157
8910 | 5.7 | 1 | 365 | 6.5211 | 0.062211 | 6 | 0.58333
8909 | 4.4 | 1 | 365 | 5.0338 | 0.08311 | 5 | 0.11696
8891 | 7.65 | 1 | 365 | 8.752 | 0.53086 | 9 | 0.28289
6283 | 4.8 | 1 | 365 | 5.4915 | 0.99976 | 6 | 0.49123
7226 | 5.7 | 1 | 365 | 6.5211 | 0.062211 | 6 | 0.58333
8140 | 3.25 | 1 | 365 | 3.7182 | 0.44775 | 4 | 0.16593
7610 | 5.355 | 1 | 365 | 6.1264 | 0.2716 | 6 | 0.39802
7688 | 9.36 | 1 | 365 | 10.7084 | 0.44953 | 11 | 0.15789
1010 | 1254.88 | 0.9 | 365 | 1292.0877 | 0.13278 | 1292 | 0.22047
8364 | 5.75 | 1 | 365 | 6.5783 | 0.17679 | 6 | 0.75511
8614 | 5.175 | 1 | 365 | 5.9205 | 0.85911 | 6 | 0.7796
6743 | 18.48 | 1 | 365 | 21.1422 | 0.34906 | 21 | 0.49122
6697 | 31.9 | 0.9 | 365 | 32.8458 | 0.7923 | 33 | 0.63814
7428 | 4.8 | 1 | 365 | 5.4915 | 0.99976 | 6 | 0.49123
7881 | 3.57 | 1 | 365 | 4.0843 | 0.18107 | 4 | 0.26535
8034 | 2.295 | 1 | 365 | 2.6256 | 0.25926 | 2 | 0.88487
7796 | 7.5 | 1 | 365 | 8.5804 | 0.18712 | 8 | 0.76754
7804 | 5 | 1 | 365 | 5.7203 | 0.45808 | 6 | 0.17836
8984 | 7.14 | 1 | 365 | 8.1686 | 0.36214 | 8 | 0.5307
7809 | 7.395 | 1 | 365 | 8.4603 | 0.9465 | 9 | 0.40679
8056 | 8.415 | 1 | 365 | 9.6272 | 0.28395 | 9 | 0.91118
7778 | 5.1 | 1 | 365 | 5.8347 | 0.68724 | 6 | 0.52193
7639 | 6.885 | 1 | 365 | 7.8768 | 0.77778 | 8 | 0.6546
7763 | 4.75 | 1 | 365 | 5.4343 | 0.88518 | 6 | 0.31944
8979 | 6.12 | 1 | 365 | 7.0016 | 0.02469 | 7 | 0.026313
7895 | 9.435 | 1 | 365 | 10.7942 | 0.6214 | 11 | 0.41557
8043 | 3.825 | 1 | 365 | 4.376 | 0.76543 | 5 | 0.14145
7793 | 5.5 | 1 | 365 | 6.2923 | 0.60389 | 6 | 0.8962
7820 | 6.375 | 1 | 365 | 7.2934 | 0.60905 | 7 | 0.90241
8144 | 7.65 | 1 | 365 | 8.752 | 0.53086 | 9 | 0.28289
8108 | 3.825 | 1 | 365 | 4.376 | 0.76543 | 5 | 0.14145
7816 | 5.1 | 1 | 365 | 5.8347 | 0.68724 | 6 | 0.52193
7635 | 7.395 | 1 | 365 | 8.4603 | 0.9465 | 9 | 0.40679
7886 | 6.375 | 1 | 365 | 7.2934 | 0.60905 | 7 | 0.90241
7789 | 7.14 | 1 | 365 | 8.1686 | 0.36214 | 8 | 0.5307
7931 | 5.5 | 1 | 365 | 6.2923 | 0.60389 | 6 | 0.8962
8974 | 7.14 | 1 | 365 | 8.1686 | 0.36214 | 8 | 0.5307
8104 | 3.06 | 1 | 365 | 3.5008 | 0.012345 | 3 | 0.51316
7786 | 8.925 | 1 | 365 | 10.2107 | 0.45267 | 10 | 0.66337
8176 | 9.18 | 1 | 365 | 10.5024 | 0.037035 | 10 | 0.53947
7784 | 6.12 | 1 | 365 | 7.0016 | 0.02469 | 7 | 0.026313
8094 | 5.5 | 1 | 365 | 6.2923 | 0.60389 | 6 | 0.8962
7776 | 4.08 | 1 | 365 | 4.6677 | 0.34979 | 5 | 0.017542
8965 | 5.355 | 1 | 365 | 6.1264 | 0.2716 | 6 | 0.39802
8271 | 4.335 | 1 | 365 | 4.9595 | 0.93416 | 5 | 0.89364
8090 | 4.845 | 1 | 365 | 5.543 | 0.10288 | 5 | 0.64583
8026 | 3.315 | 1 | 365 | 3.7925 | 0.59671 | 4 | 0.38925
8042 | 3.5 | 1 | 365 | 4.0042 | 0.020656 | 4 | 0.024852
8958 | 6.63 | 1 | 365 | 7.5851 | 0.19341 | 7 | 0.77851
8258 | 6.63 | 1 | 365 | 7.5851 | 0.19341 | 7 | 0.77851
8017 | 3.57 | 1 | 365 | 4.0843 | 0.18107 | 4 | 0.26535
8262 | 6.63 | 1 | 365 | 7.5851 | 0.19341 | 7 | 0.77851
8254 | 3.57 | 1 | 365 | 4.0843 | 0.18107 | 4 | 0.26535
8341 | 9.945 | 1 | 365 | 11.3776 | 0.79012 | 12 | 0.16776
7812 | 9.435 | 1 | 365 | 10.7942 | 0.6214 | 11 | 0.41557
9163 | 15.25 | 1 | 365 | 17.4469 | 0.94714 | 18 | 0.394
8224 | 5.61 | 1 | 365 | 6.4182 | 0.85597 | 7 | 0.27412
9295 | 5.1 | 1 | 365 | 5.8347 | 0.68724 | 6 | 0.52193
8062 | 9.435 | 1 | 365 | 10.7942 | 0.6214 | 11 | 0.41557
8201 | 8.75 | 1 | 365 | 10.0105 | 0.05164 | 10 | 0.06213
7822 | 6 | 1 | 365 | 6.8643 | 0.7497 | 7 | 0.61403
8337 | 8.925 | 1 | 365 | 10.2107 | 0.45267 | 10 | 0.66337
8334 | 5.355 | 1 | 365 | 6.1264 | 0.2716 | 6 | 0.39802
9252 | 1.53 | 1 | 365 | 1.7504 | 0.50617 | 2 | 0.25658
8196 | 4.08 | 1 | 365 | 4.6677 | 0.34979 | 5 | 0.017542
8192 | 3.57 | 1 | 365 | 4.0843 | 0.18107 | 4 | 0.26535
8069 | 7.65 | 1 | 365 | 8.752 | 0.53086 | 9 | 0.28289
7772 | 5 | 1 | 365 | 5.7203 | 0.45808 | 6 | 0.17836
8190 | 3.5 | 1 | 365 | 4.0042 | 0.020656 | 4 | 0.024852
8392 | 7.65 | 1 | 365 | 8.752 | 0.53086 | 9 | 0.28289
8332 | 6.885 | 1 | 365 | 7.8768 | 0.77778 | 8 | 0.6546
7836 | 6.63 | 1 | 365 | 7.5851 | 0.19341 | 7 | 0.77851
8330 | 6.375 | 1 | 365 | 7.2934 | 0.60905 | 7 | 0.90241
8478 | 9.435 | 1 | 365 | 10.7942 | 0.6214 | 11 | 0.41557
7944 | 6.12 | 1 | 365 | 7.0016 | 0.02469 | 7 | 0.026313
8029 | 5.5 | 1 | 365 | 6.2923 | 0.60389 | 6 | 0.8962
7841 | 4.845 | 1 | 365 | 5.543 | 0.10288 | 5 | 0.64583
9292 | 7 | 1 | 365 | 8.0084 | 0.041312 | 8 | 0.049704
8486 | 6.12 | 1 | 365 | 7.0016 | 0.02469 | 7 | 0.026313
8093 | 5.1 | 1 | 365 | 5.8347 | 0.68724 | 6 | 0.52193
7844 | 9 | 1 | 365 | 10.2965 | 0.62454 | 10 | 0.92105
8044 | 7.65 | 1 | 365 | 8.752 | 0.53086 | 9 | 0.28289
8489 | 4.08 | 1 | 365 | 4.6677 | 0.34979 | 5 | 0.017542
8284 | 7.905 | 1 | 365 | 9.0438 | 0.11522 | 9 | 0.15899
9083 | 10.71 | 1 | 365 | 12.2528 | 0.54321 | 12 | 0.79605
9257 | 2.55 | 1 | 365 | 2.9173 | 0.84362 | 3 | 0.76096
7838 | 8.16 | 1 | 365 | 9.3355 | 0.69959 | 10 | 0.035084
8276 | 3.06 | 1 | 365 | 3.5008 | 0.012345 | 3 | 0.51316
8295 | 6.375 | 1 | 365 | 7.2934 | 0.60905 | 7 | 0.90241
7760 | 4.75 | 1 | 365 | 5.4343 | 0.88518 | 6 | 0.31944
7755 | 7.905 | 1 | 365 | 9.0438 | 0.11522 | 9 | 0.15899
8306 | 6.12 | 1 | 365 | 7.0016 | 0.02469 | 7 | 0.026313
9318 | 16.66 | 1 | 365 | 19.06 | 0.17832 | 19 | 0.2383
8605 | 4.08 | 1 | 365 | 4.6677 | 0.34979 | 5 | 0.017542
8599 | 4.08 | 1 | 365 | 4.6677 | 0.34979 | 5 | 0.017542
9335 | 5.61 | 1 | 365 | 6.4182 | 0.85597 | 7 | 0.27412
8570 | 7.395 | 1 | 365 | 8.4603 | 0.9465 | 9 | 0.40679
9308 | 5.06 | 1 | 365 | 5.7889 | 0.59558 | 6 | 0.3845
8561 | 4.335 | 1 | 365 | 4.9595 | 0.93416 | 5 | 0.89364
7848 | 2.805 | 1 | 365 | 3.2091 | 0.42798 | 3 | 0.63706
8874 | 3.315 | 1 | 365 | 3.7925 | 0.59671 | 4 | 0.38925
9244 | 10 | 1 | 365 | 11.4406 | 0.91616 | 12 | 0.35672
8086 | 8.16 | 1 | 365 | 9.3355 | 0.69959 | 10 | 0.035084
8873 | 6.12 | 1 | 365 | 7.0016 | 0.02469 | 7 | 0.026313
8076 | 4.335 | 1 | 365 | 4.9595 | 0.93416 | 5 | 0.89364
9341 | 5.865 | 1 | 365 | 6.7099 | 0.44033 | 7 | 0.15022
8015 | 3.825 | 1 | 365 | 4.376 | 0.76543 | 5 | 0.14145
7846 | 8.415 | 1 | 365 | 9.6272 | 0.28395 | 9 | 0.91118
8883 | 4.08 | 1 | 365 | 4.6677 | 0.34979 | 5 | 0.017542
8095 | 4.335 | 1 | 365 | 4.9595 | 0.93416 | 5 | 0.89364
8882 | 6.375 | 1 | 365 | 7.2934 | 0.60905 | 7 | 0.90241
7840 | 5.5 | 1 | 365 | 6.2923 | 0.60389 | 6 | 0.8962
8014 | 6.25 | 1 | 365 | 7.1504 | 0.3226 | 7 | 0.47295
8011 | 8.415 | 1 | 365 | 9.6272 | 0.28395 | 9 | 0.91118
7843 | 4.75 | 1 | 365 | 5.4343 | 0.88518 | 6 | 0.31944
8881 | 6.12 | 1 | 365 | 7.0016 | 0.02469 | 7 | 0.026313
8064 | 6.885 | 1 | 365 | 7.8768 | 0.77778 | 8 | 0.6546
8008 | 7.395 | 1 | 365 | 8.4603 | 0.9465 | 9 | 0.40679
8039 | 6.885 | 1 | 365 | 7.8768 | 0.77778 | 8 | 0.6546
8880 | 15.3 | 1 | 365 | 17.5041 | 0.061725 | 17 | 0.56578
8109 | 6.12 | 1 | 365 | 7.0016 | 0.02469 | 7 | 0.026313
8004 | 6.63 | 1 | 365 | 7.5851 | 0.19341 | 7 | 0.77851
7913 | 6.12 | 1 | 365 | 7.0016 | 0.02469 | 7 | 0.026313
7210 | 3.825 | 1 | 365 | 4.376 | 0.76543 | 5 | 0.14145
8878 | 9.69 | 1 | 365 | 11.0859 | 0.20576 | 11 | 0.29166
8103 | 6.63 | 1 | 365 | 7.5851 | 0.19341 | 7 | 0.77851
8001 | 5.865 | 1 | 365 | 6.7099 | 0.44033 | 7 | 0.15022
9497 | 5.61 | 1 | 365 | 6.4182 | 0.85597 | 7 | 0.27412
8876 | 3.57 | 1 | 365 | 4.0843 | 0.18107 | 4 | 0.26535
9006 | 8.415 | 1 | 365 | 9.6272 | 0.28395 | 9 | 0.91118
9002 | 4.5 | 1 | 365 | 5.1483 | 0.31227 | 5 | 0.46052
8116 | 4.845 | 1 | 365 | 5.543 | 0.10288 | 5 | 0.64583
7998 | 5.865 | 1 | 365 | 6.7099 | 0.44033 | 7 | 0.15022
8013 | 7.905 | 1 | 365 | 9.0438 | 0.11522 | 9 | 0.15899
8889 | 8.16 | 1 | 365 | 9.3355 | 0.69959 | 10 | 0.035084
8888 | 5.1 | 1 | 365 | 5.8347 | 0.68724 | 6 | 0.52193
8886 | 9.18 | 1 | 365 | 10.5024 | 0.037035 | 10 | 0.53947
9367 | 8.16 | 1 | 365 | 9.3355 | 0.69959 | 10 | 0.035084
9499 | 6.63 | 1 | 365 | 7.5851 | 0.19341 | 7 | 0.77851
8885 | 8.16 | 1 | 365 | 9.3355 | 0.69959 | 10 | 0.035084
8035 | 4.845 | 1 | 365 | 5.543 | 0.10288 | 5 | 0.64583
9370 | 16.32 | 1 | 365 | 18.671 | 0.39917 | 19 | 0.070167
8099 | 3.315 | 1 | 365 | 3.7925 | 0.59671 | 4 | 0.38925
8463 | 5.5 | 1 | 365 | 6.2923 | 0.60389 | 6 | 0.8962
8016 | 4.845 | 1 | 365 | 5.543 | 0.10288 | 5 | 0.64583
8477 | 3.315 | 1 | 365 | 3.7925 | 0.59671 | 4 | 0.38925
8398 | 2.295 | 1 | 365 | 2.6256 | 0.25926 | 2 | 0.88487
8483 | 6.12 | 1 | 365 | 7.0016 | 0.02469 | 7 | 0.026313
9377 | 6.12 | 1 | 365 | 7.0016 | 0.02469 | 7 | 0.026313
8020 | 4.335 | 1 | 365 | 4.9595 | 0.93416 | 5 | 0.89364
8488 | 6.25 | 1 | 365 | 7.1504 | 0.3226 | 7 | 0.47295
8163 | 5.865 | 1 | 365 | 6.7099 | 0.44033 | 7 | 0.15022
9379 | 3.57 | 1 | 365 | 4.0843 | 0.18107 | 4 | 0.26535
8406 | 4.08 | 1 | 365 | 4.6677 | 0.34979 | 5 | 0.017542
8602 | 5.355 | 1 | 365 | 6.1264 | 0.2716 | 6 | 0.39802
8492 | 7.65 | 1 | 365 | 8.752 | 0.53086 | 9 | 0.28289
8296 | 4 | 1 | 365 | 4.5762 | 0.16646 | 4 | 0.74269
8598 | 3.06 | 1 | 365 | 3.5008 | 0.012345 | 3 | 0.51316
8385 | 2.805 | 1 | 365 | 3.2091 | 0.42798 | 3 | 0.63706
8495 | 9.25 | 1 | 365 | 10.5825 | 0.19745 | 10 | 0.77997
8045 | 2.4 | 1 | 365 | 2.7457 | 0.49988 | 3 | 0.24561
8593 | 4.335 | 1 | 365 | 4.9595 | 0.93416 | 5 | 0.89364
8186 | 8.67 | 1 | 365 | 9.919 | 0.86831 | 10 | 0.78728
8767 | 7.14 | 1 | 365 | 8.1686 | 0.36214 | 8 | 0.5307
8419 | 5.61 | 1 | 365 | 6.4182 | 0.85597 | 7 | 0.27412
8070 | 4.845 | 1 | 365 | 5.543 | 0.10288 | 5 | 0.64583
8530 | 3.25 | 1 | 365 | 3.7182 | 0.44775 | 4 | 0.16593
8173 | 3.825 | 1 | 365 | 4.376 | 0.76543 | 5 | 0.14145
8182 | 3.57 | 1 | 365 | 4.0843 | 0.18107 | 4 | 0.26535
8038 | 5.61 | 1 | 365 | 6.4182 | 0.85597 | 7 | 0.27412
8432 | 7.14 | 1 | 365 | 8.1686 | 0.36214 | 8 | 0.5307
7939 | 5.75 | 1 | 365 | 6.5783 | 0.17679 | 6 | 0.75511
8115 | 6.63 | 1 | 365 | 7.5851 | 0.19341 | 7 | 0.77851
7746 | 8.925 | 1 | 365 | 10.2107 | 0.45267 | 10 | 0.66337
9414 | 5.61 | 1 | 365 | 6.4182 | 0.85597 | 7 | 0.27412
8877 | 8.415 | 1 | 365 | 9.6272 | 0.28395 | 9 | 0.91118
8411 | 7.105 | 1 | 365 | 8.1285 | 0.28193 | 8 | 0.41045
8301 | 4.845 | 1 | 365 | 5.543 | 0.10288 | 5 | 0.64583
8293 | 5.1 | 1 | 365 | 5.8347 | 0.68724 | 6 | 0.52193
9412 | 2.55 | 1 | 365 | 2.9173 | 0.84362 | 3 | 0.76096
8617 | 7.5 | 1 | 365 | 8.5804 | 0.18712 | 8 | 0.76754
8607 | 7.14 | 1 | 365 | 8.1686 | 0.36214 | 8 | 0.5307
8505 | 6.63 | 1 | 365 | 7.5851 | 0.19341 | 7 | 0.77851
9411 | 5.1 | 1 | 365 | 5.8347 | 0.68724 | 6 | 0.52193
8377 | 4.08 | 1 | 365 | 4.6677 | 0.34979 | 5 | 0.017542
9413 | 2.805 | 1 | 365 | 3.2091 | 0.42798 | 3 | 0.63706
8694 | 8.415 | 1 | 365 | 9.6272 | 0.28395 | 9 | 0.91118
8220 | 4.08 | 1 | 365 | 4.6677 | 0.34979 | 5 | 0.017542
9403 | 3.57 | 1 | 365 | 4.0843 | 0.18107 | 4 | 0.26535
8316 | 4.59 | 1 | 365 | 5.2512 | 0.51852 | 5 | 0.76973
8405 | 6.885 | 1 | 365 | 7.8768 | 0.77778 | 8 | 0.6546
8661 | 8.16 | 1 | 365 | 9.3355 | 0.69959 | 10 | 0.035084
9418 | 8.415 | 1 | 365 | 9.6272 | 0.28395 | 9 | 0.91118
8502 | 2.55 | 1 | 365 | 2.9173 | 0.84362 | 3 | 0.76096
8751 | 4.335 | 1 | 365 | 4.9595 | 0.93416 | 5 | 0.89364
8689 | 3.825 | 1 | 365 | 4.376 | 0.76543 | 5 | 0.14145
8506 | 8.415 | 1 | 365 | 9.6272 | 0.28395 | 9 | 0.91118
8655 | 5.865 | 1 | 365 | 6.7099 | 0.44033 | 7 | 0.15022
9417 | 2.55 | 1 | 365 | 2.9173 | 0.84362 | 3 | 0.76096
9762 | 4.845 | 1 | 365 | 5.543 | 0.10288 | 5 | 0.64583
8514 | 6.12 | 1 | 365 | 7.0016 | 0.02469 | 7 | 0.026313
8255 | 9.435 | 1 | 365 | 10.7942 | 0.6214 | 11 | 0.41557
8972 | 5.1 | 1 | 365 | 5.8347 | 0.68724 | 6 | 0.52193
8643 | 3.825 | 1 | 365 | 4.376 | 0.76543 | 5 | 0.14145
8509 | 6.75 | 1 | 365 | 7.7224 | 0.46841 | 8 | 0.19079
8671 | 8.415 | 1 | 365 | 9.6272 | 0.28395 | 9 | 0.91118
8513 | 6 | 1 | 365 | 6.8643 | 0.7497 | 7 | 0.61403
8511 | 9.435 | 1 | 365 | 10.7942 | 0.6214 | 11 | 0.41557
8538 | 4.08 | 1 | 365 | 4.6677 | 0.34979 | 5 | 0.017542
8773 | 2.805 | 1 | 365 | 3.2091 | 0.42798 | 3 | 0.63706
7959 | 4.845 | 1 | 365 | 5.543 | 0.10288 | 5 | 0.64583
9618 | 3.06 | 1 | 365 | 3.5008 | 0.012345 | 3 | 0.51316
8746 | 459.42 | 0.9 | 365 | 473.042 | 0.5328 | 473 | 0.57479
9625 | 7.65 | 1 | 365 | 8.752 | 0.53086 | 9 | 0.28289
9451 | 37.51 | 0.9 | 365 | 38.6222 | 0.36266 | 38 | 0.98485
9632 | 4.335 | 1 | 365 | 4.9595 | 0.93416 | 5 | 0.89364
9633 | 7.905 | 1 | 365 | 9.0438 | 0.11522 | 9 | 0.15899
9679 | 4.335 | 1 | 365 | 4.9595 | 0.93416 | 5 | 0.89364
9681 | 10.455 | 1 | 365 | 11.9611 | 0.95885 | 12 | 0.91995
9689 | 4.335 | 1 | 365 | 4.9595 | 0.93416 | 5 | 0.89364
9684 | 11.985 | 1 | 365 | 13.7115 | 0.46502 | 14 | 0.17653
9696 | 6.885 | 1 | 365 | 7.8768 | 0.77778 | 8 | 0.6546
4655 | 66.3 | 0.9 | 365 | 68.2658 | 0.74073 | 69 | 0.0065482
4669 | 66.3 | 0.9 | 365 | 68.2658 | 0.74073 | 69 | 0.0065482
9704 | 9.69 | 1 | 365 | 11.0859 | 0.20576 | 11 | 0.29166
6019 | 1263.31 | 0.8 | 365 | 1156.2379 | 0.017127 | 1156 | 0.25504
8613 | 8.925 | 1 | 365 | 10.2107 | 0.45267 | 10 | 0.66337
9750 | 5.61 | 1 | 365 | 6.4182 | 0.85597 | 7 | 0.27412
8606 | 3.06 | 1 | 365 | 3.5008 | 0.012345 | 3 | 0.51316
8549 | 12.495 | 1 | 365 | 14.295 | 0.63374 | 14 | 0.92872
9755 | 6.12 | 1 | 365 | 7.0016 | 0.02469 | 7 | 0.026313
8206 | 5.61 | 1 | 365 | 6.4182 | 0.85597 | 7 | 0.27412
8604 | 2.04 | 1 | 365 | 2.3339 | 0.6749 | 3 | 0.0087709
9761 | 2.55 | 1 | 365 | 2.9173 | 0.84362 | 3 | 0.76096
9763 | 10.965 | 1 | 365 | 12.5446 | 0.12757 | 12 | 0.67214
7984 | 9.435 | 1 | 365 | 10.7942 | 0.6214 | 11 | 0.41557
8195 | 8.145 | 1 | 365 | 9.3183 | 0.66521 | 9 | 0.98355
8600 | 7.395 | 1 | 365 | 8.4603 | 0.9465 | 9 | 0.40679
8846 | 12.24 | 1 | 365 | 14.0032 | 0.04938 | 14 | 0.052625
8187 | 5.865 | 1 | 365 | 6.7099 | 0.44033 | 7 | 0.15022
7983 | 5.355 | 1 | 365 | 6.1264 | 0.2716 | 6 | 0.39802
8840 | 4.59 | 1 | 365 | 5.2512 | 0.51852 | 5 | 0.76973
8184 | 9.69 | 1 | 365 | 11.0859 | 0.20576 | 11 | 0.29166
8175 | 5.61 | 1 | 365 | 6.4182 | 0.85597 | 7 | 0.27412
7982 | 6.63 | 1 | 365 | 7.5851 | 0.19341 | 7 | 0.77851
8828 | 9.435 | 1 | 365 | 10.7942 | 0.6214 | 11 | 0.41557
9644 | 5.75 | 1 | 365 | 6.5783 | 0.17679 | 6 | 0.75511
8833 | 9.945 | 1 | 365 | 11.3776 | 0.79012 | 12 | 0.16776
7963 | 5.865 | 1 | 365 | 6.7099 | 0.44033 | 7 | 0.15022
8512 | 5.865 | 1 | 365 | 6.7099 | 0.44033 | 7 | 0.15022
8825 | 7.395 | 1 | 365 | 8.4603 | 0.9465 | 9 | 0.40679
8824 | 8.925 | 1 | 365 | 10.2107 | 0.45267 | 10 | 0.66337
9698 | 3.315 | 1 | 365 | 3.7925 | 0.59671 | 4 | 0.38925
8821 | 9.945 | 1 | 365 | 11.3776 | 0.79012 | 12 | 0.16776
8657 | 7.65 | 1 | 365 | 8.752 | 0.53086 | 9 | 0.28289
8817 | 7.905 | 1 | 365 | 9.0438 | 0.11522 | 9 | 0.15899
8815 | 6.63 | 1 | 365 | 7.5851 | 0.19341 | 7 | 0.77851
8005 | 3.825 | 1 | 365 | 4.376 | 0.76543 | 5 | 0.14145
8171 | 5.865 | 1 | 365 | 6.7099 | 0.44033 | 7 | 0.15022
8542 | 6.12 | 1 | 365 | 7.0016 | 0.02469 | 7 | 0.026313
8281 | 3.06 | 1 | 365 | 3.5008 | 0.012345 | 3 | 0.51316
9630 | 5.355 | 1 | 365 | 6.1264 | 0.2716 | 6 | 0.39802
8808 | 7.395 | 1 | 365 | 8.4603 | 0.9465 | 9 | 0.40679
8169 | 3.5 | 1 | 365 | 4.0042 | 0.020656 | 4 | 0.024852
8575 | 4.335 | 1 | 365 | 4.9595 | 0.93416 | 5 | 0.89364
8362 | 5.61 | 1 | 365 | 6.4182 | 0.85597 | 7 | 0.27412
8523 | 4.845 | 1 | 365 | 5.543 | 0.10288 | 5 | 0.64583
8802 | 4.845 | 1 | 365 | 5.543 | 0.10288 | 5 | 0.64583
8359 | 3.57 | 1 | 365 | 4.0843 | 0.18107 | 4 | 0.26535
8769 | 3.315 | 1 | 365 | 3.7925 | 0.59671 | 4 | 0.38925
8515 | 6.885 | 1 | 365 | 7.8768 | 0.77778 | 8 | 0.6546
8310 | 4.845 | 1 | 365 | 5.543 | 0.10288 | 5 | 0.64583
8292 | 7.65 | 1 | 365 | 8.752 | 0.53086 | 9 | 0.28289
8335 | 5.355 | 1 | 365 | 6.1264 | 0.2716 | 6 | 0.39802
8757 | 7.14 | 1 | 365 | 8.1686 | 0.36214 | 8 | 0.5307
8762 | 4.335 | 1 | 365 | 4.9595 | 0.93416 | 5 | 0.89364
8631 | 5.635 | 1 | 365 | 6.4468 | 0.91326 | 7 | 0.36001
8531 | 5.355 | 1 | 365 | 6.1264 | 0.2716 | 6 | 0.39802
8535 | 7.395 | 1 | 365 | 8.4603 | 0.9465 | 9 | 0.40679
8618 | 5.865 | 1 | 365 | 6.7099 | 0.44033 | 7 | 0.15022
8476 | 3.57 | 1 | 365 | 4.0843 | 0.18107 | 4 | 0.26535
9651 | 5.865 | 1 | 365 | 6.7099 | 0.44033 | 7 | 0.15022
8517 | 7.65 | 1 | 365 | 8.752 | 0.53086 | 9 | 0.28289
8339 | 7.65 | 1 | 365 | 8.752 | 0.53086 | 9 | 0.28289
9620 | 6.63 | 1 | 365 | 7.5851 | 0.19341 | 7 | 0.77851
9354 | 9.75 | 1 | 365 | 11.1545 | 0.34326 | 11 | 0.4978
9613 | 2.55 | 1 | 365 | 2.9173 | 0.84362 | 3 | 0.76096
8516 | 5.865 | 1 | 365 | 6.7099 | 0.44033 | 7 | 0.15022
9635 | 5.1 | 1 | 365 | 5.8347 | 0.68724 | 6 | 0.52193
8547 | 9.69 | 1 | 365 | 11.0859 | 0.20576 | 11 | 0.29166
8349 | 4.845 | 1 | 365 | 5.543 | 0.10288 | 5 | 0.64583
9456 | 13.26 | 1 | 365 | 15.1702 | 0.38683 | 15 | 0.55701
9459 | 5.865 | 1 | 365 | 6.7099 | 0.44033 | 7 | 0.15022
9461 | 8.67 | 1 | 365 | 9.919 | 0.86831 | 10 | 0.78728
8615 | 9 | 1 | 365 | 10.2965 | 0.62454 | 10 | 0.92105
8212 | 8.16 | 1 | 365 | 9.3355 | 0.69959 | 10 | 0.035084
8351 | 6.12 | 1 | 365 | 7.0016 | 0.02469 | 7 | 0.026313
8484 | 2.04 | 1 | 365 | 2.3339 | 0.6749 | 3 | 0.0087709
8569 | 2.805 | 1 | 365 | 3.2091 | 0.42798 | 3 | 0.63706
8350 | 2.805 | 1 | 365 | 3.2091 | 0.42798 | 3 | 0.63706
8520 | 6.12 | 1 | 365 | 7.0016 | 0.02469 | 7 | 0.026313
8637 | 7.65 | 1 | 365 | 8.752 | 0.53086 | 9 | 0.28289
8475 | 5.865 | 1 | 365 | 6.7099 | 0.44033 | 7 | 0.15022
8479 | 3.5 | 1 | 365 | 4.0042 | 0.020656 | 4 | 0.024852
8624 | 4.845 | 1 | 365 | 5.543 | 0.10288 | 5 | 0.64583
8473 | 7.5 | 1 | 365 | 8.5804 | 0.18712 | 8 | 0.76754
9736 | 4.335 | 1 | 365 | 4.9595 | 0.93416 | 5 | 0.89364
9356 | 6.12 | 1 | 365 | 7.0016 | 0.02469 | 7 | 0.026313
9360 | 2.04 | 1 | 365 | 2.3339 | 0.6749 | 3 | 0.0087709
8603 | 4.845 | 1 | 365 | 5.543 | 0.10288 | 5 | 0.64583
8232 | 6.12 | 1 | 365 | 7.0016 | 0.02469 | 7 | 0.026313
8193 | 6.63 | 1 | 365 | 7.5851 | 0.19341 | 7 | 0.77851
8297 | 5.1 | 1 | 365 | 5.8347 | 0.68724 | 6 | 0.52193
8191 | 4.08 | 1 | 365 | 4.6677 | 0.34979 | 5 | 0.017542
8280 | 9.69 | 1 | 365 | 11.0859 | 0.20576 | 11 | 0.29166
8352 | 7.14 | 1 | 365 | 8.1686 | 0.36214 | 8 | 0.5307
8216 | 4.59 | 1 | 365 | 5.2512 | 0.51852 | 5 | 0.76973
8209 | 9.18 | 1 | 365 | 10.5024 | 0.037035 | 10 | 0.53947
8367 | 6.375 | 1 | 365 | 7.2934 | 0.60905 | 7 | 0.90241
8214 | 3.06 | 1 | 365 | 3.5008 | 0.012345 | 3 | 0.51316
8267 | 9.435 | 1 | 365 | 10.7942 | 0.6214 | 11 | 0.41557
9180 | 5.865 | 1 | 365 | 6.7099 | 0.44033 | 7 | 0.15022
8202 | 4.08 | 1 | 365 | 4.6677 | 0.34979 | 5 | 0.017542
8355 | 5.61 | 1 | 365 | 6.4182 | 0.85597 | 7 | 0.27412
8698 | 2.04 | 1 | 365 | 2.3339 | 0.6749 | 3 | 0.0087709
9187 | 5.865 | 1 | 365 | 6.7099 | 0.44033 | 7 | 0.15022
8160 | 1.96 | 1 | 365 | 2.2423 | 0.49157 | 2 | 0.73392
8225 | 9.555 | 1 | 365 | 10.9315 | 0.89639 | 11 | 0.82785
8921 | 5.355 | 1 | 365 | 6.1264 | 0.2716 | 6 | 0.39802
9344 | 6.12 | 1 | 365 | 7.0016 | 0.02469 | 7 | 0.026313
8811 | 8.925 | 1 | 365 | 10.2107 | 0.45267 | 10 | 0.66337
8579 | 8.67 | 1 | 365 | 9.919 | 0.86831 | 10 | 0.78728
9728 | 6.25 | 1 | 365 | 7.1504 | 0.3226 | 7 | 0.47295
8836 | 4.59 | 1 | 365 | 5.2512 | 0.51852 | 5 | 0.76973
8626 | 5.865 | 1 | 365 | 6.7099 | 0.44033 | 7 | 0.15022
9677 | 9.18 | 1 | 365 | 10.5024 | 0.037035 | 10 | 0.53947
8807 | 5.865 | 1 | 365 | 6.7099 | 0.44033 | 7 | 0.15022
9876 | 3.825 | 1 | 365 | 4.376 | 0.76543 | 5 | 0.14145
9552 | 4.59 | 1 | 365 | 5.2512 | 0.51852 | 5 | 0.76973
9518 | 4 | 1 | 365 | 4.5762 | 0.16646 | 4 | 0.74269
9714 | 4.08 | 1 | 365 | 4.6677 | 0.34979 | 5 | 0.017542
9547 | 6.885 | 1 | 365 | 7.8768 | 0.77778 | 8 | 0.6546
9536 | 6.12 | 1 | 365 | 7.0016 | 0.02469 | 7 | 0.026313
9511 | 4.08 | 1 | 365 | 4.6677 | 0.34979 | 5 | 0.017542
9769 | 8.5 | 1 | 365 | 9.7245 | 0.47874 | 10 | 0.20321
7353 | 1.53 | 1 | 365 | 1.7504 | 0.50617 | 2 | 0.25658
9725 | 5.335 | 1 | 365 | 6.1035 | 0.22577 | 6 | 0.32931
8678 | 3.315 | 1 | 365 | 3.7925 | 0.59671 | 4 | 0.38925
9345 | 6.63 | 1 | 365 | 7.5851 | 0.19341 | 7 | 0.77851
9558 | 5.865 | 1 | 365 | 6.7099 | 0.44033 | 7 | 0.15022
26551 | 9.92 | 1 | 365 | 11.349 | 0.73283 | 12 | 0.081866
18027 | 12.099 | 1 | 365 | 13.8419 | 0.72626 | 14 | 0.5682
20690 | 9.945 | 1 | 365 | 11.3776 | 0.79012 | 12 | 0.16776
26469 | 7.65 | 1 | 365 | 8.752 | 0.53086 | 9 | 0.28289
51513 | 4.5 | 1 | 365 | 5.1483 | 0.31227 | 5 | 0.46052
6178 | 27 | 0.9 | 365 | 27.8006 | 0.68627 | 28 | 0.48683
9198 | 5.1 | 1 | 365 | 5.8347 | 0.68724 | 6 | 0.52193
8743 | 3.315 | 1 | 365 | 3.7925 | 0.59671 | 4 | 0.38925
9979 | 5.865 | 1 | 365 | 6.7099 | 0.44033 | 7 | 0.15022
9568 | 6.75 | 1 | 365 | 7.7224 | 0.46841 | 8 | 0.19079
9211 | 7.905 | 1 | 365 | 9.0438 | 0.11522 | 9 | 0.15899
8997 | 6.885 | 1 | 365 | 7.8768 | 0.77778 | 8 | 0.6546
9560 | 4.08 | 1 | 365 | 4.6677 | 0.34979 | 5 | 0.017542
8695 | 5.61 | 1 | 365 | 6.4182 | 0.85597 | 7 | 0.27412
9990 | 6.885 | 1 | 365 | 7.8768 | 0.77778 | 8 | 0.6546
9991 | 7.395 | 1 | 365 | 8.4603 | 0.9465 | 9 | 0.40679
9221 | 8.16 | 1 | 365 | 9.3355 | 0.69959 | 10 | 0.035084
8666 | 5.865 | 1 | 365 | 6.7099 | 0.44033 | 7 | 0.15022
9218 | 4.845 | 1 | 365 | 5.543 | 0.10288 | 5 | 0.64583
8705 | 4.59 | 1 | 365 | 5.2512 | 0.51852 | 5 | 0.76973
9999 | 7.65 | 1 | 365 | 8.752 | 0.53086 | 9 | 0.28289
9562 | 6.375 | 1 | 365 | 7.2934 | 0.60905 | 7 | 0.90241
9174 | 4.08 | 1 | 365 | 4.6677 | 0.34979 | 5 | 0.017542
8673 | 7.14 | 1 | 365 | 8.1686 | 0.36214 | 8 | 0.5307
8663 | 3.57 | 1 | 365 | 4.0843 | 0.18107 | 4 | 0.26535
9764 | 6.375 | 1 | 365 | 7.2934 | 0.60905 | 7 | 0.90241
9996 | 4.59 | 1 | 365 | 5.2512 | 0.51852 | 5 | 0.76973
8702 | 6.885 | 1 | 365 | 7.8768 | 0.77778 | 8 | 0.6546
8700 | 8.415 | 1 | 365 | 9.6272 | 0.28395 | 9 | 0.91118
9573 | 8.16 | 1 | 365 | 9.3355 | 0.69959 | 10 | 0.035084
8685 | 6.12 | 1 | 365 | 7.0016 | 0.02469 | 7 | 0.026313
9224 | 4.08 | 1 | 365 | 4.6677 | 0.34979 | 5 | 0.017542
8735 | 3.825 | 1 | 365 | 4.376 | 0.76543 | 5 | 0.14145
8960 | 8.415 | 1 | 365 | 9.6272 | 0.28395 | 9 | 0.91118
10027 | 6.12 | 1 | 365 | 7.0016 | 0.02469 | 7 | 0.026313
8766 | 7.905 | 1 | 365 | 9.0438 | 0.11522 | 9 | 0.15899
8787 | 2.04 | 1 | 365 | 2.3339 | 0.6749 | 3 | 0.0087709
8964 | 6.12 | 1 | 365 | 7.0016 | 0.02469 | 7 | 0.026313
8750 | 7.65 | 1 | 365 | 8.752 | 0.53086 | 9 | 0.28289
8755 | 4.75 | 1 | 365 | 5.4343 | 0.88518 | 6 | 0.31944
8978 | 9.69 | 1 | 365 | 11.0859 | 0.20576 | 11 | 0.29166
8758 | 5.61 | 1 | 365 | 6.4182 | 0.85597 | 7 | 0.27412
9348 | 2.55 | 1 | 365 | 2.9173 | 0.84362 | 3 | 0.76096
8980 | 5.1 | 1 | 365 | 5.8347 | 0.68724 | 6 | 0.52193
8288 | 6.12 | 1 | 365 | 7.0016 | 0.02469 | 7 | 0.026313
8681 | 8.67 | 1 | 365 | 9.919 | 0.86831 | 10 | 0.78728
8969 | 8.67 | 1 | 365 | 9.919 | 0.86831 | 10 | 0.78728
9350 | 5.865 | 1 | 365 | 6.7099 | 0.44033 | 7 | 0.15022
9188 | 3.315 | 1 | 365 | 3.7925 | 0.59671 | 4 | 0.38925
8761 | 8.415 | 1 | 365 | 9.6272 | 0.28395 | 9 | 0.91118
8283 | 5.355 | 1 | 365 | 6.1264 | 0.2716 | 6 | 0.39802
8675 | 7.14 | 1 | 365 | 8.1686 | 0.36214 | 8 | 0.5307
9349 | 2.04 | 1 | 365 | 2.3339 | 0.6749 | 3 | 0.0087709
10038 | 4.59 | 1 | 365 | 5.2512 | 0.51852 | 5 | 0.76973
8259 | 6.12 | 1 | 365 | 7.0016 | 0.02469 | 7 | 0.026313
10039 | 4.08 | 1 | 365 | 4.6677 | 0.34979 | 5 | 0.017542
8303 | 4.335 | 1 | 365 | 4.9595 | 0.93416 | 5 | 0.89364
8287 | 7.905 | 1 | 365 | 9.0438 | 0.11522 | 9 | 0.15899
9210 | 9.945 | 1 | 365 | 11.3776 | 0.79012 | 12 | 0.16776
8253 | 4.59 | 1 | 365 | 5.2512 | 0.51852 | 5 | 0.76973
8955 | 8.67 | 1 | 365 | 9.919 | 0.86831 | 10 | 0.78728
8402 | 4.08 | 1 | 365 | 4.6677 | 0.34979 | 5 | 0.017542
9202 | 8.925 | 1 | 365 | 10.2107 | 0.45267 | 10 | 0.66337
9207 | 6.375 | 1 | 365 | 7.2934 | 0.60905 | 7 | 0.90241
8278 | 9.69 | 1 | 365 | 11.0859 | 0.20576 | 11 | 0.29166
9054 | 8.16 | 1 | 365 | 9.3355 | 0.69959 | 10 | 0.035084
8264 | 6.12 | 1 | 365 | 7.0016 | 0.02469 | 7 | 0.026313
8249 | 8.67 | 1 | 365 | 9.919 | 0.86831 | 10 | 0.78728
8265 | 8.67 | 1 | 365 | 9.919 | 0.86831 | 10 | 0.78728
8298 | 4 | 1 | 365 | 4.5762 | 0.16646 | 4 | 0.74269
8242 | 2.04 | 1 | 365 | 2.3339 | 0.6749 | 3 | 0.0087709
8270 | 3.06 | 1 | 365 | 3.5008 | 0.012345 | 3 | 0.51316
9048 | 4.335 | 1 | 365 | 4.9595 | 0.93416 | 5 | 0.89364
8243 | 3.825 | 1 | 365 | 4.376 | 0.76543 | 5 | 0.14145
8438 | 2.805 | 1 | 365 | 3.2091 | 0.42798 | 3 | 0.63706
8338 | 6.885 | 1 | 365 | 7.8768 | 0.77778 | 8 | 0.6546
8587 | 5.61 | 1 | 365 | 6.4182 | 0.85597 | 7 | 0.27412
8410 | 7.905 | 1 | 365 | 9.0438 | 0.11522 | 9 | 0.15899
8809 | 9.69 | 1 | 365 | 11.0859 | 0.20576 | 11 | 0.29166
9092 | 5.5 | 1 | 365 | 6.2923 | 0.60389 | 6 | 0.8962
9088 | 5.1 | 1 | 365 | 5.8347 | 0.68724 | 6 | 0.52193
9099 | 12.5 | 1 | 365 | 14.3007 | 0.6452 | 14 | 0.9459
9093 | 3.06 | 1 | 365 | 3.5008 | 0.012345 | 3 | 0.51316
9107 | 5.355 | 1 | 365 | 6.1264 | 0.2716 | 6 | 0.39802
7111 | 1.785 | 1 | 365 | 2.0421 | 0.090535 | 2 | 0.13267
9111 | 9.69 | 1 | 365 | 11.0859 | 0.20576 | 11 | 0.29166
7256 | 7.65 | 1 | 365 | 8.752 | 0.53086 | 9 | 0.28289
9112 | 6.12 | 1 | 365 | 7.0016 | 0.02469 | 7 | 0.026313
9114 | 5.61 | 1 | 365 | 6.4182 | 0.85597 | 7 | 0.27412
9115 | 11.73 | 1 | 365 | 13.4198 | 0.88066 | 14 | 0.30043
7232 | 6.12 | 1 | 365 | 7.0016 | 0.02469 | 7 | 0.026313
9121 | 2.55 | 1 | 365 | 2.9173 | 0.84362 | 3 | 0.76096
9122 | 13.26 | 1 | 365 | 15.1702 | 0.38683 | 15 | 0.55701
9133 | 7.65 | 1 | 365 | 8.752 | 0.53086 | 9 | 0.28289
9129 | 7.905 | 1 | 365 | 9.0438 | 0.11522 | 9 | 0.15899
9148 | 9.435 | 1 | 365 | 10.7942 | 0.6214 | 11 | 0.41557
9136 | 6.885 | 1 | 365 | 7.8768 | 0.77778 | 8 | 0.6546
8975 | 33.88 | 0.9 | 365 | 34.8846 | 0.87596 | 35 | 0.76051
8394 | 6.63 | 1 | 365 | 7.5851 | 0.19341 | 7 | 0.77851
9300 | 4.335 | 1 | 365 | 4.9595 | 0.93416 | 5 | 0.89364
8633 | 5.1 | 1 | 365 | 5.8347 | 0.68724 | 6 | 0.52193
9019 | 5.355 | 1 | 365 | 6.1264 | 0.2716 | 6 | 0.39802
9692 | 8.58 | 1 | 365 | 9.816 | 0.66207 | 10 | 0.47807
9765 | 5.46 | 1 | 365 | 6.2465 | 0.51222 | 6 | 0.75877
9773 | 10.92 | 1 | 365 | 12.4931 | 0.024447 | 12 | 0.51754
9862 | 8.32 | 1 | 365 | 9.5185 | 0.066245 | 9 | 0.58479
9593 | 8.32 | 1 | 365 | 9.5185 | 0.066245 | 9 | 0.58479
9227 | 3.315 | 1 | 365 | 3.7925 | 0.59671 | 4 | 0.38925
9229 | 6.63 | 1 | 365 | 7.5851 | 0.19341 | 7 | 0.77851
9238 | 7.395 | 1 | 365 | 8.4603 | 0.9465 | 9 | 0.40679
9240 | 9.18 | 1 | 365 | 10.5024 | 0.037035 | 10 | 0.53947
9242 | 5.355 | 1 | 365 | 6.1264 | 0.2716 | 6 | 0.39802
9253 | 7.395 | 1 | 365 | 8.4603 | 0.9465 | 9 | 0.40679
2213 | 46.795 | 0.9 | 365 | 48.1825 | 0.51255 | 48 | 0.69504
9258 | 3.825 | 1 | 365 | 4.376 | 0.76543 | 5 | 0.14145
9256 | 4.845 | 1 | 365 | 5.543 | 0.10288 | 5 | 0.64583
9400 | 6.885 | 1 | 365 | 7.8768 | 0.77778 | 8 | 0.6546
9260 | 2.805 | 1 | 365 | 3.2091 | 0.42798 | 3 | 0.63706
2215 | 71.4 | 0.9 | 365 | 73.517 | 0.25924 | 73 | 0.77628
2216 | 153.51 | 0.9 | 365 | 158.0616 | 0.60737 | 158 | 0.66901
9261 | 6.12 | 1 | 365 | 7.0016 | 0.02469 | 7 | 0.026313
9255 | 5.355 | 1 | 365 | 6.1264 | 0.2716 | 6 | 0.39802
10130 | 4.16 | 1 | 365 | 4.7593 | 0.53312 | 5 | 0.2924
9266 | 6.095 | 1 | 365 | 6.973 | 0.9674 | 7 | 0.94042
9267 | 6.12 | 1 | 365 | 7.0016 | 0.02469 | 7 | 0.026313
7788 | 3.5 | 1 | 365 | 4.0042 | 0.020656 | 4 | 0.024852
8430 | 5.1 | 1 | 365 | 5.8347 | 0.68724 | 6 | 0.52193
9447 | 6.12 | 1 | 365 | 7.0016 | 0.02469 | 7 | 0.026313
8257 | 4.59 | 1 | 365 | 5.2512 | 0.51852 | 5 | 0.76973
10011 | 6.12 | 1 | 365 | 7.0016 | 0.02469 | 7 | 0.026313
8203 | 5.865 | 1 | 365 | 6.7099 | 0.44033 | 7 | 0.15022
9615 | 4.335 | 1 | 365 | 4.9595 | 0.93416 | 5 | 0.89364
7783 | 7.25 | 1 | 365 | 8.2944 | 0.61422 | 8 | 0.90862
7015 | 2.5 | 1 | 365 | 2.8601 | 0.72904 | 3 | 0.58918
7777 | 1.785 | 1 | 365 | 2.0421 | 0.090535 | 2 | 0.13267
7770 | 2.805 | 1 | 365 | 3.2091 | 0.42798 | 3 | 0.63706
7749 | 9.18 | 1 | 365 | 10.5024 | 0.037035 | 10 | 0.53947
7747 | 8.5 | 1 | 365 | 9.7245 | 0.47874 | 10 | 0.20321
7861 | 7.65 | 1 | 365 | 8.752 | 0.53086 | 9 | 0.28289
7744 | 9.5 | 1 | 365 | 10.8685 | 0.77035 | 11 | 0.63888
7609 | 6.63 | 1 | 365 | 7.5851 | 0.19341 | 7 | 0.77851
7606 | 9.435 | 1 | 365 | 10.7942 | 0.6214 | 11 | 0.41557
8382 | 7.14 | 1 | 365 | 8.1686 | 0.36214 | 8 | 0.5307
7220 | 7.25 | 1 | 365 | 8.2944 | 0.61422 | 8 | 0.90862
7605 | 7.395 | 1 | 365 | 8.4603 | 0.9465 | 9 | 0.40679
7735 | 2.55 | 1 | 365 | 2.9173 | 0.84362 | 3 | 0.76096
9235 | 6.75 | 1 | 365 | 7.7224 | 0.46841 | 8 | 0.19079
8378 | 7.905 | 1 | 365 | 9.0438 | 0.11522 | 9 | 0.15899
8374 | 4.08 | 1 | 365 | 4.6677 | 0.34979 | 5 | 0.017542
7802 | 5.1 | 1 | 365 | 5.8347 | 0.68724 | 6 | 0.52193
8371 | 8.925 | 1 | 365 | 10.2107 | 0.45267 | 10 | 0.66337
7860 | 5.865 | 1 | 365 | 6.7099 | 0.44033 | 7 | 0.15022
7663 | 4.08 | 1 | 365 | 4.6677 | 0.34979 | 5 | 0.017542
8467 | 6.12 | 1 | 365 | 7.0016 | 0.02469 | 7 | 0.026313
8468 | 6.63 | 1 | 365 | 7.5851 | 0.19341 | 7 | 0.77851
7852 | 7.395 | 1 | 365 | 8.4603 | 0.9465 | 9 | 0.40679
7667 | 7.14 | 1 | 365 | 8.1686 | 0.36214 | 8 | 0.5307
7845 | 6.63 | 1 | 365 | 7.5851 | 0.19341 | 7 | 0.77851
9245 | 5.75 | 1 | 365 | 6.5783 | 0.17679 | 6 | 0.75511
8462 | 6.63 | 1 | 365 | 7.5851 | 0.19341 | 7 | 0.77851
8461 | 8.925 | 1 | 365 | 10.2107 | 0.45267 | 10 | 0.66337
7890 | 4.845 | 1 | 365 | 5.543 | 0.10288 | 5 | 0.64583
9254 | 5.5 | 1 | 365 | 6.2923 | 0.60389 | 6 | 0.8962
8456 | 4.59 | 1 | 365 | 5.2512 | 0.51852 | 5 | 0.76973
8454 | 7.14 | 1 | 365 | 8.1686 | 0.36214 | 8 | 0.5307
8450 | 3.315 | 1 | 365 | 3.7925 | 0.59671 | 4 | 0.38925
7834 | 6.885 | 1 | 365 | 7.8768 | 0.77778 | 8 | 0.6546
7928 | 4.5 | 1 | 365 | 5.1483 | 0.31227 | 5 | 0.46052
7925 | 3.825 | 1 | 365 | 4.376 | 0.76543 | 5 | 0.14145
8448 | 4.08 | 1 | 365 | 4.6677 | 0.34979 | 5 | 0.017542
9272 | 12.75 | 1 | 365 | 14.5867 | 0.2181 | 14 | 0.80482
8444 | 8.67 | 1 | 365 | 9.919 | 0.86831 | 10 | 0.78728
7919 | 3.825 | 1 | 365 | 4.376 | 0.76543 | 5 | 0.14145
7724 | 7.905 | 1 | 365 | 9.0438 | 0.11522 | 9 | 0.15899
8441 | 3.57 | 1 | 365 | 4.0843 | 0.18107 | 4 | 0.26535
8436 | 1.785 | 1 | 365 | 2.0421 | 0.090535 | 2 | 0.13267
7917 | 6.25 | 1 | 365 | 7.1504 | 0.3226 | 7 | 0.47295
8397 | 2.5 | 1 | 365 | 2.8601 | 0.72904 | 3 | 0.58918
8431 | 7.65 | 1 | 365 | 8.752 | 0.53086 | 9 | 0.28289
7916 | 4.59 | 1 | 365 | 5.2512 | 0.51852 | 5 | 0.76973
8413 | 6.375 | 1 | 365 | 7.2934 | 0.60905 | 7 | 0.90241
5943 | 5.1 | 1 | 365 | 5.8347 | 0.68724 | 6 | 0.52193
7914 | 4.08 | 1 | 365 | 4.6677 | 0.34979 | 5 | 0.017542
8408 | 5.61 | 1 | 365 | 6.4182 | 0.85597 | 7 | 0.27412
7912 | 4.335 | 1 | 365 | 4.9595 | 0.93416 | 5 | 0.89364
5747 | 5.1 | 1 | 365 | 5.8347 | 0.68724 | 6 | 0.52193
5742 | 4.25 | 1 | 365 | 4.8622 | 0.73937 | 5 | 0.60161
8399 | 7.395 | 1 | 365 | 8.4603 | 0.9465 | 9 | 0.40679
9285 | 6.63 | 1 | 365 | 7.5851 | 0.19341 | 7 | 0.77851
7910 | 6.885 | 1 | 365 | 7.8768 | 0.77778 | 8 | 0.6546
6590 | 13.065 | 1 | 365 | 14.9471 | 0.93996 | 15 | 0.88705
9533 | 6 | 1 | 365 | 6.8643 | 0.7497 | 7 | 0.61403
9553 | 9 | 1 | 365 | 10.2965 | 0.62454 | 10 | 0.92105
9559 | 8.33 | 1 | 365 | 9.53 | 0.089161 | 9 | 0.61915
9564 | 5.145 | 1 | 365 | 5.8862 | 0.79036 | 6 | 0.67653
9579 | 19.62 | 1 | 365 | 22.4464 | 0.96151 | 23 | 0.40788
9649 | 5.46 | 1 | 365 | 6.2465 | 0.51222 | 6 | 0.75877
9652 | 8.5 | 1 | 365 | 9.7245 | 0.47874 | 10 | 0.20321
6742 | 27 | 0.9 | 365 | 27.8006 | 0.68627 | 28 | 0.48683
4982 | 540.54 | 0.9 | 365 | 556.5672 | 0.8391 | 557 | 0.40633
9657 | 9.25 | 1 | 365 | 10.5825 | 0.19745 | 10 | 0.77997
9661 | 8 | 1 | 365 | 9.1524 | 0.33293 | 9 | 0.48538
9690 | 7.194 | 1 | 365 | 8.2303 | 0.48589 | 8 | 0.71622
4869 | 197.78 | 0.9 | 365 | 203.6443 | 0.91223 | 204 | 0.55649
4868 | 576.29 | 0.9 | 365 | 593.3772 | 0.57185 | 593 | 0.94908
9450 | 94.24 | 0.9 | 365 | 97.0343 | 0.3657 | 97 | 0.39996
9453 | 170.81 | 0.9 | 365 | 175.8746 | 0.28784 | 176 | 0.16242
9471 | 214.42 | 0.9 | 365 | 220.7776 | 0.23147 | 221 | 0.0091112
9472 | 133.29 | 0.9 | 365 | 137.2421 | 0.90455 | 138 | 0.14665
9160 | 4.335 | 1 | 365 | 4.9595 | 0.93416 | 5 | 0.89364
3251 | 98.82 | 0.9 | 365 | 101.7501 | 0.81174 | 102 | 0.5618
2669 | 197.64 | 0.9 | 365 | 203.5001 | 0.62349 | 204 | 0.12359
9199 | 7.905 | 1 | 365 | 9.0438 | 0.11522 | 9 | 0.15899
8528 | 6.885 | 1 | 365 | 7.8768 | 0.77778 | 8 | 0.6546
9291 | 4.845 | 1 | 365 | 5.543 | 0.10288 | 5 | 0.64583
3409 | 636.12 | 0.9 | 365 | 654.9812 | 0.96849 | 655 | 0.94971
9495 | 4.08 | 1 | 365 | 4.6677 | 0.34979 | 5 | 0.017542
8551 | 4.59 | 1 | 365 | 5.2512 | 0.51852 | 5 | 0.76973
8571 | 4.08 | 1 | 365 | 4.6677 | 0.34979 | 5 | 0.017542
9304 | 6.63 | 1 | 365 | 7.5851 | 0.19341 | 7 | 0.77851
8497 | 2.55 | 1 | 365 | 2.9173 | 0.84362 | 3 | 0.76096
8501 | 8.415 | 1 | 365 | 9.6272 | 0.28395 | 9 | 0.91118
8498 | 5.1 | 1 | 365 | 5.8347 | 0.68724 | 6 | 0.52193
8507 | 2.55 | 1 | 365 | 2.9173 | 0.84362 | 3 | 0.76096
8504 | 3.315 | 1 | 365 | 3.7925 | 0.59671 | 4 | 0.38925
9631 | 6.615 | 1 | 365 | 7.5679 | 0.15904 | 7 | 0.72697
9774 | 5.61 | 1 | 365 | 6.4182 | 0.85597 | 7 | 0.27412
8344 | 3.06 | 1 | 365 | 3.5008 | 0.012345 | 3 | 0.51316
7768 | 8.16 | 1 | 365 | 9.3355 | 0.69959 | 10 | 0.035084
9167 | 7.65 | 1 | 365 | 8.752 | 0.53086 | 9 | 0.28289
9726 | 5.865 | 1 | 365 | 6.7099 | 0.44033 | 7 | 0.15022
9118 | 7.65 | 1 | 365 | 8.752 | 0.53086 | 9 | 0.28289
8347 | 7 | 1 | 365 | 8.0084 | 0.041312 | 8 | 0.049704
9113 | 3.06 | 1 | 365 | 3.5008 | 0.012345 | 3 | 0.51316
9805 | 4.5 | 1 | 365 | 5.1483 | 0.31227 | 5 | 0.46052
8583 | 4.75 | 1 | 365 | 5.4343 | 0.88518 | 6 | 0.31944
9815 | 5.635 | 1 | 365 | 6.4468 | 0.91326 | 7 | 0.36001
8953 | 8.67 | 1 | 365 | 9.919 | 0.86831 | 10 | 0.78728
9897 | 5.355 | 1 | 365 | 6.1264 | 0.2716 | 6 | 0.39802
9822 | 7.84 | 1 | 365 | 8.9694 | 0.96627 | 9 | 0.93567
9465 | 7.65 | 1 | 365 | 8.752 | 0.53086 | 9 | 0.28289
9467 | 6.25 | 1 | 365 | 7.1504 | 0.3226 | 7 | 0.47295
8567 | 2.805 | 1 | 365 | 3.2091 | 0.42798 | 3 | 0.63706
8558 | 7.395 | 1 | 365 | 8.4603 | 0.9465 | 9 | 0.40679
8559 | 9.69 | 1 | 365 | 11.0859 | 0.20576 | 11 | 0.29166
9908 | 4.08 | 1 | 365 | 4.6677 | 0.34979 | 5 | 0.017542
4882 | 395.28 | 0.9 | 365 | 407.0002 | 0.24698 | 407 | 0.24719
4878 | 625.86 | 0.9 | 365 | 644.417 | 0.80771 | 645 | 0.22471
8574 | 4.845 | 1 | 365 | 5.543 | 0.10288 | 5 | 0.64583
4880 | 625.86 | 0.9 | 365 | 644.417 | 0.80771 | 645 | 0.22471
4879 | 592.92 | 0.9 | 365 | 610.5003 | 0.87046 | 611 | 0.37078
8555 | 6.63 | 1 | 365 | 7.5851 | 0.19341 | 7 | 0.77851
8580 | 5.1 | 1 | 365 | 5.8347 | 0.68724 | 6 | 0.52193
8236 | 3.57 | 1 | 365 | 4.0843 | 0.18107 | 4 | 0.26535
8590 | 5.61 | 1 | 365 | 6.4182 | 0.85597 | 7 | 0.27412
9035 | 5.355 | 1 | 365 | 6.1264 | 0.2716 | 6 | 0.39802
4848 | 435.24 | 0.9 | 365 | 448.145 | 0.66265 | 448 | 0.80769
8977 | 3.06 | 1 | 365 | 3.5008 | 0.012345 | 3 | 0.51316
4849 | 592.92 | 0.9 | 365 | 610.5003 | 0.87046 | 611 | 0.37078
4430 | 461.16 | 0.9 | 365 | 474.8336 | 0.12147 | 474 | 0.95505
4435 | 428.22 | 0.9 | 365 | 440.9169 | 0.18422 | 441 | 0.10112
9926 | 7.705 | 1 | 365 | 8.815 | 0.6569 | 9 | 0.47185
2897 | 131.76 | 0.9 | 365 | 135.6667 | 0.74899 | 136 | 0.41573
9927 | 3.9 | 1 | 365 | 4.4618 | 0.9373 | 5 | 0.39912
2679 | 527.04 | 0.9 | 365 | 542.6669 | 0.99597 | 543 | 0.66291
2597 | 329.4 | 0.9 | 365 | 339.1668 | 0.37248 | 339 | 0.53932
2616 | 395.28 | 0.9 | 365 | 407.0002 | 0.24698 | 407 | 0.24719
9566 | 3.315 | 1 | 365 | 3.7925 | 0.59671 | 4 | 0.38925
9527 | 5.61 | 1 | 365 | 6.4182 | 0.85597 | 7 | 0.27412
8919 | 3.315 | 1 | 365 | 3.7925 | 0.59671 | 4 | 0.38925
8946 | 4.08 | 1 | 365 | 4.6677 | 0.34979 | 5 | 0.017542
8842 | 6.885 | 1 | 365 | 7.8768 | 0.77778 | 8 | 0.6546
9110 | 5.86 | 1 | 365 | 6.7042 | 0.42887 | 7 | 0.13304
8849 | 6.885 | 1 | 365 | 7.8768 | 0.77778 | 8 | 0.6546
8814 | 8.16 | 1 | 365 | 9.3355 | 0.69959 | 10 | 0.035084
8768 | 7.65 | 1 | 365 | 8.752 | 0.53086 | 9 | 0.28289
9169 | 9.435 | 1 | 365 | 10.7942 | 0.6214 | 11 | 0.41557
8819 | 6.375 | 1 | 365 | 7.2934 | 0.60905 | 7 | 0.90241
9520 | 9.945 | 1 | 365 | 11.3776 | 0.79012 | 12 | 0.16776
9090 | 6.375 | 1 | 365 | 7.2934 | 0.60905 | 7 | 0.90241
8845 | 8.67 | 1 | 365 | 9.919 | 0.86831 | 10 | 0.78728
8831 | 2.55 | 1 | 365 | 2.9173 | 0.84362 | 3 | 0.76096
9181 | 5 | 1 | 365 | 5.7203 | 0.45808 | 6 | 0.17836
8779 | 3.06 | 1 | 365 | 3.5008 | 0.012345 | 3 | 0.51316
8830 | 3.57 | 1 | 365 | 4.0843 | 0.18107 | 4 | 0.26535
9954 | 13.78 | 1 | 365 | 15.7651 | 0.57847 | 16 | 0.34356
9957 | 7.905 | 1 | 365 | 9.0438 | 0.11522 | 9 | 0.15899
9082 | 6.12 | 1 | 365 | 7.0016 | 0.02469 | 7 | 0.026313
9226 | 11.7 | 1 | 365 | 13.3855 | 0.81191 | 14 | 0.19736
8926 | 5.1 | 1 | 365 | 5.8347 | 0.68724 | 6 | 0.52193
9960 | 10.2 | 1 | 365 | 11.6694 | 0.37448 | 12 | 0.043854
9554 | 6.12 | 1 | 365 | 7.0016 | 0.02469 | 7 | 0.026313
10076 | 6.375 | 1 | 365 | 7.2934 | 0.60905 | 7 | 0.90241
8864 | 6.375 | 1 | 365 | 7.2934 | 0.60905 | 7 | 0.90241
10089 | 6.37 | 1 | 365 | 7.2876 | 0.59759 | 7 | 0.88523
10082 | 8.16 | 1 | 365 | 9.3355 | 0.69959 | 10 | 0.035084
10093 | 4 | 1 | 365 | 4.5762 | 0.16646 | 4 | 0.74269
7734 | 6.885 | 1 | 365 | 7.8768 | 0.77778 | 8 | 0.6546
7884 | 4.59 | 1 | 365 | 5.2512 | 0.51852 | 5 | 0.76973
9678 | 3.315 | 1 | 365 | 3.7925 | 0.59671 | 4 | 0.38925
9808 | 5.36 | 1 | 365 | 6.1321 | 0.28306 | 6 | 0.4152
9281 | 2.04 | 1 | 365 | 2.3339 | 0.6749 | 3 | 0.0087709
5036 | 5.04 | 1 | 365 | 5.766 | 0.54974 | 6 | 0.31579
5035 | 6.72 | 1 | 365 | 7.6881 | 0.39966 | 8 | 0.087716
5020 | 9.81 | 1 | 365 | 11.2232 | 0.48075 | 11 | 0.70394
6985 | 220.66 | 0.9 | 365 | 227.2027 | 0.10119 | 227 | 0.30385
9791 | 9.945 | 1 | 365 | 11.3776 | 0.79012 | 12 | 0.16776
9971 | 5.355 | 1 | 365 | 6.1264 | 0.2716 | 6 | 0.39802
12304 | 7.65 | 1 | 365 | 8.752 | 0.53086 | 9 | 0.28289
9792 | 9.435 | 1 | 365 | 10.7942 | 0.6214 | 11 | 0.41557
9974 | 3.825 | 1 | 365 | 4.376 | 0.76543 | 5 | 0.14145
9988 | 9.945 | 1 | 365 | 11.3776 | 0.79012 | 12 | 0.16776
9980 | 7.14 | 1 | 365 | 8.1686 | 0.36214 | 8 | 0.5307
8860 | 8.415 | 1 | 365 | 9.6272 | 0.28395 | 9 | 0.91118
10109 | 4.86 | 1 | 365 | 5.5601 | 0.13725 | 5 | 0.69737
9997 | 2.295 | 1 | 365 | 2.6256 | 0.25926 | 2 | 0.88487
8991 | 3.57 | 1 | 365 | 4.0843 | 0.18107 | 4 | 0.26535
9361 | 4.335 | 1 | 365 | 4.9595 | 0.93416 | 5 | 0.89364
10001 | 5.1 | 1 | 365 | 5.8347 | 0.68724 | 6 | 0.52193
9028 | 2.805 | 1 | 365 | 3.2091 | 0.42798 | 3 | 0.63706
9826 | 6.12 | 1 | 365 | 7.0016 | 0.02469 | 7 | 0.026313
8966 | 4.59 | 1 | 365 | 5.2512 | 0.51852 | 5 | 0.76973
10115 | 6.75 | 1 | 365 | 7.7224 | 0.46841 | 8 | 0.19079
8241 | 6.75 | 1 | 365 | 7.7224 | 0.46841 | 8 | 0.19079
10112 | 7.905 | 1 | 365 | 9.0438 | 0.11522 | 9 | 0.15899
8935 | 4.59 | 1 | 365 | 5.2512 | 0.51852 | 5 | 0.76973
9923 | 5.355 | 1 | 365 | 6.1264 | 0.2716 | 6 | 0.39802
9924 | 11.475 | 1 | 365 | 13.128 | 0.29629 | 13 | 0.42434
8222 | 4.59 | 1 | 365 | 5.2512 | 0.51852 | 5 | 0.76973
9801 | 7.395 | 1 | 365 | 8.4603 | 0.9465 | 9 | 0.40679
8231 | 5.1 | 1 | 365 | 5.8347 | 0.68724 | 6 | 0.52193
9031 | 5.865 | 1 | 365 | 6.7099 | 0.44033 | 7 | 0.15022
9813 | 3.57 | 1 | 365 | 4.0843 | 0.18107 | 4 | 0.26535
8245 | 6.885 | 1 | 365 | 7.8768 | 0.77778 | 8 | 0.6546
8999 | 5.865 | 1 | 365 | 6.7099 | 0.44033 | 7 | 0.15022
9828 | 7.395 | 1 | 365 | 8.4603 | 0.9465 | 9 | 0.40679
8309 | 2.55 | 1 | 365 | 2.9173 | 0.84362 | 3 | 0.76096
9800 | 8.16 | 1 | 365 | 9.3355 | 0.69959 | 10 | 0.035084
9020 | 6.63 | 1 | 365 | 7.5851 | 0.19341 | 7 | 0.77851
9817 | 6.12 | 1 | 365 | 7.0016 | 0.02469 | 7 | 0.026313
10121 | 9.435 | 1 | 365 | 10.7942 | 0.6214 | 11 | 0.41557
9809 | 4.08 | 1 | 365 | 4.6677 | 0.34979 | 5 | 0.017542
9008 | 6.885 | 1 | 365 | 7.8768 | 0.77778 | 8 | 0.6546
9840 | 8.415 | 1 | 365 | 9.6272 | 0.28395 | 9 | 0.91118
9004 | 5.1 | 1 | 365 | 5.8347 | 0.68724 | 6 | 0.52193
9833 | 3.315 | 1 | 365 | 3.7925 | 0.59671 | 4 | 0.38925
9804 | 9.435 | 1 | 365 | 10.7942 | 0.6214 | 11 | 0.41557
8641 | 3.315 | 1 | 365 | 3.7925 | 0.59671 | 4 | 0.38925
9473 | 5.1 | 1 | 365 | 5.8347 | 0.68724 | 6 | 0.52193
10161 | 4.25 | 1 | 365 | 4.8622 | 0.73937 | 5 | 0.60161
10166 | 2.55 | 1 | 365 | 2.9173 | 0.84362 | 3 | 0.76096
10167 | 2.295 | 1 | 365 | 2.6256 | 0.25926 | 2 | 0.88487
9838 | 9.945 | 1 | 365 | 11.3776 | 0.79012 | 12 | 0.16776
7739 | 5.25 | 1 | 365 | 6.0063 | 0.030984 | 6 | 0.037278
9835 | 6.885 | 1 | 365 | 7.8768 | 0.77778 | 8 | 0.6546
10154 | 7.905 | 1 | 365 | 9.0438 | 0.11522 | 9 | 0.15899
9517 | 6.885 | 1 | 365 | 7.8768 | 0.77778 | 8 | 0.6546
9814 | 5.865 | 1 | 365 | 6.7099 | 0.44033 | 7 | 0.15022
9839 | 3.06 | 1 | 365 | 3.5008 | 0.012345 | 3 | 0.51316
9065 | 7.395 | 1 | 365 | 8.4603 | 0.9465 | 9 | 0.40679
9854 | 5.61 | 1 | 365 | 6.4182 | 0.85597 | 7 | 0.27412
9836 | 4.08 | 1 | 365 | 4.6677 | 0.34979 | 5 | 0.017542
9806 | 6.885 | 1 | 365 | 7.8768 | 0.77778 | 8 | 0.6546
9062 | 7.65 | 1 | 365 | 8.752 | 0.53086 | 9 | 0.28289
9061 | 2.75 | 1 | 365 | 3.1462 | 0.30194 | 3 | 0.4481
9842 | 3.825 | 1 | 365 | 4.376 | 0.76543 | 5 | 0.14145
9104 | 5.355 | 1 | 365 | 6.1264 | 0.2716 | 6 | 0.39802
10226 | 11.475 | 1 | 365 | 13.128 | 0.29629 | 13 | 0.42434
10324 | 8.16 | 1 | 365 | 9.3355 | 0.69959 | 10 | 0.035084
10231 | 7.395 | 1 | 365 | 8.4603 | 0.9465 | 9 | 0.40679
10320 | 4.845 | 1 | 365 | 5.543 | 0.10288 | 5 | 0.64583
10239 | 9.1 | 1 | 365 | 10.4109 | 0.85371 | 11 | 0.26462
10241 | 6.36 | 1 | 365 | 7.2762 | 0.57468 | 7 | 0.85087
10317 | 4.94 | 1 | 365 | 5.6516 | 0.32058 | 5 | 0.97222
10244 | 10.66 | 1 | 365 | 12.1956 | 0.42863 | 12 | 0.62426
10245 | 10.66 | 1 | 365 | 12.1956 | 0.42863 | 12 | 0.62426
10247 | 15.3 | 1 | 365 | 17.5041 | 0.061725 | 17 | 0.56578
10248 | 17.595 | 1 | 365 | 20.1297 | 0.32098 | 20 | 0.45065
10249 | 8.67 | 1 | 365 | 9.919 | 0.86831 | 10 | 0.78728
9146 | 4.59 | 1 | 365 | 5.2512 | 0.51852 | 5 | 0.76973
10240 | 5.1 | 1 | 365 | 5.8347 | 0.68724 | 6 | 0.52193
9155 | 4.845 | 1 | 365 | 5.543 | 0.10288 | 5 | 0.64583
10047 | 2.55 | 1 | 365 | 2.9173 | 0.84362 | 3 | 0.76096
9759 | 7.395 | 1 | 365 | 8.4603 | 0.9465 | 9 | 0.40679
10187 | 4.845 | 1 | 365 | 5.543 | 0.10288 | 5 | 0.64583
10048 | 6.375 | 1 | 365 | 7.2934 | 0.60905 | 7 | 0.90241
9875 | 6.375 | 1 | 365 | 7.2934 | 0.60905 | 7 | 0.90241
9733 | 5.61 | 1 | 365 | 6.4182 | 0.85597 | 7 | 0.27412
9724 | 4.59 | 1 | 365 | 5.2512 | 0.51852 | 5 | 0.76973
9154 | 7.14 | 1 | 365 | 8.1686 | 0.36214 | 8 | 0.5307
10186 | 5.61 | 1 | 365 | 6.4182 | 0.85597 | 7 | 0.27412
9873 | 3.825 | 1 | 365 | 4.376 | 0.76543 | 5 | 0.14145
10234 | 2.04 | 1 | 365 | 2.3339 | 0.6749 | 3 | 0.0087709
10012 | 3.06 | 1 | 365 | 3.5008 | 0.012345 | 3 | 0.51316
9172 | 4.59 | 1 | 365 | 5.2512 | 0.51852 | 5 | 0.76973
10062 | 5.865 | 1 | 365 | 6.7099 | 0.44033 | 7 | 0.15022
10023 | 9.69 | 1 | 365 | 11.0859 | 0.20576 | 11 | 0.29166
10243 | 7.14 | 1 | 365 | 8.1686 | 0.36214 | 8 | 0.5307
9175 | 3.57 | 1 | 365 | 4.0843 | 0.18107 | 4 | 0.26535
9182 | 4.08 | 1 | 365 | 4.6677 | 0.34979 | 5 | 0.017542
10073 | 8.16 | 1 | 365 | 9.3355 | 0.69959 | 10 | 0.035084
9178 | 3.825 | 1 | 365 | 4.376 | 0.76543 | 5 | 0.14145
9170 | 4.335 | 1 | 365 | 4.9595 | 0.93416 | 5 | 0.89364
9989 | 4.08 | 1 | 365 | 4.6677 | 0.34979 | 5 | 0.017542
9189 | 4.335 | 1 | 365 | 4.9595 | 0.93416 | 5 | 0.89364
9535 | 7.65 | 1 | 365 | 8.752 | 0.53086 | 9 | 0.28289
10057 | 3.315 | 1 | 365 | 3.7925 | 0.59671 | 4 | 0.38925
9936 | 6.885 | 1 | 365 | 7.8768 | 0.77778 | 8 | 0.6546
9982 | 6.885 | 1 | 365 | 7.8768 | 0.77778 | 8 | 0.6546
10013 | 3.06 | 1 | 365 | 3.5008 | 0.012345 | 3 | 0.51316
9561 | 5.355 | 1 | 365 | 6.1264 | 0.2716 | 6 | 0.39802
10014 | 6.12 | 1 | 365 | 7.0016 | 0.02469 | 7 | 0.026313
10279 | 4.845 | 1 | 365 | 5.543 | 0.10288 | 5 | 0.64583
9574 | 5.61 | 1 | 365 | 6.4182 | 0.85597 | 7 | 0.27412
9973 | 4.845 | 1 | 365 | 5.543 | 0.10288 | 5 | 0.64583
9969 | 2.55 | 1 | 365 | 2.9173 | 0.84362 | 3 | 0.76096
9994 | 4.08 | 1 | 365 | 4.6677 | 0.34979 | 5 | 0.017542
9737 | 4.59 | 1 | 365 | 5.2512 | 0.51852 | 5 | 0.76973
10114 | 2.55 | 1 | 365 | 2.9173 | 0.84362 | 3 | 0.76096
10040 | 4.59 | 1 | 365 | 5.2512 | 0.51852 | 5 | 0.76973
9702 | 7 | 1 | 365 | 8.0084 | 0.041312 | 8 | 0.049704
10000 | 6.375 | 1 | 365 | 7.2934 | 0.60905 | 7 | 0.90241
10007 | 8.16 | 1 | 365 | 9.3355 | 0.69959 | 10 | 0.035084
10083 | 5.865 | 1 | 365 | 6.7099 | 0.44033 | 7 | 0.15022
10054 | 5.61 | 1 | 365 | 6.4182 | 0.85597 | 7 | 0.27412
6648 | 8.37 | 1 | 365 | 9.5757 | 0.18083 | 9 | 0.75657
7139 | 13 | 1 | 365 | 14.8727 | 0.79101 | 15 | 0.66374
6773 | 50.7 | 0.9 | 365 | 52.2033 | 0.56644 | 52 | 0.76971
8141 | 100.8 | 0.9 | 365 | 103.7888 | 0.8954 | 104 | 0.68416
6745 | 5.225 | 1 | 365 | 5.9777 | 0.97369 | 6 | 0.95139
5828 | 111.85 | 0.9 | 365 | 115.1664 | 0.68552 | 115 | 0.85192
9022 | 7.5 | 1 | 365 | 8.5804 | 0.18712 | 8 | 0.76754
9047 | 9 | 1 | 365 | 10.2965 | 0.62454 | 10 | 0.92105
9013 | 5.865 | 1 | 365 | 6.7099 | 0.44033 | 7 | 0.15022
10105 | 5.355 | 1 | 365 | 6.1264 | 0.2716 | 6 | 0.39802
10046 | 7.905 | 1 | 365 | 9.0438 | 0.11522 | 9 | 0.15899
10084 | 8.67 | 1 | 365 | 9.919 | 0.86831 | 10 | 0.78728
10030 | 6.12 | 1 | 365 | 7.0016 | 0.02469 | 7 | 0.026313
10075 | 6.885 | 1 | 365 | 7.8768 | 0.77778 | 8 | 0.6546
10072 | 6.885 | 1 | 365 | 7.8768 | 0.77778 | 8 | 0.6546
10063 | 4.335 | 1 | 365 | 4.9595 | 0.93416 | 5 | 0.89364
10070 | 3.57 | 1 | 365 | 4.0843 | 0.18107 | 4 | 0.26535
10058 | 6.375 | 1 | 365 | 7.2934 | 0.60905 | 7 | 0.90241
9034 | 7.905 | 1 | 365 | 9.0438 | 0.11522 | 9 | 0.15899
10236 | 8.16 | 1 | 365 | 9.3355 | 0.69959 | 10 | 0.035084
10004 | 5.865 | 1 | 365 | 6.7099 | 0.44033 | 7 | 0.15022
10111 | 8.415 | 1 | 365 | 9.6272 | 0.28395 | 9 | 0.91118
9978 | 5.865 | 1 | 365 | 6.7099 | 0.44033 | 7 | 0.15022
9042 | 3.06 | 1 | 365 | 3.5008 | 0.012345 | 3 | 0.51316
9939 | 4.08 | 1 | 365 | 4.6677 | 0.34979 | 5 | 0.017542
9959 | 4.59 | 1 | 365 | 5.2512 | 0.51852 | 5 | 0.76973
9984 | 9.18 | 1 | 365 | 10.5024 | 0.037035 | 10 | 0.53947
9846 | 5.355 | 1 | 365 | 6.1264 | 0.2716 | 6 | 0.39802
9935 | 5.865 | 1 | 365 | 6.7099 | 0.44033 | 7 | 0.15022
9972 | 5.61 | 1 | 365 | 6.4182 | 0.85597 | 7 | 0.27412
10103 | 3.315 | 1 | 365 | 3.7925 | 0.59671 | 4 | 0.38925
10008 | 3.57 | 1 | 365 | 4.0843 | 0.18107 | 4 | 0.26535
9611 | 3.315 | 1 | 365 | 3.7925 | 0.59671 | 4 | 0.38925
9886 | 6.63 | 1 | 365 | 7.5851 | 0.19341 | 7 | 0.77851
9879 | 6.63 | 1 | 365 | 7.5851 | 0.19341 | 7 | 0.77851
10031 | 6.12 | 1 | 365 | 7.0016 | 0.02469 | 7 | 0.026313
9889 | 5.865 | 1 | 365 | 6.7099 | 0.44033 | 7 | 0.15022
9877 | 3.06 | 1 | 365 | 3.5008 | 0.012345 | 3 | 0.51316
9993 | 3.315 | 1 | 365 | 3.7925 | 0.59671 | 4 | 0.38925
9881 | 6.63 | 1 | 365 | 7.5851 | 0.19341 | 7 | 0.77851
10174 | 6.76 | 1 | 365 | 7.7338 | 0.49132 | 8 | 0.22514
10175 | 10.455 | 1 | 365 | 11.9611 | 0.95885 | 12 | 0.91995
9694 | 5.865 | 1 | 365 | 6.7099 | 0.44033 | 7 | 0.15022
10108 | 5.865 | 1 | 365 | 6.7099 | 0.44033 | 7 | 0.15022
10042 | 8.67 | 1 | 365 | 9.919 | 0.86831 | 10 | 0.78728
10006 | 6.885 | 1 | 365 | 7.8768 | 0.77778 | 8 | 0.6546
10177 | 6.885 | 1 | 365 | 7.8768 | 0.77778 | 8 | 0.6546
9712 | 1.53 | 1 | 365 | 1.7504 | 0.50617 | 2 | 0.25658
10035 | 8.16 | 1 | 365 | 9.3355 | 0.69959 | 10 | 0.035084
9038 | 6.12 | 1 | 365 | 7.0016 | 0.02469 | 7 | 0.026313
10179 | 6.885 | 1 | 365 | 7.8768 | 0.77778 | 8 | 0.6546
9746 | 7.905 | 1 | 365 | 9.0438 | 0.11522 | 9 | 0.15899
10180 | 5.61 | 1 | 365 | 6.4182 | 0.85597 | 7 | 0.27412
9766 | 6.12 | 1 | 365 | 7.0016 | 0.02469 | 7 | 0.026313
9050 | 5.355 | 1 | 365 | 6.1264 | 0.2716 | 6 | 0.39802
10181 | 6.375 | 1 | 365 | 7.2934 | 0.60905 | 7 | 0.90241
9071 | 5.61 | 1 | 365 | 6.4182 | 0.85597 | 7 | 0.27412
7586 | 5 | 1 | 365 | 5.7203 | 0.45808 | 6 | 0.17836
9077 | 7.905 | 1 | 365 | 9.0438 | 0.11522 | 9 | 0.15899
7565 | 13.25 | 1 | 365 | 15.1587 | 0.36391 | 15 | 0.52265
7588 | 3.57 | 1 | 365 | 4.0843 | 0.18107 | 4 | 0.26535
7589 | 10.2 | 1 | 365 | 11.6694 | 0.37448 | 12 | 0.043854
9070 | 2.295 | 1 | 365 | 2.6256 | 0.25926 | 2 | 0.88487
9983 | 8.415 | 1 | 365 | 9.6272 | 0.28395 | 9 | 0.91118
9074 | 5.61 | 1 | 365 | 6.4182 | 0.85597 | 7 | 0.27412
9073 | 6.375 | 1 | 365 | 7.2934 | 0.60905 | 7 | 0.90241
8199 | 3.57 | 1 | 365 | 4.0843 | 0.18107 | 4 | 0.26535
10184 | 4.845 | 1 | 365 | 5.543 | 0.10288 | 5 | 0.64583
9068 | 9.18 | 1 | 365 | 10.5024 | 0.037035 | 10 | 0.53947
9119 | 5.1 | 1 | 365 | 5.8347 | 0.68724 | 6 | 0.52193
10190 | 6.12 | 1 | 365 | 7.0016 | 0.02469 | 7 | 0.026313
9903 | 5.865 | 1 | 365 | 6.7099 | 0.44033 | 7 | 0.15022
9893 | 7.905 | 1 | 365 | 9.0438 | 0.11522 | 9 | 0.15899
9912 | 6.885 | 1 | 365 | 7.8768 | 0.77778 | 8 | 0.6546
9911 | 4.59 | 1 | 365 | 5.2512 | 0.51852 | 5 | 0.76973
9565 | 5.355 | 1 | 365 | 6.1264 | 0.2716 | 6 | 0.39802
9125 | 7.65 | 1 | 365 | 8.752 | 0.53086 | 9 | 0.28289
9581 | 4.08 | 1 | 365 | 4.6677 | 0.34979 | 5 | 0.017542
9601 | 2.55 | 1 | 365 | 2.9173 | 0.84362 | 3 | 0.76096
10334 | 6.24 | 1 | 365 | 7.1389 | 0.29968 | 7 | 0.43859
10347 | 4.77 | 1 | 365 | 5.4571 | 0.93101 | 6 | 0.38816
10349 | 4.335 | 1 | 365 | 4.9595 | 0.93416 | 5 | 0.89364
10353 | 6.885 | 1 | 365 | 7.8768 | 0.77778 | 8 | 0.6546
9770 | 9.435 | 1 | 365 | 10.7942 | 0.6214 | 11 | 0.41557
9703 | 7.65 | 1 | 365 | 8.752 | 0.53086 | 9 | 0.28289
10662 | 2.75 | 1 | 365 | 3.1462 | 0.30194 | 3 | 0.4481
10661 | 8.415 | 1 | 365 | 9.6272 | 0.28395 | 9 | 0.91118
9639 | 6.12 | 1 | 365 | 7.0016 | 0.02469 | 7 | 0.026313
10668 | 6.24 | 1 | 365 | 7.1389 | 0.29968 | 7 | 0.43859
10658 | 8.415 | 1 | 365 | 9.6272 | 0.28395 | 9 | 0.91118
9621 | 8.925 | 1 | 365 | 10.2107 | 0.45267 | 10 | 0.66337
10666 | 10.2 | 1 | 365 | 11.6694 | 0.37448 | 12 | 0.043854
9749 | 6.12 | 1 | 365 | 7.0016 | 0.02469 | 7 | 0.026313
10664 | 9.36 | 1 | 365 | 10.7084 | 0.44953 | 11 | 0.15789
10670 | 4.59 | 1 | 365 | 5.2512 | 0.51852 | 5 | 0.76973
9629 | 6.12 | 1 | 365 | 7.0016 | 0.02469 | 7 | 0.026313
10671 | 11.73 | 1 | 365 | 13.4198 | 0.88066 | 14 | 0.30043
10655 | 9.62 | 1 | 365 | 11.0058 | 0.045346 | 11 | 0.051165
9084 | 4.845 | 1 | 365 | 5.543 | 0.10288 | 5 | 0.64583
10620 | 4.845 | 1 | 365 | 5.543 | 0.10288 | 5 | 0.64583
9087 | 5.865 | 1 | 365 | 6.7099 | 0.44033 | 7 | 0.15022
9753 | 9.18 | 1 | 365 | 10.5024 | 0.037035 | 10 | 0.53947
9097 | 5.1 | 1 | 365 | 5.8347 | 0.68724 | 6 | 0.52193
9786 | 4.59 | 1 | 365 | 5.2512 | 0.51852 | 5 | 0.76973
6093 | 8.67 | 1 | 365 | 9.919 | 0.86831 | 10 | 0.78728
9138 | 3 | 1 | 365 | 3.4322 | 0.87485 | 4 | 0.30702
9132 | 6.375 | 1 | 365 | 7.2934 | 0.60905 | 7 | 0.90241
9717 | 6.375 | 1 | 365 | 7.2934 | 0.60905 | 7 | 0.90241
9135 | 9.69 | 1 | 365 | 11.0859 | 0.20576 | 11 | 0.29166
9741 | 5.1 | 1 | 365 | 5.8347 | 0.68724 | 6 | 0.52193
9659 | 4.59 | 1 | 365 | 5.2512 | 0.51852 | 5 | 0.76973
9143 | 5.1 | 1 | 365 | 5.8347 | 0.68724 | 6 | 0.52193
9730 | 4.59 | 1 | 365 | 5.2512 | 0.51852 | 5 | 0.76973
9656 | 8.925 | 1 | 365 | 10.2107 | 0.45267 | 10 | 0.66337
10214 | 2.805 | 1 | 365 | 3.2091 | 0.42798 | 3 | 0.63706
9141 | 6.63 | 1 | 365 | 7.5851 | 0.19341 | 7 | 0.77851
9142 | 4.08 | 1 | 365 | 4.6677 | 0.34979 | 5 | 0.017542
9616 | 9.18 | 1 | 365 | 10.5024 | 0.037035 | 10 | 0.53947
10638 | 6.24 | 1 | 365 | 7.1389 | 0.29968 | 7 | 0.43859
10659 | 2.75 | 1 | 365 | 3.1462 | 0.30194 | 3 | 0.4481
10067 | 5.5 | 1 | 365 | 6.2923 | 0.60389 | 6 | 0.8962
10669 | 10.4 | 1 | 365 | 11.8982 | 0.83281 | 12 | 0.73099
10327 | 4.845 | 1 | 365 | 5.543 | 0.10288 | 5 | 0.64583
10665 | 9.435 | 1 | 365 | 10.7942 | 0.6214 | 11 | 0.41557
10660 | 8.925 | 1 | 365 | 10.2107 | 0.45267 | 10 | 0.66337
10078 | 8.925 | 1 | 365 | 10.2107 | 0.45267 | 10 | 0.66337
10473 | 7.65 | 1 | 365 | 8.752 | 0.53086 | 9 | 0.28289
10476 | 6.885 | 1 | 365 | 7.8768 | 0.77778 | 8 | 0.6546
10479 | 7.905 | 1 | 365 | 9.0438 | 0.11522 | 9 | 0.15899
10250 | 3.06 | 1 | 365 | 3.5008 | 0.012345 | 3 | 0.51316
10481 | 7.54 | 1 | 365 | 8.6262 | 0.27878 | 8 | 0.90497
10251 | 7.65 | 1 | 365 | 8.752 | 0.53086 | 9 | 0.28289
10484 | 3.64 | 1 | 365 | 4.1644 | 0.34148 | 4 | 0.50585
10486 | 8.32 | 1 | 365 | 9.5185 | 0.066245 | 9 | 0.58479
10489 | 9.69 | 1 | 365 | 11.0859 | 0.20576 | 11 | 0.29166
10495 | 3.06 | 1 | 365 | 3.5008 | 0.012345 | 3 | 0.51316
10499 | 7.395 | 1 | 365 | 8.4603 | 0.9465 | 9 | 0.40679
10524 | 5.88 | 1 | 365 | 6.727 | 0.4747 | 7 | 0.20175
10002 | 9.69 | 1 | 365 | 11.0859 | 0.20576 | 11 | 0.29166
10017 | 4.335 | 1 | 365 | 4.9595 | 0.93416 | 5 | 0.89364
10099 | 8.16 | 1 | 365 | 9.3355 | 0.69959 | 10 | 0.035084
10470 | 4.59 | 1 | 365 | 5.2512 | 0.51852 | 5 | 0.76973
10100 | 4.08 | 1 | 365 | 4.6677 | 0.34979 | 5 | 0.017542
10323 | 4.59 | 1 | 365 | 5.2512 | 0.51852 | 5 | 0.76973
10284 | 10 | 1 | 365 | 11.4406 | 0.91616 | 12 | 0.35672
10102 | 7.65 | 1 | 365 | 8.752 | 0.53086 | 9 | 0.28289
10238 | 9.435 | 1 | 365 | 10.7942 | 0.6214 | 11 | 0.41557
10235 | 2.94 | 1 | 365 | 3.3635 | 0.73735 | 4 | 0.10088
10217 | 2.805 | 1 | 365 | 3.2091 | 0.42798 | 3 | 0.63706
10246 | 2.295 | 1 | 365 | 2.6256 | 0.25926 | 2 | 0.88487
10230 | 7.395 | 1 | 365 | 8.4603 | 0.9465 | 9 | 0.40679
10220 | 5.355 | 1 | 365 | 6.1264 | 0.2716 | 6 | 0.39802
10242 | 5.355 | 1 | 365 | 6.1264 | 0.2716 | 6 | 0.39802
10233 | 9.945 | 1 | 365 | 11.3776 | 0.79012 | 12 | 0.16776
10612 | 14.28 | 1 | 365 | 16.3371 | 0.72428 | 17 | 0.061396
10604 | 6.12 | 1 | 365 | 7.0016 | 0.02469 | 7 | 0.026313
10492 | 38.175 | 0.9 | 365 | 39.3069 | 0.7342 | 40 | 0.041101
6644 | 20.601 | 1 | 365 | 23.5687 | 0.20958 | 23 | 0.77828
8088 | 3.25 | 1 | 365 | 3.7182 | 0.44775 | 4 | 0.16593
7496 | 6.75 | 1 | 365 | 7.7224 | 0.46841 | 8 | 0.19079
10155 | 6.12 | 1 | 365 | 7.0016 | 0.02469 | 7 | 0.026313
10170 | 5.1 | 1 | 365 | 5.8347 | 0.68724 | 6 | 0.52193
10019 | 5.355 | 1 | 365 | 6.1264 | 0.2716 | 6 | 0.39802
10165 | 9.435 | 1 | 365 | 10.7942 | 0.6214 | 11 | 0.41557
9655 | 9.945 | 1 | 365 | 11.3776 | 0.79012 | 12 | 0.16776
10210 | 5.355 | 1 | 365 | 6.1264 | 0.2716 | 6 | 0.39802
10520 | 3 | 1 | 365 | 3.4322 | 0.87485 | 4 | 0.30702
9891 | 5.865 | 1 | 365 | 6.7099 | 0.44033 | 7 | 0.15022
10452 | 6.12 | 1 | 365 | 7.0016 | 0.02469 | 7 | 0.026313
10456 | 4.335 | 1 | 365 | 4.9595 | 0.93416 | 5 | 0.89364
9642 | 4.845 | 1 | 365 | 5.543 | 0.10288 | 5 | 0.64583
10382 | 5.355 | 1 | 365 | 6.1264 | 0.2716 | 6 | 0.39802
10458 | 2.805 | 1 | 365 | 3.2091 | 0.42798 | 3 | 0.63706
10216 | 4.59 | 1 | 365 | 5.2512 | 0.51852 | 5 | 0.76973
10436 | 8.925 | 1 | 365 | 10.2107 | 0.45267 | 10 | 0.66337
10414 | 2.295 | 1 | 365 | 2.6256 | 0.25926 | 2 | 0.88487
10406 | 4.59 | 1 | 365 | 5.2512 | 0.51852 | 5 | 0.76973
10377 | 8.67 | 1 | 365 | 9.919 | 0.86831 | 10 | 0.78728
10419 | 9.69 | 1 | 365 | 11.0859 | 0.20576 | 11 | 0.29166
10518 | 3.57 | 1 | 365 | 4.0843 | 0.18107 | 4 | 0.26535
10541 | 6.63 | 1 | 365 | 7.5851 | 0.19341 | 7 | 0.77851
10523 | 9.435 | 1 | 365 | 10.7942 | 0.6214 | 11 | 0.41557
10158 | 10 | 1 | 365 | 11.4406 | 0.91616 | 12 | 0.35672
10580 | 8.925 | 1 | 365 | 10.2107 | 0.45267 | 10 | 0.66337
10648 | 7.65 | 1 | 365 | 8.752 | 0.53086 | 9 | 0.28289
10585 | 3.12 | 1 | 365 | 3.5695 | 0.14984 | 3 | 0.7193
10591 | 3.06 | 1 | 365 | 3.5008 | 0.012345 | 3 | 0.51316
10596 | 10.4 | 1 | 365 | 11.8982 | 0.83281 | 12 | 0.73099
10600 | 6.885 | 1 | 365 | 7.8768 | 0.77778 | 8 | 0.6546
10601 | 3.64 | 1 | 365 | 4.1644 | 0.34148 | 4 | 0.50585
10615 | 3.825 | 1 | 365 | 4.376 | 0.76543 | 5 | 0.14145
10258 | 5.1 | 1 | 365 | 5.8347 | 0.68724 | 6 | 0.52193
10673 | 3.38 | 1 | 365 | 3.8669 | 0.74566 | 4 | 0.61257
10702 | 6.12 | 1 | 365 | 7.0016 | 0.02469 | 7 | 0.026313
10706 | 7.905 | 1 | 365 | 9.0438 | 0.11522 | 9 | 0.15899
10713 | 3.825 | 1 | 365 | 4.376 | 0.76543 | 5 | 0.14145
10715 | 7.02 | 1 | 365 | 8.0313 | 0.087144 | 8 | 0.11842
10716 | 5.98 | 1 | 365 | 6.8415 | 0.70386 | 7 | 0.54532
9855 | 3.825 | 1 | 365 | 4.376 | 0.76543 | 5 | 0.14145
10727 | 4.25 | 1 | 365 | 4.8622 | 0.73937 | 5 | 0.60161
10213 | 8.67 | 1 | 365 | 9.919 | 0.86831 | 10 | 0.78728
9845 | 6.12 | 1 | 365 | 7.0016 | 0.02469 | 7 | 0.026313
10700 | 19.8 | 1 | 365 | 22.6523 | 0.374 | 23 | 0.026306
10707 | 10.2 | 1 | 365 | 11.6694 | 0.37448 | 12 | 0.043854
9841 | 5.865 | 1 | 365 | 6.7099 | 0.44033 | 7 | 0.15022
10203 | 8.67 | 1 | 365 | 9.919 | 0.86831 | 10 | 0.78728
10729 | 8 | 1 | 365 | 9.1524 | 0.33293 | 9 | 0.48538
10731 | 2.5 | 1 | 365 | 2.8601 | 0.72904 | 3 | 0.58918
10738 | 5.25 | 1 | 365 | 6.0063 | 0.030984 | 6 | 0.037278
9962 | 6.63 | 1 | 365 | 7.5851 | 0.19341 | 7 | 0.77851
9827 | 5.1 | 1 | 365 | 5.8347 | 0.68724 | 6 | 0.52193
9668 | 7 | 1 | 365 | 8.0084 | 0.041312 | 8 | 0.049704
10026 | 7.905 | 1 | 365 | 9.0438 | 0.11522 | 9 | 0.15899
9330 | 7.395 | 1 | 365 | 8.4603 | 0.9465 | 9 | 0.40679
9977 | 5.865 | 1 | 365 | 6.7099 | 0.44033 | 7 | 0.15022
9206 | 8.67 | 1 | 365 | 9.919 | 0.86831 | 10 | 0.78728
10488 | 11.44 | 1 | 365 | 13.088 | 0.21609 | 13 | 0.30409
10678 | 8.32 | 1 | 365 | 9.5185 | 0.066245 | 9 | 0.58479
9158 | 4.75 | 1 | 365 | 5.4343 | 0.88518 | 6 | 0.31944
10015 | 7.395 | 1 | 365 | 8.4603 | 0.9465 | 9 | 0.40679
9329 | 6.885 | 1 | 365 | 7.8768 | 0.77778 | 8 | 0.6546
9334 | 4.845 | 1 | 365 | 5.543 | 0.10288 | 5 | 0.64583
9734 | 4.845 | 1 | 365 | 5.543 | 0.10288 | 5 | 0.64583
9966 | 5.1 | 1 | 365 | 5.8347 | 0.68724 | 6 | 0.52193
9968 | 5.61 | 1 | 365 | 6.4182 | 0.85597 | 7 | 0.27412
9986 | 7.395 | 1 | 365 | 8.4603 | 0.9465 | 9 | 0.40679
10846 | 6.5 | 1 | 365 | 7.4364 | 0.8955 | 8 | 0.33187
9976 | 8.415 | 1 | 365 | 9.6272 | 0.28395 | 9 | 0.91118
9743 | 4.08 | 1 | 365 | 4.6677 | 0.34979 | 5 | 0.017542
10009 | 8.16 | 1 | 365 | 9.3355 | 0.69959 | 10 | 0.035084
10085 | 7.14 | 1 | 365 | 8.1686 | 0.36214 | 8 | 0.5307
10849 | 10.2 | 1 | 365 | 11.6694 | 0.37448 | 12 | 0.043854
10228 | 3.06 | 1 | 365 | 3.5008 | 0.012345 | 3 | 0.51316
10850 | 8.415 | 1 | 365 | 9.6272 | 0.28395 | 9 | 0.91118
10851 | 3.06 | 1 | 365 | 3.5008 | 0.012345 | 3 | 0.51316
9715 | 6.885 | 1 | 365 | 7.8768 | 0.77778 | 8 | 0.6546
10853 | 5.61 | 1 | 365 | 6.4182 | 0.85597 | 7 | 0.27412
10858 | 9.69 | 1 | 365 | 11.0859 | 0.20576 | 11 | 0.29166
10304 | 13 | 1 | 365 | 14.8727 | 0.79101 | 15 | 0.66374
10866 | 4.845 | 1 | 365 | 5.543 | 0.10288 | 5 | 0.64583
9995 | 7.14 | 1 | 365 | 8.1686 | 0.36214 | 8 | 0.5307
10884 | 5.72 | 1 | 365 | 6.544 | 0.10804 | 6 | 0.65204
10885 | 5.865 | 1 | 365 | 6.7099 | 0.44033 | 7 | 0.15022
10887 | 6.885 | 1 | 365 | 7.8768 | 0.77778 | 8 | 0.6546
10188 | 5.1 | 1 | 365 | 5.8347 | 0.68724 | 6 | 0.52193
11194 | 4.59 | 1 | 365 | 5.2512 | 0.51852 | 5 | 0.76973
9998 | 4.59 | 1 | 365 | 5.2512 | 0.51852 | 5 | 0.76973
11193 | 3.315 | 1 | 365 | 3.7925 | 0.59671 | 4 | 0.38925
11180 | 11.44 | 1 | 365 | 13.088 | 0.21609 | 13 | 0.30409
11188 | 9.18 | 1 | 365 | 10.5024 | 0.037035 | 10 | 0.53947
10901 | 3.38 | 1 | 365 | 3.8669 | 0.74566 | 4 | 0.61257
11175 | 4.08 | 1 | 365 | 4.6677 | 0.34979 | 5 | 0.017542
9748 | 2.805 | 1 | 365 | 3.2091 | 0.42798 | 3 | 0.63706
10384 | 4.08 | 1 | 365 | 4.6677 | 0.34979 | 5 | 0.017542
10385 | 12.74 | 1 | 365 | 14.5753 | 0.19519 | 14 | 0.77046
10388 | 3.38 | 1 | 365 | 3.8669 | 0.74566 | 4 | 0.61257
10407 | 12.56 | 1 | 365 | 14.3693 | 0.7827 | 15 | 0.15204
6732 | 3.825 | 1 | 365 | 4.376 | 0.76543 | 5 | 0.14145
10906 | 8.84 | 1 | 365 | 10.1135 | 0.25789 | 10 | 0.37134
9600 | 6.885 | 1 | 365 | 7.8768 | 0.77778 | 8 | 0.6546
10908 | 7.395 | 1 | 365 | 8.4603 | 0.9465 | 9 | 0.40679
10910 | 9.88 | 1 | 365 | 11.3033 | 0.64117 | 11 | 0.94444
10408 | 10.92 | 1 | 365 | 12.4931 | 0.024447 | 12 | 0.51754
10911 | 3.12 | 1 | 365 | 3.5695 | 0.14984 | 3 | 0.7193
10918 | 11.96 | 1 | 365 | 13.6829 | 0.40773 | 14 | 0.090637
9961 | 9.435 | 1 | 365 | 10.7942 | 0.6214 | 11 | 0.41557
10857 | 2.55 | 1 | 365 | 2.9173 | 0.84362 | 3 | 0.76096
10859 | 7.905 | 1 | 365 | 9.0438 | 0.11522 | 9 | 0.15899
9580 | 6.12 | 1 | 365 | 7.0016 | 0.02469 | 7 | 0.026313
10860 | 6.63 | 1 | 365 | 7.5851 | 0.19341 | 7 | 0.77851
10864 | 7.905 | 1 | 365 | 9.0438 | 0.11522 | 9 | 0.15899
10862 | 4.59 | 1 | 365 | 5.2512 | 0.51852 | 5 | 0.76973
10865 | 5.865 | 1 | 365 | 6.7099 | 0.44033 | 7 | 0.15022
9583 | 3.06 | 1 | 365 | 3.5008 | 0.012345 | 3 | 0.51316
9894 | 2.805 | 1 | 365 | 3.2091 | 0.42798 | 3 | 0.63706
10413 | 5.04 | 1 | 365 | 5.766 | 0.54974 | 6 | 0.31579
9885 | 2.55 | 1 | 365 | 2.9173 | 0.84362 | 3 | 0.76096
10415 | 4.08 | 1 | 365 | 4.6677 | 0.34979 | 5 | 0.017542
10420 | 4.505 | 1 | 365 | 5.154 | 0.32373 | 5 | 0.4777
10423 | 9.62 | 1 | 365 | 11.0058 | 0.045346 | 11 | 0.051165
10426 | 4.08 | 1 | 365 | 4.6677 | 0.34979 | 5 | 0.017542
8051 | 8.415 | 1 | 365 | 9.6272 | 0.28395 | 9 | 0.91118
9910 | 9.69 | 1 | 365 | 11.0859 | 0.20576 | 11 | 0.29166
9898 | 9.435 | 1 | 365 | 10.7942 | 0.6214 | 11 | 0.41557
10321 | 8.16 | 1 | 365 | 9.3355 | 0.69959 | 10 | 0.035084
10098 | 7.105 | 1 | 365 | 8.1285 | 0.28193 | 8 | 0.41045
10028 | 7.395 | 1 | 365 | 8.4603 | 0.9465 | 9 | 0.40679
10433 | 9.54 | 1 | 365 | 10.9143 | 0.86202 | 11 | 0.77631
10437 | 4.845 | 1 | 365 | 5.543 | 0.10288 | 5 | 0.64583
10465 | 6.12 | 1 | 365 | 7.0016 | 0.02469 | 7 | 0.026313
10466 | 4.59 | 1 | 365 | 5.2512 | 0.51852 | 5 | 0.76973
10468 | 3.06 | 1 | 365 | 3.5008 | 0.012345 | 3 | 0.51316
10464 | 4.95 | 1 | 365 | 5.6631 | 0.3435 | 6 | 0.0065764
10467 | 3.5 | 1 | 365 | 4.0042 | 0.020656 | 4 | 0.024852
10560 | 1.785 | 1 | 365 | 2.0421 | 0.090535 | 2 | 0.13267
10624 | 5.865 | 1 | 365 | 6.7099 | 0.44033 | 7 | 0.15022
10344 | 10.2 | 1 | 365 | 11.6694 | 0.37448 | 12 | 0.043854
10535 | 5.1 | 1 | 365 | 5.8347 | 0.68724 | 6 | 0.52193
10552 | 9.69 | 1 | 365 | 11.0859 | 0.20576 | 11 | 0.29166
10608 | 5.75 | 1 | 365 | 6.5783 | 0.17679 | 6 | 0.75511
10509 | 9.18 | 1 | 365 | 10.5024 | 0.037035 | 10 | 0.53947
10557 | 3.315 | 1 | 365 | 3.7925 | 0.59671 | 4 | 0.38925
10643 | 5.61 | 1 | 365 | 6.4182 | 0.85597 | 7 | 0.27412
10640 | 7.14 | 1 | 365 | 8.1686 | 0.36214 | 8 | 0.5307
10644 | 10.14 | 1 | 365 | 11.6007 | 0.23699 | 11 | 0.83771
10635 | 9.88 | 1 | 365 | 11.3033 | 0.64117 | 11 | 0.94444
10634 | 7.65 | 1 | 365 | 8.752 | 0.53086 | 9 | 0.28289
10636 | 8.415 | 1 | 365 | 9.6272 | 0.28395 | 9 | 0.91118
10647 | 7 | 1 | 365 | 8.0084 | 0.041312 | 8 | 0.049704
10641 | 7.65 | 1 | 365 | 8.752 | 0.53086 | 9 | 0.28289
10639 | 7.54 | 1 | 365 | 8.6262 | 0.27878 | 8 | 0.90497
10632 | 4.16 | 1 | 365 | 4.7593 | 0.53312 | 5 | 0.2924
10628 | 5.1 | 1 | 365 | 5.8347 | 0.68724 | 6 | 0.52193
10630 | 5.61 | 1 | 365 | 6.4182 | 0.85597 | 7 | 0.27412
10633 | 7.65 | 1 | 365 | 8.752 | 0.53086 | 9 | 0.28289
10631 | 4.845 | 1 | 365 | 5.543 | 0.10288 | 5 | 0.64583
10629 | 6.63 | 1 | 365 | 7.5851 | 0.19341 | 7 | 0.77851
10625 | 11.475 | 1 | 365 | 13.128 | 0.29629 | 13 | 0.42434
10538 | 5.61 | 1 | 365 | 6.4182 | 0.85597 | 7 | 0.27412
10627 | 5.355 | 1 | 365 | 6.1264 | 0.2716 | 6 | 0.39802
10653 | 9.435 | 1 | 365 | 10.7942 | 0.6214 | 11 | 0.41557
10616 | 10.965 | 1 | 365 | 12.5446 | 0.12757 | 12 | 0.67214
10540 | 7.395 | 1 | 365 | 8.4603 | 0.9465 | 9 | 0.40679
10542 | 6.885 | 1 | 365 | 7.8768 | 0.77778 | 8 | 0.6546
10545 | 9.31 | 1 | 365 | 10.6512 | 0.33494 | 10 | 0.98611
10672 | 2.805 | 1 | 365 | 3.2091 | 0.42798 | 3 | 0.63706
10663 | 6.76 | 1 | 365 | 7.7338 | 0.49132 | 8 | 0.22514
10563 | 7.65 | 1 | 365 | 8.752 | 0.53086 | 9 | 0.28289
10667 | 3.9 | 1 | 365 | 4.4618 | 0.9373 | 5 | 0.39912
10497 | 3.825 | 1 | 365 | 4.376 | 0.76543 | 5 | 0.14145
10501 | 3.315 | 1 | 365 | 3.7925 | 0.59671 | 4 | 0.38925
10504 | 4.335 | 1 | 365 | 4.9595 | 0.93416 | 5 | 0.89364
10505 | 5.355 | 1 | 365 | 6.1264 | 0.2716 | 6 | 0.39802
10508 | 8.16 | 1 | 365 | 9.3355 | 0.69959 | 10 | 0.035084
10261 | 8.415 | 1 | 365 | 9.6272 | 0.28395 | 9 | 0.91118
10266 | 4.08 | 1 | 365 | 4.6677 | 0.34979 | 5 | 0.017542
10029 | 5.61 | 1 | 365 | 6.4182 | 0.85597 | 7 | 0.27412
10354 | 5.355 | 1 | 365 | 6.1264 | 0.2716 | 6 | 0.39802
8274 | 6.12 | 1 | 365 | 7.0016 | 0.02469 | 7 | 0.026313
10357 | 7.65 | 1 | 365 | 8.752 | 0.53086 | 9 | 0.28289
9992 | 5.61 | 1 | 365 | 6.4182 | 0.85597 | 7 | 0.27412
8933 | 9.945 | 1 | 365 | 11.3776 | 0.79012 | 12 | 0.16776
9230 | 3.57 | 1 | 365 | 4.0843 | 0.18107 | 4 | 0.26535
10341 | 8.67 | 1 | 365 | 9.919 | 0.86831 | 10 | 0.78728
10343 | 7.14 | 1 | 365 | 8.1686 | 0.36214 | 8 | 0.5307
10510 | 6.375 | 1 | 365 | 7.2934 | 0.60905 | 7 | 0.90241
10512 | 10.965 | 1 | 365 | 12.5446 | 0.12757 | 12 | 0.67214
10514 | 6.12 | 1 | 365 | 7.0016 | 0.02469 | 7 | 0.026313
10519 | 8.58 | 1 | 365 | 9.816 | 0.66207 | 10 | 0.47807
10531 | 4.59 | 1 | 365 | 5.2512 | 0.51852 | 5 | 0.76973
10532 | 3.64 | 1 | 365 | 4.1644 | 0.34148 | 4 | 0.50585
10533 | 3.9 | 1 | 365 | 4.4618 | 0.9373 | 5 | 0.39912
10348 | 6.885 | 1 | 365 | 7.8768 | 0.77778 | 8 | 0.6546
10350 | 4.845 | 1 | 365 | 5.543 | 0.10288 | 5 | 0.64583
8835 | 9.69 | 1 | 365 | 11.0859 | 0.20576 | 11 | 0.29166
10311 | 6.12 | 1 | 365 | 7.0016 | 0.02469 | 7 | 0.026313
10016 | 8.415 | 1 | 365 | 9.6272 | 0.28395 | 9 | 0.91118
10313 | 7.65 | 1 | 365 | 8.752 | 0.53086 | 9 | 0.28289
10430 | 6.12 | 1 | 365 | 7.0016 | 0.02469 | 7 | 0.026313
9144 | 4 | 1 | 365 | 4.5762 | 0.16646 | 4 | 0.74269
10440 | 5.865 | 1 | 365 | 6.7099 | 0.44033 | 7 | 0.15022
10386 | 7.14 | 1 | 365 | 8.1686 | 0.36214 | 8 | 0.5307
10056 | 7.65 | 1 | 365 | 8.752 | 0.53086 | 9 | 0.28289
10427 | 8.16 | 1 | 365 | 9.3355 | 0.69959 | 10 | 0.035084
10522 | 3.57 | 1 | 365 | 4.0843 | 0.18107 | 4 | 0.26535
10411 | 9.435 | 1 | 365 | 10.7942 | 0.6214 | 11 | 0.41557
9508 | 1.53 | 1 | 365 | 1.7504 | 0.50617 | 2 | 0.25658
9602 | 3.315 | 1 | 365 | 3.7925 | 0.59671 | 4 | 0.38925
10409 | 5.865 | 1 | 365 | 6.7099 | 0.44033 | 7 | 0.15022
11308 | 6.54 | 1 | 365 | 7.4821 | 0.98717 | 8 | 0.46929
11372 | 3.825 | 1 | 365 | 4.376 | 0.76543 | 5 | 0.14145
11375 | 7.35 | 1 | 365 | 8.4088 | 0.84338 | 9 | 0.25219
11376 | 3.3 | 1 | 365 | 3.7754 | 0.56233 | 4 | 0.33772
11380 | 16.8 | 1 | 365 | 19.2201 | 0.49915 | 19 | 0.71929
11335 | 4.25 | 1 | 365 | 4.8622 | 0.73937 | 5 | 0.60161
11342 | 5.25 | 1 | 365 | 6.0063 | 0.030984 | 6 | 0.037278
11310 | 4.75 | 1 | 365 | 5.4343 | 0.88518 | 6 | 0.31944
11364 | 2.5 | 1 | 365 | 2.8601 | 0.72904 | 3 | 0.58918
11366 | 5.61 | 1 | 365 | 6.4182 | 0.85597 | 7 | 0.27412
11367 | 6.12 | 1 | 365 | 7.0016 | 0.02469 | 7 | 0.026313
11382 | 6.63 | 1 | 365 | 7.5851 | 0.19341 | 7 | 0.77851
11126 | 6.5 | 1 | 365 | 7.4364 | 0.8955 | 8 | 0.33187
7827 | 6.5 | 1 | 365 | 7.4364 | 0.8955 | 8 | 0.33187
9852 | 5 | 1 | 365 | 5.7203 | 0.45808 | 6 | 0.17836
11205 | 5.61 | 1 | 365 | 6.4182 | 0.85597 | 7 | 0.27412
10942 | 7.14 | 1 | 365 | 8.1686 | 0.36214 | 8 | 0.5307
9928 | 33 | 0.9 | 365 | 33.9785 | 0.060995 | 34 | 0.039458
11065 | 8 | 1 | 365 | 9.1524 | 0.33293 | 9 | 0.48538
11208 | 3.825 | 1 | 365 | 4.376 | 0.76543 | 5 | 0.14145
11303 | 8.75 | 1 | 365 | 10.0105 | 0.05164 | 10 | 0.06213
10721 | 11.34 | 1 | 365 | 12.9736 | 0.98693 | 13 | 0.96052
10747 | 11.5 | 1 | 365 | 13.1566 | 0.35358 | 13 | 0.51023
9431 | 127.5 | 0.9 | 365 | 131.2804 | 0.96294 | 132 | 0.24336
11741 | 7.5 | 1 | 365 | 8.5804 | 0.18712 | 8 | 0.76754
11745 | 6.63 | 1 | 365 | 7.5851 | 0.19341 | 7 | 0.77851
11771 | 5.775 | 1 | 365 | 6.6069 | 0.23408 | 6 | 0.84101
11284 | 2.75 | 1 | 365 | 3.1462 | 0.30194 | 3 | 0.4481
11286 | 13.2 | 1 | 365 | 15.1015 | 0.24933 | 15 | 0.35087
11272 | 6.885 | 1 | 365 | 7.8768 | 0.77778 | 8 | 0.6546
11290 | 8.74 | 1 | 365 | 9.999 | 0.028724 | 10 | 0.027773
5624 | 143.31 | 0.9 | 365 | 147.5592 | 0.57034 | 148 | 0.12954
5630 | 82.875 | 0.9 | 365 | 85.3323 | 0.92591 | 86 | 0.25819
5627 | 231.495 | 0.9 | 365 | 238.3589 | 0.44788 | 238 | 0.8068
4804 | 100.1 | 0.9 | 365 | 103.068 | 0.45169 | 103 | 0.51969
4094 | 101.4 | 0.9 | 365 | 104.4066 | 0.13288 | 104 | 0.53943
3027 | 224.4 | 0.9 | 365 | 231.0535 | 0.81477 | 231 | 0.86832
9943 | 82.8 | 0.9 | 365 | 85.2551 | 0.77122 | 86 | 0.026277
4456 | 139.75 | 0.9 | 365 | 143.8936 | 0.228 | 144 | 0.12165
7933 | 5.2 | 1 | 365 | 5.9491 | 0.9164 | 6 | 0.86549
10732 | 7.28 | 1 | 365 | 8.3287 | 0.68296 | 9 | 0.011692
10746 | 4.08 | 1 | 365 | 4.6677 | 0.34979 | 5 | 0.017542
10496 | 4.59 | 1 | 365 | 5.2512 | 0.51852 | 5 | 0.76973
10113 | 8.16 | 1 | 365 | 9.3355 | 0.69959 | 10 | 0.035084
5941 | 7.02 | 1 | 365 | 8.0313 | 0.087144 | 8 | 0.11842
5952 | 8 | 1 | 365 | 9.1524 | 0.33293 | 9 | 0.48538
5122 | 99 | 0.9 | 365 | 101.9354 | 0.18299 | 102 | 0.11838
6372 | 4.95 | 1 | 365 | 5.6631 | 0.3435 | 6 | 0.0065764
6686 | 62.01 | 0.9 | 365 | 63.8486 | 0.8928 | 64 | 0.74142
10626 | 5.1 | 1 | 365 | 5.8347 | 0.68724 | 6 | 0.52193
11340 | 8.925 | 1 | 365 | 10.2107 | 0.45267 | 10 | 0.66337
11343 | 8.415 | 1 | 365 | 9.6272 | 0.28395 | 9 | 0.91118
11344 | 7.65 | 1 | 365 | 8.752 | 0.53086 | 9 | 0.28289
11349 | 4.9 | 1 | 365 | 5.6059 | 0.22892 | 5 | 0.83479
11358 | 6.375 | 1 | 365 | 7.2934 | 0.60905 | 7 | 0.90241
11350 | 8.16 | 1 | 365 | 9.3355 | 0.69959 | 10 | 0.035084
11363 | 4.08 | 1 | 365 | 4.6677 | 0.34979 | 5 | 0.017542
11357 | 5.39 | 1 | 365 | 6.1665 | 0.35181 | 6 | 0.51827
11353 | 6 | 1 | 365 | 6.8643 | 0.7497 | 7 | 0.61403
11361 | 8.16 | 1 | 365 | 9.3355 | 0.69959 | 10 | 0.035084
11381 | 7.905 | 1 | 365 | 9.0438 | 0.11522 | 9 | 0.15899
11384 | 4.08 | 1 | 365 | 4.6677 | 0.34979 | 5 | 0.017542
12064 | 5.61 | 1 | 365 | 6.4182 | 0.85597 | 7 | 0.27412
12036 | 7.395 | 1 | 365 | 8.4603 | 0.9465 | 9 | 0.40679
12060 | 7.395 | 1 | 365 | 8.4603 | 0.9465 | 9 | 0.40679
12095 | 5.355 | 1 | 365 | 6.1264 | 0.2716 | 6 | 0.39802
10421 | 5.865 | 1 | 365 | 6.7099 | 0.44033 | 7 | 0.15022
10445 | 5.865 | 1 | 365 | 6.7099 | 0.44033 | 7 | 0.15022
9892 | 7.14 | 1 | 365 | 8.1686 | 0.36214 | 8 | 0.5307
10429 | 5.865 | 1 | 365 | 6.7099 | 0.44033 | 7 | 0.15022
10424 | 6.12 | 1 | 365 | 7.0016 | 0.02469 | 7 | 0.026313
9850 | 9.69 | 1 | 365 | 11.0859 | 0.20576 | 11 | 0.29166
10526 | 4.845 | 1 | 365 | 5.543 | 0.10288 | 5 | 0.64583
10471 | 5.61 | 1 | 365 | 6.4182 | 0.85597 | 7 | 0.27412
10443 | 6.12 | 1 | 365 | 7.0016 | 0.02469 | 7 | 0.026313
10450 | 5.145 | 1 | 365 | 5.8862 | 0.79036 | 6 | 0.67653
10431 | 9.18 | 1 | 365 | 10.5024 | 0.037035 | 10 | 0.53947
10447 | 5.1 | 1 | 365 | 5.8347 | 0.68724 | 6 | 0.52193
10381 | 5.61 | 1 | 365 | 6.4182 | 0.85597 | 7 | 0.27412
10554 | 5.2 | 1 | 365 | 5.9491 | 0.9164 | 6 | 0.86549
10559 | 7.54 | 1 | 365 | 8.6262 | 0.27878 | 8 | 0.90497
10562 | 2.805 | 1 | 365 | 3.2091 | 0.42798 | 3 | 0.63706
10485 | 8.16 | 1 | 365 | 9.3355 | 0.69959 | 10 | 0.035084
10569 | 8.16 | 1 | 365 | 9.3355 | 0.69959 | 10 | 0.035084
10571 | 7.14 | 1 | 365 | 8.1686 | 0.36214 | 8 | 0.5307
10362 | 5.355 | 1 | 365 | 6.1264 | 0.2716 | 6 | 0.39802
10472 | 5.61 | 1 | 365 | 6.4182 | 0.85597 | 7 | 0.27412
10460 | 6.12 | 1 | 365 | 7.0016 | 0.02469 | 7 | 0.026313
10378 | 5.355 | 1 | 365 | 6.1264 | 0.2716 | 6 | 0.39802
10503 | 5.355 | 1 | 365 | 6.1264 | 0.2716 | 6 | 0.39802
10416 | 3.825 | 1 | 365 | 4.376 | 0.76543 | 5 | 0.14145
10477 | 8.415 | 1 | 365 | 9.6272 | 0.28395 | 9 | 0.91118
8522 | 150 | 0.9 | 365 | 154.4476 | 0.36816 | 154 | 0.81572
10475 | 9.435 | 1 | 365 | 10.7942 | 0.6214 | 11 | 0.41557
10517 | 5.865 | 1 | 365 | 6.7099 | 0.44033 | 7 | 0.15022
10403 | 6.63 | 1 | 365 | 7.5851 | 0.19341 | 7 | 0.77851
10493 | 5.61 | 1 | 365 | 6.4182 | 0.85597 | 7 | 0.27412
10498 | 4.59 | 1 | 365 | 5.2512 | 0.51852 | 5 | 0.76973
10374 | 4.335 | 1 | 365 | 4.9595 | 0.93416 | 5 | 0.89364
10480 | 3.315 | 1 | 365 | 3.7925 | 0.59671 | 4 | 0.38925
10762 | 7.14 | 1 | 365 | 8.1686 | 0.36214 | 8 | 0.5307
10764 | 4.16 | 1 | 365 | 4.7593 | 0.53312 | 5 | 0.2924
10768 | 4.59 | 1 | 365 | 5.2512 | 0.51852 | 5 | 0.76973
8213 | 6.12 | 1 | 365 | 7.0016 | 0.02469 | 7 | 0.026313
10584 | 2.805 | 1 | 365 | 3.2091 | 0.42798 | 3 | 0.63706
10583 | 9.69 | 1 | 365 | 11.0859 | 0.20576 | 11 | 0.29166
10586 | 6.375 | 1 | 365 | 7.2934 | 0.60905 | 7 | 0.90241
10544 | 5.1 | 1 | 365 | 5.8347 | 0.68724 | 6 | 0.52193
10539 | 6.12 | 1 | 365 | 7.0016 | 0.02469 | 7 | 0.026313
10787 | 6.24 | 1 | 365 | 7.1389 | 0.29968 | 7 | 0.43859
10789 | 7.65 | 1 | 365 | 8.752 | 0.53086 | 9 | 0.28289
10578 | 4.59 | 1 | 365 | 5.2512 | 0.51852 | 5 | 0.76973
10566 | 6.63 | 1 | 365 | 7.5851 | 0.19341 | 7 | 0.77851
10793 | 6.24 | 1 | 365 | 7.1389 | 0.29968 | 7 | 0.43859
10570 | 6.12 | 1 | 365 | 7.0016 | 0.02469 | 7 | 0.026313
9963 | 7.14 | 1 | 365 | 8.1686 | 0.36214 | 8 | 0.5307
10792 | 12.24 | 1 | 365 | 14.0032 | 0.04938 | 14 | 0.052625
10564 | 6.63 | 1 | 365 | 7.5851 | 0.19341 | 7 | 0.77851
10037 | 7.395 | 1 | 365 | 8.4603 | 0.9465 | 9 | 0.40679
10548 | 2.04 | 1 | 365 | 2.3339 | 0.6749 | 3 | 0.0087709
10808 | 5.1 | 1 | 365 | 5.8347 | 0.68724 | 6 | 0.52193
10809 | 4.5 | 1 | 365 | 5.1483 | 0.31227 | 5 | 0.46052
10810 | 7.28 | 1 | 365 | 8.3287 | 0.68296 | 9 | 0.011692
10811 | 15.81 | 1 | 365 | 18.0875 | 0.23045 | 18 | 0.31797
10795 | 6.12 | 1 | 365 | 7.0016 | 0.02469 | 7 | 0.026313
10831 | 5.355 | 1 | 365 | 6.1264 | 0.2716 | 6 | 0.39802
10813 | 5.865 | 1 | 365 | 6.7099 | 0.44033 | 7 | 0.15022
10791 | 8.415 | 1 | 365 | 9.6272 | 0.28395 | 9 | 0.91118
10815 | 4.845 | 1 | 365 | 5.543 | 0.10288 | 5 | 0.64583
10896 | 9.69 | 1 | 365 | 11.0859 | 0.20576 | 11 | 0.29166
11178 | 4.335 | 1 | 365 | 4.9595 | 0.93416 | 5 | 0.89364
11182 | 5.1 | 1 | 365 | 5.8347 | 0.68724 | 6 | 0.52193
10558 | 5.865 | 1 | 365 | 6.7099 | 0.44033 | 7 | 0.15022
11174 | 8.33 | 1 | 365 | 9.53 | 0.089161 | 9 | 0.61915
10577 | 9.945 | 1 | 365 | 11.3776 | 0.79012 | 12 | 0.16776
10574 | 6.63 | 1 | 365 | 7.5851 | 0.19341 | 7 | 0.77851
10550 | 4.335 | 1 | 365 | 4.9595 | 0.93416 | 5 | 0.89364
10565 | 5.88 | 1 | 365 | 6.727 | 0.4747 | 7 | 0.20175
10556 | 6.12 | 1 | 365 | 7.0016 | 0.02469 | 7 | 0.026313
10652 | 5.865 | 1 | 365 | 6.7099 | 0.44033 | 7 | 0.15022
10780 | 9.945 | 1 | 365 | 11.3776 | 0.79012 | 12 | 0.16776
10817 | 8.5 | 1 | 365 | 9.7245 | 0.47874 | 10 | 0.20321
10779 | 7.65 | 1 | 365 | 8.752 | 0.53086 | 9 | 0.28289
10820 | 4.94 | 1 | 365 | 5.6516 | 0.32058 | 5 | 0.97222
10778 | 9.18 | 1 | 365 | 10.5024 | 0.037035 | 10 | 0.53947
10777 | 5.355 | 1 | 365 | 6.1264 | 0.2716 | 6 | 0.39802
10823 | 12 | 1 | 365 | 13.7287 | 0.49939 | 14 | 0.22806
10822 | 8.16 | 1 | 365 | 9.3355 | 0.69959 | 10 | 0.035084
10825 | 7 | 1 | 365 | 8.0084 | 0.041312 | 8 | 0.049704
908 | 8.04 | 1 | 365 | 9.1982 | 0.42459 | 9 | 0.6228
10650 | 2.805 | 1 | 365 | 3.2091 | 0.42798 | 3 | 0.63706
5307 | 201.75 | 0.9 | 365 | 207.732 | 0.10018 | 207 | 0.83214
10828 | 12 | 1 | 365 | 13.7287 | 0.49939 | 14 | 0.22806
10833 | 7.65 | 1 | 365 | 8.752 | 0.53086 | 9 | 0.28289
10827 | 10.25 | 1 | 365 | 11.7266 | 0.48906 | 12 | 0.21564
10830 | 5.61 | 1 | 365 | 6.4182 | 0.85597 | 7 | 0.27412
10834 | 4.16 | 1 | 365 | 4.7593 | 0.53312 | 5 | 0.2924
10835 | 5.5 | 1 | 365 | 6.2923 | 0.60389 | 6 | 0.8962
10836 | 9.18 | 1 | 365 | 10.5024 | 0.037035 | 10 | 0.53947
10837 | 4.59 | 1 | 365 | 5.2512 | 0.51852 | 5 | 0.76973
10838 | 8.925 | 1 | 365 | 10.2107 | 0.45267 | 10 | 0.66337
10839 | 5.46 | 1 | 365 | 6.2465 | 0.51222 | 6 | 0.75877
10841 | 5.1 | 1 | 365 | 5.8347 | 0.68724 | 6 | 0.52193
10842 | 8.84 | 1 | 365 | 10.1135 | 0.25789 | 10 | 0.37134
10843 | 16.575 | 1 | 365 | 18.9627 | 0.98354 | 19 | 0.94626
10844 | 10.92 | 1 | 365 | 12.4931 | 0.024447 | 12 | 0.51754
10979 | 11.22 | 1 | 365 | 12.8363 | 0.71193 | 13 | 0.54824
9286 | 7.395 | 1 | 365 | 8.4603 | 0.9465 | 9 | 0.40679
10980 | 7.14 | 1 | 365 | 8.1686 | 0.36214 | 8 | 0.5307
11030 | 11.475 | 1 | 365 | 13.128 | 0.29629 | 13 | 0.42434
11033 | 11.22 | 1 | 365 | 12.8363 | 0.71193 | 13 | 0.54824
17157 | 6.12 | 1 | 365 | 7.0016 | 0.02469 | 7 | 0.026313
11034 | 6.375 | 1 | 365 | 7.2934 | 0.60905 | 7 | 0.90241
11074 | 8.16 | 1 | 365 | 9.3355 | 0.69959 | 10 | 0.035084
10894 | 7.65 | 1 | 365 | 8.752 | 0.53086 | 9 | 0.28289
10897 | 5.355 | 1 | 365 | 6.1264 | 0.2716 | 6 | 0.39802
10900 | 7.14 | 1 | 365 | 8.1686 | 0.36214 | 8 | 0.5307
10902 | 4.59 | 1 | 365 | 5.2512 | 0.51852 | 5 | 0.76973
10913 | 5.61 | 1 | 365 | 6.4182 | 0.85597 | 7 | 0.27412
11081 | 4.59 | 1 | 365 | 5.2512 | 0.51852 | 5 | 0.76973
11082 | 10.4 | 1 | 365 | 11.8982 | 0.83281 | 12 | 0.73099
11084 | 5.61 | 1 | 365 | 6.4182 | 0.85597 | 7 | 0.27412
11086 | 3.57 | 1 | 365 | 4.0843 | 0.18107 | 4 | 0.26535
11091 | 4.335 | 1 | 365 | 4.9595 | 0.93416 | 5 | 0.89364
11083 | 3.315 | 1 | 365 | 3.7925 | 0.59671 | 4 | 0.38925
10905 | 8.16 | 1 | 365 | 9.3355 | 0.69959 | 10 | 0.035084
10926 | 8.67 | 1 | 365 | 9.919 | 0.86831 | 10 | 0.78728
11094 | 7.84 | 1 | 365 | 8.9694 | 0.96627 | 9 | 0.93567
11098 | 3.5 | 1 | 365 | 4.0042 | 0.020656 | 4 | 0.024852
10925 | 6.12 | 1 | 365 | 7.0016 | 0.02469 | 7 | 0.026313
11099 | 6.75 | 1 | 365 | 7.7224 | 0.46841 | 8 | 0.19079
10914 | 9.18 | 1 | 365 | 10.5024 | 0.037035 | 10 | 0.53947
11101 | 5.865 | 1 | 365 | 6.7099 | 0.44033 | 7 | 0.15022
10915 | 4.08 | 1 | 365 | 4.6677 | 0.34979 | 5 | 0.017542
11102 | 7.905 | 1 | 365 | 9.0438 | 0.11522 | 9 | 0.15899
11052 | 6.12 | 1 | 365 | 7.0016 | 0.02469 | 7 | 0.026313
11104 | 9.435 | 1 | 365 | 10.7942 | 0.6214 | 11 | 0.41557
11056 | 8.67 | 1 | 365 | 9.919 | 0.86831 | 10 | 0.78728
11058 | 6.63 | 1 | 365 | 7.5851 | 0.19341 | 7 | 0.77851
11059 | 8.16 | 1 | 365 | 9.3355 | 0.69959 | 10 | 0.035084
11108 | 9.435 | 1 | 365 | 10.7942 | 0.6214 | 11 | 0.41557
11109 | 3.57 | 1 | 365 | 4.0843 | 0.18107 | 4 | 0.26535
11110 | 6.885 | 1 | 365 | 7.8768 | 0.77778 | 8 | 0.6546
10907 | 9.435 | 1 | 365 | 10.7942 | 0.6214 | 11 | 0.41557
11113 | 7.14 | 1 | 365 | 8.1686 | 0.36214 | 8 | 0.5307
11115 | 6.375 | 1 | 365 | 7.2934 | 0.60905 | 7 | 0.90241
11111 | 8.925 | 1 | 365 | 10.2107 | 0.45267 | 10 | 0.66337
11114 | 10.71 | 1 | 365 | 12.2528 | 0.54321 | 12 | 0.79605
11122 | 3.06 | 1 | 365 | 3.5008 | 0.012345 | 3 | 0.51316
11123 | 10.2 | 1 | 365 | 11.6694 | 0.37448 | 12 | 0.043854
11127 | 5.865 | 1 | 365 | 6.7099 | 0.44033 | 7 | 0.15022
10895 | 2.55 | 1 | 365 | 2.9173 | 0.84362 | 3 | 0.76096
11171 | 4.59 | 1 | 365 | 5.2512 | 0.51852 | 5 | 0.76973
11218 | 3.9 | 1 | 365 | 4.4618 | 0.9373 | 5 | 0.39912
11223 | 5.355 | 1 | 365 | 6.1264 | 0.2716 | 6 | 0.39802
11228 | 8.16 | 1 | 365 | 9.3355 | 0.69959 | 10 | 0.035084
11252 | 4.845 | 1 | 365 | 5.543 | 0.10288 | 5 | 0.64583
11256 | 3.675 | 1 | 365 | 4.2044 | 0.42169 | 4 | 0.62609
11260 | 4.335 | 1 | 365 | 4.9595 | 0.93416 | 5 | 0.89364
11266 | 5.865 | 1 | 365 | 6.7099 | 0.44033 | 7 | 0.15022
11267 | 4.08 | 1 | 365 | 4.6677 | 0.34979 | 5 | 0.017542
11304 | 3.06 | 1 | 365 | 3.5008 | 0.012345 | 3 | 0.51316
11307 | 7.905 | 1 | 365 | 9.0438 | 0.11522 | 9 | 0.15899
11305 | 4.59 | 1 | 365 | 5.2512 | 0.51852 | 5 | 0.76973
10594 | 5.1 | 1 | 365 | 5.8347 | 0.68724 | 6 | 0.52193
10592 | 4.845 | 1 | 365 | 5.543 | 0.10288 | 5 | 0.64583
11220 | 5.865 | 1 | 365 | 6.7099 | 0.44033 | 7 | 0.15022
9623 | 6.12 | 1 | 365 | 7.0016 | 0.02469 | 7 | 0.026313
9669 | 4.02 | 1 | 365 | 4.5991 | 0.2123 | 4 | 0.8114
10435 | 9 | 1 | 365 | 10.2965 | 0.62454 | 10 | 0.92105
10454 | 3.9 | 1 | 365 | 4.4618 | 0.9373 | 5 | 0.39912
10536 | 4.335 | 1 | 365 | 4.9595 | 0.93416 | 5 | 0.89364
10223 | 4.845 | 1 | 365 | 5.543 | 0.10288 | 5 | 0.64583
10021 | 5.61 | 1 | 365 | 6.4182 | 0.85597 | 7 | 0.27412
10599 | 5.1 | 1 | 365 | 5.8347 | 0.68724 | 6 | 0.52193
10656 | 3.12 | 1 | 365 | 3.5695 | 0.14984 | 3 | 0.7193
10735 | 4.4 | 1 | 365 | 5.0338 | 0.08311 | 5 | 0.11696
10786 | 2.805 | 1 | 365 | 3.2091 | 0.42798 | 3 | 0.63706
10474 | 7.395 | 1 | 365 | 8.4603 | 0.9465 | 9 | 0.40679
10829 | 2.5 | 1 | 365 | 2.8601 | 0.72904 | 3 | 0.58918
10863 | 5.61 | 1 | 365 | 6.4182 | 0.85597 | 7 | 0.27412
10899 | 3.57 | 1 | 365 | 4.0843 | 0.18107 | 4 | 0.26535
11377 | 7 | 1 | 365 | 8.0084 | 0.041312 | 8 | 0.049704
9315 | 6 | 1 | 365 | 6.8643 | 0.7497 | 7 | 0.61403
9319 | 6 | 1 | 365 | 6.8643 | 0.7497 | 7 | 0.61403
9320 | 6 | 1 | 365 | 6.8643 | 0.7497 | 7 | 0.61403
9321 | 6 | 1 | 365 | 6.8643 | 0.7497 | 7 | 0.61403
9322 | 6 | 1 | 365 | 6.8643 | 0.7497 | 7 | 0.61403
9347 | 6 | 1 | 365 | 6.8643 | 0.7497 | 7 | 0.61403
9358 | 6 | 1 | 365 | 6.8643 | 0.7497 | 7 | 0.61403
9355 | 6 | 1 | 365 | 6.8643 | 0.7497 | 7 | 0.61403
9383 | 6 | 1 | 365 | 6.8643 | 0.7497 | 7 | 0.61403
9369 | 6 | 1 | 365 | 6.8643 | 0.7497 | 7 | 0.61403
9388 | 6 | 1 | 365 | 6.8643 | 0.7497 | 7 | 0.61403
9395 | 6 | 1 | 365 | 6.8643 | 0.7497 | 7 | 0.61403
9393 | 6 | 1 | 365 | 6.8643 | 0.7497 | 7 | 0.61403
9398 | 6 | 1 | 365 | 6.8643 | 0.7497 | 7 | 0.61403
10781 | 6 | 1 | 365 | 6.8643 | 0.7497 | 7 | 0.61403
10783 | 6 | 1 | 365 | 6.8643 | 0.7497 | 7 | 0.61403
9323 | 6 | 1 | 365 | 6.8643 | 0.7497 | 7 | 0.61403
10784 | 6 | 1 | 365 | 6.8643 | 0.7497 | 7 | 0.61403
10785 | 6 | 1 | 365 | 6.8643 | 0.7497 | 7 | 0.61403
10819 | 6 | 1 | 365 | 6.8643 | 0.7497 | 7 | 0.61403
10818 | 6 | 1 | 365 | 6.8643 | 0.7497 | 7 | 0.61403
10821 | 6 | 1 | 365 | 6.8643 | 0.7497 | 7 | 0.61403
11100 | 6 | 1 | 365 | 6.8643 | 0.7497 | 7 | 0.61403
10826 | 6 | 1 | 365 | 6.8643 | 0.7497 | 7 | 0.61403
11118 | 6 | 1 | 365 | 6.8643 | 0.7497 | 7 | 0.61403
11468 | 6 | 1 | 365 | 6.8643 | 0.7497 | 7 | 0.61403
6711 | 300.84 | 0.9 | 365 | 309.76 | 0.46878 | 310 | 0.22881
10199 | 50 | 0.9 | 365 | 51.4825 | 0.12272 | 51 | 0.60524
9338 | 6 | 1 | 365 | 6.8643 | 0.7497 | 7 | 0.61403
81 | 982.8 | 1 | 365 | 1124.3782 | 0.2002 | 1124 | 0.57844
11451 | 8.75 | 1 | 365 | 10.0105 | 0.05164 | 10 | 0.06213
11455 | 9.435 | 1 | 365 | 10.7942 | 0.6214 | 11 | 0.41557
11453 | 7.14 | 1 | 365 | 8.1686 | 0.36214 | 8 | 0.5307
11462 | 6 | 1 | 365 | 6.8643 | 0.7497 | 7 | 0.61403
11467 | 2.45 | 1 | 365 | 2.8029 | 0.61446 | 3 | 0.4174
12164 | 12.5 | 1 | 365 | 14.3007 | 0.6452 | 14 | 0.9459
11475 | 5.355 | 1 | 365 | 6.1264 | 0.2716 | 6 | 0.39802
9624 | 4.5 | 1 | 365 | 5.1483 | 0.31227 | 5 | 0.46052
8936 | 8.415 | 1 | 365 | 9.6272 | 0.28395 | 9 | 0.91118
11432 | 6.12 | 1 | 365 | 7.0016 | 0.02469 | 7 | 0.026313
11409 | 5.355 | 1 | 365 | 6.1264 | 0.2716 | 6 | 0.39802
10080 | 15.3 | 1 | 365 | 17.5041 | 0.061725 | 17 | 0.56578
11006 | 33.6 | 0.9 | 365 | 34.5963 | 0.29847 | 34 | 0.89472
11939 | 9.18 | 1 | 365 | 10.5024 | 0.037035 | 10 | 0.53947
11406 | 4.845 | 1 | 365 | 5.543 | 0.10288 | 5 | 0.64583
11392 | 4.845 | 1 | 365 | 5.543 | 0.10288 | 5 | 0.64583
11395 | 7.14 | 1 | 365 | 8.1686 | 0.36214 | 8 | 0.5307
11400 | 6.885 | 1 | 365 | 7.8768 | 0.77778 | 8 | 0.6546
11398 | 3.57 | 1 | 365 | 4.0843 | 0.18107 | 4 | 0.26535
11404 | 8.415 | 1 | 365 | 9.6272 | 0.28395 | 9 | 0.91118
12188 | 7.65 | 1 | 365 | 8.752 | 0.53086 | 9 | 0.28289
11408 | 6.885 | 1 | 365 | 7.8768 | 0.77778 | 8 | 0.6546
11500 | 8.91 | 1 | 365 | 10.1935 | 0.4183 | 10 | 0.61184
9443 | 5.46 | 1 | 365 | 6.2465 | 0.51222 | 6 | 0.75877
12213 | 3.825 | 1 | 365 | 4.376 | 0.76543 | 5 | 0.14145
11522 | 3.06 | 1 | 365 | 3.5008 | 0.012345 | 3 | 0.51316
11532 | 4.59 | 1 | 365 | 5.2512 | 0.51852 | 5 | 0.76973
11551 | 10.137 | 1 | 365 | 11.5973 | 0.23011 | 11 | 0.82741
11560 | 9.18 | 1 | 365 | 10.5024 | 0.037035 | 10 | 0.53947
11554 | 222.87 | 0.9 | 365 | 229.4782 | 0.65921 | 230 | 0.1374
11603 | 6.375 | 1 | 365 | 7.2934 | 0.60905 | 7 | 0.90241
11604 | 9.435 | 1 | 365 | 10.7942 | 0.6214 | 11 | 0.41557
11562 | 18.2 | 1 | 365 | 20.8218 | 0.70741 | 21 | 0.52923
12172 | 7.395 | 1 | 365 | 8.4603 | 0.9465 | 9 | 0.40679
11621 | 5.886 | 1 | 365 | 6.7339 | 0.48845 | 7 | 0.22237
11626 | 6.867 | 1 | 365 | 7.8562 | 0.73653 | 8 | 0.59276
6767 | 135.3 | 0.9 | 365 | 139.3117 | 0.05008 | 139 | 0.36178
9795 | 224.4 | 0.9 | 365 | 231.0535 | 0.81477 | 231 | 0.86832
12077 | 4.59 | 1 | 365 | 5.2512 | 0.51852 | 5 | 0.76973
12088 | 6.885 | 1 | 365 | 7.8768 | 0.77778 | 8 | 0.6546
11644 | 6.375 | 1 | 365 | 7.2934 | 0.60905 | 7 | 0.90241
11647 | 6.12 | 1 | 365 | 7.0016 | 0.02469 | 7 | 0.026313
11540 | 3 | 1 | 365 | 3.4322 | 0.87485 | 4 | 0.30702
11691 | 17.01 | 1 | 365 | 19.4604 | 0.98039 | 20 | 0.44078
11686 | 3.57 | 1 | 365 | 4.0843 | 0.18107 | 4 | 0.26535
11687 | 3.57 | 1 | 365 | 4.0843 | 0.18107 | 4 | 0.26535
11706 | 4.59 | 1 | 365 | 5.2512 | 0.51852 | 5 | 0.76973
11711 | 4.845 | 1 | 365 | 5.543 | 0.10288 | 5 | 0.64583
11716 | 10.2 | 1 | 365 | 11.6694 | 0.37448 | 12 | 0.043854
11731 | 14.388 | 1 | 365 | 16.4607 | 0.97177 | 17 | 0.43245
11743 | 7.02 | 1 | 365 | 8.0313 | 0.087144 | 8 | 0.11842
11819 | 3.06 | 1 | 365 | 3.5008 | 0.012345 | 3 | 0.51316
11821 | 2.75 | 1 | 365 | 3.1462 | 0.30194 | 3 | 0.4481
11822 | 7.54 | 1 | 365 | 8.6262 | 0.27878 | 8 | 0.90497
12157 | 4.08 | 1 | 365 | 4.6677 | 0.34979 | 5 | 0.017542
11858 | 5.1 | 1 | 365 | 5.8347 | 0.68724 | 6 | 0.52193
11859 | 7.65 | 1 | 365 | 8.752 | 0.53086 | 9 | 0.28289
9375 | 4.08 | 1 | 365 | 4.6677 | 0.34979 | 5 | 0.017542
10904 | 12.5 | 1 | 365 | 14.3007 | 0.6452 | 14 | 0.9459
7992 | 5.67 | 1 | 365 | 6.4868 | 0.99346 | 7 | 0.48026
11496 | 9.81 | 1 | 365 | 11.2232 | 0.48075 | 11 | 0.70394
11504 | 6.12 | 1 | 365 | 7.0016 | 0.02469 | 7 | 0.026313
11920 | 7.65 | 1 | 365 | 8.752 | 0.53086 | 9 | 0.28289
11943 | 5.865 | 1 | 365 | 6.7099 | 0.44033 | 7 | 0.15022
11929 | 3.315 | 1 | 365 | 3.7925 | 0.59671 | 4 | 0.38925
11930 | 7.65 | 1 | 365 | 8.752 | 0.53086 | 9 | 0.28289
12322 | 4.41 | 1 | 365 | 5.0453 | 0.10603 | 5 | 0.15131
12308 | 3.57 | 1 | 365 | 4.0843 | 0.18107 | 4 | 0.26535
12390 | 16.677 | 1 | 365 | 19.0794 | 0.21728 | 19 | 0.2967
11926 | 4.59 | 1 | 365 | 5.2512 | 0.51852 | 5 | 0.76973
11958 | 2.295 | 1 | 365 | 2.6256 | 0.25926 | 2 | 0.88487
11924 | 7.595 | 1 | 365 | 8.6891 | 0.40482 | 9 | 0.093929
11949 | 2.55 | 1 | 365 | 2.9173 | 0.84362 | 3 | 0.76096
11960 | 8.82 | 1 | 365 | 10.0906 | 0.21205 | 10 | 0.30263
11927 | 4.08 | 1 | 365 | 4.6677 | 0.34979 | 5 | 0.017542
11975 | 7.14 | 1 | 365 | 8.1686 | 0.36214 | 8 | 0.5307
11937 | 5.1 | 1 | 365 | 5.8347 | 0.68724 | 6 | 0.52193
11951 | 5.1 | 1 | 365 | 5.8347 | 0.68724 | 6 | 0.52193
11961 | 6.63 | 1 | 365 | 7.5851 | 0.19341 | 7 | 0.77851
11948 | 4.845 | 1 | 365 | 5.543 | 0.10288 | 5 | 0.64583
11931 | 2.805 | 1 | 365 | 3.2091 | 0.42798 | 3 | 0.63706
11974 | 8.82 | 1 | 365 | 10.0906 | 0.21205 | 10 | 0.30263
12053 | 6.25 | 1 | 365 | 7.1504 | 0.3226 | 7 | 0.47295
11990 | 8.925 | 1 | 365 | 10.2107 | 0.45267 | 10 | 0.66337
11987 | 4.59 | 1 | 365 | 5.2512 | 0.51852 | 5 | 0.76973
11984 | 9.18 | 1 | 365 | 10.5024 | 0.037035 | 10 | 0.53947
11986 | 5.865 | 1 | 365 | 6.7099 | 0.44033 | 7 | 0.15022
12002 | 3.825 | 1 | 365 | 4.376 | 0.76543 | 5 | 0.14145
12028 | 7.905 | 1 | 365 | 9.0438 | 0.11522 | 9 | 0.15899
11993 | 4.335 | 1 | 365 | 4.9595 | 0.93416 | 5 | 0.89364
12026 | 9.69 | 1 | 365 | 11.0859 | 0.20576 | 11 | 0.29166
11998 | 5.61 | 1 | 365 | 6.4182 | 0.85597 | 7 | 0.27412
12023 | 4.845 | 1 | 365 | 5.543 | 0.10288 | 5 | 0.64583
11978 | 6.63 | 1 | 365 | 7.5851 | 0.19341 | 7 | 0.77851
11965 | 5.145 | 1 | 365 | 5.8862 | 0.79036 | 6 | 0.67653
12006 | 3.06 | 1 | 365 | 3.5008 | 0.012345 | 3 | 0.51316
11941 | 6.375 | 1 | 365 | 7.2934 | 0.60905 | 7 | 0.90241
11933 | 8.925 | 1 | 365 | 10.2107 | 0.45267 | 10 | 0.66337
12015 | 7.65 | 1 | 365 | 8.752 | 0.53086 | 9 | 0.28289
11925 | 9.945 | 1 | 365 | 11.3776 | 0.79012 | 12 | 0.16776
11967 | 6.375 | 1 | 365 | 7.2934 | 0.60905 | 7 | 0.90241
9756 | 5.865 | 1 | 365 | 6.7099 | 0.44033 | 7 | 0.15022
11970 | 4.08 | 1 | 365 | 4.6677 | 0.34979 | 5 | 0.017542
11952 | 7.905 | 1 | 365 | 9.0438 | 0.11522 | 9 | 0.15899
12001 | 2.04 | 1 | 365 | 2.3339 | 0.6749 | 3 | 0.0087709
11932 | 1.785 | 1 | 365 | 2.0421 | 0.090535 | 2 | 0.13267
11976 | 8.16 | 1 | 365 | 9.3355 | 0.69959 | 10 | 0.035084
11959 | 7.905 | 1 | 365 | 9.0438 | 0.11522 | 9 | 0.15899
12009 | 6.375 | 1 | 365 | 7.2934 | 0.60905 | 7 | 0.90241
11226 | 7.14 | 1 | 365 | 8.1686 | 0.36214 | 8 | 0.5307
9364 | 5.1 | 1 | 365 | 5.8347 | 0.68724 | 6 | 0.52193
12056 | 8.67 | 1 | 365 | 9.919 | 0.86831 | 10 | 0.78728
12283 | 5.75 | 1 | 365 | 6.5783 | 0.17679 | 6 | 0.75511
11979 | 3.57 | 1 | 365 | 4.0843 | 0.18107 | 4 | 0.26535
12777 | 7.65 | 1 | 365 | 8.752 | 0.53086 | 9 | 0.28289
12116 | 4.845 | 1 | 365 | 5.543 | 0.10288 | 5 | 0.64583
11732 | 7.14 | 1 | 365 | 8.1686 | 0.36214 | 8 | 0.5307
12139 | 14.945 | 1 | 365 | 17.0979 | 0.2482 | 17 | 0.34612
12146 | 3.3 | 1 | 365 | 3.7754 | 0.56233 | 4 | 0.33772
12151 | 10.35 | 1 | 365 | 11.841 | 0.71823 | 12 | 0.55921
11728 | 8.925 | 1 | 365 | 10.2107 | 0.45267 | 10 | 0.66337
12279 | 6 | 1 | 365 | 6.8643 | 0.7497 | 7 | 0.61403
12414 | 3.57 | 1 | 365 | 4.0843 | 0.18107 | 4 | 0.26535
12428 | 5.5 | 1 | 365 | 6.2923 | 0.60389 | 6 | 0.8962
12430 | 7.65 | 1 | 365 | 8.752 | 0.53086 | 9 | 0.28289
12530 | 5.61 | 1 | 365 | 6.4182 | 0.85597 | 7 | 0.27412
12553 | 5.25 | 1 | 365 | 6.0063 | 0.030984 | 6 | 0.037278
12543 | 93.522 | 0.9 | 365 | 96.295 | 0.88486 | 97 | 0.17983
12597 | 9.36 | 1 | 365 | 10.7084 | 0.44953 | 11 | 0.15789
12598 | 7.2 | 1 | 365 | 8.2372 | 0.49964 | 8 | 0.73684
12676 | 8.67 | 1 | 365 | 9.919 | 0.86831 | 10 | 0.78728
12680 | 13.315 | 1 | 365 | 15.2331 | 0.51287 | 15 | 0.74597
12684 | 8.75 | 1 | 365 | 10.0105 | 0.05164 | 10 | 0.06213
12741 | 9 | 1 | 365 | 10.2965 | 0.62454 | 10 | 0.92105
11438 | 7.65 | 1 | 365 | 8.752 | 0.53086 | 9 | 0.28289
5349 | 167.45 | 0.9 | 365 | 172.415 | 0.35799 | 172 | 0.77295
7622 | 4.14 | 1 | 365 | 4.7364 | 0.48729 | 5 | 0.22368
10765 | 9.1 | 1 | 365 | 10.4109 | 0.85371 | 11 | 0.26462
14073 | 8.67 | 1 | 365 | 9.919 | 0.86831 | 10 | 0.78728
14075 | 5.7 | 1 | 365 | 6.5211 | 0.062211 | 6 | 0.58333
14079 | 3.6 | 1 | 365 | 4.1186 | 0.24982 | 4 | 0.36842
14082 | 9.945 | 1 | 365 | 11.3776 | 0.79012 | 12 | 0.16776
14084 | 3.315 | 1 | 365 | 3.7925 | 0.59671 | 4 | 0.38925
14092 | 7.14 | 1 | 365 | 8.1686 | 0.36214 | 8 | 0.5307
14096 | 3.825 | 1 | 365 | 4.376 | 0.76543 | 5 | 0.14145
14099 | 5.4 | 1 | 365 | 6.1779 | 0.37473 | 6 | 0.55263
14107 | 3.57 | 1 | 365 | 4.0843 | 0.18107 | 4 | 0.26535
14112 | 4.08 | 1 | 365 | 4.6677 | 0.34979 | 5 | 0.017542
14115 | 5.61 | 1 | 365 | 6.4182 | 0.85597 | 7 | 0.27412
14120 | 4.5 | 1 | 365 | 5.1483 | 0.31227 | 5 | 0.46052
13710 | 2.24 | 1 | 365 | 2.5627 | 0.13322 | 2 | 0.69591
14147 | 6.63 | 1 | 365 | 7.5851 | 0.19341 | 7 | 0.77851
13928 | 11.8 | 1 | 365 | 13.4999 | 0.041069 | 13 | 0.54093
14150 | 4.845 | 1 | 365 | 5.543 | 0.10288 | 5 | 0.64583
14165 | 6.12 | 1 | 365 | 7.0016 | 0.02469 | 7 | 0.026313
14169 | 5.1 | 1 | 365 | 5.8347 | 0.68724 | 6 | 0.52193
14173 | 3.57 | 1 | 365 | 4.0843 | 0.18107 | 4 | 0.26535
14176 | 4.2 | 1 | 365 | 4.805 | 0.62479 | 5 | 0.42982
14180 | 5.865 | 1 | 365 | 6.7099 | 0.44033 | 7 | 0.15022
14198 | 3.36 | 1 | 365 | 3.844 | 0.69983 | 4 | 0.54386
14074 | 5.61 | 1 | 365 | 6.4182 | 0.85597 | 7 | 0.27412
14224 | 5.61 | 1 | 365 | 6.4182 | 0.85597 | 7 | 0.27412
4666 | 119.34 | 0.9 | 365 | 122.8785 | 0.13331 | 123 | 0.011787
14159 | 4.5 | 1 | 365 | 5.1483 | 0.31227 | 5 | 0.46052
12871 | 7.425 | 1 | 365 | 8.4946 | 0.015249 | 8 | 0.50986
14071 | 4.5 | 1 | 365 | 5.1483 | 0.31227 | 5 | 0.46052
14226 | 4 | 1 | 365 | 4.5762 | 0.16646 | 4 | 0.74269
12863 | 6.375 | 1 | 365 | 7.2934 | 0.60905 | 7 | 0.90241
12888 | 9.5 | 1 | 365 | 10.8685 | 0.77035 | 11 | 0.63888
13582 | 8.415 | 1 | 365 | 9.6272 | 0.28395 | 9 | 0.91118
14235 | 4.251 | 1 | 365 | 4.8634 | 0.74166 | 5 | 0.60504
13583 | 7 | 1 | 365 | 8.0084 | 0.041312 | 8 | 0.049704
10171 | 6.12 | 1 | 365 | 7.0016 | 0.02469 | 7 | 0.026313
13633 | 7.65 | 1 | 365 | 8.752 | 0.53086 | 9 | 0.28289
13655 | 6.5 | 1 | 365 | 7.4364 | 0.8955 | 8 | 0.33187
7218 | 112.32 | 0.9 | 365 | 115.6503 | 0.65488 | 116 | 0.30521
13763 | 10.71 | 1 | 365 | 12.2528 | 0.54321 | 12 | 0.79605
13979 | 8.5 | 1 | 365 | 9.7245 | 0.47874 | 10 | 0.20321
6347 | 4.59 | 1 | 365 | 5.2512 | 0.51852 | 5 | 0.76973
14031 | 2.805 | 1 | 365 | 3.2091 | 0.42798 | 3 | 0.63706
14037 | 13.26 | 1 | 365 | 15.1702 | 0.38683 | 15 | 0.55701
12133 | 11.73 | 1 | 365 | 13.4198 | 0.88066 | 14 | 0.30043
14051 | 5.355 | 1 | 365 | 6.1264 | 0.2716 | 6 | 0.39802
11744 | 11.22 | 1 | 365 | 12.8363 | 0.71193 | 13 | 0.54824
13199 | 7 | 1 | 365 | 8.0084 | 0.041312 | 8 | 0.049704
13719 | 12.48 | 1 | 365 | 14.2778 | 0.59937 | 14 | 0.87719
13720 | 8.75 | 1 | 365 | 10.0105 | 0.05164 | 10 | 0.06213
13721 | 10 | 1 | 365 | 11.4406 | 0.91616 | 12 | 0.35672
13764 | 6.75 | 1 | 365 | 7.7224 | 0.46841 | 8 | 0.19079
13770 | 6.24 | 1 | 365 | 7.1389 | 0.29968 | 7 | 0.43859
11249 | 11.76 | 1 | 365 | 13.4541 | 0.9494 | 14 | 0.4035
13773 | 2.5 | 1 | 365 | 2.8601 | 0.72904 | 3 | 0.58918
13782 | 11.5 | 1 | 365 | 13.1566 | 0.35358 | 13 | 0.51023
13792 | 6 | 1 | 365 | 6.8643 | 0.7497 | 7 | 0.61403
13795 | 7.84 | 1 | 365 | 8.9694 | 0.96627 | 9 | 0.93567
13818 | 6.5 | 1 | 365 | 7.4364 | 0.8955 | 8 | 0.33187
13927 | 5.98 | 1 | 365 | 6.8415 | 0.70386 | 7 | 0.54532
13981 | 8 | 1 | 365 | 9.1524 | 0.33293 | 9 | 0.48538
13989 | 6.25 | 1 | 365 | 7.1504 | 0.3226 | 7 | 0.47295
14010 | 4.5 | 1 | 365 | 5.1483 | 0.31227 | 5 | 0.46052
14012 | 3.5 | 1 | 365 | 4.0042 | 0.020656 | 4 | 0.024852
13690 | 8.3 | 1 | 365 | 9.4957 | 0.020413 | 9 | 0.51608
14023 | 7 | 1 | 365 | 8.0084 | 0.041312 | 8 | 0.049704
14024 | 3.315 | 1 | 365 | 3.7925 | 0.59671 | 4 | 0.38925
11707 | 3.35 | 1 | 365 | 3.8326 | 0.67691 | 4 | 0.5095
12812 | 7.2 | 1 | 365 | 8.2372 | 0.49964 | 8 | 0.73684
11894 | 9.435 | 1 | 365 | 10.7942 | 0.6214 | 11 | 0.41557
12815 | 4.59 | 1 | 365 | 5.2512 | 0.51852 | 5 | 0.76973
12819 | 8.925 | 1 | 365 | 10.2107 | 0.45267 | 10 | 0.66337
12823 | 3.06 | 1 | 365 | 3.5008 | 0.012345 | 3 | 0.51316
12825 | 7.65 | 1 | 365 | 8.752 | 0.53086 | 9 | 0.28289
12932 | 6.12 | 1 | 365 | 7.0016 | 0.02469 | 7 | 0.026313
5178 | 158.4 | 0.9 | 365 | 163.0966 | 0.69278 | 163 | 0.7894
12933 | 6.12 | 1 | 365 | 7.0016 | 0.02469 | 7 | 0.026313
13207 | 17.25 | 1 | 365 | 19.735 | 0.53038 | 20 | 0.26534
13336 | 4.86 | 1 | 365 | 5.5601 | 0.13725 | 5 | 0.69737
11817 | 5.13 | 1 | 365 | 5.869 | 0.75599 | 6 | 0.625
13342 | 14.85 | 1 | 365 | 16.9892 | 0.030498 | 17 | 0.019729
13344 | 6.12 | 1 | 365 | 7.0016 | 0.02469 | 7 | 0.026313
13347 | 8.25 | 1 | 365 | 9.4385 | 0.90583 | 10 | 0.34429
13354 | 27 | 0.9 | 365 | 27.8006 | 0.68627 | 28 | 0.48683
13356 | 5.94 | 1 | 365 | 6.7957 | 0.6122 | 7 | 0.40789
13632 | 4.5 | 1 | 365 | 5.1483 | 0.31227 | 5 | 0.46052
13890 | 7.194 | 1 | 365 | 8.2303 | 0.48589 | 8 | 0.71622
13893 | 7.5 | 1 | 365 | 8.5804 | 0.18712 | 8 | 0.76754
14069 | 9.18 | 1 | 365 | 10.5024 | 0.037035 | 10 | 0.53947
14070 | 4.8 | 1 | 365 | 5.4915 | 0.99976 | 6 | 0.49123
14072 | 8.16 | 1 | 365 | 9.3355 | 0.69959 | 10 | 0.035084
14077 | 4.59 | 1 | 365 | 5.2512 | 0.51852 | 5 | 0.76973
10854 | 6.6 | 1 | 365 | 7.5508 | 0.12467 | 7 | 0.67544
12294 | 6.16 | 1 | 365 | 7.0474 | 0.11635 | 7 | 0.16374
12591 | 35 | 0.9 | 365 | 36.0378 | 0.1859 | 36 | 0.22367
12183 | 11.22 | 1 | 365 | 12.8363 | 0.71193 | 13 | 0.54824
13188 | 7.83 | 1 | 365 | 8.958 | 0.94335 | 9 | 0.90131
11923 | 4.08 | 1 | 365 | 4.6677 | 0.34979 | 5 | 0.017542
12111 | 8.37 | 1 | 365 | 9.5757 | 0.18083 | 9 | 0.75657
14000 | 11.25 | 1 | 365 | 12.8706 | 0.78068 | 13 | 0.65131
11662 | 4.5 | 1 | 365 | 5.1483 | 0.31227 | 5 | 0.46052
9710 | 7.905 | 1 | 365 | 9.0438 | 0.11522 | 9 | 0.15899
12493 | 6.185 | 1 | 365 | 7.076 | 0.17364 | 7 | 0.24963
5037 | 9.98 | 1 | 365 | 11.4177 | 0.87033 | 12 | 0.28801
12010 | 10.965 | 1 | 365 | 12.5446 | 0.12757 | 12 | 0.67214
12024 | 11.22 | 1 | 365 | 12.8363 | 0.71193 | 13 | 0.54824
11971 | 10.71 | 1 | 365 | 12.2528 | 0.54321 | 12 | 0.79605
11982 | 10.2 | 1 | 365 | 11.6694 | 0.37448 | 12 | 0.043854
11173 | 11.475 | 1 | 365 | 13.128 | 0.29629 | 13 | 0.42434
9719 | 10.2 | 1 | 365 | 11.6694 | 0.37448 | 12 | 0.043854
11146 | 11.73 | 1 | 365 | 13.4198 | 0.88066 | 14 | 0.30043
12027 | 10.5 | 1 | 365 | 12.0126 | 0.061968 | 12 | 0.074556
14179 | 11.73 | 1 | 365 | 13.4198 | 0.88066 | 14 | 0.30043
14174 | 15.3 | 1 | 365 | 17.5041 | 0.061725 | 17 | 0.56578
11263 | 10.2 | 1 | 365 | 11.6694 | 0.37448 | 12 | 0.043854
9636 | 11.985 | 1 | 365 | 13.7115 | 0.46502 | 14 | 0.17653
9541 | 10.2 | 1 | 365 | 11.6694 | 0.37448 | 12 | 0.043854
9233 | 10.965 | 1 | 365 | 12.5446 | 0.12757 | 12 | 0.67214
8823 | 13.005 | 1 | 365 | 14.8784 | 0.80247 | 15 | 0.68091
8632 | 10.2 | 1 | 365 | 11.6694 | 0.37448 | 12 | 0.043854
9469 | 12.24 | 1 | 365 | 14.0032 | 0.04938 | 14 | 0.052625
9532 | 16.32 | 1 | 365 | 18.671 | 0.39917 | 19 | 0.070167
9569 | 13.005 | 1 | 365 | 14.8784 | 0.80247 | 15 | 0.68091
9747 | 14.535 | 1 | 365 | 16.6289 | 0.30864 | 16 | 0.93749
8722 | 11.22 | 1 | 365 | 12.8363 | 0.71193 | 13 | 0.54824
11105 | 11.73 | 1 | 365 | 13.4198 | 0.88066 | 14 | 0.30043
10282 | 6.86 | 1 | 365 | 7.8482 | 0.72049 | 8 | 0.56871
9215 | 11.475 | 1 | 365 | 13.128 | 0.29629 | 13 | 0.42434
8572 | 10.455 | 1 | 365 | 11.9611 | 0.95885 | 12 | 0.91995
8745 | 13.26 | 1 | 365 | 15.1702 | 0.38683 | 15 | 0.55701
8748 | 12.24 | 1 | 365 | 14.0032 | 0.04938 | 14 | 0.052625
8810 | 13.26 | 1 | 365 | 15.1702 | 0.38683 | 15 | 0.55701
8568 | 11.73 | 1 | 365 | 13.4198 | 0.88066 | 14 | 0.30043
8619 | 13.26 | 1 | 365 | 15.1702 | 0.38683 | 15 | 0.55701
9432 | 10.965 | 1 | 365 | 12.5446 | 0.12757 | 12 | 0.67214
8772 | 10.965 | 1 | 365 | 12.5446 | 0.12757 | 12 | 0.67214
8989 | 14.79 | 1 | 365 | 16.9206 | 0.893 | 17 | 0.81359
8785 | 12.75 | 1 | 365 | 14.5867 | 0.2181 | 14 | 0.80482
8490 | 17.34 | 1 | 365 | 19.8379 | 0.73662 | 20 | 0.57455
9337 | 10.2 | 1 | 365 | 11.6694 | 0.37448 | 12 | 0.043854
9339 | 17.595 | 1 | 365 | 20.1297 | 0.32098 | 20 | 0.45065
9306 | 11.22 | 1 | 365 | 12.8363 | 0.71193 | 13 | 0.54824
9307 | 14.5 | 1 | 365 | 16.5888 | 0.22843 | 16 | 0.81724
9303 | 12.24 | 1 | 365 | 14.0032 | 0.04938 | 14 | 0.052625
9351 | 12.75 | 1 | 365 | 14.5867 | 0.2181 | 14 | 0.80482
9239 | 11.73 | 1 | 365 | 13.4198 | 0.88066 | 14 | 0.30043
9232 | 10.2 | 1 | 365 | 11.6694 | 0.37448 | 12 | 0.043854
9408 | 16.5 | 1 | 365 | 18.8769 | 0.81166 | 19 | 0.68859
9301 | 13.77 | 1 | 365 | 15.7537 | 0.55555 | 16 | 0.3092
9274 | 13.26 | 1 | 365 | 15.1702 | 0.38683 | 15 | 0.55701
9290 | 10.2 | 1 | 365 | 11.6694 | 0.37448 | 12 | 0.043854
9366 | 10.2 | 1 | 365 | 11.6694 | 0.37448 | 12 | 0.043854
9332 | 14.75 | 1 | 365 | 16.8748 | 0.80134 | 17 | 0.67616
4837 | 762.3 | 0.9 | 365 | 784.9025 | 0.20899 | 785 | 0.11149
8642 | 16.83 | 1 | 365 | 19.2545 | 0.5679 | 19 | 0.82236
14191 | 7.44 | 1 | 365 | 8.5118 | 0.049623 | 8 | 0.5614
11650 | 9.98 | 1 | 365 | 11.4177 | 0.87033 | 12 | 0.28801
12817 | 8.415 | 1 | 365 | 9.6272 | 0.28395 | 9 | 0.91118
9359 | 12.495 | 1 | 365 | 14.295 | 0.63374 | 14 | 0.92872
12671 | 13.92 | 1 | 365 | 15.9253 | 0.89929 | 16 | 0.82455
9283 | 15.75 | 1 | 365 | 18.0189 | 0.092952 | 18 | 0.11183
9276 | 13.25 | 1 | 365 | 15.1587 | 0.36391 | 15 | 0.52265
7538 | 10.455 | 1 | 365 | 11.9611 | 0.95885 | 12 | 0.91995
9262 | 10.5 | 1 | 365 | 12.0126 | 0.061968 | 12 | 0.074556
9269 | 10.455 | 1 | 365 | 11.9611 | 0.95885 | 12 | 0.91995
9311 | 11.5 | 1 | 365 | 13.1566 | 0.35358 | 13 | 0.51023
9328 | 11.73 | 1 | 365 | 13.4198 | 0.88066 | 14 | 0.30043
8879 | 11.22 | 1 | 365 | 12.8363 | 0.71193 | 13 | 0.54824
9234 | 10.71 | 1 | 365 | 12.2528 | 0.54321 | 12 | 0.79605
9249 | 14.75 | 1 | 365 | 16.8748 | 0.80134 | 17 | 0.67616
9259 | 12.75 | 1 | 365 | 14.5867 | 0.2181 | 14 | 0.80482
9246 | 14.75 | 1 | 365 | 16.8748 | 0.80134 | 17 | 0.67616
9247 | 14.535 | 1 | 365 | 16.6289 | 0.30864 | 16 | 0.93749
9309 | 12.495 | 1 | 365 | 14.295 | 0.63374 | 14 | 0.92872
9243 | 10.71 | 1 | 365 | 12.2528 | 0.54321 | 12 | 0.79605
9231 | 14.025 | 1 | 365 | 16.0454 | 0.13991 | 16 | 0.1853
9157 | 13.25 | 1 | 365 | 15.1587 | 0.36391 | 15 | 0.52265
8621 | 13.005 | 1 | 365 | 14.8784 | 0.80247 | 15 | 0.68091
8616 | 11.475 | 1 | 365 | 13.128 | 0.29629 | 13 | 0.42434
9151 | 10.25 | 1 | 365 | 11.7266 | 0.48906 | 12 | 0.21564
9147 | 11.5 | 1 | 365 | 13.1566 | 0.35358 | 13 | 0.51023
9139 | 10.2 | 1 | 365 | 11.6694 | 0.37448 | 12 | 0.043854
9130 | 11.475 | 1 | 365 | 13.128 | 0.29629 | 13 | 0.42434
9012 | 13.515 | 1 | 365 | 15.4619 | 0.97119 | 16 | 0.43311
8459 | 11.475 | 1 | 365 | 13.128 | 0.29629 | 13 | 0.42434
8472 | 10.965 | 1 | 365 | 12.5446 | 0.12757 | 12 | 0.67214
9134 | 10.455 | 1 | 365 | 11.9611 | 0.95885 | 12 | 0.91995
9124 | 17.25 | 1 | 365 | 19.735 | 0.53038 | 20 | 0.26534
9117 | 11.73 | 1 | 365 | 13.4198 | 0.88066 | 14 | 0.30043
7560 | 11.985 | 1 | 365 | 13.7115 | 0.46502 | 14 | 0.17653
9105 | 10.71 | 1 | 365 | 12.2528 | 0.54321 | 12 | 0.79605
9094 | 10.2 | 1 | 365 | 11.6694 | 0.37448 | 12 | 0.043854
9040 | 15.81 | 1 | 365 | 18.0875 | 0.23045 | 18 | 0.31797
9075 | 15 | 1 | 365 | 17.1608 | 0.37424 | 17 | 0.53508
9080 | 13.26 | 1 | 365 | 15.1702 | 0.38683 | 15 | 0.55701
9086 | 13.515 | 1 | 365 | 15.4619 | 0.97119 | 16 | 0.43311
9069 | 10.535 | 1 | 365 | 12.0526 | 0.14217 | 12 | 0.1948
9072 | 11.25 | 1 | 365 | 12.8706 | 0.78068 | 13 | 0.65131
9044 | 15.555 | 1 | 365 | 17.7958 | 0.64609 | 18 | 0.44188
9029 | 14.025 | 1 | 365 | 16.0454 | 0.13991 | 16 | 0.1853
9032 | 11.985 | 1 | 365 | 13.7115 | 0.46502 | 14 | 0.17653
8553 | 13.515 | 1 | 365 | 15.4619 | 0.97119 | 16 | 0.43311
7904 | 5.6 | 1 | 365 | 6.4067 | 0.83305 | 7 | 0.23976
10945 | 3.64 | 1 | 365 | 4.1644 | 0.34148 | 4 | 0.50585
10948 | 6.72 | 1 | 365 | 7.6881 | 0.39966 | 8 | 0.087716
8703 | 5.5 | 1 | 365 | 6.2923 | 0.60389 | 6 | 0.8962
10404 | 9.625 | 1 | 365 | 11.0115 | 0.056804 | 11 | 0.068343
9709 | 9.72 | 1 | 365 | 11.1202 | 0.27451 | 11 | 0.39473
12260 | 16.32 | 1 | 365 | 18.671 | 0.39917 | 19 | 0.070167
13059 | 8.28 | 1 | 365 | 9.4728 | 0.97458 | 10 | 0.44736
28376 | 7.98 | 1 | 365 | 9.1296 | 0.2871 | 9 | 0.41666
11980 | 10.29 | 1 | 365 | 11.7723 | 0.58073 | 12 | 0.35306
11407 | 11.73 | 1 | 365 | 13.4198 | 0.88066 | 14 | 0.30043
11356 | 15.81 | 1 | 365 | 18.0875 | 0.23045 | 18 | 0.31797
11337 | 10.71 | 1 | 365 | 12.2528 | 0.54321 | 12 | 0.79605
11653 | 10.25 | 1 | 365 | 11.7266 | 0.48906 | 12 | 0.21564
14153 | 13.44 | 1 | 365 | 15.3761 | 0.79932 | 16 | 0.17543
11197 | 10.965 | 1 | 365 | 12.5446 | 0.12757 | 12 | 0.67214
11117 | 15.555 | 1 | 365 | 17.7958 | 0.64609 | 18 | 0.44188
11014 | 15.045 | 1 | 365 | 17.2123 | 0.47736 | 17 | 0.68969
11029 | 10.965 | 1 | 365 | 12.5446 | 0.12757 | 12 | 0.67214
10917 | 12.495 | 1 | 365 | 14.295 | 0.63374 | 14 | 0.92872
10920 | 11.22 | 1 | 365 | 12.8363 | 0.71193 | 13 | 0.54824
10923 | 10.71 | 1 | 365 | 12.2528 | 0.54321 | 12 | 0.79605
10824 | 15.3 | 1 | 365 | 17.5041 | 0.061725 | 17 | 0.56578
10909 | 10.965 | 1 | 365 | 12.5446 | 0.12757 | 12 | 0.67214
10611 | 11.475 | 1 | 365 | 13.128 | 0.29629 | 13 | 0.42434
10654 | 11.985 | 1 | 365 | 13.7115 | 0.46502 | 14 | 0.17653
10814 | 11.22 | 1 | 365 | 12.8363 | 0.71193 | 13 | 0.54824
10482 | 10.2 | 1 | 365 | 11.6694 | 0.37448 | 12 | 0.043854
10561 | 15.3 | 1 | 365 | 17.5041 | 0.061725 | 17 | 0.56578
10642 | 16.83 | 1 | 365 | 19.2545 | 0.5679 | 19 | 0.82236
10494 | 18.105 | 1 | 365 | 20.7131 | 0.48971 | 21 | 0.20284
10272 | 13.005 | 1 | 365 | 14.8784 | 0.80247 | 15 | 0.68091
10259 | 14.79 | 1 | 365 | 16.9206 | 0.893 | 17 | 0.81359
10256 | 11.22 | 1 | 365 | 12.8363 | 0.71193 | 13 | 0.54824
10254 | 14.75 | 1 | 365 | 16.8748 | 0.80134 | 17 | 0.67616
10527 | 12.24 | 1 | 365 | 14.0032 | 0.04938 | 14 | 0.052625
10160 | 11.5 | 1 | 365 | 13.1566 | 0.35358 | 13 | 0.51023
10462 | 10.965 | 1 | 365 | 12.5446 | 0.12757 | 12 | 0.67214
10045 | 13.26 | 1 | 365 | 15.1702 | 0.38683 | 15 | 0.55701
10345 | 11.73 | 1 | 365 | 13.4198 | 0.88066 | 14 | 0.30043
10478 | 11.475 | 1 | 365 | 13.128 | 0.29629 | 13 | 0.42434
10442 | 14.025 | 1 | 365 | 16.0454 | 0.13991 | 16 | 0.1853
10286 | 12.75 | 1 | 365 | 14.5867 | 0.2181 | 14 | 0.80482
10367 | 15.81 | 1 | 365 | 18.0875 | 0.23045 | 18 | 0.31797
8938 | 13.005 | 1 | 365 | 14.8784 | 0.80247 | 15 | 0.68091
10339 | 10.71 | 1 | 365 | 12.2528 | 0.54321 | 12 | 0.79605
10283 | 11.475 | 1 | 365 | 13.128 | 0.29629 | 13 | 0.42434
10294 | 11.22 | 1 | 365 | 12.8363 | 0.71193 | 13 | 0.54824
10337 | 14.025 | 1 | 365 | 16.0454 | 0.13991 | 16 | 0.1853
10277 | 11.75 | 1 | 365 | 13.4427 | 0.92649 | 14 | 0.36915
10275 | 11.475 | 1 | 365 | 13.128 | 0.29629 | 13 | 0.42434
10274 | 13.26 | 1 | 365 | 15.1702 | 0.38683 | 15 | 0.55701
10290 | 12.24 | 1 | 365 | 14.0032 | 0.04938 | 14 | 0.052625
10252 | 10.455 | 1 | 365 | 11.9611 | 0.95885 | 12 | 0.91995
10314 | 16.065 | 1 | 365 | 18.3793 | 0.81481 | 19 | 0.19407
10398 | 15.3 | 1 | 365 | 17.5041 | 0.061725 | 17 | 0.56578
10400 | 13.515 | 1 | 365 | 15.4619 | 0.97119 | 16 | 0.43311
10271 | 11.985 | 1 | 365 | 13.7115 | 0.46502 | 14 | 0.17653
9751 | 10.455 | 1 | 365 | 11.9611 | 0.95885 | 12 | 0.91995
10312 | 10.25 | 1 | 365 | 11.7266 | 0.48906 | 12 | 0.21564
10300 | 11.475 | 1 | 365 | 13.128 | 0.29629 | 13 | 0.42434
9735 | 10.71 | 1 | 365 | 12.2528 | 0.54321 | 12 | 0.79605
10270 | 12.25 | 1 | 365 | 14.0147 | 0.072296 | 14 | 0.086982
10301 | 14.28 | 1 | 365 | 16.3371 | 0.72428 | 17 | 0.061396
10260 | 11.985 | 1 | 365 | 13.7115 | 0.46502 | 14 | 0.17653
9731 | 13.25 | 1 | 365 | 15.1587 | 0.36391 | 15 | 0.52265
10306 | 11.22 | 1 | 365 | 12.8363 | 0.71193 | 13 | 0.54824
10309 | 10.71 | 1 | 365 | 12.2528 | 0.54321 | 12 | 0.79605
10222 | 10.2 | 1 | 365 | 11.6694 | 0.37448 | 12 | 0.043854
10289 | 10.965 | 1 | 365 | 12.5446 | 0.12757 | 12 | 0.67214
10330 | 11.22 | 1 | 365 | 12.8363 | 0.71193 | 13 | 0.54824
10292 | 14.535 | 1 | 365 | 16.6289 | 0.30864 | 16 | 0.93749
10296 | 11.73 | 1 | 365 | 13.4198 | 0.88066 | 14 | 0.30043
10281 | 15.3 | 1 | 365 | 17.5041 | 0.061725 | 17 | 0.56578
10225 | 14.025 | 1 | 365 | 16.0454 | 0.13991 | 16 | 0.1853
10285 | 17.34 | 1 | 365 | 19.8379 | 0.73662 | 20 | 0.57455
10335 | 12.75 | 1 | 365 | 14.5867 | 0.2181 | 14 | 0.80482
10101 | 10.965 | 1 | 365 | 12.5446 | 0.12757 | 12 | 0.67214
10278 | 11.25 | 1 | 365 | 12.8706 | 0.78068 | 13 | 0.65131
10326 | 10.71 | 1 | 365 | 12.2528 | 0.54321 | 12 | 0.79605
10044 | 16.83 | 1 | 365 | 19.2545 | 0.5679 | 19 | 0.82236
10329 | 13.515 | 1 | 365 | 15.4619 | 0.97119 | 16 | 0.43311
10319 | 12.75 | 1 | 365 | 14.5867 | 0.2181 | 14 | 0.80482
9934 | 13.005 | 1 | 365 | 14.8784 | 0.80247 | 15 | 0.68091
10288 | 16.065 | 1 | 365 | 18.3793 | 0.81481 | 19 | 0.19407
10257 | 11.22 | 1 | 365 | 12.8363 | 0.71193 | 13 | 0.54824
9727 | 11.475 | 1 | 365 | 13.128 | 0.29629 | 13 | 0.42434
9327 | 11.73 | 1 | 365 | 13.4198 | 0.88066 | 14 | 0.30043
8648 | 11.22 | 1 | 365 | 12.8363 | 0.71193 | 13 | 0.54824
10049 | 15.045 | 1 | 365 | 17.2123 | 0.47736 | 17 | 0.68969
10255 | 13.005 | 1 | 365 | 14.8784 | 0.80247 | 15 | 0.68091
10219 | 13.75 | 1 | 365 | 15.7308 | 0.50972 | 16 | 0.24049
10268 | 12.24 | 1 | 365 | 14.0032 | 0.04938 | 14 | 0.052625
9331 | 13.005 | 1 | 365 | 14.8784 | 0.80247 | 15 | 0.68091
10206 | 13.26 | 1 | 365 | 15.1702 | 0.38683 | 15 | 0.55701
10173 | 12.24 | 1 | 365 | 14.0032 | 0.04938 | 14 | 0.052625
9109 | 13.77 | 1 | 365 | 15.7537 | 0.55555 | 16 | 0.3092
9965 | 13.77 | 1 | 365 | 15.7537 | 0.55555 | 16 | 0.3092
10201 | 10.71 | 1 | 365 | 12.2528 | 0.54321 | 12 | 0.79605
10182 | 12.495 | 1 | 365 | 14.295 | 0.63374 | 14 | 0.92872
9878 | 12.75 | 1 | 365 | 14.5867 | 0.2181 | 14 | 0.80482
9902 | 13.26 | 1 | 365 | 15.1702 | 0.38683 | 15 | 0.55701
10200 | 11.475 | 1 | 365 | 13.128 | 0.29629 | 13 | 0.42434
10178 | 13.26 | 1 | 365 | 15.1702 | 0.38683 | 15 | 0.55701
10003 | 12.75 | 1 | 365 | 14.5867 | 0.2181 | 14 | 0.80482
10172 | 13.5 | 1 | 365 | 15.4448 | 0.93682 | 16 | 0.38157
9721 | 14.025 | 1 | 365 | 16.0454 | 0.13991 | 16 | 0.1853
10202 | 10.965 | 1 | 365 | 12.5446 | 0.12757 | 12 | 0.67214
9887 | 11.76 | 1 | 365 | 13.4541 | 0.9494 | 14 | 0.4035
9577 | 13.26 | 1 | 365 | 15.1702 | 0.38683 | 15 | 0.55701
10163 | 10.455 | 1 | 365 | 11.9611 | 0.95885 | 12 | 0.91995
9598 | 10.2 | 1 | 365 | 11.6694 | 0.37448 | 12 | 0.043854
10162 | 11 | 1 | 365 | 12.5846 | 0.20778 | 12 | 0.79239
9658 | 13.77 | 1 | 365 | 15.7537 | 0.55555 | 16 | 0.3092
10144 | 10.2 | 1 | 365 | 11.6694 | 0.37448 | 12 | 0.043854
10126 | 17.25 | 1 | 365 | 19.735 | 0.53038 | 20 | 0.26534
9895 | 11.985 | 1 | 365 | 13.7115 | 0.46502 | 14 | 0.17653
9899 | 15.3 | 1 | 365 | 17.5041 | 0.061725 | 17 | 0.56578
10176 | 10.5 | 1 | 365 | 12.0126 | 0.061968 | 12 | 0.074556
10079 | 12.75 | 1 | 365 | 14.5867 | 0.2181 | 14 | 0.80482
10218 | 13.515 | 1 | 365 | 15.4619 | 0.97119 | 16 | 0.43311
13906 | 8.4 | 1 | 365 | 9.6101 | 0.24957 | 9 | 0.85964
10123 | 16.575 | 1 | 365 | 18.9627 | 0.98354 | 19 | 0.94626
9200 | 11.73 | 1 | 365 | 13.4198 | 0.88066 | 14 | 0.30043
10061 | 13.515 | 1 | 365 | 15.4619 | 0.97119 | 16 | 0.43311
9754 | 10.965 | 1 | 365 | 12.5446 | 0.12757 | 12 | 0.67214
10077 | 10.71 | 1 | 365 | 12.2528 | 0.54321 | 12 | 0.79605
9843 | 14.79 | 1 | 365 | 16.9206 | 0.893 | 17 | 0.81359
10065 | 12.24 | 1 | 365 | 14.0032 | 0.04938 | 14 | 0.052625
10005 | 10.2 | 1 | 365 | 11.6694 | 0.37448 | 12 | 0.043854
10215 | 10.455 | 1 | 365 | 11.9611 | 0.95885 | 12 | 0.91995
9197 | 10.2 | 1 | 365 | 11.6694 | 0.37448 | 12 | 0.043854
10209 | 12.24 | 1 | 365 | 14.0032 | 0.04938 | 14 | 0.052625
9362 | 13.005 | 1 | 365 | 14.8784 | 0.80247 | 15 | 0.68091
9729 | 14.535 | 1 | 365 | 16.6289 | 0.30864 | 16 | 0.93749
9663 | 10.2 | 1 | 365 | 11.6694 | 0.37448 | 12 | 0.043854
10169 | 12.25 | 1 | 365 | 14.0147 | 0.072296 | 14 | 0.086982
10117 | 13.005 | 1 | 365 | 14.8784 | 0.80247 | 15 | 0.68091
12696 | 4.94 | 1 | 365 | 5.6516 | 0.32058 | 5 | 0.97222
9091 | 12.24 | 1 | 365 | 14.0032 | 0.04938 | 14 | 0.052625
10168 | 11.475 | 1 | 365 | 13.128 | 0.29629 | 13 | 0.42434
9015 | 11.475 | 1 | 365 | 13.128 | 0.29629 | 13 | 0.42434
12678 | 6.89 | 1 | 365 | 7.8825 | 0.78923 | 8 | 0.67178
10159 | 10.25 | 1 | 365 | 11.7266 | 0.48906 | 12 | 0.21564
9588 | 10.71 | 1 | 365 | 12.2528 | 0.54321 | 12 | 0.79605
10120 | 16.83 | 1 | 365 | 19.2545 | 0.5679 | 19 | 0.82236
9825 | 14.79 | 1 | 365 | 16.9206 | 0.893 | 17 | 0.81359
9100 | 10.455 | 1 | 365 | 11.9611 | 0.95885 | 12 | 0.91995
8950 | 11.73 | 1 | 365 | 13.4198 | 0.88066 | 14 | 0.30043
9866 | 13.26 | 1 | 365 | 15.1702 | 0.38683 | 15 | 0.55701
10617 | 6 | 1 | 365 | 6.8643 | 0.7497 | 7 | 0.61403
8994 | 10.2 | 1 | 365 | 11.6694 | 0.37448 | 12 | 0.043854
10041 | 10.71 | 1 | 365 | 12.2528 | 0.54321 | 12 | 0.79605
10139 | 12.5 | 1 | 365 | 14.3007 | 0.6452 | 14 | 0.9459
9830 | 13.515 | 1 | 365 | 15.4619 | 0.97119 | 16 | 0.43311
8858 | 13.005 | 1 | 365 | 14.8784 | 0.80247 | 15 | 0.68091
9798 | 10.965 | 1 | 365 | 12.5446 | 0.12757 | 12 | 0.67214
9832 | 10.2 | 1 | 365 | 11.6694 | 0.37448 | 12 | 0.043854
6782 | 11.985 | 1 | 365 | 13.7115 | 0.46502 | 14 | 0.17653
8943 | 11.475 | 1 | 365 | 13.128 | 0.29629 | 13 | 0.42434
10119 | 11.22 | 1 | 365 | 12.8363 | 0.71193 | 13 | 0.54824
9059 | 14.025 | 1 | 365 | 16.0454 | 0.13991 | 16 | 0.1853
9057 | 12.75 | 1 | 365 | 14.5867 | 0.2181 | 14 | 0.80482
9228 | 13.26 | 1 | 365 | 15.1702 | 0.38683 | 15 | 0.55701
10059 | 14.535 | 1 | 365 | 16.6289 | 0.30864 | 16 | 0.93749
8973 | 11.475 | 1 | 365 | 13.128 | 0.29629 | 13 | 0.42434
10189 | 10.2 | 1 | 365 | 11.6694 | 0.37448 | 12 | 0.043854
9186 | 11.985 | 1 | 365 | 13.7115 | 0.46502 | 14 | 0.17653
9193 | 10.71 | 1 | 365 | 12.2528 | 0.54321 | 12 | 0.79605
9027 | 13.005 | 1 | 365 | 14.8784 | 0.80247 | 15 | 0.68091
10071 | 12.24 | 1 | 365 | 14.0032 | 0.04938 | 14 | 0.052625
9575 | 11.22 | 1 | 365 | 12.8363 | 0.71193 | 13 | 0.54824
10132 | 10.455 | 1 | 365 | 11.9611 | 0.95885 | 12 | 0.91995
1656 | 16.32 | 1 | 365 | 18.671 | 0.39917 | 19 | 0.070167
9145 | 10.2 | 1 | 365 | 11.6694 | 0.37448 | 12 | 0.043854
9126 | 10.2 | 1 | 365 | 11.6694 | 0.37448 | 12 | 0.043854
9627 | 10.455 | 1 | 365 | 11.9611 | 0.95885 | 12 | 0.91995
9732 | 10.965 | 1 | 365 | 12.5446 | 0.12757 | 12 | 0.67214
10036 | 12.24 | 1 | 365 | 14.0032 | 0.04938 | 14 | 0.052625
9742 | 13.515 | 1 | 365 | 15.4619 | 0.97119 | 16 | 0.43311
9045 | 15.045 | 1 | 365 | 17.2123 | 0.47736 | 17 | 0.68969
9653 | 11.75 | 1 | 365 | 13.4427 | 0.92649 | 14 | 0.36915
9797 | 14.79 | 1 | 365 | 16.9206 | 0.893 | 17 | 0.81359
9010 | 11.22 | 1 | 365 | 12.8363 | 0.71193 | 13 | 0.54824
9064 | 11.73 | 1 | 365 | 13.4198 | 0.88066 | 14 | 0.30043
8649 | 10.2 | 1 | 365 | 11.6694 | 0.37448 | 12 | 0.043854
9548 | 11.73 | 1 | 365 | 13.4198 | 0.88066 | 14 | 0.30043
9410 | 11.73 | 1 | 365 | 13.4198 | 0.88066 | 14 | 0.30043
9793 | 12.495 | 1 | 365 | 14.295 | 0.63374 | 14 | 0.92872
8449 | 10.2 | 1 | 365 | 11.6694 | 0.37448 | 12 | 0.043854
8233 | 10.71 | 1 | 365 | 12.2528 | 0.54321 | 12 | 0.79605
8847 | 10.455 | 1 | 365 | 11.9611 | 0.95885 | 12 | 0.91995
9216 | 11.985 | 1 | 365 | 13.7115 | 0.46502 | 14 | 0.17653
9299 | 12.495 | 1 | 365 | 14.295 | 0.63374 | 14 | 0.92872
9190 | 11.475 | 1 | 365 | 13.128 | 0.29629 | 13 | 0.42434
8793 | 12.75 | 1 | 365 | 14.5867 | 0.2181 | 14 | 0.80482
9209 | 10.2 | 1 | 365 | 11.6694 | 0.37448 | 12 | 0.043854
9945 | 10.71 | 1 | 365 | 12.2528 | 0.54321 | 12 | 0.79605
9305 | 13.005 | 1 | 365 | 14.8784 | 0.80247 | 15 | 0.68091
8608 | 10.2 | 1 | 365 | 11.6694 | 0.37448 | 12 | 0.043854
8446 | 13.77 | 1 | 365 | 15.7537 | 0.55555 | 16 | 0.3092
8584 | 11.985 | 1 | 365 | 13.7115 | 0.46502 | 14 | 0.17653
9758 | 10.2 | 1 | 365 | 11.6694 | 0.37448 | 12 | 0.043854
9223 | 11.22 | 1 | 365 | 12.8363 | 0.71193 | 13 | 0.54824
8739 | 10.71 | 1 | 365 | 12.2528 | 0.54321 | 12 | 0.79605
8797 | 10.71 | 1 | 365 | 12.2528 | 0.54321 | 12 | 0.79605
8635 | 15.81 | 1 | 365 | 18.0875 | 0.23045 | 18 | 0.31797
8639 | 10.965 | 1 | 365 | 12.5446 | 0.12757 | 12 | 0.67214
9406 | 10.2 | 1 | 365 | 11.6694 | 0.37448 | 12 | 0.043854
8577 | 10.2 | 1 | 365 | 11.6694 | 0.37448 | 12 | 0.043854
9176 | 10.2 | 1 | 365 | 11.6694 | 0.37448 | 12 | 0.043854
8731 | 11.22 | 1 | 365 | 12.8363 | 0.71193 | 13 | 0.54824
8625 | 10.2 | 1 | 365 | 11.6694 | 0.37448 | 12 | 0.043854
9674 | 14.28 | 1 | 365 | 16.3371 | 0.72428 | 17 | 0.061396
9683 | 12.75 | 1 | 365 | 14.5867 | 0.2181 | 14 | 0.80482
9116 | 10.455 | 1 | 365 | 11.9611 | 0.95885 | 12 | 0.91995
14193 | 16.83 | 1 | 365 | 19.2545 | 0.5679 | 19 | 0.82236
14177 | 10.455 | 1 | 365 | 11.9611 | 0.95885 | 12 | 0.91995
14181 | 11.475 | 1 | 365 | 13.128 | 0.29629 | 13 | 0.42434
14204 | 10.2 | 1 | 365 | 11.6694 | 0.37448 | 12 | 0.043854
16320 | 16.75 | 1 | 365 | 19.1629 | 0.38457 | 19 | 0.54751
14188 | 11.22 | 1 | 365 | 12.8363 | 0.71193 | 13 | 0.54824
8440 | 14.945 | 1 | 365 | 17.0979 | 0.2482 | 17 | 0.34612
8455 | 10.34 | 1 | 365 | 11.8295 | 0.69531 | 12 | 0.52485
7071 | 11.25 | 1 | 365 | 12.8706 | 0.78068 | 13 | 0.65131
8518 | 10.5 | 1 | 365 | 12.0126 | 0.061968 | 12 | 0.074556
8451 | 10.5 | 1 | 365 | 12.0126 | 0.061968 | 12 | 0.074556
8465 | 13.515 | 1 | 365 | 15.4619 | 0.97119 | 16 | 0.43311
11016 | 12.495 | 1 | 365 | 14.295 | 0.63374 | 14 | 0.92872
16439 | 17.085 | 1 | 365 | 19.5462 | 0.15226 | 19 | 0.69846
10055 | 12.495 | 1 | 365 | 14.295 | 0.63374 | 14 | 0.92872
10068 | 11.22 | 1 | 365 | 12.8363 | 0.71193 | 13 | 0.54824
9150 | 14.025 | 1 | 365 | 16.0454 | 0.13991 | 16 | 0.1853
3259 | 329.4 | 0.9 | 365 | 339.1668 | 0.37248 | 339 | 0.53932
14088 | 75.075 | 0.9 | 365 | 77.301 | 0.83876 | 78 | 0.13977
12917 | 9.075 | 1 | 365 | 10.3823 | 0.79642 | 11 | 0.17872
11635 | 8.215 | 1 | 365 | 9.3984 | 0.82563 | 10 | 0.22405
10074 | 12.75 | 1 | 365 | 14.5867 | 0.2181 | 14 | 0.80482
13254 | 250 | 0.9 | 365 | 257.4126 | 0.6136 | 258 | 0.0262
12603 | 5.25 | 1 | 365 | 6.0063 | 0.030984 | 6 | 0.037278
11869 | 9 | 1 | 365 | 10.2965 | 0.62454 | 10 | 0.92105
13452 | 5.5 | 1 | 365 | 6.2923 | 0.60389 | 6 | 0.8962
13453 | 7.2 | 1 | 365 | 8.2372 | 0.49964 | 8 | 0.73684
13447 | 4.08 | 1 | 365 | 4.6677 | 0.34979 | 5 | 0.017542
11842 | 2.7 | 1 | 365 | 3.089 | 0.18736 | 3 | 0.27631
11196 | 5.72 | 1 | 365 | 6.544 | 0.10804 | 6 | 0.65204
11156 | 4.59 | 1 | 365 | 5.2512 | 0.51852 | 5 | 0.76973
11181 | 7.02 | 1 | 365 | 8.0313 | 0.087144 | 8 | 0.11842
11169 | 4.94 | 1 | 365 | 5.6516 | 0.32058 | 5 | 0.97222
11152 | 10.92 | 1 | 365 | 12.4931 | 0.024447 | 12 | 0.51754
11185 | 2.55 | 1 | 365 | 2.9173 | 0.84362 | 3 | 0.76096
11154 | 5.2 | 1 | 365 | 5.9491 | 0.9164 | 6 | 0.86549
11145 | 6.24 | 1 | 365 | 7.1389 | 0.29968 | 7 | 0.43859
11234 | 5.2 | 1 | 365 | 5.9491 | 0.9164 | 6 | 0.86549
11313 | 11.22 | 1 | 365 | 12.8363 | 0.71193 | 13 | 0.54824
11316 | 10.66 | 1 | 365 | 12.1956 | 0.42863 | 12 | 0.62426
11311 | 11.96 | 1 | 365 | 13.6829 | 0.40773 | 14 | 0.090637
11297 | 3.9 | 1 | 365 | 4.4618 | 0.9373 | 5 | 0.39912
11243 | 7.54 | 1 | 365 | 8.6262 | 0.27878 | 8 | 0.90497
11309 | 9.945 | 1 | 365 | 11.3776 | 0.79012 | 12 | 0.16776
11321 | 4.845 | 1 | 365 | 5.543 | 0.10288 | 5 | 0.64583
11323 | 5.98 | 1 | 365 | 6.8415 | 0.70386 | 7 | 0.54532
11261 | 5.46 | 1 | 365 | 6.2465 | 0.51222 | 6 | 0.75877
11324 | 5.035 | 1 | 365 | 5.7603 | 0.53829 | 6 | 0.29861
11391 | 2.04 | 1 | 365 | 2.3339 | 0.6749 | 3 | 0.0087709
11219 | 13.005 | 1 | 365 | 14.8784 | 0.80247 | 15 | 0.68091
11217 | 5.865 | 1 | 365 | 6.7099 | 0.44033 | 7 | 0.15022
11279 | 4.68 | 1 | 365 | 5.3542 | 0.72476 | 6 | 0.078945
11195 | 4.08 | 1 | 365 | 4.6677 | 0.34979 | 5 | 0.017542
11116 | 9.18 | 1 | 365 | 10.5024 | 0.037035 | 10 | 0.53947
11097 | 13.005 | 1 | 365 | 14.8784 | 0.80247 | 15 | 0.68091
11125 | 3.06 | 1 | 365 | 3.5008 | 0.012345 | 3 | 0.51316
11078 | 8.16 | 1 | 365 | 9.3355 | 0.69959 | 10 | 0.035084
11073 | 2.04 | 1 | 365 | 2.3339 | 0.6749 | 3 | 0.0087709
11216 | 6.5 | 1 | 365 | 7.4364 | 0.8955 | 8 | 0.33187
10964 | 6.885 | 1 | 365 | 7.8768 | 0.77778 | 8 | 0.6546
11028 | 5.355 | 1 | 365 | 6.1264 | 0.2716 | 6 | 0.39802
10989 | 6.63 | 1 | 365 | 7.5851 | 0.19341 | 7 | 0.77851
11072 | 7.54 | 1 | 365 | 8.6262 | 0.27878 | 8 | 0.90497
11050 | 6.24 | 1 | 365 | 7.1389 | 0.29968 | 7 | 0.43859
11046 | 6.24 | 1 | 365 | 7.1389 | 0.29968 | 7 | 0.43859
11040 | 5.98 | 1 | 365 | 6.8415 | 0.70386 | 7 | 0.54532
11047 | 7.28 | 1 | 365 | 8.3287 | 0.68296 | 9 | 0.011692
11042 | 5.98 | 1 | 365 | 6.8415 | 0.70386 | 7 | 0.54532
11093 | 3.57 | 1 | 365 | 4.0843 | 0.18107 | 4 | 0.26535
11095 | 7.8 | 1 | 365 | 8.9236 | 0.8746 | 9 | 0.79824
11230 | 8.84 | 1 | 365 | 10.1135 | 0.25789 | 10 | 0.37134
11231 | 3.825 | 1 | 365 | 4.376 | 0.76543 | 5 | 0.14145
11277 | 7.54 | 1 | 365 | 8.6262 | 0.27878 | 8 | 0.90497
11319 | 4.08 | 1 | 365 | 4.6677 | 0.34979 | 5 | 0.017542
11326 | 6.12 | 1 | 365 | 7.0016 | 0.02469 | 7 | 0.026313
11333 | 7.8 | 1 | 365 | 8.9236 | 0.8746 | 9 | 0.79824
11365 | 8.32 | 1 | 365 | 9.5185 | 0.066245 | 9 | 0.58479
11396 | 7.905 | 1 | 365 | 9.0438 | 0.11522 | 9 | 0.15899
11368 | 6.12 | 1 | 365 | 7.0016 | 0.02469 | 7 | 0.026313
11227 | 8.415 | 1 | 365 | 9.6272 | 0.28395 | 9 | 0.91118
11399 | 5 | 1 | 365 | 5.7203 | 0.45808 | 6 | 0.17836
11401 | 8.84 | 1 | 365 | 10.1135 | 0.25789 | 10 | 0.37134
11402 | 10.4 | 1 | 365 | 11.8982 | 0.83281 | 12 | 0.73099
11229 | 4.845 | 1 | 365 | 5.543 | 0.10288 | 5 | 0.64583
11403 | 4.59 | 1 | 365 | 5.2512 | 0.51852 | 5 | 0.76973
11425 | 5.1 | 1 | 365 | 5.8347 | 0.68724 | 6 | 0.52193
11426 | 9.62 | 1 | 365 | 11.0058 | 0.045346 | 11 | 0.051165
11429 | 4.845 | 1 | 365 | 5.543 | 0.10288 | 5 | 0.64583
11225 | 8.16 | 1 | 365 | 9.3355 | 0.69959 | 10 | 0.035084
11456 | 5.2 | 1 | 365 | 5.9491 | 0.9164 | 6 | 0.86549
11457 | 6.375 | 1 | 365 | 7.2934 | 0.60905 | 7 | 0.90241
11027 | 5.1 | 1 | 365 | 5.8347 | 0.68724 | 6 | 0.52193
11460 | 8.415 | 1 | 365 | 9.6272 | 0.28395 | 9 | 0.91118
11362 | 5.1 | 1 | 365 | 5.8347 | 0.68724 | 6 | 0.52193
11444 | 7.8 | 1 | 365 | 8.9236 | 0.8746 | 9 | 0.79824
11011 | 15.3 | 1 | 365 | 17.5041 | 0.061725 | 17 | 0.56578
11464 | 3.64 | 1 | 365 | 4.1644 | 0.34148 | 4 | 0.50585
11466 | 4.59 | 1 | 365 | 5.2512 | 0.51852 | 5 | 0.76973
11470 | 8.67 | 1 | 365 | 9.919 | 0.86831 | 10 | 0.78728
11476 | 7.54 | 1 | 365 | 8.6262 | 0.27878 | 8 | 0.90497
10981 | 6.625 | 1 | 365 | 7.5794 | 0.18196 | 7 | 0.76133
11481 | 5.61 | 1 | 365 | 6.4182 | 0.85597 | 7 | 0.27412
10971 | 4.335 | 1 | 365 | 4.9595 | 0.93416 | 5 | 0.89364
11389 | 13.515 | 1 | 365 | 15.4619 | 0.97119 | 16 | 0.43311
11430 | 9.1 | 1 | 365 | 10.4109 | 0.85371 | 11 | 0.26462
11433 | 9.88 | 1 | 365 | 11.3033 | 0.64117 | 11 | 0.94444
11322 | 4.59 | 1 | 365 | 5.2512 | 0.51852 | 5 | 0.76973
11493 | 13.25 | 1 | 365 | 15.1587 | 0.36391 | 15 | 0.52265
11494 | 6.375 | 1 | 365 | 7.2934 | 0.60905 | 7 | 0.90241
11499 | 6.24 | 1 | 365 | 7.1389 | 0.29968 | 7 | 0.43859
11314 | 8.67 | 1 | 365 | 9.919 | 0.86831 | 10 | 0.78728
11508 | 5.355 | 1 | 365 | 6.1264 | 0.2716 | 6 | 0.39802
11519 | 4.335 | 1 | 365 | 4.9595 | 0.93416 | 5 | 0.89364
11520 | 9.36 | 1 | 365 | 10.7084 | 0.44953 | 11 | 0.15789
11524 | 2.6 | 1 | 365 | 2.9745 | 0.9582 | 3 | 0.93275
11281 | 5.61 | 1 | 365 | 6.4182 | 0.85597 | 7 | 0.27412
11527 | 7.395 | 1 | 365 | 8.4603 | 0.9465 | 9 | 0.40679
11427 | 5.865 | 1 | 365 | 6.7099 | 0.44033 | 7 | 0.15022
11477 | 7.65 | 1 | 365 | 8.752 | 0.53086 | 9 | 0.28289
11473 | 5.1 | 1 | 365 | 5.8347 | 0.68724 | 6 | 0.52193
11535 | 8.67 | 1 | 365 | 9.919 | 0.86831 | 10 | 0.78728
11502 | 5.61 | 1 | 365 | 6.4182 | 0.85597 | 7 | 0.27412
11511 | 3.825 | 1 | 365 | 4.376 | 0.76543 | 5 | 0.14145
11533 | 4.25 | 1 | 365 | 4.8622 | 0.73937 | 5 | 0.60161
11531 | 5.355 | 1 | 365 | 6.1264 | 0.2716 | 6 | 0.39802
11498 | 9.72 | 1 | 365 | 11.1202 | 0.27451 | 11 | 0.39473
12107 | 4.08 | 1 | 365 | 4.6677 | 0.34979 | 5 | 0.017542
12065 | 5.1 | 1 | 365 | 5.8347 | 0.68724 | 6 | 0.52193
12059 | 6.885 | 1 | 365 | 7.8768 | 0.77778 | 8 | 0.6546
12033 | 5.61 | 1 | 365 | 6.4182 | 0.85597 | 7 | 0.27412
12048 | 5.5 | 1 | 365 | 6.2923 | 0.60389 | 6 | 0.8962
12029 | 7.395 | 1 | 365 | 8.4603 | 0.9465 | 9 | 0.40679
12066 | 5.61 | 1 | 365 | 6.4182 | 0.85597 | 7 | 0.27412
12118 | 4.9 | 1 | 365 | 5.6059 | 0.22892 | 5 | 0.83479
12042 | 4.08 | 1 | 365 | 4.6677 | 0.34979 | 5 | 0.017542
12096 | 5.355 | 1 | 365 | 6.1264 | 0.2716 | 6 | 0.39802
12089 | 7.75 | 1 | 365 | 8.8664 | 0.76002 | 9 | 0.62646
12086 | 6.125 | 1 | 365 | 7.0073 | 0.036148 | 7 | 0.043491
12098 | 4.59 | 1 | 365 | 5.2512 | 0.51852 | 5 | 0.76973
12099 | 4.08 | 1 | 365 | 4.6677 | 0.34979 | 5 | 0.017542
12090 | 4.845 | 1 | 365 | 5.543 | 0.10288 | 5 | 0.64583
12106 | 7.35 | 1 | 365 | 8.4088 | 0.84338 | 9 | 0.25219
12202 | 3.5 | 1 | 365 | 4.0042 | 0.020656 | 4 | 0.024852
12181 | 5.865 | 1 | 365 | 6.7099 | 0.44033 | 7 | 0.15022
12203 | 5.5 | 1 | 365 | 6.2923 | 0.60389 | 6 | 0.8962
12175 | 4.08 | 1 | 365 | 4.6677 | 0.34979 | 5 | 0.017542
12206 | 5.865 | 1 | 365 | 6.7099 | 0.44033 | 7 | 0.15022
12094 | 9.945 | 1 | 365 | 11.3776 | 0.79012 | 12 | 0.16776
12109 | 4.845 | 1 | 365 | 5.543 | 0.10288 | 5 | 0.64583
12075 | 7.14 | 1 | 365 | 8.1686 | 0.36214 | 8 | 0.5307
12055 | 6.63 | 1 | 365 | 7.5851 | 0.19341 | 7 | 0.77851
12084 | 4.59 | 1 | 365 | 5.2512 | 0.51852 | 5 | 0.76973
12091 | 5.1 | 1 | 365 | 5.8347 | 0.68724 | 6 | 0.52193
12316 | 6.86 | 1 | 365 | 7.8482 | 0.72049 | 8 | 0.56871
12314 | 7.65 | 1 | 365 | 8.752 | 0.53086 | 9 | 0.28289
12313 | 5.61 | 1 | 365 | 6.4182 | 0.85597 | 7 | 0.27412
12271 | 3.825 | 1 | 365 | 4.376 | 0.76543 | 5 | 0.14145
12297 | 6.375 | 1 | 365 | 7.2934 | 0.60905 | 7 | 0.90241
12257 | 7.35 | 1 | 365 | 8.4088 | 0.84338 | 9 | 0.25219
12275 | 7.395 | 1 | 365 | 8.4603 | 0.9465 | 9 | 0.40679
12266 | 5.88 | 1 | 365 | 6.727 | 0.4747 | 7 | 0.20175
12268 | 3.825 | 1 | 365 | 4.376 | 0.76543 | 5 | 0.14145
12129 | 2.295 | 1 | 365 | 2.6256 | 0.25926 | 2 | 0.88487
12215 | 5.865 | 1 | 365 | 6.7099 | 0.44033 | 7 | 0.15022
12120 | 3.825 | 1 | 365 | 4.376 | 0.76543 | 5 | 0.14145
12219 | 3.57 | 1 | 365 | 4.0843 | 0.18107 | 4 | 0.26535
12093 | 6.63 | 1 | 365 | 7.5851 | 0.19341 | 7 | 0.77851
12345 | 7.65 | 1 | 365 | 8.752 | 0.53086 | 9 | 0.28289
12353 | 7.65 | 1 | 365 | 8.752 | 0.53086 | 9 | 0.28289
12092 | 3.825 | 1 | 365 | 4.376 | 0.76543 | 5 | 0.14145
12318 | 4.845 | 1 | 365 | 5.543 | 0.10288 | 5 | 0.64583
12298 | 6.375 | 1 | 365 | 7.2934 | 0.60905 | 7 | 0.90241
12311 | 7.5 | 1 | 365 | 8.5804 | 0.18712 | 8 | 0.76754
12317 | 4.655 | 1 | 365 | 5.3256 | 0.66747 | 5 | 0.99305
12320 | 6.375 | 1 | 365 | 7.2934 | 0.60905 | 7 | 0.90241
12339 | 7.14 | 1 | 365 | 8.1686 | 0.36214 | 8 | 0.5307
12360 | 8.16 | 1 | 365 | 9.3355 | 0.69959 | 10 | 0.035084
12008 | 8.67 | 1 | 365 | 9.919 | 0.86831 | 10 | 0.78728
12046 | 4.41 | 1 | 365 | 5.0453 | 0.10603 | 5 | 0.15131
5916 | 799.47 | 0.9 | 365 | 823.1746 | 0.87042 | 824 | 0.045024
10924 | 3.825 | 1 | 365 | 4.376 | 0.76543 | 5 | 0.14145
11013 | 4.845 | 1 | 365 | 5.543 | 0.10288 | 5 | 0.64583
10927 | 7.395 | 1 | 365 | 8.4603 | 0.9465 | 9 | 0.40679
10928 | 7.905 | 1 | 365 | 9.0438 | 0.11522 | 9 | 0.15899
11076 | 6.63 | 1 | 365 | 7.5851 | 0.19341 | 7 | 0.77851
11575 | 6.5 | 1 | 365 | 7.4364 | 0.8955 | 8 | 0.33187
11577 | 9.18 | 1 | 365 | 10.5024 | 0.037035 | 10 | 0.53947
11583 | 2.6 | 1 | 365 | 2.9745 | 0.9582 | 3 | 0.93275
11606 | 8.67 | 1 | 365 | 9.919 | 0.86831 | 10 | 0.78728
11654 | 7.905 | 1 | 365 | 9.0438 | 0.11522 | 9 | 0.15899
11665 | 9.945 | 1 | 365 | 11.3776 | 0.79012 | 12 | 0.16776
11671 | 8.67 | 1 | 365 | 9.919 | 0.86831 | 10 | 0.78728
11692 | 7.25 | 1 | 365 | 8.2944 | 0.61422 | 8 | 0.90862
11698 | 4.77 | 1 | 365 | 5.4571 | 0.93101 | 6 | 0.38816
11701 | 10.2 | 1 | 365 | 11.6694 | 0.37448 | 12 | 0.043854
11710 | 5.355 | 1 | 365 | 6.1264 | 0.2716 | 6 | 0.39802
11718 | 16.065 | 1 | 365 | 18.3793 | 0.81481 | 19 | 0.19407
11832 | 5.2 | 1 | 365 | 5.9491 | 0.9164 | 6 | 0.86549
11868 | 9.18 | 1 | 365 | 10.5024 | 0.037035 | 10 | 0.53947
11872 | 4.94 | 1 | 365 | 5.6516 | 0.32058 | 5 | 0.97222
11722 | 6.12 | 1 | 365 | 7.0016 | 0.02469 | 7 | 0.026313
11723 | 8.16 | 1 | 365 | 9.3355 | 0.69959 | 10 | 0.035084
11874 | 6.885 | 1 | 365 | 7.8768 | 0.77778 | 8 | 0.6546
11725 | 2.805 | 1 | 365 | 3.2091 | 0.42798 | 3 | 0.63706
11883 | 4.16 | 1 | 365 | 4.7593 | 0.53312 | 5 | 0.2924
11888 | 8.84 | 1 | 365 | 10.1135 | 0.25789 | 10 | 0.37134
11892 | 6.5 | 1 | 365 | 7.4364 | 0.8955 | 8 | 0.33187
11954 | 3.315 | 1 | 365 | 3.7925 | 0.59671 | 4 | 0.38925
11754 | 7.65 | 1 | 365 | 8.752 | 0.53086 | 9 | 0.28289
11956 | 6.63 | 1 | 365 | 7.5851 | 0.19341 | 7 | 0.77851
11847 | 7.8 | 1 | 365 | 8.9236 | 0.8746 | 9 | 0.79824
12030 | 5.46 | 1 | 365 | 6.2465 | 0.51222 | 6 | 0.75877
11724 | 10.965 | 1 | 365 | 12.5446 | 0.12757 | 12 | 0.67214
12079 | 6.24 | 1 | 365 | 7.1389 | 0.29968 | 7 | 0.43859
12082 | 7.8 | 1 | 365 | 8.9236 | 0.8746 | 9 | 0.79824
12087 | 7.14 | 1 | 365 | 8.1686 | 0.36214 | 8 | 0.5307
11773 | 7.905 | 1 | 365 | 9.0438 | 0.11522 | 9 | 0.15899
12122 | 2.86 | 1 | 365 | 3.272 | 0.55402 | 3 | 0.82602
12123 | 5.2 | 1 | 365 | 5.9491 | 0.9164 | 6 | 0.86549
12127 | 2.04 | 1 | 365 | 2.3339 | 0.6749 | 3 | 0.0087709
12134 | 6.885 | 1 | 365 | 7.8768 | 0.77778 | 8 | 0.6546
11784 | 5.865 | 1 | 365 | 6.7099 | 0.44033 | 7 | 0.15022
12170 | 3.9 | 1 | 365 | 4.4618 | 0.9373 | 5 | 0.39912
12173 | 9.69 | 1 | 365 | 11.0859 | 0.20576 | 11 | 0.29166
12193 | 3.64 | 1 | 365 | 4.1644 | 0.34148 | 4 | 0.50585
12209 | 5.2 | 1 | 365 | 5.9491 | 0.9164 | 6 | 0.86549
11801 | 4.59 | 1 | 365 | 5.2512 | 0.51852 | 5 | 0.76973
12212 | 5.72 | 1 | 365 | 6.544 | 0.10804 | 6 | 0.65204
12305 | 7.8 | 1 | 365 | 8.9236 | 0.8746 | 9 | 0.79824
11805 | 3.825 | 1 | 365 | 4.376 | 0.76543 | 5 | 0.14145
12307 | 8.84 | 1 | 365 | 10.1135 | 0.25789 | 10 | 0.37134
12312 | 7.28 | 1 | 365 | 8.3287 | 0.68296 | 9 | 0.011692
12321 | 7.42 | 1 | 365 | 8.4889 | 0.0037907 | 8 | 0.49269
12337 | 9.62 | 1 | 365 | 11.0058 | 0.045346 | 11 | 0.051165
11815 | 4.59 | 1 | 365 | 5.2512 | 0.51852 | 5 | 0.76973
11688 | 2.805 | 1 | 365 | 3.2091 | 0.42798 | 3 | 0.63706
12354 | 6.76 | 1 | 365 | 7.7338 | 0.49132 | 8 | 0.22514
11820 | 5.5 | 1 | 365 | 6.2923 | 0.60389 | 6 | 0.8962
11824 | 4.59 | 1 | 365 | 5.2512 | 0.51852 | 5 | 0.76973
12359 | 7.14 | 1 | 365 | 8.1686 | 0.36214 | 8 | 0.5307
12364 | 4.08 | 1 | 365 | 4.6677 | 0.34979 | 5 | 0.017542
12367 | 5.46 | 1 | 365 | 6.2465 | 0.51222 | 6 | 0.75877
11826 | 3.825 | 1 | 365 | 4.376 | 0.76543 | 5 | 0.14145
12368 | 7.8 | 1 | 365 | 8.9236 | 0.8746 | 9 | 0.79824
12371 | 4.68 | 1 | 365 | 5.3542 | 0.72476 | 6 | 0.078945
12376 | 4.59 | 1 | 365 | 5.2512 | 0.51852 | 5 | 0.76973
12437 | 6.885 | 1 | 365 | 7.8768 | 0.77778 | 8 | 0.6546
12438 | 5.1 | 1 | 365 | 5.8347 | 0.68724 | 6 | 0.52193
12453 | 6.095 | 1 | 365 | 6.973 | 0.9674 | 7 | 0.94042
12458 | 12.74 | 1 | 365 | 14.5753 | 0.19519 | 14 | 0.77046
12459 | 4.59 | 1 | 365 | 5.2512 | 0.51852 | 5 | 0.76973
12477 | 10.455 | 1 | 365 | 11.9611 | 0.95885 | 12 | 0.91995
12492 | 4.335 | 1 | 365 | 4.9595 | 0.93416 | 5 | 0.89364
12504 | 6.12 | 1 | 365 | 7.0016 | 0.02469 | 7 | 0.026313
12510 | 9.435 | 1 | 365 | 10.7942 | 0.6214 | 11 | 0.41557
12520 | 7.02 | 1 | 365 | 8.0313 | 0.087144 | 8 | 0.11842
12542 | 2.45 | 1 | 365 | 2.8029 | 0.61446 | 3 | 0.4174
12547 | 4.59 | 1 | 365 | 5.2512 | 0.51852 | 5 | 0.76973
12636 | 5.865 | 1 | 365 | 6.7099 | 0.44033 | 7 | 0.15022
12642 | 14.79 | 1 | 365 | 16.9206 | 0.893 | 17 | 0.81359
12646 | 7.395 | 1 | 365 | 8.4603 | 0.9465 | 9 | 0.40679
12649 | 5.355 | 1 | 365 | 6.1264 | 0.2716 | 6 | 0.39802
12650 | 6.375 | 1 | 365 | 7.2934 | 0.60905 | 7 | 0.90241
12651 | 5.75 | 1 | 365 | 6.5783 | 0.17679 | 6 | 0.75511
12660 | 11.73 | 1 | 365 | 13.4198 | 0.88066 | 14 | 0.30043
12665 | 5.1 | 1 | 365 | 5.8347 | 0.68724 | 6 | 0.52193
12666 | 6 | 1 | 365 | 6.8643 | 0.7497 | 7 | 0.61403
12667 | 7.8 | 1 | 365 | 8.9236 | 0.8746 | 9 | 0.79824
12699 | 5.835 | 1 | 365 | 6.6756 | 0.37158 | 7 | 0.047146
12704 | 10.965 | 1 | 365 | 12.5446 | 0.12757 | 12 | 0.67214
12705 | 5.865 | 1 | 365 | 6.7099 | 0.44033 | 7 | 0.15022
12706 | 5.1 | 1 | 365 | 5.8347 | 0.68724 | 6 | 0.52193
12711 | 5.72 | 1 | 365 | 6.544 | 0.10804 | 6 | 0.65204
12955 | 4.59 | 1 | 365 | 5.2512 | 0.51852 | 5 | 0.76973
12961 | 2.75 | 1 | 365 | 3.1462 | 0.30194 | 3 | 0.4481
13035 | 5.355 | 1 | 365 | 6.1264 | 0.2716 | 6 | 0.39802
13082 | 8.925 | 1 | 365 | 10.2107 | 0.45267 | 10 | 0.66337
13085 | 7.905 | 1 | 365 | 9.0438 | 0.11522 | 9 | 0.15899
13088 | 6.12 | 1 | 365 | 7.0016 | 0.02469 | 7 | 0.026313
13089 | 9.18 | 1 | 365 | 10.5024 | 0.037035 | 10 | 0.53947
13143 | 6 | 1 | 365 | 6.8643 | 0.7497 | 7 | 0.61403
13172 | 12.75 | 1 | 365 | 14.5867 | 0.2181 | 14 | 0.80482
13184 | 5.2 | 1 | 365 | 5.9491 | 0.9164 | 6 | 0.86549
13187 | 2.6 | 1 | 365 | 2.9745 | 0.9582 | 3 | 0.93275
13189 | 4.94 | 1 | 365 | 5.6516 | 0.32058 | 5 | 0.97222
13197 | 5.4 | 1 | 365 | 6.1779 | 0.37473 | 6 | 0.55263
13243 | 9.62 | 1 | 365 | 11.0058 | 0.045346 | 11 | 0.051165
13244 | 6.5 | 1 | 365 | 7.4364 | 0.8955 | 8 | 0.33187
13250 | 4.08 | 1 | 365 | 4.6677 | 0.34979 | 5 | 0.017542
13256 | 16.83 | 1 | 365 | 19.2545 | 0.5679 | 19 | 0.82236
13259 | 5.46 | 1 | 365 | 6.2465 | 0.51222 | 6 | 0.75877
13263 | 4.59 | 1 | 365 | 5.2512 | 0.51852 | 5 | 0.76973
13267 | 5.98 | 1 | 365 | 6.8415 | 0.70386 | 7 | 0.54532
13268 | 5.865 | 1 | 365 | 6.7099 | 0.44033 | 7 | 0.15022
13269 | 14.31 | 1 | 365 | 16.3714 | 0.79302 | 17 | 0.16447
13390 | 7.65 | 1 | 365 | 8.752 | 0.53086 | 9 | 0.28289
12184 | 3.5 | 1 | 365 | 4.0042 | 0.020656 | 4 | 0.024852
12057 | 14.28 | 1 | 365 | 16.3371 | 0.72428 | 17 | 0.061396
13631 | 4.335 | 1 | 365 | 4.9595 | 0.93416 | 5 | 0.89364
13635 | 3.75 | 1 | 365 | 4.2902 | 0.59356 | 4 | 0.88377
13639 | 8.415 | 1 | 365 | 9.6272 | 0.28395 | 9 | 0.91118
13641 | 9.18 | 1 | 365 | 10.5024 | 0.037035 | 10 | 0.53947
13642 | 8.84 | 1 | 365 | 10.1135 | 0.25789 | 10 | 0.37134
13648 | 4.42 | 1 | 365 | 5.0567 | 0.12894 | 5 | 0.18567
13654 | 3.06 | 1 | 365 | 3.5008 | 0.012345 | 3 | 0.51316
13657 | 8.16 | 1 | 365 | 9.3355 | 0.69959 | 10 | 0.035084
13663 | 6.63 | 1 | 365 | 7.5851 | 0.19341 | 7 | 0.77851
13669 | 11.73 | 1 | 365 | 13.4198 | 0.88066 | 14 | 0.30043
13693 | 9.36 | 1 | 365 | 10.7084 | 0.44953 | 11 | 0.15789
13692 | 6.12 | 1 | 365 | 7.0016 | 0.02469 | 7 | 0.026313
14376 | 4.16 | 1 | 365 | 4.7593 | 0.53312 | 5 | 0.2924
12738 | 6.5 | 1 | 365 | 7.4364 | 0.8955 | 8 | 0.33187
12742 | 3.12 | 1 | 365 | 3.5695 | 0.14984 | 3 | 0.7193
12751 | 8.16 | 1 | 365 | 9.3355 | 0.69959 | 10 | 0.035084
12753 | 6.63 | 1 | 365 | 7.5851 | 0.19341 | 7 | 0.77851
12755 | 7.8 | 1 | 365 | 8.9236 | 0.8746 | 9 | 0.79824
12758 | 3.12 | 1 | 365 | 3.5695 | 0.14984 | 3 | 0.7193
12763 | 8.58 | 1 | 365 | 9.816 | 0.66207 | 10 | 0.47807
12774 | 9.36 | 1 | 365 | 10.7084 | 0.44953 | 11 | 0.15789
12776 | 5.2 | 1 | 365 | 5.9491 | 0.9164 | 6 | 0.86549
12793 | 6.12 | 1 | 365 | 7.0016 | 0.02469 | 7 | 0.026313
12794 | 5.1 | 1 | 365 | 5.8347 | 0.68724 | 6 | 0.52193
12796 | 9.435 | 1 | 365 | 10.7942 | 0.6214 | 11 | 0.41557
12824 | 8.415 | 1 | 365 | 9.6272 | 0.28395 | 9 | 0.91118
12826 | 7.8 | 1 | 365 | 8.9236 | 0.8746 | 9 | 0.79824
13700 | 5.355 | 1 | 365 | 6.1264 | 0.2716 | 6 | 0.39802
12831 | 7.65 | 1 | 365 | 8.752 | 0.53086 | 9 | 0.28289
12844 | 5.46 | 1 | 365 | 6.2465 | 0.51222 | 6 | 0.75877
14333 | 11.96 | 1 | 365 | 13.6829 | 0.40773 | 14 | 0.090637
12847 | 5.355 | 1 | 365 | 6.1264 | 0.2716 | 6 | 0.39802
14334 | 8.59 | 1 | 365 | 9.8274 | 0.68498 | 10 | 0.51242
12869 | 5.1 | 1 | 365 | 5.8347 | 0.68724 | 6 | 0.52193
14427 | 6.725 | 1 | 365 | 7.6938 | 0.41112 | 8 | 0.10489
12883 | 5.355 | 1 | 365 | 6.1264 | 0.2716 | 6 | 0.39802
12889 | 5.2 | 1 | 365 | 5.9491 | 0.9164 | 6 | 0.86549
14664 | 6.725 | 1 | 365 | 7.6938 | 0.41112 | 8 | 0.10489
12891 | 4.16 | 1 | 365 | 4.7593 | 0.53312 | 5 | 0.2924
12892 | 5.2 | 1 | 365 | 5.9491 | 0.9164 | 6 | 0.86549
12895 | 8.84 | 1 | 365 | 10.1135 | 0.25789 | 10 | 0.37134
14365 | 6.725 | 1 | 365 | 7.6938 | 0.41112 | 8 | 0.10489
14481 | 5.215 | 1 | 365 | 5.9663 | 0.95078 | 6 | 0.91703
12901 | 9.435 | 1 | 365 | 10.7942 | 0.6214 | 11 | 0.41557
12903 | 9.18 | 1 | 365 | 10.5024 | 0.037035 | 10 | 0.53947
12907 | 7.905 | 1 | 365 | 9.0438 | 0.11522 | 9 | 0.15899
12910 | 4.68 | 1 | 365 | 5.3542 | 0.72476 | 6 | 0.078945
12914 | 5.98 | 1 | 365 | 6.8415 | 0.70386 | 7 | 0.54532
12915 | 9.36 | 1 | 365 | 10.7084 | 0.44953 | 11 | 0.15789
12924 | 5.72 | 1 | 365 | 6.544 | 0.10804 | 6 | 0.65204
12927 | 9.18 | 1 | 365 | 10.5024 | 0.037035 | 10 | 0.53947
12940 | 4.68 | 1 | 365 | 5.3542 | 0.72476 | 6 | 0.078945
12941 | 6.12 | 1 | 365 | 7.0016 | 0.02469 | 7 | 0.026313
12943 | 9.88 | 1 | 365 | 11.3033 | 0.64117 | 11 | 0.94444
12945 | 7.02 | 1 | 365 | 8.0313 | 0.087144 | 8 | 0.11842
12948 | 5.1 | 1 | 365 | 5.8347 | 0.68724 | 6 | 0.52193
12950 | 4.16 | 1 | 365 | 4.7593 | 0.53312 | 5 | 0.2924
12952 | 8.32 | 1 | 365 | 9.5185 | 0.066245 | 9 | 0.58479
13403 | 4.94 | 1 | 365 | 5.6516 | 0.32058 | 5 | 0.97222
13405 | 2.295 | 1 | 365 | 2.6256 | 0.25926 | 2 | 0.88487
13408 | 5.1 | 1 | 365 | 5.8347 | 0.68724 | 6 | 0.52193
13413 | 8.32 | 1 | 365 | 9.5185 | 0.066245 | 9 | 0.58479
13414 | 5.2 | 1 | 365 | 5.9491 | 0.9164 | 6 | 0.86549
13491 | 4.94 | 1 | 365 | 5.6516 | 0.32058 | 5 | 0.97222
13495 | 6.24 | 1 | 365 | 7.1389 | 0.29968 | 7 | 0.43859
13497 | 9.62 | 1 | 365 | 11.0058 | 0.045346 | 11 | 0.051165
13500 | 6.5 | 1 | 365 | 7.4364 | 0.8955 | 8 | 0.33187
13507 | 8.32 | 1 | 365 | 9.5185 | 0.066245 | 9 | 0.58479
13508 | 9.36 | 1 | 365 | 10.7084 | 0.44953 | 11 | 0.15789
13511 | 2.55 | 1 | 365 | 2.9173 | 0.84362 | 3 | 0.76096
13515 | 8.84 | 1 | 365 | 10.1135 | 0.25789 | 10 | 0.37134
13517 | 4.94 | 1 | 365 | 5.6516 | 0.32058 | 5 | 0.97222
13516 | 5.46 | 1 | 365 | 6.2465 | 0.51222 | 6 | 0.75877
13519 | 8.5 | 1 | 365 | 9.7245 | 0.47874 | 10 | 0.20321
13521 | 7.65 | 1 | 365 | 8.752 | 0.53086 | 9 | 0.28289
13523 | 3.64 | 1 | 365 | 4.1644 | 0.34148 | 4 | 0.50585
13525 | 4.68 | 1 | 365 | 5.3542 | 0.72476 | 6 | 0.078945
13527 | 6.24 | 1 | 365 | 7.1389 | 0.29968 | 7 | 0.43859
13529 | 3.64 | 1 | 365 | 4.1644 | 0.34148 | 4 | 0.50585
13530 | 5.46 | 1 | 365 | 6.2465 | 0.51222 | 6 | 0.75877
13531 | 4.68 | 1 | 365 | 5.3542 | 0.72476 | 6 | 0.078945
13532 | 11.985 | 1 | 365 | 13.7115 | 0.46502 | 14 | 0.17653
13543 | 7.54 | 1 | 365 | 8.6262 | 0.27878 | 8 | 0.90497
13545 | 7.8 | 1 | 365 | 8.9236 | 0.8746 | 9 | 0.79824
13546 | 8.32 | 1 | 365 | 9.5185 | 0.066245 | 9 | 0.58479
13548 | 5.98 | 1 | 365 | 6.8415 | 0.70386 | 7 | 0.54532
13549 | 3.64 | 1 | 365 | 4.1644 | 0.34148 | 4 | 0.50585
13551 | 6.24 | 1 | 365 | 7.1389 | 0.29968 | 7 | 0.43859
13553 | 4.42 | 1 | 365 | 5.0567 | 0.12894 | 5 | 0.18567
13554 | 9.1 | 1 | 365 | 10.4109 | 0.85371 | 11 | 0.26462
13555 | 6.885 | 1 | 365 | 7.8768 | 0.77778 | 8 | 0.6546
13556 | 7.02 | 1 | 365 | 8.0313 | 0.087144 | 8 | 0.11842
13557 | 7.395 | 1 | 365 | 8.4603 | 0.9465 | 9 | 0.40679
13558 | 6.375 | 1 | 365 | 7.2934 | 0.60905 | 7 | 0.90241
13560 | 3.9 | 1 | 365 | 4.4618 | 0.9373 | 5 | 0.39912
13561 | 7.02 | 1 | 365 | 8.0313 | 0.087144 | 8 | 0.11842
14374 | 10.215 | 1 | 365 | 11.6865 | 0.40886 | 12 | 0.095389
13562 | 5.72 | 1 | 365 | 6.544 | 0.10804 | 6 | 0.65204
13563 | 6.76 | 1 | 365 | 7.7338 | 0.49132 | 8 | 0.22514
14586 | 4.47 | 1 | 365 | 5.1139 | 0.24352 | 5 | 0.35745
13568 | 9.69 | 1 | 365 | 11.0859 | 0.20576 | 11 | 0.29166
14470 | 7.96 | 1 | 365 | 9.1067 | 0.24126 | 9 | 0.34795
13575 | 5.67 | 1 | 365 | 6.4868 | 0.99346 | 7 | 0.48026
14389 | 4.47 | 1 | 365 | 5.1139 | 0.24352 | 5 | 0.35745
13580 | 5.72 | 1 | 365 | 6.544 | 0.10804 | 6 | 0.65204
13581 | 8.16 | 1 | 365 | 9.3355 | 0.69959 | 10 | 0.035084
14453 | 2.98 | 1 | 365 | 3.4093 | 0.82902 | 4 | 0.2383
13577 | 6.12 | 1 | 365 | 7.0016 | 0.02469 | 7 | 0.026313
14362 | 3.47 | 1 | 365 | 3.9699 | 0.95191 | 4 | 0.92178
14588 | 8.96 | 1 | 365 | 10.2507 | 0.53288 | 10 | 0.78362
12140 | 5.75 | 1 | 365 | 6.5783 | 0.17679 | 6 | 0.75511
14593 | 6.47 | 1 | 365 | 7.402 | 0.82676 | 8 | 0.2288
12165 | 107.52 | 0.9 | 365 | 110.708 | 0.7551 | 111 | 0.46311
14581 | 5.47 | 1 | 365 | 6.258 | 0.53514 | 6 | 0.79313
12285 | 7.25 | 1 | 365 | 8.2944 | 0.61422 | 8 | 0.90862
14587 | 7.96 | 1 | 365 | 9.1067 | 0.24126 | 9 | 0.34795
11727 | 17.36 | 1 | 365 | 19.8608 | 0.78245 | 20 | 0.64327
12083 | 3.57 | 1 | 365 | 4.0843 | 0.18107 | 4 | 0.26535
14443 | 11.96 | 1 | 365 | 13.6829 | 0.40773 | 14 | 0.090637
12072 | 4.335 | 1 | 365 | 4.9595 | 0.93416 | 5 | 0.89364
14570 | 8.47 | 1 | 365 | 9.6902 | 0.40999 | 10 | 0.10014
14564 | 8.96 | 1 | 365 | 10.2507 | 0.53288 | 10 | 0.78362
11999 | 6.12 | 1 | 365 | 7.0016 | 0.02469 | 7 | 0.026313
14567 | 6.725 | 1 | 365 | 7.6938 | 0.41112 | 8 | 0.10489
12044 | 4.845 | 1 | 365 | 5.543 | 0.10288 | 5 | 0.64583
12032 | 4.41 | 1 | 365 | 5.0453 | 0.10603 | 5 | 0.15131
14549 | 8.47 | 1 | 365 | 9.6902 | 0.40999 | 10 | 0.10014
12039 | 8.16 | 1 | 365 | 9.3355 | 0.69959 | 10 | 0.035084
12171 | 6.885 | 1 | 365 | 7.8768 | 0.77778 | 8 | 0.6546
14556 | 8.705 | 1 | 365 | 9.959 | 0.94852 | 10 | 0.90752
12177 | 7.35 | 1 | 365 | 8.4088 | 0.84338 | 9 | 0.25219
12182 | 9.18 | 1 | 365 | 10.5024 | 0.037035 | 10 | 0.53947
14651 | 6.215 | 1 | 365 | 7.1103 | 0.24239 | 7 | 0.3527
12108 | 8.415 | 1 | 365 | 9.6272 | 0.28395 | 9 | 0.91118
14523 | 3.235 | 1 | 365 | 3.701 | 0.41338 | 4 | 0.1144
14645 | 11.705 | 1 | 365 | 13.3912 | 0.82337 | 14 | 0.21454
14434 | 11.96 | 1 | 365 | 13.6829 | 0.40773 | 14 | 0.090637
14627 | 6.38 | 1 | 365 | 7.2991 | 0.62051 | 7 | 0.91959
14607 | 3.315 | 1 | 365 | 3.7925 | 0.59671 | 4 | 0.38925
14724 | 5.98 | 1 | 365 | 6.8415 | 0.70386 | 7 | 0.54532
14621 | 7.47 | 1 | 365 | 8.5461 | 0.11837 | 8 | 0.66447
14538 | 5.215 | 1 | 365 | 5.9663 | 0.95078 | 6 | 0.91703
14609 | 5.47 | 1 | 365 | 6.258 | 0.53514 | 6 | 0.79313
14543 | 3.47 | 1 | 365 | 3.9699 | 0.95191 | 4 | 0.92178
14557 | 5.645 | 1 | 365 | 6.4582 | 0.93617 | 7 | 0.39437
14592 | 9.96 | 1 | 365 | 11.3948 | 0.8245 | 12 | 0.21929
14711 | 5.725 | 1 | 365 | 6.5497 | 0.1195 | 6 | 0.66922
12062 | 5.5 | 1 | 365 | 6.2923 | 0.60389 | 6 | 0.8962
12074 | 8.085 | 1 | 365 | 9.2497 | 0.52772 | 9 | 0.77741
12035 | 8.925 | 1 | 365 | 10.2107 | 0.45267 | 10 | 0.66337
12069 | 3.57 | 1 | 365 | 4.0843 | 0.18107 | 4 | 0.26535
12051 | 7.14 | 1 | 365 | 8.1686 | 0.36214 | 8 | 0.5307
12040 | 5.1 | 1 | 365 | 5.8347 | 0.68724 | 6 | 0.52193
12113 | 9.945 | 1 | 365 | 11.3776 | 0.79012 | 12 | 0.16776
12012 | 6.63 | 1 | 365 | 7.5851 | 0.19341 | 7 | 0.77851
12194 | 1.96 | 1 | 365 | 2.2423 | 0.49157 | 2 | 0.73392
12130 | 6.63 | 1 | 365 | 7.5851 | 0.19341 | 7 | 0.77851
12186 | 8.925 | 1 | 365 | 10.2107 | 0.45267 | 10 | 0.66337
12132 | 9.69 | 1 | 365 | 11.0859 | 0.20576 | 11 | 0.29166
12124 | 6.63 | 1 | 365 | 7.5851 | 0.19341 | 7 | 0.77851
12205 | 4.5 | 1 | 365 | 5.1483 | 0.31227 | 5 | 0.46052
12217 | 5.1 | 1 | 365 | 5.8347 | 0.68724 | 6 | 0.52193
14706 | 9.96 | 1 | 365 | 11.3948 | 0.8245 | 12 | 0.21929
12221 | 6.125 | 1 | 365 | 7.0073 | 0.036148 | 7 | 0.043491
12214 | 6.885 | 1 | 365 | 7.8768 | 0.77778 | 8 | 0.6546
14708 | 4.235 | 1 | 365 | 4.8451 | 0.70499 | 5 | 0.55007
12081 | 7.905 | 1 | 365 | 9.0438 | 0.11522 | 9 | 0.15899
14702 | 5.215 | 1 | 365 | 5.9663 | 0.95078 | 6 | 0.91703
12216 | 7.65 | 1 | 365 | 8.752 | 0.53086 | 9 | 0.28289
14935 | 11.79 | 1 | 365 | 13.4884 | 0.018153 | 13 | 0.50657
12224 | 5.355 | 1 | 365 | 6.1264 | 0.2716 | 6 | 0.39802
12138 | 3.825 | 1 | 365 | 4.376 | 0.76543 | 5 | 0.14145
15003 | 8.47 | 1 | 365 | 9.6902 | 0.40999 | 10 | 0.10014
12256 | 4.59 | 1 | 365 | 5.2512 | 0.51852 | 5 | 0.76973
12114 | 5 | 1 | 365 | 5.7203 | 0.45808 | 6 | 0.17836
14989 | 9.96 | 1 | 365 | 11.3948 | 0.8245 | 12 | 0.21929
12250 | 7.395 | 1 | 365 | 8.4603 | 0.9465 | 9 | 0.40679
14983 | 6.47 | 1 | 365 | 7.402 | 0.82676 | 8 | 0.2288
12218 | 5.61 | 1 | 365 | 6.4182 | 0.85597 | 7 | 0.27412
12235 | 4.335 | 1 | 365 | 4.9595 | 0.93416 | 5 | 0.89364
14985 | 10.215 | 1 | 365 | 11.6865 | 0.40886 | 12 | 0.095389
12245 | 5.865 | 1 | 365 | 6.7099 | 0.44033 | 7 | 0.15022
14760 | 9.96 | 1 | 365 | 11.3948 | 0.8245 | 12 | 0.21929
12244 | 5.355 | 1 | 365 | 6.1264 | 0.2716 | 6 | 0.39802
14988 | 9.96 | 1 | 365 | 11.3948 | 0.8245 | 12 | 0.21929
12231 | 3.675 | 1 | 365 | 4.2044 | 0.42169 | 4 | 0.62609
12227 | 6.885 | 1 | 365 | 7.8768 | 0.77778 | 8 | 0.6546
14959 | 11.96 | 1 | 365 | 13.6829 | 0.40773 | 14 | 0.090637
12228 | 9.69 | 1 | 365 | 11.0859 | 0.20576 | 11 | 0.29166
12334 | 6.885 | 1 | 365 | 7.8768 | 0.77778 | 8 | 0.6546
12126 | 2.805 | 1 | 365 | 3.2091 | 0.42798 | 3 | 0.63706
12207 | 6.375 | 1 | 365 | 7.2934 | 0.60905 | 7 | 0.90241
12352 | 9.555 | 1 | 365 | 10.9315 | 0.89639 | 11 | 0.82785
12243 | 8.16 | 1 | 365 | 9.3355 | 0.69959 | 10 | 0.035084
12201 | 4.59 | 1 | 365 | 5.2512 | 0.51852 | 5 | 0.76973
12358 | 6.12 | 1 | 365 | 7.0016 | 0.02469 | 7 | 0.026313
12097 | 9.31 | 1 | 365 | 10.6512 | 0.33494 | 10 | 0.98611
12363 | 2.295 | 1 | 365 | 2.6256 | 0.25926 | 2 | 0.88487
12191 | 6.12 | 1 | 365 | 7.0016 | 0.02469 | 7 | 0.026313
12295 | 7.905 | 1 | 365 | 9.0438 | 0.11522 | 9 | 0.15899
12347 | 8.16 | 1 | 365 | 9.3355 | 0.69959 | 10 | 0.035084
12222 | 9.435 | 1 | 365 | 10.7942 | 0.6214 | 11 | 0.41557
12342 | 4.59 | 1 | 365 | 5.2512 | 0.51852 | 5 | 0.76973
12343 | 3.315 | 1 | 365 | 3.7925 | 0.59671 | 4 | 0.38925
12199 | 3.92 | 1 | 365 | 4.4847 | 0.98313 | 5 | 0.46783
12472 | 2.8 | 1 | 365 | 3.2034 | 0.41652 | 3 | 0.61988
12786 | 3.57 | 1 | 365 | 4.0843 | 0.18107 | 4 | 0.26535
12470 | 7.83 | 1 | 365 | 8.958 | 0.94335 | 9 | 0.90131
12486 | 3.825 | 1 | 365 | 4.376 | 0.76543 | 5 | 0.14145
12783 | 8.16 | 1 | 365 | 9.3355 | 0.69959 | 10 | 0.035084
12785 | 4.59 | 1 | 365 | 5.2512 | 0.51852 | 5 | 0.76973
12489 | 7.905 | 1 | 365 | 9.0438 | 0.11522 | 9 | 0.15899
12782 | 8.16 | 1 | 365 | 9.3355 | 0.69959 | 10 | 0.035084
12478 | 4.165 | 1 | 365 | 4.765 | 0.54458 | 5 | 0.30957
12799 | 2.205 | 1 | 365 | 2.5226 | 0.053013 | 2 | 0.57566
12784 | 4.335 | 1 | 365 | 4.9595 | 0.93416 | 5 | 0.89364
12501 | 2.04 | 1 | 365 | 2.3339 | 0.6749 | 3 | 0.0087709
12848 | 6.12 | 1 | 365 | 7.0016 | 0.02469 | 7 | 0.026313
12842 | 9.69 | 1 | 365 | 11.0859 | 0.20576 | 11 | 0.29166
12306 | 5.1 | 1 | 365 | 5.8347 | 0.68724 | 6 | 0.52193
12836 | 5.865 | 1 | 365 | 6.7099 | 0.44033 | 7 | 0.15022
12839 | 7.395 | 1 | 365 | 8.4603 | 0.9465 | 9 | 0.40679
12198 | 4.59 | 1 | 365 | 5.2512 | 0.51852 | 5 | 0.76973
12853 | 7.14 | 1 | 365 | 8.1686 | 0.36214 | 8 | 0.5307
12833 | 4.75 | 1 | 365 | 5.4343 | 0.88518 | 6 | 0.31944
12481 | 3.315 | 1 | 365 | 3.7925 | 0.59671 | 4 | 0.38925
12828 | 4.655 | 1 | 365 | 5.3256 | 0.66747 | 5 | 0.99305
12808 | 7.65 | 1 | 365 | 8.752 | 0.53086 | 9 | 0.28289
12511 | 8.415 | 1 | 365 | 9.6272 | 0.28395 | 9 | 0.91118
12807 | 3.315 | 1 | 365 | 3.7925 | 0.59671 | 4 | 0.38925
12525 | 7.14 | 1 | 365 | 8.1686 | 0.36214 | 8 | 0.5307
12805 | 6.885 | 1 | 365 | 7.8768 | 0.77778 | 8 | 0.6546
12803 | 3.315 | 1 | 365 | 3.7925 | 0.59671 | 4 | 0.38925
12517 | 5.865 | 1 | 365 | 6.7099 | 0.44033 | 7 | 0.15022
12861 | 3.57 | 1 | 365 | 4.0843 | 0.18107 | 4 | 0.26535
12523 | 6.63 | 1 | 365 | 7.5851 | 0.19341 | 7 | 0.77851
12855 | 8.67 | 1 | 365 | 9.919 | 0.86831 | 10 | 0.78728
12862 | 5.865 | 1 | 365 | 6.7099 | 0.44033 | 7 | 0.15022
12522 | 6.375 | 1 | 365 | 7.2934 | 0.60905 | 7 | 0.90241
12859 | 7.905 | 1 | 365 | 9.0438 | 0.11522 | 9 | 0.15899
12508 | 3.57 | 1 | 365 | 4.0843 | 0.18107 | 4 | 0.26535
12857 | 6.12 | 1 | 365 | 7.0016 | 0.02469 | 7 | 0.026313
12878 | 3.43 | 1 | 365 | 3.9241 | 0.86024 | 4 | 0.78435
12519 | 2.805 | 1 | 365 | 3.2091 | 0.42798 | 3 | 0.63706
12877 | 4.41 | 1 | 365 | 5.0453 | 0.10603 | 5 | 0.15131
12880 | 6.12 | 1 | 365 | 7.0016 | 0.02469 | 7 | 0.026313
12498 | 4 | 1 | 365 | 4.5762 | 0.16646 | 4 | 0.74269
12874 | 4.08 | 1 | 365 | 4.6677 | 0.34979 | 5 | 0.017542
12879 | 7.905 | 1 | 365 | 9.0438 | 0.11522 | 9 | 0.15899
12875 | 5.865 | 1 | 365 | 6.7099 | 0.44033 | 7 | 0.15022
12515 | 7.395 | 1 | 365 | 8.4603 | 0.9465 | 9 | 0.40679
12876 | 3.315 | 1 | 365 | 3.7925 | 0.59671 | 4 | 0.38925
12535 | 3.92 | 1 | 365 | 4.4847 | 0.98313 | 5 | 0.46783
12872 | 7.905 | 1 | 365 | 9.0438 | 0.11522 | 9 | 0.15899
12873 | 7.75 | 1 | 365 | 8.8664 | 0.76002 | 9 | 0.62646
12886 | 7.65 | 1 | 365 | 8.752 | 0.53086 | 9 | 0.28289
12893 | 7.65 | 1 | 365 | 8.752 | 0.53086 | 9 | 0.28289
12908 | 0.75 | 1 | 365 | 0.85804 | 0.71871 | 1 | 0.57675
14752 | 6.725 | 1 | 365 | 7.6938 | 0.41112 | 8 | 0.10489
14747 | 7.365 | 1 | 365 | 8.426 | 0.87775 | 9 | 0.30372
12537 | 6.86 | 1 | 365 | 7.8482 | 0.72049 | 8 | 0.56871
12536 | 5.865 | 1 | 365 | 6.7099 | 0.44033 | 7 | 0.15022
12539 | 7.395 | 1 | 365 | 8.4603 | 0.9465 | 9 | 0.40679
12533 | 6.885 | 1 | 365 | 7.8768 | 0.77778 | 8 | 0.6546
12420 | 6.12 | 1 | 365 | 7.0016 | 0.02469 | 7 | 0.026313
12590 | 4.08 | 1 | 365 | 4.6677 | 0.34979 | 5 | 0.017542
12584 | 6.63 | 1 | 365 | 7.5851 | 0.19341 | 7 | 0.77851
12606 | 3.315 | 1 | 365 | 3.7925 | 0.59671 | 4 | 0.38925
12607 | 4 | 1 | 365 | 4.5762 | 0.16646 | 4 | 0.74269
12593 | 4.845 | 1 | 365 | 5.543 | 0.10288 | 5 | 0.64583
12585 | 5.355 | 1 | 365 | 6.1264 | 0.2716 | 6 | 0.39802
12583 | 6.63 | 1 | 365 | 7.5851 | 0.19341 | 7 | 0.77851
12605 | 8.925 | 1 | 365 | 10.2107 | 0.45267 | 10 | 0.66337
12615 | 8.16 | 1 | 365 | 9.3355 | 0.69959 | 10 | 0.035084
12613 | 5.355 | 1 | 365 | 6.1264 | 0.2716 | 6 | 0.39802
12618 | 3.675 | 1 | 365 | 4.2044 | 0.42169 | 4 | 0.62609
12614 | 2.805 | 1 | 365 | 3.2091 | 0.42798 | 3 | 0.63706
12608 | 8.16 | 1 | 365 | 9.3355 | 0.69959 | 10 | 0.035084
12616 | 6.63 | 1 | 365 | 7.5851 | 0.19341 | 7 | 0.77851
12619 | 8.925 | 1 | 365 | 10.2107 | 0.45267 | 10 | 0.66337
12612 | 6.63 | 1 | 365 | 7.5851 | 0.19341 | 7 | 0.77851
12531 | 5.1 | 1 | 365 | 5.8347 | 0.68724 | 6 | 0.52193
12534 | 8.16 | 1 | 365 | 9.3355 | 0.69959 | 10 | 0.035084
12673 | 66 | 0.9 | 365 | 67.9569 | 0.12199 | 68 | 0.078917
12687 | 3.315 | 1 | 365 | 3.7925 | 0.59671 | 4 | 0.38925
12677 | 5.1 | 1 | 365 | 5.8347 | 0.68724 | 6 | 0.52193
12679 | 5.355 | 1 | 365 | 6.1264 | 0.2716 | 6 | 0.39802
12681 | 7.905 | 1 | 365 | 9.0438 | 0.11522 | 9 | 0.15899
12683 | 8.67 | 1 | 365 | 9.919 | 0.86831 | 10 | 0.78728
12690 | 4.335 | 1 | 365 | 4.9595 | 0.93416 | 5 | 0.89364
12702 | 4.59 | 1 | 365 | 5.2512 | 0.51852 | 5 | 0.76973
12723 | 8.925 | 1 | 365 | 10.2107 | 0.45267 | 10 | 0.66337
12694 | 6.86 | 1 | 365 | 7.8482 | 0.72049 | 8 | 0.56871
12725 | 8.16 | 1 | 365 | 9.3355 | 0.69959 | 10 | 0.035084
12713 | 5.865 | 1 | 365 | 6.7099 | 0.44033 | 7 | 0.15022
12747 | 5.1 | 1 | 365 | 5.8347 | 0.68724 | 6 | 0.52193
12719 | 6.63 | 1 | 365 | 7.5851 | 0.19341 | 7 | 0.77851
12715 | 2.45 | 1 | 365 | 2.8029 | 0.61446 | 3 | 0.4174
12746 | 8.925 | 1 | 365 | 10.2107 | 0.45267 | 10 | 0.66337
12744 | 8.415 | 1 | 365 | 9.6272 | 0.28395 | 9 | 0.91118
12737 | 5.61 | 1 | 365 | 6.4182 | 0.85597 | 7 | 0.27412
12813 | 7.2 | 1 | 365 | 8.2372 | 0.49964 | 8 | 0.73684
12599 | 6.375 | 1 | 365 | 7.2934 | 0.60905 | 7 | 0.90241
12754 | 5.355 | 1 | 365 | 6.1264 | 0.2716 | 6 | 0.39802
12759 | 2.25 | 1 | 365 | 2.5741 | 0.15614 | 2 | 0.73026
12801 | 4.335 | 1 | 365 | 4.9595 | 0.93416 | 5 | 0.89364
12787 | 5.1 | 1 | 365 | 5.8347 | 0.68724 | 6 | 0.52193
12781 | 5.88 | 1 | 365 | 6.727 | 0.4747 | 7 | 0.20175
14979 | 4.675 | 1 | 365 | 5.3485 | 0.7133 | 6 | 0.061767
14971 | 8.25 | 1 | 365 | 9.4385 | 0.90583 | 10 | 0.34429
14911 | 6.725 | 1 | 365 | 7.6938 | 0.41112 | 8 | 0.10489
14748 | 8.47 | 1 | 365 | 9.6902 | 0.40999 | 10 | 0.10014
15107 | 5.215 | 1 | 365 | 5.9663 | 0.95078 | 6 | 0.91703
14965 | 8.67 | 1 | 365 | 9.919 | 0.86831 | 10 | 0.78728
12104 | 4.68 | 1 | 365 | 5.3542 | 0.72476 | 6 | 0.078945
72 | 2526.59 | 0.7 | 365 | 2023.3923 | 0.98185 | 2024 | 0.37416
12377 | 3.64 | 1 | 365 | 4.1644 | 0.34148 | 4 | 0.50585
12380 | 6.12 | 1 | 365 | 7.0016 | 0.02469 | 7 | 0.026313
12433 | 3.06 | 1 | 365 | 3.5008 | 0.012345 | 3 | 0.51316
12832 | 5.61 | 1 | 365 | 6.4182 | 0.85597 | 7 | 0.27412
11331 | 8.8 | 1 | 365 | 10.0677 | 0.16622 | 10 | 0.23391
11295 | 42.56 | 0.9 | 365 | 43.8219 | 0.77806 | 44 | 0.59998
13707 | 2.295 | 1 | 365 | 2.6256 | 0.25926 | 2 | 0.88487
13706 | 5.98 | 1 | 365 | 6.8415 | 0.70386 | 7 | 0.54532
13702 | 8.32 | 1 | 365 | 9.5185 | 0.066245 | 9 | 0.58479
13697 | 4.68 | 1 | 365 | 5.3542 | 0.72476 | 6 | 0.078945
13695 | 8.415 | 1 | 365 | 9.6272 | 0.28395 | 9 | 0.91118
13694 | 7.54 | 1 | 365 | 8.6262 | 0.27878 | 8 | 0.90497
13689 | 7.02 | 1 | 365 | 8.0313 | 0.087144 | 8 | 0.11842
13685 | 5.46 | 1 | 365 | 6.2465 | 0.51222 | 6 | 0.75877
13688 | 2.34 | 1 | 365 | 2.6771 | 0.36238 | 3 | 0.039472
13681 | 13.78 | 1 | 365 | 15.7651 | 0.57847 | 16 | 0.34356
13680 | 13.005 | 1 | 365 | 14.8784 | 0.80247 | 15 | 0.68091
13678 | 11.96 | 1 | 365 | 13.6829 | 0.40773 | 14 | 0.090637
13675 | 10.14 | 1 | 365 | 11.6007 | 0.23699 | 11 | 0.83771
13679 | 14.82 | 1 | 365 | 16.9549 | 0.96175 | 17 | 0.91666
13672 | 8.84 | 1 | 365 | 10.1135 | 0.25789 | 10 | 0.37134
13673 | 5.2 | 1 | 365 | 5.9491 | 0.9164 | 6 | 0.86549
13671 | 6.5 | 1 | 365 | 7.4364 | 0.8955 | 8 | 0.33187
13662 | 10.92 | 1 | 365 | 12.4931 | 0.024447 | 12 | 0.51754
13658 | 3.9 | 1 | 365 | 4.4618 | 0.9373 | 5 | 0.39912
14318 | 13.005 | 1 | 365 | 14.8784 | 0.80247 | 15 | 0.68091
13651 | 3.57 | 1 | 365 | 4.0843 | 0.18107 | 4 | 0.26535
13646 | 6.76 | 1 | 365 | 7.7338 | 0.49132 | 8 | 0.22514
13638 | 7.28 | 1 | 365 | 8.3287 | 0.68296 | 9 | 0.011692
13636 | 6.24 | 1 | 365 | 7.1389 | 0.29968 | 7 | 0.43859
13630 | 10.14 | 1 | 365 | 11.6007 | 0.23699 | 11 | 0.83771
13626 | 8.32 | 1 | 365 | 9.5185 | 0.066245 | 9 | 0.58479
13399 | 7.8 | 1 | 365 | 8.9236 | 0.8746 | 9 | 0.79824
13398 | 6.76 | 1 | 365 | 7.7338 | 0.49132 | 8 | 0.22514
13394 | 6.24 | 1 | 365 | 7.1389 | 0.29968 | 7 | 0.43859
13393 | 10.14 | 1 | 365 | 11.6007 | 0.23699 | 11 | 0.83771
13391 | 9.88 | 1 | 365 | 11.3033 | 0.64117 | 11 | 0.94444
13387 | 3.315 | 1 | 365 | 3.7925 | 0.59671 | 4 | 0.38925
13383 | 8.32 | 1 | 365 | 9.5185 | 0.066245 | 9 | 0.58479
13307 | 7.02 | 1 | 365 | 8.0313 | 0.087144 | 8 | 0.11842
13306 | 4.94 | 1 | 365 | 5.6516 | 0.32058 | 5 | 0.97222
13304 | 3.9 | 1 | 365 | 4.4618 | 0.9373 | 5 | 0.39912
13302 | 4.42 | 1 | 365 | 5.0567 | 0.12894 | 5 | 0.18567
13301 | 5.46 | 1 | 365 | 6.2465 | 0.51222 | 6 | 0.75877
13300 | 3.06 | 1 | 365 | 3.5008 | 0.012345 | 3 | 0.51316
13299 | 9.36 | 1 | 365 | 10.7084 | 0.44953 | 11 | 0.15789
13297 | 8.32 | 1 | 365 | 9.5185 | 0.066245 | 9 | 0.58479
13264 | 6.5 | 1 | 365 | 7.4364 | 0.8955 | 8 | 0.33187
13262 | 12.455 | 1 | 365 | 14.2492 | 0.54208 | 14 | 0.79129
13260 | 4.16 | 1 | 365 | 4.7593 | 0.53312 | 5 | 0.2924
13258 | 7.54 | 1 | 365 | 8.6262 | 0.27878 | 8 | 0.90497
13257 | 5.72 | 1 | 365 | 6.544 | 0.10804 | 6 | 0.65204
13253 | 9.62 | 1 | 365 | 11.0058 | 0.045346 | 11 | 0.051165
13252 | 7.54 | 1 | 365 | 8.6262 | 0.27878 | 8 | 0.90497
13251 | 9.62 | 1 | 365 | 11.0058 | 0.045346 | 11 | 0.051165
13248 | 7.54 | 1 | 365 | 8.6262 | 0.27878 | 8 | 0.90497
13247 | 4.68 | 1 | 365 | 5.3542 | 0.72476 | 6 | 0.078945
13246 | 10.4 | 1 | 365 | 11.8982 | 0.83281 | 12 | 0.73099
13198 | 6.24 | 1 | 365 | 7.1389 | 0.29968 | 7 | 0.43859
13196 | 6.24 | 1 | 365 | 7.1389 | 0.29968 | 7 | 0.43859
13195 | 3.38 | 1 | 365 | 3.8669 | 0.74566 | 4 | 0.61257
13192 | 8.84 | 1 | 365 | 10.1135 | 0.25789 | 10 | 0.37134
13190 | 5.2 | 1 | 365 | 5.9491 | 0.9164 | 6 | 0.86549
13176 | 3.9 | 1 | 365 | 4.4618 | 0.9373 | 5 | 0.39912
13175 | 9.945 | 1 | 365 | 11.3776 | 0.79012 | 12 | 0.16776
13174 | 5.46 | 1 | 365 | 6.2465 | 0.51222 | 6 | 0.75877
13173 | 10.92 | 1 | 365 | 12.4931 | 0.024447 | 12 | 0.51754
13171 | 5.355 | 1 | 365 | 6.1264 | 0.2716 | 6 | 0.39802
13170 | 8.32 | 1 | 365 | 9.5185 | 0.066245 | 9 | 0.58479
13168 | 7.02 | 1 | 365 | 8.0313 | 0.087144 | 8 | 0.11842
13169 | 6.5 | 1 | 365 | 7.4364 | 0.8955 | 8 | 0.33187
13161 | 7.54 | 1 | 365 | 8.6262 | 0.27878 | 8 | 0.90497
13152 | 13.52 | 1 | 365 | 15.4676 | 0.98265 | 16 | 0.45029
13150 | 11.7 | 1 | 365 | 13.3855 | 0.81191 | 14 | 0.19736
13146 | 6.24 | 1 | 365 | 7.1389 | 0.29968 | 7 | 0.43859
13144 | 8.84 | 1 | 365 | 10.1135 | 0.25789 | 10 | 0.37134
13139 | 2.86 | 1 | 365 | 3.272 | 0.55402 | 3 | 0.82602
13136 | 7.8 | 1 | 365 | 8.9236 | 0.8746 | 9 | 0.79824
13129 | 4.94 | 1 | 365 | 5.6516 | 0.32058 | 5 | 0.97222
13130 | 11.44 | 1 | 365 | 13.088 | 0.21609 | 13 | 0.30409
13127 | 8.84 | 1 | 365 | 10.1135 | 0.25789 | 10 | 0.37134
13125 | 4.16 | 1 | 365 | 4.7593 | 0.53312 | 5 | 0.2924
13111 | 5.2 | 1 | 365 | 5.9491 | 0.9164 | 6 | 0.86549
13109 | 2.805 | 1 | 365 | 3.2091 | 0.42798 | 3 | 0.63706
13104 | 6.24 | 1 | 365 | 7.1389 | 0.29968 | 7 | 0.43859
13100 | 6.24 | 1 | 365 | 7.1389 | 0.29968 | 7 | 0.43859
13099 | 5.98 | 1 | 365 | 6.8415 | 0.70386 | 7 | 0.54532
13096 | 8.58 | 1 | 365 | 9.816 | 0.66207 | 10 | 0.47807
13095 | 11.7 | 1 | 365 | 13.3855 | 0.81191 | 14 | 0.19736
13092 | 6.63 | 1 | 365 | 7.5851 | 0.19341 | 7 | 0.77851
13087 | 3.825 | 1 | 365 | 4.376 | 0.76543 | 5 | 0.14145
13083 | 5.1 | 1 | 365 | 5.8347 | 0.68724 | 6 | 0.52193
13080 | 5.46 | 1 | 365 | 6.2465 | 0.51222 | 6 | 0.75877
13044 | 10.4 | 1 | 365 | 11.8982 | 0.83281 | 12 | 0.73099
13043 | 5.2 | 1 | 365 | 5.9491 | 0.9164 | 6 | 0.86549
13041 | 6.5 | 1 | 365 | 7.4364 | 0.8955 | 8 | 0.33187
13040 | 10.92 | 1 | 365 | 12.4931 | 0.024447 | 12 | 0.51754
13036 | 5.46 | 1 | 365 | 6.2465 | 0.51222 | 6 | 0.75877
13034 | 3.06 | 1 | 365 | 3.5008 | 0.012345 | 3 | 0.51316
13030 | 4.68 | 1 | 365 | 5.3542 | 0.72476 | 6 | 0.078945
13009 | 11.475 | 1 | 365 | 13.128 | 0.29629 | 13 | 0.42434
13007 | 10.14 | 1 | 365 | 11.6007 | 0.23699 | 11 | 0.83771
13004 | 11.475 | 1 | 365 | 13.128 | 0.29629 | 13 | 0.42434
13002 | 6.76 | 1 | 365 | 7.7338 | 0.49132 | 8 | 0.22514
12981 | 10.4 | 1 | 365 | 11.8982 | 0.83281 | 12 | 0.73099
12980 | 3.5 | 1 | 365 | 4.0042 | 0.020656 | 4 | 0.024852
12958 | 5.98 | 1 | 365 | 6.8415 | 0.70386 | 7 | 0.54532
12956 | 4.59 | 1 | 365 | 5.2512 | 0.51852 | 5 | 0.76973
12733 | 10.14 | 1 | 365 | 11.6007 | 0.23699 | 11 | 0.83771
12730 | 9.275 | 1 | 365 | 10.6111 | 0.25474 | 10 | 0.86586
12714 | 7.8 | 1 | 365 | 8.9236 | 0.8746 | 9 | 0.79824
12707 | 4.42 | 1 | 365 | 5.0567 | 0.12894 | 5 | 0.18567
12700 | 7.28 | 1 | 365 | 8.3287 | 0.68296 | 9 | 0.011692
12693 | 5.72 | 1 | 365 | 6.544 | 0.10804 | 6 | 0.65204
12664 | 2.55 | 1 | 365 | 2.9173 | 0.84362 | 3 | 0.76096
12658 | 8.84 | 1 | 365 | 10.1135 | 0.25789 | 10 | 0.37134
12656 | 4.42 | 1 | 365 | 5.0567 | 0.12894 | 5 | 0.18567
12655 | 15.045 | 1 | 365 | 17.2123 | 0.47736 | 17 | 0.68969
12654 | 8.84 | 1 | 365 | 10.1135 | 0.25789 | 10 | 0.37134
12652 | 3.5 | 1 | 365 | 4.0042 | 0.020656 | 4 | 0.024852
12653 | 6.5 | 1 | 365 | 7.4364 | 0.8955 | 8 | 0.33187
12648 | 3.825 | 1 | 365 | 4.376 | 0.76543 | 5 | 0.14145
12647 | 16.38 | 1 | 365 | 18.7396 | 0.53667 | 19 | 0.27631
12644 | 9.36 | 1 | 365 | 10.7084 | 0.44953 | 11 | 0.15789
12639 | 8.32 | 1 | 365 | 9.5185 | 0.066245 | 9 | 0.58479
12638 | 7.28 | 1 | 365 | 8.3287 | 0.68296 | 9 | 0.011692
12637 | 10.14 | 1 | 365 | 11.6007 | 0.23699 | 11 | 0.83771
12566 | 3.06 | 1 | 365 | 3.5008 | 0.012345 | 3 | 0.51316
12564 | 4.94 | 1 | 365 | 5.6516 | 0.32058 | 5 | 0.97222
12562 | 6.24 | 1 | 365 | 7.1389 | 0.29968 | 7 | 0.43859
12561 | 7.8 | 1 | 365 | 8.9236 | 0.8746 | 9 | 0.79824
12557 | 4.77 | 1 | 365 | 5.4571 | 0.93101 | 6 | 0.38816
12558 | 9.36 | 1 | 365 | 10.7084 | 0.44953 | 11 | 0.15789
12556 | 5.2 | 1 | 365 | 5.9491 | 0.9164 | 6 | 0.86549
12555 | 3.825 | 1 | 365 | 4.376 | 0.76543 | 5 | 0.14145
12548 | 13.26 | 1 | 365 | 15.1702 | 0.38683 | 15 | 0.55701
12549 | 11.7 | 1 | 365 | 13.3855 | 0.81191 | 14 | 0.19736
12546 | 6.76 | 1 | 365 | 7.7338 | 0.49132 | 8 | 0.22514
12545 | 9.62 | 1 | 365 | 11.0058 | 0.045346 | 11 | 0.051165
12544 | 2.55 | 1 | 365 | 2.9173 | 0.84362 | 3 | 0.76096
12541 | 2 | 1 | 365 | 2.2881 | 0.58323 | 2 | 0.87134
12540 | 5.46 | 1 | 365 | 6.2465 | 0.51222 | 6 | 0.75877
12509 | 10.14 | 1 | 365 | 11.6007 | 0.23699 | 11 | 0.83771
12506 | 4.94 | 1 | 365 | 5.6516 | 0.32058 | 5 | 0.97222
12502 | 7.8 | 1 | 365 | 8.9236 | 0.8746 | 9 | 0.79824
12497 | 2.86 | 1 | 365 | 3.272 | 0.55402 | 3 | 0.82602
12494 | 3.9 | 1 | 365 | 4.4618 | 0.9373 | 5 | 0.39912
12490 | 7.28 | 1 | 365 | 8.3287 | 0.68296 | 9 | 0.011692
12488 | 4.16 | 1 | 365 | 4.7593 | 0.53312 | 5 | 0.2924
12487 | 3.38 | 1 | 365 | 3.8669 | 0.74566 | 4 | 0.61257
12485 | 8.32 | 1 | 365 | 9.5185 | 0.066245 | 9 | 0.58479
12482 | 7.14 | 1 | 365 | 8.1686 | 0.36214 | 8 | 0.5307
12480 | 5.72 | 1 | 365 | 6.544 | 0.10804 | 6 | 0.65204
12466 | 5.2 | 1 | 365 | 5.9491 | 0.9164 | 6 | 0.86549
12451 | 7.28 | 1 | 365 | 8.3287 | 0.68296 | 9 | 0.011692
12450 | 11.44 | 1 | 365 | 13.088 | 0.21609 | 13 | 0.30409
12446 | 10.14 | 1 | 365 | 11.6007 | 0.23699 | 11 | 0.83771
12445 | 6.24 | 1 | 365 | 7.1389 | 0.29968 | 7 | 0.43859
12444 | 8.32 | 1 | 365 | 9.5185 | 0.066245 | 9 | 0.58479
12443 | 6.375 | 1 | 365 | 7.2934 | 0.60905 | 7 | 0.90241
12441 | 10.965 | 1 | 365 | 12.5446 | 0.12757 | 12 | 0.67214
12440 | 9.62 | 1 | 365 | 11.0058 | 0.045346 | 11 | 0.051165
12435 | 6.76 | 1 | 365 | 7.7338 | 0.49132 | 8 | 0.22514
12434 | 4.42 | 1 | 365 | 5.0567 | 0.12894 | 5 | 0.18567
12400 | 8.925 | 1 | 365 | 10.2107 | 0.45267 | 10 | 0.66337
12396 | 3.825 | 1 | 365 | 4.376 | 0.76543 | 5 | 0.14145
12394 | 3.9 | 1 | 365 | 4.4618 | 0.9373 | 5 | 0.39912
12392 | 10.4 | 1 | 365 | 11.8982 | 0.83281 | 12 | 0.73099
12389 | 10.4 | 1 | 365 | 11.8982 | 0.83281 | 12 | 0.73099
12383 | 5.2 | 1 | 365 | 5.9491 | 0.9164 | 6 | 0.86549
12374 | 7.54 | 1 | 365 | 8.6262 | 0.27878 | 8 | 0.90497
11829 | 7.28 | 1 | 365 | 8.3287 | 0.68296 | 9 | 0.011692
11828 | 3 | 1 | 365 | 3.4322 | 0.87485 | 4 | 0.30702
11827 | 11.44 | 1 | 365 | 13.088 | 0.21609 | 13 | 0.30409
11825 | 5.2 | 1 | 365 | 5.9491 | 0.9164 | 6 | 0.86549
11810 | 15.08 | 1 | 365 | 17.2524 | 0.55757 | 17 | 0.80993
11813 | 2.55 | 1 | 365 | 2.9173 | 0.84362 | 3 | 0.76096
11809 | 3.38 | 1 | 365 | 3.8669 | 0.74566 | 4 | 0.61257
11807 | 5.46 | 1 | 365 | 6.2465 | 0.51222 | 6 | 0.75877
11806 | 11.96 | 1 | 365 | 13.6829 | 0.40773 | 14 | 0.090637
11804 | 7.54 | 1 | 365 | 8.6262 | 0.27878 | 8 | 0.90497
11802 | 10.4 | 1 | 365 | 11.8982 | 0.83281 | 12 | 0.73099
11790 | 2.805 | 1 | 365 | 3.2091 | 0.42798 | 3 | 0.63706
11788 | 11.96 | 1 | 365 | 13.6829 | 0.40773 | 14 | 0.090637
11786 | 3.64 | 1 | 365 | 4.1644 | 0.34148 | 4 | 0.50585
11780 | 4.335 | 1 | 365 | 4.9595 | 0.93416 | 5 | 0.89364
11779 | 3.12 | 1 | 365 | 3.5695 | 0.14984 | 3 | 0.7193
11778 | 8.32 | 1 | 365 | 9.5185 | 0.066245 | 9 | 0.58479
11777 | 5.98 | 1 | 365 | 6.8415 | 0.70386 | 7 | 0.54532
11775 | 6.76 | 1 | 365 | 7.7338 | 0.49132 | 8 | 0.22514
11770 | 7.54 | 1 | 365 | 8.6262 | 0.27878 | 8 | 0.90497
11761 | 10.14 | 1 | 365 | 11.6007 | 0.23699 | 11 | 0.83771
11760 | 7.8 | 1 | 365 | 8.9236 | 0.8746 | 9 | 0.79824
11758 | 5.46 | 1 | 365 | 6.2465 | 0.51222 | 6 | 0.75877
11756 | 9.1 | 1 | 365 | 10.4109 | 0.85371 | 11 | 0.26462
11739 | 13 | 1 | 365 | 14.8727 | 0.79101 | 15 | 0.66374
11738 | 3.12 | 1 | 365 | 3.5695 | 0.14984 | 3 | 0.7193
11737 | 4.42 | 1 | 365 | 5.0567 | 0.12894 | 5 | 0.18567
11736 | 7.54 | 1 | 365 | 8.6262 | 0.27878 | 8 | 0.90497
11720 | 10.14 | 1 | 365 | 11.6007 | 0.23699 | 11 | 0.83771
11719 | 7.54 | 1 | 365 | 8.6262 | 0.27878 | 8 | 0.90497
11717 | 6.5 | 1 | 365 | 7.4364 | 0.8955 | 8 | 0.33187
11714 | 4.94 | 1 | 365 | 5.6516 | 0.32058 | 5 | 0.97222
11712 | 5.72 | 1 | 365 | 6.544 | 0.10804 | 6 | 0.65204
11708 | 8.32 | 1 | 365 | 9.5185 | 0.066245 | 9 | 0.58479
11705 | 12.48 | 1 | 365 | 14.2778 | 0.59937 | 14 | 0.87719
11704 | 5.865 | 1 | 365 | 6.7099 | 0.44033 | 7 | 0.15022
11703 | 4.42 | 1 | 365 | 5.0567 | 0.12894 | 5 | 0.18567
11702 | 5.98 | 1 | 365 | 6.8415 | 0.70386 | 7 | 0.54532
11690 | 7.8 | 1 | 365 | 8.9236 | 0.8746 | 9 | 0.79824
11683 | 2.04 | 1 | 365 | 2.3339 | 0.6749 | 3 | 0.0087709
11680 | 5.98 | 1 | 365 | 6.8415 | 0.70386 | 7 | 0.54532
11685 | 8.06 | 1 | 365 | 9.2211 | 0.47042 | 9 | 0.69152
11682 | 12.495 | 1 | 365 | 14.295 | 0.63374 | 14 | 0.92872
11679 | 7.395 | 1 | 365 | 8.4603 | 0.9465 | 9 | 0.40679
11670 | 5.46 | 1 | 365 | 6.2465 | 0.51222 | 6 | 0.75877
11669 | 6.12 | 1 | 365 | 7.0016 | 0.02469 | 7 | 0.026313
11668 | 8.32 | 1 | 365 | 9.5185 | 0.066245 | 9 | 0.58479
11667 | 3.64 | 1 | 365 | 4.1644 | 0.34148 | 4 | 0.50585
11664 | 4.16 | 1 | 365 | 4.7593 | 0.53312 | 5 | 0.2924
11643 | 8.58 | 1 | 365 | 9.816 | 0.66207 | 10 | 0.47807
11663 | 11.44 | 1 | 365 | 13.088 | 0.21609 | 13 | 0.30409
11660 | 12.22 | 1 | 365 | 13.9804 | 0.0035475 | 13 | 0.98391
11659 | 10.14 | 1 | 365 | 11.6007 | 0.23699 | 11 | 0.83771
11658 | 5.2 | 1 | 365 | 5.9491 | 0.9164 | 6 | 0.86549
11657 | 5.355 | 1 | 365 | 6.1264 | 0.2716 | 6 | 0.39802
11655 | 4.16 | 1 | 365 | 4.7593 | 0.53312 | 5 | 0.2924
11652 | 2.805 | 1 | 365 | 3.2091 | 0.42798 | 3 | 0.63706
11651 | 5.72 | 1 | 365 | 6.544 | 0.10804 | 6 | 0.65204
11641 | 4.16 | 1 | 365 | 4.7593 | 0.53312 | 5 | 0.2924
11615 | 13.26 | 1 | 365 | 15.1702 | 0.38683 | 15 | 0.55701
11605 | 5.72 | 1 | 365 | 6.544 | 0.10804 | 6 | 0.65204
11584 | 8.58 | 1 | 365 | 9.816 | 0.66207 | 10 | 0.47807
11581 | 3.9 | 1 | 365 | 4.4618 | 0.9373 | 5 | 0.39912
11580 | 3.12 | 1 | 365 | 3.5695 | 0.14984 | 3 | 0.7193
11579 | 2.08 | 1 | 365 | 2.3796 | 0.76656 | 3 | 0.1462
11578 | 8.5 | 1 | 365 | 9.7245 | 0.47874 | 10 | 0.20321
11576 | 7.8 | 1 | 365 | 8.9236 | 0.8746 | 9 | 0.79824
11574 | 9.88 | 1 | 365 | 11.3033 | 0.64117 | 11 | 0.94444
11572 | 5.98 | 1 | 365 | 6.8415 | 0.70386 | 7 | 0.54532
11568 | 6.885 | 1 | 365 | 7.8768 | 0.77778 | 8 | 0.6546
11567 | 6.5 | 1 | 365 | 7.4364 | 0.8955 | 8 | 0.33187
11556 | 7.28 | 1 | 365 | 8.3287 | 0.68296 | 9 | 0.011692
11552 | 4.16 | 1 | 365 | 4.7593 | 0.53312 | 5 | 0.2924
11077 | 7.54 | 1 | 365 | 8.6262 | 0.27878 | 8 | 0.90497
10966 | 9.88 | 1 | 365 | 11.3033 | 0.64117 | 11 | 0.94444
10978 | 4.42 | 1 | 365 | 5.0567 | 0.12894 | 5 | 0.18567
11054 | 4.68 | 1 | 365 | 5.3542 | 0.72476 | 6 | 0.078945
11039 | 5.2 | 1 | 365 | 5.9491 | 0.9164 | 6 | 0.86549
11035 | 9.36 | 1 | 365 | 10.7084 | 0.44953 | 11 | 0.15789
11021 | 5.61 | 1 | 365 | 6.4182 | 0.85597 | 7 | 0.27412
11019 | 8.32 | 1 | 365 | 9.5185 | 0.066245 | 9 | 0.58479
10922 | 6.24 | 1 | 365 | 7.1389 | 0.29968 | 7 | 0.43859
10969 | 5.46 | 1 | 365 | 6.2465 | 0.51222 | 6 | 0.75877
10983 | 7.14 | 1 | 365 | 8.1686 | 0.36214 | 8 | 0.5307
10976 | 11.96 | 1 | 365 | 13.6829 | 0.40773 | 14 | 0.090637
11298 | 3.12 | 1 | 365 | 3.5695 | 0.14984 | 3 | 0.7193
11317 | 5.865 | 1 | 365 | 6.7099 | 0.44033 | 7 | 0.15022
10977 | 6.5 | 1 | 365 | 7.4364 | 0.8955 | 8 | 0.33187
10965 | 7.8 | 1 | 365 | 8.9236 | 0.8746 | 9 | 0.79824
10968 | 5.72 | 1 | 365 | 6.544 | 0.10804 | 6 | 0.65204
10974 | 4.68 | 1 | 365 | 5.3542 | 0.72476 | 6 | 0.078945
11232 | 7.65 | 1 | 365 | 8.752 | 0.53086 | 9 | 0.28289
11043 | 5.98 | 1 | 365 | 6.8415 | 0.70386 | 7 | 0.54532
13822 | 7.65 | 1 | 365 | 8.752 | 0.53086 | 9 | 0.28289
13736 | 7.65 | 1 | 365 | 8.752 | 0.53086 | 9 | 0.28289
13793 | 5.355 | 1 | 365 | 6.1264 | 0.2716 | 6 | 0.39802
13852 | 2.6 | 1 | 365 | 2.9745 | 0.9582 | 3 | 0.93275
13851 | 3.64 | 1 | 365 | 4.1644 | 0.34148 | 4 | 0.50585
13847 | 10.965 | 1 | 365 | 12.5446 | 0.12757 | 12 | 0.67214
13316 | 6.885 | 1 | 365 | 7.8768 | 0.77778 | 8 | 0.6546
13366 | 9.435 | 1 | 365 | 10.7942 | 0.6214 | 11 | 0.41557
13323 | 7.65 | 1 | 365 | 8.752 | 0.53086 | 9 | 0.28289
13386 | 3.75 | 1 | 365 | 4.2902 | 0.59356 | 4 | 0.88377
13395 | 8.16 | 1 | 365 | 9.3355 | 0.69959 | 10 | 0.035084
13846 | 8.84 | 1 | 365 | 10.1135 | 0.25789 | 10 | 0.37134
13361 | 7.14 | 1 | 365 | 8.1686 | 0.36214 | 8 | 0.5307
13841 | 8.925 | 1 | 365 | 10.2107 | 0.45267 | 10 | 0.66337
13474 | 9.69 | 1 | 365 | 11.0859 | 0.20576 | 11 | 0.29166
13505 | 9.435 | 1 | 365 | 10.7942 | 0.6214 | 11 | 0.41557
13406 | 5.355 | 1 | 365 | 6.1264 | 0.2716 | 6 | 0.39802
13484 | 2.55 | 1 | 365 | 2.9173 | 0.84362 | 3 | 0.76096
13498 | 6.885 | 1 | 365 | 7.8768 | 0.77778 | 8 | 0.6546
13335 | 7.905 | 1 | 365 | 9.0438 | 0.11522 | 9 | 0.15899
13488 | 4.59 | 1 | 365 | 5.2512 | 0.51852 | 5 | 0.76973
13475 | 7.65 | 1 | 365 | 8.752 | 0.53086 | 9 | 0.28289
13828 | 6.12 | 1 | 365 | 7.0016 | 0.02469 | 7 | 0.026313
13667 | 8.415 | 1 | 365 | 9.6272 | 0.28395 | 9 | 0.91118
13704 | 5.88 | 1 | 365 | 6.727 | 0.4747 | 7 | 0.20175
13698 | 4.08 | 1 | 365 | 4.6677 | 0.34979 | 5 | 0.017542
13337 | 8 | 1 | 365 | 9.1524 | 0.33293 | 9 | 0.48538
13696 | 9.69 | 1 | 365 | 11.0859 | 0.20576 | 11 | 0.29166
13837 | 7.14 | 1 | 365 | 8.1686 | 0.36214 | 8 | 0.5307
13840 | 11.475 | 1 | 365 | 13.128 | 0.29629 | 13 | 0.42434
13835 | 3.75 | 1 | 365 | 4.2902 | 0.59356 | 4 | 0.88377
13834 | 5.72 | 1 | 365 | 6.544 | 0.10804 | 6 | 0.65204
13827 | 6.76 | 1 | 365 | 7.7338 | 0.49132 | 8 | 0.22514
13824 | 3.57 | 1 | 365 | 4.0843 | 0.18107 | 4 | 0.26535
13823 | 3.825 | 1 | 365 | 4.376 | 0.76543 | 5 | 0.14145
13821 | 13.06 | 1 | 365 | 14.9414 | 0.9285 | 15 | 0.86988
13804 | 8.96 | 1 | 365 | 10.2507 | 0.53288 | 10 | 0.78362
13334 | 3.825 | 1 | 365 | 4.376 | 0.76543 | 5 | 0.14145
13820 | 3.64 | 1 | 365 | 4.1644 | 0.34148 | 4 | 0.50585
13814 | 6.375 | 1 | 365 | 7.2934 | 0.60905 | 7 | 0.90241
13809 | 4.16 | 1 | 365 | 4.7593 | 0.53312 | 5 | 0.2924
13803 | 6 | 1 | 365 | 6.8643 | 0.7497 | 7 | 0.61403
13791 | 9.435 | 1 | 365 | 10.7942 | 0.6214 | 11 | 0.41557
13785 | 5.2 | 1 | 365 | 5.9491 | 0.9164 | 6 | 0.86549
13783 | 3.825 | 1 | 365 | 4.376 | 0.76543 | 5 | 0.14145
13780 | 3.825 | 1 | 365 | 4.376 | 0.76543 | 5 | 0.14145
13778 | 8.58 | 1 | 365 | 9.816 | 0.66207 | 10 | 0.47807
13772 | 5.98 | 1 | 365 | 6.8415 | 0.70386 | 7 | 0.54532
13771 | 9.435 | 1 | 365 | 10.7942 | 0.6214 | 11 | 0.41557
13766 | 4.08 | 1 | 365 | 4.6677 | 0.34979 | 5 | 0.017542
13757 | 8.84 | 1 | 365 | 10.1135 | 0.25789 | 10 | 0.37134
13751 | 5.1 | 1 | 365 | 5.8347 | 0.68724 | 6 | 0.52193
13755 | 3.9 | 1 | 365 | 4.4618 | 0.9373 | 5 | 0.39912
13750 | 9.1 | 1 | 365 | 10.4109 | 0.85371 | 11 | 0.26462
13749 | 13 | 1 | 365 | 14.8727 | 0.79101 | 15 | 0.66374
13748 | 8.84 | 1 | 365 | 10.1135 | 0.25789 | 10 | 0.37134
13747 | 7.14 | 1 | 365 | 8.1686 | 0.36214 | 8 | 0.5307
13709 | 8.16 | 1 | 365 | 9.3355 | 0.69959 | 10 | 0.035084
13676 | 12.24 | 1 | 365 | 14.0032 | 0.04938 | 14 | 0.052625
13668 | 6.12 | 1 | 365 | 7.0016 | 0.02469 | 7 | 0.026313
13427 | 8.16 | 1 | 365 | 9.3355 | 0.69959 | 10 | 0.035084
13625 | 5.32 | 1 | 365 | 6.0864 | 0.1914 | 6 | 0.27778
13479 | 2.55 | 1 | 365 | 2.9173 | 0.84362 | 3 | 0.76096
13616 | 5.49 | 1 | 365 | 6.2809 | 0.58097 | 6 | 0.86184
13585 | 7.905 | 1 | 365 | 9.0438 | 0.11522 | 9 | 0.15899
13613 | 19.74 | 1 | 365 | 22.5837 | 0.2365 | 22 | 0.82017
13586 | 4.08 | 1 | 365 | 4.6677 | 0.34979 | 5 | 0.017542
13588 | 9.69 | 1 | 365 | 11.0859 | 0.20576 | 11 | 0.29166
13594 | 4.75 | 1 | 365 | 5.4343 | 0.88518 | 6 | 0.31944
13596 | 5.61 | 1 | 365 | 6.4182 | 0.85597 | 7 | 0.27412
13902 | 6.76 | 1 | 365 | 7.7338 | 0.49132 | 8 | 0.22514
13904 | 6.5 | 1 | 365 | 7.4364 | 0.8955 | 8 | 0.33187
13867 | 5.61 | 1 | 365 | 6.4182 | 0.85597 | 7 | 0.27412
13873 | 5.46 | 1 | 365 | 6.2465 | 0.51222 | 6 | 0.75877
13876 | 4.59 | 1 | 365 | 5.2512 | 0.51852 | 5 | 0.76973
13870 | 4.16 | 1 | 365 | 4.7593 | 0.53312 | 5 | 0.2924
13830 | 3.675 | 1 | 365 | 4.2044 | 0.42169 | 4 | 0.62609
13740 | 5.1 | 1 | 365 | 5.8347 | 0.68724 | 6 | 0.52193
13844 | 6.375 | 1 | 365 | 7.2934 | 0.60905 | 7 | 0.90241
13836 | 6.12 | 1 | 365 | 7.0016 | 0.02469 | 7 | 0.026313
13855 | 2.295 | 1 | 365 | 2.6256 | 0.25926 | 2 | 0.88487
13781 | 4.08 | 1 | 365 | 4.6677 | 0.34979 | 5 | 0.017542
13794 | 5.355 | 1 | 365 | 6.1264 | 0.2716 | 6 | 0.39802
13854 | 3.825 | 1 | 365 | 4.376 | 0.76543 | 5 | 0.14145
13779 | 3.06 | 1 | 365 | 3.5008 | 0.012345 | 3 | 0.51316
13789 | 5.39 | 1 | 365 | 6.1665 | 0.35181 | 6 | 0.51827
13769 | 3.315 | 1 | 365 | 3.7925 | 0.59671 | 4 | 0.38925
13916 | 5.355 | 1 | 365 | 6.1264 | 0.2716 | 6 | 0.39802
12745 | 9.8 | 1 | 365 | 11.2117 | 0.45784 | 11 | 0.66959
13756 | 5.1 | 1 | 365 | 5.8347 | 0.68724 | 6 | 0.52193
13745 | 3.185 | 1 | 365 | 3.6438 | 0.2988 | 3 | 0.94262
11592 | 438.75 | 0.9 | 365 | 451.7591 | 0.90187 | 452 | 0.66098
11601 | 269.75 | 1 | 365 | 308.6091 | 0.16342 | 308 | 0.77252
6781 | 590 | 0.9 | 365 | 607.4937 | 0.8481 | 608 | 0.34183
14599 | 5.98 | 1 | 365 | 6.8415 | 0.70386 | 7 | 0.54532
11590 | 195 | 0.9 | 365 | 200.7818 | 0.17861 | 200 | 0.96044
11591 | 120.25 | 0.9 | 365 | 123.8155 | 0.010142 | 123 | 0.8256
14597 | 6.63 | 1 | 365 | 7.5851 | 0.19341 | 7 | 0.77851
14451 | 10.215 | 1 | 365 | 11.6865 | 0.40886 | 12 | 0.095389
14509 | 11.96 | 1 | 365 | 13.6829 | 0.40773 | 14 | 0.090637
14653 | 3.775 | 1 | 365 | 4.3188 | 0.65085 | 4 | 0.96966
14397 | 4.725 | 1 | 365 | 5.4057 | 0.82789 | 6 | 0.23355
14323 | 4.98 | 1 | 365 | 5.6974 | 0.41225 | 6 | 0.10965
14346 | 6.725 | 1 | 365 | 7.6938 | 0.41112 | 8 | 0.10489
14493 | 6.215 | 1 | 365 | 7.1103 | 0.24239 | 7 | 0.3527
1668 | 11.22 | 1 | 365 | 12.8363 | 0.71193 | 13 | 0.54824
13255 | 9.18 | 1 | 365 | 10.5024 | 0.037035 | 10 | 0.53947
13178 | 6.375 | 1 | 365 | 7.2934 | 0.60905 | 7 | 0.90241
13165 | 4.68 | 1 | 365 | 5.3542 | 0.72476 | 6 | 0.078945
13456 | 7.905 | 1 | 365 | 9.0438 | 0.11522 | 9 | 0.15899
12767 | 8.06 | 1 | 365 | 9.2211 | 0.47042 | 9 | 0.69152
13448 | 11.76 | 1 | 365 | 13.4541 | 0.9494 | 14 | 0.4035
12674 | 5.2 | 1 | 365 | 5.9491 | 0.9164 | 6 | 0.86549
12346 | 6.63 | 1 | 365 | 7.5851 | 0.19341 | 7 | 0.77851
13443 | 8.175 | 1 | 365 | 9.3527 | 0.73396 | 10 | 0.086619
12174 | 9.36 | 1 | 365 | 10.7084 | 0.44953 | 11 | 0.15789
11689 | 10.2 | 1 | 365 | 11.6694 | 0.37448 | 12 | 0.043854
11539 | 11.18 | 1 | 365 | 12.7905 | 0.62027 | 13 | 0.41081
12471 | 11.445 | 1 | 365 | 13.0937 | 0.22755 | 13 | 0.32127
13360 | 6.9 | 1 | 365 | 7.894 | 0.81215 | 8 | 0.70614
10973 | 11.73 | 1 | 365 | 13.4198 | 0.88066 | 14 | 0.30043
10970 | 17.085 | 1 | 365 | 19.5462 | 0.15226 | 19 | 0.69846
13389 | 7.14 | 1 | 365 | 8.1686 | 0.36214 | 8 | 0.5307
13309 | 5.61 | 1 | 365 | 6.4182 | 0.85597 | 7 | 0.27412
13377 | 3.57 | 1 | 365 | 4.0843 | 0.18107 | 4 | 0.26535
13388 | 2.55 | 1 | 365 | 2.9173 | 0.84362 | 3 | 0.76096
13372 | 7.905 | 1 | 365 | 9.0438 | 0.11522 | 9 | 0.15899
13397 | 6.615 | 1 | 365 | 7.5679 | 0.15904 | 7 | 0.72697
13369 | 9.69 | 1 | 365 | 11.0859 | 0.20576 | 11 | 0.29166
13364 | 6.25 | 1 | 365 | 7.1504 | 0.3226 | 7 | 0.47295
13106 | 5.88 | 1 | 365 | 6.727 | 0.4747 | 7 | 0.20175
13090 | 5.1 | 1 | 365 | 5.8347 | 0.68724 | 6 | 0.52193
12722 | 5.355 | 1 | 365 | 6.1264 | 0.2716 | 6 | 0.39802
13401 | 2.55 | 1 | 365 | 2.9173 | 0.84362 | 3 | 0.76096
13289 | 6.375 | 1 | 365 | 7.2934 | 0.60905 | 7 | 0.90241
13404 | 5.39 | 1 | 365 | 6.1665 | 0.35181 | 6 | 0.51827
12507 | 2.805 | 1 | 365 | 3.2091 | 0.42798 | 3 | 0.63706
13292 | 5 | 1 | 365 | 5.7203 | 0.45808 | 6 | 0.17836
13409 | 4.59 | 1 | 365 | 5.2512 | 0.51852 | 5 | 0.76973
12070 | 4.59 | 1 | 365 | 5.2512 | 0.51852 | 5 | 0.76973
13368 | 6.37 | 1 | 365 | 7.2876 | 0.59759 | 7 | 0.88523
13362 | 6.885 | 1 | 365 | 7.8768 | 0.77778 | 8 | 0.6546
13294 | 6.63 | 1 | 365 | 7.5851 | 0.19341 | 7 | 0.77851
13277 | 9.435 | 1 | 365 | 10.7942 | 0.6214 | 11 | 0.41557
13272 | 3.43 | 1 | 365 | 3.9241 | 0.86024 | 4 | 0.78435
13374 | 3.675 | 1 | 365 | 4.2044 | 0.42169 | 4 | 0.62609
13378 | 3.315 | 1 | 365 | 3.7925 | 0.59671 | 4 | 0.38925
13295 | 8.16 | 1 | 365 | 9.3355 | 0.69959 | 10 | 0.035084
13293 | 7.65 | 1 | 365 | 8.752 | 0.53086 | 9 | 0.28289
13279 | 7.905 | 1 | 365 | 9.0438 | 0.11522 | 9 | 0.15899
13003 | 4.845 | 1 | 365 | 5.543 | 0.10288 | 5 | 0.64583
13311 | 5.865 | 1 | 365 | 6.7099 | 0.44033 | 7 | 0.15022
13313 | 7.14 | 1 | 365 | 8.1686 | 0.36214 | 8 | 0.5307
12957 | 8.67 | 1 | 365 | 9.919 | 0.86831 | 10 | 0.78728
12849 | 7.65 | 1 | 365 | 8.752 | 0.53086 | 9 | 0.28289
11085 | 10.455 | 1 | 365 | 11.9611 | 0.95885 | 12 | 0.91995
13261 | 4.24 | 1 | 365 | 4.8508 | 0.71645 | 5 | 0.56725
13032 | 2.5 | 1 | 365 | 2.8601 | 0.72904 | 3 | 0.58918
12709 | 12.74 | 1 | 365 | 14.5753 | 0.19519 | 14 | 0.77046
15280 | 6.25 | 1 | 365 | 7.1504 | 0.3226 | 7 | 0.47295
12662 | 7.28 | 1 | 365 | 8.3287 | 0.68296 | 9 | 0.011692
12449 | 7.14 | 1 | 365 | 8.1686 | 0.36214 | 8 | 0.5307
12384 | 8.67 | 1 | 365 | 9.919 | 0.86831 | 10 | 0.78728
11838 | 4.335 | 1 | 365 | 4.9595 | 0.93416 | 5 | 0.89364
11834 | 7.02 | 1 | 365 | 8.0313 | 0.087144 | 8 | 0.11842
138 | 1275 | 0.7 | 365 | 1021.07 | 0.26728 | 1021 | 0.33726
10893 | 3.9 | 1 | 365 | 4.4618 | 0.9373 | 5 | 0.39912
11814 | 7.02 | 1 | 365 | 8.0313 | 0.087144 | 8 | 0.11842
11666 | 8.58 | 1 | 365 | 9.816 | 0.66207 | 10 | 0.47807
11569 | 14.025 | 1 | 365 | 16.0454 | 0.13991 | 16 | 0.1853
11501 | 7.905 | 1 | 365 | 9.0438 | 0.11522 | 9 | 0.15899
11490 | 6.375 | 1 | 365 | 7.2934 | 0.60905 | 7 | 0.90241
11221 | 4.5 | 1 | 365 | 5.1483 | 0.31227 | 5 | 0.46052
11075 | 12.495 | 1 | 365 | 14.295 | 0.63374 | 14 | 0.92872
11041 | 9.18 | 1 | 365 | 10.5024 | 0.037035 | 10 | 0.53947
13167 | 2.94 | 1 | 365 | 3.3635 | 0.73735 | 4 | 0.10088
13375 | 912 | 1 | 365 | 1043.3791 | 0.95379 | 1044 | 0.33286
13179 | 8.415 | 1 | 365 | 9.6272 | 0.28395 | 9 | 0.91118
13078 | 3.825 | 1 | 365 | 4.376 | 0.76543 | 5 | 0.14145
13140 | 5.865 | 1 | 365 | 6.7099 | 0.44033 | 7 | 0.15022
13131 | 3.825 | 1 | 365 | 4.376 | 0.76543 | 5 | 0.14145
13098 | 7.14 | 1 | 365 | 8.1686 | 0.36214 | 8 | 0.5307
13367 | 6.375 | 1 | 365 | 7.2934 | 0.60905 | 7 | 0.90241
13358 | 11.4 | 1 | 365 | 13.0422 | 0.12442 | 13 | 0.16666
12998 | 6.63 | 1 | 365 | 7.5851 | 0.19341 | 7 | 0.77851
12994 | 3.43 | 1 | 365 | 3.9241 | 0.86024 | 4 | 0.78435
11031 | 11.73 | 1 | 365 | 13.4198 | 0.88066 | 14 | 0.30043
11036 | 14.28 | 1 | 365 | 16.3371 | 0.72428 | 17 | 0.061396
15021 | 6.725 | 1 | 365 | 7.6938 | 0.41112 | 8 | 0.10489
13164 | 6.25 | 1 | 365 | 7.1504 | 0.3226 | 7 | 0.47295
13108 | 9.18 | 1 | 365 | 10.5024 | 0.037035 | 10 | 0.53947
12984 | 7.595 | 1 | 365 | 8.6891 | 0.40482 | 9 | 0.093929
15100 | 14.25 | 1 | 365 | 16.3028 | 0.65553 | 16 | 0.95833
15022 | 8.47 | 1 | 365 | 9.6902 | 0.40999 | 10 | 0.10014
15104 | 6.47 | 1 | 365 | 7.402 | 0.82676 | 8 | 0.2288
15067 | 10.215 | 1 | 365 | 11.6865 | 0.40886 | 12 | 0.095389
13270 | 5.1 | 1 | 365 | 5.8347 | 0.68724 | 6 | 0.52193
13183 | 7.545 | 1 | 365 | 8.6319 | 0.29024 | 8 | 0.92215
13320 | 4.4 | 1 | 365 | 5.0338 | 0.08311 | 5 | 0.11696
13276 | 5.61 | 1 | 365 | 6.4182 | 0.85597 | 7 | 0.27412
15033 | 6.215 | 1 | 365 | 7.1103 | 0.24239 | 7 | 0.3527
15011 | 4.725 | 1 | 365 | 5.4057 | 0.82789 | 6 | 0.23355
13102 | 6.5 | 1 | 365 | 7.4364 | 0.8955 | 8 | 0.33187
13101 | 5.1 | 1 | 365 | 5.8347 | 0.68724 | 6 | 0.52193
13116 | 6.375 | 1 | 365 | 7.2934 | 0.60905 | 7 | 0.90241
13137 | 4.845 | 1 | 365 | 5.543 | 0.10288 | 5 | 0.64583
13151 | 3.57 | 1 | 365 | 4.0843 | 0.18107 | 4 | 0.26535
13105 | 6.12 | 1 | 365 | 7.0016 | 0.02469 | 7 | 0.026313
13113 | 2.295 | 1 | 365 | 2.6256 | 0.25926 | 2 | 0.88487
13097 | 7.65 | 1 | 365 | 8.752 | 0.53086 | 9 | 0.28289
13154 | 9.555 | 1 | 365 | 10.9315 | 0.89639 | 11 | 0.82785
13157 | 7.14 | 1 | 365 | 8.1686 | 0.36214 | 8 | 0.5307
13134 | 3.825 | 1 | 365 | 4.376 | 0.76543 | 5 | 0.14145
13119 | 2.805 | 1 | 365 | 3.2091 | 0.42798 | 3 | 0.63706
13163 | 9.18 | 1 | 365 | 10.5024 | 0.037035 | 10 | 0.53947
13149 | 6.12 | 1 | 365 | 7.0016 | 0.02469 | 7 | 0.026313
13038 | 5.355 | 1 | 365 | 6.1264 | 0.2716 | 6 | 0.39802
13084 | 3.57 | 1 | 365 | 4.0843 | 0.18107 | 4 | 0.26535
13110 | 5.355 | 1 | 365 | 6.1264 | 0.2716 | 6 | 0.39802
13079 | 9.69 | 1 | 365 | 11.0859 | 0.20576 | 11 | 0.29166
13093 | 4 | 1 | 365 | 4.5762 | 0.16646 | 4 | 0.74269
13077 | 3.06 | 1 | 365 | 3.5008 | 0.012345 | 3 | 0.51316
13142 | 11.22 | 1 | 365 | 12.8363 | 0.71193 | 13 | 0.54824
13091 | 5.805 | 1 | 365 | 6.6412 | 0.30283 | 6 | 0.94408
13086 | 6.63 | 1 | 365 | 7.5851 | 0.19341 | 7 | 0.77851
15010 | 5.725 | 1 | 365 | 6.5497 | 0.1195 | 6 | 0.66922
13094 | 5.355 | 1 | 365 | 6.1264 | 0.2716 | 6 | 0.39802
13135 | 15.675 | 1 | 365 | 17.9331 | 0.92108 | 18 | 0.85416
15013 | 5.725 | 1 | 365 | 6.5497 | 0.1195 | 6 | 0.66922
12996 | 4.845 | 1 | 365 | 5.543 | 0.10288 | 5 | 0.64583
12997 | 8.67 | 1 | 365 | 9.919 | 0.86831 | 10 | 0.78728
13010 | 7.395 | 1 | 365 | 8.4603 | 0.9465 | 9 | 0.40679
12985 | 8.415 | 1 | 365 | 9.6272 | 0.28395 | 9 | 0.91118
12976 | 5.61 | 1 | 365 | 6.4182 | 0.85597 | 7 | 0.27412
12987 | 4.655 | 1 | 365 | 5.3256 | 0.66747 | 5 | 0.99305
12986 | 3.825 | 1 | 365 | 4.376 | 0.76543 | 5 | 0.14145
13008 | 7.14 | 1 | 365 | 8.1686 | 0.36214 | 8 | 0.5307
13000 | 5.1 | 1 | 365 | 5.8347 | 0.68724 | 6 | 0.52193
12991 | 4.08 | 1 | 365 | 4.6677 | 0.34979 | 5 | 0.017542
13011 | 6.12 | 1 | 365 | 7.0016 | 0.02469 | 7 | 0.026313
12920 | 6.6 | 1 | 365 | 7.5508 | 0.12467 | 7 | 0.67544
12951 | 6.885 | 1 | 365 | 7.8768 | 0.77778 | 8 | 0.6546
12954 | 6.37 | 1 | 365 | 7.2876 | 0.59759 | 7 | 0.88523
12960 | 5.865 | 1 | 365 | 6.7099 | 0.44033 | 7 | 0.15022
12968 | 6.63 | 1 | 365 | 7.5851 | 0.19341 | 7 | 0.77851
12966 | 9.69 | 1 | 365 | 11.0859 | 0.20576 | 11 | 0.29166
12969 | 6.12 | 1 | 365 | 7.0016 | 0.02469 | 7 | 0.026313
12964 | 5.1 | 1 | 365 | 5.8347 | 0.68724 | 6 | 0.52193
12971 | 2.805 | 1 | 365 | 3.2091 | 0.42798 | 3 | 0.63706
12934 | 8.415 | 1 | 365 | 9.6272 | 0.28395 | 9 | 0.91118
12890 | 4.845 | 1 | 365 | 5.543 | 0.10288 | 5 | 0.64583
12900 | 7.905 | 1 | 365 | 9.0438 | 0.11522 | 9 | 0.15899
13746 | 7.395 | 1 | 365 | 8.4603 | 0.9465 | 9 | 0.40679
13735 | 5.145 | 1 | 365 | 5.8862 | 0.79036 | 6 | 0.67653
13777 | 5.145 | 1 | 365 | 5.8862 | 0.79036 | 6 | 0.67653
13005 | 4.41 | 1 | 365 | 5.0453 | 0.10603 | 5 | 0.15131
12989 | 5.635 | 1 | 365 | 6.4468 | 0.91326 | 7 | 0.36001
12990 | 6.12 | 1 | 365 | 7.0016 | 0.02469 | 7 | 0.026313
13128 | 3.43 | 1 | 365 | 3.9241 | 0.86024 | 4 | 0.78435
13177 | 4.655 | 1 | 365 | 5.3256 | 0.66747 | 5 | 0.99305
13182 | 6.63 | 1 | 365 | 7.5851 | 0.19341 | 7 | 0.77851
13273 | 7.14 | 1 | 365 | 8.1686 | 0.36214 | 8 | 0.5307
13275 | 5.145 | 1 | 365 | 5.8862 | 0.79036 | 6 | 0.67653
13280 | 5.355 | 1 | 365 | 6.1264 | 0.2716 | 6 | 0.39802
13310 | 8.67 | 1 | 365 | 9.919 | 0.86831 | 10 | 0.78728
13402 | 5.88 | 1 | 365 | 6.727 | 0.4747 | 7 | 0.20175
13412 | 5.1 | 1 | 365 | 5.8347 | 0.68724 | 6 | 0.52193
13432 | 9.435 | 1 | 365 | 10.7942 | 0.6214 | 11 | 0.41557
13482 | 4.59 | 1 | 365 | 5.2512 | 0.51852 | 5 | 0.76973
13477 | 3.92 | 1 | 365 | 4.4847 | 0.98313 | 5 | 0.46783
13490 | 3.06 | 1 | 365 | 3.5008 | 0.012345 | 3 | 0.51316
13476 | 7.14 | 1 | 365 | 8.1686 | 0.36214 | 8 | 0.5307
13481 | 7.395 | 1 | 365 | 8.4603 | 0.9465 | 9 | 0.40679
13487 | 3.92 | 1 | 365 | 4.4847 | 0.98313 | 5 | 0.46783
13483 | 9.18 | 1 | 365 | 10.5024 | 0.037035 | 10 | 0.53947
13489 | 4.335 | 1 | 365 | 4.9595 | 0.93416 | 5 | 0.89364
13478 | 9.31 | 1 | 365 | 10.6512 | 0.33494 | 10 | 0.98611
13701 | 1.53 | 1 | 365 | 1.7504 | 0.50617 | 2 | 0.25658
13492 | 3 | 1 | 365 | 3.4322 | 0.87485 | 4 | 0.30702
13499 | 3.06 | 1 | 365 | 3.5008 | 0.012345 | 3 | 0.51316
13425 | 5.61 | 1 | 365 | 6.4182 | 0.85597 | 7 | 0.27412
13431 | 4.845 | 1 | 365 | 5.543 | 0.10288 | 5 | 0.64583
13428 | 7.65 | 1 | 365 | 8.752 | 0.53086 | 9 | 0.28289
13422 | 6.86 | 1 | 365 | 7.8482 | 0.72049 | 8 | 0.56871
13423 | 6.885 | 1 | 365 | 7.8768 | 0.77778 | 8 | 0.6546
13429 | 6.375 | 1 | 365 | 7.2934 | 0.60905 | 7 | 0.90241
13420 | 5.355 | 1 | 365 | 6.1264 | 0.2716 | 6 | 0.39802
13436 | 6.63 | 1 | 365 | 7.5851 | 0.19341 | 7 | 0.77851
13433 | 8.25 | 1 | 365 | 9.4385 | 0.90583 | 10 | 0.34429
13434 | 3.06 | 1 | 365 | 3.5008 | 0.012345 | 3 | 0.51316
13330 | 3.315 | 1 | 365 | 3.7925 | 0.59671 | 4 | 0.38925
13435 | 4.165 | 1 | 365 | 4.765 | 0.54458 | 5 | 0.30957
13324 | 4.08 | 1 | 365 | 4.6677 | 0.34979 | 5 | 0.017542
13325 | 4.25 | 1 | 365 | 4.8622 | 0.73937 | 5 | 0.60161
13421 | 5.5 | 1 | 365 | 6.2923 | 0.60389 | 6 | 0.8962
11602 | 360.75 | 0.9 | 365 | 371.4464 | 0.030425 | 371 | 0.47681
14755 | 10.215 | 1 | 365 | 11.6865 | 0.40886 | 12 | 0.095389
11596 | 94.25 | 0.9 | 365 | 97.0446 | 0.38633 | 97 | 0.43088
11594 | 253.5 | 0.9 | 365 | 261.0164 | 0.83219 | 261 | 0.84857
9796 | 194.7 | 0.9 | 365 | 200.4729 | 0.55987 | 201 | 0.032805
52 | 4924.8 | 0.7 | 365 | 3943.9729 | 0.025334 | 3943 | 0.99823
12436 | 8.84 | 1 | 365 | 10.1135 | 0.25789 | 10 | 0.37134
12641 | 6.24 | 1 | 365 | 7.1389 | 0.29968 | 7 | 0.43859
11312 | 11.475 | 1 | 365 | 13.128 | 0.29629 | 13 | 0.42434
11045 | 11.7 | 1 | 365 | 13.3855 | 0.81191 | 14 | 0.19736
11528 | 5.98 | 1 | 365 | 6.8415 | 0.70386 | 7 | 0.54532
11233 | 11.18 | 1 | 365 | 12.7905 | 0.62027 | 13 | 0.41081
11247 | 11.73 | 1 | 365 | 13.4198 | 0.88066 | 14 | 0.30043
11478 | 10.4 | 1 | 365 | 11.8982 | 0.83281 | 12 | 0.73099
11089 | 11.7 | 1 | 365 | 13.3855 | 0.81191 | 14 | 0.19736
11336 | 15.3 | 1 | 365 | 17.5041 | 0.061725 | 17 | 0.56578
10975 | 15.555 | 1 | 365 | 17.7958 | 0.64609 | 18 | 0.44188
11452 | 10.2 | 1 | 365 | 11.6694 | 0.37448 | 12 | 0.043854
11461 | 16.065 | 1 | 365 | 18.3793 | 0.81481 | 19 | 0.19407
11474 | 13.77 | 1 | 365 | 15.7537 | 0.55555 | 16 | 0.3092
11491 | 10.92 | 1 | 365 | 12.4931 | 0.024447 | 12 | 0.51754
11495 | 10.26 | 1 | 365 | 11.738 | 0.51198 | 12 | 0.24999
11573 | 6.76 | 1 | 365 | 7.7338 | 0.49132 | 8 | 0.22514
11557 | 15.555 | 1 | 365 | 17.7958 | 0.64609 | 18 | 0.44188
11873 | 11.985 | 1 | 365 | 13.7115 | 0.46502 | 14 | 0.17653
11887 | 12.22 | 1 | 365 | 13.9804 | 0.0035475 | 13 | 0.98391
11913 | 13.77 | 1 | 365 | 15.7537 | 0.55555 | 16 | 0.3092
12031 | 13.78 | 1 | 365 | 15.7651 | 0.57847 | 16 | 0.34356
12054 | 14.535 | 1 | 365 | 16.6289 | 0.30864 | 16 | 0.93749
12076 | 11.73 | 1 | 365 | 13.4198 | 0.88066 | 14 | 0.30043
12085 | 10.71 | 1 | 365 | 12.2528 | 0.54321 | 12 | 0.79605
12192 | 11.22 | 1 | 365 | 12.8363 | 0.71193 | 13 | 0.54824
12341 | 7.02 | 1 | 365 | 8.0313 | 0.087144 | 8 | 0.11842
12351 | 13.77 | 1 | 365 | 15.7537 | 0.55555 | 16 | 0.3092
12356 | 14.82 | 1 | 365 | 16.9549 | 0.96175 | 17 | 0.91666
12362 | 14.79 | 1 | 365 | 16.9206 | 0.893 | 17 | 0.81359
12518 | 3.64 | 1 | 365 | 4.1644 | 0.34148 | 4 | 0.50585
12761 | 13.26 | 1 | 365 | 15.1702 | 0.38683 | 15 | 0.55701
12764 | 11.44 | 1 | 365 | 13.088 | 0.21609 | 13 | 0.30409
12789 | 13.52 | 1 | 365 | 15.4676 | 0.98265 | 16 | 0.45029
12791 | 10.92 | 1 | 365 | 12.4931 | 0.024447 | 12 | 0.51754
12792 | 10.2 | 1 | 365 | 11.6694 | 0.37448 | 12 | 0.043854
8759 | 7.14 | 1 | 365 | 8.1686 | 0.36214 | 8 | 0.5307
12840 | 10.92 | 1 | 365 | 12.4931 | 0.024447 | 12 | 0.51754
12852 | 10.92 | 1 | 365 | 12.4931 | 0.024447 | 12 | 0.51754
12854 | 15.08 | 1 | 365 | 17.2524 | 0.55757 | 17 | 0.80993
12887 | 13.77 | 1 | 365 | 15.7537 | 0.55555 | 16 | 0.3092
12896 | 13.515 | 1 | 365 | 15.4619 | 0.97119 | 16 | 0.43311
12942 | 10.66 | 1 | 365 | 12.1956 | 0.42863 | 12 | 0.62426
13415 | 12.495 | 1 | 365 | 14.295 | 0.63374 | 14 | 0.92872
13493 | 10.14 | 1 | 365 | 11.6007 | 0.23699 | 11 | 0.83771
13550 | 10.71 | 1 | 365 | 12.2528 | 0.54321 | 12 | 0.79605
13559 | 13.52 | 1 | 365 | 15.4676 | 0.98265 | 16 | 0.45029
13571 | 11.96 | 1 | 365 | 13.6829 | 0.40773 | 14 | 0.090637
12712 | 2.86 | 1 | 365 | 3.272 | 0.55402 | 3 | 0.82602
11816 | 4.94 | 1 | 365 | 5.6516 | 0.32058 | 5 | 0.97222
11835 | 5.46 | 1 | 365 | 6.2465 | 0.51222 | 6 | 0.75877
11038 | 10.71 | 1 | 365 | 12.2528 | 0.54321 | 12 | 0.79605
12995 | 7.65 | 1 | 365 | 8.752 | 0.53086 | 9 | 0.28289
12978 | 4.165 | 1 | 365 | 4.765 | 0.54458 | 5 | 0.30957
13326 | 9.18 | 1 | 365 | 10.5024 | 0.037035 | 10 | 0.53947
13463 | 5.1 | 1 | 365 | 5.8347 | 0.68724 | 6 | 0.52193
12291 | 2.55 | 1 | 365 | 2.9173 | 0.84362 | 3 | 0.76096
12979 | 9.75 | 1 | 365 | 11.1545 | 0.34326 | 11 | 0.4978
11163 | 181.815 | 0.9 | 365 | 187.2059 | 0.98515 | 188 | 0.19103
11167 | 178.5 | 0.9 | 365 | 183.7926 | 0.14811 | 183 | 0.94071
9572 | 161.67 | 0.9 | 365 | 166.4636 | 0.437 | 166 | 0.90058
12682 | 3.06 | 1 | 365 | 3.5008 | 0.012345 | 3 | 0.51316
12703 | 9.945 | 1 | 365 | 11.3776 | 0.79012 | 12 | 0.16776
12349 | 16.32 | 1 | 365 | 18.671 | 0.39917 | 19 | 0.070167
13605 | 8.97 | 1 | 365 | 10.2622 | 0.5558 | 10 | 0.81798
12708 | 14.535 | 1 | 365 | 16.6289 | 0.30864 | 16 | 0.93749
11090 | 13.005 | 1 | 365 | 14.8784 | 0.80247 | 15 | 0.68091
13068 | 3.9 | 1 | 365 | 4.4618 | 0.9373 | 5 | 0.39912
11735 | 3.57 | 1 | 365 | 4.0843 | 0.18107 | 4 | 0.26535
13332 | 7.65 | 1 | 365 | 8.752 | 0.53086 | 9 | 0.28289
13905 | 2.55 | 1 | 365 | 2.9173 | 0.84362 | 3 | 0.76096
13938 | 6.12 | 1 | 365 | 7.0016 | 0.02469 | 7 | 0.026313
13891 | 6.63 | 1 | 365 | 7.5851 | 0.19341 | 7 | 0.77851
13919 | 5.355 | 1 | 365 | 6.1264 | 0.2716 | 6 | 0.39802
13925 | 7.75 | 1 | 365 | 8.8664 | 0.76002 | 9 | 0.62646
13983 | 8.58 | 1 | 365 | 9.816 | 0.66207 | 10 | 0.47807
14009 | 3.9 | 1 | 365 | 4.4618 | 0.9373 | 5 | 0.39912
14025 | 6.63 | 1 | 365 | 7.5851 | 0.19341 | 7 | 0.77851
14032 | 3.825 | 1 | 365 | 4.376 | 0.76543 | 5 | 0.14145
13914 | 3.57 | 1 | 365 | 4.0843 | 0.18107 | 4 | 0.26535
13907 | 4.76 | 1 | 365 | 5.4457 | 0.90809 | 6 | 0.3538
13595 | 6.885 | 1 | 365 | 7.8768 | 0.77778 | 8 | 0.6546
13473 | 7.14 | 1 | 365 | 8.1686 | 0.36214 | 8 | 0.5307
13960 | 7.65 | 1 | 365 | 8.752 | 0.53086 | 9 | 0.28289
13921 | 4.845 | 1 | 365 | 5.543 | 0.10288 | 5 | 0.64583
13908 | 4.845 | 1 | 365 | 5.543 | 0.10288 | 5 | 0.64583
13923 | 9.18 | 1 | 365 | 10.5024 | 0.037035 | 10 | 0.53947
14143 | 6.375 | 1 | 365 | 7.2934 | 0.60905 | 7 | 0.90241
14133 | 6.12 | 1 | 365 | 7.0016 | 0.02469 | 7 | 0.026313
14149 | 7.54 | 1 | 365 | 8.6262 | 0.27878 | 8 | 0.90497
14151 | 3.12 | 1 | 365 | 3.5695 | 0.14984 | 3 | 0.7193
14154 | 2.34 | 1 | 365 | 2.6771 | 0.36238 | 3 | 0.039472
14156 | 11.96 | 1 | 365 | 13.6829 | 0.40773 | 14 | 0.090637
14160 | 8.67 | 1 | 365 | 9.919 | 0.86831 | 10 | 0.78728
14377 | 8.32 | 1 | 365 | 9.5185 | 0.066245 | 9 | 0.58479
14163 | 5.2 | 1 | 365 | 5.9491 | 0.9164 | 6 | 0.86549
14383 | 10.4 | 1 | 365 | 11.8982 | 0.83281 | 12 | 0.73099
14386 | 6.5 | 1 | 365 | 7.4364 | 0.8955 | 8 | 0.33187
14390 | 10.4 | 1 | 365 | 11.8982 | 0.83281 | 12 | 0.73099
14394 | 3.9 | 1 | 365 | 4.4618 | 0.9373 | 5 | 0.39912
14395 | 5.61 | 1 | 365 | 6.4182 | 0.85597 | 7 | 0.27412
14396 | 4.16 | 1 | 365 | 4.7593 | 0.53312 | 5 | 0.2924
14474 | 14.56 | 1 | 365 | 16.6575 | 0.36593 | 17 | 0.023384
14483 | 6.24 | 1 | 365 | 7.1389 | 0.29968 | 7 | 0.43859
14489 | 8.32 | 1 | 365 | 9.5185 | 0.066245 | 9 | 0.58479
14505 | 5.98 | 1 | 365 | 6.8415 | 0.70386 | 7 | 0.54532
14495 | 4.68 | 1 | 365 | 5.3542 | 0.72476 | 6 | 0.078945
14508 | 4.42 | 1 | 365 | 5.0567 | 0.12894 | 5 | 0.18567
14513 | 7.28 | 1 | 365 | 8.3287 | 0.68296 | 9 | 0.011692
14517 | 9.36 | 1 | 365 | 10.7084 | 0.44953 | 11 | 0.15789
14526 | 3.9 | 1 | 365 | 4.4618 | 0.9373 | 5 | 0.39912
14527 | 8.32 | 1 | 365 | 9.5185 | 0.066245 | 9 | 0.58479
14535 | 6.12 | 1 | 365 | 7.0016 | 0.02469 | 7 | 0.026313
14530 | 6.76 | 1 | 365 | 7.7338 | 0.49132 | 8 | 0.22514
14537 | 4.59 | 1 | 365 | 5.2512 | 0.51852 | 5 | 0.76973
14539 | 3.12 | 1 | 365 | 3.5695 | 0.14984 | 3 | 0.7193
14542 | 6.24 | 1 | 365 | 7.1389 | 0.29968 | 7 | 0.43859
14540 | 10.965 | 1 | 365 | 12.5446 | 0.12757 | 12 | 0.67214
14544 | 2.08 | 1 | 365 | 2.3796 | 0.76656 | 3 | 0.1462
14541 | 8.925 | 1 | 365 | 10.2107 | 0.45267 | 10 | 0.66337
14546 | 3.9 | 1 | 365 | 4.4618 | 0.9373 | 5 | 0.39912
14566 | 4.59 | 1 | 365 | 5.2512 | 0.51852 | 5 | 0.76973
14591 | 7.905 | 1 | 365 | 9.0438 | 0.11522 | 9 | 0.15899
14589 | 3.675 | 1 | 365 | 4.2044 | 0.42169 | 4 | 0.62609
14668 | 3.12 | 1 | 365 | 3.5695 | 0.14984 | 3 | 0.7193
15054 | 8.84 | 1 | 365 | 10.1135 | 0.25789 | 10 | 0.37134
14775 | 4.94 | 1 | 365 | 5.6516 | 0.32058 | 5 | 0.97222
14778 | 5.72 | 1 | 365 | 6.544 | 0.10804 | 6 | 0.65204
14779 | 7.54 | 1 | 365 | 8.6262 | 0.27878 | 8 | 0.90497
14781 | 6.24 | 1 | 365 | 7.1389 | 0.29968 | 7 | 0.43859
14785 | 5.865 | 1 | 365 | 6.7099 | 0.44033 | 7 | 0.15022
14799 | 4.68 | 1 | 365 | 5.3542 | 0.72476 | 6 | 0.078945
14800 | 5.46 | 1 | 365 | 6.2465 | 0.51222 | 6 | 0.75877
14801 | 11.73 | 1 | 365 | 13.4198 | 0.88066 | 14 | 0.30043
14802 | 5.72 | 1 | 365 | 6.544 | 0.10804 | 6 | 0.65204
14803 | 4.42 | 1 | 365 | 5.0567 | 0.12894 | 5 | 0.18567
14805 | 7.54 | 1 | 365 | 8.6262 | 0.27878 | 8 | 0.90497
14807 | 6.12 | 1 | 365 | 7.0016 | 0.02469 | 7 | 0.026313
14808 | 7.8 | 1 | 365 | 8.9236 | 0.8746 | 9 | 0.79824
14809 | 5.98 | 1 | 365 | 6.8415 | 0.70386 | 7 | 0.54532
14811 | 9.62 | 1 | 365 | 11.0058 | 0.045346 | 11 | 0.051165
14831 | 5.1 | 1 | 365 | 5.8347 | 0.68724 | 6 | 0.52193
14867 | 12.22 | 1 | 365 | 13.9804 | 0.0035475 | 13 | 0.98391
14874 | 12.22 | 1 | 365 | 13.9804 | 0.0035475 | 13 | 0.98391
14960 | 8.06 | 1 | 365 | 9.2211 | 0.47042 | 9 | 0.69152
14962 | 25.245 | 0.9 | 365 | 25.9935 | 0.066661 | 26 | 0.060186
14966 | 11.18 | 1 | 365 | 12.7905 | 0.62027 | 13 | 0.41081
14972 | 12.74 | 1 | 365 | 14.5753 | 0.19519 | 14 | 0.77046
14974 | 9.1 | 1 | 365 | 10.4109 | 0.85371 | 11 | 0.26462
14991 | 7.02 | 1 | 365 | 8.0313 | 0.087144 | 8 | 0.11842
15045 | 8.84 | 1 | 365 | 10.1135 | 0.25789 | 10 | 0.37134
15049 | 13 | 1 | 365 | 14.8727 | 0.79101 | 15 | 0.66374
15047 | 8.16 | 1 | 365 | 9.3355 | 0.69959 | 10 | 0.035084
15051 | 7.8 | 1 | 365 | 8.9236 | 0.8746 | 9 | 0.79824
15053 | 2.86 | 1 | 365 | 3.272 | 0.55402 | 3 | 0.82602
15077 | 3.9 | 1 | 365 | 4.4618 | 0.9373 | 5 | 0.39912
15083 | 8.32 | 1 | 365 | 9.5185 | 0.066245 | 9 | 0.58479
15087 | 8.58 | 1 | 365 | 9.816 | 0.66207 | 10 | 0.47807
15081 | 4.335 | 1 | 365 | 4.9595 | 0.93416 | 5 | 0.89364
15090 | 6.12 | 1 | 365 | 7.0016 | 0.02469 | 7 | 0.026313
15092 | 8.58 | 1 | 365 | 9.816 | 0.66207 | 10 | 0.47807
15139 | 10.2 | 1 | 365 | 11.6694 | 0.37448 | 12 | 0.043854
15141 | 11.73 | 1 | 365 | 13.4198 | 0.88066 | 14 | 0.30043
15144 | 8.32 | 1 | 365 | 9.5185 | 0.066245 | 9 | 0.58479
15147 | 6.63 | 1 | 365 | 7.5851 | 0.19341 | 7 | 0.77851
15152 | 8.32 | 1 | 365 | 9.5185 | 0.066245 | 9 | 0.58479
15154 | 14.3 | 1 | 365 | 16.36 | 0.77011 | 17 | 0.13011
15157 | 13 | 1 | 365 | 14.8727 | 0.79101 | 15 | 0.66374
15155 | 4.94 | 1 | 365 | 5.6516 | 0.32058 | 5 | 0.97222
15158 | 4.08 | 1 | 365 | 4.6677 | 0.34979 | 5 | 0.017542
15159 | 3.06 | 1 | 365 | 3.5008 | 0.012345 | 3 | 0.51316
15165 | 6.76 | 1 | 365 | 7.7338 | 0.49132 | 8 | 0.22514
15166 | 11.44 | 1 | 365 | 13.088 | 0.21609 | 13 | 0.30409
15168 | 10.66 | 1 | 365 | 12.1956 | 0.42863 | 12 | 0.62426
15173 | 6.76 | 1 | 365 | 7.7338 | 0.49132 | 8 | 0.22514
15177 | 8.67 | 1 | 365 | 9.919 | 0.86831 | 10 | 0.78728
15207 | 5.72 | 1 | 365 | 6.544 | 0.10804 | 6 | 0.65204
15213 | 5.72 | 1 | 365 | 6.544 | 0.10804 | 6 | 0.65204
15231 | 7.8 | 1 | 365 | 8.9236 | 0.8746 | 9 | 0.79824
15233 | 13.26 | 1 | 365 | 15.1702 | 0.38683 | 15 | 0.55701
15236 | 7.28 | 1 | 365 | 8.3287 | 0.68296 | 9 | 0.011692
15240 | 5.46 | 1 | 365 | 6.2465 | 0.51222 | 6 | 0.75877
15239 | 4.68 | 1 | 365 | 5.3542 | 0.72476 | 6 | 0.078945
15244 | 6.375 | 1 | 365 | 7.2934 | 0.60905 | 7 | 0.90241
15251 | 7.8 | 1 | 365 | 8.9236 | 0.8746 | 9 | 0.79824
15253 | 5.2 | 1 | 365 | 5.9491 | 0.9164 | 6 | 0.86549
15256 | 3.12 | 1 | 365 | 3.5695 | 0.14984 | 3 | 0.7193
15263 | 9.62 | 1 | 365 | 11.0058 | 0.045346 | 11 | 0.051165
15264 | 7.54 | 1 | 365 | 8.6262 | 0.27878 | 8 | 0.90497
13959 | 4.59 | 1 | 365 | 5.2512 | 0.51852 | 5 | 0.76973
13930 | 6.63 | 1 | 365 | 7.5851 | 0.19341 | 7 | 0.77851
13885 | 3.57 | 1 | 365 | 4.0843 | 0.18107 | 4 | 0.26535
13929 | 5.355 | 1 | 365 | 6.1264 | 0.2716 | 6 | 0.39802
13935 | 7.84 | 1 | 365 | 8.9694 | 0.96627 | 9 | 0.93567
13931 | 3.825 | 1 | 365 | 4.376 | 0.76543 | 5 | 0.14145
13941 | 4.5 | 1 | 365 | 5.1483 | 0.31227 | 5 | 0.46052
13922 | 7.14 | 1 | 365 | 8.1686 | 0.36214 | 8 | 0.5307
13913 | 3.43 | 1 | 365 | 3.9241 | 0.86024 | 4 | 0.78435
13939 | 5.75 | 1 | 365 | 6.5783 | 0.17679 | 6 | 0.75511
13936 | 4.08 | 1 | 365 | 4.6677 | 0.34979 | 5 | 0.017542
13920 | 4.335 | 1 | 365 | 4.9595 | 0.93416 | 5 | 0.89364
13937 | 5.1 | 1 | 365 | 5.8347 | 0.68724 | 6 | 0.52193
13940 | 4.845 | 1 | 365 | 5.543 | 0.10288 | 5 | 0.64583
13966 | 5.1 | 1 | 365 | 5.8347 | 0.68724 | 6 | 0.52193
13961 | 8.415 | 1 | 365 | 9.6272 | 0.28395 | 9 | 0.91118
13965 | 7.905 | 1 | 365 | 9.0438 | 0.11522 | 9 | 0.15899
13971 | 4.08 | 1 | 365 | 4.6677 | 0.34979 | 5 | 0.017542
14022 | 5.25 | 1 | 365 | 6.0063 | 0.030984 | 6 | 0.037278
13978 | 3.825 | 1 | 365 | 4.376 | 0.76543 | 5 | 0.14145
13985 | 9.945 | 1 | 365 | 11.3776 | 0.79012 | 12 | 0.16776
14007 | 6.375 | 1 | 365 | 7.2934 | 0.60905 | 7 | 0.90241
13314 | 7.14 | 1 | 365 | 8.1686 | 0.36214 | 8 | 0.5307
14109 | 4.59 | 1 | 365 | 5.2512 | 0.51852 | 5 | 0.76973
13815 | 9.18 | 1 | 365 | 10.5024 | 0.037035 | 10 | 0.53947
13934 | 7.905 | 1 | 365 | 9.0438 | 0.11522 | 9 | 0.15899
13932 | 6.12 | 1 | 365 | 7.0016 | 0.02469 | 7 | 0.026313
13911 | 2.205 | 1 | 365 | 2.5226 | 0.053013 | 2 | 0.57566
14106 | 6.885 | 1 | 365 | 7.8768 | 0.77778 | 8 | 0.6546
14101 | 2.295 | 1 | 365 | 2.6256 | 0.25926 | 2 | 0.88487
14035 | 4.845 | 1 | 365 | 5.543 | 0.10288 | 5 | 0.64583
13962 | 8.25 | 1 | 365 | 9.4385 | 0.90583 | 10 | 0.34429
13986 | 9.435 | 1 | 365 | 10.7942 | 0.6214 | 11 | 0.41557
14018 | 5.5 | 1 | 365 | 6.2923 | 0.60389 | 6 | 0.8962
13996 | 8.84 | 1 | 365 | 10.1135 | 0.25789 | 10 | 0.37134
14001 | 9.945 | 1 | 365 | 11.3776 | 0.79012 | 12 | 0.16776
13997 | 7.395 | 1 | 365 | 8.4603 | 0.9465 | 9 | 0.40679
14004 | 7.65 | 1 | 365 | 8.752 | 0.53086 | 9 | 0.28289
14039 | 5.61 | 1 | 365 | 6.4182 | 0.85597 | 7 | 0.27412
14275 | 5.88 | 1 | 365 | 6.727 | 0.4747 | 7 | 0.20175
13933 | 12.1 | 1 | 365 | 13.8431 | 0.72855 | 14 | 0.57163
14199 | 4.25 | 1 | 365 | 4.8622 | 0.73937 | 5 | 0.60161
14187 | 5.4 | 1 | 365 | 6.1779 | 0.37473 | 6 | 0.55263
14237 | 4.32 | 1 | 365 | 4.9423 | 0.89978 | 5 | 0.8421
14238 | 35.316 | 0.9 | 365 | 36.3631 | 0.83764 | 37 | 0.20077
14239 | 17.28 | 1 | 365 | 19.7693 | 0.59912 | 20 | 0.36841
14255 | 6.72 | 1 | 365 | 7.6881 | 0.39966 | 8 | 0.087716
14113 | 4.05 | 1 | 365 | 4.6334 | 0.28104 | 4 | 0.91447
14246 | 724.68 | 1 | 365 | 829.0745 | 0.68828 | 829 | 0.76278
14304 | 5.4 | 1 | 365 | 6.1779 | 0.37473 | 6 | 0.55263
14232 | 9.01 | 1 | 365 | 10.3079 | 0.64746 | 10 | 0.9554
14129 | 5.355 | 1 | 365 | 6.1264 | 0.2716 | 6 | 0.39802
14267 | 6.12 | 1 | 365 | 7.0016 | 0.02469 | 7 | 0.026313
14261 | 4.59 | 1 | 365 | 5.2512 | 0.51852 | 5 | 0.76973
14155 | 9.69 | 1 | 365 | 11.0859 | 0.20576 | 11 | 0.29166
14148 | 5.635 | 1 | 365 | 6.4468 | 0.91326 | 7 | 0.36001
14141 | 7.395 | 1 | 365 | 8.4603 | 0.9465 | 9 | 0.40679
14306 | 4.845 | 1 | 365 | 5.543 | 0.10288 | 5 | 0.64583
14264 | 6.375 | 1 | 365 | 7.2934 | 0.60905 | 7 | 0.90241
14298 | 3.06 | 1 | 365 | 3.5008 | 0.012345 | 3 | 0.51316
14278 | 9.435 | 1 | 365 | 10.7942 | 0.6214 | 11 | 0.41557
14294 | 3.92 | 1 | 365 | 4.4847 | 0.98313 | 5 | 0.46783
14302 | 4.08 | 1 | 365 | 4.6677 | 0.34979 | 5 | 0.017542
14259 | 4.845 | 1 | 365 | 5.543 | 0.10288 | 5 | 0.64583
14311 | 6.885 | 1 | 365 | 7.8768 | 0.77778 | 8 | 0.6546
14288 | 7.5 | 1 | 365 | 8.5804 | 0.18712 | 8 | 0.76754
14290 | 6.375 | 1 | 365 | 7.2934 | 0.60905 | 7 | 0.90241
14363 | 7.395 | 1 | 365 | 8.4603 | 0.9465 | 9 | 0.40679
14368 | 9.435 | 1 | 365 | 10.7942 | 0.6214 | 11 | 0.41557
14340 | 5.61 | 1 | 365 | 6.4182 | 0.85597 | 7 | 0.27412
14329 | 9.5 | 1 | 365 | 10.8685 | 0.77035 | 11 | 0.63888
14330 | 6.75 | 1 | 365 | 7.7224 | 0.46841 | 8 | 0.19079
14369 | 6.885 | 1 | 365 | 7.8768 | 0.77778 | 8 | 0.6546
14327 | 6.885 | 1 | 365 | 7.8768 | 0.77778 | 8 | 0.6546
14344 | 4.845 | 1 | 365 | 5.543 | 0.10288 | 5 | 0.64583
14324 | 8.16 | 1 | 365 | 9.3355 | 0.69959 | 10 | 0.035084
14375 | 5.1 | 1 | 365 | 5.8347 | 0.68724 | 6 | 0.52193
14380 | 8.67 | 1 | 365 | 9.919 | 0.86831 | 10 | 0.78728
14384 | 9 | 1 | 365 | 10.2965 | 0.62454 | 10 | 0.92105
14388 | 7.905 | 1 | 365 | 9.0438 | 0.11522 | 9 | 0.15899
14402 | 5.865 | 1 | 365 | 6.7099 | 0.44033 | 7 | 0.15022
14399 | 7.395 | 1 | 365 | 8.4603 | 0.9465 | 9 | 0.40679
14422 | 7.65 | 1 | 365 | 8.752 | 0.53086 | 9 | 0.28289
14097 | 3.57 | 1 | 365 | 4.0843 | 0.18107 | 4 | 0.26535
14432 | 5.1 | 1 | 365 | 5.8347 | 0.68724 | 6 | 0.52193
14461 | 4.59 | 1 | 365 | 5.2512 | 0.51852 | 5 | 0.76973
14449 | 8.75 | 1 | 365 | 10.0105 | 0.05164 | 10 | 0.06213
14465 | 4.59 | 1 | 365 | 5.2512 | 0.51852 | 5 | 0.76973
14447 | 4.335 | 1 | 365 | 4.9595 | 0.93416 | 5 | 0.89364
14463 | 5.61 | 1 | 365 | 6.4182 | 0.85597 | 7 | 0.27412
14029 | 6.12 | 1 | 365 | 7.0016 | 0.02469 | 7 | 0.026313
14456 | 6.63 | 1 | 365 | 7.5851 | 0.19341 | 7 | 0.77851
14440 | 9.25 | 1 | 365 | 10.5825 | 0.19745 | 10 | 0.77997
14468 | 6.12 | 1 | 365 | 7.0016 | 0.02469 | 7 | 0.026313
14454 | 3.06 | 1 | 365 | 3.5008 | 0.012345 | 3 | 0.51316
14472 | 3.185 | 1 | 365 | 3.6438 | 0.2988 | 3 | 0.94262
14475 | 2.295 | 1 | 365 | 2.6256 | 0.25926 | 2 | 0.88487
14464 | 3.12 | 1 | 365 | 3.5695 | 0.14984 | 3 | 0.7193
14482 | 8.67 | 1 | 365 | 9.919 | 0.86831 | 10 | 0.78728
14458 | 5.355 | 1 | 365 | 6.1264 | 0.2716 | 6 | 0.39802
14280 | 5.355 | 1 | 365 | 6.1264 | 0.2716 | 6 | 0.39802
14441 | 3.57 | 1 | 365 | 4.0843 | 0.18107 | 4 | 0.26535
14477 | 11.475 | 1 | 365 | 13.128 | 0.29629 | 13 | 0.42434
14639 | 8.25 | 1 | 365 | 9.4385 | 0.90583 | 10 | 0.34429
14594 | 6 | 1 | 365 | 6.8643 | 0.7497 | 7 | 0.61403
14580 | 6.5 | 1 | 365 | 7.4364 | 0.8955 | 8 | 0.33187
14620 | 7.65 | 1 | 365 | 8.752 | 0.53086 | 9 | 0.28289
14424 | 13.005 | 1 | 365 | 14.8784 | 0.80247 | 15 | 0.68091
14584 | 6.25 | 1 | 365 | 7.1504 | 0.3226 | 7 | 0.47295
14615 | 4.08 | 1 | 365 | 4.6677 | 0.34979 | 5 | 0.017542
14643 | 4.68 | 1 | 365 | 5.3542 | 0.72476 | 6 | 0.078945
14632 | 4.845 | 1 | 365 | 5.543 | 0.10288 | 5 | 0.64583
14616 | 4.08 | 1 | 365 | 4.6677 | 0.34979 | 5 | 0.017542
14491 | 7.56 | 1 | 365 | 8.6491 | 0.32462 | 8 | 0.97368
14501 | 7.65 | 1 | 365 | 8.752 | 0.53086 | 9 | 0.28289
14563 | 9.18 | 1 | 365 | 10.5024 | 0.037035 | 10 | 0.53947
14786 | 9.18 | 1 | 365 | 10.5024 | 0.037035 | 10 | 0.53947
14789 | 5.76 | 1 | 365 | 6.5898 | 0.19971 | 6 | 0.78947
14794 | 8.175 | 1 | 365 | 9.3527 | 0.73396 | 10 | 0.086619
14795 | 6.72 | 1 | 365 | 7.6881 | 0.39966 | 8 | 0.087716
14821 | 53.628 | 0.9 | 365 | 55.2181 | 0.6053 | 55 | 0.8234
14822 | 5.886 | 1 | 365 | 6.7339 | 0.48845 | 7 | 0.22237
14826 | 3.825 | 1 | 365 | 4.376 | 0.76543 | 5 | 0.14145
14830 | 3.6 | 1 | 365 | 4.1186 | 0.24982 | 4 | 0.36842
14892 | 2.88 | 1 | 365 | 3.2949 | 0.59985 | 3 | 0.89474
14709 | 4.335 | 1 | 365 | 4.9595 | 0.93416 | 5 | 0.89364
14722 | 2.805 | 1 | 365 | 3.2091 | 0.42798 | 3 | 0.63706
14726 | 3.57 | 1 | 365 | 4.0843 | 0.18107 | 4 | 0.26535
14757 | 5.865 | 1 | 365 | 6.7099 | 0.44033 | 7 | 0.15022
14751 | 8.16 | 1 | 365 | 9.3355 | 0.69959 | 10 | 0.035084
14725 | 4.335 | 1 | 365 | 4.9595 | 0.93416 | 5 | 0.89364
14690 | 5.1 | 1 | 365 | 5.8347 | 0.68724 | 6 | 0.52193
14731 | 6.25 | 1 | 365 | 7.1504 | 0.3226 | 7 | 0.47295
14871 | 6.12 | 1 | 365 | 7.0016 | 0.02469 | 7 | 0.026313
14727 | 7.395 | 1 | 365 | 8.4603 | 0.9465 | 9 | 0.40679
14848 | 3.825 | 1 | 365 | 4.376 | 0.76543 | 5 | 0.14145
14555 | 73.44 | 0.9 | 365 | 75.6175 | 0.46665 | 76 | 0.084177
14889 | 71.94 | 0.9 | 365 | 74.073 | 0.37297 | 74 | 0.44602
12659 | 6.24 | 1 | 365 | 7.1389 | 0.29968 | 7 | 0.43859
13506 | 3.43 | 1 | 365 | 3.9241 | 0.86024 | 4 | 0.78435
14796 | 4.25 | 1 | 365 | 4.8622 | 0.73937 | 5 | 0.60161
15018 | 6.48 | 1 | 365 | 7.4135 | 0.84967 | 8 | 0.26315
14189 | 8.4 | 1 | 365 | 9.6101 | 0.24957 | 9 | 0.85964
14674 | 12.24 | 1 | 365 | 14.0032 | 0.04938 | 14 | 0.052625
14804 | 15.34 | 1 | 365 | 17.5498 | 0.15339 | 17 | 0.70321
14806 | 11.985 | 1 | 365 | 13.7115 | 0.46502 | 14 | 0.17653
14904 | 12.426 | 1 | 365 | 14.216 | 0.47562 | 14 | 0.69166
15182 | 5.225 | 1 | 365 | 5.9777 | 0.97369 | 6 | 0.95139
15183 | 10.175 | 1 | 365 | 11.6408 | 0.31719 | 11 | 0.95796
15184 | 12.495 | 1 | 365 | 14.295 | 0.63374 | 14 | 0.92872
15108 | 102.024 | 0.9 | 365 | 105.0491 | 0.41985 | 105 | 0.4689
15185 | 5.232 | 1 | 365 | 5.9857 | 0.98973 | 6 | 0.97544
15115 | 7.25 | 1 | 365 | 8.2944 | 0.61422 | 8 | 0.90862
14864 | 4.335 | 1 | 365 | 4.9595 | 0.93416 | 5 | 0.89364
14879 | 7.395 | 1 | 365 | 8.4603 | 0.9465 | 9 | 0.40679
14840 | 6.63 | 1 | 365 | 7.5851 | 0.19341 | 7 | 0.77851
14859 | 5.1 | 1 | 365 | 5.8347 | 0.68724 | 6 | 0.52193
14843 | 4.25 | 1 | 365 | 4.8622 | 0.73937 | 5 | 0.60161
14829 | 6.12 | 1 | 365 | 7.0016 | 0.02469 | 7 | 0.026313
14849 | 7.65 | 1 | 365 | 8.752 | 0.53086 | 9 | 0.28289
14863 | 5.1 | 1 | 365 | 5.8347 | 0.68724 | 6 | 0.52193
14883 | 8.67 | 1 | 365 | 9.919 | 0.86831 | 10 | 0.78728
14884 | 7.65 | 1 | 365 | 8.752 | 0.53086 | 9 | 0.28289
14839 | 7.65 | 1 | 365 | 8.752 | 0.53086 | 9 | 0.28289
14844 | 6.12 | 1 | 365 | 7.0016 | 0.02469 | 7 | 0.026313
14861 | 4.335 | 1 | 365 | 4.9595 | 0.93416 | 5 | 0.89364
14836 | 3.06 | 1 | 365 | 3.5008 | 0.012345 | 3 | 0.51316
14890 | 4.845 | 1 | 365 | 5.543 | 0.10288 | 5 | 0.64583
14901 | 4.335 | 1 | 365 | 4.9595 | 0.93416 | 5 | 0.89364
14891 | 5.5 | 1 | 365 | 6.2923 | 0.60389 | 6 | 0.8962
14908 | 8.925 | 1 | 365 | 10.2107 | 0.45267 | 10 | 0.66337
14932 | 6.63 | 1 | 365 | 7.5851 | 0.19341 | 7 | 0.77851
14898 | 3 | 1 | 365 | 3.4322 | 0.87485 | 4 | 0.30702
15020 | 2.04 | 1 | 365 | 2.3339 | 0.6749 | 3 | 0.0087709
15048 | 7.14 | 1 | 365 | 8.1686 | 0.36214 | 8 | 0.5307
15029 | 4.25 | 1 | 365 | 4.8622 | 0.73937 | 5 | 0.60161
15079 | 4.335 | 1 | 365 | 4.9595 | 0.93416 | 5 | 0.89364
15037 | 6.12 | 1 | 365 | 7.0016 | 0.02469 | 7 | 0.026313
15017 | 3.57 | 1 | 365 | 4.0843 | 0.18107 | 4 | 0.26535
15095 | 4.59 | 1 | 365 | 5.2512 | 0.51852 | 5 | 0.76973
15105 | 8.415 | 1 | 365 | 9.6272 | 0.28395 | 9 | 0.91118
15084 | 5.355 | 1 | 365 | 6.1264 | 0.2716 | 6 | 0.39802
15106 | 6.63 | 1 | 365 | 7.5851 | 0.19341 | 7 | 0.77851
15118 | 5 | 1 | 365 | 5.7203 | 0.45808 | 6 | 0.17836
15088 | 4.08 | 1 | 365 | 4.6677 | 0.34979 | 5 | 0.017542
15120 | 4.08 | 1 | 365 | 4.6677 | 0.34979 | 5 | 0.017542
15121 | 3.675 | 1 | 365 | 4.2044 | 0.42169 | 4 | 0.62609
15162 | 2.295 | 1 | 365 | 2.6256 | 0.25926 | 2 | 0.88487
15129 | 6.885 | 1 | 365 | 7.8768 | 0.77778 | 8 | 0.6546
15146 | 5.355 | 1 | 365 | 6.1264 | 0.2716 | 6 | 0.39802
15128 | 5.61 | 1 | 365 | 6.4182 | 0.85597 | 7 | 0.27412
14977 | 6 | 1 | 365 | 6.8643 | 0.7497 | 7 | 0.61403
14978 | 6 | 1 | 365 | 6.8643 | 0.7497 | 7 | 0.61403
14982 | 4.2 | 1 | 365 | 4.805 | 0.62479 | 5 | 0.42982
14986 | 6 | 1 | 365 | 6.8643 | 0.7497 | 7 | 0.61403
15204 | 7.65 | 1 | 365 | 8.752 | 0.53086 | 9 | 0.28289
15223 | 6.885 | 1 | 365 | 7.8768 | 0.77778 | 8 | 0.6546
15281 | 7.68 | 1 | 365 | 8.7864 | 0.59961 | 9 | 0.38596
15284 | 5.76 | 1 | 365 | 6.5898 | 0.19971 | 6 | 0.78947
15189 | 3.825 | 1 | 365 | 4.376 | 0.76543 | 5 | 0.14145
15211 | 7.14 | 1 | 365 | 8.1686 | 0.36214 | 8 | 0.5307
15646 | 6.5 | 1 | 365 | 7.4364 | 0.8955 | 8 | 0.33187
15670 | 4.25 | 1 | 365 | 4.8622 | 0.73937 | 5 | 0.60161
15205 | 5.61 | 1 | 365 | 6.4182 | 0.85597 | 7 | 0.27412
15630 | 9.36 | 1 | 365 | 10.7084 | 0.44953 | 11 | 0.15789
15603 | 7.8 | 1 | 365 | 8.9236 | 0.8746 | 9 | 0.79824
15201 | 7.14 | 1 | 365 | 8.1686 | 0.36214 | 8 | 0.5307
15517 | 6.12 | 1 | 365 | 7.0016 | 0.02469 | 7 | 0.026313
15250 | 6.885 | 1 | 365 | 7.8768 | 0.77778 | 8 | 0.6546
15594 | 8.925 | 1 | 365 | 10.2107 | 0.45267 | 10 | 0.66337
15611 | 7.395 | 1 | 365 | 8.4603 | 0.9465 | 9 | 0.40679
15614 | 5.61 | 1 | 365 | 6.4182 | 0.85597 | 7 | 0.27412
15640 | 3.315 | 1 | 365 | 3.7925 | 0.59671 | 4 | 0.38925
15593 | 4.335 | 1 | 365 | 4.9595 | 0.93416 | 5 | 0.89364
15580 | 7.905 | 1 | 365 | 9.0438 | 0.11522 | 9 | 0.15899
15290 | 4.56 | 1 | 365 | 5.2169 | 0.44977 | 5 | 0.66666
14817 | 6.3 | 1 | 365 | 7.2076 | 0.43718 | 7 | 0.64473
15624 | 9.18 | 1 | 365 | 10.5024 | 0.037035 | 10 | 0.53947
15601 | 7.905 | 1 | 365 | 9.0438 | 0.11522 | 9 | 0.15899
15718 | 4.08 | 1 | 365 | 4.6677 | 0.34979 | 5 | 0.017542
15729 | 8.415 | 1 | 365 | 9.6272 | 0.28395 | 9 | 0.91118
15752 | 7 | 1 | 365 | 8.0084 | 0.041312 | 8 | 0.049704
15741 | 4.41 | 1 | 365 | 5.0453 | 0.10603 | 5 | 0.15131
15746 | 8.67 | 1 | 365 | 9.919 | 0.86831 | 10 | 0.78728
15352 | 9.62 | 1 | 365 | 11.0058 | 0.045346 | 11 | 0.051165
15360 | 7.28 | 1 | 365 | 8.3287 | 0.68296 | 9 | 0.011692
15361 | 8.06 | 1 | 365 | 9.2211 | 0.47042 | 9 | 0.69152
15721 | 4.08 | 1 | 365 | 4.6677 | 0.34979 | 5 | 0.017542
15372 | 8.58 | 1 | 365 | 9.816 | 0.66207 | 10 | 0.47807
15376 | 4.845 | 1 | 365 | 5.543 | 0.10288 | 5 | 0.64583
15757 | 7.65 | 1 | 365 | 8.752 | 0.53086 | 9 | 0.28289
15382 | 9.945 | 1 | 365 | 11.3776 | 0.79012 | 12 | 0.16776
15723 | 6.86 | 1 | 365 | 7.8482 | 0.72049 | 8 | 0.56871
15737 | 5.1 | 1 | 365 | 5.8347 | 0.68724 | 6 | 0.52193
15384 | 6.24 | 1 | 365 | 7.1389 | 0.29968 | 7 | 0.43859
15634 | 7.14 | 1 | 365 | 8.1686 | 0.36214 | 8 | 0.5307
15390 | 4.42 | 1 | 365 | 5.0567 | 0.12894 | 5 | 0.18567
15681 | 5.355 | 1 | 365 | 6.1264 | 0.2716 | 6 | 0.39802
15392 | 6.76 | 1 | 365 | 7.7338 | 0.49132 | 8 | 0.22514
15393 | 5.1 | 1 | 365 | 5.8347 | 0.68724 | 6 | 0.52193
15395 | 9.36 | 1 | 365 | 10.7084 | 0.44953 | 11 | 0.15789
15396 | 11.475 | 1 | 365 | 13.128 | 0.29629 | 13 | 0.42434
15399 | 6.76 | 1 | 365 | 7.7338 | 0.49132 | 8 | 0.22514
15674 | 8.415 | 1 | 365 | 9.6272 | 0.28395 | 9 | 0.91118
15402 | 7.28 | 1 | 365 | 8.3287 | 0.68296 | 9 | 0.011692
15405 | 5.46 | 1 | 365 | 6.2465 | 0.51222 | 6 | 0.75877
15768 | 8.415 | 1 | 365 | 9.6272 | 0.28395 | 9 | 0.91118
15406 | 4.42 | 1 | 365 | 5.0567 | 0.12894 | 5 | 0.18567
15415 | 11.18 | 1 | 365 | 12.7905 | 0.62027 | 13 | 0.41081
15782 | 3.825 | 1 | 365 | 4.376 | 0.76543 | 5 | 0.14145
15420 | 5.72 | 1 | 365 | 6.544 | 0.10804 | 6 | 0.65204
15815 | 3.57 | 1 | 365 | 4.0843 | 0.18107 | 4 | 0.26535
15421 | 7.02 | 1 | 365 | 8.0313 | 0.087144 | 8 | 0.11842
15419 | 7.8 | 1 | 365 | 8.9236 | 0.8746 | 9 | 0.79824
15422 | 5.46 | 1 | 365 | 6.2465 | 0.51222 | 6 | 0.75877
15786 | 6.12 | 1 | 365 | 7.0016 | 0.02469 | 7 | 0.026313
15781 | 5.865 | 1 | 365 | 6.7099 | 0.44033 | 7 | 0.15022
15800 | 9.435 | 1 | 365 | 10.7942 | 0.6214 | 11 | 0.41557
15795 | 5.61 | 1 | 365 | 6.4182 | 0.85597 | 7 | 0.27412
15827 | 4.59 | 1 | 365 | 5.2512 | 0.51852 | 5 | 0.76973
15842 | 7.905 | 1 | 365 | 9.0438 | 0.11522 | 9 | 0.15899
15820 | 9.435 | 1 | 365 | 10.7942 | 0.6214 | 11 | 0.41557
15840 | 8.06 | 1 | 365 | 9.2211 | 0.47042 | 9 | 0.69152
15473 | 7.44 | 1 | 365 | 8.5118 | 0.049623 | 8 | 0.5614
15481 | 3.84 | 1 | 365 | 4.3932 | 0.79981 | 5 | 0.19298
15484 | 4.32 | 1 | 365 | 4.9423 | 0.89978 | 5 | 0.8421
15516 | 6.44 | 1 | 365 | 7.3677 | 0.75801 | 8 | 0.12573
15522 | 6.16 | 1 | 365 | 7.0474 | 0.11635 | 7 | 0.16374
15524 | 2.04 | 1 | 365 | 2.3339 | 0.6749 | 3 | 0.0087709
15529 | 6.6 | 1 | 365 | 7.5508 | 0.12467 | 7 | 0.67544
15530 | 8.1 | 1 | 365 | 9.2669 | 0.56209 | 9 | 0.82894
15533 | 3.36 | 1 | 365 | 3.844 | 0.69983 | 4 | 0.54386
15534 | 5.76 | 1 | 365 | 6.5898 | 0.19971 | 6 | 0.78947
15536 | 8.415 | 1 | 365 | 9.6272 | 0.28395 | 9 | 0.91118
15537 | 6.75 | 1 | 365 | 7.7224 | 0.46841 | 8 | 0.19079
15544 | 4.75 | 1 | 365 | 5.4343 | 0.88518 | 6 | 0.31944
15874 | 2.295 | 1 | 365 | 2.6256 | 0.25926 | 2 | 0.88487
15846 | 3.315 | 1 | 365 | 3.7925 | 0.59671 | 4 | 0.38925
15887 | 6.63 | 1 | 365 | 7.5851 | 0.19341 | 7 | 0.77851
15871 | 4.25 | 1 | 365 | 4.8622 | 0.73937 | 5 | 0.60161
15896 | 6.885 | 1 | 365 | 7.8768 | 0.77778 | 8 | 0.6546
15848 | 7 | 1 | 365 | 8.0084 | 0.041312 | 8 | 0.049704
15879 | 7.14 | 1 | 365 | 8.1686 | 0.36214 | 8 | 0.5307
15912 | 1.53 | 1 | 365 | 1.7504 | 0.50617 | 2 | 0.25658
15936 | 1.53 | 1 | 365 | 1.7504 | 0.50617 | 2 | 0.25658
15963 | 6.885 | 1 | 365 | 7.8768 | 0.77778 | 8 | 0.6546
15970 | 4.59 | 1 | 365 | 5.2512 | 0.51852 | 5 | 0.76973
13912 | 7.905 | 1 | 365 | 9.0438 | 0.11522 | 9 | 0.15899
16036 | 6.5 | 1 | 365 | 7.4364 | 0.8955 | 8 | 0.33187
10929 | 10.66 | 1 | 365 | 12.1956 | 0.42863 | 12 | 0.62426
11025 | 7.75 | 1 | 365 | 8.8664 | 0.76002 | 9 | 0.62646
12604 | 5.13 | 1 | 365 | 5.869 | 0.75599 | 6 | 0.625
13652 | 5.1 | 1 | 365 | 5.8347 | 0.68724 | 6 | 0.52193
13660 | 8.06 | 1 | 365 | 9.2211 | 0.47042 | 9 | 0.69152
12894 | 7.14 | 1 | 365 | 8.1686 | 0.36214 | 8 | 0.5307
13659 | 4.335 | 1 | 365 | 4.9595 | 0.93416 | 5 | 0.89364
13683 | 7.28 | 1 | 365 | 8.3287 | 0.68296 | 9 | 0.011692
11839 | 10.14 | 1 | 365 | 11.6007 | 0.23699 | 11 | 0.83771
11841 | 3.9 | 1 | 365 | 4.4618 | 0.9373 | 5 | 0.39912
11840 | 9.36 | 1 | 365 | 10.7084 | 0.44953 | 11 | 0.15789
11845 | 6.5 | 1 | 365 | 7.4364 | 0.8955 | 8 | 0.33187
11846 | 8.06 | 1 | 365 | 9.2211 | 0.47042 | 9 | 0.69152
11848 | 5.2 | 1 | 365 | 5.9491 | 0.9164 | 6 | 0.86549
11875 | 8.84 | 1 | 365 | 10.1135 | 0.25789 | 10 | 0.37134
11879 | 11.96 | 1 | 365 | 13.6829 | 0.40773 | 14 | 0.090637
11889 | 4.42 | 1 | 365 | 5.0567 | 0.12894 | 5 | 0.18567
11885 | 15.3 | 1 | 365 | 17.5041 | 0.061725 | 17 | 0.56578
11895 | 11.22 | 1 | 365 | 12.8363 | 0.71193 | 13 | 0.54824
11896 | 9.18 | 1 | 365 | 10.5024 | 0.037035 | 10 | 0.53947
11897 | 6.12 | 1 | 365 | 7.0016 | 0.02469 | 7 | 0.026313
11950 | 4.845 | 1 | 365 | 5.543 | 0.10288 | 5 | 0.64583
14941 | 6.725 | 1 | 365 | 7.6938 | 0.41112 | 8 | 0.10489
11915 | 5.72 | 1 | 365 | 6.544 | 0.10804 | 6 | 0.65204
11916 | 11.7 | 1 | 365 | 13.3855 | 0.81191 | 14 | 0.19736
17567 | 8.71 | 1 | 365 | 9.9647 | 0.95998 | 10 | 0.9247
11919 | 3.57 | 1 | 365 | 4.0843 | 0.18107 | 4 | 0.26535
11921 | 4.42 | 1 | 365 | 5.0567 | 0.12894 | 5 | 0.18567
11942 | 10.4 | 1 | 365 | 11.8982 | 0.83281 | 12 | 0.73099
11922 | 2.34 | 1 | 365 | 2.6771 | 0.36238 | 3 | 0.039472
11997 | 6.12 | 1 | 365 | 7.0016 | 0.02469 | 7 | 0.026313
12007 | 6.76 | 1 | 365 | 7.7338 | 0.49132 | 8 | 0.22514
12034 | 7.65 | 1 | 365 | 8.752 | 0.53086 | 9 | 0.28289
12041 | 5.98 | 1 | 365 | 6.8415 | 0.70386 | 7 | 0.54532
12047 | 6.76 | 1 | 365 | 7.7338 | 0.49132 | 8 | 0.22514
12058 | 15.555 | 1 | 365 | 17.7958 | 0.64609 | 18 | 0.44188
16793 | 22.788 | 1 | 365 | 26.0707 | 0.22135 | 26 | 0.29209
12422 | 4.8 | 1 | 365 | 5.4915 | 0.99976 | 6 | 0.49123
15764 | 15 | 1 | 365 | 17.1608 | 0.37424 | 17 | 0.53508
16005 | 6.5 | 1 | 365 | 7.4364 | 0.8955 | 8 | 0.33187
14460 | 113.035 | 0.9 | 365 | 116.3865 | 0.12953 | 116 | 0.51607
14444 | 4.59 | 1 | 365 | 5.2512 | 0.51852 | 5 | 0.76973
15862 | 4.08 | 1 | 365 | 4.6677 | 0.34979 | 5 | 0.017542
16177 | 5.1 | 1 | 365 | 5.8347 | 0.68724 | 6 | 0.52193
14006 | 7.65 | 1 | 365 | 8.752 | 0.53086 | 9 | 0.28289
16179 | 8.16 | 1 | 365 | 9.3355 | 0.69959 | 10 | 0.035084
14214 | 10.455 | 1 | 365 | 11.9611 | 0.95885 | 12 | 0.91995
14317 | 13.005 | 1 | 365 | 14.8784 | 0.80247 | 15 | 0.68091
14321 | 10.2 | 1 | 365 | 11.6694 | 0.37448 | 12 | 0.043854
15545 | 8.67 | 1 | 365 | 9.919 | 0.86831 | 10 | 0.78728
14209 | 10.965 | 1 | 365 | 12.5446 | 0.12757 | 12 | 0.67214
14192 | 10.2 | 1 | 365 | 11.6694 | 0.37448 | 12 | 0.043854
14299 | 10.71 | 1 | 365 | 12.2528 | 0.54321 | 12 | 0.79605
14270 | 12.24 | 1 | 365 | 14.0032 | 0.04938 | 14 | 0.052625
14320 | 10.2 | 1 | 365 | 11.6694 | 0.37448 | 12 | 0.043854
15606 | 14.79 | 1 | 365 | 16.9206 | 0.893 | 17 | 0.81359
15755 | 10.2 | 1 | 365 | 11.6694 | 0.37448 | 12 | 0.043854
14296 | 10.2 | 1 | 365 | 11.6694 | 0.37448 | 12 | 0.043854
14319 | 11.76 | 1 | 365 | 13.4541 | 0.9494 | 14 | 0.4035
16360 | 11.73 | 1 | 365 | 13.4198 | 0.88066 | 14 | 0.30043
14212 | 10.2 | 1 | 365 | 11.6694 | 0.37448 | 12 | 0.043854
14277 | 13.005 | 1 | 365 | 14.8784 | 0.80247 | 15 | 0.68091
14309 | 17.595 | 1 | 365 | 20.1297 | 0.32098 | 20 | 0.45065
14291 | 13.515 | 1 | 365 | 15.4619 | 0.97119 | 16 | 0.43311
15717 | 10.71 | 1 | 365 | 12.2528 | 0.54321 | 12 | 0.79605
14178 | 11.475 | 1 | 365 | 13.128 | 0.29629 | 13 | 0.42434
12818 | 9.69 | 1 | 365 | 11.0859 | 0.20576 | 11 | 0.29166
12834 | 4.32 | 1 | 365 | 4.9423 | 0.89978 | 5 | 0.8421
14400 | 13.475 | 1 | 365 | 15.4162 | 0.87953 | 16 | 0.29568
15122 | 5.355 | 1 | 365 | 6.1264 | 0.2716 | 6 | 0.39802
14316 | 11.22 | 1 | 365 | 12.8363 | 0.71193 | 13 | 0.54824
14252 | 13.515 | 1 | 365 | 15.4619 | 0.97119 | 16 | 0.43311
14312 | 10.965 | 1 | 365 | 12.5446 | 0.12757 | 12 | 0.67214
14838 | 10.2 | 1 | 365 | 11.6694 | 0.37448 | 12 | 0.043854
15074 | 12.75 | 1 | 365 | 14.5867 | 0.2181 | 14 | 0.80482
16323 | 16.065 | 1 | 365 | 18.3793 | 0.81481 | 19 | 0.19407
16339 | 10.965 | 1 | 365 | 12.5446 | 0.12757 | 12 | 0.67214
14765 | 10.71 | 1 | 365 | 12.2528 | 0.54321 | 12 | 0.79605
16407 | 15.81 | 1 | 365 | 18.0875 | 0.23045 | 18 | 0.31797
14737 | 10.75 | 1 | 365 | 12.2986 | 0.63487 | 12 | 0.93347
15203 | 11.475 | 1 | 365 | 13.128 | 0.29629 | 13 | 0.42434
15849 | 11.73 | 1 | 365 | 13.4198 | 0.88066 | 14 | 0.30043
14393 | 10.045 | 1 | 365 | 11.492 | 0.019283 | 11 | 0.51133
16355 | 10.965 | 1 | 365 | 12.5446 | 0.12757 | 12 | 0.67214
16455 | 10.445 | 1 | 365 | 11.9497 | 0.93593 | 12 | 0.88559
15591 | 10.71 | 1 | 365 | 12.2528 | 0.54321 | 12 | 0.79605
16336 | 13.77 | 1 | 365 | 15.7537 | 0.55555 | 16 | 0.3092
16342 | 12.25 | 1 | 365 | 14.0147 | 0.072296 | 14 | 0.086982
16350 | 14.025 | 1 | 365 | 16.0454 | 0.13991 | 16 | 0.1853
16403 | 13.005 | 1 | 365 | 14.8784 | 0.80247 | 15 | 0.68091
16499 | 17.5 | 1 | 365 | 20.021 | 0.10328 | 20 | 0.12426
12220 | 3.06 | 1 | 365 | 3.5008 | 0.012345 | 3 | 0.51316
15138 | 7.395 | 1 | 365 | 8.4603 | 0.9465 | 9 | 0.40679
14949 | 5.98 | 1 | 365 | 6.8415 | 0.70386 | 7 | 0.54532
12999 | 7.5 | 1 | 365 | 8.5804 | 0.18712 | 8 | 0.76754
13201 | 10 | 1 | 365 | 11.4406 | 0.91616 | 12 | 0.35672
13241 | 147.82 | 0.9 | 365 | 152.2029 | 0.87201 | 153 | 0.074932
13825 | 8.06 | 1 | 365 | 9.2211 | 0.47042 | 9 | 0.69152
13606 | 8.67 | 1 | 365 | 9.919 | 0.86831 | 10 | 0.78728
13864 | 10.4 | 1 | 365 | 11.8982 | 0.83281 | 12 | 0.73099
12898 | 14.04 | 1 | 365 | 16.0625 | 0.17429 | 16 | 0.23683
13949 | 8.96 | 1 | 365 | 10.2507 | 0.53288 | 10 | 0.78362
18924 | 11.22 | 1 | 365 | 12.8363 | 0.71193 | 13 | 0.54824
8644 | 598.16 | 1 | 365 | 684.3285 | 0.75303 | 685 | 0.081564
14164 | 9 | 1 | 365 | 10.2965 | 0.62454 | 10 | 0.92105
15242 | 8.32 | 1 | 365 | 9.5185 | 0.066245 | 9 | 0.58479
14671 | 15.045 | 1 | 365 | 17.2123 | 0.47736 | 17 | 0.68969
14955 | 9.62 | 1 | 365 | 11.0058 | 0.045346 | 11 | 0.051165
15221 | 7.14 | 1 | 365 | 8.1686 | 0.36214 | 8 | 0.5307
14635 | 15.3 | 1 | 365 | 17.5041 | 0.061725 | 17 | 0.56578
14647 | 4.68 | 1 | 365 | 5.3542 | 0.72476 | 6 | 0.078945
14694 | 3.12 | 1 | 365 | 3.5695 | 0.14984 | 3 | 0.7193
14770 | 2.6 | 1 | 365 | 2.9745 | 0.9582 | 3 | 0.93275
14833 | 3.825 | 1 | 365 | 4.376 | 0.76543 | 5 | 0.14145
14857 | 3.38 | 1 | 365 | 3.8669 | 0.74566 | 4 | 0.61257
15262 | 7.54 | 1 | 365 | 8.6262 | 0.27878 | 8 | 0.90497
12063 | 5.865 | 1 | 365 | 6.7099 | 0.44033 | 7 | 0.15022
15265 | 6.76 | 1 | 365 | 7.7338 | 0.49132 | 8 | 0.22514
15418 | 8.84 | 1 | 365 | 10.1135 | 0.25789 | 10 | 0.37134
15325 | 9.36 | 1 | 365 | 10.7084 | 0.44953 | 11 | 0.15789
14248 | 9.45 | 1 | 365 | 10.8113 | 0.65577 | 11 | 0.4671
14305 | 2.7 | 1 | 365 | 3.089 | 0.18736 | 3 | 0.27631
14307 | 2.16 | 1 | 365 | 2.4712 | 0.94989 | 3 | 0.42105
15635 | 2.55 | 1 | 365 | 2.9173 | 0.84362 | 3 | 0.76096
15008 | 6.375 | 1 | 365 | 7.2934 | 0.60905 | 7 | 0.90241
15633 | 4.335 | 1 | 365 | 4.9595 | 0.93416 | 5 | 0.89364
15426 | 3.825 | 1 | 365 | 4.376 | 0.76543 | 5 | 0.14145
15427 | 4.08 | 1 | 365 | 4.6677 | 0.34979 | 5 | 0.017542
15459 | 8.415 | 1 | 365 | 9.6272 | 0.28395 | 9 | 0.91118
15463 | 10.725 | 1 | 365 | 12.27 | 0.57758 | 12 | 0.84758
15466 | 23.52 | 1 | 365 | 26.9082 | 0.89881 | 27 | 0.80701
11191 | 7.65 | 1 | 365 | 8.752 | 0.53086 | 9 | 0.28289
11176 | 4.845 | 1 | 365 | 5.543 | 0.10288 | 5 | 0.64583
11153 | 9.88 | 1 | 365 | 11.3033 | 0.64117 | 11 | 0.94444
15268 | 6.5 | 1 | 365 | 7.4364 | 0.8955 | 8 | 0.33187
15269 | 10.965 | 1 | 365 | 12.5446 | 0.12757 | 12 | 0.67214
15270 | 8.32 | 1 | 365 | 9.5185 | 0.066245 | 9 | 0.58479
15272 | 4.68 | 1 | 365 | 5.3542 | 0.72476 | 6 | 0.078945
15275 | 7.54 | 1 | 365 | 8.6262 | 0.27878 | 8 | 0.90497
15279 | 9.62 | 1 | 365 | 11.0058 | 0.045346 | 11 | 0.051165
15277 | 7.8 | 1 | 365 | 8.9236 | 0.8746 | 9 | 0.79824
15282 | 7.02 | 1 | 365 | 8.0313 | 0.087144 | 8 | 0.11842
15283 | 14.79 | 1 | 365 | 16.9206 | 0.893 | 17 | 0.81359
15286 | 5.2 | 1 | 365 | 5.9491 | 0.9164 | 6 | 0.86549
15289 | 6.63 | 1 | 365 | 7.5851 | 0.19341 | 7 | 0.77851
15301 | 5.2 | 1 | 365 | 5.9491 | 0.9164 | 6 | 0.86549
15302 | 4.59 | 1 | 365 | 5.2512 | 0.51852 | 5 | 0.76973
15303 | 4.335 | 1 | 365 | 4.9595 | 0.93416 | 5 | 0.89364
14313 | 6.12 | 1 | 365 | 7.0016 | 0.02469 | 7 | 0.026313
15304 | 5.72 | 1 | 365 | 6.544 | 0.10804 | 6 | 0.65204
15305 | 3.5 | 1 | 365 | 4.0042 | 0.020656 | 4 | 0.024852
15307 | 7.395 | 1 | 365 | 8.4603 | 0.9465 | 9 | 0.40679
15308 | 13.26 | 1 | 365 | 15.1702 | 0.38683 | 15 | 0.55701
15310 | 2.805 | 1 | 365 | 3.2091 | 0.42798 | 3 | 0.63706
15311 | 3.12 | 1 | 365 | 3.5695 | 0.14984 | 3 | 0.7193
15313 | 17 | 1 | 365 | 19.449 | 0.95747 | 20 | 0.40642
12740 | 2.75 | 1 | 365 | 3.1462 | 0.30194 | 3 | 0.4481
15317 | 5.72 | 1 | 365 | 6.544 | 0.10804 | 6 | 0.65204
15318 | 10.2 | 1 | 365 | 11.6694 | 0.37448 | 12 | 0.043854
15320 | 3.8 | 1 | 365 | 4.3474 | 0.70814 | 5 | 0.055554
15663 | 11.34 | 1 | 365 | 12.9736 | 0.98693 | 13 | 0.96052
15321 | 3.38 | 1 | 365 | 3.8669 | 0.74566 | 4 | 0.61257
15664 | 8.925 | 1 | 365 | 10.2107 | 0.45267 | 10 | 0.66337
15324 | 13.005 | 1 | 365 | 14.8784 | 0.80247 | 15 | 0.68091
15327 | 3.06 | 1 | 365 | 3.5008 | 0.012345 | 3 | 0.51316
15665 | 4.32 | 1 | 365 | 4.9423 | 0.89978 | 5 | 0.8421
15328 | 14.79 | 1 | 365 | 16.9206 | 0.893 | 17 | 0.81359
15666 | 7.29 | 1 | 365 | 8.3402 | 0.70588 | 9 | 0.046049
15333 | 9.1 | 1 | 365 | 10.4109 | 0.85371 | 11 | 0.26462
15335 | 11.44 | 1 | 365 | 13.088 | 0.21609 | 13 | 0.30409
15720 | 6.885 | 1 | 365 | 7.8768 | 0.77778 | 8 | 0.6546
15343 | 5.2 | 1 | 365 | 5.9491 | 0.9164 | 6 | 0.86549
15777 | 3.84 | 1 | 365 | 4.3932 | 0.79981 | 5 | 0.19298
15349 | 8.415 | 1 | 365 | 9.6272 | 0.28395 | 9 | 0.91118
15351 | 5.61 | 1 | 365 | 6.4182 | 0.85597 | 7 | 0.27412
15766 | 31.392 | 0.9 | 365 | 32.3228 | 0.74457 | 33 | 0.067354
15834 | 5.559 | 1 | 365 | 6.3598 | 0.73909 | 7 | 0.098901
15712 | 3.06 | 1 | 365 | 3.5008 | 0.012345 | 3 | 0.51316
15612 | 6.76 | 1 | 365 | 7.7338 | 0.49132 | 8 | 0.22514
12902 | 3.315 | 1 | 365 | 3.7925 | 0.59671 | 4 | 0.38925
15850 | 9.975 | 1 | 365 | 11.412 | 0.85887 | 12 | 0.27083
11900 | 4.9 | 1 | 365 | 5.6059 | 0.22892 | 5 | 0.83479
11957 | 13 | 1 | 365 | 14.8727 | 0.79101 | 15 | 0.66374
15859 | 7.14 | 1 | 365 | 8.1686 | 0.36214 | 8 | 0.5307
11963 | 7.905 | 1 | 365 | 9.0438 | 0.11522 | 9 | 0.15899
11966 | 6.25 | 1 | 365 | 7.1504 | 0.3226 | 7 | 0.47295
15860 | 9.99 | 1 | 365 | 11.4291 | 0.89324 | 12 | 0.32236
11946 | 9.18 | 1 | 365 | 10.5024 | 0.037035 | 10 | 0.53947
11969 | 13.515 | 1 | 365 | 15.4619 | 0.97119 | 16 | 0.43311
15864 | 6.12 | 1 | 365 | 7.0016 | 0.02469 | 7 | 0.026313
11972 | 7.28 | 1 | 365 | 8.3287 | 0.68296 | 9 | 0.011692
11968 | 4.59 | 1 | 365 | 5.2512 | 0.51852 | 5 | 0.76973
15937 | 13.26 | 1 | 365 | 15.1702 | 0.38683 | 15 | 0.55701
11973 | 4.16 | 1 | 365 | 4.7593 | 0.53312 | 5 | 0.2924
15903 | 7.395 | 1 | 365 | 8.4603 | 0.9465 | 9 | 0.40679
11981 | 8.32 | 1 | 365 | 9.5185 | 0.066245 | 9 | 0.58479
15950 | 4.59 | 1 | 365 | 5.2512 | 0.51852 | 5 | 0.76973
11985 | 3.9 | 1 | 365 | 4.4618 | 0.9373 | 5 | 0.39912
15951 | 6.63 | 1 | 365 | 7.5851 | 0.19341 | 7 | 0.77851
11992 | 7.905 | 1 | 365 | 9.0438 | 0.11522 | 9 | 0.15899
15981 | 22 | 1 | 365 | 25.1692 | 0.41555 | 25 | 0.58478
11995 | 6.76 | 1 | 365 | 7.7338 | 0.49132 | 8 | 0.22514
15994 | 13.16 | 1 | 365 | 15.0558 | 0.15767 | 15 | 0.21344
12000 | 9.1 | 1 | 365 | 10.4109 | 0.85371 | 11 | 0.26462
15998 | 3.06 | 1 | 365 | 3.5008 | 0.012345 | 3 | 0.51316
12003 | 4.24 | 1 | 365 | 4.8508 | 0.71645 | 5 | 0.56725
16001 | 7.5 | 1 | 365 | 8.5804 | 0.18712 | 8 | 0.76754
12011 | 7.8 | 1 | 365 | 8.9236 | 0.8746 | 9 | 0.79824
16002 | 3.25 | 1 | 365 | 3.7182 | 0.44775 | 4 | 0.16593
12068 | 12.75 | 1 | 365 | 14.5867 | 0.2181 | 14 | 0.80482
12071 | 14.79 | 1 | 365 | 16.9206 | 0.893 | 17 | 0.81359
16006 | 6.75 | 1 | 365 | 7.7224 | 0.46841 | 8 | 0.19079
11878 | 11.475 | 1 | 365 | 13.128 | 0.29629 | 13 | 0.42434
11818 | 7.8 | 1 | 365 | 8.9236 | 0.8746 | 9 | 0.79824
16011 | 4.25 | 1 | 365 | 4.8622 | 0.73937 | 5 | 0.60161
11880 | 9.69 | 1 | 365 | 11.0859 | 0.20576 | 11 | 0.29166
16016 | 8.5 | 1 | 365 | 9.7245 | 0.47874 | 10 | 0.20321
11843 | 6.24 | 1 | 365 | 7.1389 | 0.29968 | 7 | 0.43859
16014 | 5.25 | 1 | 365 | 6.0063 | 0.030984 | 6 | 0.037278
11881 | 8.84 | 1 | 365 | 10.1135 | 0.25789 | 10 | 0.37134
16019 | 7.75 | 1 | 365 | 8.8664 | 0.76002 | 9 | 0.62646
16021 | 4.5 | 1 | 365 | 5.1483 | 0.31227 | 5 | 0.46052
11882 | 11.7 | 1 | 365 | 13.3855 | 0.81191 | 14 | 0.19736
15984 | 3.12 | 1 | 365 | 3.5695 | 0.14984 | 3 | 0.7193
11884 | 14.82 | 1 | 365 | 16.9549 | 0.96175 | 17 | 0.91666
16018 | 9.18 | 1 | 365 | 10.5024 | 0.037035 | 10 | 0.53947
11902 | 7.28 | 1 | 365 | 8.3287 | 0.68296 | 9 | 0.011692
11903 | 4.68 | 1 | 365 | 5.3542 | 0.72476 | 6 | 0.078945
15992 | 7.65 | 1 | 365 | 8.752 | 0.53086 | 9 | 0.28289
11904 | 3.38 | 1 | 365 | 3.8669 | 0.74566 | 4 | 0.61257
15442 | 4.68 | 1 | 365 | 5.3542 | 0.72476 | 6 | 0.078945
11909 | 6.76 | 1 | 365 | 7.7338 | 0.49132 | 8 | 0.22514
15444 | 5.2 | 1 | 365 | 5.9491 | 0.9164 | 6 | 0.86549
13574 | 5.72 | 1 | 365 | 6.544 | 0.10804 | 6 | 0.65204
15447 | 3.9 | 1 | 365 | 4.4618 | 0.9373 | 5 | 0.39912
11911 | 6.24 | 1 | 365 | 7.1389 | 0.29968 | 7 | 0.43859
11914 | 6.76 | 1 | 365 | 7.7338 | 0.49132 | 8 | 0.22514
15448 | 12.74 | 1 | 365 | 14.5753 | 0.19519 | 14 | 0.77046
15450 | 5.46 | 1 | 365 | 6.2465 | 0.51222 | 6 | 0.75877
15449 | 5.46 | 1 | 365 | 6.2465 | 0.51222 | 6 | 0.75877
15454 | 5.61 | 1 | 365 | 6.4182 | 0.85597 | 7 | 0.27412
15456 | 10.92 | 1 | 365 | 12.4931 | 0.024447 | 12 | 0.51754
15458 | 7.54 | 1 | 365 | 8.6262 | 0.27878 | 8 | 0.90497
16164 | 5.1 | 1 | 365 | 5.8347 | 0.68724 | 6 | 0.52193
15462 | 6.12 | 1 | 365 | 7.0016 | 0.02469 | 7 | 0.026313
15464 | 7.8 | 1 | 365 | 8.9236 | 0.8746 | 9 | 0.79824
15469 | 10.4 | 1 | 365 | 11.8982 | 0.83281 | 12 | 0.73099
15468 | 7.395 | 1 | 365 | 8.4603 | 0.9465 | 9 | 0.40679
15467 | 6.76 | 1 | 365 | 7.7338 | 0.49132 | 8 | 0.22514
16206 | 8.175 | 1 | 365 | 9.3527 | 0.73396 | 10 | 0.086619
15474 | 10.92 | 1 | 365 | 12.4931 | 0.024447 | 12 | 0.51754
16209 | 7.905 | 1 | 365 | 9.0438 | 0.11522 | 9 | 0.15899
15475 | 4.42 | 1 | 365 | 5.0567 | 0.12894 | 5 | 0.18567
16507 | 6.12 | 1 | 365 | 7.0016 | 0.02469 | 7 | 0.026313
16066 | 7.395 | 1 | 365 | 8.4603 | 0.9465 | 9 | 0.40679
16069 | 6.63 | 1 | 365 | 7.5851 | 0.19341 | 7 | 0.77851
16212 | 2.34 | 1 | 365 | 2.6771 | 0.36238 | 3 | 0.039472
16491 | 3.825 | 1 | 365 | 4.376 | 0.76543 | 5 | 0.14145
16255 | 5.865 | 1 | 365 | 6.7099 | 0.44033 | 7 | 0.15022
16199 | 17.85 | 1 | 365 | 20.4214 | 0.90535 | 21 | 0.32675
15844 | 4.335 | 1 | 365 | 4.9595 | 0.93416 | 5 | 0.89364
16073 | 5.355 | 1 | 365 | 6.1264 | 0.2716 | 6 | 0.39802
16114 | 7.65 | 1 | 365 | 8.752 | 0.53086 | 9 | 0.28289
16217 | 4.335 | 1 | 365 | 4.9595 | 0.93416 | 5 | 0.89364
16514 | 3.825 | 1 | 365 | 4.376 | 0.76543 | 5 | 0.14145
16540 | 6.63 | 1 | 365 | 7.5851 | 0.19341 | 7 | 0.77851
16200 | 4.16 | 1 | 365 | 4.7593 | 0.53312 | 5 | 0.2924
16587 | 7.65 | 1 | 365 | 8.752 | 0.53086 | 9 | 0.28289
16504 | 8.5 | 1 | 365 | 9.7245 | 0.47874 | 10 | 0.20321
16628 | 7.395 | 1 | 365 | 8.4603 | 0.9465 | 9 | 0.40679
16601 | 7.02 | 1 | 365 | 8.0313 | 0.087144 | 8 | 0.11842
15638 | 8.67 | 1 | 365 | 9.919 | 0.86831 | 10 | 0.78728
16539 | 5.335 | 1 | 365 | 6.1035 | 0.22577 | 6 | 0.32931
16256 | 6.12 | 1 | 365 | 7.0016 | 0.02469 | 7 | 0.026313
16259 | 6.63 | 1 | 365 | 7.5851 | 0.19341 | 7 | 0.77851
16579 | 9.1 | 1 | 365 | 10.4109 | 0.85371 | 11 | 0.26462
16075 | 8.415 | 1 | 365 | 9.6272 | 0.28395 | 9 | 0.91118
16580 | 13.005 | 1 | 365 | 14.8784 | 0.80247 | 15 | 0.68091
16519 | 6.885 | 1 | 365 | 7.8768 | 0.77778 | 8 | 0.6546
16627 | 15.555 | 1 | 365 | 17.7958 | 0.64609 | 18 | 0.44188
16057 | 6.885 | 1 | 365 | 7.8768 | 0.77778 | 8 | 0.6546
16625 | 8.67 | 1 | 365 | 9.919 | 0.86831 | 10 | 0.78728
16602 | 7.65 | 1 | 365 | 8.752 | 0.53086 | 9 | 0.28289
15423 | 8.67 | 1 | 365 | 9.919 | 0.86831 | 10 | 0.78728
15432 | 7.02 | 1 | 365 | 8.0313 | 0.087144 | 8 | 0.11842
15433 | 7.8 | 1 | 365 | 8.9236 | 0.8746 | 9 | 0.79824
15436 | 3.9 | 1 | 365 | 4.4618 | 0.9373 | 5 | 0.39912
15441 | 7.28 | 1 | 365 | 8.3287 | 0.68296 | 9 | 0.011692
19445 | 4.86 | 1 | 365 | 5.5601 | 0.13725 | 5 | 0.69737
15435 | 10.2 | 1 | 365 | 11.6694 | 0.37448 | 12 | 0.043854
15608 | 5.4 | 1 | 365 | 6.1779 | 0.37473 | 6 | 0.55263
15609 | 8.64 | 1 | 365 | 9.8846 | 0.79956 | 10 | 0.68421
15616 | 3.6 | 1 | 365 | 4.1186 | 0.24982 | 4 | 0.36842
15618 | 4.08 | 1 | 365 | 4.6677 | 0.34979 | 5 | 0.017542
15438 | 4.16 | 1 | 365 | 4.7593 | 0.53312 | 5 | 0.2924
15623 | 5.61 | 1 | 365 | 6.4182 | 0.85597 | 7 | 0.27412
15443 | 3.12 | 1 | 365 | 3.5695 | 0.14984 | 3 | 0.7193
15676 | 5.355 | 1 | 365 | 6.1264 | 0.2716 | 6 | 0.39802
15705 | 3.06 | 1 | 365 | 3.5008 | 0.012345 | 3 | 0.51316
15451 | 2.86 | 1 | 365 | 3.272 | 0.55402 | 3 | 0.82602
15455 | 5.355 | 1 | 365 | 6.1264 | 0.2716 | 6 | 0.39802
15035 | 7.47 | 1 | 365 | 8.5461 | 0.11837 | 8 | 0.66447
15460 | 9.1 | 1 | 365 | 10.4109 | 0.85371 | 11 | 0.26462
15480 | 8.58 | 1 | 365 | 9.816 | 0.66207 | 10 | 0.47807
15471 | 4.845 | 1 | 365 | 5.543 | 0.10288 | 5 | 0.64583
16211 | 7.65 | 1 | 365 | 8.752 | 0.53086 | 9 | 0.28289
15482 | 7.54 | 1 | 365 | 8.6262 | 0.27878 | 8 | 0.90497
15485 | 3.38 | 1 | 365 | 3.8669 | 0.74566 | 4 | 0.61257
15487 | 11.7 | 1 | 365 | 13.3855 | 0.81191 | 14 | 0.19736
16250 | 4.5 | 1 | 365 | 5.1483 | 0.31227 | 5 | 0.46052
15489 | 3.12 | 1 | 365 | 3.5695 | 0.14984 | 3 | 0.7193
16253 | 9.25 | 1 | 365 | 10.5825 | 0.19745 | 10 | 0.77997
15492 | 5.98 | 1 | 365 | 6.8415 | 0.70386 | 7 | 0.54532
15494 | 7.02 | 1 | 365 | 8.0313 | 0.087144 | 8 | 0.11842
15498 | 5.98 | 1 | 365 | 6.8415 | 0.70386 | 7 | 0.54532
15496 | 7.54 | 1 | 365 | 8.6262 | 0.27878 | 8 | 0.90497
15500 | 7.54 | 1 | 365 | 8.6262 | 0.27878 | 8 | 0.90497
16272 | 6.12 | 1 | 365 | 7.0016 | 0.02469 | 7 | 0.026313
16273 | 5.355 | 1 | 365 | 6.1264 | 0.2716 | 6 | 0.39802
16274 | 7.14 | 1 | 365 | 8.1686 | 0.36214 | 8 | 0.5307
16275 | 17.331 | 1 | 365 | 19.8276 | 0.716 | 20 | 0.54363
16276 | 17.385 | 1 | 365 | 19.8894 | 0.83974 | 20 | 0.72916
16282 | 3.825 | 1 | 365 | 4.376 | 0.76543 | 5 | 0.14145
16289 | 6 | 1 | 365 | 6.8643 | 0.7497 | 7 | 0.61403
16292 | 8.67 | 1 | 365 | 9.919 | 0.86831 | 10 | 0.78728
16293 | 10.455 | 1 | 365 | 11.9611 | 0.95885 | 12 | 0.91995
15501 | 10.14 | 1 | 365 | 11.6007 | 0.23699 | 11 | 0.83771
16301 | 9.945 | 1 | 365 | 11.3776 | 0.79012 | 12 | 0.16776
16281 | 9.45 | 1 | 365 | 10.8113 | 0.65577 | 11 | 0.4671
15502 | 5.61 | 1 | 365 | 6.4182 | 0.85597 | 7 | 0.27412
15503 | 4.335 | 1 | 365 | 4.9595 | 0.93416 | 5 | 0.89364
16309 | 5.1 | 1 | 365 | 5.8347 | 0.68724 | 6 | 0.52193
16310 | 3 | 1 | 365 | 3.4322 | 0.87485 | 4 | 0.30702
15505 | 3.64 | 1 | 365 | 4.1644 | 0.34148 | 4 | 0.50585
16312 | 4.845 | 1 | 365 | 5.543 | 0.10288 | 5 | 0.64583
16340 | 10.8 | 1 | 365 | 12.3558 | 0.74945 | 13 | 0.10526
16302 | 8 | 1 | 365 | 9.1524 | 0.33293 | 9 | 0.48538
16311 | 5.2 | 1 | 365 | 5.9491 | 0.9164 | 6 | 0.86549
14216 | 17.595 | 1 | 365 | 20.1297 | 0.32098 | 20 | 0.45065
15508 | 7.14 | 1 | 365 | 8.1686 | 0.36214 | 8 | 0.5307
15509 | 3.06 | 1 | 365 | 3.5008 | 0.012345 | 3 | 0.51316
16354 | 5.865 | 1 | 365 | 6.7099 | 0.44033 | 7 | 0.15022
16372 | 9.72 | 1 | 365 | 11.1202 | 0.27451 | 11 | 0.39473
16376 | 8 | 1 | 365 | 9.1524 | 0.33293 | 9 | 0.48538
16404 | 8.91 | 1 | 365 | 10.1935 | 0.4183 | 10 | 0.61184
16406 | 11.22 | 1 | 365 | 12.8363 | 0.71193 | 13 | 0.54824
16414 | 20.79 | 1 | 365 | 23.7849 | 0.6427 | 24 | 0.42762
15511 | 2.86 | 1 | 365 | 3.272 | 0.55402 | 3 | 0.82602
16420 | 6.75 | 1 | 365 | 7.7224 | 0.46841 | 8 | 0.19079
16434 | 6.63 | 1 | 365 | 7.5851 | 0.19341 | 7 | 0.77851
16422 | 4.32 | 1 | 365 | 4.9423 | 0.89978 | 5 | 0.8421
16446 | 5 | 1 | 365 | 5.7203 | 0.45808 | 6 | 0.17836
16430 | 4.8 | 1 | 365 | 5.4915 | 0.99976 | 6 | 0.49123
16432 | 2.7 | 1 | 365 | 3.089 | 0.18736 | 3 | 0.27631
15512 | 2.86 | 1 | 365 | 3.272 | 0.55402 | 3 | 0.82602
16461 | 3.57 | 1 | 365 | 4.0843 | 0.18107 | 4 | 0.26535
16462 | 5.1 | 1 | 365 | 5.8347 | 0.68724 | 6 | 0.52193
16464 | 9.18 | 1 | 365 | 10.5024 | 0.037035 | 10 | 0.53947
15514 | 4.68 | 1 | 365 | 5.3542 | 0.72476 | 6 | 0.078945
15518 | 4.16 | 1 | 365 | 4.7593 | 0.53312 | 5 | 0.2924
16469 | 7.65 | 1 | 365 | 8.752 | 0.53086 | 9 | 0.28289
16470 | 6.48 | 1 | 365 | 7.4135 | 0.84967 | 8 | 0.26315
16473 | 7.65 | 1 | 365 | 8.752 | 0.53086 | 9 | 0.28289
16475 | 5.865 | 1 | 365 | 6.7099 | 0.44033 | 7 | 0.15022
15520 | 7.54 | 1 | 365 | 8.6262 | 0.27878 | 8 | 0.90497
15550 | 4.42 | 1 | 365 | 5.0567 | 0.12894 | 5 | 0.18567
15554 | 2.915 | 1 | 365 | 3.3349 | 0.68006 | 4 | 0.014984
15557 | 6.885 | 1 | 365 | 7.8768 | 0.77778 | 8 | 0.6546
15560 | 11.44 | 1 | 365 | 13.088 | 0.21609 | 13 | 0.30409
15561 | 2.34 | 1 | 365 | 2.6771 | 0.36238 | 3 | 0.039472
15564 | 9.88 | 1 | 365 | 11.3033 | 0.64117 | 11 | 0.94444
15566 | 6.885 | 1 | 365 | 7.8768 | 0.77778 | 8 | 0.6546
15568 | 13.005 | 1 | 365 | 14.8784 | 0.80247 | 15 | 0.68091
15569 | 3.38 | 1 | 365 | 3.8669 | 0.74566 | 4 | 0.61257
15571 | 4.94 | 1 | 365 | 5.6516 | 0.32058 | 5 | 0.97222
15572 | 3.64 | 1 | 365 | 4.1644 | 0.34148 | 4 | 0.50585
15573 | 5.98 | 1 | 365 | 6.8415 | 0.70386 | 7 | 0.54532
15578 | 4.68 | 1 | 365 | 5.3542 | 0.72476 | 6 | 0.078945
15585 | 7.65 | 1 | 365 | 8.752 | 0.53086 | 9 | 0.28289
15625 | 5.72 | 1 | 365 | 6.544 | 0.10804 | 6 | 0.65204
15679 | 4.68 | 1 | 365 | 5.3542 | 0.72476 | 6 | 0.078945
15738 | 14.82 | 1 | 365 | 16.9549 | 0.96175 | 17 | 0.91666
15758 | 6.76 | 1 | 365 | 7.7338 | 0.49132 | 8 | 0.22514
15626 | 5.46 | 1 | 365 | 6.2465 | 0.51222 | 6 | 0.75877
15465 | 6.12 | 1 | 365 | 7.0016 | 0.02469 | 7 | 0.026313
16008 | 6.5 | 1 | 365 | 7.4364 | 0.8955 | 8 | 0.33187
14858 | 6.375 | 1 | 365 | 7.2934 | 0.60905 | 7 | 0.90241
12185 | 9 | 1 | 365 | 10.2965 | 0.62454 | 10 | 0.92105
12846 | 11.18 | 1 | 365 | 12.7905 | 0.62027 | 13 | 0.41081
14975 | 7.395 | 1 | 365 | 8.4603 | 0.9465 | 9 | 0.40679
10993 | 8.1 | 1 | 365 | 9.2669 | 0.56209 | 9 | 0.82894
15194 | 5.1 | 1 | 365 | 5.8347 | 0.68724 | 6 | 0.52193
15288 | 11.055 | 1 | 365 | 12.6475 | 0.33381 | 12 | 0.98135
16197 | 7.2 | 1 | 365 | 8.2372 | 0.49964 | 8 | 0.73684
16417 | 6.05 | 1 | 365 | 6.9215 | 0.86428 | 7 | 0.78582
16298 | 7.32 | 1 | 365 | 8.3745 | 0.77463 | 9 | 0.14912
15134 | 5.67 | 1 | 365 | 6.4868 | 0.99346 | 7 | 0.48026
14623 | 12.74 | 1 | 365 | 14.5753 | 0.19519 | 14 | 0.77046
16324 | 12.24 | 1 | 365 | 14.0032 | 0.04938 | 14 | 0.052625
16428 | 11.25 | 1 | 365 | 12.8706 | 0.78068 | 13 | 0.65131
16410 | 13.005 | 1 | 365 | 14.8784 | 0.80247 | 15 | 0.68091
16440 | 10.75 | 1 | 365 | 12.2986 | 0.63487 | 12 | 0.93347
14832 | 13.005 | 1 | 365 | 14.8784 | 0.80247 | 15 | 0.68091
16379 | 11.515 | 1 | 365 | 13.1738 | 0.38796 | 13 | 0.56176
14469 | 10.965 | 1 | 365 | 12.5446 | 0.12757 | 12 | 0.67214
15767 | 10.455 | 1 | 365 | 11.9611 | 0.95885 | 12 | 0.91995
16359 | 12.75 | 1 | 365 | 14.5867 | 0.2181 | 14 | 0.80482
15867 | 11.985 | 1 | 365 | 13.7115 | 0.46502 | 14 | 0.17653
14629 | 15.81 | 1 | 365 | 18.0875 | 0.23045 | 18 | 0.31797
16358 | 11.5 | 1 | 365 | 13.1566 | 0.35358 | 13 | 0.51023
16343 | 17.595 | 1 | 365 | 20.1297 | 0.32098 | 20 | 0.45065
16450 | 10 | 1 | 365 | 11.4406 | 0.91616 | 12 | 0.35672
16458 | 17.595 | 1 | 365 | 20.1297 | 0.32098 | 20 | 0.45065
16449 | 11.22 | 1 | 365 | 12.8363 | 0.71193 | 13 | 0.54824
14710 | 10.2 | 1 | 365 | 11.6694 | 0.37448 | 12 | 0.043854
16511 | 17.4 | 1 | 365 | 19.9066 | 0.87412 | 20 | 0.78069
16398 | 11.27 | 1 | 365 | 12.8935 | 0.82651 | 13 | 0.72002
15605 | 11.475 | 1 | 365 | 13.128 | 0.29629 | 13 | 0.42434
16370 | 11.22 | 1 | 365 | 12.8363 | 0.71193 | 13 | 0.54824
16444 | 11.73 | 1 | 365 | 13.4198 | 0.88066 | 14 | 0.30043
14168 | 10.71 | 1 | 365 | 12.2528 | 0.54321 | 12 | 0.79605
14175 | 16.065 | 1 | 365 | 18.3793 | 0.81481 | 19 | 0.19407
16357 | 11.22 | 1 | 365 | 12.8363 | 0.71193 | 13 | 0.54824
15806 | 11.44 | 1 | 365 | 13.088 | 0.21609 | 13 | 0.30409
16405 | 11.73 | 1 | 365 | 13.4198 | 0.88066 | 14 | 0.30043
16506 | 3.64 | 1 | 365 | 4.1644 | 0.34148 | 4 | 0.50585
16557 | 3 | 1 | 365 | 3.4322 | 0.87485 | 4 | 0.30702
16171 | 8.58 | 1 | 365 | 9.816 | 0.66207 | 10 | 0.47807
16520 | 7.29 | 1 | 365 | 8.3402 | 0.70588 | 9 | 0.046049
16521 | 6.21 | 1 | 365 | 7.1046 | 0.23094 | 7 | 0.33552
16485 | 17.25 | 1 | 365 | 19.735 | 0.53038 | 20 | 0.26534
16518 | 13 | 1 | 365 | 14.8727 | 0.79101 | 15 | 0.66374
14152 | 10 | 1 | 365 | 11.4406 | 0.91616 | 12 | 0.35672
16486 | 10.965 | 1 | 365 | 12.5446 | 0.12757 | 12 | 0.67214
16489 | 11 | 1 | 365 | 12.5846 | 0.20778 | 12 | 0.79239
16315 | 10.965 | 1 | 365 | 12.5446 | 0.12757 | 12 | 0.67214
14211 | 10.71 | 1 | 365 | 12.2528 | 0.54321 | 12 | 0.79605
14213 | 10.71 | 1 | 365 | 12.2528 | 0.54321 | 12 | 0.79605
16427 | 10.2 | 1 | 365 | 11.6694 | 0.37448 | 12 | 0.043854
14208 | 10.2 | 1 | 365 | 11.6694 | 0.37448 | 12 | 0.043854
14206 | 11.475 | 1 | 365 | 13.128 | 0.29629 | 13 | 0.42434
14855 | 10.2 | 1 | 365 | 11.6694 | 0.37448 | 12 | 0.043854
16369 | 10.71 | 1 | 365 | 12.2528 | 0.54321 | 12 | 0.79605
14171 | 10.2 | 1 | 365 | 11.6694 | 0.37448 | 12 | 0.043854
16536 | 12.24 | 1 | 365 | 14.0032 | 0.04938 | 14 | 0.052625
14217 | 12.75 | 1 | 365 | 14.5867 | 0.2181 | 14 | 0.80482
14730 | 12 | 1 | 365 | 13.7287 | 0.49939 | 14 | 0.22806
16531 | 4.8 | 1 | 365 | 5.4915 | 0.99976 | 6 | 0.49123
16541 | 7.2 | 1 | 365 | 8.2372 | 0.49964 | 8 | 0.73684
16542 | 6.885 | 1 | 365 | 7.8768 | 0.77778 | 8 | 0.6546
15613 | 5.4 | 1 | 365 | 6.1779 | 0.37473 | 6 | 0.55263
16545 | 4.8 | 1 | 365 | 5.4915 | 0.99976 | 6 | 0.49123
16546 | 4.59 | 1 | 365 | 5.2512 | 0.51852 | 5 | 0.76973
16549 | 6.375 | 1 | 365 | 7.2934 | 0.60905 | 7 | 0.90241
16550 | 7.395 | 1 | 365 | 8.4603 | 0.9465 | 9 | 0.40679
16962 | 8.16 | 1 | 365 | 9.3355 | 0.69959 | 10 | 0.035084
16552 | 8.64 | 1 | 365 | 9.8846 | 0.79956 | 10 | 0.68421
16556 | 9.18 | 1 | 365 | 10.5024 | 0.037035 | 10 | 0.53947
16562 | 6.12 | 1 | 365 | 7.0016 | 0.02469 | 7 | 0.026313
16386 | 9.18 | 1 | 365 | 10.5024 | 0.037035 | 10 | 0.53947
16932 | 7.54 | 1 | 365 | 8.6262 | 0.27878 | 8 | 0.90497
16923 | 4.08 | 1 | 365 | 4.6677 | 0.34979 | 5 | 0.017542
16925 | 6.12 | 1 | 365 | 7.0016 | 0.02469 | 7 | 0.026313
16931 | 10.455 | 1 | 365 | 11.9611 | 0.95885 | 12 | 0.91995
16763 | 3.06 | 1 | 365 | 3.5008 | 0.012345 | 3 | 0.51316
16851 | 4.08 | 1 | 365 | 4.6677 | 0.34979 | 5 | 0.017542
16846 | 6.885 | 1 | 365 | 7.8768 | 0.77778 | 8 | 0.6546
15772 | 10.25 | 1 | 365 | 11.7266 | 0.48906 | 12 | 0.21564
15595 | 4.16 | 1 | 365 | 4.7593 | 0.53312 | 5 | 0.2924
15617 | 8.415 | 1 | 365 | 9.6272 | 0.28395 | 9 | 0.91118
16888 | 3.825 | 1 | 365 | 4.376 | 0.76543 | 5 | 0.14145
16895 | 2.86 | 1 | 365 | 3.272 | 0.55402 | 3 | 0.82602
15583 | 5.61 | 1 | 365 | 6.4182 | 0.85597 | 7 | 0.27412
14301 | 15.3 | 1 | 365 | 17.5041 | 0.061725 | 17 | 0.56578
16911 | 7.65 | 1 | 365 | 8.752 | 0.53086 | 9 | 0.28289
16855 | 3.185 | 1 | 365 | 3.6438 | 0.2988 | 3 | 0.94262
16887 | 9.18 | 1 | 365 | 10.5024 | 0.037035 | 10 | 0.53947
16416 | 6.375 | 1 | 365 | 7.2934 | 0.60905 | 7 | 0.90241
16853 | 4.42 | 1 | 365 | 5.0567 | 0.12894 | 5 | 0.18567
15727 | 9.62 | 1 | 365 | 11.0058 | 0.045346 | 11 | 0.051165
16837 | 8.16 | 1 | 365 | 9.3355 | 0.69959 | 10 | 0.035084
16841 | 9.1 | 1 | 365 | 10.4109 | 0.85371 | 11 | 0.26462
16604 | 14.84 | 1 | 365 | 16.9778 | 0.0075814 | 16 | 0.98537
16834 | 8.06 | 1 | 365 | 9.2211 | 0.47042 | 9 | 0.69152
16839 | 12.495 | 1 | 365 | 14.295 | 0.63374 | 14 | 0.92872
16615 | 10.08 | 1 | 365 | 11.5321 | 0.099489 | 11 | 0.63157
16617 | 5.5 | 1 | 365 | 6.2923 | 0.60389 | 6 | 0.8962
16718 | 6.12 | 1 | 365 | 7.0016 | 0.02469 | 7 | 0.026313
16823 | 9.945 | 1 | 365 | 11.3776 | 0.79012 | 12 | 0.16776
13942 | 6.12 | 1 | 365 | 7.0016 | 0.02469 | 7 | 0.026313
16634 | 1 | 1 | 365 | 1.1441 | 0.29162 | 1 | 0.43567
15898 | 13.005 | 1 | 365 | 14.8784 | 0.80247 | 15 | 0.68091
16476 | 44.88 | 0.9 | 365 | 46.2107 | 0.56295 | 46 | 0.77366
16509 | 4.5 | 1 | 365 | 5.1483 | 0.31227 | 5 | 0.46052
16674 | 2.04 | 1 | 365 | 2.3339 | 0.6749 | 3 | 0.0087709
16535 | 4.335 | 1 | 365 | 4.9595 | 0.93416 | 5 | 0.89364
16574 | 2.6 | 1 | 365 | 2.9745 | 0.9582 | 3 | 0.93275
16572 | 2.55 | 1 | 365 | 2.9173 | 0.84362 | 3 | 0.76096
16619 | 5.6 | 1 | 365 | 6.4067 | 0.83305 | 7 | 0.23976
16573 | 6.885 | 1 | 365 | 7.8768 | 0.77778 | 8 | 0.6546
16650 | 9.72 | 1 | 365 | 11.1202 | 0.27451 | 11 | 0.39473
16644 | 8.37 | 1 | 365 | 9.5757 | 0.18083 | 9 | 0.75657
16676 | 5.04 | 1 | 365 | 5.766 | 0.54974 | 6 | 0.31579
16681 | 5.52 | 1 | 365 | 6.3152 | 0.64972 | 6 | 0.96491
16703 | 8.54 | 1 | 365 | 9.7702 | 0.5704 | 10 | 0.34064
16704 | 3.57 | 1 | 365 | 4.0843 | 0.18107 | 4 | 0.26535
16708 | 6.9 | 1 | 365 | 7.894 | 0.81215 | 8 | 0.70614
16706 | 10.455 | 1 | 365 | 11.9611 | 0.95885 | 12 | 0.91995
16732 | 8.835 | 1 | 365 | 10.1077 | 0.24643 | 10 | 0.35416
16736 | 3.84 | 1 | 365 | 4.3932 | 0.79981 | 5 | 0.19298
16737 | 3.84 | 1 | 365 | 4.3932 | 0.79981 | 5 | 0.19298
16739 | 6.72 | 1 | 365 | 7.6881 | 0.39966 | 8 | 0.087716
16743 | 4.08 | 1 | 365 | 4.6677 | 0.34979 | 5 | 0.017542
15955 | 7.83 | 1 | 365 | 8.958 | 0.94335 | 9 | 0.90131
16746 | 8.32 | 1 | 365 | 9.5185 | 0.066245 | 9 | 0.58479
16571 | 4.08 | 1 | 365 | 4.6677 | 0.34979 | 5 | 0.017542
16632 | 12.495 | 1 | 365 | 14.295 | 0.63374 | 14 | 0.92872
16047 | 8.415 | 1 | 365 | 9.6272 | 0.28395 | 9 | 0.91118
16652 | 4.08 | 1 | 365 | 4.6677 | 0.34979 | 5 | 0.017542
16087 | 6.63 | 1 | 365 | 7.5851 | 0.19341 | 7 | 0.77851
16678 | 6.63 | 1 | 365 | 7.5851 | 0.19341 | 7 | 0.77851
16679 | 4.08 | 1 | 365 | 4.6677 | 0.34979 | 5 | 0.017542
16754 | 9.35 | 1 | 365 | 10.6969 | 0.42661 | 11 | 0.12353
15792 | 17.595 | 1 | 365 | 20.1297 | 0.32098 | 20 | 0.45065
16762 | 6.885 | 1 | 365 | 7.8768 | 0.77778 | 8 | 0.6546
16724 | 6.5 | 1 | 365 | 7.4364 | 0.8955 | 8 | 0.33187
16715 | 7.25 | 1 | 365 | 8.2944 | 0.61422 | 8 | 0.90862
16682 | 3.924 | 1 | 365 | 4.4893 | 0.9923 | 5 | 0.48158
11179 | 8.58 | 1 | 365 | 9.816 | 0.66207 | 10 | 0.47807
16749 | 4.32 | 1 | 365 | 4.9423 | 0.89978 | 5 | 0.8421
16750 | 5.7 | 1 | 365 | 6.5211 | 0.062211 | 6 | 0.58333
16752 | 6.12 | 1 | 365 | 7.0016 | 0.02469 | 7 | 0.026313
16785 | 3.84 | 1 | 365 | 4.3932 | 0.79981 | 5 | 0.19298
16786 | 2.88 | 1 | 365 | 3.2949 | 0.59985 | 3 | 0.89474
16788 | 6 | 1 | 365 | 6.8643 | 0.7497 | 7 | 0.61403
16808 | 5.886 | 1 | 365 | 6.7339 | 0.48845 | 7 | 0.22237
16809 | 4.8 | 1 | 365 | 5.4915 | 0.99976 | 6 | 0.49123
16811 | 3.06 | 1 | 365 | 3.5008 | 0.012345 | 3 | 0.51316
16813 | 6 | 1 | 365 | 6.8643 | 0.7497 | 7 | 0.61403
16978 | 3.06 | 1 | 365 | 3.5008 | 0.012345 | 3 | 0.51316
16828 | 5.355 | 1 | 365 | 6.1264 | 0.2716 | 6 | 0.39802
16969 | 5.865 | 1 | 365 | 6.7099 | 0.44033 | 7 | 0.15022
16829 | 6.48 | 1 | 365 | 7.4135 | 0.84967 | 8 | 0.26315
16928 | 4.845 | 1 | 365 | 5.543 | 0.10288 | 5 | 0.64583
16831 | 4.5 | 1 | 365 | 5.1483 | 0.31227 | 5 | 0.46052
16952 | 7.28 | 1 | 365 | 8.3287 | 0.68296 | 9 | 0.011692
15797 | 5.355 | 1 | 365 | 6.1264 | 0.2716 | 6 | 0.39802
16569 | 6.885 | 1 | 365 | 7.8768 | 0.77778 | 8 | 0.6546
16079 | 10.71 | 1 | 365 | 12.2528 | 0.54321 | 12 | 0.79605
16800 | 7.905 | 1 | 365 | 9.0438 | 0.11522 | 9 | 0.15899
16548 | 4.59 | 1 | 365 | 5.2512 | 0.51852 | 5 | 0.76973
16852 | 8.16 | 1 | 365 | 9.3355 | 0.69959 | 10 | 0.035084
16610 | 4.845 | 1 | 365 | 5.543 | 0.10288 | 5 | 0.64583
16612 | 12.74 | 1 | 365 | 14.5753 | 0.19519 | 14 | 0.77046
16765 | 9.69 | 1 | 365 | 11.0859 | 0.20576 | 11 | 0.29166
16616 | 5.61 | 1 | 365 | 6.4182 | 0.85597 | 7 | 0.27412
16662 | 3.78 | 1 | 365 | 4.3245 | 0.66231 | 4 | 0.98684
16798 | 10.4 | 1 | 365 | 11.8982 | 0.83281 | 12 | 0.73099
16653 | 10.02 | 1 | 365 | 11.4634 | 0.96199 | 12 | 0.42543
16797 | 13.515 | 1 | 365 | 15.4619 | 0.97119 | 16 | 0.43311
15012 | 9.72 | 1 | 365 | 11.1202 | 0.27451 | 11 | 0.39473
15116 | 8.1 | 1 | 365 | 9.2669 | 0.56209 | 9 | 0.82894
15019 | 12.75 | 1 | 365 | 14.5867 | 0.2181 | 14 | 0.80482
15114 | 5.1 | 1 | 365 | 5.8347 | 0.68724 | 6 | 0.52193
15387 | 6.76 | 1 | 365 | 7.7338 | 0.49132 | 8 | 0.22514
15319 | 8.58 | 1 | 365 | 9.816 | 0.66207 | 10 | 0.47807
15326 | 9.18 | 1 | 365 | 10.5024 | 0.037035 | 10 | 0.53947
15330 | 8.32 | 1 | 365 | 9.5185 | 0.066245 | 9 | 0.58479
15332 | 9.62 | 1 | 365 | 11.0058 | 0.045346 | 11 | 0.051165
15336 | 4.16 | 1 | 365 | 4.7593 | 0.53312 | 5 | 0.2924
15428 | 4.94 | 1 | 365 | 5.6516 | 0.32058 | 5 | 0.97222
14878 | 8.415 | 1 | 365 | 9.6272 | 0.28395 | 9 | 0.91118
15341 | 2.6 | 1 | 365 | 2.9745 | 0.9582 | 3 | 0.93275
15430 | 8.06 | 1 | 365 | 9.2211 | 0.47042 | 9 | 0.69152
12454 | 195.24 | 0.9 | 365 | 201.0289 | 0.6736 | 201 | 0.70254
14735 | 6.96 | 1 | 365 | 7.9626 | 0.94965 | 8 | 0.91228
11550 | 267.75 | 0.9 | 365 | 275.6889 | 0.22217 | 275 | 0.91106
13567 | 7.1 | 1 | 365 | 8.1228 | 0.27047 | 8 | 0.39327
15163 | 14.25 | 1 | 365 | 16.3028 | 0.65553 | 16 | 0.95833
15340 | 9.88 | 1 | 365 | 11.3033 | 0.64117 | 11 | 0.94444
14602 | 7.02 | 1 | 365 | 8.0313 | 0.087144 | 8 | 0.11842
13540 | 7.29 | 1 | 365 | 8.3402 | 0.70588 | 9 | 0.046049
15437 | 10.2 | 1 | 365 | 11.6694 | 0.37448 | 12 | 0.043854
16244 | 10.175 | 1 | 365 | 11.6408 | 0.31719 | 11 | 0.95796
16058 | 7.56 | 1 | 365 | 8.6491 | 0.32462 | 8 | 0.97368
16027 | 7.5 | 1 | 365 | 8.5804 | 0.18712 | 8 | 0.76754
16121 | 7.47 | 1 | 365 | 8.5461 | 0.11837 | 8 | 0.66447
16111 | 4.4 | 1 | 365 | 5.0338 | 0.08311 | 5 | 0.11696
16122 | 7.14 | 1 | 365 | 8.1686 | 0.36214 | 8 | 0.5307
15953 | 8.4 | 1 | 365 | 9.6101 | 0.24957 | 9 | 0.85964
16294 | 7.2 | 1 | 365 | 8.2372 | 0.49964 | 8 | 0.73684
15292 | 7.805 | 1 | 365 | 8.9294 | 0.88606 | 9 | 0.81542
16245 | 6 | 1 | 365 | 6.8643 | 0.7497 | 7 | 0.61403
16246 | 6 | 1 | 365 | 6.8643 | 0.7497 | 7 | 0.61403
16599 | 6 | 1 | 365 | 6.8643 | 0.7497 | 7 | 0.61403
16249 | 4.2 | 1 | 365 | 4.805 | 0.62479 | 5 | 0.42982
14993 | 267.75 | 0.9 | 365 | 275.6889 | 0.22217 | 275 | 0.91106
16366 | 25.96 | 0.9 | 365 | 26.7297 | 0.54132 | 27 | 0.27104
5034 | 10 | 1 | 365 | 11.4406 | 0.91616 | 12 | 0.35672
15267 | 10.66 | 1 | 365 | 12.1956 | 0.42863 | 12 | 0.62426
15226 | 3.12 | 1 | 365 | 3.5695 | 0.14984 | 3 | 0.7193
15553 | 6.63 | 1 | 365 | 7.5851 | 0.19341 | 7 | 0.77851
16767 | 16.32 | 1 | 365 | 18.671 | 0.39917 | 19 | 0.070167
16770 | 5.61 | 1 | 365 | 6.4182 | 0.85597 | 7 | 0.27412
16810 | 5.355 | 1 | 365 | 6.1264 | 0.2716 | 6 | 0.39802
16802 | 11.22 | 1 | 365 | 12.8363 | 0.71193 | 13 | 0.54824
16822 | 3.825 | 1 | 365 | 4.376 | 0.76543 | 5 | 0.14145
16817 | 7.65 | 1 | 365 | 8.752 | 0.53086 | 9 | 0.28289
16806 | 8.415 | 1 | 365 | 9.6272 | 0.28395 | 9 | 0.91118
16805 | 6.5 | 1 | 365 | 7.4364 | 0.8955 | 8 | 0.33187
16804 | 4.335 | 1 | 365 | 4.9595 | 0.93416 | 5 | 0.89364
16824 | 8.16 | 1 | 365 | 9.3355 | 0.69959 | 10 | 0.035084
16814 | 5.355 | 1 | 365 | 6.1264 | 0.2716 | 6 | 0.39802
16815 | 8.925 | 1 | 365 | 10.2107 | 0.45267 | 10 | 0.66337
16883 | 7.5 | 1 | 365 | 8.5804 | 0.18712 | 8 | 0.76754
16880 | 8.5 | 1 | 365 | 9.7245 | 0.47874 | 10 | 0.20321
16882 | 4.05 | 1 | 365 | 4.6334 | 0.28104 | 4 | 0.91447
16875 | 8.25 | 1 | 365 | 9.4385 | 0.90583 | 10 | 0.34429
16893 | 4.41 | 1 | 365 | 5.0453 | 0.10603 | 5 | 0.15131
16889 | 11.75 | 1 | 365 | 13.4427 | 0.92649 | 14 | 0.36915
16896 | 4 | 1 | 365 | 4.5762 | 0.16646 | 4 | 0.74269
16898 | 3.5 | 1 | 365 | 4.0042 | 0.020656 | 4 | 0.024852
16899 | 5.5 | 1 | 365 | 6.2923 | 0.60389 | 6 | 0.8962
16901 | 7 | 1 | 365 | 8.0084 | 0.041312 | 8 | 0.049704
16825 | 24.6 | 1 | 365 | 28.1438 | 0.37375 | 28 | 0.51753
16862 | 9.8 | 1 | 365 | 11.2117 | 0.45784 | 11 | 0.66959
16945 | 5.46 | 1 | 365 | 6.2465 | 0.51222 | 6 | 0.75877
16946 | 8.48 | 1 | 365 | 9.7016 | 0.4329 | 10 | 0.1345
16947 | 7.56 | 1 | 365 | 8.6491 | 0.32462 | 8 | 0.97368
16955 | 8.37 | 1 | 365 | 9.5757 | 0.18083 | 9 | 0.75657
16967 | 7.29 | 1 | 365 | 8.3402 | 0.70588 | 9 | 0.046049
16972 | 10.455 | 1 | 365 | 11.9611 | 0.95885 | 12 | 0.91995
16987 | 7.29 | 1 | 365 | 8.3402 | 0.70588 | 9 | 0.046049
16994 | 10.965 | 1 | 365 | 12.5446 | 0.12757 | 12 | 0.67214
16995 | 6.375 | 1 | 365 | 7.2934 | 0.60905 | 7 | 0.90241
17012 | 7.02 | 1 | 365 | 8.0313 | 0.087144 | 8 | 0.11842
17017 | 9.72 | 1 | 365 | 11.1202 | 0.27451 | 11 | 0.39473
15809 | 32 | 0.9 | 365 | 32.9488 | 0.99854 | 33 | 0.94735
16904 | 6.76 | 1 | 365 | 7.7338 | 0.49132 | 8 | 0.22514
17002 | 15.08 | 1 | 365 | 17.2524 | 0.55757 | 17 | 0.80993
17026 | 2.6 | 1 | 365 | 2.9745 | 0.9582 | 3 | 0.93275
17053 | 6.5 | 1 | 365 | 7.4364 | 0.8955 | 8 | 0.33187
17055 | 13.005 | 1 | 365 | 14.8784 | 0.80247 | 15 | 0.68091
17060 | 8.25 | 1 | 365 | 9.4385 | 0.90583 | 10 | 0.34429
17063 | 5.2 | 1 | 365 | 5.9491 | 0.9164 | 6 | 0.86549
17064 | 10.4 | 1 | 365 | 11.8982 | 0.83281 | 12 | 0.73099
17065 | 7.02 | 1 | 365 | 8.0313 | 0.087144 | 8 | 0.11842
16974 | 8.67 | 1 | 365 | 9.919 | 0.86831 | 10 | 0.78728
17086 | 9.9 | 1 | 365 | 11.3262 | 0.687 | 12 | 0.013153
17089 | 9.12 | 1 | 365 | 10.4338 | 0.89954 | 11 | 0.33333
17090 | 5.985 | 1 | 365 | 6.8472 | 0.71532 | 7 | 0.5625
17094 | 7.5 | 1 | 365 | 8.5804 | 0.18712 | 8 | 0.76754
17104 | 9.36 | 1 | 365 | 10.7084 | 0.44953 | 11 | 0.15789
17107 | 5.5 | 1 | 365 | 6.2923 | 0.60389 | 6 | 0.8962
17109 | 8.84 | 1 | 365 | 10.1135 | 0.25789 | 10 | 0.37134
17111 | 2.805 | 1 | 365 | 3.2091 | 0.42798 | 3 | 0.63706
17115 | 6.24 | 1 | 365 | 7.1389 | 0.29968 | 7 | 0.43859
17118 | 4.68 | 1 | 365 | 5.3542 | 0.72476 | 6 | 0.078945
17120 | 3.12 | 1 | 365 | 3.5695 | 0.14984 | 3 | 0.7193
17124 | 7.02 | 1 | 365 | 8.0313 | 0.087144 | 8 | 0.11842
17123 | 6.16 | 1 | 365 | 7.0474 | 0.11635 | 7 | 0.16374
17133 | 2.86 | 1 | 365 | 3.272 | 0.55402 | 3 | 0.82602
17131 | 2.86 | 1 | 365 | 3.272 | 0.55402 | 3 | 0.82602
17134 | 4.845 | 1 | 365 | 5.543 | 0.10288 | 5 | 0.64583
17136 | 6.5 | 1 | 365 | 7.4364 | 0.8955 | 8 | 0.33187
17139 | 12.75 | 1 | 365 | 14.5867 | 0.2181 | 14 | 0.80482
17141 | 8.58 | 1 | 365 | 9.816 | 0.66207 | 10 | 0.47807
17143 | 14.16 | 1 | 365 | 16.1998 | 0.44928 | 16 | 0.64912
17144 | 7.28 | 1 | 365 | 8.3287 | 0.68296 | 9 | 0.011692
17145 | 10.14 | 1 | 365 | 11.6007 | 0.23699 | 11 | 0.83771
17147 | 3.9 | 1 | 365 | 4.4618 | 0.9373 | 5 | 0.39912
17150 | 11.96 | 1 | 365 | 13.6829 | 0.40773 | 14 | 0.090637
17152 | 4.42 | 1 | 365 | 5.0567 | 0.12894 | 5 | 0.18567
17149 | 8.04 | 1 | 365 | 9.1982 | 0.42459 | 9 | 0.6228
17180 | 5.72 | 1 | 365 | 6.544 | 0.10804 | 6 | 0.65204
17181 | 10.14 | 1 | 365 | 11.6007 | 0.23699 | 11 | 0.83771
17182 | 5.98 | 1 | 365 | 6.8415 | 0.70386 | 7 | 0.54532
17183 | 7.02 | 1 | 365 | 8.0313 | 0.087144 | 8 | 0.11842
17184 | 5.1 | 1 | 365 | 5.8347 | 0.68724 | 6 | 0.52193
17185 | 5.61 | 1 | 365 | 6.4182 | 0.85597 | 7 | 0.27412
17190 | 3.12 | 1 | 365 | 3.5695 | 0.14984 | 3 | 0.7193
17194 | 6.24 | 1 | 365 | 7.1389 | 0.29968 | 7 | 0.43859
17196 | 5.46 | 1 | 365 | 6.2465 | 0.51222 | 6 | 0.75877
17198 | 13.78 | 1 | 365 | 15.7651 | 0.57847 | 16 | 0.34356
17200 | 3.12 | 1 | 365 | 3.5695 | 0.14984 | 3 | 0.7193
17202 | 6.24 | 1 | 365 | 7.1389 | 0.29968 | 7 | 0.43859
17203 | 6.12 | 1 | 365 | 7.0016 | 0.02469 | 7 | 0.026313
17204 | 6.63 | 1 | 365 | 7.5851 | 0.19341 | 7 | 0.77851
17207 | 8.84 | 1 | 365 | 10.1135 | 0.25789 | 10 | 0.37134
17209 | 4.16 | 1 | 365 | 4.7593 | 0.53312 | 5 | 0.2924
17210 | 10.92 | 1 | 365 | 12.4931 | 0.024447 | 12 | 0.51754
17212 | 5.2 | 1 | 365 | 5.9491 | 0.9164 | 6 | 0.86549
17215 | 4.42 | 1 | 365 | 5.0567 | 0.12894 | 5 | 0.18567
17220 | 6.63 | 1 | 365 | 7.5851 | 0.19341 | 7 | 0.77851
17223 | 5.2 | 1 | 365 | 5.9491 | 0.9164 | 6 | 0.86549
14382 | 2.295 | 1 | 365 | 2.6256 | 0.25926 | 2 | 0.88487
17225 | 8.415 | 1 | 365 | 9.6272 | 0.28395 | 9 | 0.91118
14718 | 5 | 1 | 365 | 5.7203 | 0.45808 | 6 | 0.17836
17228 | 4.59 | 1 | 365 | 5.2512 | 0.51852 | 5 | 0.76973
17229 | 4.68 | 1 | 365 | 5.3542 | 0.72476 | 6 | 0.078945
14876 | 7.02 | 1 | 365 | 8.0313 | 0.087144 | 8 | 0.11842
14868 | 8.67 | 1 | 365 | 9.919 | 0.86831 | 10 | 0.78728
15210 | 12.24 | 1 | 365 | 14.0032 | 0.04938 | 14 | 0.052625
17232 | 5.72 | 1 | 365 | 6.544 | 0.10804 | 6 | 0.65204
17233 | 5.865 | 1 | 365 | 6.7099 | 0.44033 | 7 | 0.15022
17234 | 6.24 | 1 | 365 | 7.1389 | 0.29968 | 7 | 0.43859
17235 | 6.5 | 1 | 365 | 7.4364 | 0.8955 | 8 | 0.33187
17237 | 6.76 | 1 | 365 | 7.7338 | 0.49132 | 8 | 0.22514
17068 | 2.08 | 1 | 365 | 2.3796 | 0.76656 | 3 | 0.1462
17154 | 9.88 | 1 | 365 | 11.3033 | 0.64117 | 11 | 0.94444
17346 | 10.71 | 1 | 365 | 12.2528 | 0.54321 | 12 | 0.79605
17352 | 7.14 | 1 | 365 | 8.1686 | 0.36214 | 8 | 0.5307
17349 | 6.375 | 1 | 365 | 7.2934 | 0.60905 | 7 | 0.90241
17351 | 2.805 | 1 | 365 | 3.2091 | 0.42798 | 3 | 0.63706
17355 | 9.69 | 1 | 365 | 11.0859 | 0.20576 | 11 | 0.29166
17319 | 4.25 | 1 | 365 | 4.8622 | 0.73937 | 5 | 0.60161
17323 | 13 | 1 | 365 | 14.8727 | 0.79101 | 15 | 0.66374
17325 | 8.75 | 1 | 365 | 10.0105 | 0.05164 | 10 | 0.06213
17328 | 8.75 | 1 | 365 | 10.0105 | 0.05164 | 10 | 0.06213
17330 | 5.25 | 1 | 365 | 6.0063 | 0.030984 | 6 | 0.037278
17333 | 6.5 | 1 | 365 | 7.4364 | 0.8955 | 8 | 0.33187
17353 | 6 | 1 | 365 | 6.8643 | 0.7497 | 7 | 0.61403
17357 | 10.26 | 1 | 365 | 11.738 | 0.51198 | 12 | 0.24999
17359 | 4.5 | 1 | 365 | 5.1483 | 0.31227 | 5 | 0.46052
17399 | 4.59 | 1 | 365 | 5.2512 | 0.51852 | 5 | 0.76973
17451 | 7.395 | 1 | 365 | 8.4603 | 0.9465 | 9 | 0.40679
17476 | 7.905 | 1 | 365 | 9.0438 | 0.11522 | 9 | 0.15899
17481 | 8.37 | 1 | 365 | 9.5757 | 0.18083 | 9 | 0.75657
17609 | 19 | 1 | 365 | 21.7371 | 0.5407 | 22 | 0.27777
17634 | 11.07 | 1 | 365 | 12.6647 | 0.36819 | 13 | 0.032889
17665 | 5.4 | 1 | 365 | 6.1779 | 0.37473 | 6 | 0.55263
13788 | 8.925 | 1 | 365 | 10.2107 | 0.45267 | 10 | 0.66337
17703 | 3.85 | 1 | 365 | 4.4046 | 0.82272 | 5 | 0.22734
12439 | 14.28 | 1 | 365 | 16.3371 | 0.72428 | 17 | 0.061396
17892 | 3.6 | 1 | 365 | 4.1186 | 0.24982 | 4 | 0.36842
17912 | 13.734 | 1 | 365 | 15.7125 | 0.47305 | 16 | 0.18552
17925 | 4.32 | 1 | 365 | 4.9423 | 0.89978 | 5 | 0.8421
17929 | 3.06 | 1 | 365 | 3.5008 | 0.012345 | 3 | 0.51316
17930 | 4.335 | 1 | 365 | 4.9595 | 0.93416 | 5 | 0.89364
17972 | 7.194 | 1 | 365 | 8.2303 | 0.48589 | 8 | 0.71622
16071 | 8 | 1 | 365 | 9.1524 | 0.33293 | 9 | 0.48538
17977 | 7.2 | 1 | 365 | 8.2372 | 0.49964 | 8 | 0.73684
17982 | 3.6 | 1 | 365 | 4.1186 | 0.24982 | 4 | 0.36842
17985 | 5.76 | 1 | 365 | 6.5898 | 0.19971 | 6 | 0.78947
17995 | 5.28 | 1 | 365 | 6.0406 | 0.099732 | 6 | 0.14035
18000 | 3.135 | 1 | 365 | 3.5866 | 0.18422 | 3 | 0.77083
18012 | 11.76 | 1 | 365 | 13.4541 | 0.9494 | 14 | 0.4035
18110 | 9 | 1 | 365 | 10.2965 | 0.62454 | 10 | 0.92105
18022 | 9.81 | 1 | 365 | 11.2232 | 0.48075 | 11 | 0.70394
18029 | 5.1 | 1 | 365 | 5.8347 | 0.68724 | 6 | 0.52193
18032 | 6.12 | 1 | 365 | 7.0016 | 0.02469 | 7 | 0.026313
18039 | 2.88 | 1 | 365 | 3.2949 | 0.59985 | 3 | 0.89474
18041 | 7.14 | 1 | 365 | 8.1686 | 0.36214 | 8 | 0.5307
18043 | 7.2 | 1 | 365 | 8.2372 | 0.49964 | 8 | 0.73684
18045 | 6.24 | 1 | 365 | 7.1389 | 0.29968 | 7 | 0.43859
18075 | 5.61 | 1 | 365 | 6.4182 | 0.85597 | 7 | 0.27412
18071 | 4.8 | 1 | 365 | 5.4915 | 0.99976 | 6 | 0.49123
18122 | 4.32 | 1 | 365 | 4.9423 | 0.89978 | 5 | 0.8421
18126 | 4.8 | 1 | 365 | 5.4915 | 0.99976 | 6 | 0.49123
18129 | 5.28 | 1 | 365 | 6.0406 | 0.099732 | 6 | 0.14035
18144 | 4.32 | 1 | 365 | 4.9423 | 0.89978 | 5 | 0.8421
18149 | 6.72 | 1 | 365 | 7.6881 | 0.39966 | 8 | 0.087716
18159 | 3.825 | 1 | 365 | 4.376 | 0.76543 | 5 | 0.14145
18162 | 6.24 | 1 | 365 | 7.1389 | 0.29968 | 7 | 0.43859
18163 | 5.76 | 1 | 365 | 6.5898 | 0.19971 | 6 | 0.78947
18164 | 6 | 1 | 365 | 6.8643 | 0.7497 | 7 | 0.61403
16130 | 4.08 | 1 | 365 | 4.6677 | 0.34979 | 5 | 0.017542
18169 | 5.28 | 1 | 365 | 6.0406 | 0.099732 | 6 | 0.14035
18170 | 8.7 | 1 | 365 | 9.9533 | 0.93706 | 10 | 0.89035
13973 | 4.68 | 1 | 365 | 5.3542 | 0.72476 | 6 | 0.078945
18173 | 5.04 | 1 | 365 | 5.766 | 0.54974 | 6 | 0.31579
15271 | 6.24 | 1 | 365 | 7.1389 | 0.29968 | 7 | 0.43859
15273 | 2.6 | 1 | 365 | 2.9745 | 0.9582 | 3 | 0.93275
15229 | 6.76 | 1 | 365 | 7.7338 | 0.49132 | 8 | 0.22514
15276 | 15.08 | 1 | 365 | 17.2524 | 0.55757 | 17 | 0.80993
15245 | 14.56 | 1 | 365 | 16.6575 | 0.36593 | 17 | 0.023384
18183 | 4.335 | 1 | 365 | 4.9595 | 0.93416 | 5 | 0.89364
15249 | 5.355 | 1 | 365 | 6.1264 | 0.2716 | 6 | 0.39802
15523 | 7.02 | 1 | 365 | 8.0313 | 0.087144 | 8 | 0.11842
15453 | 5.72 | 1 | 365 | 6.544 | 0.10804 | 6 | 0.65204
15472 | 5.72 | 1 | 365 | 6.544 | 0.10804 | 6 | 0.65204
18187 | 5.865 | 1 | 365 | 6.7099 | 0.44033 | 7 | 0.15022
18188 | 4.59 | 1 | 365 | 5.2512 | 0.51852 | 5 | 0.76973
18189 | 10.455 | 1 | 365 | 11.9611 | 0.95885 | 12 | 0.91995
15445 | 2.86 | 1 | 365 | 3.272 | 0.55402 | 3 | 0.82602
15439 | 6.24 | 1 | 365 | 7.1389 | 0.29968 | 7 | 0.43859
18157 | 6.12 | 1 | 365 | 7.0016 | 0.02469 | 7 | 0.026313
15434 | 11.96 | 1 | 365 | 13.6829 | 0.40773 | 14 | 0.090637
15551 | 9.1 | 1 | 365 | 10.4109 | 0.85371 | 11 | 0.26462
18190 | 3.06 | 1 | 365 | 3.5008 | 0.012345 | 3 | 0.51316
16124 | 6.6 | 1 | 365 | 7.5508 | 0.12467 | 7 | 0.67544
18192 | 6.3 | 1 | 365 | 7.2076 | 0.43718 | 7 | 0.64473
18195 | 8.88 | 1 | 365 | 10.1592 | 0.34955 | 10 | 0.50877
18196 | 5.1 | 1 | 365 | 5.8347 | 0.68724 | 6 | 0.52193
18200 | 2.88 | 1 | 365 | 3.2949 | 0.59985 | 3 | 0.89474
18201 | 7.44 | 1 | 365 | 8.5118 | 0.049623 | 8 | 0.5614
18176 | 6.72 | 1 | 365 | 7.6881 | 0.39966 | 8 | 0.087716
18202 | 3.6 | 1 | 365 | 4.1186 | 0.24982 | 4 | 0.36842
18203 | 7.44 | 1 | 365 | 8.5118 | 0.049623 | 8 | 0.5614
18206 | 3.57 | 1 | 365 | 4.0843 | 0.18107 | 4 | 0.26535
18207 | 4.08 | 1 | 365 | 4.6677 | 0.34979 | 5 | 0.017542
18209 | 3.25 | 1 | 365 | 3.7182 | 0.44775 | 4 | 0.16593
18210 | 8.829 | 1 | 365 | 10.1009 | 0.23268 | 10 | 0.33355
18211 | 6.12 | 1 | 365 | 7.0016 | 0.02469 | 7 | 0.026313
18213 | 6.48 | 1 | 365 | 7.4135 | 0.84967 | 8 | 0.26315
18214 | 3.57 | 1 | 365 | 4.0843 | 0.18107 | 4 | 0.26535
18223 | 3.36 | 1 | 365 | 3.844 | 0.69983 | 4 | 0.54386
18225 | 6.72 | 1 | 365 | 7.6881 | 0.39966 | 8 | 0.087716
18226 | 5.232 | 1 | 365 | 5.9857 | 0.98973 | 6 | 0.97544
18227 | 4.8 | 1 | 365 | 5.4915 | 0.99976 | 6 | 0.49123
18229 | 4.5 | 1 | 365 | 5.1483 | 0.31227 | 5 | 0.46052
18230 | 3.6 | 1 | 365 | 4.1186 | 0.24982 | 4 | 0.36842
18232 | 2.75 | 1 | 365 | 3.1462 | 0.30194 | 3 | 0.4481
18234 | 4.48 | 1 | 365 | 5.1254 | 0.26644 | 5 | 0.39181
18236 | 4.8 | 1 | 365 | 5.4915 | 0.99976 | 6 | 0.49123
18237 | 4 | 1 | 365 | 4.5762 | 0.16646 | 4 | 0.74269
18238 | 3.5 | 1 | 365 | 4.0042 | 0.020656 | 4 | 0.024852
18239 | 3.84 | 1 | 365 | 4.3932 | 0.79981 | 5 | 0.19298
18240 | 9.81 | 1 | 365 | 11.2232 | 0.48075 | 11 | 0.70394
18241 | 4.05 | 1 | 365 | 4.6334 | 0.28104 | 4 | 0.91447
18248 | 7.68 | 1 | 365 | 8.7864 | 0.59961 | 9 | 0.38596
18249 | 7 | 1 | 365 | 8.0084 | 0.041312 | 8 | 0.049704
18250 | 7.935 | 1 | 365 | 9.0781 | 0.18397 | 9 | 0.26206
18251 | 12 | 1 | 365 | 13.7287 | 0.49939 | 14 | 0.22806
18253 | 3.12 | 1 | 365 | 3.5695 | 0.14984 | 3 | 0.7193
16973 | 15.3 | 1 | 365 | 17.5041 | 0.061725 | 17 | 0.56578
18254 | 7.92 | 1 | 365 | 9.0609 | 0.1496 | 9 | 0.21052
18255 | 5.52 | 1 | 365 | 6.3152 | 0.64972 | 6 | 0.96491
18257 | 4.25 | 1 | 365 | 4.8622 | 0.73937 | 5 | 0.60161
17080 | 5.1 | 1 | 365 | 5.8347 | 0.68724 | 6 | 0.52193
17078 | 5.865 | 1 | 365 | 6.7099 | 0.44033 | 7 | 0.15022
18260 | 7.68 | 1 | 365 | 8.7864 | 0.59961 | 9 | 0.38596
18261 | 7.68 | 1 | 365 | 8.7864 | 0.59961 | 9 | 0.38596
18262 | 6.25 | 1 | 365 | 7.1504 | 0.3226 | 7 | 0.47295
18263 | 4.32 | 1 | 365 | 4.9423 | 0.89978 | 5 | 0.8421
18264 | 4.725 | 1 | 365 | 5.4057 | 0.82789 | 6 | 0.23355
18269 | 2.55 | 1 | 365 | 2.9173 | 0.84362 | 3 | 0.76096
18270 | 6.6 | 1 | 365 | 7.5508 | 0.12467 | 7 | 0.67544
17214 | 5.865 | 1 | 365 | 6.7099 | 0.44033 | 7 | 0.15022
17396 | 13.005 | 1 | 365 | 14.8784 | 0.80247 | 15 | 0.68091
17580 | 5.865 | 1 | 365 | 6.7099 | 0.44033 | 7 | 0.15022
17584 | 4.08 | 1 | 365 | 4.6677 | 0.34979 | 5 | 0.017542
18284 | 11.76 | 1 | 365 | 13.4541 | 0.9494 | 14 | 0.4035
18287 | 5.76 | 1 | 365 | 6.5898 | 0.19971 | 6 | 0.78947
18288 | 4.5 | 1 | 365 | 5.1483 | 0.31227 | 5 | 0.46052
18304 | 3.375 | 1 | 365 | 3.8612 | 0.7342 | 4 | 0.59539
18310 | 5.28 | 1 | 365 | 6.0406 | 0.099732 | 6 | 0.14035
18308 | 4.08 | 1 | 365 | 4.6677 | 0.34979 | 5 | 0.017542
18314 | 3.84 | 1 | 365 | 4.3932 | 0.79981 | 5 | 0.19298
18315 | 5.76 | 1 | 365 | 6.5898 | 0.19971 | 6 | 0.78947
18316 | 8.775 | 1 | 365 | 10.0391 | 0.10893 | 10 | 0.14802
18317 | 4.95 | 1 | 365 | 5.6631 | 0.3435 | 6 | 0.0065764
18321 | 6.3 | 1 | 365 | 7.2076 | 0.43718 | 7 | 0.64473
18323 | 13.515 | 1 | 365 | 15.4619 | 0.97119 | 16 | 0.43311
18327 | 5.52 | 1 | 365 | 6.3152 | 0.64972 | 6 | 0.96491
18333 | 5.1 | 1 | 365 | 5.8347 | 0.68724 | 6 | 0.52193
18352 | 6.3 | 1 | 365 | 7.2076 | 0.43718 | 7 | 0.64473
18355 | 4.59 | 1 | 365 | 5.2512 | 0.51852 | 5 | 0.76973
18357 | 5 | 1 | 365 | 5.7203 | 0.45808 | 6 | 0.17836
18359 | 4 | 1 | 365 | 4.5762 | 0.16646 | 4 | 0.74269
18360 | 6.3 | 1 | 365 | 7.2076 | 0.43718 | 7 | 0.64473
18369 | 7.5 | 1 | 365 | 8.5804 | 0.18712 | 8 | 0.76754
18371 | 3.15 | 1 | 365 | 3.6038 | 0.21859 | 3 | 0.82237
18372 | 5.28 | 1 | 365 | 6.0406 | 0.099732 | 6 | 0.14035
18375 | 2.88 | 1 | 365 | 3.2949 | 0.59985 | 3 | 0.89474
18378 | 4.725 | 1 | 365 | 5.4057 | 0.82789 | 6 | 0.23355
18480 | 4.2 | 1 | 365 | 4.805 | 0.62479 | 5 | 0.42982
18495 | 6.48 | 1 | 365 | 7.4135 | 0.84967 | 8 | 0.26315
18146 | 3.36 | 1 | 365 | 3.844 | 0.69983 | 4 | 0.54386
17904 | 480.985 | 0.9 | 365 | 495.2464 | 0.0096296 | 495 | 0.25603
18543 | 11.115 | 1 | 365 | 12.7162 | 0.47131 | 13 | 0.18749
18546 | 9 | 1 | 365 | 10.2965 | 0.62454 | 10 | 0.92105
18611 | 5.04 | 1 | 365 | 5.766 | 0.54974 | 6 | 0.31579
18617 | 6 | 1 | 365 | 6.8643 | 0.7497 | 7 | 0.61403
18618 | 4.8 | 1 | 365 | 5.4915 | 0.99976 | 6 | 0.49123
16699 | 110.825 | 0.9 | 365 | 114.111 | 0.57151 | 114 | 0.68251
17374 | 8.415 | 1 | 365 | 9.6272 | 0.28395 | 9 | 0.91118
18654 | 5.85 | 1 | 365 | 6.6927 | 0.40595 | 7 | 0.098681
18659 | 6.975 | 1 | 365 | 7.9798 | 0.98402 | 8 | 0.96381
18702 | 7.848 | 1 | 365 | 8.9786 | 0.9846 | 9 | 0.96315
18710 | 6.75 | 1 | 365 | 7.7224 | 0.46841 | 8 | 0.19079
18713 | 7.75 | 1 | 365 | 8.8664 | 0.76002 | 9 | 0.62646
18715 | 6 | 1 | 365 | 6.8643 | 0.7497 | 7 | 0.61403
18714 | 6.3 | 1 | 365 | 7.2076 | 0.43718 | 7 | 0.64473
15004 | 7.14 | 1 | 365 | 8.1686 | 0.36214 | 8 | 0.5307
18719 | 7.59 | 1 | 365 | 8.6834 | 0.39337 | 9 | 0.07675
17845 | 10.5 | 1 | 365 | 12.0126 | 0.061968 | 12 | 0.074556
17851 | 7.14 | 1 | 365 | 8.1686 | 0.36214 | 8 | 0.5307
17404 | 5.67 | 1 | 365 | 6.4868 | 0.99346 | 7 | 0.48026
17959 | 3.57 | 1 | 365 | 4.0843 | 0.18107 | 4 | 0.26535
18001 | 4.845 | 1 | 365 | 5.543 | 0.10288 | 5 | 0.64583
18718 | 8.5 | 1 | 365 | 9.7245 | 0.47874 | 10 | 0.20321
18078 | 5.28 | 1 | 365 | 6.0406 | 0.099732 | 6 | 0.14035
18730 | 9.065 | 1 | 365 | 10.3709 | 0.7735 | 11 | 0.14437
18736 | 6.5 | 1 | 365 | 7.4364 | 0.8955 | 8 | 0.33187
18077 | 12.69 | 1 | 365 | 14.5181 | 0.080607 | 14 | 0.59868
18099 | 7.15 | 1 | 365 | 8.18 | 0.38505 | 8 | 0.56505
18731 | 8.58 | 1 | 365 | 9.816 | 0.66207 | 10 | 0.47807
18741 | 4 | 1 | 365 | 4.5762 | 0.16646 | 4 | 0.74269
18740 | 10.75 | 1 | 365 | 12.2986 | 0.63487 | 12 | 0.93347
18742 | 3.75 | 1 | 365 | 4.2902 | 0.59356 | 4 | 0.88377
18743 | 6.5 | 1 | 365 | 7.4364 | 0.8955 | 8 | 0.33187
18746 | 11.25 | 1 | 365 | 12.8706 | 0.78068 | 13 | 0.65131
18748 | 5.25 | 1 | 365 | 6.0063 | 0.030984 | 6 | 0.037278
18753 | 7 | 1 | 365 | 8.0084 | 0.041312 | 8 | 0.049704
18750 | 10.5 | 1 | 365 | 12.0126 | 0.061968 | 12 | 0.074556
18757 | 6.75 | 1 | 365 | 7.7224 | 0.46841 | 8 | 0.19079
18758 | 10.25 | 1 | 365 | 11.7266 | 0.48906 | 12 | 0.21564
18760 | 7 | 1 | 365 | 8.0084 | 0.041312 | 8 | 0.049704
18761 | 8.75 | 1 | 365 | 10.0105 | 0.05164 | 10 | 0.06213
18764 | 10.98 | 1 | 365 | 12.5617 | 0.16194 | 12 | 0.72368
18768 | 7.5 | 1 | 365 | 8.5804 | 0.18712 | 8 | 0.76754
18771 | 13 | 1 | 365 | 14.8727 | 0.79101 | 15 | 0.66374
18171 | 6.12 | 1 | 365 | 7.0016 | 0.02469 | 7 | 0.026313
18786 | 10.675 | 1 | 365 | 12.2128 | 0.463 | 12 | 0.6758
18792 | 5.52 | 1 | 365 | 6.3152 | 0.64972 | 6 | 0.96491
18805 | 6 | 1 | 365 | 6.8643 | 0.7497 | 7 | 0.61403
18794 | 5.4 | 1 | 365 | 6.1779 | 0.37473 | 6 | 0.55263
18807 | 4.8 | 1 | 365 | 5.4915 | 0.99976 | 6 | 0.49123
18422 | 8.67 | 1 | 365 | 9.919 | 0.86831 | 10 | 0.78728
18883 | 8.925 | 1 | 365 | 10.2107 | 0.45267 | 10 | 0.66337
18886 | 4.05 | 1 | 365 | 4.6334 | 0.28104 | 4 | 0.91447
18893 | 7.14 | 1 | 365 | 8.1686 | 0.36214 | 8 | 0.5307
18798 | 5.04 | 1 | 365 | 5.766 | 0.54974 | 6 | 0.31579
18800 | 7.56 | 1 | 365 | 8.6491 | 0.32462 | 8 | 0.97368
18802 | 5.6 | 1 | 365 | 6.4067 | 0.83305 | 7 | 0.23976
16687 | 4.02 | 1 | 365 | 4.5991 | 0.2123 | 4 | 0.8114
16744 | 6 | 1 | 365 | 6.8643 | 0.7497 | 7 | 0.61403
18847 | 7.28 | 1 | 365 | 8.3287 | 0.68296 | 9 | 0.011692
18877 | 6.12 | 1 | 365 | 7.0016 | 0.02469 | 7 | 0.026313
18909 | 6.48 | 1 | 365 | 7.4135 | 0.84967 | 8 | 0.26315
18911 | 6.3 | 1 | 365 | 7.2076 | 0.43718 | 7 | 0.64473
16229 | 6.25 | 1 | 365 | 7.1504 | 0.3226 | 7 | 0.47295
18919 | 4.75 | 1 | 365 | 5.4343 | 0.88518 | 6 | 0.31944
18920 | 3.75 | 1 | 365 | 4.2902 | 0.59356 | 4 | 0.88377
17953 | 24.75 | 1 | 365 | 28.3154 | 0.7175 | 29 | 0.032882
18934 | 5.76 | 1 | 365 | 6.5898 | 0.19971 | 6 | 0.78947
18937 | 4.725 | 1 | 365 | 5.4057 | 0.82789 | 6 | 0.23355
18974 | 5.175 | 1 | 365 | 5.9205 | 0.85911 | 6 | 0.7796
18972 | 7.65 | 1 | 365 | 8.752 | 0.53086 | 9 | 0.28289
18976 | 5.4 | 1 | 365 | 6.1779 | 0.37473 | 6 | 0.55263
18981 | 4.8 | 1 | 365 | 5.4915 | 0.99976 | 6 | 0.49123
19003 | 6.075 | 1 | 365 | 6.9501 | 0.92157 | 7 | 0.87171
19005 | 6.075 | 1 | 365 | 6.9501 | 0.92157 | 7 | 0.87171
18216 | 6.24 | 1 | 365 | 7.1389 | 0.29968 | 7 | 0.43859
19040 | 12.74 | 1 | 365 | 14.5753 | 0.19519 | 14 | 0.77046
18994 | 10 | 1 | 365 | 11.4406 | 0.91616 | 12 | 0.35672
19093 | 5.25 | 1 | 365 | 6.0063 | 0.030984 | 6 | 0.037278
19097 | 6.5 | 1 | 365 | 7.4364 | 0.8955 | 8 | 0.33187
19106 | 6.5 | 1 | 365 | 7.4364 | 0.8955 | 8 | 0.33187
15431 | 9.1 | 1 | 365 | 10.4109 | 0.85371 | 11 | 0.26462
19078 | 3.185 | 1 | 365 | 3.6438 | 0.2988 | 3 | 0.94262
19073 | 7.25 | 1 | 365 | 8.2944 | 0.61422 | 8 | 0.90862
19156 | 4 | 1 | 365 | 4.5762 | 0.16646 | 4 | 0.74269
19135 | 8 | 1 | 365 | 9.1524 | 0.33293 | 9 | 0.48538
19157 | 13.2 | 1 | 365 | 15.1015 | 0.24933 | 15 | 0.35087
15504 | 3.9 | 1 | 365 | 4.4618 | 0.9373 | 5 | 0.39912
19161 | 7.848 | 1 | 365 | 8.9786 | 0.9846 | 9 | 0.96315
19158 | 12.753 | 1 | 365 | 14.5901 | 0.22498 | 14 | 0.81513
19139 | 5.2 | 1 | 365 | 5.9491 | 0.9164 | 6 | 0.86549
19163 | 6.975 | 1 | 365 | 7.9798 | 0.98402 | 8 | 0.96381
19174 | 6.3 | 1 | 365 | 7.2076 | 0.43718 | 7 | 0.64473
19147 | 10.75 | 1 | 365 | 12.2986 | 0.63487 | 12 | 0.93347
19164 | 3.825 | 1 | 365 | 4.376 | 0.76543 | 5 | 0.14145
19150 | 6.25 | 1 | 365 | 7.1504 | 0.3226 | 7 | 0.47295
19175 | 5.52 | 1 | 365 | 6.3152 | 0.64972 | 6 | 0.96491
18697 | 14.04 | 1 | 365 | 16.0625 | 0.17429 | 16 | 0.23683
19187 | 3.6 | 1 | 365 | 4.1186 | 0.24982 | 4 | 0.36842
19176 | 3.5 | 1 | 365 | 4.0042 | 0.020656 | 4 | 0.024852
19151 | 7.02 | 1 | 365 | 8.0313 | 0.087144 | 8 | 0.11842
19188 | 6.24 | 1 | 365 | 7.1389 | 0.29968 | 7 | 0.43859
19181 | 3.6 | 1 | 365 | 4.1186 | 0.24982 | 4 | 0.36842
19185 | 4.95 | 1 | 365 | 5.6631 | 0.3435 | 6 | 0.0065764
19189 | 3 | 1 | 365 | 3.4322 | 0.87485 | 4 | 0.30702
19190 | 10.455 | 1 | 365 | 11.9611 | 0.46841 | 12 | 0.42951
19192 | 3.84 | 1 | 365 | 4.3932 | 0.79981 | 5 | 0.19298
19236 | 5.52 | 1 | 365 | 6.3152 | 0.64972 | 6 | 0.96491
587 | 318.24 | 0.9 | 365 | 327.6759 | 0.35549 | 328 | 0.031432
19387 | 3.825 | 1 | 365 | 4.376 | 0.76543 | 5 | 0.14145
19409 | 6.12 | 1 | 365 | 7.0016 | 0.02469 | 7 | 0.026313
19377 | 5.67 | 1 | 365 | 6.4868 | 0.99346 | 7 | 0.48026
19160 | 10.335 | 1 | 365 | 11.8238 | 0.68385 | 12 | 0.50767
16874 | 9.435 | 1 | 365 | 10.7942 | 0.6214 | 11 | 0.41557
19550 | 6.867 | 1 | 365 | 7.8562 | 0.73653 | 8 | 0.59276
19576 | 8 | 1 | 365 | 9.1524 | 0.33293 | 9 | 0.48538
19571 | 7.14 | 1 | 365 | 8.1686 | 0.36214 | 8 | 0.5307
19569 | 8.235 | 1 | 365 | 9.4213 | 0.87146 | 10 | 0.29276
19567 | 10 | 1 | 365 | 11.4406 | 0.91616 | 12 | 0.35672
19555 | 3.25 | 1 | 365 | 3.7182 | 0.44775 | 4 | 0.16593
19552 | 4.25 | 1 | 365 | 4.8622 | 0.73937 | 5 | 0.60161
19543 | 4 | 1 | 365 | 4.5762 | 0.16646 | 4 | 0.74269
19540 | 3.5 | 1 | 365 | 4.0042 | 0.020656 | 4 | 0.024852
17058 | 9.88 | 1 | 365 | 11.3033 | 0.64117 | 11 | 0.94444
19537 | 5.61 | 1 | 365 | 6.4182 | 0.85597 | 7 | 0.27412
17062 | 7.975 | 1 | 365 | 9.1238 | 0.27564 | 9 | 0.39948
19538 | 3 | 1 | 365 | 3.4322 | 0.87485 | 4 | 0.30702
17100 | 6.48 | 1 | 365 | 7.4135 | 0.84967 | 8 | 0.26315
17910 | 5.6 | 1 | 365 | 6.4067 | 0.83305 | 7 | 0.23976
19532 | 4.5 | 1 | 365 | 5.1483 | 0.31227 | 5 | 0.46052
19524 | 12.2 | 1 | 365 | 13.9575 | 0.95772 | 14 | 0.9152
108 | 3849.12 | 1 | 365 | 4403.6088 | 0.70498 | 4404 | 0.31381
19525 | 4.08 | 1 | 365 | 4.6677 | 0.34979 | 5 | 0.017542
18267 | 9.69 | 1 | 365 | 11.0859 | 0.20576 | 11 | 0.29166
18272 | 8.58 | 1 | 365 | 9.816 | 0.66207 | 10 | 0.47807
18274 | 4.16 | 1 | 365 | 4.7593 | 0.53312 | 5 | 0.2924
19523 | 8.25 | 1 | 365 | 9.4385 | 0.90583 | 10 | 0.34429
17906 | 411.445 | 0.9 | 365 | 423.6445 | 0.58655 | 424 | 0.23106
19520 | 12.25 | 1 | 365 | 14.0147 | 0.072296 | 14 | 0.086982
17905 | 347.7 | 0.9 | 365 | 358.0094 | 0.11539 | 358 | 0.12484
16214 | 8.32 | 1 | 365 | 9.5185 | 0.066245 | 9 | 0.58479
18258 | 12.24 | 1 | 365 | 14.0032 | 0.04938 | 14 | 0.052625
19486 | 7 | 1 | 365 | 8.0084 | 0.041312 | 8 | 0.049704
19487 | 9 | 1 | 365 | 10.2965 | 0.62454 | 10 | 0.92105
19479 | 5.25 | 1 | 365 | 6.0063 | 0.030984 | 6 | 0.037278
17859 | 6.24 | 1 | 365 | 7.1389 | 0.29968 | 7 | 0.43859
19476 | 10.8 | 1 | 365 | 12.3558 | 0.74945 | 13 | 0.10526
18734 | 12.48 | 1 | 365 | 14.2778 | 0.59937 | 14 | 0.87719
19473 | 7.75 | 1 | 365 | 8.8664 | 0.76002 | 9 | 0.62646
19440 | 7.35 | 1 | 365 | 8.4088 | 0.84338 | 9 | 0.25219
18744 | 11.25 | 1 | 365 | 12.8706 | 0.78068 | 13 | 0.65131
19261 | 4.25 | 1 | 365 | 4.8622 | 0.73937 | 5 | 0.60161
19719 | 9.9 | 1 | 365 | 11.3262 | 0.687 | 12 | 0.013153
19262 | 7 | 1 | 365 | 8.0084 | 0.041312 | 8 | 0.049704
19720 | 5.76 | 1 | 365 | 6.5898 | 0.19971 | 6 | 0.78947
19358 | 5.28 | 1 | 365 | 6.0406 | 0.099732 | 6 | 0.14035
19372 | 109.2 | 0.9 | 365 | 112.4378 | 0.22002 | 112 | 0.65784
19712 | 4.95 | 1 | 365 | 5.6631 | 0.3435 | 6 | 0.0065764
18995 | 6 | 1 | 365 | 6.8643 | 0.7497 | 7 | 0.61403
18997 | 6.25 | 1 | 365 | 7.1504 | 0.3226 | 7 | 0.47295
18998 | 12.5 | 1 | 365 | 14.3007 | 0.6452 | 14 | 0.9459
18897 | 5.04 | 1 | 365 | 5.766 | 0.54974 | 6 | 0.31579
19063 | 3.57 | 1 | 365 | 4.0843 | 0.18107 | 4 | 0.26535
19067 | 6.05 | 1 | 365 | 6.9215 | 0.86428 | 7 | 0.78582
15446 | 8.84 | 1 | 365 | 10.1135 | 0.25789 | 10 | 0.37134
19082 | 9.945 | 1 | 365 | 11.3776 | 0.79012 | 12 | 0.16776
18687 | 19.38 | 1 | 365 | 22.1718 | 0.41152 | 22 | 0.58332
19715 | 4.5 | 1 | 365 | 5.1483 | 0.31227 | 5 | 0.46052
19260 | 3.84 | 1 | 365 | 4.3932 | 0.79981 | 5 | 0.19298
18217 | 9.156 | 1 | 365 | 10.475 | 0.98204 | 11 | 0.45701
18244 | 3.575 | 1 | 365 | 4.09 | 0.19253 | 4 | 0.28253
18330 | 6 | 1 | 365 | 6.8643 | 0.7497 | 7 | 0.61403
17163 | 3 | 1 | 365 | 3.4322 | 0.87485 | 4 | 0.30702
14503 | 4.94 | 1 | 365 | 5.6516 | 0.32058 | 5 | 0.97222
20042 | 5.98 | 1 | 365 | 6.8415 | 0.70386 | 7 | 0.54532
20039 | 11.18 | 1 | 365 | 12.7905 | 0.62027 | 13 | 0.41081
20046 | 4.42 | 1 | 365 | 5.0567 | 0.12894 | 5 | 0.18567
14478 | 9.435 | 1 | 365 | 10.7942 | 0.6214 | 11 | 0.41557
20048 | 3.64 | 1 | 365 | 4.1644 | 0.34148 | 4 | 0.50585
19885 | 4.94 | 1 | 365 | 5.6516 | 0.32058 | 5 | 0.97222
19879 | 7.02 | 1 | 365 | 8.0313 | 0.087144 | 8 | 0.11842
20021 | 2.6 | 1 | 365 | 2.9745 | 0.9582 | 3 | 0.93275
13053 | 50.49 | 0.9 | 365 | 51.987 | 0.13332 | 52 | 0.12037
19087 | 9.18 | 1 | 365 | 10.5024 | 0.037035 | 10 | 0.53947
15380 | 6.375 | 1 | 365 | 7.2934 | 0.60905 | 7 | 0.90241
19328 | 2.55 | 1 | 365 | 2.9173 | 0.84362 | 3 | 0.76096
18918 | 2.4 | 1 | 365 | 2.7457 | 0.49988 | 3 | 0.24561
15386 | 10.2 | 1 | 365 | 11.6694 | 0.37448 | 12 | 0.043854
19310 | 7 | 1 | 365 | 8.0084 | 0.041312 | 8 | 0.049704
20036 | 4.68 | 1 | 365 | 5.3542 | 0.72476 | 6 | 0.078945
19326 | 10.75 | 1 | 365 | 12.2986 | 0.63487 | 12 | 0.93347
20019 | 8.58 | 1 | 365 | 9.816 | 0.66207 | 10 | 0.47807
19308 | 4.95 | 1 | 365 | 5.6631 | 0.3435 | 6 | 0.0065764
19307 | 3.75 | 1 | 365 | 4.2902 | 0.59356 | 4 | 0.88377
13552 | 12.495 | 1 | 365 | 14.295 | 0.63374 | 14 | 0.92872
19303 | 5 | 1 | 365 | 5.7203 | 0.45808 | 6 | 0.17836
19301 | 3.5 | 1 | 365 | 4.0042 | 0.020656 | 4 | 0.024852
20006 | 7.395 | 1 | 365 | 8.4603 | 0.9465 | 9 | 0.40679
19329 | 3.9 | 1 | 365 | 4.4618 | 0.9373 | 5 | 0.39912
20013 | 13.26 | 1 | 365 | 15.1702 | 0.38683 | 15 | 0.55701
19183 | 3.84 | 1 | 365 | 4.3932 | 0.79981 | 5 | 0.19298
19369 | 9.6 | 1 | 365 | 10.9829 | 0.99951 | 11 | 0.98245
19588 | 5.85 | 1 | 365 | 6.6927 | 0.40595 | 7 | 0.098681
19591 | 6.3 | 1 | 365 | 7.2076 | 0.43718 | 7 | 0.64473
19581 | 5.625 | 1 | 365 | 6.4353 | 0.89034 | 7 | 0.32565
19999 | 7.75 | 1 | 365 | 8.8664 | 0.76002 | 9 | 0.62646
19578 | 9.6 | 1 | 365 | 10.9829 | 0.99951 | 11 | 0.98245
19996 | 6.5 | 1 | 365 | 7.4364 | 0.8955 | 8 | 0.33187
11414 | 556.92 | 0.9 | 365 | 573.4329 | 0.6221 | 574 | 0.055005
19612 | 10.2 | 1 | 365 | 11.6694 | 0.37448 | 12 | 0.043854
19986 | 5.98 | 1 | 365 | 6.8415 | 0.70386 | 7 | 0.54532
18808 | 5.76 | 1 | 365 | 6.5898 | 0.19971 | 6 | 0.78947
19610 | 19.2 | 1 | 365 | 21.9659 | 0.99903 | 22 | 0.9649
19608 | 5.04 | 1 | 365 | 5.766 | 0.54974 | 6 | 0.31579
19972 | 4.94 | 1 | 365 | 5.6516 | 0.32058 | 5 | 0.97222
19620 | 5.94 | 1 | 365 | 6.7957 | 0.6122 | 7 | 0.40789
19967 | 4.68 | 1 | 365 | 5.3542 | 0.72476 | 6 | 0.078945
15662 | 8 | 1 | 365 | 9.1524 | 0.33293 | 9 | 0.48538
19684 | 15 | 1 | 365 | 17.1608 | 0.37424 | 17 | 0.53508
19600 | 19.25 | 1 | 365 | 22.0231 | 0.11361 | 22 | 0.13669
19857 | 7 | 1 | 365 | 8.0084 | 0.041312 | 8 | 0.049704
20052 | 10 | 1 | 365 | 11.4406 | 0.91616 | 12 | 0.35672
19611 | 7.8 | 1 | 365 | 8.9236 | 0.8746 | 9 | 0.79824
19725 | 3.15 | 1 | 365 | 3.6038 | 0.21859 | 3 | 0.82237
19852 | 12.25 | 1 | 365 | 14.0147 | 0.072296 | 14 | 0.086982
19854 | 7.25 | 1 | 365 | 8.2944 | 0.61422 | 8 | 0.90862
19848 | 5.25 | 1 | 365 | 6.0063 | 0.030984 | 6 | 0.037278
19846 | 7.5 | 1 | 365 | 8.5804 | 0.18712 | 8 | 0.76754
19847 | 7 | 1 | 365 | 8.0084 | 0.041312 | 8 | 0.049704
20062 | 8.84 | 1 | 365 | 10.1135 | 0.25789 | 10 | 0.37134
19843 | 8.75 | 1 | 365 | 10.0105 | 0.05164 | 10 | 0.06213
19842 | 10.25 | 1 | 365 | 11.7266 | 0.48906 | 12 | 0.21564
15217 | 4.08 | 1 | 365 | 4.6677 | 0.34979 | 5 | 0.017542
19833 | 10.75 | 1 | 365 | 12.2986 | 0.63487 | 12 | 0.93347
19840 | 5.5 | 1 | 365 | 6.2923 | 0.60389 | 6 | 0.8962
19835 | 9.75 | 1 | 365 | 11.1545 | 0.34326 | 11 | 0.4978
19816 | 8.75 | 1 | 365 | 10.0105 | 0.05164 | 10 | 0.06213
19828 | 8.06 | 1 | 365 | 9.2211 | 0.47042 | 9 | 0.69152
19802 | 5.5 | 1 | 365 | 6.2923 | 0.60389 | 6 | 0.8962
19679 | 4.5 | 1 | 365 | 5.1483 | 0.31227 | 5 | 0.46052
19654 | 6.5 | 1 | 365 | 7.4364 | 0.8955 | 8 | 0.33187
19677 | 7.25 | 1 | 365 | 8.2944 | 0.61422 | 8 | 0.90862
19653 | 7.75 | 1 | 365 | 8.8664 | 0.76002 | 9 | 0.62646
20387 | 9.88 | 1 | 365 | 11.3033 | 0.64117 | 11 | 0.94444
19652 | 7.5 | 1 | 365 | 8.5804 | 0.18712 | 8 | 0.76754
20390 | 7.8 | 1 | 365 | 8.9236 | 0.8746 | 9 | 0.79824
19647 | 7.5 | 1 | 365 | 8.5804 | 0.18712 | 8 | 0.76754
20397 | 5.98 | 1 | 365 | 6.8415 | 0.70386 | 7 | 0.54532
19649 | 5.39 | 1 | 365 | 6.1665 | 0.35181 | 6 | 0.51827
20411 | 6.76 | 1 | 365 | 7.7338 | 0.49132 | 8 | 0.22514
19641 | 4.165 | 1 | 365 | 4.765 | 0.54458 | 5 | 0.30957
19643 | 2.695 | 1 | 365 | 3.0832 | 0.17591 | 3 | 0.25914
19637 | 7.35 | 1 | 365 | 8.4088 | 0.84338 | 9 | 0.25219
19632 | 3.185 | 1 | 365 | 3.6438 | 0.2988 | 3 | 0.94262
20416 | 5.98 | 1 | 365 | 6.8415 | 0.70386 | 7 | 0.54532
19633 | 2.25 | 1 | 365 | 2.5741 | 0.15614 | 2 | 0.73026
19630 | 7.25 | 1 | 365 | 8.2944 | 0.61422 | 8 | 0.90862
18915 | 7.98 | 1 | 365 | 9.1296 | 0.2871 | 9 | 0.41666
20412 | 4.68 | 1 | 365 | 5.3542 | 0.72476 | 6 | 0.078945
19757 | 5.85 | 1 | 365 | 6.6927 | 0.40595 | 7 | 0.098681
16265 | 5.355 | 1 | 365 | 6.1264 | 0.2716 | 6 | 0.39802
19743 | 5.1 | 1 | 365 | 5.8347 | 0.68724 | 6 | 0.52193
19748 | 5.4 | 1 | 365 | 6.1779 | 0.37473 | 6 | 0.55263
20418 | 6.12 | 1 | 365 | 7.0016 | 0.02469 | 7 | 0.026313
19736 | 11.13 | 1 | 365 | 12.7333 | 0.50569 | 13 | 0.23903
20419 | 5.1 | 1 | 365 | 5.8347 | 0.68724 | 6 | 0.52193
20068 | 6.885 | 1 | 365 | 7.8768 | 0.77778 | 8 | 0.6546
20073 | 4.68 | 1 | 365 | 5.3542 | 0.72476 | 6 | 0.078945
20420 | 5.355 | 1 | 365 | 6.1264 | 0.2716 | 6 | 0.39802
20115 | 11.7 | 1 | 365 | 13.3855 | 0.81191 | 14 | 0.19736
20084 | 3.9 | 1 | 365 | 4.4618 | 0.9373 | 5 | 0.39912
20100 | 15.08 | 1 | 365 | 17.2524 | 0.55757 | 17 | 0.80993
20107 | 5.72 | 1 | 365 | 6.544 | 0.10804 | 6 | 0.65204
20117 | 6.5 | 1 | 365 | 7.4364 | 0.8955 | 8 | 0.33187
20125 | 7.28 | 1 | 365 | 8.3287 | 0.68296 | 9 | 0.011692
20133 | 3.12 | 1 | 365 | 3.5695 | 0.14984 | 3 | 0.7193
20138 | 4.68 | 1 | 365 | 5.3542 | 0.72476 | 6 | 0.078945
19373 | 59.514 | 0.9 | 365 | 61.2786 | 0.74491 | 62 | 0.023525
20069 | 498.4 | 0.8 | 365 | 456.158 | 0.71313 | 456 | 0.87114
19098 | 3.5 | 1 | 365 | 4.0042 | 0.020656 | 4 | 0.024852
20186 | 9.36 | 1 | 365 | 10.7084 | 0.44953 | 11 | 0.15789
19639 | 13.26 | 1 | 365 | 15.1702 | 0.38683 | 15 | 0.55701
20199 | 9.62 | 1 | 365 | 11.0058 | 0.045346 | 11 | 0.051165
20222 | 6.12 | 1 | 365 | 7.0016 | 0.02469 | 7 | 0.026313
20231 | 3 | 1 | 365 | 3.4322 | 0.87485 | 4 | 0.30702
20232 | 9.69 | 1 | 365 | 11.0859 | 0.20576 | 11 | 0.29166
20056 | 5.4 | 1 | 365 | 6.1779 | 0.37473 | 6 | 0.55263
20421 | 2.55 | 1 | 365 | 2.9173 | 0.84362 | 3 | 0.76096
20422 | 2.34 | 1 | 365 | 2.6771 | 0.36238 | 3 | 0.039472
20424 | 60.39 | 0.9 | 365 | 62.1806 | 0.55162 | 62 | 0.73221
20270 | 5.2 | 1 | 365 | 5.9491 | 0.9164 | 6 | 0.86549
20248 | 4.725 | 1 | 365 | 5.4057 | 0.82789 | 6 | 0.23355
20209 | 19.62 | 1 | 365 | 22.4464 | 0.96151 | 23 | 0.40788
20255 | 33.12 | 0.9 | 365 | 34.102 | 0.30849 | 34 | 0.41051
17347 | 9 | 1 | 365 | 10.2965 | 0.62454 | 10 | 0.92105
20283 | 4.16 | 1 | 365 | 4.7593 | 0.53312 | 5 | 0.2924
20285 | 3.315 | 1 | 365 | 3.7925 | 0.59671 | 4 | 0.38925
20288 | 4.42 | 1 | 365 | 5.0567 | 0.12894 | 5 | 0.18567
20293 | 5.46 | 1 | 365 | 6.2465 | 0.51222 | 6 | 0.75877
20292 | 9.945 | 1 | 365 | 11.3776 | 0.79012 | 12 | 0.16776
20235 | 6.4 | 1 | 365 | 7.322 | 0.66634 | 7 | 0.9883
20320 | 6.63 | 1 | 365 | 7.5851 | 0.19341 | 7 | 0.77851
20339 | 11.18 | 1 | 365 | 12.7905 | 0.62027 | 13 | 0.41081
20328 | 3.83 | 1 | 365 | 4.3817 | 0.77689 | 5 | 0.15862
17050 | 8.58 | 1 | 365 | 9.816 | 0.66207 | 10 | 0.47807
20344 | 4.68 | 1 | 365 | 5.3542 | 0.72476 | 6 | 0.078945
20350 | 5.98 | 1 | 365 | 6.8415 | 0.70386 | 7 | 0.54532
20358 | 4.42 | 1 | 365 | 5.0567 | 0.12894 | 5 | 0.18567
20351 | 8.16 | 1 | 365 | 9.3355 | 0.69959 | 10 | 0.035084
20368 | 9.69 | 1 | 365 | 11.0859 | 0.20576 | 11 | 0.29166
20383 | 8.06 | 1 | 365 | 9.2211 | 0.47042 | 9 | 0.69152
17766 | 3.38 | 1 | 365 | 3.8669 | 0.74566 | 4 | 0.61257
13058 | 50.49 | 0.9 | 365 | 51.987 | 0.13332 | 52 | 0.12037
13060 | 50.49 | 0.9 | 365 | 51.987 | 0.13332 | 52 | 0.12037
13048 | 50.49 | 0.9 | 365 | 51.987 | 0.13332 | 52 | 0.12037
17666 | 289.75 | 0.9 | 365 | 298.3412 | 0.59616 | 298 | 0.93737
17668 | 649.04 | 0.9 | 365 | 668.2843 | 0.6154 | 668 | 0.8997
15889 | 4.335 | 1 | 365 | 4.9595 | 0.93416 | 5 | 0.89364
12970 | 516 | 0.9 | 365 | 531.2996 | 0.22647 | 531 | 0.52608
19048 | 7 | 1 | 365 | 8.0084 | 0.041312 | 8 | 0.049704
20901 | 7.02 | 1 | 365 | 8.0313 | 0.087144 | 8 | 0.11842
15243 | 5.865 | 1 | 365 | 6.7099 | 0.44033 | 7 | 0.15022
16326 | 44.72 | 0.9 | 365 | 46.046 | 0.23296 | 46 | 0.27893
16671 | 4.59 | 1 | 365 | 5.2512 | 0.51852 | 5 | 0.76973
18755 | 9.62 | 1 | 365 | 11.0058 | 0.045346 | 11 | 0.051165
18776 | 5.5 | 1 | 365 | 6.2923 | 0.60389 | 6 | 0.8962
18778 | 3.185 | 1 | 365 | 3.6438 | 0.2988 | 3 | 0.94262
18788 | 4.32 | 1 | 365 | 4.9423 | 0.89978 | 5 | 0.8421
19441 | 8.1 | 1 | 365 | 9.2669 | 0.56209 | 9 | 0.82894
18939 | 5.4 | 1 | 365 | 6.1779 | 0.37473 | 6 | 0.55263
19096 | 9 | 1 | 365 | 10.2965 | 0.62454 | 10 | 0.92105
19099 | 7.75 | 1 | 365 | 8.8664 | 0.76002 | 9 | 0.62646
19104 | 9 | 1 | 365 | 10.2965 | 0.62454 | 10 | 0.92105
19107 | 5.75 | 1 | 365 | 6.5783 | 0.17679 | 6 | 0.75511
19080 | 10 | 1 | 365 | 11.4406 | 0.91616 | 12 | 0.35672
19062 | 8.5 | 1 | 365 | 9.7245 | 0.47874 | 10 | 0.20321
19137 | 5.75 | 1 | 365 | 6.5783 | 0.17679 | 6 | 0.75511
19142 | 7 | 1 | 365 | 8.0084 | 0.041312 | 8 | 0.049704
19149 | 10.5 | 1 | 365 | 12.0126 | 0.061968 | 12 | 0.074556
19577 | 10.75 | 1 | 365 | 12.2986 | 0.63487 | 12 | 0.93347
19575 | 13 | 1 | 365 | 14.8727 | 0.79101 | 15 | 0.66374
19574 | 7.65 | 1 | 365 | 8.752 | 0.53086 | 9 | 0.28289
19570 | 8.75 | 1 | 365 | 10.0105 | 0.05164 | 10 | 0.06213
19564 | 13.25 | 1 | 365 | 15.1587 | 0.36391 | 15 | 0.52265
19561 | 9.5 | 1 | 365 | 10.8685 | 0.77035 | 11 | 0.63888
19563 | 10.71 | 1 | 365 | 12.2528 | 0.54321 | 12 | 0.79605
19559 | 15 | 1 | 365 | 17.1608 | 0.37424 | 17 | 0.53508
19557 | 8 | 1 | 365 | 9.1524 | 0.33293 | 9 | 0.48538
19542 | 7.65 | 1 | 365 | 8.752 | 0.53086 | 9 | 0.28289
19539 | 8.96 | 1 | 365 | 10.2507 | 0.53288 | 10 | 0.78362
19528 | 4.675 | 1 | 365 | 5.3485 | 0.7133 | 6 | 0.061767
19496 | 9 | 1 | 365 | 10.2965 | 0.62454 | 10 | 0.92105
19493 | 6.5 | 1 | 365 | 7.4364 | 0.8955 | 8 | 0.33187
19489 | 11.5 | 1 | 365 | 13.1566 | 0.35358 | 13 | 0.51023
19488 | 12.48 | 1 | 365 | 14.2778 | 0.59937 | 14 | 0.87719
19481 | 11.34 | 1 | 365 | 12.9736 | 0.98693 | 13 | 0.96052
19485 | 8.5 | 1 | 365 | 9.7245 | 0.47874 | 10 | 0.20321
19478 | 9 | 1 | 365 | 10.2965 | 0.62454 | 10 | 0.92105
19407 | 6.48 | 1 | 365 | 7.4135 | 0.84967 | 8 | 0.26315
19406 | 6.24 | 1 | 365 | 7.1389 | 0.29968 | 7 | 0.43859
19709 | 9.36 | 1 | 365 | 10.7084 | 0.44953 | 11 | 0.15789
20060 | 7.44 | 1 | 365 | 8.5118 | 0.049623 | 8 | 0.5614
16515 | 373.75 | 1 | 365 | 427.5909 | 0.49148 | 428 | 0.08241
18766 | 5 | 1 | 365 | 5.7203 | 0.45808 | 6 | 0.17836
17358 | 7.65 | 1 | 365 | 8.752 | 0.53086 | 9 | 0.28289
18324 | 6.54 | 1 | 365 | 7.4821 | 0.98717 | 8 | 0.46929
95 | 1597.05 | 1 | 365 | 1827.1146 | 0.82533 | 1827 | 0.93997
19162 | 5.232 | 1 | 365 | 5.9857 | 0.98973 | 6 | 0.97544
18068 | 23.544 | 1 | 365 | 26.9357 | 0.95381 | 27 | 0.88946
19324 | 10.2 | 1 | 365 | 11.6694 | 0.37448 | 12 | 0.043854
20083 | 5.2 | 1 | 365 | 5.9491 | 0.9164 | 6 | 0.86549
4121 | 1306.8 | 0.9 | 365 | 1345.5471 | 0.21541 | 1345 | 0.76255
15425 | 8.16 | 1 | 365 | 9.3355 | 0.69959 | 10 | 0.035084
15549 | 8.75 | 1 | 365 | 10.0105 | 0.05164 | 10 | 0.06213
12405 | 6.72 | 1 | 365 | 7.6881 | 0.39966 | 8 | 0.087716
16482 | 3.924 | 1 | 365 | 4.4893 | 0.9923 | 5 | 0.48158
16861 | 3.57 | 1 | 365 | 4.0843 | 0.18107 | 4 | 0.26535
14677 | 7.65 | 1 | 365 | 8.752 | 0.53086 | 9 | 0.28289
13691 | 6.05 | 1 | 365 | 6.9215 | 0.86428 | 7 | 0.78582
13621 | 4.76 | 1 | 365 | 5.4457 | 0.90809 | 6 | 0.3538
14289 | 7.7 | 1 | 365 | 8.8092 | 0.64544 | 9 | 0.45467
14552 | 12.375 | 1 | 365 | 14.1577 | 0.35875 | 14 | 0.51644
14902 | 6.6 | 1 | 365 | 7.5508 | 0.12467 | 7 | 0.67544
14886 | 9.075 | 1 | 365 | 10.3823 | 0.79642 | 11 | 0.17872
15181 | 7.7 | 1 | 365 | 8.8092 | 0.64544 | 9 | 0.45467
15362 | 5.04 | 1 | 365 | 5.766 | 0.54974 | 6 | 0.31579
16856 | 9 | 1 | 365 | 10.2965 | 0.62454 | 10 | 0.92105
16600 | 1.5 | 1 | 365 | 1.7161 | 0.43742 | 2 | 0.15351
13052 | 50.49 | 0.9 | 365 | 51.987 | 0.13332 | 52 | 0.12037
13061 | 50.49 | 0.9 | 365 | 51.987 | 0.13332 | 52 | 0.12037
13055 | 50.49 | 0.9 | 365 | 51.987 | 0.13332 | 52 | 0.12037
13054 | 50.49 | 0.9 | 365 | 51.987 | 0.13332 | 52 | 0.12037
13051 | 50.49 | 0.9 | 365 | 51.987 | 0.13332 | 52 | 0.12037
13057 | 36.72 | 0.9 | 365 | 37.8088 | 0.73333 | 38 | 0.54209
13049 | 36.72 | 0.9 | 365 | 37.8088 | 0.73333 | 38 | 0.54209
13045 | 50.49 | 0.9 | 365 | 51.987 | 0.13332 | 52 | 0.12037
13046 | 50.49 | 0.9 | 365 | 51.987 | 0.13332 | 52 | 0.12037
13056 | 36.72 | 0.9 | 365 | 37.8088 | 0.73333 | 38 | 0.54209
13047 | 50.49 | 0.9 | 365 | 51.987 | 0.13332 | 52 | 0.12037
16445 | 8.175 | 1 | 365 | 9.3527 | 0.73396 | 10 | 0.086619
13713 | 10.26 | 1 | 365 | 11.738 | 0.51198 | 12 | 0.24999
9159 | 1989.52 | 0.9 | 365 | 2048.5101 | 0.29428 | 2048 | 0.80434
18537 | 7.02 | 1 | 365 | 8.0313 | 0.087144 | 8 | 0.11842
14185 | 6.89 | 1 | 365 | 7.8825 | 0.78923 | 8 | 0.67178
12675 | 5.3 | 1 | 365 | 6.0635 | 0.14556 | 6 | 0.20906
18539 | 4.48 | 1 | 365 | 5.1254 | 0.26644 | 5 | 0.39181
17361 | 4.25 | 1 | 365 | 4.8622 | 0.73937 | 5 | 0.60161
19735 | 11.2 | 1 | 365 | 12.8134 | 0.6661 | 13 | 0.47953
15187 | 14.02 | 1 | 365 | 16.0397 | 0.12846 | 16 | 0.16812
12626 | 8.8 | 1 | 365 | 10.0677 | 0.16622 | 10 | 0.23391
12977 | 81 | 0.9 | 365 | 83.4017 | 0.058806 | 83 | 0.46049
15199 | 52.62 | 0.9 | 365 | 54.1802 | 0.52635 | 54 | 0.70655
12149 | 1.785 | 1 | 365 | 2.0421 | 0.090535 | 2 | 0.13267
18193 | 8.96 | 1 | 365 | 10.2507 | 0.53288 | 10 | 0.78362
16547 | 4.08 | 1 | 365 | 4.6677 | 0.34979 | 5 | 0.017542
15476 | 5.67 | 1 | 365 | 6.4868 | 0.99346 | 7 | 0.48026
16297 | 5.1 | 1 | 365 | 5.8347 | 0.68724 | 6 | 0.52193
16338 | 9.18 | 1 | 365 | 10.5024 | 0.037035 | 10 | 0.53947
15486 | 3.825 | 1 | 365 | 4.376 | 0.76543 | 5 | 0.14145
16331 | 7.705 | 1 | 365 | 8.815 | 0.6569 | 9 | 0.47185
15847 | 10.84 | 1 | 365 | 12.4016 | 0.84112 | 13 | 0.24268
15851 | 5.31 | 1 | 365 | 6.0749 | 0.16848 | 6 | 0.24342
16790 | 4.2 | 1 | 365 | 4.805 | 0.62479 | 5 | 0.42982
18889 | 9.66 | 1 | 365 | 11.0516 | 0.13701 | 11 | 0.18859
18895 | 2.943 | 1 | 365 | 3.367 | 0.74423 | 4 | 0.11118
15357 | 12.42 | 1 | 365 | 14.2092 | 0.46187 | 14 | 0.67105
12408 | 6.867 | 1 | 365 | 7.8562 | 0.73653 | 8 | 0.59276
15356 | 18.639 | 1 | 365 | 21.3241 | 0.71343 | 22 | 0.03749
19932 | 5.886 | 1 | 365 | 6.7339 | 0.48845 | 7 | 0.22237
19926 | 5.886 | 1 | 365 | 6.7339 | 0.48845 | 7 | 0.22237
16879 | 7.905 | 1 | 365 | 9.0438 | 0.11522 | 9 | 0.15899
16876 | 5.355 | 1 | 365 | 6.1264 | 0.2716 | 6 | 0.39802
12581 | 108.29 | 0.9 | 365 | 111.5008 | 0.34319 | 111 | 0.84403
2874 | 3186.48 | 1 | 365 | 3645.5116 | 0.18855 | 3645 | 0.70011
2696 | 1237.5 | 1 | 365 | 1415.7693 | 0.8748 | 1416 | 0.6441
16897 | 9.7 | 1 | 365 | 11.0973 | 0.22868 | 11 | 0.32602
17335 | 4.76 | 1 | 365 | 5.4457 | 0.90809 | 6 | 0.3538
10087 | 15 | 1 | 365 | 17.1608 | 0.37424 | 17 | 0.53508
5625 | 73.44 | 0.9 | 365 | 75.6175 | 0.46665 | 76 | 0.084177
13204 | 1.4 | 1 | 365 | 1.6017 | 0.20826 | 1 | 0.80994
16753 | 4.485 | 1 | 365 | 5.1311 | 0.2779 | 5 | 0.40899
13622 | 3.597 | 1 | 365 | 4.1152 | 0.24294 | 4 | 0.35811
18979 | 4.905 | 1 | 365 | 5.6116 | 0.24038 | 5 | 0.85197
13385 | 11 | 1 | 365 | 12.5846 | 0.20778 | 12 | 0.79239
18245 | 24.705 | 1 | 365 | 28.2639 | 0.61437 | 28 | 0.87828
18259 | 5.2 | 1 | 365 | 5.9491 | 0.9164 | 6 | 0.86549
12328 | 27.45 | 0.9 | 365 | 28.2639 | 0.61437 | 28 | 0.87828
15414 | 5.98 | 1 | 365 | 6.8415 | 0.70386 | 7 | 0.54532
17125 | 7.54 | 1 | 365 | 8.6262 | 0.27878 | 8 | 0.90497
17138 | 18.02 | 1 | 365 | 20.6159 | 0.29492 | 20 | 0.91081
17189 | 13.44 | 1 | 365 | 15.3761 | 0.79932 | 16 | 0.17543
17218 | 5.72 | 1 | 365 | 6.544 | 0.10804 | 6 | 0.65204
19085 | 11.76 | 1 | 365 | 13.4541 | 0.9494 | 14 | 0.4035
18277 | 0.6 | 1 | 365 | 0.68643 | 0.37497 | 1 | 0.061403
19979 | 2.08 | 1 | 365 | 2.3796 | 0.76656 | 3 | 0.1462
16578 | 8.1 | 1 | 365 | 9.2669 | 0.56209 | 9 | 0.82894
19072 | 9.5 | 1 | 365 | 10.8685 | 0.77035 | 11 | 0.63888
18999 | 7.75 | 1 | 365 | 8.8664 | 0.76002 | 9 | 0.62646
19055 | 5 | 1 | 365 | 5.7203 | 0.45808 | 6 | 0.17836
18363 | 4.16 | 1 | 365 | 4.7593 | 0.53312 | 5 | 0.2924
14502 | 181.17 | 0.9 | 365 | 186.5418 | 0.65486 | 187 | 0.19663
14064 | 5.865 | 1 | 365 | 6.7099 | 0.44033 | 7 | 0.15022
15062 | 8.25 | 1 | 365 | 9.4385 | 0.90583 | 10 | 0.34429
15097 | 7.25 | 1 | 365 | 8.2944 | 0.61422 | 8 | 0.90862
15124 | 5.75 | 1 | 365 | 6.5783 | 0.17679 | 6 | 0.75511
14122 | 3.315 | 1 | 365 | 3.7925 | 0.59671 | 4 | 0.38925
16251 | 11.96 | 1 | 365 | 13.6829 | 0.40773 | 14 | 0.090637
16235 | 5.98 | 1 | 365 | 6.8415 | 0.70386 | 7 | 0.54532
15548 | 3.825 | 1 | 365 | 4.376 | 0.76543 | 5 | 0.14145
16859 | 8.25 | 1 | 365 | 9.4385 | 0.90583 | 10 | 0.34429
16083 | 5.75 | 1 | 365 | 6.5783 | 0.17679 | 6 | 0.75511
16267 | 4.08 | 1 | 365 | 4.6677 | 0.34979 | 5 | 0.017542
16863 | 2.55 | 1 | 365 | 2.9173 | 0.84362 | 3 | 0.76096
16219 | 4.25 | 1 | 365 | 4.8622 | 0.73937 | 5 | 0.60161
18124 | 9.6 | 1 | 365 | 10.9829 | 0.99951 | 11 | 0.98245
19122 | 6.89 | 1 | 365 | 7.8825 | 0.78923 | 8 | 0.67178
13461 | 8.25 | 1 | 365 | 9.4385 | 0.90583 | 10 | 0.34429
16300 | 7.15 | 1 | 365 | 8.18 | 0.38505 | 8 | 0.56505
16533 | 6.9 | 1 | 365 | 7.894 | 0.81215 | 8 | 0.70614
16641 | 4.4 | 1 | 365 | 5.0338 | 0.08311 | 5 | 0.11696
15542 | 11.97 | 1 | 365 | 13.6944 | 0.43064 | 14 | 0.12499
13708 | 6 | 1 | 365 | 6.8643 | 0.7497 | 7 | 0.61403
17988 | 23.1 | 1 | 365 | 26.4277 | 0.93633 | 27 | 0.36402
29425 | 9.99 | 1 | 365 | 11.4291 | 0.89324 | 12 | 0.32236
11766 | 5.355 | 1 | 365 | 6.1264 | 0.2716 | 6 | 0.39802
11776 | 4.59 | 1 | 365 | 5.2512 | 0.51852 | 5 | 0.76973
12579 | 7 | 1 | 365 | 8.0084 | 0.041312 | 8 | 0.049704
13465 | 6.375 | 1 | 365 | 7.2934 | 0.60905 | 7 | 0.90241
13438 | 9.075 | 1 | 365 | 10.3823 | 0.79642 | 11 | 0.17872
12949 | 7.65 | 1 | 365 | 8.752 | 0.53086 | 9 | 0.28289
12947 | 8.415 | 1 | 365 | 9.6272 | 0.28395 | 9 | 0.91118
14265 | 3.57 | 1 | 365 | 4.0843 | 0.18107 | 4 | 0.26535
14266 | 8.16 | 1 | 365 | 9.3355 | 0.69959 | 10 | 0.035084
14271 | 3.36 | 1 | 365 | 3.844 | 0.69983 | 4 | 0.54386
14272 | 6.12 | 1 | 365 | 7.0016 | 0.02469 | 7 | 0.026313
14273 | 7.14 | 1 | 365 | 8.1686 | 0.36214 | 8 | 0.5307
15172 | 11.2 | 1 | 365 | 12.8134 | 0.6661 | 13 | 0.47953
15174 | 10.92 | 1 | 365 | 12.4931 | 0.024447 | 12 | 0.51754
15178 | 3.92 | 1 | 365 | 4.4847 | 0.98313 | 5 | 0.46783
15227 | 6.6 | 1 | 365 | 7.5508 | 0.12467 | 7 | 0.67544
15215 | 5.04 | 1 | 365 | 5.766 | 0.54974 | 6 | 0.31579
15230 | 6.6 | 1 | 365 | 7.5508 | 0.12467 | 7 | 0.67544
15232 | 3.78 | 1 | 365 | 4.3245 | 0.66231 | 4 | 0.98684
11751 | 8.1 | 1 | 365 | 9.2669 | 0.56209 | 9 | 0.82894
11750 | 7.65 | 1 | 365 | 8.752 | 0.53086 | 9 | 0.28289
18351 | 10.71 | 1 | 365 | 12.2528 | 0.54321 | 12 | 0.79605
18354 | 10.62 | 1 | 365 | 12.1499 | 0.33696 | 12 | 0.48684
16474 | 5.61 | 1 | 365 | 6.4182 | 0.85597 | 7 | 0.27412
16567 | 2.55 | 1 | 365 | 2.9173 | 0.84362 | 3 | 0.76096
8844 | 3.825 | 1 | 365 | 4.376 | 0.76543 | 5 | 0.14145
16656 | 883.89 | 0.9 | 365 | 910.0977 | 0.98282 | 911 | 0.080512
18072 | 7.425 | 1 | 365 | 8.4946 | 0.015249 | 8 | 0.50986
18268 | 6 | 1 | 365 | 6.8643 | 0.7497 | 7 | 0.61403
18070 | 8.8 | 1 | 365 | 10.0677 | 0.16622 | 10 | 0.23391
13874 | 16.757 | 1 | 365 | 19.1709 | 0.40061 | 19 | 0.57156
13879 | 9.69 | 1 | 365 | 11.0859 | 0.20576 | 11 | 0.29166
19371 | 14.535 | 1 | 365 | 16.6289 | 0.30864 | 16 | 0.93749
11184 | 9.88 | 1 | 365 | 11.3033 | 0.64117 | 11 | 0.94444
15410 | 6.5 | 1 | 365 | 7.4364 | 0.8955 | 8 | 0.33187
18271 | 8.415 | 1 | 365 | 9.6272 | 0.28395 | 9 | 0.91118
14043 | 24.53 | 1 | 365 | 28.0637 | 0.21334 | 28 | 0.27703
15510 | 5.72 | 1 | 365 | 6.544 | 0.10804 | 6 | 0.65204
14834 | 8.32 | 1 | 365 | 9.5185 | 0.066245 | 9 | 0.58479
15581 | 7.395 | 1 | 365 | 8.4603 | 0.9465 | 9 | 0.40679
15214 | 5.98 | 1 | 365 | 6.8415 | 0.70386 | 7 | 0.54532
15579 | 9.88 | 1 | 365 | 11.3033 | 0.64117 | 11 | 0.94444
15507 | 5.98 | 1 | 365 | 6.8415 | 0.70386 | 7 | 0.54532
15570 | 7.28 | 1 | 365 | 8.3287 | 0.68296 | 9 | 0.011692
15576 | 9.69 | 1 | 365 | 11.0859 | 0.20576 | 11 | 0.29166
14769 | 11.73 | 1 | 365 | 13.4198 | 0.88066 | 14 | 0.30043
15346 | 5.2 | 1 | 365 | 5.9491 | 0.9164 | 6 | 0.86549
15254 | 12.22 | 1 | 365 | 13.9804 | 0.0035475 | 13 | 0.98391
15417 | 10.66 | 1 | 365 | 12.1956 | 0.42863 | 12 | 0.62426
15350 | 6.885 | 1 | 365 | 7.8768 | 0.77778 | 8 | 0.6546
15567 | 3.64 | 1 | 365 | 4.1644 | 0.34148 | 4 | 0.50585
15383 | 3.64 | 1 | 365 | 4.1644 | 0.34148 | 4 | 0.50585
15416 | 5.2 | 1 | 365 | 5.9491 | 0.9164 | 6 | 0.86549
15412 | 8.32 | 1 | 365 | 9.5185 | 0.066245 | 9 | 0.58479
15413 | 7.28 | 1 | 365 | 8.3287 | 0.68296 | 9 | 0.011692
15440 | 2.6 | 1 | 365 | 2.9745 | 0.9582 | 3 | 0.93275
15411 | 12.74 | 1 | 365 | 14.5753 | 0.19519 | 14 | 0.77046
16216 | 5.72 | 1 | 365 | 6.544 | 0.10804 | 6 | 0.65204
15592 | 5.355 | 1 | 365 | 6.1264 | 0.2716 | 6 | 0.39802
14721 | 9.62 | 1 | 365 | 11.0058 | 0.045346 | 11 | 0.051165
16173 | 3.06 | 1 | 365 | 3.5008 | 0.012345 | 3 | 0.51316
14692 | 9.88 | 1 | 365 | 11.3033 | 0.64117 | 11 | 0.94444
16224 | 5.61 | 1 | 365 | 6.4182 | 0.85597 | 7 | 0.27412
14686 | 5.2 | 1 | 365 | 5.9491 | 0.9164 | 6 | 0.86549
15367 | 7.8 | 1 | 365 | 8.9236 | 0.8746 | 9 | 0.79824
14666 | 7.54 | 1 | 365 | 8.6262 | 0.27878 | 8 | 0.90497
20237 | 4.42 | 1 | 365 | 5.0567 | 0.12894 | 5 | 0.18567
15563 | 5.98 | 1 | 365 | 6.8415 | 0.70386 | 7 | 0.54532
16218 | 8.32 | 1 | 365 | 9.5185 | 0.066245 | 9 | 0.58479
15208 | 6.24 | 1 | 365 | 7.1389 | 0.29968 | 7 | 0.43859
15555 | 7.8 | 1 | 365 | 8.9236 | 0.8746 | 9 | 0.79824
15552 | 9.1 | 1 | 365 | 10.4109 | 0.85371 | 11 | 0.26462
15558 | 6.12 | 1 | 365 | 7.0016 | 0.02469 | 7 | 0.026313
15365 | 6.5 | 1 | 365 | 7.4364 | 0.8955 | 8 | 0.33187
15559 | 5.2 | 1 | 365 | 5.9491 | 0.9164 | 6 | 0.86549
22225 | 10.26 | 1 | 365 | 11.738 | 0.51198 | 12 | 0.24999
15565 | 5.46 | 1 | 365 | 6.2465 | 0.51222 | 6 | 0.75877
14667 | 5.98 | 1 | 365 | 6.8415 | 0.70386 | 7 | 0.54532
15404 | 8.58 | 1 | 365 | 9.816 | 0.66207 | 10 | 0.47807
15403 | 7.8 | 1 | 365 | 8.9236 | 0.8746 | 9 | 0.79824
14662 | 6.12 | 1 | 365 | 7.0016 | 0.02469 | 7 | 0.026313
15398 | 13.26 | 1 | 365 | 15.1702 | 0.38683 | 15 | 0.55701
14660 | 5.72 | 1 | 365 | 6.544 | 0.10804 | 6 | 0.65204
14657 | 4.16 | 1 | 365 | 4.7593 | 0.53312 | 5 | 0.2924
14655 | 9.62 | 1 | 365 | 11.0058 | 0.045346 | 11 | 0.051165
14652 | 3.9 | 1 | 365 | 4.4618 | 0.9373 | 5 | 0.39912
14642 | 3.9 | 1 | 365 | 4.4618 | 0.9373 | 5 | 0.39912
14633 | 10.4 | 1 | 365 | 11.8982 | 0.83281 | 12 | 0.73099
14618 | 14.82 | 1 | 365 | 16.9549 | 0.96175 | 17 | 0.91666
14598 | 3.06 | 1 | 365 | 3.5008 | 0.012345 | 3 | 0.51316
15241 | 9.88 | 1 | 365 | 11.3033 | 0.64117 | 11 | 0.94444
15228 | 10.66 | 1 | 365 | 12.1956 | 0.42863 | 12 | 0.62426
15219 | 7.8 | 1 | 365 | 8.9236 | 0.8746 | 9 | 0.79824
14872 | 6.76 | 1 | 365 | 7.7338 | 0.49132 | 8 | 0.22514
14869 | 2.295 | 1 | 365 | 2.6256 | 0.25926 | 2 | 0.88487
14860 | 8.06 | 1 | 365 | 9.2211 | 0.47042 | 9 | 0.69152
14854 | 7.905 | 1 | 365 | 9.0438 | 0.11522 | 9 | 0.15899
14856 | 7.28 | 1 | 365 | 8.3287 | 0.68296 | 9 | 0.011692
14851 | 6.5 | 1 | 365 | 7.4364 | 0.8955 | 8 | 0.33187
14835 | 14.025 | 1 | 365 | 16.0454 | 0.13991 | 16 | 0.1853
14837 | 5.2 | 1 | 365 | 5.9491 | 0.9164 | 6 | 0.86549
15278 | 8.84 | 1 | 365 | 10.1135 | 0.25789 | 10 | 0.37134
15266 | 7.02 | 1 | 365 | 8.0313 | 0.087144 | 8 | 0.11842
15258 | 7.8 | 1 | 365 | 8.9236 | 0.8746 | 9 | 0.79824
15700 | 15.08 | 1 | 365 | 17.2524 | 0.55757 | 17 | 0.80993
15587 | 2.34 | 1 | 365 | 2.6771 | 0.36238 | 3 | 0.039472
15582 | 6.76 | 1 | 365 | 7.7338 | 0.49132 | 8 | 0.22514
15401 | 7.65 | 1 | 365 | 8.752 | 0.53086 | 9 | 0.28289
15381 | 10.14 | 1 | 365 | 11.6007 | 0.23699 | 11 | 0.83771
14782 | 5.2 | 1 | 365 | 5.9491 | 0.9164 | 6 | 0.86549
14783 | 10.4 | 1 | 365 | 11.8982 | 0.83281 | 12 | 0.73099
14784 | 3.57 | 1 | 365 | 4.0843 | 0.18107 | 4 | 0.26535
14780 | 3.9 | 1 | 365 | 4.4618 | 0.9373 | 5 | 0.39912
14776 | 11.44 | 1 | 365 | 13.088 | 0.21609 | 13 | 0.30409
15385 | 4.68 | 1 | 365 | 5.3542 | 0.72476 | 6 | 0.078945
20395 | 10.66 | 1 | 365 | 12.1956 | 0.42863 | 12 | 0.62426
14777 | 7.28 | 1 | 365 | 8.3287 | 0.68296 | 9 | 0.011692
15378 | 11.96 | 1 | 365 | 13.6829 | 0.40773 | 14 | 0.090637
15373 | 8.16 | 1 | 365 | 9.3355 | 0.69959 | 10 | 0.035084
15370 | 5.46 | 1 | 365 | 6.2465 | 0.51222 | 6 | 0.75877
14773 | 4.42 | 1 | 365 | 5.0567 | 0.12894 | 5 | 0.18567
15371 | 10.4 | 1 | 365 | 11.8982 | 0.83281 | 12 | 0.73099
14774 | 10.4 | 1 | 365 | 11.8982 | 0.83281 | 12 | 0.73099
15368 | 4.08 | 1 | 365 | 4.6677 | 0.34979 | 5 | 0.017542
14772 | 10.66 | 1 | 365 | 12.1956 | 0.42863 | 12 | 0.62426
15347 | 8.06 | 1 | 365 | 9.2211 | 0.47042 | 9 | 0.69152
15345 | 8.32 | 1 | 365 | 9.5185 | 0.066245 | 9 | 0.58479
15344 | 8.32 | 1 | 365 | 9.5185 | 0.066245 | 9 | 0.58479
15342 | 5.865 | 1 | 365 | 6.7099 | 0.44033 | 7 | 0.15022
15334 | 14.3 | 1 | 365 | 16.36 | 0.77011 | 17 | 0.13011
15337 | 4.42 | 1 | 365 | 5.0567 | 0.12894 | 5 | 0.18567
15339 | 8.84 | 1 | 365 | 10.1135 | 0.25789 | 10 | 0.37134
15179 | 8.06 | 1 | 365 | 9.2211 | 0.47042 | 9 | 0.69152
14915 | 5.5 | 1 | 365 | 6.2923 | 0.60389 | 6 | 0.8962
5132 | 151.25 | 0.9 | 365 | 155.7346 | 0.94623 | 156 | 0.68085
15497 | 8.58 | 1 | 365 | 9.816 | 0.66207 | 10 | 0.47807
14766 | 5.98 | 1 | 365 | 6.8415 | 0.70386 | 7 | 0.54532
18477 | 3.18 | 1 | 365 | 3.6381 | 0.28734 | 3 | 0.92544
14409 | 8.06 | 1 | 365 | 9.2211 | 0.47042 | 9 | 0.69152
17801 | 139.23 | 0.9 | 365 | 143.3582 | 0.15553 | 143 | 0.51375
12689 | 9.45 | 1 | 365 | 10.8113 | 0.65577 | 11 | 0.4671
14194 | 6.75 | 1 | 365 | 7.7224 | 0.46841 | 8 | 0.19079
17321 | 6.825 | 1 | 365 | 7.8082 | 0.64028 | 8 | 0.44846
7682 | 206.64 | 1 | 365 | 236.4077 | 0.53953 | 236 | 0.94726
16884 | 8.58 | 1 | 365 | 9.816 | 0.66207 | 10 | 0.47807
14190 | 10.92 | 1 | 365 | 12.4931 | 0.024447 | 12 | 0.51754
5631 | 56.355 | 0.9 | 365 | 58.0259 | 0.22962 | 58 | 0.25557
16513 | 9.435 | 1 | 365 | 10.7942 | 0.6214 | 11 | 0.41557
12743 | 30.78 | 0.9 | 365 | 31.6926 | 0.48235 | 32 | 0.17499
12739 | 30.78 | 0.9 | 365 | 31.6926 | 0.48235 | 32 | 0.17499
16885 | 7.95 | 1 | 365 | 9.0952 | 0.21835 | 9 | 0.31359
16886 | 8.37 | 1 | 365 | 9.5757 | 0.18083 | 9 | 0.75657
18559 | 8.67 | 1 | 365 | 9.919 | 0.86831 | 10 | 0.78728
18862 | 5.865 | 1 | 365 | 6.7099 | 0.44033 | 7 | 0.15022
18873 | 13.26 | 1 | 365 | 15.1702 | 0.38683 | 15 | 0.55701
17076 | 14.31 | 1 | 365 | 16.3714 | 0.79302 | 17 | 0.16447
18861 | 4.335 | 1 | 365 | 4.9595 | 0.93416 | 5 | 0.89364
20365 | 15.08 | 1 | 365 | 17.2524 | 0.55757 | 17 | 0.80993
22473 | 5.865 | 1 | 365 | 6.7099 | 0.44033 | 7 | 0.15022
22476 | 10.455 | 1 | 365 | 11.9611 | 0.95885 | 12 | 0.91995
15584 | 7.8 | 1 | 365 | 8.9236 | 0.8746 | 9 | 0.79824
19831 | 6.25 | 1 | 365 | 7.1504 | 0.3226 | 7 | 0.47295
4885 | 103 | 0.9 | 365 | 106.054 | 0.4328 | 106 | 0.48679
14103 | 5.355 | 1 | 365 | 6.1264 | 0.2716 | 6 | 0.39802
20251 | 8.25 | 1 | 365 | 9.4385 | 0.90583 | 10 | 0.34429
19579 | 11.2 | 1 | 365 | 12.8134 | 0.6661 | 13 | 0.47953
20061 | 5.6 | 1 | 365 | 6.4067 | 0.83305 | 7 | 0.23976
19705 | 9.9 | 1 | 365 | 11.3262 | 0.687 | 12 | 0.013153
16505 | 5.7 | 1 | 365 | 6.5211 | 0.062211 | 6 | 0.58333
9429 | 49.5 | 0.9 | 365 | 50.9677 | 0.091493 | 51 | 0.059188
19000 | 4.06 | 1 | 365 | 4.6449 | 0.30396 | 4 | 0.94883
15470 | 6.84 | 1 | 365 | 7.8253 | 0.67465 | 8 | 0.5
16711 | 9.36 | 1 | 365 | 10.7084 | 0.44953 | 11 | 0.15789
16713 | 12.22 | 1 | 365 | 13.9804 | 0.0035475 | 13 | 0.98391
16714 | 4.16 | 1 | 365 | 4.7593 | 0.53312 | 5 | 0.2924
16716 | 8.16 | 1 | 365 | 9.3355 | 0.69959 | 10 | 0.035084
16721 | 6.63 | 1 | 365 | 7.5851 | 0.19341 | 7 | 0.77851
16723 | 10.14 | 1 | 365 | 11.6007 | 0.23699 | 11 | 0.83771
16727 | 6.12 | 1 | 365 | 7.0016 | 0.02469 | 7 | 0.026313
16729 | 12.48 | 1 | 365 | 14.2778 | 0.59937 | 14 | 0.87719
16731 | 4.335 | 1 | 365 | 4.9595 | 0.93416 | 5 | 0.89364
16916 | 8.67 | 1 | 365 | 9.919 | 0.86831 | 10 | 0.78728
16733 | 4.25 | 1 | 365 | 4.8622 | 0.73937 | 5 | 0.60161
16735 | 7.54 | 1 | 365 | 8.6262 | 0.27878 | 8 | 0.90497
16742 | 5.72 | 1 | 365 | 6.544 | 0.10804 | 6 | 0.65204
16924 | 4.68 | 1 | 365 | 5.3542 | 0.72476 | 6 | 0.078945
16953 | 8.58 | 1 | 365 | 9.816 | 0.66207 | 10 | 0.47807
16747 | 5.355 | 1 | 365 | 6.1264 | 0.2716 | 6 | 0.39802
16933 | 4.42 | 1 | 365 | 5.0567 | 0.12894 | 5 | 0.18567
16934 | 9.18 | 1 | 365 | 10.5024 | 0.037035 | 10 | 0.53947
16986 | 10.4 | 1 | 365 | 11.8982 | 0.83281 | 12 | 0.73099
16936 | 9.62 | 1 | 365 | 11.0058 | 0.045346 | 11 | 0.051165
16937 | 8.06 | 1 | 365 | 9.2211 | 0.47042 | 9 | 0.69152
16938 | 5.1 | 1 | 365 | 5.8347 | 0.68724 | 6 | 0.52193
16910 | 5.2 | 1 | 365 | 5.9491 | 0.9164 | 6 | 0.86549
16922 | 9.945 | 1 | 365 | 11.3776 | 0.79012 | 12 | 0.16776
16906 | 12.22 | 1 | 365 | 13.9804 | 0.0035475 | 13 | 0.98391
16956 | 9.88 | 1 | 365 | 11.3033 | 0.64117 | 11 | 0.94444
16917 | 7.905 | 1 | 365 | 9.0438 | 0.11522 | 9 | 0.15899
16913 | 4.42 | 1 | 365 | 5.0567 | 0.12894 | 5 | 0.18567
16965 | 12.75 | 1 | 365 | 14.5867 | 0.2181 | 14 | 0.80482
16998 | 6.12 | 1 | 365 | 7.0016 | 0.02469 | 7 | 0.026313
16954 | 5.46 | 1 | 365 | 6.2465 | 0.51222 | 6 | 0.75877
16979 | 7.8 | 1 | 365 | 8.9236 | 0.8746 | 9 | 0.79824
16959 | 8.32 | 1 | 365 | 9.5185 | 0.066245 | 9 | 0.58479
16915 | 5.25 | 1 | 365 | 6.0063 | 0.030984 | 6 | 0.037278
16927 | 8.84 | 1 | 365 | 10.1135 | 0.25789 | 10 | 0.37134
16976 | 14.04 | 1 | 365 | 16.0625 | 0.17429 | 16 | 0.23683
16970 | 9.945 | 1 | 365 | 11.3776 | 0.79012 | 12 | 0.16776
16961 | 8.84 | 1 | 365 | 10.1135 | 0.25789 | 10 | 0.37134
17019 | 4.68 | 1 | 365 | 5.3542 | 0.72476 | 6 | 0.078945
16966 | 3.38 | 1 | 365 | 3.8669 | 0.74566 | 4 | 0.61257
16989 | 11.44 | 1 | 365 | 13.088 | 0.21609 | 13 | 0.30409
16919 | 7 | 1 | 365 | 8.0084 | 0.041312 | 8 | 0.049704
16999 | 6.24 | 1 | 365 | 7.1389 | 0.29968 | 7 | 0.43859
17007 | 4.94 | 1 | 365 | 5.6516 | 0.32058 | 5 | 0.97222
17013 | 2.34 | 1 | 365 | 2.6771 | 0.36238 | 3 | 0.039472
17015 | 6.885 | 1 | 365 | 7.8768 | 0.77778 | 8 | 0.6546
17021 | 8.415 | 1 | 365 | 9.6272 | 0.28395 | 9 | 0.91118
17028 | 2.6 | 1 | 365 | 2.9745 | 0.9582 | 3 | 0.93275
17051 | 4.68 | 1 | 365 | 5.3542 | 0.72476 | 6 | 0.078945
20714 | 5.865 | 1 | 365 | 6.7099 | 0.44033 | 7 | 0.15022
18785 | 11.5 | 1 | 365 | 13.1566 | 0.35358 | 13 | 0.51023
18632 | 6.75 | 1 | 365 | 7.7224 | 0.46841 | 8 | 0.19079
18834 | 5.6 | 1 | 365 | 6.4067 | 0.83305 | 7 | 0.23976
20612 | 10.71 | 1 | 365 | 12.2528 | 0.54321 | 12 | 0.79605
20605 | 7 | 1 | 365 | 8.0084 | 0.041312 | 8 | 0.049704
20445 | 5.25 | 1 | 365 | 6.0063 | 0.030984 | 6 | 0.037278
20443 | 4.59 | 1 | 365 | 5.2512 | 0.51852 | 5 | 0.76973
20439 | 3.64 | 1 | 365 | 4.1644 | 0.34148 | 4 | 0.50585
19426 | 10.545 | 1 | 365 | 12.0641 | 0.16509 | 12 | 0.22916
19771 | 7.84 | 1 | 365 | 8.9694 | 0.96627 | 9 | 0.93567
19033 | 8.28 | 1 | 365 | 9.4728 | 0.97458 | 10 | 0.44736
20518 | 3.135 | 1 | 365 | 3.5866 | 0.18422 | 3 | 0.77083
19173 | 12.426 | 1 | 365 | 14.216 | 0.47562 | 14 | 0.69166
19184 | 3.6 | 1 | 365 | 4.1186 | 0.24982 | 4 | 0.36842
19186 | 6.24 | 1 | 365 | 7.1389 | 0.29968 | 7 | 0.43859
19363 | 3.25 | 1 | 365 | 3.7182 | 0.44775 | 4 | 0.16593
19365 | 5.559 | 1 | 365 | 6.3598 | 0.73909 | 7 | 0.098901
19367 | 5.6 | 1 | 365 | 6.4067 | 0.83305 | 7 | 0.23976
19258 | 4.5 | 1 | 365 | 5.1483 | 0.31227 | 5 | 0.46052
19389 | 7.245 | 1 | 365 | 8.2887 | 0.60276 | 8 | 0.89144
19359 | 5.175 | 1 | 365 | 5.9205 | 0.85911 | 6 | 0.7796
19475 | 8.4 | 1 | 365 | 9.6101 | 0.24957 | 9 | 0.85964
19045 | 4.845 | 1 | 365 | 5.543 | 0.10288 | 5 | 0.64583
19042 | 10.965 | 1 | 365 | 12.5446 | 0.12757 | 12 | 0.67214
19032 | 9.62 | 1 | 365 | 11.0058 | 0.045346 | 11 | 0.051165
19030 | 7.02 | 1 | 365 | 8.0313 | 0.087144 | 8 | 0.11842
19029 | 7.8 | 1 | 365 | 8.9236 | 0.8746 | 9 | 0.79824
17553 | 6.24 | 1 | 365 | 7.1389 | 0.29968 | 7 | 0.43859
17551 | 8.58 | 1 | 365 | 9.816 | 0.66207 | 10 | 0.47807
17548 | 10.14 | 1 | 365 | 11.6007 | 0.23699 | 11 | 0.83771
17546 | 3.64 | 1 | 365 | 4.1644 | 0.34148 | 4 | 0.50585
20658 | 5.4 | 1 | 365 | 6.1779 | 0.37473 | 6 | 0.55263
10994 | 9.98 | 1 | 365 | 11.4177 | 0.87033 | 12 | 0.28801
18644 | 7.5 | 1 | 365 | 8.5804 | 0.18712 | 8 | 0.76754
19403 | 1427.4 | 0.7 | 365 | 1143.1179 | 0.73687 | 1143 | 0.85475
18090 | 4.75 | 1 | 365 | 5.4343 | 0.88518 | 6 | 0.31944
16089 | 7.28 | 1 | 365 | 8.3287 | 0.68296 | 9 | 0.011692
16092 | 10.4 | 1 | 365 | 11.8982 | 0.83281 | 12 | 0.73099
15754 | 10.71 | 1 | 365 | 12.2528 | 0.54321 | 12 | 0.79605
16108 | 5.1 | 1 | 365 | 5.8347 | 0.68724 | 6 | 0.52193
18887 | 7.28 | 1 | 365 | 8.3287 | 0.68296 | 9 | 0.011692
17175 | 10.725 | 1 | 365 | 12.27 | 0.57758 | 12 | 0.84758
18885 | 4.59 | 1 | 365 | 5.2512 | 0.51852 | 5 | 0.76973
17206 | 11.985 | 1 | 365 | 13.7115 | 0.46502 | 14 | 0.17653
17336 | 7.975 | 1 | 365 | 9.1238 | 0.27564 | 9 | 0.39948
18884 | 5.98 | 1 | 365 | 6.8415 | 0.70386 | 7 | 0.54532
18879 | 3.12 | 1 | 365 | 3.5695 | 0.14984 | 3 | 0.7193
17688 | 9.45 | 1 | 365 | 10.8113 | 0.65577 | 11 | 0.4671
18868 | 5.61 | 1 | 365 | 6.4182 | 0.85597 | 7 | 0.27412
18866 | 8.67 | 1 | 365 | 9.919 | 0.86831 | 10 | 0.78728
18858 | 5.98 | 1 | 365 | 6.8415 | 0.70386 | 7 | 0.54532
16115 | 9.435 | 1 | 365 | 10.7942 | 0.6214 | 11 | 0.41557
18857 | 4.68 | 1 | 365 | 5.3542 | 0.72476 | 6 | 0.078945
16126 | 4.94 | 1 | 365 | 5.6516 | 0.32058 | 5 | 0.97222
18827 | 9.18 | 1 | 365 | 10.5024 | 0.037035 | 10 | 0.53947
16147 | 4.42 | 1 | 365 | 5.0567 | 0.12894 | 5 | 0.18567
18562 | 7.65 | 1 | 365 | 8.752 | 0.53086 | 9 | 0.28289
16153 | 4.94 | 1 | 365 | 5.6516 | 0.32058 | 5 | 0.97222
16163 | 8.16 | 1 | 365 | 9.3355 | 0.69959 | 10 | 0.035084
16172 | 3.57 | 1 | 365 | 4.0843 | 0.18107 | 4 | 0.26535
16175 | 7.8 | 1 | 365 | 8.9236 | 0.8746 | 9 | 0.79824
16190 | 6.5 | 1 | 365 | 7.4364 | 0.8955 | 8 | 0.33187
16187 | 4.16 | 1 | 365 | 4.7593 | 0.53312 | 5 | 0.2924
18558 | 6.24 | 1 | 365 | 7.1389 | 0.29968 | 7 | 0.43859
16193 | 4.94 | 1 | 365 | 5.6516 | 0.32058 | 5 | 0.97222
19283 | 3.99 | 1 | 365 | 4.5648 | 0.14355 | 4 | 0.70833
16196 | 12.74 | 1 | 365 | 14.5753 | 0.19519 | 14 | 0.77046
16202 | 8.06 | 1 | 365 | 9.2211 | 0.47042 | 9 | 0.69152
19281 | 6.76 | 1 | 365 | 7.7338 | 0.49132 | 8 | 0.22514
17092 | 9.92 | 1 | 365 | 11.349 | 0.73283 | 12 | 0.081866
16204 | 6.63 | 1 | 365 | 7.5851 | 0.19341 | 7 | 0.77851
19274 | 7 | 1 | 365 | 8.0084 | 0.041312 | 8 | 0.049704
16208 | 5.98 | 1 | 365 | 6.8415 | 0.70386 | 7 | 0.54532
16210 | 5.2 | 1 | 365 | 5.9491 | 0.9164 | 6 | 0.86549
19091 | 5.61 | 1 | 365 | 6.4182 | 0.85597 | 7 | 0.27412
19084 | 5.1 | 1 | 365 | 5.8347 | 0.68724 | 6 | 0.52193
16213 | 9.62 | 1 | 365 | 11.0058 | 0.045346 | 11 | 0.051165
19076 | 7.14 | 1 | 365 | 8.1686 | 0.36214 | 8 | 0.5307
16220 | 2.295 | 1 | 365 | 2.6256 | 0.25926 | 2 | 0.88487
19053 | 8.4 | 1 | 365 | 9.6101 | 0.24957 | 9 | 0.85964
16228 | 7.54 | 1 | 365 | 8.6262 | 0.27878 | 8 | 0.90497
18912 | 9.62 | 1 | 365 | 11.0058 | 0.045346 | 11 | 0.051165
16257 | 4.16 | 1 | 365 | 4.7593 | 0.53312 | 5 | 0.2924
16261 | 4.94 | 1 | 365 | 5.6516 | 0.32058 | 5 | 0.97222
18910 | 8.06 | 1 | 365 | 9.2211 | 0.47042 | 9 | 0.69152
16266 | 5.72 | 1 | 365 | 6.544 | 0.10804 | 6 | 0.65204
18905 | 7.02 | 1 | 365 | 8.0313 | 0.087144 | 8 | 0.11842
18900 | 3.12 | 1 | 365 | 3.5695 | 0.14984 | 3 | 0.7193
16268 | 4.94 | 1 | 365 | 5.6516 | 0.32058 | 5 | 0.97222
20552 | 6.24 | 1 | 365 | 7.1389 | 0.29968 | 7 | 0.43859
20469 | 4.845 | 1 | 365 | 5.543 | 0.10288 | 5 | 0.64583
20468 | 7.28 | 1 | 365 | 8.3287 | 0.68296 | 9 | 0.011692
20465 | 4.16 | 1 | 365 | 4.7593 | 0.53312 | 5 | 0.2924
20463 | 6.24 | 1 | 365 | 7.1389 | 0.29968 | 7 | 0.43859
20462 | 7.28 | 1 | 365 | 8.3287 | 0.68296 | 9 | 0.011692
17860 | 4.59 | 1 | 365 | 5.2512 | 0.51852 | 5 | 0.76973
17862 | 16.32 | 1 | 365 | 18.671 | 0.39917 | 19 | 0.070167
17868 | 16.2 | 1 | 365 | 18.5337 | 0.12418 | 18 | 0.65789
17877 | 8.32 | 1 | 365 | 9.5185 | 0.066245 | 9 | 0.58479
20454 | 8.4 | 1 | 365 | 9.6101 | 0.24957 | 9 | 0.85964
17880 | 9.9 | 1 | 365 | 11.3262 | 0.687 | 12 | 0.013153
16269 | 8.06 | 1 | 365 | 9.2211 | 0.47042 | 9 | 0.69152
16314 | 7.28 | 1 | 365 | 8.3287 | 0.68296 | 9 | 0.011692
17883 | 7.14 | 1 | 365 | 8.1686 | 0.36214 | 8 | 0.5307
16317 | 4.42 | 1 | 365 | 5.0567 | 0.12894 | 5 | 0.18567
16321 | 8.32 | 1 | 365 | 9.5185 | 0.066245 | 9 | 0.58479
17895 | 11.7 | 1 | 365 | 13.3855 | 0.81191 | 14 | 0.19736
17922 | 5.355 | 1 | 365 | 6.1264 | 0.2716 | 6 | 0.39802
20455 | 5.32 | 1 | 365 | 6.0864 | 0.1914 | 6 | 0.27778
17950 | 11 | 1 | 365 | 12.5846 | 0.20778 | 12 | 0.79239
20570 | 4.42 | 1 | 365 | 5.0567 | 0.12894 | 5 | 0.18567
20567 | 4.68 | 1 | 365 | 5.3542 | 0.72476 | 6 | 0.078945
20566 | 7.84 | 1 | 365 | 8.9694 | 0.96627 | 9 | 0.93567
16325 | 3.315 | 1 | 365 | 3.7925 | 0.59671 | 4 | 0.38925
16329 | 12.22 | 1 | 365 | 13.9804 | 0.0035475 | 13 | 0.98391
18671 | 11.07 | 1 | 365 | 12.6647 | 0.36819 | 13 | 0.032889
16335 | 4.335 | 1 | 365 | 4.9595 | 0.93416 | 5 | 0.89364
16375 | 4.68 | 1 | 365 | 5.3542 | 0.72476 | 6 | 0.078945
18672 | 8.25 | 1 | 365 | 9.4385 | 0.90583 | 10 | 0.34429
16385 | 6.5 | 1 | 365 | 7.4364 | 0.8955 | 8 | 0.33187
16392 | 9.88 | 1 | 365 | 11.3033 | 0.64117 | 11 | 0.94444
18692 | 7.975 | 1 | 365 | 9.1238 | 0.27564 | 9 | 0.39948
19108 | 11.44 | 1 | 365 | 13.088 | 0.21609 | 13 | 0.30409
16388 | 10.4 | 1 | 365 | 11.8982 | 0.83281 | 12 | 0.73099
16399 | 10.14 | 1 | 365 | 11.6007 | 0.23699 | 11 | 0.83771
16401 | 5.72 | 1 | 365 | 6.544 | 0.10804 | 6 | 0.65204
20553 | 8.84 | 1 | 365 | 10.1135 | 0.25789 | 10 | 0.37134
16413 | 9.36 | 1 | 365 | 10.7084 | 0.44953 | 11 | 0.15789
16020 | 13.52 | 1 | 365 | 15.4676 | 0.98265 | 16 | 0.45029
16688 | 8.58 | 1 | 365 | 9.816 | 0.66207 | 10 | 0.47807
16717 | 4.59 | 1 | 365 | 5.2512 | 0.51852 | 5 | 0.76973
16695 | 4 | 1 | 365 | 4.5762 | 0.16646 | 4 | 0.74269
16701 | 7.28 | 1 | 365 | 8.3287 | 0.68296 | 9 | 0.011692
16707 | 8.58 | 1 | 365 | 9.816 | 0.66207 | 10 | 0.47807
16710 | 10.4 | 1 | 365 | 11.8982 | 0.83281 | 12 | 0.73099
19284 | 8.32 | 1 | 365 | 9.5185 | 0.066245 | 9 | 0.58479
15599 | 12.24 | 1 | 365 | 14.0032 | 0.04938 | 14 | 0.052625
15596 | 5.46 | 1 | 365 | 6.2465 | 0.51222 | 6 | 0.75877
15577 | 7.02 | 1 | 365 | 8.0313 | 0.087144 | 8 | 0.11842
15628 | 6.24 | 1 | 365 | 7.1389 | 0.29968 | 7 | 0.43859
15589 | 6.5 | 1 | 365 | 7.4364 | 0.8955 | 8 | 0.33187
15682 | 7.65 | 1 | 365 | 8.752 | 0.53086 | 9 | 0.28289
15684 | 5.61 | 1 | 365 | 6.4182 | 0.85597 | 7 | 0.27412
16013 | 4.725 | 1 | 365 | 5.4057 | 0.82789 | 6 | 0.23355
15839 | 5.72 | 1 | 365 | 6.544 | 0.10804 | 6 | 0.65204
15744 | 9.36 | 1 | 365 | 10.7084 | 0.44953 | 11 | 0.15789
20540 | 6.5 | 1 | 365 | 7.4364 | 0.8955 | 8 | 0.33187
15726 | 9.1 | 1 | 365 | 10.4109 | 0.85371 | 11 | 0.26462
15722 | 3.315 | 1 | 365 | 3.7925 | 0.59671 | 4 | 0.38925
20493 | 7.905 | 1 | 365 | 9.0438 | 0.11522 | 9 | 0.15899
15725 | 4.42 | 1 | 365 | 5.0567 | 0.12894 | 5 | 0.18567
20492 | 6.76 | 1 | 365 | 7.7338 | 0.49132 | 8 | 0.22514
15735 | 10.14 | 1 | 365 | 11.6007 | 0.23699 | 11 | 0.83771
20489 | 7.28 | 1 | 365 | 8.3287 | 0.68296 | 9 | 0.011692
15707 | 7.02 | 1 | 365 | 8.0313 | 0.087144 | 8 | 0.11842
15714 | 7.8 | 1 | 365 | 8.9236 | 0.8746 | 9 | 0.79824
15716 | 6.5 | 1 | 365 | 7.4364 | 0.8955 | 8 | 0.33187
15719 | 4.845 | 1 | 365 | 5.543 | 0.10288 | 5 | 0.64583
15730 | 3.38 | 1 | 365 | 3.8669 | 0.74566 | 4 | 0.61257
15731 | 7.8 | 1 | 365 | 8.9236 | 0.8746 | 9 | 0.79824
17547 | 5.2 | 1 | 365 | 5.9491 | 0.9164 | 6 | 0.86549
17545 | 7.02 | 1 | 365 | 8.0313 | 0.087144 | 8 | 0.11842
15935 | 5.46 | 1 | 365 | 6.2465 | 0.51222 | 6 | 0.75877
17536 | 5.2 | 1 | 365 | 5.9491 | 0.9164 | 6 | 0.86549
17538 | 8.32 | 1 | 365 | 9.5185 | 0.066245 | 9 | 0.58479
17534 | 4.16 | 1 | 365 | 4.7593 | 0.53312 | 5 | 0.2924
17532 | 11.44 | 1 | 365 | 13.088 | 0.21609 | 13 | 0.30409
15967 | 10.2 | 1 | 365 | 11.6694 | 0.37448 | 12 | 0.043854
17533 | 7.8 | 1 | 365 | 8.9236 | 0.8746 | 9 | 0.79824
17530 | 7.54 | 1 | 365 | 8.6262 | 0.27878 | 8 | 0.90497
17531 | 6.5 | 1 | 365 | 7.4364 | 0.8955 | 8 | 0.33187
17525 | 6.86 | 1 | 365 | 7.8482 | 0.72049 | 8 | 0.56871
17527 | 11.985 | 1 | 365 | 13.7115 | 0.46502 | 14 | 0.17653
17524 | 4.94 | 1 | 365 | 5.6516 | 0.32058 | 5 | 0.97222
17518 | 9.18 | 1 | 365 | 10.5024 | 0.037035 | 10 | 0.53947
17520 | 10.71 | 1 | 365 | 12.2528 | 0.54321 | 12 | 0.79605
17514 | 5.1 | 1 | 365 | 5.8347 | 0.68724 | 6 | 0.52193
15602 | 6.12 | 1 | 365 | 7.0016 | 0.02469 | 7 | 0.026313
17105 | 6 | 1 | 365 | 6.8643 | 0.7497 | 7 | 0.61403
17510 | 6.63 | 1 | 365 | 7.5851 | 0.19341 | 7 | 0.77851
17509 | 7.65 | 1 | 365 | 8.752 | 0.53086 | 9 | 0.28289
17507 | 6.885 | 1 | 365 | 7.8768 | 0.77778 | 8 | 0.6546
17504 | 9.1 | 1 | 365 | 10.4109 | 0.85371 | 11 | 0.26462
17575 | 8.68 | 1 | 365 | 9.9304 | 0.89123 | 10 | 0.82163
17505 | 7.02 | 1 | 365 | 8.0313 | 0.087144 | 8 | 0.11842
17506 | 3.38 | 1 | 365 | 3.8669 | 0.74566 | 4 | 0.61257
17501 | 9.36 | 1 | 365 | 10.7084 | 0.44953 | 11 | 0.15789
12370 | 6.375 | 1 | 365 | 7.2934 | 0.60905 | 7 | 0.90241
17503 | 5.46 | 1 | 365 | 6.2465 | 0.51222 | 6 | 0.75877
17500 | 4.42 | 1 | 365 | 5.0567 | 0.12894 | 5 | 0.18567
17497 | 8.06 | 1 | 365 | 9.2211 | 0.47042 | 9 | 0.69152
17493 | 5.46 | 1 | 365 | 6.2465 | 0.51222 | 6 | 0.75877
17488 | 8.06 | 1 | 365 | 9.2211 | 0.47042 | 9 | 0.69152
17466 | 4.68 | 1 | 365 | 5.3542 | 0.72476 | 6 | 0.078945
18362 | 10.5 | 1 | 365 | 12.0126 | 0.061968 | 12 | 0.074556
17483 | 5.98 | 1 | 365 | 6.8415 | 0.70386 | 7 | 0.54532
17465 | 8.58 | 1 | 365 | 9.816 | 0.66207 | 10 | 0.47807
17463 | 8.84 | 1 | 365 | 10.1135 | 0.25789 | 10 | 0.37134
17460 | 4.42 | 1 | 365 | 5.0567 | 0.12894 | 5 | 0.18567
64 | 1189.72 | 0.7 | 365 | 952.7744 | 0.46697 | 953 | 0.24138
58 | 2258.425 | 0.7 | 365 | 1808.6353 | 0.81001 | 1809 | 0.44528
227 | 1113.21 | 1 | 365 | 1273.5746 | 0.049847 | 1273 | 0.62443
15734 | 5.72 | 1 | 365 | 6.544 | 0.10804 | 6 | 0.65204
11595 | 224.25 | 0.9 | 365 | 230.8991 | 0.5054 | 231 | 0.4045
19159 | 4.59 | 1 | 365 | 5.2512 | 0.51852 | 5 | 0.76973
15736 | 8.58 | 1 | 365 | 9.816 | 0.66207 | 10 | 0.47807
17461 | 10.92 | 1 | 365 | 12.4931 | 0.024447 | 12 | 0.51754
15740 | 5.72 | 1 | 365 | 6.544 | 0.10804 | 6 | 0.65204
17464 | 6.76 | 1 | 365 | 7.7338 | 0.49132 | 8 | 0.22514
17458 | 10.92 | 1 | 365 | 12.4931 | 0.024447 | 12 | 0.51754
15604 | 6.63 | 1 | 365 | 7.5851 | 0.19341 | 7 | 0.77851
17049 | 6.24 | 1 | 365 | 7.1389 | 0.29968 | 7 | 0.43859
17459 | 5.98 | 1 | 365 | 6.8415 | 0.70386 | 7 | 0.54532
17456 | 6.24 | 1 | 365 | 7.1389 | 0.29968 | 7 | 0.43859
20515 | 7.18 | 1 | 365 | 8.2143 | 0.4538 | 8 | 0.66812
17453 | 8.06 | 1 | 365 | 9.2211 | 0.47042 | 9 | 0.69152
20408 | 5.1 | 1 | 365 | 5.8347 | 0.68724 | 6 | 0.52193
17029 | 3.64 | 1 | 365 | 4.1644 | 0.34148 | 4 | 0.50585
17454 | 9.1 | 1 | 365 | 10.4109 | 0.85371 | 11 | 0.26462
20512 | 7.905 | 1 | 365 | 9.0438 | 0.11522 | 9 | 0.15899
17452 | 4.68 | 1 | 365 | 5.3542 | 0.72476 | 6 | 0.078945
19958 | 7.28 | 1 | 365 | 8.3287 | 0.68296 | 9 | 0.011692
17446 | 7.28 | 1 | 365 | 8.3287 | 0.68296 | 9 | 0.011692
17047 | 10.4 | 1 | 365 | 11.8982 | 0.83281 | 12 | 0.73099
7569 | 353.925 | 0.9 | 365 | 364.419 | 0.95417 | 365 | 0.37319
7567 | 414.7 | 0.9 | 365 | 426.996 | 0.29984 | 427 | 0.29586
17449 | 7.28 | 1 | 365 | 8.3287 | 0.68296 | 9 | 0.011692
17443 | 5.46 | 1 | 365 | 6.2465 | 0.51222 | 6 | 0.75877
20653 | 5.1 | 1 | 365 | 5.8347 | 0.68724 | 6 | 0.52193
17041 | 6.375 | 1 | 365 | 7.2934 | 0.60905 | 7 | 0.90241
15825 | 9.88 | 1 | 365 | 11.3033 | 0.64117 | 11 | 0.94444
17040 | 10.4 | 1 | 365 | 11.8982 | 0.83281 | 12 | 0.73099
15990 | 6.24 | 1 | 365 | 7.1389 | 0.29968 | 7 | 0.43859
17240 | 9.99 | 1 | 365 | 11.4291 | 0.89324 | 12 | 0.32236
17241 | 6.5 | 1 | 365 | 7.4364 | 0.8955 | 8 | 0.33187
17039 | 2.295 | 1 | 365 | 2.6256 | 0.25926 | 2 | 0.88487
17242 | 7.54 | 1 | 365 | 8.6262 | 0.27878 | 8 | 0.90497
17246 | 10.5 | 1 | 365 | 12.0126 | 0.061968 | 12 | 0.074556
17035 | 5.72 | 1 | 365 | 6.544 | 0.10804 | 6 | 0.65204
17038 | 13.26 | 1 | 365 | 15.1702 | 0.38683 | 15 | 0.55701
17031 | 7.8 | 1 | 365 | 8.9236 | 0.8746 | 9 | 0.79824
17036 | 5.98 | 1 | 365 | 6.8415 | 0.70386 | 7 | 0.54532
17253 | 8.84 | 1 | 365 | 10.1135 | 0.25789 | 10 | 0.37134
17248 | 5.72 | 1 | 365 | 6.544 | 0.10804 | 6 | 0.65204
17034 | 6.24 | 1 | 365 | 7.1389 | 0.29968 | 7 | 0.43859
17257 | 7.8 | 1 | 365 | 8.9236 | 0.8746 | 9 | 0.79824
17259 | 8.415 | 1 | 365 | 9.6272 | 0.28395 | 9 | 0.91118
17260 | 5.98 | 1 | 365 | 6.8415 | 0.70386 | 7 | 0.54532
17261 | 3.57 | 1 | 365 | 4.0843 | 0.18107 | 4 | 0.26535
17262 | 10.14 | 1 | 365 | 11.6007 | 0.23699 | 11 | 0.83771
17265 | 3.9 | 1 | 365 | 4.4618 | 0.9373 | 5 | 0.39912
17244 | 5.2 | 1 | 365 | 5.9491 | 0.9164 | 6 | 0.86549
17266 | 4.94 | 1 | 365 | 5.6516 | 0.32058 | 5 | 0.97222
17268 | 8.58 | 1 | 365 | 9.816 | 0.66207 | 10 | 0.47807
17030 | 6.63 | 1 | 365 | 7.5851 | 0.19341 | 7 | 0.77851
17269 | 5.1 | 1 | 365 | 5.8347 | 0.68724 | 6 | 0.52193
17270 | 4.94 | 1 | 365 | 5.6516 | 0.32058 | 5 | 0.97222
17032 | 3.38 | 1 | 365 | 3.8669 | 0.74566 | 4 | 0.61257
17033 | 7.28 | 1 | 365 | 8.3287 | 0.68296 | 9 | 0.011692
17245 | 5.46 | 1 | 365 | 6.2465 | 0.51222 | 6 | 0.75877
17042 | 11.44 | 1 | 365 | 13.088 | 0.21609 | 13 | 0.30409
17273 | 3.06 | 1 | 365 | 3.5008 | 0.012345 | 3 | 0.51316
17276 | 8.67 | 1 | 365 | 9.919 | 0.86831 | 10 | 0.78728
17095 | 6.12 | 1 | 365 | 7.0016 | 0.02469 | 7 | 0.026313
17274 | 3.64 | 1 | 365 | 4.1644 | 0.34148 | 4 | 0.50585
17277 | 11.475 | 1 | 365 | 13.128 | 0.29629 | 13 | 0.42434
17279 | 6.76 | 1 | 365 | 7.7338 | 0.49132 | 8 | 0.22514
17281 | 5.72 | 1 | 365 | 6.544 | 0.10804 | 6 | 0.65204
17243 | 3.64 | 1 | 365 | 4.1644 | 0.34148 | 4 | 0.50585
17282 | 9.1 | 1 | 365 | 10.4109 | 0.85371 | 11 | 0.26462
17048 | 8.58 | 1 | 365 | 9.816 | 0.66207 | 10 | 0.47807
17285 | 10.2 | 1 | 365 | 11.6694 | 0.37448 | 12 | 0.043854
17286 | 9.18 | 1 | 365 | 10.5024 | 0.037035 | 10 | 0.53947
17289 | 6.5 | 1 | 365 | 7.4364 | 0.8955 | 8 | 0.33187
19480 | 8.58 | 1 | 365 | 9.816 | 0.66207 | 10 | 0.47807
17287 | 2.55 | 1 | 365 | 2.9173 | 0.84362 | 3 | 0.76096
17297 | 6.12 | 1 | 365 | 7.0016 | 0.02469 | 7 | 0.026313
17290 | 11.96 | 1 | 365 | 13.6829 | 0.40773 | 14 | 0.090637
17057 | 3.12 | 1 | 365 | 3.5695 | 0.14984 | 3 | 0.7193
17300 | 5.1 | 1 | 365 | 5.8347 | 0.68724 | 6 | 0.52193
17059 | 10.92 | 1 | 365 | 12.4931 | 0.024447 | 12 | 0.51754
17301 | 11.7 | 1 | 365 | 13.3855 | 0.81191 | 14 | 0.19736
19463 | 12.48 | 1 | 365 | 14.2778 | 0.59937 | 14 | 0.87719
17303 | 3.38 | 1 | 365 | 3.8669 | 0.74566 | 4 | 0.61257
17307 | 12.74 | 1 | 365 | 14.5753 | 0.19519 | 14 | 0.77046
17310 | 5.61 | 1 | 365 | 6.4182 | 0.85597 | 7 | 0.27412
17304 | 7.65 | 1 | 365 | 8.752 | 0.53086 | 9 | 0.28289
17312 | 8.415 | 1 | 365 | 9.6272 | 0.28395 | 9 | 0.91118
19505 | 8.32 | 1 | 365 | 9.5185 | 0.066245 | 9 | 0.58479
17326 | 3.57 | 1 | 365 | 4.0843 | 0.18107 | 4 | 0.26535
17327 | 6.76 | 1 | 365 | 7.7338 | 0.49132 | 8 | 0.22514
17061 | 6.24 | 1 | 365 | 7.1389 | 0.29968 | 7 | 0.43859
17324 | 6.76 | 1 | 365 | 7.7338 | 0.49132 | 8 | 0.22514
17334 | 2.86 | 1 | 365 | 3.272 | 0.55402 | 3 | 0.82602
17071 | 6.375 | 1 | 365 | 7.2934 | 0.60905 | 7 | 0.90241
17332 | 5.72 | 1 | 365 | 6.544 | 0.10804 | 6 | 0.65204
17337 | 7.28 | 1 | 365 | 8.3287 | 0.68296 | 9 | 0.011692
17338 | 3.64 | 1 | 365 | 4.1644 | 0.34148 | 4 | 0.50585
16784 | 13.77 | 1 | 365 | 15.7537 | 0.55555 | 16 | 0.3092
17348 | 3.12 | 1 | 365 | 3.5695 | 0.14984 | 3 | 0.7193
17342 | 6.24 | 1 | 365 | 7.1389 | 0.29968 | 7 | 0.43859
17356 | 7.28 | 1 | 365 | 8.3287 | 0.68296 | 9 | 0.011692
17360 | 11.73 | 1 | 365 | 13.4198 | 0.88066 | 14 | 0.30043
17373 | 15.6 | 1 | 365 | 17.8473 | 0.74921 | 18 | 0.59648
17364 | 5.46 | 1 | 365 | 6.2465 | 0.51222 | 6 | 0.75877
17377 | 7.02 | 1 | 365 | 8.0313 | 0.087144 | 8 | 0.11842
17380 | 9.1 | 1 | 365 | 10.4109 | 0.85371 | 11 | 0.26462
17382 | 2.295 | 1 | 365 | 2.6256 | 0.25926 | 2 | 0.88487
16198 | 18.87 | 1 | 365 | 21.5883 | 0.24279 | 21 | 0.83113
17008 | 5.72 | 1 | 365 | 6.544 | 0.10804 | 6 | 0.65204
19086 | 6.12 | 1 | 365 | 7.0016 | 0.02469 | 7 | 0.026313
19008 | 12 | 1 | 365 | 13.7287 | 0.49939 | 14 | 0.22806
19010 | 5.04 | 1 | 365 | 5.766 | 0.54974 | 6 | 0.31579
19041 | 10.065 | 1 | 365 | 11.5149 | 0.065115 | 11 | 0.58004
19044 | 7.15 | 1 | 365 | 8.18 | 0.38505 | 8 | 0.56505
19870 | 15.3 | 1 | 365 | 17.5041 | 0.061725 | 17 | 0.56578
19047 | 4.48 | 1 | 365 | 5.1254 | 0.26644 | 5 | 0.39181
18233 | 7.28 | 1 | 365 | 8.3287 | 0.68296 | 9 | 0.011692
19083 | 13.734 | 1 | 365 | 15.7125 | 0.47305 | 16 | 0.18552
19167 | 12.19 | 1 | 365 | 13.946 | 0.9348 | 14 | 0.88084
19169 | 10.791 | 1 | 365 | 12.3455 | 0.72883 | 13 | 0.074337
20648 | 9.435 | 1 | 365 | 10.7942 | 0.6214 | 11 | 0.41557
17429 | 15.3 | 1 | 365 | 17.5041 | 0.061725 | 17 | 0.56578
20119 | 7.14 | 1 | 365 | 8.1686 | 0.36214 | 8 | 0.5307
17409 | 5.5 | 1 | 365 | 6.2923 | 0.60389 | 6 | 0.8962
17416 | 5.98 | 1 | 365 | 6.8415 | 0.70386 | 7 | 0.54532
20132 | 6.325 | 1 | 365 | 7.2362 | 0.49447 | 7 | 0.73063
17434 | 14.28 | 1 | 365 | 16.3371 | 0.72428 | 17 | 0.061396
20643 | 5.865 | 1 | 365 | 6.7099 | 0.44033 | 7 | 0.15022
16658 | 8.32 | 1 | 365 | 9.5185 | 0.066245 | 9 | 0.58479
20155 | 10.45 | 1 | 365 | 11.9554 | 0.94739 | 12 | 0.90277
16992 | 4.08 | 1 | 365 | 4.6677 | 0.34979 | 5 | 0.017542
20640 | 3.38 | 1 | 365 | 3.8669 | 0.74566 | 4 | 0.61257
15220 | 4.59 | 1 | 365 | 5.2512 | 0.51852 | 5 | 0.76973
20633 | 5.2 | 1 | 365 | 5.9491 | 0.9164 | 6 | 0.86549
15629 | 4.5 | 1 | 365 | 5.1483 | 0.31227 | 5 | 0.46052
19180 | 7.84 | 1 | 365 | 8.9694 | 0.96627 | 9 | 0.93567
19121 | 5.72 | 1 | 365 | 6.544 | 0.10804 | 6 | 0.65204
15982 | 7.5 | 1 | 365 | 8.5804 | 0.18712 | 8 | 0.76754
19114 | 10.66 | 1 | 365 | 12.1956 | 0.42863 | 12 | 0.62426
20356 | 14.025 | 1 | 365 | 16.0454 | 0.13991 | 16 | 0.1853
18489 | 1.925 | 1 | 365 | 2.2023 | 0.41136 | 2 | 0.61367
17331 | 4.845 | 1 | 365 | 5.543 | 0.10288 | 5 | 0.64583
19144 | 6.76 | 1 | 365 | 7.7338 | 0.49132 | 8 | 0.22514
20378 | 12.1 | 1 | 365 | 13.8431 | 0.72855 | 14 | 0.57163
19101 | 3.5 | 1 | 365 | 4.0042 | 0.020656 | 4 | 0.024852
13833 | 6.63 | 1 | 365 | 7.5851 | 0.19341 | 7 | 0.77851
20676 | 5.61 | 1 | 365 | 6.4182 | 0.85597 | 7 | 0.27412
20432 | 12.65 | 1 | 365 | 14.4723 | 0.98894 | 15 | 0.46125
17350 | 4.08 | 1 | 365 | 4.6677 | 0.34979 | 5 | 0.017542
17345 | 3.825 | 1 | 365 | 4.376 | 0.76543 | 5 | 0.14145
19141 | 6.5 | 1 | 365 | 7.4364 | 0.8955 | 8 | 0.33187
19094 | 7.28 | 1 | 365 | 8.3287 | 0.68296 | 9 | 0.011692
20434 | 12.65 | 1 | 365 | 14.4723 | 0.98894 | 15 | 0.46125
16759 | 4.16 | 1 | 365 | 4.7593 | 0.53312 | 5 | 0.2924
19140 | 4.68 | 1 | 365 | 5.3542 | 0.72476 | 6 | 0.078945
20504 | 12.96 | 1 | 365 | 14.827 | 0.69934 | 15 | 0.52631
17320 | 6.885 | 1 | 365 | 7.8768 | 0.77778 | 8 | 0.6546
20508 | 5.775 | 1 | 365 | 6.6069 | 0.23408 | 6 | 0.84101
19113 | 6.76 | 1 | 365 | 7.7338 | 0.49132 | 8 | 0.22514
19111 | 7.54 | 1 | 365 | 8.6262 | 0.27878 | 8 | 0.90497
19075 | 5.72 | 1 | 365 | 6.544 | 0.10804 | 6 | 0.65204
19130 | 10.14 | 1 | 365 | 11.6007 | 0.23699 | 11 | 0.83771
19058 | 7.02 | 1 | 365 | 8.0313 | 0.087144 | 8 | 0.11842
17329 | 4.335 | 1 | 365 | 4.9595 | 0.93416 | 5 | 0.89364
17271 | 9.69 | 1 | 365 | 11.0859 | 0.20576 | 11 | 0.29166
17178 | 4.47 | 1 | 365 | 5.1139 | 0.24352 | 5 | 0.35745
17179 | 4.845 | 1 | 365 | 5.543 | 0.10288 | 5 | 0.64583
16787 | 3.06 | 1 | 365 | 3.5008 | 0.012345 | 3 | 0.51316
16070 | 9.945 | 1 | 365 | 11.3776 | 0.79012 | 12 | 0.16776
16109 | 10.45 | 1 | 365 | 11.9554 | 0.94739 | 12 | 0.90277
17275 | 7.425 | 1 | 365 | 8.4946 | 0.015249 | 8 | 0.50986
16779 | 6.12 | 1 | 365 | 7.0016 | 0.02469 | 7 | 0.026313
16964 | 4.2 | 1 | 365 | 4.805 | 0.62479 | 5 | 0.42982
20511 | 5 | 1 | 365 | 5.7203 | 0.45808 | 6 | 0.17836
18531 | 24.08 | 1 | 365 | 27.5489 | 0.18211 | 27 | 0.73098
19124 | 3.64 | 1 | 365 | 4.1644 | 0.34148 | 4 | 0.50585
17400 | 5.39 | 1 | 365 | 6.1665 | 0.35181 | 6 | 0.51827
18541 | 11.76 | 1 | 365 | 13.4541 | 0.9494 | 14 | 0.4035
17971 | 15.696 | 1 | 365 | 17.9571 | 0.9692 | 18 | 0.92631
18547 | 7.35 | 1 | 365 | 8.4088 | 0.84338 | 9 | 0.25219
18732 | 7.14 | 1 | 365 | 8.1686 | 0.36214 | 8 | 0.5307
18544 | 11.115 | 1 | 365 | 12.7162 | 0.47131 | 13 | 0.18749
16908 | 4.335 | 1 | 365 | 4.9595 | 0.93416 | 5 | 0.89364
19123 | 4.68 | 1 | 365 | 5.3542 | 0.72476 | 6 | 0.078945
16774 | 3.9 | 1 | 365 | 4.4618 | 0.9373 | 5 | 0.39912
16205 | 5.355 | 1 | 365 | 6.1264 | 0.2716 | 6 | 0.39802
17402 | 5.1 | 1 | 365 | 5.8347 | 0.68724 | 6 | 0.52193
18821 | 6.21 | 1 | 365 | 7.1046 | 0.23094 | 7 | 0.33552
16227 | 11.985 | 1 | 365 | 13.7115 | 0.46502 | 14 | 0.17653
16480 | 11.475 | 1 | 365 | 13.128 | 0.29629 | 13 | 0.42434
18828 | 7.56 | 1 | 365 | 8.6491 | 0.32462 | 8 | 0.97368
18816 | 9.99 | 1 | 365 | 11.4291 | 0.89324 | 12 | 0.32236
17366 | 5.865 | 1 | 365 | 6.7099 | 0.44033 | 7 | 0.15022
20496 | 4.42 | 1 | 365 | 5.0567 | 0.12894 | 5 | 0.18567
19092 | 5.6 | 1 | 365 | 6.4067 | 0.83305 | 7 | 0.23976
19089 | 8.175 | 1 | 365 | 9.3527 | 0.73396 | 10 | 0.086619
17715 | 5.32 | 1 | 365 | 6.0864 | 0.1914 | 6 | 0.27778
17385 | 3.675 | 1 | 365 | 4.2044 | 0.42169 | 4 | 0.62609
17714 | 5.6 | 1 | 365 | 6.4067 | 0.83305 | 7 | 0.23976
17519 | 12.3 | 1 | 365 | 14.0719 | 0.18688 | 14 | 0.25877
17417 | 4.845 | 1 | 365 | 5.543 | 0.10288 | 5 | 0.64583
17712 | 2.6 | 1 | 365 | 2.9745 | 0.9582 | 3 | 0.93275
17636 | 4.76 | 1 | 365 | 5.4457 | 0.90809 | 6 | 0.3538
19521 | 6.6 | 1 | 365 | 7.5508 | 0.12467 | 7 | 0.67544
17398 | 6.325 | 1 | 365 | 7.2362 | 0.49447 | 7 | 0.73063
18675 | 7.28 | 1 | 365 | 8.3287 | 0.68296 | 9 | 0.011692
16700 | 9.18 | 1 | 365 | 10.5024 | 0.037035 | 10 | 0.53947
16777 | 6.375 | 1 | 365 | 7.2934 | 0.60905 | 7 | 0.90241
17016 | 8.06 | 1 | 365 | 9.2211 | 0.47042 | 9 | 0.69152
16493 | 45.9 | 0.9 | 365 | 47.261 | 0.66666 | 47 | 0.92761
17020 | 9.62 | 1 | 365 | 11.0058 | 0.045346 | 11 | 0.051165
17371 | 8.06 | 1 | 365 | 9.2211 | 0.47042 | 9 | 0.69152
17264 | 6.75 | 1 | 365 | 7.7224 | 0.46841 | 8 | 0.19079
17267 | 4.59 | 1 | 365 | 5.2512 | 0.51852 | 5 | 0.76973
17027 | 16.065 | 1 | 365 | 18.3793 | 0.81481 | 19 | 0.19407
15893 | 9.36 | 1 | 365 | 10.7084 | 0.44953 | 11 | 0.15789
15894 | 5.98 | 1 | 365 | 6.8415 | 0.70386 | 7 | 0.54532
15901 | 10.4 | 1 | 365 | 11.8982 | 0.83281 | 12 | 0.73099
7423 | 326.66 | 0.9 | 365 | 336.3456 | 0.72135 | 337 | 0.066954
15915 | 2.86 | 1 | 365 | 3.272 | 0.55402 | 3 | 0.82602
15917 | 4.94 | 1 | 365 | 5.6516 | 0.32058 | 5 | 0.97222
7386 | 559.98 | 0.9 | 365 | 576.5836 | 0.93321 | 577 | 0.51685
15916 | 11.18 | 1 | 365 | 12.7905 | 0.62027 | 13 | 0.41081
7412 | 329.4 | 0.9 | 365 | 339.1668 | 0.37248 | 339 | 0.53932
15924 | 7.8 | 1 | 365 | 8.9236 | 0.8746 | 9 | 0.79824
15980 | 7.395 | 1 | 365 | 8.4603 | 0.9465 | 9 | 0.40679
18005 | 6.24 | 1 | 365 | 7.1389 | 0.29968 | 7 | 0.43859
15964 | 4.68 | 1 | 365 | 5.3542 | 0.72476 | 6 | 0.078945
18003 | 5.72 | 1 | 365 | 6.544 | 0.10804 | 6 | 0.65204
15969 | 8.32 | 1 | 365 | 9.5185 | 0.066245 | 9 | 0.58479
17981 | 5.46 | 1 | 365 | 6.2465 | 0.51222 | 6 | 0.75877
15971 | 4.68 | 1 | 365 | 5.3542 | 0.72476 | 6 | 0.078945
17368 | 4.08 | 1 | 365 | 4.6677 | 0.34979 | 5 | 0.017542
17367 | 4.845 | 1 | 365 | 5.543 | 0.10288 | 5 | 0.64583
15983 | 3.06 | 1 | 365 | 3.5008 | 0.012345 | 3 | 0.51316
17079 | 6.63 | 1 | 365 | 7.5851 | 0.19341 | 7 | 0.77851
15985 | 5.2 | 1 | 365 | 5.9491 | 0.9164 | 6 | 0.86549
17073 | 4.59 | 1 | 365 | 5.2512 | 0.51852 | 5 | 0.76973
16017 | 7.02 | 1 | 365 | 8.0313 | 0.087144 | 8 | 0.11842
18898 | 7.8 | 1 | 365 | 8.9236 | 0.8746 | 9 | 0.79824
16024 | 11.7 | 1 | 365 | 13.3855 | 0.81191 | 14 | 0.19736
15986 | 13.26 | 1 | 365 | 15.1702 | 0.38683 | 15 | 0.55701
16025 | 8.58 | 1 | 365 | 9.816 | 0.66207 | 10 | 0.47807
15989 | 7.54 | 1 | 365 | 8.6262 | 0.27878 | 8 | 0.90497
15993 | 7.14 | 1 | 365 | 8.1686 | 0.36214 | 8 | 0.5307
15706 | 8.32 | 1 | 365 | 9.5185 | 0.066245 | 9 | 0.58479
15995 | 7.65 | 1 | 365 | 8.752 | 0.53086 | 9 | 0.28289
15999 | 9.1 | 1 | 365 | 10.4109 | 0.85371 | 11 | 0.26462
15745 | 4.16 | 1 | 365 | 4.7593 | 0.53312 | 5 | 0.2924
16004 | 5.46 | 1 | 365 | 6.2465 | 0.51222 | 6 | 0.75877
15747 | 11.18 | 1 | 365 | 12.7905 | 0.62027 | 13 | 0.41081
16012 | 9.62 | 1 | 365 | 11.0058 | 0.045346 | 11 | 0.051165
14331 | 5.865 | 1 | 365 | 6.7099 | 0.44033 | 7 | 0.15022
16029 | 5.355 | 1 | 365 | 6.1264 | 0.2716 | 6 | 0.39802
16032 | 13.26 | 1 | 365 | 15.1702 | 0.38683 | 15 | 0.55701
15750 | 4.335 | 1 | 365 | 4.9595 | 0.93416 | 5 | 0.89364
15751 | 6.12 | 1 | 365 | 7.0016 | 0.02469 | 7 | 0.026313
15748 | 7.8 | 1 | 365 | 8.9236 | 0.8746 | 9 | 0.79824
20596 | 3.12 | 1 | 365 | 3.5695 | 0.14984 | 3 | 0.7193
15756 | 5.46 | 1 | 365 | 6.2465 | 0.51222 | 6 | 0.75877
15702 | 4.845 | 1 | 365 | 5.543 | 0.10288 | 5 | 0.64583
15704 | 7.8 | 1 | 365 | 8.9236 | 0.8746 | 9 | 0.79824
15697 | 8.32 | 1 | 365 | 9.5185 | 0.066245 | 9 | 0.58479
15687 | 5.2 | 1 | 365 | 5.9491 | 0.9164 | 6 | 0.86549
15796 | 8.415 | 1 | 365 | 9.6272 | 0.28395 | 9 | 0.91118
16035 | 6.5 | 1 | 365 | 7.4364 | 0.8955 | 8 | 0.33187
16033 | 8.32 | 1 | 365 | 9.5185 | 0.066245 | 9 | 0.58479
16034 | 2.86 | 1 | 365 | 3.272 | 0.55402 | 3 | 0.82602
16037 | 7.02 | 1 | 365 | 8.0313 | 0.087144 | 8 | 0.11842
16038 | 5.2 | 1 | 365 | 5.9491 | 0.9164 | 6 | 0.86549
16039 | 8.58 | 1 | 365 | 9.816 | 0.66207 | 10 | 0.47807
16044 | 7.54 | 1 | 365 | 8.6262 | 0.27878 | 8 | 0.90497
20050 | 10.26 | 1 | 365 | 11.738 | 0.51198 | 12 | 0.24999
16049 | 8.32 | 1 | 365 | 9.5185 | 0.066245 | 9 | 0.58479
15830 | 7.02 | 1 | 365 | 8.0313 | 0.087144 | 8 | 0.11842
16053 | 3.9 | 1 | 365 | 4.4618 | 0.9373 | 5 | 0.39912
15790 | 2.04 | 1 | 365 | 2.3339 | 0.6749 | 3 | 0.0087709
16059 | 9.88 | 1 | 365 | 11.3033 | 0.64117 | 11 | 0.94444
15778 | 10.92 | 1 | 365 | 12.4931 | 0.024447 | 12 | 0.51754
15868 | 4.59 | 1 | 365 | 5.2512 | 0.51852 | 5 | 0.76973
17750 | 8.12 | 1 | 365 | 9.2897 | 0.60792 | 9 | 0.89766
15799 | 8.32 | 1 | 365 | 9.5185 | 0.066245 | 9 | 0.58479
15895 | 5.46 | 1 | 365 | 6.2465 | 0.51222 | 6 | 0.75877
15910 | 5.98 | 1 | 365 | 6.8415 | 0.70386 | 7 | 0.54532
15695 | 9.36 | 1 | 365 | 10.7084 | 0.44953 | 11 | 0.15789
15680 | 4.94 | 1 | 365 | 5.6516 | 0.32058 | 5 | 0.97222
12582 | 25.96 | 0.9 | 365 | 26.7297 | 0.54132 | 27 | 0.27104
16107 | 3.57 | 1 | 365 | 4.0843 | 0.18107 | 4 | 0.26535
15814 | 6.76 | 1 | 365 | 7.7338 | 0.49132 | 8 | 0.22514
15812 | 3.12 | 1 | 365 | 3.5695 | 0.14984 | 3 | 0.7193
16065 | 5.725 | 1 | 365 | 6.5497 | 0.1195 | 6 | 0.66922
16492 | 8.47 | 1 | 365 | 9.6902 | 0.40999 | 10 | 0.10014
15939 | 2.86 | 1 | 365 | 3.272 | 0.55402 | 3 | 0.82602
15944 | 5.98 | 1 | 365 | 6.8415 | 0.70386 | 7 | 0.54532
15802 | 8.58 | 1 | 365 | 9.816 | 0.66207 | 10 | 0.47807
15828 | 10.92 | 1 | 365 | 12.4931 | 0.024447 | 12 | 0.51754
16900 | 6.25 | 1 | 365 | 7.1504 | 0.3226 | 7 | 0.47295
15689 | 3.38 | 1 | 365 | 3.8669 | 0.74566 | 4 | 0.61257
15743 | 10.92 | 1 | 365 | 12.4931 | 0.024447 | 12 | 0.51754
15961 | 5.2 | 1 | 365 | 5.9491 | 0.9164 | 6 | 0.86549
15693 | 4.845 | 1 | 365 | 5.543 | 0.10288 | 5 | 0.64583
15938 | 6.12 | 1 | 365 | 7.0016 | 0.02469 | 7 | 0.026313
17046 | 10.53 | 1 | 365 | 12.0469 | 0.13072 | 12 | 0.17763
15760 | 6.5 | 1 | 365 | 7.4364 | 0.8955 | 8 | 0.33187
15892 | 9.18 | 1 | 365 | 10.5024 | 0.037035 | 10 | 0.53947
15686 | 5.865 | 1 | 365 | 6.7099 | 0.44033 | 7 | 0.15022
17694 | 5.2 | 1 | 365 | 5.9491 | 0.9164 | 6 | 0.86549
15692 | 5.46 | 1 | 365 | 6.2465 | 0.51222 | 6 | 0.75877
17729 | 3.06 | 1 | 365 | 3.5008 | 0.012345 | 3 | 0.51316
15845 | 4.16 | 1 | 365 | 4.7593 | 0.53312 | 5 | 0.2924
17731 | 4.16 | 1 | 365 | 4.7593 | 0.53312 | 5 | 0.2924
15742 | 5.2 | 1 | 365 | 5.9491 | 0.9164 | 6 | 0.86549
17604 | 2.55 | 1 | 365 | 2.9173 | 0.84362 | 3 | 0.76096
17687 | 14.025 | 1 | 365 | 16.0454 | 0.13991 | 16 | 0.1853
17737 | 5.2 | 1 | 365 | 5.9491 | 0.9164 | 6 | 0.86549
17740 | 5.98 | 1 | 365 | 6.8415 | 0.70386 | 7 | 0.54532
17743 | 6.375 | 1 | 365 | 7.2934 | 0.60905 | 7 | 0.90241
17746 | 2.55 | 1 | 365 | 2.9173 | 0.84362 | 3 | 0.76096
17759 | 4.59 | 1 | 365 | 5.2512 | 0.51852 | 5 | 0.76973
17761 | 4.1 | 1 | 365 | 4.6906 | 0.39563 | 5 | 0.086255
17768 | 2.805 | 1 | 365 | 3.2091 | 0.42798 | 3 | 0.63706
20726 | 3.9 | 1 | 365 | 4.4618 | 0.9373 | 5 | 0.39912
19954 | 5.46 | 1 | 365 | 6.2465 | 0.51222 | 6 | 0.75877
17790 | 7.905 | 1 | 365 | 9.0438 | 0.11522 | 9 | 0.15899
12622 | 6.12 | 1 | 365 | 7.0016 | 0.02469 | 7 | 0.026313
13153 | 6.12 | 1 | 365 | 7.0016 | 0.02469 | 7 | 0.026313
15739 | 9.945 | 1 | 365 | 11.3776 | 0.79012 | 12 | 0.16776
15039 | 4.335 | 1 | 365 | 4.9595 | 0.93416 | 5 | 0.89364
14759 | 5.1 | 1 | 365 | 5.8347 | 0.68724 | 6 | 0.52193
15261 | 5.355 | 1 | 365 | 6.1264 | 0.2716 | 6 | 0.39802
15643 | 11.75 | 1 | 365 | 13.4427 | 0.92649 | 14 | 0.36915
15622 | 6.12 | 1 | 365 | 7.0016 | 0.02469 | 7 | 0.026313
17786 | 4.68 | 1 | 365 | 5.3542 | 0.72476 | 6 | 0.078945
15598 | 4.59 | 1 | 365 | 5.2512 | 0.51852 | 5 | 0.76973
14900 | 8.925 | 1 | 365 | 10.2107 | 0.45267 | 10 | 0.66337
15891 | 6.885 | 1 | 365 | 7.8768 | 0.77778 | 8 | 0.6546
15884 | 9.1 | 1 | 365 | 10.4109 | 0.85371 | 11 | 0.26462
16185 | 3.675 | 1 | 365 | 4.2044 | 0.42169 | 4 | 0.62609
16497 | 6.63 | 1 | 365 | 7.5851 | 0.19341 | 7 | 0.77851
14649 | 12.495 | 1 | 365 | 14.295 | 0.63374 | 14 | 0.92872
15024 | 4.335 | 1 | 365 | 4.9595 | 0.93416 | 5 | 0.89364
15255 | 6.12 | 1 | 365 | 7.0016 | 0.02469 | 7 | 0.026313
15234 | 4.59 | 1 | 365 | 5.2512 | 0.51852 | 5 | 0.76973
17920 | 2.55 | 1 | 365 | 2.9173 | 0.84362 | 3 | 0.76096
17916 | 3.64 | 1 | 365 | 4.1644 | 0.34148 | 4 | 0.50585
17894 | 4.42 | 1 | 365 | 5.0567 | 0.12894 | 5 | 0.18567
17886 | 2.86 | 1 | 365 | 3.272 | 0.55402 | 3 | 0.82602
17888 | 6.5 | 1 | 365 | 7.4364 | 0.8955 | 8 | 0.33187
16516 | 5.1 | 1 | 365 | 5.8347 | 0.68724 | 6 | 0.52193
17874 | 6.24 | 1 | 365 | 7.1389 | 0.29968 | 7 | 0.43859
17878 | 5.2 | 1 | 365 | 5.9491 | 0.9164 | 6 | 0.86549
15668 | 6.63 | 1 | 365 | 7.5851 | 0.19341 | 7 | 0.77851
16570 | 6.885 | 1 | 365 | 7.8768 | 0.77778 | 8 | 0.6546
17870 | 9.36 | 1 | 365 | 10.7084 | 0.44953 | 11 | 0.15789
17873 | 2.34 | 1 | 365 | 2.6771 | 0.36238 | 3 | 0.039472
15650 | 6.12 | 1 | 365 | 7.0016 | 0.02469 | 7 | 0.026313
17869 | 10.4 | 1 | 365 | 11.8982 | 0.83281 | 12 | 0.73099
15913 | 5.61 | 1 | 365 | 6.4182 | 0.85597 | 7 | 0.27412
17861 | 4.16 | 1 | 365 | 4.7593 | 0.53312 | 5 | 0.2924
15052 | 9.435 | 1 | 365 | 10.7942 | 0.6214 | 11 | 0.41557
17857 | 6.76 | 1 | 365 | 7.7338 | 0.49132 | 8 | 0.22514
17858 | 3.38 | 1 | 365 | 3.8669 | 0.74566 | 4 | 0.61257
19737 | 4.845 | 1 | 365 | 5.543 | 0.10288 | 5 | 0.64583
16755 | 3.57 | 1 | 365 | 4.0843 | 0.18107 | 4 | 0.26535
17846 | 8.06 | 1 | 365 | 9.2211 | 0.47042 | 9 | 0.69152
17852 | 6.76 | 1 | 365 | 7.7338 | 0.49132 | 8 | 0.22514
17837 | 9.69 | 1 | 365 | 11.0859 | 0.20576 | 11 | 0.29166
17839 | 6.76 | 1 | 365 | 7.7338 | 0.49132 | 8 | 0.22514
17841 | 10.2 | 1 | 365 | 11.6694 | 0.37448 | 12 | 0.043854
16712 | 7.395 | 1 | 365 | 8.4603 | 0.9465 | 9 | 0.40679
19721 | 4.08 | 1 | 365 | 4.6677 | 0.34979 | 5 | 0.017542
15678 | 2.55 | 1 | 365 | 2.9173 | 0.84362 | 3 | 0.76096
17821 | 5.2 | 1 | 365 | 5.9491 | 0.9164 | 6 | 0.86549
17824 | 5.72 | 1 | 365 | 6.544 | 0.10804 | 6 | 0.65204
17557 | 7.65 | 1 | 365 | 8.752 | 0.53086 | 9 | 0.28289
17817 | 5.72 | 1 | 365 | 6.544 | 0.10804 | 6 | 0.65204
17563 | 3.64 | 1 | 365 | 4.1644 | 0.34148 | 4 | 0.50585
15050 | 4.59 | 1 | 365 | 5.2512 | 0.51852 | 5 | 0.76973
17535 | 4.335 | 1 | 365 | 4.9595 | 0.93416 | 5 | 0.89364
17812 | 5.2 | 1 | 365 | 5.9491 | 0.9164 | 6 | 0.86549
17815 | 5.46 | 1 | 365 | 6.2465 | 0.51222 | 6 | 0.75877
17537 | 5.61 | 1 | 365 | 6.4182 | 0.85597 | 7 | 0.27412
17540 | 4.08 | 1 | 365 | 4.6677 | 0.34979 | 5 | 0.017542
16575 | 4.845 | 1 | 365 | 5.543 | 0.10288 | 5 | 0.64583
17541 | 4.845 | 1 | 365 | 5.543 | 0.10288 | 5 | 0.64583
17809 | 4.42 | 1 | 365 | 5.0567 | 0.12894 | 5 | 0.18567
17632 | 10.2 | 1 | 365 | 11.6694 | 0.37448 | 12 | 0.043854
17803 | 7.02 | 1 | 365 | 8.0313 | 0.087144 | 8 | 0.11842
17613 | 4.42 | 1 | 365 | 5.0567 | 0.12894 | 5 | 0.18567
17629 | 9.205 | 1 | 365 | 10.531 | 0.094325 | 10 | 0.62536
14862 | 8.925 | 1 | 365 | 10.2107 | 0.45267 | 10 | 0.66337
17641 | 7.905 | 1 | 365 | 9.0438 | 0.11522 | 9 | 0.15899
17648 | 5.355 | 1 | 365 | 6.1264 | 0.2716 | 6 | 0.39802
17656 | 7.14 | 1 | 365 | 8.1686 | 0.36214 | 8 | 0.5307
17651 | 7.14 | 1 | 365 | 8.1686 | 0.36214 | 8 | 0.5307
17657 | 9.69 | 1 | 365 | 11.0859 | 0.20576 | 11 | 0.29166
17682 | 13.77 | 1 | 365 | 15.7537 | 0.55555 | 16 | 0.3092
17683 | 6.12 | 1 | 365 | 7.0016 | 0.02469 | 7 | 0.026313
17689 | 6.375 | 1 | 365 | 7.2934 | 0.60905 | 7 | 0.90241
17698 | 6.24 | 1 | 365 | 7.1389 | 0.29968 | 7 | 0.43859
18619 | 5.215 | 1 | 365 | 5.9663 | 0.95078 | 6 | 0.91703
19726 | 7.8 | 1 | 365 | 8.9236 | 0.8746 | 9 | 0.79824
17802 | 6.24 | 1 | 365 | 7.1389 | 0.29968 | 7 | 0.43859
17810 | 11.475 | 1 | 365 | 13.128 | 0.29629 | 13 | 0.42434
17780 | 5.2 | 1 | 365 | 5.9491 | 0.9164 | 6 | 0.86549
17825 | 9.435 | 1 | 365 | 10.7942 | 0.6214 | 11 | 0.41557
17772 | 4.68 | 1 | 365 | 5.3542 | 0.72476 | 6 | 0.078945
17774 | 8.06 | 1 | 365 | 9.2211 | 0.47042 | 9 | 0.69152
17826 | 4.59 | 1 | 365 | 5.2512 | 0.51852 | 5 | 0.76973
17769 | 6.5 | 1 | 365 | 7.4364 | 0.8955 | 8 | 0.33187
17831 | 4.845 | 1 | 365 | 5.543 | 0.10288 | 5 | 0.64583
17764 | 4.59 | 1 | 365 | 5.2512 | 0.51852 | 5 | 0.76973
17765 | 5.4 | 1 | 365 | 6.1779 | 0.37473 | 6 | 0.55263
17762 | 2.6 | 1 | 365 | 2.9745 | 0.9582 | 3 | 0.93275
20007 | 5.2 | 1 | 365 | 5.9491 | 0.9164 | 6 | 0.86549
17763 | 7.14 | 1 | 365 | 8.1686 | 0.36214 | 8 | 0.5307
17758 | 7.02 | 1 | 365 | 8.0313 | 0.087144 | 8 | 0.11842
17882 | 6.885 | 1 | 365 | 7.8768 | 0.77778 | 8 | 0.6546
17794 | 5.1 | 1 | 365 | 5.8347 | 0.68724 | 6 | 0.52193
17885 | 11.22 | 1 | 365 | 12.8363 | 0.71193 | 13 | 0.54824
17795 | 8.925 | 1 | 365 | 10.2107 | 0.45267 | 10 | 0.66337
16262 | 5.355 | 1 | 365 | 6.1264 | 0.2716 | 6 | 0.39802
17792 | 6.24 | 1 | 365 | 7.1389 | 0.29968 | 7 | 0.43859
15057 | 4.335 | 1 | 365 | 4.9595 | 0.93416 | 5 | 0.89364
17793 | 6.5 | 1 | 365 | 7.4364 | 0.8955 | 8 | 0.33187
15086 | 10.92 | 1 | 365 | 12.4931 | 0.024447 | 12 | 0.51754
17791 | 6.375 | 1 | 365 | 7.2934 | 0.60905 | 7 | 0.90241
15193 | 7.595 | 1 | 365 | 8.6891 | 0.40482 | 9 | 0.093929
17787 | 9.36 | 1 | 365 | 10.7084 | 0.44953 | 11 | 0.15789
17789 | 12.48 | 1 | 365 | 14.2778 | 0.59937 | 14 | 0.87719
15246 | 5.61 | 1 | 365 | 6.4182 | 0.85597 | 7 | 0.27412
17850 | 2.6 | 1 | 365 | 2.9745 | 0.9582 | 3 | 0.93275
18145 | 12.48 | 1 | 365 | 14.2778 | 0.59937 | 14 | 0.87719
18409 | 9.18 | 1 | 365 | 10.5024 | 0.037035 | 10 | 0.53947
18577 | 13.52 | 1 | 365 | 15.4676 | 0.98265 | 16 | 0.45029
18572 | 5.98 | 1 | 365 | 6.8415 | 0.70386 | 7 | 0.54532
20170 | 3.9 | 1 | 365 | 4.4618 | 0.9373 | 5 | 0.39912
18485 | 5.5 | 1 | 365 | 6.2923 | 0.60389 | 6 | 0.8962
19605 | 6.5 | 1 | 365 | 7.4364 | 0.8955 | 8 | 0.33187
19119 | 8.84 | 1 | 365 | 10.1135 | 0.25789 | 10 | 0.37134
20145 | 8.06 | 1 | 365 | 9.2211 | 0.47042 | 9 | 0.69152
20514 | 8.28 | 1 | 365 | 9.4728 | 0.97458 | 10 | 0.44736
19470 | 10 | 1 | 365 | 11.4406 | 0.91616 | 12 | 0.35672
62 | 3104.03 | 0.7 | 365 | 2485.8289 | 0.27137 | 2486 | 0.10027
19703 | 5.46 | 1 | 365 | 6.2465 | 0.51222 | 6 | 0.75877
20187 | 7 | 1 | 365 | 8.0084 | 0.041312 | 8 | 0.049704
139 | 4315.87 | 0.7 | 365 | 3456.3179 | 0.22172 | 3456 | 0.5396
15929 | 4.16 | 1 | 365 | 4.7593 | 0.53312 | 5 | 0.2924
17498 | 3.12 | 1 | 365 | 3.5695 | 0.14984 | 3 | 0.7193
17316 | 6.375 | 1 | 365 | 7.2934 | 0.60905 | 7 | 0.90241
15855 | 3.64 | 1 | 365 | 4.1644 | 0.34148 | 4 | 0.50585
14326 | 7.65 | 1 | 365 | 8.752 | 0.53086 | 9 | 0.28289
14895 | 6 | 1 | 365 | 6.8643 | 0.7497 | 7 | 0.61403
16760 | 5.355 | 1 | 365 | 6.1264 | 0.2716 | 6 | 0.39802
16307 | 11.22 | 1 | 365 | 12.8363 | 0.71193 | 13 | 0.54824
14473 | 6.37 | 1 | 365 | 7.2876 | 0.59759 | 7 | 0.88523
18381 | 3.12 | 1 | 365 | 3.5695 | 0.14984 | 3 | 0.7193
18104 | 7.395 | 1 | 365 | 8.4603 | 0.9465 | 9 | 0.40679
15132 | 10.71 | 1 | 365 | 12.2528 | 0.54321 | 12 | 0.79605
18101 | 9.1 | 1 | 365 | 10.4109 | 0.85371 | 11 | 0.26462
18100 | 4.94 | 1 | 365 | 5.6516 | 0.32058 | 5 | 0.97222
18098 | 8.58 | 1 | 365 | 9.816 | 0.66207 | 10 | 0.47807
18096 | 8.84 | 1 | 365 | 10.1135 | 0.25789 | 10 | 0.37134
17428 | 7.395 | 1 | 365 | 8.4603 | 0.9465 | 9 | 0.40679
18093 | 5.2 | 1 | 365 | 5.9491 | 0.9164 | 6 | 0.86549
18094 | 9.18 | 1 | 365 | 10.5024 | 0.037035 | 10 | 0.53947
18091 | 5.2 | 1 | 365 | 5.9491 | 0.9164 | 6 | 0.86549
18570 | 3.825 | 1 | 365 | 4.376 | 0.76543 | 5 | 0.14145
18571 | 4.335 | 1 | 365 | 4.9595 | 0.93416 | 5 | 0.89364
18089 | 5.72 | 1 | 365 | 6.544 | 0.10804 | 6 | 0.65204
18085 | 6.885 | 1 | 365 | 7.8768 | 0.77778 | 8 | 0.6546
18087 | 8.16 | 1 | 365 | 9.3355 | 0.69959 | 10 | 0.035084
18591 | 2.6 | 1 | 365 | 2.9745 | 0.9582 | 3 | 0.93275
18066 | 5.1 | 1 | 365 | 5.8347 | 0.68724 | 6 | 0.52193
17023 | 8.415 | 1 | 365 | 9.6272 | 0.28395 | 9 | 0.91118
18064 | 9.72 | 1 | 365 | 11.1202 | 0.27451 | 11 | 0.39473
18065 | 4.68 | 1 | 365 | 5.3542 | 0.72476 | 6 | 0.078945
18063 | 4.42 | 1 | 365 | 5.0567 | 0.12894 | 5 | 0.18567
18061 | 7.28 | 1 | 365 | 8.3287 | 0.68296 | 9 | 0.011692
18062 | 9.1 | 1 | 365 | 10.4109 | 0.85371 | 11 | 0.26462
18060 | 6.12 | 1 | 365 | 7.0016 | 0.02469 | 7 | 0.026313
17749 | 3.5 | 1 | 365 | 4.0042 | 0.020656 | 4 | 0.024852
18055 | 4.08 | 1 | 365 | 4.6677 | 0.34979 | 5 | 0.017542
18059 | 11.73 | 1 | 365 | 13.4198 | 0.88066 | 14 | 0.30043
16605 | 3.75 | 1 | 365 | 4.2902 | 0.59356 | 4 | 0.88377
19022 | 3.06 | 1 | 365 | 3.5008 | 0.012345 | 3 | 0.51316
18058 | 7.28 | 1 | 365 | 8.3287 | 0.68296 | 9 | 0.011692
18054 | 9.36 | 1 | 365 | 10.7084 | 0.44953 | 11 | 0.15789
19021 | 10.71 | 1 | 365 | 12.2528 | 0.54321 | 12 | 0.79605
18050 | 4.68 | 1 | 365 | 5.3542 | 0.72476 | 6 | 0.078945
14196 | 10.455 | 1 | 365 | 11.9611 | 0.95885 | 12 | 0.91995
13593 | 5.355 | 1 | 365 | 6.1264 | 0.2716 | 6 | 0.39802
18048 | 7.65 | 1 | 365 | 8.752 | 0.53086 | 9 | 0.28289
18623 | 5.98 | 1 | 365 | 6.8415 | 0.70386 | 7 | 0.54532
18625 | 5.865 | 1 | 365 | 6.7099 | 0.44033 | 7 | 0.15022
18044 | 3.9 | 1 | 365 | 4.4618 | 0.9373 | 5 | 0.39912
18046 | 7.54 | 1 | 365 | 8.6262 | 0.27878 | 8 | 0.90497
18040 | 7.02 | 1 | 365 | 8.0313 | 0.087144 | 8 | 0.11842
18042 | 9.1 | 1 | 365 | 10.4109 | 0.85371 | 11 | 0.26462
18695 | 4.08 | 1 | 365 | 4.6677 | 0.34979 | 5 | 0.017542
18038 | 11.96 | 1 | 365 | 13.6829 | 0.40773 | 14 | 0.090637
18034 | 6.5 | 1 | 365 | 7.4364 | 0.8955 | 8 | 0.33187
18722 | 3.315 | 1 | 365 | 3.7925 | 0.59671 | 4 | 0.38925
18036 | 10.66 | 1 | 365 | 12.1956 | 0.42863 | 12 | 0.62426
18030 | 3.12 | 1 | 365 | 3.5695 | 0.14984 | 3 | 0.7193
18725 | 6.12 | 1 | 365 | 7.0016 | 0.02469 | 7 | 0.026313
18735 | 3.12 | 1 | 365 | 3.5695 | 0.14984 | 3 | 0.7193
18793 | 3.57 | 1 | 365 | 4.0843 | 0.18107 | 4 | 0.26535
18028 | 4.94 | 1 | 365 | 5.6516 | 0.32058 | 5 | 0.97222
18026 | 9.88 | 1 | 365 | 11.3033 | 0.64117 | 11 | 0.94444
17602 | 9.1 | 1 | 365 | 10.4109 | 0.85371 | 11 | 0.26462
18018 | 9.36 | 1 | 365 | 10.7084 | 0.44953 | 11 | 0.15789
18019 | 5.98 | 1 | 365 | 6.8415 | 0.70386 | 7 | 0.54532
18014 | 6.24 | 1 | 365 | 7.1389 | 0.29968 | 7 | 0.43859
18016 | 3.12 | 1 | 365 | 3.5695 | 0.14984 | 3 | 0.7193
17617 | 2.86 | 1 | 365 | 3.272 | 0.55402 | 3 | 0.82602
18011 | 7.54 | 1 | 365 | 8.6262 | 0.27878 | 8 | 0.90497
18013 | 4.59 | 1 | 365 | 5.2512 | 0.51852 | 5 | 0.76973
14630 | 7.395 | 1 | 365 | 8.4603 | 0.9465 | 9 | 0.40679
18007 | 4.42 | 1 | 365 | 5.0567 | 0.12894 | 5 | 0.18567
18008 | 2.805 | 1 | 365 | 3.2091 | 0.42798 | 3 | 0.63706
18004 | 8.84 | 1 | 365 | 10.1135 | 0.25789 | 10 | 0.37134
14628 | 4 | 1 | 365 | 4.5762 | 0.16646 | 4 | 0.74269
14644 | 5.46 | 1 | 365 | 6.2465 | 0.51222 | 6 | 0.75877
18002 | 4.94 | 1 | 365 | 5.6516 | 0.32058 | 5 | 0.97222
18386 | 11.44 | 1 | 365 | 13.088 | 0.21609 | 13 | 0.30409
18377 | 7.28 | 1 | 365 | 8.3287 | 0.68296 | 9 | 0.011692
17970 | 11.7 | 1 | 365 | 13.3855 | 0.81191 | 14 | 0.19736
14577 | 6.86 | 1 | 365 | 7.8482 | 0.72049 | 8 | 0.56871
14626 | 7.395 | 1 | 365 | 8.4603 | 0.9465 | 9 | 0.40679
13430 | 4.335 | 1 | 365 | 4.9595 | 0.93416 | 5 | 0.89364
16781 | 3.57 | 1 | 365 | 4.0843 | 0.18107 | 4 | 0.26535
18449 | 4.94 | 1 | 365 | 5.6516 | 0.32058 | 5 | 0.97222
13587 | 7.65 | 1 | 365 | 8.752 | 0.53086 | 9 | 0.28289
18374 | 5.39 | 1 | 365 | 6.1665 | 0.35181 | 6 | 0.51827
13359 | 4.75 | 1 | 365 | 5.4343 | 0.88518 | 6 | 0.31944
18459 | 7.65 | 1 | 365 | 8.752 | 0.53086 | 9 | 0.28289
15833 | 2.34 | 1 | 365 | 2.6771 | 0.36238 | 3 | 0.039472
13597 | 7.905 | 1 | 365 | 9.0438 | 0.11522 | 9 | 0.15899
13589 | 5.61 | 1 | 365 | 6.4182 | 0.85597 | 7 | 0.27412
18683 | 7.395 | 1 | 365 | 8.4603 | 0.9465 | 9 | 0.40679
16363 | 12.24 | 1 | 365 | 14.0032 | 0.04938 | 14 | 0.052625
15127 | 4.335 | 1 | 365 | 4.9595 | 0.93416 | 5 | 0.89364
16914 | 11.62 | 1 | 365 | 13.2939 | 0.62858 | 13 | 0.92251
17543 | 2.86 | 1 | 365 | 3.272 | 0.55402 | 3 | 0.82602
18086 | 3.38 | 1 | 365 | 3.8669 | 0.74566 | 4 | 0.61257
14398 | 3 | 1 | 365 | 3.4322 | 0.87485 | 4 | 0.30702
15931 | 11 | 1 | 365 | 12.5846 | 0.20778 | 12 | 0.79239
14210 | 12.495 | 1 | 365 | 14.295 | 0.63374 | 14 | 0.92872
14888 | 5.61 | 1 | 365 | 6.4182 | 0.85597 | 7 | 0.27412
14263 | 11.22 | 1 | 365 | 12.8363 | 0.71193 | 13 | 0.54824
14093 | 8.16 | 1 | 365 | 9.3355 | 0.69959 | 10 | 0.035084
15958 | 9.18 | 1 | 365 | 10.5024 | 0.037035 | 10 | 0.53947
17354 | 4.08 | 1 | 365 | 4.6677 | 0.34979 | 5 | 0.017542
13980 | 5.865 | 1 | 365 | 6.7099 | 0.44033 | 7 | 0.15022
17623 | 5.25 | 1 | 365 | 6.0063 | 0.030984 | 6 | 0.037278
14011 | 2.805 | 1 | 365 | 3.2091 | 0.42798 | 3 | 0.63706
17728 | 7.395 | 1 | 365 | 8.4603 | 0.9465 | 9 | 0.40679
18286 | 5.46 | 1 | 365 | 6.2465 | 0.51222 | 6 | 0.75877
13501 | 8.415 | 1 | 365 | 9.6272 | 0.28395 | 9 | 0.91118
15899 | 3 | 1 | 365 | 3.4322 | 0.87485 | 4 | 0.30702
16668 | 4.59 | 1 | 365 | 5.2512 | 0.51852 | 5 | 0.76973
14166 | 4.59 | 1 | 365 | 5.2512 | 0.51852 | 5 | 0.76973
14013 | 5.1 | 1 | 365 | 5.8347 | 0.68724 | 6 | 0.52193
15923 | 3.57 | 1 | 365 | 4.0843 | 0.18107 | 4 | 0.26535
18585 | 3.06 | 1 | 365 | 3.5008 | 0.012345 | 3 | 0.51316
17876 | 6.63 | 1 | 365 | 7.5851 | 0.19341 | 7 | 0.77851
16186 | 6.885 | 1 | 365 | 7.8768 | 0.77778 | 8 | 0.6546
15148 | 6.615 | 1 | 365 | 7.5679 | 0.15904 | 7 | 0.72697
13831 | 2.805 | 1 | 365 | 3.2091 | 0.42798 | 3 | 0.63706
13480 | 3.315 | 1 | 365 | 3.7925 | 0.59671 | 4 | 0.38925
18120 | 5.865 | 1 | 365 | 6.7099 | 0.44033 | 7 | 0.15022
18118 | 4.335 | 1 | 365 | 4.9595 | 0.93416 | 5 | 0.89364
18121 | 6.5 | 1 | 365 | 7.4364 | 0.8955 | 8 | 0.33187
18119 | 3.12 | 1 | 365 | 3.5695 | 0.14984 | 3 | 0.7193
18115 | 5.46 | 1 | 365 | 6.2465 | 0.51222 | 6 | 0.75877
18116 | 7.28 | 1 | 365 | 8.3287 | 0.68296 | 9 | 0.011692
18113 | 7.905 | 1 | 365 | 9.0438 | 0.11522 | 9 | 0.15899
18114 | 6.375 | 1 | 365 | 7.2934 | 0.60905 | 7 | 0.90241
18109 | 9.88 | 1 | 365 | 11.3033 | 0.64117 | 11 | 0.94444
18111 | 8.84 | 1 | 365 | 10.1135 | 0.25789 | 10 | 0.37134
18108 | 10.455 | 1 | 365 | 11.9611 | 0.95885 | 12 | 0.91995
17401 | 9.62 | 1 | 365 | 11.0058 | 0.045346 | 11 | 0.051165
17395 | 8.32 | 1 | 365 | 9.5185 | 0.066245 | 9 | 0.58479
17403 | 10.14 | 1 | 365 | 11.6007 | 0.23699 | 11 | 0.83771
17406 | 12.48 | 1 | 365 | 14.2778 | 0.59937 | 14 | 0.87719
17407 | 6.76 | 1 | 365 | 7.7338 | 0.49132 | 8 | 0.22514
17408 | 3.315 | 1 | 365 | 3.7925 | 0.59671 | 4 | 0.38925
17412 | 12.74 | 1 | 365 | 14.5753 | 0.19519 | 14 | 0.77046
17420 | 6.21 | 1 | 365 | 7.1046 | 0.23094 | 7 | 0.33552
17418 | 7.28 | 1 | 365 | 8.3287 | 0.68296 | 9 | 0.011692
17415 | 7.8 | 1 | 365 | 8.9236 | 0.8746 | 9 | 0.79824
17424 | 8.58 | 1 | 365 | 9.816 | 0.66207 | 10 | 0.47807
17426 | 9.1 | 1 | 365 | 10.4109 | 0.85371 | 11 | 0.26462
17430 | 3.64 | 1 | 365 | 4.1644 | 0.34148 | 4 | 0.50585
17431 | 8.84 | 1 | 365 | 10.1135 | 0.25789 | 10 | 0.37134
17432 | 4.68 | 1 | 365 | 5.3542 | 0.72476 | 6 | 0.078945
17435 | 8.32 | 1 | 365 | 9.5185 | 0.066245 | 9 | 0.58479
17441 | 4.68 | 1 | 365 | 5.3542 | 0.72476 | 6 | 0.078945
17438 | 6.12 | 1 | 365 | 7.0016 | 0.02469 | 7 | 0.026313
17436 | 11.73 | 1 | 365 | 13.4198 | 0.88066 | 14 | 0.30043
17440 | 4.5 | 1 | 365 | 5.1483 | 0.31227 | 5 | 0.46052
16060 | 11.22 | 1 | 365 | 12.8363 | 0.71193 | 13 | 0.54824
17478 | 3.825 | 1 | 365 | 4.376 | 0.76543 | 5 | 0.14145
17479 | 9.435 | 1 | 365 | 10.7942 | 0.6214 | 11 | 0.41557
17482 | 7.14 | 1 | 365 | 8.1686 | 0.36214 | 8 | 0.5307
17489 | 11.96 | 1 | 365 | 13.6829 | 0.40773 | 14 | 0.090637
17702 | 5.725 | 1 | 365 | 6.5497 | 0.1195 | 6 | 0.66922
17705 | 9.18 | 1 | 365 | 10.5024 | 0.037035 | 10 | 0.53947
17559 | 3.315 | 1 | 365 | 3.7925 | 0.59671 | 4 | 0.38925
17565 | 9.69 | 1 | 365 | 11.0859 | 0.20576 | 11 | 0.29166
17573 | 10.2 | 1 | 365 | 11.6694 | 0.37448 | 12 | 0.043854
17517 | 7.65 | 1 | 365 | 8.752 | 0.53086 | 9 | 0.28289
17709 | 5.865 | 1 | 365 | 6.7099 | 0.44033 | 7 | 0.15022
17756 | 12.24 | 1 | 365 | 14.0032 | 0.04938 | 14 | 0.052625
17753 | 10.2 | 1 | 365 | 11.6694 | 0.37448 | 12 | 0.043854
17751 | 5.865 | 1 | 365 | 6.7099 | 0.44033 | 7 | 0.15022
17742 | 8.06 | 1 | 365 | 9.2211 | 0.47042 | 9 | 0.69152
17621 | 9.435 | 1 | 365 | 10.7942 | 0.6214 | 11 | 0.41557
17738 | 6.24 | 1 | 365 | 7.1389 | 0.29968 | 7 | 0.43859
17741 | 3.64 | 1 | 365 | 4.1644 | 0.34148 | 4 | 0.50585
17734 | 9.1 | 1 | 365 | 10.4109 | 0.85371 | 11 | 0.26462
17736 | 11.44 | 1 | 365 | 13.088 | 0.21609 | 13 | 0.30409
17730 | 5.46 | 1 | 365 | 6.2465 | 0.51222 | 6 | 0.75877
17733 | 10.14 | 1 | 365 | 11.6007 | 0.23699 | 11 | 0.83771
17727 | 10.66 | 1 | 365 | 12.1956 | 0.42863 | 12 | 0.62426
17781 | 4.68 | 1 | 365 | 5.3542 | 0.72476 | 6 | 0.078945
17777 | 3.64 | 1 | 365 | 4.1644 | 0.34148 | 4 | 0.50585
14893 | 4.845 | 1 | 365 | 5.543 | 0.10288 | 5 | 0.64583
18947 | 8.67 | 1 | 365 | 9.919 | 0.86831 | 10 | 0.78728
15957 | 14.025 | 1 | 365 | 16.0454 | 0.13991 | 16 | 0.1853
16529 | 12.75 | 1 | 365 | 14.5867 | 0.2181 | 14 | 0.80482
15801 | 9.435 | 1 | 365 | 10.7942 | 0.6214 | 11 | 0.41557
18951 | 5.215 | 1 | 365 | 5.9663 | 0.95078 | 6 | 0.91703
17251 | 8.84 | 1 | 365 | 10.1135 | 0.25789 | 10 | 0.37134
18871 | 4.16 | 1 | 365 | 4.7593 | 0.53312 | 5 | 0.2924
18305 | 7.2 | 1 | 365 | 8.2372 | 0.49964 | 8 | 0.73684
13062 | 36.72 | 0.9 | 365 | 37.8088 | 0.73333 | 38 | 0.54209
15156 | 3.315 | 1 | 365 | 3.7925 | 0.59671 | 4 | 0.38925
19444 | 5.865 | 1 | 365 | 6.7099 | 0.44033 | 7 | 0.15022
19448 | 4.59 | 1 | 365 | 5.2512 | 0.51852 | 5 | 0.76973
16921 | 9.945 | 1 | 365 | 11.3776 | 0.79012 | 12 | 0.16776
19450 | 6.12 | 1 | 365 | 7.0016 | 0.02469 | 7 | 0.026313
16807 | 4.16 | 1 | 365 | 4.7593 | 0.53312 | 5 | 0.2924
14450 | 17 | 1 | 365 | 19.449 | 0.95747 | 20 | 0.40642
17704 | 2.205 | 1 | 365 | 2.5226 | 0.053013 | 2 | 0.57566
18693 | 5.355 | 1 | 365 | 6.1264 | 0.2716 | 6 | 0.39802
15615 | 7.14 | 1 | 365 | 8.1686 | 0.36214 | 8 | 0.5307
18095 | 6.76 | 1 | 365 | 7.7338 | 0.49132 | 8 | 0.22514
16225 | 5.2 | 1 | 365 | 5.9491 | 0.9164 | 6 | 0.86549
17421 | 4.68 | 1 | 365 | 5.3542 | 0.72476 | 6 | 0.078945
18292 | 16.12 | 1 | 365 | 18.4422 | 0.94085 | 19 | 0.38303
12975 | 4.845 | 1 | 365 | 5.543 | 0.10288 | 5 | 0.64583
14017 | 4.59 | 1 | 365 | 5.2512 | 0.51852 | 5 | 0.76973
15836 | 3.825 | 1 | 365 | 4.376 | 0.76543 | 5 | 0.14145
13839 | 8.67 | 1 | 365 | 9.919 | 0.86831 | 10 | 0.78728
17556 | 4.59 | 1 | 365 | 5.2512 | 0.51852 | 5 | 0.76973
18691 | 4.59 | 1 | 365 | 5.2512 | 0.51852 | 5 | 0.76973
15771 | 6 | 1 | 365 | 6.8643 | 0.7497 | 7 | 0.61403
19443 | 5.74 | 1 | 365 | 6.5669 | 0.15388 | 6 | 0.72076
18583 | 3.38 | 1 | 365 | 3.8669 | 0.74566 | 4 | 0.61257
19449 | 6.725 | 1 | 365 | 7.6938 | 0.41112 | 8 | 0.10489
17697 | 9.36 | 1 | 365 | 10.7084 | 0.44953 | 11 | 0.15789
14332 | 5.1 | 1 | 365 | 5.8347 | 0.68724 | 6 | 0.52193
18140 | 3.825 | 1 | 365 | 4.376 | 0.76543 | 5 | 0.14145
16494 | 8.16 | 1 | 365 | 9.3355 | 0.69959 | 10 | 0.035084
18464 | 6.885 | 1 | 365 | 7.8768 | 0.77778 | 8 | 0.6546
15161 | 6.885 | 1 | 365 | 7.8768 | 0.77778 | 8 | 0.6546
17867 | 5.865 | 1 | 365 | 6.7099 | 0.44033 | 7 | 0.15022
17654 | 6.885 | 1 | 365 | 7.8768 | 0.77778 | 8 | 0.6546
17644 | 8.415 | 1 | 365 | 9.6272 | 0.28395 | 9 | 0.91118
19415 | 8.415 | 1 | 365 | 9.6272 | 0.28395 | 9 | 0.91118
16377 | 10.71 | 1 | 365 | 12.2528 | 0.54321 | 12 | 0.79605
13382 | 4.08 | 1 | 365 | 4.6677 | 0.34979 | 5 | 0.017542
12885 | 7.14 | 1 | 365 | 8.1686 | 0.36214 | 8 | 0.5307
17513 | 4.335 | 1 | 365 | 4.9595 | 0.93416 | 5 | 0.89364
16850 | 7.14 | 1 | 365 | 8.1686 | 0.36214 | 8 | 0.5307
19583 | 5.2 | 1 | 365 | 5.9491 | 0.9164 | 6 | 0.86549
13494 | 3.825 | 1 | 365 | 4.376 | 0.76543 | 5 | 0.14145
17322 | 2.04 | 1 | 365 | 2.3339 | 0.6749 | 3 | 0.0087709
19508 | 13.72 | 1 | 365 | 15.6964 | 0.44097 | 16 | 0.13742
19589 | 9.35 | 1 | 365 | 10.6969 | 0.42661 | 11 | 0.12353
15789 | 10.965 | 1 | 365 | 12.5446 | 0.12757 | 12 | 0.67214
18992 | 3.64 | 1 | 365 | 4.1644 | 0.34148 | 4 | 0.50585
19580 | 4.76 | 1 | 365 | 5.4457 | 0.90809 | 6 | 0.3538
19618 | 6.72 | 1 | 365 | 7.6881 | 0.39966 | 8 | 0.087716
18988 | 6.76 | 1 | 365 | 7.7338 | 0.49132 | 8 | 0.22514
19623 | 13.26 | 1 | 365 | 15.1702 | 0.38683 | 15 | 0.55701
19644 | 12.753 | 1 | 365 | 14.5901 | 0.22498 | 14 | 0.81513
17721 | 11.985 | 1 | 365 | 13.7115 | 0.46502 | 14 | 0.17653
19465 | 3.825 | 1 | 365 | 4.376 | 0.76543 | 5 | 0.14145
19646 | 5 | 1 | 365 | 5.7203 | 0.45808 | 6 | 0.17836
19468 | 7.395 | 1 | 365 | 8.4603 | 0.9465 | 9 | 0.40679
19477 | 5.72 | 1 | 365 | 6.544 | 0.10804 | 6 | 0.65204
18985 | 7.28 | 1 | 365 | 8.3287 | 0.68296 | 9 | 0.011692
18984 | 5.61 | 1 | 365 | 6.4182 | 0.85597 | 7 | 0.27412
19460 | 4.08 | 1 | 365 | 4.6677 | 0.34979 | 5 | 0.017542
19464 | 7.28 | 1 | 365 | 8.3287 | 0.68296 | 9 | 0.011692
18987 | 6.885 | 1 | 365 | 7.8768 | 0.77778 | 8 | 0.6546
19694 | 8.4 | 1 | 365 | 9.6101 | 0.24957 | 9 | 0.85964
18982 | 5.5 | 1 | 365 | 6.2923 | 0.60389 | 6 | 0.8962
19546 | 3.64 | 1 | 365 | 4.1644 | 0.34148 | 4 | 0.50585
18989 | 3.9 | 1 | 365 | 4.4618 | 0.9373 | 5 | 0.39912
19549 | 7.65 | 1 | 365 | 8.752 | 0.53086 | 9 | 0.28289
19551 | 4.16 | 1 | 365 | 4.7593 | 0.53312 | 5 | 0.2924
18980 | 5.61 | 1 | 365 | 6.4182 | 0.85597 | 7 | 0.27412
19698 | 13.42 | 1 | 365 | 15.3532 | 0.75349 | 16 | 0.10672
18977 | 5 | 1 | 365 | 5.7203 | 0.45808 | 6 | 0.17836
19863 | 6.885 | 1 | 365 | 7.8768 | 0.77778 | 8 | 0.6546
20712 | 7.65 | 1 | 365 | 8.752 | 0.53086 | 9 | 0.28289
19673 | 3.64 | 1 | 365 | 4.1644 | 0.34148 | 4 | 0.50585
15919 | 11.25 | 1 | 365 | 12.8706 | 0.78068 | 13 | 0.65131
20708 | 14.82 | 1 | 365 | 16.9549 | 0.96175 | 17 | 0.91666
20709 | 8.55 | 1 | 365 | 9.7817 | 0.59332 | 10 | 0.375
20262 | 10.215 | 1 | 365 | 11.6865 | 0.40886 | 12 | 0.095389
19674 | 4.42 | 1 | 365 | 5.0567 | 0.12894 | 5 | 0.18567
20706 | 5.7 | 1 | 365 | 6.5211 | 0.062211 | 6 | 0.58333
20303 | 95.7 | 0.9 | 365 | 98.5375 | 0.37689 | 98 | 0.91443
19731 | 7.5 | 1 | 365 | 8.5804 | 0.18712 | 8 | 0.76754
20263 | 6.725 | 1 | 365 | 7.6938 | 0.41112 | 8 | 0.10489
20360 | 3.12 | 1 | 365 | 3.5695 | 0.14984 | 3 | 0.7193
20272 | 5.98 | 1 | 365 | 6.8415 | 0.70386 | 7 | 0.54532
20522 | 7.84 | 1 | 365 | 8.9694 | 0.96627 | 9 | 0.93567
20276 | 5.215 | 1 | 365 | 5.9663 | 0.95078 | 6 | 0.91703
20244 | 6.72 | 1 | 365 | 7.6881 | 0.39966 | 8 | 0.087716
20333 | 7 | 1 | 365 | 8.0084 | 0.041312 | 8 | 0.049704
20086 | 10.4 | 1 | 365 | 11.8982 | 0.83281 | 12 | 0.73099
20584 | 6 | 1 | 365 | 6.8643 | 0.7497 | 7 | 0.61403
20331 | 7.14 | 1 | 365 | 8.1686 | 0.36214 | 8 | 0.5307
20188 | 5.04 | 1 | 365 | 5.766 | 0.54974 | 6 | 0.31579
16664 | 6.885 | 1 | 365 | 7.8768 | 0.77778 | 8 | 0.6546
20059 | 3.5 | 1 | 365 | 4.0042 | 0.020656 | 4 | 0.024852
20281 | 4.725 | 1 | 365 | 5.4057 | 0.82789 | 6 | 0.23355
20334 | 4.845 | 1 | 365 | 5.543 | 0.10288 | 5 | 0.64583
14905 | 6.885 | 1 | 365 | 7.8768 | 0.77778 | 8 | 0.6546
20249 | 14.3 | 1 | 365 | 16.36 | 0.77011 | 17 | 0.13011
20058 | 8.5 | 1 | 365 | 9.7245 | 0.47874 | 10 | 0.20321
20054 | 4.25 | 1 | 365 | 4.8622 | 0.73937 | 5 | 0.60161
20290 | 3.47 | 1 | 365 | 3.9699 | 0.95191 | 4 | 0.92178
19730 | 8.1 | 1 | 365 | 9.2669 | 0.56209 | 9 | 0.82894
20335 | 6.76 | 1 | 365 | 7.7338 | 0.49132 | 8 | 0.22514
19872 | 4.42 | 1 | 365 | 5.0567 | 0.12894 | 5 | 0.18567
19882 | 5.145 | 1 | 365 | 5.8862 | 0.79036 | 6 | 0.67653
20299 | 11.22 | 1 | 365 | 12.8363 | 0.71193 | 13 | 0.54824
20250 | 10.725 | 1 | 365 | 12.27 | 0.57758 | 12 | 0.84758
19714 | 4.4 | 1 | 365 | 5.0338 | 0.08311 | 5 | 0.11696
20340 | 3.9 | 1 | 365 | 4.4618 | 0.9373 | 5 | 0.39912
19886 | 4.16 | 1 | 365 | 4.7593 | 0.53312 | 5 | 0.2924
20337 | 5.865 | 1 | 365 | 6.7099 | 0.44033 | 7 | 0.15022
19517 | 3.9 | 1 | 365 | 4.4618 | 0.9373 | 5 | 0.39912
20327 | 8.67 | 1 | 365 | 9.919 | 0.86831 | 10 | 0.78728
20341 | 10.4 | 1 | 365 | 11.8982 | 0.83281 | 12 | 0.73099
19897 | 6.885 | 1 | 365 | 7.8768 | 0.77778 | 8 | 0.6546
19935 | 3.64 | 1 | 365 | 4.1644 | 0.34148 | 4 | 0.50585
19944 | 3.57 | 1 | 365 | 4.0843 | 0.18107 | 4 | 0.26535
19984 | 7.65 | 1 | 365 | 8.752 | 0.53086 | 9 | 0.28289
20342 | 7.14 | 1 | 365 | 8.1686 | 0.36214 | 8 | 0.5307
20370 | 15.95 | 1 | 365 | 18.2477 | 0.55128 | 18 | 0.79897
20018 | 5.61 | 1 | 365 | 6.4182 | 0.85597 | 7 | 0.27412
20376 | 3.57 | 1 | 365 | 4.0843 | 0.18107 | 4 | 0.26535
19629 | 7.65 | 1 | 365 | 8.752 | 0.53086 | 9 | 0.28289
20025 | 9.945 | 1 | 365 | 11.3776 | 0.79012 | 12 | 0.16776
19927 | 8.32 | 1 | 365 | 9.5185 | 0.066245 | 9 | 0.58479
19536 | 7.54 | 1 | 365 | 8.6262 | 0.27878 | 8 | 0.90497
16640 | 9.18 | 1 | 365 | 10.5024 | 0.037035 | 10 | 0.53947
19949 | 5.355 | 1 | 365 | 6.1264 | 0.2716 | 6 | 0.39802
20715 | 5.4 | 1 | 365 | 6.1779 | 0.37473 | 6 | 0.55263
20491 | 3.75 | 1 | 365 | 4.2902 | 0.59356 | 4 | 0.88377
20737 | 14.28 | 1 | 365 | 16.3371 | 0.72428 | 17 | 0.061396
18466 | 10 | 1 | 365 | 11.4406 | 0.91616 | 12 | 0.35672
18460 | 10 | 1 | 365 | 11.4406 | 0.91616 | 12 | 0.35672
18451 | 5.725 | 1 | 365 | 6.5497 | 0.1195 | 6 | 0.66922
16106 | 8.8 | 1 | 365 | 10.0677 | 0.16622 | 10 | 0.23391
18426 | 4.42 | 1 | 365 | 5.0567 | 0.12894 | 5 | 0.18567
16526 | 62.48 | 0.9 | 365 | 64.3326 | 0.86215 | 65 | 0.19471
18414 | 4.08 | 1 | 365 | 4.6677 | 0.34979 | 5 | 0.017542
18418 | 5.98 | 1 | 365 | 6.8415 | 0.70386 | 7 | 0.54532
18824 | 7.28 | 1 | 365 | 8.3287 | 0.68296 | 9 | 0.011692
18411 | 7.8 | 1 | 365 | 8.9236 | 0.8746 | 9 | 0.79824
18413 | 4.16 | 1 | 365 | 4.7593 | 0.53312 | 5 | 0.2924
18435 | 6 | 1 | 365 | 6.8643 | 0.7497 | 7 | 0.61403
17516 | 5.46 | 1 | 365 | 6.2465 | 0.51222 | 6 | 0.75877
18406 | 6.76 | 1 | 365 | 7.7338 | 0.49132 | 8 | 0.22514
18410 | 6.24 | 1 | 365 | 7.1389 | 0.29968 | 7 | 0.43859
18398 | 2.86 | 1 | 365 | 3.272 | 0.55402 | 3 | 0.82602
18401 | 5.13 | 1 | 365 | 5.869 | 0.75599 | 6 | 0.625
18405 | 4.68 | 1 | 365 | 5.3542 | 0.72476 | 6 | 0.078945
20738 | 10.45 | 1 | 365 | 11.9554 | 0.94739 | 12 | 0.90277
18397 | 14.56 | 1 | 365 | 16.6575 | 0.36593 | 17 | 0.023384
18545 | 8.84 | 1 | 365 | 10.1135 | 0.25789 | 10 | 0.37134
18580 | 7.28 | 1 | 365 | 8.3287 | 0.68296 | 9 | 0.011692
18582 | 10.14 | 1 | 365 | 11.6007 | 0.23699 | 11 | 0.83771
19544 | 6.5 | 1 | 365 | 7.4364 | 0.8955 | 8 | 0.33187
18542 | 7.28 | 1 | 365 | 8.3287 | 0.68296 | 9 | 0.011692
20759 | 7.7 | 1 | 365 | 8.8092 | 0.64544 | 9 | 0.45467
18576 | 7.02 | 1 | 365 | 8.0313 | 0.087144 | 8 | 0.11842
20757 | 10.92 | 1 | 365 | 12.4931 | 0.024447 | 12 | 0.51754
18568 | 19.5 | 1 | 365 | 22.3091 | 0.68651 | 22 | 0.9956
18566 | 5.72 | 1 | 365 | 6.544 | 0.10804 | 6 | 0.65204
20763 | 5.46 | 1 | 365 | 6.2465 | 0.51222 | 6 | 0.75877
18590 | 7.8 | 1 | 365 | 8.9236 | 0.8746 | 9 | 0.79824
18603 | 12.48 | 1 | 365 | 14.2778 | 0.59937 | 14 | 0.87719
18538 | 3.12 | 1 | 365 | 3.5695 | 0.14984 | 3 | 0.7193
18604 | 3.12 | 1 | 365 | 3.5695 | 0.14984 | 3 | 0.7193
18534 | 9.88 | 1 | 365 | 11.3033 | 0.64117 | 11 | 0.94444
18532 | 5.355 | 1 | 365 | 6.1264 | 0.2716 | 6 | 0.39802
20760 | 6.885 | 1 | 365 | 7.8768 | 0.77778 | 8 | 0.6546
20764 | 8.06 | 1 | 365 | 9.2211 | 0.47042 | 9 | 0.69152
20783 | 7.54 | 1 | 365 | 8.6262 | 0.27878 | 8 | 0.90497
19545 | 5.98 | 1 | 365 | 6.8415 | 0.70386 | 7 | 0.54532
20805 | 14.58 | 1 | 365 | 16.6803 | 0.41176 | 17 | 0.092098
19548 | 3.64 | 1 | 365 | 4.1644 | 0.34148 | 4 | 0.50585
19682 | 3.12 | 1 | 365 | 3.5695 | 0.14984 | 3 | 0.7193
19686 | 9.62 | 1 | 365 | 11.0058 | 0.045346 | 11 | 0.051165
20830 | 6.12 | 1 | 365 | 7.0016 | 0.02469 | 7 | 0.026313
20828 | 5.98 | 1 | 365 | 6.8415 | 0.70386 | 7 | 0.54532
20806 | 14.04 | 1 | 365 | 16.0625 | 0.17429 | 16 | 0.23683
20807 | 5.72 | 1 | 365 | 6.544 | 0.10804 | 6 | 0.65204
20810 | 4.94 | 1 | 365 | 5.6516 | 0.32058 | 5 | 0.97222
20808 | 7.8 | 1 | 365 | 8.9236 | 0.8746 | 9 | 0.79824
20799 | 5.2 | 1 | 365 | 5.9491 | 0.9164 | 6 | 0.86549
20798 | 4.94 | 1 | 365 | 5.6516 | 0.32058 | 5 | 0.97222
19370 | 8.32 | 1 | 365 | 9.5185 | 0.066245 | 9 | 0.58479
19368 | 3.38 | 1 | 365 | 3.8669 | 0.74566 | 4 | 0.61257
20797 | 9.36 | 1 | 365 | 10.7084 | 0.44953 | 11 | 0.15789
19366 | 5.355 | 1 | 365 | 6.1264 | 0.2716 | 6 | 0.39802
19361 | 7.54 | 1 | 365 | 8.6262 | 0.27878 | 8 | 0.90497
19354 | 7.02 | 1 | 365 | 8.0313 | 0.087144 | 8 | 0.11842
20479 | 9.175 | 1 | 365 | 10.4967 | 0.025577 | 10 | 0.52229
20480 | 5.865 | 1 | 365 | 6.7099 | 0.44033 | 7 | 0.15022
20796 | 4.24 | 1 | 365 | 4.8508 | 0.71645 | 5 | 0.56725
20484 | 9.315 | 1 | 365 | 10.6569 | 0.3464 | 11 | 0.0032847
20837 | 6.76 | 1 | 365 | 7.7338 | 0.49132 | 8 | 0.22514
20838 | 4.77 | 1 | 365 | 5.4571 | 0.93101 | 6 | 0.38816
20627 | 7.425 | 1 | 365 | 8.4946 | 0.015249 | 8 | 0.50986
20628 | 7.28 | 1 | 365 | 8.3287 | 0.68296 | 9 | 0.011692
20629 | 6.84 | 1 | 365 | 7.8253 | 0.67465 | 8 | 0.5
20630 | 7 | 1 | 365 | 8.0084 | 0.041312 | 8 | 0.049704
19356 | 8.58 | 1 | 365 | 9.816 | 0.66207 | 10 | 0.47807
19352 | 7.02 | 1 | 365 | 8.0313 | 0.087144 | 8 | 0.11842
19351 | 5.72 | 1 | 365 | 6.544 | 0.10804 | 6 | 0.65204
19350 | 11.96 | 1 | 365 | 13.6829 | 0.40773 | 14 | 0.090637
19349 | 5.72 | 1 | 365 | 6.544 | 0.10804 | 6 | 0.65204
19348 | 5.98 | 1 | 365 | 6.8415 | 0.70386 | 7 | 0.54532
20687 | 6.875 | 1 | 365 | 7.8654 | 0.75486 | 8 | 0.62025
20688 | 6.72 | 1 | 365 | 7.6881 | 0.39966 | 8 | 0.087716
20691 | 5.4 | 1 | 365 | 6.1779 | 0.37473 | 6 | 0.55263
20692 | 9.156 | 1 | 365 | 10.475 | 0.98204 | 11 | 0.45701
19346 | 8.84 | 1 | 365 | 10.1135 | 0.25789 | 10 | 0.37134
20693 | 6.54 | 1 | 365 | 7.4821 | 0.98717 | 8 | 0.46929
20694 | 7.194 | 1 | 365 | 8.2303 | 0.48589 | 8 | 0.71622
20695 | 9.69 | 1 | 365 | 11.0859 | 0.20576 | 11 | 0.29166
19347 | 6.5 | 1 | 365 | 7.4364 | 0.8955 | 8 | 0.33187
20696 | 13.77 | 1 | 365 | 15.7537 | 0.55555 | 16 | 0.3092
20697 | 7.14 | 1 | 365 | 8.1686 | 0.36214 | 8 | 0.5307
19343 | 5.3 | 1 | 365 | 6.0635 | 0.14556 | 6 | 0.20906
19342 | 8.58 | 1 | 365 | 9.816 | 0.66207 | 10 | 0.47807
19340 | 2.34 | 1 | 365 | 2.6771 | 0.36238 | 3 | 0.039472
19338 | 9.62 | 1 | 365 | 11.0058 | 0.045346 | 11 | 0.051165
20701 | 6.63 | 1 | 365 | 7.5851 | 0.19341 | 7 | 0.77851
20702 | 24.885 | 1 | 365 | 28.4698 | 0.026864 | 28 | 0.4967
19339 | 5.46 | 1 | 365 | 6.2465 | 0.51222 | 6 | 0.75877
20704 | 12.495 | 1 | 365 | 14.295 | 0.63374 | 14 | 0.92872
19336 | 11.96 | 1 | 365 | 13.6829 | 0.40773 | 14 | 0.090637
19333 | 10.14 | 1 | 365 | 11.6007 | 0.23699 | 11 | 0.83771
19332 | 8.32 | 1 | 365 | 9.5185 | 0.066245 | 9 | 0.58479
19327 | 4.16 | 1 | 365 | 4.7593 | 0.53312 | 5 | 0.2924
17979 | 5.355 | 1 | 365 | 6.1264 | 0.2716 | 6 | 0.39802
19323 | 8.84 | 1 | 365 | 10.1135 | 0.25789 | 10 | 0.37134
18131 | 7.02 | 1 | 365 | 8.0313 | 0.087144 | 8 | 0.11842
20843 | 16.225 | 1 | 365 | 18.5623 | 0.18147 | 18 | 0.74378
19322 | 8.32 | 1 | 365 | 9.5185 | 0.066245 | 9 | 0.58479
19317 | 5.72 | 1 | 365 | 6.544 | 0.10804 | 6 | 0.65204
768 | 282 | 1 | 365 | 322.6238 | 0.23571 | 322 | 0.8595
17595 | 9.62 | 1 | 365 | 11.0058 | 0.045346 | 11 | 0.051165
20840 | 4.5 | 1 | 365 | 5.1483 | 0.31227 | 5 | 0.46052
19321 | 7.14 | 1 | 365 | 8.1686 | 0.36214 | 8 | 0.5307
18504 | 2.34 | 1 | 365 | 2.6771 | 0.36238 | 3 | 0.039472
18498 | 2.86 | 1 | 365 | 3.272 | 0.55402 | 3 | 0.82602
18490 | 9.2 | 1 | 365 | 10.5253 | 0.082867 | 10 | 0.60818
18496 | 5.72 | 1 | 365 | 6.544 | 0.10804 | 6 | 0.65204
20795 | 2.34 | 1 | 365 | 2.6771 | 0.36238 | 3 | 0.039472
18482 | 9.1 | 1 | 365 | 10.4109 | 0.85371 | 11 | 0.26462
19315 | 4.94 | 1 | 365 | 5.6516 | 0.32058 | 5 | 0.97222
18478 | 4.59 | 1 | 365 | 5.2512 | 0.51852 | 5 | 0.76973
20791 | 5.98 | 1 | 365 | 6.8415 | 0.70386 | 7 | 0.54532
18468 | 10.66 | 1 | 365 | 12.1956 | 0.42863 | 12 | 0.62426
18461 | 3.12 | 1 | 365 | 3.5695 | 0.14984 | 3 | 0.7193
18462 | 8.64 | 1 | 365 | 9.8846 | 0.79956 | 10 | 0.68421
20793 | 7.395 | 1 | 365 | 8.4603 | 0.9465 | 9 | 0.40679
18456 | 8.58 | 1 | 365 | 9.816 | 0.66207 | 10 | 0.47807
18453 | 6.76 | 1 | 365 | 7.7338 | 0.49132 | 8 | 0.22514
18448 | 11.96 | 1 | 365 | 13.6829 | 0.40773 | 14 | 0.090637
20790 | 7.14 | 1 | 365 | 8.1686 | 0.36214 | 8 | 0.5307
18450 | 10.14 | 1 | 365 | 11.6007 | 0.23699 | 11 | 0.83771
19314 | 3.9 | 1 | 365 | 4.4618 | 0.9373 | 5 | 0.39912
18446 | 3.9 | 1 | 365 | 4.4618 | 0.9373 | 5 | 0.39912
20775 | 2.915 | 1 | 365 | 3.3349 | 0.68006 | 4 | 0.014984
18711 | 3.12 | 1 | 365 | 3.5695 | 0.14984 | 3 | 0.7193
18717 | 4.42 | 1 | 365 | 5.0567 | 0.12894 | 5 | 0.18567
20776 | 7.14 | 1 | 365 | 8.1686 | 0.36214 | 8 | 0.5307
18708 | 13.52 | 1 | 365 | 15.4676 | 0.98265 | 16 | 0.45029
19311 | 7.8 | 1 | 365 | 8.9236 | 0.8746 | 9 | 0.79824
17247 | 6.12 | 1 | 365 | 7.0016 | 0.02469 | 7 | 0.026313
17254 | 10.92 | 1 | 365 | 12.4931 | 0.024447 | 12 | 0.51754
20771 | 2.295 | 1 | 365 | 2.6256 | 0.25926 | 2 | 0.88487
17255 | 7.395 | 1 | 365 | 8.4603 | 0.9465 | 9 | 0.40679
20772 | 2.6 | 1 | 365 | 2.9745 | 0.9582 | 3 | 0.93275
17249 | 14.025 | 1 | 365 | 16.0454 | 0.13991 | 16 | 0.1853
20769 | 7.8 | 1 | 365 | 8.9236 | 0.8746 | 9 | 0.79824
17250 | 8.84 | 1 | 365 | 10.1135 | 0.25789 | 10 | 0.37134
17252 | 11.22 | 1 | 365 | 12.8363 | 0.71193 | 13 | 0.54824
19309 | 3.315 | 1 | 365 | 3.7925 | 0.59671 | 4 | 0.38925
19868 | 8.96 | 1 | 365 | 10.2507 | 0.53288 | 10 | 0.78362
19259 | 3.92 | 1 | 365 | 4.4847 | 0.98313 | 5 | 0.46783
20768 | 7.75 | 1 | 365 | 8.8664 | 0.76002 | 9 | 0.62646
20074 | 6.16 | 1 | 365 | 7.0474 | 0.11635 | 7 | 0.16374
19026 | 5.2 | 1 | 365 | 5.9491 | 0.9164 | 6 | 0.86549
20075 | 7.848 | 1 | 365 | 8.9786 | 0.9846 | 9 | 0.96315
18971 | 6.63 | 1 | 365 | 7.5851 | 0.19341 | 7 | 0.77851
20079 | 6.75 | 1 | 365 | 7.7224 | 0.46841 | 8 | 0.19079
13968 | 5 | 1 | 365 | 5.7203 | 0.45808 | 6 | 0.17836
20731 | 11.96 | 1 | 365 | 13.6829 | 0.40773 | 14 | 0.090637
20190 | 7.65 | 1 | 365 | 8.752 | 0.53086 | 9 | 0.28289
20742 | 3.12 | 1 | 365 | 3.5695 | 0.14984 | 3 | 0.7193
20258 | 8.91 | 1 | 365 | 10.1935 | 0.4183 | 10 | 0.61184
19590 | 6.16 | 1 | 365 | 7.0474 | 0.11635 | 7 | 0.16374
18973 | 5.98 | 1 | 365 | 6.8415 | 0.70386 | 7 | 0.54532
18948 | 8.06 | 1 | 365 | 9.2211 | 0.47042 | 9 | 0.69152
18957 | 6.76 | 1 | 365 | 7.7338 | 0.49132 | 8 | 0.22514
18958 | 4.68 | 1 | 365 | 5.3542 | 0.72476 | 6 | 0.078945
18959 | 3.9 | 1 | 365 | 4.4618 | 0.9373 | 5 | 0.39912
20743 | 4.68 | 1 | 365 | 5.3542 | 0.72476 | 6 | 0.078945
18960 | 7.54 | 1 | 365 | 8.6262 | 0.27878 | 8 | 0.90497
20415 | 5.72 | 1 | 365 | 6.544 | 0.10804 | 6 | 0.65204
20741 | 2.6 | 1 | 365 | 2.9745 | 0.9582 | 3 | 0.93275
20413 | 8.06 | 1 | 365 | 9.2211 | 0.47042 | 9 | 0.69152
20402 | 7.02 | 1 | 365 | 8.0313 | 0.087144 | 8 | 0.11842
20735 | 2.86 | 1 | 365 | 3.272 | 0.55402 | 3 | 0.82602
20404 | 5.46 | 1 | 365 | 6.2465 | 0.51222 | 6 | 0.75877
20736 | 9.36 | 1 | 365 | 10.7084 | 0.44953 | 11 | 0.15789
20724 | 5.98 | 1 | 365 | 6.8415 | 0.70386 | 7 | 0.54532
19797 | 9.88 | 1 | 365 | 11.3033 | 0.64117 | 11 | 0.94444
19810 | 2.6 | 1 | 365 | 2.9745 | 0.9582 | 3 | 0.93275
20615 | 5.2 | 1 | 365 | 5.9491 | 0.9164 | 6 | 0.86549
19832 | 13.26 | 1 | 365 | 15.1702 | 0.38683 | 15 | 0.55701
20683 | 5.98 | 1 | 365 | 6.8415 | 0.70386 | 7 | 0.54532
20682 | 4.845 | 1 | 365 | 5.543 | 0.10288 | 5 | 0.64583
20679 | 8.58 | 1 | 365 | 9.816 | 0.66207 | 10 | 0.47807
20675 | 10.2 | 1 | 365 | 11.6694 | 0.37448 | 12 | 0.043854
20674 | 3.9 | 1 | 365 | 4.4618 | 0.9373 | 5 | 0.39912
19826 | 8 | 1 | 365 | 9.1524 | 0.33293 | 9 | 0.48538
19845 | 3.12 | 1 | 365 | 3.5695 | 0.14984 | 3 | 0.7193
19794 | 4.16 | 1 | 365 | 4.7593 | 0.53312 | 5 | 0.2924
19860 | 4.94 | 1 | 365 | 5.6516 | 0.32058 | 5 | 0.97222
17748 | 6 | 1 | 365 | 6.8643 | 0.7497 | 7 | 0.61403
17778 | 6 | 1 | 365 | 6.8643 | 0.7497 | 7 | 0.61403
17782 | 6 | 1 | 365 | 6.8643 | 0.7497 | 7 | 0.61403
15133 | 5.61 | 1 | 365 | 6.4182 | 0.85597 | 7 | 0.27412
17785 | 4.8 | 1 | 365 | 5.4915 | 0.99976 | 6 | 0.49123
15773 | 4.16 | 1 | 365 | 4.7593 | 0.53312 | 5 | 0.2924
17788 | 4.2 | 1 | 365 | 4.805 | 0.62479 | 5 | 0.42982
17853 | 5.4 | 1 | 365 | 6.1779 | 0.37473 | 6 | 0.55263
19004 | 6 | 1 | 365 | 6.8643 | 0.7497 | 7 | 0.61403
20821 | 8.375 | 1 | 365 | 9.5815 | 0.19228 | 9 | 0.77375
20823 | 3.315 | 1 | 365 | 3.7925 | 0.59671 | 4 | 0.38925
20819 | 7.395 | 1 | 365 | 8.4603 | 0.9465 | 9 | 0.40679
20815 | 5.415 | 1 | 365 | 6.1951 | 0.4091 | 6 | 0.60416
20755 | 8.25 | 1 | 365 | 9.4385 | 0.90583 | 10 | 0.34429
20752 | 9.516 | 1 | 365 | 10.8868 | 0.80702 | 11 | 0.69385
20713 | 7.848 | 1 | 365 | 8.9786 | 0.9846 | 9 | 0.96315
20824 | 11.44 | 1 | 365 | 13.088 | 0.21609 | 13 | 0.30409
20825 | 9.9 | 1 | 365 | 11.3262 | 0.687 | 12 | 0.013153
20191 | 7.56 | 1 | 365 | 8.6491 | 0.32462 | 8 | 0.97368
20055 | 9 | 1 | 365 | 10.2965 | 0.62454 | 10 | 0.92105
20116 | 4.42 | 1 | 365 | 5.0567 | 0.12894 | 5 | 0.18567
17486 | 2.86 | 1 | 365 | 3.272 | 0.55402 | 3 | 0.82602
17487 | 5.1 | 1 | 365 | 5.8347 | 0.68724 | 6 | 0.52193
17502 | 4.335 | 1 | 365 | 4.9595 | 0.93416 | 5 | 0.89364
20777 | 2.34 | 1 | 365 | 2.6771 | 0.36238 | 3 | 0.039472
20780 | 9.1 | 1 | 365 | 10.4109 | 0.85371 | 11 | 0.26462
20782 | 7.8 | 1 | 365 | 8.9236 | 0.8746 | 9 | 0.79824
17999 | 4.16 | 1 | 365 | 4.7593 | 0.53312 | 5 | 0.2924
17997 | 6.375 | 1 | 365 | 7.2934 | 0.60905 | 7 | 0.90241
17998 | 3.9 | 1 | 365 | 4.4618 | 0.9373 | 5 | 0.39912
17996 | 8.16 | 1 | 365 | 9.3355 | 0.69959 | 10 | 0.035084
17993 | 10.965 | 1 | 365 | 12.5446 | 0.12757 | 12 | 0.67214
17990 | 7.28 | 1 | 365 | 8.3287 | 0.68296 | 9 | 0.011692
17991 | 6.76 | 1 | 365 | 7.7338 | 0.49132 | 8 | 0.22514
17994 | 8.67 | 1 | 365 | 9.919 | 0.86831 | 10 | 0.78728
17980 | 5.98 | 1 | 365 | 6.8415 | 0.70386 | 7 | 0.54532
17987 | 4.94 | 1 | 365 | 5.6516 | 0.32058 | 5 | 0.97222
17957 | 3.12 | 1 | 365 | 3.5695 | 0.14984 | 3 | 0.7193
17973 | 3.64 | 1 | 365 | 4.1644 | 0.34148 | 4 | 0.50585
17954 | 8.06 | 1 | 365 | 9.2211 | 0.47042 | 9 | 0.69152
17955 | 4.68 | 1 | 365 | 5.3542 | 0.72476 | 6 | 0.078945
17946 | 7.54 | 1 | 365 | 8.6262 | 0.27878 | 8 | 0.90497
17952 | 9.36 | 1 | 365 | 10.7084 | 0.44953 | 11 | 0.15789
17942 | 10.71 | 1 | 365 | 12.2528 | 0.54321 | 12 | 0.79605
17944 | 10.14 | 1 | 365 | 11.6007 | 0.23699 | 11 | 0.83771
17939 | 13 | 1 | 365 | 14.8727 | 0.79101 | 15 | 0.66374
17941 | 6.5 | 1 | 365 | 7.4364 | 0.8955 | 8 | 0.33187
17935 | 3.9 | 1 | 365 | 4.4618 | 0.9373 | 5 | 0.39912
17937 | 2.6 | 1 | 365 | 2.9745 | 0.9582 | 3 | 0.93275
17933 | 2.6 | 1 | 365 | 2.9745 | 0.9582 | 3 | 0.93275
17934 | 7.54 | 1 | 365 | 8.6262 | 0.27878 | 8 | 0.90497
17928 | 7.28 | 1 | 365 | 8.3287 | 0.68296 | 9 | 0.011692
17923 | 8.925 | 1 | 365 | 10.2107 | 0.45267 | 10 | 0.66337
18301 | 12.48 | 1 | 365 | 14.2778 | 0.59937 | 14 | 0.87719
18279 | 5.72 | 1 | 365 | 6.544 | 0.10804 | 6 | 0.65204
18283 | 6.5 | 1 | 365 | 7.4364 | 0.8955 | 8 | 0.33187
18436 | 4.68 | 1 | 365 | 5.3542 | 0.72476 | 6 | 0.078945
18438 | 4.68 | 1 | 365 | 5.3542 | 0.72476 | 6 | 0.078945
18382 | 4.94 | 1 | 365 | 5.6516 | 0.32058 | 5 | 0.97222
18428 | 4.68 | 1 | 365 | 5.3542 | 0.72476 | 6 | 0.078945
18376 | 9.43 | 1 | 365 | 10.7884 | 0.60994 | 11 | 0.39839
18341 | 6.885 | 1 | 365 | 7.8768 | 0.77778 | 8 | 0.6546
18370 | 6.5 | 1 | 365 | 7.4364 | 0.8955 | 8 | 0.33187
18338 | 13.26 | 1 | 365 | 15.1702 | 0.38683 | 15 | 0.55701
18427 | 5.2 | 1 | 365 | 5.9491 | 0.9164 | 6 | 0.86549
13999 | 5.61 | 1 | 365 | 6.4182 | 0.85597 | 7 | 0.27412
14497 | 6.63 | 1 | 365 | 7.5851 | 0.19341 | 7 | 0.77851
15041 | 2.805 | 1 | 365 | 3.2091 | 0.42798 | 3 | 0.63706
19453 | 8 | 1 | 365 | 9.1524 | 0.33293 | 9 | 0.48538
19752 | 5.46 | 1 | 365 | 6.2465 | 0.51222 | 6 | 0.75877
18967 | 9.435 | 1 | 365 | 10.7942 | 0.6214 | 11 | 0.41557
19695 | 12 | 1 | 365 | 13.7287 | 0.49939 | 14 | 0.22806
14293 | 14.28 | 1 | 365 | 16.3371 | 0.72428 | 17 | 0.061396
17965 | 9 | 1 | 365 | 10.2965 | 0.62454 | 10 | 0.92105
19165 | 8.215 | 1 | 365 | 9.3984 | 0.82563 | 10 | 0.22405
18968 | 6.5 | 1 | 365 | 7.4364 | 0.8955 | 8 | 0.33187
17363 | 9.945 | 1 | 365 | 11.3776 | 0.79012 | 12 | 0.16776
18685 | 3.64 | 1 | 365 | 4.1644 | 0.34148 | 4 | 0.50585
18965 | 6.12 | 1 | 365 | 7.0016 | 0.02469 | 7 | 0.026313
17571 | 11.22 | 1 | 365 | 12.8363 | 0.71193 | 13 | 0.54824
18875 | 4.335 | 1 | 365 | 4.9595 | 0.93416 | 5 | 0.89364
18890 | 13.52 | 1 | 365 | 15.4676 | 0.98265 | 16 | 0.45029
18964 | 7.28 | 1 | 365 | 8.3287 | 0.68296 | 9 | 0.011692
18647 | 9.81 | 1 | 365 | 11.2232 | 0.48075 | 11 | 0.70394
19756 | 5.1 | 1 | 365 | 5.8347 | 0.68724 | 6 | 0.52193
20781 | 9.388 | 1 | 365 | 10.7404 | 0.51369 | 11 | 0.25409
17615 | 11.7 | 1 | 365 | 13.3855 | 0.81191 | 14 | 0.19736
17630 | 5.865 | 1 | 365 | 6.7099 | 0.44033 | 7 | 0.15022
17692 | 7.28 | 1 | 365 | 8.3287 | 0.68296 | 9 | 0.011692
17701 | 5.98 | 1 | 365 | 6.8415 | 0.70386 | 7 | 0.54532
20773 | 5.5 | 1 | 365 | 6.2923 | 0.60389 | 6 | 0.8962
18388 | 3.12 | 1 | 365 | 3.5695 | 0.14984 | 3 | 0.7193
19509 | 14.04 | 1 | 365 | 16.0625 | 0.17429 | 16 | 0.23683
19912 | 8.32 | 1 | 365 | 9.5185 | 0.066245 | 9 | 0.58479
19914 | 3.57 | 1 | 365 | 4.0843 | 0.18107 | 4 | 0.26535
15160 | 6.63 | 1 | 365 | 7.5851 | 0.19341 | 7 | 0.77851
15164 | 4.335 | 1 | 365 | 4.9595 | 0.93416 | 5 | 0.89364
15749 | 2.805 | 1 | 365 | 3.2091 | 0.42798 | 3 | 0.63706
15856 | 4.335 | 1 | 365 | 4.9595 | 0.93416 | 5 | 0.89364
20279 | 5 | 1 | 365 | 5.7203 | 0.45808 | 6 | 0.17836
20295 | 2.805 | 1 | 365 | 3.2091 | 0.42798 | 3 | 0.63706
20354 | 6.885 | 1 | 365 | 7.8768 | 0.77778 | 8 | 0.6546
19915 | 16.32 | 1 | 365 | 18.671 | 0.39917 | 19 | 0.070167
20362 | 8.32 | 1 | 365 | 9.5185 | 0.066245 | 9 | 0.58479
20388 | 3.12 | 1 | 365 | 3.5695 | 0.14984 | 3 | 0.7193
19956 | 13.26 | 1 | 365 | 15.1702 | 0.38683 | 15 | 0.55701
20391 | 4.16 | 1 | 365 | 4.7593 | 0.53312 | 5 | 0.2924
19970 | 6.12 | 1 | 365 | 7.0016 | 0.02469 | 7 | 0.026313
20410 | 2.08 | 1 | 365 | 2.3796 | 0.76656 | 3 | 0.1462
19727 | 14.025 | 1 | 365 | 16.0454 | 0.13991 | 16 | 0.1853
19732 | 6.75 | 1 | 365 | 7.7224 | 0.46841 | 8 | 0.19079
18961 | 7.28 | 1 | 365 | 8.3287 | 0.68296 | 9 | 0.011692
18848 | 6.5 | 1 | 365 | 7.4364 | 0.8955 | 8 | 0.33187
19717 | 5.52 | 1 | 365 | 6.3152 | 0.64972 | 6 | 0.96491
19774 | 10.2 | 1 | 365 | 11.6694 | 0.37448 | 12 | 0.043854
18935 | 2.08 | 1 | 365 | 2.3796 | 0.76656 | 3 | 0.1462
19741 | 7.14 | 1 | 365 | 8.1686 | 0.36214 | 8 | 0.5307
19762 | 5.4 | 1 | 365 | 6.1779 | 0.37473 | 6 | 0.55263
18929 | 8.58 | 1 | 365 | 9.816 | 0.66207 | 10 | 0.47807
19691 | 8.4 | 1 | 365 | 9.6101 | 0.24957 | 9 | 0.85964
18926 | 13.005 | 1 | 365 | 14.8784 | 0.80247 | 15 | 0.68091
18946 | 3.38 | 1 | 365 | 3.8669 | 0.74566 | 4 | 0.61257
18944 | 4.16 | 1 | 365 | 4.7593 | 0.53312 | 5 | 0.2924
19865 | 9.12 | 1 | 365 | 10.4338 | 0.89954 | 11 | 0.33333
18933 | 5.2 | 1 | 365 | 5.9491 | 0.9164 | 6 | 0.86549
18941 | 4.08 | 1 | 365 | 4.6677 | 0.34979 | 5 | 0.017542
18927 | 5.98 | 1 | 365 | 6.8415 | 0.70386 | 7 | 0.54532
18956 | 4.16 | 1 | 365 | 4.7593 | 0.53312 | 5 | 0.2924
18930 | 6.12 | 1 | 365 | 7.0016 | 0.02469 | 7 | 0.026313
19801 | 5.72 | 1 | 365 | 6.544 | 0.10804 | 6 | 0.65204
19266 | 3.36 | 1 | 365 | 3.844 | 0.69983 | 4 | 0.54386
19747 | 4.845 | 1 | 365 | 5.543 | 0.10288 | 5 | 0.64583
15043 | 3.825 | 1 | 365 | 4.376 | 0.76543 | 5 | 0.14145
20374 | 5.25 | 1 | 365 | 6.0063 | 0.030984 | 6 | 0.037278
18620 | 13.005 | 1 | 365 | 14.8784 | 0.80247 | 15 | 0.68091
19455 | 3.64 | 1 | 365 | 4.1644 | 0.34148 | 4 | 0.50585
19461 | 8.84 | 1 | 365 | 10.1135 | 0.25789 | 10 | 0.37134
19467 | 5.72 | 1 | 365 | 6.544 | 0.10804 | 6 | 0.65204
19484 | 5.98 | 1 | 365 | 6.8415 | 0.70386 | 7 | 0.54532
19490 | 3.12 | 1 | 365 | 3.5695 | 0.14984 | 3 | 0.7193
20080 | 12.74 | 1 | 365 | 14.5753 | 0.19519 | 14 | 0.77046
19513 | 4.42 | 1 | 365 | 5.0567 | 0.12894 | 5 | 0.18567
20085 | 6.63 | 1 | 365 | 7.5851 | 0.19341 | 7 | 0.77851
20703 | 6.12 | 1 | 365 | 7.0016 | 0.02469 | 7 | 0.026313
20541 | 11.22 | 1 | 365 | 12.8363 | 0.71193 | 13 | 0.54824
20297 | 8.32 | 1 | 365 | 9.5185 | 0.066245 | 9 | 0.58479
20476 | 6.63 | 1 | 365 | 7.5851 | 0.19341 | 7 | 0.77851
20624 | 8.415 | 1 | 365 | 9.6272 | 0.28395 | 9 | 0.91118
20294 | 11.44 | 1 | 365 | 13.088 | 0.21609 | 13 | 0.30409
19268 | 8.58 | 1 | 365 | 9.816 | 0.66207 | 10 | 0.47807
20291 | 7.54 | 1 | 365 | 8.6262 | 0.27878 | 8 | 0.90497
19265 | 5.72 | 1 | 365 | 6.544 | 0.10804 | 6 | 0.65204
20284 | 8.84 | 1 | 365 | 10.1135 | 0.25789 | 10 | 0.37134
20287 | 11.7 | 1 | 365 | 13.3855 | 0.81191 | 14 | 0.19736
19270 | 6.24 | 1 | 365 | 7.1389 | 0.29968 | 7 | 0.43859
20543 | 5.775 | 1 | 365 | 6.6069 | 0.23408 | 6 | 0.84101
20280 | 10.66 | 1 | 365 | 12.1956 | 0.42863 | 12 | 0.62426
19256 | 9.69 | 1 | 365 | 11.0859 | 0.20576 | 11 | 0.29166
19254 | 6.76 | 1 | 365 | 7.7338 | 0.49132 | 8 | 0.22514
20336 | 7.65 | 1 | 365 | 8.752 | 0.53086 | 9 | 0.28289
20261 | 10.215 | 1 | 365 | 11.6865 | 0.40886 | 12 | 0.095389
19267 | 4.42 | 1 | 365 | 5.0567 | 0.12894 | 5 | 0.18567
20531 | 7.905 | 1 | 365 | 9.0438 | 0.11522 | 9 | 0.15899
20555 | 6.96 | 1 | 365 | 7.9626 | 0.94965 | 8 | 0.91228
20533 | 7.395 | 1 | 365 | 8.4603 | 0.9465 | 9 | 0.40679
20536 | 3.57 | 1 | 365 | 4.0843 | 0.18107 | 4 | 0.26535
18782 | 19.8 | 1 | 365 | 22.6523 | 0.374 | 23 | 0.026306
19253 | 7.02 | 1 | 365 | 8.0313 | 0.087144 | 8 | 0.11842
19382 | 54.34 | 0.9 | 365 | 55.9512 | 0.073772 | 56 | 0.024975
17526 | 10.66 | 1 | 365 | 12.1956 | 0.42863 | 12 | 0.62426
19251 | 4.845 | 1 | 365 | 5.543 | 0.10288 | 5 | 0.64583
14569 | 2.805 | 1 | 365 | 3.2091 | 0.42798 | 3 | 0.63706
20282 | 6.63 | 1 | 365 | 7.5851 | 0.19341 | 7 | 0.77851
15909 | 3.57 | 1 | 365 | 4.0843 | 0.18107 | 4 | 0.26535
20277 | 5.98 | 1 | 365 | 6.8415 | 0.70386 | 7 | 0.54532
15798 | 11.7 | 1 | 365 | 13.3855 | 0.81191 | 14 | 0.19736
16614 | 9.18 | 1 | 365 | 10.5024 | 0.037035 | 10 | 0.53947
19278 | 10.4 | 1 | 365 | 11.8982 | 0.83281 | 12 | 0.73099
17771 | 4.94 | 1 | 365 | 5.6516 | 0.32058 | 5 | 0.97222
20273 | 4.68 | 1 | 365 | 5.3542 | 0.72476 | 6 | 0.078945
20472 | 5.355 | 1 | 365 | 6.1264 | 0.2716 | 6 | 0.39802
20275 | 3.51 | 1 | 365 | 4.0156 | 0.043572 | 4 | 0.059209
19285 | 7.8 | 1 | 365 | 8.9236 | 0.8746 | 9 | 0.79824
20271 | 6.24 | 1 | 365 | 7.1389 | 0.29968 | 7 | 0.43859
20471 | 6.24 | 1 | 365 | 7.1389 | 0.29968 | 7 | 0.43859
19289 | 11.44 | 1 | 365 | 13.088 | 0.21609 | 13 | 0.30409
20467 | 5.98 | 1 | 365 | 6.8415 | 0.70386 | 7 | 0.54532
20464 | 5.61 | 1 | 365 | 6.4182 | 0.85597 | 7 | 0.27412
20227 | 2.86 | 1 | 365 | 3.272 | 0.55402 | 3 | 0.82602
20414 | 4.59 | 1 | 365 | 5.2512 | 0.51852 | 5 | 0.76973
17796 | 49.92 | 0.9 | 365 | 51.4001 | 0.95772 | 52 | 0.35787
20234 | 13.52 | 1 | 365 | 15.4676 | 0.98265 | 16 | 0.45029
20398 | 14.79 | 1 | 365 | 16.9206 | 0.893 | 17 | 0.81359
19250 | 11.44 | 1 | 365 | 13.088 | 0.21609 | 13 | 0.30409
20225 | 5.72 | 1 | 365 | 6.544 | 0.10804 | 6 | 0.65204
20857 | 8.84 | 1 | 365 | 10.1135 | 0.25789 | 10 | 0.37134
20832 | 5.98 | 1 | 365 | 6.8415 | 0.70386 | 7 | 0.54532
20557 | 9.18 | 1 | 365 | 10.5024 | 0.037035 | 10 | 0.53947
20848 | 4.68 | 1 | 365 | 5.3542 | 0.72476 | 6 | 0.078945
20851 | 3.64 | 1 | 365 | 4.1644 | 0.34148 | 4 | 0.50585
20219 | 10.71 | 1 | 365 | 12.2528 | 0.54321 | 12 | 0.79605
20558 | 6.875 | 1 | 365 | 7.8654 | 0.75486 | 8 | 0.62025
20221 | 4.94 | 1 | 365 | 5.6516 | 0.32058 | 5 | 0.97222
20845 | 2.86 | 1 | 365 | 3.272 | 0.55402 | 3 | 0.82602
20847 | 4.68 | 1 | 365 | 5.3542 | 0.72476 | 6 | 0.078945
20560 | 9.705 | 1 | 365 | 11.1031 | 0.24013 | 11 | 0.3432
19293 | 2 | 1 | 365 | 2.2881 | 0.58323 | 2 | 0.87134
20217 | 11.44 | 1 | 365 | 13.088 | 0.21609 | 13 | 0.30409
20003 | 14.04 | 1 | 365 | 16.0625 | 0.17429 | 16 | 0.23683
19298 | 2.205 | 1 | 365 | 2.5226 | 0.053013 | 2 | 0.57566
20359 | 4.68 | 1 | 365 | 5.3542 | 0.72476 | 6 | 0.078945
20347 | 4.68 | 1 | 365 | 5.3542 | 0.72476 | 6 | 0.078945
20212 | 14.04 | 1 | 365 | 16.0625 | 0.17429 | 16 | 0.23683
20345 | 7.02 | 1 | 365 | 8.0313 | 0.087144 | 8 | 0.11842
20862 | 6.5 | 1 | 365 | 7.4364 | 0.8955 | 8 | 0.33187
20343 | 8.84 | 1 | 365 | 10.1135 | 0.25789 | 10 | 0.37134
20213 | 10.66 | 1 | 365 | 12.1956 | 0.42863 | 12 | 0.62426
20326 | 6.24 | 1 | 365 | 7.1389 | 0.29968 | 7 | 0.43859
20329 | 6.76 | 1 | 365 | 7.7338 | 0.49132 | 8 | 0.22514
20204 | 3.06 | 1 | 365 | 3.5008 | 0.012345 | 3 | 0.51316
20322 | 6.5 | 1 | 365 | 7.4364 | 0.8955 | 8 | 0.33187
20323 | 3.9 | 1 | 365 | 4.4618 | 0.9373 | 5 | 0.39912
20208 | 2.55 | 1 | 365 | 2.9173 | 0.84362 | 3 | 0.76096
20321 | 13.26 | 1 | 365 | 15.1702 | 0.38683 | 15 | 0.55701
20207 | 9.18 | 1 | 365 | 10.5024 | 0.037035 | 10 | 0.53947
20316 | 7.02 | 1 | 365 | 8.0313 | 0.087144 | 8 | 0.11842
20205 | 8.415 | 1 | 365 | 9.6272 | 0.28395 | 9 | 0.91118
20317 | 5.72 | 1 | 365 | 6.544 | 0.10804 | 6 | 0.65204
20319 | 3.12 | 1 | 365 | 3.5695 | 0.14984 | 3 | 0.7193
20315 | 7.02 | 1 | 365 | 8.0313 | 0.087144 | 8 | 0.11842
17647 | 5.2 | 1 | 365 | 5.9491 | 0.9164 | 6 | 0.86549
20314 | 7.8 | 1 | 365 | 8.9236 | 0.8746 | 9 | 0.79824
17477 | 5.865 | 1 | 365 | 6.7099 | 0.44033 | 7 | 0.15022
20312 | 3.38 | 1 | 365 | 3.8669 | 0.74566 | 4 | 0.61257
20307 | 3.9 | 1 | 365 | 4.4618 | 0.9373 | 5 | 0.39912
17370 | 9.135 | 1 | 365 | 10.451 | 0.93391 | 11 | 0.38486
20308 | 2.6 | 1 | 365 | 2.9745 | 0.9582 | 3 | 0.93275
20306 | 10.4 | 1 | 365 | 11.8982 | 0.83281 | 12 | 0.73099
20196 | 4.94 | 1 | 365 | 5.6516 | 0.32058 | 5 | 0.97222
20559 | 6.725 | 1 | 365 | 7.6938 | 0.41112 | 8 | 0.10489
20305 | 7.395 | 1 | 365 | 8.4603 | 0.9465 | 9 | 0.40679
20201 | 8.06 | 1 | 365 | 9.2211 | 0.47042 | 9 | 0.69152
20302 | 6.12 | 1 | 365 | 7.0016 | 0.02469 | 7 | 0.026313
20298 | 5.1 | 1 | 365 | 5.8347 | 0.68724 | 6 | 0.52193
20296 | 10.14 | 1 | 365 | 11.6007 | 0.23699 | 11 | 0.83771
15169 | 12.495 | 1 | 365 | 14.295 | 0.63374 | 14 | 0.92872
17936 | 8.84 | 1 | 365 | 10.1135 | 0.25789 | 10 | 0.37134
20181 | 6.5 | 1 | 365 | 7.4364 | 0.8955 | 8 | 0.33187
19273 | 5.46 | 1 | 365 | 6.2465 | 0.51222 | 6 | 0.75877
20198 | 13.515 | 1 | 365 | 15.4619 | 0.97119 | 16 | 0.43311
19248 | 11.7 | 1 | 365 | 13.3855 | 0.81191 | 14 | 0.19736
19240 | 2.08 | 1 | 365 | 2.3796 | 0.76656 | 3 | 0.1462
20180 | 4.42 | 1 | 365 | 5.0567 | 0.12894 | 5 | 0.18567
17938 | 2.55 | 1 | 365 | 2.9173 | 0.84362 | 3 | 0.76096
20177 | 14.56 | 1 | 365 | 16.6575 | 0.36593 | 17 | 0.023384
17951 | 5.2 | 1 | 365 | 5.9491 | 0.9164 | 6 | 0.86549
15137 | 2.805 | 1 | 365 | 3.2091 | 0.42798 | 3 | 0.63706
19232 | 6.76 | 1 | 365 | 7.7338 | 0.49132 | 8 | 0.22514
18182 | 10.26 | 1 | 365 | 11.738 | 0.51198 | 12 | 0.24999
20183 | 8.06 | 1 | 365 | 9.2211 | 0.47042 | 9 | 0.69152
18955 | 9.705 | 1 | 365 | 11.1031 | 0.24013 | 11 | 0.3432
20178 | 10.6 | 1 | 365 | 12.127 | 0.29113 | 12 | 0.41812
20175 | 6.625 | 1 | 365 | 7.5794 | 0.18196 | 7 | 0.76133
20173 | 2.6 | 1 | 365 | 2.9745 | 0.9582 | 3 | 0.93275
20171 | 3.9 | 1 | 365 | 4.4618 | 0.9373 | 5 | 0.39912
18168 | 9.36 | 1 | 365 | 10.7084 | 0.44953 | 11 | 0.15789
18166 | 8.06 | 1 | 365 | 9.2211 | 0.47042 | 9 | 0.69152
18167 | 5.72 | 1 | 365 | 6.544 | 0.10804 | 6 | 0.65204
19231 | 4.42 | 1 | 365 | 5.0567 | 0.12894 | 5 | 0.18567
20169 | 9.945 | 1 | 365 | 11.3776 | 0.79012 | 12 | 0.16776
18165 | 4.42 | 1 | 365 | 5.0567 | 0.12894 | 5 | 0.18567
19229 | 2.34 | 1 | 365 | 2.6771 | 0.36238 | 3 | 0.039472
18155 | 2.86 | 1 | 365 | 3.272 | 0.55402 | 3 | 0.82602
20166 | 9.36 | 1 | 365 | 10.7084 | 0.44953 | 11 | 0.15789
20556 | 5.355 | 1 | 365 | 6.1264 | 0.2716 | 6 | 0.39802
18156 | 3.64 | 1 | 365 | 4.1644 | 0.34148 | 4 | 0.50585
18158 | 11.96 | 1 | 365 | 13.6829 | 0.40773 | 14 | 0.090637
19230 | 3.9 | 1 | 365 | 4.4618 | 0.9373 | 5 | 0.39912
18148 | 4.42 | 1 | 365 | 5.0567 | 0.12894 | 5 | 0.18567
19237 | 7.65 | 1 | 365 | 8.752 | 0.53086 | 9 | 0.28289
18152 | 2.34 | 1 | 365 | 2.6771 | 0.36238 | 3 | 0.039472
19241 | 10.965 | 1 | 365 | 12.5446 | 0.12757 | 12 | 0.67214
18147 | 4.42 | 1 | 365 | 5.0567 | 0.12894 | 5 | 0.18567
18142 | 2.34 | 1 | 365 | 2.6771 | 0.36238 | 3 | 0.039472
18138 | 8.84 | 1 | 365 | 10.1135 | 0.25789 | 10 | 0.37134
18136 | 12.22 | 1 | 365 | 13.9804 | 0.0035475 | 13 | 0.98391
18125 | 7.02 | 1 | 365 | 8.0313 | 0.087144 | 8 | 0.11842
18127 | 6.5 | 1 | 365 | 7.4364 | 0.8955 | 8 | 0.33187
18123 | 3.12 | 1 | 365 | 3.5695 | 0.14984 | 3 | 0.7193
15069 | 6.375 | 1 | 365 | 7.2934 | 0.60905 | 7 | 0.90241
17989 | 4.94 | 1 | 365 | 5.6516 | 0.32058 | 5 | 0.97222
17816 | 5.98 | 1 | 365 | 6.8415 | 0.70386 | 7 | 0.54532
15890 | 6.63 | 1 | 365 | 7.5851 | 0.19341 | 7 | 0.77851
20564 | 8.705 | 1 | 365 | 9.959 | 0.94852 | 10 | 0.90752
20565 | 10.455 | 1 | 365 | 11.9611 | 0.95885 | 12 | 0.91995
14736 | 3.825 | 1 | 365 | 4.376 | 0.76543 | 5 | 0.14145
13591 | 5.355 | 1 | 365 | 6.1264 | 0.2716 | 6 | 0.39802
18299 | 4.42 | 1 | 365 | 5.0567 | 0.12894 | 5 | 0.18567
18302 | 9.1 | 1 | 365 | 10.4109 | 0.85371 | 11 | 0.26462
18290 | 5.46 | 1 | 365 | 6.2465 | 0.51222 | 6 | 0.75877
18293 | 1.53 | 1 | 365 | 1.7504 | 0.50617 | 2 | 0.25658
18296 | 7.14 | 1 | 365 | 8.1686 | 0.36214 | 8 | 0.5307
18307 | 6.76 | 1 | 365 | 7.7338 | 0.49132 | 8 | 0.22514
20673 | 4.42 | 1 | 365 | 5.0567 | 0.12894 | 5 | 0.18567
20671 | 5.2 | 1 | 365 | 5.9491 | 0.9164 | 6 | 0.86549
20672 | 4.68 | 1 | 365 | 5.3542 | 0.72476 | 6 | 0.078945
20670 | 6.12 | 1 | 365 | 7.0016 | 0.02469 | 7 | 0.026313
20669 | 4.16 | 1 | 365 | 4.7593 | 0.53312 | 5 | 0.2924
20668 | 4.68 | 1 | 365 | 5.3542 | 0.72476 | 6 | 0.078945
20667 | 4.94 | 1 | 365 | 5.6516 | 0.32058 | 5 | 0.97222
20666 | 4.16 | 1 | 365 | 4.7593 | 0.53312 | 5 | 0.2924
17340 | 4.68 | 1 | 365 | 5.3542 | 0.72476 | 6 | 0.078945
20680 | 5.1 | 1 | 365 | 5.8347 | 0.68724 | 6 | 0.52193
19921 | 6.24 | 1 | 365 | 7.1389 | 0.29968 | 7 | 0.43859
19922 | 6.24 | 1 | 365 | 7.1389 | 0.29968 | 7 | 0.43859
19920 | 12.48 | 1 | 365 | 14.2778 | 0.59937 | 14 | 0.87719
19388 | 5.2 | 1 | 365 | 5.9491 | 0.9164 | 6 | 0.86549
19393 | 3.38 | 1 | 365 | 3.8669 | 0.74566 | 4 | 0.61257
19233 | 2.805 | 1 | 365 | 3.2091 | 0.42798 | 3 | 0.63706
19384 | 6.5 | 1 | 365 | 7.4364 | 0.8955 | 8 | 0.33187
19916 | 7.29 | 1 | 365 | 8.3402 | 0.70588 | 9 | 0.046049
19380 | 5.2 | 1 | 365 | 5.9491 | 0.9164 | 6 | 0.86549
19379 | 18.36 | 1 | 365 | 21.0049 | 0.07407 | 21 | 0.078938
19910 | 3.57 | 1 | 365 | 4.0843 | 0.18107 | 4 | 0.26535
19337 | 6.76 | 1 | 365 | 7.7338 | 0.49132 | 8 | 0.22514
19245 | 3.9 | 1 | 365 | 4.4618 | 0.9373 | 5 | 0.39912
19909 | 5.2 | 1 | 365 | 5.9491 | 0.9164 | 6 | 0.86549
19911 | 8.06 | 1 | 365 | 9.2211 | 0.47042 | 9 | 0.69152
19420 | 7.54 | 1 | 365 | 8.6262 | 0.27878 | 8 | 0.90497
19243 | 5.72 | 1 | 365 | 6.544 | 0.10804 | 6 | 0.65204
19419 | 10.14 | 1 | 365 | 11.6007 | 0.23699 | 11 | 0.83771
19417 | 3.9 | 1 | 365 | 4.4618 | 0.9373 | 5 | 0.39912
19247 | 6.5 | 1 | 365 | 7.4364 | 0.8955 | 8 | 0.33187
19908 | 5.2 | 1 | 365 | 5.9491 | 0.9164 | 6 | 0.86549
19413 | 6.24 | 1 | 365 | 7.1389 | 0.29968 | 7 | 0.43859
19418 | 12.22 | 1 | 365 | 13.9804 | 0.0035475 | 13 | 0.98391
19414 | 6.76 | 1 | 365 | 7.7338 | 0.49132 | 8 | 0.22514
19412 | 3.71 | 1 | 365 | 4.2444 | 0.5019 | 4 | 0.74634
19411 | 3.9 | 1 | 365 | 4.4618 | 0.9373 | 5 | 0.39912
19408 | 8.06 | 1 | 365 | 9.2211 | 0.47042 | 9 | 0.69152
19907 | 6.76 | 1 | 365 | 7.7338 | 0.49132 | 8 | 0.22514
19906 | 4.16 | 1 | 365 | 4.7593 | 0.53312 | 5 | 0.2924
19401 | 7.54 | 1 | 365 | 8.6262 | 0.27878 | 8 | 0.90497
19394 | 9.62 | 1 | 365 | 11.0058 | 0.045346 | 11 | 0.051165
19903 | 7.56 | 1 | 365 | 8.6491 | 0.32462 | 8 | 0.97368
19391 | 5.46 | 1 | 365 | 6.2465 | 0.51222 | 6 | 0.75877
19904 | 4.68 | 1 | 365 | 5.3542 | 0.72476 | 6 | 0.078945
19901 | 3.64 | 1 | 365 | 4.1644 | 0.34148 | 4 | 0.50585
19381 | 3.9 | 1 | 365 | 4.4618 | 0.9373 | 5 | 0.39912
19305 | 16.9 | 1 | 365 | 19.3345 | 0.72831 | 20 | 0.062857
19595 | 7.28 | 1 | 365 | 8.3287 | 0.68296 | 9 | 0.011692
19598 | 4.68 | 1 | 365 | 5.3542 | 0.72476 | 6 | 0.078945
19900 | 11.18 | 1 | 365 | 12.7905 | 0.62027 | 13 | 0.41081
19895 | 4.68 | 1 | 365 | 5.3542 | 0.72476 | 6 | 0.078945
19601 | 3.64 | 1 | 365 | 4.1644 | 0.34148 | 4 | 0.50585
19893 | 8.32 | 1 | 365 | 9.5185 | 0.066245 | 9 | 0.58479
19891 | 2.16 | 1 | 365 | 2.4712 | 0.94989 | 3 | 0.42105
19386 | 3.38 | 1 | 365 | 3.8669 | 0.74566 | 4 | 0.61257
19437 | 10.2 | 1 | 365 | 11.6694 | 0.37448 | 12 | 0.043854
15619 | 8.58 | 1 | 365 | 9.816 | 0.66207 | 10 | 0.47807
19878 | 10.92 | 1 | 365 | 12.4931 | 0.024447 | 12 | 0.51754
19402 | 9.36 | 1 | 365 | 10.7084 | 0.44953 | 11 | 0.15789
19873 | 7.02 | 1 | 365 | 8.0313 | 0.087144 | 8 | 0.11842
19645 | 7.02 | 1 | 365 | 8.0313 | 0.087144 | 8 | 0.11842
19861 | 4.42 | 1 | 365 | 5.0567 | 0.12894 | 5 | 0.18567
19640 | 6.24 | 1 | 365 | 7.1389 | 0.29968 | 7 | 0.43859
19858 | 13.52 | 1 | 365 | 15.4676 | 0.98265 | 16 | 0.45029
19855 | 6.76 | 1 | 365 | 7.7338 | 0.49132 | 8 | 0.22514
19853 | 4.94 | 1 | 365 | 5.6516 | 0.32058 | 5 | 0.97222
19849 | 7.54 | 1 | 365 | 8.6262 | 0.27878 | 8 | 0.90497
19433 | 5.46 | 1 | 365 | 6.2465 | 0.51222 | 6 | 0.75877
19492 | 4.42 | 1 | 365 | 5.0567 | 0.12894 | 5 | 0.18567
19823 | 4.68 | 1 | 365 | 5.3542 | 0.72476 | 6 | 0.078945
19428 | 4.68 | 1 | 365 | 5.3542 | 0.72476 | 6 | 0.078945
19841 | 3.12 | 1 | 365 | 3.5695 | 0.14984 | 3 | 0.7193
19425 | 6.24 | 1 | 365 | 7.1389 | 0.29968 | 7 | 0.43859
19834 | 9.36 | 1 | 365 | 10.7084 | 0.44953 | 11 | 0.15789
19436 | 6.24 | 1 | 365 | 7.1389 | 0.29968 | 7 | 0.43859
19427 | 8.415 | 1 | 365 | 9.6272 | 0.28395 | 9 | 0.91118
19819 | 4.42 | 1 | 365 | 5.0567 | 0.12894 | 5 | 0.18567
19820 | 6.67 | 1 | 365 | 7.6309 | 0.28508 | 7 | 0.91593
19817 | 10.92 | 1 | 365 | 12.4931 | 0.024447 | 12 | 0.51754
19818 | 6.12 | 1 | 365 | 7.0016 | 0.02469 | 7 | 0.026313
20923 | 8.1 | 1 | 365 | 9.2669 | 0.56209 | 9 | 0.82894
20916 | 4.42 | 1 | 365 | 5.0567 | 0.12894 | 5 | 0.18567
20919 | 8.32 | 1 | 365 | 9.5185 | 0.066245 | 9 | 0.58479
20913 | 10.4 | 1 | 365 | 11.8982 | 0.83281 | 12 | 0.73099
20907 | 11.44 | 1 | 365 | 13.088 | 0.21609 | 13 | 0.30409
19812 | 2.915 | 1 | 365 | 3.3349 | 0.68006 | 4 | 0.014984
20903 | 6.76 | 1 | 365 | 7.7338 | 0.49132 | 8 | 0.22514
19807 | 7.8 | 1 | 365 | 8.9236 | 0.8746 | 9 | 0.79824
19809 | 4.16 | 1 | 365 | 4.7593 | 0.53312 | 5 | 0.2924
20898 | 8.32 | 1 | 365 | 9.5185 | 0.066245 | 9 | 0.58479
19803 | 13.26 | 1 | 365 | 15.1702 | 0.38683 | 15 | 0.55701
19806 | 7.02 | 1 | 365 | 8.0313 | 0.087144 | 8 | 0.11842
20874 | 6.76 | 1 | 365 | 7.7338 | 0.49132 | 8 | 0.22514
20897 | 10.455 | 1 | 365 | 11.9611 | 0.95885 | 12 | 0.91995
20809 | 13 | 1 | 365 | 14.8727 | 0.79101 | 15 | 0.66374
19799 | 3.9 | 1 | 365 | 4.4618 | 0.9373 | 5 | 0.39912
20895 | 9.1 | 1 | 365 | 10.4109 | 0.85371 | 11 | 0.26462
20850 | 9.88 | 1 | 365 | 11.3033 | 0.64117 | 11 | 0.94444
20889 | 4.42 | 1 | 365 | 5.0567 | 0.12894 | 5 | 0.18567
20849 | 11.96 | 1 | 365 | 13.6829 | 0.40773 | 14 | 0.090637
19782 | 9.88 | 1 | 365 | 11.3033 | 0.64117 | 11 | 0.94444
20886 | 8.32 | 1 | 365 | 9.5185 | 0.066245 | 9 | 0.58479
20839 | 8.84 | 1 | 365 | 10.1135 | 0.25789 | 10 | 0.37134
19778 | 5.46 | 1 | 365 | 6.2465 | 0.51222 | 6 | 0.75877
19791 | 7.28 | 1 | 365 | 8.3287 | 0.68296 | 9 | 0.011692
20655 | 2.6 | 1 | 365 | 2.9745 | 0.9582 | 3 | 0.93275
20644 | 10.455 | 1 | 365 | 11.9611 | 0.95885 | 12 | 0.91995
20965 | 4.68 | 1 | 365 | 5.3542 | 0.72476 | 6 | 0.078945
20623 | 11.96 | 1 | 365 | 13.6829 | 0.40773 | 14 | 0.090637
17964 | 12.495 | 1 | 365 | 14.295 | 0.63374 | 14 | 0.92872
20968 | 7.905 | 1 | 365 | 9.0438 | 0.11522 | 9 | 0.15899
14631 | 7.905 | 1 | 365 | 9.0438 | 0.11522 | 9 | 0.15899
17375 | 16 | 1 | 365 | 18.3049 | 0.66586 | 18 | 0.97075
15872 | 3.38 | 1 | 365 | 3.8669 | 0.74566 | 4 | 0.61257
14887 | 5.39 | 1 | 365 | 6.1665 | 0.35181 | 6 | 0.51827
14648 | 11.73 | 1 | 365 | 13.4198 | 0.88066 | 14 | 0.30043
21045 | 6.63 | 1 | 365 | 7.5851 | 0.19341 | 7 | 0.77851
14697 | 3.185 | 1 | 365 | 3.6438 | 0.2988 | 3 | 0.94262
14768 | 7.395 | 1 | 365 | 8.4603 | 0.9465 | 9 | 0.40679
21050 | 10.545 | 1 | 365 | 12.0641 | 0.16509 | 12 | 0.22916
21052 | 14.7 | 1 | 365 | 16.8176 | 0.68676 | 17 | 0.50438
21053 | 12.42 | 1 | 365 | 14.2092 | 0.46187 | 14 | 0.67105
20622 | 5.72 | 1 | 365 | 6.544 | 0.10804 | 6 | 0.65204
20620 | 4.16 | 1 | 365 | 4.7593 | 0.53312 | 5 | 0.2924
20619 | 4.42 | 1 | 365 | 5.0567 | 0.12894 | 5 | 0.18567
20572 | 5.04 | 1 | 365 | 5.766 | 0.54974 | 6 | 0.31579
20618 | 4.59 | 1 | 365 | 5.2512 | 0.51852 | 5 | 0.76973
20614 | 13.26 | 1 | 365 | 15.1702 | 0.38683 | 15 | 0.55701
20892 | 2.805 | 1 | 365 | 3.2091 | 0.42798 | 3 | 0.63706
20603 | 7.02 | 1 | 365 | 8.0313 | 0.087144 | 8 | 0.11842
20599 | 4.42 | 1 | 365 | 5.0567 | 0.12894 | 5 | 0.18567
21065 | 6 | 1 | 365 | 6.8643 | 0.7497 | 7 | 0.61403
21022 | 4.08 | 1 | 365 | 4.6677 | 0.34979 | 5 | 0.017542
21074 | 8.68 | 1 | 365 | 9.9304 | 0.89123 | 10 | 0.82163
21064 | 5.47 | 1 | 365 | 6.258 | 0.53514 | 6 | 0.79313
21076 | 9.88 | 1 | 365 | 11.3033 | 0.64117 | 11 | 0.94444
21081 | 7.8 | 1 | 365 | 8.9236 | 0.8746 | 9 | 0.79824
21082 | 9.52 | 1 | 365 | 10.8914 | 0.81618 | 11 | 0.7076
20120 | 7.28 | 1 | 365 | 8.3287 | 0.68296 | 9 | 0.011692
21087 | 21.42 | 1 | 365 | 24.5057 | 0.086415 | 24 | 0.59209
19212 | 3.38 | 1 | 365 | 3.8669 | 0.74566 | 4 | 0.61257
20118 | 12.74 | 1 | 365 | 14.5753 | 0.19519 | 14 | 0.77046
21088 | 5.355 | 1 | 365 | 6.1264 | 0.2716 | 6 | 0.39802
20114 | 5.355 | 1 | 365 | 6.1264 | 0.2716 | 6 | 0.39802
20113 | 8.84 | 1 | 365 | 10.1135 | 0.25789 | 10 | 0.37134
21090 | 6.885 | 1 | 365 | 7.8768 | 0.77778 | 8 | 0.6546
20110 | 4.94 | 1 | 365 | 5.6516 | 0.32058 | 5 | 0.97222
23102 | 7.2 | 1 | 365 | 8.2372 | 0.49964 | 8 | 0.73684
20108 | 3.57 | 1 | 365 | 4.0843 | 0.18107 | 4 | 0.26535
19215 | 9.1 | 1 | 365 | 10.4109 | 0.85371 | 11 | 0.26462
21095 | 4.68 | 1 | 365 | 5.3542 | 0.72476 | 6 | 0.078945
20105 | 7.02 | 1 | 365 | 8.0313 | 0.087144 | 8 | 0.11842
23463 | 9.45 | 1 | 365 | 10.8113 | 0.65577 | 11 | 0.4671
21096 | 4.68 | 1 | 365 | 5.3542 | 0.72476 | 6 | 0.078945
19216 | 3.64 | 1 | 365 | 4.1644 | 0.34148 | 4 | 0.50585
20098 | 5.72 | 1 | 365 | 6.544 | 0.10804 | 6 | 0.65204
21100 | 9.88 | 1 | 365 | 11.3033 | 0.64117 | 11 | 0.94444
20091 | 7.8 | 1 | 365 | 8.9236 | 0.8746 | 9 | 0.79824
21110 | 6.5 | 1 | 365 | 7.4364 | 0.8955 | 8 | 0.33187
20097 | 5.98 | 1 | 365 | 6.8415 | 0.70386 | 7 | 0.54532
20095 | 2.86 | 1 | 365 | 3.272 | 0.55402 | 3 | 0.82602
21113 | 4.42 | 1 | 365 | 5.0567 | 0.12894 | 5 | 0.18567
19214 | 8.67 | 1 | 365 | 9.919 | 0.86831 | 10 | 0.78728
20094 | 5.61 | 1 | 365 | 6.4182 | 0.85597 | 7 | 0.27412
21114 | 10.66 | 1 | 365 | 12.1956 | 0.42863 | 12 | 0.62426
19217 | 3.64 | 1 | 365 | 4.1644 | 0.34148 | 4 | 0.50585
21116 | 4.68 | 1 | 365 | 5.3542 | 0.72476 | 6 | 0.078945
20092 | 7.65 | 1 | 365 | 8.752 | 0.53086 | 9 | 0.28289
20593 | 6.24 | 1 | 365 | 7.1389 | 0.29968 | 7 | 0.43859
20087 | 7.02 | 1 | 365 | 8.0313 | 0.087144 | 8 | 0.11842
21117 | 7.28 | 1 | 365 | 8.3287 | 0.68296 | 9 | 0.011692
20594 | 11.7 | 1 | 365 | 13.3855 | 0.81191 | 14 | 0.19736
19218 | 10.92 | 1 | 365 | 12.4931 | 0.024447 | 12 | 0.51754
20587 | 5.2 | 1 | 365 | 5.9491 | 0.9164 | 6 | 0.86549
21120 | 3.9 | 1 | 365 | 4.4618 | 0.9373 | 5 | 0.39912
20089 | 5.98 | 1 | 365 | 6.8415 | 0.70386 | 7 | 0.54532
21122 | 12.3 | 1 | 365 | 14.0719 | 0.18688 | 14 | 0.25877
20041 | 12.22 | 1 | 365 | 13.9804 | 0.0035475 | 13 | 0.98391
21123 | 8.54 | 1 | 365 | 9.7702 | 0.5704 | 10 | 0.34064
20038 | 3.64 | 1 | 365 | 4.1644 | 0.34148 | 4 | 0.50585
20591 | 5.46 | 1 | 365 | 6.2465 | 0.51222 | 6 | 0.75877
20035 | 8.415 | 1 | 365 | 9.6272 | 0.28395 | 9 | 0.91118
21127 | 5.4 | 1 | 365 | 6.1779 | 0.37473 | 6 | 0.55263
20583 | 4.68 | 1 | 365 | 5.3542 | 0.72476 | 6 | 0.078945
20015 | 9.1 | 1 | 365 | 10.4109 | 0.85371 | 11 | 0.26462
20582 | 5.72 | 1 | 365 | 6.544 | 0.10804 | 6 | 0.65204
20027 | 4.335 | 1 | 365 | 4.9595 | 0.93416 | 5 | 0.89364
20571 | 6.24 | 1 | 365 | 7.1389 | 0.29968 | 7 | 0.43859
20008 | 5.98 | 1 | 365 | 6.8415 | 0.70386 | 7 | 0.54532
19297 | 4.16 | 1 | 365 | 4.7593 | 0.53312 | 5 | 0.2924
21128 | 6.975 | 1 | 365 | 7.9798 | 0.98402 | 8 | 0.96381
20001 | 7.28 | 1 | 365 | 8.3287 | 0.68296 | 9 | 0.011692
21130 | 3.92 | 1 | 365 | 4.4847 | 0.98313 | 5 | 0.46783
19998 | 5.61 | 1 | 365 | 6.4182 | 0.85597 | 7 | 0.27412
20569 | 3.64 | 1 | 365 | 4.1644 | 0.34148 | 4 | 0.50585
21131 | 5.795 | 1 | 365 | 6.6298 | 0.27991 | 6 | 0.90972
19992 | 4.42 | 1 | 365 | 5.0567 | 0.12894 | 5 | 0.18567
19220 | 4.42 | 1 | 365 | 5.0567 | 0.12894 | 5 | 0.18567
20377 | 5.865 | 1 | 365 | 6.7099 | 0.44033 | 7 | 0.15022
19985 | 6.12 | 1 | 365 | 7.0016 | 0.02469 | 7 | 0.026313
19982 | 6.76 | 1 | 365 | 7.7338 | 0.49132 | 8 | 0.22514
19975 | 7.28 | 1 | 365 | 8.3287 | 0.68296 | 9 | 0.011692
19969 | 6.63 | 1 | 365 | 7.5851 | 0.19341 | 7 | 0.77851
21132 | 12.1 | 1 | 365 | 13.8431 | 0.72855 | 14 | 0.57163
19971 | 10.92 | 1 | 365 | 12.4931 | 0.024447 | 12 | 0.51754
19223 | 4.16 | 1 | 365 | 4.7593 | 0.53312 | 5 | 0.2924
19961 | 7.02 | 1 | 365 | 8.0313 | 0.087144 | 8 | 0.11842
19955 | 5.46 | 1 | 365 | 6.2465 | 0.51222 | 6 | 0.75877
19950 | 9.54 | 1 | 365 | 10.9143 | 0.86202 | 11 | 0.77631
19947 | 7.65 | 1 | 365 | 8.752 | 0.53086 | 9 | 0.28289
21133 | 8.28 | 1 | 365 | 9.4728 | 0.97458 | 10 | 0.44736
19228 | 10.66 | 1 | 365 | 12.1956 | 0.42863 | 12 | 0.62426
21135 | 7.84 | 1 | 365 | 8.9694 | 0.96627 | 9 | 0.93567
19939 | 3.825 | 1 | 365 | 4.376 | 0.76543 | 5 | 0.14145
21136 | 9.12 | 1 | 365 | 10.4338 | 0.89954 | 11 | 0.33333
19934 | 10.4 | 1 | 365 | 11.8982 | 0.83281 | 12 | 0.73099
19933 | 7.54 | 1 | 365 | 8.6262 | 0.27878 | 8 | 0.90497
21139 | 5.6 | 1 | 365 | 6.4067 | 0.83305 | 7 | 0.23976
19410 | 8.06 | 1 | 365 | 9.2211 | 0.47042 | 9 | 0.69152
21141 | 8.16 | 1 | 365 | 9.3355 | 0.69959 | 10 | 0.035084
19928 | 7.8 | 1 | 365 | 8.9236 | 0.8746 | 9 | 0.79824
21079 | 6.05 | 1 | 365 | 6.9215 | 0.86428 | 7 | 0.78582
19923 | 5.98 | 1 | 365 | 6.8415 | 0.70386 | 7 | 0.54532
19397 | 5.72 | 1 | 365 | 6.544 | 0.10804 | 6 | 0.65204
21165 | 12.495 | 1 | 365 | 14.295 | 0.63374 | 14 | 0.92872
21166 | 6.76 | 1 | 365 | 7.7338 | 0.49132 | 8 | 0.22514
21171 | 3.12 | 1 | 365 | 3.5695 | 0.14984 | 3 | 0.7193
21170 | 6.885 | 1 | 365 | 7.8768 | 0.77778 | 8 | 0.6546
21175 | 9.36 | 1 | 365 | 10.7084 | 0.44953 | 11 | 0.15789
20528 | 5.98 | 1 | 365 | 6.8415 | 0.70386 | 7 | 0.54532
21176 | 8.84 | 1 | 365 | 10.1135 | 0.25789 | 10 | 0.37134
21178 | 13 | 1 | 365 | 14.8727 | 0.79101 | 15 | 0.66374
20527 | 4.94 | 1 | 365 | 5.6516 | 0.32058 | 5 | 0.97222
20379 | 4.08 | 1 | 365 | 4.6677 | 0.34979 | 5 | 0.017542
18818 | 11.25 | 1 | 365 | 12.8706 | 0.78068 | 13 | 0.65131
20193 | 10 | 1 | 365 | 11.4406 | 0.91616 | 12 | 0.35672
20526 | 3.12 | 1 | 365 | 3.5695 | 0.14984 | 3 | 0.7193
20525 | 6.24 | 1 | 365 | 7.1389 | 0.29968 | 7 | 0.43859
20380 | 6.375 | 1 | 365 | 7.2934 | 0.60905 | 7 | 0.90241
20185 | 12.32 | 1 | 365 | 14.0948 | 0.23271 | 14 | 0.32748
18336 | 13 | 1 | 365 | 14.8727 | 0.79101 | 15 | 0.66374
18329 | 8.06 | 1 | 365 | 9.2211 | 0.47042 | 9 | 0.69152
18331 | 9.62 | 1 | 365 | 11.0058 | 0.045346 | 11 | 0.051165
18332 | 5.98 | 1 | 365 | 6.8415 | 0.70386 | 7 | 0.54532
18433 | 4.42 | 1 | 365 | 5.0567 | 0.12894 | 5 | 0.18567
18431 | 9.69 | 1 | 365 | 11.0859 | 0.20576 | 11 | 0.29166
18430 | 2.6 | 1 | 365 | 2.9745 | 0.9582 | 3 | 0.93275
18424 | 4.94 | 1 | 365 | 5.6516 | 0.32058 | 5 | 0.97222
19770 | 14.28 | 1 | 365 | 16.3371 | 0.72428 | 17 | 0.061396
20057 | 7.56 | 1 | 365 | 8.6491 | 0.32462 | 8 | 0.97368
21181 | 7.02 | 1 | 365 | 8.0313 | 0.087144 | 8 | 0.11842
21167 | 9.96 | 1 | 365 | 11.3948 | 0.8245 | 12 | 0.21929
21182 | 8.925 | 1 | 365 | 10.2107 | 0.45267 | 10 | 0.66337
21185 | 7.28 | 1 | 365 | 8.3287 | 0.68296 | 9 | 0.011692
18421 | 7.8 | 1 | 365 | 8.9236 | 0.8746 | 9 | 0.79824
21145 | 6.6 | 1 | 365 | 7.5508 | 0.12467 | 7 | 0.67544
14158 | 15.045 | 1 | 365 | 17.2123 | 0.47736 | 17 | 0.68969
21193 | 4.08 | 1 | 365 | 4.6677 | 0.34979 | 5 | 0.017542
21143 | 7.5 | 1 | 365 | 8.5804 | 0.18712 | 8 | 0.76754
21154 | 6.72 | 1 | 365 | 7.6881 | 0.39966 | 8 | 0.087716
21164 | 7.245 | 1 | 365 | 8.2887 | 0.60276 | 8 | 0.89144
21168 | 6.72 | 1 | 365 | 7.6881 | 0.39966 | 8 | 0.087716
21172 | 8.502 | 1 | 365 | 9.7268 | 0.48332 | 10 | 0.21008
21174 | 6.9 | 1 | 365 | 7.894 | 0.81215 | 8 | 0.70614
21177 | 14.49 | 1 | 365 | 16.5774 | 0.20552 | 16 | 0.78289
21195 | 10.4 | 1 | 365 | 11.8982 | 0.83281 | 12 | 0.73099
21199 | 4.68 | 1 | 365 | 5.3542 | 0.72476 | 6 | 0.078945
21197 | 9.88 | 1 | 365 | 11.3033 | 0.64117 | 11 | 0.94444
21202 | 8.32 | 1 | 365 | 9.5185 | 0.066245 | 9 | 0.58479
21204 | 8.16 | 1 | 365 | 9.3355 | 0.69959 | 10 | 0.035084
21031 | 3.64 | 1 | 365 | 4.1644 | 0.34148 | 4 | 0.50585
21033 | 2.86 | 1 | 365 | 3.272 | 0.55402 | 3 | 0.82602
21036 | 3.12 | 1 | 365 | 3.5695 | 0.14984 | 3 | 0.7193
21040 | 9.435 | 1 | 365 | 10.7942 | 0.6214 | 11 | 0.41557
21221 | 7.02 | 1 | 365 | 8.0313 | 0.087144 | 8 | 0.11842
21207 | 2.55 | 1 | 365 | 2.9173 | 0.84362 | 3 | 0.76096
21222 | 3.57 | 1 | 365 | 4.0843 | 0.18107 | 4 | 0.26535
21215 | 11.73 | 1 | 365 | 13.4198 | 0.88066 | 14 | 0.30043
21463 | 5.1 | 1 | 365 | 5.8347 | 0.68724 | 6 | 0.52193
21466 | 8.58 | 1 | 365 | 9.816 | 0.66207 | 10 | 0.47807
21465 | 2.6 | 1 | 365 | 2.9745 | 0.9582 | 3 | 0.93275
21467 | 12.22 | 1 | 365 | 13.9804 | 0.0035475 | 13 | 0.98391
21470 | 4.94 | 1 | 365 | 5.6516 | 0.32058 | 5 | 0.97222
21471 | 4.16 | 1 | 365 | 4.7593 | 0.53312 | 5 | 0.2924
21474 | 9.36 | 1 | 365 | 10.7084 | 0.44953 | 11 | 0.15789
21475 | 5.98 | 1 | 365 | 6.8415 | 0.70386 | 7 | 0.54532
21251 | 2.8 | 1 | 365 | 3.2034 | 0.41652 | 3 | 0.61988
21258 | 10.71 | 1 | 365 | 12.2528 | 0.54321 | 12 | 0.79605
20053 | 15 | 1 | 365 | 17.1608 | 0.37424 | 17 | 0.53508
20524 | 3.12 | 1 | 365 | 3.5695 | 0.14984 | 3 | 0.7193
20382 | 10.215 | 1 | 365 | 11.6865 | 0.40886 | 12 | 0.095389
21491 | 2.805 | 1 | 365 | 3.2091 | 0.42798 | 3 | 0.63706
21492 | 2.34 | 1 | 365 | 2.6771 | 0.36238 | 3 | 0.039472
21476 | 3.64 | 1 | 365 | 4.1644 | 0.34148 | 4 | 0.50585
21479 | 9.62 | 1 | 365 | 11.0058 | 0.045346 | 11 | 0.051165
21478 | 8.06 | 1 | 365 | 9.2211 | 0.47042 | 9 | 0.69152
21481 | 6.76 | 1 | 365 | 7.7338 | 0.49132 | 8 | 0.22514
21477 | 3.315 | 1 | 365 | 3.7925 | 0.59671 | 4 | 0.38925
21480 | 5.1 | 1 | 365 | 5.8347 | 0.68724 | 6 | 0.52193
21483 | 11.44 | 1 | 365 | 13.088 | 0.21609 | 13 | 0.30409
21485 | 8.32 | 1 | 365 | 9.5185 | 0.066245 | 9 | 0.58479
21488 | 5.2 | 1 | 365 | 5.9491 | 0.9164 | 6 | 0.86549
21493 | 7.28 | 1 | 365 | 8.3287 | 0.68296 | 9 | 0.011692
21497 | 7.395 | 1 | 365 | 8.4603 | 0.9465 | 9 | 0.40679
21498 | 8.84 | 1 | 365 | 10.1135 | 0.25789 | 10 | 0.37134
21503 | 4.59 | 1 | 365 | 5.2512 | 0.51852 | 5 | 0.76973
19227 | 9.69 | 1 | 365 | 11.0859 | 0.20576 | 11 | 0.29166
21506 | 5.72 | 1 | 365 | 6.544 | 0.10804 | 6 | 0.65204
21507 | 3.12 | 1 | 365 | 3.5695 | 0.14984 | 3 | 0.7193
21509 | 7.54 | 1 | 365 | 8.6262 | 0.27878 | 8 | 0.90497
21510 | 3.12 | 1 | 365 | 3.5695 | 0.14984 | 3 | 0.7193
21508 | 5.72 | 1 | 365 | 6.544 | 0.10804 | 6 | 0.65204
21520 | 8.06 | 1 | 365 | 9.2211 | 0.47042 | 9 | 0.69152
21512 | 4.16 | 1 | 365 | 4.7593 | 0.53312 | 5 | 0.2924
21524 | 6.76 | 1 | 365 | 7.7338 | 0.49132 | 8 | 0.22514
21525 | 10.455 | 1 | 365 | 11.9611 | 0.95885 | 12 | 0.91995
21527 | 2.915 | 1 | 365 | 3.3349 | 0.68006 | 4 | 0.014984
21261 | 6.12 | 1 | 365 | 7.0016 | 0.02469 | 7 | 0.026313
21263 | 7.8 | 1 | 365 | 8.9236 | 0.8746 | 9 | 0.79824
21259 | 5.46 | 1 | 365 | 6.2465 | 0.51222 | 6 | 0.75877
21273 | 5.1 | 1 | 365 | 5.8347 | 0.68724 | 6 | 0.52193
5182 | 3566.64 | 0.8 | 365 | 3264.3487 | 0.69543 | 3265 | 0.044146
21049 | 2.08 | 1 | 365 | 2.3796 | 0.76656 | 3 | 0.1462
20012 | 3.12 | 1 | 365 | 3.5695 | 0.14984 | 3 | 0.7193
14762 | 7.28 | 1 | 365 | 8.3287 | 0.68296 | 9 | 0.011692
20000 | 9.88 | 1 | 365 | 11.3033 | 0.64117 | 11 | 0.94444
19815 | 4.59 | 1 | 365 | 5.2512 | 0.51852 | 5 | 0.76973
19687 | 3.57 | 1 | 365 | 4.0843 | 0.18107 | 4 | 0.26535
14634 | 10.965 | 1 | 365 | 12.5446 | 0.12757 | 12 | 0.67214
20902 | 12.375 | 1 | 365 | 14.1577 | 0.35875 | 14 | 0.51644
15817 | 139.3 | 0.9 | 365 | 143.4303 | 0.2999 | 143 | 0.7302
20681 | 11.7 | 1 | 365 | 13.3855 | 0.81191 | 14 | 0.19736
20992 | 6.25 | 1 | 365 | 7.1504 | 0.3226 | 7 | 0.47295
20993 | 7.8 | 1 | 365 | 8.9236 | 0.8746 | 9 | 0.79824
20994 | 12.75 | 1 | 365 | 14.5867 | 0.2181 | 14 | 0.80482
21001 | 2.943 | 1 | 365 | 3.367 | 0.74423 | 4 | 0.11118
21002 | 9.945 | 1 | 365 | 11.3776 | 0.79012 | 12 | 0.16776
21004 | 7.65 | 1 | 365 | 8.752 | 0.53086 | 9 | 0.28289
20523 | 9.62 | 1 | 365 | 11.0058 | 0.045346 | 11 | 0.051165
21006 | 7.848 | 1 | 365 | 8.9786 | 0.9846 | 9 | 0.96315
20520 | 4.24 | 1 | 365 | 4.8508 | 0.71645 | 5 | 0.56725
21008 | 46.92 | 0.9 | 365 | 48.3112 | 0.77036 | 49 | 0.081557
21009 | 12.42 | 1 | 365 | 14.2092 | 0.46187 | 14 | 0.67105
21010 | 5.5 | 1 | 365 | 6.2923 | 0.60389 | 6 | 0.8962
19288 | 2.34 | 1 | 365 | 2.6771 | 0.36238 | 3 | 0.039472
21012 | 9.9 | 1 | 365 | 11.3262 | 0.687 | 12 | 0.013153
19291 | 5.72 | 1 | 365 | 6.544 | 0.10804 | 6 | 0.65204
21016 | 7.65 | 1 | 365 | 8.752 | 0.53086 | 9 | 0.28289
20348 | 5.61 | 1 | 365 | 6.4182 | 0.85597 | 7 | 0.27412
19424 | 3.64 | 1 | 365 | 4.1644 | 0.34148 | 4 | 0.50585
19606 | 6.24 | 1 | 365 | 7.1389 | 0.29968 | 7 | 0.43859
19607 | 10.14 | 1 | 365 | 11.6007 | 0.23699 | 11 | 0.83771
19613 | 5.865 | 1 | 365 | 6.7099 | 0.44033 | 7 | 0.15022
19615 | 6.24 | 1 | 365 | 7.1389 | 0.29968 | 7 | 0.43859
19621 | 3.64 | 1 | 365 | 4.1644 | 0.34148 | 4 | 0.50585
19624 | 6.76 | 1 | 365 | 7.7338 | 0.49132 | 8 | 0.22514
19792 | 6.5 | 1 | 365 | 7.4364 | 0.8955 | 8 | 0.33187
20926 | 3.06 | 1 | 365 | 3.5008 | 0.012345 | 3 | 0.51316
20929 | 10.455 | 1 | 365 | 11.9611 | 0.95885 | 12 | 0.91995
20935 | 8.58 | 1 | 365 | 9.816 | 0.66207 | 10 | 0.47807
20934 | 3.64 | 1 | 365 | 4.1644 | 0.34148 | 4 | 0.50585
20956 | 4.68 | 1 | 365 | 5.3542 | 0.72476 | 6 | 0.078945
20938 | 3.9 | 1 | 365 | 4.4618 | 0.9373 | 5 | 0.39912
14703 | 7.395 | 1 | 365 | 8.4603 | 0.9465 | 9 | 0.40679
17829 | 8.32 | 1 | 365 | 9.5185 | 0.066245 | 9 | 0.58479
15590 | 3.75 | 1 | 365 | 4.2902 | 0.59356 | 4 | 0.88377
20983 | 4.68 | 1 | 365 | 5.3542 | 0.72476 | 6 | 0.078945
14283 | 10.2 | 1 | 365 | 11.6694 | 0.37448 | 12 | 0.043854
20984 | 12.22 | 1 | 365 | 13.9804 | 0.0035475 | 13 | 0.98391
20985 | 8.06 | 1 | 365 | 9.2211 | 0.47042 | 9 | 0.69152
20986 | 2.86 | 1 | 365 | 3.272 | 0.55402 | 3 | 0.82602
20987 | 6.5 | 1 | 365 | 7.4364 | 0.8955 | 8 | 0.33187
17984 | 5.46 | 1 | 365 | 6.2465 | 0.51222 | 6 | 0.75877
20988 | 3.64 | 1 | 365 | 4.1644 | 0.34148 | 4 | 0.50585
17681 | 5.355 | 1 | 365 | 6.1264 | 0.2716 | 6 | 0.39802
20989 | 5.61 | 1 | 365 | 6.4182 | 0.85597 | 7 | 0.27412
15171 | 8 | 1 | 365 | 9.1524 | 0.33293 | 9 | 0.48538
20954 | 5.2 | 1 | 365 | 5.9491 | 0.9164 | 6 | 0.86549
15978 | 7.54 | 1 | 365 | 8.6262 | 0.27878 | 8 | 0.90497
20957 | 11.96 | 1 | 365 | 13.6829 | 0.40773 | 14 | 0.090637
21303 | 8.16 | 1 | 365 | 9.3355 | 0.69959 | 10 | 0.035084
20959 | 3.64 | 1 | 365 | 4.1644 | 0.34148 | 4 | 0.50585
21347 | 97.119 | 0.9 | 365 | 99.9986 | 0.30351 | 100 | 0.30213
21035 | 5.98 | 1 | 365 | 6.8415 | 0.70386 | 7 | 0.54532
20942 | 6.24 | 1 | 365 | 7.1389 | 0.29968 | 7 | 0.43859
21146 | 14.4 | 1 | 365 | 16.4744 | 0.99927 | 17 | 0.47368
20940 | 4.94 | 1 | 365 | 5.6516 | 0.32058 | 5 | 0.97222
20609 | 11.475 | 1 | 365 | 13.128 | 0.29629 | 13 | 0.42434
20941 | 2.34 | 1 | 365 | 2.6771 | 0.36238 | 3 | 0.039472
21310 | 9.975 | 1 | 365 | 11.412 | 0.85887 | 12 | 0.27083
21312 | 9.156 | 1 | 365 | 10.475 | 0.98204 | 11 | 0.45701
21388 | 4.5 | 1 | 365 | 5.1483 | 0.31227 | 5 | 0.46052
21389 | 9.8 | 1 | 365 | 11.2117 | 0.45784 | 11 | 0.66959
20473 | 7.8 | 1 | 365 | 8.9236 | 0.8746 | 9 | 0.79824
21390 | 7.2 | 1 | 365 | 8.2372 | 0.49964 | 8 | 0.73684
21393 | 19.8 | 1 | 365 | 22.6523 | 0.374 | 23 | 0.026306
21394 | 8.925 | 1 | 365 | 10.2107 | 0.45267 | 10 | 0.66337
21399 | 6 | 1 | 365 | 6.8643 | 0.7497 | 7 | 0.61403
21403 | 8.64 | 1 | 365 | 9.8846 | 0.79956 | 10 | 0.68421
21404 | 2.7 | 1 | 365 | 3.089 | 0.18736 | 3 | 0.27631
21405 | 7.425 | 1 | 365 | 8.4946 | 0.015249 | 8 | 0.50986
21406 | 3.6 | 1 | 365 | 4.1186 | 0.24982 | 4 | 0.36842
21407 | 4.95 | 1 | 365 | 5.6631 | 0.3435 | 6 | 0.0065764
21424 | 6.5 | 1 | 365 | 7.4364 | 0.8955 | 8 | 0.33187
21429 | 3.64 | 1 | 365 | 4.1644 | 0.34148 | 4 | 0.50585
21430 | 7.8 | 1 | 365 | 8.9236 | 0.8746 | 9 | 0.79824
21431 | 8.58 | 1 | 365 | 9.816 | 0.66207 | 10 | 0.47807
18703 | 13 | 1 | 365 | 14.8727 | 0.79101 | 15 | 0.66374
17067 | 6.24 | 1 | 365 | 7.1389 | 0.29968 | 7 | 0.43859
15683 | 5.46 | 1 | 365 | 6.2465 | 0.51222 | 6 | 0.75877
21738 | 11.22 | 1 | 365 | 12.8363 | 0.71193 | 13 | 0.54824
21739 | 8.1 | 1 | 365 | 9.2669 | 0.56209 | 9 | 0.82894
15685 | 7.395 | 1 | 365 | 8.4603 | 0.9465 | 9 | 0.40679
19299 | 10.6 | 1 | 365 | 12.127 | 0.29113 | 12 | 0.41812
18535 | 5.2 | 1 | 365 | 5.9491 | 0.9164 | 6 | 0.86549
15699 | 6.24 | 1 | 365 | 7.1389 | 0.29968 | 7 | 0.43859
15934 | 5.2 | 1 | 365 | 5.9491 | 0.9164 | 6 | 0.86549
15945 | 5.46 | 1 | 365 | 6.2465 | 0.51222 | 6 | 0.75877
18103 | 5.2 | 1 | 365 | 5.9491 | 0.9164 | 6 | 0.86549
21604 | 3.64 | 1 | 365 | 4.1644 | 0.34148 | 4 | 0.50585
21747 | 11.88 | 1 | 365 | 13.5914 | 0.2244 | 13 | 0.81578
21749 | 2.805 | 1 | 365 | 3.2091 | 0.42798 | 3 | 0.63706
21751 | 6.24 | 1 | 365 | 7.1389 | 0.29968 | 7 | 0.43859
21755 | 11.07 | 1 | 365 | 12.6647 | 0.36819 | 13 | 0.032889
21753 | 7.8 | 1 | 365 | 8.9236 | 0.8746 | 9 | 0.79824
21759 | 4.68 | 1 | 365 | 5.3542 | 0.72476 | 6 | 0.078945
21762 | 5.98 | 1 | 365 | 6.8415 | 0.70386 | 7 | 0.54532
18020 | 4.845 | 1 | 365 | 5.543 | 0.10288 | 5 | 0.64583
21765 | 6.25 | 1 | 365 | 7.1504 | 0.3226 | 7 | 0.47295
21769 | 9.52 | 1 | 365 | 10.8914 | 0.81618 | 11 | 0.7076
21778 | 3.825 | 1 | 365 | 4.376 | 0.76543 | 5 | 0.14145
21777 | 8.25 | 1 | 365 | 9.4385 | 0.90583 | 10 | 0.34429
17866 | 5.72 | 1 | 365 | 6.544 | 0.10804 | 6 | 0.65204
19025 | 6.63 | 1 | 365 | 7.5851 | 0.19341 | 7 | 0.77851
21783 | 10.14 | 1 | 365 | 11.6007 | 0.23699 | 11 | 0.83771
19118 | 6.12 | 1 | 365 | 7.0016 | 0.02469 | 7 | 0.026313
18009 | 4.94 | 1 | 365 | 5.6516 | 0.32058 | 5 | 0.97222
21800 | 7.14 | 1 | 365 | 8.1686 | 0.36214 | 8 | 0.5307
21802 | 8.5 | 1 | 365 | 9.7245 | 0.47874 | 10 | 0.20321
21806 | 4.25 | 1 | 365 | 4.8622 | 0.73937 | 5 | 0.60161
21804 | 6.44 | 1 | 365 | 7.3677 | 0.75801 | 8 | 0.12573
12424 | 75.02 | 0.9 | 365 | 77.2444 | 0.72533 | 77 | 0.9697
21811 | 7.65 | 1 | 365 | 8.752 | 0.53086 | 9 | 0.28289
21813 | 10.2 | 1 | 365 | 11.6694 | 0.37448 | 12 | 0.043854
21814 | 5.1 | 1 | 365 | 5.8347 | 0.68724 | 6 | 0.52193
21815 | 7.7 | 1 | 365 | 8.8092 | 0.64544 | 9 | 0.45467
21819 | 9.9 | 1 | 365 | 11.3262 | 0.687 | 12 | 0.013153
21820 | 4.59 | 1 | 365 | 5.2512 | 0.51852 | 5 | 0.76973
21821 | 7.14 | 1 | 365 | 8.1686 | 0.36214 | 8 | 0.5307
21822 | 7.975 | 1 | 365 | 9.1238 | 0.27564 | 9 | 0.39948
21758 | 7.975 | 1 | 365 | 9.1238 | 0.27564 | 9 | 0.39948
16776 | 10.5 | 1 | 365 | 12.0126 | 0.061968 | 12 | 0.074556
15627 | 7.395 | 1 | 365 | 8.4603 | 0.9465 | 9 | 0.40679
21710 | 14.025 | 1 | 365 | 16.0454 | 0.13991 | 16 | 0.1853
21825 | 5.88 | 1 | 365 | 6.727 | 0.4747 | 7 | 0.20175
21828 | 4.95 | 1 | 365 | 5.6631 | 0.3435 | 6 | 0.0065764
21827 | 5.1 | 1 | 365 | 5.8347 | 0.68724 | 6 | 0.52193
19362 | 9.62 | 1 | 365 | 11.0058 | 0.045346 | 11 | 0.051165
21830 | 4.125 | 1 | 365 | 4.7192 | 0.45292 | 5 | 0.17215
21831 | 6.325 | 1 | 365 | 7.2362 | 0.49447 | 7 | 0.73063
19128 | 7.28 | 1 | 365 | 8.3287 | 0.68296 | 9 | 0.011692
21833 | 9.25 | 1 | 365 | 10.5825 | 0.19745 | 10 | 0.77997
21836 | 5.5 | 1 | 365 | 6.2923 | 0.60389 | 6 | 0.8962
21838 | 9.18 | 1 | 365 | 10.5024 | 0.037035 | 10 | 0.53947
21841 | 13.26 | 1 | 365 | 15.1702 | 0.38683 | 15 | 0.55701
21845 | 14.575 | 1 | 365 | 16.6746 | 0.4003 | 17 | 0.074919
15933 | 4.94 | 1 | 365 | 5.6516 | 0.32058 | 5 | 0.97222
15960 | 5.46 | 1 | 365 | 6.2465 | 0.51222 | 6 | 0.75877
15922 | 4.94 | 1 | 365 | 5.6516 | 0.32058 | 5 | 0.97222
18056 | 3.38 | 1 | 365 | 3.8669 | 0.74566 | 4 | 0.61257
20621 | 6.12 | 1 | 365 | 7.0016 | 0.02469 | 7 | 0.026313
19768 | 4.94 | 1 | 365 | 5.6516 | 0.32058 | 5 | 0.97222
15831 | 2.86 | 1 | 365 | 3.272 | 0.55402 | 3 | 0.82602
18051 | 6.5 | 1 | 365 | 7.4364 | 0.8955 | 8 | 0.33187
15835 | 3.9 | 1 | 365 | 4.4618 | 0.9373 | 5 | 0.39912
15841 | 2.86 | 1 | 365 | 3.272 | 0.55402 | 3 | 0.82602
18052 | 8.06 | 1 | 365 | 9.2211 | 0.47042 | 9 | 0.69152
15988 | 6.24 | 1 | 365 | 7.1389 | 0.29968 | 7 | 0.43859
17784 | 12.22 | 1 | 365 | 13.9804 | 0.0035475 | 13 | 0.98391
15803 | 6.24 | 1 | 365 | 7.1389 | 0.29968 | 7 | 0.43859
20349 | 9.1 | 1 | 365 | 10.4109 | 0.85371 | 11 | 0.26462
18177 | 5.72 | 1 | 365 | 6.544 | 0.10804 | 6 | 0.65204
18179 | 10.455 | 1 | 365 | 11.9611 | 0.95885 | 12 | 0.91995
15819 | 6.5 | 1 | 365 | 7.4364 | 0.8955 | 8 | 0.33187
15808 | 7.14 | 1 | 365 | 8.1686 | 0.36214 | 8 | 0.5307
15794 | 9.945 | 1 | 365 | 11.3776 | 0.79012 | 12 | 0.16776
15997 | 8.06 | 1 | 365 | 9.2211 | 0.47042 | 9 | 0.69152
15793 | 10.92 | 1 | 365 | 12.4931 | 0.024447 | 12 | 0.51754
18057 | 8.32 | 1 | 365 | 9.5185 | 0.066245 | 9 | 0.58479
21847 | 8.8 | 1 | 365 | 10.0677 | 0.16622 | 10 | 0.23391
21840 | 9.075 | 1 | 365 | 10.3823 | 0.79642 | 11 | 0.17872
21859 | 8.67 | 1 | 365 | 9.919 | 0.86831 | 10 | 0.78728
21863 | 7.7 | 1 | 365 | 8.8092 | 0.64544 | 9 | 0.45467
21865 | 10.455 | 1 | 365 | 11.9611 | 0.95885 | 12 | 0.91995
21368 | 2.04 | 1 | 365 | 2.3339 | 0.6749 | 3 | 0.0087709
21369 | 8.06 | 1 | 365 | 9.2211 | 0.47042 | 9 | 0.69152
21363 | 4.16 | 1 | 365 | 4.7593 | 0.53312 | 5 | 0.2924
16867 | 8.4 | 1 | 365 | 9.6101 | 0.24957 | 9 | 0.85964
18680 | 8.06 | 1 | 365 | 9.2211 | 0.47042 | 9 | 0.69152
17872 | 5.1 | 1 | 365 | 5.8347 | 0.68724 | 6 | 0.52193
18047 | 3.9 | 1 | 365 | 4.4618 | 0.9373 | 5 | 0.39912
19239 | 4.95 | 1 | 365 | 5.6631 | 0.3435 | 6 | 0.0065764
18975 | 11.7 | 1 | 365 | 13.3855 | 0.81191 | 14 | 0.19736
17855 | 7.2 | 1 | 365 | 8.2372 | 0.49964 | 8 | 0.73684
20792 | 8.32 | 1 | 365 | 9.5185 | 0.066245 | 9 | 0.58479
20168 | 12.22 | 1 | 365 | 13.9804 | 0.0035475 | 13 | 0.98391
21360 | 10.2 | 1 | 365 | 11.6694 | 0.37448 | 12 | 0.043854
20165 | 6.5 | 1 | 365 | 7.4364 | 0.8955 | 8 | 0.33187
21338 | 10.14 | 1 | 365 | 11.6007 | 0.23699 | 11 | 0.83771
21356 | 3.445 | 1 | 365 | 3.9413 | 0.89462 | 4 | 0.83589
21349 | 3.38 | 1 | 365 | 3.8669 | 0.74566 | 4 | 0.61257
21355 | 12.74 | 1 | 365 | 14.5753 | 0.19519 | 14 | 0.77046
21373 | 10.4 | 1 | 365 | 11.8982 | 0.83281 | 12 | 0.73099
18767 | 12.48 | 1 | 365 | 14.2778 | 0.59937 | 14 | 0.87719
21378 | 7.83 | 1 | 365 | 8.958 | 0.94335 | 9 | 0.90131
21362 | 8.84 | 1 | 365 | 10.1135 | 0.25789 | 10 | 0.37134
21375 | 5.98 | 1 | 365 | 6.8415 | 0.70386 | 7 | 0.54532
21379 | 3.825 | 1 | 365 | 4.376 | 0.76543 | 5 | 0.14145
21380 | 13 | 1 | 365 | 14.8727 | 0.79101 | 15 | 0.66374
21381 | 13 | 1 | 365 | 14.8727 | 0.79101 | 15 | 0.66374
21383 | 3.38 | 1 | 365 | 3.8669 | 0.74566 | 4 | 0.61257
21382 | 2.86 | 1 | 365 | 3.272 | 0.55402 | 3 | 0.82602
21384 | 4.94 | 1 | 365 | 5.6516 | 0.32058 | 5 | 0.97222
21385 | 14.04 | 1 | 365 | 16.0625 | 0.17429 | 16 | 0.23683
21386 | 5.2 | 1 | 365 | 5.9491 | 0.9164 | 6 | 0.86549
21387 | 8.84 | 1 | 365 | 10.1135 | 0.25789 | 10 | 0.37134
21427 | 8.32 | 1 | 365 | 9.5185 | 0.066245 | 9 | 0.58479
21425 | 4.16 | 1 | 365 | 4.7593 | 0.53312 | 5 | 0.2924
21417 | 8.58 | 1 | 365 | 9.816 | 0.66207 | 10 | 0.47807
21416 | 8.32 | 1 | 365 | 9.5185 | 0.066245 | 9 | 0.58479
21415 | 7.02 | 1 | 365 | 8.0313 | 0.087144 | 8 | 0.11842
21414 | 6.76 | 1 | 365 | 7.7338 | 0.49132 | 8 | 0.22514
21413 | 6.5 | 1 | 365 | 7.4364 | 0.8955 | 8 | 0.33187
21412 | 7.02 | 1 | 365 | 8.0313 | 0.087144 | 8 | 0.11842
21411 | 7.28 | 1 | 365 | 8.3287 | 0.68296 | 9 | 0.011692
21433 | 5.865 | 1 | 365 | 6.7099 | 0.44033 | 7 | 0.15022
21435 | 10.2 | 1 | 365 | 11.6694 | 0.37448 | 12 | 0.043854
21438 | 13 | 1 | 365 | 14.8727 | 0.79101 | 15 | 0.66374
21439 | 3.57 | 1 | 365 | 4.0843 | 0.18107 | 4 | 0.26535
21441 | 11.96 | 1 | 365 | 13.6829 | 0.40773 | 14 | 0.090637
21444 | 3.12 | 1 | 365 | 3.5695 | 0.14984 | 3 | 0.7193
21445 | 13 | 1 | 365 | 14.8727 | 0.79101 | 15 | 0.66374
21446 | 9.945 | 1 | 365 | 11.3776 | 0.79012 | 12 | 0.16776
21447 | 5.72 | 1 | 365 | 6.544 | 0.10804 | 6 | 0.65204
21450 | 12.495 | 1 | 365 | 14.295 | 0.63374 | 14 | 0.92872
21451 | 7.8 | 1 | 365 | 8.9236 | 0.8746 | 9 | 0.79824
21453 | 5.46 | 1 | 365 | 6.2465 | 0.51222 | 6 | 0.75877
21452 | 5.61 | 1 | 365 | 6.4182 | 0.85597 | 7 | 0.27412
21457 | 5.72 | 1 | 365 | 6.544 | 0.10804 | 6 | 0.65204
21458 | 13.52 | 1 | 365 | 15.4676 | 0.98265 | 16 | 0.45029
21459 | 6.76 | 1 | 365 | 7.7338 | 0.49132 | 8 | 0.22514
21460 | 5.355 | 1 | 365 | 6.1264 | 0.2716 | 6 | 0.39802
21461 | 7.54 | 1 | 365 | 8.6262 | 0.27878 | 8 | 0.90497
21462 | 6.63 | 1 | 365 | 7.5851 | 0.19341 | 7 | 0.77851
20160 | 6.12 | 1 | 365 | 7.0016 | 0.02469 | 7 | 0.026313
20163 | 3.12 | 1 | 365 | 3.5695 | 0.14984 | 3 | 0.7193
20157 | 5.98 | 1 | 365 | 6.8415 | 0.70386 | 7 | 0.54532
20154 | 9.1 | 1 | 365 | 10.4109 | 0.85371 | 11 | 0.26462
20153 | 8.925 | 1 | 365 | 10.2107 | 0.45267 | 10 | 0.66337
20149 | 10.14 | 1 | 365 | 11.6007 | 0.23699 | 11 | 0.83771
20151 | 3.57 | 1 | 365 | 4.0843 | 0.18107 | 4 | 0.26535
20148 | 3.64 | 1 | 365 | 4.1644 | 0.34148 | 4 | 0.50585
16007 | 2.86 | 1 | 365 | 3.272 | 0.55402 | 3 | 0.82602
19238 | 4.68 | 1 | 365 | 5.3542 | 0.72476 | 6 | 0.078945
19244 | 7.8 | 1 | 365 | 8.9236 | 0.8746 | 9 | 0.79824
19252 | 5.2 | 1 | 365 | 5.9491 | 0.9164 | 6 | 0.86549
20869 | 9.156 | 1 | 365 | 10.475 | 0.98204 | 11 | 0.45701
17369 | 9.24 | 1 | 365 | 10.5711 | 0.17453 | 10 | 0.74561
19400 | 3.64 | 1 | 365 | 4.1644 | 0.34148 | 4 | 0.50585
19195 | 4.68 | 1 | 365 | 5.3542 | 0.72476 | 6 | 0.078945
19196 | 5.61 | 1 | 365 | 6.4182 | 0.85597 | 7 | 0.27412
19197 | 5.98 | 1 | 365 | 6.8415 | 0.70386 | 7 | 0.54532
19198 | 5.98 | 1 | 365 | 6.8415 | 0.70386 | 7 | 0.54532
19199 | 7.02 | 1 | 365 | 8.0313 | 0.087144 | 8 | 0.11842
19201 | 6.63 | 1 | 365 | 7.5851 | 0.19341 | 7 | 0.77851
19202 | 5.98 | 1 | 365 | 6.8415 | 0.70386 | 7 | 0.54532
19204 | 10.14 | 1 | 365 | 11.6007 | 0.23699 | 11 | 0.83771
19625 | 7.02 | 1 | 365 | 8.0313 | 0.087144 | 8 | 0.11842
19616 | 12.48 | 1 | 365 | 14.2778 | 0.59937 | 14 | 0.87719
19206 | 9.36 | 1 | 365 | 10.7084 | 0.44953 | 11 | 0.15789
19627 | 6.5 | 1 | 365 | 7.4364 | 0.8955 | 8 | 0.33187
20140 | 8.415 | 1 | 365 | 9.6272 | 0.28395 | 9 | 0.91118
19208 | 6.24 | 1 | 365 | 7.1389 | 0.29968 | 7 | 0.43859
20112 | 7.02 | 1 | 365 | 8.0313 | 0.087144 | 8 | 0.11842
20139 | 7.54 | 1 | 365 | 8.6262 | 0.27878 | 8 | 0.90497
19207 | 4.16 | 1 | 365 | 4.7593 | 0.53312 | 5 | 0.2924
21592 | 2.75 | 1 | 365 | 3.1462 | 0.30194 | 3 | 0.4481
20134 | 12.74 | 1 | 365 | 14.5753 | 0.19519 | 14 | 0.77046
21600 | 6.05 | 1 | 365 | 6.9215 | 0.86428 | 7 | 0.78582
21727 | 3.025 | 1 | 365 | 3.4608 | 0.93214 | 4 | 0.39291
20135 | 8.32 | 1 | 365 | 9.5185 | 0.066245 | 9 | 0.58479
14091 | 9.18 | 1 | 365 | 10.5024 | 0.037035 | 10 | 0.53947
20128 | 10.14 | 1 | 365 | 11.6007 | 0.23699 | 11 | 0.83771
17539 | 13.26 | 1 | 365 | 15.1702 | 0.38683 | 15 | 0.55701
18379 | 15.34 | 1 | 365 | 17.5498 | 0.15339 | 17 | 0.70321
19209 | 9.945 | 1 | 365 | 11.3776 | 0.79012 | 12 | 0.16776
13278 | 9.5 | 1 | 365 | 10.8685 | 0.77035 | 11 | 0.63888
16764 | 7.905 | 1 | 365 | 9.0438 | 0.11522 | 9 | 0.15899
20131 | 4.68 | 1 | 365 | 5.3542 | 0.72476 | 6 | 0.078945
13321 | 7 | 1 | 365 | 8.0084 | 0.041312 | 8 | 0.049704
19210 | 7.28 | 1 | 365 | 8.3287 | 0.68296 | 9 | 0.011692
16783 | 7.65 | 1 | 365 | 8.752 | 0.53086 | 9 | 0.28289
15607 | 12 | 1 | 365 | 13.7287 | 0.49939 | 14 | 0.22806
20129 | 2.25 | 1 | 365 | 2.5741 | 0.15614 | 2 | 0.73026
21671 | 6.885 | 1 | 365 | 7.8768 | 0.77778 | 8 | 0.6546
20127 | 8.06 | 1 | 365 | 9.2211 | 0.47042 | 9 | 0.69152
21675 | 7.395 | 1 | 365 | 8.4603 | 0.9465 | 9 | 0.40679
20126 | 4.68 | 1 | 365 | 5.3542 | 0.72476 | 6 | 0.078945
21678 | 7.65 | 1 | 365 | 8.752 | 0.53086 | 9 | 0.28289
19211 | 7.28 | 1 | 365 | 8.3287 | 0.68296 | 9 | 0.011692
21679 | 12.24 | 1 | 365 | 14.0032 | 0.04938 | 14 | 0.052625
21680 | 5.61 | 1 | 365 | 6.4182 | 0.85597 | 7 | 0.27412
21681 | 10.8 | 1 | 365 | 12.3558 | 0.74945 | 13 | 0.10526
20122 | 10.66 | 1 | 365 | 12.1956 | 0.42863 | 12 | 0.62426
15113 | 4.335 | 1 | 365 | 4.9595 | 0.93416 | 5 | 0.89364
20646 | 5.98 | 1 | 365 | 6.8415 | 0.70386 | 7 | 0.54532
20651 | 7.14 | 1 | 365 | 8.1686 | 0.36214 | 8 | 0.5307
20826 | 3.92 | 1 | 365 | 4.4847 | 0.98313 | 5 | 0.46783
21684 | 4.59 | 1 | 365 | 5.2512 | 0.51852 | 5 | 0.76973
21686 | 7.84 | 1 | 365 | 8.9694 | 0.96627 | 9 | 0.93567
21690 | 4.5 | 1 | 365 | 5.1483 | 0.31227 | 5 | 0.46052
21705 | 4.5 | 1 | 365 | 5.1483 | 0.31227 | 5 | 0.46052
21726 | 7.905 | 1 | 365 | 9.0438 | 0.11522 | 9 | 0.15899
21730 | 4.578 | 1 | 365 | 5.2375 | 0.49102 | 5 | 0.72851
19776 | 5.46 | 1 | 365 | 6.2465 | 0.51222 | 6 | 0.75877
20859 | 17.004 | 1 | 365 | 19.4535 | 0.96664 | 20 | 0.42017
20836 | 6.76 | 1 | 365 | 7.7338 | 0.49132 | 8 | 0.22514
21735 | 9.72 | 1 | 365 | 11.1202 | 0.27451 | 11 | 0.39473
21693 | 7.47 | 1 | 365 | 8.5461 | 0.11837 | 8 | 0.66447
20833 | 25.74 | 0.9 | 365 | 26.5032 | 0.087576 | 26 | 0.59078
20879 | 6.24 | 1 | 365 | 7.1389 | 0.29968 | 7 | 0.43859
21698 | 6.72 | 1 | 365 | 7.6881 | 0.39966 | 8 | 0.087716
19773 | 2.08 | 1 | 365 | 2.3796 | 0.76656 | 3 | 0.1462
21699 | 5.61 | 1 | 365 | 6.4182 | 0.85597 | 7 | 0.27412
21701 | 8.16 | 1 | 365 | 9.3355 | 0.69959 | 10 | 0.035084
20873 | 10.14 | 1 | 365 | 11.6007 | 0.23699 | 11 | 0.83771
21709 | 8.67 | 1 | 365 | 9.919 | 0.86831 | 10 | 0.78728
21708 | 7.14 | 1 | 365 | 8.1686 | 0.36214 | 8 | 0.5307
19766 | 5.98 | 1 | 365 | 6.8415 | 0.70386 | 7 | 0.54532
21713 | 6.12 | 1 | 365 | 7.0016 | 0.02469 | 7 | 0.026313
21723 | 4.335 | 1 | 365 | 4.9595 | 0.93416 | 5 | 0.89364
19763 | 6.89 | 1 | 365 | 7.8825 | 0.78923 | 8 | 0.67178
20918 | 11.34 | 1 | 365 | 12.9736 | 0.98693 | 13 | 0.96052
19759 | 5.2 | 1 | 365 | 5.9491 | 0.9164 | 6 | 0.86549
21588 | 5.46 | 1 | 365 | 6.2465 | 0.51222 | 6 | 0.75877
19112 | 5.2 | 1 | 365 | 5.9491 | 0.9164 | 6 | 0.86549
20894 | 4.16 | 1 | 365 | 4.7593 | 0.53312 | 5 | 0.2924
19136 | 5.46 | 1 | 365 | 6.2465 | 0.51222 | 6 | 0.75877
18053 | 13 | 1 | 365 | 14.8727 | 0.79101 | 15 | 0.66374
18067 | 10.92 | 1 | 365 | 12.4931 | 0.024447 | 12 | 0.51754
18143 | 5.72 | 1 | 365 | 6.544 | 0.10804 | 6 | 0.65204
18150 | 5.46 | 1 | 365 | 6.2465 | 0.51222 | 6 | 0.75877
18160 | 4.16 | 1 | 365 | 4.7593 | 0.53312 | 5 | 0.2924
18458 | 11.925 | 1 | 365 | 13.6429 | 0.32752 | 13 | 0.97039
18467 | 6.24 | 1 | 365 | 7.1389 | 0.29968 | 7 | 0.43859
18472 | 4.68 | 1 | 365 | 5.3542 | 0.72476 | 6 | 0.078945
20246 | 5.775 | 1 | 365 | 6.6069 | 0.23408 | 6 | 0.84101
20749 | 50.358 | 0.9 | 365 | 51.8511 | 0.86108 | 52 | 0.71221
20318 | 10.2 | 1 | 365 | 11.6694 | 0.37448 | 12 | 0.043854
21249 | 6.725 | 1 | 365 | 7.6938 | 0.41112 | 8 | 0.10489
19750 | 7.8 | 1 | 365 | 8.9236 | 0.8746 | 9 | 0.79824
20580 | 4.2 | 1 | 365 | 4.805 | 0.62479 | 5 | 0.42982
16419 | 56.3 | 0.9 | 365 | 57.9693 | 0.11618 | 58 | 0.0855
19742 | 8.48 | 1 | 365 | 9.7016 | 0.4329 | 10 | 0.1345
18487 | 5 | 1 | 365 | 5.7203 | 0.45808 | 6 | 0.17836
20912 | 8.829 | 1 | 365 | 10.1009 | 0.23268 | 10 | 0.33355
21112 | 4.77 | 1 | 365 | 5.4571 | 0.93101 | 6 | 0.38816
20911 | 5.32 | 1 | 365 | 6.0864 | 0.1914 | 6 | 0.27778
19899 | 16.75 | 1 | 365 | 19.1629 | 0.38457 | 19 | 0.54751
19672 | 2.04 | 1 | 365 | 2.3339 | 0.6749 | 3 | 0.0087709
19669 | 10.4 | 1 | 365 | 11.8982 | 0.83281 | 12 | 0.73099
21099 | 6.9 | 1 | 365 | 7.894 | 0.81215 | 8 | 0.70614
19668 | 6.5 | 1 | 365 | 7.4364 | 0.8955 | 8 | 0.33187
20853 | 51.993 | 0.9 | 365 | 53.5346 | 0.23319 | 53 | 0.7678
19666 | 6.76 | 1 | 365 | 7.7338 | 0.49132 | 8 | 0.22514
19155 | 26.4 | 1 | 365 | 30.2031 | 0.49866 | 30 | 0.70174
19662 | 10.92 | 1 | 365 | 12.4931 | 0.024447 | 12 | 0.51754
21408 | 3.825 | 1 | 365 | 4.376 | 0.76543 | 5 | 0.14145
19661 | 4.42 | 1 | 365 | 5.0567 | 0.12894 | 5 | 0.18567
19663 | 7.8 | 1 | 365 | 8.9236 | 0.8746 | 9 | 0.79824
21561 | 8.502 | 1 | 365 | 9.7268 | 0.48332 | 10 | 0.21008
21570 | 5.6 | 1 | 365 | 6.4067 | 0.83305 | 7 | 0.23976
19657 | 3.64 | 1 | 365 | 4.1644 | 0.34148 | 4 | 0.50585
21521 | 7.8 | 1 | 365 | 8.9236 | 0.8746 | 9 | 0.79824
21531 | 3.12 | 1 | 365 | 3.5695 | 0.14984 | 3 | 0.7193
20887 | 4.59 | 1 | 365 | 5.2512 | 0.51852 | 5 | 0.76973
21529 | 5.2 | 1 | 365 | 5.9491 | 0.9164 | 6 | 0.86549
20908 | 33.6 | 0.9 | 365 | 34.5963 | 0.29847 | 34 | 0.89472
21532 | 8.32 | 1 | 365 | 9.5185 | 0.066245 | 9 | 0.58479
21540 | 5.2 | 1 | 365 | 5.9491 | 0.9164 | 6 | 0.86549
20909 | 4.68 | 1 | 365 | 5.3542 | 0.72476 | 6 | 0.078945
20933 | 5.46 | 1 | 365 | 6.2465 | 0.51222 | 6 | 0.75877
20925 | 4.68 | 1 | 365 | 5.3542 | 0.72476 | 6 | 0.078945
20924 | 5.2 | 1 | 365 | 5.9491 | 0.9164 | 6 | 0.86549
20922 | 5.72 | 1 | 365 | 6.544 | 0.10804 | 6 | 0.65204
17834 | 8.67 | 1 | 365 | 9.919 | 0.86831 | 10 | 0.78728
20914 | 5.865 | 1 | 365 | 6.7099 | 0.44033 | 7 | 0.15022
20931 | 11.18 | 1 | 365 | 12.7905 | 0.62027 | 13 | 0.41081
20930 | 5.72 | 1 | 365 | 6.544 | 0.10804 | 6 | 0.65204
20928 | 2.34 | 1 | 365 | 2.6771 | 0.36238 | 3 | 0.039472
20927 | 5.46 | 1 | 365 | 6.2465 | 0.51222 | 6 | 0.75877
20948 | 7 | 1 | 365 | 8.0084 | 0.041312 | 8 | 0.049704
20947 | 5.4 | 1 | 365 | 6.1779 | 0.37473 | 6 | 0.55263
20943 | 8.67 | 1 | 365 | 9.919 | 0.86831 | 10 | 0.78728
21217 | 40.625 | 0.9 | 365 | 41.8295 | 0.78721 | 42 | 0.61676
21223 | 13.77 | 1 | 365 | 15.7537 | 0.55555 | 16 | 0.3092
20978 | 5.1 | 1 | 365 | 5.8347 | 0.68724 | 6 | 0.52193
21224 | 8.925 | 1 | 365 | 10.2107 | 0.45267 | 10 | 0.66337
21226 | 10.4 | 1 | 365 | 11.8982 | 0.83281 | 12 | 0.73099
21227 | 7.54 | 1 | 365 | 8.6262 | 0.27878 | 8 | 0.90497
21230 | 8.4 | 1 | 365 | 9.6101 | 0.24957 | 9 | 0.85964
21231 | 8.96 | 1 | 365 | 10.2507 | 0.53288 | 10 | 0.78362
21240 | 7.84 | 1 | 365 | 8.9694 | 0.96627 | 9 | 0.93567
21239 | 10.215 | 1 | 365 | 11.6865 | 0.40886 | 12 | 0.095389
21241 | 10.43 | 1 | 365 | 11.9325 | 0.90155 | 12 | 0.83406
21232 | 8.55 | 1 | 365 | 9.7817 | 0.59332 | 10 | 0.375
21234 | 6.16 | 1 | 365 | 7.0474 | 0.11635 | 7 | 0.16374
21235 | 10.36 | 1 | 365 | 11.8524 | 0.74114 | 12 | 0.59356
21242 | 7.695 | 1 | 365 | 8.8035 | 0.63399 | 9 | 0.4375
21246 | 12 | 1 | 365 | 13.7287 | 0.49939 | 14 | 0.22806
21255 | 3.57 | 1 | 365 | 4.0843 | 0.18107 | 4 | 0.26535
21275 | 4.335 | 1 | 365 | 4.9595 | 0.93416 | 5 | 0.89364
21277 | 3.64 | 1 | 365 | 4.1644 | 0.34148 | 4 | 0.50585
21280 | 10.4 | 1 | 365 | 11.8982 | 0.83281 | 12 | 0.73099
21299 | 4.08 | 1 | 365 | 4.6677 | 0.34979 | 5 | 0.017542
21297 | 7.8 | 1 | 365 | 8.9236 | 0.8746 | 9 | 0.79824
21320 | 6.5 | 1 | 365 | 7.4364 | 0.8955 | 8 | 0.33187
21300 | 3.9 | 1 | 365 | 4.4618 | 0.9373 | 5 | 0.39912
21324 | 6.5 | 1 | 365 | 7.4364 | 0.8955 | 8 | 0.33187
21328 | 7.8 | 1 | 365 | 8.9236 | 0.8746 | 9 | 0.79824
21329 | 12.22 | 1 | 365 | 13.9804 | 0.0035475 | 13 | 0.98391
21331 | 4.68 | 1 | 365 | 5.3542 | 0.72476 | 6 | 0.078945
21332 | 4.42 | 1 | 365 | 5.0567 | 0.12894 | 5 | 0.18567
21334 | 5.2 | 1 | 365 | 5.9491 | 0.9164 | 6 | 0.86549
21318 | 6.76 | 1 | 365 | 7.7338 | 0.49132 | 8 | 0.22514
21319 | 2.6 | 1 | 365 | 2.9745 | 0.9582 | 3 | 0.93275
21335 | 9.945 | 1 | 365 | 11.3776 | 0.79012 | 12 | 0.16776
21327 | 6.5 | 1 | 365 | 7.4364 | 0.8955 | 8 | 0.33187
21337 | 4.16 | 1 | 365 | 4.7593 | 0.53312 | 5 | 0.2924
21339 | 7.8 | 1 | 365 | 8.9236 | 0.8746 | 9 | 0.79824
21340 | 4.94 | 1 | 365 | 5.6516 | 0.32058 | 5 | 0.97222
21343 | 4.16 | 1 | 365 | 4.7593 | 0.53312 | 5 | 0.2924
21341 | 7.02 | 1 | 365 | 8.0313 | 0.087144 | 8 | 0.11842
21344 | 4.94 | 1 | 365 | 5.6516 | 0.32058 | 5 | 0.97222
21345 | 4.68 | 1 | 365 | 5.3542 | 0.72476 | 6 | 0.078945
21342 | 8.32 | 1 | 365 | 9.5185 | 0.066245 | 9 | 0.58479
21351 | 2.08 | 1 | 365 | 2.3796 | 0.76656 | 3 | 0.1462
21353 | 4.42 | 1 | 365 | 5.0567 | 0.12894 | 5 | 0.18567
21354 | 6.24 | 1 | 365 | 7.1389 | 0.29968 | 7 | 0.43859
21361 | 8.32 | 1 | 365 | 9.5185 | 0.066245 | 9 | 0.58479
21366 | 5.98 | 1 | 365 | 6.8415 | 0.70386 | 7 | 0.54532
21308 | 2.04 | 1 | 365 | 2.3339 | 0.6749 | 3 | 0.0087709
16761 | 4.68 | 1 | 365 | 5.3542 | 0.72476 | 6 | 0.078945
14885 | 5.1 | 1 | 365 | 5.8347 | 0.68724 | 6 | 0.52193
13975 | 6.12 | 1 | 365 | 7.0016 | 0.02469 | 7 | 0.026313
18080 | 8 | 1 | 365 | 9.1524 | 0.33293 | 9 | 0.48538
17596 | 6.5 | 1 | 365 | 7.4364 | 0.8955 | 8 | 0.33187
15094 | 2.94 | 1 | 365 | 3.3635 | 0.73735 | 4 | 0.10088
17599 | 4.59 | 1 | 365 | 5.2512 | 0.51852 | 5 | 0.76973
15865 | 5.2 | 1 | 365 | 5.9491 | 0.9164 | 6 | 0.86549
14338 | 10.2 | 1 | 365 | 11.6694 | 0.37448 | 12 | 0.043854
21448 | 10.4 | 1 | 365 | 11.8982 | 0.83281 | 12 | 0.73099
21468 | 9.88 | 1 | 365 | 11.3033 | 0.64117 | 11 | 0.94444
21494 | 3.64 | 1 | 365 | 4.1644 | 0.34148 | 4 | 0.50585
21500 | 3.12 | 1 | 365 | 3.5695 | 0.14984 | 3 | 0.7193
21270 | 3.64 | 1 | 365 | 4.1644 | 0.34148 | 4 | 0.50585
20888 | 4.94 | 1 | 365 | 5.6516 | 0.32058 | 5 | 0.97222
15829 | 12.48 | 1 | 365 | 14.2778 | 0.59937 | 14 | 0.87719
21093 | 10.14 | 1 | 365 | 11.6007 | 0.23699 | 11 | 0.83771
15140 | 5.5 | 1 | 365 | 6.2923 | 0.60389 | 6 | 0.8962
18626 | 16.38 | 1 | 365 | 18.7396 | 0.53667 | 19 | 0.27631
22125 | 7.28 | 1 | 365 | 8.3287 | 0.68296 | 9 | 0.011692
22115 | 5.13 | 1 | 365 | 5.869 | 0.75599 | 6 | 0.625
16844 | 4.59 | 1 | 365 | 5.2512 | 0.51852 | 5 | 0.76973
19760 | 10.71 | 1 | 365 | 12.2528 | 0.54321 | 12 | 0.79605
17562 | 3.06 | 1 | 365 | 3.5008 | 0.012345 | 3 | 0.51316
22134 | 7.56 | 1 | 365 | 8.6491 | 0.32462 | 8 | 0.97368
21070 | 6.867 | 1 | 365 | 7.8562 | 0.73653 | 8 | 0.59276
22140 | 12.96 | 1 | 365 | 14.827 | 0.69934 | 15 | 0.52631
22153 | 9.36 | 1 | 365 | 10.7084 | 0.44953 | 11 | 0.15789
22151 | 9.625 | 1 | 365 | 11.0115 | 0.056804 | 11 | 0.068343
22158 | 10.4 | 1 | 365 | 11.8982 | 0.83281 | 12 | 0.73099
22167 | 9.1 | 1 | 365 | 10.4109 | 0.85371 | 11 | 0.26462
22170 | 8 | 1 | 365 | 9.1524 | 0.33293 | 9 | 0.48538
22172 | 10.8 | 1 | 365 | 12.3558 | 0.74945 | 13 | 0.10526
22173 | 3.57 | 1 | 365 | 4.0843 | 0.18107 | 4 | 0.26535
22175 | 5.46 | 1 | 365 | 6.2465 | 0.51222 | 6 | 0.75877
22176 | 6.12 | 1 | 365 | 7.0016 | 0.02469 | 7 | 0.026313
22178 | 3.9 | 1 | 365 | 4.4618 | 0.9373 | 5 | 0.39912
22177 | 5.5 | 1 | 365 | 6.2923 | 0.60389 | 6 | 0.8962
22188 | 8.16 | 1 | 365 | 9.3355 | 0.69959 | 10 | 0.035084
22190 | 6.12 | 1 | 365 | 7.0016 | 0.02469 | 7 | 0.026313
22102 | 5.2 | 1 | 365 | 5.9491 | 0.9164 | 6 | 0.86549
22195 | 5.72 | 1 | 365 | 6.544 | 0.10804 | 6 | 0.65204
22135 | 7.8 | 1 | 365 | 8.9236 | 0.8746 | 9 | 0.79824
22194 | 11.7 | 1 | 365 | 13.3855 | 0.81191 | 14 | 0.19736
22206 | 6.76 | 1 | 365 | 7.7338 | 0.49132 | 8 | 0.22514
22207 | 4.16 | 1 | 365 | 4.7593 | 0.53312 | 5 | 0.2924
22213 | 12.1 | 1 | 365 | 13.8431 | 0.72855 | 14 | 0.57163
22233 | 4.25 | 1 | 365 | 4.8622 | 0.73937 | 5 | 0.60161
22241 | 4.32 | 1 | 365 | 4.9423 | 0.89978 | 5 | 0.8421
22240 | 12.1 | 1 | 365 | 13.8431 | 0.72855 | 14 | 0.57163
21401 | 1.1 | 1 | 365 | 1.2585 | 0.52078 | 1 | 0.77924
22260 | 7.02 | 1 | 365 | 8.0313 | 0.087144 | 8 | 0.11842
22262 | 5.5 | 1 | 365 | 6.2923 | 0.60389 | 6 | 0.8962
22237 | 3.75 | 1 | 365 | 4.2902 | 0.59356 | 4 | 0.88377
22266 | 10 | 1 | 365 | 11.4406 | 0.91616 | 12 | 0.35672
22267 | 6.75 | 1 | 365 | 7.7224 | 0.46841 | 8 | 0.19079
22270 | 5.88 | 1 | 365 | 6.727 | 0.4747 | 7 | 0.20175
22272 | 79.8 | 0.9 | 365 | 82.1661 | 0.58386 | 82 | 0.74996
22276 | 9.18 | 1 | 365 | 10.5024 | 0.037035 | 10 | 0.53947
22281 | 9.435 | 1 | 365 | 10.7942 | 0.6214 | 11 | 0.41557
22279 | 6.84 | 1 | 365 | 7.8253 | 0.67465 | 8 | 0.5
22204 | 7.395 | 1 | 365 | 8.4603 | 0.9465 | 9 | 0.40679
22252 | 17.94 | 1 | 365 | 20.5244 | 0.11159 | 20 | 0.63596
17639 | 6.63 | 1 | 365 | 7.5851 | 0.19341 | 7 | 0.77851
19764 | 8 | 1 | 365 | 9.1524 | 0.33293 | 9 | 0.48538
15875 | 11.475 | 1 | 365 | 13.128 | 0.29629 | 13 | 0.42434
17622 | 3.64 | 1 | 365 | 4.1644 | 0.34148 | 4 | 0.50585
22081 | 3.64 | 1 | 365 | 4.1644 | 0.34148 | 4 | 0.50585
22101 | 3.315 | 1 | 365 | 3.7925 | 0.59671 | 4 | 0.38925
22306 | 6.5 | 1 | 365 | 7.4364 | 0.8955 | 8 | 0.33187
22308 | 4.59 | 1 | 365 | 5.2512 | 0.51852 | 5 | 0.76973
22310 | 5.67 | 1 | 365 | 6.4868 | 0.99346 | 7 | 0.48026
22311 | 8.5 | 1 | 365 | 9.7245 | 0.47874 | 10 | 0.20321
22312 | 3.24 | 1 | 365 | 3.7067 | 0.42484 | 4 | 0.13158
22313 | 8.75 | 1 | 365 | 10.0105 | 0.05164 | 10 | 0.06213
22318 | 10.25 | 1 | 365 | 11.7266 | 0.48906 | 12 | 0.21564
22315 | 11.025 | 1 | 365 | 12.6132 | 0.26507 | 12 | 0.87828
22320 | 6.5 | 1 | 365 | 7.4364 | 0.8955 | 8 | 0.33187
22322 | 7.54 | 1 | 365 | 8.6262 | 0.27878 | 8 | 0.90497
22323 | 8.32 | 1 | 365 | 9.5185 | 0.066245 | 9 | 0.58479
22325 | 10.92 | 1 | 365 | 12.4931 | 0.024447 | 12 | 0.51754
22326 | 9.88 | 1 | 365 | 11.3033 | 0.64117 | 11 | 0.94444
22330 | 8 | 1 | 365 | 9.1524 | 0.33293 | 9 | 0.48538
22327 | 8.32 | 1 | 365 | 9.5185 | 0.066245 | 9 | 0.58479
22332 | 7.28 | 1 | 365 | 8.3287 | 0.68296 | 9 | 0.011692
22331 | 7.28 | 1 | 365 | 8.3287 | 0.68296 | 9 | 0.011692
22341 | 3.64 | 1 | 365 | 4.1644 | 0.34148 | 4 | 0.50585
22286 | 2.86 | 1 | 365 | 3.272 | 0.55402 | 3 | 0.82602
22348 | 8.32 | 1 | 365 | 9.5185 | 0.066245 | 9 | 0.58479
22351 | 7.54 | 1 | 365 | 8.6262 | 0.27878 | 8 | 0.90497
22352 | 6.75 | 1 | 365 | 7.7224 | 0.46841 | 8 | 0.19079
22353 | 6.24 | 1 | 365 | 7.1389 | 0.29968 | 7 | 0.43859
22354 | 9 | 1 | 365 | 10.2965 | 0.62454 | 10 | 0.92105
22355 | 4.16 | 1 | 365 | 4.7593 | 0.53312 | 5 | 0.2924
22356 | 8.5 | 1 | 365 | 9.7245 | 0.47874 | 10 | 0.20321
22357 | 5.72 | 1 | 365 | 6.544 | 0.10804 | 6 | 0.65204
22359 | 9 | 1 | 365 | 10.2965 | 0.62454 | 10 | 0.92105
22360 | 6.24 | 1 | 365 | 7.1389 | 0.29968 | 7 | 0.43859
22361 | 6.5 | 1 | 365 | 7.4364 | 0.8955 | 8 | 0.33187
22362 | 5.5 | 1 | 365 | 6.2923 | 0.60389 | 6 | 0.8962
22363 | 8.84 | 1 | 365 | 10.1135 | 0.25789 | 10 | 0.37134
22364 | 6 | 1 | 365 | 6.8643 | 0.7497 | 7 | 0.61403
22634 | 6.24 | 1 | 365 | 7.1389 | 0.29968 | 7 | 0.43859
22636 | 5.13 | 1 | 365 | 5.869 | 0.75599 | 6 | 0.625
22641 | 4.42 | 1 | 365 | 5.0567 | 0.12894 | 5 | 0.18567
22639 | 9 | 1 | 365 | 10.2965 | 0.62454 | 10 | 0.92105
22646 | 7.25 | 1 | 365 | 8.2944 | 0.61422 | 8 | 0.90862
22643 | 6.75 | 1 | 365 | 7.7224 | 0.46841 | 8 | 0.19079
22647 | 11.2 | 1 | 365 | 12.8134 | 0.6661 | 13 | 0.47953
22662 | 6.75 | 1 | 365 | 7.7224 | 0.46841 | 8 | 0.19079
22663 | 4.75 | 1 | 365 | 5.4343 | 0.88518 | 6 | 0.31944
22665 | 9.25 | 1 | 365 | 10.5825 | 0.19745 | 10 | 0.77997
22668 | 9.36 | 1 | 365 | 10.7084 | 0.44953 | 11 | 0.15789
22669 | 7.15 | 1 | 365 | 8.18 | 0.38505 | 8 | 0.56505
22671 | 3.9 | 1 | 365 | 4.4618 | 0.9373 | 5 | 0.39912
22673 | 7 | 1 | 365 | 8.0084 | 0.041312 | 8 | 0.049704
22675 | 6.44 | 1 | 365 | 7.3677 | 0.75801 | 8 | 0.12573
22676 | 3.06 | 1 | 365 | 3.5008 | 0.012345 | 3 | 0.51316
22678 | 5 | 1 | 365 | 5.7203 | 0.45808 | 6 | 0.17836
22680 | 8.84 | 1 | 365 | 10.1135 | 0.25789 | 10 | 0.37134
22679 | 5.98 | 1 | 365 | 6.8415 | 0.70386 | 7 | 0.54532
21059 | 5.5 | 1 | 365 | 6.2923 | 0.60389 | 6 | 0.8962
22681 | 10.4 | 1 | 365 | 11.8982 | 0.83281 | 12 | 0.73099
22684 | 5.5 | 1 | 365 | 6.2923 | 0.60389 | 6 | 0.8962
22687 | 10.14 | 1 | 365 | 11.6007 | 0.23699 | 11 | 0.83771
22690 | 4.5 | 1 | 365 | 5.1483 | 0.31227 | 5 | 0.46052
22689 | 6 | 1 | 365 | 6.8643 | 0.7497 | 7 | 0.61403
22691 | 9.88 | 1 | 365 | 11.3033 | 0.64117 | 11 | 0.94444
22692 | 5.2 | 1 | 365 | 5.9491 | 0.9164 | 6 | 0.86549
22694 | 2.75 | 1 | 365 | 3.1462 | 0.30194 | 3 | 0.4481
22695 | 3.85 | 1 | 365 | 4.4046 | 0.82272 | 5 | 0.22734
22696 | 12.255 | 1 | 365 | 14.0204 | 0.083754 | 14 | 0.10416
22697 | 5.32 | 1 | 365 | 6.0864 | 0.1914 | 6 | 0.27778
22705 | 4.76 | 1 | 365 | 5.4457 | 0.90809 | 6 | 0.3538
22699 | 9.8 | 1 | 365 | 11.2117 | 0.45784 | 11 | 0.66959
22701 | 3.85 | 1 | 365 | 4.4046 | 0.82272 | 5 | 0.22734
22702 | 6.12 | 1 | 365 | 7.0016 | 0.02469 | 7 | 0.026313
16081 | 6.885 | 1 | 365 | 7.8768 | 0.77778 | 8 | 0.6546
18328 | 5.2 | 1 | 365 | 5.9491 | 0.9164 | 6 | 0.86549
16093 | 8.925 | 1 | 365 | 10.2107 | 0.45267 | 10 | 0.66337
16090 | 5.61 | 1 | 365 | 6.4182 | 0.85597 | 7 | 0.27412
16102 | 5.2 | 1 | 365 | 5.9491 | 0.9164 | 6 | 0.86549
18384 | 9.88 | 1 | 365 | 11.3033 | 0.64117 | 11 | 0.94444
16099 | 7.65 | 1 | 365 | 8.752 | 0.53086 | 9 | 0.28289
16184 | 5.2 | 1 | 365 | 5.9491 | 0.9164 | 6 | 0.86549
18390 | 8.06 | 1 | 365 | 9.2211 | 0.47042 | 9 | 0.69152
16183 | 7.28 | 1 | 365 | 8.3287 | 0.68296 | 9 | 0.011692
16181 | 8.32 | 1 | 365 | 9.5185 | 0.066245 | 9 | 0.58479
18394 | 8.58 | 1 | 365 | 9.816 | 0.66207 | 10 | 0.47807
16226 | 5.72 | 1 | 365 | 6.544 | 0.10804 | 6 | 0.65204
18396 | 7.54 | 1 | 365 | 8.6262 | 0.27878 | 8 | 0.90497
18399 | 10.14 | 1 | 365 | 11.6007 | 0.23699 | 11 | 0.83771
18400 | 5.46 | 1 | 365 | 6.2465 | 0.51222 | 6 | 0.75877
12425 | 167.4 | 0.9 | 365 | 172.3635 | 0.25487 | 172 | 0.61834
17986 | 9.88 | 1 | 365 | 11.3033 | 0.64117 | 11 | 0.94444
19429 | 11.18 | 1 | 365 | 12.7905 | 0.62027 | 13 | 0.41081
19850 | 13.52 | 1 | 365 | 15.4676 | 0.98265 | 16 | 0.45029
20111 | 5.2 | 1 | 365 | 5.9491 | 0.9164 | 6 | 0.86549
18852 | 6.24 | 1 | 365 | 7.1389 | 0.29968 | 7 | 0.43859
18853 | 10.66 | 1 | 365 | 12.1956 | 0.42863 | 12 | 0.62426
18860 | 9.62 | 1 | 365 | 11.0058 | 0.045346 | 11 | 0.051165
18931 | 7.14 | 1 | 365 | 8.1686 | 0.36214 | 8 | 0.5307
18942 | 5.2 | 1 | 365 | 5.9491 | 0.9164 | 6 | 0.86549
18936 | 4.42 | 1 | 365 | 5.0567 | 0.12894 | 5 | 0.18567
18945 | 3.64 | 1 | 365 | 4.1644 | 0.34148 | 4 | 0.50585
21954 | 13.44 | 1 | 365 | 15.3761 | 0.79932 | 16 | 0.17543
18953 | 6.76 | 1 | 365 | 7.7338 | 0.49132 | 8 | 0.22514
18954 | 9.1 | 1 | 365 | 10.4109 | 0.85371 | 11 | 0.26462
19143 | 5.46 | 1 | 365 | 6.2465 | 0.51222 | 6 | 0.75877
21955 | 13.72 | 1 | 365 | 15.6964 | 0.44097 | 16 | 0.13742
19145 | 3.12 | 1 | 365 | 3.5695 | 0.14984 | 3 | 0.7193
18402 | 4.94 | 1 | 365 | 5.6516 | 0.32058 | 5 | 0.97222
21958 | 5.625 | 1 | 365 | 6.4353 | 0.89034 | 7 | 0.32565
19146 | 11.44 | 1 | 365 | 13.088 | 0.21609 | 13 | 0.30409
19306 | 8.84 | 1 | 365 | 10.1135 | 0.25789 | 10 | 0.37134
18407 | 7.54 | 1 | 365 | 8.6262 | 0.27878 | 8 | 0.90497
21959 | 5.4 | 1 | 365 | 6.1779 | 0.37473 | 6 | 0.55263
21960 | 4.88 | 1 | 365 | 5.583 | 0.18309 | 5 | 0.76608
21961 | 6.12 | 1 | 365 | 7.0016 | 0.02469 | 7 | 0.026313
18403 | 6.24 | 1 | 365 | 7.1389 | 0.29968 | 7 | 0.43859
18415 | 7.395 | 1 | 365 | 8.4603 | 0.9465 | 9 | 0.40679
18416 | 6.76 | 1 | 365 | 7.7338 | 0.49132 | 8 | 0.22514
18419 | 10.14 | 1 | 365 | 11.6007 | 0.23699 | 11 | 0.83771
21962 | 4.2 | 1 | 365 | 4.805 | 0.62479 | 5 | 0.42982
18420 | 4.42 | 1 | 365 | 5.0567 | 0.12894 | 5 | 0.18567
22008 | 9 | 1 | 365 | 10.2965 | 0.62454 | 10 | 0.92105
22010 | 5.4 | 1 | 365 | 6.1779 | 0.37473 | 6 | 0.55263
22013 | 3.75 | 1 | 365 | 4.2902 | 0.59356 | 4 | 0.88377
18423 | 14.04 | 1 | 365 | 16.0625 | 0.17429 | 16 | 0.23683
22022 | 6.72 | 1 | 365 | 7.6881 | 0.39966 | 8 | 0.087716
22027 | 9.8 | 1 | 365 | 11.2117 | 0.45784 | 11 | 0.66959
21469 | 3.38 | 1 | 365 | 3.8669 | 0.74566 | 4 | 0.61257
21966 | 7.7 | 1 | 365 | 8.8092 | 0.64544 | 9 | 0.45467
18439 | 10.71 | 1 | 365 | 12.2528 | 0.54321 | 12 | 0.79605
21967 | 5.36 | 1 | 365 | 6.1321 | 0.28306 | 6 | 0.4152
18441 | 2.86 | 1 | 365 | 3.272 | 0.55402 | 3 | 0.82602
21969 | 9.81 | 1 | 365 | 11.2232 | 0.48075 | 11 | 0.70394
18442 | 7.8 | 1 | 365 | 8.9236 | 0.8746 | 9 | 0.79824
21970 | 3.04 | 1 | 365 | 3.4779 | 0.96651 | 4 | 0.44444
18488 | 3.38 | 1 | 365 | 3.8669 | 0.74566 | 4 | 0.61257
21983 | 10.92 | 1 | 365 | 12.4931 | 0.024447 | 12 | 0.51754
21985 | 7.194 | 1 | 365 | 8.2303 | 0.48589 | 8 | 0.71622
18473 | 11.18 | 1 | 365 | 12.7905 | 0.62027 | 13 | 0.41081
21988 | 7.5 | 1 | 365 | 8.5804 | 0.18712 | 8 | 0.76754
18479 | 3.64 | 1 | 365 | 4.1644 | 0.34148 | 4 | 0.50585
21989 | 9.81 | 1 | 365 | 11.2232 | 0.48075 | 11 | 0.70394
18474 | 14.04 | 1 | 365 | 16.0625 | 0.17429 | 16 | 0.23683
21990 | 8.525 | 1 | 365 | 9.7531 | 0.53603 | 10 | 0.2891
21992 | 12.495 | 1 | 365 | 14.295 | 0.63374 | 14 | 0.92872
18491 | 3.9 | 1 | 365 | 4.4618 | 0.9373 | 5 | 0.39912
18497 | 9.1 | 1 | 365 | 10.4109 | 0.85371 | 11 | 0.26462
21677 | 7.521 | 1 | 365 | 8.6044 | 0.23524 | 8 | 0.83969
22084 | 8.55 | 1 | 365 | 9.7817 | 0.59332 | 10 | 0.375
22087 | 9.12 | 1 | 365 | 10.4338 | 0.89954 | 11 | 0.33333
21968 | 4.578 | 1 | 365 | 5.2375 | 0.49102 | 5 | 0.72851
22043 | 10.8 | 1 | 365 | 12.3558 | 0.74945 | 13 | 0.10526
21187 | 10.92 | 1 | 365 | 12.4931 | 0.024447 | 12 | 0.51754
21900 | 3.315 | 1 | 365 | 3.7925 | 0.59671 | 4 | 0.38925
21906 | 3.38 | 1 | 365 | 3.8669 | 0.74566 | 4 | 0.61257
22798 | 8.84 | 1 | 365 | 10.1135 | 0.25789 | 10 | 0.37134
21919 | 4.59 | 1 | 365 | 5.2512 | 0.51852 | 5 | 0.76973
22799 | 8.25 | 1 | 365 | 9.4385 | 0.90583 | 10 | 0.34429
14712 | 14.28 | 1 | 365 | 16.3371 | 0.72428 | 17 | 0.061396
15974 | 8.415 | 1 | 365 | 9.6272 | 0.28395 | 9 | 0.91118
22801 | 5.25 | 1 | 365 | 6.0063 | 0.030984 | 6 | 0.037278
18084 | 3.12 | 1 | 365 | 3.5695 | 0.14984 | 3 | 0.7193
22803 | 9.8 | 1 | 365 | 11.2117 | 0.45784 | 11 | 0.66959
13145 | 6.63 | 1 | 365 | 7.5851 | 0.19341 | 7 | 0.77851
22804 | 6.5 | 1 | 365 | 7.4364 | 0.8955 | 8 | 0.33187
16996 | 6.76 | 1 | 365 | 7.7338 | 0.49132 | 8 | 0.22514
21044 | 7.02 | 1 | 365 | 8.0313 | 0.087144 | 8 | 0.11842
20407 | 3.64 | 1 | 365 | 4.1644 | 0.34148 | 4 | 0.50585
22029 | 7.02 | 1 | 365 | 8.0313 | 0.087144 | 8 | 0.11842
22809 | 8 | 1 | 365 | 9.1524 | 0.33293 | 9 | 0.48538
22035 | 3.12 | 1 | 365 | 3.5695 | 0.14984 | 3 | 0.7193
21986 | 3.38 | 1 | 365 | 3.8669 | 0.74566 | 4 | 0.61257
22816 | 7 | 1 | 365 | 8.0084 | 0.041312 | 8 | 0.049704
21991 | 17.42 | 1 | 365 | 19.9295 | 0.91995 | 20 | 0.84941
22024 | 3.64 | 1 | 365 | 4.1644 | 0.34148 | 4 | 0.50585
22031 | 2.08 | 1 | 365 | 2.3796 | 0.76656 | 3 | 0.1462
22832 | 6.12 | 1 | 365 | 7.0016 | 0.02469 | 7 | 0.026313
22834 | 21.45 | 1 | 365 | 24.54 | 0.15516 | 24 | 0.69516
22835 | 2.8 | 1 | 365 | 3.2034 | 0.41652 | 3 | 0.61988
22836 | 6.3 | 1 | 365 | 7.2076 | 0.43718 | 7 | 0.64473
22838 | 6.12 | 1 | 365 | 7.0016 | 0.02469 | 7 | 0.026313
22839 | 6.72 | 1 | 365 | 7.6881 | 0.39966 | 8 | 0.087716
22843 | 7.75 | 1 | 365 | 8.8664 | 0.76002 | 9 | 0.62646
22841 | 15.25 | 1 | 365 | 17.4469 | 0.94714 | 18 | 0.394
22844 | 10.4 | 1 | 365 | 11.8982 | 0.83281 | 12 | 0.73099
22846 | 2.86 | 1 | 365 | 3.272 | 0.55402 | 3 | 0.82602
22845 | 13.5 | 1 | 365 | 15.4448 | 0.93682 | 16 | 0.38157
22847 | 5.75 | 1 | 365 | 6.5783 | 0.17679 | 6 | 0.75511
22849 | 7.25 | 1 | 365 | 8.2944 | 0.61422 | 8 | 0.90862
22848 | 7.695 | 1 | 365 | 8.8035 | 0.63399 | 9 | 0.4375
22850 | 6.76 | 1 | 365 | 7.7338 | 0.49132 | 8 | 0.22514
22852 | 9.1 | 1 | 365 | 10.4109 | 0.85371 | 11 | 0.26462
22853 | 5.1 | 1 | 365 | 5.8347 | 0.68724 | 6 | 0.52193
22858 | 5.94 | 1 | 365 | 6.7957 | 0.6122 | 7 | 0.40789
22859 | 19.62 | 1 | 365 | 22.4464 | 0.96151 | 23 | 0.40788
22813 | 8.16 | 1 | 365 | 9.3355 | 0.69959 | 10 | 0.035084
22735 | 2.68 | 1 | 365 | 3.0661 | 0.14153 | 3 | 0.2076
22807 | 3.12 | 1 | 365 | 3.5695 | 0.14984 | 3 | 0.7193
22893 | 8.25 | 1 | 365 | 9.4385 | 0.90583 | 10 | 0.34429
22892 | 2.94 | 1 | 365 | 3.3635 | 0.73735 | 4 | 0.10088
22894 | 8.4 | 1 | 365 | 9.6101 | 0.24957 | 9 | 0.85964
22608 | 4.94 | 1 | 365 | 5.6516 | 0.32058 | 5 | 0.97222
22895 | 7.84 | 1 | 365 | 8.9694 | 0.96627 | 9 | 0.93567
22896 | 5.04 | 1 | 365 | 5.766 | 0.54974 | 6 | 0.31579
22898 | 4.5 | 1 | 365 | 5.1483 | 0.31227 | 5 | 0.46052
22899 | 12 | 1 | 365 | 13.7287 | 0.49939 | 14 | 0.22806
22901 | 9.88 | 1 | 365 | 11.3033 | 0.64117 | 11 | 0.94444
22903 | 7.02 | 1 | 365 | 8.0313 | 0.087144 | 8 | 0.11842
22902 | 5.1 | 1 | 365 | 5.8347 | 0.68724 | 6 | 0.52193
22904 | 5.98 | 1 | 365 | 6.8415 | 0.70386 | 7 | 0.54532
22905 | 11.5 | 1 | 365 | 13.1566 | 0.35358 | 13 | 0.51023
22912 | 9.36 | 1 | 365 | 10.7084 | 0.44953 | 11 | 0.15789
22911 | 6.05 | 1 | 365 | 6.9215 | 0.86428 | 7 | 0.78582
22914 | 8.25 | 1 | 365 | 9.4385 | 0.90583 | 10 | 0.34429
22917 | 9.075 | 1 | 365 | 10.3823 | 0.79642 | 11 | 0.17872
22919 | 6.375 | 1 | 365 | 7.2934 | 0.60905 | 7 | 0.90241
22922 | 6.885 | 1 | 365 | 7.8768 | 0.77778 | 8 | 0.6546
22925 | 11.2 | 1 | 365 | 12.8134 | 0.6661 | 13 | 0.47953
22923 | 14.75 | 1 | 365 | 16.8748 | 0.80134 | 17 | 0.67616
22927 | 6 | 1 | 365 | 6.8643 | 0.7497 | 7 | 0.61403
22928 | 4.59 | 1 | 365 | 5.2512 | 0.51852 | 5 | 0.76973
22721 | 7.29 | 1 | 365 | 8.3402 | 0.70588 | 9 | 0.046049
22930 | 4.95 | 1 | 365 | 5.6631 | 0.3435 | 6 | 0.0065764
22934 | 10.725 | 1 | 365 | 12.27 | 0.57758 | 12 | 0.84758
22932 | 9.88 | 1 | 365 | 11.3033 | 0.64117 | 11 | 0.94444
22937 | 8.1 | 1 | 365 | 9.2669 | 0.56209 | 9 | 0.82894
22938 | 6.44 | 1 | 365 | 7.3677 | 0.75801 | 8 | 0.12573
22940 | 11.5 | 1 | 365 | 13.1566 | 0.35358 | 13 | 0.51023
22942 | 7.28 | 1 | 365 | 8.3287 | 0.68296 | 9 | 0.011692
22944 | 6.76 | 1 | 365 | 7.7338 | 0.49132 | 8 | 0.22514
22947 | 7.5 | 1 | 365 | 8.5804 | 0.18712 | 8 | 0.76754
22945 | 6.25 | 1 | 365 | 7.1504 | 0.3226 | 7 | 0.47295
22948 | 8.25 | 1 | 365 | 9.4385 | 0.90583 | 10 | 0.34429
22949 | 11.5 | 1 | 365 | 13.1566 | 0.35358 | 13 | 0.51023
22952 | 10.14 | 1 | 365 | 11.6007 | 0.23699 | 11 | 0.83771
22953 | 7.29 | 1 | 365 | 8.3402 | 0.70588 | 9 | 0.046049
22954 | 13 | 1 | 365 | 14.8727 | 0.79101 | 15 | 0.66374
22955 | 5 | 1 | 365 | 5.7203 | 0.45808 | 6 | 0.17836
22956 | 9.75 | 1 | 365 | 11.1545 | 0.34326 | 11 | 0.4978
22957 | 6.375 | 1 | 365 | 7.2934 | 0.60905 | 7 | 0.90241
22958 | 4.94 | 1 | 365 | 5.6516 | 0.32058 | 5 | 0.97222
22959 | 9.88 | 1 | 365 | 11.3033 | 0.64117 | 11 | 0.94444
22962 | 11.5 | 1 | 365 | 13.1566 | 0.35358 | 13 | 0.51023
22963 | 5.25 | 1 | 365 | 6.0063 | 0.030984 | 6 | 0.037278
22965 | 4.68 | 1 | 365 | 5.3542 | 0.72476 | 6 | 0.078945
22966 | 7.02 | 1 | 365 | 8.0313 | 0.087144 | 8 | 0.11842
22967 | 10.25 | 1 | 365 | 11.7266 | 0.48906 | 12 | 0.21564
23081 | 5.72 | 1 | 365 | 6.544 | 0.10804 | 6 | 0.65204
23223 | 7.75 | 1 | 365 | 8.8664 | 0.76002 | 9 | 0.62646
23224 | 7.8 | 1 | 365 | 8.9236 | 0.8746 | 9 | 0.79824
23229 | 7.28 | 1 | 365 | 8.3287 | 0.68296 | 9 | 0.011692
23232 | 6.63 | 1 | 365 | 7.5851 | 0.19341 | 7 | 0.77851
23233 | 5.72 | 1 | 365 | 6.544 | 0.10804 | 6 | 0.65204
21866 | 6.6 | 1 | 365 | 7.5508 | 0.12467 | 7 | 0.67544
21867 | 9.18 | 1 | 365 | 10.5024 | 0.037035 | 10 | 0.53947
23236 | 5.75 | 1 | 365 | 6.5783 | 0.17679 | 6 | 0.75511
21868 | 5.355 | 1 | 365 | 6.1264 | 0.2716 | 6 | 0.39802
23238 | 7.28 | 1 | 365 | 8.3287 | 0.68296 | 9 | 0.011692
21869 | 3.575 | 1 | 365 | 4.09 | 0.19253 | 4 | 0.28253
21870 | 8.67 | 1 | 365 | 9.919 | 0.86831 | 10 | 0.78728
23242 | 9.1 | 1 | 365 | 10.4109 | 0.85371 | 11 | 0.26462
23245 | 4.94 | 1 | 365 | 5.6516 | 0.32058 | 5 | 0.97222
21871 | 5.1 | 1 | 365 | 5.8347 | 0.68724 | 6 | 0.52193
19689 | 4.83 | 1 | 365 | 5.5258 | 0.068505 | 5 | 0.5943
21872 | 11.55 | 1 | 365 | 13.2138 | 0.46816 | 13 | 0.68201
23248 | 11.76 | 1 | 365 | 13.4541 | 0.9494 | 14 | 0.4035
14606 | 7.395 | 1 | 365 | 8.4603 | 0.9465 | 9 | 0.40679
23253 | 7.28 | 1 | 365 | 8.3287 | 0.68296 | 9 | 0.011692
23256 | 13.23 | 1 | 365 | 15.1359 | 0.31808 | 15 | 0.45394
21875 | 7.28 | 1 | 365 | 8.3287 | 0.68296 | 9 | 0.011692
23258 | 5.72 | 1 | 365 | 6.544 | 0.10804 | 6 | 0.65204
15225 | 8.16 | 1 | 365 | 9.3355 | 0.69959 | 10 | 0.035084
23259 | 14 | 1 | 365 | 16.0168 | 0.082624 | 16 | 0.099408
16648 | 10.92 | 1 | 365 | 12.4931 | 0.024447 | 12 | 0.51754
23264 | 4.94 | 1 | 365 | 5.6516 | 0.32058 | 5 | 0.97222
18184 | 7.54 | 1 | 365 | 8.6262 | 0.27878 | 8 | 0.90497
23265 | 5.72 | 1 | 365 | 6.544 | 0.10804 | 6 | 0.65204
21695 | 5 | 1 | 365 | 5.7203 | 0.45808 | 6 | 0.17836
23266 | 11.44 | 1 | 365 | 13.088 | 0.21609 | 13 | 0.30409
16918 | 10 | 1 | 365 | 11.4406 | 0.91616 | 12 | 0.35672
23267 | 6.24 | 1 | 365 | 7.1389 | 0.29968 | 7 | 0.43859
21884 | 8.5 | 1 | 365 | 9.7245 | 0.47874 | 10 | 0.20321
23270 | 3.12 | 1 | 365 | 3.5695 | 0.14984 | 3 | 0.7193
21885 | 8.75 | 1 | 365 | 10.0105 | 0.05164 | 10 | 0.06213
23271 | 6.16 | 1 | 365 | 7.0474 | 0.11635 | 7 | 0.16374
23273 | 11.7 | 1 | 365 | 13.3855 | 0.81191 | 14 | 0.19736
21887 | 8.84 | 1 | 365 | 10.1135 | 0.25789 | 10 | 0.37134
21893 | 6.25 | 1 | 365 | 7.1504 | 0.3226 | 7 | 0.47295
23275 | 6.3 | 1 | 365 | 7.2076 | 0.43718 | 7 | 0.64473
23276 | 12.48 | 1 | 365 | 14.2778 | 0.59937 | 14 | 0.87719
21732 | 4.68 | 1 | 365 | 5.3542 | 0.72476 | 6 | 0.078945
21899 | 7.75 | 1 | 365 | 8.8664 | 0.76002 | 9 | 0.62646
23278 | 6.76 | 1 | 365 | 7.7338 | 0.49132 | 8 | 0.22514
21794 | 3.12 | 1 | 365 | 3.5695 | 0.14984 | 3 | 0.7193
21740 | 3.64 | 1 | 365 | 4.1644 | 0.34148 | 4 | 0.50585
23280 | 4.845 | 1 | 365 | 5.543 | 0.10288 | 5 | 0.64583
23282 | 5.46 | 1 | 365 | 6.2465 | 0.51222 | 6 | 0.75877
16207 | 4.59 | 1 | 365 | 5.2512 | 0.51852 | 5 | 0.76973
23283 | 5.61 | 1 | 365 | 6.4182 | 0.85597 | 7 | 0.27412
19783 | 10.66 | 1 | 365 | 12.1956 | 0.42863 | 12 | 0.62426
23284 | 8.5 | 1 | 365 | 9.7245 | 0.47874 | 10 | 0.20321
21920 | 10.14 | 1 | 365 | 11.6007 | 0.23699 | 11 | 0.83771
23286 | 4.68 | 1 | 365 | 5.3542 | 0.72476 | 6 | 0.078945
18185 | 7.395 | 1 | 365 | 8.4603 | 0.9465 | 9 | 0.40679
23287 | 4.59 | 1 | 365 | 5.2512 | 0.51852 | 5 | 0.76973
19357 | 2.6 | 1 | 365 | 2.9745 | 0.9582 | 3 | 0.93275
18194 | 11.96 | 1 | 365 | 13.6829 | 0.40773 | 14 | 0.090637
16067 | 9.62 | 1 | 365 | 11.0058 | 0.045346 | 11 | 0.051165
16112 | 8.925 | 1 | 365 | 10.2107 | 0.45267 | 10 | 0.66337
16056 | 9.945 | 1 | 365 | 11.3776 | 0.79012 | 12 | 0.16776
18318 | 4.94 | 1 | 365 | 5.6516 | 0.32058 | 5 | 0.97222
19360 | 7.28 | 1 | 365 | 8.3287 | 0.68296 | 9 | 0.011692
15769 | 4.335 | 1 | 365 | 4.9595 | 0.93416 | 5 | 0.89364
15822 | 12.22 | 1 | 365 | 13.9804 | 0.0035475 | 13 | 0.98391
18969 | 9.36 | 1 | 365 | 10.7084 | 0.44953 | 11 | 0.15789
18319 | 4.16 | 1 | 365 | 4.7593 | 0.53312 | 5 | 0.2924
19235 | 11.18 | 1 | 365 | 12.7905 | 0.62027 | 13 | 0.41081
19225 | 5.2 | 1 | 365 | 5.9491 | 0.9164 | 6 | 0.86549
15968 | 8.58 | 1 | 365 | 9.816 | 0.66207 | 10 | 0.47807
18322 | 3.64 | 1 | 365 | 4.1644 | 0.34148 | 4 | 0.50585
19234 | 2.6 | 1 | 365 | 2.9745 | 0.9582 | 3 | 0.93275
16077 | 8.32 | 1 | 365 | 9.5185 | 0.066245 | 9 | 0.58479
19378 | 2.55 | 1 | 365 | 2.9173 | 0.84362 | 3 | 0.76096
16072 | 2.86 | 1 | 365 | 3.272 | 0.55402 | 3 | 0.82602
19222 | 4.16 | 1 | 365 | 4.7593 | 0.53312 | 5 | 0.2924
18325 | 7.54 | 1 | 365 | 8.6262 | 0.27878 | 8 | 0.90497
16088 | 7.28 | 1 | 365 | 8.3287 | 0.68296 | 9 | 0.011692
16084 | 3.38 | 1 | 365 | 3.8669 | 0.74566 | 4 | 0.61257
19282 | 6.76 | 1 | 365 | 7.7338 | 0.49132 | 8 | 0.22514
21928 | 5.75 | 1 | 365 | 6.5783 | 0.17679 | 6 | 0.75511
19277 | 11.44 | 1 | 365 | 13.088 | 0.21609 | 13 | 0.30409
21932 | 7 | 1 | 365 | 8.0084 | 0.041312 | 8 | 0.049704
19269 | 11.96 | 1 | 365 | 13.6829 | 0.40773 | 14 | 0.090637
21935 | 3.12 | 1 | 365 | 3.5695 | 0.14984 | 3 | 0.7193
19249 | 6.24 | 1 | 365 | 7.1389 | 0.29968 | 7 | 0.43859
21938 | 9 | 1 | 365 | 10.2965 | 0.62454 | 10 | 0.92105
19271 | 4.94 | 1 | 365 | 5.6516 | 0.32058 | 5 | 0.97222
21941 | 8.58 | 1 | 365 | 9.816 | 0.66207 | 10 | 0.47807
19302 | 6.76 | 1 | 365 | 7.7338 | 0.49132 | 8 | 0.22514
21801 | 8.855 | 1 | 365 | 10.1306 | 0.29226 | 10 | 0.42288
19286 | 10.92 | 1 | 365 | 12.4931 | 0.024447 | 12 | 0.51754
21953 | 7.83 | 1 | 365 | 8.958 | 0.94335 | 9 | 0.90131
19287 | 9.36 | 1 | 365 | 10.7084 | 0.44953 | 11 | 0.15789
22496 | 9.156 | 1 | 365 | 10.475 | 0.98204 | 11 | 0.45701
22498 | 3.06 | 1 | 365 | 3.5008 | 0.012345 | 3 | 0.51316
22492 | 7.84 | 1 | 365 | 8.9694 | 0.96627 | 9 | 0.93567
22515 | 7.2 | 1 | 365 | 8.2372 | 0.49964 | 8 | 0.73684
22516 | 6.16 | 1 | 365 | 7.0474 | 0.11635 | 7 | 0.16374
22517 | 5.985 | 1 | 365 | 6.8472 | 0.71532 | 7 | 0.5625
22519 | 7.2 | 1 | 365 | 8.2372 | 0.49964 | 8 | 0.73684
22524 | 5.4 | 1 | 365 | 6.1779 | 0.37473 | 6 | 0.55263
22526 | 5.88 | 1 | 365 | 6.727 | 0.4747 | 7 | 0.20175
22528 | 2.925 | 1 | 365 | 3.3464 | 0.70298 | 4 | 0.049341
22531 | 3.6 | 1 | 365 | 4.1186 | 0.24982 | 4 | 0.36842
22610 | 3.15 | 1 | 365 | 3.6038 | 0.21859 | 3 | 0.82237
22365 | 6.25 | 1 | 365 | 7.1504 | 0.3226 | 7 | 0.47295
22366 | 17.25 | 1 | 365 | 19.735 | 0.53038 | 20 | 0.26534
21964 | 10.45 | 1 | 365 | 11.9554 | 0.94739 | 12 | 0.90277
22367 | 4.75 | 1 | 365 | 5.4343 | 0.88518 | 6 | 0.31944
22508 | 7.125 | 1 | 365 | 8.1514 | 0.32776 | 8 | 0.47916
22372 | 10.965 | 1 | 365 | 12.5446 | 0.12757 | 12 | 0.67214
22510 | 8.235 | 1 | 365 | 9.4213 | 0.87146 | 10 | 0.29276
22576 | 7.65 | 1 | 365 | 8.752 | 0.53086 | 9 | 0.28289
22373 | 7.84 | 1 | 365 | 8.9694 | 0.96627 | 9 | 0.93567
22491 | 7.02 | 1 | 365 | 8.0313 | 0.087144 | 8 | 0.11842
22374 | 14.82 | 1 | 365 | 16.9549 | 0.96175 | 17 | 0.91666
21790 | 12.96 | 1 | 365 | 14.827 | 0.69934 | 15 | 0.52631
22379 | 6.54 | 1 | 365 | 7.4821 | 0.98717 | 8 | 0.46929
22328 | 6.5 | 1 | 365 | 7.4364 | 0.8955 | 8 | 0.33187
22377 | 9.483 | 1 | 365 | 10.8491 | 0.73139 | 11 | 0.58048
21798 | 3 | 1 | 365 | 3.4322 | 0.87485 | 4 | 0.30702
22497 | 10.92 | 1 | 365 | 12.4931 | 0.024447 | 12 | 0.51754
22495 | 7.02 | 1 | 365 | 8.0313 | 0.087144 | 8 | 0.11842
22383 | 5.28 | 1 | 365 | 6.0406 | 0.099732 | 6 | 0.14035
22556 | 7.8 | 1 | 365 | 8.9236 | 0.8746 | 9 | 0.79824
22385 | 3.15 | 1 | 365 | 3.6038 | 0.21859 | 3 | 0.82237
22554 | 9.88 | 1 | 365 | 11.3033 | 0.64117 | 11 | 0.94444
22388 | 3.15 | 1 | 365 | 3.6038 | 0.21859 | 3 | 0.82237
22557 | 4.42 | 1 | 365 | 5.0567 | 0.12894 | 5 | 0.18567
22390 | 8.4 | 1 | 365 | 9.6101 | 0.24957 | 9 | 0.85964
22503 | 7.28 | 1 | 365 | 8.3287 | 0.68296 | 9 | 0.011692
22392 | 9.9 | 1 | 365 | 11.3262 | 0.687 | 12 | 0.013153
22393 | 6.3 | 1 | 365 | 7.2076 | 0.43718 | 7 | 0.64473
22538 | 8.67 | 1 | 365 | 9.919 | 0.86831 | 10 | 0.78728
22397 | 2.88 | 1 | 365 | 3.2949 | 0.59985 | 3 | 0.89474
22563 | 3.06 | 1 | 365 | 3.5008 | 0.012345 | 3 | 0.51316
22399 | 8.1 | 1 | 365 | 9.2669 | 0.56209 | 9 | 0.82894
22509 | 13.77 | 1 | 365 | 15.7537 | 0.55555 | 16 | 0.3092
22402 | 10.64 | 1 | 365 | 12.1728 | 0.38279 | 12 | 0.55555
22407 | 7.98 | 1 | 365 | 9.1296 | 0.2871 | 9 | 0.41666
22514 | 8.845 | 1 | 365 | 10.1192 | 0.26934 | 10 | 0.38852
22410 | 5.76 | 1 | 365 | 6.5898 | 0.19971 | 6 | 0.78947
19290 | 7.54 | 1 | 365 | 8.6262 | 0.27878 | 8 | 0.90497
22412 | 2.88 | 1 | 365 | 3.2949 | 0.59985 | 3 | 0.89474
22543 | 4.2 | 1 | 365 | 4.805 | 0.62479 | 5 | 0.42982
22545 | 8.68 | 1 | 365 | 9.9304 | 0.89123 | 10 | 0.82163
22416 | 6.72 | 1 | 365 | 7.6881 | 0.39966 | 8 | 0.087716
22550 | 7.56 | 1 | 365 | 8.6491 | 0.32462 | 8 | 0.97368
22419 | 8.55 | 1 | 365 | 9.7817 | 0.59332 | 10 | 0.375
22371 | 5.72 | 1 | 365 | 6.544 | 0.10804 | 6 | 0.65204
16373 | 45.43 | 0.9 | 365 | 46.777 | 0.6973 | 47 | 0.47432
22400 | 20.4 | 1 | 365 | 23.3387 | 0.74897 | 24 | 0.087709
22421 | 5.75 | 1 | 365 | 6.5783 | 0.17679 | 6 | 0.75511
21522 | 5.2 | 1 | 365 | 5.9491 | 0.9164 | 6 | 0.86549
22413 | 7.54 | 1 | 365 | 8.6262 | 0.27878 | 8 | 0.90497
22422 | 5.4 | 1 | 365 | 6.1779 | 0.37473 | 6 | 0.55263
22425 | 3.9 | 1 | 365 | 4.4618 | 0.9373 | 5 | 0.39912
22462 | 9.18 | 1 | 365 | 10.5024 | 0.037035 | 10 | 0.53947
22451 | 3.38 | 1 | 365 | 3.8669 | 0.74566 | 4 | 0.61257
22453 | 3.825 | 1 | 365 | 4.376 | 0.76543 | 5 | 0.14145
22460 | 5.72 | 1 | 365 | 6.544 | 0.10804 | 6 | 0.65204
22391 | 3.64 | 1 | 365 | 4.1644 | 0.34148 | 4 | 0.50585
22465 | 10.2 | 1 | 365 | 11.6694 | 0.37448 | 12 | 0.043854
22382 | 6.24 | 1 | 365 | 7.1389 | 0.29968 | 7 | 0.43859
22472 | 11.18 | 1 | 365 | 12.7905 | 0.62027 | 13 | 0.41081
22542 | 5.865 | 1 | 365 | 6.7099 | 0.44033 | 7 | 0.15022
22471 | 9.36 | 1 | 365 | 10.7084 | 0.44953 | 11 | 0.15789
22480 | 6.72 | 1 | 365 | 7.6881 | 0.39966 | 8 | 0.087716
22478 | 8.58 | 1 | 365 | 9.816 | 0.66207 | 10 | 0.47807
22551 | 6.76 | 1 | 365 | 7.7338 | 0.49132 | 8 | 0.22514
22577 | 7.28 | 1 | 365 | 8.3287 | 0.68296 | 9 | 0.011692
22583 | 4.42 | 1 | 365 | 5.0567 | 0.12894 | 5 | 0.18567
22582 | 6.24 | 1 | 365 | 7.1389 | 0.29968 | 7 | 0.43859
22581 | 10.4 | 1 | 365 | 11.8982 | 0.83281 | 12 | 0.73099
22579 | 8.16 | 1 | 365 | 9.3355 | 0.69959 | 10 | 0.035084
5675 | 2.16 | 1 | 365 | 2.4712 | 0.94989 | 3 | 0.42105
22587 | 7.14 | 1 | 365 | 8.1686 | 0.36214 | 8 | 0.5307
22584 | 12.48 | 1 | 365 | 14.2778 | 0.59937 | 14 | 0.87719
22594 | 7.8 | 1 | 365 | 8.9236 | 0.8746 | 9 | 0.79824
22591 | 2.34 | 1 | 365 | 2.6771 | 0.36238 | 3 | 0.039472
22592 | 6.76 | 1 | 365 | 7.7338 | 0.49132 | 8 | 0.22514
22601 | 5.2 | 1 | 365 | 5.9491 | 0.9164 | 6 | 0.86549
22595 | 5.865 | 1 | 365 | 6.7099 | 0.44033 | 7 | 0.15022
22599 | 11.96 | 1 | 365 | 13.6829 | 0.40773 | 14 | 0.090637
22598 | 6.5 | 1 | 365 | 7.4364 | 0.8955 | 8 | 0.33187
22597 | 7.02 | 1 | 365 | 8.0313 | 0.087144 | 8 | 0.11842
22602 | 5.04 | 1 | 365 | 5.766 | 0.54974 | 6 | 0.31579
22607 | 5.2 | 1 | 365 | 5.9491 | 0.9164 | 6 | 0.86549
22618 | 8.06 | 1 | 365 | 9.2211 | 0.47042 | 9 | 0.69152
21072 | 13.23 | 1 | 365 | 15.1359 | 0.31808 | 15 | 0.45394
22611 | 10.92 | 1 | 365 | 12.4931 | 0.024447 | 12 | 0.51754
22613 | 8.37 | 1 | 365 | 9.5757 | 0.18083 | 9 | 0.75657
22624 | 7.02 | 1 | 365 | 8.0313 | 0.087144 | 8 | 0.11842
22632 | 13 | 1 | 365 | 14.8727 | 0.79101 | 15 | 0.66374
22654 | 6.5 | 1 | 365 | 7.4364 | 0.8955 | 8 | 0.33187
22657 | 11.18 | 1 | 365 | 12.7905 | 0.62027 | 13 | 0.41081
22677 | 3.64 | 1 | 365 | 4.1644 | 0.34148 | 4 | 0.50585
22674 | 12.22 | 1 | 365 | 13.9804 | 0.0035475 | 13 | 0.98391
22672 | 7.54 | 1 | 365 | 8.6262 | 0.27878 | 8 | 0.90497
22685 | 6.24 | 1 | 365 | 7.1389 | 0.29968 | 7 | 0.43859
22683 | 6.24 | 1 | 365 | 7.1389 | 0.29968 | 7 | 0.43859
22706 | 6.47 | 1 | 365 | 7.402 | 0.82676 | 8 | 0.2288
22688 | 6.24 | 1 | 365 | 7.1389 | 0.29968 | 7 | 0.43859
22710 | 6.725 | 1 | 365 | 7.6938 | 0.41112 | 8 | 0.10489
22686 | 4.68 | 1 | 365 | 5.3542 | 0.72476 | 6 | 0.078945
22682 | 9.62 | 1 | 365 | 11.0058 | 0.045346 | 11 | 0.051165
22716 | 6.725 | 1 | 365 | 7.6938 | 0.41112 | 8 | 0.10489
15810 | 44.6 | 0.9 | 365 | 45.9224 | 0.98547 | 46 | 0.90787
22727 | 10.215 | 1 | 365 | 11.6865 | 0.40886 | 12 | 0.095389
15813 | 77.7 | 0.9 | 365 | 80.0038 | 0.25271 | 80 | 0.25654
22733 | 10.215 | 1 | 365 | 11.6865 | 0.40886 | 12 | 0.095389
22744 | 8.59 | 1 | 365 | 9.8274 | 0.68498 | 10 | 0.51242
23443 | 8.5 | 1 | 365 | 9.7245 | 0.47874 | 10 | 0.20321
23444 | 8.32 | 1 | 365 | 9.5185 | 0.066245 | 9 | 0.58479
23445 | 5.5 | 1 | 365 | 6.2923 | 0.60389 | 6 | 0.8962
23446 | 14.85 | 1 | 365 | 16.9892 | 0.030498 | 17 | 0.019729
23447 | 6.5 | 1 | 365 | 7.4364 | 0.8955 | 8 | 0.33187
19837 | 6.25 | 1 | 365 | 7.1504 | 0.3226 | 7 | 0.47295
23451 | 5.67 | 1 | 365 | 6.4868 | 0.99346 | 7 | 0.48026
23455 | 3.92 | 1 | 365 | 4.4847 | 0.98313 | 5 | 0.46783
22193 | 12.75 | 1 | 365 | 14.5867 | 0.2181 | 14 | 0.80482
21080 | 3.12 | 1 | 365 | 3.5695 | 0.14984 | 3 | 0.7193
21208 | 5.98 | 1 | 365 | 6.8415 | 0.70386 | 7 | 0.54532
23461 | 6.6 | 1 | 365 | 7.5508 | 0.12467 | 7 | 0.67544
23474 | 3.12 | 1 | 365 | 3.5695 | 0.14984 | 3 | 0.7193
23483 | 3.25 | 1 | 365 | 3.7182 | 0.44775 | 4 | 0.16593
23486 | 4.75 | 1 | 365 | 5.4343 | 0.88518 | 6 | 0.31944
23485 | 8.7 | 1 | 365 | 9.9533 | 0.93706 | 10 | 0.89035
23489 | 15.6 | 1 | 365 | 17.8473 | 0.74921 | 18 | 0.59648
23491 | 4.25 | 1 | 365 | 4.8622 | 0.73937 | 5 | 0.60161
23493 | 11.5 | 1 | 365 | 13.1566 | 0.35358 | 13 | 0.51023
23495 | 11.5 | 1 | 365 | 13.1566 | 0.35358 | 13 | 0.51023
23216 | 9.483 | 1 | 365 | 10.8491 | 0.73139 | 11 | 0.58048
23497 | 12.48 | 1 | 365 | 14.2778 | 0.59937 | 14 | 0.87719
23499 | 10.4 | 1 | 365 | 11.8982 | 0.83281 | 12 | 0.73099
23503 | 11.5 | 1 | 365 | 13.1566 | 0.35358 | 13 | 0.51023
23505 | 10.4 | 1 | 365 | 11.8982 | 0.83281 | 12 | 0.73099
23507 | 8.06 | 1 | 365 | 9.2211 | 0.47042 | 9 | 0.69152
23509 | 10.5 | 1 | 365 | 12.0126 | 0.061968 | 12 | 0.074556
23511 | 6.24 | 1 | 365 | 7.1389 | 0.29968 | 7 | 0.43859
23513 | 3.675 | 1 | 365 | 4.2044 | 0.42169 | 4 | 0.62609
23520 | 12.48 | 1 | 365 | 14.2778 | 0.59937 | 14 | 0.87719
23522 | 8.84 | 1 | 365 | 10.1135 | 0.25789 | 10 | 0.37134
23396 | 6.6 | 1 | 365 | 7.5508 | 0.12467 | 7 | 0.67544
23535 | 6.5 | 1 | 365 | 7.4364 | 0.8955 | 8 | 0.33187
23537 | 5 | 1 | 365 | 5.7203 | 0.45808 | 6 | 0.17836
23540 | 2.86 | 1 | 365 | 3.272 | 0.55402 | 3 | 0.82602
23541 | 11.5 | 1 | 365 | 13.1566 | 0.35358 | 13 | 0.51023
23543 | 11 | 1 | 365 | 12.5846 | 0.20778 | 12 | 0.79239
23544 | 5.75 | 1 | 365 | 6.5783 | 0.17679 | 6 | 0.75511
23545 | 4.75 | 1 | 365 | 5.4343 | 0.88518 | 6 | 0.31944
23546 | 7.5 | 1 | 365 | 8.5804 | 0.18712 | 8 | 0.76754
23547 | 7.75 | 1 | 365 | 8.8664 | 0.76002 | 9 | 0.62646
23548 | 8.16 | 1 | 365 | 9.3355 | 0.69959 | 10 | 0.035084
23550 | 6.125 | 1 | 365 | 7.0073 | 0.036148 | 7 | 0.043491
23551 | 4.845 | 1 | 365 | 5.543 | 0.10288 | 5 | 0.64583
23552 | 9.75 | 1 | 365 | 11.1545 | 0.34326 | 11 | 0.4978
23553 | 7.8 | 1 | 365 | 8.9236 | 0.8746 | 9 | 0.79824
23555 | 9.88 | 1 | 365 | 11.3033 | 0.64117 | 11 | 0.94444
21965 | 12.48 | 1 | 365 | 14.2778 | 0.59937 | 14 | 0.87719
23561 | 9.1 | 1 | 365 | 10.4109 | 0.85371 | 11 | 0.26462
23601 | 4.845 | 1 | 365 | 5.543 | 0.10288 | 5 | 0.64583
23598 | 4.5 | 1 | 365 | 5.1483 | 0.31227 | 5 | 0.46052
23602 | 4.335 | 1 | 365 | 4.9595 | 0.93416 | 5 | 0.89364
23604 | 3.64 | 1 | 365 | 4.1644 | 0.34148 | 4 | 0.50585
23612 | 11 | 1 | 365 | 12.5846 | 0.20778 | 12 | 0.79239
23613 | 8.32 | 1 | 365 | 9.5185 | 0.066245 | 9 | 0.58479
22609 | 4.16 | 1 | 365 | 4.7593 | 0.53312 | 5 | 0.2924
23322 | 4.94 | 1 | 365 | 5.6516 | 0.32058 | 5 | 0.97222
23614 | 4.42 | 1 | 365 | 5.0567 | 0.12894 | 5 | 0.18567
23618 | 7.02 | 1 | 365 | 8.0313 | 0.087144 | 8 | 0.11842
23616 | 5.5 | 1 | 365 | 6.2923 | 0.60389 | 6 | 0.8962
23621 | 7.14 | 1 | 365 | 8.1686 | 0.36214 | 8 | 0.5307
23622 | 7.29 | 1 | 365 | 8.3402 | 0.70588 | 9 | 0.046049
23623 | 9.88 | 1 | 365 | 11.3033 | 0.64117 | 11 | 0.94444
23626 | 27.5 | 0.9 | 365 | 28.3154 | 0.7175 | 29 | 0.032882
23627 | 6.05 | 1 | 365 | 6.9215 | 0.86428 | 7 | 0.78582
23638 | 1.4 | 1 | 365 | 1.6017 | 0.20826 | 1 | 0.80994
23640 | 8.1 | 1 | 365 | 9.2669 | 0.56209 | 9 | 0.82894
23641 | 8.16 | 1 | 365 | 9.3355 | 0.69959 | 10 | 0.035084
23644 | 6.5 | 1 | 365 | 7.4364 | 0.8955 | 8 | 0.33187
23703 | 11.985 | 1 | 365 | 13.7115 | 0.46502 | 14 | 0.17653
23710 | 5.7 | 1 | 365 | 6.5211 | 0.062211 | 6 | 0.58333
21214 | 3.38 | 1 | 365 | 3.8669 | 0.74566 | 4 | 0.61257
23711 | 4.68 | 1 | 365 | 5.3542 | 0.72476 | 6 | 0.078945
23731 | 4.905 | 1 | 365 | 5.6116 | 0.24038 | 5 | 0.85197
23739 | 9.69 | 1 | 365 | 11.0859 | 0.20576 | 11 | 0.29166
23735 | 8.82 | 1 | 365 | 10.0906 | 0.21205 | 10 | 0.30263
23746 | 7.35 | 1 | 365 | 8.4088 | 0.84338 | 9 | 0.25219
23747 | 4.94 | 1 | 365 | 5.6516 | 0.32058 | 5 | 0.97222
23748 | 11.5 | 1 | 365 | 13.1566 | 0.35358 | 13 | 0.51023
23750 | 10.8 | 1 | 365 | 12.3558 | 0.74945 | 13 | 0.10526
22358 | 9.24 | 1 | 365 | 10.5711 | 0.17453 | 10 | 0.74561
23506 | 3.92 | 1 | 365 | 4.4847 | 0.98313 | 5 | 0.46783
23686 | 1.65 | 1 | 365 | 1.8877 | 0.78117 | 2 | 0.66886
23764 | 5.98 | 1 | 365 | 6.8415 | 0.70386 | 7 | 0.54532
23170 | 7.56 | 1 | 365 | 8.6491 | 0.32462 | 8 | 0.97368
22423 | 6.84 | 1 | 365 | 7.8253 | 0.67465 | 8 | 0.5
22424 | 28 | 0.9 | 365 | 28.8302 | 0.74872 | 29 | 0.57893
22427 | 7.245 | 1 | 365 | 8.2887 | 0.60276 | 8 | 0.89144
22428 | 5.232 | 1 | 365 | 5.9857 | 0.98973 | 6 | 0.97544
22439 | 6 | 1 | 365 | 6.8643 | 0.7497 | 7 | 0.61403
22440 | 7.84 | 1 | 365 | 8.9694 | 0.96627 | 9 | 0.93567
21294 | 3.64 | 1 | 365 | 4.1644 | 0.34148 | 4 | 0.50585
14274 | 10.71 | 1 | 365 | 12.2528 | 0.54321 | 12 | 0.79605
21238 | 4.08 | 1 | 365 | 4.6677 | 0.34979 | 5 | 0.017542
22447 | 6.867 | 1 | 365 | 7.8562 | 0.73653 | 8 | 0.59276
22452 | 4.725 | 1 | 365 | 5.4057 | 0.82789 | 6 | 0.23355
22454 | 6.44 | 1 | 365 | 7.3677 | 0.75801 | 8 | 0.12573
22464 | 4.5 | 1 | 365 | 5.1483 | 0.31227 | 5 | 0.46052
22469 | 6.075 | 1 | 365 | 6.9501 | 0.92157 | 7 | 0.87171
22477 | 5.886 | 1 | 365 | 6.7339 | 0.48845 | 7 | 0.22237
22481 | 9.24 | 1 | 365 | 10.5711 | 0.17453 | 10 | 0.74561
22487 | 7.02 | 1 | 365 | 8.0313 | 0.087144 | 8 | 0.11842
22485 | 8.415 | 1 | 365 | 9.6272 | 0.28395 | 9 | 0.91118
22486 | 5.4 | 1 | 365 | 6.1779 | 0.37473 | 6 | 0.55263
22489 | 6.75 | 1 | 365 | 7.7224 | 0.46841 | 8 | 0.19079
22490 | 8.75 | 1 | 365 | 10.0105 | 0.05164 | 10 | 0.06213
22494 | 7.28 | 1 | 365 | 8.3287 | 0.68296 | 9 | 0.011692
18517 | 8.415 | 1 | 365 | 9.6272 | 0.28395 | 9 | 0.91118
18502 | 8.58 | 1 | 365 | 9.816 | 0.66207 | 10 | 0.47807
18548 | 4.68 | 1 | 365 | 5.3542 | 0.72476 | 6 | 0.078945
18505 | 7.02 | 1 | 365 | 8.0313 | 0.087144 | 8 | 0.11842
18549 | 3.9 | 1 | 365 | 4.4618 | 0.9373 | 5 | 0.39912
17529 | 11.25 | 1 | 365 | 12.8706 | 0.78068 | 13 | 0.65131
20229 | 9 | 1 | 365 | 10.2965 | 0.62454 | 10 | 0.92105
18175 | 3.9 | 1 | 365 | 4.4618 | 0.9373 | 5 | 0.39912
18432 | 10.66 | 1 | 365 | 12.1956 | 0.42863 | 12 | 0.62426
18602 | 10.4 | 1 | 365 | 11.8982 | 0.83281 | 12 | 0.73099
18599 | 3.9 | 1 | 365 | 4.4618 | 0.9373 | 5 | 0.39912
19435 | 10.71 | 1 | 365 | 12.2528 | 0.54321 | 12 | 0.79605
20215 | 4.94 | 1 | 365 | 5.6516 | 0.32058 | 5 | 0.97222
22474 | 5.232 | 1 | 365 | 5.9857 | 0.98973 | 6 | 0.97544
18551 | 5.2 | 1 | 365 | 5.9491 | 0.9164 | 6 | 0.86549
21212 | 5.61 | 1 | 365 | 6.4182 | 0.85597 | 7 | 0.27412
21219 | 4.335 | 1 | 365 | 4.9595 | 0.93416 | 5 | 0.89364
21472 | 6.76 | 1 | 365 | 7.7338 | 0.49132 | 8 | 0.22514
21276 | 3.64 | 1 | 365 | 4.1644 | 0.34148 | 4 | 0.50585
18552 | 4.94 | 1 | 365 | 5.6516 | 0.32058 | 5 | 0.97222
18553 | 6.24 | 1 | 365 | 7.1389 | 0.29968 | 7 | 0.43859
18554 | 3.315 | 1 | 365 | 3.7925 | 0.59671 | 4 | 0.38925
25672 | 5.04 | 1 | 365 | 5.766 | 0.54974 | 6 | 0.31579
23344 | 8.84 | 1 | 365 | 10.1135 | 0.25789 | 10 | 0.37134
23350 | 5.98 | 1 | 365 | 6.8415 | 0.70386 | 7 | 0.54532
23352 | 7.28 | 1 | 365 | 8.3287 | 0.68296 | 9 | 0.011692
23353 | 4.94 | 1 | 365 | 5.6516 | 0.32058 | 5 | 0.97222
23355 | 4.94 | 1 | 365 | 5.6516 | 0.32058 | 5 | 0.97222
23345 | 11.475 | 1 | 365 | 13.128 | 0.29629 | 13 | 0.42434
23359 | 4.675 | 1 | 365 | 5.3485 | 0.7133 | 6 | 0.061767
23360 | 8.84 | 1 | 365 | 10.1135 | 0.25789 | 10 | 0.37134
23362 | 9.25 | 1 | 365 | 10.5825 | 0.19745 | 10 | 0.77997
23364 | 12.22 | 1 | 365 | 13.9804 | 0.0035475 | 13 | 0.98391
23367 | 12.48 | 1 | 365 | 14.2778 | 0.59937 | 14 | 0.87719
23369 | 9.36 | 1 | 365 | 10.7084 | 0.44953 | 11 | 0.15789
23370 | 4.68 | 1 | 365 | 5.3542 | 0.72476 | 6 | 0.078945
23372 | 9.88 | 1 | 365 | 11.3033 | 0.64117 | 11 | 0.94444
23374 | 5.61 | 1 | 365 | 6.4182 | 0.85597 | 7 | 0.27412
23366 | 8.1 | 1 | 365 | 9.2669 | 0.56209 | 9 | 0.82894
23377 | 7 | 1 | 365 | 8.0084 | 0.041312 | 8 | 0.049704
23378 | 8.16 | 1 | 365 | 9.3355 | 0.69959 | 10 | 0.035084
18573 | 5 | 1 | 365 | 5.7203 | 0.45808 | 6 | 0.17836
23382 | 4.95 | 1 | 365 | 5.6631 | 0.3435 | 6 | 0.0065764
18581 | 3.64 | 1 | 365 | 4.1644 | 0.34148 | 4 | 0.50585
23381 | 8.75 | 1 | 365 | 10.0105 | 0.05164 | 10 | 0.06213
23383 | 7.25 | 1 | 365 | 8.2944 | 0.61422 | 8 | 0.90862
23386 | 10.71 | 1 | 365 | 12.2528 | 0.54321 | 12 | 0.79605
23389 | 9.36 | 1 | 365 | 10.7084 | 0.44953 | 11 | 0.15789
18586 | 8.32 | 1 | 365 | 9.5185 | 0.066245 | 9 | 0.58479
23392 | 5.61 | 1 | 365 | 6.4182 | 0.85597 | 7 | 0.27412
18587 | 5.355 | 1 | 365 | 6.1264 | 0.2716 | 6 | 0.39802
23400 | 11.27 | 1 | 365 | 12.8935 | 0.82651 | 13 | 0.72002
23399 | 7.8 | 1 | 365 | 8.9236 | 0.8746 | 9 | 0.79824
18588 | 6.24 | 1 | 365 | 7.1389 | 0.29968 | 7 | 0.43859
23401 | 9.18 | 1 | 365 | 10.5024 | 0.037035 | 10 | 0.53947
18589 | 7.02 | 1 | 365 | 8.0313 | 0.087144 | 8 | 0.11842
18607 | 8.32 | 1 | 365 | 9.5185 | 0.066245 | 9 | 0.58479
18609 | 6.76 | 1 | 365 | 7.7338 | 0.49132 | 8 | 0.22514
21718 | 7.905 | 1 | 365 | 9.0438 | 0.11522 | 9 | 0.15899
23403 | 9 | 1 | 365 | 10.2965 | 0.62454 | 10 | 0.92105
18645 | 7.8 | 1 | 365 | 8.9236 | 0.8746 | 9 | 0.79824
23409 | 4.94 | 1 | 365 | 5.6516 | 0.32058 | 5 | 0.97222
18205 | 8.54 | 1 | 365 | 9.7702 | 0.5704 | 10 | 0.34064
23411 | 7.54 | 1 | 365 | 8.6262 | 0.27878 | 8 | 0.90497
23413 | 3.85 | 1 | 365 | 4.4046 | 0.82272 | 5 | 0.22734
23414 | 5.72 | 1 | 365 | 6.544 | 0.10804 | 6 | 0.65204
23412 | 8.84 | 1 | 365 | 10.1135 | 0.25789 | 10 | 0.37134
23417 | 11.18 | 1 | 365 | 12.7905 | 0.62027 | 13 | 0.41081
23376 | 4.335 | 1 | 365 | 4.9595 | 0.93416 | 5 | 0.89364
23424 | 6.24 | 1 | 365 | 7.1389 | 0.29968 | 7 | 0.43859
23426 | 11 | 1 | 365 | 12.5846 | 0.20778 | 12 | 0.79239
23427 | 9.945 | 1 | 365 | 11.3776 | 0.79012 | 12 | 0.16776
23428 | 9.88 | 1 | 365 | 11.3033 | 0.64117 | 11 | 0.94444
23430 | 4.94 | 1 | 365 | 5.6516 | 0.32058 | 5 | 0.97222
23433 | 7 | 1 | 365 | 8.0084 | 0.041312 | 8 | 0.049704
23434 | 4.68 | 1 | 365 | 5.3542 | 0.72476 | 6 | 0.078945
23435 | 9.88 | 1 | 365 | 11.3033 | 0.64117 | 11 | 0.94444
23437 | 17.25 | 1 | 365 | 19.735 | 0.53038 | 20 | 0.26534
23438 | 10.065 | 1 | 365 | 11.5149 | 0.065115 | 11 | 0.58004
23440 | 5.72 | 1 | 365 | 6.544 | 0.10804 | 6 | 0.65204
23441 | 8.06 | 1 | 365 | 9.2211 | 0.47042 | 9 | 0.69152
23442 | 7.65 | 1 | 365 | 8.752 | 0.53086 | 9 | 0.28289
23120 | 6.12 | 1 | 365 | 7.0016 | 0.02469 | 7 | 0.026313
23121 | 3.85 | 1 | 365 | 4.4046 | 0.82272 | 5 | 0.22734
23124 | 3.57 | 1 | 365 | 4.0843 | 0.18107 | 4 | 0.26535
23129 | 10.455 | 1 | 365 | 11.9611 | 0.95885 | 12 | 0.91995
23137 | 5.6 | 1 | 365 | 6.4067 | 0.83305 | 7 | 0.23976
23138 | 9.38 | 1 | 365 | 10.7312 | 0.49536 | 11 | 0.2266
23147 | 7.28 | 1 | 365 | 8.3287 | 0.68296 | 9 | 0.011692
23148 | 8.525 | 1 | 365 | 9.7531 | 0.53603 | 10 | 0.2891
16263 | 9.69 | 1 | 365 | 11.0859 | 0.20576 | 11 | 0.29166
18688 | 7.8 | 1 | 365 | 8.9236 | 0.8746 | 9 | 0.79824
23156 | 4.125 | 1 | 365 | 4.7192 | 0.45292 | 5 | 0.17215
22933 | 5.1 | 1 | 365 | 5.8347 | 0.68724 | 6 | 0.52193
22096 | 7.395 | 1 | 365 | 8.4603 | 0.9465 | 9 | 0.40679
23158 | 8 | 1 | 365 | 9.1524 | 0.33293 | 9 | 0.48538
23159 | 5.72 | 1 | 365 | 6.544 | 0.10804 | 6 | 0.65204
23161 | 4.5 | 1 | 365 | 5.1483 | 0.31227 | 5 | 0.46052
23162 | 5.72 | 1 | 365 | 6.544 | 0.10804 | 6 | 0.65204
23169 | 8.502 | 1 | 365 | 9.7268 | 0.48332 | 10 | 0.21008
23172 | 4.845 | 1 | 365 | 5.543 | 0.10288 | 5 | 0.64583
23174 | 8.54 | 1 | 365 | 9.7702 | 0.5704 | 10 | 0.34064
23176 | 11.7 | 1 | 365 | 13.3855 | 0.81191 | 14 | 0.19736
23179 | 8.25 | 1 | 365 | 9.4385 | 0.90583 | 10 | 0.34429
23180 | 8.16 | 1 | 365 | 9.3355 | 0.69959 | 10 | 0.035084
23182 | 3.6 | 1 | 365 | 4.1186 | 0.24982 | 4 | 0.36842
23181 | 6.24 | 1 | 365 | 7.1389 | 0.29968 | 7 | 0.43859
23164 | 11.25 | 1 | 365 | 12.8706 | 0.78068 | 13 | 0.65131
23186 | 8.58 | 1 | 365 | 9.816 | 0.66207 | 10 | 0.47807
23189 | 5.5 | 1 | 365 | 6.2923 | 0.60389 | 6 | 0.8962
23192 | 9.88 | 1 | 365 | 11.3033 | 0.64117 | 11 | 0.94444
23194 | 5 | 1 | 365 | 5.7203 | 0.45808 | 6 | 0.17836
23197 | 4.68 | 1 | 365 | 5.3542 | 0.72476 | 6 | 0.078945
23199 | 5.75 | 1 | 365 | 6.5783 | 0.17679 | 6 | 0.75511
23200 | 6 | 1 | 365 | 6.8643 | 0.7497 | 7 | 0.61403
23203 | 5.75 | 1 | 365 | 6.5783 | 0.17679 | 6 | 0.75511
23205 | 5.5 | 1 | 365 | 6.2923 | 0.60389 | 6 | 0.8962
23207 | 8.58 | 1 | 365 | 9.816 | 0.66207 | 10 | 0.47807
23209 | 7.8 | 1 | 365 | 8.9236 | 0.8746 | 9 | 0.79824
23211 | 7.02 | 1 | 365 | 8.0313 | 0.087144 | 8 | 0.11842
23214 | 5.75 | 1 | 365 | 6.5783 | 0.17679 | 6 | 0.75511
23215 | 7.28 | 1 | 365 | 8.3287 | 0.68296 | 9 | 0.011692
23218 | 7.28 | 1 | 365 | 8.3287 | 0.68296 | 9 | 0.011692
23219 | 4.25 | 1 | 365 | 4.8622 | 0.73937 | 5 | 0.60161
22349 | 6.76 | 1 | 365 | 7.7338 | 0.49132 | 8 | 0.22514
19331 | 8.84 | 1 | 365 | 10.1135 | 0.25789 | 10 | 0.37134
21541 | 6.76 | 1 | 365 | 7.7338 | 0.49132 | 8 | 0.22514
19353 | 7.02 | 1 | 365 | 8.0313 | 0.087144 | 8 | 0.11842
22559 | 10.8 | 1 | 365 | 12.3558 | 0.74945 | 13 | 0.10526
22708 | 6.27 | 1 | 365 | 7.1732 | 0.36843 | 7 | 0.54166
22709 | 8.55 | 1 | 365 | 9.7817 | 0.59332 | 10 | 0.375
22711 | 11.97 | 1 | 365 | 13.6944 | 0.43064 | 14 | 0.12499
22715 | 9.156 | 1 | 365 | 10.475 | 0.98204 | 11 | 0.45701
22713 | 4.8 | 1 | 365 | 5.4915 | 0.99976 | 6 | 0.49123
22717 | 6.44 | 1 | 365 | 7.3677 | 0.75801 | 8 | 0.12573
22725 | 10.36 | 1 | 365 | 11.8524 | 0.74114 | 12 | 0.59356
22724 | 9.72 | 1 | 365 | 11.1202 | 0.27451 | 11 | 0.39473
22726 | 5.4 | 1 | 365 | 6.1779 | 0.37473 | 6 | 0.55263
22728 | 8.64 | 1 | 365 | 9.8846 | 0.79956 | 10 | 0.68421
22729 | 14.7 | 1 | 365 | 16.8176 | 0.68676 | 17 | 0.50438
22731 | 8.55 | 1 | 365 | 9.7817 | 0.59332 | 10 | 0.375
22734 | 13.44 | 1 | 365 | 15.3761 | 0.79932 | 16 | 0.17543
22736 | 3.42 | 1 | 365 | 3.9127 | 0.83733 | 4 | 0.75
22738 | 8.829 | 1 | 365 | 10.1009 | 0.23268 | 10 | 0.33355
22740 | 6.05 | 1 | 365 | 6.9215 | 0.86428 | 7 | 0.78582
22747 | 19.62 | 1 | 365 | 22.4464 | 0.96151 | 23 | 0.40788
22754 | 4.56 | 1 | 365 | 5.2169 | 0.44977 | 5 | 0.66666
22759 | 5 | 1 | 365 | 5.7203 | 0.45808 | 6 | 0.17836
22763 | 19.84 | 1 | 365 | 22.6981 | 0.46566 | 23 | 0.16373
22771 | 9.25 | 1 | 365 | 10.5825 | 0.19745 | 10 | 0.77997
22773 | 7.54 | 1 | 365 | 8.6262 | 0.27878 | 8 | 0.90497
22777 | 5 | 1 | 365 | 5.7203 | 0.45808 | 6 | 0.17836
22779 | 7.8 | 1 | 365 | 8.9236 | 0.8746 | 9 | 0.79824
22780 | 7 | 1 | 365 | 8.0084 | 0.041312 | 8 | 0.049704
22785 | 11.44 | 1 | 365 | 13.088 | 0.21609 | 13 | 0.30409
22784 | 3.315 | 1 | 365 | 3.7925 | 0.59671 | 4 | 0.38925
22788 | 3.06 | 1 | 365 | 3.5008 | 0.012345 | 3 | 0.51316
22791 | 10.08 | 1 | 365 | 11.5321 | 0.099489 | 11 | 0.63157
22789 | 10.8 | 1 | 365 | 12.3558 | 0.74945 | 13 | 0.10526
22792 | 5.13 | 1 | 365 | 5.869 | 0.75599 | 6 | 0.625
22794 | 3.9 | 1 | 365 | 4.4618 | 0.9373 | 5 | 0.39912
22796 | 6 | 1 | 365 | 6.8643 | 0.7497 | 7 | 0.61403
15821 | 385 | 0.9 | 365 | 396.4154 | 0.044944 | 396 | 0.46035
20461 | 7.84 | 1 | 365 | 8.9694 | 0.96627 | 9 | 0.93567
17394 | 9.18 | 1 | 365 | 10.5024 | 0.037035 | 10 | 0.53947
22806 | 7.625 | 1 | 365 | 8.7234 | 0.47357 | 9 | 0.197
22751 | 6.76 | 1 | 365 | 7.7338 | 0.49132 | 8 | 0.22514
22750 | 9.1 | 1 | 365 | 10.4109 | 0.85371 | 11 | 0.26462
22749 | 3.12 | 1 | 365 | 3.5695 | 0.14984 | 3 | 0.7193
22760 | 2.34 | 1 | 365 | 2.6771 | 0.36238 | 3 | 0.039472
22761 | 2.34 | 1 | 365 | 2.6771 | 0.36238 | 3 | 0.039472
22757 | 10.14 | 1 | 365 | 11.6007 | 0.23699 | 11 | 0.83771
22756 | 4.94 | 1 | 365 | 5.6516 | 0.32058 | 5 | 0.97222
22767 | 11.18 | 1 | 365 | 12.7905 | 0.62027 | 13 | 0.41081
22768 | 7.14 | 1 | 365 | 8.1686 | 0.36214 | 8 | 0.5307
22765 | 7.02 | 1 | 365 | 8.0313 | 0.087144 | 8 | 0.11842
23558 | 9.1 | 1 | 365 | 10.4109 | 0.85371 | 11 | 0.26462
23059 | 5.5 | 1 | 365 | 6.2923 | 0.60389 | 6 | 0.8962
23072 | 6.885 | 1 | 365 | 7.8768 | 0.77778 | 8 | 0.6546
22857 | 7.14 | 1 | 365 | 8.1686 | 0.36214 | 8 | 0.5307
23125 | 5.1 | 1 | 365 | 5.8347 | 0.68724 | 6 | 0.52193
22855 | 7.2 | 1 | 365 | 8.2372 | 0.49964 | 8 | 0.73684
22283 | 26.88 | 0.9 | 365 | 27.677 | 0.43877 | 28 | 0.11578
15499 | 6.24 | 1 | 365 | 7.1389 | 0.29968 | 7 | 0.43859
22468 | 4.845 | 1 | 365 | 5.543 | 0.10288 | 5 | 0.64583
22479 | 7.8 | 1 | 365 | 8.9236 | 0.8746 | 9 | 0.79824
10207 | 26 | 0.9 | 365 | 26.7709 | 0.62381 | 27 | 0.39472
23101 | 15.86 | 1 | 365 | 18.1447 | 0.34503 | 18 | 0.48976
23295 | 6 | 1 | 365 | 6.8643 | 0.7497 | 7 | 0.61403
23300 | 10.215 | 1 | 365 | 11.6865 | 0.40886 | 12 | 0.095389
23306 | 5.545 | 1 | 365 | 6.3438 | 0.70701 | 7 | 0.050801
23305 | 6.24 | 1 | 365 | 7.1389 | 0.29968 | 7 | 0.43859
23317 | 4.94 | 1 | 365 | 5.6516 | 0.32058 | 5 | 0.97222
23320 | 4.08 | 1 | 365 | 4.6677 | 0.34979 | 5 | 0.017542
23323 | 10.2 | 1 | 365 | 11.6694 | 0.37448 | 12 | 0.043854
23316 | 5.61 | 1 | 365 | 6.4182 | 0.85597 | 7 | 0.27412
23325 | 9.35 | 1 | 365 | 10.6969 | 0.42661 | 11 | 0.12353
23328 | 11.96 | 1 | 365 | 13.6829 | 0.40773 | 14 | 0.090637
23330 | 4.42 | 1 | 365 | 5.0567 | 0.12894 | 5 | 0.18567
23331 | 2.08 | 1 | 365 | 2.3796 | 0.76656 | 3 | 0.1462
23327 | 5.98 | 1 | 365 | 6.8415 | 0.70386 | 7 | 0.54532
23332 | 9.62 | 1 | 365 | 11.0058 | 0.045346 | 11 | 0.051165
21767 | 7.65 | 1 | 365 | 8.752 | 0.53086 | 9 | 0.28289
21898 | 5.75 | 1 | 365 | 6.5783 | 0.17679 | 6 | 0.75511
15975 | 11.96 | 1 | 365 | 13.6829 | 0.40773 | 14 | 0.090637
21930 | 5.98 | 1 | 365 | 6.8415 | 0.70386 | 7 | 0.54532
16383 | 10.71 | 1 | 365 | 12.2528 | 0.54321 | 12 | 0.79605
21440 | 9.69 | 1 | 365 | 11.0859 | 0.20576 | 11 | 0.29166
21434 | 3.825 | 1 | 365 | 4.376 | 0.76543 | 5 | 0.14145
23333 | 4.845 | 1 | 365 | 5.543 | 0.10288 | 5 | 0.64583
23343 | 5.545 | 1 | 365 | 6.3438 | 0.70701 | 7 | 0.050801
19057 | 5.1 | 1 | 365 | 5.8347 | 0.68724 | 6 | 0.52193
17823 | 9.36 | 1 | 365 | 10.7084 | 0.44953 | 11 | 0.15789
17808 | 5.1 | 1 | 365 | 5.8347 | 0.68724 | 6 | 0.52193
15885 | 5.1 | 1 | 365 | 5.8347 | 0.68724 | 6 | 0.52193
22018 | 12.42 | 1 | 365 | 14.2092 | 0.46187 | 14 | 0.67105
19462 | 57.46 | 0.9 | 365 | 59.1637 | 0.50863 | 59 | 0.67234
21575 | 9.3 | 1 | 365 | 10.6397 | 0.31203 | 10 | 0.95175
22235 | 4.75 | 1 | 365 | 5.4343 | 0.88518 | 6 | 0.31944
22302 | 2.86 | 1 | 365 | 3.272 | 0.55402 | 3 | 0.82602
19510 | 2.08 | 1 | 365 | 2.3796 | 0.76656 | 3 | 0.1462
22968 | 8.84 | 1 | 365 | 10.1135 | 0.25789 | 10 | 0.37134
19693 | 10.92 | 1 | 365 | 12.4931 | 0.024447 | 12 | 0.51754
19506 | 8.12 | 1 | 365 | 9.2897 | 0.60792 | 9 | 0.89766
4664 | 106.08 | 0.9 | 365 | 109.2253 | 0.78516 | 110 | 0.010477
8353 | 223.16 | 0.9 | 365 | 229.7768 | 0.25732 | 230 | 0.034107
22970 | 10.53 | 1 | 365 | 12.0469 | 0.13072 | 12 | 0.17763
20136 | 8.58 | 1 | 365 | 9.816 | 0.66207 | 10 | 0.47807
22971 | 9.435 | 1 | 365 | 10.7942 | 0.6214 | 11 | 0.41557
22973 | 14.388 | 1 | 365 | 16.4607 | 0.97177 | 17 | 0.43245
22974 | 6.21 | 1 | 365 | 7.1046 | 0.23094 | 7 | 0.33552
22976 | 8.32 | 1 | 365 | 9.5185 | 0.066245 | 9 | 0.58479
22977 | 8.28 | 1 | 365 | 9.4728 | 0.97458 | 10 | 0.44736
22978 | 7.65 | 1 | 365 | 8.752 | 0.53086 | 9 | 0.28289
19836 | 3.315 | 1 | 365 | 3.7925 | 0.59671 | 4 | 0.38925
19746 | 3.975 | 1 | 365 | 4.5476 | 0.10917 | 4 | 0.6568
21083 | 8.925 | 1 | 365 | 10.2107 | 0.45267 | 10 | 0.66337
21084 | 11.22 | 1 | 365 | 12.8363 | 0.71193 | 13 | 0.54824
21157 | 7.15 | 1 | 365 | 8.18 | 0.38505 | 8 | 0.56505
19822 | 5 | 1 | 365 | 5.7203 | 0.45808 | 6 | 0.17836
22979 | 8.1 | 1 | 365 | 9.2669 | 0.56209 | 9 | 0.82894
21410 | 6.9 | 1 | 365 | 7.894 | 0.81215 | 8 | 0.70614
22980 | 9.99 | 1 | 365 | 11.4291 | 0.89324 | 12 | 0.32236
22981 | 9.81 | 1 | 365 | 11.2232 | 0.48075 | 11 | 0.70394
21422 | 9.18 | 1 | 365 | 10.5024 | 0.037035 | 10 | 0.53947
18476 | 7.28 | 1 | 365 | 8.3287 | 0.68296 | 9 | 0.011692
22982 | 24.15 | 1 | 365 | 27.629 | 0.34253 | 27 | 0.97148
18486 | 10.4 | 1 | 365 | 11.8982 | 0.83281 | 12 | 0.73099
18509 | 5.98 | 1 | 365 | 6.8415 | 0.70386 | 7 | 0.54532
18518 | 4.16 | 1 | 365 | 4.7593 | 0.53312 | 5 | 0.2924
18525 | 3.38 | 1 | 365 | 3.8669 | 0.74566 | 4 | 0.61257
18528 | 18.2 | 1 | 365 | 20.8218 | 0.70741 | 21 | 0.52923
18533 | 8.84 | 1 | 365 | 10.1135 | 0.25789 | 10 | 0.37134
18536 | 3.38 | 1 | 365 | 3.8669 | 0.74566 | 4 | 0.61257
18540 | 8.58 | 1 | 365 | 9.816 | 0.66207 | 10 | 0.47807
19554 | 78.96 | 0.9 | 365 | 81.3012 | 0.8514 | 82 | 0.1526
24121 | 5.4 | 1 | 365 | 6.1779 | 0.37473 | 6 | 0.55263
24123 | 5.415 | 1 | 365 | 6.1951 | 0.4091 | 6 | 0.60416
24124 | 8.37 | 1 | 365 | 9.5757 | 0.18083 | 9 | 0.75657
24126 | 4.68 | 1 | 365 | 5.3542 | 0.72476 | 6 | 0.078945
24127 | 9.81 | 1 | 365 | 11.2232 | 0.48075 | 11 | 0.70394
14223 | 13.734 | 1 | 365 | 15.7125 | 0.47305 | 16 | 0.18552
24128 | 5.61 | 1 | 365 | 6.4182 | 0.85597 | 7 | 0.27412
24129 | 5.232 | 1 | 365 | 5.9857 | 0.98973 | 6 | 0.97544
24130 | 7.935 | 1 | 365 | 9.0781 | 0.18397 | 9 | 0.26206
24131 | 6.72 | 1 | 365 | 7.6881 | 0.39966 | 8 | 0.087716
24132 | 5.72 | 1 | 365 | 6.544 | 0.10804 | 6 | 0.65204
24133 | 3.12 | 1 | 365 | 3.5695 | 0.14984 | 3 | 0.7193
24134 | 3.12 | 1 | 365 | 3.5695 | 0.14984 | 3 | 0.7193
24135 | 3.64 | 1 | 365 | 4.1644 | 0.34148 | 4 | 0.50585
23995 | 7.8 | 1 | 365 | 8.9236 | 0.8746 | 9 | 0.79824
24136 | 5.72 | 1 | 365 | 6.544 | 0.10804 | 6 | 0.65204
24138 | 5.355 | 1 | 365 | 6.1264 | 0.2716 | 6 | 0.39802
22985 | 5.72 | 1 | 365 | 6.544 | 0.10804 | 6 | 0.65204
24142 | 5.355 | 1 | 365 | 6.1264 | 0.2716 | 6 | 0.39802
22986 | 7.5 | 1 | 365 | 8.5804 | 0.18712 | 8 | 0.76754
24144 | 7.2 | 1 | 365 | 8.2372 | 0.49964 | 8 | 0.73684
22989 | 4.905 | 1 | 365 | 5.6116 | 0.24038 | 5 | 0.85197
24146 | 5.7 | 1 | 365 | 6.5211 | 0.062211 | 6 | 0.58333
22992 | 4.125 | 1 | 365 | 4.7192 | 0.45292 | 5 | 0.17215
24150 | 6.375 | 1 | 365 | 7.2934 | 0.60905 | 7 | 0.90241
24152 | 8.84 | 1 | 365 | 10.1135 | 0.25789 | 10 | 0.37134
24154 | 6.12 | 1 | 365 | 7.0016 | 0.02469 | 7 | 0.026313
24155 | 5.46 | 1 | 365 | 6.2465 | 0.51222 | 6 | 0.75877
24157 | 5.4 | 1 | 365 | 6.1779 | 0.37473 | 6 | 0.55263
22995 | 2.75 | 1 | 365 | 3.1462 | 0.30194 | 3 | 0.4481
24160 | 7.65 | 1 | 365 | 8.752 | 0.53086 | 9 | 0.28289
22996 | 9.52 | 1 | 365 | 10.8914 | 0.81618 | 11 | 0.7076
23009 | 10.71 | 1 | 365 | 12.2528 | 0.54321 | 12 | 0.79605
23012 | 4.59 | 1 | 365 | 5.2512 | 0.51852 | 5 | 0.76973
24162 | 4.94 | 1 | 365 | 5.6516 | 0.32058 | 5 | 0.97222
24165 | 6.76 | 1 | 365 | 7.7338 | 0.49132 | 8 | 0.22514
24147 | 8.68 | 1 | 365 | 9.9304 | 0.89123 | 10 | 0.82163
24172 | 5.4 | 1 | 365 | 6.1779 | 0.37473 | 6 | 0.55263
24175 | 4.69 | 1 | 365 | 5.3656 | 0.74768 | 6 | 0.1133
24177 | 7.8 | 1 | 365 | 8.9236 | 0.8746 | 9 | 0.79824
23756 | 5.61 | 1 | 365 | 6.4182 | 0.85597 | 7 | 0.27412
23657 | 3.12 | 1 | 365 | 3.5695 | 0.14984 | 3 | 0.7193
22403 | 2.7 | 1 | 365 | 3.089 | 0.18736 | 3 | 0.27631
24182 | 5.232 | 1 | 365 | 5.9857 | 0.98973 | 6 | 0.97544
24183 | 9.1 | 1 | 365 | 10.4109 | 0.85371 | 11 | 0.26462
24184 | 3.64 | 1 | 365 | 4.1644 | 0.34148 | 4 | 0.50585
24186 | 6.72 | 1 | 365 | 7.6881 | 0.39966 | 8 | 0.087716
24191 | 15.5 | 1 | 365 | 17.7329 | 0.52005 | 18 | 0.25292
24193 | 5.98 | 1 | 365 | 6.8415 | 0.70386 | 7 | 0.54532
24195 | 6.12 | 1 | 365 | 7.0016 | 0.02469 | 7 | 0.026313
17011 | 9.36 | 1 | 365 | 10.7084 | 0.44953 | 11 | 0.15789
24198 | 8.4 | 1 | 365 | 9.6101 | 0.24957 | 9 | 0.85964
24201 | 3.825 | 1 | 365 | 4.376 | 0.76543 | 5 | 0.14145
24204 | 5.46 | 1 | 365 | 6.2465 | 0.51222 | 6 | 0.75877
24206 | 8.06 | 1 | 365 | 9.2211 | 0.47042 | 9 | 0.69152
24207 | 5.98 | 1 | 365 | 6.8415 | 0.70386 | 7 | 0.54532
24209 | 5.4 | 1 | 365 | 6.1779 | 0.37473 | 6 | 0.55263
24211 | 3.12 | 1 | 365 | 3.5695 | 0.14984 | 3 | 0.7193
24213 | 7.8 | 1 | 365 | 8.9236 | 0.8746 | 9 | 0.79824
24215 | 6.5 | 1 | 365 | 7.4364 | 0.8955 | 8 | 0.33187
24216 | 6.54 | 1 | 365 | 7.4821 | 0.98717 | 8 | 0.46929
24217 | 3.705 | 1 | 365 | 4.2387 | 0.49044 | 4 | 0.72916
24218 | 8.4 | 1 | 365 | 9.6101 | 0.24957 | 9 | 0.85964
24219 | 3.825 | 1 | 365 | 4.376 | 0.76543 | 5 | 0.14145
24224 | 4.68 | 1 | 365 | 5.3542 | 0.72476 | 6 | 0.078945
24228 | 3.64 | 1 | 365 | 4.1644 | 0.34148 | 4 | 0.50585
24226 | 5.72 | 1 | 365 | 6.544 | 0.10804 | 6 | 0.65204
24229 | 5.2 | 1 | 365 | 5.9491 | 0.9164 | 6 | 0.86549
24232 | 7.8 | 1 | 365 | 8.9236 | 0.8746 | 9 | 0.79824
24234 | 4.8 | 1 | 365 | 5.4915 | 0.99976 | 6 | 0.49123
24236 | 7.14 | 1 | 365 | 8.1686 | 0.36214 | 8 | 0.5307
24237 | 3.06 | 1 | 365 | 3.5008 | 0.012345 | 3 | 0.51316
22381 | 7.68 | 1 | 365 | 8.7864 | 0.59961 | 9 | 0.38596
24240 | 7.14 | 1 | 365 | 8.1686 | 0.36214 | 8 | 0.5307
24244 | 4.94 | 1 | 365 | 5.6516 | 0.32058 | 5 | 0.97222
24241 | 5.355 | 1 | 365 | 6.1264 | 0.2716 | 6 | 0.39802
19090 | 5.1 | 1 | 365 | 5.8347 | 0.68724 | 6 | 0.52193
18913 | 8.67 | 1 | 365 | 9.919 | 0.86831 | 10 | 0.78728
18907 | 5.72 | 1 | 365 | 6.544 | 0.10804 | 6 | 0.65204
20236 | 6.6 | 1 | 365 | 7.5508 | 0.12467 | 7 | 0.67544
20740 | 8.8 | 1 | 365 | 10.0677 | 0.16622 | 10 | 0.23391
21582 | 5.98 | 1 | 365 | 6.8415 | 0.70386 | 7 | 0.54532
18298 | 5.72 | 1 | 365 | 6.544 | 0.10804 | 6 | 0.65204
19511 | 7.8 | 1 | 365 | 8.9236 | 0.8746 | 9 | 0.79824
20049 | 7.56 | 1 | 365 | 8.6491 | 0.32462 | 8 | 0.97368
23014 | 5.61 | 1 | 365 | 6.4182 | 0.85597 | 7 | 0.27412
23016 | 3.3 | 1 | 365 | 3.7754 | 0.56233 | 4 | 0.33772
23024 | 5.5 | 1 | 365 | 6.2923 | 0.60389 | 6 | 0.8962
23027 | 4.845 | 1 | 365 | 5.543 | 0.10288 | 5 | 0.64583
21652 | 7.28 | 1 | 365 | 8.3287 | 0.68296 | 9 | 0.011692
23931 | 6.44 | 1 | 365 | 7.3677 | 0.75801 | 8 | 0.12573
22612 | 4.27 | 1 | 365 | 4.8851 | 0.7852 | 5 | 0.67032
23938 | 12.42 | 1 | 365 | 14.2092 | 0.46187 | 14 | 0.67105
23944 | 5.4 | 1 | 365 | 6.1779 | 0.37473 | 6 | 0.55263
23949 | 4.48 | 1 | 365 | 5.1254 | 0.26644 | 5 | 0.39181
23953 | 3.6 | 1 | 365 | 4.1186 | 0.24982 | 4 | 0.36842
23956 | 5.13 | 1 | 365 | 5.869 | 0.75599 | 6 | 0.625
23960 | 6.375 | 1 | 365 | 7.2934 | 0.60905 | 7 | 0.90241
23961 | 6.76 | 1 | 365 | 7.7338 | 0.49132 | 8 | 0.22514
23982 | 5.775 | 1 | 365 | 6.6069 | 0.23408 | 6 | 0.84101
23999 | 6 | 1 | 365 | 6.8643 | 0.7497 | 7 | 0.61403
24001 | 8.4 | 1 | 365 | 9.6101 | 0.24957 | 9 | 0.85964
24002 | 10.464 | 1 | 365 | 11.9714 | 0.97947 | 12 | 0.95087
24003 | 5.72 | 1 | 365 | 6.544 | 0.10804 | 6 | 0.65204
24004 | 19.32 | 1 | 365 | 22.1032 | 0.27402 | 22 | 0.37718
24005 | 8.64 | 1 | 365 | 9.8846 | 0.79956 | 10 | 0.68421
24022 | 5.98 | 1 | 365 | 6.8415 | 0.70386 | 7 | 0.54532
23986 | 6.867 | 1 | 365 | 7.8562 | 0.73653 | 8 | 0.59276
24040 | 6.12 | 1 | 365 | 7.0016 | 0.02469 | 7 | 0.026313
24043 | 3.12 | 1 | 365 | 3.5695 | 0.14984 | 3 | 0.7193
23902 | 3.38 | 1 | 365 | 3.8669 | 0.74566 | 4 | 0.61257
16015 | 6.375 | 1 | 365 | 7.2934 | 0.60905 | 7 | 0.90241
24045 | 10.53 | 1 | 365 | 12.0469 | 0.13072 | 12 | 0.17763
24047 | 5.7 | 1 | 365 | 6.5211 | 0.062211 | 6 | 0.58333
24048 | 7.54 | 1 | 365 | 8.6262 | 0.27878 | 8 | 0.90497
24051 | 5.32 | 1 | 365 | 6.0864 | 0.1914 | 6 | 0.27778
24053 | 7.28 | 1 | 365 | 8.3287 | 0.68296 | 9 | 0.011692
24054 | 8.32 | 1 | 365 | 9.5185 | 0.066245 | 9 | 0.58479
24069 | 3.85 | 1 | 365 | 4.4046 | 0.82272 | 5 | 0.22734
24071 | 11 | 1 | 365 | 12.5846 | 0.20778 | 12 | 0.79239
23757 | 3.9 | 1 | 365 | 4.4618 | 0.9373 | 5 | 0.39912
23755 | 6.375 | 1 | 365 | 7.2934 | 0.60905 | 7 | 0.90241
23753 | 6.12 | 1 | 365 | 7.0016 | 0.02469 | 7 | 0.026313
23026 | 3.92 | 1 | 365 | 4.4847 | 0.98313 | 5 | 0.46783
23763 | 11.59 | 1 | 365 | 13.2596 | 0.55983 | 13 | 0.81944
23030 | 9.945 | 1 | 365 | 11.3776 | 0.79012 | 12 | 0.16776
23032 | 14.025 | 1 | 365 | 16.0454 | 0.13991 | 16 | 0.1853
23762 | 10.2 | 1 | 365 | 11.6694 | 0.37448 | 12 | 0.043854
23033 | 14.56 | 1 | 365 | 16.6575 | 0.36593 | 17 | 0.023384
23761 | 5.1 | 1 | 365 | 5.8347 | 0.68724 | 6 | 0.52193
23038 | 4.59 | 1 | 365 | 5.2512 | 0.51852 | 5 | 0.76973
24084 | 6.76 | 1 | 365 | 7.7338 | 0.49132 | 8 | 0.22514
23913 | 6 | 1 | 365 | 6.8643 | 0.7497 | 7 | 0.61403
24085 | 4.2 | 1 | 365 | 4.805 | 0.62479 | 5 | 0.42982
24086 | 6.16 | 1 | 365 | 7.0474 | 0.11635 | 7 | 0.16374
24092 | 7.56 | 1 | 365 | 8.6491 | 0.32462 | 8 | 0.97368
24095 | 3.75 | 1 | 365 | 4.2902 | 0.59356 | 4 | 0.88377
24111 | 5.5 | 1 | 365 | 6.2923 | 0.60389 | 6 | 0.8962
24113 | 10.2 | 1 | 365 | 11.6694 | 0.37448 | 12 | 0.043854
24120 | 7.14 | 1 | 365 | 8.1686 | 0.36214 | 8 | 0.5307
23039 | 4.59 | 1 | 365 | 5.2512 | 0.51852 | 5 | 0.76973
23050 | 7.395 | 1 | 365 | 8.4603 | 0.9465 | 9 | 0.40679
23053 | 6.375 | 1 | 365 | 7.2934 | 0.60905 | 7 | 0.90241
23055 | 6.875 | 1 | 365 | 7.8654 | 0.75486 | 8 | 0.62025
23056 | 7.975 | 1 | 365 | 9.1238 | 0.27564 | 9 | 0.39948
23065 | 11.475 | 1 | 365 | 13.128 | 0.29629 | 13 | 0.42434
23066 | 11.825 | 1 | 365 | 13.5285 | 0.098359 | 13 | 0.62682
23075 | 5.1 | 1 | 365 | 5.8347 | 0.68724 | 6 | 0.52193
23088 | 5.32 | 1 | 365 | 6.0864 | 0.1914 | 6 | 0.27778
23087 | 11.985 | 1 | 365 | 13.7115 | 0.46502 | 14 | 0.17653
23058 | 2.86 | 1 | 365 | 3.272 | 0.55402 | 3 | 0.82602
19898 | 8.32 | 1 | 365 | 9.5185 | 0.066245 | 9 | 0.58479
23090 | 11.55 | 1 | 365 | 13.2138 | 0.46816 | 13 | 0.68201
15696 | 3.06 | 1 | 365 | 3.5008 | 0.012345 | 3 | 0.51316
23093 | 10.2 | 1 | 365 | 11.6694 | 0.37448 | 12 | 0.043854
23096 | 7.65 | 1 | 365 | 8.752 | 0.53086 | 9 | 0.28289
23765 | 9.1 | 1 | 365 | 10.4109 | 0.85371 | 11 | 0.26462
23110 | 7.28 | 1 | 365 | 8.3287 | 0.68296 | 9 | 0.011692
23119 | 4.08 | 1 | 365 | 4.6677 | 0.34979 | 5 | 0.017542
23766 | 4.42 | 1 | 365 | 5.0567 | 0.12894 | 5 | 0.18567
23767 | 7.02 | 1 | 365 | 8.0313 | 0.087144 | 8 | 0.11842
23768 | 6.5 | 1 | 365 | 7.4364 | 0.8955 | 8 | 0.33187
23769 | 9.99 | 1 | 365 | 11.4291 | 0.89324 | 12 | 0.32236
23783 | 15.95 | 1 | 365 | 18.2477 | 0.55128 | 18 | 0.79897
23787 | 4.75 | 1 | 365 | 5.4343 | 0.88518 | 6 | 0.31944
23781 | 6.325 | 1 | 365 | 7.2362 | 0.49447 | 7 | 0.73063
23806 | 11.75 | 1 | 365 | 13.4427 | 0.92649 | 14 | 0.36915
24369 | 4.94 | 1 | 365 | 5.6516 | 0.32058 | 5 | 0.97222
23813 | 9.5 | 1 | 365 | 10.8685 | 0.77035 | 11 | 0.63888
23816 | 3.57 | 1 | 365 | 4.0843 | 0.18107 | 4 | 0.26535
23820 | 4.25 | 1 | 365 | 4.8622 | 0.73937 | 5 | 0.60161
23822 | 7.5 | 1 | 365 | 8.5804 | 0.18712 | 8 | 0.76754
23826 | 3 | 1 | 365 | 3.4322 | 0.87485 | 4 | 0.30702
23829 | 4.68 | 1 | 365 | 5.3542 | 0.72476 | 6 | 0.078945
23838 | 6.25 | 1 | 365 | 7.1504 | 0.3226 | 7 | 0.47295
23840 | 3.99 | 1 | 365 | 4.5648 | 0.14355 | 4 | 0.70833
23839 | 3.3 | 1 | 365 | 3.7754 | 0.56233 | 4 | 0.33772
23846 | 4.5 | 1 | 365 | 5.1483 | 0.31227 | 5 | 0.46052
23854 | 7 | 1 | 365 | 8.0084 | 0.041312 | 8 | 0.049704
23856 | 9.72 | 1 | 365 | 11.1202 | 0.27451 | 11 | 0.39473
23859 | 5.1 | 1 | 365 | 5.8347 | 0.68724 | 6 | 0.52193
23860 | 3 | 1 | 365 | 3.4322 | 0.87485 | 4 | 0.30702
23863 | 13.16 | 1 | 365 | 15.0558 | 0.15767 | 15 | 0.21344
23865 | 7.65 | 1 | 365 | 8.752 | 0.53086 | 9 | 0.28289
23866 | 5.2 | 1 | 365 | 5.9491 | 0.9164 | 6 | 0.86549
23882 | 3.12 | 1 | 365 | 3.5695 | 0.14984 | 3 | 0.7193
23887 | 8.415 | 1 | 365 | 9.6272 | 0.28395 | 9 | 0.91118
23889 | 5.355 | 1 | 365 | 6.1264 | 0.2716 | 6 | 0.39802
23893 | 8.925 | 1 | 365 | 10.2107 | 0.45267 | 10 | 0.66337
18838 | 8.32 | 1 | 365 | 9.5185 | 0.066245 | 9 | 0.58479
18836 | 5.46 | 1 | 365 | 6.2465 | 0.51222 | 6 | 0.75877
19334 | 4.68 | 1 | 365 | 5.3542 | 0.72476 | 6 | 0.078945
23895 | 7.28 | 1 | 365 | 8.3287 | 0.68296 | 9 | 0.011692
23901 | 4.2 | 1 | 365 | 4.805 | 0.62479 | 5 | 0.42982
23903 | 6.24 | 1 | 365 | 7.1389 | 0.29968 | 7 | 0.43859
23904 | 4.5 | 1 | 365 | 5.1483 | 0.31227 | 5 | 0.46052
23906 | 6.76 | 1 | 365 | 7.7338 | 0.49132 | 8 | 0.22514
23907 | 4.08 | 1 | 365 | 4.6677 | 0.34979 | 5 | 0.017542
23909 | 4.68 | 1 | 365 | 5.3542 | 0.72476 | 6 | 0.078945
23911 | 6.84 | 1 | 365 | 7.8253 | 0.67465 | 8 | 0.5
23914 | 7.84 | 1 | 365 | 8.9694 | 0.96627 | 9 | 0.93567
16101 | 504.165 | 0.8 | 365 | 461.4344 | 0.28206 | 461 | 0.71646
20915 | 12 | 1 | 365 | 13.7287 | 0.49939 | 14 | 0.22806
21180 | 9.625 | 1 | 365 | 11.0115 | 0.056804 | 11 | 0.068343
21211 | 81.6 | 0.9 | 365 | 84.0195 | 0.29628 | 84 | 0.31575
21244 | 10.2 | 1 | 365 | 11.6694 | 0.37448 | 12 | 0.043854
21397 | 9.62 | 1 | 365 | 11.0058 | 0.045346 | 11 | 0.051165
21032 | 12.4 | 1 | 365 | 14.1863 | 0.41604 | 14 | 0.60233
21936 | 5.775 | 1 | 365 | 6.6069 | 0.23408 | 6 | 0.84101
21922 | 10 | 1 | 365 | 11.4406 | 0.91616 | 12 | 0.35672
21091 | 11 | 1 | 365 | 12.5846 | 0.20778 | 12 | 0.79239
22282 | 7.14 | 1 | 365 | 8.1686 | 0.36214 | 8 | 0.5307
22350 | 6.6 | 1 | 365 | 7.5508 | 0.12467 | 7 | 0.67544
22703 | 6.75 | 1 | 365 | 7.7224 | 0.46841 | 8 | 0.19079
18522 | 5.94 | 1 | 365 | 6.7957 | 0.6122 | 7 | 0.40789
22840 | 2.85 | 1 | 365 | 3.2606 | 0.53111 | 3 | 0.79167
22969 | 10.45 | 1 | 365 | 11.9554 | 0.94739 | 12 | 0.90277
23538 | 6.05 | 1 | 365 | 6.9215 | 0.86428 | 7 | 0.78582
23533 | 5.5 | 1 | 365 | 6.2923 | 0.60389 | 6 | 0.8962
23692 | 3.24 | 1 | 365 | 3.7067 | 0.42484 | 4 | 0.13158
24125 | 16.225 | 1 | 365 | 18.5623 | 0.18147 | 18 | 0.74378
21063 | 11.44 | 1 | 365 | 13.088 | 0.21609 | 13 | 0.30409
23888 | 9 | 1 | 365 | 10.2965 | 0.62454 | 10 | 0.92105
23891 | 9 | 1 | 365 | 10.2965 | 0.62454 | 10 | 0.92105
23423 | 6.5 | 1 | 365 | 7.4364 | 0.8955 | 8 | 0.33187
20549 | 12.375 | 1 | 365 | 14.1577 | 0.35875 | 14 | 0.51644
19602 | 8.84 | 1 | 365 | 10.1135 | 0.25789 | 10 | 0.37134
21296 | 3.675 | 1 | 365 | 4.2044 | 0.42169 | 4 | 0.62609
15131 | 2.805 | 1 | 365 | 3.2091 | 0.42798 | 3 | 0.63706
21426 | 5.28 | 1 | 365 | 6.0406 | 0.099732 | 6 | 0.14035
21774 | 8.8 | 1 | 365 | 10.0677 | 0.16622 | 10 | 0.23391
22121 | 5.04 | 1 | 365 | 5.766 | 0.54974 | 6 | 0.31579
22236 | 5.2 | 1 | 365 | 5.9491 | 0.9164 | 6 | 0.86549
22511 | 3.9 | 1 | 365 | 4.4618 | 0.9373 | 5 | 0.39912
22837 | 6.3 | 1 | 365 | 7.2076 | 0.43718 | 7 | 0.64473
23141 | 6.63 | 1 | 365 | 7.5851 | 0.19341 | 7 | 0.77851
22752 | 5.46 | 1 | 365 | 6.2465 | 0.51222 | 6 | 0.75877
16685 | 4.2 | 1 | 365 | 4.805 | 0.62479 | 5 | 0.42982
17775 | 7.6 | 1 | 365 | 8.6948 | 0.41628 | 9 | 0.11111
18833 | 3.9 | 1 | 365 | 4.4618 | 0.9373 | 5 | 0.39912
19628 | 5.2 | 1 | 365 | 5.9491 | 0.9164 | 6 | 0.86549
22041 | 5.94 | 1 | 365 | 6.7957 | 0.6122 | 7 | 0.40789
22522 | 7.56 | 1 | 365 | 8.6491 | 0.32462 | 8 | 0.97368
22540 | 6.48 | 1 | 365 | 7.4135 | 0.84967 | 8 | 0.26315
23326 | 10.83 | 1 | 365 | 12.3901 | 0.8182 | 13 | 0.20833
17291 | 23.8 | 1 | 365 | 27.2285 | 0.54046 | 27 | 0.76899
20854 | 5.98 | 1 | 365 | 6.8415 | 0.70386 | 7 | 0.54532
20856 | 8.16 | 1 | 365 | 9.3355 | 0.69959 | 10 | 0.035084
20858 | 4.94 | 1 | 365 | 5.6516 | 0.32058 | 5 | 0.97222
22960 | 6.5 | 1 | 365 | 7.4364 | 0.8955 | 8 | 0.33187
20860 | 5.72 | 1 | 365 | 6.544 | 0.10804 | 6 | 0.65204
20863 | 2.6 | 1 | 365 | 2.9745 | 0.9582 | 3 | 0.93275
20864 | 6.24 | 1 | 365 | 7.1389 | 0.29968 | 7 | 0.43859
20865 | 9.1 | 1 | 365 | 10.4109 | 0.85371 | 11 | 0.26462
20866 | 6.72 | 1 | 365 | 7.6881 | 0.39966 | 8 | 0.087716
20871 | 5.2 | 1 | 365 | 5.9491 | 0.9164 | 6 | 0.86549
20890 | 6.24 | 1 | 365 | 7.1389 | 0.29968 | 7 | 0.43859
20882 | 11.96 | 1 | 365 | 13.6829 | 0.40773 | 14 | 0.090637
20872 | 7.28 | 1 | 365 | 8.3287 | 0.68296 | 9 | 0.011692
20876 | 4.16 | 1 | 365 | 4.7593 | 0.53312 | 5 | 0.2924
22645 | 6.47 | 1 | 365 | 7.402 | 0.82676 | 8 | 0.2288
22649 | 10.57 | 1 | 365 | 12.0927 | 0.22238 | 12 | 0.31505
22660 | 4.47 | 1 | 365 | 5.1139 | 0.24352 | 5 | 0.35745
22661 | 10.215 | 1 | 365 | 11.6865 | 0.40886 | 12 | 0.095389
22664 | 6.725 | 1 | 365 | 7.6938 | 0.41112 | 8 | 0.10489
22667 | 5.47 | 1 | 365 | 6.258 | 0.53514 | 6 | 0.79313
22775 | 7.96 | 1 | 365 | 9.1067 | 0.24126 | 9 | 0.34795
22781 | 8.47 | 1 | 365 | 9.6902 | 0.40999 | 10 | 0.10014
22783 | 10.215 | 1 | 365 | 11.6865 | 0.40886 | 12 | 0.095389
22815 | 5.215 | 1 | 365 | 5.9663 | 0.95078 | 6 | 0.91703
22824 | 5.215 | 1 | 365 | 5.9663 | 0.95078 | 6 | 0.91703
22826 | 7.47 | 1 | 365 | 8.5461 | 0.11837 | 8 | 0.66447
22827 | 5.98 | 1 | 365 | 6.8415 | 0.70386 | 7 | 0.54532
22828 | 10.215 | 1 | 365 | 11.6865 | 0.40886 | 12 | 0.095389
22833 | 5.725 | 1 | 365 | 6.5497 | 0.1195 | 6 | 0.66922
22863 | 6.725 | 1 | 365 | 7.6938 | 0.41112 | 8 | 0.10489
22864 | 6.725 | 1 | 365 | 7.6938 | 0.41112 | 8 | 0.10489
22865 | 4.295 | 1 | 365 | 4.9137 | 0.84249 | 5 | 0.75621
22866 | 7.96 | 1 | 365 | 9.1067 | 0.24126 | 9 | 0.34795
22870 | 6.215 | 1 | 365 | 7.1103 | 0.24239 | 7 | 0.3527
22871 | 3.725 | 1 | 365 | 4.2616 | 0.53627 | 4 | 0.79788
22872 | 10.215 | 1 | 365 | 11.6865 | 0.40886 | 12 | 0.095389
22878 | 6.725 | 1 | 365 | 7.6938 | 0.41112 | 8 | 0.10489
22880 | 5.98 | 1 | 365 | 6.8415 | 0.70386 | 7 | 0.54532
22585 | 12.48 | 1 | 365 | 14.2778 | 0.59937 | 14 | 0.87719
22758 | 11.96 | 1 | 365 | 13.6829 | 0.40773 | 14 | 0.090637
22666 | 4.235 | 1 | 365 | 4.8451 | 0.70499 | 5 | 0.55007
14268 | 14.025 | 1 | 365 | 16.0454 | 0.13991 | 16 | 0.1853
20043 | 7.54 | 1 | 365 | 8.6262 | 0.27878 | 8 | 0.90497
20501 | 5.72 | 1 | 365 | 6.544 | 0.10804 | 6 | 0.65204
19744 | 8.58 | 1 | 365 | 9.816 | 0.66207 | 10 | 0.47807
20495 | 6.76 | 1 | 365 | 7.7338 | 0.49132 | 8 | 0.22514
20547 | 6.76 | 1 | 365 | 7.7338 | 0.49132 | 8 | 0.22514
20548 | 5.46 | 1 | 365 | 6.2465 | 0.51222 | 6 | 0.75877
19974 | 5.72 | 1 | 365 | 6.544 | 0.10804 | 6 | 0.65204
18653 | 7.848 | 1 | 365 | 8.9786 | 0.9846 | 9 | 0.96315
20861 | 4.68 | 1 | 365 | 5.3542 | 0.72476 | 6 | 0.078945
22842 | 6.84 | 1 | 365 | 7.8253 | 0.67465 | 8 | 0.5
19946 | 7.54 | 1 | 365 | 8.6262 | 0.27878 | 8 | 0.90497
23780 | 5.7 | 1 | 365 | 6.5211 | 0.062211 | 6 | 0.58333
19856 | 6.5 | 1 | 365 | 7.4364 | 0.8955 | 8 | 0.33187
23845 | 5.4 | 1 | 365 | 6.1779 | 0.37473 | 6 | 0.55263
23918 | 5.4 | 1 | 365 | 6.1779 | 0.37473 | 6 | 0.55263
19987 | 12.22 | 1 | 365 | 13.9804 | 0.0035475 | 13 | 0.98391
19811 | 10.75 | 1 | 365 | 12.2986 | 0.63487 | 12 | 0.93347
20595 | 5.72 | 1 | 365 | 6.544 | 0.10804 | 6 | 0.65204
20661 | 6.76 | 1 | 365 | 7.7338 | 0.49132 | 8 | 0.22514
20654 | 4.42 | 1 | 365 | 5.0567 | 0.12894 | 5 | 0.18567
20649 | 3.9 | 1 | 365 | 4.4618 | 0.9373 | 5 | 0.39912
16957 | 4.68 | 1 | 365 | 5.3542 | 0.72476 | 6 | 0.078945
17299 | 3.9 | 1 | 365 | 4.4618 | 0.9373 | 5 | 0.39912
20516 | 8.32 | 1 | 365 | 9.5185 | 0.066245 | 9 | 0.58479
20505 | 7.28 | 1 | 365 | 8.3287 | 0.68296 | 9 | 0.011692
20499 | 4.94 | 1 | 365 | 5.6516 | 0.32058 | 5 | 0.97222
20485 | 8.32 | 1 | 365 | 9.5185 | 0.066245 | 9 | 0.58479
16782 | 7 | 1 | 365 | 8.0084 | 0.041312 | 8 | 0.049704
17411 | 4.68 | 1 | 365 | 5.3542 | 0.72476 | 6 | 0.078945
17425 | 8.84 | 1 | 365 | 10.1135 | 0.25789 | 10 | 0.37134
16796 | 4.68 | 1 | 365 | 5.3542 | 0.72476 | 6 | 0.078945
16768 | 3 | 1 | 365 | 3.4322 | 0.87485 | 4 | 0.30702
16620 | 7.28 | 1 | 365 | 8.3287 | 0.68296 | 9 | 0.011692
16176 | 2.5 | 1 | 365 | 2.8601 | 0.72904 | 3 | 0.58918
19884 | 6.5 | 1 | 365 | 7.4364 | 0.8955 | 8 | 0.33187
21826 | 9.075 | 1 | 365 | 10.3823 | 0.79642 | 11 | 0.17872
23811 | 6.5 | 1 | 365 | 7.4364 | 0.8955 | 8 | 0.33187
15861 | 6.76 | 1 | 365 | 7.7338 | 0.49132 | 8 | 0.22514
20637 | 7.8 | 1 | 365 | 8.9236 | 0.8746 | 9 | 0.79824
20632 | 7.28 | 1 | 365 | 8.3287 | 0.68296 | 9 | 0.011692
20631 | 5.72 | 1 | 365 | 6.544 | 0.10804 | 6 | 0.65204
20440 | 7.8 | 1 | 365 | 8.9236 | 0.8746 | 9 | 0.79824
20436 | 8.84 | 1 | 365 | 10.1135 | 0.25789 | 10 | 0.37134
17561 | 8.84 | 1 | 365 | 10.1135 | 0.25789 | 10 | 0.37134
17960 | 6.75 | 1 | 365 | 7.7224 | 0.46841 | 8 | 0.19079
17696 | 7.8 | 1 | 365 | 8.9236 | 0.8746 | 9 | 0.79824
17491 | 7.905 | 1 | 365 | 9.0438 | 0.11522 | 9 | 0.15899
17552 | 7.8 | 1 | 365 | 8.9236 | 0.8746 | 9 | 0.79824
17605 | 10.66 | 1 | 365 | 12.1956 | 0.42863 | 12 | 0.62426
17560 | 7.65 | 1 | 365 | 8.752 | 0.53086 | 9 | 0.28289
17646 | 5.46 | 1 | 365 | 6.2465 | 0.51222 | 6 | 0.75877
17649 | 5.2 | 1 | 365 | 5.9491 | 0.9164 | 6 | 0.86549
17710 | 6.5 | 1 | 365 | 7.4364 | 0.8955 | 8 | 0.33187
17745 | 8.32 | 1 | 365 | 9.5185 | 0.066245 | 9 | 0.58479
20717 | 6.24 | 1 | 365 | 7.1389 | 0.29968 | 7 | 0.43859
20720 | 10.4 | 1 | 365 | 11.8982 | 0.83281 | 12 | 0.73099
17000 | 5.2 | 1 | 365 | 5.9491 | 0.9164 | 6 | 0.86549
17776 | 7.28 | 1 | 365 | 8.3287 | 0.68296 | 9 | 0.011692
16794 | 8.25 | 1 | 365 | 9.4385 | 0.90583 | 10 | 0.34429
17835 | 8.415 | 1 | 365 | 9.6272 | 0.28395 | 9 | 0.91118
19989 | 6.76 | 1 | 365 | 7.7338 | 0.49132 | 8 | 0.22514
19983 | 2.86 | 1 | 365 | 3.272 | 0.55402 | 3 | 0.82602
16686 | 3.64 | 1 | 365 | 4.1644 | 0.34148 | 4 | 0.50585
16871 | 12.25 | 1 | 365 | 14.0147 | 0.072296 | 14 | 0.086982
18383 | 6.24 | 1 | 365 | 7.1389 | 0.29968 | 7 | 0.43859
18445 | 4.16 | 1 | 365 | 4.7593 | 0.53312 | 5 | 0.2924
18567 | 4.68 | 1 | 365 | 5.3542 | 0.72476 | 6 | 0.078945
17897 | 9.36 | 1 | 365 | 10.7084 | 0.44953 | 11 | 0.15789
18295 | 7.8 | 1 | 365 | 8.9236 | 0.8746 | 9 | 0.79824
17645 | 9.1 | 1 | 365 | 10.4109 | 0.85371 | 11 | 0.26462
18392 | 7.28 | 1 | 365 | 8.3287 | 0.68296 | 9 | 0.011692
16775 | 7.8 | 1 | 365 | 8.9236 | 0.8746 | 9 | 0.79824
18712 | 8.06 | 1 | 365 | 9.2211 | 0.47042 | 9 | 0.69152
18795 | 8.84 | 1 | 365 | 10.1135 | 0.25789 | 10 | 0.37134
17949 | 6.76 | 1 | 365 | 7.7338 | 0.49132 | 8 | 0.22514
17943 | 8.32 | 1 | 365 | 9.5185 | 0.066245 | 9 | 0.58479
18564 | 6.24 | 1 | 365 | 7.1389 | 0.29968 | 7 | 0.43859
17612 | 8.32 | 1 | 365 | 9.5185 | 0.066245 | 9 | 0.58479
17627 | 6.24 | 1 | 365 | 7.1389 | 0.29968 | 7 | 0.43859
19514 | 12.22 | 1 | 365 | 13.9804 | 0.0035475 | 13 | 0.98391
19533 | 11.96 | 1 | 365 | 13.6829 | 0.40773 | 14 | 0.090637
19560 | 9.62 | 1 | 365 | 11.0058 | 0.045346 | 11 | 0.051165
19681 | 9.1 | 1 | 365 | 10.4109 | 0.85371 | 11 | 0.26462
19568 | 4.68 | 1 | 365 | 5.3542 | 0.72476 | 6 | 0.078945
19683 | 4.68 | 1 | 365 | 5.3542 | 0.72476 | 6 | 0.078945
19751 | 11.44 | 1 | 365 | 13.088 | 0.21609 | 13 | 0.30409
19777 | 6.24 | 1 | 365 | 7.1389 | 0.29968 | 7 | 0.43859
19798 | 3.9 | 1 | 365 | 4.4618 | 0.9373 | 5 | 0.39912
19804 | 7.28 | 1 | 365 | 8.3287 | 0.68296 | 9 | 0.011692
19808 | 6.24 | 1 | 365 | 7.1389 | 0.29968 | 7 | 0.43859
19839 | 5.98 | 1 | 365 | 6.8415 | 0.70386 | 7 | 0.54532
19851 | 7.8 | 1 | 365 | 8.9236 | 0.8746 | 9 | 0.79824
19862 | 9.62 | 1 | 365 | 11.0058 | 0.045346 | 11 | 0.051165
19676 | 9.36 | 1 | 365 | 10.7084 | 0.44953 | 11 | 0.15789
19680 | 5.98 | 1 | 365 | 6.8415 | 0.70386 | 7 | 0.54532
19980 | 6.24 | 1 | 365 | 7.1389 | 0.29968 | 7 | 0.43859
19991 | 8.32 | 1 | 365 | 9.5185 | 0.066245 | 9 | 0.58479
20009 | 8.84 | 1 | 365 | 10.1135 | 0.25789 | 10 | 0.37134
20014 | 12.74 | 1 | 365 | 14.5753 | 0.19519 | 14 | 0.77046
19529 | 5.2 | 1 | 365 | 5.9491 | 0.9164 | 6 | 0.86549
19918 | 7.8 | 1 | 365 | 8.9236 | 0.8746 | 9 | 0.79824
19936 | 12.74 | 1 | 365 | 14.5753 | 0.19519 | 14 | 0.77046
19952 | 6.24 | 1 | 365 | 7.1389 | 0.29968 | 7 | 0.43859
19558 | 17.94 | 1 | 365 | 20.5244 | 0.11159 | 20 | 0.63596
19565 | 4.94 | 1 | 365 | 5.6516 | 0.32058 | 5 | 0.97222
19562 | 4.68 | 1 | 365 | 5.3542 | 0.72476 | 6 | 0.078945
19566 | 5.98 | 1 | 365 | 6.8415 | 0.70386 | 7 | 0.54532
19959 | 6.5 | 1 | 365 | 7.4364 | 0.8955 | 8 | 0.33187
19973 | 10.14 | 1 | 365 | 11.6007 | 0.23699 | 11 | 0.83771
19749 | 4.42 | 1 | 365 | 5.0567 | 0.12894 | 5 | 0.18567
19786 | 3.9 | 1 | 365 | 4.4618 | 0.9373 | 5 | 0.39912
19859 | 3.38 | 1 | 365 | 3.8669 | 0.74566 | 4 | 0.61257
19995 | 4.16 | 1 | 365 | 4.7593 | 0.53312 | 5 | 0.2924
20026 | 6.5 | 1 | 365 | 7.4364 | 0.8955 | 8 | 0.33187
20033 | 11.7 | 1 | 365 | 13.3855 | 0.81191 | 14 | 0.19736
20037 | 9.62 | 1 | 365 | 11.0058 | 0.045346 | 11 | 0.051165
20023 | 5.2 | 1 | 365 | 5.9491 | 0.9164 | 6 | 0.86549
20030 | 9.36 | 1 | 365 | 10.7084 | 0.44953 | 11 | 0.15789
19519 | 10.14 | 1 | 365 | 11.6007 | 0.23699 | 11 | 0.83771
20403 | 11.73 | 1 | 365 | 13.4198 | 0.88066 | 14 | 0.30043
19905 | 7.8 | 1 | 365 | 8.9236 | 0.8746 | 9 | 0.79824
20286 | 5.72 | 1 | 365 | 6.544 | 0.10804 | 6 | 0.65204
19942 | 7.28 | 1 | 365 | 8.3287 | 0.68296 | 9 | 0.011692
19948 | 11.7 | 1 | 365 | 13.3855 | 0.81191 | 14 | 0.19736
20409 | 8.32 | 1 | 365 | 9.5185 | 0.066245 | 9 | 0.58479
17713 | 4.42 | 1 | 365 | 5.0567 | 0.12894 | 5 | 0.18567
14119 | 6.76 | 1 | 365 | 7.7338 | 0.49132 | 8 | 0.22514
16905 | 9.18 | 1 | 365 | 10.5024 | 0.037035 | 10 | 0.53947
17070 | 5.2 | 1 | 365 | 5.9491 | 0.9164 | 6 | 0.86549
17484 | 3.9 | 1 | 365 | 4.4618 | 0.9373 | 5 | 0.39912
17508 | 7.8 | 1 | 365 | 8.9236 | 0.8746 | 9 | 0.79824
17625 | 13.26 | 1 | 365 | 15.1702 | 0.38683 | 15 | 0.55701
18709 | 13.26 | 1 | 365 | 15.1702 | 0.38683 | 15 | 0.55701
18705 | 6.5 | 1 | 365 | 7.4364 | 0.8955 | 8 | 0.33187
18696 | 6.24 | 1 | 365 | 7.1389 | 0.29968 | 7 | 0.43859
18635 | 3.9 | 1 | 365 | 4.4618 | 0.9373 | 5 | 0.39912
18633 | 9.75 | 1 | 365 | 11.1545 | 0.34326 | 11 | 0.4978
18631 | 4.42 | 1 | 365 | 5.0567 | 0.12894 | 5 | 0.18567
20774 | 6.5 | 1 | 365 | 7.4364 | 0.8955 | 8 | 0.33187
18622 | 8.58 | 1 | 365 | 9.816 | 0.66207 | 10 | 0.47807
18594 | 5.5 | 1 | 365 | 6.2923 | 0.60389 | 6 | 0.8962
22629 | 5.5 | 1 | 365 | 6.2923 | 0.60389 | 6 | 0.8962
20787 | 10.92 | 1 | 365 | 12.4931 | 0.024447 | 12 | 0.51754
20066 | 13.52 | 1 | 365 | 15.4676 | 0.98265 | 16 | 0.45029
18593 | 6.75 | 1 | 365 | 7.7224 | 0.46841 | 8 | 0.19079
18579 | 5.46 | 1 | 365 | 6.2465 | 0.51222 | 6 | 0.75877
17619 | 6.24 | 1 | 365 | 7.1389 | 0.29968 | 7 | 0.43859
18565 | 4.68 | 1 | 365 | 5.3542 | 0.72476 | 6 | 0.078945
18463 | 5.46 | 1 | 365 | 6.2465 | 0.51222 | 6 | 0.75877
17650 | 5.46 | 1 | 365 | 6.2465 | 0.51222 | 6 | 0.75877
17779 | 11.44 | 1 | 365 | 13.088 | 0.21609 | 13 | 0.30409
17755 | 9.88 | 1 | 365 | 11.3033 | 0.64117 | 11 | 0.94444
17902 | 8.06 | 1 | 365 | 9.2211 | 0.47042 | 9 | 0.69152
18082 | 8.32 | 1 | 365 | 9.5185 | 0.066245 | 9 | 0.58479
18134 | 6.5 | 1 | 365 | 7.4364 | 0.8955 | 8 | 0.33187
18137 | 7.54 | 1 | 365 | 8.6262 | 0.27878 | 8 | 0.90497
18300 | 10.66 | 1 | 365 | 12.1956 | 0.42863 | 12 | 0.62426
18303 | 8.06 | 1 | 365 | 9.2211 | 0.47042 | 9 | 0.69152
18380 | 8.06 | 1 | 365 | 9.2211 | 0.47042 | 9 | 0.69152
18447 | 11.96 | 1 | 365 | 13.6829 | 0.40773 | 14 | 0.090637
20575 | 7.8 | 1 | 365 | 8.9236 | 0.8746 | 9 | 0.79824
20600 | 7.28 | 1 | 365 | 8.3287 | 0.68296 | 9 | 0.011692
20613 | 10.66 | 1 | 365 | 12.1956 | 0.42863 | 12 | 0.62426
20607 | 5.2 | 1 | 365 | 5.9491 | 0.9164 | 6 | 0.86549
20725 | 7.02 | 1 | 365 | 8.0313 | 0.087144 | 8 | 0.11842
20634 | 8.32 | 1 | 365 | 9.5185 | 0.066245 | 9 | 0.58479
20884 | 13.52 | 1 | 365 | 15.4676 | 0.98265 | 16 | 0.45029
20917 | 8.06 | 1 | 365 | 9.2211 | 0.47042 | 9 | 0.69152
20953 | 8.32 | 1 | 365 | 9.5185 | 0.066245 | 9 | 0.58479
21026 | 9.1 | 1 | 365 | 10.4109 | 0.85371 | 11 | 0.26462
21039 | 9.1 | 1 | 365 | 10.4109 | 0.85371 | 11 | 0.26462
21046 | 4.68 | 1 | 365 | 5.3542 | 0.72476 | 6 | 0.078945
21153 | 8.32 | 1 | 365 | 9.5185 | 0.066245 | 9 | 0.58479
21144 | 7.54 | 1 | 365 | 8.6262 | 0.27878 | 8 | 0.90497
21156 | 4.42 | 1 | 365 | 5.0567 | 0.12894 | 5 | 0.18567
21205 | 9.36 | 1 | 365 | 10.7084 | 0.44953 | 11 | 0.15789
21348 | 2.805 | 1 | 365 | 3.2091 | 0.42798 | 3 | 0.63706
19541 | 4.68 | 1 | 365 | 5.3542 | 0.72476 | 6 | 0.078945
21250 | 8.84 | 1 | 365 | 10.1135 | 0.25789 | 10 | 0.37134
21316 | 6.76 | 1 | 365 | 7.7338 | 0.49132 | 8 | 0.22514
21326 | 5.98 | 1 | 365 | 6.8415 | 0.70386 | 7 | 0.54532
17496 | 3.9 | 1 | 365 | 4.4618 | 0.9373 | 5 | 0.39912
21418 | 7.8 | 1 | 365 | 8.9236 | 0.8746 | 9 | 0.79824
21428 | 4.68 | 1 | 365 | 5.3542 | 0.72476 | 6 | 0.078945
21454 | 7.28 | 1 | 365 | 8.3287 | 0.68296 | 9 | 0.011692
21505 | 6.24 | 1 | 365 | 7.1389 | 0.29968 | 7 | 0.43859
21511 | 7.28 | 1 | 365 | 8.3287 | 0.68296 | 9 | 0.011692
21523 | 7.02 | 1 | 365 | 8.0313 | 0.087144 | 8 | 0.11842
21530 | 5.2 | 1 | 365 | 5.9491 | 0.9164 | 6 | 0.86549
16195 | 10.14 | 1 | 365 | 11.6007 | 0.23699 | 11 | 0.83771
19547 | 8.84 | 1 | 365 | 10.1135 | 0.25789 | 10 | 0.37134
20371 | 9.88 | 1 | 365 | 11.3033 | 0.64117 | 11 | 0.94444
20958 | 7.28 | 1 | 365 | 8.3287 | 0.68296 | 9 | 0.011692
21048 | 7.28 | 1 | 365 | 8.3287 | 0.68296 | 9 | 0.011692
21097 | 8.84 | 1 | 365 | 10.1135 | 0.25789 | 10 | 0.37134
21159 | 6.76 | 1 | 365 | 7.7338 | 0.49132 | 8 | 0.22514
22136 | 7.14 | 1 | 365 | 8.1686 | 0.36214 | 8 | 0.5307
21150 | 7.28 | 1 | 365 | 8.3287 | 0.68296 | 9 | 0.011692
21589 | 7.02 | 1 | 365 | 8.0313 | 0.087144 | 8 | 0.11842
21607 | 9.1 | 1 | 365 | 10.4109 | 0.85371 | 11 | 0.26462
21610 | 9.62 | 1 | 365 | 11.0058 | 0.045346 | 11 | 0.051165
20437 | 8.06 | 1 | 365 | 9.2211 | 0.47042 | 9 | 0.69152
21737 | 6.5 | 1 | 365 | 7.4364 | 0.8955 | 8 | 0.33187
21808 | 10.66 | 1 | 365 | 12.1956 | 0.42863 | 12 | 0.62426
21996 | 4.16 | 1 | 365 | 4.7593 | 0.53312 | 5 | 0.2924
19767 | 7.25 | 1 | 365 | 8.2944 | 0.61422 | 8 | 0.90862
22110 | 8.32 | 1 | 365 | 9.5185 | 0.066245 | 9 | 0.58479
21089 | 7.54 | 1 | 365 | 8.6262 | 0.27878 | 8 | 0.90497
22210 | 5.2 | 1 | 365 | 5.9491 | 0.9164 | 6 | 0.86549
21184 | 8.32 | 1 | 365 | 9.5185 | 0.066245 | 9 | 0.58479
21203 | 3.9 | 1 | 365 | 4.4618 | 0.9373 | 5 | 0.39912
21220 | 12.48 | 1 | 365 | 14.2778 | 0.59937 | 14 | 0.87719
20767 | 10.4 | 1 | 365 | 11.8982 | 0.83281 | 12 | 0.73099
21281 | 4.68 | 1 | 365 | 5.3542 | 0.72476 | 6 | 0.078945
20786 | 6.24 | 1 | 365 | 7.1389 | 0.29968 | 7 | 0.43859
20904 | 8.32 | 1 | 365 | 9.5185 | 0.066245 | 9 | 0.58479
20827 | 13 | 1 | 365 | 14.8727 | 0.79101 | 15 | 0.66374
22011 | 5.2 | 1 | 365 | 5.9491 | 0.9164 | 6 | 0.86549
22089 | 7.28 | 1 | 365 | 8.3287 | 0.68296 | 9 | 0.011692
22291 | 8.06 | 1 | 365 | 9.2211 | 0.47042 | 9 | 0.69152
22295 | 6.24 | 1 | 365 | 7.1389 | 0.29968 | 7 | 0.43859
19754 | 4.94 | 1 | 365 | 5.6516 | 0.32058 | 5 | 0.97222
20024 | 4.94 | 1 | 365 | 5.6516 | 0.32058 | 5 | 0.97222
19968 | 13.52 | 1 | 365 | 15.4676 | 0.98265 | 16 | 0.45029
20005 | 4.16 | 1 | 365 | 4.7593 | 0.53312 | 5 | 0.2924
17707 | 5.46 | 1 | 365 | 6.2465 | 0.51222 | 6 | 0.75877
20604 | 9.36 | 1 | 365 | 10.7084 | 0.44953 | 11 | 0.15789
20592 | 10.92 | 1 | 365 | 12.4931 | 0.024447 | 12 | 0.51754
24139 | 25 | 1 | 365 | 28.6014 | 0.2904 | 28 | 0.8918
24341 | 12.75 | 1 | 365 | 14.5867 | 0.2181 | 14 | 0.80482
24265 | 8.96 | 1 | 365 | 10.2507 | 0.53288 | 10 | 0.78362
24354 | 6.84 | 1 | 365 | 7.8253 | 0.67465 | 8 | 0.5
24357 | 7 | 1 | 365 | 8.0084 | 0.041312 | 8 | 0.049704
24356 | 5.13 | 1 | 365 | 5.869 | 0.75599 | 6 | 0.625
24027 | 6.3 | 1 | 365 | 7.2076 | 0.43718 | 7 | 0.64473
24365 | 14.85 | 1 | 365 | 16.9892 | 0.030498 | 17 | 0.019729
24381 | 5.2 | 1 | 365 | 5.9491 | 0.9164 | 6 | 0.86549
24383 | 8.25 | 1 | 365 | 9.4385 | 0.90583 | 10 | 0.34429
18024 | 5.2 | 1 | 365 | 5.9491 | 0.9164 | 6 | 0.86549
7416 | 342.21 | 0.9 | 365 | 352.3567 | 0.79252 | 353 | 0.14918
19280 | 3.9 | 1 | 365 | 4.4618 | 0.9373 | 5 | 0.39912
19295 | 4.16 | 1 | 365 | 4.7593 | 0.53312 | 5 | 0.2924
7381 | 435.54 | 0.9 | 365 | 448.4539 | 0.28139 | 448 | 0.73532
19177 | 7.905 | 1 | 365 | 9.0438 | 0.11522 | 9 | 0.15899
20401 | 4.16 | 1 | 365 | 4.7593 | 0.53312 | 5 | 0.2924
23083 | 7.2 | 1 | 365 | 8.2372 | 0.49964 | 8 | 0.73684
21702 | 5.1 | 1 | 365 | 5.8347 | 0.68724 | 6 | 0.52193
19866 | 7.5 | 1 | 365 | 8.5804 | 0.18712 | 8 | 0.76754
23516 | 9.075 | 1 | 365 | 10.3823 | 0.79642 | 11 | 0.17872
21151 | 7.5 | 1 | 365 | 8.5804 | 0.18712 | 8 | 0.76754
21155 | 8.4 | 1 | 365 | 9.6101 | 0.24957 | 9 | 0.85964
22873 | 20.24 | 1 | 365 | 23.1557 | 0.38231 | 23 | 0.538
22006 | 9.9 | 1 | 365 | 11.3262 | 0.687 | 12 | 0.013153
22774 | 8.37 | 1 | 365 | 9.5757 | 0.18083 | 9 | 0.75657
19396 | 5.5 | 1 | 365 | 6.2923 | 0.60389 | 6 | 0.8962
21307 | 322.08 | 0.9 | 365 | 331.6298 | 0.27531 | 331 | 0.90511
21391 | 3.5 | 1 | 365 | 4.0042 | 0.020656 | 4 | 0.024852
22273 | 8.55 | 1 | 365 | 9.7817 | 0.59332 | 10 | 0.375
18337 | 5.98 | 1 | 365 | 6.8415 | 0.70386 | 7 | 0.54532
24385 | 4.42 | 1 | 365 | 5.0567 | 0.12894 | 5 | 0.18567
24391 | 10.14 | 1 | 365 | 11.6007 | 0.23699 | 11 | 0.83771
24449 | 5.61 | 1 | 365 | 6.4182 | 0.85597 | 7 | 0.27412
24453 | 6.25 | 1 | 365 | 7.1504 | 0.3226 | 7 | 0.47295
24476 | 7.7 | 1 | 365 | 8.8092 | 0.64544 | 9 | 0.45467
24502 | 8.5 | 1 | 365 | 9.7245 | 0.47874 | 10 | 0.20321
24509 | 8.06 | 1 | 365 | 9.2211 | 0.47042 | 9 | 0.69152
24511 | 11.25 | 1 | 365 | 12.8706 | 0.78068 | 13 | 0.65131
24577 | 7.28 | 1 | 365 | 8.3287 | 0.68296 | 9 | 0.011692
24580 | 3.3 | 1 | 365 | 3.7754 | 0.56233 | 4 | 0.33772
24595 | 6.72 | 1 | 365 | 7.6881 | 0.39966 | 8 | 0.087716
24596 | 6.54 | 1 | 365 | 7.4821 | 0.98717 | 8 | 0.46929
24593 | 3.64 | 1 | 365 | 4.1644 | 0.34148 | 4 | 0.50585
24597 | 21.32 | 1 | 365 | 24.3913 | 0.85725 | 25 | 0.24853
24599 | 5.04 | 1 | 365 | 5.766 | 0.54974 | 6 | 0.31579
24673 | 9.81 | 1 | 365 | 11.2232 | 0.48075 | 11 | 0.70394
25101 | 10.92 | 1 | 365 | 12.4931 | 0.024447 | 12 | 0.51754
25110 | 6.76 | 1 | 365 | 7.7338 | 0.49132 | 8 | 0.22514
25111 | 6.12 | 1 | 365 | 7.0016 | 0.02469 | 7 | 0.026313
25114 | 8.84 | 1 | 365 | 10.1135 | 0.25789 | 10 | 0.37134
25113 | 10.14 | 1 | 365 | 11.6007 | 0.23699 | 11 | 0.83771
25115 | 5.1 | 1 | 365 | 5.8347 | 0.68724 | 6 | 0.52193
25117 | 3.99 | 1 | 365 | 4.5648 | 0.14355 | 4 | 0.70833
25119 | 7.2 | 1 | 365 | 8.2372 | 0.49964 | 8 | 0.73684
25120 | 5.865 | 1 | 365 | 6.7099 | 0.44033 | 7 | 0.15022
24952 | 9 | 1 | 365 | 10.2965 | 0.62454 | 10 | 0.92105
25039 | 4.68 | 1 | 365 | 5.3542 | 0.72476 | 6 | 0.078945
25024 | 16.5 | 1 | 365 | 18.8769 | 0.81166 | 19 | 0.68859
25137 | 9.72 | 1 | 365 | 11.1202 | 0.27451 | 11 | 0.39473
25142 | 7.02 | 1 | 365 | 8.0313 | 0.087144 | 8 | 0.11842
25029 | 8.925 | 1 | 365 | 10.2107 | 0.45267 | 10 | 0.66337
22111 | 19.98 | 1 | 365 | 22.8582 | 0.78649 | 23 | 0.64473
25201 | 10.35 | 1 | 365 | 11.841 | 0.71823 | 12 | 0.55921
25203 | 4.83 | 1 | 365 | 5.5258 | 0.068505 | 5 | 0.5943
25109 | 8.28 | 1 | 365 | 9.4728 | 0.97458 | 10 | 0.44736
24691 | 42 | 0.9 | 365 | 43.2453 | 0.62308 | 43 | 0.8684
25273 | 10.8 | 1 | 365 | 12.3558 | 0.74945 | 13 | 0.10526
25274 | 10.8 | 1 | 365 | 12.3558 | 0.74945 | 13 | 0.10526
25275 | 10.8 | 1 | 365 | 12.3558 | 0.74945 | 13 | 0.10526
25276 | 11.34 | 1 | 365 | 12.9736 | 0.98693 | 13 | 0.96052
25232 | 3.924 | 1 | 365 | 4.4893 | 0.9923 | 5 | 0.48158
25226 | 8.25 | 1 | 365 | 9.4385 | 0.90583 | 10 | 0.34429
25295 | 3.45 | 1 | 365 | 3.947 | 0.90608 | 4 | 0.85307
24337 | 10.08 | 1 | 365 | 11.5321 | 0.099489 | 11 | 0.63157
25315 | 6.25 | 1 | 365 | 7.1504 | 0.3226 | 7 | 0.47295
25062 | 36.68 | 0.9 | 365 | 37.7676 | 0.65083 | 38 | 0.4184
25280 | 9.8 | 1 | 365 | 11.2117 | 0.45784 | 11 | 0.66959
25059 | 24.84 | 1 | 365 | 28.4184 | 0.92374 | 29 | 0.34209
25324 | 14.715 | 1 | 365 | 16.8348 | 0.72113 | 17 | 0.55591
25328 | 9.81 | 1 | 365 | 11.2232 | 0.48075 | 11 | 0.70394
25064 | 12.69 | 1 | 365 | 14.5181 | 0.080607 | 14 | 0.59868
25065 | 27 | 0.9 | 365 | 27.8006 | 0.68627 | 28 | 0.48683
25355 | 5.4 | 1 | 365 | 6.1779 | 0.37473 | 6 | 0.55263
25356 | 6.72 | 1 | 365 | 7.6881 | 0.39966 | 8 | 0.087716
24690 | 3.57 | 1 | 365 | 4.0843 | 0.18107 | 4 | 0.26535
25360 | 7.8 | 1 | 365 | 8.9236 | 0.8746 | 9 | 0.79824
25367 | 4.16 | 1 | 365 | 4.7593 | 0.53312 | 5 | 0.2924
25383 | 11.97 | 1 | 365 | 13.6944 | 0.43064 | 14 | 0.12499
25385 | 5.886 | 1 | 365 | 6.7339 | 0.48845 | 7 | 0.22237
25209 | 29.64 | 0.9 | 365 | 30.5188 | 0.13115 | 30 | 0.64999
25402 | 3.924 | 1 | 365 | 4.4893 | 0.9923 | 5 | 0.48158
25403 | 5.2 | 1 | 365 | 5.9491 | 0.9164 | 6 | 0.86549
25404 | 7.2 | 1 | 365 | 8.2372 | 0.49964 | 8 | 0.73684
25405 | 9.18 | 1 | 365 | 10.5024 | 0.037035 | 10 | 0.53947
25406 | 3.6 | 1 | 365 | 4.1186 | 0.24982 | 4 | 0.36842
25407 | 5.72 | 1 | 365 | 6.544 | 0.10804 | 6 | 0.65204
25408 | 3.64 | 1 | 365 | 4.1644 | 0.34148 | 4 | 0.50585
25409 | 7.65 | 1 | 365 | 8.752 | 0.53086 | 9 | 0.28289
25412 | 3.315 | 1 | 365 | 3.7925 | 0.59671 | 4 | 0.38925
25410 | 4.8 | 1 | 365 | 5.4915 | 0.99976 | 6 | 0.49123
25413 | 4.48 | 1 | 365 | 5.1254 | 0.26644 | 5 | 0.39181
25414 | 7.935 | 1 | 365 | 9.0781 | 0.18397 | 9 | 0.26206
25416 | 7.2 | 1 | 365 | 8.2372 | 0.49964 | 8 | 0.73684
25415 | 5.46 | 1 | 365 | 6.2465 | 0.51222 | 6 | 0.75877
25420 | 8.375 | 1 | 365 | 9.5815 | 0.19228 | 9 | 0.77375
24940 | 6.5 | 1 | 365 | 7.4364 | 0.8955 | 8 | 0.33187
25298 | 7.848 | 1 | 365 | 8.9786 | 0.9846 | 9 | 0.96315
25081 | 7.5 | 1 | 365 | 8.5804 | 0.18712 | 8 | 0.76754
25444 | 4.08 | 1 | 365 | 4.6677 | 0.34979 | 5 | 0.017542
25449 | 5.4 | 1 | 365 | 6.1779 | 0.37473 | 6 | 0.55263
18835 | 5.72 | 1 | 365 | 6.544 | 0.10804 | 6 | 0.65204
25456 | 6.12 | 1 | 365 | 7.0016 | 0.02469 | 7 | 0.026313
25460 | 7.194 | 1 | 365 | 8.2303 | 0.48589 | 8 | 0.71622
25392 | 6.16 | 1 | 365 | 7.0474 | 0.11635 | 7 | 0.16374
25487 | 4.5 | 1 | 365 | 5.1483 | 0.31227 | 5 | 0.46052
25447 | 7.395 | 1 | 365 | 8.4603 | 0.9465 | 9 | 0.40679
25540 | 9.18 | 1 | 365 | 10.5024 | 0.037035 | 10 | 0.53947
25546 | 8.502 | 1 | 365 | 9.7268 | 0.48332 | 10 | 0.21008
25548 | 8.54 | 1 | 365 | 9.7702 | 0.5704 | 10 | 0.34064
25549 | 12.2 | 1 | 365 | 13.9575 | 0.95772 | 14 | 0.9152
25552 | 5.6 | 1 | 365 | 6.4067 | 0.83305 | 7 | 0.23976
25559 | 7.14 | 1 | 365 | 8.1686 | 0.36214 | 8 | 0.5307
25562 | 5.2 | 1 | 365 | 5.9491 | 0.9164 | 6 | 0.86549
25561 | 10.175 | 1 | 365 | 11.6408 | 0.31719 | 11 | 0.95796
25563 | 5.4 | 1 | 365 | 6.1779 | 0.37473 | 6 | 0.55263
25565 | 7.2 | 1 | 365 | 8.2372 | 0.49964 | 8 | 0.73684
25566 | 7.165 | 1 | 365 | 8.1972 | 0.41943 | 8 | 0.61659
25866 | 3.06 | 1 | 365 | 3.5008 | 0.012345 | 3 | 0.51316
25867 | 6.63 | 1 | 365 | 7.5851 | 0.19341 | 7 | 0.77851
25868 | 5.4 | 1 | 365 | 6.1779 | 0.37473 | 6 | 0.55263
25869 | 3.825 | 1 | 365 | 4.376 | 0.76543 | 5 | 0.14145
25870 | 3.64 | 1 | 365 | 4.1644 | 0.34148 | 4 | 0.50585
25871 | 9.36 | 1 | 365 | 10.7084 | 0.44953 | 11 | 0.15789
25872 | 6 | 1 | 365 | 6.8643 | 0.7497 | 7 | 0.61403
25873 | 3.3 | 1 | 365 | 3.7754 | 0.56233 | 4 | 0.33772
25874 | 8.4 | 1 | 365 | 9.6101 | 0.24957 | 9 | 0.85964
25881 | 3.6 | 1 | 365 | 4.1186 | 0.24982 | 4 | 0.36842
25875 | 11.44 | 1 | 365 | 13.088 | 0.21609 | 13 | 0.30409
25883 | 7.65 | 1 | 365 | 8.752 | 0.53086 | 9 | 0.28289
25884 | 7.395 | 1 | 365 | 8.4603 | 0.9465 | 9 | 0.40679
25893 | 5.98 | 1 | 365 | 6.8415 | 0.70386 | 7 | 0.54532
25906 | 4.8 | 1 | 365 | 5.4915 | 0.99976 | 6 | 0.49123
25909 | 6.12 | 1 | 365 | 7.0016 | 0.02469 | 7 | 0.026313
25920 | 5.72 | 1 | 365 | 6.544 | 0.10804 | 6 | 0.65204
25922 | 5.98 | 1 | 365 | 6.8415 | 0.70386 | 7 | 0.54532
25923 | 6.24 | 1 | 365 | 7.1389 | 0.29968 | 7 | 0.43859
25925 | 4.08 | 1 | 365 | 4.6677 | 0.34979 | 5 | 0.017542
25926 | 5.1 | 1 | 365 | 5.8347 | 0.68724 | 6 | 0.52193
25928 | 6.365 | 1 | 365 | 7.2819 | 0.58614 | 7 | 0.86805
25908 | 9.36 | 1 | 365 | 10.7084 | 0.44953 | 11 | 0.15789
25930 | 3.825 | 1 | 365 | 4.376 | 0.76543 | 5 | 0.14145
25931 | 7.2 | 1 | 365 | 8.2372 | 0.49964 | 8 | 0.73684
25974 | 4.59 | 1 | 365 | 5.2512 | 0.51852 | 5 | 0.76973
25945 | 7.28 | 1 | 365 | 8.3287 | 0.68296 | 9 | 0.011692
25978 | 5.46 | 1 | 365 | 6.2465 | 0.51222 | 6 | 0.75877
25979 | 5.72 | 1 | 365 | 6.544 | 0.10804 | 6 | 0.65204
26004 | 7.28 | 1 | 365 | 8.3287 | 0.68296 | 9 | 0.011692
26005 | 8.58 | 1 | 365 | 9.816 | 0.66207 | 10 | 0.47807
26009 | 5.2 | 1 | 365 | 5.9491 | 0.9164 | 6 | 0.86549
26024 | 7.905 | 1 | 365 | 9.0438 | 0.11522 | 9 | 0.15899
26022 | 8.925 | 1 | 365 | 10.2107 | 0.45267 | 10 | 0.66337
26026 | 4.59 | 1 | 365 | 5.2512 | 0.51852 | 5 | 0.76973
26025 | 6.9 | 1 | 365 | 7.894 | 0.81215 | 8 | 0.70614
26027 | 5.1 | 1 | 365 | 5.8347 | 0.68724 | 6 | 0.52193
25701 | 7.28 | 1 | 365 | 8.3287 | 0.68296 | 9 | 0.011692
26050 | 9.9 | 1 | 365 | 11.3262 | 0.687 | 12 | 0.013153
25574 | 14.3 | 1 | 365 | 16.36 | 0.77011 | 17 | 0.13011
26052 | 5.559 | 1 | 365 | 6.3598 | 0.73909 | 7 | 0.098901
26055 | 6 | 1 | 365 | 6.8643 | 0.7497 | 7 | 0.61403
25797 | 4 | 1 | 365 | 4.5762 | 0.16646 | 4 | 0.74269
25689 | 5.865 | 1 | 365 | 6.7099 | 0.44033 | 7 | 0.15022
25799 | 6 | 1 | 365 | 6.8643 | 0.7497 | 7 | 0.61403
26059 | 10 | 1 | 365 | 11.4406 | 0.91616 | 12 | 0.35672
26094 | 8.32 | 1 | 365 | 9.5185 | 0.066245 | 9 | 0.58479
26111 | 5.64 | 1 | 365 | 6.4525 | 0.92471 | 7 | 0.37719
26113 | 8.58 | 1 | 365 | 9.816 | 0.66207 | 10 | 0.47807
26116 | 3.9 | 1 | 365 | 4.4618 | 0.9373 | 5 | 0.39912
26118 | 5.2 | 1 | 365 | 5.9491 | 0.9164 | 6 | 0.86549
26115 | 7.54 | 1 | 365 | 8.6262 | 0.27878 | 8 | 0.90497
26122 | 6.5 | 1 | 365 | 7.4364 | 0.8955 | 8 | 0.33187
26121 | 10.4 | 1 | 365 | 11.8982 | 0.83281 | 12 | 0.73099
26123 | 4.68 | 1 | 365 | 5.3542 | 0.72476 | 6 | 0.078945
26125 | 8.32 | 1 | 365 | 9.5185 | 0.066245 | 9 | 0.58479
26126 | 7.02 | 1 | 365 | 8.0313 | 0.087144 | 8 | 0.11842
26127 | 8.32 | 1 | 365 | 9.5185 | 0.066245 | 9 | 0.58479
26128 | 9.88 | 1 | 365 | 11.3033 | 0.64117 | 11 | 0.94444
26129 | 10.8 | 1 | 365 | 12.3558 | 0.74945 | 13 | 0.10526
26130 | 2.34 | 1 | 365 | 2.6771 | 0.36238 | 3 | 0.039472
26131 | 4.32 | 1 | 365 | 4.9423 | 0.89978 | 5 | 0.8421
26132 | 3.64 | 1 | 365 | 4.1644 | 0.34148 | 4 | 0.50585
26133 | 6.24 | 1 | 365 | 7.1389 | 0.29968 | 7 | 0.43859
26138 | 4.68 | 1 | 365 | 5.3542 | 0.72476 | 6 | 0.078945
26135 | 7.28 | 1 | 365 | 8.3287 | 0.68296 | 9 | 0.011692
26139 | 3.12 | 1 | 365 | 3.5695 | 0.14984 | 3 | 0.7193
26142 | 5.2 | 1 | 365 | 5.9491 | 0.9164 | 6 | 0.86549
26145 | 2.6 | 1 | 365 | 2.9745 | 0.9582 | 3 | 0.93275
26147 | 8.06 | 1 | 365 | 9.2211 | 0.47042 | 9 | 0.69152
26149 | 4.42 | 1 | 365 | 5.0567 | 0.12894 | 5 | 0.18567
26150 | 4.68 | 1 | 365 | 5.3542 | 0.72476 | 6 | 0.078945
26151 | 6.5 | 1 | 365 | 7.4364 | 0.8955 | 8 | 0.33187
26177 | 7.54 | 1 | 365 | 8.6262 | 0.27878 | 8 | 0.90497
26181 | 4.16 | 1 | 365 | 4.7593 | 0.53312 | 5 | 0.2924
26185 | 4.16 | 1 | 365 | 4.7593 | 0.53312 | 5 | 0.2924
26188 | 10.4 | 1 | 365 | 11.8982 | 0.83281 | 12 | 0.73099
26186 | 7.54 | 1 | 365 | 8.6262 | 0.27878 | 8 | 0.90497
26191 | 4.42 | 1 | 365 | 5.0567 | 0.12894 | 5 | 0.18567
26193 | 9.36 | 1 | 365 | 10.7084 | 0.44953 | 11 | 0.15789
26197 | 9.36 | 1 | 365 | 10.7084 | 0.44953 | 11 | 0.15789
26194 | 9.1 | 1 | 365 | 10.4109 | 0.85371 | 11 | 0.26462
26196 | 5.98 | 1 | 365 | 6.8415 | 0.70386 | 7 | 0.54532
26199 | 4.42 | 1 | 365 | 5.0567 | 0.12894 | 5 | 0.18567
26198 | 10.4 | 1 | 365 | 11.8982 | 0.83281 | 12 | 0.73099
26201 | 4.16 | 1 | 365 | 4.7593 | 0.53312 | 5 | 0.2924
26202 | 10.92 | 1 | 365 | 12.4931 | 0.024447 | 12 | 0.51754
26205 | 7.54 | 1 | 365 | 8.6262 | 0.27878 | 8 | 0.90497
26209 | 4.42 | 1 | 365 | 5.0567 | 0.12894 | 5 | 0.18567
26213 | 9.88 | 1 | 365 | 11.3033 | 0.64117 | 11 | 0.94444
26216 | 8.84 | 1 | 365 | 10.1135 | 0.25789 | 10 | 0.37134
26225 | 5.2 | 1 | 365 | 5.9491 | 0.9164 | 6 | 0.86549
26229 | 9.36 | 1 | 365 | 10.7084 | 0.44953 | 11 | 0.15789
24223 | 5.1 | 1 | 365 | 5.8347 | 0.68724 | 6 | 0.52193
24686 | 7.7 | 1 | 365 | 8.8092 | 0.64544 | 9 | 0.45467
24841 | 6.44 | 1 | 365 | 7.3677 | 0.75801 | 8 | 0.12573
25818 | 4.16 | 1 | 365 | 4.7593 | 0.53312 | 5 | 0.2924
21879 | 343.2 | 1 | 365 | 392.64 | 0.48261 | 393 | 0.12263
26316 | 29.103 | 0.9 | 365 | 29.9659 | 0.02361 | 29 | 0.98953
26518 | 4.335 | 1 | 365 | 4.9595 | 0.93416 | 5 | 0.89364
26509 | 3.825 | 1 | 365 | 4.376 | 0.76543 | 5 | 0.14145
26525 | 8.67 | 1 | 365 | 9.919 | 0.86831 | 10 | 0.78728
26527 | 14.025 | 1 | 365 | 16.0454 | 0.13991 | 16 | 0.1853
26478 | 7.28 | 1 | 365 | 8.3287 | 0.68296 | 9 | 0.011692
26495 | 8.58 | 1 | 365 | 9.816 | 0.66207 | 10 | 0.47807
26508 | 4.335 | 1 | 365 | 4.9595 | 0.93416 | 5 | 0.89364
26522 | 7.28 | 1 | 365 | 8.3287 | 0.68296 | 9 | 0.011692
26531 | 4.845 | 1 | 365 | 5.543 | 0.10288 | 5 | 0.64583
26532 | 3.315 | 1 | 365 | 3.7925 | 0.59671 | 4 | 0.38925
26540 | 11.18 | 1 | 365 | 12.7905 | 0.62027 | 13 | 0.41081
26544 | 5.72 | 1 | 365 | 6.544 | 0.10804 | 6 | 0.65204
26560 | 5.2 | 1 | 365 | 5.9491 | 0.9164 | 6 | 0.86549
26556 | 7.14 | 1 | 365 | 8.1686 | 0.36214 | 8 | 0.5307
26564 | 4.32 | 1 | 365 | 4.9423 | 0.89978 | 5 | 0.8421
26571 | 7.02 | 1 | 365 | 8.0313 | 0.087144 | 8 | 0.11842
26570 | 7.54 | 1 | 365 | 8.6262 | 0.27878 | 8 | 0.90497
26576 | 7.905 | 1 | 365 | 9.0438 | 0.11522 | 9 | 0.15899
26579 | 10.92 | 1 | 365 | 12.4931 | 0.024447 | 12 | 0.51754
26582 | 9.1 | 1 | 365 | 10.4109 | 0.85371 | 11 | 0.26462
26584 | 11.18 | 1 | 365 | 12.7905 | 0.62027 | 13 | 0.41081
26590 | 6.24 | 1 | 365 | 7.1389 | 0.29968 | 7 | 0.43859
26595 | 4.42 | 1 | 365 | 5.0567 | 0.12894 | 5 | 0.18567
26596 | 8.58 | 1 | 365 | 9.816 | 0.66207 | 10 | 0.47807
26602 | 9.62 | 1 | 365 | 11.0058 | 0.045346 | 11 | 0.051165
26603 | 5.1 | 1 | 365 | 5.8347 | 0.68724 | 6 | 0.52193
26606 | 9.945 | 1 | 365 | 11.3776 | 0.79012 | 12 | 0.16776
26610 | 5.865 | 1 | 365 | 6.7099 | 0.44033 | 7 | 0.15022
26613 | 9.62 | 1 | 365 | 11.0058 | 0.045346 | 11 | 0.051165
26618 | 6.12 | 1 | 365 | 7.0016 | 0.02469 | 7 | 0.026313
12973 | 5.13 | 1 | 365 | 5.869 | 0.75599 | 6 | 0.625
26620 | 6.12 | 1 | 365 | 7.0016 | 0.02469 | 7 | 0.026313
26622 | 6.76 | 1 | 365 | 7.7338 | 0.49132 | 8 | 0.22514
26623 | 5.46 | 1 | 365 | 6.2465 | 0.51222 | 6 | 0.75877
26626 | 5.72 | 1 | 365 | 6.544 | 0.10804 | 6 | 0.65204
26631 | 3.825 | 1 | 365 | 4.376 | 0.76543 | 5 | 0.14145
26633 | 7.395 | 1 | 365 | 8.4603 | 0.9465 | 9 | 0.40679
26637 | 7.28 | 1 | 365 | 8.3287 | 0.68296 | 9 | 0.011692
26639 | 7.02 | 1 | 365 | 8.0313 | 0.087144 | 8 | 0.11842
26643 | 5.61 | 1 | 365 | 6.4182 | 0.85597 | 7 | 0.27412
26645 | 5.886 | 1 | 365 | 6.7339 | 0.48845 | 7 | 0.22237
26646 | 14.79 | 1 | 365 | 16.9206 | 0.893 | 17 | 0.81359
26647 | 7.14 | 1 | 365 | 8.1686 | 0.36214 | 8 | 0.5307
26648 | 4.2 | 1 | 365 | 4.805 | 0.62479 | 5 | 0.42982
26649 | 12.075 | 1 | 365 | 13.8145 | 0.67126 | 14 | 0.48574
26651 | 5.2 | 1 | 365 | 5.9491 | 0.9164 | 6 | 0.86549
26652 | 5.98 | 1 | 365 | 6.8415 | 0.70386 | 7 | 0.54532
26654 | 8.84 | 1 | 365 | 10.1135 | 0.25789 | 10 | 0.37134
26655 | 7.28 | 1 | 365 | 8.3287 | 0.68296 | 9 | 0.011692
26657 | 6.16 | 1 | 365 | 7.0474 | 0.11635 | 7 | 0.16374
26591 | 5.2 | 1 | 365 | 5.9491 | 0.9164 | 6 | 0.86549
17472 | 6.48 | 1 | 365 | 7.4135 | 0.84967 | 8 | 0.26315
26760 | 0.27 | 1 | 365 | 0.3089 | 0.61874 | 0 | 0.92763
26616 | 9.18 | 1 | 365 | 10.5024 | 0.037035 | 10 | 0.53947
24983 | 9.15 | 1 | 365 | 10.4681 | 0.96829 | 11 | 0.4364
15394 | 9.945 | 1 | 365 | 11.3776 | 0.79012 | 12 | 0.16776
26567 | 6.375 | 1 | 365 | 7.2934 | 0.60905 | 7 | 0.90241
26430 | 7.8 | 1 | 365 | 8.9236 | 0.8746 | 9 | 0.79824
26311 | 10.92 | 1 | 365 | 12.4931 | 0.024447 | 12 | 0.51754
22658 | 649.04 | 0.8 | 365 | 594.0305 | 0.88036 | 594 | 0.91084
19056 | 4.578 | 1 | 365 | 5.2375 | 0.49102 | 5 | 0.72851
20081 | 8.1 | 1 | 365 | 9.2669 | 0.56209 | 9 | 0.82894
21764 | 10.71 | 1 | 365 | 12.2528 | 0.54321 | 12 | 0.79605
26073 | 17.64 | 1 | 365 | 20.1811 | 0.42411 | 20 | 0.60525
26545 | 4.08 | 1 | 365 | 4.6677 | 0.34979 | 5 | 0.017542
26585 | 6 | 1 | 365 | 6.8643 | 0.7497 | 7 | 0.61403
26589 | 6 | 1 | 365 | 6.8643 | 0.7497 | 7 | 0.61403
26580 | 5.1 | 1 | 365 | 5.8347 | 0.68724 | 6 | 0.52193
26601 | 11.66 | 1 | 365 | 13.3397 | 0.72024 | 14 | 0.059936
26604 | 9 | 1 | 365 | 10.2965 | 0.62454 | 10 | 0.92105
26594 | 6.12 | 1 | 365 | 7.0016 | 0.02469 | 7 | 0.026313
26546 | 4.08 | 1 | 365 | 4.6677 | 0.34979 | 5 | 0.017542
26563 | 7.65 | 1 | 365 | 8.752 | 0.53086 | 9 | 0.28289
26505 | 8.33 | 1 | 365 | 9.53 | 0.089161 | 9 | 0.61915
26475 | 6.13 | 1 | 365 | 7.0131 | 0.047606 | 7 | 0.060669
26483 | 5.1 | 1 | 365 | 5.8347 | 0.68724 | 6 | 0.52193
26462 | 3.675 | 1 | 365 | 4.2044 | 0.42169 | 4 | 0.62609
26467 | 10.2 | 1 | 365 | 11.6694 | 0.37448 | 12 | 0.043854
26371 | 4.9 | 1 | 365 | 5.6059 | 0.22892 | 5 | 0.83479
26360 | 8.085 | 1 | 365 | 9.2497 | 0.52772 | 9 | 0.77741
26520 | 10.045 | 1 | 365 | 11.492 | 0.019283 | 11 | 0.51133
26558 | 7.65 | 1 | 365 | 8.752 | 0.53086 | 9 | 0.28289
26599 | 7.65 | 1 | 365 | 8.752 | 0.53086 | 9 | 0.28289
20710 | 5.7 | 1 | 365 | 6.5211 | 0.062211 | 6 | 0.58333
20700 | 7.98 | 1 | 365 | 9.1296 | 0.2871 | 9 | 0.41666
16103 | 3.47 | 1 | 365 | 3.9699 | 0.95191 | 4 | 0.92178
158 | 947.705 | 0.7 | 365 | 758.9593 | 0.24316 | 759 | 0.20247
24984 | 7.194 | 1 | 365 | 8.2303 | 0.48589 | 8 | 0.71622
24989 | 1.22 | 1 | 365 | 1.3957 | 0.79577 | 2 | 0.19152
24992 | 5.13 | 1 | 365 | 5.869 | 0.75599 | 6 | 0.625
24994 | 5.4 | 1 | 365 | 6.1779 | 0.37473 | 6 | 0.55263
24996 | 8.58 | 1 | 365 | 9.816 | 0.66207 | 10 | 0.47807
24997 | 3.06 | 1 | 365 | 3.5008 | 0.012345 | 3 | 0.51316
24999 | 7.98 | 1 | 365 | 9.1296 | 0.2871 | 9 | 0.41666
25002 | 8.55 | 1 | 365 | 9.7817 | 0.59332 | 10 | 0.375
24374 | 5.98 | 1 | 365 | 6.8415 | 0.70386 | 7 | 0.54532
25033 | 11.44 | 1 | 365 | 13.088 | 0.21609 | 13 | 0.30409
25034 | 9.62 | 1 | 365 | 11.0058 | 0.045346 | 11 | 0.051165
24931 | 37.8 | 0.9 | 365 | 38.9208 | 0.96078 | 39 | 0.88156
25063 | 6.5 | 1 | 365 | 7.4364 | 0.8955 | 8 | 0.33187
25069 | 3.9 | 1 | 365 | 4.4618 | 0.9373 | 5 | 0.39912
25072 | 7.02 | 1 | 365 | 8.0313 | 0.087144 | 8 | 0.11842
25073 | 4.24 | 1 | 365 | 4.8508 | 0.71645 | 5 | 0.56725
25076 | 7.02 | 1 | 365 | 8.0313 | 0.087144 | 8 | 0.11842
22155 | 4.59 | 1 | 365 | 5.2512 | 0.51852 | 5 | 0.76973
25080 | 10.335 | 1 | 365 | 11.8238 | 0.68385 | 12 | 0.50767
25082 | 9.6 | 1 | 365 | 10.9829 | 0.99951 | 11 | 0.98245
25084 | 3.64 | 1 | 365 | 4.1644 | 0.34148 | 4 | 0.50585
25086 | 6.24 | 1 | 365 | 7.1389 | 0.29968 | 7 | 0.43859
25088 | 8.25 | 1 | 365 | 9.4385 | 0.90583 | 10 | 0.34429
25087 | 7.54 | 1 | 365 | 8.6262 | 0.27878 | 8 | 0.90497
25090 | 7.14 | 1 | 365 | 8.1686 | 0.36214 | 8 | 0.5307
25091 | 14.04 | 1 | 365 | 16.0625 | 0.17429 | 16 | 0.23683
25097 | 8.96 | 1 | 365 | 10.2507 | 0.53288 | 10 | 0.78362
25099 | 8.28 | 1 | 365 | 9.4728 | 0.97458 | 10 | 0.44736
24843 | 4.68 | 1 | 365 | 5.3542 | 0.72476 | 6 | 0.078945
24844 | 5.1 | 1 | 365 | 5.8347 | 0.68724 | 6 | 0.52193
24845 | 4.59 | 1 | 365 | 5.2512 | 0.51852 | 5 | 0.76973
24638 | 4.68 | 1 | 365 | 5.3542 | 0.72476 | 6 | 0.078945
21152 | 6.3 | 1 | 365 | 7.2076 | 0.43718 | 7 | 0.64473
24878 | 5.98 | 1 | 365 | 6.8415 | 0.70386 | 7 | 0.54532
24880 | 5.61 | 1 | 365 | 6.4182 | 0.85597 | 7 | 0.27412
24884 | 5.7 | 1 | 365 | 6.5211 | 0.062211 | 6 | 0.58333
24889 | 7.8 | 1 | 365 | 8.9236 | 0.8746 | 9 | 0.79824
24891 | 7.65 | 1 | 365 | 8.752 | 0.53086 | 9 | 0.28289
24893 | 3.12 | 1 | 365 | 3.5695 | 0.14984 | 3 | 0.7193
24909 | 6.76 | 1 | 365 | 7.7338 | 0.49132 | 8 | 0.22514
24938 | 5.25 | 1 | 365 | 6.0063 | 0.030984 | 6 | 0.037278
24949 | 11.34 | 1 | 365 | 12.9736 | 0.98693 | 13 | 0.96052
20801 | 8.84 | 1 | 365 | 10.1135 | 0.25789 | 10 | 0.37134
24975 | 3.315 | 1 | 365 | 3.7925 | 0.59671 | 4 | 0.38925
24976 | 5.6 | 1 | 365 | 6.4067 | 0.83305 | 7 | 0.23976
25965 | 4.16 | 1 | 365 | 4.7593 | 0.53312 | 5 | 0.2924
25966 | 4.16 | 1 | 365 | 4.7593 | 0.53312 | 5 | 0.2924
25970 | 4.94 | 1 | 365 | 5.6516 | 0.32058 | 5 | 0.97222
25968 | 8.84 | 1 | 365 | 10.1135 | 0.25789 | 10 | 0.37134
25969 | 6.24 | 1 | 365 | 7.1389 | 0.29968 | 7 | 0.43859
25981 | 2.34 | 1 | 365 | 2.6771 | 0.36238 | 3 | 0.039472
25973 | 4.94 | 1 | 365 | 5.6516 | 0.32058 | 5 | 0.97222
25983 | 13.26 | 1 | 365 | 15.1702 | 0.38683 | 15 | 0.55701
25982 | 5.2 | 1 | 365 | 5.9491 | 0.9164 | 6 | 0.86549
25980 | 5.72 | 1 | 365 | 6.544 | 0.10804 | 6 | 0.65204
25989 | 8.84 | 1 | 365 | 10.1135 | 0.25789 | 10 | 0.37134
25987 | 6.76 | 1 | 365 | 7.7338 | 0.49132 | 8 | 0.22514
25988 | 3.12 | 1 | 365 | 3.5695 | 0.14984 | 3 | 0.7193
25991 | 3.9 | 1 | 365 | 4.4618 | 0.9373 | 5 | 0.39912
25985 | 3.38 | 1 | 365 | 3.8669 | 0.74566 | 4 | 0.61257
25992 | 4.68 | 1 | 365 | 5.3542 | 0.72476 | 6 | 0.078945
25993 | 6.76 | 1 | 365 | 7.7338 | 0.49132 | 8 | 0.22514
25994 | 9.62 | 1 | 365 | 11.0058 | 0.045346 | 11 | 0.051165
25996 | 10.14 | 1 | 365 | 11.6007 | 0.23699 | 11 | 0.83771
25997 | 7.54 | 1 | 365 | 8.6262 | 0.27878 | 8 | 0.90497
25998 | 12.22 | 1 | 365 | 13.9804 | 0.0035475 | 13 | 0.98391
26000 | 13.78 | 1 | 365 | 15.7651 | 0.57847 | 16 | 0.34356
26001 | 3.06 | 1 | 365 | 3.5008 | 0.012345 | 3 | 0.51316
26032 | 4.94 | 1 | 365 | 5.6516 | 0.32058 | 5 | 0.97222
26003 | 5.2 | 1 | 365 | 5.9491 | 0.9164 | 6 | 0.86549
25668 | 8 | 1 | 365 | 9.1524 | 0.33293 | 9 | 0.48538
25671 | 8.91 | 1 | 365 | 10.1935 | 0.4183 | 10 | 0.61184
25673 | 8.5 | 1 | 365 | 9.7245 | 0.47874 | 10 | 0.20321
25677 | 9.45 | 1 | 365 | 10.8113 | 0.65577 | 11 | 0.4671
25680 | 5.4 | 1 | 365 | 6.1779 | 0.37473 | 6 | 0.55263
25783 | 6.75 | 1 | 365 | 7.7224 | 0.46841 | 8 | 0.19079
25817 | 8.16 | 1 | 365 | 9.3355 | 0.69959 | 10 | 0.035084
25819 | 5.04 | 1 | 365 | 5.766 | 0.54974 | 6 | 0.31579
25821 | 5.232 | 1 | 365 | 5.9857 | 0.98973 | 6 | 0.97544
25822 | 3.06 | 1 | 365 | 3.5008 | 0.012345 | 3 | 0.51316
25823 | 4.16 | 1 | 365 | 4.7593 | 0.53312 | 5 | 0.2924
25824 | 4.68 | 1 | 365 | 5.3542 | 0.72476 | 6 | 0.078945
25827 | 4.08 | 1 | 365 | 4.6677 | 0.34979 | 5 | 0.017542
25828 | 3 | 1 | 365 | 3.4322 | 0.87485 | 4 | 0.30702
25833 | 10.45 | 1 | 365 | 11.9554 | 0.94739 | 12 | 0.90277
25855 | 18.76 | 1 | 365 | 21.4625 | 0.99072 | 22 | 0.45321
25860 | 8.1 | 1 | 365 | 9.2669 | 0.56209 | 9 | 0.82894
25861 | 6.63 | 1 | 365 | 7.5851 | 0.19341 | 7 | 0.77851
25862 | 3.6 | 1 | 365 | 4.1186 | 0.24982 | 4 | 0.36842
25863 | 5.7 | 1 | 365 | 6.5211 | 0.062211 | 6 | 0.58333
25864 | 5.865 | 1 | 365 | 6.7099 | 0.44033 | 7 | 0.15022
26501 | 5.232 | 1 | 365 | 5.9857 | 0.98973 | 6 | 0.97544
24693 | 8.96 | 1 | 365 | 10.2507 | 0.53288 | 10 | 0.78362
25139 | 7.02 | 1 | 365 | 8.0313 | 0.087144 | 8 | 0.11842
26429 | 8.06 | 1 | 365 | 9.2211 | 0.47042 | 9 | 0.69152
25688 | 10.8 | 1 | 365 | 12.3558 | 0.74945 | 13 | 0.10526
25687 | 9.69 | 1 | 365 | 11.0859 | 0.20576 | 11 | 0.29166
25685 | 5.4 | 1 | 365 | 6.1779 | 0.37473 | 6 | 0.55263
25684 | 9.72 | 1 | 365 | 11.1202 | 0.27451 | 11 | 0.39473
24682 | 5.72 | 1 | 365 | 6.544 | 0.10804 | 6 | 0.65204
26437 | 7.65 | 1 | 365 | 8.752 | 0.53086 | 9 | 0.28289
26322 | 4.42 | 1 | 365 | 5.0567 | 0.12894 | 5 | 0.18567
26326 | 12.74 | 1 | 365 | 14.5753 | 0.19519 | 14 | 0.77046
26327 | 6.76 | 1 | 365 | 7.7338 | 0.49132 | 8 | 0.22514
26331 | 6.375 | 1 | 365 | 7.2934 | 0.60905 | 7 | 0.90241
26332 | 8.06 | 1 | 365 | 9.2211 | 0.47042 | 9 | 0.69152
26334 | 5.2 | 1 | 365 | 5.9491 | 0.9164 | 6 | 0.86549
26335 | 7.14 | 1 | 365 | 8.1686 | 0.36214 | 8 | 0.5307
26336 | 3.825 | 1 | 365 | 4.376 | 0.76543 | 5 | 0.14145
26337 | 4.845 | 1 | 365 | 5.543 | 0.10288 | 5 | 0.64583
26354 | 8.5 | 1 | 365 | 9.7245 | 0.47874 | 10 | 0.20321
26419 | 3.825 | 1 | 365 | 4.376 | 0.76543 | 5 | 0.14145
26423 | 5.1 | 1 | 365 | 5.8347 | 0.68724 | 6 | 0.52193
26432 | 2.6 | 1 | 365 | 2.9745 | 0.9582 | 3 | 0.93275
26436 | 3.9 | 1 | 365 | 4.4618 | 0.9373 | 5 | 0.39912
26441 | 7.28 | 1 | 365 | 8.3287 | 0.68296 | 9 | 0.011692
26460 | 6.12 | 1 | 365 | 7.0016 | 0.02469 | 7 | 0.026313
26445 | 4.845 | 1 | 365 | 5.543 | 0.10288 | 5 | 0.64583
26062 | 8.5 | 1 | 365 | 9.7245 | 0.47874 | 10 | 0.20321
26286 | 17 | 1 | 365 | 19.449 | 0.95747 | 20 | 0.40642
26299 | 6.12 | 1 | 365 | 7.0016 | 0.02469 | 7 | 0.026313
26471 | 6.885 | 1 | 365 | 7.8768 | 0.77778 | 8 | 0.6546
26466 | 5.1 | 1 | 365 | 5.8347 | 0.68724 | 6 | 0.52193
26435 | 7.905 | 1 | 365 | 9.0438 | 0.11522 | 9 | 0.15899
26442 | 3.38 | 1 | 365 | 3.8669 | 0.74566 | 4 | 0.61257
26446 | 12.48 | 1 | 365 | 14.2778 | 0.59937 | 14 | 0.87719
26444 | 7.02 | 1 | 365 | 8.0313 | 0.087144 | 8 | 0.11842
26449 | 3.12 | 1 | 365 | 3.5695 | 0.14984 | 3 | 0.7193
26450 | 6.5 | 1 | 365 | 7.4364 | 0.8955 | 8 | 0.33187
26455 | 4.59 | 1 | 365 | 5.2512 | 0.51852 | 5 | 0.76973
26456 | 8.16 | 1 | 365 | 9.3355 | 0.69959 | 10 | 0.035084
26464 | 3.9 | 1 | 365 | 4.4618 | 0.9373 | 5 | 0.39912
26470 | 6.885 | 1 | 365 | 7.8768 | 0.77778 | 8 | 0.6546
26474 | 3.64 | 1 | 365 | 4.1644 | 0.34148 | 4 | 0.50585
26477 | 6.44 | 1 | 365 | 7.3677 | 0.75801 | 8 | 0.12573
26488 | 7.56 | 1 | 365 | 8.6491 | 0.32462 | 8 | 0.97368
26489 | 7.8 | 1 | 365 | 8.9236 | 0.8746 | 9 | 0.79824
26396 | 6.36 | 1 | 365 | 7.2762 | 0.57468 | 7 | 0.85087
26500 | 5.98 | 1 | 365 | 6.8415 | 0.70386 | 7 | 0.54532
26493 | 4.94 | 1 | 365 | 5.6516 | 0.32058 | 5 | 0.97222
26503 | 4.42 | 1 | 365 | 5.0567 | 0.12894 | 5 | 0.18567
6703 | 4247.76 | 1 | 365 | 4859.6753 | 0.23478 | 4859 | 0.91009
22991 | 13.455 | 1 | 365 | 15.3933 | 0.83369 | 16 | 0.22697
24611 | 31.32 | 0.9 | 365 | 32.2487 | 0.59607 | 32 | 0.84472
24613 | 11.73 | 1 | 365 | 13.4198 | 0.88066 | 14 | 0.30043
24614 | 7.84 | 1 | 365 | 8.9694 | 0.96627 | 9 | 0.93567
24618 | 11.1 | 1 | 365 | 12.699 | 0.43694 | 13 | 0.13596
24620 | 4.48 | 1 | 365 | 5.1254 | 0.26644 | 5 | 0.39181
24632 | 18.2 | 1 | 365 | 20.8218 | 0.70741 | 21 | 0.52923
24641 | 6.5 | 1 | 365 | 7.4364 | 0.8955 | 8 | 0.33187
24640 | 7.14 | 1 | 365 | 8.1686 | 0.36214 | 8 | 0.5307
24645 | 8.32 | 1 | 365 | 9.5185 | 0.066245 | 9 | 0.58479
24652 | 5.1 | 1 | 365 | 5.8347 | 0.68724 | 6 | 0.52193
24658 | 10.2 | 1 | 365 | 11.6694 | 0.37448 | 12 | 0.043854
24660 | 5.61 | 1 | 365 | 6.4182 | 0.85597 | 7 | 0.27412
24662 | 8.96 | 1 | 365 | 10.2507 | 0.53288 | 10 | 0.78362
24671 | 10.08 | 1 | 365 | 11.5321 | 0.099489 | 11 | 0.63157
19007 | 6.6 | 1 | 365 | 7.5508 | 0.12467 | 7 | 0.67544
24676 | 8.67 | 1 | 365 | 9.919 | 0.86831 | 10 | 0.78728
24680 | 5.13 | 1 | 365 | 5.869 | 0.75599 | 6 | 0.625
24687 | 5.2 | 1 | 365 | 5.9491 | 0.9164 | 6 | 0.86549
24694 | 6.16 | 1 | 365 | 7.0474 | 0.11635 | 7 | 0.16374
24697 | 11.115 | 1 | 365 | 12.7162 | 0.47131 | 13 | 0.18749
24701 | 6.6 | 1 | 365 | 7.5508 | 0.12467 | 7 | 0.67544
24703 | 10.26 | 1 | 365 | 11.738 | 0.51198 | 12 | 0.24999
17863 | 6.76 | 1 | 365 | 7.7338 | 0.49132 | 8 | 0.22514
21321 | 3.9 | 1 | 365 | 4.4618 | 0.9373 | 5 | 0.39912
21325 | 3.38 | 1 | 365 | 3.8669 | 0.74566 | 4 | 0.61257
21111 | 3.51 | 1 | 365 | 4.0156 | 0.043572 | 4 | 0.059209
21101 | 6.24 | 1 | 365 | 7.1389 | 0.29968 | 7 | 0.43859
21210 | 13.12 | 1 | 365 | 15.01 | 0.066002 | 15 | 0.076017
22653 | 649.04 | 0.8 | 365 | 594.0305 | 0.88036 | 594 | 0.91084
21314 | 272.37 | 0.8 | 365 | 249.2852 | 0.33396 | 249 | 0.61919
21109 | 318.06 | 0.8 | 365 | 291.1028 | 0.097108 | 291 | 0.19987
24737 | 3.06 | 1 | 365 | 3.5008 | 0.012345 | 3 | 0.51316
24783 | 8.5 | 1 | 365 | 9.7245 | 0.47874 | 10 | 0.20321
24790 | 4.75 | 1 | 365 | 5.4343 | 0.88518 | 6 | 0.31944
24834 | 15.075 | 1 | 365 | 17.2466 | 0.54611 | 17 | 0.79276
24835 | 6.24 | 1 | 365 | 7.1389 | 0.29968 | 7 | 0.43859
24836 | 6.375 | 1 | 365 | 7.2934 | 0.60905 | 7 | 0.90241
24838 | 8.925 | 1 | 365 | 10.2107 | 0.45267 | 10 | 0.66337
24839 | 8.4 | 1 | 365 | 9.6101 | 0.24957 | 9 | 0.85964
24842 | 5.1 | 1 | 365 | 5.8347 | 0.68724 | 6 | 0.52193
25568 | 6.875 | 1 | 365 | 7.8654 | 0.75486 | 8 | 0.62025
25571 | 5.98 | 1 | 365 | 6.8415 | 0.70386 | 7 | 0.54532
25577 | 12.15 | 1 | 365 | 13.9003 | 0.84313 | 14 | 0.74341
19279 | 5.46 | 1 | 365 | 6.2465 | 0.51222 | 6 | 0.75877
20458 | 5.2 | 1 | 365 | 5.9491 | 0.9164 | 6 | 0.86549
18797 | 8.75 | 1 | 365 | 10.0105 | 0.05164 | 10 | 0.06213
13868 | 7.02 | 1 | 365 | 8.0313 | 0.087144 | 8 | 0.11842
25595 | 5.75 | 1 | 365 | 6.5783 | 0.17679 | 6 | 0.75511
25598 | 9 | 1 | 365 | 10.2965 | 0.62454 | 10 | 0.92105
25600 | 4.25 | 1 | 365 | 4.8622 | 0.73937 | 5 | 0.60161
25607 | 9 | 1 | 365 | 10.2965 | 0.62454 | 10 | 0.92105
25639 | 9.72 | 1 | 365 | 11.1202 | 0.27451 | 11 | 0.39473
25640 | 13.23 | 1 | 365 | 15.1359 | 0.31808 | 15 | 0.45394
25641 | 11.96 | 1 | 365 | 13.6829 | 0.40773 | 14 | 0.090637
25648 | 6.54 | 1 | 365 | 7.4821 | 0.98717 | 8 | 0.46929
25649 | 3.57 | 1 | 365 | 4.0843 | 0.18107 | 4 | 0.26535
25651 | 6.875 | 1 | 365 | 7.8654 | 0.75486 | 8 | 0.62025
25659 | 5.1 | 1 | 365 | 5.8347 | 0.68724 | 6 | 0.52193
25660 | 12.099 | 1 | 365 | 13.8419 | 0.72626 | 14 | 0.5682
25662 | 6.54 | 1 | 365 | 7.4821 | 0.98717 | 8 | 0.46929
25676 | 5.49 | 1 | 365 | 6.2809 | 0.58097 | 6 | 0.86184
25572 | 10.66 | 1 | 365 | 12.1956 | 0.42863 | 12 | 0.62426
25610 | 6 | 1 | 365 | 6.8643 | 0.7497 | 7 | 0.61403
25550 | 4.4 | 1 | 365 | 5.0338 | 0.08311 | 5 | 0.11696
25704 | 11.118 | 1 | 365 | 12.7196 | 0.47819 | 13 | 0.1978
25705 | 3 | 1 | 365 | 3.4322 | 0.87485 | 4 | 0.30702
25710 | 5.4 | 1 | 365 | 6.1779 | 0.37473 | 6 | 0.55263
25948 | 7.65 | 1 | 365 | 8.752 | 0.53086 | 9 | 0.28289
25950 | 5.98 | 1 | 365 | 6.8415 | 0.70386 | 7 | 0.54532
25954 | 5.72 | 1 | 365 | 6.544 | 0.10804 | 6 | 0.65204
25958 | 5.72 | 1 | 365 | 6.544 | 0.10804 | 6 | 0.65204
25957 | 4.42 | 1 | 365 | 5.0567 | 0.12894 | 5 | 0.18567
25961 | 2.08 | 1 | 365 | 2.3796 | 0.76656 | 3 | 0.1462
25959 | 2.86 | 1 | 365 | 3.272 | 0.55402 | 3 | 0.82602
25960 | 3.38 | 1 | 365 | 3.8669 | 0.74566 | 4 | 0.61257
25963 | 9.36 | 1 | 365 | 10.7084 | 0.44953 | 11 | 0.15789
25956 | 7.02 | 1 | 365 | 8.0313 | 0.087144 | 8 | 0.11842
25964 | 8.32 | 1 | 365 | 9.5185 | 0.066245 | 9 | 0.58479
19100 | 3.06 | 1 | 365 | 3.5008 | 0.012345 | 3 | 0.51316
20852 | 1300.09 | 0.9 | 365 | 1338.6382 | 0.37634 | 1339 | 0.014529
25358 | 4.8 | 1 | 365 | 5.4915 | 0.99976 | 6 | 0.49123
25207 | 12.426 | 1 | 365 | 14.216 | 0.47562 | 14 | 0.69166
25118 | 4.56 | 1 | 365 | 5.2169 | 0.44977 | 5 | 0.66666
25858 | 6.12 | 1 | 365 | 7.0016 | 0.02469 | 7 | 0.026313
25877 | 4.2 | 1 | 365 | 4.805 | 0.62479 | 5 | 0.42982
25876 | 4.2 | 1 | 365 | 4.805 | 0.62479 | 5 | 0.42982
25878 | 5.2 | 1 | 365 | 5.9491 | 0.9164 | 6 | 0.86549
25879 | 6.24 | 1 | 365 | 7.1389 | 0.29968 | 7 | 0.43859
26023 | 8.16 | 1 | 365 | 9.3355 | 0.69959 | 10 | 0.035084
26275 | 4.845 | 1 | 365 | 5.543 | 0.10288 | 5 | 0.64583
26277 | 5.355 | 1 | 365 | 6.1264 | 0.2716 | 6 | 0.39802
26279 | 2.86 | 1 | 365 | 3.272 | 0.55402 | 3 | 0.82602
26280 | 3.64 | 1 | 365 | 4.1644 | 0.34148 | 4 | 0.50585
26284 | 5.04 | 1 | 365 | 5.766 | 0.54974 | 6 | 0.31579
26273 | 2.04 | 1 | 365 | 2.3339 | 0.6749 | 3 | 0.0087709
26308 | 5.1 | 1 | 365 | 5.8347 | 0.68724 | 6 | 0.52193
26303 | 8.32 | 1 | 365 | 9.5185 | 0.066245 | 9 | 0.58479
26307 | 3.06 | 1 | 365 | 3.5008 | 0.012345 | 3 | 0.51316
26312 | 7.8 | 1 | 365 | 8.9236 | 0.8746 | 9 | 0.79824
26313 | 2.34 | 1 | 365 | 2.6771 | 0.36238 | 3 | 0.039472
26310 | 8.925 | 1 | 365 | 10.2107 | 0.45267 | 10 | 0.66337
26315 | 11.772 | 1 | 365 | 13.4678 | 0.9769 | 14 | 0.44473
26318 | 5.865 | 1 | 365 | 6.7099 | 0.44033 | 7 | 0.15022
26319 | 7.5 | 1 | 365 | 8.5804 | 0.18712 | 8 | 0.76754
26320 | 6.76 | 1 | 365 | 7.7338 | 0.49132 | 8 | 0.22514
26321 | 5.865 | 1 | 365 | 6.7099 | 0.44033 | 7 | 0.15022
26323 | 5.61 | 1 | 365 | 6.4182 | 0.85597 | 7 | 0.27412
26274 | 7.02 | 1 | 365 | 8.0313 | 0.087144 | 8 | 0.11842
26324 | 7.65 | 1 | 365 | 8.752 | 0.53086 | 9 | 0.28289
26375 | 4.32 | 1 | 365 | 4.9423 | 0.89978 | 5 | 0.8421
26381 | 7.8 | 1 | 365 | 8.9236 | 0.8746 | 9 | 0.79824
26383 | 9.8 | 1 | 365 | 11.2117 | 0.45784 | 11 | 0.66959
26366 | 5.4 | 1 | 365 | 6.1779 | 0.37473 | 6 | 0.55263
26399 | 5.1 | 1 | 365 | 5.8347 | 0.68724 | 6 | 0.52193
26412 | 4.68 | 1 | 365 | 5.3542 | 0.72476 | 6 | 0.078945
26413 | 3.9 | 1 | 365 | 4.4618 | 0.9373 | 5 | 0.39912
26414 | 4.59 | 1 | 365 | 5.2512 | 0.51852 | 5 | 0.76973
26420 | 7.8 | 1 | 365 | 8.9236 | 0.8746 | 9 | 0.79824
26421 | 5.72 | 1 | 365 | 6.544 | 0.10804 | 6 | 0.65204
26427 | 6.76 | 1 | 365 | 7.7338 | 0.49132 | 8 | 0.22514
26425 | 6.5 | 1 | 365 | 7.4364 | 0.8955 | 8 | 0.33187
26431 | 6.12 | 1 | 365 | 7.0016 | 0.02469 | 7 | 0.026313
26434 | 2.55 | 1 | 365 | 2.9173 | 0.84362 | 3 | 0.76096
25611 | 12.96 | 1 | 365 | 14.827 | 0.69934 | 15 | 0.52631
19434 | 14.76 | 1 | 365 | 16.8863 | 0.82425 | 17 | 0.71052
24342 | 6.84 | 1 | 365 | 7.8253 | 0.67465 | 8 | 0.5
18470 | 8.415 | 1 | 365 | 9.6272 | 0.28395 | 9 | 0.91118
25128 | 7.02 | 1 | 365 | 8.0313 | 0.087144 | 8 | 0.11842
22119 | 8.37 | 1 | 365 | 9.5757 | 0.18083 | 9 | 0.75657
25519 | 9 | 1 | 365 | 10.2965 | 0.62454 | 10 | 0.92105
25520 | 9.36 | 1 | 365 | 10.7084 | 0.44953 | 11 | 0.15789
25624 | 10.8 | 1 | 365 | 12.3558 | 0.74945 | 13 | 0.10526
25726 | 200.88 | 0.9 | 365 | 206.8362 | 0.30584 | 207 | 0.14201
26403 | 7.8 | 1 | 365 | 8.9236 | 0.8746 | 9 | 0.79824
26644 | 10.23 | 1 | 365 | 11.7037 | 0.44323 | 12 | 0.14692
26568 | 5.1 | 1 | 365 | 5.8347 | 0.68724 | 6 | 0.52193
26598 | 4.08 | 1 | 365 | 4.6677 | 0.34979 | 5 | 0.017542
25616 | 8.91 | 1 | 365 | 10.1935 | 0.4183 | 10 | 0.61184
25618 | 8.91 | 1 | 365 | 10.1935 | 0.4183 | 10 | 0.61184
26593 | 4.08 | 1 | 365 | 4.6677 | 0.34979 | 5 | 0.017542
26632 | 6.12 | 1 | 365 | 7.0016 | 0.02469 | 7 | 0.026313
26608 | 10.2 | 1 | 365 | 11.6694 | 0.37448 | 12 | 0.043854
26575 | 8.82 | 1 | 365 | 10.0906 | 0.21205 | 10 | 0.30263
19733 | 13.26 | 1 | 365 | 15.1702 | 0.38683 | 15 | 0.55701
23078 | 15.3 | 1 | 365 | 17.5041 | 0.061725 | 17 | 0.56578
24006 | 7.15 | 1 | 365 | 8.18 | 0.38505 | 8 | 0.56505
13948 | 9.72 | 1 | 365 | 11.1202 | 0.27451 | 11 | 0.39473
12965 | 8.925 | 1 | 365 | 10.2107 | 0.45267 | 10 | 0.66337
26496 | 5.88 | 1 | 365 | 6.727 | 0.4747 | 7 | 0.20175
26394 | 2 | 1 | 365 | 2.2881 | 0.58323 | 2 | 0.87134
26251 | 5.13 | 1 | 365 | 5.869 | 0.75599 | 6 | 0.625
26352 | 3 | 1 | 365 | 3.4322 | 0.87485 | 4 | 0.30702
26369 | 11.5 | 1 | 365 | 13.1566 | 0.35358 | 13 | 0.51023
26372 | 8.75 | 1 | 365 | 10.0105 | 0.05164 | 10 | 0.06213
26382 | 5.04 | 1 | 365 | 5.766 | 0.54974 | 6 | 0.31579
26389 | 3.8 | 1 | 365 | 4.3474 | 0.70814 | 5 | 0.055554
26404 | 11 | 1 | 365 | 12.5846 | 0.20778 | 12 | 0.79239
26506 | 14.4 | 1 | 365 | 16.4744 | 0.99927 | 17 | 0.47368
24550 | 109.4 | 0.9 | 365 | 112.6438 | 0.63251 | 113 | 0.27627
26271 | 9.99 | 1 | 365 | 11.4291 | 0.89324 | 12 | 0.32236
19109 | 22.275 | 1 | 365 | 25.4838 | 0.045746 | 25 | 0.52959
17813 | 13.77 | 1 | 365 | 15.7537 | 0.55555 | 16 | 0.3092
18457 | 5.2 | 1 | 365 | 5.9491 | 0.9164 | 6 | 0.86549
17752 | 14.56 | 1 | 365 | 16.6575 | 0.36593 | 17 | 0.023384
18698 | 15.34 | 1 | 365 | 17.5498 | 0.15339 | 17 | 0.70321
21921 | 6.24 | 1 | 365 | 7.1389 | 0.29968 | 7 | 0.43859
21823 | 11.96 | 1 | 365 | 13.6829 | 0.40773 | 14 | 0.090637
19553 | 8.84 | 1 | 365 | 10.1135 | 0.25789 | 10 | 0.37134
22386 | 7.02 | 1 | 365 | 8.0313 | 0.087144 | 8 | 0.11842
22430 | 12.74 | 1 | 365 | 14.5753 | 0.19519 | 14 | 0.77046
22441 | 9.36 | 1 | 365 | 10.7084 | 0.44953 | 11 | 0.15789
22444 | 13 | 1 | 365 | 14.8727 | 0.79101 | 15 | 0.66374
22384 | 10.4 | 1 | 365 | 11.8982 | 0.83281 | 12 | 0.73099
21102 | 5.2 | 1 | 365 | 5.9491 | 0.9164 | 6 | 0.86549
20598 | 6.5 | 1 | 365 | 7.4364 | 0.8955 | 8 | 0.33187
20664 | 7.8 | 1 | 365 | 8.9236 | 0.8746 | 9 | 0.79824
22596 | 9.36 | 1 | 365 | 10.7084 | 0.44953 | 11 | 0.15789
22615 | 13 | 1 | 365 | 14.8727 | 0.79101 | 15 | 0.66374
22625 | 11.96 | 1 | 365 | 13.6829 | 0.40773 | 14 | 0.090637
22802 | 10.4 | 1 | 365 | 11.8982 | 0.83281 | 12 | 0.73099
22589 | 7.28 | 1 | 365 | 8.3287 | 0.68296 | 9 | 0.011692
22021 | 8.06 | 1 | 365 | 9.2211 | 0.47042 | 9 | 0.69152
23045 | 4.94 | 1 | 365 | 5.6516 | 0.32058 | 5 | 0.97222
22793 | 9.36 | 1 | 365 | 10.7084 | 0.44953 | 11 | 0.15789
20788 | 7.02 | 1 | 365 | 8.0313 | 0.087144 | 8 | 0.11842
20885 | 2.34 | 1 | 365 | 2.6771 | 0.36238 | 3 | 0.039472
21042 | 5.72 | 1 | 365 | 6.544 | 0.10804 | 6 | 0.65204
24602 | 5 | 1 | 365 | 5.7203 | 0.45808 | 6 | 0.17836
21169 | 4.42 | 1 | 365 | 5.0567 | 0.12894 | 5 | 0.18567
25419 | 6.25 | 1 | 365 | 7.1504 | 0.3226 | 7 | 0.47295
25658 | 5.5 | 1 | 365 | 6.2923 | 0.60389 | 6 | 0.8962
25654 | 2.5 | 1 | 365 | 2.8601 | 0.72904 | 3 | 0.58918
25666 | 4.5 | 1 | 365 | 5.1483 | 0.31227 | 5 | 0.46052
25834 | 4.5 | 1 | 365 | 5.1483 | 0.31227 | 5 | 0.46052
24450 | 9 | 1 | 365 | 10.2965 | 0.62454 | 10 | 0.92105
25337 | 5.559 | 1 | 365 | 6.3598 | 0.73909 | 7 | 0.098901
26516 | 9 | 1 | 365 | 10.2965 | 0.62454 | 10 | 0.92105
26459 | 14.835 | 1 | 365 | 16.9721 | 0.99612 | 17 | 0.96819
26498 | 10.5 | 1 | 365 | 12.0126 | 0.061968 | 12 | 0.074556
26526 | 7 | 1 | 365 | 8.0084 | 0.041312 | 8 | 0.049704
25613 | 11.2 | 1 | 365 | 12.8134 | 0.6661 | 13 | 0.47953
23501 | 9.92 | 1 | 365 | 11.349 | 0.73283 | 12 | 0.081866
21104 | 10 | 1 | 365 | 11.4406 | 0.91616 | 12 | 0.35672
21674 | 5.5 | 1 | 365 | 6.2923 | 0.60389 | 6 | 0.8962
22808 | 10.45 | 1 | 365 | 11.9554 | 0.94739 | 12 | 0.90277
22881 | 6.725 | 1 | 365 | 7.6938 | 0.41112 | 8 | 0.10489
24116 | 11.1 | 1 | 365 | 12.699 | 0.43694 | 13 | 0.13596
15823 | 258.515 | 0.9 | 365 | 266.1801 | 0.1754 | 266 | 0.35547
21902 | 283.03 | 0.9 | 365 | 291.422 | 0.73647 | 292 | 0.15842
23584 | 38.4 | 0.9 | 365 | 39.5386 | 0.19825 | 39 | 0.73682
25008 | 4.77 | 1 | 365 | 5.4571 | 0.93101 | 6 | 0.38816
24619 | 8.12 | 1 | 365 | 9.2897 | 0.60792 | 9 | 0.89766
23785 | 17.68 | 1 | 365 | 20.2269 | 0.51577 | 20 | 0.74268
25427 | 5.1 | 1 | 365 | 5.8347 | 0.68724 | 6 | 0.52193
25661 | 12.54 | 1 | 365 | 14.3465 | 0.73686 | 15 | 0.083327
25962 | 6.24 | 1 | 365 | 7.1389 | 0.29968 | 7 | 0.43859
26410 | 5.98 | 1 | 365 | 6.8415 | 0.70386 | 7 | 0.54532
26236 | 4.6 | 1 | 365 | 5.2627 | 0.54143 | 5 | 0.80409
26636 | 8.835 | 1 | 365 | 10.1077 | 0.24643 | 10 | 0.35416
26642 | 12.19 | 1 | 365 | 13.946 | 0.9348 | 14 | 0.88084
26514 | 4.08 | 1 | 365 | 4.6677 | 0.34979 | 5 | 0.017542
26539 | 5.1 | 1 | 365 | 5.8347 | 0.68724 | 6 | 0.52193
25122 | 9.25 | 1 | 365 | 10.5825 | 0.19745 | 10 | 0.77997
20477 | 7.2 | 1 | 365 | 8.2372 | 0.49964 | 8 | 0.73684
26015 | 4.32 | 1 | 365 | 4.9423 | 0.89978 | 5 | 0.8421
15805 | 6.375 | 1 | 365 | 7.2934 | 0.60905 | 7 | 0.90241
23774 | 2.475 | 1 | 365 | 2.8315 | 0.67175 | 3 | 0.50329
13464 | 12.24 | 1 | 365 | 14.0032 | 0.04938 | 14 | 0.052625
17376 | 13.26 | 1 | 365 | 15.1702 | 0.38683 | 15 | 0.55701
17961 | 11.96 | 1 | 365 | 13.6829 | 0.40773 | 14 | 0.090637
18829 | 10.92 | 1 | 365 | 12.4931 | 0.024447 | 12 | 0.51754
18881 | 13.77 | 1 | 365 | 15.7537 | 0.55555 | 16 | 0.3092
18874 | 13.16 | 1 | 365 | 15.0558 | 0.15767 | 15 | 0.21344
18901 | 18.46 | 1 | 365 | 21.1193 | 0.30323 | 21 | 0.42251
19065 | 10.14 | 1 | 365 | 11.6007 | 0.23699 | 11 | 0.83771
18904 | 13 | 1 | 365 | 14.8727 | 0.79101 | 15 | 0.66374
20457 | 10.92 | 1 | 365 | 12.4931 | 0.024447 | 12 | 0.51754
20451 | 17.34 | 1 | 365 | 19.8379 | 0.73662 | 20 | 0.57455
20550 | 13.005 | 1 | 365 | 14.8784 | 0.80247 | 15 | 0.68091
20562 | 12.495 | 1 | 365 | 14.295 | 0.63374 | 14 | 0.92872
20551 | 12.32 | 1 | 365 | 14.0948 | 0.23271 | 14 | 0.32748
18524 | 15.08 | 1 | 365 | 17.2524 | 0.55757 | 17 | 0.80993
22746 | 9.62 | 1 | 365 | 11.0058 | 0.045346 | 11 | 0.051165
22745 | 5.72 | 1 | 365 | 6.544 | 0.10804 | 6 | 0.65204
24634 | 6.21 | 1 | 365 | 7.1046 | 0.23094 | 7 | 0.33552
24118 | 54.08 | 0.9 | 365 | 55.6835 | 0.53753 | 56 | 0.22103
25999 | 4.94 | 1 | 365 | 5.6516 | 0.32058 | 5 | 0.97222
26108 | 6.76 | 1 | 365 | 7.7338 | 0.49132 | 8 | 0.22514
26479 | 5.355 | 1 | 365 | 6.1264 | 0.2716 | 6 | 0.39802
25686 | 12.6 | 1 | 365 | 14.4151 | 0.87436 | 15 | 0.28947
26672 | 11.5 | 1 | 365 | 13.1566 | 0.35358 | 13 | 0.51023
27610 | 98.86 | 0.9 | 365 | 101.7912 | 0.89424 | 102 | 0.68548
24073 | 9.62 | 1 | 365 | 11.0058 | 0.045346 | 11 | 0.051165
25744 | 9.36 | 1 | 365 | 10.7084 | 0.44953 | 11 | 0.15789
21546 | 10.14 | 1 | 365 | 11.6007 | 0.23699 | 11 | 0.83771
21547 | 3.825 | 1 | 365 | 4.376 | 0.76543 | 5 | 0.14145
21548 | 5.72 | 1 | 365 | 6.544 | 0.10804 | 6 | 0.65204
21545 | 6.5 | 1 | 365 | 7.4364 | 0.8955 | 8 | 0.33187
21553 | 7.28 | 1 | 365 | 8.3287 | 0.68296 | 9 | 0.011692
21557 | 7.54 | 1 | 365 | 8.6262 | 0.27878 | 8 | 0.90497
21558 | 5.72 | 1 | 365 | 6.544 | 0.10804 | 6 | 0.65204
21562 | 5.72 | 1 | 365 | 6.544 | 0.10804 | 6 | 0.65204
21560 | 9.36 | 1 | 365 | 10.7084 | 0.44953 | 11 | 0.15789
21563 | 10.92 | 1 | 365 | 12.4931 | 0.024447 | 12 | 0.51754
21559 | 2.08 | 1 | 365 | 2.3796 | 0.76656 | 3 | 0.1462
21567 | 5.72 | 1 | 365 | 6.544 | 0.10804 | 6 | 0.65204
21565 | 3.38 | 1 | 365 | 3.8669 | 0.74566 | 4 | 0.61257
21568 | 9.88 | 1 | 365 | 11.3033 | 0.64117 | 11 | 0.94444
21569 | 10.4 | 1 | 365 | 11.8982 | 0.83281 | 12 | 0.73099
21571 | 4.68 | 1 | 365 | 5.3542 | 0.72476 | 6 | 0.078945
21572 | 8.84 | 1 | 365 | 10.1135 | 0.25789 | 10 | 0.37134
21574 | 9.1 | 1 | 365 | 10.4109 | 0.85371 | 11 | 0.26462
21573 | 6.24 | 1 | 365 | 7.1389 | 0.29968 | 7 | 0.43859
21578 | 9.36 | 1 | 365 | 10.7084 | 0.44953 | 11 | 0.15789
21579 | 10.4 | 1 | 365 | 11.8982 | 0.83281 | 12 | 0.73099
21581 | 9.88 | 1 | 365 | 11.3033 | 0.64117 | 11 | 0.94444
21584 | 5.1 | 1 | 365 | 5.8347 | 0.68724 | 6 | 0.52193
21587 | 5.2 | 1 | 365 | 5.9491 | 0.9164 | 6 | 0.86549
21590 | 5.46 | 1 | 365 | 6.2465 | 0.51222 | 6 | 0.75877
21591 | 10.4 | 1 | 365 | 11.8982 | 0.83281 | 12 | 0.73099
21593 | 5.72 | 1 | 365 | 6.544 | 0.10804 | 6 | 0.65204
21595 | 11.44 | 1 | 365 | 13.088 | 0.21609 | 13 | 0.30409
21598 | 10.92 | 1 | 365 | 12.4931 | 0.024447 | 12 | 0.51754
21599 | 2.08 | 1 | 365 | 2.3796 | 0.76656 | 3 | 0.1462
21602 | 4.94 | 1 | 365 | 5.6516 | 0.32058 | 5 | 0.97222
21603 | 8.84 | 1 | 365 | 10.1135 | 0.25789 | 10 | 0.37134
21504 | 7.02 | 1 | 365 | 8.0313 | 0.087144 | 8 | 0.11842
21605 | 14.04 | 1 | 365 | 16.0625 | 0.17429 | 16 | 0.23683
21608 | 7.02 | 1 | 365 | 8.0313 | 0.087144 | 8 | 0.11842
21609 | 11.44 | 1 | 365 | 13.088 | 0.21609 | 13 | 0.30409
21613 | 8.32 | 1 | 365 | 9.5185 | 0.066245 | 9 | 0.58479
21614 | 6.24 | 1 | 365 | 7.1389 | 0.29968 | 7 | 0.43859
21616 | 3.64 | 1 | 365 | 4.1644 | 0.34148 | 4 | 0.50585
21618 | 13.52 | 1 | 365 | 15.4676 | 0.98265 | 16 | 0.45029
21619 | 10.455 | 1 | 365 | 11.9611 | 0.95885 | 12 | 0.91995
21620 | 10.4 | 1 | 365 | 11.8982 | 0.83281 | 12 | 0.73099
21621 | 10.66 | 1 | 365 | 12.1956 | 0.42863 | 12 | 0.62426
21622 | 6.76 | 1 | 365 | 7.7338 | 0.49132 | 8 | 0.22514
21624 | 9.88 | 1 | 365 | 11.3033 | 0.64117 | 11 | 0.94444
21625 | 11.18 | 1 | 365 | 12.7905 | 0.62027 | 13 | 0.41081
21623 | 5.46 | 1 | 365 | 6.2465 | 0.51222 | 6 | 0.75877
21628 | 3.64 | 1 | 365 | 4.1644 | 0.34148 | 4 | 0.50585
21629 | 6.885 | 1 | 365 | 7.8768 | 0.77778 | 8 | 0.6546
21631 | 4.77 | 1 | 365 | 5.4571 | 0.93101 | 6 | 0.38816
21633 | 5.46 | 1 | 365 | 6.2465 | 0.51222 | 6 | 0.75877
21637 | 8.06 | 1 | 365 | 9.2211 | 0.47042 | 9 | 0.69152
21636 | 9.54 | 1 | 365 | 10.9143 | 0.86202 | 11 | 0.77631
21634 | 14.04 | 1 | 365 | 16.0625 | 0.17429 | 16 | 0.23683
21632 | 12.72 | 1 | 365 | 14.5524 | 0.14936 | 14 | 0.70175
21639 | 3.57 | 1 | 365 | 4.0843 | 0.18107 | 4 | 0.26535
21640 | 3.64 | 1 | 365 | 4.1644 | 0.34148 | 4 | 0.50585
21638 | 11.66 | 1 | 365 | 13.3397 | 0.72024 | 14 | 0.059936
21641 | 5.2 | 1 | 365 | 5.9491 | 0.9164 | 6 | 0.86549
21645 | 10.4 | 1 | 365 | 11.8982 | 0.83281 | 12 | 0.73099
21644 | 6.625 | 1 | 365 | 7.5794 | 0.18196 | 7 | 0.76133
21646 | 4.68 | 1 | 365 | 5.3542 | 0.72476 | 6 | 0.078945
21649 | 6.885 | 1 | 365 | 7.8768 | 0.77778 | 8 | 0.6546
21648 | 6.24 | 1 | 365 | 7.1389 | 0.29968 | 7 | 0.43859
21650 | 6.24 | 1 | 365 | 7.1389 | 0.29968 | 7 | 0.43859
21653 | 9.36 | 1 | 365 | 10.7084 | 0.44953 | 11 | 0.15789
21654 | 3.64 | 1 | 365 | 4.1644 | 0.34148 | 4 | 0.50585
21656 | 6.36 | 1 | 365 | 7.2762 | 0.57468 | 7 | 0.85087
21657 | 4.08 | 1 | 365 | 4.6677 | 0.34979 | 5 | 0.017542
21658 | 5.2 | 1 | 365 | 5.9491 | 0.9164 | 6 | 0.86549
21659 | 5.72 | 1 | 365 | 6.544 | 0.10804 | 6 | 0.65204
21660 | 11.44 | 1 | 365 | 13.088 | 0.21609 | 13 | 0.30409
21662 | 4.68 | 1 | 365 | 5.3542 | 0.72476 | 6 | 0.078945
21663 | 5.72 | 1 | 365 | 6.544 | 0.10804 | 6 | 0.65204
21664 | 5.3 | 1 | 365 | 6.0635 | 0.14556 | 6 | 0.20906
21665 | 7.54 | 1 | 365 | 8.6262 | 0.27878 | 8 | 0.90497
21666 | 6.24 | 1 | 365 | 7.1389 | 0.29968 | 7 | 0.43859
21668 | 4.68 | 1 | 365 | 5.3542 | 0.72476 | 6 | 0.078945
21670 | 3.64 | 1 | 365 | 4.1644 | 0.34148 | 4 | 0.50585
21703 | 12.75 | 1 | 365 | 14.5867 | 0.2181 | 14 | 0.80482
21704 | 12.48 | 1 | 365 | 14.2778 | 0.59937 | 14 | 0.87719
21706 | 14.79 | 1 | 365 | 16.9206 | 0.893 | 17 | 0.81359
21716 | 14.535 | 1 | 365 | 16.6289 | 0.30864 | 16 | 0.93749
21720 | 11.22 | 1 | 365 | 12.8363 | 0.71193 | 13 | 0.54824
21719 | 11.44 | 1 | 365 | 13.088 | 0.21609 | 13 | 0.30409
21724 | 3.9 | 1 | 365 | 4.4618 | 0.9373 | 5 | 0.39912
21729 | 7.54 | 1 | 365 | 8.6262 | 0.27878 | 8 | 0.90497
21725 | 7.02 | 1 | 365 | 8.0313 | 0.087144 | 8 | 0.11842
21731 | 5.2 | 1 | 365 | 5.9491 | 0.9164 | 6 | 0.86549
21733 | 2.295 | 1 | 365 | 2.6256 | 0.25926 | 2 | 0.88487
21734 | 5.2 | 1 | 365 | 5.9491 | 0.9164 | 6 | 0.86549
21736 | 5.46 | 1 | 365 | 6.2465 | 0.51222 | 6 | 0.75877
21741 | 9.1 | 1 | 365 | 10.4109 | 0.85371 | 11 | 0.26462
21742 | 2.6 | 1 | 365 | 2.9745 | 0.9582 | 3 | 0.93275
21743 | 5.98 | 1 | 365 | 6.8415 | 0.70386 | 7 | 0.54532
21752 | 3.12 | 1 | 365 | 3.5695 | 0.14984 | 3 | 0.7193
21750 | 9.945 | 1 | 365 | 11.3776 | 0.79012 | 12 | 0.16776
21756 | 9.1 | 1 | 365 | 10.4109 | 0.85371 | 11 | 0.26462
21757 | 5.1 | 1 | 365 | 5.8347 | 0.68724 | 6 | 0.52193
21761 | 5.2 | 1 | 365 | 5.9491 | 0.9164 | 6 | 0.86549
21763 | 3.57 | 1 | 365 | 4.0843 | 0.18107 | 4 | 0.26535
21766 | 7.54 | 1 | 365 | 8.6262 | 0.27878 | 8 | 0.90497
21768 | 8.06 | 1 | 365 | 9.2211 | 0.47042 | 9 | 0.69152
21773 | 3.9 | 1 | 365 | 4.4618 | 0.9373 | 5 | 0.39912
21776 | 6.375 | 1 | 365 | 7.2934 | 0.60905 | 7 | 0.90241
21780 | 3.9 | 1 | 365 | 4.4618 | 0.9373 | 5 | 0.39912
21781 | 4.16 | 1 | 365 | 4.7593 | 0.53312 | 5 | 0.2924
21784 | 4.845 | 1 | 365 | 5.543 | 0.10288 | 5 | 0.64583
21788 | 3.9 | 1 | 365 | 4.4618 | 0.9373 | 5 | 0.39912
21787 | 10.92 | 1 | 365 | 12.4931 | 0.024447 | 12 | 0.51754
21789 | 11.118 | 1 | 365 | 12.7196 | 0.47819 | 13 | 0.1978
21791 | 3.9 | 1 | 365 | 4.4618 | 0.9373 | 5 | 0.39912
21796 | 4.16 | 1 | 365 | 4.7593 | 0.53312 | 5 | 0.2924
21785 | 4.68 | 1 | 365 | 5.3542 | 0.72476 | 6 | 0.078945
21795 | 8.48 | 1 | 365 | 9.7016 | 0.4329 | 10 | 0.1345
21803 | 5.61 | 1 | 365 | 6.4182 | 0.85597 | 7 | 0.27412
21799 | 5.46 | 1 | 365 | 6.2465 | 0.51222 | 6 | 0.75877
21805 | 8.67 | 1 | 365 | 9.919 | 0.86831 | 10 | 0.78728
21807 | 9.1 | 1 | 365 | 10.4109 | 0.85371 | 11 | 0.26462
22098 | 6.24 | 1 | 365 | 7.1389 | 0.29968 | 7 | 0.43859
21810 | 5.98 | 1 | 365 | 6.8415 | 0.70386 | 7 | 0.54532
22455 | 4.68 | 1 | 365 | 5.3542 | 0.72476 | 6 | 0.078945
23150 | 6.24 | 1 | 365 | 7.1389 | 0.29968 | 7 | 0.43859
21824 | 10.14 | 1 | 365 | 11.6007 | 0.23699 | 11 | 0.83771
23373 | 6.24 | 1 | 365 | 7.1389 | 0.29968 | 7 | 0.43859
21835 | 2.6 | 1 | 365 | 2.9745 | 0.9582 | 3 | 0.93275
21927 | 6.5 | 1 | 365 | 7.4364 | 0.8955 | 8 | 0.33187
21832 | 5.61 | 1 | 365 | 6.4182 | 0.85597 | 7 | 0.27412
23342 | 4.16 | 1 | 365 | 4.7593 | 0.53312 | 5 | 0.2924
23160 | 10.4 | 1 | 365 | 11.8982 | 0.83281 | 12 | 0.73099
21834 | 6.5 | 1 | 365 | 7.4364 | 0.8955 | 8 | 0.33187
21839 | 8.06 | 1 | 365 | 9.2211 | 0.47042 | 9 | 0.69152
21843 | 6.24 | 1 | 365 | 7.1389 | 0.29968 | 7 | 0.43859
22094 | 5.46 | 1 | 365 | 6.2465 | 0.51222 | 6 | 0.75877
26390 | 5 | 1 | 365 | 5.7203 | 0.45808 | 6 | 0.17836
21844 | 8.32 | 1 | 365 | 9.5185 | 0.066245 | 9 | 0.58479
21837 | 10.865 | 1 | 365 | 12.4302 | 0.89841 | 13 | 0.32858
21846 | 3.06 | 1 | 365 | 3.5008 | 0.012345 | 3 | 0.51316
21842 | 14.04 | 1 | 365 | 16.0625 | 0.17429 | 16 | 0.23683
21849 | 6.24 | 1 | 365 | 7.1389 | 0.29968 | 7 | 0.43859
21848 | 7.42 | 1 | 365 | 8.4889 | 0.0037907 | 8 | 0.49269
21852 | 4.16 | 1 | 365 | 4.7593 | 0.53312 | 5 | 0.2924
21850 | 8.06 | 1 | 365 | 9.2211 | 0.47042 | 9 | 0.69152
21853 | 3.38 | 1 | 365 | 3.8669 | 0.74566 | 4 | 0.61257
21851 | 5.98 | 1 | 365 | 6.8415 | 0.70386 | 7 | 0.54532
21854 | 2.86 | 1 | 365 | 3.272 | 0.55402 | 3 | 0.82602
21855 | 9.1 | 1 | 365 | 10.4109 | 0.85371 | 11 | 0.26462
20883 | 8.06 | 1 | 365 | 9.2211 | 0.47042 | 9 | 0.69152
21856 | 9.1 | 1 | 365 | 10.4109 | 0.85371 | 11 | 0.26462
21857 | 6.095 | 1 | 365 | 6.973 | 0.9674 | 7 | 0.94042
21858 | 3.06 | 1 | 365 | 3.5008 | 0.012345 | 3 | 0.51316
21862 | 10.92 | 1 | 365 | 12.4931 | 0.024447 | 12 | 0.51754
21878 | 5.2 | 1 | 365 | 5.9491 | 0.9164 | 6 | 0.86549
21883 | 12.74 | 1 | 365 | 14.5753 | 0.19519 | 14 | 0.77046
21886 | 14.56 | 1 | 365 | 16.6575 | 0.36593 | 17 | 0.023384
21888 | 3.12 | 1 | 365 | 3.5695 | 0.14984 | 3 | 0.7193
21891 | 7.8 | 1 | 365 | 8.9236 | 0.8746 | 9 | 0.79824
21896 | 10.92 | 1 | 365 | 12.4931 | 0.024447 | 12 | 0.51754
21901 | 4.16 | 1 | 365 | 4.7593 | 0.53312 | 5 | 0.2924
21903 | 5.2 | 1 | 365 | 5.9491 | 0.9164 | 6 | 0.86549
21904 | 7.8 | 1 | 365 | 8.9236 | 0.8746 | 9 | 0.79824
21907 | 13.26 | 1 | 365 | 15.1702 | 0.38683 | 15 | 0.55701
21908 | 10.14 | 1 | 365 | 11.6007 | 0.23699 | 11 | 0.83771
21909 | 3.64 | 1 | 365 | 4.1644 | 0.34148 | 4 | 0.50585
21912 | 7.54 | 1 | 365 | 8.6262 | 0.27878 | 8 | 0.90497
21914 | 5.46 | 1 | 365 | 6.2465 | 0.51222 | 6 | 0.75877
21915 | 6.76 | 1 | 365 | 7.7338 | 0.49132 | 8 | 0.22514
21916 | 8.32 | 1 | 365 | 9.5185 | 0.066245 | 9 | 0.58479
21917 | 3.825 | 1 | 365 | 4.376 | 0.76543 | 5 | 0.14145
21924 | 7.65 | 1 | 365 | 8.752 | 0.53086 | 9 | 0.28289
21926 | 3.38 | 1 | 365 | 3.8669 | 0.74566 | 4 | 0.61257
21925 | 4.42 | 1 | 365 | 5.0567 | 0.12894 | 5 | 0.18567
21929 | 3.825 | 1 | 365 | 4.376 | 0.76543 | 5 | 0.14145
21933 | 11.4 | 1 | 365 | 13.0422 | 0.12442 | 13 | 0.16666
21934 | 13.26 | 1 | 365 | 15.1702 | 0.38683 | 15 | 0.55701
21937 | 3.64 | 1 | 365 | 4.1644 | 0.34148 | 4 | 0.50585
21939 | 5.355 | 1 | 365 | 6.1264 | 0.2716 | 6 | 0.39802
21940 | 6.375 | 1 | 365 | 7.2934 | 0.60905 | 7 | 0.90241
21942 | 5.1 | 1 | 365 | 5.8347 | 0.68724 | 6 | 0.52193
21943 | 4.16 | 1 | 365 | 4.7593 | 0.53312 | 5 | 0.2924
21944 | 6.375 | 1 | 365 | 7.2934 | 0.60905 | 7 | 0.90241
21947 | 4.16 | 1 | 365 | 4.7593 | 0.53312 | 5 | 0.2924
21946 | 7.28 | 1 | 365 | 8.3287 | 0.68296 | 9 | 0.011692
21949 | 4.08 | 1 | 365 | 4.6677 | 0.34979 | 5 | 0.017542
21948 | 8.84 | 1 | 365 | 10.1135 | 0.25789 | 10 | 0.37134
21950 | 5.2 | 1 | 365 | 5.9491 | 0.9164 | 6 | 0.86549
21951 | 3.06 | 1 | 365 | 3.5008 | 0.012345 | 3 | 0.51316
21971 | 4.68 | 1 | 365 | 5.3542 | 0.72476 | 6 | 0.078945
21972 | 14.04 | 1 | 365 | 16.0625 | 0.17429 | 16 | 0.23683
21973 | 6.5 | 1 | 365 | 7.4364 | 0.8955 | 8 | 0.33187
21974 | 6.24 | 1 | 365 | 7.1389 | 0.29968 | 7 | 0.43859
21975 | 5.3 | 1 | 365 | 6.0635 | 0.14556 | 6 | 0.20906
21976 | 5.98 | 1 | 365 | 6.8415 | 0.70386 | 7 | 0.54532
21977 | 7.02 | 1 | 365 | 8.0313 | 0.087144 | 8 | 0.11842
21978 | 4.94 | 1 | 365 | 5.6516 | 0.32058 | 5 | 0.97222
21979 | 6.24 | 1 | 365 | 7.1389 | 0.29968 | 7 | 0.43859
21980 | 8.58 | 1 | 365 | 9.816 | 0.66207 | 10 | 0.47807
21981 | 11.18 | 1 | 365 | 12.7905 | 0.62027 | 13 | 0.41081
21998 | 14.04 | 1 | 365 | 16.0625 | 0.17429 | 16 | 0.23683
21997 | 14.25 | 1 | 365 | 16.3028 | 0.65553 | 16 | 0.95833
21999 | 3.57 | 1 | 365 | 4.0843 | 0.18107 | 4 | 0.26535
22001 | 5.46 | 1 | 365 | 6.2465 | 0.51222 | 6 | 0.75877
22009 | 5.98 | 1 | 365 | 6.8415 | 0.70386 | 7 | 0.54532
22014 | 4.335 | 1 | 365 | 4.9595 | 0.93416 | 5 | 0.89364
22016 | 5.72 | 1 | 365 | 6.544 | 0.10804 | 6 | 0.65204
22020 | 12.74 | 1 | 365 | 14.5753 | 0.19519 | 14 | 0.77046
22017 | 8.32 | 1 | 365 | 9.5185 | 0.066245 | 9 | 0.58479
22034 | 8.32 | 1 | 365 | 9.5185 | 0.066245 | 9 | 0.58479
22036 | 7.02 | 1 | 365 | 8.0313 | 0.087144 | 8 | 0.11842
22048 | 11.7 | 1 | 365 | 13.3855 | 0.81191 | 14 | 0.19736
22051 | 15.08 | 1 | 365 | 17.2524 | 0.55757 | 17 | 0.80993
22052 | 15.6 | 1 | 365 | 17.8473 | 0.74921 | 18 | 0.59648
22059 | 11.96 | 1 | 365 | 13.6829 | 0.40773 | 14 | 0.090637
22062 | 17.85 | 1 | 365 | 20.4214 | 0.90535 | 21 | 0.32675
22063 | 10.4 | 1 | 365 | 11.8982 | 0.83281 | 12 | 0.73099
22066 | 13.78 | 1 | 365 | 15.7651 | 0.57847 | 16 | 0.34356
22067 | 3.12 | 1 | 365 | 3.5695 | 0.14984 | 3 | 0.7193
22054 | 12.74 | 1 | 365 | 14.5753 | 0.19519 | 14 | 0.77046
22088 | 4.68 | 1 | 365 | 5.3542 | 0.72476 | 6 | 0.078945
22090 | 5.46 | 1 | 365 | 6.2465 | 0.51222 | 6 | 0.75877
22092 | 7.28 | 1 | 365 | 8.3287 | 0.68296 | 9 | 0.011692
22093 | 4.42 | 1 | 365 | 5.0567 | 0.12894 | 5 | 0.18567
22095 | 2.86 | 1 | 365 | 3.272 | 0.55402 | 3 | 0.82602
22097 | 14.04 | 1 | 365 | 16.0625 | 0.17429 | 16 | 0.23683
22099 | 3.38 | 1 | 365 | 3.8669 | 0.74566 | 4 | 0.61257
22100 | 10.92 | 1 | 365 | 12.4931 | 0.024447 | 12 | 0.51754
22107 | 13.52 | 1 | 365 | 15.4676 | 0.98265 | 16 | 0.45029
22109 | 9.62 | 1 | 365 | 11.0058 | 0.045346 | 11 | 0.051165
22113 | 8.32 | 1 | 365 | 9.5185 | 0.066245 | 9 | 0.58479
22117 | 4.94 | 1 | 365 | 5.6516 | 0.32058 | 5 | 0.97222
22120 | 12.74 | 1 | 365 | 14.5753 | 0.19519 | 14 | 0.77046
22104 | 13.77 | 1 | 365 | 15.7537 | 0.55555 | 16 | 0.3092
22122 | 4.94 | 1 | 365 | 5.6516 | 0.32058 | 5 | 0.97222
22126 | 6.24 | 1 | 365 | 7.1389 | 0.29968 | 7 | 0.43859
22112 | 8.58 | 1 | 365 | 9.816 | 0.66207 | 10 | 0.47807
22139 | 7.02 | 1 | 365 | 8.0313 | 0.087144 | 8 | 0.11842
22141 | 11.925 | 1 | 365 | 13.6429 | 0.32752 | 13 | 0.97039
22132 | 7.02 | 1 | 365 | 8.0313 | 0.087144 | 8 | 0.11842
22145 | 6.63 | 1 | 365 | 7.5851 | 0.19341 | 7 | 0.77851
22148 | 10.455 | 1 | 365 | 11.9611 | 0.95885 | 12 | 0.91995
22149 | 2.295 | 1 | 365 | 2.6256 | 0.25926 | 2 | 0.88487
22152 | 13.52 | 1 | 365 | 15.4676 | 0.98265 | 16 | 0.45029
22159 | 12.24 | 1 | 365 | 14.0032 | 0.04938 | 14 | 0.052625
22161 | 14.04 | 1 | 365 | 16.0625 | 0.17429 | 16 | 0.23683
22910 | 10.2 | 1 | 365 | 11.6694 | 0.37448 | 12 | 0.043854
22913 | 5.865 | 1 | 365 | 6.7099 | 0.44033 | 7 | 0.15022
22164 | 13 | 1 | 365 | 14.8727 | 0.79101 | 15 | 0.66374
22921 | 10.965 | 1 | 365 | 12.5446 | 0.12757 | 12 | 0.67214
22169 | 14.28 | 1 | 365 | 16.3371 | 0.72428 | 17 | 0.061396
22142 | 15.34 | 1 | 365 | 17.5498 | 0.15339 | 17 | 0.70321
22174 | 6.24 | 1 | 365 | 7.1389 | 0.29968 | 7 | 0.43859
22171 | 12.22 | 1 | 365 | 13.9804 | 0.0035475 | 13 | 0.98391
22163 | 6.885 | 1 | 365 | 7.8768 | 0.77778 | 8 | 0.6546
22209 | 6.5 | 1 | 365 | 7.4364 | 0.8955 | 8 | 0.33187
22215 | 5.98 | 1 | 365 | 6.8415 | 0.70386 | 7 | 0.54532
22924 | 10.965 | 1 | 365 | 12.5446 | 0.12757 | 12 | 0.67214
22211 | 16.12 | 1 | 365 | 18.4422 | 0.94085 | 19 | 0.38303
22931 | 5.775 | 1 | 365 | 6.6069 | 0.23408 | 6 | 0.84101
22217 | 14.82 | 1 | 365 | 16.9549 | 0.96175 | 17 | 0.91666
22935 | 5.5 | 1 | 365 | 6.2923 | 0.60389 | 6 | 0.8962
22216 | 5.72 | 1 | 365 | 6.544 | 0.10804 | 6 | 0.65204
22939 | 6.6 | 1 | 365 | 7.5508 | 0.12467 | 7 | 0.67544
22221 | 8.32 | 1 | 365 | 9.5185 | 0.066245 | 9 | 0.58479
22218 | 15.86 | 1 | 365 | 18.1447 | 0.34503 | 18 | 0.48976
22223 | 3.315 | 1 | 365 | 3.7925 | 0.59671 | 4 | 0.38925
22961 | 8.84 | 1 | 365 | 10.1135 | 0.25789 | 10 | 0.37134
22219 | 7.8 | 1 | 365 | 8.9236 | 0.8746 | 9 | 0.79824
22226 | 6.24 | 1 | 365 | 7.1389 | 0.29968 | 7 | 0.43859
22964 | 5.98 | 1 | 365 | 6.8415 | 0.70386 | 7 | 0.54532
22222 | 7.02 | 1 | 365 | 8.0313 | 0.087144 | 8 | 0.11842
22229 | 9.1 | 1 | 365 | 10.4109 | 0.85371 | 11 | 0.26462
22943 | 3.57 | 1 | 365 | 4.0843 | 0.18107 | 4 | 0.26535
22227 | 13.26 | 1 | 365 | 15.1702 | 0.38683 | 15 | 0.55701
23007 | 3.57 | 1 | 365 | 4.0843 | 0.18107 | 4 | 0.26535
23022 | 8.16 | 1 | 365 | 9.3355 | 0.69959 | 10 | 0.035084
23028 | 7 | 1 | 365 | 8.0084 | 0.041312 | 8 | 0.049704
23036 | 5.5 | 1 | 365 | 6.2923 | 0.60389 | 6 | 0.8962
23041 | 3.825 | 1 | 365 | 4.376 | 0.76543 | 5 | 0.14145
22246 | 6.76 | 1 | 365 | 7.7338 | 0.49132 | 8 | 0.22514
23048 | 6.725 | 1 | 365 | 7.6938 | 0.41112 | 8 | 0.10489
22247 | 4.16 | 1 | 365 | 4.7593 | 0.53312 | 5 | 0.2924
23049 | 4.675 | 1 | 365 | 5.3485 | 0.7133 | 6 | 0.061767
22249 | 5.72 | 1 | 365 | 6.544 | 0.10804 | 6 | 0.65204
22250 | 9.36 | 1 | 365 | 10.7084 | 0.44953 | 11 | 0.15789
22251 | 3.12 | 1 | 365 | 3.5695 | 0.14984 | 3 | 0.7193
22257 | 6.625 | 1 | 365 | 7.5794 | 0.18196 | 7 | 0.76133
22254 | 5.2 | 1 | 365 | 5.9491 | 0.9164 | 6 | 0.86549
22259 | 5.2 | 1 | 365 | 5.9491 | 0.9164 | 6 | 0.86549
22230 | 2.08 | 1 | 365 | 2.3796 | 0.76656 | 3 | 0.1462
23052 | 6.05 | 1 | 365 | 6.9215 | 0.86428 | 7 | 0.78582
22239 | 8.84 | 1 | 365 | 10.1135 | 0.25789 | 10 | 0.37134
22234 | 2.08 | 1 | 365 | 2.3796 | 0.76656 | 3 | 0.1462
22245 | 7.28 | 1 | 365 | 8.3287 | 0.68296 | 9 | 0.011692
23054 | 10.64 | 1 | 365 | 12.1728 | 0.38279 | 12 | 0.55555
22261 | 12.22 | 1 | 365 | 13.9804 | 0.0035475 | 13 | 0.98391
23057 | 8.415 | 1 | 365 | 9.6272 | 0.28395 | 9 | 0.91118
22264 | 2.34 | 1 | 365 | 2.6771 | 0.36238 | 3 | 0.039472
22265 | 7.155 | 1 | 365 | 8.1857 | 0.39651 | 8 | 0.58223
22269 | 3.975 | 1 | 365 | 4.5476 | 0.10917 | 4 | 0.6568
22248 | 13.26 | 1 | 365 | 15.1702 | 0.38683 | 15 | 0.55701
22263 | 7.28 | 1 | 365 | 8.3287 | 0.68296 | 9 | 0.011692
22290 | 9.36 | 1 | 365 | 10.7084 | 0.44953 | 11 | 0.15789
22287 | 7.8 | 1 | 365 | 8.9236 | 0.8746 | 9 | 0.79824
22292 | 3.64 | 1 | 365 | 4.1644 | 0.34148 | 4 | 0.50585
22294 | 12.22 | 1 | 365 | 13.9804 | 0.0035475 | 13 | 0.98391
22296 | 6.095 | 1 | 365 | 6.973 | 0.9674 | 7 | 0.94042
23062 | 4.335 | 1 | 365 | 4.9595 | 0.93416 | 5 | 0.89364
22297 | 9.36 | 1 | 365 | 10.7084 | 0.44953 | 11 | 0.15789
23064 | 7.975 | 1 | 365 | 9.1238 | 0.27564 | 9 | 0.39948
22298 | 5.565 | 1 | 365 | 6.3667 | 0.75284 | 7 | 0.11951
23070 | 7.7 | 1 | 365 | 8.8092 | 0.64544 | 9 | 0.45467
22288 | 4.94 | 1 | 365 | 5.6516 | 0.32058 | 5 | 0.97222
23068 | 4.335 | 1 | 365 | 4.9595 | 0.93416 | 5 | 0.89364
22300 | 4.68 | 1 | 365 | 5.3542 | 0.72476 | 6 | 0.078945
23071 | 6.6 | 1 | 365 | 7.5508 | 0.12467 | 7 | 0.67544
22329 | 5.7 | 1 | 365 | 6.5211 | 0.062211 | 6 | 0.58333
23074 | 8.67 | 1 | 365 | 9.919 | 0.86831 | 10 | 0.78728
22309 | 9.54 | 1 | 365 | 10.9143 | 0.86202 | 11 | 0.77631
23080 | 3.6 | 1 | 365 | 4.1186 | 0.24982 | 4 | 0.36842
22304 | 4.16 | 1 | 365 | 4.7593 | 0.53312 | 5 | 0.2924
22314 | 5.2 | 1 | 365 | 5.9491 | 0.9164 | 6 | 0.86549
23079 | 15.6 | 1 | 365 | 17.8473 | 0.74921 | 18 | 0.59648
23089 | 14.56 | 1 | 365 | 16.6575 | 0.36593 | 17 | 0.023384
23091 | 10.71 | 1 | 365 | 12.2528 | 0.54321 | 12 | 0.79605
23092 | 9.435 | 1 | 365 | 10.7942 | 0.6214 | 11 | 0.41557
22324 | 8.32 | 1 | 365 | 9.5185 | 0.066245 | 9 | 0.58479
23098 | 5.775 | 1 | 365 | 6.6069 | 0.23408 | 6 | 0.84101
23100 | 6.875 | 1 | 365 | 7.8654 | 0.75486 | 8 | 0.62025
22321 | 6.76 | 1 | 365 | 7.7338 | 0.49132 | 8 | 0.22514
23099 | 14.3 | 1 | 365 | 16.36 | 0.77011 | 17 | 0.13011
22271 | 2.6 | 1 | 365 | 2.9745 | 0.9582 | 3 | 0.93275
23107 | 9.88 | 1 | 365 | 11.3033 | 0.64117 | 11 | 0.94444
23111 | 3.12 | 1 | 365 | 3.5695 | 0.14984 | 3 | 0.7193
22268 | 4.16 | 1 | 365 | 4.7593 | 0.53312 | 5 | 0.2924
22293 | 8.58 | 1 | 365 | 9.816 | 0.66207 | 10 | 0.47807
23115 | 6.12 | 1 | 365 | 7.0016 | 0.02469 | 7 | 0.026313
22334 | 7.14 | 1 | 365 | 8.1686 | 0.36214 | 8 | 0.5307
23116 | 5.1 | 1 | 365 | 5.8347 | 0.68724 | 6 | 0.52193
22339 | 4 | 1 | 365 | 4.5762 | 0.16646 | 4 | 0.74269
23118 | 8.58 | 1 | 365 | 9.816 | 0.66207 | 10 | 0.47807
22340 | 4.94 | 1 | 365 | 5.6516 | 0.32058 | 5 | 0.97222
23122 | 11.73 | 1 | 365 | 13.4198 | 0.88066 | 14 | 0.30043
22342 | 7.28 | 1 | 365 | 8.3287 | 0.68296 | 9 | 0.011692
23126 | 6.325 | 1 | 365 | 7.2362 | 0.49447 | 7 | 0.73063
22343 | 5.98 | 1 | 365 | 6.8415 | 0.70386 | 7 | 0.54532
23123 | 5.865 | 1 | 365 | 6.7099 | 0.44033 | 7 | 0.15022
22344 | 9.1 | 1 | 365 | 10.4109 | 0.85371 | 11 | 0.26462
22347 | 5.72 | 1 | 365 | 6.544 | 0.10804 | 6 | 0.65204
22345 | 5.355 | 1 | 365 | 6.1264 | 0.2716 | 6 | 0.39802
22396 | 3.9 | 1 | 365 | 4.4618 | 0.9373 | 5 | 0.39912
22401 | 9.18 | 1 | 365 | 10.5024 | 0.037035 | 10 | 0.53947
22404 | 10.14 | 1 | 365 | 11.6007 | 0.23699 | 11 | 0.83771
22409 | 7.54 | 1 | 365 | 8.6262 | 0.27878 | 8 | 0.90497
22429 | 7.28 | 1 | 365 | 8.3287 | 0.68296 | 9 | 0.011692
22442 | 4.94 | 1 | 365 | 5.6516 | 0.32058 | 5 | 0.97222
22445 | 5.2 | 1 | 365 | 5.9491 | 0.9164 | 6 | 0.86549
23127 | 7.54 | 1 | 365 | 8.6262 | 0.27878 | 8 | 0.90497
22448 | 7.02 | 1 | 365 | 8.0313 | 0.087144 | 8 | 0.11842
22450 | 5.72 | 1 | 365 | 6.544 | 0.10804 | 6 | 0.65204
23130 | 10.14 | 1 | 365 | 11.6007 | 0.23699 | 11 | 0.83771
22466 | 10.92 | 1 | 365 | 12.4931 | 0.024447 | 12 | 0.51754
22475 | 2.6 | 1 | 365 | 2.9745 | 0.9582 | 3 | 0.93275
23131 | 4.16 | 1 | 365 | 4.7593 | 0.53312 | 5 | 0.2924
22484 | 4.42 | 1 | 365 | 5.0567 | 0.12894 | 5 | 0.18567
22488 | 5.46 | 1 | 365 | 6.2465 | 0.51222 | 6 | 0.75877
23132 | 11.96 | 1 | 365 | 13.6829 | 0.40773 | 14 | 0.090637
23140 | 10.2 | 1 | 365 | 11.6694 | 0.37448 | 12 | 0.043854
22505 | 10.14 | 1 | 365 | 11.6007 | 0.23699 | 11 | 0.83771
23142 | 5.1 | 1 | 365 | 5.8347 | 0.68724 | 6 | 0.52193
22504 | 4.68 | 1 | 365 | 5.3542 | 0.72476 | 6 | 0.078945
23143 | 8.525 | 1 | 365 | 9.7531 | 0.53603 | 10 | 0.2891
23171 | 8.58 | 1 | 365 | 9.816 | 0.66207 | 10 | 0.47807
23173 | 7.155 | 1 | 365 | 8.1857 | 0.39651 | 8 | 0.58223
22501 | 3.64 | 1 | 365 | 4.1644 | 0.34148 | 4 | 0.50585
23177 | 11.96 | 1 | 365 | 13.6829 | 0.40773 | 14 | 0.090637
23184 | 6.5 | 1 | 365 | 7.4364 | 0.8955 | 8 | 0.33187
23185 | 3.38 | 1 | 365 | 3.8669 | 0.74566 | 4 | 0.61257
22518 | 5.2 | 1 | 365 | 5.9491 | 0.9164 | 6 | 0.86549
22523 | 5.2 | 1 | 365 | 5.9491 | 0.9164 | 6 | 0.86549
22527 | 7.54 | 1 | 365 | 8.6262 | 0.27878 | 8 | 0.90497
22532 | 8.84 | 1 | 365 | 10.1135 | 0.25789 | 10 | 0.37134
22536 | 10.6 | 1 | 365 | 12.127 | 0.29113 | 12 | 0.41812
22539 | 9.18 | 1 | 365 | 10.5024 | 0.037035 | 10 | 0.53947
22541 | 3.9 | 1 | 365 | 4.4618 | 0.9373 | 5 | 0.39912
22547 | 4.77 | 1 | 365 | 5.4571 | 0.93101 | 6 | 0.38816
22555 | 6.5 | 1 | 365 | 7.4364 | 0.8955 | 8 | 0.33187
22566 | 10.14 | 1 | 365 | 11.6007 | 0.23699 | 11 | 0.83771
22567 | 14.82 | 1 | 365 | 16.9549 | 0.96175 | 17 | 0.91666
22569 | 2.805 | 1 | 365 | 3.2091 | 0.42798 | 3 | 0.63706
22570 | 14.04 | 1 | 365 | 16.0625 | 0.17429 | 16 | 0.23683
22571 | 5.98 | 1 | 365 | 6.8415 | 0.70386 | 7 | 0.54532
22572 | 11.44 | 1 | 365 | 13.088 | 0.21609 | 13 | 0.30409
22573 | 5.72 | 1 | 365 | 6.544 | 0.10804 | 6 | 0.65204
22574 | 5.72 | 1 | 365 | 6.544 | 0.10804 | 6 | 0.65204
22593 | 4.94 | 1 | 365 | 5.6516 | 0.32058 | 5 | 0.97222
22619 | 4.68 | 1 | 365 | 5.3542 | 0.72476 | 6 | 0.078945
22622 | 6.5 | 1 | 365 | 7.4364 | 0.8955 | 8 | 0.33187
22626 | 4.24 | 1 | 365 | 4.8508 | 0.71645 | 5 | 0.56725
22635 | 9.36 | 1 | 365 | 10.7084 | 0.44953 | 11 | 0.15789
22638 | 4.94 | 1 | 365 | 5.6516 | 0.32058 | 5 | 0.97222
22642 | 6.76 | 1 | 365 | 7.7338 | 0.49132 | 8 | 0.22514
22648 | 8.32 | 1 | 365 | 9.5185 | 0.066245 | 9 | 0.58479
22064 | 8.84 | 1 | 365 | 10.1135 | 0.25789 | 10 | 0.37134
23187 | 6.76 | 1 | 365 | 7.7338 | 0.49132 | 8 | 0.22514
22772 | 4.68 | 1 | 365 | 5.3542 | 0.72476 | 6 | 0.078945
22821 | 9.47 | 1 | 365 | 10.8342 | 0.7016 | 11 | 0.53581
23190 | 8.84 | 1 | 365 | 10.1135 | 0.25789 | 10 | 0.37134
22887 | 4.95 | 1 | 365 | 5.6631 | 0.3435 | 6 | 0.0065764
22884 | 6.725 | 1 | 365 | 7.6938 | 0.41112 | 8 | 0.10489
22885 | 4.47 | 1 | 365 | 5.1139 | 0.24352 | 5 | 0.35745
22889 | 8 | 1 | 365 | 9.1524 | 0.33293 | 9 | 0.48538
22909 | 6.44 | 1 | 365 | 7.3677 | 0.75801 | 8 | 0.12573
23191 | 4.16 | 1 | 365 | 4.7593 | 0.53312 | 5 | 0.2924
23195 | 9.1 | 1 | 365 | 10.4109 | 0.85371 | 11 | 0.26462
23193 | 3.38 | 1 | 365 | 3.8669 | 0.74566 | 4 | 0.61257
23196 | 4.845 | 1 | 365 | 5.543 | 0.10288 | 5 | 0.64583
23198 | 8.84 | 1 | 365 | 10.1135 | 0.25789 | 10 | 0.37134
23201 | 7.65 | 1 | 365 | 8.752 | 0.53086 | 9 | 0.28289
23204 | 4.16 | 1 | 365 | 4.7593 | 0.53312 | 5 | 0.2924
21577 | 4.16 | 1 | 365 | 4.7593 | 0.53312 | 5 | 0.2924
20507 | 8.58 | 1 | 365 | 9.816 | 0.66207 | 10 | 0.47807
21061 | 13.25 | 1 | 365 | 15.1587 | 0.36391 | 15 | 0.52265
22060 | 4.94 | 1 | 365 | 5.6516 | 0.32058 | 5 | 0.97222
23206 | 4.335 | 1 | 365 | 4.9595 | 0.93416 | 5 | 0.89364
23208 | 6.24 | 1 | 365 | 7.1389 | 0.29968 | 7 | 0.43859
22875 | 5.2 | 1 | 365 | 5.9491 | 0.9164 | 6 | 0.86549
23217 | 16.12 | 1 | 365 | 18.4422 | 0.94085 | 19 | 0.38303
23222 | 2.34 | 1 | 365 | 2.6771 | 0.36238 | 3 | 0.039472
23225 | 7.905 | 1 | 365 | 9.0438 | 0.11522 | 9 | 0.15899
23226 | 7.02 | 1 | 365 | 8.0313 | 0.087144 | 8 | 0.11842
23228 | 3.9 | 1 | 365 | 4.4618 | 0.9373 | 5 | 0.39912
23231 | 4.59 | 1 | 365 | 5.2512 | 0.51852 | 5 | 0.76973
23234 | 2.34 | 1 | 365 | 2.6771 | 0.36238 | 3 | 0.039472
23235 | 7.95 | 1 | 365 | 9.0952 | 0.21835 | 9 | 0.31359
23240 | 9.88 | 1 | 365 | 11.3033 | 0.64117 | 11 | 0.94444
23237 | 3.9 | 1 | 365 | 4.4618 | 0.9373 | 5 | 0.39912
23239 | 18.36 | 1 | 365 | 21.0049 | 0.07407 | 21 | 0.078938
23243 | 8.745 | 1 | 365 | 10.0048 | 0.040182 | 10 | 0.044952
23246 | 7.02 | 1 | 365 | 8.0313 | 0.087144 | 8 | 0.11842
23244 | 9.62 | 1 | 365 | 11.0058 | 0.045346 | 11 | 0.051165
23247 | 11.44 | 1 | 365 | 13.088 | 0.21609 | 13 | 0.30409
23251 | 13.78 | 1 | 365 | 15.7651 | 0.57847 | 16 | 0.34356
23252 | 5.98 | 1 | 365 | 6.8415 | 0.70386 | 7 | 0.54532
23257 | 8.06 | 1 | 365 | 9.2211 | 0.47042 | 9 | 0.69152
23255 | 7.02 | 1 | 365 | 8.0313 | 0.087144 | 8 | 0.11842
23254 | 17.42 | 1 | 365 | 19.9295 | 0.91995 | 20 | 0.84941
23260 | 4.845 | 1 | 365 | 5.543 | 0.10288 | 5 | 0.64583
23261 | 5.565 | 1 | 365 | 6.3667 | 0.75284 | 7 | 0.11951
23263 | 2.805 | 1 | 365 | 3.2091 | 0.42798 | 3 | 0.63706
23262 | 3.64 | 1 | 365 | 4.1644 | 0.34148 | 4 | 0.50585
23269 | 4.42 | 1 | 365 | 5.0567 | 0.12894 | 5 | 0.18567
23268 | 2.805 | 1 | 365 | 3.2091 | 0.42798 | 3 | 0.63706
23272 | 3.9 | 1 | 365 | 4.4618 | 0.9373 | 5 | 0.39912
23274 | 13.26 | 1 | 365 | 15.1702 | 0.38683 | 15 | 0.55701
23277 | 7.8 | 1 | 365 | 8.9236 | 0.8746 | 9 | 0.79824
23475 | 5.2 | 1 | 365 | 5.9491 | 0.9164 | 6 | 0.86549
23478 | 10.66 | 1 | 365 | 12.1956 | 0.42863 | 12 | 0.62426
23479 | 10.455 | 1 | 365 | 11.9611 | 0.95885 | 12 | 0.91995
23480 | 7.14 | 1 | 365 | 8.1686 | 0.36214 | 8 | 0.5307
23481 | 8.84 | 1 | 365 | 10.1135 | 0.25789 | 10 | 0.37134
23279 | 9.69 | 1 | 365 | 11.0859 | 0.20576 | 11 | 0.29166
23281 | 2.295 | 1 | 365 | 2.6256 | 0.25926 | 2 | 0.88487
23285 | 3.9 | 1 | 365 | 4.4618 | 0.9373 | 5 | 0.39912
23290 | 2.86 | 1 | 365 | 3.272 | 0.55402 | 3 | 0.82602
23289 | 13.515 | 1 | 365 | 15.4619 | 0.97119 | 16 | 0.43311
23288 | 6.76 | 1 | 365 | 7.7338 | 0.49132 | 8 | 0.22514
23292 | 5.98 | 1 | 365 | 6.8415 | 0.70386 | 7 | 0.54532
23291 | 3.12 | 1 | 365 | 3.5695 | 0.14984 | 3 | 0.7193
23293 | 10.92 | 1 | 365 | 12.4931 | 0.024447 | 12 | 0.51754
21543 | 7.02 | 1 | 365 | 8.0313 | 0.087144 | 8 | 0.11842
22212 | 15.6 | 1 | 365 | 17.8473 | 0.74921 | 18 | 0.59648
22165 | 13 | 1 | 365 | 14.8727 | 0.79101 | 15 | 0.66374
21945 | 8.06 | 1 | 365 | 9.2211 | 0.47042 | 9 | 0.69152
21918 | 10.66 | 1 | 365 | 12.1956 | 0.42863 | 12 | 0.62426
21861 | 3.38 | 1 | 365 | 3.8669 | 0.74566 | 4 | 0.61257
21874 | 5.1 | 1 | 365 | 5.8347 | 0.68724 | 6 | 0.52193
21894 | 4.94 | 1 | 365 | 5.6516 | 0.32058 | 5 | 0.97222
21910 | 6.76 | 1 | 365 | 7.7338 | 0.49132 | 8 | 0.22514
21905 | 5.46 | 1 | 365 | 6.2465 | 0.51222 | 6 | 0.75877
21923 | 6.5 | 1 | 365 | 7.4364 | 0.8955 | 8 | 0.33187
21931 | 3.64 | 1 | 365 | 4.1644 | 0.34148 | 4 | 0.50585
22002 | 6.76 | 1 | 365 | 7.7338 | 0.49132 | 8 | 0.22514
22030 | 10.14 | 1 | 365 | 11.6007 | 0.23699 | 11 | 0.83771
23488 | 5.355 | 1 | 365 | 6.1264 | 0.2716 | 6 | 0.39802
23487 | 3.9 | 1 | 365 | 4.4618 | 0.9373 | 5 | 0.39912
22005 | 2.86 | 1 | 365 | 3.272 | 0.55402 | 3 | 0.82602
23494 | 4.335 | 1 | 365 | 4.9595 | 0.93416 | 5 | 0.89364
23492 | 4.59 | 1 | 365 | 5.2512 | 0.51852 | 5 | 0.76973
22085 | 8.84 | 1 | 365 | 10.1135 | 0.25789 | 10 | 0.37134
23496 | 7.28 | 1 | 365 | 8.3287 | 0.68296 | 9 | 0.011692
22012 | 5.61 | 1 | 365 | 6.4182 | 0.85597 | 7 | 0.27412
23498 | 5.61 | 1 | 365 | 6.4182 | 0.85597 | 7 | 0.27412
23504 | 9.435 | 1 | 365 | 10.7942 | 0.6214 | 11 | 0.41557
23500 | 9.1 | 1 | 365 | 10.4109 | 0.85371 | 11 | 0.26462
23508 | 10.92 | 1 | 365 | 12.4931 | 0.024447 | 12 | 0.51754
23510 | 10.2 | 1 | 365 | 11.6694 | 0.37448 | 12 | 0.043854
23512 | 14.04 | 1 | 365 | 16.0625 | 0.17429 | 16 | 0.23683
23490 | 4.8 | 1 | 365 | 5.4915 | 0.99976 | 6 | 0.49123
23514 | 2.08 | 1 | 365 | 2.3796 | 0.76656 | 3 | 0.1462
23515 | 6.76 | 1 | 365 | 7.7338 | 0.49132 | 8 | 0.22514
23517 | 11.22 | 1 | 365 | 12.8363 | 0.71193 | 13 | 0.54824
23519 | 2.34 | 1 | 365 | 2.6771 | 0.36238 | 3 | 0.039472
23309 | 15.08 | 1 | 365 | 17.2524 | 0.55757 | 17 | 0.80993
23310 | 5.46 | 1 | 365 | 6.2465 | 0.51222 | 6 | 0.75877
23313 | 5.72 | 1 | 365 | 6.544 | 0.10804 | 6 | 0.65204
23318 | 11.44 | 1 | 365 | 13.088 | 0.21609 | 13 | 0.30409
23329 | 7.8 | 1 | 365 | 8.9236 | 0.8746 | 9 | 0.79824
23336 | 11.7 | 1 | 365 | 13.3855 | 0.81191 | 14 | 0.19736
23340 | 4.42 | 1 | 365 | 5.0567 | 0.12894 | 5 | 0.18567
23346 | 10.4 | 1 | 365 | 11.8982 | 0.83281 | 12 | 0.73099
23357 | 4.42 | 1 | 365 | 5.0567 | 0.12894 | 5 | 0.18567
23361 | 8.32 | 1 | 365 | 9.5185 | 0.066245 | 9 | 0.58479
23363 | 8.925 | 1 | 365 | 10.2107 | 0.45267 | 10 | 0.66337
23379 | 3.64 | 1 | 365 | 4.1644 | 0.34148 | 4 | 0.50585
23384 | 5.2 | 1 | 365 | 5.9491 | 0.9164 | 6 | 0.86549
23390 | 8.215 | 1 | 365 | 9.3984 | 0.82563 | 10 | 0.22405
23394 | 3.38 | 1 | 365 | 3.8669 | 0.74566 | 4 | 0.61257
23398 | 8.84 | 1 | 365 | 10.1135 | 0.25789 | 10 | 0.37134
23404 | 6.095 | 1 | 365 | 6.973 | 0.9674 | 7 | 0.94042
23408 | 5.83 | 1 | 365 | 6.6698 | 0.36012 | 7 | 0.029968
23425 | 9.62 | 1 | 365 | 11.0058 | 0.045346 | 11 | 0.051165
23429 | 7.65 | 1 | 365 | 8.752 | 0.53086 | 9 | 0.28289
23432 | 2.04 | 1 | 365 | 2.3339 | 0.6749 | 3 | 0.0087709
23436 | 3.9 | 1 | 365 | 4.4618 | 0.9373 | 5 | 0.39912
23439 | 4.16 | 1 | 365 | 4.7593 | 0.53312 | 5 | 0.2924
23466 | 18.46 | 1 | 365 | 21.1193 | 0.30323 | 21 | 0.42251
23469 | 9.1 | 1 | 365 | 10.4109 | 0.85371 | 11 | 0.26462
23471 | 3.12 | 1 | 365 | 3.5695 | 0.14984 | 3 | 0.7193
22999 | 6.12 | 1 | 365 | 7.0016 | 0.02469 | 7 | 0.026313
23095 | 5.355 | 1 | 365 | 6.1264 | 0.2716 | 6 | 0.39802
23112 | 5.355 | 1 | 365 | 6.1264 | 0.2716 | 6 | 0.39802
22316 | 10.92 | 1 | 365 | 12.4931 | 0.024447 | 12 | 0.51754
23297 | 6.82 | 1 | 365 | 7.8025 | 0.62882 | 8 | 0.43128
23296 | 8.47 | 1 | 365 | 9.6902 | 0.40999 | 10 | 0.10014
23299 | 6.725 | 1 | 365 | 7.6938 | 0.41112 | 8 | 0.10489
23302 | 6.065 | 1 | 365 | 6.9387 | 0.89865 | 7 | 0.83735
23303 | 5.725 | 1 | 365 | 6.5497 | 0.1195 | 6 | 0.66922
23304 | 4.47 | 1 | 365 | 5.1139 | 0.24352 | 5 | 0.35745
23307 | 6.3 | 1 | 365 | 7.2076 | 0.43718 | 7 | 0.64473
23319 | 6.065 | 1 | 365 | 6.9387 | 0.89865 | 7 | 0.83735
23321 | 8.47 | 1 | 365 | 9.6902 | 0.40999 | 10 | 0.10014
23324 | 6.065 | 1 | 365 | 6.9387 | 0.89865 | 7 | 0.83735
23339 | 7.905 | 1 | 365 | 9.0438 | 0.11522 | 9 | 0.15899
23341 | 8.16 | 1 | 365 | 9.3355 | 0.69959 | 10 | 0.035084
23347 | 8.67 | 1 | 365 | 9.919 | 0.86831 | 10 | 0.78728
23351 | 10.725 | 1 | 365 | 12.27 | 0.57758 | 12 | 0.84758
23354 | 5.865 | 1 | 365 | 6.7099 | 0.44033 | 7 | 0.15022
23356 | 7.14 | 1 | 365 | 8.1686 | 0.36214 | 8 | 0.5307
23380 | 4.08 | 1 | 365 | 4.6677 | 0.34979 | 5 | 0.017542
23385 | 7.28 | 1 | 365 | 8.3287 | 0.68296 | 9 | 0.011692
23387 | 8.16 | 1 | 365 | 9.3355 | 0.69959 | 10 | 0.035084
23388 | 7.395 | 1 | 365 | 8.4603 | 0.9465 | 9 | 0.40679
23393 | 5.775 | 1 | 365 | 6.6069 | 0.23408 | 6 | 0.84101
23397 | 7.14 | 1 | 365 | 8.1686 | 0.36214 | 8 | 0.5307
23402 | 8.67 | 1 | 365 | 9.919 | 0.86831 | 10 | 0.78728
23395 | 9.945 | 1 | 365 | 11.3776 | 0.79012 | 12 | 0.16776
23405 | 7.975 | 1 | 365 | 9.1238 | 0.27564 | 9 | 0.39948
23407 | 8.525 | 1 | 365 | 9.7531 | 0.53603 | 10 | 0.2891
23410 | 11.73 | 1 | 365 | 13.4198 | 0.88066 | 14 | 0.30043
23415 | 7.65 | 1 | 365 | 8.752 | 0.53086 | 9 | 0.28289
22463 | 7 | 1 | 365 | 8.0084 | 0.041312 | 8 | 0.049704
23448 | 5.04 | 1 | 365 | 5.766 | 0.54974 | 6 | 0.31579
23450 | 7.56 | 1 | 365 | 8.6491 | 0.32462 | 8 | 0.97368
23452 | 5.04 | 1 | 365 | 5.766 | 0.54974 | 6 | 0.31579
23453 | 5.88 | 1 | 365 | 6.727 | 0.4747 | 7 | 0.20175
23454 | 6.6 | 1 | 365 | 7.5508 | 0.12467 | 7 | 0.67544
23456 | 6.44 | 1 | 365 | 7.3677 | 0.75801 | 8 | 0.12573
23457 | 7.425 | 1 | 365 | 8.4946 | 0.015249 | 8 | 0.50986
23458 | 4.335 | 1 | 365 | 4.9595 | 0.93416 | 5 | 0.89364
23459 | 5.61 | 1 | 365 | 6.4182 | 0.85597 | 7 | 0.27412
23460 | 4.48 | 1 | 365 | 5.1254 | 0.26644 | 5 | 0.39181
23358 | 3.06 | 1 | 365 | 3.5008 | 0.012345 | 3 | 0.51316
23462 | 4.08 | 1 | 365 | 4.6677 | 0.34979 | 5 | 0.017542
23526 | 13.78 | 1 | 365 | 15.7651 | 0.57847 | 16 | 0.34356
21583 | 3.38 | 1 | 365 | 3.8669 | 0.74566 | 4 | 0.61257
21655 | 10.14 | 1 | 365 | 11.6007 | 0.23699 | 11 | 0.83771
23528 | 5.46 | 1 | 365 | 6.2465 | 0.51222 | 6 | 0.75877
23530 | 11.96 | 1 | 365 | 13.6829 | 0.40773 | 14 | 0.090637
23532 | 2.34 | 1 | 365 | 2.6771 | 0.36238 | 3 | 0.039472
23534 | 6.76 | 1 | 365 | 7.7338 | 0.49132 | 8 | 0.22514
23536 | 4.94 | 1 | 365 | 5.6516 | 0.32058 | 5 | 0.97222
23539 | 3.38 | 1 | 365 | 3.8669 | 0.74566 | 4 | 0.61257
23542 | 2.6 | 1 | 365 | 2.9745 | 0.9582 | 3 | 0.93275
23566 | 6.885 | 1 | 365 | 7.8768 | 0.77778 | 8 | 0.6546
23567 | 3.825 | 1 | 365 | 4.376 | 0.76543 | 5 | 0.14145
23569 | 9.1 | 1 | 365 | 10.4109 | 0.85371 | 11 | 0.26462
23571 | 7.02 | 1 | 365 | 8.0313 | 0.087144 | 8 | 0.11842
23577 | 4.42 | 1 | 365 | 5.0567 | 0.12894 | 5 | 0.18567
23581 | 5.72 | 1 | 365 | 6.544 | 0.10804 | 6 | 0.65204
93 | 2888.58 | 0.7 | 365 | 2313.2881 | 0.6613 | 2313 | 0.9494
13312 | 1128.33 | 0.7 | 365 | 903.6109 | 0.98936 | 904 | 0.60025
23636 | 7.75 | 1 | 365 | 8.8664 | 0.76002 | 9 | 0.62646
23579 | 3.64 | 1 | 365 | 4.1644 | 0.34148 | 4 | 0.50585
23582 | 7.54 | 1 | 365 | 8.6262 | 0.27878 | 8 | 0.90497
22537 | 390 | 0.9 | 365 | 401.5637 | 0.35722 | 401 | 0.92087
23583 | 4.68 | 1 | 365 | 5.3542 | 0.72476 | 6 | 0.078945
23572 | 10.92 | 1 | 365 | 12.4931 | 0.024447 | 12 | 0.51754
23590 | 6.89 | 1 | 365 | 7.8825 | 0.78923 | 8 | 0.67178
23578 | 2.6 | 1 | 365 | 2.9745 | 0.9582 | 3 | 0.93275
23609 | 3.38 | 1 | 365 | 3.8669 | 0.74566 | 4 | 0.61257
23608 | 8.32 | 1 | 365 | 9.5185 | 0.066245 | 9 | 0.58479
23611 | 7.8 | 1 | 365 | 8.9236 | 0.8746 | 9 | 0.79824
23615 | 13.78 | 1 | 365 | 15.7651 | 0.57847 | 16 | 0.34356
23620 | 9.88 | 1 | 365 | 11.3033 | 0.64117 | 11 | 0.94444
23624 | 6.12 | 1 | 365 | 7.0016 | 0.02469 | 7 | 0.026313
23595 | 4.94 | 1 | 365 | 5.6516 | 0.32058 | 5 | 0.97222
23607 | 9.36 | 1 | 365 | 10.7084 | 0.44953 | 11 | 0.15789
23628 | 5.565 | 1 | 365 | 6.3667 | 0.75284 | 7 | 0.11951
23625 | 4.335 | 1 | 365 | 4.9595 | 0.93416 | 5 | 0.89364
23629 | 4.94 | 1 | 365 | 5.6516 | 0.32058 | 5 | 0.97222
23630 | 4.42 | 1 | 365 | 5.0567 | 0.12894 | 5 | 0.18567
23631 | 3.12 | 1 | 365 | 3.5695 | 0.14984 | 3 | 0.7193
23632 | 3.9 | 1 | 365 | 4.4618 | 0.9373 | 5 | 0.39912
23633 | 7.02 | 1 | 365 | 8.0313 | 0.087144 | 8 | 0.11842
23654 | 5.46 | 1 | 365 | 6.2465 | 0.51222 | 6 | 0.75877
23655 | 12.48 | 1 | 365 | 14.2778 | 0.59937 | 14 | 0.87719
23656 | 4.68 | 1 | 365 | 5.3542 | 0.72476 | 6 | 0.078945
23658 | 7.8 | 1 | 365 | 8.9236 | 0.8746 | 9 | 0.79824
23660 | 6.24 | 1 | 365 | 7.1389 | 0.29968 | 7 | 0.43859
23662 | 4.42 | 1 | 365 | 5.0567 | 0.12894 | 5 | 0.18567
23666 | 14.3 | 1 | 365 | 16.36 | 0.77011 | 17 | 0.13011
23670 | 3.12 | 1 | 365 | 3.5695 | 0.14984 | 3 | 0.7193
23671 | 9.54 | 1 | 365 | 10.9143 | 0.86202 | 11 | 0.77631
23673 | 7.28 | 1 | 365 | 8.3287 | 0.68296 | 9 | 0.011692
23675 | 6.12 | 1 | 365 | 7.0016 | 0.02469 | 7 | 0.026313
23674 | 6.625 | 1 | 365 | 7.5794 | 0.18196 | 7 | 0.76133
23676 | 4.42 | 1 | 365 | 5.0567 | 0.12894 | 5 | 0.18567
23678 | 5.46 | 1 | 365 | 6.2465 | 0.51222 | 6 | 0.75877
23677 | 3.38 | 1 | 365 | 3.8669 | 0.74566 | 4 | 0.61257
23680 | 3.24 | 1 | 365 | 3.7067 | 0.42484 | 4 | 0.13158
23681 | 6.63 | 1 | 365 | 7.5851 | 0.19341 | 7 | 0.77851
23683 | 7.8 | 1 | 365 | 8.9236 | 0.8746 | 9 | 0.79824
23685 | 7.02 | 1 | 365 | 8.0313 | 0.087144 | 8 | 0.11842
23688 | 7.02 | 1 | 365 | 8.0313 | 0.087144 | 8 | 0.11842
23689 | 3.9 | 1 | 365 | 4.4618 | 0.9373 | 5 | 0.39912
23690 | 4.94 | 1 | 365 | 5.6516 | 0.32058 | 5 | 0.97222
23521 | 5.46 | 1 | 365 | 6.2465 | 0.51222 | 6 | 0.75877
23693 | 6.5 | 1 | 365 | 7.4364 | 0.8955 | 8 | 0.33187
23694 | 8.06 | 1 | 365 | 9.2211 | 0.47042 | 9 | 0.69152
23696 | 7.02 | 1 | 365 | 8.0313 | 0.087144 | 8 | 0.11842
23697 | 8.58 | 1 | 365 | 9.816 | 0.66207 | 10 | 0.47807
23700 | 7.28 | 1 | 365 | 8.3287 | 0.68296 | 9 | 0.011692
23702 | 4.42 | 1 | 365 | 5.0567 | 0.12894 | 5 | 0.18567
23704 | 3.12 | 1 | 365 | 3.5695 | 0.14984 | 3 | 0.7193
23708 | 10.4 | 1 | 365 | 11.8982 | 0.83281 | 12 | 0.73099
23713 | 10.4 | 1 | 365 | 11.8982 | 0.83281 | 12 | 0.73099
23721 | 7.54 | 1 | 365 | 8.6262 | 0.27878 | 8 | 0.90497
23715 | 9.1 | 1 | 365 | 10.4109 | 0.85371 | 11 | 0.26462
23717 | 4.94 | 1 | 365 | 5.6516 | 0.32058 | 5 | 0.97222
23718 | 3.38 | 1 | 365 | 3.8669 | 0.74566 | 4 | 0.61257
23720 | 7.54 | 1 | 365 | 8.6262 | 0.27878 | 8 | 0.90497
23719 | 3.9 | 1 | 365 | 4.4618 | 0.9373 | 5 | 0.39912
26492 | 5.25 | 1 | 365 | 6.0063 | 0.030984 | 6 | 0.037278
25167 | 4.05 | 1 | 365 | 4.6334 | 0.28104 | 4 | 0.91447
25832 | 29.964 | 0.9 | 365 | 30.8524 | 0.79938 | 31 | 0.65183
23135 | 4.05 | 1 | 365 | 4.6334 | 0.28104 | 4 | 0.91447
23722 | 22.44 | 1 | 365 | 25.6726 | 0.42386 | 26 | 0.09648
23782 | 3.6 | 1 | 365 | 4.1186 | 0.24982 | 4 | 0.36842
23786 | 10.5 | 1 | 365 | 12.0126 | 0.061968 | 12 | 0.074556
23723 | 5.865 | 1 | 365 | 6.7099 | 0.44033 | 7 | 0.15022
23725 | 7.28 | 1 | 365 | 8.3287 | 0.68296 | 9 | 0.011692
23726 | 9.88 | 1 | 365 | 11.3033 | 0.64117 | 11 | 0.94444
23727 | 7.395 | 1 | 365 | 8.4603 | 0.9465 | 9 | 0.40679
23728 | 4.16 | 1 | 365 | 4.7593 | 0.53312 | 5 | 0.2924
23729 | 2.6 | 1 | 365 | 2.9745 | 0.9582 | 3 | 0.93275
23730 | 9.18 | 1 | 365 | 10.5024 | 0.037035 | 10 | 0.53947
23733 | 4.42 | 1 | 365 | 5.0567 | 0.12894 | 5 | 0.18567
23732 | 6.24 | 1 | 365 | 7.1389 | 0.29968 | 7 | 0.43859
23736 | 3.64 | 1 | 365 | 4.1644 | 0.34148 | 4 | 0.50585
23734 | 4.68 | 1 | 365 | 5.3542 | 0.72476 | 6 | 0.078945
23737 | 11.7 | 1 | 365 | 13.3855 | 0.81191 | 14 | 0.19736
23740 | 6.24 | 1 | 365 | 7.1389 | 0.29968 | 7 | 0.43859
23742 | 2.86 | 1 | 365 | 3.272 | 0.55402 | 3 | 0.82602
23741 | 7.54 | 1 | 365 | 8.6262 | 0.27878 | 8 | 0.90497
23744 | 4.68 | 1 | 365 | 5.3542 | 0.72476 | 6 | 0.078945
23749 | 4.16 | 1 | 365 | 4.7593 | 0.53312 | 5 | 0.2924
23679 | 7.96 | 1 | 365 | 9.1067 | 0.24126 | 9 | 0.34795
23771 | 5.2 | 1 | 365 | 5.9491 | 0.9164 | 6 | 0.86549
23772 | 7.28 | 1 | 365 | 8.3287 | 0.68296 | 9 | 0.011692
23773 | 5.72 | 1 | 365 | 6.544 | 0.10804 | 6 | 0.65204
23775 | 5.98 | 1 | 365 | 6.8415 | 0.70386 | 7 | 0.54532
23789 | 5.355 | 1 | 365 | 6.1264 | 0.2716 | 6 | 0.39802
23790 | 5.1 | 1 | 365 | 5.8347 | 0.68724 | 6 | 0.52193
23791 | 10.92 | 1 | 365 | 12.4931 | 0.024447 | 12 | 0.51754
23792 | 7.54 | 1 | 365 | 8.6262 | 0.27878 | 8 | 0.90497
23793 | 7.02 | 1 | 365 | 8.0313 | 0.087144 | 8 | 0.11842
23796 | 2.86 | 1 | 365 | 3.272 | 0.55402 | 3 | 0.82602
23794 | 3.64 | 1 | 365 | 4.1644 | 0.34148 | 4 | 0.50585
23795 | 10.14 | 1 | 365 | 11.6007 | 0.23699 | 11 | 0.83771
23799 | 3.12 | 1 | 365 | 3.5695 | 0.14984 | 3 | 0.7193
23800 | 2.04 | 1 | 365 | 2.3339 | 0.6749 | 3 | 0.0087709
23802 | 9.36 | 1 | 365 | 10.7084 | 0.44953 | 11 | 0.15789
23803 | 8.06 | 1 | 365 | 9.2211 | 0.47042 | 9 | 0.69152
23798 | 10.92 | 1 | 365 | 12.4931 | 0.024447 | 12 | 0.51754
23804 | 4.05 | 1 | 365 | 4.6334 | 0.28104 | 4 | 0.91447
23805 | 6.76 | 1 | 365 | 7.7338 | 0.49132 | 8 | 0.22514
23808 | 8.58 | 1 | 365 | 9.816 | 0.66207 | 10 | 0.47807
23807 | 9.1 | 1 | 365 | 10.4109 | 0.85371 | 11 | 0.26462
23810 | 18.5 | 1 | 365 | 21.165 | 0.3949 | 21 | 0.55993
23812 | 7.02 | 1 | 365 | 8.0313 | 0.087144 | 8 | 0.11842
23814 | 13.515 | 1 | 365 | 15.4619 | 0.97119 | 16 | 0.43311
23815 | 8.84 | 1 | 365 | 10.1135 | 0.25789 | 10 | 0.37134
23819 | 3.64 | 1 | 365 | 4.1644 | 0.34148 | 4 | 0.50585
23817 | 20.8 | 1 | 365 | 23.7964 | 0.66561 | 24 | 0.46198
23818 | 12.74 | 1 | 365 | 14.5753 | 0.19519 | 14 | 0.77046
23821 | 6.76 | 1 | 365 | 7.7338 | 0.49132 | 8 | 0.22514
23823 | 4.59 | 1 | 365 | 5.2512 | 0.51852 | 5 | 0.76973
23824 | 8.215 | 1 | 365 | 9.3984 | 0.82563 | 10 | 0.22405
23825 | 3.825 | 1 | 365 | 4.376 | 0.76543 | 5 | 0.14145
23827 | 12.74 | 1 | 365 | 14.5753 | 0.19519 | 14 | 0.77046
23828 | 5.355 | 1 | 365 | 6.1264 | 0.2716 | 6 | 0.39802
23830 | 7.8 | 1 | 365 | 8.9236 | 0.8746 | 9 | 0.79824
23833 | 6.5 | 1 | 365 | 7.4364 | 0.8955 | 8 | 0.33187
23832 | 13.26 | 1 | 365 | 15.1702 | 0.38683 | 15 | 0.55701
23834 | 7.28 | 1 | 365 | 8.3287 | 0.68296 | 9 | 0.011692
23835 | 8.06 | 1 | 365 | 9.2211 | 0.47042 | 9 | 0.69152
23837 | 6.24 | 1 | 365 | 7.1389 | 0.29968 | 7 | 0.43859
23659 | 2.08 | 1 | 365 | 2.3796 | 0.76656 | 3 | 0.1462
23751 | 2.6 | 1 | 365 | 2.9745 | 0.9582 | 3 | 0.93275
23758 | 6.63 | 1 | 365 | 7.5851 | 0.19341 | 7 | 0.77851
23134 | 6.76 | 1 | 365 | 7.7338 | 0.49132 | 8 | 0.22514
23864 | 4.94 | 1 | 365 | 5.6516 | 0.32058 | 5 | 0.97222
23797 | 48 | 0.9 | 365 | 49.4232 | 0.99781 | 50 | 0.42103
23867 | 5.1 | 1 | 365 | 5.8347 | 0.68724 | 6 | 0.52193
23868 | 19.24 | 1 | 365 | 22.0116 | 0.090692 | 22 | 0.10233
23870 | 7.02 | 1 | 365 | 8.0313 | 0.087144 | 8 | 0.11842
23874 | 12.48 | 1 | 365 | 14.2778 | 0.59937 | 14 | 0.87719
23877 | 9.1 | 1 | 365 | 10.4109 | 0.85371 | 11 | 0.26462
23879 | 7.575 | 1 | 365 | 8.6662 | 0.35899 | 9 | 0.025215
23880 | 9.96 | 1 | 365 | 11.3948 | 0.8245 | 12 | 0.21929
23883 | 5.805 | 1 | 365 | 6.6412 | 0.30283 | 6 | 0.94408
23884 | 7.96 | 1 | 365 | 9.1067 | 0.24126 | 9 | 0.34795
23886 | 4.79 | 1 | 365 | 5.48 | 0.97684 | 6 | 0.45687
23890 | 3.12 | 1 | 365 | 3.5695 | 0.14984 | 3 | 0.7193
23892 | 3.28 | 1 | 365 | 3.7525 | 0.5165 | 4 | 0.269
23896 | 5.1 | 1 | 365 | 5.8347 | 0.68724 | 6 | 0.52193
23898 | 7.65 | 1 | 365 | 8.752 | 0.53086 | 9 | 0.28289
23900 | 6.375 | 1 | 365 | 7.2934 | 0.60905 | 7 | 0.90241
23897 | 4.16 | 1 | 365 | 4.7593 | 0.53312 | 5 | 0.2924
23908 | 4.16 | 1 | 365 | 4.7593 | 0.53312 | 5 | 0.2924
23910 | 12.455 | 1 | 365 | 14.2492 | 0.54208 | 14 | 0.79129
23912 | 7.905 | 1 | 365 | 9.0438 | 0.11522 | 9 | 0.15899
23917 | 6.375 | 1 | 365 | 7.2934 | 0.60905 | 7 | 0.90241
23919 | 6.12 | 1 | 365 | 7.0016 | 0.02469 | 7 | 0.026313
23921 | 5.775 | 1 | 365 | 6.6069 | 0.23408 | 6 | 0.84101
23924 | 4.59 | 1 | 365 | 5.2512 | 0.51852 | 5 | 0.76973
23925 | 4.59 | 1 | 365 | 5.2512 | 0.51852 | 5 | 0.76973
23928 | 4.845 | 1 | 365 | 5.543 | 0.10288 | 5 | 0.64583
23929 | 9.9 | 1 | 365 | 11.3262 | 0.687 | 12 | 0.013153
23935 | 4.59 | 1 | 365 | 5.2512 | 0.51852 | 5 | 0.76973
23937 | 7.905 | 1 | 365 | 9.0438 | 0.11522 | 9 | 0.15899
23940 | 10.455 | 1 | 365 | 11.9611 | 0.95885 | 12 | 0.91995
23942 | 4.94 | 1 | 365 | 5.6516 | 0.32058 | 5 | 0.97222
23926 | 6.44 | 1 | 365 | 7.3677 | 0.75801 | 8 | 0.12573
23948 | 3.18 | 1 | 365 | 3.6381 | 0.28734 | 3 | 0.92544
24275 | 5.72 | 1 | 365 | 6.544 | 0.10804 | 6 | 0.65204
24277 | 4.16 | 1 | 365 | 4.7593 | 0.53312 | 5 | 0.2924
24280 | 3.315 | 1 | 365 | 3.7925 | 0.59671 | 4 | 0.38925
24279 | 3.64 | 1 | 365 | 4.1644 | 0.34148 | 4 | 0.50585
24281 | 12.74 | 1 | 365 | 14.5753 | 0.19519 | 14 | 0.77046
24283 | 7.02 | 1 | 365 | 8.0313 | 0.087144 | 8 | 0.11842
23952 | 5.98 | 1 | 365 | 6.8415 | 0.70386 | 7 | 0.54532
23963 | 7.56 | 1 | 365 | 8.6491 | 0.32462 | 8 | 0.97368
22105 | 6.24 | 1 | 365 | 7.1389 | 0.29968 | 7 | 0.43859
23965 | 6.44 | 1 | 365 | 7.3677 | 0.75801 | 8 | 0.12573
23966 | 5.775 | 1 | 365 | 6.6069 | 0.23408 | 6 | 0.84101
23958 | 5.98 | 1 | 365 | 6.8415 | 0.70386 | 7 | 0.54532
23967 | 7.28 | 1 | 365 | 8.3287 | 0.68296 | 9 | 0.011692
23969 | 7.975 | 1 | 365 | 9.1238 | 0.27564 | 9 | 0.39948
23970 | 5.775 | 1 | 365 | 6.6069 | 0.23408 | 6 | 0.84101
23972 | 8.68 | 1 | 365 | 9.9304 | 0.89123 | 10 | 0.82163
23973 | 6.76 | 1 | 365 | 7.7338 | 0.49132 | 8 | 0.22514
23975 | 4.48 | 1 | 365 | 5.1254 | 0.26644 | 5 | 0.39181
23974 | 10.92 | 1 | 365 | 12.4931 | 0.024447 | 12 | 0.51754
24285 | 14.04 | 1 | 365 | 16.0625 | 0.17429 | 16 | 0.23683
23976 | 5.61 | 1 | 365 | 6.4182 | 0.85597 | 7 | 0.27412
23978 | 4.94 | 1 | 365 | 5.6516 | 0.32058 | 5 | 0.97222
23981 | 3.12 | 1 | 365 | 3.5695 | 0.14984 | 3 | 0.7193
23983 | 10.92 | 1 | 365 | 12.4931 | 0.024447 | 12 | 0.51754
24287 | 5.46 | 1 | 365 | 6.2465 | 0.51222 | 6 | 0.75877
24289 | 9.1 | 1 | 365 | 10.4109 | 0.85371 | 11 | 0.26462
23945 | 12.495 | 1 | 365 | 14.295 | 0.63374 | 14 | 0.92872
23988 | 11.2 | 1 | 365 | 12.8134 | 0.6661 | 13 | 0.47953
23990 | 7.28 | 1 | 365 | 8.3287 | 0.68296 | 9 | 0.011692
23989 | 5.2 | 1 | 365 | 5.9491 | 0.9164 | 6 | 0.86549
24290 | 4.08 | 1 | 365 | 4.6677 | 0.34979 | 5 | 0.017542
23993 | 4.94 | 1 | 365 | 5.6516 | 0.32058 | 5 | 0.97222
23994 | 3.38 | 1 | 365 | 3.8669 | 0.74566 | 4 | 0.61257
24291 | 7.54 | 1 | 365 | 8.6262 | 0.27878 | 8 | 0.90497
23998 | 6.76 | 1 | 365 | 7.7338 | 0.49132 | 8 | 0.22514
24293 | 8.84 | 1 | 365 | 10.1135 | 0.25789 | 10 | 0.37134
24011 | 4.2 | 1 | 365 | 4.805 | 0.62479 | 5 | 0.42982
24292 | 6.76 | 1 | 365 | 7.7338 | 0.49132 | 8 | 0.22514
24015 | 7.65 | 1 | 365 | 8.752 | 0.53086 | 9 | 0.28289
24016 | 4.76 | 1 | 365 | 5.4457 | 0.90809 | 6 | 0.3538
24294 | 8.64 | 1 | 365 | 9.8846 | 0.79956 | 10 | 0.68421
24295 | 10.4 | 1 | 365 | 11.8982 | 0.83281 | 12 | 0.73099
24296 | 8.06 | 1 | 365 | 9.2211 | 0.47042 | 9 | 0.69152
24297 | 10.92 | 1 | 365 | 12.4931 | 0.024447 | 12 | 0.51754
24018 | 7.395 | 1 | 365 | 8.4603 | 0.9465 | 9 | 0.40679
24298 | 14.04 | 1 | 365 | 16.0625 | 0.17429 | 16 | 0.23683
24299 | 11.96 | 1 | 365 | 13.6829 | 0.40773 | 14 | 0.090637
24300 | 9.1 | 1 | 365 | 10.4109 | 0.85371 | 11 | 0.26462
24301 | 4.68 | 1 | 365 | 5.3542 | 0.72476 | 6 | 0.078945
24302 | 3.64 | 1 | 365 | 4.1644 | 0.34148 | 4 | 0.50585
24303 | 7.8 | 1 | 365 | 8.9236 | 0.8746 | 9 | 0.79824
24304 | 8.32 | 1 | 365 | 9.5185 | 0.066245 | 9 | 0.58479
24305 | 3.9 | 1 | 365 | 4.4618 | 0.9373 | 5 | 0.39912
24029 | 5.61 | 1 | 365 | 6.4182 | 0.85597 | 7 | 0.27412
24306 | 5.72 | 1 | 365 | 6.544 | 0.10804 | 6 | 0.65204
23991 | 7.65 | 1 | 365 | 8.752 | 0.53086 | 9 | 0.28289
24307 | 3.64 | 1 | 365 | 4.1644 | 0.34148 | 4 | 0.50585
24026 | 7.15 | 1 | 365 | 8.18 | 0.38505 | 8 | 0.56505
24046 | 4.905 | 1 | 365 | 5.6116 | 0.24038 | 5 | 0.85197
24309 | 7.685 | 1 | 365 | 8.7921 | 0.61107 | 9 | 0.40314
24310 | 14.04 | 1 | 365 | 16.0625 | 0.17429 | 16 | 0.23683
24311 | 4.42 | 1 | 365 | 5.0567 | 0.12894 | 5 | 0.18567
24312 | 6.24 | 1 | 365 | 7.1389 | 0.29968 | 7 | 0.43859
23575 | 5.46 | 1 | 365 | 6.2465 | 0.51222 | 6 | 0.75877
24055 | 12.48 | 1 | 365 | 14.2778 | 0.59937 | 14 | 0.87719
24056 | 7.28 | 1 | 365 | 8.3287 | 0.68296 | 9 | 0.011692
24057 | 10.92 | 1 | 365 | 12.4931 | 0.024447 | 12 | 0.51754
24058 | 4.94 | 1 | 365 | 5.6516 | 0.32058 | 5 | 0.97222
24061 | 9 | 1 | 365 | 10.2965 | 0.62454 | 10 | 0.92105
24060 | 7.02 | 1 | 365 | 8.0313 | 0.087144 | 8 | 0.11842
24059 | 13 | 1 | 365 | 14.8727 | 0.79101 | 15 | 0.66374
24065 | 5.2 | 1 | 365 | 5.9491 | 0.9164 | 6 | 0.86549
24066 | 6.24 | 1 | 365 | 7.1389 | 0.29968 | 7 | 0.43859
24067 | 21.42 | 1 | 365 | 24.5057 | 0.086415 | 24 | 0.59209
24070 | 17.94 | 1 | 365 | 20.5244 | 0.11159 | 20 | 0.63596
24074 | 8.58 | 1 | 365 | 9.816 | 0.66207 | 10 | 0.47807
24076 | 4.42 | 1 | 365 | 5.0567 | 0.12894 | 5 | 0.18567
24075 | 5.72 | 1 | 365 | 6.544 | 0.10804 | 6 | 0.65204
24077 | 4.68 | 1 | 365 | 5.3542 | 0.72476 | 6 | 0.078945
24078 | 5.67 | 1 | 365 | 6.4868 | 0.99346 | 7 | 0.48026
24079 | 3.9 | 1 | 365 | 4.4618 | 0.9373 | 5 | 0.39912
24080 | 5.98 | 1 | 365 | 6.8415 | 0.70386 | 7 | 0.54532
24081 | 5.035 | 1 | 365 | 5.7603 | 0.53829 | 6 | 0.29861
24082 | 14.3 | 1 | 365 | 16.36 | 0.77011 | 17 | 0.13011
24083 | 6.76 | 1 | 365 | 7.7338 | 0.49132 | 8 | 0.22514
24331 | 4.68 | 1 | 365 | 5.3542 | 0.72476 | 6 | 0.078945
24334 | 8.32 | 1 | 365 | 9.5185 | 0.066245 | 9 | 0.58479
24336 | 4.08 | 1 | 365 | 4.6677 | 0.34979 | 5 | 0.017542
23987 | 6.375 | 1 | 365 | 7.2934 | 0.60905 | 7 | 0.90241
23752 | 10.2 | 1 | 365 | 11.6694 | 0.37448 | 12 | 0.043854
24347 | 5.72 | 1 | 365 | 6.544 | 0.10804 | 6 | 0.65204
23337 | 7.14 | 1 | 365 | 8.1686 | 0.36214 | 8 | 0.5307
22886 | 6.885 | 1 | 365 | 7.8768 | 0.77778 | 8 | 0.6546
24114 | 3.825 | 1 | 365 | 4.376 | 0.76543 | 5 | 0.14145
24115 | 9.36 | 1 | 365 | 10.7084 | 0.44953 | 11 | 0.15789
24346 | 6.82 | 1 | 365 | 7.8025 | 0.62882 | 8 | 0.43128
22192 | 6.24 | 1 | 365 | 7.1389 | 0.29968 | 7 | 0.43859
24349 | 9.62 | 1 | 365 | 11.0058 | 0.045346 | 11 | 0.051165
24350 | 5.47 | 1 | 365 | 6.258 | 0.53514 | 6 | 0.79313
13503 | 2.45 | 1 | 365 | 2.8029 | 0.61446 | 3 | 0.4174
20645 | 7.54 | 1 | 365 | 8.6262 | 0.27878 | 8 | 0.90497
24271 | 8.4 | 1 | 365 | 9.6101 | 0.24957 | 9 | 0.85964
24091 | 7.8 | 1 | 365 | 8.9236 | 0.8746 | 9 | 0.79824
14215 | 10.71 | 1 | 365 | 12.2528 | 0.54321 | 12 | 0.79605
14162 | 13.75 | 1 | 365 | 15.7308 | 0.50972 | 16 | 0.24049
24098 | 1.82 | 1 | 365 | 2.0822 | 0.17074 | 2 | 0.25292
19876 | 15.81 | 1 | 365 | 18.0875 | 0.23045 | 18 | 0.31797
24107 | 4.845 | 1 | 365 | 5.543 | 0.10288 | 5 | 0.64583
24163 | 7.14 | 1 | 365 | 8.1686 | 0.36214 | 8 | 0.5307
24068 | 5 | 1 | 365 | 5.7203 | 0.45808 | 6 | 0.17836
24089 | 8.415 | 1 | 365 | 9.6272 | 0.28395 | 9 | 0.91118
24351 | 8.32 | 1 | 365 | 9.5185 | 0.066245 | 9 | 0.58479
24352 | 8.47 | 1 | 365 | 9.6902 | 0.40999 | 10 | 0.10014
24269 | 3 | 1 | 365 | 3.4322 | 0.87485 | 4 | 0.30702
24260 | 6.3 | 1 | 365 | 7.2076 | 0.43718 | 7 | 0.64473
24189 | 7.54 | 1 | 365 | 8.6262 | 0.27878 | 8 | 0.90497
24190 | 5.61 | 1 | 365 | 6.4182 | 0.85597 | 7 | 0.27412
24192 | 10.14 | 1 | 365 | 11.6007 | 0.23699 | 11 | 0.83771
24353 | 12.48 | 1 | 365 | 14.2778 | 0.59937 | 14 | 0.87719
24355 | 6.24 | 1 | 365 | 7.1389 | 0.29968 | 7 | 0.43859
22131 | 4.59 | 1 | 365 | 5.2512 | 0.51852 | 5 | 0.76973
24358 | 4.16 | 1 | 365 | 4.7593 | 0.53312 | 5 | 0.2924
24360 | 5.2 | 1 | 365 | 5.9491 | 0.9164 | 6 | 0.86549
24361 | 6.76 | 1 | 365 | 7.7338 | 0.49132 | 8 | 0.22514
24364 | 4.16 | 1 | 365 | 4.7593 | 0.53312 | 5 | 0.2924
24366 | 6.725 | 1 | 365 | 7.6938 | 0.41112 | 8 | 0.10489
24367 | 5.2 | 1 | 365 | 5.9491 | 0.9164 | 6 | 0.86549
24368 | 8.59 | 1 | 365 | 9.8274 | 0.68498 | 10 | 0.51242
24371 | 5.47 | 1 | 365 | 6.258 | 0.53514 | 6 | 0.79313
24373 | 10.4 | 1 | 365 | 11.8982 | 0.83281 | 12 | 0.73099
24377 | 4.42 | 1 | 365 | 5.0567 | 0.12894 | 5 | 0.18567
24376 | 5.215 | 1 | 365 | 5.9663 | 0.95078 | 6 | 0.91703
24378 | 4.98 | 1 | 365 | 5.6974 | 0.41225 | 6 | 0.10965
24382 | 8.58 | 1 | 365 | 9.816 | 0.66207 | 10 | 0.47807
24379 | 13 | 1 | 365 | 14.8727 | 0.79101 | 15 | 0.66374
24380 | 5.05 | 1 | 365 | 5.7775 | 0.57266 | 6 | 0.35014
24384 | 9.01 | 1 | 365 | 10.3079 | 0.64746 | 10 | 0.9554
23610 | 4.68 | 1 | 365 | 5.3542 | 0.72476 | 6 | 0.078945
23714 | 5.72 | 1 | 365 | 6.544 | 0.10804 | 6 | 0.65204
23968 | 4.68 | 1 | 365 | 5.3542 | 0.72476 | 6 | 0.078945
23587 | 6.76 | 1 | 365 | 7.7338 | 0.49132 | 8 | 0.22514
23568 | 3.9 | 1 | 365 | 4.4618 | 0.9373 | 5 | 0.39912
23593 | 5.98 | 1 | 365 | 6.8415 | 0.70386 | 7 | 0.54532
24386 | 5.47 | 1 | 365 | 6.258 | 0.53514 | 6 | 0.79313
23646 | 6.24 | 1 | 365 | 7.1389 | 0.29968 | 7 | 0.43859
23665 | 3.9 | 1 | 365 | 4.4618 | 0.9373 | 5 | 0.39912
23843 | 6.5 | 1 | 365 | 7.4364 | 0.8955 | 8 | 0.33187
23851 | 3.9 | 1 | 365 | 4.4618 | 0.9373 | 5 | 0.39912
23855 | 13 | 1 | 365 | 14.8727 | 0.79101 | 15 | 0.66374
23943 | 9.36 | 1 | 365 | 10.7084 | 0.44953 | 11 | 0.15789
23954 | 13 | 1 | 365 | 14.8727 | 0.79101 | 15 | 0.66374
23946 | 15.08 | 1 | 365 | 17.2524 | 0.55757 | 17 | 0.80993
23955 | 6.76 | 1 | 365 | 7.7338 | 0.49132 | 8 | 0.22514
23959 | 11.18 | 1 | 365 | 12.7905 | 0.62027 | 13 | 0.41081
24042 | 8.84 | 1 | 365 | 10.1135 | 0.25789 | 10 | 0.37134
24014 | 7.8 | 1 | 365 | 8.9236 | 0.8746 | 9 | 0.79824
24039 | 8.84 | 1 | 365 | 10.1135 | 0.25789 | 10 | 0.37134
24052 | 5.61 | 1 | 365 | 6.4182 | 0.85597 | 7 | 0.27412
19978 | 7.28 | 1 | 365 | 8.3287 | 0.68296 | 9 | 0.011692
20778 | 12.74 | 1 | 365 | 14.5753 | 0.19519 | 14 | 0.77046
21216 | 3.38 | 1 | 365 | 3.8669 | 0.74566 | 4 | 0.61257
20719 | 12.74 | 1 | 365 | 14.5753 | 0.19519 | 14 | 0.77046
21028 | 4.42 | 1 | 365 | 5.0567 | 0.12894 | 5 | 0.18567
17958 | 2.6 | 1 | 365 | 2.9745 | 0.9582 | 3 | 0.93275
23950 | 4.68 | 1 | 365 | 5.3542 | 0.72476 | 6 | 0.078945
24460 | 5.13 | 1 | 365 | 5.869 | 0.75599 | 6 | 0.625
24413 | 6.82 | 1 | 365 | 7.8025 | 0.62882 | 8 | 0.43128
24464 | 8.4 | 1 | 365 | 9.6101 | 0.24957 | 9 | 0.85964
24431 | 2.86 | 1 | 365 | 3.272 | 0.55402 | 3 | 0.82602
24462 | 7.54 | 1 | 365 | 8.6262 | 0.27878 | 8 | 0.90497
24466 | 6.44 | 1 | 365 | 7.3677 | 0.75801 | 8 | 0.12573
24467 | 4.79 | 1 | 365 | 5.48 | 0.97684 | 6 | 0.45687
24437 | 8.32 | 1 | 365 | 9.5185 | 0.066245 | 9 | 0.58479
24470 | 3.02 | 1 | 365 | 3.455 | 0.92068 | 4 | 0.37573
24461 | 8.4 | 1 | 365 | 9.6101 | 0.24957 | 9 | 0.85964
24469 | 9.9 | 1 | 365 | 11.3262 | 0.687 | 12 | 0.013153
24468 | 9.1 | 1 | 365 | 10.4109 | 0.85371 | 11 | 0.26462
24471 | 8.47 | 1 | 365 | 9.6902 | 0.40999 | 10 | 0.10014
24475 | 4.16 | 1 | 365 | 4.7593 | 0.53312 | 5 | 0.2924
24474 | 5.805 | 1 | 365 | 6.6412 | 0.30283 | 6 | 0.94408
24472 | 11.66 | 1 | 365 | 13.3397 | 0.72024 | 14 | 0.059936
24478 | 6.325 | 1 | 365 | 7.2362 | 0.49447 | 7 | 0.73063
24479 | 9.88 | 1 | 365 | 11.3033 | 0.64117 | 11 | 0.94444
24483 | 10.2 | 1 | 365 | 11.6694 | 0.37448 | 12 | 0.043854
24484 | 7.96 | 1 | 365 | 9.1067 | 0.24126 | 9 | 0.34795
24487 | 5.25 | 1 | 365 | 6.0063 | 0.030984 | 6 | 0.037278
24486 | 6.24 | 1 | 365 | 7.1389 | 0.29968 | 7 | 0.43859
24488 | 7.75 | 1 | 365 | 8.8664 | 0.76002 | 9 | 0.62646
24477 | 4.335 | 1 | 365 | 4.9595 | 0.93416 | 5 | 0.89364
24481 | 10.2 | 1 | 365 | 11.6694 | 0.37448 | 12 | 0.043854
24485 | 6 | 1 | 365 | 6.8643 | 0.7497 | 7 | 0.61403
24490 | 7.29 | 1 | 365 | 8.3402 | 0.70588 | 9 | 0.046049
24489 | 6.76 | 1 | 365 | 7.7338 | 0.49132 | 8 | 0.22514
24491 | 2.75 | 1 | 365 | 3.1462 | 0.30194 | 3 | 0.4481
24493 | 9.9 | 1 | 365 | 11.3262 | 0.687 | 12 | 0.013153
24494 | 4.95 | 1 | 365 | 5.6631 | 0.3435 | 6 | 0.0065764
24495 | 8.25 | 1 | 365 | 9.4385 | 0.90583 | 10 | 0.34429
24501 | 7.155 | 1 | 365 | 8.1857 | 0.39651 | 8 | 0.58223
24504 | 11.22 | 1 | 365 | 12.8363 | 0.71193 | 13 | 0.54824
24496 | 6.75 | 1 | 365 | 7.7224 | 0.46841 | 8 | 0.19079
24507 | 5.2 | 1 | 365 | 5.9491 | 0.9164 | 6 | 0.86549
24516 | 4.94 | 1 | 365 | 5.6516 | 0.32058 | 5 | 0.97222
24506 | 5.98 | 1 | 365 | 6.8415 | 0.70386 | 7 | 0.54532
24508 | 7.8 | 1 | 365 | 8.9236 | 0.8746 | 9 | 0.79824
24510 | 10.2 | 1 | 365 | 11.6694 | 0.37448 | 12 | 0.043854
24513 | 7.905 | 1 | 365 | 9.0438 | 0.11522 | 9 | 0.15899
24517 | 6.76 | 1 | 365 | 7.7338 | 0.49132 | 8 | 0.22514
24519 | 5.2 | 1 | 365 | 5.9491 | 0.9164 | 6 | 0.86549
24515 | 5.3 | 1 | 365 | 6.0635 | 0.14556 | 6 | 0.20906
24520 | 8.84 | 1 | 365 | 10.1135 | 0.25789 | 10 | 0.37134
24521 | 9.88 | 1 | 365 | 11.3033 | 0.64117 | 11 | 0.94444
24522 | 13.26 | 1 | 365 | 15.1702 | 0.38683 | 15 | 0.55701
24524 | 3.12 | 1 | 365 | 3.5695 | 0.14984 | 3 | 0.7193
24525 | 10.92 | 1 | 365 | 12.4931 | 0.024447 | 12 | 0.51754
24526 | 7.54 | 1 | 365 | 8.6262 | 0.27878 | 8 | 0.90497
23873 | 15.555 | 1 | 365 | 17.7958 | 0.64609 | 18 | 0.44188
24533 | 2.08 | 1 | 365 | 2.3796 | 0.76656 | 3 | 0.1462
24539 | 8.32 | 1 | 365 | 9.5185 | 0.066245 | 9 | 0.58479
24537 | 2.6 | 1 | 365 | 2.9745 | 0.9582 | 3 | 0.93275
24541 | 7.02 | 1 | 365 | 8.0313 | 0.087144 | 8 | 0.11842
24540 | 11.96 | 1 | 365 | 13.6829 | 0.40773 | 14 | 0.090637
24538 | 8.84 | 1 | 365 | 10.1135 | 0.25789 | 10 | 0.37134
24544 | 10.14 | 1 | 365 | 11.6007 | 0.23699 | 11 | 0.83771
24543 | 5.2 | 1 | 365 | 5.9491 | 0.9164 | 6 | 0.86549
24546 | 5.98 | 1 | 365 | 6.8415 | 0.70386 | 7 | 0.54532
24547 | 9.1 | 1 | 365 | 10.4109 | 0.85371 | 11 | 0.26462
24528 | 9.88 | 1 | 365 | 11.3033 | 0.64117 | 11 | 0.94444
24555 | 11.96 | 1 | 365 | 13.6829 | 0.40773 | 14 | 0.090637
24553 | 13 | 1 | 365 | 14.8727 | 0.79101 | 15 | 0.66374
24554 | 8.84 | 1 | 365 | 10.1135 | 0.25789 | 10 | 0.37134
24512 | 11.7 | 1 | 365 | 13.3855 | 0.81191 | 14 | 0.19736
24559 | 6.5 | 1 | 365 | 7.4364 | 0.8955 | 8 | 0.33187
24558 | 14.04 | 1 | 365 | 16.0625 | 0.17429 | 16 | 0.23683
24560 | 2.34 | 1 | 365 | 2.6771 | 0.36238 | 3 | 0.039472
24561 | 8.06 | 1 | 365 | 9.2211 | 0.47042 | 9 | 0.69152
24562 | 6.24 | 1 | 365 | 7.1389 | 0.29968 | 7 | 0.43859
24564 | 2.86 | 1 | 365 | 3.272 | 0.55402 | 3 | 0.82602
24566 | 5.46 | 1 | 365 | 6.2465 | 0.51222 | 6 | 0.75877
24567 | 3.38 | 1 | 365 | 3.8669 | 0.74566 | 4 | 0.61257
24569 | 4.16 | 1 | 365 | 4.7593 | 0.53312 | 5 | 0.2924
24571 | 4.94 | 1 | 365 | 5.6516 | 0.32058 | 5 | 0.97222
24572 | 9.1 | 1 | 365 | 10.4109 | 0.85371 | 11 | 0.26462
24570 | 6.5 | 1 | 365 | 7.4364 | 0.8955 | 8 | 0.33187
24573 | 11.7 | 1 | 365 | 13.3855 | 0.81191 | 14 | 0.19736
24592 | 7.8 | 1 | 365 | 8.9236 | 0.8746 | 9 | 0.79824
24591 | 5.98 | 1 | 365 | 6.8415 | 0.70386 | 7 | 0.54532
24590 | 2.86 | 1 | 365 | 3.272 | 0.55402 | 3 | 0.82602
24588 | 6.24 | 1 | 365 | 7.1389 | 0.29968 | 7 | 0.43859
24578 | 4.95 | 1 | 365 | 5.6631 | 0.3435 | 6 | 0.0065764
24579 | 9.625 | 1 | 365 | 11.0115 | 0.056804 | 11 | 0.068343
24581 | 8 | 1 | 365 | 9.1524 | 0.33293 | 9 | 0.48538
24582 | 4.95 | 1 | 365 | 5.6631 | 0.3435 | 6 | 0.0065764
24263 | 5.1 | 1 | 365 | 5.8347 | 0.68724 | 6 | 0.52193
24733 | 6.725 | 1 | 365 | 7.6938 | 0.41112 | 8 | 0.10489
24715 | 6.12 | 1 | 365 | 7.0016 | 0.02469 | 7 | 0.026313
24722 | 9.1 | 1 | 365 | 10.4109 | 0.85371 | 11 | 0.26462
24735 | 6.47 | 1 | 365 | 7.402 | 0.82676 | 8 | 0.2288
24736 | 9.36 | 1 | 365 | 10.7084 | 0.44953 | 11 | 0.15789
24738 | 12.48 | 1 | 365 | 14.2778 | 0.59937 | 14 | 0.87719
24739 | 13.52 | 1 | 365 | 15.4676 | 0.98265 | 16 | 0.45029
24741 | 9.18 | 1 | 365 | 10.5024 | 0.037035 | 10 | 0.53947
24743 | 5.98 | 1 | 365 | 6.8415 | 0.70386 | 7 | 0.54532
24742 | 7.8 | 1 | 365 | 8.9236 | 0.8746 | 9 | 0.79824
24745 | 8.06 | 1 | 365 | 9.2211 | 0.47042 | 9 | 0.69152
24746 | 6.24 | 1 | 365 | 7.1389 | 0.29968 | 7 | 0.43859
24748 | 3.38 | 1 | 365 | 3.8669 | 0.74566 | 4 | 0.61257
24747 | 8.32 | 1 | 365 | 9.5185 | 0.066245 | 9 | 0.58479
24749 | 5.2 | 1 | 365 | 5.9491 | 0.9164 | 6 | 0.86549
24750 | 12.74 | 1 | 365 | 14.5753 | 0.19519 | 14 | 0.77046
24751 | 6.725 | 1 | 365 | 7.6938 | 0.41112 | 8 | 0.10489
24752 | 8.215 | 1 | 365 | 9.3984 | 0.82563 | 10 | 0.22405
24753 | 7.96 | 1 | 365 | 9.1067 | 0.24126 | 9 | 0.34795
24755 | 5.46 | 1 | 365 | 6.2465 | 0.51222 | 6 | 0.75877
24756 | 10.36 | 1 | 365 | 11.8524 | 0.74114 | 12 | 0.59356
24758 | 6.82 | 1 | 365 | 7.8025 | 0.62882 | 8 | 0.43128
24757 | 14.045 | 1 | 365 | 16.0683 | 0.18575 | 16 | 0.25401
24759 | 5.2 | 1 | 365 | 5.9491 | 0.9164 | 6 | 0.86549
24760 | 10.2 | 1 | 365 | 11.6694 | 0.37448 | 12 | 0.043854
24762 | 5.61 | 1 | 365 | 6.4182 | 0.85597 | 7 | 0.27412
24765 | 6.6 | 1 | 365 | 7.5508 | 0.12467 | 7 | 0.67544
24744 | 13.515 | 1 | 365 | 15.4619 | 0.97119 | 16 | 0.43311
24766 | 2.08 | 1 | 365 | 2.3796 | 0.76656 | 3 | 0.1462
24768 | 8.58 | 1 | 365 | 9.816 | 0.66207 | 10 | 0.47807
24769 | 5.035 | 1 | 365 | 5.7603 | 0.53829 | 6 | 0.29861
24770 | 6.63 | 1 | 365 | 7.5851 | 0.19341 | 7 | 0.77851
24772 | 8.32 | 1 | 365 | 9.5185 | 0.066245 | 9 | 0.58479
24773 | 8.06 | 1 | 365 | 9.2211 | 0.47042 | 9 | 0.69152
24767 | 3.75 | 1 | 365 | 4.2902 | 0.59356 | 4 | 0.88377
24775 | 9.1 | 1 | 365 | 10.4109 | 0.85371 | 11 | 0.26462
24777 | 6.5 | 1 | 365 | 7.4364 | 0.8955 | 8 | 0.33187
24778 | 7.15 | 1 | 365 | 8.18 | 0.38505 | 8 | 0.56505
24776 | 7.54 | 1 | 365 | 8.6262 | 0.27878 | 8 | 0.90497
24780 | 5.98 | 1 | 365 | 6.8415 | 0.70386 | 7 | 0.54532
24771 | 14.04 | 1 | 365 | 16.0625 | 0.17429 | 16 | 0.23683
24782 | 10.66 | 1 | 365 | 12.1956 | 0.42863 | 12 | 0.62426
24786 | 10 | 1 | 365 | 11.4406 | 0.91616 | 12 | 0.35672
24785 | 10.07 | 1 | 365 | 11.5206 | 0.076573 | 11 | 0.59722
24784 | 9.36 | 1 | 365 | 10.7084 | 0.44953 | 11 | 0.15789
24789 | 3.12 | 1 | 365 | 3.5695 | 0.14984 | 3 | 0.7193
24788 | 6.76 | 1 | 365 | 7.7338 | 0.49132 | 8 | 0.22514
24792 | 9.18 | 1 | 365 | 10.5024 | 0.037035 | 10 | 0.53947
24793 | 2.6 | 1 | 365 | 2.9745 | 0.9582 | 3 | 0.93275
24795 | 6.24 | 1 | 365 | 7.1389 | 0.29968 | 7 | 0.43859
24794 | 14.56 | 1 | 365 | 16.6575 | 0.36593 | 17 | 0.023384
24797 | 3.12 | 1 | 365 | 3.5695 | 0.14984 | 3 | 0.7193
24798 | 13 | 1 | 365 | 14.8727 | 0.79101 | 15 | 0.66374
24799 | 10.4 | 1 | 365 | 11.8982 | 0.83281 | 12 | 0.73099
24802 | 9.88 | 1 | 365 | 11.3033 | 0.64117 | 11 | 0.94444
24801 | 8.06 | 1 | 365 | 9.2211 | 0.47042 | 9 | 0.69152
24803 | 4.845 | 1 | 365 | 5.543 | 0.10288 | 5 | 0.64583
24804 | 3.12 | 1 | 365 | 3.5695 | 0.14984 | 3 | 0.7193
24805 | 6.5 | 1 | 365 | 7.4364 | 0.8955 | 8 | 0.33187
24807 | 8.58 | 1 | 365 | 9.816 | 0.66207 | 10 | 0.47807
24806 | 4.68 | 1 | 365 | 5.3542 | 0.72476 | 6 | 0.078945
24808 | 8.32 | 1 | 365 | 9.5185 | 0.066245 | 9 | 0.58479
24812 | 4.16 | 1 | 365 | 4.7593 | 0.53312 | 5 | 0.2924
24811 | 6.24 | 1 | 365 | 7.1389 | 0.29968 | 7 | 0.43859
24809 | 10.14 | 1 | 365 | 11.6007 | 0.23699 | 11 | 0.83771
24813 | 9.62 | 1 | 365 | 11.0058 | 0.045346 | 11 | 0.051165
24815 | 5.46 | 1 | 365 | 6.2465 | 0.51222 | 6 | 0.75877
24814 | 9.88 | 1 | 365 | 11.3033 | 0.64117 | 11 | 0.94444
24816 | 3.12 | 1 | 365 | 3.5695 | 0.14984 | 3 | 0.7193
24817 | 6.5 | 1 | 365 | 7.4364 | 0.8955 | 8 | 0.33187
24821 | 5.3 | 1 | 365 | 6.0635 | 0.14556 | 6 | 0.20906
24819 | 3.64 | 1 | 365 | 4.1644 | 0.34148 | 4 | 0.50585
24823 | 4.42 | 1 | 365 | 5.0567 | 0.12894 | 5 | 0.18567
24824 | 6.24 | 1 | 365 | 7.1389 | 0.29968 | 7 | 0.43859
24826 | 6.76 | 1 | 365 | 7.7338 | 0.49132 | 8 | 0.22514
24827 | 7.02 | 1 | 365 | 8.0313 | 0.087144 | 8 | 0.11842
24825 | 9.1 | 1 | 365 | 10.4109 | 0.85371 | 11 | 0.26462
24830 | 3.24 | 1 | 365 | 3.7067 | 0.42484 | 4 | 0.13158
24829 | 5.1 | 1 | 365 | 5.8347 | 0.68724 | 6 | 0.52193
24831 | 10.725 | 1 | 365 | 12.27 | 0.57758 | 12 | 0.84758
24689 | 5.2 | 1 | 365 | 5.9491 | 0.9164 | 6 | 0.86549
24832 | 8.58 | 1 | 365 | 9.816 | 0.66207 | 10 | 0.47807
24837 | 6.76 | 1 | 365 | 7.7338 | 0.49132 | 8 | 0.22514
23777 | 5.04 | 1 | 365 | 5.766 | 0.54974 | 6 | 0.31579
18395 | 6.24 | 1 | 365 | 7.1389 | 0.29968 | 7 | 0.43859
18700 | 3.12 | 1 | 365 | 3.5695 | 0.14984 | 3 | 0.7193
17783 | 12.24 | 1 | 365 | 14.0032 | 0.04938 | 14 | 0.052625
16252 | 5.635 | 1 | 365 | 6.4468 | 0.91326 | 7 | 0.36001
25009 | 9.075 | 1 | 365 | 10.3823 | 0.79642 | 11 | 0.17872
25017 | 5.72 | 1 | 365 | 6.544 | 0.10804 | 6 | 0.65204
25018 | 5.72 | 1 | 365 | 6.544 | 0.10804 | 6 | 0.65204
25020 | 3.57 | 1 | 365 | 4.0843 | 0.18107 | 4 | 0.26535
25021 | 9.945 | 1 | 365 | 11.3776 | 0.79012 | 12 | 0.16776
25022 | 9.36 | 1 | 365 | 10.7084 | 0.44953 | 11 | 0.15789
25023 | 6.5 | 1 | 365 | 7.4364 | 0.8955 | 8 | 0.33187
25025 | 5.61 | 1 | 365 | 6.4182 | 0.85597 | 7 | 0.27412
25026 | 3.9 | 1 | 365 | 4.4618 | 0.9373 | 5 | 0.39912
25028 | 6.76 | 1 | 365 | 7.7338 | 0.49132 | 8 | 0.22514
21772 | 12.75 | 1 | 365 | 14.5867 | 0.2181 | 14 | 0.80482
24168 | 3.38 | 1 | 365 | 3.8669 | 0.74566 | 4 | 0.61257
24171 | 8.06 | 1 | 365 | 9.2211 | 0.47042 | 9 | 0.69152
24179 | 8.84 | 1 | 365 | 10.1135 | 0.25789 | 10 | 0.37134
24197 | 6.12 | 1 | 365 | 7.0016 | 0.02469 | 7 | 0.026313
24180 | 7.395 | 1 | 365 | 8.4603 | 0.9465 | 9 | 0.40679
24200 | 4.68 | 1 | 365 | 5.3542 | 0.72476 | 6 | 0.078945
25030 | 8.32 | 1 | 365 | 9.5185 | 0.066245 | 9 | 0.58479
24203 | 10.14 | 1 | 365 | 11.6007 | 0.23699 | 11 | 0.83771
24205 | 7.14 | 1 | 365 | 8.1686 | 0.36214 | 8 | 0.5307
24210 | 11.22 | 1 | 365 | 12.8363 | 0.71193 | 13 | 0.54824
24212 | 6.24 | 1 | 365 | 7.1389 | 0.29968 | 7 | 0.43859
24249 | 4.68 | 1 | 365 | 5.3542 | 0.72476 | 6 | 0.078945
24251 | 8.06 | 1 | 365 | 9.2211 | 0.47042 | 9 | 0.69152
25032 | 6.24 | 1 | 365 | 7.1389 | 0.29968 | 7 | 0.43859
25035 | 6.63 | 1 | 365 | 7.5851 | 0.19341 | 7 | 0.77851
24248 | 2.6 | 1 | 365 | 2.9745 | 0.9582 | 3 | 0.93275
24252 | 9.62 | 1 | 365 | 11.0058 | 0.045346 | 11 | 0.051165
24254 | 8.91 | 1 | 365 | 10.1935 | 0.4183 | 10 | 0.61184
25036 | 9.36 | 1 | 365 | 10.7084 | 0.44953 | 11 | 0.15789
19734 | 4 | 1 | 365 | 4.5762 | 0.16646 | 4 | 0.74269
24259 | 9.88 | 1 | 365 | 11.3033 | 0.64117 | 11 | 0.94444
25037 | 9.36 | 1 | 365 | 10.7084 | 0.44953 | 11 | 0.15789
23586 | 3.38 | 1 | 365 | 3.8669 | 0.74566 | 4 | 0.61257
25040 | 7.28 | 1 | 365 | 8.3287 | 0.68296 | 9 | 0.011692
23687 | 6.63 | 1 | 365 | 7.5851 | 0.19341 | 7 | 0.77851
25038 | 4.16 | 1 | 365 | 4.7593 | 0.53312 | 5 | 0.2924
24247 | 3.64 | 1 | 365 | 4.1644 | 0.34148 | 4 | 0.50585
24256 | 7.28 | 1 | 365 | 8.3287 | 0.68296 | 9 | 0.011692
24266 | 5.2 | 1 | 365 | 5.9491 | 0.9164 | 6 | 0.86549
24268 | 6.24 | 1 | 365 | 7.1389 | 0.29968 | 7 | 0.43859
25041 | 8.84 | 1 | 365 | 10.1135 | 0.25789 | 10 | 0.37134
24270 | 8.06 | 1 | 365 | 9.2211 | 0.47042 | 9 | 0.69152
24273 | 5.46 | 1 | 365 | 6.2465 | 0.51222 | 6 | 0.75877
24272 | 4.94 | 1 | 365 | 5.6516 | 0.32058 | 5 | 0.97222
25042 | 7.28 | 1 | 365 | 8.3287 | 0.68296 | 9 | 0.011692
24274 | 6.095 | 1 | 365 | 6.973 | 0.9674 | 7 | 0.94042
25043 | 4.68 | 1 | 365 | 5.3542 | 0.72476 | 6 | 0.078945
25044 | 7.8 | 1 | 365 | 8.9236 | 0.8746 | 9 | 0.79824
25045 | 5.46 | 1 | 365 | 6.2465 | 0.51222 | 6 | 0.75877
25046 | 4.42 | 1 | 365 | 5.0567 | 0.12894 | 5 | 0.18567
25049 | 5.865 | 1 | 365 | 6.7099 | 0.44033 | 7 | 0.15022
25050 | 5.1 | 1 | 365 | 5.8347 | 0.68724 | 6 | 0.52193
25048 | 5.2 | 1 | 365 | 5.9491 | 0.9164 | 6 | 0.86549
25052 | 4.16 | 1 | 365 | 4.7593 | 0.53312 | 5 | 0.2924
25011 | 8.06 | 1 | 365 | 9.2211 | 0.47042 | 9 | 0.69152
25053 | 5.2 | 1 | 365 | 5.9491 | 0.9164 | 6 | 0.86549
25054 | 9.88 | 1 | 365 | 11.3033 | 0.64117 | 11 | 0.94444
25013 | 3.825 | 1 | 365 | 4.376 | 0.76543 | 5 | 0.14145
25055 | 10.14 | 1 | 365 | 11.6007 | 0.23699 | 11 | 0.83771
25057 | 8.32 | 1 | 365 | 9.5185 | 0.066245 | 9 | 0.58479
15818 | 47.58 | 0.9 | 365 | 48.9908 | 0.13158 | 49 | 0.12235
25066 | 6.5 | 1 | 365 | 7.4364 | 0.8955 | 8 | 0.33187
25067 | 5.2 | 1 | 365 | 5.9491 | 0.9164 | 6 | 0.86549
25070 | 4.94 | 1 | 365 | 5.6516 | 0.32058 | 5 | 0.97222
25071 | 8.06 | 1 | 365 | 9.2211 | 0.47042 | 9 | 0.69152
25068 | 5.72 | 1 | 365 | 6.544 | 0.10804 | 6 | 0.65204
25079 | 6.5 | 1 | 365 | 7.4364 | 0.8955 | 8 | 0.33187
25078 | 5.72 | 1 | 365 | 6.544 | 0.10804 | 6 | 0.65204
15816 | 145.86 | 0.9 | 365 | 150.1848 | 0.8296 | 151 | 0.014406
25085 | 6.24 | 1 | 365 | 7.1389 | 0.29968 | 7 | 0.43859
25093 | 8.32 | 1 | 365 | 9.5185 | 0.066245 | 9 | 0.58479
25096 | 3.64 | 1 | 365 | 4.1644 | 0.34148 | 4 | 0.50585
20554 | 4.16 | 1 | 365 | 4.7593 | 0.53312 | 5 | 0.2924
21771 | 2.6 | 1 | 365 | 2.9745 | 0.9582 | 3 | 0.93275
24444 | 3.315 | 1 | 365 | 3.7925 | 0.59671 | 4 | 0.38925
25106 | 5.98 | 1 | 365 | 6.8415 | 0.70386 | 7 | 0.54532
24942 | 3.9 | 1 | 365 | 4.4618 | 0.9373 | 5 | 0.39912
24951 | 5.2 | 1 | 365 | 5.9491 | 0.9164 | 6 | 0.86549
25112 | 4.68 | 1 | 365 | 5.3542 | 0.72476 | 6 | 0.078945
24606 | 2.08 | 1 | 365 | 2.3796 | 0.76656 | 3 | 0.1462
24608 | 3.64 | 1 | 365 | 4.1644 | 0.34148 | 4 | 0.50585
25125 | 6.885 | 1 | 365 | 7.8768 | 0.77778 | 8 | 0.6546
24953 | 9.18 | 1 | 365 | 10.5024 | 0.037035 | 10 | 0.53947
24947 | 12.5 | 1 | 365 | 14.3007 | 0.6452 | 14 | 0.9459
25131 | 5.46 | 1 | 365 | 6.2465 | 0.51222 | 6 | 0.75877
25135 | 8.06 | 1 | 365 | 9.2211 | 0.47042 | 9 | 0.69152
25136 | 4.68 | 1 | 365 | 5.3542 | 0.72476 | 6 | 0.078945
25143 | 7.54 | 1 | 365 | 8.6262 | 0.27878 | 8 | 0.90497
25141 | 5.46 | 1 | 365 | 6.2465 | 0.51222 | 6 | 0.75877
25150 | 9.1 | 1 | 365 | 10.4109 | 0.85371 | 11 | 0.26462
25151 | 7.95 | 1 | 365 | 9.0952 | 0.21835 | 9 | 0.31359
25152 | 3.12 | 1 | 365 | 3.5695 | 0.14984 | 3 | 0.7193
25154 | 5.46 | 1 | 365 | 6.2465 | 0.51222 | 6 | 0.75877
25156 | 5.2 | 1 | 365 | 5.9491 | 0.9164 | 6 | 0.86549
25157 | 6.5 | 1 | 365 | 7.4364 | 0.8955 | 8 | 0.33187
25158 | 2.6 | 1 | 365 | 2.9745 | 0.9582 | 3 | 0.93275
25159 | 5.2 | 1 | 365 | 5.9491 | 0.9164 | 6 | 0.86549
25160 | 4.68 | 1 | 365 | 5.3542 | 0.72476 | 6 | 0.078945
25161 | 4.68 | 1 | 365 | 5.3542 | 0.72476 | 6 | 0.078945
25162 | 3.9 | 1 | 365 | 4.4618 | 0.9373 | 5 | 0.39912
25163 | 3.9 | 1 | 365 | 4.4618 | 0.9373 | 5 | 0.39912
25174 | 9.705 | 1 | 365 | 11.1031 | 0.24013 | 11 | 0.3432
25172 | 8.47 | 1 | 365 | 9.6902 | 0.40999 | 10 | 0.10014
25173 | 4.035 | 1 | 365 | 4.6163 | 0.24667 | 4 | 0.86294
25171 | 6.82 | 1 | 365 | 7.8025 | 0.62882 | 8 | 0.43128
25170 | 8.47 | 1 | 365 | 9.6902 | 0.40999 | 10 | 0.10014
24097 | 8.415 | 1 | 365 | 9.6272 | 0.28395 | 9 | 0.91118
25177 | 2.98 | 1 | 365 | 3.4093 | 0.82902 | 4 | 0.2383
25175 | 10.215 | 1 | 365 | 11.6865 | 0.40886 | 12 | 0.095389
25188 | 2.86 | 1 | 365 | 3.272 | 0.55402 | 3 | 0.82602
25193 | 4.42 | 1 | 365 | 5.0567 | 0.12894 | 5 | 0.18567
25194 | 11.18 | 1 | 365 | 12.7905 | 0.62027 | 13 | 0.41081
25060 | 5.2 | 1 | 365 | 5.9491 | 0.9164 | 6 | 0.86549
24998 | 6.27 | 1 | 365 | 7.1732 | 0.36843 | 7 | 0.54166
25196 | 14.56 | 1 | 365 | 16.6575 | 0.36593 | 17 | 0.023384
25205 | 3.57 | 1 | 365 | 4.0843 | 0.18107 | 4 | 0.26535
25211 | 7.28 | 1 | 365 | 8.3287 | 0.68296 | 9 | 0.011692
25199 | 4.24 | 1 | 365 | 4.8508 | 0.71645 | 5 | 0.56725
25213 | 3.64 | 1 | 365 | 4.1644 | 0.34148 | 4 | 0.50585
25215 | 9.62 | 1 | 365 | 11.0058 | 0.045346 | 11 | 0.051165
25218 | 7.95 | 1 | 365 | 9.0952 | 0.21835 | 9 | 0.31359
25214 | 4.42 | 1 | 365 | 5.0567 | 0.12894 | 5 | 0.18567
25369 | 6.325 | 1 | 365 | 7.2362 | 0.49447 | 7 | 0.73063
25372 | 5.1 | 1 | 365 | 5.8347 | 0.68724 | 6 | 0.52193
25366 | 10.175 | 1 | 365 | 11.6408 | 0.31719 | 11 | 0.95796
25140 | 9.8 | 1 | 365 | 11.2117 | 0.45784 | 11 | 0.66959
25374 | 4.675 | 1 | 365 | 5.3485 | 0.7133 | 6 | 0.061767
25373 | 6.24 | 1 | 365 | 7.1389 | 0.29968 | 7 | 0.43859
25351 | 7 | 1 | 365 | 8.0084 | 0.041312 | 8 | 0.049704
25365 | 4.4 | 1 | 365 | 5.0338 | 0.08311 | 5 | 0.11696
25375 | 7.15 | 1 | 365 | 8.18 | 0.38505 | 8 | 0.56505
25381 | 4.68 | 1 | 365 | 5.3542 | 0.72476 | 6 | 0.078945
25380 | 8.925 | 1 | 365 | 10.2107 | 0.45267 | 10 | 0.66337
25005 | 7 | 1 | 365 | 8.0084 | 0.041312 | 8 | 0.049704
25368 | 8.32 | 1 | 365 | 9.5185 | 0.066245 | 9 | 0.58479
25376 | 8.25 | 1 | 365 | 9.4385 | 0.90583 | 10 | 0.34429
25382 | 10.14 | 1 | 365 | 11.6007 | 0.23699 | 11 | 0.83771
25384 | 3.64 | 1 | 365 | 4.1644 | 0.34148 | 4 | 0.50585
25388 | 5.72 | 1 | 365 | 6.544 | 0.10804 | 6 | 0.65204
24239 | 4.96 | 1 | 365 | 5.6745 | 0.36642 | 6 | 0.040933
25389 | 7.02 | 1 | 365 | 8.0313 | 0.087144 | 8 | 0.11842
25390 | 2.86 | 1 | 365 | 3.272 | 0.55402 | 3 | 0.82602
24389 | 3.47 | 1 | 365 | 3.9699 | 0.95191 | 4 | 0.92178
25391 | 10.45 | 1 | 365 | 11.9554 | 0.94739 | 12 | 0.90277
24390 | 7.8 | 1 | 365 | 8.9236 | 0.8746 | 9 | 0.79824
24392 | 4.68 | 1 | 365 | 5.3542 | 0.72476 | 6 | 0.078945
25393 | 8.25 | 1 | 365 | 9.4385 | 0.90583 | 10 | 0.34429
21952 | 4.42 | 1 | 365 | 5.0567 | 0.12894 | 5 | 0.18567
21669 | 10.4 | 1 | 365 | 11.8982 | 0.83281 | 12 | 0.73099
25395 | 11 | 1 | 365 | 12.5846 | 0.20778 | 12 | 0.79239
25396 | 6.05 | 1 | 365 | 6.9215 | 0.86428 | 7 | 0.78582
25397 | 7.425 | 1 | 365 | 8.4946 | 0.015249 | 8 | 0.50986
25398 | 8.55 | 1 | 365 | 9.7817 | 0.59332 | 10 | 0.375
25399 | 6.54 | 1 | 365 | 7.4821 | 0.98717 | 8 | 0.46929
25400 | 7.56 | 1 | 365 | 8.6491 | 0.32462 | 8 | 0.97368
25417 | 4.5 | 1 | 365 | 5.1483 | 0.31227 | 5 | 0.46052
25418 | 23.52 | 1 | 365 | 26.9082 | 0.89881 | 27 | 0.80701
24393 | 7.42 | 1 | 365 | 8.4889 | 0.0037907 | 8 | 0.49269
24563 | 9.36 | 1 | 365 | 10.7084 | 0.44953 | 11 | 0.15789
24395 | 4.42 | 1 | 365 | 5.0567 | 0.12894 | 5 | 0.18567
25155 | 9.62 | 1 | 365 | 11.0058 | 0.045346 | 11 | 0.051165
24396 | 7.65 | 1 | 365 | 8.752 | 0.53086 | 9 | 0.28289
25401 | 7.65 | 1 | 365 | 8.752 | 0.53086 | 9 | 0.28289
24397 | 9.88 | 1 | 365 | 11.3033 | 0.64117 | 11 | 0.94444
25430 | 6.6 | 1 | 365 | 7.5508 | 0.12467 | 7 | 0.67544
24398 | 7.8 | 1 | 365 | 8.9236 | 0.8746 | 9 | 0.79824
24399 | 5.2 | 1 | 365 | 5.9491 | 0.9164 | 6 | 0.86549
25431 | 6.63 | 1 | 365 | 7.5851 | 0.19341 | 7 | 0.77851
24400 | 8.5 | 1 | 365 | 9.7245 | 0.47874 | 10 | 0.20321
24402 | 7.28 | 1 | 365 | 8.3287 | 0.68296 | 9 | 0.011692
24404 | 10.66 | 1 | 365 | 12.1956 | 0.42863 | 12 | 0.62426
24403 | 8.91 | 1 | 365 | 10.1935 | 0.4183 | 10 | 0.61184
24405 | 5.865 | 1 | 365 | 6.7099 | 0.44033 | 7 | 0.15022
25434 | 6.6 | 1 | 365 | 7.5508 | 0.12467 | 7 | 0.67544
24406 | 5.98 | 1 | 365 | 6.8415 | 0.70386 | 7 | 0.54532
25436 | 7.28 | 1 | 365 | 8.3287 | 0.68296 | 9 | 0.011692
24407 | 4.94 | 1 | 365 | 5.6516 | 0.32058 | 5 | 0.97222
25435 | 5.225 | 1 | 365 | 5.9777 | 0.97369 | 6 | 0.95139
24408 | 11.75 | 1 | 365 | 13.4427 | 0.92649 | 14 | 0.36915
25439 | 19.75 | 1 | 365 | 22.5951 | 0.25942 | 22 | 0.85452
24409 | 8.5 | 1 | 365 | 9.7245 | 0.47874 | 10 | 0.20321
24410 | 2.34 | 1 | 365 | 2.6771 | 0.36238 | 3 | 0.039472
24412 | 9.215 | 1 | 365 | 10.5425 | 0.11724 | 10 | 0.65972
25441 | 6.885 | 1 | 365 | 7.8768 | 0.77778 | 8 | 0.6546
24414 | 5.5 | 1 | 365 | 6.2923 | 0.60389 | 6 | 0.8962
24415 | 9.35 | 1 | 365 | 10.6969 | 0.42661 | 11 | 0.12353
25438 | 3.825 | 1 | 365 | 4.376 | 0.76543 | 5 | 0.14145
24416 | 5.1 | 1 | 365 | 5.8347 | 0.68724 | 6 | 0.52193
25443 | 3.9 | 1 | 365 | 4.4618 | 0.9373 | 5 | 0.39912
25442 | 5.72 | 1 | 365 | 6.544 | 0.10804 | 6 | 0.65204
25446 | 17.595 | 1 | 365 | 20.1297 | 0.32098 | 20 | 0.45065
25445 | 10.4 | 1 | 365 | 11.8982 | 0.83281 | 12 | 0.73099
25448 | 7.905 | 1 | 365 | 9.0438 | 0.11522 | 9 | 0.15899
24740 | 331.5 | 0.9 | 365 | 341.3291 | 0.70363 | 342 | 0.032741
25450 | 4.16 | 1 | 365 | 4.7593 | 0.53312 | 5 | 0.2924
24278 | 13.26 | 1 | 365 | 15.1702 | 0.38683 | 15 | 0.55701
24284 | 5.72 | 1 | 365 | 6.544 | 0.10804 | 6 | 0.65204
25433 | 8.525 | 1 | 365 | 9.7531 | 0.53603 | 10 | 0.2891
24288 | 8.32 | 1 | 365 | 9.5185 | 0.066245 | 9 | 0.58479
24308 | 13.52 | 1 | 365 | 15.4676 | 0.98265 | 16 | 0.45029
25452 | 8.84 | 1 | 365 | 10.1135 | 0.25789 | 10 | 0.37134
25455 | 14.82 | 1 | 365 | 16.9549 | 0.96175 | 17 | 0.91666
25457 | 5.98 | 1 | 365 | 6.8415 | 0.70386 | 7 | 0.54532
25459 | 3.64 | 1 | 365 | 4.1644 | 0.34148 | 4 | 0.50585
25461 | 7.02 | 1 | 365 | 8.0313 | 0.087144 | 8 | 0.11842
25463 | 8.58 | 1 | 365 | 9.816 | 0.66207 | 10 | 0.47807
25464 | 3.64 | 1 | 365 | 4.1644 | 0.34148 | 4 | 0.50585
25465 | 3.975 | 1 | 365 | 4.5476 | 0.10917 | 4 | 0.6568
25467 | 6.36 | 1 | 365 | 7.2762 | 0.57468 | 7 | 0.85087
25470 | 9.69 | 1 | 365 | 11.0859 | 0.20576 | 11 | 0.29166
25468 | 9.88 | 1 | 365 | 11.3033 | 0.64117 | 11 | 0.94444
25471 | 6.24 | 1 | 365 | 7.1389 | 0.29968 | 7 | 0.43859
25474 | 3.64 | 1 | 365 | 4.1644 | 0.34148 | 4 | 0.50585
25476 | 5.72 | 1 | 365 | 6.544 | 0.10804 | 6 | 0.65204
25477 | 3.18 | 1 | 365 | 3.6381 | 0.28734 | 3 | 0.92544
25481 | 2.6 | 1 | 365 | 2.9745 | 0.9582 | 3 | 0.93275
25479 | 7.14 | 1 | 365 | 8.1686 | 0.36214 | 8 | 0.5307
25484 | 7.8 | 1 | 365 | 8.9236 | 0.8746 | 9 | 0.79824
25485 | 9.36 | 1 | 365 | 10.7084 | 0.44953 | 11 | 0.15789
25486 | 7.02 | 1 | 365 | 8.0313 | 0.087144 | 8 | 0.11842
25508 | 6 | 1 | 365 | 6.8643 | 0.7497 | 7 | 0.61403
25507 | 6.24 | 1 | 365 | 7.1389 | 0.29968 | 7 | 0.43859
25505 | 4.68 | 1 | 365 | 5.3542 | 0.72476 | 6 | 0.078945
25506 | 4.16 | 1 | 365 | 4.7593 | 0.53312 | 5 | 0.2924
25504 | 8.06 | 1 | 365 | 9.2211 | 0.47042 | 9 | 0.69152
25503 | 13.78 | 1 | 365 | 15.7651 | 0.57847 | 16 | 0.34356
25502 | 5.46 | 1 | 365 | 6.2465 | 0.51222 | 6 | 0.75877
25501 | 7.54 | 1 | 365 | 8.6262 | 0.27878 | 8 | 0.90497
25500 | 7.54 | 1 | 365 | 8.6262 | 0.27878 | 8 | 0.90497
25498 | 10.14 | 1 | 365 | 11.6007 | 0.23699 | 11 | 0.83771
25497 | 7.28 | 1 | 365 | 8.3287 | 0.68296 | 9 | 0.011692
25496 | 5.98 | 1 | 365 | 6.8415 | 0.70386 | 7 | 0.54532
25495 | 3.38 | 1 | 365 | 3.8669 | 0.74566 | 4 | 0.61257
25494 | 2.86 | 1 | 365 | 3.272 | 0.55402 | 3 | 0.82602
25493 | 11.475 | 1 | 365 | 13.128 | 0.29629 | 13 | 0.42434
25492 | 5.2 | 1 | 365 | 5.9491 | 0.9164 | 6 | 0.86549
25491 | 4.68 | 1 | 365 | 5.3542 | 0.72476 | 6 | 0.078945
25490 | 6.24 | 1 | 365 | 7.1389 | 0.29968 | 7 | 0.43859
25489 | 5.2 | 1 | 365 | 5.9491 | 0.9164 | 6 | 0.86549
25488 | 5.98 | 1 | 365 | 6.8415 | 0.70386 | 7 | 0.54532
25721 | 9 | 1 | 365 | 10.2965 | 0.62454 | 10 | 0.92105
25718 | 6.12 | 1 | 365 | 7.0016 | 0.02469 | 7 | 0.026313
25725 | 4.94 | 1 | 365 | 5.6516 | 0.32058 | 5 | 0.97222
25724 | 9.99 | 1 | 365 | 11.4291 | 0.89324 | 12 | 0.32236
25727 | 7.2 | 1 | 365 | 8.2372 | 0.49964 | 8 | 0.73684
25722 | 6.24 | 1 | 365 | 7.1389 | 0.29968 | 7 | 0.43859
18865 | 11.18 | 1 | 365 | 12.7905 | 0.62027 | 13 | 0.41081
25729 | 9.72 | 1 | 365 | 11.1202 | 0.27451 | 11 | 0.39473
20811 | 5.1 | 1 | 365 | 5.8347 | 0.68724 | 6 | 0.52193
25728 | 13.26 | 1 | 365 | 15.1702 | 0.38683 | 15 | 0.55701
25733 | 6.24 | 1 | 365 | 7.1389 | 0.29968 | 7 | 0.43859
24417 | 7.905 | 1 | 365 | 9.0438 | 0.11522 | 9 | 0.15899
20785 | 6.885 | 1 | 365 | 7.8768 | 0.77778 | 8 | 0.6546
24418 | 11.55 | 1 | 365 | 13.2138 | 0.46816 | 13 | 0.68201
18963 | 6.5 | 1 | 365 | 7.4364 | 0.8955 | 8 | 0.33187
25730 | 4.5 | 1 | 365 | 5.1483 | 0.31227 | 5 | 0.46052
24419 | 6.885 | 1 | 365 | 7.8768 | 0.77778 | 8 | 0.6546
20678 | 9.88 | 1 | 365 | 11.3033 | 0.64117 | 11 | 0.94444
24421 | 3.825 | 1 | 365 | 4.376 | 0.76543 | 5 | 0.14145
25736 | 3.12 | 1 | 365 | 3.5695 | 0.14984 | 3 | 0.7193
20519 | 6.24 | 1 | 365 | 7.1389 | 0.29968 | 7 | 0.43859
20289 | 10.4 | 1 | 365 | 11.8982 | 0.83281 | 12 | 0.73099
25738 | 9.36 | 1 | 365 | 10.7084 | 0.44953 | 11 | 0.15789
25747 | 5.46 | 1 | 365 | 6.2465 | 0.51222 | 6 | 0.75877
16411 | 10.71 | 1 | 365 | 12.2528 | 0.54321 | 12 | 0.79605
24423 | 4.59 | 1 | 365 | 5.2512 | 0.51852 | 5 | 0.76973
25757 | 7.02 | 1 | 365 | 8.0313 | 0.087144 | 8 | 0.11842
25762 | 10.66 | 1 | 365 | 12.1956 | 0.42863 | 12 | 0.62426
24426 | 12.74 | 1 | 365 | 14.5753 | 0.19519 | 14 | 0.77046
25765 | 3.9 | 1 | 365 | 4.4618 | 0.9373 | 5 | 0.39912
24428 | 4.845 | 1 | 365 | 5.543 | 0.10288 | 5 | 0.64583
25769 | 11.13 | 1 | 365 | 12.7333 | 0.50569 | 13 | 0.23903
24427 | 5.2 | 1 | 365 | 5.9491 | 0.9164 | 6 | 0.86549
25776 | 8.58 | 1 | 365 | 9.816 | 0.66207 | 10 | 0.47807
20846 | 8.84 | 1 | 365 | 10.1135 | 0.25789 | 10 | 0.37134
24429 | 4.845 | 1 | 365 | 5.543 | 0.10288 | 5 | 0.64583
25771 | 7.28 | 1 | 365 | 8.3287 | 0.68296 | 9 | 0.011692
24432 | 6.63 | 1 | 365 | 7.5851 | 0.19341 | 7 | 0.77851
24433 | 4.08 | 1 | 365 | 4.6677 | 0.34979 | 5 | 0.017542
19203 | 11.44 | 1 | 365 | 13.088 | 0.21609 | 13 | 0.30409
25779 | 9.54 | 1 | 365 | 10.9143 | 0.86202 | 11 | 0.77631
24430 | 16.12 | 1 | 365 | 18.4422 | 0.94085 | 19 | 0.38303
20144 | 5.75 | 1 | 365 | 6.5783 | 0.17679 | 6 | 0.75511
19626 | 5.46 | 1 | 365 | 6.2465 | 0.51222 | 6 | 0.75877
20121 | 10.965 | 1 | 365 | 12.5446 | 0.12757 | 12 | 0.67214
19943 | 5.1 | 1 | 365 | 5.8347 | 0.68724 | 6 | 0.52193
19495 | 8.32 | 1 | 365 | 9.5185 | 0.066245 | 9 | 0.58479
24434 | 4.59 | 1 | 365 | 5.2512 | 0.51852 | 5 | 0.76973
19421 | 3.9 | 1 | 365 | 4.4618 | 0.9373 | 5 | 0.39912
24435 | 5.355 | 1 | 365 | 6.1264 | 0.2716 | 6 | 0.39802
19631 | 6.24 | 1 | 365 | 7.1389 | 0.29968 | 7 | 0.43859
19655 | 2.08 | 1 | 365 | 2.3796 | 0.76656 | 3 | 0.1462
21496 | 3.57 | 1 | 365 | 4.0843 | 0.18107 | 4 | 0.26535
24442 | 11.7 | 1 | 365 | 13.3855 | 0.81191 | 14 | 0.19736
17572 | 9.1 | 1 | 365 | 10.4109 | 0.85371 | 11 | 0.26462
17579 | 6.885 | 1 | 365 | 7.8768 | 0.77778 | 8 | 0.6546
24446 | 5.46 | 1 | 365 | 6.2465 | 0.51222 | 6 | 0.75877
17918 | 7.54 | 1 | 365 | 8.6262 | 0.27878 | 8 | 0.90497
24451 | 3.92 | 1 | 365 | 4.4847 | 0.98313 | 5 | 0.46783
18991 | 4.08 | 1 | 365 | 4.6677 | 0.34979 | 5 | 0.017542
24372 | 5.215 | 1 | 365 | 5.9663 | 0.95078 | 6 | 0.91703
18966 | 9.36 | 1 | 365 | 10.7084 | 0.44953 | 11 | 0.15789
18434 | 11.22 | 1 | 365 | 12.8363 | 0.71193 | 13 | 0.54824
25986 | 11.22 | 1 | 365 | 12.8363 | 0.71193 | 13 | 0.54824
24375 | 6.065 | 1 | 365 | 6.9387 | 0.89865 | 7 | 0.83735
24454 | 9.8 | 1 | 365 | 11.2117 | 0.45784 | 11 | 0.66959
24456 | 10.36 | 1 | 365 | 11.8524 | 0.74114 | 12 | 0.59356
24583 | 10.2 | 1 | 365 | 11.6694 | 0.37448 | 12 | 0.043854
24458 | 4.2 | 1 | 365 | 4.805 | 0.62479 | 5 | 0.42982
24584 | 16.64 | 1 | 365 | 19.0371 | 0.13249 | 19 | 0.16958
24585 | 8.25 | 1 | 365 | 9.4385 | 0.90583 | 10 | 0.34429
24586 | 4.59 | 1 | 365 | 5.2512 | 0.51852 | 5 | 0.76973
24587 | 11.18 | 1 | 365 | 12.7905 | 0.62027 | 13 | 0.41081
24589 | 8.06 | 1 | 365 | 9.2211 | 0.47042 | 9 | 0.69152
24459 | 8.96 | 1 | 365 | 10.2507 | 0.53288 | 10 | 0.78362
24420 | 7.65 | 1 | 365 | 8.752 | 0.53086 | 9 | 0.28289
25782 | 7.685 | 1 | 365 | 8.7921 | 0.61107 | 9 | 0.40314
25786 | 9.1 | 1 | 365 | 10.4109 | 0.85371 | 11 | 0.26462
25789 | 7.54 | 1 | 365 | 8.6262 | 0.27878 | 8 | 0.90497
25790 | 2.86 | 1 | 365 | 3.272 | 0.55402 | 3 | 0.82602
25791 | 9.1 | 1 | 365 | 10.4109 | 0.85371 | 11 | 0.26462
25795 | 5.46 | 1 | 365 | 6.2465 | 0.51222 | 6 | 0.75877
25794 | 2.08 | 1 | 365 | 2.3796 | 0.76656 | 3 | 0.1462
24664 | 6.5 | 1 | 365 | 7.4364 | 0.8955 | 8 | 0.33187
22284 | 6.5 | 1 | 365 | 7.4364 | 0.8955 | 8 | 0.33187
24666 | 6.12 | 1 | 365 | 7.0016 | 0.02469 | 7 | 0.026313
24667 | 4.59 | 1 | 365 | 5.2512 | 0.51852 | 5 | 0.76973
25798 | 6.76 | 1 | 365 | 7.7338 | 0.49132 | 8 | 0.22514
25800 | 2.34 | 1 | 365 | 2.6771 | 0.36238 | 3 | 0.039472
25801 | 4.94 | 1 | 365 | 5.6516 | 0.32058 | 5 | 0.97222
24675 | 5.1 | 1 | 365 | 5.8347 | 0.68724 | 6 | 0.52193
24677 | 8.415 | 1 | 365 | 9.6272 | 0.28395 | 9 | 0.91118
24669 | 5.46 | 1 | 365 | 6.2465 | 0.51222 | 6 | 0.75877
17658 | 4.16 | 1 | 365 | 4.7593 | 0.53312 | 5 | 0.2924
24411 | 4.94 | 1 | 365 | 5.6516 | 0.32058 | 5 | 0.97222
25803 | 9.1 | 1 | 365 | 10.4109 | 0.85371 | 11 | 0.26462
24482 | 9.1 | 1 | 365 | 10.4109 | 0.85371 | 11 | 0.26462
25802 | 8.32 | 1 | 365 | 9.5185 | 0.066245 | 9 | 0.58479
20597 | 4.42 | 1 | 365 | 5.0567 | 0.12894 | 5 | 0.18567
25805 | 5.46 | 1 | 365 | 6.2465 | 0.51222 | 6 | 0.75877
24670 | 4.25 | 1 | 365 | 4.8622 | 0.73937 | 5 | 0.60161
25841 | 3.975 | 1 | 365 | 4.5476 | 0.10917 | 4 | 0.6568
24678 | 3.64 | 1 | 365 | 4.1644 | 0.34148 | 4 | 0.50585
25842 | 8.84 | 1 | 365 | 10.1135 | 0.25789 | 10 | 0.37134
25843 | 9.435 | 1 | 365 | 10.7942 | 0.6214 | 11 | 0.41557
24452 | 5.46 | 1 | 365 | 6.2465 | 0.51222 | 6 | 0.75877
24518 | 8.215 | 1 | 365 | 9.3984 | 0.82563 | 10 | 0.22405
25844 | 4.59 | 1 | 365 | 5.2512 | 0.51852 | 5 | 0.76973
25845 | 7.02 | 1 | 365 | 8.0313 | 0.087144 | 8 | 0.11842
25846 | 5.98 | 1 | 365 | 6.8415 | 0.70386 | 7 | 0.54532
25847 | 2.86 | 1 | 365 | 3.272 | 0.55402 | 3 | 0.82602
24672 | 5.94 | 1 | 365 | 6.7957 | 0.6122 | 7 | 0.40789
24565 | 4.68 | 1 | 365 | 5.3542 | 0.72476 | 6 | 0.078945
24674 | 3.12 | 1 | 365 | 3.5695 | 0.14984 | 3 | 0.7193
24668 | 6.5 | 1 | 365 | 7.4364 | 0.8955 | 8 | 0.33187
24551 | 2.6 | 1 | 365 | 2.9745 | 0.9582 | 3 | 0.93275
25848 | 4.16 | 1 | 365 | 4.7593 | 0.53312 | 5 | 0.2924
24625 | 8.84 | 1 | 365 | 10.1135 | 0.25789 | 10 | 0.37134
25849 | 3.64 | 1 | 365 | 4.1644 | 0.34148 | 4 | 0.50585
24681 | 3.9 | 1 | 365 | 4.4618 | 0.9373 | 5 | 0.39912
25851 | 8.84 | 1 | 365 | 10.1135 | 0.25789 | 10 | 0.37134
24683 | 9.36 | 1 | 365 | 10.7084 | 0.44953 | 11 | 0.15789
25850 | 10.92 | 1 | 365 | 12.4931 | 0.024447 | 12 | 0.51754
24684 | 10.4 | 1 | 365 | 11.8982 | 0.83281 | 12 | 0.73099
24688 | 10.4 | 1 | 365 | 11.8982 | 0.83281 | 12 | 0.73099
25852 | 5.2 | 1 | 365 | 5.9491 | 0.9164 | 6 | 0.86549
25853 | 7.8 | 1 | 365 | 8.9236 | 0.8746 | 9 | 0.79824
25932 | 3.38 | 1 | 365 | 3.8669 | 0.74566 | 4 | 0.61257
24695 | 3.825 | 1 | 365 | 4.376 | 0.76543 | 5 | 0.14145
24696 | 8.84 | 1 | 365 | 10.1135 | 0.25789 | 10 | 0.37134
25933 | 8.32 | 1 | 365 | 9.5185 | 0.066245 | 9 | 0.58479
24698 | 13.005 | 1 | 365 | 14.8784 | 0.80247 | 15 | 0.68091
25934 | 5.98 | 1 | 365 | 6.8415 | 0.70386 | 7 | 0.54532
24700 | 4.95 | 1 | 365 | 5.6631 | 0.3435 | 6 | 0.0065764
24706 | 9.8 | 1 | 365 | 11.2117 | 0.45784 | 11 | 0.66959
25936 | 4.16 | 1 | 365 | 4.7593 | 0.53312 | 5 | 0.2924
24708 | 5.88 | 1 | 365 | 6.727 | 0.4747 | 7 | 0.20175
24709 | 5.88 | 1 | 365 | 6.727 | 0.4747 | 7 | 0.20175
25939 | 8.58 | 1 | 365 | 9.816 | 0.66207 | 10 | 0.47807
24710 | 5.6 | 1 | 365 | 6.4067 | 0.83305 | 7 | 0.23976
24711 | 7.425 | 1 | 365 | 8.4946 | 0.015249 | 8 | 0.50986
25941 | 5.72 | 1 | 365 | 6.544 | 0.10804 | 6 | 0.65204
24713 | 10.64 | 1 | 365 | 12.1728 | 0.38279 | 12 | 0.55555
24714 | 5.32 | 1 | 365 | 6.0864 | 0.1914 | 6 | 0.27778
25942 | 3.64 | 1 | 365 | 4.1644 | 0.34148 | 4 | 0.50585
24716 | 6.72 | 1 | 365 | 7.6881 | 0.39966 | 8 | 0.087716
25943 | 5.2 | 1 | 365 | 5.9491 | 0.9164 | 6 | 0.86549
25944 | 7.8 | 1 | 365 | 8.9236 | 0.8746 | 9 | 0.79824
24717 | 11 | 1 | 365 | 12.5846 | 0.20778 | 12 | 0.79239
25759 | 9.45 | 1 | 365 | 10.8113 | 0.65577 | 11 | 0.4671
24721 | 9.18 | 1 | 365 | 10.5024 | 0.037035 | 10 | 0.53947
24727 | 4.42 | 1 | 365 | 5.0567 | 0.12894 | 5 | 0.18567
24729 | 4.335 | 1 | 365 | 4.9595 | 0.93416 | 5 | 0.89364
24712 | 10.66 | 1 | 365 | 12.1956 | 0.42863 | 12 | 0.62426
21746 | 8.06 | 1 | 365 | 9.2211 | 0.47042 | 9 | 0.69152
25890 | 4.94 | 1 | 365 | 5.6516 | 0.32058 | 5 | 0.97222
21667 | 6.24 | 1 | 365 | 7.1389 | 0.29968 | 7 | 0.43859
25895 | 5.3 | 1 | 365 | 6.0635 | 0.14556 | 6 | 0.20906
25900 | 6 | 1 | 365 | 6.8643 | 0.7497 | 7 | 0.61403
21642 | 4.94 | 1 | 365 | 5.6516 | 0.32058 | 5 | 0.97222
21630 | 8.58 | 1 | 365 | 9.816 | 0.66207 | 10 | 0.47807
21748 | 7.28 | 1 | 365 | 8.3287 | 0.68296 | 9 | 0.011692
22157 | 14.04 | 1 | 365 | 16.0625 | 0.17429 | 16 | 0.23683
24918 | 7.28 | 1 | 365 | 8.3287 | 0.68296 | 9 | 0.011692
24919 | 4.94 | 1 | 365 | 5.6516 | 0.32058 | 5 | 0.97222
24921 | 6.63 | 1 | 365 | 7.5851 | 0.19341 | 7 | 0.77851
24920 | 5.3 | 1 | 365 | 6.0635 | 0.14556 | 6 | 0.20906
24846 | 4.94 | 1 | 365 | 5.6516 | 0.32058 | 5 | 0.97222
24847 | 7.54 | 1 | 365 | 8.6262 | 0.27878 | 8 | 0.90497
24922 | 4.16 | 1 | 365 | 4.7593 | 0.53312 | 5 | 0.2924
24924 | 4.68 | 1 | 365 | 5.3542 | 0.72476 | 6 | 0.078945
24848 | 9.945 | 1 | 365 | 11.3776 | 0.79012 | 12 | 0.16776
24926 | 11.7 | 1 | 365 | 13.3855 | 0.81191 | 14 | 0.19736
24008 | 4.42 | 1 | 365 | 5.0567 | 0.12894 | 5 | 0.18567
24007 | 8.415 | 1 | 365 | 9.6272 | 0.28395 | 9 | 0.91118
24099 | 7.28 | 1 | 365 | 8.3287 | 0.68296 | 9 | 0.011692
24850 | 9.36 | 1 | 365 | 10.7084 | 0.44953 | 11 | 0.15789
24852 | 8.16 | 1 | 365 | 9.3355 | 0.69959 | 10 | 0.035084
24858 | 4.94 | 1 | 365 | 5.6516 | 0.32058 | 5 | 0.97222
24857 | 13.52 | 1 | 365 | 15.4676 | 0.98265 | 16 | 0.45029
24925 | 8.58 | 1 | 365 | 9.816 | 0.66207 | 10 | 0.47807
24928 | 6.375 | 1 | 365 | 7.2934 | 0.60905 | 7 | 0.90241
24927 | 8.84 | 1 | 365 | 10.1135 | 0.25789 | 10 | 0.37134
24929 | 13 | 1 | 365 | 14.8727 | 0.79101 | 15 | 0.66374
24930 | 12.22 | 1 | 365 | 13.9804 | 0.0035475 | 13 | 0.98391
24934 | 7.28 | 1 | 365 | 8.3287 | 0.68296 | 9 | 0.011692
24932 | 9.88 | 1 | 365 | 11.3033 | 0.64117 | 11 | 0.94444
24862 | 2.34 | 1 | 365 | 2.6771 | 0.36238 | 3 | 0.039472
24933 | 10.14 | 1 | 365 | 11.6007 | 0.23699 | 11 | 0.83771
24865 | 7.02 | 1 | 365 | 8.0313 | 0.087144 | 8 | 0.11842
24935 | 8.16 | 1 | 365 | 9.3355 | 0.69959 | 10 | 0.035084
24863 | 4 | 1 | 365 | 4.5762 | 0.16646 | 4 | 0.74269
24936 | 6.76 | 1 | 365 | 7.7338 | 0.49132 | 8 | 0.22514
24943 | 4.94 | 1 | 365 | 5.6516 | 0.32058 | 5 | 0.97222
24946 | 4.16 | 1 | 365 | 4.7593 | 0.53312 | 5 | 0.2924
24945 | 9.88 | 1 | 365 | 11.3033 | 0.64117 | 11 | 0.94444
24950 | 9.36 | 1 | 365 | 10.7084 | 0.44953 | 11 | 0.15789
24954 | 4.42 | 1 | 365 | 5.0567 | 0.12894 | 5 | 0.18567
24956 | 5.61 | 1 | 365 | 6.4182 | 0.85597 | 7 | 0.27412
24866 | 6.24 | 1 | 365 | 7.1389 | 0.29968 | 7 | 0.43859
24867 | 8.84 | 1 | 365 | 10.1135 | 0.25789 | 10 | 0.37134
24854 | 7.02 | 1 | 365 | 8.0313 | 0.087144 | 8 | 0.11842
24870 | 5.72 | 1 | 365 | 6.544 | 0.10804 | 6 | 0.65204
24869 | 6.76 | 1 | 365 | 7.7338 | 0.49132 | 8 | 0.22514
24871 | 3.9 | 1 | 365 | 4.4618 | 0.9373 | 5 | 0.39912
24859 | 8.06 | 1 | 365 | 9.2211 | 0.47042 | 9 | 0.69152
24873 | 6.76 | 1 | 365 | 7.7338 | 0.49132 | 8 | 0.22514
24876 | 4.94 | 1 | 365 | 5.6516 | 0.32058 | 5 | 0.97222
24875 | 8.84 | 1 | 365 | 10.1135 | 0.25789 | 10 | 0.37134
24879 | 12.19 | 1 | 365 | 13.946 | 0.9348 | 14 | 0.88084
24881 | 5.98 | 1 | 365 | 6.8415 | 0.70386 | 7 | 0.54532
24883 | 5.72 | 1 | 365 | 6.544 | 0.10804 | 6 | 0.65204
24885 | 5.98 | 1 | 365 | 6.8415 | 0.70386 | 7 | 0.54532
24888 | 3.38 | 1 | 365 | 3.8669 | 0.74566 | 4 | 0.61257
24894 | 5.2 | 1 | 365 | 5.9491 | 0.9164 | 6 | 0.86549
24895 | 5.98 | 1 | 365 | 6.8415 | 0.70386 | 7 | 0.54532
24896 | 8.84 | 1 | 365 | 10.1135 | 0.25789 | 10 | 0.37134
24898 | 5.865 | 1 | 365 | 6.7099 | 0.44033 | 7 | 0.15022
24899 | 4.95 | 1 | 365 | 5.6631 | 0.3435 | 6 | 0.0065764
24900 | 3.64 | 1 | 365 | 4.1644 | 0.34148 | 4 | 0.50585
24902 | 6.875 | 1 | 365 | 7.8654 | 0.75486 | 8 | 0.62025
24903 | 7.54 | 1 | 365 | 8.6262 | 0.27878 | 8 | 0.90497
24906 | 4.68 | 1 | 365 | 5.3542 | 0.72476 | 6 | 0.078945
24907 | 10.14 | 1 | 365 | 11.6007 | 0.23699 | 11 | 0.83771
24908 | 10.4 | 1 | 365 | 11.8982 | 0.83281 | 12 | 0.73099
24904 | 7.02 | 1 | 365 | 8.0313 | 0.087144 | 8 | 0.11842
24910 | 7.02 | 1 | 365 | 8.0313 | 0.087144 | 8 | 0.11842
24911 | 10.4 | 1 | 365 | 11.8982 | 0.83281 | 12 | 0.73099
24913 | 8.84 | 1 | 365 | 10.1135 | 0.25789 | 10 | 0.37134
24914 | 5.72 | 1 | 365 | 6.544 | 0.10804 | 6 | 0.65204
24915 | 10.4 | 1 | 365 | 11.8982 | 0.83281 | 12 | 0.73099
24916 | 4.68 | 1 | 365 | 5.3542 | 0.72476 | 6 | 0.078945
24917 | 3.825 | 1 | 365 | 4.376 | 0.76543 | 5 | 0.14145
25901 | 8.925 | 1 | 365 | 10.2107 | 0.45267 | 10 | 0.66337
25903 | 5.1 | 1 | 365 | 5.8347 | 0.68724 | 6 | 0.52193
25905 | 12.24 | 1 | 365 | 14.0032 | 0.04938 | 14 | 0.052625
25913 | 8.84 | 1 | 365 | 10.1135 | 0.25789 | 10 | 0.37134
25911 | 4.68 | 1 | 365 | 5.3542 | 0.72476 | 6 | 0.078945
25915 | 6.76 | 1 | 365 | 7.7338 | 0.49132 | 8 | 0.22514
25919 | 4.68 | 1 | 365 | 5.3542 | 0.72476 | 6 | 0.078945
26104 | 4.9 | 1 | 365 | 5.6059 | 0.22892 | 5 | 0.83479
26105 | 5.98 | 1 | 365 | 6.8415 | 0.70386 | 7 | 0.54532
26106 | 12.24 | 1 | 365 | 14.0032 | 0.04938 | 14 | 0.052625
26109 | 11.73 | 1 | 365 | 13.4198 | 0.88066 | 14 | 0.30043
26112 | 6.89 | 1 | 365 | 7.8825 | 0.78923 | 8 | 0.67178
26117 | 8.48 | 1 | 365 | 9.7016 | 0.4329 | 10 | 0.1345
26397 | 5.2 | 1 | 365 | 5.9491 | 0.9164 | 6 | 0.86549
26011 | 6.5 | 1 | 365 | 7.4364 | 0.8955 | 8 | 0.33187
26039 | 6.07 | 1 | 365 | 6.9444 | 0.91011 | 7 | 0.85453
25796 | 10.75 | 1 | 365 | 12.2986 | 0.63487 | 12 | 0.93347
26159 | 9.35 | 1 | 365 | 10.6969 | 0.42661 | 11 | 0.12353
26248 | 7.28 | 1 | 365 | 8.3287 | 0.68296 | 9 | 0.011692
26222 | 8.93 | 1 | 365 | 10.2164 | 0.46413 | 10 | 0.68055
25462 | 7.28 | 1 | 365 | 8.3287 | 0.68296 | 9 | 0.011692
25440 | 7.155 | 1 | 365 | 8.1857 | 0.39651 | 8 | 0.58223
25451 | 4.16 | 1 | 365 | 4.7593 | 0.53312 | 5 | 0.2924
25458 | 3.9 | 1 | 365 | 4.4618 | 0.9373 | 5 | 0.39912
25466 | 2.12 | 1 | 365 | 2.4254 | 0.85823 | 3 | 0.28362
25469 | 2.34 | 1 | 365 | 2.6771 | 0.36238 | 3 | 0.039472
25475 | 7.8 | 1 | 365 | 8.9236 | 0.8746 | 9 | 0.79824
25581 | 12.15 | 1 | 365 | 13.9003 | 0.84313 | 14 | 0.74341
25244 | 7.65 | 1 | 365 | 8.752 | 0.53086 | 9 | 0.28289
24796 | 9.36 | 1 | 365 | 10.7084 | 0.44953 | 11 | 0.15789
24961 | 13.52 | 1 | 365 | 15.4676 | 0.98265 | 16 | 0.45029
25116 | 5.46 | 1 | 365 | 6.2465 | 0.51222 | 6 | 0.75877
25121 | 7.8 | 1 | 365 | 8.9236 | 0.8746 | 9 | 0.79824
24892 | 10.92 | 1 | 365 | 12.4931 | 0.024447 | 12 | 0.51754
25124 | 10.14 | 1 | 365 | 11.6007 | 0.23699 | 11 | 0.83771
25127 | 12.48 | 1 | 365 | 14.2778 | 0.59937 | 14 | 0.87719
24886 | 11.96 | 1 | 365 | 13.6829 | 0.40773 | 14 | 0.090637
25354 | 9.88 | 1 | 365 | 11.3033 | 0.64117 | 11 | 0.94444
24923 | 8.32 | 1 | 365 | 9.5185 | 0.066245 | 9 | 0.58479
25134 | 9.88 | 1 | 365 | 11.3033 | 0.64117 | 11 | 0.94444
26070 | 11.96 | 1 | 365 | 13.6829 | 0.40773 | 14 | 0.090637
26071 | 7.25 | 1 | 365 | 8.2944 | 0.61422 | 8 | 0.90862
26074 | 6.22 | 1 | 365 | 7.116 | 0.25385 | 7 | 0.36988
26076 | 6.07 | 1 | 365 | 6.9444 | 0.91011 | 7 | 0.85453
26078 | 6.47 | 1 | 365 | 7.402 | 0.82676 | 8 | 0.2288
26082 | 6.5 | 1 | 365 | 7.4364 | 0.8955 | 8 | 0.33187
26080 | 3.98 | 1 | 365 | 4.5533 | 0.12063 | 4 | 0.67397
26084 | 4.68 | 1 | 365 | 5.3542 | 0.72476 | 6 | 0.078945
26083 | 4.53 | 1 | 365 | 5.1826 | 0.38102 | 5 | 0.56359
26090 | 3.78 | 1 | 365 | 4.3245 | 0.66231 | 4 | 0.98684
26092 | 6.82 | 1 | 365 | 7.8025 | 0.62882 | 8 | 0.43128
26095 | 6.47 | 1 | 365 | 7.402 | 0.82676 | 8 | 0.2288
26096 | 9.88 | 1 | 365 | 11.3033 | 0.64117 | 11 | 0.94444
26098 | 4.94 | 1 | 365 | 5.6516 | 0.32058 | 5 | 0.97222
26101 | 8.32 | 1 | 365 | 9.5185 | 0.066245 | 9 | 0.58479
26099 | 12.19 | 1 | 365 | 13.946 | 0.9348 | 14 | 0.88084
26103 | 10.4 | 1 | 365 | 11.8982 | 0.83281 | 12 | 0.73099
26100 | 9.36 | 1 | 365 | 10.7084 | 0.44953 | 11 | 0.15789
26102 | 7.54 | 1 | 365 | 8.6262 | 0.27878 | 8 | 0.90497
26097 | 7.15 | 1 | 365 | 8.18 | 0.38505 | 8 | 0.56505
26124 | 11.5 | 1 | 365 | 13.1566 | 0.35358 | 13 | 0.51023
26134 | 11.22 | 1 | 365 | 12.8363 | 0.71193 | 13 | 0.54824
26136 | 10.4 | 1 | 365 | 11.8982 | 0.83281 | 12 | 0.73099
26143 | 6.24 | 1 | 365 | 7.1389 | 0.29968 | 7 | 0.43859
26140 | 7.975 | 1 | 365 | 9.1238 | 0.27564 | 9 | 0.39948
26141 | 11 | 1 | 365 | 12.5846 | 0.20778 | 12 | 0.79239
26144 | 5.865 | 1 | 365 | 6.7099 | 0.44033 | 7 | 0.15022
26146 | 7.28 | 1 | 365 | 8.3287 | 0.68296 | 9 | 0.011692
26148 | 6.05 | 1 | 365 | 6.9215 | 0.86428 | 7 | 0.78582
26154 | 6.12 | 1 | 365 | 7.0016 | 0.02469 | 7 | 0.026313
26155 | 6.89 | 1 | 365 | 7.8825 | 0.78923 | 8 | 0.67178
26156 | 8.67 | 1 | 365 | 9.919 | 0.86831 | 10 | 0.78728
26157 | 5.61 | 1 | 365 | 6.4182 | 0.85597 | 7 | 0.27412
26158 | 6.16 | 1 | 365 | 7.0474 | 0.11635 | 7 | 0.16374
26160 | 5.1 | 1 | 365 | 5.8347 | 0.68724 | 6 | 0.52193
26161 | 6.82 | 1 | 365 | 7.8025 | 0.62882 | 8 | 0.43128
26162 | 5.1 | 1 | 365 | 5.8347 | 0.68724 | 6 | 0.52193
26163 | 3.83 | 1 | 365 | 4.3817 | 0.77689 | 5 | 0.15862
26165 | 15.4 | 1 | 365 | 17.6185 | 0.29089 | 17 | 0.90935
26166 | 8.32 | 1 | 365 | 9.5185 | 0.066245 | 9 | 0.58479
26167 | 12.65 | 1 | 365 | 14.4723 | 0.98894 | 15 | 0.46125
26169 | 6.76 | 1 | 365 | 7.7338 | 0.49132 | 8 | 0.22514
26170 | 11.2 | 1 | 365 | 12.8134 | 0.6661 | 13 | 0.47953
26172 | 16.8 | 1 | 365 | 19.2201 | 0.49915 | 19 | 0.71929
26173 | 5.78 | 1 | 365 | 6.6126 | 0.24554 | 6 | 0.85818
26175 | 5.04 | 1 | 365 | 5.766 | 0.54974 | 6 | 0.31579
26184 | 6.76 | 1 | 365 | 7.7338 | 0.49132 | 8 | 0.22514
26190 | 10.725 | 1 | 365 | 12.27 | 0.57758 | 12 | 0.84758
26192 | 12.22 | 1 | 365 | 13.9804 | 0.0035475 | 13 | 0.98391
26200 | 8.67 | 1 | 365 | 9.919 | 0.86831 | 10 | 0.78728
26204 | 5.565 | 1 | 365 | 6.3667 | 0.75284 | 7 | 0.11951
26207 | 5.98 | 1 | 365 | 6.8415 | 0.70386 | 7 | 0.54532
26206 | 5.2 | 1 | 365 | 5.9491 | 0.9164 | 6 | 0.86549
26208 | 9.62 | 1 | 365 | 11.0058 | 0.045346 | 11 | 0.051165
26210 | 5.72 | 1 | 365 | 6.544 | 0.10804 | 6 | 0.65204
26212 | 5.2 | 1 | 365 | 5.9491 | 0.9164 | 6 | 0.86549
26211 | 4.94 | 1 | 365 | 5.6516 | 0.32058 | 5 | 0.97222
26215 | 7.54 | 1 | 365 | 8.6262 | 0.27878 | 8 | 0.90497
26214 | 8.16 | 1 | 365 | 9.3355 | 0.69959 | 10 | 0.035084
26217 | 4.4 | 1 | 365 | 5.0338 | 0.08311 | 5 | 0.11696
26220 | 5.46 | 1 | 365 | 6.2465 | 0.51222 | 6 | 0.75877
26219 | 5.98 | 1 | 365 | 6.8415 | 0.70386 | 7 | 0.54532
26221 | 2.34 | 1 | 365 | 2.6771 | 0.36238 | 3 | 0.039472
26010 | 8.25 | 1 | 365 | 9.4385 | 0.90583 | 10 | 0.34429
26226 | 4.42 | 1 | 365 | 5.0567 | 0.12894 | 5 | 0.18567
26224 | 11.7 | 1 | 365 | 13.3855 | 0.81191 | 14 | 0.19736
26228 | 8.42 | 1 | 365 | 9.633 | 0.29541 | 9 | 0.92836
26227 | 5.72 | 1 | 365 | 6.544 | 0.10804 | 6 | 0.65204
26230 | 6.44 | 1 | 365 | 7.3677 | 0.75801 | 8 | 0.12573
26485 | 9.75 | 1 | 365 | 11.1545 | 0.34326 | 11 | 0.4978
26088 | 6.73 | 1 | 365 | 7.6995 | 0.42258 | 8 | 0.12207
26048 | 6.82 | 1 | 365 | 7.8025 | 0.62882 | 8 | 0.43128
25897 | 8.32 | 1 | 365 | 9.5185 | 0.066245 | 9 | 0.58479
26232 | 4.68 | 1 | 365 | 5.3542 | 0.72476 | 6 | 0.078945
26233 | 3.9 | 1 | 365 | 4.4618 | 0.9373 | 5 | 0.39912
26238 | 9 | 1 | 365 | 10.2965 | 0.62454 | 10 | 0.92105
26168 | 7.2 | 1 | 365 | 8.2372 | 0.49964 | 8 | 0.73684
26240 | 3.38 | 1 | 365 | 3.8669 | 0.74566 | 4 | 0.61257
26231 | 3.92 | 1 | 365 | 4.4847 | 0.98313 | 5 | 0.46783
26242 | 5.78 | 1 | 365 | 6.6126 | 0.24554 | 6 | 0.85818
26241 | 7.75 | 1 | 365 | 8.8664 | 0.76002 | 9 | 0.62646
26243 | 5.2 | 1 | 365 | 5.9491 | 0.9164 | 6 | 0.86549
26239 | 5.865 | 1 | 365 | 6.7099 | 0.44033 | 7 | 0.15022
26246 | 6.24 | 1 | 365 | 7.1389 | 0.29968 | 7 | 0.43859
26249 | 6.73 | 1 | 365 | 7.6995 | 0.42258 | 8 | 0.12207
26250 | 7.02 | 1 | 365 | 8.0313 | 0.087144 | 8 | 0.11842
26254 | 10.4 | 1 | 365 | 11.8982 | 0.83281 | 12 | 0.73099
26255 | 8.93 | 1 | 365 | 10.2164 | 0.46413 | 10 | 0.68055
26256 | 11.73 | 1 | 365 | 13.4198 | 0.88066 | 14 | 0.30043
26257 | 9.275 | 1 | 365 | 10.6111 | 0.25474 | 10 | 0.86586
26258 | 3.57 | 1 | 365 | 4.0843 | 0.18107 | 4 | 0.26535
26259 | 2.915 | 1 | 365 | 3.3349 | 0.68006 | 4 | 0.014984
26260 | 5.1 | 1 | 365 | 5.8347 | 0.68724 | 6 | 0.52193
26262 | 6.5 | 1 | 365 | 7.4364 | 0.8955 | 8 | 0.33187
26261 | 7.8 | 1 | 365 | 8.9236 | 0.8746 | 9 | 0.79824
26614 | 11.22 | 1 | 365 | 12.8363 | 0.71193 | 13 | 0.54824
24958 | 6.63 | 1 | 365 | 7.5851 | 0.19341 | 7 | 0.77851
24959 | 5.46 | 1 | 365 | 6.2465 | 0.51222 | 6 | 0.75877
25181 | 3.38 | 1 | 365 | 3.8669 | 0.74566 | 4 | 0.61257
24962 | 5.46 | 1 | 365 | 6.2465 | 0.51222 | 6 | 0.75877
25553 | 12.48 | 1 | 365 | 14.2778 | 0.59937 | 14 | 0.87719
25557 | 3.64 | 1 | 365 | 4.1644 | 0.34148 | 4 | 0.50585
25031 | 8.58 | 1 | 365 | 9.816 | 0.66207 | 10 | 0.47807
26619 | 2.805 | 1 | 365 | 3.2091 | 0.42798 | 3 | 0.63706
26174 | 9.715 | 1 | 365 | 11.1145 | 0.26305 | 11 | 0.37755
24529 | 10.92 | 1 | 365 | 12.4931 | 0.024447 | 12 | 0.51754
26627 | 4.42 | 1 | 365 | 5.0567 | 0.12894 | 5 | 0.18567
26629 | 5.46 | 1 | 365 | 6.2465 | 0.51222 | 6 | 0.75877
26634 | 6.5 | 1 | 365 | 7.4364 | 0.8955 | 8 | 0.33187
26660 | 16.64 | 1 | 365 | 19.0371 | 0.13249 | 19 | 0.16958
26674 | 7.84 | 1 | 365 | 8.9694 | 0.96627 | 9 | 0.93567
26681 | 3.38 | 1 | 365 | 3.8669 | 0.74566 | 4 | 0.61257
26677 | 10 | 1 | 365 | 11.4406 | 0.91616 | 12 | 0.35672
26689 | 8.32 | 1 | 365 | 9.5185 | 0.066245 | 9 | 0.58479
26688 | 7.8 | 1 | 365 | 8.9236 | 0.8746 | 9 | 0.79824
26692 | 6 | 1 | 365 | 6.8643 | 0.7497 | 7 | 0.61403
26691 | 7.8 | 1 | 365 | 8.9236 | 0.8746 | 9 | 0.79824
26693 | 7.6 | 1 | 365 | 8.6948 | 0.41628 | 9 | 0.11111
26695 | 8.06 | 1 | 365 | 9.2211 | 0.47042 | 9 | 0.69152
26697 | 7.2 | 1 | 365 | 8.2372 | 0.49964 | 8 | 0.73684
26702 | 9.275 | 1 | 365 | 10.6111 | 0.25474 | 10 | 0.86586
26700 | 9.52 | 1 | 365 | 10.8914 | 0.81618 | 11 | 0.7076
26709 | 3.38 | 1 | 365 | 3.8669 | 0.74566 | 4 | 0.61257
26715 | 11.18 | 1 | 365 | 12.7905 | 0.62027 | 13 | 0.41081
24527 | 9.1 | 1 | 365 | 10.4109 | 0.85371 | 11 | 0.26462
21661 | 8.32 | 1 | 365 | 9.5185 | 0.066245 | 9 | 0.58479
24963 | 6.76 | 1 | 365 | 7.7338 | 0.49132 | 8 | 0.22514
25200 | 6.48 | 1 | 365 | 7.4135 | 0.84967 | 8 | 0.26315
26666 | 8.06 | 1 | 365 | 9.2211 | 0.47042 | 9 | 0.69152
26720 | 11.22 | 1 | 365 | 12.8363 | 0.71193 | 13 | 0.54824
26719 | 3.9 | 1 | 365 | 4.4618 | 0.9373 | 5 | 0.39912
26665 | 5.2 | 1 | 365 | 5.9491 | 0.9164 | 6 | 0.86549
26670 | 3.38 | 1 | 365 | 3.8669 | 0.74566 | 4 | 0.61257
26721 | 4.14 | 1 | 365 | 4.7364 | 0.48729 | 5 | 0.22368
26673 | 6.37 | 1 | 365 | 7.2876 | 0.59759 | 7 | 0.88523
26667 | 6.5 | 1 | 365 | 7.4364 | 0.8955 | 8 | 0.33187
24629 | 4.05 | 1 | 365 | 4.6334 | 0.28104 | 4 | 0.91447
26722 | 6.76 | 1 | 365 | 7.7338 | 0.49132 | 8 | 0.22514
24630 | 4.5 | 1 | 365 | 5.1483 | 0.31227 | 5 | 0.46052
24636 | 11.5 | 1 | 365 | 13.1566 | 0.35358 | 13 | 0.51023
24648 | 6.24 | 1 | 365 | 7.1389 | 0.29968 | 7 | 0.43859
24649 | 11.18 | 1 | 365 | 12.7905 | 0.62027 | 13 | 0.41081
26724 | 7.5 | 1 | 365 | 8.5804 | 0.18712 | 8 | 0.76754
24650 | 12.1 | 1 | 365 | 13.8431 | 0.72855 | 14 | 0.57163
26676 | 9.36 | 1 | 365 | 10.7084 | 0.44953 | 11 | 0.15789
24651 | 7.905 | 1 | 365 | 9.0438 | 0.11522 | 9 | 0.15899
24657 | 8.16 | 1 | 365 | 9.3355 | 0.69959 | 10 | 0.035084
26696 | 3.9 | 1 | 365 | 4.4618 | 0.9373 | 5 | 0.39912
24644 | 11.22 | 1 | 365 | 12.8363 | 0.71193 | 13 | 0.54824
26686 | 7.28 | 1 | 365 | 8.3287 | 0.68296 | 9 | 0.011692
26705 | 13.26 | 1 | 365 | 15.1702 | 0.38683 | 15 | 0.55701
26687 | 3.64 | 1 | 365 | 4.1644 | 0.34148 | 4 | 0.50585
26717 | 7.5 | 1 | 365 | 8.5804 | 0.18712 | 8 | 0.76754
26727 | 6.6 | 1 | 365 | 7.5508 | 0.12467 | 7 | 0.67544
26699 | 4.42 | 1 | 365 | 5.0567 | 0.12894 | 5 | 0.18567
23589 | 6.63 | 1 | 365 | 7.5851 | 0.19341 | 7 | 0.77851
24598 | 5.46 | 1 | 365 | 6.2465 | 0.51222 | 6 | 0.75877
24600 | 6.5 | 1 | 365 | 7.4364 | 0.8955 | 8 | 0.33187
24604 | 7.28 | 1 | 365 | 8.3287 | 0.68296 | 9 | 0.011692
26728 | 10.45 | 1 | 365 | 11.9554 | 0.94739 | 12 | 0.90277
21069 | 3.9 | 1 | 365 | 4.4618 | 0.9373 | 5 | 0.39912
21218 | 10.4 | 1 | 365 | 11.8982 | 0.83281 | 12 | 0.73099
22604 | 5.2 | 1 | 365 | 5.9491 | 0.9164 | 6 | 0.86549
26732 | 5.72 | 1 | 365 | 6.544 | 0.10804 | 6 | 0.65204
24609 | 6.24 | 1 | 365 | 7.1389 | 0.29968 | 7 | 0.43859
26731 | 9.88 | 1 | 365 | 11.3033 | 0.64117 | 11 | 0.94444
26733 | 4.68 | 1 | 365 | 5.3542 | 0.72476 | 6 | 0.078945
26734 | 6.325 | 1 | 365 | 7.2362 | 0.49447 | 7 | 0.73063
24607 | 6.5 | 1 | 365 | 7.4364 | 0.8955 | 8 | 0.33187
24610 | 2.6 | 1 | 365 | 2.9745 | 0.9582 | 3 | 0.93275
26735 | 8.8 | 1 | 365 | 10.0677 | 0.16622 | 10 | 0.23391
24612 | 8.32 | 1 | 365 | 9.5185 | 0.066245 | 9 | 0.58479
24576 | 5.98 | 1 | 365 | 6.8415 | 0.70386 | 7 | 0.54532
26736 | 8.925 | 1 | 365 | 10.2107 | 0.45267 | 10 | 0.66337
24623 | 9.88 | 1 | 365 | 11.3033 | 0.64117 | 11 | 0.94444
26737 | 8.32 | 1 | 365 | 9.5185 | 0.066245 | 9 | 0.58479
24626 | 3.9 | 1 | 365 | 4.4618 | 0.9373 | 5 | 0.39912
24628 | 5.46 | 1 | 365 | 6.2465 | 0.51222 | 6 | 0.75877
26738 | 3.9 | 1 | 365 | 4.4618 | 0.9373 | 5 | 0.39912
24631 | 5.72 | 1 | 365 | 6.544 | 0.10804 | 6 | 0.65204
24639 | 10.4 | 1 | 365 | 11.8982 | 0.83281 | 12 | 0.73099
24646 | 8.58 | 1 | 365 | 9.816 | 0.66207 | 10 | 0.47807
26739 | 8.58 | 1 | 365 | 9.816 | 0.66207 | 10 | 0.47807
24655 | 5.98 | 1 | 365 | 6.8415 | 0.70386 | 7 | 0.54532
26740 | 4.77 | 1 | 365 | 5.4571 | 0.93101 | 6 | 0.38816
26741 | 5.2 | 1 | 365 | 5.9491 | 0.9164 | 6 | 0.86549
26743 | 13 | 1 | 365 | 14.8727 | 0.79101 | 15 | 0.66374
26744 | 11.5 | 1 | 365 | 13.1566 | 0.35358 | 13 | 0.51023
26745 | 7.75 | 1 | 365 | 8.8664 | 0.76002 | 9 | 0.62646
26747 | 9.945 | 1 | 365 | 11.3776 | 0.79012 | 12 | 0.16776
26746 | 7.65 | 1 | 365 | 8.752 | 0.53086 | 9 | 0.28289
26748 | 6.75 | 1 | 365 | 7.7224 | 0.46841 | 8 | 0.19079
12865 | 14.85 | 1 | 365 | 16.9892 | 0.030498 | 17 | 0.019729
24617 | 6.095 | 1 | 365 | 6.973 | 0.9674 | 7 | 0.94042
22603 | 9.52 | 1 | 365 | 10.8914 | 0.81618 | 11 | 0.7076
24633 | 3.47 | 1 | 365 | 3.9699 | 0.95191 | 4 | 0.92178
24637 | 4.47 | 1 | 365 | 5.1139 | 0.24352 | 5 | 0.35745
24643 | 5.215 | 1 | 365 | 5.9663 | 0.95078 | 6 | 0.91703
24647 | 4.98 | 1 | 365 | 5.6974 | 0.41225 | 6 | 0.10965
23894 | 10.71 | 1 | 365 | 12.2528 | 0.54321 | 12 | 0.79605
24654 | 3.775 | 1 | 365 | 4.3188 | 0.65085 | 4 | 0.96966
24659 | 5.98 | 1 | 365 | 6.8415 | 0.70386 | 7 | 0.54532
24656 | 4.47 | 1 | 365 | 5.1139 | 0.24352 | 5 | 0.35745
24661 | 2.98 | 1 | 365 | 3.4093 | 0.82902 | 4 | 0.2383
24663 | 10.71 | 1 | 365 | 12.2528 | 0.54321 | 12 | 0.79605
24665 | 8.67 | 1 | 365 | 9.919 | 0.86831 | 10 | 0.78728
25284 | 4.235 | 1 | 365 | 4.8451 | 0.70499 | 5 | 0.55007
25286 | 5.47 | 1 | 365 | 6.258 | 0.53514 | 6 | 0.79313
25281 | 8.96 | 1 | 365 | 10.2507 | 0.53288 | 10 | 0.78362
25288 | 3.47 | 1 | 365 | 3.9699 | 0.95191 | 4 | 0.92178
25289 | 8.59 | 1 | 365 | 9.8274 | 0.68498 | 10 | 0.51242
25292 | 10.215 | 1 | 365 | 11.6865 | 0.40886 | 12 | 0.095389
24621 | 7.848 | 1 | 365 | 8.9786 | 0.9846 | 9 | 0.96315
25103 | 9.315 | 1 | 365 | 10.6569 | 0.3464 | 11 | 0.0032847
25224 | 8.32 | 1 | 365 | 9.5185 | 0.066245 | 9 | 0.58479
25233 | 4.94 | 1 | 365 | 5.6516 | 0.32058 | 5 | 0.97222
25235 | 6.76 | 1 | 365 | 7.7338 | 0.49132 | 8 | 0.22514
25242 | 7.8 | 1 | 365 | 8.9236 | 0.8746 | 9 | 0.79824
25243 | 3.18 | 1 | 365 | 3.6381 | 0.28734 | 3 | 0.92544
25245 | 3.12 | 1 | 365 | 3.5695 | 0.14984 | 3 | 0.7193
25246 | 7.905 | 1 | 365 | 9.0438 | 0.11522 | 9 | 0.15899
25247 | 3.12 | 1 | 365 | 3.5695 | 0.14984 | 3 | 0.7193
25248 | 12.455 | 1 | 365 | 14.2492 | 0.54208 | 14 | 0.79129
25250 | 9.1 | 1 | 365 | 10.4109 | 0.85371 | 11 | 0.26462
25251 | 5.72 | 1 | 365 | 6.544 | 0.10804 | 6 | 0.65204
25252 | 7.02 | 1 | 365 | 8.0313 | 0.087144 | 8 | 0.11842
25249 | 6.5 | 1 | 365 | 7.4364 | 0.8955 | 8 | 0.33187
26750 | 9.66 | 1 | 365 | 11.0516 | 0.13701 | 11 | 0.18859
25254 | 9.1 | 1 | 365 | 10.4109 | 0.85371 | 11 | 0.26462
26753 | 7.695 | 1 | 365 | 8.8035 | 0.63399 | 9 | 0.4375
25256 | 5.46 | 1 | 365 | 6.2465 | 0.51222 | 6 | 0.75877
25257 | 8.06 | 1 | 365 | 9.2211 | 0.47042 | 9 | 0.69152
25260 | 5.46 | 1 | 365 | 6.2465 | 0.51222 | 6 | 0.75877
26757 | 7.14 | 1 | 365 | 8.1686 | 0.36214 | 8 | 0.5307
26762 | 7.28 | 1 | 365 | 8.3287 | 0.68296 | 9 | 0.011692
26766 | 18.36 | 1 | 365 | 21.0049 | 0.07407 | 21 | 0.078938
26768 | 5.1 | 1 | 365 | 5.8347 | 0.68724 | 6 | 0.52193
26770 | 12.14 | 1 | 365 | 13.8888 | 0.82022 | 14 | 0.70906
25253 | 11.44 | 1 | 365 | 13.088 | 0.21609 | 13 | 0.30409
26773 | 4.42 | 1 | 365 | 5.0567 | 0.12894 | 5 | 0.18567
25255 | 5.865 | 1 | 365 | 6.7099 | 0.44033 | 7 | 0.15022
25258 | 10.4 | 1 | 365 | 11.8982 | 0.83281 | 12 | 0.73099
25259 | 8.84 | 1 | 365 | 10.1135 | 0.25789 | 10 | 0.37134
26776 | 5.98 | 1 | 365 | 6.8415 | 0.70386 | 7 | 0.54532
25261 | 13.52 | 1 | 365 | 15.4676 | 0.98265 | 16 | 0.45029
25262 | 5.72 | 1 | 365 | 6.544 | 0.10804 | 6 | 0.65204
26778 | 10.08 | 1 | 365 | 11.5321 | 0.099489 | 11 | 0.63157
25263 | 9.9 | 1 | 365 | 11.3262 | 0.687 | 12 | 0.013153
25264 | 6.25 | 1 | 365 | 7.1504 | 0.3226 | 7 | 0.47295
26779 | 4.94 | 1 | 365 | 5.6516 | 0.32058 | 5 | 0.97222
25265 | 5.98 | 1 | 365 | 6.8415 | 0.70386 | 7 | 0.54532
26781 | 7.84 | 1 | 365 | 8.9694 | 0.96627 | 9 | 0.93567
25266 | 5.46 | 1 | 365 | 6.2465 | 0.51222 | 6 | 0.75877
25267 | 4.32 | 1 | 365 | 4.9423 | 0.89978 | 5 | 0.8421
26784 | 7.56 | 1 | 365 | 8.6491 | 0.32462 | 8 | 0.97368
26786 | 8.835 | 1 | 365 | 10.1077 | 0.24643 | 10 | 0.35416
25268 | 7.65 | 1 | 365 | 8.752 | 0.53086 | 9 | 0.28289
26761 | 7.28 | 1 | 365 | 8.3287 | 0.68296 | 9 | 0.011692
25269 | 12.65 | 1 | 365 | 14.4723 | 0.98894 | 15 | 0.46125
25270 | 10.75 | 1 | 365 | 12.2986 | 0.63487 | 12 | 0.93347
25271 | 13.75 | 1 | 365 | 15.7308 | 0.50972 | 16 | 0.24049
25206 | 11.7 | 1 | 365 | 13.3855 | 0.81191 | 14 | 0.19736
25291 | 6.63 | 1 | 365 | 7.5851 | 0.19341 | 7 | 0.77851
25239 | 6 | 1 | 365 | 6.8643 | 0.7497 | 7 | 0.61403
25240 | 9.6 | 1 | 365 | 10.9829 | 0.99951 | 11 | 0.98245
25237 | 5.4 | 1 | 365 | 6.1779 | 0.37473 | 6 | 0.55263
25234 | 5.5 | 1 | 365 | 6.2923 | 0.60389 | 6 | 0.8962
25509 | 7.7 | 1 | 365 | 8.8092 | 0.64544 | 9 | 0.45467
25510 | 11 | 1 | 365 | 12.5846 | 0.20778 | 12 | 0.79239
25511 | 5 | 1 | 365 | 5.7203 | 0.45808 | 6 | 0.17836
25512 | 5.5 | 1 | 365 | 6.2923 | 0.60389 | 6 | 0.8962
25513 | 8.8 | 1 | 365 | 10.0677 | 0.16622 | 10 | 0.23391
25514 | 8.67 | 1 | 365 | 9.919 | 0.86831 | 10 | 0.78728
25515 | 6.12 | 1 | 365 | 7.0016 | 0.02469 | 7 | 0.026313
25516 | 7.15 | 1 | 365 | 8.18 | 0.38505 | 8 | 0.56505
26785 | 6.05 | 1 | 365 | 6.9215 | 0.86428 | 7 | 0.78582
25517 | 7 | 1 | 365 | 8.0084 | 0.041312 | 8 | 0.049704
25537 | 8.75 | 1 | 365 | 10.0105 | 0.05164 | 10 | 0.06213
25538 | 3.78 | 1 | 365 | 4.3245 | 0.66231 | 4 | 0.98684
25539 | 6.63 | 1 | 365 | 7.5851 | 0.19341 | 7 | 0.77851
25541 | 9.5 | 1 | 365 | 10.8685 | 0.77035 | 11 | 0.63888
25543 | 6.25 | 1 | 365 | 7.1504 | 0.3226 | 7 | 0.47295
25629 | 7.54 | 1 | 365 | 8.6262 | 0.27878 | 8 | 0.90497
25527 | 12.74 | 1 | 365 | 14.5753 | 0.19519 | 14 | 0.77046
25547 | 3.1 | 1 | 365 | 3.5466 | 0.10401 | 3 | 0.65058
25555 | 6.75 | 1 | 365 | 7.7224 | 0.46841 | 8 | 0.19079
25344 | 3.924 | 1 | 365 | 4.4893 | 0.9923 | 5 | 0.48158
24995 | 18 | 1 | 365 | 20.593 | 0.24909 | 20 | 0.8421
25531 | 4.16 | 1 | 365 | 4.7593 | 0.53312 | 5 | 0.2924
25526 | 2.86 | 1 | 365 | 3.272 | 0.55402 | 3 | 0.82602
25564 | 11.44 | 1 | 365 | 13.088 | 0.21609 | 13 | 0.30409
26789 | 14 | 1 | 365 | 16.0168 | 0.082624 | 16 | 0.099408
26767 | 5.72 | 1 | 365 | 6.544 | 0.10804 | 6 | 0.65204
26790 | 9.62 | 1 | 365 | 11.0058 | 0.045346 | 11 | 0.051165
26788 | 2.6 | 1 | 365 | 2.9745 | 0.9582 | 3 | 0.93275
26771 | 2.34 | 1 | 365 | 2.6771 | 0.36238 | 3 | 0.039472
26792 | 10.66 | 1 | 365 | 12.1956 | 0.42863 | 12 | 0.62426
26775 | 4.94 | 1 | 365 | 5.6516 | 0.32058 | 5 | 0.97222
26794 | 8.32 | 1 | 365 | 9.5185 | 0.066245 | 9 | 0.58479
26933 | 9.08 | 1 | 365 | 10.388 | 0.80787 | 11 | 0.1959
21419 | 6.63 | 1 | 365 | 7.5851 | 0.19341 | 7 | 0.77851
22191 | 8.16 | 1 | 365 | 9.3355 | 0.69959 | 10 | 0.035084
23939 | 6.885 | 1 | 365 | 7.8768 | 0.77778 | 8 | 0.6546
26860 | 5.2 | 1 | 365 | 5.9491 | 0.9164 | 6 | 0.86549
25579 | 5.72 | 1 | 365 | 6.544 | 0.10804 | 6 | 0.65204
24957 | 23.14 | 1 | 365 | 26.4735 | 0.027994 | 26 | 0.50145
26863 | 7.02 | 1 | 365 | 8.0313 | 0.087144 | 8 | 0.11842
25591 | 3.64 | 1 | 365 | 4.1644 | 0.34148 | 4 | 0.50585
26877 | 8.32 | 1 | 365 | 9.5185 | 0.066245 | 9 | 0.58479
26938 | 6.12 | 1 | 365 | 7.0016 | 0.02469 | 7 | 0.026313
25573 | 5.98 | 1 | 365 | 6.8415 | 0.70386 | 7 | 0.54532
26941 | 3.06 | 1 | 365 | 3.5008 | 0.012345 | 3 | 0.51316
25603 | 12.495 | 1 | 365 | 14.295 | 0.63374 | 14 | 0.92872
26942 | 5.225 | 1 | 365 | 5.9777 | 0.97369 | 6 | 0.95139
26943 | 4.675 | 1 | 365 | 5.3485 | 0.7133 | 6 | 0.061767
25580 | 6.89 | 1 | 365 | 7.8825 | 0.78923 | 8 | 0.67178
26945 | 5.46 | 1 | 365 | 6.2465 | 0.51222 | 6 | 0.75877
25582 | 5.3 | 1 | 365 | 6.0635 | 0.14556 | 6 | 0.20906
25583 | 13.78 | 1 | 365 | 15.7651 | 0.57847 | 16 | 0.34356
26940 | 6.24 | 1 | 365 | 7.1389 | 0.29968 | 7 | 0.43859
26946 | 9.1 | 1 | 365 | 10.4109 | 0.85371 | 11 | 0.26462
25585 | 7.83 | 1 | 365 | 8.958 | 0.94335 | 9 | 0.90131
26948 | 4.94 | 1 | 365 | 5.6516 | 0.32058 | 5 | 0.97222
26951 | 3.38 | 1 | 365 | 3.8669 | 0.74566 | 4 | 0.61257
25594 | 3.64 | 1 | 365 | 4.1644 | 0.34148 | 4 | 0.50585
26950 | 8.25 | 1 | 365 | 9.4385 | 0.90583 | 10 | 0.34429
25596 | 12.48 | 1 | 365 | 14.2778 | 0.59937 | 14 | 0.87719
26949 | 3.825 | 1 | 365 | 4.376 | 0.76543 | 5 | 0.14145
25597 | 5.46 | 1 | 365 | 6.2465 | 0.51222 | 6 | 0.75877
26953 | 5.46 | 1 | 365 | 6.2465 | 0.51222 | 6 | 0.75877
25599 | 8.67 | 1 | 365 | 9.919 | 0.86831 | 10 | 0.78728
26954 | 6.24 | 1 | 365 | 7.1389 | 0.29968 | 7 | 0.43859
25602 | 2.34 | 1 | 365 | 2.6771 | 0.36238 | 3 | 0.039472
26955 | 4.16 | 1 | 365 | 4.7593 | 0.53312 | 5 | 0.2924
26956 | 4.16 | 1 | 365 | 4.7593 | 0.53312 | 5 | 0.2924
25605 | 5.035 | 1 | 365 | 5.7603 | 0.53829 | 6 | 0.29861
25604 | 3.64 | 1 | 365 | 4.1644 | 0.34148 | 4 | 0.50585
26957 | 7.02 | 1 | 365 | 8.0313 | 0.087144 | 8 | 0.11842
25609 | 6.76 | 1 | 365 | 7.7338 | 0.49132 | 8 | 0.22514
26959 | 8.32 | 1 | 365 | 9.5185 | 0.066245 | 9 | 0.58479
25612 | 2.34 | 1 | 365 | 2.6771 | 0.36238 | 3 | 0.039472
21078 | 5.2 | 1 | 365 | 5.9491 | 0.9164 | 6 | 0.86549
26960 | 4.24 | 1 | 365 | 4.8508 | 0.71645 | 5 | 0.56725
25615 | 5.98 | 1 | 365 | 6.8415 | 0.70386 | 7 | 0.54532
26961 | 4.68 | 1 | 365 | 5.3542 | 0.72476 | 6 | 0.078945
25620 | 5.72 | 1 | 365 | 6.544 | 0.10804 | 6 | 0.65204
23104 | 8.06 | 1 | 365 | 9.2211 | 0.47042 | 9 | 0.69152
25622 | 7.95 | 1 | 365 | 9.0952 | 0.21835 | 9 | 0.31359
23650 | 5.72 | 1 | 365 | 6.544 | 0.10804 | 6 | 0.65204
25623 | 16.5 | 1 | 365 | 18.8769 | 0.81166 | 19 | 0.68859
23916 | 9.1 | 1 | 365 | 10.4109 | 0.85371 | 11 | 0.26462
26964 | 4.94 | 1 | 365 | 5.6516 | 0.32058 | 5 | 0.97222
25625 | 7.54 | 1 | 365 | 8.6262 | 0.27878 | 8 | 0.90497
20831 | 10.4 | 1 | 365 | 11.8982 | 0.83281 | 12 | 0.73099
25626 | 5.98 | 1 | 365 | 6.8415 | 0.70386 | 7 | 0.54532
25628 | 4.08 | 1 | 365 | 4.6677 | 0.34979 | 5 | 0.017542
23932 | 5.72 | 1 | 365 | 6.544 | 0.10804 | 6 | 0.65204
26963 | 5.2 | 1 | 365 | 5.9491 | 0.9164 | 6 | 0.86549
24038 | 4.68 | 1 | 365 | 5.3542 | 0.72476 | 6 | 0.078945
24020 | 6.76 | 1 | 365 | 7.7338 | 0.49132 | 8 | 0.22514
26967 | 7.02 | 1 | 365 | 8.0313 | 0.087144 | 8 | 0.11842
26968 | 9.01 | 1 | 365 | 10.3079 | 0.64746 | 10 | 0.9554
24025 | 8.32 | 1 | 365 | 9.5185 | 0.066245 | 9 | 0.58479
26970 | 6.76 | 1 | 365 | 7.7338 | 0.49132 | 8 | 0.22514
26969 | 9.69 | 1 | 365 | 11.0859 | 0.20576 | 11 | 0.29166
26926 | 2.94 | 1 | 365 | 3.3635 | 0.73735 | 4 | 0.10088
26966 | 11.4 | 1 | 365 | 13.0422 | 0.12442 | 13 | 0.16666
26986 | 4.05 | 1 | 365 | 4.6334 | 0.28104 | 4 | 0.91447
26972 | 5.565 | 1 | 365 | 6.3667 | 0.75284 | 7 | 0.11951
26973 | 5.355 | 1 | 365 | 6.1264 | 0.2716 | 6 | 0.39802
26974 | 6.5 | 1 | 365 | 7.4364 | 0.8955 | 8 | 0.33187
26975 | 6.5 | 1 | 365 | 7.4364 | 0.8955 | 8 | 0.33187
26976 | 6.12 | 1 | 365 | 7.0016 | 0.02469 | 7 | 0.026313
26977 | 5.72 | 1 | 365 | 6.544 | 0.10804 | 6 | 0.65204
26983 | 11.7 | 1 | 365 | 13.3855 | 0.81191 | 14 | 0.19736
26985 | 3.57 | 1 | 365 | 4.0843 | 0.18107 | 4 | 0.26535
26987 | 9.62 | 1 | 365 | 11.0058 | 0.045346 | 11 | 0.051165
27002 | 3.38 | 1 | 365 | 3.8669 | 0.74566 | 4 | 0.61257
27015 | 7.975 | 1 | 365 | 9.1238 | 0.27564 | 9 | 0.39948
27020 | 6.325 | 1 | 365 | 7.2362 | 0.49447 | 7 | 0.73063
27037 | 7.59 | 1 | 365 | 8.6834 | 0.39337 | 9 | 0.07675
27205 | 14.4 | 1 | 365 | 16.4744 | 0.99927 | 17 | 0.47368
27168 | 4.16 | 1 | 365 | 4.7593 | 0.53312 | 5 | 0.2924
27236 | 7.93 | 1 | 365 | 9.0724 | 0.17251 | 9 | 0.24488
25590 | 7.02 | 1 | 365 | 8.0313 | 0.087144 | 8 | 0.11842
22411 | 4.68 | 1 | 365 | 5.3542 | 0.72476 | 6 | 0.078945
26988 | 9.62 | 1 | 365 | 11.0058 | 0.045346 | 11 | 0.051165
26989 | 4.94 | 1 | 365 | 5.6516 | 0.32058 | 5 | 0.97222
26991 | 6.24 | 1 | 365 | 7.1389 | 0.29968 | 7 | 0.43859
26994 | 8.84 | 1 | 365 | 10.1135 | 0.25789 | 10 | 0.37134
27014 | 4.42 | 1 | 365 | 5.0567 | 0.12894 | 5 | 0.18567
26995 | 6.5 | 1 | 365 | 7.4364 | 0.8955 | 8 | 0.33187
26998 | 7.02 | 1 | 365 | 8.0313 | 0.087144 | 8 | 0.11842
26999 | 10.71 | 1 | 365 | 12.2528 | 0.54321 | 12 | 0.79605
27048 | 11.18 | 1 | 365 | 12.7905 | 0.62027 | 13 | 0.41081
27004 | 3.12 | 1 | 365 | 3.5695 | 0.14984 | 3 | 0.7193
27005 | 9.62 | 1 | 365 | 11.0058 | 0.045346 | 11 | 0.051165
27006 | 12.75 | 1 | 365 | 14.5867 | 0.2181 | 14 | 0.80482
26979 | 3.9 | 1 | 365 | 4.4618 | 0.9373 | 5 | 0.39912
27008 | 11.96 | 1 | 365 | 13.6829 | 0.40773 | 14 | 0.090637
27009 | 7.54 | 1 | 365 | 8.6262 | 0.27878 | 8 | 0.90497
27011 | 9.18 | 1 | 365 | 10.5024 | 0.037035 | 10 | 0.53947
27010 | 11.18 | 1 | 365 | 12.7905 | 0.62027 | 13 | 0.41081
27012 | 9.88 | 1 | 365 | 11.3033 | 0.64117 | 11 | 0.94444
27013 | 7.8 | 1 | 365 | 8.9236 | 0.8746 | 9 | 0.79824
27016 | 6.5 | 1 | 365 | 7.4364 | 0.8955 | 8 | 0.33187
27017 | 9.9 | 1 | 365 | 11.3262 | 0.687 | 12 | 0.013153
27018 | 3.025 | 1 | 365 | 3.4608 | 0.93214 | 4 | 0.39291
27019 | 4.94 | 1 | 365 | 5.6516 | 0.32058 | 5 | 0.97222
16527 | 5.13 | 1 | 365 | 5.869 | 0.75599 | 6 | 0.625
17669 | 9.18 | 1 | 365 | 10.5024 | 0.037035 | 10 | 0.53947
25756 | 6.875 | 1 | 365 | 7.8654 | 0.75486 | 8 | 0.62025
27021 | 10.14 | 1 | 365 | 11.6007 | 0.23699 | 11 | 0.83771
27022 | 8.25 | 1 | 365 | 9.4385 | 0.90583 | 10 | 0.34429
27024 | 5.72 | 1 | 365 | 6.544 | 0.10804 | 6 | 0.65204
27023 | 4.68 | 1 | 365 | 5.3542 | 0.72476 | 6 | 0.078945
27025 | 5.98 | 1 | 365 | 6.8415 | 0.70386 | 7 | 0.54532
27026 | 5.98 | 1 | 365 | 6.8415 | 0.70386 | 7 | 0.54532
27027 | 9.88 | 1 | 365 | 11.3033 | 0.64117 | 11 | 0.94444
27035 | 7.98 | 1 | 365 | 9.1296 | 0.2871 | 9 | 0.41666
27038 | 8.4 | 1 | 365 | 9.6101 | 0.24957 | 9 | 0.85964
27039 | 12.42 | 1 | 365 | 14.2092 | 0.46187 | 14 | 0.67105
25003 | 6.6 | 1 | 365 | 7.5508 | 0.12467 | 7 | 0.67544
27042 | 6.5 | 1 | 365 | 7.4364 | 0.8955 | 8 | 0.33187
27043 | 4.94 | 1 | 365 | 5.6516 | 0.32058 | 5 | 0.97222
27044 | 4.94 | 1 | 365 | 5.6516 | 0.32058 | 5 | 0.97222
27045 | 7.8 | 1 | 365 | 8.9236 | 0.8746 | 9 | 0.79824
27047 | 7.02 | 1 | 365 | 8.0313 | 0.087144 | 8 | 0.11842
27194 | 6.885 | 1 | 365 | 7.8768 | 0.77778 | 8 | 0.6546
27195 | 5.46 | 1 | 365 | 6.2465 | 0.51222 | 6 | 0.75877
27196 | 12.48 | 1 | 365 | 14.2778 | 0.59937 | 14 | 0.87719
27197 | 11.96 | 1 | 365 | 13.6829 | 0.40773 | 14 | 0.090637
27198 | 8.84 | 1 | 365 | 10.1135 | 0.25789 | 10 | 0.37134
27200 | 6.4 | 1 | 365 | 7.322 | 0.66634 | 7 | 0.9883
27201 | 11.4 | 1 | 365 | 13.0422 | 0.12442 | 13 | 0.16666
27202 | 6.27 | 1 | 365 | 7.1732 | 0.36843 | 7 | 0.54166
27207 | 7.425 | 1 | 365 | 8.4946 | 0.015249 | 8 | 0.50986
27209 | 13.2 | 1 | 365 | 15.1015 | 0.24933 | 15 | 0.35087
27213 | 6.72 | 1 | 365 | 7.6881 | 0.39966 | 8 | 0.087716
27215 | 6.72 | 1 | 365 | 7.6881 | 0.39966 | 8 | 0.087716
27216 | 7.905 | 1 | 365 | 9.0438 | 0.11522 | 9 | 0.15899
27217 | 4.845 | 1 | 365 | 5.543 | 0.10288 | 5 | 0.64583
24964 | 11.7 | 1 | 365 | 13.3855 | 0.81191 | 14 | 0.19736
25529 | 4.16 | 1 | 365 | 4.7593 | 0.53312 | 5 | 0.2924
24965 | 9.1 | 1 | 365 | 10.4109 | 0.85371 | 11 | 0.26462
24967 | 2.86 | 1 | 365 | 3.272 | 0.55402 | 3 | 0.82602
24969 | 3.38 | 1 | 365 | 3.8669 | 0.74566 | 4 | 0.61257
24970 | 3.9 | 1 | 365 | 4.4618 | 0.9373 | 5 | 0.39912
24971 | 6.89 | 1 | 365 | 7.8825 | 0.78923 | 8 | 0.67178
24972 | 7.54 | 1 | 365 | 8.6262 | 0.27878 | 8 | 0.90497
24973 | 9.36 | 1 | 365 | 10.7084 | 0.44953 | 11 | 0.15789
24974 | 7.8 | 1 | 365 | 8.9236 | 0.8746 | 9 | 0.79824
24991 | 12 | 1 | 365 | 13.7287 | 0.49939 | 14 | 0.22806
24987 | 7.6 | 1 | 365 | 8.6948 | 0.41628 | 9 | 0.11111
25000 | 5.4 | 1 | 365 | 6.1779 | 0.37473 | 6 | 0.55263
25001 | 11.2 | 1 | 365 | 12.8134 | 0.6661 | 13 | 0.47953
27223 | 6.76 | 1 | 365 | 7.7338 | 0.49132 | 8 | 0.22514
25006 | 10.08 | 1 | 365 | 11.5321 | 0.099489 | 11 | 0.63157
27219 | 3.12 | 1 | 365 | 3.5695 | 0.14984 | 3 | 0.7193
27060 | 440.42 | 0.8 | 365 | 403.0921 | 0.41881 | 403 | 0.51093
27230 | 4.77 | 1 | 365 | 5.4571 | 0.93101 | 6 | 0.38816
27204 | 7.2 | 1 | 365 | 8.2372 | 0.49964 | 8 | 0.73684
27233 | 4.05 | 1 | 365 | 4.6334 | 0.28104 | 4 | 0.91447
26663 | 10.66 | 1 | 365 | 12.1956 | 0.42863 | 12 | 0.62426
25424 | 12.22 | 1 | 365 | 13.9804 | 0.0035475 | 13 | 0.98391
26245 | 8.4 | 1 | 365 | 9.6101 | 0.24957 | 9 | 0.85964
27029 | 7 | 1 | 365 | 8.0084 | 0.041312 | 8 | 0.049704
25766 | 8.1 | 1 | 365 | 9.2669 | 0.56209 | 9 | 0.82894
27238 | 3.99 | 1 | 365 | 4.5648 | 0.14355 | 4 | 0.70833
27257 | 4.5 | 1 | 365 | 5.1483 | 0.31227 | 5 | 0.46052
25584 | 7.54 | 1 | 365 | 8.6262 | 0.27878 | 8 | 0.90497
25632 | 7.8 | 1 | 365 | 8.9236 | 0.8746 | 9 | 0.79824
27239 | 6.21 | 1 | 365 | 7.1046 | 0.23094 | 7 | 0.33552
22025 | 6.24 | 1 | 365 | 7.1389 | 0.29968 | 7 | 0.43859
22086 | 6.5 | 1 | 365 | 7.4364 | 0.8955 | 8 | 0.33187
27240 | 8.91 | 1 | 365 | 10.1935 | 0.4183 | 10 | 0.61184
22078 | 8.58 | 1 | 365 | 9.816 | 0.66207 | 10 | 0.47807
27241 | 3.12 | 1 | 365 | 3.5695 | 0.14984 | 3 | 0.7193
22387 | 5.2 | 1 | 365 | 5.9491 | 0.9164 | 6 | 0.86549
27243 | 11.88 | 1 | 365 | 13.5914 | 0.2244 | 13 | 0.81578
27246 | 10.53 | 1 | 365 | 12.0469 | 0.13072 | 12 | 0.17763
27245 | 7.54 | 1 | 365 | 8.6262 | 0.27878 | 8 | 0.90497
27247 | 10.14 | 1 | 365 | 11.6007 | 0.23699 | 11 | 0.83771
27249 | 12.22 | 1 | 365 | 13.9804 | 0.0035475 | 13 | 0.98391
27251 | 8.32 | 1 | 365 | 9.5185 | 0.066245 | 9 | 0.58479
27253 | 19.25 | 1 | 365 | 22.0231 | 0.11361 | 22 | 0.13669
27255 | 5.46 | 1 | 365 | 6.2465 | 0.51222 | 6 | 0.75877
25007 | 12.426 | 1 | 365 | 14.216 | 0.47562 | 14 | 0.69166
24901 | 11 | 1 | 365 | 12.5846 | 0.20778 | 12 | 0.79239
24734 | 10.685 | 1 | 365 | 12.2242 | 0.48592 | 12 | 0.71016
27259 | 11.5 | 1 | 365 | 13.1566 | 0.35358 | 13 | 0.51023
27261 | 9.1 | 1 | 365 | 10.4109 | 0.85371 | 11 | 0.26462
27262 | 9.69 | 1 | 365 | 11.0859 | 0.20576 | 11 | 0.29166
27272 | 5.2 | 1 | 365 | 5.9491 | 0.9164 | 6 | 0.86549
27289 | 8.16 | 1 | 365 | 9.3355 | 0.69959 | 10 | 0.035084
26656 | 5.32 | 1 | 365 | 6.0864 | 0.1914 | 6 | 0.27778
27414 | 5.47 | 1 | 365 | 6.258 | 0.53514 | 6 | 0.79313
27395 | 9.8 | 1 | 365 | 11.2117 | 0.45784 | 11 | 0.66959
27372 | 8.64 | 1 | 365 | 9.8846 | 0.79956 | 10 | 0.68421
27343 | 10.72 | 1 | 365 | 12.2643 | 0.56612 | 12 | 0.8304
27329 | 11.275 | 1 | 365 | 12.8992 | 0.83797 | 13 | 0.7372
27318 | 7.56 | 1 | 365 | 8.6491 | 0.32462 | 8 | 0.97368
27306 | 6.05 | 1 | 365 | 6.9215 | 0.86428 | 7 | 0.78582
27263 | 4.125 | 1 | 365 | 4.7192 | 0.45292 | 5 | 0.17215
27266 | 5.72 | 1 | 365 | 6.544 | 0.10804 | 6 | 0.65204
27267 | 5.4 | 1 | 365 | 6.1779 | 0.37473 | 6 | 0.55263
27268 | 11.825 | 1 | 365 | 13.5285 | 0.098359 | 13 | 0.62682
27271 | 10.72 | 1 | 365 | 12.2643 | 0.56612 | 12 | 0.8304
27273 | 11 | 1 | 365 | 12.5846 | 0.20778 | 12 | 0.79239
27279 | 9.1 | 1 | 365 | 10.4109 | 0.85371 | 11 | 0.26462
27281 | 6.6 | 1 | 365 | 7.5508 | 0.12467 | 7 | 0.67544
27282 | 7.425 | 1 | 365 | 8.4946 | 0.015249 | 8 | 0.50986
27283 | 8.4 | 1 | 365 | 9.6101 | 0.24957 | 9 | 0.85964
27285 | 10.45 | 1 | 365 | 11.9554 | 0.94739 | 12 | 0.90277
27287 | 5.1 | 1 | 365 | 5.8347 | 0.68724 | 6 | 0.52193
27286 | 5.46 | 1 | 365 | 6.2465 | 0.51222 | 6 | 0.75877
27290 | 4.95 | 1 | 365 | 5.6631 | 0.3435 | 6 | 0.0065764
27294 | 5.75 | 1 | 365 | 6.5783 | 0.17679 | 6 | 0.75511
27297 | 12.1 | 1 | 365 | 13.8431 | 0.72855 | 14 | 0.57163
27275 | 10.26 | 1 | 365 | 11.738 | 0.51198 | 12 | 0.24999
27300 | 9 | 1 | 365 | 10.2965 | 0.62454 | 10 | 0.92105
27301 | 3.85 | 1 | 365 | 4.4046 | 0.82272 | 5 | 0.22734
27304 | 6.05 | 1 | 365 | 6.9215 | 0.86428 | 7 | 0.78582
24028 | 4.86 | 1 | 365 | 5.5601 | 0.13725 | 5 | 0.69737
24033 | 2.7 | 1 | 365 | 3.089 | 0.18736 | 3 | 0.27631
15877 | 8.16 | 1 | 365 | 9.3355 | 0.69959 | 10 | 0.035084
16958 | 5.72 | 1 | 365 | 6.544 | 0.10804 | 6 | 0.65204
27307 | 9.625 | 1 | 365 | 11.0115 | 0.056804 | 11 | 0.068343
27308 | 4.59 | 1 | 365 | 5.2512 | 0.51852 | 5 | 0.76973
27309 | 7.2 | 1 | 365 | 8.2372 | 0.49964 | 8 | 0.73684
27312 | 8.8 | 1 | 365 | 10.0677 | 0.16622 | 10 | 0.23391
27313 | 5 | 1 | 365 | 5.7203 | 0.45808 | 6 | 0.17836
27314 | 5.1 | 1 | 365 | 5.8347 | 0.68724 | 6 | 0.52193
27315 | 8.25 | 1 | 365 | 9.4385 | 0.90583 | 10 | 0.34429
27316 | 11.55 | 1 | 365 | 13.2138 | 0.46816 | 13 | 0.68201
27317 | 10.725 | 1 | 365 | 12.27 | 0.57758 | 12 | 0.84758
27319 | 3.75 | 1 | 365 | 4.2902 | 0.59356 | 4 | 0.88377
27320 | 9.9 | 1 | 365 | 11.3262 | 0.687 | 12 | 0.013153
27323 | 12.9 | 1 | 365 | 14.7583 | 0.56185 | 15 | 0.32017
27325 | 6 | 1 | 365 | 6.8643 | 0.7497 | 7 | 0.61403
27328 | 9.36 | 1 | 365 | 10.7084 | 0.44953 | 11 | 0.15789
27296 | 3.64 | 1 | 365 | 4.1644 | 0.34148 | 4 | 0.50585
27293 | 3.9 | 1 | 365 | 4.4618 | 0.9373 | 5 | 0.39912
27342 | 9.66 | 1 | 365 | 11.0516 | 0.13701 | 11 | 0.18859
27341 | 5.88 | 1 | 365 | 6.727 | 0.4747 | 7 | 0.20175
27340 | 9.99 | 1 | 365 | 11.4291 | 0.89324 | 12 | 0.32236
27336 | 4.25 | 1 | 365 | 4.8622 | 0.73937 | 5 | 0.60161
27335 | 8.32 | 1 | 365 | 9.5185 | 0.066245 | 9 | 0.58479
27334 | 8.8 | 1 | 365 | 10.0677 | 0.16622 | 10 | 0.23391
27333 | 9.18 | 1 | 365 | 10.5024 | 0.037035 | 10 | 0.53947
27332 | 10.725 | 1 | 365 | 12.27 | 0.57758 | 12 | 0.84758
27330 | 6 | 1 | 365 | 6.8643 | 0.7497 | 7 | 0.61403
27338 | 3.36 | 1 | 365 | 3.844 | 0.69983 | 4 | 0.54386
27473 | 5.1 | 1 | 365 | 5.8347 | 0.68724 | 6 | 0.52193
27471 | 5.7 | 1 | 365 | 6.5211 | 0.062211 | 6 | 0.58333
27467 | 7.32 | 1 | 365 | 8.3745 | 0.77463 | 9 | 0.14912
27327 | 5.565 | 1 | 365 | 6.3667 | 0.75284 | 7 | 0.11951
27401 | 11.7 | 1 | 365 | 13.3855 | 0.81191 | 14 | 0.19736
27298 | 14.04 | 1 | 365 | 16.0625 | 0.17429 | 16 | 0.23683
27344 | 9.99 | 1 | 365 | 11.4291 | 0.89324 | 12 | 0.32236
27354 | 6.12 | 1 | 365 | 7.0016 | 0.02469 | 7 | 0.026313
14184 | 10.2 | 1 | 365 | 11.6694 | 0.37448 | 12 | 0.043854
27357 | 4.08 | 1 | 365 | 4.6677 | 0.34979 | 5 | 0.017542
27303 | 6.76 | 1 | 365 | 7.7338 | 0.49132 | 8 | 0.22514
27362 | 6.63 | 1 | 365 | 7.5851 | 0.19341 | 7 | 0.77851
27366 | 7.395 | 1 | 365 | 8.4603 | 0.9465 | 9 | 0.40679
14183 | 13.515 | 1 | 365 | 15.4619 | 0.97119 | 16 | 0.43311
27305 | 12.42 | 1 | 365 | 14.2092 | 0.46187 | 14 | 0.67105
27454 | 3.825 | 1 | 365 | 4.376 | 0.76543 | 5 | 0.14145
16892 | 5.355 | 1 | 365 | 6.1264 | 0.2716 | 6 | 0.39802
16869 | 11.73 | 1 | 365 | 13.4198 | 0.88066 | 14 | 0.30043
27455 | 6.1 | 1 | 365 | 6.9787 | 0.97886 | 7 | 0.9576
16858 | 3.825 | 1 | 365 | 4.376 | 0.76543 | 5 | 0.14145
16827 | 15.81 | 1 | 365 | 18.0875 | 0.23045 | 18 | 0.31797
16766 | 6.63 | 1 | 365 | 7.5851 | 0.19341 | 7 | 0.77851
27448 | 11.1 | 1 | 365 | 12.699 | 0.43694 | 13 | 0.13596
14197 | 11.73 | 1 | 365 | 13.4198 | 0.88066 | 14 | 0.30043
16387 | 11.475 | 1 | 365 | 13.128 | 0.29629 | 13 | 0.42434
16086 | 7.65 | 1 | 365 | 8.752 | 0.53086 | 9 | 0.28289
13853 | 7.14 | 1 | 365 | 8.1686 | 0.36214 | 8 | 0.5307
27385 | 7.14 | 1 | 365 | 8.1686 | 0.36214 | 8 | 0.5307
14034 | 5.61 | 1 | 365 | 6.4182 | 0.85597 | 7 | 0.27412
13590 | 4.59 | 1 | 365 | 5.2512 | 0.51852 | 5 | 0.76973
27392 | 7.84 | 1 | 365 | 8.9694 | 0.96627 | 9 | 0.93567
16538 | 2.86 | 1 | 365 | 3.272 | 0.55402 | 3 | 0.82602
16496 | 4.08 | 1 | 365 | 4.6677 | 0.34979 | 5 | 0.017542
16498 | 7.395 | 1 | 365 | 8.4603 | 0.9465 | 9 | 0.40679
16048 | 5.61 | 1 | 365 | 6.4182 | 0.85597 | 7 | 0.27412
27435 | 10.4 | 1 | 365 | 11.8982 | 0.83281 | 12 | 0.73099
15863 | 3.315 | 1 | 365 | 3.7925 | 0.59671 | 4 | 0.38925
15811 | 6.12 | 1 | 365 | 7.0016 | 0.02469 | 7 | 0.026313
14284 | 9.18 | 1 | 365 | 10.5024 | 0.037035 | 10 | 0.53947
14354 | 6.5 | 1 | 365 | 7.4364 | 0.8955 | 8 | 0.33187
14405 | 5.635 | 1 | 365 | 6.4468 | 0.91326 | 7 | 0.36001
27407 | 10.215 | 1 | 365 | 11.6865 | 0.40886 | 12 | 0.095389
14614 | 6.125 | 1 | 365 | 7.0073 | 0.036148 | 7 | 0.043491
14571 | 7.905 | 1 | 365 | 9.0438 | 0.11522 | 9 | 0.15899
27408 | 4.98 | 1 | 365 | 5.6974 | 0.41225 | 6 | 0.10965
26611 | 4.9 | 1 | 365 | 5.6059 | 0.22892 | 5 | 0.83479
15943 | 6.75 | 1 | 365 | 7.7224 | 0.46841 | 8 | 0.19079
15151 | 3.825 | 1 | 365 | 4.376 | 0.76543 | 5 | 0.14145
15034 | 1.53 | 1 | 365 | 1.7504 | 0.50617 | 2 | 0.25658
27396 | 7.28 | 1 | 365 | 8.3287 | 0.68296 | 9 | 0.011692
14916 | 5.355 | 1 | 365 | 6.1264 | 0.2716 | 6 | 0.39802
16424 | 148.72 | 0.9 | 365 | 153.1296 | 0.72822 | 153 | 0.85783
14665 | 4.335 | 1 | 365 | 4.9595 | 0.93416 | 5 | 0.89364
27415 | 4.47 | 1 | 365 | 5.1139 | 0.24352 | 5 | 0.35745
14865 | 5.355 | 1 | 365 | 6.1264 | 0.2716 | 6 | 0.39802
27339 | 3.99 | 1 | 365 | 4.5648 | 0.14355 | 4 | 0.70833
14881 | 3.06 | 1 | 365 | 3.5008 | 0.012345 | 3 | 0.51316
27421 | 3.98 | 1 | 365 | 4.5533 | 0.12063 | 4 | 0.67397
14866 | 10.4 | 1 | 365 | 11.8982 | 0.83281 | 12 | 0.73099
27326 | 5.2 | 1 | 365 | 5.9491 | 0.9164 | 6 | 0.86549
27663 | 3.85 | 1 | 365 | 4.4046 | 0.82272 | 5 | 0.22734
22631 | 4.94 | 1 | 365 | 5.6516 | 0.32058 | 5 | 0.97222
27383 | 8.415 | 1 | 365 | 9.6272 | 0.28395 | 9 | 0.91118
27733 | 8.54 | 1 | 365 | 9.7702 | 0.5704 | 10 | 0.34064
27398 | 6.375 | 1 | 365 | 7.2934 | 0.60905 | 7 | 0.90241
15724 | 11.985 | 1 | 365 | 13.7115 | 0.46502 | 14 | 0.17653
27787 | 8.58 | 1 | 365 | 9.816 | 0.66207 | 10 | 0.47807
26774 | 4.94 | 1 | 365 | 5.6516 | 0.32058 | 5 | 0.97222
22558 | 10.14 | 1 | 365 | 11.6007 | 0.23699 | 11 | 0.83771
27636 | 9.25 | 1 | 365 | 10.5825 | 0.19745 | 10 | 0.77997
22565 | 5.2 | 1 | 365 | 5.9491 | 0.9164 | 6 | 0.86549
27641 | 10.5 | 1 | 365 | 12.0126 | 0.061968 | 12 | 0.074556
27643 | 4.5 | 1 | 365 | 5.1483 | 0.31227 | 5 | 0.46052
27626 | 6.5 | 1 | 365 | 7.4364 | 0.8955 | 8 | 0.33187
27083 | 225 | 0.9 | 365 | 231.6713 | 0.05224 | 231 | 0.72358
27651 | 8.25 | 1 | 365 | 9.4385 | 0.90583 | 10 | 0.34429
27604 | 10.14 | 1 | 365 | 11.6007 | 0.23699 | 11 | 0.83771
27652 | 6.75 | 1 | 365 | 7.7224 | 0.46841 | 8 | 0.19079
27653 | 13.75 | 1 | 365 | 15.7308 | 0.50972 | 16 | 0.24049
27656 | 8.25 | 1 | 365 | 9.4385 | 0.90583 | 10 | 0.34429
27658 | 4.2 | 1 | 365 | 4.805 | 0.62479 | 5 | 0.42982
27660 | 7.28 | 1 | 365 | 8.3287 | 0.68296 | 9 | 0.011692
27662 | 9.69 | 1 | 365 | 11.0859 | 0.20576 | 11 | 0.29166
23669 | 6.76 | 1 | 365 | 7.7338 | 0.49132 | 8 | 0.22514
27199 | 10.4 | 1 | 365 | 11.8982 | 0.83281 | 12 | 0.73099
27647 | 3.12 | 1 | 365 | 3.5695 | 0.14984 | 3 | 0.7193
27129 | 4.68 | 1 | 365 | 5.3542 | 0.72476 | 6 | 0.078945
26911 | 9.1 | 1 | 365 | 10.4109 | 0.85371 | 11 | 0.26462
26049 | 9.36 | 1 | 365 | 10.7084 | 0.44953 | 11 | 0.15789
26712 | 5.46 | 1 | 365 | 6.2465 | 0.51222 | 6 | 0.75877
26272 | 4.42 | 1 | 365 | 5.0567 | 0.12894 | 5 | 0.18567
27666 | 9.075 | 1 | 365 | 10.3823 | 0.79642 | 11 | 0.17872
27670 | 7.5 | 1 | 365 | 8.5804 | 0.18712 | 8 | 0.76754
27673 | 6.05 | 1 | 365 | 6.9215 | 0.86428 | 7 | 0.78582
27671 | 7.56 | 1 | 365 | 8.6491 | 0.32462 | 8 | 0.97368
27674 | 6.05 | 1 | 365 | 6.9215 | 0.86428 | 7 | 0.78582
27677 | 10.791 | 1 | 365 | 12.3455 | 0.72883 | 13 | 0.074337
27679 | 9.15 | 1 | 365 | 10.4681 | 0.96829 | 11 | 0.4364
27681 | 7.848 | 1 | 365 | 8.9786 | 0.9846 | 9 | 0.96315
26772 | 7.155 | 1 | 365 | 8.1857 | 0.39651 | 8 | 0.58223
26252 | 13.52 | 1 | 365 | 15.4676 | 0.98265 | 16 | 0.45029
26723 | 9.36 | 1 | 365 | 10.7084 | 0.44953 | 11 | 0.15789
27786 | 7.15 | 1 | 365 | 8.18 | 0.38505 | 8 | 0.56505
27785 | 9.1 | 1 | 365 | 10.4109 | 0.85371 | 11 | 0.26462
27783 | 7.905 | 1 | 365 | 9.0438 | 0.11522 | 9 | 0.15899
27793 | 10.175 | 1 | 365 | 11.6408 | 0.31719 | 11 | 0.95796
27390 | 10.71 | 1 | 365 | 12.2528 | 0.54321 | 12 | 0.79605
27404 | 6.885 | 1 | 365 | 7.8768 | 0.77778 | 8 | 0.6546
27776 | 10.14 | 1 | 365 | 11.6007 | 0.23699 | 11 | 0.83771
27762 | 9.625 | 1 | 365 | 11.0115 | 0.056804 | 11 | 0.068343
27779 | 11.22 | 1 | 365 | 12.8363 | 0.71193 | 13 | 0.54824
27367 | 4.335 | 1 | 365 | 4.9595 | 0.93416 | 5 | 0.89364
27778 | 3.85 | 1 | 365 | 4.4046 | 0.82272 | 5 | 0.22734
27649 | 9.1 | 1 | 365 | 10.4109 | 0.85371 | 11 | 0.26462
22797 | 8.06 | 1 | 365 | 9.2211 | 0.47042 | 9 | 0.69152
23061 | 11.44 | 1 | 365 | 13.088 | 0.21609 | 13 | 0.30409
23152 | 4.68 | 1 | 365 | 5.3542 | 0.72476 | 6 | 0.078945
12790 | 4.08 | 1 | 365 | 4.6677 | 0.34979 | 5 | 0.017542
27364 | 9.18 | 1 | 365 | 10.5024 | 0.037035 | 10 | 0.53947
27373 | 6.63 | 1 | 365 | 7.5851 | 0.19341 | 7 | 0.77851
27394 | 8.75 | 1 | 365 | 10.0105 | 0.05164 | 10 | 0.06213
27413 | 6.12 | 1 | 365 | 7.0016 | 0.02469 | 7 | 0.026313
27751 | 13.734 | 1 | 365 | 15.7125 | 0.47305 | 16 | 0.18552
27747 | 8.502 | 1 | 365 | 9.7268 | 0.48332 | 10 | 0.21008
27749 | 6.6 | 1 | 365 | 7.5508 | 0.12467 | 7 | 0.67544
27744 | 3.25 | 1 | 365 | 3.7182 | 0.44775 | 4 | 0.16593
27748 | 11.5 | 1 | 365 | 13.1566 | 0.35358 | 13 | 0.51023
27743 | 8 | 1 | 365 | 9.1524 | 0.33293 | 9 | 0.48538
27365 | 8.67 | 1 | 365 | 9.919 | 0.86831 | 10 | 0.78728
23348 | 5.2 | 1 | 365 | 5.9491 | 0.9164 | 6 | 0.86549
27384 | 7.905 | 1 | 365 | 9.0438 | 0.11522 | 9 | 0.15899
27722 | 5.67 | 1 | 365 | 6.4868 | 0.99346 | 7 | 0.48026
27399 | 10.2 | 1 | 365 | 11.6694 | 0.37448 | 12 | 0.043854
27377 | 3.06 | 1 | 365 | 3.5008 | 0.012345 | 3 | 0.51316
27729 | 9.52 | 1 | 365 | 10.8914 | 0.81618 | 11 | 0.7076
27731 | 8.64 | 1 | 365 | 9.8846 | 0.79956 | 10 | 0.68421
27382 | 6 | 1 | 365 | 6.8643 | 0.7497 | 7 | 0.61403
27735 | 10.2 | 1 | 365 | 11.6694 | 0.37448 | 12 | 0.043854
27737 | 5.4 | 1 | 365 | 6.1779 | 0.37473 | 6 | 0.55263
27736 | 8 | 1 | 365 | 9.1524 | 0.33293 | 9 | 0.48538
27381 | 7.65 | 1 | 365 | 8.752 | 0.53086 | 9 | 0.28289
27739 | 8.5 | 1 | 365 | 9.7245 | 0.47874 | 10 | 0.20321
27740 | 5.415 | 1 | 365 | 6.1951 | 0.4091 | 6 | 0.60416
27741 | 8.5 | 1 | 365 | 9.7245 | 0.47874 | 10 | 0.20321
27742 | 8.925 | 1 | 365 | 10.2107 | 0.45267 | 10 | 0.66337
27934 | 8.925 | 1 | 365 | 10.2107 | 0.45267 | 10 | 0.66337
27979 | 12.42 | 1 | 365 | 14.2092 | 0.46187 | 14 | 0.67105
27989 | 8.58 | 1 | 365 | 9.816 | 0.66207 | 10 | 0.47807
28000 | 8.32 | 1 | 365 | 9.5185 | 0.066245 | 9 | 0.58479
27503 | 4.335 | 1 | 365 | 4.9595 | 0.93416 | 5 | 0.89364
28013 | 7.84 | 1 | 365 | 8.9694 | 0.96627 | 9 | 0.93567
28030 | 4.94 | 1 | 365 | 5.6516 | 0.32058 | 5 | 0.97222
21714 | 11.7 | 1 | 365 | 13.3855 | 0.81191 | 14 | 0.19736
27581 | 4.16 | 1 | 365 | 4.7593 | 0.53312 | 5 | 0.2924
27472 | 3 | 1 | 365 | 3.4322 | 0.87485 | 4 | 0.30702
27942 | 13.78 | 1 | 365 | 15.7651 | 0.57847 | 16 | 0.34356
27506 | 7.02 | 1 | 365 | 8.0313 | 0.087144 | 8 | 0.11842
27515 | 7 | 1 | 365 | 8.0084 | 0.041312 | 8 | 0.049704
27950 | 14.045 | 1 | 365 | 16.0683 | 0.18575 | 16 | 0.25401
27952 | 9.435 | 1 | 365 | 10.7942 | 0.6214 | 11 | 0.41557
28040 | 4.16 | 1 | 365 | 4.7593 | 0.53312 | 5 | 0.2924
28043 | 4.42 | 1 | 365 | 5.0567 | 0.12894 | 5 | 0.18567
24861 | 6.24 | 1 | 365 | 7.1389 | 0.29968 | 7 | 0.43859
24534 | 3.9 | 1 | 365 | 4.4618 | 0.9373 | 5 | 0.39912
25528 | 9.1 | 1 | 365 | 10.4109 | 0.85371 | 11 | 0.26462
24535 | 5.2 | 1 | 365 | 5.9491 | 0.9164 | 6 | 0.86549
28037 | 5.13 | 1 | 365 | 5.869 | 0.75599 | 6 | 0.625
27958 | 3.825 | 1 | 365 | 4.376 | 0.76543 | 5 | 0.14145
27957 | 14.04 | 1 | 365 | 16.0625 | 0.17429 | 16 | 0.23683
27959 | 4.08 | 1 | 365 | 4.6677 | 0.34979 | 5 | 0.017542
27960 | 11.7 | 1 | 365 | 13.3855 | 0.81191 | 14 | 0.19736
27963 | 16.52 | 1 | 365 | 18.8998 | 0.8575 | 19 | 0.7573
27965 | 7.84 | 1 | 365 | 8.9694 | 0.96627 | 9 | 0.93567
27961 | 5.865 | 1 | 365 | 6.7099 | 0.44033 | 7 | 0.15022
27969 | 11.18 | 1 | 365 | 12.7905 | 0.62027 | 13 | 0.41081
27971 | 8.58 | 1 | 365 | 9.816 | 0.66207 | 10 | 0.47807
25293 | 4.675 | 1 | 365 | 5.3485 | 0.7133 | 6 | 0.061767
25216 | 6.76 | 1 | 365 | 7.7338 | 0.49132 | 8 | 0.22514
25294 | 10.215 | 1 | 365 | 11.6865 | 0.40886 | 12 | 0.095389
25220 | 5.46 | 1 | 365 | 6.2465 | 0.51222 | 6 | 0.75877
24531 | 5.46 | 1 | 365 | 6.2465 | 0.51222 | 6 | 0.75877
25297 | 8.525 | 1 | 365 | 9.7531 | 0.53603 | 10 | 0.2891
21876 | 3.9 | 1 | 365 | 4.4618 | 0.9373 | 5 | 0.39912
24726 | 7.8 | 1 | 365 | 8.9236 | 0.8746 | 9 | 0.79824
25299 | 6.725 | 1 | 365 | 7.6938 | 0.41112 | 8 | 0.10489
25301 | 8.47 | 1 | 365 | 9.6902 | 0.40999 | 10 | 0.10014
28033 | 12.099 | 1 | 365 | 13.8419 | 0.72626 | 14 | 0.5682
18574 | 4.16 | 1 | 365 | 4.7593 | 0.53312 | 5 | 0.2924
24855 | 9.62 | 1 | 365 | 11.0058 | 0.045346 | 11 | 0.051165
25422 | 4.42 | 1 | 365 | 5.0567 | 0.12894 | 5 | 0.18567
28020 | 3.38 | 1 | 365 | 3.8669 | 0.74566 | 4 | 0.61257
27962 | 10.26 | 1 | 365 | 11.738 | 0.51198 | 12 | 0.24999
27964 | 6.76 | 1 | 365 | 7.7338 | 0.49132 | 8 | 0.22514
27968 | 3.92 | 1 | 365 | 4.4847 | 0.98313 | 5 | 0.46783
27967 | 6.375 | 1 | 365 | 7.2934 | 0.60905 | 7 | 0.90241
27974 | 5.2 | 1 | 365 | 5.9491 | 0.9164 | 6 | 0.86549
27973 | 14.82 | 1 | 365 | 16.9549 | 0.96175 | 17 | 0.91666
27975 | 4.94 | 1 | 365 | 5.6516 | 0.32058 | 5 | 0.97222
27977 | 2.85 | 1 | 365 | 3.2606 | 0.53111 | 3 | 0.79167
27976 | 4.42 | 1 | 365 | 5.0567 | 0.12894 | 5 | 0.18567
21518 | 6.24 | 1 | 365 | 7.1389 | 0.29968 | 7 | 0.43859
21047 | 5.72 | 1 | 365 | 6.544 | 0.10804 | 6 | 0.65204
28027 | 13.5 | 1 | 365 | 15.4448 | 0.93682 | 16 | 0.38157
28026 | 7.84 | 1 | 365 | 8.9694 | 0.96627 | 9 | 0.93567
21779 | 6.5 | 1 | 365 | 7.4364 | 0.8955 | 8 | 0.33187
24238 | 10.66 | 1 | 365 | 12.1956 | 0.42863 | 12 | 0.62426
21809 | 5.2 | 1 | 365 | 5.9491 | 0.9164 | 6 | 0.86549
25300 | 4.2 | 1 | 365 | 4.805 | 0.62479 | 5 | 0.42982
25303 | 6.44 | 1 | 365 | 7.3677 | 0.75801 | 8 | 0.12573
25304 | 4.48 | 1 | 365 | 5.1254 | 0.26644 | 5 | 0.39181
25308 | 6.82 | 1 | 365 | 7.8025 | 0.62882 | 8 | 0.43128
25305 | 6.47 | 1 | 365 | 7.402 | 0.82676 | 8 | 0.2288
25306 | 5.355 | 1 | 365 | 6.1264 | 0.2716 | 6 | 0.39802
25290 | 5.32 | 1 | 365 | 6.0864 | 0.1914 | 6 | 0.27778
25332 | 8.16 | 1 | 365 | 9.3355 | 0.69959 | 10 | 0.035084
25340 | 6.63 | 1 | 365 | 7.5851 | 0.19341 | 7 | 0.77851
25342 | 5.1 | 1 | 365 | 5.8347 | 0.68724 | 6 | 0.52193
25345 | 5.865 | 1 | 365 | 6.7099 | 0.44033 | 7 | 0.15022
25309 | 8.4 | 1 | 365 | 9.6101 | 0.24957 | 9 | 0.85964
25347 | 6.12 | 1 | 365 | 7.0016 | 0.02469 | 7 | 0.026313
25349 | 6.44 | 1 | 365 | 7.3677 | 0.75801 | 8 | 0.12573
25363 | 9.945 | 1 | 365 | 11.3776 | 0.79012 | 12 | 0.16776
25221 | 3.9 | 1 | 365 | 4.4618 | 0.9373 | 5 | 0.39912
25241 | 7.5 | 1 | 365 | 8.5804 | 0.18712 | 8 | 0.76754
25287 | 7.2 | 1 | 365 | 8.2372 | 0.49964 | 8 | 0.73684
25333 | 2.616 | 1 | 365 | 2.9929 | 0.99487 | 3 | 0.98772
24955 | 10.2 | 1 | 365 | 11.6694 | 0.37448 | 12 | 0.043854
25352 | 9.36 | 1 | 365 | 10.7084 | 0.44953 | 11 | 0.15789
25312 | 6.76 | 1 | 365 | 7.7338 | 0.49132 | 8 | 0.22514
25313 | 3.445 | 1 | 365 | 3.9413 | 0.89462 | 4 | 0.83589
25314 | 9.1 | 1 | 365 | 10.4109 | 0.85371 | 11 | 0.26462
25316 | 10.4 | 1 | 365 | 11.8982 | 0.83281 | 12 | 0.73099
25317 | 14.5 | 1 | 365 | 16.5888 | 0.22843 | 16 | 0.81724
25318 | 5.25 | 1 | 365 | 6.0063 | 0.030984 | 6 | 0.037278
25319 | 5.75 | 1 | 365 | 6.5783 | 0.17679 | 6 | 0.75511
25323 | 10.725 | 1 | 365 | 12.27 | 0.57758 | 12 | 0.84758
25326 | 9.35 | 1 | 365 | 10.6969 | 0.42661 | 11 | 0.12353
25329 | 8.75 | 1 | 365 | 10.0105 | 0.05164 | 10 | 0.06213
25330 | 10.2 | 1 | 365 | 11.6694 | 0.37448 | 12 | 0.043854
25334 | 6.375 | 1 | 365 | 7.2934 | 0.60905 | 7 | 0.90241
25336 | 6.25 | 1 | 365 | 7.1504 | 0.3226 | 7 | 0.47295
25338 | 14.04 | 1 | 365 | 16.0625 | 0.17429 | 16 | 0.23683
25341 | 9.1 | 1 | 365 | 10.4109 | 0.85371 | 11 | 0.26462
25343 | 8.5 | 1 | 365 | 9.7245 | 0.47874 | 10 | 0.20321
25357 | 9.18 | 1 | 365 | 10.5024 | 0.037035 | 10 | 0.53947
25359 | 8.25 | 1 | 365 | 9.4385 | 0.90583 | 10 | 0.34429
25361 | 7.395 | 1 | 365 | 8.4603 | 0.9465 | 9 | 0.40679
25362 | 8.525 | 1 | 365 | 9.7531 | 0.53603 | 10 | 0.2891
25364 | 9.075 | 1 | 365 | 10.3823 | 0.79642 | 11 | 0.17872
25627 | 2.86 | 1 | 365 | 3.272 | 0.55402 | 3 | 0.82602
25655 | 6.12 | 1 | 365 | 7.0016 | 0.02469 | 7 | 0.026313
25646 | 6.8 | 1 | 365 | 7.7796 | 0.58299 | 8 | 0.36257
25587 | 3.57 | 1 | 365 | 4.0843 | 0.18107 | 4 | 0.26535
25652 | 9.15 | 1 | 365 | 10.4681 | 0.96829 | 11 | 0.4364
25667 | 21 | 1 | 365 | 24.0252 | 0.12394 | 24 | 0.14911
25411 | 8.55 | 1 | 365 | 9.7817 | 0.59332 | 10 | 0.375
25647 | 7.65 | 1 | 365 | 8.752 | 0.53086 | 9 | 0.28289
25708 | 10.08 | 1 | 365 | 11.5321 | 0.099489 | 11 | 0.63157
25643 | 9.35 | 1 | 365 | 10.6969 | 0.42661 | 11 | 0.12353
25642 | 6.76 | 1 | 365 | 7.7338 | 0.49132 | 8 | 0.22514
25644 | 4.95 | 1 | 365 | 5.6631 | 0.3435 | 6 | 0.0065764
25645 | 10.45 | 1 | 365 | 11.9554 | 0.94739 | 12 | 0.90277
25675 | 5.775 | 1 | 365 | 6.6069 | 0.23408 | 6 | 0.84101
25682 | 3.85 | 1 | 365 | 4.4046 | 0.82272 | 5 | 0.22734
25723 | 9.405 | 1 | 365 | 10.7598 | 0.55265 | 11 | 0.3125
25556 | 6 | 1 | 365 | 6.8643 | 0.7497 | 7 | 0.61403
25720 | 6.09 | 1 | 365 | 6.9673 | 0.95594 | 7 | 0.92324
25631 | 7.905 | 1 | 365 | 9.0438 | 0.11522 | 9 | 0.15899
25633 | 2.97 | 1 | 365 | 3.3978 | 0.8061 | 4 | 0.20395
25634 | 6.24 | 1 | 365 | 7.1389 | 0.29968 | 7 | 0.43859
25635 | 6.24 | 1 | 365 | 7.1389 | 0.29968 | 7 | 0.43859
25636 | 4.42 | 1 | 365 | 5.0567 | 0.12894 | 5 | 0.18567
25638 | 4.08 | 1 | 365 | 4.6677 | 0.34979 | 5 | 0.017542
25692 | 3.9 | 1 | 365 | 4.4618 | 0.9373 | 5 | 0.39912
25693 | 7.54 | 1 | 365 | 8.6262 | 0.27878 | 8 | 0.90497
25145 | 5.46 | 1 | 365 | 6.2465 | 0.51222 | 6 | 0.75877
25153 | 3.64 | 1 | 365 | 4.1644 | 0.34148 | 4 | 0.50585
25178 | 4.94 | 1 | 365 | 5.6516 | 0.32058 | 5 | 0.97222
25176 | 6.375 | 1 | 365 | 7.2934 | 0.60905 | 7 | 0.90241
25184 | 3.57 | 1 | 365 | 4.0843 | 0.18107 | 4 | 0.26535
25229 | 10.29 | 1 | 365 | 11.7723 | 0.58073 | 12 | 0.35306
25425 | 3.9 | 1 | 365 | 4.4618 | 0.9373 | 5 | 0.39912
25428 | 5.98 | 1 | 365 | 6.8415 | 0.70386 | 7 | 0.54532
25437 | 4.94 | 1 | 365 | 5.6516 | 0.32058 | 5 | 0.97222
25695 | 10.455 | 1 | 365 | 11.9611 | 0.95885 | 12 | 0.91995
25697 | 7.28 | 1 | 365 | 8.3287 | 0.68296 | 9 | 0.011692
25703 | 9.36 | 1 | 365 | 10.7084 | 0.65097 | 11 | 0.35933
25706 | 4.68 | 1 | 365 | 5.3542 | 0.72476 | 6 | 0.078945
25709 | 8.06 | 1 | 365 | 9.2211 | 0.47042 | 9 | 0.69152
25711 | 11.66 | 1 | 365 | 13.3397 | 0.72024 | 14 | 0.059936
25713 | 8 | 1 | 365 | 9.1524 | 0.33293 | 9 | 0.48538
25715 | 5.355 | 1 | 365 | 6.1264 | 0.2716 | 6 | 0.39802
26107 | 5.98 | 1 | 365 | 6.8415 | 0.70386 | 7 | 0.54532
25714 | 7.1 | 1 | 365 | 8.1228 | 0.27047 | 8 | 0.39327
25732 | 4.5 | 1 | 365 | 5.1483 | 0.31227 | 5 | 0.46052
25746 | 10.07 | 1 | 365 | 11.5206 | 0.076573 | 11 | 0.59722
25717 | 3.64 | 1 | 365 | 4.1644 | 0.34148 | 4 | 0.50585
25719 | 4.125 | 1 | 365 | 4.7192 | 0.45292 | 5 | 0.17215
25804 | 7.8 | 1 | 365 | 8.9236 | 0.8746 | 9 | 0.79824
25806 | 6.6 | 1 | 365 | 7.5508 | 0.12467 | 7 | 0.67544
25807 | 7.975 | 1 | 365 | 9.1238 | 0.27564 | 9 | 0.39948
25808 | 6.6 | 1 | 365 | 7.5508 | 0.12467 | 7 | 0.67544
25809 | 6.6 | 1 | 365 | 7.5508 | 0.12467 | 7 | 0.67544
25810 | 10.4 | 1 | 365 | 11.8982 | 0.83281 | 12 | 0.73099
25811 | 11 | 1 | 365 | 12.5846 | 0.20778 | 12 | 0.79239
25812 | 8.525 | 1 | 365 | 9.7531 | 0.53603 | 10 | 0.2891
25813 | 8.32 | 1 | 365 | 9.5185 | 0.066245 | 9 | 0.58479
25814 | 9.35 | 1 | 365 | 10.6969 | 0.42661 | 11 | 0.12353
25815 | 6.405 | 1 | 365 | 7.3277 | 0.6778 | 8 | 0.0054792
25816 | 11.44 | 1 | 365 | 13.088 | 0.21609 | 13 | 0.30409
25761 | 4.86 | 1 | 365 | 5.5601 | 0.13725 | 5 | 0.69737
25764 | 10.8 | 1 | 365 | 12.3558 | 0.74945 | 13 | 0.10526
25787 | 9.75 | 1 | 365 | 11.1545 | 0.34326 | 11 | 0.4978
25768 | 5.5 | 1 | 365 | 6.2923 | 0.60389 | 6 | 0.8962
24286 | 9.69 | 1 | 365 | 11.0859 | 0.20576 | 11 | 0.29166
26726 | 8.06 | 1 | 365 | 9.2211 | 0.47042 | 9 | 0.69152
26701 | 4.08 | 1 | 365 | 4.6677 | 0.34979 | 5 | 0.017542
26713 | 8.58 | 1 | 365 | 9.816 | 0.66207 | 10 | 0.47807
26716 | 6.24 | 1 | 365 | 7.1389 | 0.29968 | 7 | 0.43859
25760 | 5.2 | 1 | 365 | 5.9491 | 0.9164 | 6 | 0.86549
26638 | 6.1 | 1 | 365 | 6.9787 | 0.97886 | 7 | 0.9576
26684 | 9.81 | 1 | 365 | 11.2232 | 0.48075 | 11 | 0.70394
25731 | 8.96 | 1 | 365 | 10.2507 | 0.53288 | 10 | 0.78362
25735 | 10.2 | 1 | 365 | 11.6694 | 0.37448 | 12 | 0.043854
25737 | 6.12 | 1 | 365 | 7.0016 | 0.02469 | 7 | 0.026313
25749 | 4.76 | 1 | 365 | 5.4457 | 0.90809 | 6 | 0.3538
25753 | 9.12 | 1 | 365 | 10.4338 | 0.89954 | 11 | 0.33333
25777 | 17.955 | 1 | 365 | 20.5415 | 0.14597 | 20 | 0.68749
25780 | 14.4 | 1 | 365 | 16.4744 | 0.99927 | 17 | 0.47368
25781 | 8.12 | 1 | 365 | 9.2897 | 0.60792 | 9 | 0.89766
25784 | 9.72 | 1 | 365 | 11.1202 | 0.27451 | 11 | 0.39473
25785 | 3.99 | 1 | 365 | 4.5648 | 0.14355 | 4 | 0.70833
25788 | 8.4 | 1 | 365 | 9.6101 | 0.24957 | 9 | 0.85964
25820 | 7.848 | 1 | 365 | 8.9786 | 0.9846 | 9 | 0.96315
25829 | 3.575 | 1 | 365 | 4.09 | 0.19253 | 4 | 0.28253
25830 | 8.415 | 1 | 365 | 9.6272 | 0.28395 | 9 | 0.91118
25836 | 7.59 | 1 | 365 | 8.6834 | 0.39337 | 9 | 0.07675
25857 | 5.72 | 1 | 365 | 6.544 | 0.10804 | 6 | 0.65204
25835 | 7.245 | 1 | 365 | 8.2887 | 0.60276 | 8 | 0.89144
25880 | 4.94 | 1 | 365 | 5.6516 | 0.32058 | 5 | 0.97222
25856 | 4.08 | 1 | 365 | 4.6677 | 0.34979 | 5 | 0.017542
25837 | 6.12 | 1 | 365 | 7.0016 | 0.02469 | 7 | 0.026313
16174 | 8.97 | 1 | 365 | 10.2622 | 0.5558 | 10 | 0.81798
25770 | 10.92 | 1 | 365 | 12.4931 | 0.024447 | 12 | 0.51754
25891 | 8.4 | 1 | 365 | 9.6101 | 0.24957 | 9 | 0.85964
26034 | 6.9 | 1 | 365 | 7.894 | 0.81215 | 8 | 0.70614
25917 | 9 | 1 | 365 | 10.2965 | 0.62454 | 10 | 0.92105
25921 | 2.44 | 1 | 365 | 2.7915 | 0.59154 | 3 | 0.38304
25912 | 9.75 | 1 | 365 | 11.1545 | 0.34326 | 11 | 0.4978
25918 | 5.98 | 1 | 365 | 6.8415 | 0.70386 | 7 | 0.54532
26035 | 3.73 | 1 | 365 | 4.2673 | 0.54773 | 4 | 0.81506
26040 | 11.96 | 1 | 365 | 13.6829 | 0.40773 | 14 | 0.090637
26044 | 10.22 | 1 | 365 | 11.6923 | 0.42032 | 12 | 0.11257
25955 | 11 | 1 | 365 | 12.5846 | 0.20778 | 12 | 0.79239
25972 | 15 | 1 | 365 | 17.1608 | 0.37424 | 17 | 0.53508
26008 | 11.34 | 1 | 365 | 12.9736 | 0.98693 | 13 | 0.96052
26066 | 11.5 | 1 | 365 | 13.1566 | 0.35358 | 13 | 0.51023
26069 | 11.5 | 1 | 365 | 13.1566 | 0.35358 | 13 | 0.51023
26006 | 9.36 | 1 | 365 | 10.7084 | 0.44953 | 11 | 0.15789
26007 | 11.7 | 1 | 365 | 13.3855 | 0.81191 | 14 | 0.19736
26013 | 8.84 | 1 | 365 | 10.1135 | 0.25789 | 10 | 0.37134
26037 | 4.42 | 1 | 365 | 5.0567 | 0.12894 | 5 | 0.18567
26041 | 8.32 | 1 | 365 | 9.5185 | 0.066245 | 9 | 0.58479
26051 | 2.34 | 1 | 365 | 2.6771 | 0.36238 | 3 | 0.039472
26065 | 3.9 | 1 | 365 | 4.4618 | 0.9373 | 5 | 0.39912
26068 | 3.38 | 1 | 365 | 3.8669 | 0.74566 | 4 | 0.61257
26067 | 5.2 | 1 | 365 | 5.9491 | 0.9164 | 6 | 0.86549
26063 | 7.6 | 1 | 365 | 8.6948 | 0.41628 | 9 | 0.11111
25865 | 4.83 | 1 | 365 | 5.5258 | 0.068505 | 5 | 0.5943
25831 | 7.32 | 1 | 365 | 8.3745 | 0.77463 | 9 | 0.14912
26028 | 3.9 | 1 | 365 | 4.4618 | 0.9373 | 5 | 0.39912
27790 | 6.095 | 1 | 365 | 6.973 | 0.9674 | 7 | 0.94042
27806 | 3.38 | 1 | 365 | 3.8669 | 0.74566 | 4 | 0.61257
27796 | 8.32 | 1 | 365 | 9.5185 | 0.066245 | 9 | 0.58479
27983 | 4.16 | 1 | 365 | 4.7593 | 0.53312 | 5 | 0.2924
27984 | 7.395 | 1 | 365 | 8.4603 | 0.9465 | 9 | 0.40679
27985 | 5.2 | 1 | 365 | 5.9491 | 0.9164 | 6 | 0.86549
27986 | 8.06 | 1 | 365 | 9.2211 | 0.47042 | 9 | 0.69152
26263 | 7.54 | 1 | 365 | 8.6262 | 0.27878 | 8 | 0.90497
26283 | 3.3 | 1 | 365 | 3.7754 | 0.56233 | 4 | 0.33772
26304 | 5.75 | 1 | 365 | 6.5783 | 0.17679 | 6 | 0.75511
26356 | 5.2 | 1 | 365 | 5.9491 | 0.9164 | 6 | 0.86549
26370 | 10.4 | 1 | 365 | 11.8982 | 0.83281 | 12 | 0.73099
26265 | 8.96 | 1 | 365 | 10.2507 | 0.53288 | 10 | 0.78362
26195 | 4.675 | 1 | 365 | 5.3485 | 0.7133 | 6 | 0.061767
26266 | 8.58 | 1 | 365 | 9.816 | 0.66207 | 10 | 0.47807
26269 | 5.2 | 1 | 365 | 5.9491 | 0.9164 | 6 | 0.86549
26270 | 5.98 | 1 | 365 | 6.8415 | 0.70386 | 7 | 0.54532
26276 | 3.38 | 1 | 365 | 3.8669 | 0.74566 | 4 | 0.61257
26281 | 5.98 | 1 | 365 | 6.8415 | 0.70386 | 7 | 0.54532
26282 | 6.24 | 1 | 365 | 7.1389 | 0.29968 | 7 | 0.43859
26285 | 4.42 | 1 | 365 | 5.0567 | 0.12894 | 5 | 0.18567
26289 | 2.34 | 1 | 365 | 2.6771 | 0.36238 | 3 | 0.039472
26288 | 3.92 | 1 | 365 | 4.4847 | 0.98313 | 5 | 0.46783
26287 | 6.05 | 1 | 365 | 6.9215 | 0.86428 | 7 | 0.78582
26290 | 9.9 | 1 | 365 | 11.3262 | 0.687 | 12 | 0.013153
26292 | 7.54 | 1 | 365 | 8.6262 | 0.27878 | 8 | 0.90497
26295 | 14 | 1 | 365 | 16.0168 | 0.082624 | 16 | 0.099408
26294 | 6.16 | 1 | 365 | 7.0474 | 0.11635 | 7 | 0.16374
26297 | 4.8 | 1 | 365 | 5.4915 | 0.99976 | 6 | 0.49123
26872 | 5.1 | 1 | 365 | 5.8347 | 0.68724 | 6 | 0.52193
26870 | 7.28 | 1 | 365 | 8.3287 | 0.68296 | 9 | 0.011692
26874 | 6.82 | 1 | 365 | 7.8025 | 0.62882 | 8 | 0.43128
26931 | 8.42 | 1 | 365 | 9.633 | 0.29541 | 9 | 0.92836
26298 | 6.25 | 1 | 365 | 7.1504 | 0.3226 | 7 | 0.47295
26301 | 5.5 | 1 | 365 | 6.2923 | 0.60389 | 6 | 0.8962
26300 | 9.3 | 1 | 365 | 10.6397 | 0.31203 | 10 | 0.95175
26305 | 7.2 | 1 | 365 | 8.2372 | 0.49964 | 8 | 0.73684
26328 | 6.5 | 1 | 365 | 7.4364 | 0.8955 | 8 | 0.33187
26339 | 8.25 | 1 | 365 | 9.4385 | 0.90583 | 10 | 0.34429
26341 | 7.75 | 1 | 365 | 8.8664 | 0.76002 | 9 | 0.62646
26345 | 8.58 | 1 | 365 | 9.816 | 0.66207 | 10 | 0.47807
26348 | 4.94 | 1 | 365 | 5.6516 | 0.32058 | 5 | 0.97222
26355 | 6.25 | 1 | 365 | 7.1504 | 0.3226 | 7 | 0.47295
26357 | 4.42 | 1 | 365 | 5.0567 | 0.12894 | 5 | 0.18567
25938 | 3.24 | 1 | 365 | 3.7067 | 0.42484 | 4 | 0.13158
26359 | 3.64 | 1 | 365 | 4.1644 | 0.34148 | 4 | 0.50585
26361 | 3.12 | 1 | 365 | 3.5695 | 0.14984 | 3 | 0.7193
26362 | 5.75 | 1 | 365 | 6.5783 | 0.17679 | 6 | 0.75511
26363 | 6.12 | 1 | 365 | 7.0016 | 0.02469 | 7 | 0.026313
26364 | 7.28 | 1 | 365 | 8.3287 | 0.68296 | 9 | 0.011692
26367 | 10.45 | 1 | 365 | 11.9554 | 0.94739 | 12 | 0.90277
26386 | 7.54 | 1 | 365 | 8.6262 | 0.27878 | 8 | 0.90497
26534 | 7.8 | 1 | 365 | 8.9236 | 0.8746 | 9 | 0.79824
26561 | 7.7 | 1 | 365 | 8.8092 | 0.64544 | 9 | 0.45467
26583 | 7.65 | 1 | 365 | 8.752 | 0.53086 | 9 | 0.28289
26373 | 9.72 | 1 | 365 | 11.1202 | 0.27451 | 11 | 0.39473
26374 | 4.42 | 1 | 365 | 5.0567 | 0.12894 | 5 | 0.18567
26376 | 11.7 | 1 | 365 | 13.3855 | 0.81191 | 14 | 0.19736
26377 | 7 | 1 | 365 | 8.0084 | 0.041312 | 8 | 0.049704
26379 | 12.74 | 1 | 365 | 14.5753 | 0.19519 | 14 | 0.77046
24151 | 5.98 | 1 | 365 | 6.8415 | 0.70386 | 7 | 0.54532
24161 | 3.64 | 1 | 365 | 4.1644 | 0.34148 | 4 | 0.50585
24153 | 7.8 | 1 | 365 | 8.9236 | 0.8746 | 9 | 0.79824
26387 | 6.72 | 1 | 365 | 7.6881 | 0.39966 | 8 | 0.087716
26391 | 4.08 | 1 | 365 | 4.6677 | 0.34979 | 5 | 0.017542
26392 | 6.24 | 1 | 365 | 7.1389 | 0.29968 | 7 | 0.43859
26398 | 9.36 | 1 | 365 | 10.7084 | 0.44953 | 11 | 0.15789
26405 | 12.8 | 1 | 365 | 14.6439 | 0.33268 | 14 | 0.9766
26418 | 4.59 | 1 | 365 | 5.2512 | 0.51852 | 5 | 0.76973
26461 | 5.98 | 1 | 365 | 6.8415 | 0.70386 | 7 | 0.54532
26507 | 4.75 | 1 | 365 | 5.4343 | 0.88518 | 6 | 0.31944
26512 | 5.5 | 1 | 365 | 6.2923 | 0.60389 | 6 | 0.8962
26515 | 6.875 | 1 | 365 | 7.8654 | 0.75486 | 8 | 0.62025
26519 | 5.5 | 1 | 365 | 6.2923 | 0.60389 | 6 | 0.8962
26547 | 7.7 | 1 | 365 | 8.8092 | 0.64544 | 9 | 0.45467
26550 | 4.95 | 1 | 365 | 5.6631 | 0.3435 | 6 | 0.0065764
26553 | 10 | 1 | 365 | 11.4406 | 0.91616 | 12 | 0.35672
26557 | 6.05 | 1 | 365 | 6.9215 | 0.86428 | 7 | 0.78582
26562 | 6 | 1 | 365 | 6.8643 | 0.7497 | 7 | 0.61403
26565 | 6.5 | 1 | 365 | 7.4364 | 0.8955 | 8 | 0.33187
26569 | 6.325 | 1 | 365 | 7.2362 | 0.49447 | 7 | 0.73063
26573 | 3.57 | 1 | 365 | 4.0843 | 0.18107 | 4 | 0.26535
26572 | 12.48 | 1 | 365 | 14.2778 | 0.59937 | 14 | 0.87719
26574 | 7.7 | 1 | 365 | 8.8092 | 0.64544 | 9 | 0.45467
26577 | 6.63 | 1 | 365 | 7.5851 | 0.19341 | 7 | 0.77851
26581 | 4.42 | 1 | 365 | 5.0567 | 0.12894 | 5 | 0.18567
26586 | 12.1 | 1 | 365 | 13.8431 | 0.72855 | 14 | 0.57163
26588 | 6.6 | 1 | 365 | 7.5508 | 0.12467 | 7 | 0.67544
26587 | 2.86 | 1 | 365 | 3.272 | 0.55402 | 3 | 0.82602
26592 | 5.46 | 1 | 365 | 6.2465 | 0.51222 | 6 | 0.75877
26600 | 3.06 | 1 | 365 | 3.5008 | 0.012345 | 3 | 0.51316
26605 | 6.76 | 1 | 365 | 7.7338 | 0.49132 | 8 | 0.22514
26607 | 4.68 | 1 | 365 | 5.3542 | 0.72476 | 6 | 0.078945
26612 | 8.75 | 1 | 365 | 10.0105 | 0.05164 | 10 | 0.06213
26609 | 7.28 | 1 | 365 | 8.3287 | 0.68296 | 9 | 0.011692
26809 | 8.415 | 1 | 365 | 9.6272 | 0.28395 | 9 | 0.91118
26818 | 6.5 | 1 | 365 | 7.4364 | 0.8955 | 8 | 0.33187
26828 | 6.25 | 1 | 365 | 7.1504 | 0.3226 | 7 | 0.47295
26857 | 8.42 | 1 | 365 | 9.633 | 0.29541 | 9 | 0.92836
26803 | 7.54 | 1 | 365 | 8.6262 | 0.27878 | 8 | 0.90497
26805 | 5.72 | 1 | 365 | 6.544 | 0.10804 | 6 | 0.65204
26808 | 3.64 | 1 | 365 | 4.1644 | 0.34148 | 4 | 0.50585
26797 | 6.5 | 1 | 365 | 7.4364 | 0.8955 | 8 | 0.33187
26799 | 10.66 | 1 | 365 | 12.1956 | 0.42863 | 12 | 0.62426
26801 | 8.58 | 1 | 365 | 9.816 | 0.66207 | 10 | 0.47807
26802 | 10.07 | 1 | 365 | 11.5206 | 0.076573 | 11 | 0.59722
26807 | 11 | 1 | 365 | 12.5846 | 0.20778 | 12 | 0.79239
26811 | 9.1 | 1 | 365 | 10.4109 | 0.85371 | 11 | 0.26462
26810 | 7.975 | 1 | 365 | 9.1238 | 0.27564 | 9 | 0.39948
26812 | 6.5 | 1 | 365 | 7.4364 | 0.8955 | 8 | 0.33187
26813 | 10.14 | 1 | 365 | 11.6007 | 0.23699 | 11 | 0.83771
26814 | 4.675 | 1 | 365 | 5.3485 | 0.7133 | 6 | 0.061767
26815 | 3.12 | 1 | 365 | 3.5695 | 0.14984 | 3 | 0.7193
27478 | 5 | 1 | 365 | 5.7203 | 0.45808 | 6 | 0.17836
26816 | 7.14 | 1 | 365 | 8.1686 | 0.36214 | 8 | 0.5307
26817 | 9.62 | 1 | 365 | 11.0058 | 0.045346 | 11 | 0.051165
26819 | 12.375 | 1 | 365 | 14.1577 | 0.35875 | 14 | 0.51644
26821 | 3.3 | 1 | 365 | 3.7754 | 0.56233 | 4 | 0.33772
27477 | 4.75 | 1 | 365 | 5.4343 | 0.88518 | 6 | 0.31944
26820 | 7.02 | 1 | 365 | 8.0313 | 0.087144 | 8 | 0.11842
27479 | 5.5 | 1 | 365 | 6.2923 | 0.60389 | 6 | 0.8962
27481 | 10.5 | 1 | 365 | 12.0126 | 0.061968 | 12 | 0.074556
27482 | 7.425 | 1 | 365 | 8.4946 | 0.015249 | 8 | 0.50986
27484 | 21.35 | 1 | 365 | 24.4256 | 0.926 | 25 | 0.3516
27386 | 5.355 | 1 | 365 | 6.1264 | 0.2716 | 6 | 0.39802
26822 | 4.08 | 1 | 365 | 4.6677 | 0.34979 | 5 | 0.017542
26823 | 5.46 | 1 | 365 | 6.2465 | 0.51222 | 6 | 0.75877
26824 | 5.61 | 1 | 365 | 6.4182 | 0.85597 | 7 | 0.27412
26825 | 10.5 | 1 | 365 | 12.0126 | 0.061968 | 12 | 0.074556
26826 | 7.14 | 1 | 365 | 8.1686 | 0.36214 | 8 | 0.5307
26827 | 4.5 | 1 | 365 | 5.1483 | 0.31227 | 5 | 0.46052
26829 | 11.5 | 1 | 365 | 13.1566 | 0.35358 | 13 | 0.51023
26830 | 9.9 | 1 | 365 | 11.3262 | 0.687 | 12 | 0.013153
26831 | 9.5 | 1 | 365 | 10.8685 | 0.77035 | 11 | 0.63888
26833 | 6.375 | 1 | 365 | 7.2934 | 0.60905 | 7 | 0.90241
26834 | 9.405 | 1 | 365 | 10.7598 | 0.55265 | 11 | 0.3125
26836 | 6.22 | 1 | 365 | 7.116 | 0.25385 | 7 | 0.36988
26838 | 6.96 | 1 | 365 | 7.9626 | 0.94965 | 8 | 0.91228
27486 | 7.8 | 1 | 365 | 8.9236 | 0.8746 | 9 | 0.79824
26841 | 4.73 | 1 | 365 | 5.4114 | 0.83934 | 6 | 0.25073
26844 | 4.73 | 1 | 365 | 5.4114 | 0.83934 | 6 | 0.25073
27488 | 6.12 | 1 | 365 | 7.0016 | 0.02469 | 7 | 0.026313
26846 | 7.65 | 1 | 365 | 8.752 | 0.53086 | 9 | 0.28289
26848 | 4.85 | 1 | 365 | 5.5487 | 0.11434 | 5 | 0.66301
27490 | 6.54 | 1 | 365 | 7.4821 | 0.98717 | 8 | 0.46929
26847 | 8.845 | 1 | 365 | 10.1192 | 0.26934 | 10 | 0.38852
26843 | 2.08 | 1 | 365 | 2.3796 | 0.76656 | 3 | 0.1462
27491 | 12.426 | 1 | 365 | 14.216 | 0.47562 | 14 | 0.69166
26849 | 4.48 | 1 | 365 | 5.1254 | 0.26644 | 5 | 0.39181
27492 | 6.16 | 1 | 365 | 7.0474 | 0.11635 | 7 | 0.16374
26853 | 3.57 | 1 | 365 | 4.0843 | 0.18107 | 4 | 0.26535
27493 | 10.35 | 1 | 365 | 11.841 | 0.71823 | 12 | 0.55921
27050 | 9.47 | 1 | 365 | 10.8342 | 0.7016 | 11 | 0.53581
27990 | 3.64 | 1 | 365 | 4.1644 | 0.34148 | 4 | 0.50585
27494 | 5.886 | 1 | 365 | 6.7339 | 0.48845 | 7 | 0.22237
27991 | 5.98 | 1 | 365 | 6.8415 | 0.70386 | 7 | 0.54532
27992 | 4.42 | 1 | 365 | 5.0567 | 0.12894 | 5 | 0.18567
17419 | 13.26 | 1 | 365 | 15.1702 | 0.38683 | 15 | 0.55701
27995 | 11.44 | 1 | 365 | 13.088 | 0.21609 | 13 | 0.30409
27994 | 9.435 | 1 | 365 | 10.7942 | 0.6214 | 11 | 0.41557
27997 | 10.4 | 1 | 365 | 11.8982 | 0.83281 | 12 | 0.73099
17550 | 2.6 | 1 | 365 | 2.9745 | 0.9582 | 3 | 0.93275
27996 | 10.4 | 1 | 365 | 11.8982 | 0.83281 | 12 | 0.73099
27998 | 6.24 | 1 | 365 | 7.1389 | 0.29968 | 7 | 0.43859
17372 | 8.925 | 1 | 365 | 10.2107 | 0.45267 | 10 | 0.66337
27999 | 2.08 | 1 | 365 | 2.3796 | 0.76656 | 3 | 0.1462
17523 | 2.55 | 1 | 365 | 2.9173 | 0.84362 | 3 | 0.76096
17554 | 4.59 | 1 | 365 | 5.2512 | 0.51852 | 5 | 0.76973
28001 | 7.8 | 1 | 365 | 8.9236 | 0.8746 | 9 | 0.79824
17655 | 5.865 | 1 | 365 | 6.7099 | 0.44033 | 7 | 0.15022
17542 | 2.6 | 1 | 365 | 2.9745 | 0.9582 | 3 | 0.93275
27487 | 8.25 | 1 | 365 | 9.4385 | 0.90583 | 10 | 0.34429
27978 | 6.4 | 1 | 365 | 7.322 | 0.66634 | 7 | 0.9883
27496 | 6.75 | 1 | 365 | 7.7224 | 0.46841 | 8 | 0.19079
27498 | 10.2 | 1 | 365 | 11.6694 | 0.37448 | 12 | 0.043854
17616 | 8.58 | 1 | 365 | 9.816 | 0.66207 | 10 | 0.47807
25102 | 5.2 | 1 | 365 | 5.9491 | 0.9164 | 6 | 0.86549
17593 | 5.39 | 1 | 365 | 6.1665 | 0.35181 | 6 | 0.51827
27501 | 5.61 | 1 | 365 | 6.4182 | 0.85597 | 7 | 0.27412
24245 | 7.54 | 1 | 365 | 8.6262 | 0.27878 | 8 | 0.90497
27229 | 8.415 | 1 | 365 | 9.6272 | 0.28395 | 9 | 0.91118
28011 | 12.9 | 1 | 365 | 14.7583 | 0.56185 | 15 | 0.32017
17642 | 5.355 | 1 | 365 | 6.1264 | 0.2716 | 6 | 0.39802
27505 | 6.63 | 1 | 365 | 7.5851 | 0.19341 | 7 | 0.77851
17865 | 9.435 | 1 | 365 | 10.7942 | 0.6214 | 11 | 0.41557
27507 | 6.24 | 1 | 365 | 7.1389 | 0.29968 | 7 | 0.43859
17717 | 3.06 | 1 | 365 | 3.5008 | 0.012345 | 3 | 0.51316
28014 | 6.63 | 1 | 365 | 7.5851 | 0.19341 | 7 | 0.77851
17891 | 8.06 | 1 | 365 | 9.2211 | 0.47042 | 9 | 0.69152
27508 | 14.3 | 1 | 365 | 16.36 | 0.77011 | 17 | 0.13011
27530 | 5.1 | 1 | 365 | 5.8347 | 0.68724 | 6 | 0.52193
18074 | 5.61 | 1 | 365 | 6.4182 | 0.85597 | 7 | 0.27412
17992 | 4.08 | 1 | 365 | 4.6677 | 0.34979 | 5 | 0.017542
24122 | 9.1 | 1 | 365 | 10.4109 | 0.85371 | 11 | 0.26462
25210 | 7.28 | 1 | 365 | 8.3287 | 0.68296 | 9 | 0.011692
24422 | 7.02 | 1 | 365 | 8.0313 | 0.087144 | 8 | 0.11842
18112 | 13.78 | 1 | 365 | 15.7651 | 0.57847 | 16 | 0.34356
18278 | 5.72 | 1 | 365 | 6.544 | 0.10804 | 6 | 0.65204
18132 | 4.94 | 1 | 365 | 5.6516 | 0.32058 | 5 | 0.97222
27052 | 6.76 | 1 | 365 | 7.7338 | 0.49132 | 8 | 0.22514
27053 | 6.82 | 1 | 365 | 7.8025 | 0.62882 | 8 | 0.43128
27054 | 6.76 | 1 | 365 | 7.7338 | 0.49132 | 8 | 0.22514
27055 | 4.16 | 1 | 365 | 4.7593 | 0.53312 | 5 | 0.2924
27056 | 3.12 | 1 | 365 | 3.5695 | 0.14984 | 3 | 0.7193
27059 | 6.5 | 1 | 365 | 7.4364 | 0.8955 | 8 | 0.33187
27058 | 32.5 | 0.9 | 365 | 33.4636 | 0.029768 | 33 | 0.49341
27061 | 9.54 | 1 | 365 | 10.9143 | 0.86202 | 11 | 0.77631
27062 | 6.5 | 1 | 365 | 7.4364 | 0.8955 | 8 | 0.33187
27064 | 5.725 | 1 | 365 | 6.5497 | 0.1195 | 6 | 0.66922
27065 | 4.98 | 1 | 365 | 5.6974 | 0.41225 | 6 | 0.10965
27066 | 9.435 | 1 | 365 | 10.7942 | 0.6214 | 11 | 0.41557
27069 | 6.82 | 1 | 365 | 7.8025 | 0.62882 | 8 | 0.43128
27073 | 5.72 | 1 | 365 | 6.544 | 0.10804 | 6 | 0.65204
27086 | 5.88 | 1 | 365 | 6.727 | 0.4747 | 7 | 0.20175
27095 | 6.885 | 1 | 365 | 7.8768 | 0.77778 | 8 | 0.6546
26919 | 7.06 | 1 | 365 | 8.077 | 0.17881 | 8 | 0.25584
27070 | 5.215 | 1 | 365 | 5.9663 | 0.95078 | 6 | 0.91703
27071 | 16.83 | 1 | 365 | 19.2545 | 0.5679 | 19 | 0.82236
27072 | 14.04 | 1 | 365 | 16.0625 | 0.17429 | 16 | 0.23683
27074 | 7.395 | 1 | 365 | 8.4603 | 0.9465 | 9 | 0.40679
27077 | 6.12 | 1 | 365 | 7.0016 | 0.02469 | 7 | 0.026313
27078 | 6.44 | 1 | 365 | 7.3677 | 0.75801 | 8 | 0.12573
27080 | 11 | 1 | 365 | 12.5846 | 0.20778 | 12 | 0.79239
27081 | 4.59 | 1 | 365 | 5.2512 | 0.51852 | 5 | 0.76973
27082 | 12.88 | 1 | 365 | 14.7354 | 0.51601 | 15 | 0.25146
27084 | 8.68 | 1 | 365 | 9.9304 | 0.89123 | 10 | 0.82163
28036 | 4.59 | 1 | 365 | 5.2512 | 0.51852 | 5 | 0.76973
27087 | 3.64 | 1 | 365 | 4.1644 | 0.34148 | 4 | 0.50585
27088 | 8.06 | 1 | 365 | 9.2211 | 0.47042 | 9 | 0.69152
27089 | 7.02 | 1 | 365 | 8.0313 | 0.087144 | 8 | 0.11842
27098 | 9.1 | 1 | 365 | 10.4109 | 0.85371 | 11 | 0.26462
27102 | 9.805 | 1 | 365 | 11.2175 | 0.46929 | 11 | 0.68676
27475 | 5.46 | 1 | 365 | 6.2465 | 0.51222 | 6 | 0.75877
27104 | 5.72 | 1 | 365 | 6.544 | 0.10804 | 6 | 0.65204
27112 | 14.56 | 1 | 365 | 16.6575 | 0.36593 | 17 | 0.023384
27116 | 6.867 | 1 | 365 | 7.8562 | 0.73653 | 8 | 0.59276
27115 | 5.72 | 1 | 365 | 6.544 | 0.10804 | 6 | 0.65204
27853 | 6.48 | 1 | 365 | 7.4135 | 0.84967 | 8 | 0.26315
27734 | 28.5 | 0.9 | 365 | 29.345 | 0.77995 | 30 | 0.12499
27121 | 8.25 | 1 | 365 | 9.4385 | 0.90583 | 10 | 0.34429
27124 | 6.9 | 1 | 365 | 7.894 | 0.81215 | 8 | 0.70614
27122 | 6.9 | 1 | 365 | 7.894 | 0.81215 | 8 | 0.70614
27789 | 12.1 | 1 | 365 | 13.8431 | 0.72855 | 14 | 0.57163
24343 | 5.46 | 1 | 365 | 6.2465 | 0.51222 | 6 | 0.75877
27119 | 10.66 | 1 | 365 | 12.1956 | 0.42863 | 12 | 0.62426
27791 | 6.6 | 1 | 365 | 7.5508 | 0.12467 | 7 | 0.67544
27103 | 12 | 1 | 365 | 13.7287 | 0.49939 | 14 | 0.22806
27794 | 4.77 | 1 | 365 | 5.4571 | 0.93101 | 6 | 0.38816
27797 | 9.6 | 1 | 365 | 10.9829 | 0.99951 | 11 | 0.98245
27128 | 8.175 | 1 | 365 | 9.3527 | 0.73396 | 10 | 0.086619
27799 | 9 | 1 | 365 | 10.2965 | 0.62454 | 10 | 0.92105
27147 | 6.05 | 1 | 365 | 6.9215 | 0.86428 | 7 | 0.78582
27397 | 7.905 | 1 | 365 | 9.0438 | 0.11522 | 9 | 0.15899
27131 | 7.28 | 1 | 365 | 8.3287 | 0.68296 | 9 | 0.011692
27775 | 4.16 | 1 | 365 | 4.7593 | 0.53312 | 5 | 0.2924
27780 | 6.24 | 1 | 365 | 7.1389 | 0.29968 | 7 | 0.43859
27813 | 12.04 | 1 | 365 | 13.7744 | 0.59106 | 14 | 0.36549
27136 | 3.38 | 1 | 365 | 3.8669 | 0.74566 | 4 | 0.61257
27814 | 3.9 | 1 | 365 | 4.4618 | 0.9373 | 5 | 0.39912
27321 | 6.24 | 1 | 365 | 7.1389 | 0.29968 | 7 | 0.43859
27139 | 9.69 | 1 | 365 | 11.0859 | 0.20576 | 11 | 0.29166
27782 | 5.2 | 1 | 365 | 5.9491 | 0.9164 | 6 | 0.86549
27138 | 5.98 | 1 | 365 | 6.8415 | 0.70386 | 7 | 0.54532
27464 | 5.565 | 1 | 365 | 6.3667 | 0.75284 | 7 | 0.11951
27564 | 8.1 | 1 | 365 | 9.2669 | 0.56209 | 9 | 0.82894
27554 | 5.2 | 1 | 365 | 5.9491 | 0.9164 | 6 | 0.86549
27792 | 6.76 | 1 | 365 | 7.7338 | 0.49132 | 8 | 0.22514
27542 | 8.215 | 1 | 365 | 9.3984 | 0.82563 | 10 | 0.22405
27528 | 3.06 | 1 | 365 | 3.5008 | 0.012345 | 3 | 0.51316
27140 | 6.05 | 1 | 365 | 6.9215 | 0.86428 | 7 | 0.78582
27562 | 6.36 | 1 | 365 | 7.2762 | 0.57468 | 7 | 0.85087
27826 | 7.54 | 1 | 365 | 8.6262 | 0.27878 | 8 | 0.90497
27142 | 10.45 | 1 | 365 | 11.9554 | 0.94739 | 12 | 0.90277
27459 | 6.76 | 1 | 365 | 7.7338 | 0.49132 | 8 | 0.22514
27828 | 7.28 | 1 | 365 | 8.3287 | 0.68296 | 9 | 0.011692
27143 | 6.76 | 1 | 365 | 7.7338 | 0.49132 | 8 | 0.22514
27840 | 8.67 | 1 | 365 | 9.919 | 0.86831 | 10 | 0.78728
27144 | 9.36 | 1 | 365 | 10.7084 | 0.44953 | 11 | 0.15789
27842 | 11.04 | 1 | 365 | 12.6304 | 0.29944 | 12 | 0.92982
27146 | 10.45 | 1 | 365 | 11.9554 | 0.94739 | 12 | 0.90277
27841 | 9.18 | 1 | 365 | 10.5024 | 0.037035 | 10 | 0.53947
27145 | 10.92 | 1 | 365 | 12.4931 | 0.024447 | 12 | 0.51754
27149 | 10.725 | 1 | 365 | 12.27 | 0.57758 | 12 | 0.84758
27150 | 11.55 | 1 | 365 | 13.2138 | 0.46816 | 13 | 0.68201
27148 | 2.6 | 1 | 365 | 2.9745 | 0.9582 | 3 | 0.93275
27151 | 9 | 1 | 365 | 10.2965 | 0.62454 | 10 | 0.92105
24822 | 10.66 | 1 | 365 | 12.1956 | 0.42863 | 12 | 0.62426
25133 | 5.98 | 1 | 365 | 6.8415 | 0.70386 | 7 | 0.54532
27153 | 12.75 | 1 | 365 | 14.5867 | 0.2181 | 14 | 0.80482
27577 | 2.6 | 1 | 365 | 2.9745 | 0.9582 | 3 | 0.93275
27155 | 4.845 | 1 | 365 | 5.543 | 0.10288 | 5 | 0.64583
27585 | 4.77 | 1 | 365 | 5.4571 | 0.93101 | 6 | 0.38816
27599 | 6.095 | 1 | 365 | 6.973 | 0.9674 | 7 | 0.94042
27156 | 9.69 | 1 | 365 | 11.0859 | 0.20576 | 11 | 0.29166
27560 | 6.095 | 1 | 365 | 6.973 | 0.9674 | 7 | 0.94042
27157 | 4.59 | 1 | 365 | 5.2512 | 0.51852 | 5 | 0.76973
27574 | 7.83 | 1 | 365 | 8.958 | 0.94335 | 9 | 0.90131
27158 | 5.5 | 1 | 365 | 6.2923 | 0.60389 | 6 | 0.8962
27569 | 8.06 | 1 | 365 | 9.2211 | 0.47042 | 9 | 0.69152
27589 | 2.08 | 1 | 365 | 2.3796 | 0.76656 | 3 | 0.1462
27597 | 13.26 | 1 | 365 | 15.1702 | 0.38683 | 15 | 0.55701
27576 | 7.02 | 1 | 365 | 8.0313 | 0.087144 | 8 | 0.11842
27631 | 10.66 | 1 | 365 | 12.1956 | 0.42863 | 12 | 0.62426
20017 | 3.12 | 1 | 365 | 3.5695 | 0.14984 | 3 | 0.7193
20635 | 6.24 | 1 | 365 | 7.1389 | 0.29968 | 7 | 0.43859
20650 | 7.8 | 1 | 365 | 8.9236 | 0.8746 | 9 | 0.79824
21025 | 4.68 | 1 | 365 | 5.3542 | 0.72476 | 6 | 0.078945
21105 | 10.14 | 1 | 365 | 11.6007 | 0.23699 | 11 | 0.83771
21213 | 5.72 | 1 | 365 | 6.544 | 0.10804 | 6 | 0.65204
21442 | 6.5 | 1 | 365 | 7.4364 | 0.8955 | 8 | 0.33187
20638 | 7.02 | 1 | 365 | 8.0313 | 0.087144 | 8 | 0.11842
21812 | 11.96 | 1 | 365 | 13.6829 | 0.40773 | 14 | 0.090637
21911 | 5.2 | 1 | 365 | 5.9491 | 0.9164 | 6 | 0.86549
22071 | 7.54 | 1 | 365 | 8.6262 | 0.27878 | 8 | 0.90497
22406 | 7.54 | 1 | 365 | 8.6262 | 0.27878 | 8 | 0.90497
27159 | 7.5 | 1 | 365 | 8.5804 | 0.18712 | 8 | 0.76754
27160 | 5.225 | 1 | 365 | 5.9777 | 0.97369 | 6 | 0.95139
27161 | 7.395 | 1 | 365 | 8.4603 | 0.9465 | 9 | 0.40679
27162 | 2.805 | 1 | 365 | 3.2091 | 0.42798 | 3 | 0.63706
27163 | 8.925 | 1 | 365 | 10.2107 | 0.45267 | 10 | 0.66337
27036 | 12.5 | 1 | 365 | 14.3007 | 0.6452 | 14 | 0.9459
27154 | 4.42 | 1 | 365 | 5.0567 | 0.12894 | 5 | 0.18567
27172 | 4.16 | 1 | 365 | 4.7593 | 0.53312 | 5 | 0.2924
27173 | 5.98 | 1 | 365 | 6.8415 | 0.70386 | 7 | 0.54532
27174 | 5.98 | 1 | 365 | 6.8415 | 0.70386 | 7 | 0.54532
22408 | 8.32 | 1 | 365 | 9.5185 | 0.066245 | 9 | 0.58479
22091 | 7.02 | 1 | 365 | 8.0313 | 0.087144 | 8 | 0.11842
22000 | 4.68 | 1 | 365 | 5.3542 | 0.72476 | 6 | 0.078945
27578 | 4.68 | 1 | 365 | 5.3542 | 0.72476 | 6 | 0.078945
27579 | 8.25 | 1 | 365 | 9.4385 | 0.90583 | 10 | 0.34429
27582 | 4.94 | 1 | 365 | 5.6516 | 0.32058 | 5 | 0.97222
27583 | 9 | 1 | 365 | 10.2965 | 0.62454 | 10 | 0.92105
27586 | 4 | 1 | 365 | 4.5762 | 0.16646 | 4 | 0.74269
27590 | 5.775 | 1 | 365 | 6.6069 | 0.23408 | 6 | 0.84101
27593 | 7.15 | 1 | 365 | 8.18 | 0.38505 | 8 | 0.56505
27595 | 2.75 | 1 | 365 | 3.1462 | 0.30194 | 3 | 0.4481
27611 | 4.5 | 1 | 365 | 5.1483 | 0.31227 | 5 | 0.46052
27612 | 9.075 | 1 | 365 | 10.3823 | 0.79642 | 11 | 0.17872
27616 | 9.5 | 1 | 365 | 10.8685 | 0.77035 | 11 | 0.63888
27629 | 15.5 | 1 | 365 | 17.7329 | 0.52005 | 18 | 0.25292
27594 | 9.805 | 1 | 365 | 11.2175 | 0.46929 | 11 | 0.68676
27601 | 7.155 | 1 | 365 | 8.1857 | 0.39651 | 8 | 0.58223
27436 | 6.885 | 1 | 365 | 7.8768 | 0.77778 | 8 | 0.6546
27438 | 4.16 | 1 | 365 | 4.7593 | 0.53312 | 5 | 0.2924
27175 | 5.46 | 1 | 365 | 6.2465 | 0.51222 | 6 | 0.75877
27513 | 6.63 | 1 | 365 | 7.5851 | 0.19341 | 7 | 0.77851
27176 | 13.26 | 1 | 365 | 15.1702 | 0.38683 | 15 | 0.55701
27444 | 7.905 | 1 | 365 | 9.0438 | 0.11522 | 9 | 0.15899
27179 | 9.81 | 1 | 365 | 11.2232 | 0.48075 | 11 | 0.70394
27516 | 7.905 | 1 | 365 | 9.0438 | 0.11522 | 9 | 0.15899
27442 | 4 | 1 | 365 | 4.5762 | 0.16646 | 4 | 0.74269
27177 | 12.22 | 1 | 365 | 13.9804 | 0.0035475 | 13 | 0.98391
27431 | 6.375 | 1 | 365 | 7.2934 | 0.60905 | 7 | 0.90241
27181 | 9.88 | 1 | 365 | 11.3033 | 0.64117 | 11 | 0.94444
27451 | 10.78 | 1 | 365 | 12.3329 | 0.70362 | 13 | 0.036544
27183 | 12.825 | 1 | 365 | 14.6725 | 0.38998 | 15 | 0.062493
27452 | 4.08 | 1 | 365 | 4.6677 | 0.34979 | 5 | 0.017542
27456 | 7.02 | 1 | 365 | 8.0313 | 0.087144 | 8 | 0.11842
27184 | 11.18 | 1 | 365 | 12.7905 | 0.62027 | 13 | 0.41081
27457 | 6.375 | 1 | 365 | 7.2934 | 0.60905 | 7 | 0.90241
27499 | 4.08 | 1 | 365 | 4.6677 | 0.34979 | 5 | 0.017542
27495 | 8.925 | 1 | 365 | 10.2107 | 0.45267 | 10 | 0.66337
27185 | 7.25 | 1 | 365 | 8.2944 | 0.61422 | 8 | 0.90862
27504 | 11.22 | 1 | 365 | 12.8363 | 0.71193 | 13 | 0.54824
27512 | 3.825 | 1 | 365 | 4.376 | 0.76543 | 5 | 0.14145
27521 | 8.32 | 1 | 365 | 9.5185 | 0.066245 | 9 | 0.58479
26401 | 6.5 | 1 | 365 | 7.4364 | 0.8955 | 8 | 0.33187
27526 | 4.08 | 1 | 365 | 4.6677 | 0.34979 | 5 | 0.017542
27463 | 6.12 | 1 | 365 | 7.0016 | 0.02469 | 7 | 0.026313
27460 | 3.825 | 1 | 365 | 4.376 | 0.76543 | 5 | 0.14145
26997 | 29.58 | 0.9 | 365 | 30.4571 | 0.0074012 | 30 | 0.46446
27466 | 2.295 | 1 | 365 | 2.6256 | 0.25926 | 2 | 0.88487
18729 | 14.3 | 1 | 365 | 16.36 | 0.77011 | 17 | 0.13011
27890 | 8.58 | 1 | 365 | 9.816 | 0.66207 | 10 | 0.47807
26806 | 9.36 | 1 | 365 | 10.7084 | 0.44953 | 11 | 0.15789
27186 | 8.4 | 1 | 365 | 9.6101 | 0.24957 | 9 | 0.85964
27893 | 5.72 | 1 | 365 | 6.544 | 0.10804 | 6 | 0.65204
27891 | 5.46 | 1 | 365 | 6.2465 | 0.51222 | 6 | 0.75877
27897 | 6.24 | 1 | 365 | 7.1389 | 0.29968 | 7 | 0.43859
27188 | 7.5 | 1 | 365 | 8.5804 | 0.18712 | 8 | 0.76754
27898 | 6.76 | 1 | 365 | 7.7338 | 0.49132 | 8 | 0.22514
27903 | 5.72 | 1 | 365 | 6.544 | 0.10804 | 6 | 0.65204
27812 | 6.24 | 1 | 365 | 7.1389 | 0.29968 | 7 | 0.43859
27187 | 8.1 | 1 | 365 | 9.2669 | 0.56209 | 9 | 0.82894
27904 | 10.4 | 1 | 365 | 11.8982 | 0.83281 | 12 | 0.73099
27902 | 10.4 | 1 | 365 | 11.8982 | 0.83281 | 12 | 0.73099
26947 | 7.02 | 1 | 365 | 8.0313 | 0.087144 | 8 | 0.11842
27908 | 7.14 | 1 | 365 | 8.1686 | 0.36214 | 8 | 0.5307
27041 | 8.32 | 1 | 365 | 9.5185 | 0.066245 | 9 | 0.58479
27912 | 11.18 | 1 | 365 | 12.7905 | 0.62027 | 13 | 0.41081
27914 | 5.46 | 1 | 365 | 6.2465 | 0.51222 | 6 | 0.75877
27085 | 5.565 | 1 | 365 | 6.3667 | 0.75284 | 7 | 0.11951
27720 | 8.67 | 1 | 365 | 9.919 | 0.86831 | 10 | 0.78728
26061 | 8.06 | 1 | 365 | 9.2211 | 0.47042 | 9 | 0.69152
27190 | 6.48 | 1 | 365 | 7.4135 | 0.84967 | 8 | 0.26315
27919 | 8.32 | 1 | 365 | 9.5185 | 0.066245 | 9 | 0.58479
27536 | 9.435 | 1 | 365 | 10.7942 | 0.6214 | 11 | 0.41557
27921 | 3.9 | 1 | 365 | 4.4618 | 0.9373 | 5 | 0.39912
27178 | 2.85 | 1 | 365 | 3.2606 | 0.53111 | 3 | 0.79167
27393 | 13.005 | 1 | 365 | 14.8784 | 0.80247 | 15 | 0.68091
27926 | 3.825 | 1 | 365 | 4.376 | 0.76543 | 5 | 0.14145
27191 | 8.68 | 1 | 365 | 9.9304 | 0.89123 | 10 | 0.82163
27400 | 6.885 | 1 | 365 | 7.8768 | 0.77778 | 8 | 0.6546
27922 | 8.415 | 1 | 365 | 9.6272 | 0.28395 | 9 | 0.91118
27192 | 3.64 | 1 | 365 | 4.1644 | 0.34148 | 4 | 0.50585
27929 | 3.38 | 1 | 365 | 3.8669 | 0.74566 | 4 | 0.61257
27410 | 7.65 | 1 | 365 | 8.752 | 0.53086 | 9 | 0.28289
27924 | 3.06 | 1 | 365 | 3.5008 | 0.012345 | 3 | 0.51316
27193 | 6.71 | 1 | 365 | 7.6766 | 0.37674 | 8 | 0.053359
27932 | 2.08 | 1 | 365 | 2.3796 | 0.76656 | 3 | 0.1462
27403 | 10.455 | 1 | 365 | 11.9611 | 0.95885 | 12 | 0.91995
27900 | 4.68 | 1 | 365 | 5.3542 | 0.72476 | 6 | 0.078945
27406 | 6.12 | 1 | 365 | 7.0016 | 0.02469 | 7 | 0.026313
27905 | 5.5 | 1 | 365 | 6.2923 | 0.60389 | 6 | 0.8962
27411 | 7.905 | 1 | 365 | 9.0438 | 0.11522 | 9 | 0.15899
27909 | 4.2 | 1 | 365 | 4.805 | 0.62479 | 5 | 0.42982
27391 | 3.5 | 1 | 365 | 4.0042 | 0.020656 | 4 | 0.024852
27911 | 7.2 | 1 | 365 | 8.2372 | 0.49964 | 8 | 0.73684
27931 | 4.8 | 1 | 365 | 5.4915 | 0.99976 | 6 | 0.49123
27935 | 10.8 | 1 | 365 | 12.3558 | 0.74945 | 13 | 0.10526
27412 | 8.16 | 1 | 365 | 9.3355 | 0.69959 | 10 | 0.035084
27943 | 4.845 | 1 | 365 | 5.543 | 0.10288 | 5 | 0.64583
27409 | 5.865 | 1 | 365 | 6.7099 | 0.44033 | 7 | 0.15022
27824 | 4.42 | 1 | 365 | 5.0567 | 0.12894 | 5 | 0.18567
27402 | 10.2 | 1 | 365 | 11.6694 | 0.37448 | 12 | 0.043854
27561 | 3.75 | 1 | 365 | 4.2902 | 0.59356 | 4 | 0.88377
27565 | 8.415 | 1 | 365 | 9.6272 | 0.28395 | 9 | 0.91118
27551 | 3.64 | 1 | 365 | 4.1644 | 0.34148 | 4 | 0.50585
27427 | 6.63 | 1 | 365 | 7.5851 | 0.19341 | 7 | 0.77851
26763 | 6.24 | 1 | 365 | 7.1389 | 0.29968 | 7 | 0.43859
23594 | 5.98 | 1 | 365 | 6.8415 | 0.70386 | 7 | 0.54532
27418 | 11.475 | 1 | 365 | 13.128 | 0.29629 | 13 | 0.42434
23591 | 9.1 | 1 | 365 | 10.4109 | 0.85371 | 11 | 0.26462
27417 | 6.12 | 1 | 365 | 7.0016 | 0.02469 | 7 | 0.026313
27428 | 11.985 | 1 | 365 | 13.7115 | 0.46502 | 14 | 0.17653
24019 | 5.2 | 1 | 365 | 5.9491 | 0.9164 | 6 | 0.86549
27420 | 9.69 | 1 | 365 | 11.0859 | 0.20576 | 11 | 0.29166
23573 | 13 | 1 | 365 | 14.8727 | 0.79101 | 15 | 0.66374
27439 | 7.395 | 1 | 365 | 8.4603 | 0.9465 | 9 | 0.40679
27443 | 5.75 | 1 | 365 | 6.5783 | 0.17679 | 6 | 0.75511
28116 | 7.125 | 1 | 365 | 8.1514 | 0.32776 | 8 | 0.47916
28044 | 4.42 | 1 | 365 | 5.0567 | 0.12894 | 5 | 0.18567
28122 | 4.94 | 1 | 365 | 5.6516 | 0.32058 | 5 | 0.97222
28047 | 5.72 | 1 | 365 | 6.544 | 0.10804 | 6 | 0.65204
27870 | 9.18 | 1 | 365 | 10.5024 | 0.037035 | 10 | 0.53947
28127 | 4.68 | 1 | 365 | 5.3542 | 0.72476 | 6 | 0.078945
25016 | 4.42 | 1 | 365 | 5.0567 | 0.12894 | 5 | 0.18567
28079 | 8.67 | 1 | 365 | 9.919 | 0.86831 | 10 | 0.78728
18311 | 8.16 | 1 | 365 | 9.3355 | 0.69959 | 10 | 0.035084
27387 | 22.25 | 1 | 365 | 25.4552 | 0.98846 | 26 | 0.4437
28109 | 2.08 | 1 | 365 | 2.3796 | 0.76656 | 3 | 0.1462
28128 | 3.64 | 1 | 365 | 4.1644 | 0.34148 | 4 | 0.50585
27667 | 28.325 | 0.9 | 365 | 29.1648 | 0.41902 | 29 | 0.58387
28129 | 3.18 | 1 | 365 | 3.6381 | 0.28734 | 3 | 0.92544
28058 | 11.7 | 1 | 365 | 13.3855 | 0.81191 | 14 | 0.19736
27811 | 3.9 | 1 | 365 | 4.4618 | 0.9373 | 5 | 0.39912
28131 | 5.72 | 1 | 365 | 6.544 | 0.10804 | 6 | 0.65204
28006 | 6.48 | 1 | 365 | 7.4135 | 0.84967 | 8 | 0.26315
28136 | 5.2 | 1 | 365 | 5.9491 | 0.9164 | 6 | 0.86549
28137 | 3.38 | 1 | 365 | 3.8669 | 0.74566 | 4 | 0.61257
25051 | 6.24 | 1 | 365 | 7.1389 | 0.29968 | 7 | 0.43859
28057 | 12.48 | 1 | 365 | 14.2778 | 0.59937 | 14 | 0.87719
28049 | 7.28 | 1 | 365 | 8.3287 | 0.68296 | 9 | 0.011692
18076 | 8.84 | 1 | 365 | 10.1135 | 0.25789 | 10 | 0.37134
19740 | 5.46 | 1 | 365 | 6.2465 | 0.51222 | 6 | 0.75877
19775 | 3.25 | 1 | 365 | 3.7182 | 0.44775 | 4 | 0.16593
28050 | 8.25 | 1 | 365 | 9.4385 | 0.90583 | 10 | 0.34429
19821 | 9.62 | 1 | 365 | 11.0058 | 0.045346 | 11 | 0.051165
18465 | 2.805 | 1 | 365 | 3.2091 | 0.42798 | 3 | 0.63706
19535 | 5.2 | 1 | 365 | 5.9491 | 0.9164 | 6 | 0.86549
19772 | 11.22 | 1 | 365 | 12.8363 | 0.71193 | 13 | 0.54824
18790 | 1.715 | 1 | 365 | 1.9621 | 0.93012 | 2 | 0.89218
28055 | 12.19 | 1 | 365 | 13.946 | 0.9348 | 14 | 0.88084
27529 | 5.72 | 1 | 365 | 6.544 | 0.10804 | 6 | 0.65204
18787 | 4.75 | 1 | 365 | 5.4343 | 0.88518 | 6 | 0.31944
18320 | 5.61 | 1 | 365 | 6.4182 | 0.85597 | 7 | 0.27412
27575 | 6 | 1 | 365 | 6.8643 | 0.7497 | 7 | 0.61403
18733 | 5.1 | 1 | 365 | 5.8347 | 0.68724 | 6 | 0.52193
27441 | 2.08 | 1 | 365 | 2.3796 | 0.76656 | 3 | 0.1462
27461 | 8.58 | 1 | 365 | 9.816 | 0.66207 | 10 | 0.47807
27449 | 6.24 | 1 | 365 | 7.1389 | 0.29968 | 7 | 0.43859
27458 | 3.38 | 1 | 365 | 3.8669 | 0.74566 | 4 | 0.61257
27514 | 5.72 | 1 | 365 | 6.544 | 0.10804 | 6 | 0.65204
27453 | 9.88 | 1 | 365 | 11.3033 | 0.64117 | 11 | 0.94444
28112 | 8.84 | 1 | 365 | 10.1135 | 0.25789 | 10 | 0.37134
18391 | 5.865 | 1 | 365 | 6.7099 | 0.44033 | 7 | 0.15022
23108 | 5.46 | 1 | 365 | 6.2465 | 0.51222 | 6 | 0.75877
28105 | 8.745 | 1 | 365 | 10.0048 | 0.040182 | 10 | 0.044952
27543 | 9.435 | 1 | 365 | 10.7942 | 0.6214 | 11 | 0.41557
28051 | 12.74 | 1 | 365 | 14.5753 | 0.19519 | 14 | 0.77046
28096 | 8.925 | 1 | 365 | 10.2107 | 0.45267 | 10 | 0.66337
28093 | 4.16 | 1 | 365 | 4.7593 | 0.53312 | 5 | 0.2924
23580 | 8.32 | 1 | 365 | 9.5185 | 0.066245 | 9 | 0.58479
21085 | 9.36 | 1 | 365 | 10.7084 | 0.44953 | 11 | 0.15789
13315 | 8.25 | 1 | 365 | 9.4385 | 0.90583 | 10 | 0.34429
28084 | 2.805 | 1 | 365 | 3.2091 | 0.42798 | 3 | 0.63706
27517 | 5.865 | 1 | 365 | 6.7099 | 0.44033 | 7 | 0.15022
23391 | 7.28 | 1 | 365 | 8.3287 | 0.68296 | 9 | 0.011692
28085 | 7.56 | 1 | 365 | 8.6491 | 0.32462 | 8 | 0.97368
28064 | 6.76 | 1 | 365 | 7.7338 | 0.49132 | 8 | 0.22514
22003 | 7.28 | 1 | 365 | 8.3287 | 0.68296 | 9 | 0.011692
28067 | 9.76 | 1 | 365 | 11.166 | 0.36617 | 11 | 0.53216
23716 | 5.2 | 1 | 365 | 5.9491 | 0.9164 | 6 | 0.86549
24030 | 5.2 | 1 | 365 | 5.9491 | 0.9164 | 6 | 0.86549
24041 | 3.9 | 1 | 365 | 4.4618 | 0.9373 | 5 | 0.39912
24012 | 374.22 | 0.9 | 365 | 385.3158 | 0.81169 | 386 | 0.12746
23661 | 3.12 | 1 | 365 | 3.5695 | 0.14984 | 3 | 0.7193
24023 | 8.84 | 1 | 365 | 10.1135 | 0.25789 | 10 | 0.37134
28089 | 13.78 | 1 | 365 | 15.7651 | 0.57847 | 16 | 0.34356
23754 | 4.68 | 1 | 365 | 5.3542 | 0.72476 | 6 | 0.078945
24262 | 6.5 | 1 | 365 | 7.4364 | 0.8955 | 8 | 0.33187
26852 | 4.578 | 1 | 365 | 5.2375 | 0.49102 | 5 | 0.72851
26855 | 3.57 | 1 | 365 | 4.0843 | 0.18107 | 4 | 0.26535
26859 | 10.46 | 1 | 365 | 11.9668 | 0.9703 | 12 | 0.93713
26858 | 9.87 | 1 | 365 | 11.2918 | 0.61825 | 11 | 0.91008
24345 | 7.05 | 1 | 365 | 8.0656 | 0.15589 | 8 | 0.22149
26862 | 7.7 | 1 | 365 | 8.8092 | 0.64544 | 9 | 0.45467
25838 | 7.8 | 1 | 365 | 8.9236 | 0.8746 | 9 | 0.79824
26856 | 2.385 | 1 | 365 | 2.7286 | 0.4655 | 3 | 0.19408
26864 | 17.4 | 1 | 365 | 19.9066 | 0.87412 | 20 | 0.78069
26894 | 3.64 | 1 | 365 | 4.1644 | 0.34148 | 4 | 0.50585
26865 | 6.12 | 1 | 365 | 7.0016 | 0.02469 | 7 | 0.026313
26869 | 4.42 | 1 | 365 | 5.0567 | 0.12894 | 5 | 0.18567
26875 | 12.48 | 1 | 365 | 14.2778 | 0.59937 | 14 | 0.87719
26895 | 5.32 | 1 | 365 | 6.0864 | 0.1914 | 6 | 0.27778
26906 | 8.42 | 1 | 365 | 9.633 | 0.29541 | 9 | 0.92836
26921 | 8.96 | 1 | 365 | 10.2507 | 0.53288 | 10 | 0.78362
21075 | 4.365 | 1 | 365 | 4.9938 | 0.0029038 | 4 | 0.99671
26929 | 9.44 | 1 | 365 | 10.7999 | 0.63286 | 11 | 0.43274
26927 | 11.22 | 1 | 365 | 12.8363 | 0.71193 | 13 | 0.54824
20881 | 3.43 | 1 | 365 | 3.9241 | 0.86024 | 4 | 0.78435
18106 | 2.55 | 1 | 365 | 2.9173 | 0.84362 | 3 | 0.76096
26924 | 5.73 | 1 | 365 | 6.5554 | 0.13096 | 6 | 0.6864
26923 | 8.83 | 1 | 365 | 10.102 | 0.23497 | 10 | 0.33698
26922 | 5.98 | 1 | 365 | 6.8415 | 0.70386 | 7 | 0.54532
26878 | 5.46 | 1 | 365 | 6.2465 | 0.51222 | 6 | 0.75877
26884 | 5.46 | 1 | 365 | 6.2465 | 0.51222 | 6 | 0.75877
26887 | 9.1 | 1 | 365 | 10.4109 | 0.85371 | 11 | 0.26462
26889 | 3.12 | 1 | 365 | 3.5695 | 0.14984 | 3 | 0.7193
26888 | 13.16 | 1 | 365 | 15.0558 | 0.15767 | 15 | 0.21344
26890 | 16.24 | 1 | 365 | 18.5795 | 0.21584 | 18 | 0.79531
26892 | 5.32 | 1 | 365 | 6.0864 | 0.1914 | 6 | 0.27778
26891 | 11.44 | 1 | 365 | 13.088 | 0.21609 | 13 | 0.30409
26893 | 8.12 | 1 | 365 | 9.2897 | 0.60792 | 9 | 0.89766
26920 | 4.16 | 1 | 365 | 4.7593 | 0.53312 | 5 | 0.2924
26918 | 9.24 | 1 | 365 | 10.5711 | 0.17453 | 10 | 0.74561
26917 | 4.48 | 1 | 365 | 5.1254 | 0.26644 | 5 | 0.39181
26915 | 9.52 | 1 | 365 | 10.8914 | 0.81618 | 11 | 0.7076
26914 | 4.76 | 1 | 365 | 5.4457 | 0.90809 | 6 | 0.3538
26913 | 5.2 | 1 | 365 | 5.9491 | 0.9164 | 6 | 0.86549
26912 | 7.425 | 1 | 365 | 8.4946 | 0.015249 | 8 | 0.50986
26909 | 5.46 | 1 | 365 | 6.2465 | 0.51222 | 6 | 0.75877
26907 | 6.63 | 1 | 365 | 7.5851 | 0.19341 | 7 | 0.77851
26896 | 6.63 | 1 | 365 | 7.5851 | 0.19341 | 7 | 0.77851
26897 | 6.44 | 1 | 365 | 7.3677 | 0.75801 | 8 | 0.12573
26899 | 5.83 | 1 | 365 | 6.6698 | 0.36012 | 7 | 0.029968
26901 | 7.91 | 1 | 365 | 9.0495 | 0.12668 | 9 | 0.17617
26900 | 7.28 | 1 | 365 | 8.3287 | 0.68296 | 9 | 0.011692
26902 | 12.38 | 1 | 365 | 14.1634 | 0.37021 | 14 | 0.53362
26903 | 5.36 | 1 | 365 | 6.1321 | 0.28306 | 6 | 0.4152
26904 | 4.59 | 1 | 365 | 5.2512 | 0.51852 | 5 | 0.76973
26905 | 6.89 | 1 | 365 | 7.8825 | 0.78923 | 8 | 0.67178
22015 | 9.88 | 1 | 365 | 11.3033 | 0.64117 | 11 | 0.94444
22056 | 7.56 | 1 | 365 | 8.6491 | 0.32462 | 8 | 0.97368
22061 | 4.05 | 1 | 365 | 4.6334 | 0.28104 | 4 | 0.91447
22203 | 14.56 | 1 | 365 | 16.6575 | 0.36593 | 17 | 0.023384
22201 | 5.13 | 1 | 365 | 5.869 | 0.75599 | 6 | 0.625
22502 | 14.04 | 1 | 365 | 16.0625 | 0.17429 | 16 | 0.23683
22493 | 7.28 | 1 | 365 | 8.3287 | 0.68296 | 9 | 0.011692
22500 | 5.72 | 1 | 365 | 6.544 | 0.10804 | 6 | 0.65204
22650 | 3.9 | 1 | 365 | 4.4618 | 0.9373 | 5 | 0.39912
22712 | 10.57 | 1 | 365 | 12.0927 | 0.22238 | 12 | 0.31505
22732 | 5.47 | 1 | 365 | 6.258 | 0.53514 | 6 | 0.79313
22755 | 6.47 | 1 | 365 | 7.402 | 0.82676 | 8 | 0.2288
22764 | 6.82 | 1 | 365 | 7.8025 | 0.62882 | 8 | 0.43128
22787 | 10.215 | 1 | 365 | 11.6865 | 0.40886 | 12 | 0.095389
22817 | 9.705 | 1 | 365 | 11.1031 | 0.24013 | 11 | 0.3432
22831 | 8.1 | 1 | 365 | 9.2669 | 0.56209 | 9 | 0.82894
22867 | 5.98 | 1 | 365 | 6.8415 | 0.70386 | 7 | 0.54532
22874 | 6.725 | 1 | 365 | 7.6938 | 0.41112 | 8 | 0.10489
22778 | 10.215 | 1 | 365 | 11.6865 | 0.40886 | 12 | 0.095389
22868 | 10.2 | 1 | 365 | 11.6694 | 0.37448 | 12 | 0.043854
22656 | 6.725 | 1 | 365 | 7.6938 | 0.41112 | 8 | 0.10489
23977 | 8.37 | 1 | 365 | 9.5757 | 0.18083 | 9 | 0.75657
23699 | 3.64 | 1 | 365 | 4.1644 | 0.34148 | 4 | 0.50585
23301 | 3.64 | 1 | 365 | 4.1644 | 0.34148 | 4 | 0.50585
24455 | 6.12 | 1 | 365 | 7.0016 | 0.02469 | 7 | 0.026313
24463 | 7.5 | 1 | 365 | 8.5804 | 0.18712 | 8 | 0.76754
24465 | 11.5 | 1 | 365 | 13.1566 | 0.35358 | 13 | 0.51023
24473 | 8.75 | 1 | 365 | 10.0105 | 0.05164 | 10 | 0.06213
24492 | 9.18 | 1 | 365 | 10.5024 | 0.037035 | 10 | 0.53947
24498 | 6.75 | 1 | 365 | 7.7224 | 0.46841 | 8 | 0.19079
24499 | 5.98 | 1 | 365 | 6.8415 | 0.70386 | 7 | 0.54532
24500 | 6.75 | 1 | 365 | 7.7224 | 0.46841 | 8 | 0.19079
24503 | 17.25 | 1 | 365 | 19.735 | 0.53038 | 20 | 0.26534
24505 | 8.06 | 1 | 365 | 9.2211 | 0.47042 | 9 | 0.69152
24514 | 7 | 1 | 365 | 8.0084 | 0.041312 | 8 | 0.049704
24542 | 5.94 | 1 | 365 | 6.7957 | 0.6122 | 7 | 0.40789
24575 | 11.7 | 1 | 365 | 13.3855 | 0.81191 | 14 | 0.19736
24761 | 6.24 | 1 | 365 | 7.1389 | 0.29968 | 7 | 0.43859
24763 | 4.94 | 1 | 365 | 5.6516 | 0.32058 | 5 | 0.97222
24774 | 7.905 | 1 | 365 | 9.0438 | 0.11522 | 9 | 0.15899
24779 | 8.5 | 1 | 365 | 9.7245 | 0.47874 | 10 | 0.20321
24781 | 4.5 | 1 | 365 | 5.1483 | 0.31227 | 5 | 0.46052
24787 | 7.25 | 1 | 365 | 8.2944 | 0.61422 | 8 | 0.90862
24791 | 4.68 | 1 | 365 | 5.3542 | 0.72476 | 6 | 0.078945
24828 | 9.88 | 1 | 365 | 11.3033 | 0.64117 | 11 | 0.94444
24833 | 8.06 | 1 | 365 | 9.2211 | 0.47042 | 9 | 0.69152
12587 | 246.675 | 0.9 | 365 | 253.989 | 0.75594 | 254 | 0.74495
24905 | 10.14 | 1 | 365 | 11.6007 | 0.23699 | 11 | 0.83771
24912 | 9.1 | 1 | 365 | 10.4109 | 0.85371 | 11 | 0.26462
25370 | 9.88 | 1 | 365 | 11.3033 | 0.64117 | 11 | 0.94444
25377 | 10.53 | 1 | 365 | 12.0469 | 0.13072 | 12 | 0.17763
25386 | 8.32 | 1 | 365 | 9.5185 | 0.066245 | 9 | 0.58479
25387 | 9.88 | 1 | 365 | 11.3033 | 0.64117 | 11 | 0.94444
25394 | 9.36 | 1 | 365 | 10.7084 | 0.44953 | 11 | 0.15789
22156 | 11.34 | 1 | 365 | 12.9736 | 0.98693 | 13 | 0.96052
26402 | 3.3 | 1 | 365 | 3.7754 | 0.56233 | 4 | 0.33772
25826 | 7.8 | 1 | 365 | 8.9236 | 0.8746 | 9 | 0.79824
26291 | 17.25 | 1 | 365 | 19.735 | 0.53038 | 20 | 0.26534
26296 | 8 | 1 | 365 | 9.1524 | 0.33293 | 9 | 0.48538
26388 | 11.25 | 1 | 365 | 12.8706 | 0.78068 | 13 | 0.65131
26393 | 12.5 | 1 | 365 | 14.3007 | 0.6452 | 14 | 0.9459
26559 | 10 | 1 | 365 | 11.4406 | 0.91616 | 12 | 0.35672
26566 | 7.905 | 1 | 365 | 9.0438 | 0.11522 | 9 | 0.15899
26617 | 11 | 1 | 365 | 12.5846 | 0.20778 | 12 | 0.79239
17699 | 3.64 | 1 | 365 | 4.1644 | 0.34148 | 4 | 0.50585
26621 | 7.5 | 1 | 365 | 8.5804 | 0.18712 | 8 | 0.76754
26730 | 11.18 | 1 | 365 | 12.7905 | 0.62027 | 13 | 0.41081
26742 | 9.99 | 1 | 365 | 11.4291 | 0.89324 | 12 | 0.32236
26749 | 7.35 | 1 | 365 | 8.4088 | 0.84338 | 9 | 0.25219
26832 | 6 | 1 | 365 | 6.8643 | 0.7497 | 7 | 0.61403
26939 | 7.65 | 1 | 365 | 8.752 | 0.53086 | 9 | 0.28289
26971 | 11.5 | 1 | 365 | 13.1566 | 0.35358 | 13 | 0.51023
27090 | 8.32 | 1 | 365 | 9.5185 | 0.066245 | 9 | 0.58479
27126 | 4.275 | 1 | 365 | 4.8908 | 0.79666 | 5 | 0.6875
27127 | 4.275 | 1 | 365 | 4.8908 | 0.79666 | 5 | 0.6875
27203 | 4.98 | 1 | 365 | 5.6974 | 0.41225 | 6 | 0.10965
27206 | 5.415 | 1 | 365 | 6.1951 | 0.4091 | 6 | 0.60416
27107 | 9.18 | 1 | 365 | 10.5024 | 0.037035 | 10 | 0.53947
27237 | 7.245 | 1 | 365 | 8.2887 | 0.60276 | 8 | 0.89144
27242 | 7.2 | 1 | 365 | 8.2372 | 0.49964 | 8 | 0.73684
27264 | 11.18 | 1 | 365 | 12.7905 | 0.62027 | 13 | 0.41081
27276 | 11.18 | 1 | 365 | 12.7905 | 0.62027 | 13 | 0.41081
27260 | 6.5 | 1 | 365 | 7.4364 | 0.8955 | 8 | 0.33187
27292 | 10.08 | 1 | 365 | 11.5321 | 0.099489 | 11 | 0.63157
27324 | 6.75 | 1 | 365 | 7.7224 | 0.46841 | 8 | 0.19079
27331 | 4.25 | 1 | 365 | 4.8622 | 0.73937 | 5 | 0.60161
16459 | 15.3 | 1 | 365 | 17.5041 | 0.061725 | 17 | 0.56578
14882 | 11.22 | 1 | 365 | 12.8363 | 0.71193 | 13 | 0.54824
27046 | 348.91 | 0.9 | 365 | 359.2553 | 0.61096 | 359 | 0.86629
25219 | 4.95 | 1 | 365 | 5.6631 | 0.3435 | 6 | 0.0065764
28068 | 12.24 | 1 | 365 | 14.0032 | 0.04938 | 14 | 0.052625
23165 | 4.16 | 1 | 365 | 4.7593 | 0.53312 | 5 | 0.2924
28073 | 3.64 | 1 | 365 | 4.1644 | 0.34148 | 4 | 0.50585
15732 | 9.18 | 1 | 365 | 10.5024 | 0.037035 | 10 | 0.53947
16221 | 4.335 | 1 | 365 | 4.9595 | 0.93416 | 5 | 0.89364
27474 | 10.53 | 1 | 365 | 12.0469 | 0.13072 | 12 | 0.17763
27633 | 8.25 | 1 | 365 | 9.4385 | 0.90583 | 10 | 0.34429
14276 | 11.22 | 1 | 365 | 12.8363 | 0.71193 | 13 | 0.54824
13006 | 7.395 | 1 | 365 | 8.4603 | 0.9465 | 9 | 0.40679
13926 | 4.9 | 1 | 365 | 5.6059 | 0.22892 | 5 | 0.83479
27750 | 10.38 | 1 | 365 | 11.8753 | 0.78697 | 12 | 0.66228
27781 | 7.395 | 1 | 365 | 8.4603 | 0.9465 | 9 | 0.40679
27470 | 10.455 | 1 | 365 | 11.9611 | 0.95885 | 12 | 0.91995
27480 | 3.92 | 1 | 365 | 4.4847 | 0.98313 | 5 | 0.46783
27970 | 7.595 | 1 | 365 | 8.6891 | 0.40482 | 9 | 0.093929
27980 | 12 | 1 | 365 | 13.7287 | 0.49939 | 14 | 0.22806
27981 | 8.06 | 1 | 365 | 9.2211 | 0.47042 | 9 | 0.69152
28002 | 23.785 | 1 | 365 | 27.2114 | 0.50609 | 27 | 0.71746
28039 | 7.8 | 1 | 365 | 8.9236 | 0.8746 | 9 | 0.79824
21770 | 13.78 | 1 | 365 | 15.7651 | 0.57847 | 16 | 0.34356
23881 | 6.82 | 1 | 365 | 7.8025 | 0.62882 | 8 | 0.43128
26845 | 5.5 | 1 | 365 | 6.2923 | 0.60389 | 6 | 0.8962
28175 | 4.845 | 1 | 365 | 5.543 | 0.10288 | 5 | 0.64583
27602 | 15.08 | 1 | 365 | 17.2524 | 0.55757 | 17 | 0.80993
28167 | 9.36 | 1 | 365 | 10.7084 | 0.44953 | 11 | 0.15789
27118 | 4.5 | 1 | 365 | 5.1483 | 0.31227 | 5 | 0.46052
26765 | 11.7 | 1 | 365 | 13.3855 | 0.81191 | 14 | 0.19736
28176 | 8.58 | 1 | 365 | 9.816 | 0.66207 | 10 | 0.47807
28179 | 4.68 | 1 | 365 | 5.3542 | 0.72476 | 6 | 0.078945
28182 | 3.12 | 1 | 365 | 3.5695 | 0.14984 | 3 | 0.7193
27619 | 7.54 | 1 | 365 | 8.6262 | 0.27878 | 8 | 0.90497
28267 | 4.94 | 1 | 365 | 5.6516 | 0.32058 | 5 | 0.97222
28184 | 5.72 | 1 | 365 | 6.544 | 0.10804 | 6 | 0.65204
28183 | 9.1 | 1 | 365 | 10.4109 | 0.85371 | 11 | 0.26462
28268 | 3.12 | 1 | 365 | 3.5695 | 0.14984 | 3 | 0.7193
28269 | 7.54 | 1 | 365 | 8.6262 | 0.27878 | 8 | 0.90497
28270 | 9.1 | 1 | 365 | 10.4109 | 0.85371 | 11 | 0.26462
28272 | 3.64 | 1 | 365 | 4.1644 | 0.34148 | 4 | 0.50585
28274 | 5.98 | 1 | 365 | 6.8415 | 0.70386 | 7 | 0.54532
28189 | 2.6 | 1 | 365 | 2.9745 | 0.9582 | 3 | 0.93275
28275 | 6.76 | 1 | 365 | 7.7338 | 0.49132 | 8 | 0.22514
28277 | 5.2 | 1 | 365 | 5.9491 | 0.9164 | 6 | 0.86549
28276 | 3.12 | 1 | 365 | 3.5695 | 0.14984 | 3 | 0.7193
28317 | 5.98 | 1 | 365 | 6.8415 | 0.70386 | 7 | 0.54532
28319 | 7.28 | 1 | 365 | 8.3287 | 0.68296 | 9 | 0.011692
28324 | 3.38 | 1 | 365 | 3.8669 | 0.74566 | 4 | 0.61257
28285 | 5.2 | 1 | 365 | 5.9491 | 0.9164 | 6 | 0.86549
28286 | 10.464 | 1 | 365 | 11.9714 | 0.97947 | 12 | 0.95087
28287 | 4.08 | 1 | 365 | 4.6677 | 0.34979 | 5 | 0.017542
28288 | 6.27 | 1 | 365 | 7.1732 | 0.36843 | 7 | 0.54166
28293 | 8.829 | 1 | 365 | 10.1009 | 0.23268 | 10 | 0.33355
28294 | 5.415 | 1 | 365 | 6.1951 | 0.4091 | 6 | 0.60416
28297 | 8.36 | 1 | 365 | 9.5643 | 0.15791 | 9 | 0.72222
28300 | 6.44 | 1 | 365 | 7.3677 | 0.75801 | 8 | 0.12573
28302 | 7.395 | 1 | 365 | 8.4603 | 0.9465 | 9 | 0.40679
28303 | 7.84 | 1 | 365 | 8.9694 | 0.96627 | 9 | 0.93567
28305 | 6 | 1 | 365 | 6.8643 | 0.7497 | 7 | 0.61403
28307 | 3.38 | 1 | 365 | 3.8669 | 0.74566 | 4 | 0.61257
28308 | 10.4 | 1 | 365 | 11.8982 | 0.83281 | 12 | 0.73099
28311 | 7 | 1 | 365 | 8.0084 | 0.041312 | 8 | 0.049704
28313 | 4.56 | 1 | 365 | 5.2169 | 0.44977 | 5 | 0.66666
28278 | 9.275 | 1 | 365 | 10.6111 | 0.25474 | 10 | 0.86586
28280 | 6.5 | 1 | 365 | 7.4364 | 0.8955 | 8 | 0.33187
28323 | 5.72 | 1 | 365 | 6.544 | 0.10804 | 6 | 0.65204
28315 | 8.32 | 1 | 365 | 9.5185 | 0.066245 | 9 | 0.58479
28312 | 9.1 | 1 | 365 | 10.4109 | 0.85371 | 11 | 0.26462
28279 | 9.9 | 1 | 365 | 11.3262 | 0.687 | 12 | 0.013153
28281 | 14.56 | 1 | 365 | 16.6575 | 0.36593 | 17 | 0.023384
28283 | 6.75 | 1 | 365 | 7.7224 | 0.46841 | 8 | 0.19079
28284 | 11.5 | 1 | 365 | 13.1566 | 0.35358 | 13 | 0.51023
27694 | 3.64 | 1 | 365 | 4.1644 | 0.34148 | 4 | 0.50585
27695 | 5.61 | 1 | 365 | 6.4182 | 0.85597 | 7 | 0.27412
20955 | 3.38 | 1 | 365 | 3.8669 | 0.74566 | 4 | 0.61257
27698 | 5.1 | 1 | 365 | 5.8347 | 0.68724 | 6 | 0.52193
25592 | 8.58 | 1 | 365 | 9.816 | 0.66207 | 10 | 0.47807
21106 | 7.395 | 1 | 365 | 8.4603 | 0.9465 | 9 | 0.40679
21913 | 7.02 | 1 | 365 | 8.0313 | 0.087144 | 8 | 0.11842
27702 | 5.72 | 1 | 365 | 6.544 | 0.10804 | 6 | 0.65204
27640 | 9.18 | 1 | 365 | 10.5024 | 0.037035 | 10 | 0.53947
26668 | 6.5 | 1 | 365 | 7.4364 | 0.8955 | 8 | 0.33187
27003 | 8.32 | 1 | 365 | 9.5185 | 0.066245 | 9 | 0.58479
28190 | 5.2 | 1 | 365 | 5.9491 | 0.9164 | 6 | 0.86549
27703 | 5.2 | 1 | 365 | 5.9491 | 0.9164 | 6 | 0.86549
26756 | 4.68 | 1 | 365 | 5.3542 | 0.72476 | 6 | 0.078945
27704 | 4.335 | 1 | 365 | 4.9595 | 0.93416 | 5 | 0.89364
24255 | 7.02 | 1 | 365 | 8.0313 | 0.087144 | 8 | 0.11842
27865 | 4.05 | 1 | 365 | 4.6334 | 0.28104 | 4 | 0.91447
28192 | 5.98 | 1 | 365 | 6.8415 | 0.70386 | 7 | 0.54532
28191 | 5.46 | 1 | 365 | 6.2465 | 0.51222 | 6 | 0.75877
28185 | 7.02 | 1 | 365 | 8.0313 | 0.087144 | 8 | 0.11842
25650 | 5.5 | 1 | 365 | 6.2923 | 0.60389 | 6 | 0.8962
20470 | 10.92 | 1 | 365 | 12.4931 | 0.024447 | 12 | 0.51754
27654 | 11.18 | 1 | 365 | 12.7905 | 0.62027 | 13 | 0.41081
28194 | 6.76 | 1 | 365 | 7.7338 | 0.49132 | 8 | 0.22514
25656 | 5 | 1 | 365 | 5.7203 | 0.45808 | 6 | 0.17836
25839 | 8.25 | 1 | 365 | 9.4385 | 0.90583 | 10 | 0.34429
19675 | 8.58 | 1 | 365 | 9.816 | 0.66207 | 10 | 0.47807
27001 | 7 | 1 | 365 | 8.0084 | 0.041312 | 8 | 0.049704
27291 | 9.5 | 1 | 365 | 10.8685 | 0.77035 | 11 | 0.63888
28070 | 7.75 | 1 | 365 | 8.8664 | 0.76002 | 9 | 0.62646
28197 | 13.26 | 1 | 365 | 15.1702 | 0.38683 | 15 | 0.55701
28156 | 5.72 | 1 | 365 | 6.544 | 0.10804 | 6 | 0.65204
27657 | 3.9 | 1 | 365 | 4.4618 | 0.9373 | 5 | 0.39912
28198 | 6.5 | 1 | 365 | 7.4364 | 0.8955 | 8 | 0.33187
19781 | 4.68 | 1 | 365 | 5.3542 | 0.72476 | 6 | 0.078945
28195 | 5.2 | 1 | 365 | 5.9491 | 0.9164 | 6 | 0.86549
28201 | 7.8 | 1 | 365 | 8.9236 | 0.8746 | 9 | 0.79824
20498 | 8.32 | 1 | 365 | 9.5185 | 0.066245 | 9 | 0.58479
28202 | 8.84 | 1 | 365 | 10.1135 | 0.25789 | 10 | 0.37134
28180 | 4.16 | 1 | 365 | 4.7593 | 0.53312 | 5 | 0.2924
28204 | 6.76 | 1 | 365 | 7.7338 | 0.49132 | 8 | 0.22514
28205 | 9.36 | 1 | 365 | 10.7084 | 0.44953 | 11 | 0.15789
28207 | 4.42 | 1 | 365 | 5.0567 | 0.12894 | 5 | 0.18567
28203 | 5.2 | 1 | 365 | 5.9491 | 0.9164 | 6 | 0.86549
28209 | 5.98 | 1 | 365 | 6.8415 | 0.70386 | 7 | 0.54532
28164 | 6.375 | 1 | 365 | 7.2934 | 0.60905 | 7 | 0.90241
24320 | 8.58 | 1 | 365 | 9.816 | 0.66207 | 10 | 0.47807
25593 | 8.32 | 1 | 365 | 9.5185 | 0.066245 | 9 | 0.58479
24104 | 8.32 | 1 | 365 | 9.5185 | 0.066245 | 9 | 0.58479
28080 | 8.06 | 1 | 365 | 9.2211 | 0.47042 | 9 | 0.69152
28139 | 9.62 | 1 | 365 | 11.0058 | 0.045346 | 11 | 0.051165
28140 | 11.44 | 1 | 365 | 13.088 | 0.21609 | 13 | 0.30409
28130 | 7.54 | 1 | 365 | 8.6262 | 0.27878 | 8 | 0.90497
27566 | 6.63 | 1 | 365 | 7.5851 | 0.19341 | 7 | 0.77851
15941 | 10.455 | 1 | 365 | 11.9611 | 0.95885 | 12 | 0.91995
28210 | 2.86 | 1 | 365 | 3.272 | 0.55402 | 3 | 0.82602
28143 | 3.12 | 1 | 365 | 3.5695 | 0.14984 | 3 | 0.7193
28144 | 10.725 | 1 | 365 | 12.27 | 0.57758 | 12 | 0.84758
28169 | 10.4 | 1 | 365 | 11.8982 | 0.83281 | 12 | 0.73099
28212 | 4.94 | 1 | 365 | 5.6516 | 0.32058 | 5 | 0.97222
27541 | 10.14 | 1 | 365 | 11.6007 | 0.23699 | 11 | 0.83771
28132 | 4.94 | 1 | 365 | 5.6516 | 0.32058 | 5 | 0.97222
28124 | 7.28 | 1 | 365 | 8.3287 | 0.68296 | 9 | 0.011692
27559 | 6.12 | 1 | 365 | 7.0016 | 0.02469 | 7 | 0.026313
27568 | 11.73 | 1 | 365 | 13.4198 | 0.88066 | 14 | 0.30043
27587 | 7.75 | 1 | 365 | 8.8664 | 0.76002 | 9 | 0.62646
26754 | 5.98 | 1 | 365 | 6.8415 | 0.70386 | 7 | 0.54532
27598 | 10.5 | 1 | 365 | 12.0126 | 0.061968 | 12 | 0.074556
26708 | 7.28 | 1 | 365 | 8.3287 | 0.68296 | 9 | 0.011692
27622 | 5.865 | 1 | 365 | 6.7099 | 0.44033 | 7 | 0.15022
26703 | 5.98 | 1 | 365 | 6.8415 | 0.70386 | 7 | 0.54532
27624 | 4.42 | 1 | 365 | 5.0567 | 0.12894 | 5 | 0.18567
28161 | 5.1 | 1 | 365 | 5.8347 | 0.68724 | 6 | 0.52193
28159 | 2.385 | 1 | 365 | 2.7286 | 0.4655 | 3 | 0.19408
28163 | 4.16 | 1 | 365 | 4.7593 | 0.53312 | 5 | 0.2924
27534 | 5.98 | 1 | 365 | 6.8415 | 0.70386 | 7 | 0.54532
28166 | 8.502 | 1 | 365 | 9.7268 | 0.48332 | 10 | 0.21008
28165 | 5.3 | 1 | 365 | 6.0635 | 0.14556 | 6 | 0.20906
27538 | 9.1 | 1 | 365 | 10.4109 | 0.85371 | 11 | 0.26462
28171 | 8.58 | 1 | 365 | 9.816 | 0.66207 | 10 | 0.47807
28170 | 8.925 | 1 | 365 | 10.2107 | 0.45267 | 10 | 0.66337
27544 | 6.12 | 1 | 365 | 7.0016 | 0.02469 | 7 | 0.026313
28173 | 2.6 | 1 | 365 | 2.9745 | 0.9582 | 3 | 0.93275
26752 | 3.9 | 1 | 365 | 4.4618 | 0.9373 | 5 | 0.39912
28174 | 5.98 | 1 | 365 | 6.8415 | 0.70386 | 7 | 0.54532
23600 | 9.36 | 1 | 365 | 10.7084 | 0.44953 | 11 | 0.15789
28320 | 11.18 | 1 | 365 | 12.7905 | 0.62027 | 13 | 0.41081
28325 | 4.16 | 1 | 365 | 4.7593 | 0.53312 | 5 | 0.2924
27707 | 4.08 | 1 | 365 | 4.6677 | 0.34979 | 5 | 0.017542
27696 | 4.68 | 1 | 365 | 5.3542 | 0.72476 | 6 | 0.078945
27709 | 4.68 | 1 | 365 | 5.3542 | 0.72476 | 6 | 0.078945
21201 | 12.22 | 1 | 365 | 13.9804 | 0.0035475 | 13 | 0.98391
28328 | 2.86 | 1 | 365 | 3.272 | 0.55402 | 3 | 0.82602
28331 | 11.7 | 1 | 365 | 13.3855 | 0.81191 | 14 | 0.19736
27726 | 7.14 | 1 | 365 | 8.1686 | 0.36214 | 8 | 0.5307
27712 | 3.9 | 1 | 365 | 4.4618 | 0.9373 | 5 | 0.39912
28326 | 5.46 | 1 | 365 | 6.2465 | 0.51222 | 6 | 0.75877
28335 | 11.118 | 1 | 365 | 12.7196 | 0.47819 | 13 | 0.1978
27760 | 13.96 | 1 | 365 | 15.971 | 0.99096 | 16 | 0.96198
28339 | 9.1 | 1 | 365 | 10.4109 | 0.85371 | 11 | 0.26462
28334 | 7.8 | 1 | 365 | 8.9236 | 0.8746 | 9 | 0.79824
28338 | 11.18 | 1 | 365 | 12.7905 | 0.62027 | 13 | 0.41081
28341 | 5.2 | 1 | 365 | 5.9491 | 0.9164 | 6 | 0.86549
28343 | 5.565 | 1 | 365 | 6.3667 | 0.75284 | 7 | 0.11951
27725 | 11.18 | 1 | 365 | 12.7905 | 0.62027 | 13 | 0.41081
27764 | 9.945 | 1 | 365 | 11.3776 | 0.79012 | 12 | 0.16776
28345 | 7.28 | 1 | 365 | 8.3287 | 0.68296 | 9 | 0.011692
28346 | 11.7 | 1 | 365 | 13.3855 | 0.81191 | 14 | 0.19736
27717 | 3.825 | 1 | 365 | 4.376 | 0.76543 | 5 | 0.14145
28349 | 17.658 | 1 | 365 | 20.2017 | 0.46536 | 20 | 0.6671
28350 | 6.76 | 1 | 365 | 7.7338 | 0.49132 | 8 | 0.22514
21311 | 6.375 | 1 | 365 | 7.2934 | 0.60905 | 7 | 0.90241
28342 | 3.12 | 1 | 365 | 3.5695 | 0.55032 | 4 | 0.11978
17066 | 5.2 | 1 | 365 | 5.9491 | 0.9164 | 6 | 0.86549
28340 | 7.905 | 1 | 365 | 9.0438 | 0.11522 | 9 | 0.15899
28353 | 4.59 | 1 | 365 | 5.2512 | 0.51852 | 5 | 0.76973
28359 | 5.46 | 1 | 365 | 6.2465 | 0.51222 | 6 | 0.75877
27686 | 6.5 | 1 | 365 | 7.4364 | 0.8955 | 8 | 0.33187
27683 | 16.9 | 1 | 365 | 19.3345 | 0.72831 | 20 | 0.062857
27857 | 4.68 | 1 | 365 | 5.3542 | 0.72476 | 6 | 0.078945
27859 | 4.42 | 1 | 365 | 5.0567 | 0.12894 | 5 | 0.18567
27688 | 3.64 | 1 | 365 | 4.1644 | 0.34148 | 4 | 0.50585
27708 | 8.58 | 1 | 365 | 9.816 | 0.66207 | 10 | 0.47807
27861 | 7.54 | 1 | 365 | 8.6262 | 0.27878 | 8 | 0.90497
27710 | 8.06 | 1 | 365 | 9.2211 | 0.47042 | 9 | 0.69152
27623 | 7.28 | 1 | 365 | 8.3287 | 0.68296 | 9 | 0.011692
27711 | 2.04 | 1 | 365 | 2.3339 | 0.6749 | 3 | 0.0087709
27627 | 7.14 | 1 | 365 | 8.1686 | 0.36214 | 8 | 0.5307
27713 | 5.61 | 1 | 365 | 6.4182 | 0.85597 | 7 | 0.27412
27719 | 5.46 | 1 | 365 | 6.2465 | 0.51222 | 6 | 0.75877
27714 | 6.76 | 1 | 365 | 7.7338 | 0.49132 | 8 | 0.22514
27784 | 7.28 | 1 | 365 | 8.3287 | 0.68296 | 9 | 0.011692
27769 | 7.905 | 1 | 365 | 9.0438 | 0.11522 | 9 | 0.15899
28437 | 3.12 | 1 | 365 | 3.5695 | 0.14984 | 3 | 0.7193
28439 | 8.32 | 1 | 365 | 9.5185 | 0.066245 | 9 | 0.58479
28322 | 3.12 | 1 | 365 | 3.5695 | 0.14984 | 3 | 0.7193
28433 | 10.92 | 1 | 365 | 12.4931 | 0.024447 | 12 | 0.51754
28440 | 2.86 | 1 | 365 | 3.272 | 0.55402 | 3 | 0.82602
28234 | 5.98 | 1 | 365 | 6.8415 | 0.70386 | 7 | 0.54532
28447 | 8.84 | 1 | 365 | 10.1135 | 0.25789 | 10 | 0.37134
28448 | 5.46 | 1 | 365 | 6.2465 | 0.51222 | 6 | 0.75877
28449 | 4.42 | 1 | 365 | 5.0567 | 0.12894 | 5 | 0.18567
28361 | 7.8 | 1 | 365 | 8.9236 | 0.8746 | 9 | 0.79824
28450 | 7.28 | 1 | 365 | 8.3287 | 0.68296 | 9 | 0.011692
28363 | 3.9 | 1 | 365 | 4.4618 | 0.9373 | 5 | 0.39912
28456 | 4.42 | 1 | 365 | 5.0567 | 0.12894 | 5 | 0.18567
28458 | 4.16 | 1 | 365 | 4.7593 | 0.53312 | 5 | 0.2924
28360 | 2.6 | 1 | 365 | 2.9745 | 0.9582 | 3 | 0.93275
28462 | 8.58 | 1 | 365 | 9.816 | 0.66207 | 10 | 0.47807
28464 | 8.06 | 1 | 365 | 9.2211 | 0.47042 | 9 | 0.69152
28367 | 4.08 | 1 | 365 | 4.6677 | 0.34979 | 5 | 0.017542
28432 | 9.945 | 1 | 365 | 11.3776 | 0.79012 | 12 | 0.16776
28435 | 7.02 | 1 | 365 | 8.0313 | 0.087144 | 8 | 0.11842
21330 | 8.32 | 1 | 365 | 9.5185 | 0.066245 | 9 | 0.58479
28441 | 8.32 | 1 | 365 | 9.5185 | 0.066245 | 9 | 0.58479
28400 | 4.16 | 1 | 365 | 4.7593 | 0.53312 | 5 | 0.2924
28452 | 5.72 | 1 | 365 | 6.544 | 0.10804 | 6 | 0.65204
28453 | 8.84 | 1 | 365 | 10.1135 | 0.25789 | 10 | 0.37134
28369 | 3.64 | 1 | 365 | 4.1644 | 0.34148 | 4 | 0.50585
28459 | 5.46 | 1 | 365 | 6.2465 | 0.51222 | 6 | 0.75877
28468 | 10.14 | 1 | 365 | 11.6007 | 0.23699 | 11 | 0.83771
28371 | 4.95 | 1 | 365 | 5.6631 | 0.3435 | 6 | 0.0065764
28467 | 3.64 | 1 | 365 | 4.1644 | 0.34148 | 4 | 0.50585
28370 | 5.72 | 1 | 365 | 6.544 | 0.10804 | 6 | 0.65204
28455 | 5.2 | 1 | 365 | 5.9491 | 0.9164 | 6 | 0.86549
27845 | 5.1 | 1 | 365 | 5.8347 | 0.68724 | 6 | 0.52193
28476 | 14.04 | 1 | 365 | 16.0625 | 0.17429 | 16 | 0.23683
28352 | 7.905 | 1 | 365 | 9.0438 | 0.11522 | 9 | 0.15899
28373 | 6.24 | 1 | 365 | 7.1389 | 0.29968 | 7 | 0.43859
28329 | 17.68 | 1 | 365 | 20.2269 | 0.51577 | 20 | 0.74268
28478 | 8.84 | 1 | 365 | 10.1135 | 0.25789 | 10 | 0.37134
28374 | 8.25 | 1 | 365 | 9.4385 | 0.90583 | 10 | 0.34429
28348 | 8.58 | 1 | 365 | 9.816 | 0.66207 | 10 | 0.47807
28377 | 7.65 | 1 | 365 | 8.752 | 0.53086 | 9 | 0.28289
28378 | 7.8 | 1 | 365 | 8.9236 | 0.8746 | 9 | 0.79824
27546 | 7.905 | 1 | 365 | 9.0438 | 0.11522 | 9 | 0.15899
27355 | 3.825 | 1 | 365 | 4.376 | 0.76543 | 5 | 0.14145
20576 | 7.8 | 1 | 365 | 8.9236 | 0.8746 | 9 | 0.79824
27614 | 9.5 | 1 | 365 | 10.8685 | 0.77035 | 11 | 0.63888
28380 | 5.2 | 1 | 365 | 5.9491 | 0.9164 | 6 | 0.86549
28475 | 7.15 | 1 | 365 | 8.18 | 0.38505 | 8 | 0.56505
28379 | 9.36 | 1 | 365 | 10.7084 | 0.44953 | 11 | 0.15789
28479 | 7.975 | 1 | 365 | 9.1238 | 0.27564 | 9 | 0.39948
28381 | 7.02 | 1 | 365 | 8.0313 | 0.087144 | 8 | 0.11842
28480 | 9.35 | 1 | 365 | 10.6969 | 0.42661 | 11 | 0.12353
27692 | 4.845 | 1 | 365 | 5.543 | 0.10288 | 5 | 0.64583
28383 | 3.6 | 1 | 365 | 4.1186 | 0.24982 | 4 | 0.36842
28384 | 6.5 | 1 | 365 | 7.4364 | 0.8955 | 8 | 0.33187
27766 | 2.55 | 1 | 365 | 2.9173 | 0.84362 | 3 | 0.76096
28387 | 7.8 | 1 | 365 | 8.9236 | 0.8746 | 9 | 0.79824
28386 | 5.98 | 1 | 365 | 6.8415 | 0.70386 | 7 | 0.54532
28388 | 4.42 | 1 | 365 | 5.0567 | 0.12894 | 5 | 0.18567
27691 | 3.38 | 1 | 365 | 3.8669 | 0.74566 | 4 | 0.61257
27767 | 3.9 | 1 | 365 | 4.4618 | 0.9373 | 5 | 0.39912
27613 | 10.92 | 1 | 365 | 12.4931 | 0.024447 | 12 | 0.51754
28856 | 4.905 | 1 | 365 | 5.6116 | 0.24038 | 5 | 0.85197
28220 | 8.58 | 1 | 365 | 9.816 | 0.66207 | 10 | 0.47807
28389 | 5.46 | 1 | 365 | 6.2465 | 0.51222 | 6 | 0.75877
28391 | 4.42 | 1 | 365 | 5.0567 | 0.12894 | 5 | 0.18567
28393 | 5.49 | 1 | 365 | 6.2809 | 0.58097 | 6 | 0.86184
28392 | 10.175 | 1 | 365 | 11.6408 | 0.31719 | 11 | 0.95796
28372 | 9.1 | 1 | 365 | 10.4109 | 0.85371 | 11 | 0.26462
21423 | 8.84 | 1 | 365 | 10.1135 | 0.25789 | 10 | 0.37134
28395 | 7.8 | 1 | 365 | 8.9236 | 0.8746 | 9 | 0.79824
28394 | 5.2 | 1 | 365 | 5.9491 | 0.9164 | 6 | 0.86549
27849 | 4.42 | 1 | 365 | 5.0567 | 0.12894 | 5 | 0.18567
27756 | 4.42 | 1 | 365 | 5.0567 | 0.12894 | 5 | 0.18567
28402 | 8.12 | 1 | 365 | 9.2897 | 0.60792 | 9 | 0.89766
28401 | 14.04 | 1 | 365 | 16.0625 | 0.17429 | 16 | 0.23683
27761 | 7.02 | 1 | 365 | 8.0313 | 0.087144 | 8 | 0.11842
28406 | 6.27 | 1 | 365 | 7.1732 | 0.36843 | 7 | 0.54166
27563 | 9.18 | 1 | 365 | 10.5024 | 0.037035 | 10 | 0.53947
28403 | 7.54 | 1 | 365 | 8.6262 | 0.27878 | 8 | 0.90497
28408 | 5.98 | 1 | 365 | 6.8415 | 0.70386 | 7 | 0.54532
27567 | 13.515 | 1 | 365 | 15.4619 | 0.97119 | 16 | 0.43311
28407 | 9.62 | 1 | 365 | 11.0058 | 0.045346 | 11 | 0.051165
28405 | 12.48 | 1 | 365 | 14.2778 | 0.59937 | 14 | 0.87719
27603 | 8.84 | 1 | 365 | 10.1135 | 0.25789 | 10 | 0.37134
28410 | 5.2 | 1 | 365 | 5.9491 | 0.9164 | 6 | 0.86549
27851 | 4.845 | 1 | 365 | 5.543 | 0.10288 | 5 | 0.64583
28409 | 4.16 | 1 | 365 | 4.7593 | 0.53312 | 5 | 0.2924
28412 | 4.16 | 1 | 365 | 4.7593 | 0.53312 | 5 | 0.2924
28227 | 8.84 | 1 | 365 | 10.1135 | 0.25789 | 10 | 0.37134
28411 | 3.38 | 1 | 365 | 3.8669 | 0.74566 | 4 | 0.61257
28229 | 13.78 | 1 | 365 | 15.7651 | 0.57847 | 16 | 0.34356
28414 | 4.68 | 1 | 365 | 5.3542 | 0.72476 | 6 | 0.078945
28417 | 3.64 | 1 | 365 | 4.1644 | 0.34148 | 4 | 0.50585
28416 | 7.32 | 1 | 365 | 8.3745 | 0.77463 | 9 | 0.14912
27668 | 8.16 | 1 | 365 | 9.3355 | 0.69959 | 10 | 0.035084
28413 | 5.355 | 1 | 365 | 6.1264 | 0.2716 | 6 | 0.39802
28415 | 12.48 | 1 | 365 | 14.2778 | 0.59937 | 14 | 0.87719
28223 | 8.32 | 1 | 365 | 9.5185 | 0.066245 | 9 | 0.58479
27854 | 3.825 | 1 | 365 | 4.376 | 0.76543 | 5 | 0.14145
28225 | 4.68 | 1 | 365 | 5.3542 | 0.72476 | 6 | 0.078945
28217 | 12.22 | 1 | 365 | 13.9804 | 0.0035475 | 13 | 0.98391
28418 | 5.2 | 1 | 365 | 5.9491 | 0.9164 | 6 | 0.86549
27672 | 7.02 | 1 | 365 | 8.0313 | 0.087144 | 8 | 0.11842
28419 | 9.62 | 1 | 365 | 11.0058 | 0.045346 | 11 | 0.051165
27591 | 6.5 | 1 | 365 | 7.4364 | 0.8955 | 8 | 0.33187
27855 | 8.84 | 1 | 365 | 10.1135 | 0.25789 | 10 | 0.37134
28422 | 4.16 | 1 | 365 | 4.7593 | 0.53312 | 5 | 0.2924
28233 | 8.925 | 1 | 365 | 10.2107 | 0.45267 | 10 | 0.66337
27856 | 4.94 | 1 | 365 | 5.6516 | 0.32058 | 5 | 0.97222
28214 | 5.2 | 1 | 365 | 5.9491 | 0.9164 | 6 | 0.86549
28424 | 7.8 | 1 | 365 | 8.9236 | 0.8746 | 9 | 0.79824
28421 | 6.24 | 1 | 365 | 7.1389 | 0.29968 | 7 | 0.43859
28423 | 5.2 | 1 | 365 | 5.9491 | 0.9164 | 6 | 0.86549
28211 | 6.5 | 1 | 365 | 7.4364 | 0.8955 | 8 | 0.33187
28481 | 6.875 | 1 | 365 | 7.8654 | 0.75486 | 8 | 0.62025
20910 | 4.94 | 1 | 365 | 5.6516 | 0.32058 | 5 | 0.97222
28482 | 10.8 | 1 | 365 | 12.3558 | 0.74945 | 13 | 0.10526
28483 | 2.7 | 1 | 365 | 3.089 | 0.18736 | 3 | 0.27631
28486 | 10.8 | 1 | 365 | 12.3558 | 0.74945 | 13 | 0.10526
28487 | 9.25 | 1 | 365 | 10.5825 | 0.19745 | 10 | 0.77997
28484 | 3.9 | 1 | 365 | 4.4618 | 0.9373 | 5 | 0.39912
28473 | 6.625 | 1 | 365 | 7.5794 | 0.18196 | 7 | 0.76133
28488 | 8.48 | 1 | 365 | 9.7016 | 0.4329 | 10 | 0.1345
28016 | 4.64 | 1 | 365 | 5.3084 | 0.6331 | 5 | 0.94152
28491 | 3.825 | 1 | 365 | 4.376 | 0.76543 | 5 | 0.14145
28490 | 3.825 | 1 | 365 | 4.376 | 0.76543 | 5 | 0.14145
28489 | 5.98 | 1 | 365 | 6.8415 | 0.70386 | 7 | 0.54532
28492 | 7.25 | 1 | 365 | 8.2944 | 0.61422 | 8 | 0.90862
28494 | 9.9 | 1 | 365 | 11.3262 | 0.687 | 12 | 0.013153
28496 | 11 | 1 | 365 | 12.5846 | 0.20778 | 12 | 0.79239
28498 | 13 | 1 | 365 | 14.8727 | 0.79101 | 15 | 0.66374
28499 | 10.175 | 1 | 365 | 11.6408 | 0.31719 | 11 | 0.95796
28501 | 4.16 | 1 | 365 | 4.7593 | 0.53312 | 5 | 0.2924
28451 | 13.78 | 1 | 365 | 15.7651 | 0.57847 | 16 | 0.34356
28500 | 5.5 | 1 | 365 | 6.2923 | 0.60389 | 6 | 0.8962
28485 | 4.68 | 1 | 365 | 5.3542 | 0.72476 | 6 | 0.078945
28457 | 9.88 | 1 | 365 | 11.3033 | 0.64117 | 11 | 0.94444
28505 | 11.96 | 1 | 365 | 13.6829 | 0.40773 | 14 | 0.090637
28511 | 3.025 | 1 | 365 | 3.4608 | 0.93214 | 4 | 0.39291
28504 | 8.06 | 1 | 365 | 9.2211 | 0.47042 | 9 | 0.69152
28508 | 4.94 | 1 | 365 | 5.6516 | 0.32058 | 5 | 0.97222
28507 | 5.5 | 1 | 365 | 6.2923 | 0.60389 | 6 | 0.8962
28502 | 11.96 | 1 | 365 | 13.6829 | 0.40773 | 14 | 0.090637
28463 | 6.5 | 1 | 365 | 7.4364 | 0.8955 | 8 | 0.33187
28471 | 4.94 | 1 | 365 | 5.6516 | 0.32058 | 5 | 0.97222
28514 | 2.34 | 1 | 365 | 2.6771 | 0.36238 | 3 | 0.039472
28517 | 7.54 | 1 | 365 | 8.6262 | 0.27878 | 8 | 0.90497
28516 | 6.76 | 1 | 365 | 7.7338 | 0.49132 | 8 | 0.22514
28520 | 10.66 | 1 | 365 | 12.1956 | 0.42863 | 12 | 0.62426
28521 | 9.1 | 1 | 365 | 10.4109 | 0.85371 | 11 | 0.26462
28522 | 6.6 | 1 | 365 | 7.5508 | 0.12467 | 7 | 0.67544
28523 | 5.25 | 1 | 365 | 6.0063 | 0.030984 | 6 | 0.037278
28525 | 10.45 | 1 | 365 | 11.9554 | 0.94739 | 12 | 0.90277
28526 | 7.7 | 1 | 365 | 8.8092 | 0.64544 | 9 | 0.45467
28260 | 7.65 | 1 | 365 | 8.752 | 0.53086 | 9 | 0.28289
28537 | 12.426 | 1 | 365 | 14.216 | 0.47562 | 14 | 0.69166
28532 | 4.14 | 1 | 365 | 4.7364 | 0.48729 | 5 | 0.22368
28533 | 9.156 | 1 | 365 | 10.475 | 0.98204 | 11 | 0.45701
27878 | 3.12 | 1 | 365 | 3.5695 | 0.14984 | 3 | 0.7193
27883 | 8.67 | 1 | 365 | 9.919 | 0.86831 | 10 | 0.78728
5604 | 2798.64 | 0.9 | 365 | 2881.6208 | 0.067382 | 2881 | 0.68818
24897 | 3.85 | 1 | 365 | 4.4046 | 0.82272 | 5 | 0.22734
25321 | 10.725 | 1 | 365 | 12.27 | 0.57758 | 12 | 0.84758
25694 | 10.2 | 1 | 365 | 11.6694 | 0.37448 | 12 | 0.043854
25696 | 10.4 | 1 | 365 | 11.8982 | 0.83281 | 12 | 0.73099
25700 | 7.8 | 1 | 365 | 8.9236 | 0.8746 | 9 | 0.79824
25976 | 9 | 1 | 365 | 10.2965 | 0.62454 | 10 | 0.92105
26725 | 8.37 | 1 | 365 | 9.5757 | 0.18083 | 9 | 0.75657
17638 | 7.65 | 1 | 365 | 8.752 | 0.53086 | 9 | 0.28289
26837 | 6.73 | 1 | 365 | 7.6995 | 0.42258 | 8 | 0.12207
27881 | 6.24 | 1 | 365 | 7.1389 | 0.29968 | 7 | 0.43859
27189 | 7.02 | 1 | 365 | 8.0313 | 0.087144 | 8 | 0.11842
27235 | 5.94 | 1 | 365 | 6.7957 | 0.6122 | 7 | 0.40789
27885 | 16.83 | 1 | 365 | 19.2545 | 0.5679 | 19 | 0.82236
21284 | 11.18 | 1 | 365 | 12.7905 | 0.62027 | 13 | 0.41081
27606 | 12.24 | 1 | 365 | 14.0032 | 0.04938 | 14 | 0.052625
27888 | 10.5 | 1 | 365 | 12.0126 | 0.061968 | 12 | 0.074556
27650 | 3.825 | 1 | 365 | 4.376 | 0.76543 | 5 | 0.14145
28535 | 6.63 | 1 | 365 | 7.5851 | 0.19341 | 7 | 0.77851
27940 | 9.54 | 1 | 365 | 10.9143 | 0.86202 | 11 | 0.77631
28021 | 2.04 | 1 | 365 | 2.3339 | 0.6749 | 3 | 0.0087709
27906 | 5.46 | 1 | 365 | 6.2465 | 0.51222 | 6 | 0.75877
28059 | 7.29 | 1 | 365 | 8.3402 | 0.70588 | 9 | 0.046049
28536 | 7.395 | 1 | 365 | 8.4603 | 0.9465 | 9 | 0.40679
28063 | 12.42 | 1 | 365 | 14.2092 | 0.46187 | 14 | 0.67105
28095 | 5.98 | 1 | 365 | 6.8415 | 0.70386 | 7 | 0.54532
28102 | 4.68 | 1 | 365 | 5.3542 | 0.72476 | 6 | 0.078945
27860 | 2.5 | 1 | 365 | 2.8601 | 0.72904 | 3 | 0.58918
27862 | 5.46 | 1 | 365 | 6.2465 | 0.51222 | 6 | 0.75877
22289 | 4.16 | 1 | 365 | 4.7593 | 0.53312 | 5 | 0.2924
27877 | 4.42 | 1 | 365 | 5.0567 | 0.12894 | 5 | 0.18567
27788 | 5.865 | 1 | 365 | 6.7099 | 0.44033 | 7 | 0.15022
27795 | 6.375 | 1 | 365 | 7.2934 | 0.60905 | 7 | 0.90241
28542 | 6.76 | 1 | 365 | 7.7338 | 0.49132 | 8 | 0.22514
27803 | 14.04 | 1 | 365 | 16.0625 | 0.17429 | 16 | 0.23683
27808 | 8.16 | 1 | 365 | 9.3355 | 0.69959 | 10 | 0.035084
27880 | 15.81 | 1 | 365 | 18.0875 | 0.23045 | 18 | 0.31797
27810 | 5.145 | 1 | 365 | 5.8862 | 0.79036 | 6 | 0.67653
27815 | 4.845 | 1 | 365 | 5.543 | 0.10288 | 5 | 0.64583
28239 | 5.98 | 1 | 365 | 6.8415 | 0.70386 | 7 | 0.54532
28236 | 7.02 | 1 | 365 | 8.0313 | 0.087144 | 8 | 0.11842
27600 | 5.2 | 1 | 365 | 5.9491 | 0.9164 | 6 | 0.86549
28238 | 7.02 | 1 | 365 | 8.0313 | 0.087144 | 8 | 0.11842
28241 | 10.4 | 1 | 365 | 11.8982 | 0.83281 | 12 | 0.73099
27836 | 10.455 | 1 | 365 | 11.9611 | 0.95885 | 12 | 0.91995
27838 | 12.75 | 1 | 365 | 14.5867 | 0.2181 | 14 | 0.80482
22617 | 3.38 | 1 | 365 | 3.8669 | 0.74566 | 4 | 0.61257
28243 | 7.54 | 1 | 365 | 8.6262 | 0.27878 | 8 | 0.90497
27837 | 8 | 1 | 365 | 9.1524 | 0.33293 | 9 | 0.48538
27630 | 10.2 | 1 | 365 | 11.6694 | 0.37448 | 12 | 0.043854
27839 | 1.53 | 1 | 365 | 1.7504 | 0.50617 | 2 | 0.25658
27882 | 6.885 | 1 | 365 | 7.8768 | 0.77778 | 8 | 0.6546
27634 | 8.415 | 1 | 365 | 9.6272 | 0.28395 | 9 | 0.91118
27936 | 10.965 | 1 | 365 | 12.5446 | 0.12757 | 12 | 0.67214
27915 | 7.54 | 1 | 365 | 8.6262 | 0.27878 | 8 | 0.90497
28248 | 4.68 | 1 | 365 | 5.3542 | 0.72476 | 6 | 0.078945
27869 | 4.16 | 1 | 365 | 4.7593 | 0.53312 | 5 | 0.2924
27887 | 3.9 | 1 | 365 | 4.4618 | 0.9373 | 5 | 0.39912
27941 | 5.46 | 1 | 365 | 6.2465 | 0.51222 | 6 | 0.75877
27678 | 6.76 | 1 | 365 | 7.7338 | 0.49132 | 8 | 0.22514
27889 | 3.315 | 1 | 365 | 3.7925 | 0.59671 | 4 | 0.38925
23705 | 4.94 | 1 | 365 | 5.6516 | 0.32058 | 5 | 0.97222
27899 | 7.54 | 1 | 365 | 8.6262 | 0.27878 | 8 | 0.90497
27907 | 7.28 | 1 | 365 | 8.3287 | 0.68296 | 9 | 0.011692
27930 | 7.905 | 1 | 365 | 9.0438 | 0.11522 | 9 | 0.15899
28583 | 8.06 | 1 | 365 | 9.2211 | 0.47042 | 9 | 0.69152
28587 | 12.22 | 1 | 365 | 13.9804 | 0.0035475 | 13 | 0.98391
28585 | 8.06 | 1 | 365 | 9.2211 | 0.47042 | 9 | 0.69152
28590 | 5.72 | 1 | 365 | 6.544 | 0.10804 | 6 | 0.65204
28591 | 10.66 | 1 | 365 | 12.1956 | 0.42863 | 12 | 0.62426
28593 | 8.84 | 1 | 365 | 10.1135 | 0.25789 | 10 | 0.37134
28597 | 9.36 | 1 | 365 | 10.7084 | 0.44953 | 11 | 0.15789
28598 | 10.66 | 1 | 365 | 12.1956 | 0.42863 | 12 | 0.62426
28607 | 8.32 | 1 | 365 | 9.5185 | 0.066245 | 9 | 0.58479
28613 | 5.98 | 1 | 365 | 6.8415 | 0.70386 | 7 | 0.54532
28625 | 3.24 | 1 | 365 | 3.7067 | 0.42484 | 4 | 0.13158
28616 | 14.3 | 1 | 365 | 16.36 | 0.77011 | 17 | 0.13011
28621 | 9.62 | 1 | 365 | 11.0058 | 0.045346 | 11 | 0.051165
28623 | 5.46 | 1 | 365 | 6.2465 | 0.51222 | 6 | 0.75877
28624 | 5.035 | 1 | 365 | 5.7603 | 0.53829 | 6 | 0.29861
28589 | 9.88 | 1 | 365 | 11.3033 | 0.64117 | 11 | 0.94444
28588 | 4.16 | 1 | 365 | 4.7593 | 0.53312 | 5 | 0.2924
28626 | 7.54 | 1 | 365 | 8.6262 | 0.27878 | 8 | 0.90497
28627 | 4.94 | 1 | 365 | 5.6516 | 0.32058 | 5 | 0.97222
28603 | 4.68 | 1 | 365 | 5.3542 | 0.72476 | 6 | 0.078945
28614 | 4.16 | 1 | 365 | 4.7593 | 0.53312 | 5 | 0.2924
28634 | 4.16 | 1 | 365 | 4.7593 | 0.53312 | 5 | 0.2924
28628 | 3.9 | 1 | 365 | 4.4618 | 0.9373 | 5 | 0.39912
28608 | 13.52 | 1 | 365 | 15.4676 | 0.98265 | 16 | 0.45029
28584 | 11.825 | 1 | 365 | 13.5285 | 0.098359 | 13 | 0.62682
28586 | 4.4 | 1 | 365 | 5.0338 | 0.08311 | 5 | 0.11696
28604 | 12.1 | 1 | 365 | 13.8431 | 0.72855 | 14 | 0.57163
28605 | 8.06 | 1 | 365 | 9.2211 | 0.47042 | 9 | 0.69152
28606 | 9.075 | 1 | 365 | 10.3823 | 0.79642 | 11 | 0.17872
28631 | 8.91 | 1 | 365 | 10.1935 | 0.4183 | 10 | 0.61184
28630 | 4.4 | 1 | 365 | 5.0338 | 0.08311 | 5 | 0.11696
28635 | 7.15 | 1 | 365 | 8.18 | 0.38505 | 8 | 0.56505
28636 | 5.2 | 1 | 365 | 5.9491 | 0.9164 | 6 | 0.86549
28010 | 11.88 | 1 | 365 | 13.5914 | 0.2244 | 13 | 0.81578
28249 | 10.14 | 1 | 365 | 11.6007 | 0.23699 | 11 | 0.83771
27642 | 10.41 | 1 | 365 | 11.9096 | 0.85572 | 12 | 0.76535
28250 | 8.84 | 1 | 365 | 10.1135 | 0.25789 | 10 | 0.37134
28253 | 5.72 | 1 | 365 | 6.544 | 0.10804 | 6 | 0.65204
20950 | 6.885 | 1 | 365 | 7.8768 | 0.77778 | 8 | 0.6546
28252 | 3.12 | 1 | 365 | 3.5695 | 0.14984 | 3 | 0.7193
28255 | 7.8 | 1 | 365 | 8.9236 | 0.8746 | 9 | 0.79824
28258 | 8.06 | 1 | 365 | 9.2211 | 0.47042 | 9 | 0.69152
28259 | 4.94 | 1 | 365 | 5.6516 | 0.32058 | 5 | 0.97222
28549 | 7.8 | 1 | 365 | 8.9236 | 0.8746 | 9 | 0.79824
28551 | 6.24 | 1 | 365 | 7.1389 | 0.29968 | 7 | 0.43859
28553 | 2.6 | 1 | 365 | 2.9745 | 0.9582 | 3 | 0.93275
27682 | 8.67 | 1 | 365 | 9.919 | 0.86831 | 10 | 0.78728
28444 | 3.38 | 1 | 365 | 3.8669 | 0.74566 | 4 | 0.61257
27819 | 6.5 | 1 | 365 | 7.4364 | 0.8955 | 8 | 0.33187
28264 | 13.26 | 1 | 365 | 15.1702 | 0.38683 | 15 | 0.55701
28556 | 5.46 | 1 | 365 | 6.2465 | 0.51222 | 6 | 0.75877
28265 | 6.76 | 1 | 365 | 7.7338 | 0.49132 | 8 | 0.22514
27830 | 5.2 | 1 | 365 | 5.9491 | 0.9164 | 6 | 0.86549
28552 | 11.275 | 1 | 365 | 12.8992 | 0.83797 | 13 | 0.7372
27832 | 14.3 | 1 | 365 | 16.36 | 0.77011 | 17 | 0.13011
28546 | 7.14 | 1 | 365 | 8.1686 | 0.36214 | 8 | 0.5307
28565 | 6.48 | 1 | 365 | 7.4135 | 0.84967 | 8 | 0.26315
28566 | 3.9 | 1 | 365 | 4.4618 | 0.9373 | 5 | 0.39912
27937 | 13.52 | 1 | 365 | 15.4676 | 0.98265 | 16 | 0.45029
28563 | 10.14 | 1 | 365 | 11.6007 | 0.23699 | 11 | 0.83771
28531 | 4.59 | 1 | 365 | 5.2512 | 0.51852 | 5 | 0.76973
22562 | 8.84 | 1 | 365 | 10.1135 | 0.25789 | 10 | 0.37134
27956 | 10.445 | 1 | 365 | 11.9497 | 0.93593 | 12 | 0.88559
27738 | 9.36 | 1 | 365 | 10.7084 | 0.44953 | 11 | 0.15789
28562 | 7.02 | 1 | 365 | 8.0313 | 0.087144 | 8 | 0.11842
28639 | 9.88 | 1 | 365 | 11.3033 | 0.64117 | 11 | 0.94444
28573 | 3.64 | 1 | 365 | 4.1644 | 0.34148 | 4 | 0.50585
28582 | 2.805 | 1 | 365 | 3.2091 | 0.42798 | 3 | 0.63706
28571 | 9.1 | 1 | 365 | 10.4109 | 0.85371 | 11 | 0.26462
28572 | 10.66 | 1 | 365 | 12.1956 | 0.42863 | 12 | 0.62426
28640 | 8.84 | 1 | 365 | 10.1135 | 0.25789 | 10 | 0.37134
28575 | 5.98 | 1 | 365 | 6.8415 | 0.70386 | 7 | 0.54532
28574 | 5.1 | 1 | 365 | 5.8347 | 0.68724 | 6 | 0.52193
28577 | 5.83 | 1 | 365 | 6.6698 | 0.36012 | 7 | 0.029968
27510 | 5.7 | 1 | 365 | 6.5211 | 0.062211 | 6 | 0.58333
28579 | 10.2 | 1 | 365 | 11.6694 | 0.37448 | 12 | 0.043854
28580 | 10.4 | 1 | 365 | 11.8982 | 0.83281 | 12 | 0.73099
28558 | 13.26 | 1 | 365 | 15.1702 | 0.38683 | 15 | 0.55701
28581 | 8.8 | 1 | 365 | 10.0677 | 0.16622 | 10 | 0.23391
28117 | 3.64 | 1 | 365 | 4.1644 | 0.34148 | 4 | 0.50585
28759 | 3.9 | 1 | 365 | 4.4618 | 0.9373 | 5 | 0.39912
28754 | 8.84 | 1 | 365 | 10.1135 | 0.25789 | 10 | 0.37134
28104 | 4.94 | 1 | 365 | 5.6516 | 0.32058 | 5 | 0.97222
28755 | 9.62 | 1 | 365 | 11.0058 | 0.045346 | 11 | 0.051165
28751 | 9.18 | 1 | 365 | 10.5024 | 0.037035 | 10 | 0.53947
28097 | 8.58 | 1 | 365 | 9.816 | 0.66207 | 10 | 0.47807
28056 | 8.84 | 1 | 365 | 10.1135 | 0.25789 | 10 | 0.37134
28092 | 4.94 | 1 | 365 | 5.6516 | 0.32058 | 5 | 0.97222
28752 | 11.18 | 1 | 365 | 12.7905 | 0.62027 | 13 | 0.41081
28012 | 8.84 | 1 | 365 | 10.1135 | 0.25789 | 10 | 0.37134
28720 | 3.9 | 1 | 365 | 4.4618 | 0.9373 | 5 | 0.39912
27933 | 5.72 | 1 | 365 | 6.544 | 0.10804 | 6 | 0.65204
27927 | 9.88 | 1 | 365 | 11.3033 | 0.64117 | 11 | 0.94444
27939 | 3.12 | 1 | 365 | 3.5695 | 0.14984 | 3 | 0.7193
27923 | 6.76 | 1 | 365 | 7.7338 | 0.49132 | 8 | 0.22514
27945 | 6.24 | 1 | 365 | 7.1389 | 0.29968 | 7 | 0.43859
27948 | 2.295 | 1 | 365 | 2.6256 | 0.25926 | 2 | 0.88487
28053 | 9.435 | 1 | 365 | 10.7942 | 0.6214 | 11 | 0.41557
28061 | 8.84 | 1 | 365 | 10.1135 | 0.25789 | 10 | 0.37134
27954 | 7.14 | 1 | 365 | 8.1686 | 0.36214 | 8 | 0.5307
27953 | 7.14 | 1 | 365 | 8.1686 | 0.36214 | 8 | 0.5307
28749 | 8.32 | 1 | 365 | 9.5185 | 0.066245 | 9 | 0.58479
28094 | 7.14 | 1 | 365 | 8.1686 | 0.36214 | 8 | 0.5307
28098 | 5.98 | 1 | 365 | 6.8415 | 0.70386 | 7 | 0.54532
28746 | 4.16 | 1 | 365 | 4.7593 | 0.53312 | 5 | 0.2924
28747 | 3.64 | 1 | 365 | 4.1644 | 0.34148 | 4 | 0.50585
28054 | 5.46 | 1 | 365 | 6.2465 | 0.51222 | 6 | 0.75877
28745 | 8.84 | 1 | 365 | 10.1135 | 0.25789 | 10 | 0.37134
28062 | 4.94 | 1 | 365 | 5.6516 | 0.32058 | 5 | 0.97222
28737 | 9.36 | 1 | 365 | 10.7084 | 0.44953 | 11 | 0.15789
29048 | 3.64 | 1 | 365 | 4.1644 | 0.34148 | 4 | 0.50585
28805 | 5.2 | 1 | 365 | 5.9491 | 0.9164 | 6 | 0.86549
28803 | 5.46 | 1 | 365 | 6.2465 | 0.51222 | 6 | 0.75877
28802 | 4.48 | 1 | 365 | 5.1254 | 0.26644 | 5 | 0.39181
28795 | 9.1 | 1 | 365 | 10.4109 | 0.85371 | 11 | 0.26462
28791 | 3.9 | 1 | 365 | 4.4618 | 0.9373 | 5 | 0.39912
28153 | 7.54 | 1 | 365 | 8.6262 | 0.27878 | 8 | 0.90497
28188 | 5.2 | 1 | 365 | 5.9491 | 0.9164 | 6 | 0.86549
28787 | 6.24 | 1 | 365 | 7.1389 | 0.29968 | 7 | 0.43859
28761 | 6.5 | 1 | 365 | 7.4364 | 0.8955 | 8 | 0.33187
28757 | 7.8 | 1 | 365 | 8.9236 | 0.8746 | 9 | 0.79824
28756 | 2.34 | 1 | 365 | 2.6771 | 0.36238 | 3 | 0.039472
28762 | 3.9 | 1 | 365 | 4.4618 | 0.9373 | 5 | 0.39912
28119 | 4.08 | 1 | 365 | 4.6677 | 0.34979 | 5 | 0.017542
28765 | 6.27 | 1 | 365 | 7.1732 | 0.36843 | 7 | 0.54166
28767 | 7.54 | 1 | 365 | 8.6262 | 0.27878 | 8 | 0.90497
28764 | 3.9 | 1 | 365 | 4.4618 | 0.9373 | 5 | 0.39912
28121 | 5.72 | 1 | 365 | 6.544 | 0.10804 | 6 | 0.65204
28107 | 3.9 | 1 | 365 | 4.4618 | 0.9373 | 5 | 0.39912
28783 | 4.94 | 1 | 365 | 5.6516 | 0.32058 | 5 | 0.97222
28770 | 6.375 | 1 | 365 | 7.2934 | 0.60905 | 7 | 0.90241
23473 | 3.64 | 1 | 365 | 4.1644 | 0.34148 | 4 | 0.50585
28748 | 9.36 | 1 | 365 | 10.7084 | 0.44953 | 11 | 0.15789
28162 | 7.905 | 1 | 365 | 9.0438 | 0.11522 | 9 | 0.15899
28155 | 4.68 | 1 | 365 | 5.3542 | 0.72476 | 6 | 0.078945
27951 | 2.55 | 1 | 365 | 2.9173 | 0.84362 | 3 | 0.76096
28785 | 3.12 | 1 | 365 | 3.5695 | 0.14984 | 3 | 0.7193
28641 | 9.62 | 1 | 365 | 11.0058 | 0.045346 | 11 | 0.051165
28147 | 7.8 | 1 | 365 | 8.9236 | 0.8746 | 9 | 0.79824
27445 | 223.82 | 0.9 | 365 | 230.4564 | 0.61854 | 231 | 0.074896
28083 | 70.68 | 0.9 | 365 | 72.7757 | 0.77428 | 73 | 0.54997
28091 | 94.24 | 0.9 | 365 | 97.0343 | 0.3657 | 97 | 0.39996
28111 | 94.24 | 0.9 | 365 | 97.0343 | 0.3657 | 97 | 0.39996
27429 | 117.8 | 0.9 | 365 | 121.2928 | 0.95713 | 122 | 0.24995
28299 | 8.265 | 1 | 365 | 9.4556 | 0.94021 | 10 | 0.39583
28086 | 4.16 | 1 | 365 | 4.7593 | 0.53312 | 5 | 0.2924
28295 | 7.41 | 1 | 365 | 8.4775 | 0.98087 | 9 | 0.45833
28005 | 3.5 | 1 | 365 | 4.0042 | 0.020656 | 4 | 0.024852
28199 | 4.24 | 1 | 365 | 4.8508 | 0.71645 | 5 | 0.56725
28009 | 13 | 1 | 365 | 14.8727 | 0.79101 | 15 | 0.66374
28193 | 4.845 | 1 | 365 | 5.543 | 0.10288 | 5 | 0.64583
28007 | 4.335 | 1 | 365 | 4.9595 | 0.93416 | 5 | 0.89364
28019 | 3.57 | 1 | 365 | 4.0843 | 0.18107 | 4 | 0.26535
28015 | 4.42 | 1 | 365 | 5.0567 | 0.12894 | 5 | 0.18567
28728 | 3.12 | 1 | 365 | 3.5695 | 0.14984 | 3 | 0.7193
28028 | 5.2 | 1 | 365 | 5.9491 | 0.9164 | 6 | 0.86549
28023 | 9.18 | 1 | 365 | 10.5024 | 0.037035 | 10 | 0.53947
28032 | 11.22 | 1 | 365 | 12.8363 | 0.71193 | 13 | 0.54824
28072 | 4.94 | 1 | 365 | 5.6516 | 0.32058 | 5 | 0.97222
28592 | 4.24 | 1 | 365 | 4.8508 | 0.71645 | 5 | 0.56725
28733 | 4.68 | 1 | 365 | 5.3542 | 0.72476 | 6 | 0.078945
28076 | 3.185 | 1 | 365 | 3.6438 | 0.2988 | 3 | 0.94262
24169 | 10.66 | 1 | 365 | 12.1956 | 0.42863 | 12 | 0.62426
28742 | 4.94 | 1 | 365 | 5.6516 | 0.32058 | 5 | 0.97222
28743 | 5.4 | 1 | 365 | 6.1779 | 0.37473 | 6 | 0.55263
28739 | 8.32 | 1 | 365 | 9.5185 | 0.066245 | 9 | 0.58479
28576 | 12.22 | 1 | 365 | 13.9804 | 0.0035475 | 13 | 0.98391
28642 | 9.88 | 1 | 365 | 11.3033 | 0.64117 | 11 | 0.94444
28874 | 5.98 | 1 | 365 | 6.8415 | 0.70386 | 7 | 0.54532
28645 | 4.16 | 1 | 365 | 4.7593 | 0.53312 | 5 | 0.2924
28811 | 4.845 | 1 | 365 | 5.543 | 0.10288 | 5 | 0.64583
28809 | 9.88 | 1 | 365 | 11.3033 | 0.64117 | 11 | 0.94444
28649 | 2.86 | 1 | 365 | 3.272 | 0.55402 | 3 | 0.82602
28780 | 3.12 | 1 | 365 | 3.5695 | 0.14984 | 3 | 0.7193
28651 | 5.46 | 1 | 365 | 6.2465 | 0.51222 | 6 | 0.75877
28794 | 6.76 | 1 | 365 | 7.7338 | 0.49132 | 8 | 0.22514
28814 | 10.4 | 1 | 365 | 11.8982 | 0.83281 | 12 | 0.73099
28816 | 2.34 | 1 | 365 | 2.6771 | 0.36238 | 3 | 0.039472
28822 | 5.72 | 1 | 365 | 6.544 | 0.10804 | 6 | 0.65204
28821 | 4.42 | 1 | 365 | 5.0567 | 0.12894 | 5 | 0.18567
28823 | 7.02 | 1 | 365 | 8.0313 | 0.087144 | 8 | 0.11842
28825 | 3.38 | 1 | 365 | 3.8669 | 0.74566 | 4 | 0.61257
28826 | 6.5 | 1 | 365 | 7.4364 | 0.8955 | 8 | 0.33187
28788 | 2.97 | 1 | 365 | 3.3978 | 0.8061 | 4 | 0.20395
28828 | 9.945 | 1 | 365 | 11.3776 | 0.79012 | 12 | 0.16776
28834 | 7.8 | 1 | 365 | 8.9236 | 0.8746 | 9 | 0.79824
28838 | 6.24 | 1 | 365 | 7.1389 | 0.29968 | 7 | 0.43859
28845 | 7.54 | 1 | 365 | 8.6262 | 0.27878 | 8 | 0.90497
28854 | 7.8 | 1 | 365 | 8.9236 | 0.8746 | 9 | 0.79824
28773 | 4.88 | 1 | 365 | 5.583 | 0.18309 | 5 | 0.76608
28855 | 7.02 | 1 | 365 | 8.0313 | 0.087144 | 8 | 0.11842
28772 | 6.885 | 1 | 365 | 7.8768 | 0.77778 | 8 | 0.6546
28858 | 8.84 | 1 | 365 | 10.1135 | 0.25789 | 10 | 0.37134
28819 | 2.6 | 1 | 365 | 2.9745 | 0.9582 | 3 | 0.93275
25092 | 13.52 | 1 | 365 | 15.4676 | 0.98265 | 16 | 0.45029
28774 | 6.84 | 1 | 365 | 7.8253 | 0.67465 | 8 | 0.5
25228 | 3.12 | 1 | 365 | 3.5695 | 0.14984 | 3 | 0.7193
28775 | 4.42 | 1 | 365 | 5.0567 | 0.12894 | 5 | 0.18567
28777 | 9.975 | 1 | 365 | 11.412 | 0.85887 | 12 | 0.27083
28863 | 3.9 | 1 | 365 | 4.4618 | 0.9373 | 5 | 0.39912
28736 | 6.5 | 1 | 365 | 7.4364 | 0.8955 | 8 | 0.33187
28848 | 6.24 | 1 | 365 | 7.1389 | 0.29968 | 7 | 0.43859
25335 | 2.08 | 1 | 365 | 2.3796 | 0.76656 | 3 | 0.1462
28868 | 3.57 | 1 | 365 | 4.0843 | 0.18107 | 4 | 0.26535
28778 | 3.64 | 1 | 365 | 4.1644 | 0.34148 | 4 | 0.50585
28673 | 8.64 | 1 | 365 | 9.8846 | 0.79956 | 10 | 0.68421
29398 | 6.867 | 1 | 365 | 7.8562 | 0.73653 | 8 | 0.59276
25614 | 12.74 | 1 | 365 | 14.5753 | 0.19519 | 14 | 0.77046
28654 | 7.54 | 1 | 365 | 8.6262 | 0.27878 | 8 | 0.90497
26936 | 4.16 | 1 | 365 | 4.7593 | 0.53312 | 5 | 0.2924
28650 | 11.44 | 1 | 365 | 13.088 | 0.21609 | 13 | 0.30409
28763 | 4.16 | 1 | 365 | 4.7593 | 0.53312 | 5 | 0.2924
28652 | 4.94 | 1 | 365 | 5.6516 | 0.32058 | 5 | 0.97222
28779 | 3.64 | 1 | 365 | 4.1644 | 0.34148 | 4 | 0.50585
28782 | 10.66 | 1 | 365 | 12.1956 | 0.42863 | 12 | 0.62426
26937 | 3.825 | 1 | 365 | 4.376 | 0.76543 | 5 | 0.14145
27252 | 10.2 | 1 | 365 | 11.6694 | 0.37448 | 12 | 0.043854
28657 | 7.8 | 1 | 365 | 8.9236 | 0.8746 | 9 | 0.79824
28658 | 8.84 | 1 | 365 | 10.1135 | 0.25789 | 10 | 0.37134
28632 | 5.2 | 1 | 365 | 5.9491 | 0.9164 | 6 | 0.86549
28660 | 9.88 | 1 | 365 | 11.3033 | 0.64117 | 11 | 0.94444
28659 | 6.76 | 1 | 365 | 7.7338 | 0.49132 | 8 | 0.22514
28646 | 5.04 | 1 | 365 | 5.766 | 0.54974 | 6 | 0.31579
28637 | 4.16 | 1 | 365 | 4.7593 | 0.53312 | 5 | 0.2924
28661 | 8.32 | 1 | 365 | 9.5185 | 0.066245 | 9 | 0.58479
28530 | 12.24 | 1 | 365 | 14.0032 | 0.04938 | 14 | 0.052625
28622 | 5.98 | 1 | 365 | 6.8415 | 0.70386 | 7 | 0.54532
28664 | 11.18 | 1 | 365 | 12.7905 | 0.62027 | 13 | 0.41081
28663 | 9.36 | 1 | 365 | 10.7084 | 0.44953 | 11 | 0.15789
28665 | 8.58 | 1 | 365 | 9.816 | 0.66207 | 10 | 0.47807
28870 | 8.25 | 1 | 365 | 9.4385 | 0.90583 | 10 | 0.34429
28873 | 6.24 | 1 | 365 | 7.1389 | 0.29968 | 7 | 0.43859
28666 | 6.76 | 1 | 365 | 7.7338 | 0.49132 | 8 | 0.22514
28876 | 5.98 | 1 | 365 | 6.8415 | 0.70386 | 7 | 0.54532
28881 | 7.02 | 1 | 365 | 8.0313 | 0.087144 | 8 | 0.11842
28667 | 9.18 | 1 | 365 | 10.5024 | 0.037035 | 10 | 0.53947
28884 | 6.24 | 1 | 365 | 7.1389 | 0.29968 | 7 | 0.43859
28668 | 3.9 | 1 | 365 | 4.4618 | 0.9373 | 5 | 0.39912
28875 | 3.575 | 1 | 365 | 4.09 | 0.19253 | 4 | 0.28253
28670 | 9.275 | 1 | 365 | 10.6111 | 0.25474 | 10 | 0.86586
28669 | 4.42 | 1 | 365 | 5.0567 | 0.12894 | 5 | 0.18567
28891 | 5.61 | 1 | 365 | 6.4182 | 0.85597 | 7 | 0.27412
28671 | 5.72 | 1 | 365 | 6.544 | 0.10804 | 6 | 0.65204
28807 | 4.41 | 1 | 365 | 5.0453 | 0.10603 | 5 | 0.15131
28830 | 12.6 | 1 | 365 | 14.4151 | 0.87436 | 15 | 0.28947
28835 | 5.46 | 1 | 365 | 6.2465 | 0.51222 | 6 | 0.75877
28837 | 9.15 | 1 | 365 | 10.4681 | 0.96829 | 11 | 0.4364
28842 | 6.5 | 1 | 365 | 7.4364 | 0.8955 | 8 | 0.33187
28844 | 4.68 | 1 | 365 | 5.3542 | 0.72476 | 6 | 0.078945
28851 | 3.06 | 1 | 365 | 3.5008 | 0.012345 | 3 | 0.51316
28853 | 9.81 | 1 | 365 | 11.2232 | 0.48075 | 11 | 0.70394
28860 | 7.125 | 1 | 365 | 8.1514 | 0.32776 | 8 | 0.47916
28864 | 7.98 | 1 | 365 | 9.1296 | 0.2871 | 9 | 0.41666
28893 | 5.72 | 1 | 365 | 6.544 | 0.10804 | 6 | 0.65204
28895 | 2.6 | 1 | 365 | 2.9745 | 0.9582 | 3 | 0.93275
28172 | 6.5 | 1 | 365 | 7.4364 | 0.8955 | 8 | 0.33187
28900 | 7.8 | 1 | 365 | 8.9236 | 0.8746 | 9 | 0.79824
28177 | 2.805 | 1 | 365 | 3.2091 | 0.42798 | 3 | 0.63706
28221 | 5.46 | 1 | 365 | 6.2465 | 0.51222 | 6 | 0.75877
28897 | 5.98 | 1 | 365 | 6.8415 | 0.70386 | 7 | 0.54532
28230 | 9.88 | 1 | 365 | 11.3033 | 0.64117 | 11 | 0.94444
28224 | 2.6 | 1 | 365 | 2.9745 | 0.9582 | 3 | 0.93275
28242 | 3.64 | 1 | 365 | 4.1644 | 0.34148 | 4 | 0.50585
28872 | 4.94 | 1 | 365 | 5.6516 | 0.32058 | 5 | 0.97222
28235 | 10.14 | 1 | 365 | 11.6007 | 0.23699 | 11 | 0.83771
28888 | 11.395 | 1 | 365 | 13.0365 | 0.11296 | 13 | 0.14948
28154 | 4.16 | 1 | 365 | 4.7593 | 0.53312 | 5 | 0.2924
28898 | 7.8 | 1 | 365 | 8.9236 | 0.8746 | 9 | 0.79824
28847 | 7.28 | 1 | 365 | 8.3287 | 0.68296 | 9 | 0.011692
28903 | 4.16 | 1 | 365 | 4.7593 | 0.53312 | 5 | 0.2924
28245 | 6.12 | 1 | 365 | 7.0016 | 0.02469 | 7 | 0.026313
28926 | 3.64 | 1 | 365 | 4.1644 | 0.34148 | 4 | 0.50585
28843 | 5.46 | 1 | 365 | 6.2465 | 0.51222 | 6 | 0.75877
28928 | 5.98 | 1 | 365 | 6.8415 | 0.70386 | 7 | 0.54532
28846 | 3.9 | 1 | 365 | 4.4618 | 0.9373 | 5 | 0.39912
28849 | 7.28 | 1 | 365 | 8.3287 | 0.68296 | 9 | 0.011692
28962 | 3.12 | 1 | 365 | 3.5695 | 0.14984 | 3 | 0.7193
28865 | 8.06 | 1 | 365 | 9.2211 | 0.47042 | 9 | 0.69152
28966 | 2.08 | 1 | 365 | 2.3796 | 0.76656 | 3 | 0.1462
28866 | 5.2 | 1 | 365 | 5.9491 | 0.9164 | 6 | 0.86549
28971 | 9.36 | 1 | 365 | 10.7084 | 0.44953 | 11 | 0.15789
28867 | 6.76 | 1 | 365 | 7.7338 | 0.49132 | 8 | 0.22514
28880 | 6.21 | 1 | 365 | 7.1046 | 0.23094 | 7 | 0.33552
28896 | 11.55 | 1 | 365 | 13.2138 | 0.46816 | 13 | 0.68201
28910 | 6.54 | 1 | 365 | 7.4821 | 0.98717 | 8 | 0.46929
28887 | 12.15 | 1 | 365 | 13.9003 | 0.84313 | 14 | 0.74341
28894 | 9.7 | 1 | 365 | 11.0973 | 0.22868 | 11 | 0.32602
29502 | 3.51 | 1 | 365 | 4.0156 | 0.043572 | 4 | 0.059209
28899 | 9.9 | 1 | 365 | 11.3262 | 0.687 | 12 | 0.013153
28902 | 5.1 | 1 | 365 | 5.8347 | 0.68724 | 6 | 0.52193
28904 | 10.35 | 1 | 365 | 11.841 | 0.71823 | 12 | 0.55921
28906 | 3.64 | 1 | 365 | 4.1644 | 0.34148 | 4 | 0.50585
28907 | 6.375 | 1 | 365 | 7.2934 | 0.60905 | 7 | 0.90241
28908 | 3.12 | 1 | 365 | 3.5695 | 0.14984 | 3 | 0.7193
28913 | 8.12 | 1 | 365 | 9.2897 | 0.60792 | 9 | 0.89766
28915 | 13.4 | 1 | 365 | 15.3304 | 0.70765 | 16 | 0.038005
28916 | 4.48 | 1 | 365 | 5.1254 | 0.26644 | 5 | 0.39181
28917 | 9.66 | 1 | 365 | 11.0516 | 0.13701 | 11 | 0.18859
28920 | 10.53 | 1 | 365 | 12.0469 | 0.13072 | 12 | 0.17763
28922 | 4.25 | 1 | 365 | 4.8622 | 0.73937 | 5 | 0.60161
28923 | 7.2 | 1 | 365 | 8.2372 | 0.49964 | 8 | 0.73684
28924 | 7.8 | 1 | 365 | 8.9236 | 0.8746 | 9 | 0.79824
28925 | 6.72 | 1 | 365 | 7.6881 | 0.39966 | 8 | 0.087716
28929 | 9.72 | 1 | 365 | 11.1202 | 0.27451 | 11 | 0.39473
28931 | 10.464 | 1 | 365 | 11.9714 | 0.97947 | 12 | 0.95087
28934 | 11.118 | 1 | 365 | 12.7196 | 0.47819 | 13 | 0.1978
28936 | 7.5 | 1 | 365 | 8.5804 | 0.18712 | 8 | 0.76754
28938 | 12.24 | 1 | 365 | 14.0032 | 0.04938 | 14 | 0.052625
28942 | 6.24 | 1 | 365 | 7.1389 | 0.29968 | 7 | 0.43859
28672 | 10.26 | 1 | 365 | 11.738 | 0.51198 | 12 | 0.24999
28945 | 5.98 | 1 | 365 | 6.8415 | 0.70386 | 7 | 0.54532
28951 | 4.16 | 1 | 365 | 4.7593 | 0.53312 | 5 | 0.2924
28953 | 3.38 | 1 | 365 | 3.8669 | 0.74566 | 4 | 0.61257
28678 | 7.395 | 1 | 365 | 8.4603 | 0.9465 | 9 | 0.40679
28909 | 11.285 | 1 | 365 | 12.9107 | 0.86089 | 13 | 0.77156
24730 | 7.8 | 1 | 365 | 8.9236 | 0.8746 | 9 | 0.79824
28157 | 8.06 | 1 | 365 | 9.2211 | 0.47042 | 9 | 0.69152
28178 | 5.72 | 1 | 365 | 6.544 | 0.10804 | 6 | 0.65204
28206 | 3.64 | 1 | 365 | 4.1644 | 0.34148 | 4 | 0.50585
28218 | 8.84 | 1 | 365 | 10.1135 | 0.25789 | 10 | 0.37134
29118 | 4.98 | 1 | 365 | 5.6974 | 0.41225 | 6 | 0.10965
29120 | 6.725 | 1 | 365 | 7.6938 | 0.41112 | 8 | 0.10489
29121 | 4.725 | 1 | 365 | 5.4057 | 0.82789 | 6 | 0.23355
29123 | 7.725 | 1 | 365 | 8.8378 | 0.70273 | 9 | 0.54057
28228 | 8.84 | 1 | 365 | 10.1135 | 0.25789 | 10 | 0.37134
28266 | 7.8 | 1 | 365 | 8.9236 | 0.8746 | 9 | 0.79824
29125 | 7.96 | 1 | 365 | 9.1067 | 0.24126 | 9 | 0.34795
28237 | 3.12 | 1 | 365 | 3.5695 | 0.14984 | 3 | 0.7193
28271 | 4.68 | 1 | 365 | 5.3542 | 0.72476 | 6 | 0.078945
29127 | 4.98 | 1 | 365 | 5.6974 | 0.41225 | 6 | 0.10965
29129 | 6.215 | 1 | 365 | 7.1103 | 0.24239 | 7 | 0.3527
25208 | 4.68 | 1 | 365 | 5.3542 | 0.72476 | 6 | 0.078945
29131 | 4.295 | 1 | 365 | 4.9137 | 0.84249 | 5 | 0.75621
28289 | 7.28 | 1 | 365 | 8.3287 | 0.68296 | 9 | 0.011692
29133 | 6.82 | 1 | 365 | 7.8025 | 0.62882 | 8 | 0.43128
28292 | 3.12 | 1 | 365 | 3.5695 | 0.14984 | 3 | 0.7193
29144 | 8.25 | 1 | 365 | 9.4385 | 0.90583 | 10 | 0.34429
29151 | 8.8 | 1 | 365 | 10.0677 | 0.16622 | 10 | 0.23391
28298 | 6.24 | 1 | 365 | 7.1389 | 0.29968 | 7 | 0.43859
29156 | 7.65 | 1 | 365 | 8.752 | 0.53086 | 9 | 0.28289
29182 | 6.72 | 1 | 365 | 7.6881 | 0.39966 | 8 | 0.087716
28316 | 2.805 | 1 | 365 | 3.2091 | 0.42798 | 3 | 0.63706
29212 | 7.84 | 1 | 365 | 8.9694 | 0.96627 | 9 | 0.93567
28309 | 6.76 | 1 | 365 | 7.7338 | 0.49132 | 8 | 0.22514
29263 | 4.68 | 1 | 365 | 5.3542 | 0.72476 | 6 | 0.078945
28318 | 9.1 | 1 | 365 | 10.4109 | 0.85371 | 11 | 0.26462
28306 | 9.36 | 1 | 365 | 10.7084 | 0.44953 | 11 | 0.15789
28327 | 7.54 | 1 | 365 | 8.6262 | 0.27878 | 8 | 0.90497
28355 | 3.64 | 1 | 365 | 4.1644 | 0.34148 | 4 | 0.50585
29269 | 4.59 | 1 | 365 | 5.2512 | 0.51852 | 5 | 0.76973
23585 | 3.9 | 1 | 365 | 4.4618 | 0.9373 | 5 | 0.39912
29272 | 9.88 | 1 | 365 | 11.3033 | 0.64117 | 11 | 0.94444
29275 | 9.69 | 1 | 365 | 11.0859 | 0.20576 | 11 | 0.29166
28680 | 4.56 | 1 | 365 | 5.2169 | 0.44977 | 5 | 0.66666
28978 | 2.08 | 1 | 365 | 2.3796 | 0.76656 | 3 | 0.1462
28681 | 4.42 | 1 | 365 | 5.0567 | 0.12894 | 5 | 0.18567
29176 | 7.8 | 1 | 365 | 8.9236 | 0.8746 | 9 | 0.79824
28683 | 6.63 | 1 | 365 | 7.5851 | 0.19341 | 7 | 0.77851
29184 | 6.76 | 1 | 365 | 7.7338 | 0.49132 | 8 | 0.22514
28711 | 8.06 | 1 | 365 | 9.2211 | 0.47042 | 9 | 0.69152
28382 | 2.34 | 1 | 365 | 2.6771 | 0.36238 | 3 | 0.039472
28404 | 9.1 | 1 | 365 | 10.4109 | 0.85371 | 11 | 0.26462
28682 | 5.98 | 1 | 365 | 6.8415 | 0.70386 | 7 | 0.54532
28684 | 4.94 | 1 | 365 | 5.6516 | 0.32058 | 5 | 0.97222
28398 | 4.16 | 1 | 365 | 4.7593 | 0.53312 | 5 | 0.2924
28685 | 11.44 | 1 | 365 | 13.088 | 0.21609 | 13 | 0.30409
23368 | 5.72 | 1 | 365 | 6.544 | 0.10804 | 6 | 0.65204
29190 | 7.28 | 1 | 365 | 8.3287 | 0.68296 | 9 | 0.011692
28686 | 8.32 | 1 | 365 | 9.5185 | 0.066245 | 9 | 0.58479
28436 | 7.54 | 1 | 365 | 8.6262 | 0.27878 | 8 | 0.90497
28687 | 13 | 1 | 365 | 14.8727 | 0.79101 | 15 | 0.66374
29193 | 5.2 | 1 | 365 | 5.9491 | 0.9164 | 6 | 0.86549
28700 | 7.02 | 1 | 365 | 8.0313 | 0.087144 | 8 | 0.11842
28702 | 5.72 | 1 | 365 | 6.544 | 0.10804 | 6 | 0.65204
28857 | 7.54 | 1 | 365 | 8.6262 | 0.27878 | 8 | 0.90497
29107 | 9.625 | 1 | 365 | 11.0115 | 0.056804 | 11 | 0.068343
28035 | 7.28 | 1 | 365 | 8.3287 | 0.68296 | 9 | 0.011692
28869 | 8.32 | 1 | 365 | 9.5185 | 0.066245 | 9 | 0.58479
29132 | 10.14 | 1 | 365 | 11.6007 | 0.23699 | 11 | 0.83771
29137 | 4.59 | 1 | 365 | 5.2512 | 0.51852 | 5 | 0.76973
28017 | 4.16 | 1 | 365 | 4.7593 | 0.53312 | 5 | 0.2924
28878 | 5.72 | 1 | 365 | 6.544 | 0.10804 | 6 | 0.65204
29139 | 9.36 | 1 | 365 | 10.7084 | 0.44953 | 11 | 0.15789
28038 | 6.5 | 1 | 365 | 7.4364 | 0.8955 | 8 | 0.33187
29143 | 10.66 | 1 | 365 | 12.1956 | 0.42863 | 12 | 0.62426
28882 | 7.28 | 1 | 365 | 8.3287 | 0.68296 | 9 | 0.011692
29149 | 5.355 | 1 | 365 | 6.1264 | 0.2716 | 6 | 0.39802
29195 | 13 | 1 | 365 | 14.8727 | 0.79101 | 15 | 0.66374
28885 | 4.68 | 1 | 365 | 5.3542 | 0.72476 | 6 | 0.078945
29206 | 6.24 | 1 | 365 | 7.1389 | 0.29968 | 7 | 0.43859
28890 | 6.5 | 1 | 365 | 7.4364 | 0.8955 | 8 | 0.33187
29519 | 11.115 | 1 | 365 | 12.7162 | 0.47131 | 13 | 0.18749
29211 | 6.375 | 1 | 365 | 7.2934 | 0.60905 | 7 | 0.90241
28892 | 4.42 | 1 | 365 | 5.0567 | 0.12894 | 5 | 0.18567
29216 | 5.98 | 1 | 365 | 6.8415 | 0.70386 | 7 | 0.54532
28901 | 6.76 | 1 | 365 | 7.7338 | 0.49132 | 8 | 0.22514
29221 | 10.14 | 1 | 365 | 11.6007 | 0.23699 | 11 | 0.83771
29226 | 10.66 | 1 | 365 | 12.1956 | 0.42863 | 12 | 0.62426
28879 | 7.28 | 1 | 365 | 8.3287 | 0.68296 | 9 | 0.011692
29231 | 8.32 | 1 | 365 | 9.5185 | 0.066245 | 9 | 0.58479
28937 | 6.24 | 1 | 365 | 7.1389 | 0.29968 | 7 | 0.43859
28940 | 5.98 | 1 | 365 | 6.8415 | 0.70386 | 7 | 0.54532
28939 | 2.08 | 1 | 365 | 2.3796 | 0.76656 | 3 | 0.1462
28941 | 10.4 | 1 | 365 | 11.8982 | 0.83281 | 12 | 0.73099
28946 | 10.14 | 1 | 365 | 11.6007 | 0.23699 | 11 | 0.83771
28955 | 4.68 | 1 | 365 | 5.3542 | 0.72476 | 6 | 0.078945
28957 | 5.98 | 1 | 365 | 6.8415 | 0.70386 | 7 | 0.54532
28960 | 8.58 | 1 | 365 | 9.816 | 0.66207 | 10 | 0.47807
28973 | 4.68 | 1 | 365 | 5.3542 | 0.72476 | 6 | 0.078945
28970 | 7.8 | 1 | 365 | 8.9236 | 0.8746 | 9 | 0.79824
28964 | 7.8 | 1 | 365 | 8.9236 | 0.8746 | 9 | 0.79824
29564 | 9.62 | 1 | 365 | 11.0058 | 0.045346 | 11 | 0.051165
28974 | 9.1 | 1 | 365 | 10.4109 | 0.85371 | 11 | 0.26462
28976 | 6.76 | 1 | 365 | 7.7338 | 0.49132 | 8 | 0.22514
28979 | 4.94 | 1 | 365 | 5.6516 | 0.32058 | 5 | 0.97222
28982 | 5.2 | 1 | 365 | 5.9491 | 0.9164 | 6 | 0.86549
28984 | 2.86 | 1 | 365 | 3.272 | 0.55402 | 3 | 0.82602
28985 | 7.8 | 1 | 365 | 8.9236 | 0.8746 | 9 | 0.79824
28986 | 7.28 | 1 | 365 | 8.3287 | 0.68296 | 9 | 0.011692
28989 | 5.46 | 1 | 365 | 6.2465 | 0.51222 | 6 | 0.75877
29026 | 1.82 | 1 | 365 | 2.0822 | 0.17074 | 2 | 0.25292
29042 | 10.215 | 1 | 365 | 11.6865 | 0.40886 | 12 | 0.095389
29053 | 6.215 | 1 | 365 | 7.1103 | 0.24239 | 7 | 0.3527
29054 | 8.47 | 1 | 365 | 9.6902 | 0.40999 | 10 | 0.10014
29055 | 3.725 | 1 | 365 | 4.2616 | 0.53627 | 4 | 0.79788
29056 | 2.98 | 1 | 365 | 3.4093 | 0.82902 | 4 | 0.2383
29109 | 6.725 | 1 | 365 | 7.6938 | 0.41112 | 8 | 0.10489
29105 | 8.829 | 1 | 365 | 10.1009 | 0.23268 | 10 | 0.33355
29111 | 5.47 | 1 | 365 | 6.258 | 0.53514 | 6 | 0.79313
29113 | 3.47 | 1 | 365 | 3.9699 | 0.95191 | 4 | 0.92178
29116 | 5.545 | 1 | 365 | 6.3438 | 0.70701 | 7 | 0.050801
28972 | 4.27 | 1 | 365 | 4.8851 | 0.7852 | 5 | 0.67032
28959 | 8 | 1 | 365 | 9.1524 | 0.33293 | 9 | 0.48538
29016 | 6 | 1 | 365 | 6.8643 | 0.7497 | 7 | 0.61403
27558 | 7.02 | 1 | 365 | 8.0313 | 0.087144 | 8 | 0.11842
29092 | 5.5 | 1 | 365 | 6.2923 | 0.60389 | 6 | 0.8962
29090 | 11.25 | 1 | 365 | 12.8706 | 0.78068 | 13 | 0.65131
29094 | 6.75 | 1 | 365 | 7.7224 | 0.46841 | 8 | 0.19079
29096 | 11.825 | 1 | 365 | 13.5285 | 0.098359 | 13 | 0.62682
29100 | 11.18 | 1 | 365 | 12.7905 | 0.62027 | 13 | 0.41081
29057 | 3.9 | 1 | 365 | 4.4618 | 0.9373 | 5 | 0.39912
28541 | 5.72 | 1 | 365 | 6.544 | 0.10804 | 6 | 0.65204
28981 | 6.12 | 1 | 365 | 7.0016 | 0.02469 | 7 | 0.026313
28983 | 4.16 | 1 | 365 | 4.7593 | 0.53312 | 5 | 0.2924
28988 | 9.18 | 1 | 365 | 10.5024 | 0.037035 | 10 | 0.53947
29000 | 7.395 | 1 | 365 | 8.4603 | 0.9465 | 9 | 0.40679
29001 | 8.32 | 1 | 365 | 9.5185 | 0.066245 | 9 | 0.58479
29004 | 7.395 | 1 | 365 | 8.4603 | 0.9465 | 9 | 0.40679
29007 | 11.73 | 1 | 365 | 13.4198 | 0.88066 | 14 | 0.30043
29012 | 3.38 | 1 | 365 | 3.8669 | 0.74566 | 4 | 0.61257
29011 | 4.24 | 1 | 365 | 4.8508 | 0.71645 | 5 | 0.56725
29023 | 9.36 | 1 | 365 | 10.7084 | 0.44953 | 11 | 0.15789
28793 | 3.75 | 1 | 365 | 4.2902 | 0.59356 | 4 | 0.88377
29031 | 4.94 | 1 | 365 | 5.6516 | 0.32058 | 5 | 0.97222
29034 | 4.68 | 1 | 365 | 5.3542 | 0.72476 | 6 | 0.078945
29038 | 9.62 | 1 | 365 | 11.0058 | 0.045346 | 11 | 0.051165
29040 | 6.24 | 1 | 365 | 7.1389 | 0.29968 | 7 | 0.43859
29046 | 5.2 | 1 | 365 | 5.9491 | 0.9164 | 6 | 0.86549
29051 | 2.04 | 1 | 365 | 2.3339 | 0.6749 | 3 | 0.0087709
29063 | 4.42 | 1 | 365 | 5.0567 | 0.12894 | 5 | 0.18567
29070 | 12.48 | 1 | 365 | 14.2778 | 0.59937 | 14 | 0.87719
29075 | 16.12 | 1 | 365 | 18.4422 | 0.94085 | 19 | 0.38303
29087 | 6.5 | 1 | 365 | 7.4364 | 0.8955 | 8 | 0.33187
29088 | 3.9 | 1 | 365 | 4.4618 | 0.9373 | 5 | 0.39912
29089 | 8.84 | 1 | 365 | 10.1135 | 0.25789 | 10 | 0.37134
29093 | 3.12 | 1 | 365 | 3.5695 | 0.14984 | 3 | 0.7193
23707 | 3.9 | 1 | 365 | 4.4618 | 0.9373 | 5 | 0.39912
22039 | 3.9 | 1 | 365 | 4.4618 | 0.9373 | 5 | 0.39912
28540 | 10.92 | 1 | 365 | 12.4931 | 0.024447 | 12 | 0.51754
28548 | 10.92 | 1 | 365 | 12.4931 | 0.024447 | 12 | 0.51754
28554 | 4.94 | 1 | 365 | 5.6516 | 0.32058 | 5 | 0.97222
27218 | 4.16 | 1 | 365 | 4.7593 | 0.53312 | 5 | 0.2924
24170 | 11.96 | 1 | 365 | 13.6829 | 0.40773 | 14 | 0.090637
28550 | 4.16 | 1 | 365 | 4.7593 | 0.53312 | 5 | 0.2924
28557 | 16.83 | 1 | 365 | 19.2545 | 0.5679 | 19 | 0.82236
28559 | 5.61 | 1 | 365 | 6.4182 | 0.85597 | 7 | 0.27412
23564 | 4.94 | 1 | 365 | 5.6516 | 0.32058 | 5 | 0.97222
22398 | 5.2 | 1 | 365 | 5.9491 | 0.9164 | 6 | 0.86549
28602 | 4.94 | 1 | 365 | 5.6516 | 0.32058 | 5 | 0.97222
28610 | 7.8 | 1 | 365 | 8.9236 | 0.8746 | 9 | 0.79824
27222 | 4.94 | 1 | 365 | 5.6516 | 0.32058 | 5 | 0.97222
29232 | 3.06 | 1 | 365 | 3.5008 | 0.012345 | 3 | 0.51316
29237 | 10.66 | 1 | 365 | 12.1956 | 0.42863 | 12 | 0.62426
29240 | 9.1 | 1 | 365 | 10.4109 | 0.85371 | 11 | 0.26462
29222 | 2.04 | 1 | 365 | 2.3339 | 0.6749 | 3 | 0.0087709
29252 | 4.32 | 1 | 365 | 4.9423 | 0.89978 | 5 | 0.8421
29267 | 7.28 | 1 | 365 | 8.3287 | 0.68296 | 9 | 0.011692
28567 | 4.68 | 1 | 365 | 5.3542 | 0.72476 | 6 | 0.078945
20784 | 9.62 | 1 | 365 | 11.0058 | 0.045346 | 11 | 0.051165
29261 | 4.845 | 1 | 365 | 5.543 | 0.10288 | 5 | 0.64583
24327 | 14.3 | 1 | 365 | 16.36 | 0.77011 | 17 | 0.13011
24344 | 7.96 | 1 | 365 | 9.1067 | 0.24126 | 9 | 0.34795
25077 | 12.74 | 1 | 365 | 14.5753 | 0.19519 | 14 | 0.77046
24849 | 562.115 | 0.8 | 365 | 514.4728 | 0.52138 | 514 | 0.99421
25606 | 54.72 | 0.9 | 365 | 56.3425 | 0.8575 | 57 | 0.19997
26755 | 4.845 | 1 | 365 | 5.543 | 0.10288 | 5 | 0.64583
26861 | 3.85 | 1 | 365 | 4.4046 | 0.82272 | 5 | 0.22734
27067 | 3.98 | 1 | 365 | 4.5533 | 0.12063 | 4 | 0.67397
28100 | 10.4 | 1 | 365 | 11.8982 | 0.83281 | 12 | 0.73099
28123 | 12.1 | 1 | 365 | 13.8431 | 0.72855 | 14 | 0.57163
28126 | 14.56 | 1 | 365 | 16.6575 | 0.36593 | 17 | 0.023384
28256 | 10.14 | 1 | 365 | 11.6007 | 0.23699 | 11 | 0.83771
28428 | 10.4 | 1 | 365 | 11.8982 | 0.83281 | 12 | 0.73099
24324 | 4.68 | 1 | 365 | 5.3542 | 0.72476 | 6 | 0.078945
24101 | 6.24 | 1 | 365 | 7.1389 | 0.29968 | 7 | 0.43859
28619 | 8.32 | 1 | 365 | 9.5185 | 0.066245 | 9 | 0.58479
28609 | 4.68 | 1 | 365 | 5.3542 | 0.72476 | 6 | 0.078945
28712 | 8.32 | 1 | 365 | 9.5185 | 0.066245 | 9 | 0.58479
28615 | 4.08 | 1 | 365 | 4.6677 | 0.34979 | 5 | 0.017542
28564 | 3.64 | 1 | 365 | 4.1644 | 0.34148 | 4 | 0.50585
28594 | 7.8 | 1 | 365 | 8.9236 | 0.8746 | 9 | 0.79824
28633 | 2.86 | 1 | 365 | 3.272 | 0.55402 | 3 | 0.82602
28644 | 3.12 | 1 | 365 | 3.5695 | 0.14984 | 3 | 0.7193
28784 | 8.16 | 1 | 365 | 9.3355 | 0.69959 | 10 | 0.035084
28647 | 7.02 | 1 | 365 | 8.0313 | 0.087144 | 8 | 0.11842
28800 | 3.64 | 1 | 365 | 4.1644 | 0.34148 | 4 | 0.50585
28442 | 6.24 | 1 | 365 | 7.1389 | 0.29968 | 7 | 0.43859
28454 | 14.04 | 1 | 365 | 16.0625 | 0.17429 | 16 | 0.23683
28469 | 11.7 | 1 | 365 | 13.3855 | 0.81191 | 14 | 0.19736
29276 | 12.24 | 1 | 365 | 14.0032 | 0.04938 | 14 | 0.052625
28963 | 7.65 | 1 | 365 | 8.752 | 0.53086 | 9 | 0.28289
28713 | 8.32 | 1 | 365 | 9.5185 | 0.066245 | 9 | 0.58479
28740 | 5.98 | 1 | 365 | 6.8415 | 0.70386 | 7 | 0.54532
28721 | 7.28 | 1 | 365 | 8.3287 | 0.68296 | 9 | 0.011692
29283 | 3.38 | 1 | 365 | 3.8669 | 0.74566 | 4 | 0.61257
28760 | 11.18 | 1 | 365 | 12.7905 | 0.62027 | 13 | 0.41081
29277 | 8.06 | 1 | 365 | 9.2211 | 0.47042 | 9 | 0.69152
24856 | 2.08 | 1 | 365 | 2.3796 | 0.76656 | 3 | 0.1462
28734 | 9.69 | 1 | 365 | 11.0859 | 0.20576 | 11 | 0.29166
29336 | 10.2 | 1 | 365 | 11.6694 | 0.37448 | 12 | 0.043854
28715 | 4.94 | 1 | 365 | 5.6516 | 0.32058 | 5 | 0.97222
29337 | 8.16 | 1 | 365 | 9.3355 | 0.69959 | 10 | 0.035084
28717 | 4.68 | 1 | 365 | 5.3542 | 0.72476 | 6 | 0.078945
28719 | 4.16 | 1 | 365 | 4.7593 | 0.53312 | 5 | 0.2924
29338 | 7.14 | 1 | 365 | 8.1686 | 0.36214 | 8 | 0.5307
28726 | 15.6 | 1 | 365 | 17.8473 | 0.74921 | 18 | 0.59648
29335 | 6.16 | 1 | 365 | 7.0474 | 0.11635 | 7 | 0.16374
29348 | 9.52 | 1 | 365 | 10.8914 | 0.81618 | 11 | 0.7076
28943 | 11.475 | 1 | 365 | 13.128 | 0.29629 | 13 | 0.42434
29352 | 8.16 | 1 | 365 | 9.3355 | 0.69959 | 10 | 0.035084
29339 | 6.885 | 1 | 365 | 7.8768 | 0.77778 | 8 | 0.6546
29356 | 9.8 | 1 | 365 | 11.2117 | 0.45784 | 11 | 0.66959
29350 | 7.56 | 1 | 365 | 8.6491 | 0.32462 | 8 | 0.97368
29255 | 5.61 | 1 | 365 | 6.4182 | 0.85597 | 7 | 0.27412
29345 | 9.075 | 1 | 365 | 10.3823 | 0.79642 | 11 | 0.17872
29369 | 6.44 | 1 | 365 | 7.3677 | 0.75801 | 8 | 0.12573
29365 | 13.72 | 1 | 365 | 15.6964 | 0.44097 | 16 | 0.13742
29367 | 4.48 | 1 | 365 | 5.1254 | 0.26644 | 5 | 0.39181
29373 | 4.2 | 1 | 365 | 4.805 | 0.62479 | 5 | 0.42982
29375 | 4.76 | 1 | 365 | 5.4457 | 0.90809 | 6 | 0.3538
29379 | 3.92 | 1 | 365 | 4.4847 | 0.98313 | 5 | 0.46783
29386 | 5.225 | 1 | 365 | 5.9777 | 0.97369 | 6 | 0.95139
29403 | 8.32 | 1 | 365 | 9.5185 | 0.066245 | 9 | 0.58479
29250 | 8.415 | 1 | 365 | 9.6272 | 0.28395 | 9 | 0.91118
29401 | 3.64 | 1 | 365 | 4.1644 | 0.34148 | 4 | 0.50585
29114 | 5.2 | 1 | 365 | 5.9491 | 0.9164 | 6 | 0.86549
29319 | 7 | 1 | 365 | 8.0084 | 0.041312 | 8 | 0.049704
29324 | 5 | 1 | 365 | 5.7203 | 0.45808 | 6 | 0.17836
29320 | 9.36 | 1 | 365 | 10.7084 | 0.44953 | 11 | 0.15789
29326 | 8.84 | 1 | 365 | 10.1135 | 0.25789 | 10 | 0.37134
29328 | 6.6 | 1 | 365 | 7.5508 | 0.12467 | 7 | 0.67544
29330 | 8.415 | 1 | 365 | 9.6272 | 0.28395 | 9 | 0.91118
29332 | 5.2 | 1 | 365 | 5.9491 | 0.9164 | 6 | 0.86549
29390 | 5.98 | 1 | 365 | 6.8415 | 0.70386 | 7 | 0.54532
29382 | 4.42 | 1 | 365 | 5.0567 | 0.12894 | 5 | 0.18567
29377 | 4.16 | 1 | 365 | 4.7593 | 0.53312 | 5 | 0.2924
29371 | 5.1 | 1 | 365 | 5.8347 | 0.68724 | 6 | 0.52193
29333 | 7.65 | 1 | 365 | 8.752 | 0.53086 | 9 | 0.28289
29331 | 3.12 | 1 | 365 | 3.5695 | 0.14984 | 3 | 0.7193
29327 | 8.32 | 1 | 365 | 9.5185 | 0.066245 | 9 | 0.58479
29298 | 5.2 | 1 | 365 | 5.9491 | 0.9164 | 6 | 0.86549
29299 | 4.94 | 1 | 365 | 5.6516 | 0.32058 | 5 | 0.97222
29117 | 10.4 | 1 | 365 | 11.8982 | 0.83281 | 12 | 0.73099
29128 | 20.91 | 1 | 365 | 23.9222 | 0.91769 | 24 | 0.8399
29300 | 3.18 | 1 | 365 | 3.6381 | 0.28734 | 3 | 0.92544
29124 | 5.98 | 1 | 365 | 6.8415 | 0.70386 | 7 | 0.54532
29141 | 7.02 | 1 | 365 | 8.0313 | 0.087144 | 8 | 0.11842
29175 | 5.46 | 1 | 365 | 6.2465 | 0.51222 | 6 | 0.75877
29135 | 6.24 | 1 | 365 | 7.1389 | 0.29968 | 7 | 0.43859
29346 | 4.08 | 1 | 365 | 4.6677 | 0.34979 | 5 | 0.017542
29302 | 5.98 | 1 | 365 | 6.8415 | 0.70386 | 7 | 0.54532
28790 | 5.2 | 1 | 365 | 5.9491 | 0.9164 | 6 | 0.86549
29019 | 3.64 | 1 | 365 | 4.1644 | 0.34148 | 4 | 0.50585
27763 | 5.39 | 1 | 365 | 6.1665 | 0.35181 | 6 | 0.51827
29030 | 9.88 | 1 | 365 | 11.3033 | 0.64117 | 11 | 0.94444
29308 | 9.075 | 1 | 365 | 10.3823 | 0.79642 | 11 | 0.17872
29039 | 10.14 | 1 | 365 | 11.6007 | 0.23699 | 11 | 0.83771
29340 | 16.225 | 1 | 365 | 18.5623 | 0.18147 | 18 | 0.74378
29280 | 10.725 | 1 | 365 | 12.27 | 0.57758 | 12 | 0.84758
29279 | 8.64 | 1 | 365 | 9.8846 | 0.79956 | 10 | 0.68421
29310 | 5.2 | 1 | 365 | 5.9491 | 0.9164 | 6 | 0.86549
29341 | 3.08 | 1 | 365 | 3.5237 | 0.058177 | 3 | 0.58187
29050 | 7.395 | 1 | 365 | 8.4603 | 0.9465 | 9 | 0.40679
29343 | 4.48 | 1 | 365 | 5.1254 | 0.26644 | 5 | 0.39181
29311 | 4.16 | 1 | 365 | 4.7593 | 0.53312 | 5 | 0.2924
29281 | 3.92 | 1 | 365 | 4.4847 | 0.98313 | 5 | 0.46783
29344 | 9.625 | 1 | 365 | 11.0115 | 0.056804 | 11 | 0.068343
29293 | 6.72 | 1 | 365 | 7.6881 | 0.39966 | 8 | 0.087716
29307 | 8.06 | 1 | 365 | 9.2211 | 0.47042 | 9 | 0.69152
29314 | 3.38 | 1 | 365 | 3.8669 | 0.74566 | 4 | 0.61257
29342 | 3.64 | 1 | 365 | 4.1644 | 0.34148 | 4 | 0.50585
29316 | 2.12 | 1 | 365 | 2.4254 | 0.85823 | 3 | 0.28362
29353 | 7.84 | 1 | 365 | 8.9694 | 0.96627 | 9 | 0.93567
27866 | 16.9 | 1 | 365 | 19.3345 | 0.72831 | 20 | 0.062857
29103 | 7.28 | 1 | 365 | 8.3287 | 0.68296 | 9 | 0.011692
29108 | 3.12 | 1 | 365 | 3.5695 | 0.14984 | 3 | 0.7193
29284 | 6.76 | 1 | 365 | 7.7338 | 0.49132 | 8 | 0.22514
29368 | 8.06 | 1 | 365 | 9.2211 | 0.47042 | 9 | 0.69152
29110 | 6.76 | 1 | 365 | 7.7338 | 0.49132 | 8 | 0.22514
29360 | 7.54 | 1 | 365 | 8.6262 | 0.27878 | 8 | 0.90497
29372 | 3.64 | 1 | 365 | 4.1644 | 0.34148 | 4 | 0.50585
29361 | 6.375 | 1 | 365 | 7.2934 | 0.60905 | 7 | 0.90241
29374 | 7.975 | 1 | 365 | 9.1238 | 0.27564 | 9 | 0.39948
29404 | 4.59 | 1 | 365 | 5.2512 | 0.51852 | 5 | 0.76973
29412 | 7.95 | 1 | 365 | 9.0952 | 0.21835 | 9 | 0.31359
29378 | 9.36 | 1 | 365 | 10.7084 | 0.44953 | 11 | 0.15789
29417 | 3.64 | 1 | 365 | 4.1644 | 0.34148 | 4 | 0.50585
29469 | 11.18 | 1 | 365 | 12.7905 | 0.62027 | 13 | 0.41081
29380 | 6.12 | 1 | 365 | 7.0016 | 0.02469 | 7 | 0.026313
29407 | 7.28 | 1 | 365 | 8.3287 | 0.68296 | 9 | 0.011692
29381 | 8.58 | 1 | 365 | 9.816 | 0.66207 | 10 | 0.47807
29408 | 4.68 | 1 | 365 | 5.3542 | 0.72476 | 6 | 0.078945
29383 | 8.32 | 1 | 365 | 9.5185 | 0.066245 | 9 | 0.58479
29409 | 8.84 | 1 | 365 | 10.1135 | 0.25789 | 10 | 0.37134
29413 | 5.46 | 1 | 365 | 6.2465 | 0.51222 | 6 | 0.75877
29414 | 7.28 | 1 | 365 | 8.3287 | 0.68296 | 9 | 0.011692
29415 | 5.2 | 1 | 365 | 5.9491 | 0.9164 | 6 | 0.86549
29418 | 5.72 | 1 | 365 | 6.544 | 0.10804 | 6 | 0.65204
29419 | 7.8 | 1 | 365 | 8.9236 | 0.8746 | 9 | 0.79824
29429 | 7.02 | 1 | 365 | 8.0313 | 0.087144 | 8 | 0.11842
29433 | 5.98 | 1 | 365 | 6.8415 | 0.70386 | 7 | 0.54532
29435 | 5.2 | 1 | 365 | 5.9491 | 0.9164 | 6 | 0.86549
29424 | 6.12 | 1 | 365 | 7.0016 | 0.02469 | 7 | 0.026313
29426 | 10.71 | 1 | 365 | 12.2528 | 0.54321 | 12 | 0.79605
29428 | 7.6 | 1 | 365 | 8.6948 | 0.41628 | 9 | 0.11111
29430 | 6.867 | 1 | 365 | 7.8562 | 0.73653 | 8 | 0.59276
29431 | 9.045 | 1 | 365 | 10.348 | 0.72767 | 11 | 0.075653
29434 | 4.905 | 1 | 365 | 5.6116 | 0.24038 | 5 | 0.85197
29436 | 6.867 | 1 | 365 | 7.8562 | 0.73653 | 8 | 0.59276
29462 | 5.2 | 1 | 365 | 5.9491 | 0.9164 | 6 | 0.86549
29384 | 9.88 | 1 | 365 | 11.3033 | 0.64117 | 11 | 0.94444
29464 | 9.81 | 1 | 365 | 11.2232 | 0.48075 | 11 | 0.70394
29465 | 9.18 | 1 | 365 | 10.5024 | 0.037035 | 10 | 0.53947
29387 | 3.12 | 1 | 365 | 3.5695 | 0.14984 | 3 | 0.7193
29467 | 5.7 | 1 | 365 | 6.5211 | 0.062211 | 6 | 0.58333
29388 | 9.36 | 1 | 365 | 10.7084 | 0.44953 | 11 | 0.15789
29391 | 5.2 | 1 | 365 | 5.9491 | 0.9164 | 6 | 0.86549
29243 | 6.76 | 1 | 365 | 7.7338 | 0.49132 | 8 | 0.22514
29242 | 4.16 | 1 | 365 | 4.7593 | 0.53312 | 5 | 0.2924
29235 | 13.26 | 1 | 365 | 15.1702 | 0.38683 | 15 | 0.55701
29443 | 7.7 | 1 | 365 | 8.8092 | 0.64544 | 9 | 0.45467
29233 | 4.42 | 1 | 365 | 5.0567 | 0.12894 | 5 | 0.18567
29438 | 6.325 | 1 | 365 | 7.2362 | 0.49447 | 7 | 0.73063
29439 | 8.84 | 1 | 365 | 10.1135 | 0.25789 | 10 | 0.37134
29227 | 5.46 | 1 | 365 | 6.2465 | 0.51222 | 6 | 0.75877
29440 | 10.175 | 1 | 365 | 11.6408 | 0.31719 | 11 | 0.95796
29223 | 5.61 | 1 | 365 | 6.4182 | 0.85597 | 7 | 0.27412
29441 | 5.5 | 1 | 365 | 6.2923 | 0.60389 | 6 | 0.8962
29218 | 11.18 | 1 | 365 | 12.7905 | 0.62027 | 13 | 0.41081
29442 | 5.5 | 1 | 365 | 6.2923 | 0.60389 | 6 | 0.8962
29444 | 6.5 | 1 | 365 | 7.4364 | 0.8955 | 8 | 0.33187
29215 | 6.24 | 1 | 365 | 7.1389 | 0.29968 | 7 | 0.43859
29445 | 4.42 | 1 | 365 | 5.0567 | 0.12894 | 5 | 0.18567
29366 | 9.62 | 1 | 365 | 11.0058 | 0.045346 | 11 | 0.051165
29210 | 3.64 | 1 | 365 | 4.1644 | 0.34148 | 4 | 0.50585
29446 | 9.35 | 1 | 365 | 10.6969 | 0.42661 | 11 | 0.12353
29447 | 6.6 | 1 | 365 | 7.5508 | 0.12467 | 7 | 0.67544
29448 | 5.775 | 1 | 365 | 6.6069 | 0.23408 | 6 | 0.84101
29449 | 12.1 | 1 | 365 | 13.8431 | 0.72855 | 14 | 0.57163
29450 | 7.975 | 1 | 365 | 9.1238 | 0.27564 | 9 | 0.39948
29451 | 4.95 | 1 | 365 | 5.6631 | 0.3435 | 6 | 0.0065764
29452 | 17.1 | 1 | 365 | 19.5634 | 0.18663 | 19 | 0.74999
29219 | 6.76 | 1 | 365 | 7.7338 | 0.49132 | 8 | 0.22514
29453 | 5.355 | 1 | 365 | 6.1264 | 0.2716 | 6 | 0.39802
29455 | 6.05 | 1 | 365 | 6.9215 | 0.86428 | 7 | 0.78582
29354 | 9.24 | 1 | 365 | 10.5711 | 0.17453 | 10 | 0.74561
29192 | 2.6 | 1 | 365 | 2.9745 | 0.9582 | 3 | 0.93275
29289 | 11.475 | 1 | 365 | 13.128 | 0.29629 | 13 | 0.42434
29194 | 8.32 | 1 | 365 | 9.5185 | 0.066245 | 9 | 0.58479
29290 | 19.24 | 1 | 365 | 22.0116 | 0.090692 | 22 | 0.10233
29457 | 11.825 | 1 | 365 | 13.5285 | 0.098359 | 13 | 0.62682
29186 | 13.52 | 1 | 365 | 15.4676 | 0.98265 | 16 | 0.45029
29458 | 4.75 | 1 | 365 | 5.4343 | 0.88518 | 6 | 0.31944
29459 | 4.41 | 1 | 365 | 5.0453 | 0.10603 | 5 | 0.15131
29183 | 13 | 1 | 365 | 14.8727 | 0.79101 | 15 | 0.66374
29362 | 5.04 | 1 | 365 | 5.766 | 0.54974 | 6 | 0.31579
29291 | 8.16 | 1 | 365 | 9.3355 | 0.69959 | 10 | 0.035084
29178 | 13.52 | 1 | 365 | 15.4676 | 0.98265 | 16 | 0.45029
29292 | 8.58 | 1 | 365 | 9.816 | 0.66207 | 10 | 0.47807
29177 | 11.7 | 1 | 365 | 13.3855 | 0.81191 | 14 | 0.19736
29170 | 8.84 | 1 | 365 | 10.1135 | 0.25789 | 10 | 0.37134
29295 | 9.88 | 1 | 365 | 11.3033 | 0.64117 | 11 | 0.94444
29167 | 3.12 | 1 | 365 | 3.5695 | 0.14984 | 3 | 0.7193
29209 | 6.76 | 1 | 365 | 7.7338 | 0.49132 | 8 | 0.22514
29147 | 7.54 | 1 | 365 | 8.6262 | 0.27878 | 8 | 0.90497
29174 | 13.52 | 1 | 365 | 15.4676 | 0.98265 | 16 | 0.45029
29529 | 11.985 | 1 | 365 | 13.7115 | 0.46502 | 14 | 0.17653
29454 | 7.15 | 1 | 365 | 8.18 | 0.38505 | 8 | 0.56505
29288 | 4.08 | 1 | 365 | 4.6677 | 0.34979 | 5 | 0.017542
29531 | 9.88 | 1 | 365 | 11.3033 | 0.64117 | 11 | 0.94444
29159 | 3.64 | 1 | 365 | 4.1644 | 0.34148 | 4 | 0.50585
29456 | 8.4 | 1 | 365 | 9.6101 | 0.24957 | 9 | 0.85964
29294 | 6.5 | 1 | 365 | 7.4364 | 0.8955 | 8 | 0.33187
29168 | 6.76 | 1 | 365 | 7.7338 | 0.49132 | 8 | 0.22514
29274 | 4.42 | 1 | 365 | 5.0567 | 0.12894 | 5 | 0.18567
29363 | 5.46 | 1 | 365 | 6.2465 | 0.51222 | 6 | 0.75877
29296 | 9.88 | 1 | 365 | 11.3033 | 0.64117 | 11 | 0.94444
29583 | 5.2 | 1 | 365 | 5.9491 | 0.9164 | 6 | 0.86549
29165 | 9.1 | 1 | 365 | 10.4109 | 0.85371 | 11 | 0.26462
29587 | 3.9 | 1 | 365 | 4.4618 | 0.9373 | 5 | 0.39912
28344 | 7.395 | 1 | 365 | 8.4603 | 0.9465 | 9 | 0.40679
29656 | 8.32 | 1 | 365 | 9.5185 | 0.066245 | 9 | 0.58479
28617 | 3.38 | 1 | 365 | 3.8669 | 0.74566 | 4 | 0.61257
29158 | 4.335 | 1 | 365 | 4.9595 | 0.93416 | 5 | 0.89364
29646 | 2.34 | 1 | 365 | 2.6771 | 0.36238 | 3 | 0.039472
29146 | 11.7 | 1 | 365 | 13.3855 | 0.81191 | 14 | 0.19736
29648 | 11.18 | 1 | 365 | 12.7905 | 0.62027 | 13 | 0.41081
29145 | 6.5 | 1 | 365 | 7.4364 | 0.8955 | 8 | 0.33187
27699 | 6.24 | 1 | 365 | 7.1389 | 0.29968 | 7 | 0.43859
29647 | 6.5 | 1 | 365 | 7.4364 | 0.8955 | 8 | 0.33187
19937 | 7.395 | 1 | 365 | 8.4603 | 0.9465 | 9 | 0.40679
29592 | 5.46 | 1 | 365 | 6.2465 | 0.51222 | 6 | 0.75877
29153 | 7.395 | 1 | 365 | 8.4603 | 0.9465 | 9 | 0.40679
29650 | 8.32 | 1 | 365 | 9.5185 | 0.066245 | 9 | 0.58479
29600 | 9.88 | 1 | 365 | 11.3033 | 0.64117 | 11 | 0.94444
29618 | 5.98 | 1 | 365 | 6.8415 | 0.70386 | 7 | 0.54532
29653 | 5.83 | 1 | 365 | 6.6698 | 0.36012 | 7 | 0.029968
29639 | 7.54 | 1 | 365 | 8.6262 | 0.27878 | 8 | 0.90497
29578 | 6.375 | 1 | 365 | 7.2934 | 0.60905 | 7 | 0.90241
29636 | 4.68 | 1 | 365 | 5.3542 | 0.72476 | 6 | 0.078945
29470 | 6.24 | 1 | 365 | 7.1389 | 0.29968 | 7 | 0.43859
29472 | 8.06 | 1 | 365 | 9.2211 | 0.47042 | 9 | 0.69152
29576 | 8 | 1 | 365 | 9.1524 | 0.33293 | 9 | 0.48538
29471 | 7.848 | 1 | 365 | 8.9786 | 0.9846 | 9 | 0.96315
29474 | 9.1 | 1 | 365 | 10.4109 | 0.85371 | 11 | 0.26462
29586 | 5.72 | 1 | 365 | 6.544 | 0.10804 | 6 | 0.65204
29477 | 9.36 | 1 | 365 | 10.7084 | 0.44953 | 11 | 0.15789
29478 | 5.2 | 1 | 365 | 5.9491 | 0.9164 | 6 | 0.86549
29659 | 3.64 | 1 | 365 | 4.1644 | 0.34148 | 4 | 0.50585
29479 | 4.16 | 1 | 365 | 4.7593 | 0.53312 | 5 | 0.2924
29598 | 14.3 | 1 | 365 | 16.36 | 0.77011 | 17 | 0.13011
29485 | 2.86 | 1 | 365 | 3.272 | 0.55402 | 3 | 0.82602
29615 | 10.66 | 1 | 365 | 12.1956 | 0.42863 | 12 | 0.62426
29486 | 8.25 | 1 | 365 | 9.4385 | 0.90583 | 10 | 0.34429
29511 | 8.25 | 1 | 365 | 9.4385 | 0.90583 | 10 | 0.34429
29617 | 9.1 | 1 | 365 | 10.4109 | 0.85371 | 11 | 0.26462
29473 | 5.1 | 1 | 365 | 5.8347 | 0.68724 | 6 | 0.52193
29620 | 4.94 | 1 | 365 | 5.6516 | 0.32058 | 5 | 0.97222
29475 | 11 | 1 | 365 | 12.5846 | 0.20778 | 12 | 0.79239
29490 | 9.1 | 1 | 365 | 10.4109 | 0.85371 | 11 | 0.26462
29673 | 4.68 | 1 | 365 | 5.3542 | 0.72476 | 6 | 0.078945
27057 | 9.075 | 1 | 365 | 10.3823 | 0.79642 | 11 | 0.17872
29706 | 5.2 | 1 | 365 | 5.9491 | 0.9164 | 6 | 0.86549
29708 | 6.63 | 1 | 365 | 7.5851 | 0.19341 | 7 | 0.77851
29707 | 6.24 | 1 | 365 | 7.1389 | 0.29968 | 7 | 0.43859
29712 | 7.8 | 1 | 365 | 8.9236 | 0.8746 | 9 | 0.79824
28914 | 9.9 | 1 | 365 | 11.3262 | 0.687 | 12 | 0.013153
29716 | 10.64 | 1 | 365 | 12.1728 | 0.38279 | 12 | 0.55555
29717 | 12 | 1 | 365 | 13.7287 | 0.49939 | 14 | 0.22806
29718 | 4.42 | 1 | 365 | 5.0567 | 0.12894 | 5 | 0.18567
29720 | 9.12 | 1 | 365 | 10.4338 | 0.89954 | 11 | 0.33333
29723 | 6.75 | 1 | 365 | 7.7224 | 0.46841 | 8 | 0.19079
29722 | 7.98 | 1 | 365 | 9.1296 | 0.2871 | 9 | 0.41666
29728 | 8.925 | 1 | 365 | 10.2107 | 0.45267 | 10 | 0.66337
29495 | 3.38 | 1 | 365 | 3.8669 | 0.74566 | 4 | 0.61257
29729 | 5.49 | 1 | 365 | 6.2809 | 0.58097 | 6 | 0.86184
29501 | 6.375 | 1 | 365 | 7.2934 | 0.60905 | 7 | 0.90241
29504 | 6.76 | 1 | 365 | 7.7338 | 0.49132 | 8 | 0.22514
29507 | 11.96 | 1 | 365 | 13.6829 | 0.40773 | 14 | 0.090637
29461 | 10.92 | 1 | 365 | 12.4931 | 0.024447 | 12 | 0.51754
29509 | 10.14 | 1 | 365 | 11.6007 | 0.23699 | 11 | 0.83771
29726 | 10.2 | 1 | 365 | 11.6694 | 0.37448 | 12 | 0.043854
29512 | 5.98 | 1 | 365 | 6.8415 | 0.70386 | 7 | 0.54532
29732 | 6 | 1 | 365 | 6.8643 | 0.7497 | 7 | 0.61403
24267 | 8.5 | 1 | 365 | 9.7245 | 0.47874 | 10 | 0.20321
28911 | 52 | 0.9 | 365 | 53.5418 | 0.24763 | 53 | 0.78945
29514 | 4.64 | 1 | 365 | 5.3084 | 0.6331 | 5 | 0.94152
25227 | 9.25 | 1 | 365 | 10.5825 | 0.19745 | 10 | 0.77997
25212 | 16.2 | 1 | 365 | 18.5337 | 0.12418 | 18 | 0.65789
29515 | 7.28 | 1 | 365 | 8.3287 | 0.68296 | 9 | 0.011692
29734 | 7.28 | 1 | 365 | 8.3287 | 0.68296 | 9 | 0.011692
25914 | 12.6 | 1 | 365 | 14.4151 | 0.87436 | 15 | 0.28947
29641 | 6.76 | 1 | 365 | 7.7338 | 0.49132 | 8 | 0.22514
29715 | 11.4 | 1 | 365 | 13.0422 | 0.12442 | 13 | 0.16666
25741 | 12.3 | 1 | 365 | 14.0719 | 0.18688 | 14 | 0.25877
29736 | 14.3 | 1 | 365 | 16.36 | 0.77011 | 17 | 0.13011
26675 | 9.75 | 1 | 365 | 11.1545 | 0.34326 | 11 | 0.4978
21200 | 996.93 | 0.9 | 365 | 1026.4894 | 0.12266 | 1026 | 0.61204
29739 | 6.725 | 1 | 365 | 7.6938 | 0.41112 | 8 | 0.10489
29740 | 4.94 | 1 | 365 | 5.6516 | 0.32058 | 5 | 0.97222
29508 | 2.85 | 1 | 365 | 3.2606 | 0.53111 | 3 | 0.79167
29644 | 9.435 | 1 | 365 | 10.7942 | 0.6214 | 11 | 0.41557
29638 | 7.02 | 1 | 365 | 8.0313 | 0.087144 | 8 | 0.11842
29584 | 5.72 | 1 | 365 | 6.544 | 0.10804 | 6 | 0.65204
29585 | 10.14 | 1 | 365 | 11.6007 | 0.23699 | 11 | 0.83771
29634 | 2.08 | 1 | 365 | 2.3796 | 0.76656 | 3 | 0.1462
29588 | 5.2 | 1 | 365 | 5.9491 | 0.9164 | 6 | 0.86549
29590 | 5.1 | 1 | 365 | 5.8347 | 0.68724 | 6 | 0.52193
29595 | 7.54 | 1 | 365 | 8.6262 | 0.27878 | 8 | 0.90497
29614 | 9.36 | 1 | 365 | 10.7084 | 0.44953 | 11 | 0.15789
29612 | 2.6 | 1 | 365 | 2.9745 | 0.9582 | 3 | 0.93275
29743 | 7 | 1 | 365 | 8.0084 | 0.041312 | 8 | 0.049704
29597 | 7.02 | 1 | 365 | 8.0313 | 0.087144 | 8 | 0.11842
29602 | 4.16 | 1 | 365 | 4.7593 | 0.53312 | 5 | 0.2924
29744 | 13 | 1 | 365 | 14.8727 | 0.79101 | 15 | 0.66374
29604 | 4.16 | 1 | 365 | 4.7593 | 0.53312 | 5 | 0.2924
29735 | 7.15 | 1 | 365 | 8.18 | 0.38505 | 8 | 0.56505
29607 | 3.18 | 1 | 365 | 3.6381 | 0.28734 | 3 | 0.92544
29745 | 8.68 | 1 | 365 | 9.9304 | 0.89123 | 10 | 0.82163
29621 | 6.5 | 1 | 365 | 7.4364 | 0.8955 | 8 | 0.33187
29626 | 4.68 | 1 | 365 | 5.3542 | 0.72476 | 6 | 0.078945
29503 | 13.23 | 1 | 365 | 15.1359 | 0.31808 | 15 | 0.45394
29510 | 9.18 | 1 | 365 | 10.5024 | 0.037035 | 10 | 0.53947
29747 | 4.4 | 1 | 365 | 5.0338 | 0.08311 | 5 | 0.11696
29749 | 4.68 | 1 | 365 | 5.3542 | 0.72476 | 6 | 0.078945
29746 | 8.47 | 1 | 365 | 9.6902 | 0.40999 | 10 | 0.10014
29761 | 8.47 | 1 | 365 | 9.6902 | 0.40999 | 10 | 0.10014
29500 | 8.7 | 1 | 365 | 9.9533 | 0.93706 | 10 | 0.89035
29516 | 10.8 | 1 | 365 | 12.3558 | 0.74945 | 13 | 0.10526
29517 | 9.18 | 1 | 365 | 10.5024 | 0.037035 | 10 | 0.53947
29520 | 9.12 | 1 | 365 | 10.4338 | 0.89954 | 11 | 0.33333
29521 | 8.58 | 1 | 365 | 9.816 | 0.66207 | 10 | 0.47807
29522 | 9.36 | 1 | 365 | 10.7084 | 0.44953 | 11 | 0.15789
28510 | 9.1 | 1 | 365 | 10.4109 | 0.85371 | 11 | 0.26462
29558 | 9.36 | 1 | 365 | 10.7084 | 0.44953 | 11 | 0.15789
28515 | 10.71 | 1 | 365 | 12.2528 | 0.54321 | 12 | 0.79605
28518 | 18 | 1 | 365 | 20.593 | 0.24909 | 20 | 0.8421
29561 | 9.88 | 1 | 365 | 11.3033 | 0.64117 | 11 | 0.94444
29482 | 5.775 | 1 | 365 | 6.6069 | 0.23408 | 6 | 0.84101
28738 | 2.8 | 1 | 365 | 3.2034 | 0.41652 | 3 | 0.61988
29488 | 9.625 | 1 | 365 | 11.0115 | 0.056804 | 11 | 0.068343
16997 | 5.2 | 1 | 365 | 5.9491 | 0.9164 | 6 | 0.86549
29489 | 4.5 | 1 | 365 | 5.1483 | 0.31227 | 5 | 0.46052
29329 | 9.25 | 1 | 365 | 10.5825 | 0.19745 | 10 | 0.77997
29491 | 7.425 | 1 | 365 | 8.4946 | 0.015249 | 8 | 0.50986
29493 | 14.535 | 1 | 365 | 16.6289 | 0.30864 | 16 | 0.93749
29505 | 5.775 | 1 | 365 | 6.6069 | 0.23408 | 6 | 0.84101
29506 | 4.59 | 1 | 365 | 5.2512 | 0.51852 | 5 | 0.76973
29643 | 3.66 | 1 | 365 | 4.1872 | 0.38731 | 4 | 0.57456
29637 | 6.5 | 1 | 365 | 7.4364 | 0.8955 | 8 | 0.33187
28980 | 10.92 | 1 | 365 | 12.4931 | 0.024447 | 12 | 0.51754
27375 | 4.68 | 1 | 365 | 5.3542 | 0.72476 | 6 | 0.078945
23596 | 6.24 | 1 | 365 | 7.1389 | 0.29968 | 7 | 0.43859
16877 | 4.08 | 1 | 365 | 4.6677 | 0.34979 | 5 | 0.017542
27777 | 5.46 | 1 | 365 | 6.2465 | 0.51222 | 6 | 0.75877
27867 | 4.42 | 1 | 365 | 5.0567 | 0.12894 | 5 | 0.18567
29769 | 8.47 | 1 | 365 | 9.6902 | 0.40999 | 10 | 0.10014
29790 | 11.985 | 1 | 365 | 13.7115 | 0.46502 | 14 | 0.17653
29792 | 6.72 | 1 | 365 | 7.6881 | 0.39966 | 8 | 0.087716
29805 | 7.5 | 1 | 365 | 8.5804 | 0.18712 | 8 | 0.76754
29806 | 10.14 | 1 | 365 | 11.6007 | 0.23699 | 11 | 0.83771
29807 | 9.35 | 1 | 365 | 10.6969 | 0.42661 | 11 | 0.12353
29808 | 9.72 | 1 | 365 | 11.1202 | 0.27451 | 11 | 0.39473
29809 | 4.32 | 1 | 365 | 4.9423 | 0.89978 | 5 | 0.8421
29811 | 7.7 | 1 | 365 | 8.8092 | 0.64544 | 9 | 0.45467
29812 | 7.25 | 1 | 365 | 8.2944 | 0.61422 | 8 | 0.90862
29814 | 10.455 | 1 | 365 | 11.9611 | 0.95885 | 12 | 0.91995
29815 | 7.425 | 1 | 365 | 8.4946 | 0.015249 | 8 | 0.50986
29816 | 10.725 | 1 | 365 | 12.27 | 0.57758 | 12 | 0.84758
29817 | 8.67 | 1 | 365 | 9.919 | 0.86831 | 10 | 0.78728
29899 | 10.8 | 1 | 365 | 12.3558 | 0.74945 | 13 | 0.10526
29903 | 8.835 | 1 | 365 | 10.1077 | 0.24643 | 10 | 0.35416
29905 | 4.578 | 1 | 365 | 5.2375 | 0.49102 | 5 | 0.72851
29909 | 5.6 | 1 | 365 | 6.4067 | 0.83305 | 7 | 0.23976
29887 | 7.5 | 1 | 365 | 8.5804 | 0.18712 | 8 | 0.76754
29574 | 7.848 | 1 | 365 | 8.9786 | 0.9846 | 9 | 0.96315
30452 | 8.37 | 1 | 365 | 9.5757 | 0.18083 | 9 | 0.75657
30454 | 2.52 | 1 | 365 | 2.883 | 0.77487 | 3 | 0.65789
30456 | 8.505 | 1 | 365 | 9.7302 | 0.49019 | 10 | 0.22039
30458 | 7.14 | 1 | 365 | 8.1686 | 0.36214 | 8 | 0.5307
30460 | 6.24 | 1 | 365 | 7.1389 | 0.29968 | 7 | 0.43859
30461 | 6.75 | 1 | 365 | 7.7224 | 0.46841 | 8 | 0.19079
30463 | 9.81 | 1 | 365 | 11.2232 | 0.48075 | 11 | 0.70394
30465 | 5.4 | 1 | 365 | 6.1779 | 0.37473 | 6 | 0.55263
9693 | 4.25 | 1 | 365 | 4.8622 | 0.73937 | 5 | 0.60161
24864 | 3.38 | 1 | 365 | 3.8669 | 0.74566 | 4 | 0.61257
13496 | 4.335 | 1 | 365 | 4.9595 | 0.93416 | 5 | 0.89364
21882 | 3.12 | 1 | 365 | 3.5695 | 0.14984 | 3 | 0.7193
29534 | 5.61 | 1 | 365 | 6.4182 | 0.85597 | 7 | 0.27412
29535 | 9.36 | 1 | 365 | 10.7084 | 0.44953 | 11 | 0.15789
29536 | 5.72 | 1 | 365 | 6.544 | 0.10804 | 6 | 0.65204
29537 | 7.28 | 1 | 365 | 8.3287 | 0.68296 | 9 | 0.011692
29538 | 6.9 | 1 | 365 | 7.894 | 0.81215 | 8 | 0.70614
29539 | 6.24 | 1 | 365 | 7.1389 | 0.29968 | 7 | 0.43859
29540 | 5.4 | 1 | 365 | 6.1779 | 0.37473 | 6 | 0.55263
29541 | 9.88 | 1 | 365 | 11.3033 | 0.64117 | 11 | 0.94444
29544 | 3.12 | 1 | 365 | 3.5695 | 0.14984 | 3 | 0.7193
29545 | 5.1 | 1 | 365 | 5.8347 | 0.68724 | 6 | 0.52193
29546 | 5.4 | 1 | 365 | 6.1779 | 0.37473 | 6 | 0.55263
29819 | 4.95 | 1 | 365 | 5.6631 | 0.3435 | 6 | 0.0065764
29547 | 8.235 | 1 | 365 | 9.4213 | 0.87146 | 10 | 0.29276
29548 | 7.56 | 1 | 365 | 8.6491 | 0.32462 | 8 | 0.97368
29550 | 5.72 | 1 | 365 | 6.544 | 0.10804 | 6 | 0.65204
29551 | 7.28 | 1 | 365 | 8.3287 | 0.68296 | 9 | 0.011692
29553 | 5.1 | 1 | 365 | 5.8347 | 0.68724 | 6 | 0.52193
29554 | 5.2 | 1 | 365 | 5.9491 | 0.9164 | 6 | 0.86549
29820 | 6.5 | 1 | 365 | 7.4364 | 0.8955 | 8 | 0.33187
29555 | 3.12 | 1 | 365 | 3.5695 | 0.14984 | 3 | 0.7193
29556 | 14.84 | 1 | 365 | 16.9778 | 0.0075814 | 16 | 0.98537
29557 | 5.46 | 1 | 365 | 6.2465 | 0.51222 | 6 | 0.75877
29821 | 3.825 | 1 | 365 | 4.376 | 0.76543 | 5 | 0.14145
29559 | 7.14 | 1 | 365 | 8.1686 | 0.36214 | 8 | 0.5307
29560 | 6.24 | 1 | 365 | 7.1389 | 0.29968 | 7 | 0.43859
29562 | 4.335 | 1 | 365 | 4.9595 | 0.93416 | 5 | 0.89364
29822 | 6.875 | 1 | 365 | 7.8654 | 0.75486 | 8 | 0.62025
29563 | 4.8 | 1 | 365 | 5.4915 | 0.99976 | 6 | 0.49123
29565 | 3 | 1 | 365 | 3.4322 | 0.87485 | 4 | 0.30702
29823 | 5.865 | 1 | 365 | 6.7099 | 0.44033 | 7 | 0.15022
29566 | 4.68 | 1 | 365 | 5.3542 | 0.72476 | 6 | 0.078945
29825 | 8.75 | 1 | 365 | 10.0105 | 0.05164 | 10 | 0.06213
29567 | 10 | 1 | 365 | 11.4406 | 0.91616 | 12 | 0.35672
29830 | 11.18 | 1 | 365 | 12.7905 | 0.62027 | 13 | 0.41081
29831 | 8.25 | 1 | 365 | 9.4385 | 0.90583 | 10 | 0.34429
29568 | 5.98 | 1 | 365 | 6.8415 | 0.70386 | 7 | 0.54532
29832 | 5.25 | 1 | 365 | 6.0063 | 0.030984 | 6 | 0.037278
29569 | 6.48 | 1 | 365 | 7.4135 | 0.84967 | 8 | 0.26315
29570 | 7.8 | 1 | 365 | 8.9236 | 0.8746 | 9 | 0.79824
29833 | 3 | 1 | 365 | 3.4322 | 0.87485 | 4 | 0.30702
29834 | 5 | 1 | 365 | 5.7203 | 0.45808 | 6 | 0.17836
29571 | 11.18 | 1 | 365 | 12.7905 | 0.62027 | 13 | 0.41081
29840 | 9.72 | 1 | 365 | 11.1202 | 0.27451 | 11 | 0.39473
29572 | 7.848 | 1 | 365 | 8.9786 | 0.9846 | 9 | 0.96315
29573 | 8.32 | 1 | 365 | 9.5185 | 0.066245 | 9 | 0.58479
29842 | 5.6 | 1 | 365 | 6.4067 | 0.83305 | 7 | 0.23976
29518 | 7.7 | 1 | 365 | 8.8092 | 0.64544 | 9 | 0.45467
29855 | 5.2 | 1 | 365 | 5.9491 | 0.9164 | 6 | 0.86549
29863 | 6 | 1 | 365 | 6.8643 | 0.7497 | 7 | 0.61403
29857 | 4.53 | 1 | 365 | 5.1826 | 0.38102 | 5 | 0.56359
29594 | 297.36 | 0.9 | 365 | 306.1768 | 0.29144 | 306 | 0.46828
30554 | 5.06 | 1 | 365 | 5.7889 | 0.59558 | 6 | 0.3845
29858 | 6.3 | 1 | 365 | 7.2076 | 0.43718 | 7 | 0.64473
30553 | 6.12 | 1 | 365 | 7.0016 | 0.02469 | 7 | 0.026313
30576 | 3.92 | 1 | 365 | 4.4847 | 0.98313 | 5 | 0.46783
30588 | 9.36 | 1 | 365 | 10.7084 | 0.44953 | 11 | 0.15789
29870 | 5.04 | 1 | 365 | 5.766 | 0.54974 | 6 | 0.31579
30625 | 9 | 1 | 365 | 10.2965 | 0.62454 | 10 | 0.92105
29877 | 7.29 | 1 | 365 | 8.3402 | 0.70588 | 9 | 0.046049
30484 | 11.34 | 1 | 365 | 12.9736 | 0.98693 | 13 | 0.96052
29879 | 5.355 | 1 | 365 | 6.1264 | 0.2716 | 6 | 0.39802
29850 | 48.069 | 0.9 | 365 | 49.4943 | 0.14012 | 49 | 0.63439
29880 | 11.2 | 1 | 365 | 12.8134 | 0.6661 | 13 | 0.47953
29882 | 6.76 | 1 | 365 | 7.7338 | 0.49132 | 8 | 0.22514
29859 | 6.5 | 1 | 365 | 7.4364 | 0.8955 | 8 | 0.33187
30516 | 27.52 | 0.9 | 365 | 28.336 | 0.75875 | 29 | 0.094724
29894 | 2.86 | 1 | 365 | 3.272 | 0.55402 | 3 | 0.82602
30495 | 9.12 | 1 | 365 | 10.4338 | 0.89954 | 11 | 0.33333
30496 | 3.12 | 1 | 365 | 3.5695 | 0.14984 | 3 | 0.7193
29895 | 4.575 | 1 | 365 | 5.2341 | 0.48414 | 5 | 0.7182
30498 | 5.1 | 1 | 365 | 5.8347 | 0.68724 | 6 | 0.52193
30499 | 5.72 | 1 | 365 | 6.544 | 0.10804 | 6 | 0.65204
30515 | 3.9 | 1 | 365 | 4.4618 | 0.9373 | 5 | 0.39912
30517 | 8.835 | 1 | 365 | 10.1077 | 0.24643 | 10 | 0.35416
30518 | 5 | 1 | 365 | 5.7203 | 0.45808 | 6 | 0.17836
30627 | 4 | 1 | 365 | 4.5762 | 0.16646 | 4 | 0.74269
30519 | 5.625 | 1 | 365 | 6.4353 | 0.89034 | 7 | 0.32565
30522 | 6.84 | 1 | 365 | 7.8253 | 0.67465 | 8 | 0.5
30467 | 11.4 | 1 | 365 | 13.0422 | 0.12442 | 13 | 0.16666
30630 | 8.829 | 1 | 365 | 10.1009 | 0.23268 | 10 | 0.33355
30470 | 5.2 | 1 | 365 | 5.9491 | 0.9164 | 6 | 0.86549
30628 | 7.56 | 1 | 365 | 8.6491 | 0.32462 | 8 | 0.97368
30471 | 3.42 | 1 | 365 | 3.9127 | 0.83733 | 4 | 0.75
30629 | 5.88 | 1 | 365 | 6.727 | 0.4747 | 7 | 0.20175
30631 | 3.36 | 1 | 365 | 3.844 | 0.69983 | 4 | 0.54386
30632 | 7.28 | 1 | 365 | 8.3287 | 0.68296 | 9 | 0.011692
30640 | 11.66 | 1 | 365 | 13.3397 | 0.72024 | 14 | 0.059936
30642 | 3.36 | 1 | 365 | 3.844 | 0.69983 | 4 | 0.54386
30575 | 9.88 | 1 | 365 | 11.3033 | 0.64117 | 11 | 0.94444
30577 | 6.885 | 1 | 365 | 7.8768 | 0.77778 | 8 | 0.6546
30583 | 6.76 | 1 | 365 | 7.7338 | 0.49132 | 8 | 0.22514
30586 | 6.5 | 1 | 365 | 7.4364 | 0.8955 | 8 | 0.33187
30600 | 9.62 | 1 | 365 | 11.0058 | 0.045346 | 11 | 0.051165
30598 | 6.24 | 1 | 365 | 7.1389 | 0.29968 | 7 | 0.43859
30608 | 8.925 | 1 | 365 | 10.2107 | 0.45267 | 10 | 0.66337
30606 | 6.24 | 1 | 365 | 7.1389 | 0.29968 | 7 | 0.43859
30610 | 5.98 | 1 | 365 | 6.8415 | 0.70386 | 7 | 0.54532
30615 | 8.32 | 1 | 365 | 9.5185 | 0.066245 | 9 | 0.58479
30620 | 8.06 | 1 | 365 | 9.2211 | 0.47042 | 9 | 0.69152
30618 | 5.72 | 1 | 365 | 6.544 | 0.10804 | 6 | 0.65204
30621 | 8.06 | 1 | 365 | 9.2211 | 0.47042 | 9 | 0.69152
30623 | 5.72 | 1 | 365 | 6.544 | 0.10804 | 6 | 0.65204
30611 | 9.9 | 1 | 365 | 11.3262 | 0.687 | 12 | 0.013153
30626 | 5.46 | 1 | 365 | 6.2465 | 0.51222 | 6 | 0.75877
30619 | 9.945 | 1 | 365 | 11.3776 | 0.79012 | 12 | 0.16776
30476 | 8.04 | 1 | 365 | 9.1982 | 0.42459 | 9 | 0.6228
30478 | 12.96 | 1 | 365 | 14.827 | 0.69934 | 15 | 0.52631
30479 | 3.12 | 1 | 365 | 3.5695 | 0.14984 | 3 | 0.7193
30480 | 4.42 | 1 | 365 | 5.0567 | 0.12894 | 5 | 0.18567
30487 | 5.46 | 1 | 365 | 6.2465 | 0.51222 | 6 | 0.75877
30488 | 6.5 | 1 | 365 | 7.4364 | 0.8955 | 8 | 0.33187
30489 | 7.8 | 1 | 365 | 8.9236 | 0.8746 | 9 | 0.79824
30490 | 7.54 | 1 | 365 | 8.6262 | 0.27878 | 8 | 0.90497
30506 | 4.68 | 1 | 365 | 5.3542 | 0.72476 | 6 | 0.078945
30507 | 4.48 | 1 | 365 | 5.1254 | 0.26644 | 5 | 0.39181
30497 | 11.4 | 1 | 365 | 13.0422 | 0.12442 | 13 | 0.16666
30508 | 5.04 | 1 | 365 | 5.766 | 0.54974 | 6 | 0.31579
30509 | 6.5 | 1 | 365 | 7.4364 | 0.8955 | 8 | 0.33187
30510 | 7.28 | 1 | 365 | 8.3287 | 0.68296 | 9 | 0.011692
30511 | 8.84 | 1 | 365 | 10.1135 | 0.25789 | 10 | 0.37134
30648 | 8.06 | 1 | 365 | 9.2211 | 0.47042 | 9 | 0.69152
30529 | 9.69 | 1 | 365 | 11.0859 | 0.20576 | 11 | 0.29166
30530 | 8.1 | 1 | 365 | 9.2669 | 0.56209 | 9 | 0.82894
30534 | 5.4 | 1 | 365 | 6.1779 | 0.37473 | 6 | 0.55263
30535 | 14.835 | 1 | 365 | 16.9721 | 0.99612 | 17 | 0.96819
30537 | 8.28 | 1 | 365 | 9.4728 | 0.97458 | 10 | 0.44736
30539 | 8.12 | 1 | 365 | 9.2897 | 0.60792 | 9 | 0.89766
30541 | 9.81 | 1 | 365 | 11.2232 | 0.48075 | 11 | 0.70394
30564 | 4.48 | 1 | 365 | 5.1254 | 0.26644 | 5 | 0.39181
30473 | 5.4 | 1 | 365 | 6.1779 | 0.37473 | 6 | 0.55263
30475 | 10.08 | 1 | 365 | 11.5321 | 0.099489 | 11 | 0.63157
30654 | 7.75 | 1 | 365 | 8.8664 | 0.76002 | 9 | 0.62646
30655 | 7.395 | 1 | 365 | 8.4603 | 0.9465 | 9 | 0.40679
29778 | 12.22 | 1 | 365 | 13.9804 | 0.0035475 | 13 | 0.98391
29780 | 4.16 | 1 | 365 | 4.7593 | 0.53312 | 5 | 0.2924
29912 | 6.375 | 1 | 365 | 7.2934 | 0.60905 | 7 | 0.90241
29187 | 6.63 | 1 | 365 | 7.5851 | 0.19341 | 7 | 0.77851
26777 | 7.395 | 1 | 365 | 8.4603 | 0.9465 | 9 | 0.40679
30008 | 6.5 | 1 | 365 | 7.4364 | 0.8955 | 8 | 0.33187
29939 | 5.5 | 1 | 365 | 6.2923 | 0.60389 | 6 | 0.8962
29940 | 11.22 | 1 | 365 | 12.8363 | 0.71193 | 13 | 0.54824
29942 | 7.65 | 1 | 365 | 8.752 | 0.53086 | 9 | 0.28289
29956 | 9.45 | 1 | 365 | 10.8113 | 0.65577 | 11 | 0.4671
29955 | 6.3 | 1 | 365 | 7.2076 | 0.43718 | 7 | 0.64473
29954 | 8.25 | 1 | 365 | 9.4385 | 0.90583 | 10 | 0.34429
30438 | 11.825 | 1 | 365 | 13.5285 | 0.098359 | 13 | 0.62682
30441 | 10.66 | 1 | 365 | 12.1956 | 0.42863 | 12 | 0.62426
30442 | 7.7 | 1 | 365 | 8.8092 | 0.64544 | 9 | 0.45467
29962 | 10.2 | 1 | 365 | 11.6694 | 0.37448 | 12 | 0.043854
30482 | 3.6 | 1 | 365 | 4.1186 | 0.24982 | 4 | 0.36842
29965 | 7.15 | 1 | 365 | 8.18 | 0.38505 | 8 | 0.56505
30483 | 3.12 | 1 | 365 | 3.5695 | 0.14984 | 3 | 0.7193
30025 | 6.065 | 1 | 365 | 6.9387 | 0.89865 | 7 | 0.83735
30019 | 10.215 | 1 | 365 | 11.6865 | 0.40886 | 12 | 0.095389
29756 | 10.455 | 1 | 365 | 11.9611 | 0.95885 | 12 | 0.91995
29351 | 7.28 | 1 | 365 | 8.3287 | 0.68296 | 9 | 0.011692
29359 | 7.84 | 1 | 365 | 8.9694 | 0.96627 | 9 | 0.93567
30349 | 5.98 | 1 | 365 | 6.8415 | 0.70386 | 7 | 0.54532
30446 | 5.46 | 1 | 365 | 6.2465 | 0.51222 | 6 | 0.75877
30145 | 6.625 | 1 | 365 | 7.5794 | 0.18196 | 7 | 0.76133
30201 | 4.95 | 1 | 365 | 5.6631 | 0.3435 | 6 | 0.0065764
30411 | 7.28 | 1 | 365 | 8.3287 | 0.68296 | 9 | 0.011692
30485 | 6.1 | 1 | 365 | 6.9787 | 0.97886 | 7 | 0.9576
25544 | 68.4 | 0.9 | 365 | 70.4281 | 0.071881 | 70 | 0.49997
30486 | 6.1 | 1 | 365 | 6.9787 | 0.97886 | 7 | 0.9576
31193 | 5.232 | 1 | 365 | 5.9857 | 0.98973 | 6 | 0.97544
31194 | 6.54 | 1 | 365 | 7.4821 | 0.98717 | 8 | 0.46929
31195 | 9.483 | 1 | 365 | 10.8491 | 0.73139 | 11 | 0.58048
31196 | 6.867 | 1 | 365 | 7.8562 | 0.73653 | 8 | 0.59276
31197 | 4.86 | 1 | 365 | 5.5601 | 0.13725 | 5 | 0.69737
30491 | 5.72 | 1 | 365 | 6.544 | 0.10804 | 6 | 0.65204
30492 | 5.4 | 1 | 365 | 6.1779 | 0.37473 | 6 | 0.55263
30493 | 8.91 | 1 | 365 | 10.1935 | 0.4183 | 10 | 0.61184
30494 | 12.753 | 1 | 365 | 14.5901 | 0.22498 | 14 | 0.81513
31199 | 2.44 | 1 | 365 | 2.7915 | 0.59154 | 3 | 0.38304
31200 | 7.194 | 1 | 365 | 8.2303 | 0.48589 | 8 | 0.71622
31201 | 6.3 | 1 | 365 | 7.2076 | 0.43718 | 7 | 0.64473
30500 | 5.1 | 1 | 365 | 5.8347 | 0.68724 | 6 | 0.52193
31202 | 6.54 | 1 | 365 | 7.4821 | 0.98717 | 8 | 0.46929
31203 | 3.795 | 1 | 365 | 4.3417 | 0.69668 | 5 | 0.038375
30502 | 6.1 | 1 | 365 | 6.9787 | 0.97886 | 7 | 0.9576
31210 | 12.74 | 1 | 365 | 14.5753 | 0.19519 | 14 | 0.77046
30503 | 8.12 | 1 | 365 | 9.2897 | 0.60792 | 9 | 0.89766
31215 | 7.848 | 1 | 365 | 8.9786 | 0.9846 | 9 | 0.96315
31234 | 13.8 | 1 | 365 | 15.788 | 0.6243 | 16 | 0.41227
31236 | 7.28 | 1 | 365 | 8.3287 | 0.68296 | 9 | 0.011692
30512 | 6.76 | 1 | 365 | 7.7338 | 0.49132 | 8 | 0.22514
30513 | 9.88 | 1 | 365 | 11.3033 | 0.64117 | 11 | 0.94444
30523 | 6.84 | 1 | 365 | 7.8253 | 0.67465 | 8 | 0.5
30526 | 7.14 | 1 | 365 | 8.1686 | 0.36214 | 8 | 0.5307
30527 | 7.84 | 1 | 365 | 8.9694 | 0.96627 | 9 | 0.93567
30543 | 8.32 | 1 | 365 | 9.5185 | 0.066245 | 9 | 0.58479
30545 | 5.2 | 1 | 365 | 5.9491 | 0.9164 | 6 | 0.86549
30555 | 6.9 | 1 | 365 | 7.894 | 0.81215 | 8 | 0.70614
30557 | 7.28 | 1 | 365 | 8.3287 | 0.68296 | 9 | 0.011692
30561 | 3.38 | 1 | 365 | 3.8669 | 0.74566 | 4 | 0.61257
30565 | 3.64 | 1 | 365 | 4.1644 | 0.34148 | 4 | 0.50585
30568 | 9.69 | 1 | 365 | 11.0859 | 0.20576 | 11 | 0.29166
30602 | 6.54 | 1 | 365 | 7.4821 | 0.98717 | 8 | 0.46929
30607 | 6.44 | 1 | 365 | 7.3677 | 0.75801 | 8 | 0.12573
30609 | 5.2 | 1 | 365 | 5.9491 | 0.9164 | 6 | 0.86549
30614 | 5.928 | 1 | 365 | 6.782 | 0.5847 | 7 | 0.36666
30617 | 5.1 | 1 | 365 | 5.8347 | 0.68724 | 6 | 0.52193
30547 | 10.791 | 1 | 365 | 12.3455 | 0.72883 | 13 | 0.074337
29794 | 5.886 | 1 | 365 | 6.7339 | 0.48845 | 7 | 0.22237
31070 | 5.8 | 1 | 365 | 6.6355 | 0.29137 | 6 | 0.9269
30938 | 6.875 | 1 | 365 | 7.8654 | 0.75486 | 8 | 0.62025
30892 | 4.16 | 1 | 365 | 4.7593 | 0.53312 | 5 | 0.2924
30946 | 4.125 | 1 | 365 | 4.7192 | 0.45292 | 5 | 0.17215
30954 | 12.5 | 1 | 365 | 14.3007 | 0.6452 | 14 | 0.9459
30505 | 2.75 | 1 | 365 | 3.1462 | 0.30194 | 3 | 0.4481
30501 | 12.75 | 1 | 365 | 14.5867 | 0.2181 | 14 | 0.80482
30472 | 10.75 | 1 | 365 | 12.2986 | 0.63487 | 12 | 0.93347
30663 | 7.848 | 1 | 365 | 8.9786 | 0.9846 | 9 | 0.96315
30664 | 5.2 | 1 | 365 | 5.9491 | 0.9164 | 6 | 0.86549
30666 | 7.28 | 1 | 365 | 8.3287 | 0.68296 | 9 | 0.011692
30667 | 9.3 | 1 | 365 | 10.6397 | 0.31203 | 10 | 0.95175
30668 | 6.24 | 1 | 365 | 7.1389 | 0.29968 | 7 | 0.43859
30669 | 7.28 | 1 | 365 | 8.3287 | 0.68296 | 9 | 0.011692
30670 | 5.2 | 1 | 365 | 5.9491 | 0.9164 | 6 | 0.86549
30673 | 8.4 | 1 | 365 | 9.6101 | 0.24957 | 9 | 0.85964
30679 | 7.28 | 1 | 365 | 8.3287 | 0.68296 | 9 | 0.011692
30680 | 7.28 | 1 | 365 | 8.3287 | 0.68296 | 9 | 0.011692
30682 | 7.28 | 1 | 365 | 8.3287 | 0.68296 | 9 | 0.011692
30686 | 7.28 | 1 | 365 | 8.3287 | 0.68296 | 9 | 0.011692
30689 | 4.16 | 1 | 365 | 4.7593 | 0.53312 | 5 | 0.2924
30693 | 2.86 | 1 | 365 | 3.272 | 0.55402 | 3 | 0.82602
30695 | 2.805 | 1 | 365 | 3.2091 | 0.42798 | 3 | 0.63706
30699 | 2.08 | 1 | 365 | 2.3796 | 0.76656 | 3 | 0.1462
30700 | 9.36 | 1 | 365 | 10.7084 | 0.44953 | 11 | 0.15789
30701 | 4.68 | 1 | 365 | 5.3542 | 0.72476 | 6 | 0.078945
31216 | 10.14 | 1 | 365 | 11.6007 | 0.23699 | 11 | 0.83771
30702 | 7.28 | 1 | 365 | 8.3287 | 0.68296 | 9 | 0.011692
31219 | 9.36 | 1 | 365 | 10.7084 | 0.44953 | 11 | 0.15789
31224 | 8.32 | 1 | 365 | 9.5185 | 0.066245 | 9 | 0.58479
29389 | 4.59 | 1 | 365 | 5.2512 | 0.51852 | 5 | 0.76973
31228 | 7.395 | 1 | 365 | 8.4603 | 0.9465 | 9 | 0.40679
31237 | 7.02 | 1 | 365 | 8.0313 | 0.087144 | 8 | 0.11842
31243 | 5.72 | 1 | 365 | 6.544 | 0.10804 | 6 | 0.65204
31245 | 4.94 | 1 | 365 | 5.6516 | 0.32058 | 5 | 0.97222
31246 | 5.72 | 1 | 365 | 6.544 | 0.10804 | 6 | 0.65204
31248 | 4.16 | 1 | 365 | 4.7593 | 0.53312 | 5 | 0.2924
28656 | 7.28 | 1 | 365 | 8.3287 | 0.68296 | 9 | 0.011692
28438 | 3.825 | 1 | 365 | 4.376 | 0.76543 | 5 | 0.14145
28776 | 10.4 | 1 | 365 | 11.8982 | 0.83281 | 12 | 0.73099
30703 | 4.59 | 1 | 365 | 5.2512 | 0.51852 | 5 | 0.76973
28399 | 2.86 | 1 | 365 | 3.272 | 0.55402 | 3 | 0.82602
28977 | 8.37 | 1 | 365 | 9.5757 | 0.18083 | 9 | 0.75657
28993 | 4.08 | 1 | 365 | 4.6677 | 0.34979 | 5 | 0.017542
29148 | 9.945 | 1 | 365 | 11.3776 | 0.79012 | 12 | 0.16776
29347 | 20.91 | 1 | 365 | 23.9222 | 0.91769 | 24 | 0.8399
29396 | 5.46 | 1 | 365 | 6.2465 | 0.51222 | 6 | 0.75877
28662 | 5.4 | 1 | 365 | 6.1779 | 0.37473 | 6 | 0.55263
28618 | 6.76 | 1 | 365 | 7.7338 | 0.49132 | 8 | 0.22514
28524 | 2.86 | 1 | 365 | 3.272 | 0.55402 | 3 | 0.82602
28497 | 9.275 | 1 | 365 | 10.6111 | 0.25474 | 10 | 0.86586
28138 | 5.2 | 1 | 365 | 5.9491 | 0.9164 | 6 | 0.86549
28186 | 5.98 | 1 | 365 | 6.8415 | 0.70386 | 7 | 0.54532
31251 | 2.6 | 1 | 365 | 2.9745 | 0.9582 | 3 | 0.93275
31255 | 7.8 | 1 | 365 | 8.9236 | 0.8746 | 9 | 0.79824
29220 | 8.58 | 1 | 365 | 9.816 | 0.66207 | 10 | 0.47807
27555 | 5.46 | 1 | 365 | 6.2465 | 0.51222 | 6 | 0.75877
22568 | 3.38 | 1 | 365 | 3.8669 | 0.74566 | 4 | 0.61257
29229 | 2.86 | 1 | 365 | 3.272 | 0.55402 | 3 | 0.82602
28261 | 8.32 | 1 | 365 | 9.5185 | 0.066245 | 9 | 0.58479
28263 | 7.28 | 1 | 365 | 8.3287 | 0.68296 | 9 | 0.011692
28273 | 8.06 | 1 | 365 | 9.2211 | 0.47042 | 9 | 0.69152
28620 | 11.96 | 1 | 365 | 13.6829 | 0.40773 | 14 | 0.090637
28385 | 5.98 | 1 | 365 | 6.8415 | 0.70386 | 7 | 0.54532
30705 | 13.26 | 1 | 365 | 15.1702 | 0.38683 | 15 | 0.55701
28539 | 5.4 | 1 | 365 | 6.1779 | 0.37473 | 6 | 0.55263
20529 | 6.24 | 1 | 365 | 7.1389 | 0.29968 | 7 | 0.43859
28905 | 6.24 | 1 | 365 | 7.1389 | 0.29968 | 7 | 0.43859
29152 | 2.08 | 1 | 365 | 2.3796 | 0.76656 | 3 | 0.1462
30708 | 12.74 | 1 | 365 | 14.5753 | 0.19519 | 14 | 0.77046
30711 | 10.92 | 1 | 365 | 12.4931 | 0.024447 | 12 | 0.51754
30709 | 11.7 | 1 | 365 | 13.3855 | 0.81191 | 14 | 0.19736
30715 | 5.72 | 1 | 365 | 6.544 | 0.10804 | 6 | 0.65204
30719 | 5.355 | 1 | 365 | 6.1264 | 0.2716 | 6 | 0.39802
30720 | 5.46 | 1 | 365 | 6.2465 | 0.51222 | 6 | 0.75877
30718 | 9.69 | 1 | 365 | 11.0859 | 0.20576 | 11 | 0.29166
30721 | 4.94 | 1 | 365 | 5.6516 | 0.32058 | 5 | 0.97222
30723 | 7.59 | 1 | 365 | 8.6834 | 0.39337 | 9 | 0.07675
30725 | 9.12 | 1 | 365 | 10.4338 | 0.89954 | 11 | 0.33333
30726 | 6 | 1 | 365 | 6.8643 | 0.7497 | 7 | 0.61403
30729 | 6.84 | 1 | 365 | 7.8253 | 0.67465 | 8 | 0.5
30730 | 4.845 | 1 | 365 | 5.543 | 0.10288 | 5 | 0.64583
30748 | 7.2 | 1 | 365 | 8.2372 | 0.49964 | 8 | 0.73684
30750 | 9.38 | 1 | 365 | 10.7312 | 0.49536 | 11 | 0.2266
30754 | 5.04 | 1 | 365 | 5.766 | 0.54974 | 6 | 0.31579
30749 | 10.92 | 1 | 365 | 12.4931 | 0.024447 | 12 | 0.51754
30755 | 10.6 | 1 | 365 | 12.127 | 0.29113 | 12 | 0.41812
30758 | 10.4 | 1 | 365 | 11.8982 | 0.83281 | 12 | 0.73099
30756 | 4.8 | 1 | 365 | 5.4915 | 0.99976 | 6 | 0.49123
30757 | 10.8 | 1 | 365 | 12.3558 | 0.74945 | 13 | 0.10526
30760 | 7.2 | 1 | 365 | 8.2372 | 0.49964 | 8 | 0.73684
30762 | 8.502 | 1 | 365 | 9.7268 | 0.48332 | 10 | 0.21008
30981 | 6.625 | 1 | 365 | 7.5794 | 0.18196 | 7 | 0.76133
30982 | 7.2 | 1 | 365 | 8.2372 | 0.49964 | 8 | 0.73684
31144 | 6.885 | 1 | 365 | 7.8768 | 0.77778 | 8 | 0.6546
31145 | 6.6 | 1 | 365 | 7.5508 | 0.12467 | 7 | 0.67544
31146 | 10.8 | 1 | 365 | 12.3558 | 0.74945 | 13 | 0.10526
31147 | 13.26 | 1 | 365 | 15.1702 | 0.38683 | 15 | 0.55701
31148 | 10.005 | 1 | 365 | 11.4463 | 0.92762 | 12 | 0.3739
31149 | 10.26 | 1 | 365 | 11.738 | 0.51198 | 12 | 0.24999
31150 | 8.502 | 1 | 365 | 9.7268 | 0.48332 | 10 | 0.21008
31190 | 9.18 | 1 | 365 | 10.5024 | 0.037035 | 10 | 0.53947
31192 | 11.385 | 1 | 365 | 13.0251 | 0.090048 | 13 | 0.11513
30970 | 9.975 | 1 | 365 | 11.412 | 0.85887 | 12 | 0.27083
30765 | 9.945 | 1 | 365 | 11.3776 | 0.79012 | 12 | 0.16776
31004 | 5.886 | 1 | 365 | 6.7339 | 0.48845 | 7 | 0.22237
30769 | 9.62 | 1 | 365 | 11.0058 | 0.045346 | 11 | 0.051165
31007 | 5.232 | 1 | 365 | 5.9857 | 0.98973 | 6 | 0.97544
31011 | 6.54 | 1 | 365 | 7.4821 | 0.98717 | 8 | 0.46929
31034 | 4.48 | 1 | 365 | 5.1254 | 0.26644 | 5 | 0.39181
31037 | 3.5 | 1 | 365 | 4.0042 | 0.020656 | 4 | 0.024852
31044 | 4.5 | 1 | 365 | 5.1483 | 0.31227 | 5 | 0.46052
31061 | 11.772 | 1 | 365 | 13.4678 | 0.9769 | 14 | 0.44473
31068 | 7.8 | 1 | 365 | 8.9236 | 0.8746 | 9 | 0.79824
30766 | 7.5 | 1 | 365 | 8.5804 | 0.18712 | 8 | 0.76754
30772 | 9.62 | 1 | 365 | 11.0058 | 0.045346 | 11 | 0.051165
30261 | 3.9 | 1 | 365 | 4.4618 | 0.9373 | 5 | 0.39912
31151 | 4.59 | 1 | 365 | 5.2512 | 0.51852 | 5 | 0.76973
31154 | 9.81 | 1 | 365 | 11.2232 | 0.48075 | 11 | 0.70394
31152 | 8.96 | 1 | 365 | 10.2507 | 0.53288 | 10 | 0.78362
31156 | 5.559 | 1 | 365 | 6.3598 | 0.73909 | 7 | 0.098901
31157 | 8.5 | 1 | 365 | 9.7245 | 0.47874 | 10 | 0.20321
31158 | 3.05 | 1 | 365 | 3.4894 | 0.98943 | 4 | 0.4788
31159 | 3.9 | 1 | 365 | 4.4618 | 0.9373 | 5 | 0.39912
31161 | 7.25 | 1 | 365 | 8.2944 | 0.61422 | 8 | 0.90862
31160 | 8.32 | 1 | 365 | 9.5185 | 0.066245 | 9 | 0.58479
31162 | 4.5 | 1 | 365 | 5.1483 | 0.31227 | 5 | 0.46052
23957 | 4.4 | 1 | 365 | 5.0338 | 0.08311 | 5 | 0.11696
30775 | 9.36 | 1 | 365 | 10.7084 | 0.44953 | 11 | 0.15789
30777 | 8.415 | 1 | 365 | 9.6272 | 0.28395 | 9 | 0.91118
29370 | 6.5 | 1 | 365 | 7.4364 | 0.8955 | 8 | 0.33187
30780 | 7.8 | 1 | 365 | 8.9236 | 0.8746 | 9 | 0.79824
31163 | 6.24 | 1 | 365 | 7.1389 | 0.29968 | 7 | 0.43859
31164 | 6.6 | 1 | 365 | 7.5508 | 0.12467 | 7 | 0.67544
31165 | 7.54 | 1 | 365 | 8.6262 | 0.27878 | 8 | 0.90497
31168 | 17.08 | 1 | 365 | 19.5405 | 0.1408 | 19 | 0.68128
31172 | 6.71 | 1 | 365 | 7.6766 | 0.37674 | 8 | 0.053359
30793 | 7.28 | 1 | 365 | 8.3287 | 0.68296 | 9 | 0.011692
30796 | 8.1 | 1 | 365 | 9.2669 | 0.56209 | 9 | 0.82894
30795 | 7.28 | 1 | 365 | 8.3287 | 0.68296 | 9 | 0.011692
30818 | 12.24 | 1 | 365 | 14.0032 | 0.04938 | 14 | 0.052625
31174 | 3.355 | 1 | 365 | 3.8383 | 0.68837 | 4 | 0.52668
31175 | 8.235 | 1 | 365 | 9.4213 | 0.87146 | 10 | 0.29276
30822 | 8.265 | 1 | 365 | 9.4556 | 0.94021 | 10 | 0.39583
30823 | 7.02 | 1 | 365 | 8.0313 | 0.087144 | 8 | 0.11842
31176 | 7 | 1 | 365 | 8.0084 | 0.041312 | 8 | 0.049704
30771 | 9.6 | 1 | 365 | 10.9829 | 0.99951 | 11 | 0.98245
31177 | 8.24 | 1 | 365 | 9.427 | 0.88292 | 10 | 0.30994
30824 | 7.28 | 1 | 365 | 8.3287 | 0.68296 | 9 | 0.011692
31181 | 5 | 1 | 365 | 5.7203 | 0.45808 | 6 | 0.17836
30830 | 9.045 | 1 | 365 | 10.348 | 0.72767 | 11 | 0.075653
30613 | 7.28 | 1 | 365 | 8.3287 | 0.68296 | 9 | 0.011692
30831 | 5.4 | 1 | 365 | 6.1779 | 0.37473 | 6 | 0.55263
31182 | 8.25 | 1 | 365 | 9.4385 | 0.90583 | 10 | 0.34429
31183 | 10 | 1 | 365 | 11.4406 | 0.91616 | 12 | 0.35672
31185 | 13.8 | 1 | 365 | 15.788 | 0.6243 | 16 | 0.41227
31186 | 11.772 | 1 | 365 | 13.4678 | 0.9769 | 14 | 0.44473
31188 | 5.04 | 1 | 365 | 5.766 | 0.54974 | 6 | 0.31579
31189 | 4.42 | 1 | 365 | 5.0567 | 0.12894 | 5 | 0.18567
30897 | 3.9 | 1 | 365 | 4.4618 | 0.9373 | 5 | 0.39912
30899 | 3.825 | 1 | 365 | 4.376 | 0.76543 | 5 | 0.14145
30909 | 3.57 | 1 | 365 | 4.0843 | 0.18107 | 4 | 0.26535
30834 | 5.04 | 1 | 365 | 5.766 | 0.54974 | 6 | 0.31579
30961 | 7.2 | 1 | 365 | 8.2372 | 0.49964 | 8 | 0.73684
30962 | 8.8 | 1 | 365 | 10.0677 | 0.16622 | 10 | 0.23391
30965 | 9.625 | 1 | 365 | 11.0115 | 0.056804 | 11 | 0.068343
30973 | 6.6 | 1 | 365 | 7.5508 | 0.12467 | 7 | 0.67544
30976 | 9 | 1 | 365 | 10.2965 | 0.62454 | 10 | 0.92105
30977 | 5 | 1 | 365 | 5.7203 | 0.45808 | 6 | 0.17836
31016 | 5.4 | 1 | 365 | 6.1779 | 0.37473 | 6 | 0.55263
31021 | 4.32 | 1 | 365 | 4.9423 | 0.89978 | 5 | 0.8421
30836 | 7.2 | 1 | 365 | 8.2372 | 0.49964 | 8 | 0.73684
31022 | 3.25 | 1 | 365 | 3.7182 | 0.44775 | 4 | 0.16593
29591 | 12.48 | 1 | 365 | 14.2778 | 0.59937 | 14 | 0.87719
30821 | 7.28 | 1 | 365 | 8.3287 | 0.68296 | 9 | 0.011692
31257 | 12.22 | 1 | 365 | 13.9804 | 0.0035475 | 13 | 0.98391
29248 | 7.54 | 1 | 365 | 8.6262 | 0.27878 | 8 | 0.90497
31263 | 9.945 | 1 | 365 | 11.3776 | 0.79012 | 12 | 0.16776
31268 | 7.54 | 1 | 365 | 8.6262 | 0.27878 | 8 | 0.90497
31300 | 6.5 | 1 | 365 | 7.4364 | 0.8955 | 8 | 0.33187
31369 | 4.42 | 1 | 365 | 5.0567 | 0.12894 | 5 | 0.18567
31372 | 4.16 | 1 | 365 | 4.7593 | 0.53312 | 5 | 0.2924
31376 | 3.38 | 1 | 365 | 3.8669 | 0.74566 | 4 | 0.61257
31382 | 8.06 | 1 | 365 | 9.2211 | 0.47042 | 9 | 0.69152
31392 | 10.14 | 1 | 365 | 11.6007 | 0.23699 | 11 | 0.83771
31393 | 9.1 | 1 | 365 | 10.4109 | 0.85371 | 11 | 0.26462
31394 | 6.12 | 1 | 365 | 7.0016 | 0.02469 | 7 | 0.026313
30847 | 7.28 | 1 | 365 | 8.3287 | 0.68296 | 9 | 0.011692
31396 | 3.12 | 1 | 365 | 3.5695 | 0.14984 | 3 | 0.7193
28148 | 6.76 | 1 | 365 | 7.7338 | 0.49132 | 8 | 0.22514
28333 | 4.16 | 1 | 365 | 4.7593 | 0.53312 | 5 | 0.2924
28347 | 5.2 | 1 | 365 | 5.9491 | 0.9164 | 6 | 0.86549
28337 | 8.58 | 1 | 365 | 9.816 | 0.66207 | 10 | 0.47807
28356 | 4.42 | 1 | 365 | 5.0567 | 0.12894 | 5 | 0.18567
28357 | 5.72 | 1 | 365 | 6.544 | 0.10804 | 6 | 0.65204
29241 | 6.24 | 1 | 365 | 7.1389 | 0.29968 | 7 | 0.43859
30856 | 6.9 | 1 | 365 | 7.894 | 0.81215 | 8 | 0.70614
28362 | 6.24 | 1 | 365 | 7.1389 | 0.29968 | 7 | 0.43859
30859 | 4.5 | 1 | 365 | 5.1483 | 0.31227 | 5 | 0.46052
28390 | 5.2 | 1 | 365 | 5.9491 | 0.9164 | 6 | 0.86549
28396 | 5.46 | 1 | 365 | 6.2465 | 0.51222 | 6 | 0.75877
28420 | 3.9 | 1 | 365 | 4.4618 | 0.9373 | 5 | 0.39912
27901 | 6.76 | 1 | 365 | 7.7338 | 0.49132 | 8 | 0.22514
28538 | 6.24 | 1 | 365 | 7.1389 | 0.29968 | 7 | 0.43859
29239 | 8.58 | 1 | 365 | 9.816 | 0.66207 | 10 | 0.47807
31261 | 9.86 | 1 | 365 | 11.2804 | 0.59533 | 11 | 0.87573
31072 | 7.848 | 1 | 365 | 8.9786 | 0.9846 | 9 | 0.96315
31276 | 24.525 | 1 | 365 | 28.058 | 0.20188 | 28 | 0.25986
31289 | 10.26 | 1 | 365 | 11.738 | 0.51198 | 12 | 0.24999
31284 | 9.9 | 1 | 365 | 11.3262 | 0.687 | 12 | 0.013153
31317 | 13.734 | 1 | 365 | 15.7125 | 0.47305 | 16 | 0.18552
31321 | 3.99 | 1 | 365 | 4.5648 | 0.14355 | 4 | 0.70833
31331 | 8.835 | 1 | 365 | 10.1077 | 0.24643 | 10 | 0.35416
31332 | 11.445 | 1 | 365 | 13.0937 | 0.22755 | 13 | 0.32127
31341 | 10.5 | 1 | 365 | 12.0126 | 0.061968 | 12 | 0.074556
31027 | 7.65 | 1 | 365 | 8.752 | 0.53086 | 9 | 0.28289
31338 | 16.677 | 1 | 365 | 19.0794 | 0.21728 | 19 | 0.2967
31345 | 5.98 | 1 | 365 | 6.8415 | 0.70386 | 7 | 0.54532
31348 | 5.2 | 1 | 365 | 5.9491 | 0.9164 | 6 | 0.86549
31350 | 4.75 | 1 | 365 | 5.4343 | 0.88518 | 6 | 0.31944
31366 | 4.59 | 1 | 365 | 5.2512 | 0.51852 | 5 | 0.76973
31029 | 6.5 | 1 | 365 | 7.4364 | 0.8955 | 8 | 0.33187
31294 | 4.95 | 1 | 365 | 5.6631 | 0.3435 | 6 | 0.0065764
26930 | 7.84 | 1 | 365 | 8.9694 | 0.96627 | 9 | 0.93567
31033 | 4.95 | 1 | 365 | 5.6631 | 0.3435 | 6 | 0.0065764
31336 | 10.2 | 1 | 365 | 11.6694 | 0.37448 | 12 | 0.043854
31036 | 6 | 1 | 365 | 6.8643 | 0.7497 | 7 | 0.61403
31301 | 6.375 | 1 | 365 | 7.2934 | 0.60905 | 7 | 0.90241
31040 | 6.75 | 1 | 365 | 7.7224 | 0.46841 | 8 | 0.19079
31097 | 12.375 | 1 | 365 | 14.1577 | 0.35875 | 14 | 0.51644
31102 | 7.7 | 1 | 365 | 8.8092 | 0.64544 | 9 | 0.45467
31104 | 11.825 | 1 | 365 | 13.5285 | 0.098359 | 13 | 0.62682
31114 | 7.975 | 1 | 365 | 9.1238 | 0.27564 | 9 | 0.39948
31116 | 6.325 | 1 | 365 | 7.2362 | 0.49447 | 7 | 0.73063
31119 | 8.525 | 1 | 365 | 9.7531 | 0.53603 | 10 | 0.2891
31121 | 4.32 | 1 | 365 | 4.9423 | 0.89978 | 5 | 0.8421
31138 | 4.86 | 1 | 365 | 5.5601 | 0.13725 | 5 | 0.69737
30913 | 2.34 | 1 | 365 | 2.6771 | 0.36238 | 3 | 0.039472
30928 | 14.3 | 1 | 365 | 16.36 | 0.77011 | 17 | 0.13011
30975 | 5.2 | 1 | 365 | 5.9491 | 0.9164 | 6 | 0.86549
30978 | 6.24 | 1 | 365 | 7.1389 | 0.29968 | 7 | 0.43859
29203 | 5.1 | 1 | 365 | 5.8347 | 0.68724 | 6 | 0.52193
28045 | 3.57 | 1 | 365 | 4.0843 | 0.18107 | 4 | 0.26535
29259 | 4.08 | 1 | 365 | 4.6677 | 0.34979 | 5 | 0.017542
29236 | 8.32 | 1 | 365 | 9.5185 | 0.066245 | 9 | 0.58479
30862 | 3.92 | 1 | 365 | 4.4847 | 0.98313 | 5 | 0.46783
29214 | 6.5 | 1 | 365 | 7.4364 | 0.8955 | 8 | 0.33187
31410 | 6.75 | 1 | 365 | 7.7224 | 0.46841 | 8 | 0.19079
31412 | 10.71 | 1 | 365 | 12.2528 | 0.54321 | 12 | 0.79605
31413 | 6.84 | 1 | 365 | 7.8253 | 0.67465 | 8 | 0.5
31414 | 8.68 | 1 | 365 | 9.9304 | 0.89123 | 10 | 0.82163
31415 | 9.88 | 1 | 365 | 11.3033 | 0.64117 | 11 | 0.94444
31416 | 11.04 | 1 | 365 | 12.6304 | 0.29944 | 12 | 0.92982
31417 | 10.08 | 1 | 365 | 11.5321 | 0.099489 | 11 | 0.63157
31204 | 7.82 | 1 | 365 | 8.9465 | 0.92044 | 9 | 0.86696
31577 | 3.06 | 1 | 365 | 3.5008 | 0.012345 | 3 | 0.51316
31581 | 8.67 | 1 | 365 | 9.919 | 0.86831 | 10 | 0.78728
31583 | 8.54 | 1 | 365 | 9.7702 | 0.5704 | 10 | 0.34064
31585 | 8.502 | 1 | 365 | 9.7268 | 0.48332 | 10 | 0.21008
31589 | 11.445 | 1 | 365 | 13.0937 | 0.22755 | 13 | 0.32127
31590 | 11.285 | 1 | 365 | 12.9107 | 0.86089 | 13 | 0.77156
30868 | 3.27 | 1 | 365 | 3.7411 | 0.49358 | 4 | 0.23465
31602 | 4.32 | 1 | 365 | 4.9423 | 0.89978 | 5 | 0.8421
30872 | 6.84 | 1 | 365 | 7.8253 | 0.67465 | 8 | 0.5
31611 | 8.37 | 1 | 365 | 9.5757 | 0.18083 | 9 | 0.75657
31724 | 8.925 | 1 | 365 | 10.2107 | 0.45267 | 10 | 0.66337
31746 | 6 | 1 | 365 | 6.8643 | 0.7497 | 7 | 0.61403
31753 | 7.32 | 1 | 365 | 8.3745 | 0.77463 | 9 | 0.14912
31778 | 8.55 | 1 | 365 | 9.7817 | 0.59332 | 10 | 0.375
31717 | 6.21 | 1 | 365 | 7.1046 | 0.23094 | 7 | 0.33552
31767 | 7.28 | 1 | 365 | 8.3287 | 0.68296 | 9 | 0.011692
30881 | 5.72 | 1 | 365 | 6.544 | 0.10804 | 6 | 0.65204
31788 | 4.86 | 1 | 365 | 5.5601 | 0.13725 | 5 | 0.69737
31790 | 5.7 | 1 | 365 | 6.5211 | 0.062211 | 6 | 0.58333
30839 | 9.88 | 1 | 365 | 11.3033 | 0.64117 | 11 | 0.94444
29730 | 9.975 | 1 | 365 | 11.412 | 0.85887 | 12 | 0.27083
30891 | 4.68 | 1 | 365 | 5.3542 | 0.72476 | 6 | 0.078945
31840 | 11.73 | 1 | 365 | 13.4198 | 0.88066 | 14 | 0.30043
31842 | 10.64 | 1 | 365 | 12.1728 | 0.38279 | 12 | 0.55555
29714 | 8.1 | 1 | 365 | 9.2669 | 0.56209 | 9 | 0.82894
31772 | 8.84 | 1 | 365 | 10.1135 | 0.25789 | 10 | 0.37134
32006 | 12.75 | 1 | 365 | 14.5867 | 0.2181 | 14 | 0.80482
32007 | 9.405 | 1 | 365 | 10.7598 | 0.55265 | 11 | 0.3125
32009 | 6.555 | 1 | 365 | 7.4993 | 0.021543 | 7 | 0.52083
32008 | 10.8 | 1 | 365 | 12.3558 | 0.74945 | 13 | 0.10526
32012 | 12.42 | 1 | 365 | 14.2092 | 0.46187 | 14 | 0.67105
32013 | 9.483 | 1 | 365 | 10.8491 | 0.73139 | 11 | 0.58048
32015 | 8.502 | 1 | 365 | 9.7268 | 0.48332 | 10 | 0.21008
32016 | 12.22 | 1 | 365 | 13.9804 | 0.0035475 | 13 | 0.98391
32017 | 11.55 | 1 | 365 | 13.2138 | 0.46816 | 13 | 0.68201
32024 | 11.22 | 1 | 365 | 12.8363 | 0.71193 | 13 | 0.54824
32018 | 1.53 | 1 | 365 | 1.7504 | 0.50617 | 2 | 0.25658
32027 | 10.725 | 1 | 365 | 12.27 | 0.57758 | 12 | 0.84758
32022 | 14.04 | 1 | 365 | 16.0625 | 0.17429 | 16 | 0.23683
32026 | 10.175 | 1 | 365 | 11.6408 | 0.31719 | 11 | 0.95796
32021 | 12.42 | 1 | 365 | 14.2092 | 0.46187 | 14 | 0.67105
32029 | 7.41 | 1 | 365 | 8.4775 | 0.98087 | 9 | 0.45833
32054 | 4.32 | 1 | 365 | 4.9423 | 0.89978 | 5 | 0.8421
32058 | 6.27 | 1 | 365 | 7.1732 | 0.36843 | 7 | 0.54166
31411 | 3.15 | 1 | 365 | 3.6038 | 0.21859 | 3 | 0.82237
32063 | 8.32 | 1 | 365 | 9.5185 | 0.066245 | 9 | 0.58479
31514 | 5.175 | 1 | 365 | 5.9205 | 0.85911 | 6 | 0.7796
31518 | 7.2 | 1 | 365 | 8.2372 | 0.49964 | 8 | 0.73684
31520 | 10.2 | 1 | 365 | 11.6694 | 0.37448 | 12 | 0.043854
31525 | 5.7 | 1 | 365 | 6.5211 | 0.062211 | 6 | 0.58333
31530 | 7.2 | 1 | 365 | 8.2372 | 0.49964 | 8 | 0.73684
32075 | 7.8 | 1 | 365 | 8.9236 | 0.8746 | 9 | 0.79824
31532 | 4.8 | 1 | 365 | 5.4915 | 0.99976 | 6 | 0.49123
32068 | 6.12 | 1 | 365 | 7.0016 | 0.02469 | 7 | 0.026313
31539 | 8.55 | 1 | 365 | 9.7817 | 0.59332 | 10 | 0.375
32090 | 12.15 | 1 | 365 | 13.9003 | 0.84313 | 14 | 0.74341
31578 | 15.9 | 1 | 365 | 18.1905 | 0.43669 | 18 | 0.62718
32081 | 10.14 | 1 | 365 | 11.6007 | 0.23699 | 11 | 0.83771
31582 | 6.75 | 1 | 365 | 7.7224 | 0.46841 | 8 | 0.19079
31584 | 3.75 | 1 | 365 | 4.2902 | 0.59356 | 4 | 0.88377
31586 | 0.5 | 1 | 365 | 0.57203 | 0.14581 | 0 | 0.71784
31591 | 6.555 | 1 | 365 | 7.4993 | 0.021543 | 7 | 0.52083
31595 | 11.25 | 1 | 365 | 12.8706 | 0.78068 | 13 | 0.65131
31599 | 5.6 | 1 | 365 | 6.4067 | 0.83305 | 7 | 0.23976
31604 | 5.04 | 1 | 365 | 5.766 | 0.54974 | 6 | 0.31579
31631 | 23.37 | 1 | 365 | 26.7366 | 0.55507 | 27 | 0.29165
31642 | 7.848 | 1 | 365 | 8.9786 | 0.9846 | 9 | 0.96315
30948 | 43.12 | 0.9 | 365 | 44.3985 | 0.93303 | 45 | 0.33156
32088 | 4 | 1 | 365 | 4.5762 | 0.16646 | 4 | 0.74269
31621 | 32.94 | 0.9 | 365 | 33.9167 | 0.93725 | 34 | 0.85393
31450 | 10.4 | 1 | 365 | 11.8982 | 0.83281 | 12 | 0.73099
31456 | 7.02 | 1 | 365 | 8.0313 | 0.087144 | 8 | 0.11842
31462 | 10.8 | 1 | 365 | 12.3558 | 0.74945 | 13 | 0.10526
31468 | 10.8 | 1 | 365 | 12.3558 | 0.74945 | 13 | 0.10526
31399 | 2.55 | 1 | 365 | 2.9173 | 0.84362 | 3 | 0.76096
31508 | 2.76 | 1 | 365 | 3.1576 | 0.32486 | 3 | 0.48245
32087 | 9.52 | 1 | 365 | 10.8914 | 0.81618 | 11 | 0.7076
32101 | 8.1 | 1 | 365 | 9.2669 | 0.56209 | 9 | 0.82894
32093 | 11.7 | 1 | 365 | 13.3855 | 0.81191 | 14 | 0.19736
32103 | 6.6 | 1 | 365 | 7.5508 | 0.12467 | 7 | 0.67544
32108 | 8.1 | 1 | 365 | 9.2669 | 0.56209 | 9 | 0.82894
32134 | 6.72 | 1 | 365 | 7.6881 | 0.39966 | 8 | 0.087716
32131 | 3.924 | 1 | 365 | 4.4893 | 0.9923 | 5 | 0.48158
30698 | 9.35 | 1 | 365 | 10.6969 | 0.42661 | 11 | 0.12353
31418 | 9.75 | 1 | 365 | 11.1545 | 0.34326 | 11 | 0.4978
31877 | 5.7 | 1 | 365 | 6.5211 | 0.062211 | 6 | 0.58333
31893 | 5.67 | 1 | 365 | 6.4868 | 0.99346 | 7 | 0.48026
31945 | 4.8 | 1 | 365 | 5.4915 | 0.99976 | 6 | 0.49123
31973 | 10.26 | 1 | 365 | 11.738 | 0.51198 | 12 | 0.24999
31821 | 3.12 | 1 | 365 | 3.5695 | 0.14984 | 3 | 0.7193
31822 | 6.875 | 1 | 365 | 7.8654 | 0.75486 | 8 | 0.62025
31824 | 13.52 | 1 | 365 | 15.4676 | 0.98265 | 16 | 0.45029
31826 | 10.725 | 1 | 365 | 12.27 | 0.57758 | 12 | 0.84758
31828 | 6.05 | 1 | 365 | 6.9215 | 0.86428 | 7 | 0.78582
31829 | 9.075 | 1 | 365 | 10.3823 | 0.79642 | 11 | 0.17872
31637 | 7.54 | 1 | 365 | 8.6262 | 0.27878 | 8 | 0.90497
27949 | 4.65 | 1 | 365 | 5.3199 | 0.65601 | 5 | 0.97587
31997 | 7.14 | 1 | 365 | 8.1686 | 0.36214 | 8 | 0.5307
31665 | 7.8 | 1 | 365 | 8.9236 | 0.8746 | 9 | 0.79824
31670 | 3.9 | 1 | 365 | 4.4618 | 0.9373 | 5 | 0.39912
32685 | 5.32 | 1 | 365 | 6.0864 | 0.1914 | 6 | 0.27778
32688 | 6.21 | 1 | 365 | 7.1046 | 0.23094 | 7 | 0.33552
32757 | 13.23 | 1 | 365 | 15.1359 | 0.31808 | 15 | 0.45394
32848 | 5.76 | 1 | 365 | 6.5898 | 0.19971 | 6 | 0.78947
32932 | 7.56 | 1 | 365 | 8.6491 | 0.32462 | 8 | 0.97368
33015 | 7 | 1 | 365 | 8.0084 | 0.041312 | 8 | 0.049704
32978 | 8.12 | 1 | 365 | 9.2897 | 0.60792 | 9 | 0.89766
33047 | 6.325 | 1 | 365 | 7.2362 | 0.49447 | 7 | 0.73063
33086 | 10.5 | 1 | 365 | 12.0126 | 0.061968 | 12 | 0.074556
32140 | 10.8 | 1 | 365 | 12.3558 | 0.74945 | 13 | 0.10526
32144 | 6 | 1 | 365 | 6.8643 | 0.7497 | 7 | 0.61403
32156 | 5.6 | 1 | 365 | 6.4067 | 0.83305 | 7 | 0.23976
32159 | 11.7 | 1 | 365 | 13.3855 | 0.81191 | 14 | 0.19736
31881 | 7.54 | 1 | 365 | 8.6262 | 0.27878 | 8 | 0.90497
32164 | 6.12 | 1 | 365 | 7.0016 | 0.02469 | 7 | 0.026313
31905 | 8.58 | 1 | 365 | 9.816 | 0.66207 | 10 | 0.47807
32166 | 8.67 | 1 | 365 | 9.919 | 0.86831 | 10 | 0.78728
32174 | 12.2 | 1 | 365 | 13.9575 | 0.95772 | 14 | 0.9152
31907 | 3.64 | 1 | 365 | 4.1644 | 0.34148 | 4 | 0.50585
31913 | 5.2 | 1 | 365 | 5.9491 | 0.9164 | 6 | 0.86549
32936 | 8.37 | 1 | 365 | 9.5757 | 0.18083 | 9 | 0.75657
32940 | 7.695 | 1 | 365 | 8.8035 | 0.63399 | 9 | 0.4375
32993 | 17.1 | 1 | 365 | 19.5634 | 0.18663 | 19 | 0.74999
32187 | 6.76 | 1 | 365 | 7.7338 | 0.49132 | 8 | 0.22514
32994 | 10.24 | 1 | 365 | 11.7151 | 0.46615 | 12 | 0.18128
32995 | 11.2 | 1 | 365 | 12.8134 | 0.6661 | 13 | 0.47953
33003 | 5.2 | 1 | 365 | 5.9491 | 0.9164 | 6 | 0.86549
33023 | 10.53 | 1 | 365 | 12.0469 | 0.13072 | 12 | 0.17763
33031 | 6.75 | 1 | 365 | 7.7224 | 0.46841 | 8 | 0.19079
31918 | 4.16 | 1 | 365 | 4.7593 | 0.53312 | 5 | 0.2924
33034 | 5.13 | 1 | 365 | 5.869 | 0.75599 | 6 | 0.625
31934 | 4.42 | 1 | 365 | 5.0567 | 0.12894 | 5 | 0.18567
33036 | 6.6 | 1 | 365 | 7.5508 | 0.12467 | 7 | 0.67544
31963 | 10.66 | 1 | 365 | 12.1956 | 0.42863 | 12 | 0.62426
33038 | 3.92 | 1 | 365 | 4.4847 | 0.98313 | 5 | 0.46783
33039 | 4.88 | 1 | 365 | 5.583 | 0.18309 | 5 | 0.76608
33043 | 6.71 | 1 | 365 | 7.6766 | 0.37674 | 8 | 0.053359
33042 | 8.06 | 1 | 365 | 9.2211 | 0.47042 | 9 | 0.69152
32114 | 7.02 | 1 | 365 | 8.0313 | 0.087144 | 8 | 0.11842
33020 | 6.875 | 1 | 365 | 7.8654 | 0.75486 | 8 | 0.62025
32040 | 3.64 | 1 | 365 | 4.1644 | 0.34148 | 4 | 0.50585
33128 | 6.84 | 1 | 365 | 7.8253 | 0.67465 | 8 | 0.5
32047 | 8.84 | 1 | 365 | 10.1135 | 0.25789 | 10 | 0.37134
32044 | 6.76 | 1 | 365 | 7.7338 | 0.49132 | 8 | 0.22514
33134 | 6.27 | 1 | 365 | 7.1732 | 0.36843 | 7 | 0.54166
32048 | 4.42 | 1 | 365 | 5.0567 | 0.12894 | 5 | 0.18567
32053 | 8.58 | 1 | 365 | 9.816 | 0.66207 | 10 | 0.47807
32067 | 12.74 | 1 | 365 | 14.5753 | 0.19519 | 14 | 0.77046
32080 | 4.68 | 1 | 365 | 5.3542 | 0.72476 | 6 | 0.078945
32448 | 7.02 | 1 | 365 | 8.0313 | 0.087144 | 8 | 0.11842
32454 | 8.32 | 1 | 365 | 9.5185 | 0.066245 | 9 | 0.58479
32461 | 3.38 | 1 | 365 | 3.8669 | 0.74566 | 4 | 0.61257
32702 | 4.16 | 1 | 365 | 4.7593 | 0.53312 | 5 | 0.2924
32471 | 6.76 | 1 | 365 | 7.7338 | 0.49132 | 8 | 0.22514
29964 | 4.59 | 1 | 365 | 5.2512 | 0.51852 | 5 | 0.76973
32473 | 5.98 | 1 | 365 | 6.8415 | 0.70386 | 7 | 0.54532
33009 | 5.13 | 1 | 365 | 5.869 | 0.75599 | 6 | 0.625
32475 | 8.06 | 1 | 365 | 9.2211 | 0.47042 | 9 | 0.69152
32898 | 7.848 | 1 | 365 | 8.9786 | 0.9846 | 9 | 0.96315
32899 | 3.35 | 1 | 365 | 3.8326 | 0.67691 | 4 | 0.5095
31658 | 9.6 | 1 | 365 | 10.9829 | 0.99951 | 11 | 0.98245
33000 | 10.725 | 1 | 365 | 12.27 | 0.57758 | 12 | 0.84758
33005 | 4.76 | 1 | 365 | 5.4457 | 0.90809 | 6 | 0.3538
33007 | 16.9 | 1 | 365 | 19.3345 | 0.72831 | 20 | 0.062857
31760 | 4.1 | 1 | 365 | 4.6906 | 0.39563 | 5 | 0.086255
33008 | 10.8 | 1 | 365 | 12.3558 | 0.74945 | 13 | 0.10526
32089 | 3.12 | 1 | 365 | 3.5695 | 0.14984 | 3 | 0.7193
33028 | 11.59 | 1 | 365 | 13.2596 | 0.55983 | 13 | 0.81944
32094 | 3.64 | 1 | 365 | 4.1644 | 0.34148 | 4 | 0.50585
33033 | 6.24 | 1 | 365 | 7.1389 | 0.29968 | 7 | 0.43859
32509 | 8.25 | 1 | 365 | 9.4385 | 0.90583 | 10 | 0.34429
30807 | 7.65 | 1 | 365 | 8.752 | 0.53086 | 9 | 0.28289
33035 | 16.38 | 1 | 365 | 18.7396 | 0.53667 | 19 | 0.27631
33064 | 11.76 | 1 | 365 | 13.4541 | 0.9494 | 14 | 0.4035
32125 | 5.98 | 1 | 365 | 6.8415 | 0.70386 | 7 | 0.54532
32997 | 6.27 | 1 | 365 | 7.1732 | 0.36843 | 7 | 0.54166
32084 | 7.395 | 1 | 365 | 8.4603 | 0.9465 | 9 | 0.40679
33056 | 9.945 | 1 | 365 | 11.3776 | 0.79012 | 12 | 0.16776
32684 | 7.15 | 1 | 365 | 8.18 | 0.38505 | 8 | 0.56505
29605 | 22.72 | 1 | 365 | 25.993 | 0.065516 | 26 | 0.058468
28088 | 117.8 | 0.9 | 365 | 121.2928 | 0.95713 | 122 | 0.24995
28150 | 159.12 | 0.9 | 365 | 163.838 | 0.17774 | 164 | 0.015716
28168 | 263 | 0.9 | 365 | 270.7981 | 0.42551 | 271 | 0.22356
32687 | 9.625 | 1 | 365 | 11.0115 | 0.056804 | 11 | 0.068343
32161 | 6.5 | 1 | 365 | 7.4364 | 0.8955 | 8 | 0.33187
32521 | 4.86 | 1 | 365 | 5.5601 | 0.13725 | 5 | 0.69737
32690 | 9.9 | 1 | 365 | 11.3262 | 0.687 | 12 | 0.013153
32692 | 7.7 | 1 | 365 | 8.8092 | 0.64544 | 9 | 0.45467
32693 | 11.5 | 1 | 365 | 13.1566 | 0.35358 | 13 | 0.51023
32204 | 11.44 | 1 | 365 | 13.088 | 0.21609 | 13 | 0.30409
32695 | 11.5 | 1 | 365 | 13.1566 | 0.35358 | 13 | 0.51023
32552 | 14.04 | 1 | 365 | 16.0625 | 0.17429 | 16 | 0.23683
32698 | 6.75 | 1 | 365 | 7.7224 | 0.46841 | 8 | 0.19079
32554 | 12.9 | 1 | 365 | 14.7583 | 0.56185 | 15 | 0.32017
32558 | 6 | 1 | 365 | 6.8643 | 0.7497 | 7 | 0.61403
32563 | 4.59 | 1 | 365 | 5.2512 | 0.51852 | 5 | 0.76973
32728 | 6.875 | 1 | 365 | 7.8654 | 0.75486 | 8 | 0.62025
32572 | 5.61 | 1 | 365 | 6.4182 | 0.85597 | 7 | 0.27412
32744 | 8.16 | 1 | 365 | 9.3355 | 0.69959 | 10 | 0.035084
32561 | 8.32 | 1 | 365 | 9.5185 | 0.066245 | 9 | 0.58479
32755 | 4.4 | 1 | 365 | 5.0338 | 0.08311 | 5 | 0.11696
32570 | 7.42 | 1 | 365 | 8.4889 | 0.0037907 | 8 | 0.49269
32760 | 8.25 | 1 | 365 | 9.4385 | 0.90583 | 10 | 0.34429
32597 | 8.06 | 1 | 365 | 9.2211 | 0.47042 | 9 | 0.69152
32624 | 6 | 1 | 365 | 6.8643 | 0.7497 | 7 | 0.61403
32775 | 6.325 | 1 | 365 | 7.2362 | 0.49447 | 7 | 0.73063
32585 | 8.84 | 1 | 365 | 10.1135 | 0.25789 | 10 | 0.37134
19755 | 9.88 | 1 | 365 | 11.3033 | 0.64117 | 11 | 0.94444
32626 | 2.86 | 1 | 365 | 3.272 | 0.55402 | 3 | 0.82602
32630 | 6.48 | 1 | 365 | 7.4135 | 0.84967 | 8 | 0.26315
32633 | 5.225 | 1 | 365 | 5.9777 | 0.97369 | 6 | 0.95139
32779 | 8.52 | 1 | 365 | 9.7474 | 0.52457 | 10 | 0.27193
32636 | 8.25 | 1 | 365 | 9.4385 | 0.90583 | 10 | 0.34429
32644 | 9.075 | 1 | 365 | 10.3823 | 0.79642 | 11 | 0.17872
32647 | 7.14 | 1 | 365 | 8.1686 | 0.36214 | 8 | 0.5307
32667 | 7.8 | 1 | 365 | 8.9236 | 0.8746 | 9 | 0.79824
32671 | 10.8 | 1 | 365 | 12.3558 | 0.74945 | 13 | 0.10526
32670 | 8.67 | 1 | 365 | 9.919 | 0.86831 | 10 | 0.78728
32672 | 10.66 | 1 | 365 | 12.1956 | 0.42863 | 12 | 0.62426
32782 | 7.65 | 1 | 365 | 8.752 | 0.53086 | 9 | 0.28289
32786 | 10.45 | 1 | 365 | 11.9554 | 0.94739 | 12 | 0.90277
32789 | 7.56 | 1 | 365 | 8.6491 | 0.32462 | 8 | 0.97368
32673 | 4.675 | 1 | 365 | 5.3485 | 0.7133 | 6 | 0.061767
32794 | 8.25 | 1 | 365 | 9.4385 | 0.90583 | 10 | 0.34429
32805 | 5.5 | 1 | 365 | 6.2923 | 0.60389 | 6 | 0.8962
32810 | 10.455 | 1 | 365 | 11.9611 | 0.95885 | 12 | 0.91995
32813 | 11.25 | 1 | 365 | 12.8706 | 0.78068 | 13 | 0.65131
32817 | 4.4 | 1 | 365 | 5.0338 | 0.08311 | 5 | 0.11696
32839 | 5.775 | 1 | 365 | 6.6069 | 0.23408 | 6 | 0.84101
32843 | 11.5 | 1 | 365 | 13.1566 | 0.35358 | 13 | 0.51023
32847 | 9.75 | 1 | 365 | 11.1545 | 0.34326 | 11 | 0.4978
32870 | 5.5 | 1 | 365 | 6.2923 | 0.60389 | 6 | 0.8962
32676 | 4.8 | 1 | 365 | 5.4915 | 0.99976 | 6 | 0.49123
32874 | 9.9 | 1 | 365 | 11.3262 | 0.687 | 12 | 0.013153
32881 | 7.15 | 1 | 365 | 8.18 | 0.38505 | 8 | 0.56505
32677 | 9.18 | 1 | 365 | 10.5024 | 0.037035 | 10 | 0.53947
32883 | 9.75 | 1 | 365 | 11.1545 | 0.34326 | 11 | 0.4978
32679 | 6.6 | 1 | 365 | 7.5508 | 0.12467 | 7 | 0.67544
32648 | 9.62 | 1 | 365 | 11.0058 | 0.045346 | 11 | 0.051165
32886 | 10 | 1 | 365 | 11.4406 | 0.91616 | 12 | 0.35672
32887 | 5.72 | 1 | 365 | 6.544 | 0.10804 | 6 | 0.65204
32682 | 14.4 | 1 | 365 | 16.4744 | 0.99927 | 17 | 0.47368
32683 | 6.5 | 1 | 365 | 7.4364 | 0.8955 | 8 | 0.33187
32686 | 2.86 | 1 | 365 | 3.272 | 0.55402 | 3 | 0.82602
33146 | 5.98 | 1 | 365 | 6.8415 | 0.70386 | 7 | 0.54532
32697 | 8.84 | 1 | 365 | 10.1135 | 0.25789 | 10 | 0.37134
33148 | 5.72 | 1 | 365 | 6.544 | 0.10804 | 6 | 0.65204
32774 | 16.575 | 1 | 365 | 18.9627 | 0.98354 | 19 | 0.94626
32785 | 5.46 | 1 | 365 | 6.2465 | 0.51222 | 6 | 0.75877
32791 | 14.535 | 1 | 365 | 16.6289 | 0.30864 | 16 | 0.93749
32800 | 2.08 | 1 | 365 | 2.3796 | 0.76656 | 3 | 0.1462
32816 | 9.88 | 1 | 365 | 11.3033 | 0.64117 | 11 | 0.94444
32818 | 16.32 | 1 | 365 | 18.671 | 0.39917 | 19 | 0.070167
32822 | 3.64 | 1 | 365 | 4.1644 | 0.34148 | 4 | 0.50585
32830 | 7.28 | 1 | 365 | 8.3287 | 0.68296 | 9 | 0.011692
33144 | 3.64 | 1 | 365 | 4.1644 | 0.34148 | 4 | 0.50585
32827 | 6.24 | 1 | 365 | 7.1389 | 0.29968 | 7 | 0.43859
33155 | 3.6 | 1 | 365 | 4.1186 | 0.24982 | 4 | 0.36842
32851 | 9.88 | 1 | 365 | 11.3033 | 0.64117 | 11 | 0.94444
33159 | 7.56 | 1 | 365 | 8.6491 | 0.32462 | 8 | 0.97368
33165 | 6.9 | 1 | 365 | 7.894 | 0.81215 | 8 | 0.70614
33167 | 9.483 | 1 | 365 | 10.8491 | 0.73139 | 11 | 0.58048
33169 | 8.16 | 1 | 365 | 9.3355 | 0.69959 | 10 | 0.035084
33176 | 5.4 | 1 | 365 | 6.1779 | 0.37473 | 6 | 0.55263
33182 | 2.86 | 1 | 365 | 3.272 | 0.55402 | 3 | 0.82602
33183 | 11.18 | 1 | 365 | 12.7905 | 0.62027 | 13 | 0.41081
33185 | 3.9 | 1 | 365 | 4.4618 | 0.9373 | 5 | 0.39912
33193 | 4.905 | 1 | 365 | 5.6116 | 0.24038 | 5 | 0.85197
33199 | 6.095 | 1 | 365 | 6.973 | 0.9674 | 7 | 0.94042
32869 | 7.02 | 1 | 365 | 8.0313 | 0.087144 | 8 | 0.11842
30746 | 5.1 | 1 | 365 | 5.8347 | 0.68724 | 6 | 0.52193
32862 | 7.54 | 1 | 365 | 8.6262 | 0.27878 | 8 | 0.90497
32879 | 2.08 | 1 | 365 | 2.3796 | 0.76656 | 3 | 0.1462
32890 | 7.28 | 1 | 365 | 8.3287 | 0.68296 | 9 | 0.011692
32895 | 10.4 | 1 | 365 | 11.8982 | 0.83281 | 12 | 0.73099
33224 | 2.86 | 1 | 365 | 3.272 | 0.55402 | 3 | 0.82602
33096 | 4.94 | 1 | 365 | 5.6516 | 0.32058 | 5 | 0.97222
33104 | 8.16 | 1 | 365 | 9.3355 | 0.69959 | 10 | 0.035084
33115 | 5.1 | 1 | 365 | 5.8347 | 0.68724 | 6 | 0.52193
27549 | 4.16 | 1 | 365 | 4.7593 | 0.53312 | 5 | 0.2924
33124 | 4.94 | 1 | 365 | 5.6516 | 0.32058 | 5 | 0.97222
33126 | 3.78 | 1 | 365 | 4.3245 | 0.66231 | 4 | 0.98684
33138 | 7.28 | 1 | 365 | 8.3287 | 0.68296 | 9 | 0.011692
33143 | 7.8 | 1 | 365 | 8.9236 | 0.8746 | 9 | 0.79824
33905 | 5.5 | 1 | 365 | 6.2923 | 0.60389 | 6 | 0.8962
33910 | 4 | 1 | 365 | 4.5762 | 0.16646 | 4 | 0.74269
33977 | 6.3 | 1 | 365 | 7.2076 | 0.43718 | 7 | 0.64473
33979 | 5.04 | 1 | 365 | 5.766 | 0.54974 | 6 | 0.31579
33980 | 4.8 | 1 | 365 | 5.4915 | 0.99976 | 6 | 0.49123
33981 | 6 | 1 | 365 | 6.8643 | 0.7497 | 7 | 0.61403
33874 | 4.16 | 1 | 365 | 4.7593 | 0.53312 | 5 | 0.2924
33197 | 21.84 | 1 | 365 | 24.9862 | 0.048893 | 25 | 0.035076
33467 | 5.2 | 1 | 365 | 5.9491 | 0.9164 | 6 | 0.86549
33878 | 4.69 | 1 | 365 | 5.3656 | 0.74768 | 6 | 0.1133
32064 | 4.16 | 1 | 365 | 4.7593 | 0.53312 | 5 | 0.2924
32196 | 7.41 | 1 | 365 | 8.4775 | 0.98087 | 9 | 0.45833
28506 | 13.26 | 1 | 365 | 15.1702 | 0.38683 | 15 | 0.55701
33288 | 12.48 | 1 | 365 | 14.2778 | 0.59937 | 14 | 0.87719
28509 | 10.66 | 1 | 365 | 12.1956 | 0.42863 | 12 | 0.62426
33889 | 5.2 | 1 | 365 | 5.9491 | 0.9164 | 6 | 0.86549
28753 | 11.96 | 1 | 365 | 13.6829 | 0.40773 | 14 | 0.090637
33284 | 2.97 | 1 | 365 | 3.3978 | 0.8061 | 4 | 0.20395
33892 | 3.3 | 1 | 365 | 3.7754 | 0.56233 | 4 | 0.33772
28877 | 8.58 | 1 | 365 | 9.816 | 0.66207 | 10 | 0.47807
33899 | 5.72 | 1 | 365 | 6.544 | 0.10804 | 6 | 0.65204
33301 | 10 | 1 | 365 | 11.4406 | 0.91616 | 12 | 0.35672
28883 | 5.46 | 1 | 365 | 6.2465 | 0.51222 | 6 | 0.75877
33304 | 4.335 | 1 | 365 | 4.9595 | 0.93416 | 5 | 0.89364
33904 | 3.64 | 1 | 365 | 4.1644 | 0.34148 | 4 | 0.50585
28886 | 16.64 | 1 | 365 | 19.0371 | 0.13249 | 19 | 0.16958
28889 | 11.92 | 1 | 365 | 13.6371 | 0.31606 | 13 | 0.95321
32885 | 3.12 | 1 | 365 | 3.5695 | 0.14984 | 3 | 0.7193
29021 | 10.08 | 1 | 365 | 11.5321 | 0.099489 | 11 | 0.63157
26873 | 8.58 | 1 | 365 | 9.816 | 0.66207 | 10 | 0.47807
29189 | 11 | 1 | 365 | 12.5846 | 0.20778 | 12 | 0.79239
33202 | 9.8 | 1 | 365 | 11.2117 | 0.45784 | 11 | 0.66959
31593 | 7.425 | 1 | 365 | 8.4946 | 0.015249 | 8 | 0.50986
33306 | 8.84 | 1 | 365 | 10.1135 | 0.25789 | 10 | 0.37134
33360 | 6 | 1 | 365 | 6.8643 | 0.7497 | 7 | 0.61403
29357 | 10.4 | 1 | 365 | 11.8982 | 0.83281 | 12 | 0.73099
33361 | 3.75 | 1 | 365 | 4.2902 | 0.59356 | 4 | 0.88377
29364 | 13.2 | 1 | 365 | 15.1015 | 0.24933 | 15 | 0.35087
33369 | 4.25 | 1 | 365 | 4.8622 | 0.73937 | 5 | 0.60161
29376 | 12.24 | 1 | 365 | 14.0032 | 0.04938 | 14 | 0.052625
33367 | 4.16 | 1 | 365 | 4.7593 | 0.53312 | 5 | 0.2924
29410 | 12.48 | 1 | 365 | 14.2778 | 0.59937 | 14 | 0.87719
29476 | 13.26 | 1 | 365 | 15.1702 | 0.38683 | 15 | 0.55701
33913 | 5.2 | 1 | 365 | 5.9491 | 0.9164 | 6 | 0.86549
33915 | 5.46 | 1 | 365 | 6.2465 | 0.51222 | 6 | 0.75877
33917 | 16.5 | 1 | 365 | 18.8769 | 0.81166 | 19 | 0.68859
33918 | 6.54 | 1 | 365 | 7.4821 | 0.98717 | 8 | 0.46929
33920 | 6.12 | 1 | 365 | 7.0016 | 0.02469 | 7 | 0.026313
33923 | 7.848 | 1 | 365 | 8.9786 | 0.9846 | 9 | 0.96315
34002 | 5.6 | 1 | 365 | 6.4067 | 0.83305 | 7 | 0.23976
34027 | 5.886 | 1 | 365 | 6.7339 | 0.48845 | 7 | 0.22237
28547 | 10.6 | 1 | 365 | 12.127 | 0.29113 | 12 | 0.41812
29397 | 20.01 | 1 | 365 | 22.8926 | 0.85524 | 23 | 0.7478
34029 | 6 | 1 | 365 | 6.8643 | 0.7497 | 7 | 0.61403
29844 | 176.15 | 0.9 | 365 | 181.3729 | 0.30134 | 181 | 0.67426
29867 | 10.5 | 1 | 365 | 12.0126 | 0.061968 | 12 | 0.074556
34031 | 6.555 | 1 | 365 | 7.4993 | 0.021543 | 7 | 0.52083
29871 | 6 | 1 | 365 | 6.8643 | 0.7497 | 7 | 0.61403
29878 | 10.5 | 1 | 365 | 12.0126 | 0.061968 | 12 | 0.074556
34033 | 7.14 | 1 | 365 | 8.1686 | 0.36214 | 8 | 0.5307
22670 | 148.8 | 1 | 365 | 170.2355 | 0.99246 | 171 | 0.22799
34034 | 4.16 | 1 | 365 | 4.7593 | 0.53312 | 5 | 0.2924
22652 | 592.62 | 0.9 | 365 | 610.1914 | 0.25173 | 610 | 0.44315
34036 | 7.56 | 1 | 365 | 8.6491 | 0.32462 | 8 | 0.97368
30504 | 4.5 | 1 | 365 | 5.1483 | 0.31227 | 5 | 0.46052
30660 | 10.137 | 1 | 365 | 11.5973 | 0.23011 | 11 | 0.82741
34028 | 7.2 | 1 | 365 | 8.2372 | 0.49964 | 8 | 0.73684
30827 | 8.25 | 1 | 365 | 9.4385 | 0.90583 | 10 | 0.34429
34067 | 4.86 | 1 | 365 | 5.5601 | 0.13725 | 5 | 0.69737
33985 | 5.4 | 1 | 365 | 6.1779 | 0.37473 | 6 | 0.55263
33994 | 10.07 | 1 | 365 | 11.5206 | 0.076573 | 11 | 0.59722
31081 | 9.69 | 1 | 365 | 11.0859 | 0.20576 | 11 | 0.29166
31173 | 7.32 | 1 | 365 | 8.3745 | 0.77463 | 9 | 0.14912
31445 | 3.8 | 1 | 365 | 4.3474 | 0.70814 | 5 | 0.055554
30264 | 87.75 | 0.9 | 365 | 90.3518 | 0.98037 | 91 | 0.3322
31198 | 30.16 | 0.9 | 365 | 31.0543 | 0.20362 | 31 | 0.25788
33998 | 9.3 | 1 | 365 | 10.6397 | 0.31203 | 10 | 0.95175
34014 | 2.75 | 1 | 365 | 3.1462 | 0.30194 | 3 | 0.4481
31819 | 8.06 | 1 | 365 | 9.2211 | 0.47042 | 9 | 0.69152
33781 | 11.1 | 1 | 365 | 12.699 | 0.43694 | 13 | 0.13596
32443 | 10.07 | 1 | 365 | 11.5206 | 0.076573 | 11 | 0.59722
30801 | 5.886 | 1 | 365 | 6.7339 | 0.48845 | 7 | 0.22237
13124 | 82 | 1 | 365 | 93.8126 | 0.91251 | 94 | 0.7251
34061 | 7.8 | 1 | 365 | 8.9236 | 0.8746 | 9 | 0.79824
33163 | 5 | 1 | 365 | 5.7203 | 0.45808 | 6 | 0.17836
25924 | 9.9 | 1 | 365 | 11.3262 | 0.687 | 12 | 0.013153
28181 | 8.06 | 1 | 365 | 9.2211 | 0.47042 | 9 | 0.69152
33179 | 7.25 | 1 | 365 | 8.2944 | 0.61422 | 8 | 0.90862
33190 | 6.75 | 1 | 365 | 7.7224 | 0.46841 | 8 | 0.19079
33203 | 9.38 | 1 | 365 | 10.7312 | 0.49536 | 11 | 0.2266
34078 | 6 | 1 | 365 | 6.8643 | 0.7497 | 7 | 0.61403
34099 | 9.6 | 1 | 365 | 10.9829 | 0.99951 | 11 | 0.98245
34115 | 5.4 | 1 | 365 | 6.1779 | 0.37473 | 6 | 0.55263
34174 | 6.6 | 1 | 365 | 7.5508 | 0.12467 | 7 | 0.67544
34259 | 8.745 | 1 | 365 | 10.0048 | 0.040182 | 10 | 0.044952
34176 | 8.525 | 1 | 365 | 9.7531 | 0.53603 | 10 | 0.2891
34332 | 12 | 1 | 365 | 13.7287 | 0.49939 | 14 | 0.22806
34340 | 9.54 | 1 | 365 | 10.9143 | 0.86202 | 11 | 0.77631
34280 | 6 | 1 | 365 | 6.8643 | 0.7497 | 7 | 0.61403
34386 | 9.3 | 1 | 365 | 10.6397 | 0.31203 | 10 | 0.95175
34129 | 6.625 | 1 | 365 | 7.5794 | 0.18196 | 7 | 0.76133
34341 | 7.42 | 1 | 365 | 8.4889 | 0.0037907 | 8 | 0.49269
34135 | 14.84 | 1 | 365 | 16.9778 | 0.0075814 | 16 | 0.98537
34460 | 8.37 | 1 | 365 | 9.5757 | 0.18083 | 9 | 0.75657
34262 | 4.2 | 1 | 365 | 4.805 | 0.62479 | 5 | 0.42982
30956 | 5.5 | 1 | 365 | 6.2923 | 0.60389 | 6 | 0.8962
31307 | 9.75 | 1 | 365 | 11.1545 | 0.34326 | 11 | 0.4978
34629 | 5.83 | 1 | 365 | 6.6698 | 0.36012 | 7 | 0.029968
34633 | 11.4 | 1 | 365 | 13.0422 | 0.12442 | 13 | 0.16666
34636 | 7.54 | 1 | 365 | 8.6262 | 0.27878 | 8 | 0.90497
31305 | 7.975 | 1 | 365 | 9.1238 | 0.27564 | 9 | 0.39948
34650 | 5.4 | 1 | 365 | 6.1779 | 0.37473 | 6 | 0.55263
34658 | 7.155 | 1 | 365 | 8.1857 | 0.39651 | 8 | 0.58223
31402 | 12.1 | 1 | 365 | 13.8431 | 0.72855 | 14 | 0.57163
31400 | 5.865 | 1 | 365 | 6.7099 | 0.44033 | 7 | 0.15022
32740 | 6.6 | 1 | 365 | 7.5508 | 0.12467 | 7 | 0.67544
33990 | 7.975 | 1 | 365 | 9.1238 | 0.27564 | 9 | 0.39948
34328 | 5.7 | 1 | 365 | 6.5211 | 0.062211 | 6 | 0.58333
34495 | 9.52 | 1 | 365 | 10.8914 | 0.81618 | 11 | 0.7076
34511 | 6.213 | 1 | 365 | 7.108 | 0.23781 | 7 | 0.34583
34521 | 4.251 | 1 | 365 | 4.8634 | 0.74166 | 5 | 0.60504
34526 | 5.2 | 1 | 365 | 5.9491 | 0.9164 | 6 | 0.86549
29603 | 7.02 | 1 | 365 | 8.0313 | 0.087144 | 8 | 0.11842
32703 | 131.04 | 0.9 | 365 | 134.9254 | 0.26402 | 135 | 0.18941
29601 | 11.96 | 1 | 365 | 13.6829 | 0.40773 | 14 | 0.090637
32662 | 317.72 | 0.9 | 365 | 327.1405 | 0.28301 | 327 | 0.42354
29623 | 14.04 | 1 | 365 | 16.0625 | 0.17429 | 16 | 0.23683
34561 | 12.42 | 1 | 365 | 14.2092 | 0.46187 | 14 | 0.67105
34564 | 9.9 | 1 | 365 | 11.3262 | 0.687 | 12 | 0.013153
29630 | 11.44 | 1 | 365 | 13.088 | 0.21609 | 13 | 0.30409
34570 | 9.18 | 1 | 365 | 10.5024 | 0.037035 | 10 | 0.53947
34574 | 3.924 | 1 | 365 | 4.4893 | 0.9923 | 5 | 0.48158
29191 | 6.5 | 1 | 365 | 7.4364 | 0.8955 | 8 | 0.33187
34582 | 5.985 | 1 | 365 | 6.8472 | 0.71532 | 7 | 0.5625
34586 | 7.194 | 1 | 365 | 8.2303 | 0.48589 | 8 | 0.71622
34590 | 3.78 | 1 | 365 | 4.3245 | 0.66231 | 4 | 0.98684
33448 | 13.42 | 1 | 365 | 15.3532 | 0.75349 | 16 | 0.10672
33247 | 10.5 | 1 | 365 | 12.0126 | 0.061968 | 12 | 0.074556
33040 | 10.5 | 1 | 365 | 12.0126 | 0.061968 | 12 | 0.074556
32079 | 5.2 | 1 | 365 | 5.9491 | 0.9164 | 6 | 0.86549
34704 | 5.7 | 1 | 365 | 6.5211 | 0.062211 | 6 | 0.58333
34365 | 5.4 | 1 | 365 | 6.1779 | 0.37473 | 6 | 0.55263
7388 | 653.31 | 0.9 | 365 | 672.6809 | 0.42208 | 673 | 0.10299
28691 | 5.3 | 1 | 365 | 6.0635 | 0.14556 | 6 | 0.20906
34457 | 3.9 | 1 | 365 | 4.4618 | 0.9373 | 5 | 0.39912
33881 | 8.84 | 1 | 365 | 10.1135 | 0.25789 | 10 | 0.37134
34479 | 3.9 | 1 | 365 | 4.4618 | 0.9373 | 5 | 0.39912
34579 | 2.34 | 1 | 365 | 2.6771 | 0.36238 | 3 | 0.039472
34089 | 9.62 | 1 | 365 | 11.0058 | 0.045346 | 11 | 0.051165
34635 | 6.76 | 1 | 365 | 7.7338 | 0.49132 | 8 | 0.22514
27580 | 16.065 | 1 | 365 | 18.3793 | 0.81481 | 19 | 0.19407
34105 | 5.72 | 1 | 365 | 6.544 | 0.10804 | 6 | 0.65204
34665 | 5.04 | 1 | 365 | 5.766 | 0.54974 | 6 | 0.31579
34132 | 11.7 | 1 | 365 | 13.3855 | 0.81191 | 14 | 0.19736
34136 | 2.86 | 1 | 365 | 3.272 | 0.55402 | 3 | 0.82602
34144 | 9.36 | 1 | 365 | 10.7084 | 0.44953 | 11 | 0.15789
34149 | 5.2 | 1 | 365 | 5.9491 | 0.9164 | 6 | 0.86549
34158 | 8.32 | 1 | 365 | 9.5185 | 0.066245 | 9 | 0.58479
34162 | 3.64 | 1 | 365 | 4.1644 | 0.34148 | 4 | 0.50585
34175 | 3.38 | 1 | 365 | 3.8669 | 0.74566 | 4 | 0.61257
34182 | 5.83 | 1 | 365 | 6.6698 | 0.36012 | 7 | 0.029968
34191 | 7.02 | 1 | 365 | 8.0313 | 0.087144 | 8 | 0.11842
34201 | 13.52 | 1 | 365 | 15.4676 | 0.98265 | 16 | 0.45029
34215 | 4.42 | 1 | 365 | 5.0567 | 0.12894 | 5 | 0.18567
34214 | 10.865 | 1 | 365 | 12.4302 | 0.89841 | 13 | 0.32858
34220 | 5.2 | 1 | 365 | 5.9491 | 0.9164 | 6 | 0.86549
34223 | 8.58 | 1 | 365 | 9.816 | 0.66207 | 10 | 0.47807
34241 | 6.24 | 1 | 365 | 7.1389 | 0.29968 | 7 | 0.43859
34242 | 3.38 | 1 | 365 | 3.8669 | 0.74566 | 4 | 0.61257
34291 | 7.8 | 1 | 365 | 8.9236 | 0.8746 | 9 | 0.79824
34305 | 7.685 | 1 | 365 | 8.7921 | 0.61107 | 9 | 0.40314
34309 | 7.28 | 1 | 365 | 8.3287 | 0.68296 | 9 | 0.011692
34311 | 12.19 | 1 | 365 | 13.946 | 0.9348 | 14 | 0.88084
34314 | 6.24 | 1 | 365 | 7.1389 | 0.29968 | 7 | 0.43859
33074 | 5.5 | 1 | 365 | 6.2923 | 0.60389 | 6 | 0.8962
23470 | 5.1 | 1 | 365 | 5.8347 | 0.68724 | 6 | 0.52193
34737 | 7.02 | 1 | 365 | 8.0313 | 0.087144 | 8 | 0.11842
34764 | 4.68 | 1 | 365 | 5.3542 | 0.72476 | 6 | 0.078945
34782 | 7.84 | 1 | 365 | 8.9694 | 0.96627 | 9 | 0.93567
34808 | 3.7 | 1 | 365 | 4.233 | 0.47898 | 4 | 0.71199
34888 | 7.56 | 1 | 365 | 8.6491 | 0.32462 | 8 | 0.97368
34889 | 5.7 | 1 | 365 | 6.5211 | 0.062211 | 6 | 0.58333
34905 | 8.75 | 1 | 365 | 10.0105 | 0.05164 | 10 | 0.06213
34906 | 6.54 | 1 | 365 | 7.4821 | 0.98717 | 8 | 0.46929
33932 | 41.856 | 0.9 | 365 | 43.097 | 0.32609 | 43 | 0.42314
33995 | 185.64 | 0.9 | 365 | 191.1443 | 0.87403 | 192 | 0.018335
33453 | 8.525 | 1 | 365 | 9.7531 | 0.53603 | 10 | 0.2891
32877 | 5.775 | 1 | 365 | 6.6069 | 0.23408 | 6 | 0.84101
34154 | 6.3 | 1 | 365 | 7.2076 | 0.43718 | 7 | 0.64473
34140 | 11.13 | 1 | 365 | 12.7333 | 0.50569 | 13 | 0.23903
34108 | 7.155 | 1 | 365 | 8.1857 | 0.39651 | 8 | 0.58223
33373 | 4.08 | 1 | 365 | 4.6677 | 0.34979 | 5 | 0.017542
34074 | 15.6 | 1 | 365 | 17.8473 | 0.74921 | 18 | 0.59648
34071 | 5.61 | 1 | 365 | 6.4182 | 0.85597 | 7 | 0.27412
33938 | 5.4 | 1 | 365 | 6.1779 | 0.37473 | 6 | 0.55263
33937 | 9.35 | 1 | 365 | 10.6969 | 0.42661 | 11 | 0.12353
33824 | 9 | 1 | 365 | 10.2965 | 0.62454 | 10 | 0.92105
33818 | 5.775 | 1 | 365 | 6.6069 | 0.23408 | 6 | 0.84101
33802 | 10.8 | 1 | 365 | 12.3558 | 0.74945 | 13 | 0.10526
34898 | 6.89 | 1 | 365 | 7.8825 | 0.78923 | 8 | 0.67178
33780 | 5.4 | 1 | 365 | 6.1779 | 0.37473 | 6 | 0.55263
33770 | 4.8 | 1 | 365 | 5.4915 | 0.99976 | 6 | 0.49123
33747 | 4.505 | 1 | 365 | 5.154 | 0.32373 | 5 | 0.4777
34904 | 6.875 | 1 | 365 | 7.8654 | 0.75486 | 8 | 0.62025
34716 | 6.36 | 1 | 365 | 7.2762 | 0.57468 | 7 | 0.85087
34625 | 6.095 | 1 | 365 | 6.973 | 0.9674 | 7 | 0.94042
33390 | 9.12 | 1 | 365 | 10.4338 | 0.89954 | 11 | 0.33333
33394 | 9.544 | 1 | 365 | 10.9189 | 0.87118 | 11 | 0.79005
33395 | 4.845 | 1 | 365 | 5.543 | 0.10288 | 5 | 0.64583
33398 | 6.75 | 1 | 365 | 7.7224 | 0.46841 | 8 | 0.19079
33402 | 4.68 | 1 | 365 | 5.3542 | 0.72476 | 6 | 0.078945
33403 | 7.905 | 1 | 365 | 9.0438 | 0.11522 | 9 | 0.15899
33563 | 12.19 | 1 | 365 | 13.946 | 0.9348 | 14 | 0.88084
33411 | 2.75 | 1 | 365 | 3.1462 | 0.30194 | 3 | 0.4481
33418 | 9.18 | 1 | 365 | 10.5024 | 0.037035 | 10 | 0.53947
33424 | 9.315 | 1 | 365 | 10.6569 | 0.3464 | 11 | 0.0032847
31298 | 5.75 | 1 | 365 | 6.5783 | 0.17679 | 6 | 0.75511
34322 | 9.9 | 1 | 365 | 11.3262 | 0.687 | 12 | 0.013153
33425 | 3.3 | 1 | 365 | 3.7754 | 0.56233 | 4 | 0.33772
31302 | 8.5 | 1 | 365 | 9.7245 | 0.47874 | 10 | 0.20321
33430 | 3.5 | 1 | 365 | 4.0042 | 0.020656 | 4 | 0.024852
33438 | 7.75 | 1 | 365 | 8.8664 | 0.76002 | 9 | 0.62646
30573 | 9.36 | 1 | 365 | 10.7084 | 0.44953 | 11 | 0.15789
33609 | 11.13 | 1 | 365 | 12.7333 | 0.50569 | 13 | 0.23903
33432 | 4.41 | 1 | 365 | 5.0453 | 0.10603 | 5 | 0.15131
33441 | 7.59 | 1 | 365 | 8.6834 | 0.39337 | 9 | 0.07675
28431 | 17.16 | 1 | 365 | 19.632 | 0.32413 | 19 | 0.95613
34828 | 4.94 | 1 | 365 | 5.6516 | 0.32058 | 5 | 0.97222
33442 | 7.56 | 1 | 365 | 8.6491 | 0.32462 | 8 | 0.97368
29196 | 17.85 | 1 | 365 | 20.4214 | 0.90535 | 21 | 0.32675
32619 | 5.355 | 1 | 365 | 6.1264 | 0.2716 | 6 | 0.39802
29199 | 16.32 | 1 | 365 | 18.671 | 0.39917 | 19 | 0.070167
33443 | 6.03 | 1 | 365 | 6.8987 | 0.81844 | 7 | 0.7171
33281 | 6.24 | 1 | 365 | 7.1389 | 0.29968 | 7 | 0.43859
33444 | 5.67 | 1 | 365 | 6.4868 | 0.99346 | 7 | 0.48026
29513 | 10.4 | 1 | 365 | 11.8982 | 0.83281 | 12 | 0.73099
33184 | 6.12 | 1 | 365 | 7.0016 | 0.02469 | 7 | 0.026313
33449 | 11 | 1 | 365 | 12.5846 | 0.20778 | 12 | 0.79239
30056 | 5.46 | 1 | 365 | 6.2465 | 0.51222 | 6 | 0.75877
30126 | 7.975 | 1 | 365 | 9.1238 | 0.27564 | 9 | 0.39948
30128 | 3.64 | 1 | 365 | 4.1644 | 0.34148 | 4 | 0.50585
32492 | 4.08 | 1 | 365 | 4.6677 | 0.34979 | 5 | 0.017542
30341 | 10.4 | 1 | 365 | 11.8982 | 0.83281 | 12 | 0.73099
33450 | 6.24 | 1 | 365 | 7.1389 | 0.29968 | 7 | 0.43859
33468 | 6.6 | 1 | 365 | 7.5508 | 0.12467 | 7 | 0.67544
31055 | 11.5 | 1 | 365 | 13.1566 | 0.35358 | 13 | 0.51023
33484 | 9.9 | 1 | 365 | 11.3262 | 0.687 | 12 | 0.013153
31106 | 6.9 | 1 | 365 | 7.894 | 0.81215 | 8 | 0.70614
31886 | 4.2 | 1 | 365 | 4.805 | 0.62479 | 5 | 0.42982
31978 | 5.94 | 1 | 365 | 6.7957 | 0.6122 | 7 | 0.40789
33507 | 7.54 | 1 | 365 | 8.6262 | 0.27878 | 8 | 0.90497
33511 | 4.8 | 1 | 365 | 5.4915 | 0.99976 | 6 | 0.49123
33006 | 4.59 | 1 | 365 | 5.2512 | 0.51852 | 5 | 0.76973
33207 | 4.77 | 1 | 365 | 5.4571 | 0.93101 | 6 | 0.38816
33517 | 7.685 | 1 | 365 | 8.7921 | 0.61107 | 9 | 0.40314
32970 | 7.8 | 1 | 365 | 8.9236 | 0.8746 | 9 | 0.79824
33520 | 8.502 | 1 | 365 | 9.7268 | 0.48332 | 10 | 0.21008
33420 | 9.62 | 1 | 365 | 11.0058 | 0.045346 | 11 | 0.051165
33656 | 5.545 | 1 | 365 | 6.3438 | 0.70701 | 7 | 0.050801
33671 | 8.925 | 1 | 365 | 10.2107 | 0.45267 | 10 | 0.66337
33675 | 6.25 | 1 | 365 | 7.1504 | 0.3226 | 7 | 0.47295
33681 | 8.5 | 1 | 365 | 9.7245 | 0.47874 | 10 | 0.20321
33720 | 10.07 | 1 | 365 | 11.5206 | 0.076573 | 11 | 0.59722
33729 | 10.64 | 1 | 365 | 12.1728 | 0.38279 | 12 | 0.55555
27502 | 10.965 | 1 | 365 | 12.5446 | 0.12757 | 12 | 0.67214
27628 | 10.4 | 1 | 365 | 11.8982 | 0.83281 | 12 | 0.73099
27693 | 3.38 | 1 | 365 | 3.8669 | 0.74566 | 4 | 0.61257
31673 | 6.24 | 1 | 365 | 7.1389 | 0.29968 | 7 | 0.43859
33789 | 10.8 | 1 | 365 | 12.3558 | 0.74945 | 13 | 0.10526
31668 | 4.16 | 1 | 365 | 4.7593 | 0.53312 | 5 | 0.2924
31053 | 9.36 | 1 | 365 | 10.7084 | 0.44953 | 11 | 0.15789
31544 | 4.94 | 1 | 365 | 5.6516 | 0.32058 | 5 | 0.97222
31556 | 9.36 | 1 | 365 | 10.7084 | 0.44953 | 11 | 0.15789
31540 | 2.6 | 1 | 365 | 2.9745 | 0.9582 | 3 | 0.93275
24890 | 7.54 | 1 | 365 | 8.6262 | 0.27878 | 8 | 0.90497
30603 | 9.18 | 1 | 365 | 10.5024 | 0.037035 | 10 | 0.53947
30652 | 7.8 | 1 | 365 | 8.9236 | 0.8746 | 9 | 0.79824
29721 | 16.12 | 1 | 365 | 18.4422 | 0.94085 | 19 | 0.38303
29580 | 3.12 | 1 | 365 | 3.5695 | 0.14984 | 3 | 0.7193
30440 | 9.9 | 1 | 365 | 11.3262 | 0.687 | 12 | 0.013153
26910 | 7.02 | 1 | 365 | 8.0313 | 0.087144 | 8 | 0.11842
33472 | 8.06 | 1 | 365 | 9.2211 | 0.47042 | 9 | 0.69152
33106 | 11.96 | 1 | 365 | 13.6829 | 0.40773 | 14 | 0.090637
33299 | 7.28 | 1 | 365 | 8.3287 | 0.68296 | 9 | 0.011692
33801 | 12 | 1 | 365 | 13.7287 | 0.49939 | 14 | 0.22806
33072 | 7.8 | 1 | 365 | 8.9236 | 0.8746 | 9 | 0.79824
25129 | 5.2 | 1 | 365 | 5.9491 | 0.9164 | 6 | 0.86549
33805 | 12.42 | 1 | 365 | 14.2092 | 0.46187 | 14 | 0.67105
29067 | 15.08 | 1 | 365 | 17.2524 | 0.55757 | 17 | 0.80993
28961 | 3.825 | 1 | 365 | 4.376 | 0.76543 | 5 | 0.14145
25148 | 4.68 | 1 | 365 | 5.3542 | 0.72476 | 6 | 0.078945
24887 | 7.8 | 1 | 365 | 8.9236 | 0.8746 | 9 | 0.79824
33822 | 8.1 | 1 | 365 | 9.2669 | 0.56209 | 9 | 0.82894
28948 | 8.32 | 1 | 365 | 9.5185 | 0.066245 | 9 | 0.58479
24261 | 9.62 | 1 | 365 | 11.0058 | 0.045346 | 11 | 0.051165
28611 | 9.1 | 1 | 365 | 10.4109 | 0.85371 | 11 | 0.26462
28460 | 4.505 | 1 | 365 | 5.154 | 0.32373 | 5 | 0.4777
23133 | 4.42 | 1 | 365 | 5.0567 | 0.12894 | 5 | 0.18567
24208 | 9.62 | 1 | 365 | 11.0058 | 0.045346 | 11 | 0.051165
23113 | 3.06 | 1 | 365 | 3.5008 | 0.012345 | 3 | 0.51316
28426 | 6.5 | 1 | 365 | 7.4364 | 0.8955 | 8 | 0.33187
23077 | 14.04 | 1 | 365 | 16.0625 | 0.17429 | 16 | 0.23683
27972 | 3.9 | 1 | 365 | 4.4618 | 0.9373 | 5 | 0.39912
25480 | 3.9 | 1 | 365 | 4.4618 | 0.9373 | 5 | 0.39912
25478 | 4.94 | 1 | 365 | 5.6516 | 0.32058 | 5 | 0.97222
22438 | 4.05 | 1 | 365 | 4.6334 | 0.28104 | 4 | 0.91447
29268 | 6.12 | 1 | 365 | 7.0016 | 0.02469 | 7 | 0.026313
30595 | 9.88 | 1 | 365 | 11.3033 | 0.64117 | 11 | 0.94444
23905 | 5.3 | 1 | 365 | 6.0635 | 0.14556 | 6 | 0.20906
23869 | 8.58 | 1 | 365 | 9.816 | 0.66207 | 10 | 0.47807
23738 | 5.2 | 1 | 365 | 5.9491 | 0.9164 | 6 | 0.86549
29668 | 9.88 | 1 | 365 | 11.3033 | 0.64117 | 11 | 0.94444
33896 | 10.26 | 1 | 365 | 11.738 | 0.51198 | 12 | 0.24999
30563 | 10.791 | 1 | 365 | 12.3455 | 0.72883 | 13 | 0.074337
35077 | 6.6 | 1 | 365 | 7.5508 | 0.12467 | 7 | 0.67544
35103 | 8.91 | 1 | 365 | 10.1935 | 0.4183 | 10 | 0.61184
34926 | 13.2 | 1 | 365 | 15.1015 | 0.24933 | 15 | 0.35087
35124 | 5.99 | 1 | 365 | 6.8529 | 0.72678 | 7 | 0.57968
34945 | 6.095 | 1 | 365 | 6.973 | 0.9674 | 7 | 0.94042
28048 | 7.54 | 1 | 365 | 8.6262 | 0.27878 | 8 | 0.90497
28330 | 1.82 | 1 | 365 | 2.0822 | 0.17074 | 2 | 0.25292
34984 | 9 | 1 | 365 | 10.2965 | 0.62454 | 10 | 0.92105
28758 | 10.92 | 1 | 365 | 12.4931 | 0.024447 | 12 | 0.51754
34994 | 11.7 | 1 | 365 | 13.3855 | 0.81191 | 14 | 0.19736
34929 | 4.8 | 1 | 365 | 5.4915 | 0.99976 | 6 | 0.49123
34934 | 7.2 | 1 | 365 | 8.2372 | 0.49964 | 8 | 0.73684
34958 | 4.77 | 1 | 365 | 5.4571 | 0.93101 | 6 | 0.38816
35031 | 7.2 | 1 | 365 | 8.2372 | 0.49964 | 8 | 0.73684
33769 | 13.515 | 1 | 365 | 15.4619 | 0.97119 | 16 | 0.43311
33836 | 6.3 | 1 | 365 | 7.2076 | 0.43718 | 7 | 0.64473
33940 | 10.175 | 1 | 365 | 11.6408 | 0.31719 | 11 | 0.95796
35107 | 8.215 | 1 | 365 | 9.3984 | 0.82563 | 10 | 0.22405
29126 | 5.46 | 1 | 365 | 6.2465 | 0.51222 | 6 | 0.75877
33830 | 5.04 | 1 | 365 | 5.766 | 0.54974 | 6 | 0.31579
34166 | 16.8 | 1 | 365 | 19.2201 | 0.49915 | 19 | 0.71929
33840 | 4.48 | 1 | 365 | 5.1254 | 0.26644 | 5 | 0.39181
34722 | 12.3 | 1 | 365 | 14.0719 | 0.18688 | 14 | 0.25877
29154 | 5.98 | 1 | 365 | 6.8415 | 0.70386 | 7 | 0.54532
34939 | 6 | 1 | 365 | 6.8643 | 0.7497 | 7 | 0.61403
33853 | 4.2 | 1 | 365 | 4.805 | 0.62479 | 5 | 0.42982
33927 | 4 | 1 | 365 | 4.5762 | 0.16646 | 4 | 0.74269
33926 | 3.825 | 1 | 365 | 4.376 | 0.76543 | 5 | 0.14145
30980 | 11.34 | 1 | 365 | 12.9736 | 0.98693 | 13 | 0.96052
33925 | 7.14 | 1 | 365 | 8.1686 | 0.36214 | 8 | 0.5307
33860 | 4.16 | 1 | 365 | 4.7593 | 0.53312 | 5 | 0.2924
33921 | 3 | 1 | 365 | 3.4322 | 0.87485 | 4 | 0.30702
29198 | 5.2 | 1 | 365 | 5.9491 | 0.9164 | 6 | 0.86549
29230 | 20.8 | 1 | 365 | 23.7964 | 0.66561 | 24 | 0.46198
33445 | 18 | 1 | 365 | 20.593 | 0.24909 | 20 | 0.8421
28071 | 6.24 | 1 | 365 | 7.1389 | 0.29968 | 7 | 0.43859
35183 | 11.5 | 1 | 365 | 13.1566 | 0.35358 | 13 | 0.51023
35224 | 9.45 | 1 | 365 | 10.8113 | 0.65577 | 11 | 0.4671
35256 | 9.5 | 1 | 365 | 10.8685 | 0.77035 | 11 | 0.63888
35166 | 11.4 | 1 | 365 | 13.0422 | 0.12442 | 13 | 0.16666
37643 | 10.25 | 1 | 365 | 11.7266 | 0.48906 | 12 | 0.21564
34907 | 3.57 | 1 | 365 | 4.0843 | 0.18107 | 4 | 0.26535
34921 | 11.1 | 1 | 365 | 12.699 | 0.43694 | 13 | 0.13596
27256 | 2.08 | 1 | 365 | 2.3796 | 0.76656 | 3 | 0.1462
35400 | 6.3 | 1 | 365 | 7.2076 | 0.43718 | 7 | 0.64473
35439 | 5.04 | 1 | 365 | 5.766 | 0.54974 | 6 | 0.31579
35448 | 10.8 | 1 | 365 | 12.3558 | 0.74945 | 13 | 0.10526
28247 | 5.1 | 1 | 365 | 5.8347 | 0.68724 | 6 | 0.52193
36871 | 5.225 | 1 | 365 | 5.9777 | 0.97369 | 6 | 0.95139
28254 | 4.16 | 1 | 365 | 4.7593 | 0.53312 | 5 | 0.2924
24944 | 3.64 | 1 | 365 | 4.1644 | 0.34148 | 4 | 0.50585
36900 | 11 | 1 | 365 | 12.5846 | 0.20778 | 12 | 0.79239
36915 | 5.4 | 1 | 365 | 6.1779 | 0.37473 | 6 | 0.55263
36887 | 7.02 | 1 | 365 | 8.0313 | 0.087144 | 8 | 0.11842
36964 | 6 | 1 | 365 | 6.8643 | 0.7497 | 7 | 0.61403
36980 | 6.48 | 1 | 365 | 7.4135 | 0.84967 | 8 | 0.26315
36988 | 6.63 | 1 | 365 | 7.5851 | 0.19341 | 7 | 0.77851
37002 | 7.56 | 1 | 365 | 8.6491 | 0.32462 | 8 | 0.97368
37110 | 3.92 | 1 | 365 | 4.4847 | 0.98313 | 5 | 0.46783
37119 | 6.9 | 1 | 365 | 7.894 | 0.81215 | 8 | 0.70614
37124 | 6.44 | 1 | 365 | 7.3677 | 0.75801 | 8 | 0.12573
36563 | 9.6 | 1 | 365 | 10.9829 | 0.99951 | 11 | 0.98245
36564 | 4.2 | 1 | 365 | 4.805 | 0.62479 | 5 | 0.42982
37127 | 6.6 | 1 | 365 | 7.5508 | 0.12467 | 7 | 0.67544
37195 | 13.407 | 1 | 365 | 15.3384 | 0.7237 | 16 | 0.062055
37232 | 7.2 | 1 | 365 | 8.2372 | 0.49964 | 8 | 0.73684
37338 | 4.425 | 1 | 365 | 5.0624 | 0.1404 | 5 | 0.20285
37342 | 2.45 | 1 | 365 | 2.8029 | 0.61446 | 3 | 0.4174
37353 | 8.91 | 1 | 365 | 10.1935 | 0.4183 | 10 | 0.61184
37360 | 6.24 | 1 | 365 | 7.1389 | 0.29968 | 7 | 0.43859
37420 | 9.72 | 1 | 365 | 11.1202 | 0.27451 | 11 | 0.39473
37350 | 10 | 1 | 365 | 11.4406 | 0.91616 | 12 | 0.35672
37423 | 7.14 | 1 | 365 | 8.1686 | 0.36214 | 8 | 0.5307
37432 | 10.25 | 1 | 365 | 11.7266 | 0.48906 | 12 | 0.21564
37441 | 12.06 | 1 | 365 | 13.7973 | 0.63689 | 14 | 0.4342
37443 | 3 | 1 | 365 | 3.4322 | 0.87485 | 4 | 0.30702
37453 | 6.54 | 1 | 365 | 7.4821 | 0.98717 | 8 | 0.46929
37032 | 4.95 | 1 | 365 | 5.6631 | 0.3435 | 6 | 0.0065764
37038 | 9.1 | 1 | 365 | 10.4109 | 0.85371 | 11 | 0.26462
35070 | 13.77 | 1 | 365 | 15.7537 | 0.55555 | 16 | 0.3092
36907 | 6.76 | 1 | 365 | 7.7338 | 0.49132 | 8 | 0.22514
27648 | 8.06 | 1 | 365 | 9.2211 | 0.47042 | 9 | 0.69152
37141 | 7.02 | 1 | 365 | 8.0313 | 0.087144 | 8 | 0.11842
37179 | 4.675 | 1 | 365 | 5.3485 | 0.7133 | 6 | 0.061767
37187 | 9.275 | 1 | 365 | 10.6111 | 0.25474 | 10 | 0.86586
37188 | 9.45 | 1 | 365 | 10.8113 | 0.65577 | 11 | 0.4671
37215 | 9.35 | 1 | 365 | 10.6969 | 0.42661 | 11 | 0.12353
37253 | 4.24 | 1 | 365 | 4.8508 | 0.71645 | 5 | 0.56725
37269 | 10.2 | 1 | 365 | 11.6694 | 0.37448 | 12 | 0.043854
37258 | 6 | 1 | 365 | 6.8643 | 0.7497 | 7 | 0.61403
37302 | 8.525 | 1 | 365 | 9.7531 | 0.53603 | 10 | 0.2891
37332 | 9.99 | 1 | 365 | 11.4291 | 0.89324 | 12 | 0.32236
31088 | 6.36 | 1 | 365 | 7.2762 | 0.57468 | 7 | 0.85087
37306 | 11.18 | 1 | 365 | 12.7905 | 0.62027 | 13 | 0.41081
37050 | 4.675 | 1 | 365 | 5.3485 | 0.7133 | 6 | 0.061767
37349 | 7.28 | 1 | 365 | 8.3287 | 0.68296 | 9 | 0.011692
37434 | 9.9 | 1 | 365 | 11.3262 | 0.687 | 12 | 0.013153
37439 | 9.805 | 1 | 365 | 11.2175 | 0.46929 | 11 | 0.68676
31754 | 9.18 | 1 | 365 | 10.5024 | 0.037035 | 10 | 0.53947
31729 | 4.41 | 1 | 365 | 5.0453 | 0.10603 | 5 | 0.15131
31682 | 7.95 | 1 | 365 | 9.0952 | 0.21835 | 9 | 0.31359
31297 | 3.71 | 1 | 365 | 4.2444 | 0.5019 | 4 | 0.74634
31290 | 7.65 | 1 | 365 | 8.752 | 0.53086 | 9 | 0.28289
31275 | 6.12 | 1 | 365 | 7.0016 | 0.02469 | 7 | 0.026313
31271 | 8.88 | 1 | 365 | 10.1592 | 0.34955 | 10 | 0.50877
31269 | 3.71 | 1 | 365 | 4.2444 | 0.5019 | 4 | 0.74634
31262 | 10.2 | 1 | 365 | 11.6694 | 0.37448 | 12 | 0.043854
31256 | 5.1 | 1 | 365 | 5.8347 | 0.68724 | 6 | 0.52193
31253 | 6.89 | 1 | 365 | 7.8825 | 0.78923 | 8 | 0.67178
31122 | 6 | 1 | 365 | 6.8643 | 0.7497 | 7 | 0.61403
31073 | 8.75 | 1 | 365 | 10.0105 | 0.05164 | 10 | 0.06213
31032 | 6.36 | 1 | 365 | 7.2762 | 0.57468 | 7 | 0.85087
31024 | 11.66 | 1 | 365 | 13.3397 | 0.72024 | 14 | 0.059936
31009 | 4.24 | 1 | 365 | 4.8508 | 0.71645 | 5 | 0.56725
30990 | 6.89 | 1 | 365 | 7.8825 | 0.78923 | 8 | 0.67178
30940 | 6.36 | 1 | 365 | 7.2762 | 0.57468 | 7 | 0.85087
30926 | 4.24 | 1 | 365 | 4.8508 | 0.71645 | 5 | 0.56725
30895 | 9.18 | 1 | 365 | 10.5024 | 0.037035 | 10 | 0.53947
29937 | 4.8 | 1 | 365 | 5.4915 | 0.99976 | 6 | 0.49123
27110 | 4.24 | 1 | 365 | 4.8508 | 0.71645 | 5 | 0.56725
27091 | 7.65 | 1 | 365 | 8.752 | 0.53086 | 9 | 0.28289
37460 | 7.56 | 1 | 365 | 8.6491 | 0.32462 | 8 | 0.97368
36207 | 7.28 | 1 | 365 | 8.3287 | 0.68296 | 9 | 0.011692
31295 | 5.52 | 1 | 365 | 6.3152 | 0.64972 | 6 | 0.96491
27117 | 3.71 | 1 | 365 | 4.2444 | 0.5019 | 4 | 0.74634
27120 | 7.65 | 1 | 365 | 8.752 | 0.53086 | 9 | 0.28289
27125 | 5.3 | 1 | 365 | 6.0635 | 0.14556 | 6 | 0.20906
27130 | 5.39 | 1 | 365 | 6.1665 | 0.35181 | 6 | 0.51827
27134 | 9.18 | 1 | 365 | 10.5024 | 0.037035 | 10 | 0.53947
27133 | 6.39 | 1 | 365 | 7.3105 | 0.64343 | 7 | 0.95394
27132 | 7.42 | 1 | 365 | 8.4889 | 0.0037907 | 8 | 0.49269
27378 | 12.6 | 1 | 365 | 14.4151 | 0.87436 | 15 | 0.28947
27076 | 36 | 0.9 | 365 | 37.0674 | 0.24836 | 37 | 0.31577
36173 | 6.75 | 1 | 365 | 7.7224 | 0.46841 | 8 | 0.19079
36642 | 6.72 | 1 | 365 | 7.6881 | 0.39966 | 8 | 0.087716
36640 | 5.7 | 1 | 365 | 6.5211 | 0.062211 | 6 | 0.58333
36637 | 12.19 | 1 | 365 | 13.946 | 0.9348 | 14 | 0.88084
36627 | 3.92 | 1 | 365 | 4.4847 | 0.98313 | 5 | 0.46783
37373 | 9 | 1 | 365 | 10.2965 | 0.62454 | 10 | 0.92105
36883 | 8.06 | 1 | 365 | 9.2211 | 0.47042 | 9 | 0.69152
33391 | 8.75 | 1 | 365 | 10.0105 | 0.05164 | 10 | 0.06213
36694 | 3.42 | 1 | 365 | 3.9127 | 0.83733 | 4 | 0.75
36757 | 7.92 | 1 | 365 | 9.0609 | 0.1496 | 9 | 0.21052
36691 | 3.78 | 1 | 365 | 4.3245 | 0.66231 | 4 | 0.98684
36772 | 18.3 | 1 | 365 | 20.9362 | 0.93657 | 21 | 0.8728
36776 | 9 | 1 | 365 | 10.2965 | 0.62454 | 10 | 0.92105
36912 | 5.1 | 1 | 365 | 5.8347 | 0.68724 | 6 | 0.52193
36942 | 10.005 | 1 | 365 | 11.4463 | 0.92762 | 12 | 0.3739
37440 | 10 | 1 | 365 | 11.4406 | 0.91616 | 12 | 0.35672
36656 | 9.945 | 1 | 365 | 11.3776 | 0.79012 | 12 | 0.16776
37328 | 4.8 | 1 | 365 | 5.4915 | 0.99976 | 6 | 0.49123
37343 | 6.75 | 1 | 365 | 7.7224 | 0.46841 | 8 | 0.19079
37382 | 3.12 | 1 | 365 | 3.5695 | 0.14984 | 3 | 0.7193
37384 | 9 | 1 | 365 | 10.2965 | 0.62454 | 10 | 0.92105
37394 | 7.8 | 1 | 365 | 8.9236 | 0.8746 | 9 | 0.79824
37397 | 6.4 | 1 | 365 | 7.322 | 0.66634 | 7 | 0.9883
37400 | 5.2 | 1 | 365 | 5.9491 | 0.9164 | 6 | 0.86549
35397 | 9.72 | 1 | 365 | 11.1202 | 0.27451 | 11 | 0.39473
35524 | 9.54 | 1 | 365 | 10.9143 | 0.86202 | 11 | 0.77631
37404 | 11.88 | 1 | 365 | 13.5914 | 0.2244 | 13 | 0.81578
35537 | 7.28 | 1 | 365 | 8.3287 | 0.68296 | 9 | 0.011692
37421 | 6.75 | 1 | 365 | 7.7224 | 0.46841 | 8 | 0.19079
35528 | 7.14 | 1 | 365 | 8.1686 | 0.36214 | 8 | 0.5307
36770 | 12 | 1 | 365 | 13.7287 | 0.49939 | 14 | 0.22806
36920 | 10.2 | 1 | 365 | 11.6694 | 0.37448 | 12 | 0.043854
35540 | 5.46 | 1 | 365 | 6.2465 | 0.51222 | 6 | 0.75877
35541 | 4.68 | 1 | 365 | 5.3542 | 0.72476 | 6 | 0.078945
31293 | 4.24 | 1 | 365 | 4.8508 | 0.71645 | 5 | 0.56725
30391 | 13.005 | 1 | 365 | 14.8784 | 0.80247 | 15 | 0.68091
27135 | 7.95 | 1 | 365 | 9.0952 | 0.21835 | 9 | 0.31359
34292 | 8.215 | 1 | 365 | 9.3984 | 0.82563 | 10 | 0.22405
29898 | 8.06 | 1 | 365 | 9.2211 | 0.47042 | 9 | 0.69152
27137 | 6.89 | 1 | 365 | 7.8825 | 0.78923 | 8 | 0.67178
27141 | 6.63 | 1 | 365 | 7.5851 | 0.19341 | 7 | 0.77851
28513 | 3.71 | 1 | 365 | 4.2444 | 0.5019 | 4 | 0.74634
35586 | 5.1 | 1 | 365 | 5.8347 | 0.68724 | 6 | 0.52193
28519 | 11.66 | 1 | 365 | 13.3397 | 0.72024 | 14 | 0.059936
35588 | 7.155 | 1 | 365 | 8.1857 | 0.39651 | 8 | 0.58223
31046 | 4.32 | 1 | 365 | 4.9423 | 0.89978 | 5 | 0.8421
35615 | 6.24 | 1 | 365 | 7.1389 | 0.29968 | 7 | 0.43859
27522 | 9.62 | 1 | 365 | 11.0058 | 0.045346 | 11 | 0.051165
31130 | 3.36 | 1 | 365 | 3.844 | 0.69983 | 4 | 0.54386
31066 | 4.8 | 1 | 365 | 5.4915 | 0.99976 | 6 | 0.49123
35634 | 7.8 | 1 | 365 | 8.9236 | 0.8746 | 9 | 0.79824
35718 | 11 | 1 | 365 | 12.5846 | 0.20778 | 12 | 0.79239
28570 | 13.77 | 1 | 365 | 15.7537 | 0.55555 | 16 | 0.3092
35726 | 9.18 | 1 | 365 | 10.5024 | 0.037035 | 10 | 0.53947
37316 | 12.2 | 1 | 365 | 13.9575 | 0.95772 | 14 | 0.9152
35732 | 34.1 | 0.9 | 365 | 35.1111 | 0.3297 | 35 | 0.44077
37648 | 1.44 | 1 | 365 | 1.6474 | 0.29993 | 1 | 0.94737
32355 | 6 | 1 | 365 | 6.8643 | 0.7497 | 7 | 0.61403
37659 | 9.6 | 1 | 365 | 10.9829 | 0.99951 | 11 | 0.98245
32348 | 8.48 | 1 | 365 | 9.7016 | 0.4329 | 10 | 0.1345
37661 | 5.5 | 1 | 365 | 6.2923 | 0.60389 | 6 | 0.8962
37662 | 9 | 1 | 365 | 10.2965 | 0.62454 | 10 | 0.92105
37665 | 6.3 | 1 | 365 | 7.2076 | 0.43718 | 7 | 0.64473
35751 | 5.185 | 1 | 365 | 5.9319 | 0.88203 | 6 | 0.81396
35769 | 9.18 | 1 | 365 | 10.5024 | 0.037035 | 10 | 0.53947
35779 | 5.2 | 1 | 365 | 5.9491 | 0.9164 | 6 | 0.86549
35783 | 10.5 | 1 | 365 | 12.0126 | 0.061968 | 12 | 0.074556
35787 | 5.4 | 1 | 365 | 6.1779 | 0.37473 | 6 | 0.55263
35620 | 3.5 | 1 | 365 | 4.0042 | 0.020656 | 4 | 0.024852
37670 | 8.745 | 1 | 365 | 10.0048 | 0.040182 | 10 | 0.044952
37673 | 7.83 | 1 | 365 | 8.958 | 0.94335 | 9 | 0.90131
35383 | 4.77 | 1 | 365 | 5.4571 | 0.93101 | 6 | 0.38816
35137 | 5.4 | 1 | 365 | 6.1779 | 0.37473 | 6 | 0.55263
18385 | 2.34 | 1 | 365 | 2.6771 | 0.36238 | 3 | 0.039472
31466 | 5.98 | 1 | 365 | 6.8415 | 0.70386 | 7 | 0.54532
17339 | 5.88 | 1 | 365 | 6.727 | 0.4747 | 7 | 0.20175
17814 | 5.865 | 1 | 365 | 6.7099 | 0.44033 | 7 | 0.15022
35560 | 9.945 | 1 | 365 | 11.3776 | 0.79012 | 12 | 0.16776
35852 | 9.6 | 1 | 365 | 10.9829 | 0.99951 | 11 | 0.98245
35864 | 8.1 | 1 | 365 | 9.2669 | 0.56209 | 9 | 0.82894
31489 | 12.48 | 1 | 365 | 14.2778 | 0.59937 | 14 | 0.87719
35582 | 4.94 | 1 | 365 | 5.6516 | 0.32058 | 5 | 0.97222
35590 | 6.76 | 1 | 365 | 7.7338 | 0.49132 | 8 | 0.22514
31600 | 5.95 | 1 | 365 | 6.8071 | 0.63512 | 7 | 0.44225
35591 | 10.14 | 1 | 365 | 11.6007 | 0.23699 | 11 | 0.83771
35599 | 10.92 | 1 | 365 | 12.4931 | 0.024447 | 12 | 0.51754
27768 | 5.565 | 1 | 365 | 6.3667 | 0.75284 | 7 | 0.11951
27511 | 11.96 | 1 | 365 | 13.6829 | 0.40773 | 14 | 0.090637
18789 | 3.43 | 1 | 365 | 3.9241 | 0.86024 | 4 | 0.78435
36061 | 3.12 | 1 | 365 | 3.5695 | 0.14984 | 3 | 0.7193
36048 | 2.08 | 1 | 365 | 2.3796 | 0.76656 | 3 | 0.1462
36068 | 8.1 | 1 | 365 | 9.2669 | 0.56209 | 9 | 0.82894
36073 | 3.38 | 1 | 365 | 3.8669 | 0.74566 | 4 | 0.61257
31725 | 9.88 | 1 | 365 | 11.3033 | 0.64117 | 11 | 0.94444
36225 | 4.2 | 1 | 365 | 4.805 | 0.62479 | 5 | 0.42982
17004 | 5.355 | 1 | 365 | 6.1264 | 0.2716 | 6 | 0.39802
36255 | 6.47 | 1 | 365 | 7.402 | 0.82676 | 8 | 0.2288
36112 | 2.86 | 1 | 365 | 3.272 | 0.55402 | 3 | 0.82602
36284 | 12 | 1 | 365 | 13.7287 | 0.49939 | 14 | 0.22806
36328 | 11.475 | 1 | 365 | 13.128 | 0.29629 | 13 | 0.42434
36293 | 16.65 | 1 | 365 | 19.0485 | 0.15541 | 19 | 0.20394
36305 | 7.8 | 1 | 365 | 8.9236 | 0.8746 | 9 | 0.79824
36556 | 10.92 | 1 | 365 | 12.4931 | 0.024447 | 12 | 0.51754
36566 | 11.2 | 1 | 365 | 12.8134 | 0.6661 | 13 | 0.47953
36580 | 12.65 | 1 | 365 | 14.4723 | 0.98894 | 15 | 0.46125
36895 | 5 | 1 | 365 | 5.7203 | 0.45808 | 6 | 0.17836
36693 | 8.84 | 1 | 365 | 10.1135 | 0.25789 | 10 | 0.37134
36724 | 10.175 | 1 | 365 | 11.6408 | 0.31719 | 11 | 0.95796
36875 | 7.25 | 1 | 365 | 8.2944 | 0.61422 | 8 | 0.90862
36710 | 10.71 | 1 | 365 | 12.2528 | 0.54321 | 12 | 0.79605
36968 | 4.95 | 1 | 365 | 5.6631 | 0.3435 | 6 | 0.0065764
21315 | 5.46 | 1 | 365 | 6.2465 | 0.51222 | 6 | 0.75877
21333 | 2.295 | 1 | 365 | 2.6256 | 0.25926 | 2 | 0.88487
35487 | 6.5 | 1 | 365 | 7.4364 | 0.8955 | 8 | 0.33187
21606 | 6.5 | 1 | 365 | 7.4364 | 0.8955 | 8 | 0.33187
21711 | 5.46 | 1 | 365 | 6.2465 | 0.51222 | 6 | 0.75877
21816 | 4.42 | 1 | 365 | 5.0567 | 0.12894 | 5 | 0.18567
36925 | 6.5 | 1 | 365 | 7.4364 | 0.8955 | 8 | 0.33187
37013 | 9.9 | 1 | 365 | 11.3262 | 0.687 | 12 | 0.013153
31504 | 9.81 | 1 | 365 | 11.2232 | 0.48075 | 11 | 0.70394
37329 | 3.25 | 1 | 365 | 3.7182 | 0.44775 | 4 | 0.16593
36407 | 13.08 | 1 | 365 | 14.9643 | 0.97434 | 15 | 0.93859
37369 | 7.625 | 1 | 365 | 8.7234 | 0.47357 | 9 | 0.197
37419 | 10.25 | 1 | 365 | 11.7266 | 0.48906 | 12 | 0.21564
36535 | 7.2 | 1 | 365 | 8.2372 | 0.49964 | 8 | 0.73684
36950 | 10.4 | 1 | 365 | 11.8982 | 0.83281 | 12 | 0.73099
36544 | 5.1 | 1 | 365 | 5.8347 | 0.68724 | 6 | 0.52193
36548 | 12 | 1 | 365 | 13.7287 | 0.49939 | 14 | 0.22806
34054 | 7.51 | 1 | 365 | 8.5919 | 0.21004 | 8 | 0.8019
36550 | 6.9 | 1 | 365 | 7.894 | 0.81215 | 8 | 0.70614
36567 | 5.232 | 1 | 365 | 5.9857 | 0.98973 | 6 | 0.97544
16847 | 9.435 | 1 | 365 | 10.7942 | 0.6214 | 11 | 0.41557
36568 | 6.3 | 1 | 365 | 7.2076 | 0.43718 | 7 | 0.64473
36569 | 11.18 | 1 | 365 | 12.7905 | 0.62027 | 13 | 0.41081
37096 | 6.5 | 1 | 365 | 7.4364 | 0.8955 | 8 | 0.33187
36570 | 6 | 1 | 365 | 6.8643 | 0.7497 | 7 | 0.61403
36571 | 4.86 | 1 | 365 | 5.5601 | 0.13725 | 5 | 0.69737
37666 | 5.559 | 1 | 365 | 6.3598 | 0.73909 | 7 | 0.098901
36572 | 9.1 | 1 | 365 | 10.4109 | 0.85371 | 11 | 0.26462
36573 | 4.68 | 1 | 365 | 5.3542 | 0.72476 | 6 | 0.078945
17387 | 9.62 | 1 | 365 | 11.0058 | 0.045346 | 11 | 0.051165
36574 | 11.4 | 1 | 365 | 13.0422 | 0.12442 | 13 | 0.16666
36575 | 12.255 | 1 | 365 | 14.0204 | 0.083754 | 14 | 0.10416
36576 | 10.791 | 1 | 365 | 12.3455 | 0.72883 | 13 | 0.074337
36595 | 6 | 1 | 365 | 6.8643 | 0.7497 | 7 | 0.61403
36635 | 5.4 | 1 | 365 | 6.1779 | 0.37473 | 6 | 0.55263
17495 | 6.375 | 1 | 365 | 7.2934 | 0.60905 | 7 | 0.90241
34685 | 5.7 | 1 | 365 | 6.5211 | 0.062211 | 6 | 0.58333
33882 | 5.4 | 1 | 365 | 6.1779 | 0.37473 | 6 | 0.55263
36791 | 8.75 | 1 | 365 | 10.0105 | 0.05164 | 10 | 0.06213
15956 | 6.125 | 1 | 365 | 7.0073 | 0.036148 | 7 | 0.043491
36813 | 8.4 | 1 | 365 | 9.6101 | 0.24957 | 9 | 0.85964
15787 | 6.75 | 1 | 365 | 7.7224 | 0.46841 | 8 | 0.19079
36614 | 2.7 | 1 | 365 | 3.089 | 0.18736 | 3 | 0.27631
36841 | 6.6 | 1 | 365 | 7.5508 | 0.12467 | 7 | 0.67544
37222 | 7.02 | 1 | 365 | 8.0313 | 0.087144 | 8 | 0.11842
37667 | 9.3 | 1 | 365 | 10.6397 | 0.31203 | 10 | 0.95175
37664 | 3.597 | 1 | 365 | 4.1152 | 0.24294 | 4 | 0.35811
37639 | 9.975 | 1 | 365 | 11.412 | 0.85887 | 12 | 0.27083
37637 | 3.3 | 1 | 365 | 3.7754 | 0.56233 | 4 | 0.33772
37623 | 11.34 | 1 | 365 | 12.9736 | 0.98693 | 13 | 0.96052
35748 | 14.388 | 1 | 365 | 16.4607 | 0.97177 | 17 | 0.43245
24438 | 9.483 | 1 | 365 | 10.8491 | 0.73139 | 11 | 0.58048
35742 | 5.25 | 1 | 365 | 6.0063 | 0.030984 | 6 | 0.037278
35752 | 9.75 | 1 | 365 | 11.1545 | 0.34326 | 11 | 0.4978
35773 | 5 | 1 | 365 | 5.7203 | 0.45808 | 6 | 0.17836
32678 | 4.42 | 1 | 365 | 5.0567 | 0.12894 | 5 | 0.18567
33692 | 3.57 | 1 | 365 | 4.0843 | 0.18107 | 4 | 0.26535
37008 | 5.46 | 1 | 365 | 6.2465 | 0.51222 | 6 | 0.75877
32944 | 12.19 | 1 | 365 | 13.946 | 0.9348 | 14 | 0.88084
23069 | 12.75 | 1 | 365 | 14.5867 | 0.2181 | 14 | 0.80482
35494 | 3.64 | 1 | 365 | 4.1644 | 0.34148 | 4 | 0.50585
35868 | 5.83 | 1 | 365 | 6.6698 | 0.36012 | 7 | 0.029968
36107 | 4.32 | 1 | 365 | 4.9423 | 0.89978 | 5 | 0.8421
36838 | 4.77 | 1 | 365 | 5.4571 | 0.93101 | 6 | 0.38816
37341 | 24.57 | 1 | 365 | 28.1095 | 0.30501 | 28 | 0.41446
17295 | 4.68 | 1 | 365 | 5.3542 | 0.72476 | 6 | 0.078945
14897 | 6.63 | 1 | 365 | 7.5851 | 0.19341 | 7 | 0.77851
35781 | 15.95 | 1 | 365 | 18.2477 | 0.55128 | 18 | 0.79897
30612 | 8.58 | 1 | 365 | 9.816 | 0.66207 | 10 | 0.47807
36869 | 4.42 | 1 | 365 | 5.0567 | 0.12894 | 5 | 0.18567
23706 | 5.1 | 1 | 365 | 5.8347 | 0.68724 | 6 | 0.52193
37671 | 7.56 | 1 | 365 | 8.6491 | 0.32462 | 8 | 0.97368
35565 | 13.26 | 1 | 365 | 15.1702 | 0.38683 | 15 | 0.55701
35558 | 11.18 | 1 | 365 | 12.7905 | 0.62027 | 13 | 0.41081
37348 | 4.8 | 1 | 365 | 5.4915 | 0.99976 | 6 | 0.49123
36762 | 5.559 | 1 | 365 | 6.3598 | 0.73909 | 7 | 0.098901
25896 | 9 | 1 | 365 | 10.2965 | 0.62454 | 10 | 0.92105
27533 | 13.75 | 1 | 365 | 15.7308 | 0.50972 | 16 | 0.24049
34514 | 11.13 | 1 | 365 | 12.7333 | 0.50569 | 13 | 0.23903
28766 | 3.9 | 1 | 365 | 4.4618 | 0.9373 | 5 | 0.39912
30937 | 6.24 | 1 | 365 | 7.1389 | 0.29968 | 7 | 0.43859
34371 | 3.9 | 1 | 365 | 4.4618 | 0.9373 | 5 | 0.39912
25575 | 5.46 | 1 | 365 | 6.2465 | 0.51222 | 6 | 0.75877
33919 | 7 | 1 | 365 | 8.0084 | 0.041312 | 8 | 0.049704
36970 | 5.75 | 1 | 365 | 6.5783 | 0.17679 | 6 | 0.75511
31765 | 4.08 | 1 | 365 | 4.6677 | 0.34979 | 5 | 0.017542
18437 | 6.885 | 1 | 365 | 7.8768 | 0.77778 | 8 | 0.6546
35762 | 15 | 1 | 365 | 17.1608 | 0.37424 | 17 | 0.53508
35784 | 15.95 | 1 | 365 | 18.2477 | 0.55128 | 18 | 0.79897
31744 | 10.2 | 1 | 365 | 11.6694 | 0.37448 | 12 | 0.043854
37312 | 10.26 | 1 | 365 | 11.738 | 0.51198 | 12 | 0.24999
30932 | 8.84 | 1 | 365 | 10.1135 | 0.25789 | 10 | 0.37134
16780 | 446.71 | 0.9 | 365 | 459.9551 | 0.31901 | 460 | 0.27414
28493 | 4.94 | 1 | 365 | 5.6516 | 0.32058 | 5 | 0.97222
31140 | 5.5 | 1 | 365 | 6.2923 | 0.60389 | 6 | 0.8962
37649 | 9.18 | 1 | 365 | 10.5024 | 0.037035 | 10 | 0.53947
29552 | 4.94 | 1 | 365 | 5.6516 | 0.32058 | 5 | 0.97222
17708 | 2.08 | 1 | 365 | 2.3796 | 0.76656 | 3 | 0.1462
33890 | 10.5 | 1 | 365 | 12.0126 | 0.061968 | 12 | 0.074556
36910 | 3.5 | 1 | 365 | 4.0042 | 0.020656 | 4 | 0.024852
33291 | 3.64 | 1 | 365 | 4.1644 | 0.34148 | 4 | 0.50585
36765 | 12.1 | 1 | 365 | 13.8431 | 0.72855 | 14 | 0.57163
37336 | 4.32 | 1 | 365 | 4.9423 | 0.89978 | 5 | 0.8421
37101 | 15 | 1 | 365 | 17.1608 | 0.37424 | 17 | 0.53508
37103 | 12 | 1 | 365 | 13.7287 | 0.49939 | 14 | 0.22806
35612 | 7.8 | 1 | 365 | 8.9236 | 0.8746 | 9 | 0.79824
35743 | 5.75 | 1 | 365 | 6.5783 | 0.17679 | 6 | 0.75511
35750 | 22 | 1 | 365 | 25.1692 | 0.41555 | 25 | 0.58478
35747 | 9 | 1 | 365 | 10.2965 | 0.62454 | 10 | 0.92105
35739 | 22 | 1 | 365 | 25.1692 | 0.41555 | 25 | 0.58478
35735 | 18.425 | 1 | 365 | 21.0792 | 0.22302 | 21 | 0.30226
35741 | 12 | 1 | 365 | 13.7287 | 0.49939 | 14 | 0.22806
27254 | 24.77 | 1 | 365 | 28.3383 | 0.76333 | 29 | 0.1016
37654 | 1.44 | 1 | 365 | 1.6474 | 0.29993 | 1 | 0.94737
29095 | 11.7 | 1 | 365 | 13.3855 | 0.81191 | 14 | 0.19736
29098 | 14.04 | 1 | 365 | 16.0625 | 0.17429 | 16 | 0.23683
29099 | 18.615 | 1 | 365 | 21.2966 | 0.65843 | 21 | 0.95503
29081 | 7.685 | 1 | 365 | 8.7921 | 0.61107 | 9 | 0.40314
29160 | 3.9 | 1 | 365 | 4.4618 | 0.9373 | 5 | 0.39912
29163 | 11.7 | 1 | 365 | 13.3855 | 0.81191 | 14 | 0.19736
29180 | 4.68 | 1 | 365 | 5.3542 | 0.72476 | 6 | 0.078945
29185 | 7.28 | 1 | 365 | 8.3287 | 0.68296 | 9 | 0.011692
29166 | 8.58 | 1 | 365 | 9.816 | 0.66207 | 10 | 0.47807
29247 | 5.3 | 1 | 365 | 6.0635 | 0.14556 | 6 | 0.20906
29256 | 13.25 | 1 | 365 | 15.1587 | 0.36391 | 15 | 0.52265
29260 | 2.34 | 1 | 365 | 2.6771 | 0.36238 | 3 | 0.039472
29271 | 3.64 | 1 | 365 | 4.1644 | 0.34148 | 4 | 0.50585
29282 | 3.445 | 1 | 365 | 3.9413 | 0.89462 | 4 | 0.83589
29285 | 8.32 | 1 | 365 | 9.5185 | 0.066245 | 9 | 0.58479
29301 | 18.72 | 1 | 365 | 21.4167 | 0.89905 | 22 | 0.31578
29312 | 3.9 | 1 | 365 | 4.4618 | 0.9373 | 5 | 0.39912
29313 | 4.77 | 1 | 365 | 5.4571 | 0.93101 | 6 | 0.38816
29315 | 5.98 | 1 | 365 | 6.8415 | 0.70386 | 7 | 0.54532
29318 | 10.07 | 1 | 365 | 11.5206 | 0.076573 | 11 | 0.59722
29321 | 4.94 | 1 | 365 | 5.6516 | 0.32058 | 5 | 0.97222
29322 | 10.4 | 1 | 365 | 11.8982 | 0.83281 | 12 | 0.73099
29323 | 11.44 | 1 | 365 | 13.088 | 0.21609 | 13 | 0.30409
29325 | 5.72 | 1 | 365 | 6.544 | 0.10804 | 6 | 0.65204
29385 | 11.7 | 1 | 365 | 13.3855 | 0.81191 | 14 | 0.19736
29484 | 8.32 | 1 | 365 | 9.5185 | 0.066245 | 9 | 0.58479
28730 | 4.94 | 1 | 365 | 5.6516 | 0.32058 | 5 | 0.97222
29526 | 11.7 | 1 | 365 | 13.3855 | 0.81191 | 14 | 0.19736
29525 | 3.975 | 1 | 365 | 4.5476 | 0.10917 | 4 | 0.6568
29527 | 7.02 | 1 | 365 | 8.0313 | 0.087144 | 8 | 0.11842
29528 | 2.08 | 1 | 365 | 2.3796 | 0.76656 | 3 | 0.1462
29530 | 10.92 | 1 | 365 | 12.4931 | 0.024447 | 12 | 0.51754
29532 | 6.24 | 1 | 365 | 7.1389 | 0.29968 | 7 | 0.43859
29533 | 8.32 | 1 | 365 | 9.5185 | 0.066245 | 9 | 0.58479
29542 | 11.96 | 1 | 365 | 13.6829 | 0.40773 | 14 | 0.090637
29543 | 4.505 | 1 | 365 | 5.154 | 0.32373 | 5 | 0.4777
29616 | 3.57 | 1 | 365 | 4.0843 | 0.18107 | 4 | 0.26535
29599 | 4.42 | 1 | 365 | 5.0567 | 0.12894 | 5 | 0.18567
29629 | 5.3 | 1 | 365 | 6.0635 | 0.14556 | 6 | 0.20906
29640 | 14.04 | 1 | 365 | 16.0625 | 0.17429 | 16 | 0.23683
29645 | 4.845 | 1 | 365 | 5.543 | 0.10288 | 5 | 0.64583
29657 | 4.68 | 1 | 365 | 5.3542 | 0.72476 | 6 | 0.078945
29651 | 7.54 | 1 | 365 | 8.6262 | 0.27878 | 8 | 0.90497
29654 | 5.98 | 1 | 365 | 6.8415 | 0.70386 | 7 | 0.54532
29649 | 5.2 | 1 | 365 | 5.9491 | 0.9164 | 6 | 0.86549
29652 | 9.62 | 1 | 365 | 11.0058 | 0.045346 | 11 | 0.051165
29655 | 3.12 | 1 | 365 | 3.5695 | 0.14984 | 3 | 0.7193
29658 | 8.84 | 1 | 365 | 10.1135 | 0.25789 | 10 | 0.37134
29660 | 8.06 | 1 | 365 | 9.2211 | 0.47042 | 9 | 0.69152
29661 | 10.71 | 1 | 365 | 12.2528 | 0.54321 | 12 | 0.79605
29664 | 3.71 | 1 | 365 | 4.2444 | 0.5019 | 4 | 0.74634
29666 | 6.24 | 1 | 365 | 7.1389 | 0.29968 | 7 | 0.43859
29667 | 5.72 | 1 | 365 | 6.544 | 0.10804 | 6 | 0.65204
29671 | 9.88 | 1 | 365 | 11.3033 | 0.64117 | 11 | 0.94444
29674 | 8.925 | 1 | 365 | 10.2107 | 0.45267 | 10 | 0.66337
29675 | 10.2 | 1 | 365 | 11.6694 | 0.37448 | 12 | 0.043854
29677 | 5.98 | 1 | 365 | 6.8415 | 0.70386 | 7 | 0.54532
29678 | 4.77 | 1 | 365 | 5.4571 | 0.93101 | 6 | 0.38816
29702 | 4.16 | 1 | 365 | 4.7593 | 0.53312 | 5 | 0.2924
29701 | 7.02 | 1 | 365 | 8.0313 | 0.087144 | 8 | 0.11842
29681 | 8.84 | 1 | 365 | 10.1135 | 0.25789 | 10 | 0.37134
29683 | 4.94 | 1 | 365 | 5.6516 | 0.32058 | 5 | 0.97222
29684 | 4.845 | 1 | 365 | 5.543 | 0.10288 | 5 | 0.64583
29685 | 9.1 | 1 | 365 | 10.4109 | 0.85371 | 11 | 0.26462
29687 | 10.14 | 1 | 365 | 11.6007 | 0.23699 | 11 | 0.83771
29688 | 4.16 | 1 | 365 | 4.7593 | 0.53312 | 5 | 0.2924
29689 | 14.3 | 1 | 365 | 16.36 | 0.77011 | 17 | 0.13011
29690 | 7.28 | 1 | 365 | 8.3287 | 0.68296 | 9 | 0.011692
29691 | 8.06 | 1 | 365 | 9.2211 | 0.47042 | 9 | 0.69152
29692 | 8.67 | 1 | 365 | 9.919 | 0.86831 | 10 | 0.78728
29694 | 6.24 | 1 | 365 | 7.1389 | 0.29968 | 7 | 0.43859
29693 | 4.94 | 1 | 365 | 5.6516 | 0.32058 | 5 | 0.97222
29695 | 8.48 | 1 | 365 | 9.7016 | 0.4329 | 10 | 0.1345
29696 | 2.6 | 1 | 365 | 2.9745 | 0.9582 | 3 | 0.93275
29697 | 12.74 | 1 | 365 | 14.5753 | 0.19519 | 14 | 0.77046
29698 | 8.085 | 1 | 365 | 9.2497 | 0.52772 | 9 | 0.77741
29699 | 5.46 | 1 | 365 | 6.2465 | 0.51222 | 6 | 0.75877
29700 | 5.98 | 1 | 365 | 6.8415 | 0.70386 | 7 | 0.54532
29709 | 3.38 | 1 | 365 | 3.8669 | 0.74566 | 4 | 0.61257
29711 | 4.68 | 1 | 365 | 5.3542 | 0.72476 | 6 | 0.078945
29713 | 2.88 | 1 | 365 | 3.2949 | 0.59985 | 3 | 0.89474
32911 | 14.025 | 1 | 365 | 16.0454 | 0.13991 | 16 | 0.1853
28862 | 8.58 | 1 | 365 | 9.816 | 0.66207 | 10 | 0.47807
28725 | 9.36 | 1 | 365 | 10.7084 | 0.44953 | 11 | 0.15789
28722 | 5.83 | 1 | 365 | 6.6698 | 0.36012 | 7 | 0.029968
28710 | 5.565 | 1 | 365 | 6.3667 | 0.75284 | 7 | 0.11951
28709 | 11.7 | 1 | 365 | 13.3855 | 0.81191 | 14 | 0.19736
28708 | 7.28 | 1 | 365 | 8.3287 | 0.68296 | 9 | 0.011692
28707 | 7.54 | 1 | 365 | 8.6262 | 0.27878 | 8 | 0.90497
28706 | 9.1 | 1 | 365 | 10.4109 | 0.85371 | 11 | 0.26462
28705 | 7.02 | 1 | 365 | 8.0313 | 0.087144 | 8 | 0.11842
28703 | 5.2 | 1 | 365 | 5.9491 | 0.9164 | 6 | 0.86549
28697 | 11.985 | 1 | 365 | 13.7115 | 0.46502 | 14 | 0.17653
28696 | 15.08 | 1 | 365 | 17.2524 | 0.55757 | 17 | 0.80993
28695 | 9.36 | 1 | 365 | 10.7084 | 0.44953 | 11 | 0.15789
28693 | 7.28 | 1 | 365 | 8.3287 | 0.68296 | 9 | 0.011692
28690 | 14.04 | 1 | 365 | 16.0625 | 0.17429 | 16 | 0.23683
28689 | 9.36 | 1 | 365 | 10.7084 | 0.44953 | 11 | 0.15789
28692 | 12.74 | 1 | 365 | 14.5753 | 0.19519 | 14 | 0.77046
28704 | 6.76 | 1 | 365 | 7.7338 | 0.49132 | 8 | 0.22514
28595 | 9.36 | 1 | 365 | 10.7084 | 0.44953 | 11 | 0.15789
28596 | 3.38 | 1 | 365 | 3.8669 | 0.74566 | 4 | 0.61257
28638 | 4.94 | 1 | 365 | 5.6516 | 0.32058 | 5 | 0.97222
28578 | 6.76 | 1 | 365 | 7.7338 | 0.49132 | 8 | 0.22514
28674 | 10.4 | 1 | 365 | 11.8982 | 0.83281 | 12 | 0.73099
28675 | 7.54 | 1 | 365 | 8.6262 | 0.27878 | 8 | 0.90497
28676 | 8.32 | 1 | 365 | 9.5185 | 0.066245 | 9 | 0.58479
28679 | 13.26 | 1 | 365 | 15.1702 | 0.38683 | 15 | 0.55701
28701 | 13 | 1 | 365 | 14.8727 | 0.79101 | 15 | 0.66374
28786 | 4.68 | 1 | 365 | 5.3542 | 0.72476 | 6 | 0.078945
28792 | 5.865 | 1 | 365 | 6.7099 | 0.44033 | 7 | 0.15022
28789 | 8.58 | 1 | 365 | 9.816 | 0.66207 | 10 | 0.47807
28797 | 9.945 | 1 | 365 | 11.3776 | 0.79012 | 12 | 0.16776
29767 | 9.18 | 1 | 365 | 10.5024 | 0.037035 | 10 | 0.53947
29775 | 11.7 | 1 | 365 | 13.3855 | 0.81191 | 14 | 0.19736
29777 | 4.16 | 1 | 365 | 4.7593 | 0.53312 | 5 | 0.2924
29779 | 2.6 | 1 | 365 | 2.9745 | 0.9582 | 3 | 0.93275
29781 | 4.94 | 1 | 365 | 5.6516 | 0.32058 | 5 | 0.97222
28796 | 9.275 | 1 | 365 | 10.6111 | 0.25474 | 10 | 0.86586
29785 | 9.275 | 1 | 365 | 10.6111 | 0.25474 | 10 | 0.86586
29786 | 4.68 | 1 | 365 | 5.3542 | 0.72476 | 6 | 0.078945
28801 | 10.4 | 1 | 365 | 11.8982 | 0.83281 | 12 | 0.73099
28806 | 6.76 | 1 | 365 | 7.7338 | 0.49132 | 8 | 0.22514
29798 | 2.08 | 1 | 365 | 2.3796 | 0.76656 | 3 | 0.1462
28810 | 8.84 | 1 | 365 | 10.1135 | 0.25789 | 10 | 0.37134
29804 | 5.72 | 1 | 365 | 6.544 | 0.10804 | 6 | 0.65204
29810 | 2.6 | 1 | 365 | 2.9745 | 0.9582 | 3 | 0.93275
28813 | 3.64 | 1 | 365 | 4.1644 | 0.34148 | 4 | 0.50585
29813 | 10.07 | 1 | 365 | 11.5206 | 0.076573 | 11 | 0.59722
28818 | 9.18 | 1 | 365 | 10.5024 | 0.037035 | 10 | 0.53947
28820 | 3.825 | 1 | 365 | 4.376 | 0.76543 | 5 | 0.14145
29818 | 13.77 | 1 | 365 | 15.7537 | 0.55555 | 16 | 0.3092
28829 | 6.48 | 1 | 365 | 7.4135 | 0.84967 | 8 | 0.26315
29824 | 3.9 | 1 | 365 | 4.4618 | 0.9373 | 5 | 0.39912
28831 | 11.96 | 1 | 365 | 13.6829 | 0.40773 | 14 | 0.090637
28833 | 2.6 | 1 | 365 | 2.9745 | 0.9582 | 3 | 0.93275
29826 | 4.42 | 1 | 365 | 5.0567 | 0.12894 | 5 | 0.18567
28841 | 10.4 | 1 | 365 | 11.8982 | 0.83281 | 12 | 0.73099
29827 | 5.46 | 1 | 365 | 6.2465 | 0.51222 | 6 | 0.75877
28839 | 4.16 | 1 | 365 | 4.7593 | 0.53312 | 5 | 0.2924
29873 | 4.94 | 1 | 365 | 5.6516 | 0.32058 | 5 | 0.97222
28840 | 8.84 | 1 | 365 | 10.1135 | 0.25789 | 10 | 0.37134
29883 | 5.72 | 1 | 365 | 6.544 | 0.10804 | 6 | 0.65204
28861 | 8.06 | 1 | 365 | 9.2211 | 0.47042 | 9 | 0.69152
28859 | 5.72 | 1 | 365 | 6.544 | 0.10804 | 6 | 0.65204
29888 | 7.95 | 1 | 365 | 9.0952 | 0.21835 | 9 | 0.31359
29891 | 6.095 | 1 | 365 | 6.973 | 0.9674 | 7 | 0.94042
28930 | 13.52 | 1 | 365 | 15.4676 | 0.98265 | 16 | 0.45029
28935 | 4.42 | 1 | 365 | 5.0567 | 0.12894 | 5 | 0.18567
29892 | 5.3 | 1 | 365 | 6.0635 | 0.14556 | 6 | 0.20906
28949 | 7.54 | 1 | 365 | 8.6262 | 0.27878 | 8 | 0.90497
29896 | 9.88 | 1 | 365 | 11.3033 | 0.64117 | 11 | 0.94444
29900 | 4.42 | 1 | 365 | 5.0567 | 0.12894 | 5 | 0.18567
29904 | 7.02 | 1 | 365 | 8.0313 | 0.087144 | 8 | 0.11842
29906 | 5.98 | 1 | 365 | 6.8415 | 0.70386 | 7 | 0.54532
29907 | 3.38 | 1 | 365 | 3.8669 | 0.74566 | 4 | 0.61257
28969 | 6.24 | 1 | 365 | 7.1389 | 0.29968 | 7 | 0.43859
29930 | 7.8 | 1 | 365 | 8.9236 | 0.8746 | 9 | 0.79824
28990 | 9.88 | 1 | 365 | 11.3033 | 0.64117 | 11 | 0.94444
29929 | 10.455 | 1 | 365 | 11.9611 | 0.95885 | 12 | 0.91995
28991 | 7.54 | 1 | 365 | 8.6262 | 0.27878 | 8 | 0.90497
29932 | 5.98 | 1 | 365 | 6.8415 | 0.70386 | 7 | 0.54532
29928 | 9.36 | 1 | 365 | 10.7084 | 0.44953 | 11 | 0.15789
28992 | 8.32 | 1 | 365 | 9.5185 | 0.066245 | 9 | 0.58479
29927 | 11.7 | 1 | 365 | 13.3855 | 0.81191 | 14 | 0.19736
28996 | 8.32 | 1 | 365 | 9.5185 | 0.066245 | 9 | 0.58479
29910 | 4.16 | 1 | 365 | 4.7593 | 0.53312 | 5 | 0.2924
29926 | 10.14 | 1 | 365 | 11.6007 | 0.23699 | 11 | 0.83771
29003 | 8.745 | 1 | 365 | 10.0048 | 0.040182 | 10 | 0.044952
29911 | 10.14 | 1 | 365 | 11.6007 | 0.23699 | 11 | 0.83771
29002 | 17.94 | 1 | 365 | 20.5244 | 0.11159 | 20 | 0.63596
29913 | 6.36 | 1 | 365 | 7.2762 | 0.57468 | 7 | 0.85087
29009 | 4.24 | 1 | 365 | 4.8508 | 0.71645 | 5 | 0.56725
29925 | 8.32 | 1 | 365 | 9.5185 | 0.066245 | 9 | 0.58479
29008 | 6.095 | 1 | 365 | 6.973 | 0.9674 | 7 | 0.94042
29923 | 9.01 | 1 | 365 | 10.3079 | 0.64746 | 10 | 0.9554
29917 | 6.095 | 1 | 365 | 6.973 | 0.9674 | 7 | 0.94042
29014 | 9.1 | 1 | 365 | 10.4109 | 0.85371 | 11 | 0.26462
29015 | 6.5 | 1 | 365 | 7.4364 | 0.8955 | 8 | 0.33187
29914 | 8.32 | 1 | 365 | 9.5185 | 0.066245 | 9 | 0.58479
29915 | 7.385 | 1 | 365 | 8.4489 | 0.92358 | 9 | 0.37244
29018 | 11.7 | 1 | 365 | 13.3855 | 0.81191 | 14 | 0.19736
29916 | 5.98 | 1 | 365 | 6.8415 | 0.70386 | 7 | 0.54532
29020 | 7.155 | 1 | 365 | 8.1857 | 0.39651 | 8 | 0.58223
29922 | 8.215 | 1 | 365 | 9.3984 | 0.82563 | 10 | 0.22405
29025 | 9.36 | 1 | 365 | 10.7084 | 0.44953 | 11 | 0.15789
29934 | 6.24 | 1 | 365 | 7.1389 | 0.29968 | 7 | 0.43859
29027 | 8.215 | 1 | 365 | 9.3984 | 0.82563 | 10 | 0.22405
29933 | 4.68 | 1 | 365 | 5.3542 | 0.72476 | 6 | 0.078945
29919 | 9.275 | 1 | 365 | 10.6111 | 0.25474 | 10 | 0.86586
29028 | 5.72 | 1 | 365 | 6.544 | 0.10804 | 6 | 0.65204
29029 | 8.215 | 1 | 365 | 9.3984 | 0.82563 | 10 | 0.22405
29032 | 7.02 | 1 | 365 | 8.0313 | 0.087144 | 8 | 0.11842
29935 | 11.44 | 1 | 365 | 13.088 | 0.21609 | 13 | 0.30409
29035 | 8.925 | 1 | 365 | 10.2107 | 0.45267 | 10 | 0.66337
29941 | 5.94 | 1 | 365 | 6.7957 | 0.6122 | 7 | 0.40789
29033 | 2.6 | 1 | 365 | 2.9745 | 0.9582 | 3 | 0.93275
29037 | 6.5 | 1 | 365 | 7.4364 | 0.8955 | 8 | 0.33187
29036 | 8.84 | 1 | 365 | 10.1135 | 0.25789 | 10 | 0.37134
29944 | 2.08 | 1 | 365 | 2.3796 | 0.76656 | 3 | 0.1462
29041 | 3.12 | 1 | 365 | 3.5695 | 0.14984 | 3 | 0.7193
29043 | 4.16 | 1 | 365 | 4.7593 | 0.53312 | 5 | 0.2924
29045 | 5.72 | 1 | 365 | 6.544 | 0.10804 | 6 | 0.65204
29945 | 7.28 | 1 | 365 | 8.3287 | 0.68296 | 9 | 0.011692
29946 | 2.6 | 1 | 365 | 2.9745 | 0.9582 | 3 | 0.93275
29049 | 13 | 1 | 365 | 14.8727 | 0.79101 | 15 | 0.66374
29947 | 12.74 | 1 | 365 | 14.5753 | 0.19519 | 14 | 0.77046
29060 | 8.06 | 1 | 365 | 9.2211 | 0.47042 | 9 | 0.69152
29059 | 4.24 | 1 | 365 | 4.8508 | 0.71645 | 5 | 0.56725
29948 | 8 | 1 | 365 | 9.1524 | 0.33293 | 9 | 0.48538
29065 | 4.42 | 1 | 365 | 5.0567 | 0.12894 | 5 | 0.18567
29064 | 12.48 | 1 | 365 | 14.2778 | 0.59937 | 14 | 0.87719
29949 | 4.68 | 1 | 365 | 5.3542 | 0.72476 | 6 | 0.078945
29950 | 7.8 | 1 | 365 | 8.9236 | 0.8746 | 9 | 0.79824
29951 | 12.455 | 1 | 365 | 14.2492 | 0.54208 | 14 | 0.79129
29952 | 4.68 | 1 | 365 | 5.3542 | 0.72476 | 6 | 0.078945
29953 | 12.22 | 1 | 365 | 13.9804 | 0.0035475 | 13 | 0.98391
29068 | 8.84 | 1 | 365 | 10.1135 | 0.25789 | 10 | 0.37134
29958 | 3.9 | 1 | 365 | 4.4618 | 0.9373 | 5 | 0.39912
29069 | 7.905 | 1 | 365 | 9.0438 | 0.11522 | 9 | 0.15899
29959 | 7.02 | 1 | 365 | 8.0313 | 0.087144 | 8 | 0.11842
29961 | 14.045 | 1 | 365 | 16.0683 | 0.18575 | 16 | 0.25401
29071 | 5.83 | 1 | 365 | 6.6698 | 0.36012 | 7 | 0.029968
29963 | 4.16 | 1 | 365 | 4.7593 | 0.53312 | 5 | 0.2924
29073 | 11.22 | 1 | 365 | 12.8363 | 0.71193 | 13 | 0.54824
29966 | 9.18 | 1 | 365 | 10.5024 | 0.037035 | 10 | 0.53947
29072 | 11.96 | 1 | 365 | 13.6829 | 0.40773 | 14 | 0.090637
29967 | 13.78 | 1 | 365 | 15.7651 | 0.57847 | 16 | 0.34356
29074 | 3.12 | 1 | 365 | 3.5695 | 0.14984 | 3 | 0.7193
29968 | 12.72 | 1 | 365 | 14.5524 | 0.14936 | 14 | 0.70175
29076 | 9.1 | 1 | 365 | 10.4109 | 0.85371 | 11 | 0.26462
29079 | 10.14 | 1 | 365 | 11.6007 | 0.23699 | 11 | 0.83771
29969 | 9.88 | 1 | 365 | 11.3033 | 0.64117 | 11 | 0.94444
29082 | 7.28 | 1 | 365 | 8.3287 | 0.68296 | 9 | 0.011692
29083 | 8.215 | 1 | 365 | 9.3984 | 0.82563 | 10 | 0.22405
29971 | 2.805 | 1 | 365 | 3.2091 | 0.42798 | 3 | 0.63706
29084 | 8.58 | 1 | 365 | 9.816 | 0.66207 | 10 | 0.47807
29972 | 4.16 | 1 | 365 | 4.7593 | 0.53312 | 5 | 0.2924
29086 | 8.215 | 1 | 365 | 9.3984 | 0.82563 | 10 | 0.22405
29975 | 9.9 | 1 | 365 | 11.3262 | 0.687 | 12 | 0.013153
30006 | 5.2 | 1 | 365 | 5.9491 | 0.9164 | 6 | 0.86549
29976 | 14.04 | 1 | 365 | 16.0625 | 0.17429 | 16 | 0.23683
30007 | 6.36 | 1 | 365 | 7.2762 | 0.57468 | 7 | 0.85087
29977 | 8.06 | 1 | 365 | 9.2211 | 0.47042 | 9 | 0.69152
30009 | 3.315 | 1 | 365 | 3.7925 | 0.59671 | 4 | 0.38925
30010 | 7.685 | 1 | 365 | 8.7921 | 0.61107 | 9 | 0.40314
30011 | 5.035 | 1 | 365 | 5.7603 | 0.53829 | 6 | 0.29861
30014 | 8.58 | 1 | 365 | 9.816 | 0.66207 | 10 | 0.47807
30013 | 11.18 | 1 | 365 | 12.7905 | 0.62027 | 13 | 0.41081
30015 | 10.4 | 1 | 365 | 11.8982 | 0.83281 | 12 | 0.73099
30016 | 7.8 | 1 | 365 | 8.9236 | 0.8746 | 9 | 0.79824
30018 | 10.92 | 1 | 365 | 12.4931 | 0.024447 | 12 | 0.51754
29979 | 12.72 | 1 | 365 | 14.5524 | 0.14936 | 14 | 0.70175
29980 | 11.7 | 1 | 365 | 13.3855 | 0.81191 | 14 | 0.19736
29981 | 5.1 | 1 | 365 | 5.8347 | 0.68724 | 6 | 0.52193
29982 | 6.89 | 1 | 365 | 7.8825 | 0.78923 | 8 | 0.67178
29983 | 5.2 | 1 | 365 | 5.9491 | 0.9164 | 6 | 0.86549
30020 | 4.68 | 1 | 365 | 5.3542 | 0.72476 | 6 | 0.078945
29984 | 13.52 | 1 | 365 | 15.4676 | 0.98265 | 16 | 0.45029
29985 | 6.12 | 1 | 365 | 7.0016 | 0.02469 | 7 | 0.026313
29986 | 3.9 | 1 | 365 | 4.4618 | 0.9373 | 5 | 0.39912
30134 | 10.14 | 1 | 365 | 11.6007 | 0.23699 | 11 | 0.83771
30024 | 7.02 | 1 | 365 | 8.0313 | 0.087144 | 8 | 0.11842
30132 | 6.24 | 1 | 365 | 7.1389 | 0.29968 | 7 | 0.43859
30136 | 4.16 | 1 | 365 | 4.7593 | 0.53312 | 5 | 0.2924
30023 | 10.14 | 1 | 365 | 11.6007 | 0.23699 | 11 | 0.83771
30135 | 10.2 | 1 | 365 | 11.6694 | 0.37448 | 12 | 0.043854
30139 | 13.52 | 1 | 365 | 15.4676 | 0.98265 | 16 | 0.45029
30026 | 11.44 | 1 | 365 | 13.088 | 0.21609 | 13 | 0.30409
30140 | 4.16 | 1 | 365 | 4.7593 | 0.53312 | 5 | 0.2924
30141 | 12.22 | 1 | 365 | 13.9804 | 0.0035475 | 13 | 0.98391
30021 | 7.54 | 1 | 365 | 8.6262 | 0.27878 | 8 | 0.90497
30029 | 4.24 | 1 | 365 | 4.8508 | 0.71645 | 5 | 0.56725
30137 | 3.9 | 1 | 365 | 4.4618 | 0.9373 | 5 | 0.39912
29987 | 2.86 | 1 | 365 | 3.272 | 0.55402 | 3 | 0.82602
30027 | 2.86 | 1 | 365 | 3.272 | 0.55402 | 3 | 0.82602
29988 | 6.5 | 1 | 365 | 7.4364 | 0.8955 | 8 | 0.33187
30143 | 6.24 | 1 | 365 | 7.1389 | 0.29968 | 7 | 0.43859
30028 | 12.74 | 1 | 365 | 14.5753 | 0.19519 | 14 | 0.77046
30144 | 11.18 | 1 | 365 | 12.7905 | 0.62027 | 13 | 0.41081
30030 | 10.66 | 1 | 365 | 12.1956 | 0.42863 | 12 | 0.62426
30147 | 9.1 | 1 | 365 | 10.4109 | 0.85371 | 11 | 0.26462
30149 | 4.42 | 1 | 365 | 5.0567 | 0.12894 | 5 | 0.18567
30151 | 6.24 | 1 | 365 | 7.1389 | 0.29968 | 7 | 0.43859
30152 | 5.72 | 1 | 365 | 6.544 | 0.10804 | 6 | 0.65204
30150 | 7.395 | 1 | 365 | 8.4603 | 0.9465 | 9 | 0.40679
30153 | 5.98 | 1 | 365 | 6.8415 | 0.70386 | 7 | 0.54532
30155 | 2.7 | 1 | 365 | 3.089 | 0.18736 | 3 | 0.27631
30156 | 6.625 | 1 | 365 | 7.5794 | 0.18196 | 7 | 0.76133
29989 | 5.72 | 1 | 365 | 6.544 | 0.10804 | 6 | 0.65204
29990 | 5.98 | 1 | 365 | 6.8415 | 0.70386 | 7 | 0.54532
30157 | 7.02 | 1 | 365 | 8.0313 | 0.087144 | 8 | 0.11842
29991 | 2.08 | 1 | 365 | 2.3796 | 0.76656 | 3 | 0.1462
30158 | 8.58 | 1 | 365 | 9.816 | 0.66207 | 10 | 0.47807
29992 | 3.38 | 1 | 365 | 3.8669 | 0.74566 | 4 | 0.61257
29993 | 9.1 | 1 | 365 | 10.4109 | 0.85371 | 11 | 0.26462
30159 | 4.94 | 1 | 365 | 5.6516 | 0.32058 | 5 | 0.97222
30160 | 5.98 | 1 | 365 | 6.8415 | 0.70386 | 7 | 0.54532
29994 | 5.98 | 1 | 365 | 6.8415 | 0.70386 | 7 | 0.54532
30161 | 6.24 | 1 | 365 | 7.1389 | 0.29968 | 7 | 0.43859
30162 | 5.2 | 1 | 365 | 5.9491 | 0.9164 | 6 | 0.86549
30163 | 5.46 | 1 | 365 | 6.2465 | 0.51222 | 6 | 0.75877
29995 | 5.72 | 1 | 365 | 6.544 | 0.10804 | 6 | 0.65204
30164 | 6.5 | 1 | 365 | 7.4364 | 0.8955 | 8 | 0.33187
30166 | 9.88 | 1 | 365 | 11.3033 | 0.64117 | 11 | 0.94444
30167 | 6.24 | 1 | 365 | 7.1389 | 0.29968 | 7 | 0.43859
30168 | 8.84 | 1 | 365 | 10.1135 | 0.25789 | 10 | 0.37134
30171 | 5.2 | 1 | 365 | 5.9491 | 0.9164 | 6 | 0.86549
30172 | 8.58 | 1 | 365 | 9.816 | 0.66207 | 10 | 0.47807
29996 | 14.04 | 1 | 365 | 16.0625 | 0.17429 | 16 | 0.23683
29997 | 10.92 | 1 | 365 | 12.4931 | 0.024447 | 12 | 0.51754
29998 | 8.32 | 1 | 365 | 9.5185 | 0.066245 | 9 | 0.58479
29999 | 8.925 | 1 | 365 | 10.2107 | 0.45267 | 10 | 0.66337
30000 | 10.14 | 1 | 365 | 11.6007 | 0.23699 | 11 | 0.83771
30001 | 8.32 | 1 | 365 | 9.5185 | 0.066245 | 9 | 0.58479
30003 | 10.4 | 1 | 365 | 11.8982 | 0.83281 | 12 | 0.73099
30196 | 5.61 | 1 | 365 | 6.4182 | 0.85597 | 7 | 0.27412
30195 | 11.66 | 1 | 365 | 13.3397 | 0.72024 | 14 | 0.059936
30194 | 7.685 | 1 | 365 | 8.7921 | 0.61107 | 9 | 0.40314
30198 | 5.2 | 1 | 365 | 5.9491 | 0.9164 | 6 | 0.86549
30199 | 5.72 | 1 | 365 | 6.544 | 0.10804 | 6 | 0.65204
30197 | 6.5 | 1 | 365 | 7.4364 | 0.8955 | 8 | 0.33187
30200 | 7.02 | 1 | 365 | 8.0313 | 0.087144 | 8 | 0.11842
30203 | 8.84 | 1 | 365 | 10.1135 | 0.25789 | 10 | 0.37134
30202 | 7.95 | 1 | 365 | 9.0952 | 0.21835 | 9 | 0.31359
30207 | 5.83 | 1 | 365 | 6.6698 | 0.36012 | 7 | 0.029968
30212 | 8.58 | 1 | 365 | 9.816 | 0.66207 | 10 | 0.47807
30213 | 6.12 | 1 | 365 | 7.0016 | 0.02469 | 7 | 0.026313
30206 | 3.12 | 1 | 365 | 3.5695 | 0.14984 | 3 | 0.7193
30217 | 14.04 | 1 | 365 | 16.0625 | 0.17429 | 16 | 0.23683
30219 | 8.32 | 1 | 365 | 9.5185 | 0.066245 | 9 | 0.58479
30221 | 4.24 | 1 | 365 | 4.8508 | 0.71645 | 5 | 0.56725
30222 | 4.94 | 1 | 365 | 5.6516 | 0.32058 | 5 | 0.97222
30224 | 3.64 | 1 | 365 | 4.1644 | 0.34148 | 4 | 0.50585
30228 | 4.16 | 1 | 365 | 4.7593 | 0.53312 | 5 | 0.2924
30233 | 6.76 | 1 | 365 | 7.7338 | 0.49132 | 8 | 0.22514
30034 | 5.46 | 1 | 365 | 6.2465 | 0.51222 | 6 | 0.75877
30031 | 4.16 | 1 | 365 | 4.7593 | 0.53312 | 5 | 0.2924
30230 | 7.28 | 1 | 365 | 8.3287 | 0.68296 | 9 | 0.011692
30033 | 2.08 | 1 | 365 | 2.3796 | 0.76656 | 3 | 0.1462
30036 | 5.2 | 1 | 365 | 5.9491 | 0.9164 | 6 | 0.86549
30234 | 4.505 | 1 | 365 | 5.154 | 0.32373 | 5 | 0.4777
30035 | 9.36 | 1 | 365 | 10.7084 | 0.44953 | 11 | 0.15789
30038 | 9.805 | 1 | 365 | 11.2175 | 0.46929 | 11 | 0.68676
30204 | 9.805 | 1 | 365 | 11.2175 | 0.46929 | 11 | 0.68676
30040 | 5.72 | 1 | 365 | 6.544 | 0.10804 | 6 | 0.65204
30231 | 6.24 | 1 | 365 | 7.1389 | 0.29968 | 7 | 0.43859
30037 | 5.72 | 1 | 365 | 6.544 | 0.10804 | 6 | 0.65204
30235 | 5.72 | 1 | 365 | 6.544 | 0.10804 | 6 | 0.65204
30239 | 5.98 | 1 | 365 | 6.8415 | 0.70386 | 7 | 0.54532
30041 | 14.04 | 1 | 365 | 16.0625 | 0.17429 | 16 | 0.23683
30039 | 5.46 | 1 | 365 | 6.2465 | 0.51222 | 6 | 0.75877
30238 | 9.1 | 1 | 365 | 10.4109 | 0.85371 | 11 | 0.26462
30044 | 9.1 | 1 | 365 | 10.4109 | 0.85371 | 11 | 0.26462
30243 | 7.8 | 1 | 365 | 8.9236 | 0.8746 | 9 | 0.79824
30042 | 8.48 | 1 | 365 | 9.7016 | 0.4329 | 10 | 0.1345
30241 | 4.42 | 1 | 365 | 5.0567 | 0.12894 | 5 | 0.18567
30244 | 7.54 | 1 | 365 | 8.6262 | 0.27878 | 8 | 0.90497
30043 | 2.34 | 1 | 365 | 2.6771 | 0.36238 | 3 | 0.039472
30045 | 7.02 | 1 | 365 | 8.0313 | 0.087144 | 8 | 0.11842
30245 | 6.5 | 1 | 365 | 7.4364 | 0.8955 | 8 | 0.33187
30246 | 5.565 | 1 | 365 | 6.3667 | 0.75284 | 7 | 0.11951
30046 | 6.5 | 1 | 365 | 7.4364 | 0.8955 | 8 | 0.33187
30047 | 2.6 | 1 | 365 | 2.9745 | 0.9582 | 3 | 0.93275
30050 | 5.72 | 1 | 365 | 6.544 | 0.10804 | 6 | 0.65204
30048 | 6.24 | 1 | 365 | 7.1389 | 0.29968 | 7 | 0.43859
30049 | 7.02 | 1 | 365 | 8.0313 | 0.087144 | 8 | 0.11842
30053 | 9.275 | 1 | 365 | 10.6111 | 0.25474 | 10 | 0.86586
30051 | 7.54 | 1 | 365 | 8.6262 | 0.27878 | 8 | 0.90497
30054 | 7.28 | 1 | 365 | 8.3287 | 0.68296 | 9 | 0.011692
30055 | 7.28 | 1 | 365 | 8.3287 | 0.68296 | 9 | 0.011692
30060 | 6.625 | 1 | 365 | 7.5794 | 0.18196 | 7 | 0.76133
30058 | 11.44 | 1 | 365 | 13.088 | 0.21609 | 13 | 0.30409
30061 | 9.945 | 1 | 365 | 11.3776 | 0.79012 | 12 | 0.16776
30064 | 5.2 | 1 | 365 | 5.9491 | 0.9164 | 6 | 0.86549
30066 | 11.96 | 1 | 365 | 13.6829 | 0.40773 | 14 | 0.090637
30063 | 6.24 | 1 | 365 | 7.1389 | 0.29968 | 7 | 0.43859
30067 | 5.565 | 1 | 365 | 6.3667 | 0.75284 | 7 | 0.11951
30072 | 6.5 | 1 | 365 | 7.4364 | 0.8955 | 8 | 0.33187
30069 | 6.76 | 1 | 365 | 7.7338 | 0.49132 | 8 | 0.22514
30074 | 8.84 | 1 | 365 | 10.1135 | 0.25789 | 10 | 0.37134
30076 | 6.5 | 1 | 365 | 7.4364 | 0.8955 | 8 | 0.33187
30075 | 2.08 | 1 | 365 | 2.3796 | 0.76656 | 3 | 0.1462
30079 | 6.625 | 1 | 365 | 7.5794 | 0.18196 | 7 | 0.76133
30078 | 6.89 | 1 | 365 | 7.8825 | 0.78923 | 8 | 0.67178
30080 | 9.62 | 1 | 365 | 11.0058 | 0.045346 | 11 | 0.051165
30083 | 4.24 | 1 | 365 | 4.8508 | 0.71645 | 5 | 0.56725
30081 | 8.215 | 1 | 365 | 9.3984 | 0.82563 | 10 | 0.22405
30084 | 3.64 | 1 | 365 | 4.1644 | 0.34148 | 4 | 0.50585
30082 | 4.68 | 1 | 365 | 5.3542 | 0.72476 | 6 | 0.078945
30086 | 4.68 | 1 | 365 | 5.3542 | 0.72476 | 6 | 0.078945
30085 | 7.95 | 1 | 365 | 9.0952 | 0.21835 | 9 | 0.31359
30087 | 7.8 | 1 | 365 | 8.9236 | 0.8746 | 9 | 0.79824
30088 | 5.46 | 1 | 365 | 6.2465 | 0.51222 | 6 | 0.75877
30090 | 3.12 | 1 | 365 | 3.5695 | 0.14984 | 3 | 0.7193
30093 | 7.54 | 1 | 365 | 8.6262 | 0.27878 | 8 | 0.90497
30092 | 7.8 | 1 | 365 | 8.9236 | 0.8746 | 9 | 0.79824
30095 | 2.6 | 1 | 365 | 2.9745 | 0.9582 | 3 | 0.93275
30094 | 6.24 | 1 | 365 | 7.1389 | 0.29968 | 7 | 0.43859
30097 | 5.46 | 1 | 365 | 6.2465 | 0.51222 | 6 | 0.75877
30100 | 10.14 | 1 | 365 | 11.6007 | 0.23699 | 11 | 0.83771
30096 | 4.68 | 1 | 365 | 5.3542 | 0.72476 | 6 | 0.078945
30099 | 11.96 | 1 | 365 | 13.6829 | 0.40773 | 14 | 0.090637
30102 | 6.095 | 1 | 365 | 6.973 | 0.9674 | 7 | 0.94042
30104 | 8.32 | 1 | 365 | 9.5185 | 0.066245 | 9 | 0.58479
30105 | 5.3 | 1 | 365 | 6.0635 | 0.14556 | 6 | 0.20906
30106 | 9.54 | 1 | 365 | 10.9143 | 0.86202 | 11 | 0.77631
30250 | 5.98 | 1 | 365 | 6.8415 | 0.70386 | 7 | 0.54532
30251 | 3.57 | 1 | 365 | 4.0843 | 0.18107 | 4 | 0.26535
30252 | 2.385 | 1 | 365 | 2.7286 | 0.4655 | 3 | 0.19408
30253 | 3.12 | 1 | 365 | 3.5695 | 0.14984 | 3 | 0.7193
30254 | 3.9 | 1 | 365 | 4.4618 | 0.9373 | 5 | 0.39912
30236 | 9.435 | 1 | 365 | 10.7942 | 0.6214 | 11 | 0.41557
30214 | 7.54 | 1 | 365 | 8.6262 | 0.27878 | 8 | 0.90497
30107 | 8.84 | 1 | 365 | 10.1135 | 0.25789 | 10 | 0.37134
30108 | 3.71 | 1 | 365 | 4.2444 | 0.5019 | 4 | 0.74634
30192 | 8.58 | 1 | 365 | 9.816 | 0.66207 | 10 | 0.47807
30109 | 4.42 | 1 | 365 | 5.0567 | 0.12894 | 5 | 0.18567
30215 | 5.46 | 1 | 365 | 6.2465 | 0.51222 | 6 | 0.75877
30111 | 7.42 | 1 | 365 | 8.4889 | 0.0037907 | 8 | 0.49269
30112 | 10.92 | 1 | 365 | 12.4931 | 0.024447 | 12 | 0.51754
30114 | 4.68 | 1 | 365 | 5.3542 | 0.72476 | 6 | 0.078945
30223 | 9.945 | 1 | 365 | 11.3776 | 0.79012 | 12 | 0.16776
30117 | 8.84 | 1 | 365 | 10.1135 | 0.25789 | 10 | 0.37134
30185 | 4.42 | 1 | 365 | 5.0567 | 0.12894 | 5 | 0.18567
30118 | 14.04 | 1 | 365 | 16.0625 | 0.17429 | 16 | 0.23683
30119 | 3.12 | 1 | 365 | 3.5695 | 0.14984 | 3 | 0.7193
30220 | 4.42 | 1 | 365 | 5.0567 | 0.12894 | 5 | 0.18567
30120 | 12.22 | 1 | 365 | 13.9804 | 0.0035475 | 13 | 0.98391
30232 | 10.335 | 1 | 365 | 11.8238 | 0.68385 | 12 | 0.50767
30103 | 9.88 | 1 | 365 | 11.3033 | 0.64117 | 11 | 0.94444
30127 | 3.12 | 1 | 365 | 3.5695 | 0.14984 | 3 | 0.7193
30242 | 11.66 | 1 | 365 | 13.3397 | 0.72024 | 14 | 0.059936
30266 | 9.62 | 1 | 365 | 11.0058 | 0.045346 | 11 | 0.051165
30174 | 7.54 | 1 | 365 | 8.6262 | 0.27878 | 8 | 0.90497
30262 | 8.06 | 1 | 365 | 9.2211 | 0.47042 | 9 | 0.69152
30176 | 6.76 | 1 | 365 | 7.7338 | 0.49132 | 8 | 0.22514
30175 | 7.54 | 1 | 365 | 8.6262 | 0.27878 | 8 | 0.90497
30265 | 6.24 | 1 | 365 | 7.1389 | 0.29968 | 7 | 0.43859
30179 | 9.62 | 1 | 365 | 11.0058 | 0.045346 | 11 | 0.051165
30263 | 4.42 | 1 | 365 | 5.0567 | 0.12894 | 5 | 0.18567
30180 | 8.745 | 1 | 365 | 10.0048 | 0.040182 | 10 | 0.044952
30255 | 9.1 | 1 | 365 | 10.4109 | 0.85371 | 11 | 0.26462
30267 | 5.46 | 1 | 365 | 6.2465 | 0.51222 | 6 | 0.75877
30183 | 5.72 | 1 | 365 | 6.544 | 0.10804 | 6 | 0.65204
30270 | 6.89 | 1 | 365 | 7.8825 | 0.78923 | 8 | 0.67178
30184 | 4.16 | 1 | 365 | 4.7593 | 0.53312 | 5 | 0.2924
30182 | 8.16 | 1 | 365 | 9.3355 | 0.69959 | 10 | 0.035084
30268 | 5.98 | 1 | 365 | 6.8415 | 0.70386 | 7 | 0.54532
30186 | 5.46 | 1 | 365 | 6.2465 | 0.51222 | 6 | 0.75877
30275 | 5.72 | 1 | 365 | 6.544 | 0.10804 | 6 | 0.65204
30187 | 4.94 | 1 | 365 | 5.6516 | 0.32058 | 5 | 0.97222
30279 | 10.14 | 1 | 365 | 11.6007 | 0.23699 | 11 | 0.83771
30191 | 8.415 | 1 | 365 | 9.6272 | 0.28395 | 9 | 0.91118
30276 | 9.1 | 1 | 365 | 10.4109 | 0.85371 | 11 | 0.26462
30190 | 8.32 | 1 | 365 | 9.5185 | 0.066245 | 9 | 0.58479
30272 | 7.02 | 1 | 365 | 8.0313 | 0.087144 | 8 | 0.11842
30189 | 11.18 | 1 | 365 | 12.7905 | 0.62027 | 13 | 0.41081
30278 | 5.2 | 1 | 365 | 5.9491 | 0.9164 | 6 | 0.86549
30282 | 10.4 | 1 | 365 | 11.8982 | 0.83281 | 12 | 0.73099
30193 | 9.1 | 1 | 365 | 10.4109 | 0.85371 | 11 | 0.26462
30280 | 6.24 | 1 | 365 | 7.1389 | 0.29968 | 7 | 0.43859
30281 | 8.32 | 1 | 365 | 9.5185 | 0.066245 | 9 | 0.58479
30294 | 7.28 | 1 | 365 | 8.3287 | 0.68296 | 9 | 0.011692
30286 | 2.915 | 1 | 365 | 3.3349 | 0.68006 | 4 | 0.014984
30292 | 9.275 | 1 | 365 | 10.6111 | 0.25474 | 10 | 0.86586
30297 | 11.395 | 1 | 365 | 13.0365 | 0.11296 | 13 | 0.14948
30304 | 3.9 | 1 | 365 | 4.4618 | 0.9373 | 5 | 0.39912
30306 | 7.95 | 1 | 365 | 9.0952 | 0.21835 | 9 | 0.31359
30299 | 5.98 | 1 | 365 | 6.8415 | 0.70386 | 7 | 0.54532
30308 | 8.48 | 1 | 365 | 9.7016 | 0.4329 | 10 | 0.1345
30316 | 10.92 | 1 | 365 | 12.4931 | 0.024447 | 12 | 0.51754
30309 | 11.7 | 1 | 365 | 13.3855 | 0.81191 | 14 | 0.19736
30320 | 14.04 | 1 | 365 | 16.0625 | 0.17429 | 16 | 0.23683
30319 | 4.68 | 1 | 365 | 5.3542 | 0.72476 | 6 | 0.078945
30307 | 10.4 | 1 | 365 | 11.8982 | 0.83281 | 12 | 0.73099
30322 | 2.86 | 1 | 365 | 3.272 | 0.55402 | 3 | 0.82602
30311 | 5.46 | 1 | 365 | 6.2465 | 0.51222 | 6 | 0.75877
30303 | 11.18 | 1 | 365 | 12.7905 | 0.62027 | 13 | 0.41081
30329 | 5.72 | 1 | 365 | 6.544 | 0.10804 | 6 | 0.65204
30313 | 7.8 | 1 | 365 | 8.9236 | 0.8746 | 9 | 0.79824
30327 | 4.845 | 1 | 365 | 5.543 | 0.10288 | 5 | 0.64583
30312 | 13.78 | 1 | 365 | 15.7651 | 0.57847 | 16 | 0.34356
30332 | 11.18 | 1 | 365 | 12.7905 | 0.62027 | 13 | 0.41081
30323 | 7.02 | 1 | 365 | 8.0313 | 0.087144 | 8 | 0.11842
30334 | 4.94 | 1 | 365 | 5.6516 | 0.32058 | 5 | 0.97222
30277 | 3.12 | 1 | 365 | 3.5695 | 0.14984 | 3 | 0.7193
30340 | 8.58 | 1 | 365 | 9.816 | 0.66207 | 10 | 0.47807
30345 | 8.32 | 1 | 365 | 9.5185 | 0.066245 | 9 | 0.58479
30330 | 4.68 | 1 | 365 | 5.3542 | 0.72476 | 6 | 0.078945
30685 | 5.98 | 1 | 365 | 6.8415 | 0.70386 | 7 | 0.54532
30690 | 3.445 | 1 | 365 | 3.9413 | 0.89462 | 4 | 0.83589
30305 | 7.8 | 1 | 365 | 8.9236 | 0.8746 | 9 | 0.79824
30743 | 3.12 | 1 | 365 | 3.5695 | 0.14984 | 3 | 0.7193
30358 | 10.07 | 1 | 365 | 11.5206 | 0.076573 | 11 | 0.59722
30360 | 5.2 | 1 | 365 | 5.9491 | 0.9164 | 6 | 0.86549
30362 | 10.92 | 1 | 365 | 12.4931 | 0.024447 | 12 | 0.51754
30747 | 10.4 | 1 | 365 | 11.8982 | 0.83281 | 12 | 0.73099
30364 | 7.28 | 1 | 365 | 8.3287 | 0.68296 | 9 | 0.011692
30752 | 5.3 | 1 | 365 | 6.0635 | 0.14556 | 6 | 0.20906
30759 | 5.46 | 1 | 365 | 6.2465 | 0.51222 | 6 | 0.75877
30768 | 9.36 | 1 | 365 | 10.7084 | 0.44953 | 11 | 0.15789
30767 | 4.42 | 1 | 365 | 5.0567 | 0.12894 | 5 | 0.18567
30774 | 11.7 | 1 | 365 | 13.3855 | 0.81191 | 14 | 0.19736
30367 | 5.565 | 1 | 365 | 6.3667 | 0.75284 | 7 | 0.11951
30368 | 6.76 | 1 | 365 | 7.7338 | 0.49132 | 8 | 0.22514
30226 | 7.28 | 1 | 365 | 8.3287 | 0.68296 | 9 | 0.011692
30776 | 7.8 | 1 | 365 | 8.9236 | 0.8746 | 9 | 0.79824
30764 | 4.68 | 1 | 365 | 5.3542 | 0.72476 | 6 | 0.078945
30377 | 5.46 | 1 | 365 | 6.2465 | 0.51222 | 6 | 0.75877
30687 | 6.76 | 1 | 365 | 7.7338 | 0.49132 | 8 | 0.22514
30374 | 5.83 | 1 | 365 | 6.6698 | 0.36012 | 7 | 0.029968
29884 | 7.28 | 1 | 365 | 8.3287 | 0.68296 | 9 | 0.011692
30344 | 10.4 | 1 | 365 | 11.8982 | 0.83281 | 12 | 0.73099
29776 | 8.32 | 1 | 365 | 9.5185 | 0.066245 | 9 | 0.58479
30786 | 3.12 | 1 | 365 | 3.5695 | 0.14984 | 3 | 0.7193
30380 | 5.98 | 1 | 365 | 6.8415 | 0.70386 | 7 | 0.54532
30782 | 7.8 | 1 | 365 | 8.9236 | 0.8746 | 9 | 0.79824
29758 | 9.36 | 1 | 365 | 10.7084 | 0.44953 | 11 | 0.15789
30790 | 2.805 | 1 | 365 | 3.2091 | 0.42798 | 3 | 0.63706
29731 | 4.335 | 1 | 365 | 4.9595 | 0.93416 | 5 | 0.89364
29719 | 9.88 | 1 | 365 | 11.3033 | 0.64117 | 11 | 0.94444
29635 | 3.315 | 1 | 365 | 3.7925 | 0.59671 | 4 | 0.38925
29624 | 2.86 | 1 | 365 | 3.272 | 0.55402 | 3 | 0.82602
30800 | 4.68 | 1 | 365 | 5.3542 | 0.72476 | 6 | 0.078945
30805 | 4.16 | 1 | 365 | 4.7593 | 0.53312 | 5 | 0.2924
30017 | 4.68 | 1 | 365 | 5.3542 | 0.72476 | 6 | 0.078945
30815 | 6.24 | 1 | 365 | 7.1389 | 0.29968 | 7 | 0.43859
28677 | 7.28 | 1 | 365 | 8.3287 | 0.68296 | 9 | 0.011692
30817 | 7.02 | 1 | 365 | 8.0313 | 0.087144 | 8 | 0.11842
30819 | 6.12 | 1 | 365 | 7.0016 | 0.02469 | 7 | 0.026313
30820 | 4.24 | 1 | 365 | 4.8508 | 0.71645 | 5 | 0.56725
29606 | 9.62 | 1 | 365 | 11.0058 | 0.045346 | 11 | 0.051165
29217 | 9.88 | 1 | 365 | 11.3033 | 0.64117 | 11 | 0.94444
30835 | 7.95 | 1 | 365 | 9.0952 | 0.21835 | 9 | 0.31359
30636 | 11.18 | 1 | 365 | 12.7905 | 0.62027 | 13 | 0.41081
30921 | 9.275 | 1 | 365 | 10.6111 | 0.25474 | 10 | 0.86586
30851 | 13.78 | 1 | 365 | 15.7651 | 0.57847 | 16 | 0.34356
30922 | 4.16 | 1 | 365 | 4.7593 | 0.53312 | 5 | 0.2924
30864 | 5.72 | 1 | 365 | 6.544 | 0.10804 | 6 | 0.65204
30924 | 7.8 | 1 | 365 | 8.9236 | 0.8746 | 9 | 0.79824
30863 | 2.08 | 1 | 365 | 2.3796 | 0.76656 | 3 | 0.1462
30927 | 7.28 | 1 | 365 | 8.3287 | 0.68296 | 9 | 0.011692
30929 | 6.5 | 1 | 365 | 7.4364 | 0.8955 | 8 | 0.33187
30873 | 10.07 | 1 | 365 | 11.5206 | 0.076573 | 11 | 0.59722
30875 | 5.98 | 1 | 365 | 6.8415 | 0.70386 | 7 | 0.54532
30879 | 5.98 | 1 | 365 | 6.8415 | 0.70386 | 7 | 0.54532
30930 | 6.24 | 1 | 365 | 7.1389 | 0.29968 | 7 | 0.43859
30878 | 8.48 | 1 | 365 | 9.7016 | 0.4329 | 10 | 0.1345
30935 | 3.78 | 1 | 365 | 4.3245 | 0.66231 | 4 | 0.98684
30884 | 4.16 | 1 | 365 | 4.7593 | 0.53312 | 5 | 0.2924
30936 | 11.44 | 1 | 365 | 13.088 | 0.21609 | 13 | 0.30409
30943 | 7.54 | 1 | 365 | 8.6262 | 0.27878 | 8 | 0.90497
30941 | 6.24 | 1 | 365 | 7.1389 | 0.29968 | 7 | 0.43859
30888 | 5.2 | 1 | 365 | 5.9491 | 0.9164 | 6 | 0.86549
30658 | 8.06 | 1 | 365 | 9.2211 | 0.47042 | 9 | 0.69152
29270 | 8.68 | 1 | 365 | 9.9304 | 0.89123 | 10 | 0.82163
29748 | 3.36 | 1 | 365 | 3.844 | 0.69983 | 4 | 0.54386
29750 | 3.64 | 1 | 365 | 4.1644 | 0.34148 | 4 | 0.50585
29753 | 4.4 | 1 | 365 | 5.0338 | 0.08311 | 5 | 0.11696
29757 | 17.595 | 1 | 365 | 20.1297 | 0.32098 | 20 | 0.45065
29760 | 5.6 | 1 | 365 | 6.4067 | 0.83305 | 7 | 0.23976
29763 | 7 | 1 | 365 | 8.0084 | 0.041312 | 8 | 0.049704
29765 | 7.7 | 1 | 365 | 8.8092 | 0.64544 | 9 | 0.45467
29762 | 9 | 1 | 365 | 10.2965 | 0.62454 | 10 | 0.92105
30890 | 4.94 | 1 | 365 | 5.6516 | 0.32058 | 5 | 0.97222
30893 | 7.42 | 1 | 365 | 8.4889 | 0.0037907 | 8 | 0.49269
30392 | 7.685 | 1 | 365 | 8.7921 | 0.61107 | 9 | 0.40314
30393 | 3.18 | 1 | 365 | 3.6381 | 0.28734 | 3 | 0.92544
30398 | 8.84 | 1 | 365 | 10.1135 | 0.25789 | 10 | 0.37134
30896 | 7.54 | 1 | 365 | 8.6262 | 0.27878 | 8 | 0.90497
30900 | 7.28 | 1 | 365 | 8.3287 | 0.68296 | 9 | 0.011692
28003 | 2.7 | 1 | 365 | 3.089 | 0.18736 | 3 | 0.27631
28141 | 10.12 | 1 | 365 | 11.5778 | 0.19115 | 11 | 0.769
28158 | 12.3 | 1 | 365 | 14.0719 | 0.18688 | 14 | 0.25877
30951 | 10.92 | 1 | 365 | 12.4931 | 0.024447 | 12 | 0.51754
24624 | 11.18 | 1 | 365 | 12.7905 | 0.62027 | 13 | 0.41081
30944 | 7.8 | 1 | 365 | 8.9236 | 0.8746 | 9 | 0.79824
25995 | 11.825 | 1 | 365 | 13.5285 | 0.098359 | 13 | 0.62682
30958 | 8.84 | 1 | 365 | 10.1135 | 0.25789 | 10 | 0.37134
28912 | 18.36 | 1 | 365 | 21.0049 | 0.07407 | 21 | 0.078938
30957 | 3.12 | 1 | 365 | 3.5695 | 0.14984 | 3 | 0.7193
29006 | 6.7 | 1 | 365 | 7.6652 | 0.35383 | 8 | 0.019002
6704 | 5999.93 | 0.8 | 365 | 5491.4047 | 0.62847 | 5492 | 0.033202
30960 | 6.24 | 1 | 365 | 7.1389 | 0.29968 | 7 | 0.43859
30974 | 7.54 | 1 | 365 | 8.6262 | 0.27878 | 8 | 0.90497
28921 | 7.02 | 1 | 365 | 8.0313 | 0.087144 | 8 | 0.11842
27716 | 3.315 | 1 | 365 | 3.7925 | 0.59671 | 4 | 0.38925
27850 | 6.375 | 1 | 365 | 7.2934 | 0.60905 | 7 | 0.90241
27868 | 5.355 | 1 | 365 | 6.1264 | 0.2716 | 6 | 0.39802
30052 | 13.26 | 1 | 365 | 15.1702 | 0.38683 | 15 | 0.55701
29862 | 6.63 | 1 | 365 | 7.5851 | 0.19341 | 7 | 0.77851
30057 | 5.775 | 1 | 365 | 6.6069 | 0.23408 | 6 | 0.84101
27873 | 7.14 | 1 | 365 | 8.1686 | 0.36214 | 8 | 0.5307
28997 | 5.98 | 1 | 365 | 6.8415 | 0.70386 | 7 | 0.54532
28425 | 9.62 | 1 | 365 | 11.0058 | 0.045346 | 11 | 0.051165
31003 | 3.12 | 1 | 365 | 3.5695 | 0.14984 | 3 | 0.7193
28599 | 4.42 | 1 | 365 | 5.0567 | 0.12894 | 5 | 0.18567
29062 | 2.86 | 1 | 365 | 3.272 | 0.55402 | 3 | 0.82602
30979 | 5.2 | 1 | 365 | 5.9491 | 0.9164 | 6 | 0.86549
29136 | 5.46 | 1 | 365 | 6.2465 | 0.51222 | 6 | 0.75877
31012 | 11.7 | 1 | 365 | 13.3855 | 0.81191 | 14 | 0.19736
31014 | 9.62 | 1 | 365 | 11.0058 | 0.045346 | 11 | 0.051165
29197 | 13.26 | 1 | 365 | 15.1702 | 0.38683 | 15 | 0.55701
30073 | 7.8 | 1 | 365 | 8.9236 | 0.8746 | 9 | 0.79824
31015 | 5.72 | 1 | 365 | 6.544 | 0.10804 | 6 | 0.65204
30077 | 6.325 | 1 | 365 | 7.2362 | 0.49447 | 7 | 0.73063
31018 | 9.805 | 1 | 365 | 11.2175 | 0.46929 | 11 | 0.68676
25953 | 7.2 | 1 | 365 | 8.2372 | 0.49964 | 8 | 0.73684
31019 | 10.4 | 1 | 365 | 11.8982 | 0.83281 | 12 | 0.73099
31025 | 9.36 | 1 | 365 | 10.7084 | 0.44953 | 11 | 0.15789
30122 | 2.75 | 1 | 365 | 3.1462 | 0.30194 | 3 | 0.4481
31028 | 9.36 | 1 | 365 | 10.7084 | 0.44953 | 11 | 0.15789
30123 | 4.76 | 1 | 365 | 5.4457 | 0.90809 | 6 | 0.3538
31026 | 10.92 | 1 | 365 | 12.4931 | 0.024447 | 12 | 0.51754
30124 | 11.48 | 1 | 365 | 13.1338 | 0.30775 | 13 | 0.44151
31031 | 8.16 | 1 | 365 | 9.3355 | 0.69959 | 10 | 0.035084
30125 | 8.12 | 1 | 365 | 9.2897 | 0.60792 | 9 | 0.89766
31030 | 9.36 | 1 | 365 | 10.7084 | 0.44953 | 11 | 0.15789
30130 | 8.67 | 1 | 365 | 9.919 | 0.86831 | 10 | 0.78728
31035 | 10.66 | 1 | 365 | 12.1956 | 0.42863 | 12 | 0.62426
30133 | 8.25 | 1 | 365 | 9.4385 | 0.90583 | 10 | 0.34429
29710 | 11.73 | 1 | 365 | 13.4198 | 0.88066 | 14 | 0.30043
31039 | 6.24 | 1 | 365 | 7.1389 | 0.29968 | 7 | 0.43859
31043 | 10.92 | 1 | 365 | 12.4931 | 0.024447 | 12 | 0.51754
30402 | 8.32 | 1 | 365 | 9.5185 | 0.066245 | 9 | 0.58479
31045 | 6.48 | 1 | 365 | 7.4135 | 0.84967 | 8 | 0.26315
31049 | 3.9 | 1 | 365 | 4.4618 | 0.9373 | 5 | 0.39912
30397 | 9.62 | 1 | 365 | 11.0058 | 0.045346 | 11 | 0.051165
31062 | 13.78 | 1 | 365 | 15.7651 | 0.57847 | 16 | 0.34356
30399 | 5.3 | 1 | 365 | 6.0635 | 0.14556 | 6 | 0.20906
30400 | 8.48 | 1 | 365 | 9.7016 | 0.4329 | 10 | 0.1345
31065 | 7.8 | 1 | 365 | 8.9236 | 0.8746 | 9 | 0.79824
30382 | 11.18 | 1 | 365 | 12.7905 | 0.62027 | 13 | 0.41081
30388 | 6.76 | 1 | 365 | 7.7338 | 0.49132 | 8 | 0.22514
31064 | 7.28 | 1 | 365 | 8.3287 | 0.68296 | 9 | 0.011692
29978 | 9.35 | 1 | 365 | 10.6969 | 0.42661 | 11 | 0.12353
31075 | 4.68 | 1 | 365 | 5.3542 | 0.72476 | 6 | 0.078945
30396 | 6.36 | 1 | 365 | 7.2762 | 0.57468 | 7 | 0.85087
31082 | 8.84 | 1 | 365 | 10.1135 | 0.25789 | 10 | 0.37134
30403 | 4.42 | 1 | 365 | 5.0567 | 0.12894 | 5 | 0.18567
31071 | 4.68 | 1 | 365 | 5.3542 | 0.72476 | 6 | 0.078945
29208 | 8.84 | 1 | 365 | 10.1135 | 0.25789 | 10 | 0.37134
31086 | 14.045 | 1 | 365 | 16.0683 | 0.18575 | 16 | 0.25401
31091 | 2.34 | 1 | 365 | 2.6771 | 0.36238 | 3 | 0.039472
31095 | 3.9 | 1 | 365 | 4.4618 | 0.9373 | 5 | 0.39912
30404 | 5.46 | 1 | 365 | 6.2465 | 0.51222 | 6 | 0.75877
30376 | 3.12 | 1 | 365 | 3.5695 | 0.14984 | 3 | 0.7193
30407 | 10.6 | 1 | 365 | 12.127 | 0.29113 | 12 | 0.41812
30415 | 4.68 | 1 | 365 | 5.3542 | 0.72476 | 6 | 0.078945
30387 | 3.9 | 1 | 365 | 4.4618 | 0.9373 | 5 | 0.39912
30421 | 9.1 | 1 | 365 | 10.4109 | 0.85371 | 11 | 0.26462
30418 | 5.3 | 1 | 365 | 6.0635 | 0.14556 | 6 | 0.20906
30386 | 6.76 | 1 | 365 | 7.7338 | 0.49132 | 8 | 0.22514
30381 | 9.62 | 1 | 365 | 11.0058 | 0.045346 | 11 | 0.051165
30389 | 4.94 | 1 | 365 | 5.6516 | 0.32058 | 5 | 0.97222
30426 | 3.38 | 1 | 365 | 3.8669 | 0.74566 | 4 | 0.61257
30427 | 5.72 | 1 | 365 | 6.544 | 0.10804 | 6 | 0.65204
30428 | 7.155 | 1 | 365 | 8.1857 | 0.39651 | 8 | 0.58223
30430 | 7.905 | 1 | 365 | 9.0438 | 0.11522 | 9 | 0.15899
29416 | 9.625 | 1 | 365 | 11.0115 | 0.056804 | 11 | 0.068343
30435 | 2.08 | 1 | 365 | 2.3796 | 0.76656 | 3 | 0.1462
29680 | 8.7 | 1 | 365 | 9.9533 | 0.93706 | 10 | 0.89035
29768 | 6.44 | 1 | 365 | 7.3677 | 0.75801 | 8 | 0.12573
29772 | 20.7 | 1 | 365 | 23.682 | 0.43645 | 24 | 0.11841
29774 | 7.2 | 1 | 365 | 8.2372 | 0.49964 | 8 | 0.73684
29782 | 9.9 | 1 | 365 | 11.3262 | 0.687 | 12 | 0.013153
29783 | 8.8 | 1 | 365 | 10.0677 | 0.16622 | 10 | 0.23391
29784 | 5.225 | 1 | 365 | 5.9777 | 0.97369 | 6 | 0.95139
29788 | 7.44 | 1 | 365 | 8.5118 | 0.049623 | 8 | 0.5614
29787 | 7.14 | 1 | 365 | 8.1686 | 0.36214 | 8 | 0.5307
29789 | 25 | 1 | 365 | 28.6014 | 0.2904 | 28 | 0.8918
29795 | 6.885 | 1 | 365 | 7.8768 | 0.77778 | 8 | 0.6546
29796 | 8.1 | 1 | 365 | 9.2669 | 0.56209 | 9 | 0.82894
29800 | 4.94 | 1 | 365 | 5.6516 | 0.32058 | 5 | 0.97222
29801 | 13.44 | 1 | 365 | 15.3761 | 0.79932 | 16 | 0.17543
29803 | 11.2 | 1 | 365 | 12.8134 | 0.6661 | 13 | 0.47953
29828 | 4.335 | 1 | 365 | 4.9595 | 0.93416 | 5 | 0.89364
29829 | 5.32 | 1 | 365 | 6.0864 | 0.1914 | 6 | 0.27778
30434 | 3.64 | 1 | 365 | 4.1644 | 0.34148 | 4 | 0.50585
29754 | 6.93 | 1 | 365 | 7.9283 | 0.8809 | 8 | 0.80921
30437 | 6.36 | 1 | 365 | 7.2762 | 0.57468 | 7 | 0.85087
29797 | 8.8 | 1 | 365 | 10.0677 | 0.16622 | 10 | 0.23391
30443 | 5.46 | 1 | 365 | 6.2465 | 0.51222 | 6 | 0.75877
30444 | 7.02 | 1 | 365 | 8.0313 | 0.087144 | 8 | 0.11842
30436 | 7.8 | 1 | 365 | 8.9236 | 0.8746 | 9 | 0.79824
30447 | 6.48 | 1 | 365 | 7.4135 | 0.84967 | 8 | 0.26315
30450 | 6.24 | 1 | 365 | 7.1389 | 0.29968 | 7 | 0.43859
30451 | 7.02 | 1 | 365 | 8.0313 | 0.087144 | 8 | 0.11842
30453 | 6.5 | 1 | 365 | 7.4364 | 0.8955 | 8 | 0.33187
30457 | 14.04 | 1 | 365 | 16.0625 | 0.17429 | 16 | 0.23683
30459 | 13 | 1 | 365 | 14.8727 | 0.79101 | 15 | 0.66374
30462 | 10.4 | 1 | 365 | 11.8982 | 0.83281 | 12 | 0.73099
30464 | 2.86 | 1 | 365 | 3.272 | 0.55402 | 3 | 0.82602
30468 | 7.5 | 1 | 365 | 8.5804 | 0.18712 | 8 | 0.76754
30474 | 10.335 | 1 | 365 | 11.8238 | 0.68385 | 12 | 0.50767
30378 | 3.12 | 1 | 365 | 3.5695 | 0.14984 | 3 | 0.7193
30425 | 3.64 | 1 | 365 | 4.1644 | 0.34148 | 4 | 0.50585
30536 | 7.28 | 1 | 365 | 8.3287 | 0.68296 | 9 | 0.011692
30538 | 5.46 | 1 | 365 | 6.2465 | 0.51222 | 6 | 0.75877
30540 | 5.2 | 1 | 365 | 5.9491 | 0.9164 | 6 | 0.86549
30542 | 7.28 | 1 | 365 | 8.3287 | 0.68296 | 9 | 0.011692
30549 | 4.16 | 1 | 365 | 4.7593 | 0.53312 | 5 | 0.2924
30556 | 7.65 | 1 | 365 | 8.752 | 0.53086 | 9 | 0.28289
30558 | 9.9 | 1 | 365 | 11.3262 | 0.687 | 12 | 0.013153
30560 | 11.18 | 1 | 365 | 12.7905 | 0.62027 | 13 | 0.41081
30449 | 9.62 | 1 | 365 | 11.0058 | 0.045346 | 11 | 0.051165
30570 | 5.72 | 1 | 365 | 6.544 | 0.10804 | 6 | 0.65204
30572 | 6.375 | 1 | 365 | 7.2934 | 0.60905 | 7 | 0.90241
30566 | 5.98 | 1 | 365 | 6.8415 | 0.70386 | 7 | 0.54532
30574 | 4.4 | 1 | 365 | 5.0338 | 0.08311 | 5 | 0.11696
30579 | 7.8 | 1 | 365 | 8.9236 | 0.8746 | 9 | 0.79824
30584 | 8.32 | 1 | 365 | 9.5185 | 0.066245 | 9 | 0.58479
30582 | 7.8 | 1 | 365 | 8.9236 | 0.8746 | 9 | 0.79824
30585 | 3.64 | 1 | 365 | 4.1644 | 0.34148 | 4 | 0.50585
30589 | 7.8 | 1 | 365 | 8.9236 | 0.8746 | 9 | 0.79824
30591 | 8.84 | 1 | 365 | 10.1135 | 0.25789 | 10 | 0.37134
30593 | 6.24 | 1 | 365 | 7.1389 | 0.29968 | 7 | 0.43859
30596 | 8.58 | 1 | 365 | 9.816 | 0.66207 | 10 | 0.47807
30533 | 11.7 | 1 | 365 | 13.3855 | 0.81191 | 14 | 0.19736
30622 | 12.48 | 1 | 365 | 14.2778 | 0.59937 | 14 | 0.87719
30624 | 8.06 | 1 | 365 | 9.2211 | 0.47042 | 9 | 0.69152
30635 | 10.92 | 1 | 365 | 12.4931 | 0.024447 | 12 | 0.51754
30638 | 3.64 | 1 | 365 | 4.1644 | 0.34148 | 4 | 0.50585
30639 | 4.76 | 1 | 365 | 5.4457 | 0.90809 | 6 | 0.3538
30657 | 6.75 | 1 | 365 | 7.7224 | 0.46841 | 8 | 0.19079
30665 | 7.28 | 1 | 365 | 8.3287 | 0.68296 | 9 | 0.011692
30661 | 5.72 | 1 | 365 | 6.544 | 0.10804 | 6 | 0.65204
30671 | 5.2 | 1 | 365 | 5.9491 | 0.9164 | 6 | 0.86549
30677 | 8.32 | 1 | 365 | 9.5185 | 0.066245 | 9 | 0.58479
30681 | 10.92 | 1 | 365 | 12.4931 | 0.024447 | 12 | 0.51754
30662 | 11.2 | 1 | 365 | 12.8134 | 0.6661 | 13 | 0.47953
30683 | 7.28 | 1 | 365 | 8.3287 | 0.68296 | 9 | 0.011692
30684 | 11.6 | 1 | 365 | 13.271 | 0.58275 | 13 | 0.8538
29835 | 9.69 | 1 | 365 | 11.0859 | 0.20576 | 11 | 0.29166
29837 | 9.62 | 1 | 365 | 11.0058 | 0.045346 | 11 | 0.051165
29838 | 7.56 | 1 | 365 | 8.6491 | 0.32462 | 8 | 0.97368
29839 | 5.775 | 1 | 365 | 6.6069 | 0.23408 | 6 | 0.84101
29841 | 3.85 | 1 | 365 | 4.4046 | 0.82272 | 5 | 0.22734
29843 | 3.85 | 1 | 365 | 4.4046 | 0.82272 | 5 | 0.22734
29847 | 7.28 | 1 | 365 | 8.3287 | 0.68296 | 9 | 0.011692
30211 | 11.22 | 1 | 365 | 12.8363 | 0.71193 | 13 | 0.54824
29849 | 7.28 | 1 | 365 | 8.3287 | 0.68296 | 9 | 0.011692
30216 | 6.63 | 1 | 365 | 7.5851 | 0.19341 | 7 | 0.77851
29848 | 5.32 | 1 | 365 | 6.0864 | 0.1914 | 6 | 0.27778
29851 | 15.68 | 1 | 365 | 17.9388 | 0.93254 | 18 | 0.87134
30739 | 6.885 | 1 | 365 | 7.8768 | 0.77778 | 8 | 0.6546
29854 | 5.6 | 1 | 365 | 6.4067 | 0.83305 | 7 | 0.23976
29852 | 8.415 | 1 | 365 | 9.6272 | 0.28395 | 9 | 0.91118
29856 | 3.92 | 1 | 365 | 4.4847 | 0.98313 | 5 | 0.46783
29860 | 7 | 1 | 365 | 8.0084 | 0.041312 | 8 | 0.049704
29868 | 5.04 | 1 | 365 | 5.766 | 0.54974 | 6 | 0.31579
30071 | 4.2 | 1 | 365 | 4.805 | 0.62479 | 5 | 0.42982
30146 | 10.8 | 1 | 365 | 12.3558 | 0.74945 | 13 | 0.10526
30012 | 10.215 | 1 | 365 | 11.6865 | 0.40886 | 12 | 0.095389
30550 | 9.36 | 1 | 365 | 10.7084 | 0.44953 | 11 | 0.15789
30963 | 5.98 | 1 | 365 | 6.8415 | 0.70386 | 7 | 0.54532
30967 | 9.88 | 1 | 365 | 11.3033 | 0.64117 | 11 | 0.94444
30984 | 6.24 | 1 | 365 | 7.1389 | 0.29968 | 7 | 0.43859
30985 | 8.84 | 1 | 365 | 10.1135 | 0.25789 | 10 | 0.37134
30992 | 7.02 | 1 | 365 | 8.0313 | 0.087144 | 8 | 0.11842
30945 | 6.24 | 1 | 365 | 7.1389 | 0.29968 | 7 | 0.43859
30991 | 5.98 | 1 | 365 | 6.8415 | 0.70386 | 7 | 0.54532
30993 | 6.24 | 1 | 365 | 7.1389 | 0.29968 | 7 | 0.43859
30955 | 7.8 | 1 | 365 | 8.9236 | 0.8746 | 9 | 0.79824
30996 | 9.36 | 1 | 365 | 10.7084 | 0.44953 | 11 | 0.15789
30997 | 8.06 | 1 | 365 | 9.2211 | 0.47042 | 9 | 0.69152
30998 | 7.02 | 1 | 365 | 8.0313 | 0.087144 | 8 | 0.11842
31006 | 5.61 | 1 | 365 | 6.4182 | 0.85597 | 7 | 0.27412
30784 | 3.9 | 1 | 365 | 4.4618 | 0.9373 | 5 | 0.39912
30783 | 7.5 | 1 | 365 | 8.5804 | 0.18712 | 8 | 0.76754
31054 | 6.2 | 1 | 365 | 7.0931 | 0.20802 | 7 | 0.30117
31060 | 6.2 | 1 | 365 | 7.0931 | 0.20802 | 7 | 0.30117
31063 | 6.2 | 1 | 365 | 7.0931 | 0.20802 | 7 | 0.30117
31067 | 4.2 | 1 | 365 | 4.805 | 0.62479 | 5 | 0.42982
31074 | 9 | 1 | 365 | 10.2965 | 0.62454 | 10 | 0.92105
31085 | 10.45 | 1 | 365 | 11.9554 | 0.94739 | 12 | 0.90277
31094 | 7.975 | 1 | 365 | 9.1238 | 0.27564 | 9 | 0.39948
31112 | 12.925 | 1 | 365 | 14.7869 | 0.61914 | 15 | 0.40606
31133 | 4.95 | 1 | 365 | 5.6631 | 0.3435 | 6 | 0.0065764
31135 | 8.8 | 1 | 365 | 10.0677 | 0.16622 | 10 | 0.23391
31308 | 5.4 | 1 | 365 | 6.1779 | 0.37473 | 6 | 0.55263
31205 | 9.1 | 1 | 365 | 10.4109 | 0.85371 | 11 | 0.26462
31230 | 14.03 | 1 | 365 | 16.0511 | 0.15137 | 16 | 0.20248
31270 | 10 | 1 | 365 | 11.4406 | 0.91616 | 12 | 0.35672
29625 | 70.72 | 0.9 | 365 | 72.8169 | 0.85678 | 73 | 0.67365
29575 | 204.08 | 0.9 | 365 | 210.1311 | 0.90569 | 211 | 0.036748
31258 | 9 | 1 | 365 | 10.2965 | 0.62454 | 10 | 0.92105
31259 | 7.5 | 1 | 365 | 8.5804 | 0.18712 | 8 | 0.76754
31265 | 4.5 | 1 | 365 | 5.1483 | 0.31227 | 5 | 0.46052
29411 | 12.81 | 1 | 365 | 14.6554 | 0.3556 | 15 | 0.010958
31309 | 6.21 | 1 | 365 | 7.1046 | 0.23094 | 7 | 0.33552
31316 | 5.215 | 1 | 365 | 5.9663 | 0.95078 | 6 | 0.91703
31322 | 5.47 | 1 | 365 | 6.258 | 0.53514 | 6 | 0.79313
31320 | 6.3 | 1 | 365 | 7.2076 | 0.43718 | 7 | 0.64473
31324 | 8.67 | 1 | 365 | 9.919 | 0.86831 | 10 | 0.78728
31325 | 5.72 | 1 | 365 | 6.544 | 0.10804 | 6 | 0.65204
31326 | 5.7 | 1 | 365 | 6.5211 | 0.062211 | 6 | 0.58333
31328 | 13.26 | 1 | 365 | 15.1702 | 0.38683 | 15 | 0.55701
31330 | 10.455 | 1 | 365 | 11.9611 | 0.95885 | 12 | 0.91995
31333 | 3.85 | 1 | 365 | 4.4046 | 0.82272 | 5 | 0.22734
27715 | 3.64 | 1 | 365 | 4.1644 | 0.34148 | 4 | 0.50585
29224 | 21.32 | 1 | 365 | 24.3913 | 0.85725 | 25 | 0.24853
27646 | 10.4 | 1 | 365 | 11.8982 | 0.83281 | 12 | 0.73099
19827 | 4.75 | 1 | 365 | 5.4343 | 0.88518 | 6 | 0.31944
29628 | 4.68 | 1 | 365 | 5.3542 | 0.72476 | 6 | 0.078945
30829 | 3.9 | 1 | 365 | 4.4618 | 0.9373 | 5 | 0.39912
31217 | 5.98 | 1 | 365 | 6.8415 | 0.70386 | 7 | 0.54532
27370 | 7 | 1 | 365 | 8.0084 | 0.041312 | 8 | 0.049704
27485 | 4.59 | 1 | 365 | 5.2512 | 0.51852 | 5 | 0.76973
14617 | 5.61 | 1 | 365 | 6.4182 | 0.85597 | 7 | 0.27412
19925 | 5.72 | 1 | 365 | 6.544 | 0.10804 | 6 | 0.65204
31132 | 13.78 | 1 | 365 | 15.7651 | 0.57847 | 16 | 0.34356
31134 | 8.58 | 1 | 365 | 9.816 | 0.66207 | 10 | 0.47807
31136 | 7.8 | 1 | 365 | 8.9236 | 0.8746 | 9 | 0.79824
31137 | 4.16 | 1 | 365 | 4.7593 | 0.53312 | 5 | 0.2924
31335 | 6.6 | 1 | 365 | 7.5508 | 0.12467 | 7 | 0.67544
31139 | 10.4 | 1 | 365 | 11.8982 | 0.83281 | 12 | 0.73099
31551 | 3.64 | 1 | 365 | 4.1644 | 0.34148 | 4 | 0.50585
31141 | 5.98 | 1 | 365 | 6.8415 | 0.70386 | 7 | 0.54532
27524 | 7.14 | 1 | 365 | 8.1686 | 0.36214 | 8 | 0.5307
31557 | 3.9 | 1 | 365 | 4.4618 | 0.9373 | 5 | 0.39912
31142 | 6.5 | 1 | 365 | 7.4364 | 0.8955 | 8 | 0.33187
31554 | 5.46 | 1 | 365 | 6.2465 | 0.51222 | 6 | 0.75877
31558 | 8.32 | 1 | 365 | 9.5185 | 0.066245 | 9 | 0.58479
31340 | 5.6 | 1 | 365 | 6.4067 | 0.83305 | 7 | 0.23976
31566 | 6.76 | 1 | 365 | 7.7338 | 0.49132 | 8 | 0.22514
31344 | 7.28 | 1 | 365 | 8.3287 | 0.68296 | 9 | 0.011692
31565 | 7.8 | 1 | 365 | 8.9236 | 0.8746 | 9 | 0.79824
31568 | 3.12 | 1 | 365 | 3.5695 | 0.14984 | 3 | 0.7193
31343 | 9.36 | 1 | 365 | 10.7084 | 0.44953 | 11 | 0.15789
31346 | 10.36 | 1 | 365 | 11.8524 | 0.74114 | 12 | 0.59356
31552 | 7.14 | 1 | 365 | 8.1686 | 0.36214 | 8 | 0.5307
31143 | 4.42 | 1 | 365 | 5.0567 | 0.12894 | 5 | 0.18567
31553 | 3.06 | 1 | 365 | 3.5008 | 0.012345 | 3 | 0.51316
31347 | 9.1 | 1 | 365 | 10.4109 | 0.85371 | 11 | 0.26462
29481 | 4.24 | 1 | 365 | 4.8508 | 0.71645 | 5 | 0.56725
31209 | 5.72 | 1 | 365 | 6.544 | 0.10804 | 6 | 0.65204
31212 | 4.24 | 1 | 365 | 4.8508 | 0.71645 | 5 | 0.56725
31218 | 8.32 | 1 | 365 | 9.5185 | 0.066245 | 9 | 0.58479
31561 | 5.46 | 1 | 365 | 6.2465 | 0.51222 | 6 | 0.75877
31220 | 6.5 | 1 | 365 | 7.4364 | 0.8955 | 8 | 0.33187
31562 | 11.18 | 1 | 365 | 12.7905 | 0.62027 | 13 | 0.41081
31225 | 2.08 | 1 | 365 | 2.3796 | 0.76656 | 3 | 0.1462
31563 | 6.24 | 1 | 365 | 7.1389 | 0.29968 | 7 | 0.43859
31567 | 5.98 | 1 | 365 | 6.8415 | 0.70386 | 7 | 0.54532
31569 | 9.88 | 1 | 365 | 11.3033 | 0.64117 | 11 | 0.94444
31233 | 4.68 | 1 | 365 | 5.3542 | 0.72476 | 6 | 0.078945
31235 | 4.68 | 1 | 365 | 5.3542 | 0.72476 | 6 | 0.078945
31571 | 6.5 | 1 | 365 | 7.4364 | 0.8955 | 8 | 0.33187
31570 | 9.1 | 1 | 365 | 10.4109 | 0.85371 | 11 | 0.26462
31485 | 7.02 | 1 | 365 | 8.0313 | 0.087144 | 8 | 0.11842
31499 | 6.5 | 1 | 365 | 7.4364 | 0.8955 | 8 | 0.33187
31505 | 7.54 | 1 | 365 | 8.6262 | 0.27878 | 8 | 0.90497
31460 | 5.72 | 1 | 365 | 6.544 | 0.10804 | 6 | 0.65204
31421 | 6.5 | 1 | 365 | 7.4364 | 0.8955 | 8 | 0.33187
31470 | 3.12 | 1 | 365 | 3.5695 | 0.14984 | 3 | 0.7193
31436 | 6.76 | 1 | 365 | 7.7338 | 0.49132 | 8 | 0.22514
31473 | 5.98 | 1 | 365 | 6.8415 | 0.70386 | 7 | 0.54532
31475 | 3.12 | 1 | 365 | 3.5695 | 0.14984 | 3 | 0.7193
31441 | 8.58 | 1 | 365 | 9.816 | 0.66207 | 10 | 0.47807
31497 | 13 | 1 | 365 | 14.8727 | 0.79101 | 15 | 0.66374
31479 | 8.84 | 1 | 365 | 10.1135 | 0.25789 | 10 | 0.37134
31446 | 6.24 | 1 | 365 | 7.1389 | 0.29968 | 7 | 0.43859
31480 | 5.98 | 1 | 365 | 6.8415 | 0.70386 | 7 | 0.54532
31481 | 7.54 | 1 | 365 | 8.6262 | 0.27878 | 8 | 0.90497
31491 | 7.8 | 1 | 365 | 8.9236 | 0.8746 | 9 | 0.79824
31494 | 5.98 | 1 | 365 | 6.8415 | 0.70386 | 7 | 0.54532
31500 | 9.88 | 1 | 365 | 11.3033 | 0.64117 | 11 | 0.94444
31510 | 13 | 1 | 365 | 14.8727 | 0.79101 | 15 | 0.66374
31536 | 4.94 | 1 | 365 | 5.6516 | 0.32058 | 5 | 0.97222
31515 | 5.2 | 1 | 365 | 5.9491 | 0.9164 | 6 | 0.86549
31524 | 8.32 | 1 | 365 | 9.5185 | 0.066245 | 9 | 0.58479
31526 | 3.9 | 1 | 365 | 4.4618 | 0.9373 | 5 | 0.39912
31238 | 11.25 | 1 | 365 | 12.8706 | 0.78068 | 13 | 0.65131
31244 | 8.58 | 1 | 365 | 9.816 | 0.66207 | 10 | 0.47807
31247 | 5.98 | 1 | 365 | 6.8415 | 0.70386 | 7 | 0.54532
29171 | 9.275 | 1 | 365 | 10.6111 | 0.25474 | 10 | 0.86586
29265 | 13.52 | 1 | 365 | 15.4676 | 0.98265 | 16 | 0.45029
29349 | 7.29 | 1 | 365 | 8.3402 | 0.70588 | 9 | 0.046049
31349 | 5.6 | 1 | 365 | 6.4067 | 0.83305 | 7 | 0.23976
31250 | 6.095 | 1 | 365 | 6.973 | 0.9674 | 7 | 0.94042
31351 | 6.72 | 1 | 365 | 7.6881 | 0.39966 | 8 | 0.087716
31254 | 4.16 | 1 | 365 | 4.7593 | 0.53312 | 5 | 0.2924
31353 | 3.57 | 1 | 365 | 4.0843 | 0.18107 | 4 | 0.26535
31002 | 7.14 | 1 | 365 | 8.1686 | 0.36214 | 8 | 0.5307
31264 | 4.68 | 1 | 365 | 5.3542 | 0.72476 | 6 | 0.078945
31354 | 8.68 | 1 | 365 | 9.9304 | 0.89123 | 10 | 0.82163
31274 | 8.32 | 1 | 365 | 9.5185 | 0.066245 | 9 | 0.58479
31281 | 5.72 | 1 | 365 | 6.544 | 0.10804 | 6 | 0.65204
31010 | 5.2 | 1 | 365 | 5.9491 | 0.9164 | 6 | 0.86549
31356 | 10.6 | 1 | 365 | 12.127 | 0.29113 | 12 | 0.41812
31357 | 3.64 | 1 | 365 | 4.1644 | 0.34148 | 4 | 0.50585
31360 | 8.525 | 1 | 365 | 9.7531 | 0.53603 | 10 | 0.2891
31361 | 6.16 | 1 | 365 | 7.0474 | 0.11635 | 7 | 0.16374
31362 | 10.08 | 1 | 365 | 11.5321 | 0.099489 | 11 | 0.63157
31363 | 7.84 | 1 | 365 | 8.9694 | 0.96627 | 9 | 0.93567
30999 | 8.32 | 1 | 365 | 9.5185 | 0.066245 | 9 | 0.58479
31641 | 9.88 | 1 | 365 | 11.3033 | 0.64117 | 11 | 0.94444
30950 | 7.02 | 1 | 365 | 8.0313 | 0.087144 | 8 | 0.11842
31679 | 10.4 | 1 | 365 | 11.8982 | 0.83281 | 12 | 0.73099
31609 | 12.04 | 1 | 365 | 13.7744 | 0.59106 | 14 | 0.36549
31635 | 9.435 | 1 | 365 | 10.7942 | 0.6214 | 11 | 0.41557
31755 | 13.52 | 1 | 365 | 15.4676 | 0.98265 | 16 | 0.45029
31638 | 6.3 | 1 | 365 | 7.2076 | 0.43718 | 7 | 0.64473
31762 | 5.2 | 1 | 365 | 5.9491 | 0.9164 | 6 | 0.86549
31617 | 4.68 | 1 | 365 | 5.3542 | 0.72476 | 6 | 0.078945
31763 | 6.24 | 1 | 365 | 7.1389 | 0.29968 | 7 | 0.43859
31768 | 5.72 | 1 | 365 | 6.544 | 0.10804 | 6 | 0.65204
31632 | 8.58 | 1 | 365 | 9.816 | 0.66207 | 10 | 0.47807
31634 | 5.72 | 1 | 365 | 6.544 | 0.10804 | 6 | 0.65204
31769 | 4.68 | 1 | 365 | 5.3542 | 0.72476 | 6 | 0.078945
31636 | 5.2 | 1 | 365 | 5.9491 | 0.9164 | 6 | 0.86549
31639 | 8.58 | 1 | 365 | 9.816 | 0.66207 | 10 | 0.47807
31646 | 9.36 | 1 | 365 | 10.7084 | 0.44953 | 11 | 0.15789
31648 | 5.2 | 1 | 365 | 5.9491 | 0.9164 | 6 | 0.86549
31630 | 3.445 | 1 | 365 | 3.9413 | 0.89462 | 4 | 0.83589
31118 | 7.848 | 1 | 365 | 8.9786 | 0.9846 | 9 | 0.96315
31613 | 6.25 | 1 | 365 | 7.1504 | 0.3226 | 7 | 0.47295
31397 | 7.125 | 1 | 365 | 8.1514 | 0.32776 | 8 | 0.47916
31781 | 6.5 | 1 | 365 | 7.4364 | 0.8955 | 8 | 0.33187
31787 | 9.1 | 1 | 365 | 10.4109 | 0.85371 | 11 | 0.26462
31791 | 5.72 | 1 | 365 | 6.544 | 0.10804 | 6 | 0.65204
31796 | 10.66 | 1 | 365 | 12.1956 | 0.42863 | 12 | 0.62426
31797 | 4.68 | 1 | 365 | 5.3542 | 0.72476 | 6 | 0.078945
31803 | 6.24 | 1 | 365 | 7.1389 | 0.29968 | 7 | 0.43859
31403 | 2.86 | 1 | 365 | 3.272 | 0.55402 | 3 | 0.82602
31080 | 183.83 | 1 | 365 | 210.3118 | 0.26777 | 210 | 0.57958
31404 | 8.06 | 1 | 365 | 9.2211 | 0.47042 | 9 | 0.69152
31722 | 8.06 | 1 | 365 | 9.2211 | 0.47042 | 9 | 0.69152
31731 | 7.28 | 1 | 365 | 8.3287 | 0.68296 | 9 | 0.011692
31405 | 12.48 | 1 | 365 | 14.2778 | 0.59937 | 14 | 0.87719
31741 | 8.06 | 1 | 365 | 9.2211 | 0.47042 | 9 | 0.69152
31406 | 4.505 | 1 | 365 | 5.154 | 0.32373 | 5 | 0.4777
31342 | 13.44 | 1 | 365 | 15.3761 | 0.79932 | 16 | 0.17543
31337 | 5.6 | 1 | 365 | 6.4067 | 0.83305 | 7 | 0.23976
29846 | 25.5 | 0.9 | 365 | 26.2561 | 0.59259 | 26 | 0.84867
31407 | 2.86 | 1 | 365 | 3.272 | 0.55402 | 3 | 0.82602
31434 | 14.04 | 1 | 365 | 16.0625 | 0.17429 | 16 | 0.23683
31443 | 7.28 | 1 | 365 | 8.3287 | 0.68296 | 9 | 0.011692
31454 | 8.9 | 1 | 365 | 10.1821 | 0.39538 | 10 | 0.57748
31455 | 3.9 | 1 | 365 | 4.4618 | 0.9373 | 5 | 0.39912
31465 | 10.14 | 1 | 365 | 11.6007 | 0.23699 | 11 | 0.83771
31463 | 5.2 | 1 | 365 | 5.9491 | 0.9164 | 6 | 0.86549
31471 | 11.44 | 1 | 365 | 13.088 | 0.21609 | 13 | 0.30409
31472 | 7.54 | 1 | 365 | 8.6262 | 0.27878 | 8 | 0.90497
31474 | 12.455 | 1 | 365 | 14.2492 | 0.54208 | 14 | 0.79129
31476 | 5.46 | 1 | 365 | 6.2465 | 0.51222 | 6 | 0.75877
31651 | 5.98 | 1 | 365 | 6.8415 | 0.70386 | 7 | 0.54532
31478 | 5.2 | 1 | 365 | 5.9491 | 0.9164 | 6 | 0.86549
31645 | 8.06 | 1 | 365 | 9.2211 | 0.47042 | 9 | 0.69152
31649 | 6.24 | 1 | 365 | 7.1389 | 0.29968 | 7 | 0.43859
31656 | 2.86 | 1 | 365 | 3.272 | 0.55402 | 3 | 0.82602
31659 | 9.62 | 1 | 365 | 11.0058 | 0.045346 | 11 | 0.051165
31676 | 2.6 | 1 | 365 | 2.9745 | 0.9582 | 3 | 0.93275
31678 | 4.16 | 1 | 365 | 4.7593 | 0.53312 | 5 | 0.2924
31681 | 8.32 | 1 | 365 | 9.5185 | 0.066245 | 9 | 0.58479
31713 | 6.76 | 1 | 365 | 7.7338 | 0.49132 | 8 | 0.22514
31719 | 8.06 | 1 | 365 | 9.2211 | 0.47042 | 9 | 0.69152
31723 | 8.32 | 1 | 365 | 9.5185 | 0.066245 | 9 | 0.58479
31726 | 3.9 | 1 | 365 | 4.4618 | 0.9373 | 5 | 0.39912
31730 | 5.2 | 1 | 365 | 5.9491 | 0.9164 | 6 | 0.86549
31732 | 5.72 | 1 | 365 | 6.544 | 0.10804 | 6 | 0.65204
31736 | 2.86 | 1 | 365 | 3.272 | 0.55402 | 3 | 0.82602
31745 | 4.94 | 1 | 365 | 5.6516 | 0.32058 | 5 | 0.97222
31482 | 7.155 | 1 | 365 | 8.1857 | 0.39651 | 8 | 0.58223
31483 | 7 | 1 | 365 | 8.0084 | 0.041312 | 8 | 0.049704
31488 | 7.8 | 1 | 365 | 8.9236 | 0.8746 | 9 | 0.79824
31748 | 7.54 | 1 | 365 | 8.6262 | 0.27878 | 8 | 0.90497
31751 | 5.2 | 1 | 365 | 5.9491 | 0.9164 | 6 | 0.86549
31756 | 7.8 | 1 | 365 | 8.9236 | 0.8746 | 9 | 0.79824
31490 | 4.49 | 1 | 365 | 5.1368 | 0.28936 | 5 | 0.42617
31506 | 7.28 | 1 | 365 | 8.3287 | 0.68296 | 9 | 0.011692
31759 | 9.88 | 1 | 365 | 11.3033 | 0.64117 | 11 | 0.94444
31512 | 5.46 | 1 | 365 | 6.2465 | 0.51222 | 6 | 0.75877
31761 | 7 | 1 | 365 | 8.0084 | 0.041312 | 8 | 0.049704
31773 | 7.8 | 1 | 365 | 8.9236 | 0.8746 | 9 | 0.79824
31776 | 7.28 | 1 | 365 | 8.3287 | 0.68296 | 9 | 0.011692
31777 | 6.76 | 1 | 365 | 7.7338 | 0.49132 | 8 | 0.22514
31779 | 6.76 | 1 | 365 | 7.7338 | 0.49132 | 8 | 0.22514
31784 | 6.5 | 1 | 365 | 7.4364 | 0.8955 | 8 | 0.33187
31786 | 7.8 | 1 | 365 | 8.9236 | 0.8746 | 9 | 0.79824
31789 | 4.94 | 1 | 365 | 5.6516 | 0.32058 | 5 | 0.97222
31720 | 6.24 | 1 | 365 | 7.1389 | 0.29968 | 7 | 0.43859
31511 | 10.14 | 1 | 365 | 11.6007 | 0.23699 | 11 | 0.83771
31792 | 3.9 | 1 | 365 | 4.4618 | 0.9373 | 5 | 0.39912
31798 | 9.62 | 1 | 365 | 11.0058 | 0.045346 | 11 | 0.051165
31800 | 8.06 | 1 | 365 | 9.2211 | 0.47042 | 9 | 0.69152
31802 | 5.46 | 1 | 365 | 6.2465 | 0.51222 | 6 | 0.75877
31804 | 5.72 | 1 | 365 | 6.544 | 0.10804 | 6 | 0.65204
31806 | 9.62 | 1 | 365 | 11.0058 | 0.045346 | 11 | 0.051165
31619 | 5.1 | 1 | 365 | 5.8347 | 0.68724 | 6 | 0.52193
31816 | 6.325 | 1 | 365 | 7.2362 | 0.49447 | 7 | 0.73063
31830 | 9.075 | 1 | 365 | 10.3823 | 0.79642 | 11 | 0.17872
31408 | 32.48 | 0.9 | 365 | 33.443 | 0.98852 | 34 | 0.43156
31304 | 156.96 | 0.9 | 365 | 161.6139 | 0.72284 | 162 | 0.33677
31845 | 8.96 | 1 | 365 | 10.2507 | 0.53288 | 10 | 0.78362
31855 | 3.42 | 1 | 365 | 3.9127 | 0.83733 | 4 | 0.75
31865 | 3.99 | 1 | 365 | 4.5648 | 0.14355 | 4 | 0.70833
31519 | 8.4 | 1 | 365 | 9.6101 | 0.24957 | 9 | 0.85964
31419 | 4.94 | 1 | 365 | 5.6516 | 0.32058 | 5 | 0.97222
31807 | 8.84 | 1 | 365 | 10.1135 | 0.25789 | 10 | 0.37134
31523 | 5.3 | 1 | 365 | 6.0635 | 0.14556 | 6 | 0.20906
31809 | 3.38 | 1 | 365 | 3.8669 | 0.74566 | 4 | 0.61257
31433 | 7.28 | 1 | 365 | 8.3287 | 0.68296 | 9 | 0.011692
31743 | 2.6 | 1 | 365 | 2.9745 | 0.9582 | 3 | 0.93275
31810 | 6.5 | 1 | 365 | 7.4364 | 0.8955 | 8 | 0.33187
31424 | 8.32 | 1 | 365 | 9.5185 | 0.066245 | 9 | 0.58479
31801 | 7.28 | 1 | 365 | 8.3287 | 0.68296 | 9 | 0.011692
31871 | 2.08 | 1 | 365 | 2.3796 | 0.76656 | 3 | 0.1462
31876 | 8.32 | 1 | 365 | 9.5185 | 0.066245 | 9 | 0.58479
31924 | 7.02 | 1 | 365 | 8.0313 | 0.087144 | 8 | 0.11842
31930 | 4.42 | 1 | 365 | 5.0567 | 0.12894 | 5 | 0.18567
31528 | 6.24 | 1 | 365 | 7.1389 | 0.29968 | 7 | 0.43859
31608 | 4.68 | 1 | 365 | 5.3542 | 0.72476 | 6 | 0.078945
31597 | 11.7 | 1 | 365 | 13.3855 | 0.81191 | 14 | 0.19736
31620 | 6.24 | 1 | 365 | 7.1389 | 0.29968 | 7 | 0.43859
31598 | 12.48 | 1 | 365 | 14.2778 | 0.59937 | 14 | 0.87719
31662 | 3.38 | 1 | 365 | 3.8669 | 0.74566 | 4 | 0.61257
31669 | 13 | 1 | 365 | 14.8727 | 0.79101 | 15 | 0.66374
31623 | 7.54 | 1 | 365 | 8.6262 | 0.27878 | 8 | 0.90497
31517 | 24.6 | 1 | 365 | 28.1438 | 0.37375 | 28 | 0.51753
31643 | 11.18 | 1 | 365 | 12.7905 | 0.62027 | 13 | 0.41081
31661 | 4.16 | 1 | 365 | 4.7593 | 0.53312 | 5 | 0.2924
31430 | 7.02 | 1 | 365 | 8.0313 | 0.087144 | 8 | 0.11842
29024 | 8.745 | 1 | 365 | 10.0048 | 0.040182 | 10 | 0.044952
31697 | 4.94 | 1 | 365 | 5.6516 | 0.32058 | 5 | 0.97222
31675 | 5.72 | 1 | 365 | 6.544 | 0.10804 | 6 | 0.65204
31718 | 3.9 | 1 | 365 | 4.4618 | 0.9373 | 5 | 0.39912
31420 | 12.74 | 1 | 365 | 14.5753 | 0.19519 | 14 | 0.77046
31749 | 2.34 | 1 | 365 | 2.6771 | 0.36238 | 3 | 0.039472
31437 | 7.8 | 1 | 365 | 8.9236 | 0.8746 | 9 | 0.79824
31708 | 9.62 | 1 | 365 | 11.0058 | 0.045346 | 11 | 0.051165
31715 | 9.36 | 1 | 365 | 10.7084 | 0.44953 | 11 | 0.15789
31728 | 11.18 | 1 | 365 | 12.7905 | 0.62027 | 13 | 0.41081
31601 | 12.74 | 1 | 365 | 14.5753 | 0.19519 | 14 | 0.77046
31832 | 3.64 | 1 | 365 | 4.1644 | 0.34148 | 4 | 0.50585
31775 | 8.06 | 1 | 365 | 9.2211 | 0.47042 | 9 | 0.69152
31603 | 13.26 | 1 | 365 | 15.1702 | 0.38683 | 15 | 0.55701
31834 | 13 | 1 | 365 | 14.8727 | 0.79101 | 15 | 0.66374
31837 | 7.54 | 1 | 365 | 8.6262 | 0.27878 | 8 | 0.90497
31606 | 5.46 | 1 | 365 | 6.2465 | 0.51222 | 6 | 0.75877
31610 | 9.88 | 1 | 365 | 11.3033 | 0.64117 | 11 | 0.94444
31616 | 4.42 | 1 | 365 | 5.0567 | 0.12894 | 5 | 0.18567
31624 | 3.12 | 1 | 365 | 3.5695 | 0.14984 | 3 | 0.7193
31808 | 12.22 | 1 | 365 | 13.9804 | 0.0035475 | 13 | 0.98391
31813 | 6.76 | 1 | 365 | 7.7338 | 0.49132 | 8 | 0.22514
31815 | 4.68 | 1 | 365 | 5.3542 | 0.72476 | 6 | 0.078945
31817 | 11.44 | 1 | 365 | 13.088 | 0.21609 | 13 | 0.30409
31818 | 10.865 | 1 | 365 | 12.4302 | 0.89841 | 13 | 0.32858
31850 | 3.9 | 1 | 365 | 4.4618 | 0.9373 | 5 | 0.39912
31852 | 5.46 | 1 | 365 | 6.2465 | 0.51222 | 6 | 0.75877
31854 | 4.68 | 1 | 365 | 5.3542 | 0.72476 | 6 | 0.078945
31858 | 9.62 | 1 | 365 | 11.0058 | 0.045346 | 11 | 0.051165
31857 | 9.1 | 1 | 365 | 10.4109 | 0.85371 | 11 | 0.26462
31868 | 8.32 | 1 | 365 | 9.5185 | 0.066245 | 9 | 0.58479
31873 | 12.985 | 1 | 365 | 14.8556 | 0.75663 | 15 | 0.6122
31883 | 5.98 | 1 | 365 | 6.8415 | 0.70386 | 7 | 0.54532
31894 | 8.32 | 1 | 365 | 9.5185 | 0.066245 | 9 | 0.58479
31901 | 2.86 | 1 | 365 | 3.272 | 0.55402 | 3 | 0.82602
31903 | 8.32 | 1 | 365 | 9.5185 | 0.066245 | 9 | 0.58479
31906 | 9.88 | 1 | 365 | 11.3033 | 0.64117 | 11 | 0.94444
31911 | 6.76 | 1 | 365 | 7.7338 | 0.49132 | 8 | 0.22514
31915 | 8.58 | 1 | 365 | 9.816 | 0.66207 | 10 | 0.47807
31917 | 12.48 | 1 | 365 | 14.2778 | 0.59937 | 14 | 0.87719
31928 | 9.36 | 1 | 365 | 10.7084 | 0.44953 | 11 | 0.15789
31929 | 8.84 | 1 | 365 | 10.1135 | 0.25789 | 10 | 0.37134
31931 | 2.86 | 1 | 365 | 3.272 | 0.55402 | 3 | 0.82602
31933 | 5.3 | 1 | 365 | 6.0635 | 0.14556 | 6 | 0.20906
32224 | 4.9 | 1 | 365 | 5.6059 | 0.22892 | 5 | 0.83479
32127 | 5.88 | 1 | 365 | 6.727 | 0.4747 | 7 | 0.20175
32148 | 7.56 | 1 | 365 | 8.6491 | 0.32462 | 8 | 0.97368
31944 | 8.06 | 1 | 365 | 9.2211 | 0.47042 | 9 | 0.69152
31948 | 3.38 | 1 | 365 | 3.8669 | 0.74566 | 4 | 0.61257
31950 | 7.02 | 1 | 365 | 8.0313 | 0.087144 | 8 | 0.11842
31953 | 5.46 | 1 | 365 | 6.2465 | 0.51222 | 6 | 0.75877
31965 | 5.2 | 1 | 365 | 5.9491 | 0.9164 | 6 | 0.86549
31982 | 7.28 | 1 | 365 | 8.3287 | 0.68296 | 9 | 0.011692
31986 | 3.9 | 1 | 365 | 4.4618 | 0.9373 | 5 | 0.39912
31970 | 2.86 | 1 | 365 | 3.272 | 0.55402 | 3 | 0.82602
31988 | 3.12 | 1 | 365 | 3.5695 | 0.14984 | 3 | 0.7193
31992 | 5.72 | 1 | 365 | 6.544 | 0.10804 | 6 | 0.65204
31993 | 7.14 | 1 | 365 | 8.1686 | 0.36214 | 8 | 0.5307
32005 | 5.5 | 1 | 365 | 6.2923 | 0.60389 | 6 | 0.8962
32041 | 5.46 | 1 | 365 | 6.2465 | 0.51222 | 6 | 0.75877
32042 | 5.46 | 1 | 365 | 6.2465 | 0.51222 | 6 | 0.75877
32049 | 4.16 | 1 | 365 | 4.7593 | 0.53312 | 5 | 0.2924
32046 | 4.68 | 1 | 365 | 5.3542 | 0.72476 | 6 | 0.078945
31935 | 9.36 | 1 | 365 | 10.7084 | 0.44953 | 11 | 0.15789
31633 | 10.4 | 1 | 365 | 11.8982 | 0.83281 | 12 | 0.73099
31640 | 12.22 | 1 | 365 | 13.9804 | 0.0035475 | 13 | 0.98391
31946 | 7.02 | 1 | 365 | 8.0313 | 0.087144 | 8 | 0.11842
31955 | 9.88 | 1 | 365 | 11.3033 | 0.64117 | 11 | 0.94444
31957 | 7.02 | 1 | 365 | 8.0313 | 0.087144 | 8 | 0.11842
31961 | 11.18 | 1 | 365 | 12.7905 | 0.62027 | 13 | 0.41081
31972 | 7.28 | 1 | 365 | 8.3287 | 0.68296 | 9 | 0.011692
31975 | 9.36 | 1 | 365 | 10.7084 | 0.44953 | 11 | 0.15789
31985 | 4.94 | 1 | 365 | 5.6516 | 0.32058 | 5 | 0.97222
31983 | 7.8 | 1 | 365 | 8.9236 | 0.8746 | 9 | 0.79824
31990 | 7.8 | 1 | 365 | 8.9236 | 0.8746 | 9 | 0.79824
31995 | 3.38 | 1 | 365 | 3.8669 | 0.74566 | 4 | 0.61257
31999 | 9.1 | 1 | 365 | 10.4109 | 0.85371 | 11 | 0.26462
32002 | 4.24 | 1 | 365 | 4.8508 | 0.71645 | 5 | 0.56725
31998 | 8.06 | 1 | 365 | 9.2211 | 0.47042 | 9 | 0.69152
32004 | 5.2 | 1 | 365 | 5.9491 | 0.9164 | 6 | 0.86549
31655 | 7.54 | 1 | 365 | 8.6262 | 0.27878 | 8 | 0.90497
31644 | 11.18 | 1 | 365 | 12.7905 | 0.62027 | 13 | 0.41081
31660 | 4.42 | 1 | 365 | 5.0567 | 0.12894 | 5 | 0.18567
31647 | 12.48 | 1 | 365 | 14.2778 | 0.59937 | 14 | 0.87719
31666 | 7.28 | 1 | 365 | 8.3287 | 0.68296 | 9 | 0.011692
31849 | 6.76 | 1 | 365 | 7.7338 | 0.49132 | 8 | 0.22514
31680 | 5.46 | 1 | 365 | 6.2465 | 0.51222 | 6 | 0.75877
31889 | 9.1 | 1 | 365 | 10.4109 | 0.85371 | 11 | 0.26462
31689 | 11.96 | 1 | 365 | 13.6829 | 0.40773 | 14 | 0.090637
31698 | 6.76 | 1 | 365 | 7.7338 | 0.49132 | 8 | 0.22514
31704 | 7.8 | 1 | 365 | 8.9236 | 0.8746 | 9 | 0.79824
31709 | 5.46 | 1 | 365 | 6.2465 | 0.51222 | 6 | 0.75877
31439 | 8.06 | 1 | 365 | 9.2211 | 0.47042 | 9 | 0.69152
31531 | 7.42 | 1 | 365 | 8.4889 | 0.0037907 | 8 | 0.49269
31423 | 5.72 | 1 | 365 | 6.544 | 0.10804 | 6 | 0.65204
31452 | 6.12 | 1 | 365 | 7.0016 | 0.02469 | 7 | 0.026313
31449 | 5.2 | 1 | 365 | 5.9491 | 0.9164 | 6 | 0.86549
31535 | 8.84 | 1 | 365 | 10.1135 | 0.25789 | 10 | 0.37134
31440 | 2.86 | 1 | 365 | 3.272 | 0.55402 | 3 | 0.82602
32181 | 10.72 | 1 | 365 | 12.2643 | 0.56612 | 12 | 0.8304
32183 | 11.07 | 1 | 365 | 12.6647 | 0.36819 | 13 | 0.032889
32184 | 7.84 | 1 | 365 | 8.9694 | 0.96627 | 9 | 0.93567
32190 | 12 | 1 | 365 | 13.7287 | 0.49939 | 14 | 0.22806
31447 | 5.72 | 1 | 365 | 6.544 | 0.10804 | 6 | 0.65204
31543 | 3.64 | 1 | 365 | 4.1644 | 0.34148 | 4 | 0.50585
31458 | 5.46 | 1 | 365 | 6.2465 | 0.51222 | 6 | 0.75877
32296 | 7.44 | 1 | 365 | 8.5118 | 0.049623 | 8 | 0.5614
20921 | 7.02 | 1 | 365 | 8.0313 | 0.087144 | 8 | 0.11842
32298 | 9.38 | 1 | 365 | 10.7312 | 0.49536 | 11 | 0.2266
31545 | 7.28 | 1 | 365 | 8.3287 | 0.68296 | 9 | 0.011692
31546 | 4.94 | 1 | 365 | 5.6516 | 0.32058 | 5 | 0.97222
32327 | 6.76 | 1 | 365 | 7.7338 | 0.49132 | 8 | 0.22514
32328 | 7.28 | 1 | 365 | 8.3287 | 0.68296 | 9 | 0.011692
32329 | 5.98 | 1 | 365 | 6.8415 | 0.70386 | 7 | 0.54532
32336 | 8.32 | 1 | 365 | 9.5185 | 0.066245 | 9 | 0.58479
32206 | 5.83 | 1 | 365 | 6.6698 | 0.36012 | 7 | 0.029968
32210 | 8.32 | 1 | 365 | 9.5185 | 0.066245 | 9 | 0.58479
32205 | 8.06 | 1 | 365 | 9.2211 | 0.47042 | 9 | 0.69152
32213 | 6.24 | 1 | 365 | 7.1389 | 0.29968 | 7 | 0.43859
32344 | 2.08 | 1 | 365 | 2.3796 | 0.76656 | 3 | 0.1462
31799 | 12.48 | 1 | 365 | 14.2778 | 0.59937 | 14 | 0.87719
31846 | 9.36 | 1 | 365 | 10.7084 | 0.44953 | 11 | 0.15789
31550 | 6.5 | 1 | 365 | 7.4364 | 0.8955 | 8 | 0.33187
32366 | 4.42 | 1 | 365 | 5.0567 | 0.12894 | 5 | 0.18567
31843 | 5.46 | 1 | 365 | 6.2465 | 0.51222 | 6 | 0.75877
32362 | 7.95 | 1 | 365 | 9.0952 | 0.21835 | 9 | 0.31359
31847 | 8.06 | 1 | 365 | 9.2211 | 0.47042 | 9 | 0.69152
32364 | 5.72 | 1 | 365 | 6.544 | 0.10804 | 6 | 0.65204
31572 | 6.76 | 1 | 365 | 7.7338 | 0.49132 | 8 | 0.22514
27433 | 11.475 | 1 | 365 | 13.128 | 0.29629 | 13 | 0.42434
32375 | 11.66 | 1 | 365 | 13.3397 | 0.72024 | 14 | 0.059936
32354 | 6.36 | 1 | 365 | 7.2762 | 0.57468 | 7 | 0.85087
32374 | 7.54 | 1 | 365 | 8.6262 | 0.27878 | 8 | 0.90497
32378 | 4.42 | 1 | 365 | 5.0567 | 0.12894 | 5 | 0.18567
32391 | 9.435 | 1 | 365 | 10.7942 | 0.6214 | 11 | 0.41557
32389 | 7.8 | 1 | 365 | 8.9236 | 0.8746 | 9 | 0.79824
32043 | 4.94 | 1 | 365 | 5.6516 | 0.32058 | 5 | 0.97222
32393 | 10.335 | 1 | 365 | 11.8238 | 0.68385 | 12 | 0.50767
31861 | 6.5 | 1 | 365 | 7.4364 | 0.8955 | 8 | 0.33187
31851 | 8.58 | 1 | 365 | 9.816 | 0.66207 | 10 | 0.47807
32403 | 3.9 | 1 | 365 | 4.4618 | 0.9373 | 5 | 0.39912
31885 | 6.5 | 1 | 365 | 7.4364 | 0.8955 | 8 | 0.33187
32405 | 11.22 | 1 | 365 | 12.8363 | 0.71193 | 13 | 0.54824
31900 | 7.28 | 1 | 365 | 8.3287 | 0.68296 | 9 | 0.011692
32209 | 9.36 | 1 | 365 | 10.7084 | 0.44953 | 11 | 0.15789
31904 | 5.46 | 1 | 365 | 6.2465 | 0.51222 | 6 | 0.75877
32057 | 7.8 | 1 | 365 | 8.9236 | 0.8746 | 9 | 0.79824
31909 | 7.8 | 1 | 365 | 8.9236 | 0.8746 | 9 | 0.79824
31960 | 6.76 | 1 | 365 | 7.7338 | 0.49132 | 8 | 0.22514
31966 | 5.72 | 1 | 365 | 6.544 | 0.10804 | 6 | 0.65204
31979 | 4.68 | 1 | 365 | 5.3542 | 0.72476 | 6 | 0.078945
31984 | 2.34 | 1 | 365 | 2.6771 | 0.36238 | 3 | 0.039472
32419 | 6.5 | 1 | 365 | 7.4364 | 0.8955 | 8 | 0.33187
31959 | 5.98 | 1 | 365 | 6.8415 | 0.70386 | 7 | 0.54532
31958 | 9.88 | 1 | 365 | 11.3033 | 0.64117 | 11 | 0.94444
32031 | 8.32 | 1 | 365 | 9.5185 | 0.066245 | 9 | 0.58479
28052 | 11.73 | 1 | 365 | 13.4198 | 0.88066 | 14 | 0.30043
32060 | 7.54 | 1 | 365 | 8.6262 | 0.27878 | 8 | 0.90497
32055 | 10.14 | 1 | 365 | 11.6007 | 0.23699 | 11 | 0.83771
28025 | 8.58 | 1 | 365 | 9.816 | 0.66207 | 10 | 0.47807
32268 | 5.2 | 1 | 365 | 5.9491 | 0.9164 | 6 | 0.86549
32279 | 6.5 | 1 | 365 | 7.4364 | 0.8955 | 8 | 0.33187
27835 | 7.54 | 1 | 365 | 8.6262 | 0.27878 | 8 | 0.90497
27834 | 7.8 | 1 | 365 | 8.9236 | 0.8746 | 9 | 0.79824
32288 | 7.42 | 1 | 365 | 8.4889 | 0.0037907 | 8 | 0.49269
32291 | 13.52 | 1 | 365 | 15.4676 | 0.98265 | 16 | 0.45029
27829 | 7.28 | 1 | 365 | 8.3287 | 0.68296 | 9 | 0.011692
32297 | 8.06 | 1 | 365 | 9.2211 | 0.47042 | 9 | 0.69152
29264 | 8.06 | 1 | 365 | 9.2211 | 0.47042 | 9 | 0.69152
32303 | 7.8 | 1 | 365 | 8.9236 | 0.8746 | 9 | 0.79824
27697 | 7.8 | 1 | 365 | 8.9236 | 0.8746 | 9 | 0.79824
32307 | 2.6 | 1 | 365 | 2.9745 | 0.9582 | 3 | 0.93275
27552 | 5.2 | 1 | 365 | 5.9491 | 0.9164 | 6 | 0.86549
32315 | 11.96 | 1 | 365 | 13.6829 | 0.40773 | 14 | 0.090637
27669 | 5.46 | 1 | 365 | 6.2465 | 0.51222 | 6 | 0.75877
32321 | 4 | 1 | 365 | 4.5762 | 0.16646 | 4 | 0.74269
31310 | 70.125 | 0.9 | 365 | 72.2042 | 0.62961 | 72 | 0.83385
31880 | 57.46 | 0.9 | 365 | 59.1637 | 0.50863 | 59 | 0.67234
31267 | 675.18 | 0.9 | 365 | 695.1994 | 0.52796 | 695 | 0.72732
13122 | 150.47 | 1 | 365 | 172.1461 | 0.81946 | 172 | 0.96557
32258 | 3.64 | 1 | 365 | 4.1644 | 0.34148 | 4 | 0.50585
32260 | 4.16 | 1 | 365 | 4.7593 | 0.53312 | 5 | 0.2924
32133 | 7.54 | 1 | 365 | 8.6262 | 0.27878 | 8 | 0.90497
32261 | 2.34 | 1 | 365 | 2.6771 | 0.36238 | 3 | 0.039472
32065 | 8.58 | 1 | 365 | 9.816 | 0.66207 | 10 | 0.47807
32211 | 6.5 | 1 | 365 | 7.4364 | 0.8955 | 8 | 0.33187
32082 | 11.96 | 1 | 365 | 13.6829 | 0.40773 | 14 | 0.090637
32423 | 7.28 | 1 | 365 | 8.3287 | 0.68296 | 9 | 0.011692
32425 | 4.68 | 1 | 365 | 5.3542 | 0.72476 | 6 | 0.078945
32217 | 7.8 | 1 | 365 | 8.9236 | 0.8746 | 9 | 0.79824
32427 | 8.84 | 1 | 365 | 10.1135 | 0.25789 | 10 | 0.37134
32200 | 8.06 | 1 | 365 | 9.2211 | 0.47042 | 9 | 0.69152
32429 | 7.14 | 1 | 365 | 8.1686 | 0.36214 | 8 | 0.5307
32431 | 3.38 | 1 | 365 | 3.8669 | 0.74566 | 4 | 0.61257
32434 | 6.6 | 1 | 365 | 7.5508 | 0.12467 | 7 | 0.67544
32218 | 7.28 | 1 | 365 | 8.3287 | 0.68296 | 9 | 0.011692
32440 | 10.4 | 1 | 365 | 11.8982 | 0.83281 | 12 | 0.73099
32519 | 9.36 | 1 | 365 | 10.7084 | 0.44953 | 11 | 0.15789
32435 | 11.13 | 1 | 365 | 12.7333 | 0.50569 | 13 | 0.23903
32532 | 7.15 | 1 | 365 | 8.18 | 0.38505 | 8 | 0.56505
32201 | 11.44 | 1 | 365 | 13.088 | 0.21609 | 13 | 0.30409
32253 | 10.132 | 1 | 365 | 11.5916 | 0.21865 | 11 | 0.81023
32442 | 11.44 | 1 | 365 | 13.088 | 0.21609 | 13 | 0.30409
32444 | 11.44 | 1 | 365 | 13.088 | 0.21609 | 13 | 0.30409
32576 | 10.455 | 1 | 365 | 11.9611 | 0.95885 | 12 | 0.91995
32445 | 9.88 | 1 | 365 | 11.3033 | 0.64117 | 11 | 0.94444
32581 | 6.6 | 1 | 365 | 7.5508 | 0.12467 | 7 | 0.67544
32439 | 10.66 | 1 | 365 | 12.1956 | 0.42863 | 12 | 0.62426
32592 | 4.95 | 1 | 365 | 5.6631 | 0.3435 | 6 | 0.0065764
32604 | 8.67 | 1 | 365 | 9.919 | 0.86831 | 10 | 0.78728
32453 | 5.72 | 1 | 365 | 6.544 | 0.10804 | 6 | 0.65204
32614 | 5.775 | 1 | 365 | 6.6069 | 0.23408 | 6 | 0.84101
32450 | 8.415 | 1 | 365 | 9.6272 | 0.28395 | 9 | 0.91118
32456 | 7.95 | 1 | 365 | 9.0952 | 0.21835 | 9 | 0.31359
32460 | 9.36 | 1 | 365 | 10.7084 | 0.44953 | 11 | 0.15789
32463 | 4.42 | 1 | 365 | 5.0567 | 0.12894 | 5 | 0.18567
32464 | 7.02 | 1 | 365 | 8.0313 | 0.087144 | 8 | 0.11842
32625 | 16.83 | 1 | 365 | 19.2545 | 0.5679 | 19 | 0.82236
32467 | 5.72 | 1 | 365 | 6.544 | 0.10804 | 6 | 0.65204
32468 | 9.1 | 1 | 365 | 10.4109 | 0.85371 | 11 | 0.26462
32472 | 4.59 | 1 | 365 | 5.2512 | 0.51852 | 5 | 0.76973
32621 | 5.225 | 1 | 365 | 5.9777 | 0.97369 | 6 | 0.95139
32680 | 10.4 | 1 | 365 | 11.8982 | 0.83281 | 12 | 0.73099
32474 | 7.54 | 1 | 365 | 8.6262 | 0.27878 | 8 | 0.90497
32070 | 9.36 | 1 | 365 | 10.7084 | 0.44953 | 11 | 0.15789
32491 | 5.545 | 1 | 365 | 6.3438 | 0.70701 | 7 | 0.050801
32096 | 9.36 | 1 | 365 | 10.7084 | 0.44953 | 11 | 0.15789
32596 | 9.18 | 1 | 365 | 10.5024 | 0.037035 | 10 | 0.53947
32092 | 6.76 | 1 | 365 | 7.7338 | 0.49132 | 8 | 0.22514
32478 | 4.725 | 1 | 365 | 5.4057 | 0.82789 | 6 | 0.23355
32603 | 6.885 | 1 | 365 | 7.8768 | 0.77778 | 8 | 0.6546
32487 | 6.96 | 1 | 365 | 7.9626 | 0.94965 | 8 | 0.91228
32605 | 7.14 | 1 | 365 | 8.1686 | 0.36214 | 8 | 0.5307
32517 | 3.85 | 1 | 365 | 4.4046 | 0.82272 | 5 | 0.22734
28018 | 10.4 | 1 | 365 | 11.8982 | 0.83281 | 12 | 0.73099
32608 | 7.8 | 1 | 365 | 8.9236 | 0.8746 | 9 | 0.79824
32207 | 9.1 | 1 | 365 | 10.4109 | 0.85371 | 11 | 0.26462
32160 | 9.88 | 1 | 365 | 11.3033 | 0.64117 | 11 | 0.94444
32499 | 6.725 | 1 | 365 | 7.6938 | 0.41112 | 8 | 0.10489
32618 | 9.88 | 1 | 365 | 11.3033 | 0.64117 | 11 | 0.94444
32609 | 7.28 | 1 | 365 | 8.3287 | 0.68296 | 9 | 0.011692
32091 | 7.54 | 1 | 365 | 8.6262 | 0.27878 | 8 | 0.90497
32611 | 7.28 | 1 | 365 | 8.3287 | 0.68296 | 9 | 0.011692
32504 | 6.725 | 1 | 365 | 7.6938 | 0.41112 | 8 | 0.10489
32106 | 2.86 | 1 | 365 | 3.272 | 0.55402 | 3 | 0.82602
32613 | 5.2 | 1 | 365 | 5.9491 | 0.9164 | 6 | 0.86549
32110 | 6.24 | 1 | 365 | 7.1389 | 0.29968 | 7 | 0.43859
32617 | 5.46 | 1 | 365 | 6.2465 | 0.51222 | 6 | 0.75877
32507 | 6.725 | 1 | 365 | 7.6938 | 0.41112 | 8 | 0.10489
32508 | 4.95 | 1 | 365 | 5.6631 | 0.3435 | 6 | 0.0065764
32167 | 6.24 | 1 | 365 | 7.1389 | 0.29968 | 7 | 0.43859
32176 | 5.98 | 1 | 365 | 6.8415 | 0.70386 | 7 | 0.54532
32117 | 4.68 | 1 | 365 | 5.3542 | 0.72476 | 6 | 0.078945
32162 | 4.94 | 1 | 365 | 5.6516 | 0.32058 | 5 | 0.97222
32259 | 11.44 | 1 | 365 | 13.088 | 0.21609 | 13 | 0.30409
32263 | 9.88 | 1 | 365 | 11.3033 | 0.64117 | 11 | 0.94444
32192 | 9.88 | 1 | 365 | 11.3033 | 0.64117 | 11 | 0.94444
32270 | 7.54 | 1 | 365 | 8.6262 | 0.27878 | 8 | 0.90497
32195 | 8.84 | 1 | 365 | 10.1135 | 0.25789 | 10 | 0.37134
32252 | 2.08 | 1 | 365 | 2.3796 | 0.76656 | 3 | 0.1462
32256 | 8.84 | 1 | 365 | 10.1135 | 0.25789 | 10 | 0.37134
32513 | 7.905 | 1 | 365 | 9.0438 | 0.11522 | 9 | 0.15899
32138 | 8.58 | 1 | 365 | 9.816 | 0.66207 | 10 | 0.47807
32353 | 6.5 | 1 | 365 | 7.4364 | 0.8955 | 8 | 0.33187
32512 | 5.565 | 1 | 365 | 6.3667 | 0.75284 | 7 | 0.11951
32363 | 4.94 | 1 | 365 | 5.6516 | 0.32058 | 5 | 0.97222
32255 | 11.7 | 1 | 365 | 13.3855 | 0.81191 | 14 | 0.19736
32370 | 7.28 | 1 | 365 | 8.3287 | 0.68296 | 9 | 0.011692
32122 | 5.72 | 1 | 365 | 6.544 | 0.10804 | 6 | 0.65204
32511 | 7.975 | 1 | 365 | 9.1238 | 0.27564 | 9 | 0.39948
32262 | 9.88 | 1 | 365 | 11.3033 | 0.64117 | 11 | 0.94444
32128 | 5.98 | 1 | 365 | 6.8415 | 0.70386 | 7 | 0.54532
32280 | 8.32 | 1 | 365 | 9.5185 | 0.066245 | 9 | 0.58479
32277 | 8.84 | 1 | 365 | 10.1135 | 0.25789 | 10 | 0.37134
32285 | 6.76 | 1 | 365 | 7.7338 | 0.49132 | 8 | 0.22514
32275 | 10.66 | 1 | 365 | 12.1956 | 0.42863 | 12 | 0.62426
32158 | 6.24 | 1 | 365 | 7.1389 | 0.29968 | 7 | 0.43859
32689 | 4.94 | 1 | 365 | 5.6516 | 0.32058 | 5 | 0.97222
32694 | 6.24 | 1 | 365 | 7.1389 | 0.29968 | 7 | 0.43859
32681 | 9.36 | 1 | 365 | 10.7084 | 0.44953 | 11 | 0.15789
32299 | 7.54 | 1 | 365 | 8.6262 | 0.27878 | 8 | 0.90497
32724 | 6.5 | 1 | 365 | 7.4364 | 0.8955 | 8 | 0.33187
32725 | 7.28 | 1 | 365 | 8.3287 | 0.68296 | 9 | 0.011692
32729 | 6.12 | 1 | 365 | 7.0016 | 0.02469 | 7 | 0.026313
32739 | 3.9 | 1 | 365 | 4.4618 | 0.9373 | 5 | 0.39912
32741 | 8.84 | 1 | 365 | 10.1135 | 0.25789 | 10 | 0.37134
32745 | 8.32 | 1 | 365 | 9.5185 | 0.066245 | 9 | 0.58479
32746 | 9.1 | 1 | 365 | 10.4109 | 0.85371 | 11 | 0.26462
32748 | 5.72 | 1 | 365 | 6.544 | 0.10804 | 6 | 0.65204
32751 | 4.42 | 1 | 365 | 5.0567 | 0.12894 | 5 | 0.18567
32754 | 5.2 | 1 | 365 | 5.9491 | 0.9164 | 6 | 0.86549
32752 | 13.52 | 1 | 365 | 15.4676 | 0.98265 | 16 | 0.45029
32762 | 6.5 | 1 | 365 | 7.4364 | 0.8955 | 8 | 0.33187
32311 | 5.98 | 1 | 365 | 6.8415 | 0.70386 | 7 | 0.54532
32764 | 3.38 | 1 | 365 | 3.8669 | 0.74566 | 4 | 0.61257
32766 | 8.84 | 1 | 365 | 10.1135 | 0.25789 | 10 | 0.37134
33011 | 8.215 | 1 | 365 | 9.3984 | 0.82563 | 10 | 0.22405
33012 | 10.14 | 1 | 365 | 11.6007 | 0.23699 | 11 | 0.83771
33014 | 4.42 | 1 | 365 | 5.0567 | 0.12894 | 5 | 0.18567
33017 | 8.84 | 1 | 365 | 10.1135 | 0.25789 | 10 | 0.37134
33019 | 9.805 | 1 | 365 | 11.2175 | 0.46929 | 11 | 0.68676
33021 | 6.24 | 1 | 365 | 7.1389 | 0.29968 | 7 | 0.43859
33016 | 7.41 | 1 | 365 | 8.4775 | 0.98087 | 9 | 0.45833
33018 | 3.42 | 1 | 365 | 3.9127 | 0.83733 | 4 | 0.75
33022 | 11.4 | 1 | 365 | 13.0422 | 0.12442 | 13 | 0.16666
33032 | 4.59 | 1 | 365 | 5.2512 | 0.51852 | 5 | 0.76973
32139 | 2.86 | 1 | 365 | 3.272 | 0.55402 | 3 | 0.82602
32145 | 3.64 | 1 | 365 | 4.1644 | 0.34148 | 4 | 0.50585
32150 | 5.2 | 1 | 365 | 5.9491 | 0.9164 | 6 | 0.86549
32171 | 9.62 | 1 | 365 | 11.0058 | 0.045346 | 11 | 0.051165
32300 | 8.06 | 1 | 365 | 9.2211 | 0.47042 | 9 | 0.69152
32278 | 4.16 | 1 | 365 | 4.7593 | 0.53312 | 5 | 0.2924
32765 | 11.7 | 1 | 365 | 13.3855 | 0.81191 | 14 | 0.19736
32286 | 10.92 | 1 | 365 | 12.4931 | 0.024447 | 12 | 0.51754
32294 | 5.72 | 1 | 365 | 6.544 | 0.10804 | 6 | 0.65204
32305 | 8.32 | 1 | 365 | 9.5185 | 0.066245 | 9 | 0.58479
32770 | 4.16 | 1 | 365 | 4.7593 | 0.53312 | 5 | 0.2924
32522 | 3.38 | 1 | 365 | 3.8669 | 0.74566 | 4 | 0.61257
32516 | 5.46 | 1 | 365 | 6.2465 | 0.51222 | 6 | 0.75877
32773 | 2.34 | 1 | 365 | 2.6771 | 0.36238 | 3 | 0.039472
32526 | 4.16 | 1 | 365 | 4.7593 | 0.53312 | 5 | 0.2924
32769 | 11.7 | 1 | 365 | 13.3855 | 0.81191 | 14 | 0.19736
32778 | 3.9 | 1 | 365 | 4.4618 | 0.9373 | 5 | 0.39912
32781 | 8.32 | 1 | 365 | 9.5185 | 0.066245 | 9 | 0.58479
32555 | 6.24 | 1 | 365 | 7.1389 | 0.29968 | 7 | 0.43859
32589 | 9.36 | 1 | 365 | 10.7084 | 0.44953 | 11 | 0.15789
32599 | 8.06 | 1 | 365 | 9.2211 | 0.47042 | 9 | 0.69152
32783 | 3.12 | 1 | 365 | 3.5695 | 0.14984 | 3 | 0.7193
32623 | 9.1 | 1 | 365 | 10.4109 | 0.85371 | 11 | 0.26462
32634 | 9.88 | 1 | 365 | 11.3033 | 0.64117 | 11 | 0.94444
32641 | 7.28 | 1 | 365 | 8.3287 | 0.68296 | 9 | 0.011692
32632 | 13 | 1 | 365 | 14.8727 | 0.79101 | 15 | 0.66374
32788 | 4.42 | 1 | 365 | 5.0567 | 0.12894 | 5 | 0.18567
32643 | 6.76 | 1 | 365 | 7.7338 | 0.49132 | 8 | 0.22514
32645 | 9.36 | 1 | 365 | 10.7084 | 0.44953 | 11 | 0.15789
32657 | 11.75 | 1 | 365 | 13.4427 | 0.92649 | 14 | 0.36915
32287 | 5.46 | 1 | 365 | 6.2465 | 0.51222 | 6 | 0.75877
32661 | 3.12 | 1 | 365 | 3.5695 | 0.14984 | 3 | 0.7193
32983 | 4.2 | 1 | 365 | 4.805 | 0.62479 | 5 | 0.42982
32772 | 5.98 | 1 | 365 | 6.8415 | 0.70386 | 7 | 0.54532
32903 | 8.68 | 1 | 365 | 9.9304 | 0.89123 | 10 | 0.82163
32793 | 9.36 | 1 | 365 | 10.7084 | 0.44953 | 11 | 0.15789
32981 | 4.76 | 1 | 365 | 5.4457 | 0.90809 | 6 | 0.3538
32809 | 8.32 | 1 | 365 | 9.5185 | 0.066245 | 9 | 0.58479
33048 | 5.5 | 1 | 365 | 6.2923 | 0.60389 | 6 | 0.8962
32797 | 6.76 | 1 | 365 | 7.7338 | 0.49132 | 8 | 0.22514
33049 | 4.2 | 1 | 365 | 4.805 | 0.62479 | 5 | 0.42982
33050 | 5.04 | 1 | 365 | 5.766 | 0.54974 | 6 | 0.31579
32318 | 5.46 | 1 | 365 | 6.2465 | 0.51222 | 6 | 0.75877
32799 | 7.02 | 1 | 365 | 8.0313 | 0.087144 | 8 | 0.11842
33051 | 4.2 | 1 | 365 | 4.805 | 0.62479 | 5 | 0.42982
32806 | 9.36 | 1 | 365 | 10.7084 | 0.44953 | 11 | 0.15789
33057 | 5.88 | 1 | 365 | 6.727 | 0.4747 | 7 | 0.20175
33062 | 3.66 | 1 | 365 | 4.1872 | 0.38731 | 4 | 0.57456
32808 | 4.16 | 1 | 365 | 4.7593 | 0.53312 | 5 | 0.2924
32823 | 6.5 | 1 | 365 | 7.4364 | 0.8955 | 8 | 0.33187
33087 | 4.8 | 1 | 365 | 5.4915 | 0.99976 | 6 | 0.49123
32826 | 3.9 | 1 | 365 | 4.4618 | 0.9373 | 5 | 0.39912
32829 | 5.46 | 1 | 365 | 6.2465 | 0.51222 | 6 | 0.75877
33094 | 7.5 | 1 | 365 | 8.5804 | 0.18712 | 8 | 0.76754
33122 | 8.55 | 1 | 365 | 9.7817 | 0.59332 | 10 | 0.375
32831 | 4.68 | 1 | 365 | 5.3542 | 0.72476 | 6 | 0.078945
13123 | 178.35 | 1 | 365 | 204.0424 | 0.70971 | 204 | 0.7521
32834 | 11.44 | 1 | 365 | 13.088 | 0.21609 | 13 | 0.30409
32308 | 9.1 | 1 | 365 | 10.4109 | 0.85371 | 11 | 0.26462
33065 | 3.12 | 1 | 365 | 3.5695 | 0.14984 | 3 | 0.7193
32310 | 3.9 | 1 | 365 | 4.4618 | 0.9373 | 5 | 0.39912
33054 | 4.68 | 1 | 365 | 5.3542 | 0.72476 | 6 | 0.078945
32361 | 3.64 | 1 | 365 | 4.1644 | 0.34148 | 4 | 0.50585
32316 | 6.5 | 1 | 365 | 7.4364 | 0.8955 | 8 | 0.33187
33069 | 13.26 | 1 | 365 | 15.1702 | 0.38683 | 15 | 0.55701
32383 | 9.36 | 1 | 365 | 10.7084 | 0.44953 | 11 | 0.15789
33085 | 7.28 | 1 | 365 | 8.3287 | 0.68296 | 9 | 0.011692
32320 | 4.68 | 1 | 365 | 5.3542 | 0.72476 | 6 | 0.078945
33091 | 2.86 | 1 | 365 | 3.272 | 0.55402 | 3 | 0.82602
32441 | 6.67 | 1 | 365 | 7.6309 | 0.28508 | 7 | 0.91593
32326 | 4.68 | 1 | 365 | 5.3542 | 0.72476 | 6 | 0.078945
32402 | 11.7 | 1 | 365 | 13.3855 | 0.81191 | 14 | 0.19736
33093 | 14.04 | 1 | 365 | 16.0625 | 0.17429 | 16 | 0.23683
33099 | 3.12 | 1 | 365 | 3.5695 | 0.14984 | 3 | 0.7193
33102 | 6.5 | 1 | 365 | 7.4364 | 0.8955 | 8 | 0.33187
33105 | 9 | 1 | 365 | 10.2965 | 0.62454 | 10 | 0.92105
33107 | 5.565 | 1 | 365 | 6.3667 | 0.75284 | 7 | 0.11951
33108 | 5.98 | 1 | 365 | 6.8415 | 0.70386 | 7 | 0.54532
33111 | 8.48 | 1 | 365 | 9.7016 | 0.4329 | 10 | 0.1345
33110 | 3.9 | 1 | 365 | 4.4618 | 0.9373 | 5 | 0.39912
33113 | 7.35 | 1 | 365 | 8.4088 | 0.84338 | 9 | 0.25219
32430 | 9.75 | 1 | 365 | 11.1545 | 0.34326 | 11 | 0.4978
33119 | 8.884 | 1 | 365 | 10.1638 | 0.35872 | 10 | 0.52251
32446 | 9.36 | 1 | 365 | 10.7084 | 0.44953 | 11 | 0.15789
32455 | 2.86 | 1 | 365 | 3.272 | 0.55402 | 3 | 0.82602
33123 | 9.88 | 1 | 365 | 11.3033 | 0.64117 | 11 | 0.94444
33130 | 6.12 | 1 | 365 | 7.0016 | 0.02469 | 7 | 0.026313
32457 | 3.12 | 1 | 365 | 3.5695 | 0.14984 | 3 | 0.7193
33131 | 5.2 | 1 | 365 | 5.9491 | 0.9164 | 6 | 0.86549
33127 | 2.08 | 1 | 365 | 2.3796 | 0.76656 | 3 | 0.1462
32347 | 15.34 | 1 | 365 | 17.5498 | 0.15339 | 17 | 0.70321
33133 | 3.445 | 1 | 365 | 3.9413 | 0.89462 | 4 | 0.83589
33142 | 5.1 | 1 | 365 | 5.8347 | 0.68724 | 6 | 0.52193
33147 | 5.46 | 1 | 365 | 6.2465 | 0.51222 | 6 | 0.75877
33166 | 12.426 | 1 | 365 | 14.216 | 0.47562 | 14 | 0.69166
33194 | 9 | 1 | 365 | 10.2965 | 0.62454 | 10 | 0.92105
3349 | 1339.2 | 1 | 365 | 1532.1198 | 0.93215 | 1533 | 0.051942
32824 | 4.16 | 1 | 365 | 4.7593 | 0.53312 | 5 | 0.2924
33208 | 5.13 | 1 | 365 | 5.869 | 0.75599 | 6 | 0.625
32369 | 9.1 | 1 | 365 | 10.4109 | 0.85371 | 11 | 0.26462
32845 | 3.64 | 1 | 365 | 4.1644 | 0.34148 | 4 | 0.50585
32376 | 8.84 | 1 | 365 | 10.1135 | 0.25789 | 10 | 0.37134
32396 | 7.8 | 1 | 365 | 8.9236 | 0.8746 | 9 | 0.79824
32371 | 3.64 | 1 | 365 | 4.1644 | 0.34148 | 4 | 0.50585
1562 | 1328.04 | 1 | 365 | 1519.3521 | 0.35771 | 1519 | 0.70984
33217 | 11.44 | 1 | 365 | 13.088 | 0.21609 | 13 | 0.30409
32406 | 3.64 | 1 | 365 | 4.1644 | 0.34148 | 4 | 0.50585
32850 | 5.61 | 1 | 365 | 6.4182 | 0.85597 | 7 | 0.27412
32846 | 4.77 | 1 | 365 | 5.4571 | 0.93101 | 6 | 0.38816
32855 | 4.75 | 1 | 365 | 5.4343 | 0.88518 | 6 | 0.31944
32098 | 10.4 | 1 | 365 | 11.8982 | 0.83281 | 12 | 0.73099
32861 | 7.8 | 1 | 365 | 8.9236 | 0.8746 | 9 | 0.79824
32172 | 10.53 | 1 | 365 | 12.0469 | 0.13072 | 12 | 0.17763
32859 | 10.66 | 1 | 365 | 12.1956 | 0.42863 | 12 | 0.62426
32860 | 5.98 | 1 | 365 | 6.8415 | 0.70386 | 7 | 0.54532
33150 | 8.06 | 1 | 365 | 9.2211 | 0.47042 | 9 | 0.69152
32867 | 6.5 | 1 | 365 | 7.4364 | 0.8955 | 8 | 0.33187
32872 | 5.98 | 1 | 365 | 6.8415 | 0.70386 | 7 | 0.54532
33153 | 5.46 | 1 | 365 | 6.2465 | 0.51222 | 6 | 0.75877
32878 | 7.28 | 1 | 365 | 8.3287 | 0.68296 | 9 | 0.011692
33154 | 7.54 | 1 | 365 | 8.6262 | 0.27878 | 8 | 0.90497
33156 | 4.68 | 1 | 365 | 5.3542 | 0.72476 | 6 | 0.078945
33162 | 4.94 | 1 | 365 | 5.6516 | 0.32058 | 5 | 0.97222
33168 | 11.7 | 1 | 365 | 13.3855 | 0.81191 | 14 | 0.19736
33171 | 8.84 | 1 | 365 | 10.1135 | 0.25789 | 10 | 0.37134
33175 | 3.9 | 1 | 365 | 4.4618 | 0.9373 | 5 | 0.39912
33178 | 10.07 | 1 | 365 | 11.5206 | 0.076573 | 11 | 0.59722
33181 | 3.64 | 1 | 365 | 4.1644 | 0.34148 | 4 | 0.50585
32459 | 7.02 | 1 | 365 | 8.0313 | 0.087144 | 8 | 0.11842
32484 | 5.2 | 1 | 365 | 5.9491 | 0.9164 | 6 | 0.86549
32488 | 7.02 | 1 | 365 | 8.0313 | 0.087144 | 8 | 0.11842
33212 | 9.945 | 1 | 365 | 11.3776 | 0.79012 | 12 | 0.16776
32480 | 2.86 | 1 | 365 | 3.272 | 0.55402 | 3 | 0.82602
32407 | 13.77 | 1 | 365 | 15.7537 | 0.55555 | 16 | 0.3092
33218 | 11.7 | 1 | 365 | 13.3855 | 0.81191 | 14 | 0.19736
32524 | 7.02 | 1 | 365 | 8.0313 | 0.087144 | 8 | 0.11842
32533 | 8.32 | 1 | 365 | 9.5185 | 0.066245 | 9 | 0.58479
33223 | 8.58 | 1 | 365 | 9.816 | 0.66207 | 10 | 0.47807
33222 | 3.18 | 1 | 365 | 3.6381 | 0.28734 | 3 | 0.92544
32543 | 3.64 | 1 | 365 | 4.1644 | 0.34148 | 4 | 0.50585
32575 | 10.4 | 1 | 365 | 11.8982 | 0.83281 | 12 | 0.73099
33233 | 3.64 | 1 | 365 | 4.1644 | 0.34148 | 4 | 0.50585
33240 | 8.84 | 1 | 365 | 10.1135 | 0.25789 | 10 | 0.37134
32580 | 3.12 | 1 | 365 | 3.5695 | 0.14984 | 3 | 0.7193
33235 | 9.88 | 1 | 365 | 11.3033 | 0.64117 | 11 | 0.94444
33234 | 4.42 | 1 | 365 | 5.0567 | 0.12894 | 5 | 0.18567
33226 | 2.34 | 1 | 365 | 2.6771 | 0.36238 | 3 | 0.039472
33245 | 3.9 | 1 | 365 | 4.4618 | 0.9373 | 5 | 0.39912
33272 | 10.66 | 1 | 365 | 12.1956 | 0.42863 | 12 | 0.62426
33250 | 7.8 | 1 | 365 | 8.9236 | 0.8746 | 9 | 0.79824
33293 | 11.18 | 1 | 365 | 12.7905 | 0.62027 | 13 | 0.41081
33294 | 3.12 | 1 | 365 | 3.5695 | 0.14984 | 3 | 0.7193
33254 | 5.2 | 1 | 365 | 5.9491 | 0.9164 | 6 | 0.86549
33297 | 7.8 | 1 | 365 | 8.9236 | 0.8746 | 9 | 0.79824
33302 | 7.02 | 1 | 365 | 8.0313 | 0.087144 | 8 | 0.11842
33298 | 5.98 | 1 | 365 | 6.8415 | 0.70386 | 7 | 0.54532
33308 | 4.68 | 1 | 365 | 5.3542 | 0.72476 | 6 | 0.078945
33280 | 4.94 | 1 | 365 | 5.6516 | 0.32058 | 5 | 0.97222
32534 | 9.88 | 1 | 365 | 11.3033 | 0.64117 | 11 | 0.94444
33312 | 4.94 | 1 | 365 | 5.6516 | 0.32058 | 5 | 0.97222
32544 | 13 | 1 | 365 | 14.8727 | 0.79101 | 15 | 0.66374
33259 | 8.58 | 1 | 365 | 9.816 | 0.66207 | 10 | 0.47807
33314 | 8.58 | 1 | 365 | 9.816 | 0.66207 | 10 | 0.47807
33251 | 6.5 | 1 | 365 | 7.4364 | 0.8955 | 8 | 0.33187
33316 | 6.36 | 1 | 365 | 7.2762 | 0.57468 | 7 | 0.85087
33246 | 3.12 | 1 | 365 | 3.5695 | 0.14984 | 3 | 0.7193
33318 | 7.54 | 1 | 365 | 8.6262 | 0.27878 | 8 | 0.90497
33264 | 3.12 | 1 | 365 | 3.5695 | 0.14984 | 3 | 0.7193
32574 | 2.6 | 1 | 365 | 2.9745 | 0.9582 | 3 | 0.93275
33263 | 3.9 | 1 | 365 | 4.4618 | 0.9373 | 5 | 0.39912
33313 | 6.76 | 1 | 365 | 7.7338 | 0.49132 | 8 | 0.22514
32569 | 6.24 | 1 | 365 | 7.1389 | 0.29968 | 7 | 0.43859
33221 | 6.5 | 1 | 365 | 7.4364 | 0.8955 | 8 | 0.33187
33320 | 5.46 | 1 | 365 | 6.2465 | 0.51222 | 6 | 0.75877
32578 | 8.32 | 1 | 365 | 9.5185 | 0.066245 | 9 | 0.58479
33257 | 10.92 | 1 | 365 | 12.4931 | 0.024447 | 12 | 0.51754
32884 | 8.06 | 1 | 365 | 9.2211 | 0.47042 | 9 | 0.69152
32888 | 4.335 | 1 | 365 | 4.9595 | 0.93416 | 5 | 0.89364
32889 | 7.28 | 1 | 365 | 8.3287 | 0.68296 | 9 | 0.011692
32893 | 4.42 | 1 | 365 | 5.0567 | 0.12894 | 5 | 0.18567
32896 | 4.94 | 1 | 365 | 5.6516 | 0.32058 | 5 | 0.97222
33321 | 8.745 | 1 | 365 | 10.0048 | 0.040182 | 10 | 0.044952
32404 | 13.52 | 1 | 365 | 15.4676 | 0.98265 | 16 | 0.45029
33325 | 7.28 | 1 | 365 | 8.3287 | 0.68296 | 9 | 0.011692
33323 | 8.32 | 1 | 365 | 9.5185 | 0.066245 | 9 | 0.58479
32414 | 9.88 | 1 | 365 | 11.3033 | 0.64117 | 11 | 0.94444
33327 | 10.66 | 1 | 365 | 12.1956 | 0.42863 | 12 | 0.62426
33332 | 13.26 | 1 | 365 | 15.1702 | 0.38683 | 15 | 0.55701
33336 | 8.06 | 1 | 365 | 9.2211 | 0.47042 | 9 | 0.69152
33455 | 7.54 | 1 | 365 | 8.6262 | 0.27878 | 8 | 0.90497
33338 | 4.77 | 1 | 365 | 5.4571 | 0.93101 | 6 | 0.38816
33333 | 6.76 | 1 | 365 | 7.7338 | 0.49132 | 8 | 0.22514
33456 | 6.12 | 1 | 365 | 7.0016 | 0.02469 | 7 | 0.026313
32593 | 7.8 | 1 | 365 | 8.9236 | 0.8746 | 9 | 0.79824
33466 | 8.06 | 1 | 365 | 9.2211 | 0.47042 | 9 | 0.69152
32646 | 4.94 | 1 | 365 | 5.6516 | 0.32058 | 5 | 0.97222
33471 | 2.08 | 1 | 365 | 2.3796 | 0.76656 | 3 | 0.1462
32653 | 2.86 | 1 | 365 | 3.272 | 0.55402 | 3 | 0.82602
33470 | 9.62 | 1 | 365 | 11.0058 | 0.045346 | 11 | 0.051165
32606 | 8.58 | 1 | 365 | 9.816 | 0.66207 | 10 | 0.47807
33399 | 10.335 | 1 | 365 | 11.8238 | 0.68385 | 12 | 0.50767
33475 | 6.24 | 1 | 365 | 7.1389 | 0.29968 | 7 | 0.43859
32660 | 5.46 | 1 | 365 | 6.2465 | 0.51222 | 6 | 0.75877
33385 | 4.24 | 1 | 365 | 4.8508 | 0.71645 | 5 | 0.56725
33343 | 7.8 | 1 | 365 | 8.9236 | 0.8746 | 9 | 0.79824
31098 | 8.58 | 1 | 365 | 9.816 | 0.66207 | 10 | 0.47807
31100 | 11.96 | 1 | 365 | 13.6829 | 0.40773 | 14 | 0.090637
31107 | 7.8 | 1 | 365 | 8.9236 | 0.8746 | 9 | 0.79824
31108 | 2.08 | 1 | 365 | 2.3796 | 0.76656 | 3 | 0.1462
33417 | 6.095 | 1 | 365 | 6.973 | 0.9674 | 7 | 0.94042
33478 | 3.9 | 1 | 365 | 4.4618 | 0.9373 | 5 | 0.39912
31111 | 7.8 | 1 | 365 | 8.9236 | 0.8746 | 9 | 0.79824
33480 | 9.88 | 1 | 365 | 11.3033 | 0.64117 | 11 | 0.94444
31120 | 8.06 | 1 | 365 | 9.2211 | 0.47042 | 9 | 0.69152
33341 | 7.54 | 1 | 365 | 8.6262 | 0.27878 | 8 | 0.90497
31131 | 7.8 | 1 | 365 | 8.9236 | 0.8746 | 9 | 0.79824
33481 | 9.1 | 1 | 365 | 10.4109 | 0.85371 | 11 | 0.26462
33482 | 2.6 | 1 | 365 | 2.9745 | 0.9582 | 3 | 0.93275
33483 | 2.34 | 1 | 365 | 2.6771 | 0.36238 | 3 | 0.039472
33465 | 9.36 | 1 | 365 | 10.7084 | 0.44953 | 11 | 0.15789
33436 | 7.02 | 1 | 365 | 8.0313 | 0.087144 | 8 | 0.11842
31503 | 9.36 | 1 | 365 | 10.7084 | 0.44953 | 11 | 0.15789
33337 | 7.28 | 1 | 365 | 8.3287 | 0.68296 | 9 | 0.011692
33488 | 6.72 | 1 | 365 | 7.6881 | 0.39966 | 8 | 0.087716
33495 | 8.68 | 1 | 365 | 9.9304 | 0.89123 | 10 | 0.82163
33344 | 5.98 | 1 | 365 | 6.8415 | 0.70386 | 7 | 0.54532
33492 | 6.44 | 1 | 365 | 7.3677 | 0.75801 | 8 | 0.12573
29460 | 7.8 | 1 | 365 | 8.9236 | 0.8746 | 9 | 0.79824
33503 | 7.84 | 1 | 365 | 8.9694 | 0.96627 | 9 | 0.93567
33366 | 8.84 | 1 | 365 | 10.1135 | 0.25789 | 10 | 0.37134
30181 | 8.745 | 1 | 365 | 10.0048 | 0.040182 | 10 | 0.044952
33374 | 8.525 | 1 | 365 | 9.7531 | 0.53603 | 10 | 0.2891
33506 | 5.72 | 1 | 365 | 6.544 | 0.10804 | 6 | 0.65204
30656 | 8.06 | 1 | 365 | 9.2211 | 0.47042 | 9 | 0.69152
33513 | 5.2 | 1 | 365 | 5.9491 | 0.9164 | 6 | 0.86549
33382 | 5.61 | 1 | 365 | 6.4182 | 0.85597 | 7 | 0.27412
33514 | 7.02 | 1 | 365 | 8.0313 | 0.087144 | 8 | 0.11842
30650 | 5.72 | 1 | 365 | 6.544 | 0.10804 | 6 | 0.65204
33387 | 11.76 | 1 | 365 | 13.4541 | 0.9494 | 14 | 0.4035
28741 | 10.4 | 1 | 365 | 11.8982 | 0.83281 | 12 | 0.73099
33351 | 9.6 | 1 | 365 | 10.9829 | 0.99951 | 11 | 0.98245
32502 | 5.98 | 1 | 365 | 6.8415 | 0.70386 | 7 | 0.54532
33516 | 8.58 | 1 | 365 | 9.816 | 0.66207 | 10 | 0.47807
32199 | 13 | 1 | 365 | 14.8727 | 0.79101 | 15 | 0.66374
33518 | 9.36 | 1 | 365 | 10.7084 | 0.44953 | 11 | 0.15789
32706 | 6.76 | 1 | 365 | 7.7338 | 0.49132 | 8 | 0.22514
33521 | 6.24 | 1 | 365 | 7.1389 | 0.29968 | 7 | 0.43859
32880 | 5.46 | 1 | 365 | 6.2465 | 0.51222 | 6 | 0.75877
32708 | 9.36 | 1 | 365 | 10.7084 | 0.44953 | 11 | 0.15789
33524 | 8.68 | 1 | 365 | 9.9304 | 0.89123 | 10 | 0.82163
33525 | 9.62 | 1 | 365 | 11.0058 | 0.045346 | 11 | 0.051165
33509 | 15.045 | 1 | 365 | 17.2123 | 0.47736 | 17 | 0.68969
32710 | 4.94 | 1 | 365 | 5.6516 | 0.32058 | 5 | 0.97222
33141 | 6.24 | 1 | 365 | 7.1389 | 0.29968 | 7 | 0.43859
33526 | 7.02 | 1 | 365 | 8.0313 | 0.087144 | 8 | 0.11842
32838 | 2.86 | 1 | 365 | 3.272 | 0.55402 | 3 | 0.82602
33265 | 9.36 | 1 | 365 | 10.7084 | 0.44953 | 11 | 0.15789
32776 | 4.94 | 1 | 365 | 5.6516 | 0.32058 | 5 | 0.97222
30828 | 5.2 | 1 | 365 | 5.9491 | 0.9164 | 6 | 0.86549
32749 | 7.54 | 1 | 365 | 8.6262 | 0.27878 | 8 | 0.90497
33522 | 10.66 | 1 | 365 | 12.1956 | 0.42863 | 12 | 0.62426
33530 | 6.72 | 1 | 365 | 7.6881 | 0.39966 | 8 | 0.087716
33339 | 9.1 | 1 | 365 | 10.4109 | 0.85371 | 11 | 0.26462
33350 | 13 | 1 | 365 | 14.8727 | 0.79101 | 15 | 0.66374
33347 | 2.6 | 1 | 365 | 2.9745 | 0.9582 | 3 | 0.93275
33334 | 3.12 | 1 | 365 | 3.5695 | 0.14984 | 3 | 0.7193
33342 | 11.18 | 1 | 365 | 12.7905 | 0.62027 | 13 | 0.41081
33357 | 4.42 | 1 | 365 | 5.0567 | 0.12894 | 5 | 0.18567
33352 | 10.71 | 1 | 365 | 12.2528 | 0.54321 | 12 | 0.79605
33354 | 9.36 | 1 | 365 | 10.7084 | 0.44953 | 11 | 0.15789
33362 | 4.42 | 1 | 365 | 5.0567 | 0.12894 | 5 | 0.18567
33358 | 7.02 | 1 | 365 | 8.0313 | 0.087144 | 8 | 0.11842
33431 | 8.58 | 1 | 365 | 9.816 | 0.66207 | 10 | 0.47807
33461 | 13.52 | 1 | 365 | 15.4676 | 0.98265 | 16 | 0.45029
33353 | 5.98 | 1 | 365 | 6.8415 | 0.70386 | 7 | 0.54532
33372 | 3.64 | 1 | 365 | 4.1644 | 0.34148 | 4 | 0.50585
33371 | 9.1 | 1 | 365 | 10.4109 | 0.85371 | 11 | 0.26462
33349 | 3.12 | 1 | 365 | 3.5695 | 0.14984 | 3 | 0.7193
33378 | 15.105 | 1 | 365 | 17.281 | 0.61486 | 17 | 0.89583
33379 | 8.84 | 1 | 365 | 10.1135 | 0.25789 | 10 | 0.37134
33386 | 7.155 | 1 | 365 | 8.1857 | 0.39651 | 8 | 0.58223
33381 | 7.685 | 1 | 365 | 8.7921 | 0.61107 | 9 | 0.40314
33368 | 4.42 | 1 | 365 | 5.0567 | 0.12894 | 5 | 0.18567
33529 | 4.16 | 1 | 365 | 4.7593 | 0.53312 | 5 | 0.2924
33535 | 6.44 | 1 | 365 | 7.3677 | 0.75801 | 8 | 0.12573
32780 | 6.76 | 1 | 365 | 7.7338 | 0.49132 | 8 | 0.22514
33540 | 7 | 1 | 365 | 8.0084 | 0.041312 | 8 | 0.049704
32803 | 6.24 | 1 | 365 | 7.1389 | 0.29968 | 7 | 0.43859
33542 | 11.2 | 1 | 365 | 12.8134 | 0.6661 | 13 | 0.47953
33388 | 7.54 | 1 | 365 | 8.6262 | 0.27878 | 8 | 0.90497
33392 | 8.06 | 1 | 365 | 9.2211 | 0.47042 | 9 | 0.69152
33389 | 10.66 | 1 | 365 | 12.1956 | 0.42863 | 12 | 0.62426
33406 | 7.02 | 1 | 365 | 8.0313 | 0.087144 | 8 | 0.11842
33405 | 4.68 | 1 | 365 | 5.3542 | 0.72476 | 6 | 0.078945
33397 | 9.36 | 1 | 365 | 10.7084 | 0.44953 | 11 | 0.15789
33408 | 2.805 | 1 | 365 | 3.2091 | 0.42798 | 3 | 0.63706
33414 | 5.72 | 1 | 365 | 6.544 | 0.10804 | 6 | 0.65204
33415 | 4.16 | 1 | 365 | 4.7593 | 0.53312 | 5 | 0.2924
33412 | 12.74 | 1 | 365 | 14.5753 | 0.19519 | 14 | 0.77046
33419 | 2.08 | 1 | 365 | 2.3796 | 0.76656 | 3 | 0.1462
33422 | 7.8 | 1 | 365 | 8.9236 | 0.8746 | 9 | 0.79824
33428 | 4.42 | 1 | 365 | 5.0567 | 0.12894 | 5 | 0.18567
33427 | 10.4 | 1 | 365 | 11.8982 | 0.83281 | 12 | 0.73099
33429 | 3.38 | 1 | 365 | 3.8669 | 0.74566 | 4 | 0.61257
33463 | 7.54 | 1 | 365 | 8.6262 | 0.27878 | 8 | 0.90497
33433 | 3.9 | 1 | 365 | 4.4618 | 0.9373 | 5 | 0.39912
33537 | 5.46 | 1 | 365 | 6.2465 | 0.51222 | 6 | 0.75877
33237 | 4.68 | 1 | 365 | 5.3542 | 0.72476 | 6 | 0.078945
33536 | 12.72 | 1 | 365 | 14.5524 | 0.14936 | 14 | 0.70175
33426 | 6.24 | 1 | 365 | 7.1389 | 0.29968 | 7 | 0.43859
33544 | 6.24 | 1 | 365 | 7.1389 | 0.29968 | 7 | 0.43859
33587 | 6.24 | 1 | 365 | 7.1389 | 0.29968 | 7 | 0.43859
33553 | 9.8 | 1 | 365 | 11.2117 | 0.45784 | 11 | 0.66959
33588 | 4.88 | 1 | 365 | 5.583 | 0.18309 | 5 | 0.76608
33594 | 7.41 | 1 | 365 | 8.4775 | 0.98087 | 9 | 0.45833
33601 | 12.6 | 1 | 365 | 14.4151 | 0.87436 | 15 | 0.28947
33613 | 8.936 | 1 | 365 | 10.2233 | 0.47788 | 10 | 0.70116
33645 | 3.98 | 1 | 365 | 4.5533 | 0.12063 | 4 | 0.67397
33209 | 10.4 | 1 | 365 | 11.8982 | 0.83281 | 12 | 0.73099
33211 | 8.06 | 1 | 365 | 9.2211 | 0.47042 | 9 | 0.69152
33666 | 10.725 | 1 | 365 | 12.27 | 0.57758 | 12 | 0.84758
33550 | 6.24 | 1 | 365 | 7.1389 | 0.29968 | 7 | 0.43859
33683 | 4.845 | 1 | 365 | 5.543 | 0.10288 | 5 | 0.64583
33555 | 11.66 | 1 | 365 | 13.3397 | 0.72024 | 14 | 0.059936
33560 | 6.5 | 1 | 365 | 7.4364 | 0.8955 | 8 | 0.33187
33699 | 4.95 | 1 | 365 | 5.6631 | 0.3435 | 6 | 0.0065764
33561 | 5.035 | 1 | 365 | 5.7603 | 0.53829 | 6 | 0.29861
33707 | 3.64 | 1 | 365 | 4.1644 | 0.34148 | 4 | 0.50585
33566 | 8.96 | 1 | 365 | 10.2507 | 0.53288 | 10 | 0.78362
33702 | 8.32 | 1 | 365 | 9.5185 | 0.066245 | 9 | 0.58479
33710 | 11.73 | 1 | 365 | 13.4198 | 0.88066 | 14 | 0.30043
33559 | 7.65 | 1 | 365 | 8.752 | 0.53086 | 9 | 0.28289
32616 | 5.2 | 1 | 365 | 5.9491 | 0.9164 | 6 | 0.86549
33053 | 7.54 | 1 | 365 | 8.6262 | 0.27878 | 8 | 0.90497
33239 | 5.2 | 1 | 365 | 5.9491 | 0.9164 | 6 | 0.86549
33279 | 6.885 | 1 | 365 | 7.8768 | 0.77778 | 8 | 0.6546
33055 | 5.46 | 1 | 365 | 6.2465 | 0.51222 | 6 | 0.75877
33562 | 7.41 | 1 | 365 | 8.4775 | 0.98087 | 9 | 0.45833
33266 | 6.76 | 1 | 365 | 7.7338 | 0.49132 | 8 | 0.22514
33688 | 8.91 | 1 | 365 | 10.1935 | 0.4183 | 10 | 0.61184
33569 | 5.04 | 1 | 365 | 5.766 | 0.54974 | 6 | 0.31579
33571 | 9.62 | 1 | 365 | 11.0058 | 0.045346 | 11 | 0.051165
33271 | 5.2 | 1 | 365 | 5.9491 | 0.9164 | 6 | 0.86549
33568 | 7.65 | 1 | 365 | 8.752 | 0.53086 | 9 | 0.28289
33300 | 6.24 | 1 | 365 | 7.1389 | 0.29968 | 7 | 0.43859
33576 | 8.415 | 1 | 365 | 9.6272 | 0.28395 | 9 | 0.91118
33585 | 11.44 | 1 | 365 | 13.088 | 0.21609 | 13 | 0.30409
33573 | 3.64 | 1 | 365 | 4.1644 | 0.34148 | 4 | 0.50585
33589 | 4.16 | 1 | 365 | 4.7593 | 0.53312 | 5 | 0.2924
33580 | 4.16 | 1 | 365 | 4.7593 | 0.53312 | 5 | 0.2924
33592 | 5.565 | 1 | 365 | 6.3667 | 0.75284 | 7 | 0.11951
33581 | 3.12 | 1 | 365 | 3.5695 | 0.14984 | 3 | 0.7193
33595 | 5.72 | 1 | 365 | 6.544 | 0.10804 | 6 | 0.65204
33596 | 8.32 | 1 | 365 | 9.5185 | 0.066245 | 9 | 0.58479
33052 | 5.46 | 1 | 365 | 6.2465 | 0.51222 | 6 | 0.75877
33598 | 5.98 | 1 | 365 | 6.8415 | 0.70386 | 7 | 0.54532
33591 | 7.54 | 1 | 365 | 8.6262 | 0.27878 | 8 | 0.90497
33577 | 5.83 | 1 | 365 | 6.6698 | 0.36012 | 7 | 0.029968
33600 | 4.77 | 1 | 365 | 5.4571 | 0.93101 | 6 | 0.38816
33572 | 9.88 | 1 | 365 | 11.3033 | 0.64117 | 11 | 0.94444
33606 | 8.925 | 1 | 365 | 10.2107 | 0.45267 | 10 | 0.66337
33583 | 12.74 | 1 | 365 | 14.5753 | 0.19519 | 14 | 0.77046
33604 | 10.4 | 1 | 365 | 11.8982 | 0.83281 | 12 | 0.73099
33582 | 15 | 1 | 365 | 17.1608 | 0.37424 | 17 | 0.53508
33612 | 5.2 | 1 | 365 | 5.9491 | 0.9164 | 6 | 0.86549
33256 | 3.64 | 1 | 365 | 4.1644 | 0.34148 | 4 | 0.50585
33614 | 9.1 | 1 | 365 | 10.4109 | 0.85371 | 11 | 0.26462
33615 | 5.72 | 1 | 365 | 6.544 | 0.10804 | 6 | 0.65204
33608 | 6.24 | 1 | 365 | 7.1389 | 0.29968 | 7 | 0.43859
33620 | 8.48 | 1 | 365 | 9.7016 | 0.4329 | 10 | 0.1345
33303 | 7.8 | 1 | 365 | 8.9236 | 0.8746 | 9 | 0.79824
33621 | 4.24 | 1 | 365 | 4.8508 | 0.71645 | 5 | 0.56725
33724 | 4.16 | 1 | 365 | 4.7593 | 0.53312 | 5 | 0.2924
33622 | 9.36 | 1 | 365 | 10.7084 | 0.44953 | 11 | 0.15789
33627 | 5.72 | 1 | 365 | 6.544 | 0.10804 | 6 | 0.65204
33726 | 4.94 | 1 | 365 | 5.6516 | 0.32058 | 5 | 0.97222
33617 | 3.18 | 1 | 365 | 3.6381 | 0.28734 | 3 | 0.92544
33723 | 10.53 | 1 | 365 | 12.0469 | 0.13072 | 12 | 0.17763
33624 | 11.44 | 1 | 365 | 13.088 | 0.21609 | 13 | 0.30409
33728 | 4.16 | 1 | 365 | 4.7593 | 0.53312 | 5 | 0.2924
33628 | 2.6 | 1 | 365 | 2.9745 | 0.9582 | 3 | 0.93275
33625 | 8.32 | 1 | 365 | 9.5185 | 0.066245 | 9 | 0.58479
33626 | 10.07 | 1 | 365 | 11.5206 | 0.076573 | 11 | 0.59722
33632 | 13.26 | 1 | 365 | 15.1702 | 0.38683 | 15 | 0.55701
33730 | 7.95 | 1 | 365 | 9.0952 | 0.21835 | 9 | 0.31359
33634 | 10.66 | 1 | 365 | 12.1956 | 0.42863 | 12 | 0.62426
33732 | 4.24 | 1 | 365 | 4.8508 | 0.71645 | 5 | 0.56725
33642 | 11.22 | 1 | 365 | 12.8363 | 0.71193 | 13 | 0.54824
33633 | 9.62 | 1 | 365 | 11.0058 | 0.045346 | 11 | 0.051165
33735 | 9.62 | 1 | 365 | 11.0058 | 0.045346 | 11 | 0.051165
33636 | 2.34 | 1 | 365 | 2.6771 | 0.36238 | 3 | 0.039472
33736 | 5.2 | 1 | 365 | 5.9491 | 0.9164 | 6 | 0.86549
33739 | 4.42 | 1 | 365 | 5.0567 | 0.12894 | 5 | 0.18567
33296 | 8.32 | 1 | 365 | 9.5185 | 0.066245 | 9 | 0.58479
33346 | 6.76 | 1 | 365 | 7.7338 | 0.49132 | 8 | 0.22514
33307 | 5.46 | 1 | 365 | 6.2465 | 0.51222 | 6 | 0.75877
33761 | 3.12 | 1 | 365 | 3.5695 | 0.14984 | 3 | 0.7193
33765 | 6.5 | 1 | 365 | 7.4364 | 0.8955 | 8 | 0.33187
33315 | 5.72 | 1 | 365 | 6.544 | 0.10804 | 6 | 0.65204
33647 | 11.96 | 1 | 365 | 13.6829 | 0.40773 | 14 | 0.090637
33767 | 9.36 | 1 | 365 | 10.7084 | 0.44953 | 11 | 0.15789
33772 | 7.54 | 1 | 365 | 8.6262 | 0.27878 | 8 | 0.90497
32714 | 6.5 | 1 | 365 | 7.4364 | 0.8955 | 8 | 0.33187
30365 | 11.44 | 1 | 365 | 13.088 | 0.21609 | 13 | 0.30409
33648 | 7.02 | 1 | 365 | 8.0313 | 0.087144 | 8 | 0.11842
33651 | 9.945 | 1 | 365 | 11.3776 | 0.79012 | 12 | 0.16776
33654 | 8.06 | 1 | 365 | 9.2211 | 0.47042 | 9 | 0.69152
33657 | 8.58 | 1 | 365 | 9.816 | 0.66207 | 10 | 0.47807
33659 | 9.435 | 1 | 365 | 10.7942 | 0.6214 | 11 | 0.41557
33660 | 11.925 | 1 | 365 | 13.6429 | 0.32752 | 13 | 0.97039
33665 | 3.64 | 1 | 365 | 4.1644 | 0.34148 | 4 | 0.50585
33661 | 6.24 | 1 | 365 | 7.1389 | 0.29968 | 7 | 0.43859
33668 | 12.74 | 1 | 365 | 14.5753 | 0.19519 | 14 | 0.77046
33672 | 3.315 | 1 | 365 | 3.7925 | 0.59671 | 4 | 0.38925
33674 | 9.88 | 1 | 365 | 11.3033 | 0.64117 | 11 | 0.94444
33685 | 5.46 | 1 | 365 | 6.2465 | 0.51222 | 6 | 0.75877
33684 | 8.32 | 1 | 365 | 9.5185 | 0.066245 | 9 | 0.58479
33694 | 7.56 | 1 | 365 | 8.6491 | 0.32462 | 8 | 0.97368
33686 | 9.1 | 1 | 365 | 10.4109 | 0.85371 | 11 | 0.26462
33687 | 9.1 | 1 | 365 | 10.4109 | 0.85371 | 11 | 0.26462
33691 | 2.915 | 1 | 365 | 3.3349 | 0.68006 | 4 | 0.014984
33698 | 4.16 | 1 | 365 | 4.7593 | 0.53312 | 5 | 0.2924
33709 | 7.54 | 1 | 365 | 8.6262 | 0.27878 | 8 | 0.90497
33705 | 8.745 | 1 | 365 | 10.0048 | 0.040182 | 10 | 0.044952
33704 | 8.58 | 1 | 365 | 9.816 | 0.66207 | 10 | 0.47807
33703 | 6.89 | 1 | 365 | 7.8825 | 0.78923 | 8 | 0.67178
33706 | 8.32 | 1 | 365 | 9.5185 | 0.066245 | 9 | 0.58479
33708 | 8.215 | 1 | 365 | 9.3984 | 0.82563 | 10 | 0.22405
33711 | 11.44 | 1 | 365 | 13.088 | 0.21609 | 13 | 0.30409
33713 | 4.505 | 1 | 365 | 5.154 | 0.32373 | 5 | 0.4777
33714 | 10.4 | 1 | 365 | 11.8982 | 0.83281 | 12 | 0.73099
33701 | 8.84 | 1 | 365 | 10.1135 | 0.25789 | 10 | 0.37134
33712 | 12.48 | 1 | 365 | 14.2778 | 0.59937 | 14 | 0.87719
33715 | 9.88 | 1 | 365 | 11.3033 | 0.64117 | 11 | 0.94444
33716 | 11.7 | 1 | 365 | 13.3855 | 0.81191 | 14 | 0.19736
33719 | 10.66 | 1 | 365 | 12.1956 | 0.42863 | 12 | 0.62426
33717 | 7.54 | 1 | 365 | 8.6262 | 0.27878 | 8 | 0.90497
33722 | 10.92 | 1 | 365 | 12.4931 | 0.024447 | 12 | 0.51754
34091 | 3.02 | 1 | 365 | 3.455 | 0.92068 | 4 | 0.37573
34106 | 8.07 | 1 | 365 | 9.2325 | 0.49334 | 9 | 0.72587
34113 | 5.98 | 1 | 365 | 6.8415 | 0.70386 | 7 | 0.54532
34133 | 3.3 | 1 | 365 | 3.7754 | 0.56233 | 4 | 0.33772
34139 | 9.62 | 1 | 365 | 11.0058 | 0.045346 | 11 | 0.051165
34146 | 4.125 | 1 | 365 | 4.7192 | 0.45292 | 5 | 0.17215
34153 | 7.8 | 1 | 365 | 8.9236 | 0.8746 | 9 | 0.79824
34163 | 6.6 | 1 | 365 | 7.5508 | 0.12467 | 7 | 0.67544
34169 | 8.8 | 1 | 365 | 10.0677 | 0.16622 | 10 | 0.23391
31711 | 117.72 | 0.9 | 365 | 121.2104 | 0.79213 | 122 | 0.0025771
34173 | 7 | 1 | 365 | 8.0084 | 0.041312 | 8 | 0.049704
34189 | 5.88 | 1 | 365 | 6.727 | 0.4747 | 7 | 0.20175
34192 | 7.84 | 1 | 365 | 8.9694 | 0.96627 | 9 | 0.93567
34200 | 6.72 | 1 | 365 | 7.6881 | 0.39966 | 8 | 0.087716
34202 | 6.72 | 1 | 365 | 7.6881 | 0.39966 | 8 | 0.087716
34205 | 10.64 | 1 | 365 | 12.1728 | 0.38279 | 12 | 0.55555
34170 | 9.9 | 1 | 365 | 11.3262 | 0.687 | 12 | 0.013153
34282 | 12.48 | 1 | 365 | 14.2778 | 0.59937 | 14 | 0.87719
34084 | 6.24 | 1 | 365 | 7.1389 | 0.29968 | 7 | 0.43859
34093 | 5.565 | 1 | 365 | 6.3667 | 0.75284 | 7 | 0.11951
34092 | 2.6 | 1 | 365 | 2.9745 | 0.9582 | 3 | 0.93275
33962 | 9.45 | 1 | 365 | 10.8113 | 0.65577 | 11 | 0.4671
34094 | 9.36 | 1 | 365 | 10.7084 | 0.44953 | 11 | 0.15789
34098 | 11.7 | 1 | 365 | 13.3855 | 0.81191 | 14 | 0.19736
34097 | 4.68 | 1 | 365 | 5.3542 | 0.72476 | 6 | 0.078945
31125 | 7.02 | 1 | 365 | 8.0313 | 0.087144 | 8 | 0.11842
34107 | 4.16 | 1 | 365 | 4.7593 | 0.53312 | 5 | 0.2924
34124 | 5.2 | 1 | 365 | 5.9491 | 0.9164 | 6 | 0.86549
34127 | 9.1 | 1 | 365 | 10.4109 | 0.85371 | 11 | 0.26462
34120 | 4.42 | 1 | 365 | 5.0567 | 0.12894 | 5 | 0.18567
34126 | 5.46 | 1 | 365 | 6.2465 | 0.51222 | 6 | 0.75877
34138 | 4.94 | 1 | 365 | 5.6516 | 0.32058 | 5 | 0.97222
34137 | 8.06 | 1 | 365 | 9.2211 | 0.47042 | 9 | 0.69152
34131 | 6 | 1 | 365 | 6.8643 | 0.7497 | 7 | 0.61403
34134 | 7.8 | 1 | 365 | 8.9236 | 0.8746 | 9 | 0.79824
34143 | 5.45 | 1 | 365 | 6.2351 | 0.48931 | 6 | 0.72441
34150 | 4.05 | 1 | 365 | 4.6334 | 0.28104 | 4 | 0.91447
34152 | 7.54 | 1 | 365 | 8.6262 | 0.27878 | 8 | 0.90497
34151 | 5.98 | 1 | 365 | 6.8415 | 0.70386 | 7 | 0.54532
34159 | 11.7 | 1 | 365 | 13.3855 | 0.81191 | 14 | 0.19736
34161 | 6.24 | 1 | 365 | 7.1389 | 0.29968 | 7 | 0.43859
34147 | 9.36 | 1 | 365 | 10.7084 | 0.44953 | 11 | 0.15789
34165 | 4.94 | 1 | 365 | 5.6516 | 0.32058 | 5 | 0.97222
34164 | 5.72 | 1 | 365 | 6.544 | 0.10804 | 6 | 0.65204
30240 | 2.6 | 1 | 365 | 2.9745 | 0.9582 | 3 | 0.93275
34171 | 6.5 | 1 | 365 | 7.4364 | 0.8955 | 8 | 0.33187
33618 | 6.24 | 1 | 365 | 7.1389 | 0.29968 | 7 | 0.43859
30688 | 3.12 | 1 | 365 | 3.5695 | 0.14984 | 3 | 0.7193
33597 | 8.32 | 1 | 365 | 9.5185 | 0.066245 | 9 | 0.58479
34179 | 2.86 | 1 | 365 | 3.272 | 0.55402 | 3 | 0.82602
30375 | 10.335 | 1 | 365 | 11.8238 | 0.68385 | 12 | 0.50767
34180 | 3.975 | 1 | 365 | 4.5476 | 0.10917 | 4 | 0.6568
34185 | 6.24 | 1 | 365 | 7.1389 | 0.29968 | 7 | 0.43859
30849 | 9.01 | 1 | 365 | 10.3079 | 0.64746 | 10 | 0.9554
34186 | 3.38 | 1 | 365 | 3.8669 | 0.74566 | 4 | 0.61257
34194 | 10.4 | 1 | 365 | 11.8982 | 0.83281 | 12 | 0.73099
33335 | 9.1 | 1 | 365 | 10.4109 | 0.85371 | 11 | 0.26462
28296 | 5.98 | 1 | 365 | 6.8415 | 0.70386 | 7 | 0.54532
33857 | 9.945 | 1 | 365 | 11.3776 | 0.79012 | 12 | 0.16776
33013 | 4.2 | 1 | 365 | 4.805 | 0.62479 | 5 | 0.42982
33844 | 9.1 | 1 | 365 | 10.4109 | 0.85371 | 11 | 0.26462
33841 | 4.68 | 1 | 365 | 5.3542 | 0.72476 | 6 | 0.078945
33845 | 3.64 | 1 | 365 | 4.1644 | 0.34148 | 4 | 0.50585
33852 | 4.58 | 1 | 365 | 5.2398 | 0.4956 | 5 | 0.73538
33877 | 4.68 | 1 | 365 | 5.3542 | 0.72476 | 6 | 0.078945
33776 | 6.24 | 1 | 365 | 7.1389 | 0.29968 | 7 | 0.43859
33785 | 5.565 | 1 | 365 | 6.3667 | 0.75284 | 7 | 0.11951
33793 | 7.28 | 1 | 365 | 8.3287 | 0.68296 | 9 | 0.011692
33797 | 14.025 | 1 | 365 | 16.0454 | 0.13991 | 16 | 0.1853
33803 | 2.08 | 1 | 365 | 2.3796 | 0.76656 | 3 | 0.1462
33806 | 12.495 | 1 | 365 | 14.295 | 0.63374 | 14 | 0.92872
33814 | 8.84 | 1 | 365 | 10.1135 | 0.25789 | 10 | 0.37134
33811 | 8.58 | 1 | 365 | 9.816 | 0.66207 | 10 | 0.47807
33819 | 2.6 | 1 | 365 | 2.9745 | 0.9582 | 3 | 0.93275
33826 | 8.84 | 1 | 365 | 10.1135 | 0.25789 | 10 | 0.37134
33827 | 7.8 | 1 | 365 | 8.9236 | 0.8746 | 9 | 0.79824
33828 | 14.04 | 1 | 365 | 16.0625 | 0.17429 | 16 | 0.23683
33832 | 7.65 | 1 | 365 | 8.752 | 0.53086 | 9 | 0.28289
33837 | 4.68 | 1 | 365 | 5.3542 | 0.72476 | 6 | 0.078945
34198 | 7.28 | 1 | 365 | 8.3287 | 0.68296 | 9 | 0.011692
33846 | 5.2 | 1 | 365 | 5.9491 | 0.9164 | 6 | 0.86549
33851 | 9.1 | 1 | 365 | 10.4109 | 0.85371 | 11 | 0.26462
34196 | 5.98 | 1 | 365 | 6.8415 | 0.70386 | 7 | 0.54532
33848 | 3.64 | 1 | 365 | 4.1644 | 0.34148 | 4 | 0.50585
34204 | 4.68 | 1 | 365 | 5.3542 | 0.72476 | 6 | 0.078945
33855 | 6.5 | 1 | 365 | 7.4364 | 0.8955 | 8 | 0.33187
33858 | 5.83 | 1 | 365 | 6.6698 | 0.36012 | 7 | 0.029968
33856 | 9.36 | 1 | 365 | 10.7084 | 0.44953 | 11 | 0.15789
34190 | 9.45 | 1 | 365 | 10.8113 | 0.65577 | 11 | 0.4671
33861 | 3.64 | 1 | 365 | 4.1644 | 0.34148 | 4 | 0.50585
34203 | 9.88 | 1 | 365 | 11.3033 | 0.64117 | 11 | 0.94444
33862 | 8.58 | 1 | 365 | 9.816 | 0.66207 | 10 | 0.47807
33859 | 7.02 | 1 | 365 | 8.0313 | 0.087144 | 8 | 0.11842
34199 | 10.92 | 1 | 365 | 12.4931 | 0.024447 | 12 | 0.51754
33865 | 6.24 | 1 | 365 | 7.1389 | 0.29968 | 7 | 0.43859
33867 | 8.58 | 1 | 365 | 9.816 | 0.66207 | 10 | 0.47807
34207 | 10.14 | 1 | 365 | 11.6007 | 0.23699 | 11 | 0.83771
33870 | 2.86 | 1 | 365 | 3.272 | 0.55402 | 3 | 0.82602
33888 | 2.915 | 1 | 365 | 3.3349 | 0.68006 | 4 | 0.014984
34208 | 7.905 | 1 | 365 | 9.0438 | 0.11522 | 9 | 0.15899
34209 | 8.32 | 1 | 365 | 9.5185 | 0.066245 | 9 | 0.58479
34210 | 11.96 | 1 | 365 | 13.6829 | 0.40773 | 14 | 0.090637
31368 | 291.4 | 1 | 365 | 333.3779 | 0.7769 | 334 | 0.15482
34213 | 10.335 | 1 | 365 | 11.8238 | 0.68385 | 12 | 0.50767
31370 | 288.3 | 1 | 365 | 329.8313 | 0.67289 | 330 | 0.50424
34217 | 5.72 | 1 | 365 | 6.544 | 0.10804 | 6 | 0.65204
34225 | 4.49 | 1 | 365 | 5.1368 | 0.28936 | 5 | 0.42617
34224 | 4.68 | 1 | 365 | 5.3542 | 0.72476 | 6 | 0.078945
34222 | 10.14 | 1 | 365 | 11.6007 | 0.23699 | 11 | 0.83771
34232 | 3.38 | 1 | 365 | 3.8669 | 0.74566 | 4 | 0.61257
34212 | 5.98 | 1 | 365 | 6.8415 | 0.70386 | 7 | 0.54532
34234 | 7.28 | 1 | 365 | 8.3287 | 0.68296 | 9 | 0.011692
34236 | 2.86 | 1 | 365 | 3.272 | 0.55402 | 3 | 0.82602
34240 | 4.68 | 1 | 365 | 5.3542 | 0.72476 | 6 | 0.078945
34233 | 7.14 | 1 | 365 | 8.1686 | 0.36214 | 8 | 0.5307
34244 | 10.14 | 1 | 365 | 11.6007 | 0.23699 | 11 | 0.83771
34245 | 8.84 | 1 | 365 | 10.1135 | 0.25789 | 10 | 0.37134
34247 | 10.14 | 1 | 365 | 11.6007 | 0.23699 | 11 | 0.83771
34248 | 6.12 | 1 | 365 | 7.0016 | 0.02469 | 7 | 0.026313
34251 | 5.98 | 1 | 365 | 6.8415 | 0.70386 | 7 | 0.54532
34286 | 4.16 | 1 | 365 | 4.7593 | 0.53312 | 5 | 0.2924
34293 | 8.32 | 1 | 365 | 9.5185 | 0.066245 | 9 | 0.58479
34287 | 10.4 | 1 | 365 | 11.8982 | 0.83281 | 12 | 0.73099
34296 | 6.5 | 1 | 365 | 7.4364 | 0.8955 | 8 | 0.33187
34300 | 6.24 | 1 | 365 | 7.1389 | 0.29968 | 7 | 0.43859
34298 | 4.42 | 1 | 365 | 5.0567 | 0.12894 | 5 | 0.18567
34301 | 4.24 | 1 | 365 | 4.8508 | 0.71645 | 5 | 0.56725
34308 | 4.68 | 1 | 365 | 5.3542 | 0.72476 | 6 | 0.078945
34306 | 7.02 | 1 | 365 | 8.0313 | 0.087144 | 8 | 0.11842
34313 | 5.2 | 1 | 365 | 5.9491 | 0.9164 | 6 | 0.86549
34333 | 8.32 | 1 | 365 | 9.5185 | 0.066245 | 9 | 0.58479
34336 | 7.65 | 1 | 365 | 8.752 | 0.53086 | 9 | 0.28289
31947 | 229.84 | 0.9 | 365 | 236.6548 | 0.034519 | 236 | 0.68937
32976 | 9.36 | 1 | 365 | 10.7084 | 0.44953 | 11 | 0.15789
33041 | 7.65 | 1 | 365 | 8.752 | 0.53086 | 9 | 0.28289
34238 | 5.2 | 1 | 365 | 5.9491 | 0.9164 | 6 | 0.86549
32304 | 11.96 | 1 | 365 | 13.6829 | 0.40773 | 14 | 0.090637
32242 | 5.46 | 1 | 365 | 6.2465 | 0.51222 | 6 | 0.75877
34142 | 7.02 | 1 | 365 | 8.0313 | 0.087144 | 8 | 0.11842
34358 | 11.4 | 1 | 365 | 13.0422 | 0.12442 | 13 | 0.16666
34380 | 6 | 1 | 365 | 6.8643 | 0.7497 | 7 | 0.61403
34412 | 6.24 | 1 | 365 | 7.1389 | 0.29968 | 7 | 0.43859
34416 | 6.24 | 1 | 365 | 7.1389 | 0.29968 | 7 | 0.43859
34422 | 3.64 | 1 | 365 | 4.1644 | 0.34148 | 4 | 0.50585
34423 | 3.64 | 1 | 365 | 4.1644 | 0.34148 | 4 | 0.50585
33945 | 10.14 | 1 | 365 | 11.6007 | 0.23699 | 11 | 0.83771
34431 | 9.1 | 1 | 365 | 10.4109 | 0.85371 | 11 | 0.26462
30091 | 8.1 | 1 | 365 | 9.2669 | 0.56209 | 9 | 0.82894
34433 | 8.32 | 1 | 365 | 9.5185 | 0.066245 | 9 | 0.58479
33961 | 8.32 | 1 | 365 | 9.5185 | 0.066245 | 9 | 0.58479
34436 | 9.69 | 1 | 365 | 11.0859 | 0.20576 | 11 | 0.29166
33956 | 4.68 | 1 | 365 | 5.3542 | 0.72476 | 6 | 0.078945
33946 | 6.24 | 1 | 365 | 7.1389 | 0.29968 | 7 | 0.43859
33947 | 4.68 | 1 | 365 | 5.3542 | 0.72476 | 6 | 0.078945
33228 | 5.72 | 1 | 365 | 6.544 | 0.10804 | 6 | 0.65204
34504 | 7.28 | 1 | 365 | 8.3287 | 0.68296 | 9 | 0.011692
34507 | 8.16 | 1 | 365 | 9.3355 | 0.69959 | 10 | 0.035084
33950 | 9.36 | 1 | 365 | 10.7084 | 0.44953 | 11 | 0.15789
34109 | 6.24 | 1 | 365 | 7.1389 | 0.29968 | 7 | 0.43859
34032 | 6 | 1 | 365 | 6.8643 | 0.7497 | 7 | 0.61403
34197 | 4.42 | 1 | 365 | 5.0567 | 0.12894 | 5 | 0.18567
34284 | 6.5 | 1 | 365 | 7.4364 | 0.8955 | 8 | 0.33187
34339 | 8.32 | 1 | 365 | 9.5185 | 0.066245 | 9 | 0.58479
34290 | 3.9 | 1 | 365 | 4.4618 | 0.9373 | 5 | 0.39912
34231 | 10.14 | 1 | 365 | 11.6007 | 0.23699 | 11 | 0.83771
34345 | 9.62 | 1 | 365 | 11.0058 | 0.045346 | 11 | 0.051165
34357 | 4.16 | 1 | 365 | 4.7593 | 0.53312 | 5 | 0.2924
34346 | 3.06 | 1 | 365 | 3.5008 | 0.012345 | 3 | 0.51316
34359 | 5.98 | 1 | 365 | 6.8415 | 0.70386 | 7 | 0.54532
34349 | 5.98 | 1 | 365 | 6.8415 | 0.70386 | 7 | 0.54532
34366 | 8.32 | 1 | 365 | 9.5185 | 0.066245 | 9 | 0.58479
34363 | 11.18 | 1 | 365 | 12.7905 | 0.62027 | 13 | 0.41081
34360 | 11.395 | 1 | 365 | 13.0365 | 0.11296 | 13 | 0.14948
34326 | 9.36 | 1 | 365 | 10.7084 | 0.44953 | 11 | 0.15789
34374 | 13.52 | 1 | 365 | 15.4676 | 0.98265 | 16 | 0.45029
34378 | 6.24 | 1 | 365 | 7.1389 | 0.29968 | 7 | 0.43859
34372 | 5.3 | 1 | 365 | 6.0635 | 0.14556 | 6 | 0.20906
34385 | 9.36 | 1 | 365 | 10.7084 | 0.44953 | 11 | 0.15789
34390 | 11.66 | 1 | 365 | 13.3397 | 0.72024 | 14 | 0.059936
34398 | 5.035 | 1 | 365 | 5.7603 | 0.53829 | 6 | 0.29861
34401 | 2.915 | 1 | 365 | 3.3349 | 0.68006 | 4 | 0.014984
34407 | 2.34 | 1 | 365 | 2.6771 | 0.36238 | 3 | 0.039472
31089 | 4.68 | 1 | 365 | 5.3542 | 0.72476 | 6 | 0.078945
34411 | 5.61 | 1 | 365 | 6.4182 | 0.85597 | 7 | 0.27412
34458 | 4.335 | 1 | 365 | 4.9595 | 0.93416 | 5 | 0.89364
34455 | 5.98 | 1 | 365 | 6.8415 | 0.70386 | 7 | 0.54532
30209 | 3.12 | 1 | 365 | 3.5695 | 0.14984 | 3 | 0.7193
34452 | 4.94 | 1 | 365 | 5.6516 | 0.32058 | 5 | 0.97222
34462 | 9.62 | 1 | 365 | 11.0058 | 0.045346 | 11 | 0.051165
34464 | 7.02 | 1 | 365 | 8.0313 | 0.087144 | 8 | 0.11842
34466 | 8.84 | 1 | 365 | 10.1135 | 0.25789 | 10 | 0.37134
34469 | 7.8 | 1 | 365 | 8.9236 | 0.8746 | 9 | 0.79824
34470 | 10.14 | 1 | 365 | 11.6007 | 0.23699 | 11 | 0.83771
34477 | 6.76 | 1 | 365 | 7.7338 | 0.49132 | 8 | 0.22514
34471 | 4.16 | 1 | 365 | 4.7593 | 0.53312 | 5 | 0.2924
34480 | 7.54 | 1 | 365 | 8.6262 | 0.27878 | 8 | 0.90497
30845 | 2.34 | 1 | 365 | 2.6771 | 0.36238 | 3 | 0.039472
34485 | 7.54 | 1 | 365 | 8.6262 | 0.27878 | 8 | 0.90497
34516 | 4.94 | 1 | 365 | 5.6516 | 0.32058 | 5 | 0.97222
34483 | 6.5 | 1 | 365 | 7.4364 | 0.8955 | 8 | 0.33187
34528 | 9.36 | 1 | 365 | 10.7084 | 0.44953 | 11 | 0.15789
34530 | 3.12 | 1 | 365 | 3.5695 | 0.14984 | 3 | 0.7193
34531 | 14.04 | 1 | 365 | 16.0625 | 0.17429 | 16 | 0.23683
34532 | 5.46 | 1 | 365 | 6.2465 | 0.51222 | 6 | 0.75877
34533 | 8.06 | 1 | 365 | 9.2211 | 0.47042 | 9 | 0.69152
34535 | 4.16 | 1 | 365 | 4.7593 | 0.53312 | 5 | 0.2924
34536 | 5.2 | 1 | 365 | 5.9491 | 0.9164 | 6 | 0.86549
30959 | 15.6 | 1 | 365 | 17.8473 | 0.74921 | 18 | 0.59648
34538 | 12.495 | 1 | 365 | 14.295 | 0.63374 | 14 | 0.92872
34381 | 11.96 | 1 | 365 | 13.6829 | 0.40773 | 14 | 0.090637
34563 | 14.04 | 1 | 365 | 16.0625 | 0.17429 | 16 | 0.23683
34565 | 6.76 | 1 | 365 | 7.7338 | 0.49132 | 8 | 0.22514
34567 | 9.62 | 1 | 365 | 11.0058 | 0.045346 | 11 | 0.051165
34573 | 7.42 | 1 | 365 | 8.4889 | 0.0037907 | 8 | 0.49269
34572 | 7.54 | 1 | 365 | 8.6262 | 0.27878 | 8 | 0.90497
34560 | 5.2 | 1 | 365 | 5.9491 | 0.9164 | 6 | 0.86549
34419 | 6.76 | 1 | 365 | 7.7338 | 0.49132 | 8 | 0.22514
34417 | 4.77 | 1 | 365 | 5.4571 | 0.93101 | 6 | 0.38816
34410 | 7.28 | 1 | 365 | 8.3287 | 0.68296 | 9 | 0.011692
34425 | 7.8 | 1 | 365 | 8.9236 | 0.8746 | 9 | 0.79824
34427 | 9.18 | 1 | 365 | 10.5024 | 0.037035 | 10 | 0.53947
34424 | 9.36 | 1 | 365 | 10.7084 | 0.44953 | 11 | 0.15789
34387 | 3.9 | 1 | 365 | 4.4618 | 0.9373 | 5 | 0.39912
34435 | 9.88 | 1 | 365 | 11.3033 | 0.64117 | 11 | 0.94444
34446 | 7.28 | 1 | 365 | 8.3287 | 0.68296 | 9 | 0.011692
34450 | 6.76 | 1 | 365 | 7.7338 | 0.49132 | 8 | 0.22514
34445 | 8.06 | 1 | 365 | 9.2211 | 0.47042 | 9 | 0.69152
34454 | 9.36 | 1 | 365 | 10.7084 | 0.44953 | 11 | 0.15789
34449 | 3.38 | 1 | 365 | 3.8669 | 0.74566 | 4 | 0.61257
34482 | 11.96 | 1 | 365 | 13.6829 | 0.40773 | 14 | 0.090637
34490 | 6.5 | 1 | 365 | 7.4364 | 0.8955 | 8 | 0.33187
34489 | 13.26 | 1 | 365 | 15.1702 | 0.38683 | 15 | 0.55701
34502 | 6.24 | 1 | 365 | 7.1389 | 0.29968 | 7 | 0.43859
34496 | 11.22 | 1 | 365 | 12.8363 | 0.71193 | 13 | 0.54824
34503 | 7.155 | 1 | 365 | 8.1857 | 0.39651 | 8 | 0.58223
34505 | 14.04 | 1 | 365 | 16.0625 | 0.17429 | 16 | 0.23683
34509 | 14.3 | 1 | 365 | 16.36 | 0.77011 | 17 | 0.13011
34591 | 7.155 | 1 | 365 | 8.1857 | 0.39651 | 8 | 0.58223
34285 | 11.96 | 1 | 365 | 13.6829 | 0.40773 | 14 | 0.090637
34347 | 8.84 | 1 | 365 | 10.1135 | 0.25789 | 10 | 0.37134
34299 | 2.86 | 1 | 365 | 3.272 | 0.55402 | 3 | 0.82602
34157 | 9.1 | 1 | 365 | 10.4109 | 0.85371 | 11 | 0.26462
34053 | 6.5 | 1 | 365 | 7.4364 | 0.8955 | 8 | 0.33187
34304 | 13.26 | 1 | 365 | 15.1702 | 0.38683 | 15 | 0.55701
34318 | 5.2 | 1 | 365 | 5.9491 | 0.9164 | 6 | 0.86549
34619 | 10.14 | 1 | 365 | 11.6007 | 0.23699 | 11 | 0.83771
34344 | 9.88 | 1 | 365 | 11.3033 | 0.64117 | 11 | 0.94444
34261 | 6.76 | 1 | 365 | 7.7338 | 0.49132 | 8 | 0.22514
34643 | 9 | 1 | 365 | 10.2965 | 0.62454 | 10 | 0.92105
34376 | 6.76 | 1 | 365 | 7.7338 | 0.49132 | 8 | 0.22514
34662 | 5.83 | 1 | 365 | 6.6698 | 0.36012 | 7 | 0.029968
34675 | 8.455 | 1 | 365 | 9.673 | 0.37561 | 10 | 0.048607
34681 | 6.4 | 1 | 365 | 7.322 | 0.66634 | 7 | 0.9883
34687 | 6.16 | 1 | 365 | 7.0474 | 0.11635 | 7 | 0.16374
33192 | 5.13 | 1 | 365 | 5.869 | 0.75599 | 6 | 0.625
34693 | 9.47 | 1 | 365 | 10.8342 | 0.7016 | 11 | 0.53581
34399 | 8.32 | 1 | 365 | 9.5185 | 0.066245 | 9 | 0.58479
34696 | 9.99 | 1 | 365 | 11.4291 | 0.89324 | 12 | 0.32236
34448 | 6.24 | 1 | 365 | 7.1389 | 0.29968 | 7 | 0.43859
34702 | 5.125 | 1 | 365 | 5.8633 | 0.74453 | 6 | 0.60782
34694 | 9.45 | 1 | 365 | 10.8113 | 0.65577 | 11 | 0.4671
34384 | 5.46 | 1 | 365 | 6.2465 | 0.51222 | 6 | 0.75877
34709 | 7.56 | 1 | 365 | 8.6491 | 0.32462 | 8 | 0.97368
34710 | 6.66 | 1 | 365 | 7.6194 | 0.26216 | 7 | 0.88158
34713 | 8.37 | 1 | 365 | 9.5757 | 0.18083 | 9 | 0.75657
34712 | 5.385 | 1 | 365 | 6.1607 | 0.34035 | 6 | 0.50109
34717 | 6.92 | 1 | 365 | 7.9169 | 0.85798 | 8 | 0.77485
34728 | 6.94 | 1 | 365 | 7.9397 | 0.90382 | 8 | 0.84356
34749 | 10.225 | 1 | 365 | 11.698 | 0.43177 | 12 | 0.12975
34752 | 6.44 | 1 | 365 | 7.3677 | 0.75801 | 8 | 0.12573
34747 | 6.72 | 1 | 365 | 7.6881 | 0.39966 | 8 | 0.087716
34758 | 10.25 | 1 | 365 | 11.7266 | 0.48906 | 12 | 0.21564
34748 | 9.18 | 1 | 365 | 10.5024 | 0.037035 | 10 | 0.53947
34812 | 9.15 | 1 | 365 | 10.4681 | 0.96829 | 11 | 0.4364
34816 | 7.425 | 1 | 365 | 8.4946 | 0.015249 | 8 | 0.50986
34819 | 6.24 | 1 | 365 | 7.1389 | 0.29968 | 7 | 0.43859
34830 | 10.175 | 1 | 365 | 11.6408 | 0.31719 | 11 | 0.95796
34838 | 7.59 | 1 | 365 | 8.6834 | 0.39337 | 9 | 0.07675
34576 | 5.46 | 1 | 365 | 6.2465 | 0.51222 | 6 | 0.75877
34580 | 3.38 | 1 | 365 | 3.8669 | 0.74566 | 4 | 0.61257
34584 | 8.32 | 1 | 365 | 9.5185 | 0.066245 | 9 | 0.58479
34585 | 10.4 | 1 | 365 | 11.8982 | 0.83281 | 12 | 0.73099
34588 | 5.72 | 1 | 365 | 6.544 | 0.10804 | 6 | 0.65204
34592 | 2.34 | 1 | 365 | 2.6771 | 0.36238 | 3 | 0.039472
34599 | 5.1 | 1 | 365 | 5.8347 | 0.68724 | 6 | 0.52193
34595 | 7.8 | 1 | 365 | 8.9236 | 0.8746 | 9 | 0.79824
34594 | 3.12 | 1 | 365 | 3.5695 | 0.14984 | 3 | 0.7193
34602 | 10.92 | 1 | 365 | 12.4931 | 0.024447 | 12 | 0.51754
34601 | 2.86 | 1 | 365 | 3.272 | 0.55402 | 3 | 0.82602
34609 | 4.77 | 1 | 365 | 5.4571 | 0.93101 | 6 | 0.38816
34608 | 4.42 | 1 | 365 | 5.0567 | 0.12894 | 5 | 0.18567
34604 | 8.06 | 1 | 365 | 9.2211 | 0.47042 | 9 | 0.69152
34612 | 5.72 | 1 | 365 | 6.544 | 0.10804 | 6 | 0.65204
34611 | 9.62 | 1 | 365 | 11.0058 | 0.045346 | 11 | 0.051165
34632 | 13 | 1 | 365 | 14.8727 | 0.79101 | 15 | 0.66374
33894 | 5.2 | 1 | 365 | 5.9491 | 0.9164 | 6 | 0.86549
33897 | 6.76 | 1 | 365 | 7.7338 | 0.49132 | 8 | 0.22514
33900 | 5.98 | 1 | 365 | 6.8415 | 0.70386 | 7 | 0.54532
33902 | 7.02 | 1 | 365 | 8.0313 | 0.087144 | 8 | 0.11842
33911 | 3.12 | 1 | 365 | 3.5695 | 0.14984 | 3 | 0.7193
33912 | 4.94 | 1 | 365 | 5.6516 | 0.32058 | 5 | 0.97222
33939 | 6.5 | 1 | 365 | 7.4364 | 0.8955 | 8 | 0.33187
33667 | 4.94 | 1 | 365 | 5.6516 | 0.32058 | 5 | 0.97222
33893 | 3.12 | 1 | 365 | 3.5695 | 0.14984 | 3 | 0.7193
33898 | 3.57 | 1 | 365 | 4.0843 | 0.18107 | 4 | 0.26535
33901 | 3.06 | 1 | 365 | 3.5008 | 0.012345 | 3 | 0.51316
33907 | 3.64 | 1 | 365 | 4.1644 | 0.34148 | 4 | 0.50585
33914 | 4.16 | 1 | 365 | 4.7593 | 0.53312 | 5 | 0.2924
33876 | 5.98 | 1 | 365 | 6.8415 | 0.70386 | 7 | 0.54532
33948 | 8.48 | 1 | 365 | 9.7016 | 0.4329 | 10 | 0.1345
33955 | 5.98 | 1 | 365 | 6.8415 | 0.70386 | 7 | 0.54532
33959 | 12.74 | 1 | 365 | 14.5753 | 0.19519 | 14 | 0.77046
28724 | 3.64 | 1 | 365 | 4.1644 | 0.34148 | 4 | 0.50585
33930 | 8.745 | 1 | 365 | 10.0048 | 0.040182 | 10 | 0.044952
33983 | 6.625 | 1 | 365 | 7.5794 | 0.18196 | 7 | 0.76133
33532 | 3.9 | 1 | 365 | 4.4618 | 0.9373 | 5 | 0.39912
33788 | 11.18 | 1 | 365 | 12.7905 | 0.62027 | 13 | 0.41081
33817 | 4.94 | 1 | 365 | 5.6516 | 0.32058 | 5 | 0.97222
33548 | 4.94 | 1 | 365 | 5.6516 | 0.32058 | 5 | 0.97222
33755 | 8.06 | 1 | 365 | 9.2211 | 0.47042 | 9 | 0.69152
33763 | 8.58 | 1 | 365 | 9.816 | 0.66207 | 10 | 0.47807
33879 | 5.46 | 1 | 365 | 6.2465 | 0.51222 | 6 | 0.75877
33895 | 3.9 | 1 | 365 | 4.4618 | 0.9373 | 5 | 0.39912
33903 | 12.48 | 1 | 365 | 14.2778 | 0.59937 | 14 | 0.87719
33908 | 8.32 | 1 | 365 | 9.5185 | 0.066245 | 9 | 0.58479
33986 | 9.1 | 1 | 365 | 10.4109 | 0.85371 | 11 | 0.26462
34045 | 7.8 | 1 | 365 | 8.9236 | 0.8746 | 9 | 0.79824
34035 | 10 | 1 | 365 | 11.4406 | 0.91616 | 12 | 0.35672
33195 | 4.578 | 1 | 365 | 5.2375 | 0.49102 | 5 | 0.72851
34038 | 5.13 | 1 | 365 | 5.869 | 0.75599 | 6 | 0.625
34039 | 4.68 | 1 | 365 | 5.3542 | 0.72476 | 6 | 0.078945
34040 | 4.48 | 1 | 365 | 5.1254 | 0.26644 | 5 | 0.39181
34041 | 8.68 | 1 | 365 | 9.9304 | 0.89123 | 10 | 0.82163
34042 | 7.02 | 1 | 365 | 8.0313 | 0.087144 | 8 | 0.11842
33137 | 22.8 | 1 | 365 | 26.0845 | 0.24884 | 26 | 0.33332
33177 | 13 | 1 | 365 | 14.8727 | 0.79101 | 15 | 0.66374
34060 | 8.4 | 1 | 365 | 9.6101 | 0.24957 | 9 | 0.85964
34621 | 8.06 | 1 | 365 | 9.2211 | 0.47042 | 9 | 0.69152
32003 | 3.38 | 1 | 365 | 3.8669 | 0.74566 | 4 | 0.61257
34637 | 6.76 | 1 | 365 | 7.7338 | 0.49132 | 8 | 0.22514
34638 | 4.94 | 1 | 365 | 5.6516 | 0.32058 | 5 | 0.97222
34641 | 2.295 | 1 | 365 | 2.6256 | 0.25926 | 2 | 0.88487
34645 | 10.4 | 1 | 365 | 11.8982 | 0.83281 | 12 | 0.73099
34647 | 7.02 | 1 | 365 | 8.0313 | 0.087144 | 8 | 0.11842
34654 | 6.76 | 1 | 365 | 7.7338 | 0.49132 | 8 | 0.22514
34661 | 7.02 | 1 | 365 | 8.0313 | 0.087144 | 8 | 0.11842
34670 | 14.04 | 1 | 365 | 16.0625 | 0.17429 | 16 | 0.23683
34648 | 7.28 | 1 | 365 | 8.3287 | 0.68296 | 9 | 0.011692
34651 | 5.61 | 1 | 365 | 6.4182 | 0.85597 | 7 | 0.27412
34677 | 5.2 | 1 | 365 | 5.9491 | 0.9164 | 6 | 0.86549
34678 | 5.46 | 1 | 365 | 6.2465 | 0.51222 | 6 | 0.75877
34686 | 3.78 | 1 | 365 | 4.3245 | 0.66231 | 4 | 0.98684
34695 | 6.5 | 1 | 365 | 7.4364 | 0.8955 | 8 | 0.33187
34692 | 9.88 | 1 | 365 | 11.3033 | 0.64117 | 11 | 0.94444
34707 | 11.7 | 1 | 365 | 13.3855 | 0.81191 | 14 | 0.19736
34720 | 7.8 | 1 | 365 | 8.9236 | 0.8746 | 9 | 0.79824
34724 | 10.66 | 1 | 365 | 12.1956 | 0.42863 | 12 | 0.62426
34729 | 9.36 | 1 | 365 | 10.7084 | 0.44953 | 11 | 0.15789
34727 | 4.68 | 1 | 365 | 5.3542 | 0.72476 | 6 | 0.078945
34730 | 5.1 | 1 | 365 | 5.8347 | 0.68724 | 6 | 0.52193
34732 | 7.28 | 1 | 365 | 8.3287 | 0.68296 | 9 | 0.011692
34734 | 6.12 | 1 | 365 | 7.0016 | 0.02469 | 7 | 0.026313
34760 | 7.42 | 1 | 365 | 8.4889 | 0.0037907 | 8 | 0.49269
34771 | 7.8 | 1 | 365 | 8.9236 | 0.8746 | 9 | 0.79824
34832 | 5.2 | 1 | 365 | 5.9491 | 0.9164 | 6 | 0.86549
34772 | 13.78 | 1 | 365 | 15.7651 | 0.57847 | 16 | 0.34356
34787 | 3.38 | 1 | 365 | 3.8669 | 0.74566 | 4 | 0.61257
34789 | 10.2 | 1 | 365 | 11.6694 | 0.37448 | 12 | 0.043854
34837 | 8.84 | 1 | 365 | 10.1135 | 0.25789 | 10 | 0.37134
34800 | 3.18 | 1 | 365 | 3.6381 | 0.28734 | 3 | 0.92544
34845 | 12.74 | 1 | 365 | 14.5753 | 0.19519 | 14 | 0.77046
34849 | 8.32 | 1 | 365 | 9.5185 | 0.066245 | 9 | 0.58479
33140 | 25.48 | 0.9 | 365 | 26.2355 | 0.55134 | 26 | 0.78683
34810 | 5.2 | 1 | 365 | 5.9491 | 0.9164 | 6 | 0.86549
34910 | 8.32 | 1 | 365 | 9.5185 | 0.066245 | 9 | 0.58479
34813 | 14.04 | 1 | 365 | 16.0625 | 0.17429 | 16 | 0.23683
34911 | 7.02 | 1 | 365 | 8.0313 | 0.087144 | 8 | 0.11842
34811 | 7.28 | 1 | 365 | 8.3287 | 0.68296 | 9 | 0.011692
34912 | 5.1 | 1 | 365 | 5.8347 | 0.68724 | 6 | 0.52193
34827 | 3.9 | 1 | 365 | 4.4618 | 0.9373 | 5 | 0.39912
34835 | 8.32 | 1 | 365 | 9.5185 | 0.066245 | 9 | 0.58479
33262 | 2.86 | 1 | 365 | 3.272 | 0.55402 | 3 | 0.82602
33170 | 10.335 | 1 | 365 | 11.8238 | 0.68385 | 12 | 0.50767
33275 | 7.8 | 1 | 365 | 8.9236 | 0.8746 | 9 | 0.79824
32742 | 12.24 | 1 | 365 | 14.0032 | 0.04938 | 14 | 0.052625
32920 | 8.06 | 1 | 365 | 9.2211 | 0.47042 | 9 | 0.69152
34933 | 9.36 | 1 | 365 | 10.7084 | 0.44953 | 11 | 0.15789
34920 | 11.44 | 1 | 365 | 13.088 | 0.21609 | 13 | 0.30409
32638 | 5.98 | 1 | 365 | 6.8415 | 0.70386 | 7 | 0.54532
34918 | 2.86 | 1 | 365 | 3.272 | 0.55402 | 3 | 0.82602
32470 | 4.42 | 1 | 365 | 5.0567 | 0.12894 | 5 | 0.18567
32807 | 11.475 | 1 | 365 | 13.128 | 0.29629 | 13 | 0.42434
32458 | 7.54 | 1 | 365 | 8.6262 | 0.27878 | 8 | 0.90497
34925 | 7.02 | 1 | 365 | 8.0313 | 0.087144 | 8 | 0.11842
34927 | 2.86 | 1 | 365 | 3.272 | 0.55402 | 3 | 0.82602
34928 | 7.02 | 1 | 365 | 8.0313 | 0.087144 | 8 | 0.11842
34938 | 2.6 | 1 | 365 | 2.9745 | 0.9582 | 3 | 0.93275
32853 | 8.745 | 1 | 365 | 10.0048 | 0.040182 | 10 | 0.044952
34940 | 6.5 | 1 | 365 | 7.4364 | 0.8955 | 8 | 0.33187
34931 | 9.62 | 1 | 365 | 11.0058 | 0.045346 | 11 | 0.051165
32417 | 4.68 | 1 | 365 | 5.3542 | 0.72476 | 6 | 0.078945
34842 | 7.2 | 1 | 365 | 8.2372 | 0.49964 | 8 | 0.73684
32814 | 2.6 | 1 | 365 | 2.9745 | 0.9582 | 3 | 0.93275
34846 | 10.75 | 1 | 365 | 12.2986 | 0.63487 | 12 | 0.93347
34853 | 3.575 | 1 | 365 | 4.09 | 0.19253 | 4 | 0.28253
32385 | 10.66 | 1 | 365 | 12.1956 | 0.42863 | 12 | 0.62426
34855 | 7.14 | 1 | 365 | 8.1686 | 0.36214 | 8 | 0.5307
32642 | 7.685 | 1 | 365 | 8.7921 | 0.61107 | 9 | 0.40314
34844 | 6.54 | 1 | 365 | 7.4821 | 0.98717 | 8 | 0.46929
34848 | 9.12 | 1 | 365 | 10.4338 | 0.89954 | 11 | 0.33333
34850 | 15.93 | 1 | 365 | 18.2248 | 0.50544 | 18 | 0.73025
33331 | 2.86 | 1 | 365 | 3.272 | 0.55402 | 3 | 0.82602
34852 | 9.765 | 1 | 365 | 11.1717 | 0.37763 | 11 | 0.54934
32359 | 6.76 | 1 | 365 | 7.7338 | 0.49132 | 8 | 0.22514
32346 | 10.92 | 1 | 365 | 12.4931 | 0.024447 | 12 | 0.51754
34863 | 11.475 | 1 | 365 | 13.128 | 0.29629 | 13 | 0.42434
34867 | 5.985 | 1 | 365 | 6.8472 | 0.71532 | 7 | 0.5625
32469 | 4.94 | 1 | 365 | 5.6516 | 0.32058 | 5 | 0.97222
34868 | 9 | 1 | 365 | 10.2965 | 0.62454 | 10 | 0.92105
32340 | 11.18 | 1 | 365 | 12.7905 | 0.62027 | 13 | 0.41081
32583 | 11.18 | 1 | 365 | 12.7905 | 0.62027 | 13 | 0.41081
33213 | 10.4 | 1 | 365 | 11.8982 | 0.83281 | 12 | 0.73099
33270 | 115.44 | 0.9 | 365 | 118.8628 | 0.089736 | 118 | 0.95258
32337 | 8.58 | 1 | 365 | 9.816 | 0.66207 | 10 | 0.47807
32001 | 6.89 | 1 | 365 | 7.8825 | 0.78923 | 8 | 0.67178
32825 | 141.264 | 0.9 | 365 | 145.4525 | 0.35056 | 145 | 0.80309
32734 | 10.4 | 1 | 365 | 11.8982 | 0.83281 | 12 | 0.73099
32577 | 4.68 | 1 | 365 | 5.3542 | 0.72476 | 6 | 0.078945
18938 | 646.8 | 0.8 | 365 | 591.9803 | 0.77378 | 592 | 0.75412
17628 | 646.8 | 0.8 | 365 | 591.9803 | 0.77378 | 592 | 0.75412
31996 | 8.06 | 1 | 365 | 9.2211 | 0.47042 | 9 | 0.69152
17635 | 646.8 | 0.8 | 365 | 591.9803 | 0.77378 | 592 | 0.75412
32628 | 4.68 | 1 | 365 | 5.3542 | 0.72476 | 6 | 0.078945
32330 | 4.42 | 1 | 365 | 5.0567 | 0.12894 | 5 | 0.18567
31306 | 68.016 | 1 | 365 | 77.8141 | 0.86655 | 78 | 0.68067
32266 | 27.468 | 0.9 | 365 | 28.2824 | 0.6515 | 28 | 0.93393
33210 | 10 | 1 | 365 | 11.4406 | 0.91616 | 12 | 0.35672
32615 | 4.94 | 1 | 365 | 5.6516 | 0.32058 | 5 | 0.97222
34896 | 7.98 | 1 | 365 | 9.1296 | 0.2871 | 9 | 0.41666
31090 | 9.69 | 1 | 365 | 11.0859 | 0.20576 | 11 | 0.29166
31083 | 4.08 | 1 | 365 | 4.6677 | 0.34979 | 5 | 0.017542
32309 | 8.75 | 1 | 365 | 10.0105 | 0.05164 | 10 | 0.06213
34900 | 9 | 1 | 365 | 10.2965 | 0.62454 | 10 | 0.92105
31994 | 9.1 | 1 | 365 | 10.4109 | 0.85371 | 11 | 0.26462
32849 | 8.67 | 1 | 365 | 9.919 | 0.86831 | 10 | 0.78728
34894 | 5.385 | 1 | 365 | 6.1607 | 0.34035 | 6 | 0.50109
32664 | 9.01 | 1 | 365 | 10.3079 | 0.64746 | 10 | 0.9554
34895 | 6.14 | 1 | 365 | 7.0245 | 0.070522 | 7 | 0.095026
31825 | 3.38 | 1 | 365 | 3.8669 | 0.74566 | 4 | 0.61257
34897 | 6.42 | 1 | 365 | 7.3448 | 0.71217 | 8 | 0.057014
31991 | 5.355 | 1 | 365 | 6.1264 | 0.2716 | 6 | 0.39802
31989 | 2.6 | 1 | 365 | 2.9745 | 0.9582 | 3 | 0.93275
34922 | 12 | 1 | 365 | 13.7287 | 0.49939 | 14 | 0.22806
34578 | 4.505 | 1 | 365 | 5.154 | 0.32373 | 5 | 0.4777
31968 | 8.84 | 1 | 365 | 10.1135 | 0.25789 | 10 | 0.37134
31954 | 6.375 | 1 | 365 | 7.2934 | 0.60905 | 7 | 0.90241
31827 | 9.88 | 1 | 365 | 11.3033 | 0.64117 | 11 | 0.94444
31805 | 9.54 | 1 | 365 | 10.9143 | 0.86202 | 11 | 0.77631
31774 | 14.04 | 1 | 365 | 16.0625 | 0.17429 | 16 | 0.23683
31735 | 2.6 | 1 | 365 | 2.9745 | 0.9582 | 3 | 0.93275
31706 | 23.4 | 1 | 365 | 26.7709 | 0.62381 | 27 | 0.39472
31677 | 4.94 | 1 | 365 | 5.6516 | 0.32058 | 5 | 0.97222
30674 | 8.84 | 1 | 365 | 10.1135 | 0.25789 | 10 | 0.37134
31110 | 9.1 | 1 | 365 | 10.4109 | 0.85371 | 11 | 0.26462
31222 | 2.08 | 1 | 365 | 2.3796 | 0.76656 | 3 | 0.1462
31056 | 5.46 | 1 | 365 | 6.2465 | 0.51222 | 6 | 0.75877
31213 | 7.54 | 1 | 365 | 8.6262 | 0.27878 | 8 | 0.90497
31664 | 13 | 1 | 365 | 14.8727 | 0.79101 | 15 | 0.66374
31560 | 6.12 | 1 | 365 | 7.0016 | 0.02469 | 7 | 0.026313
31129 | 7.02 | 1 | 365 | 8.0313 | 0.087144 | 8 | 0.11842
31123 | 3.12 | 1 | 365 | 3.5695 | 0.14984 | 3 | 0.7193
31008 | 6.5 | 1 | 365 | 7.4364 | 0.8955 | 8 | 0.33187
31117 | 13.52 | 1 | 365 | 15.4676 | 0.98265 | 16 | 0.45029
31555 | 2.86 | 1 | 365 | 3.272 | 0.55402 | 3 | 0.82602
31242 | 4.42 | 1 | 365 | 5.0567 | 0.12894 | 5 | 0.18567
30971 | 8.32 | 1 | 365 | 9.5185 | 0.066245 | 9 | 0.58479
31239 | 5.72 | 1 | 365 | 6.544 | 0.10804 | 6 | 0.65204
31549 | 4.16 | 1 | 365 | 4.7593 | 0.53312 | 5 | 0.2924
31952 | 5.2 | 1 | 365 | 5.9491 | 0.9164 | 6 | 0.86549
31710 | 2.6 | 1 | 365 | 2.9745 | 0.9582 | 3 | 0.93275
32537 | 13.26 | 1 | 365 | 15.1702 | 0.38683 | 15 | 0.55701
31823 | 4.42 | 1 | 365 | 5.0567 | 0.12894 | 5 | 0.18567
31705 | 7.54 | 1 | 365 | 8.6262 | 0.27878 | 8 | 0.90497
31951 | 9.88 | 1 | 365 | 11.3033 | 0.64117 | 11 | 0.94444
31942 | 8.32 | 1 | 365 | 9.5185 | 0.066245 | 9 | 0.58479
31702 | 7.54 | 1 | 365 | 8.6262 | 0.27878 | 8 | 0.90497
31937 | 6.63 | 1 | 365 | 7.5851 | 0.19341 | 7 | 0.77851
31964 | 11.7 | 1 | 365 | 13.3855 | 0.81191 | 14 | 0.19736
31820 | 7.685 | 1 | 365 | 8.7921 | 0.61107 | 9 | 0.40314
33678 | 5.035 | 1 | 365 | 5.7603 | 0.53829 | 6 | 0.29861
31869 | 6.76 | 1 | 365 | 7.7338 | 0.49132 | 8 | 0.22514
31548 | 9.01 | 1 | 365 | 10.3079 | 0.64746 | 10 | 0.9554
31692 | 4.16 | 1 | 365 | 4.7593 | 0.53312 | 5 | 0.2924
30794 | 2.08 | 1 | 365 | 2.3796 | 0.76656 | 3 | 0.1462
31814 | 12.22 | 1 | 365 | 13.9804 | 0.0035475 | 13 | 0.98391
30448 | 9.62 | 1 | 365 | 11.0058 | 0.045346 | 11 | 0.051165
31533 | 8.32 | 1 | 365 | 9.5185 | 0.066245 | 9 | 0.58479
30401 | 5.98 | 1 | 365 | 6.8415 | 0.70386 | 7 | 0.54532
30410 | 4.42 | 1 | 365 | 5.0567 | 0.12894 | 5 | 0.18567
30551 | 8.58 | 1 | 365 | 9.816 | 0.66207 | 10 | 0.47807
30571 | 13.25 | 1 | 365 | 15.1587 | 0.36391 | 15 | 0.52265
30408 | 10.4 | 1 | 365 | 11.8982 | 0.83281 | 12 | 0.73099
30413 | 2.86 | 1 | 365 | 3.272 | 0.55402 | 3 | 0.82602
30321 | 6.76 | 1 | 365 | 7.7338 | 0.49132 | 8 | 0.22514
31103 | 3.71 | 1 | 365 | 4.2444 | 0.5019 | 4 | 0.74634
31051 | 12.48 | 1 | 365 | 14.2778 | 0.59937 | 14 | 0.87719
31105 | 11.96 | 1 | 365 | 13.6829 | 0.40773 | 14 | 0.090637
30257 | 6.5 | 1 | 365 | 7.4364 | 0.8955 | 8 | 0.33187
31115 | 3.64 | 1 | 365 | 4.1644 | 0.34148 | 4 | 0.50585
30165 | 5.2 | 1 | 365 | 5.9491 | 0.9164 | 6 | 0.86549
30417 | 8.84 | 1 | 365 | 10.1135 | 0.25789 | 10 | 0.37134
30366 | 4.42 | 1 | 365 | 5.0567 | 0.12894 | 5 | 0.18567
29672 | 8.58 | 1 | 365 | 9.816 | 0.66207 | 10 | 0.47807
31084 | 7.395 | 1 | 365 | 8.4603 | 0.9465 | 9 | 0.40679
30355 | 5.2 | 1 | 365 | 5.9491 | 0.9164 | 6 | 0.86549
30089 | 3.12 | 1 | 365 | 3.5695 | 0.14984 | 3 | 0.7193
30422 | 10.92 | 1 | 365 | 12.4931 | 0.024447 | 12 | 0.51754
30432 | 7.02 | 1 | 365 | 8.0313 | 0.087144 | 8 | 0.11842
30363 | 3.64 | 1 | 365 | 4.1644 | 0.34148 | 4 | 0.50585
29704 | 3.64 | 1 | 365 | 4.1644 | 0.34148 | 4 | 0.50585
31087 | 7.02 | 1 | 365 | 8.0313 | 0.087144 | 8 | 0.11842
30173 | 7.8 | 1 | 365 | 8.9236 | 0.8746 | 9 | 0.79824
31898 | 446.16 | 0.9 | 365 | 459.3888 | 0.18466 | 459 | 0.57348
35 | 2258.96 | 1 | 365 | 2584.3767 | 0.66888 | 2585 | 0.045621
30653 | 4.94 | 1 | 365 | 5.6516 | 0.32058 | 5 | 0.97222
30002 | 2.915 | 1 | 365 | 3.3349 | 0.68006 | 4 | 0.014984
33743 | 92.66 | 0.9 | 365 | 95.4074 | 0.10702 | 95 | 0.51443
30696 | 3.71 | 1 | 365 | 4.2444 | 0.5019 | 4 | 0.74634
35004 | 5.46 | 1 | 365 | 6.2465 | 0.51222 | 6 | 0.75877
30269 | 3.38 | 1 | 365 | 3.8669 | 0.74566 | 4 | 0.61257
35006 | 3.9 | 1 | 365 | 4.4618 | 0.9373 | 5 | 0.39912
34954 | 5.46 | 1 | 365 | 6.2465 | 0.51222 | 6 | 0.75877
35014 | 8.67 | 1 | 365 | 9.919 | 0.86831 | 10 | 0.78728
35016 | 9.1 | 1 | 365 | 10.4109 | 0.85371 | 11 | 0.26462
33737 | 6.76 | 1 | 365 | 7.7338 | 0.49132 | 8 | 0.22514
35017 | 7 | 1 | 365 | 8.0084 | 0.041312 | 8 | 0.049704
33679 | 5.565 | 1 | 365 | 6.3667 | 0.75284 | 7 | 0.11951
35027 | 6.24 | 1 | 365 | 7.1389 | 0.29968 | 7 | 0.43859
35025 | 9.1 | 1 | 365 | 10.4109 | 0.85371 | 11 | 0.26462
35037 | 7.02 | 1 | 365 | 8.0313 | 0.087144 | 8 | 0.11842
30274 | 3.12 | 1 | 365 | 3.5695 | 0.14984 | 3 | 0.7193
35043 | 4.94 | 1 | 365 | 5.6516 | 0.32058 | 5 | 0.97222
35052 | 8.32 | 1 | 365 | 9.5185 | 0.066245 | 9 | 0.58479
33777 | 10.14 | 1 | 365 | 11.6007 | 0.23699 | 11 | 0.83771
30285 | 3.12 | 1 | 365 | 3.5695 | 0.14984 | 3 | 0.7193
33682 | 11.44 | 1 | 365 | 13.088 | 0.21609 | 13 | 0.30409
33602 | 7.02 | 1 | 365 | 8.0313 | 0.087144 | 8 | 0.11842
33690 | 6.24 | 1 | 365 | 7.1389 | 0.29968 | 7 | 0.43859
30298 | 12.72 | 1 | 365 | 14.5524 | 0.14936 | 14 | 0.70175
33695 | 2.34 | 1 | 365 | 2.6771 | 0.36238 | 3 | 0.039472
30314 | 7.28 | 1 | 365 | 8.3287 | 0.68296 | 9 | 0.011692
33700 | 3.38 | 1 | 365 | 3.8669 | 0.74566 | 4 | 0.61257
33643 | 4.05 | 1 | 365 | 4.6334 | 0.28104 | 4 | 0.91447
33650 | 4.16 | 1 | 365 | 4.7593 | 0.53312 | 5 | 0.2924
34942 | 3.9 | 1 | 365 | 4.4618 | 0.9373 | 5 | 0.39912
33440 | 7.28 | 1 | 365 | 8.3287 | 0.68296 | 9 | 0.011692
33356 | 9.36 | 1 | 365 | 10.7084 | 0.44953 | 11 | 0.15789
33329 | 6.5 | 1 | 365 | 7.4364 | 0.8955 | 8 | 0.33187
33355 | 4.24 | 1 | 365 | 4.8508 | 0.71645 | 5 | 0.56725
33404 | 7.14 | 1 | 365 | 8.1686 | 0.36214 | 8 | 0.5307
33370 | 8.32 | 1 | 365 | 9.5185 | 0.066245 | 9 | 0.58479
33365 | 14.045 | 1 | 365 | 16.0683 | 0.18575 | 16 | 0.25401
33523 | 7.02 | 1 | 365 | 8.0313 | 0.087144 | 8 | 0.11842
33383 | 11.44 | 1 | 365 | 13.088 | 0.21609 | 13 | 0.30409
33533 | 8.16 | 1 | 365 | 9.3355 | 0.69959 | 10 | 0.035084
33410 | 7.395 | 1 | 365 | 8.4603 | 0.9465 | 9 | 0.40679
33552 | 3.64 | 1 | 365 | 4.1644 | 0.34148 | 4 | 0.50585
33590 | 10.14 | 1 | 365 | 11.6007 | 0.23699 | 11 | 0.83771
35044 | 3.12 | 1 | 365 | 3.5695 | 0.14984 | 3 | 0.7193
35054 | 10.14 | 1 | 365 | 11.6007 | 0.23699 | 11 | 0.83771
33462 | 15.08 | 1 | 365 | 17.2524 | 0.55757 | 17 | 0.80993
35064 | 3.38 | 1 | 365 | 3.8669 | 0.74566 | 4 | 0.61257
33469 | 5.98 | 1 | 365 | 6.8415 | 0.70386 | 7 | 0.54532
35067 | 14.045 | 1 | 365 | 16.0683 | 0.18575 | 16 | 0.25401
34226 | 4.505 | 1 | 365 | 5.154 | 0.32373 | 5 | 0.4777
35078 | 9.36 | 1 | 365 | 10.7084 | 0.44953 | 11 | 0.15789
35089 | 9.88 | 1 | 365 | 11.3033 | 0.64117 | 11 | 0.94444
35087 | 6.76 | 1 | 365 | 7.7338 | 0.49132 | 8 | 0.22514
33423 | 9.1 | 1 | 365 | 10.4109 | 0.85371 | 11 | 0.26462
35095 | 9.88 | 1 | 365 | 11.3033 | 0.64117 | 11 | 0.94444
35099 | 6.095 | 1 | 365 | 6.973 | 0.9674 | 7 | 0.94042
35084 | 8.32 | 1 | 365 | 9.5185 | 0.066245 | 9 | 0.58479
35102 | 10.14 | 1 | 365 | 11.6007 | 0.23699 | 11 | 0.83771
35105 | 8.32 | 1 | 365 | 9.5185 | 0.066245 | 9 | 0.58479
35101 | 7.02 | 1 | 365 | 8.0313 | 0.087144 | 8 | 0.11842
34168 | 5.46 | 1 | 365 | 6.2465 | 0.51222 | 6 | 0.75877
35108 | 8.32 | 1 | 365 | 9.5185 | 0.066245 | 9 | 0.58479
34587 | 5.72 | 1 | 365 | 6.544 | 0.10804 | 6 | 0.65204
35110 | 7.02 | 1 | 365 | 8.0313 | 0.087144 | 8 | 0.11842
34575 | 13 | 1 | 365 | 14.8727 | 0.79101 | 15 | 0.66374
35109 | 10.4 | 1 | 365 | 11.8982 | 0.83281 | 12 | 0.73099
34361 | 10.4 | 1 | 365 | 11.8982 | 0.83281 | 12 | 0.73099
35113 | 10.07 | 1 | 365 | 11.5206 | 0.076573 | 11 | 0.59722
32568 | 9.36 | 1 | 365 | 10.7084 | 0.44953 | 11 | 0.15789
35119 | 4.68 | 1 | 365 | 5.3542 | 0.72476 | 6 | 0.078945
33248 | 6.5 | 1 | 365 | 7.4364 | 0.8955 | 8 | 0.33187
35115 | 2.34 | 1 | 365 | 2.6771 | 0.36238 | 3 | 0.039472
34935 | 13 | 1 | 365 | 14.8727 | 0.79101 | 15 | 0.66374
35117 | 3.9 | 1 | 365 | 4.4618 | 0.9373 | 5 | 0.39912
34914 | 5.83 | 1 | 365 | 6.6698 | 0.36012 | 7 | 0.029968
32342 | 10.92 | 1 | 365 | 12.4931 | 0.024447 | 12 | 0.51754
35015 | 9.35 | 1 | 365 | 10.6969 | 0.42661 | 11 | 0.12353
35019 | 5.94 | 1 | 365 | 6.7957 | 0.6122 | 7 | 0.40789
33309 | 3.9 | 1 | 365 | 4.4618 | 0.9373 | 5 | 0.39912
33225 | 7.28 | 1 | 365 | 8.3287 | 0.68296 | 9 | 0.011692
35030 | 4.5 | 1 | 365 | 5.1483 | 0.31227 | 5 | 0.46052
35050 | 5.5 | 1 | 365 | 6.2923 | 0.60389 | 6 | 0.8962
35047 | 6.325 | 1 | 365 | 7.2362 | 0.49447 | 7 | 0.73063
33160 | 3.12 | 1 | 365 | 3.5695 | 0.14984 | 3 | 0.7193
35062 | 7.975 | 1 | 365 | 9.1238 | 0.27564 | 9 | 0.39948
33151 | 6.63 | 1 | 365 | 7.5851 | 0.19341 | 7 | 0.77851
35068 | 6.325 | 1 | 365 | 7.2362 | 0.49447 | 7 | 0.73063
30920 | 8.32 | 1 | 365 | 9.5185 | 0.066245 | 9 | 0.58479
35086 | 6.05 | 1 | 365 | 6.9215 | 0.86428 | 7 | 0.78582
34979 | 11.825 | 1 | 365 | 13.5285 | 0.098359 | 13 | 0.62682
35121 | 6.875 | 1 | 365 | 7.8654 | 0.75486 | 8 | 0.62025
32876 | 5.2 | 1 | 365 | 5.9491 | 0.9164 | 6 | 0.86549
32331 | 5.98 | 1 | 365 | 6.8415 | 0.70386 | 7 | 0.54532
35011 | 10.14 | 1 | 365 | 11.6007 | 0.23699 | 11 | 0.83771
31812 | 12.22 | 1 | 365 | 13.9804 | 0.0035475 | 13 | 0.98391
35023 | 8.125 | 1 | 365 | 9.2955 | 0.61938 | 9 | 0.91483
29266 | 2.34 | 1 | 365 | 2.6771 | 0.36238 | 3 | 0.039472
29853 | 24.96 | 1 | 365 | 28.5556 | 0.19874 | 28 | 0.75437
31099 | 3.64 | 1 | 365 | 4.1644 | 0.34148 | 4 | 0.50585
31096 | 7.8 | 1 | 365 | 8.9236 | 0.8746 | 9 | 0.79824
35039 | 5.6 | 1 | 365 | 6.4067 | 0.83305 | 7 | 0.23976
28817 | 6.76 | 1 | 365 | 7.7338 | 0.49132 | 8 | 0.22514
33872 | 3.9 | 1 | 365 | 4.4618 | 0.9373 | 5 | 0.39912
35057 | 3.9 | 1 | 365 | 4.4618 | 0.9373 | 5 | 0.39912
34501 | 4.94 | 1 | 365 | 5.6516 | 0.32058 | 5 | 0.97222
35075 | 7.5 | 1 | 365 | 8.5804 | 0.18712 | 8 | 0.76754
29960 | 10.4 | 1 | 365 | 11.8982 | 0.83281 | 12 | 0.73099
31596 | 8.84 | 1 | 365 | 10.1135 | 0.25789 | 10 | 0.37134
35129 | 6.05 | 1 | 365 | 6.9215 | 0.86428 | 7 | 0.78582
35135 | 9.75 | 1 | 365 | 11.1545 | 0.34326 | 11 | 0.4978
35142 | 9.9 | 1 | 365 | 11.3262 | 0.687 | 12 | 0.013153
35180 | 5.61 | 1 | 365 | 6.4182 | 0.85597 | 7 | 0.27412
35237 | 10.4 | 1 | 365 | 11.8982 | 0.83281 | 12 | 0.73099
35239 | 6.12 | 1 | 365 | 7.0016 | 0.02469 | 7 | 0.026313
35244 | 5.61 | 1 | 365 | 6.4182 | 0.85597 | 7 | 0.27412
35139 | 4.94 | 1 | 365 | 5.6516 | 0.32058 | 5 | 0.97222
35147 | 8.745 | 1 | 365 | 10.0048 | 0.040182 | 10 | 0.044952
35153 | 10.14 | 1 | 365 | 11.6007 | 0.23699 | 11 | 0.83771
34802 | 6.36 | 1 | 365 | 7.2762 | 0.57468 | 7 | 0.85087
35169 | 4.94 | 1 | 365 | 5.6516 | 0.32058 | 5 | 0.97222
35170 | 8.84 | 1 | 365 | 10.1135 | 0.25789 | 10 | 0.37134
35175 | 11.7 | 1 | 365 | 13.3855 | 0.81191 | 14 | 0.19736
35185 | 4.845 | 1 | 365 | 5.543 | 0.10288 | 5 | 0.64583
35184 | 6.76 | 1 | 365 | 7.7338 | 0.49132 | 8 | 0.22514
35201 | 9.69 | 1 | 365 | 11.0859 | 0.20576 | 11 | 0.29166
35198 | 9.18 | 1 | 365 | 10.5024 | 0.037035 | 10 | 0.53947
35205 | 5.98 | 1 | 365 | 6.8415 | 0.70386 | 7 | 0.54532
35214 | 10.92 | 1 | 365 | 12.4931 | 0.024447 | 12 | 0.51754
35217 | 3.64 | 1 | 365 | 4.1644 | 0.34148 | 4 | 0.50585
35221 | 7.28 | 1 | 365 | 8.3287 | 0.68296 | 9 | 0.011692
35222 | 9.62 | 1 | 365 | 11.0058 | 0.045346 | 11 | 0.051165
35226 | 6.24 | 1 | 365 | 7.1389 | 0.29968 | 7 | 0.43859
35233 | 4.42 | 1 | 365 | 5.0567 | 0.12894 | 5 | 0.18567
35246 | 6.76 | 1 | 365 | 7.7338 | 0.49132 | 8 | 0.22514
35143 | 14.92 | 1 | 365 | 17.0693 | 0.19091 | 17 | 0.26023
35172 | 7.905 | 1 | 365 | 9.0438 | 0.11522 | 9 | 0.15899
35194 | 10.8 | 1 | 365 | 12.3558 | 0.74945 | 13 | 0.10526
35212 | 11.985 | 1 | 365 | 13.7115 | 0.46502 | 14 | 0.17653
35228 | 8.16 | 1 | 365 | 9.3355 | 0.69959 | 10 | 0.035084
35257 | 9 | 1 | 365 | 10.2965 | 0.62454 | 10 | 0.92105
35263 | 7.28 | 1 | 365 | 8.3287 | 0.68296 | 9 | 0.011692
35265 | 9.98 | 1 | 365 | 11.4177 | 0.87033 | 12 | 0.28801
35308 | 6.375 | 1 | 365 | 7.2934 | 0.60905 | 7 | 0.90241
35309 | 4.95 | 1 | 365 | 5.6631 | 0.3435 | 6 | 0.0065764
35311 | 10.98 | 1 | 365 | 12.5617 | 0.16194 | 12 | 0.72368
35312 | 13 | 1 | 365 | 14.8727 | 0.79101 | 15 | 0.66374
35313 | 6.72 | 1 | 365 | 7.6881 | 0.39966 | 8 | 0.087716
35195 | 8.1 | 1 | 365 | 9.2669 | 0.56209 | 9 | 0.82894
35234 | 5.13 | 1 | 365 | 5.869 | 0.75599 | 6 | 0.625
35242 | 7.5 | 1 | 365 | 8.5804 | 0.18712 | 8 | 0.76754
35248 | 2.6 | 1 | 365 | 2.9745 | 0.9582 | 3 | 0.93275
34706 | 8.43 | 1 | 365 | 9.6444 | 0.31832 | 9 | 0.96271
34181 | 4.76 | 1 | 365 | 5.4457 | 0.90809 | 6 | 0.3538
32721 | 2.08 | 1 | 365 | 2.3796 | 0.76656 | 3 | 0.1462
34943 | 5.2 | 1 | 365 | 5.9491 | 0.9164 | 6 | 0.86549
35264 | 2.43 | 1 | 365 | 2.7801 | 0.56863 | 3 | 0.34868
34944 | 11.395 | 1 | 365 | 13.0365 | 0.11296 | 13 | 0.14948
34947 | 11.96 | 1 | 365 | 13.6829 | 0.40773 | 14 | 0.090637
35258 | 6.16 | 1 | 365 | 7.0474 | 0.11635 | 7 | 0.16374
35269 | 8.55 | 1 | 365 | 9.7817 | 0.59332 | 10 | 0.375
34961 | 13.77 | 1 | 365 | 15.7537 | 0.55555 | 16 | 0.3092
34962 | 3.9 | 1 | 365 | 4.4618 | 0.9373 | 5 | 0.39912
34955 | 11 | 1 | 365 | 12.5846 | 0.20778 | 12 | 0.79239
34968 | 4.675 | 1 | 365 | 5.3485 | 0.7133 | 6 | 0.061767
33984 | 50.49 | 0.9 | 365 | 51.987 | 0.13332 | 52 | 0.12037
34966 | 4.42 | 1 | 365 | 5.0567 | 0.12894 | 5 | 0.18567
34974 | 5.7 | 1 | 365 | 6.5211 | 0.062211 | 6 | 0.58333
34980 | 4.16 | 1 | 365 | 4.7593 | 0.53312 | 5 | 0.2924
34981 | 9.36 | 1 | 365 | 10.7084 | 0.44953 | 11 | 0.15789
34957 | 3.12 | 1 | 365 | 3.5695 | 0.14984 | 3 | 0.7193
34986 | 15.6 | 1 | 365 | 17.8473 | 0.74921 | 18 | 0.59648
34993 | 7.7 | 1 | 365 | 8.8092 | 0.64544 | 9 | 0.45467
34996 | 5.46 | 1 | 365 | 6.2465 | 0.51222 | 6 | 0.75877
34997 | 4.16 | 1 | 365 | 4.7593 | 0.53312 | 5 | 0.2924
35000 | 9.075 | 1 | 365 | 10.3823 | 0.79642 | 11 | 0.17872
34999 | 3.38 | 1 | 365 | 3.8669 | 0.74566 | 4 | 0.61257
33451 | 5.75 | 1 | 365 | 6.5783 | 0.17679 | 6 | 0.75511
18117 | 5.2 | 1 | 365 | 5.9491 | 0.9164 | 6 | 0.86549
35310 | 10.64 | 1 | 365 | 12.1728 | 0.38279 | 12 | 0.55555
35012 | 6 | 1 | 365 | 6.8643 | 0.7497 | 7 | 0.61403
36789 | 6.84 | 1 | 365 | 7.8253 | 0.67465 | 8 | 0.5
35314 | 11.77 | 1 | 365 | 13.4655 | 0.97232 | 14 | 0.43786
35316 | 13.44 | 1 | 365 | 15.3761 | 0.79932 | 16 | 0.17543
35317 | 7.15 | 1 | 365 | 8.18 | 0.38505 | 8 | 0.56505
35318 | 9.66 | 1 | 365 | 11.0516 | 0.13701 | 11 | 0.18859
35319 | 7.98 | 1 | 365 | 9.1296 | 0.2871 | 9 | 0.41666
35322 | 9.156 | 1 | 365 | 10.475 | 0.98204 | 11 | 0.45701
35320 | 5.75 | 1 | 365 | 6.5783 | 0.17679 | 6 | 0.75511
35325 | 6.54 | 1 | 365 | 7.4821 | 0.98717 | 8 | 0.46929
35323 | 14.25 | 1 | 365 | 16.3028 | 0.65553 | 16 | 0.95833
35327 | 8.28 | 1 | 365 | 9.4728 | 0.97458 | 10 | 0.44736
35329 | 13.2 | 1 | 365 | 15.1015 | 0.24933 | 15 | 0.35087
35333 | 9.156 | 1 | 365 | 10.475 | 0.98204 | 11 | 0.45701
35336 | 7.935 | 1 | 365 | 9.0781 | 0.18397 | 9 | 0.26206
35346 | 9.18 | 1 | 365 | 10.5024 | 0.037035 | 10 | 0.53947
35351 | 3.06 | 1 | 365 | 3.5008 | 0.012345 | 3 | 0.51316
35353 | 4.335 | 1 | 365 | 4.9595 | 0.93416 | 5 | 0.89364
35356 | 11.725 | 1 | 365 | 13.4141 | 0.8692 | 14 | 0.28325
35315 | 7.848 | 1 | 365 | 8.9786 | 0.9846 | 9 | 0.96315
35358 | 4.14 | 1 | 365 | 4.7364 | 0.48729 | 5 | 0.22368
35359 | 5.17 | 1 | 365 | 5.9148 | 0.84765 | 6 | 0.76242
35360 | 8.28 | 1 | 365 | 9.4728 | 0.97458 | 10 | 0.44736
35382 | 7.848 | 1 | 365 | 8.9786 | 0.9846 | 9 | 0.96315
35389 | 7.2 | 1 | 365 | 8.2372 | 0.49964 | 8 | 0.73684
35378 | 7 | 1 | 365 | 8.0084 | 0.041312 | 8 | 0.049704
35403 | 3 | 1 | 365 | 3.4322 | 0.87485 | 4 | 0.30702
35423 | 9.88 | 1 | 365 | 11.3033 | 0.64117 | 11 | 0.94444
35432 | 3 | 1 | 365 | 3.4322 | 0.87485 | 4 | 0.30702
35440 | 9 | 1 | 365 | 10.2965 | 0.62454 | 10 | 0.92105
34364 | 16.2 | 1 | 365 | 18.5337 | 0.12418 | 18 | 0.65789
34908 | 5.7 | 1 | 365 | 6.5211 | 0.062211 | 6 | 0.58333
33676 | 10.335 | 1 | 365 | 11.8238 | 0.68385 | 12 | 0.50767
41192 | 8.1 | 1 | 365 | 9.2669 | 0.56209 | 9 | 0.82894
35118 | 4.8 | 1 | 365 | 5.4915 | 0.99976 | 6 | 0.49123
25758 | 11.18 | 1 | 365 | 12.7905 | 0.62027 | 13 | 0.41081
35411 | 6.9 | 1 | 365 | 7.894 | 0.81215 | 8 | 0.70614
35449 | 8.215 | 1 | 365 | 9.3984 | 0.82563 | 10 | 0.22405
39255 | 6 | 1 | 365 | 6.8643 | 0.7497 | 7 | 0.61403
35348 | 5.3 | 1 | 365 | 6.0635 | 0.14556 | 6 | 0.20906
35352 | 6 | 1 | 365 | 6.8643 | 0.7497 | 7 | 0.61403
35355 | 9 | 1 | 365 | 10.2965 | 0.62454 | 10 | 0.92105
35127 | 5.2 | 1 | 365 | 5.9491 | 0.9164 | 6 | 0.86549
35208 | 4.94 | 1 | 365 | 5.6516 | 0.32058 | 5 | 0.97222
35191 | 9.36 | 1 | 365 | 10.7084 | 0.44953 | 11 | 0.15789
35178 | 5.46 | 1 | 365 | 6.2465 | 0.51222 | 6 | 0.75877
33725 | 4.68 | 1 | 365 | 5.3542 | 0.72476 | 6 | 0.078945
35362 | 3.71 | 1 | 365 | 4.2444 | 0.5019 | 4 | 0.74634
35364 | 2.65 | 1 | 365 | 3.0317 | 0.072782 | 3 | 0.10453
35365 | 5.72 | 1 | 365 | 6.544 | 0.10804 | 6 | 0.65204
35368 | 8.32 | 1 | 365 | 9.5185 | 0.066245 | 9 | 0.58479
35373 | 4.68 | 1 | 365 | 5.3542 | 0.72476 | 6 | 0.078945
35369 | 18.98 | 1 | 365 | 21.7142 | 0.49487 | 22 | 0.20905
35372 | 3.71 | 1 | 365 | 4.2444 | 0.5019 | 4 | 0.74634
30934 | 5.565 | 1 | 365 | 6.3667 | 0.75284 | 7 | 0.11951
35381 | 9.36 | 1 | 365 | 10.7084 | 0.44953 | 11 | 0.15789
35380 | 5.035 | 1 | 365 | 5.7603 | 0.53829 | 6 | 0.29861
35386 | 9.36 | 1 | 365 | 10.7084 | 0.44953 | 11 | 0.15789
35437 | 7.54 | 1 | 365 | 8.6262 | 0.27878 | 8 | 0.90497
35390 | 7.8 | 1 | 365 | 8.9236 | 0.8746 | 9 | 0.79824
35443 | 2.86 | 1 | 365 | 3.272 | 0.55402 | 3 | 0.82602
35388 | 6.76 | 1 | 365 | 7.7338 | 0.49132 | 8 | 0.22514
35377 | 12.72 | 1 | 365 | 14.5524 | 0.14936 | 14 | 0.70175
35442 | 3.12 | 1 | 365 | 3.5695 | 0.14984 | 3 | 0.7193
35391 | 9.62 | 1 | 365 | 11.0058 | 0.045346 | 11 | 0.051165
35441 | 9.1 | 1 | 365 | 10.4109 | 0.85371 | 11 | 0.26462
33558 | 10.14 | 1 | 365 | 11.6007 | 0.23699 | 11 | 0.83771
35428 | 5.98 | 1 | 365 | 6.8415 | 0.70386 | 7 | 0.54532
35444 | 3.9 | 1 | 365 | 4.4618 | 0.9373 | 5 | 0.39912
35446 | 5.98 | 1 | 365 | 6.8415 | 0.70386 | 7 | 0.54532
35453 | 8.32 | 1 | 365 | 9.5185 | 0.066245 | 9 | 0.58479
35454 | 6.76 | 1 | 365 | 7.7338 | 0.49132 | 8 | 0.22514
35456 | 8.84 | 1 | 365 | 10.1135 | 0.25789 | 10 | 0.37134
35460 | 7.02 | 1 | 365 | 8.0313 | 0.087144 | 8 | 0.11842
35459 | 7.8 | 1 | 365 | 8.9236 | 0.8746 | 9 | 0.79824
35465 | 4.68 | 1 | 365 | 5.3542 | 0.72476 | 6 | 0.078945
35466 | 3.9 | 1 | 365 | 4.4618 | 0.9373 | 5 | 0.39912
35464 | 9.275 | 1 | 365 | 10.6111 | 0.25474 | 10 | 0.86586
35470 | 4.68 | 1 | 365 | 5.3542 | 0.72476 | 6 | 0.078945
35468 | 7.155 | 1 | 365 | 8.1857 | 0.39651 | 8 | 0.58223
35479 | 7.54 | 1 | 365 | 8.6262 | 0.27878 | 8 | 0.90497
35481 | 7.95 | 1 | 365 | 9.0952 | 0.21835 | 9 | 0.31359
35482 | 3.12 | 1 | 365 | 3.5695 | 0.14984 | 3 | 0.7193
35475 | 8.58 | 1 | 365 | 9.816 | 0.66207 | 10 | 0.47807
35493 | 12.455 | 1 | 365 | 14.2492 | 0.54208 | 14 | 0.79129
35491 | 12.48 | 1 | 365 | 14.2778 | 0.59937 | 14 | 0.87719
35488 | 6.24 | 1 | 365 | 7.1389 | 0.29968 | 7 | 0.43859
35502 | 11.44 | 1 | 365 | 13.088 | 0.21609 | 13 | 0.30409
35516 | 4.42 | 1 | 365 | 5.0567 | 0.12894 | 5 | 0.18567
35512 | 4.68 | 1 | 365 | 5.3542 | 0.72476 | 6 | 0.078945
35522 | 7.8 | 1 | 365 | 8.9236 | 0.8746 | 9 | 0.79824
35523 | 3.38 | 1 | 365 | 3.8669 | 0.74566 | 4 | 0.61257
35521 | 5.46 | 1 | 365 | 6.2465 | 0.51222 | 6 | 0.75877
35501 | 6.24 | 1 | 365 | 7.1389 | 0.29968 | 7 | 0.43859
35392 | 5.72 | 1 | 365 | 6.544 | 0.10804 | 6 | 0.65204
35398 | 5.46 | 1 | 365 | 6.2465 | 0.51222 | 6 | 0.75877
35402 | 3.975 | 1 | 365 | 4.5476 | 0.10917 | 4 | 0.6568
35395 | 9.88 | 1 | 365 | 11.3033 | 0.64117 | 11 | 0.94444
35404 | 4.94 | 1 | 365 | 5.6516 | 0.32058 | 5 | 0.97222
35406 | 7.28 | 1 | 365 | 8.3287 | 0.68296 | 9 | 0.011692
35401 | 10.66 | 1 | 365 | 12.1956 | 0.42863 | 12 | 0.62426
35407 | 4.68 | 1 | 365 | 5.3542 | 0.72476 | 6 | 0.078945
35399 | 5.72 | 1 | 365 | 6.544 | 0.10804 | 6 | 0.65204
35408 | 3.38 | 1 | 365 | 3.8669 | 0.74566 | 4 | 0.61257
35082 | 5.32 | 1 | 365 | 6.0864 | 0.1914 | 6 | 0.27778
35405 | 8.06 | 1 | 365 | 9.2211 | 0.47042 | 9 | 0.69152
35447 | 13.5 | 1 | 365 | 15.4448 | 0.93682 | 16 | 0.38157
35455 | 3.25 | 1 | 365 | 3.7182 | 0.44775 | 4 | 0.16593
35467 | 4.48 | 1 | 365 | 5.1254 | 0.26644 | 5 | 0.39181
35480 | 7.41 | 1 | 365 | 8.4775 | 0.98087 | 9 | 0.45833
35496 | 11 | 1 | 365 | 12.5846 | 0.20778 | 12 | 0.79239
35508 | 4.16 | 1 | 365 | 4.7593 | 0.53312 | 5 | 0.2924
35519 | 6.76 | 1 | 365 | 7.7338 | 0.49132 | 8 | 0.22514
35526 | 10.05 | 1 | 365 | 11.4978 | 0.030741 | 11 | 0.5285
35534 | 15.3 | 1 | 365 | 17.5041 | 0.061725 | 17 | 0.56578
35469 | 8.7 | 1 | 365 | 9.9533 | 0.93706 | 10 | 0.89035
35520 | 7.2 | 1 | 365 | 8.2372 | 0.49964 | 8 | 0.73684
35507 | 3 | 1 | 365 | 3.4322 | 0.87485 | 4 | 0.30702
32105 | 4.905 | 1 | 365 | 5.6116 | 0.24038 | 5 | 0.85197
32118 | 6.867 | 1 | 365 | 7.8562 | 0.73653 | 8 | 0.59276
35409 | 14.04 | 1 | 365 | 16.0625 | 0.17429 | 16 | 0.23683
35412 | 6.24 | 1 | 365 | 7.1389 | 0.29968 | 7 | 0.43859
35414 | 6.76 | 1 | 365 | 7.7338 | 0.49132 | 8 | 0.22514
35410 | 8.32 | 1 | 365 | 9.5185 | 0.066245 | 9 | 0.58479
35416 | 5.98 | 1 | 365 | 6.8415 | 0.70386 | 7 | 0.54532
35418 | 7.28 | 1 | 365 | 8.3287 | 0.68296 | 9 | 0.011692
35413 | 9.88 | 1 | 365 | 11.3033 | 0.64117 | 11 | 0.94444
35420 | 4.68 | 1 | 365 | 5.3542 | 0.72476 | 6 | 0.078945
35417 | 4.94 | 1 | 365 | 5.6516 | 0.32058 | 5 | 0.97222
30808 | 7.28 | 1 | 365 | 8.3287 | 0.68296 | 9 | 0.011692
35422 | 5.98 | 1 | 365 | 6.8415 | 0.70386 | 7 | 0.54532
35430 | 4.42 | 1 | 365 | 5.0567 | 0.12894 | 5 | 0.18567
35426 | 3.445 | 1 | 365 | 3.9413 | 0.89462 | 4 | 0.83589
35435 | 8.84 | 1 | 365 | 10.1135 | 0.25789 | 10 | 0.37134
35424 | 6.5 | 1 | 365 | 7.4364 | 0.8955 | 8 | 0.33187
35429 | 12.985 | 1 | 365 | 14.8556 | 0.75663 | 15 | 0.6122
35438 | 5.3 | 1 | 365 | 6.0635 | 0.14556 | 6 | 0.20906
35532 | 12 | 1 | 365 | 13.7287 | 0.49939 | 14 | 0.22806
35559 | 7.155 | 1 | 365 | 8.1857 | 0.39651 | 8 | 0.58223
35548 | 5.5 | 1 | 365 | 6.2923 | 0.60389 | 6 | 0.8962
35585 | 9.075 | 1 | 365 | 10.3823 | 0.79642 | 11 | 0.17872
35592 | 3.64 | 1 | 365 | 4.1644 | 0.34148 | 4 | 0.50585
35631 | 4.95 | 1 | 365 | 5.6631 | 0.3435 | 6 | 0.0065764
35639 | 6.3 | 1 | 365 | 7.2076 | 0.43718 | 7 | 0.64473
35647 | 14.5 | 1 | 365 | 16.5888 | 0.22843 | 16 | 0.81724
35636 | 4.95 | 1 | 365 | 5.6631 | 0.3435 | 6 | 0.0065764
35652 | 4.5 | 1 | 365 | 5.1483 | 0.31227 | 5 | 0.46052
35575 | 7.13 | 1 | 365 | 8.1571 | 0.33922 | 8 | 0.49634
35606 | 10.5 | 1 | 365 | 12.0126 | 0.061968 | 12 | 0.074556
35616 | 7.75 | 1 | 365 | 8.8664 | 0.76002 | 9 | 0.62646
35623 | 8.75 | 1 | 365 | 10.0105 | 0.05164 | 10 | 0.06213
35627 | 9.25 | 1 | 365 | 10.5825 | 0.19745 | 10 | 0.77997
35640 | 9.72 | 1 | 365 | 11.1202 | 0.27451 | 11 | 0.39473
35680 | 3.64 | 1 | 365 | 4.1644 | 0.34148 | 4 | 0.50585
35682 | 3.36 | 1 | 365 | 3.844 | 0.69983 | 4 | 0.54386
35683 | 8 | 1 | 365 | 9.1524 | 0.33293 | 9 | 0.48538
35684 | 3.5 | 1 | 365 | 4.0042 | 0.020656 | 4 | 0.024852
35721 | 5.88 | 1 | 365 | 6.727 | 0.4747 | 7 | 0.20175
35729 | 6.75 | 1 | 365 | 7.7224 | 0.46841 | 8 | 0.19079
35744 | 11.725 | 1 | 365 | 13.4141 | 0.8692 | 14 | 0.28325
35749 | 8.06 | 1 | 365 | 9.2211 | 0.47042 | 9 | 0.69152
35461 | 20.52 | 1 | 365 | 23.476 | 0.02396 | 23 | 0.49999
35546 | 12.6 | 1 | 365 | 14.4151 | 0.87436 | 15 | 0.28947
35556 | 9.156 | 1 | 365 | 10.475 | 0.98204 | 11 | 0.45701
35577 | 10.05 | 1 | 365 | 11.4978 | 0.030741 | 11 | 0.5285
35613 | 8.55 | 1 | 365 | 9.7817 | 0.59332 | 10 | 0.375
34679 | 11.16 | 1 | 365 | 12.7677 | 0.57443 | 13 | 0.3421
35632 | 8.55 | 1 | 365 | 9.7817 | 0.59332 | 10 | 0.375
35661 | 8.28 | 1 | 365 | 9.4728 | 0.97458 | 10 | 0.44736
35662 | 6.24 | 1 | 365 | 7.1389 | 0.29968 | 7 | 0.43859
35664 | 8.71 | 1 | 365 | 9.9647 | 0.95998 | 10 | 0.9247
35665 | 5.6 | 1 | 365 | 6.4067 | 0.83305 | 7 | 0.23976
35666 | 6.24 | 1 | 365 | 7.1389 | 0.29968 | 7 | 0.43859
35668 | 3.795 | 1 | 365 | 4.3417 | 0.69668 | 5 | 0.038375
35669 | 9.96 | 1 | 365 | 11.3948 | 0.8245 | 12 | 0.21929
35670 | 4.32 | 1 | 365 | 4.9423 | 0.89978 | 5 | 0.8421
35672 | 7.02 | 1 | 365 | 8.0313 | 0.087144 | 8 | 0.11842
35685 | 12.42 | 1 | 365 | 14.2092 | 0.46187 | 14 | 0.67105
35697 | 9.76 | 1 | 365 | 11.166 | 0.36617 | 11 | 0.53216
35712 | 11.2 | 1 | 365 | 12.8134 | 0.6661 | 13 | 0.47953
35703 | 8.64 | 1 | 365 | 9.8846 | 0.79956 | 10 | 0.68421
35715 | 6.48 | 1 | 365 | 7.4135 | 0.84967 | 8 | 0.26315
35716 | 19.62 | 1 | 365 | 22.4464 | 0.96151 | 23 | 0.40788
35755 | 3.9 | 1 | 365 | 4.4618 | 0.9373 | 5 | 0.39912
35759 | 7 | 1 | 365 | 8.0084 | 0.041312 | 8 | 0.049704
35764 | 7.32 | 1 | 365 | 8.3745 | 0.77463 | 9 | 0.14912
35767 | 5.795 | 1 | 365 | 6.6298 | 0.27991 | 6 | 0.90972
35776 | 5 | 1 | 365 | 5.7203 | 0.45808 | 6 | 0.17836
35780 | 5.4 | 1 | 365 | 6.1779 | 0.37473 | 6 | 0.55263
35789 | 8.28 | 1 | 365 | 9.4728 | 0.97458 | 10 | 0.44736
35790 | 9.66 | 1 | 365 | 11.0516 | 0.13701 | 11 | 0.18859
35792 | 8.32 | 1 | 365 | 9.5185 | 0.066245 | 9 | 0.58479
35675 | 8.58 | 1 | 365 | 9.816 | 0.66207 | 10 | 0.47807
35676 | 9.75 | 1 | 365 | 11.1545 | 0.34326 | 11 | 0.4978
35725 | 8 | 1 | 365 | 9.1524 | 0.33293 | 9 | 0.48538
35717 | 4.95 | 1 | 365 | 5.6631 | 0.3435 | 6 | 0.0065764
35730 | 6.75 | 1 | 365 | 7.7224 | 0.46841 | 8 | 0.19079
35731 | 5.25 | 1 | 365 | 6.0063 | 0.030984 | 6 | 0.037278
35791 | 13.407 | 1 | 365 | 15.3384 | 0.7237 | 16 | 0.062055
35794 | 10.5 | 1 | 365 | 12.0126 | 0.061968 | 12 | 0.074556
35719 | 6.48 | 1 | 365 | 7.4135 | 0.84967 | 8 | 0.26315
35720 | 7.54 | 1 | 365 | 8.6262 | 0.27878 | 8 | 0.90497
35805 | 6.25 | 1 | 365 | 7.1504 | 0.3226 | 7 | 0.47295
35807 | 3.25 | 1 | 365 | 3.7182 | 0.44775 | 4 | 0.16593
35811 | 6.48 | 1 | 365 | 7.4135 | 0.84967 | 8 | 0.26315
35722 | 4.59 | 1 | 365 | 5.2512 | 0.51852 | 5 | 0.76973
35788 | 6.1 | 1 | 365 | 6.9787 | 0.97886 | 7 | 0.9576
35812 | 5.7 | 1 | 365 | 6.5211 | 0.062211 | 6 | 0.58333
35813 | 11.97 | 1 | 365 | 13.6944 | 0.43064 | 14 | 0.12499
35816 | 8.55 | 1 | 365 | 9.7817 | 0.59332 | 10 | 0.375
35727 | 9.36 | 1 | 365 | 10.7084 | 0.44953 | 11 | 0.15789
35832 | 13.52 | 1 | 365 | 15.4676 | 0.98265 | 16 | 0.45029
35834 | 6.6 | 1 | 365 | 7.5508 | 0.12467 | 7 | 0.67544
35841 | 8.64 | 1 | 365 | 9.8846 | 0.79956 | 10 | 0.68421
35837 | 9.72 | 1 | 365 | 11.1202 | 0.27451 | 11 | 0.39473
35851 | 5.04 | 1 | 365 | 5.766 | 0.54974 | 6 | 0.31579
35849 | 8.32 | 1 | 365 | 9.5185 | 0.066245 | 9 | 0.58479
35854 | 9.88 | 1 | 365 | 11.3033 | 0.64117 | 11 | 0.94444
35858 | 7.29 | 1 | 365 | 8.3402 | 0.70588 | 9 | 0.046049
35543 | 4.68 | 1 | 365 | 5.3542 | 0.72476 | 6 | 0.078945
35861 | 8.37 | 1 | 365 | 9.5757 | 0.18083 | 9 | 0.75657
35865 | 6.885 | 1 | 365 | 7.8768 | 0.77778 | 8 | 0.6546
35862 | 10.4 | 1 | 365 | 11.8982 | 0.83281 | 12 | 0.73099
35544 | 11.44 | 1 | 365 | 13.088 | 0.21609 | 13 | 0.30409
35871 | 3.64 | 1 | 365 | 4.1644 | 0.34148 | 4 | 0.50585
35552 | 4.94 | 1 | 365 | 5.6516 | 0.32058 | 5 | 0.97222
35869 | 7.54 | 1 | 365 | 8.6262 | 0.27878 | 8 | 0.90497
35872 | 8.84 | 1 | 365 | 10.1135 | 0.25789 | 10 | 0.37134
35554 | 5.46 | 1 | 365 | 6.2465 | 0.51222 | 6 | 0.75877
35876 | 6.5 | 1 | 365 | 7.4364 | 0.8955 | 8 | 0.33187
31747 | 7.65 | 1 | 365 | 8.752 | 0.53086 | 9 | 0.28289
35564 | 10.92 | 1 | 365 | 12.4931 | 0.024447 | 12 | 0.51754
35877 | 7.54 | 1 | 365 | 8.6262 | 0.27878 | 8 | 0.90497
35885 | 12.74 | 1 | 365 | 14.5753 | 0.19519 | 14 | 0.77046
35878 | 8.06 | 1 | 365 | 9.2211 | 0.47042 | 9 | 0.69152
35888 | 4.94 | 1 | 365 | 5.6516 | 0.32058 | 5 | 0.97222
35573 | 14.04 | 1 | 365 | 16.0625 | 0.17429 | 16 | 0.23683
34653 | 6 | 1 | 365 | 6.8643 | 0.7497 | 7 | 0.61403
35570 | 10.4 | 1 | 365 | 11.8982 | 0.83281 | 12 | 0.73099
35881 | 5.1 | 1 | 365 | 5.8347 | 0.68724 | 6 | 0.52193
35562 | 2.34 | 1 | 365 | 2.6771 | 0.36238 | 3 | 0.039472
35578 | 11.7 | 1 | 365 | 13.3855 | 0.81191 | 14 | 0.19736
35551 | 10.14 | 1 | 365 | 11.6007 | 0.23699 | 11 | 0.83771
35589 | 5.72 | 1 | 365 | 6.544 | 0.10804 | 6 | 0.65204
35596 | 5.98 | 1 | 365 | 6.8415 | 0.70386 | 7 | 0.54532
35581 | 6.76 | 1 | 365 | 7.7338 | 0.49132 | 8 | 0.22514
35594 | 11.44 | 1 | 365 | 13.088 | 0.21609 | 13 | 0.30409
35889 | 9.36 | 1 | 365 | 10.7084 | 0.44953 | 11 | 0.15789
35600 | 6.76 | 1 | 365 | 7.7338 | 0.49132 | 8 | 0.22514
35893 | 5.98 | 1 | 365 | 6.8415 | 0.70386 | 7 | 0.54532
35608 | 5.5 | 1 | 365 | 6.2923 | 0.60389 | 6 | 0.8962
35891 | 7.8 | 1 | 365 | 8.9236 | 0.8746 | 9 | 0.79824
35602 | 3.38 | 1 | 365 | 3.8669 | 0.74566 | 4 | 0.61257
35898 | 4.42 | 1 | 365 | 5.0567 | 0.12894 | 5 | 0.18567
35611 | 8.58 | 1 | 365 | 9.816 | 0.66207 | 10 | 0.47807
35956 | 8.32 | 1 | 365 | 9.5185 | 0.066245 | 9 | 0.58479
35963 | 7.14 | 1 | 365 | 8.1686 | 0.36214 | 8 | 0.5307
35603 | 7.8 | 1 | 365 | 8.9236 | 0.8746 | 9 | 0.79824
35965 | 4.68 | 1 | 365 | 5.3542 | 0.72476 | 6 | 0.078945
34956 | 3.9 | 1 | 365 | 4.4618 | 0.9373 | 5 | 0.39912
35967 | 6.24 | 1 | 365 | 7.1389 | 0.29968 | 7 | 0.43859
35621 | 12.48 | 1 | 365 | 14.2778 | 0.59937 | 14 | 0.87719
35969 | 9.88 | 1 | 365 | 11.3033 | 0.64117 | 11 | 0.94444
35973 | 7.28 | 1 | 365 | 8.3287 | 0.68296 | 9 | 0.011692
35625 | 2.97 | 1 | 365 | 3.3978 | 0.8061 | 4 | 0.20395
35976 | 4.68 | 1 | 365 | 5.3542 | 0.72476 | 6 | 0.078945
35628 | 4.24 | 1 | 365 | 4.8508 | 0.71645 | 5 | 0.56725
35879 | 5.2 | 1 | 365 | 5.9491 | 0.9164 | 6 | 0.86549
35890 | 6.12 | 1 | 365 | 7.0016 | 0.02469 | 7 | 0.026313
35896 | 13.52 | 1 | 365 | 15.4676 | 0.98265 | 16 | 0.45029
34057 | 8.84 | 1 | 365 | 10.1135 | 0.25789 | 10 | 0.37134
35907 | 16.12 | 1 | 365 | 18.4422 | 0.94085 | 19 | 0.38303
33605 | 11.44 | 1 | 365 | 13.088 | 0.21609 | 13 | 0.30409
32465 | 5.72 | 1 | 365 | 6.544 | 0.10804 | 6 | 0.65204
35921 | 8.58 | 1 | 365 | 9.816 | 0.66207 | 10 | 0.47807
35935 | 3.57 | 1 | 365 | 4.0843 | 0.18107 | 4 | 0.26535
35944 | 14.04 | 1 | 365 | 16.0625 | 0.17429 | 16 | 0.23683
35629 | 5.46 | 1 | 365 | 6.2465 | 0.51222 | 6 | 0.75877
30205 | 2.08 | 1 | 365 | 2.3796 | 0.76656 | 3 | 0.1462
30248 | 11.395 | 1 | 365 | 13.0365 | 0.11296 | 13 | 0.14948
35992 | 4.42 | 1 | 365 | 5.0567 | 0.12894 | 5 | 0.18567
35635 | 10.4 | 1 | 365 | 11.8982 | 0.83281 | 12 | 0.73099
35996 | 7.95 | 1 | 365 | 9.0952 | 0.21835 | 9 | 0.31359
34689 | 4.59 | 1 | 365 | 5.2512 | 0.51852 | 5 | 0.76973
35993 | 11.18 | 1 | 365 | 12.7905 | 0.62027 | 13 | 0.41081
35638 | 8.84 | 1 | 365 | 10.1135 | 0.25789 | 10 | 0.37134
35999 | 4.16 | 1 | 365 | 4.7593 | 0.53312 | 5 | 0.2924
30409 | 2.86 | 1 | 365 | 3.272 | 0.55402 | 3 | 0.82602
36001 | 8.58 | 1 | 365 | 9.816 | 0.66207 | 10 | 0.47807
35997 | 5.2 | 1 | 365 | 5.9491 | 0.9164 | 6 | 0.86549
18444 | 7.905 | 1 | 365 | 9.0438 | 0.11522 | 9 | 0.15899
36010 | 11.925 | 1 | 365 | 13.6429 | 0.32752 | 13 | 0.97039
35641 | 10.4 | 1 | 365 | 11.8982 | 0.83281 | 12 | 0.73099
36008 | 7.28 | 1 | 365 | 8.3287 | 0.68296 | 9 | 0.011692
31785 | 5.98 | 1 | 365 | 6.8415 | 0.70386 | 7 | 0.54532
33839 | 8.58 | 1 | 365 | 9.816 | 0.66207 | 10 | 0.47807
31432 | 4.94 | 1 | 365 | 5.6516 | 0.32058 | 5 | 0.97222
35517 | 21.42 | 1 | 365 | 24.5057 | 0.086415 | 24 | 0.59209
32856 | 7.02 | 1 | 365 | 8.0313 | 0.087144 | 8 | 0.11842
35529 | 3.12 | 1 | 365 | 3.5695 | 0.14984 | 3 | 0.7193
35646 | 9.36 | 1 | 365 | 10.7084 | 0.44953 | 11 | 0.15789
35939 | 1.785 | 1 | 365 | 2.0421 | 0.090535 | 2 | 0.13267
32276 | 9.62 | 1 | 365 | 11.0058 | 0.045346 | 11 | 0.051165
35649 | 2.43 | 1 | 365 | 2.7801 | 0.56863 | 3 | 0.34868
35974 | 6.24 | 1 | 365 | 7.1389 | 0.29968 | 7 | 0.43859
35654 | 9.69 | 1 | 365 | 11.0859 | 0.20576 | 11 | 0.29166
35908 | 11.4 | 1 | 365 | 13.0422 | 0.12442 | 13 | 0.16666
35653 | 6.5 | 1 | 365 | 7.4364 | 0.8955 | 8 | 0.33187
35927 | 5.4 | 1 | 365 | 6.1779 | 0.37473 | 6 | 0.55263
30837 | 6.76 | 1 | 365 | 7.7338 | 0.49132 | 8 | 0.22514
35903 | 7.02 | 1 | 365 | 8.0313 | 0.087144 | 8 | 0.11842
35962 | 7.8 | 1 | 365 | 8.9236 | 0.8746 | 9 | 0.79824
35656 | 7.8 | 1 | 365 | 8.9236 | 0.8746 | 9 | 0.79824
35970 | 8.4 | 1 | 365 | 9.6101 | 0.24957 | 9 | 0.85964
35983 | 2.52 | 1 | 365 | 2.883 | 0.77487 | 3 | 0.65789
35994 | 3.36 | 1 | 365 | 3.844 | 0.69983 | 4 | 0.54386
35713 | 17.08 | 1 | 365 | 19.5405 | 0.1408 | 19 | 0.68128
36003 | 4.24 | 1 | 365 | 4.8508 | 0.71645 | 5 | 0.56725
35847 | 7.54 | 1 | 365 | 8.6262 | 0.27878 | 8 | 0.90497
35990 | 7.315 | 1 | 365 | 8.3688 | 0.76317 | 9 | 0.13194
35860 | 13.5 | 1 | 365 | 15.4448 | 0.93682 | 16 | 0.38157
36000 | 5.805 | 1 | 365 | 6.6412 | 0.30283 | 6 | 0.94408
36025 | 5.04 | 1 | 365 | 5.766 | 0.54974 | 6 | 0.31579
35906 | 7.2 | 1 | 365 | 8.2372 | 0.49964 | 8 | 0.73684
35952 | 6.24 | 1 | 365 | 7.1389 | 0.29968 | 7 | 0.43859
35814 | 5.6 | 1 | 365 | 6.4067 | 0.83305 | 7 | 0.23976
36227 | 10.1 | 1 | 365 | 11.555 | 0.14532 | 11 | 0.70029
36251 | 5.725 | 1 | 365 | 6.5497 | 0.1195 | 6 | 0.66922
35539 | 9.54 | 1 | 365 | 10.9143 | 0.86202 | 11 | 0.77631
36254 | 6.51 | 1 | 365 | 7.4478 | 0.91842 | 8 | 0.36622
36017 | 2.86 | 1 | 365 | 3.272 | 0.55402 | 3 | 0.82602
36016 | 13.52 | 1 | 365 | 15.4676 | 0.98265 | 16 | 0.45029
36020 | 12.72 | 1 | 365 | 14.5524 | 0.14936 | 14 | 0.70175
36019 | 8.84 | 1 | 365 | 10.1135 | 0.25789 | 10 | 0.37134
36024 | 2.34 | 1 | 365 | 2.6771 | 0.36238 | 3 | 0.039472
36021 | 10.2 | 1 | 365 | 11.6694 | 0.37448 | 12 | 0.043854
36031 | 7.28 | 1 | 365 | 8.3287 | 0.68296 | 9 | 0.011692
36032 | 11.13 | 1 | 365 | 12.7333 | 0.50569 | 13 | 0.23903
36034 | 5.2 | 1 | 365 | 5.9491 | 0.9164 | 6 | 0.86549
30385 | 10.14 | 1 | 365 | 11.6007 | 0.23699 | 11 | 0.83771
36036 | 11.44 | 1 | 365 | 13.088 | 0.21609 | 13 | 0.30409
36037 | 4.42 | 1 | 365 | 5.0567 | 0.12894 | 5 | 0.18567
36041 | 6.24 | 1 | 365 | 7.1389 | 0.29968 | 7 | 0.43859
36043 | 4.42 | 1 | 365 | 5.0567 | 0.12894 | 5 | 0.18567
36044 | 3.975 | 1 | 365 | 4.5476 | 0.10917 | 4 | 0.6568
36050 | 2.08 | 1 | 365 | 2.3796 | 0.76656 | 3 | 0.1462
36049 | 12.22 | 1 | 365 | 13.9804 | 0.0035475 | 13 | 0.98391
36051 | 2.08 | 1 | 365 | 2.3796 | 0.76656 | 3 | 0.1462
36059 | 7.14 | 1 | 365 | 8.1686 | 0.36214 | 8 | 0.5307
36064 | 5.72 | 1 | 365 | 6.544 | 0.10804 | 6 | 0.65204
36047 | 8.58 | 1 | 365 | 9.816 | 0.66207 | 10 | 0.47807
36062 | 6.76 | 1 | 365 | 7.7338 | 0.49132 | 8 | 0.22514
36058 | 4.42 | 1 | 365 | 5.0567 | 0.12894 | 5 | 0.18567
36072 | 6.24 | 1 | 365 | 7.1389 | 0.29968 | 7 | 0.43859
36074 | 3.18 | 1 | 365 | 3.6381 | 0.28734 | 3 | 0.92544
36075 | 5.72 | 1 | 365 | 6.544 | 0.10804 | 6 | 0.65204
36067 | 7.54 | 1 | 365 | 8.6262 | 0.27878 | 8 | 0.90497
36079 | 14.04 | 1 | 365 | 16.0625 | 0.17429 | 16 | 0.23683
36027 | 8.745 | 1 | 365 | 10.0048 | 0.040182 | 10 | 0.044952
36045 | 5.61 | 1 | 365 | 6.4182 | 0.85597 | 7 | 0.27412
36065 | 2.08 | 1 | 365 | 2.3796 | 0.76656 | 3 | 0.1462
36077 | 5.035 | 1 | 365 | 5.7603 | 0.53829 | 6 | 0.29861
36085 | 6.89 | 1 | 365 | 7.8825 | 0.78923 | 8 | 0.67178
36082 | 6.76 | 1 | 365 | 7.7338 | 0.49132 | 8 | 0.22514
35975 | 14.82 | 1 | 365 | 16.9549 | 0.96175 | 17 | 0.91666
35984 | 8.16 | 1 | 365 | 9.3355 | 0.69959 | 10 | 0.035084
36002 | 8.84 | 1 | 365 | 10.1135 | 0.25789 | 10 | 0.37134
36087 | 6.24 | 1 | 365 | 7.1389 | 0.29968 | 7 | 0.43859
36089 | 2.34 | 1 | 365 | 2.6771 | 0.36238 | 3 | 0.039472
36090 | 10.4 | 1 | 365 | 11.8982 | 0.83281 | 12 | 0.73099
33669 | 4.16 | 1 | 365 | 4.7593 | 0.53312 | 5 | 0.2924
36088 | 5.72 | 1 | 365 | 6.544 | 0.10804 | 6 | 0.65204
36094 | 5.2 | 1 | 365 | 5.9491 | 0.9164 | 6 | 0.86549
36092 | 7.02 | 1 | 365 | 8.0313 | 0.087144 | 8 | 0.11842
36096 | 6.375 | 1 | 365 | 7.2934 | 0.60905 | 7 | 0.90241
36095 | 5.46 | 1 | 365 | 6.2465 | 0.51222 | 6 | 0.75877
36084 | 7.155 | 1 | 365 | 8.1857 | 0.39651 | 8 | 0.58223
36093 | 7.02 | 1 | 365 | 8.0313 | 0.087144 | 8 | 0.11842
36099 | 6.89 | 1 | 365 | 7.8825 | 0.78923 | 8 | 0.67178
36280 | 5.775 | 1 | 365 | 6.6069 | 0.23408 | 6 | 0.84101
36102 | 5.72 | 1 | 365 | 6.544 | 0.10804 | 6 | 0.65204
36104 | 5.2 | 1 | 365 | 5.9491 | 0.9164 | 6 | 0.86549
36282 | 4.95 | 1 | 365 | 5.6631 | 0.3435 | 6 | 0.0065764
34634 | 5.72 | 1 | 365 | 6.544 | 0.10804 | 6 | 0.65204
36103 | 9.62 | 1 | 365 | 11.0058 | 0.045346 | 11 | 0.051165
36106 | 8.06 | 1 | 365 | 9.2211 | 0.47042 | 9 | 0.69152
36105 | 9.88 | 1 | 365 | 11.3033 | 0.64117 | 11 | 0.94444
36285 | 6.325 | 1 | 365 | 7.2362 | 0.49447 | 7 | 0.73063
36129 | 8.58 | 1 | 365 | 9.816 | 0.66207 | 10 | 0.47807
36130 | 6.75 | 1 | 365 | 7.7224 | 0.46841 | 8 | 0.19079
36134 | 14.025 | 1 | 365 | 16.0454 | 0.13991 | 16 | 0.1853
36137 | 2.805 | 1 | 365 | 3.2091 | 0.42798 | 3 | 0.63706
36139 | 4.68 | 1 | 365 | 5.3542 | 0.72476 | 6 | 0.078945
36141 | 8.06 | 1 | 365 | 9.2211 | 0.47042 | 9 | 0.69152
36145 | 4.16 | 1 | 365 | 4.7593 | 0.53312 | 5 | 0.2924
36146 | 6.21 | 1 | 365 | 7.1046 | 0.23094 | 7 | 0.33552
36149 | 2.34 | 1 | 365 | 2.6771 | 0.36238 | 3 | 0.039472
36150 | 4.94 | 1 | 365 | 5.6516 | 0.32058 | 5 | 0.97222
36153 | 7.02 | 1 | 365 | 8.0313 | 0.087144 | 8 | 0.11842
36154 | 6.5 | 1 | 365 | 7.4364 | 0.8955 | 8 | 0.33187
36156 | 3.9 | 1 | 365 | 4.4618 | 0.9373 | 5 | 0.39912
36164 | 5.98 | 1 | 365 | 6.8415 | 0.70386 | 7 | 0.54532
36165 | 13.26 | 1 | 365 | 15.1702 | 0.38683 | 15 | 0.55701
36167 | 5.2 | 1 | 365 | 5.9491 | 0.9164 | 6 | 0.86549
36169 | 11.96 | 1 | 365 | 13.6829 | 0.40773 | 14 | 0.090637
36288 | 4.125 | 1 | 365 | 4.7192 | 0.45292 | 5 | 0.17215
36168 | 9.435 | 1 | 365 | 10.7942 | 0.6214 | 11 | 0.41557
36231 | 8.32 | 1 | 365 | 9.5185 | 0.066245 | 9 | 0.58479
36234 | 10.14 | 1 | 365 | 11.6007 | 0.23699 | 11 | 0.83771
36290 | 5.2 | 1 | 365 | 5.9491 | 0.9164 | 6 | 0.86549
36235 | 7.8 | 1 | 365 | 8.9236 | 0.8746 | 9 | 0.79824
36243 | 6.76 | 1 | 365 | 7.7338 | 0.49132 | 8 | 0.22514
35902 | 9.88 | 1 | 365 | 11.3033 | 0.64117 | 11 | 0.94444
35870 | 10.6 | 1 | 365 | 12.127 | 0.29113 | 12 | 0.41812
35928 | 6.24 | 1 | 365 | 7.1389 | 0.29968 | 7 | 0.43859
35932 | 3.06 | 1 | 365 | 3.5008 | 0.012345 | 3 | 0.51316
37005 | 6 | 1 | 365 | 6.8643 | 0.7497 | 7 | 0.61403
35433 | 5.46 | 1 | 365 | 6.2465 | 0.51222 | 6 | 0.75877
35728 | 12.1 | 1 | 365 | 13.8431 | 0.72855 | 14 | 0.57163
35900 | 4.16 | 1 | 365 | 4.7593 | 0.53312 | 5 | 0.2924
36264 | 5.98 | 1 | 365 | 6.8415 | 0.70386 | 7 | 0.54532
36297 | 8.58 | 1 | 365 | 9.816 | 0.66207 | 10 | 0.47807
36306 | 9.36 | 1 | 365 | 10.7084 | 0.44953 | 11 | 0.15789
36313 | 3.3 | 1 | 365 | 3.7754 | 0.56233 | 4 | 0.33772
36309 | 8.84 | 1 | 365 | 10.1135 | 0.25789 | 10 | 0.37134
36316 | 5.2 | 1 | 365 | 5.9491 | 0.9164 | 6 | 0.86549
36310 | 8.06 | 1 | 365 | 9.2211 | 0.47042 | 9 | 0.69152
36314 | 6.9 | 1 | 365 | 7.894 | 0.81215 | 8 | 0.70614
36320 | 4.48 | 1 | 365 | 5.1254 | 0.26644 | 5 | 0.39181
36928 | 8.4 | 1 | 365 | 9.6101 | 0.24957 | 9 | 0.85964
36940 | 11.7 | 1 | 365 | 13.3855 | 0.81191 | 14 | 0.19736
36831 | 2.915 | 1 | 365 | 3.3349 | 0.68006 | 4 | 0.014984
36727 | 8.84 | 1 | 365 | 10.1135 | 0.25789 | 10 | 0.37134
36911 | 7.7 | 1 | 365 | 8.8092 | 0.64544 | 9 | 0.45467
36949 | 5.775 | 1 | 365 | 6.6069 | 0.23408 | 6 | 0.84101
36941 | 8.8 | 1 | 365 | 10.0677 | 0.16622 | 10 | 0.23391
36954 | 4.675 | 1 | 365 | 5.3485 | 0.7133 | 6 | 0.061767
36979 | 6.875 | 1 | 365 | 7.8654 | 0.75486 | 8 | 0.62025
37034 | 6.325 | 1 | 365 | 7.2362 | 0.49447 | 7 | 0.73063
37047 | 3.3 | 1 | 365 | 3.7754 | 0.56233 | 4 | 0.33772
37104 | 11.275 | 1 | 365 | 12.8992 | 0.83797 | 13 | 0.7372
36750 | 10.5 | 1 | 365 | 12.0126 | 0.061968 | 12 | 0.074556
36934 | 14.388 | 1 | 365 | 16.4607 | 0.97177 | 17 | 0.43245
36963 | 4.06 | 1 | 365 | 4.6449 | 0.30396 | 4 | 0.94883
36881 | 6.24 | 1 | 365 | 7.1389 | 0.29968 | 7 | 0.43859
36929 | 4.16 | 1 | 365 | 4.7593 | 0.53312 | 5 | 0.2924
36946 | 3.9 | 1 | 365 | 4.4618 | 0.9373 | 5 | 0.39912
36951 | 4.16 | 1 | 365 | 4.7593 | 0.53312 | 5 | 0.2924
36998 | 4.16 | 1 | 365 | 4.7593 | 0.53312 | 5 | 0.2924
32819 | 10.66 | 1 | 365 | 12.1956 | 0.42863 | 12 | 0.62426
34669 | 7.02 | 1 | 365 | 8.0313 | 0.087144 | 8 | 0.11842
33512 | 5.67 | 1 | 365 | 6.4868 | 0.99346 | 7 | 0.48026
30770 | 9.1 | 1 | 365 | 10.4109 | 0.85371 | 11 | 0.26462
37092 | 14.04 | 1 | 365 | 16.0625 | 0.17429 | 16 | 0.23683
37082 | 4.08 | 1 | 365 | 4.6677 | 0.34979 | 5 | 0.017542
37099 | 5.2 | 1 | 365 | 5.9491 | 0.9164 | 6 | 0.86549
37094 | 3.38 | 1 | 365 | 3.8669 | 0.74566 | 4 | 0.61257
37105 | 10.4 | 1 | 365 | 11.8982 | 0.83281 | 12 | 0.73099
35710 | 6.84 | 1 | 365 | 7.8253 | 0.67465 | 8 | 0.5
33957 | 4.08 | 1 | 365 | 4.6677 | 0.34979 | 5 | 0.017542
35550 | 3.64 | 1 | 365 | 4.1644 | 0.34148 | 4 | 0.50585
31435 | 2.6 | 1 | 365 | 2.9745 | 0.9582 | 3 | 0.93275
37056 | 8.58 | 1 | 365 | 9.816 | 0.66207 | 10 | 0.47807
37060 | 9.1 | 1 | 365 | 10.4109 | 0.85371 | 11 | 0.26462
37063 | 9.88 | 1 | 365 | 11.3033 | 0.64117 | 11 | 0.94444
37067 | 7.54 | 1 | 365 | 8.6262 | 0.27878 | 8 | 0.90497
37071 | 8.58 | 1 | 365 | 9.816 | 0.66207 | 10 | 0.47807
37072 | 5.2 | 1 | 365 | 5.9491 | 0.9164 | 6 | 0.86549
36923 | 7.54 | 1 | 365 | 8.6262 | 0.27878 | 8 | 0.90497
36599 | 6.24 | 1 | 365 | 7.1389 | 0.29968 | 7 | 0.43859
36603 | 6.89 | 1 | 365 | 7.8825 | 0.78923 | 8 | 0.67178
36622 | 11.44 | 1 | 365 | 13.088 | 0.21609 | 13 | 0.30409
36620 | 11.61 | 1 | 365 | 13.2825 | 0.60566 | 13 | 0.88815
36638 | 6.27 | 1 | 365 | 7.1732 | 0.36843 | 7 | 0.54166
36618 | 6.375 | 1 | 365 | 7.2934 | 0.60905 | 7 | 0.90241
36636 | 3.18 | 1 | 365 | 3.6381 | 0.28734 | 3 | 0.92544
36597 | 4.578 | 1 | 365 | 5.2375 | 0.49102 | 5 | 0.72851
36510 | 6.76 | 1 | 365 | 7.7338 | 0.49132 | 8 | 0.22514
36579 | 14.715 | 1 | 365 | 16.8348 | 0.72113 | 17 | 0.55591
36046 | 7.28 | 1 | 365 | 8.3287 | 0.68296 | 9 | 0.011692
36602 | 6.76 | 1 | 365 | 7.7338 | 0.49132 | 8 | 0.22514
36927 | 6.76 | 1 | 365 | 7.7338 | 0.49132 | 8 | 0.22514
36648 | 4.68 | 1 | 365 | 5.3542 | 0.72476 | 6 | 0.078945
36913 | 9.88 | 1 | 365 | 11.3033 | 0.64117 | 11 | 0.94444
36651 | 6.48 | 1 | 365 | 7.4135 | 0.84967 | 8 | 0.26315
36843 | 12.74 | 1 | 365 | 14.5753 | 0.19519 | 14 | 0.77046
36662 | 3.9 | 1 | 365 | 4.4618 | 0.9373 | 5 | 0.39912
36860 | 10.14 | 1 | 365 | 11.6007 | 0.23699 | 11 | 0.83771
36840 | 8.58 | 1 | 365 | 9.816 | 0.66207 | 10 | 0.47807
36676 | 7.56 | 1 | 365 | 8.6491 | 0.32462 | 8 | 0.97368
35396 | 7.155 | 1 | 365 | 8.1857 | 0.39651 | 8 | 0.58223
36769 | 7.54 | 1 | 365 | 8.6262 | 0.27878 | 8 | 0.90497
36712 | 5.98 | 1 | 365 | 6.8415 | 0.70386 | 7 | 0.54532
36606 | 5.2 | 1 | 365 | 5.9491 | 0.9164 | 6 | 0.86549
36589 | 7.54 | 1 | 365 | 8.6262 | 0.27878 | 8 | 0.90497
36696 | 4.5 | 1 | 365 | 5.1483 | 0.31227 | 5 | 0.46052
36559 | 8.58 | 1 | 365 | 9.816 | 0.66207 | 10 | 0.47807
36630 | 4.68 | 1 | 365 | 5.3542 | 0.72476 | 6 | 0.078945
36701 | 5.7 | 1 | 365 | 6.5211 | 0.062211 | 6 | 0.58333
30431 | 9.1 | 1 | 365 | 10.4109 | 0.85371 | 11 | 0.26462
36708 | 4.77 | 1 | 365 | 5.4571 | 0.93101 | 6 | 0.38816
30335 | 7.54 | 1 | 365 | 8.6262 | 0.27878 | 8 | 0.90497
37213 | 7.28 | 1 | 365 | 8.3287 | 0.68296 | 9 | 0.011692
36744 | 9.81 | 1 | 365 | 11.2232 | 0.48075 | 11 | 0.70394
37225 | 11.18 | 1 | 365 | 12.7905 | 0.62027 | 13 | 0.41081
17610 | 646.8 | 0.8 | 365 | 591.9803 | 0.77378 | 592 | 0.75412
17631 | 646.8 | 0.8 | 365 | 591.9803 | 0.77378 | 592 | 0.75412
36814 | 9.81 | 1 | 365 | 11.2232 | 0.48075 | 11 | 0.70394
36820 | 6.05 | 1 | 365 | 6.9215 | 0.86428 | 7 | 0.78582
36969 | 7.56 | 1 | 365 | 8.6491 | 0.32462 | 8 | 0.97368
36826 | 12.19 | 1 | 365 | 13.946 | 0.9348 | 14 | 0.88084
36977 | 7 | 1 | 365 | 8.0084 | 0.041312 | 8 | 0.049704
31469 | 5.72 | 1 | 365 | 6.544 | 0.10804 | 6 | 0.65204
36650 | 10.8 | 1 | 365 | 12.3558 | 0.74945 | 13 | 0.10526
36850 | 7.95 | 1 | 365 | 9.0952 | 0.21835 | 9 | 0.31359
36633 | 9.483 | 1 | 365 | 10.8491 | 0.73139 | 11 | 0.58048
36830 | 7.95 | 1 | 365 | 9.0952 | 0.21835 | 9 | 0.31359
36621 | 7.84 | 1 | 365 | 8.9694 | 0.96627 | 9 | 0.93567
36704 | 8.32 | 1 | 365 | 9.5185 | 0.066245 | 9 | 0.58479
36561 | 4.251 | 1 | 365 | 4.8634 | 0.74166 | 5 | 0.60504
36721 | 7.8 | 1 | 365 | 8.9236 | 0.8746 | 9 | 0.79824
36982 | 10.464 | 1 | 365 | 11.9714 | 0.97947 | 12 | 0.95087
36752 | 4.16 | 1 | 365 | 4.7593 | 0.53312 | 5 | 0.2924
37112 | 14.79 | 1 | 365 | 16.9206 | 0.893 | 17 | 0.81359
36773 | 5.72 | 1 | 365 | 6.544 | 0.10804 | 6 | 0.65204
37116 | 3.825 | 1 | 365 | 4.376 | 0.76543 | 5 | 0.14145
36774 | 2.75 | 1 | 365 | 3.1462 | 0.30194 | 3 | 0.4481
37117 | 8.25 | 1 | 365 | 9.4385 | 0.90583 | 10 | 0.34429
36777 | 3.3 | 1 | 365 | 3.7754 | 0.56233 | 4 | 0.33772
36783 | 8.4 | 1 | 365 | 9.6101 | 0.24957 | 9 | 0.85964
37121 | 7.395 | 1 | 365 | 8.4603 | 0.9465 | 9 | 0.40679
36785 | 4.125 | 1 | 365 | 4.7192 | 0.45292 | 5 | 0.17215
37123 | 9.35 | 1 | 365 | 10.6969 | 0.42661 | 11 | 0.12353
36787 | 7.975 | 1 | 365 | 9.1238 | 0.27564 | 9 | 0.39948
37125 | 10.45 | 1 | 365 | 11.9554 | 0.94739 | 12 | 0.90277
36790 | 7.5 | 1 | 365 | 8.5804 | 0.18712 | 8 | 0.76754
37122 | 7.8 | 1 | 365 | 8.9236 | 0.8746 | 9 | 0.79824
36792 | 5.355 | 1 | 365 | 6.1264 | 0.2716 | 6 | 0.39802
37133 | 10.2 | 1 | 365 | 11.6694 | 0.37448 | 12 | 0.043854
36794 | 9.9 | 1 | 365 | 11.3262 | 0.687 | 12 | 0.013153
37136 | 12 | 1 | 365 | 13.7287 | 0.49939 | 14 | 0.22806
36793 | 11 | 1 | 365 | 12.5846 | 0.20778 | 12 | 0.79239
37137 | 3.6 | 1 | 365 | 4.1186 | 0.24982 | 4 | 0.36842
36795 | 8.25 | 1 | 365 | 9.4385 | 0.90583 | 10 | 0.34429
37139 | 9.6 | 1 | 365 | 10.9829 | 0.99951 | 11 | 0.98245
36796 | 11 | 1 | 365 | 12.5846 | 0.20778 | 12 | 0.79239
37142 | 7.2 | 1 | 365 | 8.2372 | 0.49964 | 8 | 0.73684
36839 | 6.4 | 1 | 365 | 7.322 | 0.66634 | 7 | 0.9883
36857 | 3.38 | 1 | 365 | 3.8669 | 0.74566 | 4 | 0.61257
36865 | 2.6 | 1 | 365 | 2.9745 | 0.9582 | 3 | 0.93275
32428 | 10.92 | 1 | 365 | 12.4931 | 0.024447 | 12 | 0.51754
37204 | 6.6 | 1 | 365 | 7.5508 | 0.12467 | 7 | 0.67544
36878 | 11.44 | 1 | 365 | 13.088 | 0.21609 | 13 | 0.30409
36890 | 7.28 | 1 | 365 | 8.3287 | 0.68296 | 9 | 0.011692
36893 | 6.24 | 1 | 365 | 7.1389 | 0.29968 | 7 | 0.43859
36896 | 8.32 | 1 | 365 | 9.5185 | 0.066245 | 9 | 0.58479
36495 | 4.48 | 1 | 365 | 5.1254 | 0.26644 | 5 | 0.39181
36889 | 6.76 | 1 | 365 | 7.7338 | 0.49132 | 8 | 0.22514
36516 | 9.24 | 1 | 365 | 10.5711 | 0.17453 | 10 | 0.74561
32629 | 7.8 | 1 | 365 | 8.9236 | 0.8746 | 9 | 0.79824
36523 | 4.48 | 1 | 365 | 5.1254 | 0.26644 | 5 | 0.39181
36525 | 7.84 | 1 | 365 | 8.9694 | 0.96627 | 9 | 0.93567
36528 | 7.84 | 1 | 365 | 8.9694 | 0.96627 | 9 | 0.93567
36534 | 4.48 | 1 | 365 | 5.1254 | 0.26644 | 5 | 0.39181
36537 | 6.16 | 1 | 365 | 7.0474 | 0.11635 | 7 | 0.16374
36520 | 10.26 | 1 | 365 | 11.738 | 0.51198 | 12 | 0.24999
37233 | 11.34 | 1 | 365 | 12.9736 | 0.98693 | 13 | 0.96052
36531 | 7.15 | 1 | 365 | 8.18 | 0.38505 | 8 | 0.56505
36541 | 8.415 | 1 | 365 | 9.6272 | 0.28395 | 9 | 0.91118
37238 | 3.9 | 1 | 365 | 4.4618 | 0.9373 | 5 | 0.39912
36549 | 4.25 | 1 | 365 | 4.8622 | 0.73937 | 5 | 0.60161
37052 | 8.1 | 1 | 365 | 9.2669 | 0.56209 | 9 | 0.82894
36538 | 7.25 | 1 | 365 | 8.2944 | 0.61422 | 8 | 0.90862
37240 | 6.2 | 1 | 365 | 7.0931 | 0.20802 | 7 | 0.30117
37303 | 9.3 | 1 | 365 | 10.6397 | 0.31203 | 10 | 0.95175
36547 | 4.59 | 1 | 365 | 5.2512 | 0.51852 | 5 | 0.76973
36903 | 7.59 | 1 | 365 | 8.6834 | 0.39337 | 9 | 0.07675
36533 | 10.464 | 1 | 365 | 11.9714 | 0.97947 | 12 | 0.95087
36433 | 14.49 | 1 | 365 | 16.5774 | 0.20552 | 16 | 0.78289
37346 | 5.7 | 1 | 365 | 6.5211 | 0.062211 | 6 | 0.58333
33268 | 8.58 | 1 | 365 | 9.816 | 0.66207 | 10 | 0.47807
37006 | 2.85 | 1 | 365 | 3.2606 | 0.53111 | 3 | 0.79167
37039 | 3.5 | 1 | 365 | 4.0042 | 0.020656 | 4 | 0.024852
43682 | 10.92 | 1 | 365 | 12.4931 | 0.024447 | 12 | 0.51754
37026 | 7.5 | 1 | 365 | 8.5804 | 0.18712 | 8 | 0.76754
36508 | 5.72 | 1 | 365 | 6.544 | 0.10804 | 6 | 0.65204
37061 | 9.75 | 1 | 365 | 11.1545 | 0.34326 | 11 | 0.4978
34664 | 8.32 | 1 | 365 | 9.5185 | 0.066245 | 9 | 0.58479
37064 | 12 | 1 | 365 | 13.7287 | 0.49939 | 14 | 0.22806
36554 | 8.58 | 1 | 365 | 9.816 | 0.66207 | 10 | 0.47807
36555 | 2.86 | 1 | 365 | 3.272 | 0.55402 | 3 | 0.82602
36585 | 3.64 | 1 | 365 | 4.1644 | 0.34148 | 4 | 0.50585
36590 | 4.77 | 1 | 365 | 5.4571 | 0.93101 | 6 | 0.38816
37029 | 16.24 | 1 | 365 | 18.5795 | 0.21584 | 18 | 0.79531
36591 | 5.98 | 1 | 365 | 6.8415 | 0.70386 | 7 | 0.54532
37044 | 7.28 | 1 | 365 | 8.3287 | 0.68296 | 9 | 0.011692
36592 | 2.65 | 1 | 365 | 3.0317 | 0.072782 | 3 | 0.10453
37054 | 6.76 | 1 | 365 | 7.7338 | 0.49132 | 8 | 0.22514
36593 | 5.2 | 1 | 365 | 5.9491 | 0.9164 | 6 | 0.86549
37070 | 7.02 | 1 | 365 | 8.0313 | 0.087144 | 8 | 0.11842
36359 | 13.44 | 1 | 365 | 15.3761 | 0.79932 | 16 | 0.17543
37077 | 13.02 | 1 | 365 | 14.8956 | 0.83684 | 15 | 0.73245
36230 | 3.51 | 1 | 365 | 4.0156 | 0.043572 | 4 | 0.059209
37093 | 8.55 | 1 | 365 | 9.7817 | 0.59332 | 10 | 0.375
36588 | 8.84 | 1 | 365 | 10.1135 | 0.25789 | 10 | 0.37134
37017 | 6.5 | 1 | 365 | 7.4364 | 0.8955 | 8 | 0.33187
37107 | 5.4 | 1 | 365 | 6.1779 | 0.37473 | 6 | 0.55263
36493 | 19.62 | 1 | 365 | 22.4464 | 0.96151 | 23 | 0.40788
37255 | 5.035 | 1 | 365 | 5.7603 | 0.53829 | 6 | 0.29861
36565 | 9 | 1 | 365 | 10.2965 | 0.62454 | 10 | 0.92105
37287 | 7.8 | 1 | 365 | 8.9236 | 0.8746 | 9 | 0.79824
37048 | 3.9 | 1 | 365 | 4.4618 | 0.9373 | 5 | 0.39912
37015 | 8.58 | 1 | 365 | 9.816 | 0.66207 | 10 | 0.47807
35803 | 7.25 | 1 | 365 | 8.2944 | 0.61422 | 8 | 0.90862
36249 | 11.7 | 1 | 365 | 13.3855 | 0.81191 | 14 | 0.19736
35810 | 6.76 | 1 | 365 | 7.7338 | 0.49132 | 8 | 0.22514
36891 | 4.42 | 1 | 365 | 5.0567 | 0.12894 | 5 | 0.18567
36461 | 5.88 | 1 | 365 | 6.727 | 0.4747 | 7 | 0.20175
36464 | 6.14 | 1 | 365 | 7.0245 | 0.070522 | 7 | 0.095026
36993 | 4.94 | 1 | 365 | 5.6516 | 0.32058 | 5 | 0.97222
36469 | 5.6 | 1 | 365 | 6.4067 | 0.83305 | 7 | 0.23976
37276 | 8.925 | 1 | 365 | 10.2107 | 0.45267 | 10 | 0.66337
36475 | 4.76 | 1 | 365 | 5.4457 | 0.90809 | 6 | 0.3538
36478 | 6.16 | 1 | 365 | 7.0474 | 0.11635 | 7 | 0.16374
37285 | 5.46 | 1 | 365 | 6.2465 | 0.51222 | 6 | 0.75877
37290 | 2.55 | 1 | 365 | 2.9173 | 0.84362 | 3 | 0.76096
36481 | 10.455 | 1 | 365 | 11.9611 | 0.95885 | 12 | 0.91995
37296 | 6.48 | 1 | 365 | 7.4135 | 0.84967 | 8 | 0.26315
36484 | 12.495 | 1 | 365 | 14.295 | 0.63374 | 14 | 0.92872
37300 | 7.95 | 1 | 365 | 9.0952 | 0.21835 | 9 | 0.31359
36489 | 14.56 | 1 | 365 | 16.6575 | 0.36593 | 17 | 0.023384
37304 | 3.9 | 1 | 365 | 4.4618 | 0.9373 | 5 | 0.39912
37305 | 3.38 | 1 | 365 | 3.8669 | 0.74566 | 4 | 0.61257
36323 | 6.89 | 1 | 365 | 7.8825 | 0.78923 | 8 | 0.67178
37311 | 6.5 | 1 | 365 | 7.4364 | 0.8955 | 8 | 0.33187
32726 | 4.42 | 1 | 365 | 5.0567 | 0.12894 | 5 | 0.18567
35492 | 1.96 | 1 | 365 | 2.2423 | 0.49157 | 2 | 0.73392
37323 | 5.72 | 1 | 365 | 6.544 | 0.10804 | 6 | 0.65204
36308 | 4.59 | 1 | 365 | 5.2512 | 0.51852 | 5 | 0.76973
37331 | 10.4 | 1 | 365 | 11.8982 | 0.83281 | 12 | 0.73099
36474 | 11.13 | 1 | 365 | 12.7333 | 0.50569 | 13 | 0.23903
37340 | 5.565 | 1 | 365 | 6.3667 | 0.75284 | 7 | 0.11951
36480 | 10.4 | 1 | 365 | 11.8982 | 0.83281 | 12 | 0.73099
36324 | 5.46 | 1 | 365 | 6.2465 | 0.51222 | 6 | 0.75877
36473 | 8.8 | 1 | 365 | 10.0677 | 0.16622 | 10 | 0.23391
36327 | 5.225 | 1 | 365 | 5.9777 | 0.97369 | 6 | 0.95139
36483 | 6.63 | 1 | 365 | 7.5851 | 0.19341 | 7 | 0.77851
36326 | 11.96 | 1 | 365 | 13.6829 | 0.40773 | 14 | 0.090637
37380 | 15 | 1 | 365 | 17.1608 | 0.37424 | 17 | 0.53508
36329 | 8.58 | 1 | 365 | 9.816 | 0.66207 | 10 | 0.47807
37417 | 6.615 | 1 | 365 | 7.5679 | 0.15904 | 7 | 0.72697
36334 | 8.67 | 1 | 365 | 9.919 | 0.86831 | 10 | 0.78728
37415 | 6.63 | 1 | 365 | 7.5851 | 0.19341 | 7 | 0.77851
36330 | 9.36 | 1 | 365 | 10.7084 | 0.44953 | 11 | 0.15789
37442 | 5.1 | 1 | 365 | 5.8347 | 0.68724 | 6 | 0.52193
36332 | 5.2 | 1 | 365 | 5.9491 | 0.9164 | 6 | 0.86549
37368 | 9.69 | 1 | 365 | 11.0859 | 0.20576 | 11 | 0.29166
36338 | 10.14 | 1 | 365 | 11.6007 | 0.23699 | 11 | 0.83771
37375 | 6.6 | 1 | 365 | 7.5508 | 0.12467 | 7 | 0.67544
37376 | 7.54 | 1 | 365 | 8.6262 | 0.27878 | 8 | 0.90497
36339 | 7.8 | 1 | 365 | 8.9236 | 0.8746 | 9 | 0.79824
37379 | 11.5 | 1 | 365 | 13.1566 | 0.35358 | 13 | 0.51023
36341 | 8.67 | 1 | 365 | 9.919 | 0.86831 | 10 | 0.78728
37388 | 4.08 | 1 | 365 | 4.6677 | 0.34979 | 5 | 0.017542
36343 | 3.3 | 1 | 365 | 3.7754 | 0.56233 | 4 | 0.33772
37393 | 5.5 | 1 | 365 | 6.2923 | 0.60389 | 6 | 0.8962
36348 | 3.85 | 1 | 365 | 4.4046 | 0.82272 | 5 | 0.22734
35010 | 4.94 | 1 | 365 | 5.6516 | 0.32058 | 5 | 0.97222
43772 | 9.465 | 1 | 365 | 10.8285 | 0.69015 | 11 | 0.51864
37403 | 7.83 | 1 | 365 | 8.958 | 0.94335 | 9 | 0.90131
36347 | 3.12 | 1 | 365 | 3.5695 | 0.14984 | 3 | 0.7193
37399 | 7.425 | 1 | 365 | 8.4946 | 0.015249 | 8 | 0.50986
36355 | 5.225 | 1 | 365 | 5.9777 | 0.97369 | 6 | 0.95139
36361 | 11.13 | 1 | 365 | 12.7333 | 0.50569 | 13 | 0.23903
36357 | 9.805 | 1 | 365 | 11.2175 | 0.46929 | 11 | 0.68676
36362 | 5.775 | 1 | 365 | 6.6069 | 0.23408 | 6 | 0.84101
36354 | 5.72 | 1 | 365 | 6.544 | 0.10804 | 6 | 0.65204
36352 | 2.6 | 1 | 365 | 2.9745 | 0.9582 | 3 | 0.93275
36292 | 20.54 | 1 | 365 | 23.4989 | 0.069793 | 23 | 0.5687
41286 | 6.54 | 1 | 365 | 7.4821 | 0.98717 | 8 | 0.46929
35367 | 5.72 | 1 | 365 | 6.544 | 0.10804 | 6 | 0.65204
36370 | 3.85 | 1 | 365 | 4.4046 | 0.82272 | 5 | 0.22734
36350 | 5.72 | 1 | 365 | 6.544 | 0.10804 | 6 | 0.65204
37526 | 5.88 | 1 | 365 | 6.727 | 0.4747 | 7 | 0.20175
37529 | 7.8 | 1 | 365 | 8.9236 | 0.8746 | 9 | 0.79824
36366 | 7.8 | 1 | 365 | 8.9236 | 0.8746 | 9 | 0.79824
36371 | 5.98 | 1 | 365 | 6.8415 | 0.70386 | 7 | 0.54532
37543 | 11.925 | 1 | 365 | 13.6429 | 0.32752 | 13 | 0.97039
36374 | 8.25 | 1 | 365 | 9.4385 | 0.90583 | 10 | 0.34429
37565 | 9.805 | 1 | 365 | 11.2175 | 0.46929 | 11 | 0.68676
36376 | 8.06 | 1 | 365 | 9.2211 | 0.47042 | 9 | 0.69152
37584 | 5.795 | 1 | 365 | 6.6298 | 0.27991 | 6 | 0.90972
36373 | 4.68 | 1 | 365 | 5.3542 | 0.72476 | 6 | 0.078945
37588 | 4.98 | 1 | 365 | 5.6974 | 0.41225 | 6 | 0.10965
36379 | 3.12 | 1 | 365 | 3.5695 | 0.14984 | 3 | 0.7193
36381 | 3.85 | 1 | 365 | 4.4046 | 0.82272 | 5 | 0.22734
37593 | 4.725 | 1 | 365 | 5.4057 | 0.82789 | 6 | 0.23355
37599 | 6.725 | 1 | 365 | 7.6938 | 0.41112 | 8 | 0.10489
36377 | 6.89 | 1 | 365 | 7.8825 | 0.78923 | 8 | 0.67178
37604 | 5.285 | 1 | 365 | 6.0463 | 0.11119 | 6 | 0.15753
36387 | 4.4 | 1 | 365 | 5.0338 | 0.08311 | 5 | 0.11696
37448 | 5.565 | 1 | 365 | 6.3667 | 0.75284 | 7 | 0.11951
36384 | 5.98 | 1 | 365 | 6.8415 | 0.70386 | 7 | 0.54532
37449 | 7.8 | 1 | 365 | 8.9236 | 0.8746 | 9 | 0.79824
37450 | 3.12 | 1 | 365 | 3.5695 | 0.14984 | 3 | 0.7193
36390 | 9.36 | 1 | 365 | 10.7084 | 0.44953 | 11 | 0.15789
36394 | 4.95 | 1 | 365 | 5.6631 | 0.3435 | 6 | 0.0065764
37452 | 14.04 | 1 | 365 | 16.0625 | 0.17429 | 16 | 0.23683
36388 | 7.8 | 1 | 365 | 8.9236 | 0.8746 | 9 | 0.79824
37455 | 3.38 | 1 | 365 | 3.8669 | 0.74566 | 4 | 0.61257
36400 | 7.7 | 1 | 365 | 8.8092 | 0.64544 | 9 | 0.45467
36398 | 6.24 | 1 | 365 | 7.1389 | 0.29968 | 7 | 0.43859
37456 | 6.375 | 1 | 365 | 7.2934 | 0.60905 | 7 | 0.90241
36402 | 5.46 | 1 | 365 | 6.2465 | 0.51222 | 6 | 0.75877
37472 | 2.08 | 1 | 365 | 2.3796 | 0.76656 | 3 | 0.1462
36406 | 4.94 | 1 | 365 | 5.6516 | 0.32058 | 5 | 0.97222
36397 | 9.975 | 1 | 365 | 11.412 | 0.85887 | 12 | 0.27083
36410 | 5.46 | 1 | 365 | 6.2465 | 0.51222 | 6 | 0.75877
36416 | 4.94 | 1 | 365 | 5.6516 | 0.32058 | 5 | 0.97222
36409 | 5.61 | 1 | 365 | 6.4182 | 0.85597 | 7 | 0.27412
36424 | 9.15 | 1 | 365 | 10.4681 | 0.96829 | 11 | 0.4364
36427 | 9.36 | 1 | 365 | 10.7084 | 0.44953 | 11 | 0.15789
36442 | 13.26 | 1 | 365 | 15.1702 | 0.38683 | 15 | 0.55701
36449 | 11.985 | 1 | 365 | 13.7115 | 0.46502 | 14 | 0.17653
37607 | 8.33 | 1 | 365 | 9.53 | 0.089161 | 9 | 0.61915
37609 | 7.575 | 1 | 365 | 8.6662 | 0.35899 | 9 | 0.025215
37611 | 7.848 | 1 | 365 | 8.9786 | 0.9846 | 9 | 0.96315
37617 | 16.575 | 1 | 365 | 18.9627 | 0.98354 | 19 | 0.94626
37621 | 13.26 | 1 | 365 | 15.1702 | 0.38683 | 15 | 0.55701
37628 | 8.06 | 1 | 365 | 9.2211 | 0.47042 | 9 | 0.69152
37632 | 4.08 | 1 | 365 | 4.6677 | 0.34979 | 5 | 0.017542
37640 | 11.395 | 1 | 365 | 13.0365 | 0.11296 | 13 | 0.14948
37081 | 5.46 | 1 | 365 | 6.2465 | 0.51222 | 6 | 0.75877
37390 | 5.61 | 1 | 365 | 6.4182 | 0.85597 | 7 | 0.27412
37318 | 13.5 | 1 | 365 | 15.4448 | 0.93682 | 16 | 0.38157
37309 | 6 | 1 | 365 | 6.8643 | 0.7497 | 7 | 0.61403
37371 | 9.12 | 1 | 365 | 10.4338 | 0.89954 | 11 | 0.33333
37089 | 11 | 1 | 365 | 12.5846 | 0.20778 | 12 | 0.79239
37597 | 13.68 | 1 | 365 | 15.6507 | 0.34931 | 15 | 0.99999
37641 | 4.68 | 1 | 365 | 5.3542 | 0.72476 | 6 | 0.078945
37473 | 6.24 | 1 | 365 | 7.1389 | 0.29968 | 7 | 0.43859
37474 | 8.06 | 1 | 365 | 9.2211 | 0.47042 | 9 | 0.69152
37475 | 5.46 | 1 | 365 | 6.2465 | 0.51222 | 6 | 0.75877
37644 | 9.88 | 1 | 365 | 11.3033 | 0.64117 | 11 | 0.94444
37476 | 12.22 | 1 | 365 | 13.9804 | 0.0035475 | 13 | 0.98391
37645 | 11.44 | 1 | 365 | 13.088 | 0.21609 | 13 | 0.30409
37477 | 2.34 | 1 | 365 | 2.6771 | 0.36238 | 3 | 0.039472
37646 | 7.28 | 1 | 365 | 8.3287 | 0.68296 | 9 | 0.011692
37647 | 8.06 | 1 | 365 | 9.2211 | 0.47042 | 9 | 0.69152
37650 | 11.1 | 1 | 365 | 12.699 | 0.43694 | 13 | 0.13596
37652 | 4.905 | 1 | 365 | 5.6116 | 0.24038 | 5 | 0.85197
37657 | 6.55 | 1 | 365 | 7.4936 | 0.010085 | 7 | 0.50365
37478 | 8.84 | 1 | 365 | 10.1135 | 0.25789 | 10 | 0.37134
37674 | 7.521 | 1 | 365 | 8.6044 | 0.23524 | 8 | 0.83969
37675 | 6.84 | 1 | 365 | 7.8253 | 0.67465 | 8 | 0.5
35450 | 13.96 | 1 | 365 | 15.971 | 0.99096 | 16 | 0.96198
36425 | 4.68 | 1 | 365 | 5.3542 | 0.72476 | 6 | 0.078945
36452 | 7.8 | 1 | 365 | 8.9236 | 0.8746 | 9 | 0.79824
36446 | 6.875 | 1 | 365 | 7.8654 | 0.75486 | 8 | 0.62025
35451 | 3.41 | 1 | 365 | 3.9012 | 0.81441 | 4 | 0.71564
37480 | 15.08 | 1 | 365 | 17.2524 | 0.55757 | 17 | 0.80993
36455 | 7.15 | 1 | 365 | 8.18 | 0.38505 | 8 | 0.56505
17388 | 10 | 1 | 365 | 11.4406 | 0.91616 | 12 | 0.35672
36453 | 10.25 | 1 | 365 | 11.7266 | 0.48906 | 12 | 0.21564
35271 | 5.58 | 1 | 365 | 6.3838 | 0.78722 | 7 | 0.17105
37479 | 11.44 | 1 | 365 | 13.088 | 0.21609 | 13 | 0.30409
36457 | 5.2 | 1 | 365 | 5.9491 | 0.9164 | 6 | 0.86549
37481 | 2.34 | 1 | 365 | 2.6771 | 0.36238 | 3 | 0.039472
37482 | 7.54 | 1 | 365 | 8.6262 | 0.27878 | 8 | 0.90497
36459 | 6.14 | 1 | 365 | 7.0245 | 0.070522 | 7 | 0.095026
34430 | 9.36 | 1 | 365 | 10.7084 | 0.44953 | 11 | 0.15789
37483 | 6.5 | 1 | 365 | 7.4364 | 0.8955 | 8 | 0.33187
30643 | 649.04 | 0.8 | 365 | 594.0305 | 0.88036 | 594 | 0.91084
37676 | 4.4 | 1 | 365 | 5.0338 | 0.08311 | 5 | 0.11696
37668 | 9.12 | 1 | 365 | 10.4338 | 0.89954 | 11 | 0.33333
37679 | 9.9 | 1 | 365 | 11.3262 | 0.687 | 12 | 0.013153
36955 | 8.7 | 1 | 365 | 9.9533 | 0.93706 | 10 | 0.89035
37680 | 4.4 | 1 | 365 | 5.0338 | 0.08311 | 5 | 0.11696
37682 | 6.05 | 1 | 365 | 6.9215 | 0.86428 | 7 | 0.78582
37685 | 3.3 | 1 | 365 | 3.7754 | 0.56233 | 4 | 0.33772
37690 | 6.05 | 1 | 365 | 6.9215 | 0.86428 | 7 | 0.78582
37692 | 7.425 | 1 | 365 | 8.4946 | 0.015249 | 8 | 0.50986
37694 | 3.3 | 1 | 365 | 3.7754 | 0.56233 | 4 | 0.33772
37696 | 4.95 | 1 | 365 | 5.6631 | 0.3435 | 6 | 0.0065764
37699 | 10.725 | 1 | 365 | 12.27 | 0.57758 | 12 | 0.84758
37710 | 4.95 | 1 | 365 | 5.6631 | 0.3435 | 6 | 0.0065764
37713 | 7.7 | 1 | 365 | 8.8092 | 0.64544 | 9 | 0.45467
37741 | 5.775 | 1 | 365 | 6.6069 | 0.23408 | 6 | 0.84101
37484 | 2.08 | 1 | 365 | 2.3796 | 0.76656 | 3 | 0.1462
37744 | 2.34 | 1 | 365 | 2.6771 | 0.36238 | 3 | 0.039472
37485 | 8.58 | 1 | 365 | 9.816 | 0.66207 | 10 | 0.47807
37749 | 6.76 | 1 | 365 | 7.7338 | 0.49132 | 8 | 0.22514
37768 | 6.16 | 1 | 365 | 7.0474 | 0.11635 | 7 | 0.16374
23562 | 9 | 1 | 365 | 10.2965 | 0.62454 | 10 | 0.92105
37774 | 3.64 | 1 | 365 | 4.1644 | 0.34148 | 4 | 0.50585
23599 | 3.5 | 1 | 365 | 4.0042 | 0.020656 | 4 | 0.024852
37743 | 11.4 | 1 | 365 | 13.0422 | 0.12442 | 13 | 0.16666
37715 | 8.58 | 1 | 365 | 9.816 | 0.66207 | 10 | 0.47807
37486 | 12.74 | 1 | 365 | 14.5753 | 0.19519 | 14 | 0.77046
37720 | 3.12 | 1 | 365 | 3.5695 | 0.14984 | 3 | 0.7193
37778 | 10.08 | 1 | 365 | 11.5321 | 0.099489 | 11 | 0.63157
31733 | 5.2 | 1 | 365 | 5.9491 | 0.9164 | 6 | 0.86549
37796 | 10.08 | 1 | 365 | 11.5321 | 0.099489 | 11 | 0.63157
37782 | 7 | 1 | 365 | 8.0084 | 0.041312 | 8 | 0.049704
37896 | 4.48 | 1 | 365 | 5.1254 | 0.26644 | 5 | 0.39181
26664 | 7.14 | 1 | 365 | 8.1686 | 0.36214 | 8 | 0.5307
37487 | 7.02 | 1 | 365 | 8.0313 | 0.087144 | 8 | 0.11842
37729 | 12.22 | 1 | 365 | 13.9804 | 0.0035475 | 13 | 0.98391
37901 | 5.88 | 1 | 365 | 6.727 | 0.4747 | 7 | 0.20175
37848 | 4.68 | 1 | 365 | 5.3542 | 0.72476 | 6 | 0.078945
37909 | 6.16 | 1 | 365 | 7.0474 | 0.11635 | 7 | 0.16374
37762 | 5.46 | 1 | 365 | 6.2465 | 0.51222 | 6 | 0.75877
38009 | 6.24 | 1 | 365 | 7.1389 | 0.29968 | 7 | 0.43859
37928 | 3.64 | 1 | 365 | 4.1644 | 0.34148 | 4 | 0.50585
37718 | 5.2 | 1 | 365 | 5.9491 | 0.9164 | 6 | 0.86549
37724 | 4.42 | 1 | 365 | 5.0567 | 0.12894 | 5 | 0.18567
37488 | 5.46 | 1 | 365 | 6.2465 | 0.51222 | 6 | 0.75877
37777 | 6.5 | 1 | 365 | 7.4364 | 0.8955 | 8 | 0.33187
37754 | 3.38 | 1 | 365 | 3.8669 | 0.74566 | 4 | 0.61257
37783 | 3.64 | 1 | 365 | 4.1644 | 0.34148 | 4 | 0.50585
37932 | 8.58 | 1 | 365 | 9.816 | 0.66207 | 10 | 0.47807
38051 | 5.72 | 1 | 365 | 6.544 | 0.10804 | 6 | 0.65204
38103 | 7.65 | 1 | 365 | 8.752 | 0.53086 | 9 | 0.28289
37939 | 5.88 | 1 | 365 | 6.727 | 0.4747 | 7 | 0.20175
21173 | 7.8 | 1 | 365 | 8.9236 | 0.8746 | 9 | 0.79824
37941 | 4.48 | 1 | 365 | 5.1254 | 0.26644 | 5 | 0.39181
37489 | 14.3 | 1 | 365 | 16.36 | 0.77011 | 17 | 0.13011
37951 | 9.24 | 1 | 365 | 10.5711 | 0.17453 | 10 | 0.74561
37948 | 13.52 | 1 | 365 | 15.4676 | 0.98265 | 16 | 0.45029
37490 | 12.22 | 1 | 365 | 13.9804 | 0.0035475 | 13 | 0.98391
37944 | 10.335 | 1 | 365 | 11.8238 | 0.68385 | 12 | 0.50767
37962 | 6.24 | 1 | 365 | 7.1389 | 0.29968 | 7 | 0.43859
37491 | 6.76 | 1 | 365 | 7.7338 | 0.49132 | 8 | 0.22514
37493 | 7.54 | 1 | 365 | 8.6262 | 0.27878 | 8 | 0.90497
37936 | 5.4 | 1 | 365 | 6.1779 | 0.37473 | 6 | 0.55263
37494 | 5.98 | 1 | 365 | 6.8415 | 0.70386 | 7 | 0.54532
37976 | 6.44 | 1 | 365 | 7.3677 | 0.75801 | 8 | 0.12573
37966 | 6.625 | 1 | 365 | 7.5794 | 0.18196 | 7 | 0.76133
36552 | 5.2 | 1 | 365 | 5.9491 | 0.9164 | 6 | 0.86549
37492 | 7.8 | 1 | 365 | 8.9236 | 0.8746 | 9 | 0.79824
37992 | 9.156 | 1 | 365 | 10.475 | 0.98204 | 11 | 0.45701
37495 | 9.36 | 1 | 365 | 10.7084 | 0.44953 | 11 | 0.15789
38046 | 10 | 1 | 365 | 11.4406 | 0.91616 | 12 | 0.35672
37496 | 11.7 | 1 | 365 | 13.3855 | 0.81191 | 14 | 0.19736
38054 | 3.025 | 1 | 365 | 3.4608 | 0.93214 | 4 | 0.39291
37498 | 4.335 | 1 | 365 | 4.9595 | 0.93416 | 5 | 0.89364
37987 | 5.232 | 1 | 365 | 5.9857 | 0.98973 | 6 | 0.97544
37497 | 9.62 | 1 | 365 | 11.0058 | 0.045346 | 11 | 0.051165
37499 | 11.13 | 1 | 365 | 12.7333 | 0.50569 | 13 | 0.23903
33538 | 9.35 | 1 | 365 | 10.6969 | 0.42661 | 11 | 0.12353
37500 | 8.16 | 1 | 365 | 9.3355 | 0.69959 | 10 | 0.035084
38058 | 10.175 | 1 | 365 | 11.6408 | 0.31719 | 11 | 0.95796
38081 | 12 | 1 | 365 | 13.7287 | 0.49939 | 14 | 0.22806
38048 | 8.04 | 1 | 365 | 9.1982 | 0.42459 | 9 | 0.6228
38084 | 11.25 | 1 | 365 | 12.8706 | 0.78068 | 13 | 0.65131
37501 | 3.64 | 1 | 365 | 4.1644 | 0.34148 | 4 | 0.50585
38086 | 11.73 | 1 | 365 | 13.4198 | 0.88066 | 14 | 0.30043
38089 | 6.12 | 1 | 365 | 7.0016 | 0.02469 | 7 | 0.026313
37502 | 3.9 | 1 | 365 | 4.4618 | 0.9373 | 5 | 0.39912
36421 | 8.16 | 1 | 365 | 9.3355 | 0.69959 | 10 | 0.035084
38092 | 8.75 | 1 | 365 | 10.0105 | 0.05164 | 10 | 0.06213
37503 | 6.885 | 1 | 365 | 7.8768 | 0.77778 | 8 | 0.6546
38106 | 15.34 | 1 | 365 | 17.5498 | 0.15339 | 17 | 0.70321
31534 | 6.76 | 1 | 365 | 7.7338 | 0.49132 | 8 | 0.22514
21260 | 5.72 | 1 | 365 | 6.544 | 0.10804 | 6 | 0.65204
18282 | 7.28 | 1 | 365 | 8.3287 | 0.68296 | 9 | 0.011692
38956 | 8.64 | 1 | 365 | 9.8846 | 0.79956 | 10 | 0.68421
38980 | 10.8 | 1 | 365 | 12.3558 | 0.74945 | 13 | 0.10526
37530 | 8.1 | 1 | 365 | 9.2669 | 0.56209 | 9 | 0.82894
37756 | 5.64 | 1 | 365 | 6.4525 | 0.92471 | 7 | 0.37719
21286 | 4.94 | 1 | 365 | 5.6516 | 0.32058 | 5 | 0.97222
37531 | 5.1 | 1 | 365 | 5.8347 | 0.68724 | 6 | 0.52193
38159 | 10.92 | 1 | 365 | 12.4931 | 0.024447 | 12 | 0.51754
38088 | 4.77 | 1 | 365 | 5.4571 | 0.93101 | 6 | 0.38816
21586 | 5.72 | 1 | 365 | 6.544 | 0.10804 | 6 | 0.65204
39671 | 12.04 | 1 | 365 | 13.7744 | 0.59106 | 14 | 0.36549
22800 | 10.14 | 1 | 365 | 11.6007 | 0.23699 | 11 | 0.83771
35609 | 2.86 | 1 | 365 | 3.272 | 0.55402 | 3 | 0.82602
38342 | 15 | 1 | 365 | 17.1608 | 0.37424 | 17 | 0.53508
38382 | 8.1 | 1 | 365 | 9.2669 | 0.56209 | 9 | 0.82894
37693 | 8.4 | 1 | 365 | 9.6101 | 0.24957 | 9 | 0.85964
36859 | 8.32 | 1 | 365 | 9.5185 | 0.066245 | 9 | 0.58479
40133 | 7.02 | 1 | 365 | 8.0313 | 0.087144 | 8 | 0.11842
38381 | 4.94 | 1 | 365 | 5.6516 | 0.32058 | 5 | 0.97222
40164 | 9.625 | 1 | 365 | 11.0115 | 0.056804 | 11 | 0.068343
38402 | 10.66 | 1 | 365 | 12.1956 | 0.42863 | 12 | 0.62426
38434 | 4.94 | 1 | 365 | 5.6516 | 0.32058 | 5 | 0.97222
40172 | 9.35 | 1 | 365 | 10.6969 | 0.42661 | 11 | 0.12353
38456 | 9.62 | 1 | 365 | 11.0058 | 0.045346 | 11 | 0.051165
38497 | 10.14 | 1 | 365 | 11.6007 | 0.23699 | 11 | 0.83771
36215 | 19.38 | 1 | 365 | 22.1718 | 0.41152 | 22 | 0.58332
38506 | 4.68 | 1 | 365 | 5.3542 | 0.72476 | 6 | 0.078945
38487 | 4.86 | 1 | 365 | 5.5601 | 0.13725 | 5 | 0.69737
39793 | 7.32 | 1 | 365 | 8.3745 | 0.77463 | 9 | 0.14912
38516 | 7.14 | 1 | 365 | 8.1686 | 0.36214 | 8 | 0.5307
38528 | 9.625 | 1 | 365 | 11.0115 | 0.056804 | 11 | 0.068343
38533 | 11.5 | 1 | 365 | 13.1566 | 0.35358 | 13 | 0.51023
40155 | 5.98 | 1 | 365 | 6.8415 | 0.70386 | 7 | 0.54532
37321 | 8.27 | 1 | 365 | 9.4613 | 0.95166 | 10 | 0.41301
38539 | 8.415 | 1 | 365 | 9.6272 | 0.28395 | 9 | 0.91118
38551 | 10.45 | 1 | 365 | 11.9554 | 0.94739 | 12 | 0.90277
38560 | 5.225 | 1 | 365 | 5.9777 | 0.97369 | 6 | 0.95139
38570 | 8.25 | 1 | 365 | 9.4385 | 0.90583 | 10 | 0.34429
38574 | 5.775 | 1 | 365 | 6.6069 | 0.23408 | 6 | 0.84101
38576 | 6.05 | 1 | 365 | 6.9215 | 0.86428 | 7 | 0.78582
21247 | 5.865 | 1 | 365 | 6.7099 | 0.44033 | 7 | 0.15022
38594 | 5.5 | 1 | 365 | 6.2923 | 0.60389 | 6 | 0.8962
38608 | 9.88 | 1 | 365 | 11.3033 | 0.64117 | 11 | 0.94444
38496 | 6.24 | 1 | 365 | 7.1389 | 0.29968 | 7 | 0.43859
38613 | 7.15 | 1 | 365 | 8.18 | 0.38505 | 8 | 0.56505
26706 | 4.16 | 1 | 365 | 4.7593 | 0.53312 | 5 | 0.2924
38614 | 7.14 | 1 | 365 | 8.1686 | 0.36214 | 8 | 0.5307
38616 | 8.75 | 1 | 365 | 10.0105 | 0.05164 | 10 | 0.06213
38621 | 4.59 | 1 | 365 | 5.2512 | 0.51852 | 5 | 0.76973
38388 | 5.2 | 1 | 365 | 5.9491 | 0.9164 | 6 | 0.86549
38600 | 12 | 1 | 365 | 13.7287 | 0.49939 | 14 | 0.22806
38612 | 9.8 | 1 | 365 | 11.2117 | 0.45784 | 11 | 0.66959
38624 | 7.935 | 1 | 365 | 9.0781 | 0.18397 | 9 | 0.26206
37892 | 11.96 | 1 | 365 | 13.6829 | 0.40773 | 14 | 0.090637
38537 | 5.72 | 1 | 365 | 6.544 | 0.10804 | 6 | 0.65204
38544 | 7.8 | 1 | 365 | 8.9236 | 0.8746 | 9 | 0.79824
38007 | 7.02 | 1 | 365 | 8.0313 | 0.087144 | 8 | 0.11842
37950 | 11.7 | 1 | 365 | 13.3855 | 0.81191 | 14 | 0.19736
37937 | 7.8 | 1 | 365 | 8.9236 | 0.8746 | 9 | 0.79824
32035 | 5.2 | 1 | 365 | 5.9491 | 0.9164 | 6 | 0.86549
36847 | 9.54 | 1 | 365 | 10.9143 | 0.86202 | 11 | 0.77631
24167 | 9.62 | 1 | 365 | 11.0058 | 0.045346 | 11 | 0.051165
36916 | 5.2 | 1 | 365 | 5.9491 | 0.9164 | 6 | 0.86549
38209 | 10.66 | 1 | 365 | 12.1956 | 0.42863 | 12 | 0.62426
40184 | 5.775 | 1 | 365 | 6.6069 | 0.23408 | 6 | 0.84101
40188 | 12.1 | 1 | 365 | 13.8431 | 0.72855 | 14 | 0.57163
39602 | 3.27 | 1 | 365 | 3.7411 | 0.49358 | 4 | 0.23465
40183 | 4.68 | 1 | 365 | 5.3542 | 0.72476 | 6 | 0.078945
40201 | 7.83 | 1 | 365 | 8.958 | 0.94335 | 9 | 0.90131
40205 | 4.42 | 1 | 365 | 5.0567 | 0.12894 | 5 | 0.18567
39668 | 10.5 | 1 | 365 | 12.0126 | 0.061968 | 12 | 0.074556
40213 | 13.75 | 1 | 365 | 15.7308 | 0.50972 | 16 | 0.24049
40223 | 7.28 | 1 | 365 | 8.3287 | 0.68296 | 9 | 0.011692
40225 | 11.825 | 1 | 365 | 13.5285 | 0.098359 | 13 | 0.62682
40208 | 8.64 | 1 | 365 | 9.8846 | 0.79956 | 10 | 0.68421
40245 | 9.88 | 1 | 365 | 11.3033 | 0.64117 | 11 | 0.94444
40250 | 10.92 | 1 | 365 | 12.4931 | 0.024447 | 12 | 0.51754
40253 | 7.42 | 1 | 365 | 8.4889 | 0.0037907 | 8 | 0.49269
38465 | 5.7 | 1 | 365 | 6.5211 | 0.062211 | 6 | 0.58333
40263 | 6.875 | 1 | 365 | 7.8654 | 0.75486 | 8 | 0.62025
37079 | 10.71 | 1 | 365 | 12.2528 | 0.54321 | 12 | 0.79605
40061 | 14.805 | 1 | 365 | 16.9377 | 0.92737 | 17 | 0.86512
38513 | 10.5 | 1 | 365 | 12.0126 | 0.061968 | 12 | 0.074556
40137 | 4.83 | 1 | 365 | 5.5258 | 0.068505 | 5 | 0.5943
44704 | 5.58 | 1 | 365 | 6.3838 | 0.78722 | 7 | 0.17105
40181 | 10.25 | 1 | 365 | 11.7266 | 0.48906 | 12 | 0.21564
40334 | 13.26 | 1 | 365 | 15.1702 | 0.38683 | 15 | 0.55701
38492 | 9 | 1 | 365 | 10.2965 | 0.62454 | 10 | 0.92105
38499 | 5.13 | 1 | 365 | 5.869 | 0.75599 | 6 | 0.625
40358 | 5.46 | 1 | 365 | 6.2465 | 0.51222 | 6 | 0.75877
38454 | 12.06 | 1 | 365 | 13.7973 | 0.63689 | 14 | 0.4342
40242 | 6.555 | 1 | 365 | 7.4993 | 0.021543 | 7 | 0.52083
40379 | 12.24 | 1 | 365 | 14.0032 | 0.04938 | 14 | 0.052625
39051 | 8.415 | 1 | 365 | 9.6272 | 0.28395 | 9 | 0.91118
40268 | 5.67 | 1 | 365 | 6.4868 | 0.99346 | 7 | 0.48026
40408 | 5.2 | 1 | 365 | 5.9491 | 0.9164 | 6 | 0.86549
39072 | 11.5 | 1 | 365 | 13.1566 | 0.35358 | 13 | 0.51023
40441 | 7.975 | 1 | 365 | 9.1238 | 0.27564 | 9 | 0.39948
38841 | 7.54 | 1 | 365 | 8.6262 | 0.27878 | 8 | 0.90497
39093 | 7.75 | 1 | 365 | 8.8664 | 0.76002 | 9 | 0.62646
40447 | 8.16 | 1 | 365 | 9.3355 | 0.69959 | 10 | 0.035084
39110 | 2.55 | 1 | 365 | 2.9173 | 0.84362 | 3 | 0.76096
40436 | 6.05 | 1 | 365 | 6.9215 | 0.86428 | 7 | 0.78582
39131 | 9.75 | 1 | 365 | 11.1545 | 0.34326 | 11 | 0.4978
39152 | 10.725 | 1 | 365 | 12.27 | 0.57758 | 12 | 0.84758
39029 | 6.63 | 1 | 365 | 7.5851 | 0.19341 | 7 | 0.77851
40269 | 8.525 | 1 | 365 | 9.7531 | 0.53603 | 10 | 0.2891
39170 | 7.425 | 1 | 365 | 8.4946 | 0.015249 | 8 | 0.50986
40394 | 10.45 | 1 | 365 | 11.9554 | 0.94739 | 12 | 0.90277
39181 | 8.25 | 1 | 365 | 9.4385 | 0.90583 | 10 | 0.34429
40410 | 9.35 | 1 | 365 | 10.6969 | 0.42661 | 11 | 0.12353
39695 | 5.75 | 1 | 365 | 6.5783 | 0.17679 | 6 | 0.75511
39700 | 9.945 | 1 | 365 | 11.3776 | 0.79012 | 12 | 0.16776
39705 | 3.025 | 1 | 365 | 3.4608 | 0.93214 | 4 | 0.39291
39713 | 11.5 | 1 | 365 | 13.1566 | 0.35358 | 13 | 0.51023
39982 | 5.5 | 1 | 365 | 6.2923 | 0.60389 | 6 | 0.8962
39994 | 4.75 | 1 | 365 | 5.4343 | 0.88518 | 6 | 0.31944
40014 | 10 | 1 | 365 | 11.4406 | 0.91616 | 12 | 0.35672
40034 | 9.075 | 1 | 365 | 10.3823 | 0.79642 | 11 | 0.17872
40076 | 11.5 | 1 | 365 | 13.1566 | 0.35358 | 13 | 0.51023
40093 | 7.395 | 1 | 365 | 8.4603 | 0.9465 | 9 | 0.40679
40111 | 11.22 | 1 | 365 | 12.8363 | 0.71193 | 13 | 0.54824
40123 | 12 | 1 | 365 | 13.7287 | 0.49939 | 14 | 0.22806
40161 | 11.5 | 1 | 365 | 13.1566 | 0.35358 | 13 | 0.51023
39478 | 2.86 | 1 | 365 | 3.272 | 0.55402 | 3 | 0.82602
39526 | 2.04 | 1 | 365 | 2.3339 | 0.6749 | 3 | 0.0087709
39611 | 3.64 | 1 | 365 | 4.1644 | 0.34148 | 4 | 0.50585
39744 | 2.6 | 1 | 365 | 2.9745 | 0.9582 | 3 | 0.93275
39746 | 7.65 | 1 | 365 | 8.752 | 0.53086 | 9 | 0.28289
39749 | 7.14 | 1 | 365 | 8.1686 | 0.36214 | 8 | 0.5307
39755 | 4.42 | 1 | 365 | 5.0567 | 0.12894 | 5 | 0.18567
40882 | 5.13 | 1 | 365 | 5.869 | 0.75599 | 6 | 0.625
40886 | 5.5 | 1 | 365 | 6.2923 | 0.60389 | 6 | 0.8962
40888 | 5.13 | 1 | 365 | 5.869 | 0.75599 | 6 | 0.625
39762 | 2.65 | 1 | 365 | 3.0317 | 0.072782 | 3 | 0.10453
40890 | 4.83 | 1 | 365 | 5.5258 | 0.068505 | 5 | 0.5943
40974 | 22.875 | 1 | 365 | 26.1703 | 0.42072 | 26 | 0.591
40741 | 9.15 | 1 | 365 | 10.4681 | 0.96829 | 11 | 0.4364
40642 | 9.483 | 1 | 365 | 10.8491 | 0.73139 | 11 | 0.58048
40655 | 9.72 | 1 | 365 | 11.1202 | 0.27451 | 11 | 0.39473
40889 | 9.45 | 1 | 365 | 10.8113 | 0.65577 | 11 | 0.4671
40893 | 8.1 | 1 | 365 | 9.2669 | 0.56209 | 9 | 0.82894
29836 | 249.5 | 0.9 | 365 | 256.8978 | 0.58237 | 257 | 0.48015
31313 | 125.97 | 0.9 | 365 | 129.7051 | 0.80738 | 130 | 0.51244
31312 | 50.7 | 0.9 | 365 | 52.2033 | 0.56644 | 52 | 0.76971
40430 | 5.775 | 1 | 365 | 6.6069 | 0.23408 | 6 | 0.84101
40523 | 3.85 | 1 | 365 | 4.4046 | 0.82272 | 5 | 0.22734
40988 | 7 | 1 | 365 | 8.0084 | 0.041312 | 8 | 0.049704
41016 | 6.5 | 1 | 365 | 7.4364 | 0.8955 | 8 | 0.33187
41028 | 8.32 | 1 | 365 | 9.5185 | 0.066245 | 9 | 0.58479
41020 | 8.8 | 1 | 365 | 10.0677 | 0.16622 | 10 | 0.23391
41036 | 7.425 | 1 | 365 | 8.4946 | 0.015249 | 8 | 0.50986
41037 | 8.58 | 1 | 365 | 9.816 | 0.66207 | 10 | 0.47807
39764 | 3.445 | 1 | 365 | 3.9413 | 0.89462 | 4 | 0.83589
39768 | 4.68 | 1 | 365 | 5.3542 | 0.72476 | 6 | 0.078945
39774 | 11.925 | 1 | 365 | 13.6429 | 0.32752 | 13 | 0.97039
39776 | 5.2 | 1 | 365 | 5.9491 | 0.9164 | 6 | 0.86549
39779 | 7.65 | 1 | 365 | 8.752 | 0.53086 | 9 | 0.28289
39783 | 9.945 | 1 | 365 | 11.3776 | 0.79012 | 12 | 0.16776
39786 | 7.28 | 1 | 365 | 8.3287 | 0.68296 | 9 | 0.011692
39790 | 4.68 | 1 | 365 | 5.3542 | 0.72476 | 6 | 0.078945
39798 | 6.24 | 1 | 365 | 7.1389 | 0.29968 | 7 | 0.43859
39804 | 6.5 | 1 | 365 | 7.4364 | 0.8955 | 8 | 0.33187
39811 | 5.98 | 1 | 365 | 6.8415 | 0.70386 | 7 | 0.54532
39814 | 6.24 | 1 | 365 | 7.1389 | 0.29968 | 7 | 0.43859
39821 | 10.92 | 1 | 365 | 12.4931 | 0.024447 | 12 | 0.51754
39836 | 5.46 | 1 | 365 | 6.2465 | 0.51222 | 6 | 0.75877
39842 | 9.36 | 1 | 365 | 10.7084 | 0.44953 | 11 | 0.15789
39863 | 8.58 | 1 | 365 | 9.816 | 0.66207 | 10 | 0.47807
39873 | 4.42 | 1 | 365 | 5.0567 | 0.12894 | 5 | 0.18567
39876 | 5.865 | 1 | 365 | 6.7099 | 0.44033 | 7 | 0.15022
39889 | 4.42 | 1 | 365 | 5.0567 | 0.12894 | 5 | 0.18567
39887 | 8.06 | 1 | 365 | 9.2211 | 0.47042 | 9 | 0.69152
39890 | 11.7 | 1 | 365 | 13.3855 | 0.81191 | 14 | 0.19736
39901 | 7.28 | 1 | 365 | 8.3287 | 0.68296 | 9 | 0.011692
39950 | 4.94 | 1 | 365 | 5.6516 | 0.32058 | 5 | 0.97222
37325 | 4.16 | 1 | 365 | 4.7593 | 0.53312 | 5 | 0.2924
39924 | 5.72 | 1 | 365 | 6.544 | 0.10804 | 6 | 0.65204
39976 | 6.76 | 1 | 365 | 7.7338 | 0.49132 | 8 | 0.22514
39978 | 8.06 | 1 | 365 | 9.2211 | 0.47042 | 9 | 0.69152
40042 | 5.72 | 1 | 365 | 6.544 | 0.10804 | 6 | 0.65204
40063 | 11.7 | 1 | 365 | 13.3855 | 0.81191 | 14 | 0.19736
40115 | 5.2 | 1 | 365 | 5.9491 | 0.9164 | 6 | 0.86549
36855 | 8.32 | 1 | 365 | 9.5185 | 0.066245 | 9 | 0.58479
40247 | 4.125 | 1 | 365 | 4.7192 | 0.45292 | 5 | 0.17215
40203 | 5.2 | 1 | 365 | 5.9491 | 0.9164 | 6 | 0.86549
38900 | 7.28 | 1 | 365 | 8.3287 | 0.68296 | 9 | 0.011692
40455 | 8.8 | 1 | 365 | 10.0677 | 0.16622 | 10 | 0.23391
40456 | 9.9 | 1 | 365 | 11.3262 | 0.687 | 12 | 0.013153
38725 | 3.9 | 1 | 365 | 4.4618 | 0.9373 | 5 | 0.39912
38751 | 4.94 | 1 | 365 | 5.6516 | 0.32058 | 5 | 0.97222
40473 | 7.7 | 1 | 365 | 8.8092 | 0.64544 | 9 | 0.45467
39088 | 4.94 | 1 | 365 | 5.6516 | 0.32058 | 5 | 0.97222
40513 | 12.75 | 1 | 365 | 14.5867 | 0.2181 | 14 | 0.80482
38745 | 4.68 | 1 | 365 | 5.3542 | 0.72476 | 6 | 0.078945
40505 | 6.5 | 1 | 365 | 7.4364 | 0.8955 | 8 | 0.33187
38797 | 9.62 | 1 | 365 | 11.0058 | 0.045346 | 11 | 0.051165
40982 | 6.6 | 1 | 365 | 7.5508 | 0.12467 | 7 | 0.67544
40997 | 9.625 | 1 | 365 | 11.0115 | 0.056804 | 11 | 0.068343
38818 | 4.94 | 1 | 365 | 5.6516 | 0.32058 | 5 | 0.97222
41044 | 7.7 | 1 | 365 | 8.8092 | 0.64544 | 9 | 0.45467
40534 | 4.4 | 1 | 365 | 5.0338 | 0.08311 | 5 | 0.11696
41049 | 10.175 | 1 | 365 | 11.6408 | 0.31719 | 11 | 0.95796
41056 | 7.75 | 1 | 365 | 8.8664 | 0.76002 | 9 | 0.62646
38853 | 10.4 | 1 | 365 | 11.8982 | 0.83281 | 12 | 0.73099
41057 | 13.2 | 1 | 365 | 15.1015 | 0.24933 | 15 | 0.35087
30704 | 108 | 0.9 | 365 | 111.2022 | 0.74508 | 111 | 0.94732
41061 | 4.75 | 1 | 365 | 5.4343 | 0.88518 | 6 | 0.31944
38943 | 7.02 | 1 | 365 | 8.0313 | 0.087144 | 8 | 0.11842
41067 | 7.8 | 1 | 365 | 8.9236 | 0.8746 | 9 | 0.79824
40567 | 4.68 | 1 | 365 | 5.3542 | 0.72476 | 6 | 0.078945
16337 | 10.71 | 1 | 365 | 12.2528 | 0.54321 | 12 | 0.79605
38997 | 12.74 | 1 | 365 | 14.5753 | 0.19519 | 14 | 0.77046
27380 | 6.5 | 1 | 365 | 7.4364 | 0.8955 | 8 | 0.33187
40591 | 4.95 | 1 | 365 | 5.6631 | 0.3435 | 6 | 0.0065764
33748 | 96.57 | 0.9 | 365 | 99.4333 | 0.17122 | 99 | 0.60456
13991 | 6.375 | 1 | 365 | 7.2934 | 0.60905 | 7 | 0.90241
15759 | 6.63 | 1 | 365 | 7.5851 | 0.19341 | 7 | 0.77851
40639 | 14.04 | 1 | 365 | 16.0625 | 0.17429 | 16 | 0.23683
38639 | 8.84 | 1 | 365 | 10.1135 | 0.25789 | 10 | 0.37134
40723 | 8.525 | 1 | 365 | 9.7531 | 0.53603 | 10 | 0.2891
33934 | 347.7 | 0.9 | 365 | 358.0094 | 0.11539 | 358 | 0.12484
15672 | 5.1 | 1 | 365 | 5.8347 | 0.68724 | 6 | 0.52193
34048 | 127.6 | 0.9 | 365 | 131.3834 | 0.16918 | 131 | 0.55257
40728 | 5.2 | 1 | 365 | 5.9491 | 0.9164 | 6 | 0.86549
16495 | 7.905 | 1 | 365 | 9.0438 | 0.11522 | 9 | 0.15899
34043 | 37.932 | 0.9 | 365 | 39.0567 | 0.23302 | 39 | 0.28972
34112 | 9.88 | 1 | 365 | 11.3033 | 0.64117 | 11 | 0.94444
40733 | 9.36 | 1 | 365 | 10.7084 | 0.44953 | 11 | 0.15789
34125 | 417.06 | 0.9 | 365 | 429.426 | 0.16723 | 429 | 0.59323
16722 | 5.61 | 1 | 365 | 6.4182 | 0.85597 | 7 | 0.27412
40732 | 9.625 | 1 | 365 | 11.0115 | 0.056804 | 11 | 0.068343
39846 | 4.59 | 1 | 365 | 5.2512 | 0.51852 | 5 | 0.76973
17693 | 3.9 | 1 | 365 | 4.4618 | 0.9373 | 5 | 0.39912
34348 | 784.08 | 0.9 | 365 | 807.3283 | 0.12925 | 807 | 0.45753
34392 | 7.8 | 1 | 365 | 8.9236 | 0.8746 | 9 | 0.79824
38697 | 5.98 | 1 | 365 | 6.8415 | 0.70386 | 7 | 0.54532
17963 | 10.92 | 1 | 365 | 12.4931 | 0.024447 | 12 | 0.51754
36029 | 11.18 | 1 | 365 | 12.7905 | 0.62027 | 13 | 0.41081
29249 | 6.885 | 1 | 365 | 7.8768 | 0.77778 | 8 | 0.6546
40496 | 12.74 | 1 | 365 | 14.5753 | 0.19519 | 14 | 0.77046
31427 | 7.02 | 1 | 365 | 8.0313 | 0.087144 | 8 | 0.11842
27224 | 6.76 | 1 | 365 | 7.7338 | 0.49132 | 8 | 0.22514
40773 | 10.2 | 1 | 365 | 11.6694 | 0.37448 | 12 | 0.043854
40940 | 8.32 | 1 | 365 | 9.5185 | 0.066245 | 9 | 0.58479
40953 | 9.88 | 1 | 365 | 11.3033 | 0.64117 | 11 | 0.94444
40963 | 8.06 | 1 | 365 | 9.2211 | 0.47042 | 9 | 0.69152
16589 | 46.8 | 0.9 | 365 | 48.1876 | 0.52287 | 48 | 0.7105
40774 | 10.66 | 1 | 365 | 12.1956 | 0.42863 | 12 | 0.62426
32014 | 127.49 | 0.8 | 365 | 116.6846 | 0.7265 | 117 | 0.41106
34307 | 49.05 | 0.9 | 365 | 50.5044 | 0.16339 | 50 | 0.66774
40776 | 9.9 | 1 | 365 | 11.3262 | 0.687 | 12 | 0.013153
80 | 1780 | 0.7 | 365 | 1425.4938 | 0.35354 | 1425 | 0.84731
34473 | 31.98 | 0.9 | 365 | 32.9282 | 0.95729 | 33 | 0.88551
31113 | 664.34 | 0.9 | 365 | 684.0379 | 0.17096 | 684 | 0.2089
33253 | 136.9 | 0.9 | 365 | 140.9591 | 0.35001 | 141 | 0.30915
34550 | 211.2 | 0.9 | 365 | 217.4622 | 0.59037 | 218 | 0.052534
29931 | 341 | 0.9 | 365 | 351.1108 | 0.29695 | 351 | 0.40774
40779 | 5.232 | 1 | 365 | 5.9857 | 0.98973 | 6 | 0.97544
40780 | 10.791 | 1 | 365 | 12.3455 | 0.72883 | 13 | 0.074337
40778 | 7.02 | 1 | 365 | 8.0313 | 0.087144 | 8 | 0.11842
40783 | 6.9 | 1 | 365 | 7.894 | 0.81215 | 8 | 0.70614
40784 | 8.32 | 1 | 365 | 9.5185 | 0.066245 | 9 | 0.58479
40785 | 9.6 | 1 | 365 | 10.9829 | 0.99951 | 11 | 0.98245
40788 | 9.36 | 1 | 365 | 10.7084 | 0.44953 | 11 | 0.15789
40789 | 8.58 | 1 | 365 | 9.816 | 0.66207 | 10 | 0.47807
37636 | 3.57 | 1 | 365 | 4.0843 | 0.18107 | 4 | 0.26535
40790 | 7.54 | 1 | 365 | 8.6262 | 0.27878 | 8 | 0.90497
37677 | 6.9 | 1 | 365 | 7.894 | 0.81215 | 8 | 0.70614
37684 | 5.5 | 1 | 365 | 6.2923 | 0.60389 | 6 | 0.8962
40791 | 7.54 | 1 | 365 | 8.6262 | 0.27878 | 8 | 0.90497
37683 | 5.83 | 1 | 365 | 6.6698 | 0.36012 | 7 | 0.029968
38040 | 8 | 1 | 365 | 9.1524 | 0.33293 | 9 | 0.48538
38104 | 9.805 | 1 | 365 | 11.2175 | 0.46929 | 11 | 0.68676
40792 | 5.2 | 1 | 365 | 5.9491 | 0.9164 | 6 | 0.86549
40793 | 11.7 | 1 | 365 | 13.3855 | 0.81191 | 14 | 0.19736
39707 | 3.575 | 1 | 365 | 4.09 | 0.19253 | 4 | 0.28253
38545 | 11.275 | 1 | 365 | 12.8992 | 0.83797 | 13 | 0.7372
40794 | 13.52 | 1 | 365 | 15.4676 | 0.98265 | 16 | 0.45029
40795 | 11.96 | 1 | 365 | 13.6829 | 0.40773 | 14 | 0.090637
40796 | 6.5 | 1 | 365 | 7.4364 | 0.8955 | 8 | 0.33187
34546 | 72.54 | 0.9 | 365 | 74.6908 | 0.61044 | 75 | 0.30128
40798 | 5.98 | 1 | 365 | 6.8415 | 0.70386 | 7 | 0.54532
34540 | 110.86 | 0.9 | 365 | 114.147 | 0.64369 | 114 | 0.79074
40800 | 12.48 | 1 | 365 | 14.2778 | 0.59937 | 14 | 0.87719
34613 | 383.24 | 0.9 | 365 | 394.6032 | 0.41502 | 395 | 0.018244
40801 | 9.36 | 1 | 365 | 10.7084 | 0.44953 | 11 | 0.15789
34046 | 54.6 | 0.9 | 365 | 56.2189 | 0.61001 | 56 | 0.82892
40802 | 14.82 | 1 | 365 | 16.9549 | 0.96175 | 17 | 0.91666
40803 | 9.88 | 1 | 365 | 11.3033 | 0.64117 | 11 | 0.94444
40840 | 7.02 | 1 | 365 | 8.0313 | 0.087144 | 8 | 0.11842
34622 | 145.08 | 0.9 | 365 | 149.3817 | 0.22088 | 149 | 0.60256
40879 | 3.64 | 1 | 365 | 4.1644 | 0.34148 | 4 | 0.50585
34672 | 537.4 | 0.9 | 365 | 553.3341 | 0.36299 | 553 | 0.69712
40357 | 6.12 | 1 | 365 | 7.0016 | 0.02469 | 7 | 0.026313
34700 | 51.55 | 0.9 | 365 | 53.0785 | 0.31952 | 53 | 0.398
34708 | 46.97 | 0.9 | 365 | 48.3627 | 0.87348 | 49 | 0.23616
40320 | 6.76 | 1 | 365 | 7.7338 | 0.49132 | 8 | 0.22514
34856 | 64.092 | 0.9 | 365 | 65.9924 | 0.18683 | 66 | 0.17918
39931 | 8.84 | 1 | 365 | 10.1135 | 0.25789 | 10 | 0.37134
34982 | 17.955 | 1 | 365 | 20.5415 | 0.14597 | 20 | 0.68749
35021 | 41.202 | 0.9 | 365 | 42.4237 | 0.97725 | 43 | 0.4009
35045 | 35 | 0.9 | 365 | 36.0378 | 0.1859 | 36 | 0.22367
34963 | 15.12 | 1 | 365 | 17.2981 | 0.64923 | 17 | 0.94736
44129 | 7.42 | 1 | 365 | 8.4889 | 0.0037907 | 8 | 0.49269
35156 | 122.2 | 0.9 | 365 | 125.8233 | 0.031928 | 125 | 0.85521
49200 | 10 | 1 | 365 | 11.4406 | 0.91616 | 12 | 0.35672
35270 | 561.2 | 0.9 | 365 | 577.8398 | 0.44941 | 578 | 0.28921
34965 | 26.125 | 0.9 | 365 | 26.8996 | 0.88162 | 27 | 0.78124
36276 | 250.12 | 0.9 | 365 | 257.5362 | 0.86109 | 258 | 0.39725
38553 | 6.885 | 1 | 365 | 7.8768 | 0.77778 | 8 | 0.6546
35267 | 417.24 | 0.9 | 365 | 429.6113 | 0.53847 | 430 | 0.14981
36462 | 15.6 | 1 | 365 | 17.8473 | 0.74921 | 18 | 0.59648
34465 | 42.18 | 0.9 | 365 | 43.4307 | 0.99433 | 44 | 0.42498
38899 | 6.24 | 1 | 365 | 7.1389 | 0.29968 | 7 | 0.43859
35063 | 54 | 0.9 | 365 | 55.6011 | 0.37254 | 55 | 0.97366
29924 | 363.48 | 0.9 | 365 | 374.2573 | 0.66093 | 374 | 0.91825
34754 | 60.8 | 0.9 | 365 | 62.6027 | 0.39723 | 62 | 0.99997
7422 | 257.04 | 0.9 | 365 | 264.6613 | 0.13328 | 264 | 0.79462
41136 | 7.975 | 1 | 365 | 9.1238 | 0.27564 | 9 | 0.39948
37672 | 27.5 | 0.9 | 365 | 28.3154 | 0.7175 | 29 | 0.032882
41132 | 9.69 | 1 | 365 | 11.0859 | 0.20576 | 11 | 0.29166
41147 | 6.6 | 1 | 365 | 7.5508 | 0.12467 | 7 | 0.67544
41148 | 9.075 | 1 | 365 | 10.3823 | 0.79642 | 11 | 0.17872
41137 | 5.545 | 1 | 365 | 6.3438 | 0.70701 | 7 | 0.050801
38098 | 122.4 | 0.9 | 365 | 126.0292 | 0.44442 | 126 | 0.47363
41162 | 4.68 | 1 | 365 | 5.3542 | 0.72476 | 6 | 0.078945
41168 | 7.2 | 1 | 365 | 8.2372 | 0.49964 | 8 | 0.73684
41176 | 7.975 | 1 | 365 | 9.1238 | 0.27564 | 9 | 0.39948
42319 | 26.775 | 0.9 | 365 | 27.5689 | 0.22222 | 27 | 0.79111
41177 | 5.25 | 1 | 365 | 6.0063 | 0.030984 | 6 | 0.037278
43263 | 30.6 | 0.9 | 365 | 31.5073 | 0.1111 | 31 | 0.61841
38010 | 5.98 | 1 | 365 | 6.8415 | 0.70386 | 7 | 0.54532
34673 | 114.4 | 0.9 | 365 | 117.792 | 0.94478 | 118 | 0.73679
34741 | 158.76 | 0.9 | 365 | 163.4673 | 0.43526 | 163 | 0.90256
34751 | 113.4 | 0.9 | 365 | 116.7624 | 0.88233 | 117 | 0.64468
41190 | 8.25 | 1 | 365 | 9.4385 | 0.90583 | 10 | 0.34429
41200 | 10.45 | 1 | 365 | 11.9554 | 0.94739 | 12 | 0.90277
38692 | 6.24 | 1 | 365 | 7.1389 | 0.29968 | 7 | 0.43859
36623 | 4.68 | 1 | 365 | 5.3542 | 0.72476 | 6 | 0.078945
46501 | 57.2 | 0.9 | 365 | 58.896 | 0.97239 | 59 | 0.86839
41218 | 7.25 | 1 | 365 | 8.2944 | 0.61422 | 8 | 0.90862
34323 | 395.01 | 0.9 | 365 | 406.7222 | 0.69011 | 407 | 0.41232
40217 | 6.095 | 1 | 365 | 6.973 | 0.9674 | 7 | 0.94042
38772 | 2.86 | 1 | 365 | 3.272 | 0.55402 | 3 | 0.82602
41232 | 4.75 | 1 | 365 | 5.4343 | 0.88518 | 6 | 0.31944
38847 | 8.32 | 1 | 365 | 9.5185 | 0.066245 | 9 | 0.58479
70 | 2570.04 | 0.7 | 365 | 2058.1888 | 0.68135 | 2058 | 0.87013
38704 | 5.2 | 1 | 365 | 5.9491 | 0.9164 | 6 | 0.86549
41242 | 3.9 | 1 | 365 | 4.4618 | 0.9373 | 5 | 0.39912
41245 | 8.8 | 1 | 365 | 10.0677 | 0.16622 | 10 | 0.23391
41246 | 8 | 1 | 365 | 9.1524 | 0.33293 | 9 | 0.48538
41249 | 7.15 | 1 | 365 | 8.18 | 0.38505 | 8 | 0.56505
50183 | 50.7 | 0.9 | 365 | 52.2033 | 0.56644 | 52 | 0.76971
41250 | 11.5 | 1 | 365 | 13.1566 | 0.35358 | 13 | 0.51023
41253 | 6.875 | 1 | 365 | 7.8654 | 0.75486 | 8 | 0.62025
41236 | 7.02 | 1 | 365 | 8.0313 | 0.087144 | 8 | 0.11842
6174 | 70.68 | 0.9 | 365 | 72.7757 | 0.77428 | 73 | 0.54997
38707 | 6.24 | 1 | 365 | 7.1389 | 0.29968 | 7 | 0.43859
34877 | 97.6 | 0.8 | 365 | 89.3279 | 0.92938 | 90 | 0.25727
33187 | 535.7 | 0.8 | 365 | 490.2966 | 0.094953 | 490 | 0.39159
41262 | 5.5 | 1 | 365 | 6.2923 | 0.60389 | 6 | 0.8962
41268 | 4.275 | 1 | 365 | 4.8908 | 0.79666 | 5 | 0.6875
39302 | 3.64 | 1 | 365 | 4.1644 | 0.34148 | 4 | 0.50585
41247 | 13.26 | 1 | 365 | 15.1702 | 0.38683 | 15 | 0.55701
41158 | 8.67 | 1 | 365 | 9.919 | 0.86831 | 10 | 0.78728
32980 | 649.8 | 0.8 | 365 | 594.7261 | 0.27366 | 594 | 0.99973
32979 | 649.8 | 0.8 | 365 | 594.7261 | 0.27366 | 594 | 0.99973
11199 | 106.02 | 0.9 | 365 | 109.1635 | 0.66142 | 109 | 0.82495
36695 | 3.12 | 1 | 365 | 3.5695 | 0.14984 | 3 | 0.7193
41070 | 9.9 | 1 | 365 | 11.3262 | 0.687 | 12 | 0.013153
41091 | 3.575 | 1 | 365 | 4.09 | 0.19253 | 4 | 0.28253
41088 | 11.55 | 1 | 365 | 13.2138 | 0.46816 | 13 | 0.68201
18389 | 11.475 | 1 | 365 | 13.128 | 0.29629 | 13 | 0.42434
18452 | 7.8 | 1 | 365 | 8.9236 | 0.8746 | 9 | 0.79824
41271 | 4.86 | 1 | 365 | 5.5601 | 0.13725 | 5 | 0.69737
41095 | 5.4 | 1 | 365 | 6.1779 | 0.37473 | 6 | 0.55263
41274 | 17.25 | 1 | 365 | 19.735 | 0.53038 | 20 | 0.26534
41281 | 6.325 | 1 | 365 | 7.2362 | 0.49447 | 7 | 0.73063
41283 | 6.4 | 1 | 365 | 7.322 | 0.66634 | 7 | 0.9883
39419 | 6.24 | 1 | 365 | 7.1389 | 0.29968 | 7 | 0.43859
41109 | 4.035 | 1 | 365 | 4.6163 | 0.24667 | 4 | 0.86294
41103 | 7.975 | 1 | 365 | 9.1238 | 0.27564 | 9 | 0.39948
41289 | 9.625 | 1 | 365 | 11.0115 | 0.056804 | 11 | 0.068343
41116 | 3.98 | 1 | 365 | 4.5533 | 0.12063 | 4 | 0.67397
41306 | 6.66 | 1 | 365 | 7.6194 | 0.26216 | 7 | 0.88158
41108 | 3.3 | 1 | 365 | 3.7754 | 0.56233 | 4 | 0.33772
41304 | 7.8 | 1 | 365 | 8.9236 | 0.8746 | 9 | 0.79824
32972 | 649.8 | 0.8 | 365 | 594.7261 | 0.27366 | 594 | 0.99973
32973 | 649.8 | 0.8 | 365 | 594.7261 | 0.27366 | 594 | 0.99973
32977 | 649.8 | 0.8 | 365 | 594.7261 | 0.27366 | 594 | 0.99973
41308 | 5 | 1 | 365 | 5.7203 | 0.45808 | 6 | 0.17836
32974 | 649.8 | 0.8 | 365 | 594.7261 | 0.27366 | 594 | 0.99973
41120 | 6.75 | 1 | 365 | 7.7224 | 0.46841 | 8 | 0.19079
41122 | 7.425 | 1 | 365 | 8.4946 | 0.015249 | 8 | 0.50986
41127 | 7.835 | 1 | 365 | 8.9637 | 0.95481 | 9 | 0.91849
41126 | 9.35 | 1 | 365 | 10.6969 | 0.42661 | 11 | 0.12353
37835 | 4.68 | 1 | 365 | 5.3542 | 0.72476 | 6 | 0.078945
31381 | 270.9 | 0.9 | 365 | 278.9323 | 0.7189 | 279 | 0.65119
27274 | 43 | 0.9 | 365 | 44.275 | 0.68554 | 44 | 0.96051
35658 | 312.48 | 0.9 | 365 | 321.7452 | 0.47575 | 322 | 0.22091
40654 | 4.59 | 1 | 365 | 5.2512 | 0.51852 | 5 | 0.76973
39556 | 7.02 | 1 | 365 | 8.0313 | 0.087144 | 8 | 0.11842
39789 | 3.9 | 1 | 365 | 4.4618 | 0.9373 | 5 | 0.39912
39844 | 8.58 | 1 | 365 | 9.816 | 0.66207 | 10 | 0.47807
39823 | 8.06 | 1 | 365 | 9.2211 | 0.47042 | 9 | 0.69152
39854 | 7.8 | 1 | 365 | 8.9236 | 0.8746 | 9 | 0.79824
40299 | 7.28 | 1 | 365 | 8.3287 | 0.68296 | 9 | 0.011692
40611 | 11.7 | 1 | 365 | 13.3855 | 0.81191 | 14 | 0.19736
40582 | 7.54 | 1 | 365 | 8.6262 | 0.27878 | 8 | 0.90497
40549 | 5.355 | 1 | 365 | 6.1264 | 0.2716 | 6 | 0.39802
40453 | 9.1 | 1 | 365 | 10.4109 | 0.85371 | 11 | 0.26462
40508 | 8.415 | 1 | 365 | 9.6272 | 0.28395 | 9 | 0.91118
40420 | 5.98 | 1 | 365 | 6.8415 | 0.70386 | 7 | 0.54532
40397 | 14.04 | 1 | 365 | 16.0625 | 0.17429 | 16 | 0.23683
39137 | 5.98 | 1 | 365 | 6.8415 | 0.70386 | 7 | 0.54532
40777 | 9.9 | 1 | 365 | 11.3262 | 0.687 | 12 | 0.013153
41141 | 4 | 1 | 365 | 4.5762 | 0.16646 | 4 | 0.74269
41244 | 3.64 | 1 | 365 | 4.1644 | 0.34148 | 4 | 0.50585
41252 | 7.14 | 1 | 365 | 8.1686 | 0.36214 | 8 | 0.5307
41276 | 3.9 | 1 | 365 | 4.4618 | 0.9373 | 5 | 0.39912
41294 | 7.95 | 1 | 365 | 9.0952 | 0.21835 | 9 | 0.31359
41266 | 8.48 | 1 | 365 | 9.7016 | 0.4329 | 10 | 0.1345
31076 | 7.02 | 1 | 365 | 8.0313 | 0.087144 | 8 | 0.11842
31318 | 4.725 | 1 | 365 | 5.4057 | 0.82789 | 6 | 0.23355
31339 | 17.92 | 1 | 365 | 20.5015 | 0.065759 | 20 | 0.56724
35579 | 6.05 | 1 | 365 | 6.9215 | 0.86428 | 7 | 0.78582
31919 | 8.84 | 1 | 365 | 10.1135 | 0.25789 | 10 | 0.37134
30022 | 7.562 | 1 | 365 | 8.6514 | 0.3292 | 8 | 0.98055
29737 | 7.8 | 1 | 365 | 8.9236 | 0.8746 | 9 | 0.79824
39796 | 10.965 | 1 | 365 | 12.5446 | 0.12757 | 12 | 0.67214
41063 | 14.04 | 1 | 365 | 16.0625 | 0.17429 | 16 | 0.23683
41155 | 13.78 | 1 | 365 | 15.7651 | 0.57847 | 16 | 0.34356
38936 | 8.58 | 1 | 365 | 9.816 | 0.66207 | 10 | 0.47807
41698 | 14.04 | 1 | 365 | 16.0625 | 0.17429 | 16 | 0.23683
41064 | 5.2 | 1 | 365 | 5.9491 | 0.9164 | 6 | 0.86549
41123 | 12.48 | 1 | 365 | 14.2778 | 0.59937 | 14 | 0.87719
39032 | 4.94 | 1 | 365 | 5.6516 | 0.32058 | 5 | 0.97222
41240 | 6.24 | 1 | 365 | 7.1389 | 0.29968 | 7 | 0.43859
39028 | 7.54 | 1 | 365 | 8.6262 | 0.27878 | 8 | 0.90497
39141 | 7.8 | 1 | 365 | 8.9236 | 0.8746 | 9 | 0.79824
39164 | 3.12 | 1 | 365 | 3.5695 | 0.14984 | 3 | 0.7193
39167 | 5.46 | 1 | 365 | 6.2465 | 0.51222 | 6 | 0.75877
41716 | 6.375 | 1 | 365 | 7.2934 | 0.60905 | 7 | 0.90241
41144 | 10.66 | 1 | 365 | 12.1956 | 0.42863 | 12 | 0.62426
39469 | 3.64 | 1 | 365 | 4.1644 | 0.34148 | 4 | 0.50585
39183 | 6.76 | 1 | 365 | 7.7338 | 0.49132 | 8 | 0.22514
41004 | 8.32 | 1 | 365 | 9.5185 | 0.066245 | 9 | 0.58479
41664 | 6.24 | 1 | 365 | 7.1389 | 0.29968 | 7 | 0.43859
40957 | 3.38 | 1 | 365 | 3.8669 | 0.74566 | 4 | 0.61257
39281 | 3.64 | 1 | 365 | 4.1644 | 0.34148 | 4 | 0.50585
40986 | 10.4 | 1 | 365 | 11.8982 | 0.83281 | 12 | 0.73099
41153 | 11.44 | 1 | 365 | 13.088 | 0.21609 | 13 | 0.30409
41093 | 8.32 | 1 | 365 | 9.5185 | 0.066245 | 9 | 0.58479
41104 | 6.5 | 1 | 365 | 7.4364 | 0.8955 | 8 | 0.33187
41681 | 3.9 | 1 | 365 | 4.4618 | 0.9373 | 5 | 0.39912
40991 | 12.22 | 1 | 365 | 13.9804 | 0.0035475 | 13 | 0.98391
40998 | 10.92 | 1 | 365 | 12.4931 | 0.024447 | 12 | 0.51754
41739 | 2.34 | 1 | 365 | 2.6771 | 0.36238 | 3 | 0.039472
42349 | 7.02 | 1 | 365 | 8.0313 | 0.087144 | 8 | 0.11842
42361 | 3.38 | 1 | 365 | 3.8669 | 0.74566 | 4 | 0.61257
36690 | 2.55 | 1 | 365 | 2.9173 | 0.84362 | 3 | 0.76096
42366 | 5.72 | 1 | 365 | 6.544 | 0.10804 | 6 | 0.65204
17676 | 7.65 | 1 | 365 | 8.752 | 0.53086 | 9 | 0.28289
31588 | 4.94 | 1 | 365 | 5.6516 | 0.32058 | 5 | 0.97222
42378 | 10.4 | 1 | 365 | 11.8982 | 0.83281 | 12 | 0.73099
42373 | 7.54 | 1 | 365 | 8.6262 | 0.27878 | 8 | 0.90497
41007 | 9.62 | 1 | 365 | 11.0058 | 0.045346 | 11 | 0.051165
31594 | 5.98 | 1 | 365 | 6.8415 | 0.70386 | 7 | 0.54532
19788 | 7.65 | 1 | 365 | 8.752 | 0.53086 | 9 | 0.28289
41783 | 8.415 | 1 | 365 | 9.6272 | 0.28395 | 9 | 0.91118
15014 | 3.57 | 1 | 365 | 4.0843 | 0.18107 | 4 | 0.26535
41802 | 3.9 | 1 | 365 | 4.4618 | 0.9373 | 5 | 0.39912
27615 | 11.96 | 1 | 365 | 13.6829 | 0.40773 | 14 | 0.090637
27596 | 8.415 | 1 | 365 | 9.6272 | 0.28395 | 9 | 0.91118
41167 | 8.58 | 1 | 365 | 9.816 | 0.66207 | 10 | 0.47807
41881 | 11.475 | 1 | 365 | 13.128 | 0.29629 | 13 | 0.42434
41234 | 6.76 | 1 | 365 | 7.7338 | 0.49132 | 8 | 0.22514
27462 | 5.46 | 1 | 365 | 6.2465 | 0.51222 | 6 | 0.75877
41913 | 2.08 | 1 | 365 | 2.3796 | 0.76656 | 3 | 0.1462
21295 | 5.46 | 1 | 365 | 6.2465 | 0.51222 | 6 | 0.75877
21697 | 7.02 | 1 | 365 | 8.0313 | 0.087144 | 8 | 0.11842
42397 | 7.02 | 1 | 365 | 8.0313 | 0.087144 | 8 | 0.11842
21464 | 8.84 | 1 | 365 | 10.1135 | 0.25789 | 10 | 0.37134
20502 | 5.46 | 1 | 365 | 6.2465 | 0.51222 | 6 | 0.75877
27548 | 13.78 | 1 | 365 | 15.7651 | 0.57847 | 16 | 0.34356
21024 | 3.64 | 1 | 365 | 4.1644 | 0.34148 | 4 | 0.50585
19678 | 11.18 | 1 | 365 | 12.7905 | 0.62027 | 13 | 0.41081
31425 | 8.58 | 1 | 365 | 9.816 | 0.66207 | 10 | 0.47807
19512 | 7.54 | 1 | 365 | 8.6262 | 0.27878 | 8 | 0.90497
19534 | 7.28 | 1 | 365 | 8.3287 | 0.68296 | 9 | 0.011692
19981 | 4.68 | 1 | 365 | 5.3542 | 0.72476 | 6 | 0.078945
20602 | 6.5 | 1 | 365 | 7.4364 | 0.8955 | 8 | 0.33187
20010 | 6.24 | 1 | 365 | 7.1389 | 0.29968 | 7 | 0.43859
17558 | 4.42 | 1 | 365 | 5.0567 | 0.12894 | 5 | 0.18567
19965 | 3.06 | 1 | 365 | 3.5008 | 0.012345 | 3 | 0.51316
20494 | 4.42 | 1 | 365 | 5.0567 | 0.12894 | 5 | 0.18567
31527 | 13 | 1 | 365 | 14.8727 | 0.79101 | 15 | 0.66374
20663 | 8.32 | 1 | 365 | 9.5185 | 0.066245 | 9 | 0.58479
20718 | 10.14 | 1 | 365 | 11.6007 | 0.23699 | 11 | 0.83771
20721 | 7.8 | 1 | 365 | 8.9236 | 0.8746 | 9 | 0.79824
21179 | 7.28 | 1 | 365 | 8.3287 | 0.68296 | 9 | 0.011692
31426 | 4.68 | 1 | 365 | 5.3542 | 0.72476 | 6 | 0.078945
21198 | 9.62 | 1 | 365 | 11.0058 | 0.045346 | 11 | 0.051165
31223 | 5.2 | 1 | 365 | 5.9491 | 0.9164 | 6 | 0.86549
37827 | 10.92 | 1 | 365 | 12.4931 | 0.024447 | 12 | 0.51754
37828 | 6.76 | 1 | 365 | 7.7338 | 0.49132 | 8 | 0.22514
41677 | 2.86 | 1 | 365 | 3.272 | 0.55402 | 3 | 0.82602
41667 | 7.02 | 1 | 365 | 8.0313 | 0.087144 | 8 | 0.11842
42864 | 4.5 | 1 | 365 | 5.1483 | 0.31227 | 5 | 0.46052
29642 | 9.1 | 1 | 365 | 10.4109 | 0.85371 | 11 | 0.26462
33792 | 9.69 | 1 | 365 | 11.0859 | 0.20576 | 11 | 0.29166
21482 | 7.02 | 1 | 365 | 8.0313 | 0.087144 | 8 | 0.11842
42916 | 8.84 | 1 | 365 | 10.1135 | 0.25789 | 10 | 0.37134
42902 | 7.02 | 1 | 365 | 8.0313 | 0.087144 | 8 | 0.11842
42905 | 4.68 | 1 | 365 | 5.3542 | 0.72476 | 6 | 0.078945
43040 | 6.885 | 1 | 365 | 7.8768 | 0.77778 | 8 | 0.6546
42890 | 6.5 | 1 | 365 | 7.4364 | 0.8955 | 8 | 0.33187
32339 | 9.88 | 1 | 365 | 11.3033 | 0.64117 | 11 | 0.94444
42899 | 5.98 | 1 | 365 | 6.8415 | 0.70386 | 7 | 0.54532
32525 | 4.845 | 1 | 365 | 5.543 | 0.10288 | 5 | 0.64583
21484 | 8.32 | 1 | 365 | 9.5185 | 0.066245 | 9 | 0.58479
42927 | 6.5 | 1 | 365 | 7.4364 | 0.8955 | 8 | 0.33187
42418 | 7.14 | 1 | 365 | 8.1686 | 0.36214 | 8 | 0.5307
32588 | 5.865 | 1 | 365 | 6.7099 | 0.44033 | 7 | 0.15022
32948 | 2.08 | 1 | 365 | 2.3796 | 0.76656 | 3 | 0.1462
33261 | 7.02 | 1 | 365 | 8.0313 | 0.087144 | 8 | 0.11842
21487 | 7.28 | 1 | 365 | 8.3287 | 0.68296 | 9 | 0.011692
42417 | 8.06 | 1 | 365 | 9.2211 | 0.47042 | 9 | 0.69152
22303 | 4.68 | 1 | 365 | 5.3542 | 0.72476 | 6 | 0.078945
22253 | 4.42 | 1 | 365 | 5.0567 | 0.12894 | 5 | 0.18567
35917 | 4.94 | 1 | 365 | 5.6516 | 0.32058 | 5 | 0.97222
42450 | 5.98 | 1 | 365 | 6.8415 | 0.70386 | 7 | 0.54532
22389 | 7.28 | 1 | 365 | 8.3287 | 0.68296 | 9 | 0.011692
42483 | 8.32 | 1 | 365 | 9.5185 | 0.066245 | 9 | 0.58479
21728 | 11.7 | 1 | 365 | 13.3855 | 0.81191 | 14 | 0.19736
35074 | 22.875 | 1 | 365 | 26.1703 | 0.42072 | 26 | 0.591
41311 | 2.86 | 1 | 365 | 3.272 | 0.55402 | 3 | 0.82602
39337 | 7.02 | 1 | 365 | 8.0313 | 0.087144 | 8 | 0.11842
41321 | 9.625 | 1 | 365 | 11.0115 | 0.056804 | 11 | 0.068343
41316 | 7.975 | 1 | 365 | 9.1238 | 0.27564 | 9 | 0.39948
41318 | 8.8 | 1 | 365 | 10.0677 | 0.16622 | 10 | 0.23391
41332 | 10.45 | 1 | 365 | 11.9554 | 0.94739 | 12 | 0.90277
41337 | 7.15 | 1 | 365 | 8.18 | 0.38505 | 8 | 0.56505
41345 | 5.225 | 1 | 365 | 5.9777 | 0.97369 | 6 | 0.95139
41314 | 5.72 | 1 | 365 | 6.544 | 0.10804 | 6 | 0.65204
41336 | 4.16 | 1 | 365 | 4.7593 | 0.53312 | 5 | 0.2924
41342 | 6.76 | 1 | 365 | 7.7338 | 0.49132 | 8 | 0.22514
41347 | 9.36 | 1 | 365 | 10.7084 | 0.44953 | 11 | 0.15789
34879 | 147.915 | 0.9 | 365 | 152.3007 | 0.067943 | 152 | 0.36868
44332 | 17.7 | 1 | 365 | 20.2498 | 0.5616 | 20 | 0.81139
37515 | 3.51 | 1 | 365 | 4.0156 | 0.043572 | 4 | 0.059209
41340 | 7.14 | 1 | 365 | 8.1686 | 0.36214 | 8 | 0.5307
41328 | 7.65 | 1 | 365 | 8.752 | 0.53086 | 9 | 0.28289
39635 | 7.8 | 1 | 365 | 8.9236 | 0.8746 | 9 | 0.79824
40601 | 3.64 | 1 | 365 | 4.1644 | 0.34148 | 4 | 0.50585
43542 | 9.72 | 1 | 365 | 11.1202 | 0.27451 | 11 | 0.39473
44059 | 6.9 | 1 | 365 | 7.894 | 0.81215 | 8 | 0.70614
44727 | 7.44 | 1 | 365 | 8.5118 | 0.049623 | 8 | 0.5614
41324 | 12.42 | 1 | 365 | 14.2092 | 0.46187 | 14 | 0.67105
41414 | 8.502 | 1 | 365 | 9.7268 | 0.48332 | 10 | 0.21008
41528 | 12.6 | 1 | 365 | 14.4151 | 0.87436 | 15 | 0.28947
41554 | 8.505 | 1 | 365 | 9.7302 | 0.49019 | 10 | 0.22039
41555 | 6.867 | 1 | 365 | 7.8562 | 0.73653 | 8 | 0.59276
40612 | 6.615 | 1 | 365 | 7.5679 | 0.15904 | 7 | 0.72697
40595 | 7.65 | 1 | 365 | 8.752 | 0.53086 | 9 | 0.28289
40587 | 7.5 | 1 | 365 | 8.5804 | 0.18712 | 8 | 0.76754
40690 | 5.4 | 1 | 365 | 6.1779 | 0.37473 | 6 | 0.55263
40543 | 5.72 | 1 | 365 | 6.544 | 0.10804 | 6 | 0.65204
40695 | 9.45 | 1 | 365 | 10.8113 | 0.65577 | 11 | 0.4671
40736 | 6.3 | 1 | 365 | 7.2076 | 0.43718 | 7 | 0.64473
40648 | 8.4 | 1 | 365 | 9.6101 | 0.24957 | 9 | 0.85964
40665 | 5.67 | 1 | 365 | 6.4868 | 0.99346 | 7 | 0.48026
40619 | 5.88 | 1 | 365 | 6.727 | 0.4747 | 7 | 0.20175
40627 | 9.18 | 1 | 365 | 10.5024 | 0.037035 | 10 | 0.53947
40682 | 3.42 | 1 | 365 | 3.9127 | 0.83733 | 4 | 0.75
40701 | 4.65 | 1 | 365 | 5.3199 | 0.65601 | 5 | 0.97587
41602 | 10.8 | 1 | 365 | 12.3558 | 0.74945 | 13 | 0.10526
41604 | 10.71 | 1 | 365 | 12.2528 | 0.54321 | 12 | 0.79605
41605 | 9.075 | 1 | 365 | 10.3823 | 0.79642 | 11 | 0.17872
41662 | 7.15 | 1 | 365 | 8.18 | 0.38505 | 8 | 0.56505
41663 | 8.25 | 1 | 365 | 9.4385 | 0.90583 | 10 | 0.34429
41675 | 5.1 | 1 | 365 | 5.8347 | 0.68724 | 6 | 0.52193
42402 | 11.275 | 1 | 365 | 12.8992 | 0.83797 | 13 | 0.7372
42403 | 8.5 | 1 | 365 | 9.7245 | 0.47874 | 10 | 0.20321
42408 | 7.15 | 1 | 365 | 8.18 | 0.38505 | 8 | 0.56505
41461 | 9.45 | 1 | 365 | 10.8113 | 0.65577 | 11 | 0.4671
42533 | 7.8 | 1 | 365 | 8.9236 | 0.8746 | 9 | 0.79824
42584 | 7.83 | 1 | 365 | 8.958 | 0.94335 | 9 | 0.90131
41859 | 5.985 | 1 | 365 | 6.8472 | 0.71532 | 7 | 0.5625
42648 | 7.02 | 1 | 365 | 8.0313 | 0.087144 | 8 | 0.11842
33942 | 13 | 1 | 365 | 14.8727 | 0.79101 | 15 | 0.66374
42655 | 2.86 | 1 | 365 | 3.272 | 0.55402 | 3 | 0.82602
33949 | 8.84 | 1 | 365 | 10.1135 | 0.25789 | 10 | 0.37134
42668 | 3.12 | 1 | 365 | 3.5695 | 0.14984 | 3 | 0.7193
34090 | 4.68 | 1 | 365 | 5.3542 | 0.72476 | 6 | 0.078945
42702 | 5.61 | 1 | 365 | 6.4182 | 0.85597 | 7 | 0.27412
34273 | 9.1 | 1 | 365 | 10.4109 | 0.85371 | 11 | 0.26462
42711 | 9.435 | 1 | 365 | 10.7942 | 0.6214 | 11 | 0.41557
41613 | 3.9 | 1 | 365 | 4.4618 | 0.9373 | 5 | 0.39912
42708 | 4.68 | 1 | 365 | 5.3542 | 0.72476 | 6 | 0.078945
42917 | 7.28 | 1 | 365 | 8.3287 | 0.68296 | 9 | 0.011692
43259 | 5.355 | 1 | 365 | 6.1264 | 0.2716 | 6 | 0.39802
43260 | 8.84 | 1 | 365 | 10.1135 | 0.25789 | 10 | 0.37134
42720 | 7.8 | 1 | 365 | 8.9236 | 0.8746 | 9 | 0.79824
43265 | 3.12 | 1 | 365 | 3.5695 | 0.14984 | 3 | 0.7193
43262 | 8.67 | 1 | 365 | 9.919 | 0.86831 | 10 | 0.78728
43267 | 6.375 | 1 | 365 | 7.2934 | 0.60905 | 7 | 0.90241
23311 | 5.98 | 1 | 365 | 6.8415 | 0.70386 | 7 | 0.54532
23979 | 7.02 | 1 | 365 | 8.0313 | 0.087144 | 8 | 0.11842
24017 | 5.46 | 1 | 365 | 6.2465 | 0.51222 | 6 | 0.75877
24024 | 3.64 | 1 | 365 | 4.1644 | 0.34148 | 4 | 0.50585
43270 | 11.7 | 1 | 365 | 13.3855 | 0.81191 | 14 | 0.19736
24242 | 8.58 | 1 | 365 | 9.816 | 0.66207 | 10 | 0.47807
35863 | 4.16 | 1 | 365 | 4.7593 | 0.53312 | 5 | 0.2924
28145 | 4.08 | 1 | 365 | 4.6677 | 0.34979 | 5 | 0.017542
28146 | 4.335 | 1 | 365 | 4.9595 | 0.93416 | 5 | 0.89364
43301 | 5.46 | 1 | 365 | 6.2465 | 0.51222 | 6 | 0.75877
43302 | 3.64 | 1 | 365 | 4.1644 | 0.34148 | 4 | 0.50585
43304 | 12.48 | 1 | 365 | 14.2778 | 0.59937 | 14 | 0.87719
43298 | 7.54 | 1 | 365 | 8.6262 | 0.27878 | 8 | 0.90497
43309 | 5.46 | 1 | 365 | 6.2465 | 0.51222 | 6 | 0.75877
42686 | 11.44 | 1 | 365 | 13.088 | 0.21609 | 13 | 0.30409
43313 | 4.42 | 1 | 365 | 5.0567 | 0.12894 | 5 | 0.18567
42729 | 9.36 | 1 | 365 | 10.7084 | 0.44953 | 11 | 0.15789
43307 | 8.84 | 1 | 365 | 10.1135 | 0.25789 | 10 | 0.37134
43314 | 2.86 | 1 | 365 | 3.272 | 0.55402 | 3 | 0.82602
42741 | 5.355 | 1 | 365 | 6.1264 | 0.2716 | 6 | 0.39802
43317 | 4.68 | 1 | 365 | 5.3542 | 0.72476 | 6 | 0.078945
42775 | 7.65 | 1 | 365 | 8.752 | 0.53086 | 9 | 0.28289
43320 | 4.68 | 1 | 365 | 5.3542 | 0.72476 | 6 | 0.078945
25104 | 6.24 | 1 | 365 | 7.1389 | 0.29968 | 7 | 0.43859
42759 | 6.5 | 1 | 365 | 7.4364 | 0.8955 | 8 | 0.33187
25185 | 4.68 | 1 | 365 | 5.3542 | 0.72476 | 6 | 0.078945
42790 | 6.875 | 1 | 365 | 7.8654 | 0.75486 | 8 | 0.62025
25195 | 4.68 | 1 | 365 | 5.3542 | 0.72476 | 6 | 0.078945
28336 | 3.38 | 1 | 365 | 3.8669 | 0.74566 | 4 | 0.61257
42795 | 4.4 | 1 | 365 | 5.0338 | 0.08311 | 5 | 0.11696
25223 | 4.16 | 1 | 365 | 4.7593 | 0.53312 | 5 | 0.2924
41355 | 7.8 | 1 | 365 | 8.9236 | 0.8746 | 9 | 0.79824
42833 | 7.28 | 1 | 365 | 8.3287 | 0.68296 | 9 | 0.011692
43319 | 10.92 | 1 | 365 | 12.4931 | 0.024447 | 12 | 0.51754
43327 | 3.9 | 1 | 365 | 4.4618 | 0.9373 | 5 | 0.39912
42834 | 4.335 | 1 | 365 | 4.9595 | 0.93416 | 5 | 0.89364
41405 | 8.58 | 1 | 365 | 9.816 | 0.66207 | 10 | 0.47807
43326 | 3.64 | 1 | 365 | 4.1644 | 0.34148 | 4 | 0.50585
42838 | 9.1 | 1 | 365 | 10.4109 | 0.85371 | 11 | 0.26462
41411 | 5.2 | 1 | 365 | 5.9491 | 0.9164 | 6 | 0.86549
43332 | 3.9 | 1 | 365 | 4.4618 | 0.9373 | 5 | 0.39912
41351 | 4.8 | 1 | 365 | 5.4915 | 0.99976 | 6 | 0.49123
43330 | 3.9 | 1 | 365 | 4.4618 | 0.9373 | 5 | 0.39912
41363 | 8.415 | 1 | 365 | 9.6272 | 0.28395 | 9 | 0.91118
43336 | 11.44 | 1 | 365 | 13.088 | 0.21609 | 13 | 0.30409
43329 | 10.66 | 1 | 365 | 12.1956 | 0.42863 | 12 | 0.62426
43343 | 8.32 | 1 | 365 | 9.5185 | 0.066245 | 9 | 0.58479
41597 | 6.48 | 1 | 365 | 7.4135 | 0.84967 | 8 | 0.26315
43337 | 8.215 | 1 | 365 | 9.3984 | 0.82563 | 10 | 0.22405
41348 | 8.415 | 1 | 365 | 9.6272 | 0.28395 | 9 | 0.91118
41349 | 6.875 | 1 | 365 | 7.8654 | 0.75486 | 8 | 0.62025
43344 | 3.12 | 1 | 365 | 3.5695 | 0.14984 | 3 | 0.7193
41367 | 6.5 | 1 | 365 | 7.4364 | 0.8955 | 8 | 0.33187
43342 | 6.12 | 1 | 365 | 7.0016 | 0.02469 | 7 | 0.026313
41388 | 6.6 | 1 | 365 | 7.5508 | 0.12467 | 7 | 0.67544
41394 | 4.95 | 1 | 365 | 5.6631 | 0.3435 | 6 | 0.0065764
41684 | 5.865 | 1 | 365 | 6.7099 | 0.44033 | 7 | 0.15022
41427 | 5.75 | 1 | 365 | 6.5783 | 0.17679 | 6 | 0.75511
41425 | 7.7 | 1 | 365 | 8.8092 | 0.64544 | 9 | 0.45467
41441 | 3.924 | 1 | 365 | 4.4893 | 0.9923 | 5 | 0.48158
41520 | 6.25 | 1 | 365 | 7.1504 | 0.3226 | 7 | 0.47295
41525 | 7.975 | 1 | 365 | 9.1238 | 0.27564 | 9 | 0.39948
41446 | 9.81 | 1 | 365 | 11.2232 | 0.48075 | 11 | 0.70394
41530 | 7.15 | 1 | 365 | 8.18 | 0.38505 | 8 | 0.56505
41537 | 4.125 | 1 | 365 | 4.7192 | 0.45292 | 5 | 0.17215
40705 | 7.848 | 1 | 365 | 8.9786 | 0.9846 | 9 | 0.96315
42036 | 9.135 | 1 | 365 | 10.451 | 0.93391 | 11 | 0.38486
40568 | 5.46 | 1 | 365 | 6.2465 | 0.51222 | 6 | 0.75877
40660 | 7.62 | 1 | 365 | 8.7177 | 0.46211 | 9 | 0.17982
41694 | 5.775 | 1 | 365 | 6.6069 | 0.23408 | 6 | 0.84101
41582 | 9.69 | 1 | 365 | 11.0859 | 0.20576 | 11 | 0.29166
41585 | 3.64 | 1 | 365 | 4.1644 | 0.34148 | 4 | 0.50585
41719 | 2.75 | 1 | 365 | 3.1462 | 0.30194 | 3 | 0.4481
41586 | 8.25 | 1 | 365 | 9.4385 | 0.90583 | 10 | 0.34429
41587 | 9.35 | 1 | 365 | 10.6969 | 0.42661 | 11 | 0.12353
41726 | 4.5 | 1 | 365 | 5.1483 | 0.31227 | 5 | 0.46052
41589 | 5.865 | 1 | 365 | 6.7099 | 0.44033 | 7 | 0.15022
41476 | 5.804 | 1 | 365 | 6.6401 | 0.30054 | 6 | 0.94064
41735 | 4.275 | 1 | 365 | 4.8908 | 0.79666 | 5 | 0.6875
41731 | 8.525 | 1 | 365 | 9.7531 | 0.53603 | 10 | 0.2891
41744 | 10.66 | 1 | 365 | 12.1956 | 0.42863 | 12 | 0.62426
41751 | 7.02 | 1 | 365 | 8.0313 | 0.087144 | 8 | 0.11842
41747 | 10 | 1 | 365 | 11.4406 | 0.91616 | 12 | 0.35672
41745 | 3.825 | 1 | 365 | 4.376 | 0.76543 | 5 | 0.14145
41755 | 13.26 | 1 | 365 | 15.1702 | 0.38683 | 15 | 0.55701
41763 | 9.625 | 1 | 365 | 11.0115 | 0.056804 | 11 | 0.068343
41758 | 7.975 | 1 | 365 | 9.1238 | 0.27564 | 9 | 0.39948
41781 | 12 | 1 | 365 | 13.7287 | 0.49939 | 14 | 0.22806
41773 | 6.25 | 1 | 365 | 7.1504 | 0.3226 | 7 | 0.47295
41792 | 5.61 | 1 | 365 | 6.4182 | 0.85597 | 7 | 0.27412
41795 | 9.075 | 1 | 365 | 10.3823 | 0.79642 | 11 | 0.17872
41804 | 3.5 | 1 | 365 | 4.0042 | 0.020656 | 4 | 0.024852
41815 | 6.325 | 1 | 365 | 7.2362 | 0.49447 | 7 | 0.73063
41821 | 6.325 | 1 | 365 | 7.2362 | 0.49447 | 7 | 0.73063
41832 | 12.1 | 1 | 365 | 13.8431 | 0.72855 | 14 | 0.57163
41824 | 6.6 | 1 | 365 | 7.5508 | 0.12467 | 7 | 0.67544
41842 | 8.16 | 1 | 365 | 9.3355 | 0.69959 | 10 | 0.035084
37408 | 6 | 1 | 365 | 6.8643 | 0.7497 | 7 | 0.61403
41862 | 3.85 | 1 | 365 | 4.4046 | 0.82272 | 5 | 0.22734
41866 | 4.845 | 1 | 365 | 5.543 | 0.10288 | 5 | 0.64583
41877 | 3.025 | 1 | 365 | 3.4608 | 0.93214 | 4 | 0.39291
41907 | 10.45 | 1 | 365 | 11.9554 | 0.94739 | 12 | 0.90277
41912 | 8.25 | 1 | 365 | 9.4385 | 0.90583 | 10 | 0.34429
41917 | 3.64 | 1 | 365 | 4.1644 | 0.34148 | 4 | 0.50585
41923 | 6.325 | 1 | 365 | 7.2362 | 0.49447 | 7 | 0.73063
41925 | 10.175 | 1 | 365 | 11.6408 | 0.31719 | 11 | 0.95796
41933 | 6.875 | 1 | 365 | 7.8654 | 0.75486 | 8 | 0.62025
41944 | 6.325 | 1 | 365 | 7.2362 | 0.49447 | 7 | 0.73063
41878 | 11.75 | 1 | 365 | 13.4427 | 0.92649 | 14 | 0.36915
41950 | 4.675 | 1 | 365 | 5.3485 | 0.7133 | 6 | 0.061767
41930 | 12 | 1 | 365 | 13.7287 | 0.49939 | 14 | 0.22806
41939 | 5.72 | 1 | 365 | 6.544 | 0.10804 | 6 | 0.65204
41955 | 7.7 | 1 | 365 | 8.8092 | 0.64544 | 9 | 0.45467
41957 | 10.75 | 1 | 365 | 12.2986 | 0.63487 | 12 | 0.93347
41964 | 5.775 | 1 | 365 | 6.6069 | 0.23408 | 6 | 0.84101
41968 | 6.05 | 1 | 365 | 6.9215 | 0.86428 | 7 | 0.78582
41971 | 3.85 | 1 | 365 | 4.4046 | 0.82272 | 5 | 0.22734
41970 | 8.25 | 1 | 365 | 9.4385 | 0.90583 | 10 | 0.34429
4341 | 10 | 1 | 365 | 11.4406 | 0.91616 | 12 | 0.35672
37635 | 5.1 | 1 | 365 | 5.8347 | 0.68724 | 6 | 0.52193
42040 | 3.025 | 1 | 365 | 3.4608 | 0.93214 | 4 | 0.39291
42045 | 8.64 | 1 | 365 | 9.8846 | 0.79956 | 10 | 0.68421
42052 | 11.275 | 1 | 365 | 12.8992 | 0.83797 | 13 | 0.7372
42060 | 9.35 | 1 | 365 | 10.6969 | 0.42661 | 11 | 0.12353
42048 | 6.6 | 1 | 365 | 7.5508 | 0.12467 | 7 | 0.67544
42061 | 11.55 | 1 | 365 | 13.2138 | 0.46816 | 13 | 0.68201
42064 | 4.125 | 1 | 365 | 4.7192 | 0.45292 | 5 | 0.17215
42067 | 3.825 | 1 | 365 | 4.376 | 0.76543 | 5 | 0.14145
42073 | 4.4 | 1 | 365 | 5.0338 | 0.08311 | 5 | 0.11696
42675 | 10.4 | 1 | 365 | 11.8982 | 0.83281 | 12 | 0.73099
42683 | 12.48 | 1 | 365 | 14.2778 | 0.59937 | 14 | 0.87719
41876 | 9 | 1 | 365 | 10.2965 | 0.62454 | 10 | 0.92105
41481 | 13.86 | 1 | 365 | 15.8566 | 0.7618 | 16 | 0.61841
41498 | 6.475 | 1 | 365 | 7.4078 | 0.83821 | 8 | 0.24598
41536 | 6 | 1 | 365 | 6.8643 | 0.7497 | 7 | 0.61403
42077 | 3.3 | 1 | 365 | 3.7754 | 0.56233 | 4 | 0.33772
42840 | 4.16 | 1 | 365 | 4.7593 | 0.53312 | 5 | 0.2924
15852 | 6.375 | 1 | 365 | 7.2934 | 0.60905 | 7 | 0.90241
42070 | 4 | 1 | 365 | 4.5762 | 0.16646 | 4 | 0.74269
42080 | 6.6 | 1 | 365 | 7.5508 | 0.12467 | 7 | 0.67544
22007 | 13 | 1 | 365 | 14.8727 | 0.79101 | 15 | 0.66374
42089 | 6.25 | 1 | 365 | 7.1504 | 0.3226 | 7 | 0.47295
42843 | 8.84 | 1 | 365 | 10.1135 | 0.25789 | 10 | 0.37134
22242 | 6.5 | 1 | 365 | 7.4364 | 0.8955 | 8 | 0.33187
42083 | 9.625 | 1 | 365 | 11.0115 | 0.056804 | 11 | 0.068343
42090 | 7.14 | 1 | 365 | 8.1686 | 0.36214 | 8 | 0.5307
42104 | 3.3 | 1 | 365 | 3.7754 | 0.56233 | 4 | 0.33772
42100 | 6.05 | 1 | 365 | 6.9215 | 0.86428 | 7 | 0.78582
42092 | 5.61 | 1 | 365 | 6.4182 | 0.85597 | 7 | 0.27412
42113 | 7.395 | 1 | 365 | 8.4603 | 0.9465 | 9 | 0.40679
42111 | 7.5 | 1 | 365 | 8.5804 | 0.18712 | 8 | 0.76754
42112 | 4.675 | 1 | 365 | 5.3485 | 0.7133 | 6 | 0.061767
42120 | 9.9 | 1 | 365 | 11.3262 | 0.687 | 12 | 0.013153
42115 | 10.5 | 1 | 365 | 12.0126 | 0.061968 | 12 | 0.074556
42129 | 12.1 | 1 | 365 | 13.8431 | 0.72855 | 14 | 0.57163
42135 | 3.57 | 1 | 365 | 4.0843 | 0.18107 | 4 | 0.26535
42131 | 9.35 | 1 | 365 | 10.6969 | 0.42661 | 11 | 0.12353
42137 | 11.55 | 1 | 365 | 13.2138 | 0.46816 | 13 | 0.68201
42140 | 5 | 1 | 365 | 5.7203 | 0.45808 | 6 | 0.17836
42151 | 11 | 1 | 365 | 12.5846 | 0.20778 | 12 | 0.79239
42849 | 12.74 | 1 | 365 | 14.5753 | 0.19519 | 14 | 0.77046
42139 | 9.435 | 1 | 365 | 10.7942 | 0.6214 | 11 | 0.41557
42162 | 9.88 | 1 | 365 | 11.3033 | 0.64117 | 11 | 0.94444
42149 | 10 | 1 | 365 | 11.4406 | 0.91616 | 12 | 0.35672
23334 | 7.8 | 1 | 365 | 8.9236 | 0.8746 | 9 | 0.79824
42165 | 5.46 | 1 | 365 | 6.2465 | 0.51222 | 6 | 0.75877
42167 | 4.16 | 1 | 365 | 4.7593 | 0.53312 | 5 | 0.2924
42148 | 5.225 | 1 | 365 | 5.9777 | 0.97369 | 6 | 0.95139
42150 | 8.8 | 1 | 365 | 10.0677 | 0.16622 | 10 | 0.23391
42176 | 5.7 | 1 | 365 | 6.5211 | 0.062211 | 6 | 0.58333
42214 | 5.565 | 1 | 365 | 6.3667 | 0.75284 | 7 | 0.11951
42182 | 5.2 | 1 | 365 | 5.9491 | 0.9164 | 6 | 0.86549
42209 | 3 | 1 | 365 | 3.4322 | 0.87485 | 4 | 0.30702
42188 | 3.64 | 1 | 365 | 4.1644 | 0.34148 | 4 | 0.50585
42850 | 7.65 | 1 | 365 | 8.752 | 0.53086 | 9 | 0.28289
42216 | 8.525 | 1 | 365 | 9.7531 | 0.53603 | 10 | 0.2891
42152 | 12.1 | 1 | 365 | 13.8431 | 0.72855 | 14 | 0.57163
23647 | 7.28 | 1 | 365 | 8.3287 | 0.68296 | 9 | 0.011692
42207 | 10.175 | 1 | 365 | 11.6408 | 0.31719 | 11 | 0.95796
42154 | 6 | 1 | 365 | 6.8643 | 0.7497 | 7 | 0.61403
42153 | 5.75 | 1 | 365 | 6.5783 | 0.17679 | 6 | 0.75511
42219 | 9.99 | 1 | 365 | 11.4291 | 0.89324 | 12 | 0.32236
42155 | 7.395 | 1 | 365 | 8.4603 | 0.9465 | 9 | 0.40679
42227 | 7.5 | 1 | 365 | 8.5804 | 0.18712 | 8 | 0.76754
42221 | 12.25 | 1 | 365 | 14.0147 | 0.072296 | 14 | 0.086982
42156 | 7.7 | 1 | 365 | 8.8092 | 0.64544 | 9 | 0.45467
42230 | 6.625 | 1 | 365 | 7.5794 | 0.18196 | 7 | 0.76133
42161 | 7.7 | 1 | 365 | 8.8092 | 0.64544 | 9 | 0.45467
42157 | 7.15 | 1 | 365 | 8.18 | 0.38505 | 8 | 0.56505
42239 | 11.275 | 1 | 365 | 12.8992 | 0.83797 | 13 | 0.7372
42164 | 5.13 | 1 | 365 | 5.869 | 0.75599 | 6 | 0.625
42237 | 5.2 | 1 | 365 | 5.9491 | 0.9164 | 6 | 0.86549
42231 | 9.1 | 1 | 365 | 10.4109 | 0.85371 | 11 | 0.26462
42163 | 8.25 | 1 | 365 | 9.4385 | 0.90583 | 10 | 0.34429
42168 | 4.675 | 1 | 365 | 5.3485 | 0.7133 | 6 | 0.061767
42170 | 5.61 | 1 | 365 | 6.4182 | 0.85597 | 7 | 0.27412
42169 | 7.15 | 1 | 365 | 8.18 | 0.38505 | 8 | 0.56505
42166 | 12.1 | 1 | 365 | 13.8431 | 0.72855 | 14 | 0.57163
42172 | 6.63 | 1 | 365 | 7.5851 | 0.19341 | 7 | 0.77851
42174 | 10.71 | 1 | 365 | 12.2528 | 0.54321 | 12 | 0.79605
42177 | 10.45 | 1 | 365 | 11.9554 | 0.94739 | 12 | 0.90277
42175 | 5.2 | 1 | 365 | 5.9491 | 0.9164 | 6 | 0.86549
42173 | 4.75 | 1 | 365 | 5.4343 | 0.88518 | 6 | 0.31944
42178 | 8.16 | 1 | 365 | 9.3355 | 0.69959 | 10 | 0.035084
42181 | 5.25 | 1 | 365 | 6.0063 | 0.030984 | 6 | 0.037278
42183 | 10.45 | 1 | 365 | 11.9554 | 0.94739 | 12 | 0.90277
41186 | 4.68 | 1 | 365 | 5.3542 | 0.72476 | 6 | 0.078945
42851 | 7.42 | 1 | 365 | 8.4889 | 0.0037907 | 8 | 0.49269
23653 | 15.08 | 1 | 365 | 17.2524 | 0.55757 | 17 | 0.80993
42854 | 8.84 | 1 | 365 | 10.1135 | 0.25789 | 10 | 0.37134
16649 | 11.475 | 1 | 365 | 13.128 | 0.29629 | 13 | 0.42434
41547 | 11.97 | 1 | 365 | 13.6944 | 0.43064 | 14 | 0.12499
23672 | 7.8 | 1 | 365 | 8.9236 | 0.8746 | 9 | 0.79824
42845 | 7.68 | 1 | 365 | 8.7864 | 0.59961 | 9 | 0.38596
42859 | 10.92 | 1 | 365 | 12.4931 | 0.024447 | 12 | 0.51754
42245 | 4.59 | 1 | 365 | 5.2512 | 0.51852 | 5 | 0.76973
42246 | 10.175 | 1 | 365 | 11.6408 | 0.31719 | 11 | 0.95796
42243 | 11.475 | 1 | 365 | 13.128 | 0.29629 | 13 | 0.42434
42247 | 10.5 | 1 | 365 | 12.0126 | 0.061968 | 12 | 0.074556
24851 | 9.1 | 1 | 365 | 10.4109 | 0.85371 | 11 | 0.26462
42250 | 8.8 | 1 | 365 | 10.0677 | 0.16622 | 10 | 0.23391
42866 | 5.98 | 1 | 365 | 6.8415 | 0.70386 | 7 | 0.54532
42251 | 8.8 | 1 | 365 | 10.0677 | 0.16622 | 10 | 0.23391
42253 | 9.35 | 1 | 365 | 10.6969 | 0.42661 | 11 | 0.12353
42861 | 8.06 | 1 | 365 | 9.2211 | 0.47042 | 9 | 0.69152
42255 | 5 | 1 | 365 | 5.7203 | 0.45808 | 6 | 0.17836
42258 | 4.5 | 1 | 365 | 5.1483 | 0.31227 | 5 | 0.46052
27572 | 5.46 | 1 | 365 | 6.2465 | 0.51222 | 6 | 0.75877
21526 | 7.8 | 1 | 365 | 8.9236 | 0.8746 | 9 | 0.79824
42252 | 11.5 | 1 | 365 | 13.1566 | 0.35358 | 13 | 0.51023
42260 | 10.5 | 1 | 365 | 12.0126 | 0.061968 | 12 | 0.074556
42261 | 3.06 | 1 | 365 | 3.5008 | 0.012345 | 3 | 0.51316
42262 | 4.88 | 1 | 365 | 5.583 | 0.18309 | 5 | 0.76608
41300 | 16.5 | 1 | 365 | 18.8769 | 0.81166 | 19 | 0.68859
40669 | 4.48 | 1 | 365 | 5.1254 | 0.26644 | 5 | 0.39181
42277 | 4.335 | 1 | 365 | 4.9595 | 0.93416 | 5 | 0.89364
42286 | 3.575 | 1 | 365 | 4.09 | 0.19253 | 4 | 0.28253
42291 | 5.775 | 1 | 365 | 6.6069 | 0.23408 | 6 | 0.84101
42876 | 8.32 | 1 | 365 | 9.5185 | 0.066245 | 9 | 0.58479
42293 | 8.8 | 1 | 365 | 10.0677 | 0.16622 | 10 | 0.23391
42295 | 5.775 | 1 | 365 | 6.6069 | 0.23408 | 6 | 0.84101
42313 | 9.9 | 1 | 365 | 11.3262 | 0.687 | 12 | 0.013153
42321 | 9.88 | 1 | 365 | 11.3033 | 0.64117 | 11 | 0.94444
42874 | 9.1 | 1 | 365 | 10.4109 | 0.85371 | 11 | 0.26462
42315 | 14.535 | 1 | 365 | 16.6289 | 0.30864 | 16 | 0.93749
42185 | 6.325 | 1 | 365 | 7.2362 | 0.49447 | 7 | 0.73063
21700 | 4.16 | 1 | 365 | 4.7593 | 0.53312 | 5 | 0.2924
42323 | 2.08 | 1 | 365 | 2.3796 | 0.76656 | 3 | 0.1462
42184 | 16 | 1 | 365 | 18.3049 | 0.66586 | 18 | 0.97075
22032 | 9.36 | 1 | 365 | 10.7084 | 0.44953 | 11 | 0.15789
32220 | 12.22 | 1 | 365 | 13.9804 | 0.0035475 | 13 | 0.98391
42190 | 2.75 | 1 | 365 | 3.1462 | 0.30194 | 3 | 0.4481
42326 | 4.68 | 1 | 365 | 5.3542 | 0.72476 | 6 | 0.078945
42879 | 6.76 | 1 | 365 | 7.7338 | 0.49132 | 8 | 0.22514
42328 | 6.76 | 1 | 365 | 7.7338 | 0.49132 | 8 | 0.22514
42187 | 7.15 | 1 | 365 | 8.18 | 0.38505 | 8 | 0.56505
42330 | 8.84 | 1 | 365 | 10.1135 | 0.25789 | 10 | 0.37134
42191 | 6.25 | 1 | 365 | 7.1504 | 0.3226 | 7 | 0.47295
42331 | 3.64 | 1 | 365 | 4.1644 | 0.34148 | 4 | 0.50585
42192 | 12 | 1 | 365 | 13.7287 | 0.49939 | 14 | 0.22806
42196 | 7 | 1 | 365 | 8.0084 | 0.041312 | 8 | 0.049704
42882 | 3.64 | 1 | 365 | 4.1644 | 0.34148 | 4 | 0.50585
42201 | 6.6 | 1 | 365 | 7.5508 | 0.12467 | 7 | 0.67544
43076 | 13.52 | 1 | 365 | 15.4676 | 0.98265 | 16 | 0.45029
42199 | 8.67 | 1 | 365 | 9.919 | 0.86831 | 10 | 0.78728
41572 | 9.45 | 1 | 365 | 10.8113 | 0.65577 | 11 | 0.4671
42202 | 10.6 | 1 | 365 | 12.127 | 0.29113 | 12 | 0.41812
43087 | 5.1 | 1 | 365 | 5.8347 | 0.68724 | 6 | 0.52193
43092 | 3 | 1 | 365 | 3.4322 | 0.87485 | 4 | 0.30702
42881 | 9.18 | 1 | 365 | 10.5024 | 0.037035 | 10 | 0.53947
43095 | 11.73 | 1 | 365 | 13.4198 | 0.88066 | 14 | 0.30043
42889 | 3.9 | 1 | 365 | 4.4618 | 0.9373 | 5 | 0.39912
43107 | 7.7 | 1 | 365 | 8.8092 | 0.64544 | 9 | 0.45467
43111 | 3.825 | 1 | 365 | 4.376 | 0.76543 | 5 | 0.14145
43108 | 6.24 | 1 | 365 | 7.1389 | 0.29968 | 7 | 0.43859
31226 | 6.12 | 1 | 365 | 7.0016 | 0.02469 | 7 | 0.026313
41905 | 5.13 | 1 | 365 | 5.869 | 0.75599 | 6 | 0.625
43125 | 5.1 | 1 | 365 | 5.8347 | 0.68724 | 6 | 0.52193
42886 | 5.46 | 1 | 365 | 6.2465 | 0.51222 | 6 | 0.75877
43164 | 6 | 1 | 365 | 6.8643 | 0.7497 | 7 | 0.61403
43173 | 9.18 | 1 | 365 | 10.5024 | 0.037035 | 10 | 0.53947
31390 | 3.38 | 1 | 365 | 3.8669 | 0.74566 | 4 | 0.61257
32221 | 8.06 | 1 | 365 | 9.2211 | 0.47042 | 9 | 0.69152
41969 | 12 | 1 | 365 | 13.7287 | 0.49939 | 14 | 0.22806
31378 | 6.76 | 1 | 365 | 7.7338 | 0.49132 | 8 | 0.22514
32520 | 3.9 | 1 | 365 | 4.4618 | 0.9373 | 5 | 0.39912
41962 | 8.85 | 1 | 365 | 10.1249 | 0.2808 | 10 | 0.4057
32545 | 4.16 | 1 | 365 | 4.7593 | 0.53312 | 5 | 0.2924
41985 | 7.905 | 1 | 365 | 9.0438 | 0.11522 | 9 | 0.15899
42010 | 6.6 | 1 | 365 | 7.5508 | 0.12467 | 7 | 0.67544
43324 | 5.72 | 1 | 365 | 6.544 | 0.10804 | 6 | 0.65204
42041 | 4.5 | 1 | 365 | 5.1483 | 0.31227 | 5 | 0.46052
42062 | 11.025 | 1 | 365 | 12.6132 | 0.26507 | 12 | 0.87828
42087 | 7.2 | 1 | 365 | 8.2372 | 0.49964 | 8 | 0.73684
36375 | 2.34 | 1 | 365 | 2.6771 | 0.36238 | 3 | 0.039472
42107 | 11.4 | 1 | 365 | 13.0422 | 0.12442 | 13 | 0.16666
32245 | 8.58 | 1 | 365 | 9.816 | 0.66207 | 10 | 0.47807
43359 | 3.6 | 1 | 365 | 4.1186 | 0.24982 | 4 | 0.36842
15906 | 8.415 | 1 | 365 | 9.6272 | 0.28395 | 9 | 0.91118
43367 | 9.36 | 1 | 365 | 10.7084 | 0.44953 | 11 | 0.15789
27437 | 7.395 | 1 | 365 | 8.4603 | 0.9465 | 9 | 0.40679
43377 | 5.4 | 1 | 365 | 6.1779 | 0.37473 | 6 | 0.55263
16778 | 8.67 | 1 | 365 | 9.919 | 0.86831 | 10 | 0.78728
43383 | 8.4 | 1 | 365 | 9.6101 | 0.24957 | 9 | 0.85964
43387 | 8.7 | 1 | 365 | 9.9533 | 0.93706 | 10 | 0.89035
43404 | 3.3 | 1 | 365 | 3.7754 | 0.56233 | 4 | 0.33772
43415 | 5.4 | 1 | 365 | 6.1779 | 0.37473 | 6 | 0.55263
22228 | 4.42 | 1 | 365 | 5.0567 | 0.12894 | 5 | 0.18567
29058 | 9.88 | 1 | 365 | 11.3033 | 0.64117 | 11 | 0.94444
43408 | 14.88 | 1 | 365 | 17.0236 | 0.099246 | 17 | 0.1228
22224 | 4.94 | 1 | 365 | 5.6516 | 0.32058 | 5 | 0.97222
22741 | 9.88 | 1 | 365 | 11.3033 | 0.64117 | 11 | 0.94444
22307 | 4.94 | 1 | 365 | 5.6516 | 0.32058 | 5 | 0.97222
27169 | 5.72 | 1 | 365 | 6.544 | 0.10804 | 6 | 0.65204
43156 | 6.885 | 1 | 365 | 7.8768 | 0.77778 | 8 | 0.6546
42847 | 8.58 | 1 | 365 | 9.816 | 0.66207 | 10 | 0.47807
31932 | 4.68 | 1 | 365 | 5.3542 | 0.72476 | 6 | 0.078945
31221 | 4.94 | 1 | 365 | 5.6516 | 0.32058 | 5 | 0.97222
43517 | 13 | 1 | 365 | 14.8727 | 0.79101 | 15 | 0.66374
42839 | 2.08 | 1 | 365 | 2.3796 | 0.76656 | 3 | 0.1462
43536 | 4.2 | 1 | 365 | 4.805 | 0.62479 | 5 | 0.42982
41864 | 6 | 1 | 365 | 6.8643 | 0.7497 | 7 | 0.61403
43545 | 24.9 | 1 | 365 | 28.487 | 0.061238 | 28 | 0.54823
43568 | 7.8 | 1 | 365 | 8.9236 | 0.8746 | 9 | 0.79824
43577 | 14.28 | 1 | 365 | 16.3371 | 0.72428 | 17 | 0.061396
43578 | 9.18 | 1 | 365 | 10.5024 | 0.037035 | 10 | 0.53947
43579 | 11.59 | 1 | 365 | 13.2596 | 0.55983 | 13 | 0.81944
43352 | 7.28 | 1 | 365 | 8.3287 | 0.68296 | 9 | 0.011692
42114 | 4.59 | 1 | 365 | 5.2512 | 0.51852 | 5 | 0.76973
43347 | 8.84 | 1 | 365 | 10.1135 | 0.25789 | 10 | 0.37134
43363 | 11.44 | 1 | 365 | 13.088 | 0.21609 | 13 | 0.30409
43354 | 10.14 | 1 | 365 | 11.6007 | 0.23699 | 11 | 0.83771
43360 | 8.925 | 1 | 365 | 10.2107 | 0.45267 | 10 | 0.66337
43425 | 5.2 | 1 | 365 | 5.9491 | 0.9164 | 6 | 0.86549
43364 | 6.24 | 1 | 365 | 7.1389 | 0.29968 | 7 | 0.43859
43610 | 7.8 | 1 | 365 | 8.9236 | 0.8746 | 9 | 0.79824
43381 | 6.5 | 1 | 365 | 7.4364 | 0.8955 | 8 | 0.33187
43380 | 8.415 | 1 | 365 | 9.6272 | 0.28395 | 9 | 0.91118
43615 | 10.8 | 1 | 365 | 12.3558 | 0.74945 | 13 | 0.10526
43394 | 2.08 | 1 | 365 | 2.3796 | 0.76656 | 3 | 0.1462
43392 | 8.84 | 1 | 365 | 10.1135 | 0.25789 | 10 | 0.37134
43395 | 10.4 | 1 | 365 | 11.8982 | 0.83281 | 12 | 0.73099
44173 | 11.7 | 1 | 365 | 13.3855 | 0.81191 | 14 | 0.19736
43400 | 4.59 | 1 | 365 | 5.2512 | 0.51852 | 5 | 0.76973
43632 | 5.46 | 1 | 365 | 6.2465 | 0.51222 | 6 | 0.75877
44174 | 4.4 | 1 | 365 | 5.0338 | 0.08311 | 5 | 0.11696
43436 | 7.54 | 1 | 365 | 8.6262 | 0.27878 | 8 | 0.90497
44185 | 7.44 | 1 | 365 | 8.5118 | 0.049623 | 8 | 0.5614
43439 | 11.7 | 1 | 365 | 13.3855 | 0.81191 | 14 | 0.19736
44205 | 2.475 | 1 | 365 | 2.8315 | 0.67175 | 3 | 0.50329
43450 | 4.94 | 1 | 365 | 5.6516 | 0.32058 | 5 | 0.97222
44207 | 11.77 | 1 | 365 | 13.4655 | 0.97232 | 14 | 0.43786
43483 | 4.42 | 1 | 365 | 5.0567 | 0.12894 | 5 | 0.18567
44044 | 6.24 | 1 | 365 | 7.1389 | 0.29968 | 7 | 0.43859
43492 | 10.4 | 1 | 365 | 11.8982 | 0.83281 | 12 | 0.73099
44046 | 10.5 | 1 | 365 | 12.0126 | 0.061968 | 12 | 0.074556
43497 | 7.54 | 1 | 365 | 8.6262 | 0.27878 | 8 | 0.90497
44063 | 6.9 | 1 | 365 | 7.894 | 0.81215 | 8 | 0.70614
44001 | 7.02 | 1 | 365 | 8.0313 | 0.087144 | 8 | 0.11842
43502 | 9.88 | 1 | 365 | 11.3033 | 0.64117 | 11 | 0.94444
41819 | 7.56 | 1 | 365 | 8.6491 | 0.32462 | 8 | 0.97368
43636 | 1.55 | 1 | 365 | 1.7733 | 0.552 | 2 | 0.32529
43504 | 10.66 | 1 | 365 | 12.1956 | 0.42863 | 12 | 0.62426
43511 | 3.9 | 1 | 365 | 4.4618 | 0.9373 | 5 | 0.39912
43508 | 15.9 | 1 | 365 | 18.1905 | 0.43669 | 18 | 0.62718
43655 | 6.84 | 1 | 365 | 7.8253 | 0.67465 | 8 | 0.5
44068 | 3.64 | 1 | 365 | 4.1644 | 0.34148 | 4 | 0.50585
43538 | 7.54 | 1 | 365 | 8.6262 | 0.27878 | 8 | 0.90497
43560 | 12.48 | 1 | 365 | 14.2778 | 0.59937 | 14 | 0.87719
44077 | 7.194 | 1 | 365 | 8.2303 | 0.48589 | 8 | 0.71622
43570 | 5.2 | 1 | 365 | 5.9491 | 0.9164 | 6 | 0.86549
44081 | 5.13 | 1 | 365 | 5.869 | 0.75599 | 6 | 0.625
44443 | 4.94 | 1 | 365 | 5.6516 | 0.32058 | 5 | 0.97222
44083 | 9.12 | 1 | 365 | 10.4338 | 0.89954 | 11 | 0.33333
44444 | 6.24 | 1 | 365 | 7.1389 | 0.29968 | 7 | 0.43859
43614 | 3.24 | 1 | 365 | 3.7067 | 0.42484 | 4 | 0.13158
44085 | 6.48 | 1 | 365 | 7.4135 | 0.84967 | 8 | 0.26315
44086 | 6.48 | 1 | 365 | 7.4135 | 0.84967 | 8 | 0.26315
44445 | 10.66 | 1 | 365 | 12.1956 | 0.42863 | 12 | 0.62426
44088 | 5.94 | 1 | 365 | 6.7957 | 0.6122 | 7 | 0.40789
43662 | 8.7 | 1 | 365 | 9.9533 | 0.93706 | 10 | 0.89035
44449 | 2.34 | 1 | 365 | 2.6771 | 0.36238 | 3 | 0.039472
27368 | 5.75 | 1 | 365 | 6.5783 | 0.17679 | 6 | 0.75511
14452 | 14 | 1 | 365 | 16.0168 | 0.082624 | 16 | 0.099408
44089 | 11.34 | 1 | 365 | 12.9736 | 0.98693 | 13 | 0.96052
43109 | 4.335 | 1 | 365 | 4.9595 | 0.93416 | 5 | 0.89364
44455 | 6.5 | 1 | 365 | 7.4364 | 0.8955 | 8 | 0.33187
44090 | 7.02 | 1 | 365 | 8.0313 | 0.087144 | 8 | 0.11842
14590 | 9.945 | 1 | 365 | 11.3776 | 0.79012 | 12 | 0.16776
44091 | 9.18 | 1 | 365 | 10.5024 | 0.037035 | 10 | 0.53947
27424 | 5.355 | 1 | 365 | 6.1264 | 0.2716 | 6 | 0.39802
44407 | 6.24 | 1 | 365 | 7.1389 | 0.29968 | 7 | 0.43859
15779 | 7.905 | 1 | 365 | 9.0438 | 0.11522 | 9 | 0.15899
44283 | 9.12 | 1 | 365 | 10.4338 | 0.89954 | 11 | 0.33333
27426 | 14.025 | 1 | 365 | 16.0454 | 0.13991 | 16 | 0.1853
44312 | 3.3 | 1 | 365 | 3.7754 | 0.56233 | 4 | 0.33772
44292 | 8.04 | 1 | 365 | 9.1982 | 0.42459 | 9 | 0.6228
17512 | 8.06 | 1 | 365 | 9.2211 | 0.47042 | 9 | 0.69152
44457 | 7.8 | 1 | 365 | 8.9236 | 0.8746 | 9 | 0.79824
44305 | 5.5 | 1 | 365 | 6.2923 | 0.60389 | 6 | 0.8962
43674 | 10.66 | 1 | 365 | 12.1956 | 0.42863 | 12 | 0.62426
44454 | 4.16 | 1 | 365 | 4.7593 | 0.53312 | 5 | 0.2924
44304 | 10.92 | 1 | 365 | 12.4931 | 0.024447 | 12 | 0.51754
44458 | 9.88 | 1 | 365 | 11.3033 | 0.64117 | 11 | 0.94444
43685 | 6.24 | 1 | 365 | 7.1389 | 0.29968 | 7 | 0.43859
18281 | 5.2 | 1 | 365 | 5.9491 | 0.9164 | 6 | 0.86549
44459 | 9.88 | 1 | 365 | 11.3033 | 0.64117 | 11 | 0.94444
25525 | 3.64 | 1 | 365 | 4.1644 | 0.34148 | 4 | 0.50585
18634 | 5.46 | 1 | 365 | 6.2465 | 0.51222 | 6 | 0.75877
25545 | 4.68 | 1 | 365 | 5.3542 | 0.72476 | 6 | 0.078945
27618 | 6.76 | 1 | 365 | 7.7338 | 0.49132 | 8 | 0.22514
44320 | 5.72 | 1 | 365 | 6.544 | 0.10804 | 6 | 0.65204
20435 | 8.5 | 1 | 365 | 9.7245 | 0.47874 | 10 | 0.20321
26683 | 9.1 | 1 | 365 | 10.4109 | 0.85371 | 11 | 0.26462
44460 | 4.42 | 1 | 365 | 5.0567 | 0.12894 | 5 | 0.18567
20503 | 9.88 | 1 | 365 | 11.3033 | 0.64117 | 11 | 0.94444
43696 | 7.8 | 1 | 365 | 8.9236 | 0.8746 | 9 | 0.79824
20601 | 4.86 | 1 | 365 | 5.5601 | 0.13725 | 5 | 0.69737
33557 | 9.36 | 1 | 365 | 10.7084 | 0.44953 | 11 | 0.15789
44323 | 9.156 | 1 | 365 | 10.475 | 0.98204 | 11 | 0.45701
22546 | 6.24 | 1 | 365 | 7.1389 | 0.29968 | 7 | 0.43859
27519 | 15.34 | 1 | 365 | 17.5498 | 0.15339 | 17 | 0.70321
44324 | 10.92 | 1 | 365 | 12.4931 | 0.024447 | 12 | 0.51754
35274 | 58.31 | 0.9 | 365 | 60.0389 | 0.26172 | 60 | 0.30063
26842 | 10.92 | 1 | 365 | 12.4931 | 0.024447 | 12 | 0.51754
44329 | 9.36 | 1 | 365 | 10.7084 | 0.44953 | 11 | 0.15789
26854 | 8.06 | 1 | 365 | 9.2211 | 0.47042 | 9 | 0.69152
44462 | 4.16 | 1 | 365 | 4.7593 | 0.53312 | 5 | 0.2924
33565 | 7.8 | 1 | 365 | 8.9236 | 0.8746 | 9 | 0.79824
44461 | 7.685 | 1 | 365 | 8.7921 | 0.61107 | 9 | 0.40314
44463 | 10.66 | 1 | 365 | 12.1956 | 0.42863 | 12 | 0.62426
33869 | 11.7 | 1 | 365 | 13.3855 | 0.81191 | 14 | 0.19736
44466 | 5.36 | 1 | 365 | 6.1321 | 0.28306 | 6 | 0.4152
33963 | 5.72 | 1 | 365 | 6.544 | 0.10804 | 6 | 0.65204
44436 | 12.74 | 1 | 365 | 14.5753 | 0.19519 | 14 | 0.77046
44426 | 3.06 | 1 | 365 | 3.5008 | 0.012345 | 3 | 0.51316
44232 | 6.24 | 1 | 365 | 7.1389 | 0.29968 | 7 | 0.43859
32731 | 10.14 | 1 | 365 | 11.6007 | 0.23699 | 11 | 0.83771
44218 | 6.875 | 1 | 365 | 7.8654 | 0.75486 | 8 | 0.62025
34193 | 4.94 | 1 | 365 | 5.6516 | 0.32058 | 5 | 0.97222
43749 | 8.1 | 1 | 365 | 9.2669 | 0.56209 | 9 | 0.82894
34409 | 7.28 | 1 | 365 | 8.3287 | 0.68296 | 9 | 0.011692
44401 | 5.94 | 1 | 365 | 6.7957 | 0.6122 | 7 | 0.40789
35942 | 4.42 | 1 | 365 | 5.0567 | 0.12894 | 5 | 0.18567
44423 | 7.65 | 1 | 365 | 8.752 | 0.53086 | 9 | 0.28289
35959 | 5.72 | 1 | 365 | 6.544 | 0.10804 | 6 | 0.65204
44342 | 11.04 | 1 | 365 | 12.6304 | 0.29944 | 12 | 0.92982
44247 | 16.53 | 1 | 365 | 18.9112 | 0.88041 | 19 | 0.79166
44249 | 13.52 | 1 | 365 | 15.4676 | 0.98265 | 16 | 0.45029
43051 | 5.46 | 1 | 365 | 6.2465 | 0.51222 | 6 | 0.75877
44252 | 5.46 | 1 | 365 | 6.2465 | 0.51222 | 6 | 0.75877
43723 | 3.12 | 1 | 365 | 3.5695 | 0.14984 | 3 | 0.7193
44254 | 5.72 | 1 | 365 | 6.544 | 0.10804 | 6 | 0.65204
43727 | 7.28 | 1 | 365 | 8.3287 | 0.68296 | 9 | 0.011692
44262 | 8.32 | 1 | 365 | 9.5185 | 0.066245 | 9 | 0.58479
44264 | 11.44 | 1 | 365 | 13.088 | 0.21609 | 13 | 0.30409
44345 | 2.75 | 1 | 365 | 3.1462 | 0.30194 | 3 | 0.4481
44265 | 8.84 | 1 | 365 | 10.1135 | 0.25789 | 10 | 0.37134
43102 | 5.46 | 1 | 365 | 6.2465 | 0.51222 | 6 | 0.75877
44266 | 4.68 | 1 | 365 | 5.3542 | 0.72476 | 6 | 0.078945
35989 | 8.58 | 1 | 365 | 9.816 | 0.66207 | 10 | 0.47807
44268 | 5.2 | 1 | 365 | 5.9491 | 0.9164 | 6 | 0.86549
44347 | 15 | 1 | 365 | 17.1608 | 0.37424 | 17 | 0.53508
44271 | 5.72 | 1 | 365 | 6.544 | 0.10804 | 6 | 0.65204
43458 | 5.2 | 1 | 365 | 5.9491 | 0.9164 | 6 | 0.86549
44438 | 6.76 | 1 | 365 | 7.7338 | 0.49132 | 8 | 0.22514
44440 | 11.96 | 1 | 365 | 13.6829 | 0.40773 | 14 | 0.090637
43106 | 2.6 | 1 | 365 | 2.9745 | 0.9582 | 3 | 0.93275
37786 | 8.58 | 1 | 365 | 9.816 | 0.66207 | 10 | 0.47807
39124 | 11.18 | 1 | 365 | 12.7905 | 0.62027 | 13 | 0.41081
42904 | 11.96 | 1 | 365 | 13.6829 | 0.40773 | 14 | 0.090637
32866 | 7.28 | 1 | 365 | 8.3287 | 0.68296 | 9 | 0.011692
43809 | 13.26 | 1 | 365 | 15.1702 | 0.38683 | 15 | 0.55701
43812 | 4.16 | 1 | 365 | 4.7593 | 0.53312 | 5 | 0.2924
44354 | 3.35 | 1 | 365 | 3.8326 | 0.67691 | 4 | 0.5095
43823 | 7.8 | 1 | 365 | 8.9236 | 0.8746 | 9 | 0.79824
43851 | 5.25 | 1 | 365 | 6.0063 | 0.030984 | 6 | 0.037278
44464 | 5.98 | 1 | 365 | 6.8415 | 0.70386 | 7 | 0.54532
43855 | 3.315 | 1 | 365 | 3.7925 | 0.59671 | 4 | 0.38925
44467 | 5.2 | 1 | 365 | 5.9491 | 0.9164 | 6 | 0.86549
43857 | 6.375 | 1 | 365 | 7.2934 | 0.60905 | 7 | 0.90241
43862 | 5.865 | 1 | 365 | 6.7099 | 0.44033 | 7 | 0.15022
44358 | 3.99 | 1 | 365 | 4.5648 | 0.14355 | 4 | 0.70833
43863 | 6.12 | 1 | 365 | 7.0016 | 0.02469 | 7 | 0.026313
43899 | 8.175 | 1 | 365 | 9.3527 | 0.73396 | 10 | 0.086619
43877 | 7.14 | 1 | 365 | 8.1686 | 0.36214 | 8 | 0.5307
43865 | 10 | 1 | 365 | 11.4406 | 0.91616 | 12 | 0.35672
44375 | 6.54 | 1 | 365 | 7.4821 | 0.98717 | 8 | 0.46929
43868 | 4.845 | 1 | 365 | 5.543 | 0.10288 | 5 | 0.64583
44382 | 7.56 | 1 | 365 | 8.6491 | 0.32462 | 8 | 0.97368
43870 | 10.25 | 1 | 365 | 11.7266 | 0.48906 | 12 | 0.21564
44813 | 5.72 | 1 | 365 | 6.544 | 0.10804 | 6 | 0.65204
43879 | 5.75 | 1 | 365 | 6.5783 | 0.17679 | 6 | 0.75511
44798 | 4.68 | 1 | 365 | 5.3542 | 0.72476 | 6 | 0.078945
44564 | 5.2 | 1 | 365 | 5.9491 | 0.9164 | 6 | 0.86549
43423 | 8.502 | 1 | 365 | 9.7268 | 0.48332 | 10 | 0.21008
43960 | 5.795 | 1 | 365 | 6.6298 | 0.27991 | 6 | 0.90972
44390 | 6.71 | 1 | 365 | 7.6766 | 0.37674 | 8 | 0.053359
43986 | 9.6 | 1 | 365 | 10.9829 | 0.99951 | 11 | 0.98245
44403 | 6.3 | 1 | 365 | 7.2076 | 0.43718 | 7 | 0.64473
43457 | 8.32 | 1 | 365 | 9.5185 | 0.066245 | 9 | 0.58479
44421 | 5.13 | 1 | 365 | 5.869 | 0.75599 | 6 | 0.625
44631 | 5.4 | 1 | 365 | 6.1779 | 0.37473 | 6 | 0.55263
24106 | 4.08 | 1 | 365 | 4.6677 | 0.34979 | 5 | 0.017542
44701 | 7.5 | 1 | 365 | 8.5804 | 0.18712 | 8 | 0.76754
44714 | 6 | 1 | 365 | 6.8643 | 0.7497 | 7 | 0.61403
44718 | 4 | 1 | 365 | 4.5762 | 0.16646 | 4 | 0.74269
44724 | 4.88 | 1 | 365 | 5.583 | 0.18309 | 5 | 0.76608
44734 | 5.4 | 1 | 365 | 6.1779 | 0.37473 | 6 | 0.55263
44741 | 4.845 | 1 | 365 | 5.543 | 0.10288 | 5 | 0.64583
44470 | 10.36 | 1 | 365 | 11.8524 | 0.74114 | 12 | 0.59356
44473 | 6.54 | 1 | 365 | 7.4821 | 0.98717 | 8 | 0.46929
44477 | 4.578 | 1 | 365 | 5.2375 | 0.49102 | 5 | 0.72851
44498 | 3 | 1 | 365 | 3.4322 | 0.87485 | 4 | 0.30702
44041 | 7.54 | 1 | 365 | 8.6262 | 0.27878 | 8 | 0.90497
33808 | 8.58 | 1 | 365 | 9.816 | 0.66207 | 10 | 0.47807
21536 | 10.445 | 1 | 365 | 11.9497 | 0.93593 | 12 | 0.88559
31771 | 2.34 | 1 | 365 | 2.6771 | 0.36238 | 3 | 0.039472
43998 | 8.58 | 1 | 365 | 9.816 | 0.66207 | 10 | 0.47807
32214 | 3.64 | 1 | 365 | 4.1644 | 0.34148 | 4 | 0.50585
30857 | 4.94 | 1 | 365 | 5.6516 | 0.32058 | 5 | 0.97222
32438 | 5.355 | 1 | 365 | 6.1264 | 0.2716 | 6 | 0.39802
37681 | 3.12 | 1 | 365 | 3.5695 | 0.14984 | 3 | 0.7193
41080 | 2.86 | 1 | 365 | 3.272 | 0.55402 | 3 | 0.82602
43257 | 12.22 | 1 | 365 | 13.9804 | 0.0035475 | 13 | 0.98391
43663 | 5.2 | 1 | 365 | 5.9491 | 0.9164 | 6 | 0.86549
43668 | 8.58 | 1 | 365 | 9.816 | 0.66207 | 10 | 0.47807
44623 | 11.44 | 1 | 365 | 13.088 | 0.21609 | 13 | 0.30409
42392 | 5.46 | 1 | 365 | 6.2465 | 0.51222 | 6 | 0.75877
21086 | 10.92 | 1 | 365 | 12.4931 | 0.024447 | 12 | 0.51754
21285 | 9.1 | 1 | 365 | 10.4109 | 0.85371 | 11 | 0.26462
21517 | 8.06 | 1 | 365 | 9.2211 | 0.47042 | 9 | 0.69152
21288 | 4.16 | 1 | 365 | 4.7593 | 0.53312 | 5 | 0.2924
21513 | 5.2 | 1 | 365 | 5.9491 | 0.9164 | 6 | 0.86549
44596 | 12.22 | 1 | 365 | 13.9804 | 0.0035475 | 13 | 0.98391
44597 | 5.72 | 1 | 365 | 6.544 | 0.10804 | 6 | 0.65204
44608 | 5.72 | 1 | 365 | 6.544 | 0.10804 | 6 | 0.65204
44603 | 6.5 | 1 | 365 | 7.4364 | 0.8955 | 8 | 0.33187
44626 | 4.94 | 1 | 365 | 5.6516 | 0.32058 | 5 | 0.97222
44643 | 2.86 | 1 | 365 | 3.272 | 0.55402 | 3 | 0.82602
44676 | 8.925 | 1 | 365 | 10.2107 | 0.45267 | 10 | 0.66337
44650 | 9.36 | 1 | 365 | 10.7084 | 0.44953 | 11 | 0.15789
44645 | 12.22 | 1 | 365 | 13.9804 | 0.0035475 | 13 | 0.98391
44690 | 8.32 | 1 | 365 | 9.5185 | 0.066245 | 9 | 0.58479
44692 | 8.06 | 1 | 365 | 9.2211 | 0.47042 | 9 | 0.69152
44696 | 7.54 | 1 | 365 | 8.6262 | 0.27878 | 8 | 0.90497
44695 | 11.7 | 1 | 365 | 13.3855 | 0.81191 | 14 | 0.19736
44719 | 6.24 | 1 | 365 | 7.1389 | 0.29968 | 7 | 0.43859
44722 | 7.8 | 1 | 365 | 8.9236 | 0.8746 | 9 | 0.79824
44691 | 12.495 | 1 | 365 | 14.295 | 0.63374 | 14 | 0.92872
44742 | 11.96 | 1 | 365 | 13.6829 | 0.40773 | 14 | 0.090637
44728 | 9.62 | 1 | 365 | 11.0058 | 0.045346 | 11 | 0.051165
43666 | 6.76 | 1 | 365 | 7.7338 | 0.49132 | 8 | 0.22514
44198 | 5.98 | 1 | 365 | 6.8415 | 0.70386 | 7 | 0.54532
44124 | 11.44 | 1 | 365 | 13.088 | 0.21609 | 13 | 0.30409
44133 | 4.75 | 1 | 365 | 5.4343 | 0.88518 | 6 | 0.31944
44811 | 4.68 | 1 | 365 | 5.3542 | 0.72476 | 6 | 0.078945
44815 | 8.925 | 1 | 365 | 10.2107 | 0.45267 | 10 | 0.66337
44773 | 4.94 | 1 | 365 | 5.6516 | 0.32058 | 5 | 0.97222
44816 | 7.02 | 1 | 365 | 8.0313 | 0.087144 | 8 | 0.11842
44820 | 6.76 | 1 | 365 | 7.7338 | 0.49132 | 8 | 0.22514
44828 | 9.1 | 1 | 365 | 10.4109 | 0.85371 | 11 | 0.26462
44840 | 7.54 | 1 | 365 | 8.6262 | 0.27878 | 8 | 0.90497
44842 | 3.64 | 1 | 365 | 4.1644 | 0.34148 | 4 | 0.50585
44846 | 2.86 | 1 | 365 | 3.272 | 0.55402 | 3 | 0.82602
44843 | 11.475 | 1 | 365 | 13.128 | 0.29629 | 13 | 0.42434
44832 | 7.02 | 1 | 365 | 8.0313 | 0.087144 | 8 | 0.11842
44844 | 7.28 | 1 | 365 | 8.3287 | 0.68296 | 9 | 0.011692
44849 | 4.16 | 1 | 365 | 4.7593 | 0.53312 | 5 | 0.2924
44847 | 11.44 | 1 | 365 | 13.088 | 0.21609 | 13 | 0.30409
44848 | 9.62 | 1 | 365 | 11.0058 | 0.045346 | 11 | 0.051165
44851 | 4.68 | 1 | 365 | 5.3542 | 0.72476 | 6 | 0.078945
44859 | 4.16 | 1 | 365 | 4.7593 | 0.53312 | 5 | 0.2924
44876 | 10.14 | 1 | 365 | 11.6007 | 0.23699 | 11 | 0.83771
44882 | 4.42 | 1 | 365 | 5.0567 | 0.12894 | 5 | 0.18567
44893 | 3.64 | 1 | 365 | 4.1644 | 0.34148 | 4 | 0.50585
44899 | 6.24 | 1 | 365 | 7.1389 | 0.29968 | 7 | 0.43859
44897 | 6.76 | 1 | 365 | 7.7338 | 0.49132 | 8 | 0.22514
44910 | 5.72 | 1 | 365 | 6.544 | 0.10804 | 6 | 0.65204
41776 | 8.16 | 1 | 365 | 9.3355 | 0.69959 | 10 | 0.035084
25530 | 13 | 1 | 365 | 14.8727 | 0.79101 | 15 | 0.66374
43836 | 6.76 | 1 | 365 | 7.7338 | 0.49132 | 8 | 0.22514
43968 | 7.98 | 1 | 365 | 9.1296 | 0.2871 | 9 | 0.41666
31379 | 5.25 | 1 | 365 | 6.0063 | 0.030984 | 6 | 0.037278
30736 | 14 | 1 | 365 | 16.0168 | 0.082624 | 16 | 0.099408
31921 | 95.16 | 0.9 | 365 | 97.9815 | 0.26316 | 98 | 0.24469
44767 | 5.46 | 1 | 365 | 6.2465 | 0.51222 | 6 | 0.75877
44769 | 4.16 | 1 | 365 | 4.7593 | 0.53312 | 5 | 0.2924
43558 | 7.95 | 1 | 365 | 9.0952 | 0.21835 | 9 | 0.31359
43544 | 7.95 | 1 | 365 | 9.0952 | 0.21835 | 9 | 0.31359
43533 | 8.48 | 1 | 365 | 9.7016 | 0.4329 | 10 | 0.1345
43524 | 5.3 | 1 | 365 | 6.0635 | 0.14556 | 6 | 0.20906
44786 | 9.01 | 1 | 365 | 10.3079 | 0.64746 | 10 | 0.9554
44761 | 6.24 | 1 | 365 | 7.1389 | 0.29968 | 7 | 0.43859
43466 | 6.36 | 1 | 365 | 7.2762 | 0.57468 | 7 | 0.85087
44803 | 7.95 | 1 | 365 | 9.0952 | 0.21835 | 9 | 0.31359
43449 | 9.54 | 1 | 365 | 10.9143 | 0.86202 | 11 | 0.77631
43205 | 6.36 | 1 | 365 | 7.2762 | 0.57468 | 7 | 0.85087
43424 | 8.48 | 1 | 365 | 9.7016 | 0.4329 | 10 | 0.1345
43179 | 9.54 | 1 | 365 | 10.9143 | 0.86202 | 11 | 0.77631
43184 | 3.76 | 1 | 365 | 4.3017 | 0.61648 | 4 | 0.91813
43431 | 6.89 | 1 | 365 | 7.8825 | 0.78923 | 8 | 0.67178
43162 | 8.93 | 1 | 365 | 10.2164 | 0.46413 | 10 | 0.68055
43138 | 5.3 | 1 | 365 | 6.0635 | 0.14556 | 6 | 0.20906
43422 | 8.745 | 1 | 365 | 10.0048 | 0.040182 | 10 | 0.044952
43132 | 3.29 | 1 | 365 | 3.7639 | 0.53942 | 4 | 0.30336
43124 | 4.24 | 1 | 365 | 4.8508 | 0.71645 | 5 | 0.56725
43460 | 13.4 | 1 | 365 | 15.3304 | 0.70765 | 16 | 0.038005
43418 | 3.71 | 1 | 365 | 4.2444 | 0.5019 | 4 | 0.74634
43416 | 8.745 | 1 | 365 | 10.0048 | 0.040182 | 10 | 0.044952
43410 | 5.3 | 1 | 365 | 6.0635 | 0.14556 | 6 | 0.20906
43405 | 9.4 | 1 | 365 | 10.7541 | 0.54119 | 11 | 0.29532
43399 | 5.52 | 1 | 365 | 6.3152 | 0.64972 | 6 | 0.96491
43389 | 5.76 | 1 | 365 | 6.5898 | 0.19971 | 6 | 0.78947
43382 | 6.72 | 1 | 365 | 7.6881 | 0.39966 | 8 | 0.087716
43375 | 7.2 | 1 | 365 | 8.2372 | 0.49964 | 8 | 0.73684
43368 | 8.58 | 1 | 365 | 9.816 | 0.66207 | 10 | 0.47807
43365 | 7.95 | 1 | 365 | 9.0952 | 0.21835 | 9 | 0.31359
43088 | 6 | 1 | 365 | 6.8643 | 0.7497 | 7 | 0.61403
43461 | 8.175 | 1 | 365 | 9.3527 | 0.73396 | 10 | 0.086619
43357 | 6.36 | 1 | 365 | 7.2762 | 0.57468 | 7 | 0.85087
43083 | 5.3 | 1 | 365 | 6.0635 | 0.14556 | 6 | 0.20906
43346 | 6.89 | 1 | 365 | 7.8825 | 0.78923 | 8 | 0.67178
43067 | 7.75 | 1 | 365 | 8.8664 | 0.76002 | 9 | 0.62646
44937 | 7.8 | 1 | 365 | 8.9236 | 0.8746 | 9 | 0.79824
43464 | 6.9 | 1 | 365 | 7.894 | 0.81215 | 8 | 0.70614
45084 | 6.76 | 1 | 365 | 7.7338 | 0.49132 | 8 | 0.22514
43465 | 10.005 | 1 | 365 | 11.4463 | 0.92762 | 12 | 0.3739
45106 | 9.45 | 1 | 365 | 10.8113 | 0.65577 | 11 | 0.4671
45187 | 7.25 | 1 | 365 | 8.2944 | 0.61422 | 8 | 0.90862
45198 | 5.61 | 1 | 365 | 6.4182 | 0.85597 | 7 | 0.27412
43469 | 9.52 | 1 | 365 | 10.8914 | 0.81618 | 11 | 0.7076
45209 | 11 | 1 | 365 | 12.5846 | 0.20778 | 12 | 0.79239
43472 | 5.2 | 1 | 365 | 5.9491 | 0.9164 | 6 | 0.86549
45226 | 11.44 | 1 | 365 | 13.088 | 0.21609 | 13 | 0.30409
45418 | 9.72 | 1 | 365 | 11.1202 | 0.27451 | 11 | 0.39473
45421 | 6.6 | 1 | 365 | 7.5508 | 0.12467 | 7 | 0.67544
11140 | 1300 | 1 | 365 | 1487.2728 | 0.1008 | 1487 | 0.3736
45422 | 10.08 | 1 | 365 | 11.5321 | 0.099489 | 11 | 0.63157
44011 | 5.46 | 1 | 365 | 6.2465 | 0.51222 | 6 | 0.75877
45408 | 8.96 | 1 | 365 | 10.2507 | 0.53288 | 10 | 0.78362
45405 | 2.75 | 1 | 365 | 3.1462 | 0.30194 | 3 | 0.4481
45424 | 10.2 | 1 | 365 | 11.6694 | 0.37448 | 12 | 0.043854
43476 | 12 | 1 | 365 | 13.7287 | 0.49939 | 14 | 0.22806
27114 | 5.7 | 1 | 365 | 6.5211 | 0.062211 | 6 | 0.58333
45435 | 7.44 | 1 | 365 | 8.5118 | 0.049623 | 8 | 0.5614
44024 | 12.825 | 1 | 365 | 14.6725 | 0.38998 | 15 | 0.062493
45533 | 6.885 | 1 | 365 | 7.8768 | 0.77778 | 8 | 0.6546
44794 | 6.375 | 1 | 365 | 7.2934 | 0.60905 | 7 | 0.90241
44034 | 9 | 1 | 365 | 10.2965 | 0.62454 | 10 | 0.92105
45188 | 13.52 | 1 | 365 | 15.4676 | 0.98265 | 16 | 0.45029
45166 | 3.597 | 1 | 365 | 4.1152 | 0.24294 | 4 | 0.35811
44753 | 8.4 | 1 | 365 | 9.6101 | 0.24957 | 9 | 0.85964
45203 | 9 | 1 | 365 | 10.2965 | 0.62454 | 10 | 0.92105
44045 | 5.72 | 1 | 365 | 6.544 | 0.10804 | 6 | 0.65204
44371 | 3.965 | 1 | 365 | 4.5362 | 0.086257 | 4 | 0.62244
44787 | 11.772 | 1 | 365 | 13.4678 | 0.9769 | 14 | 0.44473
45196 | 3.06 | 1 | 365 | 3.5008 | 0.012345 | 3 | 0.51316
45200 | 4.8 | 1 | 365 | 5.4915 | 0.99976 | 6 | 0.49123
43488 | 8.4 | 1 | 365 | 9.6101 | 0.24957 | 9 | 0.85964
45201 | 8.1 | 1 | 365 | 9.2669 | 0.56209 | 9 | 0.82894
45278 | 8.06 | 1 | 365 | 9.2211 | 0.47042 | 9 | 0.69152
43512 | 5.72 | 1 | 365 | 6.544 | 0.10804 | 6 | 0.65204
45344 | 8.7 | 1 | 365 | 9.9533 | 0.93706 | 10 | 0.89035
43515 | 2.7 | 1 | 365 | 3.089 | 0.18736 | 3 | 0.27631
45349 | 9.3 | 1 | 365 | 10.6397 | 0.31203 | 10 | 0.95175
43516 | 5.7 | 1 | 365 | 6.5211 | 0.062211 | 6 | 0.58333
43503 | 4.275 | 1 | 365 | 4.8908 | 0.79666 | 5 | 0.6875
45499 | 5.72 | 1 | 365 | 6.544 | 0.10804 | 6 | 0.65204
45500 | 11.76 | 1 | 365 | 13.4541 | 0.9494 | 14 | 0.4035
43528 | 7.93 | 1 | 365 | 9.0724 | 0.17251 | 9 | 0.24488
45505 | 10 | 1 | 365 | 11.4406 | 0.91616 | 12 | 0.35672
31509 | 12.48 | 1 | 365 | 14.2778 | 0.59937 | 14 | 0.87719
44102 | 4.94 | 1 | 365 | 5.6516 | 0.32058 | 5 | 0.97222
27884 | 15.555 | 1 | 365 | 17.7958 | 0.64609 | 18 | 0.44188
31977 | 3.12 | 1 | 365 | 3.5695 | 0.14984 | 3 | 0.7193
29876 | 3.38 | 1 | 365 | 3.8669 | 0.74566 | 4 | 0.61257
33084 | 5.1 | 1 | 365 | 5.8347 | 0.68724 | 6 | 0.52193
44103 | 9.1 | 1 | 365 | 10.4109 | 0.85371 | 11 | 0.26462
35563 | 3.64 | 1 | 365 | 4.1644 | 0.34148 | 4 | 0.50585
44260 | 2.86 | 1 | 365 | 3.272 | 0.55402 | 3 | 0.82602
21023 | 4.68 | 1 | 365 | 5.3542 | 0.72476 | 6 | 0.078945
44291 | 6.5 | 1 | 365 | 7.4364 | 0.8955 | 8 | 0.33187
44111 | 3.825 | 1 | 365 | 4.376 | 0.76543 | 5 | 0.14145
44554 | 9.36 | 1 | 365 | 10.7084 | 0.44953 | 11 | 0.15789
44114 | 4.8 | 1 | 365 | 5.4915 | 0.99976 | 6 | 0.49123
44108 | 7.28 | 1 | 365 | 8.3287 | 0.68296 | 9 | 0.011692
34456 | 3.12 | 1 | 365 | 3.5695 | 0.14984 | 3 | 0.7193
44116 | 5.04 | 1 | 365 | 5.766 | 0.54974 | 6 | 0.31579
44121 | 9.88 | 1 | 365 | 11.3033 | 0.64117 | 11 | 0.94444
44237 | 5.98 | 1 | 365 | 6.8415 | 0.70386 | 7 | 0.54532
44571 | 4.16 | 1 | 365 | 4.7593 | 0.53312 | 5 | 0.2924
44586 | 6.24 | 1 | 365 | 7.1389 | 0.29968 | 7 | 0.43859
44576 | 6.5 | 1 | 365 | 7.4364 | 0.8955 | 8 | 0.33187
43543 | 6.3 | 1 | 365 | 7.2076 | 0.43718 | 7 | 0.64473
16454 | 12.24 | 1 | 365 | 14.0032 | 0.04938 | 14 | 0.052625
29253 | 5.355 | 1 | 365 | 6.1264 | 0.2716 | 6 | 0.39802
14919 | 10.2 | 1 | 365 | 11.6694 | 0.37448 | 12 | 0.043854
22033 | 9.62 | 1 | 365 | 11.0058 | 0.045346 | 11 | 0.051165
22143 | 12.74 | 1 | 365 | 14.5753 | 0.19519 | 14 | 0.77046
45296 | 5.98 | 1 | 365 | 6.8415 | 0.70386 | 7 | 0.54532
24096 | 7.54 | 1 | 365 | 8.6262 | 0.27878 | 8 | 0.90497
43562 | 8.25 | 1 | 365 | 9.4385 | 0.90583 | 10 | 0.34429
27570 | 10.965 | 1 | 365 | 12.5446 | 0.12757 | 12 | 0.67214
31782 | 7.28 | 1 | 365 | 8.3287 | 0.68296 | 9 | 0.011692
31693 | 5.2 | 1 | 365 | 5.9491 | 0.9164 | 6 | 0.86549
44953 | 3.64 | 1 | 365 | 4.1644 | 0.34148 | 4 | 0.50585
43572 | 6.24 | 1 | 365 | 7.1389 | 0.29968 | 7 | 0.43859
44988 | 4.68 | 1 | 365 | 5.3542 | 0.72476 | 6 | 0.078945
44625 | 5.98 | 1 | 365 | 6.8415 | 0.70386 | 7 | 0.54532
44097 | 22.68 | 1 | 365 | 25.9472 | 0.97385 | 26 | 0.92104
45306 | 11.7 | 1 | 365 | 13.3855 | 0.81191 | 14 | 0.19736
33987 | 304.2 | 0.9 | 365 | 313.2197 | 0.39863 | 313 | 0.61828
45006 | 7.28 | 1 | 365 | 8.3287 | 0.68296 | 9 | 0.011692
34743 | 60.39 | 0.9 | 365 | 62.1806 | 0.55162 | 62 | 0.73221
45037 | 11.44 | 1 | 365 | 13.088 | 0.21609 | 13 | 0.30409
45354 | 5.72 | 1 | 365 | 6.544 | 0.10804 | 6 | 0.65204
45358 | 16.64 | 1 | 365 | 19.0371 | 0.13249 | 19 | 0.16958
27571 | 8.16 | 1 | 365 | 9.3355 | 0.69959 | 10 | 0.035084
45369 | 5.2 | 1 | 365 | 5.9491 | 0.9164 | 6 | 0.86549
45652 | 11.96 | 1 | 365 | 13.6829 | 0.40773 | 14 | 0.090637
29861 | 7.28 | 1 | 365 | 8.3287 | 0.68296 | 9 | 0.011692
43907 | 3.78 | 1 | 365 | 4.3245 | 0.66231 | 4 | 0.98684
30259 | 5.2 | 1 | 365 | 5.9491 | 0.9164 | 6 | 0.86549
32481 | 4.16 | 1 | 365 | 4.7593 | 0.53312 | 5 | 0.2924
44829 | 5.46 | 1 | 365 | 6.2465 | 0.51222 | 6 | 0.75877
43912 | 9.01 | 1 | 365 | 10.3079 | 0.64746 | 10 | 0.9554
44998 | 9.88 | 1 | 365 | 11.3033 | 0.64117 | 11 | 0.94444
31457 | 11.7 | 1 | 365 | 13.3855 | 0.81191 | 14 | 0.19736
44946 | 7.395 | 1 | 365 | 8.4603 | 0.9465 | 9 | 0.40679
44943 | 2.6 | 1 | 365 | 2.9745 | 0.9582 | 3 | 0.93275
44945 | 7.42 | 1 | 365 | 8.4889 | 0.0037907 | 8 | 0.49269
43918 | 7.848 | 1 | 365 | 8.9786 | 0.9846 | 9 | 0.96315
44962 | 2.295 | 1 | 365 | 2.6256 | 0.25926 | 2 | 0.88487
45004 | 4.335 | 1 | 365 | 4.9595 | 0.93416 | 5 | 0.89364
43903 | 10.791 | 1 | 365 | 12.3455 | 0.72883 | 13 | 0.074337
44970 | 9.1 | 1 | 365 | 10.4109 | 0.85371 | 11 | 0.26462
43906 | 3.9 | 1 | 365 | 4.4618 | 0.9373 | 5 | 0.39912
45026 | 7.54 | 1 | 365 | 8.6262 | 0.27878 | 8 | 0.90497
45015 | 5.46 | 1 | 365 | 6.2465 | 0.51222 | 6 | 0.75877
43921 | 8.4 | 1 | 365 | 9.6101 | 0.24957 | 9 | 0.85964
45019 | 10.455 | 1 | 365 | 11.9611 | 0.95885 | 12 | 0.91995
45046 | 5.2 | 1 | 365 | 5.9491 | 0.9164 | 6 | 0.86549
45058 | 5.98 | 1 | 365 | 6.8415 | 0.70386 | 7 | 0.54532
45060 | 7.65 | 1 | 365 | 8.752 | 0.53086 | 9 | 0.28289
45059 | 6.375 | 1 | 365 | 7.2934 | 0.60905 | 7 | 0.90241
45054 | 9.1 | 1 | 365 | 10.4109 | 0.85371 | 11 | 0.26462
45083 | 3.445 | 1 | 365 | 3.9413 | 0.89462 | 4 | 0.83589
45076 | 3.315 | 1 | 365 | 3.7925 | 0.59671 | 4 | 0.38925
45794 | 9.72 | 1 | 365 | 11.1202 | 0.27451 | 11 | 0.39473
45798 | 10.455 | 1 | 365 | 11.9611 | 0.95885 | 12 | 0.91995
45802 | 7.75 | 1 | 365 | 8.8664 | 0.76002 | 9 | 0.62646
45859 | 8.25 | 1 | 365 | 9.4385 | 0.90583 | 10 | 0.34429
45861 | 3.64 | 1 | 365 | 4.1644 | 0.34148 | 4 | 0.50585
45863 | 4.2 | 1 | 365 | 4.805 | 0.62479 | 5 | 0.42982
45508 | 6.615 | 1 | 365 | 7.5679 | 0.15904 | 7 | 0.72697
45896 | 7.56 | 1 | 365 | 8.6491 | 0.32462 | 8 | 0.97368
45736 | 8.58 | 1 | 365 | 9.816 | 0.66207 | 10 | 0.47807
45745 | 7.28 | 1 | 365 | 8.3287 | 0.68296 | 9 | 0.011692
45720 | 7.02 | 1 | 365 | 8.0313 | 0.087144 | 8 | 0.11842
32452 | 7.8 | 1 | 365 | 8.9236 | 0.8746 | 9 | 0.79824
32784 | 4.42 | 1 | 365 | 5.0567 | 0.12894 | 5 | 0.18567
27432 | 1.785 | 1 | 365 | 2.0421 | 0.090535 | 2 | 0.13267
29104 | 6.76 | 1 | 365 | 7.7338 | 0.49132 | 8 | 0.22514
32306 | 8.84 | 1 | 365 | 10.1135 | 0.25789 | 10 | 0.37134
32050 | 3.38 | 1 | 365 | 3.8669 | 0.74566 | 4 | 0.61257
32177 | 5.98 | 1 | 365 | 6.8415 | 0.70386 | 7 | 0.54532
45436 | 8.32 | 1 | 365 | 9.5185 | 0.066245 | 9 | 0.58479
32157 | 5.2 | 1 | 365 | 5.9491 | 0.9164 | 6 | 0.86549
32170 | 7.8 | 1 | 365 | 8.9236 | 0.8746 | 9 | 0.79824
32398 | 4.16 | 1 | 365 | 4.7593 | 0.53312 | 5 | 0.2924
32416 | 4.42 | 1 | 365 | 5.0567 | 0.12894 | 5 | 0.18567
32515 | 8.32 | 1 | 365 | 9.5185 | 0.066245 | 9 | 0.58479
45458 | 7.8 | 1 | 365 | 8.9236 | 0.8746 | 9 | 0.79824
43923 | 9.483 | 1 | 365 | 10.8491 | 0.73139 | 11 | 0.58048
32722 | 6.24 | 1 | 365 | 7.1389 | 0.29968 | 7 | 0.43859
34873 | 192.92 | 0.9 | 365 | 198.6402 | 0.8887 | 199 | 0.52886
27874 | 8.06 | 1 | 365 | 9.2211 | 0.47042 | 9 | 0.69152
45087 | 9.01 | 1 | 365 | 10.3079 | 0.64746 | 10 | 0.9554
44156 | 6 | 1 | 365 | 6.8643 | 0.7497 | 7 | 0.61403
45073 | 4.94 | 1 | 365 | 5.6516 | 0.32058 | 5 | 0.97222
45092 | 5.61 | 1 | 365 | 6.4182 | 0.85597 | 7 | 0.27412
43932 | 10.464 | 1 | 365 | 11.9714 | 0.97947 | 12 | 0.95087
45097 | 5.46 | 1 | 365 | 6.2465 | 0.51222 | 6 | 0.75877
32982 | 649.8 | 0.8 | 365 | 594.7261 | 0.27366 | 594 | 0.99973
45109 | 10.14 | 1 | 365 | 11.6007 | 0.23699 | 11 | 0.83771
44641 | 57.72 | 0.9 | 365 | 59.4314 | 0.044868 | 59 | 0.47629
36205 | 73 | 0.9 | 365 | 75.1645 | 0.55917 | 75 | 0.72365
45102 | 4.68 | 1 | 365 | 5.3542 | 0.72476 | 6 | 0.078945
37660 | 10.98 | 1 | 365 | 12.5617 | 0.16194 | 12 | 0.72368
45112 | 3.64 | 1 | 365 | 4.1644 | 0.34148 | 4 | 0.50585
45115 | 14.3 | 1 | 365 | 16.36 | 0.77011 | 17 | 0.13011
43947 | 5.7 | 1 | 365 | 6.5211 | 0.062211 | 6 | 0.58333
45114 | 13.25 | 1 | 365 | 15.1587 | 0.36391 | 15 | 0.52265
43950 | 6.213 | 1 | 365 | 7.108 | 0.23781 | 7 | 0.34583
45124 | 3.9 | 1 | 365 | 4.4618 | 0.9373 | 5 | 0.39912
45133 | 8.06 | 1 | 365 | 9.2211 | 0.47042 | 9 | 0.69152
43951 | 3.75 | 1 | 365 | 4.2902 | 0.59356 | 4 | 0.88377
43957 | 3.38 | 1 | 365 | 3.8669 | 0.74566 | 4 | 0.61257
44025 | 5.2 | 1 | 365 | 5.9491 | 0.9164 | 6 | 0.86549
44026 | 9.1 | 1 | 365 | 10.4109 | 0.85371 | 11 | 0.26462
44027 | 5.2 | 1 | 365 | 5.9491 | 0.9164 | 6 | 0.86549
45134 | 5.83 | 1 | 365 | 6.6698 | 0.36012 | 7 | 0.029968
31442 | 6.76 | 1 | 365 | 7.7338 | 0.49132 | 8 | 0.22514
16845 | 7.8 | 1 | 365 | 8.9236 | 0.8746 | 9 | 0.79824
45123 | 9.36 | 1 | 365 | 10.7084 | 0.44953 | 11 | 0.15789
45135 | 11.96 | 1 | 365 | 13.6829 | 0.40773 | 14 | 0.090637
45504 | 13.515 | 1 | 365 | 15.4619 | 0.97119 | 16 | 0.43311
45149 | 4.335 | 1 | 365 | 4.9595 | 0.93416 | 5 | 0.89364
27913 | 13 | 1 | 365 | 14.8727 | 0.79101 | 15 | 0.66374
32368 | 4.68 | 1 | 365 | 5.3542 | 0.72476 | 6 | 0.078945
45144 | 7.65 | 1 | 365 | 8.752 | 0.53086 | 9 | 0.28289
45524 | 9.36 | 1 | 365 | 10.7084 | 0.44953 | 11 | 0.15789
45154 | 4.335 | 1 | 365 | 4.9595 | 0.93416 | 5 | 0.89364
29142 | 12.495 | 1 | 365 | 14.295 | 0.63374 | 14 | 0.92872
29238 | 5.2 | 1 | 365 | 5.9491 | 0.9164 | 6 | 0.86549
42892 | 4.94 | 1 | 365 | 5.6516 | 0.32058 | 5 | 0.97222
45165 | 4.16 | 1 | 365 | 4.7593 | 0.53312 | 5 | 0.2924
32397 | 5.98 | 1 | 365 | 6.8415 | 0.70386 | 7 | 0.54532
41729 | 5.1 | 1 | 365 | 5.8347 | 0.68724 | 6 | 0.52193
32421 | 6.5 | 1 | 365 | 7.4364 | 0.8955 | 8 | 0.33187
21262 | 5.2 | 1 | 365 | 5.9491 | 0.9164 | 6 | 0.86549
46147 | 8.32 | 1 | 365 | 9.5185 | 0.066245 | 9 | 0.58479
37065 | 4 | 1 | 365 | 4.5762 | 0.16646 | 4 | 0.74269
45449 | 10.92 | 1 | 365 | 12.4931 | 0.024447 | 12 | 0.51754
41943 | 9.88 | 1 | 365 | 11.3033 | 0.64117 | 11 | 0.94444
46156 | 6.5 | 1 | 365 | 7.4364 | 0.8955 | 8 | 0.33187
42594 | 6.54 | 1 | 365 | 7.4821 | 0.98717 | 8 | 0.46929
42848 | 6.063 | 1 | 365 | 6.9364 | 0.89407 | 7 | 0.83048
46163 | 7.54 | 1 | 365 | 8.6262 | 0.27878 | 8 | 0.90497
42870 | 5.2 | 1 | 365 | 5.9491 | 0.9164 | 6 | 0.86549
41886 | 3.27 | 1 | 365 | 3.7411 | 0.49358 | 4 | 0.23465
44049 | 9.9 | 1 | 365 | 11.3262 | 0.687 | 12 | 0.013153
5831 | 318.06 | 1 | 365 | 363.8785 | 0.87138 | 364 | 0.74984
44107 | 11 | 1 | 365 | 12.5846 | 0.20778 | 12 | 0.79239
44048 | 7.521 | 1 | 365 | 8.6044 | 0.23524 | 8 | 0.83969
44050 | 8.175 | 1 | 365 | 9.3527 | 0.73396 | 10 | 0.086619
45243 | 7.25 | 1 | 365 | 8.2944 | 0.61422 | 8 | 0.90862
38097 | 88.5 | 0.9 | 365 | 91.1241 | 0.52721 | 91 | 0.65127
46189 | 4.24 | 1 | 365 | 4.8508 | 0.71645 | 5 | 0.56725
46225 | 24.2 | 1 | 365 | 27.6862 | 0.45711 | 28 | 0.14326
45155 | 6.095 | 1 | 365 | 6.973 | 0.9674 | 7 | 0.94042
46215 | 5.98 | 1 | 365 | 6.8415 | 0.70386 | 7 | 0.54532
27416 | 4.08 | 1 | 365 | 4.6677 | 0.34979 | 5 | 0.017542
45179 | 9.1 | 1 | 365 | 10.4109 | 0.85371 | 11 | 0.26462
22208 | 5.46 | 1 | 365 | 6.2465 | 0.51222 | 6 | 0.75877
22449 | 6.5 | 1 | 365 | 7.4364 | 0.8955 | 8 | 0.33187
33260 | 8.84 | 1 | 365 | 10.1135 | 0.25789 | 10 | 0.37134
24530 | 5.47 | 1 | 365 | 6.258 | 0.53514 | 6 | 0.79313
45182 | 17.16 | 1 | 365 | 19.632 | 0.32413 | 19 | 0.95613
29262 | 6.885 | 1 | 365 | 7.8768 | 0.77778 | 8 | 0.6546
33954 | 5.72 | 1 | 365 | 6.544 | 0.10804 | 6 | 0.65204
32715 | 3.12 | 1 | 365 | 3.5695 | 0.14984 | 3 | 0.7193
45631 | 5.72 | 1 | 365 | 6.544 | 0.10804 | 6 | 0.65204
45202 | 11.7 | 1 | 365 | 13.3855 | 0.81191 | 14 | 0.19736
26980 | 4.16 | 1 | 365 | 4.7593 | 0.53312 | 5 | 0.2924
45212 | 8.84 | 1 | 365 | 10.1135 | 0.25789 | 10 | 0.37134
45437 | 8.58 | 1 | 365 | 9.816 | 0.66207 | 10 | 0.47807
45214 | 4.42 | 1 | 365 | 5.0567 | 0.12894 | 5 | 0.18567
34279 | 5.2 | 1 | 365 | 5.9491 | 0.9164 | 6 | 0.86549
45495 | 8.32 | 1 | 365 | 9.5185 | 0.066245 | 9 | 0.58479
45446 | 8.58 | 1 | 365 | 9.816 | 0.66207 | 10 | 0.47807
45541 | 7.28 | 1 | 365 | 8.3287 | 0.68296 | 9 | 0.011692
45452 | 5.46 | 1 | 365 | 6.2465 | 0.51222 | 6 | 0.75877
45562 | 3.64 | 1 | 365 | 4.1644 | 0.34148 | 4 | 0.50585
45519 | 4.16 | 1 | 365 | 4.7593 | 0.53312 | 5 | 0.2924
16769 | 2.45 | 1 | 365 | 2.8029 | 0.61446 | 3 | 0.4174
45528 | 8.91 | 1 | 365 | 10.1935 | 0.4183 | 10 | 0.61184
45677 | 12.48 | 1 | 365 | 14.2778 | 0.59937 | 14 | 0.87719
45553 | 14.56 | 1 | 365 | 16.6575 | 0.36593 | 17 | 0.023384
45633 | 5.98 | 1 | 365 | 6.8415 | 0.70386 | 7 | 0.54532
45288 | 3.975 | 1 | 365 | 4.5476 | 0.10917 | 4 | 0.6568
45283 | 11.44 | 1 | 365 | 13.088 | 0.21609 | 13 | 0.30409
45532 | 8.64 | 1 | 365 | 9.8846 | 0.79956 | 10 | 0.68421
45294 | 6.24 | 1 | 365 | 7.1389 | 0.29968 | 7 | 0.43859
45291 | 15.08 | 1 | 365 | 17.2524 | 0.55757 | 17 | 0.80993
45298 | 11.395 | 1 | 365 | 13.0365 | 0.11296 | 13 | 0.14948
45302 | 12.455 | 1 | 365 | 14.2492 | 0.54208 | 14 | 0.79129
45534 | 12.099 | 1 | 365 | 13.8419 | 0.72626 | 14 | 0.5682
45643 | 4.16 | 1 | 365 | 4.7593 | 0.53312 | 5 | 0.2924
45654 | 7.02 | 1 | 365 | 8.0313 | 0.087144 | 8 | 0.11842
45548 | 8.1 | 1 | 365 | 9.2669 | 0.56209 | 9 | 0.82894
45328 | 9.1 | 1 | 365 | 10.4109 | 0.85371 | 11 | 0.26462
45345 | 13.52 | 1 | 365 | 15.4676 | 0.98265 | 16 | 0.45029
45564 | 4.59 | 1 | 365 | 5.2512 | 0.51852 | 5 | 0.76973
37045 | 9.36 | 1 | 365 | 10.7084 | 0.44953 | 11 | 0.15789
45454 | 10.07 | 1 | 365 | 11.5206 | 0.076573 | 11 | 0.59722
37083 | 7.28 | 1 | 365 | 8.3287 | 0.68296 | 9 | 0.011692
37938 | 7.28 | 1 | 365 | 8.3287 | 0.68296 | 9 | 0.011692
45414 | 6.89 | 1 | 365 | 7.8825 | 0.78923 | 8 | 0.67178
45289 | 3.12 | 1 | 365 | 3.5695 | 0.14984 | 3 | 0.7193
45450 | 9.1 | 1 | 365 | 10.4109 | 0.85371 | 11 | 0.26462
28568 | 3.64 | 1 | 365 | 4.1644 | 0.34148 | 4 | 0.50585
45464 | 4.94 | 1 | 365 | 5.6516 | 0.32058 | 5 | 0.97222
45456 | 9.1 | 1 | 365 | 10.4109 | 0.85371 | 11 | 0.26462
45581 | 6 | 1 | 365 | 6.8643 | 0.7497 | 7 | 0.61403
45473 | 2.6 | 1 | 365 | 2.9745 | 0.9582 | 3 | 0.93275
28601 | 6.76 | 1 | 365 | 7.7338 | 0.49132 | 8 | 0.22514
45726 | 2.86 | 1 | 365 | 3.272 | 0.55402 | 3 | 0.82602
44233 | 7.02 | 1 | 365 | 8.0313 | 0.087144 | 8 | 0.11842
45477 | 4.32 | 1 | 365 | 4.9423 | 0.89978 | 5 | 0.8421
45589 | 3.6 | 1 | 365 | 4.1186 | 0.24982 | 4 | 0.36842
45597 | 8.175 | 1 | 365 | 9.3527 | 0.73396 | 10 | 0.086619
45487 | 6.24 | 1 | 365 | 7.1389 | 0.29968 | 7 | 0.43859
39166 | 4.42 | 1 | 365 | 5.0567 | 0.12894 | 5 | 0.18567
49651 | 3.975 | 1 | 365 | 4.5476 | 0.10917 | 4 | 0.6568
25089 | 9.62 | 1 | 365 | 11.0058 | 0.045346 | 11 | 0.051165
31700 | 8.32 | 1 | 365 | 9.5185 | 0.066245 | 9 | 0.58479
24860 | 8.84 | 1 | 365 | 10.1135 | 0.25789 | 10 | 0.37134
49656 | 4.94 | 1 | 365 | 5.6516 | 0.32058 | 5 | 0.97222
49646 | 6.48 | 1 | 365 | 7.4135 | 0.84967 | 8 | 0.26315
26984 | 5.2 | 1 | 365 | 5.9491 | 0.9164 | 6 | 0.86549
49659 | 7.42 | 1 | 365 | 8.4889 | 0.0037907 | 8 | 0.49269
26992 | 5.46 | 1 | 365 | 6.2465 | 0.51222 | 6 | 0.75877
49658 | 2.86 | 1 | 365 | 3.272 | 0.55402 | 3 | 0.82602
26993 | 11.44 | 1 | 365 | 13.088 | 0.21609 | 13 | 0.30409
31493 | 9.88 | 1 | 365 | 11.3033 | 0.64117 | 11 | 0.94444
31914 | 7.8 | 1 | 365 | 8.9236 | 0.8746 | 9 | 0.79824
49667 | 6.76 | 1 | 365 | 7.7338 | 0.49132 | 8 | 0.22514
31916 | 9.36 | 1 | 365 | 10.7084 | 0.44953 | 11 | 0.15789
49654 | 5.72 | 1 | 365 | 6.544 | 0.10804 | 6 | 0.65204
49652 | 4.94 | 1 | 365 | 5.6516 | 0.32058 | 5 | 0.97222
49671 | 11.96 | 1 | 365 | 13.6829 | 0.40773 | 14 | 0.090637
49672 | 6.24 | 1 | 365 | 7.1389 | 0.29968 | 7 | 0.43859
49645 | 3.12 | 1 | 365 | 3.5695 | 0.14984 | 3 | 0.7193
49679 | 5.72 | 1 | 365 | 6.544 | 0.10804 | 6 | 0.65204
49696 | 5.13 | 1 | 365 | 5.869 | 0.75599 | 6 | 0.625
49634 | 11.96 | 1 | 365 | 13.6829 | 0.40773 | 14 | 0.090637
43514 | 7.54 | 1 | 365 | 8.6262 | 0.27878 | 8 | 0.90497
47152 | 4.42 | 1 | 365 | 5.0567 | 0.12894 | 5 | 0.18567
47159 | 2.6 | 1 | 365 | 2.9745 | 0.9582 | 3 | 0.93275
47166 | 10.66 | 1 | 365 | 12.1956 | 0.42863 | 12 | 0.62426
47167 | 4.42 | 1 | 365 | 5.0567 | 0.12894 | 5 | 0.18567
47168 | 6.76 | 1 | 365 | 7.7338 | 0.49132 | 8 | 0.22514
47173 | 9.88 | 1 | 365 | 11.3033 | 0.64117 | 11 | 0.94444
47190 | 9.88 | 1 | 365 | 11.3033 | 0.64117 | 11 | 0.94444
47194 | 7.8 | 1 | 365 | 8.9236 | 0.8746 | 9 | 0.79824
47195 | 5.355 | 1 | 365 | 6.1264 | 0.2716 | 6 | 0.39802
47191 | 7.8 | 1 | 365 | 8.9236 | 0.8746 | 9 | 0.79824
47196 | 13.78 | 1 | 365 | 15.7651 | 0.57847 | 16 | 0.34356
47205 | 8.215 | 1 | 365 | 9.3984 | 0.82563 | 10 | 0.22405
47207 | 6.24 | 1 | 365 | 7.1389 | 0.29968 | 7 | 0.43859
47292 | 5.98 | 1 | 365 | 6.8415 | 0.70386 | 7 | 0.54532
47329 | 4.16 | 1 | 365 | 4.7593 | 0.53312 | 5 | 0.2924
48937 | 3.825 | 1 | 365 | 4.376 | 0.76543 | 5 | 0.14145
43841 | 4.24 | 1 | 365 | 4.8508 | 0.71645 | 5 | 0.56725
52814 | 32.25 | 0.9 | 365 | 33.2062 | 0.51415 | 33 | 0.72038
49247 | 4.42 | 1 | 365 | 5.0567 | 0.12894 | 5 | 0.18567
49711 | 6.76 | 1 | 365 | 7.7338 | 0.49132 | 8 | 0.22514
49262 | 6.63 | 1 | 365 | 7.5851 | 0.19341 | 7 | 0.77851
49551 | 3.64 | 1 | 365 | 4.1644 | 0.34148 | 4 | 0.50585
49572 | 10.4 | 1 | 365 | 11.8982 | 0.83281 | 12 | 0.73099
49590 | 9.36 | 1 | 365 | 10.7084 | 0.44953 | 11 | 0.15789
49619 | 3.64 | 1 | 365 | 4.1644 | 0.34148 | 4 | 0.50585
49718 | 10.14 | 1 | 365 | 11.6007 | 0.23699 | 11 | 0.83771
49623 | 4.08 | 1 | 365 | 4.6677 | 0.34979 | 5 | 0.017542
49628 | 4.16 | 1 | 365 | 4.7593 | 0.53312 | 5 | 0.2924
49732 | 6.5 | 1 | 365 | 7.4364 | 0.8955 | 8 | 0.33187
49629 | 2.12 | 1 | 365 | 2.4254 | 0.85823 | 3 | 0.28362
49724 | 7.54 | 1 | 365 | 8.6262 | 0.27878 | 8 | 0.90497
49632 | 7.8 | 1 | 365 | 8.9236 | 0.8746 | 9 | 0.79824
49738 | 2.34 | 1 | 365 | 2.6771 | 0.36238 | 3 | 0.039472
49751 | 3.64 | 1 | 365 | 4.1644 | 0.34148 | 4 | 0.50585
49785 | 5.46 | 1 | 365 | 6.2465 | 0.51222 | 6 | 0.75877
49787 | 17.595 | 1 | 365 | 20.1297 | 0.32098 | 20 | 0.45065
46306 | 6.27 | 1 | 365 | 7.1732 | 0.36843 | 7 | 0.54166
49789 | 7.14 | 1 | 365 | 8.1686 | 0.36214 | 8 | 0.5307
49788 | 7.54 | 1 | 365 | 8.6262 | 0.27878 | 8 | 0.90497
28257 | 5.46 | 1 | 365 | 6.2465 | 0.51222 | 6 | 0.75877
49790 | 6.24 | 1 | 365 | 7.1389 | 0.29968 | 7 | 0.43859
28769 | 5.98 | 1 | 365 | 6.8415 | 0.70386 | 7 | 0.54532
49793 | 5.2 | 1 | 365 | 5.9491 | 0.9164 | 6 | 0.86549
46315 | 12 | 1 | 365 | 13.7287 | 0.49939 | 14 | 0.22806
49792 | 3.38 | 1 | 365 | 3.8669 | 0.74566 | 4 | 0.61257
46320 | 8.67 | 1 | 365 | 9.919 | 0.86831 | 10 | 0.78728
42341 | 4.68 | 1 | 365 | 5.3542 | 0.72476 | 6 | 0.078945
49799 | 7.8 | 1 | 365 | 8.9236 | 0.8746 | 9 | 0.79824
49801 | 9.36 | 1 | 365 | 10.7084 | 0.44953 | 11 | 0.15789
41603 | 4.08 | 1 | 365 | 4.6677 | 0.34979 | 5 | 0.017542
46322 | 10.6 | 1 | 365 | 12.127 | 0.29113 | 12 | 0.41812
49807 | 8.32 | 1 | 365 | 9.5185 | 0.066245 | 9 | 0.58479
32747 | 4.42 | 1 | 365 | 5.0567 | 0.12894 | 5 | 0.18567
46314 | 10.5 | 1 | 365 | 12.0126 | 0.061968 | 12 | 0.074556
49809 | 7.16 | 1 | 365 | 8.1914 | 0.40797 | 8 | 0.59941
32733 | 9.88 | 1 | 365 | 11.3033 | 0.64117 | 11 | 0.94444
49811 | 3.12 | 1 | 365 | 3.5695 | 0.14984 | 3 | 0.7193
23163 | 13 | 1 | 365 | 14.8727 | 0.79101 | 15 | 0.66374
49815 | 3.38 | 1 | 365 | 3.8669 | 0.74566 | 4 | 0.61257
51068 | 4.94 | 1 | 365 | 5.6516 | 0.32058 | 5 | 0.97222
32792 | 7.54 | 1 | 365 | 8.6262 | 0.27878 | 8 | 0.90497
49818 | 6.5 | 1 | 365 | 7.4364 | 0.8955 | 8 | 0.33187
32718 | 7.02 | 1 | 365 | 8.0313 | 0.087144 | 8 | 0.11842
51014 | 4.16 | 1 | 365 | 4.7593 | 0.53312 | 5 | 0.2924
32852 | 10.14 | 1 | 365 | 11.6007 | 0.23699 | 11 | 0.83771
50995 | 4.945 | 1 | 365 | 5.6574 | 0.33204 | 5 | 0.9894
33783 | 2.6 | 1 | 365 | 2.9745 | 0.9582 | 3 | 0.93275
51103 | 12.74 | 1 | 365 | 14.5753 | 0.19519 | 14 | 0.77046
49750 | 7.28 | 1 | 365 | 8.3287 | 0.68296 | 9 | 0.011692
51108 | 6.24 | 1 | 365 | 7.1389 | 0.29968 | 7 | 0.43859
49827 | 4.24 | 1 | 365 | 4.8508 | 0.71645 | 5 | 0.56725
49830 | 5.98 | 1 | 365 | 6.8415 | 0.70386 | 7 | 0.54532
49829 | 3.18 | 1 | 365 | 3.6381 | 0.28734 | 3 | 0.92544
49834 | 13.78 | 1 | 365 | 15.7651 | 0.57847 | 16 | 0.34356
49835 | 8.58 | 1 | 365 | 9.816 | 0.66207 | 10 | 0.47807
49837 | 4.68 | 1 | 365 | 5.3542 | 0.72476 | 6 | 0.078945
49841 | 7.02 | 1 | 365 | 8.0313 | 0.087144 | 8 | 0.11842
49843 | 4.16 | 1 | 365 | 4.7593 | 0.53312 | 5 | 0.2924
49846 | 10 | 1 | 365 | 11.4406 | 0.91616 | 12 | 0.35672
51107 | 5.72 | 1 | 365 | 6.544 | 0.10804 | 6 | 0.65204
49847 | 10.4 | 1 | 365 | 11.8982 | 0.83281 | 12 | 0.73099
51087 | 6.76 | 1 | 365 | 7.7338 | 0.49132 | 8 | 0.22514
49852 | 11.44 | 1 | 365 | 13.088 | 0.21609 | 13 | 0.30409
38520 | 4.335 | 1 | 365 | 4.9595 | 0.93416 | 5 | 0.89364
49853 | 9.36 | 1 | 365 | 10.7084 | 0.44953 | 11 | 0.15789
51096 | 5.2 | 1 | 365 | 5.9491 | 0.9164 | 6 | 0.86549
51110 | 7.8 | 1 | 365 | 8.9236 | 0.8746 | 9 | 0.79824
49854 | 4.94 | 1 | 365 | 5.6516 | 0.32058 | 5 | 0.97222
51083 | 5.98 | 1 | 365 | 6.8415 | 0.70386 | 7 | 0.54532
51218 | 6.76 | 1 | 365 | 7.7338 | 0.49132 | 8 | 0.22514
51078 | 4.16 | 1 | 365 | 4.7593 | 0.53312 | 5 | 0.2924
49856 | 4.16 | 1 | 365 | 4.7593 | 0.53312 | 5 | 0.2924
51016 | 3.9 | 1 | 365 | 4.4618 | 0.9373 | 5 | 0.39912
51076 | 9.62 | 1 | 365 | 11.0058 | 0.045346 | 11 | 0.051165
42853 | 8.48 | 1 | 365 | 9.7016 | 0.4329 | 10 | 0.1345
51092 | 3.12 | 1 | 365 | 3.5695 | 0.14984 | 3 | 0.7193
51634 | 11.18 | 1 | 365 | 12.7905 | 0.62027 | 13 | 0.41081
51811 | 5.46 | 1 | 365 | 6.2465 | 0.51222 | 6 | 0.75877
32284 | 9.88 | 1 | 365 | 11.3033 | 0.64117 | 11 | 0.94444
34823 | 6.875 | 1 | 365 | 7.8654 | 0.75486 | 8 | 0.62025
32875 | 9.1 | 1 | 365 | 10.4109 | 0.85371 | 11 | 0.26462
40055 | 6 | 1 | 365 | 6.8643 | 0.7497 | 7 | 0.61403
43037 | 12 | 1 | 365 | 13.7287 | 0.49939 | 14 | 0.22806
45493 | 8.32 | 1 | 365 | 9.5185 | 0.066245 | 9 | 0.58479
45482 | 13.78 | 1 | 365 | 15.7651 | 0.57847 | 16 | 0.34356
46325 | 10.2 | 1 | 365 | 11.6694 | 0.37448 | 12 | 0.043854
46317 | 10.455 | 1 | 365 | 11.9611 | 0.95885 | 12 | 0.91995
46326 | 7.2 | 1 | 365 | 8.2372 | 0.49964 | 8 | 0.73684
46331 | 9.72 | 1 | 365 | 11.1202 | 0.27451 | 11 | 0.39473
49860 | 5.98 | 1 | 365 | 6.8415 | 0.70386 | 7 | 0.54532
49863 | 5.98 | 1 | 365 | 6.8415 | 0.70386 | 7 | 0.54532
46367 | 6.24 | 1 | 365 | 7.1389 | 0.29968 | 7 | 0.43859
49859 | 9.88 | 1 | 365 | 11.3033 | 0.64117 | 11 | 0.94444
49867 | 8.84 | 1 | 365 | 10.1135 | 0.25789 | 10 | 0.37134
46377 | 3.85 | 1 | 365 | 4.4046 | 0.82272 | 5 | 0.22734
46378 | 5.1 | 1 | 365 | 5.8347 | 0.68724 | 6 | 0.52193
49930 | 4.08 | 1 | 365 | 4.6677 | 0.34979 | 5 | 0.017542
46384 | 7.28 | 1 | 365 | 8.3287 | 0.68296 | 9 | 0.011692
46393 | 12.19 | 1 | 365 | 13.946 | 0.9348 | 14 | 0.88084
49865 | 5.2 | 1 | 365 | 5.9491 | 0.9164 | 6 | 0.86549
51637 | 3.12 | 1 | 365 | 3.5695 | 0.14984 | 3 | 0.7193
51586 | 4.68 | 1 | 365 | 5.3542 | 0.72476 | 6 | 0.078945
49932 | 2.08 | 1 | 365 | 2.3796 | 0.76656 | 3 | 0.1462
51597 | 13.52 | 1 | 365 | 15.4676 | 0.98265 | 16 | 0.45029
51534 | 5.2 | 1 | 365 | 5.9491 | 0.9164 | 6 | 0.86549
49945 | 3.64 | 1 | 365 | 4.1644 | 0.34148 | 4 | 0.50585
51380 | 2.86 | 1 | 365 | 3.272 | 0.55402 | 3 | 0.82602
51545 | 5.13 | 1 | 365 | 5.869 | 0.75599 | 6 | 0.625
49944 | 8.58 | 1 | 365 | 9.816 | 0.66207 | 10 | 0.47807
51530 | 6.76 | 1 | 365 | 7.7338 | 0.49132 | 8 | 0.22514
51814 | 5.2 | 1 | 365 | 5.9491 | 0.9164 | 6 | 0.86549
38973 | 9.1 | 1 | 365 | 10.4109 | 0.85371 | 11 | 0.26462
49951 | 8.32 | 1 | 365 | 9.5185 | 0.066245 | 9 | 0.58479
49956 | 7.42 | 1 | 365 | 8.4889 | 0.0037907 | 8 | 0.49269
52071 | 3.38 | 1 | 365 | 3.8669 | 0.74566 | 4 | 0.61257
31923 | 5.72 | 1 | 365 | 6.544 | 0.10804 | 6 | 0.65204
52715 | 34.45 | 0.9 | 365 | 35.4715 | 0.051554 | 35 | 0.52301
52082 | 3.64 | 1 | 365 | 4.1644 | 0.34148 | 4 | 0.50585
49965 | 7.395 | 1 | 365 | 8.4603 | 0.9465 | 9 | 0.40679
52072 | 8.215 | 1 | 365 | 9.3984 | 0.82563 | 10 | 0.22405
49967 | 4.16 | 1 | 365 | 4.7593 | 0.53312 | 5 | 0.2924
35013 | 40.221 | 0.9 | 365 | 41.4136 | 0.95398 | 42 | 0.36755
44975 | 8.745 | 1 | 365 | 10.0048 | 0.040182 | 10 | 0.044952
49972 | 10.4 | 1 | 365 | 11.8982 | 0.83281 | 12 | 0.73099
50088 | 5.46 | 1 | 365 | 6.2465 | 0.51222 | 6 | 0.75877
39676 | 8.745 | 1 | 365 | 10.0048 | 0.040182 | 10 | 0.044952
52084 | 8.06 | 1 | 365 | 9.2211 | 0.47042 | 9 | 0.69152
50081 | 9.1 | 1 | 365 | 10.4109 | 0.85371 | 11 | 0.26462
40833 | 4.24 | 1 | 365 | 4.8508 | 0.71645 | 5 | 0.56725
50089 | 5.72 | 1 | 365 | 6.544 | 0.10804 | 6 | 0.65204
50097 | 2.34 | 1 | 365 | 2.6771 | 0.36238 | 3 | 0.039472
50005 | 6 | 1 | 365 | 6.8643 | 0.7497 | 7 | 0.61403
52083 | 7.54 | 1 | 365 | 8.6262 | 0.27878 | 8 | 0.90497
40837 | 9.54 | 1 | 365 | 10.9143 | 0.86202 | 11 | 0.77631
40832 | 3.71 | 1 | 365 | 4.2444 | 0.5019 | 4 | 0.74634
50087 | 12 | 1 | 365 | 13.7287 | 0.49939 | 14 | 0.22806
40835 | 5.3 | 1 | 365 | 6.0635 | 0.14556 | 6 | 0.20906
49980 | 3.64 | 1 | 365 | 4.1644 | 0.34148 | 4 | 0.50585
40839 | 5.3 | 1 | 365 | 6.0635 | 0.14556 | 6 | 0.20906
52086 | 6.76 | 1 | 365 | 7.7338 | 0.49132 | 8 | 0.22514
42525 | 3.92 | 1 | 365 | 4.4847 | 0.98313 | 5 | 0.46783
42531 | 3.84 | 1 | 365 | 4.3932 | 0.79981 | 5 | 0.19298
42459 | 7.95 | 1 | 365 | 9.0952 | 0.21835 | 9 | 0.31359
40864 | 4.24 | 1 | 365 | 4.8508 | 0.71645 | 5 | 0.56725
52447 | 11.7 | 1 | 365 | 13.3855 | 0.81191 | 14 | 0.19736
40841 | 4.24 | 1 | 365 | 4.8508 | 0.71645 | 5 | 0.56725
40850 | 5.3 | 1 | 365 | 6.0635 | 0.14556 | 6 | 0.20906
40845 | 5.3 | 1 | 365 | 6.0635 | 0.14556 | 6 | 0.20906
40847 | 5.3 | 1 | 365 | 6.0635 | 0.14556 | 6 | 0.20906
40854 | 7.42 | 1 | 365 | 8.4889 | 0.0037907 | 8 | 0.49269
52442 | 8.58 | 1 | 365 | 9.816 | 0.66207 | 10 | 0.47807
52386 | 3.9 | 1 | 365 | 4.4618 | 0.9373 | 5 | 0.39912
40856 | 4.24 | 1 | 365 | 4.8508 | 0.71645 | 5 | 0.56725
40867 | 6.36 | 1 | 365 | 7.2762 | 0.57468 | 7 | 0.85087
40844 | 5.3 | 1 | 365 | 6.0635 | 0.14556 | 6 | 0.20906
50078 | 3.64 | 1 | 365 | 4.1644 | 0.34148 | 4 | 0.50585
49984 | 4.16 | 1 | 365 | 4.7593 | 0.53312 | 5 | 0.2924
52378 | 3.38 | 1 | 365 | 3.8669 | 0.74566 | 4 | 0.61257
49987 | 8.58 | 1 | 365 | 9.816 | 0.66207 | 10 | 0.47807
42568 | 9.54 | 1 | 365 | 10.9143 | 0.86202 | 11 | 0.77631
42716 | 4.8 | 1 | 365 | 5.4915 | 0.99976 | 6 | 0.49123
49991 | 3.24 | 1 | 365 | 3.7067 | 0.42484 | 4 | 0.13158
52298 | 6.625 | 1 | 365 | 7.5794 | 0.18196 | 7 | 0.76133
52188 | 9.36 | 1 | 365 | 10.7084 | 0.44953 | 11 | 0.15789
42705 | 5.3 | 1 | 365 | 6.0635 | 0.14556 | 6 | 0.20906
42622 | 6.12 | 1 | 365 | 7.0016 | 0.02469 | 7 | 0.026313
35659 | 213 | 0.9 | 365 | 219.3155 | 0.30279 | 219 | 0.61832
42541 | 5.3 | 1 | 365 | 6.0635 | 0.14556 | 6 | 0.20906
49996 | 9.36 | 1 | 365 | 10.7084 | 0.44953 | 11 | 0.15789
50754 | 9.62 | 1 | 365 | 11.0058 | 0.045346 | 11 | 0.051165
51630 | 3.57 | 1 | 365 | 4.0843 | 0.18107 | 4 | 0.26535
50090 | 5.2 | 1 | 365 | 5.9491 | 0.9164 | 6 | 0.86549
42591 | 4.77 | 1 | 365 | 5.4571 | 0.93101 | 6 | 0.38816
51473 | 11.7 | 1 | 365 | 13.3855 | 0.81191 | 14 | 0.19736
52649 | 3.12 | 1 | 365 | 3.5695 | 0.14984 | 3 | 0.7193
50093 | 5.83 | 1 | 365 | 6.6698 | 0.36012 | 7 | 0.029968
50500 | 11.44 | 1 | 365 | 13.088 | 0.21609 | 13 | 0.30409
50508 | 6.24 | 1 | 365 | 7.1389 | 0.29968 | 7 | 0.43859
42930 | 5.3 | 1 | 365 | 6.0635 | 0.14556 | 6 | 0.20906
42630 | 5.76 | 1 | 365 | 6.5898 | 0.19971 | 6 | 0.78947
42943 | 8.75 | 1 | 365 | 10.0105 | 0.05164 | 10 | 0.06213
42690 | 3.71 | 1 | 365 | 4.2444 | 0.5019 | 4 | 0.74634
42641 | 6.36 | 1 | 365 | 7.2762 | 0.57468 | 7 | 0.85087
42665 | 8.16 | 1 | 365 | 9.3355 | 0.69959 | 10 | 0.035084
42477 | 4.24 | 1 | 365 | 4.8508 | 0.71645 | 5 | 0.56725
42980 | 8.695 | 1 | 365 | 9.9476 | 0.9256 | 10 | 0.87317
45078 | 5.3 | 1 | 365 | 6.0635 | 0.14556 | 6 | 0.20906
52387 | 681.6 | 1 | 365 | 779.7886 | 0.96547 | 780 | 0.75404
45067 | 4.24 | 1 | 365 | 4.8508 | 0.71645 | 5 | 0.56725
14352 | 883.5 | 0.9 | 365 | 909.6961 | 0.17846 | 909 | 0.87459
46400 | 8.16 | 1 | 365 | 9.3355 | 0.69959 | 10 | 0.035084
45001 | 6.36 | 1 | 365 | 7.2762 | 0.57468 | 7 | 0.85087
46402 | 9.81 | 1 | 365 | 11.2232 | 0.48075 | 11 | 0.70394
43220 | 7.42 | 1 | 365 | 8.4889 | 0.0037907 | 8 | 0.49269
46424 | 5.7 | 1 | 365 | 6.5211 | 0.062211 | 6 | 0.58333
46430 | 7.83 | 1 | 365 | 8.958 | 0.94335 | 9 | 0.90131
40927 | 12.22 | 1 | 365 | 13.9804 | 0.0035475 | 13 | 0.98391
38750 | 5.45 | 1 | 365 | 6.2351 | 0.48931 | 6 | 0.72441
40919 | 10.66 | 1 | 365 | 12.1956 | 0.42863 | 12 | 0.62426
39351 | 8.58 | 1 | 365 | 9.816 | 0.66207 | 10 | 0.47807
42350 | 5.1 | 1 | 365 | 5.8347 | 0.68724 | 6 | 0.52193
50749 | 7.02 | 1 | 365 | 8.0313 | 0.087144 | 8 | 0.11842
34331 | 635 | 0.8 | 365 | 581.1804 | 0.14093 | 581 | 0.32138
50732 | 6.76 | 1 | 365 | 7.7338 | 0.49132 | 8 | 0.22514
50720 | 7.8 | 1 | 365 | 8.9236 | 0.8746 | 9 | 0.79824
52903 | 6.5 | 1 | 365 | 7.4364 | 0.8955 | 8 | 0.33187
52870 | 5.46 | 1 | 365 | 6.2465 | 0.51222 | 6 | 0.75877
50701 | 4.94 | 1 | 365 | 5.6516 | 0.32058 | 5 | 0.97222
40942 | 7.28 | 1 | 365 | 8.3287 | 0.68296 | 9 | 0.011692
50521 | 7.02 | 1 | 365 | 8.0313 | 0.087144 | 8 | 0.11842
38974 | 11.18 | 1 | 365 | 12.7905 | 0.62027 | 13 | 0.41081
40930 | 12.72 | 1 | 365 | 14.5524 | 0.14936 | 14 | 0.70175
50526 | 4.68 | 1 | 365 | 5.3542 | 0.72476 | 6 | 0.078945
41874 | 7.02 | 1 | 365 | 8.0313 | 0.087144 | 8 | 0.11842
50706 | 13 | 1 | 365 | 14.8727 | 0.79101 | 15 | 0.66374
38069 | 10.14 | 1 | 365 | 11.6007 | 0.23699 | 11 | 0.83771
39474 | 6.24 | 1 | 365 | 7.1389 | 0.29968 | 7 | 0.43859
39172 | 10.26 | 1 | 365 | 11.738 | 0.51198 | 12 | 0.24999
46473 | 10.464 | 1 | 365 | 11.9714 | 0.97947 | 12 | 0.95087
50887 | 4.94 | 1 | 365 | 5.6516 | 0.32058 | 5 | 0.97222
46478 | 3.57 | 1 | 365 | 4.0843 | 0.18107 | 4 | 0.26535
50889 | 3.12 | 1 | 365 | 3.5695 | 0.14984 | 3 | 0.7193
46480 | 11.1 | 1 | 365 | 12.699 | 0.43694 | 13 | 0.13596
40912 | 12.22 | 1 | 365 | 13.9804 | 0.0035475 | 13 | 0.98391
50896 | 7.8 | 1 | 365 | 8.9236 | 0.8746 | 9 | 0.79824
46793 | 5.355 | 1 | 365 | 6.1264 | 0.2716 | 6 | 0.39802
50880 | 4.16 | 1 | 365 | 4.7593 | 0.53312 | 5 | 0.2924
46794 | 5.3 | 1 | 365 | 6.0635 | 0.14556 | 6 | 0.20906
40810 | 12.455 | 1 | 365 | 14.2492 | 0.54208 | 14 | 0.79129
46795 | 8 | 1 | 365 | 9.1524 | 0.33293 | 9 | 0.48538
50763 | 9.805 | 1 | 365 | 11.2175 | 0.46929 | 11 | 0.68676
40822 | 4.68 | 1 | 365 | 5.3542 | 0.72476 | 6 | 0.078945
38273 | 4.94 | 1 | 365 | 5.6516 | 0.32058 | 5 | 0.97222
38712 | 7.02 | 1 | 365 | 8.0313 | 0.087144 | 8 | 0.11842
39624 | 7.28 | 1 | 365 | 8.3287 | 0.68296 | 9 | 0.011692
40808 | 5.3 | 1 | 365 | 6.0635 | 0.14556 | 6 | 0.20906
34510 | 118.08 | 0.9 | 365 | 121.5811 | 0.53462 | 122 | 0.11573
40725 | 5.98 | 1 | 365 | 6.8415 | 0.70386 | 7 | 0.54532
50780 | 3.12 | 1 | 365 | 3.5695 | 0.14984 | 3 | 0.7193
39345 | 10.66 | 1 | 365 | 12.1956 | 0.42863 | 12 | 0.62426
50744 | 9.54 | 1 | 365 | 10.9143 | 0.86202 | 11 | 0.77631
40921 | 7.28 | 1 | 365 | 8.3287 | 0.68296 | 9 | 0.011692
52866 | 6.24 | 1 | 365 | 7.1389 | 0.29968 | 7 | 0.43859
45321 | 3.64 | 1 | 365 | 4.1644 | 0.34148 | 4 | 0.50585
42946 | 11.395 | 1 | 365 | 13.0365 | 0.11296 | 13 | 0.14948
50955 | 5.72 | 1 | 365 | 6.544 | 0.10804 | 6 | 0.65204
40283 | 3.12 | 1 | 365 | 3.5695 | 0.14984 | 3 | 0.7193
50784 | 11.66 | 1 | 365 | 13.3397 | 0.72024 | 14 | 0.059936
50758 | 5.72 | 1 | 365 | 6.544 | 0.10804 | 6 | 0.65204
39081 | 5.72 | 1 | 365 | 6.544 | 0.10804 | 6 | 0.65204
39001 | 8.06 | 1 | 365 | 9.2211 | 0.47042 | 9 | 0.69152
50952 | 5.72 | 1 | 365 | 6.544 | 0.10804 | 6 | 0.65204
39622 | 10.2 | 1 | 365 | 11.6694 | 0.37448 | 12 | 0.043854
51018 | 4.16 | 1 | 365 | 4.7593 | 0.53312 | 5 | 0.2924
51015 | 12.22 | 1 | 365 | 13.9804 | 0.0035475 | 13 | 0.98391
43707 | 13.78 | 1 | 365 | 15.7651 | 0.57847 | 16 | 0.34356
40339 | 14.04 | 1 | 365 | 16.0625 | 0.17429 | 16 | 0.23683
51006 | 4.68 | 1 | 365 | 5.3542 | 0.72476 | 6 | 0.078945
40819 | 12.74 | 1 | 365 | 14.5753 | 0.19519 | 14 | 0.77046
39582 | 8.925 | 1 | 365 | 10.2107 | 0.45267 | 10 | 0.66337
38231 | 7.4 | 1 | 365 | 8.466 | 0.95796 | 9 | 0.42397
38978 | 5.2 | 1 | 365 | 5.9491 | 0.9164 | 6 | 0.86549
40576 | 6.76 | 1 | 365 | 7.7338 | 0.49132 | 8 | 0.22514
38420 | 5.46 | 1 | 365 | 6.2465 | 0.51222 | 6 | 0.75877
41169 | 5.355 | 1 | 365 | 6.1264 | 0.2716 | 6 | 0.39802
40922 | 7.28 | 1 | 365 | 8.3287 | 0.68296 | 9 | 0.011692
41396 | 3.9 | 1 | 365 | 4.4618 | 0.9373 | 5 | 0.39912
39296 | 9.36 | 1 | 365 | 10.7084 | 0.44953 | 11 | 0.15789
39405 | 5.1 | 1 | 365 | 5.8347 | 0.68724 | 6 | 0.52193
38505 | 10.335 | 1 | 365 | 11.8238 | 0.68385 | 12 | 0.50767
40241 | 6.24 | 1 | 365 | 7.1389 | 0.29968 | 7 | 0.43859
39898 | 11.7 | 1 | 365 | 13.3855 | 0.81191 | 14 | 0.19736
40805 | 9.62 | 1 | 365 | 11.0058 | 0.045346 | 11 | 0.051165
40855 | 4.24 | 1 | 365 | 4.8508 | 0.71645 | 5 | 0.56725
37920 | 11.44 | 1 | 365 | 13.088 | 0.21609 | 13 | 0.30409
37949 | 4.94 | 1 | 365 | 5.6516 | 0.32058 | 5 | 0.97222
38042 | 3.9 | 1 | 365 | 4.4618 | 0.9373 | 5 | 0.39912
43008 | 2.34 | 1 | 365 | 2.6771 | 0.36238 | 3 | 0.039472
41482 | 3.445 | 1 | 365 | 3.9413 | 0.89462 | 4 | 0.83589
41180 | 4.845 | 1 | 365 | 5.543 | 0.10288 | 5 | 0.64583
41050 | 6.885 | 1 | 365 | 7.8768 | 0.77778 | 8 | 0.6546
43011 | 8.84 | 1 | 365 | 10.1135 | 0.25789 | 10 | 0.37134
11749 | 647 | 0.8 | 365 | 592.1634 | 0.14044 | 592 | 0.30383
41075 | 7.975 | 1 | 365 | 9.1238 | 0.27564 | 9 | 0.39948
38932 | 2.7 | 1 | 365 | 3.089 | 0.18736 | 3 | 0.27631
31280 | 40.875 | 1 | 365 | 46.7633 | 0.6698 | 47 | 0.43309
51019 | 11.73 | 1 | 365 | 13.4198 | 0.88066 | 14 | 0.30043
50996 | 9.88 | 1 | 365 | 11.3033 | 0.64117 | 11 | 0.94444
36768 | 8.84 | 1 | 365 | 10.1135 | 0.25789 | 10 | 0.37134
51010 | 6.5 | 1 | 365 | 7.4364 | 0.8955 | 8 | 0.33187
50974 | 19.76 | 1 | 365 | 22.6065 | 0.28233 | 22 | 0.88888
51000 | 9.36 | 1 | 365 | 10.7084 | 0.44953 | 11 | 0.15789
50975 | 9.88 | 1 | 365 | 11.3033 | 0.64117 | 11 | 0.94444
33992 | 50.22 | 1 | 365 | 57.4545 | 0.084956 | 57 | 0.53945
51027 | 12.75 | 1 | 365 | 14.5867 | 0.2181 | 14 | 0.80482
43459 | 8 | 1 | 365 | 9.1524 | 0.33293 | 9 | 0.48538
51026 | 11.985 | 1 | 365 | 13.7115 | 0.46502 | 14 | 0.17653
43552 | 3.75 | 1 | 365 | 4.2902 | 0.59356 | 4 | 0.88377
39458 | 8.06 | 1 | 365 | 9.2211 | 0.47042 | 9 | 0.69152
40040 | 4.94 | 1 | 365 | 5.6516 | 0.32058 | 5 | 0.97222
44051 | 11.445 | 1 | 365 | 13.0937 | 0.22755 | 13 | 0.32127
40869 | 9.945 | 1 | 365 | 11.3776 | 0.79012 | 12 | 0.16776
43948 | 6.54 | 1 | 365 | 7.4821 | 0.98717 | 8 | 0.46929
41777 | 4.08 | 1 | 365 | 4.6677 | 0.34979 | 5 | 0.017542
44076 | 6 | 1 | 365 | 6.8643 | 0.7497 | 7 | 0.61403
37859 | 6.5 | 1 | 365 | 7.4364 | 0.8955 | 8 | 0.33187
44318 | 6.27 | 1 | 365 | 7.1732 | 0.36843 | 7 | 0.54166
39224 | 4.59 | 1 | 365 | 5.2512 | 0.51852 | 5 | 0.76973
44346 | 11.76 | 1 | 365 | 13.4541 | 0.9494 | 14 | 0.4035
44351 | 12 | 1 | 365 | 13.7287 | 0.49939 | 14 | 0.22806
40961 | 4.94 | 1 | 365 | 5.6516 | 0.32058 | 5 | 0.97222
44392 | 4.275 | 1 | 365 | 4.8908 | 0.79666 | 5 | 0.6875
41936 | 4.42 | 1 | 365 | 5.0567 | 0.12894 | 5 | 0.18567
44699 | 14.82 | 1 | 365 | 16.9549 | 0.96175 | 17 | 0.91666
38460 | 7.5 | 1 | 365 | 8.5804 | 0.18712 | 8 | 0.76754
43002 | 10.455 | 1 | 365 | 11.9611 | 0.95885 | 12 | 0.91995
44785 | 5.6 | 1 | 365 | 6.4067 | 0.83305 | 7 | 0.23976
35024 | 337.18 | 0.9 | 365 | 347.1775 | 0.41837 | 347 | 0.5959
40911 | 4.94 | 1 | 365 | 5.6516 | 0.32058 | 5 | 0.97222
44796 | 6.555 | 1 | 365 | 7.4993 | 0.021543 | 7 | 0.52083
45161 | 24.9 | 1 | 365 | 28.487 | 0.061238 | 28 | 0.54823
38502 | 5.46 | 1 | 365 | 6.2465 | 0.51222 | 6 | 0.75877
38878 | 7.8 | 1 | 365 | 8.9236 | 0.8746 | 9 | 0.79824
44394 | 4.65 | 1 | 365 | 5.3199 | 0.65601 | 5 | 0.97587
39722 | 8.06 | 1 | 365 | 9.2211 | 0.47042 | 9 | 0.69152
45185 | 6 | 1 | 365 | 6.8643 | 0.7497 | 7 | 0.61403
43498 | 4.5 | 1 | 365 | 5.1483 | 0.31227 | 5 | 0.46052
45510 | 6.51 | 1 | 365 | 7.4478 | 0.91842 | 8 | 0.36622
39500 | 9.945 | 1 | 365 | 11.3776 | 0.79012 | 12 | 0.16776
45206 | 8.37 | 1 | 365 | 9.5757 | 0.18083 | 9 | 0.75657
45506 | 5 | 1 | 365 | 5.7203 | 0.45808 | 6 | 0.17836
45634 | 8.4 | 1 | 365 | 9.6101 | 0.24957 | 9 | 0.85964
39649 | 7.395 | 1 | 365 | 8.4603 | 0.9465 | 9 | 0.40679
52872 | 3.9 | 1 | 365 | 4.4618 | 0.9373 | 5 | 0.39912
39986 | 8.58 | 1 | 365 | 9.816 | 0.66207 | 10 | 0.47807
38268 | 12.22 | 1 | 365 | 13.9804 | 0.0035475 | 13 | 0.98391
37884 | 13.26 | 1 | 365 | 15.1702 | 0.38683 | 15 | 0.55701
39720 | 14.04 | 1 | 365 | 16.0625 | 0.17429 | 16 | 0.23683
42416 | 9.99 | 1 | 365 | 11.4291 | 0.89324 | 12 | 0.32236
39126 | 6.76 | 1 | 365 | 7.7338 | 0.49132 | 8 | 0.22514
39074 | 11.18 | 1 | 365 | 12.7905 | 0.62027 | 13 | 0.41081
41377 | 13.005 | 1 | 365 | 14.8784 | 0.80247 | 15 | 0.68091
40134 | 9.1 | 1 | 365 | 10.4109 | 0.85371 | 11 | 0.26462
41006 | 7.395 | 1 | 365 | 8.4603 | 0.9465 | 9 | 0.40679
39171 | 3 | 1 | 365 | 3.4322 | 0.87485 | 4 | 0.30702
39677 | 10.92 | 1 | 365 | 12.4931 | 0.024447 | 12 | 0.51754
40878 | 6.76 | 1 | 365 | 7.7338 | 0.49132 | 8 | 0.22514
39974 | 5.13 | 1 | 365 | 5.869 | 0.75599 | 6 | 0.625
41650 | 9.62 | 1 | 365 | 11.0058 | 0.045346 | 11 | 0.051165
39279 | 11.96 | 1 | 365 | 13.6829 | 0.40773 | 14 | 0.090637
50506 | 2.86 | 1 | 365 | 3.272 | 0.55402 | 3 | 0.82602
43009 | 8.745 | 1 | 365 | 10.0048 | 0.040182 | 10 | 0.044952
43000 | 4.7 | 1 | 365 | 5.3771 | 0.7706 | 6 | 0.14766
41329 | 5.46 | 1 | 365 | 6.2465 | 0.51222 | 6 | 0.75877
37120 | 9.625 | 1 | 365 | 11.0115 | 0.056804 | 11 | 0.068343
33906 | 4.16 | 1 | 365 | 4.7593 | 0.53312 | 5 | 0.2924
38072 | 5.98 | 1 | 365 | 6.8415 | 0.70386 | 7 | 0.54532
40081 | 4.94 | 1 | 365 | 5.6516 | 0.32058 | 5 | 0.97222
42566 | 3.38 | 1 | 365 | 3.8669 | 0.74566 | 4 | 0.61257
38255 | 10.4 | 1 | 365 | 11.8982 | 0.83281 | 12 | 0.73099
38078 | 8.84 | 1 | 365 | 10.1135 | 0.25789 | 10 | 0.37134
41963 | 4.16 | 1 | 365 | 4.7593 | 0.53312 | 5 | 0.2924
44075 | 6.54 | 1 | 365 | 7.4821 | 0.98717 | 8 | 0.46929
42692 | 6.76 | 1 | 365 | 7.7338 | 0.49132 | 8 | 0.22514
42616 | 9.88 | 1 | 365 | 11.3033 | 0.64117 | 11 | 0.94444
35452 | 3.3 | 1 | 365 | 3.7754 | 0.56233 | 4 | 0.33772
35724 | 7.42 | 1 | 365 | 8.4889 | 0.0037907 | 8 | 0.49269
35845 | 4.95 | 1 | 365 | 5.6631 | 0.3435 | 6 | 0.0065764
36698 | 7.02 | 1 | 365 | 8.0313 | 0.087144 | 8 | 0.11842
40068 | 2.6 | 1 | 365 | 2.9745 | 0.9582 | 3 | 0.93275
45139 | 11.96 | 1 | 365 | 13.6829 | 0.40773 | 14 | 0.090637
45282 | 5.46 | 1 | 365 | 6.2465 | 0.51222 | 6 | 0.75877
45235 | 11.7 | 1 | 365 | 13.3855 | 0.81191 | 14 | 0.19736
45585 | 6.555 | 1 | 365 | 7.4993 | 0.021543 | 7 | 0.52083
46216 | 8.84 | 1 | 365 | 10.1135 | 0.25789 | 10 | 0.37134
22513 | 7.02 | 1 | 365 | 8.0313 | 0.087144 | 8 | 0.11842
49643 | 5.72 | 1 | 365 | 6.544 | 0.10804 | 6 | 0.65204
50890 | 12.22 | 1 | 365 | 13.9804 | 0.0035475 | 13 | 0.98391
52073 | 8.32 | 1 | 365 | 9.5185 | 0.066245 | 9 | 0.58479
38208 | 9.36 | 1 | 365 | 10.7084 | 0.44953 | 11 | 0.15789
42887 | 3.12 | 1 | 365 | 3.5695 | 0.14984 | 3 | 0.7193
41072 | 10 | 1 | 365 | 11.4406 | 0.91616 | 12 | 0.35672
36862 | 2.86 | 1 | 365 | 3.272 | 0.55402 | 3 | 0.82602
45426 | 9.12 | 1 | 365 | 10.4338 | 0.89954 | 11 | 0.33333
40806 | 12.19 | 1 | 365 | 13.946 | 0.9348 | 14 | 0.88084
38368 | 5.98 | 1 | 365 | 6.8415 | 0.70386 | 7 | 0.54532
41858 | 9.88 | 1 | 365 | 11.3033 | 0.64117 | 11 | 0.94444
41724 | 6.76 | 1 | 365 | 7.7338 | 0.49132 | 8 | 0.22514
45788 | 4.32 | 1 | 365 | 4.9423 | 0.89978 | 5 | 0.8421
42592 | 3.38 | 1 | 365 | 3.8669 | 0.74566 | 4 | 0.61257
45768 | 7.52 | 1 | 365 | 8.6033 | 0.23295 | 8 | 0.83625
40767 | 3.71 | 1 | 365 | 4.2444 | 0.5019 | 4 | 0.74634
40195 | 9.1 | 1 | 365 | 10.4109 | 0.85371 | 11 | 0.26462
45749 | 8.58 | 1 | 365 | 9.816 | 0.66207 | 10 | 0.47807
45713 | 5.04 | 1 | 365 | 5.766 | 0.54974 | 6 | 0.31579
45697 | 7.42 | 1 | 365 | 8.4889 | 0.0037907 | 8 | 0.49269
39314 | 7.02 | 1 | 365 | 8.0313 | 0.087144 | 8 | 0.11842
41941 | 5.355 | 1 | 365 | 6.1264 | 0.2716 | 6 | 0.39802
40876 | 4.77 | 1 | 365 | 5.4571 | 0.93101 | 6 | 0.38816
42952 | 5.2 | 1 | 365 | 5.9491 | 0.9164 | 6 | 0.86549
37840 | 7.28 | 1 | 365 | 8.3287 | 0.68296 | 9 | 0.011692
46801 | 5.4 | 1 | 365 | 6.1779 | 0.37473 | 6 | 0.55263
46802 | 8.64 | 1 | 365 | 9.8846 | 0.79956 | 10 | 0.68421
46803 | 6 | 1 | 365 | 6.8643 | 0.7497 | 7 | 0.61403
46804 | 17.385 | 1 | 365 | 19.8894 | 0.83974 | 20 | 0.72916
46805 | 9.8 | 1 | 365 | 11.2117 | 0.45784 | 11 | 0.66959
46806 | 8.505 | 1 | 365 | 9.7302 | 0.49019 | 10 | 0.22039
46978 | 9.1 | 1 | 365 | 10.4109 | 0.85371 | 11 | 0.26462
46984 | 3.8 | 1 | 365 | 4.3474 | 0.70814 | 5 | 0.055554
38071 | 5.2 | 1 | 365 | 5.9491 | 0.9164 | 6 | 0.86549
46632 | 5.72 | 1 | 365 | 6.544 | 0.10804 | 6 | 0.65204
46829 | 6.9 | 1 | 365 | 7.894 | 0.81215 | 8 | 0.70614
46792 | 7.56 | 1 | 365 | 8.6491 | 0.32462 | 8 | 0.97368
46518 | 8.06 | 1 | 365 | 9.2211 | 0.47042 | 9 | 0.69152
30804 | 12.48 | 1 | 365 | 14.2778 | 0.59937 | 14 | 0.87719
46521 | 6.63 | 1 | 365 | 7.5851 | 0.19341 | 7 | 0.77851
30809 | 11.96 | 1 | 365 | 13.6829 | 0.40773 | 14 | 0.090637
30810 | 10.66 | 1 | 365 | 12.1956 | 0.42863 | 12 | 0.62426
22238 | 4.16 | 1 | 365 | 4.7593 | 0.53312 | 5 | 0.2924
30814 | 11.44 | 1 | 365 | 13.088 | 0.21609 | 13 | 0.30409
30825 | 17.16 | 1 | 365 | 19.632 | 0.32413 | 19 | 0.95613
46847 | 14.31 | 1 | 365 | 16.3714 | 0.79302 | 17 | 0.16447
30826 | 13 | 1 | 365 | 14.8727 | 0.79101 | 15 | 0.66374
30833 | 13 | 1 | 365 | 14.8727 | 0.79101 | 15 | 0.66374
30838 | 21.175 | 1 | 365 | 24.2254 | 0.52497 | 24 | 0.75035
30841 | 12.74 | 1 | 365 | 14.5753 | 0.19519 | 14 | 0.77046
22285 | 5.72 | 1 | 365 | 6.544 | 0.10804 | 6 | 0.65204
47182 | 4.48 | 1 | 365 | 5.1254 | 0.26644 | 5 | 0.39181
22561 | 12.24 | 1 | 365 | 14.0032 | 0.04938 | 14 | 0.052625
46859 | 3.71 | 1 | 365 | 4.2444 | 0.5019 | 4 | 0.74634
30843 | 11.44 | 1 | 365 | 13.088 | 0.21609 | 13 | 0.30409
30846 | 14.04 | 1 | 365 | 16.0625 | 0.17429 | 16 | 0.23683
27872 | 12.48 | 1 | 365 | 14.2778 | 0.59937 | 14 | 0.87719
30848 | 10.4 | 1 | 365 | 11.8982 | 0.83281 | 12 | 0.73099
46869 | 6.84 | 1 | 365 | 7.8253 | 0.67465 | 8 | 0.5
27876 | 7.65 | 1 | 365 | 8.752 | 0.53086 | 9 | 0.28289
30850 | 10.66 | 1 | 365 | 12.1956 | 0.42863 | 12 | 0.62426
46876 | 3.78 | 1 | 365 | 4.3245 | 0.66231 | 4 | 0.98684
46875 | 4.86 | 1 | 365 | 5.5601 | 0.13725 | 5 | 0.69737
46882 | 5.3 | 1 | 365 | 6.0635 | 0.14556 | 6 | 0.20906
30853 | 11.7 | 1 | 365 | 13.3855 | 0.81191 | 14 | 0.19736
39625 | 6.24 | 1 | 365 | 7.1389 | 0.29968 | 7 | 0.43859
30854 | 12.48 | 1 | 365 | 14.2778 | 0.59937 | 14 | 0.87719
30855 | 13.78 | 1 | 365 | 15.7651 | 0.57847 | 16 | 0.34356
46883 | 7.28 | 1 | 365 | 8.3287 | 0.68296 | 9 | 0.011692
30865 | 17.42 | 1 | 365 | 19.9295 | 0.91995 | 20 | 0.84941
46893 | 4.5 | 1 | 365 | 5.1483 | 0.31227 | 5 | 0.46052
30870 | 12.24 | 1 | 365 | 14.0032 | 0.04938 | 14 | 0.052625
39338 | 9.69 | 1 | 365 | 11.0859 | 0.20576 | 11 | 0.29166
30867 | 15.39 | 1 | 365 | 17.607 | 0.26797 | 17 | 0.87499
46848 | 7.245 | 1 | 365 | 8.2887 | 0.60276 | 8 | 0.89144
30871 | 10.725 | 1 | 365 | 12.27 | 0.57758 | 12 | 0.84758
30874 | 13.26 | 1 | 365 | 15.1702 | 0.38683 | 15 | 0.55701
30876 | 10.14 | 1 | 365 | 11.6007 | 0.23699 | 11 | 0.83771
30883 | 10.4 | 1 | 365 | 11.8982 | 0.83281 | 12 | 0.73099
46217 | 9.2 | 1 | 365 | 10.5253 | 0.082867 | 10 | 0.60818
47216 | 3.3 | 1 | 365 | 3.7754 | 0.56233 | 4 | 0.33772
35831 | 5.94 | 1 | 365 | 6.7957 | 0.6122 | 7 | 0.40789
47217 | 8.8 | 1 | 365 | 10.0677 | 0.16622 | 10 | 0.23391
43740 | 4.68 | 1 | 365 | 5.3542 | 0.72476 | 6 | 0.078945
47220 | 6.72 | 1 | 365 | 7.6881 | 0.39966 | 8 | 0.087716
46894 | 8.68 | 1 | 365 | 9.9304 | 0.89123 | 10 | 0.82163
38924 | 3.64 | 1 | 365 | 4.1644 | 0.34148 | 4 | 0.50585
44737 | 4.095 | 1 | 365 | 4.6849 | 0.38417 | 5 | 0.069077
43163 | 11.7 | 1 | 365 | 13.3855 | 0.81191 | 14 | 0.19736
42808 | 6.6 | 1 | 365 | 7.5508 | 0.12467 | 7 | 0.67544
44208 | 5.98 | 1 | 365 | 6.8415 | 0.70386 | 7 | 0.54532
43952 | 4.905 | 1 | 365 | 5.6116 | 0.24038 | 5 | 0.85197
42977 | 5.035 | 1 | 365 | 5.7603 | 0.53829 | 6 | 0.29861
44224 | 7.8 | 1 | 365 | 8.9236 | 0.8746 | 9 | 0.79824
44100 | 5.2 | 1 | 365 | 5.9491 | 0.9164 | 6 | 0.86549
44227 | 9.88 | 1 | 365 | 11.3033 | 0.64117 | 11 | 0.94444
44087 | 12.48 | 1 | 365 | 14.2778 | 0.59937 | 14 | 0.87719
44257 | 6.5 | 1 | 365 | 7.4364 | 0.8955 | 8 | 0.33187
43272 | 8.84 | 1 | 365 | 10.1135 | 0.25789 | 10 | 0.37134
22133 | 4.94 | 1 | 365 | 5.6516 | 0.32058 | 5 | 0.97222
44357 | 5.67 | 1 | 365 | 6.4868 | 0.99346 | 7 | 0.48026
43264 | 7.28 | 1 | 365 | 8.3287 | 0.68296 | 9 | 0.011692
44360 | 7.848 | 1 | 365 | 8.9786 | 0.9846 | 9 | 0.96315
43180 | 7.02 | 1 | 365 | 8.0313 | 0.087144 | 8 | 0.11842
23971 | 5.98 | 1 | 365 | 6.8415 | 0.70386 | 7 | 0.54532
43712 | 4.68 | 1 | 365 | 5.3542 | 0.72476 | 6 | 0.078945
28244 | 4.94 | 1 | 365 | 5.6516 | 0.32058 | 5 | 0.97222
21566 | 6.76 | 1 | 365 | 7.7338 | 0.49132 | 8 | 0.22514
29138 | 19.38 | 1 | 365 | 22.1718 | 0.41152 | 22 | 0.58332
25322 | 7.28 | 1 | 365 | 8.3287 | 0.68296 | 9 | 0.011692
32333 | 7.54 | 1 | 365 | 8.6262 | 0.27878 | 8 | 0.90497
41746 | 7.28 | 1 | 365 | 8.3287 | 0.68296 | 9 | 0.011692
41635 | 12.74 | 1 | 365 | 14.5753 | 0.19519 | 14 | 0.77046
41620 | 8.58 | 1 | 365 | 9.816 | 0.66207 | 10 | 0.47807
32107 | 8.84 | 1 | 365 | 10.1135 | 0.25789 | 10 | 0.37134
38241 | 5.98 | 1 | 365 | 6.8415 | 0.70386 | 7 | 0.54532
19825 | 3.38 | 1 | 365 | 3.8669 | 0.74566 | 4 | 0.61257
19518 | 4.42 | 1 | 365 | 5.0567 | 0.12894 | 5 | 0.18567
43724 | 9.36 | 1 | 365 | 10.7084 | 0.44953 | 11 | 0.15789
44079 | 8.58 | 1 | 365 | 9.816 | 0.66207 | 10 | 0.47807
36974 | 127.53 | 0.9 | 365 | 131.3113 | 0.02481 | 131 | 0.33613
44071 | 3.9 | 1 | 365 | 4.4618 | 0.9373 | 5 | 0.39912
44261 | 9.1 | 1 | 365 | 10.4109 | 0.85371 | 11 | 0.26462
22564 | 4.5 | 1 | 365 | 5.1483 | 0.31227 | 5 | 0.46052
43489 | 5.04 | 1 | 365 | 5.766 | 0.54974 | 6 | 0.31579
24424 | 15.55 | 1 | 365 | 17.7901 | 0.63463 | 18 | 0.4247
45645 | 4.16 | 1 | 365 | 4.7593 | 0.53312 | 5 | 0.2924
45474 | 7.28 | 1 | 365 | 8.3287 | 0.68296 | 9 | 0.011692
45461 | 5.98 | 1 | 365 | 6.8415 | 0.70386 | 7 | 0.54532
45513 | 13.78 | 1 | 365 | 15.7651 | 0.57847 | 16 | 0.34356
43103 | 5.28 | 1 | 365 | 6.0406 | 0.099732 | 6 | 0.14035
43187 | 9.54 | 1 | 365 | 10.9143 | 0.86202 | 11 | 0.77631
43456 | 11.66 | 1 | 365 | 13.3397 | 0.72024 | 14 | 0.059936
45984 | 9.54 | 1 | 365 | 10.9143 | 0.86202 | 11 | 0.77631
45806 | 8.48 | 1 | 365 | 9.7016 | 0.4329 | 10 | 0.1345
45797 | 5.3 | 1 | 365 | 6.0635 | 0.14556 | 6 | 0.20906
41869 | 9.35 | 1 | 365 | 10.6969 | 0.42661 | 11 | 0.12353
31864 | 4.68 | 1 | 365 | 5.3542 | 0.72476 | 6 | 0.078945
41848 | 10.5 | 1 | 365 | 12.0126 | 0.061968 | 12 | 0.074556
41669 | 5.775 | 1 | 365 | 6.6069 | 0.23408 | 6 | 0.84101
27361 | 8.75 | 1 | 365 | 10.0105 | 0.05164 | 10 | 0.06213
41437 | 7.65 | 1 | 365 | 8.752 | 0.53086 | 9 | 0.28289
51367 | 3.71 | 1 | 365 | 4.2444 | 0.5019 | 4 | 0.74634
41409 | 5.865 | 1 | 365 | 6.7099 | 0.44033 | 7 | 0.15022
43929 | 9.25 | 1 | 365 | 10.5825 | 0.19745 | 10 | 0.77997
42793 | 6.36 | 1 | 365 | 7.2762 | 0.57468 | 7 | 0.85087
43924 | 4.75 | 1 | 365 | 5.4343 | 0.88518 | 6 | 0.31944
43910 | 10 | 1 | 365 | 11.4406 | 0.91616 | 12 | 0.35672
43904 | 11.985 | 1 | 365 | 13.7115 | 0.46502 | 14 | 0.17653
43901 | 8.75 | 1 | 365 | 10.0105 | 0.05164 | 10 | 0.06213
32146 | 5.2 | 1 | 365 | 5.9491 | 0.9164 | 6 | 0.86549
29920 | 6.5 | 1 | 365 | 7.4364 | 0.8955 | 8 | 0.33187
43897 | 6.75 | 1 | 365 | 7.7224 | 0.46841 | 8 | 0.19079
16930 | 10.455 | 1 | 365 | 11.9611 | 0.95885 | 12 | 0.91995
20722 | 3.64 | 1 | 365 | 4.1644 | 0.34148 | 4 | 0.50585
16720 | 5.2 | 1 | 365 | 5.9491 | 0.9164 | 6 | 0.86549
43880 | 5.5 | 1 | 365 | 6.2923 | 0.60389 | 6 | 0.8962
43881 | 11.7 | 1 | 365 | 13.3855 | 0.81191 | 14 | 0.19736
43873 | 9.5 | 1 | 365 | 10.8685 | 0.77035 | 11 | 0.63888
42523 | 9.9 | 1 | 365 | 11.3262 | 0.687 | 12 | 0.013153
42242 | 5.61 | 1 | 365 | 6.4182 | 0.85597 | 7 | 0.27412
42236 | 12.22 | 1 | 365 | 13.9804 | 0.0035475 | 13 | 0.98391
42233 | 6.6 | 1 | 365 | 7.5508 | 0.12467 | 7 | 0.67544
42195 | 9.9 | 1 | 365 | 11.3262 | 0.687 | 12 | 0.013153
41976 | 9.25 | 1 | 365 | 10.5825 | 0.19745 | 10 | 0.77997
42740 | 14.85 | 1 | 365 | 16.9892 | 0.030498 | 17 | 0.019729
44902 | 10.25 | 1 | 365 | 11.7266 | 0.48906 | 12 | 0.21564
43178 | 8.525 | 1 | 365 | 9.7531 | 0.53603 | 10 | 0.2891
42619 | 9.54 | 1 | 365 | 10.9143 | 0.86202 | 11 | 0.77631
43541 | 5.5 | 1 | 365 | 6.2923 | 0.60389 | 6 | 0.8962
44903 | 14.04 | 1 | 365 | 16.0625 | 0.17429 | 16 | 0.23683
44800 | 7.395 | 1 | 365 | 8.4603 | 0.9465 | 9 | 0.40679
44890 | 9.18 | 1 | 365 | 10.5024 | 0.037035 | 10 | 0.53947
42436 | 3.85 | 1 | 365 | 4.4046 | 0.82272 | 5 | 0.22734
44974 | 7 | 1 | 365 | 8.0084 | 0.041312 | 8 | 0.049704
42768 | 11.55 | 1 | 365 | 13.2138 | 0.46816 | 13 | 0.68201
45689 | 6.36 | 1 | 365 | 7.2762 | 0.57468 | 7 | 0.85087
45670 | 8.84 | 1 | 365 | 10.1135 | 0.25789 | 10 | 0.37134
45337 | 9.54 | 1 | 365 | 10.9143 | 0.86202 | 11 | 0.77631
20951 | 12.22 | 1 | 365 | 13.9804 | 0.0035475 | 13 | 0.98391
18387 | 13 | 1 | 365 | 14.8727 | 0.79101 | 15 | 0.66374
27625 | 6.5 | 1 | 365 | 7.4364 | 0.8955 | 8 | 0.33187
36367 | 8.67 | 1 | 365 | 9.919 | 0.86831 | 10 | 0.78728
31521 | 6.5 | 1 | 365 | 7.4364 | 0.8955 | 8 | 0.33187
31444 | 5.98 | 1 | 365 | 6.8415 | 0.70386 | 7 | 0.54532
18630 | 5.2 | 1 | 365 | 5.9491 | 0.9164 | 6 | 0.86549
42920 | 11.66 | 1 | 365 | 13.3397 | 0.72024 | 14 | 0.059936
31451 | 7.02 | 1 | 365 | 8.0313 | 0.087144 | 8 | 0.11842
40831 | 4.77 | 1 | 365 | 5.4571 | 0.93101 | 6 | 0.38816
31513 | 6.76 | 1 | 365 | 7.7338 | 0.49132 | 8 | 0.22514
31464 | 13.78 | 1 | 365 | 15.7651 | 0.57847 | 16 | 0.34356
30225 | 9.36 | 1 | 365 | 10.7084 | 0.44953 | 11 | 0.15789
27944 | 9.62 | 1 | 365 | 11.0058 | 0.045346 | 11 | 0.051165
32129 | 4.68 | 1 | 365 | 5.3542 | 0.72476 | 6 | 0.078945
32422 | 6.76 | 1 | 365 | 7.7338 | 0.49132 | 8 | 0.22514
30785 | 10.14 | 1 | 365 | 11.6007 | 0.23699 | 11 | 0.83771
30797 | 12.74 | 1 | 365 | 14.5753 | 0.19519 | 14 | 0.77046
30806 | 15.6 | 1 | 365 | 17.8473 | 0.74921 | 18 | 0.59648
30882 | 13.26 | 1 | 365 | 15.1702 | 0.38683 | 15 | 0.55701
30885 | 11.7 | 1 | 365 | 13.3855 | 0.81191 | 14 | 0.19736
30887 | 10.92 | 1 | 365 | 12.4931 | 0.024447 | 12 | 0.51754
30886 | 13.26 | 1 | 365 | 15.1702 | 0.38683 | 15 | 0.55701
30889 | 12.48 | 1 | 365 | 14.2778 | 0.59937 | 14 | 0.87719
30901 | 13.26 | 1 | 365 | 15.1702 | 0.38683 | 15 | 0.55701
30902 | 10.66 | 1 | 365 | 12.1956 | 0.42863 | 12 | 0.62426
30903 | 10.4 | 1 | 365 | 11.8982 | 0.83281 | 12 | 0.73099
32198 | 7.54 | 1 | 365 | 8.6262 | 0.27878 | 8 | 0.90497
30905 | 10.92 | 1 | 365 | 12.4931 | 0.024447 | 12 | 0.51754
30907 | 10.2 | 1 | 365 | 11.6694 | 0.37448 | 12 | 0.043854
24719 | 4.59 | 1 | 365 | 5.2512 | 0.51852 | 5 | 0.76973
30908 | 14.04 | 1 | 365 | 16.0625 | 0.17429 | 16 | 0.23683
32197 | 5.72 | 1 | 365 | 6.544 | 0.10804 | 6 | 0.65204
30915 | 10.71 | 1 | 365 | 12.2528 | 0.54321 | 12 | 0.79605
26981 | 7.28 | 1 | 365 | 8.3287 | 0.68296 | 9 | 0.011692
30916 | 11.7 | 1 | 365 | 13.3855 | 0.81191 | 14 | 0.19736
30918 | 10.66 | 1 | 365 | 12.1956 | 0.42863 | 12 | 0.62426
30919 | 10.26 | 1 | 365 | 11.738 | 0.51198 | 12 | 0.24999
30229 | 4.68 | 1 | 365 | 5.3542 | 0.72476 | 6 | 0.078945
32191 | 4.16 | 1 | 365 | 4.7593 | 0.53312 | 5 | 0.2924
30803 | 10.14 | 1 | 365 | 11.6007 | 0.23699 | 11 | 0.83771
32169 | 5.98 | 1 | 365 | 6.8415 | 0.70386 | 7 | 0.54532
31626 | 14.56 | 1 | 365 | 16.6575 | 0.36593 | 17 | 0.023384
32249 | 11.18 | 1 | 365 | 12.7905 | 0.62027 | 13 | 0.41081
31653 | 12.74 | 1 | 365 | 14.5753 | 0.19519 | 14 | 0.77046
26932 | 5.75 | 1 | 365 | 6.5783 | 0.17679 | 6 | 0.75511
32142 | 8.84 | 1 | 365 | 10.1135 | 0.25789 | 10 | 0.37134
31716 | 12.48 | 1 | 365 | 14.2778 | 0.59937 | 14 | 0.87719
32271 | 5.2 | 1 | 365 | 5.9491 | 0.9164 | 6 | 0.86549
32203 | 8.32 | 1 | 365 | 9.5185 | 0.066245 | 9 | 0.58479
31629 | 12.48 | 1 | 365 | 14.2778 | 0.59937 | 14 | 0.87719
46706 | 4.68 | 1 | 365 | 5.3542 | 0.72476 | 6 | 0.078945
32732 | 15.675 | 1 | 365 | 17.9331 | 0.92108 | 18 | 0.85416
32735 | 13.26 | 1 | 365 | 15.1702 | 0.38683 | 15 | 0.55701
32215 | 13 | 1 | 365 | 14.8727 | 0.79101 | 15 | 0.66374
32759 | 11.44 | 1 | 365 | 13.088 | 0.21609 | 13 | 0.30409
27171 | 7.8 | 1 | 365 | 8.9236 | 0.8746 | 9 | 0.79824
31000 | 10.4 | 1 | 365 | 11.8982 | 0.83281 | 12 | 0.73099
31941 | 4.42 | 1 | 365 | 5.0567 | 0.12894 | 5 | 0.18567
32155 | 4.68 | 1 | 365 | 5.3542 | 0.72476 | 6 | 0.078945
27269 | 4.42 | 1 | 365 | 5.0567 | 0.12894 | 5 | 0.18567
32136 | 4.16 | 1 | 365 | 4.7593 | 0.53312 | 5 | 0.2924
47726 | 4.94 | 1 | 365 | 5.6516 | 0.32058 | 5 | 0.97222
47344 | 8.06 | 1 | 365 | 9.2211 | 0.47042 | 9 | 0.69152
47733 | 4.16 | 1 | 365 | 4.7593 | 0.53312 | 5 | 0.2924
32246 | 6.5 | 1 | 365 | 7.4364 | 0.8955 | 8 | 0.33187
32130 | 9.36 | 1 | 365 | 10.7084 | 0.44953 | 11 | 0.15789
47393 | 5.2 | 1 | 365 | 5.9491 | 0.9164 | 6 | 0.86549
32153 | 11.18 | 1 | 365 | 12.7905 | 0.62027 | 13 | 0.41081
31770 | 8.58 | 1 | 365 | 9.816 | 0.66207 | 10 | 0.47807
32173 | 11.18 | 1 | 365 | 12.7905 | 0.62027 | 13 | 0.41081
30995 | 3.9 | 1 | 365 | 4.4618 | 0.9373 | 5 | 0.39912
32219 | 5.72 | 1 | 365 | 6.544 | 0.10804 | 6 | 0.65204
32372 | 9.88 | 1 | 365 | 11.3033 | 0.64117 | 11 | 0.94444
32564 | 9.62 | 1 | 365 | 11.0058 | 0.045346 | 11 | 0.051165
32400 | 13 | 1 | 365 | 14.8727 | 0.79101 | 15 | 0.66374
25653 | 12.22 | 1 | 365 | 13.9804 | 0.0035475 | 13 | 0.98391
32332 | 4.42 | 1 | 365 | 5.0567 | 0.12894 | 5 | 0.18567
47786 | 7.28 | 1 | 365 | 8.3287 | 0.68296 | 9 | 0.011692
30832 | 7.28 | 1 | 365 | 8.3287 | 0.68296 | 9 | 0.011692
47448 | 10.4 | 1 | 365 | 11.8982 | 0.83281 | 12 | 0.73099
32500 | 6.24 | 1 | 365 | 7.1389 | 0.29968 | 7 | 0.43859
31684 | 8.58 | 1 | 365 | 9.816 | 0.66207 | 10 | 0.47807
32566 | 6.5 | 1 | 365 | 7.4364 | 0.8955 | 8 | 0.33187
47422 | 4.68 | 1 | 365 | 5.3542 | 0.72476 | 6 | 0.078945
32411 | 7.54 | 1 | 365 | 8.6262 | 0.27878 | 8 | 0.90497
32828 | 11.44 | 1 | 365 | 13.088 | 0.21609 | 13 | 0.30409
44594 | 7.28 | 1 | 365 | 8.3287 | 0.68296 | 9 | 0.011692
32490 | 5.72 | 1 | 365 | 6.544 | 0.10804 | 6 | 0.65204
31686 | 9.88 | 1 | 365 | 11.3033 | 0.64117 | 11 | 0.94444
24258 | 13.26 | 1 | 365 | 15.1702 | 0.38683 | 15 | 0.55701
32658 | 6.24 | 1 | 365 | 7.1389 | 0.29968 | 7 | 0.43859
32652 | 4.94 | 1 | 365 | 5.6516 | 0.32058 | 5 | 0.97222
32424 | 5.98 | 1 | 365 | 6.8415 | 0.70386 | 7 | 0.54532
32518 | 8.06 | 1 | 365 | 9.2211 | 0.47042 | 9 | 0.69152
24243 | 7.54 | 1 | 365 | 8.6262 | 0.27878 | 8 | 0.90497
33252 | 8.06 | 1 | 365 | 9.2211 | 0.47042 | 9 | 0.69152
48013 | 7.54 | 1 | 365 | 8.6262 | 0.27878 | 8 | 0.90497
32713 | 11.18 | 1 | 365 | 12.7905 | 0.62027 | 13 | 0.41081
33129 | 8.84 | 1 | 365 | 10.1135 | 0.25789 | 10 | 0.37134
32811 | 5.72 | 1 | 365 | 6.544 | 0.10804 | 6 | 0.65204
31884 | 8.58 | 1 | 365 | 9.816 | 0.66207 | 10 | 0.47807
32719 | 7.28 | 1 | 365 | 8.3287 | 0.68296 | 9 | 0.011692
29627 | 4.94 | 1 | 365 | 5.6516 | 0.32058 | 5 | 0.97222
32086 | 13.26 | 1 | 365 | 15.1702 | 0.38683 | 15 | 0.55701
47391 | 8.32 | 1 | 365 | 9.5185 | 0.066245 | 9 | 0.58479
32918 | 7.8 | 1 | 365 | 8.9236 | 0.8746 | 9 | 0.79824
33088 | 9.1 | 1 | 365 | 10.4109 | 0.85371 | 11 | 0.26462
32656 | 7.28 | 1 | 365 | 8.3287 | 0.68296 | 9 | 0.011692
32325 | 4.42 | 1 | 365 | 5.0567 | 0.12894 | 5 | 0.18567
47958 | 4.94 | 1 | 365 | 5.6516 | 0.32058 | 5 | 0.97222
32756 | 12.74 | 1 | 365 | 14.5753 | 0.19519 | 14 | 0.77046
47348 | 11.44 | 1 | 365 | 13.088 | 0.21609 | 13 | 0.30409
37097 | 9.88 | 1 | 365 | 11.3033 | 0.64117 | 11 | 0.94444
36514 | 7.54 | 1 | 365 | 8.6262 | 0.27878 | 8 | 0.90497
37738 | 6.5 | 1 | 365 | 7.4364 | 0.8955 | 8 | 0.33187
37085 | 11.18 | 1 | 365 | 12.7905 | 0.62027 | 13 | 0.41081
36688 | 4.19 | 1 | 365 | 4.7936 | 0.60187 | 5 | 0.39547
37413 | 5.72 | 1 | 365 | 6.544 | 0.10804 | 6 | 0.65204
35584 | 8.32 | 1 | 365 | 9.5185 | 0.066245 | 9 | 0.58479
37018 | 5.72 | 1 | 365 | 6.544 | 0.10804 | 6 | 0.65204
23314 | 9.36 | 1 | 365 | 10.7084 | 0.44953 | 11 | 0.15789
32072 | 7.28 | 1 | 365 | 8.3287 | 0.68296 | 9 | 0.011692
34402 | 4.68 | 1 | 365 | 5.3542 | 0.72476 | 6 | 0.078945
47989 | 5.2 | 1 | 365 | 5.9491 | 0.9164 | 6 | 0.86549
34278 | 5.72 | 1 | 365 | 6.544 | 0.10804 | 6 | 0.65204
48344 | 4.94 | 1 | 365 | 5.6516 | 0.32058 | 5 | 0.97222
34100 | 8.58 | 1 | 365 | 9.816 | 0.66207 | 10 | 0.47807
32335 | 8.58 | 1 | 365 | 9.816 | 0.66207 | 10 | 0.47807
47738 | 7.905 | 1 | 365 | 9.0438 | 0.11522 | 9 | 0.15899
48341 | 5.2 | 1 | 365 | 5.9491 | 0.9164 | 6 | 0.86549
32338 | 4.68 | 1 | 365 | 5.3542 | 0.72476 | 6 | 0.078945
34289 | 4.68 | 1 | 365 | 5.3542 | 0.72476 | 6 | 0.078945
34319 | 12.22 | 1 | 365 | 13.9804 | 0.0035475 | 13 | 0.98391
42906 | 6.24 | 1 | 365 | 7.1389 | 0.29968 | 7 | 0.43859
33744 | 7.28 | 1 | 365 | 8.3287 | 0.68296 | 9 | 0.011692
32449 | 5.46 | 1 | 365 | 6.2465 | 0.51222 | 6 | 0.75877
31398 | 13 | 1 | 365 | 14.8727 | 0.79101 | 15 | 0.66374
33295 | 4.42 | 1 | 365 | 5.0567 | 0.12894 | 5 | 0.18567
32716 | 7.8 | 1 | 365 | 8.9236 | 0.8746 | 9 | 0.79824
33543 | 8.06 | 1 | 365 | 9.2211 | 0.47042 | 9 | 0.69152
34188 | 5.98 | 1 | 365 | 6.8415 | 0.70386 | 7 | 0.54532
48343 | 5.865 | 1 | 365 | 6.7099 | 0.44033 | 7 | 0.15022
33510 | 8.58 | 1 | 365 | 9.816 | 0.66207 | 10 | 0.47807
34123 | 7.02 | 1 | 365 | 8.0313 | 0.087144 | 8 | 0.11842
34082 | 7.02 | 1 | 365 | 8.0313 | 0.087144 | 8 | 0.11842
33564 | 2.86 | 1 | 365 | 3.272 | 0.55402 | 3 | 0.82602
32295 | 7.28 | 1 | 365 | 8.3287 | 0.68296 | 9 | 0.011692
32709 | 4.94 | 1 | 365 | 5.6516 | 0.32058 | 5 | 0.97222
33311 | 5.2 | 1 | 365 | 5.9491 | 0.9164 | 6 | 0.86549
32675 | 8.84 | 1 | 365 | 10.1135 | 0.25789 | 10 | 0.37134
32343 | 7.54 | 1 | 365 | 8.6262 | 0.27878 | 8 | 0.90497
34310 | 10.14 | 1 | 365 | 11.6007 | 0.23699 | 11 | 0.83771
33607 | 4.68 | 1 | 365 | 5.3542 | 0.72476 | 6 | 0.078945
33778 | 5.72 | 1 | 365 | 6.544 | 0.10804 | 6 | 0.65204
37109 | 5.72 | 1 | 365 | 6.544 | 0.10804 | 6 | 0.65204
32812 | 8.58 | 1 | 365 | 9.816 | 0.66207 | 10 | 0.47807
32947 | 10.4 | 1 | 365 | 11.8982 | 0.83281 | 12 | 0.73099
37293 | 6.405 | 1 | 365 | 7.3277 | 0.6778 | 8 | 0.0054792
48361 | 4.42 | 1 | 365 | 5.0567 | 0.12894 | 5 | 0.18567
33227 | 4.94 | 1 | 365 | 5.6516 | 0.32058 | 5 | 0.97222
32950 | 4.16 | 1 | 365 | 4.7593 | 0.53312 | 5 | 0.2924
33317 | 8.58 | 1 | 365 | 9.816 | 0.66207 | 10 | 0.47807
34277 | 3.12 | 1 | 365 | 3.5695 | 0.14984 | 3 | 0.7193
33491 | 9.88 | 1 | 365 | 11.3033 | 0.64117 | 11 | 0.94444
35850 | 7.54 | 1 | 365 | 8.6262 | 0.27878 | 8 | 0.90497
35618 | 8.32 | 1 | 365 | 9.5185 | 0.066245 | 9 | 0.58479
34077 | 6.76 | 1 | 365 | 7.7338 | 0.49132 | 8 | 0.22514
36976 | 4.16 | 1 | 365 | 4.7593 | 0.53312 | 5 | 0.2924
36926 | 7.28 | 1 | 365 | 8.3287 | 0.68296 | 9 | 0.011692
34444 | 4.94 | 1 | 365 | 5.6516 | 0.32058 | 5 | 0.97222
33528 | 7.02 | 1 | 365 | 8.0313 | 0.087144 | 8 | 0.11842
37118 | 10.14 | 1 | 365 | 11.6007 | 0.23699 | 11 | 0.83771
34405 | 3.38 | 1 | 365 | 3.8669 | 0.74566 | 4 | 0.61257
34221 | 7.28 | 1 | 365 | 8.3287 | 0.68296 | 9 | 0.011692
34395 | 5.46 | 1 | 365 | 6.2465 | 0.51222 | 6 | 0.75877
38360 | 4.42 | 1 | 365 | 5.0567 | 0.12894 | 5 | 0.18567
35882 | 5.98 | 1 | 365 | 6.8415 | 0.70386 | 7 | 0.54532
36931 | 6.5 | 1 | 365 | 7.4364 | 0.8955 | 8 | 0.33187
34426 | 2.6 | 1 | 365 | 2.9745 | 0.9582 | 3 | 0.93275
33493 | 7.28 | 1 | 365 | 8.3287 | 0.68296 | 9 | 0.011692
32610 | 7.28 | 1 | 365 | 8.3287 | 0.68296 | 9 | 0.011692
48366 | 3.64 | 1 | 365 | 4.1644 | 0.34148 | 4 | 0.50585
35980 | 7.8 | 1 | 365 | 8.9236 | 0.8746 | 9 | 0.79824
37106 | 3.38 | 1 | 365 | 3.8669 | 0.74566 | 4 | 0.61257
32640 | 5.98 | 1 | 365 | 6.8415 | 0.70386 | 7 | 0.54532
38809 | 6.76 | 1 | 365 | 7.7338 | 0.49132 | 8 | 0.22514
37753 | 5.98 | 1 | 365 | 6.8415 | 0.70386 | 7 | 0.54532
34388 | 4.42 | 1 | 365 | 5.0567 | 0.12894 | 5 | 0.18567
37733 | 6.76 | 1 | 365 | 7.7338 | 0.49132 | 8 | 0.22514
40967 | 9.36 | 1 | 365 | 10.7084 | 0.44953 | 11 | 0.15789
33653 | 8.32 | 1 | 365 | 9.5185 | 0.066245 | 9 | 0.58479
32991 | 10.2 | 1 | 365 | 11.6694 | 0.37448 | 12 | 0.043854
33075 | 16.575 | 1 | 365 | 18.9627 | 0.98354 | 19 | 0.94626
33078 | 14.79 | 1 | 365 | 16.9206 | 0.893 | 17 | 0.81359
33081 | 10.5 | 1 | 365 | 12.0126 | 0.061968 | 12 | 0.074556
33080 | 11.44 | 1 | 365 | 13.088 | 0.21609 | 13 | 0.30409
42674 | 7.42 | 1 | 365 | 8.4889 | 0.0037907 | 8 | 0.49269
33875 | 10.2 | 1 | 365 | 11.6694 | 0.37448 | 12 | 0.043854
43061 | 8.25 | 1 | 365 | 9.4385 | 0.90583 | 10 | 0.34429
34434 | 13 | 1 | 365 | 14.8727 | 0.79101 | 15 | 0.66374
45903 | 6 | 1 | 365 | 6.8643 | 0.7497 | 7 | 0.61403
36734 | 7.28 | 1 | 365 | 8.3287 | 0.68296 | 9 | 0.011692
45323 | 5.7 | 1 | 365 | 6.5211 | 0.062211 | 6 | 0.58333
35949 | 5.2 | 1 | 365 | 5.9491 | 0.9164 | 6 | 0.86549
43778 | 11.925 | 1 | 365 | 13.6429 | 0.32752 | 13 | 0.97039
35953 | 10.92 | 1 | 365 | 12.4931 | 0.024447 | 12 | 0.51754
44721 | 9 | 1 | 365 | 10.2965 | 0.62454 | 10 | 0.92105
44391 | 6.5 | 1 | 365 | 7.4364 | 0.8955 | 8 | 0.33187
36854 | 15.86 | 1 | 365 | 18.1447 | 0.34503 | 18 | 0.48976
44908 | 7.905 | 1 | 365 | 9.0438 | 0.11522 | 9 | 0.15899
36888 | 10.4 | 1 | 365 | 11.8982 | 0.83281 | 12 | 0.73099
42783 | 5.225 | 1 | 365 | 5.9777 | 0.97369 | 6 | 0.95139
42770 | 5.225 | 1 | 365 | 5.9777 | 0.97369 | 6 | 0.95139
41811 | 5.25 | 1 | 365 | 6.0063 | 0.030984 | 6 | 0.037278
46405 | 2.04 | 1 | 365 | 2.3339 | 0.6749 | 3 | 0.0087709
43353 | 9.8 | 1 | 365 | 11.2117 | 0.45784 | 11 | 0.66959
46456 | 9.36 | 1 | 365 | 10.7084 | 0.44953 | 11 | 0.15789
43370 | 3.6 | 1 | 365 | 4.1186 | 0.24982 | 4 | 0.36842
45020 | 10.455 | 1 | 365 | 11.9611 | 0.95885 | 12 | 0.91995
42613 | 4.505 | 1 | 365 | 5.154 | 0.32373 | 5 | 0.4777
44836 | 5.75 | 1 | 365 | 6.5783 | 0.17679 | 6 | 0.75511
43821 | 3.06 | 1 | 365 | 3.5008 | 0.012345 | 3 | 0.51316
44468 | 11.39 | 1 | 365 | 13.0308 | 0.10151 | 13 | 0.1323
44680 | 5.72 | 1 | 365 | 6.544 | 0.10804 | 6 | 0.65204
44839 | 2.188 | 1 | 365 | 2.5032 | 0.014056 | 2 | 0.51725
45795 | 14.7 | 1 | 365 | 16.8176 | 0.68676 | 17 | 0.50438
44757 | 14.04 | 1 | 365 | 16.0625 | 0.17429 | 16 | 0.23683
44898 | 5.1 | 1 | 365 | 5.8347 | 0.68724 | 6 | 0.52193
44858 | 9.88 | 1 | 365 | 11.3033 | 0.64117 | 11 | 0.94444
47255 | 5.565 | 1 | 365 | 6.3667 | 0.75284 | 7 | 0.11951
47346 | 5.2 | 1 | 365 | 5.9491 | 0.9164 | 6 | 0.86549
45033 | 6 | 1 | 365 | 6.8643 | 0.7497 | 7 | 0.61403
39347 | 7.28 | 1 | 365 | 8.3287 | 0.68296 | 9 | 0.011692
44732 | 4.42 | 1 | 365 | 5.0567 | 0.12894 | 5 | 0.18567
45131 | 4.16 | 1 | 365 | 4.7593 | 0.53312 | 5 | 0.2924
45127 | 4.77 | 1 | 365 | 5.4571 | 0.93101 | 6 | 0.38816
45228 | 5.1 | 1 | 365 | 5.8347 | 0.68724 | 6 | 0.52193
43174 | 7.28 | 1 | 365 | 8.3287 | 0.68296 | 9 | 0.011692
45223 | 6.76 | 1 | 365 | 7.7338 | 0.49132 | 8 | 0.22514
45186 | 10.4 | 1 | 365 | 11.8982 | 0.83281 | 12 | 0.73099
39148 | 3.315 | 1 | 365 | 3.7925 | 0.59671 | 4 | 0.38925
45152 | 15.6 | 1 | 365 | 17.8473 | 0.74921 | 18 | 0.59648
32433 | 13 | 1 | 365 | 14.8727 | 0.79101 | 15 | 0.66374
45501 | 3.57 | 1 | 365 | 4.0843 | 0.18107 | 4 | 0.26535
46158 | 10.66 | 1 | 365 | 12.1956 | 0.42863 | 12 | 0.62426
48016 | 6.48 | 1 | 365 | 7.4135 | 0.84967 | 8 | 0.26315
45310 | 2.6 | 1 | 365 | 2.9745 | 0.9582 | 3 | 0.93275
40874 | 15.9 | 1 | 365 | 18.1905 | 0.43669 | 18 | 0.62718
39062 | 3.8 | 1 | 365 | 4.3474 | 0.70814 | 5 | 0.055554
42649 | 3.85 | 1 | 365 | 4.4046 | 0.82272 | 5 | 0.22734
42554 | 3.85 | 1 | 365 | 4.4046 | 0.82272 | 5 | 0.22734
44906 | 8.925 | 1 | 365 | 10.2107 | 0.45267 | 10 | 0.66337
42553 | 17.6 | 1 | 365 | 20.1354 | 0.33244 | 20 | 0.46783
42637 | 7.425 | 1 | 365 | 8.4946 | 0.015249 | 8 | 0.50986
32267 | 13 | 1 | 365 | 14.8727 | 0.79101 | 15 | 0.66374
47121 | 8.58 | 1 | 365 | 9.816 | 0.66207 | 10 | 0.47807
47175 | 4.16 | 1 | 365 | 4.7593 | 0.53312 | 5 | 0.2924
44939 | 7.28 | 1 | 365 | 8.3287 | 0.68296 | 9 | 0.011692
45021 | 5.2 | 1 | 365 | 5.9491 | 0.9164 | 6 | 0.86549
45460 | 11.44 | 1 | 365 | 13.088 | 0.21609 | 13 | 0.30409
45466 | 4.94 | 1 | 365 | 5.6516 | 0.32058 | 5 | 0.97222
44868 | 4.16 | 1 | 365 | 4.7593 | 0.53312 | 5 | 0.2924
44705 | 7.54 | 1 | 365 | 8.6262 | 0.27878 | 8 | 0.90497
49636 | 8.58 | 1 | 365 | 9.816 | 0.66207 | 10 | 0.47807
44642 | 12.74 | 1 | 365 | 14.5753 | 0.19519 | 14 | 0.77046
44637 | 6.375 | 1 | 365 | 7.2934 | 0.60905 | 7 | 0.90241
49641 | 3.8 | 1 | 365 | 4.3474 | 0.70814 | 5 | 0.055554
49647 | 3.64 | 1 | 365 | 4.1644 | 0.34148 | 4 | 0.50585
49682 | 7.395 | 1 | 365 | 8.4603 | 0.9465 | 9 | 0.40679
36947 | 12.74 | 1 | 365 | 14.5753 | 0.19519 | 14 | 0.77046
33216 | 5.46 | 1 | 365 | 6.2465 | 0.51222 | 6 | 0.75877
31671 | 5.2 | 1 | 365 | 5.9491 | 0.9164 | 6 | 0.86549
33278 | 9.36 | 1 | 365 | 10.7084 | 0.44953 | 11 | 0.15789
38949 | 4.42 | 1 | 365 | 5.0567 | 0.12894 | 5 | 0.18567
35561 | 10.66 | 1 | 365 | 12.1956 | 0.42863 | 12 | 0.62426
37765 | 4.68 | 1 | 365 | 5.3542 | 0.72476 | 6 | 0.078945
28087 | 6.24 | 1 | 365 | 7.1389 | 0.29968 | 7 | 0.43859
38886 | 4.42 | 1 | 365 | 5.0567 | 0.12894 | 5 | 0.18567
48426 | 2.6 | 1 | 365 | 2.9745 | 0.9582 | 3 | 0.93275
41691 | 4.42 | 1 | 365 | 5.0567 | 0.12894 | 5 | 0.18567
37091 | 14.535 | 1 | 365 | 16.6289 | 0.30864 | 16 | 0.93749
37970 | 6.5 | 1 | 365 | 7.4364 | 0.8955 | 8 | 0.33187
39157 | 9.62 | 1 | 365 | 11.0058 | 0.045346 | 11 | 0.051165
37781 | 8.58 | 1 | 365 | 9.816 | 0.66207 | 10 | 0.47807
48415 | 7.02 | 1 | 365 | 8.0313 | 0.087144 | 8 | 0.11842
28827 | 9.36 | 1 | 365 | 10.7084 | 0.44953 | 11 | 0.15789
38526 | 4.68 | 1 | 365 | 5.3542 | 0.72476 | 6 | 0.078945
43099 | 3.9 | 1 | 365 | 4.4618 | 0.9373 | 5 | 0.39912
37983 | 5.2 | 1 | 365 | 5.9491 | 0.9164 | 6 | 0.86549
39326 | 8.32 | 1 | 365 | 9.5185 | 0.066245 | 9 | 0.58479
41264 | 6.5 | 1 | 365 | 7.4364 | 0.8955 | 8 | 0.33187
40966 | 6.24 | 1 | 365 | 7.1389 | 0.29968 | 7 | 0.43859
40994 | 3.9 | 1 | 365 | 4.4618 | 0.9373 | 5 | 0.39912
48432 | 3.64 | 1 | 365 | 4.1644 | 0.34148 | 4 | 0.50585
41101 | 11.96 | 1 | 365 | 13.6829 | 0.40773 | 14 | 0.090637
39294 | 9.1 | 1 | 365 | 10.4109 | 0.85371 | 11 | 0.26462
36972 | 6.24 | 1 | 365 | 7.1389 | 0.29968 | 7 | 0.43859
44269 | 2.6 | 1 | 365 | 2.9745 | 0.9582 | 3 | 0.93275
44541 | 3.38 | 1 | 365 | 3.8669 | 0.74566 | 4 | 0.61257
48488 | 4.16 | 1 | 365 | 4.7593 | 0.53312 | 5 | 0.2924
43216 | 7.15 | 1 | 365 | 8.18 | 0.38505 | 8 | 0.56505
43166 | 9.075 | 1 | 365 | 10.3823 | 0.79642 | 11 | 0.17872
44885 | 3.57 | 1 | 365 | 4.0843 | 0.18107 | 4 | 0.26535
42281 | 5.5 | 1 | 365 | 6.2923 | 0.60389 | 6 | 0.8962
42688 | 5.775 | 1 | 365 | 6.6069 | 0.23408 | 6 | 0.84101
42643 | 7.975 | 1 | 365 | 9.1238 | 0.27564 | 9 | 0.39948
27221 | 7.54 | 1 | 365 | 8.6262 | 0.27878 | 8 | 0.90497
42634 | 6.6 | 1 | 365 | 7.5508 | 0.12467 | 7 | 0.67544
42301 | 7.975 | 1 | 365 | 9.1238 | 0.27564 | 9 | 0.39948
44973 | 4.16 | 1 | 365 | 4.7593 | 0.53312 | 5 | 0.2924
42275 | 5.225 | 1 | 365 | 5.9777 | 0.97369 | 6 | 0.95139
42627 | 5.225 | 1 | 365 | 5.9777 | 0.97369 | 6 | 0.95139
42615 | 5.775 | 1 | 365 | 6.6069 | 0.23408 | 6 | 0.84101
42620 | 4.4 | 1 | 365 | 5.0338 | 0.08311 | 5 | 0.11696
44824 | 4.335 | 1 | 365 | 4.9595 | 0.93416 | 5 | 0.89364
43722 | 9.36 | 1 | 365 | 10.7084 | 0.44953 | 11 | 0.15789
42476 | 9.54 | 1 | 365 | 10.9143 | 0.86202 | 11 | 0.77631
44684 | 5.46 | 1 | 365 | 6.2465 | 0.51222 | 6 | 0.75877
44950 | 10.5 | 1 | 365 | 12.0126 | 0.061968 | 12 | 0.074556
39143 | 3.64 | 1 | 365 | 4.1644 | 0.34148 | 4 | 0.50585
39346 | 8.32 | 1 | 365 | 9.5185 | 0.066245 | 9 | 0.58479
45322 | 7.8 | 1 | 365 | 8.9236 | 0.8746 | 9 | 0.79824
44949 | 4.94 | 1 | 365 | 5.6516 | 0.32058 | 5 | 0.97222
41002 | 5.72 | 1 | 365 | 6.544 | 0.10804 | 6 | 0.65204
45034 | 9 | 1 | 365 | 10.2965 | 0.62454 | 10 | 0.92105
45438 | 3.9 | 1 | 365 | 4.4618 | 0.9373 | 5 | 0.39912
44867 | 5.75 | 1 | 365 | 6.5783 | 0.17679 | 6 | 0.75511
42545 | 3.025 | 1 | 365 | 3.4608 | 0.93214 | 4 | 0.39291
42480 | 3.025 | 1 | 365 | 3.4608 | 0.93214 | 4 | 0.39291
45014 | 6.885 | 1 | 365 | 7.8768 | 0.77778 | 8 | 0.6546
42820 | 6.05 | 1 | 365 | 6.9215 | 0.86428 | 7 | 0.78582
44880 | 2.55 | 1 | 365 | 2.9173 | 0.84362 | 3 | 0.76096
45025 | 6.63 | 1 | 365 | 7.5851 | 0.19341 | 7 | 0.77851
42776 | 5.775 | 1 | 365 | 6.6069 | 0.23408 | 6 | 0.84101
42669 | 4.95 | 1 | 365 | 5.6631 | 0.3435 | 6 | 0.0065764
42829 | 5.225 | 1 | 365 | 5.9777 | 0.97369 | 6 | 0.95139
42826 | 11 | 1 | 365 | 12.5846 | 0.20778 | 12 | 0.79239
44744 | 8.8 | 1 | 365 | 10.0677 | 0.16622 | 10 | 0.23391
42271 | 7.7 | 1 | 365 | 8.8092 | 0.64544 | 9 | 0.45467
26758 | 12.22 | 1 | 365 | 13.9804 | 0.0035475 | 13 | 0.98391
42423 | 13.2 | 1 | 365 | 15.1015 | 0.24933 | 15 | 0.35087
42805 | 8.25 | 1 | 365 | 9.4385 | 0.90583 | 10 | 0.34429
44997 | 5.75 | 1 | 365 | 6.5783 | 0.17679 | 6 | 0.75511
42437 | 9.075 | 1 | 365 | 10.3823 | 0.79642 | 11 | 0.17872
42800 | 9.35 | 1 | 365 | 10.6969 | 0.42661 | 11 | 0.12353
44730 | 5.225 | 1 | 365 | 5.9777 | 0.97369 | 6 | 0.95139
44961 | 4.59 | 1 | 365 | 5.2512 | 0.51852 | 5 | 0.76973
42203 | 3.85 | 1 | 365 | 4.4046 | 0.82272 | 5 | 0.22734
42223 | 8.525 | 1 | 365 | 9.7531 | 0.53603 | 10 | 0.2891
44862 | 10.5 | 1 | 365 | 12.0126 | 0.061968 | 12 | 0.074556
44873 | 6.12 | 1 | 365 | 7.0016 | 0.02469 | 7 | 0.026313
42567 | 3.85 | 1 | 365 | 4.4046 | 0.82272 | 5 | 0.22734
44819 | 10.5 | 1 | 365 | 12.0126 | 0.061968 | 12 | 0.074556
44971 | 10.71 | 1 | 365 | 12.2528 | 0.54321 | 12 | 0.79605
42778 | 8.48 | 1 | 365 | 9.7016 | 0.4329 | 10 | 0.1345
42299 | 5.5 | 1 | 365 | 6.2923 | 0.60389 | 6 | 0.8962
44367 | 10.92 | 1 | 365 | 12.4931 | 0.024447 | 12 | 0.51754
42442 | 8.525 | 1 | 365 | 9.7531 | 0.53603 | 10 | 0.2891
31895 | 5.72 | 1 | 365 | 6.544 | 0.10804 | 6 | 0.65204
44584 | 6.5 | 1 | 365 | 7.4364 | 0.8955 | 8 | 0.33187
36730 | 6.24 | 1 | 365 | 7.1389 | 0.29968 | 7 | 0.43859
39301 | 7.54 | 1 | 365 | 8.6262 | 0.27878 | 8 | 0.90497
38491 | 9.69 | 1 | 365 | 11.0859 | 0.20576 | 11 | 0.29166
38041 | 5.2 | 1 | 365 | 5.9491 | 0.9164 | 6 | 0.86549
44559 | 5.98 | 1 | 365 | 6.8415 | 0.70386 | 7 | 0.54532
42942 | 4.16 | 1 | 365 | 4.7593 | 0.53312 | 5 | 0.2924
34451 | 2.86 | 1 | 365 | 3.272 | 0.55402 | 3 | 0.82602
48670 | 4.16 | 1 | 365 | 4.7593 | 0.53312 | 5 | 0.2924
44591 | 8.06 | 1 | 365 | 9.2211 | 0.47042 | 9 | 0.69152
36678 | 8.84 | 1 | 365 | 10.1135 | 0.25789 | 10 | 0.37134
48397 | 4.68 | 1 | 365 | 5.3542 | 0.72476 | 6 | 0.078945
48645 | 6.24 | 1 | 365 | 7.1389 | 0.29968 | 7 | 0.43859
31888 | 5.98 | 1 | 365 | 6.8415 | 0.70386 | 7 | 0.54532
44678 | 7.54 | 1 | 365 | 8.6262 | 0.27878 | 8 | 0.90497
24332 | 13 | 1 | 365 | 14.8727 | 0.79101 | 15 | 0.66374
44127 | 4.68 | 1 | 365 | 5.3542 | 0.72476 | 6 | 0.078945
48629 | 4.68 | 1 | 365 | 5.3542 | 0.72476 | 6 | 0.078945
41654 | 9.1 | 1 | 365 | 10.4109 | 0.85371 | 11 | 0.26462
39003 | 6.5 | 1 | 365 | 7.4364 | 0.8955 | 8 | 0.33187
33546 | 7.28 | 1 | 365 | 8.3287 | 0.68296 | 9 | 0.011692
43669 | 9.62 | 1 | 365 | 11.0058 | 0.045346 | 11 | 0.051165
48615 | 8.06 | 1 | 365 | 9.2211 | 0.47042 | 9 | 0.69152
41626 | 8.58 | 1 | 365 | 9.816 | 0.66207 | 10 | 0.47807
44150 | 5.2 | 1 | 365 | 5.9491 | 0.9164 | 6 | 0.86549
43283 | 4.16 | 1 | 365 | 4.7593 | 0.53312 | 5 | 0.2924
32282 | 10.4 | 1 | 365 | 11.8982 | 0.83281 | 12 | 0.73099
48735 | 3.64 | 1 | 365 | 4.1644 | 0.34148 | 4 | 0.50585
42447 | 14.575 | 1 | 365 | 16.6746 | 0.4003 | 17 | 0.074919
48643 | 4.94 | 1 | 365 | 5.6516 | 0.32058 | 5 | 0.97222
41730 | 5.98 | 1 | 365 | 6.8415 | 0.70386 | 7 | 0.54532
48733 | 4.94 | 1 | 365 | 5.6516 | 0.32058 | 5 | 0.97222
43289 | 13 | 1 | 365 | 14.8727 | 0.79101 | 15 | 0.66374
48605 | 2.08 | 1 | 365 | 2.3796 | 0.76656 | 3 | 0.1462
48599 | 5.72 | 1 | 365 | 6.544 | 0.10804 | 6 | 0.65204
45441 | 12.74 | 1 | 365 | 14.5753 | 0.19519 | 14 | 0.77046
48576 | 9.62 | 1 | 365 | 11.0058 | 0.045346 | 11 | 0.051165
48694 | 6.5 | 1 | 365 | 7.4364 | 0.8955 | 8 | 0.33187
48635 | 10.66 | 1 | 365 | 12.1956 | 0.42863 | 12 | 0.62426
48671 | 3.06 | 1 | 365 | 3.5008 | 0.012345 | 3 | 0.51316
48654 | 3.9 | 1 | 365 | 4.4618 | 0.9373 | 5 | 0.39912
40941 | 3.9 | 1 | 365 | 4.4618 | 0.9373 | 5 | 0.39912
44831 | 4 | 1 | 365 | 4.5762 | 0.16646 | 4 | 0.74269
44632 | 7.65 | 1 | 365 | 8.752 | 0.53086 | 9 | 0.28289
42307 | 4.675 | 1 | 365 | 5.3485 | 0.7133 | 6 | 0.061767
44607 | 12.1 | 1 | 365 | 13.8431 | 0.72855 | 14 | 0.57163
42302 | 5.98 | 1 | 365 | 6.8415 | 0.70386 | 7 | 0.54532
42682 | 5.225 | 1 | 365 | 5.9777 | 0.97369 | 6 | 0.95139
42924 | 9.625 | 1 | 365 | 11.0115 | 0.056804 | 11 | 0.068343
42296 | 7.425 | 1 | 365 | 8.4946 | 0.015249 | 8 | 0.50986
44889 | 4.845 | 1 | 365 | 5.543 | 0.10288 | 5 | 0.64583
31712 | 2.6 | 1 | 365 | 2.9745 | 0.9582 | 3 | 0.93275
44747 | 16.25 | 1 | 365 | 18.5909 | 0.23876 | 18 | 0.82967
42590 | 4.95 | 1 | 365 | 5.6631 | 0.3435 | 6 | 0.0065764
25190 | 9.1 | 1 | 365 | 10.4109 | 0.85371 | 11 | 0.26462
42475 | 7.7 | 1 | 365 | 8.8092 | 0.64544 | 9 | 0.45467
42440 | 6.5 | 1 | 365 | 7.4364 | 0.8955 | 8 | 0.33187
42593 | 11.18 | 1 | 365 | 12.7905 | 0.62027 | 13 | 0.41081
47132 | 10.5 | 1 | 365 | 12.0126 | 0.061968 | 12 | 0.074556
31859 | 6.5 | 1 | 365 | 7.4364 | 0.8955 | 8 | 0.33187
23603 | 3.9 | 1 | 365 | 4.4618 | 0.9373 | 5 | 0.39912
23668 | 8.32 | 1 | 365 | 9.5185 | 0.066245 | 9 | 0.58479
23850 | 5.72 | 1 | 365 | 6.544 | 0.10804 | 6 | 0.65204
23980 | 9.62 | 1 | 365 | 11.0058 | 0.045346 | 11 | 0.051165
23923 | 11.44 | 1 | 365 | 13.088 | 0.21609 | 13 | 0.30409
32352 | 5.2 | 1 | 365 | 5.9491 | 0.9164 | 6 | 0.86549
31663 | 5.2 | 1 | 365 | 5.9491 | 0.9164 | 6 | 0.86549
24050 | 7.02 | 1 | 365 | 8.0313 | 0.087144 | 8 | 0.11842
28125 | 7.02 | 1 | 365 | 8.0313 | 0.087144 | 8 | 0.11842
31714 | 5.46 | 1 | 365 | 6.2465 | 0.51222 | 6 | 0.75877
25192 | 7.28 | 1 | 365 | 8.3287 | 0.68296 | 9 | 0.011692
46566 | 6.76 | 1 | 365 | 7.7338 | 0.49132 | 8 | 0.22514
33731 | 9.9 | 1 | 365 | 11.3262 | 0.687 | 12 | 0.013153
35800 | 1.34 | 1 | 365 | 1.533 | 0.070765 | 1 | 0.6038
37115 | 12.6 | 1 | 365 | 14.4151 | 0.87436 | 15 | 0.28947
39387 | 13.08 | 1 | 365 | 14.9643 | 0.97434 | 15 | 0.93859
51654 | 105 | 0.9 | 365 | 108.1133 | 0.55771 | 108 | 0.671
43299 | 10.78 | 1 | 365 | 12.3329 | 0.70362 | 13 | 0.036544
44035 | 7.02 | 1 | 365 | 8.0313 | 0.087144 | 8 | 0.11842
42119 | 4.86 | 1 | 365 | 5.5601 | 0.13725 | 5 | 0.69737
35307 | 51.84 | 0.9 | 365 | 53.3771 | 0.91764 | 54 | 0.29471
42297 | 5.98 | 1 | 365 | 6.8415 | 0.70386 | 7 | 0.54532
46597 | 5.98 | 1 | 365 | 6.8415 | 0.70386 | 7 | 0.54532
42471 | 4.95 | 1 | 365 | 5.6631 | 0.3435 | 6 | 0.0065764
25222 | 5.72 | 1 | 365 | 6.544 | 0.10804 | 6 | 0.65204
28560 | 6.76 | 1 | 365 | 7.7338 | 0.49132 | 8 | 0.22514
42780 | 8.25 | 1 | 365 | 9.4385 | 0.90583 | 10 | 0.34429
25536 | 5.98 | 1 | 365 | 6.8415 | 0.70386 | 7 | 0.54532
25331 | 9.36 | 1 | 365 | 10.7084 | 0.44953 | 11 | 0.15789
44600 | 9.35 | 1 | 365 | 10.6969 | 0.42661 | 11 | 0.12353
44814 | 12.96 | 1 | 365 | 14.827 | 0.69934 | 15 | 0.52631
43933 | 8.25 | 1 | 365 | 9.4385 | 0.90583 | 10 | 0.34429
26710 | 4.68 | 1 | 365 | 5.3542 | 0.72476 | 6 | 0.078945
27920 | 5.72 | 1 | 365 | 6.544 | 0.10804 | 6 | 0.65204
32535 | 10.92 | 1 | 365 | 12.4931 | 0.024447 | 12 | 0.51754
46568 | 3.9 | 1 | 365 | 4.4618 | 0.9373 | 5 | 0.39912
32551 | 6.24 | 1 | 365 | 7.1389 | 0.29968 | 7 | 0.43859
32582 | 8.58 | 1 | 365 | 9.816 | 0.66207 | 10 | 0.47807
32587 | 4.94 | 1 | 365 | 5.6516 | 0.32058 | 5 | 0.97222
45445 | 9.36 | 1 | 365 | 10.7084 | 0.44953 | 11 | 0.15789
32655 | 5.46 | 1 | 365 | 6.2465 | 0.51222 | 6 | 0.75877
40130 | 8.58 | 1 | 365 | 9.816 | 0.66207 | 10 | 0.47807
33121 | 3.12 | 1 | 365 | 3.5695 | 0.14984 | 3 | 0.7193
41376 | 6.5 | 1 | 365 | 7.4364 | 0.8955 | 8 | 0.33187
33775 | 4.94 | 1 | 365 | 5.6516 | 0.32058 | 5 | 0.97222
42160 | 6.6 | 1 | 365 | 7.5508 | 0.12467 | 7 | 0.67544
13758 | 8.67 | 1 | 365 | 9.919 | 0.86831 | 10 | 0.78728
30949 | 3.9 | 1 | 365 | 4.4618 | 0.9373 | 5 | 0.39912
33180 | 10.4 | 1 | 365 | 11.8982 | 0.83281 | 12 | 0.73099
36973 | 16.38 | 1 | 365 | 18.7396 | 0.53667 | 19 | 0.27631
40880 | 11.34 | 1 | 365 | 12.9736 | 0.98693 | 13 | 0.96052
50709 | 3.12 | 1 | 365 | 3.5695 | 0.14984 | 3 | 0.7193
52048 | 14.04 | 1 | 365 | 16.0625 | 0.17429 | 16 | 0.23683
44860 | 9 | 1 | 365 | 10.2965 | 0.62454 | 10 | 0.92105
31627 | 3.9 | 1 | 365 | 4.4618 | 0.9373 | 5 | 0.39912
42764 | 11 | 1 | 365 | 12.5846 | 0.20778 | 12 | 0.79239
44117 | 4.68 | 1 | 365 | 5.3542 | 0.72476 | 6 | 0.078945
44021 | 7.54 | 1 | 365 | 8.6262 | 0.27878 | 8 | 0.90497
32922 | 4.68 | 1 | 365 | 5.3542 | 0.72476 | 6 | 0.078945
42661 | 6.89 | 1 | 365 | 7.8825 | 0.78923 | 8 | 0.67178
42633 | 5.3 | 1 | 365 | 6.0635 | 0.14556 | 6 | 0.20906
42815 | 3.18 | 1 | 365 | 3.6381 | 0.28734 | 3 | 0.92544
43048 | 10.335 | 1 | 365 | 11.8238 | 0.68385 | 12 | 0.50767
44492 | 5.83 | 1 | 365 | 6.6698 | 0.36012 | 7 | 0.029968
27500 | 4.845 | 1 | 365 | 5.543 | 0.10288 | 5 | 0.64583
30032 | 9.1 | 1 | 365 | 10.4109 | 0.85371 | 11 | 0.26462
40786 | 7.8 | 1 | 365 | 8.9236 | 0.8746 | 9 | 0.79824
36639 | 24.9 | 1 | 365 | 28.487 | 0.061238 | 28 | 0.54823
46851 | 7.5 | 1 | 365 | 8.5804 | 0.18712 | 8 | 0.76754
45731 | 10.6 | 1 | 365 | 12.127 | 0.29113 | 12 | 0.41812
45357 | 13.52 | 1 | 365 | 15.4676 | 0.98265 | 16 | 0.45029
43657 | 13 | 1 | 365 | 14.8727 | 0.79101 | 15 | 0.66374
32115 | 10.92 | 1 | 365 | 12.4931 | 0.024447 | 12 | 0.51754
42814 | 5.775 | 1 | 365 | 6.6069 | 0.23408 | 6 | 0.84101
44766 | 6.885 | 1 | 365 | 7.8768 | 0.77778 | 8 | 0.6546
44483 | 7.42 | 1 | 365 | 8.4889 | 0.0037907 | 8 | 0.49269
42485 | 10.865 | 1 | 365 | 12.4302 | 0.89841 | 13 | 0.32858
44805 | 4.335 | 1 | 365 | 4.9595 | 0.93416 | 5 | 0.89364
44485 | 8.48 | 1 | 365 | 9.7016 | 0.4329 | 10 | 0.1345
44807 | 5.355 | 1 | 365 | 6.1264 | 0.2716 | 6 | 0.39802
42624 | 7.42 | 1 | 365 | 8.4889 | 0.0037907 | 8 | 0.49269
31013 | 8.58 | 1 | 365 | 9.816 | 0.66207 | 10 | 0.47807
48790 | 12.22 | 1 | 365 | 13.9804 | 0.0035475 | 13 | 0.98391
48781 | 7.28 | 1 | 365 | 8.3287 | 0.68296 | 9 | 0.011692
29228 | 6.76 | 1 | 365 | 7.7338 | 0.49132 | 8 | 0.22514
48649 | 8.58 | 1 | 365 | 9.816 | 0.66207 | 10 | 0.47807
44940 | 9.62 | 1 | 365 | 11.0058 | 0.045346 | 11 | 0.051165
48712 | 9.1 | 1 | 365 | 10.4109 | 0.85371 | 11 | 0.26462
48701 | 4.42 | 1 | 365 | 5.0567 | 0.12894 | 5 | 0.18567
48693 | 4.68 | 1 | 365 | 5.3542 | 0.72476 | 6 | 0.078945
48729 | 8.84 | 1 | 365 | 10.1135 | 0.25789 | 10 | 0.37134
44239 | 6.76 | 1 | 365 | 7.7338 | 0.49132 | 8 | 0.22514
48771 | 5.72 | 1 | 365 | 6.544 | 0.10804 | 6 | 0.65204
48772 | 6.24 | 1 | 365 | 7.1389 | 0.29968 | 7 | 0.43859
48766 | 7.28 | 1 | 365 | 8.3287 | 0.68296 | 9 | 0.011692
41636 | 2.34 | 1 | 365 | 2.6771 | 0.36238 | 3 | 0.039472
48655 | 4.16 | 1 | 365 | 4.7593 | 0.53312 | 5 | 0.2924
48623 | 11.7 | 1 | 365 | 13.3855 | 0.81191 | 14 | 0.19736
48590 | 5.2 | 1 | 365 | 5.9491 | 0.9164 | 6 | 0.86549
48595 | 6.24 | 1 | 365 | 7.1389 | 0.29968 | 7 | 0.43859
48390 | 5.46 | 1 | 365 | 6.2465 | 0.51222 | 6 | 0.75877
40975 | 5.2 | 1 | 365 | 5.9491 | 0.9164 | 6 | 0.86549
38929 | 5.2 | 1 | 365 | 5.9491 | 0.9164 | 6 | 0.86549
32178 | 9.36 | 1 | 365 | 10.7084 | 0.44953 | 11 | 0.15789
43258 | 7.28 | 1 | 365 | 8.3287 | 0.68296 | 9 | 0.011692
32247 | 8.32 | 1 | 365 | 9.5185 | 0.066245 | 9 | 0.58479
32212 | 7.28 | 1 | 365 | 8.3287 | 0.68296 | 9 | 0.011692
29631 | 7.54 | 1 | 365 | 8.6262 | 0.27878 | 8 | 0.90497
31939 | 5.72 | 1 | 365 | 6.544 | 0.10804 | 6 | 0.65204
31938 | 4.42 | 1 | 365 | 5.0567 | 0.12894 | 5 | 0.18567
26990 | 7.28 | 1 | 365 | 8.3287 | 0.68296 | 9 | 0.011692
31833 | 6.5 | 1 | 365 | 7.4364 | 0.8955 | 8 | 0.33187
31742 | 5.46 | 1 | 365 | 6.2465 | 0.51222 | 6 | 0.75877
24173 | 5.46 | 1 | 365 | 6.2465 | 0.51222 | 6 | 0.75877
23853 | 10.66 | 1 | 365 | 12.1956 | 0.42863 | 12 | 0.62426
22394 | 4.16 | 1 | 365 | 4.7593 | 0.53312 | 5 | 0.2924
48815 | 10.14 | 1 | 365 | 11.6007 | 0.23699 | 11 | 0.83771
48803 | 3.12 | 1 | 365 | 3.5695 | 0.14984 | 3 | 0.7193
32562 | 4.42 | 1 | 365 | 5.0567 | 0.12894 | 5 | 0.18567
48795 | 6.24 | 1 | 365 | 7.1389 | 0.29968 | 7 | 0.43859
34420 | 4.42 | 1 | 365 | 5.0567 | 0.12894 | 5 | 0.18567
48661 | 6.24 | 1 | 365 | 7.1389 | 0.29968 | 7 | 0.43859
48505 | 5.72 | 1 | 365 | 6.544 | 0.10804 | 6 | 0.65204
36873 | 3.38 | 1 | 365 | 3.8669 | 0.74566 | 4 | 0.61257
33287 | 4.42 | 1 | 365 | 5.0567 | 0.12894 | 5 | 0.18567
44878 | 9.1 | 1 | 365 | 10.4109 | 0.85371 | 11 | 0.26462
46822 | 15 | 1 | 365 | 17.1608 | 0.37424 | 17 | 0.53508
46981 | 5.98 | 1 | 365 | 6.8415 | 0.70386 | 7 | 0.54532
47005 | 3.9 | 1 | 365 | 4.4618 | 0.9373 | 5 | 0.39912
52313 | 15.12 | 1 | 365 | 17.2981 | 0.64923 | 17 | 0.94736
49783 | 5.865 | 1 | 365 | 6.7099 | 0.44033 | 7 | 0.15022
49849 | 4.16 | 1 | 365 | 4.7593 | 0.53312 | 5 | 0.2924
47185 | 2.34 | 1 | 365 | 2.6771 | 0.36238 | 3 | 0.039472
47254 | 7.8 | 1 | 365 | 8.9236 | 0.8746 | 9 | 0.79824
44865 | 4.5 | 1 | 365 | 5.1483 | 0.31227 | 5 | 0.46052
44881 | 7.395 | 1 | 365 | 8.4603 | 0.9465 | 9 | 0.40679
38151 | 7.28 | 1 | 365 | 8.3287 | 0.68296 | 9 | 0.011692
44883 | 11.5 | 1 | 365 | 13.1566 | 0.35358 | 13 | 0.51023
38165 | 5.72 | 1 | 365 | 6.544 | 0.10804 | 6 | 0.65204
49968 | 6.12 | 1 | 365 | 7.0016 | 0.02469 | 7 | 0.026313
50699 | 10.4 | 1 | 365 | 11.8982 | 0.83281 | 12 | 0.73099
38211 | 6.76 | 1 | 365 | 7.7338 | 0.49132 | 8 | 0.22514
44911 | 4.335 | 1 | 365 | 4.9595 | 0.93416 | 5 | 0.89364
45022 | 7.905 | 1 | 365 | 9.0438 | 0.11522 | 9 | 0.15899
45032 | 4.75 | 1 | 365 | 5.4343 | 0.88518 | 6 | 0.31944
42714 | 10.175 | 1 | 365 | 11.6408 | 0.31719 | 11 | 0.95796
44628 | 7.425 | 1 | 365 | 8.4946 | 0.015249 | 8 | 0.50986
42305 | 12.1 | 1 | 365 | 13.8431 | 0.72855 | 14 | 0.57163
44606 | 7.5 | 1 | 365 | 8.5804 | 0.18712 | 8 | 0.76754
44967 | 10.75 | 1 | 365 | 12.2986 | 0.63487 | 12 | 0.93347
42746 | 9.075 | 1 | 365 | 10.3823 | 0.79642 | 11 | 0.17872
42654 | 12.1 | 1 | 365 | 13.8431 | 0.72855 | 14 | 0.57163
42457 | 12.48 | 1 | 365 | 14.2778 | 0.59937 | 14 | 0.87719
44630 | 11 | 1 | 365 | 12.5846 | 0.20778 | 12 | 0.79239
32413 | 9.36 | 1 | 365 | 10.7084 | 0.44953 | 11 | 0.15789
41892 | 7.28 | 1 | 365 | 8.3287 | 0.68296 | 9 | 0.011692
48650 | 2.34 | 1 | 365 | 2.6771 | 0.36238 | 3 | 0.039472
32945 | 9.88 | 1 | 365 | 11.3033 | 0.64117 | 11 | 0.94444
48920 | 5.98 | 1 | 365 | 6.8415 | 0.70386 | 7 | 0.54532
48935 | 7.02 | 1 | 365 | 8.0313 | 0.087144 | 8 | 0.11842
48932 | 5.2 | 1 | 365 | 5.9491 | 0.9164 | 6 | 0.86549
48934 | 4.94 | 1 | 365 | 5.6516 | 0.32058 | 5 | 0.97222
32736 | 4.94 | 1 | 365 | 5.6516 | 0.32058 | 5 | 0.97222
32501 | 9.1 | 1 | 365 | 10.4109 | 0.85371 | 11 | 0.26462
48952 | 4.16 | 1 | 365 | 4.7593 | 0.53312 | 5 | 0.2924
33066 | 5.72 | 1 | 365 | 6.544 | 0.10804 | 6 | 0.65204
48942 | 3.38 | 1 | 365 | 3.8669 | 0.74566 | 4 | 0.61257
39256 | 7.02 | 1 | 365 | 8.0313 | 0.087144 | 8 | 0.11842
48962 | 7.28 | 1 | 365 | 8.3287 | 0.68296 | 9 | 0.011692
31229 | 5.98 | 1 | 365 | 6.8415 | 0.70386 | 7 | 0.54532
32761 | 16.83 | 1 | 365 | 19.2545 | 0.5679 | 19 | 0.82236
48947 | 3.9 | 1 | 365 | 4.4618 | 0.9373 | 5 | 0.39912
48898 | 11.44 | 1 | 365 | 13.088 | 0.21609 | 13 | 0.30409
48943 | 11.18 | 1 | 365 | 12.7905 | 0.62027 | 13 | 0.41081
48625 | 5.72 | 1 | 365 | 6.544 | 0.10804 | 6 | 0.65204
48987 | 8.58 | 1 | 365 | 9.816 | 0.66207 | 10 | 0.47807
48683 | 4.16 | 1 | 365 | 4.7593 | 0.53312 | 5 | 0.2924
34367 | 9.36 | 1 | 365 | 10.7084 | 0.44953 | 11 | 0.15789
48726 | 6.5 | 1 | 365 | 7.4364 | 0.8955 | 8 | 0.33187
48953 | 9.88 | 1 | 365 | 11.3033 | 0.64117 | 11 | 0.94444
33497 | 4.68 | 1 | 365 | 5.3542 | 0.72476 | 6 | 0.078945
48923 | 2.6 | 1 | 365 | 2.9745 | 0.9582 | 3 | 0.93275
49001 | 7.28 | 1 | 365 | 8.3287 | 0.68296 | 9 | 0.011692
48659 | 4.68 | 1 | 365 | 5.3542 | 0.72476 | 6 | 0.078945
48702 | 15.08 | 1 | 365 | 17.2524 | 0.55757 | 17 | 0.80993
45305 | 9.54 | 1 | 365 | 10.9143 | 0.86202 | 11 | 0.77631
45326 | 7.95 | 1 | 365 | 9.0952 | 0.21835 | 9 | 0.31359
48631 | 10.4 | 1 | 365 | 11.8982 | 0.83281 | 12 | 0.73099
45119 | 6.36 | 1 | 365 | 7.2762 | 0.57468 | 7 | 0.85087
45233 | 13.78 | 1 | 365 | 15.7651 | 0.57847 | 16 | 0.34356
48227 | 24.525 | 1 | 365 | 28.058 | 0.20188 | 28 | 0.25986
31057 | 8.37 | 1 | 365 | 9.5757 | 0.18083 | 9 | 0.75657
32365 | 9.92 | 1 | 365 | 11.349 | 0.73283 | 12 | 0.081866
33024 | 9.9 | 1 | 365 | 11.3262 | 0.687 | 12 | 0.013153
33887 | 12.24 | 1 | 365 | 14.0032 | 0.04938 | 14 | 0.052625
36009 | 10.72 | 1 | 365 | 12.2643 | 0.56612 | 12 | 0.8304
35513 | 13.02 | 1 | 365 | 14.8956 | 0.83684 | 15 | 0.73245
36539 | 8.1 | 1 | 365 | 9.2669 | 0.56209 | 9 | 0.82894
36679 | 9.92 | 1 | 365 | 11.349 | 0.73283 | 12 | 0.081866
42878 | 2.34 | 1 | 365 | 2.6771 | 0.36238 | 3 | 0.039472
31391 | 3.38 | 1 | 365 | 3.8669 | 0.74566 | 4 | 0.61257
49367 | 3.825 | 1 | 365 | 4.376 | 0.76543 | 5 | 0.14145
42289 | 11.55 | 1 | 365 | 13.2138 | 0.46816 | 13 | 0.68201
42532 | 4.675 | 1 | 365 | 5.3485 | 0.7133 | 6 | 0.061767
43677 | 10.14 | 1 | 365 | 11.6007 | 0.23699 | 11 | 0.83771
48922 | 12.22 | 1 | 365 | 13.9804 | 0.0035475 | 13 | 0.98391
48913 | 11.18 | 1 | 365 | 12.7905 | 0.62027 | 13 | 0.41081
37837 | 4.94 | 1 | 365 | 5.6516 | 0.32058 | 5 | 0.97222
48912 | 11.18 | 1 | 365 | 12.7905 | 0.62027 | 13 | 0.41081
32666 | 9.1 | 1 | 365 | 10.4109 | 0.85371 | 11 | 0.26462
37851 | 6.76 | 1 | 365 | 7.7338 | 0.49132 | 8 | 0.22514
48933 | 4.68 | 1 | 365 | 5.3542 | 0.72476 | 6 | 0.078945
48906 | 4.94 | 1 | 365 | 5.6516 | 0.32058 | 5 | 0.97222
19931 | 8.67 | 1 | 365 | 9.919 | 0.86831 | 10 | 0.78728
48709 | 6.76 | 1 | 365 | 7.7338 | 0.49132 | 8 | 0.22514
24164 | 4.94 | 1 | 365 | 5.6516 | 0.32058 | 5 | 0.97222
37817 | 6.76 | 1 | 365 | 7.7338 | 0.49132 | 8 | 0.22514
48908 | 7.54 | 1 | 365 | 8.6262 | 0.27878 | 8 | 0.90497
41293 | 16.2 | 1 | 365 | 18.5337 | 0.12418 | 18 | 0.65789
48925 | 8.84 | 1 | 365 | 10.1135 | 0.25789 | 10 | 0.37134
26879 | 5.2 | 1 | 365 | 5.9491 | 0.9164 | 6 | 0.86549
48899 | 4.68 | 1 | 365 | 5.3542 | 0.72476 | 6 | 0.078945
48989 | 12.22 | 1 | 365 | 13.9804 | 0.0035475 | 13 | 0.98391
47443 | 3.64 | 1 | 365 | 4.1644 | 0.34148 | 4 | 0.50585
40636 | 10.8 | 1 | 365 | 12.3558 | 0.74945 | 13 | 0.10526
48761 | 2.34 | 1 | 365 | 2.6771 | 0.36238 | 3 | 0.039472
47482 | 7.8 | 1 | 365 | 8.9236 | 0.8746 | 9 | 0.79824
48905 | 7.8 | 1 | 365 | 8.9236 | 0.8746 | 9 | 0.79824
32863 | 8.06 | 1 | 365 | 9.2211 | 0.47042 | 9 | 0.69152
48916 | 9.88 | 1 | 365 | 11.3033 | 0.64117 | 11 | 0.94444
48663 | 9.62 | 1 | 365 | 11.0058 | 0.045346 | 11 | 0.051165
37845 | 4.275 | 1 | 365 | 4.8908 | 0.79666 | 5 | 0.6875
32730 | 4.42 | 1 | 365 | 5.0567 | 0.12894 | 5 | 0.18567
38202 | 5.775 | 1 | 365 | 6.6069 | 0.23408 | 6 | 0.84101
49012 | 5.46 | 1 | 365 | 6.2465 | 0.51222 | 6 | 0.75877
48948 | 5.98 | 1 | 365 | 6.8415 | 0.70386 | 7 | 0.54532
45750 | 11.7 | 1 | 365 | 13.3855 | 0.81191 | 14 | 0.19736
34394 | 4.94 | 1 | 365 | 5.6516 | 0.32058 | 5 | 0.97222
36837 | 3.38 | 1 | 365 | 3.8669 | 0.74566 | 4 | 0.61257
37740 | 7.28 | 1 | 365 | 8.3287 | 0.68296 | 9 | 0.011692
48975 | 6.5 | 1 | 365 | 7.4364 | 0.8955 | 8 | 0.33187
27864 | 5.355 | 1 | 365 | 6.1264 | 0.2716 | 6 | 0.39802
33068 | 4.94 | 1 | 365 | 5.6516 | 0.32058 | 5 | 0.97222
24031 | 10.92 | 1 | 365 | 12.4931 | 0.024447 | 12 | 0.51754
25554 | 5.2 | 1 | 365 | 5.9491 | 0.9164 | 6 | 0.86549
37227 | 3.85 | 1 | 365 | 4.4046 | 0.82272 | 5 | 0.22734
32377 | 4.16 | 1 | 365 | 4.7593 | 0.53312 | 5 | 0.2924
39880 | 4.95 | 1 | 365 | 5.6631 | 0.3435 | 6 | 0.0065764
37286 | 4.4 | 1 | 365 | 5.0338 | 0.08311 | 5 | 0.11696
40574 | 7.28 | 1 | 365 | 8.3287 | 0.68296 | 9 | 0.011692
49719 | 3.06 | 1 | 365 | 3.5008 | 0.012345 | 3 | 0.51316
49778 | 2.86 | 1 | 365 | 3.272 | 0.55402 | 3 | 0.82602
50757 | 5.98 | 1 | 365 | 6.8415 | 0.70386 | 7 | 0.54532
49774 | 9.62 | 1 | 365 | 11.0058 | 0.045346 | 11 | 0.051165
37398 | 8.06 | 1 | 365 | 9.2211 | 0.47042 | 9 | 0.69152
36301 | 3.3 | 1 | 365 | 3.7754 | 0.56233 | 4 | 0.33772
51080 | 12.22 | 1 | 365 | 13.9804 | 0.0035475 | 13 | 0.98391
37767 | 4.94 | 1 | 365 | 5.6516 | 0.32058 | 5 | 0.97222
51373 | 11.925 | 1 | 365 | 13.6429 | 0.32752 | 13 | 0.97039
50954 | 6.12 | 1 | 365 | 7.0016 | 0.02469 | 7 | 0.026313
47973 | 3.64 | 1 | 365 | 4.1644 | 0.34148 | 4 | 0.50585
38045 | 5.72 | 1 | 365 | 6.544 | 0.10804 | 6 | 0.65204
52869 | 6.24 | 1 | 365 | 7.1389 | 0.29968 | 7 | 0.43859
35950 | 5.72 | 1 | 365 | 6.544 | 0.10804 | 6 | 0.65204
49938 | 9.36 | 1 | 365 | 10.7084 | 0.44953 | 11 | 0.15789
28074 | 7.65 | 1 | 365 | 8.752 | 0.53086 | 9 | 0.28289
49946 | 10.14 | 1 | 365 | 11.6007 | 0.23699 | 11 | 0.83771
49078 | 2.86 | 1 | 365 | 3.272 | 0.55402 | 3 | 0.82602
48597 | 5.2 | 1 | 365 | 5.9491 | 0.9164 | 6 | 0.86549
43176 | 6.36 | 1 | 365 | 7.2762 | 0.57468 | 7 | 0.85087
49961 | 5.46 | 1 | 365 | 6.2465 | 0.51222 | 6 | 0.75877
37867 | 2.08 | 1 | 365 | 2.3796 | 0.76656 | 3 | 0.1462
49833 | 9.36 | 1 | 365 | 10.7084 | 0.44953 | 11 | 0.15789
39042 | 5.61 | 1 | 365 | 6.4182 | 0.85597 | 7 | 0.27412
41412 | 9.1 | 1 | 365 | 10.4109 | 0.85371 | 11 | 0.26462
37942 | 3.64 | 1 | 365 | 4.1644 | 0.34148 | 4 | 0.50585
49099 | 13.26 | 1 | 365 | 15.1702 | 0.38683 | 15 | 0.55701
39269 | 4.16 | 1 | 365 | 4.7593 | 0.53312 | 5 | 0.2924
44082 | 3.9 | 1 | 365 | 4.4618 | 0.9373 | 5 | 0.39912
32542 | 5.72 | 1 | 365 | 6.544 | 0.10804 | 6 | 0.65204
48992 | 12.22 | 1 | 365 | 13.9804 | 0.0035475 | 13 | 0.98391
48961 | 7.54 | 1 | 365 | 8.6262 | 0.27878 | 8 | 0.90497
49082 | 4.16 | 1 | 365 | 4.7593 | 0.53312 | 5 | 0.2924
33135 | 6.5 | 1 | 365 | 7.4364 | 0.8955 | 8 | 0.33187
48964 | 7.54 | 1 | 365 | 8.6262 | 0.27878 | 8 | 0.90497
34085 | 9.1 | 1 | 365 | 10.4109 | 0.85371 | 11 | 0.26462
36952 | 5.46 | 1 | 365 | 6.2465 | 0.51222 | 6 | 0.75877
48983 | 3.12 | 1 | 365 | 3.5695 | 0.14984 | 3 | 0.7193
45709 | 5.2 | 1 | 365 | 5.9491 | 0.9164 | 6 | 0.86549
48486 | 9.1 | 1 | 365 | 10.4109 | 0.85371 | 11 | 0.26462
39870 | 4.94 | 1 | 365 | 5.6516 | 0.32058 | 5 | 0.97222
48999 | 7.54 | 1 | 365 | 8.6262 | 0.27878 | 8 | 0.90497
39935 | 4.68 | 1 | 365 | 5.3542 | 0.72476 | 6 | 0.078945
38649 | 4.42 | 1 | 365 | 5.0567 | 0.12894 | 5 | 0.18567
49010 | 3.64 | 1 | 365 | 4.1644 | 0.34148 | 4 | 0.50585
49007 | 12.48 | 1 | 365 | 14.2778 | 0.59937 | 14 | 0.87719
49018 | 5.98 | 1 | 365 | 6.8415 | 0.70386 | 7 | 0.54532
36665 | 6.24 | 1 | 365 | 7.1389 | 0.29968 | 7 | 0.43859
36938 | 6.5 | 1 | 365 | 7.4364 | 0.8955 | 8 | 0.33187
49050 | 8.58 | 1 | 365 | 9.816 | 0.66207 | 10 | 0.47807
37844 | 4.94 | 1 | 365 | 5.6516 | 0.32058 | 5 | 0.97222
49073 | 6.5 | 1 | 365 | 7.4364 | 0.8955 | 8 | 0.33187
49087 | 7.8 | 1 | 365 | 8.9236 | 0.8746 | 9 | 0.79824
49074 | 5.2 | 1 | 365 | 5.9491 | 0.9164 | 6 | 0.86549
38721 | 7.28 | 1 | 365 | 8.3287 | 0.68296 | 9 | 0.011692
37087 | 4.68 | 1 | 365 | 5.3542 | 0.72476 | 6 | 0.078945
49101 | 4.42 | 1 | 365 | 5.0567 | 0.12894 | 5 | 0.18567
49103 | 4.42 | 1 | 365 | 5.0567 | 0.12894 | 5 | 0.18567
37406 | 5.98 | 1 | 365 | 6.8415 | 0.70386 | 7 | 0.54532
49094 | 8.58 | 1 | 365 | 9.816 | 0.66207 | 10 | 0.47807
29179 | 7.28 | 1 | 365 | 8.3287 | 0.68296 | 9 | 0.011692
33779 | 4.42 | 1 | 365 | 5.0567 | 0.12894 | 5 | 0.18567
41299 | 8.06 | 1 | 365 | 9.2211 | 0.47042 | 9 | 0.69152
29596 | 13 | 1 | 365 | 14.8727 | 0.79101 | 15 | 0.66374
38906 | 21.06 | 1 | 365 | 24.0938 | 0.26143 | 24 | 0.35525
49117 | 13 | 1 | 365 | 14.8727 | 0.79101 | 15 | 0.66374
41875 | 5.2 | 1 | 365 | 5.9491 | 0.9164 | 6 | 0.86549
37943 | 7.28 | 1 | 365 | 8.3287 | 0.68296 | 9 | 0.011692
43672 | 4.16 | 1 | 365 | 4.7593 | 0.53312 | 5 | 0.2924
39307 | 11.18 | 1 | 365 | 12.7905 | 0.62027 | 13 | 0.41081
43676 | 6.5 | 1 | 365 | 7.4364 | 0.8955 | 8 | 0.33187
39485 | 3.12 | 1 | 365 | 3.5695 | 0.14984 | 3 | 0.7193
39177 | 3.64 | 1 | 365 | 4.1644 | 0.34148 | 4 | 0.50585
48446 | 13 | 1 | 365 | 14.8727 | 0.79101 | 15 | 0.66374
32227 | 5.46 | 1 | 365 | 6.2465 | 0.51222 | 6 | 0.75877
35929 | 7.28 | 1 | 365 | 8.3287 | 0.68296 | 9 | 0.011692
24443 | 5.2 | 1 | 365 | 5.9491 | 0.9164 | 6 | 0.86549
35032 | 37.5 | 0.9 | 365 | 38.6119 | 0.34204 | 38 | 0.95393
45107 | 2.86 | 1 | 365 | 3.272 | 0.55402 | 3 | 0.82602
38094 | 3.825 | 1 | 365 | 4.376 | 0.76543 | 5 | 0.14145
46879 | 7.695 | 1 | 365 | 8.8035 | 0.63399 | 9 | 0.4375
37545 | 3.3 | 1 | 365 | 3.7754 | 0.56233 | 4 | 0.33772
48893 | 9.62 | 1 | 365 | 11.0058 | 0.045346 | 11 | 0.051165
39012 | 6.5 | 1 | 365 | 7.4364 | 0.8955 | 8 | 0.33187
32317 | 9.92 | 1 | 365 | 11.349 | 0.73283 | 12 | 0.081866
43224 | 10.6 | 1 | 365 | 12.127 | 0.29113 | 12 | 0.41812
33046 | 9.92 | 1 | 365 | 11.349 | 0.73283 | 12 | 0.081866
24119 | 9.62 | 1 | 365 | 11.0058 | 0.045346 | 11 | 0.051165
44622 | 7.14 | 1 | 365 | 8.1686 | 0.36214 | 8 | 0.5307
32482 | 5.2 | 1 | 365 | 5.9491 | 0.9164 | 6 | 0.86549
32102 | 12.48 | 1 | 365 | 14.2778 | 0.59937 | 14 | 0.87719
48515 | 4.42 | 1 | 365 | 5.0567 | 0.12894 | 5 | 0.18567
22946 | 4.94 | 1 | 365 | 5.6516 | 0.32058 | 5 | 0.97222
48968 | 5.2 | 1 | 365 | 5.9491 | 0.9164 | 6 | 0.86549
44806 | 4.675 | 1 | 365 | 5.3485 | 0.7133 | 6 | 0.061767
47451 | 7 | 1 | 365 | 8.0084 | 0.041312 | 8 | 0.049704
48988 | 4.42 | 1 | 365 | 5.0567 | 0.12894 | 5 | 0.18567
47748 | 9.18 | 1 | 365 | 10.5024 | 0.037035 | 10 | 0.53947
49212 | 4.68 | 1 | 365 | 5.3542 | 0.72476 | 6 | 0.078945
48998 | 9.88 | 1 | 365 | 11.3033 | 0.64117 | 11 | 0.94444
49249 | 5.1 | 1 | 365 | 5.8347 | 0.68724 | 6 | 0.52193
49251 | 6.12 | 1 | 365 | 7.0016 | 0.02469 | 7 | 0.026313
50796 | 6.12 | 1 | 365 | 7.0016 | 0.02469 | 7 | 0.026313
28226 | 5.46 | 1 | 365 | 6.2465 | 0.51222 | 6 | 0.75877
49217 | 7.28 | 1 | 365 | 8.3287 | 0.68296 | 9 | 0.011692
51338 | 4.8 | 1 | 365 | 5.4915 | 0.99976 | 6 | 0.49123
32639 | 2.08 | 1 | 365 | 2.3796 | 0.76656 | 3 | 0.1462
37996 | 7.54 | 1 | 365 | 8.6262 | 0.27878 | 8 | 0.90497
49222 | 3.9 | 1 | 365 | 4.4618 | 0.9373 | 5 | 0.39912
46906 | 8.4 | 1 | 365 | 9.6101 | 0.24957 | 9 | 0.85964
38131 | 6.12 | 1 | 365 | 7.0016 | 0.02469 | 7 | 0.026313
49123 | 3.38 | 1 | 365 | 3.8669 | 0.74566 | 4 | 0.61257
48756 | 5.2 | 1 | 365 | 5.9491 | 0.9164 | 6 | 0.86549
46914 | 9.54 | 1 | 365 | 10.9143 | 0.86202 | 11 | 0.77631
42891 | 4.94 | 1 | 365 | 5.6516 | 0.32058 | 5 | 0.97222
31373 | 7.8 | 1 | 365 | 8.9236 | 0.8746 | 9 | 0.79824
38037 | 7.54 | 1 | 365 | 8.6262 | 0.27878 | 8 | 0.90497
36657 | 7.2 | 1 | 365 | 8.2372 | 0.49964 | 8 | 0.73684
52599 | 7.82 | 1 | 365 | 8.9465 | 0.92044 | 9 | 0.86696
45610 | 7.8 | 1 | 365 | 8.9236 | 0.8746 | 9 | 0.79824
49289 | 7.8 | 1 | 365 | 8.9236 | 0.8746 | 9 | 0.79824
47300 | 2.8 | 1 | 365 | 3.2034 | 0.41652 | 3 | 0.61988
37697 | 7.54 | 1 | 365 | 8.6262 | 0.27878 | 8 | 0.90497
36868 | 3.64 | 1 | 365 | 4.1644 | 0.34148 | 4 | 0.50585
21539 | 8.06 | 1 | 365 | 9.2211 | 0.47042 | 9 | 0.69152
37795 | 4.94 | 1 | 365 | 5.6516 | 0.32058 | 5 | 0.97222
33795 | 9.88 | 1 | 365 | 11.3033 | 0.64117 | 11 | 0.94444
22305 | 4.16 | 1 | 365 | 4.7593 | 0.53312 | 5 | 0.2924
41128 | 7.28 | 1 | 365 | 8.3287 | 0.68296 | 9 | 0.011692
41243 | 10.4 | 1 | 365 | 11.8982 | 0.83281 | 12 | 0.73099
43661 | 5.2 | 1 | 365 | 5.9491 | 0.9164 | 6 | 0.86549
43658 | 8.06 | 1 | 365 | 9.2211 | 0.47042 | 9 | 0.69152
49803 | 6.5 | 1 | 365 | 7.4364 | 0.8955 | 8 | 0.33187
45691 | 3.9 | 1 | 365 | 4.4618 | 0.9373 | 5 | 0.39912
23166 | 13 | 1 | 365 | 14.8727 | 0.79101 | 15 | 0.66374
25197 | 4.16 | 1 | 365 | 4.7593 | 0.53312 | 5 | 0.2924
47321 | 3.825 | 1 | 365 | 4.376 | 0.76543 | 5 | 0.14145
23154 | 6.76 | 1 | 365 | 7.7338 | 0.49132 | 8 | 0.22514
47602 | 2.835 | 1 | 365 | 3.2434 | 0.49673 | 3 | 0.74013
42306 | 9.075 | 1 | 365 | 10.3823 | 0.79642 | 11 | 0.17872
47326 | 7.28 | 1 | 365 | 8.3287 | 0.68296 | 9 | 0.011692
49133 | 7.84 | 1 | 365 | 8.9694 | 0.96627 | 9 | 0.93567
47616 | 7.905 | 1 | 365 | 9.0438 | 0.11522 | 9 | 0.15899
24732 | 7.02 | 1 | 365 | 8.0313 | 0.087144 | 8 | 0.11842
47330 | 4.2 | 1 | 365 | 4.805 | 0.62479 | 5 | 0.42982
47308 | 5.415 | 1 | 365 | 6.1951 | 0.4091 | 6 | 0.60416
48461 | 8.1 | 1 | 365 | 9.2669 | 0.56209 | 9 | 0.82894
48473 | 4.05 | 1 | 365 | 4.6334 | 0.28104 | 4 | 0.91447
48161 | 4.48 | 1 | 365 | 5.1254 | 0.26644 | 5 | 0.39181
25186 | 9.1 | 1 | 365 | 10.4109 | 0.85371 | 11 | 0.26462
48490 | 8.829 | 1 | 365 | 10.1009 | 0.23268 | 10 | 0.33355
48493 | 8.829 | 1 | 365 | 10.1009 | 0.23268 | 10 | 0.33355
47408 | 4.59 | 1 | 365 | 5.2512 | 0.51852 | 5 | 0.76973
48500 | 10.137 | 1 | 365 | 11.5973 | 0.23011 | 11 | 0.82741
49219 | 6.5 | 1 | 365 | 7.4364 | 0.8955 | 8 | 0.33187
48498 | 8.28 | 1 | 365 | 9.4728 | 0.97458 | 10 | 0.44736
23155 | 3.9 | 1 | 365 | 4.4618 | 0.9373 | 5 | 0.39912
48533 | 7.194 | 1 | 365 | 8.2303 | 0.48589 | 8 | 0.71622
48230 | 6.625 | 1 | 365 | 7.5794 | 0.18196 | 7 | 0.76133
23759 | 13 | 1 | 365 | 14.8727 | 0.79101 | 15 | 0.66374
48244 | 6.24 | 1 | 365 | 7.1389 | 0.29968 | 7 | 0.43859
48548 | 13.25 | 1 | 365 | 15.1587 | 0.36391 | 15 | 0.52265
48554 | 18.24 | 1 | 365 | 20.8676 | 0.79908 | 21 | 0.66666
45710 | 5.46 | 1 | 365 | 6.2465 | 0.51222 | 6 | 0.75877
49816 | 8.58 | 1 | 365 | 9.816 | 0.66207 | 10 | 0.47807
47462 | 3.64 | 1 | 365 | 4.1644 | 0.34148 | 4 | 0.50585
48710 | 7.54 | 1 | 365 | 8.6262 | 0.27878 | 8 | 0.90497
48677 | 8.84 | 1 | 365 | 10.1135 | 0.25789 | 10 | 0.37134
49062 | 5.559 | 1 | 365 | 6.3598 | 0.73909 | 7 | 0.098901
48641 | 10.14 | 1 | 365 | 11.6007 | 0.23699 | 11 | 0.83771
47092 | 6.9 | 1 | 365 | 7.894 | 0.81215 | 8 | 0.70614
49147 | 6.84 | 1 | 365 | 7.8253 | 0.67465 | 8 | 0.5
48636 | 6.24 | 1 | 365 | 7.1389 | 0.29968 | 7 | 0.43859
49225 | 2.86 | 1 | 365 | 3.272 | 0.55402 | 3 | 0.82602
30799 | 11 | 1 | 365 | 12.5846 | 0.20778 | 12 | 0.79239
30802 | 13.26 | 1 | 365 | 15.1702 | 0.38683 | 15 | 0.55701
49152 | 7.875 | 1 | 365 | 9.0094 | 0.046476 | 9 | 0.055917
49124 | 8.84 | 1 | 365 | 10.1135 | 0.25789 | 10 | 0.37134
28008 | 5.46 | 1 | 365 | 6.2465 | 0.51222 | 6 | 0.75877
25098 | 4.68 | 1 | 365 | 5.3542 | 0.72476 | 6 | 0.078945
16960 | 10.71 | 1 | 365 | 12.2528 | 0.54321 | 12 | 0.79605
48248 | 7.93 | 1 | 365 | 9.0724 | 0.17251 | 9 | 0.24488
32273 | 4.68 | 1 | 365 | 5.3542 | 0.72476 | 6 | 0.078945
47589 | 5.5 | 1 | 365 | 6.2923 | 0.60389 | 6 | 0.8962
30852 | 9.62 | 1 | 365 | 11.0058 | 0.045346 | 11 | 0.051165
48257 | 13.005 | 1 | 365 | 14.8784 | 0.80247 | 15 | 0.68091
48608 | 8.58 | 1 | 365 | 9.816 | 0.66207 | 10 | 0.47807
32186 | 5.2 | 1 | 365 | 5.9491 | 0.9164 | 6 | 0.86549
29244 | 6.895 | 1 | 365 | 7.8883 | 0.80069 | 8 | 0.68896
52542 | 5.79 | 1 | 365 | 6.6241 | 0.26846 | 6 | 0.89254
49169 | 6.21 | 1 | 365 | 7.1046 | 0.23094 | 7 | 0.33552
36937 | 3.12 | 1 | 365 | 3.5695 | 0.14984 | 3 | 0.7193
52545 | 6.28 | 1 | 365 | 7.1847 | 0.39135 | 7 | 0.57602
38787 | 5.46 | 1 | 365 | 6.2465 | 0.51222 | 6 | 0.75877
32264 | 7.54 | 1 | 365 | 8.6262 | 0.27878 | 8 | 0.90497
50176 | 13 | 1 | 365 | 14.8727 | 0.79101 | 15 | 0.66374
48281 | 6.27 | 1 | 365 | 7.1732 | 0.36843 | 7 | 0.54166
49026 | 4.68 | 1 | 365 | 5.3542 | 0.72476 | 6 | 0.078945
33638 | 3.12 | 1 | 365 | 3.5695 | 0.14984 | 3 | 0.7193
48722 | 6.5 | 1 | 365 | 7.4364 | 0.8955 | 8 | 0.33187
50168 | 5.46 | 1 | 365 | 6.2465 | 0.51222 | 6 | 0.75877
48648 | 6.5 | 1 | 365 | 7.4364 | 0.8955 | 8 | 0.33187
48542 | 11.44 | 1 | 365 | 13.088 | 0.21609 | 13 | 0.30409
47629 | 7.02 | 1 | 365 | 8.0313 | 0.087144 | 8 | 0.11842
35915 | 10.14 | 1 | 365 | 11.6007 | 0.23699 | 11 | 0.83771
48907 | 3.12 | 1 | 365 | 3.5695 | 0.14984 | 3 | 0.7193
47630 | 5.886 | 1 | 365 | 6.7339 | 0.48845 | 7 | 0.22237
49322 | 7.194 | 1 | 365 | 8.2303 | 0.48589 | 8 | 0.71622
48821 | 5.2 | 1 | 365 | 5.9491 | 0.9164 | 6 | 0.86549
48812 | 4.42 | 1 | 365 | 5.0567 | 0.12894 | 5 | 0.18567
48996 | 2.86 | 1 | 365 | 3.272 | 0.55402 | 3 | 0.82602
49023 | 7.54 | 1 | 365 | 8.6262 | 0.27878 | 8 | 0.90497
45472 | 7.28 | 1 | 365 | 8.3287 | 0.68296 | 9 | 0.011692
49248 | 5.72 | 1 | 365 | 6.544 | 0.10804 | 6 | 0.65204
36322 | 24.75 | 1 | 365 | 28.3154 | 0.7175 | 29 | 0.032882
50557 | 6.24 | 1 | 365 | 7.1389 | 0.29968 | 7 | 0.43859
49235 | 7.15 | 1 | 365 | 8.18 | 0.38505 | 8 | 0.56505
50787 | 3.9 | 1 | 365 | 4.4618 | 0.9373 | 5 | 0.39912
47487 | 21.655 | 1 | 365 | 24.7745 | 0.62494 | 25 | 0.39948
49302 | 9.69 | 1 | 365 | 11.0859 | 0.20576 | 11 | 0.29166
36203 | 21.175 | 1 | 365 | 24.2254 | 0.52497 | 24 | 0.75035
48994 | 8.58 | 1 | 365 | 9.816 | 0.66207 | 10 | 0.47807
50671 | 6.12 | 1 | 365 | 7.0016 | 0.02469 | 7 | 0.026313
36199 | 4 | 1 | 365 | 4.5762 | 0.16646 | 4 | 0.74269
52747 | 5.67 | 1 | 365 | 6.4868 | 0.99346 | 7 | 0.48026
36259 | 6 | 1 | 365 | 6.8643 | 0.7497 | 7 | 0.61403
45467 | 5.2 | 1 | 365 | 5.9491 | 0.9164 | 6 | 0.86549
48651 | 6 | 1 | 365 | 6.8643 | 0.7497 | 7 | 0.61403
47646 | 3.9 | 1 | 365 | 4.4618 | 0.9373 | 5 | 0.39912
36155 | 12.765 | 1 | 365 | 14.6039 | 0.25248 | 14 | 0.85635
50792 | 4.42 | 1 | 365 | 5.0567 | 0.12894 | 5 | 0.18567
49329 | 10.791 | 1 | 365 | 12.3455 | 0.72883 | 13 | 0.074337
48941 | 7.8 | 1 | 365 | 8.9236 | 0.8746 | 9 | 0.79824
50454 | 17.82 | 1 | 365 | 20.3871 | 0.8366 | 21 | 0.22368
38532 | 8.67 | 1 | 365 | 9.919 | 0.86831 | 10 | 0.78728
43427 | 16.83 | 1 | 365 | 19.2545 | 0.5679 | 19 | 0.82236
36190 | 7.194 | 1 | 365 | 8.2303 | 0.48589 | 8 | 0.71622
25617 | 16.32 | 1 | 365 | 18.671 | 0.39917 | 19 | 0.070167
42304 | 8.8 | 1 | 365 | 10.0677 | 0.16622 | 10 | 0.23391
50686 | 10.8 | 1 | 365 | 12.3558 | 0.74945 | 13 | 0.10526
43890 | 5 | 1 | 365 | 5.7203 | 0.45808 | 6 | 0.17836
46818 | 9 | 1 | 365 | 10.2965 | 0.62454 | 10 | 0.92105
36252 | 7.02 | 1 | 365 | 8.0313 | 0.087144 | 8 | 0.11842
38522 | 9 | 1 | 365 | 10.2965 | 0.62454 | 10 | 0.92105
36713 | 6.325 | 1 | 365 | 7.2362 | 0.49447 | 7 | 0.73063
37961 | 7.02 | 1 | 365 | 8.0313 | 0.087144 | 8 | 0.11842
49229 | 10.14 | 1 | 365 | 11.6007 | 0.23699 | 11 | 0.83771
43981 | 5.5 | 1 | 365 | 6.2923 | 0.60389 | 6 | 0.8962
46556 | 4.68 | 1 | 365 | 5.3542 | 0.72476 | 6 | 0.078945
46130 | 10.455 | 1 | 365 | 11.9611 | 0.95885 | 12 | 0.91995
38461 | 8.75 | 1 | 365 | 10.0105 | 0.05164 | 10 | 0.06213
49161 | 12.426 | 1 | 365 | 14.216 | 0.47562 | 14 | 0.69166
38421 | 8.16 | 1 | 365 | 9.3355 | 0.69959 | 10 | 0.035084
43650 | 9.975 | 1 | 365 | 11.412 | 0.85887 | 12 | 0.27083
49003 | 4.68 | 1 | 365 | 5.3542 | 0.72476 | 6 | 0.078945
40799 | 8.06 | 1 | 365 | 9.2211 | 0.47042 | 9 | 0.69152
50788 | 5.72 | 1 | 365 | 6.544 | 0.10804 | 6 | 0.65204
50791 | 7.8 | 1 | 365 | 8.9236 | 0.8746 | 9 | 0.79824
49685 | 3.64 | 1 | 365 | 4.1644 | 0.34148 | 4 | 0.50585
36226 | 13.2 | 1 | 365 | 15.1015 | 0.24933 | 15 | 0.35087
32493 | 9.1 | 1 | 365 | 10.4109 | 0.85371 | 11 | 0.26462
46464 | 8.16 | 1 | 365 | 9.3355 | 0.69959 | 10 | 0.035084
37712 | 5.2 | 1 | 365 | 5.9491 | 0.9164 | 6 | 0.86549
34872 | 11.8 | 0.9 | 365 | 12.1499 | 0.022069 | 12 | 0.17194
37151 | 8.4 | 1 | 365 | 9.6101 | 0.24957 | 9 | 0.85964
47636 | 9.62 | 1 | 365 | 11.0058 | 0.045346 | 11 | 0.051165
51557 | 3.6 | 1 | 365 | 4.1186 | 0.24982 | 4 | 0.36842
50815 | 10.66 | 1 | 365 | 12.1956 | 0.42863 | 12 | 0.62426
47639 | 5.98 | 1 | 365 | 6.8415 | 0.70386 | 7 | 0.54532
36216 | 6.54 | 1 | 365 | 7.4821 | 0.98717 | 8 | 0.46929
48587 | 7.8 | 1 | 365 | 8.9236 | 0.8746 | 9 | 0.79824
49688 | 6.24 | 1 | 365 | 7.1389 | 0.29968 | 7 | 0.43859
36198 | 9.12 | 1 | 365 | 10.4338 | 0.89954 | 11 | 0.33333
48911 | 9.1 | 1 | 365 | 10.4109 | 0.85371 | 11 | 0.26462
50816 | 4.94 | 1 | 365 | 5.6516 | 0.32058 | 5 | 0.97222
49836 | 5.72 | 1 | 365 | 6.544 | 0.10804 | 6 | 0.65204
49142 | 4.94 | 1 | 365 | 5.6516 | 0.32058 | 5 | 0.97222
48930 | 13 | 1 | 365 | 14.8727 | 0.79101 | 15 | 0.66374
50825 | 2.75 | 1 | 365 | 3.1462 | 0.30194 | 3 | 0.4481
32669 | 12.74 | 1 | 365 | 14.5753 | 0.19519 | 14 | 0.77046
45035 | 4.08 | 1 | 365 | 4.6677 | 0.34979 | 5 | 0.017542
48921 | 13.26 | 1 | 365 | 15.1702 | 0.38683 | 15 | 0.55701
35060 | 3592.9 | 0.8 | 365 | 3288.383 | 0.8377 | 3289 | 0.22074
63 | 5992 | 0.7 | 365 | 4798.6285 | 0.95415 | 4799 | 0.58264
16832 | 7.54 | 1 | 365 | 8.6262 | 0.27878 | 8 | 0.90497
48309 | 7.848 | 1 | 365 | 8.9786 | 0.9846 | 9 | 0.96315
49954 | 5.61 | 1 | 365 | 6.4182 | 0.85597 | 7 | 0.27412
40493 | 9.88 | 1 | 365 | 11.3033 | 0.64117 | 11 | 0.94444
50795 | 7.8 | 1 | 365 | 8.9236 | 0.8746 | 9 | 0.79824
40387 | 6.76 | 1 | 365 | 7.7338 | 0.49132 | 8 | 0.22514
40853 | 3.445 | 1 | 365 | 3.9413 | 0.89462 | 4 | 0.83589
50938 | 9.88 | 1 | 365 | 11.3033 | 0.64117 | 11 | 0.94444
49690 | 7.28 | 1 | 365 | 8.3287 | 0.68296 | 9 | 0.011692
47643 | 4.94 | 1 | 365 | 5.6516 | 0.32058 | 5 | 0.97222
52419 | 11.118 | 1 | 365 | 12.7196 | 0.47819 | 13 | 0.1978
41623 | 10.14 | 1 | 365 | 11.6007 | 0.23699 | 11 | 0.83771
33100 | 4.68 | 1 | 365 | 5.3542 | 0.72476 | 6 | 0.078945
52458 | 5.4 | 1 | 365 | 6.1779 | 0.37473 | 6 | 0.55263
32380 | 7.54 | 1 | 365 | 8.6262 | 0.27878 | 8 | 0.90497
36080 | 9.24 | 1 | 365 | 10.5711 | 0.17453 | 10 | 0.74561
30844 | 5.72 | 1 | 365 | 6.544 | 0.10804 | 6 | 0.65204
31005 | 4.68 | 1 | 365 | 5.3542 | 0.72476 | 6 | 0.078945
46382 | 10.92 | 1 | 365 | 12.4931 | 0.024447 | 12 | 0.51754
30989 | 13 | 1 | 365 | 14.8727 | 0.79101 | 15 | 0.66374
49821 | 5.98 | 1 | 365 | 6.8415 | 0.70386 | 7 | 0.54532
35796 | 5.94 | 1 | 365 | 6.7957 | 0.6122 | 7 | 0.40789
49042 | 4.16 | 1 | 365 | 4.7593 | 0.53312 | 5 | 0.2924
36052 | 4.4 | 1 | 365 | 5.0338 | 0.08311 | 5 | 0.11696
48611 | 5.2 | 1 | 365 | 5.9491 | 0.9164 | 6 | 0.86549
48469 | 4.68 | 1 | 365 | 5.3542 | 0.72476 | 6 | 0.078945
43104 | 9.62 | 1 | 365 | 11.0058 | 0.045346 | 11 | 0.051165
48668 | 4.94 | 1 | 365 | 5.6516 | 0.32058 | 5 | 0.97222
23709 | 5.2 | 1 | 365 | 5.9491 | 0.9164 | 6 | 0.86549
48951 | 2.86 | 1 | 365 | 3.272 | 0.55402 | 3 | 0.82602
49709 | 5.4 | 1 | 365 | 6.1779 | 0.37473 | 6 | 0.55263
48732 | 9.1 | 1 | 365 | 10.4109 | 0.85371 | 11 | 0.26462
35782 | 9.18 | 1 | 365 | 10.5024 | 0.037035 | 10 | 0.53947
49708 | 4.16 | 1 | 365 | 4.7593 | 0.53312 | 5 | 0.2924
50054 | 7.28 | 1 | 365 | 8.3287 | 0.68296 | 9 | 0.011692
49712 | 4.16 | 1 | 365 | 4.7593 | 0.53312 | 5 | 0.2924
32349 | 3.12 | 1 | 365 | 3.5695 | 0.14984 | 3 | 0.7193
43867 | 24.705 | 1 | 365 | 28.2639 | 0.61437 | 28 | 0.87828
32384 | 8.06 | 1 | 365 | 9.2211 | 0.47042 | 9 | 0.69152
50065 | 5.72 | 1 | 365 | 6.544 | 0.10804 | 6 | 0.65204
30860 | 13 | 1 | 365 | 14.8727 | 0.79101 | 15 | 0.66374
43791 | 5.1 | 1 | 365 | 5.8347 | 0.68724 | 6 | 0.52193
35549 | 15.39 | 1 | 365 | 17.607 | 0.26797 | 17 | 0.87499
31943 | 6.24 | 1 | 365 | 7.1389 | 0.29968 | 7 | 0.43859
48944 | 7.28 | 1 | 365 | 8.3287 | 0.68296 | 9 | 0.011692
35702 | 4.68 | 1 | 365 | 5.3542 | 0.72476 | 6 | 0.078945
45351 | 9.1 | 1 | 365 | 10.4109 | 0.85371 | 11 | 0.26462
49713 | 6.5 | 1 | 365 | 7.4364 | 0.8955 | 8 | 0.33187
48811 | 5.72 | 1 | 365 | 6.544 | 0.10804 | 6 | 0.65204
49934 | 5.61 | 1 | 365 | 6.4182 | 0.85597 | 7 | 0.27412
49714 | 3.3 | 1 | 365 | 3.7754 | 0.56233 | 4 | 0.33772
45639 | 11.7 | 1 | 365 | 13.3855 | 0.81191 | 14 | 0.19736
36157 | 4.05 | 1 | 365 | 4.6334 | 0.28104 | 4 | 0.91447
16801 | 22.44 | 1 | 365 | 25.6726 | 0.42386 | 26 | 0.09648
52893 | 9.9 | 1 | 365 | 11.3262 | 0.687 | 12 | 0.013153
52812 | 7.68 | 1 | 365 | 8.7864 | 0.59961 | 9 | 0.38596
48392 | 3.12 | 1 | 365 | 3.5695 | 0.14984 | 3 | 0.7193
52811 | 7.9 | 1 | 365 | 9.038 | 0.10377 | 9 | 0.14181
52773 | 3.9 | 1 | 365 | 4.4618 | 0.9373 | 5 | 0.39912
41221 | 4.94 | 1 | 365 | 5.6516 | 0.32058 | 5 | 0.97222
52785 | 8.32 | 1 | 365 | 9.5185 | 0.066245 | 9 | 0.58479
48970 | 8.06 | 1 | 365 | 9.2211 | 0.47042 | 9 | 0.69152
46888 | 4.42 | 1 | 365 | 5.0567 | 0.12894 | 5 | 0.18567
52714 | 10.2 | 1 | 365 | 11.6694 | 0.37448 | 12 | 0.043854
48945 | 5.72 | 1 | 365 | 6.544 | 0.10804 | 6 | 0.65204
44563 | 13 | 1 | 365 | 14.8727 | 0.79101 | 15 | 0.66374
49875 | 9.62 | 1 | 365 | 11.0058 | 0.045346 | 11 | 0.051165
44579 | 6.5 | 1 | 365 | 7.4364 | 0.8955 | 8 | 0.33187
52699 | 8.64 | 1 | 365 | 9.8846 | 0.79956 | 10 | 0.68421
48928 | 7.54 | 1 | 365 | 8.6262 | 0.27878 | 8 | 0.90497
52621 | 5.355 | 1 | 365 | 6.1264 | 0.2716 | 6 | 0.39802
37823 | 11.7 | 1 | 365 | 13.3855 | 0.81191 | 14 | 0.19736
49876 | 5.04 | 1 | 365 | 5.766 | 0.54974 | 6 | 0.31579
33574 | 3.38 | 1 | 365 | 3.8669 | 0.74566 | 4 | 0.61257
52456 | 8.4 | 1 | 365 | 9.6101 | 0.24957 | 9 | 0.85964
29610 | 10.92 | 1 | 365 | 12.4931 | 0.024447 | 12 | 0.51754
49085 | 3.38 | 1 | 365 | 3.8669 | 0.74566 | 4 | 0.61257
52219 | 7.95 | 1 | 365 | 9.0952 | 0.21835 | 9 | 0.31359
49139 | 7.28 | 1 | 365 | 8.3287 | 0.68296 | 9 | 0.011692
52218 | 5.72 | 1 | 365 | 6.544 | 0.10804 | 6 | 0.65204
47650 | 6.21 | 1 | 365 | 7.1046 | 0.23094 | 7 | 0.33552
47652 | 8.502 | 1 | 365 | 9.7268 | 0.48332 | 10 | 0.21008
47221 | 7.28 | 1 | 365 | 8.3287 | 0.68296 | 9 | 0.011692
52217 | 9.18 | 1 | 365 | 10.5024 | 0.037035 | 10 | 0.53947
52011 | 7.6 | 1 | 365 | 8.6948 | 0.41628 | 9 | 0.11111
49691 | 5.98 | 1 | 365 | 6.8415 | 0.70386 | 7 | 0.54532
51759 | 6.875 | 1 | 365 | 7.8654 | 0.75486 | 8 | 0.62025
51757 | 6.63 | 1 | 365 | 7.5851 | 0.19341 | 7 | 0.77851
49693 | 6.76 | 1 | 365 | 7.7338 | 0.49132 | 8 | 0.22514
47653 | 10.005 | 1 | 365 | 11.4463 | 0.92762 | 12 | 0.3739
51596 | 4.05 | 1 | 365 | 4.6334 | 0.28104 | 4 | 0.91447
51221 | 14.85 | 1 | 365 | 16.9892 | 0.030498 | 17 | 0.019729
49692 | 5.98 | 1 | 365 | 6.8415 | 0.70386 | 7 | 0.54532
47657 | 8.1 | 1 | 365 | 9.2669 | 0.56209 | 9 | 0.82894
49881 | 4.16 | 1 | 365 | 4.7593 | 0.53312 | 5 | 0.2924
49695 | 7.02 | 1 | 365 | 8.0313 | 0.087144 | 8 | 0.11842
46431 | 3.06 | 1 | 365 | 3.5008 | 0.012345 | 3 | 0.51316
49697 | 5.46 | 1 | 365 | 6.2465 | 0.51222 | 6 | 0.75877
47669 | 7.194 | 1 | 365 | 8.2303 | 0.48589 | 8 | 0.71622
49694 | 5.46 | 1 | 365 | 6.2465 | 0.51222 | 6 | 0.75877
50291 | 8.37 | 1 | 365 | 9.5757 | 0.18083 | 9 | 0.75657
47677 | 3.78 | 1 | 365 | 4.3245 | 0.66231 | 4 | 0.98684
49899 | 5.865 | 1 | 365 | 6.7099 | 0.44033 | 7 | 0.15022
47675 | 5.3 | 1 | 365 | 6.0635 | 0.14556 | 6 | 0.20906
51250 | 5.98 | 1 | 365 | 6.8415 | 0.70386 | 7 | 0.54532
51245 | 7.28 | 1 | 365 | 8.3287 | 0.68296 | 9 | 0.011692
47682 | 5.985 | 1 | 365 | 6.8472 | 0.71532 | 7 | 0.5625
51257 | 4.68 | 1 | 365 | 5.3542 | 0.72476 | 6 | 0.078945
47683 | 6.5 | 1 | 365 | 7.4364 | 0.8955 | 8 | 0.33187
51260 | 7.56 | 1 | 365 | 8.6491 | 0.32462 | 8 | 0.97368
47684 | 4.8 | 1 | 365 | 5.4915 | 0.99976 | 6 | 0.49123
48224 | 6.213 | 1 | 365 | 7.108 | 0.23781 | 7 | 0.34583
50844 | 7.28 | 1 | 365 | 8.3287 | 0.68296 | 9 | 0.011692
42773 | 10.07 | 1 | 365 | 11.5206 | 0.076573 | 11 | 0.59722
51301 | 9.99 | 1 | 365 | 11.4291 | 0.89324 | 12 | 0.32236
49698 | 7.8 | 1 | 365 | 8.9236 | 0.8746 | 9 | 0.79824
49702 | 6.76 | 1 | 365 | 7.7338 | 0.49132 | 8 | 0.22514
51303 | 5.985 | 1 | 365 | 6.8472 | 0.71532 | 7 | 0.5625
51311 | 6.75 | 1 | 365 | 7.7224 | 0.46841 | 8 | 0.19079
48850 | 9.45 | 1 | 365 | 10.8113 | 0.65577 | 11 | 0.4671
46814 | 10.6 | 1 | 365 | 12.127 | 0.29113 | 12 | 0.41812
49438 | 3 | 1 | 365 | 3.4322 | 0.87485 | 4 | 0.30702
49485 | 6.48 | 1 | 365 | 7.4135 | 0.84967 | 8 | 0.26315
49922 | 6.84 | 1 | 365 | 7.8253 | 0.67465 | 8 | 0.5
53226 | 3.64 | 1 | 365 | 4.1644 | 0.34148 | 4 | 0.50585
49486 | 10.8 | 1 | 365 | 12.3558 | 0.74945 | 13 | 0.10526
49195 | 10.8 | 1 | 365 | 12.3558 | 0.74945 | 13 | 0.10526
49493 | 6 | 1 | 365 | 6.8643 | 0.7497 | 7 | 0.61403
47322 | 5.46 | 1 | 365 | 6.2465 | 0.51222 | 6 | 0.75877
49507 | 6.213 | 1 | 365 | 7.108 | 0.23781 | 7 | 0.34583
49035 | 8.84 | 1 | 365 | 10.1135 | 0.25789 | 10 | 0.37134
49516 | 5.025 | 1 | 365 | 5.7489 | 0.51537 | 6 | 0.26425
48990 | 13.75 | 1 | 365 | 15.7308 | 0.50972 | 16 | 0.24049
48892 | 8.64 | 1 | 365 | 9.8846 | 0.79956 | 10 | 0.68421
49703 | 7.8 | 1 | 365 | 8.9236 | 0.8746 | 9 | 0.79824
48765 | 6.24 | 1 | 365 | 7.1389 | 0.29968 | 7 | 0.43859
49704 | 5.2 | 1 | 365 | 5.9491 | 0.9164 | 6 | 0.86549
49872 | 7.6 | 1 | 365 | 8.6948 | 0.41628 | 9 | 0.11111
48750 | 7.28 | 1 | 365 | 8.3287 | 0.68296 | 9 | 0.011692
48730 | 5.94 | 1 | 365 | 6.7957 | 0.6122 | 7 | 0.40789
49410 | 6.44 | 1 | 365 | 7.3677 | 0.75801 | 8 | 0.12573
51732 | 4.2 | 1 | 365 | 4.805 | 0.62479 | 5 | 0.42982
49397 | 8.16 | 1 | 365 | 9.3355 | 0.69959 | 10 | 0.035084
48667 | 7.125 | 1 | 365 | 8.1514 | 0.32776 | 8 | 0.47916
50814 | 7.54 | 1 | 365 | 8.6262 | 0.27878 | 8 | 0.90497
51733 | 10.26 | 1 | 365 | 11.738 | 0.51198 | 12 | 0.24999
46892 | 7.02 | 1 | 365 | 8.0313 | 0.087144 | 8 | 0.11842
48152 | 6.63 | 1 | 365 | 7.5851 | 0.19341 | 7 | 0.77851
47599 | 10.08 | 1 | 365 | 11.5321 | 0.099489 | 11 | 0.63157
32124 | 5.72 | 1 | 365 | 6.544 | 0.10804 | 6 | 0.65204
48111 | 10.14 | 1 | 365 | 11.6007 | 0.23699 | 11 | 0.83771
50026 | 7.29 | 1 | 365 | 8.3402 | 0.70588 | 9 | 0.046049
47698 | 7.56 | 1 | 365 | 8.6491 | 0.32462 | 8 | 0.97368
47674 | 7.93 | 1 | 365 | 9.0724 | 0.17251 | 9 | 0.24488
50034 | 6.5 | 1 | 365 | 7.4364 | 0.8955 | 8 | 0.33187
48609 | 5.355 | 1 | 365 | 6.1264 | 0.2716 | 6 | 0.39802
47642 | 11.34 | 1 | 365 | 12.9736 | 0.98693 | 13 | 0.96052
57 | 5992 | 0.7 | 365 | 4798.6285 | 0.95415 | 4799 | 0.58264
50648 | 13.515 | 1 | 365 | 15.4619 | 0.97119 | 16 | 0.43311
43946 | 20.13 | 1 | 365 | 23.0298 | 0.83256 | 23 | 0.86241
51803 | 8.64 | 1 | 365 | 9.8846 | 0.79956 | 10 | 0.68421
42310 | 2.75 | 1 | 365 | 3.1462 | 0.30194 | 3 | 0.4481
50841 | 5.2 | 1 | 365 | 5.9491 | 0.9164 | 6 | 0.86549
44638 | 5.46 | 1 | 365 | 6.2465 | 0.51222 | 6 | 0.75877
51462 | 5.2 | 1 | 365 | 5.9491 | 0.9164 | 6 | 0.86549
44595 | 13 | 1 | 365 | 14.8727 | 0.79101 | 15 | 0.66374
48754 | 5.46 | 1 | 365 | 6.2465 | 0.51222 | 6 | 0.75877
50858 | 7.54 | 1 | 365 | 8.6262 | 0.27878 | 8 | 0.90497
50804 | 4.42 | 1 | 365 | 5.0567 | 0.12894 | 5 | 0.18567
51291 | 4.68 | 1 | 365 | 5.3542 | 0.72476 | 6 | 0.078945
48767 | 5.98 | 1 | 365 | 6.8415 | 0.70386 | 7 | 0.54532
49196 | 7.02 | 1 | 365 | 8.0313 | 0.087144 | 8 | 0.11842
50793 | 15.6 | 1 | 365 | 17.8473 | 0.74921 | 18 | 0.59648
49199 | 2.43 | 1 | 365 | 2.7801 | 0.56863 | 3 | 0.34868
38374 | 2.86 | 1 | 365 | 3.272 | 0.55402 | 3 | 0.82602
48939 | 5.2 | 1 | 365 | 5.9491 | 0.9164 | 6 | 0.86549
48997 | 4.68 | 1 | 365 | 5.3542 | 0.72476 | 6 | 0.078945
48681 | 5.72 | 1 | 365 | 6.544 | 0.10804 | 6 | 0.65204
49197 | 6.5 | 1 | 365 | 7.4364 | 0.8955 | 8 | 0.33187
52548 | 11.4 | 1 | 365 | 13.0422 | 0.12442 | 13 | 0.16666
51981 | 12.426 | 1 | 365 | 14.216 | 0.47562 | 14 | 0.69166
52334 | 5.98 | 1 | 365 | 6.8415 | 0.70386 | 7 | 0.54532
51427 | 5.5 | 1 | 365 | 6.2923 | 0.60389 | 6 | 0.8962
42467 | 6.24 | 1 | 365 | 7.1389 | 0.29968 | 7 | 0.43859
51426 | 7.315 | 1 | 365 | 8.3688 | 0.76317 | 9 | 0.13194
51422 | 12 | 1 | 365 | 13.7287 | 0.49939 | 14 | 0.22806
42685 | 8.84 | 1 | 365 | 10.1135 | 0.25789 | 10 | 0.37134
51419 | 10.75 | 1 | 365 | 12.2986 | 0.63487 | 12 | 0.93347
45256 | 12.48 | 1 | 365 | 14.2778 | 0.59937 | 14 | 0.87719
44433 | 4.95 | 1 | 365 | 5.6631 | 0.3435 | 6 | 0.0065764
45043 | 6.5 | 1 | 365 | 7.4364 | 0.8955 | 8 | 0.33187
44402 | 13 | 1 | 365 | 14.8727 | 0.79101 | 15 | 0.66374
51337 | 5.5 | 1 | 365 | 6.2923 | 0.60389 | 6 | 0.8962
44493 | 2.28 | 1 | 365 | 2.6084 | 0.22488 | 2 | 0.83333
46903 | 4.48 | 1 | 365 | 5.1254 | 0.26644 | 5 | 0.39181
47594 | 3.36 | 1 | 365 | 3.844 | 0.69983 | 4 | 0.54386
46865 | 7.02 | 1 | 365 | 8.0313 | 0.087144 | 8 | 0.11842
47595 | 8.91 | 1 | 365 | 10.1935 | 0.4183 | 10 | 0.61184
46855 | 4.4 | 1 | 365 | 5.0338 | 0.08311 | 5 | 0.11696
46434 | 9.18 | 1 | 365 | 10.5024 | 0.037035 | 10 | 0.53947
45178 | 8.7 | 1 | 365 | 9.9533 | 0.93706 | 10 | 0.89035
46437 | 9.8 | 1 | 365 | 11.2117 | 0.45784 | 11 | 0.66959
48273 | 11.685 | 1 | 365 | 13.3683 | 0.77753 | 14 | 0.14583
46861 | 9.36 | 1 | 365 | 10.7084 | 0.44953 | 11 | 0.15789
45606 | 8.4 | 1 | 365 | 9.6101 | 0.24957 | 9 | 0.85964
45604 | 7.56 | 1 | 365 | 8.6491 | 0.32462 | 8 | 0.97368
44201 | 9.156 | 1 | 365 | 10.475 | 0.98204 | 11 | 0.45701
47298 | 5.232 | 1 | 365 | 5.9857 | 0.98973 | 6 | 0.97544
46347 | 7.65 | 1 | 365 | 8.752 | 0.53086 | 9 | 0.28289
48302 | 6.72 | 1 | 365 | 7.6881 | 0.39966 | 8 | 0.087716
46394 | 10.8 | 1 | 365 | 12.3558 | 0.74945 | 13 | 0.10526
46836 | 4.105 | 1 | 365 | 4.6963 | 0.40708 | 5 | 0.10343
46475 | 8.96 | 1 | 365 | 10.2507 | 0.53288 | 10 | 0.78362
43963 | 8.7 | 1 | 365 | 9.9533 | 0.93706 | 10 | 0.89035
45781 | 10.8 | 1 | 365 | 12.3558 | 0.74945 | 13 | 0.10526
47353 | 6 | 1 | 365 | 6.8643 | 0.7497 | 7 | 0.61403
45374 | 7.04 | 1 | 365 | 8.0542 | 0.13298 | 8 | 0.18713
45236 | 6 | 1 | 365 | 6.8643 | 0.7497 | 7 | 0.61403
46221 | 7.68 | 1 | 365 | 8.7864 | 0.59961 | 9 | 0.38596
46009 | 3.92 | 1 | 365 | 4.4847 | 0.98313 | 5 | 0.46783
47309 | 6.885 | 1 | 365 | 7.8768 | 0.77778 | 8 | 0.6546
49198 | 6.63 | 1 | 365 | 7.5851 | 0.19341 | 7 | 0.77851
45742 | 6.72 | 1 | 365 | 7.6881 | 0.39966 | 8 | 0.087716
46116 | 5.98 | 1 | 365 | 6.8415 | 0.70386 | 7 | 0.54532
46718 | 3.38 | 1 | 365 | 3.8669 | 0.74566 | 4 | 0.61257
36758 | 6.16 | 1 | 365 | 7.0474 | 0.11635 | 7 | 0.16374
43971 | 6.76 | 1 | 365 | 7.7338 | 0.49132 | 8 | 0.22514
47214 | 7.68 | 1 | 365 | 8.7864 | 0.59961 | 9 | 0.38596
36511 | 3.08 | 1 | 365 | 3.5237 | 0.058177 | 3 | 0.58187
36253 | 6.6 | 1 | 365 | 7.5508 | 0.12467 | 7 | 0.67544
43976 | 4.16 | 1 | 365 | 4.7593 | 0.53312 | 5 | 0.2924
43974 | 6.76 | 1 | 365 | 7.7338 | 0.49132 | 8 | 0.22514
36518 | 10.51 | 1 | 365 | 12.024 | 0.084884 | 12 | 0.10891
40894 | 11.96 | 1 | 365 | 13.6829 | 0.40773 | 14 | 0.090637
37383 | 6.05 | 1 | 365 | 6.9215 | 0.86428 | 7 | 0.78582
36702 | 3.725 | 1 | 365 | 4.2616 | 0.53627 | 4 | 0.79788
36071 | 13 | 1 | 365 | 14.8727 | 0.79101 | 15 | 0.66374
36742 | 5.64 | 1 | 365 | 6.4525 | 0.92471 | 7 | 0.37719
48991 | 5.98 | 1 | 365 | 6.8415 | 0.70386 | 7 | 0.54532
36391 | 4.53 | 1 | 365 | 5.1826 | 0.38102 | 5 | 0.56359
39019 | 6.5 | 1 | 365 | 7.4364 | 0.8955 | 8 | 0.33187
37205 | 5.47 | 1 | 365 | 6.258 | 0.53514 | 6 | 0.79313
37220 | 4.035 | 1 | 365 | 4.6163 | 0.24667 | 4 | 0.86294
36898 | 6.3 | 1 | 365 | 7.2076 | 0.43718 | 7 | 0.64473
43969 | 4.94 | 1 | 365 | 5.6516 | 0.32058 | 5 | 0.97222
36674 | 12.13 | 1 | 365 | 13.8774 | 0.7973 | 14 | 0.6747
51335 | 3.66 | 1 | 365 | 4.1872 | 0.38731 | 4 | 0.57456
51138 | 4.08 | 1 | 365 | 4.6677 | 0.34979 | 5 | 0.017542
37605 | 8.47 | 1 | 365 | 9.6902 | 0.40999 | 10 | 0.10014
51085 | 5.5 | 1 | 365 | 6.2923 | 0.60389 | 6 | 0.8962
50800 | 5.775 | 1 | 365 | 6.6069 | 0.23408 | 6 | 0.84101
42316 | 9 | 1 | 365 | 10.2965 | 0.62454 | 10 | 0.92105
53455 | 3.64 | 1 | 365 | 4.1644 | 0.34148 | 4 | 0.50585
43056 | 8.4 | 1 | 365 | 9.6101 | 0.24957 | 9 | 0.85964
38407 | 7.425 | 1 | 365 | 8.4946 | 0.015249 | 8 | 0.50986
52469 | 7.54 | 1 | 365 | 8.6262 | 0.27878 | 8 | 0.90497
52875 | 6.885 | 1 | 365 | 7.8768 | 0.77778 | 8 | 0.6546
35920 | 3.775 | 1 | 365 | 4.3188 | 0.65085 | 4 | 0.96966
50689 | 5.94 | 1 | 365 | 6.7957 | 0.6122 | 7 | 0.40789
48297 | 6.48 | 1 | 365 | 7.4135 | 0.84967 | 8 | 0.26315
47495 | 5.185 | 1 | 365 | 5.9319 | 0.88203 | 6 | 0.81396
48181 | 5.985 | 1 | 365 | 6.8472 | 0.71532 | 7 | 0.5625
48193 | 6.48 | 1 | 365 | 7.4135 | 0.84967 | 8 | 0.26315
49578 | 3.51 | 1 | 365 | 4.0156 | 0.043572 | 4 | 0.059209
49861 | 5.67 | 1 | 365 | 6.4868 | 0.99346 | 7 | 0.48026
50016 | 4.5 | 1 | 365 | 5.1483 | 0.31227 | 5 | 0.46052
50201 | 3.5 | 1 | 365 | 4.0042 | 0.020656 | 4 | 0.024852
52874 | 3.135 | 1 | 365 | 3.5866 | 0.18422 | 3 | 0.77083
50202 | 6.75 | 1 | 365 | 7.7224 | 0.46841 | 8 | 0.19079
52490 | 8.175 | 1 | 365 | 9.3527 | 0.73396 | 10 | 0.086619
51336 | 11.5 | 1 | 365 | 13.1566 | 0.35358 | 13 | 0.51023
47370 | 5.7 | 1 | 365 | 6.5211 | 0.062211 | 6 | 0.58333
52754 | 12 | 1 | 365 | 13.7287 | 0.49939 | 14 | 0.22806
43136 | 9.9 | 1 | 365 | 11.3262 | 0.687 | 12 | 0.013153
46282 | 8.1 | 1 | 365 | 9.2669 | 0.56209 | 9 | 0.82894
44149 | 5.04 | 1 | 365 | 5.766 | 0.54974 | 6 | 0.31579
44157 | 5.4 | 1 | 365 | 6.1779 | 0.37473 | 6 | 0.55263
52593 | 4.25 | 1 | 365 | 4.8622 | 0.73937 | 5 | 0.60161
44134 | 10.8 | 1 | 365 | 12.3558 | 0.74945 | 13 | 0.10526
43922 | 5.4 | 1 | 365 | 6.1779 | 0.37473 | 6 | 0.55263
52585 | 3.12 | 1 | 365 | 3.5695 | 0.14984 | 3 | 0.7193
52473 | 5.7 | 1 | 365 | 6.5211 | 0.062211 | 6 | 0.58333
43468 | 6.75 | 1 | 365 | 7.7224 | 0.46841 | 8 | 0.19079
47325 | 4.095 | 1 | 365 | 4.6849 | 0.38417 | 5 | 0.069077
52588 | 4.86 | 1 | 365 | 5.5601 | 0.13725 | 5 | 0.69737
44074 | 5.72 | 1 | 365 | 6.544 | 0.10804 | 6 | 0.65204
52587 | 6.3 | 1 | 365 | 7.2076 | 0.43718 | 7 | 0.64473
32194 | 4.94 | 1 | 365 | 5.6516 | 0.32058 | 5 | 0.97222
37935 | 4.94 | 1 | 365 | 5.6516 | 0.32058 | 5 | 0.97222
32132 | 5.46 | 1 | 365 | 6.2465 | 0.51222 | 6 | 0.75877
32254 | 5.2 | 1 | 365 | 5.9491 | 0.9164 | 6 | 0.86549
45459 | 3.64 | 1 | 365 | 4.1644 | 0.34148 | 4 | 0.50585
52601 | 11.1 | 1 | 365 | 12.699 | 0.43694 | 13 | 0.13596
45176 | 11.7 | 1 | 365 | 13.3855 | 0.81191 | 14 | 0.19736
45171 | 10.8 | 1 | 365 | 12.3558 | 0.74945 | 13 | 0.10526
41539 | 8.829 | 1 | 365 | 10.1009 | 0.23268 | 10 | 0.33355
38682 | 10.4 | 1 | 365 | 11.8982 | 0.83281 | 12 | 0.73099
41519 | 11.655 | 1 | 365 | 13.334 | 0.70878 | 14 | 0.042757
43378 | 4.16 | 1 | 365 | 4.7593 | 0.53312 | 5 | 0.2924
44374 | 4.845 | 1 | 365 | 5.543 | 0.10288 | 5 | 0.64583
43484 | 10.8 | 1 | 365 | 12.3558 | 0.74945 | 13 | 0.10526
43142 | 4.94 | 1 | 365 | 5.6516 | 0.32058 | 5 | 0.97222
43573 | 1.88 | 1 | 365 | 2.1508 | 0.30824 | 2 | 0.45906
41206 | 6 | 1 | 365 | 6.8643 | 0.7497 | 7 | 0.61403
42885 | 11.7 | 1 | 365 | 13.3855 | 0.81191 | 14 | 0.19736
43386 | 8.67 | 1 | 365 | 9.919 | 0.86831 | 10 | 0.78728
41984 | 7.685 | 1 | 365 | 8.7921 | 0.61107 | 9 | 0.40314
43571 | 5.32 | 1 | 365 | 6.0864 | 0.1914 | 6 | 0.27778
41467 | 10.35 | 1 | 365 | 11.841 | 0.71823 | 12 | 0.55921
43553 | 5.13 | 1 | 365 | 5.869 | 0.75599 | 6 | 0.625
43328 | 6.6 | 1 | 365 | 7.5508 | 0.12467 | 7 | 0.67544
38838 | 10.865 | 1 | 365 | 12.4302 | 0.89841 | 13 | 0.32858
43374 | 4.16 | 1 | 365 | 4.7593 | 0.53312 | 5 | 0.2924
41512 | 8.505 | 1 | 365 | 9.7302 | 0.49019 | 10 | 0.22039
43523 | 3.99 | 1 | 365 | 4.5648 | 0.14355 | 4 | 0.70833
40384 | 10.2 | 1 | 365 | 11.6694 | 0.37448 | 12 | 0.043854
42410 | 5.1 | 1 | 365 | 5.8347 | 0.68724 | 6 | 0.52193
53479 | 8.47 | 1 | 365 | 9.6902 | 0.40999 | 10 | 0.10014
44925 | 10.6 | 1 | 365 | 12.127 | 0.29113 | 12 | 0.41812
47303 | 10.5 | 1 | 365 | 12.0126 | 0.061968 | 12 | 0.074556
49156 | 7.2 | 1 | 365 | 8.2372 | 0.49964 | 8 | 0.73684
39068 | 9.01 | 1 | 365 | 10.3079 | 0.64746 | 10 | 0.9554
48531 | 9.12 | 1 | 365 | 10.4338 | 0.89954 | 11 | 0.33333
46891 | 12 | 1 | 365 | 13.7287 | 0.49939 | 14 | 0.22806
41119 | 19.8 | 1 | 365 | 22.6523 | 0.374 | 23 | 0.026306
48267 | 9.975 | 1 | 365 | 11.412 | 0.85887 | 12 | 0.27083
44569 | 4.16 | 1 | 365 | 4.7593 | 0.53312 | 5 | 0.2924
40306 | 12 | 1 | 365 | 13.7287 | 0.49939 | 14 | 0.22806
41317 | 18.55 | 1 | 365 | 21.2222 | 0.50948 | 21 | 0.73172
40996 | 23.7 | 1 | 365 | 27.1141 | 0.3113 | 27 | 0.42543
36177 | 7.02 | 1 | 365 | 8.0313 | 0.087144 | 8 | 0.11842
40259 | 7.8 | 1 | 365 | 8.9236 | 0.8746 | 9 | 0.79824
46809 | 14.03 | 1 | 365 | 16.0511 | 0.15137 | 16 | 0.20248
46329 | 24 | 1 | 365 | 27.4573 | 0.99878 | 28 | 0.45613
45516 | 11.59 | 1 | 365 | 13.2596 | 0.55983 | 13 | 0.81944
44784 | 11.285 | 1 | 365 | 12.9107 | 0.86089 | 13 | 0.77156
45169 | 5.04 | 1 | 365 | 5.766 | 0.54974 | 6 | 0.31579
41989 | 8.235 | 1 | 365 | 9.4213 | 0.87146 | 10 | 0.29276
41546 | 11.34 | 1 | 365 | 12.9736 | 0.98693 | 13 | 0.96052
43955 | 11.59 | 1 | 365 | 13.2596 | 0.55983 | 13 | 0.81944
45261 | 3.6 | 1 | 365 | 4.1186 | 0.24982 | 4 | 0.36842
36262 | 21.255 | 1 | 365 | 24.3169 | 0.7083 | 25 | 0.025208
41259 | 8.06 | 1 | 365 | 9.2211 | 0.47042 | 9 | 0.69152
44179 | 9 | 1 | 365 | 10.2965 | 0.62454 | 10 | 0.92105
43956 | 7.1 | 1 | 365 | 8.1228 | 0.27047 | 8 | 0.39327
40848 | 9.15 | 1 | 365 | 10.4681 | 0.96829 | 11 | 0.4364
36689 | 7.125 | 1 | 365 | 8.1514 | 0.32776 | 8 | 0.47916
36385 | 7.28 | 1 | 365 | 8.3287 | 0.68296 | 9 | 0.011692
36396 | 4.96 | 1 | 365 | 5.6745 | 0.36642 | 6 | 0.040933
36273 | 10 | 1 | 365 | 11.4406 | 0.91616 | 12 | 0.35672
46833 | 5.355 | 1 | 365 | 6.1264 | 0.2716 | 6 | 0.39802
46856 | 8.96 | 1 | 365 | 10.2507 | 0.53288 | 10 | 0.78362
46276 | 5.2 | 1 | 365 | 5.9491 | 0.9164 | 6 | 0.86549
33319 | 6.63 | 1 | 365 | 7.5851 | 0.19341 | 7 | 0.77851
48971 | 5.72 | 1 | 365 | 6.544 | 0.10804 | 6 | 0.65204
48695 | 6.76 | 1 | 365 | 7.7338 | 0.49132 | 8 | 0.22514
44155 | 10.26 | 1 | 365 | 11.738 | 0.51198 | 12 | 0.24999
44578 | 10.95 | 1 | 365 | 12.5274 | 0.093195 | 12 | 0.62061
36078 | 11 | 1 | 365 | 12.5846 | 0.20778 | 12 | 0.79239
35772 | 7.84 | 1 | 365 | 8.9694 | 0.96627 | 9 | 0.93567
52216 | 8.1 | 1 | 365 | 9.2669 | 0.56209 | 9 | 0.82894
44750 | 12.925 | 1 | 365 | 14.7869 | 0.61914 | 15 | 0.40606
48788 | 8.32 | 1 | 365 | 9.5185 | 0.066245 | 9 | 0.58479
47457 | 2.35 | 1 | 365 | 2.6885 | 0.3853 | 3 | 0.073829
50203 | 10.8 | 1 | 365 | 12.3558 | 0.74945 | 13 | 0.10526
42744 | 8.525 | 1 | 365 | 9.7531 | 0.53603 | 10 | 0.2891
49313 | 8.06 | 1 | 365 | 9.2211 | 0.47042 | 9 | 0.69152
48678 | 5.46 | 1 | 365 | 6.2465 | 0.51222 | 6 | 0.75877
51976 | 6.21 | 1 | 365 | 7.1046 | 0.23094 | 7 | 0.33552
45269 | 5.1 | 1 | 365 | 5.8347 | 0.68724 | 6 | 0.52193
36303 | 5.39 | 1 | 365 | 6.1665 | 0.35181 | 6 | 0.51827
42871 | 5.46 | 1 | 365 | 6.2465 | 0.51222 | 6 | 0.75877
52025 | 7.6 | 1 | 365 | 8.6948 | 0.41628 | 9 | 0.11111
39807 | 4.59 | 1 | 365 | 5.2512 | 0.51852 | 5 | 0.76973
36605 | 12.426 | 1 | 365 | 14.216 | 0.47562 | 14 | 0.69166
42071 | 10.08 | 1 | 365 | 11.5321 | 0.099489 | 11 | 0.63157
36584 | 6.725 | 1 | 365 | 7.6938 | 0.41112 | 8 | 0.10489
36302 | 5.225 | 1 | 365 | 5.9777 | 0.97369 | 6 | 0.95139
36901 | 8.4 | 1 | 365 | 9.6101 | 0.24957 | 9 | 0.85964
50669 | 6.2 | 1 | 365 | 7.0931 | 0.20802 | 7 | 0.30117
36981 | 4.95 | 1 | 365 | 5.6631 | 0.3435 | 6 | 0.0065764
36356 | 4.95 | 1 | 365 | 5.6631 | 0.3435 | 6 | 0.0065764
49842 | 10.325 | 1 | 365 | 11.8124 | 0.66094 | 12 | 0.47331
36471 | 10.08 | 1 | 365 | 11.5321 | 0.099489 | 11 | 0.63157
37073 | 8.8 | 1 | 365 | 10.0677 | 0.16622 | 10 | 0.23391
48301 | 5.4 | 1 | 365 | 6.1779 | 0.37473 | 6 | 0.55263
36509 | 15.4 | 1 | 365 | 17.6185 | 0.29089 | 17 | 0.90935
48555 | 7.6 | 1 | 365 | 8.6948 | 0.41628 | 9 | 0.11111
37590 | 3.92 | 1 | 365 | 4.4847 | 0.98313 | 5 | 0.46783
37177 | 4.68 | 1 | 365 | 5.3542 | 0.72476 | 6 | 0.078945
36716 | 9.52 | 1 | 365 | 10.8914 | 0.81618 | 11 | 0.7076
45172 | 12.4 | 1 | 365 | 14.1863 | 0.41604 | 14 | 0.60233
45588 | 7.02 | 1 | 365 | 8.0313 | 0.087144 | 8 | 0.11842
47287 | 10.2 | 1 | 365 | 11.6694 | 0.37448 | 12 | 0.043854
36731 | 4.675 | 1 | 365 | 5.3485 | 0.7133 | 6 | 0.061767
45204 | 11.78 | 1 | 365 | 13.477 | 0.99524 | 14 | 0.47222
45518 | 7.125 | 1 | 365 | 8.1514 | 0.32776 | 8 | 0.47916
37540 | 4.59 | 1 | 365 | 5.2512 | 0.51852 | 5 | 0.76973
36530 | 336 | 0.9 | 365 | 345.9625 | 0.98468 | 346 | 0.94721
36587 | 6.72 | 1 | 365 | 7.6881 | 0.39966 | 8 | 0.087716
37254 | 3.92 | 1 | 365 | 4.4847 | 0.98313 | 5 | 0.46783
36524 | 10.2 | 1 | 365 | 11.6694 | 0.37448 | 12 | 0.043854
36501 | 3.06 | 1 | 365 | 3.5008 | 0.012345 | 3 | 0.51316
45527 | 5.25 | 1 | 365 | 6.0063 | 0.030984 | 6 | 0.037278
37234 | 4.08 | 1 | 365 | 4.6677 | 0.34979 | 5 | 0.017542
45618 | 7.28 | 1 | 365 | 8.3287 | 0.68296 | 9 | 0.011692
38321 | 2.86 | 1 | 365 | 3.272 | 0.55402 | 3 | 0.82602
45622 | 5.4 | 1 | 365 | 6.1779 | 0.37473 | 6 | 0.55263
37558 | 4.59 | 1 | 365 | 5.2512 | 0.51852 | 5 | 0.76973
36434 | 9.35 | 1 | 365 | 10.6969 | 0.42661 | 11 | 0.12353
41899 | 10.25 | 1 | 365 | 11.7266 | 0.48906 | 12 | 0.21564
38347 | 5.46 | 1 | 365 | 6.2465 | 0.51222 | 6 | 0.75877
42098 | 9.75 | 1 | 365 | 11.1545 | 0.34326 | 11 | 0.4978
36300 | 7.14 | 1 | 365 | 8.1686 | 0.36214 | 8 | 0.5307
41919 | 4.16 | 1 | 365 | 4.7593 | 0.53312 | 5 | 0.2924
37542 | 5.46 | 1 | 365 | 6.2465 | 0.51222 | 6 | 0.75877
42136 | 5.875 | 1 | 365 | 6.7213 | 0.46324 | 7 | 0.18457
47274 | 9.9 | 1 | 365 | 11.3262 | 0.687 | 12 | 0.013153
46396 | 2.48 | 1 | 365 | 2.8373 | 0.68321 | 3 | 0.52047
46810 | 9.9 | 1 | 365 | 11.3262 | 0.687 | 12 | 0.013153
46421 | 5.1 | 1 | 365 | 5.8347 | 0.68724 | 6 | 0.52193
47277 | 7.848 | 1 | 365 | 8.9786 | 0.9846 | 9 | 0.96315
46451 | 10.64 | 1 | 365 | 12.1728 | 0.38279 | 12 | 0.55555
44072 | 4.5 | 1 | 365 | 5.1483 | 0.31227 | 5 | 0.46052
49243 | 6.725 | 1 | 365 | 7.6938 | 0.41112 | 8 | 0.10489
36488 | 4.4 | 1 | 365 | 5.0338 | 0.08311 | 5 | 0.11696
36905 | 3.28 | 1 | 365 | 3.7525 | 0.5165 | 4 | 0.269
38799 | 4.68 | 1 | 365 | 5.3542 | 0.72476 | 6 | 0.078945
35798 | 12.12 | 1 | 365 | 13.866 | 0.77439 | 14 | 0.64034
35986 | 9.156 | 1 | 365 | 10.475 | 0.98204 | 11 | 0.45701
35977 | 9.36 | 1 | 365 | 10.7084 | 0.44953 | 11 | 0.15789
35968 | 7.521 | 1 | 365 | 8.6044 | 0.23524 | 8 | 0.83969
35802 | 8.06 | 1 | 365 | 9.2211 | 0.47042 | 9 | 0.69152
35793 | 6.63 | 1 | 365 | 7.5851 | 0.19341 | 7 | 0.77851
38392 | 4.4 | 1 | 365 | 5.0338 | 0.08311 | 5 | 0.11696
36378 | 6.72 | 1 | 365 | 7.6881 | 0.39966 | 8 | 0.087716
37236 | 3.92 | 1 | 365 | 4.4847 | 0.98313 | 5 | 0.46783
44066 | 10.8 | 1 | 365 | 12.3558 | 0.74945 | 13 | 0.10526
36607 | 7.975 | 1 | 365 | 9.1238 | 0.27564 | 9 | 0.39948
37041 | 10.36 | 1 | 365 | 11.8524 | 0.74114 | 12 | 0.59356
37242 | 7.28 | 1 | 365 | 8.3287 | 0.68296 | 9 | 0.011692
36492 | 7.56 | 1 | 365 | 8.6491 | 0.32462 | 8 | 0.97368
49252 | 10.36 | 1 | 365 | 11.8524 | 0.74114 | 12 | 0.59356
44028 | 6.25 | 1 | 365 | 7.1504 | 0.3226 | 7 | 0.47295
50039 | 11.4 | 1 | 365 | 13.0422 | 0.12442 | 13 | 0.16666
49253 | 10.64 | 1 | 365 | 12.1728 | 0.38279 | 12 | 0.55555
49747 | 6.24 | 1 | 365 | 7.1389 | 0.29968 | 7 | 0.43859
49254 | 5.6 | 1 | 365 | 6.4067 | 0.83305 | 7 | 0.23976
47428 | 6.72 | 1 | 365 | 7.6881 | 0.39966 | 8 | 0.087716
49311 | 10 | 1 | 365 | 11.4406 | 0.91616 | 12 | 0.35672
44029 | 9.75 | 1 | 365 | 11.1545 | 0.34326 | 11 | 0.4978
43763 | 5.4 | 1 | 365 | 6.1779 | 0.37473 | 6 | 0.55263
44812 | 12 | 1 | 365 | 13.7287 | 0.49939 | 14 | 0.22806
49304 | 11.055 | 1 | 365 | 12.6475 | 0.33381 | 12 | 0.98135
45167 | 6 | 1 | 365 | 6.8643 | 0.7497 | 7 | 0.61403
42320 | 11.66 | 1 | 365 | 13.3397 | 0.72024 | 14 | 0.059936
35688 | 325 | 0.9 | 365 | 334.6364 | 0.29768 | 334 | 0.93406
49522 | 9.81 | 1 | 365 | 11.2232 | 0.48075 | 11 | 0.70394
44743 | 8.925 | 1 | 365 | 10.2107 | 0.45267 | 10 | 0.66337
46311 | 10.545 | 1 | 365 | 12.0641 | 0.16509 | 12 | 0.22916
44735 | 5.75 | 1 | 365 | 6.5783 | 0.17679 | 6 | 0.75511
42606 | 9.6 | 1 | 365 | 10.9829 | 0.99951 | 11 | 0.98245
42749 | 10.8 | 1 | 365 | 12.3558 | 0.74945 | 13 | 0.10526
49689 | 7.28 | 1 | 365 | 8.3287 | 0.68296 | 9 | 0.011692
44700 | 6.375 | 1 | 365 | 7.2934 | 0.60905 | 7 | 0.90241
44624 | 6.5 | 1 | 365 | 7.4364 | 0.8955 | 8 | 0.33187
44621 | 3.315 | 1 | 365 | 3.7925 | 0.59671 | 4 | 0.38925
45623 | 6.44 | 1 | 365 | 7.3677 | 0.75801 | 8 | 0.12573
43024 | 6.625 | 1 | 365 | 7.5794 | 0.18196 | 7 | 0.76133
38702 | 6.9 | 1 | 365 | 7.894 | 0.81215 | 8 | 0.70614
36760 | 4.56 | 1 | 365 | 5.2169 | 0.44977 | 5 | 0.66666
43499 | 9 | 1 | 365 | 10.2965 | 0.62454 | 10 | 0.92105
36707 | 4.4 | 1 | 365 | 5.0338 | 0.08311 | 5 | 0.11696
43539 | 5.355 | 1 | 365 | 6.1264 | 0.2716 | 6 | 0.39802
46149 | 7.8 | 1 | 365 | 8.9236 | 0.8746 | 9 | 0.79824
36677 | 5.775 | 1 | 365 | 6.6069 | 0.23408 | 6 | 0.84101
38222 | 7.84 | 1 | 365 | 8.9694 | 0.96627 | 9 | 0.93567
36331 | 3.85 | 1 | 365 | 4.4046 | 0.82272 | 5 | 0.22734
36732 | 5.2 | 1 | 365 | 5.9491 | 0.9164 | 6 | 0.86549
36458 | 5.5 | 1 | 365 | 6.2923 | 0.60389 | 6 | 0.8962
38683 | 4.95 | 1 | 365 | 5.6631 | 0.3435 | 6 | 0.0065764
36466 | 14.025 | 1 | 365 | 16.0454 | 0.13991 | 16 | 0.1853
38349 | 4.94 | 1 | 365 | 5.6516 | 0.32058 | 5 | 0.97222
38482 | 3.85 | 1 | 365 | 4.4046 | 0.82272 | 5 | 0.22734
36711 | 11 | 1 | 365 | 12.5846 | 0.20778 | 12 | 0.79239
38277 | 6.76 | 1 | 365 | 7.7338 | 0.49132 | 8 | 0.22514
37014 | 4.316 | 1 | 365 | 4.9377 | 0.89061 | 5 | 0.82836
36930 | 7.15 | 1 | 365 | 8.18 | 0.38505 | 8 | 0.56505
36733 | 3.85 | 1 | 365 | 4.4046 | 0.82272 | 5 | 0.22734
36817 | 5.225 | 1 | 365 | 5.9777 | 0.97369 | 6 | 0.95139
38800 | 4.16 | 1 | 365 | 4.7593 | 0.53312 | 5 | 0.2924
36870 | 5.415 | 1 | 365 | 6.1951 | 0.4091 | 6 | 0.60416
37582 | 7.15 | 1 | 365 | 8.18 | 0.38505 | 8 | 0.56505
38145 | 5.6 | 1 | 365 | 6.4067 | 0.83305 | 7 | 0.23976
37629 | 5.6 | 1 | 365 | 6.4067 | 0.83305 | 7 | 0.23976
36468 | 4.235 | 1 | 365 | 4.8451 | 0.70499 | 5 | 0.55007
44031 | 7.5 | 1 | 365 | 8.5804 | 0.18712 | 8 | 0.76754
36006 | 8.67 | 1 | 365 | 9.919 | 0.86831 | 10 | 0.78728
37431 | 9.81 | 1 | 365 | 11.2232 | 0.48075 | 11 | 0.70394
36315 | 6.56 | 1 | 365 | 7.505 | 0.033001 | 7 | 0.53801
37459 | 9.5 | 1 | 365 | 10.8685 | 0.77035 | 11 | 0.63888
44032 | 6.5 | 1 | 365 | 7.4364 | 0.8955 | 8 | 0.33187
42308 | 8.829 | 1 | 365 | 10.1009 | 0.23268 | 10 | 0.33355
38995 | 6.6 | 1 | 365 | 7.5508 | 0.12467 | 7 | 0.67544
36193 | 8.55 | 1 | 365 | 9.7817 | 0.59332 | 10 | 0.375
44033 | 3.5 | 1 | 365 | 4.0042 | 0.020656 | 4 | 0.024852
36202 | 13.5 | 1 | 365 | 15.4448 | 0.93682 | 16 | 0.38157
36389 | 11.03 | 1 | 365 | 12.6189 | 0.27652 | 12 | 0.89546
36867 | 4.2 | 1 | 365 | 4.805 | 0.62479 | 5 | 0.42982
36028 | 4.4 | 1 | 365 | 5.0338 | 0.08311 | 5 | 0.11696
43550 | 8.505 | 1 | 365 | 9.7302 | 0.49019 | 10 | 0.22039
38137 | 7.96 | 1 | 365 | 9.1067 | 0.24126 | 9 | 0.34795
38123 | 4.95 | 1 | 365 | 5.6631 | 0.3435 | 6 | 0.0065764
36496 | 3.92 | 1 | 365 | 4.4847 | 0.98313 | 5 | 0.46783
36404 | 8.4 | 1 | 365 | 9.6101 | 0.24957 | 9 | 0.85964
43297 | 6 | 1 | 365 | 6.8643 | 0.7497 | 7 | 0.61403
35663 | 12.29 | 1 | 365 | 14.0604 | 0.16396 | 14 | 0.22441
41039 | 13.734 | 1 | 365 | 15.7125 | 0.47305 | 16 | 0.18552
37207 | 3.11 | 1 | 365 | 3.558 | 0.12693 | 3 | 0.68494
37165 | 15.525 | 1 | 365 | 17.7615 | 0.57734 | 18 | 0.33881
44060 | 10.5 | 1 | 365 | 12.0126 | 0.061968 | 12 | 0.074556
43369 | 5.61 | 1 | 365 | 6.4182 | 0.85597 | 7 | 0.27412
38489 | 5.5 | 1 | 365 | 6.2923 | 0.60389 | 6 | 0.8962
51061 | 6.6 | 1 | 365 | 7.5508 | 0.12467 | 7 | 0.67544
46751 | 8.16 | 1 | 365 | 9.3355 | 0.69959 | 10 | 0.035084
43966 | 4.42 | 1 | 365 | 5.0567 | 0.12894 | 5 | 0.18567
44482 | 6.76 | 1 | 365 | 7.7338 | 0.49132 | 8 | 0.22514
36529 | 7.15 | 1 | 365 | 8.18 | 0.38505 | 8 | 0.56505
36218 | 6.76 | 1 | 365 | 7.7338 | 0.49132 | 8 | 0.22514
44343 | 11.04 | 1 | 365 | 12.6304 | 0.29944 | 12 | 0.92982
36200 | 10.4 | 1 | 365 | 11.8982 | 0.83281 | 12 | 0.73099
51031 | 5.2 | 1 | 365 | 5.9491 | 0.68724 | 6 | 0.63633
36337 | 9.705 | 1 | 365 | 11.1031 | 0.24013 | 11 | 0.3432
44073 | 4.25 | 1 | 365 | 4.8622 | 0.73937 | 5 | 0.60161
38393 | 5.1 | 1 | 365 | 5.8347 | 0.68724 | 6 | 0.52193
38887 | 7.65 | 1 | 365 | 8.752 | 0.53086 | 9 | 0.28289
41960 | 7.905 | 1 | 365 | 9.0438 | 0.11522 | 9 | 0.15899
43210 | 7.7 | 1 | 365 | 8.8092 | 0.64544 | 9 | 0.45467
44777 | 3.42 | 1 | 365 | 3.9127 | 0.83733 | 4 | 0.75
39190 | 8.16 | 1 | 365 | 9.3355 | 0.69959 | 10 | 0.035084
44061 | 8.4 | 1 | 365 | 9.6101 | 0.24957 | 9 | 0.85964
38589 | 4.08 | 1 | 365 | 4.6677 | 0.34979 | 5 | 0.017542
44570 | 11.96 | 1 | 365 | 13.6829 | 0.40773 | 14 | 0.090637
38926 | 8.415 | 1 | 365 | 9.6272 | 0.28395 | 9 | 0.91118
38518 | 5.61 | 1 | 365 | 6.4182 | 0.85597 | 7 | 0.27412
38603 | 3.57 | 1 | 365 | 4.0843 | 0.18107 | 4 | 0.26535
38840 | 4.335 | 1 | 365 | 4.9595 | 0.93416 | 5 | 0.89364
38597 | 9.435 | 1 | 365 | 10.7942 | 0.6214 | 11 | 0.41557
38583 | 4.845 | 1 | 365 | 5.543 | 0.10288 | 5 | 0.64583
39049 | 3.315 | 1 | 365 | 3.7925 | 0.59671 | 4 | 0.38925
39129 | 4.845 | 1 | 365 | 5.543 | 0.10288 | 5 | 0.64583
39009 | 5.355 | 1 | 365 | 6.1264 | 0.2716 | 6 | 0.39802
38979 | 5.865 | 1 | 365 | 6.7099 | 0.44033 | 7 | 0.15022
36175 | 4.08 | 1 | 365 | 4.6677 | 0.34979 | 5 | 0.017542
38964 | 8.16 | 1 | 365 | 9.3355 | 0.69959 | 10 | 0.035084
38945 | 5.61 | 1 | 365 | 6.4182 | 0.85597 | 7 | 0.27412
36111 | 8.06 | 1 | 365 | 9.2211 | 0.47042 | 9 | 0.69152
36187 | 16.35 | 1 | 365 | 18.7053 | 0.46792 | 19 | 0.17324
36160 | 5.67 | 1 | 365 | 6.4868 | 0.99346 | 7 | 0.48026
36011 | 8.625 | 1 | 365 | 9.8675 | 0.76519 | 10 | 0.63267
38993 | 7.65 | 1 | 365 | 8.752 | 0.53086 | 9 | 0.28289
44411 | 5.25 | 1 | 365 | 6.0063 | 0.030984 | 6 | 0.037278
41505 | 9.135 | 1 | 365 | 10.451 | 0.93391 | 11 | 0.38486
47412 | 5.2 | 1 | 365 | 5.9491 | 0.9164 | 6 | 0.86549
41998 | 5.985 | 1 | 365 | 6.8472 | 0.71532 | 7 | 0.5625
41484 | 9.156 | 1 | 365 | 10.475 | 0.98204 | 11 | 0.45701
41489 | 9.156 | 1 | 365 | 10.475 | 0.98204 | 11 | 0.45701
43475 | 8.502 | 1 | 365 | 9.7268 | 0.48332 | 10 | 0.21008
38419 | 3.825 | 1 | 365 | 4.376 | 0.76543 | 5 | 0.14145
39202 | 9.435 | 1 | 365 | 10.7942 | 0.6214 | 11 | 0.41557
49257 | 7.84 | 1 | 365 | 8.9694 | 0.96627 | 9 | 0.93567
38414 | 2.805 | 1 | 365 | 3.2091 | 0.42798 | 3 | 0.63706
38586 | 7.75 | 1 | 365 | 8.8664 | 0.76002 | 9 | 0.62646
39163 | 4.59 | 1 | 365 | 5.2512 | 0.51852 | 5 | 0.76973
38524 | 8.67 | 1 | 365 | 9.919 | 0.86831 | 10 | 0.78728
36975 | 10.464 | 1 | 365 | 11.9714 | 0.97947 | 12 | 0.95087
36965 | 13.455 | 1 | 365 | 15.3933 | 0.83369 | 16 | 0.22697
35758 | 9.25 | 1 | 365 | 10.5825 | 0.19745 | 10 | 0.77997
35761 | 10 | 1 | 365 | 11.4406 | 0.91616 | 12 | 0.35672
44419 | 12.25 | 1 | 365 | 14.0147 | 0.072296 | 14 | 0.086982
49804 | 8.64 | 1 | 365 | 9.8846 | 0.79956 | 10 | 0.68421
42431 | 8.48 | 1 | 365 | 9.7016 | 0.4329 | 10 | 0.1345
35991 | 7.245 | 1 | 365 | 8.2887 | 0.60276 | 8 | 0.89144
39220 | 4.24 | 1 | 365 | 4.8508 | 0.71645 | 5 | 0.56725
43089 | 4.16 | 1 | 365 | 4.7593 | 0.53312 | 5 | 0.2924
30350 | 6.095 | 1 | 365 | 6.973 | 0.9674 | 7 | 0.94042
43403 | 5.4 | 1 | 365 | 6.1779 | 0.37473 | 6 | 0.55263
44720 | 4.34 | 1 | 365 | 4.9652 | 0.94561 | 5 | 0.91082
33328 | 5.98 | 1 | 365 | 6.8415 | 0.70386 | 7 | 0.54532
42058 | 5.565 | 1 | 365 | 6.3667 | 0.75284 | 7 | 0.11951
36147 | 7.59 | 1 | 365 | 8.6834 | 0.39337 | 9 | 0.07675
33637 | 14.04 | 1 | 365 | 16.0625 | 0.17429 | 16 | 0.23683
46827 | 6.825 | 1 | 365 | 7.8082 | 0.64028 | 8 | 0.44846
36127 | 7.28 | 1 | 365 | 8.3287 | 0.68296 | 9 | 0.011692
33880 | 2.6 | 1 | 365 | 2.9745 | 0.9582 | 3 | 0.93275
46379 | 8.48 | 1 | 365 | 9.7016 | 0.4329 | 10 | 0.1345
34080 | 5.46 | 1 | 365 | 6.2465 | 0.51222 | 6 | 0.75877
35998 | 9.483 | 1 | 365 | 10.8491 | 0.73139 | 11 | 0.58048
44715 | 6 | 1 | 365 | 6.8643 | 0.7497 | 7 | 0.61403
36346 | 5.5 | 1 | 365 | 6.2923 | 0.60389 | 6 | 0.8962
36116 | 13.77 | 1 | 365 | 15.7537 | 0.55555 | 16 | 0.3092
40347 | 9.6 | 1 | 365 | 10.9829 | 0.99951 | 11 | 0.98245
44397 | 12 | 1 | 365 | 13.7287 | 0.49939 | 14 | 0.22806
48833 | 9.45 | 1 | 365 | 10.8113 | 0.65577 | 11 | 0.4671
45515 | 5.1 | 1 | 365 | 5.8347 | 0.68724 | 6 | 0.52193
36417 | 7.84 | 1 | 365 | 8.9694 | 0.96627 | 9 | 0.93567
42038 | 9.3 | 1 | 365 | 10.6397 | 0.31203 | 10 | 0.95175
37566 | 8.68 | 1 | 365 | 9.9304 | 0.89123 | 10 | 0.82163
44379 | 9.01 | 1 | 365 | 10.3079 | 0.64746 | 10 | 0.9554
44203 | 3.3 | 1 | 365 | 3.7754 | 0.56233 | 4 | 0.33772
49041 | 10.865 | 1 | 365 | 12.4302 | 0.89841 | 13 | 0.32858
43670 | 9.99 | 1 | 365 | 11.4291 | 0.89324 | 12 | 0.32236
43447 | 6.93 | 1 | 365 | 7.9283 | 0.8809 | 8 | 0.80921
38850 | 2.65 | 1 | 365 | 3.0317 | 0.072782 | 3 | 0.10453
47293 | 6.16 | 1 | 365 | 7.0474 | 0.11635 | 7 | 0.16374
43613 | 4.2 | 1 | 365 | 4.805 | 0.62479 | 5 | 0.42982
36763 | 4.76 | 1 | 365 | 5.4457 | 0.90809 | 6 | 0.3538
41179 | 3.06 | 1 | 365 | 3.5008 | 0.012345 | 3 | 0.51316
36736 | 7 | 1 | 365 | 8.0084 | 0.041312 | 8 | 0.049704
35948 | 7 | 1 | 365 | 8.0084 | 0.041312 | 8 | 0.049704
38478 | 7.65 | 1 | 365 | 8.752 | 0.53086 | 9 | 0.28289
36372 | 5.61 | 1 | 365 | 6.4182 | 0.85597 | 7 | 0.27412
48829 | 12.4 | 1 | 365 | 14.1863 | 0.41604 | 14 | 0.60233
47267 | 24.5 | 1 | 365 | 28.0294 | 0.14459 | 28 | 0.17396
36705 | 10.45 | 1 | 365 | 11.9554 | 0.94739 | 12 | 0.90277
38928 | 7.95 | 1 | 365 | 9.0952 | 0.21835 | 9 | 0.31359
48280 | 9.405 | 1 | 365 | 10.7598 | 0.55265 | 11 | 0.3125
48557 | 6.213 | 1 | 365 | 7.108 | 0.23781 | 7 | 0.34583
36666 | 4.085 | 1 | 365 | 4.6735 | 0.36125 | 5 | 0.03472
41487 | 7.848 | 1 | 365 | 8.9786 | 0.9846 | 9 | 0.96315
44544 | 4.59 | 1 | 365 | 5.2512 | 0.51852 | 5 | 0.76973
36383 | 6.6 | 1 | 365 | 7.5508 | 0.12467 | 7 | 0.67544
43876 | 10.8 | 1 | 365 | 12.3558 | 0.74945 | 13 | 0.10526
36110 | 4.68 | 1 | 365 | 5.3542 | 0.72476 | 6 | 0.078945
33149 | 7.28 | 1 | 365 | 8.3287 | 0.68296 | 9 | 0.011692
36201 | 9.2 | 1 | 365 | 10.5253 | 0.082867 | 10 | 0.60818
36035 | 18 | 1 | 365 | 20.593 | 0.24909 | 20 | 0.8421
35765 | 10.14 | 1 | 365 | 11.6007 | 0.23699 | 11 | 0.83771
36192 | 13.68 | 1 | 365 | 15.6507 | 0.34931 | 15 | 0.99999
49728 | 11.22 | 1 | 365 | 12.8363 | 0.71193 | 13 | 0.54824
42751 | 7.15 | 1 | 365 | 8.18 | 0.38505 | 8 | 0.56505
36195 | 7.98 | 1 | 365 | 9.1296 | 0.2871 | 9 | 0.41666
42709 | 10.6 | 1 | 365 | 12.127 | 0.29113 | 12 | 0.41812
36185 | 7.59 | 1 | 365 | 8.6834 | 0.39337 | 9 | 0.07675
42382 | 6.6 | 1 | 365 | 7.5508 | 0.12467 | 7 | 0.67544
49245 | 7.02 | 1 | 365 | 8.0313 | 0.087144 | 8 | 0.11842
41683 | 7.5 | 1 | 365 | 8.5804 | 0.18712 | 8 | 0.76754
36450 | 5.865 | 1 | 365 | 6.7099 | 0.44033 | 7 | 0.15022
43086 | 6.9 | 1 | 365 | 7.894 | 0.81215 | 8 | 0.70614
41708 | 9.9 | 1 | 365 | 11.3262 | 0.687 | 12 | 0.013153
42050 | 7.02 | 1 | 365 | 8.0313 | 0.087144 | 8 | 0.11842
36685 | 7.28 | 1 | 365 | 8.3287 | 0.68296 | 9 | 0.011692
44430 | 2.85 | 1 | 365 | 3.2606 | 0.53111 | 3 | 0.79167
50752 | 7.54 | 1 | 365 | 8.6262 | 0.27878 | 8 | 0.90497
42130 | 1.88 | 1 | 365 | 2.1508 | 0.30824 | 2 | 0.45906
52330 | 9.01 | 1 | 365 | 10.3079 | 0.64746 | 10 | 0.9554
40731 | 4.77 | 1 | 365 | 5.4571 | 0.93101 | 6 | 0.38816
43702 | 9.9 | 1 | 365 | 11.3262 | 0.687 | 12 | 0.013153
38556 | 8.1 | 1 | 365 | 9.2669 | 0.56209 | 9 | 0.82894
36170 | 10.37 | 1 | 365 | 11.8639 | 0.76406 | 12 | 0.62792
46723 | 7.6 | 1 | 365 | 8.6948 | 0.41628 | 9 | 0.11111
41085 | 6 | 1 | 365 | 6.8643 | 0.7497 | 7 | 0.61403
36686 | 30.78 | 0.9 | 365 | 31.6926 | 0.48235 | 32 | 0.17499
36256 | 8.4 | 1 | 365 | 9.6101 | 0.24957 | 9 | 0.85964
36245 | 7.02 | 1 | 365 | 8.0313 | 0.087144 | 8 | 0.11842
44225 | 6.1 | 1 | 365 | 6.9787 | 0.97886 | 7 | 0.9576
35051 | 11.7 | 1 | 365 | 13.3855 | 0.81191 | 14 | 0.19736
44231 | 5.7 | 1 | 365 | 6.5211 | 0.062211 | 6 | 0.58333
44243 | 4.41 | 1 | 365 | 5.0453 | 0.10603 | 5 | 0.15131
38259 | 22.89 | 1 | 365 | 26.1874 | 0.45509 | 26 | 0.64253
48861 | 9.52 | 1 | 365 | 10.8914 | 0.81618 | 11 | 0.7076
50138 | 4.16 | 1 | 365 | 4.7593 | 0.53312 | 5 | 0.2924
37429 | 6.75 | 1 | 365 | 7.7224 | 0.46841 | 8 | 0.19079
43417 | 9.92 | 1 | 365 | 11.349 | 0.73283 | 12 | 0.081866
37547 | 5.215 | 1 | 365 | 5.9663 | 0.95078 | 6 | 0.91703
36987 | 4.76 | 1 | 365 | 5.4457 | 0.90809 | 6 | 0.3538
36312 | 11 | 1 | 365 | 12.5846 | 0.20778 | 12 | 0.79239
38356 | 10.36 | 1 | 365 | 11.8524 | 0.74114 | 12 | 0.59356
50786 | 10 | 1 | 365 | 11.4406 | 0.91616 | 12 | 0.35672
44297 | 13 | 1 | 365 | 14.8727 | 0.79101 | 15 | 0.66374
44707 | 10.8 | 1 | 365 | 12.3558 | 0.74945 | 13 | 0.10526
43158 | 5.83 | 1 | 365 | 6.6698 | 0.36012 | 7 | 0.029968
39034 | 8.16 | 1 | 365 | 9.3355 | 0.69959 | 10 | 0.035084
38922 | 7.905 | 1 | 365 | 9.0438 | 0.11522 | 9 | 0.15899
38588 | 4.59 | 1 | 365 | 5.2512 | 0.51852 | 5 | 0.76973
38579 | 7.5 | 1 | 365 | 8.5804 | 0.18712 | 8 | 0.76754
38559 | 7.905 | 1 | 365 | 9.0438 | 0.11522 | 9 | 0.15899
38500 | 8.5 | 1 | 365 | 9.7245 | 0.47874 | 10 | 0.20321
38517 | 7.905 | 1 | 365 | 9.0438 | 0.11522 | 9 | 0.15899
38549 | 8.925 | 1 | 365 | 10.2107 | 0.45267 | 10 | 0.66337
38511 | 9.25 | 1 | 365 | 10.5825 | 0.19745 | 10 | 0.77997
50897 | 8.75 | 1 | 365 | 10.0105 | 0.05164 | 10 | 0.06213
36522 | 9.36 | 1 | 365 | 10.7084 | 0.44953 | 11 | 0.15789
38820 | 11.7 | 1 | 365 | 13.3855 | 0.81191 | 14 | 0.19736
38133 | 11.275 | 1 | 365 | 12.8992 | 0.83797 | 13 | 0.7372
47087 | 6.3 | 1 | 365 | 7.2076 | 0.43718 | 7 | 0.64473
41307 | 98.7 | 0.9 | 365 | 101.6265 | 0.56425 | 102 | 0.19074
35757 | 14.271 | 1 | 365 | 16.3268 | 0.70365 | 17 | 0.030475
51417 | 3.65 | 1 | 365 | 4.1758 | 0.3644 | 4 | 0.5402
47421 | 5.46 | 1 | 365 | 6.2465 | 0.51222 | 6 | 0.75877
49715 | 3.12 | 1 | 365 | 3.5695 | 0.14984 | 3 | 0.7193
47655 | 4.578 | 1 | 365 | 5.2375 | 0.49102 | 5 | 0.72851
47667 | 5.886 | 1 | 365 | 6.7339 | 0.48845 | 7 | 0.22237
38332 | 8.5 | 1 | 365 | 9.7245 | 0.47874 | 10 | 0.20321
36848 | 4.68 | 1 | 365 | 5.3542 | 0.72476 | 6 | 0.078945
45425 | 9.12 | 1 | 365 | 10.4338 | 0.89954 | 11 | 0.33333
77 | 4107.06 | 0.7 | 365 | 3289.0946 | 0.26309 | 3289 | 0.35773
50645 | 5.985 | 1 | 365 | 6.8472 | 0.71532 | 7 | 0.5625
50829 | 6.3 | 1 | 365 | 7.2076 | 0.43718 | 7 | 0.64473
52757 | 7.8 | 1 | 365 | 8.9236 | 0.8746 | 9 | 0.79824
52764 | 8.215 | 1 | 365 | 9.3984 | 0.82563 | 10 | 0.22405
52774 | 6.36 | 1 | 365 | 7.2762 | 0.57468 | 7 | 0.85087
52876 | 12 | 1 | 365 | 13.7287 | 0.49939 | 14 | 0.22806
52821 | 5.7 | 1 | 365 | 6.5211 | 0.062211 | 6 | 0.58333
52595 | 6.6 | 1 | 365 | 7.5508 | 0.12467 | 7 | 0.67544
52580 | 10.8 | 1 | 365 | 12.3558 | 0.74945 | 13 | 0.10526
13233 | 2415.42 | 0.8 | 365 | 2210.7006 | 0.17209 | 2210 | 0.87269
248 | 5996.02 | 0.7 | 365 | 4801.8479 | 0.40276 | 4802 | 0.25062
12463 | 1384.32 | 1 | 365 | 1583.7396 | 0.32986 | 1584 | 0.069463
35445 | 5.72 | 1 | 365 | 6.544 | 0.10804 | 6 | 0.65204
36420 | 5.98 | 1 | 365 | 6.8415 | 0.70386 | 7 | 0.54532
33375 | 2.6 | 1 | 365 | 2.9745 | 0.9582 | 3 | 0.93275
48541 | 5.83 | 1 | 365 | 6.6698 | 0.36012 | 7 | 0.029968
43985 | 7.15 | 1 | 365 | 8.18 | 0.38505 | 8 | 0.56505
36260 | 4.86 | 1 | 365 | 5.5601 | 0.13725 | 5 | 0.69737
42317 | 12.3 | 1 | 365 | 14.0719 | 0.18688 | 14 | 0.25877
44634 | 6.87 | 1 | 365 | 7.8597 | 0.7434 | 8 | 0.60307
41774 | 7.5 | 1 | 365 | 8.5804 | 0.18712 | 8 | 0.76754
36174 | 7.44 | 1 | 365 | 8.5118 | 0.049623 | 8 | 0.5614
32567 | 12.6 | 1 | 365 | 14.4151 | 0.87436 | 15 | 0.28947
39185 | 8.925 | 1 | 365 | 10.2107 | 0.45267 | 10 | 0.66337
40391 | 14.04 | 1 | 365 | 16.0625 | 0.17429 | 16 | 0.23683
46443 | 8.4 | 1 | 365 | 9.6101 | 0.24957 | 9 | 0.85964
48853 | 5.04 | 1 | 365 | 5.766 | 0.54974 | 6 | 0.31579
49683 | 5.72 | 1 | 365 | 6.544 | 0.10804 | 6 | 0.65204
49165 | 8.1 | 1 | 365 | 9.2669 | 0.56209 | 9 | 0.82894
49684 | 4.2 | 1 | 365 | 4.805 | 0.62479 | 5 | 0.42982
52422 | 5.7 | 1 | 365 | 6.5211 | 0.062211 | 6 | 0.58333
46816 | 5.13 | 1 | 365 | 5.869 | 0.75599 | 6 | 0.625
45557 | 8.7 | 1 | 365 | 9.9533 | 0.93706 | 10 | 0.89035
48275 | 9.12 | 1 | 365 | 10.4338 | 0.89954 | 11 | 0.33333
45578 | 6.24 | 1 | 365 | 7.1389 | 0.29968 | 7 | 0.43859
49181 | 4.86 | 1 | 365 | 5.5601 | 0.13725 | 5 | 0.69737
52454 | 7.56 | 1 | 365 | 8.6491 | 0.32462 | 8 | 0.97368
52415 | 4.095 | 1 | 365 | 4.6849 | 0.38417 | 5 | 0.069077
52579 | 7.56 | 1 | 365 | 8.6491 | 0.32462 | 8 | 0.97368
45734 | 9.35 | 1 | 365 | 10.6969 | 0.42661 | 11 | 0.12353
36221 | 171.11 | 0.9 | 365 | 176.1835 | 0.90657 | 177 | 0.090052
35486 | 12.19 | 1 | 365 | 13.946 | 0.9348 | 14 | 0.88084
35363 | 9 | 1 | 365 | 10.2965 | 0.62454 | 10 | 0.92105
35918 | 8.4 | 1 | 365 | 9.6101 | 0.24957 | 9 | 0.85964
31573 | 109.14 | 0.9 | 365 | 112.376 | 0.096273 | 112 | 0.47232
36853 | 8.745 | 1 | 365 | 10.0048 | 0.040182 | 10 | 0.044952
37289 | 9.3 | 1 | 365 | 10.6397 | 0.31203 | 10 | 0.95175
32868 | 40.32 | 0.9 | 365 | 41.5155 | 0.15816 | 41 | 0.67367
43817 | 7.56 | 1 | 365 | 8.6491 | 0.32462 | 8 | 0.97368
34657 | 318.7 | 0.9 | 365 | 328.1496 | 0.30422 | 328 | 0.4538
34742 | 74.4 | 0.9 | 365 | 76.606 | 0.44661 | 77 | 0.052597
38655 | 6.6 | 1 | 365 | 7.5508 | 0.12467 | 7 | 0.67544
34738 | 249.6 | 0.9 | 365 | 257.0007 | 0.78862 | 257 | 0.78936
34655 | 53.68 | 0.9 | 365 | 55.2716 | 0.71255 | 55 | 0.98419
34715 | 224.64 | 0.9 | 365 | 231.3007 | 0.30976 | 231 | 0.61042
46011 | 7.8 | 1 | 365 | 8.9236 | 0.8746 | 9 | 0.79824
45996 | 4.77 | 1 | 365 | 5.4571 | 0.93101 | 6 | 0.38816
46472 | 10.14 | 1 | 365 | 11.6007 | 0.23699 | 11 | 0.83771
43204 | 6.36 | 1 | 365 | 7.2762 | 0.57468 | 7 | 0.85087
50923 | 10.64 | 1 | 365 | 12.1728 | 0.38279 | 12 | 0.55555
45403 | 4.335 | 1 | 365 | 4.9595 | 0.93416 | 5 | 0.89364
37982 | 3.515 | 1 | 365 | 4.0214 | 0.05503 | 4 | 0.076387
43219 | 4.24 | 1 | 365 | 4.8508 | 0.71645 | 5 | 0.56725
44609 | 4.95 | 1 | 365 | 5.6631 | 0.3435 | 6 | 0.0065764
48387 | 3 | 1 | 365 | 3.4322 | 0.87485 | 4 | 0.30702
43864 | 8.8 | 1 | 365 | 10.0677 | 0.16622 | 10 | 0.23391
15072 | 4.08 | 1 | 365 | 4.6677 | 0.34979 | 5 | 0.017542
42789 | 7.15 | 1 | 365 | 8.18 | 0.38505 | 8 | 0.56505
45444 | 13.86 | 1 | 365 | 15.8566 | 0.7618 | 16 | 0.61841
29188 | 7.395 | 1 | 365 | 8.4603 | 0.9465 | 9 | 0.40679
29741 | 3.12 | 1 | 365 | 3.5695 | 0.14984 | 3 | 0.7193
42466 | 10.6 | 1 | 365 | 12.127 | 0.29113 | 12 | 0.41812
42671 | 10.6 | 1 | 365 | 12.127 | 0.29113 | 12 | 0.41812
42698 | 9.805 | 1 | 365 | 11.2175 | 0.46929 | 11 | 0.68676
45052 | 3.5 | 1 | 365 | 4.0042 | 0.020656 | 4 | 0.024852
45122 | 5.565 | 1 | 365 | 6.3667 | 0.75284 | 7 | 0.11951
42463 | 5.83 | 1 | 365 | 6.6698 | 0.36012 | 7 | 0.029968
44887 | 5 | 1 | 365 | 5.7203 | 0.45808 | 6 | 0.17836
44892 | 10.25 | 1 | 365 | 11.7266 | 0.48906 | 12 | 0.21564
42769 | 6.89 | 1 | 365 | 7.8825 | 0.78923 | 8 | 0.67178
45044 | 11.5 | 1 | 365 | 13.1566 | 0.35358 | 13 | 0.51023
44399 | 8.84 | 1 | 365 | 10.1135 | 0.25789 | 10 | 0.37134
42752 | 11.55 | 1 | 365 | 13.2138 | 0.46816 | 13 | 0.68201
48229 | 8.82 | 1 | 365 | 10.0906 | 0.21205 | 10 | 0.30263
41894 | 5.5 | 1 | 365 | 6.2923 | 0.60389 | 6 | 0.8962
41531 | 8.19 | 1 | 365 | 9.3698 | 0.76834 | 10 | 0.13815
43036 | 6.875 | 1 | 365 | 7.8654 | 0.75486 | 8 | 0.62025
48017 | 9.9 | 1 | 365 | 11.3262 | 0.687 | 12 | 0.013153
45661 | 9.625 | 1 | 365 | 11.0115 | 0.056804 | 11 | 0.068343
43235 | 13.2 | 1 | 365 | 15.1015 | 0.24933 | 15 | 0.35087
42715 | 7.15 | 1 | 365 | 8.18 | 0.38505 | 8 | 0.56505
43938 | 5.775 | 1 | 365 | 6.6069 | 0.23408 | 6 | 0.84101
44822 | 7.975 | 1 | 365 | 9.1238 | 0.27564 | 9 | 0.39948
44850 | 5.5 | 1 | 365 | 6.2923 | 0.60389 | 6 | 0.8962
48030 | 12 | 1 | 365 | 13.7287 | 0.49939 | 14 | 0.22806
42765 | 4.95 | 1 | 365 | 5.6631 | 0.3435 | 6 | 0.0065764
44826 | 8.1 | 1 | 365 | 9.2669 | 0.56209 | 9 | 0.82894
44871 | 8.16 | 1 | 365 | 9.3355 | 0.69959 | 10 | 0.035084
44916 | 10.2 | 1 | 365 | 11.6694 | 0.37448 | 12 | 0.043854
44983 | 6.63 | 1 | 365 | 7.5851 | 0.19341 | 7 | 0.77851
45013 | 3.57 | 1 | 365 | 4.0843 | 0.18107 | 4 | 0.26535
45063 | 9 | 1 | 365 | 10.2965 | 0.62454 | 10 | 0.92105
44780 | 9.9 | 1 | 365 | 11.3262 | 0.687 | 12 | 0.013153
45041 | 10.25 | 1 | 365 | 11.7266 | 0.48906 | 12 | 0.21564
42802 | 8.32 | 1 | 365 | 9.5185 | 0.066245 | 9 | 0.58479
47596 | 8.06 | 1 | 365 | 9.2211 | 0.47042 | 9 | 0.69152
42779 | 11.825 | 1 | 365 | 13.5285 | 0.098359 | 13 | 0.62682
42787 | 11 | 1 | 365 | 12.5846 | 0.20778 | 12 | 0.79239
42792 | 6.875 | 1 | 365 | 7.8654 | 0.75486 | 8 | 0.62025
42581 | 4.24 | 1 | 365 | 4.8508 | 0.71645 | 5 | 0.56725
42645 | 9.275 | 1 | 365 | 10.6111 | 0.25474 | 10 | 0.86586
43126 | 6.095 | 1 | 365 | 6.973 | 0.9674 | 7 | 0.94042
43884 | 6.325 | 1 | 365 | 7.2362 | 0.49447 | 7 | 0.73063
48969 | 6.89 | 1 | 365 | 7.8825 | 0.78923 | 8 | 0.67178
42571 | 7.155 | 1 | 365 | 8.1857 | 0.39651 | 8 | 0.58223
44907 | 8.5 | 1 | 365 | 9.7245 | 0.47874 | 10 | 0.20321
44782 | 4.335 | 1 | 365 | 4.9595 | 0.93416 | 5 | 0.89364
48033 | 5.5 | 1 | 365 | 6.2923 | 0.60389 | 6 | 0.8962
42535 | 12.375 | 1 | 365 | 14.1577 | 0.35875 | 14 | 0.51644
47984 | 3.06 | 1 | 365 | 3.5008 | 0.012345 | 3 | 0.51316
48534 | 6.12 | 1 | 365 | 7.0016 | 0.02469 | 7 | 0.026313
47992 | 9.3 | 1 | 365 | 10.6397 | 0.31203 | 10 | 0.95175
47312 | 7.54 | 1 | 365 | 8.6262 | 0.27878 | 8 | 0.90497
49301 | 11.73 | 1 | 365 | 13.4198 | 0.88066 | 14 | 0.30043
32185 | 4.16 | 1 | 365 | 4.7593 | 0.53312 | 5 | 0.2924
49348 | 7.54 | 1 | 365 | 8.6262 | 0.27878 | 8 | 0.90497
42272 | 8.525 | 1 | 365 | 9.7531 | 0.53603 | 10 | 0.2891
46043 | 6.05 | 1 | 365 | 6.9215 | 0.86428 | 7 | 0.78582
42573 | 7.975 | 1 | 365 | 9.1238 | 0.27564 | 9 | 0.39948
47900 | 10.45 | 1 | 365 | 11.9554 | 0.94739 | 12 | 0.90277
44740 | 11.5 | 1 | 365 | 13.1566 | 0.35358 | 13 | 0.51023
47878 | 8.25 | 1 | 365 | 9.4385 | 0.90583 | 10 | 0.34429
44979 | 5.25 | 1 | 365 | 6.0063 | 0.030984 | 6 | 0.037278
42830 | 4.4 | 1 | 365 | 5.0338 | 0.08311 | 5 | 0.11696
44904 | 6.25 | 1 | 365 | 7.1504 | 0.3226 | 7 | 0.47295
53282 | 6.6 | 1 | 365 | 7.5508 | 0.12467 | 7 | 0.67544
43020 | 7.95 | 1 | 365 | 9.0952 | 0.21835 | 9 | 0.31359
43803 | 11.925 | 1 | 365 | 13.6429 | 0.32752 | 13 | 0.97039
42730 | 8.48 | 1 | 365 | 9.7016 | 0.4329 | 10 | 0.1345
47209 | 7.42 | 1 | 365 | 8.4889 | 0.0037907 | 8 | 0.49269
43065 | 9.54 | 1 | 365 | 10.9143 | 0.86202 | 11 | 0.77631
51711 | 6.63 | 1 | 365 | 7.5851 | 0.19341 | 7 | 0.77851
47380 | 3.445 | 1 | 365 | 3.9413 | 0.89462 | 4 | 0.83589
43942 | 4.505 | 1 | 365 | 5.154 | 0.32373 | 5 | 0.4777
45129 | 4.24 | 1 | 365 | 4.8508 | 0.71645 | 5 | 0.56725
43824 | 3.71 | 1 | 365 | 4.2444 | 0.5019 | 4 | 0.74634
43069 | 6.89 | 1 | 365 | 7.8825 | 0.78923 | 8 | 0.67178
43586 | 4.68 | 1 | 365 | 5.3542 | 0.72476 | 6 | 0.078945
43159 | 12.1 | 1 | 365 | 13.8431 | 0.72855 | 14 | 0.57163
44830 | 9.075 | 1 | 365 | 10.3823 | 0.79642 | 11 | 0.17872
48023 | 3.64 | 1 | 365 | 4.1644 | 0.34148 | 4 | 0.50585
51332 | 8.4 | 1 | 365 | 9.6101 | 0.24957 | 9 | 0.85964
43034 | 9.54 | 1 | 365 | 10.9143 | 0.86202 | 11 | 0.77631
43546 | 9.35 | 1 | 365 | 10.6969 | 0.42661 | 11 | 0.12353
50927 | 4.8 | 1 | 365 | 5.4915 | 0.99976 | 6 | 0.49123
45029 | 5.86 | 1 | 365 | 6.7042 | 0.42887 | 7 | 0.13304
43939 | 6.36 | 1 | 365 | 7.2762 | 0.57468 | 7 | 0.85087
44659 | 6.885 | 1 | 365 | 7.8768 | 0.77778 | 8 | 0.6546
42538 | 4.675 | 1 | 365 | 5.3485 | 0.7133 | 6 | 0.061767
43199 | 5.565 | 1 | 365 | 6.3667 | 0.75284 | 7 | 0.11951
42782 | 8.25 | 1 | 365 | 9.4385 | 0.90583 | 10 | 0.34429
44774 | 12.75 | 1 | 365 | 14.5867 | 0.2181 | 14 | 0.80482
44620 | 5.865 | 1 | 365 | 6.7099 | 0.44033 | 7 | 0.15022
43891 | 11 | 1 | 365 | 12.5846 | 0.20778 | 12 | 0.79239
44410 | 8.32 | 1 | 365 | 9.5185 | 0.066245 | 9 | 0.58479
44760 | 7.425 | 1 | 365 | 8.4946 | 0.015249 | 8 | 0.50986
44383 | 9.36 | 1 | 365 | 10.7084 | 0.44953 | 11 | 0.15789
44853 | 7.42 | 1 | 365 | 8.4889 | 0.0037907 | 8 | 0.49269
42680 | 7.975 | 1 | 365 | 9.1238 | 0.27564 | 9 | 0.39948
44884 | 14 | 1 | 365 | 16.0168 | 0.082624 | 16 | 0.099408
42290 | 3.85 | 1 | 365 | 4.4046 | 0.82272 | 5 | 0.22734
42738 | 10.725 | 1 | 365 | 12.27 | 0.57758 | 12 | 0.84758
44968 | 4.59 | 1 | 365 | 5.2512 | 0.51852 | 5 | 0.76973
47968 | 8.25 | 1 | 365 | 9.4385 | 0.90583 | 10 | 0.34429
44869 | 6 | 1 | 365 | 6.8643 | 0.7497 | 7 | 0.61403
42732 | 11.55 | 1 | 365 | 13.2138 | 0.46816 | 13 | 0.68201
44611 | 11.75 | 1 | 365 | 13.4427 | 0.92649 | 14 | 0.36915
44823 | 10.71 | 1 | 365 | 12.2528 | 0.54321 | 12 | 0.79605
48077 | 9.1 | 1 | 365 | 10.4109 | 0.85371 | 11 | 0.26462
42639 | 6.36 | 1 | 365 | 7.2762 | 0.57468 | 7 | 0.85087
46522 | 12 | 1 | 365 | 13.7287 | 0.49939 | 14 | 0.22806
42646 | 8.58 | 1 | 365 | 9.816 | 0.66207 | 10 | 0.47807
44334 | 6.16 | 1 | 365 | 7.0474 | 0.11635 | 7 | 0.16374
43996 | 9.62 | 1 | 365 | 11.0058 | 0.045346 | 11 | 0.051165
42953 | 10.07 | 1 | 365 | 11.5206 | 0.076573 | 11 | 0.59722
49080 | 3.12 | 1 | 365 | 3.5695 | 0.14984 | 3 | 0.7193
42650 | 4.77 | 1 | 365 | 5.4571 | 0.93101 | 6 | 0.38816
51699 | 8.58 | 1 | 365 | 9.816 | 0.66207 | 10 | 0.47807
51686 | 11.18 | 1 | 365 | 12.7905 | 0.62027 | 13 | 0.41081
51690 | 8.06 | 1 | 365 | 9.2211 | 0.47042 | 9 | 0.69152
51703 | 5.72 | 1 | 365 | 6.544 | 0.10804 | 6 | 0.65204
51706 | 10.4 | 1 | 365 | 11.8982 | 0.83281 | 12 | 0.73099
51702 | 4.42 | 1 | 365 | 5.0567 | 0.12894 | 5 | 0.18567
32602 | 9.36 | 1 | 365 | 10.7084 | 0.44953 | 11 | 0.15789
51685 | 6.24 | 1 | 365 | 7.1389 | 0.29968 | 7 | 0.43859
50840 | 6.9 | 1 | 365 | 7.894 | 0.81215 | 8 | 0.70614
42660 | 3.18 | 1 | 365 | 3.6381 | 0.28734 | 3 | 0.92544
44296 | 7.8 | 1 | 365 | 8.9236 | 0.8746 | 9 | 0.79824
42667 | 8.745 | 1 | 365 | 10.0048 | 0.040182 | 10 | 0.044952
44976 | 5.5 | 1 | 365 | 6.2923 | 0.60389 | 6 | 0.8962
43190 | 5.775 | 1 | 365 | 6.6069 | 0.23408 | 6 | 0.84101
42726 | 6.325 | 1 | 365 | 7.2362 | 0.49447 | 7 | 0.73063
44276 | 7.28 | 1 | 365 | 8.3287 | 0.68296 | 9 | 0.011692
44834 | 9.35 | 1 | 365 | 10.6969 | 0.42661 | 11 | 0.12353
42287 | 14.3 | 1 | 365 | 16.36 | 0.77011 | 17 | 0.13011
51698 | 8.06 | 1 | 365 | 9.2211 | 0.47042 | 9 | 0.69152
51672 | 4.16 | 1 | 365 | 4.7593 | 0.53312 | 5 | 0.2924
51701 | 6.24 | 1 | 365 | 7.1389 | 0.29968 | 7 | 0.43859
36182 | 7.848 | 1 | 365 | 8.9786 | 0.9846 | 9 | 0.96315
49402 | 8 | 1 | 365 | 9.1524 | 0.33293 | 9 | 0.48538
51684 | 3.64 | 1 | 365 | 4.1644 | 0.34148 | 4 | 0.50585
29207 | 10.92 | 1 | 365 | 12.4931 | 0.024447 | 12 | 0.51754
51681 | 6.24 | 1 | 365 | 7.1389 | 0.29968 | 7 | 0.43859
51708 | 6.24 | 1 | 365 | 7.1389 | 0.29968 | 7 | 0.43859
50809 | 8.84 | 1 | 365 | 10.1135 | 0.25789 | 10 | 0.37134
41845 | 7.32 | 1 | 365 | 8.3745 | 0.77463 | 9 | 0.14912
44530 | 11.78 | 1 | 365 | 13.477 | 0.99524 | 14 | 0.47222
44387 | 5.04 | 1 | 365 | 5.766 | 0.54974 | 6 | 0.31579
45716 | 6.2 | 1 | 365 | 7.0931 | 0.20802 | 7 | 0.30117
42719 | 11.275 | 1 | 365 | 12.8992 | 0.83797 | 13 | 0.7372
44396 | 10.66 | 1 | 365 | 12.1956 | 0.42863 | 12 | 0.62426
46001 | 6.75 | 1 | 365 | 7.7224 | 0.46841 | 8 | 0.19079
42445 | 3.575 | 1 | 365 | 4.09 | 0.19253 | 4 | 0.28253
44801 | 6.6 | 1 | 365 | 7.5508 | 0.12467 | 7 | 0.67544
36336 | 8.55 | 1 | 365 | 9.7817 | 0.59332 | 10 | 0.375
44827 | 2 | 1 | 365 | 2.2881 | 0.58323 | 2 | 0.87134
42750 | 3.85 | 1 | 365 | 4.4046 | 0.82272 | 5 | 0.22734
42283 | 11.825 | 1 | 365 | 13.5285 | 0.098359 | 13 | 0.62682
43225 | 8.215 | 1 | 365 | 9.3984 | 0.82563 | 10 | 0.22405
42493 | 2.915 | 1 | 365 | 3.3349 | 0.68006 | 4 | 0.014984
42693 | 8.525 | 1 | 365 | 9.7531 | 0.53603 | 10 | 0.2891
45038 | 3.315 | 1 | 365 | 3.7925 | 0.59671 | 4 | 0.38925
42733 | 14.3 | 1 | 365 | 16.36 | 0.77011 | 17 | 0.13011
45018 | 10.25 | 1 | 365 | 11.7266 | 0.48906 | 12 | 0.21564
44270 | 8.1 | 1 | 365 | 9.2669 | 0.56209 | 9 | 0.82894
42809 | 10.07 | 1 | 365 | 11.5206 | 0.076573 | 11 | 0.59722
44488 | 9.25 | 1 | 365 | 10.5825 | 0.19745 | 10 | 0.77997
49221 | 6.5 | 1 | 365 | 7.4364 | 0.8955 | 8 | 0.33187
49213 | 8.58 | 1 | 365 | 9.816 | 0.66207 | 10 | 0.47807
43236 | 7.155 | 1 | 365 | 8.1857 | 0.39651 | 8 | 0.58223
50857 | 4.16 | 1 | 365 | 4.7593 | 0.53312 | 5 | 0.2924
49105 | 5.46 | 1 | 365 | 6.2465 | 0.51222 | 6 | 0.75877
42631 | 10.6 | 1 | 365 | 12.127 | 0.29113 | 12 | 0.41812
50864 | 11.44 | 1 | 365 | 13.088 | 0.21609 | 13 | 0.30409
50828 | 7.28 | 1 | 365 | 8.3287 | 0.68296 | 9 | 0.011692
42544 | 11 | 1 | 365 | 12.5846 | 0.20778 | 12 | 0.79239
45064 | 5.865 | 1 | 365 | 6.7099 | 0.44033 | 7 | 0.15022
50881 | 11.7 | 1 | 365 | 13.3855 | 0.81191 | 14 | 0.19736
42725 | 9.35 | 1 | 365 | 10.6969 | 0.42661 | 11 | 0.12353
50900 | 7.8 | 1 | 365 | 8.9236 | 0.8746 | 9 | 0.79824
42713 | 7.95 | 1 | 365 | 9.0952 | 0.21835 | 9 | 0.31359
42653 | 7.95 | 1 | 365 | 9.0952 | 0.21835 | 9 | 0.31359
41668 | 2.6 | 1 | 365 | 2.9745 | 0.9582 | 3 | 0.93275
42635 | 8.215 | 1 | 365 | 9.3984 | 0.82563 | 10 | 0.22405
48634 | 5.98 | 1 | 365 | 6.8415 | 0.70386 | 7 | 0.54532
44996 | 10.965 | 1 | 365 | 12.5446 | 0.12757 | 12 | 0.67214
42294 | 6.875 | 1 | 365 | 7.8654 | 0.75486 | 8 | 0.62025
42666 | 9.54 | 1 | 365 | 10.9143 | 0.86202 | 11 | 0.77631
43222 | 6.89 | 1 | 365 | 7.8825 | 0.78923 | 8 | 0.67178
42611 | 5.83 | 1 | 365 | 6.6698 | 0.36012 | 7 | 0.029968
45070 | 11 | 1 | 365 | 12.5846 | 0.20778 | 12 | 0.79239
50945 | 5.72 | 1 | 365 | 6.544 | 0.10804 | 6 | 0.65204
35809 | 5.4 | 1 | 365 | 6.1779 | 0.37473 | 6 | 0.55263
42617 | 4.4 | 1 | 365 | 5.0338 | 0.08311 | 5 | 0.11696
42623 | 10.6 | 1 | 365 | 12.127 | 0.29113 | 12 | 0.41812
35808 | 6.93 | 1 | 365 | 7.9283 | 0.8809 | 8 | 0.80921
43241 | 2.915 | 1 | 365 | 3.3349 | 0.68006 | 4 | 0.014984
31912 | 10.14 | 1 | 365 | 11.6007 | 0.23699 | 11 | 0.83771
43242 | 3.18 | 1 | 365 | 3.6381 | 0.28734 | 3 | 0.92544
42626 | 10.6 | 1 | 365 | 12.127 | 0.29113 | 12 | 0.41812
41310 | 11.725 | 1 | 365 | 13.4141 | 0.8692 | 14 | 0.28325
44616 | 6 | 1 | 365 | 6.8643 | 0.7497 | 7 | 0.61403
45031 | 4.335 | 1 | 365 | 4.9595 | 0.93416 | 5 | 0.89364
35734 | 7.88 | 1 | 365 | 9.0152 | 0.057934 | 9 | 0.073095
48715 | 9.36 | 1 | 365 | 10.7084 | 0.44953 | 11 | 0.15789
48454 | 5.2 | 1 | 365 | 5.9491 | 0.9164 | 6 | 0.86549
32071 | 3.9 | 1 | 365 | 4.4618 | 0.9373 | 5 | 0.39912
49009 | 7.28 | 1 | 365 | 8.3287 | 0.68296 | 9 | 0.011692
46630 | 6.375 | 1 | 365 | 7.2934 | 0.60905 | 7 | 0.90241
51354 | 8.58 | 1 | 365 | 9.816 | 0.66207 | 10 | 0.47807
51361 | 3.64 | 1 | 365 | 4.1644 | 0.34148 | 4 | 0.50585
51370 | 5.72 | 1 | 365 | 6.544 | 0.10804 | 6 | 0.65204
51371 | 2.86 | 1 | 365 | 3.272 | 0.55402 | 3 | 0.82602
51425 | 6.24 | 1 | 365 | 7.1389 | 0.29968 | 7 | 0.43859
49002 | 5.46 | 1 | 365 | 6.2465 | 0.51222 | 6 | 0.75877
30988 | 10.92 | 1 | 365 | 12.4931 | 0.024447 | 12 | 0.51754
48457 | 7.54 | 1 | 365 | 8.6262 | 0.27878 | 8 | 0.90497
49084 | 5.2 | 1 | 365 | 5.9491 | 0.9164 | 6 | 0.86549
49004 | 3.64 | 1 | 365 | 4.1644 | 0.34148 | 4 | 0.50585
49005 | 9.88 | 1 | 365 | 11.3033 | 0.64117 | 11 | 0.94444
48917 | 5.72 | 1 | 365 | 6.544 | 0.10804 | 6 | 0.65204
52478 | 11.685 | 1 | 365 | 13.3683 | 0.77753 | 14 | 0.14583
35674 | 9.12 | 1 | 365 | 10.4338 | 0.89954 | 11 | 0.33333
51356 | 3.12 | 1 | 365 | 3.5695 | 0.14984 | 3 | 0.7193
52598 | 11.025 | 1 | 365 | 12.6132 | 0.26507 | 12 | 0.87828
53225 | 7.29 | 1 | 365 | 8.3402 | 0.70588 | 9 | 0.046049
52597 | 12.48 | 1 | 365 | 14.2778 | 0.59937 | 14 | 0.87719
52796 | 7.68 | 1 | 365 | 8.7864 | 0.59961 | 9 | 0.38596
48653 | 10.4 | 1 | 365 | 11.8982 | 0.83281 | 12 | 0.73099
44434 | 5 | 1 | 365 | 5.7203 | 0.45808 | 6 | 0.17836
45314 | 11.96 | 1 | 365 | 13.6829 | 0.40773 | 14 | 0.090637
51610 | 6.5 | 1 | 365 | 7.4364 | 0.8955 | 8 | 0.33187
51614 | 7.28 | 1 | 365 | 8.3287 | 0.68296 | 9 | 0.011692
51616 | 4.94 | 1 | 365 | 5.6516 | 0.32058 | 5 | 0.97222
51617 | 4.94 | 1 | 365 | 5.6516 | 0.32058 | 5 | 0.97222
45330 | 2.08 | 1 | 365 | 2.3796 | 0.76656 | 3 | 0.1462
34294 | 3.38 | 1 | 365 | 3.8669 | 0.74566 | 4 | 0.61257
44220 | 7.8 | 1 | 365 | 8.9236 | 0.8746 | 9 | 0.79824
52797 | 10.4 | 1 | 365 | 11.8982 | 0.83281 | 12 | 0.73099
52885 | 7.875 | 1 | 365 | 9.0094 | 0.046476 | 9 | 0.055917
51664 | 7.54 | 1 | 365 | 8.6262 | 0.27878 | 8 | 0.90497
51662 | 7.02 | 1 | 365 | 8.0313 | 0.087144 | 8 | 0.11842
48780 | 7.28 | 1 | 365 | 8.3287 | 0.68296 | 9 | 0.011692
49230 | 13 | 1 | 365 | 14.8727 | 0.79101 | 15 | 0.66374
51605 | 4.42 | 1 | 365 | 5.0567 | 0.12894 | 5 | 0.18567
51603 | 5.2 | 1 | 365 | 5.9491 | 0.9164 | 6 | 0.86549
51787 | 6.24 | 1 | 365 | 7.1389 | 0.29968 | 7 | 0.43859
51784 | 3.64 | 1 | 365 | 4.1644 | 0.34148 | 4 | 0.50585
51781 | 12.48 | 1 | 365 | 14.2778 | 0.59937 | 14 | 0.87719
51778 | 5.2 | 1 | 365 | 5.9491 | 0.9164 | 6 | 0.86549
51789 | 5.46 | 1 | 365 | 6.2465 | 0.51222 | 6 | 0.75877
22918 | 9.1 | 1 | 365 | 10.4109 | 0.85371 | 11 | 0.26462
32319 | 10.4 | 1 | 365 | 11.8982 | 0.83281 | 12 | 0.73099
33873 | 7.02 | 1 | 365 | 8.0313 | 0.087144 | 8 | 0.11842
38991 | 3.38 | 1 | 365 | 3.8669 | 0.74566 | 4 | 0.61257
48751 | 4.42 | 1 | 365 | 5.0567 | 0.12894 | 5 | 0.18567
51358 | 8.06 | 1 | 365 | 9.2211 | 0.47042 | 9 | 0.69152
51359 | 5.46 | 1 | 365 | 6.2465 | 0.51222 | 6 | 0.75877
51770 | 5.72 | 1 | 365 | 6.544 | 0.10804 | 6 | 0.65204
51768 | 9.1 | 1 | 365 | 10.4109 | 0.85371 | 11 | 0.26462
51720 | 3.12 | 1 | 365 | 3.5695 | 0.14984 | 3 | 0.7193
49110 | 5.46 | 1 | 365 | 6.2465 | 0.51222 | 6 | 0.75877
51801 | 4.77 | 1 | 365 | 5.4571 | 0.93101 | 6 | 0.38816
51765 | 9.36 | 1 | 365 | 10.7084 | 0.44953 | 11 | 0.15789
51844 | 2.34 | 1 | 365 | 2.6771 | 0.36238 | 3 | 0.039472
51840 | 7.02 | 1 | 365 | 8.0313 | 0.087144 | 8 | 0.11842
52894 | 6.6 | 1 | 365 | 7.5508 | 0.12467 | 7 | 0.67544
52901 | 9.6 | 1 | 365 | 10.9829 | 0.99951 | 11 | 0.98245
51810 | 10.66 | 1 | 365 | 12.1956 | 0.42863 | 12 | 0.62426
43113 | 8.575 | 1 | 365 | 9.8103 | 0.65061 | 10 | 0.46089
29902 | 6.5 | 1 | 365 | 7.4364 | 0.8955 | 8 | 0.33187
51831 | 4.16 | 1 | 365 | 4.7593 | 0.53312 | 5 | 0.2924
52953 | 5.46 | 1 | 365 | 6.2465 | 0.51222 | 6 | 0.75877
51232 | 7.02 | 1 | 365 | 8.0313 | 0.087144 | 8 | 0.11842
39272 | 8.32 | 1 | 365 | 9.5185 | 0.066245 | 9 | 0.58479
41156 | 5.98 | 1 | 365 | 6.8415 | 0.70386 | 7 | 0.54532
51229 | 6.76 | 1 | 365 | 7.7338 | 0.49132 | 8 | 0.22514
37695 | 3.12 | 1 | 365 | 3.5695 | 0.14984 | 3 | 0.7193
51821 | 4.68 | 1 | 365 | 5.3542 | 0.72476 | 6 | 0.078945
51820 | 2.6 | 1 | 365 | 2.9745 | 0.9582 | 3 | 0.93275
48642 | 9.36 | 1 | 365 | 10.7084 | 0.44953 | 11 | 0.15789
51819 | 4.94 | 1 | 365 | 5.6516 | 0.32058 | 5 | 0.97222
51818 | 4.16 | 1 | 365 | 4.7593 | 0.53312 | 5 | 0.2924
49226 | 2.34 | 1 | 365 | 2.6771 | 0.36238 | 3 | 0.039472
51809 | 5.98 | 1 | 365 | 6.8415 | 0.70386 | 7 | 0.54532
51806 | 7.28 | 1 | 365 | 8.3287 | 0.68296 | 9 | 0.011692
48633 | 9.1 | 1 | 365 | 10.4109 | 0.85371 | 11 | 0.26462
34352 | 11.7 | 1 | 365 | 13.3855 | 0.81191 | 14 | 0.19736
48656 | 3.64 | 1 | 365 | 4.1644 | 0.34148 | 4 | 0.50585
48436 | 6.5 | 1 | 365 | 7.4364 | 0.8955 | 8 | 0.33187
43275 | 7.28 | 1 | 365 | 8.3287 | 0.68296 | 9 | 0.011692
51791 | 3.12 | 1 | 365 | 3.5695 | 0.14984 | 3 | 0.7193
51797 | 4.68 | 1 | 365 | 5.3542 | 0.72476 | 6 | 0.078945
37862 | 3.64 | 1 | 365 | 4.1644 | 0.34148 | 4 | 0.50585
34274 | 8.32 | 1 | 365 | 9.5185 | 0.066245 | 9 | 0.58479
33680 | 4.42 | 1 | 365 | 5.0567 | 0.12894 | 5 | 0.18567
47368 | 7.54 | 1 | 365 | 8.6262 | 0.27878 | 8 | 0.90497
53106 | 12.4 | 1 | 365 | 14.1863 | 0.41604 | 14 | 0.60233
53108 | 13.76 | 1 | 365 | 15.7422 | 0.53264 | 16 | 0.27485
45453 | 2.34 | 1 | 365 | 2.6771 | 0.36238 | 3 | 0.039472
51794 | 2.34 | 1 | 365 | 2.6771 | 0.36238 | 3 | 0.039472
51796 | 11.96 | 1 | 365 | 13.6829 | 0.40773 | 14 | 0.090637
51785 | 4.16 | 1 | 365 | 4.7593 | 0.53312 | 5 | 0.2924
51749 | 6.5 | 1 | 365 | 7.4364 | 0.8955 | 8 | 0.33187
51906 | 4.59 | 1 | 365 | 5.2512 | 0.51852 | 5 | 0.76973
24250 | 6.76 | 1 | 365 | 7.7338 | 0.49132 | 8 | 0.22514
51756 | 7.54 | 1 | 365 | 8.6262 | 0.27878 | 8 | 0.90497
51600 | 8.58 | 1 | 365 | 9.816 | 0.66207 | 10 | 0.47807
51852 | 7.02 | 1 | 365 | 8.0313 | 0.087144 | 8 | 0.11842
24264 | 5.2 | 1 | 365 | 5.9491 | 0.9164 | 6 | 0.86549
37967 | 15.6 | 1 | 365 | 17.8473 | 0.74921 | 18 | 0.59648
53109 | 8.96 | 1 | 365 | 10.2507 | 0.53288 | 10 | 0.78362
33644 | 7.02 | 1 | 365 | 8.0313 | 0.087144 | 8 | 0.11842
27727 | 9 | 1 | 365 | 10.2965 | 0.62454 | 10 | 0.92105
51535 | 5.2 | 1 | 365 | 5.9491 | 0.9164 | 6 | 0.86549
51563 | 8.06 | 1 | 365 | 9.2211 | 0.47042 | 9 | 0.69152
22138 | 5.98 | 1 | 365 | 6.8415 | 0.70386 | 7 | 0.54532
30531 | 4.68 | 1 | 365 | 5.3542 | 0.72476 | 6 | 0.078945
31962 | 11.18 | 1 | 365 | 12.7905 | 0.62027 | 13 | 0.41081
51406 | 8.06 | 1 | 365 | 9.2211 | 0.47042 | 9 | 0.69152
51621 | 5.98 | 1 | 365 | 6.8415 | 0.70386 | 7 | 0.54532
16626 | 6.885 | 1 | 365 | 7.8768 | 0.77778 | 8 | 0.6546
50906 | 7.02 | 1 | 365 | 8.0313 | 0.087144 | 8 | 0.11842
35614 | 7.54 | 1 | 365 | 8.6262 | 0.27878 | 8 | 0.90497
51872 | 12.22 | 1 | 365 | 13.9804 | 0.0035475 | 13 | 0.98391
33097 | 6.5 | 1 | 365 | 7.4364 | 0.8955 | 8 | 0.33187
51836 | 9.36 | 1 | 365 | 10.7084 | 0.44953 | 11 | 0.15789
51835 | 4.42 | 1 | 365 | 5.0567 | 0.12894 | 5 | 0.18567
51849 | 3.9 | 1 | 365 | 4.4618 | 0.9373 | 5 | 0.39912
51846 | 8.58 | 1 | 365 | 9.816 | 0.66207 | 10 | 0.47807
51936 | 7.28 | 1 | 365 | 8.3287 | 0.68296 | 9 | 0.011692
51935 | 9.88 | 1 | 365 | 11.3033 | 0.64117 | 11 | 0.94444
29921 | 2.805 | 1 | 365 | 3.2091 | 0.42798 | 3 | 0.63706
53218 | 5.58 | 1 | 365 | 6.3838 | 0.78722 | 7 | 0.17105
51571 | 11.18 | 1 | 365 | 12.7905 | 0.62027 | 13 | 0.41081
51577 | 6.24 | 1 | 365 | 7.1389 | 0.29968 | 7 | 0.43859
51567 | 8.32 | 1 | 365 | 9.5185 | 0.066245 | 9 | 0.58479
51560 | 6.5 | 1 | 365 | 7.4364 | 0.8955 | 8 | 0.33187
51566 | 5.46 | 1 | 365 | 6.2465 | 0.51222 | 6 | 0.75877
53220 | 11.025 | 1 | 365 | 12.6132 | 0.26507 | 12 | 0.87828
51564 | 8.32 | 1 | 365 | 9.5185 | 0.066245 | 9 | 0.58479
50876 | 9.62 | 1 | 365 | 11.0058 | 0.045346 | 11 | 0.051165
49211 | 6.76 | 1 | 365 | 7.7338 | 0.49132 | 8 | 0.22514
53221 | 6.84 | 1 | 365 | 7.8253 | 0.67465 | 8 | 0.5
48666 | 9.36 | 1 | 365 | 10.7084 | 0.44953 | 11 | 0.15789
51934 | 8.84 | 1 | 365 | 10.1135 | 0.25789 | 10 | 0.37134
51125 | 8.64 | 1 | 365 | 9.8846 | 0.79956 | 10 | 0.68421
51933 | 5.2 | 1 | 365 | 5.9491 | 0.9164 | 6 | 0.86549
50851 | 8.06 | 1 | 365 | 9.2211 | 0.47042 | 9 | 0.69152
50813 | 5.72 | 1 | 365 | 6.544 | 0.10804 | 6 | 0.65204
51930 | 6.76 | 1 | 365 | 7.7338 | 0.49132 | 8 | 0.22514
51718 | 7.54 | 1 | 365 | 8.6262 | 0.27878 | 8 | 0.90497
51668 | 4.16 | 1 | 365 | 4.7593 | 0.53312 | 5 | 0.2924
46261 | 13.8 | 1 | 365 | 15.788 | 0.6243 | 16 | 0.41227
44503 | 4.48 | 1 | 365 | 5.1254 | 0.26644 | 5 | 0.39181
51585 | 7.02 | 1 | 365 | 8.0313 | 0.087144 | 8 | 0.11842
51918 | 5.98 | 1 | 365 | 6.8415 | 0.70386 | 7 | 0.54532
48904 | 7.54 | 1 | 365 | 8.6262 | 0.27878 | 8 | 0.90497
44226 | 9.88 | 1 | 365 | 11.3033 | 0.64117 | 11 | 0.94444
50950 | 6.24 | 1 | 365 | 7.1389 | 0.29968 | 7 | 0.43859
44285 | 8.06 | 1 | 365 | 9.2211 | 0.47042 | 9 | 0.69152
51587 | 2.86 | 1 | 365 | 3.272 | 0.55402 | 3 | 0.82602
51579 | 8.84 | 1 | 365 | 10.1135 | 0.25789 | 10 | 0.37134
51924 | 5.98 | 1 | 365 | 6.8415 | 0.70386 | 7 | 0.54532
48646 | 6.24 | 1 | 365 | 7.1389 | 0.29968 | 7 | 0.43859
48764 | 5.2 | 1 | 365 | 5.9491 | 0.9164 | 6 | 0.86549
49098 | 4.68 | 1 | 365 | 5.3542 | 0.72476 | 6 | 0.078945
48679 | 5.98 | 1 | 365 | 6.8415 | 0.70386 | 7 | 0.54532
45276 | 9.315 | 1 | 365 | 10.6569 | 0.3464 | 11 | 0.0032847
48809 | 10.14 | 1 | 365 | 11.6007 | 0.23699 | 11 | 0.83771
49218 | 10.66 | 1 | 365 | 12.1956 | 0.42863 | 12 | 0.62426
48744 | 2.08 | 1 | 365 | 2.3796 | 0.76656 | 3 | 0.1462
48689 | 10.66 | 1 | 365 | 12.1956 | 0.42863 | 12 | 0.62426
50885 | 13.26 | 1 | 365 | 15.1702 | 0.38683 | 15 | 0.55701
51753 | 10.66 | 1 | 365 | 12.1956 | 0.42863 | 12 | 0.62426
48938 | 8.06 | 1 | 365 | 9.2211 | 0.47042 | 9 | 0.69152
51748 | 6.24 | 1 | 365 | 7.1389 | 0.29968 | 7 | 0.43859
51746 | 9.36 | 1 | 365 | 10.7084 | 0.44953 | 11 | 0.15789
51747 | 6.5 | 1 | 365 | 7.4364 | 0.8955 | 8 | 0.33187
51745 | 4.16 | 1 | 365 | 4.7593 | 0.53312 | 5 | 0.2924
51736 | 9.62 | 1 | 365 | 11.0058 | 0.045346 | 11 | 0.051165
51735 | 7.02 | 1 | 365 | 8.0313 | 0.087144 | 8 | 0.11842
51717 | 5.46 | 1 | 365 | 6.2465 | 0.51222 | 6 | 0.75877
51730 | 7.02 | 1 | 365 | 8.0313 | 0.087144 | 8 | 0.11842
50812 | 9.62 | 1 | 365 | 11.0058 | 0.045346 | 11 | 0.051165
51729 | 3.64 | 1 | 365 | 4.1644 | 0.34148 | 4 | 0.50585
51719 | 3.64 | 1 | 365 | 4.1644 | 0.34148 | 4 | 0.50585
51724 | 2.34 | 1 | 365 | 2.6771 | 0.36238 | 3 | 0.039472
51673 | 9.36 | 1 | 365 | 10.7084 | 0.44953 | 11 | 0.15789
37463 | 6.72 | 1 | 365 | 7.6881 | 0.39966 | 8 | 0.087716
33290 | 5.46 | 1 | 365 | 6.2465 | 0.51222 | 6 | 0.75877
51910 | 9.88 | 1 | 365 | 11.3033 | 0.64117 | 11 | 0.94444
49923 | 9.9 | 1 | 365 | 11.3262 | 0.687 | 12 | 0.013153
36999 | 9.1 | 1 | 365 | 10.4109 | 0.85371 | 11 | 0.26462
51939 | 3.9 | 1 | 365 | 4.4618 | 0.9373 | 5 | 0.39912
51917 | 5.72 | 1 | 365 | 6.544 | 0.10804 | 6 | 0.65204
51920 | 7.02 | 1 | 365 | 8.0313 | 0.087144 | 8 | 0.11842
52065 | 3.64 | 1 | 365 | 4.1644 | 0.34148 | 4 | 0.50585
36669 | 8.32 | 1 | 365 | 9.5185 | 0.066245 | 9 | 0.58479
52056 | 3.38 | 1 | 365 | 3.8669 | 0.74566 | 4 | 0.61257
34414 | 5.2 | 1 | 365 | 5.9491 | 0.9164 | 6 | 0.86549
33486 | 7.54 | 1 | 365 | 8.6262 | 0.27878 | 8 | 0.90497
32231 | 10.92 | 1 | 365 | 12.4931 | 0.024447 | 12 | 0.51754
49948 | 10.2 | 1 | 365 | 11.6694 | 0.37448 | 12 | 0.043854
31766 | 7.28 | 1 | 365 | 8.3287 | 0.68296 | 9 | 0.011692
21537 | 4.94 | 1 | 365 | 5.6516 | 0.32058 | 5 | 0.97222
51967 | 9.62 | 1 | 365 | 11.0058 | 0.045346 | 11 | 0.051165
52019 | 4.94 | 1 | 365 | 5.6516 | 0.32058 | 5 | 0.97222
52017 | 8.84 | 1 | 365 | 10.1135 | 0.25789 | 10 | 0.37134
43827 | 9.45 | 1 | 365 | 10.8113 | 0.65577 | 11 | 0.4671
51980 | 13.26 | 1 | 365 | 15.1702 | 0.38683 | 15 | 0.55701
43917 | 10.14 | 1 | 365 | 11.6007 | 0.23699 | 11 | 0.83771
51973 | 6.5 | 1 | 365 | 7.4364 | 0.8955 | 8 | 0.33187
51962 | 6.5 | 1 | 365 | 7.4364 | 0.8955 | 8 | 0.33187
36261 | 7.56 | 1 | 365 | 8.6491 | 0.32462 | 8 | 0.97368
49016 | 4.16 | 1 | 365 | 4.7593 | 0.53312 | 5 | 0.2924
44693 | 6.21 | 1 | 365 | 7.1046 | 0.23094 | 7 | 0.33552
48918 | 12.22 | 1 | 365 | 13.9804 | 0.0035475 | 13 | 0.98391
50069 | 13.725 | 1 | 365 | 15.7022 | 0.45243 | 16 | 0.1546
52110 | 10.92 | 1 | 365 | 12.4931 | 0.024447 | 12 | 0.51754
52050 | 4.68 | 1 | 365 | 5.3542 | 0.72476 | 6 | 0.078945
48674 | 4.94 | 1 | 365 | 5.6516 | 0.32058 | 5 | 0.97222
48967 | 5.72 | 1 | 365 | 6.544 | 0.10804 | 6 | 0.65204
31969 | 4.68 | 1 | 365 | 5.3542 | 0.72476 | 6 | 0.078945
52149 | 9.88 | 1 | 365 | 11.3033 | 0.64117 | 11 | 0.94444
52148 | 7.8 | 1 | 365 | 8.9236 | 0.8746 | 9 | 0.79824
52147 | 4.16 | 1 | 365 | 4.7593 | 0.53312 | 5 | 0.2924
52146 | 2.34 | 1 | 365 | 2.6771 | 0.36238 | 3 | 0.039472
52135 | 9.945 | 1 | 365 | 11.3776 | 0.79012 | 12 | 0.16776
32032 | 3.9 | 1 | 365 | 4.4618 | 0.9373 | 5 | 0.39912
52132 | 5.72 | 1 | 365 | 6.544 | 0.10804 | 6 | 0.65204
27349 | 7.8 | 1 | 365 | 8.9236 | 0.8746 | 9 | 0.79824
52240 | 7.8 | 1 | 365 | 8.9236 | 0.8746 | 9 | 0.79824
32222 | 6.76 | 1 | 365 | 7.7338 | 0.49132 | 8 | 0.22514
52256 | 7.54 | 1 | 365 | 8.6262 | 0.27878 | 8 | 0.90497
52255 | 8.06 | 1 | 365 | 9.2211 | 0.47042 | 9 | 0.69152
52468 | 6.24 | 1 | 365 | 7.1389 | 0.29968 | 7 | 0.43859
52257 | 5.46 | 1 | 365 | 6.2465 | 0.51222 | 6 | 0.75877
52260 | 3.64 | 1 | 365 | 4.1644 | 0.34148 | 4 | 0.50585
52251 | 12.22 | 1 | 365 | 13.9804 | 0.0035475 | 13 | 0.98391
52246 | 8.32 | 1 | 365 | 9.5185 | 0.066245 | 9 | 0.58479
52243 | 5.46 | 1 | 365 | 6.2465 | 0.51222 | 6 | 0.75877
52254 | 5.98 | 1 | 365 | 6.8415 | 0.70386 | 7 | 0.54532
52253 | 9.88 | 1 | 365 | 11.3033 | 0.64117 | 11 | 0.94444
52249 | 8.06 | 1 | 365 | 9.2211 | 0.47042 | 9 | 0.69152
52245 | 7.8 | 1 | 365 | 8.9236 | 0.8746 | 9 | 0.79824
52236 | 8.84 | 1 | 365 | 10.1135 | 0.25789 | 10 | 0.37134
52232 | 9.1 | 1 | 365 | 10.4109 | 0.85371 | 11 | 0.26462
52230 | 9.62 | 1 | 365 | 11.0058 | 0.045346 | 11 | 0.051165
52226 | 16.9 | 1 | 365 | 19.3345 | 0.72831 | 20 | 0.062857
52208 | 4.94 | 1 | 365 | 5.6516 | 0.32058 | 5 | 0.97222
52186 | 5.2 | 1 | 365 | 5.9491 | 0.9164 | 6 | 0.86549
52202 | 3.38 | 1 | 365 | 3.8669 | 0.74566 | 4 | 0.61257
52302 | 4.68 | 1 | 365 | 5.3542 | 0.72476 | 6 | 0.078945
52301 | 8.58 | 1 | 365 | 9.816 | 0.66207 | 10 | 0.47807
52314 | 6.5 | 1 | 365 | 7.4364 | 0.8955 | 8 | 0.33187
52287 | 12.48 | 1 | 365 | 14.2778 | 0.59937 | 14 | 0.87719
52290 | 8.06 | 1 | 365 | 9.2211 | 0.47042 | 9 | 0.69152
52600 | 6 | 1 | 365 | 6.8643 | 0.7497 | 7 | 0.61403
52286 | 4.42 | 1 | 365 | 5.0567 | 0.12894 | 5 | 0.18567
52285 | 4.94 | 1 | 365 | 5.6516 | 0.32058 | 5 | 0.97222
52284 | 3.9 | 1 | 365 | 4.4618 | 0.9373 | 5 | 0.39912
52281 | 3.38 | 1 | 365 | 3.8669 | 0.74566 | 4 | 0.61257
52279 | 4.16 | 1 | 365 | 4.7593 | 0.53312 | 5 | 0.2924
51985 | 9.9 | 1 | 365 | 11.3262 | 0.687 | 12 | 0.013153
52278 | 4.94 | 1 | 365 | 5.6516 | 0.32058 | 5 | 0.97222
32248 | 77.805 | 0.9 | 365 | 80.1119 | 0.46926 | 80 | 0.58121
34773 | 175.76 | 0.9 | 365 | 180.9714 | 0.49699 | 181 | 0.46834
34766 | 252.34 | 0.9 | 365 | 259.822 | 0.43974 | 260 | 0.26173
34583 | 113.84 | 0.9 | 365 | 117.2154 | 0.78981 | 118 | 0.0052104
34814 | 84.18 | 0.9 | 365 | 86.676 | 0.61741 | 87 | 0.29338
34726 | 340.38 | 0.9 | 365 | 350.4724 | 0.018229 | 350 | 0.49063
34761 | 170.73 | 0.9 | 365 | 175.7922 | 0.12284 | 175 | 0.91505
28927 | 4.68 | 1 | 365 | 5.3542 | 0.72476 | 6 | 0.078945
52268 | 5.2 | 1 | 365 | 5.9491 | 0.9164 | 6 | 0.86549
52231 | 3.38 | 1 | 365 | 3.8669 | 0.74566 | 4 | 0.61257
52271 | 3.64 | 1 | 365 | 4.1644 | 0.34148 | 4 | 0.50585
51795 | 5.72 | 1 | 365 | 6.544 | 0.10804 | 6 | 0.65204
52098 | 2.08 | 1 | 365 | 2.3796 | 0.76656 | 3 | 0.1462
52310 | 7.54 | 1 | 365 | 8.6262 | 0.27878 | 8 | 0.90497
52101 | 5.46 | 1 | 365 | 6.2465 | 0.51222 | 6 | 0.75877
52244 | 6.5 | 1 | 365 | 7.4364 | 0.8955 | 8 | 0.33187
38507 | 3.38 | 1 | 365 | 3.8669 | 0.74566 | 4 | 0.61257
52227 | 7.8 | 1 | 365 | 8.9236 | 0.8746 | 9 | 0.79824
52095 | 3.64 | 1 | 365 | 4.1644 | 0.34148 | 4 | 0.50585
52200 | 3.9 | 1 | 365 | 4.4618 | 0.9373 | 5 | 0.39912
52094 | 9.36 | 1 | 365 | 10.7084 | 0.44953 | 11 | 0.15789
42309 | 4.68 | 1 | 365 | 5.3542 | 0.72476 | 6 | 0.078945
52205 | 10.92 | 1 | 365 | 12.4931 | 0.024447 | 12 | 0.51754
21515 | 5.2 | 1 | 365 | 5.9491 | 0.9164 | 6 | 0.86549
52295 | 9.36 | 1 | 365 | 10.7084 | 0.44953 | 11 | 0.15789
52057 | 10.4 | 1 | 365 | 11.8982 | 0.83281 | 12 | 0.73099
52070 | 9.1 | 1 | 365 | 10.4109 | 0.85371 | 11 | 0.26462
52081 | 10.92 | 1 | 365 | 12.4931 | 0.024447 | 12 | 0.51754
51763 | 3.9 | 1 | 365 | 4.4618 | 0.9373 | 5 | 0.39912
52382 | 12.48 | 1 | 365 | 14.2778 | 0.59937 | 14 | 0.87719
34975 | 28.35 | 0.9 | 365 | 29.1906 | 0.47058 | 29 | 0.66117
52381 | 8.84 | 1 | 365 | 10.1135 | 0.25789 | 10 | 0.37134
52350 | 6.76 | 1 | 365 | 7.7338 | 0.49132 | 8 | 0.22514
52347 | 8.32 | 1 | 365 | 9.5185 | 0.066245 | 9 | 0.58479
52358 | 7.28 | 1 | 365 | 8.3287 | 0.68296 | 9 | 0.011692
52357 | 8.06 | 1 | 365 | 9.2211 | 0.47042 | 9 | 0.69152
37955 | 6.76 | 1 | 365 | 7.7338 | 0.49132 | 8 | 0.22514
21322 | 9.396 | 1 | 365 | 10.7496 | 0.53202 | 11 | 0.28157
15886 | 11.22 | 1 | 365 | 12.8363 | 0.71193 | 13 | 0.54824
52393 | 4.68 | 1 | 365 | 5.3542 | 0.72476 | 6 | 0.078945
52345 | 2.34 | 1 | 365 | 2.6771 | 0.36238 | 3 | 0.039472
49405 | 12.6 | 1 | 365 | 14.4151 | 0.87436 | 15 | 0.28947
52346 | 4.42 | 1 | 365 | 5.0567 | 0.12894 | 5 | 0.18567
52338 | 6.76 | 1 | 365 | 7.7338 | 0.49132 | 8 | 0.22514
52333 | 10.92 | 1 | 365 | 12.4931 | 0.024447 | 12 | 0.51754
52332 | 11.18 | 1 | 365 | 12.7905 | 0.62027 | 13 | 0.41081
52322 | 4.68 | 1 | 365 | 5.3542 | 0.72476 | 6 | 0.078945
52315 | 8.32 | 1 | 365 | 9.5185 | 0.066245 | 9 | 0.58479
52312 | 8.06 | 1 | 365 | 9.2211 | 0.47042 | 9 | 0.69152
51734 | 12.74 | 1 | 365 | 14.5753 | 0.19519 | 14 | 0.77046
43934 | 92.16 | 0.9 | 365 | 94.8926 | 0.075798 | 94 | 0.96838
52076 | 7.8 | 1 | 365 | 8.9236 | 0.8746 | 9 | 0.79824
37870 | 5.2 | 1 | 365 | 5.9491 | 0.9164 | 6 | 0.86549
52470 | 9.1 | 1 | 365 | 10.4109 | 0.85371 | 11 | 0.26462
52463 | 13.26 | 1 | 365 | 15.1702 | 0.38683 | 15 | 0.55701
52459 | 9.36 | 1 | 365 | 10.7084 | 0.44953 | 11 | 0.15789
52133 | 1.56 | 1 | 365 | 1.7847 | 0.57492 | 2 | 0.35965
52453 | 10.4 | 1 | 365 | 11.8982 | 0.83281 | 12 | 0.73099
52130 | 6.24 | 1 | 365 | 7.1389 | 0.29968 | 7 | 0.43859
37027 | 101.4 | 0.9 | 365 | 104.4066 | 0.13288 | 104 | 0.53943
52125 | 13.52 | 1 | 365 | 15.4676 | 0.98265 | 16 | 0.45029
52122 | 9.36 | 1 | 365 | 10.7084 | 0.44953 | 11 | 0.15789
52155 | 8.84 | 1 | 365 | 10.1135 | 0.25789 | 10 | 0.37134
52364 | 9.36 | 1 | 365 | 10.7084 | 0.44953 | 11 | 0.15789
44502 | 6.72 | 1 | 365 | 7.6881 | 0.39966 | 8 | 0.087716
50843 | 12.22 | 1 | 365 | 13.9804 | 0.0035475 | 13 | 0.98391
52424 | 4.42 | 1 | 365 | 5.0567 | 0.12894 | 5 | 0.18567
36497 | 10.66 | 1 | 365 | 12.1956 | 0.42863 | 12 | 0.62426
52433 | 9.88 | 1 | 365 | 11.3033 | 0.64117 | 11 | 0.94444
52174 | 8.06 | 1 | 365 | 9.2211 | 0.47042 | 9 | 0.69152
52170 | 4.94 | 1 | 365 | 5.6516 | 0.32058 | 5 | 0.97222
32387 | 8.32 | 1 | 365 | 9.5185 | 0.066245 | 9 | 0.58479
52168 | 10.4 | 1 | 365 | 11.8982 | 0.83281 | 12 | 0.73099
32111 | 16.64 | 1 | 365 | 19.0371 | 0.13249 | 19 | 0.16958
52117 | 13 | 1 | 365 | 14.8727 | 0.79101 | 15 | 0.66374
52118 | 12.74 | 1 | 365 | 14.5753 | 0.19519 | 14 | 0.77046
51937 | 11.7 | 1 | 365 | 13.3855 | 0.81191 | 14 | 0.19736
52178 | 10.4 | 1 | 365 | 11.8982 | 0.83281 | 12 | 0.73099
32663 | 8.06 | 1 | 365 | 9.2211 | 0.47042 | 9 | 0.69152
51926 | 6.24 | 1 | 365 | 7.1389 | 0.29968 | 7 | 0.43859
49140 | 8.06 | 1 | 365 | 9.2211 | 0.47042 | 9 | 0.69152
52392 | 4.16 | 1 | 365 | 4.7593 | 0.53312 | 5 | 0.2924
52390 | 8.58 | 1 | 365 | 9.816 | 0.66207 | 10 | 0.47807
52385 | 11.7 | 1 | 365 | 13.3855 | 0.81191 | 14 | 0.19736
30218 | 7.28 | 1 | 365 | 8.3287 | 0.68296 | 9 | 0.011692
52488 | 7.54 | 1 | 365 | 8.6262 | 0.27878 | 8 | 0.90497
52536 | 7.28 | 1 | 365 | 8.3287 | 0.68296 | 9 | 0.011692
52150 | 4.16 | 1 | 365 | 4.7593 | 0.53312 | 5 | 0.2924
52534 | 7.54 | 1 | 365 | 8.6262 | 0.27878 | 8 | 0.90497
45367 | 8.84 | 1 | 365 | 10.1135 | 0.25789 | 10 | 0.37134
52068 | 3.64 | 1 | 365 | 4.1644 | 0.34148 | 4 | 0.50585
52516 | 2.86 | 1 | 365 | 3.272 | 0.55402 | 3 | 0.82602
49681 | 8.97 | 1 | 365 | 10.2622 | 0.5558 | 10 | 0.81798
52499 | 4.16 | 1 | 365 | 4.7593 | 0.53312 | 5 | 0.2924
52138 | 8.32 | 1 | 365 | 9.5185 | 0.066245 | 9 | 0.58479
52139 | 3.825 | 1 | 365 | 4.376 | 0.76543 | 5 | 0.14145
52532 | 7.8 | 1 | 365 | 8.9236 | 0.8746 | 9 | 0.79824
52140 | 4.94 | 1 | 365 | 5.6516 | 0.32058 | 5 | 0.97222
52505 | 13 | 1 | 365 | 14.8727 | 0.79101 | 15 | 0.66374
52141 | 8.58 | 1 | 365 | 9.816 | 0.66207 | 10 | 0.47807
52502 | 7.02 | 1 | 365 | 8.0313 | 0.087144 | 8 | 0.11842
52121 | 5.2 | 1 | 365 | 5.9491 | 0.9164 | 6 | 0.86549
52489 | 5.2 | 1 | 365 | 5.9491 | 0.9164 | 6 | 0.86549
52116 | 5.2 | 1 | 365 | 5.9491 | 0.9164 | 6 | 0.86549
52482 | 5.46 | 1 | 365 | 6.2465 | 0.51222 | 6 | 0.75877
46255 | 7.29 | 1 | 365 | 8.3402 | 0.70588 | 9 | 0.046049
52479 | 7.8 | 1 | 365 | 8.9236 | 0.8746 | 9 | 0.79824
52111 | 6.76 | 1 | 365 | 7.7338 | 0.49132 | 8 | 0.22514
52475 | 7.54 | 1 | 365 | 8.6262 | 0.27878 | 8 | 0.90497
52165 | 7.28 | 1 | 365 | 8.3287 | 0.68296 | 9 | 0.011692
52438 | 3.64 | 1 | 365 | 4.1644 | 0.34148 | 4 | 0.50585
43973 | 4.42 | 1 | 365 | 5.0567 | 0.12894 | 5 | 0.18567
51822 | 5.98 | 1 | 365 | 6.8415 | 0.70386 | 7 | 0.54532
52154 | 6.5 | 1 | 365 | 7.4364 | 0.8955 | 8 | 0.33187
51812 | 5.98 | 1 | 365 | 6.8415 | 0.70386 | 7 | 0.54532
43989 | 9 | 1 | 365 | 10.2965 | 0.62454 | 10 | 0.92105
29881 | 7.8 | 1 | 365 | 8.9236 | 0.8746 | 9 | 0.79824
50737 | 2.75 | 1 | 365 | 3.1462 | 0.30194 | 3 | 0.4481
52461 | 13 | 1 | 365 | 14.8727 | 0.79101 | 15 | 0.66374
52460 | 3.64 | 1 | 365 | 4.1644 | 0.34148 | 4 | 0.50585
50746 | 6 | 1 | 365 | 6.8643 | 0.7497 | 7 | 0.61403
52464 | 9.62 | 1 | 365 | 11.0058 | 0.045346 | 11 | 0.051165
52439 | 3.38 | 1 | 365 | 3.8669 | 0.74566 | 4 | 0.61257
52466 | 4.16 | 1 | 365 | 4.7593 | 0.53312 | 5 | 0.2924
52467 | 5.72 | 1 | 365 | 6.544 | 0.10804 | 6 | 0.65204
49114 | 6.5 | 1 | 365 | 7.4364 | 0.8955 | 8 | 0.33187
31690 | 7.28 | 1 | 365 | 8.3287 | 0.68296 | 9 | 0.011692
52527 | 13 | 1 | 365 | 14.8727 | 0.79101 | 15 | 0.66374
50873 | 4.335 | 1 | 365 | 4.9595 | 0.93416 | 5 | 0.89364
52417 | 5.46 | 1 | 365 | 6.2465 | 0.51222 | 6 | 0.75877
52423 | 5.2 | 1 | 365 | 5.9491 | 0.9164 | 6 | 0.86549
52493 | 2.06 | 1 | 365 | 2.3568 | 0.72073 | 3 | 0.077484
52484 | 6.24 | 1 | 365 | 7.1389 | 0.29968 | 7 | 0.43859
51998 | 8.32 | 1 | 365 | 9.5185 | 0.066245 | 9 | 0.58479
52481 | 7.02 | 1 | 365 | 8.0313 | 0.087144 | 8 | 0.11842
52604 | 5.1 | 1 | 365 | 5.8347 | 0.68724 | 6 | 0.52193
52480 | 8.32 | 1 | 365 | 9.5185 | 0.066245 | 9 | 0.58479
52624 | 11.985 | 1 | 365 | 13.7115 | 0.46502 | 14 | 0.17653
52517 | 6.76 | 1 | 365 | 7.7338 | 0.49132 | 8 | 0.22514
52745 | 8.4 | 1 | 365 | 9.6101 | 0.24957 | 9 | 0.85964
52003 | 13 | 1 | 365 | 14.8727 | 0.79101 | 15 | 0.66374
52526 | 3.64 | 1 | 365 | 4.1644 | 0.34148 | 4 | 0.50585
52629 | 5.98 | 1 | 365 | 6.8415 | 0.70386 | 7 | 0.54532
52519 | 9.88 | 1 | 365 | 11.3033 | 0.64117 | 11 | 0.94444
28200 | 6.76 | 1 | 365 | 7.7338 | 0.49132 | 8 | 0.22514
52506 | 3.64 | 1 | 365 | 4.1644 | 0.34148 | 4 | 0.50585
52503 | 10.66 | 1 | 365 | 12.1956 | 0.42863 | 12 | 0.62426
52497 | 4.94 | 1 | 365 | 5.6516 | 0.32058 | 5 | 0.97222
52372 | 10.14 | 1 | 365 | 11.6007 | 0.23699 | 11 | 0.83771
28231 | 4.16 | 1 | 365 | 4.7593 | 0.53312 | 5 | 0.2924
52501 | 7.02 | 1 | 365 | 8.0313 | 0.087144 | 8 | 0.11842
33549 | 4.68 | 1 | 365 | 5.3542 | 0.72476 | 6 | 0.078945
49233 | 4.94 | 1 | 365 | 5.6516 | 0.32058 | 5 | 0.97222
48703 | 5.46 | 1 | 365 | 6.2465 | 0.51222 | 6 | 0.75877
43751 | 15.08 | 1 | 365 | 17.2524 | 0.55757 | 17 | 0.80993
52203 | 6.24 | 1 | 365 | 7.1389 | 0.29968 | 7 | 0.43859
48776 | 7.28 | 1 | 365 | 8.3287 | 0.68296 | 9 | 0.011692
52182 | 7.28 | 1 | 365 | 8.3287 | 0.68296 | 9 | 0.011692
52561 | 8.32 | 1 | 365 | 9.5185 | 0.066245 | 9 | 0.58479
52166 | 12.48 | 1 | 365 | 14.2778 | 0.59937 | 14 | 0.87719
32274 | 8.84 | 1 | 365 | 10.1135 | 0.25789 | 10 | 0.37134
26680 | 7.28 | 1 | 365 | 8.3287 | 0.68296 | 9 | 0.011692
52556 | 7.54 | 1 | 365 | 8.6262 | 0.27878 | 8 | 0.90497
52153 | 5.46 | 1 | 365 | 6.2465 | 0.51222 | 6 | 0.75877
48606 | 8.84 | 1 | 365 | 10.1135 | 0.25789 | 10 | 0.37134
52197 | 9.88 | 1 | 365 | 11.3033 | 0.64117 | 11 | 0.94444
52128 | 9.1 | 1 | 365 | 10.4109 | 0.85371 | 11 | 0.26462
52566 | 9.88 | 1 | 365 | 11.3033 | 0.64117 | 11 | 0.94444
52509 | 7.54 | 1 | 365 | 8.6262 | 0.27878 | 8 | 0.90497
51813 | 4.68 | 1 | 365 | 5.3542 | 0.72476 | 6 | 0.078945
52613 | 4.68 | 1 | 365 | 5.3542 | 0.72476 | 6 | 0.078945
52123 | 7.02 | 1 | 365 | 8.0313 | 0.087144 | 8 | 0.11842
52572 | 4.16 | 1 | 365 | 4.7593 | 0.53312 | 5 | 0.2924
51739 | 6.24 | 1 | 365 | 7.1389 | 0.29968 | 7 | 0.43859
52552 | 6.5 | 1 | 365 | 7.4364 | 0.8955 | 8 | 0.33187
52611 | 4.94 | 1 | 365 | 5.6516 | 0.32058 | 5 | 0.97222
36487 | 5.46 | 1 | 365 | 6.2465 | 0.51222 | 6 | 0.75877
52577 | 10.92 | 1 | 365 | 12.4931 | 0.024447 | 12 | 0.51754
52430 | 11.96 | 1 | 365 | 13.6829 | 0.40773 | 14 | 0.090637
22418 | 13.26 | 1 | 365 | 15.1702 | 0.38683 | 15 | 0.55701
34128 | 4.16 | 1 | 365 | 4.7593 | 0.53312 | 5 | 0.2924
33485 | 6.76 | 1 | 365 | 7.7338 | 0.49132 | 8 | 0.22514
29169 | 9.1 | 1 | 365 | 10.4109 | 0.85371 | 11 | 0.26462
33790 | 10.4 | 1 | 365 | 11.8982 | 0.83281 | 12 | 0.73099
31740 | 3.9 | 1 | 365 | 4.4618 | 0.9373 | 5 | 0.39912
33629 | 3.64 | 1 | 365 | 4.1644 | 0.34148 | 4 | 0.50585
52789 | 8.84 | 1 | 365 | 10.1135 | 0.25789 | 10 | 0.37134
52782 | 8.84 | 1 | 365 | 10.1135 | 0.25789 | 10 | 0.37134
52787 | 13 | 1 | 365 | 14.8727 | 0.79101 | 15 | 0.66374
52771 | 10.4 | 1 | 365 | 11.8982 | 0.83281 | 12 | 0.73099
52769 | 4.94 | 1 | 365 | 5.6516 | 0.32058 | 5 | 0.97222
52766 | 9.62 | 1 | 365 | 11.0058 | 0.045346 | 11 | 0.051165
52761 | 2.86 | 1 | 365 | 3.272 | 0.55402 | 3 | 0.82602
52759 | 2.6 | 1 | 365 | 2.9745 | 0.9582 | 3 | 0.93275
52160 | 4.68 | 1 | 365 | 5.3542 | 0.72476 | 6 | 0.078945
44202 | 11.96 | 1 | 365 | 13.6829 | 0.40773 | 14 | 0.090637
52791 | 5.98 | 1 | 365 | 6.8415 | 0.70386 | 7 | 0.54532
52718 | 5.72 | 1 | 365 | 6.544 | 0.10804 | 6 | 0.65204
52684 | 4.42 | 1 | 365 | 5.0567 | 0.12894 | 5 | 0.18567
52436 | 8.84 | 1 | 365 | 10.1135 | 0.25789 | 10 | 0.37134
52210 | 4.42 | 1 | 365 | 5.0567 | 0.12894 | 5 | 0.18567
52209 | 2.08 | 1 | 365 | 2.3796 | 0.76656 | 3 | 0.1462
52521 | 8.06 | 1 | 365 | 9.2211 | 0.47042 | 9 | 0.69152
44589 | 4.94 | 1 | 365 | 5.6516 | 0.32058 | 5 | 0.97222
52844 | 5.98 | 1 | 365 | 6.8415 | 0.70386 | 7 | 0.54532
52854 | 6.5 | 1 | 365 | 7.4364 | 0.8955 | 8 | 0.33187
52573 | 5.98 | 1 | 365 | 6.8415 | 0.70386 | 7 | 0.54532
52432 | 5.98 | 1 | 365 | 6.8415 | 0.70386 | 7 | 0.54532
52465 | 9.1 | 1 | 365 | 10.4109 | 0.85371 | 11 | 0.26462
52837 | 2.86 | 1 | 365 | 3.272 | 0.55402 | 3 | 0.82602
46328 | 11.7 | 1 | 365 | 13.3855 | 0.81191 | 14 | 0.19736
52591 | 3.64 | 1 | 365 | 4.1644 | 0.34148 | 4 | 0.50585
52592 | 5.61 | 1 | 365 | 6.4182 | 0.85597 | 7 | 0.27412
50006 | 7.245 | 1 | 365 | 8.2887 | 0.60276 | 8 | 0.89144
52455 | 3.9 | 1 | 365 | 4.4618 | 0.9373 | 5 | 0.39912
52914 | 9.72 | 1 | 365 | 11.1202 | 0.27451 | 11 | 0.39473
52351 | 8.84 | 1 | 365 | 10.1135 | 0.25789 | 10 | 0.37134
52340 | 7.02 | 1 | 365 | 8.0313 | 0.087144 | 8 | 0.11842
52915 | 12.6 | 1 | 365 | 14.4151 | 0.87436 | 15 | 0.28947
52925 | 7.2 | 1 | 365 | 8.2372 | 0.49964 | 8 | 0.73684
32420 | 5.2 | 1 | 365 | 5.9491 | 0.9164 | 6 | 0.86549
32392 | 7.28 | 1 | 365 | 8.3287 | 0.68296 | 9 | 0.011692
52895 | 3.9 | 1 | 365 | 4.4618 | 0.9373 | 5 | 0.39912
52889 | 6.5 | 1 | 365 | 7.4364 | 0.8955 | 8 | 0.33187
52778 | 5.2 | 1 | 365 | 5.9491 | 0.9164 | 6 | 0.86549
52881 | 8.06 | 1 | 365 | 9.2211 | 0.47042 | 9 | 0.69152
52880 | 11.96 | 1 | 365 | 13.6829 | 0.40773 | 14 | 0.090637
52877 | 7.02 | 1 | 365 | 8.0313 | 0.087144 | 8 | 0.11842
52756 | 9.1 | 1 | 365 | 10.4109 | 0.85371 | 11 | 0.26462
47434 | 11.2 | 1 | 365 | 12.8134 | 0.6661 | 13 | 0.47953
47414 | 6.6 | 1 | 365 | 7.5508 | 0.12467 | 7 | 0.67544
48936 | 4.42 | 1 | 365 | 5.0567 | 0.12894 | 5 | 0.18567
49883 | 7.65 | 1 | 365 | 8.752 | 0.53086 | 9 | 0.28289
43997 | 4.75 | 1 | 365 | 5.4343 | 0.88518 | 6 | 0.31944
48296 | 4.96 | 1 | 365 | 5.6745 | 0.36642 | 6 | 0.040933
52928 | 7.02 | 1 | 365 | 8.0313 | 0.087144 | 8 | 0.11842
47401 | 2.6 | 1 | 365 | 2.9745 | 0.9582 | 3 | 0.93275
52920 | 6.5 | 1 | 365 | 7.4364 | 0.8955 | 8 | 0.33187
48506 | 11.48 | 1 | 365 | 13.1338 | 0.30775 | 13 | 0.44151
52515 | 8.58 | 1 | 365 | 9.816 | 0.66207 | 10 | 0.47807
47343 | 7.56 | 1 | 365 | 8.6491 | 0.32462 | 8 | 0.97368
51767 | 13 | 1 | 365 | 14.8727 | 0.79101 | 15 | 0.66374
46901 | 10.92 | 1 | 365 | 12.4931 | 0.024447 | 12 | 0.51754
52916 | 8.32 | 1 | 365 | 9.5185 | 0.066245 | 9 | 0.58479
48603 | 9.1 | 1 | 365 | 10.4109 | 0.85371 | 11 | 0.26462
46900 | 5.045 | 1 | 365 | 5.7718 | 0.5612 | 6 | 0.33297
47301 | 8.12 | 1 | 365 | 9.2897 | 0.60792 | 9 | 0.89766
46491 | 11.2 | 1 | 365 | 12.8134 | 0.6661 | 13 | 0.47953
45197 | 8.25 | 1 | 365 | 9.4385 | 0.90583 | 10 | 0.34429
44775 | 5.985 | 1 | 365 | 6.8472 | 0.71532 | 7 | 0.5625
44731 | 7.5 | 1 | 365 | 8.5804 | 0.18712 | 8 | 0.76754
43509 | 6.3 | 1 | 365 | 7.2076 | 0.43718 | 7 | 0.64473
43574 | 4.96 | 1 | 365 | 5.6745 | 0.36642 | 6 | 0.040933
43486 | 7.194 | 1 | 365 | 8.2303 | 0.48589 | 8 | 0.71622
38022 | 10.66 | 1 | 365 | 12.1956 | 0.42863 | 12 | 0.62426
52720 | 11.7 | 1 | 365 | 13.3855 | 0.81191 | 14 | 0.19736
52633 | 10.14 | 1 | 365 | 11.6007 | 0.23699 | 11 | 0.83771
52112 | 9.1 | 1 | 365 | 10.4109 | 0.85371 | 11 | 0.26462
44272 | 5.2 | 1 | 365 | 5.9491 | 0.9164 | 6 | 0.86549
43510 | 8.4 | 1 | 365 | 9.6101 | 0.24957 | 9 | 0.85964
39222 | 12.22 | 1 | 365 | 13.9804 | 0.0035475 | 13 | 0.98391
52730 | 6.24 | 1 | 365 | 7.1389 | 0.29968 | 7 | 0.43859
41995 | 3.597 | 1 | 365 | 4.1152 | 0.24294 | 4 | 0.35811
52729 | 8.32 | 1 | 365 | 9.5185 | 0.066245 | 9 | 0.58479
43501 | 7.848 | 1 | 365 | 8.9786 | 0.9846 | 9 | 0.96315
52617 | 5.72 | 1 | 365 | 6.544 | 0.10804 | 6 | 0.65204
27535 | 5.46 | 1 | 365 | 6.2465 | 0.51222 | 6 | 0.75877
34072 | 4.42 | 1 | 365 | 5.0567 | 0.12894 | 5 | 0.18567
52669 | 6.5 | 1 | 365 | 7.4364 | 0.8955 | 8 | 0.33187
48662 | 3.64 | 1 | 365 | 4.1644 | 0.34148 | 4 | 0.50585
52678 | 2.6 | 1 | 365 | 2.9745 | 0.9582 | 3 | 0.93275
24948 | 7.8 | 1 | 365 | 8.9236 | 0.8746 | 9 | 0.79824
52648 | 5.46 | 1 | 365 | 6.2465 | 0.51222 | 6 | 0.75877
52768 | 3.12 | 1 | 365 | 3.5695 | 0.14984 | 3 | 0.7193
52642 | 8.06 | 1 | 365 | 9.2211 | 0.47042 | 9 | 0.69152
38571 | 7 | 1 | 365 | 8.0084 | 0.041312 | 8 | 0.049704
52722 | 5.98 | 1 | 365 | 6.8415 | 0.70386 | 7 | 0.54532
48266 | 7.245 | 1 | 365 | 8.2887 | 0.60276 | 8 | 0.89144
53013 | 3.64 | 1 | 365 | 4.1644 | 0.34148 | 4 | 0.50585
52349 | 8.06 | 1 | 365 | 9.2211 | 0.47042 | 9 | 0.69152
31848 | 3.9 | 1 | 365 | 4.4618 | 0.9373 | 5 | 0.39912
31890 | 7.28 | 1 | 365 | 8.3287 | 0.68296 | 9 | 0.011692
53063 | 5.565 | 1 | 365 | 6.3667 | 0.75284 | 7 | 0.11951
53010 | 5.72 | 1 | 365 | 6.544 | 0.10804 | 6 | 0.65204
53002 | 11.655 | 1 | 365 | 13.334 | 0.70878 | 14 | 0.042757
32390 | 3.64 | 1 | 365 | 4.1644 | 0.34148 | 4 | 0.50585
53003 | 6.36 | 1 | 365 | 7.2762 | 0.57468 | 7 | 0.85087
38468 | 3.315 | 1 | 365 | 3.7925 | 0.59671 | 4 | 0.38925
53023 | 2.86 | 1 | 365 | 3.272 | 0.55402 | 3 | 0.82602
52362 | 8.84 | 1 | 365 | 10.1135 | 0.25789 | 10 | 0.37134
53134 | 8.96 | 1 | 365 | 10.2507 | 0.53288 | 10 | 0.78362
52437 | 2.86 | 1 | 365 | 3.272 | 0.55402 | 3 | 0.82602
52792 | 9.36 | 1 | 365 | 10.7084 | 0.44953 | 11 | 0.15789
52375 | 1.82 | 1 | 365 | 2.0822 | 0.17074 | 2 | 0.25292
52992 | 13 | 1 | 365 | 14.8727 | 0.79101 | 15 | 0.66374
53048 | 2.86 | 1 | 365 | 3.272 | 0.55402 | 3 | 0.82602
51625 | 6.76 | 1 | 365 | 7.7338 | 0.49132 | 8 | 0.22514
38290 | 5.46 | 1 | 365 | 6.2465 | 0.51222 | 6 | 0.75877
52431 | 2.08 | 1 | 365 | 2.3796 | 0.76656 | 3 | 0.1462
53022 | 11.18 | 1 | 365 | 12.7905 | 0.62027 | 13 | 0.41081
44708 | 12 | 1 | 365 | 13.7287 | 0.49939 | 14 | 0.22806
53037 | 7.8 | 1 | 365 | 8.9236 | 0.8746 | 9 | 0.79824
42430 | 8.06 | 1 | 365 | 9.2211 | 0.47042 | 9 | 0.69152
53120 | 8.58 | 1 | 365 | 9.816 | 0.66207 | 10 | 0.47807
53122 | 6.5 | 1 | 365 | 7.4364 | 0.8955 | 8 | 0.33187
53128 | 7.8 | 1 | 365 | 8.9236 | 0.8746 | 9 | 0.79824
52982 | 6.5 | 1 | 365 | 7.4364 | 0.8955 | 8 | 0.33187
53129 | 4.94 | 1 | 365 | 5.6516 | 0.32058 | 5 | 0.97222
36960 | 4.42 | 1 | 365 | 5.0567 | 0.12894 | 5 | 0.18567
53125 | 6.76 | 1 | 365 | 7.7338 | 0.49132 | 8 | 0.22514
52990 | 8.58 | 1 | 365 | 9.816 | 0.66207 | 10 | 0.47807
47742 | 5.865 | 1 | 365 | 6.7099 | 0.44033 | 7 | 0.15022
52979 | 9.62 | 1 | 365 | 11.0058 | 0.045346 | 11 | 0.051165
25327 | 9.62 | 1 | 365 | 11.0058 | 0.045346 | 11 | 0.051165
52973 | 8.84 | 1 | 365 | 10.1135 | 0.25789 | 10 | 0.37134
18309 | 6.24 | 1 | 365 | 7.1389 | 0.29968 | 7 | 0.43859
46830 | 6.375 | 1 | 365 | 7.2934 | 0.60905 | 7 | 0.90241
24021 | 2.86 | 1 | 365 | 3.272 | 0.55402 | 3 | 0.82602
22748 | 5.61 | 1 | 365 | 6.4182 | 0.85597 | 7 | 0.27412
52772 | 7.02 | 1 | 365 | 8.0313 | 0.087144 | 8 | 0.11842
46857 | 4.48 | 1 | 365 | 5.1254 | 0.26644 | 5 | 0.39181
44352 | 7.8 | 1 | 365 | 8.9236 | 0.8746 | 9 | 0.79824
52777 | 4.68 | 1 | 365 | 5.3542 | 0.72476 | 6 | 0.078945
52957 | 4.42 | 1 | 365 | 5.0567 | 0.12894 | 5 | 0.18567
52927 | 5.2 | 1 | 365 | 5.9491 | 0.9164 | 6 | 0.86549
13845 | 4.08 | 1 | 365 | 4.6677 | 0.34979 | 5 | 0.017542
53209 | 8.84 | 1 | 365 | 10.1135 | 0.25789 | 10 | 0.37134
42298 | 6.05 | 1 | 365 | 6.9215 | 0.86428 | 7 | 0.78582
53206 | 4.16 | 1 | 365 | 4.7593 | 0.53312 | 5 | 0.2924
52946 | 4.42 | 1 | 365 | 5.0567 | 0.12894 | 5 | 0.18567
42292 | 3.3 | 1 | 365 | 3.7754 | 0.56233 | 4 | 0.33772
35966 | 1.56 | 1 | 365 | 1.7847 | 0.57492 | 2 | 0.35965
52997 | 5.72 | 1 | 365 | 6.544 | 0.10804 | 6 | 0.65204
52949 | 2.34 | 1 | 365 | 2.6771 | 0.36238 | 3 | 0.039472
37402 | 4.16 | 1 | 365 | 4.7593 | 0.53312 | 5 | 0.2924
52999 | 6.24 | 1 | 365 | 7.1389 | 0.29968 | 7 | 0.43859
38634 | 5.72 | 1 | 365 | 6.544 | 0.10804 | 6 | 0.65204
53009 | 2.86 | 1 | 365 | 3.272 | 0.55402 | 3 | 0.82602
34316 | 8.06 | 1 | 365 | 9.2211 | 0.47042 | 9 | 0.69152
47244 | 5.46 | 1 | 365 | 6.2465 | 0.51222 | 6 | 0.75877
32141 | 4.94 | 1 | 365 | 5.6516 | 0.32058 | 5 | 0.97222
53036 | 9.62 | 1 | 365 | 11.0058 | 0.045346 | 11 | 0.051165
53034 | 7.8 | 1 | 365 | 8.9236 | 0.8746 | 9 | 0.79824
25657 | 4.68 | 1 | 365 | 5.3542 | 0.72476 | 6 | 0.078945
53029 | 7.28 | 1 | 365 | 8.3287 | 0.68296 | 9 | 0.011692
53028 | 5.72 | 1 | 365 | 6.544 | 0.10804 | 6 | 0.65204
53024 | 5.46 | 1 | 365 | 6.2465 | 0.51222 | 6 | 0.75877
28004 | 5.46 | 1 | 365 | 6.2465 | 0.51222 | 6 | 0.75877
47603 | 3.99 | 1 | 365 | 4.5648 | 0.14355 | 4 | 0.70833
53215 | 8.06 | 1 | 365 | 9.2211 | 0.47042 | 9 | 0.69152
53195 | 5.72 | 1 | 365 | 6.544 | 0.10804 | 6 | 0.65204
36815 | 3.57 | 1 | 365 | 4.0843 | 0.18107 | 4 | 0.26535
42005 | 11.772 | 1 | 365 | 13.4678 | 0.9769 | 14 | 0.44473
52890 | 7.28 | 1 | 365 | 8.3287 | 0.68296 | 9 | 0.011692
46493 | 5.61 | 1 | 365 | 6.4182 | 0.85597 | 7 | 0.27412
52530 | 5.2 | 1 | 365 | 5.9491 | 0.9164 | 6 | 0.86549
33771 | 5.98 | 1 | 365 | 6.8415 | 0.70386 | 7 | 0.54532
52355 | 2.6 | 1 | 365 | 2.9745 | 0.9582 | 3 | 0.93275
51606 | 10.4 | 1 | 365 | 11.8982 | 0.83281 | 12 | 0.73099
46327 | 11.4 | 1 | 365 | 13.0422 | 0.12442 | 13 | 0.16666
53085 | 7.8 | 1 | 365 | 8.9236 | 0.8746 | 9 | 0.79824
48664 | 3.38 | 1 | 365 | 3.8669 | 0.74566 | 4 | 0.61257
52520 | 8.06 | 1 | 365 | 9.2211 | 0.47042 | 9 | 0.69152
53088 | 2.08 | 1 | 365 | 2.3796 | 0.76656 | 3 | 0.1462
50901 | 8.84 | 1 | 365 | 10.1135 | 0.25789 | 10 | 0.37134
52537 | 3.12 | 1 | 365 | 3.5695 | 0.14984 | 3 | 0.7193
51995 | 4.68 | 1 | 365 | 5.3542 | 0.72476 | 6 | 0.078945
52538 | 9.1 | 1 | 365 | 10.4109 | 0.85371 | 11 | 0.26462
43699 | 10.14 | 1 | 365 | 11.6007 | 0.23699 | 11 | 0.83771
52115 | 3.9 | 1 | 365 | 4.4618 | 0.9373 | 5 | 0.39912
49045 | 3.38 | 1 | 365 | 3.8669 | 0.74566 | 4 | 0.61257
52158 | 8.84 | 1 | 365 | 10.1135 | 0.25789 | 10 | 0.37134
51790 | 3.64 | 1 | 365 | 4.1644 | 0.34148 | 4 | 0.50585
51575 | 5.72 | 1 | 365 | 6.544 | 0.10804 | 6 | 0.65204
49526 | 7.54 | 1 | 365 | 8.6262 | 0.27878 | 8 | 0.90497
52628 | 13 | 1 | 365 | 14.8727 | 0.79101 | 15 | 0.66374
51931 | 11.18 | 1 | 365 | 12.7905 | 0.62027 | 13 | 0.41081
52732 | 4.94 | 1 | 365 | 5.6516 | 0.32058 | 5 | 0.97222
52291 | 4.16 | 1 | 365 | 4.7593 | 0.53312 | 5 | 0.2924
52360 | 10.14 | 1 | 365 | 11.6007 | 0.23699 | 11 | 0.83771
39115 | 4.25 | 1 | 365 | 4.8622 | 0.73937 | 5 | 0.60161
29112 | 7.8 | 1 | 365 | 8.9236 | 0.8746 | 9 | 0.79824
47356 | 2.6 | 1 | 365 | 2.9745 | 0.9582 | 3 | 0.93275
52498 | 6.24 | 1 | 365 | 7.1389 | 0.29968 | 7 | 0.43859
32857 | 4.42 | 1 | 365 | 5.0567 | 0.12894 | 5 | 0.18567
22512 | 4.42 | 1 | 365 | 5.0567 | 0.12894 | 5 | 0.18567
41113 | 7.28 | 1 | 365 | 8.3287 | 0.68296 | 9 | 0.011692
23472 | 7.8 | 1 | 365 | 8.9236 | 0.8746 | 9 | 0.79824
43735 | 3.64 | 1 | 365 | 4.1644 | 0.34148 | 4 | 0.50585
32168 | 8.58 | 1 | 365 | 9.816 | 0.66207 | 10 | 0.47807
45177 | 8.06 | 1 | 365 | 9.2211 | 0.47042 | 9 | 0.69152
33689 | 2.86 | 1 | 365 | 3.272 | 0.55402 | 3 | 0.82602
34421 | 10.92 | 1 | 365 | 12.4931 | 0.024447 | 12 | 0.51754
44216 | 4.16 | 1 | 365 | 4.7593 | 0.53312 | 5 | 0.2924
53373 | 7.56 | 1 | 365 | 8.6491 | 0.32462 | 8 | 0.97368
46799 | 7.98 | 1 | 365 | 9.1296 | 0.2871 | 9 | 0.41666
44647 | 6.5 | 1 | 365 | 7.4364 | 0.8955 | 8 | 0.33187
49220 | 7.02 | 1 | 365 | 8.0313 | 0.087144 | 8 | 0.11842
45512 | 4.96 | 1 | 365 | 5.6745 | 0.36642 | 6 | 0.040933
53086 | 7.02 | 1 | 365 | 8.0313 | 0.087144 | 8 | 0.11842
45543 | 4.16 | 1 | 365 | 4.7593 | 0.53312 | 5 | 0.2924
48816 | 4.16 | 1 | 365 | 4.7593 | 0.53312 | 5 | 0.2924
45514 | 8.12 | 1 | 365 | 9.2897 | 0.60792 | 9 | 0.89766
48676 | 8.06 | 1 | 365 | 9.2211 | 0.47042 | 9 | 0.69152
48628 | 11.18 | 1 | 365 | 12.7905 | 0.62027 | 13 | 0.41081
51072 | 7.28 | 1 | 365 | 8.3287 | 0.68296 | 9 | 0.011692
50904 | 4.16 | 1 | 365 | 4.7593 | 0.53312 | 5 | 0.2924
50970 | 13 | 1 | 365 | 14.8727 | 0.79101 | 15 | 0.66374
51942 | 10.4 | 1 | 365 | 11.8982 | 0.83281 | 12 | 0.73099
50963 | 7.54 | 1 | 365 | 8.6262 | 0.27878 | 8 | 0.90497
45195 | 6.27 | 1 | 365 | 7.1732 | 0.36843 | 7 | 0.54166
51622 | 6.24 | 1 | 365 | 7.1389 | 0.29968 | 7 | 0.43859
52228 | 5.98 | 1 | 365 | 6.8415 | 0.70386 | 7 | 0.54532
46312 | 8.82 | 1 | 365 | 10.0906 | 0.21205 | 10 | 0.30263
33393 | 7.8 | 1 | 365 | 8.9236 | 0.8746 | 9 | 0.79824
52462 | 9.1 | 1 | 365 | 10.4109 | 0.85371 | 11 | 0.26462
50654 | 4.76 | 1 | 365 | 5.4457 | 0.90809 | 6 | 0.3538
37811 | 8.32 | 1 | 365 | 9.5185 | 0.066245 | 9 | 0.58479
51737 | 2.86 | 1 | 365 | 3.272 | 0.55402 | 3 | 0.82602
52282 | 2.34 | 1 | 365 | 2.6771 | 0.36238 | 3 | 0.039472
46349 | 9.6 | 1 | 365 | 10.9829 | 0.99951 | 11 | 0.98245
53323 | 8.58 | 1 | 365 | 9.816 | 0.66207 | 10 | 0.47807
53346 | 3.38 | 1 | 365 | 3.8669 | 0.74566 | 4 | 0.61257
53349 | 6.24 | 1 | 365 | 7.1389 | 0.29968 | 7 | 0.43859
53351 | 5.72 | 1 | 365 | 6.544 | 0.10804 | 6 | 0.65204
53354 | 2.08 | 1 | 365 | 2.3796 | 0.76656 | 3 | 0.1462
45620 | 5.1 | 1 | 365 | 5.8347 | 0.68724 | 6 | 0.52193
53360 | 5.2 | 1 | 365 | 5.9491 | 0.9164 | 6 | 0.86549
53368 | 5.46 | 1 | 365 | 6.2465 | 0.51222 | 6 | 0.75877
53353 | 4.16 | 1 | 365 | 4.7593 | 0.53312 | 5 | 0.2924
53357 | 4.16 | 1 | 365 | 4.7593 | 0.53312 | 5 | 0.2924
52525 | 4.94 | 1 | 365 | 5.6516 | 0.32058 | 5 | 0.97222
52476 | 12.48 | 1 | 365 | 14.2778 | 0.59937 | 14 | 0.87719
29773 | 4.16 | 1 | 365 | 4.7593 | 0.53312 | 5 | 0.2924
53534 | 3.9 | 1 | 365 | 4.4618 | 0.9373 | 5 | 0.39912
53535 | 6.76 | 1 | 365 | 7.7338 | 0.49132 | 8 | 0.22514
53541 | 7.28 | 1 | 365 | 8.3287 | 0.68296 | 9 | 0.011692
53547 | 4.94 | 1 | 365 | 5.6516 | 0.32058 | 5 | 0.97222
46376 | 4.65 | 1 | 365 | 5.3199 | 0.65601 | 5 | 0.97587
53542 | 6.5 | 1 | 365 | 7.4364 | 0.8955 | 8 | 0.33187
53235 | 6.75 | 1 | 365 | 7.7224 | 0.46841 | 8 | 0.19079
53548 | 2.6 | 1 | 365 | 2.9745 | 0.9582 | 3 | 0.93275
48849 | 10.08 | 1 | 365 | 11.5321 | 0.099489 | 11 | 0.63157
53140 | 7.56 | 1 | 365 | 8.6491 | 0.32462 | 8 | 0.97368
52850 | 5.46 | 1 | 365 | 6.2465 | 0.51222 | 6 | 0.75877
32395 | 7.8 | 1 | 365 | 8.9236 | 0.8746 | 9 | 0.79824
48686 | 5.865 | 1 | 365 | 6.7099 | 0.44033 | 7 | 0.15022
37728 | 6.24 | 1 | 365 | 7.1389 | 0.29968 | 7 | 0.43859
51618 | 5.2 | 1 | 365 | 5.9491 | 0.9164 | 6 | 0.86549
23109 | 1.785 | 1 | 365 | 2.0421 | 0.090535 | 2 | 0.13267
51847 | 9.62 | 1 | 365 | 11.0058 | 0.045346 | 11 | 0.051165
51834 | 14.79 | 1 | 365 | 16.9206 | 0.893 | 17 | 0.81359
47644 | 9.8 | 1 | 365 | 11.2117 | 0.45784 | 11 | 0.66959
46388 | 9 | 1 | 365 | 10.2965 | 0.62454 | 10 | 0.92105
53069 | 5.72 | 1 | 365 | 6.544 | 0.10804 | 6 | 0.65204
53247 | 13.68 | 1 | 365 | 15.6507 | 0.34931 | 15 | 0.99999
32590 | 4.42 | 1 | 365 | 5.0567 | 0.12894 | 5 | 0.18567
53065 | 10.92 | 1 | 365 | 12.4931 | 0.024447 | 12 | 0.51754
46441 | 6.72 | 1 | 365 | 7.6881 | 0.39966 | 8 | 0.087716
53055 | 9.36 | 1 | 365 | 10.7084 | 0.44953 | 11 | 0.15789
46446 | 5.61 | 1 | 365 | 6.4182 | 0.85597 | 7 | 0.27412
52570 | 11.7 | 1 | 365 | 13.3855 | 0.81191 | 14 | 0.19736
53021 | 10.92 | 1 | 365 | 12.4931 | 0.024447 | 12 | 0.51754
46449 | 7.84 | 1 | 365 | 8.9694 | 0.96627 | 9 | 0.93567
46450 | 7.194 | 1 | 365 | 8.2303 | 0.48589 | 8 | 0.71622
52152 | 7.02 | 1 | 365 | 8.0313 | 0.087144 | 8 | 0.11842
53026 | 3.9 | 1 | 365 | 4.4618 | 0.9373 | 5 | 0.39912
53032 | 7.28 | 1 | 365 | 8.3287 | 0.68296 | 9 | 0.011692
53068 | 6.76 | 1 | 365 | 7.7338 | 0.49132 | 8 | 0.22514
53083 | 4.42 | 1 | 365 | 5.0567 | 0.12894 | 5 | 0.18567
53066 | 13 | 1 | 365 | 14.8727 | 0.79101 | 15 | 0.66374
53285 | 7.56 | 1 | 365 | 8.6491 | 0.32462 | 8 | 0.97368
53080 | 7.02 | 1 | 365 | 8.0313 | 0.087144 | 8 | 0.11842
53049 | 9.1 | 1 | 365 | 10.4109 | 0.85371 | 11 | 0.26462
53046 | 10.14 | 1 | 365 | 11.6007 | 0.23699 | 11 | 0.83771
47297 | 12.753 | 1 | 365 | 14.5901 | 0.22498 | 14 | 0.81513
53287 | 5.5 | 1 | 365 | 6.2923 | 0.60389 | 6 | 0.8962
32591 | 3.38 | 1 | 365 | 3.8669 | 0.74566 | 4 | 0.61257
51578 | 2.6 | 1 | 365 | 2.9745 | 0.9582 | 3 | 0.93275
28850 | 4.42 | 1 | 365 | 5.0567 | 0.12894 | 5 | 0.18567
51833 | 4.94 | 1 | 365 | 5.6516 | 0.32058 | 5 | 0.97222
23606 | 9.88 | 1 | 365 | 11.3033 | 0.64117 | 11 | 0.94444
37760 | 8.06 | 1 | 365 | 9.2211 | 0.47042 | 9 | 0.69152
52318 | 11.96 | 1 | 365 | 13.6829 | 0.40773 | 14 | 0.090637
46479 | 4.48 | 1 | 365 | 5.1254 | 0.26644 | 5 | 0.39181
35066 | 7.6 | 1 | 365 | 8.6948 | 0.41628 | 9 | 0.11111
51355 | 8.58 | 1 | 365 | 9.816 | 0.66207 | 10 | 0.47807
48491 | 8.4 | 1 | 365 | 9.6101 | 0.24957 | 9 | 0.85964
53313 | 12.825 | 1 | 365 | 14.6725 | 0.38998 | 15 | 0.062493
42051 | 9 | 1 | 365 | 10.2965 | 0.62454 | 10 | 0.92105
43548 | 6.93 | 1 | 365 | 7.9283 | 0.8809 | 8 | 0.80921
41897 | 8.7 | 1 | 365 | 9.9533 | 0.93706 | 10 | 0.89035
46497 | 4.72 | 1 | 365 | 5.3999 | 0.81643 | 6 | 0.21637
53461 | 5.1 | 1 | 365 | 5.8347 | 0.68724 | 6 | 0.52193
43477 | 5.559 | 1 | 365 | 6.3598 | 0.73909 | 7 | 0.098901
49059 | 8.505 | 1 | 365 | 9.7302 | 0.49019 | 10 | 0.22039
53470 | 6.84 | 1 | 365 | 7.8253 | 0.67465 | 8 | 0.5
43719 | 5.1 | 1 | 365 | 5.8347 | 0.68724 | 6 | 0.52193
41560 | 9.483 | 1 | 365 | 10.8491 | 0.73139 | 11 | 0.58048
43671 | 11.4 | 1 | 365 | 13.0422 | 0.12442 | 13 | 0.16666
43714 | 5.1 | 1 | 365 | 5.8347 | 0.68724 | 6 | 0.52193
46324 | 10.8 | 1 | 365 | 12.3558 | 0.74945 | 13 | 0.10526
48841 | 7.29 | 1 | 365 | 8.3402 | 0.70588 | 9 | 0.046049
41579 | 8.19 | 1 | 365 | 9.3698 | 0.76834 | 10 | 0.13815
48858 | 6.72 | 1 | 365 | 7.6881 | 0.39966 | 8 | 0.087716
42031 | 6.3 | 1 | 365 | 7.2076 | 0.43718 | 7 | 0.64473
46370 | 7.13 | 1 | 365 | 8.1571 | 0.33922 | 8 | 0.49634
50672 | 4.578 | 1 | 365 | 5.2375 | 0.49102 | 5 | 0.72851
48476 | 7.28 | 1 | 365 | 8.3287 | 0.68296 | 9 | 0.011692
45550 | 7.32 | 1 | 365 | 8.3745 | 0.77463 | 9 | 0.14912
44412 | 6.84 | 1 | 365 | 7.8253 | 0.67465 | 8 | 0.5
48560 | 4.96 | 1 | 365 | 5.6745 | 0.36642 | 6 | 0.040933
48870 | 9.235 | 1 | 365 | 10.5654 | 0.16307 | 10 | 0.72843
53670 | 9.88 | 1 | 365 | 11.3033 | 0.64117 | 11 | 0.94444
43915 | 5.985 | 1 | 365 | 6.8472 | 0.71532 | 7 | 0.5625
44080 | 10.5 | 1 | 365 | 12.0126 | 0.061968 | 12 | 0.074556
53673 | 9.6 | 1 | 365 | 10.9829 | 0.99951 | 11 | 0.98245
53681 | 9.805 | 1 | 365 | 11.2175 | 0.46929 | 11 | 0.68676
49034 | 5.32 | 1 | 365 | 6.0864 | 0.1914 | 6 | 0.27778
49877 | 24.8 | 1 | 365 | 28.3726 | 0.83208 | 29 | 0.20467
49044 | 10.23 | 1 | 365 | 11.7037 | 0.44323 | 12 | 0.14692
44697 | 3.75 | 1 | 365 | 4.2902 | 0.59356 | 4 | 0.88377
44376 | 4.275 | 1 | 365 | 4.8908 | 0.79666 | 5 | 0.6875
43494 | 8.25 | 1 | 365 | 9.4385 | 0.90583 | 10 | 0.34429
49049 | 8.06 | 1 | 365 | 9.2211 | 0.47042 | 9 | 0.69152
44340 | 6.75 | 1 | 365 | 7.7224 | 0.46841 | 8 | 0.19079
49179 | 8.91 | 1 | 365 | 10.1935 | 0.4183 | 10 | 0.61184
49176 | 4.95 | 1 | 365 | 5.6631 | 0.3435 | 6 | 0.0065764
44070 | 5.5 | 1 | 365 | 6.2923 | 0.60389 | 6 | 0.8962
49891 | 11.22 | 1 | 365 | 12.8363 | 0.71193 | 13 | 0.54824
44350 | 10.71 | 1 | 365 | 12.2528 | 0.54321 | 12 | 0.79605
50279 | 10.64 | 1 | 365 | 12.1728 | 0.38279 | 12 | 0.55555
45470 | 12.69 | 1 | 365 | 14.5181 | 0.080607 | 14 | 0.59868
43822 | 6.6 | 1 | 365 | 7.5508 | 0.12467 | 7 | 0.67544
43758 | 8.7 | 1 | 365 | 9.9533 | 0.93706 | 10 | 0.89035
44316 | 8.5 | 1 | 365 | 9.7245 | 0.47874 | 10 | 0.20321
45095 | 7.42 | 1 | 365 | 8.4889 | 0.0037907 | 8 | 0.49269
49489 | 6.84 | 1 | 365 | 7.8253 | 0.67465 | 8 | 0.5
44003 | 6.76 | 1 | 365 | 7.7338 | 0.49132 | 8 | 0.22514
35925 | 5.4 | 1 | 365 | 6.1779 | 0.37473 | 6 | 0.55263
44765 | 11.44 | 1 | 365 | 13.088 | 0.21609 | 13 | 0.30409
38288 | 2.6 | 1 | 365 | 2.9745 | 0.9582 | 3 | 0.93275
46487 | 7.125 | 1 | 365 | 8.1514 | 0.32776 | 8 | 0.47916
35954 | 6.66 | 1 | 365 | 7.6194 | 0.26216 | 7 | 0.88158
45583 | 5.7 | 1 | 365 | 6.5211 | 0.062211 | 6 | 0.58333
44746 | 7.98 | 1 | 365 | 9.1296 | 0.2871 | 9 | 0.41666
51249 | 14.835 | 1 | 365 | 16.9721 | 0.99612 | 17 | 0.96819
48832 | 6.095 | 1 | 365 | 6.973 | 0.9674 | 7 | 0.94042
50289 | 8.1 | 1 | 365 | 9.2669 | 0.56209 | 9 | 0.82894
50655 | 6.9 | 1 | 365 | 7.894 | 0.81215 | 8 | 0.70614
53102 | 9.88 | 1 | 365 | 11.3033 | 0.64117 | 11 | 0.94444
43914 | 5.695 | 1 | 365 | 6.5154 | 0.050753 | 6 | 0.56615
42029 | 6.5 | 1 | 365 | 7.4364 | 0.8955 | 8 | 0.33187
46904 | 10.791 | 1 | 365 | 12.3455 | 0.72883 | 13 | 0.074337
49440 | 5 | 1 | 365 | 5.7203 | 0.45808 | 6 | 0.17836
49995 | 4.42 | 1 | 365 | 5.0567 | 0.12894 | 5 | 0.18567
46877 | 6.6 | 1 | 365 | 7.5508 | 0.12467 | 7 | 0.67544
43454 | 5.7 | 1 | 365 | 6.5211 | 0.062211 | 6 | 0.58333
47591 | 24 | 1 | 365 | 27.4573 | 0.99878 | 28 | 0.45613
49731 | 7.875 | 1 | 365 | 9.0094 | 0.046476 | 9 | 0.055917
47670 | 7.2 | 1 | 365 | 8.2372 | 0.49964 | 8 | 0.73684
48502 | 7.56 | 1 | 365 | 8.6491 | 0.32462 | 8 | 0.97368
46368 | 7.245 | 1 | 365 | 8.2887 | 0.60276 | 8 | 0.89144
46911 | 12.4 | 1 | 365 | 14.1863 | 0.41604 | 14 | 0.60233
46895 | 7.04 | 1 | 365 | 8.0542 | 0.13298 | 8 | 0.18713
46796 | 8.68 | 1 | 365 | 9.9304 | 0.89123 | 10 | 0.82163
46886 | 7.5 | 1 | 365 | 8.5804 | 0.18712 | 8 | 0.76754
50157 | 6.93 | 1 | 365 | 7.9283 | 0.8809 | 8 | 0.80921
41565 | 9.135 | 1 | 365 | 10.451 | 0.93391 | 11 | 0.38486
46890 | 8.4 | 1 | 365 | 9.6101 | 0.24957 | 9 | 0.85964
48855 | 6.16 | 1 | 365 | 7.0474 | 0.11635 | 7 | 0.16374
44723 | 5.58 | 1 | 365 | 6.3838 | 0.78722 | 7 | 0.17105
47617 | 14.88 | 1 | 365 | 17.0236 | 0.099246 | 17 | 0.1228
41937 | 5.7 | 1 | 365 | 6.5211 | 0.062211 | 6 | 0.58333
45565 | 8.19 | 1 | 365 | 9.3698 | 0.76834 | 10 | 0.13815
50001 | 11.73 | 1 | 365 | 13.4198 | 0.88066 | 14 | 0.30043
43455 | 5.52 | 1 | 365 | 6.3152 | 0.64972 | 6 | 0.96491
49886 | 7.65 | 1 | 365 | 8.752 | 0.53086 | 9 | 0.28289
45205 | 5.415 | 1 | 365 | 6.1951 | 0.4091 | 6 | 0.60416
49917 | 10.965 | 1 | 365 | 12.5446 | 0.12757 | 12 | 0.67214
48566 | 9.69 | 1 | 365 | 11.0859 | 0.20576 | 11 | 0.29166
44754 | 12.6 | 1 | 365 | 14.4151 | 0.87436 | 15 | 0.28947
45218 | 4.578 | 1 | 365 | 5.2375 | 0.49102 | 5 | 0.72851
49997 | 5.2 | 1 | 365 | 5.9491 | 0.9164 | 6 | 0.86549
48881 | 6.48 | 1 | 365 | 7.4135 | 0.84967 | 8 | 0.26315
49730 | 12.426 | 1 | 365 | 14.216 | 0.47562 | 14 | 0.69166
49729 | 12.426 | 1 | 365 | 14.216 | 0.47562 | 14 | 0.69166
46867 | 3.92 | 1 | 365 | 4.4847 | 0.98313 | 5 | 0.46783
49064 | 3.78 | 1 | 365 | 4.3245 | 0.66231 | 4 | 0.98684
49185 | 6.213 | 1 | 365 | 7.108 | 0.23781 | 7 | 0.34583
41993 | 6.84 | 1 | 365 | 7.8253 | 0.67465 | 8 | 0.5
47284 | 11.4 | 1 | 365 | 13.0422 | 0.12442 | 13 | 0.16666
43928 | 12 | 1 | 365 | 13.7287 | 0.49939 | 14 | 0.22806
46488 | 8.64 | 1 | 365 | 9.8846 | 0.79956 | 10 | 0.68421
43208 | 6.05 | 1 | 365 | 6.9215 | 0.86428 | 7 | 0.78582
42742 | 4.125 | 1 | 365 | 4.7192 | 0.45292 | 5 | 0.17215
42443 | 6.24 | 1 | 365 | 7.1389 | 0.29968 | 7 | 0.43859
42718 | 8.48 | 1 | 365 | 9.7016 | 0.4329 | 10 | 0.1345
42604 | 11 | 1 | 365 | 12.5846 | 0.20778 | 12 | 0.79239
42607 | 3.575 | 1 | 365 | 4.09 | 0.19253 | 4 | 0.28253
42754 | 7.15 | 1 | 365 | 8.18 | 0.38505 | 8 | 0.56505
42441 | 5.225 | 1 | 365 | 5.9777 | 0.97369 | 6 | 0.95139
42788 | 11 | 1 | 365 | 12.5846 | 0.20778 | 12 | 0.79239
34666 | 109.2 | 0.9 | 365 | 112.4378 | 0.22002 | 112 | 0.65784
42704 | 9.625 | 1 | 365 | 11.0115 | 0.056804 | 11 | 0.068343
42579 | 5.225 | 1 | 365 | 5.9777 | 0.97369 | 6 | 0.95139
42540 | 9.075 | 1 | 365 | 10.3823 | 0.79642 | 11 | 0.17872
46481 | 11.73 | 1 | 365 | 13.4198 | 0.88066 | 14 | 0.30043
42539 | 4.24 | 1 | 365 | 4.8508 | 0.71645 | 5 | 0.56725
43549 | 3.15 | 1 | 365 | 3.6038 | 0.21859 | 3 | 0.82237
46354 | 9.99 | 1 | 365 | 11.4291 | 0.89324 | 12 | 0.32236
43941 | 10.464 | 1 | 365 | 11.9714 | 0.97947 | 12 | 0.95087
53854 | 8.215 | 1 | 365 | 9.3984 | 0.82563 | 10 | 0.22405
46452 | 11.73 | 1 | 365 | 13.4198 | 0.88066 | 14 | 0.30043
46342 | 20.16 | 1 | 365 | 23.0642 | 0.19898 | 23 | 0.26315
47319 | 6.51 | 1 | 365 | 7.4478 | 0.91842 | 8 | 0.36622
47624 | 7.194 | 1 | 365 | 8.2303 | 0.48589 | 8 | 0.71622
44064 | 3.75 | 1 | 365 | 4.2902 | 0.59356 | 4 | 0.88377
51294 | 5.5 | 1 | 365 | 6.2923 | 0.60389 | 6 | 0.8962
46839 | 11.73 | 1 | 365 | 13.4198 | 0.88066 | 14 | 0.30043
46838 | 0.765 | 1 | 365 | 0.8752 | 0.75309 | 1 | 0.62829
49529 | 5.49 | 1 | 365 | 6.2809 | 0.58097 | 6 | 0.86184
46281 | 6.5 | 1 | 365 | 7.4364 | 0.8955 | 8 | 0.33187
47177 | 6.25 | 1 | 365 | 7.1504 | 0.3226 | 7 | 0.47295
47228 | 5.6 | 1 | 365 | 6.4067 | 0.83305 | 7 | 0.23976
46643 | 6.76 | 1 | 365 | 7.7338 | 0.49132 | 8 | 0.22514
46102 | 8.32 | 1 | 365 | 9.5185 | 0.066245 | 9 | 0.58479
46955 | 8.32 | 1 | 365 | 9.5185 | 0.066245 | 9 | 0.58479
46962 | 5.98 | 1 | 365 | 6.8415 | 0.70386 | 7 | 0.54532
46957 | 6.24 | 1 | 365 | 7.1389 | 0.29968 | 7 | 0.43859
45199 | 9 | 1 | 365 | 10.2965 | 0.62454 | 10 | 0.92105
48856 | 11.07 | 1 | 365 | 12.6647 | 0.36819 | 13 | 0.032889
51318 | 10.4 | 1 | 365 | 11.8982 | 0.83281 | 12 | 0.73099
46503 | 3.12 | 1 | 365 | 3.5695 | 0.14984 | 3 | 0.7193
49735 | 8.55 | 1 | 365 | 9.7817 | 0.59332 | 10 | 0.375
46496 | 6.76 | 1 | 365 | 7.7338 | 0.49132 | 8 | 0.22514
46483 | 4.24 | 1 | 365 | 4.8508 | 0.71645 | 5 | 0.56725
46823 | 11.655 | 1 | 365 | 13.334 | 0.70878 | 14 | 0.042757
46611 | 8.32 | 1 | 365 | 9.5185 | 0.066245 | 9 | 0.58479
49469 | 7.98 | 1 | 365 | 9.1296 | 0.2871 | 9 | 0.41666
46959 | 6.24 | 1 | 365 | 7.1389 | 0.29968 | 7 | 0.43859
50235 | 10.8 | 1 | 365 | 12.3558 | 0.74945 | 13 | 0.10526
49163 | 4.41 | 1 | 365 | 5.0453 | 0.10603 | 5 | 0.15131
46661 | 5.2 | 1 | 365 | 5.9491 | 0.9164 | 6 | 0.86549
46004 | 3.64 | 1 | 365 | 4.1644 | 0.34148 | 4 | 0.50585
46374 | 5.88 | 1 | 365 | 6.727 | 0.4747 | 7 | 0.20175
46508 | 3.76 | 1 | 365 | 4.3017 | 0.61648 | 4 | 0.91813
46433 | 6.48 | 1 | 365 | 7.4135 | 0.84967 | 8 | 0.26315
46076 | 3.38 | 1 | 365 | 3.8669 | 0.74566 | 4 | 0.61257
46030 | 4.16 | 1 | 365 | 4.7593 | 0.53312 | 5 | 0.2924
46070 | 6.5 | 1 | 365 | 7.4364 | 0.8955 | 8 | 0.33187
46034 | 4.68 | 1 | 365 | 5.3542 | 0.72476 | 6 | 0.078945
46080 | 7.54 | 1 | 365 | 8.6262 | 0.27878 | 8 | 0.90497
46090 | 8.84 | 1 | 365 | 10.1135 | 0.25789 | 10 | 0.37134
47662 | 9.69 | 1 | 365 | 11.0859 | 0.20576 | 11 | 0.29166
46097 | 5.2 | 1 | 365 | 5.9491 | 0.9164 | 6 | 0.86549
46896 | 7.125 | 1 | 365 | 8.1514 | 0.32776 | 8 | 0.47916
47431 | 8.5 | 1 | 365 | 9.7245 | 0.47874 | 10 | 0.20321
49172 | 6.72 | 1 | 365 | 7.6881 | 0.39966 | 8 | 0.087716
47374 | 6.24 | 1 | 365 | 7.1389 | 0.29968 | 7 | 0.43859
46854 | 6.3 | 1 | 365 | 7.2076 | 0.43718 | 7 | 0.64473
50558 | 9.3 | 1 | 365 | 10.6397 | 0.31203 | 10 | 0.95175
48496 | 5.04 | 1 | 365 | 5.766 | 0.54974 | 6 | 0.31579
50688 | 4.86 | 1 | 365 | 5.5601 | 0.13725 | 5 | 0.69737
46334 | 9.12 | 1 | 365 | 10.4338 | 0.89954 | 11 | 0.33333
46358 | 5.1 | 1 | 365 | 5.8347 | 0.68724 | 6 | 0.52193
51429 | 5.2 | 1 | 365 | 5.9491 | 0.9164 | 6 | 0.86549
44646 | 10.71 | 1 | 365 | 12.2528 | 0.54321 | 12 | 0.79605
42691 | 9.35 | 1 | 365 | 10.6969 | 0.42661 | 11 | 0.12353
42678 | 9.9 | 1 | 365 | 11.3262 | 0.687 | 12 | 0.013153
45605 | 4.76 | 1 | 365 | 5.4457 | 0.90809 | 6 | 0.3538
37613 | 5.1 | 1 | 365 | 5.8347 | 0.68724 | 6 | 0.52193
44566 | 8.25 | 1 | 365 | 9.4385 | 0.90583 | 10 | 0.34429
45607 | 6.75 | 1 | 365 | 7.7224 | 0.46841 | 8 | 0.19079
48508 | 3.78 | 1 | 365 | 4.3245 | 0.66231 | 4 | 0.98684
47600 | 9.75 | 1 | 365 | 11.1545 | 0.34326 | 11 | 0.4978
46850 | 6.44 | 1 | 365 | 7.3677 | 0.75801 | 8 | 0.12573
46828 | 6 | 1 | 365 | 6.8643 | 0.7497 | 7 | 0.61403
51286 | 12.09 | 1 | 365 | 13.8316 | 0.70564 | 14 | 0.53727
44040 | 9.81 | 1 | 365 | 11.2232 | 0.48075 | 11 | 0.70394
47672 | 9.075 | 1 | 365 | 10.3823 | 0.79642 | 11 | 0.17872
41956 | 7.875 | 1 | 365 | 9.0094 | 0.046476 | 9 | 0.055917
44745 | 5.72 | 1 | 365 | 6.544 | 0.10804 | 6 | 0.65204
43931 | 8.96 | 1 | 365 | 10.2507 | 0.53288 | 10 | 0.78362
46392 | 4.96 | 1 | 365 | 5.6745 | 0.36642 | 6 | 0.040933
53946 | 10.6 | 1 | 365 | 12.127 | 0.29113 | 12 | 0.41812
53111 | 9.6 | 1 | 365 | 10.9829 | 0.99951 | 11 | 0.98245
34049 | 129.2 | 0.9 | 365 | 133.0308 | 0.46911 | 133 | 0.49994
32968 | 681.065 | 0.9 | 365 | 701.2588 | 0.66551 | 701 | 0.92436
49452 | 9.945 | 1 | 365 | 11.3776 | 0.79012 | 12 | 0.16776
32971 | 176.8 | 0.9 | 365 | 182.0422 | 0.64194 | 182 | 0.68413
51289 | 4.59 | 1 | 365 | 5.2512 | 0.51852 | 5 | 0.76973
34603 | 54.9 | 0.9 | 365 | 56.5278 | 0.22875 | 56 | 0.75655
49323 | 7.65 | 1 | 365 | 8.752 | 0.53086 | 9 | 0.28289
41563 | 10.791 | 1 | 365 | 12.3455 | 0.72883 | 13 | 0.074337
34755 | 124 | 0.9 | 365 | 127.6766 | 0.74435 | 128 | 0.421
50148 | 8.502 | 1 | 365 | 9.7268 | 0.48332 | 10 | 0.21008
34684 | 202.8 | 0.9 | 365 | 208.8131 | 0.26575 | 209 | 0.078853
35298 | 265.98 | 0.9 | 365 | 273.8664 | 0.57162 | 274 | 0.43803
44388 | 11.78 | 1 | 365 | 13.477 | 0.99524 | 14 | 0.47222
35299 | 269.39 | 0.9 | 365 | 277.3775 | 0.60459 | 277 | 0.98211
32959 | 649.8 | 0.8 | 365 | 594.7261 | 0.27366 | 594 | 0.99973
47621 | 5.58 | 1 | 365 | 6.3838 | 0.78722 | 7 | 0.17105
32966 | 649.8 | 0.8 | 365 | 594.7261 | 0.27366 | 594 | 0.99973
46492 | 8.4 | 1 | 365 | 9.6101 | 0.24957 | 9 | 0.85964
32969 | 649.8 | 0.8 | 365 | 594.7261 | 0.27366 | 594 | 0.99973
44413 | 17.325 | 1 | 365 | 19.8208 | 0.70225 | 20 | 0.52302
46422 | 4.905 | 1 | 365 | 5.6116 | 0.24038 | 5 | 0.85197
47914 | 4.42 | 1 | 365 | 5.0567 | 0.12894 | 5 | 0.18567
44062 | 5.4 | 1 | 365 | 6.1779 | 0.37473 | 6 | 0.55263
42670 | 11.13 | 1 | 365 | 12.7333 | 0.50569 | 13 | 0.23903
44905 | 9.69 | 1 | 365 | 11.0859 | 0.20576 | 11 | 0.29166
43444 | 5.75 | 1 | 365 | 6.5783 | 0.17679 | 6 | 0.75511
42557 | 6.625 | 1 | 365 | 7.5794 | 0.18196 | 7 | 0.76133
44425 | 4.905 | 1 | 365 | 5.6116 | 0.24038 | 5 | 0.85197
49067 | 5.865 | 1 | 365 | 6.7099 | 0.44033 | 7 | 0.15022
41453 | 15.696 | 1 | 365 | 17.9571 | 0.9692 | 18 | 0.92631
48513 | 8.96 | 1 | 365 | 10.2507 | 0.53288 | 10 | 0.78362
48847 | 5.7 | 1 | 365 | 6.5211 | 0.062211 | 6 | 0.58333
44058 | 4.905 | 1 | 365 | 5.6116 | 0.24038 | 5 | 0.85197
47612 | 3.6 | 1 | 365 | 4.1186 | 0.24982 | 4 | 0.36842
43531 | 13.23 | 1 | 365 | 15.1359 | 0.31808 | 15 | 0.45394
41542 | 6.54 | 1 | 365 | 7.4821 | 0.98717 | 8 | 0.46929
48485 | 7.75 | 1 | 365 | 8.8664 | 0.76002 | 9 | 0.62646
51251 | 14.79 | 1 | 365 | 16.9206 | 0.893 | 17 | 0.81359
50280 | 6.84 | 1 | 365 | 7.8253 | 0.67465 | 8 | 0.5
41978 | 11.655 | 1 | 365 | 13.334 | 0.70878 | 14 | 0.042757
49157 | 3.924 | 1 | 365 | 4.4893 | 0.9923 | 5 | 0.48158
49885 | 9.45 | 1 | 365 | 10.8113 | 0.65577 | 11 | 0.4671
49478 | 10.464 | 1 | 365 | 11.9714 | 0.97947 | 12 | 0.95087
49019 | 8.1 | 1 | 365 | 9.2669 | 0.56209 | 9 | 0.82894
48481 | 10.5 | 1 | 365 | 12.0126 | 0.061968 | 12 | 0.074556
44057 | 5 | 1 | 365 | 5.7203 | 0.45808 | 6 | 0.17836
34757 | 145.08 | 0.9 | 365 | 149.3817 | 0.22088 | 149 | 0.60256
34562 | 209.56 | 0.9 | 365 | 215.7735 | 0.20794 | 215 | 0.98148
36229 | 237.05 | 0.9 | 365 | 244.0786 | 0.90482 | 244 | 0.98344
34733 | 475.84 | 0.9 | 365 | 489.9488 | 0.3983 | 490 | 0.34715
34527 | 102.024 | 0.9 | 365 | 105.0491 | 0.41985 | 105 | 0.4689
34537 | 106.6 | 0.9 | 365 | 109.7607 | 0.85764 | 110 | 0.61837
46288 | 5.2 | 1 | 365 | 5.9491 | 0.9164 | 6 | 0.86549
46165 | 5.2 | 1 | 365 | 5.9491 | 0.9164 | 6 | 0.86549
42712 | 12.1 | 1 | 365 | 13.8431 | 0.72855 | 14 | 0.57163
48638 | 3.12 | 1 | 365 | 3.5695 | 0.14984 | 3 | 0.7193
45497 | 4.575 | 1 | 365 | 5.2341 | 0.48414 | 5 | 0.7182
41595 | 10.35 | 1 | 365 | 11.841 | 0.71823 | 12 | 0.55921
43175 | 3.64 | 1 | 365 | 4.1644 | 0.34148 | 4 | 0.50585
42753 | 3.575 | 1 | 365 | 4.09 | 0.19253 | 4 | 0.28253
42811 | 11.22 | 1 | 365 | 12.8363 | 0.71193 | 13 | 0.54824
42736 | 6.6 | 1 | 365 | 7.5508 | 0.12467 | 7 | 0.67544
41946 | 4.59 | 1 | 365 | 5.2512 | 0.51852 | 5 | 0.76973
38558 | 6.12 | 1 | 365 | 7.0016 | 0.02469 | 7 | 0.026313
38498 | 7.395 | 1 | 365 | 8.4603 | 0.9465 | 9 | 0.40679
38447 | 8.25 | 1 | 365 | 9.4385 | 0.90583 | 10 | 0.34429
38398 | 6.12 | 1 | 365 | 7.0016 | 0.02469 | 7 | 0.026313
38791 | 6.12 | 1 | 365 | 7.0016 | 0.02469 | 7 | 0.026313
38439 | 7.25 | 1 | 365 | 8.2944 | 0.61422 | 8 | 0.90862
38568 | 6.75 | 1 | 365 | 7.7224 | 0.46841 | 8 | 0.19079
48516 | 4.96 | 1 | 365 | 5.6745 | 0.36642 | 6 | 0.040933
38946 | 7.14 | 1 | 365 | 8.1686 | 0.36214 | 8 | 0.5307
44113 | 6 | 1 | 365 | 6.8643 | 0.7497 | 7 | 0.61403
39196 | 4.08 | 1 | 365 | 4.6677 | 0.34979 | 5 | 0.017542
38540 | 7.14 | 1 | 365 | 8.1686 | 0.36214 | 8 | 0.5307
38557 | 5.1 | 1 | 365 | 5.8347 | 0.68724 | 6 | 0.52193
44095 | 4.05 | 1 | 365 | 4.6334 | 0.28104 | 4 | 0.91447
38458 | 4 | 1 | 365 | 4.5762 | 0.16646 | 4 | 0.74269
36124 | 11.7 | 1 | 365 | 13.3855 | 0.81191 | 14 | 0.19736
51366 | 6.24 | 1 | 365 | 7.1389 | 0.29968 | 7 | 0.43859
48977 | 6.24 | 1 | 365 | 7.1389 | 0.29968 | 7 | 0.43859
51612 | 5.72 | 1 | 365 | 6.544 | 0.10804 | 6 | 0.65204
51766 | 3.64 | 1 | 365 | 4.1644 | 0.34148 | 4 | 0.50585
47587 | 17.28 | 1 | 365 | 19.7693 | 0.59912 | 20 | 0.36841
44501 | 11.025 | 1 | 365 | 12.6132 | 0.26507 | 12 | 0.87828
52748 | 9.45 | 1 | 365 | 10.8113 | 0.65577 | 11 | 0.4671
21535 | 2145 | 0.9 | 365 | 2208.6001 | 0.96469 | 2209 | 0.5648
1454 | 1266.35 | 1 | 365 | 1448.7753 | 0.98792 | 1449 | 0.76324
52594 | 10.2 | 1 | 365 | 11.6694 | 0.37448 | 12 | 0.043854
46885 | 10.44 | 1 | 365 | 11.9439 | 0.92447 | 12 | 0.86842
46864 | 8.4 | 1 | 365 | 9.6101 | 0.24957 | 9 | 0.85964
46832 | 6.09 | 1 | 365 | 6.9673 | 0.95594 | 7 | 0.92324
46477 | 11.22 | 1 | 365 | 12.8363 | 0.71193 | 13 | 0.54824
45192 | 6 | 1 | 365 | 6.8643 | 0.7497 | 7 | 0.61403
46910 | 9.9 | 1 | 365 | 11.3262 | 0.687 | 12 | 0.013153
53289 | 12.96 | 1 | 365 | 14.827 | 0.69934 | 15 | 0.52631
48291 | 8.99 | 1 | 365 | 10.2851 | 0.60163 | 10 | 0.88669
51308 | 12.4 | 1 | 365 | 14.1863 | 0.41604 | 14 | 0.60233
44039 | 16.24 | 1 | 365 | 18.5795 | 0.21584 | 18 | 0.79531
45559 | 7.975 | 1 | 365 | 9.1238 | 0.27564 | 9 | 0.39948
45592 | 7.975 | 1 | 365 | 9.1238 | 0.27564 | 9 | 0.39948
53314 | 3.3 | 1 | 365 | 3.7754 | 0.56233 | 4 | 0.33772
53775 | 10.725 | 1 | 365 | 12.27 | 0.57758 | 12 | 0.84758
53332 | 11.2 | 1 | 365 | 12.8134 | 0.6661 | 13 | 0.47953
53312 | 8.48 | 1 | 365 | 9.7016 | 0.4329 | 10 | 0.1345
53493 | 5.32 | 1 | 365 | 6.0864 | 0.1914 | 6 | 0.27778
53506 | 6.095 | 1 | 365 | 6.973 | 0.9674 | 7 | 0.94042
53492 | 10.335 | 1 | 365 | 11.8238 | 0.68385 | 12 | 0.50767
53777 | 11.55 | 1 | 365 | 13.2138 | 0.46816 | 13 | 0.68201
53309 | 6.12 | 1 | 365 | 7.0016 | 0.02469 | 7 | 0.026313
35738 | 9 | 1 | 365 | 10.2965 | 0.62454 | 10 | 0.92105
52960 | 9.9 | 1 | 365 | 11.3262 | 0.687 | 12 | 0.013153
51225 | 2.34 | 1 | 365 | 2.6771 | 0.36238 | 3 | 0.039472
53793 | 4.675 | 1 | 365 | 5.3485 | 0.7133 | 6 | 0.061767
49314 | 7.44 | 1 | 365 | 8.5118 | 0.049623 | 8 | 0.5614
53788 | 10.6 | 1 | 365 | 12.127 | 0.29113 | 12 | 0.41812
52045 | 2.34 | 1 | 365 | 2.6771 | 0.36238 | 3 | 0.039472
52015 | 4.42 | 1 | 365 | 5.0567 | 0.12894 | 5 | 0.18567
53785 | 8.48 | 1 | 365 | 9.7016 | 0.4329 | 10 | 0.1345
52634 | 6.76 | 1 | 365 | 7.7338 | 0.49132 | 8 | 0.22514
53776 | 6.325 | 1 | 365 | 7.2362 | 0.49447 | 7 | 0.73063
53060 | 10.5 | 1 | 365 | 12.0126 | 0.061968 | 12 | 0.074556
47316 | 8.12 | 1 | 365 | 9.2897 | 0.60792 | 9 | 0.89766
42300 | 14.3 | 1 | 365 | 16.36 | 0.77011 | 17 | 0.13011
53403 | 11.07 | 1 | 365 | 12.6647 | 0.36819 | 13 | 0.032889
42455 | 18.15 | 1 | 365 | 20.7646 | 0.59283 | 21 | 0.35745
53409 | 10.545 | 1 | 365 | 12.0641 | 0.16509 | 12 | 0.22916
43201 | 5.225 | 1 | 365 | 5.9777 | 0.97369 | 6 | 0.95139
44636 | 7.65 | 1 | 365 | 8.752 | 0.53086 | 9 | 0.28289
53418 | 7.56 | 1 | 365 | 8.6491 | 0.32462 | 8 | 0.97368
53562 | 4.94 | 1 | 365 | 5.6516 | 0.32058 | 5 | 0.97222
53137 | 8.58 | 1 | 365 | 9.816 | 0.66207 | 10 | 0.47807
42469 | 7.685 | 1 | 365 | 8.7921 | 0.61107 | 9 | 0.40314
38645 | 5.2 | 1 | 365 | 5.9491 | 0.9164 | 6 | 0.86549
53380 | 9.1 | 1 | 365 | 10.4109 | 0.85371 | 11 | 0.26462
50217 | 20.46 | 1 | 365 | 23.4074 | 0.88646 | 24 | 0.29385
42303 | 10.45 | 1 | 365 | 11.9554 | 0.94739 | 12 | 0.90277
35601 | 13.4 | 1 | 365 | 15.3304 | 0.70765 | 16 | 0.038005
53391 | 12.48 | 1 | 365 | 14.2778 | 0.59937 | 14 | 0.87719
53868 | 4.24 | 1 | 365 | 4.8508 | 0.71645 | 5 | 0.56725
53399 | 4.16 | 1 | 365 | 4.7593 | 0.53312 | 5 | 0.2924
53420 | 4.94 | 1 | 365 | 5.6516 | 0.32058 | 5 | 0.97222
53419 | 9.36 | 1 | 365 | 10.7084 | 0.44953 | 11 | 0.15789
53421 | 7.54 | 1 | 365 | 8.6262 | 0.27878 | 8 | 0.90497
53371 | 4.42 | 1 | 365 | 5.0567 | 0.12894 | 5 | 0.18567
42798 | 4.125 | 1 | 365 | 4.7192 | 0.45292 | 5 | 0.17215
53382 | 5.98 | 1 | 365 | 6.8415 | 0.70386 | 7 | 0.54532
43519 | 4.83 | 1 | 365 | 5.5258 | 0.068505 | 5 | 0.5943
46913 | 24.885 | 1 | 365 | 28.4698 | 0.026864 | 28 | 0.4967
50012 | 9.88 | 1 | 365 | 11.3033 | 0.64117 | 11 | 0.94444
48303 | 6.16 | 1 | 365 | 7.0474 | 0.11635 | 7 | 0.16374
41947 | 4.725 | 1 | 365 | 5.4057 | 0.82789 | 6 | 0.23355
50226 | 6.25 | 1 | 365 | 7.1504 | 0.3226 | 7 | 0.47295
53880 | 4.24 | 1 | 365 | 4.8508 | 0.71645 | 5 | 0.56725
49717 | 6.24 | 1 | 365 | 7.1389 | 0.29968 | 7 | 0.43859
53860 | 3.975 | 1 | 365 | 4.5476 | 0.10917 | 4 | 0.6568
46465 | 9.99 | 1 | 365 | 11.4291 | 0.89324 | 12 | 0.32236
53859 | 5.3 | 1 | 365 | 6.0635 | 0.14556 | 6 | 0.20906
53947 | 4.24 | 1 | 365 | 4.8508 | 0.71645 | 5 | 0.56725
53950 | 8.48 | 1 | 365 | 9.7016 | 0.4329 | 10 | 0.1345
43433 | 10.395 | 1 | 365 | 11.8925 | 0.82135 | 12 | 0.71381
48877 | 12.6 | 1 | 365 | 14.4151 | 0.87436 | 15 | 0.28947
53797 | 5 | 1 | 365 | 5.7203 | 0.45808 | 6 | 0.17836
53948 | 8.745 | 1 | 365 | 10.0048 | 0.040182 | 10 | 0.044952
53945 | 8.745 | 1 | 365 | 10.0048 | 0.040182 | 10 | 0.044952
53944 | 6.095 | 1 | 365 | 6.973 | 0.9674 | 7 | 0.94042
53951 | 9.54 | 1 | 365 | 10.9143 | 0.86202 | 11 | 0.77631
53796 | 6.875 | 1 | 365 | 7.8654 | 0.75486 | 8 | 0.62025
53786 | 5.565 | 1 | 365 | 6.3667 | 0.75284 | 7 | 0.11951
49488 | 6.16 | 1 | 365 | 7.0474 | 0.11635 | 7 | 0.16374
46485 | 4.335 | 1 | 365 | 4.9595 | 0.93416 | 5 | 0.89364
49334 | 5.559 | 1 | 365 | 6.3598 | 0.73909 | 7 | 0.098901
50166 | 4.96 | 1 | 365 | 5.6745 | 0.36642 | 6 | 0.040933
41928 | 12.285 | 1 | 365 | 14.0547 | 0.1525 | 14 | 0.20723
51510 | 13.5 | 1 | 365 | 15.4448 | 0.93682 | 16 | 0.38157
51824 | 3.315 | 1 | 365 | 3.7925 | 0.59671 | 4 | 0.38925
52213 | 7.29 | 1 | 365 | 8.3402 | 0.70588 | 9 | 0.046049
52273 | 13.23 | 1 | 365 | 15.1359 | 0.31808 | 15 | 0.45394
50003 | 8.99 | 1 | 365 | 10.2851 | 0.60163 | 10 | 0.88669
49186 | 10.53 | 1 | 365 | 12.0469 | 0.13072 | 12 | 0.17763
49025 | 5.886 | 1 | 365 | 6.7339 | 0.48845 | 7 | 0.22237
47626 | 5.98 | 1 | 365 | 6.8415 | 0.70386 | 7 | 0.54532
53795 | 3.445 | 1 | 365 | 3.9413 | 0.89462 | 4 | 0.83589
53862 | 5.3 | 1 | 365 | 6.0635 | 0.14556 | 6 | 0.20906
53801 | 3.445 | 1 | 365 | 3.9413 | 0.89462 | 4 | 0.83589
53783 | 11.275 | 1 | 365 | 12.8992 | 0.83797 | 13 | 0.7372
53802 | 7.425 | 1 | 365 | 8.4946 | 0.015249 | 8 | 0.50986
42763 | 7.425 | 1 | 365 | 8.4946 | 0.015249 | 8 | 0.50986
53877 | 7.155 | 1 | 365 | 8.1857 | 0.39651 | 8 | 0.58223
53780 | 5.1 | 1 | 365 | 5.8347 | 0.68724 | 6 | 0.52193
43091 | 3.18 | 1 | 365 | 3.6381 | 0.28734 | 3 | 0.92544
43227 | 4.4 | 1 | 365 | 5.0338 | 0.08311 | 5 | 0.11696
43490 | 9.01 | 1 | 365 | 10.3079 | 0.64746 | 10 | 0.9554
43123 | 8.215 | 1 | 365 | 9.3984 | 0.82563 | 10 | 0.22405
46526 | 6.36 | 1 | 365 | 7.2762 | 0.57468 | 7 | 0.85087
53425 | 11.7 | 1 | 365 | 13.3855 | 0.81191 | 14 | 0.19736
53469 | 11.18 | 1 | 365 | 12.7905 | 0.62027 | 13 | 0.41081
53397 | 13 | 1 | 365 | 14.8727 | 0.79101 | 15 | 0.66374
26678 | 4.16 | 1 | 365 | 4.7593 | 0.53312 | 5 | 0.2924
53641 | 3.9 | 1 | 365 | 4.4618 | 0.9373 | 5 | 0.39912
53389 | 9.555 | 1 | 365 | 10.9315 | 0.89639 | 11 | 0.82785
53512 | 8.84 | 1 | 365 | 10.1135 | 0.25789 | 10 | 0.37134
53481 | 3.38 | 1 | 365 | 3.8669 | 0.74566 | 4 | 0.61257
53480 | 5.46 | 1 | 365 | 6.2465 | 0.51222 | 6 | 0.75877
43193 | 9.805 | 1 | 365 | 11.2175 | 0.46929 | 11 | 0.68676
53471 | 5.46 | 1 | 365 | 6.2465 | 0.51222 | 6 | 0.75877
43146 | 5.565 | 1 | 365 | 6.3667 | 0.75284 | 7 | 0.11951
53429 | 4.42 | 1 | 365 | 5.0567 | 0.12894 | 5 | 0.18567
43243 | 9.35 | 1 | 365 | 10.6969 | 0.42661 | 11 | 0.12353
53463 | 5.72 | 1 | 365 | 6.544 | 0.10804 | 6 | 0.65204
53449 | 10.66 | 1 | 365 | 12.1956 | 0.42863 | 12 | 0.62426
53446 | 9.62 | 1 | 365 | 11.0058 | 0.045346 | 11 | 0.051165
16670 | 9.88 | 1 | 365 | 11.3033 | 0.64117 | 11 | 0.94444
46291 | 8.32 | 1 | 365 | 9.5185 | 0.066245 | 9 | 0.58479
28366 | 4.16 | 1 | 365 | 4.7593 | 0.53312 | 5 | 0.2924
49512 | 10.66 | 1 | 365 | 12.1956 | 0.42863 | 12 | 0.62426
31650 | 9.88 | 1 | 365 | 11.3033 | 0.64117 | 11 | 0.94444
22301 | 5.46 | 1 | 365 | 6.2465 | 0.51222 | 6 | 0.75877
53474 | 3.64 | 1 | 365 | 4.1644 | 0.34148 | 4 | 0.50585
45137 | 8.48 | 1 | 365 | 9.7016 | 0.4329 | 10 | 0.1345
42758 | 14.575 | 1 | 365 | 16.6746 | 0.4003 | 17 | 0.074919
27166 | 8.58 | 1 | 365 | 9.816 | 0.66207 | 10 | 0.47807
31401 | 9.18 | 1 | 365 | 10.5024 | 0.037035 | 10 | 0.53947
27718 | 4.59 | 1 | 365 | 5.2512 | 0.51852 | 5 | 0.76973
37899 | 3.9 | 1 | 365 | 4.4618 | 0.9373 | 5 | 0.39912
27684 | 8.925 | 1 | 365 | 10.2107 | 0.45267 | 10 | 0.66337
20662 | 6.76 | 1 | 365 | 7.7338 | 0.49132 | 8 | 0.22514
37883 | 10.4 | 1 | 365 | 11.8982 | 0.83281 | 12 | 0.73099
29254 | 7.28 | 1 | 365 | 8.3287 | 0.68296 | 9 | 0.011692
42585 | 10.07 | 1 | 365 | 11.5206 | 0.076573 | 11 | 0.59722
27584 | 5.61 | 1 | 365 | 6.4182 | 0.85597 | 7 | 0.27412
42791 | 6.6 | 1 | 365 | 7.5508 | 0.12467 | 7 | 0.67544
51886 | 7.02 | 1 | 365 | 8.0313 | 0.087144 | 8 | 0.11842
42796 | 4.24 | 1 | 365 | 4.8508 | 0.71645 | 5 | 0.56725
36542 | 8.06 | 1 | 365 | 9.2211 | 0.47042 | 9 | 0.69152
34270 | 5.25 | 1 | 365 | 6.0063 | 0.030984 | 6 | 0.037278
27553 | 9.18 | 1 | 365 | 10.5024 | 0.037035 | 10 | 0.53947
33125 | 6.24 | 1 | 365 | 7.1389 | 0.29968 | 7 | 0.43859
27489 | 5.355 | 1 | 365 | 6.1264 | 0.2716 | 6 | 0.39802
33460 | 2.86 | 1 | 365 | 3.272 | 0.55402 | 3 | 0.82602
42797 | 12.1 | 1 | 365 | 13.8431 | 0.72855 | 14 | 0.57163
52107 | 8.32 | 1 | 365 | 9.5185 | 0.066245 | 9 | 0.58479
51944 | 11.7 | 1 | 365 | 13.3855 | 0.81191 | 14 | 0.19736
53827 | 4.94 | 1 | 365 | 5.6516 | 0.32058 | 5 | 0.97222
39353 | 10.66 | 1 | 365 | 12.1956 | 0.42863 | 12 | 0.62426
42931 | 5.3 | 1 | 365 | 6.0635 | 0.14556 | 6 | 0.20906
42662 | 9.9 | 1 | 365 | 11.3262 | 0.687 | 12 | 0.013153
34312 | 4.16 | 1 | 365 | 4.7593 | 0.53312 | 5 | 0.2924
42673 | 7.42 | 1 | 365 | 8.4889 | 0.0037907 | 8 | 0.49269
19685 | 4.68 | 1 | 365 | 5.3542 | 0.72476 | 6 | 0.078945
53823 | 3.12 | 1 | 365 | 3.5695 | 0.14984 | 3 | 0.7193
17405 | 9.88 | 1 | 365 | 11.3033 | 0.64117 | 11 | 0.94444
42632 | 6.6 | 1 | 365 | 7.5508 | 0.12467 | 7 | 0.67544
51751 | 9.88 | 1 | 365 | 11.3033 | 0.64117 | 11 | 0.94444
38806 | 4.94 | 1 | 365 | 5.6516 | 0.32058 | 5 | 0.97222
42629 | 11 | 1 | 365 | 12.5846 | 0.20778 | 12 | 0.79239
42642 | 9.9 | 1 | 365 | 11.3262 | 0.687 | 12 | 0.013153
53583 | 5.98 | 1 | 365 | 6.8415 | 0.70386 | 7 | 0.54532
51769 | 10.4 | 1 | 365 | 11.8982 | 0.83281 | 12 | 0.73099
52353 | 2.86 | 1 | 365 | 3.272 | 0.55402 | 3 | 0.82602
42801 | 3.3 | 1 | 365 | 3.7754 | 0.56233 | 4 | 0.33772
53008 | 7.02 | 1 | 365 | 8.0313 | 0.087144 | 8 | 0.11842
41914 | 3.9 | 1 | 365 | 4.4618 | 0.9373 | 5 | 0.39912
52995 | 7.02 | 1 | 365 | 8.0313 | 0.087144 | 8 | 0.11842
51604 | 15.86 | 1 | 365 | 18.1447 | 0.34503 | 18 | 0.48976
43155 | 4.505 | 1 | 365 | 5.154 | 0.32373 | 5 | 0.4777
52994 | 5.72 | 1 | 365 | 6.544 | 0.10804 | 6 | 0.65204
52993 | 6.5 | 1 | 365 | 7.4364 | 0.8955 | 8 | 0.33187
48760 | 17.94 | 1 | 365 | 20.5244 | 0.11159 | 20 | 0.63596
53119 | 9.88 | 1 | 365 | 11.3033 | 0.64117 | 11 | 0.94444
43206 | 7.425 | 1 | 365 | 8.4946 | 0.015249 | 8 | 0.50986
45547 | 10.4 | 1 | 365 | 11.8982 | 0.83281 | 12 | 0.73099
52969 | 12.48 | 1 | 365 | 14.2778 | 0.59937 | 14 | 0.87719
52967 | 6.76 | 1 | 365 | 7.7338 | 0.49132 | 8 | 0.22514
52945 | 5.98 | 1 | 365 | 6.8415 | 0.70386 | 7 | 0.54532
44965 | 3.64 | 1 | 365 | 4.1644 | 0.34148 | 4 | 0.50585
43717 | 8.32 | 1 | 365 | 9.5185 | 0.066245 | 9 | 0.58479
42819 | 5.5 | 1 | 365 | 6.2923 | 0.60389 | 6 | 0.8962
39363 | 3.9 | 1 | 365 | 4.4618 | 0.9373 | 5 | 0.39912
52937 | 12.48 | 1 | 365 | 14.2778 | 0.59937 | 14 | 0.87719
41494 | 3.9 | 1 | 365 | 4.4618 | 0.9373 | 5 | 0.39912
52948 | 6.76 | 1 | 365 | 7.7338 | 0.49132 | 8 | 0.22514
52926 | 10.4 | 1 | 365 | 11.8982 | 0.83281 | 12 | 0.73099
52991 | 6.24 | 1 | 365 | 7.1389 | 0.29968 | 7 | 0.43859
52763 | 2.34 | 1 | 365 | 2.6771 | 0.36238 | 3 | 0.039472
52726 | 3.9 | 1 | 365 | 4.4618 | 0.9373 | 5 | 0.39912
43853 | 4.505 | 1 | 365 | 5.154 | 0.32373 | 5 | 0.4777
45417 | 4.59 | 1 | 365 | 5.2512 | 0.51852 | 5 | 0.76973
43532 | 3.825 | 1 | 365 | 4.376 | 0.76543 | 5 | 0.14145
45413 | 7.65 | 1 | 365 | 8.752 | 0.53086 | 9 | 0.28289
45412 | 5.355 | 1 | 365 | 6.1264 | 0.2716 | 6 | 0.39802
45803 | 3.06 | 1 | 365 | 3.5008 | 0.012345 | 3 | 0.51316
53539 | 7.28 | 1 | 365 | 8.3287 | 0.68296 | 9 | 0.011692
53792 | 2.86 | 1 | 365 | 3.272 | 0.55402 | 3 | 0.82602
53756 | 4.94 | 1 | 365 | 5.6516 | 0.32058 | 5 | 0.97222
53755 | 6.76 | 1 | 365 | 7.7338 | 0.49132 | 8 | 0.22514
52044 | 11.44 | 1 | 365 | 13.088 | 0.21609 | 13 | 0.30409
53977 | 7.28 | 1 | 365 | 8.3287 | 0.68296 | 9 | 0.011692
53974 | 7.8 | 1 | 365 | 8.9236 | 0.8746 | 9 | 0.79824
36333 | 4.578 | 1 | 365 | 5.2375 | 0.49102 | 5 | 0.72851
53971 | 2.08 | 1 | 365 | 2.3796 | 0.76656 | 3 | 0.1462
53924 | 16.12 | 1 | 365 | 18.4422 | 0.94085 | 19 | 0.38303
52685 | 10.92 | 1 | 365 | 12.4931 | 0.024447 | 12 | 0.51754
53893 | 8.84 | 1 | 365 | 10.1135 | 0.25789 | 10 | 0.37134
52650 | 7.02 | 1 | 365 | 8.0313 | 0.087144 | 8 | 0.11842
52631 | 10.14 | 1 | 365 | 11.6007 | 0.23699 | 11 | 0.83771
53959 | 4.16 | 1 | 365 | 4.7593 | 0.53312 | 5 | 0.2924
52583 | 9.88 | 1 | 365 | 11.3033 | 0.64117 | 11 | 0.94444
46916 | 7.56 | 1 | 365 | 8.6491 | 0.32462 | 8 | 0.97368
52513 | 5.2 | 1 | 365 | 5.9491 | 0.9164 | 6 | 0.86549
20829 | 2.08 | 1 | 365 | 2.3796 | 0.76656 | 3 | 0.1462
52474 | 8.58 | 1 | 365 | 9.816 | 0.66207 | 10 | 0.47807
52434 | 10.4 | 1 | 365 | 11.8982 | 0.83281 | 12 | 0.73099
53697 | 6.24 | 1 | 365 | 7.1389 | 0.29968 | 7 | 0.43859
53915 | 13 | 1 | 365 | 14.8727 | 0.79101 | 15 | 0.66374
53687 | 3.64 | 1 | 365 | 4.1644 | 0.34148 | 4 | 0.50585
53890 | 7.8 | 1 | 365 | 8.9236 | 0.8746 | 9 | 0.79824
53685 | 7.02 | 1 | 365 | 8.0313 | 0.087144 | 8 | 0.11842
53920 | 12.48 | 1 | 365 | 14.2778 | 0.59937 | 14 | 0.87719
53678 | 4.94 | 1 | 365 | 5.6516 | 0.32058 | 5 | 0.97222
53656 | 9.88 | 1 | 365 | 11.3033 | 0.64117 | 11 | 0.94444
53674 | 10.14 | 1 | 365 | 11.6007 | 0.23699 | 11 | 0.83771
53672 | 7.8 | 1 | 365 | 8.9236 | 0.8746 | 9 | 0.79824
53665 | 3.38 | 1 | 365 | 3.8669 | 0.74566 | 4 | 0.61257
53869 | 5.98 | 1 | 365 | 6.8415 | 0.70386 | 7 | 0.54532
53653 | 5.72 | 1 | 365 | 6.544 | 0.10804 | 6 | 0.65204
53567 | 6.5 | 1 | 365 | 7.4364 | 0.8955 | 8 | 0.33187
53565 | 13 | 1 | 365 | 14.8727 | 0.79101 | 15 | 0.66374
53876 | 11.96 | 1 | 365 | 13.6829 | 0.40773 | 14 | 0.090637
53561 | 9.1 | 1 | 365 | 10.4109 | 0.85371 | 11 | 0.26462
53560 | 7.02 | 1 | 365 | 8.0313 | 0.087144 | 8 | 0.11842
53655 | 9.62 | 1 | 365 | 11.0058 | 0.045346 | 11 | 0.051165
34571 | 650 | 0.9 | 365 | 669.2728 | 0.59536 | 669 | 0.86812
53651 | 3.38 | 1 | 365 | 3.8669 | 0.74566 | 4 | 0.61257
53552 | 8.06 | 1 | 365 | 9.2211 | 0.47042 | 9 | 0.69152
54084 | 3.9 | 1 | 365 | 4.4618 | 0.9373 | 5 | 0.39912
53529 | 3.9 | 1 | 365 | 4.4618 | 0.9373 | 5 | 0.39912
54056 | 8.06 | 1 | 365 | 9.2211 | 0.47042 | 9 | 0.69152
35923 | 64.005 | 0.9 | 365 | 65.9028 | 0.0073939 | 65 | 0.91017
53999 | 5.72 | 1 | 365 | 6.544 | 0.10804 | 6 | 0.65204
53576 | 8.58 | 1 | 365 | 9.816 | 0.66207 | 10 | 0.47807
53308 | 4.16 | 1 | 365 | 4.7593 | 0.53312 | 5 | 0.2924
34506 | 30.24 | 0.9 | 365 | 31.1366 | 0.36862 | 31 | 0.50525
53632 | 13 | 1 | 365 | 14.8727 | 0.79101 | 15 | 0.66374
54042 | 8.84 | 1 | 365 | 10.1135 | 0.25789 | 10 | 0.37134
53061 | 6.24 | 1 | 365 | 7.1389 | 0.29968 | 7 | 0.43859
53030 | 8.06 | 1 | 365 | 9.2211 | 0.47042 | 9 | 0.69152
52810 | 9.62 | 1 | 365 | 11.0058 | 0.045346 | 11 | 0.051165
53845 | 5.98 | 1 | 365 | 6.8415 | 0.70386 | 7 | 0.54532
53865 | 9.1 | 1 | 365 | 10.4109 | 0.85371 | 11 | 0.26462
53196 | 4.68 | 1 | 365 | 5.3542 | 0.72476 | 6 | 0.078945
34987 | 7.8 | 1 | 365 | 8.9236 | 0.8746 | 9 | 0.79824
53374 | 8.32 | 1 | 365 | 9.5185 | 0.066245 | 9 | 0.58479
53105 | 8.32 | 1 | 365 | 9.5185 | 0.066245 | 9 | 0.58479
53874 | 3.12 | 1 | 365 | 3.5695 | 0.14984 | 3 | 0.7193
53649 | 9.62 | 1 | 365 | 11.0058 | 0.045346 | 11 | 0.051165
36444 | 7.8 | 1 | 365 | 8.9236 | 0.8746 | 9 | 0.79824
53870 | 8.58 | 1 | 365 | 9.816 | 0.66207 | 10 | 0.47807
53643 | 6.76 | 1 | 365 | 7.7338 | 0.49132 | 8 | 0.22514
44574 | 5.13 | 1 | 365 | 5.869 | 0.75599 | 6 | 0.625
53866 | 17.68 | 1 | 365 | 20.2269 | 0.51577 | 20 | 0.74268
53851 | 7.02 | 1 | 365 | 8.0313 | 0.087144 | 8 | 0.11842
53640 | 11.96 | 1 | 365 | 13.6829 | 0.40773 | 14 | 0.090637
44568 | 9.98 | 1 | 365 | 11.4177 | 0.87033 | 12 | 0.28801
53615 | 6.24 | 1 | 365 | 7.1389 | 0.29968 | 7 | 0.43859
44542 | 8.19 | 1 | 365 | 9.3698 | 0.76834 | 10 | 0.13815
53585 | 3.64 | 1 | 365 | 4.1644 | 0.34148 | 4 | 0.50585
53832 | 10.66 | 1 | 365 | 12.1956 | 0.42863 | 12 | 0.62426
53564 | 11.18 | 1 | 365 | 12.7905 | 0.62027 | 13 | 0.41081
53856 | 7.54 | 1 | 365 | 8.6262 | 0.27878 | 8 | 0.90497
53546 | 9.88 | 1 | 365 | 11.3033 | 0.64117 | 11 | 0.94444
51972 | 13.545 | 1 | 365 | 15.4962 | 0.039939 | 15 | 0.53618
52223 | 5.98 | 1 | 365 | 6.8415 | 0.70386 | 7 | 0.54532
52546 | 14.1 | 1 | 365 | 16.1312 | 0.31179 | 16 | 0.44298
52331 | 7.215 | 1 | 365 | 8.2544 | 0.53401 | 8 | 0.78837
52233 | 9.95 | 1 | 365 | 11.3834 | 0.80158 | 12 | 0.18494
52237 | 8.82 | 1 | 365 | 10.0906 | 0.21205 | 10 | 0.30263
52701 | 13.77 | 1 | 365 | 15.7537 | 0.55555 | 16 | 0.3092
52711 | 5.61 | 1 | 365 | 6.4182 | 0.85597 | 7 | 0.27412
52809 | 7.8 | 1 | 365 | 8.9236 | 0.8746 | 9 | 0.79824
52941 | 12.15 | 1 | 365 | 13.9003 | 0.84313 | 14 | 0.74341
52911 | 13 | 1 | 365 | 14.8727 | 0.79101 | 15 | 0.66374
52912 | 4.86 | 1 | 365 | 5.5601 | 0.13725 | 5 | 0.69737
53025 | 8.1 | 1 | 365 | 9.2669 | 0.56209 | 9 | 0.82894
53097 | 8.5 | 1 | 365 | 9.7245 | 0.47874 | 10 | 0.20321
53142 | 6.48 | 1 | 365 | 7.4135 | 0.84967 | 8 | 0.26315
53143 | 10.4 | 1 | 365 | 11.8982 | 0.83281 | 12 | 0.73099
53144 | 5.8 | 1 | 365 | 6.6355 | 0.29137 | 6 | 0.9269
53133 | 12.255 | 1 | 365 | 14.0204 | 0.083754 | 14 | 0.10416
44551 | 12.24 | 1 | 365 | 14.0032 | 0.04938 | 14 | 0.052625
39792 | 8.8 | 1 | 365 | 10.0677 | 0.16622 | 10 | 0.23391
37211 | 7.7 | 1 | 365 | 8.8092 | 0.64544 | 9 | 0.45467
38312 | 4.125 | 1 | 365 | 4.7192 | 0.45292 | 5 | 0.17215
41014 | 5.04 | 1 | 365 | 5.766 | 0.54974 | 6 | 0.31579
36454 | 7.935 | 1 | 365 | 9.0781 | 0.18397 | 9 | 0.26206
36482 | 3.33 | 1 | 365 | 3.8097 | 0.63108 | 4 | 0.44079
36729 | 5.125 | 1 | 365 | 5.8633 | 0.74453 | 6 | 0.60782
36463 | 5.125 | 1 | 365 | 5.8633 | 0.74453 | 6 | 0.60782
36659 | 9.755 | 1 | 365 | 11.1603 | 0.35471 | 11 | 0.51498
37839 | 4.235 | 1 | 365 | 4.8451 | 0.70499 | 5 | 0.55007
39922 | 6.325 | 1 | 365 | 7.2362 | 0.49447 | 7 | 0.73063
36479 | 9 | 1 | 365 | 10.2965 | 0.62454 | 10 | 0.92105
35995 | 15.86 | 1 | 365 | 18.1447 | 0.34503 | 18 | 0.48976
53350 | 5.04 | 1 | 365 | 5.766 | 0.54974 | 6 | 0.31579
53617 | 7 | 1 | 365 | 8.0084 | 0.041312 | 8 | 0.049704
53668 | 10.8 | 1 | 365 | 12.3558 | 0.74945 | 13 | 0.10526
36437 | 3.315 | 1 | 365 | 3.7925 | 0.59671 | 4 | 0.38925
53457 | 7.5 | 1 | 365 | 8.5804 | 0.18712 | 8 | 0.76754
36506 | 8.195 | 1 | 365 | 9.3755 | 0.77979 | 10 | 0.15533
53731 | 8.8 | 1 | 365 | 10.0677 | 0.16622 | 10 | 0.23391
53770 | 5.98 | 1 | 365 | 6.8415 | 0.70386 | 7 | 0.54532
36380 | 5.88 | 1 | 365 | 6.727 | 0.4747 | 7 | 0.20175
53759 | 6.615 | 1 | 365 | 7.5679 | 0.15904 | 7 | 0.72697
36872 | 8.455 | 1 | 365 | 9.673 | 0.37561 | 10 | 0.048607
53885 | 14.49 | 1 | 365 | 16.5774 | 0.20552 | 16 | 0.78289
38116 | 9.9 | 1 | 365 | 11.3262 | 0.687 | 12 | 0.013153
37193 | 8.8 | 1 | 365 | 10.0677 | 0.16622 | 10 | 0.23391
53834 | 3.38 | 1 | 365 | 3.8669 | 0.74566 | 4 | 0.61257
36440 | 7.7 | 1 | 365 | 8.8092 | 0.64544 | 9 | 0.45467
53888 | 6.84 | 1 | 365 | 7.8253 | 0.67465 | 8 | 0.5
35981 | 3.59 | 1 | 365 | 4.1072 | 0.2269 | 4 | 0.33406
53444 | 4.86 | 1 | 365 | 5.5601 | 0.13725 | 5 | 0.69737
36612 | 7.72 | 1 | 365 | 8.8321 | 0.69128 | 9 | 0.52339
36364 | 4.125 | 1 | 365 | 4.7192 | 0.45292 | 5 | 0.17215
36360 | 9.21 | 1 | 365 | 10.5368 | 0.10578 | 10 | 0.64254
36505 | 10.51 | 1 | 365 | 12.024 | 0.084884 | 12 | 0.10891
38198 | 3.025 | 1 | 365 | 3.4608 | 0.93214 | 4 | 0.39291
36697 | 3.07 | 1 | 365 | 3.5123 | 0.035261 | 3 | 0.54751
36753 | 13.12 | 1 | 365 | 15.01 | 0.066002 | 15 | 0.076017
36755 | 9.76 | 1 | 365 | 11.166 | 0.36617 | 11 | 0.53216
36761 | 6.14 | 1 | 365 | 7.0245 | 0.070522 | 7 | 0.095026
36866 | 9.35 | 1 | 365 | 10.6969 | 0.42661 | 11 | 0.12353
38846 | 8.84 | 1 | 365 | 10.1135 | 0.25789 | 10 | 0.37134
36751 | 9.78 | 1 | 365 | 11.1889 | 0.412 | 11 | 0.60087
36741 | 3.565 | 1 | 365 | 4.0786 | 0.16961 | 4 | 0.24817
37279 | 7.28 | 1 | 365 | 8.3287 | 0.68296 | 9 | 0.011692
39775 | 4.95 | 1 | 365 | 5.6631 | 0.3435 | 6 | 0.0065764
43837 | 5.565 | 1 | 365 | 6.3667 | 0.75284 | 7 | 0.11951
43826 | 3.445 | 1 | 365 | 3.9413 | 0.89462 | 4 | 0.83589
38722 | 4.845 | 1 | 365 | 5.543 | 0.10288 | 5 | 0.64583
38171 | 8.25 | 1 | 365 | 9.4385 | 0.90583 | 10 | 0.34429
43847 | 10.6 | 1 | 365 | 12.127 | 0.29113 | 12 | 0.41812
39830 | 4.68 | 1 | 365 | 5.3542 | 0.72476 | 6 | 0.078945
37075 | 4.48 | 1 | 365 | 5.1254 | 0.26644 | 5 | 0.39181
38146 | 8.845 | 1 | 365 | 10.1192 | 0.26934 | 10 | 0.38852
38201 | 6.24 | 1 | 365 | 7.1389 | 0.29968 | 7 | 0.43859
37537 | 9.69 | 1 | 365 | 11.0859 | 0.20576 | 11 | 0.29166
37078 | 4.125 | 1 | 365 | 4.7192 | 0.45292 | 5 | 0.17215
36984 | 5.225 | 1 | 365 | 5.9777 | 0.97369 | 6 | 0.95139
40318 | 6.05 | 1 | 365 | 6.9215 | 0.86428 | 7 | 0.78582
38760 | 3.12 | 1 | 365 | 3.5695 | 0.14984 | 3 | 0.7193
38011 | 5.72 | 1 | 365 | 6.544 | 0.10804 | 6 | 0.65204
36739 | 2.86 | 1 | 365 | 3.272 | 0.55402 | 3 | 0.82602
44171 | 3.92 | 1 | 365 | 4.4847 | 0.98313 | 5 | 0.46783
41031 | 4.335 | 1 | 365 | 4.9595 | 0.93416 | 5 | 0.89364
38863 | 7.975 | 1 | 365 | 9.1238 | 0.27564 | 9 | 0.39948
36042 | 17.36 | 1 | 365 | 19.8608 | 0.78245 | 20 | 0.64327
38494 | 7.975 | 1 | 365 | 9.1238 | 0.27564 | 9 | 0.39948
37033 | 4.125 | 1 | 365 | 4.7192 | 0.45292 | 5 | 0.17215
37260 | 3.025 | 1 | 365 | 3.4608 | 0.93214 | 4 | 0.39291
38852 | 4.4 | 1 | 365 | 5.0338 | 0.08311 | 5 | 0.11696
44338 | 6.12 | 1 | 365 | 7.0016 | 0.02469 | 7 | 0.026313
44951 | 12.75 | 1 | 365 | 14.5867 | 0.2181 | 14 | 0.80482
39851 | 3.9 | 1 | 365 | 4.4618 | 0.9373 | 5 | 0.39912
37000 | 4.48 | 1 | 365 | 5.1254 | 0.26644 | 5 | 0.39181
35756 | 14 | 1 | 365 | 16.0168 | 0.082624 | 16 | 0.099408
12300 | 418.19 | 1 | 365 | 478.4328 | 0.3309 | 478 | 0.76367
35753 | 11 | 1 | 365 | 12.5846 | 0.20778 | 12 | 0.79239
39850 | 4.125 | 1 | 365 | 4.7192 | 0.45292 | 5 | 0.17215
37230 | 4.4 | 1 | 365 | 5.0338 | 0.08311 | 5 | 0.11696
38676 | 3.85 | 1 | 365 | 4.4046 | 0.82272 | 5 | 0.22734
46629 | 9.9 | 1 | 365 | 11.3262 | 0.687 | 12 | 0.013153
39087 | 6.325 | 1 | 365 | 7.2362 | 0.49447 | 7 | 0.73063
39769 | 4.4 | 1 | 365 | 5.0338 | 0.08311 | 5 | 0.11696
37995 | 4.8 | 1 | 365 | 5.4915 | 0.99976 | 6 | 0.49123
38249 | 5.2 | 1 | 365 | 5.9491 | 0.9164 | 6 | 0.86549
36885 | 10.36 | 1 | 365 | 11.8524 | 0.74114 | 12 | 0.59356
38140 | 4.68 | 1 | 365 | 5.3542 | 0.72476 | 6 | 0.078945
38923 | 5.2 | 1 | 365 | 5.9491 | 0.9164 | 6 | 0.86549
38807 | 5.2 | 1 | 365 | 5.9491 | 0.9164 | 6 | 0.86549
38785 | 5.72 | 1 | 365 | 6.544 | 0.10804 | 6 | 0.65204
37356 | 8.06 | 1 | 365 | 9.2211 | 0.47042 | 9 | 0.69152
37158 | 3.9 | 1 | 365 | 4.4618 | 0.9373 | 5 | 0.39912
37347 | 6.76 | 1 | 365 | 7.7338 | 0.49132 | 8 | 0.22514
37199 | 3.38 | 1 | 365 | 3.8669 | 0.74566 | 4 | 0.61257
39073 | 4.16 | 1 | 365 | 4.7593 | 0.53312 | 5 | 0.2924
37196 | 5.2 | 1 | 365 | 5.9491 | 0.9164 | 6 | 0.86549
38303 | 5.72 | 1 | 365 | 6.544 | 0.10804 | 6 | 0.65204
37534 | 3.64 | 1 | 365 | 4.1644 | 0.34148 | 4 | 0.50585
38376 | 6.05 | 1 | 365 | 6.9215 | 0.86428 | 7 | 0.78582
37533 | 4.16 | 1 | 365 | 4.7593 | 0.53312 | 5 | 0.2924
37999 | 4.42 | 1 | 365 | 5.0567 | 0.12894 | 5 | 0.18567
38244 | 6.24 | 1 | 365 | 7.1389 | 0.29968 | 7 | 0.43859
37355 | 4.68 | 1 | 365 | 5.3542 | 0.72476 | 6 | 0.078945
35985 | 7.96 | 1 | 365 | 9.1067 | 0.24126 | 9 | 0.34795
37885 | 4.675 | 1 | 365 | 5.3485 | 0.7133 | 6 | 0.061767
35838 | 8.829 | 1 | 365 | 10.1009 | 0.23268 | 10 | 0.33355
35760 | 9.156 | 1 | 365 | 10.475 | 0.98204 | 11 | 0.45701
38813 | 7.8 | 1 | 365 | 8.9236 | 0.8746 | 9 | 0.79824
37248 | 8.32 | 1 | 365 | 9.5185 | 0.066245 | 9 | 0.58479
47018 | 8.58 | 1 | 365 | 9.816 | 0.66207 | 10 | 0.47807
39928 | 5.2 | 1 | 365 | 5.9491 | 0.9164 | 6 | 0.86549
47021 | 3.99 | 1 | 365 | 4.5648 | 0.14355 | 4 | 0.70833
38125 | 8.58 | 1 | 365 | 9.816 | 0.66207 | 10 | 0.47807
47025 | 6.5 | 1 | 365 | 7.4364 | 0.8955 | 8 | 0.33187
39802 | 4.95 | 1 | 365 | 5.6631 | 0.3435 | 6 | 0.0065764
47027 | 6.24 | 1 | 365 | 7.1389 | 0.29968 | 7 | 0.43859
47030 | 13.26 | 1 | 365 | 15.1702 | 0.38683 | 15 | 0.55701
39098 | 7.15 | 1 | 365 | 8.18 | 0.38505 | 8 | 0.56505
38854 | 4.125 | 1 | 365 | 4.7192 | 0.45292 | 5 | 0.17215
36491 | 4.4 | 1 | 365 | 5.0338 | 0.08311 | 5 | 0.11696
36438 | 4.4 | 1 | 365 | 5.0338 | 0.08311 | 5 | 0.11696
37163 | 4.16 | 1 | 365 | 4.7593 | 0.53312 | 5 | 0.2924
47044 | 9.88 | 1 | 365 | 11.3033 | 0.64117 | 11 | 0.94444
38233 | 6.24 | 1 | 365 | 7.1389 | 0.29968 | 7 | 0.43859
37327 | 5.6 | 1 | 365 | 6.4067 | 0.83305 | 7 | 0.23976
38422 | 4.68 | 1 | 365 | 5.3542 | 0.72476 | 6 | 0.078945
36536 | 4.4 | 1 | 365 | 5.0338 | 0.08311 | 5 | 0.11696
38192 | 6.24 | 1 | 365 | 7.1389 | 0.29968 | 7 | 0.43859
37927 | 5.72 | 1 | 365 | 6.544 | 0.10804 | 6 | 0.65204
36422 | 6.875 | 1 | 365 | 7.8654 | 0.75486 | 8 | 0.62025
37182 | 5.32 | 1 | 365 | 6.0864 | 0.1914 | 6 | 0.27778
38747 | 5.6 | 1 | 365 | 6.4067 | 0.83305 | 7 | 0.23976
40235 | 5.2 | 1 | 365 | 5.9491 | 0.9164 | 6 | 0.86549
38433 | 3.64 | 1 | 365 | 4.1644 | 0.34148 | 4 | 0.50585
38640 | 5.88 | 1 | 365 | 6.727 | 0.4747 | 7 | 0.20175
37162 | 5.2 | 1 | 365 | 5.9491 | 0.9164 | 6 | 0.86549
47047 | 7.98 | 1 | 365 | 9.1296 | 0.2871 | 9 | 0.41666
37704 | 24.26 | 1 | 365 | 27.7548 | 0.5946 | 28 | 0.3494
36726 | 7.47 | 1 | 365 | 8.5461 | 0.11837 | 8 | 0.66447
47052 | 7.8 | 1 | 365 | 8.9236 | 0.8746 | 9 | 0.79824
39805 | 6.05 | 1 | 365 | 6.9215 | 0.86428 | 7 | 0.78582
36756 | 7.2 | 1 | 365 | 8.2372 | 0.49964 | 8 | 0.73684
39861 | 5.225 | 1 | 365 | 5.9777 | 0.97369 | 6 | 0.95139
47105 | 9.62 | 1 | 365 | 11.0058 | 0.045346 | 11 | 0.051165
37272 | 7.15 | 1 | 365 | 8.18 | 0.38505 | 8 | 0.56505
38669 | 5.225 | 1 | 365 | 5.9777 | 0.97369 | 6 | 0.95139
47106 | 4.16 | 1 | 365 | 4.7593 | 0.53312 | 5 | 0.2924
36369 | 4.125 | 1 | 365 | 4.7192 | 0.45292 | 5 | 0.17215
47107 | 8.32 | 1 | 365 | 9.5185 | 0.066245 | 9 | 0.58479
47110 | 4.94 | 1 | 365 | 5.6516 | 0.32058 | 5 | 0.97222
39372 | 4.2 | 1 | 365 | 4.805 | 0.62479 | 5 | 0.42982
39864 | 3.85 | 1 | 365 | 4.4046 | 0.82272 | 5 | 0.22734
38339 | 5.225 | 1 | 365 | 5.9777 | 0.97369 | 6 | 0.95139
47112 | 3.9 | 1 | 365 | 4.4618 | 0.9373 | 5 | 0.39912
36485 | 7.18 | 1 | 365 | 8.2143 | 0.4538 | 8 | 0.66812
47114 | 6.24 | 1 | 365 | 7.1389 | 0.29968 | 7 | 0.43859
47117 | 9.88 | 1 | 365 | 11.3033 | 0.64117 | 11 | 0.94444
36365 | 3.07 | 1 | 365 | 3.5123 | 0.035261 | 3 | 0.54751
36382 | 6.66 | 1 | 365 | 7.6194 | 0.26216 | 7 | 0.88158
47034 | 10.66 | 1 | 365 | 12.1956 | 0.42863 | 12 | 0.62426
36386 | 7.96 | 1 | 365 | 9.1067 | 0.24126 | 9 | 0.34795
36500 | 10.25 | 1 | 365 | 11.7266 | 0.48906 | 12 | 0.21564
37717 | 6.72 | 1 | 365 | 7.6881 | 0.39966 | 8 | 0.087716
36399 | 7.18 | 1 | 365 | 8.2143 | 0.4538 | 8 | 0.66812
36667 | 6.14 | 1 | 365 | 7.0245 | 0.070522 | 7 | 0.095026
36015 | 5.905 | 1 | 365 | 6.7557 | 0.53199 | 7 | 0.28764
36502 | 4.605 | 1 | 365 | 5.2684 | 0.55289 | 5 | 0.82127
36307 | 5.88 | 1 | 365 | 6.727 | 0.4747 | 7 | 0.20175
38269 | 4.16 | 1 | 365 | 4.7593 | 0.53312 | 5 | 0.2924
37157 | 3.12 | 1 | 365 | 3.5695 | 0.14984 | 3 | 0.7193
36368 | 9.235 | 1 | 365 | 10.5654 | 0.16307 | 10 | 0.72843
38224 | 4.42 | 1 | 365 | 5.0567 | 0.12894 | 5 | 0.18567
36038 | 7.18 | 1 | 365 | 8.2143 | 0.4538 | 8 | 0.66812
44771 | 10.791 | 1 | 365 | 12.3455 | 0.72883 | 13 | 0.074337
44733 | 13.5 | 1 | 365 | 15.4448 | 0.93682 | 16 | 0.38157
37893 | 7.8 | 1 | 365 | 8.9236 | 0.8746 | 9 | 0.79824
36296 | 13.12 | 1 | 365 | 15.01 | 0.066002 | 15 | 0.076017
47050 | 6.5 | 1 | 365 | 7.4364 | 0.8955 | 8 | 0.33187
38181 | 6.5 | 1 | 365 | 7.4364 | 0.8955 | 8 | 0.33187
47119 | 7.8 | 1 | 365 | 8.9236 | 0.8746 | 9 | 0.79824
47122 | 3.38 | 1 | 365 | 3.8669 | 0.74566 | 4 | 0.61257
47124 | 11.7 | 1 | 365 | 13.3855 | 0.81191 | 14 | 0.19736
47126 | 5.72 | 1 | 365 | 6.544 | 0.10804 | 6 | 0.65204
36735 | 5.6 | 1 | 365 | 6.4067 | 0.83305 | 7 | 0.23976
47140 | 5.72 | 1 | 365 | 6.544 | 0.10804 | 6 | 0.65204
38977 | 9.8 | 1 | 365 | 11.2117 | 0.45784 | 11 | 0.66959
47143 | 8.91 | 1 | 365 | 10.1935 | 0.4183 | 10 | 0.61184
38223 | 6.05 | 1 | 365 | 6.9215 | 0.86428 | 7 | 0.78582
47146 | 6.76 | 1 | 365 | 7.7338 | 0.49132 | 8 | 0.22514
37931 | 3.64 | 1 | 365 | 4.1644 | 0.34148 | 4 | 0.50585
35957 | 5.13 | 1 | 365 | 5.869 | 0.75599 | 6 | 0.625
37156 | 10.4 | 1 | 365 | 11.8982 | 0.83281 | 12 | 0.73099
45525 | 7.44 | 1 | 365 | 8.5118 | 0.049623 | 8 | 0.5614
47149 | 5.98 | 1 | 365 | 6.8415 | 0.70386 | 7 | 0.54532
44779 | 8.04 | 1 | 365 | 9.1982 | 0.42459 | 9 | 0.6228
47154 | 4.94 | 1 | 365 | 5.6516 | 0.32058 | 5 | 0.97222
38126 | 10.92 | 1 | 365 | 12.4931 | 0.024447 | 12 | 0.51754
47155 | 3.12 | 1 | 365 | 3.5695 | 0.14984 | 3 | 0.7193
38279 | 7.28 | 1 | 365 | 8.3287 | 0.68296 | 9 | 0.011692
36472 | 11.55 | 1 | 365 | 13.2138 | 0.46816 | 13 | 0.68201
39810 | 6.16 | 1 | 365 | 7.0474 | 0.11635 | 7 | 0.16374
38651 | 3.025 | 1 | 365 | 3.4608 | 0.93214 | 4 | 0.39291
37359 | 8.4 | 1 | 365 | 9.6101 | 0.24957 | 9 | 0.85964
47157 | 4.42 | 1 | 365 | 5.0567 | 0.12894 | 5 | 0.18567
47161 | 5.98 | 1 | 365 | 6.8415 | 0.70386 | 7 | 0.54532
37745 | 4.68 | 1 | 365 | 5.3542 | 0.72476 | 6 | 0.078945
47162 | 8.32 | 1 | 365 | 9.5185 | 0.066245 | 9 | 0.58479
47163 | 4.16 | 1 | 365 | 4.7593 | 0.53312 | 5 | 0.2924
38792 | 10.14 | 1 | 365 | 11.6007 | 0.23699 | 11 | 0.83771
39845 | 4.48 | 1 | 365 | 5.1254 | 0.26644 | 5 | 0.39181
39881 | 7.8 | 1 | 365 | 8.9236 | 0.8746 | 9 | 0.79824
39064 | 5.88 | 1 | 365 | 6.727 | 0.4747 | 7 | 0.20175
39130 | 11.7 | 1 | 365 | 13.3855 | 0.81191 | 14 | 0.19736
47170 | 8.58 | 1 | 365 | 9.816 | 0.66207 | 10 | 0.47807
47336 | 9.156 | 1 | 365 | 10.475 | 0.98204 | 11 | 0.45701
47171 | 6.76 | 1 | 365 | 7.7338 | 0.49132 | 8 | 0.22514
37924 | 10.08 | 1 | 365 | 11.5321 | 0.099489 | 11 | 0.63157
53967 | 9.625 | 1 | 365 | 11.0115 | 0.056804 | 11 | 0.068343
47172 | 8.06 | 1 | 365 | 9.2211 | 0.47042 | 9 | 0.69152
38628 | 5.215 | 1 | 365 | 5.9663 | 0.95078 | 6 | 0.91703
37155 | 9.52 | 1 | 365 | 10.8914 | 0.81618 | 11 | 0.7076
36909 | 5.98 | 1 | 365 | 6.8415 | 0.70386 | 7 | 0.54532
38440 | 6.5 | 1 | 365 | 7.4364 | 0.8955 | 8 | 0.33187
38654 | 4.94 | 1 | 365 | 5.6516 | 0.32058 | 5 | 0.97222
53973 | 8.84 | 1 | 365 | 10.1135 | 0.25789 | 10 | 0.37134
38380 | 2.6 | 1 | 365 | 2.9745 | 0.9582 | 3 | 0.93275
53975 | 9.1 | 1 | 365 | 10.4109 | 0.85371 | 11 | 0.26462
39089 | 4.845 | 1 | 365 | 5.543 | 0.10288 | 5 | 0.64583
53978 | 10.53 | 1 | 365 | 12.0469 | 0.13072 | 12 | 0.17763
53985 | 5.232 | 1 | 365 | 5.9857 | 0.98973 | 6 | 0.97544
54013 | 7.75 | 1 | 365 | 8.8664 | 0.76002 | 9 | 0.62646
54014 | 10.545 | 1 | 365 | 12.0641 | 0.16509 | 12 | 0.22916
54015 | 11.2 | 1 | 365 | 12.8134 | 0.6661 | 13 | 0.47953
54020 | 6.12 | 1 | 365 | 7.0016 | 0.02469 | 7 | 0.026313
54058 | 10.335 | 1 | 365 | 11.8238 | 0.68385 | 12 | 0.50767
54091 | 2.34 | 1 | 365 | 2.6771 | 0.36238 | 3 | 0.039472
54089 | 7.28 | 1 | 365 | 8.3287 | 0.68296 | 9 | 0.011692
37757 | 6.05 | 1 | 365 | 6.9215 | 0.86428 | 7 | 0.78582
49470 | 6.48 | 1 | 365 | 7.4135 | 0.84967 | 8 | 0.26315
38266 | 5.5 | 1 | 365 | 6.2923 | 0.60389 | 6 | 0.8962
39806 | 9.075 | 1 | 365 | 10.3823 | 0.79642 | 11 | 0.17872
38134 | 7.98 | 1 | 365 | 9.1296 | 0.2871 | 9 | 0.41666
38633 | 8.55 | 1 | 365 | 9.7817 | 0.59332 | 10 | 0.375
38367 | 5.775 | 1 | 365 | 6.6069 | 0.23408 | 6 | 0.84101
38395 | 4.79 | 1 | 365 | 5.48 | 0.97684 | 6 | 0.45687
38197 | 7.975 | 1 | 365 | 9.1238 | 0.27564 | 9 | 0.39948
38960 | 6.24 | 1 | 365 | 7.1389 | 0.29968 | 7 | 0.43859
38728 | 3.9 | 1 | 365 | 4.4618 | 0.9373 | 5 | 0.39912
38696 | 2.6 | 1 | 365 | 2.9745 | 0.9582 | 3 | 0.93275
37592 | 8.58 | 1 | 365 | 9.816 | 0.66207 | 10 | 0.47807
43355 | 3.64 | 1 | 365 | 4.1644 | 0.34148 | 4 | 0.50585
41608 | 4.68 | 1 | 365 | 5.3542 | 0.72476 | 6 | 0.078945
37790 | 5.72 | 1 | 365 | 6.544 | 0.10804 | 6 | 0.65204
38677 | 6.76 | 1 | 365 | 7.7338 | 0.49132 | 8 | 0.22514
37259 | 3.85 | 1 | 365 | 4.4046 | 0.82272 | 5 | 0.22734
36512 | 4.605 | 1 | 365 | 5.2684 | 0.55289 | 5 | 0.82127
36616 | 8.455 | 1 | 365 | 9.673 | 0.37561 | 10 | 0.048607
36515 | 4.605 | 1 | 365 | 5.2684 | 0.55289 | 5 | 0.82127
37231 | 6.325 | 1 | 365 | 7.2362 | 0.49447 | 7 | 0.73063
41630 | 4.95 | 1 | 365 | 5.6631 | 0.3435 | 6 | 0.0065764
38167 | 4.76 | 1 | 365 | 5.4457 | 0.90809 | 6 | 0.3538
42694 | 7.7 | 1 | 365 | 8.8092 | 0.64544 | 9 | 0.45467
42812 | 6.6 | 1 | 365 | 7.5508 | 0.12467 | 7 | 0.67544
48367 | 8.48 | 1 | 365 | 9.7016 | 0.4329 | 10 | 0.1345
52053 | 13 | 1 | 365 | 14.8727 | 0.79101 | 15 | 0.66374
52612 | 2.86 | 1 | 365 | 3.272 | 0.55402 | 3 | 0.82602
53135 | 12.15 | 1 | 365 | 13.9003 | 0.84313 | 14 | 0.74341
35926 | 8.28 | 1 | 365 | 9.4728 | 0.97458 | 10 | 0.44736
53039 | 11.18 | 1 | 365 | 12.7905 | 0.62027 | 13 | 0.41081
48746 | 9.1 | 1 | 365 | 10.4109 | 0.85371 | 11 | 0.26462
52276 | 12.48 | 1 | 365 | 14.2778 | 0.59937 | 14 | 0.87719
53093 | 7.02 | 1 | 365 | 8.0313 | 0.087144 | 8 | 0.11842
53064 | 6.5 | 1 | 365 | 7.4364 | 0.8955 | 8 | 0.33187
53040 | 6.5 | 1 | 365 | 7.4364 | 0.8955 | 8 | 0.33187
31925 | 9.1 | 1 | 365 | 10.4109 | 0.85371 | 11 | 0.26462
53238 | 9.62 | 1 | 365 | 11.0058 | 0.045346 | 11 | 0.051165
53293 | 9.12 | 1 | 365 | 10.4338 | 0.89954 | 11 | 0.33333
53683 | 7.8 | 1 | 365 | 8.9236 | 0.8746 | 9 | 0.79824
44196 | 6.3 | 1 | 365 | 7.2076 | 0.43718 | 7 | 0.64473
42658 | 3.575 | 1 | 365 | 4.09 | 0.19253 | 4 | 0.28253
42563 | 9.1 | 1 | 365 | 10.4109 | 0.85371 | 11 | 0.26462
53949 | 6.095 | 1 | 365 | 6.973 | 0.9674 | 7 | 0.94042
53778 | 6.6 | 1 | 365 | 7.5508 | 0.12467 | 7 | 0.67544
53779 | 4.77 | 1 | 365 | 5.4571 | 0.93101 | 6 | 0.38816
29047 | 6.12 | 1 | 365 | 7.0016 | 0.02469 | 7 | 0.026313
15954 | 11.22 | 1 | 365 | 12.8363 | 0.71193 | 13 | 0.54824
53626 | 5.2 | 1 | 365 | 5.9491 | 0.9164 | 6 | 0.86549
53516 | 5.98 | 1 | 365 | 6.8415 | 0.70386 | 7 | 0.54532
53450 | 6.24 | 1 | 365 | 7.1389 | 0.29968 | 7 | 0.43859
53472 | 5.2 | 1 | 365 | 5.9491 | 0.9164 | 6 | 0.86549
53578 | 4.94 | 1 | 365 | 5.6516 | 0.32058 | 5 | 0.97222
53487 | 3.9 | 1 | 365 | 4.4618 | 0.9373 | 5 | 0.39912
53597 | 10.92 | 1 | 365 | 12.4931 | 0.024447 | 12 | 0.51754
54024 | 4.59 | 1 | 365 | 5.2512 | 0.51852 | 5 | 0.76973
53895 | 6.5 | 1 | 365 | 7.4364 | 0.8955 | 8 | 0.33187
16203 | 9.435 | 1 | 365 | 10.7942 | 0.6214 | 11 | 0.41557
14636 | 2.55 | 1 | 365 | 2.9173 | 0.84362 | 3 | 0.76096
53899 | 3.64 | 1 | 365 | 4.1644 | 0.34148 | 4 | 0.50585
54068 | 9.1 | 1 | 365 | 10.4109 | 0.85371 | 11 | 0.26462
54048 | 10.4 | 1 | 365 | 11.8982 | 0.83281 | 12 | 0.73099
31352 | 14.3 | 1 | 365 | 16.36 | 0.77011 | 17 | 0.13011
53984 | 11.44 | 1 | 365 | 13.088 | 0.21609 | 13 | 0.30409
34953 | 24.9 | 1 | 365 | 28.487 | 0.061238 | 28 | 0.54823
52627 | 6.6 | 1 | 365 | 7.5508 | 0.12467 | 7 | 0.67544
53145 | 9.99 | 1 | 365 | 11.4291 | 0.89324 | 12 | 0.32236
53586 | 5.98 | 1 | 365 | 6.8415 | 0.70386 | 7 | 0.54532
54080 | 12.6 | 1 | 365 | 14.4151 | 0.87436 | 15 | 0.28947
38327 | 3.47 | 1 | 365 | 3.9699 | 0.95191 | 4 | 0.92178
54081 | 8.06 | 1 | 365 | 9.2211 | 0.47042 | 9 | 0.69152
38150 | 3.64 | 1 | 365 | 4.1644 | 0.34148 | 4 | 0.50585
38345 | 14.3 | 1 | 365 | 16.36 | 0.77011 | 17 | 0.13011
37933 | 10.14 | 1 | 365 | 11.6007 | 0.23699 | 11 | 0.83771
54111 | 3.72 | 1 | 365 | 4.2559 | 0.52481 | 4 | 0.7807
53988 | 17.16 | 1 | 365 | 19.632 | 0.32413 | 19 | 0.95613
38122 | 4.125 | 1 | 365 | 4.7192 | 0.45292 | 5 | 0.17215
36342 | 8.95 | 1 | 365 | 10.2393 | 0.50996 | 10 | 0.74926
36412 | 11.265 | 1 | 365 | 12.8878 | 0.81505 | 13 | 0.70285
38108 | 3.12 | 1 | 365 | 3.5695 | 0.14984 | 3 | 0.7193
54112 | 4.35 | 1 | 365 | 4.9766 | 0.96853 | 5 | 0.94517
41097 | 4.42 | 1 | 365 | 5.0567 | 0.12894 | 5 | 0.18567
54127 | 9.25 | 1 | 365 | 10.5825 | 0.19745 | 10 | 0.77997
39862 | 3.575 | 1 | 365 | 4.09 | 0.19253 | 4 | 0.28253
36498 | 9.495 | 1 | 365 | 10.8628 | 0.75889 | 11 | 0.62171
39767 | 6.875 | 1 | 365 | 7.8654 | 0.75486 | 8 | 0.62025
37596 | 6.05 | 1 | 365 | 6.9215 | 0.86428 | 7 | 0.78582
36856 | 7.935 | 1 | 365 | 9.0781 | 0.18397 | 9 | 0.26206
37624 | 9.36 | 1 | 365 | 10.7084 | 0.44953 | 11 | 0.15789
54113 | 11.4 | 1 | 365 | 13.0422 | 0.12442 | 13 | 0.16666
54115 | 10.545 | 1 | 365 | 12.0641 | 0.16509 | 12 | 0.22916
54131 | 9.28 | 1 | 365 | 10.6168 | 0.2662 | 10 | 0.88304
36858 | 6.68 | 1 | 365 | 7.6423 | 0.30799 | 7 | 0.95029
38789 | 3.775 | 1 | 365 | 4.3188 | 0.65085 | 4 | 0.96966
38710 | 4.42 | 1 | 365 | 5.0567 | 0.12894 | 5 | 0.18567
38240 | 7.8 | 1 | 365 | 8.9236 | 0.8746 | 9 | 0.79824
37252 | 7.15 | 1 | 365 | 8.18 | 0.38505 | 8 | 0.56505
39364 | 6.875 | 1 | 365 | 7.8654 | 0.75486 | 8 | 0.62025
39913 | 3.08 | 1 | 365 | 3.5237 | 0.058177 | 3 | 0.58187
38121 | 8.415 | 1 | 365 | 9.6272 | 0.28395 | 9 | 0.91118
38916 | 6.065 | 1 | 365 | 6.9387 | 0.89865 | 7 | 0.83735
38300 | 9.88 | 1 | 365 | 11.3033 | 0.64117 | 11 | 0.94444
38839 | 4.42 | 1 | 365 | 5.0567 | 0.12894 | 5 | 0.18567
38218 | 5.72 | 1 | 365 | 6.544 | 0.10804 | 6 | 0.65204
37181 | 3.92 | 1 | 365 | 4.4847 | 0.98313 | 5 | 0.46783
36849 | 5.125 | 1 | 365 | 5.8633 | 0.74453 | 6 | 0.60782
36609 | 6.92 | 1 | 365 | 7.9169 | 0.85798 | 8 | 0.77485
36026 | 7.7 | 1 | 365 | 8.8092 | 0.64544 | 9 | 0.45467
41674 | 6.24 | 1 | 365 | 7.1389 | 0.29968 | 7 | 0.43859
36401 | 4.605 | 1 | 365 | 5.2684 | 0.55289 | 5 | 0.82127
37807 | 5.46 | 1 | 365 | 6.2465 | 0.51222 | 6 | 0.75877
39859 | 5.72 | 1 | 365 | 6.544 | 0.10804 | 6 | 0.65204
39123 | 7.425 | 1 | 365 | 8.4946 | 0.015249 | 8 | 0.50986
47248 | 5.2 | 1 | 365 | 5.9491 | 0.9164 | 6 | 0.86549
38817 | 5.2 | 1 | 365 | 5.9491 | 0.9164 | 6 | 0.86549
36503 | 4.68 | 1 | 365 | 5.3542 | 0.72476 | 6 | 0.078945
38348 | 4.42 | 1 | 365 | 5.0567 | 0.12894 | 5 | 0.18567
37824 | 6.05 | 1 | 365 | 6.9215 | 0.86428 | 7 | 0.78582
37251 | 7.02 | 1 | 365 | 8.0313 | 0.087144 | 8 | 0.11842
36291 | 7.675 | 1 | 365 | 8.7806 | 0.58815 | 9 | 0.36878
37256 | 6.47 | 1 | 365 | 7.402 | 0.82676 | 8 | 0.2288
44195 | 6.76 | 1 | 365 | 7.7338 | 0.49132 | 8 | 0.22514
38206 | 4.94 | 1 | 365 | 5.6516 | 0.32058 | 5 | 0.97222
37952 | 4.68 | 1 | 365 | 5.3542 | 0.72476 | 6 | 0.078945
38681 | 7.7 | 1 | 365 | 8.8092 | 0.64544 | 9 | 0.45467
38658 | 8.96 | 1 | 365 | 10.2507 | 0.53288 | 10 | 0.78362
47153 | 6.76 | 1 | 365 | 7.7338 | 0.49132 | 8 | 0.22514
44924 | 8.06 | 1 | 365 | 9.2211 | 0.47042 | 9 | 0.69152
41024 | 4.48 | 1 | 365 | 5.1254 | 0.26644 | 5 | 0.39181
47176 | 8.06 | 1 | 365 | 9.2211 | 0.47042 | 9 | 0.69152
47178 | 9.88 | 1 | 365 | 11.3033 | 0.64117 | 11 | 0.94444
42841 | 3.12 | 1 | 365 | 3.5695 | 0.14984 | 3 | 0.7193
47180 | 6.24 | 1 | 365 | 7.1389 | 0.29968 | 7 | 0.43859
38214 | 6.24 | 1 | 365 | 7.1389 | 0.29968 | 7 | 0.43859
47183 | 7.8 | 1 | 365 | 8.9236 | 0.8746 | 9 | 0.79824
38435 | 3.64 | 1 | 365 | 4.1644 | 0.34148 | 4 | 0.50585
37603 | 4.675 | 1 | 365 | 5.3485 | 0.7133 | 6 | 0.061767
47406 | 10.92 | 1 | 365 | 12.4931 | 0.024447 | 12 | 0.51754
47536 | 10.14 | 1 | 365 | 11.6007 | 0.23699 | 11 | 0.83771
37280 | 3.3 | 1 | 365 | 3.7754 | 0.56233 | 4 | 0.33772
37190 | 6.05 | 1 | 365 | 6.9215 | 0.86428 | 7 | 0.78582
47184 | 8.58 | 1 | 365 | 9.816 | 0.66207 | 10 | 0.47807
37218 | 4.2 | 1 | 365 | 4.805 | 0.62479 | 5 | 0.42982
47186 | 5.2 | 1 | 365 | 5.9491 | 0.9164 | 6 | 0.86549
42186 | 3.9 | 1 | 365 | 4.4618 | 0.9373 | 5 | 0.39912
47188 | 4.16 | 1 | 365 | 4.7593 | 0.53312 | 5 | 0.2924
47189 | 4.68 | 1 | 365 | 5.3542 | 0.72476 | 6 | 0.078945
54174 | 8.19 | 1 | 365 | 9.3698 | 0.76834 | 10 | 0.13815
54175 | 6.625 | 1 | 365 | 7.5794 | 0.18196 | 7 | 0.76133
47486 | 9.36 | 1 | 365 | 10.7084 | 0.44953 | 11 | 0.15789
54181 | 5.46 | 1 | 365 | 6.2465 | 0.51222 | 6 | 0.75877
54176 | 9.69 | 1 | 365 | 11.0859 | 0.20576 | 11 | 0.29166
47494 | 3.38 | 1 | 365 | 3.8669 | 0.74566 | 4 | 0.61257
47314 | 9.315 | 1 | 365 | 10.6569 | 0.3464 | 11 | 0.0032847
54184 | 7.155 | 1 | 365 | 8.1857 | 0.39651 | 8 | 0.58223
54187 | 8.55 | 1 | 365 | 9.7817 | 0.59332 | 10 | 0.375
54217 | 4.4 | 1 | 365 | 5.0338 | 0.08311 | 5 | 0.11696
54198 | 7.02 | 1 | 365 | 8.0313 | 0.087144 | 8 | 0.11842
51855 | 6.76 | 1 | 365 | 7.7338 | 0.49132 | 8 | 0.22514
43496 | 3.3 | 1 | 365 | 3.7754 | 0.56233 | 4 | 0.33772
53193 | 5.46 | 1 | 365 | 6.2465 | 0.51222 | 6 | 0.75877
32120 | 7.54 | 1 | 365 | 8.6262 | 0.27878 | 8 | 0.90497
49093 | 7.02 | 1 | 365 | 8.0313 | 0.087144 | 8 | 0.11842
53901 | 5.72 | 1 | 365 | 6.544 | 0.10804 | 6 | 0.65204
39874 | 5.46 | 1 | 365 | 6.2465 | 0.51222 | 6 | 0.75877
31101 | 2267.7 | 0.8 | 365 | 2075.5006 | 0.35808 | 2075 | 0.85872
32078 | 7.02 | 1 | 365 | 8.0313 | 0.087144 | 8 | 0.11842
32967 | 649.8 | 0.8 | 365 | 594.7261 | 0.27366 | 594 | 0.99973
38485 | 10.08 | 1 | 365 | 11.5321 | 0.099489 | 11 | 0.63157
28101 | 4.845 | 1 | 365 | 5.543 | 0.10288 | 5 | 0.64583
1441 | 2773.26 | 0.7 | 365 | 2220.9353 | 0.67289 | 2221 | 0.60821
47522 | 5.72 | 1 | 365 | 6.544 | 0.10804 | 6 | 0.65204
26714 | 5.72 | 1 | 365 | 6.544 | 0.10804 | 6 | 0.65204
31249 | 715.05 | 1 | 365 | 818.0572 | 0.62002 | 818 | 0.67726
23063 | 1.53 | 1 | 365 | 1.7504 | 0.50617 | 2 | 0.25658
47527 | 4.68 | 1 | 365 | 5.3542 | 0.72476 | 6 | 0.078945
27825 | 8.84 | 1 | 365 | 10.1135 | 0.25789 | 10 | 0.37134
47531 | 5.13 | 1 | 365 | 5.869 | 0.75599 | 6 | 0.625
22046 | 6.24 | 1 | 365 | 7.1389 | 0.29968 | 7 | 0.43859
47534 | 3.64 | 1 | 365 | 4.1644 | 0.34148 | 4 | 0.50585
53536 | 7.8 | 1 | 365 | 8.9236 | 0.8746 | 9 | 0.79824
53491 | 9.88 | 1 | 365 | 11.3033 | 0.64117 | 11 | 0.94444
47541 | 9.69 | 1 | 365 | 11.0859 | 0.20576 | 11 | 0.29166
47544 | 7.7 | 1 | 365 | 8.8092 | 0.64544 | 9 | 0.45467
35866 | 777.48 | 1 | 365 | 889.4807 | 0.68561 | 890 | 0.16627
38715 | 8.55 | 1 | 365 | 9.7817 | 0.59332 | 10 | 0.375
38866 | 5.98 | 1 | 365 | 6.8415 | 0.70386 | 7 | 0.54532
38638 | 2.34 | 1 | 365 | 2.6771 | 0.36238 | 3 | 0.039472
38441 | 5.72 | 1 | 365 | 6.544 | 0.10804 | 6 | 0.65204
47546 | 6.5 | 1 | 365 | 7.4364 | 0.8955 | 8 | 0.33187
38950 | 11.96 | 1 | 365 | 13.6829 | 0.40773 | 14 | 0.090637
47548 | 7.8 | 1 | 365 | 8.9236 | 0.8746 | 9 | 0.79824
31574 | 64.26 | 0.9 | 365 | 66.1653 | 0.53332 | 66 | 0.69865
47550 | 9.1 | 1 | 365 | 10.4109 | 0.85371 | 11 | 0.26462
47936 | 5.2 | 1 | 365 | 5.9491 | 0.9164 | 6 | 0.86549
49362 | 2.08 | 1 | 365 | 2.3796 | 0.76656 | 3 | 0.1462
47940 | 6.76 | 1 | 365 | 7.7338 | 0.49132 | 8 | 0.22514
49364 | 5.46 | 1 | 365 | 6.2465 | 0.51222 | 6 | 0.75877
47948 | 8.32 | 1 | 365 | 9.5185 | 0.066245 | 9 | 0.58479
47950 | 2.86 | 1 | 365 | 3.272 | 0.55402 | 3 | 0.82602
50134 | 6.5 | 1 | 365 | 7.4364 | 0.8955 | 8 | 0.33187
54255 | 3.025 | 1 | 365 | 3.4608 | 0.93214 | 4 | 0.39291
49365 | 11.18 | 1 | 365 | 12.7905 | 0.62027 | 13 | 0.41081
49378 | 15.08 | 1 | 365 | 17.2524 | 0.55757 | 17 | 0.80993
49593 | 17.385 | 1 | 365 | 19.8894 | 0.83974 | 20 | 0.72916
50142 | 7.02 | 1 | 365 | 8.0313 | 0.087144 | 8 | 0.11842
49366 | 8.06 | 1 | 365 | 9.2211 | 0.47042 | 9 | 0.69152
49368 | 7.8 | 1 | 365 | 8.9236 | 0.8746 | 9 | 0.79824
50149 | 5.2 | 1 | 365 | 5.9491 | 0.9164 | 6 | 0.86549
49380 | 6.555 | 1 | 365 | 7.4993 | 0.021543 | 7 | 0.52083
49900 | 9.45 | 1 | 365 | 10.8113 | 0.65577 | 11 | 0.4671
52892 | 5.83 | 1 | 365 | 6.6698 | 0.36012 | 7 | 0.029968
44330 | 9.25 | 1 | 365 | 10.5825 | 0.19745 | 10 | 0.77997
50273 | 4.96 | 1 | 365 | 5.6745 | 0.36642 | 6 | 0.040933
53873 | 11.7 | 1 | 365 | 13.3855 | 0.81191 | 14 | 0.19736
41535 | 6.3 | 1 | 365 | 7.2076 | 0.43718 | 7 | 0.64473
53001 | 6.3 | 1 | 365 | 7.2076 | 0.43718 | 7 | 0.64473
53251 | 4.88 | 1 | 365 | 5.583 | 0.18309 | 5 | 0.76608
53290 | 8.19 | 1 | 365 | 9.3698 | 0.76834 | 10 | 0.13815
48517 | 11.4 | 1 | 365 | 13.0422 | 0.12442 | 13 | 0.16666
52584 | 8.265 | 1 | 365 | 9.4556 | 0.94021 | 10 | 0.39583
49382 | 6.5 | 1 | 365 | 7.4364 | 0.8955 | 8 | 0.33187
53794 | 2.915 | 1 | 365 | 3.3349 | 0.68006 | 4 | 0.014984
46470 | 11.48 | 1 | 365 | 13.1338 | 0.30775 | 13 | 0.44151
49022 | 11.4 | 1 | 365 | 13.0422 | 0.12442 | 13 | 0.16666
25778 | 10.4 | 1 | 365 | 11.8982 | 0.83281 | 12 | 0.73099
27620 | 6.54 | 1 | 365 | 7.4821 | 0.98717 | 8 | 0.46929
49385 | 9.36 | 1 | 365 | 10.7084 | 0.44953 | 11 | 0.15789
49538 | 8.52 | 1 | 365 | 9.7474 | 0.52457 | 10 | 0.27193
49565 | 4.42 | 1 | 365 | 5.0567 | 0.12894 | 5 | 0.18567
49573 | 9.36 | 1 | 365 | 10.7084 | 0.44953 | 11 | 0.15789
49576 | 7.8 | 1 | 365 | 8.9236 | 0.8746 | 9 | 0.79824
49580 | 6.76 | 1 | 365 | 7.7338 | 0.49132 | 8 | 0.22514
49582 | 5.46 | 1 | 365 | 6.2465 | 0.51222 | 6 | 0.75877
36683 | 14.025 | 1 | 365 | 16.0454 | 0.13991 | 16 | 0.1853
49589 | 5.46 | 1 | 365 | 6.2465 | 0.51222 | 6 | 0.75877
49376 | 9.36 | 1 | 365 | 10.7084 | 0.44953 | 11 | 0.15789
50159 | 3.9 | 1 | 365 | 4.4618 | 0.9373 | 5 | 0.39912
49374 | 9.88 | 1 | 365 | 11.3033 | 0.64117 | 11 | 0.94444
50162 | 9.62 | 1 | 365 | 11.0058 | 0.045346 | 11 | 0.051165
39858 | 7.425 | 1 | 365 | 8.4946 | 0.015249 | 8 | 0.50986
50167 | 9.975 | 1 | 365 | 11.412 | 0.85887 | 12 | 0.27083
37734 | 5.32 | 1 | 365 | 6.0864 | 0.1914 | 6 | 0.27778
39855 | 11.275 | 1 | 365 | 12.8992 | 0.83797 | 13 | 0.7372
39060 | 8.8 | 1 | 365 | 10.0677 | 0.16622 | 10 | 0.23391
47252 | 4.16 | 1 | 365 | 4.7593 | 0.53312 | 5 | 0.2924
50169 | 8.32 | 1 | 365 | 9.5185 | 0.066245 | 9 | 0.58479
41076 | 7.41 | 1 | 365 | 8.4775 | 0.98087 | 9 | 0.45833
50170 | 9.1 | 1 | 365 | 10.4109 | 0.85371 | 11 | 0.26462
50715 | 5.98 | 1 | 365 | 6.8415 | 0.70386 | 7 | 0.54532
50719 | 10.4 | 1 | 365 | 11.8982 | 0.83281 | 12 | 0.73099
37245 | 12.1 | 1 | 365 | 13.8431 | 0.72855 | 14 | 0.57163
39856 | 4.16 | 1 | 365 | 4.7593 | 0.53312 | 5 | 0.2924
37770 | 5.72 | 1 | 365 | 6.544 | 0.10804 | 6 | 0.65204
38675 | 4.125 | 1 | 365 | 4.7192 | 0.45292 | 5 | 0.17215
36014 | 5.62 | 1 | 365 | 6.4296 | 0.87888 | 7 | 0.30848
38261 | 5.98 | 1 | 365 | 6.8415 | 0.70386 | 7 | 0.54532
38759 | 8.265 | 1 | 365 | 9.4556 | 0.94021 | 10 | 0.39583
39841 | 5.72 | 1 | 365 | 6.544 | 0.10804 | 6 | 0.65204
50727 | 4.68 | 1 | 365 | 5.3542 | 0.72476 | 6 | 0.078945
49523 | 8.835 | 1 | 365 | 10.1077 | 0.24643 | 10 | 0.35416
50943 | 7.8 | 1 | 365 | 8.9236 | 0.8746 | 9 | 0.79824
39070 | 15.12 | 1 | 365 | 17.2981 | 0.64923 | 17 | 0.94736
50973 | 13.26 | 1 | 365 | 15.1702 | 0.38683 | 15 | 0.55701
38894 | 5.72 | 1 | 365 | 6.544 | 0.10804 | 6 | 0.65204
51023 | 13.26 | 1 | 365 | 15.1702 | 0.38683 | 15 | 0.55701
41621 | 6.76 | 1 | 365 | 7.7338 | 0.49132 | 8 | 0.22514
50946 | 3.9 | 1 | 365 | 4.4618 | 0.9373 | 5 | 0.39912
41045 | 3.38 | 1 | 365 | 3.8669 | 0.74566 | 4 | 0.61257
50947 | 2.08 | 1 | 365 | 2.3796 | 0.76656 | 3 | 0.1462
47285 | 3.38 | 1 | 365 | 3.8669 | 0.74566 | 4 | 0.61257
40278 | 7.8 | 1 | 365 | 8.9236 | 0.8746 | 9 | 0.79824
50949 | 6.5 | 1 | 365 | 7.4364 | 0.8955 | 8 | 0.33187
50971 | 4.42 | 1 | 365 | 5.0567 | 0.12894 | 5 | 0.18567
37812 | 4.16 | 1 | 365 | 4.7593 | 0.53312 | 5 | 0.2924
37172 | 11 | 1 | 365 | 12.5846 | 0.20778 | 12 | 0.79239
51002 | 5.72 | 1 | 365 | 6.544 | 0.10804 | 6 | 0.65204
51003 | 9.88 | 1 | 365 | 11.3033 | 0.64117 | 11 | 0.94444
43338 | 5.98 | 1 | 365 | 6.8415 | 0.70386 | 7 | 0.54532
39778 | 4.16 | 1 | 365 | 4.7593 | 0.53312 | 5 | 0.2924
38132 | 5.88 | 1 | 365 | 6.727 | 0.4747 | 7 | 0.20175
51005 | 5.2 | 1 | 365 | 5.9491 | 0.9164 | 6 | 0.86549
39825 | 12.1 | 1 | 365 | 13.8431 | 0.72855 | 14 | 0.57163
51007 | 9.36 | 1 | 365 | 10.7084 | 0.44953 | 11 | 0.15789
38872 | 4.95 | 1 | 365 | 5.6631 | 0.3435 | 6 | 0.0065764
51008 | 5.72 | 1 | 365 | 6.544 | 0.10804 | 6 | 0.65204
38310 | 5.4 | 1 | 365 | 6.1779 | 0.37473 | 6 | 0.55263
51009 | 4.16 | 1 | 365 | 4.7593 | 0.53312 | 5 | 0.2924
39884 | 3.12 | 1 | 365 | 3.5695 | 0.14984 | 3 | 0.7193
38190 | 4.16 | 1 | 365 | 4.7593 | 0.53312 | 5 | 0.2924
51011 | 5.98 | 1 | 365 | 6.8415 | 0.70386 | 7 | 0.54532
51013 | 3.64 | 1 | 365 | 4.1644 | 0.34148 | 4 | 0.50585
36945 | 4.56 | 1 | 365 | 5.2169 | 0.44977 | 5 | 0.66666
36740 | 6.47 | 1 | 365 | 7.402 | 0.82676 | 8 | 0.2288
35988 | 5.125 | 1 | 365 | 5.8633 | 0.74453 | 6 | 0.60782
51021 | 7.02 | 1 | 365 | 8.0313 | 0.087144 | 8 | 0.11842
37904 | 7.975 | 1 | 365 | 9.1238 | 0.27564 | 9 | 0.39948
38860 | 6.24 | 1 | 365 | 7.1389 | 0.29968 | 7 | 0.43859
51022 | 8.32 | 1 | 365 | 9.5185 | 0.066245 | 9 | 0.58479
39848 | 4.94 | 1 | 365 | 5.6516 | 0.32058 | 5 | 0.97222
38322 | 8.68 | 1 | 365 | 9.9304 | 0.89123 | 10 | 0.82163
51025 | 3.64 | 1 | 365 | 4.1644 | 0.34148 | 4 | 0.50585
39872 | 3.64 | 1 | 365 | 4.1644 | 0.34148 | 4 | 0.50585
50139 | 7.95 | 1 | 365 | 9.0952 | 0.21835 | 9 | 0.31359
51148 | 15.08 | 1 | 365 | 17.2524 | 0.55757 | 17 | 0.80993
51149 | 13.26 | 1 | 365 | 15.1702 | 0.38683 | 15 | 0.55701
51146 | 9.1 | 1 | 365 | 10.4109 | 0.85371 | 11 | 0.26462
50944 | 5.2 | 1 | 365 | 5.9491 | 0.9164 | 6 | 0.86549
51147 | 6.5 | 1 | 365 | 7.4364 | 0.8955 | 8 | 0.33187
51150 | 7.54 | 1 | 365 | 8.6262 | 0.27878 | 8 | 0.90497
51159 | 2.08 | 1 | 365 | 2.3796 | 0.76656 | 3 | 0.1462
51167 | 4.16 | 1 | 365 | 4.7593 | 0.53312 | 5 | 0.2924
37776 | 9.8 | 1 | 365 | 11.2117 | 0.45784 | 11 | 0.66959
51168 | 7.41 | 1 | 365 | 8.4775 | 0.98087 | 9 | 0.45833
38679 | 3.64 | 1 | 365 | 4.1644 | 0.34148 | 4 | 0.50585
51185 | 2.6 | 1 | 365 | 2.9745 | 0.9582 | 3 | 0.93275
37217 | 8.84 | 1 | 365 | 10.1135 | 0.25789 | 10 | 0.37134
51169 | 7.28 | 1 | 365 | 8.3287 | 0.68296 | 9 | 0.011692
41338 | 10.545 | 1 | 365 | 12.0641 | 0.16509 | 12 | 0.22916
51188 | 9.88 | 1 | 365 | 11.3033 | 0.64117 | 11 | 0.94444
51191 | 8.58 | 1 | 365 | 9.816 | 0.66207 | 10 | 0.47807
51195 | 6.76 | 1 | 365 | 7.7338 | 0.49132 | 8 | 0.22514
36319 | 6.14 | 1 | 365 | 7.0245 | 0.070522 | 7 | 0.095026
49584 | 5.46 | 1 | 365 | 6.2465 | 0.51222 | 6 | 0.75877
39813 | 5.2 | 1 | 365 | 5.9491 | 0.9164 | 6 | 0.86549
47127 | 9.12 | 1 | 365 | 10.4338 | 0.89954 | 11 | 0.33333
36897 | 6.24 | 1 | 365 | 7.1389 | 0.29968 | 7 | 0.43859
51197 | 3.38 | 1 | 365 | 3.8669 | 0.74566 | 4 | 0.61257
37746 | 7.28 | 1 | 365 | 8.3287 | 0.68296 | 9 | 0.011692
51228 | 3.12 | 1 | 365 | 3.5695 | 0.14984 | 3 | 0.7193
51296 | 8.25 | 1 | 365 | 9.4385 | 0.90583 | 10 | 0.34429
37169 | 4.16 | 1 | 365 | 4.7593 | 0.53312 | 5 | 0.2924
49442 | 6.5 | 1 | 365 | 7.4364 | 0.8955 | 8 | 0.33187
39839 | 5.46 | 1 | 365 | 6.2465 | 0.51222 | 6 | 0.75877
37834 | 3.9 | 1 | 365 | 4.4618 | 0.9373 | 5 | 0.39912
39056 | 5.2 | 1 | 365 | 5.9491 | 0.9164 | 6 | 0.86549
36737 | 5.46 | 1 | 365 | 6.2465 | 0.51222 | 6 | 0.75877
46979 | 10.36 | 1 | 365 | 11.8524 | 0.74114 | 12 | 0.59356
51399 | 6.76 | 1 | 365 | 7.7338 | 0.49132 | 8 | 0.22514
46033 | 8.25 | 1 | 365 | 9.4385 | 0.90583 | 10 | 0.34429
51400 | 9.62 | 1 | 365 | 11.0058 | 0.045346 | 11 | 0.051165
38693 | 3.64 | 1 | 365 | 4.1644 | 0.34148 | 4 | 0.50585
37876 | 5.2 | 1 | 365 | 5.9491 | 0.9164 | 6 | 0.86549
38026 | 4.16 | 1 | 365 | 4.7593 | 0.53312 | 5 | 0.2924
51401 | 8.32 | 1 | 365 | 9.5185 | 0.066245 | 9 | 0.58479
38338 | 7.54 | 1 | 365 | 8.6262 | 0.27878 | 8 | 0.90497
39005 | 5.98 | 1 | 365 | 6.8415 | 0.70386 | 7 | 0.54532
51402 | 5.98 | 1 | 365 | 6.8415 | 0.70386 | 7 | 0.54532
38864 | 6.05 | 1 | 365 | 6.9215 | 0.86428 | 7 | 0.78582
38182 | 3.85 | 1 | 365 | 4.4046 | 0.82272 | 5 | 0.22734
51410 | 12.22 | 1 | 365 | 13.9804 | 0.0035475 | 13 | 0.98391
36499 | 5.98 | 1 | 365 | 6.8415 | 0.70386 | 7 | 0.54532
51411 | 13.52 | 1 | 365 | 15.4676 | 0.98265 | 16 | 0.45029
38635 | 4.42 | 1 | 365 | 5.0567 | 0.12894 | 5 | 0.18567
51413 | 11.44 | 1 | 365 | 13.088 | 0.21609 | 13 | 0.30409
39382 | 5.2 | 1 | 365 | 5.9491 | 0.9164 | 6 | 0.86549
38183 | 5.2 | 1 | 365 | 5.9491 | 0.9164 | 6 | 0.86549
51412 | 11.7 | 1 | 365 | 13.3855 | 0.81191 | 14 | 0.19736
37023 | 5.805 | 1 | 365 | 6.6412 | 0.30283 | 6 | 0.94408
37178 | 4.16 | 1 | 365 | 4.7593 | 0.53312 | 5 | 0.2924
36922 | 8.47 | 1 | 365 | 9.6902 | 0.40999 | 10 | 0.10014
37953 | 8.12 | 1 | 365 | 9.2897 | 0.60792 | 9 | 0.89766
38646 | 4.845 | 1 | 365 | 5.543 | 0.10288 | 5 | 0.64583
36661 | 7.7 | 1 | 365 | 8.8092 | 0.64544 | 9 | 0.45467
36876 | 4.085 | 1 | 365 | 4.6735 | 0.36125 | 5 | 0.03472
38711 | 8.4 | 1 | 365 | 9.6101 | 0.24957 | 9 | 0.85964
47238 | 3.515 | 1 | 365 | 4.0214 | 0.05503 | 4 | 0.076387
38271 | 6.56 | 1 | 365 | 7.505 | 0.033001 | 7 | 0.53801
37249 | 4.4 | 1 | 365 | 5.0338 | 0.08311 | 5 | 0.11696
37030 | 5.4 | 1 | 365 | 6.1779 | 0.37473 | 6 | 0.55263
41651 | 11.96 | 1 | 365 | 13.6829 | 0.40773 | 14 | 0.090637
38869 | 6.14 | 1 | 365 | 7.0245 | 0.070522 | 7 | 0.095026
39899 | 11.76 | 1 | 365 | 13.4541 | 0.9494 | 14 | 0.4035
38632 | 7.28 | 1 | 365 | 8.3287 | 0.68296 | 9 | 0.011692
37957 | 3.85 | 1 | 365 | 4.4046 | 0.82272 | 5 | 0.22734
35771 | 8.25 | 1 | 365 | 9.4385 | 0.90583 | 10 | 0.34429
43025 | 4.4 | 1 | 365 | 5.0338 | 0.08311 | 5 | 0.11696
43629 | 8.82 | 1 | 365 | 10.0906 | 0.21205 | 10 | 0.30263
38816 | 4.605 | 1 | 365 | 5.2684 | 0.55289 | 5 | 0.82127
37748 | 6.92 | 1 | 365 | 7.9169 | 0.85798 | 8 | 0.77485
37183 | 7.935 | 1 | 365 | 9.0781 | 0.18397 | 9 | 0.26206
41649 | 5.5 | 1 | 365 | 6.2923 | 0.60389 | 6 | 0.8962
38708 | 4.4 | 1 | 365 | 5.0338 | 0.08311 | 5 | 0.11696
49449 | 10.92 | 1 | 365 | 12.4931 | 0.024447 | 12 | 0.51754
38387 | 8.32 | 1 | 365 | 9.5185 | 0.066245 | 9 | 0.58479
37007 | 5.905 | 1 | 365 | 6.7557 | 0.53199 | 7 | 0.28764
46277 | 10.4 | 1 | 365 | 11.8982 | 0.83281 | 12 | 0.73099
35797 | 7.8 | 1 | 365 | 8.9236 | 0.8746 | 9 | 0.79824
52746 | 8.67 | 1 | 365 | 9.919 | 0.86831 | 10 | 0.78728
46110 | 10.4 | 1 | 365 | 11.8982 | 0.83281 | 12 | 0.73099
46956 | 13.26 | 1 | 365 | 15.1702 | 0.38683 | 15 | 0.55701
38913 | 5.72 | 1 | 365 | 6.544 | 0.10804 | 6 | 0.65204
39747 | 8.59 | 1 | 365 | 9.8274 | 0.68498 | 10 | 0.51242
38821 | 4.035 | 1 | 365 | 4.6163 | 0.24667 | 4 | 0.86294
37209 | 5.12 | 1 | 365 | 5.8576 | 0.73307 | 6 | 0.59064
41393 | 3.3 | 1 | 365 | 3.7754 | 0.56233 | 4 | 0.33772
38717 | 3.575 | 1 | 365 | 4.09 | 0.19253 | 4 | 0.28253
47222 | 12.1 | 1 | 365 | 13.8431 | 0.72855 | 14 | 0.57163
38880 | 5.545 | 1 | 365 | 6.3438 | 0.70701 | 7 | 0.050801
37191 | 8.195 | 1 | 365 | 9.3755 | 0.77979 | 10 | 0.15533
36989 | 4.605 | 1 | 365 | 5.2684 | 0.55289 | 5 | 0.82127
36877 | 5.1 | 1 | 365 | 5.8347 | 0.68724 | 6 | 0.52193
37203 | 7.18 | 1 | 365 | 8.2143 | 0.4538 | 8 | 0.66812
36958 | 7.44 | 1 | 365 | 8.5118 | 0.049623 | 8 | 0.5614
38143 | 7.8 | 1 | 365 | 8.9236 | 0.8746 | 9 | 0.79824
37362 | 3.12 | 1 | 365 | 3.5695 | 0.14984 | 3 | 0.7193
51155 | 4.94 | 1 | 365 | 5.6516 | 0.32058 | 5 | 0.97222
39751 | 8.715 | 1 | 365 | 9.9704 | 0.97143 | 10 | 0.94188
38830 | 6.66 | 1 | 365 | 7.6194 | 0.26216 | 7 | 0.88158
38734 | 5.72 | 1 | 365 | 6.544 | 0.10804 | 6 | 0.65204
38805 | 3.9 | 1 | 365 | 4.4618 | 0.9373 | 5 | 0.39912
38769 | 7.28 | 1 | 365 | 8.3287 | 0.68296 | 9 | 0.011692
39782 | 6.24 | 1 | 365 | 7.1389 | 0.29968 | 7 | 0.43859
38257 | 6.47 | 1 | 365 | 7.402 | 0.82676 | 8 | 0.2288
38627 | 7.315 | 1 | 365 | 8.3688 | 0.76317 | 9 | 0.13194
38476 | 10.57 | 1 | 365 | 12.0927 | 0.22238 | 12 | 0.31505
49517 | 5.98 | 1 | 365 | 6.8415 | 0.70386 | 7 | 0.54532
39082 | 11.025 | 1 | 365 | 12.6132 | 0.26507 | 12 | 0.87828
38394 | 4.5 | 1 | 365 | 5.1483 | 0.31227 | 5 | 0.46052
42537 | 10.71 | 1 | 365 | 12.2528 | 0.54321 | 12 | 0.79605
41967 | 6.3 | 1 | 365 | 7.2076 | 0.43718 | 7 | 0.64473
42110 | 12 | 1 | 365 | 13.7287 | 0.49939 | 14 | 0.22806
41924 | 12 | 1 | 365 | 13.7287 | 0.49939 | 14 | 0.22806
38375 | 9.135 | 1 | 365 | 10.451 | 0.93391 | 11 | 0.38486
41195 | 8.19 | 1 | 365 | 9.3698 | 0.76834 | 10 | 0.13815
38325 | 7.2 | 1 | 365 | 8.2372 | 0.49964 | 8 | 0.73684
47358 | 6.3 | 1 | 365 | 7.2076 | 0.43718 | 7 | 0.64473
47103 | 5.1 | 1 | 365 | 5.8347 | 0.68724 | 6 | 0.52193
47096 | 7.2 | 1 | 365 | 8.2372 | 0.49964 | 8 | 0.73684
46290 | 7.8 | 1 | 365 | 8.9236 | 0.8746 | 9 | 0.79824
47116 | 9.6 | 1 | 365 | 10.9829 | 0.99951 | 11 | 0.98245
44359 | 4.56 | 1 | 365 | 5.2169 | 0.44977 | 5 | 0.66666
46197 | 11.25 | 1 | 365 | 12.8706 | 0.78068 | 13 | 0.65131
47458 | 24.64 | 1 | 365 | 28.1895 | 0.46542 | 28 | 0.65496
48725 | 11.6 | 1 | 365 | 13.271 | 0.58275 | 13 | 0.8538
50115 | 11.6 | 1 | 365 | 13.271 | 0.58275 | 13 | 0.8538
49772 | 11.6 | 1 | 365 | 13.271 | 0.58275 | 13 | 0.8538
35931 | 6.213 | 1 | 365 | 7.108 | 0.23781 | 7 | 0.34583
36131 | 12.426 | 1 | 365 | 14.216 | 0.47562 | 14 | 0.69166
36135 | 7.194 | 1 | 365 | 8.2303 | 0.48589 | 8 | 0.71622
36142 | 12.42 | 1 | 365 | 14.2092 | 0.46187 | 14 | 0.67105
36163 | 9.81 | 1 | 365 | 11.2232 | 0.48075 | 11 | 0.70394
37522 | 7.02 | 1 | 365 | 8.0313 | 0.087144 | 8 | 0.11842
38875 | 6.56 | 1 | 365 | 7.505 | 0.033001 | 7 | 0.53801
42888 | 3.02 | 1 | 365 | 3.455 | 0.92068 | 4 | 0.37573
36835 | 4.605 | 1 | 365 | 5.2684 | 0.55289 | 5 | 0.82127
37216 | 3.85 | 1 | 365 | 4.4046 | 0.82272 | 5 | 0.22734
36882 | 6.375 | 1 | 365 | 7.2934 | 0.60905 | 7 | 0.90241
39849 | 8.715 | 1 | 365 | 9.9704 | 0.97143 | 10 | 0.94188
38836 | 7.15 | 1 | 365 | 8.18 | 0.38505 | 8 | 0.56505
47235 | 6.76 | 1 | 365 | 7.7338 | 0.49132 | 8 | 0.22514
37625 | 4.345 | 1 | 365 | 4.9709 | 0.95707 | 5 | 0.92799
37228 | 7.84 | 1 | 365 | 8.9694 | 0.96627 | 9 | 0.93567
50807 | 5.72 | 1 | 365 | 6.544 | 0.10804 | 6 | 0.65204
38733 | 4.11 | 1 | 365 | 4.7021 | 0.41854 | 5 | 0.12061
38189 | 12.1 | 1 | 365 | 13.8431 | 0.72855 | 14 | 0.57163
39794 | 8.68 | 1 | 365 | 9.9304 | 0.89123 | 10 | 0.82163
43255 | 6.76 | 1 | 365 | 7.7338 | 0.49132 | 8 | 0.22514
50644 | 4.42 | 1 | 365 | 5.0567 | 0.12894 | 5 | 0.18567
39030 | 6.27 | 1 | 365 | 7.1732 | 0.36843 | 7 | 0.54166
38306 | 6.6 | 1 | 365 | 7.5508 | 0.12467 | 7 | 0.67544
39920 | 5.6 | 1 | 365 | 6.4067 | 0.83305 | 7 | 0.23976
39091 | 9.1 | 1 | 365 | 10.4109 | 0.85371 | 11 | 0.26462
51181 | 4.94 | 1 | 365 | 5.6516 | 0.32058 | 5 | 0.97222
38796 | 4.2 | 1 | 365 | 4.805 | 0.62479 | 5 | 0.42982
36363 | 8.715 | 1 | 365 | 9.9704 | 0.97143 | 10 | 0.94188
38299 | 5.88 | 1 | 365 | 6.727 | 0.4747 | 7 | 0.20175
39112 | 8.58 | 1 | 365 | 9.816 | 0.66207 | 10 | 0.47807
39094 | 9.1 | 1 | 365 | 10.4109 | 0.85371 | 11 | 0.26462
51157 | 10.08 | 1 | 365 | 11.5321 | 0.099489 | 11 | 0.63157
38107 | 4.845 | 1 | 365 | 5.543 | 0.10288 | 5 | 0.64583
38212 | 9.36 | 1 | 365 | 10.7084 | 0.44953 | 11 | 0.15789
47231 | 7.28 | 1 | 365 | 8.3287 | 0.68296 | 9 | 0.011692
51584 | 7.28 | 1 | 365 | 8.3287 | 0.68296 | 9 | 0.011692
39784 | 6.05 | 1 | 365 | 6.9215 | 0.86428 | 7 | 0.78582
49492 | 4.16 | 1 | 365 | 4.7593 | 0.53312 | 5 | 0.2924
50707 | 4.68 | 1 | 365 | 5.3542 | 0.72476 | 6 | 0.078945
41052 | 7.15 | 1 | 365 | 8.18 | 0.38505 | 8 | 0.56505
37275 | 3.575 | 1 | 365 | 4.09 | 0.19253 | 4 | 0.28253
38842 | 8.195 | 1 | 365 | 9.3755 | 0.77979 | 10 | 0.15533
39392 | 8.195 | 1 | 365 | 9.3755 | 0.77979 | 10 | 0.15533
39075 | 7.15 | 1 | 365 | 8.18 | 0.38505 | 8 | 0.56505
38685 | 6.325 | 1 | 365 | 7.2362 | 0.49447 | 7 | 0.73063
39869 | 4.68 | 1 | 365 | 5.3542 | 0.72476 | 6 | 0.078945
38501 | 10.4 | 1 | 365 | 11.8982 | 0.83281 | 12 | 0.73099
38663 | 8.59 | 1 | 365 | 9.8274 | 0.68498 | 10 | 0.51242
37875 | 12.32 | 1 | 365 | 14.0948 | 0.23271 | 14 | 0.32748
39843 | 3.12 | 1 | 365 | 3.5695 | 0.14984 | 3 | 0.7193
37370 | 12.48 | 1 | 365 | 14.2778 | 0.59937 | 14 | 0.87719
37257 | 5.88 | 1 | 365 | 6.727 | 0.4747 | 7 | 0.20175
38283 | 6.76 | 1 | 365 | 7.7338 | 0.49132 | 8 | 0.22514
47247 | 7.02 | 1 | 365 | 8.0313 | 0.087144 | 8 | 0.11842
37771 | 7.8 | 1 | 365 | 8.9236 | 0.8746 | 9 | 0.79824
47240 | 4.16 | 1 | 365 | 4.7593 | 0.53312 | 5 | 0.2924
38877 | 5.72 | 1 | 365 | 6.544 | 0.10804 | 6 | 0.65204
39105 | 5.2 | 1 | 365 | 5.9491 | 0.9164 | 6 | 0.86549
53056 | 24.99 | 1 | 365 | 28.59 | 0.26748 | 28 | 0.85744
44456 | 119.025 | 0.9 | 365 | 122.5541 | 0.48363 | 123 | 0.037774
29889 | 456.94 | 0.9 | 365 | 470.4885 | 0.41791 | 470 | 0.90637
35678 | 148.18 | 0.9 | 365 | 152.5736 | 0.61449 | 153 | 0.18809
52626 | 7.6 | 1 | 365 | 8.6948 | 0.41628 | 9 | 0.11111
51397 | 6.76 | 1 | 365 | 7.7338 | 0.49132 | 8 | 0.22514
51201 | 8.32 | 1 | 365 | 9.5185 | 0.066245 | 9 | 0.58479
45336 | 22.26 | 1 | 365 | 25.4667 | 0.011372 | 25 | 0.47806
51628 | 9.36 | 1 | 365 | 10.7084 | 0.44953 | 11 | 0.15789
51629 | 8.84 | 1 | 365 | 10.1135 | 0.25789 | 10 | 0.37134
51638 | 6.76 | 1 | 365 | 7.7338 | 0.49132 | 8 | 0.22514
51639 | 5.2 | 1 | 365 | 5.9491 | 0.9164 | 6 | 0.86549
51640 | 7.02 | 1 | 365 | 8.0313 | 0.087144 | 8 | 0.11842
41973 | 7.28 | 1 | 365 | 8.3287 | 0.68296 | 9 | 0.011692
51641 | 7.28 | 1 | 365 | 8.3287 | 0.68296 | 9 | 0.011692
51643 | 4.42 | 1 | 365 | 5.0567 | 0.12894 | 5 | 0.18567
51644 | 5.98 | 1 | 365 | 6.8415 | 0.70386 | 7 | 0.54532
51645 | 7.02 | 1 | 365 | 8.0313 | 0.087144 | 8 | 0.11842
51680 | 3.9 | 1 | 365 | 4.4618 | 0.9373 | 5 | 0.39912
51682 | 2.86 | 1 | 365 | 3.272 | 0.55402 | 3 | 0.82602
51683 | 7.28 | 1 | 365 | 8.3287 | 0.68296 | 9 | 0.011692
51687 | 5.1 | 1 | 365 | 5.8347 | 0.68724 | 6 | 0.52193
51691 | 4.42 | 1 | 365 | 5.0567 | 0.12894 | 5 | 0.18567
51694 | 7.28 | 1 | 365 | 8.3287 | 0.68296 | 9 | 0.011692
51695 | 2.86 | 1 | 365 | 3.272 | 0.55402 | 3 | 0.82602
51696 | 9.88 | 1 | 365 | 11.3033 | 0.64117 | 11 | 0.94444
51697 | 7.28 | 1 | 365 | 8.3287 | 0.68296 | 9 | 0.011692
51938 | 3.12 | 1 | 365 | 3.5695 | 0.14984 | 3 | 0.7193
49096 | 6.25 | 1 | 365 | 7.1504 | 0.3226 | 7 | 0.47295
51964 | 7.8 | 1 | 365 | 8.9236 | 0.8746 | 9 | 0.79824
36486 | 9.96 | 1 | 365 | 11.3948 | 0.8245 | 12 | 0.21929
37801 | 4.68 | 1 | 365 | 5.3542 | 0.72476 | 6 | 0.078945
37247 | 4.42 | 1 | 365 | 5.0567 | 0.12894 | 5 | 0.18567
37154 | 4.42 | 1 | 365 | 5.0567 | 0.12894 | 5 | 0.18567
38264 | 3.64 | 1 | 365 | 4.1644 | 0.34148 | 4 | 0.50585
51968 | 9.36 | 1 | 365 | 10.7084 | 0.44953 | 11 | 0.15789
51969 | 6.76 | 1 | 365 | 7.7338 | 0.49132 | 8 | 0.22514
51971 | 3.64 | 1 | 365 | 4.1644 | 0.34148 | 4 | 0.50585
51975 | 5.2 | 1 | 365 | 5.9491 | 0.9164 | 6 | 0.86549
51978 | 5.46 | 1 | 365 | 6.2465 | 0.51222 | 6 | 0.75877
51983 | 4.42 | 1 | 365 | 5.0567 | 0.12894 | 5 | 0.18567
51982 | 8.8 | 1 | 365 | 10.0677 | 0.16622 | 10 | 0.23391
51987 | 9.36 | 1 | 365 | 10.7084 | 0.44953 | 11 | 0.15789
51984 | 3.38 | 1 | 365 | 3.8669 | 0.74566 | 4 | 0.61257
51990 | 5.72 | 1 | 365 | 6.544 | 0.10804 | 6 | 0.65204
51993 | 8.06 | 1 | 365 | 9.2211 | 0.47042 | 9 | 0.69152
51999 | 5.2 | 1 | 365 | 5.9491 | 0.9164 | 6 | 0.86549
52013 | 6.24 | 1 | 365 | 7.1389 | 0.29968 | 7 | 0.43859
52001 | 5.72 | 1 | 365 | 6.544 | 0.10804 | 6 | 0.65204
52004 | 4.68 | 1 | 365 | 5.3542 | 0.72476 | 6 | 0.078945
41699 | 12.32 | 1 | 365 | 14.0948 | 0.23271 | 14 | 0.32748
37175 | 7.8 | 1 | 365 | 8.9236 | 0.8746 | 9 | 0.79824
38362 | 8.58 | 1 | 365 | 9.816 | 0.66207 | 10 | 0.47807
38672 | 2.86 | 1 | 365 | 3.272 | 0.55402 | 3 | 0.82602
51588 | 12.22 | 1 | 365 | 13.9804 | 0.0035475 | 13 | 0.98391
49479 | 3.64 | 1 | 365 | 4.1644 | 0.34148 | 4 | 0.50585
39753 | 5.72 | 1 | 365 | 6.544 | 0.10804 | 6 | 0.65204
51192 | 12.22 | 1 | 365 | 13.9804 | 0.0035475 | 13 | 0.98391
38272 | 9.88 | 1 | 365 | 11.3033 | 0.64117 | 11 | 0.94444
38350 | 5.46 | 1 | 365 | 6.2465 | 0.51222 | 6 | 0.75877
38861 | 6.56 | 1 | 365 | 7.505 | 0.033001 | 7 | 0.53801
41353 | 7.28 | 1 | 365 | 8.3287 | 0.68296 | 9 | 0.011692
41624 | 6.065 | 1 | 365 | 6.9387 | 0.89865 | 7 | 0.83735
39750 | 12.04 | 1 | 365 | 13.7744 | 0.59106 | 14 | 0.36549
36655 | 5.5 | 1 | 365 | 6.2923 | 0.60389 | 6 | 0.8962
47775 | 10.865 | 1 | 365 | 12.4302 | 0.89841 | 13 | 0.32858
52043 | 9.01 | 1 | 365 | 10.3079 | 0.64746 | 10 | 0.9554
38892 | 7.5 | 1 | 365 | 8.5804 | 0.18712 | 8 | 0.76754
46587 | 4.2 | 1 | 365 | 4.805 | 0.62479 | 5 | 0.42982
48627 | 9.6 | 1 | 365 | 10.9829 | 0.99951 | 11 | 0.98245
52175 | 9.1 | 1 | 365 | 10.4109 | 0.85371 | 11 | 0.26462
52177 | 8.58 | 1 | 365 | 9.816 | 0.66207 | 10 | 0.47807
52180 | 2.52 | 1 | 365 | 2.883 | 0.77487 | 3 | 0.65789
52181 | 7.8 | 1 | 365 | 8.9236 | 0.8746 | 9 | 0.79824
52183 | 4.16 | 1 | 365 | 4.7593 | 0.53312 | 5 | 0.2924
52185 | 3.9 | 1 | 365 | 4.4618 | 0.9373 | 5 | 0.39912
47111 | 6 | 1 | 365 | 6.8643 | 0.7497 | 7 | 0.61403
36189 | 7.56 | 1 | 365 | 8.6491 | 0.32462 | 8 | 0.97368
40771 | 4.2 | 1 | 365 | 4.805 | 0.62479 | 5 | 0.42982
46258 | 14.26 | 1 | 365 | 16.3142 | 0.67844 | 16 | 0.99268
46241 | 14.4 | 1 | 365 | 16.4744 | 0.99927 | 17 | 0.47368
44119 | 10.71 | 1 | 365 | 12.2528 | 0.54321 | 12 | 0.79605
52307 | 4.42 | 1 | 365 | 5.0567 | 0.12894 | 5 | 0.18567
50855 | 11.7 | 1 | 365 | 13.3855 | 0.81191 | 14 | 0.19736
52308 | 3.38 | 1 | 365 | 3.8669 | 0.74566 | 4 | 0.61257
35799 | 10.08 | 1 | 365 | 11.5321 | 0.099489 | 11 | 0.63157
52311 | 5.72 | 1 | 365 | 6.544 | 0.10804 | 6 | 0.65204
35740 | 8.7 | 1 | 365 | 9.9533 | 0.93706 | 10 | 0.89035
52317 | 5.72 | 1 | 365 | 6.544 | 0.10804 | 6 | 0.65204
32066 | 10.4 | 1 | 365 | 11.8982 | 0.83281 | 12 | 0.73099
52319 | 3.38 | 1 | 365 | 3.8669 | 0.74566 | 4 | 0.61257
47637 | 8.505 | 1 | 365 | 9.7302 | 0.49019 | 10 | 0.22039
37428 | 8.829 | 1 | 365 | 10.1009 | 0.23268 | 10 | 0.33355
36005 | 30.5 | 0.9 | 365 | 31.4043 | 0.90486 | 32 | 0.3092
52325 | 4.42 | 1 | 365 | 5.0567 | 0.12894 | 5 | 0.18567
38701 | 6.05 | 1 | 365 | 6.9215 | 0.86428 | 7 | 0.78582
52324 | 5.46 | 1 | 365 | 6.2465 | 0.51222 | 6 | 0.75877
38670 | 4.48 | 1 | 365 | 5.1254 | 0.26644 | 5 | 0.39181
49953 | 5.4 | 1 | 365 | 6.1779 | 0.37473 | 6 | 0.55263
49487 | 5.72 | 1 | 365 | 6.544 | 0.10804 | 6 | 0.65204
52336 | 4.16 | 1 | 365 | 4.7593 | 0.53312 | 5 | 0.2924
50725 | 8.54 | 1 | 365 | 9.7702 | 0.5704 | 10 | 0.34064
52337 | 3.9 | 1 | 365 | 4.4618 | 0.9373 | 5 | 0.39912
52342 | 6.5 | 1 | 365 | 7.4364 | 0.8955 | 8 | 0.33187
50980 | 3.9 | 1 | 365 | 4.4618 | 0.9373 | 5 | 0.39912
40838 | 5.61 | 1 | 365 | 6.4182 | 0.85597 | 7 | 0.27412
41285 | 3.9 | 1 | 365 | 4.4618 | 0.9373 | 5 | 0.39912
41642 | 9.24 | 1 | 365 | 10.5711 | 0.17453 | 10 | 0.74561
46943 | 13.26 | 1 | 365 | 15.1702 | 0.38683 | 15 | 0.55701
42314 | 3.9 | 1 | 365 | 4.4618 | 0.9373 | 5 | 0.39912
41227 | 5.4 | 1 | 365 | 6.1779 | 0.37473 | 6 | 0.55263
46075 | 13.26 | 1 | 365 | 15.1702 | 0.38683 | 15 | 0.55701
41889 | 3.38 | 1 | 365 | 3.8669 | 0.74566 | 4 | 0.61257
46094 | 13.52 | 1 | 365 | 15.4676 | 0.98265 | 16 | 0.45029
43611 | 4.68 | 1 | 365 | 5.3542 | 0.72476 | 6 | 0.078945
43585 | 7.24 | 1 | 365 | 8.283 | 0.5913 | 8 | 0.87427
48696 | 7.98 | 1 | 365 | 9.1296 | 0.2871 | 9 | 0.41666
43984 | 6.3 | 1 | 365 | 7.2076 | 0.43718 | 7 | 0.64473
47467 | 10.8 | 1 | 365 | 12.3558 | 0.74945 | 13 | 0.10526
36210 | 7.56 | 1 | 365 | 8.6491 | 0.32462 | 8 | 0.97368
43252 | 9.18 | 1 | 365 | 10.5024 | 0.037035 | 10 | 0.53947
43612 | 7.8 | 1 | 365 | 8.9236 | 0.8746 | 9 | 0.79824
35924 | 6.555 | 1 | 365 | 7.4993 | 0.021543 | 7 | 0.52083
52802 | 6.5 | 1 | 365 | 7.4364 | 0.8955 | 8 | 0.33187
52705 | 9.36 | 1 | 365 | 10.7084 | 0.44953 | 11 | 0.15789
52801 | 6.5 | 1 | 365 | 7.4364 | 0.8955 | 8 | 0.33187
52803 | 7.54 | 1 | 365 | 8.6262 | 0.27878 | 8 | 0.90497
52707 | 4.16 | 1 | 365 | 4.7593 | 0.53312 | 5 | 0.2924
52828 | 6.5 | 1 | 365 | 7.4364 | 0.8955 | 8 | 0.33187
52800 | 7.02 | 1 | 365 | 8.0313 | 0.087144 | 8 | 0.11842
52799 | 5.2 | 1 | 365 | 5.9491 | 0.9164 | 6 | 0.86549
52830 | 5.46 | 1 | 365 | 6.2465 | 0.51222 | 6 | 0.75877
52833 | 6.5 | 1 | 365 | 7.4364 | 0.8955 | 8 | 0.33187
52962 | 5.2 | 1 | 365 | 5.9491 | 0.9164 | 6 | 0.86549
52826 | 6.5 | 1 | 365 | 7.4364 | 0.8955 | 8 | 0.33187
52836 | 4.16 | 1 | 365 | 4.7593 | 0.53312 | 5 | 0.2924
52838 | 3.64 | 1 | 365 | 4.1644 | 0.34148 | 4 | 0.50585
52965 | 4.16 | 1 | 365 | 4.7593 | 0.53312 | 5 | 0.2924
52839 | 5.2 | 1 | 365 | 5.9491 | 0.9164 | 6 | 0.86549
52968 | 9.88 | 1 | 365 | 11.3033 | 0.64117 | 11 | 0.94444
52959 | 8.58 | 1 | 365 | 9.816 | 0.66207 | 10 | 0.47807
52955 | 2.08 | 1 | 365 | 2.3796 | 0.76656 | 3 | 0.1462
52954 | 5.2 | 1 | 365 | 5.9491 | 0.9164 | 6 | 0.86549
52859 | 5.2 | 1 | 365 | 5.9491 | 0.9164 | 6 | 0.86549
52855 | 8.32 | 1 | 365 | 9.5185 | 0.066245 | 9 | 0.58479
52853 | 4.42 | 1 | 365 | 5.0567 | 0.12894 | 5 | 0.18567
52851 | 6.5 | 1 | 365 | 7.4364 | 0.8955 | 8 | 0.33187
52848 | 4.68 | 1 | 365 | 5.3542 | 0.72476 | 6 | 0.078945
53073 | 5.225 | 1 | 365 | 5.9777 | 0.97369 | 6 | 0.95139
53092 | 7.28 | 1 | 365 | 8.3287 | 0.68296 | 9 | 0.011692
53090 | 6.24 | 1 | 365 | 7.1389 | 0.29968 | 7 | 0.43859
53076 | 6.76 | 1 | 365 | 7.7338 | 0.49132 | 8 | 0.22514
53079 | 4.68 | 1 | 365 | 5.3542 | 0.72476 | 6 | 0.078945
53075 | 9.36 | 1 | 365 | 10.7084 | 0.44953 | 11 | 0.15789
53074 | 4.16 | 1 | 365 | 4.7593 | 0.53312 | 5 | 0.2924
53324 | 6.24 | 1 | 365 | 7.1389 | 0.29968 | 7 | 0.43859
52846 | 9.88 | 1 | 365 | 11.3033 | 0.64117 | 11 | 0.94444
52858 | 7.8 | 1 | 365 | 8.9236 | 0.8746 | 9 | 0.79824
52964 | 6.3 | 1 | 365 | 7.2076 | 0.43718 | 7 | 0.64473
53091 | 5.2 | 1 | 365 | 5.9491 | 0.9164 | 6 | 0.86549
53094 | 7.02 | 1 | 365 | 8.0313 | 0.087144 | 8 | 0.11842
37568 | 7.28 | 1 | 365 | 8.3287 | 0.68296 | 9 | 0.011692
51230 | 9.1 | 1 | 365 | 10.4109 | 0.85371 | 11 | 0.26462
39757 | 4.68 | 1 | 365 | 5.3542 | 0.72476 | 6 | 0.078945
41619 | 8.58 | 1 | 365 | 9.816 | 0.66207 | 10 | 0.47807
51389 | 9.88 | 1 | 365 | 11.3033 | 0.64117 | 11 | 0.94444
50660 | 4.68 | 1 | 365 | 5.3542 | 0.72476 | 6 | 0.078945
51565 | 7.54 | 1 | 365 | 8.6262 | 0.27878 | 8 | 0.90497
38023 | 5.125 | 1 | 365 | 5.8633 | 0.74453 | 6 | 0.60782
51390 | 4.16 | 1 | 365 | 4.7593 | 0.53312 | 5 | 0.2924
36995 | 6.14 | 1 | 365 | 7.0245 | 0.070522 | 7 | 0.095026
36687 | 3.565 | 1 | 365 | 4.0786 | 0.16961 | 4 | 0.24817
51391 | 7.28 | 1 | 365 | 8.3287 | 0.68296 | 9 | 0.011692
36991 | 4.605 | 1 | 365 | 5.2684 | 0.55289 | 5 | 0.82127
51187 | 5.385 | 1 | 365 | 6.1607 | 0.34035 | 6 | 0.50109
38935 | 5.2 | 1 | 365 | 5.9491 | 0.9164 | 6 | 0.86549
38245 | 10.25 | 1 | 365 | 11.7266 | 0.48906 | 12 | 0.21564
51393 | 8.06 | 1 | 365 | 9.2211 | 0.47042 | 9 | 0.69152
49613 | 8.4 | 1 | 365 | 9.6101 | 0.24957 | 9 | 0.85964
45039 | 7.02 | 1 | 365 | 8.0313 | 0.087144 | 8 | 0.11842
47855 | 8.505 | 1 | 365 | 9.7302 | 0.49019 | 10 | 0.22039
44259 | 4.76 | 1 | 365 | 5.4457 | 0.90809 | 6 | 0.3538
36023 | 8.175 | 1 | 365 | 9.3527 | 0.73396 | 10 | 0.086619
44294 | 8.82 | 1 | 365 | 10.0906 | 0.21205 | 10 | 0.30263
44532 | 3.315 | 1 | 365 | 3.7925 | 0.59671 | 4 | 0.38925
44146 | 8.82 | 1 | 365 | 10.0906 | 0.21205 | 10 | 0.30263
44526 | 4.5 | 1 | 365 | 5.1483 | 0.31227 | 5 | 0.46052
44365 | 4.905 | 1 | 365 | 5.6116 | 0.24038 | 5 | 0.85197
51464 | 6.24 | 1 | 365 | 7.1389 | 0.29968 | 7 | 0.43859
44588 | 11.1 | 1 | 365 | 12.699 | 0.43694 | 13 | 0.13596
36113 | 5.6 | 1 | 365 | 6.4067 | 0.83305 | 7 | 0.23976
36181 | 8.28 | 1 | 365 | 9.4728 | 0.97458 | 10 | 0.44736
37464 | 9.156 | 1 | 365 | 10.475 | 0.98204 | 11 | 0.45701
44515 | 5.5 | 1 | 365 | 6.2923 | 0.60389 | 6 | 0.8962
44522 | 10.8 | 1 | 365 | 12.3558 | 0.74945 | 13 | 0.10526
44521 | 8.505 | 1 | 365 | 9.7302 | 0.49019 | 10 | 0.22039
44739 | 8.68 | 1 | 365 | 9.9304 | 0.89123 | 10 | 0.82163
46710 | 3.92 | 1 | 365 | 4.4847 | 0.98313 | 5 | 0.46783
45574 | 4.5 | 1 | 365 | 5.1483 | 0.31227 | 5 | 0.46052
43463 | 12.285 | 1 | 365 | 14.0547 | 0.1525 | 14 | 0.20723
50143 | 7.8 | 1 | 365 | 8.9236 | 0.8746 | 9 | 0.79824
44152 | 5.7 | 1 | 365 | 6.5211 | 0.062211 | 6 | 0.58333
51030 | 10.23 | 1 | 365 | 11.7037 | 0.44323 | 12 | 0.14692
49707 | 4.2 | 1 | 365 | 4.805 | 0.62479 | 5 | 0.42982
40846 | 9.69 | 1 | 365 | 11.0859 | 0.20576 | 11 | 0.29166
44144 | 8.505 | 1 | 365 | 9.7302 | 0.49019 | 10 | 0.22039
46528 | 5.7 | 1 | 365 | 6.5211 | 0.062211 | 6 | 0.58333
46369 | 13 | 1 | 365 | 14.8727 | 0.79101 | 15 | 0.66374
44153 | 6 | 1 | 365 | 6.8643 | 0.7497 | 7 | 0.61403
42536 | 4.8 | 1 | 365 | 5.4915 | 0.99976 | 6 | 0.49123
50845 | 5.7 | 1 | 365 | 6.5211 | 0.062211 | 6 | 0.58333
37016 | 9.6 | 1 | 365 | 10.9829 | 0.99951 | 11 | 0.98245
47135 | 12.48 | 1 | 365 | 14.2778 | 0.59937 | 14 | 0.87719
44135 | 12 | 1 | 365 | 13.7287 | 0.49939 | 14 | 0.22806
44138 | 9.3 | 1 | 365 | 10.6397 | 0.31203 | 10 | 0.95175
44162 | 6.75 | 1 | 365 | 7.7224 | 0.46841 | 8 | 0.19079
44192 | 3.9 | 1 | 365 | 4.4618 | 0.9373 | 5 | 0.39912
44682 | 4.5 | 1 | 365 | 5.1483 | 0.31227 | 5 | 0.46052
36344 | 9.6 | 1 | 365 | 10.9829 | 0.99951 | 11 | 0.98245
47671 | 3.64 | 1 | 365 | 4.1644 | 0.34148 | 4 | 0.50585
49328 | 7.14 | 1 | 365 | 8.1686 | 0.36214 | 8 | 0.5307
46404 | 5 | 1 | 365 | 5.7203 | 0.45808 | 6 | 0.17836
51048 | 7.54 | 1 | 365 | 8.6262 | 0.27878 | 8 | 0.90497
47013 | 10.08 | 1 | 365 | 11.5321 | 0.099489 | 11 | 0.63157
44409 | 9.36 | 1 | 365 | 10.7084 | 0.44953 | 11 | 0.15789
44516 | 2.04 | 1 | 365 | 2.3339 | 0.6749 | 3 | 0.0087709
49321 | 10.71 | 1 | 365 | 12.2528 | 0.54321 | 12 | 0.79605
45393 | 11.2 | 1 | 365 | 12.8134 | 0.6661 | 13 | 0.47953
51129 | 11.47 | 1 | 365 | 13.1223 | 0.28484 | 13 | 0.40716
35766 | 14.84 | 1 | 365 | 16.9778 | 0.0075814 | 16 | 0.98537
43537 | 6.9 | 1 | 365 | 7.894 | 0.81215 | 8 | 0.70614
49950 | 8.12 | 1 | 365 | 9.2897 | 0.60792 | 9 | 0.89766
50146 | 7.28 | 1 | 365 | 8.3287 | 0.68296 | 9 | 0.011692
48221 | 10 | 1 | 365 | 11.4406 | 0.91616 | 12 | 0.35672
44875 | 15.81 | 1 | 365 | 18.0875 | 0.23045 | 18 | 0.31797
49737 | 11.115 | 1 | 365 | 12.7162 | 0.47131 | 13 | 0.18749
47342 | 12.18 | 1 | 365 | 13.9346 | 0.91188 | 14 | 0.84648
51290 | 8.235 | 1 | 365 | 9.4213 | 0.87146 | 10 | 0.29276
44725 | 12 | 1 | 365 | 13.7287 | 0.49939 | 14 | 0.22806
51264 | 12.426 | 1 | 365 | 14.216 | 0.47562 | 14 | 0.69166
49187 | 6.84 | 1 | 365 | 7.8253 | 0.67465 | 8 | 0.5
45503 | 11.4 | 1 | 365 | 13.0422 | 0.12442 | 13 | 0.16666
44053 | 7.875 | 1 | 365 | 9.0094 | 0.046476 | 9 | 0.055917
47405 | 10.25 | 1 | 365 | 11.7266 | 0.48906 | 12 | 0.21564
49644 | 12.29 | 1 | 365 | 14.0604 | 0.16396 | 14 | 0.22441
51206 | 7.8 | 1 | 365 | 8.9236 | 0.8746 | 9 | 0.79824
44255 | 9.765 | 1 | 365 | 11.1717 | 0.37763 | 11 | 0.54934
45773 | 9.8 | 1 | 365 | 11.2117 | 0.45784 | 11 | 0.66959
49158 | 7.36 | 1 | 365 | 8.4203 | 0.86629 | 9 | 0.28655
49525 | 5.58 | 1 | 365 | 6.3838 | 0.78722 | 7 | 0.17105
46767 | 6.21 | 1 | 365 | 7.1046 | 0.23094 | 7 | 0.33552
54525 | 3.9 | 1 | 365 | 4.4618 | 0.9373 | 5 | 0.39912
44178 | 9.45 | 1 | 365 | 10.8113 | 0.65577 | 11 | 0.4671
37176 | 10.1 | 1 | 365 | 11.555 | 0.14532 | 11 | 0.70029
36179 | 4.68 | 1 | 365 | 5.3542 | 0.72476 | 6 | 0.078945
38313 | 5.88 | 1 | 365 | 6.727 | 0.4747 | 7 | 0.20175
37374 | 4.68 | 1 | 365 | 5.3542 | 0.72476 | 6 | 0.078945
46707 | 9.075 | 1 | 365 | 10.3823 | 0.79642 | 11 | 0.17872
47268 | 3.64 | 1 | 365 | 4.1644 | 0.34148 | 4 | 0.50585
44353 | 7.5 | 1 | 365 | 8.5804 | 0.18712 | 8 | 0.76754
47233 | 6.24 | 1 | 365 | 7.1389 | 0.29968 | 7 | 0.43859
37168 | 3.3 | 1 | 365 | 3.7754 | 0.56233 | 4 | 0.33772
54888 | 29.64 | 0.9 | 365 | 30.5188 | 0.13115 | 30 | 0.64999
37766 | 4.48 | 1 | 365 | 5.1254 | 0.26644 | 5 | 0.39181
54140 | 62.4 | 0.9 | 365 | 64.2502 | 0.69715 | 64 | 0.94734
38915 | 5.225 | 1 | 365 | 5.9777 | 0.97369 | 6 | 0.95139
38779 | 7.56 | 1 | 365 | 8.6491 | 0.32462 | 8 | 0.97368
41606 | 10.4 | 1 | 365 | 11.8982 | 0.83281 | 12 | 0.73099
50086 | 3.135 | 1 | 365 | 3.5866 | 0.18422 | 3 | 0.77083
52221 | 13.26 | 1 | 365 | 15.1702 | 0.38683 | 15 | 0.55701
38958 | 3.9 | 1 | 365 | 4.4618 | 0.9373 | 5 | 0.39912
51573 | 3.18 | 1 | 365 | 3.6381 | 0.28734 | 3 | 0.92544
38680 | 4.95 | 1 | 365 | 5.6631 | 0.3435 | 6 | 0.0065764
38341 | 8.4 | 1 | 365 | 9.6101 | 0.24957 | 9 | 0.85964
43451 | 9.765 | 1 | 365 | 11.1717 | 0.37763 | 11 | 0.54934
41550 | 11.39 | 1 | 365 | 13.0308 | 0.10151 | 13 | 0.1323
49649 | 6.24 | 1 | 365 | 7.1389 | 0.29968 | 7 | 0.43859
44870 | 11.44 | 1 | 365 | 13.088 | 0.21609 | 13 | 0.30409
46702 | 11.7 | 1 | 365 | 13.3855 | 0.81191 | 14 | 0.19736
44022 | 3.12 | 1 | 365 | 3.5695 | 0.14984 | 3 | 0.7193
18133 | 10.4 | 1 | 365 | 11.8982 | 0.83281 | 12 | 0.73099
44447 | 12.96 | 1 | 365 | 14.827 | 0.69934 | 15 | 0.52631
40955 | 5.7 | 1 | 365 | 6.5211 | 0.062211 | 6 | 0.58333
44295 | 10.92 | 1 | 365 | 12.4931 | 0.024447 | 12 | 0.51754
44640 | 6.24 | 1 | 365 | 7.1389 | 0.29968 | 7 | 0.43859
51046 | 5.2 | 1 | 365 | 5.9491 | 0.9164 | 6 | 0.86549
44598 | 7.28 | 1 | 365 | 8.3287 | 0.68296 | 9 | 0.011692
40892 | 7.28 | 1 | 365 | 8.3287 | 0.68296 | 9 | 0.011692
51679 | 9.36 | 1 | 365 | 10.7084 | 0.44953 | 11 | 0.15789
49675 | 5.2 | 1 | 365 | 5.9491 | 0.9164 | 6 | 0.86549
50441 | 10.5 | 1 | 365 | 12.0126 | 0.061968 | 12 | 0.074556
35964 | 9.156 | 1 | 365 | 10.475 | 0.98204 | 11 | 0.45701
51675 | 9.36 | 1 | 365 | 10.7084 | 0.44953 | 11 | 0.15789
48425 | 15.08 | 1 | 365 | 17.2524 | 0.55757 | 17 | 0.80993
36152 | 17.004 | 1 | 365 | 19.4535 | 0.96664 | 20 | 0.42017
44509 | 7.2 | 1 | 365 | 8.2372 | 0.49964 | 8 | 0.73684
36138 | 5.232 | 1 | 365 | 5.9857 | 0.98973 | 6 | 0.97544
36209 | 10.72 | 1 | 365 | 12.2643 | 0.56612 | 12 | 0.8304
51045 | 6.5 | 1 | 365 | 7.4364 | 0.8955 | 8 | 0.33187
46992 | 10.2 | 1 | 365 | 11.6694 | 0.37448 | 12 | 0.043854
50443 | 9.16 | 1 | 365 | 10.4796 | 0.9912 | 11 | 0.47076
44122 | 10.395 | 1 | 365 | 11.8925 | 0.82135 | 12 | 0.71381
45429 | 11.77 | 1 | 365 | 13.4655 | 0.97232 | 14 | 0.43786
36349 | 13.545 | 1 | 365 | 15.4962 | 0.039939 | 15 | 0.53618
49937 | 6.213 | 1 | 365 | 7.108 | 0.23781 | 7 | 0.34583
35785 | 5.61 | 1 | 365 | 6.4182 | 0.85597 | 7 | 0.27412
49760 | 8.4 | 1 | 365 | 9.6101 | 0.24957 | 9 | 0.85964
44610 | 9.483 | 1 | 365 | 10.8491 | 0.73139 | 11 | 0.58048
53219 | 0.765 | 1 | 365 | 0.8752 | 0.75309 | 1 | 0.62829
51927 | 11.96 | 1 | 365 | 13.6829 | 0.40773 | 14 | 0.090637
48785 | 5.1 | 1 | 365 | 5.8347 | 0.68724 | 6 | 0.52193
41990 | 10.464 | 1 | 365 | 11.9714 | 0.97947 | 12 | 0.95087
53014 | 9.88 | 1 | 365 | 11.3033 | 0.64117 | 11 | 0.94444
42003 | 6.9 | 1 | 365 | 7.894 | 0.81215 | 8 | 0.70614
41517 | 7.848 | 1 | 365 | 8.9786 | 0.9846 | 9 | 0.96315
47433 | 5.7 | 1 | 365 | 6.5211 | 0.062211 | 6 | 0.58333
47483 | 5.2 | 1 | 365 | 5.9491 | 0.9164 | 6 | 0.86549
50254 | 6.12 | 1 | 365 | 7.0016 | 0.02469 | 7 | 0.026313
44306 | 12.92 | 1 | 365 | 14.7812 | 0.60768 | 15 | 0.38888
43618 | 9.765 | 1 | 365 | 11.1717 | 0.37763 | 11 | 0.54934
43936 | 6.16 | 1 | 365 | 7.0474 | 0.11635 | 7 | 0.16374
46245 | 9.5 | 1 | 365 | 10.8685 | 0.77035 | 11 | 0.63888
48086 | 6.5 | 1 | 365 | 7.4364 | 0.8955 | 8 | 0.33187
50470 | 10.137 | 1 | 365 | 11.5973 | 0.23011 | 11 | 0.82741
44180 | 2.25 | 1 | 365 | 2.5741 | 0.15614 | 2 | 0.73026
44520 | 14.025 | 1 | 365 | 16.0454 | 0.13991 | 16 | 0.1853
36166 | 20.8 | 1 | 365 | 23.7964 | 0.66561 | 24 | 0.46198
45702 | 6.9 | 1 | 365 | 7.894 | 0.81215 | 8 | 0.70614
47120 | 9.12 | 1 | 365 | 10.4338 | 0.89954 | 11 | 0.33333
49190 | 3.9 | 1 | 365 | 4.4618 | 0.9373 | 5 | 0.39912
43626 | 6.5 | 1 | 365 | 7.4364 | 0.8955 | 8 | 0.33187
42411 | 6.76 | 1 | 365 | 7.7338 | 0.49132 | 8 | 0.22514
44929 | 6.6 | 1 | 365 | 7.5508 | 0.12467 | 7 | 0.67544
44681 | 8 | 1 | 365 | 9.1524 | 0.33293 | 9 | 0.48538
45309 | 8.32 | 1 | 365 | 9.5185 | 0.066245 | 9 | 0.58479
44672 | 9.36 | 1 | 365 | 10.7084 | 0.44953 | 11 | 0.15789
49771 | 7.28 | 1 | 365 | 8.3287 | 0.68296 | 9 | 0.011692
36212 | 5.232 | 1 | 365 | 5.9857 | 0.98973 | 6 | 0.97544
43114 | 6.24 | 1 | 365 | 7.1389 | 0.29968 | 7 | 0.43859
49259 | 4.4 | 1 | 365 | 5.0338 | 0.08311 | 5 | 0.11696
50998 | 4.24 | 1 | 365 | 4.8508 | 0.71645 | 5 | 0.56725
43119 | 7.02 | 1 | 365 | 8.0313 | 0.087144 | 8 | 0.11842
44303 | 8.82 | 1 | 365 | 10.0906 | 0.21205 | 10 | 0.30263
45759 | 9.135 | 1 | 365 | 10.451 | 0.93391 | 11 | 0.38486
43959 | 2.44 | 1 | 365 | 2.7915 | 0.59154 | 3 | 0.38304
35754 | 12.04 | 1 | 365 | 13.7744 | 0.59106 | 14 | 0.36549
44429 | 17.68 | 1 | 365 | 20.2269 | 0.51577 | 20 | 0.74268
44507 | 9.156 | 1 | 365 | 10.475 | 0.98204 | 11 | 0.45701
44168 | 8.55 | 1 | 365 | 9.7817 | 0.59332 | 10 | 0.375
44450 | 7.02 | 1 | 365 | 8.0313 | 0.087144 | 8 | 0.11842
44683 | 6.24 | 1 | 365 | 7.1389 | 0.29968 | 7 | 0.43859
44439 | 6.24 | 1 | 365 | 7.1389 | 0.29968 | 7 | 0.43859
44235 | 9 | 1 | 365 | 10.2965 | 0.62454 | 10 | 0.92105
36298 | 7.84 | 1 | 365 | 8.9694 | 0.96627 | 9 | 0.93567
44686 | 10.5 | 1 | 365 | 12.0126 | 0.061968 | 12 | 0.074556
36162 | 5.559 | 1 | 365 | 6.3598 | 0.73909 | 7 | 0.098901
43619 | 11.4 | 1 | 365 | 13.0422 | 0.12442 | 13 | 0.16666
44927 | 4.725 | 1 | 365 | 5.4057 | 0.82789 | 6 | 0.23355
35972 | 9.36 | 1 | 365 | 10.7084 | 0.44953 | 11 | 0.15789
48660 | 8.06 | 1 | 365 | 9.2211 | 0.47042 | 9 | 0.69152
43630 | 14.4 | 1 | 365 | 16.4744 | 0.99927 | 17 | 0.47368
47601 | 5.1 | 1 | 365 | 5.8347 | 0.68724 | 6 | 0.52193
53437 | 10.14 | 1 | 365 | 11.6007 | 0.23699 | 11 | 0.83771
22628 | 11.475 | 1 | 365 | 13.128 | 0.29629 | 13 | 0.42434
37567 | 9.52 | 1 | 365 | 10.8914 | 0.81618 | 11 | 0.7076
38825 | 8.96 | 1 | 365 | 10.2507 | 0.53288 | 10 | 0.78362
39754 | 4.16 | 1 | 365 | 4.7593 | 0.53312 | 5 | 0.2924
39763 | 4.94 | 1 | 365 | 5.6516 | 0.32058 | 5 | 0.97222
36660 | 7.425 | 1 | 365 | 8.4946 | 0.015249 | 8 | 0.50986
41678 | 6.6 | 1 | 365 | 7.5508 | 0.12467 | 7 | 0.67544
43038 | 7.95 | 1 | 365 | 9.0952 | 0.21835 | 9 | 0.31359
47660 | 8.265 | 1 | 365 | 9.4556 | 0.94021 | 10 | 0.39583
53805 | 11.97 | 1 | 365 | 13.6944 | 0.43064 | 14 | 0.12499
53787 | 3.71 | 1 | 365 | 4.2444 | 0.5019 | 4 | 0.74634
51449 | 6.48 | 1 | 365 | 7.4135 | 0.84967 | 8 | 0.26315
37663 | 135.94 | 1 | 365 | 155.523 | 0.52228 | 156 | 0.045252
43426 | 10.791 | 1 | 365 | 12.3455 | 0.72883 | 13 | 0.074337
37352 | 9.075 | 1 | 365 | 10.3823 | 0.79642 | 11 | 0.17872
39781 | 8.96 | 1 | 365 | 10.2507 | 0.53288 | 10 | 0.78362
39820 | 7.425 | 1 | 365 | 8.4946 | 0.015249 | 8 | 0.50986
40273 | 7.84 | 1 | 365 | 8.9694 | 0.96627 | 9 | 0.93567
37201 | 8.32 | 1 | 365 | 9.5185 | 0.066245 | 9 | 0.58479
37080 | 6.6 | 1 | 365 | 7.5508 | 0.12467 | 7 | 0.67544
37010 | 9.24 | 1 | 365 | 10.5711 | 0.17453 | 10 | 0.74561
47037 | 8.84 | 1 | 365 | 10.1135 | 0.25789 | 10 | 0.37134
38305 | 2.6 | 1 | 365 | 2.9745 | 0.9582 | 3 | 0.93275
38136 | 4.68 | 1 | 365 | 5.3542 | 0.72476 | 6 | 0.078945
38694 | 3.64 | 1 | 365 | 4.1644 | 0.34148 | 4 | 0.50585
37601 | 9.24 | 1 | 365 | 10.5711 | 0.17453 | 10 | 0.74561
38326 | 3.64 | 1 | 365 | 4.1644 | 0.34148 | 4 | 0.50585
51627 | 4.16 | 1 | 365 | 4.7593 | 0.53312 | 5 | 0.2924
37940 | 9.36 | 1 | 365 | 10.7084 | 0.44953 | 11 | 0.15789
36863 | 9.12 | 1 | 365 | 10.4338 | 0.89954 | 11 | 0.33333
36819 | 7.7 | 1 | 365 | 8.8092 | 0.64544 | 9 | 0.45467
50131 | 21.58 | 1 | 365 | 24.6887 | 0.45307 | 25 | 0.1418
51145 | 15.08 | 1 | 365 | 17.2524 | 0.55757 | 17 | 0.80993
35804 | 17.004 | 1 | 365 | 19.4535 | 0.96664 | 20 | 0.42017
42482 | 10.335 | 1 | 365 | 11.8238 | 0.68385 | 12 | 0.50767
53162 | 5.3 | 1 | 365 | 6.0635 | 0.14556 | 6 | 0.20906
53167 | 9.01 | 1 | 365 | 10.3079 | 0.64746 | 10 | 0.9554
45190 | 9.975 | 1 | 365 | 11.412 | 0.85887 | 12 | 0.27083
42360 | 6.48 | 1 | 365 | 7.4135 | 0.84967 | 8 | 0.26315
44799 | 7.194 | 1 | 365 | 8.2303 | 0.48589 | 8 | 0.71622
45614 | 7.875 | 1 | 365 | 9.0094 | 0.046476 | 9 | 0.055917
42016 | 6.867 | 1 | 365 | 7.8562 | 0.73653 | 8 | 0.59276
44366 | 5.04 | 1 | 365 | 5.766 | 0.54974 | 6 | 0.31579
51049 | 6 | 1 | 365 | 6.8643 | 0.7497 | 7 | 0.61403
37229 | 3.9 | 1 | 365 | 4.4618 | 0.9373 | 5 | 0.39912
38477 | 5.2 | 1 | 365 | 5.9491 | 0.9164 | 6 | 0.86549
38004 | 4.95 | 1 | 365 | 5.6631 | 0.3435 | 6 | 0.0065764
38891 | 8.32 | 1 | 365 | 9.5185 | 0.066245 | 9 | 0.58479
38256 | 5.2 | 1 | 365 | 5.9491 | 0.9164 | 6 | 0.86549
37833 | 6.24 | 1 | 365 | 7.1389 | 0.29968 | 7 | 0.43859
38401 | 5.98 | 1 | 365 | 6.8415 | 0.70386 | 7 | 0.54532
38018 | 3.64 | 1 | 365 | 4.1644 | 0.34148 | 4 | 0.50585
37161 | 6.5 | 1 | 365 | 7.4364 | 0.8955 | 8 | 0.33187
38665 | 6.27 | 1 | 365 | 7.1732 | 0.36843 | 7 | 0.54166
47042 | 14.04 | 1 | 365 | 16.0625 | 0.17429 | 16 | 0.23683
36460 | 4.605 | 1 | 365 | 5.2684 | 0.55289 | 5 | 0.82127
37363 | 3.515 | 1 | 365 | 4.0214 | 0.05503 | 4 | 0.076387
38766 | 5.225 | 1 | 365 | 5.9777 | 0.97369 | 6 | 0.95139
47115 | 3.38 | 1 | 365 | 3.8669 | 0.74566 | 4 | 0.61257
47165 | 8.58 | 1 | 365 | 9.816 | 0.66207 | 10 | 0.47807
39761 | 5.47 | 1 | 365 | 6.258 | 0.53514 | 6 | 0.79313
39822 | 9.36 | 1 | 365 | 10.7084 | 0.44953 | 11 | 0.15789
38698 | 5.415 | 1 | 365 | 6.1951 | 0.4091 | 6 | 0.60416
38149 | 8.58 | 1 | 365 | 9.816 | 0.66207 | 10 | 0.47807
36004 | 10.77 | 1 | 365 | 12.3215 | 0.6807 | 13 | 0.0021874
37153 | 5.72 | 1 | 365 | 6.544 | 0.10804 | 6 | 0.65204
47179 | 9.88 | 1 | 365 | 11.3033 | 0.64117 | 11 | 0.94444
38311 | 5.98 | 1 | 365 | 6.8415 | 0.70386 | 7 | 0.54532
37354 | 4.68 | 1 | 365 | 5.3542 | 0.72476 | 6 | 0.078945
47363 | 3.9 | 1 | 365 | 4.4618 | 0.9373 | 5 | 0.39912
37638 | 7.425 | 1 | 365 | 8.4946 | 0.015249 | 8 | 0.50986
37214 | 5.72 | 1 | 365 | 6.544 | 0.10804 | 6 | 0.65204
37764 | 6.47 | 1 | 365 | 7.402 | 0.82676 | 8 | 0.2288
44587 | 6.24 | 1 | 365 | 7.1389 | 0.29968 | 7 | 0.43859
42663 | 8.32 | 1 | 365 | 9.5185 | 0.066245 | 9 | 0.58479
44565 | 10.92 | 1 | 365 | 12.4931 | 0.024447 | 12 | 0.51754
36069 | 4.42 | 1 | 365 | 5.0567 | 0.12894 | 5 | 0.18567
51034 | 11.4 | 1 | 365 | 13.0422 | 0.12442 | 13 | 0.16666
35293 | 36.54 | 0.9 | 365 | 37.6234 | 0.36208 | 37 | 0.98551
54903 | 7.84 | 1 | 365 | 8.9694 | 0.96627 | 9 | 0.93567
48834 | 2.1 | 1 | 365 | 2.4025 | 0.81239 | 3 | 0.21491
54906 | 7.04 | 1 | 365 | 8.0542 | 0.13298 | 8 | 0.18713
55124 | 3.5 | 1 | 365 | 4.0042 | 0.020656 | 4 | 0.024852
49524 | 4.25 | 1 | 365 | 4.8622 | 0.73937 | 5 | 0.60161
55125 | 4.5 | 1 | 365 | 5.1483 | 0.31227 | 5 | 0.46052
47665 | 7.695 | 1 | 365 | 8.8035 | 0.63399 | 9 | 0.4375
55133 | 5.565 | 1 | 365 | 6.3667 | 0.75284 | 7 | 0.11951
55134 | 6.93 | 1 | 365 | 7.9283 | 0.8809 | 8 | 0.80921
47315 | 11.025 | 1 | 365 | 12.6132 | 0.26507 | 12 | 0.87828
52293 | 3.9 | 1 | 365 | 4.4618 | 0.9373 | 5 | 0.39912
55343 | 9.3 | 1 | 365 | 10.6397 | 0.31203 | 10 | 0.95175
55346 | 3.315 | 1 | 365 | 3.7925 | 0.59671 | 4 | 0.38925
52211 | 8.4 | 1 | 365 | 9.6101 | 0.24957 | 9 | 0.85964
55347 | 4.16 | 1 | 365 | 4.7593 | 0.53312 | 5 | 0.2924
44321 | 8.32 | 1 | 365 | 9.5185 | 0.066245 | 9 | 0.58479
55396 | 5.12 | 1 | 365 | 5.8576 | 0.73307 | 6 | 0.59064
55526 | 7.848 | 1 | 365 | 8.9786 | 0.9846 | 9 | 0.96315
55397 | 2.08 | 1 | 365 | 2.3796 | 0.76656 | 3 | 0.1462
54110 | 9.01 | 1 | 365 | 10.3079 | 0.64746 | 10 | 0.9554
55706 | 8.1 | 1 | 365 | 9.2669 | 0.56209 | 9 | 0.82894
55716 | 3.57 | 1 | 365 | 4.0843 | 0.18107 | 4 | 0.26535
55717 | 4.68 | 1 | 365 | 5.3542 | 0.72476 | 6 | 0.078945
55723 | 4.68 | 1 | 365 | 5.3542 | 0.72476 | 6 | 0.078945
55761 | 4.8 | 1 | 365 | 5.4915 | 0.99976 | 6 | 0.49123
49455 | 10.83 | 1 | 365 | 12.3901 | 0.8182 | 13 | 0.20833
55734 | 5.04 | 1 | 365 | 5.766 | 0.54974 | 6 | 0.31579
55736 | 4.2 | 1 | 365 | 4.805 | 0.62479 | 5 | 0.42982
44078 | 13.64 | 1 | 365 | 15.6049 | 0.25764 | 15 | 0.86257
44553 | 9.8 | 1 | 365 | 11.2117 | 0.45784 | 11 | 0.66959
55926 | 13.25 | 1 | 365 | 15.1587 | 0.36391 | 15 | 0.52265
46740 | 7.5 | 1 | 365 | 8.5804 | 0.18712 | 8 | 0.76754
50024 | 7.685 | 1 | 365 | 8.7921 | 0.61107 | 9 | 0.40314
41315 | 6.03 | 1 | 365 | 6.8987 | 0.81844 | 7 | 0.7171
56006 | 9.3 | 1 | 365 | 10.6397 | 0.31203 | 10 | 0.95175
36527 | 15.4 | 1 | 365 | 17.6185 | 0.29089 | 17 | 0.90935
56027 | 6.095 | 1 | 365 | 6.973 | 0.9674 | 7 | 0.94042
48142 | 7.425 | 1 | 365 | 8.4946 | 0.015249 | 8 | 0.50986
56028 | 3 | 1 | 365 | 3.4322 | 0.87485 | 4 | 0.30702
41850 | 6.84 | 1 | 365 | 7.8253 | 0.67465 | 8 | 0.5
36143 | 19.38 | 1 | 365 | 22.1718 | 0.41152 | 22 | 0.58332
56057 | 10.8 | 1 | 365 | 12.3558 | 0.74945 | 13 | 0.10526
56059 | 12 | 1 | 365 | 13.7287 | 0.49939 | 14 | 0.22806
40891 | 10.14 | 1 | 365 | 11.6007 | 0.23699 | 11 | 0.83771
35886 | 794.53 | 1 | 365 | 908.9868 | 0.75766 | 909 | 0.74447
56234 | 5.1 | 1 | 365 | 5.8347 | 0.68724 | 6 | 0.52193
39067 | 7.28 | 1 | 365 | 8.3287 | 0.68296 | 9 | 0.011692
56232 | 7.95 | 1 | 365 | 9.0952 | 0.21835 | 9 | 0.31359
19530 | 3298.4 | 0.8 | 365 | 3018.8434 | 0.93297 | 3019 | 0.77642
56297 | 11.66 | 1 | 365 | 13.3397 | 0.72024 | 14 | 0.059936
56298 | 5.886 | 1 | 365 | 6.7339 | 0.48845 | 7 | 0.22237
50600 | 5.83 | 1 | 365 | 6.6698 | 0.36012 | 7 | 0.029968
56360 | 12.19 | 1 | 365 | 13.946 | 0.9348 | 14 | 0.88084
47430 | 8.835 | 1 | 365 | 10.1077 | 0.24643 | 10 | 0.35416
52931 | 10.5 | 1 | 365 | 12.0126 | 0.061968 | 12 | 0.074556
51153 | 5.565 | 1 | 365 | 6.3667 | 0.75284 | 7 | 0.11951
45571 | 7 | 1 | 365 | 8.0084 | 0.041312 | 8 | 0.049704
51258 | 5.13 | 1 | 365 | 5.869 | 0.75599 | 6 | 0.625
46898 | 6.09 | 1 | 365 | 6.9673 | 0.95594 | 7 | 0.92324
49454 | 13.8 | 1 | 365 | 15.788 | 0.6243 | 16 | 0.41227
46417 | 5.13 | 1 | 365 | 5.869 | 0.75599 | 6 | 0.625
48549 | 6.54 | 1 | 365 | 7.4821 | 0.98717 | 8 | 0.46929
53677 | 9.18 | 1 | 365 | 10.5024 | 0.037035 | 10 | 0.53947
46721 | 11.44 | 1 | 365 | 13.088 | 0.21609 | 13 | 0.30409
47664 | 4.125 | 1 | 365 | 4.7192 | 0.45292 | 5 | 0.17215
47647 | 3.06 | 1 | 365 | 3.5008 | 0.012345 | 3 | 0.51316
46109 | 4.42 | 1 | 365 | 5.0567 | 0.12894 | 5 | 0.18567
28446 | 4.2 | 1 | 365 | 4.805 | 0.62479 | 5 | 0.42982
48298 | 6.76 | 1 | 365 | 7.7338 | 0.49132 | 8 | 0.22514
49878 | 17.94 | 1 | 365 | 20.5244 | 0.11159 | 20 | 0.63596
44414 | 10.5 | 1 | 365 | 12.0126 | 0.061968 | 12 | 0.074556
50007 | 17 | 1 | 365 | 19.449 | 0.95747 | 20 | 0.40642
51307 | 7.521 | 1 | 365 | 8.6044 | 0.23524 | 8 | 0.83969
46811 | 7.5 | 1 | 365 | 8.5804 | 0.18712 | 8 | 0.76754
49740 | 6 | 1 | 365 | 6.8643 | 0.7497 | 7 | 0.61403
48876 | 10.2 | 1 | 365 | 11.6694 | 0.37448 | 12 | 0.043854
50027 | 9 | 1 | 365 | 10.2965 | 0.62454 | 10 | 0.92105
41508 | 19.765 | 1 | 365 | 22.6123 | 0.29379 | 22 | 0.90606
50029 | 10.5 | 1 | 365 | 12.0126 | 0.061968 | 12 | 0.074556
49166 | 7.56 | 1 | 365 | 8.6491 | 0.32462 | 8 | 0.97368
48880 | 12 | 1 | 365 | 13.7287 | 0.49939 | 14 | 0.22806
53297 | 24.96 | 1 | 365 | 28.5556 | 0.19874 | 28 | 0.75437
50659 | 5.83 | 1 | 365 | 6.6698 | 0.36012 | 7 | 0.029968
50222 | 5.4 | 1 | 365 | 6.1779 | 0.37473 | 6 | 0.55263
51321 | 5.1 | 1 | 365 | 5.8347 | 0.68724 | 6 | 0.52193
48843 | 6.48 | 1 | 365 | 7.4135 | 0.84967 | 8 | 0.26315
49308 | 11.7 | 1 | 365 | 13.3855 | 0.81191 | 14 | 0.19736
53887 | 4.575 | 1 | 365 | 5.2341 | 0.48414 | 5 | 0.7182
51310 | 8.7 | 1 | 365 | 9.9533 | 0.93706 | 10 | 0.89035
46387 | 4.2 | 1 | 365 | 4.805 | 0.62479 | 5 | 0.42982
48844 | 11.395 | 1 | 365 | 13.0365 | 0.11296 | 13 | 0.14948
48835 | 5.565 | 1 | 365 | 6.3667 | 0.75284 | 7 | 0.11951
47335 | 7.95 | 1 | 365 | 9.0952 | 0.21835 | 9 | 0.31359
47668 | 9.81 | 1 | 365 | 11.2232 | 0.48075 | 11 | 0.70394
46444 | 11.73 | 1 | 365 | 13.4198 | 0.88066 | 14 | 0.30043
48290 | 9.86 | 1 | 365 | 11.2804 | 0.59533 | 11 | 0.87573
46476 | 7.25 | 1 | 365 | 8.2944 | 0.61422 | 8 | 0.90862
45224 | 5.7 | 1 | 365 | 6.5211 | 0.062211 | 6 | 0.58333
48879 | 10.8 | 1 | 365 | 12.3558 | 0.74945 | 13 | 0.10526
51255 | 11.34 | 1 | 365 | 12.9736 | 0.98693 | 13 | 0.96052
45219 | 13.44 | 1 | 365 | 15.3761 | 0.79932 | 16 | 0.17543
50676 | 9.9 | 1 | 365 | 11.3262 | 0.687 | 12 | 0.013153
46887 | 5 | 1 | 365 | 5.7203 | 0.45808 | 6 | 0.17836
49170 | 3.64 | 1 | 365 | 4.1644 | 0.34148 | 4 | 0.50585
49887 | 9.36 | 1 | 365 | 10.7084 | 0.44953 | 11 | 0.15789
46362 | 9 | 1 | 365 | 10.2965 | 0.62454 | 10 | 0.92105
54541 | 6.25 | 1 | 365 | 7.1504 | 0.3226 | 7 | 0.47295
46458 | 5 | 1 | 365 | 5.7203 | 0.45808 | 6 | 0.17836
47332 | 1.06 | 1 | 365 | 1.2127 | 0.42911 | 1 | 0.64181
46500 | 6 | 1 | 365 | 6.8643 | 0.7497 | 7 | 0.61403
46453 | 5 | 1 | 365 | 5.7203 | 0.45808 | 6 | 0.17836
48875 | 4.24 | 1 | 365 | 4.8508 | 0.71645 | 5 | 0.56725
44790 | 7.65 | 1 | 365 | 8.752 | 0.53086 | 9 | 0.28289
43958 | 6.3 | 1 | 365 | 7.2076 | 0.43718 | 7 | 0.64473
46800 | 8.215 | 1 | 365 | 9.3984 | 0.82563 | 10 | 0.22405
43569 | 10.395 | 1 | 365 | 11.8925 | 0.82135 | 12 | 0.71381
46860 | 7.75 | 1 | 365 | 8.8664 | 0.76002 | 9 | 0.62646
49333 | 3 | 1 | 365 | 3.4322 | 0.87485 | 4 | 0.30702
48288 | 7.125 | 1 | 365 | 8.1514 | 0.32776 | 8 | 0.47916
47334 | 10.395 | 1 | 365 | 11.8925 | 0.82135 | 12 | 0.71381
46846 | 9.3 | 1 | 365 | 10.6397 | 0.31203 | 10 | 0.95175
49999 | 13.77 | 1 | 365 | 15.7537 | 0.55555 | 16 | 0.3092
43487 | 6.3 | 1 | 365 | 7.2076 | 0.43718 | 7 | 0.64473
50230 | 9.25 | 1 | 365 | 10.5825 | 0.19745 | 10 | 0.77997
45587 | 11.118 | 1 | 365 | 12.7196 | 0.47819 | 13 | 0.1978
50673 | 5 | 1 | 365 | 5.7203 | 0.45808 | 6 | 0.17836
50225 | 6.48 | 1 | 365 | 7.4135 | 0.84967 | 8 | 0.26315
48551 | 5.886 | 1 | 365 | 6.7339 | 0.48845 | 7 | 0.22237
46373 | 6.93 | 1 | 365 | 7.9283 | 0.8809 | 8 | 0.80921
51285 | 6.51 | 1 | 365 | 7.4478 | 0.91842 | 8 | 0.36622
50021 | 10.5 | 1 | 365 | 12.0126 | 0.061968 | 12 | 0.074556
49745 | 11.4 | 1 | 365 | 13.0422 | 0.12442 | 13 | 0.16666
51302 | 5 | 1 | 365 | 5.7203 | 0.45808 | 6 | 0.17836
51266 | 8.175 | 1 | 365 | 9.3527 | 0.73396 | 10 | 0.086619
51127 | 8.55 | 1 | 365 | 9.7817 | 0.59332 | 10 | 0.375
49463 | 14.805 | 1 | 365 | 16.9377 | 0.92737 | 17 | 0.86512
54922 | 11.34 | 1 | 365 | 12.9736 | 0.98693 | 13 | 0.96052
54931 | 10.8 | 1 | 365 | 12.3558 | 0.74945 | 13 | 0.10526
54939 | 12 | 1 | 365 | 13.7287 | 0.49939 | 14 | 0.22806
54948 | 5.7 | 1 | 365 | 6.5211 | 0.062211 | 6 | 0.58333
54974 | 10.8 | 1 | 365 | 12.3558 | 0.74945 | 13 | 0.10526
54980 | 3.18 | 1 | 365 | 3.6381 | 0.28734 | 3 | 0.92544
54998 | 3.924 | 1 | 365 | 4.4893 | 0.9923 | 5 | 0.48158
55009 | 4.578 | 1 | 365 | 5.2375 | 0.49102 | 5 | 0.72851
41583 | 16.695 | 1 | 365 | 19.1 | 0.25853 | 19 | 0.35854
42021 | 6 | 1 | 365 | 6.8643 | 0.7497 | 7 | 0.61403
41574 | 4.905 | 1 | 365 | 5.6116 | 0.24038 | 5 | 0.85197
41577 | 11.34 | 1 | 365 | 12.9736 | 0.98693 | 13 | 0.96052
49736 | 4.59 | 1 | 365 | 5.2512 | 0.51852 | 5 | 0.76973
51086 | 7.5 | 1 | 365 | 8.5804 | 0.18712 | 8 | 0.76754
51305 | 5.7 | 1 | 365 | 6.5211 | 0.062211 | 6 | 0.58333
50150 | 4.59 | 1 | 365 | 5.2512 | 0.51852 | 5 | 0.76973
46915 | 12 | 1 | 365 | 13.7287 | 0.49939 | 14 | 0.22806
50721 | 7.54 | 1 | 365 | 8.6262 | 0.27878 | 8 | 0.90497
49722 | 10.08 | 1 | 365 | 11.5321 | 0.099489 | 11 | 0.63157
50022 | 6.5 | 1 | 365 | 7.4364 | 0.8955 | 8 | 0.33187
51319 | 4.68 | 1 | 365 | 5.3542 | 0.72476 | 6 | 0.078945
50683 | 11.4 | 1 | 365 | 13.0422 | 0.12442 | 13 | 0.16666
47659 | 6.72 | 1 | 365 | 7.6881 | 0.39966 | 8 | 0.087716
49748 | 6.6 | 1 | 365 | 7.5508 | 0.12467 | 7 | 0.67544
36816 | 7.15 | 1 | 365 | 8.18 | 0.38505 | 8 | 0.56505
48287 | 4.845 | 1 | 365 | 5.543 | 0.10288 | 5 | 0.64583
48479 | 7.14 | 1 | 365 | 8.1686 | 0.36214 | 8 | 0.5307
49913 | 9.975 | 1 | 365 | 11.412 | 0.85887 | 12 | 0.27083
49998 | 6.76 | 1 | 365 | 7.7338 | 0.49132 | 8 | 0.22514
51320 | 7.28 | 1 | 365 | 8.3287 | 0.68296 | 9 | 0.011692
45612 | 5 | 1 | 365 | 5.7203 | 0.45808 | 6 | 0.17836
50658 | 4.16 | 1 | 365 | 4.7593 | 0.53312 | 5 | 0.2924
51248 | 5.415 | 1 | 365 | 6.1951 | 0.4091 | 6 | 0.60416
41570 | 7.56 | 1 | 365 | 8.6491 | 0.32462 | 8 | 0.97368
50663 | 6.6 | 1 | 365 | 7.5508 | 0.12467 | 7 | 0.67544
49327 | 7.65 | 1 | 365 | 8.752 | 0.53086 | 9 | 0.28289
35254 | 151.2 | 0.9 | 365 | 155.6831 | 0.84311 | 156 | 0.52625
47113 | 16.64 | 1 | 365 | 19.0371 | 0.13249 | 19 | 0.16958
52581 | 8.16 | 1 | 365 | 9.3355 | 0.69959 | 10 | 0.035084
47094 | 8.32 | 1 | 365 | 9.5185 | 0.066245 | 9 | 0.58479
47204 | 7.28 | 1 | 365 | 8.3287 | 0.68296 | 9 | 0.011692
48103 | 13 | 1 | 365 | 14.8727 | 0.79101 | 15 | 0.66374
54114 | 10.8 | 1 | 365 | 12.3558 | 0.74945 | 13 | 0.10526
47337 | 7.54 | 1 | 365 | 8.6262 | 0.27878 | 8 | 0.90497
47365 | 7.905 | 1 | 365 | 9.0438 | 0.11522 | 9 | 0.15899
47460 | 4.94 | 1 | 365 | 5.6516 | 0.32058 | 5 | 0.97222
47282 | 6.24 | 1 | 365 | 7.1389 | 0.29968 | 7 | 0.43859
49256 | 4.68 | 1 | 365 | 5.3542 | 0.72476 | 6 | 0.078945
49363 | 4.59 | 1 | 365 | 5.2512 | 0.51852 | 5 | 0.76973
49370 | 8.32 | 1 | 365 | 9.5185 | 0.066245 | 9 | 0.58479
49383 | 13.78 | 1 | 365 | 15.7651 | 0.57847 | 16 | 0.34356
49394 | 9.88 | 1 | 365 | 11.3033 | 0.64117 | 11 | 0.94444
49401 | 5.72 | 1 | 365 | 6.544 | 0.10804 | 6 | 0.65204
49404 | 4.94 | 1 | 365 | 5.6516 | 0.32058 | 5 | 0.97222
49420 | 14.04 | 1 | 365 | 16.0625 | 0.17429 | 16 | 0.23683
49421 | 15.6 | 1 | 365 | 17.8473 | 0.74921 | 18 | 0.59648
49426 | 7.54 | 1 | 365 | 8.6262 | 0.27878 | 8 | 0.90497
49433 | 4.335 | 1 | 365 | 4.9595 | 0.93416 | 5 | 0.89364
49448 | 13.26 | 1 | 365 | 15.1702 | 0.38683 | 15 | 0.55701
49459 | 9.36 | 1 | 365 | 10.7084 | 0.44953 | 11 | 0.15789
49471 | 4.16 | 1 | 365 | 4.7593 | 0.53312 | 5 | 0.2924
49481 | 2.08 | 1 | 365 | 2.3796 | 0.76656 | 3 | 0.1462
49468 | 7.28 | 1 | 365 | 8.3287 | 0.68296 | 9 | 0.011692
49490 | 5.98 | 1 | 365 | 6.8415 | 0.70386 | 7 | 0.54532
49515 | 7.8 | 1 | 365 | 8.9236 | 0.8746 | 9 | 0.79824
49979 | 11.925 | 1 | 365 | 13.6429 | 0.32752 | 13 | 0.97039
49532 | 7.54 | 1 | 365 | 8.6262 | 0.27878 | 8 | 0.90497
49556 | 5.98 | 1 | 365 | 6.8415 | 0.70386 | 7 | 0.54532
50480 | 8.32 | 1 | 365 | 9.5185 | 0.066245 | 9 | 0.58479
49553 | 10.14 | 1 | 365 | 11.6007 | 0.23699 | 11 | 0.83771
49588 | 2.34 | 1 | 365 | 2.6771 | 0.36238 | 3 | 0.039472
49606 | 12.74 | 1 | 365 | 14.5753 | 0.19519 | 14 | 0.77046
49614 | 3.975 | 1 | 365 | 4.5476 | 0.10917 | 4 | 0.6568
49620 | 4.16 | 1 | 365 | 4.7593 | 0.53312 | 5 | 0.2924
49633 | 7.42 | 1 | 365 | 8.4889 | 0.0037907 | 8 | 0.49269
49637 | 5.83 | 1 | 365 | 6.6698 | 0.36012 | 7 | 0.029968
49648 | 12.74 | 1 | 365 | 14.5753 | 0.19519 | 14 | 0.77046
49775 | 9.805 | 1 | 365 | 11.2175 | 0.46929 | 11 | 0.68676
49660 | 6.24 | 1 | 365 | 7.1389 | 0.29968 | 7 | 0.43859
50492 | 6.5 | 1 | 365 | 7.4364 | 0.8955 | 8 | 0.33187
49665 | 9.88 | 1 | 365 | 11.3033 | 0.64117 | 11 | 0.94444
49680 | 7.54 | 1 | 365 | 8.6262 | 0.27878 | 8 | 0.90497
50514 | 11.96 | 1 | 365 | 13.6829 | 0.40773 | 14 | 0.090637
49784 | 9.88 | 1 | 365 | 11.3033 | 0.64117 | 11 | 0.94444
50528 | 7.54 | 1 | 365 | 8.6262 | 0.27878 | 8 | 0.90497
49786 | 5.46 | 1 | 365 | 6.2465 | 0.51222 | 6 | 0.75877
50724 | 3.38 | 1 | 365 | 3.8669 | 0.74566 | 4 | 0.61257
49806 | 8.06 | 1 | 365 | 9.2211 | 0.47042 | 9 | 0.69152
50747 | 10.14 | 1 | 365 | 11.6007 | 0.23699 | 11 | 0.83771
50733 | 3.9 | 1 | 365 | 4.4618 | 0.9373 | 5 | 0.39912
49817 | 4.16 | 1 | 365 | 4.7593 | 0.53312 | 5 | 0.2924
49831 | 8.32 | 1 | 365 | 9.5185 | 0.066245 | 9 | 0.58479
50823 | 9.88 | 1 | 365 | 11.3033 | 0.64117 | 11 | 0.94444
49832 | 2.6 | 1 | 365 | 2.9745 | 0.9582 | 3 | 0.93275
50762 | 4.505 | 1 | 365 | 5.154 | 0.32373 | 5 | 0.4777
50775 | 6.5 | 1 | 365 | 7.4364 | 0.8955 | 8 | 0.33187
50761 | 3.12 | 1 | 365 | 3.5695 | 0.14984 | 3 | 0.7193
50728 | 3.12 | 1 | 365 | 3.5695 | 0.14984 | 3 | 0.7193
51017 | 8.84 | 1 | 365 | 10.1135 | 0.25789 | 10 | 0.37134
50989 | 5.2 | 1 | 365 | 5.9491 | 0.9164 | 6 | 0.86549
50999 | 12.74 | 1 | 365 | 14.5753 | 0.19519 | 14 | 0.77046
50981 | 2.08 | 1 | 365 | 2.3796 | 0.76656 | 3 | 0.1462
51024 | 5.46 | 1 | 365 | 6.2465 | 0.51222 | 6 | 0.75877
51097 | 3.9 | 1 | 365 | 4.4618 | 0.9373 | 5 | 0.39912
51098 | 7.28 | 1 | 365 | 8.3287 | 0.68296 | 9 | 0.011692
50968 | 8.25 | 1 | 365 | 9.4385 | 0.90583 | 10 | 0.34429
51094 | 7.54 | 1 | 365 | 8.6262 | 0.27878 | 8 | 0.90497
51792 | 13.52 | 1 | 365 | 15.4676 | 0.98265 | 16 | 0.45029
49848 | 5.98 | 1 | 365 | 6.8415 | 0.70386 | 7 | 0.54532
49857 | 6.885 | 1 | 365 | 7.8768 | 0.77778 | 8 | 0.6546
51775 | 3.24 | 1 | 365 | 3.7067 | 0.42484 | 4 | 0.13158
49866 | 2.08 | 1 | 365 | 2.3796 | 0.76656 | 3 | 0.1462
49929 | 13.26 | 1 | 365 | 15.1702 | 0.38683 | 15 | 0.55701
49931 | 7.28 | 1 | 365 | 8.3287 | 0.68296 | 9 | 0.011692
49943 | 3.06 | 1 | 365 | 3.5008 | 0.012345 | 3 | 0.51316
49941 | 8.58 | 1 | 365 | 9.816 | 0.66207 | 10 | 0.47807
49936 | 10.66 | 1 | 365 | 12.1956 | 0.42863 | 12 | 0.62426
49949 | 10.14 | 1 | 365 | 11.6007 | 0.23699 | 11 | 0.83771
49952 | 3.64 | 1 | 365 | 4.1644 | 0.34148 | 4 | 0.50585
49955 | 6.375 | 1 | 365 | 7.2934 | 0.60905 | 7 | 0.90241
49960 | 4.94 | 1 | 365 | 5.6516 | 0.32058 | 5 | 0.97222
49966 | 4.77 | 1 | 365 | 5.4571 | 0.93101 | 6 | 0.38816
49969 | 4.24 | 1 | 365 | 4.8508 | 0.71645 | 5 | 0.56725
49974 | 7.8 | 1 | 365 | 8.9236 | 0.8746 | 9 | 0.79824
49976 | 6.76 | 1 | 365 | 7.7338 | 0.49132 | 8 | 0.22514
49977 | 7.02 | 1 | 365 | 8.0313 | 0.087144 | 8 | 0.11842
39120 | 4.94 | 1 | 365 | 5.6516 | 0.32058 | 5 | 0.97222
40753 | 4.42 | 1 | 365 | 5.0567 | 0.12894 | 5 | 0.18567
41825 | 10.92 | 1 | 365 | 12.4931 | 0.024447 | 12 | 0.51754
38602 | 8.32 | 1 | 365 | 9.5185 | 0.066245 | 9 | 0.58479
42676 | 7.8 | 1 | 365 | 8.9236 | 0.8746 | 9 | 0.79824
40693 | 7.54 | 1 | 365 | 8.6262 | 0.27878 | 8 | 0.90497
52923 | 9.62 | 1 | 365 | 11.0058 | 0.045346 | 11 | 0.051165
47378 | 2.34 | 1 | 365 | 2.6771 | 0.36238 | 3 | 0.039472
42212 | 7.83 | 1 | 365 | 8.958 | 0.94335 | 9 | 0.90131
40579 | 2.86 | 1 | 365 | 3.272 | 0.55402 | 3 | 0.82602
41392 | 6.24 | 1 | 365 | 7.1389 | 0.29968 | 7 | 0.43859
39545 | 3.64 | 1 | 365 | 4.1644 | 0.34148 | 4 | 0.50585
39061 | 8.58 | 1 | 365 | 9.816 | 0.66207 | 10 | 0.47807
52643 | 4.42 | 1 | 365 | 5.0567 | 0.12894 | 5 | 0.18567
52638 | 9.69 | 1 | 365 | 11.0859 | 0.20576 | 11 | 0.29166
38065 | 6.24 | 1 | 365 | 7.1389 | 0.29968 | 7 | 0.43859
41382 | 9.36 | 1 | 365 | 10.7084 | 0.44953 | 11 | 0.15789
38730 | 5.72 | 1 | 365 | 6.544 | 0.10804 | 6 | 0.65204
45936 | 2.86 | 1 | 365 | 3.272 | 0.55402 | 3 | 0.82602
38178 | 11.96 | 1 | 365 | 13.6829 | 0.40773 | 14 | 0.090637
41918 | 7.28 | 1 | 365 | 8.3287 | 0.68296 | 9 | 0.011692
38055 | 4.68 | 1 | 365 | 5.3542 | 0.72476 | 6 | 0.078945
42945 | 5.355 | 1 | 365 | 6.1264 | 0.2716 | 6 | 0.39802
40697 | 9.54 | 1 | 365 | 10.9143 | 0.86202 | 11 | 0.77631
40007 | 3.12 | 1 | 365 | 3.5695 | 0.14984 | 3 | 0.7193
38216 | 7.28 | 1 | 365 | 8.3287 | 0.68296 | 9 | 0.011692
37631 | 8.84 | 1 | 365 | 10.1135 | 0.25789 | 10 | 0.37134
38826 | 2.86 | 1 | 365 | 3.272 | 0.55402 | 3 | 0.82602
43607 | 11.96 | 1 | 365 | 13.6829 | 0.40773 | 14 | 0.090637
38898 | 6.63 | 1 | 365 | 7.5851 | 0.19341 | 7 | 0.77851
40171 | 12.48 | 1 | 365 | 14.2778 | 0.59937 | 14 | 0.87719
43784 | 5.1 | 1 | 365 | 5.8347 | 0.68724 | 6 | 0.52193
39189 | 7.8 | 1 | 365 | 8.9236 | 0.8746 | 9 | 0.79824
51548 | 9.36 | 1 | 365 | 10.7084 | 0.44953 | 11 | 0.15789
51817 | 4.335 | 1 | 365 | 4.9595 | 0.93416 | 5 | 0.89364
53234 | 12.1 | 1 | 365 | 13.8431 | 0.72855 | 14 | 0.57163
51783 | 9.1 | 1 | 365 | 10.4109 | 0.85371 | 11 | 0.26462
47148 | 2.08 | 1 | 365 | 2.3796 | 0.76656 | 3 | 0.1462
52075 | 14.82 | 1 | 365 | 16.9549 | 0.96175 | 17 | 0.91666
50734 | 7.54 | 1 | 365 | 8.6262 | 0.27878 | 8 | 0.90497
51304 | 4.16 | 1 | 365 | 4.7593 | 0.53312 | 5 | 0.2924
51324 | 3.38 | 1 | 365 | 3.8669 | 0.74566 | 4 | 0.61257
52059 | 8.84 | 1 | 365 | 10.1135 | 0.25789 | 10 | 0.37134
52051 | 4.42 | 1 | 365 | 5.0567 | 0.12894 | 5 | 0.18567
52069 | 9.62 | 1 | 365 | 11.0058 | 0.045346 | 11 | 0.051165
52055 | 2.295 | 1 | 365 | 2.6256 | 0.25926 | 2 | 0.88487
52052 | 7.905 | 1 | 365 | 9.0438 | 0.11522 | 9 | 0.15899
52085 | 4.16 | 1 | 365 | 4.7593 | 0.53312 | 5 | 0.2924
52010 | 9.1 | 1 | 365 | 10.4109 | 0.85371 | 11 | 0.26462
52006 | 12.22 | 1 | 365 | 13.9804 | 0.0035475 | 13 | 0.98391
51953 | 3.9 | 1 | 365 | 4.4618 | 0.9373 | 5 | 0.39912
52374 | 5.61 | 1 | 365 | 6.4182 | 0.85597 | 7 | 0.27412
52429 | 6.63 | 1 | 365 | 7.5851 | 0.19341 | 7 | 0.77851
52435 | 4.08 | 1 | 365 | 4.6677 | 0.34979 | 5 | 0.017542
52450 | 11.7 | 1 | 365 | 13.3855 | 0.81191 | 14 | 0.19736
52449 | 4.16 | 1 | 365 | 4.7593 | 0.53312 | 5 | 0.2924
52686 | 5.1 | 1 | 365 | 5.8347 | 0.68724 | 6 | 0.52193
52656 | 4.845 | 1 | 365 | 5.543 | 0.10288 | 5 | 0.64583
43909 | 13.52 | 1 | 365 | 15.4676 | 0.98265 | 16 | 0.45029
40219 | 10.4 | 1 | 365 | 11.8982 | 0.83281 | 12 | 0.73099
38284 | 6.36 | 1 | 365 | 7.2762 | 0.57468 | 7 | 0.85087
52653 | 6.36 | 1 | 365 | 7.2762 | 0.57468 | 7 | 0.85087
52654 | 4.08 | 1 | 365 | 4.6677 | 0.34979 | 5 | 0.017542
52655 | 4.845 | 1 | 365 | 5.543 | 0.10288 | 5 | 0.64583
40324 | 6.36 | 1 | 365 | 7.2762 | 0.57468 | 7 | 0.85087
52379 | 4.59 | 1 | 365 | 5.2512 | 0.51852 | 5 | 0.76973
52339 | 8.415 | 1 | 365 | 9.6272 | 0.28395 | 9 | 0.91118
48029 | 9.435 | 1 | 365 | 10.7942 | 0.6214 | 11 | 0.41557
52306 | 4.94 | 1 | 365 | 5.6516 | 0.32058 | 5 | 0.97222
52483 | 14.04 | 1 | 365 | 16.0625 | 0.17429 | 16 | 0.23683
52303 | 6.76 | 1 | 365 | 7.7338 | 0.49132 | 8 | 0.22514
52300 | 7.8 | 1 | 365 | 8.9236 | 0.8746 | 9 | 0.79824
41754 | 5.2 | 1 | 365 | 5.9491 | 0.9164 | 6 | 0.86549
37916 | 7.54 | 1 | 365 | 8.6262 | 0.27878 | 8 | 0.90497
40761 | 18.615 | 1 | 365 | 21.2966 | 0.65843 | 21 | 0.95503
42068 | 7.02 | 1 | 365 | 8.0313 | 0.087144 | 8 | 0.11842
51954 | 4.247 | 1 | 365 | 4.8588 | 0.73249 | 5 | 0.5913
43710 | 9.945 | 1 | 365 | 11.3776 | 0.79012 | 12 | 0.16776
51957 | 10.14 | 1 | 365 | 11.6007 | 0.23699 | 11 | 0.83771
38833 | 8.32 | 1 | 365 | 9.5185 | 0.066245 | 9 | 0.58479
52487 | 7.65 | 1 | 365 | 8.752 | 0.53086 | 9 | 0.28289
41290 | 8.84 | 1 | 365 | 10.1135 | 0.25789 | 10 | 0.37134
51911 | 2.04 | 1 | 365 | 2.3339 | 0.6749 | 3 | 0.0087709
39330 | 6.12 | 1 | 365 | 7.0016 | 0.02469 | 7 | 0.026313
51826 | 4.845 | 1 | 365 | 5.543 | 0.10288 | 5 | 0.64583
38521 | 10.66 | 1 | 365 | 12.1956 | 0.42863 | 12 | 0.62426
39308 | 7.8 | 1 | 365 | 8.9236 | 0.8746 | 9 | 0.79824
52639 | 6.885 | 1 | 365 | 7.8768 | 0.77778 | 8 | 0.6546
43186 | 5.2 | 1 | 365 | 5.9491 | 0.9164 | 6 | 0.86549
39054 | 6.24 | 1 | 365 | 7.1389 | 0.29968 | 7 | 0.43859
52635 | 10.455 | 1 | 365 | 11.9611 | 0.95885 | 12 | 0.91995
52637 | 8.16 | 1 | 365 | 9.3355 | 0.69959 | 10 | 0.035084
52910 | 2.55 | 1 | 365 | 2.9173 | 0.84362 | 3 | 0.76096
52871 | 3.8 | 1 | 365 | 4.3474 | 0.70814 | 5 | 0.055554
52652 | 8.415 | 1 | 365 | 9.6272 | 0.28395 | 9 | 0.91118
52744 | 5.1 | 1 | 365 | 5.8347 | 0.68724 | 6 | 0.52193
52610 | 2.86 | 1 | 365 | 3.272 | 0.55402 | 3 | 0.82602
54874 | 2353 | 0.9 | 365 | 2422.7674 | 0.9552 | 2423 | 0.72259
52646 | 8.58 | 1 | 365 | 9.816 | 0.66207 | 10 | 0.47807
30694 | 5.98 | 1 | 365 | 6.8415 | 0.70386 | 7 | 0.54532
52651 | 7.02 | 1 | 365 | 8.0313 | 0.087144 | 8 | 0.11842
52689 | 4.42 | 1 | 365 | 5.0567 | 0.12894 | 5 | 0.18567
52692 | 3.57 | 1 | 365 | 4.0843 | 0.18107 | 4 | 0.26535
52740 | 4.42 | 1 | 365 | 5.0567 | 0.12894 | 5 | 0.18567
40575 | 4.42 | 1 | 365 | 5.0567 | 0.12894 | 5 | 0.18567
40315 | 7.02 | 1 | 365 | 8.0313 | 0.087144 | 8 | 0.11842
40198 | 16.12 | 1 | 365 | 18.4422 | 0.94085 | 19 | 0.38303
42126 | 7.8 | 1 | 365 | 8.9236 | 0.8746 | 9 | 0.79824
42215 | 4.05 | 1 | 365 | 4.6334 | 0.28104 | 4 | 0.91447
40597 | 14.3 | 1 | 365 | 16.36 | 0.77011 | 17 | 0.13011
45779 | 10.14 | 1 | 365 | 11.6007 | 0.23699 | 11 | 0.83771
39723 | 5.2 | 1 | 365 | 5.9491 | 0.9164 | 6 | 0.86549
41884 | 11.22 | 1 | 365 | 12.8363 | 0.71193 | 13 | 0.54824
40206 | 7.905 | 1 | 365 | 9.0438 | 0.11522 | 9 | 0.15899
48082 | 6.24 | 1 | 365 | 7.1389 | 0.29968 | 7 | 0.43859
40661 | 18.2 | 1 | 365 | 20.8218 | 0.70741 | 21 | 0.52923
41552 | 3.38 | 1 | 365 | 3.8669 | 0.74566 | 4 | 0.61257
43082 | 4.59 | 1 | 365 | 5.2512 | 0.51852 | 5 | 0.76973
37898 | 3.9 | 1 | 365 | 4.4618 | 0.9373 | 5 | 0.39912
41759 | 5.72 | 1 | 365 | 6.544 | 0.10804 | 6 | 0.65204
40517 | 10.455 | 1 | 365 | 11.9611 | 0.95885 | 12 | 0.91995
41272 | 7.8 | 1 | 365 | 8.9236 | 0.8746 | 9 | 0.79824
42681 | 8.84 | 1 | 365 | 10.1135 | 0.25789 | 10 | 0.37134
40403 | 10.66 | 1 | 365 | 12.1956 | 0.42863 | 12 | 0.62426
40483 | 12.48 | 1 | 365 | 14.2778 | 0.59937 | 14 | 0.87719
40204 | 7.8 | 1 | 365 | 8.9236 | 0.8746 | 9 | 0.79824
41060 | 10.66 | 1 | 365 | 12.1956 | 0.42863 | 12 | 0.62426
38737 | 8.67 | 1 | 365 | 9.919 | 0.86831 | 10 | 0.78728
52632 | 3.825 | 1 | 365 | 4.376 | 0.76543 | 5 | 0.14145
52798 | 8.32 | 1 | 365 | 9.5185 | 0.066245 | 9 | 0.58479
40811 | 19.08 | 1 | 365 | 21.8286 | 0.72403 | 22 | 0.55262
37794 | 7.8 | 1 | 365 | 8.9236 | 0.8746 | 9 | 0.79824
40472 | 5.72 | 1 | 365 | 6.544 | 0.10804 | 6 | 0.65204
53000 | 7.02 | 1 | 365 | 8.0313 | 0.087144 | 8 | 0.11842
52868 | 11.22 | 1 | 365 | 12.8363 | 0.71193 | 13 | 0.54824
52512 | 6.885 | 1 | 365 | 7.8768 | 0.77778 | 8 | 0.6546
40343 | 5.46 | 1 | 365 | 6.2465 | 0.51222 | 6 | 0.75877
52496 | 12.24 | 1 | 365 | 14.0032 | 0.04938 | 14 | 0.052625
51434 | 3.12 | 1 | 365 | 3.5695 | 0.14984 | 3 | 0.7193
41538 | 6.76 | 1 | 365 | 7.7338 | 0.49132 | 8 | 0.22514
40918 | 8.58 | 1 | 365 | 9.816 | 0.66207 | 10 | 0.47807
38265 | 9.54 | 1 | 365 | 10.9143 | 0.86202 | 11 | 0.77631
38315 | 2.86 | 1 | 365 | 3.272 | 0.55402 | 3 | 0.82602
52980 | 3.38 | 1 | 365 | 3.8669 | 0.74566 | 4 | 0.61257
52976 | 9.945 | 1 | 365 | 11.3776 | 0.79012 | 12 | 0.16776
52978 | 9.435 | 1 | 365 | 10.7942 | 0.6214 | 11 | 0.41557
55325 | 13.005 | 1 | 365 | 14.8784 | 0.80247 | 15 | 0.68091
55704 | 3.924 | 1 | 365 | 4.4893 | 0.9923 | 5 | 0.48158
55801 | 6.5 | 1 | 365 | 7.4364 | 0.8955 | 8 | 0.33187
56363 | 4.5 | 1 | 365 | 5.1483 | 0.31227 | 5 | 0.46052
44369 | 4.25 | 1 | 365 | 4.8622 | 0.73937 | 5 | 0.60161
44702 | 9.715 | 1 | 365 | 11.1145 | 0.26305 | 11 | 0.37755
45211 | 7.5 | 1 | 365 | 8.5804 | 0.18712 | 8 | 0.76754
46366 | 6.5 | 1 | 365 | 7.4364 | 0.8955 | 8 | 0.33187
43527 | 7.98 | 1 | 365 | 9.1296 | 0.2871 | 9 | 0.41666
44355 | 9.66 | 1 | 365 | 11.0516 | 0.13701 | 11 | 0.18859
47681 | 4.16 | 1 | 365 | 4.7593 | 0.53312 | 5 | 0.2924
52918 | 2.805 | 1 | 365 | 3.2091 | 0.42798 | 3 | 0.63706
41882 | 12.255 | 1 | 365 | 14.0204 | 0.083754 | 14 | 0.10416
43953 | 11.772 | 1 | 365 | 13.4678 | 0.9769 | 14 | 0.44473
52936 | 4.335 | 1 | 365 | 4.9595 | 0.93416 | 5 | 0.89364
41370 | 14.25 | 1 | 365 | 16.3028 | 0.65553 | 16 | 0.95833
52972 | 3.8 | 1 | 365 | 4.3474 | 0.70814 | 5 | 0.055554
35289 | 32.445 | 1 | 365 | 37.1189 | 0.35148 | 37 | 0.47038
44361 | 24.75 | 1 | 365 | 28.3154 | 0.7175 | 29 | 0.032882
43491 | 9.6 | 1 | 365 | 10.9829 | 0.99951 | 11 | 0.98245
43493 | 6.3 | 1 | 365 | 7.2076 | 0.43718 | 7 | 0.64473
38967 | 5.72 | 1 | 365 | 6.544 | 0.10804 | 6 | 0.65204
46031 | 7.54 | 1 | 365 | 8.6262 | 0.27878 | 8 | 0.90497
38064 | 6.63 | 1 | 365 | 7.5851 | 0.19341 | 7 | 0.77851
38200 | 9.1 | 1 | 365 | 10.4109 | 0.85371 | 11 | 0.26462
39531 | 8.32 | 1 | 365 | 9.5185 | 0.066245 | 9 | 0.58479
41893 | 8.58 | 1 | 365 | 9.816 | 0.66207 | 10 | 0.47807
52924 | 4.59 | 1 | 365 | 5.2512 | 0.51852 | 5 | 0.76973
40931 | 6.76 | 1 | 365 | 7.7338 | 0.49132 | 8 | 0.22514
42427 | 3.64 | 1 | 365 | 4.1644 | 0.34148 | 4 | 0.50585
37843 | 5.46 | 1 | 365 | 6.2465 | 0.51222 | 6 | 0.75877
50625 | 11.96 | 1 | 365 | 13.6829 | 0.40773 | 14 | 0.090637
42342 | 4.68 | 1 | 365 | 5.3542 | 0.72476 | 6 | 0.078945
52896 | 4.86 | 1 | 365 | 5.5601 | 0.13725 | 5 | 0.69737
38754 | 8.67 | 1 | 365 | 9.919 | 0.86831 | 10 | 0.78728
40332 | 7.54 | 1 | 365 | 8.6262 | 0.27878 | 8 | 0.90497
52899 | 9.18 | 1 | 365 | 10.5024 | 0.037035 | 10 | 0.53947
40577 | 16.64 | 1 | 365 | 19.0371 | 0.13249 | 19 | 0.16958
40679 | 7.28 | 1 | 365 | 8.3287 | 0.68296 | 9 | 0.011692
52867 | 12.24 | 1 | 365 | 14.0032 | 0.04938 | 14 | 0.052625
52888 | 3.825 | 1 | 365 | 4.376 | 0.76543 | 5 | 0.14145
40069 | 7.14 | 1 | 365 | 8.1686 | 0.36214 | 8 | 0.5307
52891 | 3.38 | 1 | 365 | 3.8669 | 0.74566 | 4 | 0.61257
52861 | 5.1 | 1 | 365 | 5.8347 | 0.68724 | 6 | 0.52193
41327 | 9.62 | 1 | 365 | 11.0058 | 0.045346 | 11 | 0.051165
38753 | 4.42 | 1 | 365 | 5.0567 | 0.12894 | 5 | 0.18567
52864 | 6.5 | 1 | 365 | 7.4364 | 0.8955 | 8 | 0.33187
41702 | 7.395 | 1 | 365 | 8.4603 | 0.9465 | 9 | 0.40679
52860 | 3.57 | 1 | 365 | 4.0843 | 0.18107 | 4 | 0.26535
52862 | 6.12 | 1 | 365 | 7.0016 | 0.02469 | 7 | 0.026313
38070 | 7.8 | 1 | 365 | 8.9236 | 0.8746 | 9 | 0.79824
52741 | 5.46 | 1 | 365 | 6.2465 | 0.51222 | 6 | 0.75877
39324 | 3.12 | 1 | 365 | 3.5695 | 0.14984 | 3 | 0.7193
39448 | 3.825 | 1 | 365 | 4.376 | 0.76543 | 5 | 0.14145
39268 | 6.12 | 1 | 365 | 7.0016 | 0.02469 | 7 | 0.026313
41659 | 2.55 | 1 | 365 | 2.9173 | 0.84362 | 3 | 0.76096
41559 | 2.915 | 1 | 365 | 3.3349 | 0.68006 | 4 | 0.014984
40540 | 10.4 | 1 | 365 | 11.8982 | 0.83281 | 12 | 0.73099
39184 | 3.9 | 1 | 365 | 4.4618 | 0.9373 | 5 | 0.39912
40862 | 6.24 | 1 | 365 | 7.1389 | 0.29968 | 7 | 0.43859
40647 | 5.2 | 1 | 365 | 5.9491 | 0.9164 | 6 | 0.86549
39036 | 6.12 | 1 | 365 | 7.0016 | 0.02469 | 7 | 0.026313
40737 | 8.84 | 1 | 365 | 10.1135 | 0.25789 | 10 | 0.37134
39999 | 11.18 | 1 | 365 | 12.7905 | 0.62027 | 13 | 0.41081
40573 | 8.58 | 1 | 365 | 9.816 | 0.66207 | 10 | 0.47807
37989 | 2.805 | 1 | 365 | 3.2091 | 0.42798 | 3 | 0.63706
40374 | 7.02 | 1 | 365 | 8.0313 | 0.087144 | 8 | 0.11842
40905 | 5.46 | 1 | 365 | 6.2465 | 0.51222 | 6 | 0.75877
43407 | 3.12 | 1 | 365 | 3.5695 | 0.14984 | 3 | 0.7193
40898 | 13.78 | 1 | 365 | 15.7651 | 0.57847 | 16 | 0.34356
38798 | 11.985 | 1 | 365 | 13.7115 | 0.46502 | 14 | 0.17653
41464 | 4.77 | 1 | 365 | 5.4571 | 0.93101 | 6 | 0.38816
38955 | 5.2 | 1 | 365 | 5.9491 | 0.9164 | 6 | 0.86549
40923 | 7.95 | 1 | 365 | 9.0952 | 0.21835 | 9 | 0.31359
39025 | 5.98 | 1 | 365 | 6.8415 | 0.70386 | 7 | 0.54532
41549 | 8.925 | 1 | 365 | 10.2107 | 0.45267 | 10 | 0.66337
38396 | 6.63 | 1 | 365 | 7.5851 | 0.19341 | 7 | 0.77851
43681 | 9.69 | 1 | 365 | 11.0859 | 0.20576 | 11 | 0.29166
42608 | 11.7 | 1 | 365 | 13.3855 | 0.81191 | 14 | 0.19736
41291 | 6.375 | 1 | 365 | 7.2934 | 0.60905 | 7 | 0.90241
38043 | 2.55 | 1 | 365 | 2.9173 | 0.84362 | 3 | 0.76096
38788 | 11.18 | 1 | 365 | 12.7905 | 0.62027 | 13 | 0.41081
41357 | 7.8 | 1 | 365 | 8.9236 | 0.8746 | 9 | 0.79824
45000 | 2.08 | 1 | 365 | 2.3796 | 0.76656 | 3 | 0.1462
38709 | 9.62 | 1 | 365 | 11.0058 | 0.045346 | 11 | 0.051165
41145 | 5.72 | 1 | 365 | 6.544 | 0.10804 | 6 | 0.65204
39223 | 6.24 | 1 | 365 | 7.1389 | 0.29968 | 7 | 0.43859
43608 | 6.24 | 1 | 365 | 7.1389 | 0.29968 | 7 | 0.43859
45942 | 5.46 | 1 | 365 | 6.2465 | 0.51222 | 6 | 0.75877
42002 | 7.65 | 1 | 365 | 8.752 | 0.53086 | 9 | 0.28289
39071 | 8.58 | 1 | 365 | 9.816 | 0.66207 | 10 | 0.47807
39117 | 2.08 | 1 | 365 | 2.3796 | 0.76656 | 3 | 0.1462
39502 | 9.62 | 1 | 365 | 11.0058 | 0.045346 | 11 | 0.051165
41331 | 9.54 | 1 | 365 | 10.9143 | 0.86202 | 11 | 0.77631
41415 | 10.4 | 1 | 365 | 11.8982 | 0.83281 | 12 | 0.73099
39350 | 14.04 | 1 | 365 | 16.0625 | 0.17429 | 16 | 0.23683
40526 | 5.98 | 1 | 365 | 6.8415 | 0.70386 | 7 | 0.54532
40477 | 5.46 | 1 | 365 | 6.2465 | 0.51222 | 6 | 0.75877
40207 | 4.845 | 1 | 365 | 5.543 | 0.10288 | 5 | 0.64583
38855 | 13.26 | 1 | 365 | 15.1702 | 0.38683 | 15 | 0.55701
38917 | 7.54 | 1 | 365 | 8.6262 | 0.27878 | 8 | 0.90497
39598 | 5.865 | 1 | 365 | 6.7099 | 0.44033 | 7 | 0.15022
39498 | 6.24 | 1 | 365 | 7.1389 | 0.29968 | 7 | 0.43859
38060 | 11.44 | 1 | 365 | 13.088 | 0.21609 | 13 | 0.30409
39227 | 3.38 | 1 | 365 | 3.8669 | 0.74566 | 4 | 0.61257
41267 | 4.845 | 1 | 365 | 5.543 | 0.10288 | 5 | 0.64583
39719 | 7.54 | 1 | 365 | 8.6262 | 0.27878 | 8 | 0.90497
39573 | 3.64 | 1 | 365 | 4.1644 | 0.34148 | 4 | 0.50585
39168 | 9.62 | 1 | 365 | 11.0058 | 0.045346 | 11 | 0.051165
39587 | 6.5 | 1 | 365 | 7.4364 | 0.8955 | 8 | 0.33187
39420 | 3.64 | 1 | 365 | 4.1644 | 0.34148 | 4 | 0.50585
39425 | 2.86 | 1 | 365 | 3.272 | 0.55402 | 3 | 0.82602
41588 | 13.52 | 1 | 365 | 15.4676 | 0.98265 | 16 | 0.45029
40504 | 6.76 | 1 | 365 | 7.7338 | 0.49132 | 8 | 0.22514
41208 | 12.48 | 1 | 365 | 14.2778 | 0.59937 | 14 | 0.87719
38436 | 4.94 | 1 | 365 | 5.6516 | 0.32058 | 5 | 0.97222
39955 | 4.16 | 1 | 365 | 4.7593 | 0.53312 | 5 | 0.2924
41334 | 3.9 | 1 | 365 | 4.4618 | 0.9373 | 5 | 0.39912
40497 | 2.08 | 1 | 365 | 2.3796 | 0.76656 | 3 | 0.1462
41486 | 9.88 | 1 | 365 | 11.3033 | 0.64117 | 11 | 0.94444
41765 | 10.92 | 1 | 365 | 12.4931 | 0.024447 | 12 | 0.51754
40908 | 6.76 | 1 | 365 | 7.7338 | 0.49132 | 8 | 0.22514
40680 | 12.48 | 1 | 365 | 14.2778 | 0.59937 | 14 | 0.87719
38695 | 11.18 | 1 | 365 | 12.7905 | 0.62027 | 13 | 0.41081
38068 | 9.88 | 1 | 365 | 11.3033 | 0.64117 | 11 | 0.94444
37822 | 11.18 | 1 | 365 | 12.7905 | 0.62027 | 13 | 0.41081
41172 | 6.76 | 1 | 365 | 7.7338 | 0.49132 | 8 | 0.22514
40739 | 6.24 | 1 | 365 | 7.1389 | 0.29968 | 7 | 0.43859
38927 | 10.66 | 1 | 365 | 12.1956 | 0.42863 | 12 | 0.62426
41496 | 8.215 | 1 | 365 | 9.3984 | 0.82563 | 10 | 0.22405
38976 | 5.46 | 1 | 365 | 6.2465 | 0.51222 | 6 | 0.75877
45442 | 4.335 | 1 | 365 | 4.9595 | 0.93416 | 5 | 0.89364
46002 | 5.46 | 1 | 365 | 6.2465 | 0.51222 | 6 | 0.75877
39249 | 8.06 | 1 | 365 | 9.2211 | 0.47042 | 9 | 0.69152
38074 | 7.905 | 1 | 365 | 9.0438 | 0.11522 | 9 | 0.15899
45978 | 7.65 | 1 | 365 | 8.752 | 0.53086 | 9 | 0.28289
40754 | 7.02 | 1 | 365 | 8.0313 | 0.087144 | 8 | 0.11842
39095 | 12.22 | 1 | 365 | 13.9804 | 0.0035475 | 13 | 0.98391
42034 | 10.92 | 1 | 365 | 12.4931 | 0.024447 | 12 | 0.51754
39965 | 4.94 | 1 | 365 | 5.6516 | 0.32058 | 5 | 0.97222
43044 | 5.98 | 1 | 365 | 6.8415 | 0.70386 | 7 | 0.54532
40700 | 6.24 | 1 | 365 | 7.1389 | 0.29968 | 7 | 0.43859
42059 | 13.52 | 1 | 365 | 15.4676 | 0.98265 | 16 | 0.45029
37965 | 6.76 | 1 | 365 | 7.7338 | 0.49132 | 8 | 0.22514
40452 | 7.02 | 1 | 365 | 8.0313 | 0.087144 | 8 | 0.11842
41301 | 6.5 | 1 | 365 | 7.4364 | 0.8955 | 8 | 0.33187
42197 | 5.2 | 1 | 365 | 5.9491 | 0.9164 | 6 | 0.86549
39243 | 4.16 | 1 | 365 | 4.7593 | 0.53312 | 5 | 0.2924
41360 | 6.89 | 1 | 365 | 7.8825 | 0.78923 | 8 | 0.67178
43079 | 6.12 | 1 | 365 | 7.0016 | 0.02469 | 7 | 0.026313
41915 | 15.86 | 1 | 365 | 18.1447 | 0.34503 | 18 | 0.48976
37581 | 8.32 | 1 | 365 | 9.5185 | 0.066245 | 9 | 0.58479
40536 | 12.22 | 1 | 365 | 13.9804 | 0.0035475 | 13 | 0.98391
48053 | 5.2 | 1 | 365 | 5.9491 | 0.9164 | 6 | 0.86549
41791 | 6.5 | 1 | 365 | 7.4364 | 0.8955 | 8 | 0.33187
39247 | 6.63 | 1 | 365 | 7.5851 | 0.19341 | 7 | 0.77851
40719 | 4.16 | 1 | 365 | 4.7593 | 0.53312 | 5 | 0.2924
38699 | 9.1 | 1 | 365 | 10.4109 | 0.85371 | 11 | 0.26462
43705 | 5.3 | 1 | 365 | 6.0635 | 0.14556 | 6 | 0.20906
39943 | 5.3 | 1 | 365 | 6.0635 | 0.14556 | 6 | 0.20906
41440 | 9.275 | 1 | 365 | 10.6111 | 0.25474 | 10 | 0.86586
41902 | 6.24 | 1 | 365 | 7.1389 | 0.29968 | 7 | 0.43859
40637 | 8.32 | 1 | 365 | 9.5185 | 0.066245 | 9 | 0.58479
39447 | 9.36 | 1 | 365 | 10.7084 | 0.44953 | 11 | 0.15789
39564 | 5.98 | 1 | 365 | 6.8415 | 0.70386 | 7 | 0.54532
39295 | 7.28 | 1 | 365 | 8.3287 | 0.68296 | 9 | 0.011692
40429 | 11.7 | 1 | 365 | 13.3855 | 0.81191 | 14 | 0.19736
41580 | 8.48 | 1 | 365 | 9.7016 | 0.4329 | 10 | 0.1345
41687 | 6.76 | 1 | 365 | 7.7338 | 0.49132 | 8 | 0.22514
39683 | 9.88 | 1 | 365 | 11.3033 | 0.64117 | 11 | 0.94444
43687 | 2.08 | 1 | 365 | 2.3796 | 0.76656 | 3 | 0.1462
37980 | 2.55 | 1 | 365 | 2.9173 | 0.84362 | 3 | 0.76096
44736 | 7.28 | 1 | 365 | 8.3287 | 0.68296 | 9 | 0.011692
37622 | 6.24 | 1 | 365 | 7.1389 | 0.29968 | 7 | 0.43859
42039 | 5.035 | 1 | 365 | 5.7603 | 0.53829 | 6 | 0.29861
40626 | 5.2 | 1 | 365 | 5.9491 | 0.9164 | 6 | 0.86549
47882 | 9.1 | 1 | 365 | 10.4109 | 0.85371 | 11 | 0.26462
40011 | 5.98 | 1 | 365 | 6.8415 | 0.70386 | 7 | 0.54532
39642 | 6.24 | 1 | 365 | 7.1389 | 0.29968 | 7 | 0.43859
43576 | 2.6 | 1 | 365 | 2.9745 | 0.9582 | 3 | 0.93275
40825 | 15.6 | 1 | 365 | 17.8473 | 0.74921 | 18 | 0.59648
40944 | 13.78 | 1 | 365 | 15.7651 | 0.57847 | 16 | 0.34356
42409 | 9.18 | 1 | 365 | 10.5024 | 0.037035 | 10 | 0.53947
40292 | 10.14 | 1 | 365 | 11.6007 | 0.23699 | 11 | 0.83771
42006 | 2.34 | 1 | 365 | 2.6771 | 0.36238 | 3 | 0.039472
40644 | 6.375 | 1 | 365 | 7.2934 | 0.60905 | 7 | 0.90241
40943 | 6.76 | 1 | 365 | 7.7338 | 0.49132 | 8 | 0.22514
39195 | 10.14 | 1 | 365 | 11.6007 | 0.23699 | 11 | 0.83771
38857 | 6.5 | 1 | 365 | 7.4364 | 0.8955 | 8 | 0.33187
40451 | 7.8 | 1 | 365 | 8.9236 | 0.8746 | 9 | 0.79824
46607 | 5.1 | 1 | 365 | 5.8347 | 0.68724 | 6 | 0.52193
47993 | 7.65 | 1 | 365 | 8.752 | 0.53086 | 9 | 0.28289
46157 | 8.48 | 1 | 365 | 9.7016 | 0.4329 | 10 | 0.1345
40962 | 14.04 | 1 | 365 | 16.0625 | 0.17429 | 16 | 0.23683
39380 | 5.565 | 1 | 365 | 6.3667 | 0.75284 | 7 | 0.11951
40377 | 8.32 | 1 | 365 | 9.5185 | 0.066245 | 9 | 0.58479
39435 | 3.12 | 1 | 365 | 3.5695 | 0.14984 | 3 | 0.7193
40468 | 5.46 | 1 | 365 | 6.2465 | 0.51222 | 6 | 0.75877
42364 | 2.65 | 1 | 365 | 3.0317 | 0.072782 | 3 | 0.10453
38076 | 6.24 | 1 | 365 | 7.1389 | 0.29968 | 7 | 0.43859
43693 | 12.48 | 1 | 365 | 14.2778 | 0.59937 | 14 | 0.87719
40000 | 8.84 | 1 | 365 | 10.1135 | 0.25789 | 10 | 0.37134
40215 | 10.14 | 1 | 365 | 11.6007 | 0.23699 | 11 | 0.83771
42383 | 6.76 | 1 | 365 | 7.7338 | 0.49132 | 8 | 0.22514
38034 | 8.06 | 1 | 365 | 9.2211 | 0.47042 | 9 | 0.69152
39607 | 5.98 | 1 | 365 | 6.8415 | 0.70386 | 7 | 0.54532
40652 | 7.54 | 1 | 365 | 8.6262 | 0.27878 | 8 | 0.90497
40378 | 5.61 | 1 | 365 | 6.4182 | 0.85597 | 7 | 0.27412
40010 | 13.515 | 1 | 365 | 15.4619 | 0.97119 | 16 | 0.43311
41653 | 3.825 | 1 | 365 | 4.376 | 0.76543 | 5 | 0.14145
38169 | 3.18 | 1 | 365 | 3.6381 | 0.28734 | 3 | 0.92544
41058 | 7.02 | 1 | 365 | 8.0313 | 0.087144 | 8 | 0.11842
43071 | 4.59 | 1 | 365 | 5.2512 | 0.51852 | 5 | 0.76973
40564 | 15.08 | 1 | 365 | 17.2524 | 0.55757 | 17 | 0.80993
37626 | 7.54 | 1 | 365 | 8.6262 | 0.27878 | 8 | 0.90497
38592 | 4.335 | 1 | 365 | 4.9595 | 0.93416 | 5 | 0.89364
38087 | 7.02 | 1 | 365 | 8.0313 | 0.087144 | 8 | 0.11842
41302 | 4.94 | 1 | 365 | 5.6516 | 0.32058 | 5 | 0.97222
40928 | 4.94 | 1 | 365 | 5.6516 | 0.32058 | 5 | 0.97222
41497 | 5.46 | 1 | 365 | 6.2465 | 0.51222 | 6 | 0.75877
10587 | 647 | 0.8 | 365 | 592.1634 | 0.14044 | 592 | 0.30383
38157 | 9.1 | 1 | 365 | 10.4109 | 0.85371 | 11 | 0.26462
50656 | 6 | 1 | 365 | 6.8643 | 0.7497 | 7 | 0.61403
50696 | 6.6 | 1 | 365 | 7.5508 | 0.12467 | 7 | 0.67544
40818 | 3.12 | 1 | 365 | 3.5695 | 0.14984 | 3 | 0.7193
50286 | 7.02 | 1 | 365 | 8.0313 | 0.087144 | 8 | 0.11842
50670 | 9.58 | 1 | 365 | 10.9601 | 0.95368 | 11 | 0.91374
39198 | 3.445 | 1 | 365 | 3.9413 | 0.89462 | 4 | 0.83589
37755 | 6.3 | 1 | 365 | 7.2076 | 0.43718 | 7 | 0.64473
53020 | 6.63 | 1 | 365 | 7.5851 | 0.19341 | 7 | 0.77851
37219 | 3.9 | 1 | 365 | 4.4618 | 0.9373 | 5 | 0.39912
38940 | 5.98 | 1 | 365 | 6.8415 | 0.70386 | 7 | 0.54532
38291 | 3.12 | 1 | 365 | 3.5695 | 0.14984 | 3 | 0.7193
40932 | 8.58 | 1 | 365 | 9.816 | 0.66207 | 10 | 0.47807
39772 | 10.92 | 1 | 365 | 12.4931 | 0.024447 | 12 | 0.51754
37544 | 6.5 | 1 | 365 | 7.4364 | 0.8955 | 8 | 0.33187
37021 | 5.125 | 1 | 365 | 5.8633 | 0.74453 | 6 | 0.60782
41121 | 8.33 | 1 | 365 | 9.53 | 0.089161 | 9 | 0.61915
47445 | 7.8 | 1 | 365 | 8.9236 | 0.8746 | 9 | 0.79824
39752 | 6.76 | 1 | 365 | 7.7338 | 0.49132 | 8 | 0.22514
38280 | 9.35 | 1 | 365 | 10.6969 | 0.42661 | 11 | 0.12353
41695 | 9.36 | 1 | 365 | 10.7084 | 0.44953 | 11 | 0.15789
45907 | 4.16 | 1 | 365 | 4.7593 | 0.53312 | 5 | 0.2924
36521 | 7.18 | 1 | 365 | 8.2143 | 0.4538 | 8 | 0.66812
39837 | 12.32 | 1 | 365 | 14.0948 | 0.23271 | 14 | 0.32748
51562 | 5.3 | 1 | 365 | 6.0635 | 0.14556 | 6 | 0.20906
37548 | 4.4 | 1 | 365 | 5.0338 | 0.08311 | 5 | 0.11696
38961 | 5.46 | 1 | 365 | 6.2465 | 0.51222 | 6 | 0.75877
52184 | 7.54 | 1 | 365 | 8.6262 | 0.27878 | 8 | 0.90497
38199 | 4.68 | 1 | 365 | 5.3542 | 0.72476 | 6 | 0.078945
42414 | 11.66 | 1 | 365 | 13.3397 | 0.72024 | 14 | 0.059936
46044 | 3.64 | 1 | 365 | 4.1644 | 0.34148 | 4 | 0.50585
40871 | 4.845 | 1 | 365 | 5.543 | 0.10288 | 5 | 0.64583
38873 | 6.76 | 1 | 365 | 7.7338 | 0.49132 | 8 | 0.22514
40906 | 4.16 | 1 | 365 | 4.7593 | 0.53312 | 5 | 0.2924
37960 | 4.42 | 1 | 365 | 5.0567 | 0.12894 | 5 | 0.18567
38893 | 6.5 | 1 | 365 | 7.4364 | 0.8955 | 8 | 0.33187
40276 | 4.08 | 1 | 365 | 4.6677 | 0.34979 | 5 | 0.017542
40683 | 4.68 | 1 | 365 | 5.3542 | 0.72476 | 6 | 0.078945
49757 | 2.86 | 1 | 365 | 3.272 | 0.55402 | 3 | 0.82602
40622 | 4.42 | 1 | 365 | 5.0567 | 0.12894 | 5 | 0.18567
42394 | 4.16 | 1 | 365 | 4.7593 | 0.53312 | 5 | 0.2924
40146 | 4.16 | 1 | 365 | 4.7593 | 0.53312 | 5 | 0.2924
41715 | 6.375 | 1 | 365 | 7.2934 | 0.60905 | 7 | 0.90241
40499 | 4.42 | 1 | 365 | 5.0567 | 0.12894 | 5 | 0.18567
50231 | 11.96 | 1 | 365 | 13.6829 | 0.40773 | 14 | 0.090637
39083 | 5.98 | 1 | 365 | 6.8415 | 0.70386 | 7 | 0.54532
39334 | 7.8 | 1 | 365 | 8.9236 | 0.8746 | 9 | 0.79824
41797 | 10.4 | 1 | 365 | 11.8982 | 0.83281 | 12 | 0.73099
40256 | 14.04 | 1 | 365 | 16.0625 | 0.17429 | 16 | 0.23683
41040 | 8.84 | 1 | 365 | 10.1135 | 0.25789 | 10 | 0.37134
57124 | 860 | 0.9 | 365 | 885.4993 | 0.71078 | 886 | 0.21013
41965 | 3.825 | 1 | 365 | 4.376 | 0.76543 | 5 | 0.14145
38302 | 10.14 | 1 | 365 | 11.6007 | 0.23699 | 11 | 0.83771
40319 | 7.28 | 1 | 365 | 8.3287 | 0.68296 | 9 | 0.011692
40199 | 4.845 | 1 | 365 | 5.543 | 0.10288 | 5 | 0.64583
50427 | 8.32 | 1 | 365 | 9.5185 | 0.066245 | 9 | 0.58479
41679 | 4.94 | 1 | 365 | 5.6516 | 0.32058 | 5 | 0.97222
41005 | 4.42 | 1 | 365 | 5.0567 | 0.12894 | 5 | 0.18567
39696 | 3.64 | 1 | 365 | 4.1644 | 0.34148 | 4 | 0.50585
39970 | 9.1 | 1 | 365 | 10.4109 | 0.85371 | 11 | 0.26462
42044 | 9.275 | 1 | 365 | 10.6111 | 0.25474 | 10 | 0.86586
41038 | 4.16 | 1 | 365 | 4.7593 | 0.53312 | 5 | 0.2924
39356 | 11.96 | 1 | 365 | 13.6829 | 0.40773 | 14 | 0.090637
41217 | 8.415 | 1 | 365 | 9.6272 | 0.28395 | 9 | 0.91118
41055 | 11.44 | 1 | 365 | 13.088 | 0.21609 | 13 | 0.30409
39669 | 9.88 | 1 | 365 | 11.3033 | 0.64117 | 11 | 0.94444
39577 | 6.5 | 1 | 365 | 7.4364 | 0.8955 | 8 | 0.33187
38147 | 2.6 | 1 | 365 | 2.9745 | 0.9582 | 3 | 0.93275
41062 | 10.335 | 1 | 365 | 11.8238 | 0.68385 | 12 | 0.50767
40445 | 4.94 | 1 | 365 | 5.6516 | 0.32058 | 5 | 0.97222
40418 | 14.04 | 1 | 365 | 16.0625 | 0.17429 | 16 | 0.23683
42194 | 13.52 | 1 | 365 | 15.4676 | 0.98265 | 16 | 0.45029
38024 | 6.625 | 1 | 365 | 7.5794 | 0.18196 | 7 | 0.76133
39971 | 9.01 | 1 | 365 | 10.3079 | 0.64746 | 10 | 0.9554
40744 | 8.48 | 1 | 365 | 9.7016 | 0.4329 | 10 | 0.1345
38595 | 7.28 | 1 | 365 | 8.3287 | 0.68296 | 9 | 0.011692
38210 | 10.92 | 1 | 365 | 12.4931 | 0.024447 | 12 | 0.51754
42937 | 5.2 | 1 | 365 | 5.9491 | 0.9164 | 6 | 0.86549
50504 | 3.38 | 1 | 365 | 3.8669 | 0.74566 | 4 | 0.61257
42381 | 5.98 | 1 | 365 | 6.8415 | 0.70386 | 7 | 0.54532
42600 | 11.44 | 1 | 365 | 13.088 | 0.21609 | 13 | 0.30409
42012 | 9.1 | 1 | 365 | 10.4109 | 0.85371 | 11 | 0.26462
42371 | 6.885 | 1 | 365 | 7.8768 | 0.77778 | 8 | 0.6546
42995 | 13.78 | 1 | 365 | 15.7651 | 0.57847 | 16 | 0.34356
40300 | 2.6 | 1 | 365 | 2.9745 | 0.9582 | 3 | 0.93275
40673 | 5.2 | 1 | 365 | 5.9491 | 0.9164 | 6 | 0.86549
39724 | 10.92 | 1 | 365 | 12.4931 | 0.024447 | 12 | 0.51754
41196 | 8.32 | 1 | 365 | 9.5185 | 0.066245 | 9 | 0.58479
40643 | 6.375 | 1 | 365 | 7.2934 | 0.60905 | 7 | 0.90241
38295 | 5.2 | 1 | 365 | 5.9491 | 0.9164 | 6 | 0.86549
41458 | 4.16 | 1 | 365 | 4.7593 | 0.53312 | 5 | 0.2924
39563 | 5.61 | 1 | 365 | 6.4182 | 0.85597 | 7 | 0.27412
43711 | 4.94 | 1 | 365 | 5.6516 | 0.32058 | 5 | 0.97222
39583 | 5.46 | 1 | 365 | 6.2465 | 0.51222 | 6 | 0.75877
40530 | 2.86 | 1 | 365 | 3.272 | 0.55402 | 3 | 0.82602
41846 | 10.14 | 1 | 365 | 11.6007 | 0.23699 | 11 | 0.83771
38160 | 9.1 | 1 | 365 | 10.4109 | 0.85371 | 11 | 0.26462
40533 | 14.04 | 1 | 365 | 16.0625 | 0.17429 | 16 | 0.23683
38975 | 10.92 | 1 | 365 | 12.4931 | 0.024447 | 12 | 0.51754
47416 | 10.455 | 1 | 365 | 11.9611 | 0.95885 | 12 | 0.91995
41202 | 12.22 | 1 | 365 | 13.9804 | 0.0035475 | 13 | 0.98391
48474 | 4.16 | 1 | 365 | 4.7593 | 0.53312 | 5 | 0.2924
37881 | 7.8 | 1 | 365 | 8.9236 | 0.8746 | 9 | 0.79824
41224 | 2.86 | 1 | 365 | 3.272 | 0.55402 | 3 | 0.82602
39266 | 5.98 | 1 | 365 | 6.8415 | 0.70386 | 7 | 0.54532
39214 | 4.16 | 1 | 365 | 4.7593 | 0.53312 | 5 | 0.2924
45048 | 3.12 | 1 | 365 | 3.5695 | 0.14984 | 3 | 0.7193
40872 | 5.46 | 1 | 365 | 6.2465 | 0.51222 | 6 | 0.75877
39995 | 7.02 | 1 | 365 | 8.0313 | 0.087144 | 8 | 0.11842
38749 | 11.18 | 1 | 365 | 12.7905 | 0.62027 | 13 | 0.41081
40221 | 7.54 | 1 | 365 | 8.6262 | 0.27878 | 8 | 0.90497
38185 | 9.805 | 1 | 365 | 11.2175 | 0.46929 | 11 | 0.68676
41887 | 4.08 | 1 | 365 | 4.6677 | 0.34979 | 5 | 0.017542
38323 | 6.375 | 1 | 365 | 7.2934 | 0.60905 | 7 | 0.90241
41575 | 2.86 | 1 | 365 | 3.272 | 0.55402 | 3 | 0.82602
39218 | 8.84 | 1 | 365 | 10.1135 | 0.25789 | 10 | 0.37134
39127 | 5.98 | 1 | 365 | 6.8415 | 0.70386 | 7 | 0.54532
39956 | 13.26 | 1 | 365 | 15.1702 | 0.38683 | 15 | 0.55701
40143 | 5.72 | 1 | 365 | 6.544 | 0.10804 | 6 | 0.65204
40036 | 3.12 | 1 | 365 | 3.5695 | 0.14984 | 3 | 0.7193
42386 | 3.9 | 1 | 365 | 4.4618 | 0.9373 | 5 | 0.39912
43031 | 3.9 | 1 | 365 | 4.4618 | 0.9373 | 5 | 0.39912
39967 | 11.44 | 1 | 365 | 13.088 | 0.21609 | 13 | 0.30409
39731 | 10.92 | 1 | 365 | 12.4931 | 0.024447 | 12 | 0.51754
39712 | 8.06 | 1 | 365 | 9.2211 | 0.47042 | 9 | 0.69152
40552 | 10.4 | 1 | 365 | 11.8982 | 0.83281 | 12 | 0.73099
39014 | 2.04 | 1 | 365 | 2.3339 | 0.6749 | 3 | 0.0087709
40917 | 10.07 | 1 | 365 | 11.5206 | 0.076573 | 11 | 0.59722
42322 | 3.825 | 1 | 365 | 4.376 | 0.76543 | 5 | 0.14145
41895 | 5.46 | 1 | 365 | 6.2465 | 0.51222 | 6 | 0.75877
42404 | 5.035 | 1 | 365 | 5.7603 | 0.53829 | 6 | 0.29861
40520 | 12.22 | 1 | 365 | 13.9804 | 0.0035475 | 13 | 0.98391
38739 | 7.02 | 1 | 365 | 8.0313 | 0.087144 | 8 | 0.11842
40293 | 4.335 | 1 | 365 | 4.9595 | 0.93416 | 5 | 0.89364
40465 | 6.625 | 1 | 365 | 7.5794 | 0.18196 | 7 | 0.76133
42599 | 3.64 | 1 | 365 | 4.1644 | 0.34148 | 4 | 0.50585
38080 | 6.5 | 1 | 365 | 7.4364 | 0.8955 | 8 | 0.33187
39199 | 9.62 | 1 | 365 | 11.0058 | 0.045346 | 11 | 0.051165
39496 | 4.59 | 1 | 365 | 5.2512 | 0.51852 | 5 | 0.76973
39992 | 6.76 | 1 | 365 | 7.7338 | 0.49132 | 8 | 0.22514
40311 | 10.4 | 1 | 365 | 11.8982 | 0.83281 | 12 | 0.73099
41949 | 2.86 | 1 | 365 | 3.272 | 0.55402 | 3 | 0.82602
47904 | 13.26 | 1 | 365 | 15.1702 | 0.38683 | 15 | 0.55701
43726 | 9.69 | 1 | 365 | 11.0859 | 0.20576 | 11 | 0.29166
38703 | 6.76 | 1 | 365 | 7.7338 | 0.49132 | 8 | 0.22514
38495 | 4.68 | 1 | 365 | 5.3542 | 0.72476 | 6 | 0.078945
40768 | 6.76 | 1 | 365 | 7.7338 | 0.49132 | 8 | 0.22514
42549 | 6.095 | 1 | 365 | 6.973 | 0.9674 | 7 | 0.94042
41189 | 7.685 | 1 | 365 | 8.7921 | 0.61107 | 9 | 0.40314
42659 | 13.25 | 1 | 365 | 15.1587 | 0.36391 | 15 | 0.52265
39065 | 14.04 | 1 | 365 | 16.0625 | 0.17429 | 16 | 0.23683
38547 | 5.2 | 1 | 365 | 5.9491 | 0.9164 | 6 | 0.86549
38742 | 6.76 | 1 | 365 | 7.7338 | 0.49132 | 8 | 0.22514
41511 | 3.38 | 1 | 365 | 3.8669 | 0.74566 | 4 | 0.61257
40746 | 8.415 | 1 | 365 | 9.6272 | 0.28395 | 9 | 0.91118
38803 | 15.555 | 1 | 365 | 17.7958 | 0.64609 | 18 | 0.44188
1400 | 2694 | 1 | 365 | 3082.0869 | 0.6135 | 3082 | 0.70037
46980 | 7.6 | 1 | 365 | 8.6948 | 0.41628 | 9 | 0.11111
42760 | 8.25 | 1 | 365 | 9.4385 | 0.90583 | 10 | 0.34429
38113 | 4.77 | 1 | 365 | 5.4571 | 0.93101 | 6 | 0.38816
41953 | 6.24 | 1 | 365 | 7.1389 | 0.29968 | 7 | 0.43859
49812 | 7.68 | 1 | 365 | 8.7864 | 0.59961 | 9 | 0.38596
51689 | 15.86 | 1 | 365 | 18.1447 | 0.34503 | 18 | 0.48976
39354 | 7.28 | 1 | 365 | 8.3287 | 0.68296 | 9 | 0.011692
32265 | 6.76 | 1 | 365 | 7.7338 | 0.49132 | 8 | 0.22514
40345 | 7.54 | 1 | 365 | 8.6262 | 0.27878 | 8 | 0.90497
52258 | 6.76 | 1 | 365 | 7.7338 | 0.49132 | 8 | 0.22514
41784 | 2.34 | 1 | 365 | 2.6771 | 0.36238 | 3 | 0.039472
41346 | 6.12 | 1 | 365 | 7.0016 | 0.02469 | 7 | 0.026313
52114 | 8.06 | 1 | 365 | 9.2211 | 0.47042 | 9 | 0.69152
38267 | 10.6 | 1 | 365 | 12.127 | 0.29113 | 12 | 0.41812
37620 | 10.66 | 1 | 365 | 12.1956 | 0.42863 | 12 | 0.62426
39384 | 10.4 | 1 | 365 | 11.8982 | 0.83281 | 12 | 0.73099
40064 | 7.02 | 1 | 365 | 8.0313 | 0.087144 | 8 | 0.11842
39590 | 3.12 | 1 | 365 | 3.5695 | 0.14984 | 3 | 0.7193
49769 | 9.6 | 1 | 365 | 10.9829 | 0.99951 | 11 | 0.98245
41910 | 9.1 | 1 | 365 | 10.4109 | 0.85371 | 11 | 0.26462
38453 | 4.42 | 1 | 365 | 5.0567 | 0.12894 | 5 | 0.18567
37422 | 8.413 | 1 | 365 | 9.6249 | 0.27937 | 9 | 0.90431
42075 | 4.68 | 1 | 365 | 5.3542 | 0.72476 | 6 | 0.078945
39530 | 6.5 | 1 | 365 | 7.4364 | 0.8955 | 8 | 0.33187
45396 | 4.41 | 1 | 365 | 5.0453 | 0.10603 | 5 | 0.15131
40735 | 9.88 | 1 | 365 | 11.3033 | 0.64117 | 11 | 0.94444
39681 | 2.34 | 1 | 365 | 2.6771 | 0.36238 | 3 | 0.039472
44580 | 6.4 | 1 | 365 | 7.322 | 0.66634 | 7 | 0.9883
38056 | 6.5 | 1 | 365 | 7.4364 | 0.8955 | 8 | 0.33187
44065 | 5.99 | 1 | 365 | 6.8529 | 0.72678 | 7 | 0.57968
38727 | 5.2 | 1 | 365 | 5.9491 | 0.9164 | 6 | 0.86549
39439 | 6.76 | 1 | 365 | 7.7338 | 0.49132 | 8 | 0.22514
38236 | 11.13 | 1 | 365 | 12.7333 | 0.50569 | 13 | 0.23903
37736 | 3.64 | 1 | 365 | 4.1644 | 0.34148 | 4 | 0.50585
53147 | 5.2 | 1 | 365 | 5.9491 | 0.9164 | 6 | 0.86549
40176 | 5.98 | 1 | 365 | 6.8415 | 0.70386 | 7 | 0.54532
40866 | 9.36 | 1 | 365 | 10.7084 | 0.44953 | 11 | 0.15789
54086 | 9.86 | 1 | 365 | 11.2804 | 0.59533 | 11 | 0.87573
50152 | 8.58 | 1 | 365 | 9.816 | 0.66207 | 10 | 0.47807
41470 | 4.68 | 1 | 365 | 5.3542 | 0.72476 | 6 | 0.078945
40029 | 11.7 | 1 | 365 | 13.3855 | 0.81191 | 14 | 0.19736
51199 | 8.32 | 1 | 365 | 9.5185 | 0.066245 | 9 | 0.58479
38581 | 8.84 | 1 | 365 | 10.1135 | 0.25789 | 10 | 0.37134
44131 | 8.68 | 1 | 365 | 9.9304 | 0.89123 | 10 | 0.82163
50918 | 16.2 | 1 | 365 | 18.5337 | 0.12418 | 18 | 0.65789
36183 | 11.385 | 1 | 365 | 13.0251 | 0.090048 | 13 | 0.11513
37035 | 7.521 | 1 | 365 | 8.6044 | 0.23524 | 8 | 0.83969
44582 | 10.4 | 1 | 365 | 11.8982 | 0.83281 | 12 | 0.73099
46759 | 7.705 | 1 | 365 | 8.815 | 0.6569 | 9 | 0.47185
44137 | 9.9 | 1 | 365 | 11.3262 | 0.687 | 12 | 0.013153
40364 | 9.36 | 1 | 365 | 10.7084 | 0.44953 | 11 | 0.15789
44356 | 9.45 | 1 | 365 | 10.8113 | 0.65577 | 11 | 0.4671
51001 | 6.3 | 1 | 365 | 7.2076 | 0.43718 | 7 | 0.64473
43033 | 5.98 | 1 | 365 | 6.8415 | 0.70386 | 7 | 0.54532
46462 | 13.5 | 1 | 365 | 15.4448 | 0.93682 | 16 | 0.38157
40024 | 14.04 | 1 | 365 | 16.0625 | 0.17429 | 16 | 0.23683
53364 | 5.2 | 1 | 365 | 5.9491 | 0.9164 | 6 | 0.86549
49933 | 8.64 | 1 | 365 | 9.8846 | 0.79956 | 10 | 0.68421
43684 | 7.28 | 1 | 365 | 8.3287 | 0.68296 | 9 | 0.011692
39409 | 4.16 | 1 | 365 | 4.7593 | 0.53312 | 5 | 0.2924
40981 | 8.84 | 1 | 365 | 10.1135 | 0.25789 | 10 | 0.37134
48903 | 10.4 | 1 | 365 | 11.8982 | 0.83281 | 12 | 0.73099
40821 | 3.12 | 1 | 365 | 3.5695 | 0.14984 | 3 | 0.7193
38758 | 7.7 | 1 | 365 | 8.8092 | 0.64544 | 9 | 0.45467
39640 | 8.32 | 1 | 365 | 9.5185 | 0.066245 | 9 | 0.58479
50155 | 6.84 | 1 | 365 | 7.8253 | 0.67465 | 8 | 0.5
49855 | 5.7 | 1 | 365 | 6.5211 | 0.062211 | 6 | 0.58333
40538 | 9.88 | 1 | 365 | 11.3033 | 0.64117 | 11 | 0.94444
79 | 3001.2 | 0.7 | 365 | 2403.4786 | 0.31856 | 2403 | 0.79716
40714 | 5.3 | 1 | 365 | 6.0635 | 0.14556 | 6 | 0.20906
42923 | 5.2 | 1 | 365 | 5.9491 | 0.9164 | 6 | 0.86549
50712 | 12.22 | 1 | 365 | 13.9804 | 0.0035475 | 13 | 0.98391
39084 | 6.095 | 1 | 365 | 6.973 | 0.9674 | 7 | 0.94042
52919 | 14.025 | 1 | 365 | 16.0454 | 0.13991 | 16 | 0.1853
40933 | 8.745 | 1 | 365 | 10.0048 | 0.040182 | 10 | 0.044952
41725 | 4.16 | 1 | 365 | 4.7593 | 0.53312 | 5 | 0.2924
39158 | 2.86 | 1 | 365 | 3.272 | 0.55402 | 3 | 0.82602
39125 | 3.12 | 1 | 365 | 3.5695 | 0.14984 | 3 | 0.7193
40945 | 4.68 | 1 | 365 | 5.3542 | 0.72476 | 6 | 0.078945
40602 | 5.98 | 1 | 365 | 6.8415 | 0.70386 | 7 | 0.54532
50306 | 8.925 | 1 | 365 | 10.2107 | 0.45267 | 10 | 0.66337
55344 | 8.37 | 1 | 365 | 9.5757 | 0.18083 | 9 | 0.75657
42365 | 6.5 | 1 | 365 | 7.4364 | 0.8955 | 8 | 0.33187
46812 | 16.24 | 1 | 365 | 18.5795 | 0.21584 | 18 | 0.79531
40764 | 3.06 | 1 | 365 | 3.5008 | 0.012345 | 3 | 0.51316
35116 | 301.34 | 0.9 | 365 | 310.2749 | 0.50001 | 310 | 0.77486
38987 | 3.12 | 1 | 365 | 3.5695 | 0.14984 | 3 | 0.7193
48857 | 20.4 | 1 | 365 | 23.3387 | 0.74897 | 24 | 0.087709
41460 | 8.06 | 1 | 365 | 9.2211 | 0.47042 | 9 | 0.69152
51109 | 3.8 | 1 | 365 | 4.3474 | 0.70814 | 5 | 0.055554
41632 | 3.12 | 1 | 365 | 3.5695 | 0.14984 | 3 | 0.7193
50471 | 6.375 | 1 | 365 | 7.2934 | 0.60905 | 7 | 0.90241
39244 | 6.76 | 1 | 365 | 7.7338 | 0.49132 | 8 | 0.22514
39139 | 6.63 | 1 | 365 | 7.5851 | 0.19341 | 7 | 0.77851
47609 | 7.525 | 1 | 365 | 8.609 | 0.24441 | 8 | 0.85343
48522 | 11.4 | 1 | 365 | 13.0422 | 0.12442 | 13 | 0.16666
38457 | 4.08 | 1 | 365 | 4.6677 | 0.34979 | 5 | 0.017542
49721 | 7.15 | 1 | 365 | 8.18 | 0.38505 | 8 | 0.56505
41980 | 5.98 | 1 | 365 | 6.8415 | 0.70386 | 7 | 0.54532
40830 | 8.06 | 1 | 365 | 9.2211 | 0.47042 | 9 | 0.69152
41680 | 10.4 | 1 | 365 | 11.8982 | 0.83281 | 12 | 0.73099
38215 | 10.4 | 1 | 365 | 11.8982 | 0.83281 | 12 | 0.73099
38519 | 7.42 | 1 | 365 | 8.4889 | 0.0037907 | 8 | 0.49269
40338 | 9.69 | 1 | 365 | 11.0859 | 0.20576 | 11 | 0.29166
41463 | 6.24 | 1 | 365 | 7.1389 | 0.29968 | 7 | 0.43859
39659 | 7.395 | 1 | 365 | 8.4603 | 0.9465 | 9 | 0.40679
41834 | 10.965 | 1 | 365 | 12.5446 | 0.12757 | 12 | 0.67214
41071 | 6.76 | 1 | 365 | 7.7338 | 0.49132 | 8 | 0.22514
41010 | 4.68 | 1 | 365 | 5.3542 | 0.72476 | 6 | 0.078945
45920 | 7.02 | 1 | 365 | 8.0313 | 0.087144 | 8 | 0.11842
41164 | 7.14 | 1 | 365 | 8.1686 | 0.36214 | 8 | 0.5307
42918 | 7.28 | 1 | 365 | 8.3287 | 0.68296 | 9 | 0.011692
39423 | 3.06 | 1 | 365 | 3.5008 | 0.012345 | 3 | 0.51316
40218 | 5.46 | 1 | 365 | 6.2465 | 0.51222 | 6 | 0.75877
39169 | 11.7 | 1 | 365 | 13.3855 | 0.81191 | 14 | 0.19736
41029 | 7.28 | 1 | 365 | 8.3287 | 0.68296 | 9 | 0.011692
38444 | 10.455 | 1 | 365 | 11.9611 | 0.95885 | 12 | 0.91995
37993 | 13.52 | 1 | 365 | 15.4676 | 0.98265 | 16 | 0.45029
39452 | 9.54 | 1 | 365 | 10.9143 | 0.86202 | 11 | 0.77631
41779 | 6.885 | 1 | 365 | 7.8768 | 0.77778 | 8 | 0.6546
39516 | 9.88 | 1 | 365 | 11.3033 | 0.64117 | 11 | 0.94444
50532 | 7.8 | 1 | 365 | 8.9236 | 0.8746 | 9 | 0.79824
42015 | 9.88 | 1 | 365 | 11.3033 | 0.64117 | 11 | 0.94444
38462 | 10.4 | 1 | 365 | 11.8982 | 0.83281 | 12 | 0.73099
41471 | 9.36 | 1 | 365 | 10.7084 | 0.44953 | 11 | 0.15789
39250 | 8.06 | 1 | 365 | 9.2211 | 0.47042 | 9 | 0.69152
39492 | 6.095 | 1 | 365 | 6.973 | 0.9674 | 7 | 0.94042
41086 | 7.54 | 1 | 365 | 8.6262 | 0.27878 | 8 | 0.90497
39077 | 6.63 | 1 | 365 | 7.5851 | 0.19341 | 7 | 0.77851
42085 | 5.46 | 1 | 365 | 6.2465 | 0.51222 | 6 | 0.75877
38221 | 5.1 | 1 | 365 | 5.8347 | 0.68724 | 6 | 0.52193
41770 | 5.61 | 1 | 365 | 6.4182 | 0.85597 | 7 | 0.27412
39729 | 5.2 | 1 | 365 | 5.9491 | 0.9164 | 6 | 0.86549
40325 | 6.76 | 1 | 365 | 7.7338 | 0.49132 | 8 | 0.22514
40166 | 3.64 | 1 | 365 | 4.1644 | 0.34148 | 4 | 0.50585
43084 | 3.975 | 1 | 365 | 4.5476 | 0.10917 | 4 | 0.6568
40572 | 7.28 | 1 | 365 | 8.3287 | 0.68296 | 9 | 0.011692
42276 | 5.2 | 1 | 365 | 5.9491 | 0.9164 | 6 | 0.86549
38308 | 7.28 | 1 | 365 | 8.3287 | 0.68296 | 9 | 0.011692
40301 | 7.395 | 1 | 365 | 8.4603 | 0.9465 | 9 | 0.40679
56640 | 6.3 | 1 | 365 | 7.2076 | 0.43718 | 7 | 0.64473
50343 | 9.62 | 1 | 365 | 11.0058 | 0.045346 | 11 | 0.051165
56714 | 4.59 | 1 | 365 | 5.2512 | 0.51852 | 5 | 0.76973
56713 | 5.46 | 1 | 365 | 6.2465 | 0.51222 | 6 | 0.75877
56710 | 6.05 | 1 | 365 | 6.9215 | 0.86428 | 7 | 0.78582
56637 | 6.5 | 1 | 365 | 7.4364 | 0.8955 | 8 | 0.33187
56596 | 11.2 | 1 | 365 | 12.8134 | 0.6661 | 13 | 0.47953
56594 | 7.95 | 1 | 365 | 9.0952 | 0.21835 | 9 | 0.31359
56581 | 4.68 | 1 | 365 | 5.3542 | 0.72476 | 6 | 0.078945
50665 | 9.25 | 1 | 365 | 10.5825 | 0.19745 | 10 | 0.77997
44322 | 22.96 | 1 | 365 | 26.2675 | 0.6155 | 26 | 0.88303
46826 | 6 | 1 | 365 | 6.8643 | 0.7497 | 7 | 0.61403
47327 | 7.44 | 1 | 365 | 8.5118 | 0.049623 | 8 | 0.5614
41996 | 9.88 | 1 | 365 | 11.3033 | 0.64117 | 11 | 0.94444
56632 | 4.2 | 1 | 365 | 4.805 | 0.62479 | 5 | 0.42982
56629 | 4.16 | 1 | 365 | 4.7593 | 0.53312 | 5 | 0.2924
45913 | 6.375 | 1 | 365 | 7.2934 | 0.60905 | 7 | 0.90241
55115 | 6.2 | 1 | 365 | 7.0931 | 0.20802 | 7 | 0.30117
56787 | 10.335 | 1 | 365 | 11.8238 | 0.68385 | 12 | 0.50767
56789 | 8.215 | 1 | 365 | 9.3984 | 0.82563 | 10 | 0.22405
40118 | 5.46 | 1 | 365 | 6.2465 | 0.51222 | 6 | 0.75877
56794 | 4.8 | 1 | 365 | 5.4915 | 0.99976 | 6 | 0.49123
56795 | 10.07 | 1 | 365 | 11.5206 | 0.076573 | 11 | 0.59722
41510 | 14.025 | 1 | 365 | 16.0454 | 0.13991 | 16 | 0.1853
39013 | 8.06 | 1 | 365 | 9.2211 | 0.47042 | 9 | 0.69152
41216 | 5.61 | 1 | 365 | 6.4182 | 0.85597 | 7 | 0.27412
38509 | 11.66 | 1 | 365 | 13.3397 | 0.72024 | 14 | 0.059936
41473 | 7.02 | 1 | 365 | 8.0313 | 0.087144 | 8 | 0.11842
34878 | 94.64 | 0.9 | 365 | 97.4461 | 0.19068 | 97 | 0.6368
43441 | 6.6 | 1 | 365 | 7.5508 | 0.12467 | 7 | 0.67544
47828 | 9 | 1 | 365 | 10.2965 | 0.62454 | 10 | 0.92105
53163 | 6.3 | 1 | 365 | 7.2076 | 0.43718 | 7 | 0.64473
43843 | 6.76 | 1 | 365 | 7.7338 | 0.49132 | 8 | 0.22514
56798 | 9 | 1 | 365 | 10.2965 | 0.62454 | 10 | 0.92105
56799 | 6.21 | 1 | 365 | 7.1046 | 0.23094 | 7 | 0.33552
56800 | 11.925 | 1 | 365 | 13.6429 | 0.32752 | 13 | 0.97039
41733 | 7.28 | 1 | 365 | 8.3287 | 0.68296 | 9 | 0.011692
56801 | 4.5 | 1 | 365 | 5.1483 | 0.31227 | 5 | 0.46052
56807 | 6.095 | 1 | 365 | 6.973 | 0.9674 | 7 | 0.94042
56808 | 9.075 | 1 | 365 | 10.3823 | 0.79642 | 11 | 0.17872
40307 | 3.64 | 1 | 365 | 4.1644 | 0.34148 | 4 | 0.50585
56791 | 4.14 | 1 | 365 | 4.7364 | 0.48729 | 5 | 0.22368
38194 | 7.8 | 1 | 365 | 8.9236 | 0.8746 | 9 | 0.79824
56818 | 9.3 | 1 | 365 | 10.6397 | 0.31203 | 10 | 0.95175
41648 | 7.14 | 1 | 365 | 8.1686 | 0.36214 | 8 | 0.5307
41214 | 6.12 | 1 | 365 | 7.0016 | 0.02469 | 7 | 0.026313
46428 | 6 | 1 | 365 | 6.8643 | 0.7497 | 7 | 0.61403
48289 | 7.2 | 1 | 365 | 8.2372 | 0.49964 | 8 | 0.73684
38344 | 7.28 | 1 | 365 | 8.3287 | 0.68296 | 9 | 0.011692
52582 | 7.125 | 1 | 365 | 8.1514 | 0.32776 | 8 | 0.47916
52956 | 7.8 | 1 | 365 | 8.9236 | 0.8746 | 9 | 0.79824
48524 | 6.76 | 1 | 365 | 7.7338 | 0.49132 | 8 | 0.22514
48523 | 5.2 | 1 | 365 | 5.9491 | 0.9164 | 6 | 0.86549
41851 | 4.94 | 1 | 365 | 5.6516 | 0.32058 | 5 | 0.97222
47651 | 6.3 | 1 | 365 | 7.2076 | 0.43718 | 7 | 0.64473
56918 | 3.71 | 1 | 365 | 4.2444 | 0.5019 | 4 | 0.74634
40044 | 12.22 | 1 | 365 | 13.9804 | 0.0035475 | 13 | 0.98391
56898 | 6.16 | 1 | 365 | 7.0474 | 0.11635 | 7 | 0.16374
56831 | 9.805 | 1 | 365 | 11.2175 | 0.46929 | 11 | 0.68676
42399 | 12.24 | 1 | 365 | 14.0032 | 0.04938 | 14 | 0.052625
42398 | 5.98 | 1 | 365 | 6.8415 | 0.70386 | 7 | 0.54532
42134 | 5.61 | 1 | 365 | 6.4182 | 0.85597 | 7 | 0.27412
41581 | 2.295 | 1 | 365 | 2.6256 | 0.25926 | 2 | 0.88487
41728 | 8.06 | 1 | 365 | 9.2211 | 0.47042 | 9 | 0.69152
39128 | 2.08 | 1 | 365 | 2.3796 | 0.76656 | 3 | 0.1462
39116 | 6.5 | 1 | 365 | 7.4364 | 0.8955 | 8 | 0.33187
41434 | 7.14 | 1 | 365 | 8.1686 | 0.36214 | 8 | 0.5307
39921 | 7.28 | 1 | 365 | 8.3287 | 0.68296 | 9 | 0.011692
37864 | 5.355 | 1 | 365 | 6.1264 | 0.2716 | 6 | 0.39802
53151 | 5.865 | 1 | 365 | 6.7099 | 0.44033 | 7 | 0.15022
41424 | 7.54 | 1 | 365 | 8.6262 | 0.27878 | 8 | 0.90497
42213 | 3.38 | 1 | 365 | 3.8669 | 0.74566 | 4 | 0.61257
41213 | 6.375 | 1 | 365 | 7.2934 | 0.60905 | 7 | 0.90241
53159 | 8.32 | 1 | 365 | 9.5185 | 0.066245 | 9 | 0.58479
53161 | 3.06 | 1 | 365 | 3.5008 | 0.012345 | 3 | 0.51316
53169 | 10.53 | 1 | 365 | 12.0469 | 0.13072 | 12 | 0.17763
41794 | 9.62 | 1 | 365 | 11.0058 | 0.045346 | 11 | 0.051165
42603 | 9.945 | 1 | 365 | 11.3776 | 0.79012 | 12 | 0.16776
53170 | 8.84 | 1 | 365 | 10.1135 | 0.25789 | 10 | 0.37134
39455 | 6.48 | 1 | 365 | 7.4135 | 0.84967 | 8 | 0.26315
41562 | 6.5 | 1 | 365 | 7.4364 | 0.8955 | 8 | 0.33187
53171 | 6.885 | 1 | 365 | 7.8768 | 0.77778 | 8 | 0.6546
37921 | 3.64 | 1 | 365 | 4.1644 | 0.34148 | 4 | 0.50585
40027 | 9.62 | 1 | 365 | 11.0058 | 0.045346 | 11 | 0.051165
41900 | 11.395 | 1 | 365 | 13.0365 | 0.11296 | 13 | 0.14948
37779 | 7.8 | 1 | 365 | 8.9236 | 0.8746 | 9 | 0.79824
39615 | 3.9 | 1 | 365 | 4.4618 | 0.9373 | 5 | 0.39912
38195 | 7.54 | 1 | 365 | 8.6262 | 0.27878 | 8 | 0.90497
41841 | 5.2 | 1 | 365 | 5.9491 | 0.9164 | 6 | 0.86549
38319 | 9.1 | 1 | 365 | 10.4109 | 0.85371 | 11 | 0.26462
40255 | 6.76 | 1 | 365 | 7.7338 | 0.49132 | 8 | 0.22514
38493 | 10.14 | 1 | 365 | 11.6007 | 0.23699 | 11 | 0.83771
38902 | 5.46 | 1 | 365 | 6.2465 | 0.51222 | 6 | 0.75877
39718 | 13.26 | 1 | 365 | 15.1702 | 0.38683 | 15 | 0.55701
50631 | 6.75 | 1 | 365 | 7.7224 | 0.46841 | 8 | 0.19079
40484 | 9.62 | 1 | 365 | 11.0058 | 0.045346 | 11 | 0.051165
42907 | 4.42 | 1 | 365 | 5.0567 | 0.12894 | 5 | 0.18567
38868 | 2.86 | 1 | 365 | 3.272 | 0.55402 | 3 | 0.82602
45897 | 2.86 | 1 | 365 | 3.272 | 0.55402 | 3 | 0.82602
42461 | 5.035 | 1 | 365 | 5.7603 | 0.53829 | 6 | 0.29861
40668 | 7.155 | 1 | 365 | 8.1857 | 0.39651 | 8 | 0.58223
37816 | 4.68 | 1 | 365 | 5.3542 | 0.72476 | 6 | 0.078945
41853 | 7.65 | 1 | 365 | 8.752 | 0.53086 | 9 | 0.28289
37974 | 11.96 | 1 | 365 | 13.6829 | 0.40773 | 14 | 0.090637
41457 | 7.28 | 1 | 365 | 8.3287 | 0.68296 | 9 | 0.011692
41094 | 8.32 | 1 | 365 | 9.5185 | 0.066245 | 9 | 0.58479
45346 | 2.86 | 1 | 365 | 3.272 | 0.55402 | 3 | 0.82602
53174 | 7.14 | 1 | 365 | 8.1686 | 0.36214 | 8 | 0.5307
39362 | 7.65 | 1 | 365 | 8.752 | 0.53086 | 9 | 0.28289
41455 | 4.42 | 1 | 365 | 5.0567 | 0.12894 | 5 | 0.18567
39860 | 4.59 | 1 | 365 | 5.2512 | 0.51852 | 5 | 0.76973
43116 | 3.12 | 1 | 365 | 3.5695 | 0.14984 | 3 | 0.7193
42362 | 7.42 | 1 | 365 | 8.4889 | 0.0037907 | 8 | 0.49269
41309 | 3.12 | 1 | 365 | 3.5695 | 0.14984 | 3 | 0.7193
45362 | 4.335 | 1 | 365 | 4.9595 | 0.93416 | 5 | 0.89364
42972 | 7.65 | 1 | 365 | 8.752 | 0.53086 | 9 | 0.28289
41578 | 7.8 | 1 | 365 | 8.9236 | 0.8746 | 9 | 0.79824
41292 | 4.59 | 1 | 365 | 5.2512 | 0.51852 | 5 | 0.76973
40859 | 4.16 | 1 | 365 | 4.7593 | 0.53312 | 5 | 0.2924
38939 | 14.04 | 1 | 365 | 16.0625 | 0.17429 | 16 | 0.23683
45668 | 9.18 | 1 | 365 | 10.5024 | 0.037035 | 10 | 0.53947
41129 | 5.1 | 1 | 365 | 5.8347 | 0.68724 | 6 | 0.52193
40762 | 9.36 | 1 | 365 | 10.7084 | 0.44953 | 11 | 0.15789
45666 | 6.12 | 1 | 365 | 7.0016 | 0.02469 | 7 | 0.026313
40229 | 5.98 | 1 | 365 | 6.8415 | 0.70386 | 7 | 0.54532
39336 | 3.12 | 1 | 365 | 3.5695 | 0.14984 | 3 | 0.7193
43303 | 5.035 | 1 | 365 | 5.7603 | 0.53829 | 6 | 0.29861
39517 | 4.845 | 1 | 365 | 5.543 | 0.10288 | 5 | 0.64583
39660 | 4.94 | 1 | 365 | 5.6516 | 0.32058 | 5 | 0.97222
40295 | 4.68 | 1 | 365 | 5.3542 | 0.72476 | 6 | 0.078945
53165 | 6.24 | 1 | 365 | 7.1389 | 0.29968 | 7 | 0.43859
53172 | 4.59 | 1 | 365 | 5.2512 | 0.51852 | 5 | 0.76973
45941 | 9.1 | 1 | 365 | 10.4109 | 0.85371 | 11 | 0.26462
53177 | 12.48 | 1 | 365 | 14.2778 | 0.59937 | 14 | 0.87719
53175 | 7.395 | 1 | 365 | 8.4603 | 0.9465 | 9 | 0.40679
39951 | 7.02 | 1 | 365 | 8.0313 | 0.087144 | 8 | 0.11842
53183 | 3.38 | 1 | 365 | 3.8669 | 0.74566 | 4 | 0.61257
38512 | 6.24 | 1 | 365 | 7.1389 | 0.29968 | 7 | 0.43859
39399 | 7.02 | 1 | 365 | 8.0313 | 0.087144 | 8 | 0.11842
38908 | 10.14 | 1 | 365 | 11.6007 | 0.23699 | 11 | 0.83771
39993 | 6.625 | 1 | 365 | 7.5794 | 0.18196 | 7 | 0.76133
40537 | 4.68 | 1 | 365 | 5.3542 | 0.72476 | 6 | 0.078945
40156 | 4.94 | 1 | 365 | 5.6516 | 0.32058 | 5 | 0.97222
39253 | 3.9 | 1 | 365 | 4.4618 | 0.9373 | 5 | 0.39912
39440 | 5.035 | 1 | 365 | 5.7603 | 0.53829 | 6 | 0.29861
38028 | 5.72 | 1 | 365 | 6.544 | 0.10804 | 6 | 0.65204
38888 | 12.22 | 1 | 365 | 13.9804 | 0.0035475 | 13 | 0.98391
40881 | 8.58 | 1 | 365 | 9.816 | 0.66207 | 10 | 0.47807
40938 | 4.94 | 1 | 365 | 5.6516 | 0.32058 | 5 | 0.97222
40827 | 6.095 | 1 | 365 | 6.973 | 0.9674 | 7 | 0.94042
42393 | 4.42 | 1 | 365 | 5.0567 | 0.12894 | 5 | 0.18567
38204 | 5.2 | 1 | 365 | 5.9491 | 0.9164 | 6 | 0.86549
41386 | 7.14 | 1 | 365 | 8.1686 | 0.36214 | 8 | 0.5307
39092 | 11.96 | 1 | 365 | 13.6829 | 0.40773 | 14 | 0.090637
53255 | 3.315 | 1 | 365 | 3.7925 | 0.59671 | 4 | 0.38925
53315 | 4.42 | 1 | 365 | 5.0567 | 0.12894 | 5 | 0.18567
41469 | 7.02 | 1 | 365 | 8.0313 | 0.087144 | 8 | 0.11842
53362 | 5.2 | 1 | 365 | 5.9491 | 0.9164 | 6 | 0.86549
53393 | 7.65 | 1 | 365 | 8.752 | 0.53086 | 9 | 0.28289
53395 | 5.355 | 1 | 365 | 6.1264 | 0.2716 | 6 | 0.39802
53398 | 11.18 | 1 | 365 | 12.7905 | 0.62027 | 13 | 0.41081
53411 | 7.395 | 1 | 365 | 8.4603 | 0.9465 | 9 | 0.40679
53417 | 5.355 | 1 | 365 | 6.1264 | 0.2716 | 6 | 0.39802
53422 | 5.61 | 1 | 365 | 6.4182 | 0.85597 | 7 | 0.27412
53426 | 5.46 | 1 | 365 | 6.2465 | 0.51222 | 6 | 0.75877
53188 | 2.805 | 1 | 365 | 3.2091 | 0.42798 | 3 | 0.63706
53432 | 5.1 | 1 | 365 | 5.8347 | 0.68724 | 6 | 0.52193
53435 | 8.16 | 1 | 365 | 9.3355 | 0.69959 | 10 | 0.035084
53433 | 8.16 | 1 | 365 | 9.3355 | 0.69959 | 10 | 0.035084
53436 | 6.63 | 1 | 365 | 7.5851 | 0.19341 | 7 | 0.77851
53438 | 9.69 | 1 | 365 | 11.0859 | 0.20576 | 11 | 0.29166
53201 | 6.12 | 1 | 365 | 7.0016 | 0.02469 | 7 | 0.026313
53439 | 5.565 | 1 | 365 | 6.3667 | 0.75284 | 7 | 0.11951
53440 | 10.66 | 1 | 365 | 12.1956 | 0.42863 | 12 | 0.62426
53442 | 7.28 | 1 | 365 | 8.3287 | 0.68296 | 9 | 0.011692
35273 | 105.28 | 0.9 | 365 | 108.4016 | 0.1352 | 108 | 0.53679
53447 | 5.1 | 1 | 365 | 5.8347 | 0.68724 | 6 | 0.52193
53213 | 7.395 | 1 | 365 | 8.4603 | 0.9465 | 9 | 0.40679
53456 | 8.32 | 1 | 365 | 9.5185 | 0.066245 | 9 | 0.58479
53458 | 4.94 | 1 | 365 | 5.6516 | 0.32058 | 5 | 0.97222
53222 | 8.415 | 1 | 365 | 9.6272 | 0.28395 | 9 | 0.91118
53223 | 9.69 | 1 | 365 | 11.0859 | 0.20576 | 11 | 0.29166
53224 | 7.42 | 1 | 365 | 8.4889 | 0.0037907 | 8 | 0.49269
53228 | 9.69 | 1 | 365 | 11.0859 | 0.20576 | 11 | 0.29166
53227 | 8.415 | 1 | 365 | 9.6272 | 0.28395 | 9 | 0.91118
53230 | 9.62 | 1 | 365 | 11.0058 | 0.045346 | 11 | 0.051165
53249 | 9.69 | 1 | 365 | 11.0859 | 0.20576 | 11 | 0.29166
53253 | 2.805 | 1 | 365 | 3.2091 | 0.42798 | 3 | 0.63706
53256 | 2.04 | 1 | 365 | 2.3339 | 0.6749 | 3 | 0.0087709
53257 | 9.435 | 1 | 365 | 10.7942 | 0.6214 | 11 | 0.41557
40476 | 6.24 | 1 | 365 | 7.1389 | 0.29968 | 7 | 0.43859
53260 | 10.92 | 1 | 365 | 12.4931 | 0.024447 | 12 | 0.51754
53265 | 6.5 | 1 | 365 | 7.4364 | 0.8955 | 8 | 0.33187
43750 | 7.395 | 1 | 365 | 8.4603 | 0.9465 | 9 | 0.40679
52906 | 8.84 | 1 | 365 | 10.1135 | 0.25789 | 10 | 0.37134
41365 | 16.32 | 1 | 365 | 18.671 | 0.39917 | 19 | 0.070167
40569 | 4.16 | 1 | 365 | 4.7593 | 0.53312 | 5 | 0.2924
53267 | 8.84 | 1 | 365 | 10.1135 | 0.25789 | 10 | 0.37134
41813 | 5.565 | 1 | 365 | 6.3667 | 0.75284 | 7 | 0.11951
53268 | 3.825 | 1 | 365 | 4.376 | 0.76543 | 5 | 0.14145
53270 | 7.905 | 1 | 365 | 9.0438 | 0.11522 | 9 | 0.15899
53273 | 5.355 | 1 | 365 | 6.1264 | 0.2716 | 6 | 0.39802
53279 | 10.2 | 1 | 365 | 11.6694 | 0.37448 | 12 | 0.043854
40934 | 5.3 | 1 | 365 | 6.0635 | 0.14556 | 6 | 0.20906
53276 | 3.9 | 1 | 365 | 4.4618 | 0.9373 | 5 | 0.39912
53284 | 4.16 | 1 | 365 | 4.7593 | 0.53312 | 5 | 0.2924
53180 | 5.61 | 1 | 365 | 6.4182 | 0.85597 | 7 | 0.27412
53486 | 3.9 | 1 | 365 | 4.4618 | 0.9373 | 5 | 0.39912
53609 | 11.73 | 1 | 365 | 13.4198 | 0.88066 | 14 | 0.30043
53559 | 6.885 | 1 | 365 | 7.8768 | 0.77778 | 8 | 0.6546
53619 | 3.825 | 1 | 365 | 4.376 | 0.76543 | 5 | 0.14145
53614 | 4.59 | 1 | 365 | 5.2512 | 0.51852 | 5 | 0.76973
53620 | 10.66 | 1 | 365 | 12.1956 | 0.42863 | 12 | 0.62426
53631 | 8.67 | 1 | 365 | 9.919 | 0.86831 | 10 | 0.78728
53622 | 7.02 | 1 | 365 | 8.0313 | 0.087144 | 8 | 0.11842
53627 | 14.04 | 1 | 365 | 16.0625 | 0.17429 | 16 | 0.23683
53633 | 2.805 | 1 | 365 | 3.2091 | 0.42798 | 3 | 0.63706
53637 | 9.36 | 1 | 365 | 10.7084 | 0.44953 | 11 | 0.15789
53636 | 9.18 | 1 | 365 | 10.5024 | 0.037035 | 10 | 0.53947
53630 | 3.12 | 1 | 365 | 3.5695 | 0.14984 | 3 | 0.7193
53638 | 7.54 | 1 | 365 | 8.6262 | 0.27878 | 8 | 0.90497
53661 | 4.94 | 1 | 365 | 5.6516 | 0.32058 | 5 | 0.97222
53642 | 4.08 | 1 | 365 | 4.6677 | 0.34979 | 5 | 0.017542
53664 | 8.06 | 1 | 365 | 9.2211 | 0.47042 | 9 | 0.69152
53667 | 10.455 | 1 | 365 | 11.9611 | 0.95885 | 12 | 0.91995
53669 | 11.73 | 1 | 365 | 13.4198 | 0.88066 | 14 | 0.30043
39411 | 6.24 | 1 | 365 | 7.1389 | 0.29968 | 7 | 0.43859
39045 | 7.8 | 1 | 365 | 8.9236 | 0.8746 | 9 | 0.79824
41263 | 8.58 | 1 | 365 | 9.816 | 0.66207 | 10 | 0.47807
42123 | 4.845 | 1 | 365 | 5.543 | 0.10288 | 5 | 0.64583
39287 | 2.08 | 1 | 365 | 2.3796 | 0.76656 | 3 | 0.1462
42903 | 13.26 | 1 | 365 | 15.1702 | 0.38683 | 15 | 0.55701
41898 | 5.2 | 1 | 365 | 5.9491 | 0.9164 | 6 | 0.86549
40851 | 8.32 | 1 | 365 | 9.5185 | 0.066245 | 9 | 0.58479
41906 | 5.2 | 1 | 365 | 5.9491 | 0.9164 | 6 | 0.86549
40413 | 9.1 | 1 | 365 | 10.4109 | 0.85371 | 11 | 0.26462
42274 | 6.5 | 1 | 365 | 7.4364 | 0.8955 | 8 | 0.33187
39726 | 8.32 | 1 | 365 | 9.5185 | 0.066245 | 9 | 0.58479
39343 | 8.32 | 1 | 365 | 9.5185 | 0.066245 | 9 | 0.58479
40019 | 4.42 | 1 | 365 | 5.0567 | 0.12894 | 5 | 0.18567
45042 | 5.3 | 1 | 365 | 6.0635 | 0.14556 | 6 | 0.20906
40234 | 4.94 | 1 | 365 | 5.6516 | 0.32058 | 5 | 0.97222
37608 | 11.18 | 1 | 365 | 12.7905 | 0.62027 | 13 | 0.41081
45646 | 2.6 | 1 | 365 | 2.9745 | 0.9582 | 3 | 0.93275
39998 | 2.16 | 1 | 365 | 2.4712 | 0.94989 | 3 | 0.42105
40730 | 8.32 | 1 | 365 | 9.5185 | 0.066245 | 9 | 0.58479
46234 | 9.36 | 1 | 365 | 10.7084 | 0.44953 | 11 | 0.15789
33067 | 9.88 | 1 | 365 | 11.3033 | 0.64117 | 11 | 0.94444
45462 | 4.68 | 1 | 365 | 5.3542 | 0.72476 | 6 | 0.078945
47628 | 4.68 | 1 | 365 | 5.3542 | 0.72476 | 6 | 0.078945
54579 | 5.67 | 1 | 365 | 6.4868 | 0.99346 | 7 | 0.48026
54561 | 7.65 | 1 | 365 | 8.752 | 0.53086 | 9 | 0.28289
54545 | 9.45 | 1 | 365 | 10.8113 | 0.65577 | 11 | 0.4671
54539 | 12.6 | 1 | 365 | 14.4151 | 0.87436 | 15 | 0.28947
54538 | 8.829 | 1 | 365 | 10.1009 | 0.23268 | 10 | 0.33355
54531 | 9.6 | 1 | 365 | 10.9829 | 0.99951 | 11 | 0.98245
54528 | 5.865 | 1 | 365 | 6.7099 | 0.44033 | 7 | 0.15022
41423 | 3.64 | 1 | 365 | 4.1644 | 0.34148 | 4 | 0.50585
54526 | 8.41 | 1 | 365 | 9.6215 | 0.27249 | 9 | 0.894
38700 | 6.63 | 1 | 365 | 7.5851 | 0.19341 | 7 | 0.77851
54518 | 6.885 | 1 | 365 | 7.8768 | 0.77778 | 8 | 0.6546
54517 | 3.15 | 1 | 365 | 3.6038 | 0.21859 | 3 | 0.82237
39237 | 4.94 | 1 | 365 | 5.6516 | 0.32058 | 5 | 0.97222
54349 | 11.52 | 1 | 365 | 13.1795 | 0.39942 | 13 | 0.57894
54348 | 7.65 | 1 | 365 | 8.752 | 0.53086 | 9 | 0.28289
54288 | 6 | 1 | 365 | 6.8643 | 0.7497 | 7 | 0.61403
54287 | 6.93 | 1 | 365 | 7.9283 | 0.8809 | 8 | 0.80921
45737 | 2.86 | 1 | 365 | 3.272 | 0.55402 | 3 | 0.82602
54286 | 6.24 | 1 | 365 | 7.1389 | 0.29968 | 7 | 0.43859
41796 | 7.02 | 1 | 365 | 8.0313 | 0.087144 | 8 | 0.11842
41750 | 9.36 | 1 | 365 | 10.7084 | 0.44953 | 11 | 0.15789
40635 | 5.46 | 1 | 365 | 6.2465 | 0.51222 | 6 | 0.75877
41711 | 8.58 | 1 | 365 | 9.816 | 0.66207 | 10 | 0.47807
40079 | 14.04 | 1 | 365 | 16.0625 | 0.17429 | 16 | 0.23683
39576 | 10.4 | 1 | 365 | 11.8982 | 0.83281 | 12 | 0.73099
40025 | 5.46 | 1 | 365 | 6.2465 | 0.51222 | 6 | 0.75877
39647 | 5.865 | 1 | 365 | 6.7099 | 0.44033 | 7 | 0.15022
38883 | 14.04 | 1 | 365 | 16.0625 | 0.17429 | 16 | 0.23683
42270 | 5.355 | 1 | 365 | 6.1264 | 0.2716 | 6 | 0.39802
40461 | 10.4 | 1 | 365 | 11.8982 | 0.83281 | 12 | 0.73099
39628 | 13.26 | 1 | 365 | 15.1702 | 0.38683 | 15 | 0.55701
47768 | 9.435 | 1 | 365 | 10.7942 | 0.6214 | 11 | 0.41557
41545 | 4.42 | 1 | 365 | 5.0567 | 0.12894 | 5 | 0.18567
50308 | 8.06 | 1 | 365 | 9.2211 | 0.47042 | 9 | 0.69152
40002 | 10.92 | 1 | 365 | 12.4931 | 0.024447 | 12 | 0.51754
38601 | 7.905 | 1 | 365 | 9.0438 | 0.11522 | 9 | 0.15899
50624 | 5.3 | 1 | 365 | 6.0635 | 0.14556 | 6 | 0.20906
40077 | 11.44 | 1 | 365 | 13.088 | 0.21609 | 13 | 0.30409
43698 | 7.95 | 1 | 365 | 9.0952 | 0.21835 | 9 | 0.31359
38757 | 2.65 | 1 | 365 | 3.0317 | 0.072782 | 3 | 0.10453
40194 | 6.5 | 1 | 365 | 7.4364 | 0.8955 | 8 | 0.33187
42973 | 5.2 | 1 | 365 | 5.9491 | 0.9164 | 6 | 0.86549
42091 | 7.02 | 1 | 365 | 8.0313 | 0.087144 | 8 | 0.11842
41839 | 7.54 | 1 | 365 | 8.6262 | 0.27878 | 8 | 0.90497
50391 | 8.215 | 1 | 365 | 9.3984 | 0.82563 | 10 | 0.22405
42339 | 7.02 | 1 | 365 | 8.0313 | 0.087144 | 8 | 0.11842
38242 | 5.2 | 1 | 365 | 5.9491 | 0.9164 | 6 | 0.86549
40571 | 15.86 | 1 | 365 | 18.1447 | 0.34503 | 18 | 0.48976
39023 | 4.59 | 1 | 365 | 5.2512 | 0.51852 | 5 | 0.76973
39235 | 2.86 | 1 | 365 | 3.272 | 0.55402 | 3 | 0.82602
41506 | 3.06 | 1 | 365 | 3.5008 | 0.012345 | 3 | 0.51316
40150 | 8.67 | 1 | 365 | 9.919 | 0.86831 | 10 | 0.78728
41948 | 9.275 | 1 | 365 | 10.6111 | 0.25474 | 10 | 0.86586
41852 | 3.975 | 1 | 365 | 4.5476 | 0.10917 | 4 | 0.6568
39511 | 6.76 | 1 | 365 | 7.7338 | 0.49132 | 8 | 0.22514
43019 | 7.905 | 1 | 365 | 9.0438 | 0.11522 | 9 | 0.15899
43131 | 19.38 | 1 | 365 | 22.1718 | 0.41152 | 22 | 0.58332
50519 | 10.71 | 1 | 365 | 12.2528 | 0.54321 | 12 | 0.79605
39238 | 11.96 | 1 | 365 | 13.6829 | 0.40773 | 14 | 0.090637
37985 | 9.1 | 1 | 365 | 10.4109 | 0.85371 | 11 | 0.26462
53203 | 6.375 | 1 | 365 | 7.2934 | 0.60905 | 7 | 0.90241
53208 | 2.805 | 1 | 365 | 3.2091 | 0.42798 | 3 | 0.63706
53248 | 4.59 | 1 | 365 | 5.2512 | 0.51852 | 5 | 0.76973
53182 | 5.2 | 1 | 365 | 5.9491 | 0.9164 | 6 | 0.86549
41741 | 3.445 | 1 | 365 | 3.9413 | 0.89462 | 4 | 0.83589
53271 | 7.14 | 1 | 365 | 8.1686 | 0.36214 | 8 | 0.5307
40995 | 3.64 | 1 | 365 | 4.1644 | 0.34148 | 4 | 0.50585
39035 | 14.04 | 1 | 365 | 16.0625 | 0.17429 | 16 | 0.23683
41339 | 13.52 | 1 | 365 | 15.4676 | 0.98265 | 16 | 0.45029
40458 | 2.08 | 1 | 365 | 2.3796 | 0.76656 | 3 | 0.1462
45311 | 4.68 | 1 | 365 | 5.3542 | 0.72476 | 6 | 0.078945
41617 | 4.16 | 1 | 365 | 4.7593 | 0.53312 | 5 | 0.2924
42478 | 14.025 | 1 | 365 | 16.0454 | 0.13991 | 16 | 0.1853
40724 | 10.4 | 1 | 365 | 11.8982 | 0.83281 | 12 | 0.73099
38173 | 8.32 | 1 | 365 | 9.5185 | 0.066245 | 9 | 0.58479
38931 | 7.8 | 1 | 365 | 8.9236 | 0.8746 | 9 | 0.79824
43634 | 3.57 | 1 | 365 | 4.0843 | 0.18107 | 4 | 0.26535
42944 | 6.63 | 1 | 365 | 7.5851 | 0.19341 | 7 | 0.77851
41655 | 9.1 | 1 | 365 | 10.4109 | 0.85371 | 11 | 0.26462
43300 | 10.4 | 1 | 365 | 11.8982 | 0.83281 | 12 | 0.73099
40144 | 10.66 | 1 | 365 | 12.1956 | 0.42863 | 12 | 0.62426
41564 | 3.825 | 1 | 365 | 4.376 | 0.76543 | 5 | 0.14145
38741 | 10.66 | 1 | 365 | 12.1956 | 0.42863 | 12 | 0.62426
43288 | 4.32 | 1 | 365 | 4.9423 | 0.89978 | 5 | 0.8421
40177 | 8.84 | 1 | 365 | 10.1135 | 0.25789 | 10 | 0.37134
39434 | 5.72 | 1 | 365 | 6.544 | 0.10804 | 6 | 0.65204
38554 | 8.37 | 1 | 365 | 9.5757 | 0.18083 | 9 | 0.75657
43323 | 7.14 | 1 | 365 | 8.1686 | 0.36214 | 8 | 0.5307
41761 | 2.86 | 1 | 365 | 3.272 | 0.55402 | 3 | 0.82602
41644 | 6.5 | 1 | 365 | 7.4364 | 0.8955 | 8 | 0.33187
37785 | 2.97 | 1 | 365 | 3.3978 | 0.8061 | 4 | 0.20395
42116 | 6.76 | 1 | 365 | 7.7338 | 0.49132 | 8 | 0.22514
38316 | 6.76 | 1 | 365 | 7.7338 | 0.49132 | 8 | 0.22514
41326 | 5.355 | 1 | 365 | 6.1264 | 0.2716 | 6 | 0.39802
38320 | 11.18 | 1 | 365 | 12.7905 | 0.62027 | 13 | 0.41081
41170 | 4.59 | 1 | 365 | 5.2512 | 0.51852 | 5 | 0.76973
45120 | 2.86 | 1 | 365 | 3.272 | 0.55402 | 3 | 0.82602
39017 | 5.355 | 1 | 365 | 6.1264 | 0.2716 | 6 | 0.39802
38832 | 11.96 | 1 | 365 | 13.6829 | 0.40773 | 14 | 0.090637
41628 | 7.8 | 1 | 365 | 8.9236 | 0.8746 | 9 | 0.79824
41013 | 12.22 | 1 | 365 | 13.9804 | 0.0035475 | 13 | 0.98391
41868 | 3.825 | 1 | 365 | 4.376 | 0.76543 | 5 | 0.14145
50458 | 7.28 | 1 | 365 | 8.3287 | 0.68296 | 9 | 0.011692
42032 | 7.54 | 1 | 365 | 8.6262 | 0.27878 | 8 | 0.90497
37578 | 8.06 | 1 | 365 | 9.2211 | 0.47042 | 9 | 0.69152
42601 | 7.685 | 1 | 365 | 8.7921 | 0.61107 | 9 | 0.40314
38166 | 3.38 | 1 | 365 | 3.8669 | 0.74566 | 4 | 0.61257
40694 | 11.18 | 1 | 365 | 12.7905 | 0.62027 | 13 | 0.41081
47381 | 3.64 | 1 | 365 | 4.1644 | 0.34148 | 4 | 0.50585
46601 | 5.98 | 1 | 365 | 6.8415 | 0.70386 | 7 | 0.54532
39178 | 6.24 | 1 | 365 | 7.1389 | 0.29968 | 7 | 0.43859
38912 | 8.58 | 1 | 365 | 9.816 | 0.66207 | 10 | 0.47807
39708 | 9.88 | 1 | 365 | 11.3033 | 0.64117 | 11 | 0.94444
38914 | 5.98 | 1 | 365 | 6.8415 | 0.70386 | 7 | 0.54532
38371 | 6.24 | 1 | 365 | 7.1389 | 0.29968 | 7 | 0.43859
42357 | 5.98 | 1 | 365 | 6.8415 | 0.70386 | 7 | 0.54532
39565 | 5.2 | 1 | 365 | 5.9491 | 0.9164 | 6 | 0.86549
41046 | 7.8 | 1 | 365 | 8.9236 | 0.8746 | 9 | 0.79824
39118 | 5.46 | 1 | 365 | 6.2465 | 0.51222 | 6 | 0.75877
41521 | 7.8 | 1 | 365 | 8.9236 | 0.8746 | 9 | 0.79824
41373 | 8.37 | 1 | 365 | 9.5757 | 0.18083 | 9 | 0.75657
37861 | 5.035 | 1 | 365 | 5.7603 | 0.53829 | 6 | 0.29861
41798 | 3.9 | 1 | 365 | 4.4618 | 0.9373 | 5 | 0.39912
40946 | 10.66 | 1 | 365 | 12.1956 | 0.42863 | 12 | 0.62426
40707 | 8.84 | 1 | 365 | 10.1135 | 0.25789 | 10 | 0.37134
47446 | 12.19 | 1 | 365 | 13.946 | 0.9348 | 14 | 0.88084
41951 | 9.88 | 1 | 365 | 11.3033 | 0.64117 | 11 | 0.94444
41789 | 3.57 | 1 | 365 | 4.0843 | 0.18107 | 4 | 0.26535
41269 | 5.2 | 1 | 365 | 5.9491 | 0.9164 | 6 | 0.86549
43820 | 11.395 | 1 | 365 | 13.0365 | 0.11296 | 13 | 0.14948
38907 | 6.63 | 1 | 365 | 7.5851 | 0.19341 | 7 | 0.77851
42363 | 4.845 | 1 | 365 | 5.543 | 0.10288 | 5 | 0.64583
38314 | 9.36 | 1 | 365 | 10.7084 | 0.44953 | 11 | 0.15789
41544 | 5.3 | 1 | 365 | 6.0635 | 0.14556 | 6 | 0.20906
43746 | 13.26 | 1 | 365 | 15.1702 | 0.38683 | 15 | 0.55701
46019 | 14.82 | 1 | 365 | 16.9549 | 0.96175 | 17 | 0.91666
50292 | 10.6 | 1 | 365 | 12.127 | 0.29113 | 12 | 0.41812
47501 | 3.315 | 1 | 365 | 3.7925 | 0.59671 | 4 | 0.38925
42487 | 3.64 | 1 | 365 | 4.1644 | 0.34148 | 4 | 0.50585
41686 | 3.9 | 1 | 365 | 4.4618 | 0.9373 | 5 | 0.39912
37877 | 13.78 | 1 | 365 | 15.7651 | 0.57847 | 16 | 0.34356
41732 | 9.62 | 1 | 365 | 11.0058 | 0.045346 | 11 | 0.051165
38724 | 6.76 | 1 | 365 | 7.7338 | 0.49132 | 8 | 0.22514
39586 | 9.36 | 1 | 365 | 10.7084 | 0.44953 | 11 | 0.15789
40863 | 5.865 | 1 | 365 | 6.7099 | 0.44033 | 7 | 0.15022
50213 | 4.335 | 1 | 365 | 4.9595 | 0.93416 | 5 | 0.89364
41025 | 12.455 | 1 | 365 | 14.2492 | 0.54208 | 14 | 0.79129
50310 | 8.84 | 1 | 365 | 10.1135 | 0.25789 | 10 | 0.37134
43709 | 2.08 | 1 | 365 | 2.3796 | 0.76656 | 3 | 0.1462
39709 | 2.295 | 1 | 365 | 2.6256 | 0.25926 | 2 | 0.88487
45359 | 7.8 | 1 | 365 | 8.9236 | 0.8746 | 9 | 0.79824
39520 | 5.72 | 1 | 365 | 6.544 | 0.10804 | 6 | 0.65204
42984 | 8.84 | 1 | 365 | 10.1135 | 0.25789 | 10 | 0.37134
46003 | 4.42 | 1 | 365 | 5.0567 | 0.12894 | 5 | 0.18567
41551 | 13.5 | 1 | 365 | 15.4448 | 0.93682 | 16 | 0.38157
38003 | 2.6 | 1 | 365 | 2.9745 | 0.9582 | 3 | 0.93275
40752 | 5.46 | 1 | 365 | 6.2465 | 0.51222 | 6 | 0.75877
41831 | 11.7 | 1 | 365 | 13.3855 | 0.81191 | 14 | 0.19736
43295 | 4.68 | 1 | 365 | 5.3542 | 0.72476 | 6 | 0.078945
41385 | 4.08 | 1 | 365 | 4.6677 | 0.34979 | 5 | 0.017542
39957 | 2.805 | 1 | 365 | 3.2091 | 0.42798 | 3 | 0.63706
40411 | 3.12 | 1 | 365 | 3.5695 | 0.14984 | 3 | 0.7193
39424 | 12.19 | 1 | 365 | 13.946 | 0.9348 | 14 | 0.88084
40261 | 7.8 | 1 | 365 | 8.9236 | 0.8746 | 9 | 0.79824
41872 | 4.16 | 1 | 365 | 4.7593 | 0.53312 | 5 | 0.2924
39053 | 12.48 | 1 | 365 | 14.2778 | 0.59937 | 14 | 0.87719
40197 | 4.94 | 1 | 365 | 5.6516 | 0.32058 | 5 | 0.97222
37591 | 8.32 | 1 | 365 | 9.5185 | 0.066245 | 9 | 0.58479
40021 | 3.9 | 1 | 365 | 4.4618 | 0.9373 | 5 | 0.39912
39572 | 2.08 | 1 | 365 | 2.3796 | 0.76656 | 3 | 0.1462
40169 | 10.2 | 1 | 365 | 11.6694 | 0.37448 | 12 | 0.043854
45725 | 3.315 | 1 | 365 | 3.7925 | 0.59671 | 4 | 0.38925
41150 | 11.7 | 1 | 365 | 13.3855 | 0.81191 | 14 | 0.19736
45732 | 3.06 | 1 | 365 | 3.5008 | 0.012345 | 3 | 0.51316
42124 | 9.88 | 1 | 365 | 11.3033 | 0.64117 | 11 | 0.94444
41561 | 8.06 | 1 | 365 | 9.2211 | 0.47042 | 9 | 0.69152
45395 | 9.36 | 1 | 365 | 10.7084 | 0.44953 | 11 | 0.15789
39187 | 3.9 | 1 | 365 | 4.4618 | 0.9373 | 5 | 0.39912
39591 | 2.34 | 1 | 365 | 2.6771 | 0.36238 | 3 | 0.039472
38049 | 10.455 | 1 | 365 | 11.9611 | 0.95885 | 12 | 0.91995
40748 | 8.48 | 1 | 365 | 9.7016 | 0.4329 | 10 | 0.1345
38066 | 7.54 | 1 | 365 | 8.6262 | 0.27878 | 8 | 0.90497
39427 | 9.18 | 1 | 365 | 10.5024 | 0.037035 | 10 | 0.53947
43183 | 14.535 | 1 | 365 | 16.6289 | 0.30864 | 16 | 0.93749
42043 | 7.02 | 1 | 365 | 8.0313 | 0.087144 | 8 | 0.11842
39494 | 6.5 | 1 | 365 | 7.4364 | 0.8955 | 8 | 0.33187
37730 | 7.395 | 1 | 365 | 8.4603 | 0.9465 | 9 | 0.40679
37595 | 9.62 | 1 | 365 | 11.0058 | 0.045346 | 11 | 0.051165
41445 | 7.54 | 1 | 365 | 8.6262 | 0.27878 | 8 | 0.90497
40145 | 6.24 | 1 | 365 | 7.1389 | 0.29968 | 7 | 0.43859
39319 | 7.905 | 1 | 365 | 9.0438 | 0.11522 | 9 | 0.15899
50722 | 12.74 | 1 | 365 | 14.5753 | 0.19519 | 14 | 0.77046
45036 | 5.335 | 1 | 365 | 6.1035 | 0.22577 | 6 | 0.32931
43757 | 5.72 | 1 | 365 | 6.544 | 0.10804 | 6 | 0.65204
43271 | 5.67 | 1 | 365 | 6.4868 | 0.99346 | 7 | 0.48026
39725 | 11.18 | 1 | 365 | 12.7905 | 0.62027 | 13 | 0.41081
39150 | 10.455 | 1 | 365 | 11.9611 | 0.95885 | 12 | 0.91995
40090 | 7.02 | 1 | 365 | 8.0313 | 0.087144 | 8 | 0.11842
40630 | 5.1 | 1 | 365 | 5.8347 | 0.68724 | 6 | 0.52193
40162 | 2.6 | 1 | 365 | 2.9745 | 0.9582 | 3 | 0.93275
40849 | 4.42 | 1 | 365 | 5.0567 | 0.12894 | 5 | 0.18567
37908 | 12.22 | 1 | 365 | 13.9804 | 0.0035475 | 13 | 0.98391
39600 | 6.095 | 1 | 365 | 6.973 | 0.9674 | 7 | 0.94042
40624 | 13.52 | 1 | 365 | 15.4676 | 0.98265 | 16 | 0.45029
39638 | 6.76 | 1 | 365 | 7.7338 | 0.49132 | 8 | 0.22514
45902 | 7.54 | 1 | 365 | 8.6262 | 0.27878 | 8 | 0.90497
41364 | 4.68 | 1 | 365 | 5.3542 | 0.72476 | 6 | 0.078945
42991 | 3.64 | 1 | 365 | 4.1644 | 0.34148 | 4 | 0.50585
39655 | 4.94 | 1 | 365 | 5.6516 | 0.32058 | 5 | 0.97222
39599 | 10.4 | 1 | 365 | 11.8982 | 0.83281 | 12 | 0.73099
39685 | 10.92 | 1 | 365 | 12.4931 | 0.024447 | 12 | 0.51754
39646 | 10.4 | 1 | 365 | 11.8982 | 0.83281 | 12 | 0.73099
45180 | 10.66 | 1 | 365 | 12.1956 | 0.42863 | 12 | 0.62426
45056 | 10.2 | 1 | 365 | 11.6694 | 0.37448 | 12 | 0.043854
38372 | 8.06 | 1 | 365 | 9.2211 | 0.47042 | 9 | 0.69152
39693 | 7.54 | 1 | 365 | 8.6262 | 0.27878 | 8 | 0.90497
39948 | 13.26 | 1 | 365 | 15.1702 | 0.38683 | 15 | 0.55701
40399 | 14.82 | 1 | 365 | 16.9549 | 0.96175 | 17 | 0.91666
45507 | 3.64 | 1 | 365 | 4.1644 | 0.34148 | 4 | 0.50585
38095 | 4.68 | 1 | 365 | 5.3542 | 0.72476 | 6 | 0.078945
40640 | 9.69 | 1 | 365 | 11.0859 | 0.20576 | 11 | 0.29166
39489 | 11.96 | 1 | 365 | 13.6829 | 0.40773 | 14 | 0.090637
39368 | 3.9 | 1 | 365 | 4.4618 | 0.9373 | 5 | 0.39912
48070 | 3.18 | 1 | 365 | 3.6381 | 0.28734 | 3 | 0.92544
39394 | 4.94 | 1 | 365 | 5.6516 | 0.32058 | 5 | 0.97222
41927 | 5.46 | 1 | 365 | 6.2465 | 0.51222 | 6 | 0.75877
40857 | 4.505 | 1 | 365 | 5.154 | 0.32373 | 5 | 0.4777
40248 | 7.905 | 1 | 365 | 9.0438 | 0.11522 | 9 | 0.15899
38294 | 4.68 | 1 | 365 | 5.3542 | 0.72476 | 6 | 0.078945
38823 | 8.32 | 1 | 365 | 9.5185 | 0.066245 | 9 | 0.58479
40425 | 13.26 | 1 | 365 | 15.1702 | 0.38683 | 15 | 0.55701
38416 | 5.67 | 1 | 365 | 6.4868 | 0.99346 | 7 | 0.48026
38363 | 5.94 | 1 | 365 | 6.7957 | 0.6122 | 7 | 0.40789
38270 | 6.76 | 1 | 365 | 7.7338 | 0.49132 | 8 | 0.22514
45799 | 7.685 | 1 | 365 | 8.7921 | 0.61107 | 9 | 0.40314
38335 | 4.42 | 1 | 365 | 5.0567 | 0.12894 | 5 | 0.18567
52693 | 7.02 | 1 | 365 | 8.0313 | 0.087144 | 8 | 0.11842
40045 | 5.2 | 1 | 365 | 5.9491 | 0.9164 | 6 | 0.86549
40629 | 14.04 | 1 | 365 | 16.0625 | 0.17429 | 16 | 0.23683
40370 | 4.16 | 1 | 365 | 4.7593 | 0.53312 | 5 | 0.2924
38611 | 7.54 | 1 | 365 | 8.6262 | 0.27878 | 8 | 0.90497
38952 | 4.94 | 1 | 365 | 5.6516 | 0.32058 | 5 | 0.97222
46562 | 6.76 | 1 | 365 | 7.7338 | 0.49132 | 8 | 0.22514
39381 | 12.48 | 1 | 365 | 14.2778 | 0.59937 | 14 | 0.87719
52602 | 4.59 | 1 | 365 | 5.2512 | 0.51852 | 5 | 0.76973
41534 | 14.045 | 1 | 365 | 16.0683 | 0.18575 | 16 | 0.25401
40100 | 7.28 | 1 | 365 | 8.3287 | 0.68296 | 9 | 0.011692
40829 | 11.7 | 1 | 365 | 13.3855 | 0.81191 | 14 | 0.19736
39654 | 14.04 | 1 | 365 | 16.0625 | 0.17429 | 16 | 0.23683
45616 | 4.94 | 1 | 365 | 5.6516 | 0.32058 | 5 | 0.97222
40763 | 2.34 | 1 | 365 | 2.6771 | 0.36238 | 3 | 0.039472
48079 | 11.73 | 1 | 365 | 13.4198 | 0.88066 | 14 | 0.30043
43597 | 8.32 | 1 | 365 | 9.5185 | 0.066245 | 9 | 0.58479
41935 | 8.84 | 1 | 365 | 10.1135 | 0.25789 | 10 | 0.37134
39959 | 12.74 | 1 | 365 | 14.5753 | 0.19519 | 14 | 0.77046
43603 | 10.92 | 1 | 365 | 12.4931 | 0.024447 | 12 | 0.51754
37714 | 8.84 | 1 | 365 | 10.1135 | 0.25789 | 10 | 0.37134
42279 | 17.94 | 1 | 365 | 20.5244 | 0.11159 | 20 | 0.63596
45940 | 6.63 | 1 | 365 | 7.5851 | 0.19341 | 7 | 0.77851
42421 | 12.74 | 1 | 365 | 14.5753 | 0.19519 | 14 | 0.77046
45496 | 4.335 | 1 | 365 | 4.9595 | 0.93416 | 5 | 0.89364
39953 | 3.315 | 1 | 365 | 3.7925 | 0.59671 | 4 | 0.38925
41124 | 8.16 | 1 | 365 | 9.3355 | 0.69959 | 10 | 0.035084
41448 | 3.9 | 1 | 365 | 4.4618 | 0.9373 | 5 | 0.39912
40609 | 11.18 | 1 | 365 | 12.7905 | 0.62027 | 13 | 0.41081
39052 | 6.375 | 1 | 365 | 7.2934 | 0.60905 | 7 | 0.90241
45521 | 9.1 | 1 | 365 | 10.4109 | 0.85371 | 11 | 0.26462
43679 | 4.94 | 1 | 365 | 5.6516 | 0.32058 | 5 | 0.97222
41771 | 9.18 | 1 | 365 | 10.5024 | 0.037035 | 10 | 0.53947
43128 | 7.8 | 1 | 365 | 8.9236 | 0.8746 | 9 | 0.79824
38944 | 6.24 | 1 | 365 | 7.1389 | 0.29968 | 7 | 0.43859
45747 | 13.78 | 1 | 365 | 15.7651 | 0.57847 | 16 | 0.34356
39560 | 7.65 | 1 | 365 | 8.752 | 0.53086 | 9 | 0.28289
46154 | 8.32 | 1 | 365 | 9.5185 | 0.066245 | 9 | 0.58479
50594 | 7.65 | 1 | 365 | 8.752 | 0.53086 | 9 | 0.28289
50466 | 9.62 | 1 | 365 | 11.0058 | 0.045346 | 11 | 0.051165
41390 | 8.67 | 1 | 365 | 9.919 | 0.86831 | 10 | 0.78728
45075 | 6.63 | 1 | 365 | 7.5851 | 0.19341 | 7 | 0.77851
41721 | 6.24 | 1 | 365 | 7.1389 | 0.29968 | 7 | 0.43859
39398 | 4.42 | 1 | 365 | 5.0567 | 0.12894 | 5 | 0.18567
47937 | 3.315 | 1 | 365 | 3.7925 | 0.59671 | 4 | 0.38925
48431 | 14.045 | 1 | 365 | 16.0683 | 0.18575 | 16 | 0.25401
41270 | 11.13 | 1 | 365 | 12.7333 | 0.50569 | 13 | 0.23903
43181 | 4.08 | 1 | 365 | 4.6677 | 0.34979 | 5 | 0.017542
40956 | 10.92 | 1 | 365 | 12.4931 | 0.024447 | 12 | 0.51754
41228 | 3.06 | 1 | 365 | 3.5008 | 0.012345 | 3 | 0.51316
48368 | 9.62 | 1 | 365 | 11.0058 | 0.045346 | 11 | 0.051165
40080 | 8.32 | 1 | 365 | 9.5185 | 0.066245 | 9 | 0.58479
43678 | 7.02 | 1 | 365 | 8.0313 | 0.087144 | 8 | 0.11842
40813 | 12.19 | 1 | 365 | 13.946 | 0.9348 | 14 | 0.88084
39567 | 8.84 | 1 | 365 | 10.1135 | 0.25789 | 10 | 0.37134
42118 | 5.72 | 1 | 365 | 6.544 | 0.10804 | 6 | 0.65204
50524 | 13.78 | 1 | 365 | 15.7651 | 0.57847 | 16 | 0.34356
39596 | 6.24 | 1 | 365 | 7.1389 | 0.29968 | 7 | 0.43859
39340 | 6.24 | 1 | 365 | 7.1389 | 0.29968 | 7 | 0.43859
39493 | 12.48 | 1 | 365 | 14.2778 | 0.59937 | 14 | 0.87719
39680 | 3.12 | 1 | 365 | 3.5695 | 0.14984 | 3 | 0.7193
40978 | 11.73 | 1 | 365 | 13.4198 | 0.88066 | 14 | 0.30043
41571 | 6.76 | 1 | 365 | 7.7338 | 0.49132 | 8 | 0.22514
38352 | 3.9 | 1 | 365 | 4.4618 | 0.9373 | 5 | 0.39912
40270 | 15.86 | 1 | 365 | 18.1447 | 0.34503 | 18 | 0.48976
42206 | 9.1 | 1 | 365 | 10.4109 | 0.85371 | 11 | 0.26462
40804 | 19.875 | 1 | 365 | 22.7381 | 0.54587 | 23 | 0.28398
43760 | 8.06 | 1 | 365 | 9.2211 | 0.47042 | 9 | 0.69152
40108 | 6.76 | 1 | 365 | 7.7338 | 0.49132 | 8 | 0.22514
50628 | 18.46 | 1 | 365 | 21.1193 | 0.30323 | 21 | 0.42251
38895 | 8.06 | 1 | 365 | 9.2211 | 0.47042 | 9 | 0.69152
43767 | 3.57 | 1 | 365 | 4.0843 | 0.18107 | 4 | 0.26535
40101 | 7.8 | 1 | 365 | 8.9236 | 0.8746 | 9 | 0.79824
39359 | 12.74 | 1 | 365 | 14.5753 | 0.19519 | 14 | 0.77046
47912 | 10.965 | 1 | 365 | 12.5446 | 0.12757 | 12 | 0.67214
39015 | 2.34 | 1 | 365 | 2.6771 | 0.36238 | 3 | 0.039472
50315 | 4.59 | 1 | 365 | 5.2512 | 0.51852 | 5 | 0.76973
38822 | 8.58 | 1 | 365 | 9.816 | 0.66207 | 10 | 0.47807
37800 | 3.38 | 1 | 365 | 3.8669 | 0.74566 | 4 | 0.61257
39366 | 3.06 | 1 | 365 | 3.5008 | 0.012345 | 3 | 0.51316
40527 | 3.12 | 1 | 365 | 3.5695 | 0.14984 | 3 | 0.7193
41787 | 12.75 | 1 | 365 | 14.5867 | 0.2181 | 14 | 0.80482
40907 | 5.2 | 1 | 365 | 5.9491 | 0.9164 | 6 | 0.86549
41215 | 8.32 | 1 | 365 | 9.5185 | 0.066245 | 9 | 0.58479
40641 | 4.16 | 1 | 365 | 4.7593 | 0.53312 | 5 | 0.2924
40633 | 9.1 | 1 | 365 | 10.4109 | 0.85371 | 11 | 0.26462
38968 | 9.88 | 1 | 365 | 11.3033 | 0.64117 | 11 | 0.94444
39063 | 7.8 | 1 | 365 | 8.9236 | 0.8746 | 9 | 0.79824
39495 | 5.72 | 1 | 365 | 6.544 | 0.10804 | 6 | 0.65204
39248 | 9.36 | 1 | 365 | 10.7084 | 0.44953 | 11 | 0.15789
41275 | 5.2 | 1 | 365 | 5.9491 | 0.9164 | 6 | 0.86549
40192 | 5.98 | 1 | 365 | 6.8415 | 0.70386 | 7 | 0.54532
40138 | 5.2 | 1 | 365 | 5.9491 | 0.9164 | 6 | 0.86549
38531 | 4.94 | 1 | 365 | 5.6516 | 0.32058 | 5 | 0.97222
42583 | 16.38 | 1 | 365 | 18.7396 | 0.53667 | 19 | 0.27631
38921 | 5.98 | 1 | 365 | 6.8415 | 0.70386 | 7 | 0.54532
38390 | 3.9 | 1 | 365 | 4.4618 | 0.9373 | 5 | 0.39912
39180 | 4.16 | 1 | 365 | 4.7593 | 0.53312 | 5 | 0.2924
43153 | 4.59 | 1 | 365 | 5.2512 | 0.51852 | 5 | 0.76973
45775 | 6.885 | 1 | 365 | 7.8768 | 0.77778 | 8 | 0.6546
40015 | 9.36 | 1 | 365 | 10.7084 | 0.44953 | 11 | 0.15789
39090 | 6.76 | 1 | 365 | 7.7338 | 0.49132 | 8 | 0.22514
41515 | 3.12 | 1 | 365 | 3.5695 | 0.14984 | 3 | 0.7193
45072 | 4.845 | 1 | 365 | 5.543 | 0.10288 | 5 | 0.64583
41054 | 2.86 | 1 | 365 | 3.272 | 0.55402 | 3 | 0.82602
42359 | 5.2 | 1 | 365 | 5.9491 | 0.9164 | 6 | 0.86549
39402 | 10.66 | 1 | 365 | 12.1956 | 0.42863 | 12 | 0.62426
40147 | 8.84 | 1 | 365 | 10.1135 | 0.25789 | 10 | 0.37134
45655 | 4.68 | 1 | 365 | 5.3542 | 0.72476 | 6 | 0.078945
41130 | 8.32 | 1 | 365 | 9.5185 | 0.066245 | 9 | 0.58479
45151 | 5.83 | 1 | 365 | 6.6698 | 0.36012 | 7 | 0.029968
41015 | 6.24 | 1 | 365 | 7.1389 | 0.29968 | 7 | 0.43859
43801 | 3.06 | 1 | 365 | 3.5008 | 0.012345 | 3 | 0.51316
41157 | 14.04 | 1 | 365 | 16.0625 | 0.17429 | 16 | 0.23683
40877 | 5.67 | 1 | 365 | 6.4868 | 0.99346 | 7 | 0.48026
46164 | 10.71 | 1 | 365 | 12.2528 | 0.54321 | 12 | 0.79605
40760 | 14.56 | 1 | 365 | 16.6575 | 0.36593 | 17 | 0.023384
43747 | 11.18 | 1 | 365 | 12.7905 | 0.62027 | 13 | 0.41081
50626 | 3.64 | 1 | 365 | 4.1644 | 0.34148 | 4 | 0.50585
40057 | 13 | 1 | 365 | 14.8727 | 0.79101 | 15 | 0.66374
41697 | 12.48 | 1 | 365 | 14.2778 | 0.59937 | 14 | 0.87719
39385 | 10.14 | 1 | 365 | 11.6007 | 0.23699 | 11 | 0.83771
47906 | 12.72 | 1 | 365 | 14.5524 | 0.14936 | 14 | 0.70175
50538 | 9.88 | 1 | 365 | 11.3033 | 0.64117 | 11 | 0.94444
41548 | 4.59 | 1 | 365 | 5.2512 | 0.51852 | 5 | 0.76973
39246 | 6.24 | 1 | 365 | 7.1389 | 0.29968 | 7 | 0.43859
45722 | 4.68 | 1 | 365 | 5.3542 | 0.72476 | 6 | 0.078945
45455 | 6.885 | 1 | 365 | 7.8768 | 0.77778 | 8 | 0.6546
40632 | 12.495 | 1 | 365 | 14.295 | 0.63374 | 14 | 0.92872
50321 | 7.02 | 1 | 365 | 8.0313 | 0.087144 | 8 | 0.11842
50342 | 4.335 | 1 | 365 | 4.9595 | 0.93416 | 5 | 0.89364
39432 | 5.2 | 1 | 365 | 5.9491 | 0.9164 | 6 | 0.86549
41762 | 4.59 | 1 | 365 | 5.2512 | 0.51852 | 5 | 0.76973
39557 | 11.7 | 1 | 365 | 13.3855 | 0.81191 | 14 | 0.19736
41720 | 6.12 | 1 | 365 | 7.0016 | 0.02469 | 7 | 0.026313
42007 | 7.65 | 1 | 365 | 8.752 | 0.53086 | 9 | 0.28289
42065 | 8.06 | 1 | 365 | 9.2211 | 0.47042 | 9 | 0.69152
41297 | 4.68 | 1 | 365 | 5.3542 | 0.72476 | 6 | 0.078945
41986 | 5.2 | 1 | 365 | 5.9491 | 0.9164 | 6 | 0.86549
47477 | 5.72 | 1 | 365 | 6.544 | 0.10804 | 6 | 0.65204
38217 | 10.14 | 1 | 365 | 11.6007 | 0.23699 | 11 | 0.83771
40131 | 3.38 | 1 | 365 | 3.8669 | 0.74566 | 4 | 0.61257
39138 | 13.78 | 1 | 365 | 15.7651 | 0.57847 | 16 | 0.34356
39055 | 10.71 | 1 | 365 | 12.2528 | 0.54321 | 12 | 0.79605
45382 | 7.28 | 1 | 365 | 8.3287 | 0.68296 | 9 | 0.011692
38716 | 2.6 | 1 | 365 | 2.9745 | 0.9582 | 3 | 0.93275
39233 | 10.14 | 1 | 365 | 11.6007 | 0.23699 | 11 | 0.83771
39451 | 13.52 | 1 | 365 | 15.4676 | 0.98265 | 16 | 0.45029
45658 | 21 | 1 | 365 | 24.0252 | 0.12394 | 24 | 0.14911
39267 | 12.19 | 1 | 365 | 13.946 | 0.9348 | 14 | 0.88084
39390 | 7.02 | 1 | 365 | 8.0313 | 0.087144 | 8 | 0.11842
45342 | 6.12 | 1 | 365 | 7.0016 | 0.02469 | 7 | 0.026313
41873 | 4.68 | 1 | 365 | 5.3542 | 0.72476 | 6 | 0.078945
43348 | 5.61 | 1 | 365 | 6.4182 | 0.85597 | 7 | 0.27412
39529 | 4.94 | 1 | 365 | 5.6516 | 0.32058 | 5 | 0.97222
45360 | 4.335 | 1 | 365 | 4.9595 | 0.93416 | 5 | 0.89364
45891 | 7.395 | 1 | 365 | 8.4603 | 0.9465 | 9 | 0.40679
37832 | 5.2 | 1 | 365 | 5.9491 | 0.9164 | 6 | 0.86549
39113 | 3.9 | 1 | 365 | 4.4618 | 0.9373 | 5 | 0.39912
42234 | 10.965 | 1 | 365 | 12.5446 | 0.12757 | 12 | 0.67214
39291 | 9.1 | 1 | 365 | 10.4109 | 0.85371 | 11 | 0.26462
42053 | 8.58 | 1 | 365 | 9.816 | 0.66207 | 10 | 0.47807
41979 | 6.5 | 1 | 365 | 7.4364 | 0.8955 | 8 | 0.33187
41399 | 7.28 | 1 | 365 | 8.3287 | 0.68296 | 9 | 0.011692
40971 | 3.38 | 1 | 365 | 3.8669 | 0.74566 | 4 | 0.61257
45695 | 8.16 | 1 | 365 | 9.3355 | 0.69959 | 10 | 0.035084
40167 | 8.06 | 1 | 365 | 9.2211 | 0.47042 | 9 | 0.69152
40352 | 8.84 | 1 | 365 | 10.1135 | 0.25789 | 10 | 0.37134
50694 | 5.2 | 1 | 365 | 5.9491 | 0.9164 | 6 | 0.86549
50486 | 4.335 | 1 | 365 | 4.9595 | 0.93416 | 5 | 0.89364
39331 | 4.505 | 1 | 365 | 5.154 | 0.32373 | 5 | 0.4777
39507 | 5.46 | 1 | 365 | 6.2465 | 0.51222 | 6 | 0.75877
41557 | 9.88 | 1 | 365 | 11.3033 | 0.64117 | 11 | 0.94444
40072 | 6.76 | 1 | 365 | 7.7338 | 0.49132 | 8 | 0.22514
37891 | 5.98 | 1 | 365 | 6.8415 | 0.70386 | 7 | 0.54532
50244 | 2.65 | 1 | 365 | 3.0317 | 0.072782 | 3 | 0.10453
42419 | 7.8 | 1 | 365 | 8.9236 | 0.8746 | 9 | 0.79824
40820 | 9.36 | 1 | 365 | 10.7084 | 0.44953 | 11 | 0.15789
45376 | 5.72 | 1 | 365 | 6.544 | 0.10804 | 6 | 0.65204
32154 | 7.02 | 1 | 365 | 8.0313 | 0.087144 | 8 | 0.11842
39727 | 9.62 | 1 | 365 | 11.0058 | 0.045346 | 11 | 0.051165
53355 | 3.64 | 1 | 365 | 4.1644 | 0.34148 | 4 | 0.50585
40628 | 3.12 | 1 | 365 | 3.5695 | 0.14984 | 3 | 0.7193
53311 | 10 | 1 | 365 | 11.4406 | 0.91616 | 12 | 0.35672
53423 | 3.12 | 1 | 365 | 3.5695 | 0.14984 | 3 | 0.7193
41319 | 9.88 | 1 | 365 | 11.3033 | 0.64117 | 11 | 0.94444
38120 | 8.58 | 1 | 365 | 9.816 | 0.66207 | 10 | 0.47807
40096 | 9.72 | 1 | 365 | 11.1202 | 0.27451 | 11 | 0.39473
40657 | 8.06 | 1 | 365 | 9.2211 | 0.47042 | 9 | 0.69152
39021 | 13.78 | 1 | 365 | 15.7651 | 0.57847 | 16 | 0.34356
50253 | 6.625 | 1 | 365 | 7.5794 | 0.18196 | 7 | 0.76133
40282 | 9.88 | 1 | 365 | 11.3033 | 0.64117 | 11 | 0.94444
41477 | 2.86 | 1 | 365 | 3.272 | 0.55402 | 3 | 0.82602
56365 | 5.28 | 1 | 365 | 6.0406 | 0.099732 | 6 | 0.14035
45483 | 7.54 | 1 | 365 | 8.6262 | 0.27878 | 8 | 0.90497
39241 | 8.84 | 1 | 365 | 10.1135 | 0.25789 | 10 | 0.37134
34876 | 251.395 | 0.9 | 365 | 258.849 | 0.49072 | 259 | 0.33969
40716 | 4.505 | 1 | 365 | 5.154 | 0.32373 | 5 | 0.4777
49906 | 7.2 | 1 | 365 | 8.2372 | 0.49964 | 8 | 0.73684
49483 | 6.48 | 1 | 365 | 7.4135 | 0.84967 | 8 | 0.26315
50691 | 11.2 | 1 | 365 | 12.8134 | 0.6661 | 13 | 0.47953
54543 | 7.875 | 1 | 365 | 9.0094 | 0.046476 | 9 | 0.055917
54527 | 6.38 | 1 | 365 | 7.2991 | 0.62051 | 7 | 0.91959
46905 | 7.56 | 1 | 365 | 8.6491 | 0.32462 | 8 | 0.97368
43022 | 5.1 | 1 | 365 | 5.8347 | 0.68724 | 6 | 0.52193
50330 | 6.63 | 1 | 365 | 7.5851 | 0.19341 | 7 | 0.77851
42356 | 9.43 | 1 | 365 | 10.7884 | 0.60994 | 11 | 0.39839
39686 | 6.76 | 1 | 365 | 7.7338 | 0.49132 | 8 | 0.22514
37722 | 7.54 | 1 | 365 | 8.6262 | 0.27878 | 8 | 0.90497
43752 | 10.66 | 1 | 365 | 12.1956 | 0.42863 | 12 | 0.62426
40046 | 6.76 | 1 | 365 | 7.7338 | 0.49132 | 8 | 0.22514
48497 | 5.72 | 1 | 365 | 6.544 | 0.10804 | 6 | 0.65204
45705 | 4.42 | 1 | 365 | 5.0567 | 0.12894 | 5 | 0.18567
38884 | 4.68 | 1 | 365 | 5.3542 | 0.72476 | 6 | 0.078945
50445 | 8.16 | 1 | 365 | 9.3355 | 0.69959 | 10 | 0.035084
40474 | 12.74 | 1 | 365 | 14.5753 | 0.19519 | 14 | 0.77046
40051 | 2.6 | 1 | 365 | 2.9745 | 0.9582 | 3 | 0.93275
48384 | 9.945 | 1 | 365 | 11.3776 | 0.79012 | 12 | 0.16776
42028 | 4.16 | 1 | 365 | 4.7593 | 0.53312 | 5 | 0.2924
40588 | 10.92 | 1 | 365 | 12.4931 | 0.024447 | 12 | 0.51754
42256 | 11.18 | 1 | 365 | 12.7905 | 0.62027 | 13 | 0.41081
40216 | 3.57 | 1 | 365 | 4.0843 | 0.18107 | 4 | 0.26535
46219 | 4.335 | 1 | 365 | 4.9595 | 0.93416 | 5 | 0.89364
38661 | 7.28 | 1 | 365 | 8.3287 | 0.68296 | 9 | 0.011692
45391 | 3.9 | 1 | 365 | 4.4618 | 0.9373 | 5 | 0.39912
39508 | 3.825 | 1 | 365 | 4.376 | 0.76543 | 5 | 0.14145
41740 | 6.24 | 1 | 365 | 7.1389 | 0.29968 | 7 | 0.43859
50632 | 2.7 | 1 | 365 | 3.089 | 0.18736 | 3 | 0.27631
39460 | 5.46 | 1 | 365 | 6.2465 | 0.51222 | 6 | 0.75877
40677 | 6.625 | 1 | 365 | 7.5794 | 0.18196 | 7 | 0.76133
41997 | 3.445 | 1 | 365 | 3.9413 | 0.89462 | 4 | 0.83589
40729 | 15.9 | 1 | 365 | 18.1905 | 0.43669 | 18 | 0.62718
39612 | 6.24 | 1 | 365 | 7.1389 | 0.29968 | 7 | 0.43859
40585 | 5.865 | 1 | 365 | 6.7099 | 0.44033 | 7 | 0.15022
40322 | 7.02 | 1 | 365 | 8.0313 | 0.087144 | 8 | 0.11842
41916 | 6.375 | 1 | 365 | 7.2934 | 0.60905 | 7 | 0.90241
45365 | 8.415 | 1 | 365 | 9.6272 | 0.28395 | 9 | 0.91118
38810 | 9.88 | 1 | 365 | 11.3033 | 0.64117 | 11 | 0.94444
48012 | 11.475 | 1 | 365 | 13.128 | 0.29629 | 13 | 0.42434
47560 | 9.1 | 1 | 365 | 10.4109 | 0.85371 | 11 | 0.26462
38802 | 7.42 | 1 | 365 | 8.4889 | 0.0037907 | 8 | 0.49269
45611 | 5.61 | 1 | 365 | 6.4182 | 0.85597 | 7 | 0.27412
38179 | 7.02 | 1 | 365 | 8.0313 | 0.087144 | 8 | 0.11842
48062 | 11.985 | 1 | 365 | 13.7115 | 0.46502 | 14 | 0.17653
48393 | 3.825 | 1 | 365 | 4.376 | 0.76543 | 5 | 0.14145
45299 | 3.38 | 1 | 365 | 3.8669 | 0.74566 | 4 | 0.61257
41573 | 8.32 | 1 | 365 | 9.5185 | 0.066245 | 9 | 0.58479
45651 | 6.24 | 1 | 365 | 7.1389 | 0.29968 | 7 | 0.43859
41569 | 7.02 | 1 | 365 | 8.0313 | 0.087144 | 8 | 0.11842
41491 | 10.4 | 1 | 365 | 11.8982 | 0.83281 | 12 | 0.73099
40049 | 4.59 | 1 | 365 | 5.2512 | 0.51852 | 5 | 0.76973
39540 | 7.8 | 1 | 365 | 8.9236 | 0.8746 | 9 | 0.79824
41656 | 7.14 | 1 | 365 | 8.1686 | 0.36214 | 8 | 0.5307
39634 | 5.2 | 1 | 365 | 5.9491 | 0.9164 | 6 | 0.86549
38177 | 6.24 | 1 | 365 | 7.1389 | 0.29968 | 7 | 0.43859
39404 | 12.48 | 1 | 365 | 14.2778 | 0.59937 | 14 | 0.87719
39159 | 2.04 | 1 | 365 | 2.3339 | 0.6749 | 3 | 0.0087709
43748 | 4.16 | 1 | 365 | 4.7593 | 0.53312 | 5 | 0.2924
45468 | 3.38 | 1 | 365 | 3.8669 | 0.74566 | 4 | 0.61257
39149 | 7.28 | 1 | 365 | 8.3287 | 0.68296 | 9 | 0.011692
39100 | 7.8 | 1 | 365 | 8.9236 | 0.8746 | 9 | 0.79824
43700 | 8.32 | 1 | 365 | 9.5185 | 0.066245 | 9 | 0.58479
39386 | 8.64 | 1 | 365 | 9.8846 | 0.79956 | 10 | 0.68421
41883 | 14.04 | 1 | 365 | 16.0625 | 0.17429 | 16 | 0.23683
41880 | 2.805 | 1 | 365 | 3.2091 | 0.42798 | 3 | 0.63706
53800 | 7.395 | 1 | 365 | 8.4603 | 0.9465 | 9 | 0.40679
40553 | 4.08 | 1 | 365 | 4.6677 | 0.34979 | 5 | 0.017542
53753 | 8.58 | 1 | 365 | 9.816 | 0.66207 | 10 | 0.47807
53875 | 4.08 | 1 | 365 | 4.6677 | 0.34979 | 5 | 0.017542
40314 | 9.1 | 1 | 365 | 10.4109 | 0.85371 | 11 | 0.26462
53879 | 4.08 | 1 | 365 | 4.6677 | 0.34979 | 5 | 0.017542
45003 | 7.155 | 1 | 365 | 8.1857 | 0.39651 | 8 | 0.58223
53883 | 9.435 | 1 | 365 | 10.7942 | 0.6214 | 11 | 0.41557
48376 | 6.63 | 1 | 365 | 7.5851 | 0.19341 | 7 | 0.77851
42042 | 5.72 | 1 | 365 | 6.544 | 0.10804 | 6 | 0.65204
50475 | 4.08 | 1 | 365 | 4.6677 | 0.34979 | 5 | 0.017542
47570 | 11.18 | 1 | 365 | 12.7905 | 0.62027 | 13 | 0.41081
40341 | 4.94 | 1 | 365 | 5.6516 | 0.32058 | 5 | 0.97222
50611 | 5.72 | 1 | 365 | 6.544 | 0.10804 | 6 | 0.65204
40653 | 4.68 | 1 | 365 | 5.3542 | 0.72476 | 6 | 0.078945
53164 | 7.54 | 1 | 365 | 8.6262 | 0.27878 | 8 | 0.90497
42103 | 14.04 | 1 | 365 | 16.0625 | 0.17429 | 16 | 0.23683
46041 | 2.04 | 1 | 365 | 2.3339 | 0.6749 | 3 | 0.0087709
47449 | 5.1 | 1 | 365 | 5.8347 | 0.68724 | 6 | 0.52193
41257 | 14.04 | 1 | 365 | 16.0625 | 0.17429 | 16 | 0.23683
50361 | 3.57 | 1 | 365 | 4.0843 | 0.18107 | 4 | 0.26535
41205 | 7.8 | 1 | 365 | 8.9236 | 0.8746 | 9 | 0.79824
41032 | 7.54 | 1 | 365 | 8.6262 | 0.27878 | 8 | 0.90497
39057 | 12.495 | 1 | 365 | 14.295 | 0.63374 | 14 | 0.92872
45146 | 4.16 | 1 | 365 | 4.7593 | 0.53312 | 5 | 0.2924
45104 | 6.24 | 1 | 365 | 7.1389 | 0.29968 | 7 | 0.43859
43742 | 7.8 | 1 | 365 | 8.9236 | 0.8746 | 9 | 0.79824
43782 | 4.42 | 1 | 365 | 5.0567 | 0.12894 | 5 | 0.18567
38148 | 5.2 | 1 | 365 | 5.9491 | 0.9164 | 6 | 0.86549
39618 | 13.52 | 1 | 365 | 15.4676 | 0.98265 | 16 | 0.45029
42379 | 9.36 | 1 | 365 | 10.7084 | 0.44953 | 11 | 0.15789
39454 | 3.12 | 1 | 365 | 3.5695 | 0.14984 | 3 | 0.7193
39984 | 6.5 | 1 | 365 | 7.4364 | 0.8955 | 8 | 0.33187
45476 | 3.12 | 1 | 365 | 3.5695 | 0.14984 | 3 | 0.7193
39926 | 8.06 | 1 | 365 | 9.2211 | 0.47042 | 9 | 0.69152
40599 | 5.72 | 1 | 365 | 6.544 | 0.10804 | 6 | 0.65204
41408 | 13.52 | 1 | 365 | 15.4676 | 0.98265 | 16 | 0.45029
39636 | 7.02 | 1 | 365 | 8.0313 | 0.087144 | 8 | 0.11842
40163 | 4.86 | 1 | 365 | 5.5601 | 0.13725 | 5 | 0.69737
50302 | 5.2 | 1 | 365 | 5.9491 | 0.9164 | 6 | 0.86549
45297 | 11.44 | 1 | 365 | 13.088 | 0.21609 | 13 | 0.30409
40532 | 11.475 | 1 | 365 | 13.128 | 0.29629 | 13 | 0.42434
41999 | 4.94 | 1 | 365 | 5.6516 | 0.32058 | 5 | 0.97222
51224 | 2.4 | 1 | 365 | 2.7457 | 0.49988 | 3 | 0.24561
41295 | 13.52 | 1 | 365 | 15.4676 | 0.98265 | 16 | 0.45029
42858 | 5.3 | 1 | 365 | 6.0635 | 0.14556 | 6 | 0.20906
50501 | 3.64 | 1 | 365 | 4.1644 | 0.34148 | 4 | 0.50585
43041 | 10.14 | 1 | 365 | 11.6007 | 0.23699 | 11 | 0.83771
39437 | 11.96 | 1 | 365 | 13.6829 | 0.40773 | 14 | 0.090637
39182 | 5.72 | 1 | 365 | 6.544 | 0.10804 | 6 | 0.65204
45993 | 8.67 | 1 | 365 | 9.919 | 0.86831 | 10 | 0.78728
39207 | 4.16 | 1 | 365 | 4.7593 | 0.53312 | 5 | 0.2924
41226 | 4.42 | 1 | 365 | 5.0567 | 0.12894 | 5 | 0.18567
37818 | 3.51 | 1 | 365 | 4.0156 | 0.043572 | 4 | 0.059209
40065 | 2.34 | 1 | 365 | 2.6771 | 0.36238 | 3 | 0.039472
40560 | 13 | 1 | 365 | 14.8727 | 0.79101 | 15 | 0.66374
42259 | 7.6 | 1 | 365 | 8.6948 | 0.41628 | 9 | 0.11111
45717 | 5.35 | 1 | 365 | 6.1207 | 0.26015 | 6 | 0.38085
41822 | 8.06 | 1 | 365 | 9.2211 | 0.47042 | 9 | 0.69152
39691 | 2.6 | 1 | 365 | 2.9745 | 0.9582 | 3 | 0.93275
39257 | 12.48 | 1 | 365 | 14.2778 | 0.59937 | 14 | 0.87719
49840 | 9.1 | 1 | 365 | 10.4109 | 0.85371 | 11 | 0.26462
47351 | 3.9 | 1 | 365 | 4.4618 | 0.9373 | 5 | 0.39912
40615 | 5.2 | 1 | 365 | 5.9491 | 0.9164 | 6 | 0.86549
41814 | 9.36 | 1 | 365 | 10.7084 | 0.44953 | 11 | 0.15789
45641 | 9.18 | 1 | 365 | 10.5024 | 0.037035 | 10 | 0.53947
53185 | 8.215 | 1 | 365 | 9.3984 | 0.82563 | 10 | 0.22405
45650 | 8.16 | 1 | 365 | 9.3355 | 0.69959 | 10 | 0.035084
53198 | 2.385 | 1 | 365 | 2.7286 | 0.4655 | 3 | 0.19408
53250 | 5.83 | 1 | 365 | 6.6698 | 0.36012 | 7 | 0.029968
53269 | 3.71 | 1 | 365 | 4.2444 | 0.5019 | 4 | 0.74634
53288 | 4.505 | 1 | 365 | 5.154 | 0.32373 | 5 | 0.4777
53178 | 5.3 | 1 | 365 | 6.0635 | 0.14556 | 6 | 0.20906
53610 | 5.565 | 1 | 365 | 6.3667 | 0.75284 | 7 | 0.11951
40459 | 6.36 | 1 | 365 | 7.2762 | 0.57468 | 7 | 0.85087
53639 | 7.95 | 1 | 365 | 9.0952 | 0.21835 | 9 | 0.31359
47438 | 10.66 | 1 | 365 | 12.1956 | 0.42863 | 12 | 0.62426
49640 | 3.3 | 1 | 365 | 3.7754 | 0.56233 | 4 | 0.33772
50340 | 6.12 | 1 | 365 | 7.0016 | 0.02469 | 7 | 0.026313
45303 | 9.36 | 1 | 365 | 10.7084 | 0.44953 | 11 | 0.15789
49506 | 3.9 | 1 | 365 | 4.4618 | 0.9373 | 5 | 0.39912
39673 | 8.32 | 1 | 365 | 9.5185 | 0.066245 | 9 | 0.58479
50218 | 6.24 | 1 | 365 | 7.1389 | 0.29968 | 7 | 0.43859
39416 | 5.98 | 1 | 365 | 6.8415 | 0.70386 | 7 | 0.54532
40614 | 5.72 | 1 | 365 | 6.544 | 0.10804 | 6 | 0.65204
41829 | 4.68 | 1 | 365 | 5.3542 | 0.72476 | 6 | 0.078945
40086 | 6.5 | 1 | 365 | 7.4364 | 0.8955 | 8 | 0.33187
43315 | 5.46 | 1 | 365 | 6.2465 | 0.51222 | 6 | 0.75877
48435 | 7.8 | 1 | 365 | 8.9236 | 0.8746 | 9 | 0.79824
41693 | 7.02 | 1 | 365 | 8.0313 | 0.087144 | 8 | 0.11842
39657 | 4.68 | 1 | 365 | 5.3542 | 0.72476 | 6 | 0.078945
43269 | 4.68 | 1 | 365 | 5.3542 | 0.72476 | 6 | 0.078945
39370 | 2.55 | 1 | 365 | 2.9173 | 0.84362 | 3 | 0.76096
49497 | 5.2 | 1 | 365 | 5.9491 | 0.9164 | 6 | 0.86549
47781 | 8.415 | 1 | 365 | 9.6272 | 0.28395 | 9 | 0.91118
50402 | 6.885 | 1 | 365 | 7.8768 | 0.77778 | 8 | 0.6546
40550 | 12.48 | 1 | 365 | 14.2778 | 0.59937 | 14 | 0.87719
39954 | 8.84 | 1 | 365 | 10.1135 | 0.25789 | 10 | 0.37134
37792 | 7.54 | 1 | 365 | 8.6262 | 0.27878 | 8 | 0.90497
43848 | 4.05 | 1 | 365 | 4.6334 | 0.28104 | 4 | 0.91447
45887 | 2.86 | 1 | 365 | 3.272 | 0.55402 | 3 | 0.82602
47469 | 7.14 | 1 | 365 | 8.1686 | 0.36214 | 8 | 0.5307
50314 | 5.1 | 1 | 365 | 5.8347 | 0.68724 | 6 | 0.52193
48458 | 10.07 | 1 | 365 | 11.5206 | 0.076573 | 11 | 0.59722
39589 | 4.845 | 1 | 365 | 5.543 | 0.10288 | 5 | 0.64583
45629 | 13.77 | 1 | 365 | 15.7537 | 0.55555 | 16 | 0.3092
50490 | 8.32 | 1 | 365 | 9.5185 | 0.066245 | 9 | 0.58479
42589 | 4.05 | 1 | 365 | 4.6334 | 0.28104 | 4 | 0.91447
47444 | 2.43 | 1 | 365 | 2.7801 | 0.56863 | 3 | 0.34868
38047 | 5.72 | 1 | 365 | 6.544 | 0.10804 | 6 | 0.65204
50583 | 5.46 | 1 | 365 | 6.2465 | 0.51222 | 6 | 0.75877
43601 | 5.2 | 1 | 365 | 5.9491 | 0.9164 | 6 | 0.86549
46036 | 8.58 | 1 | 365 | 9.816 | 0.66207 | 10 | 0.47807
50249 | 8.06 | 1 | 365 | 9.2211 | 0.47042 | 9 | 0.69152
39942 | 8.415 | 1 | 365 | 9.6272 | 0.28395 | 9 | 0.91118
45693 | 9.435 | 1 | 365 | 10.7942 | 0.6214 | 11 | 0.41557
40984 | 4.16 | 1 | 365 | 4.7593 | 0.53312 | 5 | 0.2924
40503 | 2.6 | 1 | 365 | 2.9745 | 0.9582 | 3 | 0.93275
45763 | 6.89 | 1 | 365 | 7.8825 | 0.78923 | 8 | 0.67178
43720 | 4.335 | 1 | 365 | 4.9595 | 0.93416 | 5 | 0.89364
50210 | 8.06 | 1 | 365 | 9.2211 | 0.47042 | 9 | 0.69152
42179 | 6.5 | 1 | 365 | 7.4364 | 0.8955 | 8 | 0.33187
39339 | 5.565 | 1 | 365 | 6.3667 | 0.75284 | 7 | 0.11951
50270 | 7.65 | 1 | 365 | 8.752 | 0.53086 | 9 | 0.28289
47850 | 4.59 | 1 | 365 | 5.2512 | 0.51852 | 5 | 0.76973
45331 | 3.975 | 1 | 365 | 4.5476 | 0.10917 | 4 | 0.6568
38983 | 4.16 | 1 | 365 | 4.7593 | 0.53312 | 5 | 0.2924
43600 | 3.12 | 1 | 365 | 3.5695 | 0.14984 | 3 | 0.7193
39627 | 11.985 | 1 | 365 | 13.7115 | 0.46502 | 14 | 0.17653
39344 | 8.84 | 1 | 365 | 10.1135 | 0.25789 | 10 | 0.37134
41454 | 5.98 | 1 | 365 | 6.8415 | 0.70386 | 7 | 0.54532
40605 | 7.02 | 1 | 365 | 8.0313 | 0.087144 | 8 | 0.11842
40059 | 4.94 | 1 | 365 | 5.6516 | 0.32058 | 5 | 0.97222
46671 | 4.68 | 1 | 365 | 5.3542 | 0.72476 | 6 | 0.078945
43053 | 8.58 | 1 | 365 | 9.816 | 0.66207 | 10 | 0.47807
41084 | 8.06 | 1 | 365 | 9.2211 | 0.47042 | 9 | 0.69152
39581 | 12.74 | 1 | 365 | 14.5753 | 0.19519 | 14 | 0.77046
43590 | 6.095 | 1 | 365 | 6.973 | 0.9674 | 7 | 0.94042
39990 | 2.6 | 1 | 365 | 2.9745 | 0.9582 | 3 | 0.93275
39549 | 8.58 | 1 | 365 | 9.816 | 0.66207 | 10 | 0.47807
40566 | 5.72 | 1 | 365 | 6.544 | 0.10804 | 6 | 0.65204
41401 | 12.985 | 1 | 365 | 14.8556 | 0.75663 | 15 | 0.6122
39468 | 2.97 | 1 | 365 | 3.3978 | 0.8061 | 4 | 0.20395
45867 | 10.14 | 1 | 365 | 11.6007 | 0.23699 | 11 | 0.83771
40422 | 2.08 | 1 | 365 | 2.3796 | 0.76656 | 3 | 0.1462
44993 | 6.5 | 1 | 365 | 7.4364 | 0.8955 | 8 | 0.33187
38573 | 9.435 | 1 | 365 | 10.7942 | 0.6214 | 11 | 0.41557
45293 | 13.005 | 1 | 365 | 14.8784 | 0.80247 | 15 | 0.68091
43276 | 11.985 | 1 | 365 | 13.7115 | 0.46502 | 14 | 0.17653
45600 | 5.1 | 1 | 365 | 5.8347 | 0.68724 | 6 | 0.52193
42229 | 6.625 | 1 | 365 | 7.5794 | 0.18196 | 7 | 0.76133
48362 | 5.2 | 1 | 365 | 5.9491 | 0.9164 | 6 | 0.86549
48511 | 10.92 | 1 | 365 | 12.4931 | 0.024447 | 12 | 0.51754
37895 | 2.65 | 1 | 365 | 3.0317 | 0.072782 | 3 | 0.10453
50215 | 5.61 | 1 | 365 | 6.4182 | 0.85597 | 7 | 0.27412
50325 | 4.845 | 1 | 365 | 5.543 | 0.10288 | 5 | 0.64583
45329 | 5.61 | 1 | 365 | 6.4182 | 0.85597 | 7 | 0.27412
48388 | 7.28 | 1 | 365 | 8.3287 | 0.68296 | 9 | 0.011692
50419 | 9.18 | 1 | 365 | 10.5024 | 0.037035 | 10 | 0.53947
45671 | 5.98 | 1 | 365 | 6.8415 | 0.70386 | 7 | 0.54532
50489 | 8.67 | 1 | 365 | 9.919 | 0.86831 | 10 | 0.78728
40485 | 6.76 | 1 | 365 | 7.7338 | 0.49132 | 8 | 0.22514
47364 | 3.38 | 1 | 365 | 3.8669 | 0.74566 | 4 | 0.61257
47512 | 2.385 | 1 | 365 | 2.7286 | 0.4655 | 3 | 0.19408
47953 | 14.04 | 1 | 365 | 16.0625 | 0.17429 | 16 | 0.23683
50387 | 9.69 | 1 | 365 | 11.0859 | 0.20576 | 11 | 0.29166
38790 | 4.16 | 1 | 365 | 4.7593 | 0.53312 | 5 | 0.2924
50324 | 8.67 | 1 | 365 | 9.919 | 0.86831 | 10 | 0.78728
40105 | 10.66 | 1 | 365 | 12.1956 | 0.42863 | 12 | 0.62426
40094 | 12.24 | 1 | 365 | 14.0032 | 0.04938 | 14 | 0.052625
39650 | 2.34 | 1 | 365 | 2.6771 | 0.36238 | 3 | 0.039472
43701 | 8.84 | 1 | 365 | 10.1135 | 0.25789 | 10 | 0.37134
41835 | 13 | 1 | 365 | 14.8727 | 0.79101 | 15 | 0.66374
45950 | 6.375 | 1 | 365 | 7.2934 | 0.60905 | 7 | 0.90241
41254 | 3.38 | 1 | 365 | 3.8669 | 0.74566 | 4 | 0.61257
45761 | 6.24 | 1 | 365 | 7.1389 | 0.29968 | 7 | 0.43859
43743 | 13.78 | 1 | 365 | 15.7651 | 0.57847 | 16 | 0.34356
37911 | 7.02 | 1 | 365 | 8.0313 | 0.087144 | 8 | 0.11842
39648 | 8.925 | 1 | 365 | 10.2107 | 0.45267 | 10 | 0.66337
43831 | 4.335 | 1 | 365 | 4.9595 | 0.93416 | 5 | 0.89364
41826 | 5.98 | 1 | 365 | 6.8415 | 0.70386 | 7 | 0.54532
41115 | 6.63 | 1 | 365 | 7.5851 | 0.19341 | 7 | 0.77851
40506 | 12.48 | 1 | 365 | 14.2778 | 0.59937 | 14 | 0.87719
47824 | 7.8 | 1 | 365 | 8.9236 | 0.8746 | 9 | 0.79824
47515 | 9.01 | 1 | 365 | 10.3079 | 0.64746 | 10 | 0.9554
47389 | 6.24 | 1 | 365 | 7.1389 | 0.29968 | 7 | 0.43859
48494 | 13.26 | 1 | 365 | 15.1702 | 0.38683 | 15 | 0.55701
42106 | 3.12 | 1 | 365 | 3.5695 | 0.14984 | 3 | 0.7193
40623 | 5.335 | 1 | 365 | 6.1035 | 0.22577 | 6 | 0.32931
45959 | 3.975 | 1 | 365 | 4.5476 | 0.10917 | 4 | 0.6568
41718 | 11.18 | 1 | 365 | 12.7905 | 0.62027 | 13 | 0.41081
42141 | 7.395 | 1 | 365 | 8.4603 | 0.9465 | 9 | 0.40679
45150 | 6.5 | 1 | 365 | 7.4364 | 0.8955 | 8 | 0.33187
39428 | 8.58 | 1 | 365 | 9.816 | 0.66207 | 10 | 0.47807
50274 | 13.515 | 1 | 365 | 15.4619 | 0.97119 | 16 | 0.43311
40479 | 10.92 | 1 | 365 | 12.4931 | 0.024447 | 12 | 0.51754
37922 | 12.455 | 1 | 365 | 14.2492 | 0.54208 | 14 | 0.79129
44985 | 6.21 | 1 | 365 | 7.1046 | 0.23094 | 7 | 0.33552
39927 | 5.565 | 1 | 365 | 6.3667 | 0.75284 | 7 | 0.11951
39535 | 8.06 | 1 | 365 | 9.2211 | 0.47042 | 9 | 0.69152
50587 | 14.025 | 1 | 365 | 16.0454 | 0.13991 | 16 | 0.1853
28824 | 4.505 | 1 | 365 | 5.154 | 0.32373 | 5 | 0.4777
38985 | 9.36 | 1 | 365 | 10.7084 | 0.44953 | 11 | 0.15789
28871 | 10.4 | 1 | 365 | 11.8982 | 0.83281 | 12 | 0.73099
45053 | 3.9 | 1 | 365 | 4.4618 | 0.9373 | 5 | 0.39912
40304 | 10.71 | 1 | 365 | 12.2528 | 0.54321 | 12 | 0.79605
45544 | 4.08 | 1 | 365 | 4.6677 | 0.34979 | 5 | 0.017542
38684 | 4.68 | 1 | 365 | 5.3542 | 0.72476 | 6 | 0.078945
40224 | 5.46 | 1 | 365 | 6.2465 | 0.51222 | 6 | 0.75877
46191 | 6.5 | 1 | 365 | 7.4364 | 0.8955 | 8 | 0.33187
41696 | 7.02 | 1 | 365 | 8.0313 | 0.087144 | 8 | 0.11842
37787 | 9.1 | 1 | 365 | 10.4109 | 0.85371 | 11 | 0.26462
40336 | 5.865 | 1 | 365 | 6.7099 | 0.44033 | 7 | 0.15022
42565 | 9.435 | 1 | 365 | 10.7942 | 0.6214 | 11 | 0.41557
45363 | 3.9 | 1 | 365 | 4.4618 | 0.9373 | 5 | 0.39912
40562 | 2.86 | 1 | 365 | 3.272 | 0.55402 | 3 | 0.82602
46260 | 7.95 | 1 | 365 | 9.0952 | 0.21835 | 9 | 0.31359
41888 | 4.94 | 1 | 365 | 5.6516 | 0.32058 | 5 | 0.97222
40720 | 3.98 | 1 | 365 | 4.5533 | 0.12063 | 4 | 0.67397
42108 | 2.6 | 1 | 365 | 2.9745 | 0.9582 | 3 | 0.93275
40202 | 4.16 | 1 | 365 | 4.7593 | 0.53312 | 5 | 0.2924
46037 | 2.55 | 1 | 365 | 2.9173 | 0.84362 | 3 | 0.76096
44749 | 5.46 | 1 | 365 | 6.2465 | 0.51222 | 6 | 0.75877
38253 | 2.915 | 1 | 365 | 3.3349 | 0.68006 | 4 | 0.014984
43813 | 14.04 | 1 | 365 | 16.0625 | 0.17429 | 16 | 0.23683
50344 | 7.14 | 1 | 365 | 8.1686 | 0.36214 | 8 | 0.5307
50276 | 5.565 | 1 | 365 | 6.3667 | 0.75284 | 7 | 0.11951
50211 | 6.37 | 1 | 365 | 7.2876 | 0.59759 | 7 | 0.88523
45968 | 4.16 | 1 | 365 | 4.7593 | 0.53312 | 5 | 0.2924
50462 | 8.48 | 1 | 365 | 9.7016 | 0.4329 | 10 | 0.1345
50359 | 6.24 | 1 | 365 | 7.1389 | 0.29968 | 7 | 0.43859
50234 | 11.985 | 1 | 365 | 13.7115 | 0.46502 | 14 | 0.17653
45096 | 6.76 | 1 | 365 | 7.7338 | 0.49132 | 8 | 0.22514
40348 | 8.41 | 1 | 365 | 9.6215 | 0.27249 | 9 | 0.894
39597 | 9.54 | 1 | 365 | 10.9143 | 0.86202 | 11 | 0.77631
39210 | 4.16 | 1 | 365 | 4.7593 | 0.53312 | 5 | 0.2924
38777 | 5.72 | 1 | 365 | 6.544 | 0.10804 | 6 | 0.65204
41043 | 9.54 | 1 | 365 | 10.9143 | 0.86202 | 11 | 0.77631
38959 | 6.24 | 1 | 365 | 7.1389 | 0.29968 | 7 | 0.43859
40395 | 10.66 | 1 | 365 | 12.1956 | 0.42863 | 12 | 0.62426
46155 | 5.1 | 1 | 365 | 5.8347 | 0.68724 | 6 | 0.52193
45755 | 4.94 | 1 | 365 | 5.6516 | 0.32058 | 5 | 0.97222
33161 | 4.68 | 1 | 365 | 5.3542 | 0.72476 | 6 | 0.078945
38666 | 8.415 | 1 | 365 | 9.6272 | 0.28395 | 9 | 0.91118
39450 | 3.9 | 1 | 365 | 4.4618 | 0.9373 | 5 | 0.39912
39323 | 6.625 | 1 | 365 | 7.5794 | 0.18196 | 7 | 0.76133
32750 | 4.94 | 1 | 365 | 5.6516 | 0.32058 | 5 | 0.97222
45665 | 5.83 | 1 | 365 | 6.6698 | 0.36012 | 7 | 0.029968
39867 | 6.63 | 1 | 365 | 7.5851 | 0.19341 | 7 | 0.77851
41033 | 5.2 | 1 | 365 | 5.9491 | 0.9164 | 6 | 0.86549
40976 | 6.24 | 1 | 365 | 7.1389 | 0.29968 | 7 | 0.43859
45785 | 5.72 | 1 | 365 | 6.544 | 0.10804 | 6 | 0.65204
47516 | 4.16 | 1 | 365 | 4.7593 | 0.53312 | 5 | 0.2924
30466 | 10.92 | 1 | 365 | 12.4931 | 0.024447 | 12 | 0.51754
39325 | 3.38 | 1 | 365 | 3.8669 | 0.74566 | 4 | 0.61257
33519 | 8.06 | 1 | 365 | 9.2211 | 0.47042 | 9 | 0.69152
50768 | 7.54 | 1 | 365 | 8.6262 | 0.27878 | 8 | 0.90497
38286 | 4.42 | 1 | 365 | 5.0567 | 0.12894 | 5 | 0.18567
30455 | 7.02 | 1 | 365 | 8.0313 | 0.087144 | 8 | 0.11842
39273 | 4.16 | 1 | 365 | 4.7593 | 0.53312 | 5 | 0.2924
33322 | 3.9 | 1 | 365 | 4.4618 | 0.9373 | 5 | 0.39912
39231 | 5.1 | 1 | 365 | 5.8347 | 0.68724 | 6 | 0.52193
41419 | 10.66 | 1 | 365 | 12.1956 | 0.42863 | 12 | 0.62426
39610 | 14.56 | 1 | 365 | 16.6575 | 0.36593 | 17 | 0.023384
44148 | 13 | 1 | 365 | 14.8727 | 0.79101 | 15 | 0.66374
50467 | 5.1 | 1 | 365 | 5.8347 | 0.68724 | 6 | 0.52193
45970 | 17.085 | 1 | 365 | 19.5462 | 0.15226 | 19 | 0.69846
42656 | 8.06 | 1 | 365 | 9.2211 | 0.47042 | 9 | 0.69152
39242 | 5.98 | 1 | 365 | 6.8415 | 0.70386 | 7 | 0.54532
47905 | 10.71 | 1 | 365 | 12.2528 | 0.54321 | 12 | 0.79605
39463 | 14.04 | 1 | 365 | 16.0625 | 0.17429 | 16 | 0.23683
32835 | 5.1 | 1 | 365 | 5.8347 | 0.68724 | 6 | 0.52193
50220 | 5.865 | 1 | 365 | 6.7099 | 0.44033 | 7 | 0.15022
47965 | 6.36 | 1 | 365 | 7.2762 | 0.57468 | 7 | 0.85087
39527 | 3.12 | 1 | 365 | 3.5695 | 0.14984 | 3 | 0.7193
47529 | 4.845 | 1 | 365 | 5.543 | 0.10288 | 5 | 0.64583
45121 | 4.59 | 1 | 365 | 5.2512 | 0.51852 | 5 | 0.76973
50227 | 13.26 | 1 | 365 | 15.1702 | 0.38683 | 15 | 0.55701
50281 | 12.24 | 1 | 365 | 14.0032 | 0.04938 | 14 | 0.052625
45906 | 3.51 | 1 | 365 | 4.0156 | 0.043572 | 4 | 0.059209
39320 | 4.42 | 1 | 365 | 5.0567 | 0.12894 | 5 | 0.18567
40043 | 3.315 | 1 | 365 | 3.7925 | 0.59671 | 4 | 0.38925
50473 | 5.355 | 1 | 365 | 6.1264 | 0.2716 | 6 | 0.39802
39585 | 4.68 | 1 | 365 | 5.3542 | 0.72476 | 6 | 0.078945
41929 | 6.24 | 1 | 365 | 7.1389 | 0.29968 | 7 | 0.43859
44948 | 4.68 | 1 | 365 | 5.3542 | 0.72476 | 6 | 0.078945
40584 | 9.1 | 1 | 365 | 10.4109 | 0.85371 | 11 | 0.26462
31811 | 9.1 | 1 | 365 | 10.4109 | 0.85371 | 11 | 0.26462
31227 | 4.68 | 1 | 365 | 5.3542 | 0.72476 | 6 | 0.078945
39644 | 5.72 | 1 | 365 | 6.544 | 0.10804 | 6 | 0.65204
28954 | 3.64 | 1 | 365 | 4.1644 | 0.34148 | 4 | 0.50585
43318 | 6.24 | 1 | 365 | 7.1389 | 0.29968 | 7 | 0.43859
37577 | 9.88 | 1 | 365 | 11.3033 | 0.64117 | 11 | 0.94444
39467 | 10.965 | 1 | 365 | 12.5446 | 0.12757 | 12 | 0.67214
39421 | 7.02 | 1 | 365 | 8.0313 | 0.087144 | 8 | 0.11842
40509 | 5.2 | 1 | 365 | 5.9491 | 0.9164 | 6 | 0.86549
43846 | 14.79 | 1 | 365 | 16.9206 | 0.893 | 17 | 0.81359
41812 | 3.315 | 1 | 365 | 3.7925 | 0.59671 | 4 | 0.38925
50578 | 2.34 | 1 | 365 | 2.6771 | 0.36238 | 3 | 0.039472
42069 | 5.2 | 1 | 365 | 5.9491 | 0.9164 | 6 | 0.86549
39483 | 10.53 | 1 | 365 | 12.0469 | 0.13072 | 12 | 0.17763
37930 | 8.67 | 1 | 365 | 9.919 | 0.86831 | 10 | 0.78728
39446 | 6.24 | 1 | 365 | 7.1389 | 0.29968 | 7 | 0.43859
40510 | 5.72 | 1 | 365 | 6.544 | 0.10804 | 6 | 0.65204
47545 | 6.375 | 1 | 365 | 7.2934 | 0.60905 | 7 | 0.90241
50328 | 10.92 | 1 | 365 | 12.4931 | 0.024447 | 12 | 0.51754
33584 | 4.42 | 1 | 365 | 5.0567 | 0.12894 | 5 | 0.18567
40356 | 3.64 | 1 | 365 | 4.1644 | 0.34148 | 4 | 0.50585
33664 | 8.84 | 1 | 365 | 10.1135 | 0.25789 | 10 | 0.37134
40386 | 7.02 | 1 | 365 | 8.0313 | 0.087144 | 8 | 0.11842
33101 | 8.32 | 1 | 365 | 9.5185 | 0.066245 | 9 | 0.58479
40193 | 3.12 | 1 | 365 | 3.5695 | 0.14984 | 3 | 0.7193
40909 | 9.805 | 1 | 365 | 11.2175 | 0.46929 | 11 | 0.68676
38229 | 4.845 | 1 | 365 | 5.543 | 0.10288 | 5 | 0.64583
40528 | 8.06 | 1 | 365 | 9.2211 | 0.47042 | 9 | 0.69152
41847 | 4.16 | 1 | 365 | 4.7593 | 0.53312 | 5 | 0.2924
41688 | 6.24 | 1 | 365 | 7.1389 | 0.29968 | 7 | 0.43859
49662 | 4.68 | 1 | 365 | 5.3542 | 0.72476 | 6 | 0.078945
39328 | 10.4 | 1 | 365 | 11.8982 | 0.83281 | 12 | 0.73099
42380 | 5.46 | 1 | 365 | 6.2465 | 0.51222 | 6 | 0.75877
41381 | 6.885 | 1 | 365 | 7.8768 | 0.77778 | 8 | 0.6546
43339 | 5.61 | 1 | 365 | 6.4182 | 0.85597 | 7 | 0.27412
41808 | 7.685 | 1 | 365 | 8.7921 | 0.61107 | 9 | 0.40314
38062 | 7.14 | 1 | 365 | 8.1686 | 0.36214 | 8 | 0.5307
43609 | 10.92 | 1 | 365 | 12.4931 | 0.024447 | 12 | 0.51754
42978 | 13 | 1 | 365 | 14.8727 | 0.79101 | 15 | 0.66374
43335 | 3.64 | 1 | 365 | 4.1644 | 0.34148 | 4 | 0.50585
38488 | 13.52 | 1 | 365 | 15.4676 | 0.98265 | 16 | 0.45029
41403 | 6.24 | 1 | 365 | 7.1389 | 0.29968 | 7 | 0.43859
39407 | 7.02 | 1 | 365 | 8.0313 | 0.087144 | 8 | 0.11842
35457 | 9.36 | 1 | 365 | 10.7084 | 0.44953 | 11 | 0.15789
41828 | 8.32 | 1 | 365 | 9.5185 | 0.066245 | 9 | 0.58479
45380 | 6.76 | 1 | 365 | 7.7338 | 0.49132 | 8 | 0.22514
43690 | 7.95 | 1 | 365 | 9.0952 | 0.21835 | 9 | 0.31359
50476 | 6.63 | 1 | 365 | 7.5851 | 0.19341 | 7 | 0.77851
41083 | 11.18 | 1 | 365 | 12.7905 | 0.62027 | 13 | 0.41081
38334 | 5.865 | 1 | 365 | 6.7099 | 0.44033 | 7 | 0.15022
45619 | 7.65 | 1 | 365 | 8.752 | 0.53086 | 9 | 0.28289
47476 | 4.42 | 1 | 365 | 5.0567 | 0.12894 | 5 | 0.18567
48008 | 13.26 | 1 | 365 | 15.1702 | 0.38683 | 15 | 0.55701
43341 | 8.32 | 1 | 365 | 9.5185 | 0.066245 | 9 | 0.58479
48091 | 13.77 | 1 | 365 | 15.7537 | 0.55555 | 16 | 0.3092
48518 | 10.2 | 1 | 365 | 11.6694 | 0.37448 | 12 | 0.043854
39349 | 12.48 | 1 | 365 | 14.2778 | 0.59937 | 14 | 0.87719
48170 | 12.74 | 1 | 365 | 14.5753 | 0.19519 | 14 | 0.77046
47511 | 6.375 | 1 | 365 | 7.2934 | 0.60905 | 7 | 0.90241
50250 | 8.16 | 1 | 365 | 9.3355 | 0.69959 | 10 | 0.035084
48403 | 4.68 | 1 | 365 | 5.3542 | 0.72476 | 6 | 0.078945
40228 | 14.04 | 1 | 365 | 16.0625 | 0.17429 | 16 | 0.23683
40087 | 12.24 | 1 | 365 | 14.0032 | 0.04938 | 14 | 0.052625
39136 | 6.5 | 1 | 365 | 7.4364 | 0.8955 | 8 | 0.33187
39480 | 14.56 | 1 | 365 | 16.6575 | 0.36593 | 17 | 0.023384
39106 | 4.16 | 1 | 365 | 4.7593 | 0.53312 | 5 | 0.2924
48147 | 4.335 | 1 | 365 | 4.9595 | 0.93416 | 5 | 0.89364
50336 | 10.2 | 1 | 365 | 11.6694 | 0.37448 | 12 | 0.043854
45739 | 5.2 | 1 | 365 | 5.9491 | 0.9164 | 6 | 0.86549
40512 | 7.02 | 1 | 365 | 8.0313 | 0.087144 | 8 | 0.11842
43911 | 10.53 | 1 | 365 | 12.0469 | 0.13072 | 12 | 0.17763
39438 | 8.925 | 1 | 365 | 10.2107 | 0.45267 | 10 | 0.66337
50282 | 9.88 | 1 | 365 | 11.3033 | 0.64117 | 11 | 0.94444
39327 | 4.16 | 1 | 365 | 4.7593 | 0.53312 | 5 | 0.2924
39552 | 15.34 | 1 | 365 | 17.5498 | 0.15339 | 17 | 0.70321
45451 | 12.75 | 1 | 365 | 14.5867 | 0.2181 | 14 | 0.80482
39160 | 9.945 | 1 | 365 | 11.3776 | 0.79012 | 12 | 0.16776
39389 | 4.68 | 1 | 365 | 5.3542 | 0.72476 | 6 | 0.078945
42468 | 2.34 | 1 | 365 | 2.6771 | 0.36238 | 3 | 0.039472
39546 | 6.76 | 1 | 365 | 7.7338 | 0.49132 | 8 | 0.22514
41705 | 8.84 | 1 | 365 | 10.1135 | 0.25789 | 10 | 0.37134
43708 | 13.52 | 1 | 365 | 15.4676 | 0.98265 | 16 | 0.45029
39689 | 5.2 | 1 | 365 | 5.9491 | 0.9164 | 6 | 0.86549
39333 | 6.885 | 1 | 365 | 7.8768 | 0.77778 | 8 | 0.6546
39000 | 3.12 | 1 | 365 | 3.5695 | 0.14984 | 3 | 0.7193
50326 | 7.02 | 1 | 365 | 8.0313 | 0.087144 | 8 | 0.11842
45776 | 14.04 | 1 | 365 | 16.0625 | 0.17429 | 16 | 0.23683
45884 | 4.08 | 1 | 365 | 4.6677 | 0.34979 | 5 | 0.017542
39239 | 8.67 | 1 | 365 | 9.919 | 0.86831 | 10 | 0.78728
42225 | 12.22 | 1 | 365 | 13.9804 | 0.0035475 | 13 | 0.98391
40298 | 11.22 | 1 | 365 | 12.8363 | 0.71193 | 13 | 0.54824
41749 | 4.16 | 1 | 365 | 4.7593 | 0.53312 | 5 | 0.2924
41818 | 8.06 | 1 | 365 | 9.2211 | 0.47042 | 9 | 0.69152
45295 | 10.965 | 1 | 365 | 12.5446 | 0.12757 | 12 | 0.67214
38784 | 13 | 1 | 365 | 14.8727 | 0.79101 | 15 | 0.66374
43278 | 7.28 | 1 | 365 | 8.3287 | 0.68296 | 9 | 0.011692
41066 | 11.96 | 1 | 365 | 13.6829 | 0.40773 | 14 | 0.090637
38014 | 8.67 | 1 | 365 | 9.919 | 0.86831 | 10 | 0.78728
39289 | 8.16 | 1 | 365 | 9.3355 | 0.69959 | 10 | 0.035084
45189 | 3.975 | 1 | 365 | 4.5476 | 0.10917 | 4 | 0.6568
39973 | 9.69 | 1 | 365 | 11.0859 | 0.20576 | 11 | 0.29166
37887 | 2.86 | 1 | 365 | 3.272 | 0.55402 | 3 | 0.82602
39629 | 8.06 | 1 | 365 | 9.2211 | 0.47042 | 9 | 0.69152
40098 | 15.86 | 1 | 365 | 18.1447 | 0.34503 | 18 | 0.48976
39562 | 9.1 | 1 | 365 | 10.4109 | 0.85371 | 11 | 0.26462
42955 | 5.2 | 1 | 365 | 5.9491 | 0.9164 | 6 | 0.86549
48123 | 4.59 | 1 | 365 | 5.2512 | 0.51852 | 5 | 0.76973
43762 | 9.945 | 1 | 365 | 11.3776 | 0.79012 | 12 | 0.16776
40947 | 5.1 | 1 | 365 | 5.8347 | 0.68724 | 6 | 0.52193
39216 | 5.46 | 1 | 365 | 6.2465 | 0.51222 | 6 | 0.75877
40128 | 9.1 | 1 | 365 | 10.4109 | 0.85371 | 11 | 0.26462
45715 | 7.685 | 1 | 365 | 8.7921 | 0.61107 | 9 | 0.40314
43170 | 12.48 | 1 | 365 | 14.2778 | 0.59937 | 14 | 0.87719
41723 | 7.42 | 1 | 365 | 8.4889 | 0.0037907 | 8 | 0.49269
40904 | 5.46 | 1 | 365 | 6.2465 | 0.51222 | 6 | 0.75877
38029 | 6.5 | 1 | 365 | 7.4364 | 0.8955 | 8 | 0.33187
40035 | 8.06 | 1 | 365 | 9.2211 | 0.47042 | 9 | 0.69152
39107 | 12.48 | 1 | 365 | 14.2778 | 0.59937 | 14 | 0.87719
50666 | 6.885 | 1 | 365 | 7.8768 | 0.77778 | 8 | 0.6546
47491 | 7.65 | 1 | 365 | 8.752 | 0.53086 | 9 | 0.28289
42249 | 4.68 | 1 | 365 | 5.3542 | 0.72476 | 6 | 0.078945
39484 | 11.07 | 1 | 365 | 12.6647 | 0.36819 | 13 | 0.032889
42001 | 12.72 | 1 | 365 | 14.5524 | 0.14936 | 14 | 0.70175
41277 | 5.61 | 1 | 365 | 6.4182 | 0.85597 | 7 | 0.27412
50209 | 3.57 | 1 | 365 | 4.0843 | 0.18107 | 4 | 0.26535
45158 | 3.64 | 1 | 365 | 4.1644 | 0.34148 | 4 | 0.50585
41173 | 4.59 | 1 | 365 | 5.2512 | 0.51852 | 5 | 0.76973
43840 | 8.06 | 1 | 365 | 9.2211 | 0.47042 | 9 | 0.69152
41861 | 5.46 | 1 | 365 | 6.2465 | 0.51222 | 6 | 0.75877
50679 | 11.96 | 1 | 365 | 13.6829 | 0.40773 | 14 | 0.090637
39578 | 7.4 | 1 | 365 | 8.466 | 0.95796 | 9 | 0.42397
39461 | 3.825 | 1 | 365 | 4.376 | 0.76543 | 5 | 0.14145
41631 | 13.26 | 1 | 365 | 15.1702 | 0.38683 | 15 | 0.55701
39963 | 2.6 | 1 | 365 | 2.9745 | 0.9582 | 3 | 0.93275
40058 | 8.1 | 1 | 365 | 9.2669 | 0.56209 | 9 | 0.82894
47558 | 2.805 | 1 | 365 | 3.2091 | 0.42798 | 3 | 0.63706
45546 | 3.64 | 1 | 365 | 4.1644 | 0.34148 | 4 | 0.50585
43152 | 4.08 | 1 | 365 | 4.6677 | 0.34979 | 5 | 0.017542
39579 | 5.72 | 1 | 365 | 6.544 | 0.10804 | 6 | 0.65204
39080 | 8.84 | 1 | 365 | 10.1135 | 0.25789 | 10 | 0.37134
40861 | 4.16 | 1 | 365 | 4.7593 | 0.53312 | 5 | 0.2924
41397 | 11.18 | 1 | 365 | 12.7905 | 0.62027 | 13 | 0.41081
41472 | 4.68 | 1 | 365 | 5.3542 | 0.72476 | 6 | 0.078945
41255 | 4.68 | 1 | 365 | 5.3542 | 0.72476 | 6 | 0.078945
41074 | 7.155 | 1 | 365 | 8.1857 | 0.39651 | 8 | 0.58223
45673 | 8.06 | 1 | 365 | 9.2211 | 0.47042 | 9 | 0.69152
45074 | 4.32 | 1 | 365 | 4.9423 | 0.89978 | 5 | 0.8421
50586 | 3.825 | 1 | 365 | 4.376 | 0.76543 | 5 | 0.14145
42335 | 8.32 | 1 | 365 | 9.5185 | 0.066245 | 9 | 0.58479
38378 | 8.06 | 1 | 365 | 9.2211 | 0.47042 | 9 | 0.69152
41992 | 9.88 | 1 | 365 | 11.3033 | 0.64117 | 11 | 0.94444
39393 | 10.14 | 1 | 365 | 11.6007 | 0.23699 | 11 | 0.83771
42097 | 7.02 | 1 | 365 | 8.0313 | 0.087144 | 8 | 0.11842
43308 | 5.67 | 1 | 365 | 6.4868 | 0.99346 | 7 | 0.48026
39449 | 7.54 | 1 | 365 | 8.6262 | 0.27878 | 8 | 0.90497
40073 | 6.12 | 1 | 365 | 7.0016 | 0.02469 | 7 | 0.026313
45485 | 6.1 | 1 | 365 | 6.9787 | 0.97886 | 7 | 0.9576
43605 | 10.92 | 1 | 365 | 12.4931 | 0.024447 | 12 | 0.51754
38020 | 6.89 | 1 | 365 | 7.8825 | 0.78923 | 8 | 0.67178
45980 | 9.36 | 1 | 365 | 10.7084 | 0.44953 | 11 | 0.15789
47142 | 7.02 | 1 | 365 | 8.0313 | 0.087144 | 8 | 0.11842
45153 | 10.92 | 1 | 365 | 12.4931 | 0.024447 | 12 | 0.51754
40106 | 6.76 | 1 | 365 | 7.7338 | 0.49132 | 8 | 0.22514
42883 | 4.42 | 1 | 365 | 5.0567 | 0.12894 | 5 | 0.18567
40970 | 5.2 | 1 | 365 | 5.9491 | 0.9164 | 6 | 0.86549
47796 | 10.965 | 1 | 365 | 12.5446 | 0.12757 | 12 | 0.67214
43016 | 6.24 | 1 | 365 | 7.1389 | 0.29968 | 7 | 0.43859
50495 | 10.14 | 1 | 365 | 11.6007 | 0.23699 | 11 | 0.83771
42033 | 2.34 | 1 | 365 | 2.6771 | 0.36238 | 3 | 0.039472
50355 | 5.865 | 1 | 365 | 6.7099 | 0.44033 | 7 | 0.15022
42550 | 3.9 | 1 | 365 | 4.4618 | 0.9373 | 5 | 0.39912
40174 | 6.12 | 1 | 365 | 7.0016 | 0.02469 | 7 | 0.026313
46150 | 5.355 | 1 | 365 | 6.1264 | 0.2716 | 6 | 0.39802
42610 | 7.42 | 1 | 365 | 8.4889 | 0.0037907 | 8 | 0.49269
42211 | 8.16 | 1 | 365 | 9.3355 | 0.69959 | 10 | 0.035084
50527 | 11.475 | 1 | 365 | 13.128 | 0.29629 | 13 | 0.42434
39613 | 14.04 | 1 | 365 | 16.0625 | 0.17429 | 16 | 0.23683
45339 | 11.66 | 1 | 365 | 13.3397 | 0.72024 | 14 | 0.059936
38765 | 4.42 | 1 | 365 | 5.0567 | 0.12894 | 5 | 0.18567
39574 | 5.98 | 1 | 365 | 6.8415 | 0.70386 | 7 | 0.54532
41785 | 7.8 | 1 | 365 | 8.9236 | 0.8746 | 9 | 0.79824
39024 | 5.72 | 1 | 365 | 6.544 | 0.10804 | 6 | 0.65204
43818 | 6.76 | 1 | 365 | 7.7338 | 0.49132 | 8 | 0.22514
42146 | 5.46 | 1 | 365 | 6.2465 | 0.51222 | 6 | 0.75877
38203 | 9.1 | 1 | 365 | 10.4109 | 0.85371 | 11 | 0.26462
38404 | 6.24 | 1 | 365 | 7.1389 | 0.29968 | 7 | 0.43859
40920 | 6.5 | 1 | 365 | 7.4364 | 0.8955 | 8 | 0.33187
42263 | 4.42 | 1 | 365 | 5.0567 | 0.12894 | 5 | 0.18567
41903 | 11.925 | 1 | 365 | 13.6429 | 0.32752 | 13 | 0.97039
39254 | 3.975 | 1 | 365 | 4.5476 | 0.10917 | 4 | 0.6568
39418 | 10.66 | 1 | 365 | 12.1956 | 0.42863 | 12 | 0.62426
38340 | 3.71 | 1 | 365 | 4.2444 | 0.5019 | 4 | 0.74634
43018 | 13.52 | 1 | 365 | 15.4676 | 0.98265 | 16 | 0.45029
38275 | 5.565 | 1 | 365 | 6.3667 | 0.75284 | 7 | 0.11951
43594 | 8.48 | 1 | 365 | 9.7016 | 0.4329 | 10 | 0.1345
38705 | 9 | 1 | 365 | 10.2965 | 0.62454 | 10 | 0.92105
39510 | 5.46 | 1 | 365 | 6.2465 | 0.51222 | 6 | 0.75877
42265 | 4.42 | 1 | 365 | 5.0567 | 0.12894 | 5 | 0.18567
39703 | 3.9 | 1 | 365 | 4.4618 | 0.9373 | 5 | 0.39912
45743 | 8.06 | 1 | 365 | 9.2211 | 0.47042 | 9 | 0.69152
38228 | 9.62 | 1 | 365 | 11.0058 | 0.045346 | 11 | 0.051165
42171 | 10.14 | 1 | 365 | 11.6007 | 0.23699 | 11 | 0.83771
41160 | 5.1 | 1 | 365 | 5.8347 | 0.68724 | 6 | 0.52193
50228 | 2.385 | 1 | 365 | 2.7286 | 0.4655 | 3 | 0.19408
41689 | 4.68 | 1 | 365 | 5.3542 | 0.72476 | 6 | 0.078945
45954 | 2.34 | 1 | 365 | 2.6771 | 0.36238 | 3 | 0.039472
42257 | 10.965 | 1 | 365 | 12.5446 | 0.12757 | 12 | 0.67214
38582 | 2.04 | 1 | 365 | 2.3339 | 0.6749 | 3 | 0.0087709
41690 | 6.885 | 1 | 365 | 7.8768 | 0.77778 | 8 | 0.6546
39505 | 2.34 | 1 | 365 | 2.6771 | 0.36238 | 3 | 0.039472
46289 | 4.24 | 1 | 365 | 4.8508 | 0.71645 | 5 | 0.56725
38590 | 6.24 | 1 | 365 | 7.1389 | 0.29968 | 7 | 0.43859
38278 | 6.095 | 1 | 365 | 6.973 | 0.9674 | 7 | 0.94042
47922 | 8.32 | 1 | 365 | 9.5185 | 0.066245 | 9 | 0.58479
44992 | 7.65 | 1 | 365 | 8.752 | 0.53086 | 9 | 0.28289
39490 | 5.1 | 1 | 365 | 5.8347 | 0.68724 | 6 | 0.52193
50259 | 7.65 | 1 | 365 | 8.752 | 0.53086 | 9 | 0.28289
45754 | 5.1 | 1 | 365 | 5.8347 | 0.68724 | 6 | 0.52193
50629 | 11.985 | 1 | 365 | 13.7115 | 0.46502 | 14 | 0.17653
50518 | 2.86 | 1 | 365 | 3.272 | 0.55402 | 3 | 0.82602
39616 | 6.24 | 1 | 365 | 7.1389 | 0.29968 | 7 | 0.43859
40438 | 12.22 | 1 | 365 | 13.9804 | 0.0035475 | 13 | 0.98391
50630 | 11.44 | 1 | 365 | 13.088 | 0.21609 | 13 | 0.30409
45681 | 5.2 | 1 | 365 | 5.9491 | 0.9164 | 6 | 0.86549
42030 | 12.69 | 1 | 365 | 14.5181 | 0.080607 | 14 | 0.59868
43738 | 6.76 | 1 | 365 | 7.7338 | 0.49132 | 8 | 0.22514
51799 | 2.295 | 1 | 365 | 2.6256 | 0.25926 | 2 | 0.88487
41660 | 9.36 | 1 | 365 | 10.7084 | 0.44953 | 11 | 0.15789
49391 | 14.3 | 1 | 365 | 16.36 | 0.77011 | 17 | 0.13011
40704 | 11.96 | 1 | 365 | 13.6829 | 0.40773 | 14 | 0.090637
50240 | 5.61 | 1 | 365 | 6.4182 | 0.85597 | 7 | 0.27412
40666 | 2.34 | 1 | 365 | 2.6771 | 0.36238 | 3 | 0.039472
40518 | 8.06 | 1 | 365 | 9.2211 | 0.47042 | 9 | 0.69152
42081 | 9.945 | 1 | 365 | 11.3776 | 0.79012 | 12 | 0.16776
39652 | 12.22 | 1 | 365 | 13.9804 | 0.0035475 | 13 | 0.98391
41443 | 6.5 | 1 | 365 | 7.4364 | 0.8955 | 8 | 0.33187
41426 | 9.36 | 1 | 365 | 10.7084 | 0.44953 | 11 | 0.15789
42232 | 3.64 | 1 | 365 | 4.1644 | 0.34148 | 4 | 0.50585
45997 | 23.92 | 1 | 365 | 27.3658 | 0.81545 | 28 | 0.18127
41193 | 8.58 | 1 | 365 | 9.816 | 0.66207 | 10 | 0.47807
39306 | 8.84 | 1 | 365 | 10.1135 | 0.25789 | 10 | 0.37134
39376 | 3.64 | 1 | 365 | 4.1644 | 0.34148 | 4 | 0.50585
38281 | 3.9 | 1 | 365 | 4.4618 | 0.9373 | 5 | 0.39912
37856 | 6.36 | 1 | 365 | 7.2762 | 0.57468 | 7 | 0.85087
42974 | 6.5 | 1 | 365 | 7.4364 | 0.8955 | 8 | 0.33187
41429 | 9.62 | 1 | 365 | 11.0058 | 0.045346 | 11 | 0.051165
48577 | 11.985 | 1 | 365 | 13.7115 | 0.46502 | 14 | 0.17653
41372 | 6.095 | 1 | 365 | 6.973 | 0.9674 | 7 | 0.94042
50642 | 7.02 | 1 | 365 | 8.0313 | 0.087144 | 8 | 0.11842
43596 | 3.64 | 1 | 365 | 4.1644 | 0.34148 | 4 | 0.50585
39966 | 8.16 | 1 | 365 | 9.3355 | 0.69959 | 10 | 0.035084
39426 | 11.96 | 1 | 365 | 13.6829 | 0.40773 | 14 | 0.090637
44994 | 11.7 | 1 | 365 | 13.3855 | 0.81191 | 14 | 0.19736
45086 | 10.66 | 1 | 365 | 12.1956 | 0.42863 | 12 | 0.62426
41743 | 8.06 | 1 | 365 | 9.2211 | 0.47042 | 9 | 0.69152
41760 | 2.65 | 1 | 365 | 3.0317 | 0.072782 | 3 | 0.10453
39944 | 6.76 | 1 | 365 | 7.7338 | 0.49132 | 8 | 0.22514
39936 | 12.48 | 1 | 365 | 14.2778 | 0.59937 | 14 | 0.87719
41541 | 3.18 | 1 | 365 | 3.6381 | 0.28734 | 3 | 0.92544
40050 | 8.415 | 1 | 365 | 9.6272 | 0.28395 | 9 | 0.91118
40546 | 6.24 | 1 | 365 | 7.1389 | 0.29968 | 7 | 0.43859
39604 | 4.16 | 1 | 365 | 4.7593 | 0.53312 | 5 | 0.2924
40173 | 9.1 | 1 | 365 | 10.4109 | 0.85371 | 11 | 0.26462
39606 | 7.02 | 1 | 365 | 8.0313 | 0.087144 | 8 | 0.11842
41188 | 11.44 | 1 | 365 | 13.088 | 0.21609 | 13 | 0.30409
39509 | 5.46 | 1 | 365 | 6.2465 | 0.51222 | 6 | 0.75877
47359 | 4.16 | 1 | 365 | 4.7593 | 0.53312 | 5 | 0.2924
37913 | 8.84 | 1 | 365 | 10.1135 | 0.25789 | 10 | 0.37134
39674 | 4.16 | 1 | 365 | 4.7593 | 0.53312 | 5 | 0.2924
37889 | 2.915 | 1 | 365 | 3.3349 | 0.68006 | 4 | 0.014984
39949 | 3.975 | 1 | 365 | 4.5476 | 0.10917 | 4 | 0.6568
41857 | 8.48 | 1 | 365 | 9.7016 | 0.4329 | 10 | 0.1345
37979 | 9.88 | 1 | 365 | 11.3033 | 0.64117 | 11 | 0.94444
39952 | 7.905 | 1 | 365 | 9.0438 | 0.11522 | 9 | 0.15899
39379 | 11.18 | 1 | 365 | 12.7905 | 0.62027 | 13 | 0.41081
39938 | 5.46 | 1 | 365 | 6.2465 | 0.51222 | 6 | 0.75877
50267 | 3.12 | 1 | 365 | 3.5695 | 0.14984 | 3 | 0.7193
43838 | 4.68 | 1 | 365 | 5.3542 | 0.72476 | 6 | 0.078945
43807 | 5.1 | 1 | 365 | 5.8347 | 0.68724 | 6 | 0.52193
40392 | 12.74 | 1 | 365 | 14.5753 | 0.19519 | 14 | 0.77046
41159 | 12.22 | 1 | 365 | 13.9804 | 0.0035475 | 13 | 0.98391
50285 | 5.2 | 1 | 365 | 5.9491 | 0.9164 | 6 | 0.86549
37825 | 2.08 | 1 | 365 | 2.3796 | 0.76656 | 3 | 0.1462
40240 | 7.65 | 1 | 365 | 8.752 | 0.53086 | 9 | 0.28289
38762 | 16.64 | 1 | 365 | 19.0371 | 0.13249 | 19 | 0.16958
50591 | 20.02 | 1 | 365 | 22.904 | 0.87815 | 23 | 0.78215
39706 | 6.24 | 1 | 365 | 7.1389 | 0.29968 | 7 | 0.43859
40860 | 5.565 | 1 | 365 | 6.3667 | 0.75284 | 7 | 0.11951
42056 | 5.46 | 1 | 365 | 6.2465 | 0.51222 | 6 | 0.75877
40759 | 10.14 | 1 | 365 | 11.6007 | 0.23699 | 11 | 0.83771
40037 | 5.98 | 1 | 365 | 6.8415 | 0.70386 | 7 | 0.54532
47357 | 16.96 | 1 | 365 | 19.4032 | 0.86581 | 20 | 0.269
47911 | 4.77 | 1 | 365 | 5.4571 | 0.93101 | 6 | 0.38816
45948 | 3.825 | 1 | 365 | 4.376 | 0.76543 | 5 | 0.14145
37773 | 2.6 | 1 | 365 | 2.9745 | 0.9582 | 3 | 0.93275
40114 | 8.06 | 1 | 365 | 9.2211 | 0.47042 | 9 | 0.69152
43900 | 4.42 | 1 | 365 | 5.0567 | 0.12894 | 5 | 0.18567
43606 | 5.98 | 1 | 365 | 6.8415 | 0.70386 | 7 | 0.54532
39298 | 5.46 | 1 | 365 | 6.2465 | 0.51222 | 6 | 0.75877
39933 | 6.885 | 1 | 365 | 7.8768 | 0.77778 | 8 | 0.6546
50446 | 5.46 | 1 | 365 | 6.2465 | 0.51222 | 6 | 0.75877
42066 | 9.69 | 1 | 365 | 11.0859 | 0.20576 | 11 | 0.29166
38736 | 15.6 | 1 | 365 | 17.8473 | 0.74921 | 18 | 0.59648
45469 | 4.68 | 1 | 365 | 5.3542 | 0.72476 | 6 | 0.078945
46292 | 2.6 | 1 | 365 | 2.9745 | 0.9582 | 3 | 0.93275
41540 | 6.5 | 1 | 365 | 7.4364 | 0.8955 | 8 | 0.33187
41003 | 7.54 | 1 | 365 | 8.6262 | 0.27878 | 8 | 0.90497
41972 | 8.48 | 1 | 365 | 9.7016 | 0.4329 | 10 | 0.1345
37990 | 7.8 | 1 | 365 | 8.9236 | 0.8746 | 9 | 0.79824
37803 | 4.42 | 1 | 365 | 5.0567 | 0.12894 | 5 | 0.18567
40296 | 13.78 | 1 | 365 | 15.7651 | 0.57847 | 16 | 0.34356
41823 | 2.6 | 1 | 365 | 2.9745 | 0.9582 | 3 | 0.93275
41488 | 2.915 | 1 | 365 | 3.3349 | 0.68006 | 4 | 0.014984
47532 | 7.28 | 1 | 365 | 8.3287 | 0.68296 | 9 | 0.011692
45740 | 3.9 | 1 | 365 | 4.4618 | 0.9373 | 5 | 0.39912
39285 | 14.04 | 1 | 365 | 16.0625 | 0.17429 | 16 | 0.23683
50348 | 14.025 | 1 | 365 | 16.0454 | 0.13991 | 16 | 0.1853
41704 | 14.04 | 1 | 365 | 16.0625 | 0.17429 | 16 | 0.23683
47521 | 3.9 | 1 | 365 | 4.4618 | 0.9373 | 5 | 0.39912
41502 | 5.3 | 1 | 365 | 6.0635 | 0.14556 | 6 | 0.20906
43781 | 3.06 | 1 | 365 | 3.5008 | 0.012345 | 3 | 0.51316
38252 | 14.04 | 1 | 365 | 16.0625 | 0.17429 | 16 | 0.23683
50510 | 5.1 | 1 | 365 | 5.8347 | 0.68724 | 6 | 0.52193
50618 | 10.2 | 1 | 365 | 11.6694 | 0.37448 | 12 | 0.043854
50363 | 3.12 | 1 | 365 | 3.5695 | 0.14984 | 3 | 0.7193
47390 | 7.8 | 1 | 365 | 8.9236 | 0.8746 | 9 | 0.79824
45017 | 3.9 | 1 | 365 | 4.4618 | 0.9373 | 5 | 0.39912
48573 | 8.16 | 1 | 365 | 9.3355 | 0.69959 | 10 | 0.035084
50360 | 6.76 | 1 | 365 | 7.7338 | 0.49132 | 8 | 0.22514
50478 | 3.12 | 1 | 365 | 3.5695 | 0.14984 | 3 | 0.7193
40104 | 5.355 | 1 | 365 | 6.1264 | 0.2716 | 6 | 0.39802
42449 | 7.54 | 1 | 365 | 8.6262 | 0.27878 | 8 | 0.90497
40279 | 9.01 | 1 | 365 | 10.3079 | 0.64746 | 10 | 0.9554
36054 | 4.42 | 1 | 365 | 5.0567 | 0.12894 | 5 | 0.18567
39097 | 10.92 | 1 | 365 | 12.4931 | 0.024447 | 12 | 0.51754
41233 | 12.42 | 1 | 365 | 14.2092 | 0.46187 | 14 | 0.67105
48540 | 4.68 | 1 | 365 | 5.3542 | 0.72476 | 6 | 0.078945
37971 | 7.8 | 1 | 365 | 8.9236 | 0.8746 | 9 | 0.79824
50266 | 4.42 | 1 | 365 | 5.0567 | 0.12894 | 5 | 0.18567
40120 | 10.4 | 1 | 365 | 11.8982 | 0.83281 | 12 | 0.73099
38353 | 5.46 | 1 | 365 | 6.2465 | 0.51222 | 6 | 0.75877
48550 | 6.5 | 1 | 365 | 7.4364 | 0.8955 | 8 | 0.33187
39282 | 6.63 | 1 | 365 | 7.5851 | 0.19341 | 7 | 0.77851
34620 | 2.86 | 1 | 365 | 3.272 | 0.55402 | 3 | 0.82602
39608 | 7.28 | 1 | 365 | 8.3287 | 0.68296 | 9 | 0.011692
33459 | 9.805 | 1 | 365 | 11.2175 | 0.46929 | 11 | 0.68676
39499 | 4.32 | 1 | 365 | 4.9423 | 0.89978 | 5 | 0.8421
39415 | 9.36 | 1 | 365 | 10.7084 | 0.44953 | 11 | 0.15789
32865 | 7.28 | 1 | 365 | 8.3287 | 0.68296 | 9 | 0.011692
41442 | 10.71 | 1 | 365 | 12.2528 | 0.54321 | 12 | 0.79605
42057 | 15.9 | 1 | 365 | 18.1905 | 0.43669 | 18 | 0.62718
38473 | 8.06 | 1 | 365 | 9.2211 | 0.47042 | 9 | 0.69152
39357 | 5.1 | 1 | 365 | 5.8347 | 0.68724 | 6 | 0.52193
40463 | 5.46 | 1 | 365 | 6.2465 | 0.51222 | 6 | 0.75877
41362 | 5.46 | 1 | 365 | 6.2465 | 0.51222 | 6 | 0.75877
50620 | 10.66 | 1 | 365 | 12.1956 | 0.42863 | 12 | 0.62426
41480 | 10.965 | 1 | 365 | 12.5446 | 0.12757 | 12 | 0.67214
52657 | 6.375 | 1 | 365 | 7.2934 | 0.60905 | 7 | 0.90241
45751 | 8.58 | 1 | 365 | 9.816 | 0.66207 | 10 | 0.47807
40185 | 7.54 | 1 | 365 | 8.6262 | 0.27878 | 8 | 0.90497
40555 | 3.9 | 1 | 365 | 4.4618 | 0.9373 | 5 | 0.39912
40414 | 4.16 | 1 | 365 | 4.7593 | 0.53312 | 5 | 0.2924
39212 | 6.24 | 1 | 365 | 7.1389 | 0.29968 | 7 | 0.43859
42367 | 6.24 | 1 | 365 | 7.1389 | 0.29968 | 7 | 0.43859
39217 | 6.24 | 1 | 365 | 7.1389 | 0.29968 | 7 | 0.43859
48591 | 5.1 | 1 | 365 | 5.8347 | 0.68724 | 6 | 0.52193
45706 | 3.12 | 1 | 365 | 3.5695 | 0.14984 | 3 | 0.7193
50317 | 6.63 | 1 | 365 | 7.5851 | 0.19341 | 7 | 0.77851
43683 | 7.155 | 1 | 365 | 8.1857 | 0.39651 | 8 | 0.58223
45399 | 3.9 | 1 | 365 | 4.4618 | 0.9373 | 5 | 0.39912
38815 | 4.59 | 1 | 365 | 5.2512 | 0.51852 | 5 | 0.76973
45630 | 12.985 | 1 | 365 | 14.8556 | 0.75663 | 15 | 0.6122
47883 | 11.22 | 1 | 365 | 12.8363 | 0.71193 | 13 | 0.54824
46222 | 8.58 | 1 | 365 | 9.816 | 0.66207 | 10 | 0.47807
50622 | 7.14 | 1 | 365 | 8.1686 | 0.36214 | 8 | 0.5307
50464 | 6.12 | 1 | 365 | 7.0016 | 0.02469 | 7 | 0.026313
39678 | 4.05 | 1 | 365 | 4.6334 | 0.28104 | 4 | 0.91447
50602 | 3.825 | 1 | 365 | 4.376 | 0.76543 | 5 | 0.14145
50580 | 6.375 | 1 | 365 | 7.2934 | 0.60905 | 7 | 0.90241
39714 | 8.415 | 1 | 365 | 9.6272 | 0.28395 | 9 | 0.91118
41098 | 5.035 | 1 | 365 | 5.7603 | 0.53829 | 6 | 0.29861
43808 | 6.75 | 1 | 365 | 7.7224 | 0.46841 | 8 | 0.19079
39663 | 11.44 | 1 | 365 | 13.088 | 0.21609 | 13 | 0.30409
41146 | 9.88 | 1 | 365 | 11.3033 | 0.64117 | 11 | 0.94444
40968 | 7.8 | 1 | 365 | 8.9236 | 0.8746 | 9 | 0.79824
39653 | 11.18 | 1 | 365 | 12.7905 | 0.62027 | 13 | 0.41081
50356 | 8.415 | 1 | 365 | 9.6272 | 0.28395 | 9 | 0.91118
40190 | 8.16 | 1 | 365 | 9.3355 | 0.69959 | 10 | 0.035084
43755 | 7.14 | 1 | 365 | 8.1686 | 0.36214 | 8 | 0.5307
50736 | 7.905 | 1 | 365 | 9.0438 | 0.11522 | 9 | 0.15899
31232 | 11.96 | 1 | 365 | 13.6829 | 0.40773 | 14 | 0.090637
40008 | 5.865 | 1 | 365 | 6.7099 | 0.44033 | 7 | 0.15022
50636 | 15.08 | 1 | 365 | 17.2524 | 0.55757 | 17 | 0.80993
37854 | 3.38 | 1 | 365 | 3.8669 | 0.74566 | 4 | 0.61257
39617 | 7.28 | 1 | 365 | 8.3287 | 0.68296 | 9 | 0.011692
37705 | 6.5 | 1 | 365 | 7.4364 | 0.8955 | 8 | 0.33187
42019 | 5.72 | 1 | 365 | 6.544 | 0.10804 | 6 | 0.65204
50409 | 8.415 | 1 | 365 | 9.6272 | 0.28395 | 9 | 0.91118
50224 | 10.965 | 1 | 365 | 12.5446 | 0.12757 | 12 | 0.67214
50616 | 6.63 | 1 | 365 | 7.5851 | 0.19341 | 7 | 0.77851
43825 | 9.36 | 1 | 365 | 10.7084 | 0.44953 | 11 | 0.15789
50386 | 10.965 | 1 | 365 | 12.5446 | 0.12757 | 12 | 0.67214
38138 | 6.5 | 1 | 365 | 7.4364 | 0.8955 | 8 | 0.33187
39996 | 5.46 | 1 | 365 | 6.2465 | 0.51222 | 6 | 0.75877
39925 | 3.06 | 1 | 365 | 3.5008 | 0.012345 | 3 | 0.51316
39513 | 4.94 | 1 | 365 | 5.6516 | 0.32058 | 5 | 0.97222
40959 | 7.54 | 1 | 365 | 8.6262 | 0.27878 | 8 | 0.90497
37298 | 3.9 | 1 | 365 | 4.4618 | 0.9373 | 5 | 0.39912
49407 | 4.505 | 1 | 365 | 5.154 | 0.32373 | 5 | 0.4777
39154 | 5.46 | 1 | 365 | 6.2465 | 0.51222 | 6 | 0.75877
41788 | 8.06 | 1 | 365 | 9.2211 | 0.47042 | 9 | 0.69152
42863 | 6.24 | 1 | 365 | 7.1389 | 0.29968 | 7 | 0.43859
39732 | 7.54 | 1 | 365 | 8.6262 | 0.27878 | 8 | 0.90497
40916 | 3.64 | 1 | 365 | 4.1644 | 0.34148 | 4 | 0.50585
45758 | 4.08 | 1 | 365 | 4.6677 | 0.34979 | 5 | 0.017542
47553 | 12.72 | 1 | 365 | 14.5524 | 0.14936 | 14 | 0.70175
41793 | 14.045 | 1 | 365 | 16.0683 | 0.18575 | 16 | 0.25401
50615 | 5.1 | 1 | 365 | 5.8347 | 0.68724 | 6 | 0.52193
42424 | 14.535 | 1 | 365 | 16.6289 | 0.30864 | 16 | 0.93749
40551 | 5.46 | 1 | 365 | 6.2465 | 0.51222 | 6 | 0.75877
39197 | 13.77 | 1 | 365 | 15.7537 | 0.55555 | 16 | 0.3092
45101 | 9.18 | 1 | 365 | 10.5024 | 0.037035 | 10 | 0.53947
45873 | 10.4 | 1 | 365 | 11.8982 | 0.83281 | 12 | 0.73099
47509 | 8.925 | 1 | 365 | 10.2107 | 0.45267 | 10 | 0.66337
40233 | 9.62 | 1 | 365 | 11.0058 | 0.045346 | 11 | 0.051165
39365 | 6.76 | 1 | 365 | 7.7338 | 0.49132 | 8 | 0.22514
38767 | 7.8 | 1 | 365 | 8.9236 | 0.8746 | 9 | 0.79824
45324 | 20.8 | 1 | 365 | 23.7964 | 0.66561 | 24 | 0.46198
38219 | 10.865 | 1 | 365 | 12.4302 | 0.89841 | 13 | 0.32858
39594 | 6.24 | 1 | 365 | 7.1389 | 0.29968 | 7 | 0.43859
41149 | 5.46 | 1 | 365 | 6.2465 | 0.51222 | 6 | 0.75877
38162 | 7.8 | 1 | 365 | 8.9236 | 0.8746 | 9 | 0.79824
39276 | 8.32 | 1 | 365 | 9.5185 | 0.066245 | 9 | 0.58479
42078 | 12.74 | 1 | 365 | 14.5753 | 0.19519 | 14 | 0.77046
38025 | 9.1 | 1 | 365 | 10.4109 | 0.85371 | 11 | 0.26462
39322 | 10.14 | 1 | 365 | 11.6007 | 0.23699 | 11 | 0.83771
50406 | 3.78 | 1 | 365 | 4.3245 | 0.66231 | 4 | 0.98684
41416 | 11.44 | 1 | 365 | 13.088 | 0.21609 | 13 | 0.30409
50562 | 8.06 | 1 | 365 | 9.2211 | 0.47042 | 9 | 0.69152
39614 | 8.32 | 1 | 365 | 9.5185 | 0.066245 | 9 | 0.58479
48107 | 3.12 | 1 | 365 | 3.5695 | 0.14984 | 3 | 0.7193
41229 | 8.58 | 1 | 365 | 9.816 | 0.66207 | 10 | 0.47807
42017 | 8.215 | 1 | 365 | 9.3984 | 0.82563 | 10 | 0.22405
50233 | 5.355 | 1 | 365 | 6.1264 | 0.2716 | 6 | 0.39802
42452 | 6.5 | 1 | 365 | 7.4364 | 0.8955 | 8 | 0.33187
50368 | 5.865 | 1 | 365 | 6.7099 | 0.44033 | 7 | 0.15022
39932 | 4.42 | 1 | 365 | 5.0567 | 0.12894 | 5 | 0.18567
45969 | 6.12 | 1 | 365 | 7.0016 | 0.02469 | 7 | 0.026313
40757 | 5.61 | 1 | 365 | 6.4182 | 0.85597 | 7 | 0.27412
37804 | 5.46 | 1 | 365 | 6.2465 | 0.51222 | 6 | 0.75877
47555 | 4.68 | 1 | 365 | 5.3542 | 0.72476 | 6 | 0.078945
42415 | 9.36 | 1 | 365 | 10.7084 | 0.44953 | 11 | 0.15789
43816 | 14.28 | 1 | 365 | 16.3371 | 0.72428 | 17 | 0.061396
40987 | 4.16 | 1 | 365 | 4.7593 | 0.53312 | 5 | 0.2924
45502 | 6.375 | 1 | 365 | 7.2934 | 0.60905 | 7 | 0.90241
50627 | 9.435 | 1 | 365 | 10.7942 | 0.6214 | 11 | 0.41557
42369 | 9.62 | 1 | 365 | 11.0058 | 0.045346 | 11 | 0.051165
38019 | 2.6 | 1 | 365 | 2.9745 | 0.9582 | 3 | 0.93275
38529 | 5.98 | 1 | 365 | 6.8415 | 0.70386 | 7 | 0.54532
40710 | 2.12 | 1 | 365 | 2.4254 | 0.85823 | 3 | 0.28362
44952 | 4.68 | 1 | 365 | 5.3542 | 0.72476 | 6 | 0.078945
38101 | 8.32 | 1 | 365 | 9.5185 | 0.066245 | 9 | 0.58479
39609 | 12.22 | 1 | 365 | 13.9804 | 0.0035475 | 13 | 0.98391
39290 | 4.68 | 1 | 365 | 5.3542 | 0.72476 | 6 | 0.078945
41422 | 9.88 | 1 | 365 | 11.3033 | 0.64117 | 11 | 0.94444
39580 | 8.84 | 1 | 365 | 10.1135 | 0.25789 | 10 | 0.37134
42024 | 5.565 | 1 | 365 | 6.3667 | 0.75284 | 7 | 0.11951
45769 | 4.845 | 1 | 365 | 5.543 | 0.10288 | 5 | 0.64583
47901 | 4.08 | 1 | 365 | 4.6677 | 0.34979 | 5 | 0.017542
39236 | 3.975 | 1 | 365 | 4.5476 | 0.10917 | 4 | 0.6568
42345 | 8.16 | 1 | 365 | 9.3355 | 0.69959 | 10 | 0.035084
50238 | 4.08 | 1 | 365 | 4.6677 | 0.34979 | 5 | 0.017542
48088 | 11.7 | 1 | 365 | 13.3855 | 0.81191 | 14 | 0.19736
45494 | 2.805 | 1 | 365 | 3.2091 | 0.42798 | 3 | 0.63706
50424 | 8.37 | 1 | 365 | 9.5757 | 0.18083 | 9 | 0.75657
47865 | 7.14 | 1 | 365 | 8.1686 | 0.36214 | 8 | 0.5307
39975 | 9.275 | 1 | 365 | 10.6111 | 0.25474 | 10 | 0.86586
43815 | 9.36 | 1 | 365 | 10.7084 | 0.44953 | 11 | 0.15789
45609 | 8.84 | 1 | 365 | 10.1135 | 0.25789 | 10 | 0.37134
45660 | 4.08 | 1 | 365 | 4.6677 | 0.34979 | 5 | 0.017542
42374 | 4.68 | 1 | 365 | 5.3542 | 0.72476 | 6 | 0.078945
50364 | 5.1 | 1 | 365 | 5.8347 | 0.68724 | 6 | 0.52193
47463 | 5.72 | 1 | 365 | 6.544 | 0.10804 | 6 | 0.65204
41670 | 2.295 | 1 | 365 | 2.6256 | 0.25926 | 2 | 0.88487
48036 | 2.6 | 1 | 365 | 2.9745 | 0.9582 | 3 | 0.93275
40048 | 9.1 | 1 | 365 | 10.4109 | 0.85371 | 11 | 0.26462
44758 | 7.02 | 1 | 365 | 8.0313 | 0.087144 | 8 | 0.11842
41452 | 4.68 | 1 | 365 | 5.3542 | 0.72476 | 6 | 0.078945
45765 | 10.4 | 1 | 365 | 11.8982 | 0.83281 | 12 | 0.73099
47776 | 11.475 | 1 | 365 | 13.128 | 0.29629 | 13 | 0.42434
40175 | 11.7 | 1 | 365 | 13.3855 | 0.81191 | 14 | 0.19736
54741 | 10.6 | 1 | 365 | 12.127 | 0.29113 | 12 | 0.41812
45663 | 11.73 | 1 | 365 | 13.4198 | 0.88066 | 14 | 0.30043
46356 | 9.945 | 1 | 365 | 11.3776 | 0.79012 | 12 | 0.16776
43066 | 8.48 | 1 | 365 | 9.7016 | 0.4329 | 10 | 0.1345
43741 | 10.335 | 1 | 365 | 11.8238 | 0.68385 | 12 | 0.50767
41212 | 10.92 | 1 | 365 | 12.4931 | 0.024447 | 12 | 0.51754
42208 | 6.12 | 1 | 365 | 7.0016 | 0.02469 | 7 | 0.026313
41391 | 12.48 | 1 | 365 | 14.2778 | 0.59937 | 14 | 0.87719
45767 | 4.95 | 1 | 365 | 5.6631 | 0.3435 | 6 | 0.0065764
54699 | 7.28 | 1 | 365 | 8.3287 | 0.68296 | 9 | 0.011692
47502 | 12.22 | 1 | 365 | 13.9804 | 0.0035475 | 13 | 0.98391
54702 | 4.59 | 1 | 365 | 5.2512 | 0.51852 | 5 | 0.76973
48585 | 5.61 | 1 | 365 | 6.4182 | 0.85597 | 7 | 0.27412
46279 | 10.965 | 1 | 365 | 12.5446 | 0.12757 | 12 | 0.67214
47563 | 3.825 | 1 | 365 | 4.376 | 0.76543 | 5 | 0.14145
42189 | 4.68 | 1 | 365 | 5.3542 | 0.72476 | 6 | 0.078945
42346 | 9.62 | 1 | 365 | 11.0058 | 0.045346 | 11 | 0.051165
50271 | 6.12 | 1 | 365 | 7.0016 | 0.02469 | 7 | 0.026313
41134 | 8.84 | 1 | 365 | 10.1135 | 0.25789 | 10 | 0.37134
40142 | 7.28 | 1 | 365 | 8.3287 | 0.68296 | 9 | 0.011692
45174 | 2.295 | 1 | 365 | 2.6256 | 0.25926 | 2 | 0.88487
43003 | 5.46 | 1 | 365 | 6.2465 | 0.51222 | 6 | 0.75877
45916 | 9.435 | 1 | 365 | 10.7942 | 0.6214 | 11 | 0.41557
39476 | 12.74 | 1 | 365 | 14.5753 | 0.19519 | 14 | 0.77046
46237 | 14.04 | 1 | 365 | 16.0625 | 0.17429 | 16 | 0.23683
50322 | 3.06 | 1 | 365 | 3.5008 | 0.012345 | 3 | 0.51316
45475 | 4.59 | 1 | 365 | 5.2512 | 0.51852 | 5 | 0.76973
54692 | 7.14 | 1 | 365 | 8.1686 | 0.36214 | 8 | 0.5307
54690 | 9.435 | 1 | 365 | 10.7942 | 0.6214 | 11 | 0.41557
54838 | 14.04 | 1 | 365 | 16.0625 | 0.17429 | 16 | 0.23683
54729 | 13.78 | 1 | 365 | 15.7651 | 0.57847 | 16 | 0.34356
54685 | 4.08 | 1 | 365 | 4.6677 | 0.34979 | 5 | 0.017542
54385 | 9.435 | 1 | 365 | 10.7942 | 0.6214 | 11 | 0.41557
40152 | 7.8 | 1 | 365 | 8.9236 | 0.8746 | 9 | 0.79824
54392 | 7.28 | 1 | 365 | 8.3287 | 0.68296 | 9 | 0.011692
39544 | 4.68 | 1 | 365 | 5.3542 | 0.72476 | 6 | 0.078945
54365 | 10.455 | 1 | 365 | 11.9611 | 0.95885 | 12 | 0.91995
45730 | 6.76 | 1 | 365 | 7.7338 | 0.49132 | 8 | 0.22514
54358 | 7.65 | 1 | 365 | 8.752 | 0.53086 | 9 | 0.28289
40062 | 7.02 | 1 | 365 | 8.0313 | 0.087144 | 8 | 0.11842
48112 | 7.02 | 1 | 365 | 8.0313 | 0.087144 | 8 | 0.11842
54400 | 6.24 | 1 | 365 | 7.1389 | 0.29968 | 7 | 0.43859
38881 | 7.14 | 1 | 365 | 8.1686 | 0.36214 | 8 | 0.5307
40075 | 8.925 | 1 | 365 | 10.2107 | 0.45267 | 10 | 0.66337
45893 | 8.84 | 1 | 365 | 10.1135 | 0.25789 | 10 | 0.37134
40165 | 4.94 | 1 | 365 | 5.6516 | 0.32058 | 5 | 0.97222
46665 | 9.62 | 1 | 365 | 11.0058 | 0.045346 | 11 | 0.051165
50312 | 3.9 | 1 | 365 | 4.4618 | 0.9373 | 5 | 0.39912
46609 | 8.06 | 1 | 365 | 9.2211 | 0.47042 | 9 | 0.69152
50337 | 5.98 | 1 | 365 | 6.8415 | 0.70386 | 7 | 0.54532
40434 | 4.42 | 1 | 365 | 5.0567 | 0.12894 | 5 | 0.18567
50319 | 5.98 | 1 | 365 | 6.8415 | 0.70386 | 7 | 0.54532
50652 | 17.34 | 1 | 365 | 19.8379 | 0.73662 | 20 | 0.57455
50335 | 10.4 | 1 | 365 | 11.8982 | 0.83281 | 12 | 0.73099
45308 | 5.72 | 1 | 365 | 6.544 | 0.10804 | 6 | 0.65204
41634 | 4.335 | 1 | 365 | 4.9595 | 0.93416 | 5 | 0.89364
54386 | 6.885 | 1 | 365 | 7.8768 | 0.77778 | 8 | 0.6546
45682 | 5.035 | 1 | 365 | 5.7603 | 0.53829 | 6 | 0.29861
45741 | 9.435 | 1 | 365 | 10.7942 | 0.6214 | 11 | 0.41557
48414 | 6.24 | 1 | 365 | 7.1389 | 0.29968 | 7 | 0.43859
54520 | 2.12 | 1 | 365 | 2.4254 | 0.85823 | 3 | 0.28362
45659 | 9.69 | 1 | 365 | 11.0859 | 0.20576 | 11 | 0.29166
54370 | 2.55 | 1 | 365 | 2.9173 | 0.84362 | 3 | 0.76096
48139 | 12.24 | 1 | 365 | 14.0032 | 0.04938 | 14 | 0.052625
46364 | 5.355 | 1 | 365 | 6.1264 | 0.2716 | 6 | 0.39802
54389 | 11.985 | 1 | 365 | 13.7115 | 0.46502 | 14 | 0.17653
46159 | 10.455 | 1 | 365 | 11.9611 | 0.95885 | 12 | 0.91995
50633 | 6.12 | 1 | 365 | 7.0016 | 0.02469 | 7 | 0.026313
54347 | 9.69 | 1 | 365 | 11.0859 | 0.20576 | 11 | 0.29166
54447 | 7.8 | 1 | 365 | 8.9236 | 0.8746 | 9 | 0.79824
54471 | 6.12 | 1 | 365 | 7.0016 | 0.02469 | 7 | 0.026313
54458 | 11.73 | 1 | 365 | 13.4198 | 0.88066 | 14 | 0.30043
48101 | 4.59 | 1 | 365 | 5.2512 | 0.51852 | 5 | 0.76973
45364 | 9.01 | 1 | 365 | 10.3079 | 0.64746 | 10 | 0.9554
54460 | 7.395 | 1 | 365 | 8.4603 | 0.9465 | 9 | 0.40679
45680 | 8.16 | 1 | 365 | 9.3355 | 0.69959 | 10 | 0.035084
53684 | 8.84 | 1 | 365 | 10.1135 | 0.25789 | 10 | 0.37134
47845 | 9.62 | 1 | 365 | 11.0058 | 0.045346 | 11 | 0.051165
39923 | 5.2 | 1 | 365 | 5.9491 | 0.9164 | 6 | 0.86549
53729 | 4.335 | 1 | 365 | 4.9595 | 0.93416 | 5 | 0.89364
47741 | 10.71 | 1 | 365 | 12.2528 | 0.54321 | 12 | 0.79605
53889 | 11.18 | 1 | 365 | 12.7905 | 0.62027 | 13 | 0.41081
53928 | 5.83 | 1 | 365 | 6.6698 | 0.36012 | 7 | 0.029968
53934 | 14.535 | 1 | 365 | 16.6289 | 0.30864 | 16 | 0.93749
50496 | 3.38 | 1 | 365 | 3.8669 | 0.74566 | 4 | 0.61257
53939 | 8.16 | 1 | 365 | 9.3355 | 0.69959 | 10 | 0.035084
53940 | 6.375 | 1 | 365 | 7.2934 | 0.60905 | 7 | 0.90241
53941 | 4.59 | 1 | 365 | 5.2512 | 0.51852 | 5 | 0.76973
50455 | 9.69 | 1 | 365 | 11.0859 | 0.20576 | 11 | 0.29166
53942 | 4.59 | 1 | 365 | 5.2512 | 0.51852 | 5 | 0.76973
53955 | 9.18 | 1 | 365 | 10.5024 | 0.037035 | 10 | 0.53947
52191 | 8.925 | 1 | 365 | 10.2107 | 0.45267 | 10 | 0.66337
54050 | 3.12 | 1 | 365 | 3.5695 | 0.14984 | 3 | 0.7193
53150 | 6.75 | 1 | 365 | 7.7224 | 0.46841 | 8 | 0.19079
40664 | 5.865 | 1 | 365 | 6.7099 | 0.44033 | 7 | 0.15022
50377 | 4.59 | 1 | 365 | 5.2512 | 0.51852 | 5 | 0.76973
54096 | 8.925 | 1 | 365 | 10.2107 | 0.45267 | 10 | 0.66337
53242 | 9.435 | 1 | 365 | 10.7942 | 0.6214 | 11 | 0.41557
41485 | 5.865 | 1 | 365 | 6.7099 | 0.44033 | 7 | 0.15022
47535 | 9.945 | 1 | 365 | 11.3776 | 0.79012 | 12 | 0.16776
54327 | 4.16 | 1 | 365 | 4.7593 | 0.53312 | 5 | 0.2924
54329 | 3.38 | 1 | 365 | 3.8669 | 0.74566 | 4 | 0.61257
53184 | 4.59 | 1 | 365 | 5.2512 | 0.51852 | 5 | 0.76973
54330 | 13.78 | 1 | 365 | 15.7651 | 0.57847 | 16 | 0.34356
54336 | 14.04 | 1 | 365 | 16.0625 | 0.17429 | 16 | 0.23683
41942 | 6.76 | 1 | 365 | 7.7338 | 0.49132 | 8 | 0.22514
54338 | 3.12 | 1 | 365 | 3.5695 | 0.14984 | 3 | 0.7193
53244 | 5.1 | 1 | 365 | 5.8347 | 0.68724 | 6 | 0.52193
47566 | 2.04 | 1 | 365 | 2.3339 | 0.6749 | 3 | 0.0087709
47554 | 5.61 | 1 | 365 | 6.4182 | 0.85597 | 7 | 0.27412
50640 | 5.2 | 1 | 365 | 5.9491 | 0.9164 | 6 | 0.86549
44954 | 3.9 | 1 | 365 | 4.4618 | 0.9373 | 5 | 0.39912
40951 | 7.02 | 1 | 365 | 8.0313 | 0.087144 | 8 | 0.11842
40515 | 4.68 | 1 | 365 | 5.3542 | 0.72476 | 6 | 0.078945
54453 | 5.1 | 1 | 365 | 5.8347 | 0.68724 | 6 | 0.52193
54450 | 8.32 | 1 | 365 | 9.5185 | 0.066245 | 9 | 0.58479
54445 | 10.4 | 1 | 365 | 11.8982 | 0.83281 | 12 | 0.73099
54439 | 10.92 | 1 | 365 | 12.4931 | 0.024447 | 12 | 0.51754
54438 | 6.375 | 1 | 365 | 7.2934 | 0.60905 | 7 | 0.90241
54433 | 6.63 | 1 | 365 | 7.5851 | 0.19341 | 7 | 0.77851
54434 | 5.1 | 1 | 365 | 5.8347 | 0.68724 | 6 | 0.52193
54431 | 7.8 | 1 | 365 | 8.9236 | 0.8746 | 9 | 0.79824
54416 | 4.335 | 1 | 365 | 4.9595 | 0.93416 | 5 | 0.89364
54516 | 9.69 | 1 | 365 | 11.0859 | 0.20576 | 11 | 0.29166
54506 | 7.65 | 1 | 365 | 8.752 | 0.53086 | 9 | 0.28289
54507 | 10.2 | 1 | 365 | 11.6694 | 0.37448 | 12 | 0.043854
54505 | 5.565 | 1 | 365 | 6.3667 | 0.75284 | 7 | 0.11951
54544 | 6.885 | 1 | 365 | 7.8768 | 0.77778 | 8 | 0.6546
54427 | 4.08 | 1 | 365 | 4.6677 | 0.34979 | 5 | 0.017542
54554 | 2.295 | 1 | 365 | 2.6256 | 0.25926 | 2 | 0.88487
54413 | 10.965 | 1 | 365 | 12.5446 | 0.12757 | 12 | 0.67214
37805 | 2.86 | 1 | 365 | 3.272 | 0.55402 | 3 | 0.82602
41991 | 3.32 | 1 | 365 | 3.7983 | 0.60817 | 4 | 0.40643
45869 | 9.945 | 1 | 365 | 11.3776 | 0.79012 | 12 | 0.16776
47562 | 8.06 | 1 | 365 | 9.2211 | 0.47042 | 9 | 0.69152
45979 | 7.28 | 1 | 365 | 8.3287 | 0.68296 | 9 | 0.011692
50570 | 7.29 | 1 | 365 | 8.3402 | 0.70588 | 9 | 0.046049
39264 | 8.84 | 1 | 365 | 10.1135 | 0.25789 | 10 | 0.37134
39664 | 5.2 | 1 | 365 | 5.9491 | 0.9164 | 6 | 0.86549
40124 | 4.68 | 1 | 365 | 5.3542 | 0.72476 | 6 | 0.078945
54343 | 4.77 | 1 | 365 | 5.4571 | 0.93101 | 6 | 0.38816
39542 | 13.52 | 1 | 365 | 15.4676 | 0.98265 | 16 | 0.45029
54346 | 4.845 | 1 | 365 | 5.543 | 0.10288 | 5 | 0.64583
45141 | 5.98 | 1 | 365 | 6.8415 | 0.70386 | 7 | 0.54532
45694 | 6.625 | 1 | 365 | 7.5794 | 0.18196 | 7 | 0.76133
54529 | 4.335 | 1 | 365 | 4.9595 | 0.93416 | 5 | 0.89364
39543 | 10.965 | 1 | 365 | 12.5446 | 0.12757 | 12 | 0.67214
38170 | 6.5 | 1 | 365 | 7.4364 | 0.8955 | 8 | 0.33187
48867 | 12.19 | 1 | 365 | 13.946 | 0.9348 | 14 | 0.88084
45752 | 3.315 | 1 | 365 | 3.7925 | 0.59671 | 4 | 0.38925
53886 | 7.28 | 1 | 365 | 8.3287 | 0.68296 | 9 | 0.011692
48562 | 6.24 | 1 | 365 | 7.1389 | 0.29968 | 7 | 0.43859
40017 | 8.32 | 1 | 365 | 9.5185 | 0.066245 | 9 | 0.58479
55676 | 4.59 | 1 | 365 | 5.2512 | 0.51852 | 5 | 0.76973
55712 | 6.12 | 1 | 365 | 7.0016 | 0.02469 | 7 | 0.026313
55705 | 10.455 | 1 | 365 | 11.9611 | 0.95885 | 12 | 0.91995
41567 | 8.32 | 1 | 365 | 9.5185 | 0.066245 | 9 | 0.58479
39414 | 8.415 | 1 | 365 | 9.6272 | 0.28395 | 9 | 0.91118
47479 | 9.18 | 1 | 365 | 10.5024 | 0.037035 | 10 | 0.53947
41106 | 7.42 | 1 | 365 | 8.4889 | 0.0037907 | 8 | 0.49269
40828 | 4.68 | 1 | 365 | 5.3542 | 0.72476 | 6 | 0.078945
54351 | 11.22 | 1 | 365 | 12.8363 | 0.71193 | 13 | 0.54824
54354 | 5.865 | 1 | 365 | 6.7099 | 0.44033 | 7 | 0.15022
54422 | 4.08 | 1 | 365 | 4.6677 | 0.34979 | 5 | 0.017542
54429 | 3.9 | 1 | 365 | 4.4618 | 0.9373 | 5 | 0.39912
54488 | 6.63 | 1 | 365 | 7.5851 | 0.19341 | 7 | 0.77851
54498 | 3.38 | 1 | 365 | 3.8669 | 0.74566 | 4 | 0.61257
39406 | 11.7 | 1 | 365 | 13.3855 | 0.81191 | 14 | 0.19736
54464 | 5.2 | 1 | 365 | 5.9491 | 0.9164 | 6 | 0.86549
50436 | 5.61 | 1 | 365 | 6.4182 | 0.85597 | 7 | 0.27412
54519 | 4.68 | 1 | 365 | 5.3542 | 0.72476 | 6 | 0.078945
39730 | 7.8 | 1 | 365 | 8.9236 | 0.8746 | 9 | 0.79824
46042 | 8.84 | 1 | 365 | 10.1135 | 0.25789 | 10 | 0.37134
54549 | 3.825 | 1 | 365 | 4.376 | 0.76543 | 5 | 0.14145
54608 | 8.925 | 1 | 365 | 10.2107 | 0.45267 | 10 | 0.66337
42556 | 5.72 | 1 | 365 | 6.544 | 0.10804 | 6 | 0.65204
54610 | 9.435 | 1 | 365 | 10.7942 | 0.6214 | 11 | 0.41557
54611 | 11.22 | 1 | 365 | 12.8363 | 0.71193 | 13 | 0.54824
54609 | 9.435 | 1 | 365 | 10.7942 | 0.6214 | 11 | 0.41557
54615 | 9.88 | 1 | 365 | 11.3033 | 0.64117 | 11 | 0.94444
54616 | 8.415 | 1 | 365 | 9.6272 | 0.28395 | 9 | 0.91118
50581 | 7.14 | 1 | 365 | 8.1686 | 0.36214 | 8 | 0.5307
54622 | 3.06 | 1 | 365 | 3.5008 | 0.012345 | 3 | 0.51316
54624 | 6.89 | 1 | 365 | 7.8825 | 0.78923 | 8 | 0.67178
54621 | 3.315 | 1 | 365 | 3.7925 | 0.59671 | 4 | 0.38925
49476 | 6.82 | 1 | 365 | 7.8025 | 0.62882 | 8 | 0.43128
39745 | 4.94 | 1 | 365 | 5.6516 | 0.32058 | 5 | 0.97222
50118 | 4.5 | 1 | 365 | 5.1483 | 0.31227 | 5 | 0.46052
52843 | 5.2 | 1 | 365 | 5.9491 | 0.9164 | 6 | 0.86549
52845 | 5.2 | 1 | 365 | 5.9491 | 0.9164 | 6 | 0.86549
45678 | 5.5 | 1 | 365 | 6.2923 | 0.60389 | 6 | 0.8962
54627 | 3.06 | 1 | 365 | 3.5008 | 0.012345 | 3 | 0.51316
54648 | 7.28 | 1 | 365 | 8.3287 | 0.68296 | 9 | 0.011692
54654 | 10.14 | 1 | 365 | 11.6007 | 0.23699 | 11 | 0.83771
49456 | 6.5 | 1 | 365 | 7.4364 | 0.8955 | 8 | 0.33187
54656 | 10.455 | 1 | 365 | 11.9611 | 0.95885 | 12 | 0.91995
45215 | 11.75 | 1 | 365 | 13.4427 | 0.92649 | 14 | 0.36915
54658 | 4.94 | 1 | 365 | 5.6516 | 0.32058 | 5 | 0.97222
44555 | 7 | 1 | 365 | 8.0084 | 0.041312 | 8 | 0.049704
54660 | 3.38 | 1 | 365 | 3.8669 | 0.74566 | 4 | 0.61257
37747 | 4.05 | 1 | 365 | 4.6334 | 0.28104 | 4 | 0.91447
54177 | 7.28 | 1 | 365 | 8.3287 | 0.68296 | 9 | 0.011692
30740 | 7.54 | 1 | 365 | 8.6262 | 0.27878 | 8 | 0.90497
52039 | 8.58 | 1 | 365 | 9.816 | 0.66207 | 10 | 0.47807
32711 | 9.36 | 1 | 365 | 10.7084 | 0.44953 | 11 | 0.15789
50164 | 5.46 | 1 | 365 | 6.2465 | 0.51222 | 6 | 0.75877
56636 | 9.54 | 1 | 365 | 10.9143 | 0.86202 | 11 | 0.77631
37036 | 5.98 | 1 | 365 | 6.8415 | 0.70386 | 7 | 0.54532
36673 | 7.28 | 1 | 365 | 8.3287 | 0.68296 | 9 | 0.011692
37703 | 5.98 | 1 | 365 | 6.8415 | 0.70386 | 7 | 0.54532
36985 | 6.76 | 1 | 365 | 7.7338 | 0.49132 | 8 | 0.22514
37062 | 7.54 | 1 | 365 | 8.6262 | 0.27878 | 8 | 0.90497
37721 | 6.5 | 1 | 365 | 7.4364 | 0.8955 | 8 | 0.33187
41256 | 3.9 | 1 | 365 | 4.4618 | 0.9373 | 5 | 0.39912
37902 | 10.14 | 1 | 365 | 11.6007 | 0.23699 | 11 | 0.83771
38829 | 4.16 | 1 | 365 | 4.7593 | 0.53312 | 5 | 0.2924
39482 | 10.335 | 1 | 365 | 11.8238 | 0.68385 | 12 | 0.50767
39069 | 12.22 | 1 | 365 | 13.9804 | 0.0035475 | 13 | 0.98391
37882 | 11.44 | 1 | 365 | 13.088 | 0.21609 | 13 | 0.30409
54180 | 3.38 | 1 | 365 | 3.8669 | 0.74566 | 4 | 0.61257
39431 | 5.98 | 1 | 365 | 6.8415 | 0.70386 | 7 | 0.54532
33219 | 4.68 | 1 | 365 | 5.3542 | 0.72476 | 6 | 0.078945
33539 | 2.34 | 1 | 365 | 2.6771 | 0.36238 | 3 | 0.039472
50303 | 6.12 | 1 | 365 | 7.0016 | 0.02469 | 7 | 0.026313
17945 | 7.28 | 1 | 365 | 8.3287 | 0.68296 | 9 | 0.011692
20396 | 4.94 | 1 | 365 | 5.6516 | 0.32058 | 5 | 0.97222
28034 | 8.32 | 1 | 365 | 9.5185 | 0.066245 | 9 | 0.58479
31699 | 5.98 | 1 | 365 | 6.8415 | 0.70386 | 7 | 0.54532
28808 | 12.74 | 1 | 365 | 14.5753 | 0.19519 | 14 | 0.77046
25619 | 9.1 | 1 | 365 | 10.4109 | 0.85371 | 11 | 0.26462
29013 | 3.9 | 1 | 365 | 4.4618 | 0.9373 | 5 | 0.39912
32100 | 13 | 1 | 365 | 14.8727 | 0.79101 | 15 | 0.66374
32418 | 6.24 | 1 | 365 | 7.1389 | 0.29968 | 7 | 0.43859
37524 | 11.275 | 1 | 365 | 12.8992 | 0.83797 | 13 | 0.7372
43761 | 4.56 | 1 | 365 | 5.2169 | 0.44977 | 5 | 0.66666
42710 | 7.2 | 1 | 365 | 8.2372 | 0.49964 | 8 | 0.73684
38354 | 5.985 | 1 | 365 | 6.8472 | 0.71532 | 7 | 0.5625
46029 | 7.02 | 1 | 365 | 8.0313 | 0.087144 | 8 | 0.11842
41125 | 5.72 | 1 | 365 | 6.544 | 0.10804 | 6 | 0.65204
37307 | 10 | 1 | 365 | 11.4406 | 0.91616 | 12 | 0.35672
37506 | 12.753 | 1 | 365 | 14.5901 | 0.22498 | 14 | 0.81513
37788 | 5.886 | 1 | 365 | 6.7339 | 0.48845 | 7 | 0.22237
37147 | 9.045 | 1 | 365 | 10.348 | 0.72767 | 11 | 0.075653
46268 | 13 | 1 | 365 | 14.8727 | 0.79101 | 15 | 0.66374
44809 | 7.2 | 1 | 365 | 8.2372 | 0.49964 | 8 | 0.73684
54457 | 6.63 | 1 | 365 | 7.5851 | 0.19341 | 7 | 0.77851
54409 | 7.395 | 1 | 365 | 8.4603 | 0.9465 | 9 | 0.40679
37273 | 4.02 | 1 | 365 | 4.5991 | 0.2123 | 4 | 0.8114
50346 | 12.22 | 1 | 365 | 13.9804 | 0.0035475 | 13 | 0.98391
41988 | 9.45 | 1 | 365 | 10.8113 | 0.65577 | 11 | 0.4671
47361 | 6.21 | 1 | 365 | 7.1046 | 0.23094 | 7 | 0.33552
39667 | 9.18 | 1 | 365 | 10.5024 | 0.037035 | 10 | 0.53947
45937 | 6.12 | 1 | 365 | 7.0016 | 0.02469 | 7 | 0.026313
46769 | 3.71 | 1 | 365 | 4.2444 | 0.5019 | 4 | 0.74634
50414 | 2.08 | 1 | 365 | 2.3796 | 0.76656 | 3 | 0.1462
37868 | 5.72 | 1 | 365 | 6.544 | 0.10804 | 6 | 0.65204
47386 | 8.32 | 1 | 365 | 9.5185 | 0.066245 | 9 | 0.58479
39473 | 5.2 | 1 | 365 | 5.9491 | 0.9164 | 6 | 0.86549
47976 | 8.84 | 1 | 365 | 10.1135 | 0.25789 | 10 | 0.37134
39145 | 3.12 | 1 | 365 | 3.5695 | 0.14984 | 3 | 0.7193
39355 | 14.04 | 1 | 365 | 16.0625 | 0.17429 | 16 | 0.23683
56302 | 8.925 | 1 | 365 | 10.2107 | 0.45267 | 10 | 0.66337
38050 | 3.975 | 1 | 365 | 4.5476 | 0.10917 | 4 | 0.6568
40495 | 10.4 | 1 | 365 | 11.8982 | 0.83281 | 12 | 0.73099
54440 | 3.12 | 1 | 365 | 3.5695 | 0.14984 | 3 | 0.7193
39271 | 5.46 | 1 | 365 | 6.2465 | 0.51222 | 6 | 0.75877
47557 | 10.455 | 1 | 365 | 11.9611 | 0.95885 | 12 | 0.91995
46298 | 7.14 | 1 | 365 | 8.1686 | 0.36214 | 8 | 0.5307
50428 | 9.69 | 1 | 365 | 11.0859 | 0.20576 | 11 | 0.29166
48558 | 7.95 | 1 | 365 | 9.0952 | 0.21835 | 9 | 0.31359
45918 | 7.54 | 1 | 365 | 8.6262 | 0.27878 | 8 | 0.90497
55225 | 8.925 | 1 | 365 | 10.2107 | 0.45267 | 10 | 0.66337
39916 | 6.24 | 1 | 365 | 7.1389 | 0.29968 | 7 | 0.43859
55269 | 5.61 | 1 | 365 | 6.4182 | 0.85597 | 7 | 0.27412
55376 | 3.06 | 1 | 365 | 3.5008 | 0.012345 | 3 | 0.51316
55381 | 10.455 | 1 | 365 | 11.9611 | 0.95885 | 12 | 0.91995
55384 | 5.1 | 1 | 365 | 5.8347 | 0.68724 | 6 | 0.52193
55386 | 6.12 | 1 | 365 | 7.0016 | 0.02469 | 7 | 0.026313
55402 | 5.61 | 1 | 365 | 6.4182 | 0.85597 | 7 | 0.27412
54783 | 5.775 | 1 | 365 | 6.6069 | 0.23408 | 6 | 0.84101
46712 | 15.9 | 1 | 365 | 18.1905 | 0.43669 | 18 | 0.62718
54875 | 11.44 | 1 | 365 | 13.088 | 0.21609 | 13 | 0.30409
50113 | 8.7 | 1 | 365 | 9.9533 | 0.93706 | 10 | 0.89035
54872 | 11.96 | 1 | 365 | 13.6829 | 0.40773 | 14 | 0.090637
37339 | 12.753 | 1 | 365 | 14.5901 | 0.22498 | 14 | 0.81513
41994 | 3.975 | 1 | 365 | 4.5476 | 0.10917 | 4 | 0.6568
37337 | 4.58 | 1 | 365 | 5.2398 | 0.4956 | 5 | 0.73538
42651 | 6.9 | 1 | 365 | 7.894 | 0.81215 | 8 | 0.70614
35737 | 7.5 | 1 | 365 | 8.5804 | 0.18712 | 8 | 0.76754
43802 | 5.83 | 1 | 365 | 6.6698 | 0.36012 | 7 | 0.029968
52531 | 109.8 | 0.9 | 365 | 113.0556 | 0.45749 | 113 | 0.51311
56130 | 5.46 | 1 | 365 | 6.2465 | 0.51222 | 6 | 0.75877
47712 | 5.4 | 1 | 365 | 6.1779 | 0.37473 | 6 | 0.55263
52578 | 2.94 | 1 | 365 | 3.3635 | 0.73735 | 4 | 0.10088
47108 | 7.54 | 1 | 365 | 8.6262 | 0.27878 | 8 | 0.90497
47049 | 9.36 | 1 | 365 | 10.7084 | 0.44953 | 11 | 0.15789
52958 | 4.68 | 1 | 365 | 5.3542 | 0.72476 | 6 | 0.078945
52129 | 7.68 | 1 | 365 | 8.7864 | 0.59961 | 9 | 0.38596
47006 | 5.2 | 1 | 365 | 5.9491 | 0.9164 | 6 | 0.86549
52961 | 8.32 | 1 | 365 | 9.5185 | 0.066245 | 9 | 0.58479
45350 | 6.2 | 1 | 365 | 7.0931 | 0.20802 | 7 | 0.30117
51004 | 10.14 | 1 | 365 | 11.6007 | 0.23699 | 11 | 0.83771
46274 | 8.68 | 1 | 365 | 9.9304 | 0.89123 | 10 | 0.82163
51415 | 22.88 | 1 | 365 | 26.176 | 0.43217 | 26 | 0.60818
51416 | 15.08 | 1 | 365 | 17.2524 | 0.55757 | 17 | 0.80993
44147 | 11.025 | 1 | 365 | 12.6132 | 0.26507 | 12 | 0.87828
51414 | 13.26 | 1 | 365 | 15.1702 | 0.38683 | 15 | 0.55701
51418 | 11.18 | 1 | 365 | 12.7905 | 0.62027 | 13 | 0.41081
44713 | 12 | 1 | 365 | 13.7287 | 0.49939 | 14 | 0.22806
47040 | 12.24 | 1 | 365 | 14.0032 | 0.04938 | 14 | 0.052625
51420 | 10.66 | 1 | 365 | 12.1956 | 0.42863 | 12 | 0.62426
51423 | 11.7 | 1 | 365 | 13.3855 | 0.81191 | 14 | 0.19736
51424 | 11.7 | 1 | 365 | 13.3855 | 0.81191 | 14 | 0.19736
38369 | 12.48 | 1 | 365 | 14.2778 | 0.59937 | 14 | 0.87719
51642 | 11.96 | 1 | 365 | 13.6829 | 0.40773 | 14 | 0.090637
51966 | 13 | 1 | 365 | 14.8727 | 0.79101 | 15 | 0.66374
52012 | 11.96 | 1 | 365 | 13.6829 | 0.40773 | 14 | 0.090637
52179 | 10.66 | 1 | 365 | 12.1956 | 0.42863 | 12 | 0.62426
43032 | 8.19 | 1 | 365 | 9.3698 | 0.76834 | 10 | 0.13815
51996 | 10.4 | 1 | 365 | 11.8982 | 0.83281 | 12 | 0.73099
52825 | 11.96 | 1 | 365 | 13.6829 | 0.40773 | 14 | 0.090637
51430 | 10.92 | 1 | 365 | 12.4931 | 0.024447 | 12 | 0.51754
52832 | 12.74 | 1 | 365 | 14.5753 | 0.19519 | 14 | 0.77046
51431 | 15.34 | 1 | 365 | 17.5498 | 0.15339 | 17 | 0.70321
52831 | 16.38 | 1 | 365 | 18.7396 | 0.53667 | 19 | 0.27631
51432 | 11.7 | 1 | 365 | 13.3855 | 0.81191 | 14 | 0.19736
53575 | 8.58 | 1 | 365 | 9.816 | 0.66207 | 10 | 0.47807
53570 | 6.76 | 1 | 365 | 7.7338 | 0.49132 | 8 | 0.22514
51433 | 10.92 | 1 | 365 | 12.4931 | 0.024447 | 12 | 0.51754
51459 | 10.92 | 1 | 365 | 12.4931 | 0.024447 | 12 | 0.51754
53569 | 7.8 | 1 | 365 | 8.9236 | 0.8746 | 9 | 0.79824
51461 | 10.66 | 1 | 365 | 12.1956 | 0.42863 | 12 | 0.62426
53558 | 5.98 | 1 | 365 | 6.8415 | 0.70386 | 7 | 0.54532
47897 | 6.76 | 1 | 365 | 7.7338 | 0.49132 | 8 | 0.22514
53557 | 9.1 | 1 | 365 | 10.4109 | 0.85371 | 11 | 0.26462
53555 | 9.52 | 1 | 365 | 10.8914 | 0.81618 | 11 | 0.7076
46636 | 3.71 | 1 | 365 | 4.2444 | 0.5019 | 4 | 0.74634
53554 | 5.04 | 1 | 365 | 5.766 | 0.54974 | 6 | 0.31579
52309 | 5.98 | 1 | 365 | 6.8415 | 0.70386 | 7 | 0.54532
53550 | 7.84 | 1 | 365 | 8.9694 | 0.96627 | 9 | 0.93567
53711 | 3.9 | 1 | 365 | 4.4618 | 0.9373 | 5 | 0.39912
53710 | 8.84 | 1 | 365 | 10.1135 | 0.25789 | 10 | 0.37134
53508 | 7.02 | 1 | 365 | 8.0313 | 0.087144 | 8 | 0.11842
51965 | 12.48 | 1 | 365 | 14.2778 | 0.59937 | 14 | 0.87719
53505 | 4.16 | 1 | 365 | 4.7593 | 0.53312 | 5 | 0.2924
53504 | 7.28 | 1 | 365 | 8.3287 | 0.68296 | 9 | 0.011692
54904 | 17.34 | 1 | 365 | 19.8379 | 0.73662 | 20 | 0.57455
54902 | 11.44 | 1 | 365 | 13.088 | 0.21609 | 13 | 0.30409
53503 | 9.36 | 1 | 365 | 10.7084 | 0.44953 | 11 | 0.15789
54901 | 11.18 | 1 | 365 | 12.7905 | 0.62027 | 13 | 0.41081
53502 | 5.72 | 1 | 365 | 6.544 | 0.10804 | 6 | 0.65204
54897 | 13 | 1 | 365 | 14.8727 | 0.79101 | 15 | 0.66374
53501 | 5.98 | 1 | 365 | 6.8415 | 0.70386 | 7 | 0.54532
54891 | 14.04 | 1 | 365 | 16.0625 | 0.17429 | 16 | 0.23683
53577 | 4.08 | 1 | 365 | 4.6677 | 0.34979 | 5 | 0.017542
54890 | 11.44 | 1 | 365 | 13.088 | 0.21609 | 13 | 0.30409
54889 | 13.78 | 1 | 365 | 15.7651 | 0.57847 | 16 | 0.34356
54870 | 10.66 | 1 | 365 | 12.1956 | 0.42863 | 12 | 0.62426
54866 | 16.83 | 1 | 365 | 19.2545 | 0.5679 | 19 | 0.82236
53587 | 5.98 | 1 | 365 | 6.8415 | 0.70386 | 7 | 0.54532
54858 | 7.8 | 1 | 365 | 8.9236 | 0.8746 | 9 | 0.79824
53499 | 9.36 | 1 | 365 | 10.7084 | 0.44953 | 11 | 0.15789
54854 | 5.46 | 1 | 365 | 6.2465 | 0.51222 | 6 | 0.75877
54893 | 10.4 | 1 | 365 | 11.8982 | 0.83281 | 12 | 0.73099
54850 | 6.76 | 1 | 365 | 7.7338 | 0.49132 | 8 | 0.22514
44558 | 4.16 | 1 | 365 | 4.7593 | 0.53312 | 5 | 0.2924
45348 | 7.54 | 1 | 365 | 8.6262 | 0.27878 | 8 | 0.90497
45699 | 3.38 | 1 | 365 | 3.8669 | 0.74566 | 4 | 0.61257
34264 | 7.28 | 1 | 365 | 8.3287 | 0.68296 | 9 | 0.011692
48657 | 10.66 | 1 | 365 | 12.1956 | 0.42863 | 12 | 0.62426
45275 | 10.4 | 1 | 365 | 11.8982 | 0.83281 | 12 | 0.73099
33854 | 4.16 | 1 | 365 | 4.7593 | 0.53312 | 5 | 0.2924
53497 | 5.72 | 1 | 365 | 6.544 | 0.10804 | 6 | 0.65204
51372 | 10.4 | 1 | 365 | 11.8982 | 0.83281 | 12 | 0.73099
53496 | 2.08 | 1 | 365 | 2.3796 | 0.76656 | 3 | 0.1462
32546 | 7.02 | 1 | 365 | 8.0313 | 0.087144 | 8 | 0.11842
53495 | 5.98 | 1 | 365 | 6.8415 | 0.70386 | 7 | 0.54532
53407 | 7.02 | 1 | 365 | 8.0313 | 0.087144 | 8 | 0.11842
32531 | 7.28 | 1 | 365 | 8.3287 | 0.68296 | 9 | 0.011692
53405 | 6.24 | 1 | 365 | 7.1389 | 0.29968 | 7 | 0.43859
32180 | 5.98 | 1 | 365 | 6.8415 | 0.70386 | 7 | 0.54532
51394 | 3.12 | 1 | 365 | 3.5695 | 0.14984 | 3 | 0.7193
50811 | 5.46 | 1 | 365 | 6.2465 | 0.51222 | 6 | 0.75877
51395 | 5.46 | 1 | 365 | 6.2465 | 0.51222 | 6 | 0.75877
50886 | 8.84 | 1 | 365 | 10.1135 | 0.25789 | 10 | 0.37134
54853 | 7.02 | 1 | 365 | 8.0313 | 0.087144 | 8 | 0.11842
51793 | 7.8 | 1 | 365 | 8.9236 | 0.8746 | 9 | 0.79824
54814 | 7.28 | 1 | 365 | 8.3287 | 0.68296 | 9 | 0.011692
52507 | 7.02 | 1 | 365 | 8.0313 | 0.087144 | 8 | 0.11842
53596 | 6.325 | 1 | 365 | 7.2362 | 0.49447 | 7 | 0.73063
54809 | 2.86 | 1 | 365 | 3.272 | 0.55402 | 3 | 0.82602
52586 | 4.16 | 1 | 365 | 4.7593 | 0.53312 | 5 | 0.2924
52557 | 3.9 | 1 | 365 | 4.4618 | 0.9373 | 5 | 0.39912
52681 | 4.94 | 1 | 365 | 5.6516 | 0.32058 | 5 | 0.97222
52555 | 3.64 | 1 | 365 | 4.1644 | 0.34148 | 4 | 0.50585
52723 | 3.9 | 1 | 365 | 4.4618 | 0.9373 | 5 | 0.39912
52550 | 8.32 | 1 | 365 | 9.5185 | 0.066245 | 9 | 0.58479
53750 | 5.72 | 1 | 365 | 6.544 | 0.10804 | 6 | 0.65204
52418 | 6.5 | 1 | 365 | 7.4364 | 0.8955 | 8 | 0.33187
52510 | 4.16 | 1 | 365 | 4.7593 | 0.53312 | 5 | 0.2924
53749 | 9.88 | 1 | 365 | 11.3033 | 0.64117 | 11 | 0.94444
52793 | 6.24 | 1 | 365 | 7.1389 | 0.29968 | 7 | 0.43859
53748 | 4.42 | 1 | 365 | 5.0567 | 0.12894 | 5 | 0.18567
52265 | 12.22 | 1 | 365 | 13.9804 | 0.0035475 | 13 | 0.98391
53746 | 4.94 | 1 | 365 | 5.6516 | 0.32058 | 5 | 0.97222
52277 | 5.2 | 1 | 365 | 5.9491 | 0.9164 | 6 | 0.86549
53745 | 5.98 | 1 | 365 | 6.8415 | 0.70386 | 7 | 0.54532
52247 | 9.36 | 1 | 365 | 10.7084 | 0.44953 | 11 | 0.15789
53743 | 5.72 | 1 | 365 | 6.544 | 0.10804 | 6 | 0.65204
53741 | 9.1 | 1 | 365 | 10.4109 | 0.85371 | 11 | 0.26462
53402 | 5.72 | 1 | 365 | 6.544 | 0.10804 | 6 | 0.65204
52156 | 7.02 | 1 | 365 | 8.0313 | 0.087144 | 8 | 0.11842
53739 | 5.2 | 1 | 365 | 5.9491 | 0.9164 | 6 | 0.86549
53738 | 7.8 | 1 | 365 | 8.9236 | 0.8746 | 9 | 0.79824
53737 | 6.76 | 1 | 365 | 7.7338 | 0.49132 | 8 | 0.22514
53736 | 4.42 | 1 | 365 | 5.0567 | 0.12894 | 5 | 0.18567
53735 | 6.5 | 1 | 365 | 7.4364 | 0.8955 | 8 | 0.33187
53734 | 7.8 | 1 | 365 | 8.9236 | 0.8746 | 9 | 0.79824
53732 | 7.28 | 1 | 365 | 8.3287 | 0.68296 | 9 | 0.011692
53702 | 5.98 | 1 | 365 | 6.8415 | 0.70386 | 7 | 0.54532
53701 | 4.68 | 1 | 365 | 5.3542 | 0.72476 | 6 | 0.078945
53660 | 7.02 | 1 | 365 | 8.0313 | 0.087144 | 8 | 0.11842
53659 | 4.16 | 1 | 365 | 4.7593 | 0.53312 | 5 | 0.2924
53658 | 7.8 | 1 | 365 | 8.9236 | 0.8746 | 9 | 0.79824
53657 | 6.24 | 1 | 365 | 7.1389 | 0.29968 | 7 | 0.43859
53654 | 9.1 | 1 | 365 | 10.4109 | 0.85371 | 11 | 0.26462
53652 | 6.5 | 1 | 365 | 7.4364 | 0.8955 | 8 | 0.33187
53628 | 9.1 | 1 | 365 | 10.4109 | 0.85371 | 11 | 0.26462
53624 | 8.84 | 1 | 365 | 10.1135 | 0.25789 | 10 | 0.37134
53618 | 8.32 | 1 | 365 | 9.5185 | 0.066245 | 9 | 0.58479
49871 | 6 | 1 | 365 | 6.8643 | 0.7497 | 7 | 0.61403
53612 | 8.58 | 1 | 365 | 9.816 | 0.66207 | 10 | 0.47807
54278 | 3.9 | 1 | 365 | 4.4618 | 0.9373 | 5 | 0.39912
54120 | 3.38 | 1 | 365 | 3.8669 | 0.74566 | 4 | 0.61257
52500 | 9.36 | 1 | 365 | 10.7084 | 0.44953 | 11 | 0.15789
52947 | 6.76 | 1 | 365 | 7.7338 | 0.49132 | 8 | 0.22514
54211 | 4.16 | 1 | 365 | 4.7593 | 0.53312 | 5 | 0.2924
54356 | 11.96 | 1 | 365 | 13.6829 | 0.40773 | 14 | 0.090637
46774 | 5.2 | 1 | 365 | 5.9491 | 0.9164 | 6 | 0.86549
46730 | 5.2 | 1 | 365 | 5.9491 | 0.9164 | 6 | 0.86549
40924 | 9.81 | 1 | 365 | 11.2232 | 0.48075 | 11 | 0.70394
53401 | 6.5 | 1 | 365 | 7.4364 | 0.8955 | 8 | 0.33187
46689 | 5.3 | 1 | 365 | 6.0635 | 0.14556 | 6 | 0.20906
53400 | 8.06 | 1 | 365 | 9.2211 | 0.47042 | 9 | 0.69152
53396 | 9.88 | 1 | 365 | 11.3033 | 0.64117 | 11 | 0.94444
42832 | 12.426 | 1 | 365 | 14.216 | 0.47562 | 14 | 0.69166
53394 | 6.24 | 1 | 365 | 7.1389 | 0.29968 | 7 | 0.43859
47721 | 5.7 | 1 | 365 | 6.5211 | 0.062211 | 6 | 0.58333
53390 | 6.24 | 1 | 365 | 7.1389 | 0.29968 | 7 | 0.43859
44928 | 7.95 | 1 | 365 | 9.0952 | 0.21835 | 9 | 0.31359
43673 | 15.93 | 1 | 365 | 18.2248 | 0.50544 | 18 | 0.73025
45316 | 6.6 | 1 | 365 | 7.5508 | 0.12467 | 7 | 0.67544
46724 | 9.54 | 1 | 365 | 10.9143 | 0.86202 | 11 | 0.77631
43406 | 8.64 | 1 | 365 | 9.8846 | 0.79956 | 10 | 0.68421
51470 | 7.2 | 1 | 365 | 8.2372 | 0.49964 | 8 | 0.73684
51469 | 8.4 | 1 | 365 | 9.6101 | 0.24957 | 9 | 0.85964
47043 | 11.025 | 1 | 365 | 12.6132 | 0.26507 | 12 | 0.87828
47109 | 7.8 | 1 | 365 | 8.9236 | 0.8746 | 9 | 0.79824
47426 | 12.6 | 1 | 365 | 14.4151 | 0.87436 | 15 | 0.28947
50544 | 6 | 1 | 365 | 6.8643 | 0.7497 | 7 | 0.61403
53392 | 8.32 | 1 | 365 | 9.5185 | 0.066245 | 9 | 0.58479
53383 | 4.16 | 1 | 365 | 4.7593 | 0.53312 | 5 | 0.2924
53379 | 9.62 | 1 | 365 | 11.0058 | 0.045346 | 11 | 0.051165
53378 | 6.5 | 1 | 365 | 7.4364 | 0.8955 | 8 | 0.33187
46708 | 8.84 | 1 | 365 | 10.1135 | 0.25789 | 10 | 0.37134
53376 | 5.2 | 1 | 365 | 5.9491 | 0.9164 | 6 | 0.86549
46790 | 6.89 | 1 | 365 | 7.8825 | 0.78923 | 8 | 0.67178
53375 | 4.16 | 1 | 365 | 4.7593 | 0.53312 | 5 | 0.2924
46735 | 9.36 | 1 | 365 | 10.7084 | 0.44953 | 11 | 0.15789
53372 | 5.98 | 1 | 365 | 6.8415 | 0.70386 | 7 | 0.54532
40440 | 4.5 | 1 | 365 | 5.1483 | 0.31227 | 5 | 0.46052
53370 | 9.1 | 1 | 365 | 10.4109 | 0.85371 | 11 | 0.26462
40814 | 12.765 | 1 | 365 | 14.6039 | 0.25248 | 14 | 0.85635
53369 | 4.68 | 1 | 365 | 5.3542 | 0.72476 | 6 | 0.078945
38102 | 6.9 | 1 | 365 | 7.894 | 0.81215 | 8 | 0.70614
53367 | 4.94 | 1 | 365 | 5.6516 | 0.32058 | 5 | 0.97222
53366 | 8.06 | 1 | 365 | 9.2211 | 0.47042 | 9 | 0.69152
46667 | 5.46 | 1 | 365 | 6.2465 | 0.51222 | 6 | 0.75877
53363 | 5.72 | 1 | 365 | 6.544 | 0.10804 | 6 | 0.65204
47926 | 6.76 | 1 | 365 | 7.7338 | 0.49132 | 8 | 0.22514
53361 | 9.36 | 1 | 365 | 10.7084 | 0.44953 | 11 | 0.15789
53359 | 9.1 | 1 | 365 | 10.4109 | 0.85371 | 11 | 0.26462
53356 | 6.24 | 1 | 365 | 7.1389 | 0.29968 | 7 | 0.43859
48035 | 6.24 | 1 | 365 | 7.1389 | 0.29968 | 7 | 0.43859
47488 | 6.5 | 1 | 365 | 7.4364 | 0.8955 | 8 | 0.33187
46699 | 13.26 | 1 | 365 | 15.1702 | 0.38683 | 15 | 0.55701
53725 | 4.94 | 1 | 365 | 5.6516 | 0.32058 | 5 | 0.97222
46961 | 13.26 | 1 | 365 | 15.1702 | 0.38683 | 15 | 0.55701
46681 | 10.66 | 1 | 365 | 12.1956 | 0.42863 | 12 | 0.62426
53730 | 5.98 | 1 | 365 | 6.8415 | 0.70386 | 7 | 0.54532
46937 | 13.26 | 1 | 365 | 15.1702 | 0.38683 | 15 | 0.55701
53703 | 7.8 | 1 | 365 | 8.9236 | 0.8746 | 9 | 0.79824
37504 | 12.6 | 1 | 365 | 14.4151 | 0.87436 | 15 | 0.28947
53724 | 6.5 | 1 | 365 | 7.4364 | 0.8955 | 8 | 0.33187
46939 | 3.9 | 1 | 365 | 4.4618 | 0.9373 | 5 | 0.39912
47131 | 8.32 | 1 | 365 | 9.5185 | 0.066245 | 9 | 0.58479
38625 | 3.924 | 1 | 365 | 4.4893 | 0.9923 | 5 | 0.48158
49873 | 7.125 | 1 | 365 | 8.1514 | 0.32776 | 8 | 0.47916
53131 | 10.66 | 1 | 365 | 12.1956 | 0.42863 | 12 | 0.62426
54399 | 2.86 | 1 | 365 | 3.272 | 0.55402 | 3 | 0.82602
46389 | 8.67 | 1 | 365 | 9.919 | 0.86831 | 10 | 0.78728
45411 | 5.1 | 1 | 365 | 5.8347 | 0.68724 | 6 | 0.52193
39174 | 8.75 | 1 | 365 | 10.0105 | 0.05164 | 10 | 0.06213
38448 | 2.805 | 1 | 365 | 3.2091 | 0.42798 | 3 | 0.63706
38548 | 4.59 | 1 | 365 | 5.2512 | 0.51852 | 5 | 0.76973
38400 | 7.65 | 1 | 365 | 8.752 | 0.53086 | 9 | 0.28289
44424 | 3.825 | 1 | 365 | 4.376 | 0.76543 | 5 | 0.14145
46779 | 7.42 | 1 | 365 | 8.4889 | 0.0037907 | 8 | 0.49269
41879 | 5.775 | 1 | 365 | 6.6069 | 0.23408 | 6 | 0.84101
42076 | 10 | 1 | 365 | 11.4406 | 0.91616 | 12 | 0.35672
43731 | 7.65 | 1 | 365 | 8.752 | 0.53086 | 9 | 0.28289
53304 | 6 | 1 | 365 | 6.8643 | 0.7497 | 7 | 0.61403
53306 | 5.355 | 1 | 365 | 6.1264 | 0.2716 | 6 | 0.39802
53307 | 9.625 | 1 | 365 | 11.0115 | 0.056804 | 11 | 0.068343
53768 | 3.64 | 1 | 365 | 4.1644 | 0.34148 | 4 | 0.50585
53310 | 12.48 | 1 | 365 | 14.2778 | 0.59937 | 14 | 0.87719
54353 | 3.64 | 1 | 365 | 4.1644 | 0.34148 | 4 | 0.50585
44159 | 3.575 | 1 | 365 | 4.09 | 0.19253 | 4 | 0.28253
51741 | 9.36 | 1 | 365 | 10.7084 | 0.44953 | 11 | 0.15789
54158 | 9.62 | 1 | 365 | 11.0058 | 0.045346 | 11 | 0.051165
53723 | 8.84 | 1 | 365 | 10.1135 | 0.25789 | 10 | 0.37134
53722 | 6.76 | 1 | 365 | 7.7338 | 0.49132 | 8 | 0.22514
53721 | 9.88 | 1 | 365 | 11.3033 | 0.64117 | 11 | 0.94444
52124 | 4.16 | 1 | 365 | 4.7593 | 0.53312 | 5 | 0.2924
53720 | 5.2 | 1 | 365 | 5.9491 | 0.9164 | 6 | 0.86549
53861 | 8.84 | 1 | 365 | 10.1135 | 0.25789 | 10 | 0.37134
53713 | 3.9 | 1 | 365 | 4.4618 | 0.9373 | 5 | 0.39912
54029 | 8.58 | 1 | 365 | 9.816 | 0.66207 | 10 | 0.47807
54166 | 3.12 | 1 | 365 | 3.5695 | 0.14984 | 3 | 0.7193
53524 | 9 | 1 | 365 | 10.2965 | 0.62454 | 10 | 0.92105
54253 | 11.7 | 1 | 365 | 13.3855 | 0.81191 | 14 | 0.19736
51923 | 8.06 | 1 | 365 | 9.2211 | 0.47042 | 9 | 0.69152
37469 | 7.848 | 1 | 365 | 8.9786 | 0.9846 | 9 | 0.96315
42784 | 7.7 | 1 | 365 | 8.8092 | 0.64544 | 9 | 0.45467
47083 | 11.18 | 1 | 365 | 12.7905 | 0.62027 | 13 | 0.41081
53521 | 6.63 | 1 | 365 | 7.5851 | 0.19341 | 7 | 0.77851
53337 | 7.685 | 1 | 365 | 8.7921 | 0.61107 | 9 | 0.40314
53339 | 10.07 | 1 | 365 | 11.5206 | 0.076573 | 11 | 0.59722
53523 | 9.18 | 1 | 365 | 10.5024 | 0.037035 | 10 | 0.53947
46695 | 5.72 | 1 | 365 | 6.544 | 0.10804 | 6 | 0.65204
45103 | 8.8 | 1 | 365 | 10.0677 | 0.16622 | 10 | 0.23391
47008 | 10.92 | 1 | 365 | 12.4931 | 0.024447 | 12 | 0.51754
46771 | 4.16 | 1 | 365 | 4.7593 | 0.53312 | 5 | 0.2924
46772 | 6.24 | 1 | 365 | 7.1389 | 0.29968 | 7 | 0.43859
47039 | 8.06 | 1 | 365 | 9.2211 | 0.47042 | 9 | 0.69152
53527 | 6.885 | 1 | 365 | 7.8768 | 0.77778 | 8 | 0.6546
47101 | 7.87 | 1 | 365 | 9.0037 | 0.035018 | 9 | 0.038739
47879 | 7.54 | 1 | 365 | 8.6262 | 0.27878 | 8 | 0.90497
46675 | 4.94 | 1 | 365 | 5.6516 | 0.32058 | 5 | 0.97222
47046 | 2.34 | 1 | 365 | 2.6771 | 0.36238 | 3 | 0.039472
46669 | 5.72 | 1 | 365 | 6.544 | 0.10804 | 6 | 0.65204
47164 | 7.28 | 1 | 365 | 8.3287 | 0.68296 | 9 | 0.011692
46968 | 4.16 | 1 | 365 | 4.7593 | 0.53312 | 5 | 0.2924
46938 | 6.76 | 1 | 365 | 7.7338 | 0.49132 | 8 | 0.22514
47138 | 11.18 | 1 | 365 | 12.7905 | 0.62027 | 13 | 0.41081
47831 | 4.42 | 1 | 365 | 5.0567 | 0.12894 | 5 | 0.18567
48223 | 7.02 | 1 | 365 | 8.0313 | 0.087144 | 8 | 0.11842
46776 | 10.4 | 1 | 365 | 11.8982 | 0.83281 | 12 | 0.73099
47068 | 7.8 | 1 | 365 | 8.9236 | 0.8746 | 9 | 0.79824
47455 | 11.18 | 1 | 365 | 12.7905 | 0.62027 | 13 | 0.41081
46928 | 9.36 | 1 | 365 | 10.7084 | 0.44953 | 11 | 0.15789
46927 | 2.86 | 1 | 365 | 3.272 | 0.55402 | 3 | 0.82602
53139 | 13.26 | 1 | 365 | 15.1702 | 0.38683 | 15 | 0.55701
46678 | 6.76 | 1 | 365 | 7.7338 | 0.49132 | 8 | 0.22514
46942 | 7.54 | 1 | 365 | 8.6262 | 0.27878 | 8 | 0.90497
36948 | 7.28 | 1 | 365 | 8.3287 | 0.68296 | 9 | 0.011692
53588 | 8.32 | 1 | 365 | 9.5185 | 0.066245 | 9 | 0.58479
46285 | 8.82 | 1 | 365 | 10.0906 | 0.21205 | 10 | 0.30263
53591 | 6.76 | 1 | 365 | 7.7338 | 0.49132 | 8 | 0.22514
47373 | 4.94 | 1 | 365 | 5.6516 | 0.32058 | 5 | 0.97222
46935 | 5.2 | 1 | 365 | 5.9491 | 0.9164 | 6 | 0.86549
53598 | 5.865 | 1 | 365 | 6.7099 | 0.44033 | 7 | 0.15022
46924 | 7.28 | 1 | 365 | 8.3287 | 0.68296 | 9 | 0.011692
53602 | 5.2 | 1 | 365 | 5.9491 | 0.9164 | 6 | 0.86549
53603 | 4.16 | 1 | 365 | 4.7593 | 0.53312 | 5 | 0.2924
46659 | 8.84 | 1 | 365 | 10.1135 | 0.25789 | 10 | 0.37134
53601 | 6.12 | 1 | 365 | 7.0016 | 0.02469 | 7 | 0.026313
44964 | 6.3 | 1 | 365 | 7.2076 | 0.43718 | 7 | 0.64473
47818 | 12.74 | 1 | 365 | 14.5753 | 0.19519 | 14 | 0.77046
46676 | 9.1 | 1 | 365 | 10.4109 | 0.85371 | 11 | 0.26462
42268 | 6.6 | 1 | 365 | 7.5508 | 0.12467 | 7 | 0.67544
47762 | 6.095 | 1 | 365 | 6.973 | 0.9674 | 7 | 0.94042
47480 | 13.26 | 1 | 365 | 15.1702 | 0.38683 | 15 | 0.55701
47447 | 5.2 | 1 | 365 | 5.9491 | 0.9164 | 6 | 0.86549
46644 | 7.02 | 1 | 365 | 8.0313 | 0.087144 | 8 | 0.11842
47765 | 5.2 | 1 | 365 | 5.9491 | 0.9164 | 6 | 0.86549
38430 | 3.57 | 1 | 365 | 4.0843 | 0.18107 | 4 | 0.26535
38523 | 6.885 | 1 | 365 | 7.8768 | 0.77778 | 8 | 0.6546
38452 | 7.14 | 1 | 365 | 8.1686 | 0.36214 | 8 | 0.5307
53326 | 7.28 | 1 | 365 | 8.3287 | 0.68296 | 9 | 0.011692
46945 | 9.88 | 1 | 365 | 11.3033 | 0.64117 | 11 | 0.94444
44101 | 14.4 | 1 | 365 | 16.4744 | 0.99927 | 17 | 0.47368
51761 | 12.48 | 1 | 365 | 14.2778 | 0.59937 | 14 | 0.87719
53592 | 3.64 | 1 | 365 | 4.1644 | 0.34148 | 4 | 0.50585
51215 | 9.25 | 1 | 365 | 10.5825 | 0.19745 | 10 | 0.77997
46726 | 7.42 | 1 | 365 | 8.4889 | 0.0037907 | 8 | 0.49269
50539 | 5.61 | 1 | 365 | 6.4182 | 0.85597 | 7 | 0.27412
39894 | 5.4 | 1 | 365 | 6.1779 | 0.37473 | 6 | 0.55263
53500 | 4.16 | 1 | 365 | 4.7593 | 0.53312 | 5 | 0.2924
53385 | 9.88 | 1 | 365 | 11.3033 | 0.64117 | 11 | 0.94444
46719 | 5.72 | 1 | 365 | 6.544 | 0.10804 | 6 | 0.65204
53381 | 7.02 | 1 | 365 | 8.0313 | 0.087144 | 8 | 0.11842
46944 | 12.22 | 1 | 365 | 13.9804 | 0.0035475 | 13 | 0.98391
54149 | 6.5 | 1 | 365 | 7.4364 | 0.8955 | 8 | 0.33187
53589 | 4.68 | 1 | 365 | 5.3542 | 0.72476 | 6 | 0.078945
46507 | 6.24 | 1 | 365 | 7.1389 | 0.29968 | 7 | 0.43859
42734 | 8.525 | 1 | 365 | 9.7531 | 0.53603 | 10 | 0.2891
45409 | 5.335 | 1 | 365 | 6.1035 | 0.22577 | 6 | 0.32931
44891 | 4.08 | 1 | 365 | 4.6677 | 0.34979 | 5 | 0.017542
46940 | 10.4 | 1 | 365 | 11.8982 | 0.83281 | 12 | 0.73099
53459 | 4.08 | 1 | 365 | 4.6677 | 0.34979 | 5 | 0.017542
46736 | 10.4 | 1 | 365 | 11.8982 | 0.83281 | 12 | 0.73099
50939 | 13.26 | 1 | 365 | 15.1702 | 0.38683 | 15 | 0.55701
43793 | 6.12 | 1 | 365 | 7.0016 | 0.02469 | 7 | 0.026313
53460 | 6.75 | 1 | 365 | 7.7224 | 0.46841 | 8 | 0.19079
46783 | 15.6 | 1 | 365 | 17.8473 | 0.74921 | 18 | 0.59648
46729 | 4.77 | 1 | 365 | 5.4571 | 0.93101 | 6 | 0.38816
46780 | 8.48 | 1 | 365 | 9.7016 | 0.4329 | 10 | 0.1345
47868 | 5.46 | 1 | 365 | 6.2465 | 0.51222 | 6 | 0.75877
46922 | 5.2 | 1 | 365 | 5.9491 | 0.9164 | 6 | 0.86549
46732 | 8.32 | 1 | 365 | 9.5185 | 0.066245 | 9 | 0.58479
47395 | 4.8 | 1 | 365 | 5.4915 | 0.99976 | 6 | 0.49123
45662 | 5.3 | 1 | 365 | 6.0635 | 0.14556 | 6 | 0.20906
45148 | 3.64 | 1 | 365 | 4.1644 | 0.34148 | 4 | 0.50585
45287 | 4.24 | 1 | 365 | 4.8508 | 0.71645 | 5 | 0.56725
46781 | 5.2 | 1 | 365 | 5.9491 | 0.9164 | 6 | 0.86549
46683 | 4.16 | 1 | 365 | 4.7593 | 0.53312 | 5 | 0.2924
46797 | 7.95 | 1 | 365 | 9.0952 | 0.21835 | 9 | 0.31359
46701 | 10.6 | 1 | 365 | 12.127 | 0.29113 | 12 | 0.41812
47459 | 8.06 | 1 | 365 | 9.2211 | 0.47042 | 9 | 0.69152
46952 | 7.54 | 1 | 365 | 8.6262 | 0.27878 | 8 | 0.90497
47147 | 4.16 | 1 | 365 | 4.7593 | 0.53312 | 5 | 0.2924
47440 | 9.88 | 1 | 365 | 11.3033 | 0.64117 | 11 | 0.94444
46966 | 12.74 | 1 | 365 | 14.5753 | 0.19519 | 14 | 0.77046
47450 | 5.72 | 1 | 365 | 6.544 | 0.10804 | 6 | 0.65204
46995 | 6.5 | 1 | 365 | 7.4364 | 0.8955 | 8 | 0.33187
48021 | 9.36 | 1 | 365 | 10.7084 | 0.44953 | 11 | 0.15789
46773 | 9.36 | 1 | 365 | 10.7084 | 0.44953 | 11 | 0.15789
47029 | 6.76 | 1 | 365 | 7.7338 | 0.49132 | 8 | 0.22514
53509 | 2.915 | 1 | 365 | 3.3349 | 0.68006 | 4 | 0.014984
54420 | 5.72 | 1 | 365 | 6.544 | 0.10804 | 6 | 0.65204
53769 | 3.64 | 1 | 365 | 4.1644 | 0.34148 | 4 | 0.50585
54246 | 11.44 | 1 | 365 | 13.088 | 0.21609 | 13 | 0.30409
49986 | 6.6 | 1 | 365 | 7.5508 | 0.12467 | 7 | 0.67544
42925 | 4.94 | 1 | 365 | 5.6516 | 0.32058 | 5 | 0.97222
42479 | 10.175 | 1 | 365 | 11.6408 | 0.31719 | 11 | 0.95796
42743 | 8.8 | 1 | 365 | 10.0677 | 0.16622 | 10 | 0.23391
42739 | 10.07 | 1 | 365 | 11.5206 | 0.076573 | 11 | 0.59722
42774 | 5.225 | 1 | 365 | 5.9777 | 0.97369 | 6 | 0.95139
53706 | 4.08 | 1 | 365 | 4.6677 | 0.34979 | 5 | 0.017542
53751 | 7.28 | 1 | 365 | 8.3287 | 0.68296 | 9 | 0.011692
37020 | 4.5 | 1 | 365 | 5.1483 | 0.31227 | 5 | 0.46052
53752 | 4.42 | 1 | 365 | 5.0567 | 0.12894 | 5 | 0.18567
42757 | 11 | 1 | 365 | 12.5846 | 0.20778 | 12 | 0.79239
42464 | 11 | 1 | 365 | 12.5846 | 0.20778 | 12 | 0.79239
42486 | 4.4 | 1 | 365 | 5.0338 | 0.08311 | 5 | 0.11696
42727 | 9.075 | 1 | 365 | 10.3823 | 0.79642 | 11 | 0.17872
42598 | 9.625 | 1 | 365 | 11.0115 | 0.056804 | 11 | 0.068343
42612 | 7.95 | 1 | 365 | 9.0952 | 0.21835 | 9 | 0.31359
42700 | 4.95 | 1 | 365 | 5.6631 | 0.3435 | 6 | 0.0065764
42552 | 8.25 | 1 | 365 | 9.4385 | 0.90583 | 10 | 0.34429
42551 | 2.75 | 1 | 365 | 3.1462 | 0.30194 | 3 | 0.4481
43149 | 11 | 1 | 365 | 12.5846 | 0.20778 | 12 | 0.79239
44656 | 12.25 | 1 | 365 | 14.0147 | 0.072296 | 14 | 0.086982
44618 | 15.5 | 1 | 365 | 17.7329 | 0.52005 | 18 | 0.25292
37049 | 4.578 | 1 | 365 | 5.2375 | 0.49102 | 5 | 0.72851
38318 | 3.94 | 1 | 365 | 4.5076 | 0.028967 | 4 | 0.53655
53784 | 4.08 | 1 | 365 | 4.6677 | 0.34979 | 5 | 0.017542
53803 | 7.42 | 1 | 365 | 8.4889 | 0.0037907 | 8 | 0.49269
49143 | 6.25 | 1 | 365 | 7.1504 | 0.3226 | 7 | 0.47295
53804 | 6.095 | 1 | 365 | 6.973 | 0.9674 | 7 | 0.94042
53807 | 9.01 | 1 | 365 | 10.3079 | 0.64746 | 10 | 0.9554
53806 | 3.85 | 1 | 365 | 4.4046 | 0.82272 | 5 | 0.22734
41593 | 4.83 | 1 | 365 | 5.5258 | 0.068505 | 5 | 0.5943
43096 | 8.215 | 1 | 365 | 9.3984 | 0.82563 | 10 | 0.22405
43148 | 10.6 | 1 | 365 | 12.127 | 0.29113 | 12 | 0.41812
43233 | 7.42 | 1 | 365 | 8.4889 | 0.0037907 | 8 | 0.49269
42731 | 4.95 | 1 | 365 | 5.6631 | 0.3435 | 6 | 0.0065764
49275 | 6.24 | 1 | 365 | 7.1389 | 0.29968 | 7 | 0.43859
48807 | 4.505 | 1 | 365 | 5.154 | 0.32373 | 5 | 0.4777
48789 | 8.5 | 1 | 365 | 9.7245 | 0.47874 | 10 | 0.20321
42558 | 3.3 | 1 | 365 | 3.7754 | 0.56233 | 4 | 0.33772
48245 | 5.035 | 1 | 365 | 5.7603 | 0.53829 | 6 | 0.29861
42689 | 12.1 | 1 | 365 | 13.8431 | 0.72855 | 14 | 0.57163
43462 | 10.6 | 1 | 365 | 12.127 | 0.29113 | 12 | 0.41812
39315 | 12.753 | 1 | 365 | 14.5901 | 0.22498 | 14 | 0.81513
42803 | 5.5 | 1 | 365 | 6.2923 | 0.60389 | 6 | 0.8962
42813 | 4.4 | 1 | 365 | 5.0338 | 0.08311 | 5 | 0.11696
42934 | 3.18 | 1 | 365 | 3.6381 | 0.28734 | 3 | 0.92544
49509 | 10.5 | 1 | 365 | 12.0126 | 0.061968 | 12 | 0.074556
49389 | 6.6 | 1 | 365 | 7.5508 | 0.12467 | 7 | 0.67544
49136 | 8.1 | 1 | 365 | 9.2669 | 0.56209 | 9 | 0.82894
48201 | 4.2 | 1 | 365 | 4.805 | 0.62479 | 5 | 0.42982
51136 | 6.615 | 1 | 365 | 7.5679 | 0.15904 | 7 | 0.72697
50200 | 11.4 | 1 | 365 | 13.0422 | 0.12442 | 13 | 0.16666
43147 | 11 | 1 | 365 | 12.5846 | 0.20778 | 12 | 0.79239
43213 | 10.07 | 1 | 365 | 11.5206 | 0.076573 | 11 | 0.59722
43214 | 6.325 | 1 | 365 | 7.2362 | 0.49447 | 7 | 0.73063
43202 | 6.05 | 1 | 365 | 6.9215 | 0.86428 | 7 | 0.78582
43192 | 7.28 | 1 | 365 | 8.3287 | 0.68296 | 9 | 0.011692
44115 | 9.18 | 1 | 365 | 10.5024 | 0.037035 | 10 | 0.53947
43221 | 7.28 | 1 | 365 | 8.3287 | 0.68296 | 9 | 0.011692
53604 | 8.58 | 1 | 365 | 9.816 | 0.66207 | 10 | 0.47807
43244 | 6.875 | 1 | 365 | 7.8654 | 0.75486 | 8 | 0.62025
43237 | 7.95 | 1 | 365 | 9.0952 | 0.21835 | 9 | 0.31359
43234 | 10.6 | 1 | 365 | 12.127 | 0.29113 | 12 | 0.41812
50094 | 6.63 | 1 | 365 | 7.5851 | 0.19341 | 7 | 0.77851
46385 | 6.12 | 1 | 365 | 7.0016 | 0.02469 | 7 | 0.026313
50195 | 9.435 | 1 | 365 | 10.7942 | 0.6214 | 11 | 0.41557
50199 | 4.335 | 1 | 365 | 4.9595 | 0.93416 | 5 | 0.89364
46339 | 7.14 | 1 | 365 | 8.1686 | 0.36214 | 8 | 0.5307
29437 | 10.71 | 1 | 365 | 12.2528 | 0.54321 | 12 | 0.79605
46923 | 6.5 | 1 | 365 | 7.4364 | 0.8955 | 8 | 0.33187
46745 | 9.36 | 1 | 365 | 10.7084 | 0.44953 | 11 | 0.15789
46929 | 7.8 | 1 | 365 | 8.9236 | 0.8746 | 9 | 0.79824
47916 | 11.7 | 1 | 365 | 13.3855 | 0.81191 | 14 | 0.19736
53605 | 5.98 | 1 | 365 | 6.8415 | 0.70386 | 7 | 0.54532
46788 | 9.54 | 1 | 365 | 10.9143 | 0.86202 | 11 | 0.77631
42527 | 6.72 | 1 | 365 | 7.6881 | 0.39966 | 8 | 0.087716
45949 | 10.335 | 1 | 365 | 11.8238 | 0.68385 | 12 | 0.50767
53606 | 8.32 | 1 | 365 | 9.5185 | 0.066245 | 9 | 0.58479
53608 | 6.5 | 1 | 365 | 7.4364 | 0.8955 | 8 | 0.33187
53969 | 7.75 | 1 | 365 | 8.8664 | 0.76002 | 9 | 0.62646
53644 | 7.395 | 1 | 365 | 8.4603 | 0.9465 | 9 | 0.40679
53646 | 10 | 1 | 365 | 11.4406 | 0.91616 | 12 | 0.35672
46321 | 8.25 | 1 | 365 | 9.4385 | 0.90583 | 10 | 0.34429
38538 | 7.65 | 1 | 365 | 8.752 | 0.53086 | 9 | 0.28289
53965 | 9.9 | 1 | 365 | 11.3262 | 0.687 | 12 | 0.013153
43151 | 5.775 | 1 | 365 | 6.6069 | 0.23408 | 6 | 0.84101
48239 | 6 | 1 | 365 | 6.8643 | 0.7497 | 7 | 0.61403
42935 | 7.8 | 1 | 365 | 8.9236 | 0.8746 | 9 | 0.79824
50782 | 3.25 | 1 | 365 | 3.7182 | 0.44775 | 4 | 0.16593
50542 | 6.25 | 1 | 365 | 7.1504 | 0.3226 | 7 | 0.47295
50783 | 8.25 | 1 | 365 | 9.4385 | 0.90583 | 10 | 0.34429
46340 | 5.25 | 1 | 365 | 6.0063 | 0.030984 | 6 | 0.037278
51808 | 9.62 | 1 | 365 | 11.0058 | 0.045346 | 11 | 0.051165
45927 | 5.61 | 1 | 365 | 6.4182 | 0.85597 | 7 | 0.27412
51200 | 5.25 | 1 | 365 | 6.0063 | 0.030984 | 6 | 0.037278
51845 | 3.9 | 1 | 365 | 4.4618 | 0.9373 | 5 | 0.39912
45964 | 9.25 | 1 | 365 | 10.5825 | 0.19745 | 10 | 0.77997
53071 | 7.02 | 1 | 365 | 8.0313 | 0.087144 | 8 | 0.11842
51859 | 6.24 | 1 | 365 | 7.1389 | 0.29968 | 7 | 0.43859
54001 | 4.8 | 1 | 365 | 5.4915 | 0.99976 | 6 | 0.49123
43790 | 6.5 | 1 | 365 | 7.4364 | 0.8955 | 8 | 0.33187
43306 | 4.08 | 1 | 365 | 4.6677 | 0.34979 | 5 | 0.017542
53303 | 11.88 | 1 | 365 | 13.5914 | 0.2244 | 13 | 0.81578
37806 | 4.16 | 1 | 365 | 4.7593 | 0.53312 | 5 | 0.2924
48940 | 5.4 | 1 | 365 | 6.1779 | 0.37473 | 6 | 0.55263
46018 | 8.4 | 1 | 365 | 9.6101 | 0.24957 | 9 | 0.85964
51986 | 6.5 | 1 | 365 | 7.4364 | 0.8955 | 8 | 0.33187
52093 | 9.36 | 1 | 365 | 10.7084 | 0.44953 | 11 | 0.15789
40977 | 10.92 | 1 | 365 | 12.4931 | 0.024447 | 12 | 0.51754
52099 | 2.6 | 1 | 365 | 2.9745 | 0.9582 | 3 | 0.93275
43316 | 8.67 | 1 | 365 | 9.919 | 0.86831 | 10 | 0.78728
52159 | 3.64 | 1 | 365 | 4.1644 | 0.34148 | 4 | 0.50585
52137 | 6.24 | 1 | 365 | 7.1389 | 0.29968 | 7 | 0.43859
50779 | 9.435 | 1 | 365 | 10.7942 | 0.6214 | 11 | 0.41557
52144 | 12.74 | 1 | 365 | 14.5753 | 0.19519 | 14 | 0.77046
52361 | 5.2 | 1 | 365 | 5.9491 | 0.9164 | 6 | 0.86549
52508 | 10.92 | 1 | 365 | 12.4931 | 0.024447 | 12 | 0.51754
38577 | 3.06 | 1 | 365 | 3.5008 | 0.012345 | 3 | 0.51316
52879 | 5.72 | 1 | 365 | 6.544 | 0.10804 | 6 | 0.65204
49781 | 4.16 | 1 | 365 | 4.7593 | 0.53312 | 5 | 0.2924
52897 | 4.42 | 1 | 365 | 5.0567 | 0.12894 | 5 | 0.18567
41163 | 5.61 | 1 | 365 | 6.4182 | 0.85597 | 7 | 0.27412
54005 | 9 | 1 | 365 | 10.2965 | 0.62454 | 10 | 0.92105
53017 | 8.32 | 1 | 365 | 9.5185 | 0.066245 | 9 | 0.58479
50194 | 6.25 | 1 | 365 | 7.1504 | 0.3226 | 7 | 0.47295
48255 | 5.865 | 1 | 365 | 6.7099 | 0.44033 | 7 | 0.15022
51198 | 8.925 | 1 | 365 | 10.2107 | 0.45267 | 10 | 0.66337
43795 | 8.25 | 1 | 365 | 9.4385 | 0.90583 | 10 | 0.34429
54007 | 3.315 | 1 | 365 | 3.7925 | 0.59671 | 4 | 0.38925
45938 | 4.845 | 1 | 365 | 5.543 | 0.10288 | 5 | 0.64583
54008 | 4.845 | 1 | 365 | 5.543 | 0.10288 | 5 | 0.64583
56788 | 8.82 | 1 | 365 | 10.0906 | 0.21205 | 10 | 0.30263
47528 | 8.5 | 1 | 365 | 9.7245 | 0.47874 | 10 | 0.20321
55453 | 12.48 | 1 | 365 | 14.2778 | 0.59937 | 14 | 0.87719
45962 | 5.5 | 1 | 365 | 6.2923 | 0.60389 | 6 | 0.8962
54009 | 5 | 1 | 365 | 5.7203 | 0.45808 | 6 | 0.17836
54010 | 6.9 | 1 | 365 | 7.894 | 0.81215 | 8 | 0.70614
54011 | 7.25 | 1 | 365 | 8.2944 | 0.61422 | 8 | 0.90862
54012 | 3.825 | 1 | 365 | 4.376 | 0.76543 | 5 | 0.14145
52752 | 5.415 | 1 | 365 | 6.1951 | 0.4091 | 6 | 0.60416
54016 | 3.12 | 1 | 365 | 3.5695 | 0.14984 | 3 | 0.7193
54017 | 2.6 | 1 | 365 | 2.9745 | 0.9582 | 3 | 0.93275
54018 | 8.32 | 1 | 365 | 9.5185 | 0.066245 | 9 | 0.58479
54019 | 8.84 | 1 | 365 | 10.1135 | 0.25789 | 10 | 0.37134
42939 | 4.505 | 1 | 365 | 5.154 | 0.32373 | 5 | 0.4777
42962 | 10.6 | 1 | 365 | 12.127 | 0.29113 | 12 | 0.41812
42967 | 5.83 | 1 | 365 | 6.6698 | 0.36012 | 7 | 0.029968
53680 | 5.46 | 1 | 365 | 6.2465 | 0.51222 | 6 | 0.75877
43057 | 5.035 | 1 | 365 | 5.7603 | 0.53829 | 6 | 0.29861
54021 | 6.5 | 1 | 365 | 7.4364 | 0.8955 | 8 | 0.33187
54022 | 7.02 | 1 | 365 | 8.0313 | 0.087144 | 8 | 0.11842
54023 | 6.5 | 1 | 365 | 7.4364 | 0.8955 | 8 | 0.33187
54028 | 8.06 | 1 | 365 | 9.2211 | 0.47042 | 9 | 0.69152
54030 | 4.16 | 1 | 365 | 4.7593 | 0.53312 | 5 | 0.2924
54031 | 9.88 | 1 | 365 | 11.3033 | 0.64117 | 11 | 0.94444
54032 | 3.64 | 1 | 365 | 4.1644 | 0.34148 | 4 | 0.50585
54034 | 7.8 | 1 | 365 | 8.9236 | 0.8746 | 9 | 0.79824
54033 | 8.58 | 1 | 365 | 9.816 | 0.66207 | 10 | 0.47807
54035 | 8.84 | 1 | 365 | 10.1135 | 0.25789 | 10 | 0.37134
54036 | 4.94 | 1 | 365 | 5.6516 | 0.32058 | 5 | 0.97222
54037 | 6.24 | 1 | 365 | 7.1389 | 0.29968 | 7 | 0.43859
54038 | 4.16 | 1 | 365 | 4.7593 | 0.53312 | 5 | 0.2924
54039 | 4.42 | 1 | 365 | 5.0567 | 0.12894 | 5 | 0.18567
54041 | 8.06 | 1 | 365 | 9.2211 | 0.47042 | 9 | 0.69152
51196 | 7.65 | 1 | 365 | 8.752 | 0.53086 | 9 | 0.28289
45966 | 9.945 | 1 | 365 | 11.3776 | 0.79012 | 12 | 0.16776
54055 | 7.14 | 1 | 365 | 8.1686 | 0.36214 | 8 | 0.5307
43050 | 6.36 | 1 | 365 | 7.2762 | 0.57468 | 7 | 0.85087
43121 | 7.425 | 1 | 365 | 8.4946 | 0.015249 | 8 | 0.50986
43129 | 12.1 | 1 | 365 | 13.8431 | 0.72855 | 14 | 0.57163
43115 | 7.155 | 1 | 365 | 8.1857 | 0.39651 | 8 | 0.58223
43765 | 5.775 | 1 | 365 | 6.6069 | 0.23408 | 6 | 0.84101
43773 | 8.745 | 1 | 365 | 10.0048 | 0.040182 | 10 | 0.044952
43780 | 7.95 | 1 | 365 | 9.0952 | 0.21835 | 9 | 0.31359
43783 | 4.77 | 1 | 365 | 5.4571 | 0.93101 | 6 | 0.38816
43833 | 11.925 | 1 | 365 | 13.6429 | 0.32752 | 13 | 0.97039
43878 | 3.36 | 1 | 365 | 3.844 | 0.69983 | 4 | 0.54386
43872 | 5.6 | 1 | 365 | 6.4067 | 0.83305 | 7 | 0.23976
54059 | 7.95 | 1 | 365 | 9.0952 | 0.21835 | 9 | 0.31359
54061 | 7.25 | 1 | 365 | 8.2944 | 0.61422 | 8 | 0.90862
54062 | 6.885 | 1 | 365 | 7.8768 | 0.77778 | 8 | 0.6546
54064 | 5.5 | 1 | 365 | 6.2923 | 0.60389 | 6 | 0.8962
41954 | 9.6 | 1 | 365 | 10.9829 | 0.99951 | 11 | 0.98245
44546 | 14.7 | 1 | 365 | 16.8176 | 0.68676 | 17 | 0.50438
43777 | 7.42 | 1 | 365 | 8.4889 | 0.0037907 | 8 | 0.49269
43744 | 9.9 | 1 | 365 | 11.3262 | 0.687 | 12 | 0.013153
54065 | 6.625 | 1 | 365 | 7.5794 | 0.18196 | 7 | 0.76133
54092 | 9.35 | 1 | 365 | 10.6969 | 0.42661 | 11 | 0.12353
54093 | 3.445 | 1 | 365 | 3.9413 | 0.89462 | 4 | 0.83589
54094 | 5.3 | 1 | 365 | 6.0635 | 0.14556 | 6 | 0.20906
54097 | 9.805 | 1 | 365 | 11.2175 | 0.46929 | 11 | 0.68676
54098 | 8.745 | 1 | 365 | 10.0048 | 0.040182 | 10 | 0.044952
54099 | 5.035 | 1 | 365 | 5.7603 | 0.53829 | 6 | 0.29861
53121 | 4.68 | 1 | 365 | 5.3542 | 0.72476 | 6 | 0.078945
53116 | 3.12 | 1 | 365 | 3.5695 | 0.14984 | 3 | 0.7193
54100 | 2.65 | 1 | 365 | 3.0317 | 0.072782 | 3 | 0.10453
53404 | 8.06 | 1 | 365 | 9.2211 | 0.47042 | 9 | 0.69152
54101 | 5.3 | 1 | 365 | 6.0635 | 0.14556 | 6 | 0.20906
53413 | 8.32 | 1 | 365 | 9.5185 | 0.066245 | 9 | 0.58479
54103 | 10.6 | 1 | 365 | 12.127 | 0.29113 | 12 | 0.41812
53415 | 5.2 | 1 | 365 | 5.9491 | 0.9164 | 6 | 0.86549
54105 | 7.155 | 1 | 365 | 8.1857 | 0.39651 | 8 | 0.58223
53484 | 5.72 | 1 | 365 | 6.544 | 0.10804 | 6 | 0.65204
54102 | 9.01 | 1 | 365 | 10.3079 | 0.64746 | 10 | 0.9554
53533 | 6.5 | 1 | 365 | 7.4364 | 0.8955 | 8 | 0.33187
51856 | 7.02 | 1 | 365 | 8.0313 | 0.087144 | 8 | 0.11842
54104 | 7.685 | 1 | 365 | 8.7921 | 0.61107 | 9 | 0.40314
54106 | 10.6 | 1 | 365 | 12.127 | 0.29113 | 12 | 0.41812
54360 | 11.96 | 1 | 365 | 13.6829 | 0.40773 | 14 | 0.090637
53019 | 17.42 | 1 | 365 | 19.9295 | 0.91995 | 20 | 0.84941
54107 | 5.035 | 1 | 365 | 5.7603 | 0.53829 | 6 | 0.29861
54227 | 2.34 | 1 | 365 | 2.6771 | 0.36238 | 3 | 0.039472
54108 | 9.54 | 1 | 365 | 10.9143 | 0.86202 | 11 | 0.77631
23649 | 4.16 | 1 | 365 | 4.7593 | 0.53312 | 5 | 0.2924
54109 | 5.3 | 1 | 365 | 6.0635 | 0.14556 | 6 | 0.20906
53696 | 6.24 | 1 | 365 | 7.1389 | 0.29968 | 7 | 0.43859
54129 | 6.5 | 1 | 365 | 7.4364 | 0.8955 | 8 | 0.33187
52524 | 5.2 | 1 | 365 | 5.9491 | 0.9164 | 6 | 0.86549
41069 | 8.829 | 1 | 365 | 10.1009 | 0.23268 | 10 | 0.33355
54148 | 7 | 1 | 365 | 8.0084 | 0.041312 | 8 | 0.049704
54150 | 6.375 | 1 | 365 | 7.2934 | 0.60905 | 7 | 0.90241
54151 | 9.435 | 1 | 365 | 10.7942 | 0.6214 | 11 | 0.41557
54159 | 4.75 | 1 | 365 | 5.4343 | 0.88518 | 6 | 0.31944
54078 | 3.9 | 1 | 365 | 4.4618 | 0.9373 | 5 | 0.39912
54157 | 7.14 | 1 | 365 | 8.1686 | 0.36214 | 8 | 0.5307
27800 | 4.845 | 1 | 365 | 5.543 | 0.10288 | 5 | 0.64583
54160 | 9.18 | 1 | 365 | 10.5024 | 0.037035 | 10 | 0.53947
35626 | 5.46 | 1 | 365 | 6.2465 | 0.51222 | 6 | 0.75877
53015 | 3.64 | 1 | 365 | 4.1644 | 0.34148 | 4 | 0.50585
54339 | 4.68 | 1 | 365 | 5.3542 | 0.72476 | 6 | 0.078945
235 | 2597.4 | 1 | 365 | 2971.5711 | 0.2434 | 2971 | 0.81445
53694 | 9.36 | 1 | 365 | 10.7084 | 0.44953 | 11 | 0.15789
53840 | 4.94 | 1 | 365 | 5.6516 | 0.32058 | 5 | 0.97222
54298 | 7.8 | 1 | 365 | 8.9236 | 0.8746 | 9 | 0.79824
53468 | 12.48 | 1 | 365 | 14.2778 | 0.59937 | 14 | 0.87719
53210 | 2.08 | 1 | 365 | 2.3796 | 0.76656 | 3 | 0.1462
53998 | 6.76 | 1 | 365 | 7.7338 | 0.49132 | 8 | 0.22514
52939 | 5.46 | 1 | 365 | 6.2465 | 0.51222 | 6 | 0.75877
53907 | 8.32 | 1 | 365 | 9.5185 | 0.066245 | 9 | 0.58479
54045 | 10.14 | 1 | 365 | 11.6007 | 0.23699 | 11 | 0.83771
54257 | 4.68 | 1 | 365 | 5.3542 | 0.72476 | 6 | 0.078945
54301 | 5.2 | 1 | 365 | 5.9491 | 0.9164 | 6 | 0.86549
54138 | 4.94 | 1 | 365 | 5.6516 | 0.32058 | 5 | 0.97222
55056 | 6.12 | 1 | 365 | 7.0016 | 0.02469 | 7 | 0.026313
55088 | 5.865 | 1 | 365 | 6.7099 | 0.44033 | 7 | 0.15022
55089 | 12.75 | 1 | 365 | 14.5867 | 0.2181 | 14 | 0.80482
55099 | 2.34 | 1 | 365 | 2.6771 | 0.36238 | 3 | 0.039472
54373 | 10.4 | 1 | 365 | 11.8982 | 0.83281 | 12 | 0.73099
55101 | 6.095 | 1 | 365 | 6.973 | 0.9674 | 7 | 0.94042
55157 | 6.24 | 1 | 365 | 7.1389 | 0.29968 | 7 | 0.43859
54183 | 5.72 | 1 | 365 | 6.544 | 0.10804 | 6 | 0.65204
55167 | 8.06 | 1 | 365 | 9.2211 | 0.47042 | 9 | 0.69152
53127 | 4.68 | 1 | 365 | 5.3542 | 0.72476 | 6 | 0.078945
55173 | 2.08 | 1 | 365 | 2.3796 | 0.76656 | 3 | 0.1462
54044 | 9.36 | 1 | 365 | 10.7084 | 0.44953 | 11 | 0.15789
55174 | 4.845 | 1 | 365 | 5.543 | 0.10288 | 5 | 0.64583
54228 | 8.58 | 1 | 365 | 9.816 | 0.66207 | 10 | 0.47807
55175 | 7.54 | 1 | 365 | 8.6262 | 0.27878 | 8 | 0.90497
53839 | 9.1 | 1 | 365 | 10.4109 | 0.85371 | 11 | 0.26462
54054 | 3.38 | 1 | 365 | 3.8669 | 0.74566 | 4 | 0.61257
55200 | 5.035 | 1 | 365 | 5.7603 | 0.53829 | 6 | 0.29861
54088 | 6.5 | 1 | 365 | 7.4364 | 0.8955 | 8 | 0.33187
55213 | 5.865 | 1 | 365 | 6.7099 | 0.44033 | 7 | 0.15022
43279 | 7.54 | 1 | 365 | 8.6262 | 0.27878 | 8 | 0.90497
55217 | 4.59 | 1 | 365 | 5.2512 | 0.51852 | 5 | 0.76973
55220 | 6.89 | 1 | 365 | 7.8825 | 0.78923 | 8 | 0.67178
53857 | 10.14 | 1 | 365 | 11.6007 | 0.23699 | 11 | 0.83771
53544 | 5.72 | 1 | 365 | 6.544 | 0.10804 | 6 | 0.65204
55223 | 10.92 | 1 | 365 | 12.4931 | 0.024447 | 12 | 0.51754
53115 | 8.32 | 1 | 365 | 9.5185 | 0.066245 | 9 | 0.58479
55229 | 3.12 | 1 | 365 | 3.5695 | 0.14984 | 3 | 0.7193
52608 | 8.06 | 1 | 365 | 9.2211 | 0.47042 | 9 | 0.69152
55232 | 3.64 | 1 | 365 | 4.1644 | 0.34148 | 4 | 0.50585
53634 | 4.42 | 1 | 365 | 5.0567 | 0.12894 | 5 | 0.18567
45840 | 10.14 | 1 | 365 | 11.6007 | 0.23699 | 11 | 0.83771
55261 | 10.455 | 1 | 365 | 11.9611 | 0.95885 | 12 | 0.91995
51580 | 6.76 | 1 | 365 | 7.7338 | 0.49132 | 8 | 0.22514
54224 | 6.89 | 1 | 365 | 7.8825 | 0.78923 | 8 | 0.67178
54383 | 7.42 | 1 | 365 | 8.4889 | 0.0037907 | 8 | 0.49269
54170 | 5.3 | 1 | 365 | 6.0635 | 0.14556 | 6 | 0.20906
45277 | 6.36 | 1 | 365 | 7.2762 | 0.57468 | 7 | 0.85087
54171 | 5.83 | 1 | 365 | 6.6698 | 0.36012 | 7 | 0.029968
54172 | 9.805 | 1 | 365 | 11.2175 | 0.46929 | 11 | 0.68676
54173 | 7.155 | 1 | 365 | 8.1857 | 0.39651 | 8 | 0.58223
54186 | 10.07 | 1 | 365 | 11.5206 | 0.076573 | 11 | 0.59722
54189 | 7.42 | 1 | 365 | 8.4889 | 0.0037907 | 8 | 0.49269
36967 | 9.52 | 1 | 365 | 10.8914 | 0.81618 | 11 | 0.7076
37051 | 8.68 | 1 | 365 | 9.9304 | 0.89123 | 10 | 0.82163
36318 | 7.8 | 1 | 365 | 8.9236 | 0.8746 | 9 | 0.79824
38232 | 9.9 | 1 | 365 | 11.3262 | 0.687 | 12 | 0.013153
44007 | 9.92 | 1 | 365 | 11.349 | 0.73283 | 12 | 0.081866
39288 | 5.72 | 1 | 365 | 6.544 | 0.10804 | 6 | 0.65204
39312 | 3.38 | 1 | 365 | 3.8669 | 0.74566 | 4 | 0.61257
51850 | 8.32 | 1 | 365 | 9.5185 | 0.066245 | 9 | 0.58479
41273 | 6.625 | 1 | 365 | 7.5794 | 0.18196 | 7 | 0.76133
54264 | 8.19 | 1 | 365 | 9.3698 | 0.76834 | 10 | 0.13815
48538 | 7.28 | 1 | 365 | 8.3287 | 0.68296 | 9 | 0.011692
52161 | 5.2 | 1 | 365 | 5.9491 | 0.9164 | 6 | 0.86549
54268 | 5.98 | 1 | 365 | 6.8415 | 0.70386 | 7 | 0.54532
52806 | 3.64 | 1 | 365 | 4.1644 | 0.34148 | 4 | 0.50585
46696 | 8.745 | 1 | 365 | 10.0048 | 0.040182 | 10 | 0.044952
52734 | 11.44 | 1 | 365 | 13.088 | 0.21609 | 13 | 0.30409
46930 | 13.26 | 1 | 365 | 15.1702 | 0.38683 | 15 | 0.55701
54269 | 7.685 | 1 | 365 | 8.7921 | 0.61107 | 9 | 0.40314
51867 | 5.46 | 1 | 365 | 6.2465 | 0.51222 | 6 | 0.75877
46946 | 11.7 | 1 | 365 | 13.3855 | 0.81191 | 14 | 0.19736
46789 | 9.54 | 1 | 365 | 10.9143 | 0.86202 | 11 | 0.77631
54270 | 5.035 | 1 | 365 | 5.7603 | 0.53829 | 6 | 0.29861
48959 | 4.76 | 1 | 365 | 5.4457 | 0.90809 | 6 | 0.3538
54707 | 5.035 | 1 | 365 | 5.7603 | 0.53829 | 6 | 0.29861
48954 | 6.095 | 1 | 365 | 6.973 | 0.9674 | 7 | 0.94042
54272 | 9.075 | 1 | 365 | 10.3823 | 0.79642 | 11 | 0.17872
26053 | 1390.8 | 1 | 365 | 1591.1531 | 0.17953 | 1591 | 0.33262
54273 | 6.625 | 1 | 365 | 7.5794 | 0.18196 | 7 | 0.76133
10812 | 1136.48 | 1 | 365 | 1300.1968 | 0.37575 | 1300 | 0.57251
48965 | 7.42 | 1 | 365 | 8.4889 | 0.0037907 | 8 | 0.49269
26057 | 1390.8 | 1 | 365 | 1591.1531 | 0.17953 | 1591 | 0.33262
54279 | 7.02 | 1 | 365 | 8.0313 | 0.087144 | 8 | 0.11842
54282 | 8.48 | 1 | 365 | 9.7016 | 0.4329 | 10 | 0.1345
54290 | 5.3 | 1 | 365 | 6.0635 | 0.14556 | 6 | 0.20906
54292 | 7.155 | 1 | 365 | 8.1857 | 0.39651 | 8 | 0.58223
53130 | 2.34 | 1 | 365 | 2.6771 | 0.36238 | 3 | 0.039472
54294 | 10.66 | 1 | 365 | 12.1956 | 0.42863 | 12 | 0.62426
48802 | 3.445 | 1 | 365 | 3.9413 | 0.89462 | 4 | 0.83589
54309 | 4.77 | 1 | 365 | 5.4571 | 0.93101 | 6 | 0.38816
48763 | 4.94 | 1 | 365 | 5.6516 | 0.32058 | 5 | 0.97222
54277 | 11.7 | 1 | 365 | 13.3855 | 0.81191 | 14 | 0.19736
48748 | 9.36 | 1 | 365 | 10.7084 | 0.44953 | 11 | 0.15789
48736 | 4.94 | 1 | 365 | 5.6516 | 0.32058 | 5 | 0.97222
54364 | 9.54 | 1 | 365 | 10.9143 | 0.86202 | 11 | 0.77631
48740 | 11.025 | 1 | 365 | 12.6132 | 0.26507 | 12 | 0.87828
54367 | 8.215 | 1 | 365 | 9.3984 | 0.82563 | 10 | 0.22405
48718 | 2.08 | 1 | 365 | 2.3796 | 0.76656 | 3 | 0.1462
48728 | 4.68 | 1 | 365 | 5.3542 | 0.72476 | 6 | 0.078945
49435 | 6.36 | 1 | 365 | 7.2762 | 0.57468 | 7 | 0.85087
54371 | 6.36 | 1 | 365 | 7.2762 | 0.57468 | 7 | 0.85087
54374 | 8.745 | 1 | 365 | 10.0048 | 0.040182 | 10 | 0.044952
49447 | 6.36 | 1 | 365 | 7.2762 | 0.57468 | 7 | 0.85087
54378 | 9.54 | 1 | 365 | 10.9143 | 0.86202 | 11 | 0.77631
54379 | 8.745 | 1 | 365 | 10.0048 | 0.040182 | 10 | 0.044952
54479 | 9.275 | 1 | 365 | 10.6111 | 0.25474 | 10 | 0.86586
54480 | 4.77 | 1 | 365 | 5.4571 | 0.93101 | 6 | 0.38816
51440 | 3.975 | 1 | 365 | 4.5476 | 0.10917 | 4 | 0.6568
54482 | 6.095 | 1 | 365 | 6.973 | 0.9674 | 7 | 0.94042
49472 | 5.3 | 1 | 365 | 6.0635 | 0.14556 | 6 | 0.20906
54484 | 9 | 1 | 365 | 10.2965 | 0.62454 | 10 | 0.92105
54310 | 8.5 | 1 | 365 | 9.7245 | 0.47874 | 10 | 0.20321
49445 | 5.565 | 1 | 365 | 6.3667 | 0.75284 | 7 | 0.11951
54502 | 8.32 | 1 | 365 | 9.5185 | 0.066245 | 9 | 0.58479
54487 | 6.63 | 1 | 365 | 7.5851 | 0.19341 | 7 | 0.77851
54523 | 9.435 | 1 | 365 | 10.7942 | 0.6214 | 11 | 0.41557
54563 | 6.24 | 1 | 365 | 7.1389 | 0.29968 | 7 | 0.43859
54503 | 7.8 | 1 | 365 | 8.9236 | 0.8746 | 9 | 0.79824
54194 | 3.38 | 1 | 365 | 3.8669 | 0.74566 | 4 | 0.61257
54193 | 8.32 | 1 | 365 | 9.5185 | 0.066245 | 9 | 0.58479
54677 | 5.67 | 1 | 365 | 6.4868 | 0.99346 | 7 | 0.48026
54703 | 3.99 | 1 | 365 | 4.5648 | 0.14355 | 4 | 0.70833
54706 | 3.975 | 1 | 365 | 4.5476 | 0.10917 | 4 | 0.6568
54708 | 8.745 | 1 | 365 | 10.0048 | 0.040182 | 10 | 0.044952
54712 | 4.77 | 1 | 365 | 5.4571 | 0.93101 | 6 | 0.38816
54710 | 5.565 | 1 | 365 | 6.3667 | 0.75284 | 7 | 0.11951
54711 | 7.95 | 1 | 365 | 9.0952 | 0.21835 | 9 | 0.31359
54713 | 5.3 | 1 | 365 | 6.0635 | 0.14556 | 6 | 0.20906
54714 | 10.07 | 1 | 365 | 11.5206 | 0.076573 | 11 | 0.59722
54715 | 12.65 | 1 | 365 | 14.4723 | 0.98894 | 15 | 0.46125
54716 | 10.6 | 1 | 365 | 12.127 | 0.29113 | 12 | 0.41812
54717 | 6.625 | 1 | 365 | 7.5794 | 0.18196 | 7 | 0.76133
54718 | 7.42 | 1 | 365 | 8.4889 | 0.0037907 | 8 | 0.49269
54719 | 4.77 | 1 | 365 | 5.4571 | 0.93101 | 6 | 0.38816
54720 | 5.565 | 1 | 365 | 6.3667 | 0.75284 | 7 | 0.11951
54721 | 4.77 | 1 | 365 | 5.4571 | 0.93101 | 6 | 0.38816
54722 | 2.65 | 1 | 365 | 3.0317 | 0.072782 | 3 | 0.10453
54723 | 5.3 | 1 | 365 | 6.0635 | 0.14556 | 6 | 0.20906
54779 | 9.1 | 1 | 365 | 10.4109 | 0.85371 | 11 | 0.26462
54787 | 7.28 | 1 | 365 | 8.3287 | 0.68296 | 9 | 0.011692
54790 | 6.24 | 1 | 365 | 7.1389 | 0.29968 | 7 | 0.43859
54793 | 6.76 | 1 | 365 | 7.7338 | 0.49132 | 8 | 0.22514
54805 | 5.46 | 1 | 365 | 6.2465 | 0.51222 | 6 | 0.75877
54806 | 4.16 | 1 | 365 | 4.7593 | 0.53312 | 5 | 0.2924
54808 | 6.76 | 1 | 365 | 7.7338 | 0.49132 | 8 | 0.22514
42636 | 6.36 | 1 | 365 | 7.2762 | 0.57468 | 7 | 0.85087
49145 | 6.36 | 1 | 365 | 7.2762 | 0.57468 | 7 | 0.85087
49144 | 3.18 | 1 | 365 | 3.6381 | 0.28734 | 3 | 0.92544
44481 | 9.275 | 1 | 365 | 10.6111 | 0.25474 | 10 | 0.86586
48087 | 8.215 | 1 | 365 | 9.3984 | 0.82563 | 10 | 0.22405
47772 | 10.6 | 1 | 365 | 12.127 | 0.29113 | 12 | 0.41812
45008 | 8.25 | 1 | 365 | 9.4385 | 0.90583 | 10 | 0.34429
45007 | 10.455 | 1 | 365 | 11.9611 | 0.95885 | 12 | 0.91995
45117 | 8.215 | 1 | 365 | 9.3984 | 0.82563 | 10 | 0.22405
44917 | 4.25 | 1 | 365 | 4.8622 | 0.73937 | 5 | 0.60161
44710 | 9.9 | 1 | 365 | 11.3262 | 0.687 | 12 | 0.013153
47780 | 10.6 | 1 | 365 | 12.127 | 0.29113 | 12 | 0.41812
45572 | 5.035 | 1 | 365 | 5.7603 | 0.53829 | 6 | 0.29861
44900 | 4.5 | 1 | 365 | 5.1483 | 0.31227 | 5 | 0.46052
45400 | 10.175 | 1 | 365 | 11.6408 | 0.31719 | 11 | 0.95796
44703 | 4.125 | 1 | 365 | 4.7192 | 0.45292 | 5 | 0.17215
44896 | 9 | 1 | 365 | 10.2965 | 0.62454 | 10 | 0.92105
44651 | 6.63 | 1 | 365 | 7.5851 | 0.19341 | 7 | 0.77851
44716 | 12.65 | 1 | 365 | 14.4723 | 0.98894 | 15 | 0.46125
44652 | 6.5 | 1 | 365 | 7.4364 | 0.8955 | 8 | 0.33187
44874 | 7.5 | 1 | 365 | 8.5804 | 0.18712 | 8 | 0.76754
44879 | 13.005 | 1 | 365 | 14.8784 | 0.80247 | 15 | 0.68091
44877 | 5.355 | 1 | 365 | 6.1264 | 0.2716 | 6 | 0.39802
44605 | 7.14 | 1 | 365 | 8.1686 | 0.36214 | 8 | 0.5307
44825 | 7.7 | 1 | 365 | 8.8092 | 0.64544 | 9 | 0.45467
43168 | 6.89 | 1 | 365 | 7.8825 | 0.78923 | 8 | 0.67178
44886 | 2.805 | 1 | 365 | 3.2091 | 0.42798 | 3 | 0.63706
43157 | 3.85 | 1 | 365 | 4.4046 | 0.82272 | 5 | 0.22734
43172 | 5.5 | 1 | 365 | 6.2923 | 0.60389 | 6 | 0.8962
44487 | 6.89 | 1 | 365 | 7.8825 | 0.78923 | 8 | 0.67178
50767 | 4.77 | 1 | 365 | 5.4571 | 0.93101 | 6 | 0.38816
50647 | 5.035 | 1 | 365 | 5.7603 | 0.53829 | 6 | 0.29861
50193 | 3.975 | 1 | 365 | 4.5476 | 0.10917 | 4 | 0.6568
50075 | 7.95 | 1 | 365 | 9.0952 | 0.21835 | 9 | 0.31359
50512 | 7.42 | 1 | 365 | 8.4889 | 0.0037907 | 8 | 0.49269
50264 | 7.685 | 1 | 365 | 8.7921 | 0.61107 | 9 | 0.40314
51178 | 3.975 | 1 | 365 | 4.5476 | 0.10917 | 4 | 0.6568
42697 | 9.075 | 1 | 365 | 10.3823 | 0.79642 | 11 | 0.17872
42625 | 11.13 | 1 | 365 | 12.7333 | 0.50569 | 13 | 0.23903
51172 | 7.975 | 1 | 365 | 9.1238 | 0.27564 | 9 | 0.39948
51186 | 3.455 | 1 | 365 | 3.9527 | 0.91753 | 4 | 0.87025
42936 | 6.625 | 1 | 365 | 7.5794 | 0.18196 | 7 | 0.76133
42546 | 5.98 | 1 | 365 | 6.8415 | 0.70386 | 7 | 0.54532
51069 | 6.36 | 1 | 365 | 7.2762 | 0.57468 | 7 | 0.85087
51067 | 7.155 | 1 | 365 | 8.1857 | 0.39651 | 8 | 0.58223
49666 | 9.805 | 1 | 365 | 11.2175 | 0.46929 | 11 | 0.68676
51130 | 8.215 | 1 | 365 | 9.3984 | 0.82563 | 10 | 0.22405
44472 | 5.83 | 1 | 365 | 6.6698 | 0.36012 | 7 | 0.029968
50643 | 10.6 | 1 | 365 | 12.127 | 0.29113 | 12 | 0.41812
46160 | 9.01 | 1 | 365 | 10.3079 | 0.64746 | 10 | 0.9554
50186 | 6.89 | 1 | 365 | 7.8825 | 0.78923 | 8 | 0.67178
46283 | 5.3 | 1 | 365 | 6.0635 | 0.14556 | 6 | 0.20906
50184 | 9.01 | 1 | 365 | 10.3079 | 0.64746 | 10 | 0.9554
48018 | 9.35 | 1 | 365 | 10.6969 | 0.42661 | 11 | 0.12353
50048 | 7.28 | 1 | 365 | 8.3287 | 0.68296 | 9 | 0.011692
49000 | 15.6 | 1 | 365 | 17.8473 | 0.74921 | 18 | 0.59648
48056 | 7.28 | 1 | 365 | 8.3287 | 0.68296 | 9 | 0.011692
49027 | 5.2 | 1 | 365 | 5.9491 | 0.9164 | 6 | 0.86549
36144 | 10.26 | 1 | 365 | 11.738 | 0.51198 | 12 | 0.24999
42677 | 4.68 | 1 | 365 | 5.3542 | 0.72476 | 6 | 0.078945
44575 | 4.68 | 1 | 365 | 5.3542 | 0.72476 | 6 | 0.078945
48068 | 6.24 | 1 | 365 | 7.1389 | 0.29968 | 7 | 0.43859
49439 | 5.035 | 1 | 365 | 5.7603 | 0.53829 | 6 | 0.29861
44415 | 12.48 | 1 | 365 | 14.2778 | 0.59937 | 14 | 0.87719
36775 | 9.045 | 1 | 365 | 10.348 | 0.72767 | 11 | 0.075653
51032 | 12 | 1 | 365 | 13.7287 | 0.49939 | 14 | 0.22806
55596 | 9.99 | 1 | 365 | 11.4291 | 0.89324 | 12 | 0.32236
44290 | 8.32 | 1 | 365 | 9.5185 | 0.066245 | 9 | 0.58479
41820 | 14.85 | 1 | 365 | 16.9892 | 0.030498 | 17 | 0.019729
34566 | 51.3 | 0.9 | 365 | 52.8211 | 0.80391 | 53 | 0.62498
36055 | 3.06 | 1 | 365 | 3.5008 | 0.012345 | 3 | 0.51316
48713 | 12.65 | 1 | 365 | 14.4723 | 0.98894 | 15 | 0.46125
51111 | 5.2 | 1 | 365 | 5.9491 | 0.9164 | 6 | 0.86549
51408 | 13.8 | 1 | 365 | 15.788 | 0.6243 | 16 | 0.41227
49371 | 3.975 | 1 | 365 | 4.5476 | 0.10917 | 4 | 0.6568
49294 | 11.73 | 1 | 365 | 13.4198 | 0.88066 | 14 | 0.30043
49858 | 8.4 | 1 | 365 | 9.6101 | 0.24957 | 9 | 0.85964
49293 | 6.12 | 1 | 365 | 7.0016 | 0.02469 | 7 | 0.026313
44677 | 7.8 | 1 | 365 | 8.9236 | 0.8746 | 9 | 0.79824
48808 | 9.54 | 1 | 365 | 10.9143 | 0.86202 | 11 | 0.77631
49369 | 4.77 | 1 | 365 | 5.4571 | 0.93101 | 6 | 0.38816
44505 | 7.37 | 1 | 365 | 8.4317 | 0.88921 | 9 | 0.3209
49271 | 11.34 | 1 | 365 | 12.9736 | 0.98693 | 13 | 0.96052
36358 | 9.765 | 1 | 365 | 11.1717 | 0.37763 | 11 | 0.54934
45250 | 6.93 | 1 | 365 | 7.9283 | 0.8809 | 8 | 0.80921
49874 | 10 | 1 | 365 | 11.4406 | 0.91616 | 12 | 0.35672
48741 | 8.82 | 1 | 365 | 10.0906 | 0.21205 | 10 | 0.30263
49673 | 5.565 | 1 | 365 | 6.3667 | 0.75284 | 7 | 0.11951
56316 | 2.34 | 1 | 365 | 2.6771 | 0.36238 | 3 | 0.039472
30781 | 10.14 | 1 | 365 | 11.6007 | 0.23699 | 11 | 0.83771
46775 | 6.89 | 1 | 365 | 7.8825 | 0.78923 | 8 | 0.67178
56318 | 4.68 | 1 | 365 | 5.3542 | 0.72476 | 6 | 0.078945
51994 | 5.46 | 1 | 365 | 6.2465 | 0.51222 | 6 | 0.75877
54478 | 5.72 | 1 | 365 | 6.544 | 0.10804 | 6 | 0.65204
49450 | 12.19 | 1 | 365 | 13.946 | 0.9348 | 14 | 0.88084
56283 | 4.86 | 1 | 365 | 5.5601 | 0.13725 | 5 | 0.69737
46005 | 14.3 | 1 | 365 | 16.36 | 0.77011 | 17 | 0.13011
49670 | 5.3 | 1 | 365 | 6.0635 | 0.14556 | 6 | 0.20906
44344 | 7.52 | 1 | 365 | 8.6033 | 0.23295 | 8 | 0.83625
51238 | 9.54 | 1 | 365 | 10.9143 | 0.86202 | 11 | 0.77631
55948 | 10.4 | 1 | 365 | 11.8982 | 0.83281 | 12 | 0.73099
55815 | 5.6 | 1 | 365 | 6.4067 | 0.83305 | 7 | 0.23976
51174 | 2.75 | 1 | 365 | 3.1462 | 0.30194 | 3 | 0.4481
55811 | 4.48 | 1 | 365 | 5.1254 | 0.26644 | 5 | 0.39181
44475 | 2.915 | 1 | 365 | 3.3349 | 0.68006 | 4 | 0.014984
47210 | 13.25 | 1 | 365 | 15.1587 | 0.36391 | 15 | 0.52265
55445 | 7.7 | 1 | 365 | 8.8092 | 0.64544 | 9 | 0.45467
47893 | 8.8 | 1 | 365 | 10.0677 | 0.16622 | 10 | 0.23391
55317 | 5.3 | 1 | 365 | 6.0635 | 0.14556 | 6 | 0.20906
45030 | 3.06 | 1 | 365 | 3.5008 | 0.012345 | 3 | 0.51316
55316 | 5.3 | 1 | 365 | 6.0635 | 0.14556 | 6 | 0.20906
55314 | 12.48 | 1 | 365 | 14.2778 | 0.59937 | 14 | 0.87719
47938 | 6.875 | 1 | 365 | 7.8654 | 0.75486 | 8 | 0.62025
55193 | 5.72 | 1 | 365 | 6.544 | 0.10804 | 6 | 0.65204
44486 | 5.565 | 1 | 365 | 6.3667 | 0.75284 | 7 | 0.11951
48418 | 4.77 | 1 | 365 | 5.4571 | 0.93101 | 6 | 0.38816
55186 | 9.88 | 1 | 365 | 11.3033 | 0.64117 | 11 | 0.94444
48385 | 3.71 | 1 | 365 | 4.2444 | 0.5019 | 4 | 0.74634
55607 | 250 | 0.9 | 365 | 257.4126 | 0.6136 | 258 | 0.0262
47927 | 3.85 | 1 | 365 | 4.4046 | 0.82272 | 5 | 0.22734
11136 | 649.04 | 0.8 | 365 | 594.0305 | 0.88036 | 594 | 0.91084
48352 | 6.095 | 1 | 365 | 6.973 | 0.9674 | 7 | 0.94042
47995 | 8.67 | 1 | 365 | 9.919 | 0.86831 | 10 | 0.78728
48974 | 6.5 | 1 | 365 | 7.4364 | 0.8955 | 8 | 0.33187
58244 | 24.3 | 1 | 365 | 27.8006 | 0.68627 | 28 | 0.48683
45392 | 5.83 | 1 | 365 | 6.6698 | 0.36012 | 7 | 0.029968
54027 | 4.94 | 1 | 365 | 5.6516 | 0.32058 | 5 | 0.97222
44935 | 9.18 | 1 | 365 | 10.5024 | 0.037035 | 10 | 0.53947
52058 | 4.68 | 1 | 365 | 5.3542 | 0.72476 | 6 | 0.078945
53483 | 2.6 | 1 | 365 | 2.9745 | 0.9582 | 3 | 0.93275
45667 | 2.65 | 1 | 365 | 3.0317 | 0.072782 | 3 | 0.10453
45637 | 7.02 | 1 | 365 | 8.0313 | 0.087144 | 8 | 0.11842
53695 | 5.72 | 1 | 365 | 6.544 | 0.10804 | 6 | 0.65204
45626 | 6 | 1 | 365 | 6.8643 | 0.7497 | 7 | 0.61403
52728 | 6.24 | 1 | 365 | 7.1389 | 0.29968 | 7 | 0.43859
45138 | 5.83 | 1 | 365 | 6.6698 | 0.36012 | 7 | 0.029968
45627 | 6 | 1 | 365 | 6.8643 | 0.7497 | 7 | 0.61403
52089 | 4.42 | 1 | 365 | 5.0567 | 0.12894 | 5 | 0.18567
45050 | 4.335 | 1 | 365 | 4.9595 | 0.93416 | 5 | 0.89364
46381 | 3.42 | 1 | 365 | 3.9127 | 0.83733 | 4 | 0.75
48586 | 6.75 | 1 | 365 | 7.7224 | 0.46841 | 8 | 0.19079
45791 | 6.625 | 1 | 365 | 7.5794 | 0.18196 | 7 | 0.76133
53545 | 4.94 | 1 | 365 | 5.6516 | 0.32058 | 5 | 0.97222
53968 | 8.67 | 1 | 365 | 9.919 | 0.86831 | 10 | 0.78728
53815 | 4.16 | 1 | 365 | 4.7593 | 0.53312 | 5 | 0.2924
48184 | 10.6 | 1 | 365 | 12.127 | 0.29113 | 12 | 0.41812
52781 | 7.28 | 1 | 365 | 8.3287 | 0.68296 | 9 | 0.011692
47098 | 6.6 | 1 | 365 | 7.5508 | 0.12467 | 7 | 0.67544
45793 | 8.48 | 1 | 365 | 9.7016 | 0.4329 | 10 | 0.1345
53568 | 8.58 | 1 | 365 | 9.816 | 0.66207 | 10 | 0.47807
55524 | 26.4 | 0.9 | 365 | 27.1828 | 0.4488 | 27 | 0.63157
12760 | 990.945 | 0.7 | 365 | 793.5876 | 0.60579 | 794 | 0.19339
48148 | 5.2 | 1 | 365 | 5.9491 | 0.9164 | 6 | 0.86549
11359 | 990.945 | 0.7 | 365 | 793.5876 | 0.60579 | 794 | 0.19339
48106 | 6.625 | 1 | 365 | 7.5794 | 0.18196 | 7 | 0.76133
48028 | 10.545 | 1 | 365 | 12.0641 | 0.16509 | 12 | 0.22916
48003 | 12 | 1 | 365 | 13.7287 | 0.49939 | 14 | 0.22806
43845 | 2.915 | 1 | 365 | 3.3349 | 0.68006 | 4 | 0.014984
44817 | 6.5 | 1 | 365 | 7.4364 | 0.8955 | 8 | 0.33187
43920 | 5.5 | 1 | 365 | 6.2923 | 0.60389 | 6 | 0.8962
44810 | 7.625 | 1 | 365 | 8.7234 | 0.47357 | 9 | 0.197
41533 | 8.25 | 1 | 365 | 9.4385 | 0.90583 | 10 | 0.34429
47929 | 5.865 | 1 | 365 | 6.7099 | 0.44033 | 7 | 0.15022
43736 | 5.4 | 1 | 365 | 6.1779 | 0.37473 | 6 | 0.55263
48006 | 9.54 | 1 | 365 | 10.9143 | 0.86202 | 11 | 0.77631
48011 | 8.25 | 1 | 365 | 9.4385 | 0.90583 | 10 | 0.34429
41431 | 5.355 | 1 | 365 | 6.1264 | 0.2716 | 6 | 0.39802
37387 | 7.7 | 1 | 365 | 8.8092 | 0.64544 | 9 | 0.45467
44480 | 5.3 | 1 | 365 | 6.0635 | 0.14556 | 6 | 0.20906
43135 | 8.8 | 1 | 365 | 10.0677 | 0.16622 | 10 | 0.23391
49491 | 6.36 | 1 | 365 | 7.2762 | 0.57468 | 7 | 0.85087
37333 | 4.675 | 1 | 365 | 5.3485 | 0.7133 | 6 | 0.061767
50607 | 3.9 | 1 | 365 | 4.4618 | 0.9373 | 5 | 0.39912
51160 | 6.76 | 1 | 365 | 7.7338 | 0.49132 | 8 | 0.22514
48333 | 5.565 | 1 | 365 | 6.3667 | 0.75284 | 7 | 0.11951
41652 | 10.85 | 1 | 365 | 12.413 | 0.86403 | 13 | 0.27704
41596 | 15.696 | 1 | 365 | 17.9571 | 0.9692 | 18 | 0.92631
44872 | 11.22 | 1 | 365 | 12.8363 | 0.71193 | 13 | 0.54824
44549 | 9.25 | 1 | 365 | 10.5825 | 0.19745 | 10 | 0.77997
37918 | 6.325 | 1 | 365 | 7.2362 | 0.49447 | 7 | 0.73063
35775 | 6 | 1 | 365 | 6.8643 | 0.7497 | 7 | 0.61403
44914 | 4.59 | 1 | 365 | 5.2512 | 0.51852 | 5 | 0.76973
38631 | 9.52 | 1 | 365 | 10.8914 | 0.81618 | 11 | 0.7076
35774 | 9.25 | 1 | 365 | 10.5825 | 0.19745 | 10 | 0.77997
56376 | 7.8 | 1 | 365 | 8.9236 | 0.8746 | 9 | 0.79824
50664 | 4.16 | 1 | 365 | 4.7593 | 0.53312 | 5 | 0.2924
35842 | 10.137 | 1 | 365 | 11.5973 | 0.23011 | 11 | 0.82741
50805 | 4.42 | 1 | 365 | 5.0567 | 0.12894 | 5 | 0.18567
39819 | 3.3 | 1 | 365 | 3.7754 | 0.56233 | 4 | 0.33772
37291 | 25 | 1 | 365 | 28.6014 | 0.2904 | 28 | 0.8918
56062 | 4.505 | 1 | 365 | 5.154 | 0.32373 | 5 | 0.4777
51974 | 7 | 1 | 365 | 8.0084 | 0.041312 | 8 | 0.049704
47272 | 9.75 | 1 | 365 | 11.1545 | 0.34326 | 11 | 0.4978
55045 | 6.625 | 1 | 365 | 7.5794 | 0.18196 | 7 | 0.76133
50850 | 7.98 | 1 | 365 | 9.1296 | 0.2871 | 9 | 0.41666
50174 | 7.521 | 1 | 365 | 8.6044 | 0.23524 | 8 | 0.83969
53747 | 9.62 | 1 | 365 | 11.0058 | 0.045346 | 11 | 0.051165
47026 | 5.04 | 1 | 365 | 5.766 | 0.54974 | 6 | 0.31579
54283 | 25 | 1 | 365 | 28.6014 | 0.2904 | 28 | 0.8918
53740 | 3.64 | 1 | 365 | 4.1644 | 0.34148 | 4 | 0.50585
55994 | 5.98 | 1 | 365 | 6.8415 | 0.70386 | 7 | 0.54532
47020 | 10.4 | 1 | 365 | 11.8982 | 0.83281 | 12 | 0.73099
45792 | 4.41 | 1 | 365 | 5.0453 | 0.10603 | 5 | 0.15131
55970 | 11.18 | 1 | 365 | 12.7905 | 0.62027 | 13 | 0.41081
55967 | 7.54 | 1 | 365 | 8.6262 | 0.27878 | 8 | 0.90497
50866 | 4.845 | 1 | 365 | 5.543 | 0.10288 | 5 | 0.64583
55576 | 16.9 | 1 | 365 | 19.3345 | 0.72831 | 20 | 0.062857
55561 | 9.1 | 1 | 365 | 10.4109 | 0.85371 | 11 | 0.26462
55559 | 8.32 | 1 | 365 | 9.5185 | 0.066245 | 9 | 0.58479
55558 | 9.88 | 1 | 365 | 11.3033 | 0.64117 | 11 | 0.94444
43470 | 17.1 | 1 | 365 | 19.5634 | 0.18663 | 19 | 0.74999
55525 | 4.68 | 1 | 365 | 5.3542 | 0.72476 | 6 | 0.078945
50753 | 16.38 | 1 | 365 | 18.7396 | 0.53667 | 19 | 0.27631
55536 | 7.02 | 1 | 365 | 8.0313 | 0.087144 | 8 | 0.11842
55568 | 8.32 | 1 | 365 | 9.5185 | 0.066245 | 9 | 0.58479
55573 | 9.44 | 1 | 365 | 10.7999 | 0.63286 | 11 | 0.43274
55521 | 9.88 | 1 | 365 | 11.3033 | 0.64117 | 11 | 0.94444
44845 | 11.88 | 1 | 365 | 13.5914 | 0.2244 | 13 | 0.81578
55514 | 3.64 | 1 | 365 | 4.1644 | 0.34148 | 4 | 0.50585
55968 | 20.02 | 1 | 365 | 22.904 | 0.87815 | 23 | 0.78215
44105 | 5.94 | 1 | 365 | 6.7957 | 0.6122 | 7 | 0.40789
44281 | 8.18 | 1 | 365 | 9.3584 | 0.74542 | 10 | 0.1038
55520 | 8.84 | 1 | 365 | 10.1135 | 0.25789 | 10 | 0.37134
55515 | 3.12 | 1 | 365 | 3.5695 | 0.14984 | 3 | 0.7193
47556 | 12.6 | 1 | 365 | 14.4151 | 0.87436 | 15 | 0.28947
51467 | 13.42 | 1 | 365 | 15.3532 | 0.75349 | 16 | 0.10672
48950 | 9.54 | 1 | 365 | 10.9143 | 0.86202 | 11 | 0.77631
54801 | 8.84 | 1 | 365 | 10.1135 | 0.25789 | 10 | 0.37134
50905 | 5.7 | 1 | 365 | 6.5211 | 0.062211 | 6 | 0.58333
41209 | 12 | 1 | 365 | 13.7287 | 0.49939 | 14 | 0.22806
12771 | 649.04 | 0.8 | 365 | 594.0305 | 0.88036 | 594 | 0.91084
40404 | 11.7 | 1 | 365 | 13.3855 | 0.81191 | 14 | 0.19736
46715 | 5.565 | 1 | 365 | 6.3667 | 0.75284 | 7 | 0.11951
50909 | 6.21 | 1 | 365 | 7.1046 | 0.23094 | 7 | 0.33552
39378 | 4.77 | 1 | 365 | 5.4571 | 0.93101 | 6 | 0.38816
56434 | 6.63 | 1 | 365 | 7.5851 | 0.19341 | 7 | 0.77851
43999 | 4.505 | 1 | 365 | 5.154 | 0.32373 | 5 | 0.4777
56432 | 3.3 | 1 | 365 | 3.7754 | 0.56233 | 4 | 0.33772
48593 | 7.5 | 1 | 365 | 8.5804 | 0.18712 | 8 | 0.76754
56155 | 4.08 | 1 | 365 | 4.6677 | 0.34979 | 5 | 0.017542
50801 | 1.855 | 1 | 365 | 2.1222 | 0.25095 | 2 | 0.37317
55320 | 9.6 | 1 | 365 | 10.9829 | 0.99951 | 11 | 0.98245
42473 | 6.6 | 1 | 365 | 7.5508 | 0.12467 | 7 | 0.67544
45338 | 9 | 1 | 365 | 10.2965 | 0.62454 | 10 | 0.92105
48624 | 7.29 | 1 | 365 | 8.3402 | 0.70588 | 9 | 0.046049
49978 | 9.99 | 1 | 365 | 11.4291 | 0.89324 | 12 | 0.32236
49090 | 8.1 | 1 | 365 | 9.2669 | 0.56209 | 9 | 0.82894
48955 | 6 | 1 | 365 | 6.8643 | 0.7497 | 7 | 0.61403
51435 | 7.2 | 1 | 365 | 8.2372 | 0.49964 | 8 | 0.73684
49100 | 5.1 | 1 | 365 | 5.8347 | 0.68724 | 6 | 0.52193
47234 | 9.275 | 1 | 365 | 10.6111 | 0.25474 | 10 | 0.86586
50977 | 4.16 | 1 | 365 | 4.7593 | 0.53312 | 5 | 0.2924
55274 | 9.9 | 1 | 365 | 11.3262 | 0.687 | 12 | 0.013153
51237 | 13.2 | 1 | 365 | 15.1015 | 0.24933 | 15 | 0.35087
55262 | 5.4 | 1 | 365 | 6.1779 | 0.37473 | 6 | 0.55263
45674 | 5.7 | 1 | 365 | 6.5211 | 0.062211 | 6 | 0.58333
55258 | 7.8 | 1 | 365 | 8.9236 | 0.8746 | 9 | 0.79824
55255 | 6 | 1 | 365 | 6.8643 | 0.7497 | 7 | 0.61403
48578 | 7.5 | 1 | 365 | 8.5804 | 0.18712 | 8 | 0.76754
55248 | 8.25 | 1 | 365 | 9.4385 | 0.90583 | 10 | 0.34429
51428 | 6.6 | 1 | 365 | 7.5508 | 0.12467 | 7 | 0.67544
55239 | 4.75 | 1 | 365 | 5.4343 | 0.88518 | 6 | 0.31944
43729 | 4.5 | 1 | 365 | 5.1483 | 0.31227 | 5 | 0.46052
37528 | 12 | 1 | 365 | 13.7287 | 0.49939 | 14 | 0.22806
37288 | 4.905 | 1 | 365 | 5.6116 | 0.24038 | 5 | 0.85197
35839 | 10.75 | 1 | 365 | 12.2986 | 0.63487 | 12 | 0.93347
42413 | 9.41 | 1 | 365 | 10.7656 | 0.56411 | 11 | 0.32967
51328 | 6.625 | 1 | 365 | 7.5794 | 0.18196 | 7 | 0.76133
49983 | 5.7 | 1 | 365 | 6.5211 | 0.062211 | 6 | 0.58333
43390 | 4.5 | 1 | 365 | 5.1483 | 0.31227 | 5 | 0.46052
49120 | 4.5 | 1 | 365 | 5.1483 | 0.31227 | 5 | 0.46052
49761 | 6.3 | 1 | 365 | 7.2076 | 0.43718 | 7 | 0.64473
45267 | 4.77 | 1 | 365 | 5.4571 | 0.93101 | 6 | 0.38816
51436 | 5.7 | 1 | 365 | 6.5211 | 0.062211 | 6 | 0.58333
47411 | 9.18 | 1 | 365 | 10.5024 | 0.037035 | 10 | 0.53947
51398 | 4.5 | 1 | 365 | 5.1483 | 0.31227 | 5 | 0.46052
47478 | 8.7 | 1 | 365 | 9.9533 | 0.93706 | 10 | 0.89035
49639 | 16.5 | 1 | 365 | 18.8769 | 0.81166 | 19 | 0.68859
43435 | 15.6 | 1 | 365 | 17.8473 | 0.74921 | 18 | 0.59648
46633 | 4.505 | 1 | 365 | 5.154 | 0.32373 | 5 | 0.4777
47085 | 7.95 | 1 | 365 | 9.0952 | 0.21835 | 9 | 0.31359
43409 | 3.18 | 1 | 365 | 3.6381 | 0.28734 | 3 | 0.92544
46551 | 5.1 | 1 | 365 | 5.8347 | 0.68724 | 6 | 0.52193
43372 | 10.07 | 1 | 365 | 11.5206 | 0.076573 | 11 | 0.59722
42018 | 12.19 | 1 | 365 | 13.946 | 0.9348 | 14 | 0.88084
49552 | 13.515 | 1 | 365 | 15.4619 | 0.97119 | 16 | 0.43311
43376 | 8.1 | 1 | 365 | 9.2669 | 0.56209 | 9 | 0.82894
41780 | 14.4 | 1 | 365 | 16.4744 | 0.99927 | 17 | 0.47368
46987 | 5.4 | 1 | 365 | 6.1779 | 0.37473 | 6 | 0.55263
49115 | 4.5 | 1 | 365 | 5.1483 | 0.31227 | 5 | 0.46052
43385 | 9.6 | 1 | 365 | 10.9829 | 0.99951 | 11 | 0.98245
45866 | 9.9 | 1 | 365 | 11.3262 | 0.687 | 12 | 0.013153
54156 | 3 | 1 | 365 | 3.4322 | 0.87485 | 4 | 0.30702
43776 | 9 | 1 | 365 | 10.2965 | 0.62454 | 10 | 0.92105
46627 | 4.2 | 1 | 365 | 4.805 | 0.62479 | 5 | 0.42982
49676 | 6.36 | 1 | 365 | 7.2762 | 0.57468 | 7 | 0.85087
49678 | 7.685 | 1 | 365 | 8.7921 | 0.61107 | 9 | 0.40314
30691 | 16.575 | 1 | 365 | 18.9627 | 0.98354 | 19 | 0.94626
48583 | 10.07 | 1 | 365 | 11.5206 | 0.076573 | 11 | 0.59722
45847 | 12.9 | 1 | 365 | 14.7583 | 0.56185 | 15 | 0.32017
50052 | 3 | 1 | 365 | 3.4322 | 0.87485 | 4 | 0.30702
44005 | 7.95 | 1 | 365 | 9.0952 | 0.21835 | 9 | 0.31359
43704 | 6.095 | 1 | 365 | 6.973 | 0.9674 | 7 | 0.94042
42842 | 4.5 | 1 | 365 | 5.1483 | 0.31227 | 5 | 0.46052
47943 | 7.5 | 1 | 365 | 8.5804 | 0.18712 | 8 | 0.76754
43849 | 5.1 | 1 | 365 | 5.8347 | 0.68724 | 6 | 0.52193
45721 | 15.6 | 1 | 365 | 17.8473 | 0.74921 | 18 | 0.59648
53996 | 12 | 1 | 365 | 13.7287 | 0.49939 | 14 | 0.22806
54002 | 10.8 | 1 | 365 | 12.3558 | 0.74945 | 13 | 0.10526
48547 | 6.12 | 1 | 365 | 7.0016 | 0.02469 | 7 | 0.026313
41865 | 5.7 | 1 | 365 | 6.5211 | 0.062211 | 6 | 0.58333
50066 | 6.9 | 1 | 365 | 7.894 | 0.81215 | 8 | 0.70614
51369 | 6.6 | 1 | 365 | 7.5508 | 0.12467 | 7 | 0.67544
49566 | 13.5 | 1 | 365 | 15.4448 | 0.93682 | 16 | 0.38157
51214 | 9.18 | 1 | 365 | 10.5024 | 0.037035 | 10 | 0.53947
47394 | 6.6 | 1 | 365 | 7.5508 | 0.12467 | 7 | 0.67544
51438 | 3.6 | 1 | 365 | 4.1186 | 0.24982 | 4 | 0.36842
44386 | 4.77 | 1 | 365 | 5.4571 | 0.93101 | 6 | 0.38816
50044 | 10.07 | 1 | 365 | 11.5206 | 0.076573 | 11 | 0.59722
40467 | 13.23 | 1 | 365 | 15.1359 | 0.31808 | 15 | 0.45394
49844 | 6.6 | 1 | 365 | 7.5508 | 0.12467 | 7 | 0.67544
49828 | 10.6 | 1 | 365 | 12.127 | 0.29113 | 12 | 0.41812
45352 | 6 | 1 | 365 | 6.8643 | 0.7497 | 7 | 0.61403
47201 | 5.565 | 1 | 365 | 6.3667 | 0.75284 | 7 | 0.11951
47211 | 7.42 | 1 | 365 | 8.4889 | 0.0037907 | 8 | 0.49269
48383 | 6.625 | 1 | 365 | 7.5794 | 0.18196 | 7 | 0.76133
50053 | 6.36 | 1 | 365 | 7.2762 | 0.57468 | 7 | 0.85087
43322 | 4.2 | 1 | 365 | 4.805 | 0.62479 | 5 | 0.42982
38425 | 11.66 | 1 | 365 | 13.3397 | 0.72024 | 14 | 0.059936
45355 | 3.18 | 1 | 365 | 3.6381 | 0.28734 | 3 | 0.92544
45136 | 10.6 | 1 | 365 | 12.127 | 0.29113 | 12 | 0.41812
45786 | 6.89 | 1 | 365 | 7.8825 | 0.78923 | 8 | 0.67178
48041 | 7.42 | 1 | 365 | 8.4889 | 0.0037907 | 8 | 0.49269
55460 | 6 | 1 | 365 | 6.8643 | 0.7497 | 7 | 0.61403
55464 | 12 | 1 | 365 | 13.7287 | 0.49939 | 14 | 0.22806
55440 | 10.865 | 1 | 365 | 12.4302 | 0.89841 | 13 | 0.32858
41139 | 8.4 | 1 | 365 | 9.6101 | 0.24957 | 9 | 0.85964
54958 | 3.9 | 1 | 365 | 4.4618 | 0.9373 | 5 | 0.39912
33116 | 4.16 | 1 | 365 | 4.7593 | 0.53312 | 5 | 0.2924
49805 | 9.92 | 1 | 365 | 11.349 | 0.73283 | 12 | 0.081866
38386 | 8.82 | 1 | 365 | 10.0906 | 0.21205 | 10 | 0.30263
55001 | 6 | 1 | 365 | 6.8643 | 0.7497 | 7 | 0.61403
39194 | 7.56 | 1 | 365 | 8.6491 | 0.32462 | 8 | 0.97368
55017 | 6.6 | 1 | 365 | 7.5508 | 0.12467 | 7 | 0.67544
41048 | 10.14 | 1 | 365 | 11.6007 | 0.23699 | 11 | 0.83771
55025 | 5.25 | 1 | 365 | 6.0063 | 0.030984 | 6 | 0.037278
43349 | 9.81 | 1 | 365 | 11.2232 | 0.48075 | 11 | 0.70394
47982 | 7.6 | 1 | 365 | 8.6948 | 0.41628 | 9 | 0.11111
46028 | 6.3 | 1 | 365 | 7.2076 | 0.43718 | 7 | 0.64473
37320 | 9.81 | 1 | 365 | 11.2232 | 0.48075 | 11 | 0.70394
38346 | 8.1 | 1 | 365 | 9.2669 | 0.56209 | 9 | 0.82894
38337 | 7.521 | 1 | 365 | 8.6044 | 0.23524 | 8 | 0.83969
44145 | 9.135 | 1 | 365 | 10.451 | 0.93391 | 11 | 0.38486
33058 | 5.2 | 1 | 365 | 5.9491 | 0.9164 | 6 | 0.86549
32189 | 5.72 | 1 | 365 | 6.544 | 0.10804 | 6 | 0.65204
38620 | 8.67 | 1 | 365 | 9.919 | 0.86831 | 10 | 0.78728
54006 | 4.59 | 1 | 365 | 5.2512 | 0.51852 | 5 | 0.76973
46950 | 11.96 | 1 | 365 | 13.6829 | 0.40773 | 14 | 0.090637
56472 | 12.2 | 1 | 365 | 13.9575 | 0.95772 | 14 | 0.9152
32165 | 13 | 1 | 365 | 14.8727 | 0.79101 | 15 | 0.66374
46784 | 4.16 | 1 | 365 | 4.7593 | 0.53312 | 5 | 0.2924
46934 | 7.8 | 1 | 365 | 8.9236 | 0.8746 | 9 | 0.79824
46932 | 11.44 | 1 | 365 | 13.088 | 0.21609 | 13 | 0.30409
46741 | 6.36 | 1 | 365 | 7.2762 | 0.57468 | 7 | 0.85087
46936 | 6.5 | 1 | 365 | 7.4364 | 0.8955 | 8 | 0.33187
46815 | 19.08 | 1 | 365 | 21.8286 | 0.72403 | 22 | 0.55262
46958 | 8.84 | 1 | 365 | 10.1135 | 0.25789 | 10 | 0.37134
31386 | 5.72 | 1 | 365 | 6.544 | 0.10804 | 6 | 0.65204
56709 | 5.6 | 1 | 365 | 6.4067 | 0.83305 | 7 | 0.23976
50537 | 3.445 | 1 | 365 | 3.9413 | 0.89462 | 4 | 0.83589
44592 | 5.99 | 1 | 365 | 6.8529 | 0.72678 | 7 | 0.57968
48025 | 9.3 | 1 | 365 | 10.6397 | 0.31203 | 10 | 0.95175
48037 | 3.85 | 1 | 365 | 4.4046 | 0.82272 | 5 | 0.22734
47977 | 6.375 | 1 | 365 | 7.2934 | 0.60905 | 7 | 0.90241
55013 | 8 | 1 | 365 | 9.1524 | 0.33293 | 9 | 0.48538
48059 | 4.505 | 1 | 365 | 5.154 | 0.32373 | 5 | 0.4777
44479 | 7.685 | 1 | 365 | 8.7921 | 0.61107 | 9 | 0.40314
54993 | 7.56 | 1 | 365 | 8.6491 | 0.32462 | 8 | 0.97368
56580 | 10.8 | 1 | 365 | 12.3558 | 0.74945 | 13 | 0.10526
51329 | 7.29 | 1 | 365 | 8.3402 | 0.70588 | 9 | 0.046049
51403 | 9 | 1 | 365 | 10.2965 | 0.62454 | 10 | 0.92105
51202 | 12 | 1 | 365 | 13.7287 | 0.49939 | 14 | 0.22806
43090 | 7.194 | 1 | 365 | 8.2303 | 0.48589 | 8 | 0.71622
43105 | 12 | 1 | 365 | 13.7287 | 0.49939 | 14 | 0.22806
54425 | 10.8 | 1 | 365 | 12.3558 | 0.74945 | 13 | 0.10526
46550 | 3 | 1 | 365 | 3.4322 | 0.87485 | 4 | 0.30702
42133 | 6.21 | 1 | 365 | 7.1046 | 0.23094 | 7 | 0.33552
56438 | 7.25 | 1 | 365 | 8.2944 | 0.61422 | 8 | 0.90862
44422 | 5.1 | 1 | 365 | 5.8347 | 0.68724 | 6 | 0.52193
50188 | 3.71 | 1 | 365 | 4.2444 | 0.5019 | 4 | 0.74634
50760 | 3.71 | 1 | 365 | 4.2444 | 0.5019 | 4 | 0.74634
54603 | 11.4 | 1 | 365 | 13.0422 | 0.12442 | 13 | 0.16666
55242 | 5.865 | 1 | 365 | 6.7099 | 0.44033 | 7 | 0.15022
45128 | 17.658 | 1 | 365 | 20.2017 | 0.46536 | 20 | 0.6671
51537 | 5.4 | 1 | 365 | 6.1779 | 0.37473 | 6 | 0.55263
39734 | 9.66 | 1 | 365 | 11.0516 | 0.13701 | 11 | 0.18859
55251 | 8.25 | 1 | 365 | 9.4385 | 0.90583 | 10 | 0.34429
55401 | 10.8 | 1 | 365 | 12.3558 | 0.74945 | 13 | 0.10526
51827 | 2.4 | 1 | 365 | 2.7457 | 0.49988 | 3 | 0.24561
54644 | 7.56 | 1 | 365 | 8.6491 | 0.32462 | 8 | 0.97368
50049 | 9 | 1 | 365 | 10.2965 | 0.62454 | 10 | 0.92105
55253 | 3 | 1 | 365 | 3.4322 | 0.87485 | 4 | 0.30702
44960 | 8.48 | 1 | 365 | 9.7016 | 0.4329 | 10 | 0.1345
37525 | 8.82 | 1 | 365 | 10.0906 | 0.21205 | 10 | 0.30263
50872 | 8.48 | 1 | 365 | 9.7016 | 0.4329 | 10 | 0.1345
51060 | 4.24 | 1 | 365 | 4.8508 | 0.71645 | 5 | 0.56725
37334 | 6.3 | 1 | 365 | 7.2076 | 0.43718 | 7 | 0.64473
49520 | 10.8 | 1 | 365 | 12.3558 | 0.74945 | 13 | 0.10526
44177 | 8.55 | 1 | 365 | 9.7817 | 0.59332 | 10 | 0.375
49215 | 4.875 | 1 | 365 | 5.5773 | 0.17163 | 5 | 0.7489
38317 | 5.225 | 1 | 365 | 5.9777 | 0.97369 | 6 | 0.95139
39002 | 8.32 | 1 | 365 | 9.5185 | 0.066245 | 9 | 0.58479
45094 | 14.35 | 1 | 365 | 16.4172 | 0.88469 | 17 | 0.30189
41860 | 3.924 | 1 | 365 | 4.4893 | 0.9923 | 5 | 0.48158
36706 | 8.55 | 1 | 365 | 9.7817 | 0.59332 | 10 | 0.375
35958 | 6.54 | 1 | 365 | 7.4821 | 0.98717 | 8 | 0.46929
38260 | 13.23 | 1 | 365 | 15.1359 | 0.31808 | 15 | 0.45394
49870 | 5.76 | 1 | 365 | 6.5898 | 0.19971 | 6 | 0.78947
56371 | 7.425 | 1 | 365 | 8.4946 | 0.015249 | 8 | 0.50986
44688 | 4.58 | 1 | 365 | 5.2398 | 0.4956 | 5 | 0.73538
44538 | 9.18 | 1 | 365 | 10.5024 | 0.037035 | 10 | 0.53947
44557 | 8.67 | 1 | 365 | 9.919 | 0.86831 | 10 | 0.78728
53623 | 8.16 | 1 | 365 | 9.3355 | 0.69959 | 10 | 0.035084
42144 | 5.2 | 1 | 365 | 5.9491 | 0.9164 | 6 | 0.86549
44915 | 9.43 | 1 | 365 | 10.7884 | 0.60994 | 11 | 0.39839
38000 | 9.75 | 1 | 365 | 11.1545 | 0.34326 | 11 | 0.4978
49344 | 2.34 | 1 | 365 | 2.6771 | 0.36238 | 3 | 0.039472
43902 | 7.425 | 1 | 365 | 8.4946 | 0.015249 | 8 | 0.50986
46293 | 5.1 | 1 | 365 | 5.8347 | 0.68724 | 6 | 0.52193
53798 | 4.4 | 1 | 365 | 5.0338 | 0.08311 | 5 | 0.11696
53833 | 5.2 | 1 | 365 | 5.9491 | 0.9164 | 6 | 0.86549
53813 | 2.08 | 1 | 365 | 2.3796 | 0.76656 | 3 | 0.1462
53843 | 4.68 | 1 | 365 | 5.3542 | 0.72476 | 6 | 0.078945
52786 | 7.02 | 1 | 365 | 8.0313 | 0.087144 | 8 | 0.11842
50070 | 6.12 | 1 | 365 | 7.0016 | 0.02469 | 7 | 0.026313
53909 | 5.98 | 1 | 365 | 6.8415 | 0.70386 | 7 | 0.54532
44037 | 12.8 | 1 | 365 | 14.6439 | 0.33268 | 14 | 0.9766
53057 | 4.68 | 1 | 365 | 5.3542 | 0.72476 | 6 | 0.078945
34948 | 5.4 | 1 | 365 | 6.1779 | 0.37473 | 6 | 0.55263
50520 | 10.6 | 1 | 365 | 12.127 | 0.29113 | 12 | 0.41812
42940 | 8.525 | 1 | 365 | 9.7531 | 0.53603 | 10 | 0.2891
43835 | 6.84 | 1 | 365 | 7.8253 | 0.67465 | 8 | 0.5
42628 | 6.6 | 1 | 365 | 7.5508 | 0.12467 | 7 | 0.67544
38992 | 6.6 | 1 | 365 | 7.5508 | 0.12467 | 7 | 0.67544
42699 | 6.875 | 1 | 365 | 7.8654 | 0.75486 | 8 | 0.62025
55276 | 6 | 1 | 365 | 6.8643 | 0.7497 | 7 | 0.61403
56748 | 17.5 | 1 | 365 | 20.021 | 0.10328 | 20 | 0.12426
52835 | 13 | 1 | 365 | 14.8727 | 0.79101 | 15 | 0.66374
52765 | 9.1 | 1 | 365 | 10.4109 | 0.85371 | 11 | 0.26462
37281 | 14.715 | 1 | 365 | 16.8348 | 0.72113 | 17 | 0.55591
52645 | 9.62 | 1 | 365 | 11.0058 | 0.045346 | 11 | 0.051165
52365 | 7.54 | 1 | 365 | 8.6262 | 0.27878 | 8 | 0.90497
53132 | 2.08 | 1 | 365 | 2.3796 | 0.76656 | 3 | 0.1462
51421 | 10.92 | 1 | 365 | 12.4931 | 0.024447 | 12 | 0.51754
51460 | 10.92 | 1 | 365 | 12.4931 | 0.024447 | 12 | 0.51754
51876 | 4.68 | 1 | 365 | 5.3542 | 0.72476 | 6 | 0.078945
53507 | 6.24 | 1 | 365 | 7.1389 | 0.29968 | 7 | 0.43859
51907 | 13.515 | 1 | 365 | 15.4619 | 0.97119 | 16 | 0.43311
53406 | 4.42 | 1 | 365 | 5.0567 | 0.12894 | 5 | 0.18567
52289 | 5.72 | 1 | 365 | 6.544 | 0.10804 | 6 | 0.65204
52677 | 8.84 | 1 | 365 | 10.1135 | 0.25789 | 10 | 0.37134
53714 | 7.54 | 1 | 365 | 8.6262 | 0.27878 | 8 | 0.90497
51782 | 2.6 | 1 | 365 | 2.9745 | 0.9582 | 3 | 0.93275
56701 | 8.84 | 1 | 365 | 10.1135 | 0.25789 | 10 | 0.37134
56686 | 4.16 | 1 | 365 | 4.7593 | 0.53312 | 5 | 0.2924
53744 | 4.42 | 1 | 365 | 5.0567 | 0.12894 | 5 | 0.18567
52824 | 6.24 | 1 | 365 | 7.1389 | 0.29968 | 7 | 0.43859
56691 | 5.2 | 1 | 365 | 5.9491 | 0.9164 | 6 | 0.86549
56682 | 7.54 | 1 | 365 | 8.6262 | 0.27878 | 8 | 0.90497
52827 | 3.12 | 1 | 365 | 3.5695 | 0.14984 | 3 | 0.7193
56680 | 5.2 | 1 | 365 | 5.9491 | 0.9164 | 6 | 0.86549
56242 | 11.7 | 1 | 365 | 13.3855 | 0.81191 | 14 | 0.19736
45603 | 5.1 | 1 | 365 | 5.8347 | 0.68724 | 6 | 0.52193
56756 | 9.01 | 1 | 365 | 10.3079 | 0.64746 | 10 | 0.9554
55245 | 6.75 | 1 | 365 | 7.7224 | 0.46841 | 8 | 0.19079
46271 | 7.44 | 1 | 365 | 8.5118 | 0.049623 | 8 | 0.5614
27284 | 21.58 | 1 | 365 | 24.6887 | 0.45307 | 25 | 0.1418
55494 | 7.28 | 1 | 365 | 8.3287 | 0.68296 | 9 | 0.011692
55493 | 5 | 1 | 365 | 5.7203 | 0.45808 | 6 | 0.17836
44776 | 9.975 | 1 | 365 | 11.412 | 0.85887 | 12 | 0.27083
43154 | 10.07 | 1 | 365 | 11.5206 | 0.076573 | 11 | 0.59722
56782 | 13.34 | 1 | 365 | 15.2617 | 0.57016 | 15 | 0.83186
56767 | 2.565 | 1 | 365 | 2.9345 | 0.878 | 3 | 0.8125
41665 | 5.2 | 1 | 365 | 5.9491 | 0.9164 | 6 | 0.86549
48995 | 4.94 | 1 | 365 | 5.6516 | 0.32058 | 5 | 0.97222
41369 | 8.68 | 1 | 365 | 9.9304 | 0.89123 | 10 | 0.82163
43393 | 10.5 | 1 | 365 | 12.0126 | 0.061968 | 12 | 0.074556
48527 | 4.5 | 1 | 365 | 5.1483 | 0.31227 | 5 | 0.46052
55918 | 5.3 | 1 | 365 | 6.0635 | 0.14556 | 6 | 0.20906
43310 | 3 | 1 | 365 | 3.4322 | 0.87485 | 4 | 0.30702
52818 | 10.14 | 1 | 365 | 11.6007 | 0.23699 | 11 | 0.83771
56879 | 5.83 | 1 | 365 | 6.6698 | 0.36012 | 7 | 0.029968
54537 | 14.575 | 1 | 365 | 16.6746 | 0.4003 | 17 | 0.074919
42109 | 3.92 | 1 | 365 | 4.4847 | 0.98313 | 5 | 0.46783
47074 | 4.8 | 1 | 365 | 5.4915 | 0.99976 | 6 | 0.49123
36880 | 6.5 | 1 | 365 | 7.4364 | 0.8955 | 8 | 0.33187
39799 | 4.76 | 1 | 365 | 5.4457 | 0.90809 | 6 | 0.3538
56721 | 8.525 | 1 | 365 | 9.7531 | 0.53603 | 10 | 0.2891
27705 | 13 | 1 | 365 | 14.8727 | 0.79101 | 15 | 0.66374
51012 | 4.08 | 1 | 365 | 4.6677 | 0.34979 | 5 | 0.017542
25283 | 71.76 | 1 | 365 | 82.0975 | 0.44636 | 82 | 0.54382
47441 | 9.3 | 1 | 365 | 10.6397 | 0.31203 | 10 | 0.95175
41131 | 9.66 | 1 | 365 | 11.0516 | 0.13701 | 11 | 0.18859
53494 | 9.805 | 1 | 365 | 11.2175 | 0.46929 | 11 | 0.68676
37706 | 8.32 | 1 | 365 | 9.5185 | 0.066245 | 9 | 0.58479
52878 | 13.26 | 1 | 365 | 15.1702 | 0.38683 | 15 | 0.55701
48817 | 3.9 | 1 | 365 | 4.4618 | 0.9373 | 5 | 0.39912
52840 | 3.12 | 1 | 365 | 3.5695 | 0.14984 | 3 | 0.7193
42971 | 7.95 | 1 | 365 | 9.0952 | 0.21835 | 9 | 0.31359
42771 | 11.76 | 1 | 365 | 13.4541 | 0.9494 | 14 | 0.4035
48804 | 10.07 | 1 | 365 | 11.5206 | 0.076573 | 11 | 0.59722
48783 | 10 | 1 | 365 | 11.4406 | 0.91616 | 12 | 0.35672
44977 | 7.5 | 1 | 365 | 8.5804 | 0.18712 | 8 | 0.76754
54558 | 6.5 | 1 | 365 | 7.4364 | 0.8955 | 8 | 0.33187
49272 | 6.9 | 1 | 365 | 7.894 | 0.81215 | 8 | 0.70614
48380 | 4.77 | 1 | 365 | 5.4571 | 0.93101 | 6 | 0.38816
50407 | 5.72 | 1 | 365 | 6.544 | 0.10804 | 6 | 0.65204
46013 | 9.62 | 1 | 365 | 11.0058 | 0.045346 | 11 | 0.051165
44393 | 8.06 | 1 | 365 | 9.2211 | 0.47042 | 9 | 0.69152
51124 | 2.86 | 1 | 365 | 3.272 | 0.55402 | 3 | 0.82602
45676 | 7.035 | 1 | 365 | 8.0484 | 0.12152 | 8 | 0.16995
55522 | 5.035 | 1 | 365 | 5.7603 | 0.53829 | 6 | 0.29861
48966 | 10.5 | 1 | 365 | 12.0126 | 0.061968 | 12 | 0.074556
44298 | 9.88 | 1 | 365 | 11.3033 | 0.64117 | 11 | 0.94444
56159 | 6.63 | 1 | 365 | 7.5851 | 0.19341 | 7 | 0.77851
46141 | 9.81 | 1 | 365 | 11.2232 | 0.48075 | 11 | 0.70394
55003 | 10.5 | 1 | 365 | 12.0126 | 0.061968 | 12 | 0.074556
55244 | 11.5 | 1 | 365 | 13.1566 | 0.35358 | 13 | 0.51023
56678 | 10.4 | 1 | 365 | 11.8982 | 0.83281 | 12 | 0.73099
56399 | 9.45 | 1 | 365 | 10.8113 | 0.65577 | 11 | 0.4671
37585 | 7.41 | 1 | 365 | 8.4775 | 0.98087 | 9 | 0.45833
50870 | 16.9 | 1 | 365 | 19.3345 | 0.72831 | 20 | 0.062857
49850 | 5.7 | 1 | 365 | 6.5211 | 0.062211 | 6 | 0.58333
50181 | 7.2 | 1 | 365 | 8.2372 | 0.49964 | 8 | 0.73684
44197 | 9.3 | 1 | 365 | 10.6397 | 0.31203 | 10 | 0.95175
46153 | 6.2 | 1 | 365 | 7.0931 | 0.20802 | 7 | 0.30117
50229 | 7.84 | 1 | 365 | 8.9694 | 0.96627 | 9 | 0.93567
54643 | 7.28 | 1 | 365 | 8.3287 | 0.68296 | 9 | 0.011692
48770 | 10.53 | 1 | 365 | 12.0469 | 0.13072 | 12 | 0.17763
55480 | 5.94 | 1 | 365 | 6.7957 | 0.6122 | 7 | 0.40789
54536 | 14.025 | 1 | 365 | 16.0454 | 0.13991 | 16 | 0.1853
50820 | 12.375 | 1 | 365 | 14.1577 | 0.35875 | 14 | 0.51644
47718 | 6 | 1 | 365 | 6.8643 | 0.7497 | 7 | 0.61403
51540 | 4.8 | 1 | 365 | 5.4915 | 0.99976 | 6 | 0.49123
48805 | 5.83 | 1 | 365 | 6.6698 | 0.36012 | 7 | 0.029968
42724 | 6.875 | 1 | 365 | 7.8654 | 0.75486 | 8 | 0.62025
45347 | 7.975 | 1 | 365 | 9.1238 | 0.27564 | 9 | 0.39948
41239 | 8.1 | 1 | 365 | 9.2669 | 0.56209 | 9 | 0.82894
44552 | 4.24 | 1 | 365 | 4.8508 | 0.71645 | 5 | 0.56725
56066 | 9.805 | 1 | 365 | 11.2175 | 0.46929 | 11 | 0.68676
55715 | 5.3 | 1 | 365 | 6.0635 | 0.14556 | 6 | 0.20906
55796 | 3.18 | 1 | 365 | 3.6381 | 0.28734 | 3 | 0.92544
51700 | 8.84 | 1 | 365 | 10.1135 | 0.25789 | 10 | 0.37134
58558 | 4.94 | 1 | 365 | 5.6516 | 0.32058 | 5 | 0.97222
56008 | 2.25 | 1 | 365 | 2.5741 | 0.15614 | 2 | 0.73026
53812 | 12.74 | 1 | 365 | 14.5753 | 0.19519 | 14 | 0.77046
56001 | 9.805 | 1 | 365 | 11.2175 | 0.46929 | 11 | 0.68676
56000 | 10.8 | 1 | 365 | 12.3558 | 0.74945 | 13 | 0.10526
55920 | 6.625 | 1 | 365 | 7.5794 | 0.18196 | 7 | 0.76133
55913 | 6 | 1 | 365 | 6.8643 | 0.7497 | 7 | 0.61403
55840 | 8.1 | 1 | 365 | 9.2669 | 0.56209 | 9 | 0.82894
55822 | 6.3 | 1 | 365 | 7.2076 | 0.43718 | 7 | 0.64473
55825 | 5.4 | 1 | 365 | 6.1779 | 0.37473 | 6 | 0.55263
55915 | 6.9 | 1 | 365 | 7.894 | 0.81215 | 8 | 0.70614
51788 | 4.94 | 1 | 365 | 5.6516 | 0.32058 | 5 | 0.97222
55814 | 5.4 | 1 | 365 | 6.1779 | 0.37473 | 6 | 0.55263
53473 | 3.38 | 1 | 365 | 3.8669 | 0.74566 | 4 | 0.61257
55819 | 13.8 | 1 | 365 | 15.788 | 0.6243 | 16 | 0.41227
55652 | 8.1 | 1 | 365 | 9.2669 | 0.56209 | 9 | 0.82894
52847 | 2.6 | 1 | 365 | 2.9745 | 0.9582 | 3 | 0.93275
52950 | 6.5 | 1 | 365 | 7.4364 | 0.8955 | 8 | 0.33187
55632 | 4.8 | 1 | 365 | 5.4915 | 0.99976 | 6 | 0.49123
55014 | 7.02 | 1 | 365 | 8.0313 | 0.087144 | 8 | 0.11842
53488 | 4.42 | 1 | 365 | 5.0567 | 0.12894 | 5 | 0.18567
52856 | 5.72 | 1 | 365 | 6.544 | 0.10804 | 6 | 0.65204
53194 | 8.06 | 1 | 365 | 9.2211 | 0.47042 | 9 | 0.69152
52682 | 6.76 | 1 | 365 | 7.7338 | 0.49132 | 8 | 0.22514
45889 | 8.06 | 1 | 365 | 9.2211 | 0.47042 | 9 | 0.69152
55532 | 11.395 | 1 | 365 | 13.0365 | 0.11296 | 13 | 0.14948
55766 | 10.2 | 1 | 365 | 11.6694 | 0.37448 | 12 | 0.043854
55530 | 5.7 | 1 | 365 | 6.5211 | 0.062211 | 6 | 0.58333
55513 | 10.5 | 1 | 365 | 12.0126 | 0.061968 | 12 | 0.074556
55504 | 4.2 | 1 | 365 | 4.805 | 0.62479 | 5 | 0.42982
55336 | 7.5 | 1 | 365 | 8.5804 | 0.18712 | 8 | 0.76754
46863 | 7.245 | 1 | 365 | 8.2887 | 0.60276 | 8 | 0.89144
40706 | 8.84 | 1 | 365 | 10.1135 | 0.25789 | 10 | 0.37134
44633 | 13.52 | 1 | 365 | 15.4676 | 0.98265 | 16 | 0.45029
40743 | 4.77 | 1 | 365 | 5.4571 | 0.93101 | 6 | 0.38816
38918 | 13.77 | 1 | 365 | 15.7537 | 0.55555 | 16 | 0.3092
37923 | 12.22 | 1 | 365 | 13.9804 | 0.0035475 | 13 | 0.98391
41854 | 7.02 | 1 | 365 | 8.0313 | 0.087144 | 8 | 0.11842
35768 | 18.966 | 1 | 365 | 21.6982 | 0.46279 | 22 | 0.16096
42336 | 6.5 | 1 | 365 | 7.4364 | 0.8955 | 8 | 0.33187
37642 | 6.3 | 1 | 365 | 7.2076 | 0.43718 | 7 | 0.64473
39666 | 14.04 | 1 | 365 | 16.0625 | 0.17429 | 16 | 0.23683
55117 | 5.94 | 1 | 365 | 6.7957 | 0.6122 | 7 | 0.40789
39147 | 6.885 | 1 | 365 | 7.8768 | 0.77778 | 8 | 0.6546
44451 | 8.5 | 1 | 365 | 9.7245 | 0.47874 | 10 | 0.20321
54046 | 8.4 | 1 | 365 | 9.6101 | 0.24957 | 9 | 0.85964
54566 | 2.86 | 1 | 365 | 3.272 | 0.55402 | 3 | 0.82602
44442 | 11.96 | 1 | 365 | 13.6829 | 0.40773 | 14 | 0.090637
54913 | 127.49 | 0.8 | 365 | 116.6846 | 0.7265 | 117 | 0.41106
18925 | 646.905 | 0.8 | 365 | 592.0764 | 0.96628 | 593 | 0.042716
101 | 3741.4 | 0.7 | 365 | 2996.2598 | 0.69647 | 2996 | 0.95625
43085 | 87.78 | 0.9 | 365 | 90.3827 | 0.042247 | 90 | 0.42496
51804 | 6.6 | 1 | 365 | 7.5508 | 0.12467 | 7 | 0.67544
51802 | 6.6 | 1 | 365 | 7.5508 | 0.12467 | 7 | 0.67544
40252 | 3.57 | 1 | 365 | 4.0843 | 0.18107 | 4 | 0.26535
52822 | 6.5 | 1 | 365 | 7.4364 | 0.8955 | 8 | 0.33187
52712 | 7.7 | 1 | 365 | 8.8092 | 0.64544 | 9 | 0.45467
35593 | 120 | 0.9 | 365 | 123.558 | 0.49453 | 124 | 0.052576
54508 | 9.1 | 1 | 365 | 10.4109 | 0.85371 | 11 | 0.26462
44136 | 6.867 | 1 | 365 | 7.8562 | 0.73653 | 8 | 0.59276
46278 | 8.4 | 1 | 365 | 9.6101 | 0.24957 | 9 | 0.85964
46203 | 8.99 | 1 | 365 | 10.2851 | 0.60163 | 10 | 0.88669
39252 | 2.25 | 1 | 365 | 2.5741 | 0.15614 | 2 | 0.73026
48004 | 7.44 | 1 | 365 | 8.5118 | 0.049623 | 8 | 0.5614
43285 | 5.4 | 1 | 365 | 6.1779 | 0.37473 | 6 | 0.55263
30779 | 10.5 | 1 | 365 | 12.0126 | 0.061968 | 12 | 0.074556
46284 | 7.44 | 1 | 365 | 8.5118 | 0.049623 | 8 | 0.5614
55809 | 4.05 | 1 | 365 | 4.6334 | 0.28104 | 4 | 0.91447
54532 | 7.65 | 1 | 365 | 8.752 | 0.53086 | 9 | 0.28289
39397 | 5.2 | 1 | 365 | 5.9491 | 0.9164 | 6 | 0.86549
39317 | 9.1 | 1 | 365 | 10.4109 | 0.85371 | 11 | 0.26462
58861 | 3.597 | 1 | 365 | 4.1152 | 0.24294 | 4 | 0.35811
43995 | 12.69 | 1 | 365 | 14.5181 | 0.080607 | 14 | 0.59868
51233 | 7.2 | 1 | 365 | 8.2372 | 0.49964 | 8 | 0.73684
44142 | 8.32 | 1 | 365 | 9.5185 | 0.066245 | 9 | 0.58479
44193 | 7.8 | 1 | 365 | 8.9236 | 0.8746 | 9 | 0.79824
45653 | 6.095 | 1 | 365 | 6.973 | 0.9674 | 7 | 0.94042
48963 | 15 | 1 | 365 | 17.1608 | 0.37424 | 17 | 0.53508
50207 | 5.4 | 1 | 365 | 6.1779 | 0.37473 | 6 | 0.55263
38377 | 4.59 | 1 | 365 | 5.2512 | 0.51852 | 5 | 0.76973
47012 | 7.5 | 1 | 365 | 8.5804 | 0.18712 | 8 | 0.76754
48894 | 8.4 | 1 | 365 | 9.6101 | 0.24957 | 9 | 0.85964
44047 | 5.4 | 1 | 365 | 6.1779 | 0.37473 | 6 | 0.55263
43366 | 6.9 | 1 | 365 | 7.894 | 0.81215 | 8 | 0.70614
39201 | 4.8 | 1 | 365 | 5.4915 | 0.99976 | 6 | 0.49123
40985 | 3.3 | 1 | 365 | 3.7754 | 0.56233 | 4 | 0.33772
38623 | 18.9 | 1 | 365 | 21.6227 | 0.31154 | 21 | 0.9342
43296 | 3.6 | 1 | 365 | 4.1186 | 0.24982 | 4 | 0.36842
55528 | 5.035 | 1 | 365 | 5.7603 | 0.53829 | 6 | 0.29861
45263 | 7.2 | 1 | 365 | 8.2372 | 0.49964 | 8 | 0.73684
45045 | 8.06 | 1 | 365 | 9.2211 | 0.47042 | 9 | 0.69152
29162 | 10.4 | 1 | 365 | 11.8982 | 0.83281 | 12 | 0.73099
26868 | 5.98 | 1 | 365 | 6.8415 | 0.70386 | 7 | 0.54532
15167 | 3.06 | 1 | 365 | 3.5008 | 0.012345 | 3 | 0.51316
27523 | 4.16 | 1 | 365 | 4.7593 | 0.53312 | 5 | 0.2924
32208 | 13 | 1 | 365 | 14.8727 | 0.79101 | 15 | 0.66374
49095 | 7.54 | 1 | 365 | 8.6262 | 0.27878 | 8 | 0.90497
32289 | 6.76 | 1 | 365 | 7.7338 | 0.49132 | 8 | 0.22514
31980 | 4.68 | 1 | 365 | 5.3542 | 0.72476 | 6 | 0.078945
32382 | 6.24 | 1 | 365 | 7.1389 | 0.29968 | 7 | 0.43859
39011 | 10.14 | 1 | 365 | 11.6007 | 0.23699 | 11 | 0.83771
32312 | 6.24 | 1 | 365 | 7.1389 | 0.29968 | 7 | 0.43859
203 | 1095.85 | 1 | 365 | 1253.7138 | 0.26739 | 1253 | 0.98116
17288 | 24.3 | 1 | 365 | 27.8006 | 0.68627 | 28 | 0.48683
41706 | 16.12 | 1 | 365 | 18.4422 | 0.94085 | 19 | 0.38303
45704 | 6.76 | 1 | 365 | 7.7338 | 0.49132 | 8 | 0.22514
38351 | 5.61 | 1 | 365 | 6.4182 | 0.85597 | 7 | 0.27412
40712 | 4.335 | 1 | 365 | 4.9595 | 0.93416 | 5 | 0.89364
42273 | 19.76 | 1 | 365 | 22.6065 | 0.28233 | 22 | 0.88888
47453 | 6.75 | 1 | 365 | 7.7224 | 0.46841 | 8 | 0.19079
41645 | 6.92 | 1 | 365 | 7.9169 | 0.85798 | 8 | 0.77485
50653 | 5.2 | 1 | 365 | 5.9491 | 0.9164 | 6 | 0.86549
38657 | 8.715 | 1 | 365 | 9.9704 | 0.97143 | 10 | 0.94188
39777 | 6.92 | 1 | 365 | 7.9169 | 0.85798 | 8 | 0.77485
57500 | 17.68 | 1 | 365 | 20.2269 | 0.51577 | 20 | 0.74268
58029 | 4.94 | 1 | 365 | 5.6516 | 0.32058 | 5 | 0.97222
33206 | 8.32 | 1 | 365 | 9.5185 | 0.066245 | 9 | 0.58479
51039 | 10.14 | 1 | 365 | 11.6007 | 0.23699 | 11 | 0.83771
46039 | 4.605 | 1 | 365 | 5.2684 | 0.55289 | 5 | 0.82127
44922 | 5.125 | 1 | 365 | 5.8633 | 0.74453 | 6 | 0.60782
47271 | 4.085 | 1 | 365 | 4.6735 | 0.36125 | 5 | 0.03472
37580 | 4.085 | 1 | 365 | 4.6735 | 0.36125 | 5 | 0.03472
42094 | 14.025 | 1 | 365 | 16.0454 | 0.13991 | 16 | 0.1853
37618 | 9.1 | 1 | 365 | 10.4109 | 0.85371 | 11 | 0.26462
48158 | 6.5 | 1 | 365 | 7.4364 | 0.8955 | 8 | 0.33187
47503 | 8.58 | 1 | 365 | 9.816 | 0.66207 | 10 | 0.47807
50365 | 6.12 | 1 | 365 | 7.0016 | 0.02469 | 7 | 0.026313
45746 | 4.42 | 1 | 365 | 5.0567 | 0.12894 | 5 | 0.18567
39692 | 9.1 | 1 | 365 | 10.4109 | 0.85371 | 11 | 0.26462
43591 | 5.61 | 1 | 365 | 6.4182 | 0.85597 | 7 | 0.27412
41265 | 8.58 | 1 | 365 | 9.816 | 0.66207 | 10 | 0.47807
38648 | 8.455 | 1 | 365 | 9.673 | 0.37561 | 10 | 0.048607
38008 | 8.715 | 1 | 365 | 9.9704 | 0.97143 | 10 | 0.94188
51574 | 5.46 | 1 | 365 | 6.2465 | 0.51222 | 6 | 0.75877
49514 | 4.16 | 1 | 365 | 4.7593 | 0.53312 | 5 | 0.2924
50601 | 8.58 | 1 | 365 | 9.816 | 0.66207 | 10 | 0.47807
47611 | 9.18 | 1 | 365 | 10.5024 | 0.037035 | 10 | 0.53947
45529 | 5.46 | 1 | 365 | 6.2465 | 0.51222 | 6 | 0.75877
37184 | 13.16 | 1 | 365 | 15.0558 | 0.15767 | 15 | 0.21344
48063 | 8.265 | 1 | 365 | 9.4556 | 0.94021 | 10 | 0.39583
38947 | 10.77 | 1 | 365 | 12.3215 | 0.6807 | 13 | 0.0021874
36904 | 8.22 | 1 | 365 | 9.4041 | 0.83708 | 10 | 0.24122
38664 | 4.345 | 1 | 365 | 4.9709 | 0.95707 | 5 | 0.92799
39630 | 13.52 | 1 | 365 | 15.4676 | 0.98265 | 16 | 0.45029
50451 | 9.945 | 1 | 365 | 11.3776 | 0.79012 | 12 | 0.16776
39403 | 3.18 | 1 | 365 | 3.6381 | 0.28734 | 3 | 0.92544
45733 | 3.18 | 1 | 365 | 3.6381 | 0.28734 | 3 | 0.92544
39299 | 5.72 | 1 | 365 | 6.544 | 0.10804 | 6 | 0.65204
45692 | 6.5 | 1 | 365 | 7.4364 | 0.8955 | 8 | 0.33187
41607 | 4.53 | 1 | 365 | 5.1826 | 0.38102 | 5 | 0.56359
38220 | 7.18 | 1 | 365 | 8.2143 | 0.4538 | 8 | 0.66812
38490 | 10.25 | 1 | 365 | 11.7266 | 0.48906 | 12 | 0.21564
50649 | 4.16 | 1 | 365 | 4.7593 | 0.53312 | 5 | 0.2924
39758 | 3.9 | 1 | 365 | 4.4618 | 0.9373 | 5 | 0.39912
41358 | 5.04 | 1 | 365 | 5.766 | 0.54974 | 6 | 0.31579
37627 | 7.155 | 1 | 365 | 8.1857 | 0.39651 | 8 | 0.58223
37185 | 6.14 | 1 | 365 | 7.0245 | 0.070522 | 7 | 0.095026
40366 | 5.46 | 1 | 365 | 6.2465 | 0.51222 | 6 | 0.75877
45762 | 3.64 | 1 | 365 | 4.1644 | 0.34148 | 4 | 0.50585
39980 | 3.64 | 1 | 365 | 4.1644 | 0.34148 | 4 | 0.50585
50320 | 14.04 | 1 | 365 | 16.0625 | 0.17429 | 16 | 0.23683
39621 | 5.72 | 1 | 365 | 6.544 | 0.10804 | 6 | 0.65204
41492 | 7.54 | 1 | 365 | 8.6262 | 0.27878 | 8 | 0.90497
40070 | 6.12 | 1 | 365 | 7.0016 | 0.02469 | 7 | 0.026313
39945 | 8.84 | 1 | 365 | 10.1135 | 0.25789 | 10 | 0.37134
40490 | 4.59 | 1 | 365 | 5.2512 | 0.51852 | 5 | 0.76973
42035 | 12.74 | 1 | 365 | 14.5753 | 0.19519 | 14 | 0.77046
46280 | 10.455 | 1 | 365 | 11.9611 | 0.95885 | 12 | 0.91995
38331 | 8.16 | 1 | 365 | 9.3355 | 0.69959 | 10 | 0.035084
40482 | 15.6 | 1 | 365 | 17.8473 | 0.74921 | 18 | 0.59648
45961 | 7.8 | 1 | 365 | 8.9236 | 0.8746 | 9 | 0.79824
40547 | 10.66 | 1 | 365 | 12.1956 | 0.42863 | 12 | 0.62426
43737 | 8.415 | 1 | 365 | 9.6272 | 0.28395 | 9 | 0.91118
50700 | 15.86 | 1 | 365 | 18.1447 | 0.34503 | 18 | 0.48976
45935 | 5.98 | 1 | 365 | 6.8415 | 0.70386 | 7 | 0.54532
46050 | 3.825 | 1 | 365 | 4.376 | 0.76543 | 5 | 0.14145
42222 | 5.98 | 1 | 365 | 6.8415 | 0.70386 | 7 | 0.54532
50498 | 12.75 | 1 | 365 | 14.5867 | 0.2181 | 14 | 0.80482
50598 | 8.215 | 1 | 365 | 9.3984 | 0.82563 | 10 | 0.22405
40272 | 11.22 | 1 | 365 | 12.8363 | 0.71193 | 13 | 0.54824
50444 | 5.72 | 1 | 365 | 6.544 | 0.10804 | 6 | 0.65204
43333 | 4.505 | 1 | 365 | 5.154 | 0.32373 | 5 | 0.4777
39270 | 5.865 | 1 | 365 | 6.7099 | 0.44033 | 7 | 0.15022
39675 | 4.59 | 1 | 365 | 5.2512 | 0.51852 | 5 | 0.76973
50488 | 4.94 | 1 | 365 | 5.6516 | 0.32058 | 5 | 0.97222
47360 | 2.805 | 1 | 365 | 3.2091 | 0.42798 | 3 | 0.63706
50483 | 7.02 | 1 | 365 | 8.0313 | 0.087144 | 8 | 0.11842
50287 | 11.7 | 1 | 365 | 13.3855 | 0.81191 | 14 | 0.19736
50592 | 10.965 | 1 | 365 | 12.5446 | 0.12757 | 12 | 0.67214
53254 | 2.295 | 1 | 365 | 2.6256 | 0.25926 | 2 | 0.88487
40323 | 4.345 | 1 | 365 | 4.9709 | 0.95707 | 5 | 0.92799
38006 | 11.48 | 1 | 365 | 13.1338 | 0.30775 | 13 | 0.44151
39787 | 6.325 | 1 | 365 | 7.2362 | 0.49447 | 7 | 0.73063
38129 | 4.94 | 1 | 365 | 5.6516 | 0.32058 | 5 | 0.97222
47265 | 3.12 | 1 | 365 | 3.5695 | 0.14984 | 3 | 0.7193
54090 | 5.46 | 1 | 365 | 6.2465 | 0.51222 | 6 | 0.75877
37277 | 5.62 | 1 | 365 | 6.4296 | 0.87888 | 7 | 0.30848
54143 | 6.885 | 1 | 365 | 7.8768 | 0.77778 | 8 | 0.6546
54200 | 3.825 | 1 | 365 | 4.376 | 0.76543 | 5 | 0.14145
54203 | 5.865 | 1 | 365 | 6.7099 | 0.44033 | 7 | 0.15022
54222 | 6.24 | 1 | 365 | 7.1389 | 0.29968 | 7 | 0.43859
54317 | 2.86 | 1 | 365 | 3.272 | 0.55402 | 3 | 0.82602
54318 | 7.8 | 1 | 365 | 8.9236 | 0.8746 | 9 | 0.79824
54331 | 7.8 | 1 | 365 | 8.9236 | 0.8746 | 9 | 0.79824
54342 | 8.58 | 1 | 365 | 9.816 | 0.66207 | 10 | 0.47807
35536 | 18.312 | 1 | 365 | 20.95 | 0.96407 | 21 | 0.91403
44506 | 6.75 | 1 | 365 | 7.7224 | 0.46841 | 8 | 0.19079
44010 | 9.6 | 1 | 365 | 10.9829 | 0.99951 | 11 | 0.98245
50448 | 8.8 | 1 | 365 | 10.0677 | 0.16622 | 10 | 0.23391
36184 | 3.64 | 1 | 365 | 4.1644 | 0.34148 | 4 | 0.50585
36176 | 7.245 | 1 | 365 | 8.2887 | 0.60276 | 8 | 0.89144
44130 | 11.34 | 1 | 365 | 12.9736 | 0.98693 | 13 | 0.96052
44339 | 10.8 | 1 | 365 | 12.3558 | 0.74945 | 13 | 0.10526
44184 | 10.36 | 1 | 365 | 11.8524 | 0.74114 | 12 | 0.59356
44581 | 5.27 | 1 | 365 | 6.0292 | 0.076816 | 6 | 0.10599
50756 | 4.08 | 1 | 365 | 4.6677 | 0.34979 | 5 | 0.017542
36781 | 4.578 | 1 | 365 | 5.2375 | 0.49102 | 5 | 0.72851
50380 | 12.24 | 1 | 365 | 14.0032 | 0.04938 | 14 | 0.052625
50374 | 13.515 | 1 | 365 | 15.4619 | 0.97119 | 16 | 0.43311
50435 | 4.68 | 1 | 365 | 5.3542 | 0.72476 | 6 | 0.078945
50511 | 5.83 | 1 | 365 | 6.6698 | 0.36012 | 7 | 0.029968
39532 | 4.42 | 1 | 365 | 5.0567 | 0.12894 | 5 | 0.18567
50350 | 8.16 | 1 | 365 | 9.3355 | 0.69959 | 10 | 0.035084
39176 | 5.565 | 1 | 365 | 6.3667 | 0.75284 | 7 | 0.11951
41117 | 5.2 | 1 | 365 | 5.9491 | 0.9164 | 6 | 0.86549
48072 | 4.08 | 1 | 365 | 4.6677 | 0.34979 | 5 | 0.017542
39413 | 8.1 | 1 | 365 | 9.2669 | 0.56209 | 9 | 0.82894
50606 | 9.805 | 1 | 365 | 11.2175 | 0.46929 | 11 | 0.68676
47350 | 9.18 | 1 | 365 | 10.5024 | 0.037035 | 10 | 0.53947
50399 | 3.315 | 1 | 365 | 3.7925 | 0.59671 | 4 | 0.38925
50589 | 10.71 | 1 | 365 | 12.2528 | 0.54321 | 12 | 0.79605
50529 | 8.16 | 1 | 365 | 9.3355 | 0.69959 | 10 | 0.035084
47540 | 6.625 | 1 | 365 | 7.5794 | 0.18196 | 7 | 0.76133
43886 | 11.7 | 1 | 365 | 13.3855 | 0.81191 | 14 | 0.19736
50469 | 14.3 | 1 | 365 | 16.36 | 0.77011 | 17 | 0.13011
41111 | 13 | 1 | 365 | 14.8727 | 0.79101 | 15 | 0.66374
50316 | 14.025 | 1 | 365 | 16.0454 | 0.13991 | 16 | 0.1853
50381 | 7.905 | 1 | 365 | 9.0438 | 0.11522 | 9 | 0.15899
45378 | 4.42 | 1 | 365 | 5.0567 | 0.12894 | 5 | 0.18567
40078 | 7.8 | 1 | 365 | 8.9236 | 0.8746 | 9 | 0.79824
43282 | 9.36 | 1 | 365 | 10.7084 | 0.44953 | 11 | 0.15789
40102 | 3.78 | 1 | 365 | 4.3245 | 0.66231 | 4 | 0.98684
45325 | 9.1 | 1 | 365 | 10.4109 | 0.85371 | 11 | 0.26462
40999 | 14.04 | 1 | 365 | 16.0625 | 0.17429 | 16 | 0.23683
50434 | 3.64 | 1 | 365 | 4.1644 | 0.34148 | 4 | 0.50585
50262 | 3.18 | 1 | 365 | 3.6381 | 0.28734 | 3 | 0.92544
54895 | 5.2 | 1 | 365 | 5.9491 | 0.9164 | 6 | 0.86549
54803 | 8.215 | 1 | 365 | 9.3984 | 0.82563 | 10 | 0.22405
54786 | 3.12 | 1 | 365 | 3.5695 | 0.14984 | 3 | 0.7193
54869 | 8.32 | 1 | 365 | 9.5185 | 0.066245 | 9 | 0.58479
54798 | 8.84 | 1 | 365 | 10.1135 | 0.25789 | 10 | 0.37134
54704 | 6.24 | 1 | 365 | 7.1389 | 0.29968 | 7 | 0.43859
54752 | 6.24 | 1 | 365 | 7.1389 | 0.29968 | 7 | 0.43859
54701 | 7.395 | 1 | 365 | 8.4603 | 0.9465 | 9 | 0.40679
54730 | 7.28 | 1 | 365 | 8.3287 | 0.68296 | 9 | 0.011692
39658 | 7.8 | 1 | 365 | 8.9236 | 0.8746 | 9 | 0.79824
39534 | 8.06 | 1 | 365 | 9.2211 | 0.47042 | 9 | 0.69152
50354 | 4.94 | 1 | 365 | 5.6516 | 0.32058 | 5 | 0.97222
41932 | 5.98 | 1 | 365 | 6.8415 | 0.70386 | 7 | 0.54532
45687 | 2.55 | 1 | 365 | 2.9173 | 0.84362 | 3 | 0.76096
39245 | 11.44 | 1 | 365 | 13.088 | 0.21609 | 13 | 0.30409
50608 | 21.84 | 1 | 365 | 24.9862 | 0.048893 | 25 | 0.035076
45865 | 5.94 | 1 | 365 | 6.7957 | 0.6122 | 7 | 0.40789
40545 | 14.3 | 1 | 365 | 16.36 | 0.77011 | 17 | 0.13011
47473 | 7.28 | 1 | 365 | 8.3287 | 0.68296 | 9 | 0.011692
50410 | 10.335 | 1 | 365 | 11.8238 | 0.68385 | 12 | 0.50767
39417 | 5.83 | 1 | 365 | 6.6698 | 0.36012 | 7 | 0.029968
54871 | 4.505 | 1 | 365 | 5.154 | 0.32373 | 5 | 0.4777
54742 | 8.415 | 1 | 365 | 9.6272 | 0.28395 | 9 | 0.91118
54795 | 6.885 | 1 | 365 | 7.8768 | 0.77778 | 8 | 0.6546
54827 | 6.625 | 1 | 365 | 7.5794 | 0.18196 | 7 | 0.76133
54695 | 7.14 | 1 | 365 | 8.1686 | 0.36214 | 8 | 0.5307
54812 | 8.84 | 1 | 365 | 10.1135 | 0.25789 | 10 | 0.37134
54884 | 5.1 | 1 | 365 | 5.8347 | 0.68724 | 6 | 0.52193
54691 | 4.08 | 1 | 365 | 4.6677 | 0.34979 | 5 | 0.017542
54935 | 8.84 | 1 | 365 | 10.1135 | 0.25789 | 10 | 0.37134
54953 | 5.98 | 1 | 365 | 6.8415 | 0.70386 | 7 | 0.54532
54678 | 2.34 | 1 | 365 | 2.6771 | 0.36238 | 3 | 0.039472
54683 | 2.805 | 1 | 365 | 3.2091 | 0.42798 | 3 | 0.63706
54668 | 11.475 | 1 | 365 | 13.128 | 0.29629 | 13 | 0.42434
54671 | 10.965 | 1 | 365 | 12.5446 | 0.12757 | 12 | 0.67214
54675 | 7.14 | 1 | 365 | 8.1686 | 0.36214 | 8 | 0.5307
54669 | 7.54 | 1 | 365 | 8.6262 | 0.27878 | 8 | 0.90497
54674 | 9.54 | 1 | 365 | 10.9143 | 0.86202 | 11 | 0.77631
54662 | 8.415 | 1 | 365 | 9.6272 | 0.28395 | 9 | 0.91118
54651 | 8.745 | 1 | 365 | 10.0048 | 0.040182 | 10 | 0.044952
54876 | 8.84 | 1 | 365 | 10.1135 | 0.25789 | 10 | 0.37134
54401 | 4.335 | 1 | 365 | 4.9595 | 0.93416 | 5 | 0.89364
54387 | 9.88 | 1 | 365 | 11.3033 | 0.64117 | 11 | 0.94444
54369 | 3.445 | 1 | 365 | 3.9413 | 0.89462 | 4 | 0.83589
54368 | 7.65 | 1 | 365 | 8.752 | 0.53086 | 9 | 0.28289
54375 | 11.66 | 1 | 365 | 13.3397 | 0.72024 | 14 | 0.059936
54381 | 2.295 | 1 | 365 | 2.6256 | 0.25926 | 2 | 0.88487
54456 | 4.16 | 1 | 365 | 4.7593 | 0.53312 | 5 | 0.2924
54483 | 7.95 | 1 | 365 | 9.0952 | 0.21835 | 9 | 0.31359
54466 | 6.5 | 1 | 365 | 7.4364 | 0.8955 | 8 | 0.33187
54455 | 10.71 | 1 | 365 | 12.2528 | 0.54321 | 12 | 0.79605
54454 | 5.1 | 1 | 365 | 5.8347 | 0.68724 | 6 | 0.52193
54452 | 10.2 | 1 | 365 | 11.6694 | 0.37448 | 12 | 0.043854
54451 | 11.73 | 1 | 365 | 13.4198 | 0.88066 | 14 | 0.30043
54448 | 6.5 | 1 | 365 | 7.4364 | 0.8955 | 8 | 0.33187
54443 | 4.845 | 1 | 365 | 5.543 | 0.10288 | 5 | 0.64583
54446 | 7.65 | 1 | 365 | 8.752 | 0.53086 | 9 | 0.28289
54442 | 8.06 | 1 | 365 | 9.2211 | 0.47042 | 9 | 0.69152
54490 | 7.14 | 1 | 365 | 8.1686 | 0.36214 | 8 | 0.5307
54437 | 4.16 | 1 | 365 | 4.7593 | 0.53312 | 5 | 0.2924
54576 | 14.045 | 1 | 365 | 16.0683 | 0.18575 | 16 | 0.25401
54605 | 4.08 | 1 | 365 | 4.6677 | 0.34979 | 5 | 0.017542
54606 | 5.61 | 1 | 365 | 6.4182 | 0.85597 | 7 | 0.27412
54584 | 5.865 | 1 | 365 | 6.7099 | 0.44033 | 7 | 0.15022
54601 | 7.54 | 1 | 365 | 8.6262 | 0.27878 | 8 | 0.90497
47489 | 5.6 | 1 | 365 | 6.4067 | 0.83305 | 7 | 0.23976
54589 | 5.865 | 1 | 365 | 6.7099 | 0.44033 | 7 | 0.15022
54513 | 4.845 | 1 | 365 | 5.543 | 0.10288 | 5 | 0.64583
54575 | 10.4 | 1 | 365 | 11.8982 | 0.83281 | 12 | 0.73099
54504 | 8.415 | 1 | 365 | 9.6272 | 0.28395 | 9 | 0.91118
54607 | 8.37 | 1 | 365 | 9.5757 | 0.18083 | 9 | 0.75657
54573 | 6.625 | 1 | 365 | 7.5794 | 0.18196 | 7 | 0.76133
54535 | 8.415 | 1 | 365 | 9.6272 | 0.28395 | 9 | 0.91118
54491 | 4.59 | 1 | 365 | 5.2512 | 0.51852 | 5 | 0.76973
54500 | 5.2 | 1 | 365 | 5.9491 | 0.9164 | 6 | 0.86549
54586 | 8.32 | 1 | 365 | 9.5185 | 0.066245 | 9 | 0.58479
54501 | 10.66 | 1 | 365 | 12.1956 | 0.42863 | 12 | 0.62426
54581 | 10.66 | 1 | 365 | 12.1956 | 0.42863 | 12 | 0.62426
54578 | 5.865 | 1 | 365 | 6.7099 | 0.44033 | 7 | 0.15022
54572 | 3.315 | 1 | 365 | 3.7925 | 0.59671 | 4 | 0.38925
54555 | 6.12 | 1 | 365 | 7.0016 | 0.02469 | 7 | 0.026313
54361 | 5.865 | 1 | 365 | 6.7099 | 0.44033 | 7 | 0.15022
54404 | 14.025 | 1 | 365 | 16.0454 | 0.13991 | 16 | 0.1853
54553 | 5.1 | 1 | 365 | 5.8347 | 0.68724 | 6 | 0.52193
54625 | 5.1 | 1 | 365 | 5.8347 | 0.68724 | 6 | 0.52193
54633 | 7.65 | 1 | 365 | 8.752 | 0.53086 | 9 | 0.28289
50288 | 8.925 | 1 | 365 | 10.2107 | 0.45267 | 10 | 0.66337
50366 | 8.32 | 1 | 365 | 9.5185 | 0.066245 | 9 | 0.58479
40902 | 8.32 | 1 | 365 | 9.5185 | 0.066245 | 9 | 0.58479
38564 | 10.4 | 1 | 365 | 11.8982 | 0.83281 | 12 | 0.73099
54355 | 7.14 | 1 | 365 | 8.1686 | 0.36214 | 8 | 0.5307
54363 | 7.14 | 1 | 365 | 8.1686 | 0.36214 | 8 | 0.5307
54398 | 5.61 | 1 | 365 | 6.4182 | 0.85597 | 7 | 0.27412
54406 | 6.885 | 1 | 365 | 7.8768 | 0.77778 | 8 | 0.6546
54418 | 5.83 | 1 | 365 | 6.6698 | 0.36012 | 7 | 0.029968
54428 | 14.025 | 1 | 365 | 16.0454 | 0.13991 | 16 | 0.1853
54613 | 9.275 | 1 | 365 | 10.6111 | 0.25474 | 10 | 0.86586
54612 | 9.36 | 1 | 365 | 10.7084 | 0.44953 | 11 | 0.15789
54620 | 5.61 | 1 | 365 | 6.4182 | 0.85597 | 7 | 0.27412
54623 | 3.12 | 1 | 365 | 3.5695 | 0.14984 | 3 | 0.7193
54626 | 9.18 | 1 | 365 | 10.5024 | 0.037035 | 10 | 0.53947
54628 | 4.42 | 1 | 365 | 5.0567 | 0.12894 | 5 | 0.18567
54632 | 14.025 | 1 | 365 | 16.0454 | 0.13991 | 16 | 0.1853
54642 | 7.155 | 1 | 365 | 8.1857 | 0.39651 | 8 | 0.58223
54647 | 3.18 | 1 | 365 | 3.6381 | 0.28734 | 3 | 0.92544
54655 | 4.59 | 1 | 365 | 5.2512 | 0.51852 | 5 | 0.76973
54661 | 4.24 | 1 | 365 | 4.8508 | 0.71645 | 5 | 0.56725
54663 | 8.415 | 1 | 365 | 9.6272 | 0.28395 | 9 | 0.91118
54887 | 10.865 | 1 | 365 | 12.4302 | 0.89841 | 13 | 0.32858
54949 | 5.2 | 1 | 365 | 5.9491 | 0.9164 | 6 | 0.86549
17423 | 5.72 | 1 | 365 | 6.544 | 0.10804 | 6 | 0.65204
31492 | 3.64 | 1 | 365 | 4.1644 | 0.34148 | 4 | 0.50585
54885 | 13 | 1 | 365 | 14.8727 | 0.79101 | 15 | 0.66374
27351 | 3.38 | 1 | 365 | 3.8669 | 0.74566 | 4 | 0.61257
26711 | 8.58 | 1 | 365 | 9.816 | 0.66207 | 10 | 0.47807
54847 | 7.28 | 1 | 365 | 8.3287 | 0.68296 | 9 | 0.011692
22050 | 3.825 | 1 | 365 | 4.376 | 0.76543 | 5 | 0.14145
54296 | 9.39 | 1 | 365 | 10.7427 | 0.51827 | 11 | 0.26096
54842 | 7.54 | 1 | 365 | 8.6262 | 0.27878 | 8 | 0.90497
27468 | 4.59 | 1 | 365 | 5.2512 | 0.51852 | 5 | 0.76973
24425 | 8.58 | 1 | 365 | 9.816 | 0.66207 | 10 | 0.47807
54179 | 9.1 | 1 | 365 | 10.4109 | 0.85371 | 11 | 0.26462
54261 | 9.88 | 1 | 365 | 11.3033 | 0.64117 | 11 | 0.94444
54919 | 6.9 | 1 | 365 | 7.894 | 0.81215 | 8 | 0.70614
34400 | 3.9 | 1 | 365 | 4.4618 | 0.9373 | 5 | 0.39912
54182 | 5.72 | 1 | 365 | 6.544 | 0.10804 | 6 | 0.65204
54335 | 4.68 | 1 | 365 | 5.3542 | 0.72476 | 6 | 0.078945
38774 | 5.98 | 1 | 365 | 6.8415 | 0.70386 | 7 | 0.54532
38879 | 3.9 | 1 | 365 | 4.4618 | 0.9373 | 5 | 0.39912
54083 | 9.62 | 1 | 365 | 11.0058 | 0.045346 | 11 | 0.051165
54226 | 13 | 1 | 365 | 14.8727 | 0.79101 | 15 | 0.66374
52029 | 8.84 | 1 | 365 | 10.1135 | 0.25789 | 10 | 0.37134
52518 | 8.58 | 1 | 365 | 9.816 | 0.66207 | 10 | 0.47807
53345 | 6.76 | 1 | 365 | 7.7338 | 0.49132 | 8 | 0.22514
53811 | 8.84 | 1 | 365 | 10.1135 | 0.25789 | 10 | 0.37134
31910 | 5.46 | 1 | 365 | 6.2465 | 0.51222 | 6 | 0.75877
54205 | 8.06 | 1 | 365 | 9.2211 | 0.47042 | 9 | 0.69152
54245 | 9.1 | 1 | 365 | 10.4109 | 0.85371 | 11 | 0.26462
54214 | 4.94 | 1 | 365 | 5.6516 | 0.32058 | 5 | 0.97222
54234 | 4.68 | 1 | 365 | 5.3542 | 0.72476 | 6 | 0.078945
54247 | 3.9 | 1 | 365 | 4.4618 | 0.9373 | 5 | 0.39912
54262 | 7.02 | 1 | 365 | 8.0313 | 0.087144 | 8 | 0.11842
54357 | 3.12 | 1 | 365 | 3.5695 | 0.14984 | 3 | 0.7193
54366 | 4.68 | 1 | 365 | 5.3542 | 0.72476 | 6 | 0.078945
54377 | 3.12 | 1 | 365 | 3.5695 | 0.14984 | 3 | 0.7193
54693 | 3.12 | 1 | 365 | 3.5695 | 0.14984 | 3 | 0.7193
52886 | 6.76 | 1 | 365 | 7.7338 | 0.49132 | 8 | 0.22514
53358 | 7.54 | 1 | 365 | 8.6262 | 0.27878 | 8 | 0.90497
54421 | 7.54 | 1 | 365 | 8.6262 | 0.27878 | 8 | 0.90497
54133 | 6.24 | 1 | 365 | 7.1389 | 0.29968 | 7 | 0.43859
54122 | 3.12 | 1 | 365 | 3.5695 | 0.14984 | 3 | 0.7193
54082 | 3.12 | 1 | 365 | 3.5695 | 0.14984 | 3 | 0.7193
53929 | 5.72 | 1 | 365 | 6.544 | 0.10804 | 6 | 0.65204
54689 | 4.16 | 1 | 365 | 4.7593 | 0.53312 | 5 | 0.2924
52815 | 7.54 | 1 | 365 | 8.6262 | 0.27878 | 8 | 0.90497
54266 | 9.36 | 1 | 365 | 10.7084 | 0.44953 | 11 | 0.15789
54753 | 5.98 | 1 | 365 | 6.8415 | 0.70386 | 7 | 0.54532
54748 | 7.28 | 1 | 365 | 8.3287 | 0.68296 | 9 | 0.011692
54737 | 6.76 | 1 | 365 | 7.7338 | 0.49132 | 8 | 0.22514
52207 | 3.12 | 1 | 365 | 3.5695 | 0.14984 | 3 | 0.7193
51725 | 3.38 | 1 | 365 | 3.8669 | 0.74566 | 4 | 0.61257
54811 | 3.38 | 1 | 365 | 3.8669 | 0.74566 | 4 | 0.61257
53864 | 5.98 | 1 | 365 | 6.8415 | 0.70386 | 7 | 0.54532
31940 | 7.54 | 1 | 365 | 8.6262 | 0.27878 | 8 | 0.90497
54747 | 9.88 | 1 | 365 | 11.3033 | 0.64117 | 11 | 0.94444
44092 | 8.06 | 1 | 365 | 9.2211 | 0.47042 | 9 | 0.69152
28251 | 9.62 | 1 | 365 | 11.0058 | 0.045346 | 11 | 0.051165
47375 | 13.005 | 1 | 365 | 14.8784 | 0.80247 | 15 | 0.68091
34668 | 303.6 | 0.9 | 365 | 312.6019 | 0.16116 | 312 | 0.76302
53689 | 5.4 | 1 | 365 | 6.1779 | 0.37473 | 6 | 0.55263
29759 | 12 | 1 | 365 | 13.7287 | 0.49939 | 14 | 0.22806
52142 | 9.36 | 1 | 365 | 10.7084 | 0.44953 | 11 | 0.15789
54856 | 4.68 | 1 | 365 | 5.3542 | 0.72476 | 6 | 0.078945
32787 | 6.24 | 1 | 365 | 7.1389 | 0.29968 | 7 | 0.43859
52554 | 11.7 | 1 | 365 | 13.3855 | 0.81191 | 14 | 0.19736
54813 | 8.32 | 1 | 365 | 9.5185 | 0.066245 | 9 | 0.58479
54860 | 5.72 | 1 | 365 | 6.544 | 0.10804 | 6 | 0.65204
54738 | 7.02 | 1 | 365 | 8.0313 | 0.087144 | 8 | 0.11842
53810 | 5.98 | 1 | 365 | 6.8415 | 0.70386 | 7 | 0.54532
54304 | 8.32 | 1 | 365 | 9.5185 | 0.066245 | 9 | 0.58479
54673 | 8.32 | 1 | 365 | 9.5185 | 0.066245 | 9 | 0.58479
53579 | 3.9 | 1 | 365 | 4.4618 | 0.9373 | 5 | 0.39912
54818 | 5.46 | 1 | 365 | 6.2465 | 0.51222 | 6 | 0.75877
53679 | 6.76 | 1 | 365 | 7.7338 | 0.49132 | 8 | 0.22514
53386 | 8.06 | 1 | 365 | 9.2211 | 0.47042 | 9 | 0.69152
26934 | 3.12 | 1 | 365 | 3.5695 | 0.14984 | 3 | 0.7193
53452 | 11.96 | 1 | 365 | 13.6829 | 0.40773 | 14 | 0.090637
54740 | 8.06 | 1 | 365 | 9.2211 | 0.47042 | 9 | 0.69152
54757 | 3.38 | 1 | 365 | 3.8669 | 0.74566 | 4 | 0.61257
54796 | 8.58 | 1 | 365 | 9.816 | 0.66207 | 10 | 0.47807
54857 | 4.68 | 1 | 365 | 5.3542 | 0.72476 | 6 | 0.078945
54817 | 3.64 | 1 | 365 | 4.1644 | 0.34148 | 4 | 0.50585
54826 | 7.28 | 1 | 365 | 8.3287 | 0.68296 | 9 | 0.011692
54832 | 8.58 | 1 | 365 | 9.816 | 0.66207 | 10 | 0.47807
54829 | 7.02 | 1 | 365 | 8.0313 | 0.087144 | 8 | 0.11842
22417 | 4.94 | 1 | 365 | 5.6516 | 0.32058 | 5 | 0.97222
54768 | 5.2 | 1 | 365 | 5.9491 | 0.9164 | 6 | 0.86549
54849 | 3.12 | 1 | 365 | 3.5695 | 0.14984 | 3 | 0.7193
55023 | 3.64 | 1 | 365 | 4.1644 | 0.34148 | 4 | 0.50585
54362 | 6.76 | 1 | 365 | 7.7338 | 0.49132 | 8 | 0.22514
54968 | 7.8 | 1 | 365 | 8.9236 | 0.8746 | 9 | 0.79824
54844 | 10.66 | 1 | 365 | 12.1956 | 0.42863 | 12 | 0.62426
52523 | 8.84 | 1 | 365 | 10.1135 | 0.25789 | 10 | 0.37134
53214 | 5.2 | 1 | 365 | 5.9491 | 0.9164 | 6 | 0.86549
54837 | 4.16 | 1 | 365 | 4.7593 | 0.53312 | 5 | 0.2924
54977 | 5.2 | 1 | 365 | 5.9491 | 0.9164 | 6 | 0.86549
54933 | 11.44 | 1 | 365 | 13.088 | 0.21609 | 13 | 0.30409
54971 | 13.78 | 1 | 365 | 15.7651 | 0.57847 | 16 | 0.34356
54828 | 3.64 | 1 | 365 | 4.1644 | 0.34148 | 4 | 0.50585
54834 | 9.1 | 1 | 365 | 10.4109 | 0.85371 | 11 | 0.26462
54964 | 5.72 | 1 | 365 | 6.544 | 0.10804 | 6 | 0.65204
53054 | 9.88 | 1 | 365 | 11.3033 | 0.64117 | 11 | 0.94444
53033 | 2.86 | 1 | 365 | 3.272 | 0.55402 | 3 | 0.82602
33787 | 5.46 | 1 | 365 | 6.2465 | 0.51222 | 6 | 0.75877
53462 | 5.72 | 1 | 365 | 6.544 | 0.10804 | 6 | 0.65204
54930 | 7.02 | 1 | 365 | 8.0313 | 0.087144 | 8 | 0.11842
53676 | 9.62 | 1 | 365 | 11.0058 | 0.045346 | 11 | 0.051165
54043 | 9.36 | 1 | 365 | 10.7084 | 0.44953 | 11 | 0.15789
55097 | 4.16 | 1 | 365 | 4.7593 | 0.53312 | 5 | 0.2924
53892 | 5.2 | 1 | 365 | 5.9491 | 0.9164 | 6 | 0.86549
54973 | 7.54 | 1 | 365 | 8.6262 | 0.27878 | 8 | 0.90497
54218 | 13.26 | 1 | 365 | 15.1702 | 0.38683 | 15 | 0.55701
52820 | 3.9 | 1 | 365 | 4.4618 | 0.9373 | 5 | 0.39912
53699 | 8.84 | 1 | 365 | 10.1135 | 0.25789 | 10 | 0.37134
53078 | 3.12 | 1 | 365 | 3.5695 | 0.14984 | 3 | 0.7193
53517 | 7.8 | 1 | 365 | 8.9236 | 0.8746 | 9 | 0.79824
44679 | 12.74 | 1 | 365 | 14.5753 | 0.19519 | 14 | 0.77046
54918 | 2.86 | 1 | 365 | 3.272 | 0.55402 | 3 | 0.82602
52783 | 3.9 | 1 | 365 | 4.4618 | 0.9373 | 5 | 0.39912
32409 | 5.2 | 1 | 365 | 5.9491 | 0.9164 | 6 | 0.86549
52758 | 7.28 | 1 | 365 | 8.3287 | 0.68296 | 9 | 0.011692
52100 | 2.34 | 1 | 365 | 2.6771 | 0.36238 | 3 | 0.039472
53027 | 4.42 | 1 | 365 | 5.0567 | 0.12894 | 5 | 0.18567
52088 | 2.86 | 1 | 365 | 3.272 | 0.55402 | 3 | 0.82602
53831 | 14.3 | 1 | 365 | 16.36 | 0.77011 | 17 | 0.13011
54391 | 3.12 | 1 | 365 | 3.5695 | 0.14984 | 3 | 0.7193
52259 | 3.9 | 1 | 365 | 4.4618 | 0.9373 | 5 | 0.39912
51914 | 3.64 | 1 | 365 | 4.1644 | 0.34148 | 4 | 0.50585
53537 | 3.9 | 1 | 365 | 4.4618 | 0.9373 | 5 | 0.39912
53110 | 9.435 | 1 | 365 | 10.7942 | 0.6214 | 11 | 0.41557
48652 | 3.38 | 1 | 365 | 3.8669 | 0.74566 | 4 | 0.61257
53112 | 8.925 | 1 | 365 | 10.2107 | 0.45267 | 10 | 0.66337
52529 | 6.5 | 1 | 365 | 7.4364 | 0.8955 | 8 | 0.33187
55082 | 10.4 | 1 | 365 | 11.8982 | 0.83281 | 12 | 0.73099
52770 | 4.68 | 1 | 365 | 5.3542 | 0.72476 | 6 | 0.078945
53467 | 8.06 | 1 | 365 | 9.2211 | 0.47042 | 9 | 0.69152
54165 | 5.46 | 1 | 365 | 6.2465 | 0.51222 | 6 | 0.75877
53424 | 6.5 | 1 | 365 | 7.4364 | 0.8955 | 8 | 0.33187
53964 | 7.8 | 1 | 365 | 8.9236 | 0.8746 | 9 | 0.79824
53352 | 10.4 | 1 | 365 | 11.8982 | 0.83281 | 12 | 0.73099
54121 | 15.08 | 1 | 365 | 17.2524 | 0.55757 | 17 | 0.80993
48739 | 5.46 | 1 | 365 | 6.2465 | 0.51222 | 6 | 0.75877
53348 | 5.2 | 1 | 365 | 5.9491 | 0.9164 | 6 | 0.86549
53980 | 9.88 | 1 | 365 | 11.3033 | 0.64117 | 11 | 0.94444
48768 | 9.88 | 1 | 365 | 11.3033 | 0.64117 | 11 | 0.94444
52078 | 8.06 | 1 | 365 | 9.2211 | 0.47042 | 9 | 0.69152
48596 | 7.8 | 1 | 365 | 8.9236 | 0.8746 | 9 | 0.79824
54249 | 5.2 | 1 | 365 | 5.9491 | 0.9164 | 6 | 0.86549
53465 | 7.02 | 1 | 365 | 8.0313 | 0.087144 | 8 | 0.11842
52788 | 4.94 | 1 | 365 | 5.6516 | 0.32058 | 5 | 0.97222
55154 | 5.46 | 1 | 365 | 6.2465 | 0.51222 | 6 | 0.75877
52080 | 7.02 | 1 | 365 | 8.0313 | 0.087144 | 8 | 0.11842
52299 | 6.24 | 1 | 365 | 7.1389 | 0.29968 | 7 | 0.43859
51780 | 6.24 | 1 | 365 | 7.1389 | 0.29968 | 7 | 0.43859
51860 | 12.48 | 1 | 365 | 14.2778 | 0.59937 | 14 | 0.87719
51742 | 7.28 | 1 | 365 | 8.3287 | 0.68296 | 9 | 0.011692
53580 | 10.4 | 1 | 365 | 11.8982 | 0.83281 | 12 | 0.73099
29202 | 3.64 | 1 | 365 | 4.1644 | 0.34148 | 4 | 0.50585
32949 | 7.2 | 1 | 365 | 8.2372 | 0.49964 | 8 | 0.73684
50132 | 7.98 | 1 | 365 | 9.1296 | 0.2871 | 9 | 0.41666
54167 | 2.6 | 1 | 365 | 2.9745 | 0.9582 | 3 | 0.93275
52511 | 7.02 | 1 | 365 | 8.0313 | 0.087144 | 8 | 0.11842
52819 | 8.84 | 1 | 365 | 10.1135 | 0.25789 | 10 | 0.37134
53982 | 4.68 | 1 | 365 | 5.3542 | 0.72476 | 6 | 0.078945
53072 | 5.98 | 1 | 365 | 6.8415 | 0.70386 | 7 | 0.54532
54994 | 6.76 | 1 | 365 | 7.7338 | 0.49132 | 8 | 0.22514
53322 | 13 | 1 | 365 | 14.8727 | 0.79101 | 15 | 0.66374
54271 | 4.94 | 1 | 365 | 5.6516 | 0.32058 | 5 | 0.97222
54075 | 4.94 | 1 | 365 | 5.6516 | 0.32058 | 5 | 0.97222
53850 | 5.98 | 1 | 365 | 6.8415 | 0.70386 | 7 | 0.54532
53572 | 3.38 | 1 | 365 | 3.8669 | 0.74566 | 4 | 0.61257
54135 | 4.68 | 1 | 365 | 5.3542 | 0.72476 | 6 | 0.078945
53772 | 5.2 | 1 | 365 | 5.9491 | 0.9164 | 6 | 0.86549
53059 | 4.94 | 1 | 365 | 5.6516 | 0.32058 | 5 | 0.97222
52549 | 5.72 | 1 | 365 | 6.544 | 0.10804 | 6 | 0.65204
55155 | 6.76 | 1 | 365 | 7.7338 | 0.49132 | 8 | 0.22514
27430 | 6.375 | 1 | 365 | 7.2934 | 0.60905 | 7 | 0.90241
54937 | 7.54 | 1 | 365 | 8.6262 | 0.27878 | 8 | 0.90497
29201 | 7.28 | 1 | 365 | 8.3287 | 0.68296 | 9 | 0.011692
41197 | 15.34 | 1 | 365 | 17.5498 | 0.15339 | 17 | 0.70321
31422 | 5.98 | 1 | 365 | 6.8415 | 0.70386 | 7 | 0.54532
49216 | 8.58 | 1 | 365 | 9.816 | 0.66207 | 10 | 0.47807
55148 | 11.18 | 1 | 365 | 12.7905 | 0.62027 | 13 | 0.41081
54932 | 5.3 | 1 | 365 | 6.0635 | 0.14556 | 6 | 0.20906
55203 | 8.58 | 1 | 365 | 9.816 | 0.66207 | 10 | 0.47807
53923 | 6.76 | 1 | 365 | 7.7338 | 0.49132 | 8 | 0.22514
50888 | 4.68 | 1 | 365 | 5.3542 | 0.72476 | 6 | 0.078945
23858 | 10.92 | 1 | 365 | 12.4931 | 0.024447 | 12 | 0.51754
44675 | 152.75 | 0.9 | 365 | 157.2791 | 0.03991 | 157 | 0.31901
54254 | 13 | 1 | 365 | 14.8727 | 0.79101 | 15 | 0.66374
53053 | 3.9 | 1 | 365 | 4.4618 | 0.9373 | 5 | 0.39912
52533 | 3.9 | 1 | 365 | 4.4618 | 0.9373 | 5 | 0.39912
33825 | 5.46 | 1 | 365 | 6.2465 | 0.51222 | 6 | 0.75877
48450 | 10.14 | 1 | 365 | 11.6007 | 0.23699 | 11 | 0.83771
53849 | 5.2 | 1 | 365 | 5.9491 | 0.9164 | 6 | 0.86549
53205 | 4.16 | 1 | 365 | 4.7593 | 0.53312 | 5 | 0.2924
54275 | 8.06 | 1 | 365 | 9.2211 | 0.47042 | 9 | 0.69152
33784 | 5.2 | 1 | 365 | 5.9491 | 0.9164 | 6 | 0.86549
52986 | 4.94 | 1 | 365 | 5.6516 | 0.32058 | 5 | 0.97222
54280 | 5.72 | 1 | 365 | 6.544 | 0.10804 | 6 | 0.65204
53321 | 7.54 | 1 | 365 | 8.6262 | 0.27878 | 8 | 0.90497
53377 | 11.7 | 1 | 365 | 13.3855 | 0.81191 | 14 | 0.19736
39040 | 5.72 | 1 | 365 | 6.544 | 0.10804 | 6 | 0.65204
54841 | 14.3 | 1 | 365 | 16.36 | 0.77011 | 17 | 0.13011
19919 | 8.84 | 1 | 365 | 10.1135 | 0.25789 | 10 | 0.37134
52263 | 11.96 | 1 | 365 | 13.6829 | 0.40773 | 14 | 0.090637
54820 | 8.84 | 1 | 365 | 10.1135 | 0.25789 | 10 | 0.37134
42896 | 7.28 | 1 | 365 | 8.3287 | 0.68296 | 9 | 0.011692
27550 | 10.965 | 1 | 365 | 12.5446 | 0.12757 | 12 | 0.67214
17643 | 3.57 | 1 | 365 | 4.0843 | 0.18107 | 4 | 0.26535
25014 | 5.72 | 1 | 365 | 6.544 | 0.10804 | 6 | 0.65204
54929 | 9.01 | 1 | 365 | 10.3079 | 0.64746 | 10 | 0.9554
54162 | 5.46 | 1 | 365 | 6.2465 | 0.51222 | 6 | 0.75877
53773 | 4.16 | 1 | 365 | 4.7593 | 0.53312 | 5 | 0.2924
54975 | 5.98 | 1 | 365 | 6.8415 | 0.70386 | 7 | 0.54532
55055 | 4.68 | 1 | 365 | 5.3542 | 0.72476 | 6 | 0.078945
54132 | 13 | 1 | 365 | 14.8727 | 0.79101 | 15 | 0.66374
37416 | 7.54 | 1 | 365 | 8.6262 | 0.27878 | 8 | 0.90497
54944 | 5.72 | 1 | 365 | 6.544 | 0.10804 | 6 | 0.65204
53427 | 5.98 | 1 | 365 | 6.8415 | 0.70386 | 7 | 0.54532
52985 | 6.24 | 1 | 365 | 7.1389 | 0.29968 | 7 | 0.43859
52091 | 5.46 | 1 | 365 | 6.2465 | 0.51222 | 6 | 0.75877
52234 | 8.06 | 1 | 365 | 9.2211 | 0.47042 | 9 | 0.69152
53692 | 8.32 | 1 | 365 | 9.5185 | 0.066245 | 9 | 0.58479
54839 | 3.12 | 1 | 365 | 3.5695 | 0.14984 | 3 | 0.7193
53126 | 9.36 | 1 | 365 | 10.7084 | 0.44953 | 11 | 0.15789
54251 | 11.7 | 1 | 365 | 13.3855 | 0.81191 | 14 | 0.19736
54880 | 4.42 | 1 | 365 | 5.0567 | 0.12894 | 5 | 0.18567
52834 | 15.08 | 1 | 365 | 17.2524 | 0.55757 | 17 | 0.80993
54981 | 5.98 | 1 | 365 | 6.8415 | 0.70386 | 7 | 0.54532
53650 | 10.14 | 1 | 365 | 11.6007 | 0.23699 | 11 | 0.83771
31874 | 7.28 | 1 | 365 | 8.3287 | 0.68296 | 9 | 0.011692
54293 | 13 | 1 | 365 | 14.8727 | 0.79101 | 15 | 0.66374
21786 | 3.64 | 1 | 365 | 4.1644 | 0.34148 | 4 | 0.50585
32539 | 7.54 | 1 | 365 | 8.6262 | 0.27878 | 8 | 0.90497
55030 | 3.64 | 1 | 365 | 4.1644 | 0.34148 | 4 | 0.50585
53325 | 8.06 | 1 | 365 | 9.2211 | 0.47042 | 9 | 0.69152
55021 | 4.68 | 1 | 365 | 5.3542 | 0.72476 | 6 | 0.078945
54250 | 6.24 | 1 | 365 | 7.1389 | 0.29968 | 7 | 0.43859
53549 | 6.76 | 1 | 365 | 7.7338 | 0.49132 | 8 | 0.22514
52988 | 3.9 | 1 | 365 | 4.4618 | 0.9373 | 5 | 0.39912
53621 | 4.42 | 1 | 365 | 5.0567 | 0.12894 | 5 | 0.18567
32202 | 4.16 | 1 | 365 | 4.7593 | 0.53312 | 5 | 0.2924
54905 | 8.32 | 1 | 365 | 9.5185 | 0.066245 | 9 | 0.58479
29864 | 9.62 | 1 | 365 | 11.0058 | 0.045346 | 11 | 0.051165
53993 | 4.16 | 1 | 365 | 4.7593 | 0.53312 | 5 | 0.2924
52882 | 8.06 | 1 | 365 | 9.2211 | 0.47042 | 9 | 0.69152
53510 | 9.36 | 1 | 365 | 10.7084 | 0.44953 | 11 | 0.15789
54985 | 15.08 | 1 | 365 | 17.2524 | 0.55757 | 17 | 0.80993
54125 | 4.16 | 1 | 365 | 4.7593 | 0.53312 | 5 | 0.2924
55018 | 4.94 | 1 | 365 | 5.6516 | 0.32058 | 5 | 0.97222
52922 | 5.98 | 1 | 365 | 6.8415 | 0.70386 | 7 | 0.54532
52126 | 6.76 | 1 | 365 | 7.7338 | 0.49132 | 8 | 0.22514
53927 | 5.46 | 1 | 365 | 6.2465 | 0.51222 | 6 | 0.75877
54229 | 6.24 | 1 | 365 | 7.1389 | 0.29968 | 7 | 0.43859
52977 | 7.8 | 1 | 365 | 8.9236 | 0.8746 | 9 | 0.79824
55037 | 6.24 | 1 | 365 | 7.1389 | 0.29968 | 7 | 0.43859
54941 | 5.98 | 1 | 365 | 6.8415 | 0.70386 | 7 | 0.54532
53761 | 6.24 | 1 | 365 | 7.1389 | 0.29968 | 7 | 0.43859
55086 | 4.94 | 1 | 365 | 5.6516 | 0.32058 | 5 | 0.97222
54969 | 4.68 | 1 | 365 | 5.3542 | 0.72476 | 6 | 0.078945
43703 | 5.46 | 1 | 365 | 6.2465 | 0.51222 | 6 | 0.75877
52605 | 3.38 | 1 | 365 | 3.8669 | 0.74566 | 4 | 0.61257
54407 | 5.2 | 1 | 365 | 5.9491 | 0.9164 | 6 | 0.86549
52421 | 4.94 | 1 | 365 | 5.6516 | 0.32058 | 5 | 0.97222
53114 | 7.54 | 1 | 365 | 8.6262 | 0.27878 | 8 | 0.90497
52817 | 7.28 | 1 | 365 | 8.3287 | 0.68296 | 9 | 0.011692
53113 | 11.18 | 1 | 365 | 12.7905 | 0.62027 | 13 | 0.41081
54216 | 16.64 | 1 | 365 | 19.0371 | 0.13249 | 19 | 0.16958
52996 | 5.46 | 1 | 365 | 6.2465 | 0.51222 | 6 | 0.75877
30004 | 5.46 | 1 | 365 | 6.2465 | 0.51222 | 6 | 0.75877
54945 | 8.32 | 1 | 365 | 9.5185 | 0.066245 | 9 | 0.58479
30005 | 8.32 | 1 | 365 | 9.5185 | 0.066245 | 9 | 0.58479
54233 | 6.24 | 1 | 365 | 7.1389 | 0.29968 | 7 | 0.43859
32113 | 8.06 | 1 | 365 | 9.2211 | 0.47042 | 9 | 0.69152
54794 | 10.14 | 1 | 365 | 11.6007 | 0.23699 | 11 | 0.83771
55326 | 12.74 | 1 | 365 | 14.5753 | 0.19519 | 14 | 0.77046
55078 | 6.76 | 1 | 365 | 7.7338 | 0.49132 | 8 | 0.22514
52535 | 6.24 | 1 | 365 | 7.1389 | 0.29968 | 7 | 0.43859
53443 | 3.9 | 1 | 365 | 4.4618 | 0.9373 | 5 | 0.39912
53828 | 8.58 | 1 | 365 | 9.816 | 0.66207 | 10 | 0.47807
51738 | 8.32 | 1 | 365 | 9.5185 | 0.066245 | 9 | 0.58479
52647 | 5.98 | 1 | 365 | 6.8415 | 0.70386 | 7 | 0.54532
53038 | 6.76 | 1 | 365 | 7.7338 | 0.49132 | 8 | 0.22514
54910 | 5.98 | 1 | 365 | 6.8415 | 0.70386 | 7 | 0.54532
55010 | 5.2 | 1 | 365 | 5.9491 | 0.9164 | 6 | 0.86549
53645 | 4.16 | 1 | 365 | 4.7593 | 0.53312 | 5 | 0.2924
54960 | 5.72 | 1 | 365 | 6.544 | 0.10804 | 6 | 0.65204
55075 | 5.72 | 1 | 365 | 6.544 | 0.10804 | 6 | 0.65204
54845 | 11.18 | 1 | 365 | 12.7905 | 0.62027 | 13 | 0.41081
53647 | 5.98 | 1 | 365 | 6.8415 | 0.70386 | 7 | 0.54532
36654 | 12.22 | 1 | 365 | 13.9804 | 0.0035475 | 13 | 0.98391
52201 | 5.2 | 1 | 365 | 5.9491 | 0.9164 | 6 | 0.86549
53764 | 4.68 | 1 | 365 | 5.3542 | 0.72476 | 6 | 0.078945
55006 | 6.5 | 1 | 365 | 7.4364 | 0.8955 | 8 | 0.33187
53320 | 8.84 | 1 | 365 | 10.1135 | 0.25789 | 10 | 0.37134
53365 | 5.72 | 1 | 365 | 6.544 | 0.10804 | 6 | 0.65204
52762 | 10.4 | 1 | 365 | 11.8982 | 0.83281 | 12 | 0.73099
54991 | 4.94 | 1 | 365 | 5.6516 | 0.32058 | 5 | 0.97222
54079 | 9.36 | 1 | 365 | 10.7084 | 0.44953 | 11 | 0.15789
33952 | 4.94 | 1 | 365 | 5.6516 | 0.32058 | 5 | 0.97222
54047 | 4.68 | 1 | 365 | 5.3542 | 0.72476 | 6 | 0.078945
54057 | 2.6 | 1 | 365 | 2.9745 | 0.9582 | 3 | 0.93275
52852 | 13 | 1 | 365 | 14.8727 | 0.79101 | 15 | 0.66374
54952 | 9.62 | 1 | 365 | 11.0058 | 0.045346 | 11 | 0.051165
55141 | 5.98 | 1 | 365 | 6.8415 | 0.70386 | 7 | 0.54532
53118 | 4.68 | 1 | 365 | 5.3542 | 0.72476 | 6 | 0.078945
52887 | 7.28 | 1 | 365 | 8.3287 | 0.68296 | 9 | 0.011692
54295 | 7.28 | 1 | 365 | 8.3287 | 0.68296 | 9 | 0.011692
54959 | 6.24 | 1 | 365 | 7.1389 | 0.29968 | 7 | 0.43859
54938 | 4.68 | 1 | 365 | 5.3542 | 0.72476 | 6 | 0.078945
54907 | 5.98 | 1 | 365 | 6.8415 | 0.70386 | 7 | 0.54532
54954 | 2.6 | 1 | 365 | 2.9745 | 0.9582 | 3 | 0.93275
50577 | 3.9 | 1 | 365 | 4.4618 | 0.9373 | 5 | 0.39912
54225 | 10.14 | 1 | 365 | 11.6007 | 0.23699 | 11 | 0.83771
29633 | 5.46 | 1 | 365 | 6.2465 | 0.51222 | 6 | 0.75877
55140 | 5.2 | 1 | 365 | 5.9491 | 0.9164 | 6 | 0.86549
24246 | 11.96 | 1 | 365 | 13.6829 | 0.40773 | 14 | 0.090637
55081 | 8.84 | 1 | 365 | 10.1135 | 0.25789 | 10 | 0.37134
55333 | 4.68 | 1 | 365 | 5.3542 | 0.72476 | 6 | 0.078945
48685 | 4.42 | 1 | 365 | 5.0567 | 0.12894 | 5 | 0.18567
55339 | 8.32 | 1 | 365 | 9.5185 | 0.066245 | 9 | 0.58479
55059 | 7.905 | 1 | 365 | 9.0438 | 0.11522 | 9 | 0.15899
53818 | 7.28 | 1 | 365 | 8.3287 | 0.68296 | 9 | 0.011692
55063 | 6.375 | 1 | 365 | 7.2934 | 0.60905 | 7 | 0.90241
53515 | 3.12 | 1 | 365 | 3.5695 | 0.14984 | 3 | 0.7193
55065 | 4.59 | 1 | 365 | 5.2512 | 0.51852 | 5 | 0.76973
49236 | 4.16 | 1 | 365 | 4.7593 | 0.53312 | 5 | 0.2924
55080 | 8.925 | 1 | 365 | 10.2107 | 0.45267 | 10 | 0.66337
55038 | 7.02 | 1 | 365 | 8.0313 | 0.087144 | 8 | 0.11842
53817 | 4.94 | 1 | 365 | 5.6516 | 0.32058 | 5 | 0.97222
55103 | 10.92 | 1 | 365 | 12.4931 | 0.024447 | 12 | 0.51754
53821 | 8.32 | 1 | 365 | 9.5185 | 0.066245 | 9 | 0.58479
55118 | 7.28 | 1 | 365 | 8.3287 | 0.68296 | 9 | 0.011692
55119 | 4.16 | 1 | 365 | 4.7593 | 0.53312 | 5 | 0.2924
52127 | 7.8 | 1 | 365 | 8.9236 | 0.8746 | 9 | 0.79824
55120 | 5.46 | 1 | 365 | 6.2465 | 0.51222 | 6 | 0.75877
54274 | 3.64 | 1 | 365 | 4.1644 | 0.34148 | 4 | 0.50585
55126 | 4.16 | 1 | 365 | 4.7593 | 0.53312 | 5 | 0.2924
54830 | 6.24 | 1 | 365 | 7.1389 | 0.29968 | 7 | 0.43859
55131 | 4.08 | 1 | 365 | 4.6677 | 0.34979 | 5 | 0.017542
52157 | 3.9 | 1 | 365 | 4.4618 | 0.9373 | 5 | 0.39912
55146 | 6.24 | 1 | 365 | 7.1389 | 0.29968 | 7 | 0.43859
31477 | 11.44 | 1 | 365 | 13.088 | 0.21609 | 13 | 0.30409
55149 | 5.2 | 1 | 365 | 5.9491 | 0.9164 | 6 | 0.86549
53058 | 11.18 | 1 | 365 | 12.7905 | 0.62027 | 13 | 0.41081
55171 | 8.32 | 1 | 365 | 9.5185 | 0.066245 | 9 | 0.58479
47439 | 7.8 | 1 | 365 | 8.9236 | 0.8746 | 9 | 0.79824
53035 | 10.14 | 1 | 365 | 11.6007 | 0.23699 | 11 | 0.83771
55189 | 9.18 | 1 | 365 | 10.5024 | 0.037035 | 10 | 0.53947
55214 | 8.415 | 1 | 365 | 9.6272 | 0.28395 | 9 | 0.91118
55016 | 8.32 | 1 | 365 | 9.5185 | 0.066245 | 9 | 0.58479
55218 | 2.805 | 1 | 365 | 3.2091 | 0.42798 | 3 | 0.63706
55228 | 10.14 | 1 | 365 | 11.6007 | 0.23699 | 11 | 0.83771
53757 | 4.68 | 1 | 365 | 5.3542 | 0.72476 | 6 | 0.078945
55230 | 2.04 | 1 | 365 | 2.3339 | 0.6749 | 3 | 0.0087709
49077 | 9.1 | 1 | 365 | 10.4109 | 0.85371 | 11 | 0.26462
55234 | 4.59 | 1 | 365 | 5.2512 | 0.51852 | 5 | 0.76973
32631 | 6.5 | 1 | 365 | 7.4364 | 0.8955 | 8 | 0.33187
55250 | 9.69 | 1 | 365 | 11.0859 | 0.20576 | 11 | 0.29166
48616 | 9.88 | 1 | 365 | 11.3033 | 0.64117 | 11 | 0.94444
55054 | 10.4 | 1 | 365 | 11.8982 | 0.83281 | 12 | 0.73099
55365 | 5.72 | 1 | 365 | 6.544 | 0.10804 | 6 | 0.65204
55375 | 7.8 | 1 | 365 | 8.9236 | 0.8746 | 9 | 0.79824
55408 | 4.16 | 1 | 365 | 4.7593 | 0.53312 | 5 | 0.2924
55410 | 13.26 | 1 | 365 | 15.1702 | 0.38683 | 15 | 0.55701
55372 | 5.98 | 1 | 365 | 6.8415 | 0.70386 | 7 | 0.54532
53563 | 9.36 | 1 | 365 | 10.7084 | 0.44953 | 11 | 0.15789
53477 | 6.24 | 1 | 365 | 7.1389 | 0.29968 | 7 | 0.43859
55362 | 12.495 | 1 | 365 | 14.295 | 0.63374 | 14 | 0.92872
55415 | 5.98 | 1 | 365 | 6.8415 | 0.70386 | 7 | 0.54532
55366 | 6.76 | 1 | 365 | 7.7338 | 0.49132 | 8 | 0.22514
53962 | 8.06 | 1 | 365 | 9.2211 | 0.47042 | 9 | 0.69152
55371 | 2.12 | 1 | 365 | 2.4254 | 0.85823 | 3 | 0.28362
55377 | 4.335 | 1 | 365 | 4.9595 | 0.93416 | 5 | 0.89364
53963 | 9.88 | 1 | 365 | 11.3033 | 0.64117 | 11 | 0.94444
55382 | 4.335 | 1 | 365 | 4.9595 | 0.93416 | 5 | 0.89364
48909 | 5.98 | 1 | 365 | 6.8415 | 0.70386 | 7 | 0.54532
55383 | 5.61 | 1 | 365 | 6.4182 | 0.85597 | 7 | 0.27412
54833 | 6.24 | 1 | 365 | 7.1389 | 0.29968 | 7 | 0.43859
55387 | 3.06 | 1 | 365 | 3.5008 | 0.012345 | 3 | 0.51316
44204 | 4.42 | 1 | 365 | 5.0567 | 0.12894 | 5 | 0.18567
55389 | 3.64 | 1 | 365 | 4.1644 | 0.34148 | 4 | 0.50585
53412 | 7.8 | 1 | 365 | 8.9236 | 0.8746 | 9 | 0.79824
55394 | 7.28 | 1 | 365 | 8.3287 | 0.68296 | 9 | 0.011692
54190 | 5.98 | 1 | 365 | 6.8415 | 0.70386 | 7 | 0.54532
54195 | 8.55 | 1 | 365 | 9.7817 | 0.59332 | 10 | 0.375
50388 | 6.375 | 1 | 365 | 7.2934 | 0.60905 | 7 | 0.90241
54303 | 4.8 | 1 | 365 | 5.4915 | 0.99976 | 6 | 0.49123
54326 | 5.865 | 1 | 365 | 6.7099 | 0.44033 | 7 | 0.15022
20665 | 8.58 | 1 | 365 | 9.816 | 0.66207 | 10 | 0.47807
53635 | 5.46 | 1 | 365 | 6.2465 | 0.51222 | 6 | 0.75877
54232 | 4.94 | 1 | 365 | 5.6516 | 0.32058 | 5 | 0.97222
40993 | 5.98 | 1 | 365 | 6.8415 | 0.70386 | 7 | 0.54532
54481 | 6.54 | 1 | 365 | 7.4821 | 0.98717 | 8 | 0.46929
22055 | 6.24 | 1 | 365 | 7.1389 | 0.29968 | 7 | 0.43859
54557 | 6 | 1 | 365 | 6.8643 | 0.7497 | 7 | 0.61403
51707 | 15.08 | 1 | 365 | 17.2524 | 0.55757 | 17 | 0.80993
55211 | 4.42 | 1 | 365 | 5.0567 | 0.12894 | 5 | 0.18567
37688 | 13 | 1 | 365 | 14.8727 | 0.79101 | 15 | 0.66374
54196 | 5.98 | 1 | 365 | 6.8415 | 0.70386 | 7 | 0.54532
53611 | 13.26 | 1 | 365 | 15.1702 | 0.38683 | 15 | 0.55701
54670 | 7.42 | 1 | 365 | 8.4889 | 0.0037907 | 8 | 0.49269
55060 | 6.76 | 1 | 365 | 7.7338 | 0.49132 | 8 | 0.22514
54236 | 7.28 | 1 | 365 | 8.3287 | 0.68296 | 9 | 0.011692
54650 | 4.725 | 1 | 365 | 5.4057 | 0.82789 | 6 | 0.23355
54774 | 8.32 | 1 | 365 | 9.5185 | 0.066245 | 9 | 0.58479
53700 | 9.62 | 1 | 365 | 11.0058 | 0.045346 | 11 | 0.051165
53532 | 3.12 | 1 | 365 | 3.5695 | 0.14984 | 3 | 0.7193
55592 | 4.08 | 1 | 365 | 4.6677 | 0.34979 | 5 | 0.017542
44639 | 25.2 | 0.9 | 365 | 25.9472 | 0.97385 | 26 | 0.92104
55593 | 10.92 | 1 | 365 | 12.4931 | 0.024447 | 12 | 0.51754
55594 | 5.1 | 1 | 365 | 5.8347 | 0.68724 | 6 | 0.52193
55595 | 6.76 | 1 | 365 | 7.7338 | 0.49132 | 8 | 0.22514
55404 | 4.68 | 1 | 365 | 5.3542 | 0.72476 | 6 | 0.078945
55601 | 4.42 | 1 | 365 | 5.0567 | 0.12894 | 5 | 0.18567
55406 | 10.2 | 1 | 365 | 11.6694 | 0.37448 | 12 | 0.043854
55407 | 6.375 | 1 | 365 | 7.2934 | 0.60905 | 7 | 0.90241
55606 | 2.04 | 1 | 365 | 2.3339 | 0.6749 | 3 | 0.0087709
55420 | 7.65 | 1 | 365 | 8.752 | 0.53086 | 9 | 0.28289
55614 | 6.5 | 1 | 365 | 7.4364 | 0.8955 | 8 | 0.33187
55428 | 3.38 | 1 | 365 | 3.8669 | 0.74566 | 4 | 0.61257
55616 | 4.68 | 1 | 365 | 5.3542 | 0.72476 | 6 | 0.078945
55429 | 10.14 | 1 | 365 | 11.6007 | 0.23699 | 11 | 0.83771
55430 | 7.54 | 1 | 365 | 8.6262 | 0.27878 | 8 | 0.90497
55431 | 8.925 | 1 | 365 | 10.2107 | 0.45267 | 10 | 0.66337
55617 | 3.06 | 1 | 365 | 3.5008 | 0.012345 | 3 | 0.51316
55432 | 6.24 | 1 | 365 | 7.1389 | 0.29968 | 7 | 0.43859
55618 | 4.24 | 1 | 365 | 4.8508 | 0.71645 | 5 | 0.56725
55434 | 3.57 | 1 | 365 | 4.0843 | 0.18107 | 4 | 0.26535
55437 | 11.18 | 1 | 365 | 12.7905 | 0.62027 | 13 | 0.41081
55619 | 4.335 | 1 | 365 | 4.9595 | 0.93416 | 5 | 0.89364
55442 | 4.42 | 1 | 365 | 5.0567 | 0.12894 | 5 | 0.18567
55446 | 4.16 | 1 | 365 | 4.7593 | 0.53312 | 5 | 0.2924
55472 | 2.04 | 1 | 365 | 2.3339 | 0.6749 | 3 | 0.0087709
55400 | 6.63 | 1 | 365 | 7.5851 | 0.19341 | 7 | 0.77851
55476 | 11.73 | 1 | 365 | 13.4198 | 0.88066 | 14 | 0.30043
55475 | 7.8 | 1 | 365 | 8.9236 | 0.8746 | 9 | 0.79824
55478 | 8.06 | 1 | 365 | 9.2211 | 0.47042 | 9 | 0.69152
55620 | 4.77 | 1 | 365 | 5.4571 | 0.93101 | 6 | 0.38816
55621 | 8.67 | 1 | 365 | 9.919 | 0.86831 | 10 | 0.78728
55626 | 6.375 | 1 | 365 | 7.2934 | 0.60905 | 7 | 0.90241
55625 | 5.1 | 1 | 365 | 5.8347 | 0.68724 | 6 | 0.52193
55624 | 10.965 | 1 | 365 | 12.5446 | 0.12757 | 12 | 0.67214
55629 | 5.565 | 1 | 365 | 6.3667 | 0.75284 | 7 | 0.11951
55630 | 3.64 | 1 | 365 | 4.1644 | 0.34148 | 4 | 0.50585
55631 | 5.98 | 1 | 365 | 6.8415 | 0.70386 | 7 | 0.54532
55633 | 5.035 | 1 | 365 | 5.7603 | 0.53829 | 6 | 0.29861
55635 | 8.58 | 1 | 365 | 9.816 | 0.66207 | 10 | 0.47807
55634 | 3.315 | 1 | 365 | 3.7925 | 0.59671 | 4 | 0.38925
55637 | 8.84 | 1 | 365 | 10.1135 | 0.25789 | 10 | 0.37134
55638 | 10.14 | 1 | 365 | 11.6007 | 0.23699 | 11 | 0.83771
55639 | 9.945 | 1 | 365 | 11.3776 | 0.79012 | 12 | 0.16776
55643 | 7.54 | 1 | 365 | 8.6262 | 0.27878 | 8 | 0.90497
55484 | 8.16 | 1 | 365 | 9.3355 | 0.69959 | 10 | 0.035084
55487 | 3.64 | 1 | 365 | 4.1644 | 0.34148 | 4 | 0.50585
55488 | 11.22 | 1 | 365 | 12.8363 | 0.71193 | 13 | 0.54824
55490 | 11.66 | 1 | 365 | 13.3397 | 0.72024 | 14 | 0.059936
55495 | 13.77 | 1 | 365 | 15.7537 | 0.55555 | 16 | 0.3092
55496 | 8.16 | 1 | 365 | 9.3355 | 0.69959 | 10 | 0.035084
55502 | 8.67 | 1 | 365 | 9.919 | 0.86831 | 10 | 0.78728
55505 | 6.375 | 1 | 365 | 7.2934 | 0.60905 | 7 | 0.90241
55507 | 8.06 | 1 | 365 | 9.2211 | 0.47042 | 9 | 0.69152
55636 | 13.515 | 1 | 365 | 15.4619 | 0.97119 | 16 | 0.43311
55508 | 4.335 | 1 | 365 | 4.9595 | 0.93416 | 5 | 0.89364
55583 | 7.02 | 1 | 365 | 8.0313 | 0.087144 | 8 | 0.11842
55644 | 5.3 | 1 | 365 | 6.0635 | 0.14556 | 6 | 0.20906
54073 | 7.28 | 1 | 365 | 8.3287 | 0.68296 | 9 | 0.011692
55585 | 5.355 | 1 | 365 | 6.1264 | 0.2716 | 6 | 0.39802
42900 | 7.8 | 1 | 365 | 8.9236 | 0.8746 | 9 | 0.79824
55589 | 5.565 | 1 | 365 | 6.3667 | 0.75284 | 7 | 0.11951
38154 | 9.62 | 1 | 365 | 11.0058 | 0.045346 | 11 | 0.051165
37186 | 7.315 | 1 | 365 | 8.3688 | 0.76317 | 9 | 0.13194
55647 | 4.24 | 1 | 365 | 4.8508 | 0.71645 | 5 | 0.56725
50842 | 5.2 | 1 | 365 | 5.9491 | 0.9164 | 6 | 0.86549
55651 | 9.1 | 1 | 365 | 10.4109 | 0.85371 | 11 | 0.26462
55757 | 8.415 | 1 | 365 | 9.6272 | 0.28395 | 9 | 0.91118
51457 | 6.2 | 1 | 365 | 7.0931 | 0.20802 | 7 | 0.30117
55650 | 6.76 | 1 | 365 | 7.7338 | 0.49132 | 8 | 0.22514
50204 | 10.1 | 1 | 365 | 11.555 | 0.14532 | 11 | 0.70029
55653 | 14.04 | 1 | 365 | 16.0625 | 0.17429 | 16 | 0.23683
50837 | 8.5 | 1 | 365 | 9.7245 | 0.47874 | 10 | 0.20321
34806 | 145.7 | 0.9 | 365 | 150.0201 | 0.49961 | 150 | 0.51967
55654 | 3.825 | 1 | 365 | 4.376 | 0.76543 | 5 | 0.14145
54435 | 4.34 | 1 | 365 | 4.9652 | 0.94561 | 5 | 0.91082
55656 | 10.4 | 1 | 365 | 11.8982 | 0.83281 | 12 | 0.73099
55759 | 14.025 | 1 | 365 | 16.0454 | 0.13991 | 16 | 0.1853
35281 | 38.4 | 0.9 | 365 | 39.5386 | 0.19825 | 39 | 0.73682
55658 | 10.92 | 1 | 365 | 12.4931 | 0.024447 | 12 | 0.51754
55762 | 8.415 | 1 | 365 | 9.6272 | 0.28395 | 9 | 0.91118
55765 | 7.02 | 1 | 365 | 8.0313 | 0.087144 | 8 | 0.11842
55657 | 7.28 | 1 | 365 | 8.3287 | 0.68296 | 9 | 0.011692
55767 | 3.315 | 1 | 365 | 3.7925 | 0.59671 | 4 | 0.38925
55776 | 7.54 | 1 | 365 | 8.6262 | 0.27878 | 8 | 0.90497
55660 | 5.355 | 1 | 365 | 6.1264 | 0.2716 | 6 | 0.39802
39555 | 7.02 | 1 | 365 | 8.0313 | 0.087144 | 8 | 0.11842
55648 | 5.46 | 1 | 365 | 6.2465 | 0.51222 | 6 | 0.75877
50612 | 4.68 | 1 | 365 | 5.3542 | 0.72476 | 6 | 0.078945
39228 | 6.24 | 1 | 365 | 7.1389 | 0.29968 | 7 | 0.43859
55781 | 7.8 | 1 | 365 | 8.9236 | 0.8746 | 9 | 0.79824
54141 | 4.335 | 1 | 365 | 4.9595 | 0.93416 | 5 | 0.89364
55786 | 5.98 | 1 | 365 | 6.8415 | 0.70386 | 7 | 0.54532
54142 | 7.905 | 1 | 365 | 9.0438 | 0.11522 | 9 | 0.15899
55788 | 9.62 | 1 | 365 | 11.0058 | 0.045346 | 11 | 0.051165
45170 | 9.805 | 1 | 365 | 11.2175 | 0.46929 | 11 | 0.68676
37737 | 5.035 | 1 | 365 | 5.7603 | 0.53829 | 6 | 0.29861
45760 | 4.68 | 1 | 365 | 5.3542 | 0.72476 | 6 | 0.078945
55839 | 6.5 | 1 | 365 | 7.4364 | 0.8955 | 8 | 0.33187
54697 | 4.86 | 1 | 365 | 5.5601 | 0.13725 | 5 | 0.69737
55844 | 6.63 | 1 | 365 | 7.5851 | 0.19341 | 7 | 0.77851
54694 | 9.1 | 1 | 365 | 10.4109 | 0.85371 | 11 | 0.26462
55718 | 4.94 | 1 | 365 | 5.6516 | 0.32058 | 5 | 0.97222
54659 | 8.48 | 1 | 365 | 9.7016 | 0.4329 | 10 | 0.1345
54485 | 9.99 | 1 | 365 | 11.4291 | 0.89324 | 12 | 0.32236
54593 | 5.865 | 1 | 365 | 6.7099 | 0.44033 | 7 | 0.15022
54590 | 5.035 | 1 | 365 | 5.7603 | 0.53829 | 6 | 0.29861
55719 | 2.34 | 1 | 365 | 2.6771 | 0.36238 | 3 | 0.039472
54588 | 9.01 | 1 | 365 | 10.3079 | 0.64746 | 10 | 0.9554
55848 | 4.94 | 1 | 365 | 5.6516 | 0.32058 | 5 | 0.97222
55645 | 6.24 | 1 | 365 | 7.1389 | 0.29968 | 7 | 0.43859
54509 | 8.925 | 1 | 365 | 10.2107 | 0.45267 | 10 | 0.66337
55703 | 4.32 | 1 | 365 | 4.9423 | 0.89978 | 5 | 0.8421
55663 | 6.885 | 1 | 365 | 7.8768 | 0.77778 | 8 | 0.6546
54530 | 14.025 | 1 | 365 | 16.0454 | 0.13991 | 16 | 0.1853
55669 | 7.65 | 1 | 365 | 8.752 | 0.53086 | 9 | 0.28289
54571 | 3.78 | 1 | 365 | 4.3245 | 0.66231 | 4 | 0.98684
55664 | 12.22 | 1 | 365 | 13.9804 | 0.0035475 | 13 | 0.98391
54534 | 2.805 | 1 | 365 | 3.2091 | 0.42798 | 3 | 0.63706
55642 | 4.08 | 1 | 365 | 4.6677 | 0.34979 | 5 | 0.017542
55132 | 7.14 | 1 | 365 | 8.1686 | 0.36214 | 8 | 0.5307
55438 | 7.28 | 1 | 365 | 8.3287 | 0.68296 | 9 | 0.011692
55666 | 2.16 | 1 | 365 | 2.4712 | 0.94989 | 3 | 0.42105
55358 | 9.945 | 1 | 365 | 11.3776 | 0.79012 | 12 | 0.16776
55665 | 7.395 | 1 | 365 | 8.4603 | 0.9465 | 9 | 0.40679
54637 | 5.85 | 1 | 365 | 6.6927 | 0.40595 | 7 | 0.098681
40373 | 3.64 | 1 | 365 | 4.1644 | 0.34148 | 4 | 0.50585
55667 | 7.42 | 1 | 365 | 8.4889 | 0.0037907 | 8 | 0.49269
55668 | 15.08 | 1 | 365 | 17.2524 | 0.55757 | 17 | 0.80993
38562 | 8.84 | 1 | 365 | 10.1135 | 0.25789 | 10 | 0.37134
55671 | 12.495 | 1 | 365 | 14.295 | 0.63374 | 14 | 0.92872
55628 | 5.61 | 1 | 365 | 6.4182 | 0.85597 | 7 | 0.27412
55670 | 7.905 | 1 | 365 | 9.0438 | 0.11522 | 9 | 0.15899
55673 | 5.67 | 1 | 365 | 6.4868 | 0.99346 | 7 | 0.48026
50394 | 3.57 | 1 | 365 | 4.0843 | 0.18107 | 4 | 0.26535
50610 | 5.61 | 1 | 365 | 6.4182 | 0.85597 | 7 | 0.27412
50345 | 8.925 | 1 | 365 | 10.2107 | 0.45267 | 10 | 0.66337
55764 | 8.925 | 1 | 365 | 10.2107 | 0.45267 | 10 | 0.66337
50375 | 6.375 | 1 | 365 | 7.2934 | 0.60905 | 7 | 0.90241
47524 | 5.3 | 1 | 365 | 6.0635 | 0.14556 | 6 | 0.20906
55741 | 3.06 | 1 | 365 | 3.5008 | 0.012345 | 3 | 0.51316
55745 | 11.22 | 1 | 365 | 12.8363 | 0.71193 | 13 | 0.54824
50260 | 7.8 | 1 | 365 | 8.9236 | 0.8746 | 9 | 0.79824
40541 | 3.38 | 1 | 365 | 3.8669 | 0.74566 | 4 | 0.61257
50661 | 18.02 | 1 | 365 | 20.6159 | 0.29492 | 20 | 0.91081
43292 | 8.58 | 1 | 365 | 9.816 | 0.66207 | 10 | 0.47807
48442 | 7.02 | 1 | 365 | 8.0313 | 0.087144 | 8 | 0.11842
40709 | 9.805 | 1 | 365 | 11.2175 | 0.46929 | 11 | 0.68676
41087 | 12.75 | 1 | 365 | 14.5867 | 0.2181 | 14 | 0.80482
38052 | 3.12 | 1 | 365 | 3.5695 | 0.14984 | 3 | 0.7193
47573 | 6.885 | 1 | 365 | 7.8768 | 0.77778 | 8 | 0.6546
55380 | 7.395 | 1 | 365 | 8.4603 | 0.9465 | 9 | 0.40679
39360 | 10.66 | 1 | 365 | 12.1956 | 0.42863 | 12 | 0.62426
48568 | 14.04 | 1 | 365 | 16.0625 | 0.17429 | 16 | 0.23683
45664 | 5.46 | 1 | 365 | 6.2465 | 0.51222 | 6 | 0.75877
38093 | 8.745 | 1 | 365 | 10.0048 | 0.040182 | 10 | 0.044952
41287 | 6.24 | 1 | 365 | 7.1389 | 0.29968 | 7 | 0.43859
54878 | 8.32 | 1 | 365 | 9.5185 | 0.066245 | 9 | 0.58479
54861 | 5.72 | 1 | 365 | 6.544 | 0.10804 | 6 | 0.65204
55854 | 6.24 | 1 | 365 | 7.1389 | 0.29968 | 7 | 0.43859
53758 | 3.64 | 1 | 365 | 4.1644 | 0.34148 | 4 | 0.50585
55857 | 5.72 | 1 | 365 | 6.544 | 0.10804 | 6 | 0.65204
53903 | 8.06 | 1 | 365 | 9.2211 | 0.47042 | 9 | 0.69152
55868 | 4.16 | 1 | 365 | 4.7593 | 0.53312 | 5 | 0.2924
54942 | 6.5 | 1 | 365 | 7.4364 | 0.8955 | 8 | 0.33187
55206 | 6.5 | 1 | 365 | 7.4364 | 0.8955 | 8 | 0.33187
50561 | 10.4 | 1 | 365 | 11.8982 | 0.83281 | 12 | 0.73099
55205 | 4.16 | 1 | 365 | 4.7593 | 0.53312 | 5 | 0.2924
55864 | 6.5 | 1 | 365 | 7.4364 | 0.8955 | 8 | 0.33187
55102 | 2.34 | 1 | 365 | 2.6771 | 0.36238 | 3 | 0.039472
55869 | 4.77 | 1 | 365 | 5.4571 | 0.93101 | 6 | 0.38816
55235 | 7.28 | 1 | 365 | 8.3287 | 0.68296 | 9 | 0.011692
55867 | 9.435 | 1 | 365 | 10.7942 | 0.6214 | 11 | 0.41557
55907 | 3.12 | 1 | 365 | 3.5695 | 0.14984 | 3 | 0.7193
55906 | 6.5 | 1 | 365 | 7.4364 | 0.8955 | 8 | 0.33187
55896 | 9.69 | 1 | 365 | 11.0859 | 0.20576 | 11 | 0.29166
55892 | 6.885 | 1 | 365 | 7.8768 | 0.77778 | 8 | 0.6546
55672 | 8.215 | 1 | 365 | 9.3984 | 0.82563 | 10 | 0.22405
45490 | 5.72 | 1 | 365 | 6.544 | 0.10804 | 6 | 0.65204
55893 | 4.845 | 1 | 365 | 5.543 | 0.10288 | 5 | 0.64583
55880 | 4.505 | 1 | 365 | 5.154 | 0.32373 | 5 | 0.4777
50452 | 9.69 | 1 | 365 | 11.0859 | 0.20576 | 11 | 0.29166
55674 | 7.14 | 1 | 365 | 8.1686 | 0.36214 | 8 | 0.5307
55887 | 11.475 | 1 | 365 | 13.128 | 0.29629 | 13 | 0.42434
55675 | 5.83 | 1 | 365 | 6.6698 | 0.36012 | 7 | 0.029968
55870 | 12.19 | 1 | 365 | 13.946 | 0.9348 | 14 | 0.88084
55685 | 2.12 | 1 | 365 | 2.4254 | 0.85823 | 3 | 0.28362
55686 | 5.98 | 1 | 365 | 6.8415 | 0.70386 | 7 | 0.54532
54698 | 2.16 | 1 | 365 | 2.4712 | 0.94989 | 3 | 0.42105
55876 | 9.18 | 1 | 365 | 10.5024 | 0.037035 | 10 | 0.53947
55874 | 7.28 | 1 | 365 | 8.3287 | 0.68296 | 9 | 0.011692
55687 | 7.685 | 1 | 365 | 8.7921 | 0.61107 | 9 | 0.40314
55688 | 5.61 | 1 | 365 | 6.4182 | 0.85597 | 7 | 0.27412
54604 | 5.61 | 1 | 365 | 6.4182 | 0.85597 | 7 | 0.27412
55689 | 8.925 | 1 | 365 | 10.2107 | 0.45267 | 10 | 0.66337
41801 | 4.94 | 1 | 365 | 5.6516 | 0.32058 | 5 | 0.97222
55872 | 7.54 | 1 | 365 | 8.6262 | 0.27878 | 8 | 0.90497
55960 | 8.32 | 1 | 365 | 9.5185 | 0.066245 | 9 | 0.58479
55959 | 7.14 | 1 | 365 | 8.1686 | 0.36214 | 8 | 0.5307
55690 | 9.69 | 1 | 365 | 11.0859 | 0.20576 | 11 | 0.29166
55691 | 7.155 | 1 | 365 | 8.1857 | 0.39651 | 8 | 0.58223
55692 | 3.825 | 1 | 365 | 4.376 | 0.76543 | 5 | 0.14145
55693 | 13.26 | 1 | 365 | 15.1702 | 0.38683 | 15 | 0.55701
55865 | 7.905 | 1 | 365 | 9.0438 | 0.11522 | 9 | 0.15899
55694 | 13 | 1 | 365 | 14.8727 | 0.79101 | 15 | 0.66374
55954 | 4.42 | 1 | 365 | 5.0567 | 0.12894 | 5 | 0.18567
55929 | 5.46 | 1 | 365 | 6.2465 | 0.51222 | 6 | 0.75877
28744 | 3.315 | 1 | 365 | 3.7925 | 0.59671 | 4 | 0.38925
55921 | 7.02 | 1 | 365 | 8.0313 | 0.087144 | 8 | 0.11842
54599 | 13.32 | 1 | 365 | 15.2388 | 0.52433 | 15 | 0.76315
54597 | 7.24 | 1 | 365 | 8.283 | 0.5913 | 8 | 0.87427
55695 | 3.18 | 1 | 365 | 3.6381 | 0.28734 | 3 | 0.92544
55696 | 10.2 | 1 | 365 | 11.6694 | 0.37448 | 12 | 0.043854
55697 | 3.78 | 1 | 365 | 4.3245 | 0.66231 | 4 | 0.98684
55699 | 8.67 | 1 | 365 | 9.919 | 0.86831 | 10 | 0.78728
55700 | 4.845 | 1 | 365 | 5.543 | 0.10288 | 5 | 0.64583
42996 | 10.6 | 1 | 365 | 12.127 | 0.29113 | 12 | 0.41812
55996 | 2.12 | 1 | 365 | 2.4254 | 0.85823 | 3 | 0.28362
55983 | 7.54 | 1 | 365 | 8.6262 | 0.27878 | 8 | 0.90497
55995 | 11.44 | 1 | 365 | 13.088 | 0.21609 | 13 | 0.30409
55982 | 2.55 | 1 | 365 | 2.9173 | 0.84362 | 3 | 0.76096
55980 | 4.08 | 1 | 365 | 4.6677 | 0.34979 | 5 | 0.017542
55972 | 4.845 | 1 | 365 | 5.543 | 0.10288 | 5 | 0.64583
55958 | 3.825 | 1 | 365 | 4.376 | 0.76543 | 5 | 0.14145
56145 | 2.295 | 1 | 365 | 2.6256 | 0.25926 | 2 | 0.88487
55917 | 7.02 | 1 | 365 | 8.0313 | 0.087144 | 8 | 0.11842
55908 | 2.34 | 1 | 365 | 2.6771 | 0.36238 | 3 | 0.039472
55881 | 3.38 | 1 | 365 | 3.8669 | 0.74566 | 4 | 0.61257
55877 | 6.12 | 1 | 365 | 7.0016 | 0.02469 | 7 | 0.026313
55998 | 2.65 | 1 | 365 | 3.0317 | 0.072782 | 3 | 0.10453
56142 | 3.57 | 1 | 365 | 4.0843 | 0.18107 | 4 | 0.26535
56144 | 5.865 | 1 | 365 | 6.7099 | 0.44033 | 7 | 0.15022
56139 | 9.435 | 1 | 365 | 10.7942 | 0.6214 | 11 | 0.41557
56140 | 3.12 | 1 | 365 | 3.5695 | 0.14984 | 3 | 0.7193
55878 | 4.68 | 1 | 365 | 5.3542 | 0.72476 | 6 | 0.078945
56384 | 10.8 | 1 | 365 | 12.3558 | 0.74945 | 13 | 0.10526
17856 | 498.7 | 0.8 | 365 | 456.4326 | 0.26312 | 456 | 0.6957
30727 | 443.085 | 1 | 365 | 506.9141 | 0.38068 | 507 | 0.29473
55999 | 3.64 | 1 | 365 | 4.1644 | 0.34148 | 4 | 0.50585
31311 | 172.38 | 0.9 | 365 | 177.4911 | 0.52589 | 178 | 0.017025
55873 | 11.985 | 1 | 365 | 13.7115 | 0.46502 | 14 | 0.17653
43256 | 9.84 | 1 | 365 | 11.2575 | 0.5495 | 11 | 0.80701
55875 | 4.335 | 1 | 365 | 4.9595 | 0.93416 | 5 | 0.89364
32965 | 150.93 | 0.9 | 365 | 155.4051 | 0.28624 | 155 | 0.69138
54639 | 3.36 | 1 | 365 | 3.844 | 0.69983 | 4 | 0.54386
56083 | 5.2 | 1 | 365 | 5.9491 | 0.9164 | 6 | 0.86549
51568 | 4.48 | 1 | 365 | 5.1254 | 0.26644 | 5 | 0.39181
50084 | 7.5 | 1 | 365 | 8.5804 | 0.18712 | 8 | 0.76754
46248 | 6 | 1 | 365 | 6.8643 | 0.7497 | 7 | 0.61403
56081 | 6.12 | 1 | 365 | 7.0016 | 0.02469 | 7 | 0.026313
55969 | 3.9 | 1 | 365 | 4.4618 | 0.9373 | 5 | 0.39912
56076 | 2.55 | 1 | 365 | 2.9173 | 0.84362 | 3 | 0.76096
54619 | 6.24 | 1 | 365 | 7.1389 | 0.29968 | 7 | 0.43859
56094 | 3.315 | 1 | 365 | 3.7925 | 0.59671 | 4 | 0.38925
56077 | 14.025 | 1 | 365 | 16.0454 | 0.13991 | 16 | 0.1853
56092 | 9.945 | 1 | 365 | 11.3776 | 0.79012 | 12 | 0.16776
56074 | 7.395 | 1 | 365 | 8.4603 | 0.9465 | 9 | 0.40679
56073 | 17.595 | 1 | 365 | 20.1297 | 0.32098 | 20 | 0.45065
56072 | 5.98 | 1 | 365 | 6.8415 | 0.70386 | 7 | 0.54532
56069 | 8.32 | 1 | 365 | 9.5185 | 0.066245 | 9 | 0.58479
56037 | 4.845 | 1 | 365 | 5.543 | 0.10288 | 5 | 0.64583
56091 | 6.24 | 1 | 365 | 7.1389 | 0.29968 | 7 | 0.43859
56026 | 13.515 | 1 | 365 | 15.4619 | 0.97119 | 16 | 0.43311
56090 | 3.38 | 1 | 365 | 3.8669 | 0.74566 | 4 | 0.61257
56016 | 7.65 | 1 | 365 | 8.752 | 0.53086 | 9 | 0.28289
56097 | 5.98 | 1 | 365 | 6.8415 | 0.70386 | 7 | 0.54532
56237 | 3.38 | 1 | 365 | 3.8669 | 0.74566 | 4 | 0.61257
55903 | 4.94 | 1 | 365 | 5.6516 | 0.32058 | 5 | 0.97222
56007 | 6.75 | 1 | 365 | 7.7224 | 0.46841 | 8 | 0.19079
56011 | 11.18 | 1 | 365 | 12.7905 | 0.62027 | 13 | 0.41081
56005 | 13.515 | 1 | 365 | 15.4619 | 0.97119 | 16 | 0.43311
45486 | 6.095 | 1 | 365 | 6.973 | 0.9674 | 7 | 0.94042
56003 | 4.16 | 1 | 365 | 4.7593 | 0.53312 | 5 | 0.2924
56254 | 14.025 | 1 | 365 | 16.0454 | 0.13991 | 16 | 0.1853
56253 | 9.945 | 1 | 365 | 11.3776 | 0.79012 | 12 | 0.16776
56245 | 11.96 | 1 | 365 | 13.6829 | 0.40773 | 14 | 0.090637
56229 | 4.68 | 1 | 365 | 5.3542 | 0.72476 | 6 | 0.078945
56227 | 4.42 | 1 | 365 | 5.0567 | 0.12894 | 5 | 0.18567
56222 | 4.16 | 1 | 365 | 4.7593 | 0.53312 | 5 | 0.2924
47574 | 5.25 | 1 | 365 | 6.0063 | 0.030984 | 6 | 0.037278
56215 | 2.805 | 1 | 365 | 3.2091 | 0.42798 | 3 | 0.63706
45245 | 6 | 1 | 365 | 6.8643 | 0.7497 | 7 | 0.61403
50232 | 6.24 | 1 | 365 | 7.1389 | 0.29968 | 7 | 0.43859
43937 | 3.36 | 1 | 365 | 3.844 | 0.69983 | 4 | 0.54386
44556 | 7.905 | 1 | 365 | 9.0438 | 0.11522 | 9 | 0.15899
44490 | 12.09 | 1 | 365 | 13.8316 | 0.70564 | 14 | 0.53727
47793 | 8.75 | 1 | 365 | 10.0105 | 0.05164 | 10 | 0.06213
54791 | 8.4 | 1 | 365 | 9.6101 | 0.24957 | 9 | 0.85964
41333 | 7.935 | 1 | 365 | 9.0781 | 0.18397 | 9 | 0.26206
56160 | 12.5 | 1 | 365 | 14.3007 | 0.6452 | 14 | 0.9459
49149 | 5.04 | 1 | 365 | 5.766 | 0.54974 | 6 | 0.31579
46495 | 4.2 | 1 | 365 | 4.805 | 0.62479 | 5 | 0.42982
54831 | 6.6 | 1 | 365 | 7.5508 | 0.12467 | 7 | 0.67544
44327 | 8.82 | 1 | 365 | 10.0906 | 0.21205 | 10 | 0.30263
54846 | 5.1 | 1 | 365 | 5.8347 | 0.68724 | 6 | 0.52193
54843 | 14.49 | 1 | 365 | 16.5774 | 0.20552 | 16 | 0.78289
54899 | 7 | 1 | 365 | 8.0084 | 0.041312 | 8 | 0.049704
54898 | 8.25 | 1 | 365 | 9.4385 | 0.90583 | 10 | 0.34429
55925 | 5.035 | 1 | 365 | 5.7603 | 0.53829 | 6 | 0.29861
55772 | 8.7 | 1 | 365 | 9.9533 | 0.93706 | 10 | 0.89035
35848 | 14.07 | 1 | 365 | 16.0969 | 0.24304 | 16 | 0.33991
48878 | 7.848 | 1 | 365 | 8.9786 | 0.9846 | 9 | 0.96315
54916 | 9.36 | 1 | 365 | 10.7084 | 0.44953 | 11 | 0.15789
49845 | 7.8 | 1 | 365 | 8.9236 | 0.8746 | 9 | 0.79824
45780 | 7.28 | 1 | 365 | 8.3287 | 0.68296 | 9 | 0.011692
54924 | 3.18 | 1 | 365 | 3.6381 | 0.28734 | 3 | 0.92544
54911 | 9 | 1 | 365 | 10.2965 | 0.62454 | 10 | 0.92105
50239 | 8.19 | 1 | 365 | 9.3698 | 0.76834 | 10 | 0.13815
55024 | 2.805 | 1 | 365 | 3.2091 | 0.42798 | 3 | 0.63706
49250 | 7.5 | 1 | 365 | 8.5804 | 0.18712 | 8 | 0.76754
55027 | 6 | 1 | 365 | 6.8643 | 0.7497 | 7 | 0.61403
48346 | 9.6 | 1 | 365 | 10.9829 | 0.99951 | 11 | 0.98245
23962 | 9.88 | 1 | 365 | 11.3033 | 0.64117 | 11 | 0.94444
44043 | 8.829 | 1 | 365 | 10.1009 | 0.23268 | 10 | 0.33355
51217 | 6.63 | 1 | 365 | 7.5851 | 0.19341 | 7 | 0.77851
41378 | 11.2 | 1 | 365 | 12.8134 | 0.6661 | 13 | 0.47953
44314 | 6.615 | 1 | 365 | 7.5679 | 0.15904 | 7 | 0.72697
55122 | 9.3 | 1 | 365 | 10.6397 | 0.31203 | 10 | 0.95175
48521 | 9.52 | 1 | 365 | 10.8914 | 0.81618 | 11 | 0.7076
55121 | 9.3 | 1 | 365 | 10.6397 | 0.31203 | 10 | 0.95175
55128 | 7.125 | 1 | 365 | 8.1514 | 0.32776 | 8 | 0.47916
55127 | 4.2 | 1 | 365 | 4.805 | 0.62479 | 5 | 0.42982
44056 | 9.45 | 1 | 365 | 10.8113 | 0.65577 | 11 | 0.4671
55129 | 8.4 | 1 | 365 | 9.6101 | 0.24957 | 9 | 0.85964
50137 | 15.39 | 1 | 365 | 17.607 | 0.26797 | 17 | 0.87499
55135 | 5.3 | 1 | 365 | 6.0635 | 0.14556 | 6 | 0.20906
39893 | 12.32 | 1 | 365 | 14.0948 | 0.23271 | 14 | 0.32748
39818 | 12.32 | 1 | 365 | 14.0948 | 0.23271 | 14 | 0.32748
49418 | 3.9 | 1 | 365 | 4.4618 | 0.9373 | 5 | 0.39912
36971 | 12.32 | 1 | 365 | 14.0948 | 0.23271 | 14 | 0.32748
39102 | 6.24 | 1 | 365 | 7.1389 | 0.29968 | 7 | 0.43859
55180 | 7.5 | 1 | 365 | 8.5804 | 0.18712 | 8 | 0.76754
55183 | 5.83 | 1 | 365 | 6.6698 | 0.36012 | 7 | 0.029968
55176 | 5.565 | 1 | 365 | 6.3667 | 0.75284 | 7 | 0.11951
55177 | 8.525 | 1 | 365 | 9.7531 | 0.53603 | 10 | 0.2891
55181 | 10.6 | 1 | 365 | 12.127 | 0.29113 | 12 | 0.41812
55182 | 3.71 | 1 | 365 | 4.2444 | 0.5019 | 4 | 0.74634
45240 | 14.49 | 1 | 365 | 16.5774 | 0.20552 | 16 | 0.78289
49868 | 8.28 | 1 | 365 | 9.4728 | 0.97458 | 10 | 0.44736
55187 | 8 | 1 | 365 | 9.1524 | 0.33293 | 9 | 0.48538
55190 | 10.5 | 1 | 365 | 12.0126 | 0.061968 | 12 | 0.074556
55192 | 9.9 | 1 | 365 | 11.3262 | 0.687 | 12 | 0.013153
50856 | 8.96 | 1 | 365 | 10.2507 | 0.53288 | 10 | 0.78362
56286 | 10.965 | 1 | 365 | 12.5446 | 0.12757 | 12 | 0.67214
54705 | 6.5 | 1 | 365 | 7.4364 | 0.8955 | 8 | 0.33187
50599 | 5.2 | 1 | 365 | 5.9491 | 0.9164 | 6 | 0.86549
55191 | 5.46 | 1 | 365 | 6.2465 | 0.51222 | 6 | 0.75877
42898 | 3.64 | 1 | 365 | 4.1644 | 0.34148 | 4 | 0.50585
38405 | 7.28 | 1 | 365 | 8.3287 | 0.68296 | 9 | 0.011692
55448 | 8.835 | 1 | 365 | 10.1077 | 0.24643 | 10 | 0.35416
54641 | 5.7 | 1 | 365 | 6.5211 | 0.062211 | 6 | 0.58333
55210 | 6.867 | 1 | 365 | 7.8562 | 0.73653 | 8 | 0.59276
44055 | 8.502 | 1 | 365 | 9.7268 | 0.48332 | 10 | 0.21008
48539 | 5.22 | 1 | 365 | 5.972 | 0.96224 | 6 | 0.93421
49017 | 11.2 | 1 | 365 | 12.8134 | 0.6661 | 13 | 0.47953
46971 | 8.745 | 1 | 365 | 10.0048 | 0.040182 | 10 | 0.044952
44309 | 7.245 | 1 | 365 | 8.2887 | 0.60276 | 8 | 0.89144
55805 | 6.6 | 1 | 365 | 7.5508 | 0.12467 | 7 | 0.67544
55254 | 6.885 | 1 | 365 | 7.8768 | 0.77778 | 8 | 0.6546
55275 | 6.5 | 1 | 365 | 7.4364 | 0.8955 | 8 | 0.33187
48980 | 16.695 | 1 | 365 | 19.1 | 0.25853 | 19 | 0.35854
47564 | 5.46 | 1 | 365 | 6.2465 | 0.51222 | 6 | 0.75877
43062 | 4.94 | 1 | 365 | 5.6516 | 0.32058 | 5 | 0.97222
53292 | 5.2 | 1 | 365 | 5.9491 | 0.9164 | 6 | 0.86549
55279 | 9.805 | 1 | 365 | 11.2175 | 0.46929 | 11 | 0.68676
55289 | 11.115 | 1 | 365 | 12.7162 | 0.47131 | 13 | 0.18749
55277 | 6.36 | 1 | 365 | 7.2762 | 0.57468 | 7 | 0.85087
47680 | 8.96 | 1 | 365 | 10.2507 | 0.53288 | 10 | 0.78362
47338 | 5.76 | 1 | 365 | 6.5898 | 0.19971 | 6 | 0.78947
55294 | 9.45 | 1 | 365 | 10.8113 | 0.65577 | 11 | 0.4671
55310 | 6.375 | 1 | 365 | 7.2934 | 0.60905 | 7 | 0.90241
55322 | 3.9 | 1 | 365 | 4.4618 | 0.9373 | 5 | 0.39912
55321 | 6.4 | 1 | 365 | 7.322 | 0.66634 | 7 | 0.9883
48895 | 5.46 | 1 | 365 | 6.2465 | 0.51222 | 6 | 0.75877
51075 | 3.975 | 1 | 365 | 4.5476 | 0.10917 | 4 | 0.6568
55392 | 5.565 | 1 | 365 | 6.3667 | 0.75284 | 7 | 0.11951
55391 | 10.6 | 1 | 365 | 12.127 | 0.29113 | 12 | 0.41812
55390 | 4.16 | 1 | 365 | 4.7593 | 0.53312 | 5 | 0.2924
55726 | 11.115 | 1 | 365 | 12.7162 | 0.47131 | 13 | 0.18749
55730 | 6.12 | 1 | 365 | 7.0016 | 0.02469 | 7 | 0.026313
55724 | 5.035 | 1 | 365 | 5.7603 | 0.53829 | 6 | 0.29861
55714 | 3.72 | 1 | 365 | 4.2559 | 0.52481 | 4 | 0.7807
55709 | 11.34 | 1 | 365 | 12.9736 | 0.98693 | 13 | 0.96052
55531 | 7.56 | 1 | 365 | 8.6491 | 0.32462 | 8 | 0.97368
55459 | 9.975 | 1 | 365 | 11.412 | 0.85887 | 12 | 0.27083
55545 | 9.45 | 1 | 365 | 10.8113 | 0.65577 | 11 | 0.4671
55544 | 7.44 | 1 | 365 | 8.5118 | 0.049623 | 8 | 0.5614
55425 | 6.2 | 1 | 365 | 7.0931 | 0.20802 | 7 | 0.30117
55451 | 5 | 1 | 365 | 5.7203 | 0.45808 | 6 | 0.17836
55550 | 5.1 | 1 | 365 | 5.8347 | 0.68724 | 6 | 0.52193
55533 | 6.9 | 1 | 365 | 7.894 | 0.81215 | 8 | 0.70614
56806 | 6.3 | 1 | 365 | 7.2076 | 0.43718 | 7 | 0.64473
56796 | 6.625 | 1 | 365 | 7.5794 | 0.18196 | 7 | 0.76133
43565 | 14.1 | 1 | 365 | 16.1312 | 0.31179 | 16 | 0.44298
56820 | 10.8 | 1 | 365 | 12.3558 | 0.74945 | 13 | 0.10526
55076 | 17.16 | 1 | 365 | 19.632 | 0.32413 | 19 | 0.95613
54986 | 14.04 | 1 | 365 | 16.0625 | 0.17429 | 16 | 0.23683
55910 | 4.16 | 1 | 365 | 4.7593 | 0.53312 | 5 | 0.2924
53574 | 4.94 | 1 | 365 | 5.6516 | 0.32058 | 5 | 0.97222
55388 | 3.12 | 1 | 365 | 3.5695 | 0.14984 | 3 | 0.7193
55029 | 5.2 | 1 | 365 | 5.9491 | 0.9164 | 6 | 0.86549
55777 | 8.84 | 1 | 365 | 10.1135 | 0.25789 | 10 | 0.37134
55142 | 10.14 | 1 | 365 | 11.6007 | 0.23699 | 11 | 0.83771
54240 | 3.38 | 1 | 365 | 3.8669 | 0.74566 | 4 | 0.61257
56014 | 12.48 | 1 | 365 | 14.2778 | 0.59937 | 14 | 0.87719
55168 | 7.28 | 1 | 365 | 8.3287 | 0.68296 | 9 | 0.011692
56013 | 2.6 | 1 | 365 | 2.9745 | 0.9582 | 3 | 0.93275
55427 | 6.24 | 1 | 365 | 7.1389 | 0.29968 | 7 | 0.43859
56010 | 8.06 | 1 | 365 | 9.2211 | 0.47042 | 9 | 0.69152
53682 | 8.06 | 1 | 365 | 9.2211 | 0.47042 | 9 | 0.69152
55886 | 6.5 | 1 | 365 | 7.4364 | 0.8955 | 8 | 0.33187
54119 | 5.72 | 1 | 365 | 6.544 | 0.10804 | 6 | 0.65204
54914 | 5.72 | 1 | 365 | 6.544 | 0.10804 | 6 | 0.65204
54990 | 6.24 | 1 | 365 | 7.1389 | 0.29968 | 7 | 0.43859
55774 | 5.035 | 1 | 365 | 5.7603 | 0.53829 | 6 | 0.29861
56181 | 4.94 | 1 | 365 | 5.6516 | 0.32058 | 5 | 0.97222
55753 | 6.5 | 1 | 365 | 7.4364 | 0.8955 | 8 | 0.33187
53485 | 4.94 | 1 | 365 | 5.6516 | 0.32058 | 5 | 0.97222
33960 | 4.68 | 1 | 365 | 5.3542 | 0.72476 | 6 | 0.078945
55361 | 7.02 | 1 | 365 | 8.0313 | 0.087144 | 8 | 0.11842
52615 | 4.68 | 1 | 365 | 5.3542 | 0.72476 | 6 | 0.078945
53052 | 2.45 | 1 | 365 | 2.8029 | 0.61446 | 3 | 0.4174
35349 | 35.88 | 0.9 | 365 | 36.9439 | 0.00086387 | 36 | 0.94472
53791 | 49.98 | 0.9 | 365 | 51.4619 | 0.081471 | 51 | 0.5434
53489 | 4.94 | 1 | 365 | 5.6516 | 0.32058 | 5 | 0.97222
50846 | 4.68 | 1 | 365 | 5.3542 | 0.72476 | 6 | 0.078945
54789 | 4.16 | 1 | 365 | 4.7593 | 0.53312 | 5 | 0.2924
51722 | 9.1 | 1 | 365 | 10.4109 | 0.85371 | 11 | 0.26462
55748 | 9.62 | 1 | 365 | 11.0058 | 0.045346 | 11 | 0.051165
52618 | 10.4 | 1 | 365 | 11.8982 | 0.83281 | 12 | 0.73099
32743 | 7.8 | 1 | 365 | 8.9236 | 0.8746 | 9 | 0.79824
31739 | 2.6 | 1 | 365 | 2.9745 | 0.9582 | 3 | 0.93275
53960 | 9.1 | 1 | 365 | 10.4109 | 0.85371 | 11 | 0.26462
56195 | 6.24 | 1 | 365 | 7.1389 | 0.29968 | 7 | 0.43859
55216 | 7.54 | 1 | 365 | 8.6262 | 0.27878 | 8 | 0.90497
55039 | 5.98 | 1 | 365 | 6.8415 | 0.70386 | 7 | 0.54532
55152 | 3.38 | 1 | 365 | 3.8669 | 0.74566 | 4 | 0.61257
54967 | 7.02 | 1 | 365 | 8.0313 | 0.087144 | 8 | 0.11842
55050 | 6.76 | 1 | 365 | 7.7338 | 0.49132 | 8 | 0.22514
54207 | 9.36 | 1 | 365 | 10.7084 | 0.44953 | 11 | 0.15789
55035 | 2.6 | 1 | 365 | 2.9745 | 0.9582 | 3 | 0.93275
32149 | 8.06 | 1 | 365 | 9.2211 | 0.47042 | 9 | 0.69152
55295 | 5.72 | 1 | 365 | 6.544 | 0.10804 | 6 | 0.65204
54137 | 6.24 | 1 | 365 | 7.1389 | 0.29968 | 7 | 0.43859
52344 | 6.5 | 1 | 365 | 7.4364 | 0.8955 | 8 | 0.33187
30647 | 8.58 | 1 | 365 | 9.816 | 0.66207 | 10 | 0.47807
48463 | 12.22 | 1 | 365 | 13.9804 | 0.0035475 | 13 | 0.98391
52567 | 4.9 | 1 | 365 | 5.6059 | 0.22892 | 5 | 0.83479
53688 | 6.5 | 1 | 365 | 7.4364 | 0.8955 | 8 | 0.33187
56230 | 11.7 | 1 | 365 | 13.3855 | 0.81191 | 14 | 0.19736
54415 | 8.06 | 1 | 365 | 9.2211 | 0.47042 | 9 | 0.69152
53089 | 11.96 | 1 | 365 | 13.6829 | 0.40773 | 14 | 0.090637
53671 | 4.94 | 1 | 365 | 5.6516 | 0.32058 | 5 | 0.97222
55079 | 4.68 | 1 | 365 | 5.3542 | 0.72476 | 6 | 0.078945
55084 | 5.98 | 1 | 365 | 6.8415 | 0.70386 | 7 | 0.54532
54215 | 4.42 | 1 | 365 | 5.0567 | 0.12894 | 5 | 0.18567
52841 | 9.1 | 1 | 365 | 10.4109 | 0.85371 | 11 | 0.26462
53838 | 6.24 | 1 | 365 | 7.1389 | 0.29968 | 7 | 0.43859
56271 | 3.9 | 1 | 365 | 4.4618 | 0.9373 | 5 | 0.39912
55370 | 5.2 | 1 | 365 | 5.9491 | 0.9164 | 6 | 0.86549
53031 | 14.04 | 1 | 365 | 16.0625 | 0.17429 | 16 | 0.23683
55331 | 9.275 | 1 | 365 | 10.6111 | 0.25474 | 10 | 0.86586
55044 | 5.72 | 1 | 365 | 6.544 | 0.10804 | 6 | 0.65204
55087 | 7.8 | 1 | 365 | 8.9236 | 0.8746 | 9 | 0.79824
53675 | 4.68 | 1 | 365 | 5.3542 | 0.72476 | 6 | 0.078945
52971 | 4.16 | 1 | 365 | 4.7593 | 0.53312 | 5 | 0.2924
55237 | 6.76 | 1 | 365 | 7.7338 | 0.49132 | 8 | 0.22514
54390 | 4.94 | 1 | 365 | 5.6516 | 0.32058 | 5 | 0.97222
53894 | 11.44 | 1 | 365 | 13.088 | 0.21609 | 13 | 0.30409
55150 | 5.2 | 1 | 365 | 5.9491 | 0.9164 | 6 | 0.86549
54947 | 5.98 | 1 | 365 | 6.8415 | 0.70386 | 7 | 0.54532
25107 | 8.58 | 1 | 365 | 9.816 | 0.66207 | 10 | 0.47807
33813 | 7.02 | 1 | 365 | 8.0313 | 0.087144 | 8 | 0.11842
55359 | 7.54 | 1 | 365 | 8.6262 | 0.27878 | 8 | 0.90497
51750 | 9.62 | 1 | 365 | 11.0058 | 0.045346 | 11 | 0.051165
56012 | 5.98 | 1 | 365 | 6.8415 | 0.70386 | 7 | 0.54532
55137 | 4.94 | 1 | 365 | 5.6516 | 0.32058 | 5 | 0.97222
54835 | 3.12 | 1 | 365 | 3.5695 | 0.14984 | 3 | 0.7193
55355 | 6.76 | 1 | 365 | 7.7338 | 0.49132 | 8 | 0.22514
51106 | 9.6 | 1 | 365 | 10.9829 | 0.99951 | 11 | 0.98245
52775 | 8.06 | 1 | 365 | 9.2211 | 0.47042 | 9 | 0.69152
52443 | 6.5 | 1 | 365 | 7.4364 | 0.8955 | 8 | 0.33187
51704 | 12.74 | 1 | 365 | 14.5753 | 0.19519 | 14 | 0.77046
53911 | 7.54 | 1 | 365 | 8.6262 | 0.27878 | 8 | 0.90497
53690 | 5.72 | 1 | 365 | 6.544 | 0.10804 | 6 | 0.65204
52640 | 9.36 | 1 | 365 | 10.7084 | 0.44953 | 11 | 0.15789
56489 | 6.76 | 1 | 365 | 7.7338 | 0.49132 | 8 | 0.22514
56484 | 5.3 | 1 | 365 | 6.0635 | 0.14556 | 6 | 0.20906
56485 | 3.9 | 1 | 365 | 4.4618 | 0.9373 | 5 | 0.39912
55598 | 9.945 | 1 | 365 | 11.3776 | 0.79012 | 12 | 0.16776
55597 | 11.4 | 1 | 365 | 13.0422 | 0.12442 | 13 | 0.16666
55587 | 7.28 | 1 | 365 | 8.3287 | 0.68296 | 9 | 0.011692
55582 | 4.77 | 1 | 365 | 5.4571 | 0.93101 | 6 | 0.38816
55677 | 12.1 | 1 | 365 | 13.8431 | 0.72855 | 14 | 0.57163
55679 | 10.07 | 1 | 365 | 11.5206 | 0.076573 | 11 | 0.59722
55659 | 6.21 | 1 | 365 | 7.1046 | 0.23094 | 7 | 0.33552
55713 | 10.83 | 1 | 365 | 12.3901 | 0.8182 | 13 | 0.20833
55720 | 5.1 | 1 | 365 | 5.8347 | 0.68724 | 6 | 0.52193
55605 | 5 | 1 | 365 | 5.7203 | 0.45808 | 6 | 0.17836
55722 | 5.8 | 1 | 365 | 6.6355 | 0.29137 | 6 | 0.9269
55739 | 5.985 | 1 | 365 | 6.8472 | 0.71532 | 7 | 0.5625
55740 | 7.8 | 1 | 365 | 8.9236 | 0.8746 | 9 | 0.79824
55721 | 9.88 | 1 | 365 | 11.3033 | 0.64117 | 11 | 0.94444
55744 | 5.4 | 1 | 365 | 6.1779 | 0.37473 | 6 | 0.55263
55737 | 10.26 | 1 | 365 | 11.738 | 0.51198 | 12 | 0.24999
55750 | 3.825 | 1 | 365 | 4.376 | 0.76543 | 5 | 0.14145
55612 | 3.57 | 1 | 365 | 4.0843 | 0.18107 | 4 | 0.26535
55749 | 7.5 | 1 | 365 | 8.5804 | 0.18712 | 8 | 0.76754
55604 | 4.59 | 1 | 365 | 5.2512 | 0.51852 | 5 | 0.76973
55613 | 6.12 | 1 | 365 | 7.0016 | 0.02469 | 7 | 0.026313
55754 | 3.825 | 1 | 365 | 4.376 | 0.76543 | 5 | 0.14145
55760 | 9.3 | 1 | 365 | 10.6397 | 0.31203 | 10 | 0.95175
55575 | 5.2 | 1 | 365 | 5.9491 | 0.9164 | 6 | 0.86549
55570 | 5.2 | 1 | 365 | 5.9491 | 0.9164 | 6 | 0.86549
55579 | 8.84 | 1 | 365 | 10.1135 | 0.25789 | 10 | 0.37134
55567 | 11.96 | 1 | 365 | 13.6829 | 0.40773 | 14 | 0.090637
55779 | 2.34 | 1 | 365 | 2.6771 | 0.36238 | 3 | 0.039472
55564 | 7.28 | 1 | 365 | 8.3287 | 0.68296 | 9 | 0.011692
55562 | 7.28 | 1 | 365 | 8.3287 | 0.68296 | 9 | 0.011692
55554 | 7.42 | 1 | 365 | 8.4889 | 0.0037907 | 8 | 0.49269
55413 | 4.16 | 1 | 365 | 4.7593 | 0.53312 | 5 | 0.2924
55783 | 7.8 | 1 | 365 | 8.9236 | 0.8746 | 9 | 0.79824
55555 | 3.9 | 1 | 365 | 4.4618 | 0.9373 | 5 | 0.39912
55164 | 6.76 | 1 | 365 | 7.7338 | 0.49132 | 8 | 0.22514
55553 | 7.54 | 1 | 365 | 8.6262 | 0.27878 | 8 | 0.90497
55552 | 7.54 | 1 | 365 | 8.6262 | 0.27878 | 8 | 0.90497
31882 | 4.94 | 1 | 365 | 5.6516 | 0.32058 | 5 | 0.97222
55557 | 2.34 | 1 | 365 | 2.6771 | 0.36238 | 3 | 0.039472
32489 | 9.88 | 1 | 365 | 11.3033 | 0.64117 | 11 | 0.94444
52113 | 4.845 | 1 | 365 | 5.543 | 0.10288 | 5 | 0.64583
54746 | 7.02 | 1 | 365 | 8.0313 | 0.087144 | 8 | 0.11842
53530 | 9.62 | 1 | 365 | 11.0058 | 0.045346 | 11 | 0.051165
54388 | 5.46 | 1 | 365 | 6.2465 | 0.51222 | 6 | 0.75877
29724 | 5.2 | 1 | 365 | 5.9491 | 0.9164 | 6 | 0.86549
55353 | 6.5 | 1 | 365 | 7.4364 | 0.8955 | 8 | 0.33187
54751 | 5.98 | 1 | 365 | 6.8415 | 0.70386 | 7 | 0.54532
56320 | 7.65 | 1 | 365 | 8.752 | 0.53086 | 9 | 0.28289
50129 | 4.32 | 1 | 365 | 4.9423 | 0.89978 | 5 | 0.8421
51240 | 4.2 | 1 | 365 | 4.805 | 0.62479 | 5 | 0.42982
45923 | 9.945 | 1 | 365 | 11.3776 | 0.79012 | 12 | 0.16776
50639 | 5.7 | 1 | 365 | 6.5211 | 0.062211 | 6 | 0.58333
45810 | 6.5 | 1 | 365 | 7.4364 | 0.8955 | 8 | 0.33187
57685 | 6.21 | 1 | 365 | 7.1046 | 0.23094 | 7 | 0.33552
57548 | 7.83 | 1 | 365 | 8.958 | 0.94335 | 9 | 0.90131
50082 | 5.4 | 1 | 365 | 6.1779 | 0.37473 | 6 | 0.55263
57682 | 14.04 | 1 | 365 | 16.0625 | 0.17429 | 16 | 0.23683
52930 | 9 | 1 | 365 | 10.2965 | 0.62454 | 10 | 0.92105
39260 | 10.4 | 1 | 365 | 11.8982 | 0.83281 | 12 | 0.73099
57610 | 10.4 | 1 | 365 | 11.8982 | 0.83281 | 12 | 0.73099
49555 | 6.89 | 1 | 365 | 7.8825 | 0.78923 | 8 | 0.67178
57612 | 9.3 | 1 | 365 | 10.6397 | 0.31203 | 10 | 0.95175
57435 | 14.7 | 1 | 365 | 16.8176 | 0.68676 | 17 | 0.50438
46819 | 5.67 | 1 | 365 | 6.4868 | 0.99346 | 7 | 0.48026
57468 | 7.84 | 1 | 365 | 8.9694 | 0.96627 | 9 | 0.93567
29106 | 9.1 | 1 | 365 | 10.4109 | 0.85371 | 11 | 0.26462
46835 | 7.56 | 1 | 365 | 8.6491 | 0.32462 | 8 | 0.97368
57401 | 7.98 | 1 | 365 | 9.1296 | 0.2871 | 9 | 0.41666
49916 | 7.2 | 1 | 365 | 8.2372 | 0.49964 | 8 | 0.73684
57432 | 2.52 | 1 | 365 | 2.883 | 0.77487 | 3 | 0.65789
55414 | 11.7 | 1 | 365 | 13.3855 | 0.81191 | 14 | 0.19736
57400 | 11.445 | 1 | 365 | 13.0937 | 0.22755 | 13 | 0.32127
47605 | 9.12 | 1 | 365 | 10.4338 | 0.89954 | 11 | 0.33333
57613 | 3.9 | 1 | 365 | 4.4618 | 0.9373 | 5 | 0.39912
54920 | 7.8 | 1 | 365 | 8.9236 | 0.8746 | 9 | 0.79824
38778 | 7.02 | 1 | 365 | 8.0313 | 0.087144 | 8 | 0.11842
57397 | 11.47 | 1 | 365 | 13.1223 | 0.28484 | 13 | 0.40716
56319 | 5.72 | 1 | 365 | 6.544 | 0.10804 | 6 | 0.65204
57396 | 9.765 | 1 | 365 | 11.1717 | 0.37763 | 11 | 0.54934
43253 | 12.6 | 1 | 365 | 14.4151 | 0.87436 | 15 | 0.28947
55646 | 5.2 | 1 | 365 | 5.9491 | 0.9164 | 6 | 0.86549
57395 | 7.125 | 1 | 365 | 8.1514 | 0.32776 | 8 | 0.47916
56290 | 3.12 | 1 | 365 | 3.5695 | 0.14984 | 3 | 0.7193
57393 | 5.83 | 1 | 365 | 6.6698 | 0.36012 | 7 | 0.029968
55138 | 12.22 | 1 | 365 | 13.9804 | 0.0035475 | 13 | 0.98391
57399 | 3.71 | 1 | 365 | 4.2444 | 0.5019 | 4 | 0.74634
22805 | 4.94 | 1 | 365 | 5.6516 | 0.32058 | 5 | 0.97222
57467 | 9.12 | 1 | 365 | 10.4338 | 0.89954 | 11 | 0.33333
57384 | 8.4 | 1 | 365 | 9.6101 | 0.24957 | 9 | 0.85964
55411 | 4.68 | 1 | 365 | 5.3542 | 0.72476 | 6 | 0.078945
55330 | 7.8 | 1 | 365 | 8.9236 | 0.8746 | 9 | 0.79824
57371 | 12.48 | 1 | 365 | 14.2778 | 0.59937 | 14 | 0.87719
55324 | 3.71 | 1 | 365 | 4.2444 | 0.5019 | 4 | 0.74634
57377 | 9.8 | 1 | 365 | 11.2117 | 0.45784 | 11 | 0.66959
57600 | 11.6 | 1 | 365 | 13.271 | 0.58275 | 13 | 0.8538
40039 | 8.58 | 1 | 365 | 9.816 | 0.66207 | 10 | 0.47807
46700 | 10.08 | 1 | 365 | 11.5321 | 0.099489 | 11 | 0.63157
41920 | 5.98 | 1 | 365 | 6.8415 | 0.70386 | 7 | 0.54532
37846 | 5.72 | 1 | 365 | 6.544 | 0.10804 | 6 | 0.65204
50572 | 4.94 | 1 | 365 | 5.6516 | 0.32058 | 5 | 0.97222
50347 | 5.1 | 1 | 365 | 5.8347 | 0.68724 | 6 | 0.52193
55116 | 6.63 | 1 | 365 | 7.5851 | 0.19341 | 7 | 0.77851
55422 | 7.84 | 1 | 365 | 8.9694 | 0.96627 | 9 | 0.93567
55457 | 8.84 | 1 | 365 | 10.1135 | 0.25789 | 10 | 0.37134
55529 | 11.4 | 1 | 365 | 13.0422 | 0.12442 | 13 | 0.16666
55543 | 5.25 | 1 | 365 | 6.0063 | 0.030984 | 6 | 0.037278
45602 | 14.04 | 1 | 365 | 16.0625 | 0.17429 | 16 | 0.23683
51309 | 7.28 | 1 | 365 | 8.3287 | 0.68296 | 9 | 0.011692
46912 | 7.5 | 1 | 365 | 8.5804 | 0.18712 | 8 | 0.76754
50283 | 8.64 | 1 | 365 | 9.8846 | 0.79956 | 10 | 0.68421
57592 | 5.83 | 1 | 365 | 6.6698 | 0.36012 | 7 | 0.029968
57608 | 9.5 | 1 | 365 | 10.8685 | 0.77035 | 11 | 0.63888
57654 | 11.395 | 1 | 365 | 13.0365 | 0.11296 | 13 | 0.14948
57558 | 11.685 | 1 | 365 | 13.3683 | 0.77753 | 14 | 0.14583
57545 | 12.09 | 1 | 365 | 13.8316 | 0.70564 | 14 | 0.53727
57605 | 4.845 | 1 | 365 | 5.543 | 0.10288 | 5 | 0.64583
57614 | 7 | 1 | 365 | 8.0084 | 0.041312 | 8 | 0.049704
23861 | 4.16 | 1 | 365 | 4.7593 | 0.53312 | 5 | 0.2924
28750 | 5.2 | 1 | 365 | 5.9491 | 0.9164 | 6 | 0.86549
32109 | 4.68 | 1 | 365 | 5.3542 | 0.72476 | 6 | 0.078945
41210 | 3.9 | 1 | 365 | 4.4618 | 0.9373 | 5 | 0.39912
41618 | 11.61 | 1 | 365 | 13.2825 | 0.60566 | 13 | 0.88815
41757 | 9.36 | 1 | 365 | 10.7084 | 0.44953 | 11 | 0.15789
42329 | 5.61 | 1 | 365 | 6.4182 | 0.85597 | 7 | 0.27412
44084 | 11.34 | 1 | 365 | 12.9736 | 0.98693 | 13 | 0.96052
45575 | 5.232 | 1 | 365 | 5.9857 | 0.98973 | 6 | 0.97544
45703 | 9.36 | 1 | 365 | 10.7084 | 0.44953 | 11 | 0.15789
45933 | 13 | 1 | 365 | 14.8727 | 0.79101 | 15 | 0.66374
46844 | 7.521 | 1 | 365 | 8.6044 | 0.23524 | 8 | 0.83969
48848 | 7.98 | 1 | 365 | 9.1296 | 0.2871 | 9 | 0.41666
50789 | 7.28 | 1 | 365 | 8.3287 | 0.68296 | 9 | 0.011692
51193 | 6.84 | 1 | 365 | 7.8253 | 0.67465 | 8 | 0.5
52092 | 12.48 | 1 | 365 | 14.2778 | 0.59937 | 14 | 0.87719
52427 | 11.96 | 1 | 365 | 13.6829 | 0.40773 | 14 | 0.090637
52790 | 11.96 | 1 | 365 | 13.6829 | 0.40773 | 14 | 0.090637
53050 | 8.06 | 1 | 365 | 9.2211 | 0.47042 | 9 | 0.69152
53212 | 4.16 | 1 | 365 | 4.7593 | 0.53312 | 5 | 0.2924
53305 | 5.1 | 1 | 365 | 5.8347 | 0.68724 | 6 | 0.52193
53799 | 2.86 | 1 | 365 | 3.272 | 0.55402 | 3 | 0.82602
54178 | 4.335 | 1 | 365 | 4.9595 | 0.93416 | 5 | 0.89364
54202 | 5.865 | 1 | 365 | 6.7099 | 0.44033 | 7 | 0.15022
54208 | 7.5 | 1 | 365 | 8.5804 | 0.18712 | 8 | 0.76754
54248 | 6.24 | 1 | 365 | 7.1389 | 0.29968 | 7 | 0.43859
54467 | 10.71 | 1 | 365 | 12.2528 | 0.54321 | 12 | 0.79605
54469 | 14.045 | 1 | 365 | 16.0683 | 0.18575 | 16 | 0.25401
54646 | 4.56 | 1 | 365 | 5.2169 | 0.44977 | 5 | 0.66666
54672 | 7.65 | 1 | 365 | 8.752 | 0.53086 | 9 | 0.28289
54810 | 9.45 | 1 | 365 | 10.8113 | 0.65577 | 11 | 0.4671
54822 | 6.615 | 1 | 365 | 7.5679 | 0.15904 | 7 | 0.72697
55026 | 2.4 | 1 | 365 | 2.7457 | 0.49988 | 3 | 0.24561
55179 | 7.155 | 1 | 365 | 8.1857 | 0.39651 | 8 | 0.58223
55231 | 3.38 | 1 | 365 | 3.8669 | 0.74566 | 4 | 0.61257
55292 | 5.98 | 1 | 365 | 6.8415 | 0.70386 | 7 | 0.54532
55309 | 7.28 | 1 | 365 | 8.3287 | 0.68296 | 9 | 0.011692
55342 | 6.24 | 1 | 365 | 7.1389 | 0.29968 | 7 | 0.43859
55345 | 4.2 | 1 | 365 | 4.805 | 0.62479 | 5 | 0.42982
55348 | 14.31 | 1 | 365 | 16.3714 | 0.79302 | 17 | 0.16447
55357 | 10.4 | 1 | 365 | 11.8982 | 0.83281 | 12 | 0.73099
55584 | 9.5 | 1 | 365 | 10.8685 | 0.77035 | 11 | 0.63888
55591 | 7.395 | 1 | 365 | 8.4603 | 0.9465 | 9 | 0.40679
55841 | 3.9 | 1 | 365 | 4.4618 | 0.9373 | 5 | 0.39912
55924 | 3.9 | 1 | 365 | 4.4618 | 0.9373 | 5 | 0.39912
55984 | 3.64 | 1 | 365 | 4.1644 | 0.34148 | 4 | 0.50585
56024 | 6.9 | 1 | 365 | 7.894 | 0.81215 | 8 | 0.70614
56205 | 6.375 | 1 | 365 | 7.2934 | 0.60905 | 7 | 0.90241
56414 | 2.04 | 1 | 365 | 2.3339 | 0.6749 | 3 | 0.0087709
56619 | 6 | 1 | 365 | 6.8643 | 0.7497 | 7 | 0.61403
56715 | 12 | 1 | 365 | 13.7287 | 0.49939 | 14 | 0.22806
56733 | 7.28 | 1 | 365 | 8.3287 | 0.68296 | 9 | 0.011692
56901 | 12.19 | 1 | 365 | 13.946 | 0.9348 | 14 | 0.88084
57596 | 3.15 | 1 | 365 | 3.6038 | 0.21859 | 3 | 0.82237
57728 | 7.14 | 1 | 365 | 8.1686 | 0.36214 | 8 | 0.5307
57930 | 6.89 | 1 | 365 | 7.8825 | 0.78923 | 8 | 0.67178
57357 | 12.19 | 1 | 365 | 13.946 | 0.9348 | 14 | 0.88084
57407 | 10.26 | 1 | 365 | 11.738 | 0.51198 | 12 | 0.24999
56854 | 8.4 | 1 | 365 | 9.6101 | 0.24957 | 9 | 0.85964
57364 | 7.2 | 1 | 365 | 8.2372 | 0.49964 | 8 | 0.73684
56856 | 5.04 | 1 | 365 | 5.766 | 0.54974 | 6 | 0.31579
56839 | 11.2 | 1 | 365 | 12.8134 | 0.6661 | 13 | 0.47953
57419 | 5.7 | 1 | 365 | 6.5211 | 0.062211 | 6 | 0.58333
56835 | 12.4 | 1 | 365 | 14.1863 | 0.41604 | 14 | 0.60233
56805 | 5.7 | 1 | 365 | 6.5211 | 0.062211 | 6 | 0.58333
56716 | 7.2 | 1 | 365 | 8.2372 | 0.49964 | 8 | 0.73684
57784 | 3.9 | 1 | 365 | 4.4618 | 0.9373 | 5 | 0.39912
57822 | 9.765 | 1 | 365 | 11.1717 | 0.37763 | 11 | 0.54934
51313 | 11.97 | 1 | 365 | 13.6944 | 0.43064 | 14 | 0.12499
57717 | 4.8 | 1 | 365 | 5.4915 | 0.99976 | 6 | 0.49123
51272 | 11.025 | 1 | 365 | 12.6132 | 0.26507 | 12 | 0.87828
57716 | 4.905 | 1 | 365 | 5.6116 | 0.24038 | 5 | 0.85197
57711 | 8.505 | 1 | 365 | 9.7302 | 0.49019 | 10 | 0.22039
57820 | 6.12 | 1 | 365 | 7.0016 | 0.02469 | 7 | 0.026313
57707 | 14.4 | 1 | 365 | 16.4744 | 0.99927 | 17 | 0.47368
57824 | 16.215 | 1 | 365 | 18.5509 | 0.15855 | 18 | 0.70942
57712 | 17.4 | 1 | 365 | 19.9066 | 0.87412 | 20 | 0.78069
57708 | 7.25 | 1 | 365 | 8.2944 | 0.61422 | 8 | 0.90862
57709 | 3.9 | 1 | 365 | 4.4618 | 0.9373 | 5 | 0.39912
57713 | 2.835 | 1 | 365 | 3.2434 | 0.49673 | 3 | 0.74013
57706 | 4.41 | 1 | 365 | 5.0453 | 0.10603 | 5 | 0.15131
57655 | 5.3 | 1 | 365 | 6.0635 | 0.14556 | 6 | 0.20906
57703 | 6.6 | 1 | 365 | 7.5508 | 0.12467 | 7 | 0.67544
57672 | 7.13 | 1 | 365 | 8.1571 | 0.33922 | 8 | 0.49634
57710 | 6.76 | 1 | 365 | 7.7338 | 0.49132 | 8 | 0.22514
57749 | 9.405 | 1 | 365 | 10.7598 | 0.55265 | 11 | 0.3125
57390 | 11.34 | 1 | 365 | 12.9736 | 0.98693 | 13 | 0.96052
57813 | 6.9 | 1 | 365 | 7.894 | 0.81215 | 8 | 0.70614
57412 | 2.7 | 1 | 365 | 3.089 | 0.18736 | 3 | 0.27631
57418 | 10.2 | 1 | 365 | 11.6694 | 0.37448 | 12 | 0.043854
57617 | 5.76 | 1 | 365 | 6.5898 | 0.19971 | 6 | 0.78947
56833 | 3.3 | 1 | 365 | 3.7754 | 0.56233 | 4 | 0.33772
56368 | 11.025 | 1 | 365 | 12.6132 | 0.26507 | 12 | 0.87828
56366 | 4.55 | 1 | 365 | 5.2055 | 0.42685 | 5 | 0.63231
56797 | 11.66 | 1 | 365 | 13.3397 | 0.72024 | 14 | 0.059936
56361 | 5.13 | 1 | 365 | 5.869 | 0.75599 | 6 | 0.625
56367 | 4.485 | 1 | 365 | 5.1311 | 0.2779 | 5 | 0.40899
56705 | 9.45 | 1 | 365 | 10.8113 | 0.65577 | 11 | 0.4671
56357 | 4.96 | 1 | 365 | 5.6745 | 0.36642 | 6 | 0.040933
56355 | 8 | 1 | 365 | 9.1524 | 0.33293 | 9 | 0.48538
57669 | 4.68 | 1 | 365 | 5.3542 | 0.72476 | 6 | 0.078945
56296 | 6.867 | 1 | 365 | 7.8562 | 0.73653 | 8 | 0.59276
56292 | 8.12 | 1 | 365 | 9.2897 | 0.60792 | 9 | 0.89766
56362 | 6.3 | 1 | 365 | 7.2076 | 0.43718 | 7 | 0.64473
56224 | 4.83 | 1 | 365 | 5.5258 | 0.068505 | 5 | 0.5943
54836 | 12.19 | 1 | 365 | 13.946 | 0.9348 | 14 | 0.88084
56220 | 5.4 | 1 | 365 | 6.1779 | 0.37473 | 6 | 0.55263
56095 | 8.265 | 1 | 365 | 9.4556 | 0.94021 | 10 | 0.39583
55450 | 2.85 | 1 | 365 | 3.2606 | 0.53111 | 3 | 0.79167
46862 | 6.615 | 1 | 365 | 7.5679 | 0.15904 | 7 | 0.72697
56055 | 9.8 | 1 | 365 | 11.2117 | 0.45784 | 11 | 0.66959
57615 | 7.56 | 1 | 365 | 8.6491 | 0.32462 | 8 | 0.97368
56034 | 6.3 | 1 | 365 | 7.2076 | 0.43718 | 7 | 0.64473
56033 | 6.2 | 1 | 365 | 7.0931 | 0.20802 | 7 | 0.30117
55449 | 6.44 | 1 | 365 | 7.3677 | 0.75801 | 8 | 0.12573
56029 | 11.34 | 1 | 365 | 12.9736 | 0.98693 | 13 | 0.96052
57827 | 11.97 | 1 | 365 | 13.6944 | 0.43064 | 14 | 0.12499
56031 | 5.67 | 1 | 365 | 6.4868 | 0.99346 | 7 | 0.48026
56022 | 14.72 | 1 | 365 | 16.8405 | 0.73259 | 17 | 0.57309
56025 | 5.13 | 1 | 365 | 5.869 | 0.75599 | 6 | 0.625
56056 | 6.27 | 1 | 365 | 7.1732 | 0.36843 | 7 | 0.54166
55987 | 7.56 | 1 | 365 | 8.6491 | 0.32462 | 8 | 0.97368
55452 | 5.559 | 1 | 365 | 6.3598 | 0.73909 | 7 | 0.098901
55939 | 8.56 | 1 | 365 | 9.7931 | 0.61623 | 10 | 0.40935
56212 | 7.28 | 1 | 365 | 8.3287 | 0.68296 | 9 | 0.011692
55937 | 4.65 | 1 | 365 | 5.3199 | 0.65601 | 5 | 0.97587
55933 | 11.97 | 1 | 365 | 13.6944 | 0.43064 | 14 | 0.12499
56009 | 5.7 | 1 | 365 | 6.5211 | 0.062211 | 6 | 0.58333
55932 | 9 | 1 | 365 | 10.2965 | 0.62454 | 10 | 0.92105
56023 | 4.251 | 1 | 365 | 4.8634 | 0.74166 | 5 | 0.60504
55837 | 14.88 | 1 | 365 | 17.0236 | 0.099246 | 17 | 0.1228
55927 | 8.82 | 1 | 365 | 10.0906 | 0.21205 | 10 | 0.30263
47310 | 9.9 | 1 | 365 | 11.3262 | 0.687 | 12 | 0.013153
56054 | 3.445 | 1 | 365 | 3.9413 | 0.89462 | 4 | 0.83589
55829 | 3.64 | 1 | 365 | 4.1644 | 0.34148 | 4 | 0.50585
55935 | 5.13 | 1 | 365 | 5.869 | 0.75599 | 6 | 0.625
55833 | 4.2 | 1 | 365 | 4.805 | 0.62479 | 5 | 0.42982
55808 | 5.2 | 1 | 365 | 5.9491 | 0.9164 | 6 | 0.86549
55806 | 18.9 | 1 | 365 | 21.6227 | 0.31154 | 21 | 0.9342
55803 | 6.4 | 1 | 365 | 7.322 | 0.66634 | 7 | 0.9883
55763 | 9.9 | 1 | 365 | 11.3262 | 0.687 | 12 | 0.013153
57789 | 5.2 | 1 | 365 | 5.9491 | 0.9164 | 6 | 0.86549
48027 | 8.32 | 1 | 365 | 9.5185 | 0.066245 | 9 | 0.58479
54882 | 5.72 | 1 | 365 | 6.544 | 0.10804 | 6 | 0.65204
39661 | 13.26 | 1 | 365 | 15.1702 | 0.38683 | 15 | 0.55701
40160 | 4.94 | 1 | 365 | 5.6516 | 0.32058 | 5 | 0.97222
43485 | 8.415 | 1 | 365 | 9.6272 | 0.28395 | 9 | 0.91118
50479 | 13 | 1 | 365 | 14.8727 | 0.79101 | 15 | 0.66374
38656 | 4.845 | 1 | 365 | 5.543 | 0.10288 | 5 | 0.64583
47517 | 11.985 | 1 | 365 | 13.7115 | 0.46502 | 14 | 0.17653
47807 | 13 | 1 | 365 | 14.8727 | 0.79101 | 15 | 0.66374
39554 | 7.02 | 1 | 365 | 8.0313 | 0.087144 | 8 | 0.11842
40992 | 10.4 | 1 | 365 | 11.8982 | 0.83281 | 12 | 0.73099
50447 | 10.2 | 1 | 365 | 11.6694 | 0.37448 | 12 | 0.043854
48159 | 6.48 | 1 | 365 | 7.4135 | 0.84967 | 8 | 0.26315
40119 | 9.1 | 1 | 365 | 10.4109 | 0.85371 | 11 | 0.26462
47366 | 5.98 | 1 | 365 | 6.8415 | 0.70386 | 7 | 0.54532
38061 | 3.315 | 1 | 365 | 3.7925 | 0.59671 | 4 | 0.38925
46613 | 6.76 | 1 | 365 | 7.7338 | 0.49132 | 8 | 0.22514
38643 | 13.78 | 1 | 365 | 15.7651 | 0.57847 | 16 | 0.34356
50295 | 5.72 | 1 | 365 | 6.544 | 0.10804 | 6 | 0.65204
39316 | 7.02 | 1 | 365 | 8.0313 | 0.087144 | 8 | 0.11842
45729 | 3.975 | 1 | 365 | 4.5476 | 0.10917 | 4 | 0.6568
38227 | 7.28 | 1 | 365 | 8.3287 | 0.68296 | 9 | 0.011692
45162 | 5.46 | 1 | 365 | 6.2465 | 0.51222 | 6 | 0.75877
47571 | 3.9 | 1 | 365 | 4.4618 | 0.9373 | 5 | 0.39912
47498 | 9.18 | 1 | 365 | 10.5024 | 0.037035 | 10 | 0.53947
55074 | 7.8 | 1 | 365 | 8.9236 | 0.8746 | 9 | 0.79824
56511 | 5.72 | 1 | 365 | 6.544 | 0.10804 | 6 | 0.65204
32436 | 10.92 | 1 | 365 | 12.4931 | 0.024447 | 12 | 0.51754
49083 | 5.2 | 1 | 365 | 5.9491 | 0.9164 | 6 | 0.86549
56344 | 7.54 | 1 | 365 | 8.6262 | 0.27878 | 8 | 0.90497
50817 | 7.02 | 1 | 365 | 8.0313 | 0.087144 | 8 | 0.11842
49013 | 14.82 | 1 | 365 | 16.9549 | 0.96175 | 17 | 0.91666
56518 | 7.8 | 1 | 365 | 8.9236 | 0.8746 | 9 | 0.79824
26982 | 17.68 | 1 | 365 | 20.2269 | 0.51577 | 20 | 0.74268
47607 | 9.45 | 1 | 365 | 10.8113 | 0.65577 | 11 | 0.4671
54840 | 9.36 | 1 | 365 | 10.7084 | 0.44953 | 11 | 0.15789
52061 | 8.58 | 1 | 365 | 9.816 | 0.66207 | 10 | 0.47807
56521 | 10.14 | 1 | 365 | 11.6007 | 0.23699 | 11 | 0.83771
55247 | 5.2 | 1 | 365 | 5.9491 | 0.9164 | 6 | 0.86549
56528 | 8.32 | 1 | 365 | 9.5185 | 0.066245 | 9 | 0.58479
49902 | 4.725 | 1 | 365 | 5.4057 | 0.82789 | 6 | 0.23355
53077 | 8.06 | 1 | 365 | 9.2211 | 0.47042 | 9 | 0.69152
47317 | 5.67 | 1 | 365 | 6.4868 | 0.99346 | 7 | 0.48026
41566 | 12.6 | 1 | 365 | 14.4151 | 0.87436 | 15 | 0.28947
49180 | 14.88 | 1 | 365 | 17.0236 | 0.099246 | 17 | 0.1228
45599 | 15 | 1 | 365 | 17.1608 | 0.37424 | 17 | 0.53508
55144 | 4.94 | 1 | 365 | 5.6516 | 0.32058 | 5 | 0.97222
45636 | 7.8 | 1 | 365 | 8.9236 | 0.8746 | 9 | 0.79824
49716 | 12.75 | 1 | 365 | 14.5867 | 0.2181 | 14 | 0.80482
46858 | 11.97 | 1 | 365 | 13.6944 | 0.43064 | 14 | 0.12499
45555 | 6.84 | 1 | 365 | 7.8253 | 0.67465 | 8 | 0.5
50681 | 4.725 | 1 | 365 | 5.4057 | 0.82789 | 6 | 0.23355
45220 | 4.905 | 1 | 365 | 5.6116 | 0.24038 | 5 | 0.85197
55031 | 4.94 | 1 | 365 | 5.6516 | 0.32058 | 5 | 0.97222
45573 | 7 | 1 | 365 | 8.0084 | 0.041312 | 8 | 0.049704
47676 | 9.9 | 1 | 365 | 11.3262 | 0.687 | 12 | 0.013153
48831 | 7.98 | 1 | 365 | 9.1296 | 0.2871 | 9 | 0.41666
48868 | 7.68 | 1 | 365 | 8.7864 | 0.59961 | 9 | 0.38596
47432 | 17.01 | 1 | 365 | 19.4604 | 0.98039 | 20 | 0.44078
50163 | 12.4 | 1 | 365 | 14.1863 | 0.41604 | 14 | 0.60233
46383 | 6.555 | 1 | 365 | 7.4993 | 0.021543 | 7 | 0.52083
44384 | 15.75 | 1 | 365 | 18.0189 | 0.092952 | 18 | 0.11183
44385 | 10.08 | 1 | 365 | 11.5321 | 0.099489 | 11 | 0.63157
41529 | 8.19 | 1 | 365 | 9.3698 | 0.76834 | 10 | 0.13815
45568 | 5.25 | 1 | 365 | 6.0063 | 0.030984 | 6 | 0.037278
45556 | 7.98 | 1 | 365 | 9.1296 | 0.2871 | 9 | 0.41666
48536 | 9 | 1 | 365 | 10.2965 | 0.62454 | 10 | 0.92105
55130 | 8.4 | 1 | 365 | 9.6101 | 0.24957 | 9 | 0.85964
45210 | 9.45 | 1 | 365 | 10.8113 | 0.65577 | 11 | 0.4671
43471 | 12.6 | 1 | 365 | 14.4151 | 0.87436 | 15 | 0.28947
47615 | 8.28 | 1 | 365 | 9.4728 | 0.97458 | 10 | 0.44736
46852 | 7.2 | 1 | 365 | 8.2372 | 0.49964 | 8 | 0.73684
45216 | 5.67 | 1 | 365 | 6.4868 | 0.99346 | 7 | 0.48026
45569 | 7.848 | 1 | 365 | 8.9786 | 0.9846 | 9 | 0.96315
51300 | 7.015 | 1 | 365 | 8.0256 | 0.075686 | 8 | 0.10124
49153 | 11.97 | 1 | 365 | 13.6944 | 0.43064 | 14 | 0.12499
47404 | 10.56 | 1 | 365 | 12.0812 | 0.19946 | 12 | 0.2807
49723 | 5.67 | 1 | 365 | 6.4868 | 0.99346 | 7 | 0.48026
46390 | 9.3 | 1 | 365 | 10.6397 | 0.31203 | 10 | 0.95175
49505 | 7.521 | 1 | 365 | 8.6044 | 0.23524 | 8 | 0.83969
46874 | 4.93 | 1 | 365 | 5.6402 | 0.29767 | 5 | 0.93786
23338 | 9.1 | 1 | 365 | 10.4109 | 0.85371 | 11 | 0.26462
48864 | 11.6 | 1 | 365 | 13.271 | 0.58275 | 13 | 0.8538
44416 | 5.13 | 1 | 365 | 5.869 | 0.75599 | 6 | 0.625
49530 | 5.4 | 1 | 365 | 6.1779 | 0.37473 | 6 | 0.55263
49331 | 11.7 | 1 | 365 | 13.3855 | 0.81191 | 14 | 0.19736
47407 | 11.772 | 1 | 365 | 13.4678 | 0.9769 | 14 | 0.44473
48249 | 11.5 | 1 | 365 | 13.1566 | 0.35358 | 13 | 0.51023
40257 | 4.68 | 1 | 365 | 5.3542 | 0.72476 | 6 | 0.078945
54987 | 3.38 | 1 | 365 | 3.8669 | 0.74566 | 4 | 0.61257
39835 | 3.12 | 1 | 365 | 3.5695 | 0.14984 | 3 | 0.7193
53123 | 6.5 | 1 | 365 | 7.4364 | 0.8955 | 8 | 0.33187
44919 | 5.125 | 1 | 365 | 5.8633 | 0.74453 | 6 | 0.60782
39211 | 3.12 | 1 | 365 | 3.5695 | 0.14984 | 3 | 0.7193
54912 | 12.22 | 1 | 365 | 13.9804 | 0.0035475 | 13 | 0.98391
53531 | 4.68 | 1 | 365 | 5.3542 | 0.72476 | 6 | 0.078945
50242 | 7.54 | 1 | 365 | 8.6262 | 0.27878 | 8 | 0.90497
49028 | 10.464 | 1 | 365 | 11.9714 | 0.97947 | 12 | 0.95087
49907 | 10.71 | 1 | 365 | 12.2528 | 0.54321 | 12 | 0.79605
54376 | 2.55 | 1 | 365 | 2.9173 | 0.84362 | 3 | 0.76096
49500 | 13.5 | 1 | 365 | 15.4448 | 0.93682 | 16 | 0.38157
54241 | 3.64 | 1 | 365 | 4.1644 | 0.34148 | 4 | 0.50585
34377 | 6.5 | 1 | 365 | 7.4364 | 0.8955 | 8 | 0.33187
49184 | 12.21 | 1 | 365 | 13.9689 | 0.98063 | 14 | 0.94956
54284 | 4.08 | 1 | 365 | 4.6677 | 0.34979 | 5 | 0.017542
50154 | 15 | 1 | 365 | 17.1608 | 0.37424 | 17 | 0.53508
54316 | 3.75 | 1 | 365 | 4.2902 | 0.59356 | 4 | 0.88377
54474 | 7.3 | 1 | 365 | 8.3516 | 0.7288 | 9 | 0.080406
54289 | 10.4 | 1 | 365 | 11.8982 | 0.83281 | 12 | 0.73099
54568 | 5.67 | 1 | 365 | 6.4868 | 0.99346 | 7 | 0.48026
47417 | 8.82 | 1 | 365 | 10.0906 | 0.21205 | 10 | 0.30263
54667 | 12.753 | 1 | 365 | 14.5901 | 0.22498 | 14 | 0.81513
51262 | 5.1 | 1 | 365 | 5.8347 | 0.68724 | 6 | 0.52193
49287 | 7.28 | 1 | 365 | 8.3287 | 0.68296 | 9 | 0.011692
42721 | 3.025 | 1 | 365 | 3.4608 | 0.93214 | 4 | 0.39291
56239 | 9.62 | 1 | 365 | 11.0058 | 0.045346 | 11 | 0.051165
42745 | 12.1 | 1 | 365 | 13.8431 | 0.72855 | 14 | 0.57163
45536 | 8.97 | 1 | 365 | 10.2622 | 0.5558 | 10 | 0.81798
49040 | 6.615 | 1 | 365 | 7.5679 | 0.15904 | 7 | 0.72697
55770 | 4.42 | 1 | 365 | 5.0567 | 0.12894 | 5 | 0.18567
44417 | 8.75 | 1 | 365 | 10.0105 | 0.05164 | 10 | 0.06213
50861 | 5.4 | 1 | 365 | 6.1779 | 0.37473 | 6 | 0.55263
44300 | 13.734 | 1 | 365 | 15.7125 | 0.47305 | 16 | 0.18552
55548 | 4.2 | 1 | 365 | 4.805 | 0.62479 | 5 | 0.42982
55756 | 4.16 | 1 | 365 | 4.7593 | 0.53312 | 5 | 0.2924
50236 | 9.9 | 1 | 365 | 11.3262 | 0.687 | 12 | 0.013153
55421 | 8.58 | 1 | 365 | 9.816 | 0.66207 | 10 | 0.47807
48282 | 9 | 1 | 365 | 10.2965 | 0.62454 | 10 | 0.92105
53774 | 3.12 | 1 | 365 | 3.5695 | 0.14984 | 3 | 0.7193
55600 | 4.08 | 1 | 365 | 4.6677 | 0.34979 | 5 | 0.017542
50002 | 7.59 | 1 | 365 | 8.6834 | 0.39337 | 9 | 0.07675
55523 | 4.16 | 1 | 365 | 4.7593 | 0.53312 | 5 | 0.2924
44748 | 9.9 | 1 | 365 | 11.3262 | 0.687 | 12 | 0.013153
55603 | 5.865 | 1 | 365 | 6.7099 | 0.44033 | 7 | 0.15022
55578 | 5.98 | 1 | 365 | 6.8415 | 0.70386 | 7 | 0.54532
57962 | 5.1 | 1 | 365 | 5.8347 | 0.68724 | 6 | 0.52193
55418 | 9.975 | 1 | 365 | 11.412 | 0.85887 | 12 | 0.27083
44398 | 9.81 | 1 | 365 | 11.2232 | 0.48075 | 11 | 0.70394
49173 | 7.28 | 1 | 365 | 8.3287 | 0.68296 | 9 | 0.011692
46845 | 6 | 1 | 365 | 6.8643 | 0.7497 | 7 | 0.61403
49474 | 3.08 | 1 | 365 | 3.5237 | 0.058177 | 3 | 0.58187
43940 | 5.4 | 1 | 365 | 6.1779 | 0.37473 | 6 | 0.55263
49910 | 3.5 | 1 | 365 | 4.0042 | 0.020656 | 4 | 0.024852
44428 | 6.75 | 1 | 365 | 7.7224 | 0.46841 | 8 | 0.19079
57748 | 7.848 | 1 | 365 | 8.9786 | 0.9846 | 9 | 0.96315
27525 | 7.02 | 1 | 365 | 8.0313 | 0.087144 | 8 | 0.11842
27557 | 0.765 | 1 | 365 | 0.8752 | 0.75309 | 1 | 0.62829
46406 | 4.251 | 1 | 365 | 4.8634 | 0.74166 | 5 | 0.60504
47641 | 8.505 | 1 | 365 | 9.7302 | 0.49019 | 10 | 0.22039
31522 | 5.98 | 1 | 365 | 6.8415 | 0.70386 | 7 | 0.54532
33738 | 2932.65 | 0.8 | 365 | 2684.0927 | 0.40613 | 2684 | 0.49879
32963 | 154.44 | 0.9 | 365 | 159.0192 | 0.52546 | 159 | 0.54467
13647 | 600.075 | 1 | 365 | 686.5194 | 0.14147 | 686 | 0.66088
49056 | 4.5 | 1 | 365 | 5.1483 | 0.31227 | 5 | 0.46052
55662 | 9.975 | 1 | 365 | 11.412 | 0.85887 | 12 | 0.27083
55028 | 5.2 | 1 | 365 | 5.9491 | 0.9164 | 6 | 0.86549
54209 | 8.06 | 1 | 365 | 9.2211 | 0.47042 | 9 | 0.69152
48482 | 10.395 | 1 | 365 | 11.8925 | 0.82135 | 12 | 0.71381
54199 | 8.06 | 1 | 365 | 9.2211 | 0.47042 | 9 | 0.69152
50223 | 14.3 | 1 | 365 | 16.36 | 0.77011 | 17 | 0.13011
45222 | 11.4 | 1 | 365 | 13.0422 | 0.12442 | 13 | 0.16666
50588 | 4.16 | 1 | 365 | 4.7593 | 0.53312 | 5 | 0.2924
55758 | 11.44 | 1 | 365 | 13.088 | 0.21609 | 13 | 0.30409
54432 | 5.1 | 1 | 365 | 5.8347 | 0.68724 | 6 | 0.52193
55821 | 9 | 1 | 365 | 10.2965 | 0.62454 | 10 | 0.92105
31377 | 947.05 | 1 | 365 | 1083.4782 | 0.27493 | 1083 | 0.75317
55853 | 6.24 | 1 | 365 | 7.1389 | 0.29968 | 7 | 0.43859
56295 | 3.12 | 1 | 365 | 3.5695 | 0.14984 | 3 | 0.7193
55985 | 25.16 | 0.9 | 365 | 25.906 | 0.89135 | 26 | 0.79736
56216 | 11.925 | 1 | 365 | 13.6429 | 0.32752 | 13 | 0.97039
55812 | 10.4 | 1 | 365 | 11.8982 | 0.83281 | 12 | 0.73099
55731 | 7.15 | 1 | 365 | 8.18 | 0.38505 | 8 | 0.56505
56838 | 9.61 | 1 | 365 | 10.9944 | 0.02243 | 11 | 0.016808
55123 | 6.48 | 1 | 365 | 7.4135 | 0.84967 | 8 | 0.26315
51851 | 4.42 | 1 | 365 | 5.0567 | 0.12894 | 5 | 0.18567
57616 | 8.829 | 1 | 365 | 10.1009 | 0.23268 | 10 | 0.33355
55356 | 4.42 | 1 | 365 | 5.0567 | 0.12894 | 5 | 0.18567
41958 | 12.22 | 1 | 365 | 13.9804 | 0.0035475 | 13 | 0.98391
57389 | 9.38 | 1 | 365 | 10.7312 | 0.49536 | 11 | 0.2266
40158 | 5.98 | 1 | 365 | 6.8415 | 0.70386 | 7 | 0.54532
48274 | 3.24 | 1 | 365 | 3.7067 | 0.42484 | 4 | 0.13158
50481 | 8.415 | 1 | 365 | 9.6272 | 0.28395 | 9 | 0.91118
50416 | 2.55 | 1 | 365 | 2.9173 | 0.84362 | 3 | 0.76096
39987 | 3.18 | 1 | 365 | 3.6381 | 0.28734 | 3 | 0.92544
50352 | 6.885 | 1 | 365 | 7.8768 | 0.77778 | 8 | 0.6546
40621 | 5.98 | 1 | 365 | 6.8415 | 0.70386 | 7 | 0.54532
45669 | 3.825 | 1 | 365 | 4.376 | 0.76543 | 5 | 0.14145
40122 | 7.905 | 1 | 365 | 9.0438 | 0.11522 | 9 | 0.15899
37849 | 4.68 | 1 | 365 | 5.3542 | 0.72476 | 6 | 0.078945
50613 | 7.395 | 1 | 365 | 8.4603 | 0.9465 | 9 | 0.40679
50358 | 7.14 | 1 | 365 | 8.1686 | 0.36214 | 8 | 0.5307
48052 | 6.095 | 1 | 365 | 6.973 | 0.9674 | 7 | 0.94042
41896 | 15.08 | 1 | 365 | 17.2524 | 0.55757 | 17 | 0.80993
40168 | 10.92 | 1 | 365 | 12.4931 | 0.024447 | 12 | 0.51754
38033 | 12.74 | 1 | 365 | 14.5753 | 0.19519 | 14 | 0.77046
50294 | 10.4 | 1 | 365 | 11.8982 | 0.83281 | 12 | 0.73099
42193 | 4.08 | 1 | 365 | 4.6677 | 0.34979 | 5 | 0.017542
40656 | 5.2 | 1 | 365 | 5.9491 | 0.9164 | 6 | 0.86549
50576 | 8.415 | 1 | 365 | 9.6272 | 0.28395 | 9 | 0.91118
40522 | 15.08 | 1 | 365 | 17.2524 | 0.55757 | 17 | 0.80993
39588 | 3.12 | 1 | 365 | 3.5695 | 0.14984 | 3 | 0.7193
50585 | 3.06 | 1 | 365 | 3.5008 | 0.012345 | 3 | 0.51316
37739 | 2.34 | 1 | 365 | 2.6771 | 0.36238 | 3 | 0.039472
50579 | 6.76 | 1 | 365 | 7.7338 | 0.49132 | 8 | 0.22514
39997 | 5.3 | 1 | 365 | 6.0635 | 0.14556 | 6 | 0.20906
50370 | 5.355 | 1 | 365 | 6.1264 | 0.2716 | 6 | 0.39802
42327 | 11.475 | 1 | 365 | 13.128 | 0.29629 | 13 | 0.42434
45366 | 7.65 | 1 | 365 | 8.752 | 0.53086 | 9 | 0.28289
45789 | 6.885 | 1 | 365 | 7.8768 | 0.77778 | 8 | 0.6546
40559 | 3.64 | 1 | 365 | 4.1644 | 0.34148 | 4 | 0.50585
41222 | 4.77 | 1 | 365 | 5.4571 | 0.93101 | 6 | 0.38816
47987 | 11.34 | 1 | 365 | 12.9736 | 0.98693 | 13 | 0.96052
42334 | 4.16 | 1 | 365 | 4.7593 | 0.53312 | 5 | 0.2924
45147 | 9.36 | 1 | 365 | 10.7084 | 0.44953 | 11 | 0.15789
47514 | 7.83 | 1 | 365 | 8.958 | 0.94335 | 9 | 0.90131
42444 | 18.46 | 1 | 365 | 21.1193 | 0.30323 | 21 | 0.42251
45679 | 9.805 | 1 | 365 | 11.2175 | 0.46929 | 11 | 0.68676
39575 | 7.28 | 1 | 365 | 8.3287 | 0.68296 | 9 | 0.011692
48584 | 6.885 | 1 | 365 | 7.8768 | 0.77778 | 8 | 0.6546
50646 | 13.515 | 1 | 365 | 15.4619 | 0.97119 | 16 | 0.43311
41305 | 15.34 | 1 | 365 | 17.5498 | 0.15339 | 17 | 0.70321
38053 | 6.5 | 1 | 365 | 7.4364 | 0.8955 | 8 | 0.33187
55398 | 7.14 | 1 | 365 | 8.1686 | 0.36214 | 8 | 0.5307
55378 | 7.02 | 1 | 365 | 8.0313 | 0.087144 | 8 | 0.11842
55147 | 8.84 | 1 | 365 | 10.1135 | 0.25789 | 10 | 0.37134
55077 | 8.58 | 1 | 365 | 9.816 | 0.66207 | 10 | 0.47807
52829 | 2.6 | 1 | 365 | 2.9745 | 0.9582 | 3 | 0.93275
55073 | 4.42 | 1 | 365 | 5.0567 | 0.12894 | 5 | 0.18567
24102 | 6.24 | 1 | 365 | 7.1389 | 0.29968 | 7 | 0.43859
54996 | 8.84 | 1 | 365 | 10.1135 | 0.25789 | 10 | 0.37134
55641 | 9.88 | 1 | 365 | 11.3033 | 0.64117 | 11 | 0.94444
55158 | 3.12 | 1 | 365 | 3.5695 | 0.14984 | 3 | 0.7193
52354 | 8.58 | 1 | 365 | 9.816 | 0.66207 | 10 | 0.47807
55049 | 8.745 | 1 | 365 | 10.0048 | 0.040182 | 10 | 0.044952
56346 | 5.46 | 1 | 365 | 6.2465 | 0.51222 | 6 | 0.75877
58081 | 11.2 | 1 | 365 | 12.8134 | 0.6661 | 13 | 0.47953
56574 | 5.98 | 1 | 365 | 6.8415 | 0.70386 | 7 | 0.54532
58077 | 5.985 | 1 | 365 | 6.8472 | 0.71532 | 7 | 0.5625
58075 | 9.81 | 1 | 365 | 11.2232 | 0.48075 | 11 | 0.70394
58079 | 9.01 | 1 | 365 | 10.3079 | 0.64746 | 10 | 0.9554
56600 | 10.92 | 1 | 365 | 12.4931 | 0.024447 | 12 | 0.51754
57996 | 5.225 | 1 | 365 | 5.9777 | 0.97369 | 6 | 0.95139
52944 | 5.2 | 1 | 365 | 5.9491 | 0.9164 | 6 | 0.86549
58020 | 6.25 | 1 | 365 | 7.1504 | 0.3226 | 7 | 0.47295
56603 | 9.36 | 1 | 365 | 10.7084 | 0.44953 | 11 | 0.15789
57989 | 5.32 | 1 | 365 | 6.0864 | 0.1914 | 6 | 0.27778
53190 | 7.8 | 1 | 365 | 8.9236 | 0.8746 | 9 | 0.79824
49734 | 5.232 | 1 | 365 | 5.9857 | 0.98973 | 6 | 0.97544
57965 | 5.8 | 1 | 365 | 6.6355 | 0.29137 | 6 | 0.9269
54231 | 6.76 | 1 | 365 | 7.7338 | 0.49132 | 8 | 0.22514
58084 | 9.81 | 1 | 365 | 11.2232 | 0.48075 | 11 | 0.70394
51253 | 3.78 | 1 | 365 | 4.3245 | 0.66231 | 4 | 0.98684
56356 | 7.56 | 1 | 365 | 8.6491 | 0.32462 | 8 | 0.97368
56354 | 5 | 1 | 365 | 5.7203 | 0.45808 | 6 | 0.17836
21880 | 4.68 | 1 | 365 | 5.3542 | 0.72476 | 6 | 0.078945
57963 | 7.56 | 1 | 365 | 8.6491 | 0.32462 | 8 | 0.97368
44770 | 8.829 | 1 | 365 | 10.1009 | 0.23268 | 10 | 0.33355
56605 | 8.06 | 1 | 365 | 9.2211 | 0.47042 | 9 | 0.69152
44363 | 3.5 | 1 | 365 | 4.0042 | 0.020656 | 4 | 0.024852
56606 | 4.16 | 1 | 365 | 4.7593 | 0.53312 | 5 | 0.2924
57704 | 26.505 | 0.9 | 365 | 27.2909 | 0.66535 | 27 | 0.95624
58009 | 24.96 | 1 | 365 | 28.5556 | 0.19874 | 28 | 0.75437
46310 | 8.96 | 1 | 365 | 10.2507 | 0.53288 | 10 | 0.78362
50013 | 3.78 | 1 | 365 | 4.3245 | 0.66231 | 4 | 0.98684
51284 | 4.94 | 1 | 365 | 5.6516 | 0.32058 | 5 | 0.97222
50687 | 14.5 | 1 | 365 | 16.5888 | 0.22843 | 16 | 0.81724
53466 | 3.9 | 1 | 365 | 4.4618 | 0.9373 | 5 | 0.39912
52780 | 5.2 | 1 | 365 | 5.9491 | 0.9164 | 6 | 0.86549
55855 | 7.42 | 1 | 365 | 8.4889 | 0.0037907 | 8 | 0.49269
55856 | 13.26 | 1 | 365 | 15.1702 | 0.38683 | 15 | 0.55701
56019 | 31.5 | 0.9 | 365 | 32.434 | 0.96731 | 33 | 0.4013
33997 | 238.4 | 0.9 | 365 | 245.4687 | 0.68913 | 246 | 0.15778
35295 | 50.22 | 0.9 | 365 | 51.709 | 0.57646 | 52 | 0.2855
33189 | 143.226 | 0.9 | 365 | 147.4727 | 0.39709 | 147 | 0.8698
55858 | 4.335 | 1 | 365 | 4.9595 | 0.93416 | 5 | 0.89364
37968 | 6.21 | 1 | 365 | 7.1046 | 0.23094 | 7 | 0.33552
54724 | 6.89 | 1 | 365 | 7.8825 | 0.78923 | 8 | 0.67178
54725 | 3.975 | 1 | 365 | 4.5476 | 0.10917 | 4 | 0.6568
54726 | 3.975 | 1 | 365 | 4.5476 | 0.10917 | 4 | 0.6568
54995 | 10.6 | 1 | 365 | 12.127 | 0.29113 | 12 | 0.41812
35343 | 105.8 | 0.9 | 365 | 108.937 | 0.20768 | 109 | 0.14469
55871 | 9.99 | 1 | 365 | 11.4291 | 0.89324 | 12 | 0.32236
56004 | 10.965 | 1 | 365 | 12.5446 | 0.12757 | 12 | 0.67214
56082 | 2.65 | 1 | 365 | 3.0317 | 0.072782 | 3 | 0.10453
56101 | 6.76 | 1 | 365 | 7.7338 | 0.49132 | 8 | 0.22514
56109 | 9.36 | 1 | 365 | 10.7084 | 0.44953 | 11 | 0.15789
56119 | 11.18 | 1 | 365 | 12.7905 | 0.62027 | 13 | 0.41081
56117 | 3.57 | 1 | 365 | 4.0843 | 0.18107 | 4 | 0.26535
56121 | 10.8 | 1 | 365 | 12.3558 | 0.74945 | 13 | 0.10526
56123 | 3.12 | 1 | 365 | 3.5695 | 0.14984 | 3 | 0.7193
56133 | 8.16 | 1 | 365 | 9.3355 | 0.69959 | 10 | 0.035084
56146 | 5.865 | 1 | 365 | 6.7099 | 0.44033 | 7 | 0.15022
56148 | 7.905 | 1 | 365 | 9.0438 | 0.11522 | 9 | 0.15899
56149 | 11.7 | 1 | 365 | 13.3855 | 0.81191 | 14 | 0.19736
56150 | 7.14 | 1 | 365 | 8.1686 | 0.36214 | 8 | 0.5307
56153 | 3.315 | 1 | 365 | 3.7925 | 0.59671 | 4 | 0.38925
56156 | 8.67 | 1 | 365 | 9.919 | 0.86831 | 10 | 0.78728
56151 | 3.51 | 1 | 365 | 4.0156 | 0.043572 | 4 | 0.059209
56164 | 13.515 | 1 | 365 | 15.4619 | 0.97119 | 16 | 0.43311
55859 | 4.94 | 1 | 365 | 5.6516 | 0.32058 | 5 | 0.97222
56173 | 3.9 | 1 | 365 | 4.4618 | 0.9373 | 5 | 0.39912
55655 | 12.48 | 1 | 365 | 14.2778 | 0.59937 | 14 | 0.87719
56175 | 7.02 | 1 | 365 | 8.0313 | 0.087144 | 8 | 0.11842
56182 | 6.5 | 1 | 365 | 7.4364 | 0.8955 | 8 | 0.33187
56183 | 7.02 | 1 | 365 | 8.0313 | 0.087144 | 8 | 0.11842
56184 | 5.865 | 1 | 365 | 6.7099 | 0.44033 | 7 | 0.15022
56186 | 5.1 | 1 | 365 | 5.8347 | 0.68724 | 6 | 0.52193
56189 | 6.12 | 1 | 365 | 7.0016 | 0.02469 | 7 | 0.026313
50208 | 7.14 | 1 | 365 | 8.1686 | 0.36214 | 8 | 0.5307
56193 | 2.86 | 1 | 365 | 3.272 | 0.55402 | 3 | 0.82602
56194 | 8.32 | 1 | 365 | 9.5185 | 0.066245 | 9 | 0.58479
56196 | 6.24 | 1 | 365 | 7.1389 | 0.29968 | 7 | 0.43859
56197 | 7.8 | 1 | 365 | 8.9236 | 0.8746 | 9 | 0.79824
56201 | 5.2 | 1 | 365 | 5.9491 | 0.9164 | 6 | 0.86549
56208 | 5.61 | 1 | 365 | 6.4182 | 0.85597 | 7 | 0.27412
56207 | 4.59 | 1 | 365 | 5.2512 | 0.51852 | 5 | 0.76973
56210 | 4.94 | 1 | 365 | 5.6516 | 0.32058 | 5 | 0.97222
56218 | 5.1 | 1 | 365 | 5.8347 | 0.68724 | 6 | 0.52193
56236 | 5.46 | 1 | 365 | 6.2465 | 0.51222 | 6 | 0.75877
56240 | 7.14 | 1 | 365 | 8.1686 | 0.36214 | 8 | 0.5307
56264 | 4.59 | 1 | 365 | 5.2512 | 0.51852 | 5 | 0.76973
56415 | 5.3 | 1 | 365 | 6.0635 | 0.14556 | 6 | 0.20906
35261 | 31.05 | 0.9 | 365 | 31.9706 | 0.039209 | 32 | 0.009854
56416 | 9.01 | 1 | 365 | 10.3079 | 0.64746 | 10 | 0.9554
56417 | 4.16 | 1 | 365 | 4.7593 | 0.53312 | 5 | 0.2924
56419 | 11.475 | 1 | 365 | 13.128 | 0.29629 | 13 | 0.42434
56420 | 7.8 | 1 | 365 | 8.9236 | 0.8746 | 9 | 0.79824
34698 | 35.84 | 1 | 365 | 41.003 | 0.13152 | 41 | 0.13448
56423 | 10.4 | 1 | 365 | 11.8982 | 0.83281 | 12 | 0.73099
37274 | 43.74 | 0.9 | 365 | 45.0369 | 0.21176 | 45 | 0.24866
33741 | 44.472 | 0.9 | 365 | 45.7906 | 0.72147 | 46 | 0.51208
56426 | 5.035 | 1 | 365 | 5.7603 | 0.53829 | 6 | 0.29861
57168 | 49.98 | 0.9 | 365 | 51.4619 | 0.081471 | 51 | 0.5434
56427 | 7.02 | 1 | 365 | 8.0313 | 0.087144 | 8 | 0.11842
56429 | 2.86 | 1 | 365 | 3.272 | 0.55402 | 3 | 0.82602
34295 | 52.32 | 0.9 | 365 | 53.8713 | 0.90761 | 54 | 0.77892
56466 | 3.38 | 1 | 365 | 3.8669 | 0.74566 | 4 | 0.61257
56437 | 2.6 | 1 | 365 | 2.9745 | 0.9582 | 3 | 0.93275
56467 | 5.035 | 1 | 365 | 5.7603 | 0.53829 | 6 | 0.29861
56469 | 3.9 | 1 | 365 | 4.4618 | 0.9373 | 5 | 0.39912
56440 | 4.24 | 1 | 365 | 4.8508 | 0.71645 | 5 | 0.56725
56468 | 10.71 | 1 | 365 | 12.2528 | 0.54321 | 12 | 0.79605
56446 | 3.51 | 1 | 365 | 4.0156 | 0.043572 | 4 | 0.059209
56471 | 9.88 | 1 | 365 | 11.3033 | 0.64117 | 11 | 0.94444
56470 | 7.155 | 1 | 365 | 8.1857 | 0.39651 | 8 | 0.58223
31314 | 62.985 | 0.9 | 365 | 64.8525 | 0.90369 | 65 | 0.75622
56474 | 5.83 | 1 | 365 | 6.6698 | 0.36012 | 7 | 0.029968
56447 | 5.565 | 1 | 365 | 6.3667 | 0.75284 | 7 | 0.11951
56475 | 12.48 | 1 | 365 | 14.2778 | 0.59937 | 14 | 0.87719
56448 | 9.69 | 1 | 365 | 11.0859 | 0.20576 | 11 | 0.29166
56476 | 4.94 | 1 | 365 | 5.6516 | 0.32058 | 5 | 0.97222
56449 | 5.98 | 1 | 365 | 6.8415 | 0.70386 | 7 | 0.54532
56477 | 9.435 | 1 | 365 | 10.7942 | 0.6214 | 11 | 0.41557
56451 | 13.26 | 1 | 365 | 15.1702 | 0.38683 | 15 | 0.55701
56478 | 6.5 | 1 | 365 | 7.4364 | 0.8955 | 8 | 0.33187
56479 | 10.2 | 1 | 365 | 11.6694 | 0.37448 | 12 | 0.043854
56480 | 6.89 | 1 | 365 | 7.8825 | 0.78923 | 8 | 0.67178
56482 | 7.54 | 1 | 365 | 8.6262 | 0.27878 | 8 | 0.90497
56453 | 7.395 | 1 | 365 | 8.4603 | 0.9465 | 9 | 0.40679
56481 | 6.12 | 1 | 365 | 7.0016 | 0.02469 | 7 | 0.026313
56284 | 6.36 | 1 | 365 | 7.2762 | 0.57468 | 7 | 0.85087
56483 | 2.08 | 1 | 365 | 2.3796 | 0.76656 | 3 | 0.1462
56490 | 3.9 | 1 | 365 | 4.4618 | 0.9373 | 5 | 0.39912
56491 | 7.02 | 1 | 365 | 8.0313 | 0.087144 | 8 | 0.11842
56492 | 6.625 | 1 | 365 | 7.5794 | 0.18196 | 7 | 0.76133
56493 | 7.905 | 1 | 365 | 9.0438 | 0.11522 | 9 | 0.15899
35276 | 78.08 | 0.9 | 365 | 80.3951 | 0.03644 | 80 | 0.43154
34857 | 78.08 | 0.9 | 365 | 80.3951 | 0.03644 | 80 | 0.43154
34990 | 78.08 | 0.9 | 365 | 80.3951 | 0.03644 | 80 | 0.43154
34977 | 78.08 | 0.9 | 365 | 80.3951 | 0.03644 | 80 | 0.43154
56444 | 3.18 | 1 | 365 | 3.6381 | 0.28734 | 3 | 0.92544
56455 | 11.18 | 1 | 365 | 12.7905 | 0.62027 | 13 | 0.41081
56456 | 9.435 | 1 | 365 | 10.7942 | 0.6214 | 11 | 0.41557
56458 | 5.83 | 1 | 365 | 6.6698 | 0.36012 | 7 | 0.029968
56460 | 14.04 | 1 | 365 | 16.0625 | 0.17429 | 16 | 0.23683
56462 | 4.94 | 1 | 365 | 5.6516 | 0.32058 | 5 | 0.97222
56461 | 8.32 | 1 | 365 | 9.5185 | 0.066245 | 9 | 0.58479
51409 | 6.44 | 1 | 365 | 7.3677 | 0.75801 | 8 | 0.12573
56452 | 6.375 | 1 | 365 | 7.2934 | 0.60905 | 7 | 0.90241
56465 | 9.1 | 1 | 365 | 10.4109 | 0.85371 | 11 | 0.26462
38431 | 4.42 | 1 | 365 | 5.0567 | 0.12894 | 5 | 0.18567
56464 | 2.55 | 1 | 365 | 2.9173 | 0.84362 | 3 | 0.76096
47979 | 4.41 | 1 | 365 | 5.0453 | 0.10603 | 5 | 0.15131
56497 | 5.865 | 1 | 365 | 6.7099 | 0.44033 | 7 | 0.15022
45552 | 7.194 | 1 | 365 | 8.2303 | 0.48589 | 8 | 0.71622
56506 | 7.685 | 1 | 365 | 8.7921 | 0.61107 | 9 | 0.40314
47427 | 3.9 | 1 | 365 | 4.4618 | 0.9373 | 5 | 0.39912
56503 | 4.94 | 1 | 365 | 5.6516 | 0.32058 | 5 | 0.97222
51532 | 7.2 | 1 | 365 | 8.2372 | 0.49964 | 8 | 0.73684
48919 | 10.175 | 1 | 365 | 11.6408 | 0.31719 | 11 | 0.95796
56507 | 6.12 | 1 | 365 | 7.0016 | 0.02469 | 7 | 0.026313
56510 | 4.335 | 1 | 365 | 4.9595 | 0.93416 | 5 | 0.89364
45175 | 6.24 | 1 | 365 | 7.1389 | 0.29968 | 7 | 0.43859
56512 | 4.68 | 1 | 365 | 5.3542 | 0.72476 | 6 | 0.078945
44052 | 5.886 | 1 | 365 | 6.7339 | 0.48845 | 7 | 0.22237
41466 | 7.14 | 1 | 365 | 8.1686 | 0.36214 | 8 | 0.5307
51203 | 9.25 | 1 | 365 | 10.5825 | 0.19745 | 10 | 0.77997
56513 | 4.16 | 1 | 365 | 4.7593 | 0.53312 | 5 | 0.2924
37270 | 14.388 | 1 | 365 | 16.4607 | 0.97177 | 17 | 0.43245
56509 | 10.965 | 1 | 365 | 12.5446 | 0.12757 | 12 | 0.67214
43944 | 5.04 | 1 | 365 | 5.766 | 0.54974 | 6 | 0.31579
56514 | 14.79 | 1 | 365 | 16.9206 | 0.893 | 17 | 0.81359
56517 | 3.975 | 1 | 365 | 4.5476 | 0.10917 | 4 | 0.6568
56520 | 2.805 | 1 | 365 | 3.2091 | 0.42798 | 3 | 0.63706
56522 | 5.67 | 1 | 365 | 6.4868 | 0.99346 | 7 | 0.48026
56525 | 6.5 | 1 | 365 | 7.4364 | 0.8955 | 8 | 0.33187
56861 | 7.14 | 1 | 365 | 8.1686 | 0.36214 | 8 | 0.5307
56524 | 13.005 | 1 | 365 | 14.8784 | 0.80247 | 15 | 0.68091
56865 | 2.12 | 1 | 365 | 2.4254 | 0.85823 | 3 | 0.28362
32942 | 1344.135 | 1 | 365 | 1537.7657 | 0.24127 | 1538 | 0.0069837
57964 | 5.232 | 1 | 365 | 5.9857 | 0.98973 | 6 | 0.97544
56532 | 4.845 | 1 | 365 | 5.543 | 0.10288 | 5 | 0.64583
56535 | 5.2 | 1 | 365 | 5.9491 | 0.9164 | 6 | 0.86549
56534 | 2.295 | 1 | 365 | 2.6256 | 0.25926 | 2 | 0.88487
56537 | 11.985 | 1 | 365 | 13.7115 | 0.46502 | 14 | 0.17653
56539 | 9.01 | 1 | 365 | 10.3079 | 0.64746 | 10 | 0.9554
56543 | 5.1 | 1 | 365 | 5.8347 | 0.68724 | 6 | 0.52193
34860 | 78.08 | 0.9 | 365 | 80.3951 | 0.03644 | 80 | 0.43154
35189 | 78.08 | 0.9 | 365 | 80.3951 | 0.03644 | 80 | 0.43154
34992 | 78.08 | 0.9 | 365 | 80.3951 | 0.03644 | 80 | 0.43154
35020 | 78.08 | 0.9 | 365 | 80.3951 | 0.03644 | 80 | 0.43154
34871 | 78.08 | 0.9 | 365 | 80.3951 | 0.03644 | 80 | 0.43154
56546 | 16.32 | 1 | 365 | 18.671 | 0.39917 | 19 | 0.070167
56547 | 14.04 | 1 | 365 | 16.0625 | 0.17429 | 16 | 0.23683
34883 | 92.3 | 0.9 | 365 | 95.0367 | 0.36454 | 95 | 0.40127
35297 | 94.72 | 0.9 | 365 | 97.5285 | 0.35568 | 97 | 0.88417
56552 | 5.83 | 1 | 365 | 6.6698 | 0.36012 | 7 | 0.029968
56553 | 5.3 | 1 | 365 | 6.0635 | 0.14556 | 6 | 0.20906
56863 | 7.42 | 1 | 365 | 8.4889 | 0.0037907 | 8 | 0.49269
56549 | 11.73 | 1 | 365 | 13.4198 | 0.88066 | 14 | 0.30043
56556 | 4.505 | 1 | 365 | 5.154 | 0.32373 | 5 | 0.4777
56869 | 6.095 | 1 | 365 | 6.973 | 0.9674 | 7 | 0.94042
56557 | 7.65 | 1 | 365 | 8.752 | 0.53086 | 9 | 0.28289
56866 | 8.58 | 1 | 365 | 9.816 | 0.66207 | 10 | 0.47807
56560 | 2.86 | 1 | 365 | 3.272 | 0.55402 | 3 | 0.82602
56871 | 6.63 | 1 | 365 | 7.5851 | 0.19341 | 7 | 0.77851
56562 | 7.95 | 1 | 365 | 9.0952 | 0.21835 | 9 | 0.31359
56564 | 4.42 | 1 | 365 | 5.0567 | 0.12894 | 5 | 0.18567
56870 | 14.025 | 1 | 365 | 16.0454 | 0.13991 | 16 | 0.1853
56563 | 11.96 | 1 | 365 | 13.6829 | 0.40773 | 14 | 0.090637
56873 | 2.65 | 1 | 365 | 3.0317 | 0.072782 | 3 | 0.10453
56558 | 4.335 | 1 | 365 | 4.9595 | 0.93416 | 5 | 0.89364
56872 | 11.475 | 1 | 365 | 13.128 | 0.29629 | 13 | 0.42434
56568 | 11.96 | 1 | 365 | 13.6829 | 0.40773 | 14 | 0.090637
56875 | 14.04 | 1 | 365 | 16.0625 | 0.17429 | 16 | 0.23683
56570 | 13.77 | 1 | 365 | 15.7537 | 0.55555 | 16 | 0.3092
56874 | 3.975 | 1 | 365 | 4.5476 | 0.10917 | 4 | 0.6568
56607 | 9.69 | 1 | 365 | 11.0859 | 0.20576 | 11 | 0.29166
56877 | 7.95 | 1 | 365 | 9.0952 | 0.21835 | 9 | 0.31359
56876 | 4.94 | 1 | 365 | 5.6516 | 0.32058 | 5 | 0.97222
56878 | 5.2 | 1 | 365 | 5.9491 | 0.9164 | 6 | 0.86549
56880 | 6.5 | 1 | 365 | 7.4364 | 0.8955 | 8 | 0.33187
56618 | 7.42 | 1 | 365 | 8.4889 | 0.0037907 | 8 | 0.49269
56621 | 3.64 | 1 | 365 | 4.1644 | 0.34148 | 4 | 0.50585
56622 | 3.57 | 1 | 365 | 4.0843 | 0.18107 | 4 | 0.26535
56892 | 12.495 | 1 | 365 | 14.295 | 0.63374 | 14 | 0.92872
56624 | 10.66 | 1 | 365 | 12.1956 | 0.42863 | 12 | 0.62426
56627 | 7.42 | 1 | 365 | 8.4889 | 0.0037907 | 8 | 0.49269
56623 | 9.88 | 1 | 365 | 11.3033 | 0.64117 | 11 | 0.94444
56626 | 4.59 | 1 | 365 | 5.2512 | 0.51852 | 5 | 0.76973
56631 | 6.885 | 1 | 365 | 7.8768 | 0.77778 | 8 | 0.6546
56630 | 11.18 | 1 | 365 | 12.7905 | 0.62027 | 13 | 0.41081
50692 | 9.975 | 1 | 365 | 11.412 | 0.85887 | 12 | 0.27083
56185 | 9.36 | 1 | 365 | 10.7084 | 0.44953 | 11 | 0.15789
56646 | 4.59 | 1 | 365 | 5.2512 | 0.51852 | 5 | 0.76973
56643 | 14.04 | 1 | 365 | 16.0625 | 0.17429 | 16 | 0.23683
56516 | 8.84 | 1 | 365 | 10.1135 | 0.25789 | 10 | 0.37134
56657 | 5.72 | 1 | 365 | 6.544 | 0.10804 | 6 | 0.65204
56665 | 5.3 | 1 | 365 | 6.0635 | 0.14556 | 6 | 0.20906
56669 | 7.54 | 1 | 365 | 8.6262 | 0.27878 | 8 | 0.90497
56659 | 5.2 | 1 | 365 | 5.9491 | 0.9164 | 6 | 0.86549
56634 | 6.24 | 1 | 365 | 7.1389 | 0.29968 | 7 | 0.43859
56674 | 5.2 | 1 | 365 | 5.9491 | 0.9164 | 6 | 0.86549
56675 | 15.6 | 1 | 365 | 17.8473 | 0.74921 | 18 | 0.59648
56734 | 6.48 | 1 | 365 | 7.4135 | 0.84967 | 8 | 0.26315
56736 | 4.42 | 1 | 365 | 5.0567 | 0.12894 | 5 | 0.18567
56738 | 7.8 | 1 | 365 | 8.9236 | 0.8746 | 9 | 0.79824
56742 | 14.28 | 1 | 365 | 16.3371 | 0.72428 | 17 | 0.061396
56746 | 7.02 | 1 | 365 | 8.0313 | 0.087144 | 8 | 0.11842
56772 | 4.77 | 1 | 365 | 5.4571 | 0.93101 | 6 | 0.38816
56773 | 11.475 | 1 | 365 | 13.128 | 0.29629 | 13 | 0.42434
56776 | 7.14 | 1 | 365 | 8.1686 | 0.36214 | 8 | 0.5307
56258 | 3.06 | 1 | 365 | 3.5008 | 0.012345 | 3 | 0.51316
56778 | 11.18 | 1 | 365 | 12.7905 | 0.62027 | 13 | 0.41081
56267 | 7.905 | 1 | 365 | 9.0438 | 0.11522 | 9 | 0.15899
56775 | 6.24 | 1 | 365 | 7.1389 | 0.29968 | 7 | 0.43859
56270 | 5.355 | 1 | 365 | 6.1264 | 0.2716 | 6 | 0.39802
56780 | 4.68 | 1 | 365 | 5.3542 | 0.72476 | 6 | 0.078945
56802 | 7.395 | 1 | 365 | 8.4603 | 0.9465 | 9 | 0.40679
56803 | 7.14 | 1 | 365 | 8.1686 | 0.36214 | 8 | 0.5307
56804 | 2.915 | 1 | 365 | 3.3349 | 0.68006 | 4 | 0.014984
56269 | 7.54 | 1 | 365 | 8.6262 | 0.27878 | 8 | 0.90497
56815 | 3.38 | 1 | 365 | 3.8669 | 0.74566 | 4 | 0.61257
56272 | 2.55 | 1 | 365 | 2.9173 | 0.84362 | 3 | 0.76096
56274 | 3.57 | 1 | 365 | 4.0843 | 0.18107 | 4 | 0.26535
56816 | 5.1 | 1 | 365 | 5.8347 | 0.68724 | 6 | 0.52193
56275 | 4.68 | 1 | 365 | 5.3542 | 0.72476 | 6 | 0.078945
56817 | 5.98 | 1 | 365 | 6.8415 | 0.70386 | 7 | 0.54532
56281 | 4.16 | 1 | 365 | 4.7593 | 0.53312 | 5 | 0.2924
56819 | 7.28 | 1 | 365 | 8.3287 | 0.68296 | 9 | 0.011692
56282 | 11.18 | 1 | 365 | 12.7905 | 0.62027 | 13 | 0.41081
56821 | 5.72 | 1 | 365 | 6.544 | 0.10804 | 6 | 0.65204
56301 | 6.12 | 1 | 365 | 7.0016 | 0.02469 | 7 | 0.026313
56303 | 10.66 | 1 | 365 | 12.1956 | 0.42863 | 12 | 0.62426
56822 | 9.1 | 1 | 365 | 10.4109 | 0.85371 | 11 | 0.26462
56342 | 7.685 | 1 | 365 | 8.7921 | 0.61107 | 9 | 0.40314
56823 | 4.24 | 1 | 365 | 4.8508 | 0.71645 | 5 | 0.56725
56332 | 6.12 | 1 | 365 | 7.0016 | 0.02469 | 7 | 0.026313
56825 | 14.04 | 1 | 365 | 16.0625 | 0.17429 | 16 | 0.23683
56343 | 7.28 | 1 | 365 | 8.3287 | 0.68296 | 9 | 0.011692
56345 | 4.42 | 1 | 365 | 5.0567 | 0.12894 | 5 | 0.18567
56347 | 13.78 | 1 | 365 | 15.7651 | 0.57847 | 16 | 0.34356
56826 | 3.38 | 1 | 365 | 3.8669 | 0.74566 | 4 | 0.61257
56348 | 5.565 | 1 | 365 | 6.3667 | 0.75284 | 7 | 0.11951
56372 | 9.88 | 1 | 365 | 11.3033 | 0.64117 | 11 | 0.94444
56827 | 6.375 | 1 | 365 | 7.2934 | 0.60905 | 7 | 0.90241
56828 | 9.01 | 1 | 365 | 10.3079 | 0.64746 | 10 | 0.9554
56377 | 10.965 | 1 | 365 | 12.5446 | 0.12757 | 12 | 0.67214
56830 | 14.04 | 1 | 365 | 16.0625 | 0.17429 | 16 | 0.23683
56382 | 4.42 | 1 | 365 | 5.0567 | 0.12894 | 5 | 0.18567
56832 | 10.92 | 1 | 365 | 12.4931 | 0.024447 | 12 | 0.51754
56381 | 8.32 | 1 | 365 | 9.5185 | 0.066245 | 9 | 0.58479
56383 | 9.69 | 1 | 365 | 11.0859 | 0.20576 | 11 | 0.29166
56836 | 11.44 | 1 | 365 | 13.088 | 0.21609 | 13 | 0.30409
56387 | 5.83 | 1 | 365 | 6.6698 | 0.36012 | 7 | 0.029968
56837 | 10.4 | 1 | 365 | 11.8982 | 0.83281 | 12 | 0.73099
56391 | 11.475 | 1 | 365 | 13.128 | 0.29629 | 13 | 0.42434
56848 | 7.395 | 1 | 365 | 8.4603 | 0.9465 | 9 | 0.40679
56401 | 2.04 | 1 | 365 | 2.3339 | 0.6749 | 3 | 0.0087709
56840 | 6.625 | 1 | 365 | 7.5794 | 0.18196 | 7 | 0.76133
47860 | 26.52 | 0.9 | 365 | 27.3063 | 0.69629 | 28 | 0.0026193
56846 | 2.86 | 1 | 365 | 3.272 | 0.55402 | 3 | 0.82602
56403 | 3.06 | 1 | 365 | 3.5008 | 0.012345 | 3 | 0.51316
56851 | 7.28 | 1 | 365 | 8.3287 | 0.68296 | 9 | 0.011692
56407 | 5.61 | 1 | 365 | 6.4182 | 0.85597 | 7 | 0.27412
56408 | 4.505 | 1 | 365 | 5.154 | 0.32373 | 5 | 0.4777
56853 | 4.59 | 1 | 365 | 5.2512 | 0.51852 | 5 | 0.76973
56405 | 3.06 | 1 | 365 | 3.5008 | 0.012345 | 3 | 0.51316
56413 | 4.845 | 1 | 365 | 5.543 | 0.10288 | 5 | 0.64583
56857 | 16.96 | 1 | 365 | 19.4032 | 0.86581 | 20 | 0.269
58129 | 27.56 | 0.9 | 365 | 28.3772 | 0.84124 | 29 | 0.21841
56859 | 4.16 | 1 | 365 | 4.7593 | 0.53312 | 5 | 0.2924
56858 | 6.5 | 1 | 365 | 7.4364 | 0.8955 | 8 | 0.33187
56894 | 3.57 | 1 | 365 | 4.0843 | 0.18107 | 4 | 0.26535
56896 | 14.04 | 1 | 365 | 16.0625 | 0.17429 | 16 | 0.23683
56903 | 5.355 | 1 | 365 | 6.1264 | 0.2716 | 6 | 0.39802
56906 | 2.295 | 1 | 365 | 2.6256 | 0.25926 | 2 | 0.88487
56907 | 8.32 | 1 | 365 | 9.5185 | 0.066245 | 9 | 0.58479
56910 | 2.385 | 1 | 365 | 2.7286 | 0.4655 | 3 | 0.19408
56912 | 7.54 | 1 | 365 | 8.6262 | 0.27878 | 8 | 0.90497
56913 | 2.55 | 1 | 365 | 2.9173 | 0.84362 | 3 | 0.76096
56914 | 4.42 | 1 | 365 | 5.0567 | 0.12894 | 5 | 0.18567
56915 | 5.1 | 1 | 365 | 5.8347 | 0.68724 | 6 | 0.52193
56919 | 4.68 | 1 | 365 | 5.3542 | 0.72476 | 6 | 0.078945
56924 | 3.57 | 1 | 365 | 4.0843 | 0.18107 | 4 | 0.26535
56927 | 2.34 | 1 | 365 | 2.6771 | 0.36238 | 3 | 0.039472
56925 | 6.36 | 1 | 365 | 7.2762 | 0.57468 | 7 | 0.85087
56931 | 6.375 | 1 | 365 | 7.2934 | 0.60905 | 7 | 0.90241
56933 | 6.24 | 1 | 365 | 7.1389 | 0.29968 | 7 | 0.43859
56934 | 5.1 | 1 | 365 | 5.8347 | 0.68724 | 6 | 0.52193
56936 | 7.28 | 1 | 365 | 8.3287 | 0.68296 | 9 | 0.011692
56970 | 10.92 | 1 | 365 | 12.4931 | 0.024447 | 12 | 0.51754
56974 | 6.24 | 1 | 365 | 7.1389 | 0.29968 | 7 | 0.43859
57009 | 9.18 | 1 | 365 | 10.5024 | 0.037035 | 10 | 0.53947
57011 | 7.54 | 1 | 365 | 8.6262 | 0.27878 | 8 | 0.90497
57015 | 8.215 | 1 | 365 | 9.3984 | 0.82563 | 10 | 0.22405
57016 | 3.38 | 1 | 365 | 3.8669 | 0.74566 | 4 | 0.61257
57019 | 3.9 | 1 | 365 | 4.4618 | 0.9373 | 5 | 0.39912
57018 | 7.02 | 1 | 365 | 8.0313 | 0.087144 | 8 | 0.11842
57020 | 11.44 | 1 | 365 | 13.088 | 0.21609 | 13 | 0.30409
57022 | 12.48 | 1 | 365 | 14.2778 | 0.59937 | 14 | 0.87719
57023 | 8.48 | 1 | 365 | 9.7016 | 0.4329 | 10 | 0.1345
57065 | 3.64 | 1 | 365 | 4.1644 | 0.34148 | 4 | 0.50585
57068 | 8.67 | 1 | 365 | 9.919 | 0.86831 | 10 | 0.78728
57074 | 4.42 | 1 | 365 | 5.0567 | 0.12894 | 5 | 0.18567
57095 | 8.84 | 1 | 365 | 10.1135 | 0.25789 | 10 | 0.37134
57150 | 7.02 | 1 | 365 | 8.0313 | 0.087144 | 8 | 0.11842
57151 | 3.12 | 1 | 365 | 3.5695 | 0.14984 | 3 | 0.7193
57153 | 4.94 | 1 | 365 | 5.6516 | 0.32058 | 5 | 0.97222
57198 | 3.12 | 1 | 365 | 3.5695 | 0.14984 | 3 | 0.7193
57201 | 13.52 | 1 | 365 | 15.4676 | 0.98265 | 16 | 0.45029
57208 | 6.5 | 1 | 365 | 7.4364 | 0.8955 | 8 | 0.33187
57215 | 3.51 | 1 | 365 | 4.0156 | 0.043572 | 4 | 0.059209
57219 | 3.64 | 1 | 365 | 4.1644 | 0.34148 | 4 | 0.50585
57290 | 13.005 | 1 | 365 | 14.8784 | 0.80247 | 15 | 0.68091
57221 | 8.32 | 1 | 365 | 9.5185 | 0.066245 | 9 | 0.58479
57220 | 4.59 | 1 | 365 | 5.2512 | 0.51852 | 5 | 0.76973
57296 | 6.24 | 1 | 365 | 7.1389 | 0.29968 | 7 | 0.43859
57224 | 13.78 | 1 | 365 | 15.7651 | 0.57847 | 16 | 0.34356
57301 | 3.38 | 1 | 365 | 3.8669 | 0.74566 | 4 | 0.61257
57223 | 8.32 | 1 | 365 | 9.5185 | 0.066245 | 9 | 0.58479
57229 | 8.58 | 1 | 365 | 9.816 | 0.66207 | 10 | 0.47807
57305 | 4.59 | 1 | 365 | 5.2512 | 0.51852 | 5 | 0.76973
57228 | 9.1 | 1 | 365 | 10.4109 | 0.85371 | 11 | 0.26462
57308 | 5.1 | 1 | 365 | 5.8347 | 0.68724 | 6 | 0.52193
57240 | 6.885 | 1 | 365 | 7.8768 | 0.77778 | 8 | 0.6546
57316 | 5.46 | 1 | 365 | 6.2465 | 0.51222 | 6 | 0.75877
57243 | 7.395 | 1 | 365 | 8.4603 | 0.9465 | 9 | 0.40679
57322 | 5.1 | 1 | 365 | 5.8347 | 0.68724 | 6 | 0.52193
57247 | 3.825 | 1 | 365 | 4.376 | 0.76543 | 5 | 0.14145
57328 | 8.415 | 1 | 365 | 9.6272 | 0.28395 | 9 | 0.91118
57334 | 13.26 | 1 | 365 | 15.1702 | 0.38683 | 15 | 0.55701
57251 | 11.44 | 1 | 365 | 13.088 | 0.21609 | 13 | 0.30409
57321 | 5.46 | 1 | 365 | 6.2465 | 0.51222 | 6 | 0.75877
57244 | 2.08 | 1 | 365 | 2.3796 | 0.76656 | 3 | 0.1462
57261 | 4.505 | 1 | 365 | 5.154 | 0.32373 | 5 | 0.4777
57337 | 6.24 | 1 | 365 | 7.1389 | 0.29968 | 7 | 0.43859
57286 | 12.74 | 1 | 365 | 14.5753 | 0.19519 | 14 | 0.77046
57289 | 6.24 | 1 | 365 | 7.1389 | 0.29968 | 7 | 0.43859
57343 | 5.865 | 1 | 365 | 6.7099 | 0.44033 | 7 | 0.15022
57344 | 9.36 | 1 | 365 | 10.7084 | 0.44953 | 11 | 0.15789
57677 | 8.16 | 1 | 365 | 9.3355 | 0.69959 | 10 | 0.035084
57350 | 5.565 | 1 | 365 | 6.3667 | 0.75284 | 7 | 0.11951
57352 | 5.2 | 1 | 365 | 5.9491 | 0.9164 | 6 | 0.86549
57355 | 10.14 | 1 | 365 | 11.6007 | 0.23699 | 11 | 0.83771
57681 | 3.9 | 1 | 365 | 4.4618 | 0.9373 | 5 | 0.39912
57684 | 7.28 | 1 | 365 | 8.3287 | 0.68296 | 9 | 0.011692
57356 | 13.26 | 1 | 365 | 15.1702 | 0.38683 | 15 | 0.55701
57688 | 6.24 | 1 | 365 | 7.1389 | 0.29968 | 7 | 0.43859
57690 | 17.16 | 1 | 365 | 19.632 | 0.32413 | 19 | 0.95613
57692 | 4.335 | 1 | 365 | 4.9595 | 0.93416 | 5 | 0.89364
57695 | 9.18 | 1 | 365 | 10.5024 | 0.037035 | 10 | 0.53947
54441 | 4.42 | 1 | 365 | 5.0567 | 0.12894 | 5 | 0.18567
40013 | 3.64 | 1 | 365 | 4.1644 | 0.34148 | 4 | 0.50585
54925 | 4.94 | 1 | 365 | 5.6516 | 0.32058 | 5 | 0.97222
54983 | 9.54 | 1 | 365 | 10.9143 | 0.86202 | 11 | 0.77631
54821 | 3.64 | 1 | 365 | 4.1644 | 0.34148 | 4 | 0.50585
52275 | 10.66 | 1 | 365 | 12.1956 | 0.42863 | 12 | 0.62426
57696 | 8.745 | 1 | 365 | 10.0048 | 0.040182 | 10 | 0.044952
49231 | 3.64 | 1 | 365 | 4.1644 | 0.34148 | 4 | 0.50585
54859 | 4.16 | 1 | 365 | 4.7593 | 0.53312 | 5 | 0.2924
57700 | 3.38 | 1 | 365 | 3.8669 | 0.74566 | 4 | 0.61257
54855 | 5.2 | 1 | 365 | 5.9491 | 0.9164 | 6 | 0.86549
27700 | 10.4 | 1 | 365 | 11.8982 | 0.83281 | 12 | 0.73099
47313 | 12 | 1 | 365 | 13.7287 | 0.49939 | 14 | 0.22806
57723 | 4.94 | 1 | 365 | 5.6516 | 0.32058 | 5 | 0.97222
45207 | 11.772 | 1 | 365 | 13.4678 | 0.9769 | 14 | 0.44473
51295 | 12.48 | 1 | 365 | 14.2778 | 0.59937 | 14 | 0.87719
56202 | 5.1 | 1 | 365 | 5.8347 | 0.68724 | 6 | 0.52193
43564 | 16.8 | 1 | 365 | 19.2201 | 0.49915 | 19 | 0.71929
43563 | 18 | 1 | 365 | 20.593 | 0.24909 | 20 | 0.8421
43561 | 16.8 | 1 | 365 | 19.2201 | 0.49915 | 19 | 0.71929
43559 | 15.6 | 1 | 365 | 17.8473 | 0.74921 | 18 | 0.59648
43557 | 15 | 1 | 365 | 17.1608 | 0.37424 | 17 | 0.53508
57729 | 8.415 | 1 | 365 | 9.6272 | 0.28395 | 9 | 0.91118
43555 | 15.9 | 1 | 365 | 18.1905 | 0.43669 | 18 | 0.62718
43556 | 15.6 | 1 | 365 | 17.8473 | 0.74921 | 18 | 0.59648
57731 | 9.18 | 1 | 365 | 10.5024 | 0.037035 | 10 | 0.53947
43554 | 14.4 | 1 | 365 | 16.4744 | 0.99927 | 17 | 0.47368
57763 | 6.24 | 1 | 365 | 7.1389 | 0.29968 | 7 | 0.43859
42025 | 8.5 | 1 | 365 | 9.7245 | 0.47874 | 10 | 0.20321
46419 | 9.6 | 1 | 365 | 10.9829 | 0.99951 | 11 | 0.98245
47656 | 3.78 | 1 | 365 | 4.3245 | 0.66231 | 4 | 0.98684
46455 | 8.82 | 1 | 365 | 10.0906 | 0.21205 | 10 | 0.30263
49305 | 8.4 | 1 | 365 | 9.6101 | 0.24957 | 9 | 0.85964
57774 | 8.32 | 1 | 365 | 9.5185 | 0.066245 | 9 | 0.58479
57785 | 10.4 | 1 | 365 | 11.8982 | 0.83281 | 12 | 0.73099
49048 | 6.615 | 1 | 365 | 7.5679 | 0.15904 | 7 | 0.72697
57797 | 2.86 | 1 | 365 | 3.272 | 0.55402 | 3 | 0.82602
45567 | 7 | 1 | 365 | 8.0084 | 0.041312 | 8 | 0.049704
57807 | 12.24 | 1 | 365 | 14.0032 | 0.04938 | 14 | 0.052625
45563 | 5.75 | 1 | 365 | 6.5783 | 0.17679 | 6 | 0.75511
57808 | 5.1 | 1 | 365 | 5.8347 | 0.68724 | 6 | 0.52193
49494 | 7.848 | 1 | 365 | 8.9786 | 0.9846 | 9 | 0.96315
46474 | 5.88 | 1 | 365 | 6.727 | 0.4747 | 7 | 0.20175
57809 | 5.3 | 1 | 365 | 6.0635 | 0.14556 | 6 | 0.20906
45535 | 5.559 | 1 | 365 | 6.3598 | 0.73909 | 7 | 0.098901
57810 | 9.36 | 1 | 365 | 10.7084 | 0.44953 | 11 | 0.15789
47673 | 7.42 | 1 | 365 | 8.4889 | 0.0037907 | 8 | 0.49269
57358 | 5.46 | 1 | 365 | 6.2465 | 0.51222 | 6 | 0.75877
57361 | 6.76 | 1 | 365 | 7.7338 | 0.49132 | 8 | 0.22514
57812 | 5.2 | 1 | 365 | 5.9491 | 0.9164 | 6 | 0.86549
57365 | 3.38 | 1 | 365 | 3.8669 | 0.74566 | 4 | 0.61257
57369 | 4.24 | 1 | 365 | 4.8508 | 0.71645 | 5 | 0.56725
57811 | 9.1 | 1 | 365 | 10.4109 | 0.85371 | 11 | 0.26462
57373 | 4.94 | 1 | 365 | 5.6516 | 0.32058 | 5 | 0.97222
57374 | 8.32 | 1 | 365 | 9.5185 | 0.066245 | 9 | 0.58479
57383 | 7.02 | 1 | 365 | 8.0313 | 0.087144 | 8 | 0.11842
57386 | 8.32 | 1 | 365 | 9.5185 | 0.066245 | 9 | 0.58479
57470 | 10.92 | 1 | 365 | 12.4931 | 0.024447 | 12 | 0.51754
57475 | 3.825 | 1 | 365 | 4.376 | 0.76543 | 5 | 0.14145
57476 | 2.6 | 1 | 365 | 2.9745 | 0.9582 | 3 | 0.93275
46843 | 5.559 | 1 | 365 | 6.3598 | 0.73909 | 7 | 0.098901
57507 | 6.12 | 1 | 365 | 7.0016 | 0.02469 | 7 | 0.026313
57508 | 5.72 | 1 | 365 | 6.544 | 0.10804 | 6 | 0.65204
57515 | 16.9 | 1 | 365 | 19.3345 | 0.72831 | 20 | 0.062857
57569 | 7.95 | 1 | 365 | 9.0952 | 0.21835 | 9 | 0.31359
50141 | 6.75 | 1 | 365 | 7.7224 | 0.46841 | 8 | 0.19079
57555 | 5.1 | 1 | 365 | 5.8347 | 0.68724 | 6 | 0.52193
46841 | 6.5 | 1 | 365 | 7.4364 | 0.8955 | 8 | 0.33187
57513 | 3.12 | 1 | 365 | 3.5695 | 0.14984 | 3 | 0.7193
57814 | 5.355 | 1 | 365 | 6.1264 | 0.2716 | 6 | 0.39802
57815 | 6.12 | 1 | 365 | 7.0016 | 0.02469 | 7 | 0.026313
57574 | 3.975 | 1 | 365 | 4.5476 | 0.10917 | 4 | 0.6568
43507 | 3.15 | 1 | 365 | 3.6038 | 0.21859 | 3 | 0.82237
57579 | 4.94 | 1 | 365 | 5.6516 | 0.32058 | 5 | 0.97222
47608 | 4.8 | 1 | 365 | 5.4915 | 0.99976 | 6 | 0.49123
57578 | 7.28 | 1 | 365 | 8.3287 | 0.68296 | 9 | 0.011692
57580 | 2.86 | 1 | 365 | 3.272 | 0.55402 | 3 | 0.82602
57594 | 4.94 | 1 | 365 | 5.6516 | 0.32058 | 5 | 0.97222
57598 | 4.77 | 1 | 365 | 5.4571 | 0.93101 | 6 | 0.38816
57604 | 8.745 | 1 | 365 | 10.0048 | 0.040182 | 10 | 0.044952
57816 | 3.06 | 1 | 365 | 3.5008 | 0.012345 | 3 | 0.51316
57607 | 10.14 | 1 | 365 | 11.6007 | 0.23699 | 11 | 0.83771
44791 | 6.72 | 1 | 365 | 7.6881 | 0.39966 | 8 | 0.087716
57609 | 3.57 | 1 | 365 | 4.0843 | 0.18107 | 4 | 0.26535
44036 | 2.5 | 1 | 365 | 2.8601 | 0.72904 | 3 | 0.58918
57656 | 6.76 | 1 | 365 | 7.7338 | 0.49132 | 8 | 0.22514
57817 | 7.28 | 1 | 365 | 8.3287 | 0.68296 | 9 | 0.011692
57840 | 9.88 | 1 | 365 | 11.3033 | 0.64117 | 11 | 0.94444
46447 | 2.5 | 1 | 365 | 2.8601 | 0.72904 | 3 | 0.58918
58525 | 12.6 | 1 | 365 | 14.4151 | 0.87436 | 15 | 0.28947
58659 | 6.5 | 1 | 365 | 7.4364 | 0.8955 | 8 | 0.33187
57821 | 10.66 | 1 | 365 | 12.1956 | 0.42863 | 12 | 0.62426
46399 | 5.13 | 1 | 365 | 5.869 | 0.75599 | 6 | 0.625
58658 | 9.3 | 1 | 365 | 10.6397 | 0.31203 | 10 | 0.95175
57823 | 11.7 | 1 | 365 | 13.3855 | 0.81191 | 14 | 0.19736
57841 | 9.1 | 1 | 365 | 10.4109 | 0.85371 | 11 | 0.26462
58702 | 5.67 | 1 | 365 | 6.4868 | 0.99346 | 7 | 0.48026
58700 | 8.32 | 1 | 365 | 9.5185 | 0.066245 | 9 | 0.58479
58688 | 8.19 | 1 | 365 | 9.3698 | 0.76834 | 10 | 0.13815
58657 | 4.56 | 1 | 365 | 5.2169 | 0.44977 | 5 | 0.66666
58687 | 9.135 | 1 | 365 | 10.451 | 0.93391 | 11 | 0.38486
57843 | 8.06 | 1 | 365 | 9.2211 | 0.47042 | 9 | 0.69152
58678 | 3.36 | 1 | 365 | 3.844 | 0.69983 | 4 | 0.54386
58675 | 9.9 | 1 | 365 | 11.3262 | 0.687 | 12 | 0.013153
46878 | 12.6 | 1 | 365 | 14.4151 | 0.87436 | 15 | 0.28947
57851 | 12.74 | 1 | 365 | 14.5753 | 0.19519 | 14 | 0.77046
57863 | 6.76 | 1 | 365 | 7.7338 | 0.49132 | 8 | 0.22514
47323 | 10.395 | 1 | 365 | 11.8925 | 0.82135 | 12 | 0.71381
57825 | 10.66 | 1 | 365 | 12.1956 | 0.42863 | 12 | 0.62426
58656 | 8.48 | 1 | 365 | 9.7016 | 0.4329 | 10 | 0.1345
58666 | 10.54 | 1 | 365 | 12.0584 | 0.15363 | 12 | 0.21198
57868 | 16.32 | 1 | 365 | 18.671 | 0.39917 | 19 | 0.070167
57828 | 4.77 | 1 | 365 | 5.4571 | 0.93101 | 6 | 0.38816
58665 | 8.19 | 1 | 365 | 9.3698 | 0.76834 | 10 | 0.13815
58664 | 12.48 | 1 | 365 | 14.2778 | 0.59937 | 14 | 0.87719
58655 | 6.9 | 1 | 365 | 7.894 | 0.81215 | 8 | 0.70614
58427 | 13.16 | 1 | 365 | 15.0558 | 0.15767 | 15 | 0.21344
58673 | 7.2 | 1 | 365 | 8.2372 | 0.49964 | 8 | 0.73684
58667 | 7.95 | 1 | 365 | 9.0952 | 0.21835 | 9 | 0.31359
58663 | 13.44 | 1 | 365 | 15.3761 | 0.79932 | 16 | 0.17543
58662 | 11.685 | 1 | 365 | 13.3683 | 0.77753 | 14 | 0.14583
57833 | 7.28 | 1 | 365 | 8.3287 | 0.68296 | 9 | 0.011692
58660 | 11.2 | 1 | 365 | 12.8134 | 0.6661 | 13 | 0.47953
58432 | 6.54 | 1 | 365 | 7.4821 | 0.98717 | 8 | 0.46929
55936 | 4.68 | 1 | 365 | 5.3542 | 0.72476 | 6 | 0.078945
57871 | 14.04 | 1 | 365 | 16.0625 | 0.17429 | 16 | 0.23683
58490 | 4.68 | 1 | 365 | 5.3542 | 0.72476 | 6 | 0.078945
58422 | 13.76 | 1 | 365 | 15.7422 | 0.53264 | 16 | 0.27485
58143 | 6 | 1 | 365 | 6.8643 | 0.7497 | 7 | 0.61403
58619 | 5.72 | 1 | 365 | 6.544 | 0.10804 | 6 | 0.65204
57913 | 6.095 | 1 | 365 | 6.973 | 0.9674 | 7 | 0.94042
58616 | 6.9 | 1 | 365 | 7.894 | 0.81215 | 8 | 0.70614
57914 | 8.925 | 1 | 365 | 10.2107 | 0.45267 | 10 | 0.66337
57873 | 3.64 | 1 | 365 | 4.1644 | 0.34148 | 4 | 0.50585
58200 | 3.57 | 1 | 365 | 4.0843 | 0.18107 | 4 | 0.26535
58614 | 4.03 | 1 | 365 | 4.6105 | 0.23521 | 4 | 0.84576
57920 | 9.36 | 1 | 365 | 10.7084 | 0.44953 | 11 | 0.15789
58553 | 6.213 | 1 | 365 | 7.108 | 0.23781 | 7 | 0.34583
57927 | 11.985 | 1 | 365 | 13.7115 | 0.46502 | 14 | 0.17653
57928 | 7.8 | 1 | 365 | 8.9236 | 0.8746 | 9 | 0.79824
57875 | 5.2 | 1 | 365 | 5.9491 | 0.9164 | 6 | 0.86549
57929 | 12.48 | 1 | 365 | 14.2778 | 0.59937 | 14 | 0.87719
58552 | 9.156 | 1 | 365 | 10.475 | 0.98204 | 11 | 0.45701
57931 | 2.6 | 1 | 365 | 2.9745 | 0.9582 | 3 | 0.93275
57932 | 5.865 | 1 | 365 | 6.7099 | 0.44033 | 7 | 0.15022
57933 | 10.14 | 1 | 365 | 11.6007 | 0.23699 | 11 | 0.83771
57878 | 2.12 | 1 | 365 | 2.4254 | 0.85823 | 3 | 0.28362
57888 | 4.59 | 1 | 365 | 5.2512 | 0.51852 | 5 | 0.76973
58516 | 9.99 | 1 | 365 | 11.4291 | 0.89324 | 12 | 0.32236
57934 | 3.12 | 1 | 365 | 3.5695 | 0.14984 | 3 | 0.7193
58223 | 11.7 | 1 | 365 | 13.3855 | 0.81191 | 14 | 0.19736
57936 | 5.46 | 1 | 365 | 6.2465 | 0.51222 | 6 | 0.75877
57892 | 8.32 | 1 | 365 | 9.5185 | 0.066245 | 9 | 0.58479
57943 | 10.4 | 1 | 365 | 11.8982 | 0.83281 | 12 | 0.73099
58140 | 11.34 | 1 | 365 | 12.9736 | 0.98693 | 13 | 0.96052
57942 | 3.64 | 1 | 365 | 4.1644 | 0.34148 | 4 | 0.50585
58138 | 11.6 | 1 | 365 | 13.271 | 0.58275 | 13 | 0.8538
44756 | 10.71 | 1 | 365 | 12.2528 | 0.54321 | 12 | 0.79605
57896 | 8.415 | 1 | 365 | 9.6272 | 0.28395 | 9 | 0.91118
49905 | 6.3 | 1 | 365 | 7.2076 | 0.43718 | 7 | 0.64473
46348 | 13.8 | 1 | 365 | 15.788 | 0.6243 | 16 | 0.41227
49475 | 11.7 | 1 | 365 | 13.3855 | 0.81191 | 14 | 0.19736
46872 | 10.395 | 1 | 365 | 11.8925 | 0.82135 | 12 | 0.71381
47420 | 10.08 | 1 | 365 | 11.5321 | 0.099489 | 11 | 0.63157
49318 | 15.12 | 1 | 365 | 17.2981 | 0.64923 | 17 | 0.94736
48285 | 10.71 | 1 | 365 | 12.2528 | 0.54321 | 12 | 0.79605
47398 | 10.08 | 1 | 365 | 11.5321 | 0.099489 | 11 | 0.63157
58716 | 16.64 | 1 | 365 | 19.0371 | 0.13249 | 19 | 0.16958
48471 | 10.92 | 1 | 365 | 12.4931 | 0.024447 | 12 | 0.51754
43943 | 11.34 | 1 | 365 | 12.9736 | 0.98693 | 13 | 0.96052
51282 | 11.685 | 1 | 365 | 13.3683 | 0.77753 | 14 | 0.14583
49898 | 11.39 | 1 | 365 | 13.0308 | 0.10151 | 13 | 0.1323
51315 | 10.695 | 1 | 365 | 12.2357 | 0.50883 | 12 | 0.74451
48544 | 12.5 | 1 | 365 | 14.3007 | 0.6452 | 14 | 0.9459
49911 | 11.025 | 1 | 365 | 12.6132 | 0.26507 | 12 | 0.87828
49912 | 12.915 | 1 | 365 | 14.7755 | 0.59622 | 15 | 0.3717
50251 | 13.86 | 1 | 365 | 15.8566 | 0.7618 | 16 | 0.61841
44373 | 6.72 | 1 | 365 | 7.6881 | 0.39966 | 8 | 0.087716
49046 | 9.765 | 1 | 365 | 11.1717 | 0.37763 | 11 | 0.54934
49498 | 12.6 | 1 | 365 | 14.4151 | 0.87436 | 15 | 0.28947
49901 | 10.791 | 1 | 365 | 12.3455 | 0.72883 | 13 | 0.074337
49909 | 7.5 | 1 | 365 | 8.5804 | 0.18712 | 8 | 0.76754
48873 | 4.905 | 1 | 365 | 5.6116 | 0.24038 | 5 | 0.85197
58126 | 13.12 | 1 | 365 | 15.01 | 0.066002 | 15 | 0.076017
57900 | 7.14 | 1 | 365 | 8.1686 | 0.36214 | 8 | 0.5307
58419 | 2.12 | 1 | 365 | 2.4254 | 0.85823 | 3 | 0.28362
58196 | 5.985 | 1 | 365 | 6.8472 | 0.71532 | 7 | 0.5625
57902 | 8.32 | 1 | 365 | 9.5185 | 0.066245 | 9 | 0.58479
58195 | 3.1 | 1 | 365 | 3.5466 | 0.10401 | 3 | 0.65058
57903 | 8.84 | 1 | 365 | 10.1135 | 0.25789 | 10 | 0.37134
57905 | 5.46 | 1 | 365 | 6.2465 | 0.51222 | 6 | 0.75877
46807 | 24.57 | 1 | 365 | 28.1095 | 0.30501 | 28 | 0.41446
58705 | 6.84 | 1 | 365 | 7.8253 | 0.67465 | 8 | 0.5
58193 | 9.45 | 1 | 365 | 10.8113 | 0.65577 | 11 | 0.4671
57908 | 11.96 | 1 | 365 | 13.6829 | 0.40773 | 14 | 0.090637
57910 | 3.9 | 1 | 365 | 4.4618 | 0.9373 | 5 | 0.39912
58198 | 5.985 | 1 | 365 | 6.8472 | 0.71532 | 7 | 0.5625
47687 | 3.6 | 1 | 365 | 4.1186 | 0.24982 | 4 | 0.36842
49066 | 7.98 | 1 | 365 | 9.1296 | 0.2871 | 9 | 0.41666
50019 | 6.54 | 1 | 365 | 7.4821 | 0.98717 | 8 | 0.46929
44364 | 14 | 1 | 365 | 16.0168 | 0.082624 | 16 | 0.099408
46482 | 12.88 | 1 | 365 | 14.7354 | 0.51601 | 15 | 0.25146
48863 | 8.82 | 1 | 365 | 10.0906 | 0.21205 | 10 | 0.30263
57266 | 13.86 | 1 | 365 | 15.8566 | 0.7618 | 16 | 0.61841
51121 | 11.76 | 1 | 365 | 13.4541 | 0.9494 | 14 | 0.4035
50297 | 24.8 | 1 | 365 | 28.3726 | 0.83208 | 29 | 0.20467
55188 | 10.5 | 1 | 365 | 12.0126 | 0.061968 | 12 | 0.074556
47340 | 15.369 | 1 | 365 | 17.583 | 0.21985 | 17 | 0.80284
50979 | 5.865 | 1 | 365 | 6.7099 | 0.44033 | 7 | 0.15022
51312 | 12 | 1 | 365 | 13.7287 | 0.49939 | 14 | 0.22806
46881 | 9.81 | 1 | 365 | 11.2232 | 0.48075 | 11 | 0.70394
43970 | 15.6 | 1 | 365 | 17.8473 | 0.74921 | 18 | 0.59648
51254 | 4.56 | 1 | 365 | 5.2169 | 0.44977 | 5 | 0.66666
49744 | 10.005 | 1 | 365 | 11.4463 | 0.92762 | 12 | 0.3739
48306 | 11.18 | 1 | 365 | 12.7905 | 0.62027 | 13 | 0.41081
47324 | 8.25 | 1 | 365 | 9.4385 | 0.90583 | 10 | 0.34429
50860 | 12.54 | 1 | 365 | 14.3465 | 0.73686 | 15 | 0.083327
48504 | 4.905 | 1 | 365 | 5.6116 | 0.24038 | 5 | 0.85197
49510 | 5.67 | 1 | 365 | 6.4868 | 0.99346 | 7 | 0.48026
47561 | 9.12 | 1 | 365 | 10.4338 | 0.89954 | 11 | 0.33333
44182 | 24.36 | 1 | 365 | 27.8692 | 0.82377 | 28 | 0.69297
48565 | 9.81 | 1 | 365 | 11.2232 | 0.48075 | 11 | 0.70394
29893 | 22.23 | 1 | 365 | 25.4324 | 0.94262 | 26 | 0.37499
41870 | 9.6 | 1 | 365 | 10.9829 | 0.99951 | 11 | 0.98245
46454 | 8.175 | 1 | 365 | 9.3527 | 0.73396 | 10 | 0.086619
41187 | 2.6 | 1 | 365 | 2.9745 | 0.9582 | 3 | 0.93275
49030 | 9.975 | 1 | 365 | 11.412 | 0.85887 | 12 | 0.27083
56850 | 4.34 | 1 | 365 | 4.9652 | 0.94561 | 5 | 0.91082
48284 | 9.45 | 1 | 365 | 10.8113 | 0.65577 | 11 | 0.4671
47613 | 6.5 | 1 | 365 | 7.4364 | 0.8955 | 8 | 0.33187
55433 | 3.06 | 1 | 365 | 3.5008 | 0.012345 | 3 | 0.51316
55790 | 4.42 | 1 | 365 | 5.0567 | 0.12894 | 5 | 0.18567
41840 | 8.58 | 1 | 365 | 9.816 | 0.66207 | 10 | 0.47807
50298 | 9.69 | 1 | 365 | 11.0859 | 0.20576 | 11 | 0.29166
53153 | 14 | 1 | 365 | 16.0168 | 0.082624 | 16 | 0.099408
42827 | 14.3 | 1 | 365 | 16.36 | 0.77011 | 17 | 0.13011
45787 | 10.6 | 1 | 365 | 12.127 | 0.29113 | 12 | 0.41812
55178 | 9.805 | 1 | 365 | 11.2175 | 0.46929 | 11 | 0.68676
55549 | 10.07 | 1 | 365 | 11.5206 | 0.076573 | 11 | 0.59722
54727 | 6.095 | 1 | 365 | 6.973 | 0.9674 | 7 | 0.94042
54743 | 5.46 | 1 | 365 | 6.2465 | 0.51222 | 6 | 0.75877
57945 | 5.2 | 1 | 365 | 5.9491 | 0.9164 | 6 | 0.86549
57947 | 5.2 | 1 | 365 | 5.9491 | 0.9164 | 6 | 0.86549
57951 | 5.46 | 1 | 365 | 6.2465 | 0.51222 | 6 | 0.75877
57954 | 3.9 | 1 | 365 | 4.4618 | 0.9373 | 5 | 0.39912
57960 | 13.52 | 1 | 365 | 15.4676 | 0.98265 | 16 | 0.45029
57985 | 11.22 | 1 | 365 | 12.8363 | 0.71193 | 13 | 0.54824
57988 | 6.76 | 1 | 365 | 7.7338 | 0.49132 | 8 | 0.22514
57991 | 8.84 | 1 | 365 | 10.1135 | 0.25789 | 10 | 0.37134
57993 | 13.78 | 1 | 365 | 15.7651 | 0.57847 | 16 | 0.34356
57999 | 13.26 | 1 | 365 | 15.1702 | 0.38683 | 15 | 0.55701
58004 | 12.74 | 1 | 365 | 14.5753 | 0.19519 | 14 | 0.77046
58008 | 13.26 | 1 | 365 | 15.1702 | 0.38683 | 15 | 0.55701
58011 | 7.8 | 1 | 365 | 8.9236 | 0.8746 | 9 | 0.79824
58017 | 10.14 | 1 | 365 | 11.6007 | 0.23699 | 11 | 0.83771
58022 | 4.335 | 1 | 365 | 4.9595 | 0.93416 | 5 | 0.89364
58045 | 13 | 1 | 365 | 14.8727 | 0.79101 | 15 | 0.66374
58047 | 9.36 | 1 | 365 | 10.7084 | 0.44953 | 11 | 0.15789
57154 | 4.05 | 1 | 365 | 4.6334 | 0.28104 | 4 | 0.91447
57155 | 9.62 | 1 | 365 | 11.0058 | 0.045346 | 11 | 0.051165
57156 | 9.435 | 1 | 365 | 10.7942 | 0.6214 | 11 | 0.41557
58054 | 8.91 | 1 | 365 | 10.1935 | 0.4183 | 10 | 0.61184
58055 | 2.97 | 1 | 365 | 3.3978 | 0.8061 | 4 | 0.20395
58057 | 3.12 | 1 | 365 | 3.5695 | 0.14984 | 3 | 0.7193
58060 | 3.78 | 1 | 365 | 4.3245 | 0.66231 | 4 | 0.98684
58063 | 4.16 | 1 | 365 | 4.7593 | 0.53312 | 5 | 0.2924
58070 | 6.36 | 1 | 365 | 7.2762 | 0.57468 | 7 | 0.85087
58073 | 4.68 | 1 | 365 | 5.3542 | 0.72476 | 6 | 0.078945
57263 | 10.14 | 1 | 365 | 11.6007 | 0.23699 | 11 | 0.83771
57265 | 6.76 | 1 | 365 | 7.7338 | 0.49132 | 8 | 0.22514
58074 | 8.16 | 1 | 365 | 9.3355 | 0.69959 | 10 | 0.035084
58078 | 2.6 | 1 | 365 | 2.9745 | 0.9582 | 3 | 0.93275
58083 | 5.2 | 1 | 365 | 5.9491 | 0.9164 | 6 | 0.86549
58086 | 12.48 | 1 | 365 | 14.2778 | 0.59937 | 14 | 0.87719
58085 | 3.9 | 1 | 365 | 4.4618 | 0.9373 | 5 | 0.39912
58087 | 9.88 | 1 | 365 | 11.3033 | 0.64117 | 11 | 0.94444
58088 | 7.02 | 1 | 365 | 8.0313 | 0.087144 | 8 | 0.11842
58089 | 9.62 | 1 | 365 | 11.0058 | 0.045346 | 11 | 0.051165
58090 | 2.12 | 1 | 365 | 2.4254 | 0.85823 | 3 | 0.28362
58100 | 10.965 | 1 | 365 | 12.5446 | 0.12757 | 12 | 0.67214
58101 | 2.34 | 1 | 365 | 2.6771 | 0.36238 | 3 | 0.039472
58103 | 2.86 | 1 | 365 | 3.272 | 0.55402 | 3 | 0.82602
58105 | 7.02 | 1 | 365 | 8.0313 | 0.087144 | 8 | 0.11842
58107 | 14.79 | 1 | 365 | 16.9206 | 0.893 | 17 | 0.81359
58113 | 8.32 | 1 | 365 | 9.5185 | 0.066245 | 9 | 0.58479
58116 | 3.57 | 1 | 365 | 4.0843 | 0.18107 | 4 | 0.26535
58118 | 4.68 | 1 | 365 | 5.3542 | 0.72476 | 6 | 0.078945
58119 | 2.6 | 1 | 365 | 2.9745 | 0.9582 | 3 | 0.93275
58121 | 6.5 | 1 | 365 | 7.4364 | 0.8955 | 8 | 0.33187
58124 | 3.38 | 1 | 365 | 3.8669 | 0.74566 | 4 | 0.61257
58130 | 6.24 | 1 | 365 | 7.1389 | 0.29968 | 7 | 0.43859
58132 | 5.3 | 1 | 365 | 6.0635 | 0.14556 | 6 | 0.20906
58136 | 4.16 | 1 | 365 | 4.7593 | 0.53312 | 5 | 0.2924
58145 | 6.5 | 1 | 365 | 7.4364 | 0.8955 | 8 | 0.33187
58156 | 2.805 | 1 | 365 | 3.2091 | 0.42798 | 3 | 0.63706
58155 | 4.59 | 1 | 365 | 5.2512 | 0.51852 | 5 | 0.76973
58159 | 9.36 | 1 | 365 | 10.7084 | 0.44953 | 11 | 0.15789
58164 | 5.1 | 1 | 365 | 5.8347 | 0.68724 | 6 | 0.52193
58169 | 13.78 | 1 | 365 | 15.7651 | 0.57847 | 16 | 0.34356
58209 | 8.84 | 1 | 365 | 10.1135 | 0.25789 | 10 | 0.37134
58253 | 10.14 | 1 | 365 | 11.6007 | 0.23699 | 11 | 0.83771
58255 | 5.2 | 1 | 365 | 5.9491 | 0.9164 | 6 | 0.86549
58257 | 11.395 | 1 | 365 | 13.0365 | 0.11296 | 13 | 0.14948
58263 | 14.04 | 1 | 365 | 16.0625 | 0.17429 | 16 | 0.23683
58266 | 4.845 | 1 | 365 | 5.543 | 0.10288 | 5 | 0.64583
58269 | 10.965 | 1 | 365 | 12.5446 | 0.12757 | 12 | 0.67214
58271 | 12.48 | 1 | 365 | 14.2778 | 0.59937 | 14 | 0.87719
58272 | 3.9 | 1 | 365 | 4.4618 | 0.9373 | 5 | 0.39912
58273 | 5.13 | 1 | 365 | 5.869 | 0.75599 | 6 | 0.625
58324 | 6.76 | 1 | 365 | 7.7338 | 0.49132 | 8 | 0.22514
58325 | 7.395 | 1 | 365 | 8.4603 | 0.9465 | 9 | 0.40679
12717 | 1012.6 | 1 | 365 | 1158.4711 | 0.49036 | 1158 | 0.96147
13637 | 1266.825 | 1 | 365 | 1449.3187 | 0.076439 | 1449 | 0.39518
58338 | 9.69 | 1 | 365 | 11.0859 | 0.20576 | 11 | 0.29166
48311 | 11.97 | 1 | 365 | 13.6944 | 0.43064 | 14 | 0.12499
58343 | 4.42 | 1 | 365 | 5.0567 | 0.12894 | 5 | 0.18567
58346 | 8.48 | 1 | 365 | 9.7016 | 0.4329 | 10 | 0.1345
58348 | 7.28 | 1 | 365 | 8.3287 | 0.68296 | 9 | 0.011692
58350 | 6.885 | 1 | 365 | 7.8768 | 0.77778 | 8 | 0.6546
58354 | 11.22 | 1 | 365 | 12.8363 | 0.71193 | 13 | 0.54824
58360 | 3.315 | 1 | 365 | 3.7925 | 0.59671 | 4 | 0.38925
58367 | 5.98 | 1 | 365 | 6.8415 | 0.70386 | 7 | 0.54532
58373 | 9.62 | 1 | 365 | 11.0058 | 0.045346 | 11 | 0.051165
58387 | 13.77 | 1 | 365 | 15.7537 | 0.55555 | 16 | 0.3092
58399 | 9.1 | 1 | 365 | 10.4109 | 0.85371 | 11 | 0.26462
58439 | 8.58 | 1 | 365 | 9.816 | 0.66207 | 10 | 0.47807
58440 | 3.9 | 1 | 365 | 4.4618 | 0.9373 | 5 | 0.39912
58480 | 13.25 | 1 | 365 | 15.1587 | 0.36391 | 15 | 0.52265
58483 | 4.68 | 1 | 365 | 5.3542 | 0.72476 | 6 | 0.078945
58487 | 5.98 | 1 | 365 | 6.8415 | 0.70386 | 7 | 0.54532
58499 | 2.385 | 1 | 365 | 2.7286 | 0.4655 | 3 | 0.19408
58523 | 2.6 | 1 | 365 | 2.9745 | 0.9582 | 3 | 0.93275
58526 | 5.865 | 1 | 365 | 6.7099 | 0.44033 | 7 | 0.15022
58530 | 12.48 | 1 | 365 | 14.2778 | 0.59937 | 14 | 0.87719
58537 | 9.805 | 1 | 365 | 11.2175 | 0.46929 | 11 | 0.68676
58538 | 7.28 | 1 | 365 | 8.3287 | 0.68296 | 9 | 0.011692
58564 | 13.005 | 1 | 365 | 14.8784 | 0.80247 | 15 | 0.68091
58540 | 3.71 | 1 | 365 | 4.2444 | 0.5019 | 4 | 0.74634
58589 | 3.975 | 1 | 365 | 4.5476 | 0.10917 | 4 | 0.6568
58610 | 13 | 1 | 365 | 14.8727 | 0.79101 | 15 | 0.66374
58613 | 4.845 | 1 | 365 | 5.543 | 0.10288 | 5 | 0.64583
58623 | 11.475 | 1 | 365 | 13.128 | 0.29629 | 13 | 0.42434
58627 | 7.02 | 1 | 365 | 8.0313 | 0.087144 | 8 | 0.11842
58674 | 6.24 | 1 | 365 | 7.1389 | 0.29968 | 7 | 0.43859
58680 | 10.2 | 1 | 365 | 11.6694 | 0.37448 | 12 | 0.043854
58683 | 5.46 | 1 | 365 | 6.2465 | 0.51222 | 6 | 0.75877
58685 | 5.61 | 1 | 365 | 6.4182 | 0.85597 | 7 | 0.27412
58745 | 8.16 | 1 | 365 | 9.3355 | 0.69959 | 10 | 0.035084
58750 | 8.32 | 1 | 365 | 9.5185 | 0.066245 | 9 | 0.58479
58752 | 7.28 | 1 | 365 | 8.3287 | 0.68296 | 9 | 0.011692
58754 | 6.375 | 1 | 365 | 7.2934 | 0.60905 | 7 | 0.90241
58755 | 11.7 | 1 | 365 | 13.3855 | 0.81191 | 14 | 0.19736
58757 | 9.62 | 1 | 365 | 11.0058 | 0.045346 | 11 | 0.051165
58769 | 14.04 | 1 | 365 | 16.0625 | 0.17429 | 16 | 0.23683
58774 | 12.72 | 1 | 365 | 14.5524 | 0.14936 | 14 | 0.70175
58781 | 7.395 | 1 | 365 | 8.4603 | 0.9465 | 9 | 0.40679
58794 | 10.4 | 1 | 365 | 11.8982 | 0.83281 | 12 | 0.73099
58795 | 9.88 | 1 | 365 | 11.3033 | 0.64117 | 11 | 0.94444
58797 | 9.62 | 1 | 365 | 11.0058 | 0.045346 | 11 | 0.051165
58800 | 3.9 | 1 | 365 | 4.4618 | 0.9373 | 5 | 0.39912
50415 | 4.845 | 1 | 365 | 5.543 | 0.10288 | 5 | 0.64583
45700 | 3.12 | 1 | 365 | 3.5695 | 0.14984 | 3 | 0.7193
45753 | 6.24 | 1 | 365 | 7.1389 | 0.29968 | 7 | 0.43859
41359 | 8.06 | 1 | 365 | 9.2211 | 0.47042 | 9 | 0.69152
58827 | 7.29 | 1 | 365 | 8.3402 | 0.70588 | 9 | 0.046049
50418 | 6.63 | 1 | 365 | 7.5851 | 0.19341 | 7 | 0.77851
58829 | 12.495 | 1 | 365 | 14.295 | 0.63374 | 14 | 0.92872
50575 | 7.395 | 1 | 365 | 8.4603 | 0.9465 | 9 | 0.40679
39058 | 5.98 | 1 | 365 | 6.8415 | 0.70386 | 7 | 0.54532
39396 | 7.28 | 1 | 365 | 8.3287 | 0.68296 | 9 | 0.011692
48164 | 5.61 | 1 | 365 | 6.4182 | 0.85597 | 7 | 0.27412
42910 | 5.72 | 1 | 365 | 6.544 | 0.10804 | 6 | 0.65204
39329 | 5.72 | 1 | 365 | 6.544 | 0.10804 | 6 | 0.65204
45771 | 6.375 | 1 | 365 | 7.2934 | 0.60905 | 7 | 0.90241
50305 | 2.805 | 1 | 365 | 3.2091 | 0.42798 | 3 | 0.63706
44982 | 5.46 | 1 | 365 | 6.2465 | 0.51222 | 6 | 0.75877
41456 | 2.86 | 1 | 365 | 3.272 | 0.55402 | 3 | 0.82602
47542 | 8.32 | 1 | 365 | 9.5185 | 0.066245 | 9 | 0.58479
58832 | 9.18 | 1 | 365 | 10.5024 | 0.037035 | 10 | 0.53947
43766 | 6.76 | 1 | 365 | 7.7338 | 0.49132 | 8 | 0.22514
41023 | 11.73 | 1 | 365 | 13.4198 | 0.88066 | 14 | 0.30043
42982 | 5.46 | 1 | 365 | 6.2465 | 0.51222 | 6 | 0.75877
42358 | 13.78 | 1 | 365 | 15.7651 | 0.57847 | 16 | 0.34356
50507 | 6.76 | 1 | 365 | 7.7338 | 0.49132 | 8 | 0.22514
50597 | 5.61 | 1 | 365 | 6.4182 | 0.85597 | 7 | 0.27412
43692 | 7.54 | 1 | 365 | 8.6262 | 0.27878 | 8 | 0.90497
50373 | 7.28 | 1 | 365 | 8.3287 | 0.68296 | 9 | 0.011692
39342 | 4.94 | 1 | 365 | 5.6516 | 0.32058 | 5 | 0.97222
41753 | 4.94 | 1 | 365 | 5.6516 | 0.32058 | 5 | 0.97222
50442 | 4.59 | 1 | 365 | 5.2512 | 0.51852 | 5 | 0.76973
50584 | 6.12 | 1 | 365 | 7.0016 | 0.02469 | 7 | 0.026313
44863 | 12.25 | 1 | 365 | 14.0147 | 0.072296 | 14 | 0.086982
50397 | 11.985 | 1 | 365 | 13.7115 | 0.46502 | 14 | 0.17653
37874 | 10.4 | 1 | 365 | 11.8982 | 0.83281 | 12 | 0.73099
48095 | 3.315 | 1 | 365 | 3.7925 | 0.59671 | 4 | 0.38925
45239 | 9.12 | 1 | 365 | 10.4338 | 0.89954 | 11 | 0.33333
51052 | 9.315 | 1 | 365 | 10.6569 | 0.3464 | 11 | 0.0032847
45952 | 7.8 | 1 | 365 | 8.9236 | 0.8746 | 9 | 0.79824
40699 | 11.475 | 1 | 365 | 13.128 | 0.29629 | 13 | 0.42434
54680 | 6.9 | 1 | 365 | 7.894 | 0.81215 | 8 | 0.70614
56154 | 3.188 | 1 | 365 | 3.6473 | 0.30567 | 3 | 0.95292
54957 | 3.975 | 1 | 365 | 4.5476 | 0.10917 | 4 | 0.6568
54956 | 3.013 | 1 | 365 | 3.447 | 0.90464 | 4 | 0.35168
51219 | 3.71 | 1 | 365 | 4.2444 | 0.5019 | 4 | 0.74634
48682 | 9.975 | 1 | 365 | 11.412 | 0.85887 | 12 | 0.27083
51043 | 4.16 | 1 | 365 | 4.7593 | 0.53312 | 5 | 0.2924
50413 | 12.24 | 1 | 365 | 14.0032 | 0.04938 | 14 | 0.052625
40603 | 11.18 | 1 | 365 | 12.7905 | 0.62027 | 13 | 0.41081
43771 | 10.07 | 1 | 365 | 11.5206 | 0.076573 | 11 | 0.59722
50437 | 8.16 | 1 | 365 | 9.3355 | 0.69959 | 10 | 0.035084
40703 | 3.64 | 1 | 365 | 4.1644 | 0.34148 | 4 | 0.50585
45963 | 10.455 | 1 | 365 | 11.9611 | 0.95885 | 12 | 0.91995
37797 | 9.88 | 1 | 365 | 11.3033 | 0.64117 | 11 | 0.94444
43646 | 10.66 | 1 | 365 | 12.1956 | 0.42863 | 12 | 0.62426
49406 | 12.753 | 1 | 365 | 14.5901 | 0.22498 | 14 | 0.81513
40443 | 2.86 | 1 | 365 | 3.272 | 0.55402 | 3 | 0.82602
50351 | 10.965 | 1 | 365 | 12.5446 | 0.12757 | 12 | 0.67214
45551 | 2.7 | 1 | 365 | 3.089 | 0.18736 | 3 | 0.27631
44772 | 9.36 | 1 | 365 | 10.7084 | 0.44953 | 11 | 0.15789
49403 | 8.82 | 1 | 365 | 10.0906 | 0.21205 | 10 | 0.30263
46118 | 8.48 | 1 | 365 | 9.7016 | 0.4329 | 10 | 0.1345
39620 | 12.495 | 1 | 365 | 14.295 | 0.63374 | 14 | 0.92872
43992 | 8.1 | 1 | 365 | 9.2669 | 0.56209 | 9 | 0.82894
39374 | 5.98 | 1 | 365 | 6.8415 | 0.70386 | 7 | 0.54532
46766 | 12.29 | 1 | 365 | 14.0604 | 0.16396 | 14 | 0.22441
44619 | 10.4 | 1 | 365 | 11.8982 | 0.83281 | 12 | 0.73099
50395 | 3.315 | 1 | 365 | 3.7925 | 0.59671 | 4 | 0.38925
45260 | 5.355 | 1 | 365 | 6.1264 | 0.2716 | 6 | 0.39802
49924 | 9.315 | 1 | 365 | 10.6569 | 0.3464 | 11 | 0.0032847
50431 | 4.68 | 1 | 365 | 5.3542 | 0.72476 | 6 | 0.078945
44500 | 12.29 | 1 | 365 | 14.0604 | 0.16396 | 14 | 0.22441
57509 | 7.395 | 1 | 365 | 8.4603 | 0.9465 | 9 | 0.40679
48264 | 8.82 | 1 | 365 | 10.0906 | 0.21205 | 10 | 0.30263
47549 | 10.395 | 1 | 365 | 11.8925 | 0.82135 | 12 | 0.71381
46114 | 11.97 | 1 | 365 | 13.6944 | 0.43064 | 14 | 0.12499
38690 | 7.395 | 1 | 365 | 8.4603 | 0.9465 | 9 | 0.40679
47372 | 5.355 | 1 | 365 | 6.1264 | 0.2716 | 6 | 0.39802
45312 | 8.16 | 1 | 365 | 9.3355 | 0.69959 | 10 | 0.035084
39470 | 5.72 | 1 | 365 | 6.544 | 0.10804 | 6 | 0.65204
39539 | 21.58 | 1 | 365 | 24.6887 | 0.45307 | 25 | 0.1418
50439 | 2.86 | 1 | 365 | 3.272 | 0.55402 | 3 | 0.82602
44190 | 5.865 | 1 | 365 | 6.7099 | 0.44033 | 7 | 0.15022
41661 | 2.295 | 1 | 365 | 2.6256 | 0.25926 | 2 | 0.88487
45900 | 8.58 | 1 | 365 | 9.816 | 0.66207 | 10 | 0.47807
45443 | 3.38 | 1 | 365 | 3.8669 | 0.74566 | 4 | 0.61257
50590 | 5.61 | 1 | 365 | 6.4182 | 0.85597 | 7 | 0.27412
45537 | 12.19 | 1 | 365 | 13.946 | 0.9348 | 14 | 0.88084
47917 | 4.59 | 1 | 365 | 5.2512 | 0.51852 | 5 | 0.76973
50430 | 3.57 | 1 | 365 | 4.0843 | 0.18107 | 4 | 0.26535
50247 | 6.24 | 1 | 365 | 7.1389 | 0.29968 | 7 | 0.43859
50596 | 9.36 | 1 | 365 | 10.7084 | 0.44953 | 11 | 0.15789
40230 | 5.1 | 1 | 365 | 5.8347 | 0.68724 | 6 | 0.52193
37890 | 12.48 | 1 | 365 | 14.2778 | 0.59937 | 14 | 0.87719
47454 | 8.06 | 1 | 365 | 9.2211 | 0.47042 | 9 | 0.69152
40960 | 8.06 | 1 | 365 | 9.2211 | 0.47042 | 9 | 0.69152
48044 | 4.32 | 1 | 365 | 4.9423 | 0.89978 | 5 | 0.8421
47962 | 9.36 | 1 | 365 | 10.7084 | 0.44953 | 11 | 0.15789
50379 | 7.65 | 1 | 365 | 8.752 | 0.53086 | 9 | 0.28289
47622 | 6.375 | 1 | 365 | 7.2934 | 0.60905 | 7 | 0.90241
41185 | 2.6 | 1 | 365 | 2.9745 | 0.9582 | 3 | 0.93275
42577 | 2.08 | 1 | 365 | 2.3796 | 0.76656 | 3 | 0.1462
40227 | 3.64 | 1 | 365 | 4.1644 | 0.34148 | 4 | 0.50585
38035 | 11.44 | 1 | 365 | 13.088 | 0.21609 | 13 | 0.30409
41404 | 6.5 | 1 | 365 | 7.4364 | 0.8955 | 8 | 0.33187
39335 | 9.62 | 1 | 365 | 11.0058 | 0.045346 | 11 | 0.051165
44313 | 11.34 | 1 | 365 | 12.9736 | 0.98693 | 13 | 0.96052
35292 | 211.896 | 1 | 365 | 242.4209 | 0.58426 | 243 | 0.0051541
55818 | 3.78 | 1 | 365 | 4.3245 | 0.66231 | 4 | 0.98684
55802 | 7.44 | 1 | 365 | 8.5118 | 0.049623 | 8 | 0.5614
55938 | 6.3 | 1 | 365 | 7.2076 | 0.43718 | 7 | 0.64473
56058 | 5.04 | 1 | 365 | 5.766 | 0.54974 | 6 | 0.31579
56219 | 4.578 | 1 | 365 | 5.2375 | 0.49102 | 5 | 0.72851
57426 | 6.93 | 1 | 365 | 7.9283 | 0.8809 | 8 | 0.80921
57705 | 3.84 | 1 | 365 | 4.3932 | 0.79981 | 5 | 0.19298
58016 | 5.67 | 1 | 365 | 6.4868 | 0.99346 | 7 | 0.48026
58421 | 4.8 | 1 | 365 | 5.4915 | 0.99976 | 6 | 0.49123
58424 | 4.251 | 1 | 365 | 4.8634 | 0.74166 | 5 | 0.60504
58712 | 9.3 | 1 | 365 | 10.6397 | 0.31203 | 10 | 0.95175
58727 | 3.12 | 1 | 365 | 3.5695 | 0.14984 | 3 | 0.7193
58706 | 3.3 | 1 | 365 | 3.7754 | 0.56233 | 4 | 0.33772
58811 | 4.575 | 1 | 365 | 5.2341 | 0.48414 | 5 | 0.7182
58816 | 7.28 | 1 | 365 | 8.3287 | 0.68296 | 9 | 0.011692
58866 | 7.125 | 1 | 365 | 8.1514 | 0.32776 | 8 | 0.47916
58869 | 6.84 | 1 | 365 | 7.8253 | 0.67465 | 8 | 0.5
58871 | 5.67 | 1 | 365 | 6.4868 | 0.99346 | 7 | 0.48026
58874 | 5.88 | 1 | 365 | 6.727 | 0.4747 | 7 | 0.20175
58875 | 8.55 | 1 | 365 | 9.7817 | 0.59332 | 10 | 0.375
58886 | 10.08 | 1 | 365 | 11.5321 | 0.099489 | 11 | 0.63157
58887 | 12.285 | 1 | 365 | 14.0547 | 0.1525 | 14 | 0.20723
58888 | 9.9 | 1 | 365 | 11.3262 | 0.687 | 12 | 0.013153
58889 | 15.696 | 1 | 365 | 17.9571 | 0.9692 | 18 | 0.92631
58890 | 13.25 | 1 | 365 | 15.1587 | 0.36391 | 15 | 0.52265
58897 | 8.82 | 1 | 365 | 10.0906 | 0.21205 | 10 | 0.30263
58898 | 5.46 | 1 | 365 | 6.2465 | 0.51222 | 6 | 0.75877
58900 | 10.2 | 1 | 365 | 11.6694 | 0.37448 | 12 | 0.043854
58901 | 5.4 | 1 | 365 | 6.1779 | 0.37473 | 6 | 0.55263
58902 | 5.035 | 1 | 365 | 5.7603 | 0.53829 | 6 | 0.29861
58903 | 9.92 | 1 | 365 | 11.349 | 0.73283 | 12 | 0.081866
58904 | 8.82 | 1 | 365 | 10.0906 | 0.21205 | 10 | 0.30263
58905 | 8.4 | 1 | 365 | 9.6101 | 0.24957 | 9 | 0.85964
58907 | 12.75 | 1 | 365 | 14.5867 | 0.2181 | 14 | 0.80482
58908 | 7.29 | 1 | 365 | 8.3402 | 0.70588 | 9 | 0.046049
58914 | 6.93 | 1 | 365 | 7.9283 | 0.8809 | 8 | 0.80921
56364 | 15.105 | 1 | 365 | 17.281 | 0.61486 | 17 | 0.89583
57961 | 9.405 | 1 | 365 | 10.7598 | 0.55265 | 11 | 0.3125
58144 | 4.16 | 1 | 365 | 4.7593 | 0.53312 | 5 | 0.2924
58917 | 6.76 | 1 | 365 | 7.7338 | 0.49132 | 8 | 0.22514
58918 | 5.565 | 1 | 365 | 6.3667 | 0.75284 | 7 | 0.11951
58919 | 4.5 | 1 | 365 | 5.1483 | 0.31227 | 5 | 0.46052
58921 | 4.8 | 1 | 365 | 5.4915 | 0.99976 | 6 | 0.49123
58926 | 4.845 | 1 | 365 | 5.543 | 0.10288 | 5 | 0.64583
58934 | 4.41 | 1 | 365 | 5.0453 | 0.10603 | 5 | 0.15131
58937 | 13.515 | 1 | 365 | 15.4619 | 0.97119 | 16 | 0.43311
58959 | 11.4 | 1 | 365 | 13.0422 | 0.12442 | 13 | 0.16666
58962 | 5.565 | 1 | 365 | 6.3667 | 0.75284 | 7 | 0.11951
58963 | 5.1 | 1 | 365 | 5.8347 | 0.68724 | 6 | 0.52193
58969 | 9.81 | 1 | 365 | 11.2232 | 0.48075 | 11 | 0.70394
58981 | 11.725 | 1 | 365 | 13.4141 | 0.8692 | 14 | 0.28325
58982 | 5.415 | 1 | 365 | 6.1951 | 0.4091 | 6 | 0.60416
58983 | 9.52 | 1 | 365 | 10.8914 | 0.81618 | 11 | 0.7076
58984 | 3.99 | 1 | 365 | 4.5648 | 0.14355 | 4 | 0.70833
58986 | 10.4 | 1 | 365 | 11.8982 | 0.83281 | 12 | 0.73099
58989 | 2.85 | 1 | 365 | 3.2606 | 0.53111 | 3 | 0.79167
58990 | 6.625 | 1 | 365 | 7.5794 | 0.18196 | 7 | 0.76133
59044 | 3.445 | 1 | 365 | 3.9413 | 0.89462 | 4 | 0.83589
59045 | 6 | 1 | 365 | 6.8643 | 0.7497 | 7 | 0.61403
59050 | 5.415 | 1 | 365 | 6.1951 | 0.4091 | 6 | 0.60416
59053 | 10.08 | 1 | 365 | 11.5321 | 0.099489 | 11 | 0.63157
59084 | 13.78 | 1 | 365 | 15.7651 | 0.57847 | 16 | 0.34356
59085 | 9.483 | 1 | 365 | 10.8491 | 0.73139 | 11 | 0.58048
59086 | 6.6 | 1 | 365 | 7.5508 | 0.12467 | 7 | 0.67544
59087 | 5.67 | 1 | 365 | 6.4868 | 0.99346 | 7 | 0.48026
59089 | 4.505 | 1 | 365 | 5.154 | 0.32373 | 5 | 0.4777
59090 | 10.5 | 1 | 365 | 12.0126 | 0.061968 | 12 | 0.074556
59091 | 7.59 | 1 | 365 | 8.6834 | 0.39337 | 9 | 0.07675
59092 | 5.035 | 1 | 365 | 5.7603 | 0.53829 | 6 | 0.29861
59094 | 8.4 | 1 | 365 | 9.6101 | 0.24957 | 9 | 0.85964
59197 | 5.2 | 1 | 365 | 5.9491 | 0.9164 | 6 | 0.86549
59198 | 4.55 | 1 | 365 | 5.2055 | 0.42685 | 5 | 0.63231
59199 | 6.44 | 1 | 365 | 7.3677 | 0.75801 | 8 | 0.12573
59251 | 6.615 | 1 | 365 | 7.5679 | 0.15904 | 7 | 0.72697
59252 | 10.5 | 1 | 365 | 12.0126 | 0.061968 | 12 | 0.074556
59261 | 12.3 | 1 | 365 | 14.0719 | 0.18688 | 14 | 0.25877
59268 | 3.465 | 1 | 365 | 3.9642 | 0.94045 | 4 | 0.9046
59269 | 6.095 | 1 | 365 | 6.973 | 0.9674 | 7 | 0.94042
59272 | 6.555 | 1 | 365 | 7.4993 | 0.021543 | 7 | 0.52083
59274 | 5.865 | 1 | 365 | 6.7099 | 0.44033 | 7 | 0.15022
59425 | 6.44 | 1 | 365 | 7.3677 | 0.75801 | 8 | 0.12573
59434 | 9.8 | 1 | 365 | 11.2117 | 0.45784 | 11 | 0.66959
59441 | 5.13 | 1 | 365 | 5.869 | 0.75599 | 6 | 0.625
59443 | 3.975 | 1 | 365 | 4.5476 | 0.10917 | 4 | 0.6568
59550 | 13.5 | 1 | 365 | 15.4448 | 0.93682 | 16 | 0.38157
59556 | 12.19 | 1 | 365 | 13.946 | 0.9348 | 14 | 0.88084
59557 | 7.2 | 1 | 365 | 8.2372 | 0.49964 | 8 | 0.73684
59576 | 5.3 | 1 | 365 | 6.0635 | 0.14556 | 6 | 0.20906
59579 | 5.4 | 1 | 365 | 6.1779 | 0.37473 | 6 | 0.55263
59581 | 9.01 | 1 | 365 | 10.3079 | 0.64746 | 10 | 0.9554
59582 | 12 | 1 | 365 | 13.7287 | 0.49939 | 14 | 0.22806
59586 | 5.98 | 1 | 365 | 6.8415 | 0.70386 | 7 | 0.54532
59591 | 5.94 | 1 | 365 | 6.7957 | 0.6122 | 7 | 0.40789
59595 | 9.275 | 1 | 365 | 10.6111 | 0.25474 | 10 | 0.86586
59596 | 6.3 | 1 | 365 | 7.2076 | 0.43718 | 7 | 0.64473
59607 | 4.24 | 1 | 365 | 4.8508 | 0.71645 | 5 | 0.56725
59609 | 11.6 | 1 | 365 | 13.271 | 0.58275 | 13 | 0.8538
59634 | 5.559 | 1 | 365 | 6.3598 | 0.73909 | 7 | 0.098901
59675 | 3.975 | 1 | 365 | 4.5476 | 0.10917 | 4 | 0.6568
59680 | 7.848 | 1 | 365 | 8.9786 | 0.9846 | 9 | 0.96315
59689 | 11.42 | 1 | 365 | 13.0651 | 0.17025 | 13 | 0.23537
59799 | 7.5 | 1 | 365 | 8.5804 | 0.18712 | 8 | 0.76754
57787 | 5.52 | 1 | 365 | 6.3152 | 0.64972 | 6 | 0.96491
59804 | 10.137 | 1 | 365 | 11.5973 | 0.23011 | 11 | 0.82741
59807 | 5.67 | 1 | 365 | 6.4868 | 0.99346 | 7 | 0.48026
59836 | 7.2 | 1 | 365 | 8.2372 | 0.49964 | 8 | 0.73684
59849 | 5.13 | 1 | 365 | 5.869 | 0.75599 | 6 | 0.625
59850 | 9.975 | 1 | 365 | 11.412 | 0.85887 | 12 | 0.27083
59851 | 23.31 | 1 | 365 | 26.6679 | 0.41757 | 27 | 0.085514
59852 | 6.6 | 1 | 365 | 7.5508 | 0.12467 | 7 | 0.67544
59853 | 6.76 | 1 | 365 | 7.7338 | 0.49132 | 8 | 0.22514
59854 | 6.3 | 1 | 365 | 7.2076 | 0.43718 | 7 | 0.64473
59855 | 11.13 | 1 | 365 | 12.7333 | 0.50569 | 13 | 0.23903
49182 | 6.84 | 1 | 365 | 7.8253 | 0.67465 | 8 | 0.5
59857 | 3.75 | 1 | 365 | 4.2902 | 0.59356 | 4 | 0.88377
41343 | 10.005 | 1 | 365 | 11.4463 | 0.92762 | 12 | 0.3739
59858 | 4.5 | 1 | 365 | 5.1483 | 0.31227 | 5 | 0.46052
45576 | 12 | 1 | 365 | 13.7287 | 0.49939 | 14 | 0.22806
48519 | 6.89 | 1 | 365 | 7.8825 | 0.78923 | 8 | 0.67178
59958 | 5.75 | 1 | 365 | 6.5783 | 0.17679 | 6 | 0.75511
45558 | 6.27 | 1 | 365 | 7.1732 | 0.36843 | 7 | 0.54166
51275 | 6.3 | 1 | 365 | 7.2076 | 0.43718 | 7 | 0.64473
59959 | 5.565 | 1 | 365 | 6.3667 | 0.75284 | 7 | 0.11951
49742 | 12.6 | 1 | 365 | 14.4151 | 0.87436 | 15 | 0.28947
49746 | 9.92 | 1 | 365 | 11.349 | 0.73283 | 12 | 0.081866
47619 | 7.56 | 1 | 365 | 8.6491 | 0.32462 | 8 | 0.97368
59960 | 8.5 | 1 | 365 | 9.7245 | 0.47874 | 10 | 0.20321
47318 | 11.7 | 1 | 365 | 13.3855 | 0.81191 | 14 | 0.19736
59966 | 6 | 1 | 365 | 6.8643 | 0.7497 | 7 | 0.61403
48854 | 5.72 | 1 | 365 | 6.544 | 0.10804 | 6 | 0.65204
59972 | 12.6 | 1 | 365 | 14.4151 | 0.87436 | 15 | 0.28947
45208 | 11.34 | 1 | 365 | 12.9736 | 0.98693 | 13 | 0.96052
59982 | 11.4 | 1 | 365 | 13.0422 | 0.12442 | 13 | 0.16666
47610 | 5.75 | 1 | 365 | 6.5783 | 0.17679 | 6 | 0.75511
60058 | 6.72 | 1 | 365 | 7.6881 | 0.39966 | 8 | 0.087716
46840 | 3.75 | 1 | 365 | 4.2902 | 0.59356 | 4 | 0.88377
48529 | 6.3 | 1 | 365 | 7.2076 | 0.43718 | 7 | 0.64473
60061 | 4.5 | 1 | 365 | 5.1483 | 0.31227 | 5 | 0.46052
51093 | 5.355 | 1 | 365 | 6.1264 | 0.2716 | 6 | 0.39802
46411 | 9.156 | 1 | 365 | 10.475 | 0.98204 | 11 | 0.45701
46459 | 6.5 | 1 | 365 | 7.4364 | 0.8955 | 8 | 0.33187
48564 | 6.5 | 1 | 365 | 7.4364 | 0.8955 | 8 | 0.33187
46909 | 6.93 | 1 | 365 | 7.9283 | 0.8809 | 8 | 0.80921
49033 | 6 | 1 | 365 | 6.8643 | 0.7497 | 7 | 0.61403
50275 | 7.41 | 1 | 365 | 8.4775 | 0.98087 | 9 | 0.45833
49155 | 8.67 | 1 | 365 | 9.919 | 0.86831 | 10 | 0.78728
46866 | 6 | 1 | 365 | 6.8643 | 0.7497 | 7 | 0.61403
47306 | 4 | 1 | 365 | 4.5762 | 0.16646 | 4 | 0.74269
48837 | 8.215 | 1 | 365 | 9.3984 | 0.82563 | 10 | 0.22405
49480 | 3 | 1 | 365 | 3.4322 | 0.87485 | 4 | 0.30702
46395 | 6.3 | 1 | 365 | 7.2076 | 0.43718 | 7 | 0.64473
49168 | 15.68 | 1 | 365 | 17.9388 | 0.93254 | 18 | 0.87134
51281 | 7.875 | 1 | 365 | 9.0094 | 0.046476 | 9 | 0.055917
50261 | 10.395 | 1 | 365 | 11.8925 | 0.82135 | 12 | 0.71381
50011 | 8.25 | 1 | 365 | 9.4385 | 0.90583 | 10 | 0.34429
44380 | 8.4 | 1 | 365 | 9.6101 | 0.24957 | 9 | 0.85964
46868 | 9.45 | 1 | 365 | 10.8113 | 0.65577 | 11 | 0.4671
49533 | 2 | 1 | 365 | 2.2881 | 0.58323 | 2 | 0.87134
51280 | 10.5 | 1 | 365 | 12.0126 | 0.061968 | 12 | 0.074556
48869 | 4.41 | 1 | 365 | 5.0453 | 0.10603 | 5 | 0.15131
44400 | 24 | 1 | 365 | 27.4573 | 0.99878 | 28 | 0.45613
49053 | 6.93 | 1 | 365 | 7.9283 | 0.8809 | 8 | 0.80921
50010 | 8.5 | 1 | 365 | 9.7245 | 0.47874 | 10 | 0.20321
51317 | 4.725 | 1 | 365 | 5.4057 | 0.82789 | 6 | 0.23355
46853 | 9.135 | 1 | 365 | 10.451 | 0.93391 | 11 | 0.38486
47399 | 8.75 | 1 | 365 | 10.0105 | 0.05164 | 10 | 0.06213
49177 | 8.829 | 1 | 365 | 10.1009 | 0.23268 | 10 | 0.33355
49060 | 8.1 | 1 | 365 | 9.2669 | 0.56209 | 9 | 0.82894
47425 | 3.48 | 1 | 365 | 3.9813 | 0.97482 | 4 | 0.95614
50161 | 8.37 | 1 | 365 | 9.5757 | 0.18083 | 9 | 0.75657
49992 | 4.2 | 1 | 365 | 4.805 | 0.62479 | 5 | 0.42982
49879 | 3.705 | 1 | 365 | 4.2387 | 0.49044 | 4 | 0.72916
55953 | 6.3 | 1 | 365 | 7.2076 | 0.43718 | 7 | 0.64473
55952 | 10.08 | 1 | 365 | 11.5321 | 0.099489 | 11 | 0.63157
56406 | 9.28 | 1 | 365 | 10.6168 | 0.2662 | 10 | 0.88304
57568 | 4.77 | 1 | 365 | 5.4571 | 0.93101 | 6 | 0.38816
57950 | 8.84 | 1 | 365 | 10.1135 | 0.25789 | 10 | 0.37134
57952 | 3.12 | 1 | 365 | 3.5695 | 0.14984 | 3 | 0.7193
57953 | 9.1 | 1 | 365 | 10.4109 | 0.85371 | 11 | 0.26462
57956 | 4.16 | 1 | 365 | 4.7593 | 0.53312 | 5 | 0.2924
57957 | 4.68 | 1 | 365 | 5.3542 | 0.72476 | 6 | 0.078945
57958 | 8.06 | 1 | 365 | 9.2211 | 0.47042 | 9 | 0.69152
57977 | 5.61 | 1 | 365 | 6.4182 | 0.85597 | 7 | 0.27412
57980 | 4.77 | 1 | 365 | 5.4571 | 0.93101 | 6 | 0.38816
40580 | 3.64 | 1 | 365 | 4.1644 | 0.34148 | 4 | 0.50585
47887 | 3.57 | 1 | 365 | 4.0843 | 0.18107 | 4 | 0.26535
38731 | 5.2 | 1 | 365 | 5.9491 | 0.9164 | 6 | 0.86549
45648 | 10.92 | 1 | 365 | 12.4931 | 0.024447 | 12 | 0.51754
41752 | 7.02 | 1 | 365 | 8.0313 | 0.087144 | 8 | 0.11842
54430 | 11.22 | 1 | 365 | 12.8363 | 0.71193 | 13 | 0.54824
55395 | 9.945 | 1 | 365 | 11.3776 | 0.79012 | 12 | 0.16776
55727 | 5.2 | 1 | 365 | 5.9491 | 0.9164 | 6 | 0.86549
55735 | 4.335 | 1 | 365 | 4.9595 | 0.93416 | 5 | 0.89364
50440 | 7.28 | 1 | 365 | 8.3287 | 0.68296 | 9 | 0.011692
55955 | 11.475 | 1 | 365 | 13.128 | 0.29629 | 13 | 0.42434
56030 | 6.12 | 1 | 365 | 7.0016 | 0.02469 | 7 | 0.026313
37879 | 4.16 | 1 | 365 | 4.7593 | 0.53312 | 5 | 0.2924
39464 | 5.13 | 1 | 365 | 5.869 | 0.75599 | 6 | 0.625
48046 | 12.22 | 1 | 365 | 13.9804 | 0.0035475 | 13 | 0.98391
50338 | 13.26 | 1 | 365 | 15.1702 | 0.38683 | 15 | 0.55701
50372 | 7.56 | 1 | 365 | 8.6491 | 0.32462 | 8 | 0.97368
56494 | 6.48 | 1 | 365 | 7.4135 | 0.84967 | 8 | 0.26315
56531 | 3.64 | 1 | 365 | 4.1644 | 0.34148 | 4 | 0.50585
56551 | 4.845 | 1 | 365 | 5.543 | 0.10288 | 5 | 0.64583
55889 | 6.12 | 1 | 365 | 7.0016 | 0.02469 | 7 | 0.026313
57983 | 5.46 | 1 | 365 | 6.2465 | 0.51222 | 6 | 0.75877
57986 | 4.16 | 1 | 365 | 4.7593 | 0.53312 | 5 | 0.2924
57987 | 9.945 | 1 | 365 | 11.3776 | 0.79012 | 12 | 0.16776
57994 | 4.42 | 1 | 365 | 5.0567 | 0.12894 | 5 | 0.18567
58003 | 4.16 | 1 | 365 | 4.7593 | 0.53312 | 5 | 0.2924
58013 | 10.14 | 1 | 365 | 11.6007 | 0.23699 | 11 | 0.83771
58019 | 3.825 | 1 | 365 | 4.376 | 0.76543 | 5 | 0.14145
58023 | 4.59 | 1 | 365 | 5.2512 | 0.51852 | 5 | 0.76973
58026 | 5.2 | 1 | 365 | 5.9491 | 0.9164 | 6 | 0.86549
58030 | 4.42 | 1 | 365 | 5.0567 | 0.12894 | 5 | 0.18567
58037 | 5.83 | 1 | 365 | 6.6698 | 0.36012 | 7 | 0.029968
58041 | 7.54 | 1 | 365 | 8.6262 | 0.27878 | 8 | 0.90497
58048 | 7.54 | 1 | 365 | 8.6262 | 0.27878 | 8 | 0.90497
58076 | 5.46 | 1 | 365 | 6.2465 | 0.51222 | 6 | 0.75877
58080 | 11.96 | 1 | 365 | 13.6829 | 0.40773 | 14 | 0.090637
58082 | 4.68 | 1 | 365 | 5.3542 | 0.72476 | 6 | 0.078945
58127 | 9.36 | 1 | 365 | 10.7084 | 0.44953 | 11 | 0.15789
58131 | 2.12 | 1 | 365 | 2.4254 | 0.85823 | 3 | 0.28362
56488 | 2.86 | 1 | 365 | 3.272 | 0.55402 | 3 | 0.82602
58135 | 8.67 | 1 | 365 | 9.919 | 0.86831 | 10 | 0.78728
58158 | 4.68 | 1 | 365 | 5.3542 | 0.72476 | 6 | 0.078945
58228 | 4.94 | 1 | 365 | 5.6516 | 0.32058 | 5 | 0.97222
58270 | 5.865 | 1 | 365 | 6.7099 | 0.44033 | 7 | 0.15022
58296 | 6.5 | 1 | 365 | 7.4364 | 0.8955 | 8 | 0.33187
58297 | 8.06 | 1 | 365 | 9.2211 | 0.47042 | 9 | 0.69152
58299 | 14.04 | 1 | 365 | 16.0625 | 0.17429 | 16 | 0.23683
58405 | 11.475 | 1 | 365 | 13.128 | 0.29629 | 13 | 0.42434
58444 | 10.66 | 1 | 365 | 12.1956 | 0.42863 | 12 | 0.62426
58445 | 5.1 | 1 | 365 | 5.8347 | 0.68724 | 6 | 0.52193
58461 | 3.9 | 1 | 365 | 4.4618 | 0.9373 | 5 | 0.39912
58489 | 11.985 | 1 | 365 | 13.7115 | 0.46502 | 14 | 0.17653
58479 | 3.12 | 1 | 365 | 3.5695 | 0.14984 | 3 | 0.7193
58498 | 3.18 | 1 | 365 | 3.6381 | 0.28734 | 3 | 0.92544
58506 | 7.54 | 1 | 365 | 8.6262 | 0.27878 | 8 | 0.90497
58513 | 3.315 | 1 | 365 | 3.7925 | 0.59671 | 4 | 0.38925
58519 | 6.24 | 1 | 365 | 7.1389 | 0.29968 | 7 | 0.43859
58521 | 9.1 | 1 | 365 | 10.4109 | 0.85371 | 11 | 0.26462
55272 | 3.975 | 1 | 365 | 4.5476 | 0.10917 | 4 | 0.6568
39983 | 8.32 | 1 | 365 | 9.5185 | 0.066245 | 9 | 0.58479
45811 | 7.65 | 1 | 365 | 8.752 | 0.53086 | 9 | 0.28289
39442 | 11.395 | 1 | 365 | 13.0365 | 0.11296 | 13 | 0.14948
40583 | 7.02 | 1 | 365 | 8.0313 | 0.087144 | 8 | 0.11842
39521 | 10.4 | 1 | 365 | 11.8982 | 0.83281 | 12 | 0.73099
39559 | 8.32 | 1 | 365 | 9.5185 | 0.066245 | 9 | 0.58479
50353 | 3.315 | 1 | 365 | 3.7925 | 0.59671 | 4 | 0.38925
37907 | 7.14 | 1 | 365 | 8.1686 | 0.36214 | 8 | 0.5307
41178 | 5.72 | 1 | 365 | 6.544 | 0.10804 | 6 | 0.65204
55095 | 6.63 | 1 | 365 | 7.5851 | 0.19341 | 7 | 0.77851
55845 | 10.965 | 1 | 365 | 12.5446 | 0.12757 | 12 | 0.67214
37813 | 10.865 | 1 | 365 | 12.4302 | 0.89841 | 13 | 0.32858
55698 | 7.395 | 1 | 365 | 8.4603 | 0.9465 | 9 | 0.40679
54681 | 4.08 | 1 | 365 | 4.6677 | 0.34979 | 5 | 0.017542
45635 | 4.16 | 1 | 365 | 4.7593 | 0.53312 | 5 | 0.2924
42238 | 3.64 | 1 | 365 | 4.1644 | 0.34148 | 4 | 0.50585
50300 | 12.48 | 1 | 365 | 14.2778 | 0.59937 | 14 | 0.87719
50341 | 12.24 | 1 | 365 | 14.0032 | 0.04938 | 14 | 0.052625
55098 | 2.805 | 1 | 365 | 3.2091 | 0.42798 | 3 | 0.63706
45985 | 4.42 | 1 | 365 | 5.0567 | 0.12894 | 5 | 0.18567
59606 | 14.04 | 1 | 365 | 16.0625 | 0.17429 | 16 | 0.23683
59610 | 5.2 | 1 | 365 | 5.9491 | 0.9164 | 6 | 0.86549
49006 | 13.23 | 1 | 365 | 15.1359 | 0.31808 | 15 | 0.45394
42748 | 6.05 | 1 | 365 | 6.9215 | 0.86428 | 7 | 0.78582
48330 | 6.54 | 1 | 365 | 7.4821 | 0.98717 | 8 | 0.46929
45696 | 3.38 | 1 | 365 | 3.8669 | 0.74566 | 4 | 0.61257
48144 | 6.89 | 1 | 365 | 7.8825 | 0.78923 | 8 | 0.67178
38475 | 9.35 | 1 | 365 | 10.6969 | 0.42661 | 11 | 0.12353
58335 | 10.64 | 1 | 365 | 12.1728 | 0.38279 | 12 | 0.55555
57539 | 8.745 | 1 | 365 | 10.0048 | 0.040182 | 10 | 0.044952
58933 | 6.89 | 1 | 365 | 7.8825 | 0.78923 | 8 | 0.67178
58598 | 9.01 | 1 | 365 | 10.3079 | 0.64746 | 10 | 0.9554
58197 | 4.24 | 1 | 365 | 4.8508 | 0.71645 | 5 | 0.56725
57411 | 7.54 | 1 | 365 | 8.6262 | 0.27878 | 8 | 0.90497
56996 | 4.68 | 1 | 365 | 5.3542 | 0.72476 | 6 | 0.078945
58867 | 3.975 | 1 | 365 | 4.5476 | 0.10917 | 4 | 0.6568
56211 | 9.88 | 1 | 365 | 11.3033 | 0.64117 | 11 | 0.94444
59185 | 7.02 | 1 | 365 | 8.0313 | 0.087144 | 8 | 0.11842
56693 | 5.2 | 1 | 365 | 5.9491 | 0.9164 | 6 | 0.86549
57944 | 3.445 | 1 | 365 | 3.9413 | 0.89462 | 4 | 0.83589
44183 | 9.52 | 1 | 365 | 10.8914 | 0.81618 | 11 | 0.7076
57135 | 10.8 | 1 | 365 | 12.3558 | 0.74945 | 13 | 0.10526
59348 | 4.42 | 1 | 365 | 5.0567 | 0.12894 | 5 | 0.18567
36132 | 14.25 | 1 | 365 | 16.3028 | 0.65553 | 16 | 0.95833
39388 | 6.05 | 1 | 365 | 6.9215 | 0.86428 | 7 | 0.78582
39915 | 10.1 | 1 | 365 | 11.555 | 0.14532 | 11 | 0.70029
43045 | 9.045 | 1 | 365 | 10.348 | 0.72767 | 11 | 0.075653
56112 | 3.18 | 1 | 365 | 3.6381 | 0.28734 | 3 | 0.92544
56650 | 12.22 | 1 | 365 | 13.9804 | 0.0035475 | 13 | 0.98391
57330 | 5.72 | 1 | 365 | 6.544 | 0.10804 | 6 | 0.65204
57744 | 5.83 | 1 | 365 | 6.6698 | 0.36012 | 7 | 0.029968
58915 | 16.96 | 1 | 365 | 19.4032 | 0.86581 | 20 | 0.269
59108 | 11.44 | 1 | 365 | 13.088 | 0.21609 | 13 | 0.30409
42895 | 6.065 | 1 | 365 | 6.9387 | 0.89865 | 7 | 0.83735
50731 | 9.36 | 1 | 365 | 10.7084 | 0.44953 | 11 | 0.15789
50929 | 4.24 | 1 | 365 | 4.8508 | 0.71645 | 5 | 0.56725
56113 | 5.3 | 1 | 365 | 6.0635 | 0.14556 | 6 | 0.20906
56171 | 7.155 | 1 | 365 | 8.1857 | 0.39651 | 8 | 0.58223
56172 | 9.275 | 1 | 365 | 10.6111 | 0.25474 | 10 | 0.86586
56329 | 10.6 | 1 | 365 | 12.127 | 0.29113 | 12 | 0.41812
43122 | 12.48 | 1 | 365 | 14.2778 | 0.59937 | 14 | 0.87719
49663 | 4.68 | 1 | 365 | 5.3542 | 0.72476 | 6 | 0.078945
37954 | 11.7 | 1 | 365 | 13.3855 | 0.81191 | 14 | 0.19736
56389 | 5.72 | 1 | 365 | 6.544 | 0.10804 | 6 | 0.65204
40817 | 8.06 | 1 | 365 | 9.2211 | 0.47042 | 9 | 0.69152
47507 | 7.42 | 1 | 365 | 8.4889 | 0.0037907 | 8 | 0.49269
42254 | 2.65 | 1 | 365 | 3.0317 | 0.072782 | 3 | 0.10453
40519 | 7.02 | 1 | 365 | 8.0313 | 0.087144 | 8 | 0.11842
38719 | 10.6 | 1 | 365 | 12.127 | 0.29113 | 12 | 0.41812
56392 | 3.975 | 1 | 365 | 4.5476 | 0.10917 | 4 | 0.6568
38834 | 3.51 | 1 | 365 | 4.0156 | 0.043572 | 4 | 0.059209
40097 | 13 | 1 | 365 | 14.8727 | 0.79101 | 15 | 0.66374
42046 | 6.375 | 1 | 365 | 7.2934 | 0.60905 | 7 | 0.90241
38180 | 8.32 | 1 | 365 | 9.5185 | 0.066245 | 9 | 0.58479
56947 | 5.3 | 1 | 365 | 6.0635 | 0.14556 | 6 | 0.20906
53154 | 4.59 | 1 | 365 | 5.2512 | 0.51852 | 5 | 0.76973
53176 | 7.905 | 1 | 365 | 9.0438 | 0.11522 | 9 | 0.15899
56955 | 4.42 | 1 | 365 | 5.0567 | 0.12894 | 5 | 0.18567
53186 | 6.12 | 1 | 365 | 7.0016 | 0.02469 | 7 | 0.026313
53189 | 3.825 | 1 | 365 | 4.376 | 0.76543 | 5 | 0.14145
53229 | 13.78 | 1 | 365 | 15.7651 | 0.57847 | 16 | 0.34356
57076 | 5.3 | 1 | 365 | 6.0635 | 0.14556 | 6 | 0.20906
57081 | 8.525 | 1 | 365 | 9.7531 | 0.53603 | 10 | 0.2891
57087 | 6.625 | 1 | 365 | 7.5794 | 0.18196 | 7 | 0.76133
53204 | 6.5 | 1 | 365 | 7.4364 | 0.8955 | 8 | 0.33187
52938 | 2.04 | 1 | 365 | 2.3339 | 0.6749 | 3 | 0.0087709
57234 | 5.3 | 1 | 365 | 6.0635 | 0.14556 | 6 | 0.20906
50457 | 10.4 | 1 | 365 | 11.8982 | 0.83281 | 12 | 0.73099
38783 | 7.02 | 1 | 365 | 8.0313 | 0.087144 | 8 | 0.11842
41700 | 6.5 | 1 | 365 | 7.4364 | 0.8955 | 8 | 0.33187
57306 | 7.95 | 1 | 365 | 9.0952 | 0.21835 | 9 | 0.31359
57582 | 9.18 | 1 | 365 | 10.5024 | 0.037035 | 10 | 0.53947
57844 | 6.6 | 1 | 365 | 7.5508 | 0.12467 | 7 | 0.67544
34404 | 2.34 | 1 | 365 | 2.6771 | 0.36238 | 3 | 0.039472
53835 | 4.68 | 1 | 365 | 5.3542 | 0.72476 | 6 | 0.078945
54359 | 7.8 | 1 | 365 | 8.9236 | 0.8746 | 9 | 0.79824
52352 | 9.62 | 1 | 365 | 11.0058 | 0.045346 | 11 | 0.051165
54760 | 9.1 | 1 | 365 | 10.4109 | 0.85371 | 11 | 0.26462
55004 | 9.36 | 1 | 365 | 10.7084 | 0.44953 | 11 | 0.15789
54943 | 10.4 | 1 | 365 | 11.8982 | 0.83281 | 12 | 0.73099
52558 | 7.02 | 1 | 365 | 8.0313 | 0.087144 | 8 | 0.11842
51728 | 2.08 | 1 | 365 | 2.3796 | 0.76656 | 3 | 0.1462
54403 | 5.72 | 1 | 365 | 6.544 | 0.10804 | 6 | 0.65204
50847 | 5.72 | 1 | 365 | 6.544 | 0.10804 | 6 | 0.65204
19941 | 10.92 | 1 | 365 | 12.4931 | 0.024447 | 12 | 0.51754
53871 | 2.08 | 1 | 365 | 2.3796 | 0.76656 | 3 | 0.1462
25307 | 7.54 | 1 | 365 | 8.6262 | 0.27878 | 8 | 0.90497
52420 | 2.34 | 1 | 365 | 2.6771 | 0.36238 | 3 | 0.039472
53192 | 2.34 | 1 | 365 | 2.6771 | 0.36238 | 3 | 0.039472
37392 | 3.12 | 1 | 365 | 3.5695 | 0.14984 | 3 | 0.7193
54976 | 7.02 | 1 | 365 | 8.0313 | 0.087144 | 8 | 0.11842
54940 | 13 | 1 | 365 | 14.8727 | 0.79101 | 15 | 0.66374
54797 | 6.5 | 1 | 365 | 7.4364 | 0.8955 | 8 | 0.33187
55305 | 2.34 | 1 | 365 | 2.6771 | 0.36238 | 3 | 0.039472
53829 | 5.72 | 1 | 365 | 6.544 | 0.10804 | 6 | 0.65204
48553 | 4.68 | 1 | 365 | 5.3542 | 0.72476 | 6 | 0.078945
55215 | 7.28 | 1 | 365 | 8.3287 | 0.68296 | 9 | 0.011692
54992 | 12.22 | 1 | 365 | 13.9804 | 0.0035475 | 13 | 0.98391
54770 | 7.8 | 1 | 365 | 8.9236 | 0.8746 | 9 | 0.79824
58015 | 13.2 | 1 | 365 | 15.1015 | 0.24933 | 15 | 0.35087
54908 | 9.36 | 1 | 365 | 10.7084 | 0.44953 | 11 | 0.15789
53905 | 6.76 | 1 | 365 | 7.7338 | 0.49132 | 8 | 0.22514
56328 | 9.36 | 1 | 365 | 10.7084 | 0.44953 | 11 | 0.15789
58431 | 6.36 | 1 | 365 | 7.2762 | 0.57468 | 7 | 0.85087
55043 | 2.6 | 1 | 365 | 2.9745 | 0.9582 | 3 | 0.93275
56548 | 7.54 | 1 | 365 | 8.6262 | 0.27878 | 8 | 0.90497
58573 | 5.3 | 1 | 365 | 6.0635 | 0.14556 | 6 | 0.20906
56567 | 12.22 | 1 | 365 | 13.9804 | 0.0035475 | 13 | 0.98391
59180 | 4.505 | 1 | 365 | 5.154 | 0.32373 | 5 | 0.4777
54909 | 3.9 | 1 | 365 | 4.4618 | 0.9373 | 5 | 0.39912
56860 | 9.18 | 1 | 365 | 10.5024 | 0.037035 | 10 | 0.53947
59802 | 7.245 | 1 | 365 | 8.2887 | 0.60276 | 8 | 0.89144
57285 | 4.59 | 1 | 365 | 5.2512 | 0.51852 | 5 | 0.76973
57339 | 4.16 | 1 | 365 | 4.7593 | 0.53312 | 5 | 0.2924
57802 | 6 | 1 | 365 | 6.8643 | 0.7497 | 7 | 0.61403
57662 | 7.54 | 1 | 365 | 8.6262 | 0.27878 | 8 | 0.90497
59583 | 5.67 | 1 | 365 | 6.4868 | 0.99346 | 7 | 0.48026
57730 | 4.59 | 1 | 365 | 5.2512 | 0.51852 | 5 | 0.76973
57772 | 9.275 | 1 | 365 | 10.6111 | 0.25474 | 10 | 0.86586
57819 | 2.34 | 1 | 365 | 2.6771 | 0.36238 | 3 | 0.039472
49201 | 2.28 | 1 | 365 | 2.6084 | 0.22488 | 2 | 0.83333
49546 | 8.28 | 1 | 365 | 9.4728 | 0.97458 | 10 | 0.44736
51448 | 8.32 | 1 | 365 | 9.5185 | 0.066245 | 9 | 0.58479
53252 | 9.18 | 1 | 365 | 10.5024 | 0.037035 | 10 | 0.53947
56041 | 6.095 | 1 | 365 | 6.973 | 0.9674 | 7 | 0.94042
56576 | 10.6 | 1 | 365 | 12.127 | 0.29113 | 12 | 0.41812
57464 | 4.94 | 1 | 365 | 5.6516 | 0.32058 | 5 | 0.97222
58123 | 6.5 | 1 | 365 | 7.4364 | 0.8955 | 8 | 0.33187
58146 | 4.59 | 1 | 365 | 5.2512 | 0.51852 | 5 | 0.76973
58331 | 2.85 | 1 | 365 | 3.2606 | 0.53111 | 3 | 0.79167
58837 | 8.1 | 1 | 365 | 9.2669 | 0.56209 | 9 | 0.82894
58882 | 14.575 | 1 | 365 | 16.6746 | 0.4003 | 17 | 0.074919
58985 | 5.75 | 1 | 365 | 6.5783 | 0.17679 | 6 | 0.75511
59856 | 8.7 | 1 | 365 | 9.9533 | 0.93706 | 10 | 0.89035
40140 | 15.08 | 1 | 365 | 17.2524 | 0.55757 | 17 | 0.80993
54577 | 2.6 | 1 | 365 | 2.9745 | 0.9582 | 3 | 0.93275
41478 | 6.63 | 1 | 365 | 7.5851 | 0.19341 | 7 | 0.77851
43581 | 8.84 | 1 | 365 | 10.1135 | 0.25789 | 10 | 0.37134
46619 | 10.4 | 1 | 365 | 11.8982 | 0.83281 | 12 | 0.73099
50641 | 6.24 | 1 | 365 | 7.1389 | 0.29968 | 7 | 0.43859
39373 | 7.155 | 1 | 365 | 8.1857 | 0.39651 | 8 | 0.58223
48090 | 4.59 | 1 | 365 | 5.2512 | 0.51852 | 5 | 0.76973
40531 | 6.24 | 1 | 365 | 7.1389 | 0.29968 | 7 | 0.43859
42240 | 11.18 | 1 | 365 | 12.7905 | 0.62027 | 13 | 0.41081
40033 | 6.24 | 1 | 365 | 7.1389 | 0.29968 | 7 | 0.43859
40022 | 7.54 | 1 | 365 | 8.6262 | 0.27878 | 8 | 0.90497
50252 | 10.66 | 1 | 365 | 12.1956 | 0.42863 | 12 | 0.62426
50277 | 3.9 | 1 | 365 | 4.4618 | 0.9373 | 5 | 0.39912
50567 | 2.04 | 1 | 365 | 2.3339 | 0.6749 | 3 | 0.0087709
39293 | 5.1 | 1 | 365 | 5.8347 | 0.68724 | 6 | 0.52193
50284 | 12.75 | 1 | 365 | 14.5867 | 0.2181 | 14 | 0.80482
39940 | 2.86 | 1 | 365 | 3.272 | 0.55402 | 3 | 0.82602
39479 | 14.82 | 1 | 365 | 16.9549 | 0.96175 | 17 | 0.91666
40092 | 12.22 | 1 | 365 | 13.9804 | 0.0035475 | 13 | 0.98391
50332 | 3.71 | 1 | 365 | 4.2444 | 0.5019 | 4 | 0.74634
43448 | 11.25 | 1 | 365 | 12.8706 | 0.78068 | 13 | 0.65131
39173 | 3.64 | 1 | 365 | 4.1644 | 0.34148 | 4 | 0.50585
47371 | 6.5 | 1 | 365 | 7.4364 | 0.8955 | 8 | 0.33187
39481 | 13.78 | 1 | 365 | 15.7651 | 0.57847 | 16 | 0.34356
50376 | 3.315 | 1 | 365 | 3.7925 | 0.59671 | 4 | 0.38925
45079 | 7.905 | 1 | 365 | 9.0438 | 0.11522 | 9 | 0.15899
42353 | 3.06 | 1 | 365 | 3.5008 | 0.012345 | 3 | 0.51316
42434 | 5.72 | 1 | 365 | 6.544 | 0.10804 | 6 | 0.65204
46249 | 10.14 | 1 | 365 | 11.6007 | 0.23699 | 11 | 0.83771
39523 | 14.04 | 1 | 365 | 16.0625 | 0.17429 | 16 | 0.23683
39205 | 3.12 | 1 | 365 | 3.5695 | 0.14984 | 3 | 0.7193
45372 | 6.375 | 1 | 365 | 7.2934 | 0.60905 | 7 | 0.90241
37830 | 4.68 | 1 | 365 | 5.3542 | 0.72476 | 6 | 0.078945
45782 | 6.89 | 1 | 365 | 7.8825 | 0.78923 | 8 | 0.67178
42975 | 7.54 | 1 | 365 | 8.6262 | 0.27878 | 8 | 0.90497
45727 | 3.38 | 1 | 365 | 3.8669 | 0.74566 | 4 | 0.61257
50245 | 7.395 | 1 | 365 | 8.4603 | 0.9465 | 9 | 0.40679
53259 | 11.925 | 1 | 365 | 13.6429 | 0.32752 | 13 | 0.97039
53012 | 6.24 | 1 | 365 | 7.1389 | 0.29968 | 7 | 0.43859
41096 | 9.62 | 1 | 365 | 11.0058 | 0.045346 | 11 | 0.051165
47704 | 18.425 | 1 | 365 | 21.0792 | 0.22302 | 21 | 0.30226
40939 | 10.455 | 1 | 365 | 11.9611 | 0.95885 | 12 | 0.91995
36122 | 18.9 | 1 | 365 | 21.6227 | 0.31154 | 21 | 0.9342
38567 | 3.57 | 1 | 365 | 4.0843 | 0.18107 | 4 | 0.26535
44348 | 12 | 1 | 365 | 13.7287 | 0.49939 | 14 | 0.22806
52391 | 4.68 | 1 | 365 | 5.3542 | 0.72476 | 6 | 0.078945
55863 | 5.355 | 1 | 365 | 6.1264 | 0.2716 | 6 | 0.39802
37467 | 12.73 | 1 | 365 | 14.5638 | 0.17227 | 14 | 0.7361
46727 | 18.09 | 1 | 365 | 20.696 | 0.45533 | 21 | 0.15131
40561 | 9.69 | 1 | 365 | 11.0859 | 0.20576 | 11 | 0.29166
48720 | 10.464 | 1 | 365 | 11.9714 | 0.97947 | 12 | 0.95087
41940 | 9.18 | 1 | 365 | 10.5024 | 0.037035 | 10 | 0.53947
39156 | 3.975 | 1 | 365 | 4.5476 | 0.10917 | 4 | 0.6568
43642 | 14.175 | 1 | 365 | 16.217 | 0.48366 | 16 | 0.70065
50651 | 15.6 | 1 | 365 | 17.8473 | 0.74921 | 18 | 0.59648
44098 | 17.28 | 1 | 365 | 19.7693 | 0.59912 | 20 | 0.36841
50382 | 7.14 | 1 | 365 | 8.1686 | 0.36214 | 8 | 0.5307
45928 | 3.64 | 1 | 365 | 4.1644 | 0.34148 | 4 | 0.50585
52873 | 4.16 | 1 | 365 | 4.7593 | 0.53312 | 5 | 0.2924
52907 | 6.12 | 1 | 365 | 7.0016 | 0.02469 | 7 | 0.026313
47552 | 9.88 | 1 | 365 | 11.3033 | 0.64117 | 11 | 0.94444
40498 | 3.64 | 1 | 365 | 4.1644 | 0.34148 | 4 | 0.50585
58835 | 6.38 | 1 | 365 | 7.2991 | 0.62051 | 7 | 0.91959
50237 | 10.71 | 1 | 365 | 12.2528 | 0.54321 | 12 | 0.79605
52963 | 8.16 | 1 | 365 | 9.3355 | 0.69959 | 10 | 0.035084
58834 | 3.825 | 1 | 365 | 4.376 | 0.76543 | 5 | 0.14145
52987 | 7.395 | 1 | 365 | 8.4603 | 0.9465 | 9 | 0.40679
38871 | 11.88 | 1 | 365 | 13.5914 | 0.2244 | 13 | 0.81578
50408 | 2.08 | 1 | 365 | 2.3796 | 0.76656 | 3 | 0.1462
45545 | 3.825 | 1 | 365 | 4.376 | 0.76543 | 5 | 0.14145
39684 | 4.16 | 1 | 365 | 4.7593 | 0.53312 | 5 | 0.2924
37878 | 14.04 | 1 | 365 | 16.0625 | 0.17429 | 16 | 0.23683
39018 | 5.46 | 1 | 365 | 6.2465 | 0.51222 | 6 | 0.75877
58801 | 9.9 | 1 | 365 | 11.3262 | 0.687 | 12 | 0.013153
50392 | 5.1 | 1 | 365 | 5.8347 | 0.68724 | 6 | 0.52193
58799 | 9.156 | 1 | 365 | 10.475 | 0.98204 | 11 | 0.45701
40380 | 5.035 | 1 | 365 | 5.7603 | 0.53829 | 6 | 0.29861
58796 | 10.464 | 1 | 365 | 11.9714 | 0.97947 | 12 | 0.95087
58758 | 8.97 | 1 | 365 | 10.2622 | 0.5558 | 10 | 0.81798
55599 | 10.6 | 1 | 365 | 12.127 | 0.29113 | 12 | 0.41812
50774 | 10.8 | 1 | 365 | 12.3558 | 0.74945 | 13 | 0.10526
50874 | 8.99 | 1 | 365 | 10.2851 | 0.60163 | 10 | 0.88669
36784 | 6.867 | 1 | 365 | 7.8562 | 0.73653 | 8 | 0.59276
50438 | 9.135 | 1 | 365 | 10.451 | 0.93391 | 11 | 0.38486
54759 | 8.32 | 1 | 365 | 9.5185 | 0.066245 | 9 | 0.58479
49820 | 11.655 | 1 | 365 | 13.334 | 0.70878 | 14 | 0.042757
54600 | 7.8 | 1 | 365 | 8.9236 | 0.8746 | 9 | 0.79824
45431 | 7.95 | 1 | 365 | 9.0952 | 0.21835 | 9 | 0.31359
50862 | 6.24 | 1 | 365 | 7.1389 | 0.29968 | 7 | 0.43859
49255 | 13.5 | 1 | 365 | 15.4448 | 0.93682 | 16 | 0.38157
55580 | 6 | 1 | 365 | 6.8643 | 0.7497 | 7 | 0.61403
36269 | 14.145 | 1 | 365 | 16.1827 | 0.41491 | 16 | 0.59758
36188 | 4 | 1 | 365 | 4.5762 | 0.16646 | 4 | 0.74269
38948 | 10.725 | 1 | 365 | 12.27 | 0.57758 | 12 | 0.84758
50426 | 2.44 | 1 | 365 | 2.7915 | 0.59154 | 3 | 0.38304
41638 | 6.92 | 1 | 365 | 7.9169 | 0.85798 | 8 | 0.77485
50863 | 2.8 | 1 | 365 | 3.2034 | 0.41652 | 3 | 0.61988
37262 | 12.34 | 1 | 365 | 14.1177 | 0.27854 | 14 | 0.39619
37166 | 10.92 | 1 | 365 | 12.4931 | 0.024447 | 12 | 0.51754
51162 | 7.685 | 1 | 365 | 8.7921 | 0.61107 | 9 | 0.40314
39875 | 12.305 | 1 | 365 | 14.0776 | 0.19833 | 14 | 0.27594
44164 | 8.829 | 1 | 365 | 10.1009 | 0.23268 | 10 | 0.33355
43623 | 6.84 | 1 | 365 | 7.8253 | 0.67465 | 8 | 0.5
54472 | 5.6 | 1 | 365 | 6.4067 | 0.83305 | 7 | 0.23976
50421 | 7.935 | 1 | 365 | 9.0781 | 0.18397 | 9 | 0.26206
54495 | 24.5 | 1 | 365 | 28.0294 | 0.14459 | 28 | 0.17396
54886 | 11.34 | 1 | 365 | 12.9736 | 0.98693 | 13 | 0.96052
44518 | 10.05 | 1 | 365 | 11.4978 | 0.030741 | 11 | 0.5285
54816 | 9.99 | 1 | 365 | 11.4291 | 0.89324 | 12 | 0.32236
43251 | 7.14 | 1 | 365 | 8.1686 | 0.36214 | 8 | 0.5307
55565 | 7.02 | 1 | 365 | 8.0313 | 0.087144 | 8 | 0.11842
44529 | 8.06 | 1 | 365 | 9.2211 | 0.47042 | 9 | 0.69152
44381 | 4.65 | 1 | 365 | 5.3199 | 0.65601 | 5 | 0.97587
55574 | 7.8 | 1 | 365 | 8.9236 | 0.8746 | 9 | 0.79824
44539 | 7.44 | 1 | 365 | 8.5118 | 0.049623 | 8 | 0.5614
55782 | 9.86 | 1 | 365 | 11.2804 | 0.59533 | 11 | 0.87573
45257 | 6.27 | 1 | 365 | 7.1732 | 0.36843 | 7 | 0.54166
50179 | 3.6 | 1 | 365 | 4.1186 | 0.24982 | 4 | 0.36842
55551 | 6.36 | 1 | 365 | 7.2762 | 0.57468 | 7 | 0.85087
58838 | 8.28 | 1 | 365 | 9.4728 | 0.97458 | 10 | 0.44736
58847 | 5.72 | 1 | 365 | 6.544 | 0.10804 | 6 | 0.65204
58186 | 5.5 | 1 | 365 | 6.2923 | 0.60389 | 6 | 0.8962
38966 | 8.06 | 1 | 365 | 9.2211 | 0.47042 | 9 | 0.69152
58189 | 7.15 | 1 | 365 | 8.18 | 0.38505 | 8 | 0.56505
59083 | 7.155 | 1 | 365 | 8.1857 | 0.39651 | 8 | 0.58223
59632 | 7.29 | 1 | 365 | 8.3402 | 0.70588 | 9 | 0.046049
43567 | 6.7 | 1 | 365 | 7.6652 | 0.35383 | 8 | 0.019002
57976 | 10.07 | 1 | 365 | 11.5206 | 0.076573 | 11 | 0.59722
58007 | 7.685 | 1 | 365 | 8.7921 | 0.61107 | 9 | 0.40314
58027 | 2.385 | 1 | 365 | 2.7286 | 0.4655 | 3 | 0.19408
58098 | 5.83 | 1 | 365 | 6.6698 | 0.36012 | 7 | 0.029968
58106 | 3.18 | 1 | 365 | 3.6381 | 0.28734 | 3 | 0.92544
58141 | 6.89 | 1 | 365 | 7.8825 | 0.78923 | 8 | 0.67178
58151 | 9.54 | 1 | 365 | 10.9143 | 0.86202 | 11 | 0.77631
58492 | 4.68 | 1 | 365 | 5.3542 | 0.72476 | 6 | 0.078945
58500 | 3.71 | 1 | 365 | 4.2444 | 0.5019 | 4 | 0.74634
50517 | 5.3 | 1 | 365 | 6.0635 | 0.14556 | 6 | 0.20906
57891 | 8.745 | 1 | 365 | 10.0048 | 0.040182 | 10 | 0.044952
59071 | 6.36 | 1 | 365 | 7.2762 | 0.57468 | 7 | 0.85087
47577 | 8.06 | 1 | 365 | 9.2211 | 0.47042 | 9 | 0.69152
40189 | 4.16 | 1 | 365 | 4.7593 | 0.53312 | 5 | 0.2924
45990 | 10.4 | 1 | 365 | 11.8982 | 0.83281 | 12 | 0.73099
43811 | 7.28 | 1 | 365 | 8.3287 | 0.68296 | 9 | 0.011692
58862 | 7.65 | 1 | 365 | 8.752 | 0.53086 | 9 | 0.28289
46146 | 6.12 | 1 | 365 | 7.0016 | 0.02469 | 7 | 0.026313
58756 | 10.695 | 1 | 365 | 12.2357 | 0.50883 | 12 | 0.74451
48038 | 6.5 | 1 | 365 | 7.4364 | 0.8955 | 8 | 0.33187
37576 | 4.16 | 1 | 365 | 4.7593 | 0.53312 | 5 | 0.2924
58682 | 14.7 | 1 | 365 | 16.8176 | 0.68676 | 17 | 0.50438
40265 | 6.12 | 1 | 365 | 7.0016 | 0.02469 | 7 | 0.026313
43043 | 9.69 | 1 | 365 | 11.0859 | 0.20576 | 11 | 0.29166
45448 | 9.945 | 1 | 365 | 11.3776 | 0.79012 | 12 | 0.16776
58668 | 11.6 | 1 | 365 | 13.271 | 0.58275 | 13 | 0.8538
58641 | 10.88 | 1 | 365 | 12.4473 | 0.93278 | 13 | 0.38011
58265 | 10.14 | 1 | 365 | 11.6007 | 0.23699 | 11 | 0.83771
58418 | 11.22 | 1 | 365 | 12.8363 | 0.71193 | 13 | 0.54824
58857 | 3.38 | 1 | 365 | 3.8669 | 0.74566 | 4 | 0.61257
58044 | 11.7 | 1 | 365 | 13.3855 | 0.81191 | 14 | 0.19736
38307 | 7.28 | 1 | 365 | 8.3287 | 0.68296 | 9 | 0.011692
45105 | 6.5 | 1 | 365 | 7.4364 | 0.8955 | 8 | 0.33187
58064 | 15.87 | 1 | 365 | 18.1562 | 0.36795 | 18 | 0.52411
40180 | 9.1 | 1 | 365 | 10.4109 | 0.85371 | 11 | 0.26462
45992 | 4.845 | 1 | 365 | 5.543 | 0.10288 | 5 | 0.64583
58420 | 8.8 | 1 | 365 | 10.0677 | 0.16622 | 10 | 0.23391
41027 | 13 | 1 | 365 | 14.8727 | 0.79101 | 15 | 0.66374
38713 | 8.58 | 1 | 365 | 9.816 | 0.66207 | 10 | 0.47807
58484 | 7.2 | 1 | 365 | 8.2372 | 0.49964 | 8 | 0.73684
38155 | 8.32 | 1 | 365 | 9.5185 | 0.066245 | 9 | 0.58479
58028 | 9.86 | 1 | 365 | 11.2804 | 0.59533 | 11 | 0.87573
57921 | 14.79 | 1 | 365 | 16.9206 | 0.893 | 17 | 0.81359
57909 | 9.315 | 1 | 365 | 10.6569 | 0.3464 | 11 | 0.0032847
42389 | 6.76 | 1 | 365 | 7.7338 | 0.49132 | 8 | 0.22514
52131 | 5.46 | 1 | 365 | 6.2465 | 0.51222 | 6 | 0.75877
41622 | 4.16 | 1 | 365 | 4.7593 | 0.53312 | 5 | 0.2924
36447 | 19.89 | 1 | 365 | 22.7553 | 0.58024 | 23 | 0.33552
38641 | 7.56 | 1 | 365 | 8.6491 | 0.32462 | 8 | 0.97368
40026 | 9.1 | 1 | 365 | 10.4109 | 0.85371 | 11 | 0.26462
38329 | 5.215 | 1 | 365 | 5.9663 | 0.95078 | 6 | 0.91703
39341 | 6.72 | 1 | 365 | 7.6881 | 0.39966 | 8 | 0.087716
56717 | 4.24 | 1 | 365 | 4.8508 | 0.71645 | 5 | 0.56725
57517 | 10.8 | 1 | 365 | 12.3558 | 0.74945 | 13 | 0.10526
56718 | 4.24 | 1 | 365 | 4.8508 | 0.71645 | 5 | 0.56725
56720 | 6.24 | 1 | 365 | 7.1389 | 0.29968 | 7 | 0.43859
39832 | 8.84 | 1 | 365 | 10.1135 | 0.25789 | 10 | 0.37134
45517 | 9.1 | 1 | 365 | 10.4109 | 0.85371 | 11 | 0.26462
39838 | 5.72 | 1 | 365 | 6.544 | 0.10804 | 6 | 0.65204
31622 | 4.94 | 1 | 365 | 5.6516 | 0.32058 | 5 | 0.97222
41516 | 4.94 | 1 | 365 | 5.6516 | 0.32058 | 5 | 0.97222
56726 | 3.445 | 1 | 365 | 3.9413 | 0.89462 | 4 | 0.83589
48588 | 4.42 | 1 | 365 | 5.0567 | 0.12894 | 5 | 0.18567
41009 | 5.5 | 1 | 365 | 6.2923 | 0.60389 | 6 | 0.8962
38358 | 7.15 | 1 | 365 | 8.18 | 0.38505 | 8 | 0.56505
54926 | 8.32 | 1 | 365 | 9.5185 | 0.066245 | 9 | 0.58479
40231 | 8.4 | 1 | 365 | 9.6101 | 0.24957 | 9 | 0.85964
56727 | 8.215 | 1 | 365 | 9.3984 | 0.82563 | 10 | 0.22405
51161 | 7.28 | 1 | 365 | 8.3287 | 0.68296 | 9 | 0.011692
39891 | 5.46 | 1 | 365 | 6.2465 | 0.51222 | 6 | 0.75877
55067 | 4.68 | 1 | 365 | 5.3542 | 0.72476 | 6 | 0.078945
56313 | 10.14 | 1 | 365 | 11.6007 | 0.23699 | 11 | 0.83771
31878 | 7.28 | 1 | 365 | 8.3287 | 0.68296 | 9 | 0.011692
52644 | 7.54 | 1 | 365 | 8.6262 | 0.27878 | 8 | 0.90497
53441 | 7.02 | 1 | 365 | 8.0313 | 0.087144 | 8 | 0.11842
56628 | 6.24 | 1 | 365 | 7.1389 | 0.29968 | 7 | 0.43859
56641 | 6.24 | 1 | 365 | 7.1389 | 0.29968 | 7 | 0.43859
55202 | 9.88 | 1 | 365 | 11.3033 | 0.64117 | 11 | 0.94444
54951 | 2.6 | 1 | 365 | 2.9745 | 0.9582 | 3 | 0.93275
56648 | 2.86 | 1 | 365 | 3.272 | 0.55402 | 3 | 0.82602
55136 | 4.68 | 1 | 365 | 5.3542 | 0.72476 | 6 | 0.078945
32514 | 5.72 | 1 | 365 | 6.544 | 0.10804 | 6 | 0.65204
54862 | 8.06 | 1 | 365 | 9.2211 | 0.47042 | 9 | 0.69152
54950 | 6.76 | 1 | 365 | 7.7338 | 0.49132 | 8 | 0.22514
54302 | 5.98 | 1 | 365 | 6.8415 | 0.70386 | 7 | 0.54532
55070 | 3.64 | 1 | 365 | 4.1644 | 0.34148 | 4 | 0.50585
54921 | 8.06 | 1 | 365 | 9.2211 | 0.47042 | 9 | 0.69152
56655 | 6.24 | 1 | 365 | 7.1389 | 0.29968 | 7 | 0.43859
38109 | 10.92 | 1 | 365 | 12.4931 | 0.024447 | 12 | 0.51754
56699 | 11.44 | 1 | 365 | 13.088 | 0.21609 | 13 | 0.30409
56703 | 4.68 | 1 | 365 | 5.3542 | 0.72476 | 6 | 0.078945
38013 | 12.1 | 1 | 365 | 13.8431 | 0.72855 | 14 | 0.57163
56702 | 4.24 | 1 | 365 | 4.8508 | 0.71645 | 5 | 0.56725
37521 | 19.32 | 1 | 365 | 22.1032 | 0.27402 | 22 | 0.37718
40865 | 8.06 | 1 | 365 | 9.2211 | 0.47042 | 9 | 0.69152
36353 | 9.9 | 1 | 365 | 11.3262 | 0.687 | 12 | 0.013153
56706 | 10.14 | 1 | 365 | 11.6007 | 0.23699 | 11 | 0.83771
57521 | 11.4 | 1 | 365 | 13.0422 | 0.12442 | 13 | 0.16666
38630 | 8.12 | 1 | 365 | 9.2897 | 0.60792 | 9 | 0.89766
55338 | 14.56 | 1 | 365 | 16.6575 | 0.36593 | 17 | 0.023384
57726 | 11.4 | 1 | 365 | 13.0422 | 0.12442 | 13 | 0.16666
51740 | 5.2 | 1 | 365 | 5.9491 | 0.9164 | 6 | 0.86549
41707 | 3.9 | 1 | 365 | 4.4618 | 0.9373 | 5 | 0.39912
57725 | 10.35 | 1 | 365 | 11.841 | 0.71823 | 12 | 0.55921
57643 | 11.73 | 1 | 365 | 13.4198 | 0.88066 | 14 | 0.30043
58868 | 7.685 | 1 | 365 | 8.7921 | 0.61107 | 9 | 0.40314
57268 | 13.23 | 1 | 365 | 15.1359 | 0.31808 | 15 | 0.45394
42088 | 4.335 | 1 | 365 | 4.9595 | 0.93416 | 5 | 0.89364
53157 | 7.28 | 1 | 365 | 8.3287 | 0.68296 | 9 | 0.011692
55151 | 17.16 | 1 | 365 | 19.632 | 0.32413 | 19 | 0.95613
56608 | 9.88 | 1 | 365 | 11.3033 | 0.64117 | 11 | 0.94444
56610 | 17.16 | 1 | 365 | 19.632 | 0.32413 | 19 | 0.95613
56611 | 4.16 | 1 | 365 | 4.7593 | 0.53312 | 5 | 0.2924
56306 | 7.28 | 1 | 365 | 8.3287 | 0.68296 | 9 | 0.011692
36672 | 12.825 | 1 | 365 | 14.6725 | 0.38998 | 15 | 0.062493
56612 | 6.24 | 1 | 365 | 7.1389 | 0.29968 | 7 | 0.43859
56707 | 8.06 | 1 | 365 | 9.2211 | 0.47042 | 9 | 0.69152
55005 | 6.24 | 1 | 365 | 7.1389 | 0.29968 | 7 | 0.43859
55042 | 9.805 | 1 | 365 | 11.2175 | 0.46929 | 11 | 0.68676
38418 | 4.2 | 1 | 365 | 4.805 | 0.62479 | 5 | 0.42982
36879 | 7.675 | 1 | 365 | 8.7806 | 0.58815 | 9 | 0.36878
55153 | 4.42 | 1 | 365 | 5.0567 | 0.12894 | 5 | 0.18567
43351 | 5.46 | 1 | 365 | 6.2465 | 0.51222 | 6 | 0.75877
43254 | 3.9 | 1 | 365 | 4.4618 | 0.9373 | 5 | 0.39912
56609 | 3.9 | 1 | 365 | 4.4618 | 0.9373 | 5 | 0.39912
53719 | 4.16 | 1 | 365 | 4.7593 | 0.53312 | 5 | 0.2924
38748 | 8.84 | 1 | 365 | 10.1135 | 0.25789 | 10 | 0.37134
55068 | 9.62 | 1 | 365 | 11.0058 | 0.045346 | 11 | 0.051165
48626 | 13 | 1 | 365 | 14.8727 | 0.79101 | 15 | 0.66374
56614 | 7.8 | 1 | 365 | 8.9236 | 0.8746 | 9 | 0.79824
39868 | 5.225 | 1 | 365 | 5.9777 | 0.97369 | 6 | 0.95139
50657 | 7.8 | 1 | 365 | 8.9236 | 0.8746 | 9 | 0.79824
52199 | 2.86 | 1 | 365 | 3.272 | 0.55402 | 3 | 0.82602
53124 | 4.42 | 1 | 365 | 5.0567 | 0.12894 | 5 | 0.18567
54070 | 5.2 | 1 | 365 | 5.9491 | 0.9164 | 6 | 0.86549
58844 | 10.07 | 1 | 365 | 11.5206 | 0.076573 | 11 | 0.59722
21745 | 3.9 | 1 | 365 | 4.4618 | 0.9373 | 5 | 0.39912
56310 | 11.18 | 1 | 365 | 12.7905 | 0.62027 | 13 | 0.41081
56620 | 2.08 | 1 | 365 | 2.3796 | 0.76656 | 3 | 0.1462
56730 | 6.095 | 1 | 365 | 6.973 | 0.9674 | 7 | 0.94042
51764 | 4.94 | 1 | 365 | 5.6516 | 0.32058 | 5 | 0.97222
54238 | 8.06 | 1 | 365 | 9.2211 | 0.47042 | 9 | 0.69152
52574 | 3.9 | 1 | 365 | 4.4618 | 0.9373 | 5 | 0.39912
58876 | 8.48 | 1 | 365 | 9.7016 | 0.4329 | 10 | 0.1345
56729 | 8.48 | 1 | 365 | 9.7016 | 0.4329 | 10 | 0.1345
52425 | 8.06 | 1 | 365 | 9.2211 | 0.47042 | 9 | 0.69152
56664 | 4.505 | 1 | 365 | 5.154 | 0.32373 | 5 | 0.4777
52096 | 5.46 | 1 | 365 | 6.2465 | 0.51222 | 6 | 0.75877
38743 | 3.64 | 1 | 365 | 4.1644 | 0.34148 | 4 | 0.50585
29234 | 7.02 | 1 | 365 | 8.0313 | 0.087144 | 8 | 0.11842
56745 | 5.2 | 1 | 365 | 5.9491 | 0.9164 | 6 | 0.86549
51922 | 7.28 | 1 | 365 | 8.3287 | 0.68296 | 9 | 0.011692
56732 | 3.975 | 1 | 365 | 4.5476 | 0.10917 | 4 | 0.6568
58836 | 14.3 | 1 | 365 | 16.36 | 0.77011 | 17 | 0.13011
57069 | 7.8 | 1 | 365 | 8.9236 | 0.8746 | 9 | 0.79824
53912 | 9.36 | 1 | 365 | 10.7084 | 0.44953 | 11 | 0.15789
36443 | 4.235 | 1 | 365 | 4.8451 | 0.70499 | 5 | 0.55007
55052 | 4.42 | 1 | 365 | 5.0567 | 0.12894 | 5 | 0.18567
58865 | 8.745 | 1 | 365 | 10.0048 | 0.040182 | 10 | 0.044952
55053 | 7.54 | 1 | 365 | 8.6262 | 0.27878 | 8 | 0.90497
54962 | 7.28 | 1 | 365 | 8.3287 | 0.68296 | 9 | 0.011692
44894 | 11.75 | 1 | 365 | 13.4427 | 0.92649 | 14 | 0.36915
53858 | 4.42 | 1 | 365 | 5.0567 | 0.12894 | 5 | 0.18567
56740 | 10.66 | 1 | 365 | 12.1956 | 0.42863 | 12 | 0.62426
56753 | 6.095 | 1 | 365 | 6.973 | 0.9674 | 7 | 0.94042
48960 | 5.46 | 1 | 365 | 6.2465 | 0.51222 | 6 | 0.75877
48697 | 17.42 | 1 | 365 | 19.9295 | 0.91995 | 20 | 0.84941
54397 | 4.16 | 1 | 365 | 4.7593 | 0.53312 | 5 | 0.2924
53571 | 3.9 | 1 | 365 | 4.4618 | 0.9373 | 5 | 0.39912
54206 | 8.84 | 1 | 365 | 10.1135 | 0.25789 | 10 | 0.37134
52280 | 5.98 | 1 | 365 | 6.8415 | 0.70386 | 7 | 0.54532
55066 | 3.9 | 1 | 365 | 4.4618 | 0.9373 | 5 | 0.39912
56321 | 12.22 | 1 | 365 | 13.9804 | 0.0035475 | 13 | 0.98391
56755 | 4.24 | 1 | 365 | 4.8508 | 0.71645 | 5 | 0.56725
55222 | 5.98 | 1 | 365 | 6.8415 | 0.70386 | 7 | 0.54532
53666 | 4.94 | 1 | 365 | 5.6516 | 0.32058 | 5 | 0.97222
54123 | 4.94 | 1 | 365 | 5.6516 | 0.32058 | 5 | 0.97222
53648 | 14.56 | 1 | 365 | 16.6575 | 0.36593 | 17 | 0.023384
52097 | 5.46 | 1 | 365 | 6.2465 | 0.51222 | 6 | 0.75877
54928 | 9.1 | 1 | 365 | 10.4109 | 0.85371 | 11 | 0.26462
54128 | 5.72 | 1 | 365 | 6.544 | 0.10804 | 6 | 0.65204
32560 | 8.06 | 1 | 365 | 9.2211 | 0.47042 | 9 | 0.69152
52018 | 4.94 | 1 | 365 | 5.6516 | 0.32058 | 5 | 0.97222
55163 | 9.62 | 1 | 365 | 11.0058 | 0.045346 | 11 | 0.051165
56331 | 7.02 | 1 | 365 | 8.0313 | 0.087144 | 8 | 0.11842
53540 | 7.54 | 1 | 365 | 8.6262 | 0.27878 | 8 | 0.90497
56763 | 4.42 | 1 | 365 | 5.0567 | 0.12894 | 5 | 0.18567
52857 | 8.32 | 1 | 365 | 9.5185 | 0.066245 | 9 | 0.58479
56765 | 8.06 | 1 | 365 | 9.2211 | 0.47042 | 9 | 0.69152
56766 | 6.5 | 1 | 365 | 7.4364 | 0.8955 | 8 | 0.33187
32953 | 963.585 | 0.8 | 365 | 881.9162 | 0.53344 | 882 | 0.4496
54750 | 10.4 | 1 | 365 | 11.8982 | 0.83281 | 12 | 0.73099
54851 | 6.24 | 1 | 365 | 7.1389 | 0.29968 | 7 | 0.43859
54982 | 11.18 | 1 | 365 | 12.7905 | 0.62027 | 13 | 0.41081
32426 | 10.4 | 1 | 365 | 11.8982 | 0.83281 | 12 | 0.73099
48644 | 5.2 | 1 | 365 | 5.9491 | 0.9164 | 6 | 0.86549
54764 | 4.16 | 1 | 365 | 4.7593 | 0.53312 | 5 | 0.2924
56867 | 7.02 | 1 | 365 | 8.0313 | 0.087144 | 8 | 0.11842
52683 | 6.5 | 1 | 365 | 7.4364 | 0.8955 | 8 | 0.33187
55240 | 3.12 | 1 | 365 | 3.5695 | 0.14984 | 3 | 0.7193
56781 | 13 | 1 | 365 | 14.8727 | 0.79101 | 15 | 0.66374
53825 | 8.58 | 1 | 365 | 9.816 | 0.66207 | 10 | 0.47807
56785 | 8.48 | 1 | 365 | 9.7016 | 0.4329 | 10 | 0.1345
54915 | 5.72 | 1 | 365 | 6.544 | 0.10804 | 6 | 0.65204
56786 | 5.3 | 1 | 365 | 6.0635 | 0.14556 | 6 | 0.20906
32373 | 9.88 | 1 | 365 | 11.3033 | 0.64117 | 11 | 0.94444
54210 | 4.16 | 1 | 365 | 4.7593 | 0.53312 | 5 | 0.2924
55747 | 4.94 | 1 | 365 | 5.6516 | 0.32058 | 5 | 0.97222
53904 | 3.9 | 1 | 365 | 4.4618 | 0.9373 | 5 | 0.39912
55286 | 9.62 | 1 | 365 | 11.0058 | 0.045346 | 11 | 0.051165
54384 | 5.46 | 1 | 365 | 6.2465 | 0.51222 | 6 | 0.75877
55100 | 7.02 | 1 | 365 | 8.0313 | 0.087144 | 8 | 0.11842
55011 | 3.9 | 1 | 365 | 4.4618 | 0.9373 | 5 | 0.39912
54185 | 5.2 | 1 | 365 | 5.9491 | 0.9164 | 6 | 0.86549
55114 | 12.04 | 1 | 365 | 13.7744 | 0.59106 | 14 | 0.36549
57679 | 4.42 | 1 | 365 | 5.0567 | 0.12894 | 5 | 0.18567
57388 | 5.85 | 1 | 365 | 6.6927 | 0.40595 | 7 | 0.098681
56844 | 4.35 | 1 | 365 | 4.9766 | 0.96853 | 5 | 0.94517
55990 | 3.1 | 1 | 365 | 3.5466 | 0.10401 | 3 | 0.65058
44781 | 24.96 | 1 | 365 | 28.5556 | 0.19874 | 28 | 0.75437
44335 | 19.5 | 1 | 365 | 22.3091 | 0.68651 | 22 | 0.9956
56291 | 7.848 | 1 | 365 | 8.9786 | 0.9846 | 9 | 0.96315
51287 | 6 | 1 | 365 | 6.8643 | 0.7497 | 7 | 0.61403
41366 | 3.795 | 1 | 365 | 4.3417 | 0.69668 | 5 | 0.038375
58134 | 4.275 | 1 | 365 | 4.8908 | 0.79666 | 5 | 0.6875
48276 | 6.867 | 1 | 365 | 7.8562 | 0.73653 | 8 | 0.59276
56941 | 8.32 | 1 | 365 | 9.5185 | 0.066245 | 9 | 0.58479
52261 | 5.2 | 1 | 365 | 5.9491 | 0.9164 | 6 | 0.86549
54635 | 15.12 | 1 | 365 | 17.2981 | 0.64923 | 17 | 0.94736
37447 | 8.574 | 1 | 365 | 9.8091 | 0.64832 | 10 | 0.45745
48885 | 8.96 | 1 | 365 | 10.2507 | 0.53288 | 10 | 0.78362
56942 | 5.46 | 1 | 365 | 6.2465 | 0.51222 | 6 | 0.75877
56945 | 10.4 | 1 | 365 | 11.8982 | 0.83281 | 12 | 0.73099
48272 | 2.08 | 1 | 365 | 2.3796 | 0.76656 | 3 | 0.1462
55184 | 4.32 | 1 | 365 | 4.9423 | 0.89978 | 5 | 0.8421
53906 | 6.76 | 1 | 365 | 7.7338 | 0.49132 | 8 | 0.22514
56948 | 4.42 | 1 | 365 | 5.0567 | 0.12894 | 5 | 0.18567
56949 | 5.72 | 1 | 365 | 6.544 | 0.10804 | 6 | 0.65204
50124 | 4.5 | 1 | 365 | 5.1483 | 0.31227 | 5 | 0.46052
54263 | 5.72 | 1 | 365 | 6.544 | 0.10804 | 6 | 0.65204
56959 | 2.915 | 1 | 365 | 3.3349 | 0.68006 | 4 | 0.014984
55172 | 3.3 | 1 | 365 | 3.7754 | 0.56233 | 4 | 0.33772
56960 | 10.865 | 1 | 365 | 12.4302 | 0.89841 | 13 | 0.32858
55019 | 10.4 | 1 | 365 | 11.8982 | 0.83281 | 12 | 0.73099
56961 | 3.64 | 1 | 365 | 4.1644 | 0.34148 | 4 | 0.50585
55471 | 6.5 | 1 | 365 | 7.4364 | 0.8955 | 8 | 0.33187
54476 | 8.25 | 1 | 365 | 9.4385 | 0.90583 | 10 | 0.34429
56963 | 6.76 | 1 | 365 | 7.7338 | 0.49132 | 8 | 0.22514
55746 | 7.14 | 1 | 365 | 8.1686 | 0.36214 | 8 | 0.5307
56964 | 7.8 | 1 | 365 | 8.9236 | 0.8746 | 9 | 0.79824
55752 | 9.435 | 1 | 365 | 10.7942 | 0.6214 | 11 | 0.41557
56969 | 9.62 | 1 | 365 | 11.0058 | 0.045346 | 11 | 0.051165
51341 | 3.71 | 1 | 365 | 4.2444 | 0.5019 | 4 | 0.74634
49388 | 11.96 | 1 | 365 | 13.6829 | 0.40773 | 14 | 0.090637
44759 | 9.435 | 1 | 365 | 10.7942 | 0.6214 | 11 | 0.41557
48120 | 7.42 | 1 | 365 | 8.4889 | 0.0037907 | 8 | 0.49269
56973 | 9.36 | 1 | 365 | 10.7084 | 0.44953 | 11 | 0.15789
51362 | 4.77 | 1 | 365 | 5.4571 | 0.93101 | 6 | 0.38816
57067 | 5.035 | 1 | 365 | 5.7603 | 0.53829 | 6 | 0.29861
57072 | 11.18 | 1 | 365 | 12.7905 | 0.62027 | 13 | 0.41081
28768 | 10.66 | 1 | 365 | 12.1956 | 0.42863 | 12 | 0.62426
37853 | 12.22 | 1 | 365 | 13.9804 | 0.0035475 | 13 | 0.98391
57063 | 13.52 | 1 | 365 | 15.4676 | 0.98265 | 16 | 0.45029
57084 | 3.12 | 1 | 365 | 3.5695 | 0.14984 | 3 | 0.7193
56975 | 8.58 | 1 | 365 | 9.816 | 0.66207 | 10 | 0.47807
57086 | 11.7 | 1 | 365 | 13.3855 | 0.81191 | 14 | 0.19736
56980 | 9.54 | 1 | 365 | 10.9143 | 0.86202 | 11 | 0.77631
57099 | 4.94 | 1 | 365 | 5.6516 | 0.32058 | 5 | 0.97222
57097 | 7.42 | 1 | 365 | 8.4889 | 0.0037907 | 8 | 0.49269
47130 | 58.9 | 0.9 | 365 | 60.6464 | 0.47856 | 61 | 0.12497
56978 | 6.24 | 1 | 365 | 7.1389 | 0.29968 | 7 | 0.43859
56981 | 4.505 | 1 | 365 | 5.154 | 0.32373 | 5 | 0.4777
56982 | 5.035 | 1 | 365 | 5.7603 | 0.53829 | 6 | 0.29861
56986 | 6.095 | 1 | 365 | 6.973 | 0.9674 | 7 | 0.94042
56988 | 7.685 | 1 | 365 | 8.7921 | 0.61107 | 9 | 0.40314
55034 | 5.46 | 1 | 365 | 6.2465 | 0.51222 | 6 | 0.75877
58958 | 30.6 | 0.9 | 365 | 31.5073 | 0.1111 | 31 | 0.61841
56992 | 9.36 | 1 | 365 | 10.7084 | 0.44953 | 11 | 0.15789
56997 | 3.64 | 1 | 365 | 4.1644 | 0.34148 | 4 | 0.50585
56923 | 3.9 | 1 | 365 | 4.4618 | 0.9373 | 5 | 0.39912
55412 | 3.38 | 1 | 365 | 3.8669 | 0.74566 | 4 | 0.61257
23936 | 7.8 | 1 | 365 | 8.9236 | 0.8746 | 9 | 0.79824
47956 | 14.025 | 1 | 365 | 16.0454 | 0.13991 | 16 | 0.1853
51132 | 2.915 | 1 | 365 | 3.3349 | 0.68006 | 4 | 0.014984
54819 | 3.64 | 1 | 365 | 4.1644 | 0.34148 | 4 | 0.50585
55426 | 5.2 | 1 | 365 | 5.9491 | 0.9164 | 6 | 0.86549
49277 | 9.156 | 1 | 365 | 10.475 | 0.98204 | 11 | 0.45701
54917 | 10.92 | 1 | 365 | 12.4931 | 0.024447 | 12 | 0.51754
57001 | 17.16 | 1 | 365 | 19.632 | 0.32413 | 19 | 0.95613
57013 | 4.68 | 1 | 365 | 5.3542 | 0.72476 | 6 | 0.078945
44635 | 9.75 | 1 | 365 | 11.1545 | 0.34326 | 11 | 0.4978
57035 | 6.76 | 1 | 365 | 7.7338 | 0.49132 | 8 | 0.22514
42818 | 9.01 | 1 | 365 | 10.3079 | 0.64746 | 10 | 0.9554
54412 | 5.72 | 1 | 365 | 6.544 | 0.10804 | 6 | 0.65204
57036 | 8.84 | 1 | 365 | 10.1135 | 0.25789 | 10 | 0.37134
43021 | 9.35 | 1 | 365 | 10.6969 | 0.42661 | 11 | 0.12353
57041 | 5.72 | 1 | 365 | 6.544 | 0.10804 | 6 | 0.65204
57040 | 7.02 | 1 | 365 | 8.0313 | 0.087144 | 8 | 0.11842
54244 | 5.2 | 1 | 365 | 5.9491 | 0.9164 | 6 | 0.86549
55160 | 4.68 | 1 | 365 | 5.3542 | 0.72476 | 6 | 0.078945
57045 | 5.035 | 1 | 365 | 5.7603 | 0.53829 | 6 | 0.29861
55299 | 6.24 | 1 | 365 | 7.1389 | 0.29968 | 7 | 0.43859
57043 | 5.46 | 1 | 365 | 6.2465 | 0.51222 | 6 | 0.75877
52109 | 5.98 | 1 | 365 | 6.8415 | 0.70386 | 7 | 0.54532
57047 | 9.88 | 1 | 365 | 11.3033 | 0.64117 | 11 | 0.94444
44054 | 9.36 | 1 | 365 | 10.7084 | 0.44953 | 11 | 0.15789
57048 | 4.42 | 1 | 365 | 5.0567 | 0.12894 | 5 | 0.18567
38687 | 9.1 | 1 | 365 | 10.4109 | 0.85371 | 11 | 0.26462
31652 | 4.16 | 1 | 365 | 4.7593 | 0.53312 | 5 | 0.2924
47945 | 8.4 | 1 | 365 | 9.6101 | 0.24957 | 9 | 0.85964
53566 | 6.76 | 1 | 365 | 7.7338 | 0.49132 | 8 | 0.22514
48178 | 8.48 | 1 | 365 | 9.7016 | 0.4329 | 10 | 0.1345
55227 | 5.98 | 1 | 365 | 6.8415 | 0.70386 | 7 | 0.54532
19953 | 8.32 | 1 | 365 | 9.5185 | 0.066245 | 9 | 0.58479
56940 | 5.83 | 1 | 365 | 6.6698 | 0.36012 | 7 | 0.029968
51442 | 6.89 | 1 | 365 | 7.8825 | 0.78923 | 8 | 0.67178
57060 | 9.62 | 1 | 365 | 11.0058 | 0.045346 | 11 | 0.051165
49069 | 6.5 | 1 | 365 | 7.4364 | 0.8955 | 8 | 0.33187
57102 | 5.565 | 1 | 365 | 6.3667 | 0.75284 | 7 | 0.11951
56533 | 11.7 | 1 | 365 | 13.3855 | 0.81191 | 14 | 0.19736
57104 | 6.24 | 1 | 365 | 7.1389 | 0.29968 | 7 | 0.43859
31936 | 13 | 1 | 365 | 14.8727 | 0.79101 | 15 | 0.66374
53625 | 6.5 | 1 | 365 | 7.4364 | 0.8955 | 8 | 0.33187
50917 | 3.38 | 1 | 365 | 3.8669 | 0.74566 | 4 | 0.61257
57485 | 4.94 | 1 | 365 | 5.6516 | 0.32058 | 5 | 0.97222
56322 | 13 | 1 | 365 | 14.8727 | 0.79101 | 15 | 0.66374
57487 | 5.98 | 1 | 365 | 6.8415 | 0.70386 | 7 | 0.54532
32345 | 6.76 | 1 | 365 | 7.7338 | 0.49132 | 8 | 0.22514
49091 | 8.06 | 1 | 365 | 9.2211 | 0.47042 | 9 | 0.69152
53972 | 4.08 | 1 | 365 | 4.6677 | 0.34979 | 5 | 0.017542
57345 | 7.42 | 1 | 365 | 8.4889 | 0.0037907 | 8 | 0.49269
51858 | 5.98 | 1 | 365 | 6.8415 | 0.70386 | 7 | 0.54532
55307 | 4.16 | 1 | 365 | 4.7593 | 0.53312 | 5 | 0.2924
57276 | 3.64 | 1 | 365 | 4.1644 | 0.34148 | 4 | 0.50585
57132 | 12.22 | 1 | 365 | 13.9804 | 0.0035475 | 13 | 0.98391
57391 | 6.625 | 1 | 365 | 7.5794 | 0.18196 | 7 | 0.76133
56994 | 5.46 | 1 | 365 | 6.2465 | 0.51222 | 6 | 0.75877
57387 | 10.92 | 1 | 365 | 12.4931 | 0.024447 | 12 | 0.51754
56685 | 9.88 | 1 | 365 | 11.3033 | 0.64117 | 11 | 0.94444
57626 | 7.28 | 1 | 365 | 8.3287 | 0.68296 | 9 | 0.011692
51786 | 2.6 | 1 | 365 | 2.9745 | 0.9582 | 3 | 0.93275
57628 | 4.16 | 1 | 365 | 4.7593 | 0.53312 | 5 | 0.2924
57623 | 6.89 | 1 | 365 | 7.8825 | 0.78923 | 8 | 0.67178
57633 | 8.84 | 1 | 365 | 10.1135 | 0.25789 | 10 | 0.37134
57647 | 6.76 | 1 | 365 | 7.7338 | 0.49132 | 8 | 0.22514
57657 | 5.2 | 1 | 365 | 5.9491 | 0.9164 | 6 | 0.86549
57743 | 9.54 | 1 | 365 | 10.9143 | 0.86202 | 11 | 0.77631
57761 | 6.095 | 1 | 365 | 6.973 | 0.9674 | 7 | 0.94042
57768 | 8.48 | 1 | 365 | 9.7016 | 0.4329 | 10 | 0.1345
27947 | 11.96 | 1 | 365 | 13.6829 | 0.40773 | 14 | 0.090637
52320 | 4.42 | 1 | 365 | 5.0567 | 0.12894 | 5 | 0.18567
57164 | 7.54 | 1 | 365 | 8.6262 | 0.27878 | 8 | 0.90497
57415 | 4.42 | 1 | 365 | 5.0567 | 0.12894 | 5 | 0.18567
57460 | 3.975 | 1 | 365 | 4.5476 | 0.10917 | 4 | 0.6568
57108 | 6.76 | 1 | 365 | 7.7338 | 0.49132 | 8 | 0.22514
57118 | 7.02 | 1 | 365 | 8.0313 | 0.087144 | 8 | 0.11842
57122 | 7.685 | 1 | 365 | 8.7921 | 0.61107 | 9 | 0.40314
57123 | 7.685 | 1 | 365 | 8.7921 | 0.61107 | 9 | 0.40314
57126 | 6.36 | 1 | 365 | 7.2762 | 0.57468 | 7 | 0.85087
57125 | 6.89 | 1 | 365 | 7.8825 | 0.78923 | 8 | 0.67178
53846 | 8.32 | 1 | 365 | 9.5185 | 0.066245 | 9 | 0.58479
42722 | 11.55 | 1 | 365 | 13.2138 | 0.46816 | 13 | 0.68201
51342 | 11.395 | 1 | 365 | 13.0365 | 0.11296 | 13 | 0.14948
42807 | 8.84 | 1 | 365 | 10.1135 | 0.25789 | 10 | 0.37134
57385 | 9.805 | 1 | 365 | 11.2175 | 0.46929 | 11 | 0.68676
50130 | 7.95 | 1 | 365 | 9.0952 | 0.21835 | 9 | 0.31359
48791 | 4.32 | 1 | 365 | 4.9423 | 0.89978 | 5 | 0.8421
57645 | 5.83 | 1 | 365 | 6.6698 | 0.36012 | 7 | 0.029968
48717 | 6.3 | 1 | 365 | 7.2076 | 0.43718 | 7 | 0.64473
57907 | 6.625 | 1 | 365 | 7.5794 | 0.18196 | 7 | 0.76133
48348 | 6.36 | 1 | 365 | 7.2762 | 0.57468 | 7 | 0.85087
57904 | 9.54 | 1 | 365 | 10.9143 | 0.86202 | 11 | 0.77631
57133 | 4.42 | 1 | 365 | 5.0567 | 0.12894 | 5 | 0.18567
42968 | 7.7 | 1 | 365 | 8.8092 | 0.64544 | 9 | 0.45467
57141 | 6.76 | 1 | 365 | 7.7338 | 0.49132 | 8 | 0.22514
43127 | 7.42 | 1 | 365 | 8.4889 | 0.0037907 | 8 | 0.49269
57149 | 7.42 | 1 | 365 | 8.4889 | 0.0037907 | 8 | 0.49269
57159 | 7.02 | 1 | 365 | 8.0313 | 0.087144 | 8 | 0.11842
50869 | 7.155 | 1 | 365 | 8.1857 | 0.39651 | 8 | 0.58223
57127 | 4.505 | 1 | 365 | 5.154 | 0.32373 | 5 | 0.4777
55560 | 8.84 | 1 | 365 | 10.1135 | 0.25789 | 10 | 0.37134
57031 | 7.02 | 1 | 365 | 8.0313 | 0.087144 | 8 | 0.11842
57864 | 13.26 | 1 | 365 | 15.1702 | 0.38683 | 15 | 0.55701
57147 | 4.77 | 1 | 365 | 5.4571 | 0.93101 | 6 | 0.38816
57935 | 7.8 | 1 | 365 | 8.9236 | 0.8746 | 9 | 0.79824
57166 | 8.215 | 1 | 365 | 9.3984 | 0.82563 | 10 | 0.22405
54146 | 7.54 | 1 | 365 | 8.6262 | 0.27878 | 8 | 0.90497
48787 | 13.26 | 1 | 365 | 15.1702 | 0.38683 | 15 | 0.55701
57169 | 10.07 | 1 | 365 | 11.5206 | 0.076573 | 11 | 0.59722
57937 | 6.5 | 1 | 365 | 7.4364 | 0.8955 | 8 | 0.33187
27483 | 10.4 | 1 | 365 | 11.8982 | 0.83281 | 12 | 0.73099
57948 | 12.48 | 1 | 365 | 14.2778 | 0.59937 | 14 | 0.87719
57170 | 7.42 | 1 | 365 | 8.4889 | 0.0037907 | 8 | 0.49269
57971 | 6.76 | 1 | 365 | 7.7338 | 0.49132 | 8 | 0.22514
57176 | 10.6 | 1 | 365 | 12.127 | 0.29113 | 12 | 0.41812
57375 | 10.335 | 1 | 365 | 11.8238 | 0.68385 | 12 | 0.50767
54686 | 5.72 | 1 | 365 | 6.544 | 0.10804 | 6 | 0.65204
57975 | 9.54 | 1 | 365 | 10.9143 | 0.86202 | 11 | 0.77631
56519 | 7.8 | 1 | 365 | 8.9236 | 0.8746 | 9 | 0.79824
52569 | 4.94 | 1 | 365 | 5.6516 | 0.32058 | 5 | 0.97222
31429 | 9.1 | 1 | 365 | 10.4109 | 0.85371 | 11 | 0.26462
57175 | 3.64 | 1 | 365 | 4.1644 | 0.34148 | 4 | 0.50585
57181 | 6.89 | 1 | 365 | 7.8825 | 0.78923 | 8 | 0.67178
57180 | 7.8 | 1 | 365 | 8.9236 | 0.8746 | 9 | 0.79824
55072 | 7.8 | 1 | 365 | 8.9236 | 0.8746 | 9 | 0.79824
56550 | 4.68 | 1 | 365 | 5.3542 | 0.72476 | 6 | 0.078945
53824 | 7.8 | 1 | 365 | 8.9236 | 0.8746 | 9 | 0.79824
57183 | 4.77 | 1 | 365 | 5.4571 | 0.93101 | 6 | 0.38816
55912 | 3.12 | 1 | 365 | 3.5695 | 0.14984 | 3 | 0.7193
57182 | 9.54 | 1 | 365 | 10.9143 | 0.86202 | 11 | 0.77631
48784 | 6.12 | 1 | 365 | 7.0016 | 0.02469 | 7 | 0.026313
57184 | 11.925 | 1 | 365 | 13.6429 | 0.32752 | 13 | 0.97039
55169 | 7.8 | 1 | 365 | 8.9236 | 0.8746 | 9 | 0.79824
53528 | 9.36 | 1 | 365 | 10.7084 | 0.44953 | 11 | 0.15789
57187 | 6.36 | 1 | 365 | 7.2762 | 0.57468 | 7 | 0.85087
57189 | 5.565 | 1 | 365 | 6.3667 | 0.75284 | 7 | 0.11951
55409 | 3.38 | 1 | 365 | 3.8669 | 0.74566 | 4 | 0.61257
57192 | 6.095 | 1 | 365 | 6.973 | 0.9674 | 7 | 0.94042
48759 | 11 | 1 | 365 | 12.5846 | 0.20778 | 12 | 0.79239
56935 | 4.42 | 1 | 365 | 5.0567 | 0.12894 | 5 | 0.18567
41643 | 4.16 | 1 | 365 | 4.7593 | 0.53312 | 5 | 0.2924
56929 | 9.01 | 1 | 365 | 10.3079 | 0.64746 | 10 | 0.9554
55143 | 14.3 | 1 | 365 | 16.36 | 0.77011 | 17 | 0.13011
57199 | 5.565 | 1 | 365 | 6.3667 | 0.75284 | 7 | 0.11951
48758 | 5.72 | 1 | 365 | 6.544 | 0.10804 | 6 | 0.65204
57202 | 6.76 | 1 | 365 | 7.7338 | 0.49132 | 8 | 0.22514
57212 | 5.2 | 1 | 365 | 5.9491 | 0.9164 | 6 | 0.86549
57210 | 15.34 | 1 | 365 | 17.5498 | 0.15339 | 17 | 0.70321
57110 | 5.035 | 1 | 365 | 5.7603 | 0.53829 | 6 | 0.29861
57241 | 5.46 | 1 | 365 | 6.2465 | 0.51222 | 6 | 0.75877
48755 | 7.84 | 1 | 365 | 8.9694 | 0.96627 | 9 | 0.93567
54823 | 4.16 | 1 | 365 | 4.7593 | 0.53312 | 5 | 0.2924
54087 | 7.02 | 1 | 365 | 8.0313 | 0.087144 | 8 | 0.11842
48749 | 6.76 | 1 | 365 | 7.7338 | 0.49132 | 8 | 0.22514
55298 | 6.76 | 1 | 365 | 7.7338 | 0.49132 | 8 | 0.22514
55817 | 7.54 | 1 | 365 | 8.6262 | 0.27878 | 8 | 0.90497
56749 | 7.54 | 1 | 365 | 8.6262 | 0.27878 | 8 | 0.90497
56704 | 8.48 | 1 | 365 | 9.7016 | 0.4329 | 10 | 0.1345
56604 | 3.38 | 1 | 365 | 3.8669 | 0.74566 | 4 | 0.61257
55051 | 8.58 | 1 | 365 | 9.816 | 0.66207 | 10 | 0.47807
56635 | 7.54 | 1 | 365 | 8.6262 | 0.27878 | 8 | 0.90497
55293 | 3.64 | 1 | 365 | 4.1644 | 0.34148 | 4 | 0.50585
57410 | 8.84 | 1 | 365 | 10.1135 | 0.25789 | 10 | 0.37134
57245 | 10.4 | 1 | 365 | 11.8982 | 0.83281 | 12 | 0.73099
57246 | 4.16 | 1 | 365 | 4.7593 | 0.53312 | 5 | 0.2924
57249 | 4.42 | 1 | 365 | 5.0567 | 0.12894 | 5 | 0.18567
57250 | 6.095 | 1 | 365 | 6.973 | 0.9674 | 7 | 0.94042
57252 | 7.42 | 1 | 365 | 8.4889 | 0.0037907 | 8 | 0.49269
57253 | 8.745 | 1 | 365 | 10.0048 | 0.040182 | 10 | 0.044952
57254 | 5.83 | 1 | 365 | 6.6698 | 0.36012 | 7 | 0.029968
57257 | 6.095 | 1 | 365 | 6.973 | 0.9674 | 7 | 0.94042
32059 | 13 | 1 | 365 | 14.8727 | 0.79101 | 15 | 0.66374
55352 | 7.28 | 1 | 365 | 8.3287 | 0.68296 | 9 | 0.011692
57258 | 3.975 | 1 | 365 | 4.5476 | 0.10917 | 4 | 0.6568
57275 | 16.64 | 1 | 365 | 19.0371 | 0.13249 | 19 | 0.16958
50835 | 5.72 | 1 | 365 | 6.544 | 0.10804 | 6 | 0.65204
57277 | 9.1 | 1 | 365 | 10.4109 | 0.85371 | 11 | 0.26462
56672 | 4.94 | 1 | 365 | 5.6516 | 0.32058 | 5 | 0.97222
57280 | 7.42 | 1 | 365 | 8.4889 | 0.0037907 | 8 | 0.49269
57279 | 3.9 | 1 | 365 | 4.4618 | 0.9373 | 5 | 0.39912
32821 | 9.1 | 1 | 365 | 10.4109 | 0.85371 | 11 | 0.26462
57282 | 8.32 | 1 | 365 | 9.5185 | 0.066245 | 9 | 0.58479
57255 | 3.9 | 1 | 365 | 4.4618 | 0.9373 | 5 | 0.39912
55008 | 5.2 | 1 | 365 | 5.9491 | 0.9164 | 6 | 0.86549
57283 | 8.32 | 1 | 365 | 9.5185 | 0.066245 | 9 | 0.58479
51854 | 2.86 | 1 | 365 | 3.272 | 0.55402 | 3 | 0.82602
55470 | 6.76 | 1 | 365 | 7.7338 | 0.49132 | 8 | 0.22514
55771 | 5.46 | 1 | 365 | 6.2465 | 0.51222 | 6 | 0.75877
56764 | 4.42 | 1 | 365 | 5.0567 | 0.12894 | 5 | 0.18567
54297 | 4.42 | 1 | 365 | 5.0567 | 0.12894 | 5 | 0.18567
53018 | 7.8 | 1 | 365 | 8.9236 | 0.8746 | 9 | 0.79824
56663 | 2.86 | 1 | 365 | 3.272 | 0.55402 | 3 | 0.82602
57214 | 3.975 | 1 | 365 | 4.5476 | 0.10917 | 4 | 0.6568
55775 | 12.22 | 1 | 365 | 13.9804 | 0.0035475 | 13 | 0.98391
57167 | 4.68 | 1 | 365 | 5.3542 | 0.72476 | 6 | 0.078945
57979 | 4.68 | 1 | 365 | 5.3542 | 0.72476 | 6 | 0.078945
57298 | 2.6 | 1 | 365 | 2.9745 | 0.9582 | 3 | 0.93275
55285 | 6.24 | 1 | 365 | 7.1389 | 0.29968 | 7 | 0.43859
57300 | 5.72 | 1 | 365 | 6.544 | 0.10804 | 6 | 0.65204
56751 | 5.2 | 1 | 365 | 5.9491 | 0.9164 | 6 | 0.86549
57309 | 4.77 | 1 | 365 | 5.4571 | 0.93101 | 6 | 0.38816
56379 | 13.26 | 1 | 365 | 15.1702 | 0.38683 | 15 | 0.55701
57311 | 4.77 | 1 | 365 | 5.4571 | 0.93101 | 6 | 0.38816
56566 | 8.06 | 1 | 365 | 9.2211 | 0.47042 | 9 | 0.69152
32401 | 7.28 | 1 | 365 | 8.3287 | 0.68296 | 9 | 0.011692
54988 | 4.42 | 1 | 365 | 5.0567 | 0.12894 | 5 | 0.18567
57315 | 5.98 | 1 | 365 | 6.8415 | 0.70386 | 7 | 0.54532
57188 | 5.83 | 1 | 365 | 6.6698 | 0.36012 | 7 | 0.029968
56752 | 11.7 | 1 | 365 | 13.3855 | 0.81191 | 14 | 0.19736
23073 | 4.16 | 1 | 365 | 4.7593 | 0.53312 | 5 | 0.2924
57281 | 3.71 | 1 | 365 | 4.2444 | 0.5019 | 4 | 0.74634
56932 | 5.3 | 1 | 365 | 6.0635 | 0.14556 | 6 | 0.20906
57367 | 8.32 | 1 | 365 | 9.5185 | 0.066245 | 9 | 0.58479
57137 | 4.77 | 1 | 365 | 5.4571 | 0.93101 | 6 | 0.38816
57340 | 6.24 | 1 | 365 | 7.1389 | 0.29968 | 7 | 0.43859
57346 | 3.18 | 1 | 365 | 3.6381 | 0.28734 | 3 | 0.92544
29246 | 4.68 | 1 | 365 | 5.3542 | 0.72476 | 6 | 0.078945
57354 | 6.24 | 1 | 365 | 7.1389 | 0.29968 | 7 | 0.43859
57360 | 10.66 | 1 | 365 | 12.1956 | 0.42863 | 12 | 0.62426
57359 | 5.2 | 1 | 365 | 5.9491 | 0.9164 | 6 | 0.86549
57366 | 8.84 | 1 | 365 | 10.1135 | 0.25789 | 10 | 0.37134
57372 | 11.96 | 1 | 365 | 13.6829 | 0.40773 | 14 | 0.090637
57382 | 3.975 | 1 | 365 | 4.5476 | 0.10917 | 4 | 0.6568
57379 | 5.98 | 1 | 365 | 6.8415 | 0.70386 | 7 | 0.54532
56542 | 5.1 | 1 | 365 | 5.8347 | 0.68724 | 6 | 0.52193
57392 | 6.76 | 1 | 365 | 7.7338 | 0.49132 | 8 | 0.22514
57394 | 4.77 | 1 | 365 | 5.4571 | 0.93101 | 6 | 0.38816
57413 | 5.2 | 1 | 365 | 5.9491 | 0.9164 | 6 | 0.86549
57421 | 3.64 | 1 | 365 | 4.1644 | 0.34148 | 4 | 0.50585
36978 | 14.3 | 1 | 365 | 16.36 | 0.77011 | 17 | 0.13011
57409 | 8.32 | 1 | 365 | 9.5185 | 0.066245 | 9 | 0.58479
40344 | 4.605 | 1 | 365 | 5.2684 | 0.55289 | 5 | 0.82127
57420 | 3.71 | 1 | 365 | 4.2444 | 0.5019 | 4 | 0.74634
39672 | 4.16 | 1 | 365 | 4.7593 | 0.53312 | 5 | 0.2924
57424 | 7.54 | 1 | 365 | 8.6262 | 0.27878 | 8 | 0.90497
41100 | 8.745 | 1 | 365 | 10.0048 | 0.040182 | 10 | 0.044952
57427 | 4.68 | 1 | 365 | 5.3542 | 0.72476 | 6 | 0.078945
39240 | 9.36 | 1 | 365 | 10.7084 | 0.44953 | 11 | 0.15789
57430 | 4.68 | 1 | 365 | 5.3542 | 0.72476 | 6 | 0.078945
57179 | 3.38 | 1 | 365 | 3.8669 | 0.74566 | 4 | 0.61257
31976 | 12.74 | 1 | 365 | 14.5753 | 0.19519 | 14 | 0.77046
53931 | 4.94 | 1 | 365 | 5.6516 | 0.32058 | 5 | 0.97222
21253 | 9.88 | 1 | 365 | 11.3033 | 0.64117 | 11 | 0.94444
57462 | 3.64 | 1 | 365 | 4.1644 | 0.34148 | 4 | 0.50585
57248 | 7.02 | 1 | 365 | 8.0313 | 0.087144 | 8 | 0.11842
57478 | 6.5 | 1 | 365 | 7.4364 | 0.8955 | 8 | 0.33187
57480 | 8.745 | 1 | 365 | 10.0048 | 0.040182 | 10 | 0.044952
58112 | 4.24 | 1 | 365 | 4.8508 | 0.71645 | 5 | 0.56725
55083 | 6.5 | 1 | 365 | 7.4364 | 0.8955 | 8 | 0.33187
52603 | 3.12 | 1 | 365 | 3.5695 | 0.14984 | 3 | 0.7193
55334 | 6.24 | 1 | 365 | 7.1389 | 0.29968 | 7 | 0.43859
57106 | 7.28 | 1 | 365 | 8.3287 | 0.68296 | 9 | 0.011692
57206 | 5.46 | 1 | 365 | 6.2465 | 0.51222 | 6 | 0.75877
57284 | 7.54 | 1 | 365 | 8.6262 | 0.27878 | 8 | 0.90497
57342 | 13.25 | 1 | 365 | 15.1587 | 0.36391 | 15 | 0.52265
56968 | 9.62 | 1 | 365 | 11.0058 | 0.045346 | 11 | 0.051165
57556 | 7.95 | 1 | 365 | 9.0952 | 0.21835 | 9 | 0.31359
57038 | 11.7 | 1 | 365 | 13.3855 | 0.81191 | 14 | 0.19736
53914 | 3.64 | 1 | 365 | 4.1644 | 0.34148 | 4 | 0.50585
56987 | 5.46 | 1 | 365 | 6.2465 | 0.51222 | 6 | 0.75877
25558 | 5.46 | 1 | 365 | 6.2465 | 0.51222 | 6 | 0.75877
55368 | 4.94 | 1 | 365 | 5.6516 | 0.32058 | 5 | 0.97222
58117 | 5.72 | 1 | 365 | 6.544 | 0.10804 | 6 | 0.65204
57000 | 4.16 | 1 | 365 | 4.7593 | 0.53312 | 5 | 0.2924
52606 | 8.84 | 1 | 365 | 10.1135 | 0.25789 | 10 | 0.37134
57299 | 13.515 | 1 | 365 | 15.4619 | 0.97119 | 16 | 0.43311
56995 | 2.86 | 1 | 365 | 3.272 | 0.55402 | 3 | 0.82602
56958 | 3.64 | 1 | 365 | 4.1644 | 0.34148 | 4 | 0.50585
57408 | 3.38 | 1 | 365 | 3.8669 | 0.74566 | 4 | 0.61257
53051 | 7.8 | 1 | 365 | 8.9236 | 0.8746 | 9 | 0.79824
56545 | 4.16 | 1 | 365 | 4.7593 | 0.53312 | 5 | 0.2924
54072 | 8.58 | 1 | 365 | 9.816 | 0.66207 | 10 | 0.47807
26704 | 3.9 | 1 | 365 | 4.4618 | 0.9373 | 5 | 0.39912
55036 | 5.035 | 1 | 365 | 5.7603 | 0.53829 | 6 | 0.29861
53836 | 4.94 | 1 | 365 | 5.6516 | 0.32058 | 5 | 0.97222
22053 | 3.64 | 1 | 365 | 4.1644 | 0.34148 | 4 | 0.50585
54213 | 12.48 | 1 | 365 | 14.2778 | 0.59937 | 14 | 0.87719
55900 | 8.06 | 1 | 365 | 9.2211 | 0.47042 | 9 | 0.69152
53819 | 7.54 | 1 | 365 | 8.6262 | 0.27878 | 8 | 0.90497
42816 | 10.865 | 1 | 365 | 12.4302 | 0.89841 | 13 | 0.32858
56938 | 11.18 | 1 | 365 | 12.7905 | 0.62027 | 13 | 0.41081
47203 | 9.01 | 1 | 365 | 10.3079 | 0.64746 | 10 | 0.9554
55385 | 5.2 | 1 | 365 | 5.9491 | 0.9164 | 6 | 0.86549
57486 | 6.5 | 1 | 365 | 7.4364 | 0.8955 | 8 | 0.33187
56695 | 15.08 | 1 | 365 | 17.2524 | 0.55757 | 17 | 0.80993
55159 | 9.36 | 1 | 365 | 10.7084 | 0.44953 | 11 | 0.15789
57675 | 4.505 | 1 | 365 | 5.154 | 0.32373 | 5 | 0.4777
55895 | 4.16 | 1 | 365 | 4.7593 | 0.53312 | 5 | 0.2924
55304 | 3.64 | 1 | 365 | 4.1644 | 0.34148 | 4 | 0.50585
57116 | 5.035 | 1 | 365 | 5.7603 | 0.53829 | 6 | 0.29861
55909 | 2.6 | 1 | 365 | 2.9745 | 0.9582 | 3 | 0.93275
54085 | 11.96 | 1 | 365 | 13.6829 | 0.40773 | 14 | 0.090637
56572 | 4.16 | 1 | 365 | 4.7593 | 0.53312 | 5 | 0.2924
54074 | 5.46 | 1 | 365 | 6.2465 | 0.51222 | 6 | 0.75877
53431 | 3.38 | 1 | 365 | 3.8669 | 0.74566 | 4 | 0.61257
56757 | 10.335 | 1 | 365 | 11.8238 | 0.68385 | 12 | 0.50767
58014 | 5.98 | 1 | 365 | 6.8415 | 0.70386 | 7 | 0.54532
54946 | 7.54 | 1 | 365 | 8.6262 | 0.27878 | 8 | 0.90497
57479 | 7.95 | 1 | 365 | 9.0952 | 0.21835 | 9 | 0.31359
57757 | 7.42 | 1 | 365 | 8.4889 | 0.0037907 | 8 | 0.49269
58133 | 13 | 1 | 365 | 14.8727 | 0.79101 | 15 | 0.66374
58139 | 8.48 | 1 | 365 | 9.7016 | 0.4329 | 10 | 0.1345
55374 | 7.685 | 1 | 365 | 8.7921 | 0.61107 | 9 | 0.40314
58142 | 5.3 | 1 | 365 | 6.0635 | 0.14556 | 6 | 0.20906
56661 | 5.3 | 1 | 365 | 6.0635 | 0.14556 | 6 | 0.20906
58149 | 7.42 | 1 | 365 | 8.4889 | 0.0037907 | 8 | 0.49269
56599 | 5.3 | 1 | 365 | 6.0635 | 0.14556 | 6 | 0.20906
58162 | 12.74 | 1 | 365 | 14.5753 | 0.19519 | 14 | 0.77046
57120 | 5.72 | 1 | 365 | 6.544 | 0.10804 | 6 | 0.65204
55033 | 4.16 | 1 | 365 | 4.7593 | 0.53312 | 5 | 0.2924
57484 | 6.36 | 1 | 365 | 7.2762 | 0.57468 | 7 | 0.85087
57105 | 9.36 | 1 | 365 | 10.7084 | 0.44953 | 11 | 0.15789
58167 | 9.62 | 1 | 365 | 11.0058 | 0.045346 | 11 | 0.051165
58170 | 10.07 | 1 | 365 | 11.5206 | 0.076573 | 11 | 0.59722
57438 | 8.06 | 1 | 365 | 9.2211 | 0.47042 | 9 | 0.69152
58174 | 6.36 | 1 | 365 | 7.2762 | 0.57468 | 7 | 0.85087
57376 | 7.95 | 1 | 365 | 9.0952 | 0.21835 | 9 | 0.31359
58172 | 11.18 | 1 | 365 | 12.7905 | 0.62027 | 13 | 0.41081
55000 | 3.38 | 1 | 365 | 3.8669 | 0.74566 | 4 | 0.61257
57338 | 4.505 | 1 | 365 | 5.154 | 0.32373 | 5 | 0.4777
57422 | 4.68 | 1 | 365 | 5.3542 | 0.72476 | 6 | 0.078945
56989 | 5.98 | 1 | 365 | 6.8415 | 0.70386 | 7 | 0.54532
54124 | 3.9 | 1 | 365 | 4.4618 | 0.9373 | 5 | 0.39912
56784 | 5.98 | 1 | 365 | 6.8415 | 0.70386 | 7 | 0.54532
55219 | 4.42 | 1 | 365 | 5.0567 | 0.12894 | 5 | 0.18567
58040 | 5.72 | 1 | 365 | 6.544 | 0.10804 | 6 | 0.65204
58051 | 9.805 | 1 | 365 | 11.2175 | 0.46929 | 11 | 0.68676
55308 | 3.64 | 1 | 365 | 4.1644 | 0.34148 | 4 | 0.50585
58059 | 7.42 | 1 | 365 | 8.4889 | 0.0037907 | 8 | 0.49269
57178 | 6.625 | 1 | 365 | 7.5794 | 0.18196 | 7 | 0.76133
57256 | 7.42 | 1 | 365 | 8.4889 | 0.0037907 | 8 | 0.49269
58068 | 6.89 | 1 | 365 | 7.8825 | 0.78923 | 8 | 0.67178
57138 | 5.3 | 1 | 365 | 6.0635 | 0.14556 | 6 | 0.20906
58111 | 4.77 | 1 | 365 | 5.4571 | 0.93101 | 6 | 0.38816
58234 | 3.975 | 1 | 365 | 4.5476 | 0.10917 | 4 | 0.6568
58238 | 5.3 | 1 | 365 | 6.0635 | 0.14556 | 6 | 0.20906
58239 | 9.36 | 1 | 365 | 10.7084 | 0.44953 | 11 | 0.15789
57242 | 4.16 | 1 | 365 | 4.7593 | 0.53312 | 5 | 0.2924
58243 | 9.54 | 1 | 365 | 10.9143 | 0.86202 | 11 | 0.77631
58249 | 11.96 | 1 | 365 | 13.6829 | 0.40773 | 14 | 0.090637
58262 | 5.2 | 1 | 365 | 5.9491 | 0.9164 | 6 | 0.86549
58237 | 3.12 | 1 | 365 | 3.5695 | 0.14984 | 3 | 0.7193
58275 | 10.07 | 1 | 365 | 11.5206 | 0.076573 | 11 | 0.59722
58277 | 13.26 | 1 | 365 | 15.1702 | 0.38683 | 15 | 0.55701
58285 | 10.66 | 1 | 365 | 12.1956 | 0.42863 | 12 | 0.62426
58287 | 3.71 | 1 | 365 | 4.2444 | 0.5019 | 4 | 0.74634
58288 | 4.42 | 1 | 365 | 5.0567 | 0.12894 | 5 | 0.18567
58344 | 6.76 | 1 | 365 | 7.7338 | 0.49132 | 8 | 0.22514
58347 | 10.66 | 1 | 365 | 12.1956 | 0.42863 | 12 | 0.62426
58362 | 5.3 | 1 | 365 | 6.0635 | 0.14556 | 6 | 0.20906
58366 | 6.095 | 1 | 365 | 6.973 | 0.9674 | 7 | 0.94042
58371 | 13.25 | 1 | 365 | 15.1587 | 0.36391 | 15 | 0.52265
58376 | 13.25 | 1 | 365 | 15.1587 | 0.36391 | 15 | 0.52265
58379 | 7.95 | 1 | 365 | 9.0952 | 0.21835 | 9 | 0.31359
58380 | 6.625 | 1 | 365 | 7.5794 | 0.18196 | 7 | 0.76133
58428 | 10.07 | 1 | 365 | 11.5206 | 0.076573 | 11 | 0.59722
58429 | 4.77 | 1 | 365 | 5.4571 | 0.93101 | 6 | 0.38816
58434 | 7.28 | 1 | 365 | 8.3287 | 0.68296 | 9 | 0.011692
58435 | 7.685 | 1 | 365 | 8.7921 | 0.61107 | 9 | 0.40314
58438 | 5.2 | 1 | 365 | 5.9491 | 0.9164 | 6 | 0.86549
57955 | 8.84 | 1 | 365 | 10.1135 | 0.25789 | 10 | 0.37134
57079 | 6.76 | 1 | 365 | 7.7338 | 0.49132 | 8 | 0.22514
57089 | 3.64 | 1 | 365 | 4.1644 | 0.34148 | 4 | 0.50585
58280 | 2.34 | 1 | 365 | 2.6771 | 0.36238 | 3 | 0.039472
54350 | 7.28 | 1 | 365 | 8.3287 | 0.68296 | 9 | 0.011692
57836 | 5.3 | 1 | 365 | 6.0635 | 0.14556 | 6 | 0.20906
57130 | 7.02 | 1 | 365 | 8.0313 | 0.087144 | 8 | 0.11842
56967 | 8.215 | 1 | 365 | 9.3984 | 0.82563 | 10 | 0.22405
57877 | 7.54 | 1 | 365 | 8.6262 | 0.27878 | 8 | 0.90497
39300 | 4.42 | 1 | 365 | 5.0567 | 0.12894 | 5 | 0.18567
29771 | 2.6 | 1 | 365 | 2.9745 | 0.9582 | 3 | 0.93275
58509 | 2.86 | 1 | 365 | 3.272 | 0.55402 | 3 | 0.82602
55020 | 4.42 | 1 | 365 | 5.0567 | 0.12894 | 5 | 0.18567
58517 | 11.395 | 1 | 365 | 13.0365 | 0.11296 | 13 | 0.14948
58515 | 6.36 | 1 | 365 | 7.2762 | 0.57468 | 7 | 0.85087
56527 | 3.38 | 1 | 365 | 3.8669 | 0.74566 | 4 | 0.61257
55417 | 9.88 | 1 | 365 | 11.3033 | 0.64117 | 11 | 0.94444
58473 | 6.89 | 1 | 365 | 7.8825 | 0.78923 | 8 | 0.67178
57872 | 12.22 | 1 | 365 | 13.9804 | 0.0035475 | 13 | 0.98391
57906 | 6.095 | 1 | 365 | 6.973 | 0.9674 | 7 | 0.94042
58481 | 10.335 | 1 | 365 | 11.8238 | 0.68385 | 12 | 0.50767
58531 | 7.42 | 1 | 365 | 8.4889 | 0.0037907 | 8 | 0.49269
57327 | 5.46 | 1 | 365 | 6.2465 | 0.51222 | 6 | 0.75877
58327 | 6.5 | 1 | 365 | 7.4364 | 0.8955 | 8 | 0.33187
58248 | 3.445 | 1 | 365 | 3.9413 | 0.89462 | 4 | 0.83589
57946 | 4.505 | 1 | 365 | 5.154 | 0.32373 | 5 | 0.4777
58163 | 7.54 | 1 | 365 | 8.6262 | 0.27878 | 8 | 0.90497
58482 | 9.54 | 1 | 365 | 10.9143 | 0.86202 | 11 | 0.77631
48669 | 4.94 | 1 | 365 | 5.6516 | 0.32058 | 5 | 0.97222
57870 | 7.685 | 1 | 365 | 8.7921 | 0.61107 | 9 | 0.40314
55768 | 5.2 | 1 | 365 | 5.9491 | 0.9164 | 6 | 0.86549
31987 | 3.64 | 1 | 365 | 4.1644 | 0.34148 | 4 | 0.50585
58486 | 9.88 | 1 | 365 | 11.3033 | 0.64117 | 11 | 0.94444
51991 | 7.28 | 1 | 365 | 8.3287 | 0.68296 | 9 | 0.011692
57938 | 4.16 | 1 | 365 | 4.7593 | 0.53312 | 5 | 0.2924
58148 | 5.035 | 1 | 365 | 5.7603 | 0.53829 | 6 | 0.29861
57939 | 8.745 | 1 | 365 | 10.0048 | 0.040182 | 10 | 0.044952
57055 | 5.035 | 1 | 365 | 5.7603 | 0.53829 | 6 | 0.29861
56984 | 2.08 | 1 | 365 | 2.3796 | 0.76656 | 3 | 0.1462
57191 | 4.77 | 1 | 365 | 5.4571 | 0.93101 | 6 | 0.38816
58560 | 10.92 | 1 | 365 | 12.4931 | 0.024447 | 12 | 0.51754
58561 | 6.5 | 1 | 365 | 7.4364 | 0.8955 | 8 | 0.33187
58703 | 9.36 | 1 | 365 | 10.7084 | 0.44953 | 11 | 0.15789
58714 | 7.42 | 1 | 365 | 8.4889 | 0.0037907 | 8 | 0.49269
58563 | 5.035 | 1 | 365 | 5.7603 | 0.53829 | 6 | 0.29861
58566 | 3.445 | 1 | 365 | 3.9413 | 0.89462 | 4 | 0.83589
58597 | 4.16 | 1 | 365 | 4.7593 | 0.53312 | 5 | 0.2924
58612 | 10.66 | 1 | 365 | 12.1956 | 0.42863 | 12 | 0.62426
31667 | 4.42 | 1 | 365 | 5.0567 | 0.12894 | 5 | 0.18567
58621 | 7.155 | 1 | 365 | 8.1857 | 0.39651 | 8 | 0.58223
57775 | 8.06 | 1 | 365 | 9.2211 | 0.47042 | 9 | 0.69152
57436 | 4.68 | 1 | 365 | 5.3542 | 0.72476 | 6 | 0.078945
58235 | 5.46 | 1 | 365 | 6.2465 | 0.51222 | 6 | 0.75877
58630 | 7.95 | 1 | 365 | 9.0952 | 0.21835 | 9 | 0.31359
58681 | 7.28 | 1 | 365 | 8.3287 | 0.68296 | 9 | 0.011692
58718 | 7.28 | 1 | 365 | 8.3287 | 0.68296 | 9 | 0.011692
58676 | 4.16 | 1 | 365 | 4.7593 | 0.53312 | 5 | 0.2924
58722 | 7.155 | 1 | 365 | 8.1857 | 0.39651 | 8 | 0.58223
58684 | 7.28 | 1 | 365 | 8.3287 | 0.68296 | 9 | 0.011692
58686 | 4.68 | 1 | 365 | 5.3542 | 0.72476 | 6 | 0.078945
58689 | 9.88 | 1 | 365 | 11.3033 | 0.64117 | 11 | 0.94444
58763 | 8.58 | 1 | 365 | 9.816 | 0.66207 | 10 | 0.47807
58699 | 5.035 | 1 | 365 | 5.7603 | 0.53829 | 6 | 0.29861
56613 | 5.98 | 1 | 365 | 6.8415 | 0.70386 | 7 | 0.54532
58701 | 3.445 | 1 | 365 | 3.9413 | 0.89462 | 4 | 0.83589
58704 | 13 | 1 | 365 | 14.8727 | 0.79101 | 15 | 0.66374
58764 | 8.745 | 1 | 365 | 10.0048 | 0.040182 | 10 | 0.044952
58397 | 4.68 | 1 | 365 | 5.3542 | 0.72476 | 6 | 0.078945
57010 | 10.4 | 1 | 365 | 11.8982 | 0.83281 | 12 | 0.73099
57489 | 6.5 | 1 | 365 | 7.4364 | 0.8955 | 8 | 0.33187
58607 | 8.215 | 1 | 365 | 9.3984 | 0.82563 | 10 | 0.22405
58505 | 4.505 | 1 | 365 | 5.154 | 0.32373 | 5 | 0.4777
32225 | 5.72 | 1 | 365 | 6.544 | 0.10804 | 6 | 0.65204
56744 | 5.2 | 1 | 365 | 5.9491 | 0.9164 | 6 | 0.86549
57428 | 3.38 | 1 | 365 | 3.8669 | 0.74566 | 4 | 0.61257
58713 | 7.54 | 1 | 365 | 8.6262 | 0.27878 | 8 | 0.90497
58783 | 5.565 | 1 | 365 | 6.3667 | 0.75284 | 7 | 0.11951
57641 | 8.06 | 1 | 365 | 9.2211 | 0.47042 | 9 | 0.69152
58734 | 9 | 1 | 365 | 10.2965 | 0.62454 | 10 | 0.92105
58524 | 13 | 1 | 365 | 14.8727 | 0.79101 | 15 | 0.66374
58814 | 5.7 | 1 | 365 | 6.5211 | 0.062211 | 6 | 0.58333
58283 | 14.04 | 1 | 365 | 16.0625 | 0.17429 | 16 | 0.23683
53041 | 7.02 | 1 | 365 | 8.0313 | 0.087144 | 8 | 0.11842
58899 | 2.85 | 1 | 365 | 3.2606 | 0.53111 | 3 | 0.79167
58178 | 5.72 | 1 | 365 | 6.544 | 0.10804 | 6 | 0.65204
58922 | 10.2 | 1 | 365 | 11.6694 | 0.37448 | 12 | 0.043854
58784 | 8.58 | 1 | 365 | 9.816 | 0.66207 | 10 | 0.47807
59839 | 10.26 | 1 | 365 | 11.738 | 0.51198 | 12 | 0.24999
58225 | 7.28 | 1 | 365 | 8.3287 | 0.68296 | 9 | 0.011692
58930 | 12.6 | 1 | 365 | 14.4151 | 0.87436 | 15 | 0.28947
57194 | 6.095 | 1 | 365 | 6.973 | 0.9674 | 7 | 0.94042
59270 | 5.4 | 1 | 365 | 6.1779 | 0.37473 | 6 | 0.55263
57287 | 6.24 | 1 | 365 | 7.1389 | 0.29968 | 7 | 0.43859
59611 | 3.48 | 1 | 365 | 3.9813 | 0.97482 | 4 | 0.95614
57434 | 6.24 | 1 | 365 | 7.1389 | 0.29968 | 7 | 0.43859
59809 | 7.56 | 1 | 365 | 8.6491 | 0.32462 | 8 | 0.97368
33413 | 2624.22 | 1 | 365 | 3002.2546 | 0.70454 | 3002 | 0.95918
58173 | 3.71 | 1 | 365 | 4.2444 | 0.5019 | 4 | 0.74634
32665 | 311.22 | 0.9 | 365 | 320.4478 | 0.87706 | 321 | 0.32486
58176 | 6.36 | 1 | 365 | 7.2762 | 0.57468 | 7 | 0.85087
58575 | 4.68 | 1 | 365 | 5.3542 | 0.72476 | 6 | 0.078945
58182 | 7.8 | 1 | 365 | 8.9236 | 0.8746 | 9 | 0.79824
57186 | 5.565 | 1 | 365 | 6.3667 | 0.75284 | 7 | 0.11951
57495 | 3.445 | 1 | 365 | 3.9413 | 0.89462 | 4 | 0.83589
48389 | 9.6 | 1 | 365 | 10.9829 | 0.99951 | 11 | 0.98245
58276 | 3.445 | 1 | 365 | 3.9413 | 0.89462 | 4 | 0.83589
56977 | 5.46 | 1 | 365 | 6.2465 | 0.51222 | 6 | 0.75877
50173 | 8.32 | 1 | 365 | 9.5185 | 0.066245 | 9 | 0.58479
56739 | 9.36 | 1 | 365 | 10.7084 | 0.44953 | 11 | 0.15789
57163 | 3.18 | 1 | 365 | 3.6381 | 0.28734 | 3 | 0.92544
50638 | 8.06 | 1 | 365 | 9.2211 | 0.47042 | 9 | 0.69152
55891 | 4.16 | 1 | 365 | 4.7593 | 0.53312 | 5 | 0.2924
57627 | 4.505 | 1 | 365 | 5.154 | 0.32373 | 5 | 0.4777
37226 | 3.6 | 1 | 365 | 4.1186 | 0.24982 | 4 | 0.36842
57832 | 6.76 | 1 | 365 | 7.7338 | 0.49132 | 8 | 0.22514
58532 | 3.12 | 1 | 365 | 3.5695 | 0.14984 | 3 | 0.7193
56544 | 17.1 | 1 | 365 | 19.5634 | 0.18663 | 19 | 0.74999
57758 | 4.77 | 1 | 365 | 5.4571 | 0.93101 | 6 | 0.38816
57148 | 5.035 | 1 | 365 | 5.7603 | 0.53829 | 6 | 0.29861
57838 | 7.8 | 1 | 365 | 8.9236 | 0.8746 | 9 | 0.79824
57098 | 5.2 | 1 | 365 | 5.9491 | 0.9164 | 6 | 0.86549
57649 | 7.8 | 1 | 365 | 8.9236 | 0.8746 | 9 | 0.79824
57553 | 5.46 | 1 | 365 | 6.2465 | 0.51222 | 6 | 0.75877
59095 | 4.77 | 1 | 365 | 5.4571 | 0.93101 | 6 | 0.38816
57630 | 2.6 | 1 | 365 | 2.9745 | 0.9582 | 3 | 0.93275
57075 | 5.2 | 1 | 365 | 5.9491 | 0.9164 | 6 | 0.86549
57483 | 9.36 | 1 | 365 | 10.7084 | 0.44953 | 11 | 0.15789
57752 | 4.77 | 1 | 365 | 5.4571 | 0.93101 | 6 | 0.38816
58792 | 6.24 | 1 | 365 | 7.1389 | 0.29968 | 7 | 0.43859
57145 | 5.72 | 1 | 365 | 6.544 | 0.10804 | 6 | 0.65204
58762 | 4.42 | 1 | 365 | 5.0567 | 0.12894 | 5 | 0.18567
54883 | 10.66 | 1 | 365 | 12.1956 | 0.42863 | 12 | 0.62426
58806 | 3.445 | 1 | 365 | 3.9413 | 0.89462 | 4 | 0.83589
57066 | 3.12 | 1 | 365 | 3.5695 | 0.14984 | 3 | 0.7193
58821 | 9.88 | 1 | 365 | 11.3033 | 0.64117 | 11 | 0.94444
57146 | 2.65 | 1 | 365 | 3.0317 | 0.072782 | 3 | 0.10453
57839 | 5.035 | 1 | 365 | 5.7603 | 0.53829 | 6 | 0.29861
58770 | 6.625 | 1 | 365 | 7.5794 | 0.18196 | 7 | 0.76133
58793 | 5.46 | 1 | 365 | 6.2465 | 0.51222 | 6 | 0.75877
58830 | 3.71 | 1 | 365 | 4.2444 | 0.5019 | 4 | 0.74634
57663 | 5.46 | 1 | 365 | 6.2465 | 0.51222 | 6 | 0.75877
20442 | 8.06 | 1 | 365 | 9.2211 | 0.47042 | 9 | 0.69152
57320 | 3.71 | 1 | 365 | 4.2444 | 0.5019 | 4 | 0.74634
57100 | 4.94 | 1 | 365 | 5.6516 | 0.32058 | 5 | 0.97222
57414 | 8.06 | 1 | 365 | 9.2211 | 0.47042 | 9 | 0.69152
57042 | 6.89 | 1 | 365 | 7.8825 | 0.78923 | 8 | 0.67178
58229 | 5.83 | 1 | 365 | 6.6698 | 0.36012 | 7 | 0.029968
54239 | 4.68 | 1 | 365 | 5.3542 | 0.72476 | 6 | 0.078945
57423 | 7.155 | 1 | 365 | 8.1857 | 0.39651 | 8 | 0.58223
57171 | 8.06 | 1 | 365 | 9.2211 | 0.47042 | 9 | 0.69152
58232 | 7.95 | 1 | 365 | 9.0952 | 0.21835 | 9 | 0.31359
51762 | 4.68 | 1 | 365 | 5.3542 | 0.72476 | 6 | 0.078945
58815 | 3.38 | 1 | 365 | 3.8669 | 0.74566 | 4 | 0.61257
58850 | 6.24 | 1 | 365 | 7.1389 | 0.29968 | 7 | 0.43859
58877 | 4.24 | 1 | 365 | 4.8508 | 0.71645 | 5 | 0.56725
58878 | 5.565 | 1 | 365 | 6.3667 | 0.75284 | 7 | 0.11951
58879 | 7.685 | 1 | 365 | 8.7921 | 0.61107 | 9 | 0.40314
56810 | 8.32 | 1 | 365 | 9.5185 | 0.066245 | 9 | 0.58479
20770 | 4.42 | 1 | 365 | 5.0567 | 0.12894 | 5 | 0.18567
57238 | 15.34 | 1 | 365 | 17.5498 | 0.15339 | 17 | 0.70321
57482 | 5.98 | 1 | 365 | 6.8415 | 0.70386 | 7 | 0.54532
55474 | 6.76 | 1 | 365 | 7.7338 | 0.49132 | 8 | 0.22514
56308 | 14.04 | 1 | 365 | 16.0625 | 0.17429 | 16 | 0.23683
59105 | 7.685 | 1 | 365 | 8.7921 | 0.61107 | 9 | 0.40314
56615 | 3.38 | 1 | 365 | 3.8669 | 0.74566 | 4 | 0.61257
59109 | 12.985 | 1 | 365 | 14.8556 | 0.75663 | 15 | 0.6122
59127 | 2.915 | 1 | 365 | 3.3349 | 0.68006 | 4 | 0.014984
59139 | 9.1 | 1 | 365 | 10.4109 | 0.85371 | 11 | 0.26462
56777 | 4.42 | 1 | 365 | 5.0567 | 0.12894 | 5 | 0.18567
59151 | 8.215 | 1 | 365 | 9.3984 | 0.82563 | 10 | 0.22405
57760 | 4.68 | 1 | 365 | 5.3542 | 0.72476 | 6 | 0.078945
57865 | 4.505 | 1 | 365 | 5.154 | 0.32373 | 5 | 0.4777
59159 | 3.12 | 1 | 365 | 3.5695 | 0.14984 | 3 | 0.7193
57862 | 2.65 | 1 | 365 | 3.0317 | 0.072782 | 3 | 0.10453
58230 | 6.625 | 1 | 365 | 7.5794 | 0.18196 | 7 | 0.76133
59163 | 5.035 | 1 | 365 | 5.7603 | 0.53829 | 6 | 0.29861
59164 | 6.24 | 1 | 365 | 7.1389 | 0.29968 | 7 | 0.43859
56617 | 5.46 | 1 | 365 | 6.2465 | 0.51222 | 6 | 0.75877
57056 | 4.68 | 1 | 365 | 5.3542 | 0.72476 | 6 | 0.078945
58693 | 11.66 | 1 | 365 | 13.3397 | 0.72024 | 14 | 0.059936
57140 | 12.72 | 1 | 365 | 14.5524 | 0.14936 | 14 | 0.70175
58128 | 3.64 | 1 | 365 | 4.1644 | 0.34148 | 4 | 0.50585
59171 | 7.395 | 1 | 365 | 8.4603 | 0.9465 | 9 | 0.40679
57131 | 8.48 | 1 | 365 | 9.7016 | 0.4329 | 10 | 0.1345
58236 | 7.42 | 1 | 365 | 8.4889 | 0.0037907 | 8 | 0.49269
59175 | 8.16 | 1 | 365 | 9.3355 | 0.69959 | 10 | 0.035084
59290 | 5.46 | 1 | 365 | 6.2465 | 0.51222 | 6 | 0.75877
56694 | 6.76 | 1 | 365 | 7.7338 | 0.49132 | 8 | 0.22514
55911 | 7.28 | 1 | 365 | 8.3287 | 0.68296 | 9 | 0.011692
59204 | 10.4 | 1 | 365 | 11.8982 | 0.83281 | 12 | 0.73099
59207 | 8.84 | 1 | 365 | 10.1135 | 0.25789 | 10 | 0.37134
59208 | 2.915 | 1 | 365 | 3.3349 | 0.68006 | 4 | 0.014984
59211 | 5.565 | 1 | 365 | 6.3667 | 0.75284 | 7 | 0.11951
59213 | 4.68 | 1 | 365 | 5.3542 | 0.72476 | 6 | 0.078945
59214 | 7.8 | 1 | 365 | 8.9236 | 0.8746 | 9 | 0.79824
59223 | 7.42 | 1 | 365 | 8.4889 | 0.0037907 | 8 | 0.49269
59225 | 4.16 | 1 | 365 | 4.7593 | 0.53312 | 5 | 0.2924
57431 | 2.915 | 1 | 365 | 3.3349 | 0.68006 | 4 | 0.014984
59228 | 6.36 | 1 | 365 | 7.2762 | 0.57468 | 7 | 0.85087
38285 | 8.84 | 1 | 365 | 10.1135 | 0.25789 | 10 | 0.37134
58472 | 7.685 | 1 | 365 | 8.7921 | 0.61107 | 9 | 0.40314
27848 | 5.72 | 1 | 365 | 6.544 | 0.10804 | 6 | 0.65204
59232 | 6.89 | 1 | 365 | 7.8825 | 0.78923 | 8 | 0.67178
58175 | 7.685 | 1 | 365 | 8.7921 | 0.61107 | 9 | 0.40314
51226 | 8.32 | 1 | 365 | 9.5185 | 0.066245 | 9 | 0.58479
58690 | 6.095 | 1 | 365 | 6.973 | 0.9674 | 7 | 0.94042
52983 | 7.8 | 1 | 365 | 8.9236 | 0.8746 | 9 | 0.79824
56845 | 5.2 | 1 | 365 | 5.9491 | 0.9164 | 6 | 0.86549
59237 | 8.745 | 1 | 365 | 10.0048 | 0.040182 | 10 | 0.044952
34184 | 7.54 | 1 | 365 | 8.6262 | 0.27878 | 8 | 0.90497
56515 | 9.88 | 1 | 365 | 11.3033 | 0.64117 | 11 | 0.94444
57278 | 4.24 | 1 | 365 | 4.8508 | 0.71645 | 5 | 0.56725
57335 | 5.3 | 1 | 365 | 6.0635 | 0.14556 | 6 | 0.20906
59276 | 12.72 | 1 | 365 | 14.5524 | 0.14936 | 14 | 0.70175
59298 | 6.625 | 1 | 365 | 7.5794 | 0.18196 | 7 | 0.76133
59299 | 9.275 | 1 | 365 | 10.6111 | 0.25474 | 10 | 0.86586
59301 | 13.515 | 1 | 365 | 15.4619 | 0.97119 | 16 | 0.43311
59096 | 3.9 | 1 | 365 | 4.4618 | 0.9373 | 5 | 0.39912
59303 | 5.035 | 1 | 365 | 5.7603 | 0.53829 | 6 | 0.29861
59314 | 4.24 | 1 | 365 | 4.8508 | 0.71645 | 5 | 0.56725
57990 | 8.06 | 1 | 365 | 9.2211 | 0.47042 | 9 | 0.69152
59318 | 5.83 | 1 | 365 | 6.6698 | 0.36012 | 7 | 0.029968
58570 | 9.1 | 1 | 365 | 10.4109 | 0.85371 | 11 | 0.26462
36700 | 6.63 | 1 | 365 | 7.5851 | 0.19341 | 7 | 0.77851
52049 | 7.02 | 1 | 365 | 8.0313 | 0.087144 | 8 | 0.11842
56590 | 6.63 | 1 | 365 | 7.5851 | 0.19341 | 7 | 0.77851
57012 | 6.75 | 1 | 365 | 7.7224 | 0.46841 | 8 | 0.19079
41220 | 8.84 | 1 | 365 | 10.1135 | 0.25789 | 10 | 0.37134
57021 | 9.25 | 1 | 365 | 10.5825 | 0.19745 | 10 | 0.77997
58349 | 3.38 | 1 | 365 | 3.8669 | 0.74566 | 4 | 0.61257
57231 | 4.75 | 1 | 365 | 5.4343 | 0.88518 | 6 | 0.31944
58035 | 7.8 | 1 | 365 | 8.9236 | 0.8746 | 9 | 0.79824
57233 | 7.25 | 1 | 365 | 8.2944 | 0.61422 | 8 | 0.90862
55032 | 10.66 | 1 | 365 | 12.1956 | 0.42863 | 12 | 0.62426
57236 | 5.355 | 1 | 365 | 6.1264 | 0.2716 | 6 | 0.39802
31974 | 8.06 | 1 | 365 | 9.2211 | 0.47042 | 9 | 0.69152
57588 | 7.395 | 1 | 365 | 8.4603 | 0.9465 | 9 | 0.40679
59224 | 3.445 | 1 | 365 | 3.9413 | 0.89462 | 4 | 0.83589
57589 | 5.865 | 1 | 365 | 6.7099 | 0.44033 | 7 | 0.15022
57595 | 6.375 | 1 | 365 | 7.2934 | 0.60905 | 7 | 0.90241
57599 | 7.395 | 1 | 365 | 8.4603 | 0.9465 | 9 | 0.40679
32069 | 3.9 | 1 | 365 | 4.4618 | 0.9373 | 5 | 0.39912
27532 | 5 | 1 | 365 | 5.7203 | 0.45808 | 6 | 0.17836
57635 | 8 | 1 | 365 | 9.1524 | 0.33293 | 9 | 0.48538
57637 | 4.25 | 1 | 365 | 4.8622 | 0.73937 | 5 | 0.60161
51771 | 3.9 | 1 | 365 | 4.4618 | 0.9373 | 5 | 0.39912
57658 | 6.12 | 1 | 365 | 7.0016 | 0.02469 | 7 | 0.026313
56690 | 6.24 | 1 | 365 | 7.1389 | 0.29968 | 7 | 0.43859
57661 | 6.75 | 1 | 365 | 7.7224 | 0.46841 | 8 | 0.19079
57674 | 5.1 | 1 | 365 | 5.8347 | 0.68724 | 6 | 0.52193
56697 | 9.62 | 1 | 365 | 11.0058 | 0.045346 | 11 | 0.051165
56719 | 5.2 | 1 | 365 | 5.9491 | 0.9164 | 6 | 0.86549
57687 | 4.845 | 1 | 365 | 5.543 | 0.10288 | 5 | 0.64583
56722 | 4.94 | 1 | 365 | 5.6516 | 0.32058 | 5 | 0.97222
57691 | 4.25 | 1 | 365 | 4.8622 | 0.73937 | 5 | 0.60161
57697 | 5.61 | 1 | 365 | 6.4182 | 0.85597 | 7 | 0.27412
56728 | 6.36 | 1 | 365 | 7.2762 | 0.57468 | 7 | 0.85087
57727 | 4.335 | 1 | 365 | 4.9595 | 0.93416 | 5 | 0.89364
54076 | 4.68 | 1 | 365 | 5.3542 | 0.72476 | 6 | 0.078945
38423 | 5.865 | 1 | 365 | 6.7099 | 0.44033 | 7 | 0.15022
57803 | 4.335 | 1 | 365 | 4.9595 | 0.93416 | 5 | 0.89364
56735 | 8.06 | 1 | 365 | 9.2211 | 0.47042 | 9 | 0.69152
54169 | 5.61 | 1 | 365 | 6.4182 | 0.85597 | 7 | 0.27412
57879 | 9.69 | 1 | 365 | 11.0859 | 0.20576 | 11 | 0.29166
56750 | 4.77 | 1 | 365 | 5.4571 | 0.93101 | 6 | 0.38816
55165 | 5.98 | 1 | 365 | 6.8415 | 0.70386 | 7 | 0.54532
56962 | 7.685 | 1 | 365 | 8.7921 | 0.61107 | 9 | 0.40314
57058 | 10.92 | 1 | 365 | 12.4931 | 0.024447 | 12 | 0.51754
57080 | 5.72 | 1 | 365 | 6.544 | 0.10804 | 6 | 0.65204
57119 | 6.5 | 1 | 365 | 7.4364 | 0.8955 | 8 | 0.33187
57165 | 4.94 | 1 | 365 | 5.6516 | 0.32058 | 5 | 0.97222
39283 | 6.5 | 1 | 365 | 7.4364 | 0.8955 | 8 | 0.33187
58920 | 7.54 | 1 | 365 | 8.6262 | 0.27878 | 8 | 0.90497
55349 | 4.725 | 1 | 365 | 5.4057 | 0.82789 | 6 | 0.23355
55350 | 5.8 | 1 | 365 | 6.6355 | 0.29137 | 6 | 0.9269
35001 | 60.495 | 0.9 | 365 | 62.2887 | 0.76818 | 63 | 0.05688
58916 | 2.915 | 1 | 365 | 3.3349 | 0.68006 | 4 | 0.014984
55337 | 6.885 | 1 | 365 | 7.8768 | 0.77778 | 8 | 0.6546
55441 | 6.75 | 1 | 365 | 7.7224 | 0.46841 | 8 | 0.19079
55479 | 9.945 | 1 | 365 | 11.3776 | 0.79012 | 12 | 0.16776
55497 | 6.5 | 1 | 365 | 7.4364 | 0.8955 | 8 | 0.33187
57880 | 8.16 | 1 | 365 | 9.3355 | 0.69959 | 10 | 0.035084
57922 | 3.315 | 1 | 365 | 3.7925 | 0.59671 | 4 | 0.38925
55769 | 4.59 | 1 | 365 | 5.2512 | 0.51852 | 5 | 0.76973
57923 | 7.5 | 1 | 365 | 8.5804 | 0.18712 | 8 | 0.76754
58281 | 6.12 | 1 | 365 | 7.0016 | 0.02469 | 7 | 0.026313
55849 | 5.355 | 1 | 365 | 6.1264 | 0.2716 | 6 | 0.39802
58284 | 8.4 | 1 | 365 | 9.6101 | 0.24957 | 9 | 0.85964
55851 | 4 | 1 | 365 | 4.5762 | 0.16646 | 4 | 0.74269
58339 | 5.61 | 1 | 365 | 6.4182 | 0.85597 | 7 | 0.27412
58341 | 4.59 | 1 | 365 | 5.2512 | 0.51852 | 5 | 0.76973
58767 | 4.845 | 1 | 365 | 5.543 | 0.10288 | 5 | 0.64583
55852 | 7.25 | 1 | 365 | 8.2944 | 0.61422 | 8 | 0.90862
56115 | 6.885 | 1 | 365 | 7.8768 | 0.77778 | 8 | 0.6546
56120 | 5.25 | 1 | 365 | 6.0063 | 0.030984 | 6 | 0.037278
56255 | 4.59 | 1 | 365 | 5.2512 | 0.51852 | 5 | 0.76973
59046 | 4.08 | 1 | 365 | 4.6677 | 0.34979 | 5 | 0.017542
50098 | 5.5 | 1 | 365 | 6.2923 | 0.60389 | 6 | 0.8962
57349 | 6.84 | 1 | 365 | 7.8253 | 0.67465 | 8 | 0.5
57714 | 9.483 | 1 | 365 | 10.8491 | 0.73139 | 11 | 0.58048
55332 | 11.4 | 1 | 365 | 13.0422 | 0.12442 | 13 | 0.16666
55919 | 8.1 | 1 | 365 | 9.2669 | 0.56209 | 9 | 0.82894
49739 | 7.56 | 1 | 365 | 8.6491 | 0.32462 | 8 | 0.97368
56526 | 14.1 | 1 | 365 | 16.1312 | 0.31179 | 16 | 0.44298
47714 | 11.25 | 1 | 365 | 12.8706 | 0.78068 | 13 | 0.65131
58201 | 7.8 | 1 | 365 | 8.9236 | 0.8746 | 9 | 0.79824
56530 | 8.48 | 1 | 365 | 9.7016 | 0.4329 | 10 | 0.1345
51331 | 6.21 | 1 | 365 | 7.1046 | 0.23094 | 7 | 0.33552
56536 | 9.3 | 1 | 365 | 10.6397 | 0.31203 | 10 | 0.95175
56559 | 3 | 1 | 365 | 3.4322 | 0.87485 | 4 | 0.30702
55946 | 10.05 | 1 | 365 | 11.4978 | 0.030741 | 11 | 0.5285
57026 | 3.3 | 1 | 365 | 3.7754 | 0.56233 | 4 | 0.33772
57052 | 4.77 | 1 | 365 | 5.4571 | 0.93101 | 6 | 0.38816
57093 | 7.8 | 1 | 365 | 8.9236 | 0.8746 | 9 | 0.79824
55949 | 13.26 | 1 | 365 | 15.1702 | 0.38683 | 15 | 0.55701
57162 | 5.4 | 1 | 365 | 6.1779 | 0.37473 | 6 | 0.55263
57083 | 15.37 | 1 | 365 | 17.5841 | 0.22214 | 17 | 0.80628
57160 | 8.1 | 1 | 365 | 9.2669 | 0.56209 | 9 | 0.82894
51044 | 13.34 | 1 | 365 | 15.2617 | 0.57016 | 15 | 0.83186
36158 | 8.58 | 1 | 365 | 9.816 | 0.66207 | 10 | 0.47807
55581 | 6.89 | 1 | 365 | 7.8825 | 0.78923 | 8 | 0.67178
47706 | 5.355 | 1 | 365 | 6.1264 | 0.2716 | 6 | 0.39802
51040 | 7.54 | 1 | 365 | 8.6262 | 0.27878 | 8 | 0.90497
57129 | 3.3 | 1 | 365 | 3.7754 | 0.56233 | 4 | 0.33772
49054 | 13.52 | 1 | 365 | 15.4676 | 0.98265 | 16 | 0.45029
51114 | 7.5 | 1 | 365 | 8.5804 | 0.18712 | 8 | 0.76754
57518 | 11.6 | 1 | 365 | 13.271 | 0.58275 | 13 | 0.8538
54645 | 11.475 | 1 | 365 | 13.128 | 0.29629 | 13 | 0.42434
55755 | 13.515 | 1 | 365 | 15.4619 | 0.97119 | 16 | 0.43311
55602 | 11 | 1 | 365 | 12.5846 | 0.20778 | 12 | 0.79239
34555 | 363.63 | 0.9 | 365 | 374.4118 | 0.97029 | 375 | 0.38207
54618 | 7.56 | 1 | 365 | 8.6491 | 0.32462 | 8 | 0.97368
46684 | 7.42 | 1 | 365 | 8.4889 | 0.0037907 | 8 | 0.49269
46787 | 19.08 | 1 | 365 | 21.8286 | 0.72403 | 22 | 0.55262
57622 | 50 | 0.9 | 365 | 51.4825 | 0.12272 | 51 | 0.60524
43819 | 6.867 | 1 | 365 | 7.8562 | 0.73653 | 8 | 0.59276
49970 | 9.483 | 1 | 365 | 10.8491 | 0.73139 | 11 | 0.58048
43015 | 12.426 | 1 | 365 | 14.216 | 0.47562 | 14 | 0.69166
36645 | 73.2 | 1 | 365 | 83.7449 | 0.74629 | 84 | 0.49119
55622 | 199.92 | 0.9 | 365 | 205.8477 | 0.32588 | 206 | 0.17359
13186 | 1445.86 | 1 | 365 | 1654.1448 | 0.35591 | 1654 | 0.50072
50822 | 3.12 | 1 | 365 | 3.5695 | 0.14984 | 3 | 0.7193
33258 | 7.54 | 1 | 365 | 8.6262 | 0.27878 | 8 | 0.90497
34735 | 80.64 | 1 | 365 | 92.2567 | 0.79591 | 93 | 0.05259
58024 | 6 | 1 | 365 | 6.8643 | 0.7497 | 7 | 0.61403
58261 | 12.455 | 1 | 365 | 14.2492 | 0.54208 | 14 | 0.79129
58443 | 12 | 1 | 365 | 13.7287 | 0.49939 | 14 | 0.22806
58449 | 9.01 | 1 | 365 | 10.3079 | 0.64746 | 10 | 0.9554
58458 | 6.9 | 1 | 365 | 7.894 | 0.81215 | 8 | 0.70614
58466 | 3.9 | 1 | 365 | 4.4618 | 0.9373 | 5 | 0.39912
58467 | 3.18 | 1 | 365 | 3.6381 | 0.28734 | 3 | 0.92544
58469 | 2.7 | 1 | 365 | 3.089 | 0.18736 | 3 | 0.27631
58503 | 3 | 1 | 365 | 3.4322 | 0.87485 | 4 | 0.30702
58510 | 6.3 | 1 | 365 | 7.2076 | 0.43718 | 7 | 0.64473
58554 | 4.5 | 1 | 365 | 5.1483 | 0.31227 | 5 | 0.46052
58576 | 3 | 1 | 365 | 3.4322 | 0.87485 | 4 | 0.30702
58580 | 4.5 | 1 | 365 | 5.1483 | 0.31227 | 5 | 0.46052
48509 | 5.67 | 1 | 365 | 6.4868 | 0.99346 | 7 | 0.48026
58583 | 3 | 1 | 365 | 3.4322 | 0.87485 | 4 | 0.30702
58637 | 3.9 | 1 | 365 | 4.4618 | 0.9373 | 5 | 0.39912
55499 | 6.9 | 1 | 365 | 7.894 | 0.81215 | 8 | 0.70614
58638 | 3.9 | 1 | 365 | 4.4618 | 0.9373 | 5 | 0.39912
58640 | 6.3 | 1 | 365 | 7.2076 | 0.43718 | 7 | 0.64473
55518 | 12.24 | 1 | 365 | 14.0032 | 0.04938 | 14 | 0.052625
55534 | 9.1 | 1 | 365 | 10.4109 | 0.85371 | 11 | 0.26462
58733 | 8.4 | 1 | 365 | 9.6101 | 0.24957 | 9 | 0.85964
55519 | 13.26 | 1 | 365 | 15.1702 | 0.38683 | 15 | 0.55701
58736 | 9.805 | 1 | 365 | 11.2175 | 0.46929 | 11 | 0.68676
55538 | 11.18 | 1 | 365 | 12.7905 | 0.62027 | 13 | 0.41081
55537 | 8.67 | 1 | 365 | 9.919 | 0.86831 | 10 | 0.78728
55501 | 22.44 | 1 | 365 | 25.6726 | 0.42386 | 26 | 0.09648
55540 | 4.77 | 1 | 365 | 5.4571 | 0.93101 | 6 | 0.38816
55541 | 7.155 | 1 | 365 | 8.1857 | 0.39651 | 8 | 0.58223
58739 | 6.6 | 1 | 365 | 7.5508 | 0.12467 | 7 | 0.67544
55546 | 5.83 | 1 | 365 | 6.6698 | 0.36012 | 7 | 0.029968
58742 | 7.42 | 1 | 365 | 8.4889 | 0.0037907 | 8 | 0.49269
58747 | 5.7 | 1 | 365 | 6.5211 | 0.062211 | 6 | 0.58333
55547 | 8.215 | 1 | 365 | 9.3984 | 0.82563 | 10 | 0.22405
55563 | 10.66 | 1 | 365 | 12.1956 | 0.42863 | 12 | 0.62426
58748 | 3 | 1 | 365 | 3.4322 | 0.87485 | 4 | 0.30702
55566 | 13 | 1 | 365 | 14.8727 | 0.79101 | 15 | 0.66374
58751 | 7.5 | 1 | 365 | 8.5804 | 0.18712 | 8 | 0.76754
55571 | 5.565 | 1 | 365 | 6.3667 | 0.75284 | 7 | 0.11951
58759 | 8.215 | 1 | 365 | 9.3984 | 0.82563 | 10 | 0.22405
58760 | 5.4 | 1 | 365 | 6.1779 | 0.37473 | 6 | 0.55263
58883 | 8.745 | 1 | 365 | 10.0048 | 0.040182 | 10 | 0.044952
58555 | 3.18 | 1 | 365 | 3.6381 | 0.28734 | 3 | 0.92544
58894 | 5.83 | 1 | 365 | 6.6698 | 0.36012 | 7 | 0.029968
55678 | 10.6 | 1 | 365 | 12.127 | 0.29113 | 12 | 0.41812
58947 | 5.3 | 1 | 365 | 6.0635 | 0.14556 | 6 | 0.20906
59058 | 6 | 1 | 365 | 6.8643 | 0.7497 | 7 | 0.61403
59100 | 3.9 | 1 | 365 | 4.4618 | 0.9373 | 5 | 0.39912
55778 | 4.24 | 1 | 365 | 4.8508 | 0.71645 | 5 | 0.56725
55681 | 9.01 | 1 | 365 | 10.3079 | 0.64746 | 10 | 0.9554
55780 | 8.84 | 1 | 365 | 10.1135 | 0.25789 | 10 | 0.37134
59236 | 12 | 1 | 365 | 13.7287 | 0.49939 | 14 | 0.22806
55789 | 10.14 | 1 | 365 | 11.6007 | 0.23699 | 11 | 0.83771
59239 | 14.1 | 1 | 365 | 16.1312 | 0.31179 | 16 | 0.44298
55785 | 5.46 | 1 | 365 | 6.2465 | 0.51222 | 6 | 0.75877
59238 | 5.355 | 1 | 365 | 6.1264 | 0.2716 | 6 | 0.39802
55535 | 3.9 | 1 | 365 | 4.4618 | 0.9373 | 5 | 0.39912
59430 | 9.405 | 1 | 365 | 10.7598 | 0.55265 | 11 | 0.3125
57644 | 6 | 1 | 365 | 6.8643 | 0.7497 | 7 | 0.61403
57646 | 3.3 | 1 | 365 | 3.7754 | 0.56233 | 4 | 0.33772
57650 | 7.155 | 1 | 365 | 8.1857 | 0.39651 | 8 | 0.58223
57652 | 3.71 | 1 | 365 | 4.2444 | 0.5019 | 4 | 0.74634
57659 | 6.095 | 1 | 365 | 6.973 | 0.9674 | 7 | 0.94042
57777 | 7.42 | 1 | 365 | 8.4889 | 0.0037907 | 8 | 0.49269
57780 | 8.4 | 1 | 365 | 9.6101 | 0.24957 | 9 | 0.85964
17842 | 648.85 | 1 | 365 | 742.3207 | 0.91504 | 743 | 0.23578
57790 | 4.5 | 1 | 365 | 5.1483 | 0.31227 | 5 | 0.46052
57804 | 3 | 1 | 365 | 3.4322 | 0.87485 | 4 | 0.30702
57984 | 9.3 | 1 | 365 | 10.6397 | 0.31203 | 10 | 0.95175
55843 | 5.72 | 1 | 365 | 6.544 | 0.10804 | 6 | 0.65204
55846 | 6 | 1 | 365 | 6.8643 | 0.7497 | 7 | 0.61403
59335 | 19.5 | 1 | 365 | 22.3091 | 0.68651 | 22 | 0.9956
59336 | 5.1 | 1 | 365 | 5.8347 | 0.68724 | 6 | 0.52193
59350 | 6.625 | 1 | 365 | 7.5794 | 0.18196 | 7 | 0.76133
59349 | 3 | 1 | 365 | 3.4322 | 0.87485 | 4 | 0.30702
59367 | 4.5 | 1 | 365 | 5.1483 | 0.31227 | 5 | 0.46052
59366 | 5.4 | 1 | 365 | 6.1779 | 0.37473 | 6 | 0.55263
59369 | 9.275 | 1 | 365 | 10.6111 | 0.25474 | 10 | 0.86586
54077 | 5.3 | 1 | 365 | 6.0635 | 0.14556 | 6 | 0.20906
47708 | 7.95 | 1 | 365 | 9.0952 | 0.21835 | 9 | 0.31359
44336 | 9 | 1 | 365 | 10.2965 | 0.62454 | 10 | 0.92105
50714 | 5.565 | 1 | 365 | 6.3667 | 0.75284 | 7 | 0.11951
44540 | 8.745 | 1 | 365 | 10.0048 | 0.040182 | 10 | 0.044952
43814 | 8.4 | 1 | 365 | 9.6101 | 0.24957 | 9 | 0.85964
44206 | 8.4 | 1 | 365 | 9.6101 | 0.24957 | 9 | 0.85964
44191 | 4.5 | 1 | 365 | 5.1483 | 0.31227 | 5 | 0.46052
50045 | 6.6 | 1 | 365 | 7.5508 | 0.12467 | 7 | 0.67544
43797 | 8.7 | 1 | 365 | 9.9533 | 0.93706 | 10 | 0.89035
50908 | 7.42 | 1 | 365 | 8.4889 | 0.0037907 | 8 | 0.49269
49106 | 13.8 | 1 | 365 | 15.788 | 0.6243 | 16 | 0.41227
47719 | 7.83 | 1 | 365 | 8.958 | 0.94335 | 9 | 0.90131
43844 | 9 | 1 | 365 | 10.2965 | 0.62454 | 10 | 0.92105
55323 | 4.2 | 1 | 365 | 4.805 | 0.62479 | 5 | 0.42982
49122 | 12.3 | 1 | 365 | 14.0719 | 0.18688 | 14 | 0.25877
46139 | 12.19 | 1 | 365 | 13.946 | 0.9348 | 14 | 0.88084
45285 | 6.9 | 1 | 365 | 7.894 | 0.81215 | 8 | 0.70614
43753 | 9.9 | 1 | 365 | 11.3262 | 0.687 | 12 | 0.013153
50986 | 7.5 | 1 | 365 | 8.5804 | 0.18712 | 8 | 0.76754
50969 | 9.805 | 1 | 365 | 11.2175 | 0.46929 | 11 | 0.68676
50156 | 9.01 | 1 | 365 | 10.3079 | 0.64746 | 10 | 0.9554
51104 | 4.505 | 1 | 365 | 5.154 | 0.32373 | 5 | 0.4777
37326 | 4.83 | 1 | 365 | 5.5258 | 0.068505 | 5 | 0.5943
39631 | 2.805 | 1 | 365 | 3.2091 | 0.42798 | 3 | 0.63706
59179 | 1.56 | 1 | 365 | 1.7847 | 0.57492 | 2 | 0.35965
60078 | 8.84 | 1 | 365 | 10.1135 | 0.25789 | 10 | 0.37134
45439 | 4 | 1 | 365 | 4.5762 | 0.16646 | 4 | 0.74269
43779 | 5.232 | 1 | 365 | 5.9857 | 0.98973 | 6 | 0.97544
43080 | 9.81 | 1 | 365 | 11.2232 | 0.48075 | 11 | 0.70394
44709 | 5.25 | 1 | 365 | 6.0063 | 0.030984 | 6 | 0.037278
49424 | 7.28 | 1 | 365 | 8.3287 | 0.68296 | 9 | 0.011692
46025 | 9.81 | 1 | 365 | 11.2232 | 0.48075 | 11 | 0.70394
49798 | 11.25 | 1 | 365 | 12.8706 | 0.78068 | 13 | 0.65131
47537 | 8.502 | 1 | 365 | 9.7268 | 0.48332 | 10 | 0.21008
37313 | 6.867 | 1 | 365 | 7.8562 | 0.73653 | 8 | 0.59276
49246 | 8.82 | 1 | 365 | 10.0906 | 0.21205 | 10 | 0.30263
49423 | 6.75 | 1 | 365 | 7.7224 | 0.46841 | 8 | 0.19079
49428 | 4.68 | 1 | 365 | 5.3542 | 0.72476 | 6 | 0.078945
57648 | 13.64 | 1 | 365 | 15.6049 | 0.25764 | 15 | 0.86257
47986 | 5.559 | 1 | 365 | 6.3598 | 0.73909 | 7 | 0.098901
50061 | 4.578 | 1 | 365 | 5.2375 | 0.49102 | 5 | 0.72851
42524 | 2.943 | 1 | 365 | 3.367 | 0.74423 | 4 | 0.11118
54320 | 6.9 | 1 | 365 | 7.894 | 0.81215 | 8 | 0.70614
43988 | 5.67 | 1 | 365 | 6.4868 | 0.99346 | 7 | 0.48026
55943 | 13.5 | 1 | 365 | 15.4448 | 0.93682 | 16 | 0.38157
55944 | 10.56 | 1 | 365 | 12.0812 | 0.19946 | 12 | 0.2807
55947 | 11.61 | 1 | 365 | 13.2825 | 0.60566 | 13 | 0.88815
56039 | 6.55 | 1 | 365 | 7.4936 | 0.010085 | 7 | 0.50365
56043 | 6.5 | 1 | 365 | 7.4364 | 0.8955 | 8 | 0.33187
56050 | 9.9 | 1 | 365 | 11.3262 | 0.687 | 12 | 0.013153
56138 | 11.4 | 1 | 365 | 13.0422 | 0.12442 | 13 | 0.16666
56141 | 9 | 1 | 365 | 10.2965 | 0.62454 | 10 | 0.92105
56045 | 11.84 | 1 | 365 | 13.5456 | 0.13273 | 13 | 0.67836
56221 | 6.84 | 1 | 365 | 7.8253 | 0.67465 | 8 | 0.5
56235 | 6.5 | 1 | 365 | 7.4364 | 0.8955 | 8 | 0.33187
56241 | 5.72 | 1 | 365 | 6.544 | 0.10804 | 6 | 0.65204
56244 | 4.42 | 1 | 365 | 5.0567 | 0.12894 | 5 | 0.18567
56246 | 8.84 | 1 | 365 | 10.1135 | 0.25789 | 10 | 0.37134
56279 | 9.81 | 1 | 365 | 11.2232 | 0.48075 | 11 | 0.70394
51115 | 9.99 | 1 | 365 | 11.4291 | 0.89324 | 12 | 0.32236
56038 | 8.97 | 1 | 365 | 10.2622 | 0.5558 | 10 | 0.81798
56299 | 6.6 | 1 | 365 | 7.5508 | 0.12467 | 7 | 0.67544
56309 | 5.2 | 1 | 365 | 5.9491 | 0.9164 | 6 | 0.86549
56369 | 11.4 | 1 | 365 | 13.0422 | 0.12442 | 13 | 0.16666
56370 | 9.81 | 1 | 365 | 11.2232 | 0.48075 | 11 | 0.70394
56397 | 6.54 | 1 | 365 | 7.4821 | 0.98717 | 8 | 0.46929
56585 | 12.6 | 1 | 365 | 14.4151 | 0.87436 | 15 | 0.28947
56587 | 11.4 | 1 | 365 | 13.0422 | 0.12442 | 13 | 0.16666
56592 | 7 | 1 | 365 | 8.0084 | 0.041312 | 8 | 0.049704
56724 | 4.86 | 1 | 365 | 5.5601 | 0.13725 | 5 | 0.69737
56893 | 5.83 | 1 | 365 | 6.6698 | 0.36012 | 7 | 0.029968
56895 | 4.77 | 1 | 365 | 5.4571 | 0.93101 | 6 | 0.38816
56897 | 6.89 | 1 | 365 | 7.8825 | 0.78923 | 8 | 0.67178
56899 | 8.48 | 1 | 365 | 9.7016 | 0.4329 | 10 | 0.1345
57288 | 2.565 | 1 | 365 | 2.9345 | 0.878 | 3 | 0.8125
57269 | 7.54 | 1 | 365 | 8.6262 | 0.27878 | 8 | 0.90497
57404 | 8.215 | 1 | 365 | 9.3984 | 0.82563 | 10 | 0.22405
57519 | 8.32 | 1 | 365 | 9.5185 | 0.066245 | 9 | 0.58479
57491 | 3.6 | 1 | 365 | 4.1186 | 0.24982 | 4 | 0.36842
57639 | 5.83 | 1 | 365 | 6.6698 | 0.36012 | 7 | 0.029968
57642 | 5.3 | 1 | 365 | 6.0635 | 0.14556 | 6 | 0.20906
57794 | 6.6 | 1 | 365 | 7.5508 | 0.12467 | 7 | 0.67544
58042 | 8.96 | 1 | 365 | 10.2507 | 0.53288 | 10 | 0.78362
58046 | 6.21 | 1 | 365 | 7.1046 | 0.23094 | 7 | 0.33552
58052 | 4.24 | 1 | 365 | 4.8508 | 0.71645 | 5 | 0.56725
58034 | 8 | 1 | 365 | 9.1524 | 0.33293 | 9 | 0.48538
58345 | 7.59 | 1 | 365 | 8.6834 | 0.39337 | 9 | 0.07675
58417 | 5.2 | 1 | 365 | 5.9491 | 0.9164 | 6 | 0.86549
58462 | 7.5 | 1 | 365 | 8.5804 | 0.18712 | 8 | 0.76754
58463 | 6.93 | 1 | 365 | 7.9283 | 0.8809 | 8 | 0.80921
58671 | 7.68 | 1 | 365 | 8.7864 | 0.59961 | 9 | 0.38596
59474 | 8.8 | 1 | 365 | 10.0677 | 0.16622 | 10 | 0.23391
59475 | 6.325 | 1 | 365 | 7.2362 | 0.49447 | 7 | 0.73063
37698 | 9.45 | 1 | 365 | 10.8113 | 0.65577 | 11 | 0.4671
50891 | 7.155 | 1 | 365 | 8.1857 | 0.39651 | 8 | 0.58223
45258 | 8.7 | 1 | 365 | 9.9533 | 0.93706 | 10 | 0.89035
50868 | 5.72 | 1 | 365 | 6.544 | 0.10804 | 6 | 0.65204
50566 | 9 | 1 | 365 | 10.2965 | 0.62454 | 10 | 0.92105
47709 | 6.213 | 1 | 365 | 7.108 | 0.23781 | 7 | 0.34583
36161 | 8.829 | 1 | 365 | 10.1009 | 0.23268 | 10 | 0.33355
51333 | 6.93 | 1 | 365 | 7.9283 | 0.8809 | 8 | 0.80921
37509 | 8.375 | 1 | 365 | 9.5815 | 0.19228 | 9 | 0.77375
48883 | 6 | 1 | 365 | 6.8643 | 0.7497 | 7 | 0.61403
47713 | 9.156 | 1 | 365 | 10.475 | 0.98204 | 11 | 0.45701
43652 | 6.4 | 1 | 365 | 7.322 | 0.66634 | 7 | 0.9883
59598 | 30.525 | 0.9 | 365 | 31.4301 | 0.95642 | 32 | 0.3865
42462 | 6.25 | 1 | 365 | 7.1504 | 0.3226 | 7 | 0.47295
49767 | 24.96 | 1 | 365 | 28.5556 | 0.19874 | 28 | 0.75437
49296 | 9.4 | 1 | 365 | 10.7541 | 0.54119 | 11 | 0.29532
56152 | 7.8 | 1 | 365 | 8.9236 | 0.8746 | 9 | 0.79824
56359 | 11.7 | 1 | 365 | 13.3855 | 0.81191 | 14 | 0.19736
57741 | 9.9 | 1 | 365 | 11.3262 | 0.687 | 12 | 0.013153
59473 | 14.79 | 1 | 365 | 16.9206 | 0.893 | 17 | 0.81359
38445 | 8.502 | 1 | 365 | 9.7268 | 0.48332 | 10 | 0.21008
51326 | 11.97 | 1 | 365 | 13.6944 | 0.43064 | 14 | 0.12499
51346 | 10.08 | 1 | 365 | 11.5321 | 0.099489 | 11 | 0.63157
51347 | 11.97 | 1 | 365 | 13.6944 | 0.43064 | 14 | 0.12499
51348 | 11.34 | 1 | 365 | 12.9736 | 0.98693 | 13 | 0.96052
51349 | 9.45 | 1 | 365 | 10.8113 | 0.65577 | 11 | 0.4671
51378 | 10.08 | 1 | 365 | 11.5321 | 0.099489 | 11 | 0.63157
37465 | 5.886 | 1 | 365 | 6.7339 | 0.48845 | 7 | 0.22237
37505 | 6.4 | 1 | 365 | 7.322 | 0.66634 | 7 | 0.9883
50751 | 2.616 | 1 | 365 | 2.9929 | 0.99487 | 3 | 0.98772
44431 | 24.885 | 1 | 365 | 28.4698 | 0.026864 | 28 | 0.4967
48045 | 5 | 1 | 365 | 5.7203 | 0.45808 | 6 | 0.17836
50177 | 6.9 | 1 | 365 | 7.894 | 0.81215 | 8 | 0.70614
45509 | 9.8 | 1 | 365 | 11.2117 | 0.45784 | 11 | 0.66959
47834 | 24.3 | 1 | 365 | 27.8006 | 0.68627 | 28 | 0.48683
50833 | 13.86 | 1 | 365 | 15.8566 | 0.7618 | 16 | 0.61841
47403 | 15.12 | 1 | 365 | 17.2981 | 0.64923 | 17 | 0.94736
51020 | 7.5 | 1 | 365 | 8.5804 | 0.18712 | 8 | 0.76754
49496 | 12 | 1 | 365 | 13.7287 | 0.49939 | 14 | 0.22806
50548 | 7.28 | 1 | 365 | 8.3287 | 0.68296 | 9 | 0.011692
50545 | 13.2 | 1 | 365 | 15.1015 | 0.24933 | 15 | 0.35087
50933 | 4.725 | 1 | 365 | 5.4057 | 0.82789 | 6 | 0.23355
45807 | 7.56 | 1 | 365 | 8.6491 | 0.32462 | 8 | 0.97368
49141 | 8.5 | 1 | 365 | 9.7245 | 0.47874 | 10 | 0.20321
49112 | 12.285 | 1 | 365 | 14.0547 | 0.1525 | 14 | 0.20723
44854 | 5.3 | 1 | 365 | 6.0635 | 0.14556 | 6 | 0.20906
46921 | 13.52 | 1 | 365 | 15.4676 | 0.98265 | 16 | 0.45029
47075 | 6.24 | 1 | 365 | 7.1389 | 0.29968 | 7 | 0.43859
46686 | 8.32 | 1 | 365 | 9.5185 | 0.066245 | 9 | 0.58479
46785 | 21.2 | 1 | 365 | 24.254 | 0.58226 | 24 | 0.83625
46743 | 3.71 | 1 | 365 | 4.2444 | 0.5019 | 4 | 0.74634
46682 | 10.6 | 1 | 365 | 12.127 | 0.29113 | 12 | 0.41812
46970 | 7.95 | 1 | 365 | 9.0952 | 0.21835 | 9 | 0.31359
57778 | 9.54 | 1 | 365 | 10.9143 | 0.86202 | 11 | 0.77631
57469 | 10.07 | 1 | 365 | 11.5206 | 0.076573 | 11 | 0.59722
57786 | 7.42 | 1 | 365 | 8.4889 | 0.0037907 | 8 | 0.49269
57801 | 4.5 | 1 | 365 | 5.1483 | 0.31227 | 5 | 0.46052
57890 | 10.8 | 1 | 365 | 12.3558 | 0.74945 | 13 | 0.10526
57969 | 9.9 | 1 | 365 | 11.3262 | 0.687 | 12 | 0.013153
58006 | 13.5 | 1 | 365 | 15.4448 | 0.93682 | 16 | 0.38157
57792 | 3 | 1 | 365 | 3.4322 | 0.87485 | 4 | 0.30702
39907 | 9.755 | 1 | 365 | 11.1603 | 0.35471 | 11 | 0.51498
44377 | 6.76 | 1 | 365 | 7.7338 | 0.49132 | 8 | 0.22514
43226 | 3.975 | 1 | 365 | 4.5476 | 0.10917 | 4 | 0.6568
44969 | 7.395 | 1 | 365 | 8.4603 | 0.9465 | 9 | 0.40679
44617 | 8.25 | 1 | 365 | 9.4385 | 0.90583 | 10 | 0.34429
45116 | 5.035 | 1 | 365 | 5.7603 | 0.53829 | 6 | 0.29861
47565 | 3.18 | 1 | 365 | 3.6381 | 0.28734 | 3 | 0.92544
55792 | 5.72 | 1 | 365 | 6.544 | 0.10804 | 6 | 0.65204
55793 | 4.68 | 1 | 365 | 5.3542 | 0.72476 | 6 | 0.078945
55795 | 9.36 | 1 | 365 | 10.7084 | 0.44953 | 11 | 0.15789
55826 | 8.32 | 1 | 365 | 9.5185 | 0.066245 | 9 | 0.58479
55827 | 8.64 | 1 | 365 | 9.8846 | 0.79956 | 10 | 0.68421
55830 | 4.42 | 1 | 365 | 5.0567 | 0.12894 | 5 | 0.18567
55831 | 8.58 | 1 | 365 | 9.816 | 0.66207 | 10 | 0.47807
55835 | 11.7 | 1 | 365 | 13.3855 | 0.81191 | 14 | 0.19736
55836 | 5.72 | 1 | 365 | 6.544 | 0.10804 | 6 | 0.65204
55842 | 6.75 | 1 | 365 | 7.7224 | 0.46841 | 8 | 0.19079
55882 | 8.32 | 1 | 365 | 9.5185 | 0.066245 | 9 | 0.58479
55883 | 10.4 | 1 | 365 | 11.8982 | 0.83281 | 12 | 0.73099
55884 | 4.68 | 1 | 365 | 5.3542 | 0.72476 | 6 | 0.078945
55888 | 13 | 1 | 365 | 14.8727 | 0.79101 | 15 | 0.66374
55961 | 8.1 | 1 | 365 | 9.2669 | 0.56209 | 9 | 0.82894
55963 | 9.36 | 1 | 365 | 10.7084 | 0.44953 | 11 | 0.15789
55964 | 9.36 | 1 | 365 | 10.7084 | 0.44953 | 11 | 0.15789
55965 | 4.68 | 1 | 365 | 5.3542 | 0.72476 | 6 | 0.078945
55973 | 2.34 | 1 | 365 | 2.6771 | 0.36238 | 3 | 0.039472
55976 | 8.06 | 1 | 365 | 9.2211 | 0.47042 | 9 | 0.69152
55977 | 9.36 | 1 | 365 | 10.7084 | 0.44953 | 11 | 0.15789
55978 | 8.06 | 1 | 365 | 9.2211 | 0.47042 | 9 | 0.69152
55988 | 10.14 | 1 | 365 | 11.6007 | 0.23699 | 11 | 0.83771
56192 | 7.28 | 1 | 365 | 8.3287 | 0.68296 | 9 | 0.011692
56200 | 6.24 | 1 | 365 | 7.1389 | 0.29968 | 7 | 0.43859
56209 | 8.32 | 1 | 365 | 9.5185 | 0.066245 | 9 | 0.58479
56213 | 6.24 | 1 | 365 | 7.1389 | 0.29968 | 7 | 0.43859
56214 | 7.28 | 1 | 365 | 8.3287 | 0.68296 | 9 | 0.011692
56217 | 8.84 | 1 | 365 | 10.1135 | 0.25789 | 10 | 0.37134
56223 | 5.72 | 1 | 365 | 6.544 | 0.10804 | 6 | 0.65204
56231 | 3.38 | 1 | 365 | 3.8669 | 0.74566 | 4 | 0.61257
56233 | 12.42 | 1 | 365 | 14.2092 | 0.46187 | 14 | 0.67105
56247 | 5.98 | 1 | 365 | 6.8415 | 0.70386 | 7 | 0.54532
56248 | 12.74 | 1 | 365 | 14.5753 | 0.19519 | 14 | 0.77046
56249 | 9.62 | 1 | 365 | 11.0058 | 0.045346 | 11 | 0.051165
56250 | 3.64 | 1 | 365 | 4.1644 | 0.34148 | 4 | 0.50585
56251 | 3.12 | 1 | 365 | 3.5695 | 0.14984 | 3 | 0.7193
56252 | 2.08 | 1 | 365 | 2.3796 | 0.76656 | 3 | 0.1462
56651 | 6.76 | 1 | 365 | 7.7338 | 0.49132 | 8 | 0.22514
56654 | 10.66 | 1 | 365 | 12.1956 | 0.42863 | 12 | 0.62426
56656 | 4.32 | 1 | 365 | 4.9423 | 0.89978 | 5 | 0.8421
56660 | 9.36 | 1 | 365 | 10.7084 | 0.44953 | 11 | 0.15789
56684 | 2.86 | 1 | 365 | 3.272 | 0.55402 | 3 | 0.82602
56692 | 4.68 | 1 | 365 | 5.3542 | 0.72476 | 6 | 0.078945
56696 | 4.42 | 1 | 365 | 5.0567 | 0.12894 | 5 | 0.18567
56698 | 4.16 | 1 | 365 | 4.7593 | 0.53312 | 5 | 0.2924
56700 | 12.48 | 1 | 365 | 14.2778 | 0.59937 | 14 | 0.87719
57303 | 3.99 | 1 | 365 | 4.5648 | 0.14355 | 4 | 0.70833
57312 | 4.42 | 1 | 365 | 5.0567 | 0.12894 | 5 | 0.18567
47910 | 10.45 | 1 | 365 | 11.9554 | 0.94739 | 12 | 0.90277
57325 | 4.68 | 1 | 365 | 5.3542 | 0.72476 | 6 | 0.078945
57326 | 9.1 | 1 | 365 | 10.4109 | 0.85371 | 11 | 0.26462
47302 | 6.76 | 1 | 365 | 7.7338 | 0.49132 | 8 | 0.22514
57329 | 4.42 | 1 | 365 | 5.0567 | 0.12894 | 5 | 0.18567
57331 | 5.2 | 1 | 365 | 5.9491 | 0.9164 | 6 | 0.86549
57332 | 7.02 | 1 | 365 | 8.0313 | 0.087144 | 8 | 0.11842
48567 | 7.95 | 1 | 365 | 9.0952 | 0.21835 | 9 | 0.31359
57333 | 8.58 | 1 | 365 | 9.816 | 0.66207 | 10 | 0.47807
57336 | 5.98 | 1 | 365 | 6.8415 | 0.70386 | 7 | 0.54532
57362 | 5.04 | 1 | 365 | 5.766 | 0.54974 | 6 | 0.31579
57439 | 5.2 | 1 | 365 | 5.9491 | 0.9164 | 6 | 0.86549
57440 | 9.88 | 1 | 365 | 11.3033 | 0.64117 | 11 | 0.94444
57442 | 7.8 | 1 | 365 | 8.9236 | 0.8746 | 9 | 0.79824
57443 | 13 | 1 | 365 | 14.8727 | 0.79101 | 15 | 0.66374
57444 | 5.2 | 1 | 365 | 5.9491 | 0.9164 | 6 | 0.86549
57445 | 7.02 | 1 | 365 | 8.0313 | 0.087144 | 8 | 0.11842
57446 | 8.91 | 1 | 365 | 10.1935 | 0.4183 | 10 | 0.61184
57447 | 11.96 | 1 | 365 | 13.6829 | 0.40773 | 14 | 0.090637
57448 | 6.24 | 1 | 365 | 7.1389 | 0.29968 | 7 | 0.43859
57450 | 7.02 | 1 | 365 | 8.0313 | 0.087144 | 8 | 0.11842
57451 | 5.46 | 1 | 365 | 6.2465 | 0.51222 | 6 | 0.75877
57453 | 4.16 | 1 | 365 | 4.7593 | 0.53312 | 5 | 0.2924
57454 | 7.54 | 1 | 365 | 8.6262 | 0.27878 | 8 | 0.90497
57455 | 9.88 | 1 | 365 | 11.3033 | 0.64117 | 11 | 0.94444
57456 | 5.46 | 1 | 365 | 6.2465 | 0.51222 | 6 | 0.75877
57457 | 6.76 | 1 | 365 | 7.7338 | 0.49132 | 8 | 0.22514
57459 | 4.42 | 1 | 365 | 5.0567 | 0.12894 | 5 | 0.18567
58289 | 7.28 | 1 | 365 | 8.3287 | 0.68296 | 9 | 0.011692
58294 | 4.16 | 1 | 365 | 4.7593 | 0.53312 | 5 | 0.2924
58298 | 3.64 | 1 | 365 | 4.1644 | 0.34148 | 4 | 0.50585
58301 | 9.88 | 1 | 365 | 11.3033 | 0.64117 | 11 | 0.94444
58302 | 7.54 | 1 | 365 | 8.6262 | 0.27878 | 8 | 0.90497
48379 | 9.805 | 1 | 365 | 11.2175 | 0.46929 | 11 | 0.68676
58303 | 4.16 | 1 | 365 | 4.7593 | 0.53312 | 5 | 0.2924
58314 | 7.54 | 1 | 365 | 8.6262 | 0.27878 | 8 | 0.90497
58315 | 11.18 | 1 | 365 | 12.7905 | 0.62027 | 13 | 0.41081
58316 | 10.14 | 1 | 365 | 11.6007 | 0.23699 | 11 | 0.83771
58317 | 5.46 | 1 | 365 | 6.2465 | 0.51222 | 6 | 0.75877
58319 | 10.92 | 1 | 365 | 12.4931 | 0.024447 | 12 | 0.51754
58320 | 5.72 | 1 | 365 | 6.544 | 0.10804 | 6 | 0.65204
58321 | 7.02 | 1 | 365 | 8.0313 | 0.087144 | 8 | 0.11842
58332 | 9.1 | 1 | 365 | 10.4109 | 0.85371 | 11 | 0.26462
58333 | 3.64 | 1 | 365 | 4.1644 | 0.34148 | 4 | 0.50585
58337 | 4.68 | 1 | 365 | 5.3542 | 0.72476 | 6 | 0.078945
58382 | 5.83 | 1 | 365 | 6.6698 | 0.36012 | 7 | 0.029968
58383 | 11.96 | 1 | 365 | 13.6829 | 0.40773 | 14 | 0.090637
47944 | 11.275 | 1 | 365 | 12.8992 | 0.83797 | 13 | 0.7372
58384 | 11.18 | 1 | 365 | 12.7905 | 0.62027 | 13 | 0.41081
58385 | 7.28 | 1 | 365 | 8.3287 | 0.68296 | 9 | 0.011692
58386 | 3.38 | 1 | 365 | 3.8669 | 0.74566 | 4 | 0.61257
48089 | 7.425 | 1 | 365 | 8.4946 | 0.015249 | 8 | 0.50986
48157 | 7.155 | 1 | 365 | 8.1857 | 0.39651 | 8 | 0.58223
58389 | 4.68 | 1 | 365 | 5.3542 | 0.72476 | 6 | 0.078945
58390 | 6.76 | 1 | 365 | 7.7338 | 0.49132 | 8 | 0.22514
58391 | 7.02 | 1 | 365 | 8.0313 | 0.087144 | 8 | 0.11842
58392 | 4.16 | 1 | 365 | 4.7593 | 0.53312 | 5 | 0.2924
58394 | 10.92 | 1 | 365 | 12.4931 | 0.024447 | 12 | 0.51754
58395 | 4.16 | 1 | 365 | 4.7593 | 0.53312 | 5 | 0.2924
58396 | 3.64 | 1 | 365 | 4.1644 | 0.34148 | 4 | 0.50585
58398 | 5.98 | 1 | 365 | 6.8415 | 0.70386 | 7 | 0.54532
56421 | 9.25 | 1 | 365 | 10.5825 | 0.19745 | 10 | 0.77997
56422 | 5.865 | 1 | 365 | 6.7099 | 0.44033 | 7 | 0.15022
58400 | 6.27 | 1 | 365 | 7.1732 | 0.36843 | 7 | 0.54166
58401 | 7.8 | 1 | 365 | 8.9236 | 0.8746 | 9 | 0.79824
58402 | 4.32 | 1 | 365 | 4.9423 | 0.89978 | 5 | 0.8421
43434 | 5.1 | 1 | 365 | 5.8347 | 0.68724 | 6 | 0.52193
58404 | 10.14 | 1 | 365 | 11.6007 | 0.23699 | 11 | 0.83771
58953 | 3.64 | 1 | 365 | 4.1644 | 0.34148 | 4 | 0.50585
50910 | 6 | 1 | 365 | 6.8643 | 0.7497 | 7 | 0.61403
58955 | 6.24 | 1 | 365 | 7.1389 | 0.29968 | 7 | 0.43859
50614 | 5.4 | 1 | 365 | 6.1779 | 0.37473 | 6 | 0.55263
57024 | 7.8 | 1 | 365 | 8.9236 | 0.8746 | 9 | 0.79824
58957 | 6.5 | 1 | 365 | 7.4364 | 0.8955 | 8 | 0.33187
42999 | 7.95 | 1 | 365 | 9.0952 | 0.21835 | 9 | 0.31359
57025 | 3.3 | 1 | 365 | 3.7754 | 0.56233 | 4 | 0.33772
58960 | 7.54 | 1 | 365 | 8.6262 | 0.27878 | 8 | 0.90497
42988 | 9.805 | 1 | 365 | 11.2175 | 0.46929 | 11 | 0.68676
43017 | 6.325 | 1 | 365 | 7.2362 | 0.49447 | 7 | 0.73063
43150 | 4.24 | 1 | 365 | 4.8508 | 0.71645 | 5 | 0.56725
57653 | 3 | 1 | 365 | 3.4322 | 0.87485 | 4 | 0.30702
43139 | 9.275 | 1 | 365 | 10.6111 | 0.25474 | 10 | 0.86586
43218 | 9.9 | 1 | 365 | 11.3262 | 0.687 | 12 | 0.013153
43197 | 11 | 1 | 365 | 12.5846 | 0.20778 | 12 | 0.79239
43211 | 6.325 | 1 | 365 | 7.2362 | 0.49447 | 7 | 0.73063
43231 | 7.425 | 1 | 365 | 8.4946 | 0.015249 | 8 | 0.50986
58961 | 6.24 | 1 | 365 | 7.1389 | 0.29968 | 7 | 0.43859
57668 | 10.8 | 1 | 365 | 12.3558 | 0.74945 | 13 | 0.10526
55517 | 2.915 | 1 | 365 | 3.3349 | 0.68006 | 4 | 0.014984
44280 | 17.94 | 1 | 365 | 20.5244 | 0.11159 | 20 | 0.63596
58964 | 5.46 | 1 | 365 | 6.2465 | 0.51222 | 6 | 0.75877
57718 | 5.1 | 1 | 365 | 5.8347 | 0.68724 | 6 | 0.52193
56323 | 8.06 | 1 | 365 | 9.2211 | 0.47042 | 9 | 0.69152
58965 | 9.62 | 1 | 365 | 11.0058 | 0.045346 | 11 | 0.051165
56324 | 11.275 | 1 | 365 | 12.8992 | 0.83797 | 13 | 0.7372
58966 | 5.98 | 1 | 365 | 6.8415 | 0.70386 | 7 | 0.54532
56325 | 3.975 | 1 | 365 | 4.5476 | 0.10917 | 4 | 0.6568
58967 | 7.54 | 1 | 365 | 8.6262 | 0.27878 | 8 | 0.90497
56326 | 10.6 | 1 | 365 | 12.127 | 0.29113 | 12 | 0.41812
58971 | 7.28 | 1 | 365 | 8.3287 | 0.68296 | 9 | 0.011692
56334 | 5.3 | 1 | 365 | 6.0635 | 0.14556 | 6 | 0.20906
56335 | 10.6 | 1 | 365 | 12.127 | 0.29113 | 12 | 0.41812
58972 | 4.16 | 1 | 365 | 4.7593 | 0.53312 | 5 | 0.2924
56386 | 6.24 | 1 | 365 | 7.1389 | 0.29968 | 7 | 0.43859
56388 | 12.48 | 1 | 365 | 14.2778 | 0.59937 | 14 | 0.87719
58973 | 9.36 | 1 | 365 | 10.7084 | 0.44953 | 11 | 0.15789
56393 | 7.95 | 1 | 365 | 9.0952 | 0.21835 | 9 | 0.31359
58974 | 3.64 | 1 | 365 | 4.1644 | 0.34148 | 4 | 0.50585
56394 | 2.65 | 1 | 365 | 3.0317 | 0.072782 | 3 | 0.10453
58977 | 2.6 | 1 | 365 | 2.9745 | 0.9582 | 3 | 0.93275
56395 | 9.275 | 1 | 365 | 10.6111 | 0.25474 | 10 | 0.86586
56571 | 6.625 | 1 | 365 | 7.5794 | 0.18196 | 7 | 0.76133
58978 | 7.54 | 1 | 365 | 8.6262 | 0.27878 | 8 | 0.90497
56573 | 2.65 | 1 | 365 | 3.0317 | 0.072782 | 3 | 0.10453
58979 | 9.1 | 1 | 365 | 10.4109 | 0.85371 | 11 | 0.26462
56575 | 5.83 | 1 | 365 | 6.6698 | 0.36012 | 7 | 0.029968
56577 | 8.215 | 1 | 365 | 9.3984 | 0.82563 | 10 | 0.22405
58992 | 11.44 | 1 | 365 | 13.088 | 0.21609 | 13 | 0.30409
56578 | 6.89 | 1 | 365 | 7.8825 | 0.78923 | 8 | 0.67178
58994 | 6.21 | 1 | 365 | 7.1046 | 0.23094 | 7 | 0.33552
56582 | 5.3 | 1 | 365 | 6.0635 | 0.14556 | 6 | 0.20906
58995 | 10.14 | 1 | 365 | 11.6007 | 0.23699 | 11 | 0.83771
56583 | 6.36 | 1 | 365 | 7.2762 | 0.57468 | 7 | 0.85087
56584 | 7.42 | 1 | 365 | 8.4889 | 0.0037907 | 8 | 0.49269
58997 | 10.92 | 1 | 365 | 12.4931 | 0.024447 | 12 | 0.51754
56662 | 6.76 | 1 | 365 | 7.7338 | 0.49132 | 8 | 0.22514
58998 | 12.22 | 1 | 365 | 13.9804 | 0.0035475 | 13 | 0.98391
56666 | 11.44 | 1 | 365 | 13.088 | 0.21609 | 13 | 0.30409
58999 | 4.68 | 1 | 365 | 5.3542 | 0.72476 | 6 | 0.078945
56668 | 4.505 | 1 | 365 | 5.154 | 0.32373 | 5 | 0.4777
59000 | 3.64 | 1 | 365 | 4.1644 | 0.34148 | 4 | 0.50585
56671 | 3.18 | 1 | 365 | 3.6381 | 0.28734 | 3 | 0.92544
56673 | 4.77 | 1 | 365 | 5.4571 | 0.93101 | 6 | 0.38816
59001 | 9.975 | 1 | 365 | 11.412 | 0.85887 | 12 | 0.27083
59004 | 5.98 | 1 | 365 | 6.8415 | 0.70386 | 7 | 0.54532
59005 | 6.76 | 1 | 365 | 7.7338 | 0.49132 | 8 | 0.22514
59006 | 11.44 | 1 | 365 | 13.088 | 0.21609 | 13 | 0.30409
59008 | 3.12 | 1 | 365 | 3.5695 | 0.14984 | 3 | 0.7193
59009 | 4.94 | 1 | 365 | 5.6516 | 0.32058 | 5 | 0.97222
59010 | 4.68 | 1 | 365 | 5.3542 | 0.72476 | 6 | 0.078945
59011 | 11.7 | 1 | 365 | 13.3855 | 0.81191 | 14 | 0.19736
59013 | 8.06 | 1 | 365 | 9.2211 | 0.47042 | 9 | 0.69152
59014 | 7.29 | 1 | 365 | 8.3402 | 0.70588 | 9 | 0.046049
38031 | 5.72 | 1 | 365 | 6.544 | 0.10804 | 6 | 0.65204
59016 | 10.4 | 1 | 365 | 11.8982 | 0.83281 | 12 | 0.73099
59017 | 9.99 | 1 | 365 | 11.4291 | 0.89324 | 12 | 0.32236
59018 | 6.24 | 1 | 365 | 7.1389 | 0.29968 | 7 | 0.43859
59020 | 12.48 | 1 | 365 | 14.2778 | 0.59937 | 14 | 0.87719
59012 | 13.26 | 1 | 365 | 15.1702 | 0.38683 | 15 | 0.55701
59023 | 13.26 | 1 | 365 | 15.1702 | 0.38683 | 15 | 0.55701
59024 | 13.26 | 1 | 365 | 15.1702 | 0.38683 | 15 | 0.55701
59025 | 10.14 | 1 | 365 | 11.6007 | 0.23699 | 11 | 0.83771
58968 | 6.5 | 1 | 365 | 7.4364 | 0.8955 | 8 | 0.33187
59026 | 10.26 | 1 | 365 | 11.738 | 0.51198 | 12 | 0.24999
59015 | 7.54 | 1 | 365 | 8.6262 | 0.27878 | 8 | 0.90497
59027 | 6.75 | 1 | 365 | 7.7224 | 0.46841 | 8 | 0.19079
59030 | 6.5 | 1 | 365 | 7.4364 | 0.8955 | 8 | 0.33187
59032 | 9.72 | 1 | 365 | 11.1202 | 0.27451 | 11 | 0.39473
59040 | 3.12 | 1 | 365 | 3.5695 | 0.14984 | 3 | 0.7193
59041 | 3.78 | 1 | 365 | 4.3245 | 0.66231 | 4 | 0.98684
55572 | 3.9 | 1 | 365 | 4.4618 | 0.9373 | 5 | 0.39912
55791 | 4.35 | 1 | 365 | 4.9766 | 0.96853 | 5 | 0.94517
55797 | 4.68 | 1 | 365 | 5.3542 | 0.72476 | 6 | 0.078945
55834 | 13.34 | 1 | 365 | 15.2617 | 0.57016 | 15 | 0.83186
55975 | 6.36 | 1 | 365 | 7.2762 | 0.57468 | 7 | 0.85087
56649 | 9.36 | 1 | 365 | 10.7084 | 0.44953 | 11 | 0.15789
56658 | 4.68 | 1 | 365 | 5.3542 | 0.72476 | 6 | 0.078945
56689 | 5.46 | 1 | 365 | 6.2465 | 0.51222 | 6 | 0.75877
55897 | 3.445 | 1 | 365 | 3.9413 | 0.89462 | 4 | 0.83589
27093 | 983.84 | 0.9 | 365 | 1013.0112 | 0.12514 | 1013 | 0.13639
55527 | 2.835 | 1 | 365 | 3.2434 | 0.49673 | 3 | 0.74013
55423 | 6.24 | 1 | 365 | 7.1389 | 0.29968 | 7 | 0.43859
55898 | 8.32 | 1 | 365 | 9.5185 | 0.066245 | 9 | 0.58479
48305 | 3.6 | 1 | 365 | 4.1186 | 0.24982 | 4 | 0.36842
55899 | 9.805 | 1 | 365 | 11.2175 | 0.46929 | 11 | 0.68676
56790 | 3.6 | 1 | 365 | 4.1186 | 0.24982 | 4 | 0.36842
55901 | 5.83 | 1 | 365 | 6.6698 | 0.36012 | 7 | 0.029968
55902 | 5.035 | 1 | 365 | 5.7603 | 0.53829 | 6 | 0.29861
58709 | 6.84 | 1 | 365 | 7.8253 | 0.67465 | 8 | 0.5
55904 | 7.54 | 1 | 365 | 8.6262 | 0.27878 | 8 | 0.90497
58711 | 7.2 | 1 | 365 | 8.2372 | 0.49964 | 8 | 0.73684
55905 | 10.6 | 1 | 365 | 12.127 | 0.29113 | 12 | 0.41812
58809 | 7.2 | 1 | 365 | 8.2372 | 0.49964 | 8 | 0.73684
49725 | 3.84 | 1 | 365 | 4.3932 | 0.79981 | 5 | 0.19298
58730 | 6.24 | 1 | 365 | 7.1389 | 0.29968 | 7 | 0.43859
55986 | 8.48 | 1 | 365 | 9.7016 | 0.4329 | 10 | 0.1345
58604 | 10.865 | 1 | 365 | 12.4302 | 0.89841 | 13 | 0.32858
56042 | 9.54 | 1 | 365 | 10.9143 | 0.86202 | 11 | 0.77631
46032 | 6.867 | 1 | 365 | 7.8562 | 0.73653 | 8 | 0.59276
56078 | 10.6 | 1 | 365 | 12.127 | 0.29113 | 12 | 0.41812
45764 | 34.32 | 0.9 | 365 | 35.3376 | 0.78344 | 36 | 0.12104
56079 | 6.76 | 1 | 365 | 7.7338 | 0.49132 | 8 | 0.22514
56080 | 7.54 | 1 | 365 | 8.6262 | 0.27878 | 8 | 0.90497
44573 | 11.44 | 1 | 365 | 13.088 | 0.21609 | 13 | 0.30409
56084 | 9.1 | 1 | 365 | 10.4109 | 0.85371 | 11 | 0.26462
58677 | 40.32 | 0.9 | 365 | 41.5155 | 0.15816 | 41 | 0.67367
56086 | 8.58 | 1 | 365 | 9.816 | 0.66207 | 10 | 0.47807
58798 | 4.42 | 1 | 365 | 5.0567 | 0.12894 | 5 | 0.18567
56088 | 12.74 | 1 | 365 | 14.5753 | 0.19519 | 14 | 0.77046
50650 | 10.4 | 1 | 365 | 11.8982 | 0.83281 | 12 | 0.73099
56089 | 8.06 | 1 | 365 | 9.2211 | 0.47042 | 9 | 0.69152
59131 | 2.34 | 1 | 365 | 2.6771 | 0.36238 | 3 | 0.039472
56099 | 13.26 | 1 | 365 | 15.1702 | 0.38683 | 15 | 0.55701
51071 | 10.07 | 1 | 365 | 11.5206 | 0.076573 | 11 | 0.59722
56100 | 9.36 | 1 | 365 | 10.7084 | 0.44953 | 11 | 0.15789
56103 | 9.1 | 1 | 365 | 10.4109 | 0.85371 | 11 | 0.26462
51175 | 10.6 | 1 | 365 | 12.127 | 0.29113 | 12 | 0.41812
56104 | 10.14 | 1 | 365 | 11.6007 | 0.23699 | 11 | 0.83771
51439 | 10.6 | 1 | 365 | 12.127 | 0.29113 | 12 | 0.41812
56107 | 6.76 | 1 | 365 | 7.7338 | 0.49132 | 8 | 0.22514
43238 | 9.01 | 1 | 365 | 10.3079 | 0.64746 | 10 | 0.9554
56108 | 6.76 | 1 | 365 | 7.7338 | 0.49132 | 8 | 0.22514
57640 | 11.25 | 1 | 365 | 12.8706 | 0.78068 | 13 | 0.65131
56110 | 5.98 | 1 | 365 | 6.8415 | 0.70386 | 7 | 0.54532
56111 | 10.4 | 1 | 365 | 11.8982 | 0.83281 | 12 | 0.73099
57805 | 13.515 | 1 | 365 | 15.4619 | 0.97119 | 16 | 0.43311
56163 | 10.56 | 1 | 365 | 12.0812 | 0.19946 | 12 | 0.2807
55454 | 12.5 | 1 | 365 | 14.3007 | 0.6452 | 14 | 0.9459
56166 | 12.925 | 1 | 365 | 14.7869 | 0.61914 | 15 | 0.40606
56168 | 10.4 | 1 | 365 | 11.8982 | 0.83281 | 12 | 0.73099
56169 | 11.96 | 1 | 365 | 13.6829 | 0.40773 | 14 | 0.090637
56170 | 10.23 | 1 | 365 | 11.7037 | 0.44323 | 12 | 0.14692
56676 | 10.07 | 1 | 365 | 11.5206 | 0.076573 | 11 | 0.59722
56677 | 4.24 | 1 | 365 | 4.8508 | 0.71645 | 5 | 0.56725
56679 | 5.83 | 1 | 365 | 6.6698 | 0.36012 | 7 | 0.029968
56681 | 3.975 | 1 | 365 | 4.5476 | 0.10917 | 4 | 0.6568
55498 | 12.75 | 1 | 365 | 14.5867 | 0.2181 | 14 | 0.80482
56683 | 6.625 | 1 | 365 | 7.5794 | 0.18196 | 7 | 0.76133
55500 | 10.455 | 1 | 365 | 11.9611 | 0.95885 | 12 | 0.91995
56881 | 7.42 | 1 | 365 | 8.4889 | 0.0037907 | 8 | 0.49269
56882 | 6.24 | 1 | 365 | 7.1389 | 0.29968 | 7 | 0.43859
56116 | 10.5 | 1 | 365 | 12.0126 | 0.061968 | 12 | 0.074556
56256 | 12.75 | 1 | 365 | 14.5867 | 0.2181 | 14 | 0.80482
56257 | 10.455 | 1 | 365 | 11.9611 | 0.95885 | 12 | 0.91995
56588 | 11.5 | 1 | 365 | 13.1566 | 0.35358 | 13 | 0.51023
57227 | 12.495 | 1 | 365 | 14.295 | 0.63374 | 14 | 0.92872
57235 | 10.25 | 1 | 365 | 11.7266 | 0.48906 | 12 | 0.21564
56883 | 8.745 | 1 | 365 | 10.0048 | 0.040182 | 10 | 0.044952
57449 | 13.5 | 1 | 365 | 15.4448 | 0.93682 | 16 | 0.38157
57549 | 11.22 | 1 | 365 | 12.8363 | 0.71193 | 13 | 0.54824
57550 | 13.5 | 1 | 365 | 15.4448 | 0.93682 | 16 | 0.38157
56884 | 5.035 | 1 | 365 | 5.7603 | 0.53829 | 6 | 0.29861
57590 | 11.7 | 1 | 365 | 13.3855 | 0.81191 | 14 | 0.19736
57636 | 11.5 | 1 | 365 | 13.1566 | 0.35358 | 13 | 0.51023
58717 | 9.1 | 1 | 365 | 10.4109 | 0.85371 | 11 | 0.26462
57638 | 10.5 | 1 | 365 | 12.0126 | 0.061968 | 12 | 0.074556
58340 | 12.25 | 1 | 365 | 14.0147 | 0.072296 | 14 | 0.086982
56886 | 5.035 | 1 | 365 | 5.7603 | 0.53829 | 6 | 0.29861
56889 | 3.445 | 1 | 365 | 3.9413 | 0.89462 | 4 | 0.83589
56952 | 5.035 | 1 | 365 | 5.7603 | 0.53829 | 6 | 0.29861
57002 | 12.32 | 1 | 365 | 14.0948 | 0.23271 | 14 | 0.32748
57003 | 7.02 | 1 | 365 | 8.0313 | 0.087144 | 8 | 0.11842
57004 | 9.88 | 1 | 365 | 11.3033 | 0.64117 | 11 | 0.94444
57005 | 10.4 | 1 | 365 | 11.8982 | 0.83281 | 12 | 0.73099
57006 | 10.66 | 1 | 365 | 12.1956 | 0.42863 | 12 | 0.62426
57007 | 5.3 | 1 | 365 | 6.0635 | 0.14556 | 6 | 0.20906
57078 | 2.915 | 1 | 365 | 3.3349 | 0.68006 | 4 | 0.014984
57088 | 7.28 | 1 | 365 | 8.3287 | 0.68296 | 9 | 0.011692
57216 | 9.275 | 1 | 365 | 10.6111 | 0.25474 | 10 | 0.86586
57218 | 8.745 | 1 | 365 | 10.0048 | 0.040182 | 10 | 0.044952
57291 | 10.6 | 1 | 365 | 12.127 | 0.29113 | 12 | 0.41812
57293 | 6.36 | 1 | 365 | 7.2762 | 0.57468 | 7 | 0.85087
57297 | 10.6 | 1 | 365 | 12.127 | 0.29113 | 12 | 0.41812
57463 | 5.3 | 1 | 365 | 6.0635 | 0.14556 | 6 | 0.20906
57465 | 3.975 | 1 | 365 | 4.5476 | 0.10917 | 4 | 0.6568
57466 | 12.1 | 1 | 365 | 13.8431 | 0.72855 | 14 | 0.57163
57527 | 4.77 | 1 | 365 | 5.4571 | 0.93101 | 6 | 0.38816
57528 | 3.64 | 1 | 365 | 4.1644 | 0.34148 | 4 | 0.50585
57529 | 4.77 | 1 | 365 | 5.4571 | 0.93101 | 6 | 0.38816
57530 | 4.68 | 1 | 365 | 5.3542 | 0.72476 | 6 | 0.078945
57531 | 5.83 | 1 | 365 | 6.6698 | 0.36012 | 7 | 0.029968
57532 | 7.42 | 1 | 365 | 8.4889 | 0.0037907 | 8 | 0.49269
57535 | 6.44 | 1 | 365 | 7.3677 | 0.75801 | 8 | 0.12573
57537 | 4.24 | 1 | 365 | 4.8508 | 0.71645 | 5 | 0.56725
57538 | 6.625 | 1 | 365 | 7.5794 | 0.18196 | 7 | 0.76133
57541 | 6.6 | 1 | 365 | 7.5508 | 0.12467 | 7 | 0.67544
57543 | 4.68 | 1 | 365 | 5.3542 | 0.72476 | 6 | 0.078945
57544 | 8.58 | 1 | 365 | 9.816 | 0.66207 | 10 | 0.47807
57554 | 3.445 | 1 | 365 | 3.9413 | 0.89462 | 4 | 0.83589
57559 | 6.24 | 1 | 365 | 7.1389 | 0.29968 | 7 | 0.43859
57561 | 3.975 | 1 | 365 | 4.5476 | 0.10917 | 4 | 0.6568
57562 | 5.3 | 1 | 365 | 6.0635 | 0.14556 | 6 | 0.20906
57564 | 5.565 | 1 | 365 | 6.3667 | 0.75284 | 7 | 0.11951
57566 | 4.77 | 1 | 365 | 5.4571 | 0.93101 | 6 | 0.38816
57571 | 4.77 | 1 | 365 | 5.4571 | 0.93101 | 6 | 0.38816
57733 | 4.68 | 1 | 365 | 5.3542 | 0.72476 | 6 | 0.078945
57734 | 5.2 | 1 | 365 | 5.9491 | 0.9164 | 6 | 0.86549
58206 | 9.275 | 1 | 365 | 10.6111 | 0.25474 | 10 | 0.86586
57735 | 7.685 | 1 | 365 | 8.7921 | 0.61107 | 9 | 0.40314
57736 | 5.3 | 1 | 365 | 6.0635 | 0.14556 | 6 | 0.20906
57737 | 7.685 | 1 | 365 | 8.7921 | 0.61107 | 9 | 0.40314
58207 | 6.095 | 1 | 365 | 6.973 | 0.9674 | 7 | 0.94042
57842 | 8.8 | 1 | 365 | 10.0677 | 0.16622 | 10 | 0.23391
57845 | 8.745 | 1 | 365 | 10.0048 | 0.040182 | 10 | 0.044952
57846 | 3.18 | 1 | 365 | 3.6381 | 0.28734 | 3 | 0.92544
57849 | 12.1 | 1 | 365 | 13.8431 | 0.72855 | 14 | 0.57163
58210 | 8.215 | 1 | 365 | 9.3984 | 0.82563 | 10 | 0.22405
58010 | 9.01 | 1 | 365 | 10.3079 | 0.64746 | 10 | 0.9554
58012 | 7.685 | 1 | 365 | 8.7921 | 0.61107 | 9 | 0.40314
58211 | 4.24 | 1 | 365 | 4.8508 | 0.71645 | 5 | 0.56725
58092 | 8.84 | 1 | 365 | 10.1135 | 0.25789 | 10 | 0.37134
58093 | 5.225 | 1 | 365 | 5.9777 | 0.97369 | 6 | 0.95139
58212 | 4.505 | 1 | 365 | 5.154 | 0.32373 | 5 | 0.4777
58216 | 8.58 | 1 | 365 | 9.816 | 0.66207 | 10 | 0.47807
58217 | 10.66 | 1 | 365 | 12.1956 | 0.42863 | 12 | 0.62426
58219 | 3.18 | 1 | 365 | 3.6381 | 0.28734 | 3 | 0.92544
58455 | 10.07 | 1 | 365 | 11.5206 | 0.076573 | 11 | 0.59722
58096 | 9.805 | 1 | 365 | 11.2175 | 0.46929 | 11 | 0.68676
58220 | 7.7 | 1 | 365 | 8.8092 | 0.64544 | 9 | 0.45467
58456 | 7.42 | 1 | 365 | 8.4889 | 0.0037907 | 8 | 0.49269
58221 | 4.505 | 1 | 365 | 5.154 | 0.32373 | 5 | 0.4777
58097 | 8.215 | 1 | 365 | 9.3984 | 0.82563 | 10 | 0.22405
58460 | 13 | 1 | 365 | 14.8727 | 0.79101 | 15 | 0.66374
58222 | 7.155 | 1 | 365 | 8.1857 | 0.39651 | 8 | 0.58223
58545 | 10.4 | 1 | 365 | 11.8982 | 0.83281 | 12 | 0.73099
58305 | 10.07 | 1 | 365 | 11.5206 | 0.076573 | 11 | 0.59722
58099 | 5.035 | 1 | 365 | 5.7603 | 0.53829 | 6 | 0.29861
58306 | 7.54 | 1 | 365 | 8.6262 | 0.27878 | 8 | 0.90497
58307 | 8.215 | 1 | 365 | 9.3984 | 0.82563 | 10 | 0.22405
58546 | 9.88 | 1 | 365 | 11.3033 | 0.64117 | 11 | 0.94444
58308 | 5.98 | 1 | 365 | 6.8415 | 0.70386 | 7 | 0.54532
58547 | 9.01 | 1 | 365 | 10.3079 | 0.64746 | 10 | 0.9554
58548 | 3.445 | 1 | 365 | 3.9413 | 0.89462 | 4 | 0.83589
58309 | 5.83 | 1 | 365 | 6.6698 | 0.36012 | 7 | 0.029968
58165 | 8.58 | 1 | 365 | 9.816 | 0.66207 | 10 | 0.47807
58310 | 3.18 | 1 | 365 | 3.6381 | 0.28734 | 3 | 0.92544
58549 | 6.095 | 1 | 365 | 6.973 | 0.9674 | 7 | 0.94042
58550 | 6.89 | 1 | 365 | 7.8825 | 0.78923 | 8 | 0.67178
58160 | 5.72 | 1 | 365 | 6.544 | 0.10804 | 6 | 0.65204
58312 | 3.71 | 1 | 365 | 4.2444 | 0.5019 | 4 | 0.74634
58557 | 7.42 | 1 | 365 | 8.4889 | 0.0037907 | 8 | 0.49269
58171 | 7.02 | 1 | 365 | 8.0313 | 0.087144 | 8 | 0.11842
58358 | 6.5 | 1 | 365 | 7.4364 | 0.8955 | 8 | 0.33187
58591 | 7.42 | 1 | 365 | 8.4889 | 0.0037907 | 8 | 0.49269
58177 | 6.24 | 1 | 365 | 7.1389 | 0.29968 | 7 | 0.43859
58361 | 12.65 | 1 | 365 | 14.4723 | 0.98894 | 15 | 0.46125
58593 | 8.48 | 1 | 365 | 9.7016 | 0.4329 | 10 | 0.1345
58179 | 4.24 | 1 | 365 | 4.8508 | 0.71645 | 5 | 0.56725
58363 | 6.625 | 1 | 365 | 7.5794 | 0.18196 | 7 | 0.76133
58594 | 12.22 | 1 | 365 | 13.9804 | 0.0035475 | 13 | 0.98391
58596 | 9.805 | 1 | 365 | 11.2175 | 0.46929 | 11 | 0.68676
58180 | 11.96 | 1 | 365 | 13.6829 | 0.40773 | 14 | 0.090637
58364 | 3.71 | 1 | 365 | 4.2444 | 0.5019 | 4 | 0.74634
58181 | 8.84 | 1 | 365 | 10.1135 | 0.25789 | 10 | 0.37134
58592 | 3.71 | 1 | 365 | 4.2444 | 0.5019 | 4 | 0.74634
58368 | 5.775 | 1 | 365 | 6.6069 | 0.23408 | 6 | 0.84101
58369 | 4.24 | 1 | 365 | 4.8508 | 0.71645 | 5 | 0.56725
58183 | 6.24 | 1 | 365 | 7.1389 | 0.29968 | 7 | 0.43859
58370 | 5.46 | 1 | 365 | 6.2465 | 0.51222 | 6 | 0.75877
58184 | 7.02 | 1 | 365 | 8.0313 | 0.087144 | 8 | 0.11842
58374 | 11.18 | 1 | 365 | 12.7905 | 0.62027 | 13 | 0.41081
58185 | 3.64 | 1 | 365 | 4.1644 | 0.34148 | 4 | 0.50585
58375 | 8.48 | 1 | 365 | 9.7016 | 0.4329 | 10 | 0.1345
58187 | 6.24 | 1 | 365 | 7.1389 | 0.29968 | 7 | 0.43859
58406 | 5.83 | 1 | 365 | 6.6698 | 0.36012 | 7 | 0.029968
58190 | 4.16 | 1 | 365 | 4.7593 | 0.53312 | 5 | 0.2924
58407 | 8.48 | 1 | 365 | 9.7016 | 0.4329 | 10 | 0.1345
58194 | 9.88 | 1 | 365 | 11.3033 | 0.64117 | 11 | 0.94444
58408 | 7.42 | 1 | 365 | 8.4889 | 0.0037907 | 8 | 0.49269
58202 | 4.24 | 1 | 365 | 4.8508 | 0.71645 | 5 | 0.56725
58409 | 3.975 | 1 | 365 | 4.5476 | 0.10917 | 4 | 0.6568
58203 | 4.24 | 1 | 365 | 4.8508 | 0.71645 | 5 | 0.56725
58410 | 6.625 | 1 | 365 | 7.5794 | 0.18196 | 7 | 0.76133
58204 | 5.2 | 1 | 365 | 5.9491 | 0.9164 | 6 | 0.86549
58411 | 7.95 | 1 | 365 | 9.0952 | 0.21835 | 9 | 0.31359
58599 | 3.71 | 1 | 365 | 4.2444 | 0.5019 | 4 | 0.74634
58412 | 3.975 | 1 | 365 | 4.5476 | 0.10917 | 4 | 0.6568
58413 | 5.3 | 1 | 365 | 6.0635 | 0.14556 | 6 | 0.20906
58415 | 9.805 | 1 | 365 | 11.2175 | 0.46929 | 11 | 0.68676
58416 | 7.155 | 1 | 365 | 8.1857 | 0.39651 | 8 | 0.58223
58450 | 9.1 | 1 | 365 | 10.4109 | 0.85371 | 11 | 0.26462
58451 | 7.685 | 1 | 365 | 8.7921 | 0.61107 | 9 | 0.40314
58452 | 3.71 | 1 | 365 | 4.2444 | 0.5019 | 4 | 0.74634
59150 | 10.4 | 1 | 365 | 11.8982 | 0.83281 | 12 | 0.73099
59153 | 9.54 | 1 | 365 | 10.9143 | 0.86202 | 11 | 0.77631
59154 | 7.28 | 1 | 365 | 8.3287 | 0.68296 | 9 | 0.011692
59155 | 9.62 | 1 | 365 | 11.0058 | 0.045346 | 11 | 0.051165
59242 | 8.525 | 1 | 365 | 9.7531 | 0.53603 | 10 | 0.2891
59243 | 8.215 | 1 | 365 | 9.3984 | 0.82563 | 10 | 0.22405
59245 | 6.625 | 1 | 365 | 7.5794 | 0.18196 | 7 | 0.76133
59248 | 7.155 | 1 | 365 | 8.1857 | 0.39651 | 8 | 0.58223
59249 | 5.6 | 1 | 365 | 6.4067 | 0.83305 | 7 | 0.23976
58601 | 5.2 | 1 | 365 | 5.9491 | 0.9164 | 6 | 0.86549
59256 | 7.28 | 1 | 365 | 8.3287 | 0.68296 | 9 | 0.011692
58602 | 9.36 | 1 | 365 | 10.7084 | 0.44953 | 11 | 0.15789
59257 | 8.58 | 1 | 365 | 9.816 | 0.66207 | 10 | 0.47807
58606 | 5.83 | 1 | 365 | 6.6698 | 0.36012 | 7 | 0.029968
59259 | 4.68 | 1 | 365 | 5.3542 | 0.72476 | 6 | 0.078945
58608 | 9.88 | 1 | 365 | 11.3033 | 0.64117 | 11 | 0.94444
58928 | 5.46 | 1 | 365 | 6.2465 | 0.51222 | 6 | 0.75877
58643 | 8.215 | 1 | 365 | 9.3984 | 0.82563 | 10 | 0.22405
58941 | 2.08 | 1 | 365 | 2.3796 | 0.76656 | 3 | 0.1462
58943 | 14.04 | 1 | 365 | 16.0625 | 0.17429 | 16 | 0.23683
58645 | 6.095 | 1 | 365 | 6.973 | 0.9674 | 7 | 0.94042
58945 | 10.66 | 1 | 365 | 12.1956 | 0.42863 | 12 | 0.62426
58649 | 10.4 | 1 | 365 | 11.8982 | 0.83281 | 12 | 0.73099
58946 | 4.68 | 1 | 365 | 5.3542 | 0.72476 | 6 | 0.078945
58650 | 5.2 | 1 | 365 | 5.9491 | 0.9164 | 6 | 0.86549
58948 | 8.06 | 1 | 365 | 9.2211 | 0.47042 | 9 | 0.69152
58691 | 8.25 | 1 | 365 | 9.4385 | 0.90583 | 10 | 0.34429
58692 | 8.215 | 1 | 365 | 9.3984 | 0.82563 | 10 | 0.22405
58694 | 6.625 | 1 | 365 | 7.5794 | 0.18196 | 7 | 0.76133
58695 | 7.685 | 1 | 365 | 8.7921 | 0.61107 | 9 | 0.40314
58696 | 3.08 | 1 | 365 | 3.5237 | 0.058177 | 3 | 0.58187
58697 | 3.64 | 1 | 365 | 4.1644 | 0.34148 | 4 | 0.50585
58698 | 10.07 | 1 | 365 | 11.5206 | 0.076573 | 11 | 0.59722
58735 | 7.95 | 1 | 365 | 9.0952 | 0.21835 | 9 | 0.31359
58738 | 6.76 | 1 | 365 | 7.7338 | 0.49132 | 8 | 0.22514
58740 | 2.8 | 1 | 365 | 3.2034 | 0.41652 | 3 | 0.61988
58741 | 5.72 | 1 | 365 | 6.544 | 0.10804 | 6 | 0.65204
58775 | 8.745 | 1 | 365 | 10.0048 | 0.040182 | 10 | 0.044952
58780 | 9.88 | 1 | 365 | 11.3033 | 0.64117 | 11 | 0.94444
58782 | 9.36 | 1 | 365 | 10.7084 | 0.44953 | 11 | 0.15789
58819 | 5.98 | 1 | 365 | 6.8415 | 0.70386 | 7 | 0.54532
58823 | 5.035 | 1 | 365 | 5.7603 | 0.53829 | 6 | 0.29861
58824 | 3.975 | 1 | 365 | 4.5476 | 0.10917 | 4 | 0.6568
58950 | 8.06 | 1 | 365 | 9.2211 | 0.47042 | 9 | 0.69152
58841 | 5.035 | 1 | 365 | 5.7603 | 0.53829 | 6 | 0.29861
58843 | 6.76 | 1 | 365 | 7.7338 | 0.49132 | 8 | 0.22514
58845 | 6.095 | 1 | 365 | 6.973 | 0.9674 | 7 | 0.94042
58846 | 3.36 | 1 | 365 | 3.844 | 0.69983 | 4 | 0.54386
58849 | 10.335 | 1 | 365 | 11.8238 | 0.68385 | 12 | 0.50767
58851 | 10.36 | 1 | 365 | 11.8524 | 0.74114 | 12 | 0.59356
58853 | 3.08 | 1 | 365 | 3.5237 | 0.058177 | 3 | 0.58187
58854 | 8.745 | 1 | 365 | 10.0048 | 0.040182 | 10 | 0.044952
58927 | 9.24 | 1 | 365 | 10.5711 | 0.17453 | 10 | 0.74561
58931 | 5.2 | 1 | 365 | 5.9491 | 0.9164 | 6 | 0.86549
58932 | 7.02 | 1 | 365 | 8.0313 | 0.087144 | 8 | 0.11842
58935 | 7.8 | 1 | 365 | 8.9236 | 0.8746 | 9 | 0.79824
58952 | 8.215 | 1 | 365 | 9.3984 | 0.82563 | 10 | 0.22405
59028 | 7.02 | 1 | 365 | 8.0313 | 0.087144 | 8 | 0.11842
59037 | 4.42 | 1 | 365 | 5.0567 | 0.12894 | 5 | 0.18567
58936 | 10.81 | 1 | 365 | 12.3672 | 0.77237 | 13 | 0.13961
59042 | 3.18 | 1 | 365 | 3.6381 | 0.28734 | 3 | 0.92544
58938 | 10.4 | 1 | 365 | 11.8982 | 0.83281 | 12 | 0.73099
59043 | 8.32 | 1 | 365 | 9.5185 | 0.066245 | 9 | 0.58479
58939 | 11.44 | 1 | 365 | 13.088 | 0.21609 | 13 | 0.30409
59036 | 6.095 | 1 | 365 | 6.973 | 0.9674 | 7 | 0.94042
59039 | 4.77 | 1 | 365 | 5.4571 | 0.93101 | 6 | 0.38816
59077 | 10.335 | 1 | 365 | 11.8238 | 0.68385 | 12 | 0.50767
59078 | 6.76 | 1 | 365 | 7.7338 | 0.49132 | 8 | 0.22514
59080 | 12.74 | 1 | 365 | 14.5753 | 0.19519 | 14 | 0.77046
59082 | 4.94 | 1 | 365 | 5.6516 | 0.32058 | 5 | 0.97222
59128 | 10.08 | 1 | 365 | 11.5321 | 0.099489 | 11 | 0.63157
59047 | 13.26 | 1 | 365 | 15.1702 | 0.38683 | 15 | 0.55701
59133 | 3.64 | 1 | 365 | 4.1644 | 0.34148 | 4 | 0.50585
59134 | 6.89 | 1 | 365 | 7.8825 | 0.78923 | 8 | 0.67178
59205 | 4.16 | 1 | 365 | 4.7593 | 0.53312 | 5 | 0.2924
59059 | 8.32 | 1 | 365 | 9.5185 | 0.066245 | 9 | 0.58479
59062 | 4.335 | 1 | 365 | 4.9595 | 0.93416 | 5 | 0.89364
59064 | 5.98 | 1 | 365 | 6.8415 | 0.70386 | 7 | 0.54532
59067 | 3.64 | 1 | 365 | 4.1644 | 0.34148 | 4 | 0.50585
59068 | 8.32 | 1 | 365 | 9.5185 | 0.066245 | 9 | 0.58479
59215 | 9.88 | 1 | 365 | 11.3033 | 0.64117 | 11 | 0.94444
59072 | 3.12 | 1 | 365 | 3.5695 | 0.14984 | 3 | 0.7193
59220 | 4.68 | 1 | 365 | 5.3542 | 0.72476 | 6 | 0.078945
59073 | 9.62 | 1 | 365 | 11.0058 | 0.045346 | 11 | 0.051165
59097 | 8.32 | 1 | 365 | 9.5185 | 0.066245 | 9 | 0.58479
59099 | 3.9 | 1 | 365 | 4.4618 | 0.9373 | 5 | 0.39912
59101 | 10.4 | 1 | 365 | 11.8982 | 0.83281 | 12 | 0.73099
59102 | 5.46 | 1 | 365 | 6.2465 | 0.51222 | 6 | 0.75877
59103 | 4.68 | 1 | 365 | 5.3542 | 0.72476 | 6 | 0.078945
59104 | 6.5 | 1 | 365 | 7.4364 | 0.8955 | 8 | 0.33187
59107 | 7.14 | 1 | 365 | 8.1686 | 0.36214 | 8 | 0.5307
59222 | 4.845 | 1 | 365 | 5.543 | 0.10288 | 5 | 0.64583
59112 | 3.9 | 1 | 365 | 4.4618 | 0.9373 | 5 | 0.39912
59280 | 5.865 | 1 | 365 | 6.7099 | 0.44033 | 7 | 0.15022
59283 | 3.9 | 1 | 365 | 4.4618 | 0.9373 | 5 | 0.39912
59340 | 7.54 | 1 | 365 | 8.6262 | 0.27878 | 8 | 0.90497
59343 | 4.68 | 1 | 365 | 5.3542 | 0.72476 | 6 | 0.078945
50257 | 6.75 | 1 | 365 | 7.7224 | 0.46841 | 8 | 0.19079
49527 | 5.415 | 1 | 365 | 6.1951 | 0.4091 | 6 | 0.60416
60165 | 10.8 | 1 | 365 | 12.3558 | 0.74945 | 13 | 0.10526
60177 | 3.3 | 1 | 365 | 3.7754 | 0.56233 | 4 | 0.33772
60238 | 8.745 | 1 | 365 | 10.0048 | 0.040182 | 10 | 0.044952
60248 | 10.45 | 1 | 365 | 11.9554 | 0.94739 | 12 | 0.90277
59345 | 3.9 | 1 | 365 | 4.4618 | 0.9373 | 5 | 0.39912
59114 | 5.1 | 1 | 365 | 5.8347 | 0.68724 | 6 | 0.52193
49884 | 7.14 | 1 | 365 | 8.1686 | 0.36214 | 8 | 0.5307
59093 | 3 | 1 | 365 | 3.4322 | 0.87485 | 4 | 0.30702
59351 | 12.74 | 1 | 365 | 14.5753 | 0.19519 | 14 | 0.77046
59354 | 7.28 | 1 | 365 | 8.3287 | 0.68296 | 9 | 0.011692
59979 | 4.845 | 1 | 365 | 5.543 | 0.10288 | 5 | 0.64583
60063 | 8.19 | 1 | 365 | 9.3698 | 0.76834 | 10 | 0.13815
60416 | 7.8 | 1 | 365 | 8.9236 | 0.8746 | 9 | 0.79824
59356 | 3.9 | 1 | 365 | 4.4618 | 0.9373 | 5 | 0.39912
47331 | 10.2 | 1 | 365 | 11.6694 | 0.37448 | 12 | 0.043854
60550 | 14.175 | 1 | 365 | 16.217 | 0.48366 | 16 | 0.70065
59359 | 9.62 | 1 | 365 | 11.0058 | 0.045346 | 11 | 0.051165
60603 | 11.73 | 1 | 365 | 13.4198 | 0.88066 | 14 | 0.30043
59361 | 3.445 | 1 | 365 | 3.9413 | 0.89462 | 4 | 0.83589
60615 | 5.5 | 1 | 365 | 6.2923 | 0.60389 | 6 | 0.8962
59362 | 4.335 | 1 | 365 | 4.9595 | 0.93416 | 5 | 0.89364
60719 | 12 | 1 | 365 | 13.7287 | 0.49939 | 14 | 0.22806
59365 | 7.14 | 1 | 365 | 8.1686 | 0.36214 | 8 | 0.5307
60723 | 10.5 | 1 | 365 | 12.0126 | 0.061968 | 12 | 0.074556
47311 | 5 | 1 | 365 | 5.7203 | 0.45808 | 6 | 0.17836
59372 | 6.89 | 1 | 365 | 7.8825 | 0.78923 | 8 | 0.67178
60791 | 7.425 | 1 | 365 | 8.4946 | 0.015249 | 8 | 0.50986
60805 | 12.24 | 1 | 365 | 14.0032 | 0.04938 | 14 | 0.052625
59377 | 13 | 1 | 365 | 14.8727 | 0.79101 | 15 | 0.66374
60929 | 8 | 1 | 365 | 9.1524 | 0.33293 | 9 | 0.48538
59384 | 7.8 | 1 | 365 | 8.9236 | 0.8746 | 9 | 0.79824
59388 | 7.155 | 1 | 365 | 8.1857 | 0.39651 | 8 | 0.58223
59413 | 2.12 | 1 | 365 | 2.4254 | 0.85823 | 3 | 0.28362
59115 | 3.12 | 1 | 365 | 3.5695 | 0.14984 | 3 | 0.7193
59419 | 5.2 | 1 | 365 | 5.9491 | 0.9164 | 6 | 0.86549
59415 | 6.5 | 1 | 365 | 7.4364 | 0.8955 | 8 | 0.33187
59420 | 8.16 | 1 | 365 | 9.3355 | 0.69959 | 10 | 0.035084
59431 | 10.92 | 1 | 365 | 12.4931 | 0.024447 | 12 | 0.51754
59446 | 5.355 | 1 | 365 | 6.1264 | 0.2716 | 6 | 0.39802
59453 | 5.355 | 1 | 365 | 6.1264 | 0.2716 | 6 | 0.39802
59119 | 5.72 | 1 | 365 | 6.544 | 0.10804 | 6 | 0.65204
59456 | 13.26 | 1 | 365 | 15.1702 | 0.38683 | 15 | 0.55701
59458 | 6.5 | 1 | 365 | 7.4364 | 0.8955 | 8 | 0.33187
59486 | 8.32 | 1 | 365 | 9.5185 | 0.066245 | 9 | 0.58479
59487 | 8.415 | 1 | 365 | 9.6272 | 0.28395 | 9 | 0.91118
60272 | 9.156 | 1 | 365 | 10.475 | 0.98204 | 11 | 0.45701
59488 | 3.64 | 1 | 365 | 4.1644 | 0.34148 | 4 | 0.50585
60273 | 2.7 | 1 | 365 | 3.089 | 0.18736 | 3 | 0.27631
59490 | 5.565 | 1 | 365 | 6.3667 | 0.75284 | 7 | 0.11951
60276 | 9.81 | 1 | 365 | 11.2232 | 0.48075 | 11 | 0.70394
60278 | 4.5 | 1 | 365 | 5.1483 | 0.31227 | 5 | 0.46052
59573 | 7.395 | 1 | 365 | 8.4603 | 0.9465 | 9 | 0.40679
60281 | 12.426 | 1 | 365 | 14.216 | 0.47562 | 14 | 0.69166
59571 | 2.04 | 1 | 365 | 2.3339 | 0.6749 | 3 | 0.0087709
48846 | 4.56 | 1 | 365 | 5.2169 | 0.44977 | 5 | 0.66666
59585 | 8.415 | 1 | 365 | 9.6272 | 0.28395 | 9 | 0.91118
60388 | 9.54 | 1 | 365 | 10.9143 | 0.86202 | 11 | 0.77631
59584 | 4.68 | 1 | 365 | 5.3542 | 0.72476 | 6 | 0.078945
60407 | 6.213 | 1 | 365 | 7.108 | 0.23781 | 7 | 0.34583
60408 | 8.502 | 1 | 365 | 9.7268 | 0.48332 | 10 | 0.21008
59588 | 5.61 | 1 | 365 | 6.4182 | 0.85597 | 7 | 0.27412
60401 | 4.8 | 1 | 365 | 5.4915 | 0.99976 | 6 | 0.49123
59590 | 4.16 | 1 | 365 | 4.7593 | 0.53312 | 5 | 0.2924
59580 | 11.22 | 1 | 365 | 12.8363 | 0.71193 | 13 | 0.54824
59593 | 10.4 | 1 | 365 | 11.8982 | 0.83281 | 12 | 0.73099
59597 | 7.28 | 1 | 365 | 8.3287 | 0.68296 | 9 | 0.011692
59599 | 10.455 | 1 | 365 | 11.9611 | 0.95885 | 12 | 0.91995
59601 | 2.55 | 1 | 365 | 2.9173 | 0.84362 | 3 | 0.76096
59605 | 11.7 | 1 | 365 | 13.3855 | 0.81191 | 14 | 0.19736
59615 | 10.14 | 1 | 365 | 11.6007 | 0.23699 | 11 | 0.83771
59624 | 6.885 | 1 | 365 | 7.8768 | 0.77778 | 8 | 0.6546
59705 | 5.2 | 1 | 365 | 5.9491 | 0.9164 | 6 | 0.86549
59708 | 14.04 | 1 | 365 | 16.0625 | 0.17429 | 16 | 0.23683
59712 | 10.66 | 1 | 365 | 12.1956 | 0.42863 | 12 | 0.62426
59715 | 5.98 | 1 | 365 | 6.8415 | 0.70386 | 7 | 0.54532
59716 | 8.84 | 1 | 365 | 10.1135 | 0.25789 | 10 | 0.37134
59718 | 12.96 | 1 | 365 | 14.827 | 0.69934 | 15 | 0.52631
59725 | 2.6 | 1 | 365 | 2.9745 | 0.9582 | 3 | 0.93275
59735 | 2.915 | 1 | 365 | 3.3349 | 0.68006 | 4 | 0.014984
59742 | 7.95 | 1 | 365 | 9.0952 | 0.21835 | 9 | 0.31359
59871 | 6.63 | 1 | 365 | 7.5851 | 0.19341 | 7 | 0.77851
59875 | 3.975 | 1 | 365 | 4.5476 | 0.10917 | 4 | 0.6568
59884 | 6.76 | 1 | 365 | 7.7338 | 0.49132 | 8 | 0.22514
59934 | 3.18 | 1 | 365 | 3.6381 | 0.28734 | 3 | 0.92544
59994 | 4.59 | 1 | 365 | 5.2512 | 0.51852 | 5 | 0.76973
59997 | 9.36 | 1 | 365 | 10.7084 | 0.44953 | 11 | 0.15789
60072 | 8.84 | 1 | 365 | 10.1135 | 0.25789 | 10 | 0.37134
41908 | 13.52 | 1 | 365 | 15.4676 | 0.98265 | 16 | 0.45029
54997 | 9.88 | 1 | 365 | 11.3033 | 0.64117 | 11 | 0.94444
47715 | 5.865 | 1 | 365 | 6.7099 | 0.44033 | 7 | 0.15022
56071 | 6.24 | 1 | 365 | 7.1389 | 0.29968 | 7 | 0.43859
60186 | 8.84 | 1 | 365 | 10.1135 | 0.25789 | 10 | 0.37134
34343 | 24.852 | 1 | 365 | 28.4321 | 0.95124 | 29 | 0.38332
60189 | 3.9 | 1 | 365 | 4.4618 | 0.9373 | 5 | 0.39912
60192 | 9.01 | 1 | 365 | 10.3079 | 0.64746 | 10 | 0.9554
45640 | 3.315 | 1 | 365 | 3.7925 | 0.59671 | 4 | 0.38925
37735 | 4.24 | 1 | 365 | 4.8508 | 0.71645 | 5 | 0.56725
39016 | 8.06 | 1 | 365 | 9.2211 | 0.47042 | 9 | 0.69152
59121 | 6.76 | 1 | 365 | 7.7338 | 0.49132 | 8 | 0.22514
50362 | 6.24 | 1 | 365 | 7.1389 | 0.29968 | 7 | 0.43859
59124 | 2.86 | 1 | 365 | 3.272 | 0.55402 | 3 | 0.82602
59192 | 9.75 | 1 | 365 | 11.1545 | 0.34326 | 11 | 0.4978
40009 | 9.72 | 1 | 365 | 11.1202 | 0.27451 | 11 | 0.39473
60262 | 8.06 | 1 | 365 | 9.2211 | 0.47042 | 9 | 0.69152
59120 | 6.24 | 1 | 365 | 7.1389 | 0.29968 | 7 | 0.43859
60340 | 2.915 | 1 | 365 | 3.3349 | 0.68006 | 4 | 0.014984
60342 | 5.46 | 1 | 365 | 6.2465 | 0.51222 | 6 | 0.75877
50031 | 6.48 | 1 | 365 | 7.4135 | 0.84967 | 8 | 0.26315
35657 | 1997.56 | 0.9 | 365 | 2056.7885 | 0.87641 | 2057 | 0.66486
50246 | 6.36 | 1 | 365 | 7.2762 | 0.57468 | 7 | 0.85087
50516 | 6.095 | 1 | 365 | 6.973 | 0.9674 | 7 | 0.94042
50255 | 10.6 | 1 | 365 | 12.127 | 0.29113 | 12 | 0.41812
50187 | 7.155 | 1 | 365 | 8.1857 | 0.39651 | 8 | 0.58223
26433 | 1187.63 | 1 | 365 | 1358.7152 | 0.59191 | 1359 | 0.30714
50035 | 8.215 | 1 | 365 | 9.3984 | 0.82563 | 10 | 0.22405
50083 | 10.6 | 1 | 365 | 12.127 | 0.29113 | 12 | 0.41812
50190 | 5.565 | 1 | 365 | 6.3667 | 0.75284 | 7 | 0.11951
50085 | 5.3 | 1 | 365 | 6.0635 | 0.14556 | 6 | 0.20906
59126 | 7.155 | 1 | 365 | 8.1857 | 0.39651 | 8 | 0.58223
50765 | 4.77 | 1 | 365 | 5.4571 | 0.93101 | 6 | 0.38816
59118 | 9.62 | 1 | 365 | 11.0058 | 0.045346 | 11 | 0.051165
59135 | 5.46 | 1 | 365 | 6.2465 | 0.51222 | 6 | 0.75877
59143 | 8.32 | 1 | 365 | 9.5185 | 0.066245 | 9 | 0.58479
59147 | 6.24 | 1 | 365 | 7.1389 | 0.29968 | 7 | 0.43859
59149 | 5.98 | 1 | 365 | 6.8415 | 0.70386 | 7 | 0.54532
59152 | 6.24 | 1 | 365 | 7.1389 | 0.29968 | 7 | 0.43859
59158 | 5.2 | 1 | 365 | 5.9491 | 0.9164 | 6 | 0.86549
59162 | 9.54 | 1 | 365 | 10.9143 | 0.86202 | 11 | 0.77631
59160 | 5.83 | 1 | 365 | 6.6698 | 0.36012 | 7 | 0.029968
59167 | 6.625 | 1 | 365 | 7.5794 | 0.18196 | 7 | 0.76133
59136 | 3.64 | 1 | 365 | 4.1644 | 0.34148 | 4 | 0.50585
59172 | 11.96 | 1 | 365 | 13.6829 | 0.40773 | 14 | 0.090637
59173 | 7.8 | 1 | 365 | 8.9236 | 0.8746 | 9 | 0.79824
59174 | 8.32 | 1 | 365 | 9.5185 | 0.066245 | 9 | 0.58479
59177 | 3.12 | 1 | 365 | 3.5695 | 0.14984 | 3 | 0.7193
59178 | 5.72 | 1 | 365 | 6.544 | 0.10804 | 6 | 0.65204
58859 | 8.67 | 1 | 365 | 9.919 | 0.86831 | 10 | 0.78728
58633 | 8.19 | 1 | 365 | 9.3698 | 0.76834 | 10 | 0.13815
58590 | 5.7 | 1 | 365 | 6.5211 | 0.062211 | 6 | 0.58333
58584 | 4.08 | 1 | 365 | 4.6677 | 0.34979 | 5 | 0.017542
58585 | 8.16 | 1 | 365 | 9.3355 | 0.69959 | 10 | 0.035084
57576 | 9.69 | 1 | 365 | 11.0859 | 0.20576 | 11 | 0.29166
57573 | 10.8 | 1 | 365 | 12.3558 | 0.74945 | 13 | 0.10526
57510 | 5.4 | 1 | 365 | 6.1779 | 0.37473 | 6 | 0.55263
57511 | 7.2 | 1 | 365 | 8.2372 | 0.49964 | 8 | 0.73684
56442 | 8.4 | 1 | 365 | 9.6101 | 0.24957 | 9 | 0.85964
56758 | 5.4 | 1 | 365 | 6.1779 | 0.37473 | 6 | 0.55263
56436 | 4.75 | 1 | 365 | 5.4343 | 0.88518 | 6 | 0.31944
56433 | 6.63 | 1 | 365 | 7.5851 | 0.19341 | 7 | 0.77851
56435 | 12 | 1 | 365 | 13.7287 | 0.49939 | 14 | 0.22806
56165 | 4.2 | 1 | 365 | 4.805 | 0.62479 | 5 | 0.42982
59019 | 11.118 | 1 | 365 | 12.7196 | 0.47819 | 13 | 0.1978
59260 | 9.36 | 1 | 365 | 10.7084 | 0.44953 | 11 | 0.15789
59262 | 4.16 | 1 | 365 | 4.7593 | 0.53312 | 5 | 0.2924
59263 | 6.24 | 1 | 365 | 7.1389 | 0.29968 | 7 | 0.43859
59264 | 6.5 | 1 | 365 | 7.4364 | 0.8955 | 8 | 0.33187
59265 | 10.4 | 1 | 365 | 11.8982 | 0.83281 | 12 | 0.73099
59266 | 3.18 | 1 | 365 | 3.6381 | 0.28734 | 3 | 0.92544
50389 | 4.77 | 1 | 365 | 5.4571 | 0.93101 | 6 | 0.38816
48374 | 4.94 | 1 | 365 | 5.6516 | 0.32058 | 5 | 0.97222
57262 | 6.76 | 1 | 365 | 7.7338 | 0.49132 | 8 | 0.22514
49543 | 11.655 | 1 | 365 | 13.334 | 0.70878 | 14 | 0.042757
37308 | 5.04 | 1 | 365 | 5.766 | 0.54974 | 6 | 0.31579
59111 | 7.848 | 1 | 365 | 8.9786 | 0.9846 | 9 | 0.96315
58062 | 10.695 | 1 | 365 | 12.2357 | 0.50883 | 12 | 0.74451
56179 | 2.943 | 1 | 365 | 3.367 | 0.74423 | 4 | 0.11118
60127 | 6.25 | 1 | 365 | 7.1504 | 0.3226 | 7 | 0.47295
60125 | 6.6 | 1 | 365 | 7.5508 | 0.12467 | 7 | 0.67544
59287 | 3.975 | 1 | 365 | 4.5476 | 0.10917 | 4 | 0.6568
59600 | 8.415 | 1 | 365 | 9.6272 | 0.28395 | 9 | 0.91118
60048 | 5.67 | 1 | 365 | 6.4868 | 0.99346 | 7 | 0.48026
60010 | 8.5 | 1 | 365 | 9.7245 | 0.47874 | 10 | 0.20321
59289 | 5.46 | 1 | 365 | 6.2465 | 0.51222 | 6 | 0.75877
59646 | 4.08 | 1 | 365 | 4.6677 | 0.34979 | 5 | 0.017542
59658 | 6 | 1 | 365 | 6.8643 | 0.7497 | 7 | 0.61403
59656 | 5.4 | 1 | 365 | 6.1779 | 0.37473 | 6 | 0.55263
59657 | 4.2 | 1 | 365 | 4.805 | 0.62479 | 5 | 0.42982
58860 | 5.4 | 1 | 365 | 6.1779 | 0.37473 | 6 | 0.55263
59324 | 9.54 | 1 | 365 | 10.9143 | 0.86202 | 11 | 0.77631
59508 | 6.36 | 1 | 365 | 7.2762 | 0.57468 | 7 | 0.85087
59328 | 5.2 | 1 | 365 | 5.9491 | 0.9164 | 6 | 0.86549
59371 | 10.08 | 1 | 365 | 11.5321 | 0.099489 | 11 | 0.63157
59628 | 6.625 | 1 | 365 | 7.5794 | 0.18196 | 7 | 0.76133
59637 | 3.825 | 1 | 365 | 4.376 | 0.76543 | 5 | 0.14145
59376 | 4.24 | 1 | 365 | 4.8508 | 0.71645 | 5 | 0.56725
59380 | 4.48 | 1 | 365 | 5.1254 | 0.26644 | 5 | 0.39181
59661 | 12 | 1 | 365 | 13.7287 | 0.49939 | 14 | 0.22806
59663 | 12.19 | 1 | 365 | 13.946 | 0.9348 | 14 | 0.88084
59660 | 8.1 | 1 | 365 | 9.2669 | 0.56209 | 9 | 0.82894
59666 | 8.745 | 1 | 365 | 10.0048 | 0.040182 | 10 | 0.044952
59665 | 5.7 | 1 | 365 | 6.5211 | 0.062211 | 6 | 0.58333
59668 | 5.4 | 1 | 365 | 6.1779 | 0.37473 | 6 | 0.55263
59383 | 7 | 1 | 365 | 8.0084 | 0.041312 | 8 | 0.049704
39085 | 9.9 | 1 | 365 | 11.3262 | 0.687 | 12 | 0.013153
51131 | 5.035 | 1 | 365 | 5.7603 | 0.53829 | 6 | 0.29861
59385 | 4.42 | 1 | 365 | 5.0567 | 0.12894 | 5 | 0.18567
50920 | 4.24 | 1 | 365 | 4.8508 | 0.71645 | 5 | 0.56725
50914 | 8.48 | 1 | 365 | 9.7016 | 0.4329 | 10 | 0.1345
51183 | 10.6 | 1 | 365 | 12.127 | 0.29113 | 12 | 0.41812
59386 | 4.68 | 1 | 365 | 5.3542 | 0.72476 | 6 | 0.078945
51241 | 4.24 | 1 | 365 | 4.8508 | 0.71645 | 5 | 0.56725
59387 | 3.71 | 1 | 365 | 4.2444 | 0.5019 | 4 | 0.74634
49265 | 5.61 | 1 | 365 | 6.4182 | 0.85597 | 7 | 0.27412
49276 | 5.61 | 1 | 365 | 6.4182 | 0.85597 | 7 | 0.27412
59389 | 6.76 | 1 | 365 | 7.7338 | 0.49132 | 8 | 0.22514
49290 | 11.475 | 1 | 365 | 13.128 | 0.29629 | 13 | 0.42434
59391 | 9.62 | 1 | 365 | 11.0058 | 0.045346 | 11 | 0.051165
49280 | 12.25 | 1 | 365 | 14.0147 | 0.072296 | 14 | 0.086982
49298 | 9.69 | 1 | 365 | 11.0859 | 0.20576 | 11 | 0.29166
49467 | 7.42 | 1 | 365 | 8.4889 | 0.0037907 | 8 | 0.49269
49315 | 11.22 | 1 | 365 | 12.8363 | 0.71193 | 13 | 0.54824
48700 | 5.98 | 1 | 365 | 6.8415 | 0.70386 | 7 | 0.54532
48698 | 6.2 | 1 | 365 | 7.0931 | 0.20802 | 7 | 0.30117
48711 | 6.5 | 1 | 365 | 7.4364 | 0.8955 | 8 | 0.33187
48734 | 9.75 | 1 | 365 | 11.1545 | 0.34326 | 11 | 0.4978
49135 | 3.71 | 1 | 365 | 4.2444 | 0.5019 | 4 | 0.74634
42451 | 5.98 | 1 | 365 | 6.8415 | 0.70386 | 7 | 0.54532
49443 | 3.71 | 1 | 365 | 4.2444 | 0.5019 | 4 | 0.74634
59692 | 6.095 | 1 | 365 | 6.973 | 0.9674 | 7 | 0.94042
48058 | 4.77 | 1 | 365 | 5.4571 | 0.93101 | 6 | 0.38816
48416 | 3.3 | 1 | 365 | 3.7754 | 0.56233 | 4 | 0.33772
57547 | 5.3 | 1 | 365 | 6.0635 | 0.14556 | 6 | 0.20906
37606 | 4.94 | 1 | 365 | 5.6516 | 0.32058 | 5 | 0.97222
59794 | 4.68 | 1 | 365 | 5.3542 | 0.72476 | 6 | 0.078945
59795 | 7.54 | 1 | 365 | 8.6262 | 0.27878 | 8 | 0.90497
59859 | 6.6 | 1 | 365 | 7.5508 | 0.12467 | 7 | 0.67544
59891 | 8.84 | 1 | 365 | 10.1135 | 0.25789 | 10 | 0.37134
59928 | 7.65 | 1 | 365 | 8.752 | 0.53086 | 9 | 0.28289
52326 | 8.48 | 1 | 365 | 9.7016 | 0.4329 | 10 | 0.1345
56040 | 7.245 | 1 | 365 | 8.2887 | 0.60276 | 8 | 0.89144
59935 | 2.86 | 1 | 365 | 3.272 | 0.55402 | 3 | 0.82602
59938 | 9.62 | 1 | 365 | 11.0058 | 0.045346 | 11 | 0.051165
59939 | 3.99 | 1 | 365 | 4.5648 | 0.14355 | 4 | 0.70833
59941 | 5.46 | 1 | 365 | 6.2465 | 0.51222 | 6 | 0.75877
59942 | 12.48 | 1 | 365 | 14.2778 | 0.59937 | 14 | 0.87719
59944 | 4.94 | 1 | 365 | 5.6516 | 0.32058 | 5 | 0.97222
59946 | 7.02 | 1 | 365 | 8.0313 | 0.087144 | 8 | 0.11842
59948 | 7.28 | 1 | 365 | 8.3287 | 0.68296 | 9 | 0.011692
59999 | 7.28 | 1 | 365 | 8.3287 | 0.68296 | 9 | 0.011692
60001 | 5.46 | 1 | 365 | 6.2465 | 0.51222 | 6 | 0.75877
60070 | 4.68 | 1 | 365 | 5.3542 | 0.72476 | 6 | 0.078945
60071 | 11.7 | 1 | 365 | 13.3855 | 0.81191 | 14 | 0.19736
60074 | 10.92 | 1 | 365 | 12.4931 | 0.024447 | 12 | 0.51754
60076 | 4.94 | 1 | 365 | 5.6516 | 0.32058 | 5 | 0.97222
60080 | 9.62 | 1 | 365 | 11.0058 | 0.045346 | 11 | 0.051165
60082 | 15.34 | 1 | 365 | 17.5498 | 0.15339 | 17 | 0.70321
60104 | 5.51 | 1 | 365 | 6.3037 | 0.6268 | 6 | 0.93055
60106 | 5.4 | 1 | 365 | 6.1779 | 0.37473 | 6 | 0.55263
60107 | 9.62 | 1 | 365 | 11.0058 | 0.045346 | 11 | 0.051165
60111 | 13.26 | 1 | 365 | 15.1702 | 0.38683 | 15 | 0.55701
60113 | 5.2 | 1 | 365 | 5.9491 | 0.9164 | 6 | 0.86549
60116 | 7.8 | 1 | 365 | 8.9236 | 0.8746 | 9 | 0.79824
60118 | 5.98 | 1 | 365 | 6.8415 | 0.70386 | 7 | 0.54532
60119 | 7.8 | 1 | 365 | 8.9236 | 0.8746 | 9 | 0.79824
60120 | 9.62 | 1 | 365 | 11.0058 | 0.045346 | 11 | 0.051165
60204 | 7.54 | 1 | 365 | 8.6262 | 0.27878 | 8 | 0.90497
60206 | 10.14 | 1 | 365 | 11.6007 | 0.23699 | 11 | 0.83771
60207 | 4.42 | 1 | 365 | 5.0567 | 0.12894 | 5 | 0.18567
60209 | 4.93 | 1 | 365 | 5.6402 | 0.29767 | 5 | 0.93786
60216 | 4.86 | 1 | 365 | 5.5601 | 0.13725 | 5 | 0.69737
60227 | 9.36 | 1 | 365 | 10.7084 | 0.44953 | 11 | 0.15789
60228 | 10.92 | 1 | 365 | 12.4931 | 0.024447 | 12 | 0.51754
60229 | 11.44 | 1 | 365 | 13.088 | 0.21609 | 13 | 0.30409
60232 | 9.36 | 1 | 365 | 10.7084 | 0.44953 | 11 | 0.15789
60233 | 8.32 | 1 | 365 | 9.5185 | 0.066245 | 9 | 0.58479
60234 | 5.72 | 1 | 365 | 6.544 | 0.10804 | 6 | 0.65204
60235 | 7.83 | 1 | 365 | 8.958 | 0.94335 | 9 | 0.90131
60242 | 7.54 | 1 | 365 | 8.6262 | 0.27878 | 8 | 0.90497
60243 | 6.24 | 1 | 365 | 7.1389 | 0.29968 | 7 | 0.43859
60249 | 4.05 | 1 | 365 | 4.6334 | 0.28104 | 4 | 0.91447
60250 | 8.84 | 1 | 365 | 10.1135 | 0.25789 | 10 | 0.37134
60231 | 3.38 | 1 | 365 | 3.8669 | 0.74566 | 4 | 0.61257
60253 | 5.72 | 1 | 365 | 6.544 | 0.10804 | 6 | 0.65204
60255 | 13.26 | 1 | 365 | 15.1702 | 0.38683 | 15 | 0.55701
60256 | 4.68 | 1 | 365 | 5.3542 | 0.72476 | 6 | 0.078945
60025 | 2.1 | 1 | 365 | 2.4025 | 0.81239 | 3 | 0.21491
60174 | 12.19 | 1 | 365 | 13.946 | 0.9348 | 14 | 0.88084
60179 | 4.8 | 1 | 365 | 5.4915 | 0.99976 | 6 | 0.49123
60900 | 9.01 | 1 | 365 | 10.3079 | 0.64746 | 10 | 0.9554
59244 | 3 | 1 | 365 | 3.4322 | 0.87485 | 4 | 0.30702
61128 | 3.3 | 1 | 365 | 3.7754 | 0.56233 | 4 | 0.33772
56280 | 5.232 | 1 | 365 | 5.9857 | 0.98973 | 6 | 0.97544
56887 | 5.565 | 1 | 365 | 6.3667 | 0.75284 | 7 | 0.11951
56774 | 5.04 | 1 | 365 | 5.766 | 0.54974 | 6 | 0.31579
57795 | 7.245 | 1 | 365 | 8.2887 | 0.60276 | 8 | 0.89144
58066 | 7.194 | 1 | 365 | 8.2303 | 0.48589 | 8 | 0.71622
59337 | 11.6 | 1 | 365 | 13.271 | 0.58275 | 13 | 0.8538
59476 | 4.675 | 1 | 365 | 5.3485 | 0.7133 | 6 | 0.061767
45698 | 8.175 | 1 | 365 | 9.3527 | 0.73396 | 10 | 0.086619
58804 | 6.9 | 1 | 365 | 7.894 | 0.81215 | 8 | 0.70614
55945 | 8.1 | 1 | 365 | 9.2669 | 0.56209 | 9 | 0.82894
59980 | 13.05 | 1 | 365 | 14.9299 | 0.90559 | 15 | 0.83552
57310 | 3.9 | 1 | 365 | 4.4618 | 0.9373 | 5 | 0.39912
56591 | 4.2 | 1 | 365 | 4.805 | 0.62479 | 5 | 0.42982
56495 | 9.36 | 1 | 365 | 10.7084 | 0.44953 | 11 | 0.15789
56768 | 11.44 | 1 | 365 | 13.088 | 0.21609 | 13 | 0.30409
52380 | 5.98 | 1 | 365 | 6.8415 | 0.70386 | 7 | 0.54532
42128 | 10.4 | 1 | 365 | 11.8982 | 0.83281 | 12 | 0.73099
40353 | 3.64 | 1 | 365 | 4.1644 | 0.34148 | 4 | 0.50585
56106 | 8.32 | 1 | 365 | 9.5185 | 0.066245 | 9 | 0.58479
60257 | 8.84 | 1 | 365 | 10.1135 | 0.25789 | 10 | 0.37134
60258 | 10.92 | 1 | 365 | 12.4931 | 0.024447 | 12 | 0.51754
60259 | 5.98 | 1 | 365 | 6.8415 | 0.70386 | 7 | 0.54532
60260 | 13.26 | 1 | 365 | 15.1702 | 0.38683 | 15 | 0.55701
56162 | 2.55 | 1 | 365 | 2.9173 | 0.84362 | 3 | 0.76096
56199 | 8.415 | 1 | 365 | 9.6272 | 0.28395 | 9 | 0.91118
60728 | 8.32 | 1 | 365 | 9.5185 | 0.066245 | 9 | 0.58479
61021 | 11.18 | 1 | 365 | 12.7905 | 0.62027 | 13 | 0.41081
61099 | 9.88 | 1 | 365 | 11.3033 | 0.64117 | 11 | 0.94444
61105 | 5.3 | 1 | 365 | 6.0635 | 0.14556 | 6 | 0.20906
56373 | 7.905 | 1 | 365 | 9.0438 | 0.11522 | 9 | 0.15899
56428 | 6.625 | 1 | 365 | 7.5794 | 0.18196 | 7 | 0.76133
56868 | 8.16 | 1 | 365 | 9.3355 | 0.69959 | 10 | 0.035084
56937 | 7.65 | 1 | 365 | 8.752 | 0.53086 | 9 | 0.28289
57061 | 4.59 | 1 | 365 | 5.2512 | 0.51852 | 5 | 0.76973
57481 | 14.025 | 1 | 365 | 16.0454 | 0.13991 | 16 | 0.1853
57577 | 5.61 | 1 | 365 | 6.4182 | 0.85597 | 7 | 0.27412
57584 | 4.845 | 1 | 365 | 5.543 | 0.10288 | 5 | 0.64583
57597 | 7.54 | 1 | 365 | 8.6262 | 0.27878 | 8 | 0.90497
57603 | 4.16 | 1 | 365 | 4.7593 | 0.53312 | 5 | 0.2924
57724 | 7.905 | 1 | 365 | 9.0438 | 0.11522 | 9 | 0.15899
58102 | 5.565 | 1 | 365 | 6.3667 | 0.75284 | 7 | 0.11951
57834 | 2.6 | 1 | 365 | 2.9745 | 0.9582 | 3 | 0.93275
57867 | 2.6 | 1 | 365 | 2.9745 | 0.9582 | 3 | 0.93275
57911 | 10.8 | 1 | 365 | 12.3558 | 0.74945 | 13 | 0.10526
58495 | 6.76 | 1 | 365 | 7.7338 | 0.49132 | 8 | 0.22514
57918 | 3.64 | 1 | 365 | 4.1644 | 0.34148 | 4 | 0.50585
48559 | 8.67 | 1 | 365 | 9.919 | 0.86831 | 10 | 0.78728
58618 | 3.06 | 1 | 365 | 3.5008 | 0.012345 | 3 | 0.51316
58651 | 9.62 | 1 | 365 | 11.0058 | 0.045346 | 11 | 0.051165
58723 | 3.64 | 1 | 365 | 4.1644 | 0.34148 | 4 | 0.50585
38867 | 3.9 | 1 | 365 | 4.4618 | 0.9373 | 5 | 0.39912
37847 | 3.12 | 1 | 365 | 3.5695 | 0.14984 | 3 | 0.7193
50398 | 12.75 | 1 | 365 | 14.5867 | 0.2181 | 14 | 0.80482
39570 | 2.86 | 1 | 365 | 3.272 | 0.55402 | 3 | 0.82602
39506 | 5.94 | 1 | 365 | 6.7957 | 0.6122 | 7 | 0.40789
39311 | 7.8 | 1 | 365 | 8.9236 | 0.8746 | 9 | 0.79824
40488 | 2.55 | 1 | 365 | 2.9173 | 0.84362 | 3 | 0.76096
42095 | 11.985 | 1 | 365 | 13.7115 | 0.46502 | 14 | 0.17653
41672 | 9.36 | 1 | 365 | 10.7084 | 0.44953 | 11 | 0.15789
46637 | 4.42 | 1 | 365 | 5.0567 | 0.12894 | 5 | 0.18567
43177 | 9.88 | 1 | 365 | 11.3033 | 0.64117 | 11 | 0.94444
39929 | 4.16 | 1 | 365 | 4.7593 | 0.53312 | 5 | 0.2924
50582 | 4.68 | 1 | 365 | 5.3542 | 0.72476 | 6 | 0.078945
56888 | 6.24 | 1 | 365 | 7.1389 | 0.29968 | 7 | 0.43859
56529 | 6.76 | 1 | 365 | 7.7338 | 0.49132 | 8 | 0.22514
39906 | 3.12 | 1 | 365 | 3.5695 | 0.14984 | 3 | 0.7193
56228 | 6.09 | 1 | 365 | 6.9673 | 0.95594 | 7 | 0.92324
56400 | 7.83 | 1 | 365 | 8.958 | 0.94335 | 9 | 0.90131
56445 | 5 | 1 | 365 | 5.7203 | 0.45808 | 6 | 0.17836
58436 | 5.415 | 1 | 365 | 6.1951 | 0.4091 | 6 | 0.60416
41181 | 5.46 | 1 | 365 | 6.2465 | 0.51222 | 6 | 0.75877
55866 | 5.1 | 1 | 365 | 5.8347 | 0.68724 | 6 | 0.52193
49415 | 5.3 | 1 | 365 | 6.0635 | 0.14556 | 6 | 0.20906
60327 | 6.24 | 1 | 365 | 7.1389 | 0.29968 | 7 | 0.43859
60338 | 5.8 | 1 | 365 | 6.6355 | 0.29137 | 6 | 0.9269
60371 | 4.42 | 1 | 365 | 5.0567 | 0.12894 | 5 | 0.18567
49838 | 16.2 | 1 | 365 | 18.5337 | 0.12418 | 18 | 0.65789
60529 | 11.2 | 1 | 365 | 12.8134 | 0.6661 | 13 | 0.47953
60567 | 7.8 | 1 | 365 | 8.9236 | 0.8746 | 9 | 0.79824
57848 | 11.02 | 1 | 365 | 12.6075 | 0.25361 | 12 | 0.86111
57997 | 8.48 | 1 | 365 | 9.7016 | 0.4329 | 10 | 0.1345
58218 | 10.14 | 1 | 365 | 11.6007 | 0.23699 | 11 | 0.83771
58595 | 6.89 | 1 | 365 | 7.8825 | 0.78923 | 8 | 0.67178
40333 | 4.68 | 1 | 365 | 5.3542 | 0.72476 | 6 | 0.078945
38905 | 9.88 | 1 | 365 | 11.3033 | 0.64117 | 11 | 0.94444
38780 | 9.88 | 1 | 365 | 11.3033 | 0.64117 | 11 | 0.94444
50063 | 5.559 | 1 | 365 | 6.3598 | 0.73909 | 7 | 0.098901
37981 | 12.16 | 1 | 365 | 13.9117 | 0.86605 | 14 | 0.77777
46748 | 9.54 | 1 | 365 | 10.9143 | 0.86202 | 11 | 0.77631
38555 | 10.25 | 1 | 365 | 11.7266 | 0.48906 | 12 | 0.21564
45110 | 6.16 | 1 | 365 | 7.0474 | 0.11635 | 7 | 0.16374
45675 | 7.245 | 1 | 365 | 8.2887 | 0.60276 | 8 | 0.89144
42489 | 4.76 | 1 | 365 | 5.4457 | 0.90809 | 6 | 0.3538
41816 | 4.68 | 1 | 365 | 5.3542 | 0.72476 | 6 | 0.078945
49791 | 12.16 | 1 | 365 | 13.9117 | 0.86605 | 14 | 0.77777
45253 | 8.1 | 1 | 365 | 9.2669 | 0.56209 | 9 | 0.82894
45688 | 10.14 | 1 | 365 | 11.6007 | 0.23699 | 11 | 0.83771
59353 | 7.2 | 1 | 365 | 8.2372 | 0.49964 | 8 | 0.73684
58753 | 9 | 1 | 365 | 10.2965 | 0.62454 | 10 | 0.92105
58885 | 21.6 | 1 | 365 | 24.7116 | 0.49891 | 25 | 0.21052
57924 | 4.08 | 1 | 365 | 4.6677 | 0.34979 | 5 | 0.017542
55246 | 6 | 1 | 365 | 6.8643 | 0.7497 | 7 | 0.61403
57458 | 5.72 | 1 | 365 | 6.544 | 0.10804 | 6 | 0.65204
58293 | 9.36 | 1 | 365 | 10.7084 | 0.44953 | 11 | 0.15789
58300 | 20.8 | 1 | 365 | 23.7964 | 0.66561 | 24 | 0.46198
58313 | 7.56 | 1 | 365 | 8.6491 | 0.32462 | 8 | 0.97368
58403 | 7.28 | 1 | 365 | 8.3287 | 0.68296 | 9 | 0.011692
58993 | 5.2 | 1 | 365 | 5.9491 | 0.9164 | 6 | 0.86549
58976 | 2.86 | 1 | 365 | 3.272 | 0.55402 | 3 | 0.82602
59035 | 7.28 | 1 | 365 | 8.3287 | 0.68296 | 9 | 0.011692
59038 | 5.94 | 1 | 365 | 6.7957 | 0.6122 | 7 | 0.40789
55993 | 5.2 | 1 | 365 | 5.9491 | 0.9164 | 6 | 0.86549
55832 | 4.94 | 1 | 365 | 5.6516 | 0.32058 | 5 | 0.97222
44110 | 10.25 | 1 | 365 | 11.7266 | 0.48906 | 12 | 0.21564
43800 | 11.475 | 1 | 365 | 13.128 | 0.29629 | 13 | 0.42434
44123 | 11.475 | 1 | 365 | 13.128 | 0.29629 | 13 | 0.42434
51212 | 10.25 | 1 | 365 | 11.7266 | 0.48906 | 12 | 0.21564
46302 | 11 | 1 | 365 | 12.5846 | 0.20778 | 12 | 0.79239
44441 | 10.965 | 1 | 365 | 12.5446 | 0.12757 | 12 | 0.67214
50197 | 10.75 | 1 | 365 | 12.2986 | 0.63487 | 12 | 0.93347
38413 | 10.455 | 1 | 365 | 11.9611 | 0.95885 | 12 | 0.91995
38580 | 11.475 | 1 | 365 | 13.128 | 0.29629 | 13 | 0.42434
50543 | 11.25 | 1 | 365 | 12.8706 | 0.78068 | 13 | 0.65131
38534 | 11.475 | 1 | 365 | 13.128 | 0.29629 | 13 | 0.42434
50091 | 10.965 | 1 | 365 | 12.5446 | 0.12757 | 12 | 0.67214
45230 | 10.75 | 1 | 365 | 12.2986 | 0.63487 | 12 | 0.93347
54315 | 10.71 | 1 | 365 | 12.2528 | 0.54321 | 12 | 0.79605
50198 | 11.475 | 1 | 365 | 13.128 | 0.29629 | 13 | 0.42434
44362 | 3.64 | 1 | 365 | 4.1644 | 0.34148 | 4 | 0.50585
49400 | 7.56 | 1 | 365 | 8.6491 | 0.32462 | 8 | 0.97368
37510 | 24.852 | 1 | 365 | 28.4321 | 0.95124 | 29 | 0.38332
43850 | 13.34 | 1 | 365 | 15.2617 | 0.57016 | 15 | 0.83186
59978 | 6.38 | 1 | 365 | 7.2991 | 0.62051 | 7 | 0.91959
29901 | 20.52 | 1 | 365 | 23.476 | 0.02396 | 23 | 0.49999
49826 | 5.2 | 1 | 365 | 5.9491 | 0.9164 | 6 | 0.86549
50117 | 6.38 | 1 | 365 | 7.2991 | 0.62051 | 7 | 0.91959
45062 | 7.035 | 1 | 365 | 8.0484 | 0.12152 | 8 | 0.16995
45047 | 9.18 | 1 | 365 | 10.5024 | 0.037035 | 10 | 0.53947
57693 | 9.66 | 1 | 365 | 11.0516 | 0.13701 | 11 | 0.18859
59738 | 6.5 | 1 | 365 | 7.4364 | 0.8955 | 8 | 0.33187
53878 | 10.6 | 1 | 365 | 12.127 | 0.29113 | 12 | 0.41812
48799 | 13.515 | 1 | 365 | 15.4619 | 0.97119 | 16 | 0.43311
55569 | 9.54 | 1 | 365 | 10.9143 | 0.86202 | 11 | 0.77631
55680 | 8.745 | 1 | 365 | 10.0048 | 0.040182 | 10 | 0.044952
55684 | 9.805 | 1 | 365 | 11.2175 | 0.46929 | 11 | 0.68676
55787 | 8.745 | 1 | 365 | 10.0048 | 0.040182 | 10 | 0.044952
45130 | 9.805 | 1 | 365 | 11.2175 | 0.46929 | 11 | 0.68676
44478 | 11.66 | 1 | 365 | 13.3397 | 0.72024 | 14 | 0.059936
44489 | 6.625 | 1 | 365 | 7.5794 | 0.18196 | 7 | 0.76133
47376 | 10.335 | 1 | 365 | 11.8238 | 0.68385 | 12 | 0.50767
48480 | 10.6 | 1 | 365 | 12.127 | 0.29113 | 12 | 0.41812
56114 | 7.42 | 1 | 365 | 8.4889 | 0.0037907 | 8 | 0.49269
56333 | 9.01 | 1 | 365 | 10.3079 | 0.64746 | 10 | 0.9554
56337 | 9.54 | 1 | 365 | 10.9143 | 0.86202 | 11 | 0.77631
56341 | 9.805 | 1 | 365 | 11.2175 | 0.46929 | 11 | 0.68676
56890 | 8.48 | 1 | 365 | 9.7016 | 0.4329 | 10 | 0.1345
57008 | 9.54 | 1 | 365 | 10.9143 | 0.86202 | 11 | 0.77631
57073 | 8.745 | 1 | 365 | 10.0048 | 0.040182 | 10 | 0.044952
57222 | 9.805 | 1 | 365 | 11.2175 | 0.46929 | 11 | 0.68676
57226 | 9.01 | 1 | 365 | 10.3079 | 0.64746 | 10 | 0.9554
57232 | 6.625 | 1 | 365 | 7.5794 | 0.18196 | 7 | 0.76133
57292 | 8.745 | 1 | 365 | 10.0048 | 0.040182 | 10 | 0.044952
57304 | 8.48 | 1 | 365 | 9.7016 | 0.4329 | 10 | 0.1345
57570 | 7.685 | 1 | 365 | 8.7921 | 0.61107 | 9 | 0.40314
57739 | 10.6 | 1 | 365 | 12.127 | 0.29113 | 12 | 0.41812
57995 | 7.42 | 1 | 365 | 8.4889 | 0.0037907 | 8 | 0.49269
58094 | 11 | 1 | 365 | 12.5846 | 0.20778 | 12 | 0.79239
58161 | 9.805 | 1 | 365 | 11.2175 | 0.46929 | 11 | 0.68676
58199 | 8.48 | 1 | 365 | 9.7016 | 0.4329 | 10 | 0.1345
58205 | 10.6 | 1 | 365 | 12.127 | 0.29113 | 12 | 0.41812
58377 | 10.6 | 1 | 365 | 12.127 | 0.29113 | 12 | 0.41812
58453 | 5.3 | 1 | 365 | 6.0635 | 0.14556 | 6 | 0.20906
58743 | 5.32 | 1 | 365 | 6.0864 | 0.1914 | 6 | 0.27778
58777 | 9.01 | 1 | 365 | 10.3079 | 0.64746 | 10 | 0.9554
58778 | 10.6 | 1 | 365 | 12.127 | 0.29113 | 12 | 0.41812
58826 | 9.8 | 1 | 365 | 11.2117 | 0.45784 | 11 | 0.66959
58828 | 5.88 | 1 | 365 | 6.727 | 0.4747 | 7 | 0.20175
58852 | 8.745 | 1 | 365 | 10.0048 | 0.040182 | 10 | 0.044952
58924 | 6.625 | 1 | 365 | 7.5794 | 0.18196 | 7 | 0.76133
58925 | 10.6 | 1 | 365 | 12.127 | 0.29113 | 12 | 0.41812
58929 | 10.92 | 1 | 365 | 12.4931 | 0.024447 | 12 | 0.51754
59138 | 9.54 | 1 | 365 | 10.9143 | 0.86202 | 11 | 0.77631
59246 | 9.54 | 1 | 365 | 10.9143 | 0.86202 | 11 | 0.77631
56579 | 6.625 | 1 | 365 | 7.5794 | 0.18196 | 7 | 0.76133
42735 | 11.825 | 1 | 365 | 13.5285 | 0.098359 | 13 | 0.62682
48742 | 11.22 | 1 | 365 | 12.8363 | 0.71193 | 13 | 0.54824
56044 | 9.36 | 1 | 365 | 10.7084 | 0.44953 | 11 | 0.15789
56046 | 12.48 | 1 | 365 | 14.2778 | 0.59937 | 14 | 0.87719
56047 | 5.98 | 1 | 365 | 6.8415 | 0.70386 | 7 | 0.54532
58459 | 16.38 | 1 | 365 | 18.7396 | 0.53667 | 19 | 0.27631
48786 | 12.48 | 1 | 365 | 14.2778 | 0.59937 | 14 | 0.87719
56565 | 6.24 | 1 | 365 | 7.1389 | 0.29968 | 7 | 0.43859
58572 | 2.68 | 1 | 365 | 3.0661 | 0.14153 | 3 | 0.2076
48019 | 2.915 | 1 | 365 | 3.3349 | 0.68006 | 4 | 0.014984
56307 | 3.18 | 1 | 365 | 3.6381 | 0.28734 | 3 | 0.92544
38282 | 5.67 | 1 | 365 | 6.4868 | 0.99346 | 7 | 0.48026
46148 | 12.6 | 1 | 365 | 14.4151 | 0.87436 | 15 | 0.28947
46228 | 5.7 | 1 | 365 | 6.5211 | 0.062211 | 6 | 0.58333
36806 | 6 | 1 | 365 | 6.8643 | 0.7497 | 7 | 0.61403
48026 | 6 | 1 | 365 | 6.8643 | 0.7497 | 7 | 0.61403
45023 | 10.25 | 1 | 365 | 11.7266 | 0.48906 | 12 | 0.21564
45012 | 7.14 | 1 | 365 | 8.1686 | 0.36214 | 8 | 0.5307
58372 | 7.15 | 1 | 365 | 8.18 | 0.38505 | 8 | 0.56505
58541 | 5.72 | 1 | 365 | 6.544 | 0.10804 | 6 | 0.65204
58542 | 4.42 | 1 | 365 | 5.0567 | 0.12894 | 5 | 0.18567
58543 | 2.86 | 1 | 365 | 3.272 | 0.55402 | 3 | 0.82602
58544 | 11.18 | 1 | 365 | 12.7905 | 0.62027 | 13 | 0.41081
58820 | 3.78 | 1 | 365 | 4.3245 | 0.66231 | 4 | 0.98684
59033 | 10.6 | 1 | 365 | 12.127 | 0.29113 | 12 | 0.41812
56639 | 4.5 | 1 | 365 | 5.1483 | 0.31227 | 5 | 0.46052
53820 | 5.72 | 1 | 365 | 6.544 | 0.10804 | 6 | 0.65204
27545 | 8.16 | 1 | 365 | 9.3355 | 0.69959 | 10 | 0.035084
58247 | 5.25 | 1 | 365 | 6.0063 | 0.030984 | 6 | 0.037278
58628 | 5.1 | 1 | 365 | 5.8347 | 0.68724 | 6 | 0.52193
43625 | 5.13 | 1 | 365 | 5.869 | 0.75599 | 6 | 0.625
47543 | 6.25 | 1 | 365 | 7.1504 | 0.3226 | 7 | 0.47295
59729 | 2.12 | 1 | 365 | 2.4254 | 0.85823 | 3 | 0.28362
38575 | 11.5 | 1 | 365 | 13.1566 | 0.35358 | 13 | 0.51023
41987 | 11.5 | 1 | 365 | 13.1566 | 0.35358 | 13 | 0.51023
54147 | 11.75 | 1 | 365 | 13.4427 | 0.92649 | 14 | 0.36915
54060 | 12.5 | 1 | 365 | 14.3007 | 0.6452 | 14 | 0.9459
51211 | 11.475 | 1 | 365 | 13.128 | 0.29629 | 13 | 0.42434
49381 | 10.75 | 1 | 365 | 12.2986 | 0.63487 | 12 | 0.93347
58787 | 4.335 | 1 | 365 | 4.9595 | 0.93416 | 5 | 0.89364
60275 | 8.58 | 1 | 365 | 9.816 | 0.66207 | 10 | 0.47807
60254 | 13.26 | 1 | 365 | 15.1702 | 0.38683 | 15 | 0.55701
45974 | 10.14 | 1 | 365 | 11.6007 | 0.23699 | 11 | 0.83771
60362 | 4.68 | 1 | 365 | 5.3542 | 0.72476 | 6 | 0.078945
47485 | 7.8 | 1 | 365 | 8.9236 | 0.8746 | 9 | 0.79824
60331 | 13.26 | 1 | 365 | 15.1702 | 0.38683 | 15 | 0.55701
50563 | 9.88 | 1 | 365 | 11.3033 | 0.64117 | 11 | 0.94444
60333 | 5.46 | 1 | 365 | 6.2465 | 0.51222 | 6 | 0.75877
60323 | 9.62 | 1 | 365 | 11.0058 | 0.045346 | 11 | 0.051165
58053 | 9.75 | 1 | 365 | 11.1545 | 0.34326 | 11 | 0.4978
60284 | 5.98 | 1 | 365 | 6.8415 | 0.70386 | 7 | 0.54532
38399 | 11.5 | 1 | 365 | 13.1566 | 0.35358 | 13 | 0.51023
39132 | 11.5 | 1 | 365 | 13.1566 | 0.35358 | 13 | 0.51023
41799 | 8.06 | 1 | 365 | 9.2211 | 0.47042 | 9 | 0.69152
58518 | 3.6 | 1 | 365 | 4.1186 | 0.24982 | 4 | 0.36842
58732 | 7.5 | 1 | 365 | 8.5804 | 0.18712 | 8 | 0.76754
60890 | 3 | 1 | 365 | 3.4322 | 0.87485 | 4 | 0.30702
55335 | 6.89 | 1 | 365 | 7.8825 | 0.78923 | 8 | 0.67178
41983 | 10.2 | 1 | 365 | 11.6694 | 0.37448 | 12 | 0.043854
60994 | 18.9 | 1 | 365 | 21.6227 | 0.31154 | 21 | 0.9342
60992 | 9.6 | 1 | 365 | 10.9829 | 0.99951 | 11 | 0.98245
60989 | 5.3 | 1 | 365 | 6.0635 | 0.14556 | 6 | 0.20906
60914 | 12.19 | 1 | 365 | 13.946 | 0.9348 | 14 | 0.88084
49037 | 6.24 | 1 | 365 | 7.1389 | 0.29968 | 7 | 0.43859
55588 | 11.2 | 1 | 365 | 12.8134 | 0.6661 | 13 | 0.47953
38609 | 6.4 | 1 | 365 | 7.322 | 0.66634 | 7 | 0.9883
43058 | 8.829 | 1 | 365 | 10.1009 | 0.23268 | 10 | 0.33355
59438 | 5.985 | 1 | 365 | 6.8472 | 0.71532 | 7 | 0.5625
59433 | 6.24 | 1 | 365 | 7.1389 | 0.29968 | 7 | 0.43859
59210 | 6.54 | 1 | 365 | 7.4821 | 0.98717 | 8 | 0.46929
59217 | 5.232 | 1 | 365 | 5.9857 | 0.98973 | 6 | 0.97544
58471 | 7.56 | 1 | 365 | 8.6491 | 0.32462 | 8 | 0.97368
59142 | 4.8 | 1 | 365 | 5.4915 | 0.99976 | 6 | 0.49123
58464 | 10.08 | 1 | 365 | 11.5321 | 0.099489 | 11 | 0.63157
58067 | 6.615 | 1 | 365 | 7.5679 | 0.15904 | 7 | 0.72697
58423 | 6.21 | 1 | 365 | 7.1046 | 0.23094 | 7 | 0.33552
58441 | 6.3 | 1 | 365 | 7.2076 | 0.43718 | 7 | 0.64473
58050 | 11.025 | 1 | 365 | 12.6132 | 0.26507 | 12 | 0.87828
57998 | 3.6 | 1 | 365 | 4.1186 | 0.24982 | 4 | 0.36842
58021 | 4.251 | 1 | 365 | 4.8634 | 0.74166 | 5 | 0.60504
57742 | 10.85 | 1 | 365 | 12.413 | 0.86403 | 13 | 0.27704
57981 | 4.08 | 1 | 365 | 4.6677 | 0.34979 | 5 | 0.017542
57416 | 4.5 | 1 | 365 | 5.1483 | 0.31227 | 5 | 0.46052
57634 | 7.4 | 1 | 365 | 8.466 | 0.95796 | 9 | 0.42397
57722 | 13.02 | 1 | 365 | 14.8956 | 0.83684 | 15 | 0.73245
56508 | 3.465 | 1 | 365 | 3.9642 | 0.94045 | 4 | 0.9046
57341 | 3.78 | 1 | 365 | 4.3245 | 0.66231 | 4 | 0.98684
56304 | 5.355 | 1 | 365 | 6.1264 | 0.2716 | 6 | 0.39802
45816 | 11.025 | 1 | 365 | 12.6132 | 0.26507 | 12 | 0.87828
51239 | 11.34 | 1 | 365 | 12.9736 | 0.98693 | 13 | 0.96052
58856 | 10.08 | 1 | 365 | 11.5321 | 0.099489 | 11 | 0.63157
60006 | 7.56 | 1 | 365 | 8.6491 | 0.32462 | 8 | 0.97368
60009 | 10.2 | 1 | 365 | 11.6694 | 0.37448 | 12 | 0.043854
59602 | 13.86 | 1 | 365 | 15.8566 | 0.7618 | 16 | 0.61841
59652 | 6.5 | 1 | 365 | 7.4364 | 0.8955 | 8 | 0.33187
58858 | 3.99 | 1 | 365 | 4.5648 | 0.14355 | 4 | 0.70833
58634 | 7.8 | 1 | 365 | 8.9236 | 0.8746 | 9 | 0.79824
58653 | 13.5 | 1 | 365 | 15.4448 | 0.93682 | 16 | 0.38157
56783 | 5.1 | 1 | 365 | 5.8347 | 0.68724 | 6 | 0.52193
56441 | 6.3 | 1 | 365 | 7.2076 | 0.43718 | 7 | 0.64473
56430 | 3.6 | 1 | 365 | 4.1186 | 0.24982 | 4 | 0.36842
41543 | 17.64 | 1 | 365 | 20.1811 | 0.42411 | 20 | 0.60525
48900 | 8.25 | 1 | 365 | 9.4385 | 0.90583 | 10 | 0.34429
48924 | 12.1 | 1 | 365 | 13.8431 | 0.72855 | 14 | 0.57163
37527 | 11.97 | 1 | 365 | 13.6944 | 0.43064 | 14 | 0.12499
58954 | 3.92 | 1 | 365 | 4.4847 | 0.98313 | 5 | 0.46783
60155 | 13.23 | 1 | 365 | 15.1359 | 0.31808 | 15 | 0.45394
58776 | 9.69 | 1 | 365 | 11.0859 | 0.20576 | 11 | 0.29166
56180 | 4.8 | 1 | 365 | 5.4915 | 0.99976 | 6 | 0.49123
58615 | 6.05 | 1 | 365 | 6.9215 | 0.86428 | 7 | 0.78582
59329 | 8.58 | 1 | 365 | 9.816 | 0.66207 | 10 | 0.47807
56944 | 4.68 | 1 | 365 | 5.3542 | 0.72476 | 6 | 0.078945
57207 | 13 | 1 | 365 | 14.8727 | 0.79101 | 15 | 0.66374
46651 | 7.8 | 1 | 365 | 8.9236 | 0.8746 | 9 | 0.79824
41599 | 3.12 | 1 | 365 | 3.5695 | 0.14984 | 3 | 0.7193
52984 | 5.2 | 1 | 365 | 5.9491 | 0.9164 | 6 | 0.86549
42766 | 6.89 | 1 | 365 | 7.8825 | 0.78923 | 8 | 0.67178
59577 | 9.805 | 1 | 365 | 11.2175 | 0.46929 | 11 | 0.68676
60270 | 6.89 | 1 | 365 | 7.8825 | 0.78923 | 8 | 0.67178
57230 | 10.2 | 1 | 365 | 11.6694 | 0.37448 | 12 | 0.043854
58039 | 7.56 | 1 | 365 | 8.6491 | 0.32462 | 8 | 0.97368
56312 | 8.19 | 1 | 365 | 9.3698 | 0.76834 | 10 | 0.13815
44169 | 9.99 | 1 | 365 | 11.4291 | 0.89324 | 12 | 0.32236
46231 | 10.8 | 1 | 365 | 12.3558 | 0.74945 | 13 | 0.10526
58632 | 4.75 | 1 | 365 | 5.4343 | 0.88518 | 6 | 0.31944
56439 | 5.355 | 1 | 365 | 6.1264 | 0.2716 | 6 | 0.39802
59313 | 9.1 | 1 | 365 | 10.4109 | 0.85371 | 11 | 0.26462
31899 | 8.06 | 1 | 365 | 9.2211 | 0.47042 | 9 | 0.69152
58631 | 13 | 1 | 365 | 14.8727 | 0.79101 | 15 | 0.66374
37751 | 7.54 | 1 | 365 | 8.6262 | 0.27878 | 8 | 0.90497
51611 | 7.02 | 1 | 365 | 8.0313 | 0.087144 | 8 | 0.11842
55354 | 3.64 | 1 | 365 | 4.1644 | 0.34148 | 4 | 0.50585
59235 | 7.42 | 1 | 365 | 8.4889 | 0.0037907 | 8 | 0.49269
56616 | 6.24 | 1 | 365 | 7.1389 | 0.29968 | 7 | 0.43859
58808 | 8.06 | 1 | 365 | 9.2211 | 0.47042 | 9 | 0.69152
58507 | 10.92 | 1 | 365 | 12.4931 | 0.024447 | 12 | 0.51754
58766 | 3.71 | 1 | 365 | 4.2444 | 0.5019 | 4 | 0.74634
58470 | 5.72 | 1 | 365 | 6.544 | 0.10804 | 6 | 0.65204
59206 | 2.86 | 1 | 365 | 3.272 | 0.55402 | 3 | 0.82602
59144 | 10.07 | 1 | 365 | 11.5206 | 0.076573 | 11 | 0.59722
58493 | 5.035 | 1 | 365 | 5.7603 | 0.53829 | 6 | 0.29861
57096 | 4.94 | 1 | 365 | 5.6516 | 0.32058 | 5 | 0.97222
52060 | 8.84 | 1 | 365 | 10.1135 | 0.25789 | 10 | 0.37134
58639 | 7.42 | 1 | 365 | 8.4889 | 0.0037907 | 8 | 0.49269
59168 | 4.77 | 1 | 365 | 5.4571 | 0.93101 | 6 | 0.38816
58568 | 10.07 | 1 | 365 | 11.5206 | 0.076573 | 11 | 0.59722
59212 | 4.77 | 1 | 365 | 5.4571 | 0.93101 | 6 | 0.38816
58779 | 14.04 | 1 | 365 | 16.0625 | 0.17429 | 16 | 0.23683
58646 | 3.12 | 1 | 365 | 3.5695 | 0.14984 | 3 | 0.7193
59616 | 5.3 | 1 | 365 | 6.0635 | 0.14556 | 6 | 0.20906
14850 | 3.43 | 1 | 365 | 3.9241 | 0.86024 | 4 | 0.78435
32943 | 6.24 | 1 | 365 | 7.1389 | 0.29968 | 7 | 0.43859
16842 | 4.335 | 1 | 365 | 4.9595 | 0.93416 | 5 | 0.89364
19787 | 5 | 1 | 365 | 5.7203 | 0.45808 | 6 | 0.17836
52323 | 2.86 | 1 | 365 | 3.272 | 0.55402 | 3 | 0.82602
31694 | 3.38 | 1 | 365 | 3.8669 | 0.74566 | 4 | 0.61257
57940 | 12.48 | 1 | 365 | 14.2778 | 0.59937 | 14 | 0.87719
49097 | 9.18 | 1 | 365 | 10.5024 | 0.037035 | 10 | 0.53947
32323 | 2.34 | 1 | 365 | 2.6771 | 0.36238 | 3 | 0.039472
24532 | 3.38 | 1 | 365 | 3.8669 | 0.74566 | 4 | 0.61257
59201 | 5.3 | 1 | 365 | 6.0635 | 0.14556 | 6 | 0.20906
58807 | 2.86 | 1 | 365 | 3.272 | 0.55402 | 3 | 0.82602
58231 | 6.24 | 1 | 365 | 7.1389 | 0.29968 | 7 | 0.43859
57625 | 7.28 | 1 | 365 | 8.3287 | 0.68296 | 9 | 0.011692
51721 | 2.08 | 1 | 365 | 2.3796 | 0.76656 | 3 | 0.1462
59202 | 8.48 | 1 | 365 | 9.7016 | 0.4329 | 10 | 0.1345
15600 | 4.9 | 1 | 365 | 5.6059 | 0.22892 | 5 | 0.83479
56647 | 11.7 | 1 | 365 | 13.3855 | 0.81191 | 14 | 0.19736
54970 | 3.38 | 1 | 365 | 3.8669 | 0.74566 | 4 | 0.61257
59098 | 5.035 | 1 | 365 | 5.7603 | 0.53829 | 6 | 0.29861
29161 | 4.68 | 1 | 365 | 5.3542 | 0.72476 | 6 | 0.078945
20004 | 10.66 | 1 | 365 | 12.1956 | 0.42863 | 12 | 0.62426
19758 | 12.495 | 1 | 365 | 14.295 | 0.63374 | 14 | 0.92872
16264 | 11.76 | 1 | 365 | 13.4541 | 0.9494 | 14 | 0.4035
17640 | 3.825 | 1 | 365 | 4.376 | 0.76543 | 5 | 0.14145
52472 | 23.46 | 1 | 365 | 26.8396 | 0.76131 | 27 | 0.60087
33063 | 9.18 | 1 | 365 | 10.5024 | 0.037035 | 10 | 0.53947
26839 | 4.59 | 1 | 365 | 5.2512 | 0.51852 | 5 | 0.76973
14910 | 7.905 | 1 | 365 | 9.0438 | 0.11522 | 9 | 0.15899
29251 | 4.68 | 1 | 365 | 5.3542 | 0.72476 | 6 | 0.078945
29130 | 2.86 | 1 | 365 | 3.272 | 0.55402 | 3 | 0.82602
57044 | 3.64 | 1 | 365 | 4.1644 | 0.34148 | 4 | 0.50585
56911 | 3.9 | 1 | 365 | 4.4618 | 0.9373 | 5 | 0.39912
29140 | 7.54 | 1 | 365 | 8.6262 | 0.27878 | 8 | 0.90497
49372 | 5.72 | 1 | 365 | 6.544 | 0.10804 | 6 | 0.65204
34688 | 19.88 | 1 | 365 | 22.7438 | 0.55733 | 23 | 0.30116
59874 | 8.32 | 1 | 365 | 9.5185 | 0.066245 | 9 | 0.58479
23964 | 7.8 | 1 | 365 | 8.9236 | 0.8746 | 9 | 0.79824
27617 | 9.1 | 1 | 365 | 10.4109 | 0.85371 | 11 | 0.26462
15873 | 6.5 | 1 | 365 | 7.4364 | 0.8955 | 8 | 0.33187
48819 | 6.76 | 1 | 365 | 7.7338 | 0.49132 | 8 | 0.22514
31750 | 3.9 | 1 | 365 | 4.4618 | 0.9373 | 5 | 0.39912
56538 | 9.36 | 1 | 365 | 10.7084 | 0.44953 | 11 | 0.15789
19892 | 10 | 1 | 365 | 11.4406 | 0.91616 | 12 | 0.35672
57660 | 11.66 | 1 | 365 | 13.3397 | 0.72024 | 14 | 0.059936
26751 | 7.28 | 1 | 365 | 8.3287 | 0.68296 | 9 | 0.011692
44229 | 6.76 | 1 | 365 | 7.7338 | 0.49132 | 8 | 0.22514
51598 | 4.94 | 1 | 365 | 5.6516 | 0.32058 | 5 | 0.97222
52151 | 7.8 | 1 | 365 | 8.9236 | 0.8746 | 9 | 0.79824
55091 | 13 | 1 | 365 | 14.8727 | 0.79101 | 15 | 0.66374
59291 | 4.94 | 1 | 365 | 5.6516 | 0.32058 | 5 | 0.97222
59292 | 3.71 | 1 | 365 | 4.2444 | 0.5019 | 4 | 0.74634
59378 | 3.445 | 1 | 365 | 3.9413 | 0.89462 | 4 | 0.83589
59379 | 3.18 | 1 | 365 | 3.6381 | 0.28734 | 3 | 0.92544
59451 | 8.835 | 1 | 365 | 10.1077 | 0.24643 | 10 | 0.35416
60022 | 6.3 | 1 | 365 | 7.2076 | 0.43718 | 7 | 0.64473
58025 | 8.19 | 1 | 365 | 9.3698 | 0.76834 | 10 | 0.13815
60237 | 6.867 | 1 | 365 | 7.8562 | 0.73653 | 8 | 0.59276
60244 | 2.5 | 1 | 365 | 2.8601 | 0.72904 | 3 | 0.58918
58731 | 9.88 | 1 | 365 | 11.3033 | 0.64117 | 11 | 0.94444
58485 | 3.51 | 1 | 365 | 4.0156 | 0.043572 | 4 | 0.059209
60399 | 8.4 | 1 | 365 | 9.6101 | 0.24957 | 9 | 0.85964
60288 | 2.75 | 1 | 365 | 3.1462 | 0.30194 | 3 | 0.4481
60404 | 5.7 | 1 | 365 | 6.5211 | 0.062211 | 6 | 0.58333
60314 | 6.12 | 1 | 365 | 7.0016 | 0.02469 | 7 | 0.026313
44751 | 6.5 | 1 | 365 | 7.4364 | 0.8955 | 8 | 0.33187
60713 | 9.36 | 1 | 365 | 10.7084 | 0.44953 | 11 | 0.15789
50662 | 8.925 | 1 | 365 | 10.2107 | 0.45267 | 10 | 0.66337
60691 | 5 | 1 | 365 | 5.7203 | 0.45808 | 6 | 0.17836
58872 | 15.6 | 1 | 365 | 17.8473 | 0.74921 | 18 | 0.59648
61523 | 30.5 | 0.9 | 365 | 31.4043 | 0.90486 | 32 | 0.3092
60599 | 6.325 | 1 | 365 | 7.2362 | 0.49447 | 7 | 0.73063
50145 | 9 | 1 | 365 | 10.2965 | 0.62454 | 10 | 0.92105
51265 | 7.848 | 1 | 365 | 8.9786 | 0.9846 | 9 | 0.96315
60624 | 5.7 | 1 | 365 | 6.5211 | 0.062211 | 6 | 0.58333
46834 | 4.5 | 1 | 365 | 5.1483 | 0.31227 | 5 | 0.46052
50278 | 9.8 | 1 | 365 | 11.2117 | 0.45784 | 11 | 0.66959
62117 | 8.215 | 1 | 365 | 9.3984 | 0.82563 | 10 | 0.22405
50263 | 8.7 | 1 | 365 | 9.9533 | 0.93706 | 10 | 0.89035
62018 | 4.578 | 1 | 365 | 5.2375 | 0.49102 | 5 | 0.72851
61994 | 10.8 | 1 | 365 | 12.3558 | 0.74945 | 13 | 0.10526
61989 | 16.2 | 1 | 365 | 18.5337 | 0.12418 | 18 | 0.65789
60627 | 6.213 | 1 | 365 | 7.108 | 0.23781 | 7 | 0.34583
61176 | 6.095 | 1 | 365 | 6.973 | 0.9674 | 7 | 0.94042
61742 | 5.7 | 1 | 365 | 6.5211 | 0.062211 | 6 | 0.58333
61183 | 6.625 | 1 | 365 | 7.5794 | 0.18196 | 7 | 0.76133
61180 | 12.19 | 1 | 365 | 13.946 | 0.9348 | 14 | 0.88084
61734 | 11.73 | 1 | 365 | 13.4198 | 0.88066 | 14 | 0.30043
60806 | 8.19 | 1 | 365 | 9.3698 | 0.76834 | 10 | 0.13815
61728 | 9.6 | 1 | 365 | 10.9829 | 0.99951 | 11 | 0.98245
61190 | 16.677 | 1 | 365 | 19.0794 | 0.21728 | 19 | 0.2967
60706 | 8.19 | 1 | 365 | 9.3698 | 0.76834 | 10 | 0.13815
61723 | 7.848 | 1 | 365 | 8.9786 | 0.9846 | 9 | 0.96315
61203 | 5.232 | 1 | 365 | 5.9857 | 0.98973 | 6 | 0.97544
61208 | 9.156 | 1 | 365 | 10.475 | 0.98204 | 11 | 0.45701
61987 | 5.4 | 1 | 365 | 6.1779 | 0.37473 | 6 | 0.55263
61665 | 12.426 | 1 | 365 | 14.216 | 0.47562 | 14 | 0.69166
61661 | 12.426 | 1 | 365 | 14.216 | 0.47562 | 14 | 0.69166
61312 | 5.3 | 1 | 365 | 6.0635 | 0.14556 | 6 | 0.20906
61610 | 3.27 | 1 | 365 | 3.7411 | 0.49358 | 4 | 0.23465
61882 | 2.12 | 1 | 365 | 2.4254 | 0.85823 | 3 | 0.28362
61303 | 8.1 | 1 | 365 | 9.2669 | 0.56209 | 9 | 0.82894
61871 | 5.7 | 1 | 365 | 6.5211 | 0.062211 | 6 | 0.58333
61864 | 6.9 | 1 | 365 | 7.894 | 0.81215 | 8 | 0.70614
61862 | 8.745 | 1 | 365 | 10.0048 | 0.040182 | 10 | 0.044952
61857 | 7.42 | 1 | 365 | 8.4889 | 0.0037907 | 8 | 0.49269
60699 | 4.2 | 1 | 365 | 4.805 | 0.62479 | 5 | 0.42982
61854 | 4.8 | 1 | 365 | 5.4915 | 0.99976 | 6 | 0.49123
60752 | 7.42 | 1 | 365 | 8.4889 | 0.0037907 | 8 | 0.49269
60863 | 10.07 | 1 | 365 | 11.5206 | 0.076573 | 11 | 0.59722
60866 | 10.137 | 1 | 365 | 11.5973 | 0.23011 | 11 | 0.82741
61846 | 21.66 | 1 | 365 | 24.7803 | 0.6364 | 25 | 0.41666
61837 | 11.2 | 1 | 365 | 12.8134 | 0.6661 | 13 | 0.47953
61832 | 10.6 | 1 | 365 | 12.127 | 0.29113 | 12 | 0.41812
61835 | 10.464 | 1 | 365 | 11.9714 | 0.97947 | 12 | 0.95087
61570 | 8.64 | 1 | 365 | 9.8846 | 0.79956 | 10 | 0.68421
61569 | 5.4 | 1 | 365 | 6.1779 | 0.37473 | 6 | 0.55263
61564 | 16.35 | 1 | 365 | 18.7053 | 0.46792 | 19 | 0.17324
61307 | 6.9 | 1 | 365 | 7.894 | 0.81215 | 8 | 0.70614
61560 | 24.525 | 1 | 365 | 28.058 | 0.20188 | 28 | 0.25986
61306 | 9.483 | 1 | 365 | 10.8491 | 0.73139 | 11 | 0.58048
61373 | 5.4 | 1 | 365 | 6.1779 | 0.37473 | 6 | 0.55263
61378 | 9.01 | 1 | 365 | 10.3079 | 0.64746 | 10 | 0.9554
61308 | 4.5 | 1 | 365 | 5.1483 | 0.31227 | 5 | 0.46052
61391 | 11.61 | 1 | 365 | 13.2825 | 0.60566 | 13 | 0.88815
61392 | 12 | 1 | 365 | 13.7287 | 0.49939 | 14 | 0.22806
61381 | 6.36 | 1 | 365 | 7.2762 | 0.57468 | 7 | 0.85087
61559 | 13.08 | 1 | 365 | 14.9643 | 0.97434 | 15 | 0.93859
61557 | 4.32 | 1 | 365 | 4.9423 | 0.89978 | 5 | 0.8421
61830 | 9.75 | 1 | 365 | 11.1545 | 0.34326 | 11 | 0.4978
55732 | 4.845 | 1 | 365 | 5.543 | 0.10288 | 5 | 0.64583
61829 | 6.095 | 1 | 365 | 6.973 | 0.9674 | 7 | 0.94042
61826 | 8.1 | 1 | 365 | 9.2669 | 0.56209 | 9 | 0.82894
61551 | 6.89 | 1 | 365 | 7.8825 | 0.78923 | 8 | 0.67178
61825 | 6.08 | 1 | 365 | 6.9559 | 0.93303 | 7 | 0.88889
61775 | 3 | 1 | 365 | 3.4322 | 0.87485 | 4 | 0.30702
61750 | 3.18 | 1 | 365 | 3.6381 | 0.28734 | 3 | 0.92544
61548 | 4.575 | 1 | 365 | 5.2341 | 0.48414 | 5 | 0.7182
61510 | 9.18 | 1 | 365 | 10.5024 | 0.037035 | 10 | 0.53947
61524 | 9.15 | 1 | 365 | 10.4681 | 0.96829 | 11 | 0.4364
61507 | 5.985 | 1 | 365 | 6.8472 | 0.71532 | 7 | 0.5625
58322 | 11.18 | 1 | 365 | 12.7905 | 0.62027 | 13 | 0.41081
61545 | 10.26 | 1 | 365 | 11.738 | 0.51198 | 12 | 0.24999
61396 | 8.1 | 1 | 365 | 9.2669 | 0.56209 | 9 | 0.82894
61395 | 9.805 | 1 | 365 | 11.2175 | 0.46929 | 11 | 0.68676
61527 | 5.6 | 1 | 365 | 6.4067 | 0.83305 | 7 | 0.23976
61512 | 2.94 | 1 | 365 | 3.3635 | 0.73735 | 4 | 0.10088
45539 | 5.7 | 1 | 365 | 6.5211 | 0.062211 | 6 | 0.58333
61654 | 1.962 | 1 | 365 | 2.2446 | 0.49615 | 2 | 0.74079
61824 | 9 | 1 | 365 | 10.2965 | 0.62454 | 10 | 0.92105
61992 | 13.44 | 1 | 365 | 15.3761 | 0.79932 | 16 | 0.17543
58442 | 8.4 | 1 | 365 | 9.6101 | 0.24957 | 9 | 0.85964
31687 | 7.28 | 1 | 365 | 8.3287 | 0.68296 | 9 | 0.011692
57429 | 3.12 | 1 | 365 | 3.5695 | 0.14984 | 3 | 0.7193
23157 | 4.68 | 1 | 365 | 5.3542 | 0.72476 | 6 | 0.078945
49086 | 2.6 | 1 | 365 | 2.9745 | 0.9582 | 3 | 0.93275
48099 | 5.83 | 1 | 365 | 6.6698 | 0.36012 | 7 | 0.029968
55329 | 6.5 | 1 | 365 | 7.4364 | 0.8955 | 8 | 0.33187
57621 | 3.38 | 1 | 365 | 3.8669 | 0.74566 | 4 | 0.61257
57747 | 3.38 | 1 | 365 | 3.8669 | 0.74566 | 4 | 0.61257
44471 | 5.3 | 1 | 365 | 6.0635 | 0.14556 | 6 | 0.20906
48443 | 2.915 | 1 | 365 | 3.3349 | 0.68006 | 4 | 0.014984
50055 | 5.3 | 1 | 365 | 6.0635 | 0.14556 | 6 | 0.20906
42785 | 6.325 | 1 | 365 | 7.2362 | 0.49447 | 7 | 0.73063
44491 | 8.48 | 1 | 365 | 9.7016 | 0.4329 | 10 | 0.1345
41059 | 9.6 | 1 | 365 | 10.9829 | 0.99951 | 11 | 0.98245
57370 | 4.24 | 1 | 365 | 4.8508 | 0.71645 | 5 | 0.56725
58810 | 5.565 | 1 | 365 | 6.3667 | 0.75284 | 7 | 0.11951
59063 | 3.12 | 1 | 365 | 3.5695 | 0.14984 | 3 | 0.7193
57046 | 6.5 | 1 | 365 | 7.4364 | 0.8955 | 8 | 0.33187
57173 | 7.28 | 1 | 365 | 8.3287 | 0.68296 | 9 | 0.011692
58812 | 6.89 | 1 | 365 | 7.8825 | 0.78923 | 8 | 0.67178
57368 | 5.2 | 1 | 365 | 5.9491 | 0.9164 | 6 | 0.86549
50056 | 12.54 | 1 | 365 | 14.3465 | 0.73686 | 15 | 0.083327
42737 | 12.9 | 1 | 365 | 14.7583 | 0.56185 | 15 | 0.32017
18455 | 5.61 | 1 | 365 | 6.4182 | 0.85597 | 7 | 0.27412
49306 | 6.36 | 1 | 365 | 7.2762 | 0.57468 | 7 | 0.85087
43430 | 9 | 1 | 365 | 10.2965 | 0.62454 | 10 | 0.92105
59200 | 5.232 | 1 | 365 | 5.9857 | 0.98973 | 6 | 0.97544
43437 | 4.25 | 1 | 365 | 4.8622 | 0.73937 | 5 | 0.60161
42127 | 8.4 | 1 | 365 | 9.6101 | 0.24957 | 9 | 0.85964
44187 | 8.1 | 1 | 365 | 9.2669 | 0.56209 | 9 | 0.82894
44016 | 7 | 1 | 365 | 8.0084 | 0.041312 | 8 | 0.049704
56885 | 13.05 | 1 | 365 | 14.9299 | 0.90559 | 15 | 0.83552
61571 | 10.08 | 1 | 365 | 11.5321 | 0.099489 | 11 | 0.63157
60626 | 7.68 | 1 | 365 | 8.7864 | 0.59961 | 9 | 0.38596
49764 | 10.24 | 1 | 365 | 11.7151 | 0.46615 | 12 | 0.18128
61357 | 8.96 | 1 | 365 | 10.2507 | 0.53288 | 10 | 0.78362
59662 | 8.4 | 1 | 365 | 9.6101 | 0.24957 | 9 | 0.85964
61398 | 3.6 | 1 | 365 | 4.1186 | 0.24982 | 4 | 0.36842
43362 | 5.4 | 1 | 365 | 6.1779 | 0.37473 | 6 | 0.55263
61362 | 7.8 | 1 | 365 | 8.9236 | 0.8746 | 9 | 0.79824
60012 | 21.9 | 1 | 365 | 25.0548 | 0.18639 | 25 | 0.24122
61568 | 9.76 | 1 | 365 | 11.166 | 0.36617 | 11 | 0.53216
45796 | 13 | 1 | 365 | 14.8727 | 0.79101 | 15 | 0.66374
61402 | 16 | 1 | 365 | 18.3049 | 0.66586 | 18 | 0.97075
57885 | 25 | 1 | 365 | 28.6014 | 0.2904 | 28 | 0.8918
61417 | 9 | 1 | 365 | 10.2965 | 0.62454 | 10 | 0.92105
61473 | 10.464 | 1 | 365 | 11.9714 | 0.97947 | 12 | 0.95087
56976 | 3.71 | 1 | 365 | 4.2444 | 0.5019 | 4 | 0.74634
60580 | 12 | 1 | 365 | 13.7287 | 0.49939 | 14 | 0.22806
59617 | 3.825 | 1 | 365 | 4.376 | 0.76543 | 5 | 0.14145
60585 | 10.2 | 1 | 365 | 11.6694 | 0.37448 | 12 | 0.043854
61097 | 11.16 | 1 | 365 | 12.7677 | 0.57443 | 13 | 0.3421
53263 | 10.464 | 1 | 365 | 11.9714 | 0.97947 | 12 | 0.95087
62081 | 10.137 | 1 | 365 | 11.5973 | 0.23011 | 11 | 0.82741
54896 | 11.985 | 1 | 365 | 13.7115 | 0.46502 | 14 | 0.17653
61644 | 11.34 | 1 | 365 | 12.9736 | 0.98693 | 13 | 0.96052
54540 | 11.25 | 1 | 365 | 12.8706 | 0.78068 | 13 | 0.65131
61651 | 10.4 | 1 | 365 | 11.8982 | 0.83281 | 12 | 0.73099
54003 | 10.965 | 1 | 365 | 12.5446 | 0.12757 | 12 | 0.67214
61741 | 10.44 | 1 | 365 | 11.9439 | 0.92447 | 12 | 0.86842
58291 | 7.02 | 1 | 365 | 8.0313 | 0.087144 | 8 | 0.11842
53913 | 4.94 | 1 | 365 | 5.6516 | 0.32058 | 5 | 0.97222
60000 | 8.06 | 1 | 365 | 9.2211 | 0.47042 | 9 | 0.69152
57318 | 3.71 | 1 | 365 | 4.2444 | 0.5019 | 4 | 0.74634
51723 | 2.6 | 1 | 365 | 2.9745 | 0.9582 | 3 | 0.93275
42755 | 6.05 | 1 | 365 | 6.9215 | 0.86428 | 7 | 0.78582
47722 | 6.12 | 1 | 365 | 7.0016 | 0.02469 | 7 | 0.026313
45009 | 5.75 | 1 | 365 | 6.5783 | 0.17679 | 6 | 0.75511
26835 | 7.14 | 1 | 365 | 8.1686 | 0.36214 | 8 | 0.5307
56951 | 10.14 | 1 | 365 | 11.6007 | 0.23699 | 11 | 0.83771
58166 | 2.915 | 1 | 365 | 3.3349 | 0.68006 | 4 | 0.014984
58214 | 10.14 | 1 | 365 | 11.6007 | 0.23699 | 11 | 0.83771
27250 | 9.62 | 1 | 365 | 11.0058 | 0.045346 | 11 | 0.051165
58457 | 9.62 | 1 | 365 | 11.0058 | 0.045346 | 11 | 0.051165
28219 | 5.2 | 1 | 365 | 5.9491 | 0.9164 | 6 | 0.86549
58710 | 10.335 | 1 | 365 | 11.8238 | 0.68385 | 12 | 0.50767
28987 | 17.595 | 1 | 365 | 20.1297 | 0.32098 | 20 | 0.45065
59293 | 9.54 | 1 | 365 | 10.9143 | 0.86202 | 11 | 0.77631
59117 | 7.95 | 1 | 365 | 9.0952 | 0.21835 | 9 | 0.31359
59325 | 8.745 | 1 | 365 | 10.0048 | 0.040182 | 10 | 0.044952
55369 | 7.5 | 1 | 365 | 8.5804 | 0.18712 | 8 | 0.76754
59326 | 10.6 | 1 | 365 | 12.127 | 0.29113 | 12 | 0.41812
58825 | 8.32 | 1 | 365 | 9.5185 | 0.066245 | 9 | 0.58479
59327 | 10.36 | 1 | 365 | 11.8524 | 0.74114 | 12 | 0.59356
28714 | 5.1 | 1 | 365 | 5.8347 | 0.68724 | 6 | 0.52193
59374 | 5.565 | 1 | 365 | 6.3667 | 0.75284 | 7 | 0.11951
29733 | 2.86 | 1 | 365 | 3.272 | 0.55402 | 3 | 0.82602
51710 | 7.02 | 1 | 365 | 8.0313 | 0.087144 | 8 | 0.11842
59382 | 8.4 | 1 | 365 | 9.6101 | 0.24957 | 9 | 0.85964
57497 | 5.72 | 1 | 365 | 6.544 | 0.10804 | 6 | 0.65204
51135 | 7.42 | 1 | 365 | 8.4889 | 0.0037907 | 8 | 0.49269
54744 | 3.12 | 1 | 365 | 3.5695 | 0.14984 | 3 | 0.7193
51173 | 9.075 | 1 | 365 | 10.3823 | 0.79642 | 11 | 0.17872
18584 | 11.44 | 1 | 365 | 13.088 | 0.21609 | 13 | 0.30409
51182 | 6.36 | 1 | 365 | 7.2762 | 0.57468 | 7 | 0.85087
53344 | 11.7 | 1 | 365 | 13.3855 | 0.81191 | 14 | 0.19736
54934 | 8.06 | 1 | 365 | 9.2211 | 0.47042 | 9 | 0.69152
56723 | 5.035 | 1 | 365 | 5.7603 | 0.53829 | 6 | 0.29861
55467 | 7.8 | 1 | 365 | 8.9236 | 0.8746 | 9 | 0.79824
55473 | 7.95 | 1 | 365 | 9.0952 | 0.21835 | 9 | 0.31359
51843 | 4.845 | 1 | 365 | 5.543 | 0.10288 | 5 | 0.64583
58137 | 11.66 | 1 | 365 | 13.3397 | 0.72024 | 14 | 0.059936
32143 | 8.58 | 1 | 365 | 9.816 | 0.66207 | 10 | 0.47807
56998 | 10.92 | 1 | 365 | 12.4931 | 0.024447 | 12 | 0.51754
43140 | 3.64 | 1 | 365 | 4.1644 | 0.34148 | 4 | 0.50585
20899 | 6.24 | 1 | 365 | 7.1389 | 0.29968 | 7 | 0.43859
56498 | 5.98 | 1 | 365 | 6.8415 | 0.70386 | 7 | 0.54532
48915 | 7.28 | 1 | 365 | 8.3287 | 0.68296 | 9 | 0.011692
38426 | 6.76 | 1 | 365 | 7.7338 | 0.49132 | 8 | 0.22514
59233 | 3.71 | 1 | 365 | 4.2444 | 0.5019 | 4 | 0.74634
52335 | 5.98 | 1 | 365 | 6.8415 | 0.70386 | 7 | 0.54532
58242 | 6.095 | 1 | 365 | 6.973 | 0.9674 | 7 | 0.94042
56652 | 4.77 | 1 | 365 | 5.4571 | 0.93101 | 6 | 0.38816
52235 | 7.02 | 1 | 365 | 8.0313 | 0.087144 | 8 | 0.11842
52288 | 8.06 | 1 | 365 | 9.2211 | 0.47042 | 9 | 0.69152
49102 | 7.54 | 1 | 365 | 8.6262 | 0.27878 | 8 | 0.90497
58282 | 6.76 | 1 | 365 | 7.7338 | 0.49132 | 8 | 0.22514
58720 | 5.46 | 1 | 365 | 6.2465 | 0.51222 | 6 | 0.75877
58512 | 10.335 | 1 | 365 | 11.8238 | 0.68385 | 12 | 0.50767
52327 | 6.5 | 1 | 365 | 7.4364 | 0.8955 | 8 | 0.33187
44963 | 7.54 | 1 | 365 | 8.6262 | 0.27878 | 8 | 0.90497
48687 | 7.28 | 1 | 365 | 8.3287 | 0.68296 | 9 | 0.011692
57972 | 7.155 | 1 | 365 | 8.1857 | 0.39651 | 8 | 0.58223
48005 | 6.6 | 1 | 365 | 7.5508 | 0.12467 | 7 | 0.67544
59339 | 11.34 | 1 | 365 | 12.9736 | 0.98693 | 13 | 0.96052
43582 | 10.395 | 1 | 365 | 11.8925 | 0.82135 | 12 | 0.71381
57313 | 8.55 | 1 | 365 | 9.7817 | 0.59332 | 10 | 0.375
46027 | 3.924 | 1 | 365 | 4.4893 | 0.9923 | 5 | 0.48158
47218 | 9.765 | 1 | 365 | 11.1717 | 0.37763 | 11 | 0.54934
31721 | 9.88 | 1 | 365 | 11.3033 | 0.64117 | 11 | 0.94444
49935 | 12 | 1 | 365 | 13.7287 | 0.49939 | 14 | 0.22806
42747 | 7.245 | 1 | 365 | 8.2887 | 0.60276 | 8 | 0.89144
45265 | 7.68 | 1 | 365 | 8.7864 | 0.59961 | 9 | 0.38596
39209 | 4.16 | 1 | 365 | 4.7593 | 0.53312 | 5 | 0.2924
60726 | 3.71 | 1 | 365 | 4.2444 | 0.5019 | 4 | 0.74634
32913 | 9.62 | 1 | 365 | 11.0058 | 0.045346 | 11 | 0.051165
10932 | 649.04 | 0.8 | 365 | 594.0305 | 0.88036 | 594 | 0.91084
54963 | 7.8 | 1 | 365 | 8.9236 | 0.8746 | 9 | 0.79824
61205 | 10.4 | 1 | 365 | 11.8982 | 0.83281 | 12 | 0.73099
57217 | 8.48 | 1 | 365 | 9.7016 | 0.4329 | 10 | 0.1345
57347 | 4.77 | 1 | 365 | 5.4571 | 0.93101 | 6 | 0.38816
57587 | 6.5 | 1 | 365 | 7.4364 | 0.8955 | 8 | 0.33187
57152 | 9.1 | 1 | 365 | 10.4109 | 0.85371 | 11 | 0.26462
58150 | 3.9 | 1 | 365 | 4.4618 | 0.9373 | 5 | 0.39912
57014 | 4.68 | 1 | 365 | 5.3542 | 0.72476 | 6 | 0.078945
36304 | 4.94 | 1 | 365 | 5.6516 | 0.32058 | 5 | 0.97222
32360 | 3.64 | 1 | 365 | 4.1644 | 0.34148 | 4 | 0.50585
56124 | 6.48 | 1 | 365 | 7.4135 | 0.84967 | 8 | 0.26315
56238 | 4.35 | 1 | 365 | 4.9766 | 0.96853 | 5 | 0.94517
52440 | 7.28 | 1 | 365 | 8.3287 | 0.68296 | 9 | 0.011692
41598 | 3.9 | 1 | 365 | 4.4618 | 0.9373 | 5 | 0.39912
56285 | 3.78 | 1 | 365 | 4.3245 | 0.66231 | 4 | 0.98684
51839 | 5.46 | 1 | 365 | 6.2465 | 0.51222 | 6 | 0.75877
57302 | 5.67 | 1 | 365 | 6.4868 | 0.99346 | 7 | 0.48026
59122 | 7.848 | 1 | 365 | 8.9786 | 0.9846 | 9 | 0.96315
15853 | 6.12 | 1 | 365 | 7.0016 | 0.02469 | 7 | 0.026313
20546 | 7.65 | 1 | 365 | 8.752 | 0.53086 | 9 | 0.28289
32251 | 7.54 | 1 | 365 | 8.6262 | 0.27878 | 8 | 0.90497
59827 | 7.395 | 1 | 365 | 8.4603 | 0.9465 | 9 | 0.40679
27844 | 7.28 | 1 | 365 | 8.3287 | 0.68296 | 9 | 0.011692
59148 | 4.505 | 1 | 365 | 5.154 | 0.32373 | 5 | 0.4777
42949 | 5.46 | 1 | 365 | 6.2465 | 0.51222 | 6 | 0.75877
29157 | 3 | 1 | 365 | 3.4322 | 0.87485 | 4 | 0.30702
60277 | 8.84 | 1 | 365 | 10.1135 | 0.25789 | 10 | 0.37134
60279 | 4.42 | 1 | 365 | 5.0567 | 0.12894 | 5 | 0.18567
51594 | 7.8 | 1 | 365 | 8.9236 | 0.8746 | 9 | 0.79824
60280 | 5.98 | 1 | 365 | 6.8415 | 0.70386 | 7 | 0.54532
60282 | 13.26 | 1 | 365 | 15.1702 | 0.38683 | 15 | 0.55701
24037 | 3.9 | 1 | 365 | 4.4618 | 0.9373 | 5 | 0.39912
59110 | 5.035 | 1 | 365 | 5.7603 | 0.53829 | 6 | 0.29861
59055 | 7.5 | 1 | 365 | 8.5804 | 0.18712 | 8 | 0.76754
60306 | 11.44 | 1 | 365 | 13.088 | 0.21609 | 13 | 0.30409
60310 | 13.26 | 1 | 365 | 15.1702 | 0.38683 | 15 | 0.55701
51838 | 2.34 | 1 | 365 | 2.6771 | 0.36238 | 3 | 0.039472
44096 | 4.68 | 1 | 365 | 5.3542 | 0.72476 | 6 | 0.078945
52225 | 9.36 | 1 | 365 | 10.7084 | 0.44953 | 11 | 0.15789
51058 | 6.76 | 1 | 365 | 7.7338 | 0.49132 | 8 | 0.22514
49118 | 5.72 | 1 | 365 | 6.544 | 0.10804 | 6 | 0.65204
58817 | 9.88 | 1 | 365 | 11.3033 | 0.64117 | 11 | 0.94444
60322 | 5.72 | 1 | 365 | 6.544 | 0.10804 | 6 | 0.65204
60324 | 8.84 | 1 | 365 | 10.1135 | 0.25789 | 10 | 0.37134
60325 | 6.24 | 1 | 365 | 7.1389 | 0.29968 | 7 | 0.43859
60326 | 4.16 | 1 | 365 | 4.7593 | 0.53312 | 5 | 0.2924
60328 | 9.1 | 1 | 365 | 10.4109 | 0.85371 | 11 | 0.26462
48814 | 8.06 | 1 | 365 | 9.2211 | 0.47042 | 9 | 0.69152
60329 | 6.24 | 1 | 365 | 7.1389 | 0.29968 | 7 | 0.43859
60385 | 4.16 | 1 | 365 | 4.7593 | 0.53312 | 5 | 0.2924
60330 | 13.26 | 1 | 365 | 15.1702 | 0.38683 | 15 | 0.55701
58855 | 5.98 | 1 | 365 | 6.8415 | 0.70386 | 7 | 0.54532
57883 | 2.7 | 1 | 365 | 3.089 | 0.18736 | 3 | 0.27631
52067 | 4.16 | 1 | 365 | 4.7593 | 0.53312 | 5 | 0.2924
60334 | 10.14 | 1 | 365 | 11.6007 | 0.23699 | 11 | 0.83771
60335 | 16.9 | 1 | 365 | 19.3345 | 0.72831 | 20 | 0.062857
52297 | 7.02 | 1 | 365 | 8.0313 | 0.087144 | 8 | 0.11842
60336 | 7.28 | 1 | 365 | 8.3287 | 0.68296 | 9 | 0.011692
60337 | 13 | 1 | 365 | 14.8727 | 0.79101 | 15 | 0.66374
60351 | 8.84 | 1 | 365 | 10.1135 | 0.25789 | 10 | 0.37134
60353 | 11.7 | 1 | 365 | 13.3855 | 0.81191 | 14 | 0.19736
60354 | 3.12 | 1 | 365 | 3.5695 | 0.14984 | 3 | 0.7193
60356 | 7.83 | 1 | 365 | 8.958 | 0.94335 | 9 | 0.90131
60358 | 6.76 | 1 | 365 | 7.7338 | 0.49132 | 8 | 0.22514
60359 | 5.67 | 1 | 365 | 6.4868 | 0.99346 | 7 | 0.48026
60360 | 12.825 | 1 | 365 | 14.6725 | 0.38998 | 15 | 0.062493
60361 | 5.46 | 1 | 365 | 6.2465 | 0.51222 | 6 | 0.75877
60365 | 5.8 | 1 | 365 | 6.6355 | 0.29137 | 6 | 0.9269
52239 | 10.66 | 1 | 365 | 12.1956 | 0.42863 | 12 | 0.62426
60366 | 5.98 | 1 | 365 | 6.8415 | 0.70386 | 7 | 0.54532
60368 | 7.54 | 1 | 365 | 8.6262 | 0.27878 | 8 | 0.90497
60391 | 6.76 | 1 | 365 | 7.7338 | 0.49132 | 8 | 0.22514
60393 | 6.96 | 1 | 365 | 7.9626 | 0.94965 | 8 | 0.91228
55794 | 13.34 | 1 | 365 | 15.2617 | 0.57016 | 15 | 0.83186
59034 | 7.28 | 1 | 365 | 8.3287 | 0.68296 | 9 | 0.011692
59031 | 13.34 | 1 | 365 | 15.2617 | 0.57016 | 15 | 0.83186
59029 | 11.02 | 1 | 365 | 12.6075 | 0.25361 | 12 | 0.86111
59003 | 7.83 | 1 | 365 | 8.958 | 0.94335 | 9 | 0.90131
59002 | 7.54 | 1 | 365 | 8.6262 | 0.27878 | 8 | 0.90497
38776 | 7.02 | 1 | 365 | 8.0313 | 0.087144 | 8 | 0.11842
58970 | 9.28 | 1 | 365 | 10.6168 | 0.2662 | 10 | 0.88304
58393 | 4.64 | 1 | 365 | 5.3084 | 0.6331 | 5 | 0.94152
58388 | 13.26 | 1 | 365 | 15.1702 | 0.38683 | 15 | 0.55701
58336 | 11.02 | 1 | 365 | 12.6075 | 0.25361 | 12 | 0.86111
58330 | 4.93 | 1 | 365 | 5.6402 | 0.29767 | 5 | 0.93786
59357 | 3.445 | 1 | 365 | 3.9413 | 0.89462 | 4 | 0.83589
57884 | 7.2 | 1 | 365 | 8.2372 | 0.49964 | 8 | 0.73684
51559 | 5.72 | 1 | 365 | 6.544 | 0.10804 | 6 | 0.65204
51970 | 3.9 | 1 | 365 | 4.4618 | 0.9373 | 5 | 0.39912
55363 | 9.36 | 1 | 365 | 10.7084 | 0.44953 | 11 | 0.15789
48580 | 8.745 | 1 | 365 | 10.0048 | 0.040182 | 10 | 0.044952
47197 | 4.4 | 1 | 365 | 5.0338 | 0.08311 | 5 | 0.11696
57745 | 9.24 | 1 | 365 | 10.5711 | 0.17453 | 10 | 0.74561
56158 | 13.3 | 1 | 365 | 15.2159 | 0.47849 | 15 | 0.69444
43624 | 8.505 | 1 | 365 | 9.7302 | 0.49019 | 10 | 0.22039
56754 | 9.9 | 1 | 365 | 11.3262 | 0.687 | 12 | 0.013153
50433 | 3.705 | 1 | 365 | 4.2387 | 0.49044 | 4 | 0.72916
35150 | 94.224 | 0.9 | 365 | 97.0178 | 0.3327 | 97 | 0.35048
58381 | 3.38 | 1 | 365 | 3.8669 | 0.74566 | 4 | 0.61257
43665 | 4.2 | 1 | 365 | 4.805 | 0.62479 | 5 | 0.42982
60274 | 16.905 | 1 | 365 | 19.3403 | 0.73977 | 20 | 0.080035
57552 | 9.12 | 1 | 365 | 10.4338 | 0.89954 | 11 | 0.33333
59713 | 10.455 | 1 | 365 | 11.9611 | 0.95885 | 12 | 0.91995
59604 | 7.65 | 1 | 365 | 8.752 | 0.53086 | 9 | 0.28289
58588 | 6.6 | 1 | 365 | 7.5508 | 0.12467 | 7 | 0.67544
49244 | 5.565 | 1 | 365 | 6.3667 | 0.75284 | 7 | 0.11951
51454 | 5.83 | 1 | 365 | 6.6698 | 0.36012 | 7 | 0.029968
33670 | 3.12 | 1 | 365 | 3.5695 | 0.14984 | 3 | 0.7193
57477 | 3.5 | 1 | 365 | 4.0042 | 0.020656 | 4 | 0.024852
57750 | 11.395 | 1 | 365 | 13.0365 | 0.11296 | 13 | 0.14948
55424 | 8.58 | 1 | 365 | 9.816 | 0.66207 | 10 | 0.47807
60394 | 5.72 | 1 | 365 | 6.544 | 0.10804 | 6 | 0.65204
60395 | 11.7 | 1 | 365 | 13.3855 | 0.81191 | 14 | 0.19736
60396 | 4.16 | 1 | 365 | 4.7593 | 0.53312 | 5 | 0.2924
55971 | 8.41 | 1 | 365 | 9.6215 | 0.27249 | 9 | 0.894
56226 | 5.51 | 1 | 365 | 6.3037 | 0.6268 | 6 | 0.93055
60525 | 10.66 | 1 | 365 | 12.1956 | 0.42863 | 12 | 0.62426
60532 | 7.83 | 1 | 365 | 8.958 | 0.94335 | 9 | 0.90131
56431 | 11.5 | 1 | 365 | 13.1566 | 0.35358 | 13 | 0.51023
56864 | 7.95 | 1 | 365 | 9.0952 | 0.21835 | 9 | 0.31359
59381 | 4.24 | 1 | 365 | 4.8508 | 0.71645 | 5 | 0.56725
58884 | 6.6 | 1 | 365 | 7.5508 | 0.12467 | 7 | 0.67544
57732 | 7.95 | 1 | 365 | 9.0952 | 0.21835 | 9 | 0.31359
60593 | 11 | 1 | 365 | 12.5846 | 0.20778 | 12 | 0.79239
60598 | 6.12 | 1 | 365 | 7.0016 | 0.02469 | 7 | 0.026313
50062 | 6.867 | 1 | 365 | 7.8562 | 0.73653 | 8 | 0.59276
42529 | 8.829 | 1 | 365 | 10.1009 | 0.23268 | 10 | 0.33355
60534 | 9.88 | 1 | 365 | 11.3033 | 0.64117 | 11 | 0.94444
58833 | 9.6 | 1 | 365 | 10.9829 | 0.99951 | 11 | 0.98245
47716 | 6.6 | 1 | 365 | 7.5508 | 0.12467 | 7 | 0.67544
57030 | 5.83 | 1 | 365 | 6.6698 | 0.36012 | 7 | 0.029968
60641 | 9.6 | 1 | 365 | 10.9829 | 0.99951 | 11 | 0.98245
47731 | 5 | 1 | 365 | 5.7203 | 0.45808 | 6 | 0.17836
60533 | 13.26 | 1 | 365 | 15.1702 | 0.38683 | 15 | 0.55701
47582 | 10.137 | 1 | 365 | 11.5973 | 0.23011 | 11 | 0.82741
33816 | 10.2 | 1 | 365 | 11.6694 | 0.37448 | 12 | 0.043854
60370 | 7.8 | 1 | 365 | 8.9236 | 0.8746 | 9 | 0.79824
44572 | 4.68 | 1 | 365 | 5.3542 | 0.72476 | 6 | 0.078945
44955 | 5.865 | 1 | 365 | 6.7099 | 0.44033 | 7 | 0.15022
27982 | 4.42 | 1 | 365 | 5.0567 | 0.12894 | 5 | 0.18567
49356 | 3 | 1 | 365 | 3.4322 | 0.87485 | 4 | 0.30702
38536 | 10.71 | 1 | 365 | 12.2528 | 0.54321 | 12 | 0.79605
38483 | 11.5 | 1 | 365 | 13.1566 | 0.35358 | 13 | 0.51023
38610 | 11.985 | 1 | 365 | 13.7115 | 0.46502 | 14 | 0.17653
40084 | 5.46 | 1 | 365 | 6.2465 | 0.51222 | 6 | 0.75877
58497 | 4.5 | 1 | 365 | 5.1483 | 0.31227 | 5 | 0.46052
56225 | 10.15 | 1 | 365 | 11.6122 | 0.2599 | 11 | 0.87207
38001 | 7.54 | 1 | 365 | 8.6262 | 0.27878 | 8 | 0.90497
48613 | 10.4 | 1 | 365 | 11.8982 | 0.83281 | 12 | 0.73099
42534 | 7.98 | 1 | 365 | 9.1296 | 0.2871 | 9 | 0.41666
33866 | 12.22 | 1 | 365 | 13.9804 | 0.0035475 | 13 | 0.98391
57209 | 4.42 | 1 | 365 | 5.0567 | 0.12894 | 5 | 0.18567
45584 | 5.355 | 1 | 365 | 6.1264 | 0.2716 | 6 | 0.39802
35904 | 11.18 | 1 | 365 | 12.7905 | 0.62027 | 13 | 0.41081
38038 | 13 | 1 | 365 | 14.8727 | 0.79101 | 15 | 0.66374
37396 | 4.16 | 1 | 365 | 4.7593 | 0.53312 | 5 | 0.2924
28812 | 5.46 | 1 | 365 | 6.2465 | 0.51222 | 6 | 0.75877
44223 | 5.72 | 1 | 365 | 6.544 | 0.10804 | 6 | 0.65204
32056 | 13 | 1 | 365 | 14.8727 | 0.79101 | 15 | 0.66374
48691 | 6.5 | 1 | 365 | 7.4364 | 0.8955 | 8 | 0.33187
30651 | 5.2 | 1 | 365 | 5.9491 | 0.9164 | 6 | 0.86549
52047 | 9.36 | 1 | 365 | 10.7084 | 0.44953 | 11 | 0.15789
33958 | 10.4 | 1 | 365 | 11.8982 | 0.83281 | 12 | 0.73099
22214 | 6.76 | 1 | 365 | 7.7338 | 0.49132 | 8 | 0.22514
28933 | 5.61 | 1 | 365 | 6.4182 | 0.85597 | 7 | 0.27412
31448 | 2.6 | 1 | 365 | 2.9745 | 0.9582 | 3 | 0.93275
40983 | 6.24 | 1 | 365 | 7.1389 | 0.29968 | 7 | 0.43859
20647 | 4.845 | 1 | 365 | 5.543 | 0.10288 | 5 | 0.64583
50865 | 4.59 | 1 | 365 | 5.2512 | 0.51852 | 5 | 0.76973
31384 | 6.24 | 1 | 365 | 7.1389 | 0.29968 | 7 | 0.43859
60785 | 4.16 | 1 | 365 | 4.7593 | 0.53312 | 5 | 0.2924
60787 | 11.7 | 1 | 365 | 13.3855 | 0.81191 | 14 | 0.19736
48226 | 11.395 | 1 | 365 | 13.0365 | 0.11296 | 13 | 0.14948
59373 | 8.215 | 1 | 365 | 9.3984 | 0.82563 | 10 | 0.22405
61594 | 3.71 | 1 | 365 | 4.2444 | 0.5019 | 4 | 0.74634
35141 | 24.57 | 1 | 365 | 28.1095 | 0.30501 | 28 | 0.41446
53956 | 6.63 | 1 | 365 | 7.5851 | 0.19341 | 7 | 0.77851
37915 | 9.52 | 1 | 365 | 10.8914 | 0.81618 | 11 | 0.7076
39908 | 3.08 | 1 | 365 | 3.5237 | 0.058177 | 3 | 0.58187
45315 | 8.68 | 1 | 365 | 9.9304 | 0.89123 | 10 | 0.82163
34529 | 27.84 | 0.9 | 365 | 28.6655 | 0.41873 | 29 | 0.084198
48692 | 3.64 | 1 | 365 | 4.1644 | 0.34148 | 4 | 0.50585
52884 | 11.96 | 1 | 365 | 13.6829 | 0.40773 | 14 | 0.090637
53930 | 11.44 | 1 | 365 | 13.088 | 0.21609 | 13 | 0.30409
60582 | 6.6 | 1 | 365 | 7.5508 | 0.12467 | 7 | 0.67544
37707 | 7.02 | 1 | 365 | 8.0313 | 0.087144 | 8 | 0.11842
60581 | 8.415 | 1 | 365 | 9.6272 | 0.28395 | 9 | 0.91118
60583 | 3.6 | 1 | 365 | 4.1186 | 0.24982 | 4 | 0.36842
50175 | 8.58 | 1 | 365 | 9.816 | 0.66207 | 10 | 0.47807
60586 | 9.3 | 1 | 365 | 10.6397 | 0.31203 | 10 | 0.95175
58773 | 8.58 | 1 | 365 | 9.816 | 0.66207 | 10 | 0.47807
34141 | 2.34 | 1 | 365 | 2.6771 | 0.36238 | 3 | 0.039472
56645 | 10.08 | 1 | 365 | 11.5321 | 0.099489 | 11 | 0.63157
47354 | 7.2 | 1 | 365 | 8.2372 | 0.49964 | 8 | 0.73684
59791 | 9.62 | 1 | 365 | 11.0058 | 0.045346 | 11 | 0.051165
56891 | 10.6 | 1 | 365 | 12.127 | 0.29113 | 12 | 0.41812
57314 | 12.47 | 1 | 365 | 14.2664 | 0.57645 | 14 | 0.84283
56143 | 9.69 | 1 | 365 | 11.0859 | 0.20576 | 11 | 0.29166
56555 | 6.3 | 1 | 365 | 7.2076 | 0.43718 | 7 | 0.64473
57887 | 11.025 | 1 | 365 | 12.6132 | 0.26507 | 12 | 0.87828
57886 | 8.625 | 1 | 365 | 9.8675 | 0.76519 | 10 | 0.63267
57882 | 4.8 | 1 | 365 | 5.4915 | 0.99976 | 6 | 0.49123
59113 | 9.275 | 1 | 365 | 10.6111 | 0.25474 | 10 | 0.86586
59647 | 7.685 | 1 | 365 | 8.7921 | 0.61107 | 9 | 0.40314
55318 | 7.8 | 1 | 365 | 8.9236 | 0.8746 | 9 | 0.79824
45335 | 2 | 1 | 365 | 2.2881 | 0.58323 | 2 | 0.87134
60436 | 5.13 | 1 | 365 | 5.869 | 0.75599 | 6 | 0.625
59970 | 10.15 | 1 | 365 | 11.6122 | 0.2599 | 11 | 0.87207
60121 | 12.74 | 1 | 365 | 14.5753 | 0.19519 | 14 | 0.77046
60110 | 9.62 | 1 | 365 | 11.0058 | 0.045346 | 11 | 0.051165
60117 | 13.52 | 1 | 365 | 15.4676 | 0.98265 | 16 | 0.45029
60073 | 11.6 | 1 | 365 | 13.271 | 0.58275 | 13 | 0.8538
50214 | 2.295 | 1 | 365 | 2.6256 | 0.25926 | 2 | 0.88487
48031 | 11.44 | 1 | 365 | 13.088 | 0.21609 | 13 | 0.30409
40121 | 5.04 | 1 | 365 | 5.766 | 0.54974 | 6 | 0.31579
40187 | 5.04 | 1 | 365 | 5.766 | 0.54974 | 6 | 0.31579
52321 | 6.095 | 1 | 365 | 6.973 | 0.9674 | 7 | 0.94042
61879 | 2.34 | 1 | 365 | 2.6771 | 0.36238 | 3 | 0.039472
62005 | 6.36 | 1 | 365 | 7.2762 | 0.57468 | 7 | 0.85087
44310 | 10.8 | 1 | 365 | 12.3558 | 0.74945 | 13 | 0.10526
62076 | 2.6 | 1 | 365 | 2.9745 | 0.9582 | 3 | 0.93275
45479 | 7.56 | 1 | 365 | 8.6491 | 0.32462 | 8 | 0.97368
47435 | 3.24 | 1 | 365 | 3.7067 | 0.42484 | 4 | 0.13158
42530 | 5.886 | 1 | 365 | 6.7339 | 0.48845 | 7 | 0.22237
57378 | 4.68 | 1 | 365 | 5.3542 | 0.72476 | 6 | 0.078945
58839 | 5.035 | 1 | 365 | 5.7603 | 0.53829 | 6 | 0.29861
62021 | 6.6 | 1 | 365 | 7.5508 | 0.12467 | 7 | 0.67544
62016 | 9.88 | 1 | 365 | 11.3033 | 0.64117 | 11 | 0.94444
62014 | 11.2 | 1 | 365 | 12.8134 | 0.6661 | 13 | 0.47953
62002 | 5.76 | 1 | 365 | 6.5898 | 0.19971 | 6 | 0.78947
45082 | 7.28 | 1 | 365 | 8.3287 | 0.68296 | 9 | 0.011692
61998 | 10.8 | 1 | 365 | 12.3558 | 0.74945 | 13 | 0.10526
46218 | 6.72 | 1 | 365 | 7.6881 | 0.39966 | 8 | 0.087716
35583 | 85.68 | 0.9 | 365 | 88.2204 | 0.71109 | 88 | 0.93154
60252 | 12.22 | 1 | 365 | 13.9804 | 0.0035475 | 13 | 0.98391
44420 | 5.22 | 1 | 365 | 5.972 | 0.96224 | 6 | 0.93421
61929 | 11.2 | 1 | 365 | 12.8134 | 0.6661 | 13 | 0.47953
50834 | 9.275 | 1 | 365 | 10.6111 | 0.25474 | 10 | 0.86586
61993 | 3.6 | 1 | 365 | 4.1186 | 0.24982 | 4 | 0.36842
51353 | 10.66 | 1 | 365 | 12.1956 | 0.42863 | 12 | 0.62426
60793 | 7.8 | 1 | 365 | 8.9236 | 0.8746 | 9 | 0.79824
61990 | 10.08 | 1 | 365 | 11.5321 | 0.099489 | 11 | 0.63157
59297 | 3.3 | 1 | 365 | 3.7754 | 0.56233 | 4 | 0.33772
61981 | 8.8 | 1 | 365 | 10.0677 | 0.16622 | 10 | 0.23391
37043 | 65.52 | 0.9 | 365 | 67.4627 | 0.13201 | 67 | 0.59471
59307 | 4.8 | 1 | 365 | 5.4915 | 0.99976 | 6 | 0.49123
59421 | 11.1 | 1 | 365 | 12.699 | 0.43694 | 13 | 0.13596
59344 | 6 | 1 | 365 | 6.8643 | 0.7497 | 7 | 0.61403
59477 | 10.725 | 1 | 365 | 12.27 | 0.57758 | 12 | 0.84758
61980 | 6.6 | 1 | 365 | 7.5508 | 0.12467 | 7 | 0.67544
36899 | 33.55 | 0.9 | 365 | 34.5448 | 0.19535 | 34 | 0.74012
60037 | 4.2 | 1 | 365 | 4.805 | 0.62479 | 5 | 0.42982
38424 | 11.5 | 1 | 365 | 13.1566 | 0.35358 | 13 | 0.51023
61979 | 8.1 | 1 | 365 | 9.2669 | 0.56209 | 9 | 0.82894
38563 | 10.71 | 1 | 365 | 12.2528 | 0.54321 | 12 | 0.79605
61978 | 14.388 | 1 | 365 | 16.4607 | 0.97177 | 17 | 0.43245
54475 | 11.475 | 1 | 365 | 13.128 | 0.29629 | 13 | 0.42434
61976 | 8.1 | 1 | 365 | 9.2669 | 0.56209 | 9 | 0.82894
58772 | 5.3 | 1 | 365 | 6.0635 | 0.14556 | 6 | 0.20906
59993 | 10.8 | 1 | 365 | 12.3558 | 0.74945 | 13 | 0.10526
61933 | 24.75 | 1 | 365 | 28.3154 | 0.7175 | 29 | 0.032882
59989 | 8.745 | 1 | 365 | 10.0048 | 0.040182 | 10 | 0.044952
61925 | 7.15 | 1 | 365 | 8.18 | 0.38505 | 8 | 0.56505
42723 | 7.56 | 1 | 365 | 8.6491 | 0.32462 | 8 | 0.97368
61911 | 10.88 | 1 | 365 | 12.4473 | 0.93278 | 13 | 0.38011
62106 | 9.9 | 1 | 365 | 11.3262 | 0.687 | 12 | 0.013153
61909 | 10.56 | 1 | 365 | 12.0812 | 0.19946 | 12 | 0.2807
61908 | 9.28 | 1 | 365 | 10.6168 | 0.2662 | 10 | 0.88304
61905 | 11.88 | 1 | 365 | 13.5914 | 0.2244 | 13 | 0.81578
61855 | 11.61 | 1 | 365 | 13.2825 | 0.60566 | 13 | 0.88815
61903 | 4.94 | 1 | 365 | 5.6516 | 0.32058 | 5 | 0.97222
61902 | 12.74 | 1 | 365 | 14.5753 | 0.19519 | 14 | 0.77046
61863 | 11.88 | 1 | 365 | 13.5914 | 0.2244 | 13 | 0.81578
61848 | 9.72 | 1 | 365 | 11.1202 | 0.27451 | 11 | 0.39473
49332 | 8.925 | 1 | 365 | 10.2107 | 0.45267 | 10 | 0.66337
61844 | 9.01 | 1 | 365 | 10.3079 | 0.64746 | 10 | 0.9554
61831 | 6.75 | 1 | 365 | 7.7224 | 0.46841 | 8 | 0.19079
61602 | 8.502 | 1 | 365 | 9.7268 | 0.48332 | 10 | 0.21008
61589 | 11.7 | 1 | 365 | 13.3855 | 0.81191 | 14 | 0.19736
61403 | 9.69 | 1 | 365 | 11.0859 | 0.20576 | 11 | 0.29166
61574 | 9.435 | 1 | 365 | 10.7942 | 0.6214 | 11 | 0.41557
61845 | 4.8 | 1 | 365 | 5.4915 | 0.99976 | 6 | 0.49123
61843 | 8.7 | 1 | 365 | 9.9533 | 0.93706 | 10 | 0.89035
61841 | 5.46 | 1 | 365 | 6.2465 | 0.51222 | 6 | 0.75877
61988 | 7.68 | 1 | 365 | 8.7864 | 0.59961 | 9 | 0.38596
25608 | 5.46 | 1 | 365 | 6.2465 | 0.51222 | 6 | 0.75877
23920 | 4.94 | 1 | 365 | 5.6516 | 0.32058 | 5 | 0.97222
62112 | 3.25 | 1 | 365 | 3.7182 | 0.44775 | 4 | 0.16593
62101 | 12.6 | 1 | 365 | 14.4151 | 0.87436 | 15 | 0.28947
62096 | 7.04 | 1 | 365 | 8.0542 | 0.13298 | 8 | 0.18713
62045 | 4.68 | 1 | 365 | 5.3542 | 0.72476 | 6 | 0.078945
62095 | 8.91 | 1 | 365 | 10.1935 | 0.4183 | 10 | 0.61184
62088 | 24.57 | 1 | 365 | 28.1095 | 0.30501 | 28 | 0.41446
62086 | 7.56 | 1 | 365 | 8.6491 | 0.32462 | 8 | 0.97368
62083 | 8.04 | 1 | 365 | 9.1982 | 0.42459 | 9 | 0.6228
61906 | 13.44 | 1 | 365 | 15.3761 | 0.79932 | 16 | 0.17543
59140 | 4.505 | 1 | 365 | 5.154 | 0.32373 | 5 | 0.4777
61872 | 9.28 | 1 | 365 | 10.6168 | 0.2662 | 10 | 0.88304
58768 | 5.035 | 1 | 365 | 5.7603 | 0.53829 | 6 | 0.29861
61865 | 12.15 | 1 | 365 | 13.9003 | 0.84313 | 14 | 0.74341
61859 | 3.84 | 1 | 365 | 4.3932 | 0.79981 | 5 | 0.19298
62048 | 4.505 | 1 | 365 | 5.154 | 0.32373 | 5 | 0.4777
62034 | 4.59 | 1 | 365 | 5.2512 | 0.51852 | 5 | 0.76973
62033 | 5.94 | 1 | 365 | 6.7957 | 0.6122 | 7 | 0.40789
61737 | 6.96 | 1 | 365 | 7.9626 | 0.94965 | 8 | 0.91228
61733 | 13.26 | 1 | 365 | 15.1702 | 0.38683 | 15 | 0.55701
61724 | 5.72 | 1 | 365 | 6.544 | 0.10804 | 6 | 0.65204
61721 | 8.32 | 1 | 365 | 9.5185 | 0.066245 | 9 | 0.58479
61720 | 12.76 | 1 | 365 | 14.5982 | 0.24102 | 14 | 0.83917
61244 | 12 | 1 | 365 | 13.7287 | 0.49939 | 14 | 0.22806
61717 | 7.54 | 1 | 365 | 8.6262 | 0.27878 | 8 | 0.90497
61273 | 8.215 | 1 | 365 | 9.3984 | 0.82563 | 10 | 0.22405
61715 | 3.48 | 1 | 365 | 3.9813 | 0.97482 | 4 | 0.95614
61705 | 4.59 | 1 | 365 | 5.2512 | 0.51852 | 5 | 0.76973
61696 | 3.57 | 1 | 365 | 4.0843 | 0.18107 | 4 | 0.26535
61282 | 10.24 | 1 | 365 | 11.7151 | 0.46615 | 12 | 0.18128
59294 | 5.565 | 1 | 365 | 6.3667 | 0.75284 | 7 | 0.11951
57324 | 11.18 | 1 | 365 | 12.7905 | 0.62027 | 13 | 0.41081
61648 | 8.91 | 1 | 365 | 10.1935 | 0.4183 | 10 | 0.61184
61646 | 13.05 | 1 | 365 | 14.9299 | 0.90559 | 15 | 0.83552
57425 | 5.2 | 1 | 365 | 5.9491 | 0.9164 | 6 | 0.86549
59229 | 7.42 | 1 | 365 | 8.4889 | 0.0037907 | 8 | 0.49269
61278 | 6.03 | 1 | 365 | 6.8987 | 0.81844 | 7 | 0.7171
61633 | 11.2 | 1 | 365 | 12.8134 | 0.6661 | 13 | 0.47953
61612 | 5.67 | 1 | 365 | 6.4868 | 0.99346 | 7 | 0.48026
55738 | 3.99 | 1 | 365 | 4.5648 | 0.14355 | 4 | 0.70833
57134 | 4.275 | 1 | 365 | 4.8908 | 0.79666 | 5 | 0.6875
57959 | 4.24 | 1 | 365 | 4.8508 | 0.71645 | 5 | 0.56725
58032 | 6.76 | 1 | 365 | 7.7338 | 0.49132 | 8 | 0.22514
48404 | 7.54 | 1 | 365 | 8.6262 | 0.27878 | 8 | 0.90497
53428 | 6.5 | 1 | 365 | 7.4364 | 0.8955 | 8 | 0.33187
58043 | 4.16 | 1 | 365 | 4.7593 | 0.53312 | 5 | 0.2924
61873 | 4.68 | 1 | 365 | 5.3542 | 0.72476 | 6 | 0.078945
40589 | 9.1 | 1 | 365 | 10.4109 | 0.85371 | 11 | 0.26462
10935 | 990.945 | 0.7 | 365 | 793.5876 | 0.60579 | 794 | 0.19339
61816 | 8.16 | 1 | 365 | 9.3355 | 0.69959 | 10 | 0.035084
25535 | 9.62 | 1 | 365 | 11.0058 | 0.045346 | 11 | 0.051165
29150 | 7.28 | 1 | 365 | 8.3287 | 0.68296 | 9 | 0.011692
61810 | 8.91 | 1 | 365 | 10.1935 | 0.4183 | 10 | 0.61184
61809 | 6.48 | 1 | 365 | 7.4135 | 0.84967 | 8 | 0.26315
62020 | 3.15 | 1 | 365 | 3.6038 | 0.21859 | 3 | 0.82237
48665 | 6.24 | 1 | 365 | 7.1389 | 0.29968 | 7 | 0.43859
33285 | 9.36 | 1 | 365 | 10.7084 | 0.44953 | 11 | 0.15789
52514 | 5.46 | 1 | 365 | 6.2465 | 0.51222 | 6 | 0.75877
51823 | 5.72 | 1 | 365 | 6.544 | 0.10804 | 6 | 0.65204
61746 | 17.4 | 1 | 365 | 19.9066 | 0.87412 | 20 | 0.78069
56855 | 8.4 | 1 | 365 | 9.6101 | 0.24957 | 9 | 0.85964
61118 | 4.24 | 1 | 365 | 4.8508 | 0.71645 | 5 | 0.56725
61124 | 3.975 | 1 | 365 | 4.5476 | 0.10917 | 4 | 0.6568
61127 | 4.77 | 1 | 365 | 5.4571 | 0.93101 | 6 | 0.38816
61169 | 7.95 | 1 | 365 | 9.0952 | 0.21835 | 9 | 0.31359
60913 | 5.7 | 1 | 365 | 6.5211 | 0.062211 | 6 | 0.58333
62032 | 3.78 | 1 | 365 | 4.3245 | 0.66231 | 4 | 0.98684
52679 | 5.46 | 1 | 365 | 6.2465 | 0.51222 | 6 | 0.75877
56317 | 7.02 | 1 | 365 | 8.0313 | 0.087144 | 8 | 0.11842
51667 | 4.16 | 1 | 365 | 4.7593 | 0.53312 | 5 | 0.2924
54410 | 4.94 | 1 | 365 | 5.6516 | 0.32058 | 5 | 0.97222
55096 | 4.16 | 1 | 365 | 4.7593 | 0.53312 | 5 | 0.2924
54299 | 6.24 | 1 | 365 | 7.1389 | 0.29968 | 7 | 0.43859
54408 | 7.28 | 1 | 365 | 8.3287 | 0.68296 | 9 | 0.011692
53826 | 5.98 | 1 | 365 | 6.8415 | 0.70386 | 7 | 0.54532
53848 | 4.94 | 1 | 365 | 5.6516 | 0.32058 | 5 | 0.97222
52169 | 7.54 | 1 | 365 | 8.6262 | 0.27878 | 8 | 0.90497
31383 | 3.64 | 1 | 365 | 4.1644 | 0.34148 | 4 | 0.50585
55041 | 13 | 1 | 365 | 14.8727 | 0.79101 | 15 | 0.66374
55303 | 4.68 | 1 | 365 | 5.3542 | 0.72476 | 6 | 0.078945
45481 | 5.25 | 1 | 365 | 6.0063 | 0.030984 | 6 | 0.037278
55416 | 6.24 | 1 | 365 | 7.1389 | 0.29968 | 7 | 0.43859
53607 | 5.72 | 1 | 365 | 6.544 | 0.10804 | 6 | 0.65204
54237 | 10.66 | 1 | 365 | 12.1956 | 0.42863 | 12 | 0.62426
54778 | 3.64 | 1 | 365 | 4.1644 | 0.34148 | 4 | 0.50585
25423 | 4.42 | 1 | 365 | 5.0567 | 0.12894 | 5 | 0.18567
49109 | 3.38 | 1 | 365 | 3.8669 | 0.74566 | 4 | 0.61257
56336 | 6.24 | 1 | 365 | 7.1389 | 0.29968 | 7 | 0.43859
51677 | 13 | 1 | 365 | 14.8727 | 0.79101 | 15 | 0.66374
51231 | 7.28 | 1 | 365 | 8.3287 | 0.68296 | 9 | 0.011692
23094 | 7.8 | 1 | 365 | 8.9236 | 0.8746 | 9 | 0.79824
56541 | 4.68 | 1 | 365 | 5.3542 | 0.72476 | 6 | 0.078945
57826 | 6.24 | 1 | 365 | 7.1389 | 0.29968 | 7 | 0.43859
57835 | 3.9 | 1 | 365 | 4.4618 | 0.9373 | 5 | 0.39912
58104 | 4.59 | 1 | 365 | 5.2512 | 0.51852 | 5 | 0.76973
37775 | 7.905 | 1 | 365 | 9.0438 | 0.11522 | 9 | 0.15899
52942 | 3.38 | 1 | 365 | 3.8669 | 0.74566 | 4 | 0.61257
56340 | 7.54 | 1 | 365 | 8.6262 | 0.27878 | 8 | 0.90497
56289 | 13 | 1 | 365 | 14.8727 | 0.79101 | 15 | 0.66374
56315 | 5.2 | 1 | 365 | 5.9491 | 0.9164 | 6 | 0.86549
38965 | 5.04 | 1 | 365 | 5.766 | 0.54974 | 6 | 0.31579
42868 | 2.98 | 1 | 365 | 3.4093 | 0.82902 | 4 | 0.2383
34862 | 130.2 | 0.9 | 365 | 134.0605 | 0.53156 | 134 | 0.59204
56380 | 2.86 | 1 | 365 | 3.272 | 0.55402 | 3 | 0.82602
56644 | 3.38 | 1 | 365 | 3.8669 | 0.74566 | 4 | 0.61257
57039 | 8.84 | 1 | 365 | 10.1135 | 0.25789 | 10 | 0.37134
57053 | 8.06 | 1 | 365 | 9.2211 | 0.47042 | 9 | 0.69152
57059 | 7.54 | 1 | 365 | 8.6262 | 0.27878 | 8 | 0.90497
57071 | 10.4 | 1 | 365 | 11.8982 | 0.83281 | 12 | 0.73099
57560 | 8.32 | 1 | 365 | 9.5185 | 0.066245 | 9 | 0.58479
52021 | 4.94 | 1 | 365 | 5.6516 | 0.32058 | 5 | 0.97222
57788 | 8.745 | 1 | 365 | 10.0048 | 0.040182 | 10 | 0.044952
57791 | 12.455 | 1 | 365 | 14.2492 | 0.54208 | 14 | 0.79129
57829 | 3.38 | 1 | 365 | 3.8669 | 0.74566 | 4 | 0.61257
57631 | 10.66 | 1 | 365 | 12.1956 | 0.42863 | 12 | 0.62426
57970 | 9.275 | 1 | 365 | 10.6111 | 0.25474 | 10 | 0.86586
52553 | 10.66 | 1 | 365 | 12.1956 | 0.42863 | 12 | 0.62426
56642 | 6.095 | 1 | 365 | 6.973 | 0.9674 | 7 | 0.94042
57090 | 6.5 | 1 | 365 | 7.4364 | 0.8955 | 8 | 0.33187
57818 | 3.12 | 1 | 365 | 3.5695 | 0.14984 | 3 | 0.7193
56338 | 3.12 | 1 | 365 | 3.5695 | 0.14984 | 3 | 0.7193
55940 | 4.5 | 1 | 365 | 5.1483 | 0.31227 | 5 | 0.46052
57689 | 3.825 | 1 | 365 | 4.376 | 0.76543 | 5 | 0.14145
59279 | 3 | 1 | 365 | 3.4322 | 0.87485 | 4 | 0.30702
59282 | 4.24 | 1 | 365 | 4.8508 | 0.71645 | 5 | 0.56725
57551 | 4.505 | 1 | 365 | 5.154 | 0.32373 | 5 | 0.4777
58912 | 5.886 | 1 | 365 | 6.7339 | 0.48845 | 7 | 0.22237
59481 | 9.6 | 1 | 365 | 10.9829 | 0.99951 | 11 | 0.98245
58940 | 7.685 | 1 | 365 | 8.7921 | 0.61107 | 9 | 0.40314
59333 | 3.975 | 1 | 365 | 4.5476 | 0.10917 | 4 | 0.6568
59334 | 7.56 | 1 | 365 | 8.6491 | 0.32462 | 8 | 0.97368
59760 | 8.25 | 1 | 365 | 9.4385 | 0.90583 | 10 | 0.34429
59876 | 11.7 | 1 | 365 | 13.3855 | 0.81191 | 14 | 0.19736
44517 | 8.97 | 1 | 365 | 10.2622 | 0.5558 | 10 | 0.81798
50750 | 10.14 | 1 | 365 | 11.6007 | 0.23699 | 11 | 0.83771
59273 | 6.03 | 1 | 365 | 6.8987 | 0.81844 | 7 | 0.7171
59551 | 7.2 | 1 | 365 | 8.2372 | 0.49964 | 8 | 0.73684
59554 | 9.72 | 1 | 365 | 11.1202 | 0.27451 | 11 | 0.39473
59589 | 7.56 | 1 | 365 | 8.6491 | 0.32462 | 8 | 0.97368
59625 | 5.4 | 1 | 365 | 6.1779 | 0.37473 | 6 | 0.55263
59629 | 10.72 | 1 | 365 | 12.2643 | 0.56612 | 12 | 0.8304
59670 | 8.505 | 1 | 365 | 9.7302 | 0.49019 | 10 | 0.22039
59691 | 4.56 | 1 | 365 | 5.2169 | 0.44977 | 5 | 0.66666
59695 | 8.28 | 1 | 365 | 9.4728 | 0.97458 | 10 | 0.44736
59830 | 13.11 | 1 | 365 | 14.9986 | 0.043086 | 15 | 0.04166
59832 | 10.71 | 1 | 365 | 12.2528 | 0.54321 | 12 | 0.79605
59834 | 9 | 1 | 365 | 10.2965 | 0.62454 | 10 | 0.92105
59835 | 12.765 | 1 | 365 | 14.6039 | 0.25248 | 14 | 0.85635
59841 | 13.23 | 1 | 365 | 15.1359 | 0.31808 | 15 | 0.45394
59961 | 6.21 | 1 | 365 | 7.1046 | 0.23094 | 7 | 0.33552
59964 | 5.4 | 1 | 365 | 6.1779 | 0.37473 | 6 | 0.55263
59965 | 15.105 | 1 | 365 | 17.281 | 0.61486 | 17 | 0.89583
60062 | 12.285 | 1 | 365 | 14.0547 | 0.1525 | 14 | 0.20723
60065 | 7.2 | 1 | 365 | 8.2372 | 0.49964 | 8 | 0.73684
49896 | 12.06 | 1 | 365 | 13.7973 | 0.63689 | 14 | 0.4342
45591 | 9.156 | 1 | 365 | 10.475 | 0.98204 | 11 | 0.45701
49903 | 3.78 | 1 | 365 | 4.3245 | 0.66231 | 4 | 0.98684
51314 | 5.04 | 1 | 365 | 5.766 | 0.54974 | 6 | 0.31579
48300 | 13.395 | 1 | 365 | 15.3246 | 0.6962 | 16 | 0.020826
51277 | 11.025 | 1 | 365 | 12.6132 | 0.26507 | 12 | 0.87828
57852 | 10.4 | 1 | 365 | 11.8982 | 0.83281 | 12 | 0.73099
58208 | 10.6 | 1 | 365 | 12.127 | 0.29113 | 12 | 0.41812
59079 | 7.95 | 1 | 365 | 9.0952 | 0.21835 | 9 | 0.31359
59123 | 4.24 | 1 | 365 | 4.8508 | 0.71645 | 5 | 0.56725
59161 | 7.42 | 1 | 365 | 8.4889 | 0.0037907 | 8 | 0.49269
59166 | 11.925 | 1 | 365 | 13.6429 | 0.32752 | 13 | 0.97039
59176 | 12.19 | 1 | 365 | 13.946 | 0.9348 | 14 | 0.88084
59181 | 3.18 | 1 | 365 | 3.6381 | 0.28734 | 3 | 0.92544
59295 | 8.84 | 1 | 365 | 10.1135 | 0.25789 | 10 | 0.37134
59285 | 4.59 | 1 | 365 | 5.2512 | 0.51852 | 5 | 0.76973
59321 | 3.315 | 1 | 365 | 3.7925 | 0.59671 | 4 | 0.38925
59320 | 2.08 | 1 | 365 | 2.3796 | 0.76656 | 3 | 0.1462
59322 | 5.2 | 1 | 365 | 5.9491 | 0.9164 | 6 | 0.86549
59323 | 7.02 | 1 | 365 | 8.0313 | 0.087144 | 8 | 0.11842
59355 | 13.25 | 1 | 365 | 15.1587 | 0.36391 | 15 | 0.52265
59360 | 4.505 | 1 | 365 | 5.154 | 0.32373 | 5 | 0.4777
59363 | 8.58 | 1 | 365 | 9.816 | 0.66207 | 10 | 0.47807
59368 | 8.58 | 1 | 365 | 9.816 | 0.66207 | 10 | 0.47807
59370 | 7.28 | 1 | 365 | 8.3287 | 0.68296 | 9 | 0.011692
59375 | 5.46 | 1 | 365 | 6.2465 | 0.51222 | 6 | 0.75877
59392 | 3.38 | 1 | 365 | 3.8669 | 0.74566 | 4 | 0.61257
59395 | 9.36 | 1 | 365 | 10.7084 | 0.44953 | 11 | 0.15789
59399 | 6.63 | 1 | 365 | 7.5851 | 0.19341 | 7 | 0.77851
59400 | 7.905 | 1 | 365 | 9.0438 | 0.11522 | 9 | 0.15899
59401 | 10.92 | 1 | 365 | 12.4931 | 0.024447 | 12 | 0.51754
59403 | 15.6 | 1 | 365 | 17.8473 | 0.74921 | 18 | 0.59648
59404 | 5.83 | 1 | 365 | 6.6698 | 0.36012 | 7 | 0.029968
59405 | 3.9 | 1 | 365 | 4.4618 | 0.9373 | 5 | 0.39912
59406 | 4.08 | 1 | 365 | 4.6677 | 0.34979 | 5 | 0.017542
59407 | 5.98 | 1 | 365 | 6.8415 | 0.70386 | 7 | 0.54532
59408 | 4.24 | 1 | 365 | 4.8508 | 0.71645 | 5 | 0.56725
59423 | 2.34 | 1 | 365 | 2.6771 | 0.36238 | 3 | 0.039472
59427 | 8.745 | 1 | 365 | 10.0048 | 0.040182 | 10 | 0.044952
59436 | 7.685 | 1 | 365 | 8.7921 | 0.61107 | 9 | 0.40314
59440 | 4.42 | 1 | 365 | 5.0567 | 0.12894 | 5 | 0.18567
59866 | 3.6 | 1 | 365 | 4.1186 | 0.24982 | 4 | 0.36842
60754 | 2.08 | 1 | 365 | 2.3796 | 0.76656 | 3 | 0.1462
49536 | 9 | 1 | 365 | 10.2965 | 0.62454 | 10 | 0.92105
59650 | 7.848 | 1 | 365 | 8.9786 | 0.9846 | 9 | 0.96315
59445 | 5.2 | 1 | 365 | 5.9491 | 0.9164 | 6 | 0.86549
59444 | 4.77 | 1 | 365 | 5.4571 | 0.93101 | 6 | 0.38816
59448 | 5.72 | 1 | 365 | 6.544 | 0.10804 | 6 | 0.65204
59450 | 4.77 | 1 | 365 | 5.4571 | 0.93101 | 6 | 0.38816
59462 | 4.24 | 1 | 365 | 4.8508 | 0.71645 | 5 | 0.56725
59463 | 7.685 | 1 | 365 | 8.7921 | 0.61107 | 9 | 0.40314
59465 | 6.76 | 1 | 365 | 7.7338 | 0.49132 | 8 | 0.22514
59466 | 8.32 | 1 | 365 | 9.5185 | 0.066245 | 9 | 0.58479
60124 | 3.848 | 1 | 365 | 4.4023 | 0.81814 | 5 | 0.22047
59467 | 7.54 | 1 | 365 | 8.6262 | 0.27878 | 8 | 0.90497
59470 | 5.83 | 1 | 365 | 6.6698 | 0.36012 | 7 | 0.029968
59492 | 6.36 | 1 | 365 | 7.2762 | 0.57468 | 7 | 0.85087
59496 | 6.63 | 1 | 365 | 7.5851 | 0.19341 | 7 | 0.77851
59493 | 9.805 | 1 | 365 | 11.2175 | 0.46929 | 11 | 0.68676
56167 | 10.8 | 1 | 365 | 12.3558 | 0.74945 | 13 | 0.10526
59545 | 5.3 | 1 | 365 | 6.0635 | 0.14556 | 6 | 0.20906
59495 | 13.52 | 1 | 365 | 15.4676 | 0.98265 | 16 | 0.45029
60642 | 4.144 | 1 | 365 | 4.741 | 0.49646 | 5 | 0.23742
59546 | 12.74 | 1 | 365 | 14.5753 | 0.19519 | 14 | 0.77046
59499 | 12.48 | 1 | 365 | 14.2778 | 0.59937 | 14 | 0.87719
50759 | 4.24 | 1 | 365 | 4.8508 | 0.71645 | 5 | 0.56725
59548 | 9.88 | 1 | 365 | 11.3033 | 0.64117 | 11 | 0.94444
59500 | 6.5 | 1 | 365 | 7.4364 | 0.8955 | 8 | 0.33187
59504 | 12.48 | 1 | 365 | 14.2778 | 0.59937 | 14 | 0.87719
59549 | 10.335 | 1 | 365 | 11.8238 | 0.68385 | 12 | 0.50767
59503 | 12.48 | 1 | 365 | 14.2778 | 0.59937 | 14 | 0.87719
59506 | 6.76 | 1 | 365 | 7.7338 | 0.49132 | 8 | 0.22514
61849 | 11.38 | 1 | 365 | 13.0194 | 0.07859 | 13 | 0.097947
59507 | 5.2 | 1 | 365 | 5.9491 | 0.9164 | 6 | 0.86549
59614 | 3.18 | 1 | 365 | 3.6381 | 0.28734 | 3 | 0.92544
59516 | 8.215 | 1 | 365 | 9.3984 | 0.82563 | 10 | 0.22405
59620 | 9.1 | 1 | 365 | 10.4109 | 0.85371 | 11 | 0.26462
59517 | 11.96 | 1 | 365 | 13.6829 | 0.40773 | 14 | 0.090637
59619 | 4.505 | 1 | 365 | 5.154 | 0.32373 | 5 | 0.4777
59519 | 4.335 | 1 | 365 | 4.9595 | 0.93416 | 5 | 0.89364
59623 | 13.78 | 1 | 365 | 15.7651 | 0.57847 | 16 | 0.34356
59521 | 4.77 | 1 | 365 | 5.4571 | 0.93101 | 6 | 0.38816
59520 | 7.28 | 1 | 365 | 8.3287 | 0.68296 | 9 | 0.011692
59630 | 5.035 | 1 | 365 | 5.7603 | 0.53829 | 6 | 0.29861
59522 | 6.12 | 1 | 365 | 7.0016 | 0.02469 | 7 | 0.026313
59633 | 11.73 | 1 | 365 | 13.4198 | 0.88066 | 14 | 0.30043
59523 | 7.8 | 1 | 365 | 8.9236 | 0.8746 | 9 | 0.79824
59524 | 10.335 | 1 | 365 | 11.8238 | 0.68385 | 12 | 0.50767
59525 | 10.335 | 1 | 365 | 11.8238 | 0.68385 | 12 | 0.50767
59527 | 4.59 | 1 | 365 | 5.2512 | 0.51852 | 5 | 0.76973
59526 | 4.24 | 1 | 365 | 4.8508 | 0.71645 | 5 | 0.56725
59529 | 4.68 | 1 | 365 | 5.3542 | 0.72476 | 6 | 0.078945
59530 | 7.42 | 1 | 365 | 8.4889 | 0.0037907 | 8 | 0.49269
59534 | 10.66 | 1 | 365 | 12.1956 | 0.42863 | 12 | 0.62426
59531 | 3.975 | 1 | 365 | 4.5476 | 0.10917 | 4 | 0.6568
59537 | 4.77 | 1 | 365 | 5.4571 | 0.93101 | 6 | 0.38816
59539 | 7.65 | 1 | 365 | 8.752 | 0.53086 | 9 | 0.28289
59540 | 5.46 | 1 | 365 | 6.2465 | 0.51222 | 6 | 0.75877
59541 | 6.24 | 1 | 365 | 7.1389 | 0.29968 | 7 | 0.43859
59825 | 5.035 | 1 | 365 | 5.7603 | 0.53829 | 6 | 0.29861
59828 | 3.38 | 1 | 365 | 3.8669 | 0.74566 | 4 | 0.61257
59829 | 7.395 | 1 | 365 | 8.4603 | 0.9465 | 9 | 0.40679
59831 | 10.6 | 1 | 365 | 12.127 | 0.29113 | 12 | 0.41812
59838 | 6.24 | 1 | 365 | 7.1389 | 0.29968 | 7 | 0.43859
59840 | 9.36 | 1 | 365 | 10.7084 | 0.44953 | 11 | 0.15789
59842 | 10.2 | 1 | 365 | 11.6694 | 0.37448 | 12 | 0.043854
59843 | 2.16 | 1 | 365 | 2.4712 | 0.94989 | 3 | 0.42105
59844 | 3.78 | 1 | 365 | 4.3245 | 0.66231 | 4 | 0.98684
59862 | 10.66 | 1 | 365 | 12.1956 | 0.42863 | 12 | 0.62426
59860 | 11.925 | 1 | 365 | 13.6429 | 0.32752 | 13 | 0.97039
59869 | 5.61 | 1 | 365 | 6.4182 | 0.85597 | 7 | 0.27412
59868 | 4.94 | 1 | 365 | 5.6516 | 0.32058 | 5 | 0.97222
59879 | 12.72 | 1 | 365 | 14.5524 | 0.14936 | 14 | 0.70175
59886 | 2.86 | 1 | 365 | 3.272 | 0.55402 | 3 | 0.82602
59889 | 8.32 | 1 | 365 | 9.5185 | 0.066245 | 9 | 0.58479
59893 | 6.36 | 1 | 365 | 7.2762 | 0.57468 | 7 | 0.85087
59894 | 6.5 | 1 | 365 | 7.4364 | 0.8955 | 8 | 0.33187
59895 | 7.54 | 1 | 365 | 8.6262 | 0.27878 | 8 | 0.90497
59904 | 9.1 | 1 | 365 | 10.4109 | 0.85371 | 11 | 0.26462
59892 | 3.18 | 1 | 365 | 3.6381 | 0.28734 | 3 | 0.92544
59916 | 7.54 | 1 | 365 | 8.6262 | 0.27878 | 8 | 0.90497
59919 | 2.86 | 1 | 365 | 3.272 | 0.55402 | 3 | 0.82602
59917 | 13.78 | 1 | 365 | 15.7651 | 0.57847 | 16 | 0.34356
59922 | 5.2 | 1 | 365 | 5.9491 | 0.9164 | 6 | 0.86549
59924 | 9.36 | 1 | 365 | 10.7084 | 0.44953 | 11 | 0.15789
59926 | 8.32 | 1 | 365 | 9.5185 | 0.066245 | 9 | 0.58479
59929 | 4.68 | 1 | 365 | 5.3542 | 0.72476 | 6 | 0.078945
59932 | 5.3 | 1 | 365 | 6.0635 | 0.14556 | 6 | 0.20906
59931 | 3.64 | 1 | 365 | 4.1644 | 0.34148 | 4 | 0.50585
59930 | 6.63 | 1 | 365 | 7.5851 | 0.19341 | 7 | 0.77851
59933 | 4.505 | 1 | 365 | 5.154 | 0.32373 | 5 | 0.4777
59937 | 8.48 | 1 | 365 | 9.7016 | 0.4329 | 10 | 0.1345
59936 | 8.58 | 1 | 365 | 9.816 | 0.66207 | 10 | 0.47807
59945 | 9.62 | 1 | 365 | 11.0058 | 0.045346 | 11 | 0.051165
59947 | 12.48 | 1 | 365 | 14.2778 | 0.59937 | 14 | 0.87719
59949 | 5.46 | 1 | 365 | 6.2465 | 0.51222 | 6 | 0.75877
59952 | 2.6 | 1 | 365 | 2.9745 | 0.9582 | 3 | 0.93275
59953 | 4.68 | 1 | 365 | 5.3542 | 0.72476 | 6 | 0.078945
59954 | 6.5 | 1 | 365 | 7.4364 | 0.8955 | 8 | 0.33187
59955 | 9.18 | 1 | 365 | 10.5024 | 0.037035 | 10 | 0.53947
59956 | 13.52 | 1 | 365 | 15.4676 | 0.98265 | 16 | 0.45029
59975 | 11.18 | 1 | 365 | 12.7905 | 0.62027 | 13 | 0.41081
59977 | 12.22 | 1 | 365 | 13.9804 | 0.0035475 | 13 | 0.98391
59981 | 5.98 | 1 | 365 | 6.8415 | 0.70386 | 7 | 0.54532
59988 | 4.24 | 1 | 365 | 4.8508 | 0.71645 | 5 | 0.56725
59990 | 12.48 | 1 | 365 | 14.2778 | 0.59937 | 14 | 0.87719
59991 | 9.36 | 1 | 365 | 10.7084 | 0.44953 | 11 | 0.15789
59992 | 9.88 | 1 | 365 | 11.3033 | 0.64117 | 11 | 0.94444
59995 | 14.31 | 1 | 365 | 16.3714 | 0.79302 | 17 | 0.16447
59998 | 7.685 | 1 | 365 | 8.7921 | 0.61107 | 9 | 0.40314
59996 | 4.68 | 1 | 365 | 5.3542 | 0.72476 | 6 | 0.078945
35574 | 119.682 | 0.9 | 365 | 123.2306 | 0.83867 | 124 | 0.069287
60002 | 9.62 | 1 | 365 | 11.0058 | 0.045346 | 11 | 0.051165
60003 | 13.52 | 1 | 365 | 15.4676 | 0.98265 | 16 | 0.45029
60004 | 5.2 | 1 | 365 | 5.9491 | 0.9164 | 6 | 0.86549
60018 | 7.54 | 1 | 365 | 8.6262 | 0.27878 | 8 | 0.90497
60019 | 7.54 | 1 | 365 | 8.6262 | 0.27878 | 8 | 0.90497
60026 | 12.22 | 1 | 365 | 13.9804 | 0.0035475 | 13 | 0.98391
60024 | 3.38 | 1 | 365 | 3.8669 | 0.74566 | 4 | 0.61257
60030 | 7.8 | 1 | 365 | 8.9236 | 0.8746 | 9 | 0.79824
60032 | 4.505 | 1 | 365 | 5.154 | 0.32373 | 5 | 0.4777
60040 | 10.14 | 1 | 365 | 11.6007 | 0.23699 | 11 | 0.83771
59636 | 2.08 | 1 | 365 | 2.3796 | 0.76656 | 3 | 0.1462
59638 | 5.61 | 1 | 365 | 6.4182 | 0.85597 | 7 | 0.27412
59686 | 10.66 | 1 | 365 | 12.1956 | 0.42863 | 12 | 0.62426
59697 | 6.76 | 1 | 365 | 7.7338 | 0.49132 | 8 | 0.22514
59702 | 4.42 | 1 | 365 | 5.0567 | 0.12894 | 5 | 0.18567
59706 | 7.155 | 1 | 365 | 8.1857 | 0.39651 | 8 | 0.58223
59737 | 11.73 | 1 | 365 | 13.4198 | 0.88066 | 14 | 0.30043
59740 | 6.625 | 1 | 365 | 7.5794 | 0.18196 | 7 | 0.76133
59746 | 8.48 | 1 | 365 | 9.7016 | 0.4329 | 10 | 0.1345
51992 | 12.24 | 1 | 365 | 14.0032 | 0.04938 | 14 | 0.052625
58715 | 2.7 | 1 | 365 | 3.089 | 0.18736 | 3 | 0.27631
60014 | 11.4 | 1 | 365 | 13.0422 | 0.12442 | 13 | 0.16666
50111 | 9.86 | 1 | 365 | 11.2804 | 0.59533 | 11 | 0.87573
61868 | 10.56 | 1 | 365 | 12.0812 | 0.19946 | 12 | 0.2807
51593 | 3.64 | 1 | 365 | 4.1644 | 0.34148 | 4 | 0.50585
51726 | 3.64 | 1 | 365 | 4.1644 | 0.34148 | 4 | 0.50585
53211 | 7.28 | 1 | 365 | 8.3287 | 0.68296 | 9 | 0.011692
47568 | 12.6 | 1 | 365 | 14.4151 | 0.87436 | 15 | 0.28947
61977 | 6.175 | 1 | 365 | 7.0645 | 0.15073 | 7 | 0.21527
60008 | 5.4 | 1 | 365 | 6.1779 | 0.37473 | 6 | 0.55263
62047 | 65.4 | 0.9 | 365 | 67.3391 | 0.88452 | 68 | 0.22365
59748 | 3.38 | 1 | 365 | 3.8669 | 0.74566 | 4 | 0.61257
59749 | 7.685 | 1 | 365 | 8.7921 | 0.61107 | 9 | 0.40314
59750 | 8.84 | 1 | 365 | 10.1135 | 0.25789 | 10 | 0.37134
59751 | 7.685 | 1 | 365 | 8.7921 | 0.61107 | 9 | 0.40314
59752 | 8.84 | 1 | 365 | 10.1135 | 0.25789 | 10 | 0.37134
59754 | 3.71 | 1 | 365 | 4.2444 | 0.5019 | 4 | 0.74634
59755 | 6.12 | 1 | 365 | 7.0016 | 0.02469 | 7 | 0.026313
59766 | 5.83 | 1 | 365 | 6.6698 | 0.36012 | 7 | 0.029968
59769 | 5.98 | 1 | 365 | 6.8415 | 0.70386 | 7 | 0.54532
59770 | 7.54 | 1 | 365 | 8.6262 | 0.27878 | 8 | 0.90497
59772 | 4.16 | 1 | 365 | 4.7593 | 0.53312 | 5 | 0.2924
59774 | 12.48 | 1 | 365 | 14.2778 | 0.59937 | 14 | 0.87719
59775 | 10.07 | 1 | 365 | 11.5206 | 0.076573 | 11 | 0.59722
59776 | 9.36 | 1 | 365 | 10.7084 | 0.44953 | 11 | 0.15789
59778 | 10.865 | 1 | 365 | 12.4302 | 0.89841 | 13 | 0.32858
59779 | 7.8 | 1 | 365 | 8.9236 | 0.8746 | 9 | 0.79824
59777 | 3.71 | 1 | 365 | 4.2444 | 0.5019 | 4 | 0.74634
59781 | 9.36 | 1 | 365 | 10.7084 | 0.44953 | 11 | 0.15789
59786 | 9.88 | 1 | 365 | 11.3033 | 0.64117 | 11 | 0.94444
60042 | 9.36 | 1 | 365 | 10.7084 | 0.44953 | 11 | 0.15789
60045 | 5.72 | 1 | 365 | 6.544 | 0.10804 | 6 | 0.65204
60046 | 7.8 | 1 | 365 | 8.9236 | 0.8746 | 9 | 0.79824
60047 | 8.84 | 1 | 365 | 10.1135 | 0.25789 | 10 | 0.37134
60052 | 8.32 | 1 | 365 | 9.5185 | 0.066245 | 9 | 0.58479
60053 | 8.84 | 1 | 365 | 10.1135 | 0.25789 | 10 | 0.37134
60054 | 7.28 | 1 | 365 | 8.3287 | 0.68296 | 9 | 0.011692
60055 | 8.58 | 1 | 365 | 9.816 | 0.66207 | 10 | 0.47807
60075 | 6.63 | 1 | 365 | 7.5851 | 0.19341 | 7 | 0.77851
60081 | 13.52 | 1 | 365 | 15.4676 | 0.98265 | 16 | 0.45029
60079 | 8.215 | 1 | 365 | 9.3984 | 0.82563 | 10 | 0.22405
60083 | 7.8 | 1 | 365 | 8.9236 | 0.8746 | 9 | 0.79824
60084 | 13.52 | 1 | 365 | 15.4676 | 0.98265 | 16 | 0.45029
60088 | 4.24 | 1 | 365 | 4.8508 | 0.71645 | 5 | 0.56725
59787 | 11.44 | 1 | 365 | 13.088 | 0.21609 | 13 | 0.30409
60091 | 9.36 | 1 | 365 | 10.7084 | 0.44953 | 11 | 0.15789
60101 | 5.72 | 1 | 365 | 6.544 | 0.10804 | 6 | 0.65204
60103 | 5.98 | 1 | 365 | 6.8415 | 0.70386 | 7 | 0.54532
59788 | 14.04 | 1 | 365 | 16.0625 | 0.17429 | 16 | 0.23683
59790 | 4.42 | 1 | 365 | 5.0567 | 0.12894 | 5 | 0.18567
59796 | 7.65 | 1 | 365 | 8.752 | 0.53086 | 9 | 0.28289
59800 | 4.42 | 1 | 365 | 5.0567 | 0.12894 | 5 | 0.18567
59808 | 5.61 | 1 | 365 | 6.4182 | 0.85597 | 7 | 0.27412
59810 | 6.24 | 1 | 365 | 7.1389 | 0.29968 | 7 | 0.43859
59789 | 5.98 | 1 | 365 | 6.8415 | 0.70386 | 7 | 0.54532
59812 | 5.565 | 1 | 365 | 6.3667 | 0.75284 | 7 | 0.11951
59813 | 6.36 | 1 | 365 | 7.2762 | 0.57468 | 7 | 0.85087
59816 | 7.28 | 1 | 365 | 8.3287 | 0.68296 | 9 | 0.011692
59814 | 7.95 | 1 | 365 | 9.0952 | 0.21835 | 9 | 0.31359
59817 | 9.945 | 1 | 365 | 11.3776 | 0.79012 | 12 | 0.16776
59818 | 9.69 | 1 | 365 | 11.0859 | 0.20576 | 11 | 0.29166
59821 | 3.12 | 1 | 365 | 3.5695 | 0.14984 | 3 | 0.7193
59824 | 3.12 | 1 | 365 | 3.5695 | 0.14984 | 3 | 0.7193
60357 | 8.16 | 1 | 365 | 9.3355 | 0.69959 | 10 | 0.035084
60367 | 5.035 | 1 | 365 | 5.7603 | 0.53829 | 6 | 0.29861
60369 | 7.8 | 1 | 365 | 8.9236 | 0.8746 | 9 | 0.79824
60397 | 7.155 | 1 | 365 | 8.1857 | 0.39651 | 8 | 0.58223
60402 | 5.1 | 1 | 365 | 5.8347 | 0.68724 | 6 | 0.52193
60403 | 7.02 | 1 | 365 | 8.0313 | 0.087144 | 8 | 0.11842
60410 | 8.32 | 1 | 365 | 9.5185 | 0.066245 | 9 | 0.58479
60415 | 12.455 | 1 | 365 | 14.2492 | 0.54208 | 14 | 0.79129
60418 | 11.44 | 1 | 365 | 13.088 | 0.21609 | 13 | 0.30409
60425 | 11.13 | 1 | 365 | 12.7333 | 0.50569 | 13 | 0.23903
60426 | 4.42 | 1 | 365 | 5.0567 | 0.12894 | 5 | 0.18567
60434 | 7.54 | 1 | 365 | 8.6262 | 0.27878 | 8 | 0.90497
60438 | 12.72 | 1 | 365 | 14.5524 | 0.14936 | 14 | 0.70175
60440 | 10.66 | 1 | 365 | 12.1956 | 0.42863 | 12 | 0.62426
60441 | 7.54 | 1 | 365 | 8.6262 | 0.27878 | 8 | 0.90497
60444 | 7.28 | 1 | 365 | 8.3287 | 0.68296 | 9 | 0.011692
60446 | 9.88 | 1 | 365 | 11.3033 | 0.64117 | 11 | 0.94444
60449 | 2.86 | 1 | 365 | 3.272 | 0.55402 | 3 | 0.82602
60453 | 8.215 | 1 | 365 | 9.3984 | 0.82563 | 10 | 0.22405
60458 | 5.2 | 1 | 365 | 5.9491 | 0.9164 | 6 | 0.86549
60459 | 7.42 | 1 | 365 | 8.4889 | 0.0037907 | 8 | 0.49269
60465 | 7.395 | 1 | 365 | 8.4603 | 0.9465 | 9 | 0.40679
60467 | 11.44 | 1 | 365 | 13.088 | 0.21609 | 13 | 0.30409
60470 | 9.36 | 1 | 365 | 10.7084 | 0.44953 | 11 | 0.15789
60480 | 8.745 | 1 | 365 | 10.0048 | 0.040182 | 10 | 0.044952
60482 | 10.4 | 1 | 365 | 11.8982 | 0.83281 | 12 | 0.73099
60483 | 4.68 | 1 | 365 | 5.3542 | 0.72476 | 6 | 0.078945
60484 | 9.88 | 1 | 365 | 11.3033 | 0.64117 | 11 | 0.94444
60485 | 4.59 | 1 | 365 | 5.2512 | 0.51852 | 5 | 0.76973
60487 | 7.155 | 1 | 365 | 8.1857 | 0.39651 | 8 | 0.58223
60486 | 4.94 | 1 | 365 | 5.6516 | 0.32058 | 5 | 0.97222
60489 | 6.76 | 1 | 365 | 7.7338 | 0.49132 | 8 | 0.22514
60491 | 2.6 | 1 | 365 | 2.9745 | 0.9582 | 3 | 0.93275
60492 | 10.92 | 1 | 365 | 12.4931 | 0.024447 | 12 | 0.51754
60494 | 5.2 | 1 | 365 | 5.9491 | 0.9164 | 6 | 0.86549
60493 | 3.9 | 1 | 365 | 4.4618 | 0.9373 | 5 | 0.39912
60112 | 5.94 | 1 | 365 | 6.7957 | 0.6122 | 7 | 0.40789
60498 | 2.385 | 1 | 365 | 2.7286 | 0.4655 | 3 | 0.19408
60500 | 7.28 | 1 | 365 | 8.3287 | 0.68296 | 9 | 0.011692
60499 | 6.24 | 1 | 365 | 7.1389 | 0.29968 | 7 | 0.43859
60501 | 11.44 | 1 | 365 | 13.088 | 0.21609 | 13 | 0.30409
60502 | 4.68 | 1 | 365 | 5.3542 | 0.72476 | 6 | 0.078945
60505 | 10.865 | 1 | 365 | 12.4302 | 0.89841 | 13 | 0.32858
60504 | 14.045 | 1 | 365 | 16.0683 | 0.18575 | 16 | 0.25401
60508 | 6.24 | 1 | 365 | 7.1389 | 0.29968 | 7 | 0.43859
58494 | 2.03 | 1 | 365 | 2.3224 | 0.65198 | 2 | 0.97441
57651 | 6.76 | 1 | 365 | 7.7338 | 0.49132 | 8 | 0.22514
61852 | 25.65 | 0.9 | 365 | 26.4105 | 0.90196 | 27 | 0.31249
61682 | 3.563 | 1 | 365 | 4.0763 | 0.16503 | 4 | 0.2413
61511 | 9.5 | 1 | 365 | 10.8685 | 0.77035 | 11 | 0.63888
45217 | 13.68 | 1 | 365 | 15.6507 | 0.34931 | 15 | 0.99999
61605 | 0.981 | 1 | 365 | 1.1223 | 0.24808 | 1 | 0.37039
54191 | 5.3 | 1 | 365 | 6.0635 | 0.14556 | 6 | 0.20906
55048 | 3.9 | 1 | 365 | 4.4618 | 0.9373 | 5 | 0.39912
34001 | 2694 | 1 | 365 | 3082.0869 | 0.6135 | 3082 | 0.70037
59275 | 8.04 | 1 | 365 | 9.1982 | 0.42459 | 9 | 0.6228
60115 | 8.84 | 1 | 365 | 10.1135 | 0.25789 | 10 | 0.37134
62022 | 2.665 | 1 | 365 | 3.0489 | 0.10716 | 3 | 0.15607
60105 | 3.18 | 1 | 365 | 3.6381 | 0.28734 | 3 | 0.92544
60130 | 5.83 | 1 | 365 | 6.6698 | 0.36012 | 7 | 0.029968
60132 | 2.7 | 1 | 365 | 3.089 | 0.18736 | 3 | 0.27631
60136 | 3.9 | 1 | 365 | 4.4618 | 0.9373 | 5 | 0.39912
60190 | 4.94 | 1 | 365 | 5.6516 | 0.32058 | 5 | 0.97222
60196 | 5.565 | 1 | 365 | 6.3667 | 0.75284 | 7 | 0.11951
60201 | 6.5 | 1 | 365 | 7.4364 | 0.8955 | 8 | 0.33187
60202 | 6.625 | 1 | 365 | 7.5794 | 0.18196 | 7 | 0.76133
60205 | 3.38 | 1 | 365 | 3.8669 | 0.74566 | 4 | 0.61257
60217 | 4.94 | 1 | 365 | 5.6516 | 0.32058 | 5 | 0.97222
60219 | 6.5 | 1 | 365 | 7.4364 | 0.8955 | 8 | 0.33187
60220 | 6.89 | 1 | 365 | 7.8825 | 0.78923 | 8 | 0.67178
60208 | 7.54 | 1 | 365 | 8.6262 | 0.27878 | 8 | 0.90497
60225 | 2.805 | 1 | 365 | 3.2091 | 0.42798 | 3 | 0.63706
60224 | 8.32 | 1 | 365 | 9.5185 | 0.066245 | 9 | 0.58479
60230 | 4.24 | 1 | 365 | 4.8508 | 0.71645 | 5 | 0.56725
60263 | 2.08 | 1 | 365 | 2.3796 | 0.76656 | 3 | 0.1462
60264 | 14.04 | 1 | 365 | 16.0625 | 0.17429 | 16 | 0.23683
60266 | 5.98 | 1 | 365 | 6.8415 | 0.70386 | 7 | 0.54532
60268 | 13 | 1 | 365 | 14.8727 | 0.79101 | 15 | 0.66374
60269 | 10.6 | 1 | 365 | 12.127 | 0.29113 | 12 | 0.41812
60283 | 4.335 | 1 | 365 | 4.9595 | 0.93416 | 5 | 0.89364
60271 | 10.455 | 1 | 365 | 11.9611 | 0.95885 | 12 | 0.91995
60301 | 3.12 | 1 | 365 | 3.5695 | 0.14984 | 3 | 0.7193
60303 | 2.08 | 1 | 365 | 2.3796 | 0.76656 | 3 | 0.1462
60305 | 4.16 | 1 | 365 | 4.7593 | 0.53312 | 5 | 0.2924
60307 | 5.46 | 1 | 365 | 6.2465 | 0.51222 | 6 | 0.75877
60313 | 5.61 | 1 | 365 | 6.4182 | 0.85597 | 7 | 0.27412
60318 | 7.02 | 1 | 365 | 8.0313 | 0.087144 | 8 | 0.11842
60319 | 5.1 | 1 | 365 | 5.8347 | 0.68724 | 6 | 0.52193
60332 | 2.6 | 1 | 365 | 2.9745 | 0.9582 | 3 | 0.93275
60347 | 6.76 | 1 | 365 | 7.7338 | 0.49132 | 8 | 0.22514
60345 | 9.62 | 1 | 365 | 11.0058 | 0.045346 | 11 | 0.051165
60346 | 8.48 | 1 | 365 | 9.7016 | 0.4329 | 10 | 0.1345
60348 | 9.1 | 1 | 365 | 10.4109 | 0.85371 | 11 | 0.26462
60350 | 8.58 | 1 | 365 | 9.816 | 0.66207 | 10 | 0.47807
60576 | 3.64 | 1 | 365 | 4.1644 | 0.34148 | 4 | 0.50585
60512 | 12.455 | 1 | 365 | 14.2492 | 0.54208 | 14 | 0.79129
60510 | 10.14 | 1 | 365 | 11.6007 | 0.23699 | 11 | 0.83771
60579 | 7.28 | 1 | 365 | 8.3287 | 0.68296 | 9 | 0.011692
60517 | 12.72 | 1 | 365 | 14.5524 | 0.14936 | 14 | 0.70175
60578 | 8.745 | 1 | 365 | 10.0048 | 0.040182 | 10 | 0.044952
60509 | 4.59 | 1 | 365 | 5.2512 | 0.51852 | 5 | 0.76973
60588 | 10.92 | 1 | 365 | 12.4931 | 0.024447 | 12 | 0.51754
60589 | 8.215 | 1 | 365 | 9.3984 | 0.82563 | 10 | 0.22405
60519 | 3.71 | 1 | 365 | 4.2444 | 0.5019 | 4 | 0.74634
60514 | 7.8 | 1 | 365 | 8.9236 | 0.8746 | 9 | 0.79824
60591 | 9.945 | 1 | 365 | 11.3776 | 0.79012 | 12 | 0.16776
60520 | 3.9 | 1 | 365 | 4.4618 | 0.9373 | 5 | 0.39912
60594 | 6.5 | 1 | 365 | 7.4364 | 0.8955 | 8 | 0.33187
60524 | 11.7 | 1 | 365 | 13.3855 | 0.81191 | 14 | 0.19736
60606 | 4.42 | 1 | 365 | 5.0567 | 0.12894 | 5 | 0.18567
60523 | 8.58 | 1 | 365 | 9.816 | 0.66207 | 10 | 0.47807
60605 | 11.96 | 1 | 365 | 13.6829 | 0.40773 | 14 | 0.090637
60522 | 8.58 | 1 | 365 | 9.816 | 0.66207 | 10 | 0.47807
60604 | 8.215 | 1 | 365 | 9.3984 | 0.82563 | 10 | 0.22405
60535 | 6.24 | 1 | 365 | 7.1389 | 0.29968 | 7 | 0.43859
60607 | 7.14 | 1 | 365 | 8.1686 | 0.36214 | 8 | 0.5307
60610 | 11.73 | 1 | 365 | 13.4198 | 0.88066 | 14 | 0.30043
60611 | 11.18 | 1 | 365 | 12.7905 | 0.62027 | 13 | 0.41081
60612 | 3.64 | 1 | 365 | 4.1644 | 0.34148 | 4 | 0.50585
60613 | 13.78 | 1 | 365 | 15.7651 | 0.57847 | 16 | 0.34356
60537 | 5.3 | 1 | 365 | 6.0635 | 0.14556 | 6 | 0.20906
57830 | 17.34 | 1 | 365 | 19.8379 | 0.73662 | 20 | 0.57455
59925 | 8.505 | 1 | 365 | 9.7302 | 0.49019 | 10 | 0.22039
60536 | 5.98 | 1 | 365 | 6.8415 | 0.70386 | 7 | 0.54532
59302 | 3.78 | 1 | 365 | 4.3245 | 0.66231 | 4 | 0.98684
59393 | 10.4 | 1 | 365 | 11.8982 | 0.83281 | 12 | 0.73099
60123 | 24.84 | 1 | 365 | 28.4184 | 0.92374 | 29 | 0.34209
59396 | 4.76 | 1 | 365 | 5.4457 | 0.90809 | 6 | 0.3538
60011 | 11.025 | 1 | 365 | 12.6132 | 0.26507 | 12 | 0.87828
59412 | 7.28 | 1 | 365 | 8.3287 | 0.68296 | 9 | 0.011692
59414 | 7.155 | 1 | 365 | 8.1857 | 0.39651 | 8 | 0.58223
59648 | 10.4 | 1 | 365 | 11.8982 | 0.83281 | 12 | 0.73099
59428 | 5.3 | 1 | 365 | 6.0635 | 0.14556 | 6 | 0.20906
59442 | 5.46 | 1 | 365 | 6.2465 | 0.51222 | 6 | 0.75877
59454 | 4.16 | 1 | 365 | 4.7593 | 0.53312 | 5 | 0.2924
59501 | 4.505 | 1 | 365 | 5.154 | 0.32373 | 5 | 0.4777
59411 | 12.22 | 1 | 365 | 13.9804 | 0.0035475 | 13 | 0.98391
59502 | 6.095 | 1 | 365 | 6.973 | 0.9674 | 7 | 0.94042
59645 | 8.4 | 1 | 365 | 9.6101 | 0.24957 | 9 | 0.85964
59649 | 10.07 | 1 | 365 | 11.5206 | 0.076573 | 11 | 0.59722
59653 | 5.83 | 1 | 365 | 6.6698 | 0.36012 | 7 | 0.029968
59654 | 4.77 | 1 | 365 | 5.4571 | 0.93101 | 6 | 0.38816
59510 | 10.4 | 1 | 365 | 11.8982 | 0.83281 | 12 | 0.73099
59655 | 5.3 | 1 | 365 | 6.0635 | 0.14556 | 6 | 0.20906
59659 | 4.16 | 1 | 365 | 4.7593 | 0.53312 | 5 | 0.2924
59673 | 9.01 | 1 | 365 | 10.3079 | 0.64746 | 10 | 0.9554
59509 | 7.02 | 1 | 365 | 8.0313 | 0.087144 | 8 | 0.11842
59682 | 5.83 | 1 | 365 | 6.6698 | 0.36012 | 7 | 0.029968
59511 | 8.58 | 1 | 365 | 9.816 | 0.66207 | 10 | 0.47807
59676 | 9.54 | 1 | 365 | 10.9143 | 0.86202 | 11 | 0.77631
59688 | 9.805 | 1 | 365 | 11.2175 | 0.46929 | 11 | 0.68676
59690 | 6.36 | 1 | 365 | 7.2762 | 0.57468 | 7 | 0.85087
59693 | 4.24 | 1 | 365 | 4.8508 | 0.71645 | 5 | 0.56725
59512 | 10.4 | 1 | 365 | 11.8982 | 0.83281 | 12 | 0.73099
27687 | 3.185 | 1 | 365 | 3.6438 | 0.2988 | 3 | 0.94262
59698 | 10.07 | 1 | 365 | 11.5206 | 0.076573 | 11 | 0.59722
59701 | 7.685 | 1 | 365 | 8.7921 | 0.61107 | 9 | 0.40314
59514 | 7.685 | 1 | 365 | 8.7921 | 0.61107 | 9 | 0.40314
59720 | 11.13 | 1 | 365 | 12.7333 | 0.50569 | 13 | 0.23903
59555 | 9.36 | 1 | 365 | 10.7084 | 0.44953 | 11 | 0.15789
59722 | 4.42 | 1 | 365 | 5.0567 | 0.12894 | 5 | 0.18567
59559 | 4.68 | 1 | 365 | 5.3542 | 0.72476 | 6 | 0.078945
59723 | 4.24 | 1 | 365 | 4.8508 | 0.71645 | 5 | 0.56725
59561 | 9.54 | 1 | 365 | 10.9143 | 0.86202 | 11 | 0.77631
59560 | 5.3 | 1 | 365 | 6.0635 | 0.14556 | 6 | 0.20906
59724 | 5.565 | 1 | 365 | 6.3667 | 0.75284 | 7 | 0.11951
59728 | 8.215 | 1 | 365 | 9.3984 | 0.82563 | 10 | 0.22405
59734 | 3.64 | 1 | 365 | 4.1644 | 0.34148 | 4 | 0.50585
59563 | 9.01 | 1 | 365 | 10.3079 | 0.64746 | 10 | 0.9554
59568 | 9.805 | 1 | 365 | 11.2175 | 0.46929 | 11 | 0.68676
59736 | 11.66 | 1 | 365 | 13.3397 | 0.72024 | 14 | 0.059936
59739 | 12.455 | 1 | 365 | 14.2492 | 0.54208 | 14 | 0.79129
59567 | 11.395 | 1 | 365 | 13.0365 | 0.11296 | 13 | 0.14948
59743 | 8.32 | 1 | 365 | 9.5185 | 0.066245 | 9 | 0.58479
59578 | 3.64 | 1 | 365 | 4.1644 | 0.34148 | 4 | 0.50585
59757 | 5.035 | 1 | 365 | 5.7603 | 0.53829 | 6 | 0.29861
59417 | 8.06 | 1 | 365 | 9.2211 | 0.47042 | 9 | 0.69152
59758 | 8.48 | 1 | 365 | 9.7016 | 0.4329 | 10 | 0.1345
59635 | 8.215 | 1 | 365 | 9.3984 | 0.82563 | 10 | 0.22405
59759 | 12.72 | 1 | 365 | 14.5524 | 0.14936 | 14 | 0.70175
59631 | 9.275 | 1 | 365 | 10.6111 | 0.25474 | 10 | 0.86586
59639 | 11.2 | 1 | 365 | 12.8134 | 0.6661 | 13 | 0.47953
59761 | 6.36 | 1 | 365 | 7.2762 | 0.57468 | 7 | 0.85087
59641 | 5.035 | 1 | 365 | 5.7603 | 0.53829 | 6 | 0.29861
59764 | 5.035 | 1 | 365 | 5.7603 | 0.53829 | 6 | 0.29861
59643 | 4.505 | 1 | 365 | 5.154 | 0.32373 | 5 | 0.4777
59642 | 5.6 | 1 | 365 | 6.4067 | 0.83305 | 7 | 0.23976
59765 | 6.36 | 1 | 365 | 7.2762 | 0.57468 | 7 | 0.85087
59767 | 10.07 | 1 | 365 | 11.5206 | 0.076573 | 11 | 0.59722
59780 | 4.24 | 1 | 365 | 4.8508 | 0.71645 | 5 | 0.56725
59771 | 8.215 | 1 | 365 | 9.3984 | 0.82563 | 10 | 0.22405
59422 | 3.9 | 1 | 365 | 4.4618 | 0.9373 | 5 | 0.39912
59811 | 4.77 | 1 | 365 | 5.4571 | 0.93101 | 6 | 0.38816
59815 | 9.01 | 1 | 365 | 10.3079 | 0.64746 | 10 | 0.9554
59820 | 5.565 | 1 | 365 | 6.3667 | 0.75284 | 7 | 0.11951
32842 | 3.38 | 1 | 365 | 3.8669 | 0.74566 | 4 | 0.61257
59861 | 8.745 | 1 | 365 | 10.0048 | 0.040182 | 10 | 0.044952
59865 | 13.25 | 1 | 365 | 15.1587 | 0.36391 | 15 | 0.52265
59872 | 6.36 | 1 | 365 | 7.2762 | 0.57468 | 7 | 0.85087
59878 | 7.02 | 1 | 365 | 8.0313 | 0.087144 | 8 | 0.11842
59901 | 8.48 | 1 | 365 | 9.7016 | 0.4329 | 10 | 0.1345
50248 | 10.865 | 1 | 365 | 12.4302 | 0.89841 | 13 | 0.32858
45647 | 3.06 | 1 | 365 | 3.5008 | 0.012345 | 3 | 0.51316
42117 | 9.36 | 1 | 365 | 10.7084 | 0.44953 | 11 | 0.15789
40117 | 13.52 | 1 | 365 | 15.4676 | 0.98265 | 16 | 0.45029
57417 | 2.34 | 1 | 365 | 2.6771 | 0.36238 | 3 | 0.039472
55064 | 2.34 | 1 | 365 | 2.6771 | 0.36238 | 3 | 0.039472
57172 | 2.385 | 1 | 365 | 2.7286 | 0.4655 | 3 | 0.19408
58577 | 990.945 | 0.7 | 365 | 793.5876 | 0.60579 | 794 | 0.19339
38225 | 7.84 | 1 | 365 | 8.9694 | 0.96627 | 9 | 0.93567
45016 | 5.72 | 1 | 365 | 6.544 | 0.10804 | 6 | 0.65204
43905 | 4.845 | 1 | 365 | 5.543 | 0.10288 | 5 | 0.64583
47547 | 6.5 | 1 | 365 | 7.4364 | 0.8955 | 8 | 0.33187
53146 | 31 | 0.9 | 365 | 31.9192 | 0.93609 | 32 | 0.85525
39219 | 7.28 | 1 | 365 | 8.3287 | 0.68296 | 9 | 0.011692
56293 | 10.66 | 1 | 365 | 12.1956 | 0.42863 | 12 | 0.62426
49396 | 5.04 | 1 | 365 | 5.766 | 0.54974 | 6 | 0.31579
47237 | 10.4 | 1 | 365 | 11.8982 | 0.83281 | 12 | 0.73099
57563 | 3.9 | 1 | 365 | 4.4618 | 0.9373 | 5 | 0.39912
57755 | 9.805 | 1 | 365 | 11.2175 | 0.46929 | 11 | 0.68676
38942 | 5.2 | 1 | 365 | 5.9491 | 0.9164 | 6 | 0.86549
24853 | 5.46 | 1 | 365 | 6.2465 | 0.51222 | 6 | 0.75877
49904 | 24.91 | 1 | 365 | 28.4984 | 0.084155 | 28 | 0.58259
59704 | 5.3 | 1 | 365 | 6.0635 | 0.14556 | 6 | 0.20906
59726 | 9.36 | 1 | 365 | 10.7084 | 0.44953 | 11 | 0.15789
59727 | 6.36 | 1 | 365 | 7.2762 | 0.57468 | 7 | 0.85087
59730 | 5.3 | 1 | 365 | 6.0635 | 0.14556 | 6 | 0.20906
59731 | 6.44 | 1 | 365 | 7.3677 | 0.75801 | 8 | 0.12573
59732 | 7.84 | 1 | 365 | 8.9694 | 0.96627 | 9 | 0.93567
59733 | 10.6 | 1 | 365 | 12.127 | 0.29113 | 12 | 0.41812
38343 | 12.74 | 1 | 365 | 14.5753 | 0.19519 | 14 | 0.77046
46994 | 6.24 | 1 | 365 | 7.1389 | 0.29968 | 7 | 0.43859
59882 | 6.36 | 1 | 365 | 7.2762 | 0.57468 | 7 | 0.85087
59888 | 12.48 | 1 | 365 | 14.2778 | 0.59937 | 14 | 0.87719
59903 | 5.46 | 1 | 365 | 6.2465 | 0.51222 | 6 | 0.75877
59906 | 10.6 | 1 | 365 | 12.127 | 0.29113 | 12 | 0.41812
59907 | 6.625 | 1 | 365 | 7.5794 | 0.18196 | 7 | 0.76133
59908 | 7.95 | 1 | 365 | 9.0952 | 0.21835 | 9 | 0.31359
59912 | 5.46 | 1 | 365 | 6.2465 | 0.51222 | 6 | 0.75877
59915 | 6.72 | 1 | 365 | 7.6881 | 0.39966 | 8 | 0.087716
50623 | 7.42 | 1 | 365 | 8.4889 | 0.0037907 | 8 | 0.49269
46375 | 6.76 | 1 | 365 | 7.7338 | 0.49132 | 8 | 0.22514
57498 | 7.685 | 1 | 365 | 8.7921 | 0.61107 | 9 | 0.40314
52394 | 6.375 | 1 | 365 | 7.2934 | 0.60905 | 7 | 0.90241
47243 | 7.54 | 1 | 365 | 8.6262 | 0.27878 | 8 | 0.90497
55093 | 3.12 | 1 | 365 | 3.5695 | 0.14984 | 3 | 0.7193
38017 | 10.66 | 1 | 365 | 12.1956 | 0.42863 | 12 | 0.62426
32357 | 5.98 | 1 | 365 | 6.8415 | 0.70386 | 7 | 0.54532
44267 | 6.5 | 1 | 365 | 7.4364 | 0.8955 | 8 | 0.33187
60057 | 3.445 | 1 | 365 | 3.9413 | 0.89462 | 4 | 0.83589
60060 | 5.83 | 1 | 365 | 6.6698 | 0.36012 | 7 | 0.029968
60064 | 8.215 | 1 | 365 | 9.3984 | 0.82563 | 10 | 0.22405
60066 | 5.3 | 1 | 365 | 6.0635 | 0.14556 | 6 | 0.20906
60067 | 3.12 | 1 | 365 | 3.5695 | 0.14984 | 3 | 0.7193
60069 | 5.83 | 1 | 365 | 6.6698 | 0.36012 | 7 | 0.029968
60094 | 5.565 | 1 | 365 | 6.3667 | 0.75284 | 7 | 0.11951
60093 | 8.06 | 1 | 365 | 9.2211 | 0.47042 | 9 | 0.69152
60095 | 4.77 | 1 | 365 | 5.4571 | 0.93101 | 6 | 0.38816
51118 | 13.44 | 1 | 365 | 15.3761 | 0.79932 | 16 | 0.17543
44795 | 21.45 | 1 | 365 | 24.54 | 0.15516 | 24 | 0.69516
62100 | 5.4 | 1 | 365 | 6.1779 | 0.37473 | 6 | 0.55263
62097 | 5.13 | 1 | 365 | 5.869 | 0.75599 | 6 | 0.625
47533 | 12.4 | 1 | 365 | 14.1863 | 0.41604 | 14 | 0.60233
46223 | 7.44 | 1 | 365 | 8.5118 | 0.049623 | 8 | 0.5614
58038 | 8.25 | 1 | 365 | 9.4385 | 0.90583 | 10 | 0.34429
62013 | 7.68 | 1 | 365 | 8.7864 | 0.59961 | 9 | 0.38596
61935 | 7.68 | 1 | 365 | 8.7864 | 0.59961 | 9 | 0.38596
61915 | 7.68 | 1 | 365 | 8.7864 | 0.59961 | 9 | 0.38596
61851 | 7.68 | 1 | 365 | 8.7864 | 0.59961 | 9 | 0.38596
62085 | 7.68 | 1 | 365 | 8.7864 | 0.59961 | 9 | 0.38596
36237 | 8.28 | 1 | 365 | 9.4728 | 0.97458 | 10 | 0.44736
61833 | 10.335 | 1 | 365 | 11.8238 | 0.68385 | 12 | 0.50767
45484 | 24.255 | 1 | 365 | 27.7491 | 0.58315 | 28 | 0.33222
48049 | 24.255 | 1 | 365 | 27.7491 | 0.58315 | 28 | 0.33222
34642 | 91 | 0.9 | 365 | 93.6982 | 0.68335 | 94 | 0.38154
62123 | 8.5 | 1 | 365 | 9.7245 | 0.47874 | 10 | 0.20321
62121 | 7.5 | 1 | 365 | 8.5804 | 0.18712 | 8 | 0.76754
62122 | 13.25 | 1 | 365 | 15.1587 | 0.36391 | 15 | 0.52265
62120 | 3.75 | 1 | 365 | 4.2902 | 0.59356 | 4 | 0.88377
62119 | 10.137 | 1 | 365 | 11.5973 | 0.23011 | 11 | 0.82741
62109 | 5.75 | 1 | 365 | 6.5783 | 0.17679 | 6 | 0.75511
62102 | 10.5 | 1 | 365 | 12.0126 | 0.061968 | 12 | 0.074556
61690 | 4.8 | 1 | 365 | 5.4915 | 0.99976 | 6 | 0.49123
46593 | 5.2 | 1 | 365 | 5.9491 | 0.9164 | 6 | 0.86549
53789 | 8.67 | 1 | 365 | 9.919 | 0.86831 | 10 | 0.78728
47065 | 11.475 | 1 | 365 | 13.128 | 0.29629 | 13 | 0.42434
43261 | 4.42 | 1 | 365 | 5.0567 | 0.12894 | 5 | 0.18567
58624 | 7.02 | 1 | 365 | 8.0313 | 0.087144 | 8 | 0.11842
57139 | 5.46 | 1 | 365 | 6.2465 | 0.51222 | 6 | 0.75877
60247 | 7.28 | 1 | 365 | 8.3287 | 0.68296 | 9 | 0.011692
48738 | 7.28 | 1 | 365 | 8.3287 | 0.68296 | 9 | 0.011692
60289 | 7.8 | 1 | 365 | 8.9236 | 0.8746 | 9 | 0.79824
43093 | 5.72 | 1 | 365 | 6.544 | 0.10804 | 6 | 0.65204
52002 | 8.06 | 1 | 365 | 9.2211 | 0.47042 | 9 | 0.69152
60291 | 6.095 | 1 | 365 | 6.973 | 0.9674 | 7 | 0.94042
60293 | 7.42 | 1 | 365 | 8.4889 | 0.0037907 | 8 | 0.49269
32905 | 5.46 | 1 | 365 | 6.2465 | 0.51222 | 6 | 0.75877
55085 | 9.88 | 1 | 365 | 11.3033 | 0.64117 | 11 | 0.94444
60295 | 6.36 | 1 | 365 | 7.2762 | 0.57468 | 7 | 0.85087
26669 | 6.76 | 1 | 365 | 7.7338 | 0.49132 | 8 | 0.22514
60297 | 9.01 | 1 | 365 | 10.3079 | 0.64746 | 10 | 0.9554
60298 | 3.18 | 1 | 365 | 3.6381 | 0.28734 | 3 | 0.92544
60302 | 4.24 | 1 | 365 | 4.8508 | 0.71645 | 5 | 0.56725
60304 | 7.42 | 1 | 365 | 8.4889 | 0.0037907 | 8 | 0.49269
31967 | 7.02 | 1 | 365 | 8.0313 | 0.087144 | 8 | 0.11842
25542 | 5.98 | 1 | 365 | 6.8415 | 0.70386 | 7 | 0.54532
60308 | 5.83 | 1 | 365 | 6.6698 | 0.36012 | 7 | 0.029968
54955 | 4.94 | 1 | 365 | 5.6516 | 0.32058 | 5 | 0.97222
51754 | 7.54 | 1 | 365 | 8.6262 | 0.27878 | 8 | 0.90497
60321 | 3.64 | 1 | 365 | 4.1644 | 0.34148 | 4 | 0.50585
59234 | 4.68 | 1 | 365 | 5.3542 | 0.72476 | 6 | 0.078945
52341 | 7.02 | 1 | 365 | 8.0313 | 0.087144 | 8 | 0.11842
56601 | 5.72 | 1 | 365 | 6.544 | 0.10804 | 6 | 0.65204
52238 | 9.1 | 1 | 365 | 10.4109 | 0.85371 | 11 | 0.26462
51830 | 3.12 | 1 | 365 | 3.5695 | 0.14984 | 3 | 0.7193
59491 | 11.395 | 1 | 365 | 13.0365 | 0.11296 | 13 | 0.14948
51832 | 9.88 | 1 | 365 | 11.3033 | 0.64117 | 11 | 0.94444
22762 | 8.58 | 1 | 365 | 9.816 | 0.66207 | 10 | 0.47807
32712 | 7.54 | 1 | 365 | 8.6262 | 0.27878 | 8 | 0.90497
52108 | 5.72 | 1 | 365 | 6.544 | 0.10804 | 6 | 0.65204
60387 | 4.24 | 1 | 365 | 4.8508 | 0.71645 | 5 | 0.56725
59566 | 10.6 | 1 | 365 | 12.127 | 0.29113 | 12 | 0.41812
59137 | 13 | 1 | 365 | 14.8727 | 0.79101 | 15 | 0.66374
60390 | 4.16 | 1 | 365 | 4.7593 | 0.53312 | 5 | 0.2924
59317 | 10.6 | 1 | 365 | 12.127 | 0.29113 | 12 | 0.41812
58842 | 7.905 | 1 | 365 | 9.0438 | 0.11522 | 9 | 0.15899
37742 | 5.72 | 1 | 365 | 6.544 | 0.10804 | 6 | 0.65204
60398 | 3.64 | 1 | 365 | 4.1644 | 0.34148 | 4 | 0.50585
33220 | 2.86 | 1 | 365 | 3.272 | 0.55402 | 3 | 0.82602
43721 | 4.94 | 1 | 365 | 5.6516 | 0.32058 | 5 | 0.97222
60400 | 10.71 | 1 | 365 | 12.2528 | 0.54321 | 12 | 0.79605
57899 | 4.16 | 1 | 365 | 4.7593 | 0.53312 | 5 | 0.2924
15733 | 4.335 | 1 | 365 | 4.9595 | 0.93416 | 5 | 0.89364
57077 | 3.9 | 1 | 365 | 4.4618 | 0.9373 | 5 | 0.39912
59296 | 10.6 | 1 | 365 | 12.127 | 0.29113 | 12 | 0.41812
60409 | 6.36 | 1 | 365 | 7.2762 | 0.57468 | 7 | 0.85087
59231 | 17.42 | 1 | 365 | 19.9295 | 0.91995 | 20 | 0.84941
59940 | 5.46 | 1 | 365 | 6.2465 | 0.51222 | 6 | 0.75877
60211 | 5.7 | 1 | 365 | 6.5211 | 0.062211 | 6 | 0.58333
60513 | 6.6 | 1 | 365 | 7.5508 | 0.12467 | 7 | 0.67544
60541 | 6 | 1 | 365 | 6.8643 | 0.7497 | 7 | 0.61403
60565 | 6 | 1 | 365 | 6.8643 | 0.7497 | 7 | 0.61403
60839 | 3.3 | 1 | 365 | 3.7754 | 0.56233 | 4 | 0.33772
60855 | 8.4 | 1 | 365 | 9.6101 | 0.24957 | 9 | 0.85964
60884 | 12.72 | 1 | 365 | 14.5524 | 0.14936 | 14 | 0.70175
61002 | 4.8 | 1 | 365 | 5.4915 | 0.99976 | 6 | 0.49123
60226 | 7.5 | 1 | 365 | 8.5804 | 0.18712 | 8 | 0.76754
60031 | 7.155 | 1 | 365 | 8.1857 | 0.39651 | 8 | 0.58223
60017 | 4.77 | 1 | 365 | 5.4571 | 0.93101 | 6 | 0.38816
60033 | 9.52 | 1 | 365 | 10.8914 | 0.81618 | 11 | 0.7076
60029 | 6.54 | 1 | 365 | 7.4821 | 0.98717 | 8 | 0.46929
60036 | 8.82 | 1 | 365 | 10.0906 | 0.21205 | 10 | 0.30263
60041 | 5.035 | 1 | 365 | 5.7603 | 0.53829 | 6 | 0.29861
60038 | 6.44 | 1 | 365 | 7.3677 | 0.75801 | 8 | 0.12573
51561 | 4.68 | 1 | 365 | 5.3542 | 0.72476 | 6 | 0.078945
59798 | 4.68 | 1 | 365 | 5.3542 | 0.72476 | 6 | 0.078945
41298 | 3.9 | 1 | 365 | 4.4618 | 0.9373 | 5 | 0.39912
57113 | 7.54 | 1 | 365 | 8.6262 | 0.27878 | 8 | 0.90497
57506 | 8.71 | 1 | 365 | 9.9647 | 0.95998 | 10 | 0.9247
59594 | 6.213 | 1 | 365 | 7.108 | 0.23781 | 7 | 0.34583
60043 | 6.24 | 1 | 365 | 7.1389 | 0.29968 | 7 | 0.43859
43756 | 3.57 | 1 | 365 | 4.0843 | 0.18107 | 4 | 0.26535
60128 | 4.4 | 1 | 365 | 5.0338 | 0.08311 | 5 | 0.11696
60138 | 10.35 | 1 | 365 | 11.841 | 0.71823 | 12 | 0.55921
60141 | 6.5 | 1 | 365 | 7.4364 | 0.8955 | 8 | 0.33187
60147 | 6.89 | 1 | 365 | 7.8825 | 0.78923 | 8 | 0.67178
60148 | 3.975 | 1 | 365 | 4.5476 | 0.10917 | 4 | 0.6568
60149 | 6.095 | 1 | 365 | 6.973 | 0.9674 | 7 | 0.94042
60151 | 9.01 | 1 | 365 | 10.3079 | 0.64746 | 10 | 0.9554
60153 | 10.6 | 1 | 365 | 12.127 | 0.29113 | 12 | 0.41812
60154 | 4.77 | 1 | 365 | 5.4571 | 0.93101 | 6 | 0.38816
60162 | 8.19 | 1 | 365 | 9.3698 | 0.76834 | 10 | 0.13815
59558 | 7.035 | 1 | 365 | 8.0484 | 0.12152 | 8 | 0.16995
39690 | 8.925 | 1 | 365 | 10.2107 | 0.45267 | 10 | 0.66337
60171 | 8.505 | 1 | 365 | 9.7302 | 0.49019 | 10 | 0.22039
59762 | 6.16 | 1 | 365 | 7.0474 | 0.11635 | 7 | 0.16374
60240 | 9.3 | 1 | 365 | 10.6397 | 0.31203 | 10 | 0.95175
60241 | 17.01 | 1 | 365 | 19.4604 | 0.98039 | 20 | 0.44078
60251 | 11.34 | 1 | 365 | 12.9736 | 0.98693 | 13 | 0.96052
60145 | 6.76 | 1 | 365 | 7.7338 | 0.49132 | 8 | 0.22514
50609 | 8.58 | 1 | 365 | 9.816 | 0.66207 | 10 | 0.47807
60616 | 3.64 | 1 | 365 | 4.1644 | 0.34148 | 4 | 0.50585
60618 | 13.78 | 1 | 365 | 15.7651 | 0.57847 | 16 | 0.34356
60619 | 2.65 | 1 | 365 | 3.0317 | 0.072782 | 3 | 0.10453
60629 | 7.54 | 1 | 365 | 8.6262 | 0.27878 | 8 | 0.90497
60622 | 7.54 | 1 | 365 | 8.6262 | 0.27878 | 8 | 0.90497
60636 | 13.77 | 1 | 365 | 15.7537 | 0.55555 | 16 | 0.3092
60662 | 2.86 | 1 | 365 | 3.272 | 0.55402 | 3 | 0.82602
60665 | 11.18 | 1 | 365 | 12.7905 | 0.62027 | 13 | 0.41081
60667 | 10.14 | 1 | 365 | 11.6007 | 0.23699 | 11 | 0.83771
60668 | 15.045 | 1 | 365 | 17.2123 | 0.47736 | 17 | 0.68969
60670 | 14.025 | 1 | 365 | 16.0454 | 0.13991 | 16 | 0.1853
60671 | 4.42 | 1 | 365 | 5.0567 | 0.12894 | 5 | 0.18567
60674 | 6.36 | 1 | 365 | 7.2762 | 0.57468 | 7 | 0.85087
60672 | 4.42 | 1 | 365 | 5.0567 | 0.12894 | 5 | 0.18567
60675 | 6.24 | 1 | 365 | 7.1389 | 0.29968 | 7 | 0.43859
60676 | 6.5 | 1 | 365 | 7.4364 | 0.8955 | 8 | 0.33187
60677 | 3.9 | 1 | 365 | 4.4618 | 0.9373 | 5 | 0.39912
60678 | 5.72 | 1 | 365 | 6.544 | 0.10804 | 6 | 0.65204
60693 | 6.12 | 1 | 365 | 7.0016 | 0.02469 | 7 | 0.026313
60697 | 5.83 | 1 | 365 | 6.6698 | 0.36012 | 7 | 0.029968
60703 | 7.395 | 1 | 365 | 8.4603 | 0.9465 | 9 | 0.40679
60715 | 6.36 | 1 | 365 | 7.2762 | 0.57468 | 7 | 0.85087
60731 | 4.335 | 1 | 365 | 4.9595 | 0.93416 | 5 | 0.89364
60736 | 9.88 | 1 | 365 | 11.3033 | 0.64117 | 11 | 0.94444
60737 | 6.5 | 1 | 365 | 7.4364 | 0.8955 | 8 | 0.33187
60669 | 3.38 | 1 | 365 | 3.8669 | 0.74566 | 4 | 0.61257
60743 | 6.36 | 1 | 365 | 7.2762 | 0.57468 | 7 | 0.85087
60745 | 11.18 | 1 | 365 | 12.7905 | 0.62027 | 13 | 0.41081
60747 | 5.3 | 1 | 365 | 6.0635 | 0.14556 | 6 | 0.20906
60750 | 2.86 | 1 | 365 | 3.272 | 0.55402 | 3 | 0.82602
60755 | 6.095 | 1 | 365 | 6.973 | 0.9674 | 7 | 0.94042
60756 | 3.71 | 1 | 365 | 4.2444 | 0.5019 | 4 | 0.74634
60759 | 2.65 | 1 | 365 | 3.0317 | 0.072782 | 3 | 0.10453
60767 | 3.71 | 1 | 365 | 4.2444 | 0.5019 | 4 | 0.74634
60769 | 9.1 | 1 | 365 | 10.4109 | 0.85371 | 11 | 0.26462
60770 | 8.48 | 1 | 365 | 9.7016 | 0.4329 | 10 | 0.1345
62050 | 8.7 | 1 | 365 | 9.9533 | 0.93706 | 10 | 0.89035
60210 | 7.95 | 1 | 365 | 9.0952 | 0.21835 | 9 | 0.31359
59338 | 3.924 | 1 | 365 | 4.4893 | 0.9923 | 5 | 0.48158
60741 | 8.06 | 1 | 365 | 9.2211 | 0.47042 | 9 | 0.69152
53538 | 11.96 | 1 | 365 | 13.6829 | 0.40773 | 14 | 0.090637
56311 | 4.42 | 1 | 365 | 5.0567 | 0.12894 | 5 | 0.18567
56314 | 5.2 | 1 | 365 | 5.9491 | 0.9164 | 6 | 0.86549
38667 | 7.575 | 1 | 365 | 8.6662 | 0.35899 | 9 | 0.025215
27278 | 649.8 | 0.8 | 365 | 594.7261 | 0.27366 | 594 | 0.99973
27345 | 649.8 | 0.8 | 365 | 594.7261 | 0.27366 | 594 | 0.99973
27346 | 649.8 | 0.8 | 365 | 594.7261 | 0.27366 | 594 | 0.99973
59471 | 35.97 | 0.9 | 365 | 37.0365 | 0.18648 | 37 | 0.22301
60779 | 9.88 | 1 | 365 | 11.3033 | 0.64117 | 11 | 0.94444
60773 | 2.65 | 1 | 365 | 3.0317 | 0.072782 | 3 | 0.10453
60781 | 10.335 | 1 | 365 | 11.8238 | 0.68385 | 12 | 0.50767
60782 | 5.98 | 1 | 365 | 6.8415 | 0.70386 | 7 | 0.54532
60780 | 374.22 | 0.9 | 365 | 385.3158 | 0.81169 | 386 | 0.12746
60792 | 10.6 | 1 | 365 | 12.127 | 0.29113 | 12 | 0.41812
60700 | 318.06 | 0.8 | 365 | 291.1028 | 0.097108 | 291 | 0.19987
18081 | 318.06 | 0.8 | 365 | 291.1028 | 0.097108 | 291 | 0.19987
60794 | 3.38 | 1 | 365 | 3.8669 | 0.74566 | 4 | 0.61257
60798 | 11.13 | 1 | 365 | 12.7333 | 0.50569 | 13 | 0.23903
60799 | 10.335 | 1 | 365 | 11.8238 | 0.68385 | 12 | 0.50767
60802 | 10.4 | 1 | 365 | 11.8982 | 0.83281 | 12 | 0.73099
60801 | 7.42 | 1 | 365 | 8.4889 | 0.0037907 | 8 | 0.49269
60803 | 7.28 | 1 | 365 | 8.3287 | 0.68296 | 9 | 0.011692
60804 | 5.035 | 1 | 365 | 5.7603 | 0.53829 | 6 | 0.29861
60812 | 5.2 | 1 | 365 | 5.9491 | 0.9164 | 6 | 0.86549
60829 | 5.565 | 1 | 365 | 6.3667 | 0.75284 | 7 | 0.11951
60828 | 2.915 | 1 | 365 | 3.3349 | 0.68006 | 4 | 0.014984
60844 | 13.52 | 1 | 365 | 15.4676 | 0.98265 | 16 | 0.45029
60846 | 4.94 | 1 | 365 | 5.6516 | 0.32058 | 5 | 0.97222
60851 | 7.685 | 1 | 365 | 8.7921 | 0.61107 | 9 | 0.40314
60858 | 3.975 | 1 | 365 | 4.5476 | 0.10917 | 4 | 0.6568
60833 | 3.38 | 1 | 365 | 3.8669 | 0.74566 | 4 | 0.61257
60861 | 5.035 | 1 | 365 | 5.7603 | 0.53829 | 6 | 0.29861
60870 | 4.16 | 1 | 365 | 4.7593 | 0.53312 | 5 | 0.2924
60867 | 6.36 | 1 | 365 | 7.2762 | 0.57468 | 7 | 0.85087
60889 | 5.46 | 1 | 365 | 6.2465 | 0.51222 | 6 | 0.75877
60892 | 10.92 | 1 | 365 | 12.4931 | 0.024447 | 12 | 0.51754
60891 | 9.54 | 1 | 365 | 10.9143 | 0.86202 | 11 | 0.77631
60897 | 9.945 | 1 | 365 | 11.3776 | 0.79012 | 12 | 0.16776
60902 | 4.68 | 1 | 365 | 5.3542 | 0.72476 | 6 | 0.078945
60912 | 13.26 | 1 | 365 | 15.1702 | 0.38683 | 15 | 0.55701
60911 | 3.71 | 1 | 365 | 4.2444 | 0.5019 | 4 | 0.74634
60898 | 7.685 | 1 | 365 | 8.7921 | 0.61107 | 9 | 0.40314
60922 | 6.095 | 1 | 365 | 6.973 | 0.9674 | 7 | 0.94042
60926 | 7.95 | 1 | 365 | 9.0952 | 0.21835 | 9 | 0.31359
60927 | 7.02 | 1 | 365 | 8.0313 | 0.087144 | 8 | 0.11842
60931 | 9.275 | 1 | 365 | 10.6111 | 0.25474 | 10 | 0.86586
60939 | 6.36 | 1 | 365 | 7.2762 | 0.57468 | 7 | 0.85087
60944 | 5.565 | 1 | 365 | 6.3667 | 0.75284 | 7 | 0.11951
60947 | 3.18 | 1 | 365 | 3.6381 | 0.28734 | 3 | 0.92544
60949 | 3.71 | 1 | 365 | 4.2444 | 0.5019 | 4 | 0.74634
60663 | 9.88 | 1 | 365 | 11.3033 | 0.64117 | 11 | 0.94444
60953 | 9.01 | 1 | 365 | 10.3079 | 0.64746 | 10 | 0.9554
60955 | 5.2 | 1 | 365 | 5.9491 | 0.9164 | 6 | 0.86549
60957 | 3.12 | 1 | 365 | 3.5695 | 0.14984 | 3 | 0.7193
60959 | 4.77 | 1 | 365 | 5.4571 | 0.93101 | 6 | 0.38816
60963 | 4.16 | 1 | 365 | 4.7593 | 0.53312 | 5 | 0.2924
60964 | 3.975 | 1 | 365 | 4.5476 | 0.10917 | 4 | 0.6568
60965 | 3.9 | 1 | 365 | 4.4618 | 0.9373 | 5 | 0.39912
60972 | 3.18 | 1 | 365 | 3.6381 | 0.28734 | 3 | 0.92544
60976 | 12.48 | 1 | 365 | 14.2778 | 0.59937 | 14 | 0.87719
60980 | 3.975 | 1 | 365 | 4.5476 | 0.10917 | 4 | 0.6568
60982 | 7.02 | 1 | 365 | 8.0313 | 0.087144 | 8 | 0.11842
62735 | 9.88 | 1 | 365 | 11.3033 | 0.64117 | 11 | 0.94444
60987 | 7.14 | 1 | 365 | 8.1686 | 0.36214 | 8 | 0.5307
61003 | 9.54 | 1 | 365 | 10.9143 | 0.86202 | 11 | 0.77631
63017 | 5.035 | 1 | 365 | 5.7603 | 0.53829 | 6 | 0.29861
61016 | 5.98 | 1 | 365 | 6.8415 | 0.70386 | 7 | 0.54532
61017 | 5.98 | 1 | 365 | 6.8415 | 0.70386 | 7 | 0.54532
61019 | 2.6 | 1 | 365 | 2.9745 | 0.9582 | 3 | 0.93275
61029 | 7.28 | 1 | 365 | 8.3287 | 0.68296 | 9 | 0.011692
61040 | 9.01 | 1 | 365 | 10.3079 | 0.64746 | 10 | 0.9554
61041 | 9.275 | 1 | 365 | 10.6111 | 0.25474 | 10 | 0.86586
61042 | 5.3 | 1 | 365 | 6.0635 | 0.14556 | 6 | 0.20906
61043 | 5.035 | 1 | 365 | 5.7603 | 0.53829 | 6 | 0.29861
61044 | 4.24 | 1 | 365 | 4.8508 | 0.71645 | 5 | 0.56725
61054 | 13.515 | 1 | 365 | 15.4619 | 0.97119 | 16 | 0.43311
61055 | 6.89 | 1 | 365 | 7.8825 | 0.78923 | 8 | 0.67178
61056 | 9.36 | 1 | 365 | 10.7084 | 0.44953 | 11 | 0.15789
60797 | 5.67 | 1 | 365 | 6.4868 | 0.99346 | 7 | 0.48026
61074 | 6.5 | 1 | 365 | 7.4364 | 0.8955 | 8 | 0.33187
61075 | 5.355 | 1 | 365 | 6.1264 | 0.2716 | 6 | 0.39802
61083 | 5.94 | 1 | 365 | 6.7957 | 0.6122 | 7 | 0.40789
61085 | 10.2 | 1 | 365 | 11.6694 | 0.37448 | 12 | 0.043854
61089 | 6.76 | 1 | 365 | 7.7338 | 0.49132 | 8 | 0.22514
61096 | 6.375 | 1 | 365 | 7.2934 | 0.60905 | 7 | 0.90241
61104 | 3.06 | 1 | 365 | 3.5008 | 0.012345 | 3 | 0.51316
61109 | 10.71 | 1 | 365 | 12.2528 | 0.54321 | 12 | 0.79605
61103 | 14.04 | 1 | 365 | 16.0625 | 0.17429 | 16 | 0.23683
61107 | 9.36 | 1 | 365 | 10.7084 | 0.44953 | 11 | 0.15789
61112 | 9.36 | 1 | 365 | 10.7084 | 0.44953 | 11 | 0.15789
61111 | 3.71 | 1 | 365 | 4.2444 | 0.5019 | 4 | 0.74634
61113 | 7.14 | 1 | 365 | 8.1686 | 0.36214 | 8 | 0.5307
61114 | 2.6 | 1 | 365 | 2.9745 | 0.9582 | 3 | 0.93275
61122 | 6.5 | 1 | 365 | 7.4364 | 0.8955 | 8 | 0.33187
61125 | 13 | 1 | 365 | 14.8727 | 0.79101 | 15 | 0.66374
61129 | 5.46 | 1 | 365 | 6.2465 | 0.51222 | 6 | 0.75877
61131 | 4.16 | 1 | 365 | 4.7593 | 0.53312 | 5 | 0.2924
61132 | 5.3 | 1 | 365 | 6.0635 | 0.14556 | 6 | 0.20906
61134 | 6.5 | 1 | 365 | 7.4364 | 0.8955 | 8 | 0.33187
61138 | 5.565 | 1 | 365 | 6.3667 | 0.75284 | 7 | 0.11951
60940 | 5.565 | 1 | 365 | 6.3667 | 0.75284 | 7 | 0.11951
61141 | 7.95 | 1 | 365 | 9.0952 | 0.21835 | 9 | 0.31359
61139 | 6.36 | 1 | 365 | 7.2762 | 0.57468 | 7 | 0.85087
61143 | 8.745 | 1 | 365 | 10.0048 | 0.040182 | 10 | 0.044952
61144 | 12.19 | 1 | 365 | 13.946 | 0.9348 | 14 | 0.88084
61146 | 13.78 | 1 | 365 | 15.7651 | 0.57847 | 16 | 0.34356
61175 | 2.08 | 1 | 365 | 2.3796 | 0.76656 | 3 | 0.1462
61174 | 7.02 | 1 | 365 | 8.0313 | 0.087144 | 8 | 0.11842
61178 | 13.23 | 1 | 365 | 15.1359 | 0.31808 | 15 | 0.45394
61177 | 13.77 | 1 | 365 | 15.7537 | 0.55555 | 16 | 0.3092
61185 | 12.985 | 1 | 365 | 14.8556 | 0.75663 | 15 | 0.6122
61182 | 6.625 | 1 | 365 | 7.5794 | 0.18196 | 7 | 0.76133
61201 | 5.98 | 1 | 365 | 6.8415 | 0.70386 | 7 | 0.54532
61188 | 10.14 | 1 | 365 | 11.6007 | 0.23699 | 11 | 0.83771
61187 | 6.76 | 1 | 365 | 7.7338 | 0.49132 | 8 | 0.22514
61204 | 8.84 | 1 | 365 | 10.1135 | 0.25789 | 10 | 0.37134
61209 | 14.04 | 1 | 365 | 16.0625 | 0.17429 | 16 | 0.23683
61218 | 9.54 | 1 | 365 | 10.9143 | 0.86202 | 11 | 0.77631
61220 | 4.24 | 1 | 365 | 4.8508 | 0.71645 | 5 | 0.56725
61223 | 8.48 | 1 | 365 | 9.7016 | 0.4329 | 10 | 0.1345
61224 | 7.155 | 1 | 365 | 8.1857 | 0.39651 | 8 | 0.58223
61231 | 10.865 | 1 | 365 | 12.4302 | 0.89841 | 13 | 0.32858
61235 | 14.04 | 1 | 365 | 16.0625 | 0.17429 | 16 | 0.23683
61238 | 6.5 | 1 | 365 | 7.4364 | 0.8955 | 8 | 0.33187
61279 | 9.1 | 1 | 365 | 10.4109 | 0.85371 | 11 | 0.26462
61281 | 3.825 | 1 | 365 | 4.376 | 0.76543 | 5 | 0.14145
61284 | 2.34 | 1 | 365 | 2.6771 | 0.36238 | 3 | 0.039472
61289 | 2.915 | 1 | 365 | 3.3349 | 0.68006 | 4 | 0.014984
61294 | 7.155 | 1 | 365 | 8.1857 | 0.39651 | 8 | 0.58223
61292 | 4.505 | 1 | 365 | 5.154 | 0.32373 | 5 | 0.4777
61298 | 4.505 | 1 | 365 | 5.154 | 0.32373 | 5 | 0.4777
61300 | 6.89 | 1 | 365 | 7.8825 | 0.78923 | 8 | 0.67178
61297 | 13 | 1 | 365 | 14.8727 | 0.79101 | 15 | 0.66374
61301 | 5.83 | 1 | 365 | 6.6698 | 0.36012 | 7 | 0.029968
61335 | 3.38 | 1 | 365 | 3.8669 | 0.74566 | 4 | 0.61257
61336 | 6.89 | 1 | 365 | 7.8825 | 0.78923 | 8 | 0.67178
61337 | 7.685 | 1 | 365 | 8.7921 | 0.61107 | 9 | 0.40314
61339 | 7.905 | 1 | 365 | 9.0438 | 0.11522 | 9 | 0.15899
61338 | 4.42 | 1 | 365 | 5.0567 | 0.12894 | 5 | 0.18567
61340 | 7.28 | 1 | 365 | 8.3287 | 0.68296 | 9 | 0.011692
61342 | 4.68 | 1 | 365 | 5.3542 | 0.72476 | 6 | 0.078945
61343 | 15.08 | 1 | 365 | 17.2524 | 0.55757 | 17 | 0.80993
61344 | 5.46 | 1 | 365 | 6.2465 | 0.51222 | 6 | 0.75877
61345 | 9.36 | 1 | 365 | 10.7084 | 0.44953 | 11 | 0.15789
61346 | 6.24 | 1 | 365 | 7.1389 | 0.29968 | 7 | 0.43859
61349 | 6.76 | 1 | 365 | 7.7338 | 0.49132 | 8 | 0.22514
61348 | 7.28 | 1 | 365 | 8.3287 | 0.68296 | 9 | 0.011692
61351 | 3.9 | 1 | 365 | 4.4618 | 0.9373 | 5 | 0.39912
61352 | 13.78 | 1 | 365 | 15.7651 | 0.57847 | 16 | 0.34356
61354 | 9.275 | 1 | 365 | 10.6111 | 0.25474 | 10 | 0.86586
61355 | 13.78 | 1 | 365 | 15.7651 | 0.57847 | 16 | 0.34356
61359 | 2.915 | 1 | 365 | 3.3349 | 0.68006 | 4 | 0.014984
61360 | 6.89 | 1 | 365 | 7.8825 | 0.78923 | 8 | 0.67178
61361 | 8.32 | 1 | 365 | 9.5185 | 0.066245 | 9 | 0.58479
37780 | 5.2 | 1 | 365 | 5.9491 | 0.9164 | 6 | 0.86549
46253 | 2.12 | 1 | 365 | 2.4254 | 0.85823 | 3 | 0.28362
45488 | 8.58 | 1 | 365 | 9.816 | 0.66207 | 10 | 0.47807
41330 | 7.65 | 1 | 365 | 8.752 | 0.53086 | 9 | 0.28289
39514 | 3.825 | 1 | 365 | 4.376 | 0.76543 | 5 | 0.14145
54197 | 4.42 | 1 | 365 | 5.0567 | 0.12894 | 5 | 0.18567
42352 | 13.78 | 1 | 365 | 15.7651 | 0.57847 | 16 | 0.34356
38258 | 7.28 | 1 | 365 | 8.3287 | 0.68296 | 9 | 0.011692
60481 | 10.2 | 1 | 365 | 11.6694 | 0.37448 | 12 | 0.043854
41666 | 9.1 | 1 | 365 | 10.4109 | 0.85371 | 11 | 0.26462
60777 | 12.72 | 1 | 365 | 14.5524 | 0.14936 | 14 | 0.70175
50474 | 7.8 | 1 | 365 | 8.9236 | 0.8746 | 9 | 0.79824
61383 | 10.865 | 1 | 365 | 12.4302 | 0.89841 | 13 | 0.32858
55957 | 6.375 | 1 | 365 | 7.2934 | 0.60905 | 7 | 0.90241
41211 | 5.98 | 1 | 365 | 6.8415 | 0.70386 | 7 | 0.54532
60090 | 7.848 | 1 | 365 | 8.9786 | 0.9846 | 9 | 0.96315
48563 | 6.3 | 1 | 365 | 7.2076 | 0.43718 | 7 | 0.64473
59271 | 8.19 | 1 | 365 | 9.3698 | 0.76834 | 10 | 0.13815
61601 | 7.42 | 1 | 365 | 8.4889 | 0.0037907 | 8 | 0.49269
45259 | 13.5 | 1 | 365 | 15.4448 | 0.93682 | 16 | 0.38157
56569 | 3.12 | 1 | 365 | 3.5695 | 0.14984 | 3 | 0.7193
60034 | 2.295 | 1 | 365 | 2.6256 | 0.25926 | 2 | 0.88487
43728 | 7.8 | 1 | 365 | 8.9236 | 0.8746 | 9 | 0.79824
61050 | 8.745 | 1 | 365 | 10.0048 | 0.040182 | 10 | 0.044952
58863 | 11.13 | 1 | 365 | 12.7333 | 0.50569 | 13 | 0.23903
63198 | 6.93 | 1 | 365 | 7.9283 | 0.8809 | 8 | 0.80921
48931 | 4.16 | 1 | 365 | 4.7593 | 0.53312 | 5 | 0.2924
57591 | 5.565 | 1 | 365 | 6.3667 | 0.75284 | 7 | 0.11951
14256 | 15.045 | 1 | 365 | 17.2123 | 0.47736 | 17 | 0.68969
62370 | 9.435 | 1 | 365 | 10.7942 | 0.6214 | 11 | 0.41557
56991 | 2.65 | 1 | 365 | 3.0317 | 0.072782 | 3 | 0.10453
59267 | 7.56 | 1 | 365 | 8.6491 | 0.32462 | 8 | 0.97368
34260 | 9.945 | 1 | 365 | 11.3776 | 0.79012 | 12 | 0.16776
60286 | 8.502 | 1 | 365 | 9.7268 | 0.48332 | 10 | 0.21008
60461 | 7.155 | 1 | 365 | 8.1857 | 0.39651 | 8 | 0.58223
59284 | 5.61 | 1 | 365 | 6.4182 | 0.85597 | 7 | 0.27412
60156 | 4.77 | 1 | 365 | 5.4571 | 0.93101 | 6 | 0.38816
62280 | 5.12 | 1 | 365 | 5.8576 | 0.73307 | 6 | 0.59064
60462 | 4.16 | 1 | 365 | 4.7593 | 0.53312 | 5 | 0.2924
60464 | 8.215 | 1 | 365 | 9.3984 | 0.82563 | 10 | 0.22405
60466 | 6.095 | 1 | 365 | 6.973 | 0.9674 | 7 | 0.94042
32408 | 2.86 | 1 | 365 | 3.272 | 0.55402 | 3 | 0.82602
60468 | 10.92 | 1 | 365 | 12.4931 | 0.024447 | 12 | 0.51754
60469 | 10.335 | 1 | 365 | 11.8238 | 0.68385 | 12 | 0.50767
62336 | 2.6 | 1 | 365 | 2.9745 | 0.9582 | 3 | 0.93275
28069 | 5.46 | 1 | 365 | 6.2465 | 0.51222 | 6 | 0.75877
60472 | 10.6 | 1 | 365 | 12.127 | 0.29113 | 12 | 0.41812
52224 | 7.28 | 1 | 365 | 8.3287 | 0.68296 | 9 | 0.011692
60473 | 6.625 | 1 | 365 | 7.5794 | 0.18196 | 7 | 0.76133
32727 | 3.64 | 1 | 365 | 4.1644 | 0.34148 | 4 | 0.50585
29751 | 2.6 | 1 | 365 | 2.9745 | 0.9582 | 3 | 0.93275
51875 | 4.68 | 1 | 365 | 5.3542 | 0.72476 | 6 | 0.078945
61625 | 11.4 | 1 | 365 | 13.0422 | 0.12442 | 13 | 0.16666
59887 | 9.1 | 1 | 365 | 10.4109 | 0.85371 | 11 | 0.26462
52522 | 13 | 1 | 365 | 14.8727 | 0.79101 | 15 | 0.66374
60027 | 8.32 | 1 | 365 | 9.5185 | 0.066245 | 9 | 0.58479
59570 | 10.66 | 1 | 365 | 12.1956 | 0.42863 | 12 | 0.62426
60114 | 6.5 | 1 | 365 | 7.4364 | 0.8955 | 8 | 0.33187
62812 | 6.72 | 1 | 365 | 7.6881 | 0.39966 | 8 | 0.087716
62627 | 14.835 | 1 | 365 | 16.9721 | 0.99612 | 17 | 0.96819
62324 | 7.2 | 1 | 365 | 8.2372 | 0.49964 | 8 | 0.73684
59455 | 7.95 | 1 | 365 | 9.0952 | 0.21835 | 9 | 0.31359
59805 | 7.155 | 1 | 365 | 8.1857 | 0.39651 | 8 | 0.58223
61609 | 11.2 | 1 | 365 | 12.8134 | 0.6661 | 13 | 0.47953
57837 | 7.95 | 1 | 365 | 9.0952 | 0.21835 | 9 | 0.31359
59308 | 3.71 | 1 | 365 | 4.2444 | 0.5019 | 4 | 0.74634
59483 | 4.42 | 1 | 365 | 5.0567 | 0.12894 | 5 | 0.18567
60021 | 7.42 | 1 | 365 | 8.4889 | 0.0037907 | 8 | 0.49269
28723 | 3.315 | 1 | 365 | 3.7925 | 0.59671 | 4 | 0.38925
16443 | 17.595 | 1 | 365 | 20.1297 | 0.32098 | 20 | 0.45065
60543 | 4.16 | 1 | 365 | 4.7593 | 0.53312 | 5 | 0.2924
60546 | 11.96 | 1 | 365 | 13.6829 | 0.40773 | 14 | 0.090637
60551 | 4.335 | 1 | 365 | 4.9595 | 0.93416 | 5 | 0.89364
60547 | 7.8 | 1 | 365 | 8.9236 | 0.8746 | 9 | 0.79824
60555 | 8.745 | 1 | 365 | 10.0048 | 0.040182 | 10 | 0.044952
53997 | 8.415 | 1 | 365 | 9.6272 | 0.28395 | 9 | 0.91118
60556 | 4.77 | 1 | 365 | 5.4571 | 0.93101 | 6 | 0.38816
22057 | 4.42 | 1 | 365 | 5.0567 | 0.12894 | 5 | 0.18567
16920 | 3.92 | 1 | 365 | 4.4847 | 0.98313 | 5 | 0.46783
60285 | 11.1 | 1 | 365 | 12.699 | 0.43694 | 13 | 0.13596
60309 | 2.85 | 1 | 365 | 3.2606 | 0.53111 | 3 | 0.79167
51292 | 8.25 | 1 | 365 | 9.4385 | 0.90583 | 10 | 0.34429
60317 | 8.19 | 1 | 365 | 9.3698 | 0.76834 | 10 | 0.13815
47341 | 15.75 | 1 | 365 | 18.0189 | 0.092952 | 18 | 0.11183
60320 | 7.035 | 1 | 365 | 8.0484 | 0.12152 | 8 | 0.16995
56410 | 12.18 | 1 | 365 | 13.9346 | 0.91188 | 14 | 0.84648
60363 | 13.26 | 1 | 365 | 15.1702 | 0.38683 | 15 | 0.55701
60374 | 9.88 | 1 | 365 | 11.3033 | 0.64117 | 11 | 0.94444
60375 | 6.89 | 1 | 365 | 7.8825 | 0.78923 | 8 | 0.67178
60376 | 11.2 | 1 | 365 | 12.8134 | 0.6661 | 13 | 0.47953
60378 | 7.425 | 1 | 365 | 8.4946 | 0.015249 | 8 | 0.50986
60380 | 10.335 | 1 | 365 | 11.8238 | 0.68385 | 12 | 0.50767
60379 | 7.28 | 1 | 365 | 8.3287 | 0.68296 | 9 | 0.011692
60381 | 10.14 | 1 | 365 | 11.6007 | 0.23699 | 11 | 0.83771
60382 | 7.8 | 1 | 365 | 8.9236 | 0.8746 | 9 | 0.79824
60383 | 4.68 | 1 | 365 | 5.3542 | 0.72476 | 6 | 0.078945
60389 | 8.4 | 1 | 365 | 9.6101 | 0.24957 | 9 | 0.85964
35660 | 1360 | 0.9 | 365 | 1400.3245 | 0.93798 | 1401 | 0.26253
60098 | 3.71 | 1 | 365 | 4.2444 | 0.5019 | 4 | 0.74634
60246 | 4.24 | 1 | 365 | 4.8508 | 0.71645 | 5 | 0.56725
60099 | 4.505 | 1 | 365 | 5.154 | 0.32373 | 5 | 0.4777
60406 | 12 | 1 | 365 | 13.7287 | 0.49939 | 14 | 0.22806
60411 | 6.3 | 1 | 365 | 7.2076 | 0.43718 | 7 | 0.64473
60102 | 6.36 | 1 | 365 | 7.2762 | 0.57468 | 7 | 0.85087
46899 | 3.78 | 1 | 365 | 4.3245 | 0.66231 | 4 | 0.98684
60412 | 7.5 | 1 | 365 | 8.5804 | 0.18712 | 8 | 0.76754
60421 | 6.27 | 1 | 365 | 7.1732 | 0.36843 | 7 | 0.54166
60427 | 4.8 | 1 | 365 | 5.4915 | 0.99976 | 6 | 0.49123
60432 | 4.14 | 1 | 365 | 4.7364 | 0.48729 | 5 | 0.22368
60109 | 4.24 | 1 | 365 | 4.8508 | 0.71645 | 5 | 0.56725
60450 | 11.96 | 1 | 365 | 13.6829 | 0.40773 | 14 | 0.090637
60451 | 6.36 | 1 | 365 | 7.2762 | 0.57468 | 7 | 0.85087
60452 | 6.625 | 1 | 365 | 7.5794 | 0.18196 | 7 | 0.76133
60454 | 5.035 | 1 | 365 | 5.7603 | 0.53829 | 6 | 0.29861
60166 | 2.85 | 1 | 365 | 3.2606 | 0.53111 | 3 | 0.79167
60108 | 5.3 | 1 | 365 | 6.0635 | 0.14556 | 6 | 0.20906
60477 | 5.559 | 1 | 365 | 6.3598 | 0.73909 | 7 | 0.098901
47678 | 8.7 | 1 | 365 | 9.9533 | 0.93706 | 10 | 0.89035
60131 | 8.58 | 1 | 365 | 9.816 | 0.66207 | 10 | 0.47807
60474 | 10.71 | 1 | 365 | 12.2528 | 0.54321 | 12 | 0.79605
60137 | 10.6 | 1 | 365 | 12.127 | 0.29113 | 12 | 0.41812
45778 | 7.98 | 1 | 365 | 9.1296 | 0.2871 | 9 | 0.41666
60139 | 5.3 | 1 | 365 | 6.0635 | 0.14556 | 6 | 0.20906
48658 | 10.395 | 1 | 365 | 11.8925 | 0.82135 | 12 | 0.71381
48714 | 9.81 | 1 | 365 | 11.2232 | 0.48075 | 11 | 0.70394
60561 | 8.4 | 1 | 365 | 9.6101 | 0.24957 | 9 | 0.85964
60570 | 7.8 | 1 | 365 | 8.9236 | 0.8746 | 9 | 0.79824
60531 | 10.2 | 1 | 365 | 11.6694 | 0.37448 | 12 | 0.043854
60573 | 3.18 | 1 | 365 | 3.6381 | 0.28734 | 3 | 0.92544
31214 | 6.12 | 1 | 365 | 7.0016 | 0.02469 | 7 | 0.026313
14880 | 5.865 | 1 | 365 | 6.7099 | 0.44033 | 7 | 0.15022
49089 | 10.66 | 1 | 365 | 12.1956 | 0.42863 | 12 | 0.62426
60144 | 6.095 | 1 | 365 | 6.973 | 0.9674 | 7 | 0.94042
58168 | 5.3 | 1 | 365 | 6.0635 | 0.14556 | 6 | 0.20906
27858 | 6.885 | 1 | 365 | 7.8768 | 0.77778 | 8 | 0.6546
57567 | 3.18 | 1 | 365 | 3.6381 | 0.28734 | 3 | 0.92544
58241 | 4.505 | 1 | 365 | 5.154 | 0.32373 | 5 | 0.4777
59763 | 7.8 | 1 | 365 | 8.9236 | 0.8746 | 9 | 0.79824
59125 | 11.66 | 1 | 365 | 13.3397 | 0.72024 | 14 | 0.059936
57062 | 7.685 | 1 | 365 | 8.7921 | 0.61107 | 9 | 0.40314
56983 | 10.92 | 1 | 365 | 12.4931 | 0.024447 | 12 | 0.51754
60634 | 6.36 | 1 | 365 | 7.2762 | 0.57468 | 7 | 0.85087
60635 | 5.565 | 1 | 365 | 6.3667 | 0.75284 | 7 | 0.11951
60637 | 4.77 | 1 | 365 | 5.4571 | 0.93101 | 6 | 0.38816
60639 | 6.76 | 1 | 365 | 7.7338 | 0.49132 | 8 | 0.22514
60664 | 5.565 | 1 | 365 | 6.3667 | 0.75284 | 7 | 0.11951
60146 | 4.77 | 1 | 365 | 5.4571 | 0.93101 | 6 | 0.38816
60683 | 3.18 | 1 | 365 | 3.6381 | 0.28734 | 3 | 0.92544
60684 | 10.14 | 1 | 365 | 11.6007 | 0.23699 | 11 | 0.83771
52471 | 12.48 | 1 | 365 | 14.2778 | 0.59937 | 14 | 0.87719
60686 | 5.035 | 1 | 365 | 5.7603 | 0.53829 | 6 | 0.29861
60687 | 4.24 | 1 | 365 | 4.8508 | 0.71645 | 5 | 0.56725
51929 | 4.94 | 1 | 365 | 5.6516 | 0.32058 | 5 | 0.97222
60688 | 7.42 | 1 | 365 | 8.4889 | 0.0037907 | 8 | 0.49269
60157 | 6.89 | 1 | 365 | 7.8825 | 0.78923 | 8 | 0.67178
60690 | 7.42 | 1 | 365 | 8.4889 | 0.0037907 | 8 | 0.49269
37903 | 3.9 | 1 | 365 | 4.4618 | 0.9373 | 5 | 0.39912
60161 | 14.84 | 1 | 365 | 16.9778 | 0.0075814 | 16 | 0.98537
60707 | 3.71 | 1 | 365 | 4.2444 | 0.5019 | 4 | 0.74634
60160 | 6.095 | 1 | 365 | 6.973 | 0.9674 | 7 | 0.94042
44275 | 2.86 | 1 | 365 | 3.272 | 0.55402 | 3 | 0.82602
60164 | 5.3 | 1 | 365 | 6.0635 | 0.14556 | 6 | 0.20906
60711 | 4.24 | 1 | 365 | 4.8508 | 0.71645 | 5 | 0.56725
32737 | 2.08 | 1 | 365 | 2.3796 | 0.76656 | 3 | 0.1462
60167 | 9.36 | 1 | 365 | 10.7084 | 0.44953 | 11 | 0.15789
60712 | 6.63 | 1 | 365 | 7.5851 | 0.19341 | 7 | 0.77851
60172 | 4.24 | 1 | 365 | 4.8508 | 0.71645 | 5 | 0.56725
60775 | 7.54 | 1 | 365 | 8.6262 | 0.27878 | 8 | 0.90497
32301 | 5.46 | 1 | 365 | 6.2465 | 0.51222 | 6 | 0.75877
60810 | 4.24 | 1 | 365 | 4.8508 | 0.71645 | 5 | 0.56725
18726 | 5.98 | 1 | 365 | 6.8415 | 0.70386 | 7 | 0.54532
60814 | 6.89 | 1 | 365 | 7.8825 | 0.78923 | 8 | 0.67178
60168 | 6.89 | 1 | 365 | 7.8825 | 0.78923 | 8 | 0.67178
59464 | 14.04 | 1 | 365 | 16.0625 | 0.17429 | 16 | 0.23683
59469 | 5.3 | 1 | 365 | 6.0635 | 0.14556 | 6 | 0.20906
60176 | 5.565 | 1 | 365 | 6.3667 | 0.75284 | 7 | 0.11951
60178 | 10.335 | 1 | 365 | 11.8238 | 0.68385 | 12 | 0.50767
59542 | 5.98 | 1 | 365 | 6.8415 | 0.70386 | 7 | 0.54532
59899 | 6.5 | 1 | 365 | 7.4364 | 0.8955 | 8 | 0.33187
60175 | 3.445 | 1 | 365 | 3.9413 | 0.89462 | 4 | 0.83589
60089 | 8.06 | 1 | 365 | 9.2211 | 0.47042 | 9 | 0.69152
52492 | 4.68 | 1 | 365 | 5.3542 | 0.72476 | 6 | 0.078945
60181 | 9.275 | 1 | 365 | 10.6111 | 0.25474 | 10 | 0.86586
58213 | 6.5 | 1 | 365 | 7.4364 | 0.8955 | 8 | 0.33187
58192 | 5.2 | 1 | 365 | 5.9491 | 0.9164 | 6 | 0.86549
60184 | 13.25 | 1 | 365 | 15.1587 | 0.36391 | 15 | 0.52265
34219 | 37.278 | 0.9 | 365 | 38.3833 | 0.88418 | 39 | 0.26748
60185 | 3.975 | 1 | 365 | 4.5476 | 0.10917 | 4 | 0.6568
60600 | 10.75 | 1 | 365 | 12.2986 | 0.63487 | 12 | 0.93347
60601 | 11.22 | 1 | 365 | 12.8363 | 0.71193 | 13 | 0.54824
60187 | 6.095 | 1 | 365 | 6.973 | 0.9674 | 7 | 0.94042
60614 | 5.565 | 1 | 365 | 6.3667 | 0.75284 | 7 | 0.11951
60617 | 6.89 | 1 | 365 | 7.8825 | 0.78923 | 8 | 0.67178
60620 | 8.1 | 1 | 365 | 9.2669 | 0.56209 | 9 | 0.82894
52359 | 5.2 | 1 | 365 | 5.9491 | 0.9164 | 6 | 0.86549
60621 | 6.24 | 1 | 365 | 7.1389 | 0.29968 | 7 | 0.43859
51047 | 7.98 | 1 | 365 | 9.1296 | 0.2871 | 9 | 0.41666
51727 | 4.16 | 1 | 365 | 4.7593 | 0.53312 | 5 | 0.2924
41722 | 11.44 | 1 | 365 | 13.088 | 0.21609 | 13 | 0.30409
43697 | 4.68 | 1 | 365 | 5.3542 | 0.72476 | 6 | 0.078945
59484 | 3.445 | 1 | 365 | 3.9413 | 0.89462 | 4 | 0.83589
48607 | 5.46 | 1 | 365 | 6.2465 | 0.51222 | 6 | 0.75877
24141 | 8.32 | 1 | 365 | 9.5185 | 0.066245 | 9 | 0.58479
51760 | 5.2 | 1 | 365 | 5.9491 | 0.9164 | 6 | 0.86549
60455 | 4.94 | 1 | 365 | 5.6516 | 0.32058 | 5 | 0.97222
60122 | 7.155 | 1 | 365 | 8.1857 | 0.39651 | 8 | 0.58223
40170 | 6.24 | 1 | 365 | 7.1389 | 0.29968 | 7 | 0.43859
59253 | 2.86 | 1 | 365 | 3.272 | 0.55402 | 3 | 0.82602
50401 | 12.22 | 1 | 365 | 13.9804 | 0.0035475 | 13 | 0.98391
58378 | 6.095 | 1 | 365 | 6.973 | 0.9674 | 7 | 0.94042
60652 | 6.36 | 1 | 365 | 7.2762 | 0.57468 | 7 | 0.85087
45577 | 9.975 | 1 | 365 | 11.412 | 0.85887 | 12 | 0.27083
60653 | 3.18 | 1 | 365 | 3.6381 | 0.28734 | 3 | 0.92544
60862 | 9 | 1 | 365 | 10.2965 | 0.62454 | 10 | 0.92105
60549 | 7.8 | 1 | 365 | 8.9236 | 0.8746 | 9 | 0.79824
60471 | 8.91 | 1 | 365 | 10.1935 | 0.4183 | 10 | 0.61184
60135 | 9.36 | 1 | 365 | 10.7084 | 0.44953 | 11 | 0.15789
60654 | 6.36 | 1 | 365 | 7.2762 | 0.57468 | 7 | 0.85087
60655 | 10.865 | 1 | 365 | 12.4302 | 0.89841 | 13 | 0.32858
60656 | 5.3 | 1 | 365 | 6.0635 | 0.14556 | 6 | 0.20906
60657 | 11.13 | 1 | 365 | 12.7333 | 0.50569 | 13 | 0.23903
60679 | 10.395 | 1 | 365 | 11.8925 | 0.82135 | 12 | 0.71381
60680 | 5.1 | 1 | 365 | 5.8347 | 0.68724 | 6 | 0.52193
50603 | 9.62 | 1 | 365 | 11.0058 | 0.045346 | 11 | 0.051165
60696 | 3.6 | 1 | 365 | 4.1186 | 0.24982 | 4 | 0.36842
60695 | 11.44 | 1 | 365 | 13.088 | 0.21609 | 13 | 0.30409
60698 | 10.335 | 1 | 365 | 11.8238 | 0.68385 | 12 | 0.50767
60702 | 5.88 | 1 | 365 | 6.727 | 0.4747 | 7 | 0.20175
60704 | 7.84 | 1 | 365 | 8.9694 | 0.96627 | 9 | 0.93567
60705 | 8.4 | 1 | 365 | 9.6101 | 0.24957 | 9 | 0.85964
60708 | 10.6 | 1 | 365 | 12.127 | 0.29113 | 12 | 0.41812
60716 | 5.46 | 1 | 365 | 6.2465 | 0.51222 | 6 | 0.75877
60717 | 10.4 | 1 | 365 | 11.8982 | 0.83281 | 12 | 0.73099
60718 | 9.805 | 1 | 365 | 11.2175 | 0.46929 | 11 | 0.68676
60720 | 5.3 | 1 | 365 | 6.0635 | 0.14556 | 6 | 0.20906
60722 | 5.175 | 1 | 365 | 5.9205 | 0.85911 | 6 | 0.7796
60727 | 5.04 | 1 | 365 | 5.766 | 0.54974 | 6 | 0.31579
60730 | 9.81 | 1 | 365 | 11.2232 | 0.48075 | 11 | 0.70394
46813 | 7.84 | 1 | 365 | 8.9694 | 0.96627 | 9 | 0.93567
60734 | 9.156 | 1 | 365 | 10.475 | 0.98204 | 11 | 0.45701
38442 | 6.5 | 1 | 365 | 7.4364 | 0.8955 | 8 | 0.33187
37111 | 7.8 | 1 | 365 | 8.9236 | 0.8746 | 9 | 0.79824
60733 | 4.94 | 1 | 365 | 5.6516 | 0.32058 | 5 | 0.97222
60742 | 13.734 | 1 | 365 | 15.7125 | 0.47305 | 16 | 0.18552
60666 | 7.42 | 1 | 365 | 8.4889 | 0.0037907 | 8 | 0.49269
60738 | 7.54 | 1 | 365 | 8.6262 | 0.27878 | 8 | 0.90497
57190 | 5.565 | 1 | 365 | 6.3667 | 0.75284 | 7 | 0.11951
27607 | 10.4 | 1 | 365 | 11.8982 | 0.83281 | 12 | 0.73099
60746 | 5.886 | 1 | 365 | 6.7339 | 0.48845 | 7 | 0.22237
49743 | 9.45 | 1 | 365 | 10.8113 | 0.65577 | 11 | 0.4671
60758 | 6.54 | 1 | 365 | 7.4821 | 0.98717 | 8 | 0.46929
47654 | 18 | 1 | 365 | 20.593 | 0.24909 | 20 | 0.8421
60765 | 3.24 | 1 | 365 | 3.7067 | 0.42484 | 4 | 0.13158
60762 | 5.985 | 1 | 365 | 6.8472 | 0.71532 | 7 | 0.5625
49171 | 5.67 | 1 | 365 | 6.4868 | 0.99346 | 7 | 0.48026
60771 | 8.4 | 1 | 365 | 9.6101 | 0.24957 | 9 | 0.85964
60768 | 10.2 | 1 | 365 | 11.6694 | 0.37448 | 12 | 0.043854
60776 | 4.8 | 1 | 365 | 5.4915 | 0.99976 | 6 | 0.49123
60772 | 13.86 | 1 | 365 | 15.8566 | 0.7618 | 16 | 0.61841
60784 | 9.135 | 1 | 365 | 10.451 | 0.93391 | 11 | 0.38486
60778 | 10.8 | 1 | 365 | 12.3558 | 0.74945 | 13 | 0.10526
59513 | 3.18 | 1 | 365 | 3.6381 | 0.28734 | 3 | 0.92544
61007 | 13.08 | 1 | 365 | 14.9643 | 0.97434 | 15 | 0.93859
38673 | 6.6 | 1 | 365 | 7.5508 | 0.12467 | 7 | 0.67544
49727 | 6.38 | 1 | 365 | 7.2991 | 0.62051 | 7 | 0.91959
49162 | 24.9 | 1 | 365 | 28.487 | 0.061238 | 28 | 0.54823
51267 | 17.955 | 1 | 365 | 20.5415 | 0.14597 | 20 | 0.68749
60807 | 12.3 | 1 | 365 | 14.0719 | 0.18688 | 14 | 0.25877
60808 | 9.135 | 1 | 365 | 10.451 | 0.93391 | 11 | 0.38486
60811 | 7.54 | 1 | 365 | 8.6262 | 0.27878 | 8 | 0.90497
60817 | 5.035 | 1 | 365 | 5.7603 | 0.53829 | 6 | 0.29861
60821 | 7.155 | 1 | 365 | 8.1857 | 0.39651 | 8 | 0.58223
60825 | 7.155 | 1 | 365 | 8.1857 | 0.39651 | 8 | 0.58223
60826 | 7.95 | 1 | 365 | 9.0952 | 0.21835 | 9 | 0.31359
60827 | 8.58 | 1 | 365 | 9.816 | 0.66207 | 10 | 0.47807
60834 | 8.32 | 1 | 365 | 9.5185 | 0.066245 | 9 | 0.58479
60836 | 2.289 | 1 | 365 | 2.6187 | 0.24551 | 2 | 0.86425
60835 | 6.36 | 1 | 365 | 7.2762 | 0.57468 | 7 | 0.85087
60838 | 8.215 | 1 | 365 | 9.3984 | 0.82563 | 10 | 0.22405
60840 | 5.035 | 1 | 365 | 5.7603 | 0.53829 | 6 | 0.29861
60841 | 8.215 | 1 | 365 | 9.3984 | 0.82563 | 10 | 0.22405
60849 | 8.1 | 1 | 365 | 9.2669 | 0.56209 | 9 | 0.82894
60845 | 4.24 | 1 | 365 | 4.8508 | 0.71645 | 5 | 0.56725
60850 | 5.3 | 1 | 365 | 6.0635 | 0.14556 | 6 | 0.20906
60852 | 3.36 | 1 | 365 | 3.844 | 0.69983 | 4 | 0.54386
60853 | 6.72 | 1 | 365 | 7.6881 | 0.39966 | 8 | 0.087716
60857 | 3.38 | 1 | 365 | 3.8669 | 0.74566 | 4 | 0.61257
60856 | 8.829 | 1 | 365 | 10.1009 | 0.23268 | 10 | 0.33355
60859 | 7.155 | 1 | 365 | 8.1857 | 0.39651 | 8 | 0.58223
60860 | 6.72 | 1 | 365 | 7.6881 | 0.39966 | 8 | 0.087716
60864 | 10.72 | 1 | 365 | 12.2643 | 0.56612 | 12 | 0.8304
60868 | 4.68 | 1 | 365 | 5.3542 | 0.72476 | 6 | 0.078945
60865 | 7.56 | 1 | 365 | 8.6491 | 0.32462 | 8 | 0.97368
60869 | 8.375 | 1 | 365 | 9.5815 | 0.19228 | 9 | 0.77375
60872 | 7.685 | 1 | 365 | 8.7921 | 0.61107 | 9 | 0.40314
60878 | 9.54 | 1 | 365 | 10.9143 | 0.86202 | 11 | 0.77631
60871 | 3.71 | 1 | 365 | 4.2444 | 0.5019 | 4 | 0.74634
51306 | 9.9 | 1 | 365 | 11.3262 | 0.687 | 12 | 0.013153
60880 | 9.81 | 1 | 365 | 11.2232 | 0.48075 | 11 | 0.70394
60877 | 4.77 | 1 | 365 | 5.4571 | 0.93101 | 6 | 0.38816
60882 | 10.4 | 1 | 365 | 11.8982 | 0.83281 | 12 | 0.73099
48773 | 3.38 | 1 | 365 | 3.8669 | 0.74566 | 4 | 0.61257
48774 | 11.44 | 1 | 365 | 13.088 | 0.21609 | 13 | 0.30409
60888 | 9.54 | 1 | 365 | 10.9143 | 0.86202 | 11 | 0.77631
60893 | 4.2 | 1 | 365 | 4.805 | 0.62479 | 5 | 0.42982
60895 | 7.8 | 1 | 365 | 8.9236 | 0.8746 | 9 | 0.79824
60896 | 5.13 | 1 | 365 | 5.869 | 0.75599 | 6 | 0.625
35934 | 8.06 | 1 | 365 | 9.2211 | 0.47042 | 9 | 0.69152
60904 | 8.84 | 1 | 365 | 10.1135 | 0.25789 | 10 | 0.37134
60903 | 6.3 | 1 | 365 | 7.2076 | 0.43718 | 7 | 0.64473
42125 | 48.3 | 1 | 365 | 55.2579 | 0.68505 | 55 | 0.94296
60907 | 10.08 | 1 | 365 | 11.5321 | 0.099489 | 11 | 0.63157
60908 | 10.395 | 1 | 365 | 11.8925 | 0.82135 | 12 | 0.71381
60910 | 9.52 | 1 | 365 | 10.8914 | 0.81618 | 11 | 0.7076
60916 | 5.559 | 1 | 365 | 6.3598 | 0.73909 | 7 | 0.098901
60915 | 10.335 | 1 | 365 | 11.8238 | 0.68385 | 12 | 0.50767
60917 | 10.335 | 1 | 365 | 11.8238 | 0.68385 | 12 | 0.50767
60918 | 6.76 | 1 | 365 | 7.7338 | 0.49132 | 8 | 0.22514
60919 | 4 | 1 | 365 | 4.5762 | 0.16646 | 4 | 0.74269
60920 | 9.805 | 1 | 365 | 11.2175 | 0.46929 | 11 | 0.68676
60921 | 9.9 | 1 | 365 | 11.3262 | 0.687 | 12 | 0.013153
60924 | 9.805 | 1 | 365 | 11.2175 | 0.46929 | 11 | 0.68676
60928 | 4.2 | 1 | 365 | 4.805 | 0.62479 | 5 | 0.42982
60935 | 9.54 | 1 | 365 | 10.9143 | 0.86202 | 11 | 0.77631
60936 | 5.67 | 1 | 365 | 6.4868 | 0.99346 | 7 | 0.48026
60937 | 10.335 | 1 | 365 | 11.8238 | 0.68385 | 12 | 0.50767
60943 | 7.685 | 1 | 365 | 8.7921 | 0.61107 | 9 | 0.40314
60948 | 11.13 | 1 | 365 | 12.7333 | 0.50569 | 13 | 0.23903
60950 | 10.865 | 1 | 365 | 12.4302 | 0.89841 | 13 | 0.32858
60956 | 6.36 | 1 | 365 | 7.2762 | 0.57468 | 7 | 0.85087
60958 | 6.89 | 1 | 365 | 7.8825 | 0.78923 | 8 | 0.67178
60966 | 9.01 | 1 | 365 | 10.3079 | 0.64746 | 10 | 0.9554
60970 | 5.72 | 1 | 365 | 6.544 | 0.10804 | 6 | 0.65204
60977 | 13.25 | 1 | 365 | 15.1587 | 0.36391 | 15 | 0.52265
60974 | 9.01 | 1 | 365 | 10.3079 | 0.64746 | 10 | 0.9554
60941 | 10.137 | 1 | 365 | 11.5973 | 0.23011 | 11 | 0.82741
60978 | 5.83 | 1 | 365 | 6.6698 | 0.36012 | 7 | 0.029968
60973 | 5.565 | 1 | 365 | 6.3667 | 0.75284 | 7 | 0.11951
60923 | 12.6 | 1 | 365 | 14.4151 | 0.87436 | 15 | 0.28947
60983 | 4.505 | 1 | 365 | 5.154 | 0.32373 | 5 | 0.4777
60991 | 9.805 | 1 | 365 | 11.2175 | 0.46929 | 11 | 0.68676
60990 | 7.42 | 1 | 365 | 8.4889 | 0.0037907 | 8 | 0.49269
60996 | 3.18 | 1 | 365 | 3.6381 | 0.28734 | 3 | 0.92544
51465 | 7.56 | 1 | 365 | 8.6491 | 0.32462 | 8 | 0.97368
61000 | 6.6 | 1 | 365 | 7.5508 | 0.12467 | 7 | 0.67544
61004 | 11.395 | 1 | 365 | 13.0365 | 0.11296 | 13 | 0.14948
60999 | 5.2 | 1 | 365 | 5.9491 | 0.9164 | 6 | 0.86549
61006 | 5.3 | 1 | 365 | 6.0635 | 0.14556 | 6 | 0.20906
61008 | 4.24 | 1 | 365 | 4.8508 | 0.71645 | 5 | 0.56725
61010 | 9.54 | 1 | 365 | 10.9143 | 0.86202 | 11 | 0.77631
61011 | 7.155 | 1 | 365 | 8.1857 | 0.39651 | 8 | 0.58223
47036 | 12.285 | 1 | 365 | 14.0547 | 0.1525 | 14 | 0.20723
61013 | 10.14 | 1 | 365 | 11.6007 | 0.23699 | 11 | 0.83771
61009 | 6.44 | 1 | 365 | 7.3677 | 0.75801 | 8 | 0.12573
61022 | 10.07 | 1 | 365 | 11.5206 | 0.076573 | 11 | 0.59722
36778 | 10.464 | 1 | 365 | 11.9714 | 0.97947 | 12 | 0.95087
61038 | 5.83 | 1 | 365 | 6.6698 | 0.36012 | 7 | 0.029968
61037 | 3.445 | 1 | 365 | 3.9413 | 0.89462 | 4 | 0.83589
61030 | 9.81 | 1 | 365 | 11.2232 | 0.48075 | 11 | 0.70394
49107 | 12 | 1 | 365 | 13.7287 | 0.49939 | 14 | 0.22806
61039 | 6.625 | 1 | 365 | 7.5794 | 0.18196 | 7 | 0.76133
61059 | 5.67 | 1 | 365 | 6.4868 | 0.99346 | 7 | 0.48026
61046 | 6.36 | 1 | 365 | 7.2762 | 0.57468 | 7 | 0.85087
61047 | 3.71 | 1 | 365 | 4.2444 | 0.5019 | 4 | 0.74634
61048 | 5.3 | 1 | 365 | 6.0635 | 0.14556 | 6 | 0.20906
61061 | 8.215 | 1 | 365 | 9.3984 | 0.82563 | 10 | 0.22405
61051 | 5.565 | 1 | 365 | 6.3667 | 0.75284 | 7 | 0.11951
61065 | 5.035 | 1 | 365 | 5.7603 | 0.53829 | 6 | 0.29861
61064 | 4.24 | 1 | 365 | 4.8508 | 0.71645 | 5 | 0.56725
61068 | 5.2 | 1 | 365 | 5.9491 | 0.9164 | 6 | 0.86549
20835 | 2411.955 | 1 | 365 | 2759.4116 | 0.27467 | 2759 | 0.68626
50028 | 7.54 | 1 | 365 | 8.6262 | 0.27878 | 8 | 0.90497
61078 | 6.3 | 1 | 365 | 7.2076 | 0.43718 | 7 | 0.64473
61084 | 10.08 | 1 | 365 | 11.5321 | 0.099489 | 11 | 0.63157
61086 | 5.3 | 1 | 365 | 6.0635 | 0.14556 | 6 | 0.20906
61087 | 8.12 | 1 | 365 | 9.2897 | 0.60792 | 9 | 0.89766
61088 | 4.2 | 1 | 365 | 4.805 | 0.62479 | 5 | 0.42982
61090 | 10.865 | 1 | 365 | 12.4302 | 0.89841 | 13 | 0.32858
61095 | 4.24 | 1 | 365 | 4.8508 | 0.71645 | 5 | 0.56725
61102 | 3.12 | 1 | 365 | 3.5695 | 0.14984 | 3 | 0.7193
61407 | 14.04 | 1 | 365 | 16.0625 | 0.17429 | 16 | 0.23683
61410 | 9.36 | 1 | 365 | 10.7084 | 0.44953 | 11 | 0.15789
61419 | 10.71 | 1 | 365 | 12.2528 | 0.54321 | 12 | 0.79605
61420 | 4.94 | 1 | 365 | 5.6516 | 0.32058 | 5 | 0.97222
61421 | 5.98 | 1 | 365 | 6.8415 | 0.70386 | 7 | 0.54532
61423 | 5.46 | 1 | 365 | 6.2465 | 0.51222 | 6 | 0.75877
61422 | 5.72 | 1 | 365 | 6.544 | 0.10804 | 6 | 0.65204
61424 | 2.08 | 1 | 365 | 2.3796 | 0.76656 | 3 | 0.1462
61425 | 13.78 | 1 | 365 | 15.7651 | 0.57847 | 16 | 0.34356
61428 | 13.25 | 1 | 365 | 15.1587 | 0.36391 | 15 | 0.52265
61434 | 9.275 | 1 | 365 | 10.6111 | 0.25474 | 10 | 0.86586
61454 | 8.745 | 1 | 365 | 10.0048 | 0.040182 | 10 | 0.044952
61456 | 8.745 | 1 | 365 | 10.0048 | 0.040182 | 10 | 0.044952
61457 | 3.825 | 1 | 365 | 4.376 | 0.76543 | 5 | 0.14145
61460 | 8.84 | 1 | 365 | 10.1135 | 0.25789 | 10 | 0.37134
61468 | 12.72 | 1 | 365 | 14.5524 | 0.14936 | 14 | 0.70175
61470 | 5.3 | 1 | 365 | 6.0635 | 0.14556 | 6 | 0.20906
61474 | 3.71 | 1 | 365 | 4.2444 | 0.5019 | 4 | 0.74634
61475 | 10.335 | 1 | 365 | 11.8238 | 0.68385 | 12 | 0.50767
61478 | 4.77 | 1 | 365 | 5.4571 | 0.93101 | 6 | 0.38816
61482 | 4.94 | 1 | 365 | 5.6516 | 0.32058 | 5 | 0.97222
61484 | 9.62 | 1 | 365 | 11.0058 | 0.045346 | 11 | 0.051165
61486 | 5.2 | 1 | 365 | 5.9491 | 0.9164 | 6 | 0.86549
61489 | 3.315 | 1 | 365 | 3.7925 | 0.59671 | 4 | 0.38925
61487 | 4.77 | 1 | 365 | 5.4571 | 0.93101 | 6 | 0.38816
61493 | 7.8 | 1 | 365 | 8.9236 | 0.8746 | 9 | 0.79824
61494 | 4.24 | 1 | 365 | 4.8508 | 0.71645 | 5 | 0.56725
61505 | 11.96 | 1 | 365 | 13.6829 | 0.40773 | 14 | 0.090637
61532 | 4.68 | 1 | 365 | 5.3542 | 0.72476 | 6 | 0.078945
61540 | 3.9 | 1 | 365 | 4.4618 | 0.9373 | 5 | 0.39912
61573 | 6.625 | 1 | 365 | 7.5794 | 0.18196 | 7 | 0.76133
61116 | 5.035 | 1 | 365 | 5.7603 | 0.53829 | 6 | 0.29861
61577 | 4.42 | 1 | 365 | 5.0567 | 0.12894 | 5 | 0.18567
61578 | 5.2 | 1 | 365 | 5.9491 | 0.9164 | 6 | 0.86549
61580 | 7.685 | 1 | 365 | 8.7921 | 0.61107 | 9 | 0.40314
61581 | 8.84 | 1 | 365 | 10.1135 | 0.25789 | 10 | 0.37134
61584 | 6.89 | 1 | 365 | 7.8825 | 0.78923 | 8 | 0.67178
61637 | 7.155 | 1 | 365 | 8.1857 | 0.39651 | 8 | 0.58223
61587 | 7.42 | 1 | 365 | 8.4889 | 0.0037907 | 8 | 0.49269
61639 | 11.66 | 1 | 365 | 13.3397 | 0.72024 | 14 | 0.059936
61641 | 5.61 | 1 | 365 | 6.4182 | 0.85597 | 7 | 0.27412
59885 | 3.38 | 1 | 365 | 3.8669 | 0.74566 | 4 | 0.61257
61642 | 6.76 | 1 | 365 | 7.7338 | 0.49132 | 8 | 0.22514
61664 | 8.215 | 1 | 365 | 9.3984 | 0.82563 | 10 | 0.22405
61662 | 7.8 | 1 | 365 | 8.9236 | 0.8746 | 9 | 0.79824
61726 | 5.72 | 1 | 365 | 6.544 | 0.10804 | 6 | 0.65204
61730 | 7.8 | 1 | 365 | 8.9236 | 0.8746 | 9 | 0.79824
61080 | 5.1 | 1 | 365 | 5.8347 | 0.68724 | 6 | 0.52193
61732 | 10.14 | 1 | 365 | 11.6007 | 0.23699 | 11 | 0.83771
61739 | 5.72 | 1 | 365 | 6.544 | 0.10804 | 6 | 0.65204
61744 | 3.975 | 1 | 365 | 4.5476 | 0.10917 | 4 | 0.6568
61743 | 8.58 | 1 | 365 | 9.816 | 0.66207 | 10 | 0.47807
60658 | 8.12 | 1 | 365 | 9.2897 | 0.60792 | 9 | 0.89766
61748 | 2.6 | 1 | 365 | 2.9745 | 0.9582 | 3 | 0.93275
61753 | 4.505 | 1 | 365 | 5.154 | 0.32373 | 5 | 0.4777
61751 | 8.84 | 1 | 365 | 10.1135 | 0.25789 | 10 | 0.37134
61117 | 5.3 | 1 | 365 | 6.0635 | 0.14556 | 6 | 0.20906
61756 | 5.98 | 1 | 365 | 6.8415 | 0.70386 | 7 | 0.54532
61758 | 3.64 | 1 | 365 | 4.1644 | 0.34148 | 4 | 0.50585
61757 | 10.07 | 1 | 365 | 11.5206 | 0.076573 | 11 | 0.59722
61759 | 5.2 | 1 | 365 | 5.9491 | 0.9164 | 6 | 0.86549
61764 | 3.9 | 1 | 365 | 4.4618 | 0.9373 | 5 | 0.39912
61763 | 6.095 | 1 | 365 | 6.973 | 0.9674 | 7 | 0.94042
61767 | 8.745 | 1 | 365 | 10.0048 | 0.040182 | 10 | 0.044952
61773 | 8.48 | 1 | 365 | 9.7016 | 0.4329 | 10 | 0.1345
61772 | 4.24 | 1 | 365 | 4.8508 | 0.71645 | 5 | 0.56725
61776 | 8.745 | 1 | 365 | 10.0048 | 0.040182 | 10 | 0.044952
61788 | 6.76 | 1 | 365 | 7.7338 | 0.49132 | 8 | 0.22514
61803 | 3.12 | 1 | 365 | 3.5695 | 0.14984 | 3 | 0.7193
61856 | 2.915 | 1 | 365 | 3.3349 | 0.68006 | 4 | 0.014984
61853 | 6.24 | 1 | 365 | 7.1389 | 0.29968 | 7 | 0.43859
61858 | 8.06 | 1 | 365 | 9.2211 | 0.47042 | 9 | 0.69152
61877 | 9.88 | 1 | 365 | 11.3033 | 0.64117 | 11 | 0.94444
61885 | 3.975 | 1 | 365 | 4.5476 | 0.10917 | 4 | 0.6568
61890 | 11.475 | 1 | 365 | 13.128 | 0.29629 | 13 | 0.42434
61893 | 13.77 | 1 | 365 | 15.7537 | 0.55555 | 16 | 0.3092
61896 | 4.68 | 1 | 365 | 5.3542 | 0.72476 | 6 | 0.078945
61892 | 2.34 | 1 | 365 | 2.6771 | 0.36238 | 3 | 0.039472
61897 | 6.89 | 1 | 365 | 7.8825 | 0.78923 | 8 | 0.67178
61899 | 6.095 | 1 | 365 | 6.973 | 0.9674 | 7 | 0.94042
61898 | 7.155 | 1 | 365 | 8.1857 | 0.39651 | 8 | 0.58223
61907 | 7.685 | 1 | 365 | 8.7921 | 0.61107 | 9 | 0.40314
61919 | 10.335 | 1 | 365 | 11.8238 | 0.68385 | 12 | 0.50767
61924 | 7.685 | 1 | 365 | 8.7921 | 0.61107 | 9 | 0.40314
61983 | 3.12 | 1 | 365 | 3.5695 | 0.14984 | 3 | 0.7193
61984 | 6.63 | 1 | 365 | 7.5851 | 0.19341 | 7 | 0.77851
61985 | 13.52 | 1 | 365 | 15.4676 | 0.98265 | 16 | 0.45029
61997 | 10.865 | 1 | 365 | 12.4302 | 0.89841 | 13 | 0.32858
62001 | 7.155 | 1 | 365 | 8.1857 | 0.39651 | 8 | 0.58223
62000 | 12.19 | 1 | 365 | 13.946 | 0.9348 | 14 | 0.88084
62003 | 10.07 | 1 | 365 | 11.5206 | 0.076573 | 11 | 0.59722
62004 | 2.6 | 1 | 365 | 2.9745 | 0.9582 | 3 | 0.93275
62008 | 7.155 | 1 | 365 | 8.1857 | 0.39651 | 8 | 0.58223
62010 | 4.16 | 1 | 365 | 4.7593 | 0.53312 | 5 | 0.2924
62012 | 4.94 | 1 | 365 | 5.6516 | 0.32058 | 5 | 0.97222
62015 | 15.86 | 1 | 365 | 18.1447 | 0.34503 | 18 | 0.48976
62017 | 12.75 | 1 | 365 | 14.5867 | 0.2181 | 14 | 0.80482
62051 | 6.63 | 1 | 365 | 7.5851 | 0.19341 | 7 | 0.77851
62054 | 13.52 | 1 | 365 | 15.4676 | 0.98265 | 16 | 0.45029
62055 | 6.5 | 1 | 365 | 7.4364 | 0.8955 | 8 | 0.33187
47519 | 9.81 | 1 | 365 | 11.2232 | 0.48075 | 11 | 0.70394
62061 | 6.36 | 1 | 365 | 7.2762 | 0.57468 | 7 | 0.85087
62060 | 14.04 | 1 | 365 | 16.0625 | 0.17429 | 16 | 0.23683
44234 | 4.68 | 1 | 365 | 5.3542 | 0.72476 | 6 | 0.078945
62066 | 6.76 | 1 | 365 | 7.7338 | 0.49132 | 8 | 0.22514
62067 | 8.415 | 1 | 365 | 9.6272 | 0.28395 | 9 | 0.91118
47377 | 4.68 | 1 | 365 | 5.3542 | 0.72476 | 6 | 0.078945
62070 | 11.96 | 1 | 365 | 13.6829 | 0.40773 | 14 | 0.090637
62073 | 8.84 | 1 | 365 | 10.1135 | 0.25789 | 10 | 0.37134
62074 | 2.65 | 1 | 365 | 3.0317 | 0.072782 | 3 | 0.10453
62078 | 8.06 | 1 | 365 | 9.2211 | 0.47042 | 9 | 0.69152
62075 | 7.395 | 1 | 365 | 8.4603 | 0.9465 | 9 | 0.40679
59437 | 5.25 | 1 | 365 | 6.0063 | 0.030984 | 6 | 0.037278
37758 | 12.22 | 1 | 365 | 13.9804 | 0.0035475 | 13 | 0.98391
42354 | 5.61 | 1 | 365 | 6.4182 | 0.85597 | 7 | 0.27412
16673 | 6.24 | 1 | 365 | 7.1389 | 0.29968 | 7 | 0.43859
61189 | 3.38 | 1 | 365 | 3.8669 | 0.74566 | 4 | 0.61257
61196 | 5.83 | 1 | 365 | 6.6698 | 0.36012 | 7 | 0.029968
61195 | 5.83 | 1 | 365 | 6.6698 | 0.36012 | 7 | 0.029968
17006 | 9.435 | 1 | 365 | 10.7942 | 0.6214 | 11 | 0.41557
61197 | 7.685 | 1 | 365 | 8.7921 | 0.61107 | 9 | 0.40314
61200 | 4.24 | 1 | 365 | 4.8508 | 0.71645 | 5 | 0.56725
61199 | 9.88 | 1 | 365 | 11.3033 | 0.64117 | 11 | 0.94444
61248 | 7.54 | 1 | 365 | 8.6262 | 0.27878 | 8 | 0.90497
61251 | 9.01 | 1 | 365 | 10.3079 | 0.64746 | 10 | 0.9554
59867 | 6 | 1 | 365 | 6.8643 | 0.7497 | 7 | 0.61403
61249 | 11.66 | 1 | 365 | 13.3397 | 0.72024 | 14 | 0.059936
61250 | 11.13 | 1 | 365 | 12.7333 | 0.50569 | 13 | 0.23903
61252 | 12.19 | 1 | 365 | 13.946 | 0.9348 | 14 | 0.88084
61254 | 4.24 | 1 | 365 | 4.8508 | 0.71645 | 5 | 0.56725
61255 | 13.25 | 1 | 365 | 15.1587 | 0.36391 | 15 | 0.52265
50635 | 5.886 | 1 | 365 | 6.7339 | 0.48845 | 7 | 0.22237
59141 | 6.76 | 1 | 365 | 7.7338 | 0.49132 | 8 | 0.22514
61256 | 9.54 | 1 | 365 | 10.9143 | 0.86202 | 11 | 0.77631
61259 | 6.36 | 1 | 365 | 7.2762 | 0.57468 | 7 | 0.85087
61260 | 5.565 | 1 | 365 | 6.3667 | 0.75284 | 7 | 0.11951
51623 | 4.94 | 1 | 365 | 5.6516 | 0.32058 | 5 | 0.97222
61257 | 7.685 | 1 | 365 | 8.7921 | 0.61107 | 9 | 0.40314
61264 | 12.455 | 1 | 365 | 14.2492 | 0.54208 | 14 | 0.79129
61269 | 3.975 | 1 | 365 | 4.5476 | 0.10917 | 4 | 0.6568
59672 | 6.89 | 1 | 365 | 7.8825 | 0.78923 | 8 | 0.67178
61379 | 13.78 | 1 | 365 | 15.7651 | 0.57847 | 16 | 0.34356
61382 | 4.68 | 1 | 365 | 5.3542 | 0.72476 | 6 | 0.078945
61386 | 4.77 | 1 | 365 | 5.4571 | 0.93101 | 6 | 0.38816
61387 | 5.83 | 1 | 365 | 6.6698 | 0.36012 | 7 | 0.029968
34667 | 227.37 | 0.9 | 365 | 234.1116 | 0.94026 | 235 | 0.051868
61388 | 8.745 | 1 | 365 | 10.0048 | 0.040182 | 10 | 0.044952
61389 | 8.745 | 1 | 365 | 10.0048 | 0.040182 | 10 | 0.044952
61429 | 6.36 | 1 | 365 | 7.2762 | 0.57468 | 7 | 0.85087
61430 | 6.095 | 1 | 365 | 6.973 | 0.9674 | 7 | 0.94042
61431 | 4.24 | 1 | 365 | 4.8508 | 0.71645 | 5 | 0.56725
61436 | 11.925 | 1 | 365 | 13.6429 | 0.32752 | 13 | 0.97039
61437 | 4.77 | 1 | 365 | 5.4571 | 0.93101 | 6 | 0.38816
61438 | 7.28 | 1 | 365 | 8.3287 | 0.68296 | 9 | 0.011692
61439 | 8.215 | 1 | 365 | 9.3984 | 0.82563 | 10 | 0.22405
61441 | 7.685 | 1 | 365 | 8.7921 | 0.61107 | 9 | 0.40314
61443 | 11.925 | 1 | 365 | 13.6429 | 0.32752 | 13 | 0.97039
61442 | 9.54 | 1 | 365 | 10.9143 | 0.86202 | 11 | 0.77631
61446 | 9.805 | 1 | 365 | 11.2175 | 0.46929 | 11 | 0.68676
61448 | 8.215 | 1 | 365 | 9.3984 | 0.82563 | 10 | 0.22405
61449 | 5.83 | 1 | 365 | 6.6698 | 0.36012 | 7 | 0.029968
61450 | 5.83 | 1 | 365 | 6.6698 | 0.36012 | 7 | 0.029968
61451 | 10.335 | 1 | 365 | 11.8238 | 0.68385 | 12 | 0.50767
61452 | 12.72 | 1 | 365 | 14.5524 | 0.14936 | 14 | 0.70175
61453 | 5.83 | 1 | 365 | 6.6698 | 0.36012 | 7 | 0.029968
61390 | 4.95 | 1 | 365 | 5.6631 | 0.3435 | 6 | 0.0065764
61455 | 6.89 | 1 | 365 | 7.8825 | 0.78923 | 8 | 0.67178
61462 | 11.925 | 1 | 365 | 13.6429 | 0.32752 | 13 | 0.97039
61459 | 6.095 | 1 | 365 | 6.973 | 0.9674 | 7 | 0.94042
61464 | 13.25 | 1 | 365 | 15.1587 | 0.36391 | 15 | 0.52265
38410 | 5.72 | 1 | 365 | 6.544 | 0.10804 | 6 | 0.65204
60530 | 15.9 | 1 | 365 | 18.1905 | 0.43669 | 18 | 0.62718
60998 | 3.64 | 1 | 365 | 4.1644 | 0.34148 | 4 | 0.50585
48675 | 4.42 | 1 | 365 | 5.0567 | 0.12894 | 5 | 0.18567
28301 | 4.68 | 1 | 365 | 5.3542 | 0.72476 | 6 | 0.078945
61477 | 2.65 | 1 | 365 | 3.0317 | 0.072782 | 3 | 0.10453
61471 | 4.505 | 1 | 365 | 5.154 | 0.32373 | 5 | 0.4777
45069 | 5.46 | 1 | 365 | 6.2465 | 0.51222 | 6 | 0.75877
32099 | 3.38 | 1 | 365 | 3.8669 | 0.74566 | 4 | 0.61257
32937 | 7.8 | 1 | 365 | 8.9236 | 0.8746 | 9 | 0.79824
23084 | 4.16 | 1 | 365 | 4.7593 | 0.53312 | 5 | 0.2924
61490 | 12.19 | 1 | 365 | 13.946 | 0.9348 | 14 | 0.88084
60694 | 6.5 | 1 | 365 | 7.4364 | 0.8955 | 8 | 0.33187
61506 | 8.215 | 1 | 365 | 9.3984 | 0.82563 | 10 | 0.22405
61509 | 12.72 | 1 | 365 | 14.5524 | 0.14936 | 14 | 0.70175
58278 | 5.72 | 1 | 365 | 6.544 | 0.10804 | 6 | 0.65204
61513 | 12.985 | 1 | 365 | 14.8556 | 0.75663 | 15 | 0.6122
61520 | 3.71 | 1 | 365 | 4.2444 | 0.5019 | 4 | 0.74634
22897 | 5.1 | 1 | 365 | 5.8347 | 0.68724 | 6 | 0.52193
61526 | 9.275 | 1 | 365 | 10.6111 | 0.25474 | 10 | 0.86586
61547 | 6.095 | 1 | 365 | 6.973 | 0.9674 | 7 | 0.94042
60299 | 8.32 | 1 | 365 | 9.5185 | 0.066245 | 9 | 0.58479
61491 | 2.6 | 1 | 365 | 2.9745 | 0.9582 | 3 | 0.93275
44287 | 8.32 | 1 | 365 | 9.5185 | 0.066245 | 9 | 0.58479
59304 | 7.54 | 1 | 365 | 8.6262 | 0.27878 | 8 | 0.90497
39566 | 12.96 | 1 | 365 | 14.827 | 0.69934 | 15 | 0.52631
60339 | 6.89 | 1 | 365 | 7.8825 | 0.78923 | 8 | 0.67178
57770 | 8.84 | 1 | 365 | 10.1135 | 0.25789 | 10 | 0.37134
55047 | 7.54 | 1 | 365 | 8.6262 | 0.27878 | 8 | 0.90497
60625 | 8.12 | 1 | 365 | 9.2897 | 0.60792 | 9 | 0.89766
60628 | 7.42 | 1 | 365 | 8.4889 | 0.0037907 | 8 | 0.49269
38957 | 5.4 | 1 | 365 | 6.1779 | 0.37473 | 6 | 0.55263
60049 | 4.94 | 1 | 365 | 5.6516 | 0.32058 | 5 | 0.97222
51137 | 9.36 | 1 | 365 | 10.7084 | 0.44953 | 11 | 0.15789
60630 | 6.3 | 1 | 365 | 7.2076 | 0.43718 | 7 | 0.64473
60644 | 6.93 | 1 | 365 | 7.9283 | 0.8809 | 8 | 0.80921
60645 | 5.67 | 1 | 365 | 6.4868 | 0.99346 | 7 | 0.48026
60646 | 9 | 1 | 365 | 10.2965 | 0.62454 | 10 | 0.92105
60647 | 10.395 | 1 | 365 | 11.8925 | 0.82135 | 12 | 0.71381
50710 | 14.85 | 1 | 365 | 16.9892 | 0.030498 | 17 | 0.019729
60650 | 6.44 | 1 | 365 | 7.3677 | 0.75801 | 8 | 0.12573
60809 | 9.38 | 1 | 365 | 10.7312 | 0.49536 | 11 | 0.2266
49031 | 6.36 | 1 | 365 | 7.2762 | 0.57468 | 7 | 0.85087
48569 | 6.72 | 1 | 365 | 7.6881 | 0.39966 | 8 | 0.087716
60651 | 9.1 | 1 | 365 | 10.4109 | 0.85371 | 11 | 0.26462
59710 | 7.02 | 1 | 365 | 8.0313 | 0.087144 | 8 | 0.11842
46588 | 11.445 | 1 | 365 | 13.0937 | 0.22755 | 13 | 0.32127
59536 | 5.83 | 1 | 365 | 6.6698 | 0.36012 | 7 | 0.029968
61480 | 10.71 | 1 | 365 | 12.2528 | 0.54321 | 12 | 0.79605
61026 | 7.42 | 1 | 365 | 8.4889 | 0.0037907 | 8 | 0.49269
61018 | 7.84 | 1 | 365 | 8.9694 | 0.96627 | 9 | 0.93567
61012 | 4.76 | 1 | 365 | 5.4457 | 0.90809 | 6 | 0.3538
59651 | 12.19 | 1 | 365 | 13.946 | 0.9348 | 14 | 0.88084
61014 | 7.42 | 1 | 365 | 8.4889 | 0.0037907 | 8 | 0.49269
61025 | 5.04 | 1 | 365 | 5.766 | 0.54974 | 6 | 0.31579
60692 | 17.49 | 1 | 365 | 20.0095 | 0.080364 | 20 | 0.089903
35916 | 11.772 | 1 | 365 | 13.4678 | 0.9769 | 14 | 0.44473
61497 | 3.18 | 1 | 365 | 3.6381 | 0.28734 | 3 | 0.92544
61435 | 5.565 | 1 | 365 | 6.3667 | 0.75284 | 7 | 0.11951
60979 | 11 | 1 | 365 | 12.5846 | 0.20778 | 12 | 0.79239
52485 | 5.865 | 1 | 365 | 6.7099 | 0.44033 | 7 | 0.15022
61184 | 10.07 | 1 | 365 | 11.5206 | 0.076573 | 11 | 0.59722
60824 | 6.36 | 1 | 365 | 7.2762 | 0.57468 | 7 | 0.85087
39698 | 3.64 | 1 | 365 | 4.1644 | 0.34148 | 4 | 0.50585
41198 | 23.66 | 1 | 365 | 27.0684 | 0.21963 | 27 | 0.288
36115 | 3.9 | 1 | 365 | 4.4618 | 0.9373 | 5 | 0.39912
61495 | 4.77 | 1 | 365 | 5.4571 | 0.93101 | 6 | 0.38816
40390 | 5.72 | 1 | 365 | 6.544 | 0.10804 | 6 | 0.65204
61101 | 6.76 | 1 | 365 | 7.7338 | 0.49132 | 8 | 0.22514
61035 | 6.095 | 1 | 365 | 6.973 | 0.9674 | 7 | 0.94042
48054 | 3.825 | 1 | 365 | 4.376 | 0.76543 | 5 | 0.14145
46786 | 7.95 | 1 | 365 | 9.0952 | 0.21835 | 9 | 0.31359
62080 | 10.137 | 1 | 365 | 11.5973 | 0.23011 | 11 | 0.82741
61827 | 7.935 | 1 | 365 | 9.0781 | 0.18397 | 9 | 0.26206
61110 | 7.95 | 1 | 365 | 9.0952 | 0.21835 | 9 | 0.31359
44986 | 16.023 | 1 | 365 | 18.3312 | 0.71856 | 19 | 0.049772
51035 | 2.9 | 1 | 365 | 3.3178 | 0.64569 | 3 | 0.96345
50172 | 10.695 | 1 | 365 | 12.2357 | 0.50883 | 12 | 0.74451
60842 | 4.77 | 1 | 365 | 5.4571 | 0.93101 | 6 | 0.38816
61049 | 5.035 | 1 | 365 | 5.7603 | 0.53829 | 6 | 0.29861
44349 | 24.57 | 1 | 365 | 28.1095 | 0.30501 | 28 | 0.41446
49326 | 8.415 | 1 | 365 | 9.6272 | 0.28395 | 9 | 0.91118
49047 | 6.9 | 1 | 365 | 7.894 | 0.81215 | 8 | 0.70614
60560 | 7.848 | 1 | 365 | 8.9786 | 0.9846 | 9 | 0.96315
43453 | 12 | 1 | 365 | 13.7287 | 0.49939 | 14 | 0.22806
45430 | 7.28 | 1 | 365 | 8.3287 | 0.68296 | 9 | 0.011692
51028 | 6.24 | 1 | 365 | 7.1389 | 0.29968 | 7 | 0.43859
60961 | 11.44 | 1 | 365 | 13.088 | 0.21609 | 13 | 0.30409
43964 | 24.795 | 1 | 365 | 28.3669 | 0.82062 | 29 | 0.18749
61123 | 5.88 | 1 | 365 | 6.727 | 0.4747 | 7 | 0.20175
61130 | 7.42 | 1 | 365 | 8.4889 | 0.0037907 | 8 | 0.49269
61150 | 9.975 | 1 | 365 | 11.412 | 0.85887 | 12 | 0.27083
61145 | 3.64 | 1 | 365 | 4.1644 | 0.34148 | 4 | 0.50585
61151 | 5.88 | 1 | 365 | 6.727 | 0.4747 | 7 | 0.20175
61152 | 9.52 | 1 | 365 | 10.8914 | 0.81618 | 11 | 0.7076
61153 | 2.915 | 1 | 365 | 3.3349 | 0.68006 | 4 | 0.014984
61154 | 9.62 | 1 | 365 | 11.0058 | 0.045346 | 11 | 0.051165
61155 | 12.1 | 1 | 365 | 13.8431 | 0.72855 | 14 | 0.57163
61156 | 4.16 | 1 | 365 | 4.7593 | 0.53312 | 5 | 0.2924
61157 | 4.16 | 1 | 365 | 4.7593 | 0.53312 | 5 | 0.2924
61158 | 4.505 | 1 | 365 | 5.154 | 0.32373 | 5 | 0.4777
61160 | 2.8 | 1 | 365 | 3.2034 | 0.41652 | 3 | 0.61988
59250 | 7.125 | 1 | 365 | 8.1514 | 0.32776 | 8 | 0.47916
61181 | 9.3 | 1 | 365 | 10.6397 | 0.31203 | 10 | 0.95175
61206 | 6.16 | 1 | 365 | 7.0474 | 0.11635 | 7 | 0.16374
61210 | 9.765 | 1 | 365 | 11.1717 | 0.37763 | 11 | 0.54934
61211 | 8.4 | 1 | 365 | 9.6101 | 0.24957 | 9 | 0.85964
61240 | 6.36 | 1 | 365 | 7.2762 | 0.57468 | 7 | 0.85087
61239 | 10.6 | 1 | 365 | 12.127 | 0.29113 | 12 | 0.41812
61242 | 5.3 | 1 | 365 | 6.0635 | 0.14556 | 6 | 0.20906
61243 | 7.84 | 1 | 365 | 8.9694 | 0.96627 | 9 | 0.93567
61258 | 5.04 | 1 | 365 | 5.766 | 0.54974 | 6 | 0.31579
61266 | 9.6 | 1 | 365 | 10.9829 | 0.99951 | 11 | 0.98245
61274 | 10.08 | 1 | 365 | 11.5321 | 0.099489 | 11 | 0.63157
61283 | 13.5 | 1 | 365 | 15.4448 | 0.93682 | 16 | 0.38157
61285 | 10.005 | 1 | 365 | 11.4463 | 0.92762 | 12 | 0.3739
61291 | 4.64 | 1 | 365 | 5.3084 | 0.6331 | 5 | 0.94152
61302 | 8.19 | 1 | 365 | 9.3698 | 0.76834 | 10 | 0.13815
61310 | 5.72 | 1 | 365 | 6.544 | 0.10804 | 6 | 0.65204
61313 | 4.41 | 1 | 365 | 5.0453 | 0.10603 | 5 | 0.15131
61314 | 5.67 | 1 | 365 | 6.4868 | 0.99346 | 7 | 0.48026
61316 | 16.775 | 1 | 365 | 19.1915 | 0.44186 | 19 | 0.6334
61317 | 11.73 | 1 | 365 | 13.4198 | 0.88066 | 14 | 0.30043
61318 | 5.2 | 1 | 365 | 5.9491 | 0.9164 | 6 | 0.86549
61321 | 4.24 | 1 | 365 | 4.8508 | 0.71645 | 5 | 0.56725
61322 | 4.24 | 1 | 365 | 4.8508 | 0.71645 | 5 | 0.56725
61323 | 6.44 | 1 | 365 | 7.3677 | 0.75801 | 8 | 0.12573
61324 | 7.685 | 1 | 365 | 8.7921 | 0.61107 | 9 | 0.40314
61325 | 5.3 | 1 | 365 | 6.0635 | 0.14556 | 6 | 0.20906
61326 | 5.46 | 1 | 365 | 6.2465 | 0.51222 | 6 | 0.75877
61327 | 10.545 | 1 | 365 | 12.0641 | 0.16509 | 12 | 0.22916
61328 | 5.3 | 1 | 365 | 6.0635 | 0.14556 | 6 | 0.20906
61329 | 5.83 | 1 | 365 | 6.6698 | 0.36012 | 7 | 0.029968
61330 | 10.36 | 1 | 365 | 11.8524 | 0.74114 | 12 | 0.59356
61331 | 7.84 | 1 | 365 | 8.9694 | 0.96627 | 9 | 0.93567
61332 | 10.26 | 1 | 365 | 11.738 | 0.51198 | 12 | 0.24999
61333 | 10.8 | 1 | 365 | 12.3558 | 0.74945 | 13 | 0.10526
61353 | 5.8 | 1 | 365 | 6.6355 | 0.29137 | 6 | 0.9269
61365 | 7.02 | 1 | 365 | 8.0313 | 0.087144 | 8 | 0.11842
61366 | 10.14 | 1 | 365 | 11.6007 | 0.23699 | 11 | 0.83771
61367 | 5.46 | 1 | 365 | 6.2465 | 0.51222 | 6 | 0.75877
61369 | 4.16 | 1 | 365 | 4.7593 | 0.53312 | 5 | 0.2924
61371 | 10.92 | 1 | 365 | 12.4931 | 0.024447 | 12 | 0.51754
61372 | 7.54 | 1 | 365 | 8.6262 | 0.27878 | 8 | 0.90497
61374 | 5.72 | 1 | 365 | 6.544 | 0.10804 | 6 | 0.65204
61375 | 13.26 | 1 | 365 | 15.1702 | 0.38683 | 15 | 0.55701
61376 | 4.68 | 1 | 365 | 5.3542 | 0.72476 | 6 | 0.078945
61384 | 11.118 | 1 | 365 | 12.7196 | 0.47819 | 13 | 0.1978
61385 | 10.2 | 1 | 365 | 11.6694 | 0.37448 | 12 | 0.043854
61393 | 6.095 | 1 | 365 | 6.973 | 0.9674 | 7 | 0.94042
61400 | 3.924 | 1 | 365 | 4.4893 | 0.9923 | 5 | 0.48158
61397 | 4.24 | 1 | 365 | 4.8508 | 0.71645 | 5 | 0.56725
61408 | 7.2 | 1 | 365 | 8.2372 | 0.49964 | 8 | 0.73684
61413 | 6.54 | 1 | 365 | 7.4821 | 0.98717 | 8 | 0.46929
61414 | 13.23 | 1 | 365 | 15.1359 | 0.31808 | 15 | 0.45394
61416 | 8.1 | 1 | 365 | 9.2669 | 0.56209 | 9 | 0.82894
61418 | 4.24 | 1 | 365 | 4.8508 | 0.71645 | 5 | 0.56725
61412 | 16.8 | 1 | 365 | 19.2201 | 0.49915 | 19 | 0.71929
61466 | 12.24 | 1 | 365 | 14.0032 | 0.04938 | 14 | 0.052625
61472 | 6.9 | 1 | 365 | 7.894 | 0.81215 | 8 | 0.70614
61499 | 4.5 | 1 | 365 | 5.1483 | 0.31227 | 5 | 0.46052
61503 | 8.4 | 1 | 365 | 9.6101 | 0.24957 | 9 | 0.85964
60419 | 4.03 | 1 | 365 | 4.6105 | 0.23521 | 4 | 0.84576
61525 | 6.48 | 1 | 365 | 7.4135 | 0.84967 | 8 | 0.26315
61542 | 8.1 | 1 | 365 | 9.2669 | 0.56209 | 9 | 0.82894
61546 | 9 | 1 | 365 | 10.2965 | 0.62454 | 10 | 0.92105
61550 | 9.01 | 1 | 365 | 10.3079 | 0.64746 | 10 | 0.9554
61552 | 7.155 | 1 | 365 | 8.1857 | 0.39651 | 8 | 0.58223
61554 | 5.035 | 1 | 365 | 5.7603 | 0.53829 | 6 | 0.29861
45498 | 6.24 | 1 | 365 | 7.1389 | 0.29968 | 7 | 0.43859
32717 | 5.72 | 1 | 365 | 6.544 | 0.10804 | 6 | 0.65204
34211 | 4.94 | 1 | 365 | 5.6516 | 0.32058 | 5 | 0.97222
61562 | 6.625 | 1 | 365 | 7.5794 | 0.18196 | 7 | 0.76133
61565 | 4.725 | 1 | 365 | 5.4057 | 0.82789 | 6 | 0.23355
36864 | 2.86 | 1 | 365 | 3.272 | 0.55402 | 3 | 0.82602
61567 | 11.13 | 1 | 365 | 12.7333 | 0.50569 | 13 | 0.23903
41462 | 2.04 | 1 | 365 | 2.3339 | 0.6749 | 3 | 0.0087709
62297 | 2.805 | 1 | 365 | 3.2091 | 0.42798 | 3 | 0.63706
50371 | 9.18 | 1 | 365 | 10.5024 | 0.037035 | 10 | 0.53947
47633 | 8.925 | 1 | 365 | 10.2107 | 0.45267 | 10 | 0.66337
62404 | 6.885 | 1 | 365 | 7.8768 | 0.77778 | 8 | 0.6546
62293 | 11.13 | 1 | 365 | 12.7333 | 0.50569 | 13 | 0.23903
62309 | 8.215 | 1 | 365 | 9.3984 | 0.82563 | 10 | 0.22405
44528 | 9.61 | 1 | 365 | 10.9944 | 0.02243 | 11 | 0.016808
50147 | 14.88 | 1 | 365 | 17.0236 | 0.099246 | 17 | 0.1228
61024 | 5.035 | 1 | 365 | 5.7603 | 0.53829 | 6 | 0.29861
62330 | 6.36 | 1 | 365 | 7.2762 | 0.57468 | 7 | 0.85087
62339 | 2.6 | 1 | 365 | 2.9745 | 0.9582 | 3 | 0.93275
62344 | 6.36 | 1 | 365 | 7.2762 | 0.57468 | 7 | 0.85087
62351 | 5.46 | 1 | 365 | 6.2465 | 0.51222 | 6 | 0.75877
50033 | 10.137 | 1 | 365 | 11.5973 | 0.23011 | 11 | 0.82741
62354 | 6.89 | 1 | 365 | 7.8825 | 0.78923 | 8 | 0.67178
62358 | 3.18 | 1 | 365 | 3.6381 | 0.28734 | 3 | 0.92544
62360 | 9.36 | 1 | 365 | 10.7084 | 0.44953 | 11 | 0.15789
62361 | 7.28 | 1 | 365 | 8.3287 | 0.68296 | 9 | 0.011692
62365 | 7.65 | 1 | 365 | 8.752 | 0.53086 | 9 | 0.28289
62371 | 12.24 | 1 | 365 | 14.0032 | 0.04938 | 14 | 0.052625
62368 | 3.12 | 1 | 365 | 3.5695 | 0.14984 | 3 | 0.7193
62376 | 13.78 | 1 | 365 | 15.7651 | 0.57847 | 16 | 0.34356
62377 | 3.975 | 1 | 365 | 4.5476 | 0.10917 | 4 | 0.6568
62369 | 2.805 | 1 | 365 | 3.2091 | 0.42798 | 3 | 0.63706
62375 | 7.65 | 1 | 365 | 8.752 | 0.53086 | 9 | 0.28289
62378 | 5.3 | 1 | 365 | 6.0635 | 0.14556 | 6 | 0.20906
62382 | 7.8 | 1 | 365 | 8.9236 | 0.8746 | 9 | 0.79824
62381 | 8.84 | 1 | 365 | 10.1135 | 0.25789 | 10 | 0.37134
62388 | 7.02 | 1 | 365 | 8.0313 | 0.087144 | 8 | 0.11842
62392 | 10.335 | 1 | 365 | 11.8238 | 0.68385 | 12 | 0.50767
62390 | 7.02 | 1 | 365 | 8.0313 | 0.087144 | 8 | 0.11842
62394 | 6.24 | 1 | 365 | 7.1389 | 0.29968 | 7 | 0.43859
62395 | 7.28 | 1 | 365 | 8.3287 | 0.68296 | 9 | 0.011692
62401 | 2.6 | 1 | 365 | 2.9745 | 0.9582 | 3 | 0.93275
62400 | 4.845 | 1 | 365 | 5.543 | 0.10288 | 5 | 0.64583
62402 | 2.08 | 1 | 365 | 2.3796 | 0.76656 | 3 | 0.1462
62406 | 5.98 | 1 | 365 | 6.8415 | 0.70386 | 7 | 0.54532
62407 | 4.68 | 1 | 365 | 5.3542 | 0.72476 | 6 | 0.078945
62409 | 8.215 | 1 | 365 | 9.3984 | 0.82563 | 10 | 0.22405
45051 | 5.13 | 1 | 365 | 5.869 | 0.67465 | 6 | 0.54366
62379 | 4.505 | 1 | 365 | 5.154 | 0.32373 | 5 | 0.4777
62417 | 4.505 | 1 | 365 | 5.154 | 0.32373 | 5 | 0.4777
48247 | 5.13 | 1 | 365 | 5.869 | 0.75599 | 6 | 0.625
62420 | 2.12 | 1 | 365 | 2.4254 | 0.85823 | 3 | 0.28362
62418 | 5.2 | 1 | 365 | 5.9491 | 0.9164 | 6 | 0.86549
39641 | 3.445 | 1 | 365 | 3.9413 | 0.89462 | 4 | 0.83589
62415 | 7.95 | 1 | 365 | 9.0952 | 0.21835 | 9 | 0.31359
42264 | 9.945 | 1 | 365 | 11.3776 | 0.79012 | 12 | 0.16776
62397 | 12.74 | 1 | 365 | 14.5753 | 0.19519 | 14 | 0.77046
62433 | 9.01 | 1 | 365 | 10.3079 | 0.64746 | 10 | 0.9554
62428 | 8.58 | 1 | 365 | 9.816 | 0.66207 | 10 | 0.47807
62435 | 11.395 | 1 | 365 | 13.0365 | 0.11296 | 13 | 0.14948
61377 | 4.42 | 1 | 365 | 5.0567 | 0.12894 | 5 | 0.18567
62090 | 4.68 | 1 | 365 | 5.3542 | 0.72476 | 6 | 0.078945
62436 | 6.89 | 1 | 365 | 7.8825 | 0.78923 | 8 | 0.67178
62438 | 8.84 | 1 | 365 | 10.1135 | 0.25789 | 10 | 0.37134
62443 | 11.66 | 1 | 365 | 13.3397 | 0.72024 | 14 | 0.059936
62439 | 5.565 | 1 | 365 | 6.3667 | 0.75284 | 7 | 0.11951
62447 | 2.12 | 1 | 365 | 2.4254 | 0.85823 | 3 | 0.28362
62454 | 4.42 | 1 | 365 | 5.0567 | 0.12894 | 5 | 0.18567
62137 | 12.985 | 1 | 365 | 14.8556 | 0.75663 | 15 | 0.6122
62453 | 7.685 | 1 | 365 | 8.7921 | 0.61107 | 9 | 0.40314
62134 | 5.72 | 1 | 365 | 6.544 | 0.10804 | 6 | 0.65204
62457 | 6.885 | 1 | 365 | 7.8768 | 0.77778 | 8 | 0.6546
62460 | 8.84 | 1 | 365 | 10.1135 | 0.25789 | 10 | 0.37134
62141 | 10.6 | 1 | 365 | 12.127 | 0.29113 | 12 | 0.41812
62462 | 5.72 | 1 | 365 | 6.544 | 0.10804 | 6 | 0.65204
62469 | 2.86 | 1 | 365 | 3.272 | 0.55402 | 3 | 0.82602
62478 | 6.625 | 1 | 365 | 7.5794 | 0.18196 | 7 | 0.76133
62143 | 10.455 | 1 | 365 | 11.9611 | 0.95885 | 12 | 0.91995
62481 | 3.64 | 1 | 365 | 4.1644 | 0.34148 | 4 | 0.50585
62480 | 9.01 | 1 | 365 | 10.3079 | 0.64746 | 10 | 0.9554
62482 | 2.86 | 1 | 365 | 3.272 | 0.55402 | 3 | 0.82602
62144 | 5.3 | 1 | 365 | 6.0635 | 0.14556 | 6 | 0.20906
62486 | 7.54 | 1 | 365 | 8.6262 | 0.27878 | 8 | 0.90497
62491 | 6.24 | 1 | 365 | 7.1389 | 0.29968 | 7 | 0.43859
61576 | 3.71 | 1 | 365 | 4.2444 | 0.5019 | 4 | 0.74634
62146 | 10.92 | 1 | 365 | 12.4931 | 0.024447 | 12 | 0.51754
34265 | 9.1 | 1 | 365 | 10.4109 | 0.85371 | 11 | 0.26462
61585 | 5.3 | 1 | 365 | 6.0635 | 0.14556 | 6 | 0.20906
61588 | 7.155 | 1 | 365 | 8.1857 | 0.39651 | 8 | 0.58223
61595 | 5.035 | 1 | 365 | 5.7603 | 0.53829 | 6 | 0.29861
61596 | 6.36 | 1 | 365 | 7.2762 | 0.57468 | 7 | 0.85087
61603 | 7.155 | 1 | 365 | 8.1857 | 0.39651 | 8 | 0.58223
61616 | 7.155 | 1 | 365 | 8.1857 | 0.39651 | 8 | 0.58223
61553 | 7.42 | 1 | 365 | 8.4889 | 0.0037907 | 8 | 0.49269
61558 | 5.035 | 1 | 365 | 5.7603 | 0.53829 | 6 | 0.29861
61627 | 9.36 | 1 | 365 | 10.7084 | 0.44953 | 11 | 0.15789
62148 | 6.625 | 1 | 365 | 7.5794 | 0.18196 | 7 | 0.76133
61636 | 2.86 | 1 | 365 | 3.272 | 0.55402 | 3 | 0.82602
61640 | 6.5 | 1 | 365 | 7.4364 | 0.8955 | 8 | 0.33187
62145 | 9.36 | 1 | 365 | 10.7084 | 0.44953 | 11 | 0.15789
61620 | 6.89 | 1 | 365 | 7.8825 | 0.78923 | 8 | 0.67178
61645 | 6.095 | 1 | 365 | 6.973 | 0.9674 | 7 | 0.94042
62153 | 9.805 | 1 | 365 | 11.2175 | 0.46929 | 11 | 0.68676
61622 | 8.215 | 1 | 365 | 9.3984 | 0.82563 | 10 | 0.22405
62176 | 2.04 | 1 | 365 | 2.3339 | 0.6749 | 3 | 0.0087709
61649 | 6.89 | 1 | 365 | 7.8825 | 0.78923 | 8 | 0.67178
62223 | 13.78 | 1 | 365 | 15.7651 | 0.57847 | 16 | 0.34356
61597 | 9.54 | 1 | 365 | 10.9143 | 0.86202 | 11 | 0.77631
61653 | 4.505 | 1 | 365 | 5.154 | 0.32373 | 5 | 0.4777
62220 | 4.77 | 1 | 365 | 5.4571 | 0.93101 | 6 | 0.38816
61657 | 9.54 | 1 | 365 | 10.9143 | 0.86202 | 11 | 0.77631
61666 | 10.92 | 1 | 365 | 12.4931 | 0.024447 | 12 | 0.51754
62301 | 8.16 | 1 | 365 | 9.3355 | 0.69959 | 10 | 0.035084
61671 | 4.505 | 1 | 365 | 5.154 | 0.32373 | 5 | 0.4777
61677 | 7.155 | 1 | 365 | 8.1857 | 0.39651 | 8 | 0.58223
61727 | 4.42 | 1 | 365 | 5.0567 | 0.12894 | 5 | 0.18567
61738 | 5.2 | 1 | 365 | 5.9491 | 0.9164 | 6 | 0.86549
62305 | 7.14 | 1 | 365 | 8.1686 | 0.36214 | 8 | 0.5307
61765 | 7.02 | 1 | 365 | 8.0313 | 0.087144 | 8 | 0.11842
61780 | 9.1 | 1 | 365 | 10.4109 | 0.85371 | 11 | 0.26462
62307 | 8.925 | 1 | 365 | 10.2107 | 0.45267 | 10 | 0.66337
62311 | 6.76 | 1 | 365 | 7.7338 | 0.49132 | 8 | 0.22514
62310 | 5.3 | 1 | 365 | 6.0635 | 0.14556 | 6 | 0.20906
62312 | 3.9 | 1 | 365 | 4.4618 | 0.9373 | 5 | 0.39912
62313 | 3.9 | 1 | 365 | 4.4618 | 0.9373 | 5 | 0.39912
62320 | 8.84 | 1 | 365 | 10.1135 | 0.25789 | 10 | 0.37134
62321 | 6.36 | 1 | 365 | 7.2762 | 0.57468 | 7 | 0.85087
62322 | 7.28 | 1 | 365 | 8.3287 | 0.68296 | 9 | 0.011692
62323 | 5.83 | 1 | 365 | 6.6698 | 0.36012 | 7 | 0.029968
62328 | 4.77 | 1 | 365 | 5.4571 | 0.93101 | 6 | 0.38816
62325 | 10.71 | 1 | 365 | 12.2528 | 0.54321 | 12 | 0.79605
58910 | 8.265 | 1 | 365 | 9.4556 | 0.94021 | 10 | 0.39583
56412 | 7.65 | 1 | 365 | 8.752 | 0.53086 | 9 | 0.28289
59505 | 4.77 | 1 | 365 | 5.4571 | 0.93101 | 6 | 0.38816
59644 | 7.42 | 1 | 365 | 8.4889 | 0.0037907 | 8 | 0.49269
60020 | 8.745 | 1 | 365 | 10.0048 | 0.040182 | 10 | 0.044952
56966 | 8.84 | 1 | 365 | 10.1135 | 0.25789 | 10 | 0.37134
59452 | 6.89 | 1 | 365 | 7.8825 | 0.78923 | 8 | 0.67178
61999 | 7.42 | 1 | 365 | 8.4889 | 0.0037907 | 8 | 0.49269
61797 | 4.24 | 1 | 365 | 4.8508 | 0.71645 | 5 | 0.56725
58227 | 7.54 | 1 | 365 | 8.6262 | 0.27878 | 8 | 0.90497
21715 | 5.2 | 1 | 365 | 5.9491 | 0.9164 | 6 | 0.86549
62099 | 6.76 | 1 | 365 | 7.7338 | 0.49132 | 8 | 0.22514
24233 | 5.355 | 1 | 365 | 6.1264 | 0.2716 | 6 | 0.39802
59485 | 6.76 | 1 | 365 | 7.7338 | 0.49132 | 8 | 0.22514
62071 | 14.575 | 1 | 365 | 16.6746 | 0.4003 | 17 | 0.074919
61996 | 8.745 | 1 | 365 | 10.0048 | 0.040182 | 10 | 0.044952
62133 | 10.6 | 1 | 365 | 12.127 | 0.29113 | 12 | 0.41812
23847 | 5.98 | 1 | 365 | 6.8415 | 0.70386 | 7 | 0.54532
61774 | 5.035 | 1 | 365 | 5.7603 | 0.53829 | 6 | 0.29861
61789 | 10.335 | 1 | 365 | 11.8238 | 0.68385 | 12 | 0.50767
61791 | 10.6 | 1 | 365 | 12.127 | 0.29113 | 12 | 0.41812
61798 | 16.43 | 1 | 365 | 18.7968 | 0.65125 | 19 | 0.44809
61836 | 5.46 | 1 | 365 | 6.2465 | 0.51222 | 6 | 0.75877
61838 | 4.505 | 1 | 365 | 5.154 | 0.32373 | 5 | 0.4777
61840 | 5.565 | 1 | 365 | 6.3667 | 0.75284 | 7 | 0.11951
61842 | 6.36 | 1 | 365 | 7.2762 | 0.57468 | 7 | 0.85087
61847 | 11.66 | 1 | 365 | 13.3397 | 0.72024 | 14 | 0.059936
61635 | 9.805 | 1 | 365 | 11.2175 | 0.46929 | 11 | 0.68676
61787 | 7.155 | 1 | 365 | 8.1857 | 0.39651 | 8 | 0.58223
61771 | 7.8 | 1 | 365 | 8.9236 | 0.8746 | 9 | 0.79824
61678 | 4.505 | 1 | 365 | 5.154 | 0.32373 | 5 | 0.4777
61599 | 6.625 | 1 | 365 | 7.5794 | 0.18196 | 7 | 0.76133
61643 | 9.01 | 1 | 365 | 10.3079 | 0.64746 | 10 | 0.9554
61784 | 4.24 | 1 | 365 | 4.8508 | 0.71645 | 5 | 0.56725
61617 | 4.505 | 1 | 365 | 5.154 | 0.32373 | 5 | 0.4777
61647 | 7.685 | 1 | 365 | 8.7921 | 0.61107 | 9 | 0.40314
34256 | 12.74 | 1 | 365 | 14.5753 | 0.19519 | 14 | 0.77046
57941 | 4.16 | 1 | 365 | 4.7593 | 0.53312 | 5 | 0.2924
31654 | 10.66 | 1 | 365 | 12.1956 | 0.42863 | 12 | 0.62426
22535 | 7.54 | 1 | 365 | 8.6262 | 0.27878 | 8 | 0.90497
54979 | 13 | 1 | 365 | 14.8727 | 0.79101 | 15 | 0.66374
45719 | 4.94 | 1 | 365 | 5.6516 | 0.32058 | 5 | 0.97222
57496 | 5.83 | 1 | 365 | 6.6698 | 0.36012 | 7 | 0.029968
35610 | 7.28 | 1 | 365 | 8.3287 | 0.68296 | 9 | 0.011692
36631 | 4.94 | 1 | 365 | 5.6516 | 0.32058 | 5 | 0.97222
58818 | 5.46 | 1 | 365 | 6.2465 | 0.51222 | 6 | 0.75877
56126 | 14.025 | 1 | 365 | 16.0454 | 0.13991 | 16 | 0.1853
58785 | 9.275 | 1 | 365 | 10.6111 | 0.25474 | 10 | 0.86586
41082 | 6.76 | 1 | 365 | 7.7338 | 0.49132 | 8 | 0.22514
51988 | 3.38 | 1 | 365 | 3.8669 | 0.74566 | 4 | 0.61257
37689 | 5.72 | 1 | 365 | 6.544 | 0.10804 | 6 | 0.65204
56670 | 9.1 | 1 | 365 | 10.4109 | 0.85371 | 11 | 0.26462
57624 | 6.24 | 1 | 365 | 7.1389 | 0.29968 | 7 | 0.43859
61058 | 4.77 | 1 | 365 | 5.4571 | 0.93101 | 6 | 0.38816
61626 | 4.505 | 1 | 365 | 5.154 | 0.32373 | 5 | 0.4777
61270 | 5.035 | 1 | 365 | 5.7603 | 0.53829 | 6 | 0.29861
29134 | 3.9 | 1 | 365 | 4.4618 | 0.9373 | 5 | 0.39912
61630 | 9.54 | 1 | 365 | 10.9143 | 0.86202 | 11 | 0.77631
61792 | 4.24 | 1 | 365 | 4.8508 | 0.71645 | 5 | 0.56725
44151 | 10.14 | 1 | 365 | 11.6007 | 0.23699 | 11 | 0.83771
61663 | 7.95 | 1 | 365 | 9.0952 | 0.21835 | 9 | 0.31359
61613 | 9.805 | 1 | 365 | 11.2175 | 0.46929 | 11 | 0.68676
33864 | 4.94 | 1 | 365 | 5.6516 | 0.32058 | 5 | 0.97222
62053 | 4.24 | 1 | 365 | 4.8508 | 0.71645 | 5 | 0.56725
61995 | 7.95 | 1 | 365 | 9.0952 | 0.21835 | 9 | 0.31359
61621 | 7.155 | 1 | 365 | 8.1857 | 0.39651 | 8 | 0.58223
61483 | 12.985 | 1 | 365 | 14.8556 | 0.75663 | 15 | 0.6122
43730 | 5.72 | 1 | 365 | 6.544 | 0.10804 | 6 | 0.65204
62065 | 4.16 | 1 | 365 | 4.7593 | 0.53312 | 5 | 0.2924
33759 | 8.06 | 1 | 365 | 9.2211 | 0.47042 | 9 | 0.69152
59424 | 6.095 | 1 | 365 | 6.973 | 0.9674 | 7 | 0.94042
61608 | 6.625 | 1 | 365 | 7.5794 | 0.18196 | 7 | 0.76133
61650 | 9.01 | 1 | 365 | 10.3079 | 0.64746 | 10 | 0.9554
48468 | 7.02 | 1 | 365 | 8.0313 | 0.087144 | 8 | 0.11842
52167 | 11.44 | 1 | 365 | 13.088 | 0.21609 | 13 | 0.30409
61465 | 5.565 | 1 | 365 | 6.3667 | 0.75284 | 7 | 0.11951
61800 | 8.215 | 1 | 365 | 9.3984 | 0.82563 | 10 | 0.22405
61986 | 4.77 | 1 | 365 | 5.4571 | 0.93101 | 6 | 0.38816
58813 | 11.96 | 1 | 365 | 13.6829 | 0.40773 | 14 | 0.090637
61656 | 4.77 | 1 | 365 | 5.4571 | 0.93101 | 6 | 0.38816
61535 | 8.215 | 1 | 365 | 9.3984 | 0.82563 | 10 | 0.22405
62700 | 6.625 | 1 | 365 | 7.5794 | 0.18196 | 7 | 0.76133
62705 | 7.155 | 1 | 365 | 8.1857 | 0.39651 | 8 | 0.58223
62708 | 3.71 | 1 | 365 | 4.2444 | 0.5019 | 4 | 0.74634
62713 | 5.83 | 1 | 365 | 6.6698 | 0.36012 | 7 | 0.029968
62717 | 10.6 | 1 | 365 | 12.127 | 0.29113 | 12 | 0.41812
62725 | 11.66 | 1 | 365 | 13.3397 | 0.72024 | 14 | 0.059936
62729 | 8.215 | 1 | 365 | 9.3984 | 0.82563 | 10 | 0.22405
62730 | 4.24 | 1 | 365 | 4.8508 | 0.71645 | 5 | 0.56725
48127 | 9.01 | 1 | 365 | 10.3079 | 0.64746 | 10 | 0.9554
29245 | 9.36 | 1 | 365 | 10.7084 | 0.44953 | 11 | 0.15789
61572 | 6.095 | 1 | 365 | 6.973 | 0.9674 | 7 | 0.94042
61586 | 8.4 | 1 | 365 | 9.6101 | 0.24957 | 9 | 0.85964
61591 | 10.6 | 1 | 365 | 12.127 | 0.29113 | 12 | 0.41812
61600 | 12.22 | 1 | 365 | 13.9804 | 0.0035475 | 13 | 0.98391
61604 | 9.275 | 1 | 365 | 10.6111 | 0.25474 | 10 | 0.86586
61652 | 8.415 | 1 | 365 | 9.6272 | 0.28395 | 9 | 0.91118
61514 | 7.155 | 1 | 365 | 8.1857 | 0.39651 | 8 | 0.58223
61655 | 8.8 | 1 | 365 | 10.0677 | 0.16622 | 10 | 0.23391
61658 | 6.63 | 1 | 365 | 7.5851 | 0.19341 | 7 | 0.77851
25371 | 332.01 | 0.8 | 365 | 303.8704 | 0.67154 | 304 | 0.54197
61676 | 6.72 | 1 | 365 | 7.6881 | 0.39966 | 8 | 0.087716
61679 | 9.8 | 1 | 365 | 11.2117 | 0.45784 | 11 | 0.66959
61680 | 7 | 1 | 365 | 8.0084 | 0.041312 | 8 | 0.049704
61688 | 5.88 | 1 | 365 | 6.727 | 0.4747 | 7 | 0.20175
61689 | 7.42 | 1 | 365 | 8.4889 | 0.0037907 | 8 | 0.49269
62232 | 3.64 | 1 | 365 | 4.1644 | 0.34148 | 4 | 0.50585
61691 | 7.84 | 1 | 365 | 8.9694 | 0.96627 | 9 | 0.93567
61692 | 8.68 | 1 | 365 | 9.9304 | 0.89123 | 10 | 0.82163
61694 | 10.08 | 1 | 365 | 11.5321 | 0.099489 | 11 | 0.63157
61699 | 7.28 | 1 | 365 | 8.3287 | 0.68296 | 9 | 0.011692
61702 | 7 | 1 | 365 | 8.0084 | 0.041312 | 8 | 0.049704
61703 | 7.685 | 1 | 365 | 8.7921 | 0.61107 | 9 | 0.40314
61706 | 5.035 | 1 | 365 | 5.7603 | 0.53829 | 6 | 0.29861
53081 | 7.8 | 1 | 365 | 8.9236 | 0.8746 | 9 | 0.79824
61731 | 5.46 | 1 | 365 | 6.2465 | 0.51222 | 6 | 0.75877
61735 | 3.445 | 1 | 365 | 3.9413 | 0.89462 | 4 | 0.83589
61745 | 5.3 | 1 | 365 | 6.0635 | 0.14556 | 6 | 0.20906
61747 | 7.95 | 1 | 365 | 9.0952 | 0.21835 | 9 | 0.31359
61752 | 3.64 | 1 | 365 | 4.1644 | 0.34148 | 4 | 0.50585
61755 | 7.42 | 1 | 365 | 8.4889 | 0.0037907 | 8 | 0.49269
61761 | 10.92 | 1 | 365 | 12.4931 | 0.024447 | 12 | 0.51754
61762 | 11.2 | 1 | 365 | 12.8134 | 0.6661 | 13 | 0.47953
61766 | 10.92 | 1 | 365 | 12.4931 | 0.024447 | 12 | 0.51754
61768 | 11.4 | 1 | 365 | 13.0422 | 0.12442 | 13 | 0.16666
61786 | 5.865 | 1 | 365 | 6.7099 | 0.44033 | 7 | 0.15022
61790 | 5.7 | 1 | 365 | 6.5211 | 0.062211 | 6 | 0.58333
61808 | 6.3 | 1 | 365 | 7.2076 | 0.43718 | 7 | 0.64473
61815 | 3.75 | 1 | 365 | 4.2902 | 0.59356 | 4 | 0.88377
61818 | 10.66 | 1 | 365 | 12.1956 | 0.42863 | 12 | 0.62426
61811 | 3.71 | 1 | 365 | 4.2444 | 0.5019 | 4 | 0.74634
61819 | 12.9 | 1 | 365 | 14.7583 | 0.56185 | 15 | 0.32017
61904 | 7.65 | 1 | 365 | 8.752 | 0.53086 | 9 | 0.28289
61917 | 7.685 | 1 | 365 | 8.7921 | 0.61107 | 9 | 0.40314
62104 | 5.865 | 1 | 365 | 6.7099 | 0.44033 | 7 | 0.15022
62108 | 10.6 | 1 | 365 | 12.127 | 0.29113 | 12 | 0.41812
62111 | 4.505 | 1 | 365 | 5.154 | 0.32373 | 5 | 0.4777
61280 | 8.175 | 1 | 365 | 9.3527 | 0.73396 | 10 | 0.086619
62009 | 11.115 | 1 | 365 | 12.7162 | 0.47131 | 13 | 0.18749
62510 | 7.2 | 1 | 365 | 8.2372 | 0.49964 | 8 | 0.73684
61566 | 7.56 | 1 | 365 | 8.6491 | 0.32462 | 8 | 0.97368
34683 | 62.01 | 0.9 | 365 | 63.8486 | 0.8928 | 64 | 0.74142
35278 | 41.856 | 0.9 | 365 | 43.097 | 0.32609 | 43 | 0.42314
61634 | 4.578 | 1 | 365 | 5.2375 | 0.49102 | 5 | 0.72851
61638 | 7.83 | 1 | 365 | 8.958 | 0.94335 | 9 | 0.90131
61659 | 5.559 | 1 | 365 | 6.3598 | 0.73909 | 7 | 0.098901
61668 | 14.715 | 1 | 365 | 16.8348 | 0.72113 | 17 | 0.55591
61631 | 25.48 | 0.9 | 365 | 26.2355 | 0.55134 | 26 | 0.78683
61695 | 6.93 | 1 | 365 | 7.9283 | 0.8809 | 8 | 0.80921
61701 | 7.905 | 1 | 365 | 9.0438 | 0.11522 | 9 | 0.15899
61704 | 6.12 | 1 | 365 | 7.0016 | 0.02469 | 7 | 0.026313
61708 | 3.9 | 1 | 365 | 4.4618 | 0.9373 | 5 | 0.39912
61709 | 6.93 | 1 | 365 | 7.9283 | 0.8809 | 8 | 0.80921
61710 | 4.5 | 1 | 365 | 5.1483 | 0.31227 | 5 | 0.46052
61714 | 9.28 | 1 | 365 | 10.6168 | 0.2662 | 10 | 0.88304
61522 | 8.75 | 1 | 365 | 10.0105 | 0.05164 | 10 | 0.06213
61770 | 4.56 | 1 | 365 | 5.2169 | 0.44977 | 5 | 0.66666
61404 | 4.24 | 1 | 365 | 4.8508 | 0.71645 | 5 | 0.56725
61782 | 9.975 | 1 | 365 | 11.412 | 0.85887 | 12 | 0.27083
61814 | 8.55 | 1 | 365 | 9.7817 | 0.59332 | 10 | 0.375
61817 | 10.8 | 1 | 365 | 12.3558 | 0.74945 | 13 | 0.10526
61820 | 7.02 | 1 | 365 | 8.0313 | 0.087144 | 8 | 0.11842
61821 | 9.01 | 1 | 365 | 10.3079 | 0.64746 | 10 | 0.9554
61822 | 11.96 | 1 | 365 | 13.6829 | 0.40773 | 14 | 0.090637
61823 | 13.26 | 1 | 365 | 15.1702 | 0.38683 | 15 | 0.55701
61867 | 3.36 | 1 | 365 | 3.844 | 0.69983 | 4 | 0.54386
61913 | 7.28 | 1 | 365 | 8.3287 | 0.68296 | 9 | 0.011692
61914 | 3.9 | 1 | 365 | 4.4618 | 0.9373 | 5 | 0.39912
61918 | 2.08 | 1 | 365 | 2.3796 | 0.76656 | 3 | 0.1462
61920 | 2.9 | 1 | 365 | 3.3178 | 0.64569 | 3 | 0.96345
61921 | 7.42 | 1 | 365 | 8.4889 | 0.0037907 | 8 | 0.49269
61922 | 17.16 | 1 | 365 | 19.632 | 0.32413 | 19 | 0.95613
61923 | 10.15 | 1 | 365 | 11.6122 | 0.2599 | 11 | 0.87207
61894 | 6 | 1 | 365 | 6.8643 | 0.7497 | 7 | 0.61403
61839 | 9.88 | 1 | 365 | 11.3033 | 0.64117 | 11 | 0.94444
61886 | 7.848 | 1 | 365 | 8.9786 | 0.9846 | 9 | 0.96315
61889 | 4.76 | 1 | 365 | 5.4457 | 0.90809 | 6 | 0.3538
61891 | 6.48 | 1 | 365 | 7.4135 | 0.84967 | 8 | 0.26315
61931 | 23.115 | 1 | 365 | 26.4449 | 0.9707 | 27 | 0.41556
61940 | 8.64 | 1 | 365 | 9.8846 | 0.79956 | 10 | 0.68421
61934 | 7.245 | 1 | 365 | 8.2887 | 0.60276 | 8 | 0.89144
61942 | 3.45 | 1 | 365 | 3.947 | 0.90608 | 4 | 0.85307
61936 | 6 | 1 | 365 | 6.8643 | 0.7497 | 7 | 0.61403
61938 | 6.3 | 1 | 365 | 7.2076 | 0.43718 | 7 | 0.64473
61944 | 6 | 1 | 365 | 6.8643 | 0.7497 | 7 | 0.61403
61939 | 11.4 | 1 | 365 | 13.0422 | 0.12442 | 13 | 0.16666
61947 | 10.395 | 1 | 365 | 11.8925 | 0.82135 | 12 | 0.71381
61941 | 5.175 | 1 | 365 | 5.9205 | 0.85911 | 6 | 0.7796
61943 | 5.355 | 1 | 365 | 6.1264 | 0.2716 | 6 | 0.39802
61945 | 7.02 | 1 | 365 | 8.0313 | 0.087144 | 8 | 0.11842
61946 | 15.9 | 1 | 365 | 18.1905 | 0.43669 | 18 | 0.62718
61949 | 10.26 | 1 | 365 | 11.738 | 0.51198 | 12 | 0.24999
61950 | 7.56 | 1 | 365 | 8.6491 | 0.32462 | 8 | 0.97368
61951 | 5.04 | 1 | 365 | 5.766 | 0.54974 | 6 | 0.31579
61953 | 6 | 1 | 365 | 6.8643 | 0.7497 | 7 | 0.61403
61952 | 12.825 | 1 | 365 | 14.6725 | 0.38998 | 15 | 0.062493
61956 | 8.745 | 1 | 365 | 10.0048 | 0.040182 | 10 | 0.044952
61958 | 7.56 | 1 | 365 | 8.6491 | 0.32462 | 8 | 0.97368
61957 | 5.88 | 1 | 365 | 6.727 | 0.4747 | 7 | 0.20175
61959 | 11.34 | 1 | 365 | 12.9736 | 0.98693 | 13 | 0.96052
61960 | 6.48 | 1 | 365 | 7.4135 | 0.84967 | 8 | 0.26315
61961 | 8.7 | 1 | 365 | 9.9533 | 0.93706 | 10 | 0.89035
61963 | 10.8 | 1 | 365 | 12.3558 | 0.74945 | 13 | 0.10526
61964 | 5.12 | 1 | 365 | 5.8576 | 0.73307 | 6 | 0.59064
61965 | 8.19 | 1 | 365 | 9.3698 | 0.76834 | 10 | 0.13815
61966 | 11.52 | 1 | 365 | 13.1795 | 0.39942 | 13 | 0.57894
61967 | 7.25 | 1 | 365 | 8.2944 | 0.61422 | 8 | 0.90862
61968 | 5.565 | 1 | 365 | 6.3667 | 0.75284 | 7 | 0.11951
61969 | 5.67 | 1 | 365 | 6.4868 | 0.99346 | 7 | 0.48026
61971 | 6.48 | 1 | 365 | 7.4135 | 0.84967 | 8 | 0.26315
61972 | 2.8 | 1 | 365 | 3.2034 | 0.41652 | 3 | 0.61988
61982 | 10.2 | 1 | 365 | 11.6694 | 0.37448 | 12 | 0.043854
61970 | 11.31 | 1 | 365 | 12.9393 | 0.91818 | 13 | 0.85745
62023 | 4.59 | 1 | 365 | 5.2512 | 0.51852 | 5 | 0.76973
62024 | 8.16 | 1 | 365 | 9.3355 | 0.69959 | 10 | 0.035084
62025 | 3.6 | 1 | 365 | 4.1186 | 0.24982 | 4 | 0.36842
62026 | 3.06 | 1 | 365 | 3.5008 | 0.012345 | 3 | 0.51316
62028 | 5.61 | 1 | 365 | 6.4182 | 0.85597 | 7 | 0.27412
62029 | 6.3 | 1 | 365 | 7.2076 | 0.43718 | 7 | 0.64473
62030 | 4.08 | 1 | 365 | 4.6677 | 0.34979 | 5 | 0.017542
62035 | 2.85 | 1 | 365 | 3.2606 | 0.53111 | 3 | 0.79167
62036 | 10.4 | 1 | 365 | 11.8982 | 0.83281 | 12 | 0.73099
62037 | 10.08 | 1 | 365 | 11.5321 | 0.099489 | 11 | 0.63157
62038 | 6.93 | 1 | 365 | 7.9283 | 0.8809 | 8 | 0.80921
62040 | 8.1 | 1 | 365 | 9.2669 | 0.56209 | 9 | 0.82894
62041 | 12 | 1 | 365 | 13.7287 | 0.49939 | 14 | 0.22806
62042 | 6.76 | 1 | 365 | 7.7338 | 0.49132 | 8 | 0.22514
62043 | 7.125 | 1 | 365 | 8.1514 | 0.32776 | 8 | 0.47916
61166 | 11.13 | 1 | 365 | 12.7333 | 0.50569 | 13 | 0.23903
62052 | 5.8 | 1 | 365 | 6.6355 | 0.29137 | 6 | 0.9269
62059 | 8.12 | 1 | 365 | 9.2897 | 0.60792 | 9 | 0.89766
62063 | 15.042 | 1 | 365 | 17.2089 | 0.47049 | 17 | 0.67938
62093 | 13.02 | 1 | 365 | 14.8956 | 0.83684 | 15 | 0.73245
62107 | 6 | 1 | 365 | 6.8643 | 0.7497 | 7 | 0.61403
62114 | 5.6 | 1 | 365 | 6.4067 | 0.83305 | 7 | 0.23976
62115 | 5.88 | 1 | 365 | 6.727 | 0.4747 | 7 | 0.20175
62130 | 7.65 | 1 | 365 | 8.752 | 0.53086 | 9 | 0.28289
62132 | 13.5 | 1 | 365 | 15.4448 | 0.93682 | 16 | 0.38157
62138 | 9.435 | 1 | 365 | 10.7942 | 0.6214 | 11 | 0.41557
62151 | 7.13 | 1 | 365 | 8.1571 | 0.33922 | 8 | 0.49634
62152 | 7.98 | 1 | 365 | 9.1296 | 0.2871 | 9 | 0.41666
62155 | 11.7 | 1 | 365 | 13.3855 | 0.81191 | 14 | 0.19736
62156 | 7.015 | 1 | 365 | 8.0256 | 0.075686 | 8 | 0.10124
62182 | 13.68 | 1 | 365 | 15.6507 | 0.34931 | 15 | 0.99999
62183 | 9.35 | 1 | 365 | 10.6969 | 0.42661 | 11 | 0.12353
62184 | 6.875 | 1 | 365 | 7.8654 | 0.75486 | 8 | 0.62025
62196 | 9.9 | 1 | 365 | 11.3262 | 0.687 | 12 | 0.013153
62199 | 6.27 | 1 | 365 | 7.1732 | 0.36843 | 7 | 0.54166
62200 | 5.67 | 1 | 365 | 6.4868 | 0.99346 | 7 | 0.48026
62201 | 9.483 | 1 | 365 | 10.8491 | 0.73139 | 11 | 0.58048
62202 | 8.505 | 1 | 365 | 9.7302 | 0.49019 | 10 | 0.22039
62203 | 5.035 | 1 | 365 | 5.7603 | 0.53829 | 6 | 0.29861
62204 | 8.1 | 1 | 365 | 9.2669 | 0.56209 | 9 | 0.82894
62207 | 18.02 | 1 | 365 | 20.6159 | 0.29492 | 20 | 0.91081
62209 | 6.93 | 1 | 365 | 7.9283 | 0.8809 | 8 | 0.80921
62210 | 5.1 | 1 | 365 | 5.8347 | 0.68724 | 6 | 0.52193
62215 | 11.7 | 1 | 365 | 13.3855 | 0.81191 | 14 | 0.19736
62216 | 8.745 | 1 | 365 | 10.0048 | 0.040182 | 10 | 0.044952
62221 | 6.9 | 1 | 365 | 7.894 | 0.81215 | 8 | 0.70614
62224 | 4.59 | 1 | 365 | 5.2512 | 0.51852 | 5 | 0.76973
62227 | 11.97 | 1 | 365 | 13.6944 | 0.43064 | 14 | 0.12499
62228 | 7.5 | 1 | 365 | 8.5804 | 0.18712 | 8 | 0.76754
62231 | 5.6 | 1 | 365 | 6.4067 | 0.83305 | 7 | 0.23976
62237 | 8.4 | 1 | 365 | 9.6101 | 0.24957 | 9 | 0.85964
62239 | 12.35 | 1 | 365 | 14.1291 | 0.30146 | 14 | 0.43055
62240 | 9 | 1 | 365 | 10.2965 | 0.62454 | 10 | 0.92105
62243 | 6.54 | 1 | 365 | 7.4821 | 0.98717 | 8 | 0.46929
62241 | 4.2 | 1 | 365 | 4.805 | 0.62479 | 5 | 0.42982
62245 | 9.3 | 1 | 365 | 10.6397 | 0.31203 | 10 | 0.95175
62250 | 4.2 | 1 | 365 | 4.805 | 0.62479 | 5 | 0.42982
62253 | 4.2 | 1 | 365 | 4.805 | 0.62479 | 5 | 0.42982
62254 | 3.72 | 1 | 365 | 4.2559 | 0.52481 | 4 | 0.7807
62256 | 5.232 | 1 | 365 | 5.9857 | 0.98973 | 6 | 0.97544
62259 | 4.83 | 1 | 365 | 5.5258 | 0.068505 | 5 | 0.5943
62261 | 5.67 | 1 | 365 | 6.4868 | 0.99346 | 7 | 0.48026
62262 | 15.87 | 1 | 365 | 18.1562 | 0.36795 | 18 | 0.52411
62263 | 12 | 1 | 365 | 13.7287 | 0.49939 | 14 | 0.22806
62264 | 9.72 | 1 | 365 | 11.1202 | 0.27451 | 11 | 0.39473
62271 | 5.8 | 1 | 365 | 6.6355 | 0.29137 | 6 | 0.9269
62272 | 4.725 | 1 | 365 | 5.4057 | 0.82789 | 6 | 0.23355
62274 | 11.772 | 1 | 365 | 13.4678 | 0.9769 | 14 | 0.44473
62281 | 8.06 | 1 | 365 | 9.2211 | 0.47042 | 9 | 0.69152
62287 | 7.035 | 1 | 365 | 8.0484 | 0.12152 | 8 | 0.16995
62292 | 5.035 | 1 | 365 | 5.7603 | 0.53829 | 6 | 0.29861
62295 | 11.6 | 1 | 365 | 13.271 | 0.58275 | 13 | 0.8538
57211 | 10.85 | 1 | 365 | 12.413 | 0.86403 | 13 | 0.27704
62316 | 8.12 | 1 | 365 | 9.2897 | 0.60792 | 9 | 0.89766
62318 | 5.46 | 1 | 365 | 6.2465 | 0.51222 | 6 | 0.75877
51405 | 4.725 | 1 | 365 | 5.4057 | 0.82789 | 6 | 0.23355
42282 | 15.08 | 1 | 365 | 17.2524 | 0.55757 | 17 | 0.80993
62319 | 12.48 | 1 | 365 | 14.2778 | 0.59937 | 14 | 0.87719
62327 | 4.48 | 1 | 365 | 5.1254 | 0.26644 | 5 | 0.39181
62332 | 10.865 | 1 | 365 | 12.4302 | 0.89841 | 13 | 0.32858
62331 | 13.515 | 1 | 365 | 15.4619 | 0.97119 | 16 | 0.43311
48862 | 8.68 | 1 | 365 | 9.9304 | 0.89123 | 10 | 0.82163
62334 | 5.72 | 1 | 365 | 6.544 | 0.10804 | 6 | 0.65204
62335 | 7.8 | 1 | 365 | 8.9236 | 0.8746 | 9 | 0.79824
62333 | 16.43 | 1 | 365 | 18.7968 | 0.65125 | 19 | 0.44809
62337 | 8.32 | 1 | 365 | 9.5185 | 0.066245 | 9 | 0.58479
62338 | 2.8 | 1 | 365 | 3.2034 | 0.41652 | 3 | 0.61988
62340 | 5.04 | 1 | 365 | 5.766 | 0.54974 | 6 | 0.31579
62343 | 7.42 | 1 | 365 | 8.4889 | 0.0037907 | 8 | 0.49269
62342 | 7.95 | 1 | 365 | 9.0952 | 0.21835 | 9 | 0.31359
62345 | 6.24 | 1 | 365 | 7.1389 | 0.29968 | 7 | 0.43859
62348 | 6.36 | 1 | 365 | 7.2762 | 0.57468 | 7 | 0.85087
62352 | 5.32 | 1 | 365 | 6.0864 | 0.1914 | 6 | 0.27778
62349 | 8.41 | 1 | 365 | 9.6215 | 0.27249 | 9 | 0.894
62353 | 10.07 | 1 | 365 | 11.5206 | 0.076573 | 11 | 0.59722
62355 | 8.4 | 1 | 365 | 9.6101 | 0.24957 | 9 | 0.85964
62357 | 7.95 | 1 | 365 | 9.0952 | 0.21835 | 9 | 0.31359
62362 | 6.625 | 1 | 365 | 7.5794 | 0.18196 | 7 | 0.76133
62363 | 4.505 | 1 | 365 | 5.154 | 0.32373 | 5 | 0.4777
62364 | 6.44 | 1 | 365 | 7.3677 | 0.75801 | 8 | 0.12573
62367 | 6.44 | 1 | 365 | 7.3677 | 0.75801 | 8 | 0.12573
62374 | 7.28 | 1 | 365 | 8.3287 | 0.68296 | 9 | 0.011692
62385 | 2.385 | 1 | 365 | 2.7286 | 0.4655 | 3 | 0.19408
62384 | 5.035 | 1 | 365 | 5.7603 | 0.53829 | 6 | 0.29861
62389 | 8.84 | 1 | 365 | 10.1135 | 0.25789 | 10 | 0.37134
62386 | 10.36 | 1 | 365 | 11.8524 | 0.74114 | 12 | 0.59356
62393 | 3.64 | 1 | 365 | 4.1644 | 0.34148 | 4 | 0.50585
62408 | 6.21 | 1 | 365 | 7.1046 | 0.23094 | 7 | 0.33552
62411 | 11.7 | 1 | 365 | 13.3855 | 0.81191 | 14 | 0.19736
62413 | 8.32 | 1 | 365 | 9.5185 | 0.066245 | 9 | 0.58479
62416 | 6.63 | 1 | 365 | 7.5851 | 0.19341 | 7 | 0.77851
62410 | 6.44 | 1 | 365 | 7.3677 | 0.75801 | 8 | 0.12573
62419 | 8.745 | 1 | 365 | 10.0048 | 0.040182 | 10 | 0.044952
62846 | 17.595 | 1 | 365 | 20.1297 | 0.32098 | 20 | 0.45065
62422 | 7.54 | 1 | 365 | 8.6262 | 0.27878 | 8 | 0.90497
62423 | 11.13 | 1 | 365 | 12.7333 | 0.50569 | 13 | 0.23903
62424 | 6 | 1 | 365 | 6.8643 | 0.7497 | 7 | 0.61403
62426 | 7.8 | 1 | 365 | 8.9236 | 0.8746 | 9 | 0.79824
62430 | 6.96 | 1 | 365 | 7.9626 | 0.94965 | 8 | 0.91228
62434 | 5.98 | 1 | 365 | 6.8415 | 0.70386 | 7 | 0.54532
62437 | 8.06 | 1 | 365 | 9.2211 | 0.47042 | 9 | 0.69152
62440 | 4.42 | 1 | 365 | 5.0567 | 0.12894 | 5 | 0.18567
62441 | 10.92 | 1 | 365 | 12.4931 | 0.024447 | 12 | 0.51754
62444 | 9 | 1 | 365 | 10.2965 | 0.62454 | 10 | 0.92105
62446 | 11.2 | 1 | 365 | 12.8134 | 0.6661 | 13 | 0.47953
62445 | 5.5 | 1 | 365 | 6.2923 | 0.60389 | 6 | 0.8962
62448 | 9.975 | 1 | 365 | 11.412 | 0.85887 | 12 | 0.27083
62451 | 24.96 | 1 | 365 | 28.5556 | 0.19874 | 28 | 0.75437
62467 | 4.725 | 1 | 365 | 5.4057 | 0.82789 | 6 | 0.23355
62473 | 6.16 | 1 | 365 | 7.0474 | 0.11635 | 7 | 0.16374
62483 | 11.34 | 1 | 365 | 12.9736 | 0.98693 | 13 | 0.96052
62489 | 8.12 | 1 | 365 | 9.2897 | 0.60792 | 9 | 0.89766
62494 | 8.12 | 1 | 365 | 9.2897 | 0.60792 | 9 | 0.89766
62496 | 12.285 | 1 | 365 | 14.0547 | 0.1525 | 14 | 0.20723
62503 | 7.685 | 1 | 365 | 8.7921 | 0.61107 | 9 | 0.40314
32738 | 161.92 | 0.9 | 365 | 166.721 | 0.95262 | 167 | 0.67361
57501 | 7.04 | 1 | 365 | 8.0542 | 0.13298 | 8 | 0.18713
61222 | 9.36 | 1 | 365 | 10.7084 | 0.44953 | 11 | 0.15789
59482 | 4.48 | 1 | 365 | 5.1254 | 0.26644 | 5 | 0.39181
59967 | 8.64 | 1 | 365 | 9.8846 | 0.79956 | 10 | 0.68421
59409 | 9.28 | 1 | 365 | 10.6168 | 0.2662 | 10 | 0.88304
60984 | 6.4 | 1 | 365 | 7.322 | 0.66634 | 7 | 0.9883
61736 | 5.46 | 1 | 365 | 6.2465 | 0.51222 | 6 | 0.75877
43832 | 9.6 | 1 | 365 | 10.9829 | 0.99951 | 11 | 0.98245
62288 | 6.76 | 1 | 365 | 7.7338 | 0.49132 | 8 | 0.22514
49971 | 7.04 | 1 | 365 | 8.0542 | 0.13298 | 8 | 0.18713
61167 | 14.4 | 1 | 365 | 16.4744 | 0.99927 | 17 | 0.47368
61445 | 7.36 | 1 | 365 | 8.4203 | 0.86629 | 9 | 0.28655
61722 | 5.76 | 1 | 365 | 6.5898 | 0.19971 | 6 | 0.78947
34552 | 137.7 | 0.9 | 365 | 141.7829 | 0.99997 | 142 | 0.78283
62007 | 7.04 | 1 | 365 | 8.0542 | 0.13298 | 8 | 0.18713
62125 | 9.6 | 1 | 365 | 10.9829 | 0.99951 | 11 | 0.98245
62166 | 8.32 | 1 | 365 | 9.5185 | 0.066245 | 9 | 0.58479
50985 | 4.8 | 1 | 365 | 5.4915 | 0.99976 | 6 | 0.49123
55923 | 10.24 | 1 | 365 | 11.7151 | 0.46615 | 12 | 0.18128
62308 | 8 | 1 | 365 | 9.1524 | 0.33293 | 9 | 0.48538
28495 | 2835.685 | 1 | 365 | 3244.1824 | 0.30112 | 3244 | 0.48356
62450 | 3.36 | 1 | 365 | 3.844 | 0.69983 | 4 | 0.54386
61686 | 11.18 | 1 | 365 | 12.7905 | 0.62027 | 13 | 0.41081
62458 | 4.505 | 1 | 365 | 5.154 | 0.32373 | 5 | 0.4777
62468 | 12.42 | 1 | 365 | 14.2092 | 0.46187 | 14 | 0.67105
62470 | 7.625 | 1 | 365 | 8.7234 | 0.47357 | 9 | 0.197
62474 | 14.388 | 1 | 365 | 16.4607 | 0.97177 | 17 | 0.43245
62479 | 10.8 | 1 | 365 | 12.3558 | 0.74945 | 13 | 0.10526
62485 | 5.04 | 1 | 365 | 5.766 | 0.54974 | 6 | 0.31579
62492 | 6.867 | 1 | 365 | 7.8562 | 0.73653 | 8 | 0.59276
62497 | 3.71 | 1 | 365 | 4.2444 | 0.5019 | 4 | 0.74634
62499 | 12.42 | 1 | 365 | 14.2092 | 0.46187 | 14 | 0.67105
62502 | 11.96 | 1 | 365 | 13.6829 | 0.40773 | 14 | 0.090637
61954 | 8.1 | 1 | 365 | 9.2669 | 0.56209 | 9 | 0.82894
62505 | 4.845 | 1 | 365 | 5.543 | 0.10288 | 5 | 0.64583
62507 | 13 | 1 | 365 | 14.8727 | 0.79101 | 15 | 0.66374
62513 | 4.905 | 1 | 365 | 5.6116 | 0.24038 | 5 | 0.85197
62516 | 10.15 | 1 | 365 | 11.6122 | 0.2599 | 11 | 0.87207
62472 | 6 | 1 | 365 | 6.8643 | 0.7497 | 7 | 0.61403
62517 | 6.76 | 1 | 365 | 7.7338 | 0.49132 | 8 | 0.22514
62523 | 10.4 | 1 | 365 | 11.8982 | 0.83281 | 12 | 0.73099
62527 | 12.19 | 1 | 365 | 13.946 | 0.9348 | 14 | 0.88084
62529 | 5.72 | 1 | 365 | 6.544 | 0.10804 | 6 | 0.65204
62267 | 5.4 | 1 | 365 | 6.1779 | 0.37473 | 6 | 0.55263
62533 | 7.28 | 1 | 365 | 8.3287 | 0.68296 | 9 | 0.011692
62536 | 8.58 | 1 | 365 | 9.816 | 0.66207 | 10 | 0.47807
62535 | 4.77 | 1 | 365 | 5.4571 | 0.93101 | 6 | 0.38816
62537 | 5.035 | 1 | 365 | 5.7603 | 0.53829 | 6 | 0.29861
62541 | 5.46 | 1 | 365 | 6.2465 | 0.51222 | 6 | 0.75877
62543 | 5.565 | 1 | 365 | 6.3667 | 0.75284 | 7 | 0.11951
62548 | 9.88 | 1 | 365 | 11.3033 | 0.64117 | 11 | 0.94444
62551 | 5.98 | 1 | 365 | 6.8415 | 0.70386 | 7 | 0.54532
62557 | 7.54 | 1 | 365 | 8.6262 | 0.27878 | 8 | 0.90497
50987 | 5.76 | 1 | 365 | 6.5898 | 0.19971 | 6 | 0.78947
62558 | 6 | 1 | 365 | 6.8643 | 0.7497 | 7 | 0.61403
62564 | 7.935 | 1 | 365 | 9.0781 | 0.18397 | 9 | 0.26206
62570 | 5.865 | 1 | 365 | 6.7099 | 0.44033 | 7 | 0.15022
62573 | 10.08 | 1 | 365 | 11.5321 | 0.099489 | 11 | 0.63157
62575 | 12.765 | 1 | 365 | 14.6039 | 0.25248 | 14 | 0.85635
62579 | 13.5 | 1 | 365 | 15.4448 | 0.93682 | 16 | 0.38157
62585 | 8.45 | 1 | 365 | 9.6673 | 0.36416 | 10 | 0.031428
62586 | 6 | 1 | 365 | 6.8643 | 0.7497 | 7 | 0.61403
62559 | 9.1 | 1 | 365 | 10.4109 | 0.85371 | 11 | 0.26462
62562 | 9.54 | 1 | 365 | 10.9143 | 0.86202 | 11 | 0.77631
62569 | 7.42 | 1 | 365 | 8.4889 | 0.0037907 | 8 | 0.49269
62572 | 7.95 | 1 | 365 | 9.0952 | 0.21835 | 9 | 0.31359
62578 | 4.77 | 1 | 365 | 5.4571 | 0.93101 | 6 | 0.38816
62580 | 7.155 | 1 | 365 | 8.1857 | 0.39651 | 8 | 0.58223
62583 | 14.04 | 1 | 365 | 16.0625 | 0.17429 | 16 | 0.23683
38896 | 11.55 | 1 | 365 | 13.2138 | 0.46816 | 13 | 0.68201
62590 | 4.24 | 1 | 365 | 4.8508 | 0.71645 | 5 | 0.56725
62592 | 7.245 | 1 | 365 | 8.2887 | 0.60276 | 8 | 0.89144
62593 | 4.59 | 1 | 365 | 5.2512 | 0.51852 | 5 | 0.76973
62594 | 12.5 | 1 | 365 | 14.3007 | 0.6452 | 14 | 0.9459
62270 | 13.11 | 1 | 365 | 14.9986 | 0.043086 | 15 | 0.04166
62597 | 14.04 | 1 | 365 | 16.0625 | 0.17429 | 16 | 0.23683
62596 | 4.86 | 1 | 365 | 5.5601 | 0.13725 | 5 | 0.69737
62599 | 4.68 | 1 | 365 | 5.3542 | 0.72476 | 6 | 0.078945
62598 | 8.84 | 1 | 365 | 10.1135 | 0.25789 | 10 | 0.37134
62600 | 9.88 | 1 | 365 | 11.3033 | 0.64117 | 11 | 0.94444
62601 | 8.215 | 1 | 365 | 9.3984 | 0.82563 | 10 | 0.22405
62602 | 9.45 | 1 | 365 | 10.8113 | 0.65577 | 11 | 0.4671
62603 | 4.24 | 1 | 365 | 4.8508 | 0.71645 | 5 | 0.56725
62604 | 10.695 | 1 | 365 | 12.2357 | 0.50883 | 12 | 0.74451
62605 | 6.54 | 1 | 365 | 7.4821 | 0.98717 | 8 | 0.46929
62606 | 7.2 | 1 | 365 | 8.2372 | 0.49964 | 8 | 0.73684
62607 | 3 | 1 | 365 | 3.4322 | 0.87485 | 4 | 0.30702
59216 | 10.995 | 1 | 365 | 12.5789 | 0.19632 | 12 | 0.77521
62608 | 9.135 | 1 | 365 | 10.451 | 0.93391 | 11 | 0.38486
62609 | 5.04 | 1 | 365 | 5.766 | 0.54974 | 6 | 0.31579
62610 | 4.275 | 1 | 365 | 4.8908 | 0.79666 | 5 | 0.6875
62611 | 6.76 | 1 | 365 | 7.7338 | 0.49132 | 8 | 0.22514
62612 | 8.64 | 1 | 365 | 9.8846 | 0.79956 | 10 | 0.68421
62613 | 5.04 | 1 | 365 | 5.766 | 0.54974 | 6 | 0.31579
62614 | 4.41 | 1 | 365 | 5.0453 | 0.10603 | 5 | 0.15131
62615 | 6.93 | 1 | 365 | 7.9283 | 0.8809 | 8 | 0.80921
47838 | 24.57 | 1 | 365 | 28.1095 | 0.30501 | 28 | 0.41446
62616 | 2.7 | 1 | 365 | 3.089 | 0.18736 | 3 | 0.27631
62617 | 13.78 | 1 | 365 | 15.7651 | 0.57847 | 16 | 0.34356
54927 | 4.42 | 1 | 365 | 5.0567 | 0.12894 | 5 | 0.18567
62620 | 6.93 | 1 | 365 | 7.9283 | 0.8809 | 8 | 0.80921
62621 | 7.41 | 1 | 365 | 8.4775 | 0.98087 | 9 | 0.45833
62623 | 5.886 | 1 | 365 | 6.7339 | 0.48845 | 7 | 0.22237
62629 | 9.12 | 1 | 365 | 10.4338 | 0.89954 | 11 | 0.33333
62630 | 5.4 | 1 | 365 | 6.1779 | 0.37473 | 6 | 0.55263
62631 | 5.67 | 1 | 365 | 6.4868 | 0.99346 | 7 | 0.48026
62632 | 2.97 | 1 | 365 | 3.3978 | 0.8061 | 4 | 0.20395
62633 | 8.68 | 1 | 365 | 9.9304 | 0.89123 | 10 | 0.82163
62634 | 7.28 | 1 | 365 | 8.3287 | 0.68296 | 9 | 0.011692
62635 | 4.94 | 1 | 365 | 5.6516 | 0.32058 | 5 | 0.97222
38626 | 6.4 | 1 | 365 | 7.322 | 0.66634 | 7 | 0.9883
40769 | 13.455 | 1 | 365 | 15.3933 | 0.83369 | 16 | 0.22697
50008 | 9.045 | 1 | 365 | 10.348 | 0.72767 | 11 | 0.075653
62637 | 5.3 | 1 | 365 | 6.0635 | 0.14556 | 6 | 0.20906
62638 | 9 | 1 | 365 | 10.2965 | 0.62454 | 10 | 0.92105
62639 | 8.8 | 1 | 365 | 10.0677 | 0.16622 | 10 | 0.23391
62640 | 12 | 1 | 365 | 13.7287 | 0.49939 | 14 | 0.22806
62641 | 12.48 | 1 | 365 | 14.2778 | 0.59937 | 14 | 0.87719
62643 | 11.4 | 1 | 365 | 13.0422 | 0.12442 | 13 | 0.16666
62642 | 12.19 | 1 | 365 | 13.946 | 0.9348 | 14 | 0.88084
62644 | 8.1 | 1 | 365 | 9.2669 | 0.56209 | 9 | 0.82894
62645 | 15.435 | 1 | 365 | 17.6585 | 0.37109 | 18 | 0.029597
62647 | 5.44 | 1 | 365 | 6.2237 | 0.46639 | 6 | 0.69006
62648 | 7.245 | 1 | 365 | 8.2887 | 0.60276 | 8 | 0.89144
62649 | 11.52 | 1 | 365 | 13.1795 | 0.39942 | 13 | 0.57894
62650 | 5.865 | 1 | 365 | 6.7099 | 0.44033 | 7 | 0.15022
62651 | 10.71 | 1 | 365 | 12.2528 | 0.54321 | 12 | 0.79605
62652 | 5.94 | 1 | 365 | 6.7957 | 0.6122 | 7 | 0.40789
62653 | 6.4 | 1 | 365 | 7.322 | 0.66634 | 7 | 0.9883
62654 | 5.13 | 1 | 365 | 5.869 | 0.75599 | 6 | 0.625
62656 | 6.54 | 1 | 365 | 7.4821 | 0.98717 | 8 | 0.46929
62659 | 12.16 | 1 | 365 | 13.9117 | 0.86605 | 14 | 0.77777
62660 | 6.5 | 1 | 365 | 7.4364 | 0.8955 | 8 | 0.33187
62663 | 3.38 | 1 | 365 | 3.8669 | 0.74566 | 4 | 0.61257
62666 | 4.505 | 1 | 365 | 5.154 | 0.32373 | 5 | 0.4777
62668 | 5.83 | 1 | 365 | 6.6698 | 0.36012 | 7 | 0.029968
62667 | 6.89 | 1 | 365 | 7.8825 | 0.78923 | 8 | 0.67178
62672 | 2.86 | 1 | 365 | 3.272 | 0.55402 | 3 | 0.82602
62670 | 3.18 | 1 | 365 | 3.6381 | 0.28734 | 3 | 0.92544
44698 | 4.8 | 1 | 365 | 5.4915 | 0.99976 | 6 | 0.49123
62674 | 7.685 | 1 | 365 | 8.7921 | 0.61107 | 9 | 0.40314
62676 | 5.3 | 1 | 365 | 6.0635 | 0.14556 | 6 | 0.20906
50937 | 2.28 | 1 | 365 | 2.6084 | 0.22488 | 2 | 0.83333
62678 | 2.6 | 1 | 365 | 2.9745 | 0.9582 | 3 | 0.93275
62677 | 8.06 | 1 | 365 | 9.2211 | 0.47042 | 9 | 0.69152
62682 | 5.2 | 1 | 365 | 5.9491 | 0.9164 | 6 | 0.86549
62683 | 8.32 | 1 | 365 | 9.5185 | 0.066245 | 9 | 0.58479
62684 | 8.32 | 1 | 365 | 9.5185 | 0.066245 | 9 | 0.58479
62689 | 6.9 | 1 | 365 | 7.894 | 0.81215 | 8 | 0.70614
62690 | 7.42 | 1 | 365 | 8.4889 | 0.0037907 | 8 | 0.49269
62694 | 7.8 | 1 | 365 | 8.9236 | 0.8746 | 9 | 0.79824
62698 | 4.77 | 1 | 365 | 5.4571 | 0.93101 | 6 | 0.38816
62697 | 6.24 | 1 | 365 | 7.1389 | 0.29968 | 7 | 0.43859
62701 | 5.2 | 1 | 365 | 5.9491 | 0.9164 | 6 | 0.86549
62699 | 11.4 | 1 | 365 | 13.0422 | 0.12442 | 13 | 0.16666
62704 | 9.275 | 1 | 365 | 10.6111 | 0.25474 | 10 | 0.86586
62693 | 5.98 | 1 | 365 | 6.8415 | 0.70386 | 7 | 0.54532
62706 | 4.77 | 1 | 365 | 5.4571 | 0.93101 | 6 | 0.38816
62707 | 4.68 | 1 | 365 | 5.3542 | 0.72476 | 6 | 0.078945
62711 | 6.6 | 1 | 365 | 7.5508 | 0.12467 | 7 | 0.67544
62719 | 8.82 | 1 | 365 | 10.0906 | 0.21205 | 10 | 0.30263
62721 | 6.555 | 1 | 365 | 7.4993 | 0.021543 | 7 | 0.52083
62722 | 4.08 | 1 | 365 | 4.6677 | 0.34979 | 5 | 0.017542
50555 | 3.52 | 1 | 365 | 4.0271 | 0.066488 | 4 | 0.093565
62724 | 16.38 | 1 | 365 | 18.7396 | 0.53667 | 19 | 0.27631
62727 | 7.68 | 1 | 365 | 8.7864 | 0.59961 | 9 | 0.38596
62728 | 6.24 | 1 | 365 | 7.1389 | 0.29968 | 7 | 0.43859
56398 | 5.415 | 1 | 365 | 6.1951 | 0.4091 | 6 | 0.60416
62723 | 5.72 | 1 | 365 | 6.544 | 0.10804 | 6 | 0.65204
62726 | 6.24 | 1 | 365 | 7.1389 | 0.29968 | 7 | 0.43859
62731 | 5.3 | 1 | 365 | 6.0635 | 0.14556 | 6 | 0.20906
62733 | 2.65 | 1 | 365 | 3.0317 | 0.072782 | 3 | 0.10453
62739 | 3.71 | 1 | 365 | 4.2444 | 0.5019 | 4 | 0.74634
59987 | 6.5 | 1 | 365 | 7.4364 | 0.8955 | 8 | 0.33187
60035 | 3.975 | 1 | 365 | 4.5476 | 0.10917 | 4 | 0.6568
59950 | 4.68 | 1 | 365 | 5.3542 | 0.72476 | 6 | 0.078945
61073 | 3.12 | 1 | 365 | 3.5695 | 0.14984 | 3 | 0.7193
62760 | 9.01 | 1 | 365 | 10.3079 | 0.64746 | 10 | 0.9554
62718 | 7.56 | 1 | 365 | 8.6491 | 0.32462 | 8 | 0.97368
63061 | 7.02 | 1 | 365 | 8.0313 | 0.087144 | 8 | 0.11842
50472 | 8.265 | 1 | 365 | 9.4556 | 0.94021 | 10 | 0.39583
51270 | 7.44 | 1 | 365 | 8.5118 | 0.049623 | 8 | 0.5614
50160 | 8.505 | 1 | 365 | 9.7302 | 0.49019 | 10 | 0.22039
45632 | 8.505 | 1 | 365 | 9.7302 | 0.49019 | 10 | 0.22039
46128 | 9.156 | 1 | 365 | 10.475 | 0.98204 | 11 | 0.45701
62539 | 6 | 1 | 365 | 6.8643 | 0.7497 | 7 | 0.61403
44514 | 4.76 | 1 | 365 | 5.4457 | 0.90809 | 6 | 0.3538
62781 | 2.8 | 1 | 365 | 3.2034 | 0.41652 | 3 | 0.61988
62116 | 5.3 | 1 | 365 | 6.0635 | 0.14556 | 6 | 0.20906
62128 | 6.375 | 1 | 365 | 7.2934 | 0.60905 | 7 | 0.90241
61912 | 10.2 | 1 | 365 | 11.6694 | 0.37448 | 12 | 0.043854
62110 | 7.25 | 1 | 365 | 8.2944 | 0.61422 | 8 | 0.90862
61813 | 5.61 | 1 | 365 | 6.4182 | 0.85597 | 7 | 0.27412
61901 | 10.6 | 1 | 365 | 12.127 | 0.29113 | 12 | 0.41812
61799 | 10.965 | 1 | 365 | 12.5446 | 0.12757 | 12 | 0.67214
61805 | 5.1 | 1 | 365 | 5.8347 | 0.68724 | 6 | 0.52193
61685 | 5.46 | 1 | 365 | 6.2465 | 0.51222 | 6 | 0.75877
61711 | 12.19 | 1 | 365 | 13.946 | 0.9348 | 14 | 0.88084
61611 | 8.215 | 1 | 365 | 9.3984 | 0.82563 | 10 | 0.22405
62062 | 7.28 | 1 | 365 | 8.3287 | 0.68296 | 9 | 0.011692
62811 | 9.6 | 1 | 365 | 10.9829 | 0.99951 | 11 | 0.98245
62734 | 9.28 | 1 | 365 | 10.6168 | 0.2662 | 10 | 0.88304
62743 | 7.56 | 1 | 365 | 8.6491 | 0.32462 | 8 | 0.97368
62744 | 6.44 | 1 | 365 | 7.3677 | 0.75801 | 8 | 0.12573
62745 | 11.2 | 1 | 365 | 12.8134 | 0.6661 | 13 | 0.47953
62746 | 8.68 | 1 | 365 | 9.9304 | 0.89123 | 10 | 0.82163
62747 | 7.685 | 1 | 365 | 8.7921 | 0.61107 | 9 | 0.40314
62748 | 5.88 | 1 | 365 | 6.727 | 0.4747 | 7 | 0.20175
62749 | 7.28 | 1 | 365 | 8.3287 | 0.68296 | 9 | 0.011692
62750 | 6.095 | 1 | 365 | 6.973 | 0.9674 | 7 | 0.94042
19556 | 647.9 | 0.8 | 365 | 592.9871 | 0.79041 | 593 | 0.77751
62751 | 8.96 | 1 | 365 | 10.2507 | 0.53288 | 10 | 0.78362
62752 | 8.215 | 1 | 365 | 9.3984 | 0.82563 | 10 | 0.22405
62753 | 9.8 | 1 | 365 | 11.2117 | 0.45784 | 11 | 0.66959
62754 | 10.64 | 1 | 365 | 12.1728 | 0.38279 | 12 | 0.55555
62761 | 7.98 | 1 | 365 | 9.1296 | 0.2871 | 9 | 0.41666
63024 | 191.235 | 0.9 | 365 | 196.9052 | 0.41347 | 197 | 0.31866
62778 | 4.68 | 1 | 365 | 5.3542 | 0.72476 | 6 | 0.078945
62784 | 5.565 | 1 | 365 | 6.3667 | 0.75284 | 7 | 0.11951
36217 | 63.63 | 0.9 | 365 | 65.5167 | 0.23397 | 65 | 0.75063
62787 | 3.975 | 1 | 365 | 4.5476 | 0.10917 | 4 | 0.6568
62714 | 6.095 | 1 | 365 | 6.973 | 0.9674 | 7 | 0.94042
62791 | 5.035 | 1 | 365 | 5.7603 | 0.53829 | 6 | 0.29861
34854 | 47.04 | 0.9 | 365 | 48.4348 | 0.017855 | 48 | 0.45261
62789 | 9.01 | 1 | 365 | 10.3079 | 0.64746 | 10 | 0.9554
62790 | 8.96 | 1 | 365 | 10.2507 | 0.53288 | 10 | 0.78362
62509 | 40.92 | 0.9 | 365 | 42.1333 | 0.39563 | 42 | 0.52893
62792 | 6.36 | 1 | 365 | 7.2762 | 0.57468 | 7 | 0.85087
62870 | 30.24 | 0.9 | 365 | 31.1366 | 0.36862 | 31 | 0.50525
62794 | 6.84 | 1 | 365 | 7.8253 | 0.67465 | 8 | 0.5
41833 | 2.61 | 1 | 365 | 2.986 | 0.98112 | 3 | 0.9671
62793 | 11.66 | 1 | 365 | 13.3397 | 0.72024 | 14 | 0.059936
58942 | 9.86 | 1 | 365 | 11.2804 | 0.59533 | 11 | 0.87573
62795 | 2.97 | 1 | 365 | 3.3978 | 0.8061 | 4 | 0.20395
62798 | 10.8 | 1 | 365 | 12.3558 | 0.74945 | 13 | 0.10526
59756 | 10.72 | 1 | 365 | 12.2643 | 0.56612 | 12 | 0.8304
62797 | 17.28 | 1 | 365 | 19.7693 | 0.59912 | 20 | 0.36841
59973 | 7.83 | 1 | 365 | 8.958 | 0.94335 | 9 | 0.90131
62796 | 6.89 | 1 | 365 | 7.8825 | 0.78923 | 8 | 0.67178
62799 | 4.2 | 1 | 365 | 4.805 | 0.62479 | 5 | 0.42982
58909 | 8.48 | 1 | 365 | 9.7016 | 0.4329 | 10 | 0.1345
62801 | 5.3 | 1 | 365 | 6.0635 | 0.14556 | 6 | 0.20906
41657 | 10.14 | 1 | 365 | 11.6007 | 0.23699 | 11 | 0.83771
60193 | 12 | 1 | 365 | 13.7287 | 0.49939 | 14 | 0.22806
60384 | 10.695 | 1 | 365 | 12.2357 | 0.50883 | 12 | 0.74451
60372 | 5.2 | 1 | 365 | 5.9491 | 0.9164 | 6 | 0.86549
45407 | 10.26 | 1 | 365 | 11.738 | 0.51198 | 12 | 0.24999
60497 | 3.6 | 1 | 365 | 4.1186 | 0.24982 | 4 | 0.36842
60995 | 12 | 1 | 365 | 13.7287 | 0.49939 | 14 | 0.22806
50037 | 8.19 | 1 | 365 | 9.3698 | 0.76834 | 10 | 0.13815
60942 | 12.22 | 1 | 365 | 13.9804 | 0.0035475 | 13 | 0.98391
48402 | 13.2 | 1 | 365 | 15.1015 | 0.24933 | 15 | 0.35087
62805 | 6.72 | 1 | 365 | 7.6881 | 0.39966 | 8 | 0.087716
59330 | 9.405 | 1 | 365 | 10.7598 | 0.55265 | 11 | 0.3125
62808 | 7.8 | 1 | 365 | 8.9236 | 0.8746 | 9 | 0.79824
62810 | 19.765 | 1 | 365 | 22.6123 | 0.29379 | 22 | 0.90606
38246 | 9.36 | 1 | 365 | 10.7084 | 0.44953 | 11 | 0.15789
62813 | 11.118 | 1 | 365 | 12.7196 | 0.47819 | 13 | 0.1978
62814 | 15.075 | 1 | 365 | 17.2466 | 0.54611 | 17 | 0.79276
61093 | 9.54 | 1 | 365 | 10.9143 | 0.86202 | 11 | 0.77631
62815 | 3 | 1 | 365 | 3.4322 | 0.87485 | 4 | 0.30702
62816 | 12.6 | 1 | 365 | 14.4151 | 0.87436 | 15 | 0.28947
62346 | 6.725 | 1 | 365 | 7.6938 | 0.41112 | 8 | 0.10489
62817 | 9.6 | 1 | 365 | 10.9829 | 0.99951 | 11 | 0.98245
62818 | 5.67 | 1 | 365 | 6.4868 | 0.99346 | 7 | 0.48026
61555 | 8.55 | 1 | 365 | 9.7817 | 0.59332 | 10 | 0.375
61875 | 5.4 | 1 | 365 | 6.1779 | 0.37473 | 6 | 0.55263
61544 | 5.3 | 1 | 365 | 6.0635 | 0.14556 | 6 | 0.20906
61876 | 3.825 | 1 | 365 | 4.376 | 0.76543 | 5 | 0.14145
61881 | 3.75 | 1 | 365 | 4.2902 | 0.59356 | 4 | 0.88377
61198 | 12.8 | 1 | 365 | 14.6439 | 0.33268 | 14 | 0.9766
61900 | 4.75 | 1 | 365 | 5.4343 | 0.88518 | 6 | 0.31944
62819 | 12 | 1 | 365 | 13.7287 | 0.49939 | 14 | 0.22806
62822 | 8.67 | 1 | 365 | 9.919 | 0.86831 | 10 | 0.78728
61725 | 4.68 | 1 | 365 | 5.3542 | 0.72476 | 6 | 0.078945
62823 | 12.6 | 1 | 365 | 14.4151 | 0.87436 | 15 | 0.28947
44248 | 8.4 | 1 | 365 | 9.6101 | 0.24957 | 9 | 0.85964
61165 | 8.1 | 1 | 365 | 9.2669 | 0.56209 | 9 | 0.82894
62737 | 3.9 | 1 | 365 | 4.4618 | 0.9373 | 5 | 0.39912
62832 | 5.83 | 1 | 365 | 6.6698 | 0.36012 | 7 | 0.029968
62833 | 10.6 | 1 | 365 | 12.127 | 0.29113 | 12 | 0.41812
62848 | 6.76 | 1 | 365 | 7.7338 | 0.49132 | 8 | 0.22514
62851 | 9.075 | 1 | 365 | 10.3823 | 0.79642 | 11 | 0.17872
62853 | 19.635 | 1 | 365 | 22.4635 | 0.99588 | 23 | 0.45942
59552 | 6.4 | 1 | 365 | 7.322 | 0.66634 | 7 | 0.9883
62854 | 8.67 | 1 | 365 | 9.919 | 0.86831 | 10 | 0.78728
62300 | 9.28 | 1 | 365 | 10.6168 | 0.2662 | 10 | 0.88304
59603 | 1.92 | 1 | 365 | 2.1966 | 0.3999 | 2 | 0.59649
62855 | 3.64 | 1 | 365 | 4.1644 | 0.34148 | 4 | 0.50585
59699 | 6.08 | 1 | 365 | 6.9559 | 0.93303 | 7 | 0.88889
62857 | 7.28 | 1 | 365 | 8.3287 | 0.68296 | 9 | 0.011692
59833 | 9.28 | 1 | 365 | 10.6168 | 0.2662 | 10 | 0.88304
59968 | 8.64 | 1 | 365 | 9.8846 | 0.79956 | 10 | 0.68421
59971 | 4.8 | 1 | 365 | 5.4915 | 0.99976 | 6 | 0.49123
60059 | 7.04 | 1 | 365 | 8.0542 | 0.13298 | 8 | 0.18713
59532 | 6.36 | 1 | 365 | 7.2762 | 0.57468 | 7 | 0.85087
62860 | 9.36 | 1 | 365 | 10.7084 | 0.44953 | 11 | 0.15789
62862 | 7.42 | 1 | 365 | 8.4889 | 0.0037907 | 8 | 0.49269
62863 | 5.185 | 1 | 365 | 5.9319 | 0.88203 | 6 | 0.81396
62859 | 4.24 | 1 | 365 | 4.8508 | 0.71645 | 5 | 0.56725
62874 | 6.36 | 1 | 365 | 7.2762 | 0.57468 | 7 | 0.85087
62877 | 9.88 | 1 | 365 | 11.3033 | 0.64117 | 11 | 0.94444
62186 | 6.1 | 1 | 365 | 6.9787 | 0.97886 | 7 | 0.9576
62888 | 7.8 | 1 | 365 | 8.9236 | 0.8746 | 9 | 0.79824
62894 | 12.22 | 1 | 365 | 13.9804 | 0.0035475 | 13 | 0.98391
62902 | 15.08 | 1 | 365 | 17.2524 | 0.55757 | 17 | 0.80993
62905 | 11.985 | 1 | 365 | 13.7115 | 0.46502 | 14 | 0.17653
62907 | 9.88 | 1 | 365 | 11.3033 | 0.64117 | 11 | 0.94444
63193 | 11.34 | 1 | 365 | 12.9736 | 0.98693 | 13 | 0.96052
62913 | 5.1 | 1 | 365 | 5.8347 | 0.68724 | 6 | 0.52193
62917 | 7.8 | 1 | 365 | 8.9236 | 0.8746 | 9 | 0.79824
62918 | 6.72 | 1 | 365 | 7.6881 | 0.39966 | 8 | 0.087716
62920 | 7.8 | 1 | 365 | 8.9236 | 0.8746 | 9 | 0.79824
62622 | 8.96 | 1 | 365 | 10.2507 | 0.53288 | 10 | 0.78362
62618 | 8.96 | 1 | 365 | 10.2507 | 0.53288 | 10 | 0.78362
62589 | 9.28 | 1 | 365 | 10.6168 | 0.2662 | 10 | 0.88304
62561 | 10.24 | 1 | 365 | 11.7151 | 0.46615 | 12 | 0.18128
62456 | 7.68 | 1 | 365 | 8.7864 | 0.59961 | 9 | 0.38596
62923 | 5.46 | 1 | 365 | 6.2465 | 0.51222 | 6 | 0.75877
62925 | 7.04 | 1 | 365 | 8.0542 | 0.13298 | 8 | 0.18713
62928 | 9.28 | 1 | 365 | 10.6168 | 0.2662 | 10 | 0.88304
62929 | 9.8 | 1 | 365 | 11.2117 | 0.45784 | 11 | 0.66959
62935 | 4.16 | 1 | 365 | 4.7593 | 0.53312 | 5 | 0.2924
62937 | 9.57 | 1 | 365 | 10.9486 | 0.93077 | 11 | 0.87938
62939 | 5.886 | 1 | 365 | 6.7339 | 0.48845 | 7 | 0.22237
62940 | 11.18 | 1 | 365 | 12.7905 | 0.62027 | 13 | 0.41081
62942 | 5.355 | 1 | 365 | 6.1264 | 0.2716 | 6 | 0.39802
62943 | 10.137 | 1 | 365 | 11.5973 | 0.23011 | 11 | 0.82741
62945 | 11.96 | 1 | 365 | 13.6829 | 0.40773 | 14 | 0.090637
62947 | 14.04 | 1 | 365 | 16.0625 | 0.17429 | 16 | 0.23683
62950 | 8.06 | 1 | 365 | 9.2211 | 0.47042 | 9 | 0.69152
62949 | 7.25 | 1 | 365 | 8.2944 | 0.61422 | 8 | 0.90862
62932 | 6.4 | 1 | 365 | 7.322 | 0.66634 | 7 | 0.9883
62954 | 4.48 | 1 | 365 | 5.1254 | 0.26644 | 5 | 0.39181
62955 | 12.96 | 1 | 365 | 14.827 | 0.69934 | 15 | 0.52631
62962 | 18.72 | 1 | 365 | 21.4167 | 0.89905 | 22 | 0.31578
62963 | 11 | 1 | 365 | 12.5846 | 0.20778 | 12 | 0.79239
62973 | 7.95 | 1 | 365 | 9.0952 | 0.21835 | 9 | 0.31359
62975 | 8.19 | 1 | 365 | 9.3698 | 0.76834 | 10 | 0.13815
62976 | 3.12 | 1 | 365 | 3.5695 | 0.14984 | 3 | 0.7193
62978 | 7.28 | 1 | 365 | 8.3287 | 0.68296 | 9 | 0.011692
62979 | 4.42 | 1 | 365 | 5.0567 | 0.12894 | 5 | 0.18567
62977 | 12 | 1 | 365 | 13.7287 | 0.49939 | 14 | 0.22806
62980 | 4.41 | 1 | 365 | 5.0453 | 0.10603 | 5 | 0.15131
62981 | 12.19 | 1 | 365 | 13.946 | 0.9348 | 14 | 0.88084
62982 | 21 | 1 | 365 | 24.0252 | 0.12394 | 24 | 0.14911
62646 | 8.64 | 1 | 365 | 9.8846 | 0.79956 | 10 | 0.68421
62984 | 6.72 | 1 | 365 | 7.6881 | 0.39966 | 8 | 0.087716
62983 | 5.46 | 1 | 365 | 6.2465 | 0.51222 | 6 | 0.75877
62986 | 11.7 | 1 | 365 | 13.3855 | 0.81191 | 14 | 0.19736
62987 | 5.2 | 1 | 365 | 5.9491 | 0.9164 | 6 | 0.86549
62686 | 6 | 1 | 365 | 6.8643 | 0.7497 | 7 | 0.61403
62988 | 14.82 | 1 | 365 | 16.9549 | 0.96175 | 17 | 0.91666
62989 | 3.445 | 1 | 365 | 3.9413 | 0.89462 | 4 | 0.83589
35296 | 120.336 | 0.9 | 365 | 123.904 | 0.18751 | 124 | 0.091523
62990 | 5.98 | 1 | 365 | 6.8415 | 0.70386 | 7 | 0.54532
62993 | 3.12 | 1 | 365 | 3.5695 | 0.14984 | 3 | 0.7193
62994 | 8.84 | 1 | 365 | 10.1135 | 0.25789 | 10 | 0.37134
62997 | 8.28 | 1 | 365 | 9.4728 | 0.97458 | 10 | 0.44736
62998 | 5.4 | 1 | 365 | 6.1779 | 0.37473 | 6 | 0.55263
62999 | 7.68 | 1 | 365 | 8.7864 | 0.59961 | 9 | 0.38596
62804 | 9.96 | 1 | 365 | 11.3948 | 0.8245 | 12 | 0.21929
63001 | 7.194 | 1 | 365 | 8.2303 | 0.48589 | 8 | 0.71622
63002 | 9.135 | 1 | 365 | 10.451 | 0.93391 | 11 | 0.38486
63003 | 11.34 | 1 | 365 | 12.9736 | 0.98693 | 13 | 0.96052
63004 | 8.1 | 1 | 365 | 9.2669 | 0.56209 | 9 | 0.82894
63006 | 2.86 | 1 | 365 | 3.272 | 0.55402 | 3 | 0.82602
63007 | 6.095 | 1 | 365 | 6.973 | 0.9674 | 7 | 0.94042
63010 | 5.72 | 1 | 365 | 6.544 | 0.10804 | 6 | 0.65204
63012 | 6.12 | 1 | 365 | 7.0016 | 0.02469 | 7 | 0.026313
63013 | 6.5 | 1 | 365 | 7.4364 | 0.8955 | 8 | 0.33187
63016 | 4.335 | 1 | 365 | 4.9595 | 0.93416 | 5 | 0.89364
63021 | 12.455 | 1 | 365 | 14.2492 | 0.54208 | 14 | 0.79129
63023 | 6.44 | 1 | 365 | 7.3677 | 0.75801 | 8 | 0.12573
63026 | 5.94 | 1 | 365 | 6.7957 | 0.6122 | 7 | 0.40789
63028 | 7.02 | 1 | 365 | 8.0313 | 0.087144 | 8 | 0.11842
63027 | 4.56 | 1 | 365 | 5.2169 | 0.44977 | 5 | 0.66666
63030 | 5.46 | 1 | 365 | 6.2465 | 0.51222 | 6 | 0.75877
63031 | 6.5 | 1 | 365 | 7.4364 | 0.8955 | 8 | 0.33187
63033 | 6.5 | 1 | 365 | 7.4364 | 0.8955 | 8 | 0.33187
63034 | 12.74 | 1 | 365 | 14.5753 | 0.19519 | 14 | 0.77046
63037 | 8.215 | 1 | 365 | 9.3984 | 0.82563 | 10 | 0.22405
63036 | 10.92 | 1 | 365 | 12.4931 | 0.024447 | 12 | 0.51754
63038 | 5.565 | 1 | 365 | 6.3667 | 0.75284 | 7 | 0.11951
63039 | 7.42 | 1 | 365 | 8.4889 | 0.0037907 | 8 | 0.49269
59909 | 4.24 | 1 | 365 | 4.8508 | 0.71645 | 5 | 0.56725
63053 | 10.865 | 1 | 365 | 12.4302 | 0.89841 | 13 | 0.32858
63265 | 13.5 | 1 | 365 | 15.4448 | 0.93682 | 16 | 0.38157
63040 | 5.83 | 1 | 365 | 6.6698 | 0.36012 | 7 | 0.029968
63041 | 10.36 | 1 | 365 | 11.8524 | 0.74114 | 12 | 0.59356
63047 | 8.12 | 1 | 365 | 9.2897 | 0.60792 | 9 | 0.89766
63049 | 8.12 | 1 | 365 | 9.2897 | 0.60792 | 9 | 0.89766
63050 | 7 | 1 | 365 | 8.0084 | 0.041312 | 8 | 0.049704
56374 | 9.62 | 1 | 365 | 11.0058 | 0.045346 | 11 | 0.051165
56375 | 9.36 | 1 | 365 | 10.7084 | 0.44953 | 11 | 0.15789
53007 | 4.16 | 1 | 365 | 4.7593 | 0.53312 | 5 | 0.2924
53922 | 14.56 | 1 | 365 | 16.6575 | 0.36593 | 17 | 0.023384
57869 | 8.06 | 1 | 365 | 9.2211 | 0.47042 | 9 | 0.69152
55930 | 7.95 | 1 | 365 | 9.0952 | 0.21835 | 9 | 0.31359
59088 | 6.75 | 1 | 365 | 7.7224 | 0.46841 | 8 | 0.19079
59051 | 5.32 | 1 | 365 | 6.0864 | 0.1914 | 6 | 0.27778
59572 | 5.4 | 1 | 365 | 6.1779 | 0.37473 | 6 | 0.55263
61173 | 4.2 | 1 | 365 | 4.805 | 0.62479 | 5 | 0.42982
44793 | 7.2 | 1 | 365 | 8.2372 | 0.49964 | 8 | 0.73684
61027 | 9 | 1 | 365 | 10.2965 | 0.62454 | 10 | 0.92105
60774 | 5.52 | 1 | 365 | 6.3152 | 0.64972 | 6 | 0.96491
47700 | 9.66 | 1 | 365 | 11.0516 | 0.13701 | 11 | 0.18859
61461 | 5.98 | 1 | 365 | 6.8415 | 0.70386 | 7 | 0.54532
61295 | 10.46 | 1 | 365 | 11.9668 | 0.9703 | 12 | 0.93713
62398 | 13.26 | 1 | 365 | 15.1702 | 0.38683 | 15 | 0.55701
62412 | 10.965 | 1 | 365 | 12.5446 | 0.12757 | 12 | 0.67214
62113 | 11 | 1 | 365 | 12.5846 | 0.20778 | 12 | 0.79239
62755 | 9.975 | 1 | 365 | 11.412 | 0.85887 | 12 | 0.27083
60538 | 6.615 | 1 | 365 | 7.5679 | 0.15904 | 7 | 0.72697
31395 | 5.2 | 1 | 365 | 5.9491 | 0.9164 | 6 | 0.86549
60847 | 5.035 | 1 | 365 | 5.7603 | 0.53829 | 6 | 0.29861
59188 | 17.98 | 1 | 365 | 20.5701 | 0.20326 | 20 | 0.77338
61063 | 7.95 | 1 | 365 | 9.0952 | 0.21835 | 9 | 0.31359
61079 | 8.7 | 1 | 365 | 9.9533 | 0.93706 | 10 | 0.89035
61091 | 4.77 | 1 | 365 | 5.4571 | 0.93101 | 6 | 0.38816
61120 | 3.36 | 1 | 365 | 3.844 | 0.69983 | 4 | 0.54386
62129 | 3.445 | 1 | 365 | 3.9413 | 0.89462 | 4 | 0.83589
61202 | 6.24 | 1 | 365 | 7.1389 | 0.29968 | 7 | 0.43859
61556 | 10.6 | 1 | 365 | 12.127 | 0.29113 | 12 | 0.41812
62464 | 10.14 | 1 | 365 | 11.6007 | 0.23699 | 11 | 0.83771
62515 | 9.01 | 1 | 365 | 10.3079 | 0.64746 | 10 | 0.9554
62057 | 7.83 | 1 | 365 | 8.958 | 0.94335 | 9 | 0.90131
62126 | 17.4 | 1 | 365 | 19.9066 | 0.87412 | 20 | 0.78069
61632 | 11.1 | 1 | 365 | 12.699 | 0.43694 | 13 | 0.13596
60971 | 3.975 | 1 | 365 | 4.5476 | 0.10917 | 4 | 0.6568
42884 | 8.58 | 1 | 365 | 9.816 | 0.66207 | 10 | 0.47807
62181 | 9.315 | 1 | 365 | 10.6569 | 0.3464 | 11 | 0.0032847
24536 | 7.54 | 1 | 365 | 8.6262 | 0.27878 | 8 | 0.90497
61057 | 3.18 | 1 | 365 | 3.6381 | 0.28734 | 3 | 0.92544
62268 | 8.12 | 1 | 365 | 9.2897 | 0.60792 | 9 | 0.89766
62275 | 10.44 | 1 | 365 | 11.9439 | 0.92447 | 12 | 0.86842
62522 | 7.8 | 1 | 365 | 8.9236 | 0.8746 | 9 | 0.79824
62276 | 10.15 | 1 | 365 | 11.6122 | 0.2599 | 11 | 0.87207
62525 | 9.01 | 1 | 365 | 10.3079 | 0.64746 | 10 | 0.9554
62524 | 4.77 | 1 | 365 | 5.4571 | 0.93101 | 6 | 0.38816
62282 | 13.34 | 1 | 365 | 15.2617 | 0.57016 | 15 | 0.83186
52451 | 8.58 | 1 | 365 | 9.816 | 0.66207 | 10 | 0.47807
62530 | 9.805 | 1 | 365 | 11.2175 | 0.46929 | 11 | 0.68676
62214 | 5.46 | 1 | 365 | 6.2465 | 0.51222 | 6 | 0.75877
62534 | 5.565 | 1 | 365 | 6.3667 | 0.75284 | 7 | 0.11951
60405 | 11.44 | 1 | 365 | 13.088 | 0.21609 | 13 | 0.30409
62538 | 6.625 | 1 | 365 | 7.5794 | 0.18196 | 7 | 0.76133
62544 | 5.035 | 1 | 365 | 5.7603 | 0.53829 | 6 | 0.29861
62545 | 10.4 | 1 | 365 | 11.8982 | 0.83281 | 12 | 0.73099
57756 | 5.2 | 1 | 365 | 5.9491 | 0.9164 | 6 | 0.86549
59564 | 10.14 | 1 | 365 | 11.6007 | 0.23699 | 11 | 0.83771
62549 | 11.66 | 1 | 365 | 13.3397 | 0.72024 | 14 | 0.059936
58250 | 4.68 | 1 | 365 | 5.3542 | 0.72476 | 6 | 0.078945
62550 | 13 | 1 | 365 | 14.8727 | 0.79101 | 15 | 0.66374
59315 | 10.4 | 1 | 365 | 11.8982 | 0.83281 | 12 | 0.73099
62560 | 9.54 | 1 | 365 | 10.9143 | 0.86202 | 11 | 0.77631
62563 | 10.66 | 1 | 365 | 12.1956 | 0.42863 | 12 | 0.62426
62568 | 10.07 | 1 | 365 | 11.5206 | 0.076573 | 11 | 0.59722
62574 | 7.685 | 1 | 365 | 8.7921 | 0.61107 | 9 | 0.40314
62577 | 5.83 | 1 | 365 | 6.6698 | 0.36012 | 7 | 0.029968
62249 | 7.42 | 1 | 365 | 8.4889 | 0.0037907 | 8 | 0.49269
62584 | 5.3 | 1 | 365 | 6.0635 | 0.14556 | 6 | 0.20906
62665 | 4.24 | 1 | 365 | 4.8508 | 0.71645 | 5 | 0.56725
11351 | 649.04 | 0.8 | 365 | 594.0305 | 0.88036 | 594 | 0.91084
60173 | 8.64 | 1 | 365 | 9.8846 | 0.79956 | 10 | 0.68421
60553 | 8.32 | 1 | 365 | 9.5185 | 0.066245 | 9 | 0.58479
51322 | 3.52 | 1 | 365 | 4.0271 | 0.066488 | 4 | 0.093565
60905 | 9.92 | 1 | 365 | 11.349 | 0.73283 | 12 | 0.081866
60906 | 8.96 | 1 | 365 | 10.2507 | 0.53288 | 10 | 0.78362
61930 | 9.28 | 1 | 365 | 10.6168 | 0.2662 | 10 | 0.88304
61962 | 7.68 | 1 | 365 | 8.7864 | 0.59961 | 9 | 0.38596
62625 | 8.64 | 1 | 365 | 9.8846 | 0.79956 | 10 | 0.68421
59976 | 3.78 | 1 | 365 | 4.3245 | 0.66231 | 4 | 0.98684
50004 | 4.845 | 1 | 365 | 5.543 | 0.10288 | 5 | 0.64583
60100 | 6.625 | 1 | 365 | 7.5794 | 0.18196 | 7 | 0.76133
59358 | 6.885 | 1 | 365 | 7.8768 | 0.77778 | 8 | 0.6546
63052 | 6.72 | 1 | 365 | 7.6881 | 0.39966 | 8 | 0.087716
63065 | 4.68 | 1 | 365 | 5.3542 | 0.72476 | 6 | 0.078945
63068 | 9.805 | 1 | 365 | 11.2175 | 0.46929 | 11 | 0.68676
63070 | 10.92 | 1 | 365 | 12.4931 | 0.024447 | 12 | 0.51754
63071 | 3.24 | 1 | 365 | 3.7067 | 0.42484 | 4 | 0.13158
63072 | 12.22 | 1 | 365 | 13.9804 | 0.0035475 | 13 | 0.98391
63073 | 4.05 | 1 | 365 | 4.6334 | 0.28104 | 4 | 0.91447
63074 | 4.94 | 1 | 365 | 5.6516 | 0.32058 | 5 | 0.97222
63075 | 7.56 | 1 | 365 | 8.6491 | 0.32462 | 8 | 0.97368
63078 | 6.24 | 1 | 365 | 7.1389 | 0.29968 | 7 | 0.43859
63081 | 5.98 | 1 | 365 | 6.8415 | 0.70386 | 7 | 0.54532
63083 | 11.7 | 1 | 365 | 13.3855 | 0.81191 | 14 | 0.19736
63084 | 6.76 | 1 | 365 | 7.7338 | 0.49132 | 8 | 0.22514
63086 | 7.28 | 1 | 365 | 8.3287 | 0.68296 | 9 | 0.011692
62421 | 7.02 | 1 | 365 | 8.0313 | 0.087144 | 8 | 0.11842
63087 | 5.415 | 1 | 365 | 6.1951 | 0.4091 | 6 | 0.60416
63088 | 12.74 | 1 | 365 | 14.5753 | 0.19519 | 14 | 0.77046
63094 | 8.82 | 1 | 365 | 10.0906 | 0.21205 | 10 | 0.30263
63097 | 5.88 | 1 | 365 | 6.727 | 0.4747 | 7 | 0.20175
63101 | 4.2 | 1 | 365 | 4.805 | 0.62479 | 5 | 0.42982
63108 | 7.28 | 1 | 365 | 8.3287 | 0.68296 | 9 | 0.011692
63112 | 4.24 | 1 | 365 | 4.8508 | 0.71645 | 5 | 0.56725
63114 | 11.66 | 1 | 365 | 13.3397 | 0.72024 | 14 | 0.059936
63116 | 5.565 | 1 | 365 | 6.3667 | 0.75284 | 7 | 0.11951
63119 | 13.005 | 1 | 365 | 14.8784 | 0.80247 | 15 | 0.68091
63121 | 6.36 | 1 | 365 | 7.2762 | 0.57468 | 7 | 0.85087
63123 | 11.2 | 1 | 365 | 12.8134 | 0.6661 | 13 | 0.47953
63135 | 10.675 | 1 | 365 | 12.2128 | 0.463 | 12 | 0.6758
63150 | 10.6 | 1 | 365 | 12.127 | 0.29113 | 12 | 0.41812
17744 | 4.16 | 1 | 365 | 4.7593 | 0.53312 | 5 | 0.2924
61884 | 7.35 | 1 | 365 | 8.4088 | 0.84338 | 9 | 0.25219
61887 | 10 | 1 | 365 | 11.4406 | 0.91616 | 12 | 0.35672
63178 | 13.78 | 1 | 365 | 15.7651 | 0.57847 | 16 | 0.34356
62403 | 7.5 | 1 | 365 | 8.5804 | 0.18712 | 8 | 0.76754
62526 | 9.18 | 1 | 365 | 10.5024 | 0.037035 | 10 | 0.53947
32123 | 2.86 | 1 | 365 | 3.272 | 0.55402 | 3 | 0.82602
63197 | 8.37 | 1 | 365 | 9.5757 | 0.18083 | 9 | 0.75657
63206 | 7.02 | 1 | 365 | 8.0313 | 0.087144 | 8 | 0.11842
63209 | 10.5 | 1 | 365 | 12.0126 | 0.061968 | 12 | 0.074556
63210 | 10.8 | 1 | 365 | 12.3558 | 0.74945 | 13 | 0.10526
62771 | 7.68 | 1 | 365 | 8.7864 | 0.59961 | 9 | 0.38596
63207 | 10.44 | 1 | 365 | 11.9439 | 0.92447 | 12 | 0.86842
63213 | 2.86 | 1 | 365 | 3.272 | 0.55402 | 3 | 0.82602
61262 | 10.6 | 1 | 365 | 12.127 | 0.29113 | 12 | 0.41812
59918 | 7.28 | 1 | 365 | 8.3287 | 0.68296 | 9 | 0.011692
59986 | 9.88 | 1 | 365 | 11.3033 | 0.64117 | 11 | 0.94444
42324 | 9.88 | 1 | 365 | 11.3033 | 0.64117 | 11 | 0.94444
60068 | 5.83 | 1 | 365 | 6.6698 | 0.36012 | 7 | 0.029968
60163 | 8.48 | 1 | 365 | 9.7016 | 0.4329 | 10 | 0.1345
60015 | 10.5 | 1 | 365 | 12.0126 | 0.061968 | 12 | 0.074556
59969 | 10.15 | 1 | 365 | 11.6122 | 0.2599 | 11 | 0.87207
60951 | 5.98 | 1 | 365 | 6.8415 | 0.70386 | 7 | 0.54532
39710 | 6.885 | 1 | 365 | 7.8768 | 0.77778 | 8 | 0.6546
59398 | 8.32 | 1 | 365 | 9.5185 | 0.066245 | 9 | 0.58479
60488 | 9.805 | 1 | 365 | 11.2175 | 0.46929 | 11 | 0.68676
60239 | 11.52 | 1 | 365 | 13.1795 | 0.39942 | 13 | 0.57894
60245 | 6.08 | 1 | 365 | 6.9559 | 0.93303 | 7 | 0.88889
60744 | 8.64 | 1 | 365 | 9.8846 | 0.79956 | 10 | 0.68421
60748 | 12.8 | 1 | 365 | 14.6439 | 0.33268 | 14 | 0.9766
59553 | 8.32 | 1 | 365 | 9.5185 | 0.066245 | 9 | 0.58479
61215 | 6.4 | 1 | 365 | 7.322 | 0.66634 | 7 | 0.9883
61411 | 8.32 | 1 | 365 | 9.5185 | 0.066245 | 9 | 0.58479
62194 | 13.76 | 1 | 365 | 15.7422 | 0.53264 | 16 | 0.27485
62195 | 4.48 | 1 | 365 | 5.1254 | 0.26644 | 5 | 0.39181
62626 | 7.68 | 1 | 365 | 8.7864 | 0.59961 | 9 | 0.38596
60096 | 7.83 | 1 | 365 | 8.958 | 0.94335 | 9 | 0.90131
60355 | 9.1 | 1 | 365 | 10.4109 | 0.85371 | 11 | 0.26462
39603 | 2.34 | 1 | 365 | 2.6771 | 0.36238 | 3 | 0.039472
59447 | 9.275 | 1 | 365 | 10.6111 | 0.25474 | 10 | 0.86586
60140 | 5.72 | 1 | 365 | 6.544 | 0.10804 | 6 | 0.65204
63220 | 4.32 | 1 | 365 | 4.9423 | 0.89978 | 5 | 0.8421
63111 | 8.28 | 1 | 365 | 9.4728 | 0.97458 | 10 | 0.44736
63228 | 8.32 | 1 | 365 | 9.5185 | 0.066245 | 9 | 0.58479
63229 | 8.32 | 1 | 365 | 9.5185 | 0.066245 | 9 | 0.58479
63230 | 5.72 | 1 | 365 | 6.544 | 0.10804 | 6 | 0.65204
63231 | 8.12 | 1 | 365 | 9.2897 | 0.60792 | 9 | 0.89766
63235 | 7.125 | 1 | 365 | 8.1514 | 0.32776 | 8 | 0.47916
63247 | 13.26 | 1 | 365 | 15.1702 | 0.38683 | 15 | 0.55701
63249 | 4.42 | 1 | 365 | 5.0567 | 0.12894 | 5 | 0.18567
63251 | 10.4 | 1 | 365 | 11.8982 | 0.83281 | 12 | 0.73099
40222 | 5.2 | 1 | 365 | 5.9491 | 0.9164 | 6 | 0.86549
45457 | 10.92 | 1 | 365 | 12.4931 | 0.024447 | 12 | 0.51754
47864 | 7.8 | 1 | 365 | 8.9236 | 0.8746 | 9 | 0.79824
37963 | 5.1 | 1 | 365 | 5.8347 | 0.68724 | 6 | 0.52193
39445 | 8.06 | 1 | 365 | 9.2211 | 0.47042 | 9 | 0.69152
42226 | 12.48 | 1 | 365 | 14.2778 | 0.59937 | 14 | 0.87719
43892 | 14.045 | 1 | 365 | 16.0683 | 0.18575 | 16 | 0.25401
54682 | 6.76 | 1 | 365 | 7.7338 | 0.49132 | 8 | 0.22514
55403 | 6.095 | 1 | 365 | 6.973 | 0.9674 | 7 | 0.94042
58065 | 5.3 | 1 | 365 | 6.0635 | 0.14556 | 6 | 0.20906
57363 | 8.58 | 1 | 365 | 9.816 | 0.66207 | 10 | 0.47807
56667 | 6.24 | 1 | 365 | 7.1389 | 0.29968 | 7 | 0.43859
53896 | 5.98 | 1 | 365 | 6.8415 | 0.70386 | 7 | 0.54532
61370 | 9.88 | 1 | 365 | 11.3033 | 0.64117 | 11 | 0.94444
54242 | 4.94 | 1 | 365 | 5.6516 | 0.32058 | 5 | 0.97222
56737 | 8.32 | 1 | 365 | 9.5185 | 0.066245 | 9 | 0.58479
54243 | 4.68 | 1 | 365 | 5.3542 | 0.72476 | 6 | 0.078945
54260 | 4.68 | 1 | 365 | 5.3542 | 0.72476 | 6 | 0.078945
53908 | 13 | 1 | 365 | 14.8727 | 0.79101 | 15 | 0.66374
54352 | 3.9 | 1 | 365 | 4.4618 | 0.9373 | 5 | 0.39912
53921 | 8.06 | 1 | 365 | 9.2211 | 0.47042 | 9 | 0.69152
53910 | 5.355 | 1 | 365 | 6.1264 | 0.2716 | 6 | 0.39802
54067 | 4.16 | 1 | 365 | 4.7593 | 0.53312 | 5 | 0.2924
54212 | 4.94 | 1 | 365 | 5.6516 | 0.32058 | 5 | 0.97222
62581 | 4.24 | 1 | 365 | 4.8508 | 0.71645 | 5 | 0.56725
62387 | 4.42 | 1 | 365 | 5.0567 | 0.12894 | 5 | 0.18567
62991 | 4.42 | 1 | 365 | 5.0567 | 0.12894 | 5 | 0.18567
63253 | 6.24 | 1 | 365 | 7.1389 | 0.29968 | 7 | 0.43859
63255 | 10.14 | 1 | 365 | 11.6007 | 0.23699 | 11 | 0.83771
63256 | 13.34 | 1 | 365 | 15.2617 | 0.57016 | 15 | 0.83186
63259 | 4.86 | 1 | 365 | 5.5601 | 0.13725 | 5 | 0.69737
63260 | 10.14 | 1 | 365 | 11.6007 | 0.23699 | 11 | 0.83771
63264 | 5.2 | 1 | 365 | 5.9491 | 0.9164 | 6 | 0.86549
63268 | 7.28 | 1 | 365 | 8.3287 | 0.68296 | 9 | 0.011692
63269 | 8.06 | 1 | 365 | 9.2211 | 0.47042 | 9 | 0.69152
63270 | 7.02 | 1 | 365 | 8.0313 | 0.087144 | 8 | 0.11842
53004 | 3.25 | 1 | 365 | 3.7182 | 0.44775 | 4 | 0.16593
63274 | 12.48 | 1 | 365 | 14.2778 | 0.59937 | 14 | 0.87719
63275 | 5.46 | 1 | 365 | 6.2465 | 0.51222 | 6 | 0.75877
63276 | 10.14 | 1 | 365 | 11.6007 | 0.23699 | 11 | 0.83771
63277 | 6.76 | 1 | 365 | 7.7338 | 0.49132 | 8 | 0.22514
63278 | 5.46 | 1 | 365 | 6.2465 | 0.51222 | 6 | 0.75877
63280 | 3.12 | 1 | 365 | 3.5695 | 0.14984 | 3 | 0.7193
62027 | 3.57 | 1 | 365 | 4.0843 | 0.18107 | 4 | 0.26535
50015 | 58.9 | 0.9 | 365 | 60.6464 | 0.47856 | 61 | 0.12497
50854 | 8.55 | 1 | 365 | 9.7817 | 0.59332 | 10 | 0.375
63250 | 12.48 | 1 | 365 | 14.2778 | 0.59937 | 14 | 0.87719
63258 | 5.98 | 1 | 365 | 6.8415 | 0.70386 | 7 | 0.54532
63077 | 12.48 | 1 | 365 | 14.2778 | 0.59937 | 14 | 0.87719
63079 | 4.94 | 1 | 365 | 5.6516 | 0.32058 | 5 | 0.97222
63159 | 11.985 | 1 | 365 | 13.7115 | 0.46502 | 14 | 0.17653
63296 | 10.4 | 1 | 365 | 11.8982 | 0.83281 | 12 | 0.73099
63297 | 10.66 | 1 | 365 | 12.1956 | 0.42863 | 12 | 0.62426
63298 | 12.18 | 1 | 365 | 13.9346 | 0.91188 | 14 | 0.84648
63299 | 5.46 | 1 | 365 | 6.2465 | 0.51222 | 6 | 0.75877
61673 | 2.6 | 1 | 365 | 2.9745 | 0.9582 | 3 | 0.93275
63312 | 2.08 | 1 | 365 | 2.3796 | 0.76656 | 3 | 0.1462
37095 | 3.12 | 1 | 365 | 3.5695 | 0.14984 | 3 | 0.7193
63322 | 10.66 | 1 | 365 | 12.1956 | 0.42863 | 12 | 0.62426
59782 | 20.02 | 1 | 365 | 22.904 | 0.87815 | 23 | 0.78215
63348 | 24.9 | 1 | 365 | 28.487 | 0.061238 | 28 | 0.54823
63355 | 11.685 | 1 | 365 | 13.3683 | 0.77753 | 14 | 0.14583
63354 | 10.35 | 1 | 365 | 11.841 | 0.71823 | 12 | 0.55921
63359 | 17.1 | 1 | 365 | 19.5634 | 0.18663 | 19 | 0.74999
63360 | 10.005 | 1 | 365 | 11.4463 | 0.92762 | 12 | 0.3739
63365 | 8.97 | 1 | 365 | 10.2622 | 0.5558 | 10 | 0.81798
63369 | 24.96 | 1 | 365 | 28.5556 | 0.19874 | 28 | 0.75437
63371 | 6.7 | 1 | 365 | 7.6652 | 0.35383 | 8 | 0.019002
18306 | 5.2 | 1 | 365 | 5.9491 | 0.9164 | 6 | 0.86549
32036 | 4.16 | 1 | 365 | 4.7593 | 0.53312 | 5 | 0.2924
63384 | 5.2 | 1 | 365 | 5.9491 | 0.9164 | 6 | 0.86549
63386 | 5.4 | 1 | 365 | 6.1779 | 0.37473 | 6 | 0.55263
63389 | 7.56 | 1 | 365 | 8.6491 | 0.32462 | 8 | 0.97368
63390 | 6.24 | 1 | 365 | 7.1389 | 0.29968 | 7 | 0.43859
63391 | 10.66 | 1 | 365 | 12.1956 | 0.42863 | 12 | 0.62426
63394 | 7.54 | 1 | 365 | 8.6262 | 0.27878 | 8 | 0.90497
63395 | 12.48 | 1 | 365 | 14.2778 | 0.59937 | 14 | 0.87719
63397 | 8.32 | 1 | 365 | 9.5185 | 0.066245 | 9 | 0.58479
63399 | 5.72 | 1 | 365 | 6.544 | 0.10804 | 6 | 0.65204
63401 | 5.98 | 1 | 365 | 6.8415 | 0.70386 | 7 | 0.54532
63411 | 10.83 | 1 | 365 | 12.3901 | 0.8182 | 13 | 0.20833
63239 | 10.08 | 1 | 365 | 11.5321 | 0.099489 | 11 | 0.63157
63424 | 12 | 1 | 365 | 13.7287 | 0.49939 | 14 | 0.22806
63426 | 4.8 | 1 | 365 | 5.4915 | 0.99976 | 6 | 0.49123
63428 | 6.375 | 1 | 365 | 7.2934 | 0.60905 | 7 | 0.90241
63429 | 13.115 | 1 | 365 | 15.0043 | 0.054544 | 15 | 0.058838
63439 | 6.76 | 1 | 365 | 7.7338 | 0.49132 | 8 | 0.22514
36140 | 30.87 | 1 | 365 | 35.317 | 0.74219 | 36 | 0.059195
51463 | 43.68 | 1 | 365 | 49.9724 | 0.097787 | 50 | 0.070153
20766 | 636.12 | 0.8 | 365 | 582.2055 | 0.19422 | 582 | 0.39974
60725 | 954.18 | 1 | 365 | 1091.6354 | 0.61415 | 1092 | 0.24951
63508 | 7.245 | 1 | 365 | 8.2887 | 0.60276 | 8 | 0.89144
51279 | 3.2 | 1 | 365 | 3.661 | 0.33317 | 3 | 0.99415
32432 | 20.145 | 1 | 365 | 23.047 | 0.1646 | 23 | 0.21161
63502 | 9 | 1 | 365 | 10.2965 | 0.62454 | 10 | 0.92105
63469 | 6.76 | 1 | 365 | 7.7338 | 0.49132 | 8 | 0.22514
63470 | 11.44 | 1 | 365 | 13.088 | 0.21609 | 13 | 0.30409
63471 | 11.66 | 1 | 365 | 13.3397 | 0.72024 | 14 | 0.059936
63475 | 5.72 | 1 | 365 | 6.544 | 0.10804 | 6 | 0.65204
63477 | 9.36 | 1 | 365 | 10.7084 | 0.44953 | 11 | 0.15789
63479 | 9.945 | 1 | 365 | 11.3776 | 0.79012 | 12 | 0.16776
63480 | 3.71 | 1 | 365 | 4.2444 | 0.5019 | 4 | 0.74634
63481 | 5.2 | 1 | 365 | 5.9491 | 0.9164 | 6 | 0.86549
63482 | 4.68 | 1 | 365 | 5.3542 | 0.72476 | 6 | 0.078945
63483 | 7.8 | 1 | 365 | 8.9236 | 0.8746 | 9 | 0.79824
63485 | 4.68 | 1 | 365 | 5.3542 | 0.72476 | 6 | 0.078945
63486 | 9.36 | 1 | 365 | 10.7084 | 0.44953 | 11 | 0.15789
63488 | 11.2 | 1 | 365 | 12.8134 | 0.6661 | 13 | 0.47953
63490 | 7 | 1 | 365 | 8.0084 | 0.041312 | 8 | 0.049704
63525 | 9.28 | 1 | 365 | 10.6168 | 0.2662 | 10 | 0.88304
63194 | 10 | 1 | 365 | 11.4406 | 0.91616 | 12 | 0.35672
60562 | 649.4 | 1 | 365 | 742.95 | 0.17543 | 743 | 0.1254
62284 | 6.89 | 1 | 365 | 7.8825 | 0.78923 | 8 | 0.67178
63527 | 7.93 | 1 | 365 | 9.0724 | 0.17251 | 9 | 0.24488
63600 | 10.07 | 1 | 365 | 11.5206 | 0.076573 | 11 | 0.59722
63625 | 7.54 | 1 | 365 | 8.6262 | 0.27878 | 8 | 0.90497
63630 | 6.5 | 1 | 365 | 7.4364 | 0.8955 | 8 | 0.33187
63635 | 9.54 | 1 | 365 | 10.9143 | 0.86202 | 11 | 0.77631
63637 | 6.24 | 1 | 365 | 7.1389 | 0.29968 | 7 | 0.43859
63655 | 11.44 | 1 | 365 | 13.088 | 0.21609 | 13 | 0.30409
63678 | 4.505 | 1 | 365 | 5.154 | 0.32373 | 5 | 0.4777
63682 | 9.275 | 1 | 365 | 10.6111 | 0.25474 | 10 | 0.86586
63690 | 9.01 | 1 | 365 | 10.3079 | 0.64746 | 10 | 0.9554
63692 | 3.64 | 1 | 365 | 4.1644 | 0.34148 | 4 | 0.50585
63701 | 4.77 | 1 | 365 | 5.4571 | 0.93101 | 6 | 0.38816
63768 | 8.32 | 1 | 365 | 9.5185 | 0.066245 | 9 | 0.58479
63803 | 5.865 | 1 | 365 | 6.7099 | 0.44033 | 7 | 0.15022
15621 | 9.1 | 1 | 365 | 10.4109 | 0.85371 | 11 | 0.26462
51915 | 9.36 | 1 | 365 | 10.7084 | 0.44953 | 11 | 0.15789
16623 | 4.335 | 1 | 365 | 4.9595 | 0.93416 | 5 | 0.89364
15130 | 5.5 | 1 | 365 | 6.2923 | 0.60389 | 6 | 0.8962
61179 | 8.925 | 1 | 365 | 10.2107 | 0.45267 | 10 | 0.66337
63814 | 6.5 | 1 | 365 | 7.4364 | 0.8955 | 8 | 0.33187
49224 | 7.44 | 1 | 365 | 8.5118 | 0.049623 | 8 | 0.5614
62217 | 3.12 | 1 | 365 | 3.5695 | 0.14984 | 3 | 0.7193
13990 | 3.675 | 1 | 365 | 4.2044 | 0.42169 | 4 | 0.62609
59319 | 7.44 | 1 | 365 | 8.5118 | 0.049623 | 8 | 0.5614
48647 | 2.805 | 1 | 365 | 3.2091 | 0.42798 | 3 | 0.63706
63564 | 7.65 | 1 | 365 | 8.752 | 0.53086 | 9 | 0.28289
63570 | 4.48 | 1 | 365 | 5.1254 | 0.26644 | 5 | 0.39181
63609 | 7.975 | 1 | 365 | 9.1238 | 0.27564 | 9 | 0.39948
63613 | 9.805 | 1 | 365 | 11.2175 | 0.46929 | 11 | 0.68676
63617 | 10.35 | 1 | 365 | 11.841 | 0.71823 | 12 | 0.55921
63587 | 7.5 | 1 | 365 | 8.5804 | 0.18712 | 8 | 0.76754
63721 | 4.08 | 1 | 365 | 4.6677 | 0.34979 | 5 | 0.017542
63723 | 7.65 | 1 | 365 | 8.752 | 0.53086 | 9 | 0.28289
63727 | 7.395 | 1 | 365 | 8.4603 | 0.9465 | 9 | 0.40679
63597 | 7.875 | 1 | 365 | 9.0094 | 0.046476 | 9 | 0.055917
63622 | 6.9 | 1 | 365 | 7.894 | 0.81215 | 8 | 0.70614
63638 | 8.4 | 1 | 365 | 9.6101 | 0.24957 | 9 | 0.85964
63646 | 9.275 | 1 | 365 | 10.6111 | 0.25474 | 10 | 0.86586
63647 | 7 | 1 | 365 | 8.0084 | 0.041312 | 8 | 0.049704
63652 | 11.2 | 1 | 365 | 12.8134 | 0.6661 | 13 | 0.47953
63643 | 15.87 | 1 | 365 | 18.1562 | 0.36795 | 18 | 0.52411
63621 | 12.753 | 1 | 365 | 14.5901 | 0.22498 | 14 | 0.81513
63657 | 11.2 | 1 | 365 | 12.8134 | 0.6661 | 13 | 0.47953
63656 | 7.98 | 1 | 365 | 9.1296 | 0.2871 | 9 | 0.41666
63660 | 8.68 | 1 | 365 | 9.9304 | 0.89123 | 10 | 0.82163
63661 | 11.97 | 1 | 365 | 13.6944 | 0.43064 | 14 | 0.12499
63664 | 7.125 | 1 | 365 | 8.1514 | 0.32776 | 8 | 0.47916
63665 | 11.73 | 1 | 365 | 13.4198 | 0.88066 | 14 | 0.30043
63669 | 8.415 | 1 | 365 | 9.6272 | 0.28395 | 9 | 0.91118
63676 | 10.36 | 1 | 365 | 11.8524 | 0.74114 | 12 | 0.59356
63680 | 10.14 | 1 | 365 | 11.6007 | 0.23699 | 11 | 0.83771
63762 | 4.24 | 1 | 365 | 4.8508 | 0.71645 | 5 | 0.56725
63765 | 8.25 | 1 | 365 | 9.4385 | 0.90583 | 10 | 0.34429
63770 | 7.685 | 1 | 365 | 8.7921 | 0.61107 | 9 | 0.40314
63777 | 7.685 | 1 | 365 | 8.7921 | 0.61107 | 9 | 0.40314
63787 | 5.32 | 1 | 365 | 6.0864 | 0.1914 | 6 | 0.27778
63791 | 6.36 | 1 | 365 | 7.2762 | 0.57468 | 7 | 0.85087
63806 | 4.59 | 1 | 365 | 5.2512 | 0.51852 | 5 | 0.76973
63811 | 4.08 | 1 | 365 | 4.6677 | 0.34979 | 5 | 0.017542
63813 | 7.14 | 1 | 365 | 8.1686 | 0.36214 | 8 | 0.5307
63894 | 10.9 | 1 | 365 | 12.4702 | 0.97861 | 13 | 0.44882
63921 | 4.845 | 1 | 365 | 5.543 | 0.10288 | 5 | 0.64583
63922 | 5.1 | 1 | 365 | 5.8347 | 0.68724 | 6 | 0.52193
63923 | 10.455 | 1 | 365 | 11.9611 | 0.95885 | 12 | 0.91995
63925 | 12.75 | 1 | 365 | 14.5867 | 0.2181 | 14 | 0.80482
63927 | 13.515 | 1 | 365 | 15.4619 | 0.97119 | 16 | 0.43311
63928 | 4.08 | 1 | 365 | 4.6677 | 0.34979 | 5 | 0.017542
63930 | 5.61 | 1 | 365 | 6.4182 | 0.85597 | 7 | 0.27412
63933 | 6.885 | 1 | 365 | 7.8768 | 0.77778 | 8 | 0.6546
63934 | 8.06 | 1 | 365 | 9.2211 | 0.47042 | 9 | 0.69152
63936 | 5.1 | 1 | 365 | 5.8347 | 0.68724 | 6 | 0.52193
63940 | 6.44 | 1 | 365 | 7.3677 | 0.75801 | 8 | 0.12573
63941 | 5.6 | 1 | 365 | 6.4067 | 0.83305 | 7 | 0.23976
63942 | 9.54 | 1 | 365 | 10.9143 | 0.86202 | 11 | 0.77631
63944 | 9.54 | 1 | 365 | 10.9143 | 0.86202 | 11 | 0.77631
63946 | 10.07 | 1 | 365 | 11.5206 | 0.076573 | 11 | 0.59722
63683 | 9.975 | 1 | 365 | 11.412 | 0.85887 | 12 | 0.27083
63668 | 11.97 | 1 | 365 | 13.6944 | 0.43064 | 14 | 0.12499
63719 | 5.232 | 1 | 365 | 5.9857 | 0.98973 | 6 | 0.97544
63910 | 10.08 | 1 | 365 | 11.5321 | 0.099489 | 11 | 0.63157
46765 | 7.59 | 1 | 365 | 8.6834 | 0.39337 | 9 | 0.07675
43979 | 24.852 | 1 | 365 | 28.4321 | 0.95124 | 29 | 0.38332
63794 | 10.695 | 1 | 365 | 12.2357 | 0.50883 | 12 | 0.74451
63857 | 6.24 | 1 | 365 | 7.1389 | 0.29968 | 7 | 0.43859
63868 | 9.81 | 1 | 365 | 11.2232 | 0.48075 | 11 | 0.70394
63870 | 2.65 | 1 | 365 | 3.0317 | 0.072782 | 3 | 0.10453
46884 | 11.34 | 1 | 365 | 12.9736 | 0.98693 | 13 | 0.96052
49796 | 8.829 | 1 | 365 | 10.1009 | 0.23268 | 10 | 0.33355
20844 | 2543.625 | 1 | 365 | 2910.0494 | 0.011748 | 2910 | 0.061191
49228 | 11.772 | 1 | 365 | 13.4678 | 0.9769 | 14 | 0.44473
49129 | 11.445 | 1 | 365 | 13.0937 | 0.22755 | 13 | 0.32127
63846 | 8.84 | 1 | 365 | 10.1135 | 0.25789 | 10 | 0.37134
63847 | 5.035 | 1 | 365 | 5.7603 | 0.53829 | 6 | 0.29861
63855 | 5.72 | 1 | 365 | 6.544 | 0.10804 | 6 | 0.65204
63878 | 4.68 | 1 | 365 | 5.3542 | 0.72476 | 6 | 0.078945
63880 | 7.8 | 1 | 365 | 8.9236 | 0.8746 | 9 | 0.79824
63884 | 13 | 1 | 365 | 14.8727 | 0.79101 | 15 | 0.66374
63887 | 9.1 | 1 | 365 | 10.4109 | 0.85371 | 11 | 0.26462
33132 | 6.12 | 1 | 365 | 7.0016 | 0.02469 | 7 | 0.026313
63888 | 3.64 | 1 | 365 | 4.1644 | 0.34148 | 4 | 0.50585
63890 | 2.65 | 1 | 365 | 3.0317 | 0.072782 | 3 | 0.10453
63895 | 5.886 | 1 | 365 | 6.7339 | 0.48845 | 7 | 0.22237
63897 | 10.137 | 1 | 365 | 11.5973 | 0.23011 | 11 | 0.82741
19962 | 4.59 | 1 | 365 | 5.2512 | 0.51852 | 5 | 0.76973
63903 | 6.3 | 1 | 365 | 7.2076 | 0.43718 | 7 | 0.64473
63905 | 6.5 | 1 | 365 | 7.4364 | 0.8955 | 8 | 0.33187
63908 | 5.52 | 1 | 365 | 6.3152 | 0.64972 | 6 | 0.96491
63912 | 9.57 | 1 | 365 | 10.9486 | 0.93077 | 11 | 0.87938
63932 | 9.54 | 1 | 365 | 10.9143 | 0.86202 | 11 | 0.77631
63951 | 8.84 | 1 | 365 | 10.1135 | 0.25789 | 10 | 0.37134
63956 | 7.848 | 1 | 365 | 8.9786 | 0.9846 | 9 | 0.96315
63959 | 11.96 | 1 | 365 | 13.6829 | 0.40773 | 14 | 0.090637
63963 | 4.94 | 1 | 365 | 5.6516 | 0.32058 | 5 | 0.97222
63964 | 13.78 | 1 | 365 | 15.7651 | 0.57847 | 16 | 0.34356
63974 | 6.24 | 1 | 365 | 7.1389 | 0.29968 | 7 | 0.43859
63984 | 2.34 | 1 | 365 | 2.6771 | 0.36238 | 3 | 0.039472
63985 | 11.985 | 1 | 365 | 13.7115 | 0.46502 | 14 | 0.17653
63991 | 7.02 | 1 | 365 | 8.0313 | 0.087144 | 8 | 0.11842
63998 | 6.095 | 1 | 365 | 6.973 | 0.9674 | 7 | 0.94042
63999 | 6.36 | 1 | 365 | 7.2762 | 0.57468 | 7 | 0.85087
64002 | 10.5 | 1 | 365 | 12.0126 | 0.061968 | 12 | 0.074556
64007 | 8.1 | 1 | 365 | 9.2669 | 0.56209 | 9 | 0.82894
63864 | 7.92 | 1 | 365 | 9.0609 | 0.1496 | 9 | 0.21052
64021 | 7.04 | 1 | 365 | 8.0542 | 0.13298 | 8 | 0.18713
64022 | 11.22 | 1 | 365 | 12.8363 | 0.71193 | 13 | 0.54824
36644 | 15.675 | 1 | 365 | 17.9331 | 0.92108 | 18 | 0.85416
64049 | 5.46 | 1 | 365 | 6.2465 | 0.51222 | 6 | 0.75877
64050 | 8.7 | 1 | 365 | 9.9533 | 0.93706 | 10 | 0.89035
64063 | 4.42 | 1 | 365 | 5.0567 | 0.12894 | 5 | 0.18567
64070 | 4.42 | 1 | 365 | 5.0567 | 0.12894 | 5 | 0.18567
64167 | 8.215 | 1 | 365 | 9.3984 | 0.82563 | 10 | 0.22405
64347 | 5.83 | 1 | 365 | 6.6698 | 0.36012 | 7 | 0.029968
64349 | 5.3 | 1 | 365 | 6.0635 | 0.14556 | 6 | 0.20906
64390 | 12.455 | 1 | 365 | 14.2492 | 0.54208 | 14 | 0.79129
64398 | 8.58 | 1 | 365 | 9.816 | 0.66207 | 10 | 0.47807
64399 | 6.76 | 1 | 365 | 7.7338 | 0.49132 | 8 | 0.22514
64402 | 4.725 | 1 | 365 | 5.4057 | 0.82789 | 6 | 0.23355
64281 | 5.98 | 1 | 365 | 6.8415 | 0.70386 | 7 | 0.54532
52242 | 20.4 | 1 | 365 | 23.3387 | 0.74897 | 24 | 0.087709
64060 | 7.2 | 1 | 365 | 8.2372 | 0.49964 | 8 | 0.73684
64061 | 3.64 | 1 | 365 | 4.1644 | 0.34148 | 4 | 0.50585
63672 | 6.63 | 1 | 365 | 7.5851 | 0.19341 | 7 | 0.77851
63788 | 8.96 | 1 | 365 | 10.2507 | 0.53288 | 10 | 0.78362
63795 | 5.1 | 1 | 365 | 5.8347 | 0.68724 | 6 | 0.52193
63804 | 9.945 | 1 | 365 | 11.3776 | 0.79012 | 12 | 0.16776
63805 | 8.96 | 1 | 365 | 10.2507 | 0.53288 | 10 | 0.78362
63818 | 11.2 | 1 | 365 | 12.8134 | 0.6661 | 13 | 0.47953
63926 | 11.475 | 1 | 365 | 13.128 | 0.29629 | 13 | 0.42434
63935 | 8.67 | 1 | 365 | 9.919 | 0.86831 | 10 | 0.78728
47919 | 10.98 | 1 | 365 | 12.5617 | 0.16194 | 12 | 0.72368
44861 | 6 | 1 | 365 | 6.8643 | 0.7497 | 7 | 0.61403
44629 | 5.1 | 1 | 365 | 5.8347 | 0.68724 | 6 | 0.52193
44989 | 7.14 | 1 | 365 | 8.1686 | 0.36214 | 8 | 0.5307
48439 | 10.175 | 1 | 365 | 11.6408 | 0.31719 | 11 | 0.95796
48704 | 11.97 | 1 | 365 | 13.6944 | 0.43064 | 14 | 0.12499
64006 | 5.865 | 1 | 365 | 6.7099 | 0.44033 | 7 | 0.15022
57070 | 5.2 | 1 | 365 | 5.9491 | 0.9164 | 6 | 0.86549
64090 | 5.88 | 1 | 365 | 6.727 | 0.4747 | 7 | 0.20175
64202 | 4.16 | 1 | 365 | 4.7593 | 0.53312 | 5 | 0.2924
64203 | 10.71 | 1 | 365 | 12.2528 | 0.54321 | 12 | 0.79605
50158 | 3.05 | 1 | 365 | 3.4894 | 0.98943 | 4 | 0.4788
51261 | 7.95 | 1 | 365 | 9.0952 | 0.21835 | 9 | 0.31359
48852 | 5.2 | 1 | 365 | 5.9491 | 0.9164 | 6 | 0.86549
49882 | 3.795 | 1 | 365 | 4.3417 | 0.69668 | 5 | 0.038375
64075 | 11.385 | 1 | 365 | 13.0251 | 0.090048 | 13 | 0.11513
64083 | 6.93 | 1 | 365 | 7.9283 | 0.8809 | 8 | 0.80921
64087 | 13.545 | 1 | 365 | 15.4962 | 0.039939 | 15 | 0.53618
64094 | 9.6 | 1 | 365 | 10.9829 | 0.99951 | 11 | 0.98245
63995 | 10.6 | 1 | 365 | 12.127 | 0.29113 | 12 | 0.41812
64127 | 7.59 | 1 | 365 | 8.6834 | 0.39337 | 9 | 0.07675
64128 | 9.6 | 1 | 365 | 10.9829 | 0.99951 | 11 | 0.98245
64136 | 8.502 | 1 | 365 | 9.7268 | 0.48332 | 10 | 0.21008
64137 | 8.1 | 1 | 365 | 9.2669 | 0.56209 | 9 | 0.82894
64138 | 11.52 | 1 | 365 | 13.1795 | 0.39942 | 13 | 0.57894
64139 | 9.38 | 1 | 365 | 10.7312 | 0.49536 | 11 | 0.2266
64144 | 7.28 | 1 | 365 | 8.3287 | 0.68296 | 9 | 0.011692
64145 | 8.32 | 1 | 365 | 9.5185 | 0.066245 | 9 | 0.58479
64151 | 9.1 | 1 | 365 | 10.4109 | 0.85371 | 11 | 0.26462
64487 | 7.98 | 1 | 365 | 9.1296 | 0.2871 | 9 | 0.41666
64165 | 9.9 | 1 | 365 | 11.3262 | 0.687 | 12 | 0.013153
64008 | 18 | 1 | 365 | 20.593 | 0.24909 | 20 | 0.8421
64172 | 13.734 | 1 | 365 | 15.7125 | 0.47305 | 16 | 0.18552
64004 | 31.2 | 0.9 | 365 | 32.1251 | 0.34858 | 32 | 0.47367
64110 | 11.89 | 1 | 365 | 13.6028 | 0.24731 | 13 | 0.85014
49686 | 8.505 | 1 | 365 | 9.7302 | 0.49019 | 10 | 0.22039
64190 | 12 | 1 | 365 | 13.7287 | 0.49939 | 14 | 0.22806
64193 | 4.905 | 1 | 365 | 5.6116 | 0.24038 | 5 | 0.85197
47998 | 5.7 | 1 | 365 | 6.5211 | 0.062211 | 6 | 0.58333
64214 | 11.22 | 1 | 365 | 12.8363 | 0.71193 | 13 | 0.54824
64215 | 8 | 1 | 365 | 9.1524 | 0.33293 | 9 | 0.48538
64211 | 6.21 | 1 | 365 | 7.1046 | 0.23094 | 7 | 0.33552
64224 | 7.2 | 1 | 365 | 8.2372 | 0.49964 | 8 | 0.73684
64226 | 7.8 | 1 | 365 | 8.9236 | 0.8746 | 9 | 0.79824
64236 | 5.61 | 1 | 365 | 6.4182 | 0.85597 | 7 | 0.27412
64238 | 6 | 1 | 365 | 6.8643 | 0.7497 | 7 | 0.61403
64245 | 4.32 | 1 | 365 | 4.9423 | 0.89978 | 5 | 0.8421
64262 | 2.28 | 1 | 365 | 2.6084 | 0.22488 | 2 | 0.83333
64263 | 6.9 | 1 | 365 | 7.894 | 0.81215 | 8 | 0.70614
64278 | 5.985 | 1 | 365 | 6.8472 | 0.71532 | 7 | 0.5625
64286 | 5.886 | 1 | 365 | 6.7339 | 0.48845 | 7 | 0.22237
64296 | 8.215 | 1 | 365 | 9.3984 | 0.82563 | 10 | 0.22405
64300 | 5.035 | 1 | 365 | 5.7603 | 0.53829 | 6 | 0.29861
64304 | 9.12 | 1 | 365 | 10.4338 | 0.89954 | 11 | 0.33333
64306 | 5.3 | 1 | 365 | 6.0635 | 0.14556 | 6 | 0.20906
64312 | 10.8 | 1 | 365 | 12.3558 | 0.74945 | 13 | 0.10526
64314 | 10.07 | 1 | 365 | 11.5206 | 0.076573 | 11 | 0.59722
64317 | 4.48 | 1 | 365 | 5.1254 | 0.26644 | 5 | 0.39181
59587 | 13.4 | 1 | 365 | 15.3304 | 0.70765 | 16 | 0.038005
60152 | 10.005 | 1 | 365 | 11.4463 | 0.92762 | 12 | 0.3739
60435 | 4.56 | 1 | 365 | 5.2169 | 0.44977 | 5 | 0.66666
64321 | 9.54 | 1 | 365 | 10.9143 | 0.86202 | 11 | 0.77631
61926 | 5.13 | 1 | 365 | 5.869 | 0.75599 | 6 | 0.625
64329 | 10.137 | 1 | 365 | 11.5973 | 0.23011 | 11 | 0.82741
64338 | 9.45 | 1 | 365 | 10.8113 | 0.65577 | 11 | 0.4671
62830 | 9.9 | 1 | 365 | 11.3262 | 0.687 | 12 | 0.013153
62908 | 6.54 | 1 | 365 | 7.4821 | 0.98717 | 8 | 0.46929
64348 | 6.615 | 1 | 365 | 7.5679 | 0.15904 | 7 | 0.72697
54319 | 4.55 | 1 | 365 | 5.2055 | 0.42685 | 5 | 0.63231
64354 | 4.505 | 1 | 365 | 5.154 | 0.32373 | 5 | 0.4777
64357 | 6.76 | 1 | 365 | 7.7338 | 0.49132 | 8 | 0.22514
64359 | 4.48 | 1 | 365 | 5.1254 | 0.26644 | 5 | 0.39181
64360 | 13.5 | 1 | 365 | 15.4448 | 0.93682 | 16 | 0.38157
64363 | 9.66 | 1 | 365 | 11.0516 | 0.13701 | 11 | 0.18859
50830 | 8.505 | 1 | 365 | 9.7302 | 0.49019 | 10 | 0.22039
64378 | 6.89 | 1 | 365 | 7.8825 | 0.78923 | 8 | 0.67178
64380 | 7.2 | 1 | 365 | 8.2372 | 0.49964 | 8 | 0.73684
64384 | 6.9 | 1 | 365 | 7.894 | 0.81215 | 8 | 0.70614
64386 | 6.54 | 1 | 365 | 7.4821 | 0.98717 | 8 | 0.46929
64411 | 3.18 | 1 | 365 | 3.6381 | 0.28734 | 3 | 0.92544
64419 | 7.155 | 1 | 365 | 8.1857 | 0.39651 | 8 | 0.58223
64423 | 8.4 | 1 | 365 | 9.6101 | 0.24957 | 9 | 0.85964
64427 | 3.36 | 1 | 365 | 3.844 | 0.69983 | 4 | 0.54386
64434 | 7.56 | 1 | 365 | 8.6491 | 0.32462 | 8 | 0.97368
64439 | 5.3 | 1 | 365 | 6.0635 | 0.14556 | 6 | 0.20906
64446 | 5.13 | 1 | 365 | 5.869 | 0.75599 | 6 | 0.625
64451 | 7.56 | 1 | 365 | 8.6491 | 0.32462 | 8 | 0.97368
64452 | 9.52 | 1 | 365 | 10.8914 | 0.81618 | 11 | 0.7076
64454 | 6.72 | 1 | 365 | 7.6881 | 0.39966 | 8 | 0.087716
64455 | 10.2 | 1 | 365 | 11.6694 | 0.37448 | 12 | 0.043854
64457 | 8.625 | 1 | 365 | 9.8675 | 0.76519 | 10 | 0.63267
44615 | 3.575 | 1 | 365 | 4.09 | 0.19253 | 4 | 0.28253
64461 | 5.2 | 1 | 365 | 5.9491 | 0.9164 | 6 | 0.86549
64264 | 8.8 | 1 | 365 | 10.0677 | 0.16622 | 10 | 0.23391
40834 | 13.11 | 1 | 365 | 14.9986 | 0.043086 | 15 | 0.04166
50025 | 5.49 | 1 | 365 | 6.2809 | 0.58097 | 6 | 0.86184
64488 | 9.24 | 1 | 365 | 10.5711 | 0.17453 | 10 | 0.74561
64490 | 12.19 | 1 | 365 | 13.946 | 0.9348 | 14 | 0.88084
64499 | 11.44 | 1 | 365 | 13.088 | 0.21609 | 13 | 0.30409
64501 | 4.68 | 1 | 365 | 5.3542 | 0.72476 | 6 | 0.078945
64459 | 8.64 | 1 | 365 | 9.8846 | 0.79956 | 10 | 0.68421
64516 | 9.805 | 1 | 365 | 11.2175 | 0.46929 | 11 | 0.68676
64522 | 4.68 | 1 | 365 | 5.3542 | 0.72476 | 6 | 0.078945
64525 | 3.18 | 1 | 365 | 3.6381 | 0.28734 | 3 | 0.92544
64526 | 3.64 | 1 | 365 | 4.1644 | 0.34148 | 4 | 0.50585
64527 | 3.64 | 1 | 365 | 4.1644 | 0.34148 | 4 | 0.50585
64563 | 5.72 | 1 | 365 | 6.544 | 0.10804 | 6 | 0.65204
64572 | 10.66 | 1 | 365 | 12.1956 | 0.42863 | 12 | 0.62426
64575 | 5.98 | 1 | 365 | 6.8415 | 0.70386 | 7 | 0.54532
64583 | 9.88 | 1 | 365 | 11.3033 | 0.64117 | 11 | 0.94444
64585 | 4.68 | 1 | 365 | 5.3542 | 0.72476 | 6 | 0.078945
64586 | 5.46 | 1 | 365 | 6.2465 | 0.51222 | 6 | 0.75877
59719 | 4.24 | 1 | 365 | 4.8508 | 0.71645 | 5 | 0.56725
64623 | 7.54 | 1 | 365 | 8.6262 | 0.27878 | 8 | 0.90497
45554 | 11.97 | 1 | 365 | 13.6944 | 0.43064 | 14 | 0.12499
64630 | 8.58 | 1 | 365 | 9.816 | 0.66207 | 10 | 0.47807
64634 | 6.76 | 1 | 365 | 7.7338 | 0.49132 | 8 | 0.22514
64635 | 6.38 | 1 | 365 | 7.2991 | 0.62051 | 7 | 0.91959
64636 | 5.7 | 1 | 365 | 6.5211 | 0.062211 | 6 | 0.58333
64637 | 5.04 | 1 | 365 | 5.766 | 0.54974 | 6 | 0.31579
49203 | 10.137 | 1 | 365 | 11.5973 | 0.23011 | 11 | 0.82741
64650 | 8.08 | 1 | 365 | 9.244 | 0.51626 | 9 | 0.76023
64653 | 6.76 | 1 | 365 | 7.7338 | 0.49132 | 8 | 0.22514
64655 | 3.9 | 1 | 365 | 4.4618 | 0.9373 | 5 | 0.39912
64666 | 5.98 | 1 | 365 | 6.8415 | 0.70386 | 7 | 0.54532
64667 | 5.98 | 1 | 365 | 6.8415 | 0.70386 | 7 | 0.54532
40446 | 7.28 | 1 | 365 | 8.3287 | 0.68296 | 9 | 0.011692
64671 | 3.465 | 1 | 365 | 3.9642 | 0.94045 | 4 | 0.9046
64672 | 3.38 | 1 | 365 | 3.8669 | 0.74566 | 4 | 0.61257
64674 | 7.56 | 1 | 365 | 8.6491 | 0.32462 | 8 | 0.97368
64676 | 8.32 | 1 | 365 | 9.5185 | 0.066245 | 9 | 0.58479
64682 | 2.6 | 1 | 365 | 2.9745 | 0.9582 | 3 | 0.93275
64684 | 8.32 | 1 | 365 | 9.5185 | 0.066245 | 9 | 0.58479
64685 | 10.4 | 1 | 365 | 11.8982 | 0.83281 | 12 | 0.73099
64686 | 11.66 | 1 | 365 | 13.3397 | 0.72024 | 14 | 0.059936
64706 | 4.08 | 1 | 365 | 4.6677 | 0.34979 | 5 | 0.017542
64725 | 11.97 | 1 | 365 | 13.6944 | 0.43064 | 14 | 0.12499
64739 | 15.6 | 1 | 365 | 17.8473 | 0.74921 | 18 | 0.59648
61718 | 14.56 | 1 | 365 | 16.6575 | 0.36593 | 17 | 0.023384
61754 | 13.26 | 1 | 365 | 15.1702 | 0.38683 | 15 | 0.55701
64748 | 8.1 | 1 | 365 | 9.2669 | 0.56209 | 9 | 0.82894
64749 | 3.64 | 1 | 365 | 4.1644 | 0.34148 | 4 | 0.50585
64757 | 6.555 | 1 | 365 | 7.4993 | 0.021543 | 7 | 0.52083
64761 | 5.4 | 1 | 365 | 6.1779 | 0.37473 | 6 | 0.55263
64772 | 5.2 | 1 | 365 | 5.9491 | 0.9164 | 6 | 0.86549
64783 | 10.6 | 1 | 365 | 12.127 | 0.29113 | 12 | 0.41812
64787 | 9.6 | 1 | 365 | 10.9829 | 0.99951 | 11 | 0.98245
64803 | 7.41 | 1 | 365 | 8.4775 | 0.98087 | 9 | 0.45833
64813 | 9.9 | 1 | 365 | 11.3262 | 0.687 | 12 | 0.013153
64841 | 4.16 | 1 | 365 | 4.7593 | 0.53312 | 5 | 0.2924
64842 | 5.72 | 1 | 365 | 6.544 | 0.10804 | 6 | 0.65204
64847 | 3.38 | 1 | 365 | 3.8669 | 0.74566 | 4 | 0.61257
64851 | 3.64 | 1 | 365 | 4.1644 | 0.34148 | 4 | 0.50585
64857 | 14.79 | 1 | 365 | 16.9206 | 0.893 | 17 | 0.81359
64859 | 10.6 | 1 | 365 | 12.127 | 0.29113 | 12 | 0.41812
64860 | 6.12 | 1 | 365 | 7.0016 | 0.02469 | 7 | 0.026313
64861 | 8.215 | 1 | 365 | 9.3984 | 0.82563 | 10 | 0.22405
63392 | 12.18 | 1 | 365 | 13.9346 | 0.91188 | 14 | 0.84648
63214 | 13.26 | 1 | 365 | 15.1702 | 0.38683 | 15 | 0.55701
64784 | 14.64 | 1 | 365 | 16.749 | 0.54926 | 17 | 0.29824
64879 | 9.275 | 1 | 365 | 10.6111 | 0.25474 | 10 | 0.86586
64880 | 7.685 | 1 | 365 | 8.7921 | 0.61107 | 9 | 0.40314
64883 | 9.88 | 1 | 365 | 11.3033 | 0.64117 | 11 | 0.94444
64884 | 9.945 | 1 | 365 | 11.3776 | 0.79012 | 12 | 0.16776
64887 | 13.515 | 1 | 365 | 15.4619 | 0.97119 | 16 | 0.43311
64899 | 7.28 | 1 | 365 | 8.3287 | 0.68296 | 9 | 0.011692
64915 | 13.25 | 1 | 365 | 15.1587 | 0.36391 | 15 | 0.52265
64919 | 11.7 | 1 | 365 | 13.3855 | 0.81191 | 14 | 0.19736
64922 | 4.24 | 1 | 365 | 4.8508 | 0.71645 | 5 | 0.56725
64932 | 5.52 | 1 | 365 | 6.3152 | 0.64972 | 6 | 0.96491
64940 | 3.48 | 1 | 365 | 3.9813 | 0.97482 | 4 | 0.95614
64941 | 9.62 | 1 | 365 | 11.0058 | 0.045346 | 11 | 0.051165
61076 | 3.922 | 1 | 365 | 4.487 | 0.98772 | 5 | 0.47471
62019 | 8.1 | 1 | 365 | 9.2669 | 0.56209 | 9 | 0.82894
58652 | 4.44 | 1 | 365 | 5.0796 | 0.17478 | 5 | 0.25438
64984 | 4.48 | 1 | 365 | 5.1254 | 0.26644 | 5 | 0.39181
64986 | 9.6 | 1 | 365 | 10.9829 | 0.99951 | 11 | 0.98245
64993 | 8.58 | 1 | 365 | 9.816 | 0.66207 | 10 | 0.47807
64994 | 7.65 | 1 | 365 | 8.752 | 0.53086 | 9 | 0.28289
64995 | 5.25 | 1 | 365 | 6.0063 | 0.030984 | 6 | 0.037278
64996 | 7.54 | 1 | 365 | 8.6262 | 0.27878 | 8 | 0.90497
64997 | 6.12 | 1 | 365 | 7.0016 | 0.02469 | 7 | 0.026313
64998 | 13.52 | 1 | 365 | 15.4676 | 0.98265 | 16 | 0.45029
65000 | 2.6 | 1 | 365 | 2.9745 | 0.9582 | 3 | 0.93275
65002 | 5.72 | 1 | 365 | 6.544 | 0.10804 | 6 | 0.65204
65003 | 7.155 | 1 | 365 | 8.1857 | 0.39651 | 8 | 0.58223
65010 | 6.24 | 1 | 365 | 7.1389 | 0.29968 | 7 | 0.43859
65027 | 11.7 | 1 | 365 | 13.3855 | 0.81191 | 14 | 0.19736
65034 | 6.76 | 1 | 365 | 7.7338 | 0.49132 | 8 | 0.22514
65039 | 6.5 | 1 | 365 | 7.4364 | 0.8955 | 8 | 0.33187
65040 | 9.62 | 1 | 365 | 11.0058 | 0.045346 | 11 | 0.051165
65044 | 6.25 | 1 | 365 | 7.1504 | 0.3226 | 7 | 0.47295
65045 | 7.02 | 1 | 365 | 8.0313 | 0.087144 | 8 | 0.11842
65047 | 13.52 | 1 | 365 | 15.4676 | 0.98265 | 16 | 0.45029
65048 | 7.02 | 1 | 365 | 8.0313 | 0.087144 | 8 | 0.11842
65049 | 3.9 | 1 | 365 | 4.4618 | 0.9373 | 5 | 0.39912
65050 | 6.72 | 1 | 365 | 7.6881 | 0.39966 | 8 | 0.087716
65053 | 7 | 1 | 365 | 8.0084 | 0.041312 | 8 | 0.049704
65055 | 8.12 | 1 | 365 | 9.2897 | 0.60792 | 9 | 0.89766
65056 | 6.375 | 1 | 365 | 7.2934 | 0.60905 | 7 | 0.90241
65058 | 8.12 | 1 | 365 | 9.2897 | 0.60792 | 9 | 0.89766
65060 | 10.2 | 1 | 365 | 11.6694 | 0.37448 | 12 | 0.043854
65064 | 6.24 | 1 | 365 | 7.1389 | 0.29968 | 7 | 0.43859
50924 | 6.3 | 1 | 365 | 7.2076 | 0.43718 | 7 | 0.64473
65066 | 4.68 | 1 | 365 | 5.3542 | 0.72476 | 6 | 0.078945
65069 | 10.2 | 1 | 365 | 11.6694 | 0.37448 | 12 | 0.043854
65071 | 7.155 | 1 | 365 | 8.1857 | 0.39651 | 8 | 0.58223
65074 | 11.475 | 1 | 365 | 13.128 | 0.29629 | 13 | 0.42434
65090 | 4.05 | 1 | 365 | 4.6334 | 0.28104 | 4 | 0.91447
12912 | 567.84 | 0.8 | 365 | 519.7126 | 0.016984 | 519 | 0.72959
65142 | 109.545 | 0.9 | 365 | 112.7931 | 0.93157 | 113 | 0.72462
63830 | 6.3 | 1 | 365 | 7.2076 | 0.43718 | 7 | 0.64473
33498 | 1865.43 | 0.9 | 365 | 1920.7407 | 0.36431 | 1921 | 0.10506
57565 | 29.25 | 0.9 | 365 | 30.1173 | 0.32679 | 30 | 0.44407
57542 | 46.55 | 0.9 | 365 | 47.9302 | 0.0072523 | 47 | 0.93748
65286 | 7.125 | 1 | 365 | 8.1514 | 0.32776 | 8 | 0.47916
65287 | 9.24 | 1 | 365 | 10.5711 | 0.17453 | 10 | 0.74561
65294 | 12.19 | 1 | 365 | 13.946 | 0.9348 | 14 | 0.88084
65295 | 12.075 | 1 | 365 | 13.8145 | 0.67126 | 14 | 0.48574
65302 | 8.5 | 1 | 365 | 9.7245 | 0.47874 | 10 | 0.20321
65308 | 3.36 | 1 | 365 | 3.844 | 0.69983 | 4 | 0.54386
65322 | 11.6 | 1 | 365 | 13.271 | 0.58275 | 13 | 0.8538
65323 | 11.6 | 1 | 365 | 13.271 | 0.58275 | 13 | 0.8538
63099 | 4.16 | 1 | 365 | 4.7593 | 0.53312 | 5 | 0.2924
63102 | 4.505 | 1 | 365 | 5.154 | 0.32373 | 5 | 0.4777
63125 | 7.155 | 1 | 365 | 8.1857 | 0.39651 | 8 | 0.58223
63146 | 6.24 | 1 | 365 | 7.1389 | 0.29968 | 7 | 0.43859
63152 | 14.575 | 1 | 365 | 16.6746 | 0.4003 | 17 | 0.074919
59170 | 10.14 | 1 | 365 | 11.6007 | 0.23699 | 11 | 0.83771
63160 | 4.8 | 1 | 365 | 5.4915 | 0.99976 | 6 | 0.49123
63005 | 4.2 | 1 | 365 | 4.805 | 0.62479 | 5 | 0.42982
63140 | 8.7 | 1 | 365 | 9.9533 | 0.93706 | 10 | 0.89035
63179 | 4.505 | 1 | 365 | 5.154 | 0.32373 | 5 | 0.4777
32283 | 5.98 | 1 | 365 | 6.8415 | 0.70386 | 7 | 0.54532
62519 | 2.915 | 1 | 365 | 3.3349 | 0.68006 | 4 | 0.014984
32257 | 4.94 | 1 | 365 | 5.6516 | 0.32058 | 5 | 0.97222
63189 | 5.72 | 1 | 365 | 6.544 | 0.10804 | 6 | 0.65204
62826 | 12.72 | 1 | 365 | 14.5524 | 0.14936 | 14 | 0.70175
63201 | 7.29 | 1 | 365 | 8.3402 | 0.70588 | 9 | 0.046049
63217 | 8 | 1 | 365 | 9.1524 | 0.33293 | 9 | 0.48538
63218 | 10.24 | 1 | 365 | 11.7151 | 0.46615 | 12 | 0.18128
63219 | 11.825 | 1 | 365 | 13.5285 | 0.098359 | 13 | 0.62682
63221 | 7.68 | 1 | 365 | 8.7864 | 0.59961 | 9 | 0.38596
63227 | 6 | 1 | 365 | 6.8643 | 0.7497 | 7 | 0.61403
63136 | 3.78 | 1 | 365 | 4.3245 | 0.66231 | 4 | 0.98684
63157 | 3.705 | 1 | 365 | 4.2387 | 0.49044 | 4 | 0.72916
63240 | 3.99 | 1 | 365 | 4.5648 | 0.14355 | 4 | 0.70833
63131 | 6.3 | 1 | 365 | 7.2076 | 0.43718 | 7 | 0.64473
63133 | 4.725 | 1 | 365 | 5.4057 | 0.82789 | 6 | 0.23355
63248 | 6.6 | 1 | 365 | 7.5508 | 0.12467 | 7 | 0.67544
47227 | 5.98 | 1 | 365 | 6.8415 | 0.70386 | 7 | 0.54532
63319 | 6.76 | 1 | 365 | 7.7338 | 0.49132 | 8 | 0.22514
63320 | 5.83 | 1 | 365 | 6.6698 | 0.36012 | 7 | 0.029968
63324 | 9.1 | 1 | 365 | 10.4109 | 0.85371 | 11 | 0.26462
63327 | 7.42 | 1 | 365 | 8.4889 | 0.0037907 | 8 | 0.49269
35922 | 7.28 | 1 | 365 | 8.3287 | 0.68296 | 9 | 0.011692
59418 | 5.2 | 1 | 365 | 5.9491 | 0.9164 | 6 | 0.86549
63350 | 12.455 | 1 | 365 | 14.2492 | 0.54208 | 14 | 0.79129
63352 | 4.42 | 1 | 365 | 5.0567 | 0.12894 | 5 | 0.18567
52457 | 5.98 | 1 | 365 | 6.8415 | 0.70386 | 7 | 0.54532
63413 | 11 | 1 | 365 | 12.5846 | 0.20778 | 12 | 0.79239
63431 | 5.83 | 1 | 365 | 6.6698 | 0.36012 | 7 | 0.029968
63432 | 10.6 | 1 | 365 | 12.127 | 0.29113 | 12 | 0.41812
63433 | 6.76 | 1 | 365 | 7.7338 | 0.49132 | 8 | 0.22514
59562 | 3.9 | 1 | 365 | 4.4618 | 0.9373 | 5 | 0.39912
63435 | 9.6 | 1 | 365 | 10.9829 | 0.99951 | 11 | 0.98245
58719 | 12.455 | 1 | 365 | 14.2492 | 0.54208 | 14 | 0.79129
39280 | 6.76 | 1 | 365 | 7.7338 | 0.49132 | 8 | 0.22514
56501 | 6.24 | 1 | 365 | 7.1389 | 0.29968 | 7 | 0.43859
58582 | 3.71 | 1 | 365 | 4.2444 | 0.5019 | 4 | 0.74634
63506 | 7.36 | 1 | 365 | 8.4203 | 0.86629 | 9 | 0.28655
54164 | 4.16 | 1 | 365 | 4.7593 | 0.53312 | 5 | 0.2924
54139 | 5.72 | 1 | 365 | 6.544 | 0.10804 | 6 | 0.65204
63548 | 7.04 | 1 | 365 | 8.0542 | 0.13298 | 8 | 0.18713
63543 | 13.25 | 1 | 365 | 15.1587 | 0.36391 | 15 | 0.52265
62233 | 9.36 | 1 | 365 | 10.7084 | 0.44953 | 11 | 0.15789
52267 | 4.94 | 1 | 365 | 5.6516 | 0.32058 | 5 | 0.97222
63464 | 3.445 | 1 | 365 | 3.9413 | 0.89462 | 4 | 0.83589
62147 | 4.77 | 1 | 365 | 5.4571 | 0.93101 | 6 | 0.38816
32039 | 7.8 | 1 | 365 | 8.9236 | 0.8746 | 9 | 0.79824
47099 | 17.36 | 1 | 365 | 19.8608 | 0.78245 | 20 | 0.64327
63526 | 6.9 | 1 | 365 | 7.894 | 0.81215 | 8 | 0.70614
62554 | 7.54 | 1 | 365 | 8.6262 | 0.27878 | 8 | 0.90497
35330 | 194.04 | 0.8 | 365 | 177.5941 | 0.73213 | 178 | 0.32624
62049 | 7.685 | 1 | 365 | 8.7921 | 0.61107 | 9 | 0.40314
61669 | 6.625 | 1 | 365 | 7.5794 | 0.18196 | 7 | 0.76133
60930 | 5.72 | 1 | 365 | 6.544 | 0.10804 | 6 | 0.65204
57433 | 6.5 | 1 | 365 | 7.4364 | 0.8955 | 8 | 0.33187
50994 | 3.78 | 1 | 365 | 4.3245 | 0.66231 | 4 | 0.98684
30645 | 11.7 | 1 | 365 | 13.3855 | 0.81191 | 14 | 0.19736
59169 | 5.98 | 1 | 365 | 6.8415 | 0.70386 | 7 | 0.54532
62788 | 10.07 | 1 | 365 | 11.5206 | 0.076573 | 11 | 0.59722
61053 | 6.93 | 1 | 365 | 7.9283 | 0.8809 | 8 | 0.80921
58840 | 3.71 | 1 | 365 | 4.2444 | 0.5019 | 4 | 0.74634
48637 | 4.16 | 1 | 365 | 4.7593 | 0.53312 | 5 | 0.2924
41183 | 8.84 | 1 | 365 | 10.1135 | 0.25789 | 10 | 0.37134
50058 | 7.8 | 1 | 365 | 8.9236 | 0.8746 | 9 | 0.79824
32410 | 5.2 | 1 | 365 | 5.9491 | 0.9164 | 6 | 0.86549
63608 | 5.2 | 1 | 365 | 5.9491 | 0.9164 | 6 | 0.86549
61247 | 6.2 | 1 | 365 | 7.0931 | 0.20802 | 7 | 0.30117
62229 | 10.92 | 1 | 365 | 12.4931 | 0.024447 | 12 | 0.51754
61052 | 4.505 | 1 | 365 | 5.154 | 0.32373 | 5 | 0.4777
61667 | 10.2 | 1 | 365 | 11.6694 | 0.37448 | 12 | 0.043854
38718 | 6.24 | 1 | 365 | 7.1389 | 0.29968 | 7 | 0.43859
62103 | 7.56 | 1 | 365 | 8.6491 | 0.32462 | 8 | 0.97368
61778 | 13.26 | 1 | 365 | 15.1702 | 0.38683 | 15 | 0.55701
56725 | 8.58 | 1 | 365 | 9.816 | 0.66207 | 10 | 0.47807
62520 | 6.24 | 1 | 365 | 7.1389 | 0.29968 | 7 | 0.43859
57866 | 8.48 | 1 | 365 | 9.7016 | 0.4329 | 10 | 0.1345
55170 | 5.72 | 1 | 365 | 6.544 | 0.10804 | 6 | 0.65204
62528 | 3.78 | 1 | 365 | 4.3245 | 0.66231 | 4 | 0.98684
59497 | 7.28 | 1 | 365 | 8.3287 | 0.68296 | 9 | 0.011692
63025 | 13.53 | 1 | 365 | 15.4791 | 0.0055645 | 15 | 0.48464
32033 | 4.94 | 1 | 365 | 5.6516 | 0.32058 | 5 | 0.97222
63282 | 9.805 | 1 | 365 | 11.2175 | 0.46929 | 11 | 0.68676
37789 | 7.54 | 1 | 365 | 8.6262 | 0.27878 | 8 | 0.90497
59426 | 6.5 | 1 | 365 | 7.4364 | 0.8955 | 8 | 0.33187
20727 | 323.95 | 0.8 | 365 | 296.4936 | 0.8952 | 297 | 0.38876
57982 | 5.98 | 1 | 365 | 6.8415 | 0.70386 | 7 | 0.54532
42911 | 9.62 | 1 | 365 | 11.0058 | 0.045346 | 11 | 0.051165
32529 | 7.8 | 1 | 365 | 8.9236 | 0.8746 | 9 | 0.79824
61005 | 6.5 | 1 | 365 | 7.4364 | 0.8955 | 8 | 0.33187
59574 | 7.54 | 1 | 365 | 8.6262 | 0.27878 | 8 | 0.90497
62742 | 9.54 | 1 | 365 | 10.9143 | 0.86202 | 11 | 0.77631
63286 | 4.42 | 1 | 365 | 5.0567 | 0.12894 | 5 | 0.18567
32038 | 4.68 | 1 | 365 | 5.3542 | 0.72476 | 6 | 0.078945
61615 | 4.77 | 1 | 365 | 5.4571 | 0.93101 | 6 | 0.38816
57064 | 7.42 | 1 | 365 | 8.4889 | 0.0037907 | 8 | 0.49269
60954 | 3.975 | 1 | 365 | 4.5476 | 0.10917 | 4 | 0.6568
57109 | 9.36 | 1 | 365 | 10.7084 | 0.44953 | 11 | 0.15789
62556 | 3.64 | 1 | 365 | 4.1644 | 0.34148 | 4 | 0.50585
62944 | 13.25 | 1 | 365 | 15.1587 | 0.36391 | 15 | 0.52265
21066 | 6.24 | 1 | 365 | 7.1389 | 0.29968 | 7 | 0.43859
48706 | 7.28 | 1 | 365 | 8.3287 | 0.68296 | 9 | 0.011692
63529 | 7.68 | 1 | 365 | 8.7864 | 0.59961 | 9 | 0.38596
63551 | 9.555 | 1 | 365 | 10.9315 | 0.89639 | 11 | 0.82785
63604 | 10.8 | 1 | 365 | 12.3558 | 0.74945 | 13 | 0.10526
63747 | 13.44 | 1 | 365 | 15.3761 | 0.79932 | 16 | 0.17543
63519 | 8.1 | 1 | 365 | 9.2669 | 0.56209 | 9 | 0.82894
63780 | 9.6 | 1 | 365 | 10.9829 | 0.99951 | 11 | 0.98245
63789 | 5.13 | 1 | 365 | 5.869 | 0.75599 | 6 | 0.625
63792 | 6.4 | 1 | 365 | 7.322 | 0.66634 | 7 | 0.9883
63798 | 8.82 | 1 | 365 | 10.0906 | 0.21205 | 10 | 0.30263
63873 | 5.886 | 1 | 365 | 6.7339 | 0.48845 | 7 | 0.22237
62547 | 3.975 | 1 | 365 | 4.5476 | 0.10917 | 4 | 0.6568
59219 | 4.505 | 1 | 365 | 5.154 | 0.32373 | 5 | 0.4777
63911 | 8.19 | 1 | 365 | 9.3698 | 0.76834 | 10 | 0.13815
31467 | 5.2 | 1 | 365 | 5.9491 | 0.9164 | 6 | 0.86549
23565 | 12.48 | 1 | 365 | 14.2778 | 0.59937 | 14 | 0.87719
64044 | 4.42 | 1 | 365 | 5.0567 | 0.12894 | 5 | 0.18567
64130 | 13.25 | 1 | 365 | 15.1587 | 0.36391 | 15 | 0.52265
64270 | 5.2 | 1 | 365 | 5.9491 | 0.9164 | 6 | 0.86549
64271 | 5.46 | 1 | 365 | 6.2465 | 0.51222 | 6 | 0.75877
64280 | 7.02 | 1 | 365 | 8.0313 | 0.087144 | 8 | 0.11842
64285 | 4.68 | 1 | 365 | 5.3542 | 0.72476 | 6 | 0.078945
64288 | 6.625 | 1 | 365 | 7.5794 | 0.18196 | 7 | 0.76133
64287 | 5.46 | 1 | 365 | 6.2465 | 0.51222 | 6 | 0.75877
64293 | 6.24 | 1 | 365 | 7.1389 | 0.29968 | 7 | 0.43859
64295 | 6.625 | 1 | 365 | 7.5794 | 0.18196 | 7 | 0.76133
24166 | 7.54 | 1 | 365 | 8.6262 | 0.27878 | 8 | 0.90497
57620 | 17.68 | 1 | 365 | 20.2269 | 0.51577 | 20 | 0.74268
60701 | 12.48 | 1 | 365 | 14.2778 | 0.59937 | 14 | 0.87719
56990 | 4.16 | 1 | 365 | 4.7593 | 0.53312 | 5 | 0.2924
58502 | 9.62 | 1 | 365 | 11.0058 | 0.045346 | 11 | 0.051165
58528 | 10.6 | 1 | 365 | 12.127 | 0.29113 | 12 | 0.41812
52428 | 4.68 | 1 | 365 | 5.3542 | 0.72476 | 6 | 0.078945
64074 | 7.02 | 1 | 365 | 8.0313 | 0.087144 | 8 | 0.11842
64176 | 10.8 | 1 | 365 | 12.3558 | 0.74945 | 13 | 0.10526
64229 | 12.426 | 1 | 365 | 14.216 | 0.47562 | 14 | 0.69166
64231 | 10.08 | 1 | 365 | 11.5321 | 0.099489 | 11 | 0.63157
64251 | 9.9 | 1 | 365 | 11.3262 | 0.687 | 12 | 0.013153
64298 | 11.34 | 1 | 365 | 12.9736 | 0.98693 | 13 | 0.96052
64313 | 12.42 | 1 | 365 | 14.2092 | 0.46187 | 14 | 0.67105
64335 | 3.78 | 1 | 365 | 4.3245 | 0.66231 | 4 | 0.98684
64337 | 5.175 | 1 | 365 | 5.9205 | 0.85911 | 6 | 0.7796
64345 | 7.68 | 1 | 365 | 8.7864 | 0.59961 | 9 | 0.38596
64350 | 6.867 | 1 | 365 | 7.8562 | 0.73653 | 8 | 0.59276
64351 | 6.08 | 1 | 365 | 6.9559 | 0.93303 | 7 | 0.88889
64353 | 9.28 | 1 | 365 | 10.6168 | 0.2662 | 10 | 0.88304
64362 | 12.426 | 1 | 365 | 14.216 | 0.47562 | 14 | 0.69166
64369 | 7.521 | 1 | 365 | 8.6044 | 0.23524 | 8 | 0.83969
64370 | 6.213 | 1 | 365 | 7.108 | 0.23781 | 7 | 0.34583
64371 | 12.426 | 1 | 365 | 14.216 | 0.47562 | 14 | 0.69166
64372 | 5.76 | 1 | 365 | 6.5898 | 0.19971 | 6 | 0.78947
64374 | 10.137 | 1 | 365 | 11.5973 | 0.23011 | 11 | 0.82741
64428 | 6.555 | 1 | 365 | 7.4993 | 0.021543 | 7 | 0.52083
64485 | 5.7 | 1 | 365 | 6.5211 | 0.062211 | 6 | 0.58333
64494 | 6.72 | 1 | 365 | 7.6881 | 0.39966 | 8 | 0.087716
64497 | 12.426 | 1 | 365 | 14.216 | 0.47562 | 14 | 0.69166
64498 | 10.24 | 1 | 365 | 11.7151 | 0.46615 | 12 | 0.18128
64511 | 4.8 | 1 | 365 | 5.4915 | 0.99976 | 6 | 0.49123
64512 | 3.3 | 1 | 365 | 3.7754 | 0.56233 | 4 | 0.33772
64515 | 2.835 | 1 | 365 | 3.2434 | 0.49673 | 3 | 0.74013
64535 | 5.67 | 1 | 365 | 6.4868 | 0.99346 | 7 | 0.48026
64539 | 7.56 | 1 | 365 | 8.6491 | 0.32462 | 8 | 0.97368
64540 | 3.15 | 1 | 365 | 3.6038 | 0.21859 | 3 | 0.82237
64542 | 4.095 | 1 | 365 | 4.6849 | 0.38417 | 5 | 0.069077
64626 | 5.76 | 1 | 365 | 6.5898 | 0.19971 | 6 | 0.78947
64644 | 6.72 | 1 | 365 | 7.6881 | 0.39966 | 8 | 0.087716
64656 | 7.02 | 1 | 365 | 8.0313 | 0.087144 | 8 | 0.11842
64719 | 7.04 | 1 | 365 | 8.0542 | 0.13298 | 8 | 0.18713
64728 | 5.44 | 1 | 365 | 6.2237 | 0.46639 | 6 | 0.69006
64737 | 8.84 | 1 | 365 | 10.1135 | 0.25789 | 10 | 0.37134
64331 | 7.848 | 1 | 365 | 8.9786 | 0.9846 | 9 | 0.96315
64897 | 7.83 | 1 | 365 | 8.958 | 0.94335 | 9 | 0.90131
65130 | 9 | 1 | 365 | 10.2965 | 0.62454 | 10 | 0.92105
65193 | 13.64 | 1 | 365 | 15.6049 | 0.25764 | 15 | 0.86257
65301 | 12.426 | 1 | 365 | 14.216 | 0.47562 | 14 | 0.69166
65314 | 12.96 | 1 | 365 | 14.827 | 0.69934 | 15 | 0.52631
65315 | 7.15 | 1 | 365 | 8.18 | 0.38505 | 8 | 0.56505
65316 | 3.51 | 1 | 365 | 4.0156 | 0.043572 | 4 | 0.059209
62582 | 10.2 | 1 | 365 | 11.6694 | 0.37448 | 12 | 0.043854
65336 | 7.848 | 1 | 365 | 8.9786 | 0.9846 | 9 | 0.96315
65350 | 11.52 | 1 | 365 | 13.1795 | 0.39942 | 13 | 0.57894
65358 | 9.81 | 1 | 365 | 11.2232 | 0.48075 | 11 | 0.70394
65367 | 14.715 | 1 | 365 | 16.8348 | 0.72113 | 17 | 0.55591
60623 | 9.805 | 1 | 365 | 11.2175 | 0.46929 | 11 | 0.68676
46544 | 24.96 | 1 | 365 | 28.5556 | 0.19874 | 28 | 0.75437
62187 | 8.4 | 1 | 365 | 9.6101 | 0.24957 | 9 | 0.85964
62094 | 6.4 | 1 | 365 | 7.322 | 0.66634 | 7 | 0.9883
59822 | 13.77 | 1 | 365 | 15.7537 | 0.55555 | 16 | 0.3092
59985 | 9.62 | 1 | 365 | 11.0058 | 0.045346 | 11 | 0.051165
60377 | 9.275 | 1 | 365 | 10.6111 | 0.25474 | 10 | 0.86586
62206 | 9.1 | 1 | 365 | 10.4109 | 0.85371 | 11 | 0.26462
55941 | 6.63 | 1 | 365 | 7.5851 | 0.19341 | 7 | 0.77851
61834 | 6.095 | 1 | 365 | 6.973 | 0.9674 | 7 | 0.94042
62191 | 1.92 | 1 | 365 | 2.1966 | 0.3999 | 2 | 0.59649
61807 | 9.18 | 1 | 365 | 10.5024 | 0.037035 | 10 | 0.53947
29897 | 20.4 | 1 | 365 | 23.3387 | 0.74897 | 24 | 0.087709
29886 | 22.22 | 1 | 365 | 25.4209 | 0.91971 | 26 | 0.34063
61675 | 3.08 | 1 | 365 | 3.5237 | 0.058177 | 3 | 0.58187
61713 | 10.335 | 1 | 365 | 11.8238 | 0.68385 | 12 | 0.50767
61698 | 4.2 | 1 | 365 | 4.805 | 0.62479 | 5 | 0.42982
61681 | 6.24 | 1 | 365 | 7.1389 | 0.29968 | 7 | 0.43859
48976 | 13.08 | 1 | 365 | 14.9643 | 0.97434 | 15 | 0.93859
62636 | 4.8 | 1 | 365 | 5.4915 | 0.99976 | 6 | 0.49123
62466 | 10.36 | 1 | 365 | 11.8524 | 0.74114 | 12 | 0.59356
61783 | 14.79 | 1 | 365 | 16.9206 | 0.893 | 17 | 0.81359
61794 | 10.455 | 1 | 365 | 11.9611 | 0.95885 | 12 | 0.91995
61795 | 7.395 | 1 | 365 | 8.4603 | 0.9465 | 9 | 0.40679
61910 | 27.54 | 0.9 | 365 | 28.3566 | 0.79999 | 29 | 0.15657
61870 | 27.54 | 0.9 | 365 | 28.3566 | 0.79999 | 29 | 0.15657
65031 | 13.26 | 1 | 365 | 15.1702 | 0.38683 | 15 | 0.55701
65300 | 4.77 | 1 | 365 | 5.4571 | 0.93101 | 6 | 0.38816
62757 | 10.08 | 1 | 365 | 11.5321 | 0.099489 | 11 | 0.63157
63141 | 6.76 | 1 | 365 | 7.7338 | 0.49132 | 8 | 0.22514
63155 | 7.95 | 1 | 365 | 9.0952 | 0.21835 | 9 | 0.31359
47618 | 20.435 | 1 | 365 | 23.3788 | 0.82917 | 24 | 0.20796
63166 | 5.4 | 1 | 365 | 6.1779 | 0.37473 | 6 | 0.55263
63167 | 9.01 | 1 | 365 | 10.3079 | 0.64746 | 10 | 0.9554
52377 | 2.86 | 1 | 365 | 3.272 | 0.55402 | 3 | 0.82602
63153 | 3.9 | 1 | 365 | 4.4618 | 0.9373 | 5 | 0.39912
63151 | 9.54 | 1 | 365 | 10.9143 | 0.86202 | 11 | 0.77631
63145 | 5.72 | 1 | 365 | 6.544 | 0.10804 | 6 | 0.65204
63143 | 3.38 | 1 | 365 | 3.8669 | 0.74566 | 4 | 0.61257
63147 | 4.77 | 1 | 365 | 5.4571 | 0.93101 | 6 | 0.38816
63149 | 6.095 | 1 | 365 | 6.973 | 0.9674 | 7 | 0.94042
63169 | 4.24 | 1 | 365 | 4.8508 | 0.71645 | 5 | 0.56725
63170 | 4.68 | 1 | 365 | 5.3542 | 0.72476 | 6 | 0.078945
63171 | 9.88 | 1 | 365 | 11.3033 | 0.64117 | 11 | 0.94444
63173 | 7.8 | 1 | 365 | 8.9236 | 0.8746 | 9 | 0.79824
63174 | 9.01 | 1 | 365 | 10.3079 | 0.64746 | 10 | 0.9554
63175 | 5.72 | 1 | 365 | 6.544 | 0.10804 | 6 | 0.65204
63162 | 3.64 | 1 | 365 | 4.1644 | 0.34148 | 4 | 0.50585
63180 | 7.685 | 1 | 365 | 8.7921 | 0.61107 | 9 | 0.40314
63183 | 4.24 | 1 | 365 | 4.8508 | 0.71645 | 5 | 0.56725
63184 | 4.76 | 1 | 365 | 5.4457 | 0.90809 | 6 | 0.3538
63185 | 9.54 | 1 | 365 | 10.9143 | 0.86202 | 11 | 0.77631
63187 | 4.94 | 1 | 365 | 5.6516 | 0.32058 | 5 | 0.97222
63192 | 9.62 | 1 | 365 | 11.0058 | 0.045346 | 11 | 0.051165
63216 | 6.72 | 1 | 365 | 7.6881 | 0.39966 | 8 | 0.087716
63242 | 7.695 | 1 | 365 | 8.8035 | 0.63399 | 9 | 0.4375
63246 | 11.22 | 1 | 365 | 12.8363 | 0.71193 | 13 | 0.54824
63245 | 7.42 | 1 | 365 | 8.4889 | 0.0037907 | 8 | 0.49269
63257 | 9.54 | 1 | 365 | 10.9143 | 0.86202 | 11 | 0.77631
63263 | 9.805 | 1 | 365 | 11.2175 | 0.46929 | 11 | 0.68676
63272 | 9.01 | 1 | 365 | 10.3079 | 0.64746 | 10 | 0.9554
63288 | 4.16 | 1 | 365 | 4.7593 | 0.53312 | 5 | 0.2924
63302 | 7.8 | 1 | 365 | 8.9236 | 0.8746 | 9 | 0.79824
63304 | 7.02 | 1 | 365 | 8.0313 | 0.087144 | 8 | 0.11842
63305 | 13.52 | 1 | 365 | 15.4676 | 0.98265 | 16 | 0.45029
63291 | 3.315 | 1 | 365 | 3.7925 | 0.59671 | 4 | 0.38925
63306 | 2.915 | 1 | 365 | 3.3349 | 0.68006 | 4 | 0.014984
63307 | 5.3 | 1 | 365 | 6.0635 | 0.14556 | 6 | 0.20906
63308 | 13.25 | 1 | 365 | 15.1587 | 0.36391 | 15 | 0.52265
62965 | 9.52 | 1 | 365 | 10.8914 | 0.81618 | 11 | 0.7076
62972 | 8.1 | 1 | 365 | 9.2669 | 0.56209 | 9 | 0.82894
63212 | 11.395 | 1 | 365 | 13.0365 | 0.11296 | 13 | 0.14948
63089 | 6.625 | 1 | 365 | 7.5794 | 0.18196 | 7 | 0.76133
63035 | 4.505 | 1 | 365 | 5.154 | 0.32373 | 5 | 0.4777
63325 | 4.77 | 1 | 365 | 5.4571 | 0.93101 | 6 | 0.38816
63331 | 13.78 | 1 | 365 | 15.7651 | 0.57847 | 16 | 0.34356
63335 | 14.04 | 1 | 365 | 16.0625 | 0.17429 | 16 | 0.23683
51608 | 5.2 | 1 | 365 | 5.9491 | 0.9164 | 6 | 0.86549
63363 | 11.475 | 1 | 365 | 13.128 | 0.29629 | 13 | 0.42434
63368 | 3.64 | 1 | 365 | 4.1644 | 0.34148 | 4 | 0.50585
63370 | 4.08 | 1 | 365 | 4.6677 | 0.34979 | 5 | 0.017542
63372 | 9.69 | 1 | 365 | 11.0859 | 0.20576 | 11 | 0.29166
63373 | 4.68 | 1 | 365 | 5.3542 | 0.72476 | 6 | 0.078945
63375 | 12.455 | 1 | 365 | 14.2492 | 0.54208 | 14 | 0.79129
63376 | 14.31 | 1 | 365 | 16.3714 | 0.79302 | 17 | 0.16447
63378 | 2.65 | 1 | 365 | 3.0317 | 0.072782 | 3 | 0.10453
63379 | 8.48 | 1 | 365 | 9.7016 | 0.4329 | 10 | 0.1345
63380 | 6.095 | 1 | 365 | 6.973 | 0.9674 | 7 | 0.94042
63382 | 9.01 | 1 | 365 | 10.3079 | 0.64746 | 10 | 0.9554
63387 | 11.96 | 1 | 365 | 13.6829 | 0.40773 | 14 | 0.090637
63388 | 7.42 | 1 | 365 | 8.4889 | 0.0037907 | 8 | 0.49269
63398 | 7.42 | 1 | 365 | 8.4889 | 0.0037907 | 8 | 0.49269
63405 | 7.8 | 1 | 365 | 8.9236 | 0.8746 | 9 | 0.79824
63409 | 3.06 | 1 | 365 | 3.5008 | 0.012345 | 3 | 0.51316
63410 | 9.36 | 1 | 365 | 10.7084 | 0.44953 | 11 | 0.15789
25279 | 312.79 | 1 | 365 | 357.8493 | 0.79457 | 358 | 0.64384
20729 | 637.83 | 1 | 365 | 729.7132 | 0.66143 | 730 | 0.37467
61148 | 969.57 | 1 | 365 | 1109.2424 | 0.88213 | 1110 | 0.1245
61149 | 700.25 | 1 | 365 | 801.1252 | 0.7041 | 801 | 0.82932
17966 | 966.42 | 1 | 365 | 1105.6386 | 0.66353 | 1106 | 0.30213
60710 | 373.53 | 1 | 365 | 427.3392 | 0.98732 | 428 | 0.32656
63507 | 15.4 | 1 | 365 | 17.6185 | 0.29089 | 17 | 0.90935
45965 | 3.57 | 1 | 365 | 4.0843 | 0.18107 | 4 | 0.26535
63474 | 9.36 | 1 | 365 | 10.7084 | 0.44953 | 11 | 0.15789
63476 | 13.545 | 1 | 365 | 15.4962 | 0.039939 | 15 | 0.53618
63478 | 4.68 | 1 | 365 | 5.3542 | 0.72476 | 6 | 0.078945
63491 | 14.04 | 1 | 365 | 16.0625 | 0.17429 | 16 | 0.23683
63492 | 5.04 | 1 | 365 | 5.766 | 0.54974 | 6 | 0.31579
63489 | 7.875 | 1 | 365 | 9.0094 | 0.046476 | 9 | 0.055917
63493 | 13.26 | 1 | 365 | 15.1702 | 0.38683 | 15 | 0.55701
63494 | 11.96 | 1 | 365 | 13.6829 | 0.40773 | 14 | 0.090637
63495 | 5.2 | 1 | 365 | 5.9491 | 0.9164 | 6 | 0.86549
63497 | 3.64 | 1 | 365 | 4.1644 | 0.34148 | 4 | 0.50585
63522 | 12.21 | 1 | 365 | 13.9689 | 0.98063 | 14 | 0.94956
63536 | 2.65 | 1 | 365 | 3.0317 | 0.072782 | 3 | 0.10453
63540 | 4.16 | 1 | 365 | 4.7593 | 0.53312 | 5 | 0.2924
63556 | 9.54 | 1 | 365 | 10.9143 | 0.86202 | 11 | 0.77631
63560 | 5.565 | 1 | 365 | 6.3667 | 0.75284 | 7 | 0.11951
63561 | 7.28 | 1 | 365 | 8.3287 | 0.68296 | 9 | 0.011692
63563 | 7.685 | 1 | 365 | 8.7921 | 0.61107 | 9 | 0.40314
63566 | 7.395 | 1 | 365 | 8.4603 | 0.9465 | 9 | 0.40679
63626 | 12.74 | 1 | 365 | 14.5753 | 0.19519 | 14 | 0.77046
63628 | 3.71 | 1 | 365 | 4.2444 | 0.5019 | 4 | 0.74634
63629 | 2.295 | 1 | 365 | 2.6256 | 0.25926 | 2 | 0.88487
63632 | 9.36 | 1 | 365 | 10.7084 | 0.44953 | 11 | 0.15789
63633 | 3.38 | 1 | 365 | 3.8669 | 0.74566 | 4 | 0.61257
63634 | 3.12 | 1 | 365 | 3.5695 | 0.14984 | 3 | 0.7193
63636 | 6.76 | 1 | 365 | 7.7338 | 0.49132 | 8 | 0.22514
63639 | 2.6 | 1 | 365 | 2.9745 | 0.9582 | 3 | 0.93275
63641 | 4.68 | 1 | 365 | 5.3542 | 0.72476 | 6 | 0.078945
63648 | 4.77 | 1 | 365 | 5.4571 | 0.93101 | 6 | 0.38816
63651 | 9.54 | 1 | 365 | 10.9143 | 0.86202 | 11 | 0.77631
63654 | 2.65 | 1 | 365 | 3.0317 | 0.072782 | 3 | 0.10453
63658 | 7.95 | 1 | 365 | 9.0952 | 0.21835 | 9 | 0.31359
63662 | 9.01 | 1 | 365 | 10.3079 | 0.64746 | 10 | 0.9554
63666 | 7.8 | 1 | 365 | 8.9236 | 0.8746 | 9 | 0.79824
63675 | 9.88 | 1 | 365 | 11.3033 | 0.64117 | 11 | 0.94444
47896 | 5.98 | 1 | 365 | 6.8415 | 0.70386 | 7 | 0.54532
45999 | 7.68 | 1 | 365 | 8.7864 | 0.59961 | 9 | 0.38596
63681 | 4.94 | 1 | 365 | 5.6516 | 0.32058 | 5 | 0.97222
63684 | 7.8 | 1 | 365 | 8.9236 | 0.8746 | 9 | 0.79824
63685 | 5.72 | 1 | 365 | 6.544 | 0.10804 | 6 | 0.65204
63688 | 7.02 | 1 | 365 | 8.0313 | 0.087144 | 8 | 0.11842
63689 | 6.5 | 1 | 365 | 7.4364 | 0.8955 | 8 | 0.33187
63693 | 4.68 | 1 | 365 | 5.3542 | 0.72476 | 6 | 0.078945
63695 | 13.26 | 1 | 365 | 15.1702 | 0.38683 | 15 | 0.55701
63698 | 8.67 | 1 | 365 | 9.919 | 0.86831 | 10 | 0.78728
63700 | 5.1 | 1 | 365 | 5.8347 | 0.68724 | 6 | 0.52193
63703 | 8.32 | 1 | 365 | 9.5185 | 0.066245 | 9 | 0.58479
63708 | 3.64 | 1 | 365 | 4.1644 | 0.34148 | 4 | 0.50585
63713 | 3.825 | 1 | 365 | 4.376 | 0.76543 | 5 | 0.14145
63714 | 4.59 | 1 | 365 | 5.2512 | 0.51852 | 5 | 0.76973
63745 | 4.42 | 1 | 365 | 5.0567 | 0.12894 | 5 | 0.18567
63748 | 3.18 | 1 | 365 | 3.6381 | 0.28734 | 3 | 0.92544
63752 | 7.685 | 1 | 365 | 8.7921 | 0.61107 | 9 | 0.40314
63754 | 3.825 | 1 | 365 | 4.376 | 0.76543 | 5 | 0.14145
63757 | 11.18 | 1 | 365 | 12.7905 | 0.62027 | 13 | 0.41081
63759 | 11.7 | 1 | 365 | 13.3855 | 0.81191 | 14 | 0.19736
63761 | 17.68 | 1 | 365 | 20.2269 | 0.51577 | 20 | 0.74268
63763 | 15.6 | 1 | 365 | 17.8473 | 0.74921 | 18 | 0.59648
48598 | 3.64 | 1 | 365 | 4.1644 | 0.34148 | 4 | 0.50585
63550 | 5.4 | 1 | 365 | 6.1779 | 0.37473 | 6 | 0.55263
63567 | 4.8 | 1 | 365 | 5.4915 | 0.99976 | 6 | 0.49123
63571 | 7 | 1 | 365 | 8.0084 | 0.041312 | 8 | 0.049704
63618 | 6.16 | 1 | 365 | 7.0474 | 0.11635 | 7 | 0.16374
63619 | 7.56 | 1 | 365 | 8.6491 | 0.32462 | 8 | 0.97368
63744 | 14.82 | 1 | 365 | 16.9549 | 0.96175 | 17 | 0.91666
63569 | 6.21 | 1 | 365 | 7.1046 | 0.23094 | 7 | 0.33552
63725 | 12.5 | 1 | 365 | 14.3007 | 0.6452 | 14 | 0.9459
63808 | 11.4 | 1 | 365 | 13.0422 | 0.12442 | 13 | 0.16666
63817 | 11.97 | 1 | 365 | 13.6944 | 0.43064 | 14 | 0.12499
63950 | 12.255 | 1 | 365 | 14.0204 | 0.083754 | 14 | 0.10416
63828 | 8.1 | 1 | 365 | 9.2669 | 0.56209 | 9 | 0.82894
63867 | 12 | 1 | 365 | 13.7287 | 0.49939 | 14 | 0.22806
63852 | 6.3 | 1 | 365 | 7.2076 | 0.43718 | 7 | 0.64473
63853 | 9.1 | 1 | 365 | 10.4109 | 0.85371 | 11 | 0.26462
63875 | 12.22 | 1 | 365 | 13.9804 | 0.0035475 | 13 | 0.98391
63877 | 4.24 | 1 | 365 | 4.8508 | 0.71645 | 5 | 0.56725
63883 | 3.38 | 1 | 365 | 3.8669 | 0.74566 | 4 | 0.61257
63885 | 4.68 | 1 | 365 | 5.3542 | 0.72476 | 6 | 0.078945
63915 | 3.12 | 1 | 365 | 3.5695 | 0.14984 | 3 | 0.7193
63916 | 3.38 | 1 | 365 | 3.8669 | 0.74566 | 4 | 0.61257
63918 | 7.42 | 1 | 365 | 8.4889 | 0.0037907 | 8 | 0.49269
63919 | 3.38 | 1 | 365 | 3.8669 | 0.74566 | 4 | 0.61257
63929 | 5.72 | 1 | 365 | 6.544 | 0.10804 | 6 | 0.65204
63947 | 6.76 | 1 | 365 | 7.7338 | 0.49132 | 8 | 0.22514
63949 | 8.84 | 1 | 365 | 10.1135 | 0.25789 | 10 | 0.37134
63970 | 4.725 | 1 | 365 | 5.4057 | 0.82789 | 6 | 0.23355
64000 | 8.265 | 1 | 365 | 9.4556 | 0.94021 | 10 | 0.39583
64001 | 10.865 | 1 | 365 | 12.4302 | 0.89841 | 13 | 0.32858
64012 | 7.95 | 1 | 365 | 9.0952 | 0.21835 | 9 | 0.31359
64014 | 3.71 | 1 | 365 | 4.2444 | 0.5019 | 4 | 0.74634
64016 | 11.96 | 1 | 365 | 13.6829 | 0.40773 | 14 | 0.090637
64056 | 10.66 | 1 | 365 | 12.1956 | 0.42863 | 12 | 0.62426
64057 | 7.28 | 1 | 365 | 8.3287 | 0.68296 | 9 | 0.011692
64052 | 7.395 | 1 | 365 | 8.4603 | 0.9465 | 9 | 0.40679
64162 | 8.06 | 1 | 365 | 9.2211 | 0.47042 | 9 | 0.69152
64064 | 5.1 | 1 | 365 | 5.8347 | 0.68724 | 6 | 0.52193
64065 | 8.32 | 1 | 365 | 9.5185 | 0.066245 | 9 | 0.58479
64081 | 12.455 | 1 | 365 | 14.2492 | 0.54208 | 14 | 0.79129
64085 | 14.84 | 1 | 365 | 16.9778 | 0.0075814 | 16 | 0.98537
64123 | 6.12 | 1 | 365 | 7.0016 | 0.02469 | 7 | 0.026313
59621 | 3 | 1 | 365 | 3.4322 | 0.87485 | 4 | 0.30702
64131 | 5.035 | 1 | 365 | 5.7603 | 0.53829 | 6 | 0.29861
64133 | 7.28 | 1 | 365 | 8.3287 | 0.68296 | 9 | 0.011692
64134 | 6.625 | 1 | 365 | 7.5794 | 0.18196 | 7 | 0.76133
62662 | 4.725 | 1 | 365 | 5.4057 | 0.82789 | 6 | 0.23355
64135 | 9.805 | 1 | 365 | 11.2175 | 0.46929 | 11 | 0.68676
64156 | 4.77 | 1 | 365 | 5.4571 | 0.93101 | 6 | 0.38816
64157 | 5.355 | 1 | 365 | 6.1264 | 0.2716 | 6 | 0.39802
60292 | 5.865 | 1 | 365 | 6.7099 | 0.44033 | 7 | 0.15022
64160 | 3.445 | 1 | 365 | 3.9413 | 0.89462 | 4 | 0.83589
64166 | 3.975 | 1 | 365 | 4.5476 | 0.10917 | 4 | 0.6568
64169 | 10.14 | 1 | 365 | 11.6007 | 0.23699 | 11 | 0.83771
64170 | 6.93 | 1 | 365 | 7.9283 | 0.8809 | 8 | 0.80921
64173 | 8.58 | 1 | 365 | 9.816 | 0.66207 | 10 | 0.47807
60316 | 9.44 | 1 | 365 | 10.7999 | 0.63286 | 11 | 0.43274
64174 | 4.77 | 1 | 365 | 5.4571 | 0.93101 | 6 | 0.38816
62974 | 2.475 | 1 | 365 | 2.8315 | 0.67175 | 3 | 0.50329
47299 | 5.52 | 1 | 365 | 6.3152 | 0.64972 | 6 | 0.96491
64175 | 7.95 | 1 | 365 | 9.0952 | 0.21835 | 9 | 0.31359
49024 | 3.71 | 1 | 365 | 4.2444 | 0.5019 | 4 | 0.74634
64179 | 8.06 | 1 | 365 | 9.2211 | 0.47042 | 9 | 0.69152
64180 | 14.045 | 1 | 365 | 16.0683 | 0.18575 | 16 | 0.25401
62039 | 9.12 | 1 | 365 | 10.4338 | 0.89954 | 11 | 0.33333
64178 | 5.46 | 1 | 365 | 6.2465 | 0.51222 | 6 | 0.75877
64185 | 5.3 | 1 | 365 | 6.0635 | 0.14556 | 6 | 0.20906
62242 | 6.9 | 1 | 365 | 7.894 | 0.81215 | 8 | 0.70614
64188 | 6.5 | 1 | 365 | 7.4364 | 0.8955 | 8 | 0.33187
64191 | 10.92 | 1 | 365 | 12.4931 | 0.024447 | 12 | 0.51754
62716 | 6.6 | 1 | 365 | 7.5508 | 0.12467 | 7 | 0.67544
64195 | 9.36 | 1 | 365 | 10.7084 | 0.44953 | 11 | 0.15789
62806 | 8.1 | 1 | 365 | 9.2669 | 0.56209 | 9 | 0.82894
64194 | 8.06 | 1 | 365 | 9.2211 | 0.47042 | 9 | 0.69152
64198 | 3.465 | 1 | 365 | 3.9642 | 0.94045 | 4 | 0.9046
60490 | 6.095 | 1 | 365 | 6.973 | 0.9674 | 7 | 0.94042
64206 | 13.515 | 1 | 365 | 15.4619 | 0.97119 | 16 | 0.43311
64208 | 7.95 | 1 | 365 | 9.0952 | 0.21835 | 9 | 0.31359
60200 | 2.12 | 1 | 365 | 2.4254 | 0.85823 | 3 | 0.28362
64213 | 8.32 | 1 | 365 | 9.5185 | 0.066245 | 9 | 0.58479
64227 | 5.61 | 1 | 365 | 6.4182 | 0.85597 | 7 | 0.27412
60341 | 2.08 | 1 | 365 | 2.3796 | 0.76656 | 3 | 0.1462
64232 | 5.565 | 1 | 365 | 6.3667 | 0.75284 | 7 | 0.11951
64234 | 10.14 | 1 | 365 | 11.6007 | 0.23699 | 11 | 0.83771
64239 | 8.215 | 1 | 365 | 9.3984 | 0.82563 | 10 | 0.22405
64242 | 9.88 | 1 | 365 | 11.3033 | 0.64117 | 11 | 0.94444
64244 | 2.6 | 1 | 365 | 2.9745 | 0.9582 | 3 | 0.93275
64247 | 5.2 | 1 | 365 | 5.9491 | 0.9164 | 6 | 0.86549
64249 | 3.71 | 1 | 365 | 4.2444 | 0.5019 | 4 | 0.74634
64333 | 5.46 | 1 | 365 | 6.2465 | 0.51222 | 6 | 0.75877
64407 | 9.69 | 1 | 365 | 11.0859 | 0.20576 | 11 | 0.29166
37964 | 4.42 | 1 | 365 | 5.0567 | 0.12894 | 5 | 0.18567
50766 | 6.89 | 1 | 365 | 7.8825 | 0.78923 | 8 | 0.67178
58215 | 9.1 | 1 | 365 | 10.4109 | 0.85371 | 11 | 0.26462
49777 | 17.225 | 1 | 365 | 19.7064 | 0.47309 | 20 | 0.17945
58005 | 5.3 | 1 | 365 | 6.0635 | 0.14556 | 6 | 0.20906
48530 | 10.6 | 1 | 365 | 12.127 | 0.29113 | 12 | 0.41812
64102 | 11.772 | 1 | 365 | 13.4678 | 0.9769 | 14 | 0.44473
64120 | 6.5 | 1 | 365 | 7.4364 | 0.8955 | 8 | 0.33187
64093 | 6.84 | 1 | 365 | 7.8253 | 0.67465 | 8 | 0.5
64252 | 7.8 | 1 | 365 | 8.9236 | 0.8746 | 9 | 0.79824
64261 | 13.5 | 1 | 365 | 15.4448 | 0.93682 | 16 | 0.38157
63295 | 7.95 | 1 | 365 | 9.0952 | 0.21835 | 9 | 0.31359
64289 | 11.13 | 1 | 365 | 12.7333 | 0.50569 | 13 | 0.23903
64368 | 4.5 | 1 | 365 | 5.1483 | 0.31227 | 5 | 0.46052
64115 | 6.84 | 1 | 365 | 7.8253 | 0.67465 | 8 | 0.5
64377 | 5.886 | 1 | 365 | 6.7339 | 0.48845 | 7 | 0.22237
64393 | 9.425 | 1 | 365 | 10.7827 | 0.59848 | 11 | 0.38121
64255 | 8.4 | 1 | 365 | 9.6101 | 0.24957 | 9 | 0.85964
64395 | 3.924 | 1 | 365 | 4.4893 | 0.9923 | 5 | 0.48158
64414 | 3.71 | 1 | 365 | 4.2444 | 0.5019 | 4 | 0.74634
64425 | 2.385 | 1 | 365 | 2.7286 | 0.4655 | 3 | 0.19408
64450 | 4.845 | 1 | 365 | 5.543 | 0.10288 | 5 | 0.64583
64462 | 3.36 | 1 | 365 | 3.844 | 0.69983 | 4 | 0.54386
64505 | 9 | 1 | 365 | 10.2965 | 0.62454 | 10 | 0.92105
64513 | 6 | 1 | 365 | 6.8643 | 0.7497 | 7 | 0.61403
56953 | 18.555 | 1 | 365 | 21.228 | 0.52093 | 21 | 0.74889
64518 | 8.84 | 1 | 365 | 10.1135 | 0.25789 | 10 | 0.37134
64524 | 6.5 | 1 | 365 | 7.4364 | 0.8955 | 8 | 0.33187
64523 | 11.34 | 1 | 365 | 12.9736 | 0.98693 | 13 | 0.96052
64528 | 7.42 | 1 | 365 | 8.4889 | 0.0037907 | 8 | 0.49269
64537 | 6.36 | 1 | 365 | 7.2762 | 0.57468 | 7 | 0.85087
64550 | 8.58 | 1 | 365 | 9.816 | 0.66207 | 10 | 0.47807
64554 | 7.54 | 1 | 365 | 8.6262 | 0.27878 | 8 | 0.90497
64073 | 7.125 | 1 | 365 | 8.1514 | 0.32776 | 8 | 0.47916
64566 | 9.54 | 1 | 365 | 10.9143 | 0.86202 | 11 | 0.77631
64569 | 4.68 | 1 | 365 | 5.3542 | 0.72476 | 6 | 0.078945
64577 | 4.095 | 1 | 365 | 4.6849 | 0.38417 | 5 | 0.069077
64578 | 7.875 | 1 | 365 | 9.0094 | 0.046476 | 9 | 0.055917
38030 | 7.54 | 1 | 365 | 8.6262 | 0.27878 | 8 | 0.90497
64582 | 6.76 | 1 | 365 | 7.7338 | 0.49132 | 8 | 0.22514
64587 | 7.155 | 1 | 365 | 8.1857 | 0.39651 | 8 | 0.58223
64589 | 2.65 | 1 | 365 | 3.0317 | 0.072782 | 3 | 0.10453
64592 | 8.84 | 1 | 365 | 10.1135 | 0.25789 | 10 | 0.37134
64591 | 4.41 | 1 | 365 | 5.0453 | 0.10603 | 5 | 0.15131
60188 | 4.16 | 1 | 365 | 4.7593 | 0.53312 | 5 | 0.2924
64601 | 9.88 | 1 | 365 | 11.3033 | 0.64117 | 11 | 0.94444
64603 | 5.83 | 1 | 365 | 6.6698 | 0.36012 | 7 | 0.029968
64605 | 4.59 | 1 | 365 | 5.2512 | 0.51852 | 5 | 0.76973
64617 | 3.15 | 1 | 365 | 3.6038 | 0.21859 | 3 | 0.82237
64618 | 8.58 | 1 | 365 | 9.816 | 0.66207 | 10 | 0.47807
64622 | 4.505 | 1 | 365 | 5.154 | 0.32373 | 5 | 0.4777
64624 | 4.14 | 1 | 365 | 4.7364 | 0.48729 | 5 | 0.22368
64627 | 7.95 | 1 | 365 | 9.0952 | 0.21835 | 9 | 0.31359
64628 | 4.24 | 1 | 365 | 4.8508 | 0.71645 | 5 | 0.56725
64632 | 4.505 | 1 | 365 | 5.154 | 0.32373 | 5 | 0.4777
64631 | 9.12 | 1 | 365 | 10.4338 | 0.89954 | 11 | 0.33333
64633 | 6.6 | 1 | 365 | 7.5508 | 0.12467 | 7 | 0.67544
64639 | 6.89 | 1 | 365 | 7.8825 | 0.78923 | 8 | 0.67178
64647 | 12 | 1 | 365 | 13.7287 | 0.49939 | 14 | 0.22806
64649 | 8.215 | 1 | 365 | 9.3984 | 0.82563 | 10 | 0.22405
64651 | 9.12 | 1 | 365 | 10.4338 | 0.89954 | 11 | 0.33333
64664 | 12.19 | 1 | 365 | 13.946 | 0.9348 | 14 | 0.88084
64680 | 6.625 | 1 | 365 | 7.5794 | 0.18196 | 7 | 0.76133
64681 | 12 | 1 | 365 | 13.7287 | 0.49939 | 14 | 0.22806
64740 | 5.4 | 1 | 365 | 6.1779 | 0.37473 | 6 | 0.55263
48254 | 11.4 | 1 | 365 | 13.0422 | 0.12442 | 13 | 0.16666
64753 | 7.685 | 1 | 365 | 8.7921 | 0.61107 | 9 | 0.40314
64773 | 7.41 | 1 | 365 | 8.4775 | 0.98087 | 9 | 0.45833
64775 | 6.93 | 1 | 365 | 7.9283 | 0.8809 | 8 | 0.80921
64776 | 3.15 | 1 | 365 | 3.6038 | 0.21859 | 3 | 0.82237
64798 | 13.11 | 1 | 365 | 14.9986 | 0.043086 | 15 | 0.04166
61948 | 8.97 | 1 | 365 | 10.2622 | 0.5558 | 10 | 0.81798
64827 | 7.28 | 1 | 365 | 8.3287 | 0.68296 | 9 | 0.011692
64829 | 4.59 | 1 | 365 | 5.2512 | 0.51852 | 5 | 0.76973
64849 | 4.77 | 1 | 365 | 5.4571 | 0.93101 | 6 | 0.38816
64903 | 5.44 | 1 | 365 | 6.2237 | 0.46639 | 6 | 0.69006
64913 | 3.705 | 1 | 365 | 4.2387 | 0.49044 | 4 | 0.72916
64916 | 4.275 | 1 | 365 | 4.8908 | 0.79666 | 5 | 0.6875
64918 | 3.99 | 1 | 365 | 4.5648 | 0.14355 | 4 | 0.70833
64923 | 6.24 | 1 | 365 | 7.1389 | 0.29968 | 7 | 0.43859
64147 | 7.95 | 1 | 365 | 9.0952 | 0.21835 | 9 | 0.31359
64931 | 9.69 | 1 | 365 | 11.0859 | 0.20576 | 11 | 0.29166
64933 | 10.07 | 1 | 365 | 11.5206 | 0.076573 | 11 | 0.59722
64945 | 4.56 | 1 | 365 | 5.2169 | 0.44977 | 5 | 0.66666
64948 | 5.7 | 1 | 365 | 6.5211 | 0.062211 | 6 | 0.58333
65026 | 7.695 | 1 | 365 | 8.8035 | 0.63399 | 9 | 0.4375
65028 | 13.395 | 1 | 365 | 15.3246 | 0.6962 | 16 | 0.020826
65033 | 10.545 | 1 | 365 | 12.0641 | 0.16509 | 12 | 0.22916
64999 | 5.1 | 1 | 365 | 5.8347 | 0.68724 | 6 | 0.52193
65001 | 6.3 | 1 | 365 | 7.2076 | 0.43718 | 7 | 0.64473
65004 | 7.2 | 1 | 365 | 8.2372 | 0.49964 | 8 | 0.73684
65009 | 4.5 | 1 | 365 | 5.1483 | 0.31227 | 5 | 0.46052
65035 | 3.71 | 1 | 365 | 4.2444 | 0.5019 | 4 | 0.74634
65036 | 11.13 | 1 | 365 | 12.7333 | 0.50569 | 13 | 0.23903
65037 | 8.265 | 1 | 365 | 9.4556 | 0.94021 | 10 | 0.39583
65038 | 5.035 | 1 | 365 | 5.7603 | 0.53829 | 6 | 0.29861
64580 | 7.04 | 1 | 365 | 8.0542 | 0.13298 | 8 | 0.18713
65073 | 4.16 | 1 | 365 | 4.7593 | 0.53312 | 5 | 0.2924
65083 | 9.62 | 1 | 365 | 11.0058 | 0.045346 | 11 | 0.051165
65089 | 6.36 | 1 | 365 | 7.2762 | 0.57468 | 7 | 0.85087
34324 | 392.04 | 0.9 | 365 | 403.6641 | 0.56462 | 404 | 0.22877
65091 | 7.155 | 1 | 365 | 8.1857 | 0.39651 | 8 | 0.58223
65092 | 2.6 | 1 | 365 | 2.9745 | 0.9582 | 3 | 0.93275
65094 | 3.18 | 1 | 365 | 3.6381 | 0.28734 | 3 | 0.92544
64909 | 6.84 | 1 | 365 | 7.8253 | 0.67465 | 8 | 0.5
48410 | 24.255 | 1 | 365 | 27.7491 | 0.58315 | 28 | 0.33222
65098 | 5.72 | 1 | 365 | 6.544 | 0.10804 | 6 | 0.65204
65102 | 9.28 | 1 | 365 | 10.6168 | 0.2662 | 10 | 0.88304
65104 | 6.5 | 1 | 365 | 7.4364 | 0.8955 | 8 | 0.33187
65105 | 12.19 | 1 | 365 | 13.946 | 0.9348 | 14 | 0.88084
65103 | 8.67 | 1 | 365 | 9.919 | 0.86831 | 10 | 0.78728
65106 | 11.925 | 1 | 365 | 13.6429 | 0.32752 | 13 | 0.97039
65107 | 7.95 | 1 | 365 | 9.0952 | 0.21835 | 9 | 0.31359
65108 | 2.85 | 1 | 365 | 3.2606 | 0.53111 | 3 | 0.79167
65109 | 4.845 | 1 | 365 | 5.543 | 0.10288 | 5 | 0.64583
65111 | 6.24 | 1 | 365 | 7.1389 | 0.29968 | 7 | 0.43859
65113 | 10.4 | 1 | 365 | 11.8982 | 0.83281 | 12 | 0.73099
65131 | 10.545 | 1 | 365 | 12.0641 | 0.16509 | 12 | 0.22916
65135 | 2.86 | 1 | 365 | 3.272 | 0.55402 | 3 | 0.82602
63872 | 29.76 | 0.9 | 365 | 30.6424 | 0.37864 | 31 | 0.021039
65140 | 8.58 | 1 | 365 | 9.816 | 0.66207 | 10 | 0.47807
63824 | 6.3 | 1 | 365 | 7.2076 | 0.43718 | 7 | 0.64473
65202 | 2.55 | 1 | 365 | 2.9173 | 0.84362 | 3 | 0.76096
65203 | 4.08 | 1 | 365 | 4.6677 | 0.34979 | 5 | 0.017542
65206 | 4.2 | 1 | 365 | 4.805 | 0.62479 | 5 | 0.42982
65215 | 13.5 | 1 | 365 | 15.4448 | 0.93682 | 16 | 0.38157
65214 | 8.84 | 1 | 365 | 10.1135 | 0.25789 | 10 | 0.37134
63842 | 7.56 | 1 | 365 | 8.6491 | 0.32462 | 8 | 0.97368
63845 | 11.34 | 1 | 365 | 12.9736 | 0.98693 | 13 | 0.96052
65394 | 4.77 | 1 | 365 | 5.4571 | 0.93101 | 6 | 0.38816
37301 | 598.5 | 0.9 | 365 | 616.2458 | 0.37896 | 616 | 0.62472
65221 | 3.9 | 1 | 365 | 4.4618 | 0.9373 | 5 | 0.39912
65227 | 6.095 | 1 | 365 | 6.973 | 0.9674 | 7 | 0.94042
65239 | 6.625 | 1 | 365 | 7.5794 | 0.18196 | 7 | 0.76133
65281 | 12 | 1 | 365 | 13.7287 | 0.49939 | 14 | 0.22806
65324 | 6.4 | 1 | 365 | 7.322 | 0.66634 | 7 | 0.9883
65333 | 15.3 | 1 | 365 | 17.5041 | 0.061725 | 17 | 0.56578
65349 | 7.685 | 1 | 365 | 8.7921 | 0.61107 | 9 | 0.40314
65356 | 5.83 | 1 | 365 | 6.6698 | 0.36012 | 7 | 0.029968
65368 | 4.77 | 1 | 365 | 5.4571 | 0.93101 | 6 | 0.38816
65369 | 6.63 | 1 | 365 | 7.5851 | 0.19341 | 7 | 0.77851
65376 | 7.685 | 1 | 365 | 8.7921 | 0.61107 | 9 | 0.40314
65374 | 5.4 | 1 | 365 | 6.1779 | 0.37473 | 6 | 0.55263
65379 | 5.83 | 1 | 365 | 6.6698 | 0.36012 | 7 | 0.029968
65385 | 9.135 | 1 | 365 | 10.451 | 0.93391 | 11 | 0.38486
65388 | 6.3 | 1 | 365 | 7.2076 | 0.43718 | 7 | 0.64473
63054 | 5.83 | 1 | 365 | 6.6698 | 0.36012 | 7 | 0.029968
63060 | 7.95 | 1 | 365 | 9.0952 | 0.21835 | 9 | 0.31359
63062 | 10.92 | 1 | 365 | 12.4931 | 0.024447 | 12 | 0.51754
63066 | 4.42 | 1 | 365 | 5.0567 | 0.12894 | 5 | 0.18567
63067 | 5.2 | 1 | 365 | 5.9491 | 0.9164 | 6 | 0.86549
63080 | 10.6 | 1 | 365 | 12.127 | 0.29113 | 12 | 0.41812
63076 | 14.025 | 1 | 365 | 16.0454 | 0.13991 | 16 | 0.1853
63082 | 5.1 | 1 | 365 | 5.8347 | 0.68724 | 6 | 0.52193
63085 | 8.58 | 1 | 365 | 9.816 | 0.66207 | 10 | 0.47807
63095 | 5.72 | 1 | 365 | 6.544 | 0.10804 | 6 | 0.65204
63113 | 11.925 | 1 | 365 | 13.6429 | 0.32752 | 13 | 0.97039
63199 | 6.9 | 1 | 365 | 7.894 | 0.81215 | 8 | 0.70614
63211 | 6.6 | 1 | 365 | 7.5508 | 0.12467 | 7 | 0.67544
63223 | 4.2 | 1 | 365 | 4.805 | 0.62479 | 5 | 0.42982
63284 | 4.8 | 1 | 365 | 5.4915 | 0.99976 | 6 | 0.49123
62031 | 10.2 | 1 | 365 | 11.6694 | 0.37448 | 12 | 0.043854
60962 | 8.82 | 1 | 365 | 10.0906 | 0.21205 | 10 | 0.30263
63303 | 18 | 1 | 365 | 20.593 | 0.24909 | 20 | 0.8421
63402 | 7.5 | 1 | 365 | 8.5804 | 0.18712 | 8 | 0.76754
63407 | 6.9 | 1 | 365 | 7.894 | 0.81215 | 8 | 0.70614
63408 | 3.71 | 1 | 365 | 4.2444 | 0.5019 | 4 | 0.74634
63225 | 8.4 | 1 | 365 | 9.6101 | 0.24957 | 9 | 0.85964
63442 | 8.32 | 1 | 365 | 9.5185 | 0.066245 | 9 | 0.58479
63205 | 12 | 1 | 365 | 13.7287 | 0.49939 | 14 | 0.22806
63500 | 8.1 | 1 | 365 | 9.2669 | 0.56209 | 9 | 0.82894
63518 | 5.4 | 1 | 365 | 6.1779 | 0.37473 | 6 | 0.55263
26472 | 1827.9 | 1 | 365 | 2091.22 | 0.84489 | 2092 | 0.064849
26482 | 1624.8 | 1 | 365 | 1858.8622 | 0.41768 | 1859 | 0.27987
63532 | 6.095 | 1 | 365 | 6.973 | 0.9674 | 7 | 0.94042
63667 | 12.19 | 1 | 365 | 13.946 | 0.9348 | 14 | 0.88084
63615 | 9.975 | 1 | 365 | 11.412 | 0.85887 | 12 | 0.27083
34600 | 302.4 | 0.9 | 365 | 311.3663 | 0.68621 | 312 | 0.052492
63892 | 200.88 | 0.9 | 365 | 206.8362 | 0.30584 | 207 | 0.14201
51829 | 187.86 | 0.9 | 365 | 193.4301 | 0.45268 | 193 | 0.88281
63581 | 11.34 | 1 | 365 | 12.9736 | 0.98693 | 13 | 0.96052
63584 | 12.6 | 1 | 365 | 14.4151 | 0.87436 | 15 | 0.28947
63585 | 15 | 1 | 365 | 17.1608 | 0.37424 | 17 | 0.53508
63586 | 7.8 | 1 | 365 | 8.9236 | 0.8746 | 9 | 0.79824
63589 | 7.5 | 1 | 365 | 8.5804 | 0.18712 | 8 | 0.76754
63591 | 11.025 | 1 | 365 | 12.6132 | 0.26507 | 12 | 0.87828
63592 | 9.6 | 1 | 365 | 10.9829 | 0.99951 | 11 | 0.98245
63593 | 14.1 | 1 | 365 | 16.1312 | 0.31179 | 16 | 0.44298
63594 | 14.1 | 1 | 365 | 16.1312 | 0.31179 | 16 | 0.44298
63595 | 8.82 | 1 | 365 | 10.0906 | 0.21205 | 10 | 0.30263
63596 | 3.3 | 1 | 365 | 3.7754 | 0.56233 | 4 | 0.33772
63715 | 6.6 | 1 | 365 | 7.5508 | 0.12467 | 7 | 0.67544
63728 | 9.3 | 1 | 365 | 10.6397 | 0.31203 | 10 | 0.95175
63772 | 4.8 | 1 | 365 | 5.4915 | 0.99976 | 6 | 0.49123
63776 | 14.49 | 1 | 365 | 16.5774 | 0.20552 | 16 | 0.78289
63674 | 3.71 | 1 | 365 | 4.2444 | 0.5019 | 4 | 0.74634
63771 | 7.95 | 1 | 365 | 9.0952 | 0.21835 | 9 | 0.31359
35160 | 151.2 | 0.9 | 365 | 155.6831 | 0.84311 | 156 | 0.52625
35138 | 212.04 | 0.9 | 365 | 218.3271 | 0.32283 | 218 | 0.6499
63909 | 143.64 | 0.9 | 365 | 147.899 | 0.25095 | 148 | 0.14993
34799 | 128.44 | 0.9 | 365 | 132.2483 | 0.90164 | 133 | 0.14994
34780 | 88.35 | 0.9 | 365 | 90.9696 | 0.21785 | 91 | 0.18746
35149 | 87.36 | 0.9 | 365 | 89.9503 | 0.17602 | 90 | 0.12628
35250 | 85.05 | 0.9 | 365 | 87.5718 | 0.41175 | 87 | 0.98351
34618 | 75.64 | 0.9 | 365 | 77.8828 | 0.0040508 | 77 | 0.88681
39968 | 6.325 | 1 | 365 | 7.2362 | 0.49447 | 7 | 0.73063
63816 | 6.6 | 1 | 365 | 7.5508 | 0.12467 | 7 | 0.67544
63837 | 9.765 | 1 | 365 | 11.1717 | 0.37763 | 11 | 0.54934
63843 | 12 | 1 | 365 | 13.7287 | 0.49939 | 14 | 0.22806
47806 | 24.96 | 1 | 365 | 28.5556 | 0.19874 | 28 | 0.75437
34558 | 60.495 | 0.9 | 365 | 62.2887 | 0.76818 | 63 | 0.05688
63900 | 8.7 | 1 | 365 | 9.9533 | 0.93706 | 10 | 0.89035
47275 | 10.8 | 1 | 365 | 12.3558 | 0.74945 | 13 | 0.10526
63590 | 11.025 | 1 | 365 | 12.6132 | 0.26507 | 12 | 0.87828
63106 | 3.924 | 1 | 365 | 4.4893 | 0.9923 | 5 | 0.48158
62091 | 6.875 | 1 | 365 | 7.8654 | 0.75486 | 8 | 0.62025
26685 | 2179.3 | 0.9 | 365 | 2243.9171 | 0.70687 | 2244 | 0.62399
35100 | 74.4 | 0.9 | 365 | 76.606 | 0.44661 | 77 | 0.052597
62715 | 5.4 | 1 | 365 | 6.1779 | 0.37473 | 6 | 0.55263
35249 | 64.79 | 0.9 | 365 | 66.711 | 0.62642 | 67 | 0.33747
63863 | 23.94 | 1 | 365 | 27.3887 | 0.86129 | 28 | 0.24999
45447 | 24.255 | 1 | 365 | 27.7491 | 0.58315 | 28 | 0.33222
64220 | 5.1 | 1 | 365 | 5.8347 | 0.68724 | 6 | 0.52193
35168 | 70.98 | 0.9 | 365 | 73.0846 | 0.39301 | 73 | 0.4776
44550 | 30.24 | 0.9 | 365 | 31.1366 | 0.36862 | 31 | 0.50525
61237 | 9.72 | 1 | 365 | 11.1202 | 0.27451 | 11 | 0.39473
64292 | 5.7 | 1 | 365 | 6.5211 | 0.062211 | 6 | 0.58333
37709 | 24.885 | 1 | 365 | 28.4698 | 0.026864 | 28 | 0.4967
64468 | 5.565 | 1 | 365 | 6.3667 | 0.75284 | 7 | 0.11951
64478 | 9.54 | 1 | 365 | 10.9143 | 0.86202 | 11 | 0.77631
64416 | 3.71 | 1 | 365 | 4.2444 | 0.5019 | 4 | 0.74634
64279 | 5.035 | 1 | 365 | 5.7603 | 0.53829 | 6 | 0.29861
48617 | 4.2 | 1 | 365 | 4.805 | 0.62479 | 5 | 0.42982
64080 | 8.7 | 1 | 365 | 9.9533 | 0.93706 | 10 | 0.89035
64581 | 6.3 | 1 | 365 | 7.2076 | 0.43718 | 7 | 0.64473
64594 | 6.9 | 1 | 365 | 7.894 | 0.81215 | 8 | 0.70614
64597 | 8.1 | 1 | 365 | 9.2669 | 0.56209 | 9 | 0.82894
64613 | 4.5 | 1 | 365 | 5.1483 | 0.31227 | 5 | 0.46052
64665 | 6.625 | 1 | 365 | 7.5794 | 0.18196 | 7 | 0.76133
64692 | 7.2 | 1 | 365 | 8.2372 | 0.49964 | 8 | 0.73684
64693 | 12 | 1 | 365 | 13.7287 | 0.49939 | 14 | 0.22806
64432 | 15.3 | 1 | 365 | 17.5041 | 0.061725 | 17 | 0.56578
64707 | 10.865 | 1 | 365 | 12.4302 | 0.89841 | 13 | 0.32858
64710 | 12.985 | 1 | 365 | 14.8556 | 0.75663 | 15 | 0.6122
64717 | 4.8 | 1 | 365 | 5.4915 | 0.99976 | 6 | 0.49123
64723 | 6.625 | 1 | 365 | 7.5794 | 0.18196 | 7 | 0.76133
64727 | 4.77 | 1 | 365 | 5.4571 | 0.93101 | 6 | 0.38816
64729 | 7.42 | 1 | 365 | 8.4889 | 0.0037907 | 8 | 0.49269
64731 | 6.625 | 1 | 365 | 7.5794 | 0.18196 | 7 | 0.76133
64732 | 8.215 | 1 | 365 | 9.3984 | 0.82563 | 10 | 0.22405
60170 | 11.395 | 1 | 365 | 13.0365 | 0.11296 | 13 | 0.14948
51712 | 107.73 | 0.9 | 365 | 110.9242 | 0.18821 | 111 | 0.11245
44918 | 50.73 | 0.9 | 365 | 52.2342 | 0.62831 | 52 | 0.86248
64779 | 5.4 | 1 | 365 | 6.1779 | 0.37473 | 6 | 0.55263
64785 | 15.68 | 1 | 365 | 17.9388 | 0.93254 | 18 | 0.87134
64816 | 27 | 0.9 | 365 | 27.8006 | 0.68627 | 28 | 0.48683
64855 | 12 | 1 | 365 | 13.7287 | 0.49939 | 14 | 0.22806
64876 | 9.24 | 1 | 365 | 10.5711 | 0.17453 | 10 | 0.74561
64291 | 6.9 | 1 | 365 | 7.894 | 0.81215 | 8 | 0.70614
64895 | 6.9 | 1 | 365 | 7.894 | 0.81215 | 8 | 0.70614
47990 | 15.105 | 1 | 365 | 17.281 | 0.61486 | 17 | 0.89583
64722 | 9.805 | 1 | 365 | 11.2175 | 0.46929 | 11 | 0.68676
64907 | 5.035 | 1 | 365 | 5.7603 | 0.53829 | 6 | 0.29861
63706 | 15.18 | 1 | 365 | 17.3668 | 0.78673 | 18 | 0.1535
64925 | 16.38 | 1 | 365 | 18.7396 | 0.53667 | 19 | 0.27631
64928 | 9.8 | 1 | 365 | 11.2117 | 0.45784 | 11 | 0.66959
64950 | 9.72 | 1 | 365 | 11.1202 | 0.27451 | 11 | 0.39473
64543 | 45.885 | 0.9 | 365 | 47.2455 | 0.63572 | 47 | 0.88123
65052 | 8.12 | 1 | 365 | 9.2897 | 0.60792 | 9 | 0.89766
46398 | 5.985 | 1 | 365 | 6.8472 | 0.71532 | 7 | 0.5625
65133 | 4.95 | 1 | 365 | 5.6631 | 0.3435 | 6 | 0.0065764
65136 | 5.232 | 1 | 365 | 5.9857 | 0.98973 | 6 | 0.97544
54144 | 13.08 | 1 | 365 | 14.9643 | 0.97434 | 15 | 0.93859
65051 | 11.2 | 1 | 365 | 12.8134 | 0.6661 | 13 | 0.47953
65268 | 4.56 | 1 | 365 | 5.2169 | 0.44977 | 5 | 0.66666
58622 | 12.753 | 1 | 365 | 14.5901 | 0.22498 | 14 | 0.81513
58620 | 11.04 | 1 | 365 | 12.6304 | 0.29944 | 12 | 0.92982
65284 | 6.12 | 1 | 365 | 7.0016 | 0.02469 | 7 | 0.026313
65285 | 7.56 | 1 | 365 | 8.6491 | 0.32462 | 8 | 0.97368
65289 | 11.2 | 1 | 365 | 12.8134 | 0.6661 | 13 | 0.47953
65291 | 7.95 | 1 | 365 | 9.0952 | 0.21835 | 9 | 0.31359
65296 | 9.1 | 1 | 365 | 10.4109 | 0.85371 | 11 | 0.26462
65303 | 6.867 | 1 | 365 | 7.8562 | 0.73653 | 8 | 0.59276
65318 | 9.38 | 1 | 365 | 10.7312 | 0.49536 | 11 | 0.2266
65320 | 4.96 | 1 | 365 | 5.6745 | 0.36642 | 6 | 0.040933
65321 | 6.63 | 1 | 365 | 7.5851 | 0.19341 | 7 | 0.77851
65331 | 6 | 1 | 365 | 6.8643 | 0.7497 | 7 | 0.61403
65332 | 12.6 | 1 | 365 | 14.4151 | 0.87436 | 15 | 0.28947
63055 | 10.07 | 1 | 365 | 11.5206 | 0.076573 | 11 | 0.59722
63096 | 11.2 | 1 | 365 | 12.8134 | 0.6661 | 13 | 0.47953
63098 | 8.32 | 1 | 365 | 9.5185 | 0.066245 | 9 | 0.58479
63104 | 5.04 | 1 | 365 | 5.766 | 0.54974 | 6 | 0.31579
63103 | 7.29 | 1 | 365 | 8.3402 | 0.70588 | 9 | 0.046049
63107 | 6.625 | 1 | 365 | 7.5794 | 0.18196 | 7 | 0.76133
63117 | 8 | 1 | 365 | 9.1524 | 0.33293 | 9 | 0.48538
63120 | 3.99 | 1 | 365 | 4.5648 | 0.14355 | 4 | 0.70833
63122 | 7.95 | 1 | 365 | 9.0952 | 0.21835 | 9 | 0.31359
63124 | 7.42 | 1 | 365 | 8.4889 | 0.0037907 | 8 | 0.49269
63127 | 13.25 | 1 | 365 | 15.1587 | 0.36391 | 15 | 0.52265
63129 | 7.155 | 1 | 365 | 8.1857 | 0.39651 | 8 | 0.58223
63139 | 11.13 | 1 | 365 | 12.7333 | 0.50569 | 13 | 0.23903
63142 | 6.36 | 1 | 365 | 7.2762 | 0.57468 | 7 | 0.85087
63144 | 10.07 | 1 | 365 | 11.5206 | 0.076573 | 11 | 0.59722
62566 | 8.745 | 1 | 365 | 10.0048 | 0.040182 | 10 | 0.044952
63164 | 9.3 | 1 | 365 | 10.6397 | 0.31203 | 10 | 0.95175
63176 | 6.095 | 1 | 365 | 6.973 | 0.9674 | 7 | 0.94042
63182 | 1.56 | 1 | 365 | 1.7847 | 0.57492 | 2 | 0.35965
62266 | 7.42 | 1 | 365 | 8.4889 | 0.0037907 | 8 | 0.49269
63172 | 5.035 | 1 | 365 | 5.7603 | 0.53829 | 6 | 0.29861
63186 | 9.8 | 1 | 365 | 11.2117 | 0.45784 | 11 | 0.66959
63188 | 3.12 | 1 | 365 | 3.5695 | 0.14984 | 3 | 0.7193
63191 | 9.765 | 1 | 365 | 11.1717 | 0.37763 | 11 | 0.54934
63196 | 6.75 | 1 | 365 | 7.7224 | 0.46841 | 8 | 0.19079
63202 | 3.5 | 1 | 365 | 4.0042 | 0.020656 | 4 | 0.024852
63222 | 7.245 | 1 | 365 | 8.2887 | 0.60276 | 8 | 0.89144
63224 | 5.7 | 1 | 365 | 6.5211 | 0.062211 | 6 | 0.58333
62142 | 7.685 | 1 | 365 | 8.7921 | 0.61107 | 9 | 0.40314
58071 | 5.565 | 1 | 365 | 6.3667 | 0.75284 | 7 | 0.11951
62218 | 13 | 1 | 365 | 14.8727 | 0.79101 | 15 | 0.66374
63000 | 8.28 | 1 | 365 | 9.4728 | 0.97458 | 10 | 0.44736
63063 | 6.89 | 1 | 365 | 7.8825 | 0.78923 | 8 | 0.67178
63309 | 4.505 | 1 | 365 | 5.154 | 0.32373 | 5 | 0.4777
63314 | 8.48 | 1 | 365 | 9.7016 | 0.4329 | 10 | 0.1345
63317 | 6.625 | 1 | 365 | 7.5794 | 0.18196 | 7 | 0.76133
63318 | 6.095 | 1 | 365 | 6.973 | 0.9674 | 7 | 0.94042
63321 | 6.095 | 1 | 365 | 6.973 | 0.9674 | 7 | 0.94042
58001 | 8.06 | 1 | 365 | 9.2211 | 0.47042 | 9 | 0.69152
63341 | 9.54 | 1 | 365 | 10.9143 | 0.86202 | 11 | 0.77631
58609 | 7.42 | 1 | 365 | 8.4889 | 0.0037907 | 8 | 0.49269
63345 | 9.54 | 1 | 365 | 10.9143 | 0.86202 | 11 | 0.77631
63356 | 3.25 | 1 | 365 | 3.7182 | 0.44775 | 4 | 0.16593
63414 | 6.4 | 1 | 365 | 7.322 | 0.66634 | 7 | 0.9883
63415 | 3.9 | 1 | 365 | 4.4618 | 0.9373 | 5 | 0.39912
63417 | 9.69 | 1 | 365 | 11.0859 | 0.20576 | 11 | 0.29166
63418 | 9.18 | 1 | 365 | 10.5024 | 0.037035 | 10 | 0.53947
63419 | 4.485 | 1 | 365 | 5.1311 | 0.2779 | 5 | 0.40899
63427 | 4.77 | 1 | 365 | 5.4571 | 0.93101 | 6 | 0.38816
59209 | 9.01 | 1 | 365 | 10.3079 | 0.64746 | 10 | 0.9554
63453 | 6.625 | 1 | 365 | 7.5794 | 0.18196 | 7 | 0.76133
59518 | 8.745 | 1 | 365 | 10.0048 | 0.040182 | 10 | 0.044952
63509 | 5.13 | 1 | 365 | 5.869 | 0.75599 | 6 | 0.625
63504 | 9 | 1 | 365 | 10.2965 | 0.62454 | 10 | 0.92105
52902 | 6.9 | 1 | 365 | 7.894 | 0.81215 | 8 | 0.70614
63547 | 11.34 | 1 | 365 | 12.9736 | 0.98693 | 13 | 0.96052
63545 | 7.8 | 1 | 365 | 8.9236 | 0.8746 | 9 | 0.79824
63487 | 7.125 | 1 | 365 | 8.1514 | 0.32776 | 8 | 0.47916
63501 | 4.77 | 1 | 365 | 5.4571 | 0.93101 | 6 | 0.38816
63514 | 9.24 | 1 | 365 | 10.5711 | 0.17453 | 10 | 0.74561
63516 | 6.3 | 1 | 365 | 7.2076 | 0.43718 | 7 | 0.64473
63521 | 5.72 | 1 | 365 | 6.544 | 0.10804 | 6 | 0.65204
63523 | 9 | 1 | 365 | 10.2965 | 0.62454 | 10 | 0.92105
63503 | 121 | 0.8 | 365 | 110.7446 | 0.82843 | 111 | 0.57305
63537 | 9.01 | 1 | 365 | 10.3079 | 0.64746 | 10 | 0.9554
63541 | 4.16 | 1 | 365 | 4.7593 | 0.53312 | 5 | 0.2924
63555 | 10.395 | 1 | 365 | 11.8925 | 0.82135 | 12 | 0.71381
63574 | 7.95 | 1 | 365 | 9.0952 | 0.21835 | 9 | 0.31359
63663 | 3.975 | 1 | 365 | 4.5476 | 0.10917 | 4 | 0.6568
62546 | 10.07 | 1 | 365 | 11.5206 | 0.076573 | 11 | 0.59722
62139 | 8.48 | 1 | 365 | 9.7016 | 0.4329 | 10 | 0.1345
63766 | 6.36 | 1 | 365 | 7.2762 | 0.57468 | 7 | 0.85087
57136 | 6.625 | 1 | 365 | 7.5794 | 0.18196 | 7 | 0.76133
55145 | 8.06 | 1 | 365 | 9.2211 | 0.47042 | 9 | 0.69152
57094 | 4.42 | 1 | 365 | 5.0567 | 0.12894 | 5 | 0.18567
62824 | 8.215 | 1 | 365 | 9.3984 | 0.82563 | 10 | 0.22405
62565 | 10.335 | 1 | 365 | 11.8238 | 0.68385 | 12 | 0.50767
63558 | 5.44 | 1 | 365 | 6.2237 | 0.46639 | 6 | 0.69006
63534 | 15 | 1 | 365 | 17.1608 | 0.37424 | 17 | 0.53508
63562 | 11.655 | 1 | 365 | 13.334 | 0.70878 | 14 | 0.042757
63568 | 16.2 | 1 | 365 | 18.5337 | 0.12418 | 18 | 0.65789
63601 | 4.14 | 1 | 365 | 4.7364 | 0.48729 | 5 | 0.22368
63603 | 7.245 | 1 | 365 | 8.2887 | 0.60276 | 8 | 0.89144
63605 | 12 | 1 | 365 | 13.7287 | 0.49939 | 14 | 0.22806
63606 | 4.2 | 1 | 365 | 4.805 | 0.62479 | 5 | 0.42982
63607 | 7.685 | 1 | 365 | 8.7921 | 0.61107 | 9 | 0.40314
63610 | 5.12 | 1 | 365 | 5.8576 | 0.73307 | 6 | 0.59064
63611 | 5.44 | 1 | 365 | 6.2237 | 0.46639 | 6 | 0.69006
63644 | 11.96 | 1 | 365 | 13.6829 | 0.40773 | 14 | 0.090637
63775 | 5.72 | 1 | 365 | 6.544 | 0.10804 | 6 | 0.65204
63782 | 8.4 | 1 | 365 | 9.6101 | 0.24957 | 9 | 0.85964
63785 | 7.84 | 1 | 365 | 8.9694 | 0.96627 | 9 | 0.93567
63809 | 10.4 | 1 | 365 | 11.8982 | 0.83281 | 12 | 0.73099
63810 | 4.42 | 1 | 365 | 5.0567 | 0.12894 | 5 | 0.18567
63815 | 9.36 | 1 | 365 | 10.7084 | 0.44953 | 11 | 0.15789
63906 | 11.2 | 1 | 365 | 12.8134 | 0.6661 | 13 | 0.47953
63938 | 4.94 | 1 | 365 | 5.6516 | 0.32058 | 5 | 0.97222
63939 | 5.83 | 1 | 365 | 6.6698 | 0.36012 | 7 | 0.029968
63948 | 8.67 | 1 | 365 | 9.919 | 0.86831 | 10 | 0.78728
63755 | 6.213 | 1 | 365 | 7.108 | 0.23781 | 7 | 0.34583
63802 | 6.72 | 1 | 365 | 7.6881 | 0.39966 | 8 | 0.087716
63859 | 7.8 | 1 | 365 | 8.9236 | 0.8746 | 9 | 0.79824
57107 | 8.96 | 1 | 365 | 10.2507 | 0.53288 | 10 | 0.78362
63860 | 3.6 | 1 | 365 | 4.1186 | 0.24982 | 4 | 0.36842
63861 | 6.3 | 1 | 365 | 7.2076 | 0.43718 | 7 | 0.64473
63865 | 7.194 | 1 | 365 | 8.2303 | 0.48589 | 8 | 0.71622
63871 | 11.4 | 1 | 365 | 13.0422 | 0.12442 | 13 | 0.16666
60215 | 9.36 | 1 | 365 | 10.7084 | 0.44953 | 11 | 0.15789
63874 | 6.6 | 1 | 365 | 7.5508 | 0.12467 | 7 | 0.67544
62552 | 11.925 | 1 | 365 | 13.6429 | 0.32752 | 13 | 0.97039
62864 | 5.035 | 1 | 365 | 5.7603 | 0.53829 | 6 | 0.29861
62842 | 6.89 | 1 | 365 | 7.8825 | 0.78923 | 8 | 0.67178
62759 | 9.275 | 1 | 365 | 10.6111 | 0.25474 | 10 | 0.86586
62861 | 5.83 | 1 | 365 | 6.6698 | 0.36012 | 7 | 0.029968
62856 | 5.83 | 1 | 365 | 6.6698 | 0.36012 | 7 | 0.029968
62540 | 7.155 | 1 | 365 | 8.1857 | 0.39651 | 8 | 0.58223
62740 | 4.77 | 1 | 365 | 5.4571 | 0.93101 | 6 | 0.38816
62703 | 5.035 | 1 | 365 | 5.7603 | 0.53829 | 6 | 0.29861
62867 | 6.89 | 1 | 365 | 7.8825 | 0.78923 | 8 | 0.67178
61785 | 7.95 | 1 | 365 | 9.0952 | 0.21835 | 9 | 0.31359
62769 | 5.83 | 1 | 365 | 6.6698 | 0.36012 | 7 | 0.029968
62777 | 7.155 | 1 | 365 | 8.1857 | 0.39651 | 8 | 0.58223
62912 | 9.54 | 1 | 365 | 10.9143 | 0.86202 | 11 | 0.77631
55040 | 10.4 | 1 | 365 | 11.8982 | 0.83281 | 12 | 0.73099
62770 | 8.48 | 1 | 365 | 9.7016 | 0.4329 | 10 | 0.1345
63271 | 6.625 | 1 | 365 | 7.5794 | 0.18196 | 7 | 0.76133
62773 | 8.215 | 1 | 365 | 9.3984 | 0.82563 | 10 | 0.22405
62834 | 9.01 | 1 | 365 | 10.3079 | 0.64746 | 10 | 0.9554
62931 | 5.035 | 1 | 365 | 5.7603 | 0.53829 | 6 | 0.29861
62827 | 4.505 | 1 | 365 | 5.154 | 0.32373 | 5 | 0.4777
62732 | 3.18 | 1 | 365 | 3.6381 | 0.28734 | 3 | 0.92544
62831 | 4.77 | 1 | 365 | 5.4571 | 0.93101 | 6 | 0.38816
62841 | 7.155 | 1 | 365 | 8.1857 | 0.39651 | 8 | 0.58223
63982 | 10.6 | 1 | 365 | 12.127 | 0.29113 | 12 | 0.41812
63983 | 8.06 | 1 | 365 | 9.2211 | 0.47042 | 9 | 0.69152
62890 | 8.48 | 1 | 365 | 9.7016 | 0.4329 | 10 | 0.1345
62260 | 5.83 | 1 | 365 | 6.6698 | 0.36012 | 7 | 0.029968
63989 | 9.275 | 1 | 365 | 10.6111 | 0.25474 | 10 | 0.86586
63992 | 5.88 | 1 | 365 | 6.727 | 0.4747 | 7 | 0.20175
64019 | 4.41 | 1 | 365 | 5.0453 | 0.10603 | 5 | 0.15131
64020 | 6.6 | 1 | 365 | 7.5508 | 0.12467 | 7 | 0.67544
64023 | 10.335 | 1 | 365 | 11.8238 | 0.68385 | 12 | 0.50767
64024 | 11.2 | 1 | 365 | 12.8134 | 0.6661 | 13 | 0.47953
62695 | 6.89 | 1 | 365 | 7.8825 | 0.78923 | 8 | 0.67178
62882 | 5.035 | 1 | 365 | 5.7603 | 0.53829 | 6 | 0.29861
64048 | 11.725 | 1 | 365 | 13.4141 | 0.8692 | 14 | 0.28325
64058 | 13.25 | 1 | 365 | 15.1587 | 0.36391 | 15 | 0.52265
64069 | 10.335 | 1 | 365 | 11.8238 | 0.68385 | 12 | 0.50767
64274 | 4.24 | 1 | 365 | 4.8508 | 0.71645 | 5 | 0.56725
64277 | 4.77 | 1 | 365 | 5.4571 | 0.93101 | 6 | 0.38816
64290 | 7.42 | 1 | 365 | 8.4889 | 0.0037907 | 8 | 0.49269
57307 | 6.36 | 1 | 365 | 7.2762 | 0.57468 | 7 | 0.85087
58233 | 8.48 | 1 | 365 | 9.7016 | 0.4329 | 10 | 0.1345
64053 | 5.865 | 1 | 365 | 6.7099 | 0.44033 | 7 | 0.15022
64054 | 4.95 | 1 | 365 | 5.6631 | 0.3435 | 6 | 0.0065764
64071 | 8.37 | 1 | 365 | 9.5757 | 0.18083 | 9 | 0.75657
64067 | 6.3 | 1 | 365 | 7.2076 | 0.43718 | 7 | 0.64473
43191 | 6.095 | 1 | 365 | 6.973 | 0.9674 | 7 | 0.94042
43895 | 9.35 | 1 | 365 | 10.6969 | 0.42661 | 11 | 0.12353
43916 | 5.75 | 1 | 365 | 6.5783 | 0.17679 | 6 | 0.75511
64453 | 5.44 | 1 | 365 | 6.2237 | 0.46639 | 6 | 0.69006
64077 | 6.4 | 1 | 365 | 7.322 | 0.66634 | 7 | 0.9883
64091 | 8.19 | 1 | 365 | 9.3698 | 0.76834 | 10 | 0.13815
64100 | 7.84 | 1 | 365 | 8.9694 | 0.96627 | 9 | 0.93567
64111 | 6.825 | 1 | 365 | 7.8082 | 0.64028 | 8 | 0.44846
64116 | 3.12 | 1 | 365 | 3.5695 | 0.14984 | 3 | 0.7193
64121 | 7.5 | 1 | 365 | 8.5804 | 0.18712 | 8 | 0.76754
64122 | 10.88 | 1 | 365 | 12.4473 | 0.93278 | 13 | 0.38011
64125 | 10.56 | 1 | 365 | 12.0812 | 0.19946 | 12 | 0.2807
64150 | 9.45 | 1 | 365 | 10.8113 | 0.65577 | 11 | 0.4671
64153 | 3.5 | 1 | 365 | 4.0042 | 0.020656 | 4 | 0.024852
64171 | 6.96 | 1 | 365 | 7.9626 | 0.94965 | 8 | 0.91228
64184 | 10.8 | 1 | 365 | 12.3558 | 0.74945 | 13 | 0.10526
64192 | 5.12 | 1 | 365 | 5.8576 | 0.73307 | 6 | 0.59064
64204 | 6.44 | 1 | 365 | 7.3677 | 0.75801 | 8 | 0.12573
64217 | 13.395 | 1 | 365 | 15.3246 | 0.6962 | 16 | 0.020826
64235 | 3.84 | 1 | 365 | 4.3932 | 0.79981 | 5 | 0.19298
64237 | 6.9 | 1 | 365 | 7.894 | 0.81215 | 8 | 0.70614
64240 | 9.62 | 1 | 365 | 11.0058 | 0.045346 | 11 | 0.051165
64254 | 8.04 | 1 | 365 | 9.1982 | 0.42459 | 9 | 0.6228
64260 | 7.5 | 1 | 365 | 8.5804 | 0.18712 | 8 | 0.76754
64265 | 6.72 | 1 | 365 | 7.6881 | 0.39966 | 8 | 0.087716
64294 | 9.3 | 1 | 365 | 10.6397 | 0.31203 | 10 | 0.95175
64297 | 2.44 | 1 | 365 | 2.7915 | 0.59154 | 3 | 0.38304
64301 | 4.83 | 1 | 365 | 5.5258 | 0.068505 | 5 | 0.5943
64303 | 2.6 | 1 | 365 | 2.9745 | 0.9582 | 3 | 0.93275
64308 | 10.6 | 1 | 365 | 12.127 | 0.29113 | 12 | 0.41812
64310 | 5.035 | 1 | 365 | 5.7603 | 0.53829 | 6 | 0.29861
64309 | 4.48 | 1 | 365 | 5.1254 | 0.26644 | 5 | 0.39181
64311 | 8.82 | 1 | 365 | 10.0906 | 0.21205 | 10 | 0.30263
64315 | 8.32 | 1 | 365 | 9.5185 | 0.066245 | 9 | 0.58479
64318 | 9.36 | 1 | 365 | 10.7084 | 0.44953 | 11 | 0.15789
64332 | 7.42 | 1 | 365 | 8.4889 | 0.0037907 | 8 | 0.49269
64341 | 12.9 | 1 | 365 | 14.7583 | 0.56185 | 15 | 0.32017
64356 | 5.04 | 1 | 365 | 5.766 | 0.54974 | 6 | 0.31579
64358 | 7 | 1 | 365 | 8.0084 | 0.041312 | 8 | 0.049704
64366 | 7.2 | 1 | 365 | 8.2372 | 0.49964 | 8 | 0.73684
64375 | 8.1 | 1 | 365 | 9.2669 | 0.56209 | 9 | 0.82894
64376 | 9.405 | 1 | 365 | 10.7598 | 0.55265 | 11 | 0.3125
64383 | 6.3 | 1 | 365 | 7.2076 | 0.43718 | 7 | 0.64473
64385 | 7.68 | 1 | 365 | 8.7864 | 0.59961 | 9 | 0.38596
64387 | 6.16 | 1 | 365 | 7.0474 | 0.11635 | 7 | 0.16374
64388 | 4.32 | 1 | 365 | 4.9423 | 0.89978 | 5 | 0.8421
64389 | 5.44 | 1 | 365 | 6.2237 | 0.46639 | 6 | 0.69006
64394 | 10.5 | 1 | 365 | 12.0126 | 0.061968 | 12 | 0.074556
64401 | 12.48 | 1 | 365 | 14.2778 | 0.59937 | 14 | 0.87719
64415 | 9.315 | 1 | 365 | 10.6569 | 0.3464 | 11 | 0.0032847
64418 | 15.25 | 1 | 365 | 17.4469 | 0.94714 | 18 | 0.394
64420 | 7.245 | 1 | 365 | 8.2887 | 0.60276 | 8 | 0.89144
64424 | 9.72 | 1 | 365 | 11.1202 | 0.27451 | 11 | 0.39473
49126 | 20.79 | 1 | 365 | 23.7849 | 0.6427 | 24 | 0.42762
64429 | 5.32 | 1 | 365 | 6.0864 | 0.1914 | 6 | 0.27778
64431 | 7.28 | 1 | 365 | 8.3287 | 0.68296 | 9 | 0.011692
64438 | 2.616 | 1 | 365 | 2.9929 | 0.99487 | 3 | 0.98772
64442 | 5.12 | 1 | 365 | 5.8576 | 0.73307 | 6 | 0.59064
64241 | 24.525 | 1 | 365 | 28.058 | 0.20188 | 28 | 0.25986
64448 | 8.265 | 1 | 365 | 9.4556 | 0.94021 | 10 | 0.39583
64449 | 1.3 | 1 | 365 | 1.4873 | 0.9791 | 2 | 0.46637
64463 | 11.88 | 1 | 365 | 13.5914 | 0.2244 | 13 | 0.81578
64464 | 6.67 | 1 | 365 | 7.6309 | 0.28508 | 7 | 0.91593
64491 | 6.54 | 1 | 365 | 7.4821 | 0.98717 | 8 | 0.46929
64492 | 5.76 | 1 | 365 | 6.5898 | 0.19971 | 6 | 0.78947
64493 | 10.53 | 1 | 365 | 12.0469 | 0.13072 | 12 | 0.17763
64500 | 3.84 | 1 | 365 | 4.3932 | 0.79981 | 5 | 0.19298
64502 | 7.245 | 1 | 365 | 8.2887 | 0.60276 | 8 | 0.89144
64504 | 8.4 | 1 | 365 | 9.6101 | 0.24957 | 9 | 0.85964
64506 | 7.8 | 1 | 365 | 8.9236 | 0.8746 | 9 | 0.79824
64541 | 10.66 | 1 | 365 | 12.1956 | 0.42863 | 12 | 0.62426
64638 | 7.975 | 1 | 365 | 9.1238 | 0.27564 | 9 | 0.39948
64640 | 12.42 | 1 | 365 | 14.2092 | 0.46187 | 14 | 0.67105
64641 | 10.6 | 1 | 365 | 12.127 | 0.29113 | 12 | 0.41812
64643 | 10.2 | 1 | 365 | 11.6694 | 0.37448 | 12 | 0.043854
64648 | 16.065 | 1 | 365 | 18.3793 | 0.81481 | 19 | 0.19407
64659 | 5.2 | 1 | 365 | 5.9491 | 0.9164 | 6 | 0.86549
64673 | 10.08 | 1 | 365 | 11.5321 | 0.099489 | 11 | 0.63157
64677 | 9.6 | 1 | 365 | 10.9829 | 0.99951 | 11 | 0.98245
64678 | 4.56 | 1 | 365 | 5.2169 | 0.44977 | 5 | 0.66666
64715 | 8.82 | 1 | 365 | 10.0906 | 0.21205 | 10 | 0.30263
64755 | 6.9 | 1 | 365 | 7.894 | 0.81215 | 8 | 0.70614
64814 | 60.375 | 0.9 | 365 | 62.1651 | 0.52068 | 62 | 0.68583
64780 | 5.72 | 1 | 365 | 6.544 | 0.10804 | 6 | 0.65204
64788 | 9.28 | 1 | 365 | 10.6168 | 0.2662 | 10 | 0.88304
65005 | 4.42 | 1 | 365 | 5.0567 | 0.12894 | 5 | 0.18567
65011 | 5.7 | 1 | 365 | 6.5211 | 0.062211 | 6 | 0.58333
63793 | 8.4 | 1 | 365 | 9.6101 | 0.24957 | 9 | 0.85964
63467 | 5.32 | 1 | 365 | 6.0864 | 0.1914 | 6 | 0.27778
63831 | 5.83 | 1 | 365 | 6.6698 | 0.36012 | 7 | 0.029968
62921 | 10.865 | 1 | 365 | 12.4302 | 0.89841 | 13 | 0.32858
63530 | 7.8 | 1 | 365 | 8.9236 | 0.8746 | 9 | 0.79824
64092 | 8.84 | 1 | 365 | 10.1135 | 0.25789 | 10 | 0.37134
64104 | 9.01 | 1 | 365 | 10.3079 | 0.64746 | 10 | 0.9554
64124 | 6.5 | 1 | 365 | 7.4364 | 0.8955 | 8 | 0.33187
28956 | 5262.57 | 0.7 | 365 | 4214.4723 | 0.85273 | 4215 | 0.32508
64546 | 6.76 | 1 | 365 | 7.7338 | 0.49132 | 8 | 0.22514
64552 | 8.32 | 1 | 365 | 9.5185 | 0.066245 | 9 | 0.58479
64553 | 6.76 | 1 | 365 | 7.7338 | 0.49132 | 8 | 0.22514
63252 | 10.07 | 1 | 365 | 11.5206 | 0.076573 | 11 | 0.59722
51073 | 5.565 | 1 | 365 | 6.3667 | 0.75284 | 7 | 0.11951
63987 | 5.6 | 1 | 365 | 6.4067 | 0.83305 | 7 | 0.23976
63528 | 6.3 | 1 | 365 | 7.2076 | 0.43718 | 7 | 0.64473
63300 | 7.54 | 1 | 365 | 8.6262 | 0.27878 | 8 | 0.90497
58944 | 4.76 | 1 | 365 | 5.4457 | 0.90809 | 6 | 0.3538
56965 | 2.86 | 1 | 365 | 3.272 | 0.55402 | 3 | 0.82602
57101 | 6.76 | 1 | 365 | 7.7338 | 0.49132 | 8 | 0.22514
56956 | 15.08 | 1 | 365 | 17.2524 | 0.55757 | 17 | 0.80993
48575 | 3.9 | 1 | 365 | 4.4618 | 0.9373 | 5 | 0.39912
54145 | 7.54 | 1 | 365 | 8.6262 | 0.27878 | 8 | 0.90497
54230 | 9.1 | 1 | 365 | 10.4109 | 0.85371 | 11 | 0.26462
55207 | 2.6 | 1 | 365 | 2.9745 | 0.9582 | 3 | 0.93275
54252 | 11.44 | 1 | 365 | 13.088 | 0.21609 | 13 | 0.30409
55243 | 12.22 | 1 | 365 | 13.9804 | 0.0035475 | 13 | 0.98391
54130 | 4.94 | 1 | 365 | 5.6516 | 0.32058 | 5 | 0.97222
63565 | 7.28 | 1 | 365 | 8.3287 | 0.68296 | 9 | 0.011692
57085 | 8.32 | 1 | 365 | 9.5185 | 0.066245 | 9 | 0.58479
45272 | 7.905 | 1 | 365 | 9.0438 | 0.11522 | 9 | 0.15899
64177 | 4.5 | 1 | 365 | 5.1483 | 0.31227 | 5 | 0.46052
64205 | 8.82 | 1 | 365 | 10.0906 | 0.21205 | 10 | 0.30263
64850 | 5.83 | 1 | 365 | 6.6698 | 0.36012 | 7 | 0.029968
50668 | 5.1 | 1 | 365 | 5.8347 | 0.68724 | 6 | 0.52193
44930 | 3.6 | 1 | 365 | 4.1186 | 0.24982 | 4 | 0.36842
59416 | 5.035 | 1 | 365 | 5.7603 | 0.53829 | 6 | 0.29861
60577 | 6.625 | 1 | 365 | 7.5794 | 0.18196 | 7 | 0.76133
60631 | 10.6 | 1 | 365 | 12.127 | 0.29113 | 12 | 0.41812
60761 | 9.01 | 1 | 365 | 10.3079 | 0.64746 | 10 | 0.9554
61350 | 2.65 | 1 | 365 | 3.0317 | 0.072782 | 3 | 0.10453
61133 | 8.4 | 1 | 365 | 9.6101 | 0.24957 | 9 | 0.85964
61137 | 7 | 1 | 365 | 8.0084 | 0.041312 | 8 | 0.049704
61140 | 8.48 | 1 | 365 | 9.7016 | 0.4329 | 10 | 0.1345
61142 | 11.2 | 1 | 365 | 12.8134 | 0.6661 | 13 | 0.47953
61159 | 7.84 | 1 | 365 | 8.9694 | 0.96627 | 9 | 0.93567
61164 | 7.28 | 1 | 365 | 8.3287 | 0.68296 | 9 | 0.011692
61286 | 10.6 | 1 | 365 | 12.127 | 0.29113 | 12 | 0.41812
63011 | 2.28 | 1 | 365 | 2.6084 | 0.22488 | 2 | 0.83333
54514 | 182.865 | 0.9 | 365 | 188.287 | 0.15072 | 188 | 0.43774
54512 | 234.58 | 0.9 | 365 | 241.5354 | 0.81055 | 242 | 0.34594
45440 | 6.36 | 1 | 365 | 7.2762 | 0.57468 | 7 | 0.85087
59191 | 7.155 | 1 | 365 | 8.1857 | 0.39651 | 8 | 0.58223
60960 | 7.155 | 1 | 365 | 8.1857 | 0.39651 | 8 | 0.58223
61207 | 4.94 | 1 | 365 | 5.6516 | 0.32058 | 5 | 0.97222
61214 | 2.08 | 1 | 365 | 2.3796 | 0.76656 | 3 | 0.1462
59883 | 6.96 | 1 | 365 | 7.9626 | 0.94965 | 8 | 0.91228
62459 | 13.2 | 1 | 365 | 15.1015 | 0.24933 | 15 | 0.35087
62463 | 8.82 | 1 | 365 | 10.0906 | 0.21205 | 10 | 0.30263
63115 | 9.99 | 1 | 365 | 11.4291 | 0.89324 | 12 | 0.32236
62487 | 12.6 | 1 | 365 | 14.4151 | 0.87436 | 15 | 0.28947
35268 | 217.782 | 1 | 365 | 249.1548 | 0.072716 | 249 | 0.22752
63553 | 6.72 | 1 | 365 | 7.6881 | 0.39966 | 8 | 0.087716
64364 | 7.8 | 1 | 365 | 8.9236 | 0.8746 | 9 | 0.79824
64764 | 4.41 | 1 | 365 | 5.0453 | 0.10603 | 5 | 0.15131
63746 | 32.01 | 0.9 | 365 | 32.9591 | 0.019165 | 32 | 0.97827
63156 | 11.7 | 1 | 365 | 13.3855 | 0.81191 | 14 | 0.19736
63769 | 5.035 | 1 | 365 | 5.7603 | 0.53829 | 6 | 0.29861
64410 | 13.52 | 1 | 365 | 15.4676 | 0.98265 | 16 | 0.45029
63920 | 8.415 | 1 | 365 | 9.6272 | 0.28395 | 9 | 0.91118
61227 | 4.335 | 1 | 365 | 4.9595 | 0.93416 | 5 | 0.89364
64844 | 6.24 | 1 | 365 | 7.1389 | 0.29968 | 7 | 0.43859
63679 | 9.975 | 1 | 365 | 11.412 | 0.85887 | 12 | 0.27083
63739 | 24.9 | 1 | 365 | 28.487 | 0.061238 | 28 | 0.54823
63598 | 2.85 | 1 | 365 | 3.2606 | 0.53111 | 3 | 0.79167
64570 | 11.66 | 1 | 365 | 13.3397 | 0.72024 | 14 | 0.059936
63290 | 5.46 | 1 | 365 | 6.2465 | 0.51222 | 6 | 0.75877
63783 | 11.34 | 1 | 365 | 12.9736 | 0.98693 | 13 | 0.96052
63801 | 9.3 | 1 | 365 | 10.6397 | 0.31203 | 10 | 0.95175
28699 | 647.28 | 1 | 365 | 740.5246 | 0.3172 | 740 | 0.84177
63232 | 6.27 | 1 | 365 | 7.1732 | 0.36843 | 7 | 0.54166
49797 | 7.84 | 1 | 365 | 8.9694 | 0.96627 | 9 | 0.93567
62916 | 6.095 | 1 | 365 | 6.973 | 0.9674 | 7 | 0.94042
63215 | 13.26 | 1 | 365 | 15.1702 | 0.38683 | 15 | 0.55701
64405 | 10.4 | 1 | 365 | 11.8982 | 0.83281 | 12 | 0.73099
63374 | 5.04 | 1 | 365 | 5.766 | 0.54974 | 6 | 0.31579
64381 | 7.2 | 1 | 365 | 8.2372 | 0.49964 | 8 | 0.73684
64079 | 12.16 | 1 | 365 | 13.9117 | 0.86605 | 14 | 0.77777
63822 | 5.035 | 1 | 365 | 5.7603 | 0.53829 | 6 | 0.29861
65078 | 8.67 | 1 | 365 | 9.919 | 0.86831 | 10 | 0.78728
63826 | 11.84 | 1 | 365 | 13.5456 | 0.13273 | 13 | 0.67836
63059 | 13.25 | 1 | 365 | 15.1587 | 0.36391 | 15 | 0.52265
63767 | 4.5 | 1 | 365 | 5.1483 | 0.31227 | 5 | 0.46052
63294 | 4.505 | 1 | 365 | 5.154 | 0.32373 | 5 | 0.4777
63653 | 6.625 | 1 | 365 | 7.5794 | 0.18196 | 7 | 0.76133
63244 | 17.68 | 1 | 365 | 20.2269 | 0.51577 | 20 | 0.74268
62255 | 8.215 | 1 | 365 | 9.3984 | 0.82563 | 10 | 0.22405
63181 | 8.745 | 1 | 365 | 10.0048 | 0.040182 | 10 | 0.044952
63797 | 9.18 | 1 | 365 | 10.5024 | 0.037035 | 10 | 0.53947
63800 | 3.315 | 1 | 365 | 3.7925 | 0.59671 | 4 | 0.38925
63876 | 76.8 | 0.9 | 365 | 79.0772 | 0.3965 | 79 | 0.47365
64005 | 3.64 | 1 | 365 | 4.1644 | 0.34148 | 4 | 0.50585
64013 | 7.95 | 1 | 365 | 9.0952 | 0.21835 | 9 | 0.31359
64045 | 6.89 | 1 | 365 | 7.8825 | 0.78923 | 8 | 0.67178
64140 | 19.765 | 1 | 365 | 22.6123 | 0.29379 | 22 | 0.90606
64218 | 6.375 | 1 | 365 | 7.2934 | 0.60905 | 7 | 0.90241
64219 | 13.25 | 1 | 365 | 15.1587 | 0.36391 | 15 | 0.52265
64221 | 13.515 | 1 | 365 | 15.4619 | 0.97119 | 16 | 0.43311
64228 | 5.1 | 1 | 365 | 5.8347 | 0.68724 | 6 | 0.52193
64230 | 7.395 | 1 | 365 | 8.4603 | 0.9465 | 9 | 0.40679
64233 | 11.44 | 1 | 365 | 13.088 | 0.21609 | 13 | 0.30409
64877 | 6.3 | 1 | 365 | 7.2076 | 0.43718 | 7 | 0.64473
64878 | 6 | 1 | 365 | 6.8643 | 0.7497 | 7 | 0.61403
64987 | 8 | 1 | 365 | 9.1524 | 0.33293 | 9 | 0.48538
65062 | 12.48 | 1 | 365 | 14.2778 | 0.59937 | 14 | 0.87719
51626 | 71.82 | 0.9 | 365 | 73.9495 | 0.12548 | 74 | 0.074967
63812 | 7.245 | 1 | 365 | 8.2887 | 0.60276 | 8 | 0.89144
64382 | 7.04 | 1 | 365 | 8.0542 | 0.13298 | 8 | 0.18713
63233 | 11.115 | 1 | 365 | 12.7162 | 0.47131 | 13 | 0.18749
63283 | 9 | 1 | 365 | 10.2965 | 0.62454 | 10 | 0.92105
63839 | 24.645 | 1 | 365 | 28.1953 | 0.47688 | 28 | 0.67214
64113 | 5.3 | 1 | 365 | 6.0635 | 0.14556 | 6 | 0.20906
64324 | 9.52 | 1 | 365 | 10.8914 | 0.81618 | 11 | 0.7076
64838 | 2.86 | 1 | 365 | 3.272 | 0.55402 | 3 | 0.82602
63726 | 6.84 | 1 | 365 | 7.8253 | 0.67465 | 8 | 0.5
59983 | 9.28 | 1 | 365 | 10.6168 | 0.2662 | 10 | 0.88304
26698 | 471.225 | 0.9 | 365 | 485.197 | 0.88007 | 486 | 0.077084
62772 | 12.8 | 1 | 365 | 14.6439 | 0.33268 | 14 | 0.9766
64114 | 9.72 | 1 | 365 | 11.1202 | 0.27451 | 11 | 0.39473
63756 | 6.2 | 1 | 365 | 7.0931 | 0.20802 | 7 | 0.30117
64182 | 12 | 1 | 365 | 13.7287 | 0.49939 | 14 | 0.22806
65132 | 3.72 | 1 | 365 | 4.2559 | 0.52481 | 4 | 0.7807
64029 | 10.5 | 1 | 365 | 12.0126 | 0.061968 | 12 | 0.074556
63856 | 6.24 | 1 | 365 | 7.1389 | 0.29968 | 7 | 0.43859
50571 | 8.16 | 1 | 365 | 9.3355 | 0.69959 | 10 | 0.035084
61660 | 3.71 | 1 | 365 | 4.2444 | 0.5019 | 4 | 0.74634
60660 | 7.695 | 1 | 365 | 8.8035 | 0.63399 | 9 | 0.4375
42343 | 42 | 0.9 | 365 | 43.2453 | 0.62308 | 43 | 0.8684
42142 | 4.688 | 1 | 365 | 5.3633 | 0.7431 | 6 | 0.10643
63200 | 5.355 | 1 | 365 | 6.1264 | 0.2716 | 6 | 0.39802
63784 | 7.56 | 1 | 365 | 8.6491 | 0.32462 | 8 | 0.97368
58587 | 2 | 1 | 365 | 2.2881 | 0.58323 | 2 | 0.87134
63285 | 6.375 | 1 | 365 | 7.2934 | 0.60905 | 7 | 0.90241
63287 | 5.1 | 1 | 365 | 5.8347 | 0.68724 | 6 | 0.52193
63588 | 7.5 | 1 | 365 | 8.5804 | 0.18712 | 8 | 0.76754
63717 | 11.22 | 1 | 365 | 12.8363 | 0.71193 | 13 | 0.54824
63718 | 6 | 1 | 365 | 6.8643 | 0.7497 | 7 | 0.61403
64978 | 8.7 | 1 | 365 | 9.9533 | 0.93706 | 10 | 0.89035
63533 | 5.83 | 1 | 365 | 6.6698 | 0.36012 | 7 | 0.029968
64343 | 10.35 | 1 | 365 | 11.841 | 0.71823 | 12 | 0.55921
64652 | 4.5 | 1 | 365 | 5.1483 | 0.31227 | 5 | 0.46052
64726 | 6 | 1 | 365 | 6.8643 | 0.7497 | 7 | 0.61403
64736 | 10.26 | 1 | 365 | 11.738 | 0.51198 | 12 | 0.24999
64738 | 8.4 | 1 | 365 | 9.6101 | 0.24957 | 9 | 0.85964
64486 | 4.125 | 1 | 365 | 4.7192 | 0.45292 | 5 | 0.17215
64754 | 2.88 | 1 | 365 | 3.2949 | 0.59985 | 3 | 0.89474
50907 | 7.848 | 1 | 365 | 8.9786 | 0.9846 | 9 | 0.96315
61217 | 9.54 | 1 | 365 | 10.9143 | 0.86202 | 11 | 0.77631
61253 | 8.68 | 1 | 365 | 9.9304 | 0.89123 | 10 | 0.82163
62366 | 3.12 | 1 | 365 | 3.5695 | 0.14984 | 3 | 0.7193
65054 | 4.77 | 1 | 365 | 5.4571 | 0.93101 | 6 | 0.38816
65057 | 4.24 | 1 | 365 | 4.8508 | 0.71645 | 5 | 0.56725
65061 | 4.24 | 1 | 365 | 4.8508 | 0.71645 | 5 | 0.56725
65063 | 5.04 | 1 | 365 | 5.766 | 0.54974 | 6 | 0.31579
65065 | 16.96 | 1 | 365 | 19.4032 | 0.86581 | 20 | 0.269
65070 | 10 | 1 | 365 | 11.4406 | 0.91616 | 12 | 0.35672
65222 | 7.875 | 1 | 365 | 9.0094 | 0.046476 | 9 | 0.055917
65409 | 6.625 | 1 | 365 | 7.5794 | 0.18196 | 7 | 0.76133
65439 | 4.77 | 1 | 365 | 5.4571 | 0.93101 | 6 | 0.38816
65445 | 5.035 | 1 | 365 | 5.7603 | 0.53829 | 6 | 0.29861
65466 | 11.13 | 1 | 365 | 12.7333 | 0.50569 | 13 | 0.23903
65473 | 6.3 | 1 | 365 | 7.2076 | 0.43718 | 7 | 0.64473
65477 | 2.915 | 1 | 365 | 3.3349 | 0.68006 | 4 | 0.014984
65482 | 4.77 | 1 | 365 | 5.4571 | 0.93101 | 6 | 0.38816
65485 | 13.25 | 1 | 365 | 15.1587 | 0.36391 | 15 | 0.52265
65487 | 6.36 | 1 | 365 | 7.2762 | 0.57468 | 7 | 0.85087
65490 | 9.36 | 1 | 365 | 10.7084 | 0.44953 | 11 | 0.15789
65494 | 8.502 | 1 | 365 | 9.7268 | 0.48332 | 10 | 0.21008
65495 | 9.45 | 1 | 365 | 10.8113 | 0.65577 | 11 | 0.4671
65504 | 5.035 | 1 | 365 | 5.7603 | 0.53829 | 6 | 0.29861
65509 | 5.83 | 1 | 365 | 6.6698 | 0.36012 | 7 | 0.029968
65512 | 6.095 | 1 | 365 | 6.973 | 0.9674 | 7 | 0.94042
65516 | 6.36 | 1 | 365 | 7.2762 | 0.57468 | 7 | 0.85087
65527 | 3.975 | 1 | 365 | 4.5476 | 0.10917 | 4 | 0.6568
65530 | 6.3 | 1 | 365 | 7.2076 | 0.43718 | 7 | 0.64473
65532 | 10.07 | 1 | 365 | 11.5206 | 0.076573 | 11 | 0.59722
65534 | 5.035 | 1 | 365 | 5.7603 | 0.53829 | 6 | 0.29861
65544 | 4.24 | 1 | 365 | 4.8508 | 0.71645 | 5 | 0.56725
65549 | 2.915 | 1 | 365 | 3.3349 | 0.68006 | 4 | 0.014984
65551 | 11.395 | 1 | 365 | 13.0365 | 0.11296 | 13 | 0.14948
65553 | 8.745 | 1 | 365 | 10.0048 | 0.040182 | 10 | 0.044952
65555 | 13.25 | 1 | 365 | 15.1587 | 0.36391 | 15 | 0.52265
65561 | 4.77 | 1 | 365 | 5.4571 | 0.93101 | 6 | 0.38816
65562 | 8.97 | 1 | 365 | 10.2622 | 0.5558 | 10 | 0.81798
65563 | 6.89 | 1 | 365 | 7.8825 | 0.78923 | 8 | 0.67178
65564 | 4.505 | 1 | 365 | 5.154 | 0.32373 | 5 | 0.4777
65567 | 18.27 | 1 | 365 | 20.9019 | 0.86782 | 21 | 0.76973
65575 | 4.32 | 1 | 365 | 4.9423 | 0.89978 | 5 | 0.8421
65580 | 4.5 | 1 | 365 | 5.1483 | 0.31227 | 5 | 0.46052
65593 | 9.36 | 1 | 365 | 10.7084 | 0.44953 | 11 | 0.15789
65597 | 8.505 | 1 | 365 | 9.7302 | 0.49019 | 10 | 0.22039
65598 | 7.04 | 1 | 365 | 8.0542 | 0.13298 | 8 | 0.18713
65600 | 8.4 | 1 | 365 | 9.6101 | 0.24957 | 9 | 0.85964
44972 | 24.852 | 1 | 365 | 28.4321 | 0.95124 | 29 | 0.38332
65582 | 5.355 | 1 | 365 | 6.1264 | 0.2716 | 6 | 0.39802
65584 | 6.885 | 1 | 365 | 7.8768 | 0.77778 | 8 | 0.6546
49425 | 14.715 | 1 | 365 | 16.8348 | 0.72113 | 17 | 0.55591
64154 | 7.95 | 1 | 365 | 9.0952 | 0.21835 | 9 | 0.31359
65623 | 7.42 | 1 | 365 | 8.4889 | 0.0037907 | 8 | 0.49269
64163 | 4.77 | 1 | 365 | 5.4571 | 0.93101 | 6 | 0.38816
65626 | 5.7 | 1 | 365 | 6.5211 | 0.062211 | 6 | 0.58333
64158 | 8.48 | 1 | 365 | 9.7016 | 0.4329 | 10 | 0.1345
65643 | 11.4 | 1 | 365 | 13.0422 | 0.12442 | 13 | 0.16666
64082 | 4.5 | 1 | 365 | 5.1483 | 0.31227 | 5 | 0.46052
63093 | 7.56 | 1 | 365 | 8.6491 | 0.32462 | 8 | 0.97368
65655 | 3.9 | 1 | 365 | 4.4618 | 0.9373 | 5 | 0.39912
64733 | 13.2 | 1 | 365 | 15.1015 | 0.24933 | 15 | 0.35087
65661 | 6.555 | 1 | 365 | 7.4993 | 0.021543 | 7 | 0.52083
65663 | 5.2 | 1 | 365 | 5.9491 | 0.9164 | 6 | 0.86549
62619 | 7.56 | 1 | 365 | 8.6491 | 0.32462 | 8 | 0.97368
65664 | 4.845 | 1 | 365 | 5.543 | 0.10288 | 5 | 0.64583
64447 | 6.3 | 1 | 365 | 7.2076 | 0.43718 | 7 | 0.64473
65666 | 11.4 | 1 | 365 | 13.0422 | 0.12442 | 13 | 0.16666
59963 | 12.48 | 1 | 365 | 14.2778 | 0.59937 | 14 | 0.87719
65668 | 8.7 | 1 | 365 | 9.9533 | 0.93706 | 10 | 0.89035
63092 | 13.545 | 1 | 365 | 15.4962 | 0.039939 | 15 | 0.53618
65669 | 12.18 | 1 | 365 | 13.9346 | 0.91188 | 14 | 0.84648
65671 | 8.745 | 1 | 365 | 10.0048 | 0.040182 | 10 | 0.044952
62185 | 6.4 | 1 | 365 | 7.322 | 0.66634 | 7 | 0.9883
65674 | 5.46 | 1 | 365 | 6.2465 | 0.51222 | 6 | 0.75877
65675 | 24.48 | 1 | 365 | 28.0065 | 0.09876 | 28 | 0.10525
36151 | 14.96 | 1 | 365 | 17.1151 | 0.28258 | 17 | 0.39765
65676 | 2.85 | 1 | 365 | 3.2606 | 0.53111 | 3 | 0.79167
63722 | 9.24 | 1 | 365 | 10.5711 | 0.17453 | 10 | 0.74561
65677 | 6.96 | 1 | 365 | 7.9626 | 0.94965 | 8 | 0.91228
63720 | 12.18 | 1 | 365 | 13.9346 | 0.91188 | 14 | 0.84648
65678 | 7.02 | 1 | 365 | 8.0313 | 0.087144 | 8 | 0.11842
65681 | 7.68 | 1 | 365 | 8.7864 | 0.59961 | 9 | 0.38596
64458 | 6 | 1 | 365 | 6.8643 | 0.7497 | 7 | 0.61403
65685 | 5.72 | 1 | 365 | 6.544 | 0.10804 | 6 | 0.65204
65687 | 12.9 | 1 | 365 | 14.7583 | 0.56185 | 15 | 0.32017
64467 | 24.852 | 1 | 365 | 28.4321 | 0.95124 | 29 | 0.38332
65688 | 7.194 | 1 | 365 | 8.2303 | 0.48589 | 8 | 0.71622
65690 | 18.285 | 1 | 365 | 20.9191 | 0.9022 | 21 | 0.82126
65313 | 13.5 | 1 | 365 | 15.4448 | 0.93682 | 16 | 0.38157
64326 | 7.74 | 1 | 365 | 8.855 | 0.73711 | 9 | 0.5921
65694 | 7.245 | 1 | 365 | 8.2887 | 0.60276 | 8 | 0.89144
65700 | 6.89 | 1 | 365 | 7.8825 | 0.78923 | 8 | 0.67178
62072 | 6.625 | 1 | 365 | 7.5794 | 0.18196 | 7 | 0.76133
56950 | 14.88 | 1 | 365 | 17.0236 | 0.099246 | 17 | 0.1228
65707 | 7.2 | 1 | 365 | 8.2372 | 0.49964 | 8 | 0.73684
63254 | 5.83 | 1 | 365 | 6.6698 | 0.36012 | 7 | 0.029968
65716 | 10.14 | 1 | 365 | 11.6007 | 0.23699 | 11 | 0.83771
64146 | 5.46 | 1 | 365 | 6.2465 | 0.51222 | 6 | 0.75877
65717 | 7.41 | 1 | 365 | 8.4775 | 0.98087 | 9 | 0.45833
64629 | 2.915 | 1 | 365 | 3.3349 | 0.68006 | 4 | 0.014984
62442 | 7.54 | 1 | 365 | 8.6262 | 0.27878 | 8 | 0.90497
65720 | 10.4 | 1 | 365 | 11.8982 | 0.83281 | 12 | 0.73099
64946 | 4.93 | 1 | 365 | 5.6402 | 0.29767 | 5 | 0.93786
65722 | 10.66 | 1 | 365 | 12.1956 | 0.42863 | 12 | 0.62426
35617 | 37.485 | 0.9 | 365 | 38.5964 | 0.3111 | 38 | 0.90755
65725 | 6.5 | 1 | 365 | 7.4364 | 0.8955 | 8 | 0.33187
65726 | 11.34 | 1 | 365 | 12.9736 | 0.98693 | 13 | 0.96052
65728 | 13.26 | 1 | 365 | 15.1702 | 0.38683 | 15 | 0.55701
65729 | 13 | 1 | 365 | 14.8727 | 0.79101 | 15 | 0.66374
65744 | 8.12 | 1 | 365 | 9.2897 | 0.60792 | 9 | 0.89766
63056 | 2.8 | 1 | 365 | 3.2034 | 0.41652 | 3 | 0.61988
64421 | 4.2 | 1 | 365 | 4.805 | 0.62479 | 5 | 0.42982
65013 | 7.65 | 1 | 365 | 8.752 | 0.53086 | 9 | 0.28289
65067 | 9.8 | 1 | 365 | 11.2117 | 0.45784 | 11 | 0.66959
63937 | 4.845 | 1 | 365 | 5.543 | 0.10288 | 5 | 0.64583
65746 | 12.74 | 1 | 365 | 14.5753 | 0.19519 | 14 | 0.77046
63208 | 3.6 | 1 | 365 | 4.1186 | 0.24982 | 4 | 0.36842
65747 | 5.72 | 1 | 365 | 6.544 | 0.10804 | 6 | 0.65204
63799 | 4.8 | 1 | 365 | 5.4915 | 0.99976 | 6 | 0.49123
65748 | 4.93 | 1 | 365 | 5.6402 | 0.29767 | 5 | 0.93786
50068 | 3.6 | 1 | 365 | 4.1186 | 0.24982 | 4 | 0.36842
65749 | 3.705 | 1 | 365 | 4.2387 | 0.49044 | 4 | 0.72916
64299 | 6 | 1 | 365 | 6.8643 | 0.7497 | 7 | 0.61403
65750 | 7.28 | 1 | 365 | 8.3287 | 0.68296 | 9 | 0.011692
64477 | 8.4 | 1 | 365 | 9.6101 | 0.24957 | 9 | 0.85964
65751 | 4.275 | 1 | 365 | 4.8908 | 0.79666 | 5 | 0.6875
64482 | 5.1 | 1 | 365 | 5.8347 | 0.68724 | 6 | 0.52193
65752 | 6.36 | 1 | 365 | 7.2762 | 0.57468 | 7 | 0.85087
64041 | 8.48 | 1 | 365 | 9.7016 | 0.4329 | 10 | 0.1345
65753 | 4.56 | 1 | 365 | 5.2169 | 0.44977 | 5 | 0.66666
60516 | 11.1 | 1 | 365 | 12.699 | 0.43694 | 13 | 0.13596
65754 | 6.84 | 1 | 365 | 7.8253 | 0.67465 | 8 | 0.5
65755 | 6.48 | 1 | 365 | 7.4135 | 0.84967 | 8 | 0.26315
65757 | 6.24 | 1 | 365 | 7.1389 | 0.29968 | 7 | 0.43859
65758 | 4.68 | 1 | 365 | 5.3542 | 0.72476 | 6 | 0.078945
65759 | 13.395 | 1 | 365 | 15.3246 | 0.6962 | 16 | 0.020826
65760 | 9.36 | 1 | 365 | 10.7084 | 0.44953 | 11 | 0.15789
65761 | 7.42 | 1 | 365 | 8.4889 | 0.0037907 | 8 | 0.49269
65763 | 5.98 | 1 | 365 | 6.8415 | 0.70386 | 7 | 0.54532
65764 | 3.9 | 1 | 365 | 4.4618 | 0.9373 | 5 | 0.39912
65765 | 3.48 | 1 | 365 | 3.9813 | 0.97482 | 4 | 0.95614
65766 | 6.67 | 1 | 365 | 7.6309 | 0.28508 | 7 | 0.91593
65767 | 4.68 | 1 | 365 | 5.3542 | 0.72476 | 6 | 0.078945
65771 | 10.26 | 1 | 365 | 11.738 | 0.51198 | 12 | 0.24999
65772 | 3.705 | 1 | 365 | 4.2387 | 0.49044 | 4 | 0.72916
65773 | 5.035 | 1 | 365 | 5.7603 | 0.53829 | 6 | 0.29861
65775 | 7.41 | 1 | 365 | 8.4775 | 0.98087 | 9 | 0.45833
65776 | 10.07 | 1 | 365 | 11.5206 | 0.076573 | 11 | 0.59722
65778 | 13.515 | 1 | 365 | 15.4619 | 0.97119 | 16 | 0.43311
65779 | 2.28 | 1 | 365 | 2.6084 | 0.22488 | 2 | 0.83333
65780 | 5.415 | 1 | 365 | 6.1951 | 0.4091 | 6 | 0.60416
65781 | 11.115 | 1 | 365 | 12.7162 | 0.47131 | 13 | 0.18749
65782 | 5.98 | 1 | 365 | 6.8415 | 0.70386 | 7 | 0.54532
65784 | 5.46 | 1 | 365 | 6.2465 | 0.51222 | 6 | 0.75877
65786 | 8.41 | 1 | 365 | 9.6215 | 0.27249 | 9 | 0.894
65787 | 7.95 | 1 | 365 | 9.0952 | 0.21835 | 9 | 0.31359
65788 | 6.09 | 1 | 365 | 6.9673 | 0.95594 | 7 | 0.92324
65802 | 6 | 1 | 365 | 6.8643 | 0.7497 | 7 | 0.61403
65804 | 8.4 | 1 | 365 | 9.6101 | 0.24957 | 9 | 0.85964
65805 | 5.36 | 1 | 365 | 6.1321 | 0.28306 | 6 | 0.4152
65807 | 9.81 | 1 | 365 | 11.2232 | 0.48075 | 11 | 0.70394
65809 | 6.9 | 1 | 365 | 7.894 | 0.81215 | 8 | 0.70614
65817 | 11.66 | 1 | 365 | 13.3397 | 0.72024 | 14 | 0.059936
65818 | 7.28 | 1 | 365 | 8.3287 | 0.68296 | 9 | 0.011692
65820 | 12.75 | 1 | 365 | 14.5867 | 0.2181 | 14 | 0.80482
65821 | 10.395 | 1 | 365 | 11.8925 | 0.82135 | 12 | 0.71381
65824 | 3.36 | 1 | 365 | 3.844 | 0.69983 | 4 | 0.54386
65827 | 10.14 | 1 | 365 | 11.6007 | 0.23699 | 11 | 0.83771
65828 | 11.4 | 1 | 365 | 13.0422 | 0.12442 | 13 | 0.16666
65829 | 5.4 | 1 | 365 | 6.1779 | 0.37473 | 6 | 0.55263
65838 | 6.38 | 1 | 365 | 7.2991 | 0.62051 | 7 | 0.91959
65841 | 8.06 | 1 | 365 | 9.2211 | 0.47042 | 9 | 0.69152
65843 | 5.83 | 1 | 365 | 6.6698 | 0.36012 | 7 | 0.029968
65844 | 8.12 | 1 | 365 | 9.2897 | 0.60792 | 9 | 0.89766
65846 | 6.5 | 1 | 365 | 7.4364 | 0.8955 | 8 | 0.33187
65847 | 7.695 | 1 | 365 | 8.8035 | 0.63399 | 9 | 0.4375
65848 | 6.48 | 1 | 365 | 7.4135 | 0.84967 | 8 | 0.26315
65849 | 2.65 | 1 | 365 | 3.0317 | 0.072782 | 3 | 0.10453
65851 | 8.48 | 1 | 365 | 9.7016 | 0.4329 | 10 | 0.1345
65853 | 9 | 1 | 365 | 10.2965 | 0.62454 | 10 | 0.92105
65855 | 12.4 | 1 | 365 | 14.1863 | 0.41604 | 14 | 0.60233
65856 | 5.83 | 1 | 365 | 6.6698 | 0.36012 | 7 | 0.029968
65857 | 21.6 | 1 | 365 | 24.7116 | 0.49891 | 25 | 0.21052
65859 | 7.8 | 1 | 365 | 8.9236 | 0.8746 | 9 | 0.79824
65862 | 12.19 | 1 | 365 | 13.946 | 0.9348 | 14 | 0.88084
65864 | 6.36 | 1 | 365 | 7.2762 | 0.57468 | 7 | 0.85087
65866 | 3.6 | 1 | 365 | 4.1186 | 0.24982 | 4 | 0.36842
65869 | 10.24 | 1 | 365 | 11.7151 | 0.46615 | 12 | 0.18128
65875 | 8.37 | 1 | 365 | 9.5757 | 0.18083 | 9 | 0.75657
65880 | 9.6 | 1 | 365 | 10.9829 | 0.99951 | 11 | 0.98245
65881 | 8.84 | 1 | 365 | 10.1135 | 0.25789 | 10 | 0.37134
65882 | 4.8 | 1 | 365 | 5.4915 | 0.99976 | 6 | 0.49123
65887 | 8.1 | 1 | 365 | 9.2669 | 0.56209 | 9 | 0.82894
65892 | 9 | 1 | 365 | 10.2965 | 0.62454 | 10 | 0.92105
65906 | 5.44 | 1 | 365 | 6.2237 | 0.46639 | 6 | 0.69006
65952 | 2.12 | 1 | 365 | 2.4254 | 0.85823 | 3 | 0.28362
65955 | 3.71 | 1 | 365 | 4.2444 | 0.5019 | 4 | 0.74634
65975 | 9.36 | 1 | 365 | 10.7084 | 0.44953 | 11 | 0.15789
65976 | 9.54 | 1 | 365 | 10.9143 | 0.86202 | 11 | 0.77631
65977 | 8.1 | 1 | 365 | 9.2669 | 0.56209 | 9 | 0.82894
65980 | 10.8 | 1 | 365 | 12.3558 | 0.74945 | 13 | 0.10526
65981 | 7.65 | 1 | 365 | 8.752 | 0.53086 | 9 | 0.28289
65985 | 4.94 | 1 | 365 | 5.6516 | 0.32058 | 5 | 0.97222
65987 | 3.99 | 1 | 365 | 4.5648 | 0.14355 | 4 | 0.70833
65994 | 5.985 | 1 | 365 | 6.8472 | 0.71532 | 7 | 0.5625
66024 | 7.8 | 1 | 365 | 8.9236 | 0.8746 | 9 | 0.79824
66059 | 10.865 | 1 | 365 | 12.4302 | 0.89841 | 13 | 0.32858
66076 | 5.1 | 1 | 365 | 5.8347 | 0.68724 | 6 | 0.52193
66120 | 18.9 | 1 | 365 | 21.6227 | 0.31154 | 21 | 0.9342
66121 | 7.155 | 1 | 365 | 8.1857 | 0.39651 | 8 | 0.58223
66125 | 9.69 | 1 | 365 | 11.0859 | 0.20576 | 11 | 0.29166
66129 | 6.89 | 1 | 365 | 7.8825 | 0.78923 | 8 | 0.67178
66133 | 3.975 | 1 | 365 | 4.5476 | 0.10917 | 4 | 0.6568
66140 | 9.01 | 1 | 365 | 10.3079 | 0.64746 | 10 | 0.9554
66156 | 4.24 | 1 | 365 | 4.8508 | 0.71645 | 5 | 0.56725
66161 | 5.565 | 1 | 365 | 6.3667 | 0.75284 | 7 | 0.11951
66163 | 8.215 | 1 | 365 | 9.3984 | 0.82563 | 10 | 0.22405
66182 | 6.095 | 1 | 365 | 6.973 | 0.9674 | 7 | 0.94042
66188 | 3.12 | 1 | 365 | 3.5695 | 0.14984 | 3 | 0.7193
66232 | 4.8 | 1 | 365 | 5.4915 | 0.99976 | 6 | 0.49123
66233 | 9 | 1 | 365 | 10.2965 | 0.62454 | 10 | 0.92105
66235 | 5.4 | 1 | 365 | 6.1779 | 0.37473 | 6 | 0.55263
66237 | 9.6 | 1 | 365 | 10.9829 | 0.99951 | 11 | 0.98245
66240 | 4.2 | 1 | 365 | 4.805 | 0.62479 | 5 | 0.42982
66247 | 5.2 | 1 | 365 | 5.9491 | 0.9164 | 6 | 0.86549
66254 | 3.6 | 1 | 365 | 4.1186 | 0.24982 | 4 | 0.36842
66258 | 7.8 | 1 | 365 | 8.9236 | 0.8746 | 9 | 0.79824
66259 | 5.4 | 1 | 365 | 6.1779 | 0.37473 | 6 | 0.55263
66260 | 10.965 | 1 | 365 | 12.5446 | 0.12757 | 12 | 0.67214
66261 | 6.6 | 1 | 365 | 7.5508 | 0.12467 | 7 | 0.67544
66262 | 8.4 | 1 | 365 | 9.6101 | 0.24957 | 9 | 0.85964
66263 | 7.5 | 1 | 365 | 8.5804 | 0.18712 | 8 | 0.76754
66265 | 7.5 | 1 | 365 | 8.5804 | 0.18712 | 8 | 0.76754
66270 | 4.14 | 1 | 365 | 4.7364 | 0.48729 | 5 | 0.22368
66284 | 8.4 | 1 | 365 | 9.6101 | 0.24957 | 9 | 0.85964
66286 | 5.7 | 1 | 365 | 6.5211 | 0.062211 | 6 | 0.58333
66292 | 6.27 | 1 | 365 | 7.1732 | 0.36843 | 7 | 0.54166
66293 | 6.76 | 1 | 365 | 7.7338 | 0.49132 | 8 | 0.22514
66295 | 9 | 1 | 365 | 10.2965 | 0.62454 | 10 | 0.92105
66297 | 8.215 | 1 | 365 | 9.3984 | 0.82563 | 10 | 0.22405
66396 | 8.4 | 1 | 365 | 9.6101 | 0.24957 | 9 | 0.85964
66411 | 17.1 | 1 | 365 | 19.5634 | 0.18663 | 19 | 0.74999
66425 | 12.16 | 1 | 365 | 13.9117 | 0.86605 | 14 | 0.77777
66437 | 7.625 | 1 | 365 | 8.7234 | 0.47357 | 9 | 0.197
66442 | 11.895 | 1 | 365 | 13.6085 | 0.25877 | 13 | 0.86732
66502 | 8.175 | 1 | 365 | 9.3527 | 0.73396 | 10 | 0.086619
66513 | 3.2 | 1 | 365 | 3.661 | 0.33317 | 3 | 0.99415
66526 | 5.94 | 1 | 365 | 6.7957 | 0.6122 | 7 | 0.40789
66529 | 6.5 | 1 | 365 | 7.4364 | 0.8955 | 8 | 0.33187
66530 | 10.4 | 1 | 365 | 11.8982 | 0.83281 | 12 | 0.73099
66531 | 5.3 | 1 | 365 | 6.0635 | 0.14556 | 6 | 0.20906
66532 | 12.6 | 1 | 365 | 14.4151 | 0.87436 | 15 | 0.28947
66534 | 7.245 | 1 | 365 | 8.2887 | 0.60276 | 8 | 0.89144
66535 | 4.5 | 1 | 365 | 5.1483 | 0.31227 | 5 | 0.46052
66537 | 18.639 | 1 | 365 | 21.3241 | 0.71343 | 22 | 0.03749
66539 | 6.3 | 1 | 365 | 7.2076 | 0.43718 | 7 | 0.64473
66543 | 5.1 | 1 | 365 | 5.8347 | 0.68724 | 6 | 0.52193
66547 | 2.4 | 1 | 365 | 2.7457 | 0.49988 | 3 | 0.24561
66558 | 13.5 | 1 | 365 | 15.4448 | 0.93682 | 16 | 0.38157
66563 | 22.12 | 1 | 365 | 25.3065 | 0.69055 | 25 | 0.99706
66564 | 12.4 | 1 | 365 | 14.1863 | 0.41604 | 14 | 0.60233
66566 | 2.943 | 1 | 365 | 3.367 | 0.74423 | 4 | 0.11118
66567 | 10.07 | 1 | 365 | 11.5206 | 0.076573 | 11 | 0.59722
66568 | 8.8 | 1 | 365 | 10.0677 | 0.16622 | 10 | 0.23391
66569 | 7.685 | 1 | 365 | 8.7921 | 0.61107 | 9 | 0.40314
66572 | 6.3 | 1 | 365 | 7.2076 | 0.43718 | 7 | 0.64473
66573 | 10.62 | 1 | 365 | 12.1499 | 0.33696 | 12 | 0.48684
66597 | 11.772 | 1 | 365 | 13.4678 | 0.9769 | 14 | 0.44473
66600 | 7.04 | 1 | 365 | 8.0542 | 0.13298 | 8 | 0.18713
66601 | 5.83 | 1 | 365 | 6.6698 | 0.36012 | 7 | 0.029968
66602 | 9 | 1 | 365 | 10.2965 | 0.62454 | 10 | 0.92105
66603 | 9.28 | 1 | 365 | 10.6168 | 0.2662 | 10 | 0.88304
60760 | 2.5 | 1 | 365 | 2.8601 | 0.72904 | 3 | 0.58918
60191 | 9.975 | 1 | 365 | 11.412 | 0.85887 | 12 | 0.27083
34355 | 28.449 | 0.9 | 365 | 29.2925 | 0.67477 | 29 | 0.96729
63334 | 32.76 | 0.9 | 365 | 33.7313 | 0.56601 | 34 | 0.29735
63048 | 98.1 | 1 | 365 | 112.2319 | 0.80753 | 113 | 0.039423
36652 | 200.52 | 0.9 | 365 | 206.4655 | 0.56336 | 207 | 0.028854
7472 | 506.835 | 0.9 | 365 | 521.8629 | 0.32408 | 522 | 0.18694
7478 | 449.82 | 0.9 | 365 | 463.1573 | 0.73324 | 463 | 0.89058
7477 | 404.43 | 0.9 | 365 | 416.4215 | 0.11843 | 416 | 0.53994
35049 | 64 | 0.9 | 365 | 65.8976 | 0.99708 | 66 | 0.89471
42344 | 9 | 1 | 365 | 10.2965 | 0.62454 | 10 | 0.92105
45068 | 9 | 1 | 365 | 10.2965 | 0.62454 | 10 | 0.92105
47942 | 7.8 | 1 | 365 | 8.9236 | 0.8746 | 9 | 0.79824
49160 | 4.505 | 1 | 365 | 5.154 | 0.32373 | 5 | 0.4777
49733 | 7.56 | 1 | 365 | 8.6491 | 0.32462 | 8 | 0.97368
50983 | 11.4 | 1 | 365 | 13.0422 | 0.12442 | 13 | 0.16666
51041 | 12.825 | 1 | 365 | 14.6725 | 0.38998 | 15 | 0.062493
51538 | 13.26 | 1 | 365 | 15.1702 | 0.38683 | 15 | 0.55701
62927 | 9.483 | 1 | 365 | 10.8491 | 0.73139 | 11 | 0.58048
63195 | 7.15 | 1 | 365 | 8.18 | 0.38505 | 8 | 0.56505
64799 | 8.7 | 1 | 365 | 9.9533 | 0.93706 | 10 | 0.89035
65025 | 6.75 | 1 | 365 | 7.7224 | 0.46841 | 8 | 0.19079
65093 | 8.215 | 1 | 365 | 9.3984 | 0.82563 | 10 | 0.22405
65380 | 5.4 | 1 | 365 | 6.1779 | 0.37473 | 6 | 0.55263
65392 | 7.2 | 1 | 365 | 8.2372 | 0.49964 | 8 | 0.73684
65393 | 7.5 | 1 | 365 | 8.5804 | 0.18712 | 8 | 0.76754
65397 | 6.615 | 1 | 365 | 7.5679 | 0.15904 | 7 | 0.72697
65403 | 16.32 | 1 | 365 | 18.671 | 0.39917 | 19 | 0.070167
65417 | 8.829 | 1 | 365 | 10.1009 | 0.23268 | 10 | 0.33355
65428 | 7.8 | 1 | 365 | 8.9236 | 0.8746 | 9 | 0.79824
65429 | 7.2 | 1 | 365 | 8.2372 | 0.49964 | 8 | 0.73684
65431 | 3.42 | 1 | 365 | 3.9127 | 0.83733 | 4 | 0.75
65435 | 4.24 | 1 | 365 | 4.8508 | 0.71645 | 5 | 0.56725
65454 | 9.6 | 1 | 365 | 10.9829 | 0.99951 | 11 | 0.98245
65459 | 22.8 | 1 | 365 | 26.0845 | 0.24884 | 26 | 0.33332
65461 | 5.7 | 1 | 365 | 6.5211 | 0.062211 | 6 | 0.58333
65463 | 3.71 | 1 | 365 | 4.2444 | 0.5019 | 4 | 0.74634
65503 | 5.3 | 1 | 365 | 6.0635 | 0.14556 | 6 | 0.20906
65506 | 10.2 | 1 | 365 | 11.6694 | 0.37448 | 12 | 0.043854
65513 | 6.5 | 1 | 365 | 7.4364 | 0.8955 | 8 | 0.33187
65517 | 2.65 | 1 | 365 | 3.0317 | 0.072782 | 3 | 0.10453
65522 | 7.2 | 1 | 365 | 8.2372 | 0.49964 | 8 | 0.73684
65537 | 5.3 | 1 | 365 | 6.0635 | 0.14556 | 6 | 0.20906
65548 | 5.4 | 1 | 365 | 6.1779 | 0.37473 | 6 | 0.55263
65769 | 7.83 | 1 | 365 | 8.958 | 0.94335 | 9 | 0.90131
60563 | 6.76 | 1 | 365 | 7.7338 | 0.49132 | 8 | 0.22514
60735 | 8.32 | 1 | 365 | 9.5185 | 0.066245 | 9 | 0.58479
60881 | 10.66 | 1 | 365 | 12.1956 | 0.42863 | 12 | 0.62426
60932 | 5.83 | 1 | 365 | 6.6698 | 0.36012 | 7 | 0.029968
61479 | 3.315 | 1 | 365 | 3.7925 | 0.59671 | 4 | 0.38925
66606 | 6.48 | 1 | 365 | 7.4135 | 0.84967 | 8 | 0.26315
66609 | 11.04 | 1 | 365 | 12.6304 | 0.29944 | 12 | 0.92982
66636 | 7.8 | 1 | 365 | 8.9236 | 0.8746 | 9 | 0.79824
65200 | 8.7 | 1 | 365 | 9.9533 | 0.93706 | 10 | 0.89035
66656 | 12.42 | 1 | 365 | 14.2092 | 0.46187 | 14 | 0.67105
66664 | 7.194 | 1 | 365 | 8.2303 | 0.48589 | 8 | 0.71622
66666 | 12.4 | 1 | 365 | 14.1863 | 0.41604 | 14 | 0.60233
66667 | 8.7 | 1 | 365 | 9.9533 | 0.93706 | 10 | 0.89035
66671 | 6 | 1 | 365 | 6.8643 | 0.7497 | 7 | 0.61403
43856 | 8.4 | 1 | 365 | 9.6101 | 0.24957 | 9 | 0.85964
65916 | 6.44 | 1 | 365 | 7.3677 | 0.75801 | 8 | 0.12573
65917 | 11.2 | 1 | 365 | 12.8134 | 0.6661 | 13 | 0.47953
66257 | 7.2 | 1 | 365 | 8.2372 | 0.49964 | 8 | 0.73684
61543 | 4.5 | 1 | 365 | 5.1483 | 0.31227 | 5 | 0.46052
59608 | 24.91 | 1 | 365 | 28.4984 | 0.084155 | 28 | 0.58259
61549 | 20.4 | 1 | 365 | 23.3387 | 0.74897 | 24 | 0.087709
64334 | 10.8 | 1 | 365 | 12.3558 | 0.74945 | 13 | 0.10526
66271 | 2.16 | 1 | 365 | 2.4712 | 0.94989 | 3 | 0.42105
66698 | 10.35 | 1 | 365 | 11.841 | 0.71823 | 12 | 0.55921
66716 | 7.2 | 1 | 365 | 8.2372 | 0.49964 | 8 | 0.73684
64503 | 3.975 | 1 | 365 | 4.5476 | 0.10917 | 4 | 0.6568
63420 | 3.64 | 1 | 365 | 4.1644 | 0.34148 | 4 | 0.50585
63858 | 4.77 | 1 | 365 | 5.4571 | 0.93101 | 6 | 0.38816
48228 | 7.56 | 1 | 365 | 8.6491 | 0.32462 | 8 | 0.97368
62197 | 6.93 | 1 | 365 | 7.9283 | 0.8809 | 8 | 0.80921
63869 | 6.213 | 1 | 365 | 7.108 | 0.23781 | 7 | 0.34583
64119 | 5.355 | 1 | 365 | 6.1264 | 0.2716 | 6 | 0.39802
64683 | 9.6 | 1 | 365 | 10.9829 | 0.99951 | 11 | 0.98245
65293 | 12.06 | 1 | 365 | 13.7973 | 0.63689 | 14 | 0.4342
63573 | 10.8 | 1 | 365 | 12.3558 | 0.74945 | 13 | 0.10526
36543 | 988.35 | 1 | 365 | 1130.7277 | 0.91867 | 1131 | 0.64642
65898 | 7.155 | 1 | 365 | 8.1857 | 0.39651 | 8 | 0.58223
66732 | 8.28 | 1 | 365 | 9.4728 | 0.97458 | 10 | 0.44736
64129 | 11.4 | 1 | 365 | 13.0422 | 0.12442 | 13 | 0.16666
66736 | 2.76 | 1 | 365 | 3.1576 | 0.32486 | 3 | 0.48245
66751 | 6.095 | 1 | 365 | 6.973 | 0.9674 | 7 | 0.94042
64243 | 22.8 | 1 | 365 | 26.0845 | 0.24884 | 26 | 0.33332
66756 | 6.67 | 1 | 365 | 7.6309 | 0.28508 | 7 | 0.91593
63416 | 16.815 | 1 | 365 | 19.2373 | 0.53352 | 19 | 0.77082
45247 | 9.975 | 1 | 365 | 11.412 | 0.85887 | 12 | 0.27083
66773 | 3.45 | 1 | 365 | 3.947 | 0.90608 | 4 | 0.85307
66446 | 12 | 1 | 365 | 13.7287 | 0.49939 | 14 | 0.22806
61320 | 16.64 | 1 | 365 | 19.0371 | 0.13249 | 19 | 0.16958
66778 | 8.28 | 1 | 365 | 9.4728 | 0.97458 | 10 | 0.44736
61405 | 9.28 | 1 | 365 | 10.6168 | 0.2662 | 10 | 0.88304
66786 | 9.6 | 1 | 365 | 10.9829 | 0.99951 | 11 | 0.98245
66811 | 11.89 | 1 | 365 | 13.6028 | 0.24731 | 13 | 0.85014
63468 | 9.3 | 1 | 365 | 10.6397 | 0.31203 | 10 | 0.95175
66281 | 15.9 | 1 | 365 | 18.1905 | 0.43669 | 18 | 0.62718
65721 | 13.395 | 1 | 365 | 15.3246 | 0.6962 | 16 | 0.020826
66288 | 5.035 | 1 | 365 | 5.7603 | 0.53829 | 6 | 0.29861
66301 | 8.1 | 1 | 365 | 9.2669 | 0.56209 | 9 | 0.82894
65724 | 8.55 | 1 | 365 | 9.7817 | 0.59332 | 10 | 0.375
66304 | 8.96 | 1 | 365 | 10.2507 | 0.53288 | 10 | 0.78362
64152 | 4.68 | 1 | 365 | 5.3542 | 0.72476 | 6 | 0.078945
66896 | 8.829 | 1 | 365 | 10.1009 | 0.23268 | 10 | 0.33355
51227 | 6.5 | 1 | 365 | 7.4364 | 0.8955 | 8 | 0.33187
63292 | 7.95 | 1 | 365 | 9.0952 | 0.21835 | 9 | 0.31359
66919 | 4.905 | 1 | 365 | 5.6116 | 0.24038 | 5 | 0.85197
66927 | 9.81 | 1 | 365 | 11.2232 | 0.48075 | 11 | 0.70394
65352 | 12 | 1 | 365 | 13.7287 | 0.49939 | 14 | 0.22806
63973 | 13.78 | 1 | 365 | 15.7651 | 0.57847 | 16 | 0.34356
66552 | 9.69 | 1 | 365 | 11.0859 | 0.20576 | 11 | 0.29166
62246 | 3.15 | 1 | 365 | 3.6038 | 0.21859 | 3 | 0.82237
66745 | 5.72 | 1 | 365 | 6.544 | 0.10804 | 6 | 0.65204
65719 | 15.86 | 1 | 365 | 18.1447 | 0.34503 | 18 | 0.48976
66748 | 5.1 | 1 | 365 | 5.8347 | 0.68724 | 6 | 0.52193
65770 | 4.32 | 1 | 365 | 4.9423 | 0.89978 | 5 | 0.8421
66639 | 8.1 | 1 | 365 | 9.2669 | 0.56209 | 9 | 0.82894
27165 | 3222.63 | 0.9 | 365 | 3318.1823 | 0.52742 | 3318 | 0.70969
59974 | 6.625 | 1 | 365 | 7.5794 | 0.18196 | 7 | 0.76133
34548 | 285 | 0.9 | 365 | 293.4504 | 0.7995 | 294 | 0.24987
64654 | 5.7 | 1 | 365 | 6.5211 | 0.062211 | 6 | 0.58333
65080 | 108.46 | 0.9 | 365 | 111.6759 | 0.6938 | 112 | 0.36969
65913 | 10.08 | 1 | 365 | 11.5321 | 0.099489 | 11 | 0.63157
66879 | 8.4 | 1 | 365 | 9.6101 | 0.24957 | 9 | 0.85964
66785 | 13.44 | 1 | 365 | 15.3761 | 0.79932 | 16 | 0.17543
44172 | 8.55 | 1 | 365 | 9.7817 | 0.59332 | 10 | 0.375
63730 | 12.753 | 1 | 365 | 14.5901 | 0.22498 | 14 | 0.81513
63732 | 8.175 | 1 | 365 | 9.3527 | 0.73396 | 10 | 0.086619
61683 | 6.3 | 1 | 365 | 7.2076 | 0.43718 | 7 | 0.64473
62235 | 12.4 | 1 | 365 | 14.1863 | 0.41604 | 14 | 0.60233
44936 | 58.14 | 0.9 | 365 | 59.8639 | 0.9111 | 60 | 0.77497
66940 | 7.8 | 1 | 365 | 8.9236 | 0.8746 | 9 | 0.79824
66942 | 4.8 | 1 | 365 | 5.4915 | 0.99976 | 6 | 0.49123
66982 | 7.56 | 1 | 365 | 8.6491 | 0.32462 | 8 | 0.97368
66984 | 12.6 | 1 | 365 | 14.4151 | 0.87436 | 15 | 0.28947
66985 | 6.54 | 1 | 365 | 7.4821 | 0.98717 | 8 | 0.46929
66986 | 7.41 | 1 | 365 | 8.4775 | 0.98087 | 9 | 0.45833
66998 | 8.96 | 1 | 365 | 10.2507 | 0.53288 | 10 | 0.78362
67007 | 8.1 | 1 | 365 | 9.2669 | 0.56209 | 9 | 0.82894
67017 | 7.95 | 1 | 365 | 9.0952 | 0.21835 | 9 | 0.31359
67018 | 14.7 | 1 | 365 | 16.8176 | 0.68676 | 17 | 0.50438
67019 | 10.8 | 1 | 365 | 12.3558 | 0.74945 | 13 | 0.10526
67024 | 12 | 1 | 365 | 13.7287 | 0.49939 | 14 | 0.22806
67025 | 7.15 | 1 | 365 | 8.18 | 0.38505 | 8 | 0.56505
67027 | 5.3 | 1 | 365 | 6.0635 | 0.14556 | 6 | 0.20906
67029 | 6 | 1 | 365 | 6.8643 | 0.7497 | 7 | 0.61403
67030 | 14.49 | 1 | 365 | 16.5774 | 0.20552 | 16 | 0.78289
67046 | 3.64 | 1 | 365 | 4.1644 | 0.34148 | 4 | 0.50585
67047 | 6.16 | 1 | 365 | 7.0474 | 0.11635 | 7 | 0.16374
64815 | 3.375 | 1 | 365 | 3.8612 | 0.7342 | 4 | 0.59539
61409 | 7.56 | 1 | 365 | 8.6491 | 0.32462 | 8 | 0.97368
35801 | 30.45 | 0.9 | 365 | 31.3529 | 0.80174 | 32 | 0.15459
66031 | 7.68 | 1 | 365 | 8.7864 | 0.59961 | 9 | 0.38596
65800 | 3.51 | 1 | 365 | 4.0156 | 0.043572 | 4 | 0.059209
63465 | 631.84 | 0.8 | 365 | 578.2883 | 0.34772 | 578 | 0.636
57992 | 6.48 | 1 | 365 | 7.4135 | 0.84967 | 8 | 0.26315
67051 | 4.76 | 1 | 365 | 5.4457 | 0.90809 | 6 | 0.3538
67053 | 5.88 | 1 | 365 | 6.727 | 0.4747 | 7 | 0.20175
67063 | 6.72 | 1 | 365 | 7.6881 | 0.39966 | 8 | 0.087716
67016 | 12.375 | 1 | 365 | 14.1577 | 0.35875 | 14 | 0.51644
67074 | 9.3 | 1 | 365 | 10.6397 | 0.31203 | 10 | 0.95175
67077 | 9.483 | 1 | 365 | 10.8491 | 0.73139 | 11 | 0.58048
67089 | 5.83 | 1 | 365 | 6.6698 | 0.36012 | 7 | 0.029968
67091 | 10.675 | 1 | 365 | 12.2128 | 0.463 | 12 | 0.6758
67093 | 6.89 | 1 | 365 | 7.8825 | 0.78923 | 8 | 0.67178
67110 | 6.3 | 1 | 365 | 7.2076 | 0.43718 | 7 | 0.64473
67156 | 8.48 | 1 | 365 | 9.7016 | 0.4329 | 10 | 0.1345
67189 | 11.13 | 1 | 365 | 12.7333 | 0.50569 | 13 | 0.23903
67003 | 5.8 | 1 | 365 | 6.6355 | 0.29137 | 6 | 0.9269
67230 | 4.8 | 1 | 365 | 5.4915 | 0.99976 | 6 | 0.49123
67313 | 7.59 | 1 | 365 | 8.6834 | 0.39337 | 9 | 0.07675
67317 | 4.56 | 1 | 365 | 5.2169 | 0.44977 | 5 | 0.66666
67321 | 9.81 | 1 | 365 | 11.2232 | 0.48075 | 11 | 0.70394
67333 | 15.39 | 1 | 365 | 17.607 | 0.26797 | 17 | 0.87499
67336 | 4.64 | 1 | 365 | 5.3084 | 0.6331 | 5 | 0.94152
67339 | 9.975 | 1 | 365 | 11.412 | 0.85887 | 12 | 0.27083
67340 | 4.83 | 1 | 365 | 5.5258 | 0.068505 | 5 | 0.5943
67345 | 11.118 | 1 | 365 | 12.7196 | 0.47819 | 13 | 0.1978
67346 | 6.84 | 1 | 365 | 7.8253 | 0.67465 | 8 | 0.5
67348 | 8.55 | 1 | 365 | 9.7817 | 0.59332 | 10 | 0.375
67363 | 8 | 1 | 365 | 9.1524 | 0.33293 | 9 | 0.48538
64792 | 7.15 | 1 | 365 | 8.18 | 0.38505 | 8 | 0.56505
65879 | 2.943 | 1 | 365 | 3.367 | 0.74423 | 4 | 0.11118
64793 | 6.4 | 1 | 365 | 7.322 | 0.66634 | 7 | 0.9883
66250 | 5.7 | 1 | 365 | 6.5211 | 0.062211 | 6 | 0.58333
64795 | 4.59 | 1 | 365 | 5.2512 | 0.51852 | 5 | 0.76973
34362 | 115.758 | 0.9 | 365 | 119.1903 | 0.7456 | 119 | 0.93587
67395 | 3.9 | 1 | 365 | 4.4618 | 0.9373 | 5 | 0.39912
65662 | 10.26 | 1 | 365 | 11.738 | 0.51198 | 12 | 0.24999
65689 | 13.34 | 1 | 365 | 15.2617 | 0.57016 | 15 | 0.83186
65693 | 13.34 | 1 | 365 | 15.2617 | 0.57016 | 15 | 0.83186
65835 | 6.48 | 1 | 365 | 7.4135 | 0.84967 | 8 | 0.26315
43249 | 384.8 | 0.9 | 365 | 396.2095 | 0.63245 | 396 | 0.84193
67427 | 6.36 | 1 | 365 | 7.2762 | 0.57468 | 7 | 0.85087
67432 | 6.3 | 1 | 365 | 7.2076 | 0.43718 | 7 | 0.64473
65894 | 9.35 | 1 | 365 | 10.6969 | 0.42661 | 11 | 0.12353
67435 | 7.685 | 1 | 365 | 8.7921 | 0.61107 | 9 | 0.40314
67438 | 9.69 | 1 | 365 | 11.0859 | 0.20576 | 11 | 0.29166
65904 | 7.685 | 1 | 365 | 8.7921 | 0.61107 | 9 | 0.40314
67441 | 8 | 1 | 365 | 9.1524 | 0.33293 | 9 | 0.48538
67443 | 7.8 | 1 | 365 | 8.9236 | 0.8746 | 9 | 0.79824
67442 | 9.483 | 1 | 365 | 10.8491 | 0.73139 | 11 | 0.58048
64521 | 2.52 | 1 | 365 | 2.883 | 0.77487 | 3 | 0.65789
67445 | 11.7 | 1 | 365 | 13.3855 | 0.81191 | 14 | 0.19736
63203 | 6 | 1 | 365 | 6.8643 | 0.7497 | 7 | 0.61403
46634 | 5 | 1 | 365 | 5.7203 | 0.45808 | 6 | 0.17836
66267 | 12 | 1 | 365 | 13.7287 | 0.49939 | 14 | 0.22806
33916 | 612.48 | 1 | 365 | 700.7114 | 0.56897 | 701 | 0.28039
67582 | 6.21 | 1 | 365 | 7.1046 | 0.23094 | 7 | 0.33552
67637 | 8.96 | 1 | 365 | 10.2507 | 0.53288 | 10 | 0.78362
67638 | 7.36 | 1 | 365 | 8.4203 | 0.86629 | 9 | 0.28655
67324 | 12.753 | 1 | 365 | 14.5901 | 0.22498 | 14 | 0.81513
67447 | 12.16 | 1 | 365 | 13.9117 | 0.86605 | 14 | 0.77777
65702 | 9.765 | 1 | 365 | 11.1717 | 0.37763 | 11 | 0.54934
67451 | 9.6 | 1 | 365 | 10.9829 | 0.99951 | 11 | 0.98245
67453 | 12.48 | 1 | 365 | 14.2778 | 0.59937 | 14 | 0.87719
67455 | 6.4 | 1 | 365 | 7.322 | 0.66634 | 7 | 0.9883
67460 | 8.32 | 1 | 365 | 9.5185 | 0.066245 | 9 | 0.58479
67463 | 12.19 | 1 | 365 | 13.946 | 0.9348 | 14 | 0.88084
67462 | 13.23 | 1 | 365 | 15.1359 | 0.31808 | 15 | 0.45394
67465 | 9.9 | 1 | 365 | 11.3262 | 0.687 | 12 | 0.013153
67467 | 13.8 | 1 | 365 | 15.788 | 0.6243 | 16 | 0.41227
66607 | 8.64 | 1 | 365 | 9.8846 | 0.79956 | 10 | 0.68421
67476 | 7.56 | 1 | 365 | 8.6491 | 0.32462 | 8 | 0.97368
67479 | 9.86 | 1 | 365 | 11.2804 | 0.59533 | 11 | 0.87573
67480 | 8.7 | 1 | 365 | 9.9533 | 0.93706 | 10 | 0.89035
67482 | 10.2 | 1 | 365 | 11.6694 | 0.37448 | 12 | 0.043854
67483 | 8.06 | 1 | 365 | 9.2211 | 0.47042 | 9 | 0.69152
35266 | 31.065 | 0.9 | 365 | 31.9861 | 0.070146 | 32 | 0.056236
67485 | 6.63 | 1 | 365 | 7.5851 | 0.19341 | 7 | 0.77851
67489 | 8.4 | 1 | 365 | 9.6101 | 0.24957 | 9 | 0.85964
67520 | 12.42 | 1 | 365 | 14.2092 | 0.46187 | 14 | 0.67105
67525 | 4.16 | 1 | 365 | 4.7593 | 0.53312 | 5 | 0.2924
66700 | 7.8 | 1 | 365 | 8.9236 | 0.8746 | 9 | 0.79824
67571 | 10.335 | 1 | 365 | 11.8238 | 0.68385 | 12 | 0.50767
67581 | 8.48 | 1 | 365 | 9.7016 | 0.4329 | 10 | 0.1345
66718 | 10.2 | 1 | 365 | 11.6694 | 0.37448 | 12 | 0.043854
64604 | 3.92 | 1 | 365 | 4.4847 | 0.98313 | 5 | 0.46783
66719 | 11.4 | 1 | 365 | 13.0422 | 0.12442 | 13 | 0.16666
66256 | 9.9 | 1 | 365 | 11.3262 | 0.687 | 12 | 0.013153
66721 | 11.4 | 1 | 365 | 13.0422 | 0.12442 | 13 | 0.16666
66724 | 11.34 | 1 | 365 | 12.9736 | 0.98693 | 13 | 0.96052
46333 | 9.69 | 1 | 365 | 11.0859 | 0.20576 | 11 | 0.29166
67440 | 12 | 1 | 365 | 13.7287 | 0.49939 | 14 | 0.22806
67613 | 12 | 1 | 365 | 13.7287 | 0.49939 | 14 | 0.22806
67622 | 10.5 | 1 | 365 | 12.0126 | 0.061968 | 12 | 0.074556
66782 | 12 | 1 | 365 | 13.7287 | 0.49939 | 14 | 0.22806
67623 | 6.12 | 1 | 365 | 7.0016 | 0.02469 | 7 | 0.026313
67624 | 11.475 | 1 | 365 | 13.128 | 0.29629 | 13 | 0.42434
67626 | 2.75 | 1 | 365 | 3.1462 | 0.30194 | 3 | 0.4481
67629 | 6.12 | 1 | 365 | 7.0016 | 0.02469 | 7 | 0.026313
67630 | 6.84 | 1 | 365 | 7.8253 | 0.67465 | 8 | 0.5
60795 | 2.04 | 1 | 365 | 2.3339 | 0.6749 | 3 | 0.0087709
67631 | 4.335 | 1 | 365 | 4.9595 | 0.93416 | 5 | 0.89364
67633 | 6.72 | 1 | 365 | 7.6881 | 0.39966 | 8 | 0.087716
67636 | 4.59 | 1 | 365 | 5.2512 | 0.51852 | 5 | 0.76973
67641 | 5.1 | 1 | 365 | 5.8347 | 0.68724 | 6 | 0.52193
67639 | 5.175 | 1 | 365 | 5.9205 | 0.85911 | 6 | 0.7796
67644 | 6.72 | 1 | 365 | 7.6881 | 0.39966 | 8 | 0.087716
66274 | 14.56 | 1 | 365 | 16.6575 | 0.36593 | 17 | 0.023384
67645 | 7.02 | 1 | 365 | 8.0313 | 0.087144 | 8 | 0.11842
67646 | 13.12 | 1 | 365 | 15.01 | 0.066002 | 15 | 0.076017
67648 | 10.88 | 1 | 365 | 12.4473 | 0.93278 | 13 | 0.38011
67650 | 6.76 | 1 | 365 | 7.7338 | 0.49132 | 8 | 0.22514
67651 | 6.24 | 1 | 365 | 7.1389 | 0.29968 | 7 | 0.43859
67653 | 4.24 | 1 | 365 | 4.8508 | 0.71645 | 5 | 0.56725
67056 | 7.95 | 1 | 365 | 9.0952 | 0.21835 | 9 | 0.31359
67049 | 5.6 | 1 | 365 | 6.4067 | 0.83305 | 7 | 0.23976
51293 | 7.2 | 1 | 365 | 8.2372 | 0.49964 | 8 | 0.73684
61916 | 7.155 | 1 | 365 | 8.1857 | 0.39651 | 8 | 0.58223
66717 | 8.19 | 1 | 365 | 9.3698 | 0.76834 | 10 | 0.13815
60709 | 6.75 | 1 | 365 | 7.7224 | 0.46841 | 8 | 0.19079
62269 | 2.65 | 1 | 365 | 3.0317 | 0.072782 | 3 | 0.10453
46626 | 5 | 1 | 365 | 5.7203 | 0.45808 | 6 | 0.17836
67092 | 13.5 | 1 | 365 | 15.4448 | 0.93682 | 16 | 0.38157
58365 | 3.64 | 1 | 365 | 4.1644 | 0.34148 | 4 | 0.50585
66987 | 6.6 | 1 | 365 | 7.5508 | 0.12467 | 7 | 0.67544
67458 | 12.9 | 1 | 365 | 14.7583 | 0.56185 | 15 | 0.32017
63833 | 7.5 | 1 | 365 | 8.5804 | 0.18712 | 8 | 0.76754
67216 | 3.6 | 1 | 365 | 4.1186 | 0.24982 | 4 | 0.36842
58648 | 3.975 | 1 | 365 | 4.5476 | 0.10917 | 4 | 0.6568
66252 | 7.95 | 1 | 365 | 9.0952 | 0.21835 | 9 | 0.31359
66937 | 6.555 | 1 | 365 | 7.4993 | 0.021543 | 7 | 0.52083
67112 | 9 | 1 | 365 | 10.2965 | 0.62454 | 10 | 0.92105
67145 | 9.45 | 1 | 365 | 10.8113 | 0.65577 | 11 | 0.4671
67353 | 6.4 | 1 | 365 | 7.322 | 0.66634 | 7 | 0.9883
66192 | 1.995 | 1 | 365 | 2.2824 | 0.57177 | 2 | 0.85417
66275 | 8.745 | 1 | 365 | 10.0048 | 0.040182 | 10 | 0.044952
67487 | 6.3 | 1 | 365 | 7.2076 | 0.43718 | 7 | 0.64473
66720 | 13.34 | 1 | 365 | 15.2617 | 0.57016 | 15 | 0.83186
64443 | 12.24 | 1 | 365 | 14.0032 | 0.04938 | 14 | 0.052625
64322 | 11.2 | 1 | 365 | 12.8134 | 0.6661 | 13 | 0.47953
65715 | 13.33 | 1 | 365 | 15.2503 | 0.54724 | 15 | 0.79751
62046 | 8.829 | 1 | 365 | 10.1009 | 0.23268 | 10 | 0.33355
50849 | 6.82 | 1 | 365 | 7.8025 | 0.62882 | 8 | 0.43128
50703 | 7.98 | 1 | 365 | 9.1296 | 0.2871 | 9 | 0.41666
61693 | 15.075 | 1 | 365 | 17.2466 | 0.54611 | 17 | 0.79276
66540 | 5.72 | 1 | 365 | 6.544 | 0.10804 | 6 | 0.65204
60542 | 10.2 | 1 | 365 | 11.6694 | 0.37448 | 12 | 0.043854
66524 | 12.19 | 1 | 365 | 13.946 | 0.9348 | 14 | 0.88084
66948 | 9 | 1 | 365 | 10.2965 | 0.62454 | 10 | 0.92105
67203 | 10.865 | 1 | 365 | 12.4302 | 0.89841 | 13 | 0.32858
65756 | 6.75 | 1 | 365 | 7.7224 | 0.46841 | 8 | 0.19079
66565 | 3.18 | 1 | 365 | 3.6381 | 0.28734 | 3 | 0.92544
66945 | 7.395 | 1 | 365 | 8.4603 | 0.9465 | 9 | 0.40679
66979 | 7.56 | 1 | 365 | 8.6491 | 0.32462 | 8 | 0.97368
66983 | 10.2 | 1 | 365 | 11.6694 | 0.37448 | 12 | 0.043854
67264 | 8.12 | 1 | 365 | 9.2897 | 0.60792 | 9 | 0.89766
66923 | 9.135 | 1 | 365 | 10.451 | 0.93391 | 11 | 0.38486
66980 | 10.464 | 1 | 365 | 11.9714 | 0.97947 | 12 | 0.95087
67128 | 5.12 | 1 | 365 | 5.8576 | 0.73307 | 6 | 0.59064
67133 | 9.6 | 1 | 365 | 10.9829 | 0.99951 | 11 | 0.98245
67137 | 7.28 | 1 | 365 | 8.3287 | 0.68296 | 9 | 0.011692
67141 | 12.075 | 1 | 365 | 13.8145 | 0.67126 | 14 | 0.48574
67146 | 4.69 | 1 | 365 | 5.3656 | 0.74768 | 6 | 0.1133
67152 | 12.22 | 1 | 365 | 13.9804 | 0.0035475 | 13 | 0.98391
67155 | 13.5 | 1 | 365 | 15.4448 | 0.93682 | 16 | 0.38157
67158 | 11.34 | 1 | 365 | 12.9736 | 0.98693 | 13 | 0.96052
67160 | 9.6 | 1 | 365 | 10.9829 | 0.99951 | 11 | 0.98245
67162 | 8.175 | 1 | 365 | 9.3527 | 0.73396 | 10 | 0.086619
67165 | 9.36 | 1 | 365 | 10.7084 | 0.44953 | 11 | 0.15789
67197 | 9 | 1 | 365 | 10.2965 | 0.62454 | 10 | 0.92105
67201 | 12.24 | 1 | 365 | 14.0032 | 0.04938 | 14 | 0.052625
67207 | 8.625 | 1 | 365 | 9.8675 | 0.76519 | 10 | 0.63267
67229 | 5.76 | 1 | 365 | 6.5898 | 0.19971 | 6 | 0.78947
67233 | 13.2 | 1 | 365 | 15.1015 | 0.24933 | 15 | 0.35087
67235 | 9.54 | 1 | 365 | 10.9143 | 0.86202 | 11 | 0.77631
67298 | 9.6 | 1 | 365 | 10.9829 | 0.99951 | 11 | 0.98245
67327 | 5.232 | 1 | 365 | 5.9857 | 0.98973 | 6 | 0.97544
67563 | 12.8 | 1 | 365 | 14.6439 | 0.33268 | 14 | 0.9766
67564 | 11.16 | 1 | 365 | 12.7677 | 0.57443 | 13 | 0.3421
67575 | 9.483 | 1 | 365 | 10.8491 | 0.73139 | 11 | 0.58048
67620 | 9.405 | 1 | 365 | 10.7598 | 0.55265 | 11 | 0.3125
67131 | 6.72 | 1 | 365 | 7.6881 | 0.39966 | 8 | 0.087716
67288 | 11.48 | 1 | 365 | 13.1338 | 0.30775 | 13 | 0.44151
65226 | 89.32 | 0.9 | 365 | 91.9684 | 0.21843 | 92 | 0.1868
67320 | 7.194 | 1 | 365 | 8.2303 | 0.48589 | 8 | 0.71622
67477 | 6.213 | 1 | 365 | 7.108 | 0.23781 | 7 | 0.34583
67567 | 9.81 | 1 | 365 | 11.2232 | 0.48075 | 11 | 0.70394
66878 | 12.6 | 1 | 365 | 14.4151 | 0.87436 | 15 | 0.28947
66243 | 10.8 | 1 | 365 | 12.3558 | 0.74945 | 13 | 0.10526
63724 | 10.05 | 1 | 365 | 11.4978 | 0.030741 | 11 | 0.5285
64340 | 3.35 | 1 | 365 | 3.8326 | 0.67691 | 4 | 0.5095
61697 | 6.6 | 1 | 365 | 7.5508 | 0.12467 | 7 | 0.67544
61700 | 8.1 | 1 | 365 | 9.2669 | 0.56209 | 9 | 0.82894
46267 | 7.44 | 1 | 365 | 8.5118 | 0.049623 | 8 | 0.5614
66238 | 4.24 | 1 | 365 | 4.8508 | 0.71645 | 5 | 0.56725
59837 | 12.19 | 1 | 365 | 13.946 | 0.9348 | 14 | 0.88084
66195 | 8.12 | 1 | 365 | 9.2897 | 0.60792 | 9 | 0.89766
66737 | 9.18 | 1 | 365 | 10.5024 | 0.037035 | 10 | 0.53947
66775 | 11.118 | 1 | 365 | 12.7196 | 0.47819 | 13 | 0.1978
66883 | 9 | 1 | 365 | 10.2965 | 0.62454 | 10 | 0.92105
66905 | 10.137 | 1 | 365 | 11.5973 | 0.23011 | 11 | 0.82741
66904 | 15.87 | 1 | 365 | 18.1562 | 0.36795 | 18 | 0.52411
66903 | 6.867 | 1 | 365 | 7.8562 | 0.73653 | 8 | 0.59276
66772 | 5.559 | 1 | 365 | 6.3598 | 0.73909 | 7 | 0.098901
66865 | 8.502 | 1 | 365 | 9.7268 | 0.48332 | 10 | 0.21008
66868 | 8.829 | 1 | 365 | 10.1009 | 0.23268 | 10 | 0.33355
66869 | 7.848 | 1 | 365 | 8.9786 | 0.9846 | 9 | 0.96315
66885 | 10.385 | 1 | 365 | 11.881 | 0.79843 | 12 | 0.67945
67386 | 3 | 1 | 365 | 3.4322 | 0.87485 | 4 | 0.30702
67484 | 13.395 | 1 | 365 | 15.3246 | 0.6962 | 16 | 0.020826
67495 | 4.48 | 1 | 365 | 5.1254 | 0.26644 | 5 | 0.39181
64863 | 4.24 | 1 | 365 | 4.8508 | 0.71645 | 5 | 0.56725
66705 | 4.64 | 1 | 365 | 5.3084 | 0.6331 | 5 | 0.94152
66549 | 5.865 | 1 | 365 | 6.7099 | 0.44033 | 7 | 0.15022
66816 | 4.06 | 1 | 365 | 4.6449 | 0.30396 | 4 | 0.94883
66723 | 13.26 | 1 | 365 | 15.1702 | 0.38683 | 15 | 0.55701
67362 | 4.83 | 1 | 365 | 5.5258 | 0.068505 | 5 | 0.5943
67367 | 4.83 | 1 | 365 | 5.5258 | 0.068505 | 5 | 0.5943
66111 | 2.6 | 1 | 365 | 2.9745 | 0.9582 | 3 | 0.93275
61092 | 6.6 | 1 | 365 | 7.5508 | 0.12467 | 7 | 0.67544
65926 | 6.5 | 1 | 365 | 7.4364 | 0.8955 | 8 | 0.33187
61769 | 9.805 | 1 | 365 | 11.2175 | 0.46929 | 11 | 0.68676
61883 | 7.02 | 1 | 365 | 8.0313 | 0.087144 | 8 | 0.11842
50806 | 7.848 | 1 | 365 | 8.9786 | 0.9846 | 9 | 0.96315
62302 | 10.66 | 1 | 365 | 12.1956 | 0.42863 | 12 | 0.62426
62315 | 8.84 | 1 | 365 | 10.1135 | 0.25789 | 10 | 0.37134
62341 | 7.8 | 1 | 365 | 8.9236 | 0.8746 | 9 | 0.79824
62347 | 4.42 | 1 | 365 | 5.0567 | 0.12894 | 5 | 0.18567
62359 | 16.12 | 1 | 365 | 18.4422 | 0.94085 | 19 | 0.38303
67186 | 7.04 | 1 | 365 | 8.0542 | 0.13298 | 8 | 0.18713
62396 | 4.335 | 1 | 365 | 4.9595 | 0.93416 | 5 | 0.89364
62405 | 5.2 | 1 | 365 | 5.9491 | 0.9164 | 6 | 0.86549
62429 | 4.16 | 1 | 365 | 4.7593 | 0.53312 | 5 | 0.2924
62452 | 9.36 | 1 | 365 | 10.7084 | 0.44953 | 11 | 0.15789
67365 | 12.16 | 1 | 365 | 13.9117 | 0.86605 | 14 | 0.77777
61812 | 9.9 | 1 | 365 | 11.3262 | 0.687 | 12 | 0.013153
62136 | 6.9 | 1 | 365 | 7.894 | 0.81215 | 8 | 0.70614
62391 | 9.945 | 1 | 365 | 11.3776 | 0.79012 | 12 | 0.16776
62162 | 10.175 | 1 | 365 | 11.6408 | 0.31719 | 11 | 0.95796
63128 | 10.395 | 1 | 365 | 11.8925 | 0.82135 | 12 | 0.71381
63051 | 23.94 | 1 | 365 | 27.3887 | 0.86129 | 28 | 0.24999
63542 | 5.4 | 1 | 365 | 6.1779 | 0.37473 | 6 | 0.55263
33740 | 347.2 | 0.9 | 365 | 357.4946 | 0.084168 | 357 | 0.57879
64142 | 7.68 | 1 | 365 | 8.7864 | 0.59961 | 9 | 0.38596
64336 | 7.2 | 1 | 365 | 8.2372 | 0.49964 | 8 | 0.73684
34468 | 1300.005 | 0.9 | 365 | 1338.5507 | 0.20103 | 1338 | 0.7517
49975 | 7.848 | 1 | 365 | 8.9786 | 0.9846 | 9 | 0.96315
64396 | 2.7 | 1 | 365 | 3.089 | 0.18736 | 3 | 0.27631
64430 | 12 | 1 | 365 | 13.7287 | 0.49939 | 14 | 0.22806
51029 | 7.56 | 1 | 365 | 8.6491 | 0.32462 | 8 | 0.97368
64471 | 4.69 | 1 | 365 | 5.3656 | 0.74768 | 6 | 0.1133
64475 | 7.155 | 1 | 365 | 8.1857 | 0.39651 | 8 | 0.58223
64476 | 9 | 1 | 365 | 10.2965 | 0.62454 | 10 | 0.92105
64479 | 13.34 | 1 | 365 | 15.2617 | 0.57016 | 15 | 0.83186
64607 | 7.68 | 1 | 365 | 8.7864 | 0.59961 | 9 | 0.38596
64612 | 13.34 | 1 | 365 | 15.2617 | 0.57016 | 15 | 0.83186
64614 | 5.795 | 1 | 365 | 6.6298 | 0.27991 | 6 | 0.90972
64576 | 5.44 | 1 | 365 | 6.2237 | 0.46639 | 6 | 0.69006
64474 | 11.6 | 1 | 365 | 13.271 | 0.58275 | 13 | 0.8538
64545 | 12.19 | 1 | 365 | 13.946 | 0.9348 | 14 | 0.88084
64699 | 11.925 | 1 | 365 | 13.6429 | 0.32752 | 13 | 0.97039
33810 | 620.16 | 0.9 | 365 | 638.548 | 0.051721 | 638 | 0.59971
29619 | 1309.68 | 1 | 365 | 1498.3473 | 0.28364 | 1498 | 0.6309
64713 | 10.5 | 1 | 365 | 12.0126 | 0.061968 | 12 | 0.074556
64698 | 5.4 | 1 | 365 | 6.1779 | 0.37473 | 6 | 0.55263
43653 | 14.96 | 1 | 365 | 17.1151 | 0.28258 | 17 | 0.39765
44484 | 11.34 | 1 | 365 | 12.9736 | 0.98693 | 13 | 0.96052
33931 | 60.495 | 0.9 | 365 | 62.2887 | 0.76818 | 63 | 0.05688
46119 | 11.4 | 1 | 365 | 13.0422 | 0.12442 | 13 | 0.16666
64804 | 2.85 | 1 | 365 | 3.2606 | 0.53111 | 3 | 0.79167
63328 | 43.68 | 0.9 | 365 | 44.9751 | 0.088008 | 45 | 0.063138
64805 | 7.32 | 1 | 365 | 8.3745 | 0.77463 | 9 | 0.14912
64807 | 8.1 | 1 | 365 | 9.2669 | 0.56209 | 9 | 0.82894
64831 | 10.965 | 1 | 365 | 12.5446 | 0.12757 | 12 | 0.67214
64833 | 5.2 | 1 | 365 | 5.9491 | 0.9164 | 6 | 0.86549
64606 | 9.44 | 1 | 365 | 10.7999 | 0.63286 | 11 | 0.43274
64893 | 4.41 | 1 | 365 | 5.0453 | 0.10603 | 5 | 0.15131
64920 | 5.985 | 1 | 365 | 6.8472 | 0.71532 | 7 | 0.5625
64947 | 7.685 | 1 | 365 | 8.7921 | 0.61107 | 9 | 0.40314
64088 | 4.725 | 1 | 365 | 5.4057 | 0.82789 | 6 | 0.23355
38119 | 259.875 | 1 | 365 | 297.3116 | 0.53371 | 297 | 0.84526
21030 | 639.78 | 0.8 | 365 | 585.5553 | 0.90407 | 586 | 0.45939
64980 | 8.745 | 1 | 365 | 10.0048 | 0.040182 | 10 | 0.044952
64988 | 4.725 | 1 | 365 | 5.4057 | 0.82789 | 6 | 0.23355
65046 | 12.255 | 1 | 365 | 14.0204 | 0.083754 | 14 | 0.10416
64778 | 9.45 | 1 | 365 | 10.8113 | 0.65577 | 11 | 0.4671
65081 | 7.2 | 1 | 365 | 8.2372 | 0.49964 | 8 | 0.73684
65088 | 2.48 | 1 | 365 | 2.8373 | 0.68321 | 3 | 0.52047
32925 | 3953.52 | 0.9 | 365 | 4070.7434 | 0.95472 | 4071 | 0.69817
52395 | 312.32 | 0.8 | 365 | 285.8493 | 0.57401 | 286 | 0.42326
63957 | 103.74 | 0.9 | 365 | 106.8159 | 0.95902 | 107 | 0.77495
36653 | 19.38 | 1 | 365 | 22.1718 | 0.41152 | 22 | 0.58332
63958 | 115.32 | 0.9 | 365 | 118.7393 | 0.84224 | 119 | 0.58153
65143 | 5.72 | 1 | 365 | 6.544 | 0.10804 | 6 | 0.65204
65147 | 4.68 | 1 | 365 | 5.3542 | 0.72476 | 6 | 0.078945
63968 | 29.76 | 0.9 | 365 | 30.6424 | 0.37864 | 31 | 0.021039
65158 | 5.565 | 1 | 365 | 6.3667 | 0.75284 | 7 | 0.11951
65165 | 9.62 | 1 | 365 | 11.0058 | 0.045346 | 11 | 0.051165
57225 | 2.385 | 1 | 365 | 2.7286 | 0.4655 | 3 | 0.19408
65213 | 11.2 | 1 | 365 | 12.8134 | 0.6661 | 13 | 0.47953
32272 | 5994.88 | 0.8 | 365 | 5486.7827 | 0.37034 | 5487 | 0.15309
32293 | 1233.86 | 0.8 | 365 | 1129.2839 | 0.026654 | 1129 | 0.3106
64361 | 319.725 | 0.9 | 365 | 329.205 | 0.41823 | 329 | 0.62321
35125 | 302.4 | 0.9 | 365 | 311.3663 | 0.68621 | 312 | 0.052492
64200 | 216.92 | 0.9 | 365 | 223.3518 | 0.38761 | 223 | 0.73937
65218 | 7.28 | 1 | 365 | 8.3287 | 0.68296 | 9 | 0.011692
63954 | 83.7 | 0.9 | 365 | 86.1817 | 0.62743 | 86 | 0.80917
64954 | 4.77 | 1 | 365 | 5.4571 | 0.93101 | 6 | 0.38816
65401 | 12.32 | 1 | 365 | 14.0948 | 0.23271 | 14 | 0.32748
65414 | 10.464 | 1 | 365 | 11.9714 | 0.97947 | 12 | 0.95087
43637 | 7.93 | 1 | 365 | 9.0724 | 0.17251 | 9 | 0.24488
63971 | 23.87 | 0.8 | 365 | 21.8469 | 0.7607 | 22 | 0.60759
48241 | 12.73 | 1 | 365 | 14.5638 | 0.17227 | 14 | 0.7361
64911 | 5.12 | 1 | 365 | 5.8576 | 0.73307 | 6 | 0.59064
64327 | 4.2 | 0.8 | 365 | 3.844 | 0.69983 | 4 | 0.54386
65510 | 2.915 | 1 | 365 | 3.3349 | 0.68006 | 4 | 0.014984
58323 | 9.6 | 0.8 | 365 | 8.7864 | 0.59961 | 9 | 0.38596
49192 | 7.84 | 1 | 365 | 8.9694 | 0.96627 | 9 | 0.93567
65605 | 6.7 | 1 | 365 | 7.6652 | 0.35383 | 8 | 0.019002
65606 | 9 | 1 | 365 | 10.2965 | 0.62454 | 10 | 0.92105
65617 | 16.677 | 1 | 365 | 19.0794 | 0.21728 | 19 | 0.2967
62852 | 6.76 | 1 | 365 | 7.7338 | 0.49132 | 8 | 0.22514
65629 | 13.44 | 1 | 365 | 15.3761 | 0.79932 | 16 | 0.17543
65660 | 6.27 | 1 | 365 | 7.1732 | 0.36843 | 7 | 0.54166
48752 | 12.825 | 1 | 365 | 14.6725 | 0.38998 | 15 | 0.062493
65697 | 10.2 | 1 | 365 | 11.6694 | 0.37448 | 12 | 0.043854
65703 | 9 | 0.8 | 365 | 8.2372 | 0.49964 | 8 | 0.73684
65712 | 3.78 | 1 | 365 | 4.3245 | 0.66231 | 4 | 0.98684
65657 | 13.34 | 1 | 365 | 15.2617 | 0.57016 | 15 | 0.83186
65723 | 6.5 | 1 | 365 | 7.4364 | 0.8955 | 8 | 0.33187
65745 | 4.16 | 1 | 365 | 4.7593 | 0.53312 | 5 | 0.2924
65743 | 5.67 | 0.8 | 365 | 5.1894 | 0.39477 | 5 | 0.58421
65777 | 6.9 | 1 | 365 | 7.894 | 0.81215 | 8 | 0.70614
65736 | 5.886 | 1 | 365 | 6.7339 | 0.48845 | 7 | 0.22237
10933 | 995.41 | 0.7 | 365 | 797.1633 | 0.76824 | 797 | 0.93159
11354 | 995.41 | 0.7 | 365 | 797.1633 | 0.76824 | 797 | 0.93159
65795 | 9.69 | 1 | 365 | 11.0859 | 0.20576 | 11 | 0.29166
65798 | 6.05 | 1 | 365 | 6.9215 | 0.86428 | 7 | 0.78582
65801 | 8.4 | 1 | 365 | 9.6101 | 0.24957 | 9 | 0.85964
65501 | 8.32 | 1 | 365 | 9.5185 | 0.066245 | 9 | 0.58479
48263 | 3.05 | 1 | 365 | 3.4894 | 0.98943 | 4 | 0.4788
65833 | 5.67 | 1 | 365 | 6.4868 | 0.99346 | 7 | 0.48026
65837 | 7.935 | 1 | 365 | 9.0781 | 0.18397 | 9 | 0.26206
65842 | 6.93 | 1 | 365 | 7.9283 | 0.8809 | 8 | 0.80921
65845 | 19.38 | 1 | 365 | 22.1718 | 0.41152 | 22 | 0.58332
65854 | 13.12 | 1 | 365 | 15.01 | 0.066002 | 15 | 0.076017
65860 | 13.734 | 1 | 365 | 15.7125 | 0.47305 | 16 | 0.18552
65867 | 4.578 | 0.8 | 365 | 4.19 | 0.39281 | 4 | 0.58281
65870 | 8.55 | 1 | 365 | 9.7817 | 0.59332 | 10 | 0.375
65873 | 12.42 | 0.8 | 365 | 11.3673 | 0.7695 | 12 | 0.13684
65876 | 12 | 1 | 365 | 13.7287 | 0.49939 | 14 | 0.22806
65878 | 6.38 | 1 | 365 | 7.2991 | 0.62051 | 7 | 0.91959
65834 | 9.52 | 1 | 365 | 10.8914 | 0.81618 | 11 | 0.7076
65909 | 4.5 | 1 | 365 | 5.1483 | 0.31227 | 5 | 0.46052
32281 | 2261 | 0.8 | 365 | 2069.3685 | 0.075021 | 2069 | 0.44351
65915 | 3.12 | 0.8 | 365 | 2.8556 | 0.71987 | 3 | 0.57544
65934 | 9.62 | 0.8 | 365 | 8.8047 | 0.63628 | 9 | 0.44093
65941 | 6.76 | 0.8 | 365 | 6.1871 | 0.39306 | 6 | 0.58011
65945 | 2.34 | 1 | 365 | 2.6771 | 0.36238 | 3 | 0.039472
65949 | 11.22 | 1 | 365 | 12.8363 | 0.71193 | 13 | 0.54824
65951 | 9.88 | 1 | 365 | 11.3033 | 0.64117 | 11 | 0.94444
65953 | 5.83 | 1 | 365 | 6.6698 | 0.36012 | 7 | 0.029968
65954 | 8.58 | 1 | 365 | 9.816 | 0.66207 | 10 | 0.47807
65956 | 4.77 | 1 | 365 | 5.4571 | 0.93101 | 6 | 0.38816
65082 | 85.25 | 0.9 | 365 | 87.7777 | 0.82424 | 88 | 0.60193
65958 | 10.88 | 1 | 365 | 12.4473 | 0.93278 | 13 | 0.38011
65347 | 7.8 | 1 | 365 | 8.9236 | 0.8746 | 9 | 0.79824
65962 | 8.28 | 0.8 | 365 | 7.5782 | 0.17966 | 7 | 0.75789
65970 | 5.1 | 0.8 | 365 | 4.6677 | 0.34979 | 5 | 0.017542
65971 | 5.61 | 0.8 | 365 | 5.1345 | 0.28477 | 5 | 0.4193
65852 | 18 | 1 | 365 | 20.593 | 0.24909 | 20 | 0.8421
65988 | 6.76 | 1 | 365 | 7.7338 | 0.49132 | 8 | 0.22514
65986 | 12.6 | 1 | 365 | 14.4151 | 0.87436 | 15 | 0.28947
65965 | 7.5 | 1 | 365 | 8.5804 | 0.18712 | 8 | 0.76754
66043 | 11.7 | 1 | 365 | 13.3855 | 0.81191 | 14 | 0.19736
66045 | 7.28 | 1 | 365 | 8.3287 | 0.68296 | 9 | 0.011692
66052 | 4.68 | 1 | 365 | 5.3542 | 0.72476 | 6 | 0.078945
66056 | 10.4 | 1 | 365 | 11.8982 | 0.83281 | 12 | 0.73099
66051 | 8.84 | 0.8 | 365 | 8.0908 | 0.20631 | 8 | 0.29707
66068 | 8.58 | 1 | 365 | 9.816 | 0.66207 | 10 | 0.47807
66070 | 12.88 | 1 | 365 | 14.7354 | 0.51601 | 15 | 0.25146
63969 | 3.48 | 1 | 365 | 3.9813 | 0.97482 | 4 | 0.95614
66291 | 2.65 | 1 | 365 | 3.0317 | 0.072782 | 3 | 0.10453
67584 | 4.5 | 1 | 365 | 5.1483 | 0.31227 | 5 | 0.46052
66071 | 9.57 | 1 | 365 | 10.9486 | 0.93077 | 11 | 0.87938
66069 | 10.07 | 0.8 | 365 | 9.2165 | 0.46126 | 9 | 0.67777
12766 | 649.04 | 0.8 | 365 | 594.0305 | 0.88036 | 594 | 0.91084
65959 | 8.16 | 0.8 | 365 | 7.4684 | 0.95967 | 8 | 0.42807
66078 | 12.15 | 0.8 | 365 | 11.1202 | 0.27451 | 11 | 0.39473
66079 | 5.44 | 1 | 365 | 6.2237 | 0.46639 | 6 | 0.69006
65967 | 8.16 | 0.8 | 365 | 7.4684 | 0.95967 | 8 | 0.42807
66090 | 5.46 | 1 | 365 | 6.2465 | 0.51222 | 6 | 0.75877
27518 | 8.16 | 1 | 365 | 9.3355 | 0.69959 | 10 | 0.035084
65905 | 9.86 | 1 | 365 | 11.2804 | 0.59533 | 11 | 0.87573
66114 | 11.1 | 0.8 | 365 | 10.1592 | 0.34955 | 10 | 0.50877
66116 | 3.15 | 1 | 365 | 3.6038 | 0.21859 | 3 | 0.82237
66117 | 8.84 | 1 | 365 | 10.1135 | 0.25789 | 10 | 0.37134
66119 | 8.04 | 0.8 | 365 | 7.3586 | 0.73967 | 8 | 0.098242
66118 | 5.2 | 1 | 365 | 5.9491 | 0.9164 | 6 | 0.86549
66128 | 2.86 | 1 | 365 | 3.272 | 0.55402 | 3 | 0.82602
66130 | 4.42 | 1 | 365 | 5.0567 | 0.12894 | 5 | 0.18567
66131 | 11.6 | 1 | 365 | 13.271 | 0.58275 | 13 | 0.8538
66134 | 7.28 | 1 | 365 | 8.3287 | 0.68296 | 9 | 0.011692
66142 | 7.28 | 0.8 | 365 | 6.663 | 0.34637 | 7 | 0.0093537
66143 | 8.32 | 1 | 365 | 9.5185 | 0.066245 | 9 | 0.58479
66148 | 11.96 | 1 | 365 | 13.6829 | 0.40773 | 14 | 0.090637
66149 | 3.64 | 0.8 | 365 | 3.3315 | 0.67319 | 4 | 0.0046769
66152 | 4.16 | 0.8 | 365 | 3.8074 | 0.6265 | 4 | 0.43392
66157 | 9.62 | 0.8 | 365 | 8.8047 | 0.63628 | 9 | 0.44093
66158 | 3.64 | 1 | 365 | 4.1644 | 0.34148 | 4 | 0.50585
66167 | 6.44 | 0.8 | 365 | 5.8942 | 0.80641 | 6 | 0.70058
66168 | 10.15 | 1 | 365 | 11.6122 | 0.2599 | 11 | 0.87207
66190 | 4.24 | 1 | 365 | 4.8508 | 0.71645 | 5 | 0.56725
66191 | 7.95 | 0.8 | 365 | 7.2762 | 0.57468 | 7 | 0.85087
66199 | 6.89 | 1 | 365 | 7.8825 | 0.78923 | 8 | 0.67178
66202 | 3.975 | 1 | 365 | 4.5476 | 0.10917 | 4 | 0.6568
66203 | 5.3 | 1 | 365 | 6.0635 | 0.14556 | 6 | 0.20906
66204 | 4.24 | 1 | 365 | 4.8508 | 0.71645 | 5 | 0.56725
66189 | 11.985 | 0.8 | 365 | 10.9692 | 0.97201 | 11 | 0.94122
65921 | 6.44 | 1 | 365 | 7.3677 | 0.75801 | 8 | 0.12573
66231 | 7.8 | 1 | 365 | 8.9236 | 0.8746 | 9 | 0.79824
66241 | 5.98 | 0.8 | 365 | 5.4732 | 0.96309 | 6 | 0.43625
66264 | 7.2 | 0.8 | 365 | 6.5898 | 0.19971 | 6 | 0.78947
66266 | 12.06 | 0.8 | 365 | 11.0379 | 0.10951 | 11 | 0.14736
65840 | 8.16 | 1 | 365 | 9.3355 | 0.69959 | 10 | 0.035084
55212 | 2.45 | 1 | 365 | 2.8029 | 0.61446 | 3 | 0.4174
32269 | 1996.14 | 0.8 | 365 | 1826.9568 | 0.50909 | 1827 | 0.46584
64697 | 410.8 | 1 | 365 | 469.9782 | 0.39585 | 470 | 0.37406
31323 | 227.43 | 0.9 | 365 | 234.1734 | 0.064004 | 234 | 0.23739
49599 | 13.455 | 1 | 365 | 15.3933 | 0.83369 | 16 | 0.22697
65604 | 9.66 | 1 | 365 | 11.0516 | 0.13701 | 11 | 0.18859
65699 | 7.245 | 1 | 365 | 8.2887 | 0.60276 | 8 | 0.89144
65701 | 9.66 | 1 | 365 | 11.0516 | 0.13701 | 11 | 0.18859
65713 | 7.194 | 0.8 | 365 | 6.5843 | 0.18871 | 6 | 0.77298
65836 | 8.04 | 1 | 365 | 9.1982 | 0.42459 | 9 | 0.6228
65858 | 4.905 | 1 | 365 | 5.6116 | 0.24038 | 5 | 0.85197
65863 | 8.175 | 1 | 365 | 9.3527 | 0.73396 | 10 | 0.086619
61319 | 3.42 | 1 | 365 | 3.9127 | 0.83733 | 4 | 0.75
31092 | 2909.09 | 0.8 | 365 | 2662.5295 | 0.21375 | 2662 | 0.74325
62306 | 14.04 | 1 | 365 | 16.0625 | 0.17429 | 16 | 0.23683
63931 | 13.5 | 1 | 365 | 15.4448 | 0.93682 | 16 | 0.38157
64483 | 9.405 | 1 | 365 | 10.7598 | 0.55265 | 11 | 0.3125
64615 | 7.875 | 1 | 365 | 9.0094 | 0.046476 | 9 | 0.055917
43144 | 13.86 | 1 | 365 | 15.8566 | 0.7618 | 16 | 0.61841
64619 | 93.6 | 0.9 | 365 | 96.3753 | 0.045732 | 96 | 0.42101
64700 | 9.12 | 1 | 365 | 10.4338 | 0.89954 | 11 | 0.33333
64924 | 22.2 | 1 | 365 | 25.398 | 0.87388 | 26 | 0.27192
31327 | 238.14 | 1 | 365 | 272.4455 | 0.72543 | 273 | 0.17093
65670 | 4.64 | 1 | 365 | 5.3084 | 0.6331 | 5 | 0.94152
65711 | 13.44 | 1 | 365 | 15.3761 | 0.79932 | 16 | 0.17543
65727 | 8.12 | 1 | 365 | 9.2897 | 0.60792 | 9 | 0.89766
65785 | 5.13 | 1 | 365 | 5.869 | 0.75599 | 6 | 0.625
65831 | 17.98 | 1 | 365 | 20.5701 | 0.20326 | 20 | 0.77338
65871 | 5.7 | 1 | 365 | 6.5211 | 0.062211 | 6 | 0.58333
65872 | 24.96 | 1 | 365 | 28.5556 | 0.19874 | 28 | 0.75437
65963 | 8.12 | 1 | 365 | 9.2897 | 0.60792 | 9 | 0.89766
65969 | 13.52 | 1 | 365 | 15.4676 | 0.98265 | 16 | 0.45029
58578 | 996.74 | 0.9 | 365 | 1026.2937 | 0.7308 | 1027 | 0.024538
66077 | 7.125 | 0.8 | 365 | 6.5211 | 0.062211 | 6 | 0.58333
66081 | 8.64 | 0.8 | 365 | 7.9077 | 0.83965 | 8 | 0.74736
66102 | 7.54 | 1 | 365 | 8.6262 | 0.27878 | 8 | 0.90497
66074 | 8.745 | 1 | 365 | 10.0048 | 0.040182 | 10 | 0.044952
65515 | 9.69 | 1 | 365 | 11.0859 | 0.20576 | 11 | 0.29166
66197 | 4.505 | 1 | 365 | 5.154 | 0.32373 | 5 | 0.4777
64870 | 9.86 | 1 | 365 | 11.2804 | 0.59533 | 11 | 0.87573
31329 | 610.47 | 1 | 365 | 698.4119 | 0.96282 | 699 | 0.37469
65154 | 13.08 | 1 | 365 | 14.9643 | 0.97434 | 15 | 0.93859
36178 | 17.004 | 1 | 365 | 19.4535 | 0.96664 | 20 | 0.42017
65850 | 19.38 | 1 | 365 | 22.1718 | 0.41152 | 22 | 0.58332
62687 | 4.24 | 1 | 365 | 4.8508 | 0.71645 | 5 | 0.56725
62692 | 5.565 | 1 | 365 | 6.3667 | 0.75284 | 7 | 0.11951
62961 | 3.9 | 1 | 365 | 4.4618 | 0.9373 | 5 | 0.39912
63575 | 9.765 | 1 | 365 | 11.1717 | 0.37763 | 11 | 0.54934
63961 | 13.545 | 1 | 365 | 15.4962 | 0.039939 | 15 | 0.53618
10986 | 2062.08 | 1 | 365 | 2359.135 | 0.49552 | 2359 | 0.63052
64441 | 11.445 | 1 | 365 | 13.0937 | 0.22755 | 13 | 0.32127
64484 | 4.8 | 1 | 365 | 5.4915 | 0.99976 | 6 | 0.49123
64800 | 5.22 | 1 | 365 | 5.972 | 0.96224 | 6 | 0.93421
65456 | 12.6 | 1 | 365 | 14.4151 | 0.87436 | 15 | 0.28947
66884 | 5.36 | 1 | 365 | 6.1321 | 0.28306 | 6 | 0.4152
64687 | 9.28 | 1 | 365 | 10.6168 | 0.2662 | 10 | 0.88304
34494 | 2568.87 | 1 | 365 | 2938.9311 | 0.86359 | 2939 | 0.79473
34447 | 249.795 | 0.9 | 365 | 257.2015 | 0.1908 | 257 | 0.39232
34478 | 154.665 | 0.9 | 365 | 159.2509 | 0.98951 | 160 | 0.24039
44120 | 5.98 | 1 | 365 | 6.8415 | 0.70386 | 7 | 0.54532
49014 | 24.14 | 1 | 365 | 27.6175 | 0.31961 | 27 | 0.93712
34484 | 30.87 | 0.9 | 365 | 31.7853 | 0.66797 | 32 | 0.45328
64409 | 308 | 0.9 | 365 | 317.1323 | 0.23596 | 317 | 0.36828
64821 | 4.77 | 1 | 365 | 5.4571 | 0.93101 | 6 | 0.38816
64822 | 2.385 | 1 | 365 | 2.7286 | 0.4655 | 3 | 0.19408
64824 | 4.42 | 1 | 365 | 5.0567 | 0.12894 | 5 | 0.18567
64830 | 5.355 | 1 | 365 | 6.1264 | 0.2716 | 6 | 0.39802
64832 | 3.12 | 1 | 365 | 3.5695 | 0.14984 | 3 | 0.7193
64834 | 3.64 | 1 | 365 | 4.1644 | 0.34148 | 4 | 0.50585
64835 | 2.08 | 1 | 365 | 2.3796 | 0.76656 | 3 | 0.1462
64837 | 7.02 | 1 | 365 | 8.0313 | 0.087144 | 8 | 0.11842
64839 | 8.745 | 1 | 365 | 10.0048 | 0.040182 | 10 | 0.044952
64840 | 9.62 | 1 | 365 | 11.0058 | 0.045346 | 11 | 0.051165
64843 | 7.8 | 1 | 365 | 8.9236 | 0.8746 | 9 | 0.79824
64845 | 5.035 | 1 | 365 | 5.7603 | 0.53829 | 6 | 0.29861
33823 | 498.96 | 0.9 | 365 | 513.7544 | 0.082247 | 513 | 0.83661
34491 | 241.92 | 0.9 | 365 | 249.093 | 0.94897 | 250 | 0.041993
64864 | 7.28 | 1 | 365 | 8.3287 | 0.68296 | 9 | 0.011692
64865 | 5.035 | 1 | 365 | 5.7603 | 0.53829 | 6 | 0.29861
64892 | 14.31 | 1 | 365 | 16.3714 | 0.79302 | 17 | 0.16447
61607 | 13.25 | 1 | 365 | 15.1587 | 0.36391 | 15 | 0.52265
63266 | 5.565 | 1 | 365 | 6.3667 | 0.75284 | 7 | 0.11951
62211 | 5.3 | 1 | 365 | 6.0635 | 0.14556 | 6 | 0.20906
24010 | 3.9 | 1 | 365 | 4.4618 | 0.9373 | 5 | 0.39912
50902 | 3.64 | 1 | 365 | 4.1644 | 0.34148 | 4 | 0.50585
64937 | 5.2 | 1 | 365 | 5.9491 | 0.9164 | 6 | 0.86549
64942 | 18.72 | 1 | 365 | 21.4167 | 0.89905 | 22 | 0.31578
64949 | 8.84 | 1 | 365 | 10.1135 | 0.25789 | 10 | 0.37134
51064 | 10.4 | 1 | 365 | 11.8982 | 0.83281 | 12 | 0.73099
50824 | 5.46 | 1 | 365 | 6.2465 | 0.51222 | 6 | 0.75877
22443 | 8.84 | 1 | 365 | 10.1135 | 0.25789 | 10 | 0.37134
44931 | 11.7 | 1 | 365 | 13.3855 | 0.81191 | 14 | 0.19736
47862 | 8.06 | 1 | 365 | 9.2211 | 0.47042 | 9 | 0.69152
64989 | 6.625 | 1 | 365 | 7.5794 | 0.18196 | 7 | 0.76133
64992 | 8.06 | 1 | 365 | 9.2211 | 0.47042 | 9 | 0.69152
65019 | 3.18 | 1 | 365 | 3.6381 | 0.28734 | 3 | 0.92544
50912 | 9.1 | 1 | 365 | 10.4109 | 0.85371 | 11 | 0.26462
22420 | 10.92 | 1 | 365 | 12.4931 | 0.024447 | 12 | 0.51754
49111 | 8.58 | 1 | 365 | 9.816 | 0.66207 | 10 | 0.47807
46254 | 5.72 | 1 | 365 | 6.544 | 0.10804 | 6 | 0.65204
51375 | 8.84 | 1 | 365 | 10.1135 | 0.25789 | 10 | 0.37134
32351 | 8.06 | 1 | 365 | 9.2211 | 0.47042 | 9 | 0.69152
37114 | 8.32 | 1 | 365 | 9.5185 | 0.066245 | 9 | 0.58479
65030 | 6.36 | 1 | 365 | 7.2762 | 0.57468 | 7 | 0.85087
65076 | 11.4 | 1 | 365 | 13.0422 | 0.12442 | 13 | 0.16666
65029 | 68 | 0.9 | 365 | 70.0162 | 0.2469 | 70 | 0.26313
49571 | 992.07 | 0.9 | 365 | 1021.4853 | 0.099137 | 1021 | 0.58441
36725 | 645.12 | 0.8 | 365 | 590.4427 | 0.69385 | 591 | 0.13658
32538 | 639.36 | 0.8 | 365 | 585.1709 | 0.13408 | 585 | 0.305
32541 | 4124.16 | 0.8 | 365 | 3774.616 | 0.79283 | 3775 | 0.40883
32530 | 639.36 | 0.8 | 365 | 585.1709 | 0.13408 | 585 | 0.305
32536 | 639.36 | 0.8 | 365 | 585.1709 | 0.13408 | 585 | 0.305
30423 | 639.36 | 0.8 | 365 | 585.1709 | 0.13408 | 585 | 0.305
54267 | 2.34 | 1 | 365 | 2.6771 | 0.36238 | 3 | 0.039472
56999 | 17.94 | 1 | 365 | 20.5244 | 0.11159 | 20 | 0.63596
58635 | 9.315 | 1 | 365 | 10.6569 | 0.3464 | 11 | 0.0032847
65173 | 5.232 | 1 | 365 | 5.9857 | 0.98973 | 6 | 0.97544
57239 | 2.385 | 1 | 365 | 2.7286 | 0.4655 | 3 | 0.19408
52842 | 6.24 | 1 | 365 | 7.1389 | 0.29968 | 7 | 0.43859
58191 | 12.985 | 1 | 365 | 14.8556 | 0.75663 | 15 | 0.6122
65225 | 4.94 | 1 | 365 | 5.6516 | 0.32058 | 5 | 0.97222
65237 | 4.94 | 1 | 365 | 5.6516 | 0.32058 | 5 | 0.97222
65253 | 5.98 | 1 | 365 | 6.8415 | 0.70386 | 7 | 0.54532
65412 | 7.685 | 1 | 365 | 8.7921 | 0.61107 | 9 | 0.40314
65418 | 3.71 | 1 | 365 | 4.2444 | 0.5019 | 4 | 0.74634
65419 | 3.78 | 1 | 365 | 4.3245 | 0.66231 | 4 | 0.98684
65416 | 9.945 | 1 | 365 | 11.3776 | 0.79012 | 12 | 0.16776
65447 | 9.765 | 1 | 365 | 11.1717 | 0.37763 | 11 | 0.54934
65476 | 5.035 | 1 | 365 | 5.7603 | 0.53829 | 6 | 0.29861
65546 | 9.36 | 1 | 365 | 10.7084 | 0.44953 | 11 | 0.15789
65568 | 5.3 | 1 | 365 | 6.0635 | 0.14556 | 6 | 0.20906
65574 | 7.155 | 1 | 365 | 8.1857 | 0.39651 | 8 | 0.58223
65578 | 10.92 | 1 | 365 | 12.4931 | 0.024447 | 12 | 0.51754
65586 | 3.64 | 1 | 365 | 4.1644 | 0.34148 | 4 | 0.50585
65589 | 4.24 | 1 | 365 | 4.8508 | 0.71645 | 5 | 0.56725
65595 | 5.985 | 1 | 365 | 6.8472 | 0.71532 | 7 | 0.5625
65599 | 10.07 | 1 | 365 | 11.5206 | 0.076573 | 11 | 0.59722
65603 | 3.06 | 0.8 | 365 | 2.8006 | 0.60988 | 3 | 0.41053
65634 | 6.89 | 0.8 | 365 | 6.306 | 0.63139 | 6 | 0.93742
63412 | 67.5 | 0.9 | 365 | 69.5014 | 0.21567 | 69 | 0.71707
34783 | 75.64 | 1 | 365 | 86.5364 | 0.33783 | 86 | 0.87423
37612 | 13.52 | 1 | 365 | 15.4676 | 0.98265 | 16 | 0.45029
66594 | 10.56 | 1 | 365 | 12.0812 | 0.19946 | 12 | 0.2807
61500 | 6.03 | 1 | 365 | 6.8987 | 0.81844 | 7 | 0.7171
60837 | 10.24 | 1 | 365 | 11.7151 | 0.46615 | 12 | 0.18128
63559 | 14.4 | 1 | 365 | 16.4744 | 0.99927 | 17 | 0.47368
67315 | 9.92 | 1 | 365 | 11.349 | 0.73283 | 12 | 0.081866
63866 | 564.48 | 0.8 | 365 | 516.6374 | 0.85712 | 517 | 0.4945
67494 | 8.375 | 1 | 365 | 9.5815 | 0.19228 | 9 | 0.77375
63749 | 184 | 0.9 | 365 | 189.4557 | 0.49161 | 189 | 0.94728
50684 | 6.615 | 1 | 365 | 7.5679 | 0.15904 | 7 | 0.72697
64661 | 7.28 | 1 | 365 | 8.3287 | 0.68296 | 9 | 0.011692
64663 | 13.8 | 1 | 365 | 15.788 | 0.6243 | 16 | 0.41227
64669 | 16.8 | 1 | 365 | 19.2201 | 0.49915 | 19 | 0.71929
64670 | 12.075 | 1 | 365 | 13.8145 | 0.67126 | 14 | 0.48574
34428 | 646.38 | 0.8 | 365 | 591.5959 | 0.0038001 | 591 | 0.59973
33800 | 645.84 | 0.8 | 365 | 591.1017 | 0.013822 | 591 | 0.11552
64763 | 2.745 | 1 | 365 | 3.1404 | 0.29049 | 3 | 0.43092
64766 | 6.82 | 1 | 365 | 7.8025 | 0.62882 | 8 | 0.43128
64781 | 6.325 | 1 | 365 | 7.2362 | 0.49447 | 7 | 0.73063
64782 | 11.52 | 1 | 365 | 13.1795 | 0.39942 | 13 | 0.57894
64789 | 8 | 1 | 365 | 9.1524 | 0.33293 | 9 | 0.48538
64790 | 8.64 | 1 | 365 | 9.8846 | 0.79956 | 10 | 0.68421
64796 | 6.72 | 1 | 365 | 7.6881 | 0.39966 | 8 | 0.087716
64811 | 7.56 | 1 | 365 | 8.6491 | 0.32462 | 8 | 0.97368
64797 | 7.8 | 1 | 365 | 8.9236 | 0.8746 | 9 | 0.79824
64794 | 5.49 | 1 | 365 | 6.2809 | 0.58097 | 6 | 0.86184
64901 | 8.68 | 1 | 365 | 9.9304 | 0.89123 | 10 | 0.82163
64906 | 7.84 | 1 | 365 | 8.9694 | 0.96627 | 9 | 0.93567
64912 | 9.75 | 1 | 365 | 11.1545 | 0.34326 | 11 | 0.4978
63841 | 4.8 | 1 | 365 | 5.4915 | 0.99976 | 6 | 0.49123
64917 | 10.26 | 1 | 365 | 11.738 | 0.51198 | 12 | 0.24999
64921 | 9.765 | 1 | 365 | 11.1717 | 0.37763 | 11 | 0.54934
64930 | 6.93 | 1 | 365 | 7.9283 | 0.8809 | 8 | 0.80921
64936 | 4.5 | 1 | 365 | 5.1483 | 0.31227 | 5 | 0.46052
64939 | 4.48 | 1 | 365 | 5.1254 | 0.26644 | 5 | 0.39181
50839 | 5.04 | 1 | 365 | 5.766 | 0.54974 | 6 | 0.31579
46266 | 8.505 | 1 | 365 | 9.7302 | 0.49019 | 10 | 0.22039
49597 | 5.04 | 1 | 365 | 5.766 | 0.54974 | 6 | 0.31579
35033 | 187.044 | 0.9 | 365 | 192.5899 | 0.76972 | 193 | 0.35965
65641 | 2.915 | 1 | 365 | 3.3349 | 0.68006 | 4 | 0.014984
65642 | 7.875 | 1 | 365 | 9.0094 | 0.046476 | 9 | 0.055917
65644 | 4.68 | 1 | 365 | 5.3542 | 0.72476 | 6 | 0.078945
65646 | 7.685 | 0.8 | 365 | 7.0337 | 0.088855 | 7 | 0.12251
65648 | 4.24 | 1 | 365 | 4.8508 | 0.71645 | 5 | 0.56725
65649 | 8.745 | 1 | 365 | 10.0048 | 0.040182 | 10 | 0.044952
65650 | 5.83 | 1 | 365 | 6.6698 | 0.36012 | 7 | 0.029968
65653 | 4.59 | 0.8 | 365 | 4.201 | 0.41481 | 4 | 0.61579
65665 | 7.54 | 0.8 | 365 | 6.9009 | 0.82303 | 7 | 0.72397
65667 | 6.36 | 0.8 | 365 | 5.821 | 0.65974 | 6 | 0.4807
51274 | 10.05 | 1 | 365 | 11.4978 | 0.030741 | 11 | 0.5285
65134 | 9 | 1 | 365 | 10.2965 | 0.62454 | 10 | 0.92105
65166 | 6.72 | 1 | 365 | 7.6881 | 0.39966 | 8 | 0.087716
37098 | 5564.79 | 0.8 | 365 | 5093.1451 | 0.88944 | 5094 | 0.034551
33269 | 767 | 0.9 | 365 | 789.7419 | 0.90252 | 790 | 0.64438
34946 | 762.12 | 1 | 365 | 871.908 | 0.48639 | 872 | 0.39434
23634 | 748.775 | 0.9 | 365 | 770.9765 | 0.31429 | 771 | 0.29077
34481 | 155.62 | 0.9 | 365 | 160.2342 | 0.95915 | 161 | 0.19335
65152 | 30.35 | 1 | 365 | 34.7221 | 0.55055 | 35 | 0.27265
65271 | 8.1 | 1 | 365 | 9.2669 | 0.56209 | 9 | 0.82894
65272 | 4.32 | 1 | 365 | 4.9423 | 0.89978 | 5 | 0.8421
65274 | 4.725 | 1 | 365 | 5.4057 | 0.82789 | 6 | 0.23355
65297 | 9.92 | 1 | 365 | 11.349 | 0.73283 | 12 | 0.081866
65319 | 11.7 | 1 | 365 | 13.3855 | 0.81191 | 14 | 0.19736
65326 | 10.56 | 1 | 365 | 12.0812 | 0.19946 | 12 | 0.2807
65288 | 24.9 | 1 | 365 | 28.487 | 0.061238 | 28 | 0.54823
65351 | 10.07 | 1 | 365 | 11.5206 | 0.076573 | 11 | 0.59722
65353 | 9.275 | 1 | 365 | 10.6111 | 0.25474 | 10 | 0.86586
65354 | 4.77 | 1 | 365 | 5.4571 | 0.93101 | 6 | 0.38816
65357 | 4.24 | 1 | 365 | 4.8508 | 0.71645 | 5 | 0.56725
65361 | 4.24 | 1 | 365 | 4.8508 | 0.71645 | 5 | 0.56725
65362 | 4.24 | 1 | 365 | 4.8508 | 0.71645 | 5 | 0.56725
65363 | 6.625 | 1 | 365 | 7.5794 | 0.18196 | 7 | 0.76133
65370 | 14.04 | 1 | 365 | 16.0625 | 0.17429 | 16 | 0.23683
65375 | 8.745 | 1 | 365 | 10.0048 | 0.040182 | 10 | 0.044952
65360 | 9 | 1 | 365 | 10.2965 | 0.62454 | 10 | 0.92105
65378 | 14.84 | 1 | 365 | 16.9778 | 0.0075814 | 16 | 0.98537
65384 | 6.095 | 1 | 365 | 6.973 | 0.9674 | 7 | 0.94042
65390 | 7.95 | 1 | 365 | 9.0952 | 0.21835 | 9 | 0.31359
65395 | 5.83 | 1 | 365 | 6.6698 | 0.36012 | 7 | 0.029968
65299 | 7.28 | 1 | 365 | 8.3287 | 0.68296 | 9 | 0.011692
65400 | 6.36 | 1 | 365 | 7.2762 | 0.57468 | 7 | 0.85087
65434 | 5.035 | 1 | 365 | 5.7603 | 0.53829 | 6 | 0.29861
65437 | 2.915 | 1 | 365 | 3.3349 | 0.68006 | 4 | 0.014984
65443 | 5.83 | 1 | 365 | 6.6698 | 0.36012 | 7 | 0.029968
65446 | 10.335 | 1 | 365 | 11.8238 | 0.68385 | 12 | 0.50767
65452 | 7.95 | 1 | 365 | 9.0952 | 0.21835 | 9 | 0.31359
65462 | 5.83 | 1 | 365 | 6.6698 | 0.36012 | 7 | 0.029968
65364 | 10.791 | 1 | 365 | 12.3455 | 0.72883 | 13 | 0.074337
65377 | 10.791 | 1 | 365 | 12.3455 | 0.72883 | 13 | 0.074337
65464 | 3.18 | 1 | 365 | 3.6381 | 0.28734 | 3 | 0.92544
65335 | 10.64 | 1 | 365 | 12.1728 | 0.38279 | 12 | 0.55555
65465 | 11.96 | 1 | 365 | 13.6829 | 0.40773 | 14 | 0.090637
65467 | 10.64 | 1 | 365 | 12.1728 | 0.38279 | 12 | 0.55555
65475 | 8.96 | 1 | 365 | 10.2507 | 0.53288 | 10 | 0.78362
65479 | 12.255 | 1 | 365 | 14.0204 | 0.083754 | 14 | 0.10416
65481 | 5.7 | 1 | 365 | 6.5211 | 0.062211 | 6 | 0.58333
65483 | 5.88 | 1 | 365 | 6.727 | 0.4747 | 7 | 0.20175
65484 | 10.36 | 1 | 365 | 11.8524 | 0.74114 | 12 | 0.59356
65486 | 5.88 | 1 | 365 | 6.727 | 0.4747 | 7 | 0.20175
65488 | 6.44 | 1 | 365 | 7.3677 | 0.75801 | 8 | 0.12573
65491 | 6.63 | 1 | 365 | 7.5851 | 0.19341 | 7 | 0.77851
65492 | 5.46 | 1 | 365 | 6.2465 | 0.51222 | 6 | 0.75877
65497 | 10.88 | 1 | 365 | 12.4473 | 0.93278 | 13 | 0.38011
65499 | 3.18 | 1 | 365 | 3.6381 | 0.28734 | 3 | 0.92544
65507 | 10.6 | 1 | 365 | 12.127 | 0.29113 | 12 | 0.41812
65514 | 8.48 | 1 | 365 | 9.7016 | 0.4329 | 10 | 0.1345
65519 | 7.44 | 1 | 365 | 8.5118 | 0.049623 | 8 | 0.5614
65520 | 7.155 | 1 | 365 | 8.1857 | 0.39651 | 8 | 0.58223
65523 | 9.01 | 1 | 365 | 10.3079 | 0.64746 | 10 | 0.9554
65533 | 11.66 | 1 | 365 | 13.3397 | 0.72024 | 14 | 0.059936
65536 | 4.24 | 1 | 365 | 4.8508 | 0.71645 | 5 | 0.56725
65538 | 9.275 | 1 | 365 | 10.6111 | 0.25474 | 10 | 0.86586
65543 | 8.7 | 1 | 365 | 9.9533 | 0.93706 | 10 | 0.89035
65545 | 11.14 | 1 | 365 | 12.7448 | 0.5286 | 13 | 0.27339
65547 | 11.16 | 1 | 365 | 12.7677 | 0.57443 | 13 | 0.3421
65550 | 9.805 | 1 | 365 | 11.2175 | 0.46929 | 11 | 0.68676
59060 | 7.28 | 1 | 365 | 8.3287 | 0.68296 | 9 | 0.011692
65554 | 7.44 | 1 | 365 | 8.5118 | 0.049623 | 8 | 0.5614
65556 | 3.18 | 1 | 365 | 3.6381 | 0.28734 | 3 | 0.92544
65560 | 10.07 | 1 | 365 | 11.5206 | 0.076573 | 11 | 0.59722
65559 | 10.35 | 1 | 365 | 11.841 | 0.71823 | 12 | 0.55921
65566 | 5.035 | 1 | 365 | 5.7603 | 0.53829 | 6 | 0.29861
65570 | 5.83 | 1 | 365 | 6.6698 | 0.36012 | 7 | 0.029968
65572 | 4.24 | 1 | 365 | 4.8508 | 0.71645 | 5 | 0.56725
65576 | 12.19 | 1 | 365 | 13.946 | 0.9348 | 14 | 0.88084
65577 | 5.83 | 1 | 365 | 6.6698 | 0.36012 | 7 | 0.029968
65581 | 4.77 | 1 | 365 | 5.4571 | 0.93101 | 6 | 0.38816
65591 | 6.095 | 1 | 365 | 6.973 | 0.9674 | 7 | 0.94042
65592 | 10.2 | 1 | 365 | 11.6694 | 0.37448 | 12 | 0.043854
65618 | 10.07 | 1 | 365 | 11.5206 | 0.076573 | 11 | 0.59722
65614 | 9.805 | 1 | 365 | 11.2175 | 0.46929 | 11 | 0.68676
65619 | 11.66 | 1 | 365 | 13.3397 | 0.72024 | 14 | 0.059936
58672 | 3.975 | 1 | 365 | 4.5476 | 0.10917 | 4 | 0.6568
65622 | 6.625 | 1 | 365 | 7.5794 | 0.18196 | 7 | 0.76133
65624 | 12.48 | 1 | 365 | 14.2778 | 0.59937 | 14 | 0.87719
65625 | 13.25 | 1 | 365 | 15.1587 | 0.36391 | 15 | 0.52265
65627 | 7.42 | 1 | 365 | 8.4889 | 0.0037907 | 8 | 0.49269
63165 | 3.18 | 1 | 365 | 3.6381 | 0.28734 | 3 | 0.92544
65628 | 13.78 | 1 | 365 | 15.7651 | 0.57847 | 16 | 0.34356
63546 | 7.155 | 1 | 365 | 8.1857 | 0.39651 | 8 | 0.58223
63549 | 9.54 | 1 | 365 | 10.9143 | 0.86202 | 11 | 0.77631
63443 | 6.625 | 1 | 365 | 7.5794 | 0.18196 | 7 | 0.76133
63440 | 7.155 | 1 | 365 | 8.1857 | 0.39651 | 8 | 0.58223
63329 | 8.745 | 1 | 365 | 10.0048 | 0.040182 | 10 | 0.044952
63436 | 4.24 | 1 | 365 | 4.8508 | 0.71645 | 5 | 0.56725
63434 | 3.18 | 1 | 365 | 3.6381 | 0.28734 | 3 | 0.92544
63552 | 3.18 | 1 | 365 | 3.6381 | 0.28734 | 3 | 0.92544
63438 | 12.985 | 1 | 365 | 14.8556 | 0.75663 | 15 | 0.6122
63544 | 4.24 | 1 | 365 | 4.8508 | 0.71645 | 5 | 0.56725
63338 | 6.89 | 1 | 365 | 7.8825 | 0.78923 | 8 | 0.67178
63444 | 8.745 | 1 | 365 | 10.0048 | 0.040182 | 10 | 0.044952
63437 | 7.155 | 1 | 365 | 8.1857 | 0.39651 | 8 | 0.58223
65672 | 13.395 | 1 | 365 | 15.3246 | 0.6962 | 16 | 0.020826
65686 | 10.385 | 1 | 365 | 11.881 | 0.79843 | 12 | 0.67945
65682 | 7.98 | 1 | 365 | 9.1296 | 0.2871 | 9 | 0.41666
65692 | 4.16 | 1 | 365 | 4.7593 | 0.53312 | 5 | 0.2924
65695 | 4.68 | 1 | 365 | 5.3542 | 0.72476 | 6 | 0.078945
65696 | 3.38 | 1 | 365 | 3.8669 | 0.74566 | 4 | 0.61257
50853 | 20.8 | 1 | 365 | 23.7964 | 0.66561 | 24 | 0.46198
65730 | 7.125 | 1 | 365 | 8.1514 | 0.32776 | 8 | 0.47916
65733 | 4.68 | 1 | 365 | 5.3542 | 0.72476 | 6 | 0.078945
65734 | 6.63 | 1 | 365 | 7.5851 | 0.19341 | 7 | 0.77851
65684 | 9.01 | 1 | 365 | 10.3079 | 0.64746 | 10 | 0.9554
65742 | 7.68 | 1 | 365 | 8.7864 | 0.59961 | 9 | 0.38596
65762 | 13.26 | 0.8 | 365 | 12.1361 | 0.30946 | 12 | 0.44561
65298 | 7.54 | 1 | 365 | 8.6262 | 0.27878 | 8 | 0.90497
65796 | 7.54 | 1 | 365 | 8.6262 | 0.27878 | 8 | 0.90497
65813 | 5.1 | 1 | 365 | 5.8347 | 0.68724 | 6 | 0.52193
65874 | 7.695 | 1 | 365 | 8.8035 | 0.63399 | 9 | 0.4375
65885 | 5.04 | 1 | 365 | 5.766 | 0.54974 | 6 | 0.31579
65889 | 6.84 | 1 | 365 | 7.8253 | 0.67465 | 8 | 0.5
65901 | 11.97 | 1 | 365 | 13.6944 | 0.43064 | 14 | 0.12499
65903 | 2.745 | 1 | 365 | 3.1404 | 0.29049 | 3 | 0.43092
65907 | 6.405 | 1 | 365 | 7.3277 | 0.6778 | 8 | 0.0054792
65928 | 6.5 | 1 | 365 | 7.4364 | 0.8955 | 8 | 0.33187
65930 | 13.78 | 1 | 365 | 15.7651 | 0.57847 | 16 | 0.34356
65932 | 3.71 | 1 | 365 | 4.2444 | 0.5019 | 4 | 0.74634
65933 | 8.58 | 1 | 365 | 9.816 | 0.66207 | 10 | 0.47807
65935 | 2.86 | 1 | 365 | 3.272 | 0.55402 | 3 | 0.82602
65938 | 3.64 | 0.8 | 365 | 3.3315 | 0.67319 | 4 | 0.0046769
65939 | 3.78 | 1 | 365 | 4.3245 | 0.66231 | 4 | 0.98684
65940 | 7.875 | 1 | 365 | 9.0094 | 0.046476 | 9 | 0.055917
65942 | 5.985 | 0.8 | 365 | 5.4777 | 0.97226 | 6 | 0.45
65944 | 4.725 | 0.8 | 365 | 4.3245 | 0.66231 | 4 | 0.98684
65946 | 2.6 | 1 | 365 | 2.9745 | 0.9582 | 3 | 0.93275
65947 | 9.88 | 0.8 | 365 | 9.0426 | 0.11293 | 9 | 0.15555
66112 | 9.62 | 1 | 365 | 11.0058 | 0.045346 | 11 | 0.051165
66166 | 5.98 | 1 | 365 | 6.8415 | 0.70386 | 7 | 0.54532
65072 | 8.64 | 1 | 365 | 9.8846 | 0.79956 | 10 | 0.68421
63462 | 5.7 | 1 | 365 | 6.5211 | 0.062211 | 6 | 0.58333
64465 | 8.745 | 1 | 365 | 10.0048 | 0.040182 | 10 | 0.044952
64036 | 6.36 | 1 | 365 | 7.2762 | 0.57468 | 7 | 0.85087
65639 | 5.7 | 1 | 365 | 6.5211 | 0.062211 | 6 | 0.58333
49121 | 5.5 | 1 | 365 | 6.2923 | 0.60389 | 6 | 0.8962
64564 | 5.83 | 1 | 365 | 6.6698 | 0.36012 | 7 | 0.029968
62314 | 11.52 | 1 | 365 | 13.1795 | 0.39942 | 13 | 0.57894
60182 | 4.95 | 1 | 365 | 5.6631 | 0.3435 | 6 | 0.0065764
65891 | 10.35 | 1 | 365 | 11.841 | 0.71823 | 12 | 0.55921
66193 | 11.66 | 1 | 365 | 13.3397 | 0.72024 | 14 | 0.059936
61895 | 19.08 | 1 | 365 | 21.8286 | 0.72403 | 22 | 0.55262
65068 | 5.67 | 1 | 365 | 6.4868 | 0.99346 | 7 | 0.48026
53954 | 64.89 | 0.9 | 365 | 66.814 | 0.83267 | 67 | 0.64668
62484 | 3.12 | 1 | 365 | 3.5695 | 0.14984 | 3 | 0.7193
62150 | 10.2 | 1 | 365 | 11.6694 | 0.37448 | 12 | 0.043854
63032 | 6.93 | 1 | 365 | 7.9283 | 0.8809 | 8 | 0.80921
62783 | 5.83 | 1 | 365 | 6.6698 | 0.36012 | 7 | 0.029968
62966 | 17.1 | 1 | 365 | 19.5634 | 0.18663 | 19 | 0.74999
63029 | 3.38 | 1 | 365 | 3.8669 | 0.74566 | 4 | 0.61257
63226 | 8.55 | 1 | 365 | 9.7817 | 0.59332 | 10 | 0.375
62964 | 10.83 | 1 | 365 | 12.3901 | 0.8182 | 13 | 0.20833
63138 | 6 | 1 | 365 | 6.8643 | 0.7497 | 7 | 0.61403
63645 | 14.76 | 1 | 365 | 16.8863 | 0.82425 | 17 | 0.71052
63851 | 11.2 | 1 | 365 | 12.8134 | 0.6661 | 13 | 0.47953
63980 | 9.1 | 1 | 365 | 10.4109 | 0.85371 | 11 | 0.26462
64132 | 3.12 | 1 | 365 | 3.5695 | 0.14984 | 3 | 0.7193
64642 | 6.3 | 1 | 365 | 7.2076 | 0.43718 | 7 | 0.64473
65948 | 8.06 | 0.8 | 365 | 7.3769 | 0.77634 | 8 | 0.15321
64548 | 8.1 | 1 | 365 | 9.2669 | 0.56209 | 9 | 0.82894
65201 | 6.27 | 1 | 365 | 7.1732 | 0.36843 | 7 | 0.54166
30742 | 10.92 | 1 | 365 | 12.4931 | 0.024447 | 12 | 0.51754
65007 | 4.275 | 1 | 365 | 4.8908 | 0.79666 | 5 | 0.6875
63835 | 50.96 | 0.9 | 365 | 52.471 | 0.10268 | 52 | 0.57366
32523 | 639.36 | 0.8 | 365 | 585.1709 | 0.13408 | 585 | 0.305
65204 | 7 | 1 | 365 | 8.0084 | 0.041312 | 8 | 0.049704
65468 | 4.24 | 1 | 365 | 4.8508 | 0.71645 | 5 | 0.56725
65205 | 8.64 | 1 | 365 | 9.8846 | 0.79956 | 10 | 0.68421
65209 | 7.84 | 1 | 365 | 8.9694 | 0.96627 | 9 | 0.93567
65211 | 8.12 | 1 | 365 | 9.2897 | 0.60792 | 9 | 0.89766
65212 | 3.38 | 1 | 365 | 3.8669 | 0.74566 | 4 | 0.61257
65950 | 7.54 | 0.8 | 365 | 6.9009 | 0.82303 | 7 | 0.72397
65508 | 8.16 | 1 | 365 | 9.3355 | 0.69959 | 10 | 0.035084
65957 | 13.395 | 1 | 365 | 15.3246 | 0.6962 | 16 | 0.020826
65989 | 10.83 | 1 | 365 | 12.3901 | 0.8182 | 13 | 0.20833
65990 | 2.85 | 1 | 365 | 3.2606 | 0.53111 | 3 | 0.79167
65992 | 9.405 | 0.8 | 365 | 8.6079 | 0.24212 | 8 | 0.85
65998 | 6.615 | 1 | 365 | 7.5679 | 0.15904 | 7 | 0.72697
65999 | 20.16 | 1 | 365 | 23.0642 | 0.19898 | 23 | 0.26315
66000 | 7.56 | 1 | 365 | 8.6491 | 0.32462 | 8 | 0.97368
66003 | 21.105 | 1 | 365 | 24.1453 | 0.36456 | 24 | 0.50986
66004 | 14.805 | 1 | 365 | 16.9377 | 0.92737 | 17 | 0.86512
66006 | 13.52 | 0.8 | 365 | 12.3741 | 0.78612 | 13 | 0.16023
66012 | 10.14 | 1 | 365 | 11.6007 | 0.23699 | 11 | 0.83771
66017 | 4.16 | 1 | 365 | 4.7593 | 0.53312 | 5 | 0.2924
66016 | 24.75 | 1 | 365 | 28.3154 | 0.7175 | 29 | 0.032882
66018 | 5.2 | 1 | 365 | 5.9491 | 0.9164 | 6 | 0.86549
66019 | 4.77 | 1 | 365 | 5.4571 | 0.93101 | 6 | 0.38816
66020 | 6.095 | 0.8 | 365 | 5.5784 | 0.17392 | 5 | 0.75234
66021 | 7.685 | 0.8 | 365 | 7.0337 | 0.088855 | 7 | 0.12251
66023 | 4.42 | 1 | 365 | 5.0567 | 0.12894 | 5 | 0.18567
66029 | 4.725 | 0.8 | 365 | 4.3245 | 0.66231 | 4 | 0.98684
66030 | 5.49 | 1 | 365 | 6.2809 | 0.58097 | 6 | 0.86184
66035 | 3.66 | 1 | 365 | 4.1872 | 0.38731 | 4 | 0.57456
66037 | 7.84 | 1 | 365 | 8.9694 | 0.96627 | 9 | 0.93567
66040 | 21.12 | 1 | 365 | 24.1625 | 0.39893 | 24 | 0.56139
66041 | 6.84 | 1 | 365 | 7.8253 | 0.67465 | 8 | 0.5
66042 | 13.395 | 1 | 365 | 15.3246 | 0.6962 | 16 | 0.020826
66044 | 4.77 | 1 | 365 | 5.4571 | 0.93101 | 6 | 0.38816
66047 | 5.985 | 1 | 365 | 6.8472 | 0.71532 | 7 | 0.5625
66050 | 8.835 | 0.8 | 365 | 8.0862 | 0.19714 | 8 | 0.28333
66053 | 3.135 | 1 | 365 | 3.5866 | 0.18422 | 3 | 0.77083
66054 | 4.275 | 1 | 365 | 4.8908 | 0.79666 | 5 | 0.6875
66057 | 2.28 | 1 | 365 | 2.6084 | 0.22488 | 2 | 0.83333
66058 | 3.705 | 1 | 365 | 4.2387 | 0.49044 | 4 | 0.72916
66060 | 9.405 | 1 | 365 | 10.7598 | 0.55265 | 11 | 0.3125
66061 | 9.69 | 1 | 365 | 11.0859 | 0.20576 | 11 | 0.29166
66062 | 4.56 | 0.8 | 365 | 4.1735 | 0.35982 | 4 | 0.53333
66063 | 5.13 | 1 | 365 | 5.869 | 0.75599 | 6 | 0.625
66064 | 5.7 | 1 | 365 | 6.5211 | 0.062211 | 6 | 0.58333
66066 | 3.99 | 1 | 365 | 4.5648 | 0.14355 | 4 | 0.70833
66067 | 10.26 | 1 | 365 | 11.738 | 0.51198 | 12 | 0.24999
66072 | 9.69 | 1 | 365 | 11.0859 | 0.20576 | 11 | 0.29166
66084 | 5.7 | 0.8 | 365 | 5.2169 | 0.44977 | 5 | 0.66666
66085 | 7.695 | 0.8 | 365 | 7.0428 | 0.10719 | 7 | 0.15
33452 | 7.8 | 1 | 365 | 8.9236 | 0.8746 | 9 | 0.79824
48707 | 13.26 | 1 | 365 | 15.1702 | 0.38683 | 15 | 0.55701
66087 | 7.14 | 0.8 | 365 | 6.5348 | 0.089711 | 6 | 0.62456
66096 | 13.26 | 0.8 | 365 | 12.1361 | 0.30946 | 12 | 0.44561
66106 | 11.2 | 1 | 365 | 12.8134 | 0.6661 | 13 | 0.47953
65406 | 7.95 | 1 | 365 | 9.0952 | 0.21835 | 9 | 0.31359
66123 | 13.11 | 1 | 365 | 14.9986 | 0.043086 | 15 | 0.04166
66127 | 4.2 | 1 | 365 | 4.805 | 0.62479 | 5 | 0.42982
66135 | 7.98 | 0.8 | 365 | 7.3037 | 0.62968 | 7 | 0.93333
66141 | 9.975 | 1 | 365 | 11.412 | 0.85887 | 12 | 0.27083
66144 | 3.99 | 1 | 365 | 4.5648 | 0.14355 | 4 | 0.70833
66145 | 9.12 | 1 | 365 | 10.4338 | 0.89954 | 11 | 0.33333
66146 | 10.66 | 1 | 365 | 12.1956 | 0.42863 | 12 | 0.62426
66147 | 8.265 | 1 | 365 | 9.4556 | 0.94021 | 10 | 0.39583
66150 | 7.695 | 1 | 365 | 8.8035 | 0.63399 | 9 | 0.4375
66151 | 10.26 | 1 | 365 | 11.738 | 0.51198 | 12 | 0.24999
66153 | 2.85 | 1 | 365 | 3.2606 | 0.53111 | 3 | 0.79167
66154 | 8.55 | 1 | 365 | 9.7817 | 0.59332 | 10 | 0.375
66159 | 6.84 | 1 | 365 | 7.8253 | 0.67465 | 8 | 0.5
66164 | 11.4 | 1 | 365 | 13.0422 | 0.12442 | 13 | 0.16666
66165 | 5.985 | 1 | 365 | 6.8472 | 0.71532 | 7 | 0.5625
66169 | 7.695 | 0.8 | 365 | 7.0428 | 0.10719 | 7 | 0.15
66172 | 14.88 | 1 | 365 | 17.0236 | 0.099246 | 17 | 0.1228
66177 | 9.01 | 1 | 365 | 10.3079 | 0.64746 | 10 | 0.9554
66178 | 5.46 | 1 | 365 | 6.2465 | 0.51222 | 6 | 0.75877
66181 | 6.5 | 1 | 365 | 7.4364 | 0.8955 | 8 | 0.33187
66183 | 2.6 | 1 | 365 | 2.9745 | 0.9582 | 3 | 0.93275
65474 | 7.42 | 1 | 365 | 8.4889 | 0.0037907 | 8 | 0.49269
55810 | 10.4 | 1 | 365 | 11.8982 | 0.83281 | 12 | 0.73099
54777 | 5.46 | 1 | 365 | 6.2465 | 0.51222 | 6 | 0.75877
56943 | 11.7 | 1 | 365 | 13.3855 | 0.81191 | 14 | 0.19736
65583 | 4.94 | 1 | 365 | 5.6516 | 0.32058 | 5 | 0.97222
66208 | 6.76 | 0.8 | 365 | 6.1871 | 0.39306 | 6 | 0.58011
66210 | 6.5 | 0.8 | 365 | 5.9491 | 0.9164 | 6 | 0.86549
66225 | 13.005 | 1 | 365 | 14.8784 | 0.80247 | 15 | 0.68091
66230 | 3.9 | 1 | 365 | 4.4618 | 0.9373 | 5 | 0.39912
65596 | 5.035 | 1 | 365 | 5.7603 | 0.53829 | 6 | 0.29861
64820 | 5.13 | 1 | 365 | 5.869 | 0.75599 | 6 | 0.625
66239 | 6.625 | 0.8 | 365 | 6.0635 | 0.14556 | 6 | 0.20906
54220 | 5.72 | 1 | 365 | 6.544 | 0.10804 | 6 | 0.65204
66246 | 7.56 | 1 | 365 | 8.6491 | 0.32462 | 8 | 0.97368
66249 | 8.16 | 0.8 | 365 | 7.4684 | 0.95967 | 8 | 0.42807
66253 | 3.38 | 0.8 | 365 | 3.0935 | 0.19653 | 3 | 0.29006
51602 | 14.3 | 1 | 365 | 16.36 | 0.77011 | 17 | 0.13011
66268 | 11.66 | 0.8 | 365 | 10.6718 | 0.37619 | 11 | 0.047948
66269 | 2.86 | 0.8 | 365 | 2.6176 | 0.24322 | 2 | 0.86082
59156 | 14.04 | 1 | 365 | 16.0625 | 0.17429 | 16 | 0.23683
66289 | 14.04 | 1 | 365 | 16.0625 | 0.17429 | 16 | 0.23683
66287 | 11.44 | 1 | 365 | 13.088 | 0.21609 | 13 | 0.30409
27446 | 12.455 | 1 | 365 | 14.2492 | 0.54208 | 14 | 0.79129
30972 | 11.96 | 1 | 365 | 13.6829 | 0.40773 | 14 | 0.090637
66299 | 2.6 | 1 | 365 | 2.9745 | 0.9582 | 3 | 0.93275
66296 | 6.76 | 1 | 365 | 7.7338 | 0.49132 | 8 | 0.22514
50560 | 2.34 | 1 | 365 | 2.6771 | 0.36238 | 3 | 0.039472
66309 | 8.58 | 1 | 365 | 9.816 | 0.66207 | 10 | 0.47807
66314 | 5.46 | 1 | 365 | 6.2465 | 0.51222 | 6 | 0.75877
66316 | 6.24 | 1 | 365 | 7.1389 | 0.29968 | 7 | 0.43859
34055 | 861 | 1 | 365 | 985.0322 | 0.081376 | 985 | 0.11359
34268 | 647.46 | 0.8 | 365 | 592.5844 | 0.98376 | 593 | 0.56815
36171 | 35.316 | 0.9 | 365 | 36.3631 | 0.83764 | 37 | 0.20077
38514 | 266.4 | 0.9 | 365 | 274.2989 | 0.43785 | 274 | 0.73672
40516 | 426.24 | 0.9 | 365 | 438.8782 | 0.10056 | 438 | 0.97875
64976 | 26.24 | 0.9 | 365 | 27.018 | 0.1188 | 27 | 0.13683
66317 | 5.46 | 1 | 365 | 6.2465 | 0.51222 | 6 | 0.75877
66303 | 7.02 | 1 | 365 | 8.0313 | 0.087144 | 8 | 0.11842
66321 | 9.945 | 1 | 365 | 11.3776 | 0.79012 | 12 | 0.16776
66320 | 7.14 | 1 | 365 | 8.1686 | 0.36214 | 8 | 0.5307
39697 | 4.68 | 1 | 365 | 5.3542 | 0.72476 | 6 | 0.078945
66323 | 6.24 | 1 | 365 | 7.1389 | 0.29968 | 7 | 0.43859
66326 | 6.5 | 1 | 365 | 7.4364 | 0.8955 | 8 | 0.33187
66327 | 9.945 | 1 | 365 | 11.3776 | 0.79012 | 12 | 0.16776
34553 | 349.74 | 0.9 | 365 | 360.1099 | 0.3228 | 360 | 0.43273
35982 | 10.35 | 0.8 | 365 | 9.4728 | 0.97458 | 10 | 0.44736
66560 | 6.12 | 1 | 365 | 7.0016 | 0.02469 | 7 | 0.026313
66781 | 9.81 | 1 | 365 | 11.2232 | 0.48075 | 11 | 0.70394
66777 | 6.54 | 1 | 365 | 7.4821 | 0.98717 | 8 | 0.46929
62500 | 10.2 | 1 | 365 | 11.6694 | 0.37448 | 12 | 0.043854
35306 | 69.36 | 0.8 | 365 | 63.4814 | 0.15719 | 63 | 0.63857
64905 | 9 | 1 | 365 | 10.2965 | 0.62454 | 10 | 0.92105
64953 | 7.685 | 1 | 365 | 8.7921 | 0.61107 | 9 | 0.40314
65168 | 6.89 | 1 | 365 | 7.8825 | 0.78923 | 8 | 0.67178
65186 | 10.6 | 1 | 365 | 12.127 | 0.29113 | 12 | 0.41812
65190 | 6.625 | 1 | 365 | 7.5794 | 0.18196 | 7 | 0.76133
65196 | 10.6 | 1 | 365 | 12.127 | 0.29113 | 12 | 0.41812
65282 | 4.8 | 1 | 365 | 5.4915 | 0.99976 | 6 | 0.49123
65920 | 9.72 | 1 | 365 | 11.1202 | 0.27451 | 11 | 0.39473
65997 | 5.7 | 1 | 365 | 6.5211 | 0.062211 | 6 | 0.58333
66008 | 7.705 | 1 | 365 | 8.815 | 0.6569 | 9 | 0.47185
66034 | 8.64 | 1 | 365 | 9.8846 | 0.79956 | 10 | 0.68421
66139 | 12.96 | 1 | 365 | 14.827 | 0.69934 | 15 | 0.52631
66171 | 12.4 | 1 | 365 | 14.1863 | 0.41604 | 14 | 0.60233
65797 | 23.04 | 1 | 365 | 26.3591 | 0.79883 | 27 | 0.15788
46287 | 43.82 | 0.9 | 365 | 45.1193 | 0.37675 | 45 | 0.49603
63423 | 9.275 | 1 | 365 | 10.6111 | 0.25474 | 10 | 0.86586
65235 | 123.82 | 0.9 | 365 | 127.4913 | 0.3731 | 127 | 0.86442
61496 | 6 | 1 | 365 | 6.8643 | 0.7497 | 7 | 0.61403
63273 | 7.2 | 1 | 365 | 8.2372 | 0.49964 | 8 | 0.73684
65652 | 7.28 | 1 | 365 | 8.3287 | 0.68296 | 9 | 0.011692
32083 | 5.72 | 1 | 365 | 6.544 | 0.10804 | 6 | 0.65204
63301 | 5.16 | 1 | 365 | 5.9033 | 0.82474 | 6 | 0.72807
65238 | 5.565 | 1 | 365 | 6.3667 | 0.75284 | 7 | 0.11951
64508 | 8.625 | 1 | 365 | 9.8675 | 0.76519 | 10 | 0.63267
65415 | 5.3 | 1 | 365 | 6.0635 | 0.14556 | 6 | 0.20906
65449 | 7.42 | 1 | 365 | 8.4889 | 0.0037907 | 8 | 0.49269
65451 | 5.565 | 1 | 365 | 6.3667 | 0.75284 | 7 | 0.11951
65455 | 5.2 | 1 | 365 | 5.9491 | 0.9164 | 6 | 0.86549
65502 | 5.3 | 1 | 365 | 6.0635 | 0.14556 | 6 | 0.20906
65511 | 5.3 | 1 | 365 | 6.0635 | 0.14556 | 6 | 0.20906
65528 | 5.3 | 1 | 365 | 6.0635 | 0.14556 | 6 | 0.20906
65535 | 3.18 | 1 | 365 | 3.6381 | 0.28734 | 3 | 0.92544
59157 | 2.12 | 1 | 365 | 2.4254 | 0.85823 | 3 | 0.28362
65571 | 5.565 | 1 | 365 | 6.3667 | 0.75284 | 7 | 0.11951
65579 | 9.805 | 1 | 365 | 11.2175 | 0.46929 | 11 | 0.68676
62696 | 8.48 | 1 | 365 | 9.7016 | 0.4329 | 10 | 0.1345
62850 | 6.625 | 1 | 365 | 7.5794 | 0.18196 | 7 | 0.76133
65630 | 10.335 | 1 | 365 | 11.8238 | 0.68385 | 12 | 0.50767
64268 | 3.71 | 1 | 365 | 4.2444 | 0.5019 | 4 | 0.74634
65633 | 2.52 | 1 | 365 | 2.883 | 0.77487 | 3 | 0.65789
65635 | 10.335 | 1 | 365 | 11.8238 | 0.68385 | 12 | 0.50767
63554 | 2.12 | 1 | 365 | 2.4254 | 0.85823 | 3 | 0.28362
56743 | 2.08 | 1 | 365 | 2.3796 | 0.76656 | 3 | 0.1462
65705 | 24.885 | 1 | 365 | 28.4698 | 0.026864 | 28 | 0.4967
65714 | 8.415 | 0.8 | 365 | 7.7018 | 0.42716 | 8 | 0.12894
65908 | 6.825 | 1 | 365 | 7.8082 | 0.64028 | 8 | 0.44846
65923 | 5.4 | 1 | 365 | 6.1779 | 0.37473 | 6 | 0.55263
65489 | 2.835 | 1 | 365 | 3.2434 | 0.49673 | 3 | 0.74013
66088 | 9.805 | 0.8 | 365 | 8.974 | 0.97544 | 9 | 0.94941
66092 | 6.84 | 0.8 | 365 | 6.2603 | 0.53972 | 6 | 0.8
62154 | 14.061 | 1 | 365 | 16.0866 | 0.22241 | 16 | 0.30898
65902 | 8.125 | 0.8 | 365 | 7.4364 | 0.8955 | 8 | 0.33187
66194 | 5.2 | 0.8 | 365 | 4.7593 | 0.53312 | 5 | 0.2924
59671 | 8.48 | 1 | 365 | 9.7016 | 0.4329 | 10 | 0.1345
66206 | 2.34 | 1 | 365 | 2.6771 | 0.36238 | 3 | 0.039472
64507 | 8.625 | 1 | 365 | 9.8675 | 0.76519 | 10 | 0.63267
65611 | 9.275 | 1 | 365 | 10.6111 | 0.25474 | 10 | 0.86586
59898 | 2.65 | 1 | 365 | 3.0317 | 0.072782 | 3 | 0.10453
59920 | 5.3 | 1 | 365 | 6.0635 | 0.14556 | 6 | 0.20906
60092 | 3.18 | 1 | 365 | 3.6381 | 0.28734 | 3 | 0.92544
60097 | 4.77 | 1 | 365 | 5.4571 | 0.93101 | 6 | 0.38816
59687 | 3.18 | 1 | 365 | 3.6381 | 0.28734 | 3 | 0.92544
57092 | 2.12 | 1 | 365 | 2.4254 | 0.85823 | 3 | 0.28362
29181 | 2.34 | 1 | 365 | 2.6771 | 0.36238 | 3 | 0.039472
57494 | 2.08 | 1 | 365 | 2.3796 | 0.76656 | 3 | 0.1462
34258 | 2.34 | 1 | 365 | 2.6771 | 0.36238 | 3 | 0.039472
66305 | 11.44 | 1 | 365 | 13.088 | 0.21609 | 13 | 0.30409
66324 | 2.08 | 1 | 365 | 2.3796 | 0.76656 | 3 | 0.1462
65587 | 4.76 | 0.8 | 365 | 4.3566 | 0.72647 | 5 | 0.083039
65588 | 10.36 | 0.8 | 365 | 9.4819 | 0.99291 | 10 | 0.47485
65656 | 7.56 | 0.8 | 365 | 6.9193 | 0.85969 | 7 | 0.77894
65590 | 7.28 | 0.8 | 365 | 6.663 | 0.34637 | 7 | 0.0093537
65704 | 10.08 | 0.8 | 365 | 9.2257 | 0.47959 | 9 | 0.70526
65706 | 3.08 | 0.8 | 365 | 2.819 | 0.64654 | 3 | 0.4655
65708 | 11.115 | 0.8 | 365 | 10.1729 | 0.37705 | 10 | 0.55
65709 | 11.2 | 0.8 | 365 | 10.2507 | 0.53288 | 10 | 0.78362
65710 | 11.2 | 0.8 | 365 | 10.2507 | 0.53288 | 10 | 0.78362
65731 | 7.65 | 0.8 | 365 | 7.0016 | 0.02469 | 7 | 0.026313
65774 | 5.88 | 0.8 | 365 | 5.3816 | 0.77976 | 6 | 0.1614
65790 | 3.92 | 0.8 | 365 | 3.5878 | 0.18651 | 3 | 0.77427
65794 | 9.01 | 0.8 | 365 | 8.2464 | 0.51797 | 8 | 0.76432
67199 | 9.315 | 1 | 365 | 10.6569 | 0.3464 | 11 | 0.0032847
66086 | 3.71 | 0.8 | 365 | 3.3956 | 0.80152 | 4 | 0.19707
66091 | 5.88 | 0.8 | 365 | 5.3816 | 0.77976 | 6 | 0.1614
66095 | 5.04 | 0.8 | 365 | 4.6128 | 0.2398 | 4 | 0.85263
66097 | 6.44 | 0.8 | 365 | 5.8942 | 0.80641 | 6 | 0.70058
66099 | 6.89 | 0.8 | 365 | 6.306 | 0.63139 | 6 | 0.93742
66100 | 6.885 | 0.8 | 365 | 6.3015 | 0.62222 | 6 | 0.92368
66105 | 9.24 | 0.8 | 365 | 8.4569 | 0.93963 | 9 | 0.39649
67318 | 12.47 | 1 | 365 | 14.2664 | 0.57645 | 14 | 0.84283
66107 | 10.36 | 0.8 | 365 | 9.4819 | 0.99291 | 10 | 0.47485
66212 | 7.84 | 0.8 | 365 | 7.1755 | 0.37302 | 7 | 0.54853
66214 | 6.72 | 0.8 | 365 | 6.1504 | 0.31973 | 6 | 0.47017
66215 | 11.2 | 0.8 | 365 | 10.2507 | 0.53288 | 10 | 0.78362
64253 | 5.13 | 1 | 365 | 5.869 | 0.75599 | 6 | 0.625
66216 | 7.28 | 0.8 | 365 | 6.663 | 0.34637 | 7 | 0.0093537
66217 | 3.36 | 0.8 | 365 | 3.0752 | 0.15986 | 3 | 0.23509
57082 | 8.84 | 1 | 365 | 10.1135 | 0.25789 | 10 | 0.37134
66218 | 7.28 | 0.8 | 365 | 6.663 | 0.34637 | 7 | 0.0093537
65478 | 3.71 | 1 | 365 | 4.2444 | 0.5019 | 4 | 0.74634
66219 | 3.18 | 0.8 | 365 | 2.9105 | 0.82987 | 3 | 0.74035
65615 | 4.505 | 1 | 365 | 5.154 | 0.32373 | 5 | 0.4777
66220 | 6.16 | 0.8 | 365 | 5.6379 | 0.29308 | 5 | 0.93099
66221 | 10.36 | 0.8 | 365 | 9.4819 | 0.99291 | 10 | 0.47485
66222 | 6.3 | 0.8 | 365 | 5.766 | 0.54974 | 6 | 0.31579
66223 | 13.5 | 0.8 | 365 | 12.3558 | 0.74945 | 13 | 0.10526
66224 | 6.76 | 0.8 | 365 | 6.1871 | 0.39306 | 6 | 0.58011
66226 | 8.32 | 0.8 | 365 | 7.6148 | 0.253 | 7 | 0.86783
66227 | 6.89 | 0.8 | 365 | 6.306 | 0.63139 | 6 | 0.93742
66228 | 10.4 | 0.8 | 365 | 9.5185 | 0.066245 | 9 | 0.58479
64489 | 4.16 | 1 | 365 | 4.7593 | 0.53312 | 5 | 0.2924
65645 | 13.25 | 0.8 | 365 | 12.127 | 0.29113 | 12 | 0.41812
65658 | 4.505 | 0.8 | 365 | 4.1232 | 0.25898 | 4 | 0.38216
65659 | 5.72 | 0.8 | 365 | 5.2352 | 0.48643 | 5 | 0.72164
65737 | 6.095 | 0.8 | 365 | 5.5784 | 0.17392 | 5 | 0.75234
65738 | 10.07 | 0.8 | 365 | 9.2165 | 0.46126 | 9 | 0.67777
65739 | 6.36 | 0.8 | 365 | 5.821 | 0.65974 | 6 | 0.4807
65832 | 9.805 | 0.8 | 365 | 8.974 | 0.97544 | 9 | 0.94941
66319 | 4.42 | 1 | 365 | 5.0567 | 0.12894 | 5 | 0.18567
66329 | 6.24 | 1 | 365 | 7.1389 | 0.29968 | 7 | 0.43859
66330 | 6.375 | 1 | 365 | 7.2934 | 0.60905 | 7 | 0.90241
66334 | 8.32 | 1 | 365 | 9.5185 | 0.066245 | 9 | 0.58479
50619 | 20.4 | 1 | 365 | 23.3387 | 0.74897 | 24 | 0.087709
66337 | 6.885 | 1 | 365 | 7.8768 | 0.77778 | 8 | 0.6546
66338 | 6.5 | 1 | 365 | 7.4364 | 0.8955 | 8 | 0.33187
66340 | 5.72 | 1 | 365 | 6.544 | 0.10804 | 6 | 0.65204
66344 | 5.035 | 1 | 365 | 5.7603 | 0.53829 | 6 | 0.29861
66347 | 6.89 | 1 | 365 | 7.8825 | 0.78923 | 8 | 0.67178
66349 | 11.7 | 1 | 365 | 13.3855 | 0.81191 | 14 | 0.19736
40232 | 8.06 | 1 | 365 | 9.2211 | 0.47042 | 9 | 0.69152
65895 | 4.24 | 1 | 365 | 4.8508 | 0.71645 | 5 | 0.56725
65899 | 11.2 | 1 | 365 | 12.8134 | 0.6661 | 13 | 0.47953
66361 | 5.3 | 1 | 365 | 6.0635 | 0.14556 | 6 | 0.20906
50429 | 4.34 | 1 | 365 | 4.9652 | 0.94561 | 5 | 0.91082
66362 | 4.24 | 1 | 365 | 4.8508 | 0.71645 | 5 | 0.56725
66368 | 5.565 | 1 | 365 | 6.3667 | 0.75284 | 7 | 0.11951
66366 | 4.845 | 1 | 365 | 5.543 | 0.10288 | 5 | 0.64583
66364 | 5.865 | 0.8 | 365 | 5.3679 | 0.75226 | 6 | 0.12017
66371 | 6.24 | 1 | 365 | 7.1389 | 0.29968 | 7 | 0.43859
66369 | 5.46 | 1 | 365 | 6.2465 | 0.51222 | 6 | 0.75877
66376 | 4.16 | 1 | 365 | 4.7593 | 0.53312 | 5 | 0.2924
66374 | 5.61 | 1 | 365 | 6.4182 | 0.85597 | 7 | 0.27412
66380 | 8.84 | 1 | 365 | 10.1135 | 0.25789 | 10 | 0.37134
66383 | 8.06 | 1 | 365 | 9.2211 | 0.47042 | 9 | 0.69152
66278 | 11.52 | 1 | 365 | 13.1795 | 0.39942 | 13 | 0.57894
66370 | 10.5 | 0.8 | 365 | 9.6101 | 0.24957 | 9 | 0.85964
66382 | 9.36 | 1 | 365 | 10.7084 | 0.44953 | 11 | 0.15789
66386 | 2.86 | 1 | 365 | 3.272 | 0.55402 | 3 | 0.82602
66384 | 4.24 | 1 | 365 | 4.8508 | 0.71645 | 5 | 0.56725
66387 | 5.83 | 1 | 365 | 6.6698 | 0.36012 | 7 | 0.029968
66389 | 6.24 | 1 | 365 | 7.1389 | 0.29968 | 7 | 0.43859
66393 | 4.94 | 1 | 365 | 5.6516 | 0.32058 | 5 | 0.97222
66397 | 6.36 | 1 | 365 | 7.2762 | 0.57468 | 7 | 0.85087
66395 | 8.215 | 1 | 365 | 9.3984 | 0.82563 | 10 | 0.22405
66400 | 7.95 | 1 | 365 | 9.0952 | 0.21835 | 9 | 0.31359
66402 | 2.6 | 1 | 365 | 2.9745 | 0.9582 | 3 | 0.93275
66403 | 8.4 | 1 | 365 | 9.6101 | 0.24957 | 9 | 0.85964
66406 | 7.54 | 0.8 | 365 | 6.9009 | 0.82303 | 7 | 0.72397
66407 | 5.72 | 1 | 365 | 6.544 | 0.10804 | 6 | 0.65204
66408 | 4.94 | 1 | 365 | 5.6516 | 0.32058 | 5 | 0.97222
66412 | 7.28 | 1 | 365 | 8.3287 | 0.68296 | 9 | 0.011692
66414 | 3.975 | 1 | 365 | 4.5476 | 0.10917 | 4 | 0.6568
66417 | 9.36 | 0.8 | 365 | 8.5667 | 0.15962 | 8 | 0.72631
66418 | 6.36 | 1 | 365 | 7.2762 | 0.57468 | 7 | 0.85087
66421 | 4.94 | 1 | 365 | 5.6516 | 0.32058 | 5 | 0.97222
66424 | 7.42 | 0.8 | 365 | 6.7911 | 0.60303 | 7 | 0.39415
60126 | 8.06 | 1 | 365 | 9.2211 | 0.47042 | 9 | 0.69152
65814 | 9.54 | 1 | 365 | 10.9143 | 0.86202 | 11 | 0.77631
66426 | 6.36 | 1 | 365 | 7.2762 | 0.57468 | 7 | 0.85087
66427 | 4.77 | 1 | 365 | 5.4571 | 0.93101 | 6 | 0.38816
66429 | 5.035 | 0.8 | 365 | 4.6083 | 0.23063 | 4 | 0.83889
66428 | 5.565 | 1 | 365 | 6.3667 | 0.75284 | 7 | 0.11951
66431 | 5.3 | 1 | 365 | 6.0635 | 0.14556 | 6 | 0.20906
66432 | 6.89 | 1 | 365 | 7.8825 | 0.78923 | 8 | 0.67178
66434 | 3.975 | 1 | 365 | 4.5476 | 0.10917 | 4 | 0.6568
66435 | 4.505 | 1 | 365 | 5.154 | 0.32373 | 5 | 0.4777
66436 | 3.64 | 1 | 365 | 4.1644 | 0.34148 | 4 | 0.50585
66438 | 7.42 | 1 | 365 | 8.4889 | 0.0037907 | 8 | 0.49269
66439 | 6.095 | 1 | 365 | 6.973 | 0.9674 | 7 | 0.94042
66440 | 6.095 | 1 | 365 | 6.973 | 0.9674 | 7 | 0.94042
66445 | 6.5 | 1 | 365 | 7.4364 | 0.8955 | 8 | 0.33187
66449 | 4.68 | 0.8 | 365 | 4.2833 | 0.57981 | 4 | 0.86316
18624 | 17.94 | 1 | 365 | 20.5244 | 0.11159 | 20 | 0.63596
66451 | 6.76 | 0.8 | 365 | 6.1871 | 0.39306 | 6 | 0.58011
66447 | 9.805 | 1 | 365 | 11.2175 | 0.46929 | 11 | 0.68676
55468 | 5.2 | 1 | 365 | 5.9491 | 0.9164 | 6 | 0.86549
66454 | 6.5 | 1 | 365 | 7.4364 | 0.8955 | 8 | 0.33187
66450 | 5.2 | 0.8 | 365 | 4.7593 | 0.53312 | 5 | 0.2924
66456 | 5.2 | 1 | 365 | 5.9491 | 0.9164 | 6 | 0.86549
66455 | 6.16 | 1 | 365 | 7.0474 | 0.11635 | 7 | 0.16374
66457 | 3.975 | 1 | 365 | 4.5476 | 0.10917 | 4 | 0.6568
61172 | 4.505 | 1 | 365 | 5.154 | 0.32373 | 5 | 0.4777
66458 | 10.6 | 1 | 365 | 12.127 | 0.29113 | 12 | 0.41812
66461 | 6.615 | 0.8 | 365 | 6.0543 | 0.12723 | 6 | 0.18158
66448 | 4.24 | 1 | 365 | 4.8508 | 0.71645 | 5 | 0.56725
66464 | 7.28 | 1 | 365 | 8.3287 | 0.68296 | 9 | 0.011692
66463 | 6.76 | 1 | 365 | 7.7338 | 0.49132 | 8 | 0.22514
66466 | 9.1 | 0.8 | 365 | 8.3287 | 0.68296 | 9 | 0.011692
66467 | 3.18 | 0.8 | 365 | 2.9105 | 0.82987 | 3 | 0.74035
66470 | 4.41 | 1 | 365 | 5.0453 | 0.10603 | 5 | 0.15131
66472 | 9.36 | 0.8 | 365 | 8.5667 | 0.15962 | 8 | 0.72631
66471 | 9.45 | 1 | 365 | 10.8113 | 0.65577 | 11 | 0.4671
66473 | 5.46 | 1 | 365 | 6.2465 | 0.51222 | 6 | 0.75877
66475 | 6.24 | 1 | 365 | 7.1389 | 0.29968 | 7 | 0.43859
66477 | 8.06 | 0.8 | 365 | 7.3769 | 0.77634 | 8 | 0.15321
66482 | 6.24 | 0.8 | 365 | 5.7111 | 0.43975 | 6 | 0.15087
66486 | 6.93 | 1 | 365 | 7.9283 | 0.8809 | 8 | 0.80921
66489 | 9.135 | 0.8 | 365 | 8.3608 | 0.74713 | 9 | 0.10789
66491 | 6.625 | 0.8 | 365 | 6.0635 | 0.14556 | 6 | 0.20906
66507 | 8.215 | 1 | 365 | 9.3984 | 0.82563 | 10 | 0.22405
66009 | 4.24 | 1 | 365 | 4.8508 | 0.71645 | 5 | 0.56725
66010 | 10.24 | 1 | 365 | 11.7151 | 0.46615 | 12 | 0.18128
66011 | 11.2 | 1 | 365 | 12.8134 | 0.6661 | 13 | 0.47953
66518 | 2.34 | 1 | 365 | 2.6771 | 0.36238 | 3 | 0.039472
66517 | 5.46 | 1 | 365 | 6.2465 | 0.51222 | 6 | 0.75877
61444 | 11.13 | 1 | 365 | 12.7333 | 0.50569 | 13 | 0.23903
66521 | 5.04 | 1 | 365 | 5.766 | 0.54974 | 6 | 0.31579
66522 | 6.5 | 1 | 365 | 7.4364 | 0.8955 | 8 | 0.33187
61458 | 15.86 | 1 | 365 | 18.1447 | 0.34503 | 18 | 0.48976
66523 | 4.24 | 0.8 | 365 | 3.8806 | 0.77316 | 4 | 0.6538
66525 | 8.58 | 1 | 365 | 9.816 | 0.66207 | 10 | 0.47807
66527 | 22.95 | 0.8 | 365 | 21.0049 | 0.07407 | 21 | 0.078938
66538 | 4.77 | 0.8 | 365 | 4.3657 | 0.74481 | 5 | 0.11052
66548 | 13 | 0.8 | 365 | 11.8982 | 0.83281 | 12 | 0.73099
66039 | 12.6 | 1 | 365 | 14.4151 | 0.87436 | 15 | 0.28947
66546 | 6.21 | 0.8 | 365 | 5.6837 | 0.38475 | 6 | 0.068418
66550 | 6.375 | 0.8 | 365 | 5.8347 | 0.68724 | 6 | 0.52193
66065 | 6.72 | 1 | 365 | 7.6881 | 0.39966 | 8 | 0.087716
66556 | 6.3 | 0.8 | 365 | 5.766 | 0.54974 | 6 | 0.31579
66554 | 6 | 0.8 | 365 | 5.4915 | 0.99976 | 6 | 0.49123
66557 | 12.915 | 1 | 365 | 14.7755 | 0.59622 | 15 | 0.3717
66561 | 5.7 | 1 | 365 | 6.5211 | 0.062211 | 6 | 0.58333
61575 | 4.16 | 1 | 365 | 4.7593 | 0.53312 | 5 | 0.2924
66132 | 10.2 | 1 | 365 | 11.6694 | 0.37448 | 12 | 0.043854
66137 | 5.04 | 0.8 | 365 | 4.6128 | 0.2398 | 4 | 0.85263
65311 | 11.1 | 1 | 365 | 12.699 | 0.43694 | 13 | 0.13596
40915 | 11.118 | 1 | 365 | 12.7196 | 0.47819 | 13 | 0.1978
65680 | 9.805 | 1 | 365 | 11.2175 | 0.46929 | 11 | 0.68676
66578 | 7.36 | 1 | 365 | 8.4203 | 0.86629 | 9 | 0.28655
66579 | 4.05 | 1 | 365 | 4.6334 | 0.28104 | 4 | 0.91447
66580 | 11.96 | 1 | 365 | 13.6829 | 0.40773 | 14 | 0.090637
66581 | 5.04 | 1 | 365 | 5.766 | 0.54974 | 6 | 0.31579
66582 | 10.08 | 1 | 365 | 11.5321 | 0.099489 | 11 | 0.63157
66583 | 7.695 | 1 | 365 | 8.8035 | 0.63399 | 9 | 0.4375
66592 | 10.15 | 1 | 365 | 11.6122 | 0.2599 | 11 | 0.87207
66595 | 12.426 | 1 | 365 | 14.216 | 0.47562 | 14 | 0.69166
50296 | 7.95 | 1 | 365 | 9.0952 | 0.21835 | 9 | 0.31359
66596 | 10.5 | 1 | 365 | 12.0126 | 0.061968 | 12 | 0.074556
66610 | 11.13 | 1 | 365 | 12.7333 | 0.50569 | 13 | 0.23903
66613 | 7.695 | 0.8 | 365 | 7.0428 | 0.10719 | 7 | 0.15
66612 | 5.355 | 0.8 | 365 | 4.9011 | 0.81728 | 5 | 0.71842
66616 | 5.72 | 0.8 | 365 | 5.2352 | 0.48643 | 5 | 0.72164
66618 | 6.36 | 0.8 | 365 | 5.821 | 0.65974 | 6 | 0.4807
66619 | 9.01 | 0.8 | 365 | 8.2464 | 0.51797 | 8 | 0.76432
66623 | 4.94 | 0.8 | 365 | 4.5213 | 0.056466 | 4 | 0.57778
66622 | 9.62 | 0.8 | 365 | 8.8047 | 0.63628 | 9 | 0.44093
66625 | 5.46 | 0.8 | 365 | 4.9972 | 0.0097787 | 5 | 0.0070153
66627 | 13.545 | 0.8 | 365 | 12.397 | 0.83195 | 13 | 0.22894
65632 | 4.505 | 1 | 365 | 5.154 | 0.32373 | 5 | 0.4777
66628 | 4.16 | 0.8 | 365 | 3.8074 | 0.6265 | 4 | 0.43392
66626 | 9.805 | 0.8 | 365 | 8.974 | 0.97544 | 9 | 0.94941
66630 | 10.66 | 0.8 | 365 | 9.7565 | 0.5429 | 10 | 0.29941
66632 | 8.16 | 0.8 | 365 | 7.4684 | 0.95967 | 8 | 0.42807
66631 | 2.6 | 0.8 | 365 | 2.3796 | 0.76656 | 3 | 0.1462
66634 | 6.76 | 0.8 | 365 | 6.1871 | 0.39306 | 6 | 0.58011
66637 | 4.68 | 0.8 | 365 | 4.2833 | 0.57981 | 4 | 0.86316
66638 | 6.36 | 1 | 365 | 7.2762 | 0.57468 | 7 | 0.85087
66641 | 18.24 | 1 | 365 | 20.8676 | 0.79908 | 21 | 0.66666
66642 | 8.4 | 1 | 365 | 9.6101 | 0.24957 | 9 | 0.85964
66651 | 8.58 | 0.8 | 365 | 7.8528 | 0.72965 | 8 | 0.58245
66647 | 7.44 | 0.8 | 365 | 6.8094 | 0.6397 | 7 | 0.44912
66655 | 7.28 | 0.8 | 365 | 6.663 | 0.34637 | 7 | 0.0093537
66658 | 7.28 | 0.8 | 365 | 6.663 | 0.34637 | 7 | 0.0093537
66660 | 5.72 | 0.8 | 365 | 5.2352 | 0.48643 | 5 | 0.72164
66662 | 4.68 | 0.8 | 365 | 4.2833 | 0.57981 | 4 | 0.86316
66663 | 7.125 | 0.8 | 365 | 6.5211 | 0.062211 | 6 | 0.58333
66672 | 12 | 1 | 365 | 13.7287 | 0.49939 | 14 | 0.22806
66673 | 4.8 | 1 | 365 | 5.4915 | 0.99976 | 6 | 0.49123
66677 | 6.6 | 1 | 365 | 7.5508 | 0.12467 | 7 | 0.67544
66678 | 8.4 | 1 | 365 | 9.6101 | 0.24957 | 9 | 0.85964
65283 | 12.6 | 1 | 365 | 14.4151 | 0.87436 | 15 | 0.28947
66683 | 3.9 | 0.8 | 365 | 3.5695 | 0.14984 | 3 | 0.7193
49726 | 9.735 | 1 | 365 | 11.1374 | 0.30888 | 11 | 0.44627
66684 | 9.36 | 0.8 | 365 | 8.5667 | 0.15962 | 8 | 0.72631
66685 | 8.82 | 0.8 | 365 | 8.0725 | 0.16964 | 8 | 0.2421
65355 | 10.03 | 1 | 365 | 11.4749 | 0.98491 | 12 | 0.45979
66686 | 10.14 | 0.8 | 365 | 9.2806 | 0.58959 | 9 | 0.87017
66689 | 2.415 | 1 | 365 | 2.7629 | 0.53425 | 3 | 0.29715
66691 | 4.578 | 1 | 365 | 5.2375 | 0.49102 | 5 | 0.72851
66694 | 4.69 | 1 | 365 | 5.3656 | 0.74768 | 6 | 0.1133
66695 | 11.66 | 1 | 365 | 13.3397 | 0.72024 | 14 | 0.059936
66696 | 4.59 | 1 | 365 | 5.2512 | 0.51852 | 5 | 0.76973
66138 | 3.64 | 0.8 | 365 | 3.3315 | 0.67319 | 4 | 0.0046769
66701 | 5.7 | 0.8 | 365 | 5.2169 | 0.44977 | 5 | 0.66666
66703 | 6 | 0.8 | 365 | 5.4915 | 0.99976 | 6 | 0.49123
66704 | 6.27 | 1 | 365 | 7.1732 | 0.36843 | 7 | 0.54166
66709 | 8.58 | 0.8 | 365 | 7.8528 | 0.72965 | 8 | 0.58245
66711 | 5.565 | 0.8 | 365 | 5.0933 | 0.20227 | 5 | 0.29561
66714 | 5.98 | 0.8 | 365 | 5.4732 | 0.96309 | 6 | 0.43625
66715 | 4.68 | 0.8 | 365 | 4.2833 | 0.57981 | 4 | 0.86316
66725 | 6.36 | 0.8 | 365 | 5.821 | 0.65974 | 6 | 0.4807
66728 | 4.42 | 0.8 | 365 | 4.0454 | 0.10315 | 4 | 0.14854
66726 | 13.23 | 0.8 | 365 | 12.1087 | 0.25446 | 12 | 0.36315
66730 | 8.32 | 0.8 | 365 | 7.6148 | 0.253 | 7 | 0.86783
66729 | 5.76 | 0.8 | 365 | 5.2718 | 0.55977 | 5 | 0.83158
66734 | 3.38 | 0.8 | 365 | 3.0935 | 0.19653 | 3 | 0.29006
66752 | 13.545 | 0.8 | 365 | 12.397 | 0.83195 | 13 | 0.22894
66753 | 3.38 | 1 | 365 | 3.8669 | 0.74566 | 4 | 0.61257
66754 | 6.24 | 0.8 | 365 | 5.7111 | 0.43975 | 6 | 0.15087
66755 | 4.68 | 0.8 | 365 | 4.2833 | 0.57981 | 4 | 0.86316
66757 | 8.505 | 0.8 | 365 | 7.7842 | 0.59216 | 8 | 0.37631
66759 | 10.14 | 0.8 | 365 | 9.2806 | 0.58959 | 9 | 0.87017
66760 | 4.68 | 1 | 365 | 5.3542 | 0.72476 | 6 | 0.078945
66761 | 11.96 | 0.8 | 365 | 10.9463 | 0.92618 | 11 | 0.87251
66762 | 5.035 | 1 | 365 | 5.7603 | 0.53829 | 6 | 0.29861
66763 | 7.56 | 0.8 | 365 | 6.9193 | 0.85969 | 7 | 0.77894
66764 | 6.24 | 0.8 | 365 | 5.7111 | 0.43975 | 6 | 0.15087
66765 | 12.6 | 0.8 | 365 | 11.5321 | 0.099489 | 11 | 0.63157
66766 | 9.52 | 0.8 | 365 | 8.7131 | 0.45295 | 9 | 0.16608
66767 | 4.24 | 0.8 | 365 | 3.8806 | 0.77316 | 4 | 0.6538
66768 | 5.1 | 1 | 365 | 5.8347 | 0.68724 | 6 | 0.52193
66774 | 4.355 | 1 | 365 | 4.9824 | 0.97999 | 5 | 0.96235
66776 | 6 | 1 | 365 | 6.8643 | 0.7497 | 7 | 0.61403
66779 | 10.92 | 1 | 365 | 12.4931 | 0.024447 | 12 | 0.51754
66784 | 8.97 | 1 | 365 | 10.2622 | 0.5558 | 10 | 0.81798
66788 | 3.38 | 0.8 | 365 | 3.0935 | 0.19653 | 3 | 0.29006
66789 | 10.6 | 0.8 | 365 | 9.7016 | 0.4329 | 10 | 0.1345
66790 | 5.72 | 0.8 | 365 | 5.2352 | 0.48643 | 5 | 0.72164
66792 | 7.02 | 0.8 | 365 | 6.425 | 0.86972 | 7 | 0.29473
66791 | 7.15 | 1 | 365 | 8.18 | 0.38505 | 8 | 0.56505
66795 | 6.5 | 0.8 | 365 | 5.9491 | 0.9164 | 6 | 0.86549
66796 | 5.355 | 0.8 | 365 | 4.9011 | 0.81728 | 5 | 0.71842
66409 | 5.865 | 0.8 | 365 | 5.3679 | 0.75226 | 6 | 0.12017
66798 | 8.32 | 0.8 | 365 | 7.6148 | 0.253 | 7 | 0.86783
66797 | 5.12 | 1 | 365 | 5.8576 | 0.73307 | 6 | 0.59064
66799 | 11.7 | 0.8 | 365 | 10.7084 | 0.44953 | 11 | 0.15789
66800 | 6.625 | 0.8 | 365 | 6.0635 | 0.14556 | 6 | 0.20906
65408 | 8.58 | 1 | 365 | 9.816 | 0.66207 | 10 | 0.47807
65383 | 11.055 | 1 | 365 | 12.6475 | 0.33381 | 12 | 0.98135
66080 | 9.045 | 1 | 365 | 10.348 | 0.72767 | 11 | 0.075653
66802 | 9.275 | 0.8 | 365 | 8.4889 | 0.0037907 | 8 | 0.49269
66807 | 6.24 | 0.8 | 365 | 5.7111 | 0.43975 | 6 | 0.15087
66808 | 5.13 | 0.8 | 365 | 4.6952 | 0.40479 | 5 | 0.099998
66812 | 7.245 | 1 | 365 | 8.2887 | 0.60276 | 8 | 0.89144
66815 | 5.76 | 1 | 365 | 6.5898 | 0.19971 | 6 | 0.78947
66818 | 11.4 | 1 | 365 | 13.0422 | 0.12442 | 13 | 0.16666
66817 | 3.52 | 1 | 365 | 4.0271 | 0.066488 | 4 | 0.093565
65032 | 7.41 | 1 | 365 | 8.4775 | 0.98087 | 9 | 0.45833
66820 | 13.395 | 1 | 365 | 15.3246 | 0.6962 | 16 | 0.020826
66822 | 6.76 | 0.8 | 365 | 6.1871 | 0.39306 | 6 | 0.58011
66823 | 3.9 | 0.8 | 365 | 3.5695 | 0.14984 | 3 | 0.7193
66824 | 7.98 | 0.8 | 365 | 7.3037 | 0.62968 | 7 | 0.93333
66828 | 5.7 | 0.8 | 365 | 5.2169 | 0.44977 | 5 | 0.66666
66830 | 7.125 | 0.8 | 365 | 6.5211 | 0.062211 | 6 | 0.58333
66831 | 13.395 | 0.8 | 365 | 12.2597 | 0.55696 | 12 | 0.81666
66834 | 6.555 | 0.8 | 365 | 5.9994 | 0.017234 | 6 | 0.016664
66836 | 5.7 | 0.8 | 365 | 5.2169 | 0.44977 | 5 | 0.66666
66838 | 11.7 | 0.8 | 365 | 10.7084 | 0.44953 | 11 | 0.15789
66840 | 3.77 | 0.8 | 365 | 3.4505 | 0.91151 | 4 | 0.36199
66841 | 7.41 | 0.8 | 365 | 6.782 | 0.5847 | 7 | 0.36666
66842 | 4.24 | 0.8 | 365 | 3.8806 | 0.77316 | 4 | 0.6538
66845 | 6.84 | 0.8 | 365 | 6.2603 | 0.53972 | 6 | 0.8
66846 | 5.67 | 0.8 | 365 | 5.1894 | 0.39477 | 5 | 0.58421
66847 | 10.83 | 0.8 | 365 | 9.9121 | 0.85456 | 10 | 0.76666
66848 | 7.28 | 0.8 | 365 | 6.663 | 0.34637 | 7 | 0.0093537
66849 | 6.5 | 0.8 | 365 | 5.9491 | 0.9164 | 6 | 0.86549
66850 | 3.705 | 0.8 | 365 | 3.391 | 0.79235 | 4 | 0.18333
66852 | 3.99 | 0.8 | 365 | 3.6518 | 0.31484 | 3 | 0.96667
66853 | 12.54 | 0.8 | 365 | 11.4772 | 0.98949 | 12 | 0.46666
66854 | 8.55 | 0.8 | 365 | 7.8253 | 0.67465 | 8 | 0.5
66855 | 5.7 | 0.8 | 365 | 5.2169 | 0.44977 | 5 | 0.66666
66856 | 3.9 | 0.8 | 365 | 3.5695 | 0.14984 | 3 | 0.7193
66857 | 5.415 | 0.8 | 365 | 4.9561 | 0.92728 | 5 | 0.88333
66858 | 13.395 | 0.8 | 365 | 12.2597 | 0.55696 | 12 | 0.81666
66859 | 6.84 | 0.8 | 365 | 6.2603 | 0.53972 | 6 | 0.8
66860 | 10.44 | 0.8 | 365 | 9.5552 | 0.13958 | 9 | 0.69473
66861 | 2.6 | 0.8 | 365 | 2.3796 | 0.76656 | 3 | 0.1462
66862 | 11.4 | 0.8 | 365 | 10.4338 | 0.89954 | 11 | 0.33333
66863 | 7.695 | 0.8 | 365 | 7.0428 | 0.10719 | 7 | 0.15
59622 | 8.4 | 1 | 365 | 9.6101 | 0.24957 | 9 | 0.85964
66866 | 4.94 | 0.8 | 365 | 4.5213 | 0.056466 | 4 | 0.57778
66870 | 8.19 | 0.8 | 365 | 7.4959 | 0.014668 | 7 | 0.51052
66874 | 7.685 | 1 | 365 | 8.7921 | 0.61107 | 9 | 0.40314
66872 | 4.77 | 0.8 | 365 | 4.3657 | 0.74481 | 5 | 0.11052
66333 | 8.58 | 1 | 365 | 9.816 | 0.66207 | 10 | 0.47807
66880 | 10.695 | 1 | 365 | 12.2357 | 0.50883 | 12 | 0.74451
66886 | 3.975 | 0.8 | 365 | 3.6381 | 0.28734 | 3 | 0.92544
66888 | 11.18 | 0.8 | 365 | 10.2324 | 0.49621 | 10 | 0.72865
66890 | 7.92 | 1 | 365 | 9.0609 | 0.1496 | 9 | 0.21052
66882 | 8.64 | 1 | 365 | 9.8846 | 0.79956 | 10 | 0.68421
66892 | 7.2 | 1 | 365 | 8.2372 | 0.49964 | 8 | 0.73684
66893 | 6.27 | 1 | 365 | 7.1732 | 0.36843 | 7 | 0.54166
66895 | 9.69 | 1 | 365 | 11.0859 | 0.20576 | 11 | 0.29166
66899 | 12.96 | 1 | 365 | 14.827 | 0.69934 | 15 | 0.52631
66900 | 9.76 | 1 | 365 | 11.166 | 0.36617 | 11 | 0.53216
36797 | 35.316 | 0.9 | 365 | 36.3631 | 0.83764 | 37 | 0.20077
64812 | 12.48 | 1 | 365 | 14.2778 | 0.59937 | 14 | 0.87719
66780 | 10.26 | 1 | 365 | 11.738 | 0.51198 | 12 | 0.24999
66908 | 3.71 | 0.8 | 365 | 3.3956 | 0.80152 | 4 | 0.19707
66914 | 7.155 | 0.8 | 365 | 6.5486 | 0.11721 | 6 | 0.66579
65740 | 15.36 | 1 | 365 | 17.5727 | 0.19922 | 17 | 0.77192
66916 | 4.16 | 1 | 365 | 4.7593 | 0.53312 | 5 | 0.2924
47877 | 48.36 | 0.9 | 365 | 49.7939 | 0.74029 | 50 | 0.53419
66918 | 3.38 | 1 | 365 | 3.8669 | 0.74566 | 4 | 0.61257
43098 | 34.21 | 0.9 | 365 | 35.2243 | 0.55657 | 35 | 0.78091
66922 | 25 | 1 | 365 | 28.6014 | 0.2904 | 28 | 0.8918
66920 | 13.25 | 0.8 | 365 | 12.127 | 0.29113 | 12 | 0.41812
66926 | 5.83 | 0.8 | 365 | 5.3359 | 0.6881 | 6 | 0.023974
66928 | 6.89 | 0.8 | 365 | 6.306 | 0.63139 | 6 | 0.93742
66932 | 8.745 | 0.8 | 365 | 8.0038 | 0.032146 | 8 | 0.035961
66575 | 3.135 | 1 | 365 | 3.5866 | 0.18422 | 3 | 0.77083
67086 | 5.2 | 0.8 | 365 | 4.7593 | 0.53312 | 5 | 0.2924
66814 | 9.28 | 1 | 365 | 10.6168 | 0.2662 | 10 | 0.88304
62205 | 16.99 | 1 | 365 | 19.4375 | 0.93456 | 20 | 0.37207
66832 | 6.54 | 0.8 | 365 | 5.9857 | 0.98973 | 6 | 0.97544
66747 | 6.36 | 0.8 | 365 | 5.821 | 0.65974 | 6 | 0.4807
36944 | 15.045 | 1 | 365 | 17.2123 | 0.47736 | 17 | 0.68969
45582 | 9.62 | 1 | 365 | 11.0058 | 0.045346 | 11 | 0.051165
63687 | 5.3 | 1 | 365 | 6.0635 | 0.14556 | 6 | 0.20906
59784 | 8.55 | 1 | 365 | 9.7817 | 0.59332 | 10 | 0.375
61932 | 110.88 | 0.9 | 365 | 114.1676 | 0.68494 | 114 | 0.85258
29686 | 595.68 | 0.9 | 365 | 613.3422 | 0.56284 | 613 | 0.90499
65194 | 10.6 | 1 | 365 | 12.127 | 0.29113 | 12 | 0.41812
34497 | 1918.44 | 1 | 365 | 2194.8028 | 0.3278 | 2195 | 0.13059
66001 | 8.64 | 1 | 365 | 9.8846 | 0.79956 | 10 | 0.68421
50838 | 5.72 | 1 | 365 | 6.544 | 0.10804 | 6 | 0.65204
65496 | 8.06 | 1 | 365 | 9.2211 | 0.47042 | 9 | 0.69152
65500 | 6.24 | 1 | 365 | 7.1389 | 0.29968 | 7 | 0.43859
65552 | 12.72 | 1 | 365 | 14.5524 | 0.14936 | 14 | 0.70175
65830 | 4.24 | 0.8 | 365 | 3.8806 | 0.77316 | 4 | 0.6538
65732 | 9 | 1 | 365 | 10.2965 | 0.62454 | 10 | 0.92105
65900 | 10.26 | 1 | 365 | 11.738 | 0.51198 | 12 | 0.24999
66015 | 5.04 | 1 | 365 | 5.766 | 0.54974 | 6 | 0.31579
66055 | 5.415 | 1 | 365 | 6.1951 | 0.4091 | 6 | 0.60416
66093 | 7.41 | 1 | 365 | 8.4775 | 0.98087 | 9 | 0.45833
66160 | 4.845 | 1 | 365 | 5.543 | 0.10288 | 5 | 0.64583
65558 | 9.9 | 1 | 365 | 11.3262 | 0.687 | 12 | 0.013153
66743 | 5.1 | 1 | 365 | 5.8347 | 0.68724 | 6 | 0.52193
66738 | 6.6 | 1 | 365 | 7.5508 | 0.12467 | 7 | 0.67544
63650 | 7.54 | 1 | 365 | 8.6262 | 0.27878 | 8 | 0.90497
66680 | 11.34 | 1 | 365 | 12.9736 | 0.98693 | 13 | 0.96052
66679 | 11.34 | 1 | 365 | 12.9736 | 0.98693 | 13 | 0.96052
66643 | 6.63 | 1 | 365 | 7.5851 | 0.19341 | 7 | 0.77851
27723 | 3.57 | 1 | 365 | 4.0843 | 0.18107 | 4 | 0.26535
39043 | 6.375 | 1 | 365 | 7.2934 | 0.60905 | 7 | 0.90241
63177 | 3.975 | 1 | 365 | 4.5476 | 0.10917 | 4 | 0.6568
46917 | 7.705 | 0.8 | 365 | 7.052 | 0.12552 | 7 | 0.17748
67355 | 10.92 | 0.8 | 365 | 9.9945 | 0.019557 | 10 | 0.014031
51273 | 7.8 | 1 | 365 | 8.9236 | 0.8746 | 9 | 0.79824
66901 | 11.2 | 1 | 365 | 12.8134 | 0.6661 | 13 | 0.47953
65402 | 7.56 | 1 | 365 | 8.6491 | 0.32462 | 8 | 0.97368
31502 | 2598.97 | 0.8 | 365 | 2378.6938 | 0.67299 | 2379 | 0.36677
63505 | 9.88 | 1 | 365 | 11.3033 | 0.64117 | 11 | 0.94444
65741 | 3.445 | 0.8 | 365 | 3.153 | 0.31569 | 3 | 0.46871
59429 | 5.72 | 1 | 365 | 6.544 | 0.10804 | 6 | 0.65204
58527 | 10.66 | 1 | 365 | 12.1956 | 0.42863 | 12 | 0.62426
63163 | 2.6 | 1 | 365 | 2.9745 | 0.9582 | 3 | 0.93275
63377 | 4.24 | 1 | 365 | 4.8508 | 0.71645 | 5 | 0.56725
63069 | 8.32 | 1 | 365 | 9.5185 | 0.066245 | 9 | 0.58479
62884 | 5.83 | 1 | 365 | 6.6698 | 0.36012 | 7 | 0.029968
62807 | 5.46 | 1 | 365 | 6.2465 | 0.51222 | 6 | 0.75877
62691 | 3.975 | 1 | 365 | 4.5476 | 0.10917 | 4 | 0.6568
62685 | 7.14 | 1 | 365 | 8.1686 | 0.36214 | 8 | 0.5307
62702 | 7.155 | 1 | 365 | 8.1857 | 0.39651 | 8 | 0.58223
59575 | 9.435 | 1 | 365 | 10.7942 | 0.6214 | 11 | 0.41557
59535 | 2.34 | 1 | 365 | 2.6771 | 0.36238 | 3 | 0.039472
48243 | 12.6 | 1 | 365 | 14.4151 | 0.87436 | 15 | 0.28947
66939 | 4.16 | 0.8 | 365 | 3.8074 | 0.6265 | 4 | 0.43392
66941 | 9.275 | 0.8 | 365 | 8.4889 | 0.0037907 | 8 | 0.49269
66943 | 8.06 | 0.8 | 365 | 7.3769 | 0.77634 | 8 | 0.15321
66946 | 5.565 | 0.8 | 365 | 5.0933 | 0.20227 | 5 | 0.29561
66953 | 4.77 | 0.8 | 365 | 4.3657 | 0.74481 | 5 | 0.11052
66952 | 11.13 | 0.8 | 365 | 10.1867 | 0.40455 | 10 | 0.59122
66957 | 4.505 | 0.8 | 365 | 4.1232 | 0.25898 | 4 | 0.38216
66960 | 6.36 | 0.8 | 365 | 5.821 | 0.65974 | 6 | 0.4807
66961 | 6.12 | 0.8 | 365 | 5.6013 | 0.21975 | 5 | 0.82105
66962 | 2.915 | 0.8 | 365 | 2.6679 | 0.34405 | 3 | 0.011987
66965 | 6.48 | 0.8 | 365 | 5.9308 | 0.87974 | 6 | 0.81052
66967 | 6.625 | 0.8 | 365 | 6.0635 | 0.14556 | 6 | 0.20906
66966 | 4.77 | 0.8 | 365 | 4.3657 | 0.74481 | 5 | 0.11052
66964 | 3.9 | 0.8 | 365 | 3.5695 | 0.14984 | 3 | 0.7193
66970 | 10.865 | 0.8 | 365 | 9.9441 | 0.91873 | 10 | 0.86286
66971 | 13 | 0.8 | 365 | 11.8982 | 0.83281 | 12 | 0.73099
66972 | 4.86 | 0.8 | 365 | 4.4481 | 0.9098 | 5 | 0.35789
66968 | 3.445 | 0.8 | 365 | 3.153 | 0.31569 | 3 | 0.46871
66974 | 3.9 | 0.8 | 365 | 3.5695 | 0.14984 | 3 | 0.7193
66978 | 4.16 | 0.8 | 365 | 3.8074 | 0.6265 | 4 | 0.43392
66989 | 5.46 | 0.8 | 365 | 4.9972 | 0.0097787 | 5 | 0.0070153
66991 | 3.18 | 0.8 | 365 | 2.9105 | 0.82987 | 3 | 0.74035
66994 | 6.89 | 0.8 | 365 | 6.306 | 0.63139 | 6 | 0.93742
66995 | 5.46 | 0.8 | 365 | 4.9972 | 0.0097787 | 5 | 0.0070153
66997 | 5.72 | 0.8 | 365 | 5.2352 | 0.48643 | 5 | 0.72164
66999 | 5.04 | 0.8 | 365 | 4.6128 | 0.2398 | 4 | 0.85263
67005 | 7.02 | 0.8 | 365 | 6.425 | 0.86972 | 7 | 0.29473
66783 | 6.4 | 1 | 365 | 7.322 | 0.66634 | 7 | 0.9883
63966 | 42.16 | 0.9 | 365 | 43.4101 | 0.95308 | 44 | 0.36314
63986 | 25.11 | 0.9 | 365 | 25.8545 | 0.78823 | 26 | 0.64275
45580 | 25.2 | 0.9 | 365 | 25.9472 | 0.97385 | 26 | 0.92104
67026 | 12.985 | 0.8 | 365 | 11.8845 | 0.80531 | 12 | 0.68976
66981 | 4.59 | 0.8 | 365 | 4.201 | 0.41481 | 4 | 0.61579
67035 | 6.24 | 0.8 | 365 | 5.7111 | 0.43975 | 6 | 0.15087
67036 | 4.86 | 0.8 | 365 | 4.4481 | 0.9098 | 5 | 0.35789
67037 | 9.62 | 0.8 | 365 | 8.8047 | 0.63628 | 9 | 0.44093
67038 | 4.48 | 0.8 | 365 | 4.1003 | 0.21315 | 4 | 0.31345
67039 | 4.24 | 0.8 | 365 | 3.8806 | 0.77316 | 4 | 0.6538
67040 | 7.95 | 0.8 | 365 | 7.2762 | 0.57468 | 7 | 0.85087
67045 | 9.36 | 0.8 | 365 | 8.5667 | 0.15962 | 8 | 0.72631
67052 | 15.105 | 0.8 | 365 | 13.8248 | 0.69189 | 14 | 0.51666
67058 | 6.36 | 0.8 | 365 | 5.821 | 0.65974 | 6 | 0.4807
67064 | 6.095 | 0.8 | 365 | 5.5784 | 0.17392 | 5 | 0.75234
67067 | 11.44 | 0.8 | 365 | 10.4704 | 0.97287 | 11 | 0.44327
67070 | 6.3 | 0.8 | 365 | 5.766 | 0.54974 | 6 | 0.31579
67073 | 8.505 | 0.8 | 365 | 7.7842 | 0.59216 | 8 | 0.37631
67075 | 8.4 | 0.8 | 365 | 7.6881 | 0.39966 | 8 | 0.087716
67076 | 13.545 | 0.8 | 365 | 12.397 | 0.83195 | 13 | 0.22894
67078 | 6.93 | 0.8 | 365 | 6.3426 | 0.70472 | 7 | 0.047366
67079 | 8.84 | 0.8 | 365 | 8.0908 | 0.20631 | 8 | 0.29707
67080 | 9.765 | 1 | 365 | 11.1717 | 0.37763 | 11 | 0.54934
67081 | 6.76 | 0.8 | 365 | 6.1871 | 0.39306 | 6 | 0.58011
67082 | 7.54 | 0.8 | 365 | 6.9009 | 0.82303 | 7 | 0.72397
67083 | 9.45 | 0.8 | 365 | 8.6491 | 0.32462 | 8 | 0.97368
67084 | 6.76 | 0.8 | 365 | 6.1871 | 0.39306 | 6 | 0.58011
67085 | 12.74 | 0.8 | 365 | 11.6602 | 0.35615 | 12 | 0.016369
67087 | 5.98 | 0.8 | 365 | 5.4732 | 0.96309 | 6 | 0.43625
67088 | 12.285 | 0.8 | 365 | 11.2438 | 0.522 | 11 | 0.76578
67094 | 3.975 | 0.8 | 365 | 3.6381 | 0.28734 | 3 | 0.92544
67095 | 8.48 | 0.8 | 365 | 7.7613 | 0.54632 | 8 | 0.3076
67096 | 4.68 | 0.8 | 365 | 4.2833 | 0.57981 | 4 | 0.86316
67097 | 11.44 | 0.8 | 365 | 10.4704 | 0.97287 | 11 | 0.44327
67098 | 9.62 | 0.8 | 365 | 8.8047 | 0.63628 | 9 | 0.44093
67099 | 6.76 | 0.8 | 365 | 6.1871 | 0.39306 | 6 | 0.58011
67100 | 5.72 | 1 | 365 | 6.544 | 0.10804 | 6 | 0.65204
67102 | 8.48 | 0.8 | 365 | 7.7613 | 0.54632 | 8 | 0.3076
67103 | 9.18 | 0.8 | 365 | 8.4019 | 0.82963 | 9 | 0.23158
67105 | 3.975 | 1 | 365 | 4.5476 | 0.10917 | 4 | 0.6568
67106 | 3.71 | 1 | 365 | 4.2444 | 0.5019 | 4 | 0.74634
63279 | 7.28 | 1 | 365 | 8.3287 | 0.68296 | 9 | 0.011692
67108 | 7.42 | 1 | 365 | 8.4889 | 0.0037907 | 8 | 0.49269
66342 | 8.84 | 1 | 365 | 10.1135 | 0.25789 | 10 | 0.37134
67111 | 6.615 | 0.8 | 365 | 6.0543 | 0.12723 | 6 | 0.18158
67113 | 5.2 | 0.8 | 365 | 4.7593 | 0.53312 | 5 | 0.2924
67114 | 8.505 | 0.8 | 365 | 7.7842 | 0.59216 | 8 | 0.37631
67116 | 2.6 | 0.8 | 365 | 2.3796 | 0.76656 | 3 | 0.1462
67117 | 5.46 | 0.8 | 365 | 4.9972 | 0.0097787 | 5 | 0.0070153
67121 | 7.54 | 0.8 | 365 | 6.9009 | 0.82303 | 7 | 0.72397
67118 | 8.19 | 1 | 365 | 9.3698 | 0.76834 | 10 | 0.13815
67119 | 7.28 | 0.8 | 365 | 6.663 | 0.34637 | 7 | 0.0093537
67122 | 9.45 | 0.8 | 365 | 8.6491 | 0.32462 | 8 | 0.97368
67123 | 8.06 | 0.8 | 365 | 7.3769 | 0.77634 | 8 | 0.15321
67126 | 8.19 | 0.8 | 365 | 7.4959 | 0.014668 | 7 | 0.51052
67124 | 5.72 | 0.8 | 365 | 5.2352 | 0.48643 | 5 | 0.72164
67132 | 11.395 | 1 | 365 | 13.0365 | 0.11296 | 13 | 0.14948
67130 | 8.32 | 1 | 365 | 9.5185 | 0.066245 | 9 | 0.58479
67134 | 13.25 | 1 | 365 | 15.1587 | 0.36391 | 15 | 0.52265
67135 | 8.91 | 0.8 | 365 | 8.1548 | 0.33464 | 8 | 0.48947
67138 | 8.32 | 1 | 365 | 9.5185 | 0.066245 | 9 | 0.58479
67142 | 4.505 | 0.8 | 365 | 4.1232 | 0.25898 | 4 | 0.38216
67144 | 8.58 | 1 | 365 | 9.816 | 0.66207 | 10 | 0.47807
61036 | 8.745 | 1 | 365 | 10.0048 | 0.040182 | 10 | 0.044952
67147 | 6.625 | 1 | 365 | 7.5794 | 0.18196 | 7 | 0.76133
67151 | 5.565 | 0.8 | 365 | 5.0933 | 0.20227 | 5 | 0.29561
67150 | 6.36 | 0.8 | 365 | 5.821 | 0.65974 | 6 | 0.4807
67154 | 4.24 | 0.8 | 365 | 3.8806 | 0.77316 | 4 | 0.6538
67159 | 7.29 | 0.8 | 365 | 6.6721 | 0.3647 | 7 | 0.036839
67164 | 7.42 | 0.8 | 365 | 6.7911 | 0.60303 | 7 | 0.39415
67166 | 10.865 | 0.8 | 365 | 9.9441 | 0.91873 | 10 | 0.86286
67168 | 6.625 | 0.8 | 365 | 6.0635 | 0.14556 | 6 | 0.20906
67170 | 8.48 | 1 | 365 | 9.7016 | 0.4329 | 10 | 0.1345
67171 | 12.42 | 0.8 | 365 | 11.3673 | 0.7695 | 12 | 0.13684
67172 | 3.78 | 0.8 | 365 | 3.4596 | 0.92985 | 4 | 0.38947
67173 | 5.035 | 0.8 | 365 | 4.6083 | 0.23063 | 4 | 0.83889
67180 | 7.42 | 0.8 | 365 | 6.7911 | 0.60303 | 7 | 0.39415
67181 | 5.2 | 0.8 | 365 | 4.7593 | 0.53312 | 5 | 0.2924
67183 | 4.24 | 0.8 | 365 | 3.8806 | 0.77316 | 4 | 0.6538
67184 | 8.06 | 0.8 | 365 | 7.3769 | 0.77634 | 8 | 0.15321
67193 | 8.96 | 1 | 365 | 10.2507 | 0.53288 | 10 | 0.78362
67200 | 15.68 | 1 | 365 | 17.9388 | 0.93254 | 18 | 0.87134
67205 | 13.25 | 0.8 | 365 | 12.127 | 0.29113 | 12 | 0.41812
52000 | 4.68 | 1 | 365 | 5.3542 | 0.72476 | 6 | 0.078945
67214 | 10.6 | 0.8 | 365 | 9.7016 | 0.4329 | 10 | 0.1345
67212 | 6.72 | 1 | 365 | 7.6881 | 0.39966 | 8 | 0.087716
67215 | 7.68 | 1 | 365 | 8.7864 | 0.59961 | 9 | 0.38596
67218 | 5.83 | 0.8 | 365 | 5.3359 | 0.6881 | 6 | 0.023974
67219 | 7.695 | 1 | 365 | 8.8035 | 0.63399 | 9 | 0.4375
67221 | 7.15 | 1 | 365 | 8.18 | 0.38505 | 8 | 0.56505
67222 | 14.4 | 1 | 365 | 16.4744 | 0.99927 | 17 | 0.47368
34885 | 466.83 | 0.9 | 365 | 480.6717 | 0.81559 | 481 | 0.48728
60478 | 150.04 | 0.9 | 365 | 154.4887 | 0.45066 | 154 | 0.9394
35337 | 65.96 | 0.9 | 365 | 67.9157 | 0.039492 | 67 | 0.95523
45091 | 34.8 | 0.9 | 365 | 35.8318 | 0.77341 | 36 | 0.60525
67306 | 27 | 0.9 | 365 | 27.8006 | 0.68627 | 28 | 0.48683
67307 | 27 | 0.9 | 365 | 27.8006 | 0.68627 | 28 | 0.48683
67308 | 27 | 0.9 | 365 | 27.8006 | 0.68627 | 28 | 0.48683
67224 | 4.86 | 0.8 | 365 | 4.4481 | 0.9098 | 5 | 0.35789
67246 | 5.355 | 0.8 | 365 | 4.9011 | 0.81728 | 5 | 0.71842
67206 | 11.2 | 1 | 365 | 12.8134 | 0.6661 | 13 | 0.47953
66969 | 6.24 | 0.8 | 365 | 5.7111 | 0.43975 | 6 | 0.15087
63281 | 12.22 | 1 | 365 | 13.9804 | 0.0035475 | 13 | 0.98391
66506 | 7.875 | 0.8 | 365 | 7.2076 | 0.43718 | 7 | 0.64473
66793 | 7.875 | 0.8 | 365 | 7.2076 | 0.43718 | 7 | 0.64473
67606 | 8.1 | 0.8 | 365 | 7.4135 | 0.84967 | 8 | 0.26315
63710 | 5.2 | 1 | 365 | 5.9491 | 0.9164 | 6 | 0.86549
63009 | 7.02 | 1 | 365 | 8.0313 | 0.087144 | 8 | 0.11842
66007 | 8.25 | 1 | 365 | 9.4385 | 0.90583 | 10 | 0.34429
67902 | 8.37 | 0.8 | 365 | 7.6606 | 0.34466 | 8 | 0.0052597
66617 | 3.38 | 0.8 | 365 | 3.0935 | 0.19653 | 3 | 0.29006
67814 | 9 | 0.8 | 365 | 8.2372 | 0.49964 | 8 | 0.73684
66355 | 13.25 | 1 | 365 | 15.1587 | 0.36391 | 15 | 0.52265
67739 | 12.19 | 0.8 | 365 | 11.1568 | 0.34784 | 11 | 0.50467
40836 | 11.772 | 1 | 365 | 13.4678 | 0.9769 | 14 | 0.44473
66420 | 7.8 | 0.8 | 365 | 7.1389 | 0.29968 | 7 | 0.43859
67136 | 7.42 | 0.8 | 365 | 6.7911 | 0.60303 | 7 | 0.39415
67227 | 4.16 | 0.8 | 365 | 3.8074 | 0.6265 | 4 | 0.43392
67293 | 6.21 | 0.8 | 365 | 5.6837 | 0.38475 | 6 | 0.068418
66577 | 9.28 | 1 | 365 | 10.6168 | 0.2662 | 10 | 0.88304
67228 | 4.77 | 0.8 | 365 | 4.3657 | 0.74481 | 5 | 0.11052
67232 | 4.59 | 0.8 | 365 | 4.201 | 0.41481 | 4 | 0.61579
66033 | 3.2 | 1 | 365 | 3.661 | 0.33317 | 3 | 0.99415
61579 | 6.36 | 1 | 365 | 7.2762 | 0.57468 | 7 | 0.85087
66336 | 3.825 | 1 | 365 | 4.376 | 0.76543 | 5 | 0.14145
67751 | 8.1 | 0.8 | 365 | 7.4135 | 0.84967 | 8 | 0.26315
65914 | 7.08 | 1 | 365 | 8.0999 | 0.22464 | 8 | 0.32456
66013 | 7.56 | 1 | 365 | 8.6491 | 0.32462 | 8 | 0.97368
67240 | 5.67 | 0.8 | 365 | 5.1894 | 0.39477 | 5 | 0.58421
66917 | 11.61 | 0.8 | 365 | 10.626 | 0.28453 | 10 | 0.91052
67242 | 13.78 | 0.8 | 365 | 12.6121 | 0.26277 | 12 | 0.87485
67618 | 8.4 | 1 | 365 | 9.6101 | 0.24957 | 9 | 0.85964
67839 | 3.445 | 0.8 | 365 | 3.153 | 0.31569 | 3 | 0.46871
67243 | 5.98 | 0.8 | 365 | 5.4732 | 0.96309 | 6 | 0.43625
67245 | 3.64 | 0.8 | 365 | 3.3315 | 0.67319 | 4 | 0.0046769
66401 | 3.12 | 1 | 365 | 3.5695 | 0.14984 | 3 | 0.7193
67827 | 13.5 | 0.8 | 365 | 12.3558 | 0.74945 | 13 | 0.10526
67248 | 9.72 | 0.8 | 365 | 8.8962 | 0.81961 | 9 | 0.71579
67249 | 3.78 | 0.8 | 365 | 3.4596 | 0.92985 | 4 | 0.38947
67251 | 14.04 | 0.8 | 365 | 12.85 | 0.73943 | 13 | 0.58947
60832 | 5.565 | 1 | 365 | 6.3667 | 0.75284 | 7 | 0.11951
67250 | 5.94 | 0.8 | 365 | 5.4366 | 0.88976 | 6 | 0.32631
58559 | 11.7 | 1 | 365 | 13.3855 | 0.81191 | 14 | 0.19736
67260 | 5.94 | 0.8 | 365 | 5.4366 | 0.88976 | 6 | 0.32631
67261 | 13.78 | 0.8 | 365 | 12.6121 | 0.26277 | 12 | 0.87485
67263 | 2.65 | 0.8 | 365 | 2.4254 | 0.85823 | 3 | 0.28362
67266 | 5.46 | 0.8 | 365 | 4.9972 | 0.0097787 | 5 | 0.0070153
67265 | 14.04 | 0.8 | 365 | 12.85 | 0.73943 | 13 | 0.58947
67157 | 7.29 | 0.8 | 365 | 6.6721 | 0.3647 | 7 | 0.036839
64836 | 9.135 | 1 | 365 | 10.451 | 0.93391 | 11 | 0.38486
64853 | 11.7 | 1 | 365 | 13.3855 | 0.81191 | 14 | 0.19736
64848 | 3.38 | 1 | 365 | 3.8669 | 0.74566 | 4 | 0.61257
64571 | 5.67 | 1 | 365 | 6.4868 | 0.99346 | 7 | 0.48026
66551 | 4.16 | 1 | 365 | 4.7593 | 0.53312 | 5 | 0.2924
64520 | 5.72 | 1 | 365 | 6.544 | 0.10804 | 6 | 0.65204
50831 | 9.3 | 0.8 | 365 | 8.5118 | 0.049623 | 8 | 0.5614
64531 | 9.18 | 1 | 365 | 10.5024 | 0.037035 | 10 | 0.53947
66367 | 8.4 | 0.8 | 365 | 7.6881 | 0.39966 | 8 | 0.087716
67797 | 5.94 | 0.8 | 365 | 5.4366 | 0.88976 | 6 | 0.32631
67812 | 5.46 | 0.8 | 365 | 4.9972 | 0.0097787 | 5 | 0.0070153
64400 | 14.04 | 1 | 365 | 16.0625 | 0.17429 | 16 | 0.23683
62449 | 3.57 | 1 | 365 | 4.0843 | 0.18107 | 4 | 0.26535
67897 | 8.19 | 0.8 | 365 | 7.4959 | 0.014668 | 7 | 0.51052
64164 | 5.565 | 1 | 365 | 6.3667 | 0.75284 | 7 | 0.11951
67903 | 9.12 | 0.8 | 365 | 8.347 | 0.71963 | 9 | 0.066663
63694 | 5.72 | 1 | 365 | 6.544 | 0.10804 | 6 | 0.65204
67975 | 5.4 | 0.8 | 365 | 4.9423 | 0.89978 | 5 | 0.8421
63042 | 3.71 | 1 | 365 | 4.2444 | 0.5019 | 4 | 0.74634
63990 | 7.02 | 1 | 365 | 8.0313 | 0.087144 | 8 | 0.11842
65471 | 3.71 | 1 | 365 | 4.2444 | 0.5019 | 4 | 0.74634
63943 | 6.24 | 1 | 365 | 7.1389 | 0.29968 | 7 | 0.43859
63913 | 5.035 | 1 | 365 | 5.7603 | 0.53829 | 6 | 0.29861
63796 | 4.725 | 1 | 365 | 5.4057 | 0.82789 | 6 | 0.23355
67275 | 5.72 | 0.8 | 365 | 5.2352 | 0.48643 | 5 | 0.72164
67276 | 9.45 | 0.8 | 365 | 8.6491 | 0.32462 | 8 | 0.97368
63790 | 14.04 | 1 | 365 | 16.0625 | 0.17429 | 16 | 0.23683
48865 | 7.695 | 1 | 365 | 8.8035 | 0.63399 | 9 | 0.4375
67268 | 5.72 | 0.8 | 365 | 5.2352 | 0.48643 | 5 | 0.72164
67277 | 6.48 | 0.8 | 365 | 5.9308 | 0.87974 | 6 | 0.81052
60969 | 5.035 | 1 | 365 | 5.7603 | 0.53829 | 6 | 0.29861
67278 | 11.88 | 0.8 | 365 | 10.8731 | 0.77952 | 11 | 0.65263
67280 | 4.42 | 0.8 | 365 | 4.0454 | 0.10315 | 4 | 0.14854
67267 | 8.1 | 0.8 | 365 | 7.4135 | 0.84967 | 8 | 0.26315
67282 | 3.24 | 0.8 | 365 | 2.9654 | 0.93987 | 3 | 0.90526
67269 | 12.15 | 0.8 | 365 | 11.1202 | 0.27451 | 11 | 0.39473
67271 | 7.8 | 0.8 | 365 | 7.1389 | 0.29968 | 7 | 0.43859
67283 | 7.8 | 0.8 | 365 | 7.1389 | 0.29968 | 7 | 0.43859
67287 | 4.59 | 0.8 | 365 | 4.201 | 0.41481 | 4 | 0.61579
67273 | 5.83 | 0.8 | 365 | 5.3359 | 0.6881 | 6 | 0.023974
67291 | 4.59 | 0.8 | 365 | 4.201 | 0.41481 | 4 | 0.61579
66955 | 12.15 | 0.8 | 365 | 11.1202 | 0.27451 | 11 | 0.39473
67295 | 6.625 | 0.8 | 365 | 6.0635 | 0.14556 | 6 | 0.20906
42446 | 8.415 | 1 | 365 | 9.6272 | 0.28395 | 9 | 0.91118
67294 | 2.28 | 0.8 | 365 | 2.0868 | 0.17991 | 2 | 0.26667
67297 | 12.15 | 0.8 | 365 | 11.1202 | 0.27451 | 11 | 0.39473
67302 | 12.6 | 0.8 | 365 | 11.5321 | 0.099489 | 11 | 0.63157
67303 | 11.34 | 0.8 | 365 | 10.3789 | 0.78954 | 11 | 0.16842
67304 | 5.7 | 1 | 365 | 6.5211 | 0.062211 | 6 | 0.58333
67310 | 3.24 | 0.8 | 365 | 2.9654 | 0.93987 | 3 | 0.90526
61033 | 2.915 | 1 | 365 | 3.3349 | 0.68006 | 4 | 0.014984
67312 | 14.85 | 0.8 | 365 | 13.5914 | 0.2244 | 13 | 0.81578
67314 | 7.02 | 0.8 | 365 | 6.425 | 0.86972 | 7 | 0.29473
66934 | 10.26 | 0.8 | 365 | 9.3904 | 0.80958 | 10 | 0.2
65637 | 15.105 | 0.8 | 365 | 13.8248 | 0.69189 | 14 | 0.51666
67322 | 6.89 | 0.8 | 365 | 6.306 | 0.63139 | 6 | 0.93742
63357 | 5.035 | 1 | 365 | 5.7603 | 0.53829 | 6 | 0.29861
67325 | 4.32 | 0.8 | 365 | 3.9539 | 0.91982 | 4 | 0.87368
65631 | 13.25 | 1 | 365 | 15.1587 | 0.36391 | 15 | 0.52265
62828 | 4.505 | 1 | 365 | 5.154 | 0.32373 | 5 | 0.4777
62273 | 14.045 | 1 | 365 | 16.0683 | 0.18575 | 16 | 0.25401
67332 | 4.32 | 0.8 | 365 | 3.9539 | 0.91982 | 4 | 0.87368
67335 | 3.18 | 0.8 | 365 | 2.9105 | 0.82987 | 3 | 0.74035
61067 | 5.3 | 1 | 365 | 6.0635 | 0.14556 | 6 | 0.20906
67343 | 4.68 | 0.8 | 365 | 4.2833 | 0.57981 | 4 | 0.86316
67349 | 3.51 | 0.8 | 365 | 3.2125 | 0.43486 | 3 | 0.64737
67350 | 8.19 | 0.8 | 365 | 7.4959 | 0.014668 | 7 | 0.51052
67352 | 4.24 | 0.8 | 365 | 3.8806 | 0.77316 | 4 | 0.6538
46628 | 5 | 1 | 365 | 5.7203 | 0.45808 | 6 | 0.17836
67354 | 12.72 | 0.8 | 365 | 11.6419 | 0.31948 | 11 | 0.9614
67358 | 4.24 | 0.8 | 365 | 3.8806 | 0.77316 | 4 | 0.6538
67359 | 5.83 | 0.8 | 365 | 5.3359 | 0.6881 | 6 | 0.023974
67366 | 11.34 | 0.8 | 365 | 10.3789 | 0.78954 | 11 | 0.16842
67375 | 6.21 | 0.8 | 365 | 5.6837 | 0.38475 | 6 | 0.068418
67376 | 4.32 | 0.8 | 365 | 3.9539 | 0.91982 | 4 | 0.87368
67377 | 7.56 | 0.8 | 365 | 6.9193 | 0.85969 | 7 | 0.77894
67380 | 6.36 | 0.8 | 365 | 5.821 | 0.65974 | 6 | 0.4807
67381 | 7.02 | 0.8 | 365 | 6.425 | 0.86972 | 7 | 0.29473
67383 | 6.75 | 0.8 | 365 | 6.1779 | 0.37473 | 6 | 0.55263
67385 | 3.18 | 0.8 | 365 | 2.9105 | 0.82987 | 3 | 0.74035
67405 | 6.93 | 1 | 365 | 7.9283 | 0.8809 | 8 | 0.80921
67406 | 8.8 | 1 | 365 | 10.0677 | 0.16622 | 10 | 0.23391
67407 | 3.6 | 1 | 365 | 4.1186 | 0.24982 | 4 | 0.36842
67396 | 8.4 | 1 | 365 | 9.6101 | 0.24957 | 9 | 0.85964
66794 | 4.16 | 1 | 365 | 4.7593 | 0.53312 | 5 | 0.2924
67401 | 7.56 | 1 | 365 | 8.6491 | 0.32462 | 8 | 0.97368
67393 | 5.1 | 1 | 365 | 5.8347 | 0.68724 | 6 | 0.52193
67412 | 3.24 | 1 | 365 | 3.7067 | 0.42484 | 4 | 0.13158
67414 | 3.975 | 1 | 365 | 4.5476 | 0.10917 | 4 | 0.6568
67416 | 8.06 | 0.8 | 365 | 7.3769 | 0.77634 | 8 | 0.15321
67417 | 4.76 | 0.8 | 365 | 4.3566 | 0.72647 | 5 | 0.083039
67418 | 5.12 | 0.8 | 365 | 4.6861 | 0.38646 | 5 | 0.072513
67421 | 4.578 | 0.8 | 365 | 4.19 | 0.39281 | 4 | 0.58281
67422 | 24.852 | 0.8 | 365 | 22.7457 | 0.56099 | 23 | 0.30666
67423 | 4.41 | 0.8 | 365 | 4.0362 | 0.084821 | 4 | 0.12105
67424 | 7.36 | 0.8 | 365 | 6.7362 | 0.49304 | 7 | 0.22924
67425 | 4.8 | 0.8 | 365 | 4.3932 | 0.79981 | 5 | 0.19298
67426 | 8.68 | 0.8 | 365 | 7.9443 | 0.91298 | 8 | 0.85731
67403 | 10.5 | 1 | 365 | 12.0126 | 0.061968 | 12 | 0.074556
67305 | 9.6 | 1 | 365 | 10.9829 | 0.99951 | 11 | 0.98245
67431 | 9.9 | 1 | 365 | 11.3262 | 0.687 | 12 | 0.013153
67433 | 6.6 | 1 | 365 | 7.5508 | 0.12467 | 7 | 0.67544
67434 | 14.49 | 1 | 365 | 16.5774 | 0.20552 | 16 | 0.78289
67437 | 4.32 | 0.8 | 365 | 3.9539 | 0.91982 | 4 | 0.87368
67428 | 7.68 | 1 | 365 | 8.7864 | 0.59961 | 9 | 0.38596
67429 | 4.77 | 1 | 365 | 5.4571 | 0.93101 | 6 | 0.38816
67430 | 6.08 | 1 | 365 | 6.9559 | 0.93303 | 7 | 0.88889
49088 | 4.615 | 1 | 365 | 5.2798 | 0.57581 | 5 | 0.85563
67167 | 3.24 | 0.8 | 365 | 2.9654 | 0.93987 | 3 | 0.90526
67456 | 3.24 | 0.8 | 365 | 2.9654 | 0.93987 | 3 | 0.90526
67459 | 8.32 | 0.8 | 365 | 7.6148 | 0.253 | 7 | 0.86783
67466 | 4.41 | 0.8 | 365 | 4.0362 | 0.084821 | 4 | 0.12105
67502 | 8.64 | 0.8 | 365 | 7.9077 | 0.83965 | 8 | 0.74736
67504 | 11.96 | 0.8 | 365 | 10.9463 | 0.92618 | 11 | 0.87251
67505 | 8.68 | 0.8 | 365 | 7.9443 | 0.91298 | 8 | 0.85731
67506 | 5.04 | 0.8 | 365 | 4.6128 | 0.2398 | 4 | 0.85263
67507 | 8.32 | 0.8 | 365 | 7.6148 | 0.253 | 7 | 0.86783
67508 | 5.27 | 1 | 365 | 6.0292 | 0.076816 | 6 | 0.10599
67509 | 7.685 | 0.8 | 365 | 7.0337 | 0.088855 | 7 | 0.12251
67510 | 7.155 | 0.8 | 365 | 6.5486 | 0.11721 | 6 | 0.66579
48308 | 5.035 | 1 | 365 | 5.7603 | 0.53829 | 6 | 0.29861
67514 | 5.04 | 0.8 | 365 | 4.6128 | 0.2398 | 4 | 0.85263
48859 | 24.885 | 1 | 365 | 28.4698 | 0.026864 | 28 | 0.4967
67518 | 3.78 | 0.8 | 365 | 3.4596 | 0.92985 | 4 | 0.38947
67519 | 7.245 | 0.8 | 365 | 6.6309 | 0.28221 | 6 | 0.91315
67522 | 4.86 | 0.8 | 365 | 4.4481 | 0.9098 | 5 | 0.35789
67521 | 6.625 | 0.8 | 365 | 6.0635 | 0.14556 | 6 | 0.20906
67528 | 2.616 | 0.8 | 365 | 2.3943 | 0.79589 | 3 | 0.19017
67532 | 4.32 | 0.8 | 365 | 3.9539 | 0.91982 | 4 | 0.87368
43645 | 14.96 | 0.8 | 365 | 13.6921 | 0.42606 | 14 | 0.11812
67540 | 2.97 | 0.8 | 365 | 2.7183 | 0.44488 | 3 | 0.16316
67541 | 5.83 | 0.8 | 365 | 5.3359 | 0.6881 | 6 | 0.023974
67544 | 6.615 | 0.8 | 365 | 6.0543 | 0.12723 | 6 | 0.18158
67546 | 2.85 | 0.8 | 365 | 2.6084 | 0.22488 | 2 | 0.83333
67547 | 9.8 | 0.8 | 365 | 8.9694 | 0.96627 | 9 | 0.93567
67551 | 6.72 | 0.8 | 365 | 6.1504 | 0.31973 | 6 | 0.47017
67552 | 7.41 | 0.8 | 365 | 6.782 | 0.5847 | 7 | 0.36666
67555 | 7.155 | 0.8 | 365 | 6.5486 | 0.11721 | 6 | 0.66579
67558 | 6.405 | 1 | 365 | 7.3277 | 0.6778 | 8 | 0.0054792
67560 | 6.36 | 1 | 365 | 7.2762 | 0.57468 | 7 | 0.85087
67561 | 5.232 | 1 | 365 | 5.9857 | 0.98973 | 6 | 0.97544
67562 | 4.578 | 1 | 365 | 5.2375 | 0.49102 | 5 | 0.72851
60222 | 3.08 | 1 | 365 | 3.5237 | 0.058177 | 3 | 0.58187
67500 | 10.14 | 0.8 | 365 | 9.2806 | 0.58959 | 9 | 0.87017
62669 | 3.12 | 1 | 365 | 3.5695 | 0.14984 | 3 | 0.7193
67586 | 3.18 | 0.8 | 365 | 2.9105 | 0.82987 | 3 | 0.74035
67589 | 7.29 | 0.8 | 365 | 6.6721 | 0.3647 | 7 | 0.036839
67590 | 3 | 0.8 | 365 | 2.7457 | 0.49988 | 3 | 0.24561
67592 | 6.75 | 0.8 | 365 | 6.1779 | 0.37473 | 6 | 0.55263
67591 | 8.64 | 0.8 | 365 | 7.9077 | 0.83965 | 8 | 0.74736
67596 | 11.07 | 0.8 | 365 | 10.1318 | 0.29455 | 10 | 0.42631
67598 | 10.72 | 0.8 | 365 | 9.8114 | 0.6529 | 10 | 0.46432
67600 | 4.68 | 0.8 | 365 | 4.2833 | 0.57981 | 4 | 0.86316
67602 | 4.02 | 0.8 | 365 | 3.6793 | 0.36984 | 4 | 0.049121
67601 | 5.98 | 0.8 | 365 | 5.4732 | 0.96309 | 6 | 0.43625
67604 | 9.88 | 0.8 | 365 | 9.0426 | 0.11293 | 9 | 0.15555
67605 | 5.4 | 0.8 | 365 | 4.9423 | 0.89978 | 5 | 0.8421
67609 | 9.975 | 0.8 | 365 | 9.1296 | 0.2871 | 9 | 0.41666
67611 | 3.99 | 0.8 | 365 | 3.6518 | 0.31484 | 3 | 0.96667
67610 | 6.54 | 1 | 365 | 7.4821 | 0.98717 | 8 | 0.46929
67615 | 6.375 | 0.8 | 365 | 5.8347 | 0.68724 | 6 | 0.52193
67616 | 7.695 | 1 | 365 | 8.8035 | 0.63399 | 9 | 0.4375
67614 | 4.251 | 0.8 | 365 | 3.8907 | 0.79333 | 4 | 0.68403
67617 | 9.6 | 1 | 365 | 10.9829 | 0.99951 | 11 | 0.98245
67642 | 10.545 | 0.8 | 365 | 9.6513 | 0.33207 | 9 | 0.98333
67643 | 3.825 | 0.8 | 365 | 3.5008 | 0.012345 | 3 | 0.51316
67659 | 9.275 | 0.8 | 365 | 8.4889 | 0.0037907 | 8 | 0.49269
67663 | 10.6 | 1 | 365 | 12.127 | 0.29113 | 12 | 0.41812
67667 | 5.72 | 0.8 | 365 | 5.2352 | 0.48643 | 5 | 0.72164
67666 | 5.13 | 0.8 | 365 | 4.6952 | 0.40479 | 5 | 0.099998
67669 | 7.02 | 0.8 | 365 | 6.425 | 0.86972 | 7 | 0.29473
66977 | 11.34 | 1 | 365 | 12.9736 | 0.98693 | 13 | 0.96052
66947 | 6.76 | 1 | 365 | 7.7338 | 0.49132 | 8 | 0.22514
66924 | 9.61 | 0.8 | 365 | 8.7955 | 0.61794 | 9 | 0.41345
67515 | 9.6 | 0.8 | 365 | 8.7864 | 0.59961 | 9 | 0.38596
67022 | 10.545 | 1 | 365 | 12.0641 | 0.16509 | 12 | 0.22916
64935 | 4.68 | 1 | 365 | 5.3542 | 0.72476 | 6 | 0.078945
67262 | 7.29 | 0.8 | 365 | 6.6721 | 0.3647 | 7 | 0.036839
62383 | 7.28 | 1 | 365 | 8.3287 | 0.68296 | 9 | 0.011692
63975 | 7.02 | 1 | 365 | 8.0313 | 0.087144 | 8 | 0.11842
67225 | 3.975 | 0.8 | 365 | 3.6381 | 0.28734 | 3 | 0.92544
45375 | 9.88 | 1 | 365 | 11.3033 | 0.64117 | 11 | 0.94444
50453 | 9.69 | 0.8 | 365 | 8.8687 | 0.76461 | 9 | 0.63333
33886 | 1483.76 | 0.9 | 365 | 1527.7541 | 0.18734 | 1527 | 0.94142
67671 | 3.24 | 0.8 | 365 | 2.9654 | 0.93987 | 3 | 0.90526
67672 | 10.53 | 0.8 | 365 | 9.6375 | 0.30457 | 9 | 0.9421
67889 | 7.28 | 0.8 | 365 | 6.663 | 0.34637 | 7 | 0.0093537
67677 | 8.64 | 0.8 | 365 | 7.9077 | 0.83965 | 8 | 0.74736
67678 | 9.72 | 0.8 | 365 | 8.8962 | 0.81961 | 9 | 0.71579
67679 | 4.77 | 0.8 | 365 | 4.3657 | 0.74481 | 5 | 0.11052
67680 | 8.215 | 0.8 | 365 | 7.5187 | 0.0605 | 7 | 0.57924
31364 | 1295.91 | 1 | 365 | 1482.5936 | 0.72809 | 1483 | 0.3217
34656 | 585 | 0.9 | 365 | 602.3455 | 0.53582 | 602 | 0.88131
67681 | 4.05 | 0.8 | 365 | 3.7067 | 0.42484 | 4 | 0.13158
67686 | 11.4 | 0.8 | 365 | 10.4338 | 0.89954 | 11 | 0.33333
67687 | 5.355 | 0.8 | 365 | 4.9011 | 0.81728 | 5 | 0.71842
67688 | 8.06 | 0.8 | 365 | 7.3769 | 0.77634 | 8 | 0.15321
67690 | 8.215 | 0.8 | 365 | 7.5187 | 0.0605 | 7 | 0.57924
67691 | 5.98 | 0.8 | 365 | 5.4732 | 0.96309 | 6 | 0.43625
67695 | 5.035 | 0.8 | 365 | 4.6083 | 0.23063 | 4 | 0.83889
67696 | 3.975 | 0.8 | 365 | 3.6381 | 0.28734 | 3 | 0.92544
67697 | 5.2 | 0.8 | 365 | 4.7593 | 0.53312 | 5 | 0.2924
67698 | 3.38 | 0.8 | 365 | 3.0935 | 0.19653 | 3 | 0.29006
67699 | 7.8 | 0.8 | 365 | 7.1389 | 0.29968 | 7 | 0.43859
67704 | 9.45 | 0.8 | 365 | 8.6491 | 0.32462 | 8 | 0.97368
67705 | 7.56 | 0.8 | 365 | 6.9193 | 0.85969 | 7 | 0.77894
29155 | 6.5 | 1 | 365 | 7.4364 | 0.8955 | 8 | 0.33187
67706 | 7.29 | 0.8 | 365 | 6.6721 | 0.3647 | 7 | 0.036839
36340 | 5.355 | 1 | 365 | 6.1264 | 0.2716 | 6 | 0.39802
63445 | 7.155 | 1 | 365 | 8.1857 | 0.39651 | 8 | 0.58223
67708 | 12.22 | 0.8 | 365 | 11.1843 | 0.40284 | 11 | 0.58713
67709 | 7.56 | 0.8 | 365 | 6.9193 | 0.85969 | 7 | 0.77894
67710 | 5.67 | 0.8 | 365 | 5.1894 | 0.39477 | 5 | 0.58421
67712 | 6.625 | 0.8 | 365 | 6.0635 | 0.14556 | 6 | 0.20906
67713 | 6.54 | 0.8 | 365 | 5.9857 | 0.98973 | 6 | 0.97544
67714 | 5.565 | 0.8 | 365 | 5.0933 | 0.20227 | 5 | 0.29561
67718 | 7.54 | 0.8 | 365 | 6.9009 | 0.82303 | 7 | 0.72397
67717 | 8.64 | 0.8 | 365 | 7.9077 | 0.83965 | 8 | 0.74736
67720 | 7.54 | 0.8 | 365 | 6.9009 | 0.82303 | 7 | 0.72397
67721 | 3.445 | 1 | 365 | 3.9413 | 0.89462 | 4 | 0.83589
67724 | 11.2 | 0.8 | 365 | 10.2507 | 0.53288 | 10 | 0.78362
67726 | 9.72 | 0.8 | 365 | 8.8962 | 0.81961 | 9 | 0.71579
67473 | 7.95 | 1 | 365 | 9.0952 | 0.21835 | 9 | 0.31359
67491 | 5.12 | 1 | 365 | 5.8576 | 0.73307 | 6 | 0.59064
67492 | 9.9 | 1 | 365 | 11.3262 | 0.687 | 12 | 0.013153
67496 | 9.66 | 1 | 365 | 11.0516 | 0.13701 | 11 | 0.18859
67534 | 4.77 | 0.8 | 365 | 4.3657 | 0.74481 | 5 | 0.11052
67572 | 4.2 | 1 | 365 | 4.805 | 0.62479 | 5 | 0.42982
67574 | 9.57 | 1 | 365 | 10.9486 | 0.93077 | 11 | 0.87938
39066 | 15.86 | 0.8 | 365 | 14.5158 | 0.076024 | 14 | 0.59181
67728 | 4.86 | 0.8 | 365 | 4.4481 | 0.9098 | 5 | 0.35789
67730 | 8.64 | 0.8 | 365 | 7.9077 | 0.83965 | 8 | 0.74736
67731 | 7.56 | 0.8 | 365 | 6.9193 | 0.85969 | 7 | 0.77894
67733 | 13.23 | 0.8 | 365 | 12.1087 | 0.25446 | 12 | 0.36315
48612 | 3.9 | 1 | 365 | 4.4618 | 0.9373 | 5 | 0.39912
67741 | 8.215 | 0.8 | 365 | 7.5187 | 0.0605 | 7 | 0.57924
67743 | 4.68 | 0.8 | 365 | 4.2833 | 0.57981 | 4 | 0.86316
67744 | 9.62 | 0.8 | 365 | 8.8047 | 0.63628 | 9 | 0.44093
67745 | 9.135 | 0.8 | 365 | 8.3608 | 0.74713 | 9 | 0.10789
67746 | 6.24 | 0.8 | 365 | 5.7111 | 0.43975 | 6 | 0.15087
67747 | 9.18 | 0.8 | 365 | 8.4019 | 0.82963 | 9 | 0.23158
67749 | 9.805 | 0.8 | 365 | 8.974 | 0.97544 | 9 | 0.94941
67754 | 9.18 | 0.8 | 365 | 8.4019 | 0.82963 | 9 | 0.23158
67755 | 9.6 | 0.8 | 365 | 8.7864 | 0.59961 | 9 | 0.38596
67760 | 6.867 | 0.8 | 365 | 6.285 | 0.58922 | 6 | 0.87421
67766 | 7.29 | 0.8 | 365 | 6.6721 | 0.3647 | 7 | 0.036839
67775 | 4.59 | 0.8 | 365 | 4.201 | 0.41481 | 4 | 0.61579
67776 | 8.4 | 1 | 365 | 9.6101 | 0.24957 | 9 | 0.85964
67777 | 7.04 | 1 | 365 | 8.0542 | 0.13298 | 8 | 0.18713
67779 | 8.84 | 1 | 365 | 10.1135 | 0.25789 | 10 | 0.37134
67780 | 4.83 | 1 | 365 | 5.5258 | 0.068505 | 5 | 0.5943
67781 | 12.426 | 1 | 365 | 14.216 | 0.47562 | 14 | 0.69166
67783 | 11.4 | 1 | 365 | 13.0422 | 0.12442 | 13 | 0.16666
67784 | 4.8 | 1 | 365 | 5.4915 | 0.99976 | 6 | 0.49123
67792 | 7.54 | 1 | 365 | 8.6262 | 0.27878 | 8 | 0.90497
67793 | 5.76 | 1 | 365 | 6.5898 | 0.19971 | 6 | 0.78947
67794 | 15.41 | 1 | 365 | 17.6299 | 0.3138 | 17 | 0.94371
67798 | 9.54 | 0.8 | 365 | 8.7314 | 0.48961 | 9 | 0.22105
67800 | 6 | 0.8 | 365 | 5.4915 | 0.99976 | 6 | 0.49123
67801 | 11.2 | 0.8 | 365 | 10.2507 | 0.53288 | 10 | 0.78362
63315 | 22.1 | 1 | 365 | 25.2836 | 0.64471 | 25 | 0.92835
25775 | 3.9 | 1 | 365 | 4.4618 | 0.9373 | 5 | 0.39912
67816 | 7.02 | 1 | 365 | 8.0313 | 0.087144 | 8 | 0.11842
67818 | 10.865 | 0.8 | 365 | 9.9441 | 0.91873 | 10 | 0.86286
67821 | 11.66 | 0.8 | 365 | 10.6718 | 0.37619 | 11 | 0.047948
67823 | 3.24 | 0.8 | 365 | 2.9654 | 0.93987 | 3 | 0.90526
67824 | 7.56 | 0.8 | 365 | 6.9193 | 0.85969 | 7 | 0.77894
67825 | 4.86 | 0.8 | 365 | 4.4481 | 0.9098 | 5 | 0.35789
67829 | 7.42 | 0.8 | 365 | 6.7911 | 0.60303 | 7 | 0.39415
67832 | 4.505 | 0.8 | 365 | 4.1232 | 0.25898 | 4 | 0.38216
67833 | 4.77 | 0.8 | 365 | 4.3657 | 0.74481 | 5 | 0.11052
67834 | 7.2 | 1 | 365 | 8.2372 | 0.49964 | 8 | 0.73684
67835 | 13.25 | 0.8 | 365 | 12.127 | 0.29113 | 12 | 0.41812
67841 | 13.5 | 0.8 | 365 | 12.3558 | 0.74945 | 13 | 0.10526
67844 | 3.445 | 0.8 | 365 | 3.153 | 0.31569 | 3 | 0.46871
67845 | 6.72 | 0.8 | 365 | 6.1504 | 0.31973 | 6 | 0.47017
67847 | 9.8 | 0.8 | 365 | 8.9694 | 0.96627 | 9 | 0.93567
67850 | 5.04 | 0.8 | 365 | 4.6128 | 0.2398 | 4 | 0.85263
67852 | 8.64 | 0.8 | 365 | 7.9077 | 0.83965 | 8 | 0.74736
67853 | 2.6 | 0.8 | 365 | 2.3796 | 0.76656 | 3 | 0.1462
67854 | 7.7 | 0.8 | 365 | 7.0474 | 0.11635 | 7 | 0.16374
67859 | 9.36 | 0.8 | 365 | 8.5667 | 0.15962 | 8 | 0.72631
67860 | 22.5 | 0.8 | 365 | 20.593 | 0.24909 | 20 | 0.8421
67861 | 8 | 0.8 | 365 | 7.322 | 0.66634 | 7 | 0.9883
67862 | 13.5 | 0.8 | 365 | 12.3558 | 0.74945 | 13 | 0.10526
67863 | 2.88 | 0.8 | 365 | 2.6359 | 0.27988 | 2 | 0.91579
67866 | 6.21 | 0.8 | 365 | 5.6837 | 0.38475 | 6 | 0.068418
67867 | 4.32 | 0.8 | 365 | 3.9539 | 0.91982 | 4 | 0.87368
67868 | 7.95 | 0.8 | 365 | 7.2762 | 0.57468 | 7 | 0.85087
67869 | 8.37 | 0.8 | 365 | 7.6606 | 0.34466 | 8 | 0.0052597
67871 | 7.83 | 0.8 | 365 | 7.1664 | 0.35468 | 7 | 0.52105
67872 | 12.24 | 0.8 | 365 | 11.2026 | 0.4395 | 11 | 0.6421
67874 | 3.18 | 0.8 | 365 | 2.9105 | 0.82987 | 3 | 0.74035
67875 | 9.88 | 0.8 | 365 | 9.0426 | 0.11293 | 9 | 0.15555
67876 | 4.48 | 1 | 365 | 5.1254 | 0.26644 | 5 | 0.39181
67878 | 5.565 | 0.8 | 365 | 5.0933 | 0.20227 | 5 | 0.29561
67883 | 7.56 | 0.8 | 365 | 6.9193 | 0.85969 | 7 | 0.77894
67884 | 7.02 | 0.8 | 365 | 6.425 | 0.86972 | 7 | 0.29473
67886 | 5.94 | 0.8 | 365 | 5.4366 | 0.88976 | 6 | 0.32631
67890 | 8.91 | 0.8 | 365 | 8.1548 | 0.33464 | 8 | 0.48947
67891 | 9.45 | 0.8 | 365 | 8.6491 | 0.32462 | 8 | 0.97368
68031 | 7.56 | 0.8 | 365 | 6.9193 | 0.85969 | 7 | 0.77894
68032 | 5.88 | 0.8 | 365 | 5.3816 | 0.77976 | 6 | 0.1614
68033 | 7.41 | 0.8 | 365 | 6.782 | 0.5847 | 7 | 0.36666
68034 | 10.64 | 0.8 | 365 | 9.7382 | 0.50624 | 10 | 0.24444
68036 | 13.08 | 1 | 365 | 14.9643 | 0.97434 | 15 | 0.93859
68038 | 12.16 | 1 | 365 | 13.9117 | 0.86605 | 14 | 0.77777
65259 | 48 | 0.9 | 365 | 49.4232 | 0.99781 | 50 | 0.42103
63422 | 144 | 0.9 | 365 | 148.2697 | 0.99343 | 149 | 0.26309
68039 | 7.68 | 0.8 | 365 | 7.0291 | 0.079689 | 7 | 0.10877
68040 | 4.32 | 0.8 | 365 | 3.9539 | 0.91982 | 4 | 0.87368
68041 | 7.2 | 1 | 365 | 8.2372 | 0.49964 | 8 | 0.73684
68045 | 6.625 | 0.8 | 365 | 6.0635 | 0.14556 | 6 | 0.20906
68047 | 6.38 | 0.8 | 365 | 5.8393 | 0.69641 | 6 | 0.53567
68046 | 13.475 | 0.8 | 365 | 12.3329 | 0.70362 | 13 | 0.036544
68048 | 8.91 | 0.8 | 365 | 8.1548 | 0.33464 | 8 | 0.48947
68049 | 4.5 | 0.8 | 365 | 4.1186 | 0.24982 | 4 | 0.36842
65116 | 37.12 | 0.9 | 365 | 38.2206 | 0.55831 | 38 | 0.77893
65008 | 27.36 | 0.9 | 365 | 28.1712 | 0.42875 | 28 | 0.59999
65683 | 7.875 | 1 | 365 | 9.0094 | 0.046476 | 9 | 0.055917
67879 | 7.82 | 0.8 | 365 | 7.1572 | 0.33635 | 7 | 0.49356
68055 | 5.88 | 0.8 | 365 | 5.3816 | 0.77976 | 6 | 0.1614
68056 | 9.52 | 0.8 | 365 | 8.7131 | 0.45295 | 9 | 0.16608
67413 | 10.07 | 1 | 365 | 11.5206 | 0.076573 | 11 | 0.59722
68058 | 11.895 | 0.8 | 365 | 10.8868 | 0.80702 | 11 | 0.69385
66343 | 7.56 | 1 | 365 | 8.6491 | 0.32462 | 8 | 0.97368
66460 | 5.1 | 1 | 365 | 5.8347 | 0.68724 | 6 | 0.52193
66604 | 12.753 | 1 | 365 | 14.5901 | 0.22498 | 14 | 0.81513
66615 | 7.56 | 0.8 | 365 | 6.9193 | 0.85969 | 7 | 0.77894
63707 | 49.5 | 0.9 | 365 | 50.9677 | 0.091493 | 51 | 0.059188
66722 | 7.68 | 1 | 365 | 8.7864 | 0.59961 | 9 | 0.38596
66912 | 8.829 | 0.8 | 365 | 8.0807 | 0.18614 | 8 | 0.26684
66929 | 7.68 | 0.8 | 365 | 7.0291 | 0.079689 | 7 | 0.10877
66839 | 5.985 | 0.8 | 365 | 5.4777 | 0.97226 | 6 | 0.45
66851 | 7.125 | 0.8 | 365 | 6.5211 | 0.062211 | 6 | 0.58333
66819 | 4.56 | 0.8 | 365 | 4.1735 | 0.35982 | 4 | 0.53333
67044 | 11.445 | 0.8 | 365 | 10.475 | 0.98204 | 11 | 0.45701
67050 | 11.2 | 1 | 365 | 12.8134 | 0.6661 | 13 | 0.47953
67054 | 6.44 | 0.8 | 365 | 5.8942 | 0.80641 | 6 | 0.70058
67055 | 8.4 | 1 | 365 | 9.6101 | 0.24957 | 9 | 0.85964
67057 | 11.2 | 1 | 365 | 12.8134 | 0.6661 | 13 | 0.47953
67059 | 11.2 | 1 | 365 | 12.8134 | 0.6661 | 13 | 0.47953
67061 | 5.88 | 1 | 365 | 6.727 | 0.4747 | 7 | 0.20175
67066 | 3.9 | 1 | 365 | 4.4618 | 0.9373 | 5 | 0.39912
67174 | 5.232 | 0.8 | 365 | 4.7886 | 0.59179 | 5 | 0.38035
67179 | 10.791 | 0.8 | 365 | 9.8764 | 0.78306 | 10 | 0.65947
65182 | 28.665 | 0.9 | 365 | 29.5149 | 0.12026 | 29 | 0.63518
67736 | 10.26 | 0.8 | 365 | 9.3904 | 0.80958 | 10 | 0.2
67734 | 6.38 | 0.8 | 365 | 5.8393 | 0.69641 | 6 | 0.53567
67257 | 7.2 | 0.8 | 365 | 6.5898 | 0.19971 | 6 | 0.78947
48235 | 8.04 | 0.8 | 365 | 7.3586 | 0.73967 | 8 | 0.098242
67331 | 17.28 | 0.8 | 365 | 15.8154 | 0.6793 | 16 | 0.49473
67334 | 15 | 1 | 365 | 17.1608 | 0.37424 | 17 | 0.53508
67338 | 8.55 | 0.8 | 365 | 7.8253 | 0.67465 | 8 | 0.5
67341 | 7.41 | 1 | 365 | 8.4775 | 0.98087 | 9 | 0.45833
67342 | 5.865 | 0.8 | 365 | 5.3679 | 0.75226 | 6 | 0.12017
67351 | 5.36 | 0.8 | 365 | 4.9057 | 0.82645 | 5 | 0.73216
67361 | 13.42 | 1 | 365 | 15.3532 | 0.75349 | 16 | 0.10672
67378 | 6.76 | 1 | 365 | 7.7338 | 0.49132 | 8 | 0.22514
67410 | 5.1 | 1 | 365 | 5.8347 | 0.68724 | 6 | 0.52193
67411 | 8.48 | 1 | 365 | 9.7016 | 0.4329 | 10 | 0.1345
67457 | 5.565 | 1 | 365 | 6.3667 | 0.75284 | 7 | 0.11951
46976 | 3.84 | 1 | 365 | 4.3932 | 0.79981 | 5 | 0.19298
67548 | 8.1 | 1 | 365 | 9.2669 | 0.56209 | 9 | 0.82894
67550 | 3.3 | 0.8 | 365 | 3.0203 | 0.049866 | 3 | 0.070174
67580 | 11.025 | 0.8 | 365 | 10.0906 | 0.21205 | 10 | 0.30263
67603 | 5.4 | 1 | 365 | 6.1779 | 0.37473 | 6 | 0.55263
67612 | 6.84 | 0.8 | 365 | 6.2603 | 0.53972 | 6 | 0.8
66949 | 5.7 | 1 | 365 | 6.5211 | 0.062211 | 6 | 0.58333
67436 | 11.84 | 0.8 | 365 | 10.8365 | 0.70619 | 11 | 0.54269
44531 | 7.41 | 0.8 | 365 | 6.782 | 0.5847 | 7 | 0.36666
67196 | 10.865 | 1 | 365 | 12.4302 | 0.89841 | 13 | 0.32858
67685 | 5.1 | 0.8 | 365 | 4.6677 | 0.34979 | 5 | 0.017542
67700 | 12.06 | 0.8 | 365 | 11.0379 | 0.10951 | 11 | 0.14736
67701 | 9.315 | 0.8 | 365 | 8.5255 | 0.077122 | 8 | 0.60263
67148 | 9.483 | 1 | 365 | 10.8491 | 0.73139 | 11 | 0.58048
67702 | 11.055 | 0.8 | 365 | 10.118 | 0.26705 | 10 | 0.38508
67470 | 7.13 | 0.8 | 365 | 6.5257 | 0.071378 | 6 | 0.59707
67469 | 12.3 | 1 | 365 | 14.0719 | 0.18688 | 14 | 0.25877
67570 | 8.71 | 1 | 365 | 9.9647 | 0.95998 | 10 | 0.9247
67577 | 12.426 | 1 | 365 | 14.216 | 0.47562 | 14 | 0.69166
67579 | 8.45 | 1 | 365 | 9.6673 | 0.36416 | 10 | 0.031428
67368 | 6.9 | 1 | 365 | 7.894 | 0.81215 | 8 | 0.70614
65839 | 10.08 | 1 | 365 | 11.5321 | 0.099489 | 11 | 0.63157
67684 | 5.13 | 1 | 365 | 5.869 | 0.75599 | 6 | 0.625
67729 | 6.24 | 0.8 | 365 | 5.7111 | 0.43975 | 6 | 0.15087
67732 | 14.25 | 0.8 | 365 | 13.0422 | 0.12442 | 13 | 0.16666
67737 | 5.7 | 0.8 | 365 | 5.2169 | 0.44977 | 5 | 0.66666
67738 | 2.6 | 0.8 | 365 | 2.3796 | 0.76656 | 3 | 0.1462
67740 | 3.99 | 0.8 | 365 | 3.6518 | 0.31484 | 3 | 0.96667
67756 | 11.115 | 0.8 | 365 | 10.1729 | 0.37705 | 10 | 0.55
65127 | 9.69 | 1 | 365 | 11.0859 | 0.20576 | 11 | 0.29166
67761 | 8.84 | 0.8 | 365 | 8.0908 | 0.20631 | 8 | 0.29707
67759 | 8.1 | 1 | 365 | 9.2669 | 0.56209 | 9 | 0.82894
67762 | 4.56 | 0.8 | 365 | 4.1735 | 0.35982 | 4 | 0.53333
67763 | 3.975 | 0.8 | 365 | 3.6381 | 0.28734 | 3 | 0.92544
67764 | 2.86 | 0.8 | 365 | 2.6176 | 0.24322 | 2 | 0.86082
67765 | 4.42 | 0.8 | 365 | 4.0454 | 0.10315 | 4 | 0.14854
67767 | 4.275 | 0.8 | 365 | 3.9127 | 0.83733 | 4 | 0.75
67769 | 4.845 | 0.8 | 365 | 4.4344 | 0.8823 | 5 | 0.31666
67770 | 11.115 | 0.8 | 365 | 10.1729 | 0.37705 | 10 | 0.55
67771 | 4.56 | 0.8 | 365 | 4.1735 | 0.35982 | 4 | 0.53333
67772 | 13.395 | 0.8 | 365 | 12.2597 | 0.55696 | 12 | 0.81666
67773 | 7.25 | 0.8 | 365 | 6.6355 | 0.29137 | 6 | 0.9269
67788 | 9.275 | 1 | 365 | 10.6111 | 0.25474 | 10 | 0.86586
67809 | 13.25 | 0.8 | 365 | 12.127 | 0.29113 | 12 | 0.41812
67810 | 11.385 | 0.8 | 365 | 10.4201 | 0.87204 | 11 | 0.2921
67873 | 16.2 | 0.8 | 365 | 14.827 | 0.69934 | 15 | 0.52631
67893 | 4.32 | 0.8 | 365 | 3.9539 | 0.91982 | 4 | 0.87368
67894 | 7.29 | 0.8 | 365 | 6.6721 | 0.3647 | 7 | 0.036839
67896 | 7.8 | 0.8 | 365 | 7.1389 | 0.29968 | 7 | 0.43859
67898 | 5.94 | 0.8 | 365 | 5.4366 | 0.88976 | 6 | 0.32631
67900 | 4.5 | 0.8 | 365 | 4.1186 | 0.24982 | 4 | 0.36842
67901 | 9.1 | 0.8 | 365 | 8.3287 | 0.68296 | 9 | 0.011692
67904 | 4.77 | 0.8 | 365 | 4.3657 | 0.74481 | 5 | 0.11052
67905 | 7.15 | 0.8 | 365 | 6.544 | 0.10804 | 6 | 0.65204
67906 | 5.83 | 0.8 | 365 | 5.3359 | 0.6881 | 6 | 0.023974
67907 | 9.45 | 0.8 | 365 | 8.6491 | 0.32462 | 8 | 0.97368
67909 | 4.68 | 0.8 | 365 | 4.2833 | 0.57981 | 4 | 0.86316
67908 | 7.15 | 0.8 | 365 | 6.544 | 0.10804 | 6 | 0.65204
67913 | 5.6 | 0.8 | 365 | 5.1254 | 0.26644 | 5 | 0.39181
67912 | 10.92 | 0.8 | 365 | 9.9945 | 0.019557 | 10 | 0.014031
67914 | 9.52 | 0.8 | 365 | 8.7131 | 0.45295 | 9 | 0.16608
67915 | 8.68 | 0.8 | 365 | 7.9443 | 0.91298 | 8 | 0.85731
67916 | 8.4 | 0.8 | 365 | 7.6881 | 0.39966 | 8 | 0.087716
67917 | 9.975 | 0.8 | 365 | 9.1296 | 0.2871 | 9 | 0.41666
67919 | 8.835 | 0.8 | 365 | 8.0862 | 0.19714 | 8 | 0.28333
67920 | 7.56 | 0.8 | 365 | 6.9193 | 0.85969 | 7 | 0.77894
67922 | 6.72 | 0.8 | 365 | 6.1504 | 0.31973 | 6 | 0.47017
67923 | 7.155 | 0.8 | 365 | 6.5486 | 0.11721 | 6 | 0.66579
67925 | 8.4 | 0.8 | 365 | 7.6881 | 0.39966 | 8 | 0.087716
67927 | 9.12 | 0.8 | 365 | 8.347 | 0.71963 | 9 | 0.066663
67928 | 8.06 | 0.8 | 365 | 7.3769 | 0.77634 | 8 | 0.15321
67934 | 8.48 | 0.8 | 365 | 7.7613 | 0.54632 | 8 | 0.3076
67935 | 5.13 | 0.8 | 365 | 4.6952 | 0.40479 | 5 | 0.099998
67936 | 6.095 | 0.8 | 365 | 5.5784 | 0.17392 | 5 | 0.75234
67931 | 8.67 | 0.8 | 365 | 7.9352 | 0.89465 | 8 | 0.82982
67937 | 8.68 | 0.8 | 365 | 7.9443 | 0.91298 | 8 | 0.85731
67938 | 5.415 | 0.8 | 365 | 4.9561 | 0.92728 | 5 | 0.88333
67939 | 6.375 | 0.8 | 365 | 5.8347 | 0.68724 | 6 | 0.52193
67941 | 11.97 | 0.8 | 365 | 10.9555 | 0.94451 | 11 | 0.9
67943 | 9.135 | 0.8 | 365 | 8.3608 | 0.74713 | 9 | 0.10789
67944 | 5.2 | 0.8 | 365 | 4.7593 | 0.53312 | 5 | 0.2924
67945 | 7.56 | 0.8 | 365 | 6.9193 | 0.85969 | 7 | 0.77894
31836 | 221.445 | 0.9 | 365 | 228.0109 | 0.72021 | 228 | 0.73115
34887 | 239.4 | 0.9 | 365 | 246.4983 | 0.75158 | 247 | 0.24989
67409 | 5.1 | 1 | 365 | 5.8347 | 0.68724 | 6 | 0.52193
67471 | 11.772 | 1 | 365 | 13.4678 | 0.9769 | 14 | 0.44473
67475 | 4.578 | 1 | 365 | 5.2375 | 0.49102 | 5 | 0.72851
67635 | 8.502 | 1 | 365 | 9.7268 | 0.48332 | 10 | 0.21008
67948 | 5.1 | 0.8 | 365 | 4.6677 | 0.34979 | 5 | 0.017542
67950 | 10.08 | 1 | 365 | 11.5321 | 0.099489 | 11 | 0.63157
67947 | 10.66 | 0.8 | 365 | 9.7565 | 0.5429 | 10 | 0.29941
67953 | 5.886 | 0.8 | 365 | 5.3871 | 0.79076 | 6 | 0.17789
67952 | 12.6 | 0.8 | 365 | 11.5321 | 0.099489 | 11 | 0.63157
67959 | 8.215 | 0.8 | 365 | 7.5187 | 0.0605 | 7 | 0.57924
67960 | 4.16 | 0.8 | 365 | 3.8074 | 0.6265 | 4 | 0.43392
67962 | 13 | 0.8 | 365 | 11.8982 | 0.83281 | 12 | 0.73099
67964 | 11.395 | 0.8 | 365 | 10.4292 | 0.89037 | 11 | 0.31959
67966 | 12.42 | 0.8 | 365 | 11.3673 | 0.7695 | 12 | 0.13684
67967 | 5.67 | 0.8 | 365 | 5.1894 | 0.39477 | 5 | 0.58421
67969 | 13.545 | 0.8 | 365 | 12.397 | 0.83195 | 13 | 0.22894
67970 | 13.78 | 0.8 | 365 | 12.6121 | 0.26277 | 12 | 0.87485
67971 | 2.835 | 0.8 | 365 | 2.5947 | 0.19739 | 2 | 0.7921
67972 | 9.36 | 0.8 | 365 | 8.5667 | 0.15962 | 8 | 0.72631
67973 | 5.12 | 0.8 | 365 | 4.6861 | 0.38646 | 5 | 0.072513
67976 | 4.68 | 0.8 | 365 | 4.2833 | 0.57981 | 4 | 0.86316
67977 | 11.025 | 0.8 | 365 | 10.0906 | 0.21205 | 10 | 0.30263
67978 | 3.975 | 0.8 | 365 | 3.6381 | 0.28734 | 3 | 0.92544
67979 | 10.24 | 0.8 | 365 | 9.3721 | 0.77292 | 10 | 0.14503
67983 | 12.8 | 1 | 365 | 14.6439 | 0.33268 | 14 | 0.9766
67984 | 6.12 | 0.8 | 365 | 5.6013 | 0.21975 | 5 | 0.82105
67985 | 4.68 | 0.8 | 365 | 4.2833 | 0.57981 | 4 | 0.86316
67991 | 11.34 | 0.8 | 365 | 10.3789 | 0.78954 | 11 | 0.16842
67994 | 8.12 | 0.8 | 365 | 7.4318 | 0.88634 | 8 | 0.31813
67993 | 12.22 | 0.8 | 365 | 11.1843 | 0.40284 | 11 | 0.58713
67997 | 2.6 | 1 | 365 | 2.9745 | 0.9582 | 3 | 0.93275
67995 | 6.93 | 0.8 | 365 | 6.3426 | 0.70472 | 7 | 0.047366
67999 | 7.155 | 0.8 | 365 | 6.5486 | 0.11721 | 6 | 0.66579
68001 | 7.28 | 0.8 | 365 | 6.663 | 0.34637 | 7 | 0.0093537
68002 | 6.93 | 0.8 | 365 | 6.3426 | 0.70472 | 7 | 0.047366
68004 | 4.095 | 0.8 | 365 | 3.7479 | 0.50733 | 4 | 0.25526
67870 | 18.9 | 0.8 | 365 | 17.2981 | 0.64923 | 17 | 0.94736
68008 | 7.42 | 0.8 | 365 | 6.7911 | 0.60303 | 7 | 0.39415
68006 | 5.94 | 0.8 | 365 | 5.4366 | 0.88976 | 6 | 0.32631
68010 | 4.68 | 0.8 | 365 | 4.2833 | 0.57981 | 4 | 0.86316
35285 | 1033.01 | 0.9 | 365 | 1063.6392 | 0.53602 | 1064 | 0.17518
68012 | 5.98 | 0.8 | 365 | 5.4732 | 0.96309 | 6 | 0.43625
68011 | 9.36 | 0.8 | 365 | 8.5667 | 0.15962 | 8 | 0.72631
68013 | 4.24 | 0.8 | 365 | 3.8806 | 0.77316 | 4 | 0.6538
68014 | 8.12 | 0.8 | 365 | 7.4318 | 0.88634 | 8 | 0.31813
68015 | 7.84 | 0.8 | 365 | 7.1755 | 0.37302 | 7 | 0.54853
47679 | 24.852 | 1 | 365 | 28.4321 | 0.95124 | 29 | 0.38332
68018 | 7.155 | 0.8 | 365 | 6.5486 | 0.11721 | 6 | 0.66579
68020 | 11.18 | 0.8 | 365 | 10.2324 | 0.49621 | 10 | 0.72865
48259 | 5.52 | 0.8 | 365 | 5.0522 | 0.11978 | 5 | 0.17193
65115 | 26.56 | 0.9 | 365 | 27.3475 | 0.77879 | 28 | 0.1263
68021 | 12 | 0.8 | 365 | 10.9829 | 0.99951 | 11 | 0.98245
68024 | 5.3 | 0.8 | 365 | 4.8508 | 0.71645 | 5 | 0.56725
68025 | 8.7 | 0.8 | 365 | 7.9626 | 0.94965 | 8 | 0.91228
67963 | 18.285 | 0.8 | 365 | 16.7353 | 0.52176 | 17 | 0.25701
68030 | 6.27 | 0.8 | 365 | 5.7386 | 0.49475 | 6 | 0.23333
66391 | 2.43 | 1 | 365 | 2.7801 | 0.56863 | 3 | 0.34868
66394 | 1.82 | 1 | 365 | 2.0822 | 0.17074 | 2 | 0.25292
66392 | 10.14 | 1 | 365 | 11.6007 | 0.23699 | 11 | 0.83771
66410 | 2.08 | 1 | 365 | 2.3796 | 0.76656 | 3 | 0.1462
66441 | 1.82 | 1 | 365 | 2.0822 | 0.17074 | 2 | 0.25292
61521 | 4.505 | 1 | 365 | 5.154 | 0.32373 | 5 | 0.4777
66608 | 2.34 | 0.8 | 365 | 2.1417 | 0.28991 | 2 | 0.43158
66621 | 2.08 | 0.8 | 365 | 1.9037 | 0.81325 | 2 | 0.71696
66688 | 9.52 | 1 | 365 | 10.8914 | 0.81618 | 11 | 0.7076
65273 | 8.4 | 1 | 365 | 9.6101 | 0.24957 | 9 | 0.85964
66692 | 9.9 | 1 | 365 | 11.3262 | 0.687 | 12 | 0.013153
66712 | 2.12 | 0.8 | 365 | 1.9403 | 0.88658 | 2 | 0.8269
66825 | 2.34 | 0.8 | 365 | 2.1417 | 0.28991 | 2 | 0.43158
66877 | 6.095 | 0.8 | 365 | 5.5784 | 0.17392 | 5 | 0.75234
65912 | 5.4 | 1 | 365 | 6.1779 | 0.37473 | 6 | 0.55263
66907 | 3.975 | 1 | 365 | 4.5476 | 0.10917 | 4 | 0.6568
64275 | 4.77 | 1 | 365 | 5.4571 | 0.93101 | 6 | 0.38816
59306 | 2.86 | 1 | 365 | 3.272 | 0.55402 | 3 | 0.82602
61518 | 5.035 | 1 | 365 | 5.7603 | 0.53829 | 6 | 0.29861
62675 | 2.08 | 1 | 365 | 2.3796 | 0.76656 | 3 | 0.1462
62427 | 1.59 | 1 | 365 | 1.819 | 0.64367 | 2 | 0.46272
62326 | 2.385 | 1 | 365 | 2.7286 | 0.4655 | 3 | 0.19408
62488 | 4.68 | 1 | 365 | 5.3542 | 0.72476 | 6 | 0.078945
59951 | 2.385 | 1 | 365 | 2.7286 | 0.4655 | 3 | 0.19408
60894 | 1.59 | 1 | 365 | 1.819 | 0.64367 | 2 | 0.46272
66933 | 2.56 | 1 | 365 | 2.9288 | 0.86654 | 3 | 0.79532
66944 | 6.75 | 0.8 | 365 | 6.1779 | 0.37473 | 6 | 0.55263
66951 | 7.685 | 1 | 365 | 8.7921 | 0.61107 | 9 | 0.40314
66956 | 3.975 | 0.8 | 365 | 3.6381 | 0.28734 | 3 | 0.92544
66973 | 4.505 | 0.8 | 365 | 4.1232 | 0.25898 | 4 | 0.38216
66992 | 2.12 | 0.8 | 365 | 1.9403 | 0.88658 | 2 | 0.8269
67001 | 1.56 | 0.8 | 365 | 1.4278 | 0.85994 | 2 | 0.28772
67034 | 4.05 | 0.8 | 365 | 3.7067 | 0.42484 | 4 | 0.13158
67041 | 6.89 | 0.8 | 365 | 6.306 | 0.63139 | 6 | 0.93742
67109 | 3.12 | 0.8 | 365 | 2.8556 | 0.71987 | 3 | 0.57544
67182 | 2.08 | 0.8 | 365 | 1.9037 | 0.81325 | 2 | 0.71696
67190 | 2.97 | 0.8 | 365 | 2.7183 | 0.44488 | 3 | 0.16316
67195 | 2.16 | 0.8 | 365 | 1.9769 | 0.95991 | 2 | 0.93684
67198 | 5.67 | 0.8 | 365 | 5.1894 | 0.39477 | 5 | 0.58421
67208 | 4.59 | 0.8 | 365 | 4.201 | 0.41481 | 4 | 0.61579
67210 | 3.78 | 0.8 | 365 | 3.4596 | 0.92985 | 4 | 0.38947
67223 | 4.94 | 0.8 | 365 | 4.5213 | 0.056466 | 4 | 0.57778
60638 | 242.11 | 0.9 | 365 | 249.2887 | 0.34083 | 249 | 0.62949
67231 | 4.24 | 0.8 | 365 | 3.8806 | 0.77316 | 4 | 0.6538
67234 | 4.86 | 0.8 | 365 | 4.4481 | 0.9098 | 5 | 0.35789
67252 | 4.32 | 0.8 | 365 | 3.9539 | 0.91982 | 4 | 0.87368
67253 | 5.035 | 0.8 | 365 | 4.6083 | 0.23063 | 4 | 0.83889
66379 | 3.06 | 1 | 365 | 3.5008 | 0.012345 | 3 | 0.51316
66708 | 5.46 | 1 | 365 | 6.2465 | 0.51222 | 6 | 0.75877
62992 | 3.9 | 1 | 365 | 4.4618 | 0.9373 | 5 | 0.39912
67002 | 4.275 | 0.8 | 365 | 3.9127 | 0.83733 | 4 | 0.75
67188 | 4.86 | 0.8 | 365 | 4.4481 | 0.9098 | 5 | 0.35789
64573 | 2.6 | 1 | 365 | 2.9745 | 0.9582 | 3 | 0.93275
64404 | 2.34 | 1 | 365 | 2.6771 | 0.36238 | 3 | 0.039472
64517 | 4.94 | 1 | 365 | 5.6516 | 0.32058 | 5 | 0.97222
64367 | 1.855 | 1 | 365 | 2.1222 | 0.25095 | 2 | 0.37317
64209 | 4.94 | 1 | 365 | 5.6516 | 0.32058 | 5 | 0.97222
64223 | 2.08 | 1 | 365 | 2.3796 | 0.76656 | 3 | 0.1462
63496 | 2.08 | 1 | 365 | 2.3796 | 0.76656 | 3 | 0.1462
63977 | 2.08 | 1 | 365 | 2.3796 | 0.76656 | 3 | 0.1462
63891 | 2.08 | 1 | 365 | 2.3796 | 0.76656 | 3 | 0.1462
63849 | 2.34 | 1 | 365 | 2.6771 | 0.36238 | 3 | 0.039472
67272 | 7.02 | 0.8 | 365 | 6.425 | 0.86972 | 7 | 0.29473
67274 | 3.51 | 0.8 | 365 | 3.2125 | 0.43486 | 3 | 0.64737
67279 | 3.445 | 0.8 | 365 | 3.153 | 0.31569 | 3 | 0.46871
67042 | 5.94 | 0.8 | 365 | 5.4366 | 0.88976 | 6 | 0.32631
67299 | 4.24 | 0.8 | 365 | 3.8806 | 0.77316 | 4 | 0.6538
67300 | 6.21 | 0.8 | 365 | 5.6837 | 0.38475 | 6 | 0.068418
67337 | 6.21 | 0.8 | 365 | 5.6837 | 0.38475 | 6 | 0.068418
67364 | 3.78 | 0.8 | 365 | 3.4596 | 0.92985 | 4 | 0.38947
67370 | 5.94 | 0.8 | 365 | 5.4366 | 0.88976 | 6 | 0.32631
67371 | 2.43 | 0.8 | 365 | 2.224 | 0.4549 | 2 | 0.67895
67372 | 4.32 | 0.8 | 365 | 3.9539 | 0.91982 | 4 | 0.87368
67379 | 8.32 | 1 | 365 | 9.5185 | 0.066245 | 9 | 0.58479
67446 | 2.97 | 0.8 | 365 | 2.7183 | 0.44488 | 3 | 0.16316
67448 | 3.24 | 0.8 | 365 | 2.9654 | 0.93987 | 3 | 0.90526
67512 | 11.025 | 0.8 | 365 | 10.0906 | 0.21205 | 10 | 0.30263
67527 | 10.8 | 0.8 | 365 | 9.8846 | 0.79956 | 10 | 0.68421
67529 | 8.1 | 0.8 | 365 | 7.4135 | 0.84967 | 8 | 0.26315
67535 | 4.86 | 0.8 | 365 | 4.4481 | 0.9098 | 5 | 0.35789
67539 | 6.48 | 0.8 | 365 | 5.9308 | 0.87974 | 6 | 0.81052
62471 | 6.095 | 1 | 365 | 6.973 | 0.9674 | 7 | 0.94042
67588 | 5.4 | 0.8 | 365 | 4.9423 | 0.89978 | 5 | 0.8421
67594 | 6.21 | 0.8 | 365 | 5.6837 | 0.38475 | 6 | 0.068418
67660 | 4.505 | 1 | 365 | 5.154 | 0.32373 | 5 | 0.4777
65425 | 7.8 | 1 | 365 | 8.9236 | 0.8746 | 9 | 0.79824
65542 | 5.565 | 1 | 365 | 6.3667 | 0.75284 | 7 | 0.11951
65210 | 1.855 | 1 | 365 | 2.1222 | 0.25095 | 2 | 0.37317
65232 | 14.04 | 1 | 365 | 16.0625 | 0.17429 | 16 | 0.23683
66913 | 7.29 | 0.8 | 365 | 6.6721 | 0.3647 | 7 | 0.036839
67888 | 10.07 | 0.8 | 365 | 9.2165 | 0.46126 | 9 | 0.67777
67674 | 2.7 | 0.8 | 365 | 2.4712 | 0.94989 | 3 | 0.42105
67675 | 4.32 | 0.8 | 365 | 3.9539 | 0.91982 | 4 | 0.87368
67682 | 7.56 | 0.8 | 365 | 6.9193 | 0.85969 | 7 | 0.77894
67694 | 1.82 | 0.8 | 365 | 1.6657 | 0.33659 | 2 | 0.0023384
67748 | 5.13 | 0.8 | 365 | 4.6952 | 0.40479 | 5 | 0.099998
67750 | 7.29 | 0.8 | 365 | 6.6721 | 0.3647 | 7 | 0.036839
67752 | 3.24 | 0.8 | 365 | 2.9654 | 0.93987 | 3 | 0.90526
67815 | 12 | 0.8 | 365 | 10.9829 | 0.99951 | 11 | 0.98245
67851 | 3.825 | 0.8 | 365 | 3.5008 | 0.012345 | 3 | 0.51316
67885 | 12.455 | 0.8 | 365 | 11.3994 | 0.83366 | 12 | 0.23304
67992 | 4.16 | 0.8 | 365 | 3.8074 | 0.6265 | 4 | 0.43392
68000 | 12 | 0.8 | 365 | 10.9829 | 0.99951 | 11 | 0.98245
68007 | 1.855 | 0.8 | 365 | 1.6978 | 0.40076 | 2 | 0.098537
68016 | 2.34 | 0.8 | 365 | 2.1417 | 0.28991 | 2 | 0.43158
46467 | 10.5 | 1 | 365 | 12.0126 | 0.061968 | 12 | 0.074556
68043 | 6.365 | 0.8 | 365 | 5.8255 | 0.66891 | 6 | 0.49444
60815 | 2.12 | 1 | 365 | 2.4254 | 0.85823 | 3 | 0.28362
66346 | 5.565 | 1 | 365 | 6.3667 | 0.75284 | 7 | 0.11951
66351 | 5.3 | 1 | 365 | 6.0635 | 0.14556 | 6 | 0.20906
66360 | 5.565 | 1 | 365 | 6.3667 | 0.75284 | 7 | 0.11951
60993 | 2.12 | 1 | 365 | 2.4254 | 0.85823 | 3 | 0.28362
66875 | 2.65 | 1 | 365 | 3.0317 | 0.072782 | 3 | 0.10453
66911 | 5.3 | 0.8 | 365 | 4.8508 | 0.71645 | 5 | 0.56725
62135 | 5.3 | 1 | 365 | 6.0635 | 0.14556 | 6 | 0.20906
64741 | 5.565 | 1 | 365 | 6.3667 | 0.75284 | 7 | 0.11951
24328 | 7.8 | 1 | 365 | 8.9236 | 0.8746 | 9 | 0.79824
63148 | 2.385 | 1 | 365 | 2.7286 | 0.4655 | 3 | 0.19408
61806 | 2.12 | 1 | 365 | 2.4254 | 0.85823 | 3 | 0.28362
61619 | 2.12 | 1 | 365 | 2.4254 | 0.85823 | 3 | 0.28362
66935 | 2.385 | 0.8 | 365 | 2.1829 | 0.3724 | 2 | 0.55526
66950 | 5.3 | 0.8 | 365 | 4.8508 | 0.71645 | 5 | 0.56725
66959 | 5.3 | 0.8 | 365 | 4.8508 | 0.71645 | 5 | 0.56725
67028 | 5.035 | 0.8 | 365 | 4.6083 | 0.23063 | 4 | 0.83889
67217 | 2.16 | 0.8 | 365 | 1.9769 | 0.95991 | 2 | 0.93684
67220 | 2.43 | 0.8 | 365 | 2.224 | 0.4549 | 2 | 0.67895
67236 | 2.7 | 0.8 | 365 | 2.4712 | 0.94989 | 3 | 0.42105
67255 | 2.16 | 0.8 | 365 | 1.9769 | 0.95991 | 2 | 0.93684
63342 | 2.385 | 1 | 365 | 2.7286 | 0.4655 | 3 | 0.19408
67319 | 5.13 | 0.8 | 365 | 4.6952 | 0.40479 | 5 | 0.099998
67329 | 5.3 | 0.8 | 365 | 4.8508 | 0.71645 | 5 | 0.56725
67373 | 2.43 | 0.8 | 365 | 2.224 | 0.4549 | 2 | 0.67895
67390 | 5.4 | 0.8 | 365 | 4.9423 | 0.89978 | 5 | 0.8421
67444 | 5.4 | 0.8 | 365 | 4.9423 | 0.89978 | 5 | 0.8421
67454 | 2.16 | 0.8 | 365 | 1.9769 | 0.95991 | 2 | 0.93684
67517 | 2.7 | 0.8 | 365 | 2.4712 | 0.94989 | 3 | 0.42105
67533 | 2.43 | 0.8 | 365 | 2.224 | 0.4549 | 2 | 0.67895
67536 | 2.12 | 0.8 | 365 | 1.9403 | 0.88658 | 2 | 0.8269
67676 | 5.4 | 0.8 | 365 | 4.9423 | 0.89978 | 5 | 0.8421
67753 | 5.4 | 0.8 | 365 | 4.9423 | 0.89978 | 5 | 0.8421
67820 | 5.13 | 0.8 | 365 | 4.6952 | 0.40479 | 5 | 0.099998
67828 | 5.4 | 0.8 | 365 | 4.9423 | 0.89978 | 5 | 0.8421
67837 | 5.4 | 0.8 | 365 | 4.9423 | 0.89978 | 5 | 0.8421
67846 | 5.3 | 0.8 | 365 | 4.8508 | 0.71645 | 5 | 0.56725
60818 | 8.06 | 1 | 365 | 9.2211 | 0.47042 | 9 | 0.69152
54984 | 3.12 | 1 | 365 | 3.5695 | 0.14984 | 3 | 0.7193
62938 | 2.915 | 1 | 365 | 3.3349 | 0.68006 | 4 | 0.014984
64097 | 7.42 | 1 | 365 | 8.4889 | 0.0037907 | 8 | 0.49269
62836 | 2.12 | 1 | 365 | 2.4254 | 0.85823 | 3 | 0.28362
62825 | 5.565 | 1 | 365 | 6.3667 | 0.75284 | 7 | 0.11951
64762 | 3.975 | 1 | 365 | 4.5476 | 0.10917 | 4 | 0.6568
64759 | 3.975 | 1 | 365 | 4.5476 | 0.10917 | 4 | 0.6568
64720 | 5.565 | 1 | 365 | 6.3667 | 0.75284 | 7 | 0.11951
64704 | 5.3 | 1 | 365 | 6.0635 | 0.14556 | 6 | 0.20906
58629 | 2.6 | 1 | 365 | 2.9745 | 0.9582 | 3 | 0.93275
57103 | 2.6 | 1 | 365 | 2.9745 | 0.9582 | 3 | 0.93275
62230 | 5.035 | 1 | 365 | 5.7603 | 0.53829 | 6 | 0.29861
63311 | 10.4 | 1 | 365 | 11.8982 | 0.83281 | 12 | 0.73099
63313 | 5.3 | 1 | 365 | 6.0635 | 0.14556 | 6 | 0.20906
63310 | 5.565 | 1 | 365 | 6.3667 | 0.75284 | 7 | 0.11951
63154 | 12.985 | 1 | 365 | 14.8556 | 0.75663 | 15 | 0.6122
52292 | 4.16 | 1 | 365 | 4.7593 | 0.53312 | 5 | 0.2924
62688 | 5.035 | 1 | 365 | 5.7603 | 0.53829 | 6 | 0.29861
61563 | 4.24 | 1 | 365 | 4.8508 | 0.71645 | 5 | 0.56725
64089 | 7.42 | 1 | 365 | 8.4889 | 0.0037907 | 8 | 0.49269
67177 | 6.7 | 0.8 | 365 | 6.1321 | 0.28306 | 6 | 0.4152
50926 | 8.58 | 1 | 365 | 9.816 | 0.66207 | 10 | 0.47807
66835 | 4.845 | 0.8 | 365 | 4.4344 | 0.8823 | 5 | 0.31666
66837 | 8.58 | 0.8 | 365 | 7.8528 | 0.72965 | 8 | 0.58245
49063 | 8.06 | 1 | 365 | 9.2211 | 0.47042 | 9 | 0.69152
60183 | 7.8 | 1 | 365 | 8.9236 | 0.8746 | 9 | 0.79824
52940 | 4.42 | 1 | 365 | 5.0567 | 0.12894 | 5 | 0.18567
50882 | 13 | 1 | 365 | 14.8727 | 0.79101 | 15 | 0.66374
66876 | 17.94 | 1 | 365 | 20.5244 | 0.11159 | 20 | 0.63596
62847 | 10.865 | 1 | 365 | 12.4302 | 0.89841 | 13 | 0.32858
62934 | 5.3 | 1 | 365 | 6.0635 | 0.14556 | 6 | 0.20906
64711 | 5.2 | 1 | 365 | 5.9491 | 0.9164 | 6 | 0.86549
52173 | 5.2 | 1 | 365 | 5.9491 | 0.9164 | 6 | 0.86549
67523 | 6.48 | 0.8 | 365 | 5.9308 | 0.87974 | 6 | 0.81052
52164 | 5.72 | 1 | 365 | 6.544 | 0.10804 | 6 | 0.65204
62926 | 7.685 | 1 | 365 | 8.7921 | 0.61107 | 9 | 0.40314
66990 | 9.24 | 0.8 | 365 | 8.4569 | 0.93963 | 9 | 0.39649
66993 | 6.12 | 0.8 | 365 | 5.6013 | 0.21975 | 5 | 0.82105
67048 | 8.4 | 1 | 365 | 9.6101 | 0.24957 | 9 | 0.85964
67394 | 24.57 | 1 | 365 | 28.1095 | 0.30501 | 28 | 0.41446
67807 | 5.94 | 1 | 365 | 6.7957 | 0.6122 | 7 | 0.40789
53765 | 12.48 | 0.8 | 365 | 11.4223 | 0.87949 | 12 | 0.30175
53763 | 11.2 | 0.8 | 365 | 10.2507 | 0.53288 | 10 | 0.78362
43829 | 6.9 | 0.8 | 365 | 6.3152 | 0.64972 | 6 | 0.96491
66804 | 6 | 1 | 365 | 6.8643 | 0.7497 | 7 | 0.61403
66805 | 6.96 | 1 | 365 | 7.9626 | 0.94965 | 8 | 0.91228
65893 | 8.04 | 1 | 365 | 9.1982 | 0.42459 | 9 | 0.6228
63697 | 2.08 | 1 | 365 | 2.3796 | 0.76656 | 3 | 0.1462
63659 | 2.385 | 1 | 365 | 2.7286 | 0.4655 | 3 | 0.19408
32244 | 3.12 | 1 | 365 | 3.5695 | 0.14984 | 3 | 0.7193
47349 | 5.2 | 1 | 365 | 5.9491 | 0.9164 | 6 | 0.86549
64055 | 7.155 | 1 | 365 | 8.1857 | 0.39651 | 8 | 0.58223
65208 | 7.42 | 1 | 365 | 8.4889 | 0.0037907 | 8 | 0.49269
66280 | 9.425 | 1 | 365 | 10.7827 | 0.59848 | 11 | 0.38121
36395 | 4.16 | 1 | 365 | 4.7593 | 0.53312 | 5 | 0.2924
32302 | 4.94 | 1 | 365 | 5.6516 | 0.32058 | 5 | 0.97222
63580 | 2.86 | 1 | 365 | 3.272 | 0.55402 | 3 | 0.82602
41174 | 5.46 | 1 | 365 | 6.2465 | 0.51222 | 6 | 0.75877
67727 | 5.36 | 1 | 365 | 6.1321 | 0.28306 | 6 | 0.4152
67785 | 8.32 | 1 | 365 | 9.5185 | 0.066245 | 9 | 0.58479
67789 | 7.04 | 1 | 365 | 8.0542 | 0.13298 | 8 | 0.18713
67790 | 9.6 | 1 | 365 | 10.9829 | 0.99951 | 11 | 0.98245
67817 | 5.98 | 1 | 365 | 6.8415 | 0.70386 | 7 | 0.54532
43654 | 11.96 | 1 | 365 | 13.6829 | 0.40773 | 14 | 0.090637
31838 | 612.36 | 1 | 365 | 700.5741 | 0.29397 | 700 | 0.86811
67998 | 9.1 | 1 | 365 | 10.4109 | 0.85371 | 11 | 0.26462
36800 | 200.64 | 0.9 | 365 | 206.5891 | 0.81085 | 207 | 0.39991
47891 | 37.8 | 0.9 | 365 | 38.9208 | 0.96078 | 39 | 0.88156
66843 | 12.6 | 0.8 | 365 | 11.5321 | 0.099489 | 11 | 0.63157
65270 | 2.56 | 1 | 365 | 2.9288 | 0.86654 | 3 | 0.79532
66404 | 3.57 | 0.8 | 365 | 3.2674 | 0.54486 | 3 | 0.81228
66419 | 11.2 | 0.8 | 365 | 10.2507 | 0.53288 | 10 | 0.78362
66465 | 9.52 | 0.8 | 365 | 8.7131 | 0.45295 | 9 | 0.16608
65886 | 8.97 | 1 | 365 | 10.2622 | 0.5558 | 10 | 0.81798
66480 | 10.64 | 0.8 | 365 | 9.7382 | 0.50624 | 10 | 0.24444
66488 | 3.64 | 0.8 | 365 | 3.3315 | 0.67319 | 4 | 0.0046769
50017 | 14.4 | 1 | 365 | 16.4744 | 0.99927 | 17 | 0.47368
66492 | 6.89 | 0.8 | 365 | 6.306 | 0.63139 | 6 | 0.93742
66496 | 3.64 | 0.8 | 365 | 3.3315 | 0.67319 | 4 | 0.0046769
66497 | 5.46 | 0.8 | 365 | 4.9972 | 0.0097787 | 5 | 0.0070153
66501 | 8.12 | 0.8 | 365 | 7.4318 | 0.88634 | 8 | 0.31813
66505 | 3.92 | 0.8 | 365 | 3.5878 | 0.18651 | 3 | 0.77427
66510 | 2.8 | 0.8 | 365 | 2.5627 | 0.13322 | 2 | 0.69591
66645 | 7.56 | 0.8 | 365 | 6.9193 | 0.85969 | 7 | 0.77894
66646 | 7.84 | 0.8 | 365 | 7.1755 | 0.37302 | 7 | 0.54853
66652 | 6.76 | 0.8 | 365 | 6.1871 | 0.39306 | 6 | 0.58011
66661 | 4.16 | 0.8 | 365 | 3.8074 | 0.6265 | 4 | 0.43392
66702 | 4.68 | 0.8 | 365 | 4.2833 | 0.57981 | 4 | 0.86316
66032 | 24.885 | 1 | 365 | 28.4698 | 0.026864 | 28 | 0.4967
66073 | 11.34 | 1 | 365 | 12.9736 | 0.98693 | 13 | 0.96052
66574 | 9.61 | 1 | 365 | 10.9944 | 0.02243 | 11 | 0.016808
66593 | 7.68 | 1 | 365 | 8.7864 | 0.59961 | 9 | 0.38596
64810 | 7.2 | 1 | 365 | 8.2372 | 0.49964 | 8 | 0.73684
66739 | 3.71 | 0.8 | 365 | 3.3956 | 0.80152 | 4 | 0.19707
66742 | 8.215 | 0.8 | 365 | 7.5187 | 0.0605 | 7 | 0.57924
66746 | 7.56 | 0.8 | 365 | 6.9193 | 0.85969 | 7 | 0.77894
66806 | 5.04 | 0.8 | 365 | 4.6128 | 0.2398 | 4 | 0.85263
66809 | 7.56 | 0.8 | 365 | 6.9193 | 0.85969 | 7 | 0.77894
66827 | 12.255 | 0.8 | 365 | 11.2163 | 0.467 | 11 | 0.68333
66829 | 5.13 | 0.8 | 365 | 4.6952 | 0.40479 | 5 | 0.099998
66833 | 5.4 | 0.8 | 365 | 4.9423 | 0.89978 | 5 | 0.8421
66996 | 7.28 | 0.8 | 365 | 6.663 | 0.34637 | 7 | 0.0093537
67000 | 7.695 | 0.8 | 365 | 7.0428 | 0.10719 | 7 | 0.15
67004 | 9.52 | 0.8 | 365 | 8.7131 | 0.45295 | 9 | 0.16608
67006 | 3.42 | 0.8 | 365 | 3.1301 | 0.26986 | 3 | 0.4
68042 | 11.16 | 0.8 | 365 | 10.2141 | 0.45955 | 10 | 0.67368
67578 | 12 | 1 | 365 | 13.7287 | 0.49939 | 14 | 0.22806
65269 | 13.28 | 1 | 365 | 15.1931 | 0.43266 | 15 | 0.62572
51283 | 8.55 | 1 | 365 | 9.7817 | 0.59332 | 10 | 0.375
67559 | 4.59 | 1 | 365 | 5.2512 | 0.51852 | 5 | 0.76973
67778 | 18 | 1 | 365 | 20.593 | 0.24909 | 20 | 0.8421
67795 | 12.15 | 0.8 | 365 | 11.1202 | 0.27451 | 11 | 0.39473
67796 | 4.86 | 0.8 | 365 | 4.4481 | 0.9098 | 5 | 0.35789
67802 | 9.45 | 0.8 | 365 | 8.6491 | 0.32462 | 8 | 0.97368
67974 | 7.2 | 0.8 | 365 | 6.5898 | 0.19971 | 6 | 0.78947
67989 | 1.59 | 0.8 | 365 | 1.4552 | 0.91494 | 2 | 0.37017
67382 | 6.54 | 1 | 365 | 7.4821 | 0.98717 | 8 | 0.46929
67389 | 10.8 | 1 | 365 | 12.3558 | 0.74945 | 13 | 0.10526
66740 | 13.5 | 1 | 365 | 15.4448 | 0.93682 | 16 | 0.38157
66681 | 15.39 | 1 | 365 | 17.607 | 0.26797 | 17 | 0.87499
66867 | 18.312 | 1 | 365 | 20.95 | 0.96407 | 21 | 0.91403
63716 | 3.9 | 1 | 365 | 4.4618 | 0.9373 | 5 | 0.39912
55399 | 13.005 | 1 | 365 | 14.8784 | 0.80247 | 15 | 0.68091
63854 | 7.65 | 1 | 365 | 8.752 | 0.53086 | 9 | 0.28289
66909 | 5.83 | 0.8 | 365 | 5.3359 | 0.6881 | 6 | 0.023974
66910 | 6.36 | 0.8 | 365 | 5.821 | 0.65974 | 6 | 0.4807
66931 | 4.505 | 0.8 | 365 | 4.1232 | 0.25898 | 4 | 0.38216
65169 | 5.83 | 1 | 365 | 6.6698 | 0.36012 | 7 | 0.029968
66697 | 12.8 | 1 | 365 | 14.6439 | 0.33268 | 14 | 0.9766
66272 | 5.985 | 1 | 365 | 6.8472 | 0.71532 | 7 | 0.5625
67023 | 15.125 | 1 | 365 | 17.3038 | 0.66069 | 17 | 0.96454
67161 | 23.65 | 1 | 365 | 27.0569 | 0.19672 | 27 | 0.25364
67501 | 8.96 | 0.8 | 365 | 8.2006 | 0.4263 | 8 | 0.6269
68044 | 4.24 | 1 | 365 | 4.8508 | 0.71645 | 5 | 0.56725
66273 | 2.44 | 1 | 365 | 2.7915 | 0.59154 | 3 | 0.38304
59793 | 11.13 | 1 | 365 | 12.7333 | 0.50569 | 13 | 0.23903
60569 | 11.13 | 1 | 365 | 12.7333 | 0.50569 | 13 | 0.23903
59744 | 10.4 | 1 | 365 | 11.8982 | 0.83281 | 12 | 0.73099
59881 | 10.865 | 1 | 365 | 12.4302 | 0.89841 | 13 | 0.32858
60044 | 11.66 | 1 | 365 | 13.3397 | 0.72024 | 14 | 0.059936
60212 | 10.4 | 1 | 365 | 11.8982 | 0.83281 | 12 | 0.73099
60311 | 10.07 | 1 | 365 | 11.5206 | 0.076573 | 11 | 0.59722
60574 | 10.4 | 1 | 365 | 11.8982 | 0.83281 | 12 | 0.73099
60739 | 10.4 | 1 | 365 | 11.8982 | 0.83281 | 12 | 0.73099
60749 | 10.335 | 1 | 365 | 11.8238 | 0.68385 | 12 | 0.50767
60934 | 10.07 | 1 | 365 | 11.5206 | 0.076573 | 11 | 0.59722
61023 | 11.7 | 1 | 365 | 13.3855 | 0.81191 | 14 | 0.19736
61062 | 10.335 | 1 | 365 | 11.8238 | 0.68385 | 12 | 0.50767
61121 | 11.18 | 1 | 365 | 12.7905 | 0.62027 | 13 | 0.41081
61221 | 11.395 | 1 | 365 | 13.0365 | 0.11296 | 13 | 0.14948
61229 | 12.985 | 1 | 365 | 14.8556 | 0.75663 | 15 | 0.6122
61363 | 10.335 | 1 | 365 | 11.8238 | 0.68385 | 12 | 0.50767
61485 | 10.07 | 1 | 365 | 11.5206 | 0.076573 | 11 | 0.59722
61760 | 11.44 | 1 | 365 | 13.088 | 0.21609 | 13 | 0.30409
61888 | 12.22 | 1 | 365 | 13.9804 | 0.0035475 | 13 | 0.98391
62011 | 10.6 | 1 | 365 | 12.127 | 0.29113 | 12 | 0.41812
62236 | 14.82 | 1 | 365 | 16.9549 | 0.96175 | 17 | 0.91666
62329 | 11.925 | 1 | 365 | 13.6429 | 0.32752 | 13 | 0.97039
62414 | 11.44 | 1 | 365 | 13.088 | 0.21609 | 13 | 0.30409
62465 | 12.19 | 1 | 365 | 13.946 | 0.9348 | 14 | 0.88084
62461 | 10.6 | 1 | 365 | 12.127 | 0.29113 | 12 | 0.41812
62664 | 12.455 | 1 | 365 | 14.2492 | 0.54208 | 14 | 0.79129
62681 | 11.13 | 1 | 365 | 12.7333 | 0.50569 | 13 | 0.23903
62680 | 11.66 | 1 | 365 | 13.3397 | 0.72024 | 14 | 0.059936
62779 | 15.6 | 1 | 365 | 17.8473 | 0.74921 | 18 | 0.59648
62858 | 10.14 | 1 | 365 | 11.6007 | 0.23699 | 11 | 0.83771
62951 | 10.92 | 1 | 365 | 12.4931 | 0.024447 | 12 | 0.51754
62952 | 11.44 | 1 | 365 | 13.088 | 0.21609 | 13 | 0.30409
62956 | 11.96 | 1 | 365 | 13.6829 | 0.40773 | 14 | 0.090637
63057 | 11.96 | 1 | 365 | 13.6829 | 0.40773 | 14 | 0.090637
63090 | 11.44 | 1 | 365 | 13.088 | 0.21609 | 13 | 0.30409
63168 | 11.925 | 1 | 365 | 13.6429 | 0.32752 | 13 | 0.97039
63234 | 10.14 | 1 | 365 | 11.6007 | 0.23699 | 11 | 0.83771
63670 | 11.475 | 1 | 365 | 13.128 | 0.29629 | 13 | 0.42434
63705 | 11.96 | 1 | 365 | 13.6829 | 0.40773 | 14 | 0.090637
63709 | 10.6 | 1 | 365 | 12.127 | 0.29113 | 12 | 0.41812
63712 | 10.14 | 1 | 365 | 11.6007 | 0.23699 | 11 | 0.83771
63729 | 11.18 | 1 | 365 | 12.7905 | 0.62027 | 13 | 0.41081
63760 | 12.48 | 1 | 365 | 14.2778 | 0.59937 | 14 | 0.87719
63773 | 10.4 | 1 | 365 | 11.8982 | 0.83281 | 12 | 0.73099
63850 | 10.92 | 1 | 365 | 12.4931 | 0.024447 | 12 | 0.51754
63889 | 11.7 | 1 | 365 | 13.3855 | 0.81191 | 14 | 0.19736
63945 | 10.4 | 1 | 365 | 11.8982 | 0.83281 | 12 | 0.73099
63965 | 10.4 | 1 | 365 | 11.8982 | 0.83281 | 12 | 0.73099
63996 | 10.92 | 1 | 365 | 12.4931 | 0.024447 | 12 | 0.51754
64026 | 10.335 | 1 | 365 | 11.8238 | 0.68385 | 12 | 0.50767
64018 | 11.44 | 1 | 365 | 13.088 | 0.21609 | 13 | 0.30409
64183 | 11.395 | 1 | 365 | 13.0365 | 0.11296 | 13 | 0.14948
64196 | 10.08 | 1 | 365 | 11.5321 | 0.099489 | 11 | 0.63157
64532 | 10.07 | 1 | 365 | 11.5206 | 0.076573 | 11 | 0.59722
64568 | 11.13 | 1 | 365 | 12.7333 | 0.50569 | 13 | 0.23903
64579 | 10.07 | 1 | 365 | 11.5206 | 0.076573 | 11 | 0.59722
64584 | 11.13 | 1 | 365 | 12.7333 | 0.50569 | 13 | 0.23903
64742 | 10.4 | 1 | 365 | 11.8982 | 0.83281 | 12 | 0.73099
64929 | 10.14 | 1 | 365 | 11.6007 | 0.23699 | 11 | 0.83771
65137 | 10.07 | 1 | 365 | 11.5206 | 0.076573 | 11 | 0.59722
62455 | 10.07 | 1 | 365 | 11.5206 | 0.076573 | 11 | 0.59722
66180 | 14.56 | 1 | 365 | 16.6575 | 0.36593 | 17 | 0.023384
62192 | 7.035 | 1 | 365 | 8.0484 | 0.12152 | 8 | 0.16995
62996 | 82.16 | 0.9 | 365 | 84.5961 | 0.45125 | 85 | 0.04733
68059 | 5.985 | 1 | 365 | 6.8472 | 0.71532 | 7 | 0.5625
68060 | 12.8 | 0.8 | 365 | 11.7151 | 0.46615 | 12 | 0.18128
68061 | 12.65 | 0.8 | 365 | 11.5778 | 0.19115 | 11 | 0.769
68054 | 9.156 | 1 | 365 | 10.475 | 0.98204 | 11 | 0.45701
68062 | 9.9 | 0.8 | 365 | 9.0609 | 0.1496 | 9 | 0.21052
68068 | 12.915 | 0.8 | 365 | 11.8204 | 0.67698 | 12 | 0.49736
63979 | 37.8 | 0.9 | 365 | 38.9208 | 0.96078 | 39 | 0.88156
67988 | 13.25 | 1 | 365 | 15.1587 | 0.36391 | 15 | 0.52265
64269 | 35.34 | 0.9 | 365 | 36.3878 | 0.88714 | 37 | 0.27498
64709 | 261.44 | 0.9 | 365 | 269.1918 | 0.20808 | 269 | 0.39988
51516 | 265.2 | 0.9 | 365 | 273.0633 | 0.96291 | 274 | 0.026193
67954 | 9.69 | 1 | 365 | 11.0859 | 0.20576 | 11 | 0.29166
44932 | 9.9 | 1 | 365 | 11.3262 | 0.687 | 12 | 0.013153
66750 | 11.34 | 1 | 365 | 12.9736 | 0.98693 | 13 | 0.96052
54562 | 28.6 | 0.9 | 365 | 29.448 | 0.9862 | 30 | 0.4342
54565 | 28.6 | 0.9 | 365 | 29.448 | 0.9862 | 30 | 0.4342
43094 | 7.54 | 1 | 365 | 8.6262 | 0.27878 | 8 | 0.90497
68078 | 13.5 | 0.8 | 365 | 12.3558 | 0.74945 | 13 | 0.10526
68079 | 10.8 | 0.8 | 365 | 9.8846 | 0.79956 | 10 | 0.68421
68080 | 13 | 0.8 | 365 | 11.8982 | 0.83281 | 12 | 0.73099
68082 | 4.76 | 0.8 | 365 | 4.3566 | 0.72647 | 5 | 0.083039
68083 | 6.71 | 0.8 | 365 | 6.1413 | 0.30139 | 6 | 0.44269
68085 | 4.68 | 0.8 | 365 | 4.2833 | 0.57981 | 4 | 0.86316
68086 | 9.975 | 0.8 | 365 | 9.1296 | 0.2871 | 9 | 0.41666
68087 | 5.2 | 0.8 | 365 | 4.7593 | 0.53312 | 5 | 0.2924
68088 | 6.3 | 0.8 | 365 | 5.766 | 0.54974 | 6 | 0.31579
68091 | 5.67 | 0.8 | 365 | 5.1894 | 0.39477 | 5 | 0.58421
64028 | 55.8 | 0.9 | 365 | 57.4545 | 0.084956 | 57 | 0.53945
68092 | 13.5 | 0.8 | 365 | 12.3558 | 0.74945 | 13 | 0.10526
68094 | 11.61 | 0.8 | 365 | 10.626 | 0.28453 | 10 | 0.91052
68095 | 6.05 | 0.8 | 365 | 5.5372 | 0.091421 | 5 | 0.62865
68096 | 5.985 | 0.8 | 365 | 5.4777 | 0.97226 | 6 | 0.45
68066 | 7.56 | 0.8 | 365 | 6.9193 | 0.85969 | 7 | 0.77894
68097 | 24.96 | 1 | 365 | 28.5556 | 0.19874 | 28 | 0.75437
68098 | 7.68 | 0.8 | 365 | 7.0291 | 0.079689 | 7 | 0.10877
68099 | 12.15 | 0.8 | 365 | 11.1202 | 0.27451 | 11 | 0.39473
68084 | 5.88 | 1 | 365 | 6.727 | 0.4747 | 7 | 0.20175
67619 | 12.96 | 1 | 365 | 14.827 | 0.69934 | 15 | 0.52631
68101 | 5.12 | 1 | 365 | 5.8576 | 0.73307 | 6 | 0.59064
68102 | 10.36 | 0.8 | 365 | 9.4819 | 0.99291 | 10 | 0.47485
68103 | 7 | 0.8 | 365 | 6.4067 | 0.83305 | 7 | 0.23976
68104 | 5.76 | 0.8 | 365 | 5.2718 | 0.55977 | 5 | 0.83158
68106 | 3.92 | 0.8 | 365 | 3.5878 | 0.18651 | 3 | 0.77427
68100 | 11.34 | 0.8 | 365 | 10.3789 | 0.78954 | 11 | 0.16842
68107 | 5.1 | 0.8 | 365 | 4.6677 | 0.34979 | 5 | 0.017542
68109 | 5.04 | 0.8 | 365 | 4.6128 | 0.2398 | 4 | 0.85263
68110 | 3.64 | 0.8 | 365 | 3.3315 | 0.67319 | 4 | 0.0046769
68112 | 3.51 | 0.8 | 365 | 3.2125 | 0.43486 | 3 | 0.64737
65922 | 6.63 | 1 | 365 | 7.5851 | 0.19341 | 7 | 0.77851
65983 | 13.78 | 0.8 | 365 | 12.6121 | 0.26277 | 12 | 0.87485
65924 | 10.92 | 0.8 | 365 | 9.9945 | 0.019557 | 10 | 0.014031
64866 | 13 | 1 | 365 | 14.8727 | 0.79101 | 15 | 0.66374
65929 | 10.4 | 1 | 365 | 11.8982 | 0.83281 | 12 | 0.73099
65943 | 10.4 | 0.8 | 365 | 9.5185 | 0.066245 | 9 | 0.58479
66026 | 10.4 | 1 | 365 | 11.8982 | 0.83281 | 12 | 0.73099
66027 | 10.07 | 0.8 | 365 | 9.2165 | 0.46126 | 9 | 0.67777
66186 | 10.14 | 0.8 | 365 | 9.2806 | 0.58959 | 9 | 0.87017
66372 | 11.22 | 1 | 365 | 12.8363 | 0.71193 | 13 | 0.54824
66405 | 11.18 | 1 | 365 | 12.7905 | 0.62027 | 13 | 0.41081
66469 | 12.48 | 0.8 | 365 | 11.4223 | 0.87949 | 12 | 0.30175
66479 | 10.4 | 0.8 | 365 | 9.5185 | 0.066245 | 9 | 0.58479
66493 | 10.08 | 0.8 | 365 | 9.2257 | 0.47959 | 9 | 0.70526
66733 | 10.08 | 0.8 | 365 | 9.2257 | 0.47959 | 9 | 0.70526
63981 | 12.22 | 1 | 365 | 13.9804 | 0.0035475 | 13 | 0.98391
67356 | 10.865 | 0.8 | 365 | 9.9441 | 0.91873 | 10 | 0.86286
67662 | 11.66 | 0.8 | 365 | 10.6718 | 0.37619 | 11 | 0.047948
67838 | 11.18 | 0.8 | 365 | 10.2324 | 0.49621 | 10 | 0.72865
67880 | 10.08 | 0.8 | 365 | 9.2257 | 0.47959 | 9 | 0.70526
68116 | 4.68 | 0.8 | 365 | 4.2833 | 0.57981 | 4 | 0.86316
67486 | 10.05 | 1 | 365 | 11.4978 | 0.030741 | 11 | 0.5285
67478 | 8 | 1 | 365 | 9.1524 | 0.33293 | 9 | 0.48538
66089 | 12.22 | 1 | 365 | 13.9804 | 0.0035475 | 13 | 0.98391
66098 | 11.13 | 1 | 365 | 12.7333 | 0.50569 | 13 | 0.23903
66184 | 9.36 | 0.8 | 365 | 8.5667 | 0.15962 | 8 | 0.72631
66255 | 9.805 | 0.8 | 365 | 8.974 | 0.97544 | 9 | 0.94941
39717 | 14.535 | 1 | 365 | 16.6289 | 0.30864 | 16 | 0.93749
68123 | 12.255 | 0.8 | 365 | 11.2163 | 0.467 | 11 | 0.68333
68125 | 7.41 | 0.8 | 365 | 6.782 | 0.5847 | 7 | 0.36666
68126 | 8.68 | 0.8 | 365 | 7.9443 | 0.91298 | 8 | 0.85731
66205 | 12.19 | 1 | 365 | 13.946 | 0.9348 | 14 | 0.88084
67400 | 10.8 | 1 | 365 | 12.3558 | 0.74945 | 13 | 0.10526
68127 | 5.32 | 0.8 | 365 | 4.8691 | 0.75312 | 5 | 0.62222
66325 | 17.34 | 1 | 365 | 19.8379 | 0.73662 | 20 | 0.57455
42200 | 6.5 | 1 | 365 | 7.4364 | 0.8955 | 8 | 0.33187
66300 | 13 | 1 | 365 | 14.8727 | 0.79101 | 15 | 0.66374
66485 | 7.155 | 1 | 365 | 8.1857 | 0.39651 | 8 | 0.58223
66516 | 10.6 | 1 | 365 | 12.127 | 0.29113 | 12 | 0.41812
68081 | 7.04 | 1 | 365 | 8.0542 | 0.13298 | 8 | 0.18713
68135 | 12.96 | 0.8 | 365 | 11.8616 | 0.75947 | 12 | 0.62105
68137 | 7.29 | 0.8 | 365 | 6.6721 | 0.3647 | 7 | 0.036839
68139 | 4.86 | 0.8 | 365 | 4.4481 | 0.9098 | 5 | 0.35789
68143 | 6.48 | 0.8 | 365 | 5.9308 | 0.87974 | 6 | 0.81052
68144 | 4.505 | 0.8 | 365 | 4.1232 | 0.25898 | 4 | 0.38216
68145 | 4.59 | 0.8 | 365 | 4.201 | 0.41481 | 4 | 0.61579
68146 | 5.94 | 0.8 | 365 | 5.4366 | 0.88976 | 6 | 0.32631
68148 | 15.6 | 0.8 | 365 | 14.2778 | 0.59937 | 14 | 0.87719
68108 | 6 | 0.8 | 365 | 5.4915 | 0.99976 | 6 | 0.49123
68149 | 8.91 | 0.8 | 365 | 8.1548 | 0.33464 | 8 | 0.48947
68151 | 5.355 | 0.8 | 365 | 4.9011 | 0.81728 | 5 | 0.71842
68152 | 6.6 | 0.8 | 365 | 6.0406 | 0.099732 | 6 | 0.14035
68154 | 10.71 | 0.8 | 365 | 9.8023 | 0.63457 | 10 | 0.43684
68156 | 7.875 | 0.8 | 365 | 7.2076 | 0.43718 | 7 | 0.64473
68157 | 7.29 | 0.8 | 365 | 6.6721 | 0.3647 | 7 | 0.036839
68158 | 6.84 | 0.8 | 365 | 6.2603 | 0.53972 | 6 | 0.8
68159 | 3 | 0.8 | 365 | 2.7457 | 0.49988 | 3 | 0.24561
68160 | 6.44 | 0.8 | 365 | 5.8942 | 0.80641 | 6 | 0.70058
68161 | 5.67 | 0.8 | 365 | 5.1894 | 0.39477 | 5 | 0.58421
68162 | 9.405 | 0.8 | 365 | 8.6079 | 0.24212 | 8 | 0.85
68163 | 5.7 | 0.8 | 365 | 5.2169 | 0.44977 | 5 | 0.66666
68165 | 10.8 | 0.8 | 365 | 9.8846 | 0.79956 | 10 | 0.68421
68166 | 8.96 | 0.8 | 365 | 8.2006 | 0.4263 | 8 | 0.6269
68169 | 3.78 | 0.8 | 365 | 3.4596 | 0.92985 | 4 | 0.38947
68170 | 5.98 | 0.8 | 365 | 5.4732 | 0.96309 | 6 | 0.43625
68171 | 8.265 | 0.8 | 365 | 7.5645 | 0.15216 | 7 | 0.71666
68172 | 13.25 | 0.8 | 365 | 12.127 | 0.29113 | 12 | 0.41812
68173 | 6.84 | 0.8 | 365 | 6.2603 | 0.53972 | 6 | 0.8
67493 | 9.156 | 1 | 365 | 10.475 | 0.98204 | 11 | 0.45701
68114 | 7.395 | 0.8 | 365 | 6.7682 | 0.5572 | 7 | 0.32544
68180 | 11.66 | 0.8 | 365 | 10.6718 | 0.37619 | 11 | 0.047948
68179 | 4.68 | 0.8 | 365 | 4.2833 | 0.57981 | 4 | 0.86316
55315 | 342.68 | 0.9 | 365 | 352.8406 | 0.76187 | 353 | 0.60247
68181 | 12.025 | 1 | 365 | 13.7573 | 0.55668 | 14 | 0.31396
68182 | 15.39 | 0.8 | 365 | 14.0856 | 0.21438 | 14 | 0.29999
68183 | 12.426 | 0.8 | 365 | 11.3728 | 0.7805 | 12 | 0.15333
31438 | 5024.52 | 0.8 | 365 | 4598.6658 | 0.41634 | 4599 | 0.082142
68184 | 10.865 | 0.8 | 365 | 9.9441 | 0.91873 | 10 | 0.86286
68186 | 6.71 | 0.8 | 365 | 6.1413 | 0.30139 | 6 | 0.44269
68185 | 13.25 | 0.8 | 365 | 12.127 | 0.29113 | 12 | 0.41812
68187 | 5.985 | 0.8 | 365 | 5.4777 | 0.97226 | 6 | 0.45
68189 | 4.485 | 0.8 | 365 | 4.1049 | 0.22232 | 4 | 0.32719
31484 | 646.38 | 0.8 | 365 | 591.5959 | 0.0038001 | 591 | 0.59973
34518 | 529.72 | 0.8 | 365 | 484.8235 | 0.13186 | 484 | 0.95534
34515 | 503.88 | 0.8 | 365 | 461.1735 | 0.75958 | 461 | 0.93313
68195 | 5.76 | 1 | 365 | 6.5898 | 0.19971 | 6 | 0.78947
68197 | 11.34 | 0.8 | 365 | 10.3789 | 0.78954 | 11 | 0.16842
68201 | 6 | 0.8 | 365 | 5.4915 | 0.99976 | 6 | 0.49123
68202 | 12.69 | 0.8 | 365 | 11.6145 | 0.26449 | 11 | 0.87894
68204 | 9.135 | 0.8 | 365 | 8.3608 | 0.74713 | 9 | 0.10789
68206 | 12.825 | 0.8 | 365 | 11.738 | 0.51198 | 12 | 0.24999
68207 | 7.15 | 0.8 | 365 | 6.544 | 0.10804 | 6 | 0.65204
68208 | 2.16 | 0.8 | 365 | 1.9769 | 0.95991 | 2 | 0.93684
68209 | 6.36 | 0.8 | 365 | 5.821 | 0.65974 | 6 | 0.4807
68211 | 5.025 | 1 | 365 | 5.7489 | 0.51537 | 6 | 0.26425
68212 | 10.695 | 0.8 | 365 | 9.7885 | 0.60707 | 10 | 0.39561
68214 | 9.81 | 0.8 | 365 | 8.9786 | 0.9846 | 9 | 0.96315
68216 | 14.85 | 0.8 | 365 | 13.5914 | 0.2244 | 13 | 0.81578
68217 | 13.25 | 1 | 365 | 15.1587 | 0.36391 | 15 | 0.52265
68223 | 7.685 | 0.8 | 365 | 7.0337 | 0.088855 | 7 | 0.12251
68224 | 12.255 | 0.8 | 365 | 11.2163 | 0.467 | 11 | 0.68333
68225 | 3.42 | 0.8 | 365 | 3.1301 | 0.26986 | 3 | 0.4
68226 | 6.16 | 0.8 | 365 | 5.6379 | 0.29308 | 5 | 0.93099
68227 | 11.115 | 0.8 | 365 | 10.1729 | 0.37705 | 10 | 0.55
68237 | 9.135 | 0.8 | 365 | 8.3608 | 0.74713 | 9 | 0.10789
68239 | 15.3 | 0.8 | 365 | 14.0032 | 0.04938 | 14 | 0.052625
68245 | 12.75 | 1 | 365 | 14.5867 | 0.2181 | 14 | 0.80482
68246 | 10.335 | 0.8 | 365 | 9.4591 | 0.94708 | 10 | 0.40614
68248 | 8 | 1 | 365 | 9.1524 | 0.33293 | 9 | 0.48538
68251 | 7.8 | 0.8 | 365 | 7.1389 | 0.29968 | 7 | 0.43859
68257 | 4.32 | 0.8 | 365 | 3.9539 | 0.91982 | 4 | 0.87368
68249 | 7.28 | 0.8 | 365 | 6.663 | 0.34637 | 7 | 0.0093537
68260 | 11.07 | 0.8 | 365 | 10.1318 | 0.29455 | 10 | 0.42631
68259 | 5.83 | 0.8 | 365 | 5.3359 | 0.6881 | 6 | 0.023974
68261 | 9 | 0.8 | 365 | 8.2372 | 0.49964 | 8 | 0.73684
68268 | 6.6 | 1 | 365 | 7.5508 | 0.12467 | 7 | 0.67544
68265 | 8.7 | 0.8 | 365 | 7.9626 | 0.94965 | 8 | 0.91228
68270 | 9.54 | 1 | 365 | 10.9143 | 0.86202 | 11 | 0.77631
68271 | 6.93 | 0.8 | 365 | 6.3426 | 0.70472 | 7 | 0.047366
68272 | 11.7 | 0.8 | 365 | 10.7084 | 0.44953 | 11 | 0.15789
68273 | 8.1 | 1 | 365 | 9.2669 | 0.56209 | 9 | 0.82894
68274 | 7.84 | 0.8 | 365 | 7.1755 | 0.37302 | 7 | 0.54853
68276 | 3.36 | 0.8 | 365 | 3.0752 | 0.15986 | 3 | 0.23509
60016 | 44.16 | 1 | 365 | 50.5215 | 0.19776 | 50 | 0.71928
46713 | 12.22 | 1 | 365 | 13.9804 | 0.0035475 | 13 | 0.98391
66385 | 4.59 | 1 | 365 | 5.2512 | 0.51852 | 5 | 0.76973
68293 | 4.2 | 0.8 | 365 | 3.844 | 0.69983 | 4 | 0.54386
68294 | 7.56 | 0.8 | 365 | 6.9193 | 0.85969 | 7 | 0.77894
68023 | 5.5 | 1 | 365 | 6.2923 | 0.60389 | 6 | 0.8962
68028 | 9.72 | 1 | 365 | 11.1202 | 0.27451 | 11 | 0.39473
68073 | 8.28 | 1 | 365 | 9.4728 | 0.97458 | 10 | 0.44736
68074 | 5.886 | 1 | 365 | 6.7339 | 0.48845 | 7 | 0.22237
68218 | 4.251 | 0.8 | 365 | 3.8907 | 0.79333 | 4 | 0.68403
68228 | 8.829 | 0.8 | 365 | 8.0807 | 0.18614 | 8 | 0.26684
68244 | 6.36 | 1 | 365 | 7.2762 | 0.57468 | 7 | 0.85087
68254 | 8.64 | 0.8 | 365 | 7.9077 | 0.83965 | 8 | 0.74736
68297 | 13.25 | 0.8 | 365 | 12.127 | 0.29113 | 12 | 0.41812
68269 | 5.76 | 0.8 | 365 | 5.2718 | 0.55977 | 5 | 0.83158
68275 | 5.12 | 1 | 365 | 5.8576 | 0.73307 | 6 | 0.59064
68279 | 8.96 | 1 | 365 | 10.2507 | 0.53288 | 10 | 0.78362
68282 | 4.905 | 1 | 365 | 5.6116 | 0.24038 | 5 | 0.85197
68299 | 10.8 | 0.8 | 365 | 9.8846 | 0.79956 | 10 | 0.68421
68284 | 7.848 | 1 | 365 | 8.9786 | 0.9846 | 9 | 0.96315
68300 | 2.7 | 0.8 | 365 | 2.4712 | 0.94989 | 3 | 0.42105
68303 | 8.28 | 0.8 | 365 | 7.5782 | 0.17966 | 7 | 0.75789
68305 | 12.15 | 0.8 | 365 | 11.1202 | 0.27451 | 11 | 0.39473
68306 | 2.16 | 0.8 | 365 | 1.9769 | 0.95991 | 2 | 0.93684
68308 | 5.035 | 0.8 | 365 | 4.6083 | 0.23063 | 4 | 0.83889
68309 | 3.78 | 0.8 | 365 | 3.4596 | 0.92985 | 4 | 0.38947
68310 | 3.51 | 0.8 | 365 | 3.2125 | 0.43486 | 3 | 0.64737
68311 | 2.7 | 0.8 | 365 | 2.4712 | 0.94989 | 3 | 0.42105
68250 | 7.41 | 0.8 | 365 | 6.782 | 0.5847 | 7 | 0.36666
67918 | 6.48 | 0.8 | 365 | 5.9308 | 0.87974 | 6 | 0.81052
68117 | 6.867 | 0.8 | 365 | 6.285 | 0.58922 | 6 | 0.87421
68118 | 10.05 | 0.8 | 365 | 9.1982 | 0.42459 | 9 | 0.6228
68119 | 5.22 | 1 | 365 | 5.972 | 0.96224 | 6 | 0.93421
68121 | 10.05 | 0.8 | 365 | 9.1982 | 0.42459 | 9 | 0.6228
68122 | 6.9 | 0.8 | 365 | 6.3152 | 0.64972 | 6 | 0.96491
68133 | 9.8 | 0.8 | 365 | 8.9694 | 0.96627 | 9 | 0.93567
68134 | 8.502 | 0.8 | 365 | 7.7814 | 0.58666 | 8 | 0.36807
68136 | 9.38 | 0.8 | 365 | 8.585 | 0.19629 | 8 | 0.78128
68138 | 5.04 | 0.8 | 365 | 4.6128 | 0.2398 | 4 | 0.85263
68141 | 6.27 | 0.8 | 365 | 5.7386 | 0.49475 | 6 | 0.23333
65344 | 58.206 | 0.9 | 365 | 59.9318 | 0.047221 | 59 | 0.97905
68289 | 7.848 | 0.8 | 365 | 7.1828 | 0.38768 | 7 | 0.57052
68290 | 4.76 | 0.8 | 365 | 4.3566 | 0.72647 | 5 | 0.083039
68291 | 10.15 | 0.8 | 365 | 9.2897 | 0.60792 | 9 | 0.89766
68317 | 6.095 | 0.8 | 365 | 5.5784 | 0.17392 | 5 | 0.75234
68316 | 5.355 | 1 | 365 | 6.1264 | 0.2716 | 6 | 0.39802
68318 | 9.01 | 0.8 | 365 | 8.2464 | 0.51797 | 8 | 0.76432
68312 | 4.24 | 0.8 | 365 | 3.8806 | 0.77316 | 4 | 0.6538
68322 | 8.12 | 0.8 | 365 | 7.4318 | 0.88634 | 8 | 0.31813
68255 | 2.7 | 0.8 | 365 | 2.4712 | 0.94989 | 3 | 0.42105
68323 | 8.1 | 0.8 | 365 | 7.4135 | 0.84967 | 8 | 0.26315
68326 | 4.68 | 1 | 365 | 5.3542 | 0.72476 | 6 | 0.078945
68325 | 8.1 | 0.8 | 365 | 7.4135 | 0.84967 | 8 | 0.26315
68327 | 5.76 | 0.8 | 365 | 5.2718 | 0.55977 | 5 | 0.83158
68329 | 3.15 | 0.8 | 365 | 2.883 | 0.77487 | 3 | 0.65789
68330 | 4.8 | 0.8 | 365 | 4.3932 | 0.79981 | 5 | 0.19298
68332 | 9.15 | 0.8 | 365 | 8.3745 | 0.77463 | 9 | 0.14912
68334 | 12.6 | 0.8 | 365 | 11.5321 | 0.099489 | 11 | 0.63157
68335 | 6.375 | 0.8 | 365 | 5.8347 | 0.68724 | 6 | 0.52193
68336 | 9.38 | 0.8 | 365 | 8.585 | 0.19629 | 8 | 0.78128
68341 | 5.7 | 0.8 | 365 | 5.2169 | 0.44977 | 5 | 0.66666
64155 | 54.6 | 0.9 | 365 | 56.2189 | 0.61001 | 56 | 0.82892
68344 | 13.115 | 0.8 | 365 | 12.0034 | 0.043635 | 12 | 0.047071
68349 | 12 | 1 | 365 | 13.7287 | 0.49939 | 14 | 0.22806
68350 | 13.23 | 1 | 365 | 15.1359 | 0.31808 | 15 | 0.45394
68351 | 5.13 | 0.8 | 365 | 4.6952 | 0.40479 | 5 | 0.099998
68352 | 4.251 | 1 | 365 | 4.8634 | 0.74166 | 5 | 0.60504
68354 | 7.848 | 1 | 365 | 8.9786 | 0.9846 | 9 | 0.96315
68356 | 7.2 | 0.8 | 365 | 6.5898 | 0.19971 | 6 | 0.78947
68358 | 7.848 | 1 | 365 | 8.9786 | 0.9846 | 9 | 0.96315
68359 | 8.375 | 1 | 365 | 9.5815 | 0.19228 | 9 | 0.77375
68360 | 10.865 | 0.8 | 365 | 9.9441 | 0.91873 | 10 | 0.86286
68361 | 5.175 | 0.8 | 365 | 4.7364 | 0.48729 | 5 | 0.22368
68362 | 5.565 | 0.8 | 365 | 5.0933 | 0.20227 | 5 | 0.29561
68363 | 4.86 | 0.8 | 365 | 4.4481 | 0.9098 | 5 | 0.35789
68367 | 2.97 | 0.8 | 365 | 2.7183 | 0.44488 | 3 | 0.16316
68370 | 9.69 | 0.8 | 365 | 8.8687 | 0.76461 | 9 | 0.63333
68371 | 5.98 | 0.8 | 365 | 5.4732 | 0.96309 | 6 | 0.43625
68372 | 6.05 | 1 | 365 | 6.9215 | 0.86428 | 7 | 0.78582
68373 | 11.655 | 0.8 | 365 | 10.6672 | 0.36703 | 11 | 0.034206
68375 | 24.885 | 1 | 365 | 28.4698 | 0.026864 | 28 | 0.4967
68374 | 9.435 | 0.8 | 365 | 8.6353 | 0.29712 | 8 | 0.93245
68377 | 5.88 | 0.8 | 365 | 5.3816 | 0.77976 | 6 | 0.1614
68378 | 3.78 | 0.8 | 365 | 3.4596 | 0.92985 | 4 | 0.38947
68381 | 8.12 | 0.8 | 365 | 7.4318 | 0.88634 | 8 | 0.31813
68382 | 8.7 | 0.8 | 365 | 7.9626 | 0.94965 | 8 | 0.91228
68385 | 2.12 | 0.8 | 365 | 1.9403 | 0.88658 | 2 | 0.8269
68384 | 14.4 | 0.8 | 365 | 13.1795 | 0.39942 | 13 | 0.57894
68386 | 10.464 | 0.8 | 365 | 9.5771 | 0.18358 | 9 | 0.7607
68387 | 5.4 | 0.8 | 365 | 4.9423 | 0.89978 | 5 | 0.8421
68390 | 12 | 0.8 | 365 | 10.9829 | 0.99951 | 11 | 0.98245
68389 | 5.7 | 0.8 | 365 | 5.2169 | 0.44977 | 5 | 0.66666
68391 | 4.42 | 0.8 | 365 | 4.0454 | 0.10315 | 4 | 0.14854
68392 | 4.94 | 0.8 | 365 | 4.5213 | 0.056466 | 4 | 0.57778
68393 | 5.72 | 0.8 | 365 | 5.2352 | 0.48643 | 5 | 0.72164
68394 | 9.45 | 0.8 | 365 | 8.6491 | 0.32462 | 8 | 0.97368
68395 | 8.28 | 0.8 | 365 | 7.5782 | 0.17966 | 7 | 0.75789
68396 | 7.695 | 0.8 | 365 | 7.0428 | 0.10719 | 7 | 0.15
68397 | 9.72 | 0.8 | 365 | 8.8962 | 0.81961 | 9 | 0.71579
68398 | 9.8 | 0.8 | 365 | 8.9694 | 0.96627 | 9 | 0.93567
68400 | 7.035 | 0.8 | 365 | 6.4387 | 0.89721 | 7 | 0.33596
68401 | 6.48 | 1 | 365 | 7.4135 | 0.84967 | 8 | 0.26315
68402 | 12.505 | 0.8 | 365 | 11.4451 | 0.92533 | 12 | 0.37046
68403 | 6 | 0.8 | 365 | 5.4915 | 0.99976 | 6 | 0.49123
68404 | 2.24 | 0.8 | 365 | 2.0501 | 0.10658 | 2 | 0.15672
68405 | 3.66 | 0.8 | 365 | 3.3498 | 0.70985 | 4 | 0.059648
68406 | 11.655 | 0.8 | 365 | 10.6672 | 0.36703 | 11 | 0.034206
68407 | 9.81 | 1 | 365 | 11.2232 | 0.48075 | 11 | 0.70394
51288 | 7.14 | 1 | 365 | 8.1686 | 0.36214 | 8 | 0.5307
68410 | 5.32 | 0.8 | 365 | 4.8691 | 0.75312 | 5 | 0.62222
68411 | 5.83 | 0.8 | 365 | 5.3359 | 0.6881 | 6 | 0.023974
68383 | 5.12 | 0.8 | 365 | 4.6861 | 0.38646 | 5 | 0.072513
68420 | 24.4 | 0.8 | 365 | 22.332 | 0.73234 | 23 | 0.064317
68232 | 19.8 | 1 | 365 | 22.6523 | 0.374 | 23 | 0.026306
65911 | 3.9 | 1 | 365 | 4.4618 | 0.9373 | 5 | 0.39912
65931 | 5.04 | 1 | 365 | 5.766 | 0.54974 | 6 | 0.31579
65411 | 5.3 | 1 | 365 | 6.0635 | 0.14556 | 6 | 0.20906
64927 | 13 | 1 | 365 | 14.8727 | 0.79101 | 15 | 0.66374
63924 | 5.1 | 1 | 365 | 5.8347 | 0.68724 | 6 | 0.52193
67987 | 3.3 | 0.8 | 365 | 3.0203 | 0.049866 | 3 | 0.070174
65972 | 3.12 | 1 | 365 | 3.5695 | 0.14984 | 3 | 0.7193
68422 | 4.05 | 0.8 | 365 | 3.7067 | 0.42484 | 4 | 0.13158
65925 | 5.2 | 1 | 365 | 5.9491 | 0.9164 | 6 | 0.86549
68424 | 6.21 | 0.8 | 365 | 5.6837 | 0.38475 | 6 | 0.068418
66113 | 12.455 | 0.8 | 365 | 11.3994 | 0.83366 | 12 | 0.23304
68427 | 5.4 | 0.8 | 365 | 4.9423 | 0.89978 | 5 | 0.8421
65973 | 13.26 | 0.8 | 365 | 12.1361 | 0.30946 | 12 | 0.44561
68430 | 3.2 | 0.8 | 365 | 2.9288 | 0.86654 | 3 | 0.79532
66528 | 2.08 | 0.8 | 365 | 1.9037 | 0.81325 | 2 | 0.71696
68432 | 8.625 | 0.8 | 365 | 7.894 | 0.81215 | 8 | 0.70614
66094 | 2.6 | 0.8 | 365 | 2.3796 | 0.76656 | 3 | 0.1462
68433 | 11.4 | 0.8 | 365 | 10.4338 | 0.89954 | 11 | 0.33333
39721 | 2.6 | 1 | 365 | 2.9745 | 0.9582 | 3 | 0.93275
66611 | 12.285 | 0.8 | 365 | 11.2438 | 0.522 | 11 | 0.76578
68431 | 9 | 1 | 365 | 10.2965 | 0.62454 | 10 | 0.92105
68434 | 7.2 | 0.8 | 365 | 6.5898 | 0.19971 | 6 | 0.78947
66339 | 11.44 | 1 | 365 | 13.088 | 0.21609 | 13 | 0.30409
68436 | 12.6 | 0.8 | 365 | 11.5321 | 0.099489 | 11 | 0.63157
68438 | 19.2 | 0.8 | 365 | 17.5727 | 0.19922 | 17 | 0.77192
68439 | 4.725 | 0.8 | 365 | 4.3245 | 0.66231 | 4 | 0.98684
66614 | 12.22 | 0.8 | 365 | 11.1843 | 0.40284 | 11 | 0.58713
68437 | 11.1 | 0.8 | 365 | 10.1592 | 0.34955 | 10 | 0.50877
67982 | 8.67 | 1 | 365 | 9.919 | 0.86831 | 10 | 0.78728
68190 | 11.52 | 1 | 365 | 13.1795 | 0.39942 | 13 | 0.57894
67139 | 8.505 | 0.8 | 365 | 7.7842 | 0.59216 | 8 | 0.37631
68191 | 4.27 | 1 | 365 | 4.8851 | 0.7852 | 5 | 0.67032
68442 | 8.4 | 0.8 | 365 | 7.6881 | 0.39966 | 8 | 0.087716
67990 | 5.985 | 0.8 | 365 | 5.4777 | 0.97226 | 6 | 0.45
67498 | 8.64 | 1 | 365 | 9.8846 | 0.79956 | 10 | 0.68421
68443 | 8.525 | 0.8 | 365 | 7.8025 | 0.62882 | 8 | 0.43128
67284 | 6.89 | 0.8 | 365 | 6.306 | 0.63139 | 6 | 0.93742
68193 | 11.025 | 1 | 365 | 12.6132 | 0.26507 | 12 | 0.87828
67543 | 8.32 | 0.8 | 365 | 7.6148 | 0.253 | 7 | 0.86783
68194 | 8.4 | 1 | 365 | 9.6101 | 0.24957 | 9 | 0.85964
68210 | 10.5 | 1 | 365 | 12.0126 | 0.061968 | 12 | 0.074556
68199 | 5.7 | 1 | 365 | 6.5211 | 0.062211 | 6 | 0.58333
68445 | 7.155 | 1 | 365 | 8.1857 | 0.39651 | 8 | 0.58223
68213 | 8.4 | 1 | 365 | 9.6101 | 0.24957 | 9 | 0.85964
68200 | 8.505 | 1 | 365 | 9.7302 | 0.49019 | 10 | 0.22039
68215 | 7.75 | 1 | 365 | 8.8664 | 0.76002 | 9 | 0.62646
68220 | 9.6 | 1 | 365 | 10.9829 | 0.99951 | 11 | 0.98245
68221 | 7.04 | 1 | 365 | 8.0542 | 0.13298 | 8 | 0.18713
68233 | 4.725 | 1 | 365 | 5.4057 | 0.82789 | 6 | 0.23355
68240 | 11.025 | 0.8 | 365 | 10.0906 | 0.21205 | 10 | 0.30263
68243 | 3.05 | 0.8 | 365 | 2.7915 | 0.59154 | 3 | 0.38304
68446 | 9.975 | 0.8 | 365 | 9.1296 | 0.2871 | 9 | 0.41666
68339 | 13.68 | 0.8 | 365 | 12.5205 | 0.079446 | 12 | 0.59999
68441 | 5.4 | 0.8 | 365 | 4.9423 | 0.89978 | 5 | 0.8421
68453 | 8.1 | 0.8 | 365 | 7.4135 | 0.84967 | 8 | 0.26315
68454 | 4.94 | 0.8 | 365 | 4.5213 | 0.056466 | 4 | 0.57778
68455 | 8.64 | 0.8 | 365 | 7.9077 | 0.83965 | 8 | 0.74736
68456 | 8.64 | 0.8 | 365 | 7.9077 | 0.83965 | 8 | 0.74736
68457 | 11.02 | 0.8 | 365 | 10.086 | 0.20289 | 10 | 0.28888
68458 | 5.83 | 0.8 | 365 | 5.3359 | 0.6881 | 6 | 0.023974
68302 | 5.4 | 0.8 | 365 | 4.9423 | 0.89978 | 5 | 0.8421
68460 | 8.64 | 0.8 | 365 | 7.9077 | 0.83965 | 8 | 0.74736
68461 | 9.6 | 0.8 | 365 | 8.7864 | 0.59961 | 9 | 0.38596
68463 | 3.66 | 0.8 | 365 | 3.3498 | 0.70985 | 4 | 0.059648
68464 | 5.44 | 0.8 | 365 | 4.9789 | 0.97311 | 5 | 0.95204
68467 | 7.56 | 0.8 | 365 | 6.9193 | 0.85969 | 7 | 0.77894
68469 | 4.485 | 0.8 | 365 | 4.1049 | 0.22232 | 4 | 0.32719
68470 | 10.08 | 0.8 | 365 | 9.2257 | 0.47959 | 9 | 0.70526
68471 | 7.5 | 0.8 | 365 | 6.8643 | 0.7497 | 7 | 0.61403
68473 | 4.5 | 0.8 | 365 | 4.1186 | 0.24982 | 4 | 0.36842
68474 | 12 | 0.8 | 365 | 10.9829 | 0.99951 | 11 | 0.98245
68475 | 4.68 | 0.8 | 365 | 4.2833 | 0.57981 | 4 | 0.86316
68476 | 10.965 | 0.8 | 365 | 10.0357 | 0.10206 | 10 | 0.13771
68477 | 9.24 | 0.8 | 365 | 8.4569 | 0.93963 | 9 | 0.39649
68478 | 3.92 | 0.8 | 365 | 3.5878 | 0.18651 | 3 | 0.77427
68480 | 5.415 | 0.8 | 365 | 4.9561 | 0.92728 | 5 | 0.88333
68481 | 4.08 | 0.8 | 365 | 3.7342 | 0.47983 | 4 | 0.21403
68485 | 7.8 | 0.8 | 365 | 7.1389 | 0.29968 | 7 | 0.43859
68486 | 2.08 | 0.8 | 365 | 1.9037 | 0.81325 | 2 | 0.71696
68487 | 8.58 | 0.8 | 365 | 7.8528 | 0.72965 | 8 | 0.58245
68490 | 16.64 | 0.8 | 365 | 15.2297 | 0.50599 | 15 | 0.73567
68491 | 5.035 | 0.8 | 365 | 4.6083 | 0.23063 | 4 | 0.83889
68493 | 7.28 | 0.8 | 365 | 6.663 | 0.34637 | 7 | 0.0093537
68494 | 7.42 | 0.8 | 365 | 6.7911 | 0.60303 | 7 | 0.39415
68495 | 7.8 | 0.8 | 365 | 7.1389 | 0.29968 | 7 | 0.43859
68497 | 7.8 | 0.8 | 365 | 7.1389 | 0.29968 | 7 | 0.43859
68499 | 11.44 | 0.8 | 365 | 10.4704 | 0.97287 | 11 | 0.44327
68505 | 6.48 | 0.8 | 365 | 5.9308 | 0.87974 | 6 | 0.81052
68509 | 13.23 | 0.8 | 365 | 12.1087 | 0.25446 | 12 | 0.36315
68510 | 11.025 | 0.8 | 365 | 10.0906 | 0.21205 | 10 | 0.30263
68511 | 7.54 | 0.8 | 365 | 6.9009 | 0.82303 | 7 | 0.72397
68517 | 6.555 | 1 | 365 | 7.4993 | 0.021543 | 7 | 0.52083
68368 | 10.05 | 0.8 | 365 | 9.1982 | 0.42459 | 9 | 0.6228
68516 | 5.355 | 0.8 | 365 | 4.9011 | 0.81728 | 5 | 0.71842
68520 | 6.213 | 1 | 365 | 7.108 | 0.23781 | 7 | 0.34583
68521 | 4.48 | 0.8 | 365 | 4.1003 | 0.21315 | 4 | 0.31345
68522 | 9.88 | 0.8 | 365 | 9.0426 | 0.11293 | 9 | 0.15555
68525 | 13.44 | 1 | 365 | 15.3761 | 0.79932 | 16 | 0.17543
68519 | 4.69 | 1 | 365 | 5.3656 | 0.74768 | 6 | 0.1133
68524 | 3.36 | 0.8 | 365 | 3.0752 | 0.15986 | 3 | 0.23509
68526 | 3.78 | 0.8 | 365 | 3.4596 | 0.92985 | 4 | 0.38947
68529 | 12.72 | 1 | 365 | 14.5524 | 0.14936 | 14 | 0.70175
68532 | 5.2 | 0.8 | 365 | 4.7593 | 0.53312 | 5 | 0.2924
68530 | 11.655 | 1 | 365 | 13.334 | 0.70878 | 14 | 0.042757
68531 | 10.08 | 0.8 | 365 | 9.2257 | 0.47959 | 9 | 0.70526
68533 | 11.385 | 1 | 365 | 13.0251 | 0.090048 | 13 | 0.11513
68534 | 9.315 | 1 | 365 | 10.6569 | 0.3464 | 11 | 0.0032847
68535 | 3.84 | 1 | 365 | 4.3932 | 0.79981 | 5 | 0.19298
68537 | 8.96 | 1 | 365 | 10.2507 | 0.53288 | 10 | 0.78362
68538 | 6.095 | 0.8 | 365 | 5.5784 | 0.17392 | 5 | 0.75234
68539 | 6.5 | 0.8 | 365 | 5.9491 | 0.9164 | 6 | 0.86549
68540 | 8.06 | 0.8 | 365 | 7.3769 | 0.77634 | 8 | 0.15321
68542 | 9.765 | 0.8 | 365 | 8.9374 | 0.9021 | 9 | 0.83947
68544 | 8.505 | 0.8 | 365 | 7.7842 | 0.59216 | 8 | 0.37631
68545 | 3.9 | 0.8 | 365 | 3.5695 | 0.14984 | 3 | 0.7193
68546 | 3.38 | 0.8 | 365 | 3.0935 | 0.19653 | 3 | 0.29006
68547 | 4.8 | 0.8 | 365 | 4.3932 | 0.79981 | 5 | 0.19298
68550 | 6.08 | 1 | 365 | 6.9559 | 0.93303 | 7 | 0.88889
64771 | 88.04 | 0.9 | 365 | 90.6504 | 0.57849 | 91 | 0.22891
68552 | 11.4 | 0.8 | 365 | 10.4338 | 0.89954 | 11 | 0.33333
68553 | 12.915 | 0.8 | 365 | 11.8204 | 0.67698 | 12 | 0.49736
68554 | 12.19 | 0.8 | 365 | 11.1568 | 0.34784 | 11 | 0.50467
68555 | 10.865 | 0.8 | 365 | 9.9441 | 0.91873 | 10 | 0.86286
26453 | 696.96 | 1 | 365 | 797.3613 | 0.16469 | 797 | 0.52596
68557 | 7.43 | 1 | 365 | 8.5003 | 0.026707 | 8 | 0.52704
68559 | 13.5 | 0.8 | 365 | 12.3558 | 0.74945 | 13 | 0.10526
68560 | 9.86 | 1 | 365 | 11.2804 | 0.59533 | 11 | 0.87573
68549 | 5.13 | 0.8 | 365 | 4.6952 | 0.40479 | 5 | 0.099998
68565 | 7.56 | 1 | 365 | 8.6491 | 0.32462 | 8 | 0.97368
68566 | 2.12 | 1 | 365 | 2.4254 | 0.85823 | 3 | 0.28362
68567 | 8.68 | 0.8 | 365 | 7.9443 | 0.91298 | 8 | 0.85731
68568 | 8.55 | 0.8 | 365 | 7.8253 | 0.67465 | 8 | 0.5
68569 | 6.09 | 1 | 365 | 6.9673 | 0.95594 | 7 | 0.92324
68570 | 11.2 | 0.8 | 365 | 10.2507 | 0.53288 | 10 | 0.78362
68574 | 3.36 | 0.8 | 365 | 3.0752 | 0.15986 | 3 | 0.23509
68575 | 8.45 | 0.8 | 365 | 7.7338 | 0.49132 | 8 | 0.22514
68577 | 5.04 | 0.8 | 365 | 4.6128 | 0.2398 | 4 | 0.85263
68579 | 11.6 | 1 | 365 | 13.271 | 0.58275 | 13 | 0.8538
68580 | 5.46 | 0.8 | 365 | 4.9972 | 0.0097787 | 5 | 0.0070153
68581 | 13.5 | 1 | 365 | 15.4448 | 0.93682 | 16 | 0.38157
68583 | 5.88 | 0.8 | 365 | 5.3816 | 0.77976 | 6 | 0.1614
68585 | 12.426 | 0.8 | 365 | 11.3728 | 0.7805 | 12 | 0.15333
68586 | 4.94 | 0.8 | 365 | 4.5213 | 0.056466 | 4 | 0.57778
68589 | 4.68 | 0.8 | 365 | 4.2833 | 0.57981 | 4 | 0.86316
68590 | 7.68 | 0.8 | 365 | 7.0291 | 0.079689 | 7 | 0.10877
68591 | 8 | 0.8 | 365 | 7.322 | 0.66634 | 7 | 0.9883
68592 | 14 | 0.8 | 365 | 12.8134 | 0.6661 | 13 | 0.47953
68597 | 9.45 | 0.8 | 365 | 8.6491 | 0.32462 | 8 | 0.97368
68598 | 11.76 | 0.8 | 365 | 10.7633 | 0.55952 | 11 | 0.3228
68601 | 10.08 | 0.8 | 365 | 9.2257 | 0.47959 | 9 | 0.70526
68602 | 5.04 | 0.8 | 365 | 4.6128 | 0.2398 | 4 | 0.85263
68603 | 6.72 | 0.8 | 365 | 6.1504 | 0.31973 | 6 | 0.47017
68604 | 7.84 | 0.8 | 365 | 7.1755 | 0.37302 | 7 | 0.54853
68605 | 7.56 | 0.8 | 365 | 6.9193 | 0.85969 | 7 | 0.77894
68606 | 9.45 | 0.8 | 365 | 8.6491 | 0.32462 | 8 | 0.97368
68607 | 7.84 | 0.8 | 365 | 7.1755 | 0.37302 | 7 | 0.54853
68608 | 6.447 | 0.8 | 365 | 5.9006 | 0.81924 | 6 | 0.71982
68609 | 6.76 | 0.8 | 365 | 6.1871 | 0.39306 | 6 | 0.58011
68610 | 7.65 | 0.8 | 365 | 7.0016 | 0.02469 | 7 | 0.026313
68611 | 13.26 | 0.8 | 365 | 12.1361 | 0.30946 | 12 | 0.44561
68612 | 5.98 | 0.8 | 365 | 5.4732 | 0.96309 | 6 | 0.43625
68613 | 10.92 | 0.8 | 365 | 9.9945 | 0.019557 | 10 | 0.014031
68614 | 7.54 | 0.8 | 365 | 6.9009 | 0.82303 | 7 | 0.72397
68616 | 13.25 | 0.8 | 365 | 12.127 | 0.29113 | 12 | 0.41812
68617 | 2.16 | 0.8 | 365 | 1.9769 | 0.95991 | 2 | 0.93684
52343 | 3.12 | 1 | 365 | 3.5695 | 0.14984 | 3 | 0.7193
68622 | 7.125 | 0.8 | 365 | 6.5211 | 0.062211 | 6 | 0.58333
68623 | 11.13 | 0.8 | 365 | 10.1867 | 0.40455 | 10 | 0.59122
68625 | 9.52 | 0.8 | 365 | 8.7131 | 0.45295 | 9 | 0.16608
68626 | 8.4 | 0.8 | 365 | 7.6881 | 0.39966 | 8 | 0.087716
68627 | 2.24 | 0.8 | 365 | 2.0501 | 0.10658 | 2 | 0.15672
68628 | 5.67 | 0.8 | 365 | 5.1894 | 0.39477 | 5 | 0.58421
68365 | 4.64 | 0.8 | 365 | 4.2467 | 0.50648 | 4 | 0.75321
68629 | 12.075 | 1 | 365 | 13.8145 | 0.67126 | 14 | 0.48574
68630 | 2.86 | 0.8 | 365 | 2.6176 | 0.24322 | 2 | 0.86082
68631 | 5.2 | 0.8 | 365 | 4.7593 | 0.53312 | 5 | 0.2924
68632 | 7 | 0.8 | 365 | 6.4067 | 0.83305 | 7 | 0.23976
68635 | 7.56 | 0.8 | 365 | 6.9193 | 0.85969 | 7 | 0.77894
68637 | 2.08 | 0.8 | 365 | 1.9037 | 0.81325 | 2 | 0.71696
68638 | 9.135 | 0.8 | 365 | 8.3608 | 0.74713 | 9 | 0.10789
68642 | 8.19 | 0.8 | 365 | 7.4959 | 0.014668 | 7 | 0.51052
68641 | 5.88 | 0.8 | 365 | 5.3816 | 0.77976 | 6 | 0.1614
68643 | 10.64 | 0.8 | 365 | 9.7382 | 0.50624 | 10 | 0.24444
68644 | 5.72 | 0.8 | 365 | 5.2352 | 0.48643 | 5 | 0.72164
68646 | 3.36 | 0.8 | 365 | 3.0752 | 0.15986 | 3 | 0.23509
63316 | 75.6 | 0.9 | 365 | 77.8416 | 0.92155 | 78 | 0.76312
68648 | 6.325 | 0.8 | 365 | 5.7889 | 0.59558 | 6 | 0.3845
64881 | 68.48 | 0.9 | 365 | 70.5105 | 0.23688 | 70 | 0.74734
68651 | 6.03 | 0.8 | 365 | 5.5189 | 0.054756 | 5 | 0.57368
68652 | 4.95 | 0.8 | 365 | 4.5305 | 0.074799 | 4 | 0.60526
68653 | 8.96 | 0.8 | 365 | 8.2006 | 0.4263 | 8 | 0.6269
64033 | 74.4 | 0.9 | 365 | 76.606 | 0.44661 | 77 | 0.052597
64225 | 253.44 | 0.9 | 365 | 260.9546 | 0.70844 | 261 | 0.66304
68654 | 4.93 | 0.8 | 365 | 4.5122 | 0.038134 | 4 | 0.55029
68655 | 3.71 | 0.8 | 365 | 3.3956 | 0.80152 | 4 | 0.19707
68659 | 8.1 | 0.8 | 365 | 7.4135 | 0.84967 | 8 | 0.26315
68661 | 5.415 | 0.8 | 365 | 4.9561 | 0.92728 | 5 | 0.88333
68663 | 4.42 | 0.8 | 365 | 4.0454 | 0.10315 | 4 | 0.14854
68667 | 5.76 | 0.8 | 365 | 5.2718 | 0.55977 | 5 | 0.83158
68666 | 7.125 | 0.8 | 365 | 6.5211 | 0.062211 | 6 | 0.58333
66363 | 7.68 | 1 | 365 | 8.7864 | 0.59961 | 9 | 0.38596
68669 | 12.255 | 0.8 | 365 | 11.2163 | 0.467 | 11 | 0.68333
66285 | 5.52 | 1 | 365 | 6.3152 | 0.64972 | 6 | 0.96491
68670 | 11.4 | 0.8 | 365 | 10.4338 | 0.89954 | 11 | 0.33333
68671 | 12.74 | 0.8 | 365 | 11.6602 | 0.35615 | 12 | 0.016369
68672 | 2.385 | 1 | 365 | 2.7286 | 0.4655 | 3 | 0.19408
68673 | 11.2 | 0.8 | 365 | 10.2507 | 0.53288 | 10 | 0.78362
68674 | 5.12 | 0.8 | 365 | 4.6861 | 0.38646 | 5 | 0.072513
68676 | 9.315 | 0.8 | 365 | 8.5255 | 0.077122 | 8 | 0.60263
68678 | 19.62 | 0.8 | 365 | 17.9571 | 0.9692 | 18 | 0.92631
68679 | 2.205 | 0.8 | 365 | 2.0181 | 0.042411 | 2 | 0.060525
68681 | 4.16 | 0.8 | 365 | 3.8074 | 0.6265 | 4 | 0.43392
68680 | 15.12 | 0.8 | 365 | 13.8385 | 0.71939 | 14 | 0.55789
68682 | 5.1 | 0.8 | 365 | 4.6677 | 0.34979 | 5 | 0.017542
68683 | 8.96 | 0.8 | 365 | 8.2006 | 0.4263 | 8 | 0.6269
68684 | 9.8 | 0.8 | 365 | 8.9694 | 0.96627 | 9 | 0.93567
68686 | 4.2 | 0.8 | 365 | 3.844 | 0.69983 | 4 | 0.54386
68687 | 7.245 | 0.8 | 365 | 6.6309 | 0.28221 | 6 | 0.91315
68689 | 10.56 | 0.8 | 365 | 9.665 | 0.35957 | 10 | 0.024557
68688 | 7.02 | 0.8 | 365 | 6.425 | 0.86972 | 7 | 0.29473
68690 | 5.72 | 0.8 | 365 | 5.2352 | 0.48643 | 5 | 0.72164
68691 | 6.48 | 0.8 | 365 | 5.9308 | 0.87974 | 6 | 0.81052
68694 | 7 | 0.8 | 365 | 6.4067 | 0.83305 | 7 | 0.23976
68696 | 14.04 | 0.8 | 365 | 12.85 | 0.73943 | 13 | 0.58947
68697 | 4.42 | 0.8 | 365 | 4.0454 | 0.10315 | 4 | 0.14854
68698 | 14 | 0.8 | 365 | 12.8134 | 0.6661 | 13 | 0.47953
68699 | 1.96 | 0.8 | 365 | 1.7939 | 0.59325 | 2 | 0.38713
68700 | 7.28 | 0.8 | 365 | 6.663 | 0.34637 | 7 | 0.0093537
68701 | 9.36 | 0.8 | 365 | 8.5667 | 0.15962 | 8 | 0.72631
68702 | 5.67 | 0.8 | 365 | 5.1894 | 0.39477 | 5 | 0.58421
68703 | 8.505 | 0.8 | 365 | 7.7842 | 0.59216 | 8 | 0.37631
68704 | 7.56 | 0.8 | 365 | 6.9193 | 0.85969 | 7 | 0.77894
68705 | 6.76 | 0.8 | 365 | 6.1871 | 0.39306 | 6 | 0.58011
68706 | 4.48 | 0.8 | 365 | 4.1003 | 0.21315 | 4 | 0.31345
68708 | 3.64 | 0.8 | 365 | 3.3315 | 0.67319 | 4 | 0.0046769
68709 | 13.78 | 0.8 | 365 | 12.6121 | 0.26277 | 12 | 0.87485
68710 | 8.32 | 0.8 | 365 | 7.6148 | 0.253 | 7 | 0.86783
68711 | 8.82 | 0.8 | 365 | 8.0725 | 0.16964 | 8 | 0.2421
68712 | 6.5 | 0.8 | 365 | 5.9491 | 0.9164 | 6 | 0.86549
68713 | 13.44 | 0.8 | 365 | 12.3009 | 0.63946 | 12 | 0.94035
68714 | 8.82 | 0.8 | 365 | 8.0725 | 0.16964 | 8 | 0.2421
68716 | 6.615 | 0.8 | 365 | 6.0543 | 0.12723 | 6 | 0.18158
65620 | 7.95 | 0.8 | 365 | 7.2762 | 0.57468 | 7 | 0.85087
68722 | 2.43 | 0.8 | 365 | 2.224 | 0.4549 | 2 | 0.67895
68723 | 6.75 | 0.8 | 365 | 6.1779 | 0.37473 | 6 | 0.55263
66290 | 7.95 | 1 | 365 | 9.0952 | 0.21835 | 9 | 0.31359
66352 | 5.72 | 1 | 365 | 6.544 | 0.10804 | 6 | 0.65204
66399 | 7.54 | 1 | 365 | 8.6262 | 0.27878 | 8 | 0.90497
66430 | 9.01 | 1 | 365 | 10.3079 | 0.64746 | 10 | 0.9554
67033 | 7.56 | 0.8 | 365 | 6.9193 | 0.85969 | 7 | 0.77894
68465 | 9.3 | 0.8 | 365 | 8.5118 | 0.049623 | 8 | 0.5614
68832 | 5.36 | 0.8 | 365 | 4.9057 | 0.82645 | 5 | 0.73216
68167 | 5.4 | 0.8 | 365 | 4.9423 | 0.89978 | 5 | 0.8421
68064 | 12 | 0.8 | 365 | 10.9829 | 0.99951 | 11 | 0.98245
68198 | 6.405 | 1 | 365 | 7.3277 | 0.6778 | 8 | 0.0054792
68429 | 21.06 | 0.8 | 365 | 19.2751 | 0.60915 | 19 | 0.8842
68111 | 4.59 | 0.8 | 365 | 4.201 | 0.41481 | 4 | 0.61579
68287 | 15.96 | 0.8 | 365 | 14.6073 | 0.25935 | 14 | 0.86666
68675 | 14.84 | 0.8 | 365 | 13.5822 | 0.20607 | 13 | 0.7883
68192 | 6.3 | 1 | 365 | 7.2076 | 0.43718 | 7 | 0.64473
67292 | 9.275 | 1 | 365 | 10.6111 | 0.25474 | 10 | 0.86586
68707 | 12.74 | 0.8 | 365 | 11.6602 | 0.35615 | 12 | 0.016369
45560 | 13.16 | 0.8 | 365 | 12.0446 | 0.12613 | 12 | 0.17075
66378 | 6.24 | 1 | 365 | 7.1389 | 0.29968 | 7 | 0.43859
68745 | 7.43 | 1 | 365 | 8.5003 | 0.026707 | 8 | 0.52704
39503 | 7.54 | 1 | 365 | 8.6262 | 0.27878 | 8 | 0.90497
34793 | 111.51 | 0.9 | 365 | 114.8163 | 0.98429 | 115 | 0.80061
55058 | 8.215 | 1 | 365 | 9.3984 | 0.82563 | 10 | 0.22405
67758 | 9.57 | 0.8 | 365 | 8.7589 | 0.54461 | 9 | 0.3035
68115 | 7.14 | 0.8 | 365 | 6.5348 | 0.089711 | 6 | 0.62456
68128 | 13.395 | 0.8 | 365 | 12.2597 | 0.55696 | 12 | 0.81666
68399 | 8.04 | 1 | 365 | 9.1982 | 0.42459 | 9 | 0.6228
68447 | 11.76 | 0.8 | 365 | 10.7633 | 0.55952 | 11 | 0.3228
68649 | 6.84 | 1 | 365 | 7.8253 | 0.67465 | 8 | 0.5
68770 | 7.2 | 1 | 365 | 8.2372 | 0.49964 | 8 | 0.73684
68488 | 5.565 | 0.8 | 365 | 5.0933 | 0.20227 | 5 | 0.29561
59618 | 759.78 | 1 | 365 | 869.2309 | 0.124 | 869 | 0.35487
45410 | 7.98 | 0.8 | 365 | 7.3037 | 0.62968 | 7 | 0.93333
67799 | 11.7 | 1 | 365 | 13.3855 | 0.81191 | 14 | 0.19736
68203 | 7.98 | 0.8 | 365 | 7.3037 | 0.62968 | 7 | 0.93333
68234 | 6.3 | 1 | 365 | 7.2076 | 0.43718 | 7 | 0.64473
68425 | 9.6 | 0.8 | 365 | 8.7864 | 0.59961 | 9 | 0.38596
68496 | 7.8 | 1 | 365 | 8.9236 | 0.8746 | 9 | 0.79824
68615 | 11.96 | 0.8 | 365 | 10.9463 | 0.92618 | 11 | 0.87251
68726 | 5.94 | 0.8 | 365 | 5.4366 | 0.88976 | 6 | 0.32631
68728 | 9.275 | 0.8 | 365 | 8.4889 | 0.0037907 | 8 | 0.49269
68729 | 11.13 | 0.8 | 365 | 10.1867 | 0.40455 | 10 | 0.59122
68732 | 4.32 | 0.8 | 365 | 3.9539 | 0.91982 | 4 | 0.87368
68733 | 11.07 | 0.8 | 365 | 10.1318 | 0.29455 | 10 | 0.42631
68734 | 11.66 | 0.8 | 365 | 10.6718 | 0.37619 | 11 | 0.047948
68735 | 6.095 | 0.8 | 365 | 5.5784 | 0.17392 | 5 | 0.75234
62225 | 56.1 | 0.9 | 365 | 57.7634 | 0.70369 | 58 | 0.46708
68740 | 3.975 | 0.8 | 365 | 3.6381 | 0.28734 | 3 | 0.92544
68743 | 13.52 | 0.8 | 365 | 12.3741 | 0.78612 | 13 | 0.16023
68747 | 3.315 | 0.8 | 365 | 3.034 | 0.077366 | 3 | 0.1114
68748 | 11.2 | 0.8 | 365 | 10.2507 | 0.53288 | 10 | 0.78362
68750 | 9.52 | 0.8 | 365 | 8.7131 | 0.45295 | 9 | 0.16608
53158 | 44.28 | 0.8 | 365 | 40.527 | 0.17821 | 40 | 0.70524
68558 | 12.88 | 1 | 365 | 14.7354 | 0.51601 | 15 | 0.25146
68752 | 2.34 | 0.8 | 365 | 2.1417 | 0.28991 | 2 | 0.43158
65245 | 28.56 | 0.7 | 365 | 22.872 | 0.81399 | 23 | 0.68595
49191 | 31.185 | 0.7 | 365 | 24.9742 | 0.024831 | 24 | 0.999
68725 | 7.155 | 0.8 | 365 | 6.5486 | 0.11721 | 6 | 0.66579
68753 | 9.45 | 0.8 | 365 | 8.6491 | 0.32462 | 8 | 0.97368
68578 | 4.275 | 0.8 | 365 | 3.9127 | 0.83733 | 4 | 0.75
68754 | 9.36 | 0.8 | 365 | 8.5667 | 0.15962 | 8 | 0.72631
68755 | 9.135 | 0.8 | 365 | 8.3608 | 0.74713 | 9 | 0.10789
68757 | 12.9 | 0.8 | 365 | 11.8067 | 0.64948 | 12 | 0.45614
68758 | 6.16 | 0.8 | 365 | 5.6379 | 0.29308 | 5 | 0.93099
68760 | 7.56 | 0.8 | 365 | 6.9193 | 0.85969 | 7 | 0.77894
68761 | 5.32 | 0.8 | 365 | 4.8691 | 0.75312 | 5 | 0.62222
68763 | 3.975 | 0.8 | 365 | 3.6381 | 0.28734 | 3 | 0.92544
68765 | 9.6 | 0.8 | 365 | 8.7864 | 0.59961 | 9 | 0.38596
68767 | 16.75 | 0.8 | 365 | 15.3304 | 0.70765 | 16 | 0.038005
68768 | 5.1 | 0.8 | 365 | 4.6677 | 0.34979 | 5 | 0.017542
68769 | 7.68 | 0.8 | 365 | 7.0291 | 0.079689 | 7 | 0.10877
68772 | 6.36 | 0.8 | 365 | 5.821 | 0.65974 | 6 | 0.4807
68773 | 3.36 | 0.8 | 365 | 3.0752 | 0.15986 | 3 | 0.23509
64042 | 108 | 0.7 | 365 | 86.4906 | 0.24617 | 86 | 0.7368
68774 | 12.825 | 0.8 | 365 | 11.738 | 0.51198 | 12 | 0.24999
68775 | 12.04 | 0.8 | 365 | 11.0195 | 0.072845 | 11 | 0.092393
68776 | 5.565 | 0.8 | 365 | 5.0933 | 0.20227 | 5 | 0.29561
68634 | 10.26 | 1 | 365 | 11.738 | 0.51198 | 12 | 0.24999
68777 | 6.16 | 0.8 | 365 | 5.6379 | 0.29308 | 5 | 0.93099
68779 | 9.6 | 0.8 | 365 | 8.7864 | 0.59961 | 9 | 0.38596
68778 | 12.915 | 0.8 | 365 | 11.8204 | 0.67698 | 12 | 0.49736
68780 | 2.915 | 0.8 | 365 | 2.6679 | 0.34405 | 3 | 0.011987
35243 | 159.48 | 0.9 | 365 | 164.2086 | 0.92023 | 165 | 0.12887
68782 | 4.86 | 0.8 | 365 | 4.4481 | 0.9098 | 5 | 0.35789
68784 | 9.54 | 0.8 | 365 | 8.7314 | 0.48961 | 9 | 0.22105
68787 | 5.035 | 0.8 | 365 | 4.6083 | 0.23063 | 4 | 0.83889
68788 | 10.335 | 0.8 | 365 | 9.4591 | 0.94708 | 10 | 0.40614
68792 | 8.96 | 0.8 | 365 | 8.2006 | 0.4263 | 8 | 0.6269
68256 | 4.8 | 0.8 | 365 | 4.3932 | 0.79981 | 5 | 0.19298
68795 | 3.08 | 0.8 | 365 | 2.819 | 0.64654 | 3 | 0.4655
68794 | 7.56 | 0.8 | 365 | 6.9193 | 0.85969 | 7 | 0.77894
68793 | 5.76 | 0.8 | 365 | 5.2718 | 0.55977 | 5 | 0.83158
68796 | 4.25 | 0.8 | 365 | 3.8898 | 0.79149 | 4 | 0.68128
68798 | 4.56 | 0.8 | 365 | 4.1735 | 0.35982 | 4 | 0.53333
68799 | 5.13 | 0.8 | 365 | 4.6952 | 0.40479 | 5 | 0.099998
68800 | 3.38 | 0.8 | 365 | 3.0935 | 0.19653 | 3 | 0.29006
68801 | 6.21 | 0.8 | 365 | 5.6837 | 0.38475 | 6 | 0.068418
68802 | 7.28 | 0.8 | 365 | 6.663 | 0.34637 | 7 | 0.0093537
68803 | 7.935 | 0.8 | 365 | 7.2625 | 0.54718 | 7 | 0.80965
68804 | 8.4 | 0.8 | 365 | 7.6881 | 0.39966 | 8 | 0.087716
68805 | 8.4 | 0.8 | 365 | 7.6881 | 0.39966 | 8 | 0.087716
68806 | 3.05 | 0.8 | 365 | 2.7915 | 0.59154 | 3 | 0.38304
68807 | 11.2 | 0.8 | 365 | 10.2507 | 0.53288 | 10 | 0.78362
68808 | 8.75 | 0.8 | 365 | 8.0084 | 0.041312 | 8 | 0.049704
68809 | 11.97 | 0.8 | 365 | 10.9555 | 0.94451 | 11 | 0.9
65410 | 24.255 | 0.8 | 365 | 22.1993 | 0.46652 | 22 | 0.66578
68811 | 8.82 | 0.8 | 365 | 8.0725 | 0.16964 | 8 | 0.2421
66586 | 11.772 | 0.8 | 365 | 10.7743 | 0.58152 | 11 | 0.35578
68812 | 8.12 | 1 | 365 | 9.2897 | 0.60792 | 9 | 0.89766
68814 | 3.12 | 0.8 | 365 | 2.8556 | 0.71987 | 3 | 0.57544
68815 | 9.765 | 0.8 | 365 | 8.9374 | 0.9021 | 9 | 0.83947
68819 | 4.56 | 0.8 | 365 | 4.1735 | 0.35982 | 4 | 0.53333
68817 | 7.84 | 0.8 | 365 | 7.1755 | 0.37302 | 7 | 0.54853
68820 | 6.555 | 0.8 | 365 | 5.9994 | 0.017234 | 6 | 0.016664
68824 | 10.08 | 0.8 | 365 | 9.2257 | 0.47959 | 9 | 0.70526
68826 | 5.32 | 0.8 | 365 | 4.8691 | 0.75312 | 5 | 0.62222
64031 | 118.96 | 0.9 | 365 | 122.4872 | 0.34958 | 122 | 0.83679
64040 | 446.16 | 0.9 | 365 | 459.3888 | 0.18466 | 459 | 0.57348
68829 | 12.6 | 0.8 | 365 | 11.5321 | 0.099489 | 11 | 0.63157
64266 | 81.9 | 0.9 | 365 | 84.3284 | 0.91502 | 85 | 0.24338
64032 | 156.24 | 0.9 | 365 | 160.8726 | 0.23788 | 161 | 0.11045
68833 | 11.44 | 0.8 | 365 | 10.4704 | 0.97287 | 11 | 0.44327
68834 | 11.88 | 0.8 | 365 | 10.8731 | 0.77952 | 11 | 0.65263
68835 | 9.6 | 0.8 | 365 | 8.7864 | 0.59961 | 9 | 0.38596
68836 | 7.41 | 0.8 | 365 | 6.782 | 0.5847 | 7 | 0.36666
46889 | 10.08 | 0.8 | 365 | 9.2257 | 0.47959 | 9 | 0.70526
68837 | 11.2 | 0.8 | 365 | 10.2507 | 0.53288 | 10 | 0.78362
68839 | 3.6 | 0.8 | 365 | 3.2949 | 0.59985 | 3 | 0.89474
68841 | 9.45 | 0.8 | 365 | 8.6491 | 0.32462 | 8 | 0.97368
68842 | 5.94 | 0.8 | 365 | 5.4366 | 0.88976 | 6 | 0.32631
68843 | 13.23 | 0.8 | 365 | 12.1087 | 0.25446 | 12 | 0.36315
62512 | 146.28 | 0.9 | 365 | 150.6173 | 0.69583 | 151 | 0.31309
68844 | 6.08 | 1 | 365 | 6.9559 | 0.93303 | 7 | 0.88889
68845 | 9.88 | 0.8 | 365 | 9.0426 | 0.11293 | 9 | 0.15555
68846 | 10.88 | 0.8 | 365 | 9.9579 | 0.94623 | 10 | 0.90409
68848 | 7.98 | 0.8 | 365 | 7.3037 | 0.62968 | 7 | 0.93333
68851 | 4.32 | 0.8 | 365 | 3.9539 | 0.91982 | 4 | 0.87368
68852 | 12.825 | 0.8 | 365 | 11.738 | 0.51198 | 12 | 0.24999
68853 | 4.275 | 0.8 | 365 | 3.9127 | 0.83733 | 4 | 0.75
68855 | 7.56 | 0.8 | 365 | 6.9193 | 0.85969 | 7 | 0.77894
68857 | 4.68 | 0.8 | 365 | 4.2833 | 0.57981 | 4 | 0.86316
68859 | 2.86 | 0.8 | 365 | 2.6176 | 0.24322 | 2 | 0.86082
68860 | 5.7 | 0.8 | 365 | 5.2169 | 0.44977 | 5 | 0.66666
68861 | 5.8 | 0.8 | 365 | 5.3084 | 0.6331 | 5 | 0.94152
68863 | 6.72 | 0.8 | 365 | 6.1504 | 0.31973 | 6 | 0.47017
68864 | 9.405 | 0.8 | 365 | 8.6079 | 0.24212 | 8 | 0.85
68865 | 7.98 | 0.8 | 365 | 7.3037 | 0.62968 | 7 | 0.93333
68866 | 11.34 | 0.8 | 365 | 10.3789 | 0.78954 | 11 | 0.16842
68867 | 4.76 | 0.8 | 365 | 4.3566 | 0.72647 | 5 | 0.083039
68868 | 2.565 | 0.8 | 365 | 2.3476 | 0.7024 | 3 | 0.049999
68874 | 3.99 | 0.8 | 365 | 3.6518 | 0.31484 | 3 | 0.96667
68875 | 6.555 | 0.8 | 365 | 5.9994 | 0.017234 | 6 | 0.016664
68876 | 14.58 | 0.8 | 365 | 13.3443 | 0.72941 | 14 | 0.073678
68877 | 10.14 | 0.8 | 365 | 9.2806 | 0.58959 | 9 | 0.87017
68880 | 6.555 | 0.8 | 365 | 5.9994 | 0.017234 | 6 | 0.016664
68881 | 9.765 | 0.8 | 365 | 8.9374 | 0.9021 | 9 | 0.83947
68882 | 10.92 | 0.8 | 365 | 9.9945 | 0.019557 | 10 | 0.014031
68883 | 6.93 | 0.8 | 365 | 6.3426 | 0.70472 | 7 | 0.047366
68884 | 4.275 | 0.8 | 365 | 3.9127 | 0.83733 | 4 | 0.75
68886 | 10.545 | 0.8 | 365 | 9.6513 | 0.33207 | 9 | 0.98333
68892 | 5.6 | 0.8 | 365 | 5.1254 | 0.26644 | 5 | 0.39181
68872 | 8.835 | 0.8 | 365 | 8.0862 | 0.19714 | 8 | 0.28333
68889 | 4.41 | 0.8 | 365 | 4.0362 | 0.084821 | 4 | 0.12105
68878 | 5.415 | 0.8 | 365 | 4.9561 | 0.92728 | 5 | 0.88333
47961 | 11 | 0.8 | 365 | 10.0677 | 0.16622 | 10 | 0.23391
68893 | 4.68 | 0.8 | 365 | 4.2833 | 0.57981 | 4 | 0.86316
68894 | 7.875 | 0.8 | 365 | 7.2076 | 0.43718 | 7 | 0.64473
68895 | 8.96 | 0.8 | 365 | 8.2006 | 0.4263 | 8 | 0.6269
68896 | 3.12 | 0.8 | 365 | 2.8556 | 0.71987 | 3 | 0.57544
68897 | 5.2 | 0.8 | 365 | 4.7593 | 0.53312 | 5 | 0.2924
68899 | 9.88 | 0.8 | 365 | 9.0426 | 0.11293 | 9 | 0.15555
68900 | 6.76 | 0.8 | 365 | 6.1871 | 0.39306 | 6 | 0.58011
68901 | 4.48 | 0.8 | 365 | 4.1003 | 0.21315 | 4 | 0.31345
68902 | 12.455 | 0.8 | 365 | 11.3994 | 0.83366 | 12 | 0.23304
68904 | 10.4 | 0.8 | 365 | 9.5185 | 0.066245 | 9 | 0.58479
68905 | 9.8 | 1 | 365 | 11.2117 | 0.45784 | 11 | 0.66959
68906 | 7.02 | 0.8 | 365 | 6.425 | 0.86972 | 7 | 0.29473
68911 | 13.8 | 0.8 | 365 | 12.6304 | 0.29944 | 12 | 0.92982
68908 | 9.38 | 0.8 | 365 | 8.585 | 0.19629 | 8 | 0.78128
68916 | 6.21 | 0.8 | 365 | 5.6837 | 0.38475 | 6 | 0.068418
68920 | 5.67 | 0.8 | 365 | 5.1894 | 0.39477 | 5 | 0.58421
68919 | 14.28 | 1 | 365 | 16.3371 | 0.72428 | 17 | 0.061396
68923 | 11.4 | 1 | 365 | 13.0422 | 0.12442 | 13 | 0.16666
68924 | 10.73 | 0.8 | 365 | 9.8206 | 0.67123 | 10 | 0.49181
68932 | 8.25 | 0.8 | 365 | 7.5508 | 0.12467 | 7 | 0.67544
68935 | 6.09 | 0.8 | 365 | 5.5738 | 0.16475 | 5 | 0.73859
68936 | 5.04 | 0.8 | 365 | 4.6128 | 0.2398 | 4 | 0.85263
68933 | 8.215 | 0.8 | 365 | 7.5187 | 0.0605 | 7 | 0.57924
53767 | 302.08 | 1 | 365 | 345.5964 | 0.25136 | 345 | 0.8478
68940 | 3.78 | 0.8 | 365 | 3.4596 | 0.92985 | 4 | 0.38947
68942 | 2.34 | 0.8 | 365 | 2.1417 | 0.28991 | 2 | 0.43158
68943 | 10.4 | 0.8 | 365 | 9.5185 | 0.066245 | 9 | 0.58479
64718 | 75.6 | 0.9 | 365 | 77.8416 | 0.92155 | 78 | 0.76312
64038 | 150.255 | 0.9 | 365 | 154.7101 | 0.89409 | 155 | 0.60421
13235 | 1797.12 | 0.8 | 365 | 1644.8047 | 0.64716 | 1645 | 0.45189
68479 | 11 | 0.8 | 365 | 10.0677 | 0.16622 | 10 | 0.23391
68242 | 12.2 | 0.8 | 365 | 11.166 | 0.36617 | 11 | 0.53216
67593 | 10.26 | 0.8 | 365 | 9.3904 | 0.80958 | 10 | 0.2
67658 | 4.77 | 1 | 365 | 5.4571 | 0.93101 | 6 | 0.38816
49223 | 6.76 | 1 | 365 | 7.7338 | 0.49132 | 8 | 0.22514
67831 | 4.59 | 0.8 | 365 | 4.201 | 0.41481 | 4 | 0.61579
67924 | 5.4 | 0.8 | 365 | 4.9423 | 0.89978 | 5 | 0.8421
68093 | 5.94 | 0.8 | 365 | 5.4366 | 0.88976 | 6 | 0.32631
68132 | 7.56 | 1 | 365 | 8.6491 | 0.32462 | 8 | 0.97368
68140 | 8.64 | 0.8 | 365 | 7.9077 | 0.83965 | 8 | 0.74736
68147 | 8.91 | 0.8 | 365 | 8.1548 | 0.33464 | 8 | 0.48947
68153 | 6.16 | 0.8 | 365 | 5.6379 | 0.29308 | 5 | 0.93099
68188 | 11.4 | 0.8 | 365 | 10.4338 | 0.89954 | 11 | 0.33333
68205 | 4.05 | 0.8 | 365 | 3.7067 | 0.42484 | 4 | 0.13158
68258 | 4.32 | 0.8 | 365 | 3.9539 | 0.91982 | 4 | 0.87368
68262 | 4.32 | 0.8 | 365 | 3.9539 | 0.91982 | 4 | 0.87368
68267 | 9 | 1 | 365 | 10.2965 | 0.62454 | 10 | 0.92105
68285 | 8.4 | 1 | 365 | 9.6101 | 0.24957 | 9 | 0.85964
68301 | 6.48 | 0.8 | 365 | 5.9308 | 0.87974 | 6 | 0.81052
68307 | 4.93 | 0.8 | 365 | 4.5122 | 0.038134 | 4 | 0.55029
68314 | 4.5 | 0.8 | 365 | 4.1186 | 0.24982 | 4 | 0.36842
68337 | 5.13 | 0.8 | 365 | 4.6952 | 0.40479 | 5 | 0.099998
68338 | 4.32 | 0.8 | 365 | 3.9539 | 0.91982 | 4 | 0.87368
68345 | 8.82 | 0.8 | 365 | 8.0725 | 0.16964 | 8 | 0.2421
68366 | 3.24 | 0.8 | 365 | 2.9654 | 0.93987 | 3 | 0.90526
68423 | 5.4 | 0.8 | 365 | 4.9423 | 0.89978 | 5 | 0.8421
68426 | 4.32 | 0.8 | 365 | 3.9539 | 0.91982 | 4 | 0.87368
68435 | 16.5 | 1 | 365 | 18.8769 | 0.81166 | 19 | 0.68859
68230 | 11.34 | 1 | 365 | 12.9736 | 0.98693 | 13 | 0.96052
68235 | 10.675 | 0.8 | 365 | 9.7702 | 0.5704 | 10 | 0.34064
68452 | 4.24 | 0.8 | 365 | 3.8806 | 0.77316 | 4 | 0.6538
68462 | 5.12 | 0.8 | 365 | 4.6861 | 0.38646 | 5 | 0.072513
68468 | 8.37 | 0.8 | 365 | 7.6606 | 0.34466 | 8 | 0.0052597
68472 | 7.2 | 0.8 | 365 | 6.5898 | 0.19971 | 6 | 0.78947
68482 | 5.355 | 1 | 365 | 6.1264 | 0.2716 | 6 | 0.39802
68484 | 12 | 1 | 365 | 13.7287 | 0.49939 | 14 | 0.22806
68450 | 12.925 | 0.8 | 365 | 11.8295 | 0.69531 | 12 | 0.52485
68379 | 9.975 | 1 | 365 | 11.412 | 0.85887 | 12 | 0.27083
68556 | 5.13 | 0.8 | 365 | 4.6952 | 0.40479 | 5 | 0.099998
68561 | 3.51 | 1 | 365 | 4.0156 | 0.043572 | 4 | 0.059209
68595 | 11.05 | 0.8 | 365 | 10.1135 | 0.25789 | 10 | 0.37134
66248 | 446.4 | 0.9 | 365 | 459.6359 | 0.67964 | 460 | 0.31558
68658 | 4.86 | 0.8 | 365 | 4.4481 | 0.9098 | 5 | 0.35789
68660 | 2.16 | 0.8 | 365 | 1.9769 | 0.95991 | 2 | 0.93684
68664 | 6.38 | 0.8 | 365 | 5.8393 | 0.69641 | 6 | 0.53567
68693 | 8.1 | 0.8 | 365 | 7.4135 | 0.84967 | 8 | 0.26315
68620 | 5.13 | 1 | 365 | 5.869 | 0.75599 | 6 | 0.625
68762 | 9 | 0.8 | 365 | 8.2372 | 0.49964 | 8 | 0.73684
68790 | 7.83 | 0.8 | 365 | 7.1664 | 0.35468 | 7 | 0.52105
68870 | 3.71 | 1 | 365 | 4.2444 | 0.5019 | 4 | 0.74634
59613 | 948.72 | 1 | 365 | 1085.3888 | 0.10193 | 1085 | 0.49074
68945 | 6.76 | 0.8 | 365 | 6.1871 | 0.39306 | 6 | 0.58011
68947 | 5.72 | 0.8 | 365 | 5.2352 | 0.48643 | 5 | 0.72164
68948 | 4.48 | 0.8 | 365 | 4.1003 | 0.21315 | 4 | 0.31345
68950 | 4.48 | 0.8 | 365 | 4.1003 | 0.21315 | 4 | 0.31345
68951 | 1.68 | 0.8 | 365 | 1.5376 | 0.079932 | 1 | 0.61754
68952 | 14.3 | 0.8 | 365 | 13.088 | 0.21609 | 13 | 0.30409
68949 | 6.3 | 0.8 | 365 | 5.766 | 0.54974 | 6 | 0.31579
68953 | 11.2 | 0.8 | 365 | 10.2507 | 0.53288 | 10 | 0.78362
68958 | 10.2 | 0.8 | 365 | 9.3355 | 0.69959 | 10 | 0.035084
68959 | 5.04 | 0.8 | 365 | 4.6128 | 0.2398 | 4 | 0.85263
68962 | 7.28 | 0.8 | 365 | 6.663 | 0.34637 | 7 | 0.0093537
68963 | 13.44 | 0.8 | 365 | 12.3009 | 0.63946 | 12 | 0.94035
68966 | 4.41 | 0.8 | 365 | 4.0362 | 0.084821 | 4 | 0.12105
68967 | 6.48 | 0.8 | 365 | 5.9308 | 0.87974 | 6 | 0.81052
68968 | 12 | 0.8 | 365 | 10.9829 | 0.99951 | 11 | 0.98245
68971 | 6.48 | 0.8 | 365 | 5.9308 | 0.87974 | 6 | 0.81052
68972 | 6.6 | 0.8 | 365 | 6.0406 | 0.099732 | 6 | 0.14035
49061 | 10.2 | 0.8 | 365 | 9.3355 | 0.69959 | 10 | 0.035084
68975 | 14.04 | 0.8 | 365 | 12.85 | 0.73943 | 13 | 0.58947
68976 | 5.985 | 1 | 365 | 6.8472 | 0.71532 | 7 | 0.5625
47859 | 76.44 | 0.9 | 365 | 78.7065 | 0.65401 | 79 | 0.36049
68979 | 2.52 | 0.8 | 365 | 2.3064 | 0.6199 | 2 | 0.92631
68980 | 11.18 | 0.8 | 365 | 10.2324 | 0.49621 | 10 | 0.72865
68981 | 11.655 | 0.8 | 365 | 10.6672 | 0.36703 | 11 | 0.034206
68982 | 5.88 | 0.8 | 365 | 5.3816 | 0.77976 | 6 | 0.1614
68983 | 8.58 | 0.8 | 365 | 7.8528 | 0.72965 | 8 | 0.58245
68984 | 5.2 | 0.8 | 365 | 4.7593 | 0.53312 | 5 | 0.2924
68985 | 3.12 | 0.8 | 365 | 2.8556 | 0.71987 | 3 | 0.57544
68986 | 10.92 | 0.8 | 365 | 9.9945 | 0.019557 | 10 | 0.014031
68989 | 5.6 | 0.8 | 365 | 5.1254 | 0.26644 | 5 | 0.39181
68988 | 9.8 | 0.8 | 365 | 8.9694 | 0.96627 | 9 | 0.93567
68990 | 5.04 | 0.8 | 365 | 4.6128 | 0.2398 | 4 | 0.85263
68991 | 5.32 | 0.8 | 365 | 4.8691 | 0.75312 | 5 | 0.62222
68992 | 4.59 | 0.8 | 365 | 4.201 | 0.41481 | 4 | 0.61579
68993 | 6 | 0.8 | 365 | 5.4915 | 0.99976 | 6 | 0.49123
68994 | 6 | 0.8 | 365 | 5.4915 | 0.99976 | 6 | 0.49123
68996 | 9.435 | 0.8 | 365 | 8.6353 | 0.29712 | 8 | 0.93245
69001 | 9.92 | 0.8 | 365 | 9.0792 | 0.18626 | 9 | 0.26549
69005 | 8.32 | 0.8 | 365 | 7.6148 | 0.253 | 7 | 0.86783
69011 | 10.35 | 0.8 | 365 | 9.4728 | 0.97458 | 10 | 0.44736
69013 | 9.81 | 0.8 | 365 | 8.9786 | 0.9846 | 9 | 0.96315
69016 | 8.125 | 0.8 | 365 | 7.4364 | 0.8955 | 8 | 0.33187
69017 | 5.04 | 0.8 | 365 | 4.6128 | 0.2398 | 4 | 0.85263
69014 | 14.04 | 0.8 | 365 | 12.85 | 0.73943 | 13 | 0.58947
69022 | 7.848 | 0.8 | 365 | 7.1828 | 0.38768 | 7 | 0.57052
69023 | 6.12 | 0.8 | 365 | 5.6013 | 0.21975 | 5 | 0.82105
69024 | 11.96 | 0.8 | 365 | 10.9463 | 0.92618 | 11 | 0.87251
69025 | 7.245 | 0.8 | 365 | 6.6309 | 0.28221 | 6 | 0.91315
69026 | 10.66 | 0.8 | 365 | 9.7565 | 0.5429 | 10 | 0.29941
69029 | 5.44 | 0.8 | 365 | 4.9789 | 0.97311 | 5 | 0.95204
69028 | 5.8 | 1 | 365 | 6.6355 | 0.29137 | 6 | 0.9269
69030 | 6.7 | 0.8 | 365 | 6.1321 | 0.28306 | 6 | 0.4152
69031 | 6.7 | 0.8 | 365 | 6.1321 | 0.28306 | 6 | 0.4152
69032 | 3.6 | 0.8 | 365 | 3.2949 | 0.59985 | 3 | 0.89474
69033 | 13 | 0.8 | 365 | 11.8982 | 0.83281 | 12 | 0.73099
69034 | 21.375 | 0.8 | 365 | 19.5634 | 0.18663 | 19 | 0.74999
69036 | 11.13 | 0.8 | 365 | 10.1867 | 0.40455 | 10 | 0.59122
69038 | 3.3 | 0.8 | 365 | 3.0203 | 0.049866 | 3 | 0.070174
69037 | 6.48 | 1 | 365 | 7.4135 | 0.84967 | 8 | 0.26315
68929 | 10.8 | 0.8 | 365 | 9.8846 | 0.79956 | 10 | 0.68421
69044 | 8.1 | 0.8 | 365 | 7.4135 | 0.84967 | 8 | 0.26315
69047 | 7.2 | 0.8 | 365 | 6.5898 | 0.19971 | 6 | 0.78947
69046 | 24.795 | 0.8 | 365 | 22.6935 | 0.45649 | 23 | 0.14999
69049 | 11.16 | 0.8 | 365 | 10.2141 | 0.45955 | 10 | 0.67368
69050 | 7.8 | 0.8 | 365 | 7.1389 | 0.29968 | 7 | 0.43859
67285 | 5.2 | 0.8 | 365 | 4.7593 | 0.53312 | 5 | 0.2924
69053 | 4.8 | 0.8 | 365 | 4.3932 | 0.79981 | 5 | 0.19298
69056 | 7.2 | 0.8 | 365 | 6.5898 | 0.19971 | 6 | 0.78947
69057 | 12.69 | 0.8 | 365 | 11.6145 | 0.26449 | 11 | 0.87894
69058 | 6.76 | 0.8 | 365 | 6.1871 | 0.39306 | 6 | 0.58011
69060 | 5.355 | 0.8 | 365 | 4.9011 | 0.81728 | 5 | 0.71842
69059 | 18.9 | 1 | 365 | 21.6227 | 0.31154 | 21 | 0.9342
69061 | 7.68 | 0.8 | 365 | 7.0291 | 0.079689 | 7 | 0.10877
69062 | 9 | 0.8 | 365 | 8.2372 | 0.49964 | 8 | 0.73684
69064 | 13.26 | 0.8 | 365 | 12.1361 | 0.30946 | 12 | 0.44561
69065 | 12.8 | 0.8 | 365 | 11.7151 | 0.46615 | 12 | 0.18128
69066 | 8.84 | 0.8 | 365 | 8.0908 | 0.20631 | 8 | 0.29707
69063 | 8.32 | 0.8 | 365 | 7.6148 | 0.253 | 7 | 0.86783
69067 | 6.3 | 0.8 | 365 | 5.766 | 0.54974 | 6 | 0.31579
69069 | 7.28 | 0.8 | 365 | 6.663 | 0.34637 | 7 | 0.0093537
69071 | 5.2 | 0.8 | 365 | 4.7593 | 0.53312 | 5 | 0.2924
69072 | 5.6 | 0.8 | 365 | 5.1254 | 0.26644 | 5 | 0.39181
69073 | 2.86 | 0.8 | 365 | 2.6176 | 0.24322 | 2 | 0.86082
49458 | 8.82 | 0.8 | 365 | 8.0725 | 0.16964 | 8 | 0.2421
69074 | 7.28 | 0.8 | 365 | 6.663 | 0.34637 | 7 | 0.0093537
69075 | 9.24 | 0.8 | 365 | 8.4569 | 0.93963 | 9 | 0.39649
69076 | 10.07 | 0.8 | 365 | 9.2165 | 0.46126 | 9 | 0.67777
69077 | 5.67 | 0.8 | 365 | 5.1894 | 0.39477 | 5 | 0.58421
69078 | 3.64 | 0.8 | 365 | 3.3315 | 0.67319 | 4 | 0.0046769
69079 | 6.27 | 0.8 | 365 | 5.7386 | 0.49475 | 6 | 0.23333
69081 | 6.72 | 0.8 | 365 | 6.1504 | 0.31973 | 6 | 0.47017
69082 | 8.375 | 0.8 | 365 | 7.6652 | 0.35383 | 8 | 0.019002
68910 | 12.06 | 0.8 | 365 | 11.0379 | 0.10951 | 11 | 0.14736
69083 | 10.26 | 0.8 | 365 | 9.3904 | 0.80958 | 10 | 0.2
69085 | 10.05 | 0.8 | 365 | 9.1982 | 0.42459 | 9 | 0.6228
69088 | 7.521 | 0.8 | 365 | 6.8836 | 0.7882 | 7 | 0.67175
69089 | 9.81 | 0.8 | 365 | 8.9786 | 0.9846 | 9 | 0.96315
69091 | 8.4 | 0.8 | 365 | 7.6881 | 0.39966 | 8 | 0.087716
59565 | 98.45 | 0.9 | 365 | 101.3691 | 0.048636 | 101 | 0.41772
69093 | 5.3 | 1 | 365 | 6.0635 | 0.14556 | 6 | 0.20906
69096 | 4.2 | 1 | 365 | 4.805 | 0.62479 | 5 | 0.42982
69098 | 8.1 | 1 | 365 | 9.2669 | 0.56209 | 9 | 0.82894
69099 | 6.6 | 0.8 | 365 | 6.0406 | 0.099732 | 6 | 0.14035
65275 | 39 | 0.7 | 365 | 31.2327 | 0.56112 | 31 | 0.79385
69105 | 7.245 | 0.8 | 365 | 6.6309 | 0.28221 | 6 | 0.91315
69106 | 11.025 | 0.8 | 365 | 10.0906 | 0.21205 | 10 | 0.30263
69107 | 3.42 | 0.8 | 365 | 3.1301 | 0.26986 | 3 | 0.4
69109 | 2.16 | 0.8 | 365 | 1.9769 | 0.95991 | 2 | 0.93684
69110 | 10.36 | 0.8 | 365 | 9.4819 | 0.99291 | 10 | 0.47485
69111 | 8.06 | 1 | 365 | 9.2211 | 0.47042 | 9 | 0.69152
69113 | 2.08 | 0.8 | 365 | 1.9037 | 0.81325 | 2 | 0.71696
69112 | 5.04 | 0.8 | 365 | 4.6128 | 0.2398 | 4 | 0.85263
36728 | 576 | 1 | 365 | 658.9763 | 0.97082 | 659 | 0.94707
69120 | 4.68 | 0.8 | 365 | 4.2833 | 0.57981 | 4 | 0.86316
69122 | 3.92 | 0.8 | 365 | 3.5878 | 0.18651 | 3 | 0.77427
69126 | 5.46 | 0.8 | 365 | 4.9972 | 0.0097787 | 5 | 0.0070153
69128 | 6.75 | 1 | 365 | 7.7224 | 0.46841 | 8 | 0.19079
69124 | 8 | 0.8 | 365 | 7.322 | 0.66634 | 7 | 0.9883
69129 | 11.6 | 1 | 365 | 13.271 | 0.58275 | 13 | 0.8538
69130 | 13.545 | 0.8 | 365 | 12.397 | 0.83195 | 13 | 0.22894
69132 | 4.41 | 0.8 | 365 | 4.0362 | 0.084821 | 4 | 0.12105
66245 | 30.16 | 0.9 | 365 | 31.0543 | 0.20362 | 31 | 0.25788
67857 | 3.71 | 0.8 | 365 | 3.3956 | 0.80152 | 4 | 0.19707
67664 | 12.74 | 0.8 | 365 | 11.6602 | 0.35615 | 12 | 0.016369
67692 | 5.67 | 0.8 | 365 | 5.1894 | 0.39477 | 5 | 0.58421
67608 | 8.58 | 0.8 | 365 | 7.8528 | 0.72965 | 8 | 0.58245
67892 | 4.32 | 0.8 | 365 | 3.9539 | 0.91982 | 4 | 0.87368
67060 | 3.78 | 0.8 | 365 | 3.4596 | 0.92985 | 4 | 0.38947
62219 | 3.12 | 1 | 365 | 3.5695 | 0.14984 | 3 | 0.7193
67542 | 5.67 | 0.8 | 365 | 5.1894 | 0.39477 | 5 | 0.58421
56378 | 2.6 | 1 | 365 | 2.9745 | 0.9582 | 3 | 0.93275
67237 | 5.94 | 0.8 | 365 | 5.4366 | 0.88976 | 6 | 0.32631
63289 | 17.755 | 1 | 365 | 20.3127 | 0.68764 | 21 | 0.00035636
67323 | 17.755 | 0.8 | 365 | 16.2502 | 0.55011 | 16 | 0.80029
66963 | 7.54 | 0.8 | 365 | 6.9009 | 0.82303 | 7 | 0.72397
66938 | 2.65 | 0.8 | 365 | 2.4254 | 0.85823 | 3 | 0.28362
66954 | 4.505 | 0.8 | 365 | 4.1232 | 0.25898 | 4 | 0.38216
66958 | 4.24 | 0.8 | 365 | 3.8806 | 0.77316 | 4 | 0.6538
66975 | 7.42 | 0.8 | 365 | 6.7911 | 0.60303 | 7 | 0.39415
67357 | 5.4 | 0.8 | 365 | 4.9423 | 0.89978 | 5 | 0.8421
68771 | 6.27 | 0.8 | 365 | 5.7386 | 0.49475 | 6 | 0.23333
68364 | 9.81 | 0.8 | 365 | 8.9786 | 0.9846 | 9 | 0.96315
69027 | 10.92 | 0.8 | 365 | 9.9945 | 0.019557 | 10 | 0.014031
68964 | 2.88 | 0.8 | 365 | 2.6359 | 0.27988 | 2 | 0.91579
69380 | 4.64 | 0.8 | 365 | 4.2467 | 0.50648 | 4 | 0.75321
60221 | 271.675 | 1 | 365 | 310.8114 | 0.57478 | 311 | 0.38619
66649 | 8.96 | 0.8 | 365 | 8.2006 | 0.4263 | 8 | 0.6269
66902 | 12.42 | 0.8 | 365 | 11.3673 | 0.7695 | 12 | 0.13684
67787 | 10.08 | 0.8 | 365 | 9.2257 | 0.47959 | 9 | 0.70526
59685 | 307.56 | 0.9 | 365 | 316.6793 | 0.32848 | 317 | 0.0077523
64991 | 71.25 | 0.9 | 365 | 73.3626 | 0.94988 | 74 | 0.31247
69133 | 8.82 | 0.8 | 365 | 8.0725 | 0.16964 | 8 | 0.2421
69134 | 7.2 | 0.8 | 365 | 6.5898 | 0.19971 | 6 | 0.78947
69135 | 7.685 | 0.8 | 365 | 7.0337 | 0.088855 | 7 | 0.12251
69121 | 2.385 | 0.8 | 365 | 2.1829 | 0.3724 | 2 | 0.55526
69140 | 2.12 | 0.8 | 365 | 1.9403 | 0.88658 | 2 | 0.8269
69141 | 9.275 | 0.8 | 365 | 8.4889 | 0.0037907 | 8 | 0.49269
69143 | 5.94 | 0.8 | 365 | 5.4366 | 0.88976 | 6 | 0.32631
69144 | 7.54 | 0.8 | 365 | 6.9009 | 0.82303 | 7 | 0.72397
69145 | 5.94 | 0.8 | 365 | 5.4366 | 0.88976 | 6 | 0.32631
69147 | 8.68 | 0.8 | 365 | 7.9443 | 0.91298 | 8 | 0.85731
69148 | 24.3 | 1 | 365 | 27.8006 | 0.68627 | 28 | 0.48683
69149 | 3.84 | 0.8 | 365 | 3.5145 | 0.039844 | 3 | 0.55438
69150 | 2.24 | 0.8 | 365 | 2.0501 | 0.10658 | 2 | 0.15672
69151 | 8.28 | 0.8 | 365 | 7.5782 | 0.17966 | 7 | 0.75789
69152 | 8.7 | 0.8 | 365 | 7.9626 | 0.94965 | 8 | 0.91228
69153 | 12.3 | 0.8 | 365 | 11.2575 | 0.5495 | 11 | 0.80701
69154 | 6.93 | 0.8 | 365 | 6.3426 | 0.70472 | 7 | 0.047366
69155 | 9.72 | 0.8 | 365 | 8.8962 | 0.81961 | 9 | 0.71579
69156 | 8.19 | 0.8 | 365 | 7.4959 | 0.014668 | 7 | 0.51052
69157 | 7.245 | 0.8 | 365 | 6.6309 | 0.28221 | 6 | 0.91315
69158 | 10.98 | 0.8 | 365 | 10.0494 | 0.12955 | 10 | 0.17894
69159 | 8.19 | 0.8 | 365 | 7.4959 | 0.014668 | 7 | 0.51052
68928 | 5.695 | 0.8 | 365 | 5.2123 | 0.4406 | 5 | 0.65292
69164 | 10.88 | 0.8 | 365 | 9.9579 | 0.94623 | 10 | 0.90409
69165 | 3.6 | 0.8 | 365 | 3.2949 | 0.59985 | 3 | 0.89474
69101 | 21.6 | 0.8 | 365 | 19.7693 | 0.59912 | 20 | 0.36841
69167 | 7.56 | 1 | 365 | 8.6491 | 0.32462 | 8 | 0.97368
69168 | 10.965 | 1 | 365 | 12.5446 | 0.12757 | 12 | 0.67214
69169 | 7.37 | 0.8 | 365 | 6.7454 | 0.51137 | 7 | 0.25672
29593 | 2609.84 | 0.8 | 365 | 2388.6425 | 0.60088 | 2389 | 0.24337
69171 | 10.44 | 0.8 | 365 | 9.5552 | 0.13958 | 9 | 0.69473
69175 | 11.76 | 0.8 | 365 | 10.7633 | 0.55952 | 11 | 0.3228
69176 | 6.4 | 0.8 | 365 | 5.8576 | 0.73307 | 6 | 0.59064
69177 | 5.025 | 0.8 | 365 | 4.5991 | 0.2123 | 4 | 0.8114
69178 | 4.578 | 0.8 | 365 | 4.19 | 0.39281 | 4 | 0.58281
69170 | 6.48 | 0.8 | 365 | 5.9308 | 0.87974 | 6 | 0.81052
69179 | 8.1 | 0.8 | 365 | 7.4135 | 0.84967 | 8 | 0.26315
69180 | 13.395 | 0.8 | 365 | 12.2597 | 0.55696 | 12 | 0.81666
69181 | 11.16 | 0.8 | 365 | 10.2141 | 0.45955 | 10 | 0.67368
68969 | 11.97 | 1 | 365 | 13.6944 | 0.43064 | 14 | 0.12499
69183 | 7.8 | 0.8 | 365 | 7.1389 | 0.29968 | 7 | 0.43859
69185 | 6.89 | 0.8 | 365 | 6.306 | 0.63139 | 6 | 0.93742
69187 | 7.04 | 0.8 | 365 | 6.4433 | 0.90638 | 7 | 0.3497
69188 | 2.52 | 0.8 | 365 | 2.3064 | 0.6199 | 2 | 0.92631
69189 | 10.08 | 0.8 | 365 | 9.2257 | 0.47959 | 9 | 0.70526
69186 | 6.24 | 0.8 | 365 | 5.7111 | 0.43975 | 6 | 0.15087
69191 | 6.36 | 0.8 | 365 | 5.821 | 0.65974 | 6 | 0.4807
69195 | 6.72 | 0.8 | 365 | 6.1504 | 0.31973 | 6 | 0.47017
69119 | 8.91 | 0.8 | 365 | 8.1548 | 0.33464 | 8 | 0.48947
69199 | 3.77 | 0.8 | 365 | 3.4505 | 0.91151 | 4 | 0.36199
69200 | 9.86 | 0.8 | 365 | 9.0243 | 0.076267 | 9 | 0.10058
69201 | 6.36 | 0.8 | 365 | 5.821 | 0.65974 | 6 | 0.4807
69202 | 4.505 | 0.8 | 365 | 4.1232 | 0.25898 | 4 | 0.38216
69203 | 5.12 | 0.8 | 365 | 4.6861 | 0.38646 | 5 | 0.072513
69206 | 10.05 | 0.8 | 365 | 9.1982 | 0.42459 | 9 | 0.6228
69210 | 5.035 | 0.8 | 365 | 4.6083 | 0.23063 | 4 | 0.83889
69212 | 7.875 | 0.8 | 365 | 7.2076 | 0.43718 | 7 | 0.64473
69215 | 6.095 | 0.8 | 365 | 5.5784 | 0.17392 | 5 | 0.75234
69216 | 5.04 | 0.8 | 365 | 4.6128 | 0.2398 | 4 | 0.85263
69217 | 3.38 | 0.8 | 365 | 3.0935 | 0.19653 | 3 | 0.29006
69219 | 9.975 | 0.8 | 365 | 9.1296 | 0.2871 | 9 | 0.41666
65812 | 362.56 | 0.8 | 365 | 331.8312 | 0.67864 | 332 | 0.50979
26543 | 287.37 | 0.8 | 365 | 263.0139 | 0.83335 | 263 | 0.84725
69220 | 8.265 | 0.8 | 365 | 7.5645 | 0.15216 | 7 | 0.71666
69221 | 5.7 | 0.8 | 365 | 5.2169 | 0.44977 | 5 | 0.66666
36121 | 3.64 | 0.8 | 365 | 3.3315 | 0.67319 | 4 | 0.0046769
69222 | 3.99 | 0.8 | 365 | 3.6518 | 0.31484 | 3 | 0.96667
69223 | 3.42 | 0.8 | 365 | 3.1301 | 0.26986 | 3 | 0.4
69224 | 5.985 | 0.8 | 365 | 5.4777 | 0.97226 | 6 | 0.45
69225 | 2.85 | 0.8 | 365 | 2.6084 | 0.22488 | 2 | 0.83333
69226 | 6.96 | 0.8 | 365 | 6.3701 | 0.75972 | 7 | 0.12982
69227 | 10.83 | 0.8 | 365 | 9.9121 | 0.85456 | 10 | 0.76666
69228 | 7.41 | 0.8 | 365 | 6.782 | 0.5847 | 7 | 0.36666
69229 | 5.7 | 0.8 | 365 | 5.2169 | 0.44977 | 5 | 0.66666
69231 | 9.405 | 0.8 | 365 | 8.6079 | 0.24212 | 8 | 0.85
69232 | 6.555 | 0.8 | 365 | 5.9994 | 0.017234 | 6 | 0.016664
69233 | 4.845 | 0.8 | 365 | 4.4344 | 0.8823 | 5 | 0.31666
69230 | 6.84 | 0.8 | 365 | 6.2603 | 0.53972 | 6 | 0.8
69234 | 8.96 | 0.8 | 365 | 8.2006 | 0.4263 | 8 | 0.6269
69235 | 5.415 | 0.8 | 365 | 4.9561 | 0.92728 | 5 | 0.88333
69236 | 10.545 | 0.8 | 365 | 9.6513 | 0.33207 | 9 | 0.98333
69237 | 7.125 | 0.8 | 365 | 6.5211 | 0.062211 | 6 | 0.58333
69238 | 5.985 | 0.8 | 365 | 5.4777 | 0.97226 | 6 | 0.45
69239 | 8.265 | 0.8 | 365 | 7.5645 | 0.15216 | 7 | 0.71666
69240 | 5.415 | 0.8 | 365 | 4.9561 | 0.92728 | 5 | 0.88333
69241 | 3.42 | 0.8 | 365 | 3.1301 | 0.26986 | 3 | 0.4
69205 | 11.01 | 0.8 | 365 | 10.0768 | 0.18455 | 10 | 0.2614
69242 | 2.565 | 0.8 | 365 | 2.3476 | 0.7024 | 3 | 0.049999
69243 | 7.41 | 0.8 | 365 | 6.782 | 0.5847 | 7 | 0.36666
69244 | 7.695 | 0.8 | 365 | 7.0428 | 0.10719 | 7 | 0.15
69246 | 4.845 | 0.8 | 365 | 4.4344 | 0.8823 | 5 | 0.31666
69247 | 8.835 | 0.8 | 365 | 8.0862 | 0.19714 | 8 | 0.28333
69248 | 2.565 | 0.8 | 365 | 2.3476 | 0.7024 | 3 | 0.049999
69249 | 6.27 | 0.8 | 365 | 5.7386 | 0.49475 | 6 | 0.23333
69250 | 12.255 | 0.8 | 365 | 11.2163 | 0.467 | 11 | 0.68333
69208 | 5.94 | 0.8 | 365 | 5.4366 | 0.88976 | 6 | 0.32631
69211 | 2.32 | 0.8 | 365 | 2.1234 | 0.25324 | 2 | 0.37661
69254 | 6.44 | 0.8 | 365 | 5.8942 | 0.80641 | 6 | 0.70058
69258 | 6.36 | 1 | 365 | 7.2762 | 0.57468 | 7 | 0.85087
69259 | 5.04 | 0.8 | 365 | 4.6128 | 0.2398 | 4 | 0.85263
69261 | 5.67 | 0.8 | 365 | 5.1894 | 0.39477 | 5 | 0.58421
69263 | 10.24 | 0.8 | 365 | 9.3721 | 0.77292 | 10 | 0.14503
69264 | 9.6 | 0.8 | 365 | 8.7864 | 0.59961 | 9 | 0.38596
50718 | 7.54 | 1 | 365 | 8.6262 | 0.27878 | 8 | 0.90497
64567 | 12.22 | 1 | 365 | 13.9804 | 0.0035475 | 13 | 0.98391
69086 | 8.71 | 0.8 | 365 | 7.9718 | 0.96798 | 8 | 0.93976
65241 | 27.3 | 0.9 | 365 | 28.1095 | 0.30501 | 28 | 0.41446
65799 | 371.32 | 1 | 365 | 424.8109 | 0.92285 | 425 | 0.73373
65803 | 371.32 | 1 | 365 | 424.8109 | 0.92285 | 425 | 0.73373
65810 | 82.855 | 1 | 365 | 94.7908 | 0.87184 | 95 | 0.6626
69218 | 4.86 | 0.8 | 365 | 4.4481 | 0.9098 | 5 | 0.35789
69266 | 4.32 | 0.8 | 365 | 3.9539 | 0.91982 | 4 | 0.87368
69267 | 8.12 | 0.8 | 365 | 7.4318 | 0.88634 | 8 | 0.31813
69268 | 11.13 | 0.8 | 365 | 10.1867 | 0.40455 | 10 | 0.59122
66022 | 9.88 | 1 | 365 | 11.3033 | 0.64117 | 11 | 0.94444
69269 | 4.24 | 0.8 | 365 | 3.8806 | 0.77316 | 4 | 0.6538
69204 | 5.76 | 0.8 | 365 | 5.2718 | 0.55977 | 5 | 0.83158
69273 | 10.56 | 0.8 | 365 | 9.665 | 0.35957 | 10 | 0.024557
69274 | 5.67 | 0.8 | 365 | 5.1894 | 0.39477 | 5 | 0.58421
64990 | 182.24 | 0.9 | 365 | 187.6435 | 0.86169 | 188 | 0.50518
69278 | 8.7 | 0.8 | 365 | 7.9626 | 0.94965 | 8 | 0.91228
69277 | 6.72 | 0.8 | 365 | 6.1504 | 0.31973 | 6 | 0.47017
69280 | 7.56 | 0.8 | 365 | 6.9193 | 0.85969 | 7 | 0.77894
69282 | 12.455 | 0.8 | 365 | 11.3994 | 0.83366 | 12 | 0.23304
69283 | 7.59 | 0.8 | 365 | 6.9467 | 0.91469 | 7 | 0.8614
69284 | 9.72 | 0.8 | 365 | 8.8962 | 0.81961 | 9 | 0.71579
69286 | 8.32 | 0.8 | 365 | 7.6148 | 0.253 | 7 | 0.86783
69285 | 5.886 | 0.8 | 365 | 5.3871 | 0.79076 | 6 | 0.17789
69287 | 2.9 | 0.8 | 365 | 2.6542 | 0.31655 | 2 | 0.97076
69290 | 4.05 | 0.8 | 365 | 3.7067 | 0.42484 | 4 | 0.13158
69289 | 5.13 | 1 | 365 | 5.869 | 0.75599 | 6 | 0.625
69291 | 3.84 | 0.8 | 365 | 3.5145 | 0.039844 | 3 | 0.55438
69292 | 10.8 | 0.8 | 365 | 9.8846 | 0.79956 | 10 | 0.68421
69272 | 8.45 | 0.8 | 365 | 7.7338 | 0.49132 | 8 | 0.22514
69293 | 2.97 | 0.8 | 365 | 2.7183 | 0.44488 | 3 | 0.16316
69298 | 3.15 | 0.8 | 365 | 2.883 | 0.77487 | 3 | 0.65789
69300 | 6.16 | 0.8 | 365 | 5.6379 | 0.29308 | 5 | 0.93099
67062 | 2.65 | 0.8 | 365 | 2.4254 | 0.85823 | 3 | 0.28362
62767 | 6.095 | 1 | 365 | 6.973 | 0.9674 | 7 | 0.94042
64756 | 2.915 | 1 | 365 | 3.3349 | 0.68006 | 4 | 0.014984
64751 | 4.24 | 1 | 365 | 4.8508 | 0.71645 | 5 | 0.56725
67043 | 4.32 | 0.8 | 365 | 3.9539 | 0.91982 | 4 | 0.87368
67238 | 3.51 | 0.8 | 365 | 3.2125 | 0.43486 | 3 | 0.64737
67239 | 7.56 | 0.8 | 365 | 6.9193 | 0.85969 | 7 | 0.77894
67301 | 5.035 | 0.8 | 365 | 4.6083 | 0.23063 | 4 | 0.83889
61629 | 7.905 | 1 | 365 | 9.0438 | 0.11522 | 9 | 0.15899
69302 | 5.1 | 0.8 | 365 | 4.6677 | 0.34979 | 5 | 0.017542
69303 | 10.6 | 0.8 | 365 | 9.7016 | 0.4329 | 10 | 0.1345
69305 | 3.36 | 0.8 | 365 | 3.0752 | 0.15986 | 3 | 0.23509
69306 | 11.655 | 0.8 | 365 | 10.6672 | 0.36703 | 11 | 0.034206
69307 | 12 | 0.8 | 365 | 10.9829 | 0.99951 | 11 | 0.98245
69310 | 5.565 | 0.8 | 365 | 5.0933 | 0.20227 | 5 | 0.29561
69311 | 6.36 | 0.8 | 365 | 5.821 | 0.65974 | 6 | 0.4807
69313 | 12 | 0.8 | 365 | 10.9829 | 0.99951 | 11 | 0.98245
69271 | 7 | 0.8 | 365 | 6.4067 | 0.83305 | 7 | 0.23976
66390 | 2.08 | 1 | 365 | 2.3796 | 0.76656 | 3 | 0.1462
69308 | 4.505 | 0.8 | 365 | 4.1232 | 0.25898 | 4 | 0.38216
66542 | 11.44 | 0.8 | 365 | 10.4704 | 0.97287 | 11 | 0.44327
69316 | 5.83 | 0.8 | 365 | 5.3359 | 0.6881 | 6 | 0.023974
69317 | 8.41 | 0.8 | 365 | 7.6972 | 0.41799 | 8 | 0.1152
66536 | 10.4 | 0.8 | 365 | 9.5185 | 0.066245 | 9 | 0.58479
69319 | 2.7 | 0.8 | 365 | 2.4712 | 0.94989 | 3 | 0.42105
66605 | 14.04 | 0.8 | 365 | 12.85 | 0.73943 | 13 | 0.58947
66635 | 12.22 | 0.8 | 365 | 11.1843 | 0.40284 | 11 | 0.58713
66731 | 11.44 | 0.8 | 365 | 10.4704 | 0.97287 | 11 | 0.44327
69320 | 5.67 | 0.8 | 365 | 5.1894 | 0.39477 | 5 | 0.58421
69325 | 5.232 | 0.8 | 365 | 4.7886 | 0.59179 | 5 | 0.38035
69312 | 4.16 | 0.8 | 365 | 3.8074 | 0.6265 | 4 | 0.43392
69323 | 3.12 | 0.8 | 365 | 2.8556 | 0.71987 | 3 | 0.57544
69326 | 7.95 | 0.8 | 365 | 7.2762 | 0.57468 | 7 | 0.85087
34779 | 206.15 | 0.9 | 365 | 212.2624 | 0.17497 | 212 | 0.4374
69329 | 9.54 | 0.8 | 365 | 8.7314 | 0.48961 | 9 | 0.22105
69331 | 6.24 | 0.8 | 365 | 5.7111 | 0.43975 | 6 | 0.15087
69332 | 8.16 | 0.8 | 365 | 7.4684 | 0.95967 | 8 | 0.42807
69333 | 3.36 | 0.8 | 365 | 3.0752 | 0.15986 | 3 | 0.23509
69334 | 10.36 | 0.8 | 365 | 9.4819 | 0.99291 | 10 | 0.47485
69335 | 6.44 | 0.8 | 365 | 5.8942 | 0.80641 | 6 | 0.70058
69338 | 7.28 | 0.8 | 365 | 6.663 | 0.34637 | 7 | 0.0093537
69340 | 9.1 | 0.8 | 365 | 8.3287 | 0.68296 | 9 | 0.011692
69342 | 2.32 | 0.8 | 365 | 2.1234 | 0.25324 | 2 | 0.37661
69343 | 7.54 | 0.8 | 365 | 6.9009 | 0.82303 | 7 | 0.72397
69345 | 12.985 | 0.8 | 365 | 11.8845 | 0.80531 | 12 | 0.68976
69347 | 4.35 | 0.8 | 365 | 3.9813 | 0.97482 | 4 | 0.95614
69348 | 5.83 | 0.8 | 365 | 5.3359 | 0.6881 | 6 | 0.023974
69349 | 2.52 | 0.8 | 365 | 2.3064 | 0.6199 | 2 | 0.92631
69352 | 10.36 | 0.8 | 365 | 9.4819 | 0.99291 | 10 | 0.47485
69350 | 3.78 | 1 | 365 | 4.3245 | 0.66231 | 4 | 0.98684
69353 | 11.7 | 0.8 | 365 | 10.7084 | 0.44953 | 11 | 0.15789
69354 | 7 | 0.8 | 365 | 6.4067 | 0.83305 | 7 | 0.23976
69355 | 11.2 | 0.8 | 365 | 10.2507 | 0.53288 | 10 | 0.78362
67281 | 3.18 | 0.8 | 365 | 2.9105 | 0.82987 | 3 | 0.74035
67241 | 2.44 | 0.8 | 365 | 2.2332 | 0.47323 | 2 | 0.70643
67464 | 7.8 | 0.8 | 365 | 7.1389 | 0.29968 | 7 | 0.43859
69041 | 8.06 | 0.8 | 365 | 7.3769 | 0.77634 | 8 | 0.15321
67545 | 7.42 | 0.8 | 365 | 6.7911 | 0.60303 | 7 | 0.39415
67607 | 14.04 | 0.8 | 365 | 12.85 | 0.73943 | 13 | 0.58947
69276 | 8.4 | 1 | 365 | 9.6101 | 0.24957 | 9 | 0.85964
69360 | 6.625 | 0.8 | 365 | 6.0635 | 0.14556 | 6 | 0.20906
69361 | 3.92 | 0.8 | 365 | 3.5878 | 0.18651 | 3 | 0.77427
69362 | 4.59 | 0.8 | 365 | 4.201 | 0.41481 | 4 | 0.61579
69363 | 4.06 | 0.8 | 365 | 3.7159 | 0.44317 | 4 | 0.15906
69364 | 7.95 | 0.8 | 365 | 7.2762 | 0.57468 | 7 | 0.85087
69260 | 10.08 | 0.8 | 365 | 9.2257 | 0.47959 | 9 | 0.70526
69318 | 14.29 | 0.8 | 365 | 13.0788 | 0.19775 | 13 | 0.2766
69366 | 4.64 | 0.8 | 365 | 4.2467 | 0.50648 | 4 | 0.75321
69367 | 5.88 | 0.8 | 365 | 5.3816 | 0.77976 | 6 | 0.1614
69368 | 7.54 | 0.8 | 365 | 6.9009 | 0.82303 | 7 | 0.72397
69371 | 5.3 | 0.8 | 365 | 4.8508 | 0.71645 | 5 | 0.56725
69372 | 11.07 | 0.8 | 365 | 10.1318 | 0.29455 | 10 | 0.42631
69373 | 3.77 | 0.8 | 365 | 3.4505 | 0.91151 | 4 | 0.36199
69374 | 4.35 | 0.8 | 365 | 3.9813 | 0.97482 | 4 | 0.95614
66179 | 4.08 | 0.8 | 365 | 3.7342 | 0.47983 | 4 | 0.21403
69376 | 3.78 | 0.8 | 365 | 3.4596 | 0.92985 | 4 | 0.38947
69377 | 8.1 | 0.8 | 365 | 7.4135 | 0.84967 | 8 | 0.26315
69378 | 3.24 | 0.8 | 365 | 2.9654 | 0.93987 | 3 | 0.90526
66244 | 10.66 | 1 | 365 | 12.1956 | 0.42863 | 12 | 0.62426
69382 | 11.34 | 0.8 | 365 | 10.3789 | 0.78954 | 11 | 0.16842
65099 | 32.55 | 0.9 | 365 | 33.5151 | 0.13289 | 33 | 0.64801
65126 | 226.81 | 0.9 | 365 | 233.535 | 0.78528 | 234 | 0.32029
2246 | 3582.72 | 0.7 | 365 | 2869.1826 | 0.15293 | 2869 | 0.33555
69116 | 7.56 | 0.8 | 365 | 6.9193 | 0.85969 | 7 | 0.77894
69381 | 6.6 | 0.8 | 365 | 6.0406 | 0.099732 | 6 | 0.14035
69384 | 14.58 | 0.8 | 365 | 13.3443 | 0.72941 | 14 | 0.073678
69387 | 3.48 | 0.8 | 365 | 3.1851 | 0.37986 | 3 | 0.56491
69385 | 5.22 | 0.8 | 365 | 4.7776 | 0.56979 | 5 | 0.34737
69388 | 5.67 | 0.8 | 365 | 5.1894 | 0.39477 | 5 | 0.58421
69390 | 2.16 | 0.8 | 365 | 1.9769 | 0.95991 | 2 | 0.93684
69389 | 9.99 | 0.8 | 365 | 9.1433 | 0.3146 | 9 | 0.45789
69391 | 4.64 | 0.8 | 365 | 4.2467 | 0.50648 | 4 | 0.75321
69392 | 4.05 | 0.8 | 365 | 3.7067 | 0.42484 | 4 | 0.13158
69393 | 5.8 | 0.8 | 365 | 5.3084 | 0.6331 | 5 | 0.94152
69394 | 4.35 | 0.8 | 365 | 3.9813 | 0.97482 | 4 | 0.95614
69395 | 7.02 | 0.8 | 365 | 6.425 | 0.86972 | 7 | 0.29473
66459 | 6.5 | 0.8 | 365 | 5.9491 | 0.9164 | 6 | 0.86549
69396 | 6.75 | 0.8 | 365 | 6.1779 | 0.37473 | 6 | 0.55263
69401 | 5.13 | 0.8 | 365 | 4.6952 | 0.40479 | 5 | 0.099998
69402 | 24.44 | 0.8 | 365 | 22.3686 | 0.80568 | 23 | 0.17426
69403 | 11.34 | 0.8 | 365 | 10.3789 | 0.78954 | 11 | 0.16842
69405 | 4.59 | 0.8 | 365 | 4.201 | 0.41481 | 4 | 0.61579
69406 | 12.15 | 0.8 | 365 | 11.1202 | 0.27451 | 11 | 0.39473
69408 | 4.05 | 0.8 | 365 | 3.7067 | 0.42484 | 4 | 0.13158
69409 | 7.36 | 0.8 | 365 | 6.7362 | 0.49304 | 7 | 0.22924
69411 | 8.96 | 0.8 | 365 | 8.2006 | 0.4263 | 8 | 0.6269
13220 | 1371.5 | 1 | 365 | 1569.0728 | 0.95134 | 1570 | 0.024148
69413 | 9.86 | 0.8 | 365 | 9.0243 | 0.076267 | 9 | 0.10058
69412 | 6.5 | 0.8 | 365 | 5.9491 | 0.9164 | 6 | 0.86549
69414 | 6.84 | 0.8 | 365 | 6.2603 | 0.53972 | 6 | 0.8
69416 | 3.05 | 0.8 | 365 | 2.7915 | 0.59154 | 3 | 0.38304
69356 | 12.32 | 0.8 | 365 | 11.2758 | 0.58617 | 11 | 0.86198
69419 | 9.72 | 0.8 | 365 | 8.8962 | 0.81961 | 9 | 0.71579
69418 | 5.7 | 1 | 365 | 6.5211 | 0.062211 | 6 | 0.58333
69421 | 6.6 | 0.8 | 365 | 6.0406 | 0.099732 | 6 | 0.14035
65263 | 35.2 | 0.9 | 365 | 36.2437 | 0.59839 | 36 | 0.84209
69422 | 6 | 0.8 | 365 | 5.4915 | 0.99976 | 6 | 0.49123
69424 | 4.68 | 0.8 | 365 | 4.2833 | 0.57981 | 4 | 0.86316
69423 | 10.26 | 0.8 | 365 | 9.3904 | 0.80958 | 10 | 0.2
69425 | 3.77 | 0.8 | 365 | 3.4505 | 0.91151 | 4 | 0.36199
69426 | 6.9 | 0.8 | 365 | 6.3152 | 0.64972 | 6 | 0.96491
69427 | 4.59 | 0.8 | 365 | 4.201 | 0.41481 | 4 | 0.61579
69428 | 4.32 | 0.8 | 365 | 3.9539 | 0.91982 | 4 | 0.87368
69399 | 14.82 | 0.8 | 365 | 13.5639 | 0.1694 | 13 | 0.73333
69430 | 4.86 | 0.8 | 365 | 4.4481 | 0.9098 | 5 | 0.35789
69432 | 3.84 | 0.8 | 365 | 3.5145 | 0.039844 | 3 | 0.55438
69433 | 5.94 | 0.8 | 365 | 5.4366 | 0.88976 | 6 | 0.32631
69434 | 4.59 | 0.8 | 365 | 4.201 | 0.41481 | 4 | 0.61579
69435 | 7.915 | 0.8 | 365 | 7.2442 | 0.51051 | 7 | 0.75468
69437 | 6.38 | 0.8 | 365 | 5.8393 | 0.69641 | 6 | 0.53567
69438 | 10.98 | 0.8 | 365 | 10.0494 | 0.12955 | 10 | 0.17894
69440 | 3.24 | 0.8 | 365 | 2.9654 | 0.93987 | 3 | 0.90526
69442 | 5.51 | 0.8 | 365 | 5.043 | 0.10144 | 5 | 0.14444
69443 | 3.48 | 0.8 | 365 | 3.1851 | 0.37986 | 3 | 0.56491
69445 | 11.16 | 0.8 | 365 | 10.2141 | 0.45955 | 10 | 0.67368
69448 | 3.924 | 0.8 | 365 | 3.5914 | 0.19384 | 3 | 0.78526
69449 | 7.92 | 1 | 365 | 9.0609 | 0.1496 | 9 | 0.21052
69450 | 4.86 | 0.8 | 365 | 4.4481 | 0.9098 | 5 | 0.35789
69452 | 2.32 | 0.8 | 365 | 2.1234 | 0.25324 | 2 | 0.37661
69454 | 5.8 | 0.8 | 365 | 5.3084 | 0.6331 | 5 | 0.94152
69456 | 5.94 | 0.8 | 365 | 5.4366 | 0.88976 | 6 | 0.32631
69458 | 3.48 | 0.8 | 365 | 3.1851 | 0.37986 | 3 | 0.56491
69455 | 7.83 | 0.8 | 365 | 7.1664 | 0.35468 | 7 | 0.52105
69460 | 6.05 | 0.8 | 365 | 5.5372 | 0.091421 | 5 | 0.62865
69462 | 2.9 | 0.8 | 365 | 2.6542 | 0.31655 | 2 | 0.97076
69464 | 4.05 | 0.8 | 365 | 3.7067 | 0.42484 | 4 | 0.13158
69463 | 7.28 | 0.8 | 365 | 6.663 | 0.34637 | 7 | 0.0093537
69465 | 4.93 | 0.8 | 365 | 4.5122 | 0.038134 | 4 | 0.55029
69467 | 5.94 | 0.8 | 365 | 5.4366 | 0.88976 | 6 | 0.32631
69468 | 5.035 | 0.8 | 365 | 4.6083 | 0.23063 | 4 | 0.83889
69469 | 7.54 | 0.8 | 365 | 6.9009 | 0.82303 | 7 | 0.72397
69470 | 2.08 | 0.8 | 365 | 1.9037 | 0.81325 | 2 | 0.71696
69471 | 3.19 | 0.8 | 365 | 2.9196 | 0.8482 | 3 | 0.76783
69472 | 7.8 | 0.8 | 365 | 7.1389 | 0.29968 | 7 | 0.43859
69420 | 3.78 | 0.8 | 365 | 3.4596 | 0.92985 | 4 | 0.38947
69473 | 7.56 | 0.8 | 365 | 6.9193 | 0.85969 | 7 | 0.77894
69304 | 9.18 | 0.8 | 365 | 8.4019 | 0.82963 | 9 | 0.23158
69383 | 12.15 | 0.8 | 365 | 11.1202 | 0.27451 | 11 | 0.39473
69475 | 6.3 | 0.8 | 365 | 5.766 | 0.54974 | 6 | 0.31579
31831 | 248.57 | 0.8 | 365 | 227.5024 | 0.70159 | 228 | 0.20399
64456 | 29.12 | 0.7 | 365 | 23.3204 | 0.7123 | 24 | 0.032738
1973 | 3580.2 | 1 | 365 | 4095.9493 | 0.4436 | 4096 | 0.39289
1978 | 2410.2 | 1 | 365 | 2757.4038 | 0.25288 | 2757 | 0.65665
1974 | 1199.25 | 1 | 365 | 1372.0092 | 0.22049 | 1372 | 0.22965
1975 | 2796.3 | 1 | 365 | 3199.1238 | 0.045821 | 3199 | 0.16961
1972 | 825.66 | 1 | 365 | 944.6013 | 0.095667 | 944 | 0.69694
1976 | 2796.3 | 1 | 365 | 3199.1238 | 0.045821 | 3199 | 0.16961
1971 | 516.78 | 1 | 365 | 591.2253 | 0.26132 | 591 | 0.48658
69481 | 11.2 | 0.8 | 365 | 10.2507 | 0.53288 | 10 | 0.78362
69482 | 6.96 | 0.8 | 365 | 6.3701 | 0.75972 | 7 | 0.12982
69453 | 8.12 | 0.8 | 365 | 7.4318 | 0.88634 | 8 | 0.31813
69483 | 10.08 | 0.8 | 365 | 9.2257 | 0.47959 | 9 | 0.70526
46564 | 14.3 | 1 | 365 | 16.36 | 0.77011 | 17 | 0.13011
69043 | 5.7 | 0.8 | 365 | 5.2169 | 0.44977 | 5 | 0.66666
69484 | 8.12 | 0.8 | 365 | 7.4318 | 0.88634 | 8 | 0.31813
69485 | 10.8 | 0.8 | 365 | 9.8846 | 0.79956 | 10 | 0.68421
69486 | 2.8 | 0.8 | 365 | 2.5627 | 0.13322 | 2 | 0.69591
69488 | 5.04 | 0.8 | 365 | 4.6128 | 0.2398 | 4 | 0.85263
69487 | 3.99 | 0.8 | 365 | 3.6518 | 0.31484 | 3 | 0.96667
69490 | 9.24 | 0.8 | 365 | 8.4569 | 0.93963 | 9 | 0.39649
69489 | 11.285 | 0.8 | 365 | 10.3285 | 0.68871 | 11 | 0.017247
69491 | 6.84 | 0.8 | 365 | 6.2603 | 0.53972 | 6 | 0.8
69492 | 8.265 | 0.8 | 365 | 7.5645 | 0.15216 | 7 | 0.71666
69494 | 9.8 | 0.8 | 365 | 8.9694 | 0.96627 | 9 | 0.93567
69493 | 7.25 | 0.8 | 365 | 6.6355 | 0.29137 | 6 | 0.9269
1969 | 2791.8 | 1 | 365 | 3193.9755 | 0.73355 | 3194 | 0.70909
1967 | 1342.44 | 1 | 365 | 1535.8265 | 0.35698 | 1536 | 0.18352
69495 | 5.6 | 0.8 | 365 | 5.1254 | 0.26644 | 5 | 0.39181
69496 | 6.44 | 0.8 | 365 | 5.8942 | 0.80641 | 6 | 0.70058
69498 | 10.07 | 0.8 | 365 | 9.2165 | 0.46126 | 9 | 0.67777
69499 | 10.26 | 0.8 | 365 | 9.3904 | 0.80958 | 10 | 0.2
69500 | 5.88 | 0.8 | 365 | 5.3816 | 0.77976 | 6 | 0.1614
69501 | 8.96 | 0.8 | 365 | 8.2006 | 0.4263 | 8 | 0.6269
69502 | 4.48 | 0.8 | 365 | 4.1003 | 0.21315 | 4 | 0.31345
69503 | 6.16 | 0.8 | 365 | 5.6379 | 0.29308 | 5 | 0.93099
69504 | 11.2 | 0.8 | 365 | 10.2507 | 0.53288 | 10 | 0.78362
69505 | 9.8 | 0.8 | 365 | 8.9694 | 0.96627 | 9 | 0.93567
69506 | 3.08 | 0.8 | 365 | 2.819 | 0.64654 | 3 | 0.4655
69507 | 5.51 | 0.8 | 365 | 5.043 | 0.10144 | 5 | 0.14444
69508 | 2.32 | 0.8 | 365 | 2.1234 | 0.25324 | 2 | 0.37661
69509 | 12.42 | 0.8 | 365 | 11.3673 | 0.7695 | 12 | 0.13684
69510 | 4.93 | 0.8 | 365 | 4.5122 | 0.038134 | 4 | 0.55029
69511 | 5.67 | 0.8 | 365 | 5.1894 | 0.39477 | 5 | 0.58421
69512 | 6.21 | 0.8 | 365 | 5.6837 | 0.38475 | 6 | 0.068418
69514 | 5.51 | 0.8 | 365 | 5.043 | 0.10144 | 5 | 0.14444
69515 | 4.93 | 0.8 | 365 | 4.5122 | 0.038134 | 4 | 0.55029
69516 | 4.35 | 0.8 | 365 | 3.9813 | 0.97482 | 4 | 0.95614
69518 | 3.77 | 0.8 | 365 | 3.4505 | 0.91151 | 4 | 0.36199
69520 | 5.94 | 0.8 | 365 | 5.4366 | 0.88976 | 6 | 0.32631
69521 | 3.24 | 0.8 | 365 | 2.9654 | 0.93987 | 3 | 0.90526
69522 | 7.25 | 0.8 | 365 | 6.6355 | 0.29137 | 6 | 0.9269
69523 | 6.24 | 0.8 | 365 | 5.7111 | 0.43975 | 6 | 0.15087
36759 | 249.6 | 0.8 | 365 | 228.4451 | 0.58988 | 229 | 0.034985
69524 | 5.025 | 0.8 | 365 | 4.5991 | 0.2123 | 4 | 0.8114
69526 | 4.251 | 0.8 | 365 | 3.8907 | 0.79333 | 4 | 0.68403
69527 | 6.89 | 0.8 | 365 | 6.306 | 0.63139 | 6 | 0.93742
69528 | 2.1 | 0.8 | 365 | 1.922 | 0.84991 | 2 | 0.77193
66358 | 7.92 | 1 | 365 | 9.0609 | 0.1496 | 9 | 0.21052
35260 | 102.69 | 0.9 | 365 | 105.7348 | 0.79344 | 106 | 0.52824
67786 | 9.72 | 0.8 | 365 | 8.8962 | 0.81961 | 9 | 0.71579
67887 | 2.16 | 0.8 | 365 | 1.9769 | 0.95991 | 2 | 0.93684
64705 | 3.71 | 1 | 365 | 4.2444 | 0.5019 | 4 | 0.74634
64276 | 4.77 | 1 | 365 | 5.4571 | 0.93101 | 6 | 0.38816
67169 | 3.18 | 0.8 | 365 | 2.9105 | 0.82987 | 3 | 0.74035
67289 | 2.97 | 0.8 | 365 | 2.7183 | 0.44488 | 3 | 0.16316
67296 | 2.7 | 0.8 | 365 | 2.4712 | 0.94989 | 3 | 0.42105
67347 | 4.59 | 0.8 | 365 | 4.201 | 0.41481 | 4 | 0.61579
67360 | 3.78 | 0.8 | 365 | 3.4596 | 0.92985 | 4 | 0.38947
67439 | 2.16 | 0.8 | 365 | 1.9769 | 0.95991 | 2 | 0.93684
67452 | 2.16 | 0.8 | 365 | 1.9769 | 0.95991 | 2 | 0.93684
67524 | 4.05 | 0.8 | 365 | 3.7067 | 0.42484 | 4 | 0.13158
67530 | 6.625 | 0.8 | 365 | 6.0635 | 0.14556 | 6 | 0.20906
67531 | 2.7 | 0.8 | 365 | 2.4712 | 0.94989 | 3 | 0.42105
67538 | 4.59 | 0.8 | 365 | 4.201 | 0.41481 | 4 | 0.61579
67585 | 6.36 | 0.8 | 365 | 5.821 | 0.65974 | 6 | 0.4807
64109 | 70.98 | 0.9 | 365 | 73.0846 | 0.39301 | 73 | 0.4776
43480 | 977.73 | 0.9 | 365 | 1006.7201 | 0.52354 | 1007 | 0.24363
69531 | 8.04 | 0.8 | 365 | 7.3586 | 0.73967 | 8 | 0.098242
33286 | 3992.28 | 0.8 | 365 | 3653.9135 | 0.01818 | 3653 | 0.93169
69532 | 4.2 | 0.8 | 365 | 3.844 | 0.69983 | 4 | 0.54386
69533 | 24.96 | 0.8 | 365 | 22.8445 | 0.75899 | 23 | 0.6035
69174 | 6.93 | 0.8 | 365 | 6.3426 | 0.70472 | 7 | 0.047366
69535 | 5.13 | 0.8 | 365 | 4.6952 | 0.40479 | 5 | 0.099998
69400 | 10.8 | 0.8 | 365 | 9.8846 | 0.79956 | 10 | 0.68421
69288 | 7.28 | 0.8 | 365 | 6.663 | 0.34637 | 7 | 0.0093537
69407 | 7.04 | 0.8 | 365 | 6.4433 | 0.90638 | 7 | 0.3497
69537 | 4.335 | 1 | 365 | 4.9595 | 0.93416 | 5 | 0.89364
69538 | 6.6 | 0.8 | 365 | 6.0406 | 0.099732 | 6 | 0.14035
69539 | 7.8 | 0.8 | 365 | 7.1389 | 0.29968 | 7 | 0.43859
69540 | 9.72 | 0.8 | 365 | 8.8962 | 0.81961 | 9 | 0.71579
69541 | 11.4 | 0.8 | 365 | 10.4338 | 0.89954 | 11 | 0.33333
69262 | 6.6 | 0.8 | 365 | 6.0406 | 0.099732 | 6 | 0.14035
69543 | 8.64 | 0.8 | 365 | 7.9077 | 0.83965 | 8 | 0.74736
1977 | 1842.75 | 1 | 365 | 2108.2092 | 0.87538 | 2109 | 0.084578
68563 | 5.4 | 1 | 365 | 6.1779 | 0.37473 | 6 | 0.55263
68241 | 9.315 | 1 | 365 | 10.6569 | 0.3464 | 11 | 0.0032847
34329 | 347.76 | 1 | 365 | 397.8569 | 0.93238 | 398 | 0.78929
68419 | 3.92 | 1 | 365 | 4.4847 | 0.98313 | 5 | 0.46783
68633 | 15.39 | 1 | 365 | 17.607 | 0.26797 | 17 | 0.87499
68503 | 8.48 | 1 | 365 | 9.7016 | 0.4329 | 10 | 0.1345
68089 | 8.502 | 1 | 365 | 9.7268 | 0.48332 | 10 | 0.21008
69094 | 8.925 | 1 | 365 | 10.2107 | 0.45267 | 10 | 0.66337
68130 | 9.12 | 1 | 365 | 10.4338 | 0.89954 | 11 | 0.33333
68295 | 10.26 | 1 | 365 | 11.738 | 0.51198 | 12 | 0.24999
68624 | 7.41 | 1 | 365 | 8.4775 | 0.98087 | 9 | 0.45833
50000 | 5.4 | 1 | 365 | 6.1779 | 0.37473 | 6 | 0.55263
68879 | 12.54 | 0.8 | 365 | 11.4772 | 0.98949 | 12 | 0.46666
48699 | 6.5 | 1 | 365 | 7.4364 | 0.8955 | 8 | 0.33187
69545 | 3.6 | 0.8 | 365 | 3.2949 | 0.59985 | 3 | 0.89474
44143 | 11.772 | 1 | 365 | 13.4678 | 0.9769 | 14 | 0.44473
69548 | 8.4 | 1 | 365 | 9.6101 | 0.24957 | 9 | 0.85964
69549 | 4.8 | 1 | 365 | 5.4915 | 0.99976 | 6 | 0.49123
63019 | 110.24 | 0.9 | 365 | 113.5087 | 0.36497 | 113 | 0.87363
69550 | 6.3 | 1 | 365 | 7.2076 | 0.43718 | 7 | 0.64473
68849 | 5.12 | 0.8 | 365 | 4.6861 | 0.38646 | 5 | 0.072513
68965 | 7.95 | 0.8 | 365 | 7.2762 | 0.57468 | 7 | 0.85087
68645 | 6.16 | 0.8 | 365 | 5.6379 | 0.29308 | 5 | 0.93099
69551 | 4.8 | 1 | 365 | 5.4915 | 0.99976 | 6 | 0.49123
69552 | 22.68 | 0.8 | 365 | 20.7578 | 0.57908 | 21 | 0.33683
69553 | 5.61 | 0.8 | 365 | 5.1345 | 0.28477 | 5 | 0.4193
69554 | 4.5 | 0.8 | 365 | 4.1186 | 0.24982 | 4 | 0.36842
69351 | 3.12 | 0.8 | 365 | 2.8556 | 0.71987 | 3 | 0.57544
69547 | 3.92 | 0.8 | 365 | 3.5878 | 0.18651 | 3 | 0.77427
69558 | 6.615 | 0.8 | 365 | 6.0543 | 0.12723 | 6 | 0.18158
69559 | 8.4 | 0.8 | 365 | 7.6881 | 0.39966 | 8 | 0.087716
69451 | 4.35 | 0.8 | 365 | 3.9813 | 0.97482 | 4 | 0.95614
69560 | 9.88 | 0.8 | 365 | 9.0426 | 0.11293 | 9 | 0.15555
69561 | 4.68 | 0.8 | 365 | 4.2833 | 0.57981 | 4 | 0.86316
68523 | 9.45 | 1 | 365 | 10.8113 | 0.65577 | 11 | 0.4671
69562 | 11.2 | 0.8 | 365 | 10.2507 | 0.53288 | 10 | 0.78362
69564 | 9.52 | 0.8 | 365 | 8.7131 | 0.45295 | 9 | 0.16608
69563 | 1.96 | 0.8 | 365 | 1.7939 | 0.59325 | 2 | 0.38713
69565 | 8.68 | 0.8 | 365 | 7.9443 | 0.91298 | 8 | 0.85731
69566 | 6.72 | 0.8 | 365 | 6.1504 | 0.31973 | 6 | 0.47017
69567 | 3.445 | 0.8 | 365 | 3.153 | 0.31569 | 3 | 0.46871
69570 | 3.92 | 0.8 | 365 | 3.5878 | 0.18651 | 3 | 0.77427
69569 | 1.89 | 0.8 | 365 | 1.7298 | 0.46492 | 2 | 0.19474
69571 | 8.68 | 0.8 | 365 | 7.9443 | 0.91298 | 8 | 0.85731
69572 | 12.04 | 0.8 | 365 | 11.0195 | 0.072845 | 11 | 0.092393
69573 | 4.275 | 0.8 | 365 | 3.9127 | 0.83733 | 4 | 0.75
69574 | 3.64 | 0.8 | 365 | 3.3315 | 0.67319 | 4 | 0.0046769
69576 | 7.56 | 0.8 | 365 | 6.9193 | 0.85969 | 7 | 0.77894
69577 | 3.36 | 0.8 | 365 | 3.0752 | 0.15986 | 3 | 0.23509
69579 | 7.84 | 0.8 | 365 | 7.1755 | 0.37302 | 7 | 0.54853
69575 | 2.6 | 0.8 | 365 | 2.3796 | 0.76656 | 3 | 0.1462
69580 | 6.555 | 0.8 | 365 | 5.9994 | 0.017234 | 6 | 0.016664
69530 | 9.69 | 0.8 | 365 | 8.8687 | 0.76461 | 9 | 0.63333
69582 | 8.68 | 0.8 | 365 | 7.9443 | 0.91298 | 8 | 0.85731
69194 | 4.94 | 0.8 | 365 | 4.5213 | 0.056466 | 4 | 0.57778
69583 | 7.84 | 0.8 | 365 | 7.1755 | 0.37302 | 7 | 0.54853
69581 | 20.54 | 0.8 | 365 | 18.7991 | 0.65583 | 19 | 0.45496
69584 | 7.84 | 0.8 | 365 | 7.1755 | 0.37302 | 7 | 0.54853
69190 | 5.67 | 0.8 | 365 | 5.1894 | 0.39477 | 5 | 0.58421
69193 | 12.285 | 0.8 | 365 | 11.2438 | 0.522 | 11 | 0.76578
69585 | 9.275 | 0.8 | 365 | 8.4889 | 0.0037907 | 8 | 0.49269
67768 | 12.8 | 0.8 | 365 | 11.7151 | 0.46615 | 12 | 0.18128
69589 | 9.6 | 0.8 | 365 | 8.7864 | 0.59961 | 9 | 0.38596
69587 | 3.9 | 1 | 365 | 4.4618 | 0.9373 | 5 | 0.39912
69590 | 5.8 | 0.8 | 365 | 5.3084 | 0.6331 | 5 | 0.94152
69592 | 6.9 | 0.8 | 365 | 6.3152 | 0.64972 | 6 | 0.96491
69593 | 8.32 | 0.8 | 365 | 7.6148 | 0.253 | 7 | 0.86783
69594 | 8.67 | 0.8 | 365 | 7.9352 | 0.89465 | 8 | 0.82982
69595 | 4.845 | 0.8 | 365 | 4.4344 | 0.8823 | 5 | 0.31666
69596 | 6.6 | 0.8 | 365 | 6.0406 | 0.099732 | 6 | 0.14035
69358 | 7.42 | 0.8 | 365 | 6.7911 | 0.60303 | 7 | 0.39415
69597 | 2.6 | 0.8 | 365 | 2.3796 | 0.76656 | 3 | 0.1462
65075 | 30.015 | 0.7 | 365 | 24.0372 | 0.148 | 24 | 0.18519
69598 | 2.52 | 0.8 | 365 | 2.3064 | 0.6199 | 2 | 0.92631
69601 | 6.16 | 0.8 | 365 | 5.6379 | 0.29308 | 5 | 0.93099
69602 | 14 | 0.8 | 365 | 12.8134 | 0.6661 | 13 | 0.47953
69603 | 2.4 | 0.8 | 365 | 2.1966 | 0.3999 | 2 | 0.59649
68113 | 3.77 | 0.8 | 365 | 3.4505 | 0.91151 | 4 | 0.36199
68142 | 5.67 | 0.8 | 365 | 5.1894 | 0.39477 | 5 | 0.58421
69605 | 13.52 | 0.8 | 365 | 12.3741 | 0.78612 | 13 | 0.16023
68155 | 3.24 | 0.8 | 365 | 2.9654 | 0.93987 | 3 | 0.90526
68353 | 4.35 | 0.8 | 365 | 3.9813 | 0.97482 | 4 | 0.95614
69606 | 9.24 | 0.8 | 365 | 8.4569 | 0.93963 | 9 | 0.39649
69608 | 8.16 | 0.8 | 365 | 7.4684 | 0.95967 | 8 | 0.42807
68355 | 5.94 | 0.8 | 365 | 5.4366 | 0.88976 | 6 | 0.32631
68357 | 4.06 | 0.8 | 365 | 3.7159 | 0.44317 | 4 | 0.15906
68421 | 4.35 | 0.8 | 365 | 3.9813 | 0.97482 | 4 | 0.95614
68562 | 7.56 | 0.8 | 365 | 6.9193 | 0.85969 | 7 | 0.77894
69610 | 3.92 | 0.8 | 365 | 3.5878 | 0.18651 | 3 | 0.77427
69611 | 11.025 | 0.8 | 365 | 10.0906 | 0.21205 | 10 | 0.30263
68564 | 4.06 | 0.8 | 365 | 3.7159 | 0.44317 | 4 | 0.15906
69612 | 8.58 | 0.8 | 365 | 7.8528 | 0.72965 | 8 | 0.58245
69613 | 14 | 0.8 | 365 | 12.8134 | 0.6661 | 13 | 0.47953
69604 | 6.9 | 0.8 | 365 | 6.3152 | 0.64972 | 6 | 0.96491
34047 | 112 | 0.9 | 365 | 115.3208 | 0.99489 | 116 | 0.31574
35098 | 201.6 | 0.9 | 365 | 207.5775 | 0.79081 | 208 | 0.36833
36939 | 628.5 | 0.8 | 365 | 575.2314 | 0.22452 | 575 | 0.45588
48851 | 9.805 | 1 | 365 | 11.2175 | 0.46929 | 11 | 0.68676
49700 | 6 | 1 | 365 | 6.8643 | 0.7497 | 7 | 0.61403
56762 | 653.49 | 0.9 | 365 | 672.8662 | 0.79333 | 673 | 0.65957
60180 | 11.44 | 1 | 365 | 13.088 | 0.21609 | 13 | 0.30409
61015 | 2064.48 | 0.9 | 365 | 2125.6927 | 0.89586 | 2126 | 0.58852
65006 | 77.72 | 0.9 | 365 | 80.0244 | 0.29396 | 80 | 0.31839
66674 | 507 | 0.9 | 365 | 522.0328 | 0.66438 | 522 | 0.69713
67247 | 5.12 | 1 | 365 | 5.8576 | 0.73307 | 6 | 0.59064
67290 | 5.83 | 0.8 | 365 | 5.3359 | 0.6881 | 6 | 0.023974
67326 | 14.82 | 1 | 365 | 16.9549 | 0.96175 | 17 | 0.91666
68063 | 9.92 | 1 | 365 | 11.349 | 0.73283 | 12 | 0.081866
68065 | 4.05 | 0.8 | 365 | 3.7067 | 0.42484 | 4 | 0.13158
68067 | 7.92 | 0.8 | 365 | 7.2487 | 0.51968 | 7 | 0.76842
68168 | 15.36 | 0.8 | 365 | 14.0582 | 0.15938 | 14 | 0.21754
68219 | 10.8 | 1 | 365 | 12.3558 | 0.74945 | 13 | 0.10526
68346 | 10.71 | 0.8 | 365 | 9.8023 | 0.63457 | 10 | 0.43684
68348 | 6.84 | 1 | 365 | 7.8253 | 0.67465 | 8 | 0.5
68409 | 16.9 | 0.8 | 365 | 15.4676 | 0.98265 | 16 | 0.45029
68440 | 7.77 | 0.8 | 365 | 7.1115 | 0.24469 | 7 | 0.35614
68618 | 2.61 | 0.8 | 365 | 2.3888 | 0.78489 | 3 | 0.17368
68656 | 5.035 | 0.8 | 365 | 4.6083 | 0.23063 | 4 | 0.83889
68668 | 7.29 | 0.8 | 365 | 6.6721 | 0.3647 | 7 | 0.036839
68727 | 2.61 | 0.8 | 365 | 2.3888 | 0.78489 | 3 | 0.17368
68766 | 11.6 | 1 | 365 | 13.271 | 0.58275 | 13 | 0.8538
68786 | 4.93 | 0.8 | 365 | 4.5122 | 0.038134 | 4 | 0.55029
68791 | 4.35 | 0.8 | 365 | 3.9813 | 0.97482 | 4 | 0.95614
68840 | 7.25 | 0.8 | 365 | 6.6355 | 0.29137 | 6 | 0.9269
68847 | 25.65 | 0.6 | 365 | 17.607 | 0.26797 | 17 | 0.87499
68917 | 8.1 | 0.8 | 365 | 7.4135 | 0.84967 | 8 | 0.26315
68918 | 10.15 | 0.8 | 365 | 9.2897 | 0.60792 | 9 | 0.89766
68921 | 6.38 | 0.8 | 365 | 5.8393 | 0.69641 | 6 | 0.53567
68922 | 4.86 | 0.8 | 365 | 4.4481 | 0.9098 | 5 | 0.35789
68925 | 3.48 | 0.8 | 365 | 3.1851 | 0.37986 | 3 | 0.56491
68926 | 4.77 | 0.8 | 365 | 4.3657 | 0.74481 | 5 | 0.11052
69003 | 25.2 | 0.6 | 365 | 17.2981 | 0.64923 | 17 | 0.94736
69035 | 11.97 | 0.8 | 365 | 10.9555 | 0.94451 | 11 | 0.9
69068 | 6 | 0.8 | 365 | 5.4915 | 0.99976 | 6 | 0.49123
69097 | 6.6 | 1 | 365 | 7.5508 | 0.12467 | 7 | 0.67544
69108 | 4.86 | 0.8 | 365 | 4.4481 | 0.9098 | 5 | 0.35789
69163 | 24.885 | 0.8 | 365 | 22.7759 | 0.62149 | 23 | 0.39736
69213 | 3.77 | 0.8 | 365 | 3.4505 | 0.91151 | 4 | 0.36199
69365 | 5.8 | 0.8 | 365 | 5.3084 | 0.6331 | 5 | 0.94152
69417 | 40.28 | 0.6 | 365 | 27.6495 | 0.38378 | 28 | 0.033321
69517 | 3.24 | 0.8 | 365 | 2.9654 | 0.93987 | 3 | 0.90526
69557 | 4.59 | 0.8 | 365 | 4.201 | 0.41481 | 4 | 0.61579
69578 | 7.02 | 0.8 | 365 | 6.425 | 0.86972 | 7 | 0.29473
69591 | 9.72 | 0.8 | 365 | 8.8962 | 0.81961 | 9 | 0.71579
69614 | 5.7 | 0.8 | 365 | 5.2169 | 0.44977 | 5 | 0.66666
69615 | 2.835 | 0.8 | 365 | 2.5947 | 0.19739 | 2 | 0.7921
69616 | 11.7 | 0.8 | 365 | 10.7084 | 0.44953 | 11 | 0.15789
69617 | 3.64 | 0.8 | 365 | 3.3315 | 0.67319 | 4 | 0.0046769
69618 | 9.735 | 0.8 | 365 | 8.9099 | 0.84711 | 9 | 0.75701
69619 | 6.72 | 0.8 | 365 | 6.1504 | 0.31973 | 6 | 0.47017
69620 | 5.67 | 0.8 | 365 | 5.1894 | 0.39477 | 5 | 0.58421
69622 | 4.76 | 0.8 | 365 | 4.3566 | 0.72647 | 5 | 0.083039
69623 | 4.56 | 0.8 | 365 | 4.1735 | 0.35982 | 4 | 0.53333
69625 | 5.985 | 0.8 | 365 | 5.4777 | 0.97226 | 6 | 0.45
69626 | 6.44 | 0.8 | 365 | 5.8942 | 0.80641 | 6 | 0.70058
69627 | 5.7 | 0.8 | 365 | 5.2169 | 0.44977 | 5 | 0.66666
69628 | 10.8 | 0.8 | 365 | 9.8846 | 0.79956 | 10 | 0.68421
69629 | 8.82 | 0.8 | 365 | 8.0725 | 0.16964 | 8 | 0.2421
69631 | 7.8 | 0.8 | 365 | 7.1389 | 0.29968 | 7 | 0.43859
69632 | 14.04 | 0.8 | 365 | 12.85 | 0.73943 | 13 | 0.58947
69633 | 5.6 | 0.8 | 365 | 5.1254 | 0.26644 | 5 | 0.39181
69634 | 8.68 | 0.8 | 365 | 7.9443 | 0.91298 | 8 | 0.85731
69635 | 2.4 | 0.8 | 365 | 2.1966 | 0.3999 | 2 | 0.59649
69636 | 6.72 | 0.8 | 365 | 6.1504 | 0.31973 | 6 | 0.47017
69637 | 8.12 | 0.8 | 365 | 7.4318 | 0.88634 | 8 | 0.31813
69638 | 9.62 | 0.8 | 365 | 8.8047 | 0.63628 | 9 | 0.44093
69639 | 8.82 | 0.8 | 365 | 8.0725 | 0.16964 | 8 | 0.2421
69640 | 6.3 | 0.8 | 365 | 5.766 | 0.54974 | 6 | 0.31579
69641 | 6.615 | 0.8 | 365 | 6.0543 | 0.12723 | 6 | 0.18158
69642 | 4.5 | 0.8 | 365 | 4.1186 | 0.24982 | 4 | 0.36842
69643 | 4.94 | 0.8 | 365 | 4.5213 | 0.056466 | 4 | 0.57778
69644 | 7.02 | 0.8 | 365 | 6.425 | 0.86972 | 7 | 0.29473
69645 | 12.04 | 0.8 | 365 | 11.0195 | 0.072845 | 11 | 0.092393
69646 | 7.08 | 0.8 | 365 | 6.4799 | 0.97971 | 7 | 0.45965
69647 | 9.15 | 0.8 | 365 | 8.3745 | 0.77463 | 9 | 0.14912
69648 | 5.7 | 0.8 | 365 | 5.2169 | 0.44977 | 5 | 0.66666
69649 | 8.82 | 0.8 | 365 | 8.0725 | 0.16964 | 8 | 0.2421
69650 | 9.18 | 0.8 | 365 | 8.4019 | 0.82963 | 9 | 0.23158
69651 | 10.53 | 0.8 | 365 | 9.6375 | 0.30457 | 9 | 0.9421
69653 | 6.21 | 0.8 | 365 | 5.6837 | 0.38475 | 6 | 0.068418
69655 | 8.64 | 0.8 | 365 | 7.9077 | 0.83965 | 8 | 0.74736
69656 | 9.92 | 1 | 365 | 11.349 | 0.73283 | 12 | 0.081866
69657 | 7.56 | 0.8 | 365 | 6.9193 | 0.85969 | 7 | 0.77894
69659 | 11.02 | 0.8 | 365 | 10.086 | 0.20289 | 10 | 0.28888
69660 | 5.559 | 1 | 365 | 6.3598 | 0.73909 | 7 | 0.098901
69661 | 6.16 | 0.8 | 365 | 5.6379 | 0.29308 | 5 | 0.93099
69663 | 13.16 | 0.8 | 365 | 12.0446 | 0.12613 | 12 | 0.17075
69665 | 17.28 | 1 | 365 | 19.7693 | 0.59912 | 20 | 0.36841
69666 | 7.8 | 0.8 | 365 | 7.1389 | 0.29968 | 7 | 0.43859
69667 | 2.4 | 0.8 | 365 | 2.1966 | 0.3999 | 2 | 0.59649
69668 | 4.06 | 0.8 | 365 | 3.7159 | 0.44317 | 4 | 0.15906
69669 | 4.59 | 0.8 | 365 | 4.201 | 0.41481 | 4 | 0.61579
69671 | 7.56 | 0.8 | 365 | 6.9193 | 0.85969 | 7 | 0.77894
69672 | 6.67 | 0.8 | 365 | 6.1047 | 0.22806 | 6 | 0.33275
69673 | 2.97 | 0.8 | 365 | 2.7183 | 0.44488 | 3 | 0.16316
69674 | 13.2 | 0.8 | 365 | 12.0812 | 0.19946 | 12 | 0.2807
69676 | 6.6 | 0.8 | 365 | 6.0406 | 0.099732 | 6 | 0.14035
69677 | 8.37 | 0.8 | 365 | 7.6606 | 0.34466 | 8 | 0.0052597
66002 | 2.12 | 1 | 365 | 2.4254 | 0.85823 | 3 | 0.28362
69678 | 3.18 | 0.8 | 365 | 2.9105 | 0.82987 | 3 | 0.74035
69679 | 3.36 | 0.8 | 365 | 3.0752 | 0.15986 | 3 | 0.23509
69680 | 2.12 | 0.8 | 365 | 1.9403 | 0.88658 | 2 | 0.8269
69681 | 4.59 | 0.8 | 365 | 4.201 | 0.41481 | 4 | 0.61579
69682 | 4.06 | 0.8 | 365 | 3.7159 | 0.44317 | 4 | 0.15906
69683 | 5.51 | 0.8 | 365 | 5.043 | 0.10144 | 5 | 0.14444
69684 | 5.8 | 0.8 | 365 | 5.3084 | 0.6331 | 5 | 0.94152
69686 | 7.37 | 0.8 | 365 | 6.7454 | 0.51137 | 7 | 0.25672
69687 | 7.29 | 0.8 | 365 | 6.6721 | 0.3647 | 7 | 0.036839
69688 | 7.83 | 0.8 | 365 | 7.1664 | 0.35468 | 7 | 0.52105
69689 | 6.67 | 0.8 | 365 | 6.1047 | 0.22806 | 6 | 0.33275
69690 | 2.24 | 0.8 | 365 | 2.0501 | 0.10658 | 2 | 0.15672
69691 | 10.24 | 0.8 | 365 | 9.3721 | 0.77292 | 10 | 0.14503
69692 | 8.505 | 0.8 | 365 | 7.7842 | 0.59216 | 8 | 0.37631
69693 | 3.36 | 0.8 | 365 | 3.0752 | 0.15986 | 3 | 0.23509
69694 | 5.12 | 0.8 | 365 | 4.6861 | 0.38646 | 5 | 0.072513
69695 | 3.51 | 0.8 | 365 | 3.2125 | 0.43486 | 3 | 0.64737
69696 | 5.88 | 0.8 | 365 | 5.3816 | 0.77976 | 6 | 0.1614
69697 | 8.625 | 0.8 | 365 | 7.894 | 0.81215 | 8 | 0.70614
69698 | 13.5 | 0.8 | 365 | 12.3558 | 0.74945 | 13 | 0.10526
69699 | 9.72 | 0.8 | 365 | 8.8962 | 0.81961 | 9 | 0.71579
69700 | 6.76 | 0.8 | 365 | 6.1871 | 0.39306 | 6 | 0.58011
69701 | 6.36 | 0.8 | 365 | 5.821 | 0.65974 | 6 | 0.4807
69702 | 2.34 | 0.8 | 365 | 2.1417 | 0.28991 | 2 | 0.43158
69704 | 8.68 | 1 | 365 | 9.9304 | 0.89123 | 10 | 0.82163
69705 | 4.8 | 0.8 | 365 | 4.3932 | 0.79981 | 5 | 0.19298
69706 | 7.848 | 0.8 | 365 | 7.1828 | 0.38768 | 7 | 0.57052
69707 | 9.54 | 1 | 365 | 10.9143 | 0.86202 | 11 | 0.77631
69708 | 9.6 | 0.8 | 365 | 8.7864 | 0.59961 | 9 | 0.38596
69710 | 11.285 | 0.8 | 365 | 10.3285 | 0.68871 | 11 | 0.017247
69711 | 5.4 | 0.8 | 365 | 4.9423 | 0.89978 | 5 | 0.8421
65171 | 8.215 | 1 | 365 | 9.3984 | 0.82563 | 10 | 0.22405
69712 | 4.8 | 0.8 | 365 | 4.3932 | 0.79981 | 5 | 0.19298
69713 | 10.56 | 0.8 | 365 | 9.665 | 0.35957 | 10 | 0.024557
69714 | 6.4 | 0.8 | 365 | 5.8576 | 0.73307 | 6 | 0.59064
69715 | 16.08 | 1 | 365 | 18.3964 | 0.84919 | 19 | 0.24561
69716 | 6.3 | 0.8 | 365 | 5.766 | 0.54974 | 6 | 0.31579
69717 | 6.4 | 0.8 | 365 | 5.8576 | 0.73307 | 6 | 0.59064
69719 | 6.03 | 0.8 | 365 | 5.5189 | 0.054756 | 5 | 0.57368
69720 | 4.8 | 0.8 | 365 | 4.3932 | 0.79981 | 5 | 0.19298
69721 | 8.4 | 0.8 | 365 | 7.6881 | 0.39966 | 8 | 0.087716
69722 | 6.21 | 0.8 | 365 | 5.6837 | 0.38475 | 6 | 0.068418
69724 | 4.86 | 0.8 | 365 | 4.4481 | 0.9098 | 5 | 0.35789
69725 | 4.06 | 0.8 | 365 | 3.7159 | 0.44317 | 4 | 0.15906
69727 | 3 | 0.8 | 365 | 2.7457 | 0.49988 | 3 | 0.24561
69729 | 10.005 | 0.8 | 365 | 9.157 | 0.34209 | 9 | 0.49912
69730 | 5.8 | 1 | 365 | 6.6355 | 0.29137 | 6 | 0.9269
69732 | 11.96 | 0.8 | 365 | 10.9463 | 0.92618 | 11 | 0.87251
69733 | 4.725 | 0.8 | 365 | 4.3245 | 0.66231 | 4 | 0.98684
69734 | 14.535 | 0.8 | 365 | 13.3031 | 0.64691 | 13 | 0.94999
69735 | 5.04 | 0.8 | 365 | 4.6128 | 0.2398 | 4 | 0.85263
69736 | 36.6 | 0.9 | 365 | 37.6852 | 0.48583 | 38 | 0.17104
69737 | 7.28 | 0.8 | 365 | 6.663 | 0.34637 | 7 | 0.0093537
69738 | 8.265 | 0.8 | 365 | 7.5645 | 0.15216 | 7 | 0.71666
69739 | 4.42 | 0.8 | 365 | 4.0454 | 0.10315 | 4 | 0.14854
69740 | 3.6 | 0.8 | 365 | 3.2949 | 0.59985 | 3 | 0.89474
69741 | 12.16 | 0.8 | 365 | 11.1294 | 0.29284 | 11 | 0.42222
69742 | 7.02 | 0.8 | 365 | 6.425 | 0.86972 | 7 | 0.29473
69743 | 7.83 | 0.8 | 365 | 7.1664 | 0.35468 | 7 | 0.52105
69745 | 6.67 | 0.8 | 365 | 6.1047 | 0.22806 | 6 | 0.33275
69746 | 8.32 | 0.8 | 365 | 7.6148 | 0.253 | 7 | 0.86783
69747 | 2.8 | 0.8 | 365 | 2.5627 | 0.13322 | 2 | 0.69591
69748 | 3.77 | 0.8 | 365 | 3.4505 | 0.91151 | 4 | 0.36199
69749 | 2.16 | 0.8 | 365 | 1.9769 | 0.95991 | 2 | 0.93684
69750 | 3.77 | 0.8 | 365 | 3.4505 | 0.91151 | 4 | 0.36199
69751 | 5.13 | 0.8 | 365 | 4.6952 | 0.40479 | 5 | 0.099998
69752 | 3.77 | 0.8 | 365 | 3.4505 | 0.91151 | 4 | 0.36199
69754 | 5.51 | 0.8 | 365 | 5.043 | 0.10144 | 5 | 0.14444
69755 | 5.88 | 0.8 | 365 | 5.3816 | 0.77976 | 6 | 0.1614
69756 | 7.685 | 0.8 | 365 | 7.0337 | 0.088855 | 7 | 0.12251
69757 | 5.4 | 0.8 | 365 | 4.9423 | 0.89978 | 5 | 0.8421
69758 | 4.32 | 0.8 | 365 | 3.9539 | 0.91982 | 4 | 0.87368
69759 | 5.13 | 0.8 | 365 | 4.6952 | 0.40479 | 5 | 0.099998
69760 | 3.24 | 0.8 | 365 | 2.9654 | 0.93987 | 3 | 0.90526
69762 | 7.29 | 0.8 | 365 | 6.6721 | 0.3647 | 7 | 0.036839
69763 | 2.16 | 0.8 | 365 | 1.9769 | 0.95991 | 2 | 0.93684
69766 | 3.78 | 0.8 | 365 | 3.4596 | 0.92985 | 4 | 0.38947
69767 | 1.96 | 0.8 | 365 | 1.7939 | 0.59325 | 2 | 0.38713
69770 | 14.04 | 0.8 | 365 | 12.85 | 0.73943 | 13 | 0.58947
69771 | 10.53 | 0.8 | 365 | 9.6375 | 0.30457 | 9 | 0.9421
69772 | 6.615 | 0.8 | 365 | 6.0543 | 0.12723 | 6 | 0.18158
69774 | 4.32 | 0.8 | 365 | 3.9539 | 0.91982 | 4 | 0.87368
69775 | 5.8 | 0.8 | 365 | 5.3084 | 0.6331 | 5 | 0.94152
69776 | 6.76 | 0.8 | 365 | 6.1871 | 0.39306 | 6 | 0.58011
69778 | 7.28 | 0.8 | 365 | 6.663 | 0.34637 | 7 | 0.0093537
69779 | 5.72 | 0.8 | 365 | 5.2352 | 0.48643 | 5 | 0.72164
69780 | 3.6 | 0.8 | 365 | 3.2949 | 0.59985 | 3 | 0.89474
69781 | 7.8 | 0.8 | 365 | 7.1389 | 0.29968 | 7 | 0.43859
69782 | 6.3 | 0.8 | 365 | 5.766 | 0.54974 | 6 | 0.31579
69784 | 7.02 | 0.8 | 365 | 6.425 | 0.86972 | 7 | 0.29473
69785 | 9.28 | 0.8 | 365 | 8.4935 | 0.012957 | 8 | 0.50643
69786 | 8.1 | 0.8 | 365 | 7.4135 | 0.84967 | 8 | 0.26315
69787 | 6.213 | 0.8 | 365 | 5.6864 | 0.39025 | 6 | 0.076664
69788 | 16.96 | 0.8 | 365 | 15.5226 | 0.092646 | 15 | 0.6152
69790 | 5.67 | 1 | 365 | 6.4868 | 0.99346 | 7 | 0.48026
69792 | 8.28 | 0.8 | 365 | 7.5782 | 0.17966 | 7 | 0.75789
69794 | 6.09 | 0.8 | 365 | 5.5738 | 0.16475 | 5 | 0.73859
69795 | 7.25 | 0.8 | 365 | 6.6355 | 0.29137 | 6 | 0.9269
69796 | 7.25 | 0.8 | 365 | 6.6355 | 0.29137 | 6 | 0.9269
69798 | 8.4 | 1 | 365 | 9.6101 | 0.24957 | 9 | 0.85964
69799 | 5.4 | 1 | 365 | 6.1779 | 0.37473 | 6 | 0.55263
69801 | 12.76 | 0.8 | 365 | 11.6785 | 0.39282 | 12 | 0.07134
69802 | 5.886 | 0.8 | 365 | 5.3871 | 0.79076 | 6 | 0.17789
69803 | 12.15 | 0.8 | 365 | 11.1202 | 0.27451 | 11 | 0.39473
69804 | 6.21 | 0.8 | 365 | 5.6837 | 0.38475 | 6 | 0.068418
69805 | 9.45 | 0.8 | 365 | 8.6491 | 0.32462 | 8 | 0.97368
69807 | 8.04 | 0.8 | 365 | 7.3586 | 0.73967 | 8 | 0.098242
69810 | 6.27 | 0.8 | 365 | 5.7386 | 0.49475 | 6 | 0.23333
69811 | 12.96 | 0.8 | 365 | 11.8616 | 0.75947 | 12 | 0.62105
69813 | 11.02 | 0.8 | 365 | 10.086 | 0.20289 | 10 | 0.28888
69814 | 4.59 | 0.8 | 365 | 4.201 | 0.41481 | 4 | 0.61579
69815 | 11.2 | 0.8 | 365 | 10.2507 | 0.53288 | 10 | 0.78362
69816 | 6.08 | 0.8 | 365 | 5.5647 | 0.14642 | 5 | 0.71111
69817 | 9.3 | 0.8 | 365 | 8.5118 | 0.049623 | 8 | 0.5614
69818 | 3.18 | 0.8 | 365 | 2.9105 | 0.82987 | 3 | 0.74035
69820 | 9.135 | 0.8 | 365 | 8.3608 | 0.74713 | 9 | 0.10789
69821 | 6.36 | 0.8 | 365 | 5.821 | 0.65974 | 6 | 0.4807
69823 | 12 | 0.8 | 365 | 10.9829 | 0.99951 | 11 | 0.98245
69825 | 11.4 | 0.8 | 365 | 10.4338 | 0.89954 | 11 | 0.33333
69826 | 9.975 | 0.8 | 365 | 9.1296 | 0.2871 | 9 | 0.41666
69828 | 4.06 | 0.8 | 365 | 3.7159 | 0.44317 | 4 | 0.15906
69829 | 5.886 | 0.8 | 365 | 5.3871 | 0.79076 | 6 | 0.17789
69831 | 3.84 | 0.8 | 365 | 3.5145 | 0.039844 | 3 | 0.55438
69832 | 4.27 | 0.8 | 365 | 3.9081 | 0.82816 | 4 | 0.73626
69833 | 5.44 | 0.8 | 365 | 4.9789 | 0.97311 | 5 | 0.95204
69835 | 3.12 | 0.8 | 365 | 2.8556 | 0.71987 | 3 | 0.57544
65861 | 6.84 | 1 | 365 | 7.8253 | 0.67465 | 8 | 0.5
50556 | 7.8 | 1 | 365 | 8.9236 | 0.8746 | 9 | 0.79824
65407 | 10.15 | 1 | 365 | 11.6122 | 0.2599 | 11 | 0.87207
68717 | 9.045 | 0.8 | 365 | 8.2784 | 0.58213 | 8 | 0.86052
69114 | 6.48 | 0.8 | 365 | 5.9308 | 0.87974 | 6 | 0.81052
34321 | 657 | 1 | 365 | 751.6448 | 0.59171 | 752 | 0.2365
67244 | 7.8 | 1 | 365 | 8.9236 | 0.8746 | 9 | 0.79824
64867 | 28.81 | 0.9 | 365 | 29.6642 | 0.41931 | 30 | 0.083539
69837 | 6.72 | 0.8 | 365 | 6.1504 | 0.31973 | 6 | 0.47017
69839 | 2.72 | 0.8 | 365 | 2.4895 | 0.98656 | 3 | 0.47602
69840 | 7.015 | 0.8 | 365 | 6.4204 | 0.86055 | 7 | 0.28099
69841 | 3.92 | 0.8 | 365 | 3.5878 | 0.18651 | 3 | 0.77427
69843 | 8.32 | 0.8 | 365 | 7.6148 | 0.253 | 7 | 0.86783
69845 | 24.96 | 1 | 365 | 28.5556 | 0.19874 | 28 | 0.75437
69359 | 5.36 | 0.8 | 365 | 4.9057 | 0.82645 | 5 | 0.73216
69090 | 6.21 | 0.8 | 365 | 5.6837 | 0.38475 | 6 | 0.068418
69847 | 2.97 | 0.8 | 365 | 2.7183 | 0.44488 | 3 | 0.16316
69846 | 11.2 | 0.8 | 365 | 10.2507 | 0.53288 | 10 | 0.78362
69848 | 3.92 | 0.8 | 365 | 3.5878 | 0.18651 | 3 | 0.77427
69850 | 9.01 | 0.8 | 365 | 8.2464 | 0.51797 | 8 | 0.76432
69851 | 10.92 | 0.8 | 365 | 9.9945 | 0.019557 | 10 | 0.014031
69100 | 9.45 | 0.8 | 365 | 8.6491 | 0.32462 | 8 | 0.97368
69529 | 10.137 | 1 | 365 | 11.5973 | 0.23011 | 11 | 0.82741
31461 | 2794.995 | 1 | 365 | 3197.6308 | 0.055262 | 3197 | 0.68606
69852 | 9.28 | 0.8 | 365 | 8.4935 | 0.012957 | 8 | 0.50643
69853 | 10.8 | 0.8 | 365 | 9.8846 | 0.79956 | 10 | 0.68421
69854 | 7.8 | 0.8 | 365 | 7.1389 | 0.29968 | 7 | 0.43859
64889 | 56 | 0.9 | 365 | 57.6604 | 0.49745 | 58 | 0.15787
68178 | 2.97 | 0.8 | 365 | 2.7183 | 0.44488 | 3 | 0.16316
69858 | 5.3 | 0.8 | 365 | 4.8508 | 0.71645 | 5 | 0.56725
69859 | 6.27 | 0.8 | 365 | 5.7386 | 0.49475 | 6 | 0.23333
35961 | 61.11 | 0.9 | 365 | 62.9219 | 0.036588 | 62 | 0.95852
69256 | 11.02 | 0.8 | 365 | 10.086 | 0.20289 | 10 | 0.28888
68298 | 4.05 | 0.8 | 365 | 3.7067 | 0.42484 | 4 | 0.13158
69309 | 8.7 | 0.8 | 365 | 7.9626 | 0.94965 | 8 | 0.91228
33973 | 649.35 | 0.8 | 365 | 594.3142 | 0.44868 | 594 | 0.76289
65258 | 31.28 | 0.7 | 365 | 25.0503 | 0.17722 | 25 | 0.22747
64767 | 122.76 | 1 | 365 | 140.4443 | 0.31878 | 140 | 0.76309
68304 | 2.7 | 0.8 | 365 | 2.4712 | 0.94989 | 3 | 0.42105
68785 | 2.97 | 0.8 | 365 | 2.7183 | 0.44488 | 3 | 0.16316
65791 | 371.32 | 1 | 365 | 424.8109 | 0.92285 | 425 | 0.73373
26541 | 1856.6 | 1 | 365 | 2124.0544 | 0.61427 | 2124 | 0.66864
68730 | 3.24 | 0.8 | 365 | 2.9654 | 0.93987 | 3 | 0.90526
69861 | 5.98 | 0.8 | 365 | 5.4732 | 0.96309 | 6 | 0.43625
69139 | 8.12 | 0.8 | 365 | 7.4318 | 0.88634 | 8 | 0.31813
69142 | 6.75 | 0.8 | 365 | 6.1779 | 0.37473 | 6 | 0.55263
69198 | 6.09 | 0.8 | 365 | 5.5738 | 0.16475 | 5 | 0.73859
35151 | 78.12 | 0.9 | 365 | 80.4363 | 0.11894 | 80 | 0.55523
69245 | 8.91 | 0.8 | 365 | 8.1548 | 0.33464 | 8 | 0.48947
69863 | 11.2 | 0.8 | 365 | 10.2507 | 0.53288 | 10 | 0.78362
69265 | 2.9 | 0.8 | 365 | 2.6542 | 0.31655 | 2 | 0.97076
69874 | 8.48 | 0.8 | 365 | 7.7613 | 0.54632 | 8 | 0.3076
69294 | 4.32 | 0.8 | 365 | 3.9539 | 0.91982 | 4 | 0.87368
69849 | 2.56 | 0.8 | 365 | 2.343 | 0.69323 | 3 | 0.036256
65305 | 31.392 | 0.7 | 365 | 25.1399 | 0.35689 | 25 | 0.49683
69864 | 8.835 | 0.8 | 365 | 8.0862 | 0.19714 | 8 | 0.28333
69865 | 10.15 | 0.8 | 365 | 9.2897 | 0.60792 | 9 | 0.89766
69866 | 8.28 | 0.8 | 365 | 7.5782 | 0.17966 | 7 | 0.75789
69867 | 11.055 | 0.8 | 365 | 10.118 | 0.26705 | 10 | 0.38508
69869 | 4.64 | 0.8 | 365 | 4.2467 | 0.50648 | 4 | 0.75321
69868 | 596.31 | 0.9 | 365 | 613.9908 | 0.86218 | 614 | 0.85301
69870 | 34.125 | 0.9 | 365 | 35.1368 | 0.38126 | 35 | 0.51808
69872 | 6.71 | 0.8 | 365 | 6.1413 | 0.30139 | 6 | 0.44269
69873 | 9.45 | 0.8 | 365 | 8.6491 | 0.32462 | 8 | 0.97368
69875 | 6.44 | 0.8 | 365 | 5.8942 | 0.80641 | 6 | 0.70058
69876 | 11.34 | 0.8 | 365 | 10.3789 | 0.78954 | 11 | 0.16842
69878 | 7.42 | 0.8 | 365 | 6.7911 | 0.60303 | 7 | 0.39415
69879 | 3.135 | 0.8 | 365 | 2.8693 | 0.74737 | 3 | 0.61667
69881 | 6.89 | 1 | 365 | 7.8825 | 0.78923 | 8 | 0.67178
69299 | 4.48 | 0.8 | 365 | 4.1003 | 0.21315 | 4 | 0.31345
69883 | 6.09 | 0.8 | 365 | 5.5738 | 0.16475 | 5 | 0.73859
69301 | 4.35 | 0.8 | 365 | 3.9813 | 0.97482 | 4 | 0.95614
69321 | 4.35 | 0.8 | 365 | 3.9813 | 0.97482 | 4 | 0.95614
69884 | 7.245 | 0.8 | 365 | 6.6309 | 0.28221 | 6 | 0.91315
69117 | 8.91 | 0.8 | 365 | 8.1548 | 0.33464 | 8 | 0.48947
69885 | 3.38 | 1 | 365 | 3.8669 | 0.74566 | 4 | 0.61257
69322 | 8.7 | 0.8 | 365 | 7.9626 | 0.94965 | 8 | 0.91228
69330 | 13.34 | 0.8 | 365 | 12.2094 | 0.45613 | 12 | 0.66549
69886 | 11.655 | 0.8 | 365 | 10.6672 | 0.36703 | 11 | 0.034206
69341 | 4.32 | 0.8 | 365 | 3.9539 | 0.91982 | 4 | 0.87368
69887 | 12.6 | 0.8 | 365 | 11.5321 | 0.099489 | 11 | 0.63157
69415 | 10.14 | 0.8 | 365 | 9.2806 | 0.58959 | 9 | 0.87017
69447 | 4.76 | 0.8 | 365 | 4.3566 | 0.72647 | 5 | 0.083039
69513 | 8.99 | 0.8 | 365 | 8.2281 | 0.4813 | 8 | 0.70935
68459 | 4.59 | 0.8 | 365 | 4.201 | 0.41481 | 4 | 0.61579
69889 | 4.68 | 0.8 | 365 | 4.2833 | 0.57981 | 4 | 0.86316
69890 | 4.8 | 0.8 | 365 | 4.3932 | 0.79981 | 5 | 0.19298
63346 | 138.6 | 0.9 | 365 | 142.7095 | 0.85618 | 143 | 0.56573
69891 | 9.9 | 0.8 | 365 | 9.0609 | 0.1496 | 9 | 0.21052
69871 | 9.315 | 0.8 | 365 | 8.5255 | 0.077122 | 8 | 0.60263
69894 | 7.98 | 0.8 | 365 | 7.3037 | 0.62968 | 7 | 0.93333
69896 | 3.42 | 0.8 | 365 | 3.1301 | 0.26986 | 3 | 0.4
69899 | 4.48 | 0.8 | 365 | 4.1003 | 0.21315 | 4 | 0.31345
63515 | 234.5 | 0.7 | 365 | 187.7968 | 0.16877 | 187 | 0.96556
43620 | 18.425 | 0.8 | 365 | 16.8634 | 0.77842 | 17 | 0.64181
69902 | 10.24 | 0.8 | 365 | 9.3721 | 0.77292 | 10 | 0.14503
69905 | 5.6 | 0.8 | 365 | 5.1254 | 0.26644 | 5 | 0.39181
65250 | 26.4 | 0.9 | 365 | 27.1828 | 0.4488 | 27 | 0.63157
69908 | 9.6 | 0.8 | 365 | 8.7864 | 0.59961 | 9 | 0.38596
69909 | 8.8 | 0.8 | 365 | 8.0542 | 0.13298 | 8 | 0.18713
69910 | 6.96 | 0.8 | 365 | 6.3701 | 0.75972 | 7 | 0.12982
66377 | 9.92 | 0.8 | 365 | 9.0792 | 0.18626 | 9 | 0.26549
66283 | 4.485 | 1 | 365 | 5.1311 | 0.2779 | 5 | 0.40899
64197 | 13.11 | 1 | 365 | 14.9986 | 0.043086 | 15 | 0.04166
69914 | 9.6 | 0.8 | 365 | 8.7864 | 0.59961 | 9 | 0.38596
69916 | 6.875 | 1 | 365 | 7.8654 | 0.75486 | 8 | 0.62025
69917 | 4.2 | 0.8 | 365 | 3.844 | 0.69983 | 4 | 0.54386
69918 | 24.795 | 1 | 365 | 28.3669 | 0.82062 | 29 | 0.18749
69919 | 3.92 | 0.8 | 365 | 3.5878 | 0.18651 | 3 | 0.77427
69920 | 7.035 | 0.8 | 365 | 6.4387 | 0.89721 | 7 | 0.33596
69915 | 7.84 | 0.8 | 365 | 7.1755 | 0.37302 | 7 | 0.54853
69921 | 10.791 | 0.8 | 365 | 9.8764 | 0.78306 | 10 | 0.65947
69923 | 9.405 | 1 | 365 | 10.7598 | 0.55265 | 11 | 0.3125
69924 | 9.92 | 0.8 | 365 | 9.0792 | 0.18626 | 9 | 0.26549
69927 | 5.94 | 0.8 | 365 | 5.4366 | 0.88976 | 6 | 0.32631
35287 | 1059.27 | 0.9 | 365 | 1090.6778 | 0.69607 | 1091 | 0.37385
69929 | 4.83 | 0.8 | 365 | 4.4206 | 0.8548 | 5 | 0.27544
69930 | 7.2 | 0.8 | 365 | 6.5898 | 0.19971 | 6 | 0.78947
69926 | 4.5 | 0.8 | 365 | 4.1186 | 0.24982 | 4 | 0.36842
69931 | 14.835 | 0.8 | 365 | 13.5777 | 0.1969 | 13 | 0.77456
63952 | 326.4 | 0.9 | 365 | 336.0779 | 0.18512 | 336 | 0.26301
68417 | 52.49 | 0.9 | 365 | 54.0463 | 0.25823 | 54 | 0.30458
69934 | 4.41 | 0.8 | 365 | 4.0362 | 0.084821 | 4 | 0.12105
69791 | 11.725 | 1 | 365 | 13.4141 | 0.8692 | 14 | 0.28325
69800 | 14.74 | 0.8 | 365 | 13.4907 | 0.022736 | 13 | 0.51344
69812 | 8.829 | 0.8 | 365 | 8.0807 | 0.18614 | 8 | 0.26684
69935 | 8.64 | 0.8 | 365 | 7.9077 | 0.83965 | 8 | 0.74736
69588 | 14.5 | 0.8 | 365 | 13.271 | 0.58275 | 13 | 0.8538
69936 | 8.12 | 0.8 | 365 | 7.4318 | 0.88634 | 8 | 0.31813
69939 | 8.55 | 0.8 | 365 | 7.8253 | 0.67465 | 8 | 0.5
69942 | 5.7 | 0.8 | 365 | 5.2169 | 0.44977 | 5 | 0.66666
69941 | 5.76 | 0.8 | 365 | 5.2718 | 0.55977 | 5 | 0.83158
69944 | 11.4 | 0.8 | 365 | 10.4338 | 0.89954 | 11 | 0.33333
69938 | 9.88 | 1 | 365 | 11.3033 | 0.64117 | 11 | 0.94444
69946 | 8.375 | 0.8 | 365 | 7.6652 | 0.35383 | 8 | 0.019002
34875 | 47.85 | 0.9 | 365 | 49.2688 | 0.68844 | 49 | 0.95721
69948 | 11.73 | 0.8 | 365 | 10.7358 | 0.50452 | 11 | 0.24035
69950 | 8.54 | 0.8 | 365 | 7.8162 | 0.65632 | 8 | 0.47251
69951 | 7.935 | 0.8 | 365 | 7.2625 | 0.54718 | 7 | 0.80965
69952 | 11.73 | 0.8 | 365 | 10.7358 | 0.50452 | 11 | 0.24035
69953 | 8.04 | 0.8 | 365 | 7.3586 | 0.73967 | 8 | 0.098242
69954 | 14.145 | 0.8 | 365 | 12.9461 | 0.93193 | 13 | 0.87806
69956 | 9.156 | 0.8 | 365 | 8.38 | 0.78563 | 9 | 0.16561
69957 | 8.375 | 0.8 | 365 | 7.6652 | 0.35383 | 8 | 0.019002
69958 | 13.08 | 0.8 | 365 | 11.9714 | 0.97947 | 12 | 0.95087
69959 | 8.375 | 0.8 | 365 | 7.6652 | 0.35383 | 8 | 0.019002
69960 | 10.695 | 0.8 | 365 | 9.7885 | 0.60707 | 10 | 0.39561
69961 | 6.82 | 0.8 | 365 | 6.242 | 0.50306 | 6 | 0.74503
64037 | 104.94 | 0.9 | 365 | 108.0515 | 0.43396 | 108 | 0.48548
69964 | 7.848 | 0.8 | 365 | 7.1828 | 0.38768 | 7 | 0.57052
69965 | 13.407 | 0.8 | 365 | 12.2707 | 0.57896 | 12 | 0.84964
64030 | 663.3 | 1 | 365 | 758.8523 | 0.028893 | 758 | 0.88124
69966 | 5.49 | 0.8 | 365 | 5.0247 | 0.064777 | 5 | 0.089471
4916 | 4135.86 | 0.7 | 365 | 3312.1588 | 0.46206 | 3312 | 0.62088
32651 | 596.7 | 0.9 | 365 | 614.3924 | 0.66654 | 615 | 0.058934
66332 | 4.24 | 0.8 | 365 | 3.8806 | 0.77316 | 4 | 0.6538
66415 | 8.4 | 0.8 | 365 | 7.6881 | 0.39966 | 8 | 0.087716
66423 | 6.84 | 0.8 | 365 | 6.2603 | 0.53972 | 6 | 0.8
66462 | 6.89 | 0.8 | 365 | 6.306 | 0.63139 | 6 | 0.93742
66468 | 7.695 | 0.8 | 365 | 7.0428 | 0.10719 | 7 | 0.15
66474 | 3.64 | 0.8 | 365 | 3.3315 | 0.67319 | 4 | 0.0046769
66476 | 6.44 | 0.8 | 365 | 5.8942 | 0.80641 | 6 | 0.70058
66483 | 4.505 | 0.8 | 365 | 4.1232 | 0.25898 | 4 | 0.38216
66484 | 10.335 | 0.8 | 365 | 9.4591 | 0.94708 | 10 | 0.40614
66490 | 5.83 | 0.8 | 365 | 5.3359 | 0.6881 | 6 | 0.023974
66494 | 2.8 | 0.8 | 365 | 2.5627 | 0.13322 | 2 | 0.69591
66498 | 4.48 | 0.8 | 365 | 4.1003 | 0.21315 | 4 | 0.31345
66499 | 10.08 | 0.8 | 365 | 9.2257 | 0.47959 | 9 | 0.70526
42679 | 6.6 | 0.8 | 365 | 6.0406 | 0.099732 | 6 | 0.14035
66644 | 4.505 | 0.8 | 365 | 4.1232 | 0.25898 | 4 | 0.38216
66654 | 8.4 | 0.8 | 365 | 7.6881 | 0.39966 | 8 | 0.087716
66657 | 7 | 0.8 | 365 | 6.4067 | 0.83305 | 7 | 0.23976
66659 | 6.72 | 0.8 | 365 | 6.1504 | 0.31973 | 6 | 0.47017
66710 | 7.54 | 0.8 | 365 | 6.9009 | 0.82303 | 7 | 0.72397
66744 | 11.2 | 0.8 | 365 | 10.2507 | 0.53288 | 10 | 0.78362
66801 | 2.65 | 0.8 | 365 | 2.4254 | 0.85823 | 3 | 0.28362
66803 | 10.08 | 0.8 | 365 | 9.2257 | 0.47959 | 9 | 0.70526
66826 | 4.76 | 0.8 | 365 | 4.3566 | 0.72647 | 5 | 0.083039
66345 | 5.3 | 1 | 365 | 6.0635 | 0.14556 | 6 | 0.20906
66348 | 3.12 | 1 | 365 | 3.5695 | 0.14984 | 3 | 0.7193
66356 | 3.64 | 1 | 365 | 4.1644 | 0.34148 | 4 | 0.50585
66365 | 2.34 | 1 | 365 | 2.6771 | 0.36238 | 3 | 0.039472
66373 | 2.295 | 1 | 365 | 2.6256 | 0.25926 | 2 | 0.88487
66481 | 6.76 | 0.8 | 365 | 6.1871 | 0.39306 | 6 | 0.58011
69021 | 7.194 | 0.8 | 365 | 6.5843 | 0.18871 | 6 | 0.77298
68292 | 14.3 | 0.8 | 365 | 13.088 | 0.21609 | 13 | 0.30409
69830 | 2.86 | 0.8 | 365 | 2.6176 | 0.24322 | 2 | 0.86082
69797 | 6.93 | 1 | 365 | 7.9283 | 0.8809 | 8 | 0.80921
69670 | 12.455 | 0.8 | 365 | 11.3994 | 0.83366 | 12 | 0.23304
64095 | 211.68 | 0.9 | 365 | 217.9564 | 0.58035 | 218 | 0.53674
69947 | 2.943 | 0.8 | 365 | 2.6936 | 0.39538 | 3 | 0.088946
69962 | 9.92 | 0.8 | 365 | 9.0792 | 0.18626 | 9 | 0.26549
69932 | 11.4 | 0.8 | 365 | 10.4338 | 0.89954 | 11 | 0.33333
69967 | 5.04 | 0.8 | 365 | 4.6128 | 0.2398 | 4 | 0.85263
69968 | 11.2 | 0.8 | 365 | 10.2507 | 0.53288 | 10 | 0.78362
69969 | 5 | 0.8 | 365 | 4.5762 | 0.16646 | 4 | 0.74269
69970 | 4.2 | 0.8 | 365 | 3.844 | 0.69983 | 4 | 0.54386
70046 | 7.5 | 0.8 | 365 | 6.8643 | 0.7497 | 7 | 0.61403
70052 | 3.64 | 0.8 | 365 | 3.3315 | 0.67319 | 4 | 0.0046769
69972 | 18 | 0.8 | 365 | 16.4744 | 0.99927 | 17 | 0.47368
69975 | 9.92 | 0.8 | 365 | 9.0792 | 0.18626 | 9 | 0.26549
70057 | 5.7 | 0.8 | 365 | 5.2169 | 0.44977 | 5 | 0.66666
69976 | 5.44 | 1 | 365 | 6.2237 | 0.46639 | 6 | 0.69006
70058 | 6.21 | 0.8 | 365 | 5.6837 | 0.38475 | 6 | 0.068418
69977 | 6 | 0.8 | 365 | 5.4915 | 0.99976 | 6 | 0.49123
63955 | 40.25 | 0.7 | 365 | 32.2338 | 0.56628 | 32 | 0.80006
69978 | 8.4 | 0.8 | 365 | 7.6881 | 0.39966 | 8 | 0.087716
70063 | 8.7 | 0.8 | 365 | 7.9626 | 0.94965 | 8 | 0.91228
69979 | 11.2 | 0.8 | 365 | 10.2507 | 0.53288 | 10 | 0.78362
69980 | 11.52 | 0.8 | 365 | 10.5436 | 0.11953 | 10 | 0.66315
70064 | 10.83 | 0.8 | 365 | 9.9121 | 0.85456 | 10 | 0.76666
69981 | 3.3 | 0.8 | 365 | 3.0203 | 0.049866 | 3 | 0.070174
69982 | 11.118 | 1 | 365 | 12.7196 | 0.47819 | 13 | 0.1978
70066 | 10.545 | 0.8 | 365 | 9.6513 | 0.33207 | 9 | 0.98333
69983 | 17.28 | 1 | 365 | 19.7693 | 0.59912 | 20 | 0.36841
69984 | 12.8 | 0.8 | 365 | 11.7151 | 0.46615 | 12 | 0.18128
69986 | 4.96 | 0.8 | 365 | 4.5396 | 0.093132 | 4 | 0.63275
69987 | 9.405 | 0.8 | 365 | 8.6079 | 0.24212 | 8 | 0.85
69988 | 8.41 | 0.8 | 365 | 7.6972 | 0.41799 | 8 | 0.1152
70056 | 3.975 | 0.8 | 365 | 3.6381 | 0.28734 | 3 | 0.92544
69989 | 10.725 | 0.8 | 365 | 9.816 | 0.66207 | 10 | 0.47807
70067 | 24.82 | 0.8 | 365 | 22.7164 | 0.50233 | 23 | 0.2187
69990 | 5.22 | 0.8 | 365 | 4.7776 | 0.56979 | 5 | 0.34737
70062 | 8.4 | 0.8 | 365 | 7.6881 | 0.39966 | 8 | 0.087716
70072 | 8.265 | 0.8 | 365 | 7.5645 | 0.15216 | 7 | 0.71666
69992 | 8.82 | 0.8 | 365 | 8.0725 | 0.16964 | 8 | 0.2421
70074 | 4.42 | 0.8 | 365 | 4.0454 | 0.10315 | 4 | 0.14854
69993 | 16.2 | 0.8 | 365 | 14.827 | 0.69934 | 15 | 0.52631
69994 | 10.08 | 0.8 | 365 | 9.2257 | 0.47959 | 9 | 0.70526
69995 | 4.76 | 0.8 | 365 | 4.3566 | 0.72647 | 5 | 0.083039
70075 | 9.405 | 0.8 | 365 | 8.6079 | 0.24212 | 8 | 0.85
69996 | 4.48 | 0.8 | 365 | 4.1003 | 0.21315 | 4 | 0.31345
69997 | 12.96 | 0.8 | 365 | 11.8616 | 0.75947 | 12 | 0.62105
70079 | 4.56 | 0.8 | 365 | 4.1735 | 0.35982 | 4 | 0.53333
69998 | 20.79 | 0.8 | 365 | 19.0279 | 0.11416 | 19 | 0.1421
70076 | 5.6 | 0.8 | 365 | 5.1254 | 0.26644 | 5 | 0.39181
70000 | 5.76 | 0.8 | 365 | 5.2718 | 0.55977 | 5 | 0.83158
70080 | 3.42 | 0.8 | 365 | 3.1301 | 0.26986 | 3 | 0.4
70001 | 7.92 | 0.8 | 365 | 7.2487 | 0.51968 | 7 | 0.76842
70002 | 10.08 | 0.8 | 365 | 9.2257 | 0.47959 | 9 | 0.70526
70003 | 4.56 | 0.8 | 365 | 4.1735 | 0.35982 | 4 | 0.53333
70069 | 7.2 | 0.8 | 365 | 6.5898 | 0.19971 | 6 | 0.78947
70004 | 5.175 | 0.8 | 365 | 4.7364 | 0.48729 | 5 | 0.22368
70005 | 14.4 | 0.8 | 365 | 13.1795 | 0.39942 | 13 | 0.57894
70008 | 5.12 | 0.8 | 365 | 4.6861 | 0.38646 | 5 | 0.072513
70009 | 5.46 | 0.8 | 365 | 4.9972 | 0.0097787 | 5 | 0.0070153
70010 | 8.502 | 0.8 | 365 | 7.7814 | 0.58666 | 8 | 0.36807
70013 | 4.905 | 0.8 | 365 | 4.4893 | 0.9923 | 5 | 0.48158
70014 | 10.464 | 0.8 | 365 | 9.5771 | 0.18358 | 9 | 0.7607
70016 | 5.98 | 1 | 365 | 6.8415 | 0.70386 | 7 | 0.54532
69943 | 13.395 | 0.8 | 365 | 12.2597 | 0.55696 | 12 | 0.81666
70017 | 11.4 | 1 | 365 | 13.0422 | 0.12442 | 13 | 0.16666
70018 | 10.395 | 1 | 365 | 11.8925 | 0.82135 | 12 | 0.71381
70019 | 7.2 | 0.8 | 365 | 6.5898 | 0.19971 | 6 | 0.78947
70020 | 6.9 | 0.8 | 365 | 6.3152 | 0.64972 | 6 | 0.96491
70059 | 9.45 | 0.8 | 365 | 8.6491 | 0.32462 | 8 | 0.97368
70060 | 3.38 | 0.8 | 365 | 3.0935 | 0.19653 | 3 | 0.29006
70021 | 7.2 | 0.8 | 365 | 6.5898 | 0.19971 | 6 | 0.78947
70084 | 11.96 | 0.8 | 365 | 10.9463 | 0.92618 | 11 | 0.87251
69379 | 3.08 | 0.8 | 365 | 2.819 | 0.64654 | 3 | 0.4655
69375 | 2.32 | 0.8 | 365 | 2.1234 | 0.25324 | 2 | 0.37661
69429 | 3.19 | 0.8 | 365 | 2.9196 | 0.8482 | 3 | 0.76783
69446 | 3.24 | 0.8 | 365 | 2.9654 | 0.93987 | 3 | 0.90526
69478 | 4.06 | 0.8 | 365 | 3.7159 | 0.44317 | 4 | 0.15906
69519 | 3.24 | 0.8 | 365 | 2.9654 | 0.93987 | 3 | 0.90526
70006 | 9.57 | 0.8 | 365 | 8.7589 | 0.54461 | 9 | 0.3035
65251 | 100.64 | 0.7 | 365 | 80.5965 | 0.43976 | 81 | 0.036221
70024 | 8 | 0.8 | 365 | 7.322 | 0.66634 | 7 | 0.9883
70025 | 6.82 | 0.8 | 365 | 6.242 | 0.50306 | 6 | 0.74503
70027 | 14.57 | 0.8 | 365 | 13.3351 | 0.71108 | 14 | 0.046193
70029 | 13.23 | 0.8 | 365 | 12.1087 | 0.25446 | 12 | 0.36315
70007 | 10.24 | 0.8 | 365 | 9.3721 | 0.77292 | 10 | 0.14503
70030 | 4.16 | 0.8 | 365 | 3.8074 | 0.6265 | 4 | 0.43392
70031 | 8.175 | 0.8 | 365 | 7.4821 | 0.98717 | 8 | 0.46929
70032 | 8.28 | 0.8 | 365 | 7.5782 | 0.17966 | 7 | 0.75789
70033 | 6.48 | 0.8 | 365 | 5.9308 | 0.87974 | 6 | 0.81052
70034 | 11.52 | 0.8 | 365 | 10.5436 | 0.11953 | 10 | 0.66315
70035 | 8 | 0.8 | 365 | 7.322 | 0.66634 | 7 | 0.9883
70036 | 8.25 | 0.8 | 365 | 7.5508 | 0.12467 | 7 | 0.67544
70037 | 12.285 | 0.8 | 365 | 11.2438 | 0.522 | 11 | 0.76578
70038 | 4.14 | 0.8 | 365 | 3.7891 | 0.58983 | 4 | 0.37895
70040 | 8.68 | 0.8 | 365 | 7.9443 | 0.91298 | 8 | 0.85731
69675 | 2.24 | 0.8 | 365 | 2.0501 | 0.10658 | 2 | 0.15672
69827 | 4.93 | 0.8 | 365 | 4.5122 | 0.038134 | 4 | 0.55029
69685 | 8.37 | 0.8 | 365 | 7.6606 | 0.34466 | 8 | 0.0052597
69744 | 5.04 | 0.8 | 365 | 4.6128 | 0.2398 | 4 | 0.85263
69753 | 2.61 | 0.8 | 365 | 2.3888 | 0.78489 | 3 | 0.17368
69773 | 2.7 | 0.8 | 365 | 2.4712 | 0.94989 | 3 | 0.42105
70042 | 4.27 | 0.8 | 365 | 3.9081 | 0.82816 | 4 | 0.73626
70044 | 3.135 | 0.8 | 365 | 2.8693 | 0.74737 | 3 | 0.61667
70045 | 8.96 | 0.8 | 365 | 8.2006 | 0.4263 | 8 | 0.6269
32924 | 646.38 | 1 | 365 | 739.4949 | 0.25475 | 739 | 0.74967
32926 | 649.085 | 1 | 365 | 742.5896 | 0.45357 | 743 | 0.04316
51466 | 1082.88 | 1 | 365 | 1238.8754 | 0.54513 | 1239 | 0.4205
70049 | 6.76 | 0.8 | 365 | 6.1871 | 0.39306 | 6 | 0.58011
70077 | 6.9 | 0.8 | 365 | 6.3152 | 0.64972 | 6 | 0.96491
70085 | 7.56 | 0.8 | 365 | 6.9193 | 0.85969 | 7 | 0.77894
70083 | 5.225 | 0.8 | 365 | 4.7822 | 0.57895 | 5 | 0.36111
70090 | 11.655 | 0.8 | 365 | 10.6672 | 0.36703 | 11 | 0.034206
70086 | 9.6 | 0.8 | 365 | 8.7864 | 0.59961 | 9 | 0.38596
70061 | 4.48 | 0.8 | 365 | 4.1003 | 0.21315 | 4 | 0.31345
70048 | 10.2 | 0.8 | 365 | 9.3355 | 0.69959 | 10 | 0.035084
34541 | 382.8 | 0.8 | 365 | 350.3557 | 0.78448 | 351 | 0.14019
70094 | 3.465 | 0.8 | 365 | 3.1713 | 0.35236 | 3 | 0.52368
70091 | 4.2 | 0.8 | 365 | 3.844 | 0.69983 | 4 | 0.54386
70101 | 3.36 | 0.8 | 365 | 3.0752 | 0.15986 | 3 | 0.23509
70099 | 9.1 | 1 | 365 | 10.4109 | 0.85371 | 11 | 0.26462
70103 | 3.12 | 0.8 | 365 | 2.8556 | 0.71987 | 3 | 0.57544
70098 | 5.7 | 0.8 | 365 | 5.2169 | 0.44977 | 5 | 0.66666
70065 | 9.1 | 0.8 | 365 | 8.3287 | 0.68296 | 9 | 0.011692
70106 | 4.56 | 0.8 | 365 | 4.1735 | 0.35982 | 4 | 0.53333
70108 | 5.7 | 0.8 | 365 | 5.2169 | 0.44977 | 5 | 0.66666
70110 | 10.83 | 0.8 | 365 | 9.9121 | 0.85456 | 10 | 0.76666
70112 | 7.695 | 0.8 | 365 | 7.0428 | 0.10719 | 7 | 0.15
70104 | 7.14 | 0.8 | 365 | 6.5348 | 0.089711 | 6 | 0.62456
70126 | 10.53 | 0.8 | 365 | 9.6375 | 0.30457 | 9 | 0.9421
70124 | 9 | 0.8 | 365 | 8.2372 | 0.49964 | 8 | 0.73684
70127 | 2.65 | 0.8 | 365 | 2.4254 | 0.85823 | 3 | 0.28362
70125 | 7.02 | 0.8 | 365 | 6.425 | 0.86972 | 7 | 0.29473
70100 | 13.72 | 0.8 | 365 | 12.5572 | 0.15278 | 12 | 0.70994
70111 | 8.12 | 0.8 | 365 | 7.4318 | 0.88634 | 8 | 0.31813
70121 | 3.38 | 0.8 | 365 | 3.0935 | 0.19653 | 3 | 0.29006
70128 | 6.625 | 0.8 | 365 | 6.0635 | 0.14556 | 6 | 0.20906
70117 | 10.8 | 0.8 | 365 | 9.8846 | 0.79956 | 10 | 0.68421
70129 | 3.36 | 0.8 | 365 | 3.0752 | 0.15986 | 3 | 0.23509
70133 | 5.2 | 0.8 | 365 | 4.7593 | 0.53312 | 5 | 0.2924
70132 | 12.22 | 0.8 | 365 | 11.1843 | 0.40284 | 11 | 0.58713
70071 | 10.83 | 0.8 | 365 | 9.9121 | 0.85456 | 10 | 0.76666
70138 | 7.28 | 0.8 | 365 | 6.663 | 0.34637 | 7 | 0.0093537
70139 | 4.275 | 0.8 | 365 | 3.9127 | 0.83733 | 4 | 0.75
70140 | 2.85 | 0.8 | 365 | 2.6084 | 0.22488 | 2 | 0.83333
70141 | 5.13 | 0.8 | 365 | 4.6952 | 0.40479 | 5 | 0.099998
70142 | 8.12 | 0.8 | 365 | 7.4318 | 0.88634 | 8 | 0.31813
70147 | 10.8 | 0.8 | 365 | 9.8846 | 0.79956 | 10 | 0.68421
70149 | 4.16 | 0.8 | 365 | 3.8074 | 0.6265 | 4 | 0.43392
70150 | 9.69 | 0.8 | 365 | 8.8687 | 0.76461 | 9 | 0.63333
70151 | 3.975 | 0.8 | 365 | 3.6381 | 0.28734 | 3 | 0.92544
70152 | 9.45 | 0.8 | 365 | 8.6491 | 0.32462 | 8 | 0.97368
70153 | 10.8 | 0.8 | 365 | 9.8846 | 0.79956 | 10 | 0.68421
70155 | 9.35 | 1 | 365 | 10.6969 | 0.42661 | 11 | 0.12353
70157 | 7.2 | 0.8 | 365 | 6.5898 | 0.19971 | 6 | 0.78947
70156 | 11.025 | 0.8 | 365 | 10.0906 | 0.21205 | 10 | 0.30263
70158 | 5.559 | 0.8 | 365 | 5.0878 | 0.19127 | 5 | 0.27912
70159 | 5.8 | 0.8 | 365 | 5.3084 | 0.6331 | 5 | 0.94152
70161 | 4.48 | 0.8 | 365 | 4.1003 | 0.21315 | 4 | 0.31345
69279 | 7.155 | 1 | 365 | 8.1857 | 0.39651 | 8 | 0.58223
70162 | 4.355 | 0.8 | 365 | 3.9859 | 0.98399 | 4 | 0.96988
70163 | 9.38 | 0.8 | 365 | 8.585 | 0.19629 | 8 | 0.78128
70165 | 9.483 | 0.8 | 365 | 8.6793 | 0.38512 | 9 | 0.064382
70167 | 10.98 | 0.8 | 365 | 10.0494 | 0.12955 | 10 | 0.17894
70166 | 5.7 | 0.8 | 365 | 5.2169 | 0.44977 | 5 | 0.66666
70168 | 12.81 | 0.8 | 365 | 11.7243 | 0.48448 | 12 | 0.20877
70169 | 7.98 | 0.8 | 365 | 7.3037 | 0.62968 | 7 | 0.93333
70170 | 11.88 | 0.8 | 365 | 10.8731 | 0.77952 | 11 | 0.65263
70171 | 5.36 | 0.8 | 365 | 4.9057 | 0.82645 | 5 | 0.73216
70172 | 5.232 | 0.8 | 365 | 4.7886 | 0.59179 | 5 | 0.38035
70173 | 10.23 | 0.8 | 365 | 9.363 | 0.75459 | 10 | 0.11754
70174 | 7.245 | 0.8 | 365 | 6.6309 | 0.28221 | 6 | 0.91315
70175 | 4.62 | 0.8 | 365 | 4.2284 | 0.46981 | 4 | 0.69824
70177 | 8.25 | 0.8 | 365 | 7.5508 | 0.12467 | 7 | 0.67544
70183 | 8.4 | 0.8 | 365 | 7.6881 | 0.39966 | 8 | 0.087716
70184 | 3.48 | 0.8 | 365 | 3.1851 | 0.37986 | 3 | 0.56491
70186 | 8 | 0.8 | 365 | 7.322 | 0.66634 | 7 | 0.9883
70185 | 5.1 | 0.8 | 365 | 4.6677 | 0.34979 | 5 | 0.017542
70190 | 8.7 | 0.8 | 365 | 7.9626 | 0.94965 | 8 | 0.91228
70191 | 7.15 | 0.8 | 365 | 6.544 | 0.10804 | 6 | 0.65204
70192 | 5.04 | 0.8 | 365 | 4.6128 | 0.2398 | 4 | 0.85263
70194 | 10.35 | 0.8 | 365 | 9.4728 | 0.97458 | 10 | 0.44736
59845 | 298.224 | 0.9 | 365 | 307.0665 | 0.073401 | 307 | 0.13986
59848 | 439.488 | 0.9 | 365 | 452.519 | 0.42396 | 452 | 0.94295
70196 | 9.52 | 0.8 | 365 | 8.7131 | 0.45295 | 9 | 0.16608
70198 | 4.5 | 0.8 | 365 | 4.1186 | 0.24982 | 4 | 0.36842
70199 | 13.78 | 0.8 | 365 | 12.6121 | 0.26277 | 12 | 0.87485
70202 | 10.08 | 0.8 | 365 | 9.2257 | 0.47959 | 9 | 0.70526
70203 | 7.56 | 0.8 | 365 | 6.9193 | 0.85969 | 7 | 0.77894
70204 | 8.7 | 0.8 | 365 | 7.9626 | 0.94965 | 8 | 0.91228
70205 | 4.725 | 0.8 | 365 | 4.3245 | 0.66231 | 4 | 0.98684
70206 | 9.135 | 0.8 | 365 | 8.3608 | 0.74713 | 9 | 0.10789
70211 | 6.93 | 0.8 | 365 | 6.3426 | 0.70472 | 7 | 0.047366
70213 | 6.16 | 0.8 | 365 | 5.6379 | 0.29308 | 5 | 0.93099
70217 | 6.24 | 0.8 | 365 | 5.7111 | 0.43975 | 6 | 0.15087
70214 | 5.46 | 0.8 | 365 | 4.9972 | 0.0097787 | 5 | 0.0070153
70218 | 3.6 | 0.8 | 365 | 3.2949 | 0.59985 | 3 | 0.89474
70220 | 14.04 | 0.8 | 365 | 12.85 | 0.73943 | 13 | 0.58947
70201 | 11.772 | 0.8 | 365 | 10.7743 | 0.58152 | 11 | 0.35578
70207 | 10.5 | 0.8 | 365 | 9.6101 | 0.24957 | 9 | 0.85964
70221 | 10.005 | 0.8 | 365 | 9.157 | 0.34209 | 9 | 0.49912
69933 | 25.65 | 0.6 | 365 | 17.607 | 0.26797 | 17 | 0.87499
70224 | 11.655 | 0.8 | 365 | 10.6672 | 0.36703 | 11 | 0.034206
70225 | 6.867 | 0.8 | 365 | 6.285 | 0.58922 | 6 | 0.87421
70228 | 8.4 | 0.8 | 365 | 7.6881 | 0.39966 | 8 | 0.087716
70208 | 5.72 | 0.8 | 365 | 5.2352 | 0.48643 | 5 | 0.72164
70222 | 5.32 | 0.8 | 365 | 4.8691 | 0.75312 | 5 | 0.62222
70109 | 7.8 | 0.8 | 365 | 7.1389 | 0.29968 | 7 | 0.43859
70092 | 13.5 | 0.8 | 365 | 12.3558 | 0.74945 | 13 | 0.10526
70233 | 4.94 | 0.8 | 365 | 4.5213 | 0.056466 | 4 | 0.57778
70234 | 3.9 | 0.8 | 365 | 3.5695 | 0.14984 | 3 | 0.7193
70236 | 4.76 | 0.8 | 365 | 4.3566 | 0.72647 | 5 | 0.083039
70239 | 14.04 | 0.8 | 365 | 12.85 | 0.73943 | 13 | 0.58947
70240 | 7.5 | 0.8 | 365 | 6.8643 | 0.7497 | 7 | 0.61403
70226 | 5.4 | 0.8 | 365 | 4.9423 | 0.89978 | 5 | 0.8421
70244 | 3.64 | 0.8 | 365 | 3.3315 | 0.67319 | 4 | 0.0046769
70235 | 5.72 | 0.8 | 365 | 5.2352 | 0.48643 | 5 | 0.72164
70230 | 9.54 | 0.8 | 365 | 8.7314 | 0.48961 | 9 | 0.22105
70245 | 3.9 | 0.8 | 365 | 3.5695 | 0.14984 | 3 | 0.7193
70247 | 9 | 0.8 | 365 | 8.2372 | 0.49964 | 8 | 0.73684
70248 | 3.6 | 0.8 | 365 | 3.2949 | 0.59985 | 3 | 0.89474
70249 | 5.46 | 0.8 | 365 | 4.9972 | 0.0097787 | 5 | 0.0070153
70200 | 3.78 | 0.8 | 365 | 3.4596 | 0.92985 | 4 | 0.38947
70252 | 11.44 | 0.8 | 365 | 10.4704 | 0.97287 | 11 | 0.44327
70251 | 7.56 | 0.8 | 365 | 6.9193 | 0.85969 | 7 | 0.77894
70253 | 12.96 | 0.8 | 365 | 11.8616 | 0.75947 | 12 | 0.62105
70254 | 9.8 | 0.8 | 365 | 8.9694 | 0.96627 | 9 | 0.93567
70255 | 6.3 | 0.8 | 365 | 5.766 | 0.54974 | 6 | 0.31579
70257 | 11.73 | 0.8 | 365 | 10.7358 | 0.50452 | 11 | 0.24035
70258 | 11.04 | 0.8 | 365 | 10.1043 | 0.23955 | 10 | 0.34386
70259 | 5.72 | 0.8 | 365 | 5.2352 | 0.48643 | 5 | 0.72164
70260 | 12.54 | 0.8 | 365 | 11.4772 | 0.98949 | 12 | 0.46666
70261 | 6.48 | 0.8 | 365 | 5.9308 | 0.87974 | 6 | 0.81052
70262 | 8.8 | 0.8 | 365 | 8.0542 | 0.13298 | 8 | 0.18713
70263 | 7.848 | 0.8 | 365 | 7.1828 | 0.38768 | 7 | 0.57052
70264 | 12.15 | 0.8 | 365 | 11.1202 | 0.27451 | 11 | 0.39473
70266 | 5.2 | 0.8 | 365 | 4.7593 | 0.53312 | 5 | 0.2924
70267 | 9.72 | 0.8 | 365 | 8.8962 | 0.81961 | 9 | 0.71579
70268 | 10.335 | 0.8 | 365 | 9.4591 | 0.94708 | 10 | 0.40614
70269 | 6.05 | 0.8 | 365 | 5.5372 | 0.091421 | 5 | 0.62865
70270 | 7.54 | 0.8 | 365 | 6.9009 | 0.82303 | 7 | 0.72397
64985 | 120.75 | 0.9 | 365 | 124.3303 | 0.041369 | 124 | 0.37165
70275 | 3.77 | 0.8 | 365 | 3.4505 | 0.91151 | 4 | 0.36199
70277 | 2.85 | 0.8 | 365 | 2.6084 | 0.22488 | 2 | 0.83333
70276 | 2.16 | 0.8 | 365 | 1.9769 | 0.95991 | 2 | 0.93684
70279 | 5.7 | 0.8 | 365 | 5.2169 | 0.44977 | 5 | 0.66666
70135 | 3.92 | 0.8 | 365 | 3.5878 | 0.18651 | 3 | 0.77427
67009 | 8.835 | 0.8 | 365 | 8.0862 | 0.19714 | 8 | 0.28333
67010 | 4.845 | 0.8 | 365 | 4.4344 | 0.8823 | 5 | 0.31666
67015 | 3.12 | 0.8 | 365 | 2.8556 | 0.71987 | 3 | 0.57544
67849 | 7.8 | 0.8 | 365 | 7.1389 | 0.29968 | 7 | 0.43859
67855 | 10.4 | 0.8 | 365 | 9.5185 | 0.066245 | 9 | 0.58479
70555 | 10.08 | 0.8 | 365 | 9.2257 | 0.47959 | 9 | 0.70526
66359 | 6.375 | 1 | 365 | 7.2934 | 0.60905 | 7 | 0.90241
66381 | 5.98 | 1 | 365 | 6.8415 | 0.70386 | 7 | 0.54532
66478 | 6.24 | 0.8 | 365 | 5.7111 | 0.43975 | 6 | 0.15087
12491 | 348.92 | 0.9 | 365 | 359.2656 | 0.63159 | 359 | 0.89721
67661 | 1.59 | 0.8 | 365 | 1.4552 | 0.91494 | 2 | 0.37017
67668 | 14.04 | 0.8 | 365 | 12.85 | 0.73943 | 13 | 0.58947
67670 | 5.2 | 0.8 | 365 | 4.7593 | 0.53312 | 5 | 0.2924
67774 | 12.74 | 0.8 | 365 | 11.6602 | 0.35615 | 12 | 0.016369
67996 | 7.155 | 0.8 | 365 | 6.5486 | 0.11721 | 6 | 0.66579
68003 | 2.6 | 0.8 | 365 | 2.3796 | 0.76656 | 3 | 0.1462
66590 | 3.3 | 1 | 365 | 3.7754 | 0.56233 | 4 | 0.33772
67374 | 6.24 | 1 | 365 | 7.1389 | 0.29968 | 7 | 0.43859
66398 | 7.8 | 0.8 | 365 | 7.1389 | 0.29968 | 7 | 0.43859
50060 | 5.232 | 0.8 | 365 | 4.7886 | 0.59179 | 5 | 0.38035
69838 | 4.64 | 0.8 | 365 | 4.2467 | 0.50648 | 4 | 0.75321
70209 | 7.125 | 0.8 | 365 | 6.5211 | 0.062211 | 6 | 0.58333
70280 | 12.825 | 0.8 | 365 | 11.738 | 0.51198 | 12 | 0.24999
70281 | 6.84 | 0.8 | 365 | 6.2603 | 0.53972 | 6 | 0.8
70274 | 9.8 | 0.8 | 365 | 8.9694 | 0.96627 | 9 | 0.93567
70284 | 6.84 | 0.8 | 365 | 6.2603 | 0.53972 | 6 | 0.8
70285 | 4.56 | 0.8 | 365 | 4.1735 | 0.35982 | 4 | 0.53333
70286 | 8.55 | 0.8 | 365 | 7.8253 | 0.67465 | 8 | 0.5
70287 | 5.13 | 0.8 | 365 | 4.6952 | 0.40479 | 5 | 0.099998
70288 | 9.975 | 0.8 | 365 | 9.1296 | 0.2871 | 9 | 0.41666
70290 | 3.99 | 0.8 | 365 | 3.6518 | 0.31484 | 3 | 0.96667
70292 | 9.45 | 0.8 | 365 | 8.6491 | 0.32462 | 8 | 0.97368
70293 | 7.695 | 0.8 | 365 | 7.0428 | 0.10719 | 7 | 0.15
70296 | 6.16 | 0.8 | 365 | 5.6379 | 0.29308 | 5 | 0.93099
70278 | 9.975 | 0.8 | 365 | 9.1296 | 0.2871 | 9 | 0.41666
70297 | 4.59 | 0.8 | 365 | 4.201 | 0.41481 | 4 | 0.61579
70298 | 5.2 | 1 | 365 | 5.9491 | 0.9164 | 6 | 0.86549
70299 | 5.4 | 0.8 | 365 | 4.9423 | 0.89978 | 5 | 0.8421
70300 | 4.86 | 0.8 | 365 | 4.4481 | 0.9098 | 5 | 0.35789
70301 | 7.685 | 0.8 | 365 | 7.0337 | 0.088855 | 7 | 0.12251
70302 | 2.16 | 0.8 | 365 | 1.9769 | 0.95991 | 2 | 0.93684
70303 | 4.35 | 0.8 | 365 | 3.9813 | 0.97482 | 4 | 0.95614
70304 | 8.68 | 0.8 | 365 | 7.9443 | 0.91298 | 8 | 0.85731
70305 | 11.07 | 0.8 | 365 | 10.1318 | 0.29455 | 10 | 0.42631
70306 | 9.805 | 0.8 | 365 | 8.974 | 0.97544 | 9 | 0.94941
70309 | 7.56 | 0.8 | 365 | 6.9193 | 0.85969 | 7 | 0.77894
70310 | 6.44 | 0.8 | 365 | 5.8942 | 0.80641 | 6 | 0.70058
70313 | 11.2 | 0.8 | 365 | 10.2507 | 0.53288 | 10 | 0.78362
70317 | 3.92 | 0.8 | 365 | 3.5878 | 0.18651 | 3 | 0.77427
70324 | 9.8 | 0.8 | 365 | 8.9694 | 0.96627 | 9 | 0.93567
64267 | 180.831 | 0.8 | 365 | 165.5046 | 0.51617 | 166 | 0.020803
68955 | 6.5 | 1 | 365 | 7.4364 | 0.8955 | 8 | 0.33187
44315 | 11.055 | 0.8 | 365 | 10.118 | 0.26705 | 10 | 0.38508
70271 | 7.84 | 0.8 | 365 | 7.1755 | 0.37302 | 7 | 0.54853
70325 | 9.9 | 0.8 | 365 | 9.0609 | 0.1496 | 9 | 0.21052
70326 | 5.985 | 0.8 | 365 | 5.4777 | 0.97226 | 6 | 0.45
70327 | 9.045 | 0.8 | 365 | 8.2784 | 0.58213 | 8 | 0.86052
69006 | 3.597 | 0.8 | 365 | 3.2921 | 0.59435 | 3 | 0.88649
69007 | 7.035 | 0.8 | 365 | 6.4387 | 0.89721 | 7 | 0.33596
68584 | 3.924 | 0.8 | 365 | 3.5914 | 0.19384 | 3 | 0.78526
70328 | 5.232 | 0.8 | 365 | 4.7886 | 0.59179 | 5 | 0.38035
68588 | 5.232 | 0.8 | 365 | 4.7886 | 0.59179 | 5 | 0.38035
70331 | 7.84 | 0.8 | 365 | 7.1755 | 0.37302 | 7 | 0.54853
70332 | 8.28 | 0.8 | 365 | 7.5782 | 0.17966 | 7 | 0.75789
70219 | 4.59 | 0.8 | 365 | 4.201 | 0.41481 | 4 | 0.61579
70334 | 2.4 | 0.8 | 365 | 2.1966 | 0.3999 | 2 | 0.59649
70339 | 8.4 | 0.8 | 365 | 7.6881 | 0.39966 | 8 | 0.087716
70337 | 6.16 | 0.8 | 365 | 5.6379 | 0.29308 | 5 | 0.93099
70341 | 8.64 | 0.8 | 365 | 7.9077 | 0.83965 | 8 | 0.74736
70342 | 13.8 | 0.8 | 365 | 12.6304 | 0.29944 | 12 | 0.92982
66103 | 175.43 | 0.7 | 365 | 140.4912 | 0.41274 | 140 | 0.90396
70315 | 4.2 | 0.8 | 365 | 3.844 | 0.69983 | 4 | 0.54386
70039 | 5.13 | 0.8 | 365 | 4.6952 | 0.40479 | 5 | 0.099998
70229 | 8.16 | 0.8 | 365 | 7.4684 | 0.95967 | 8 | 0.42807
70344 | 11.4 | 0.8 | 365 | 10.4338 | 0.89954 | 11 | 0.33333
70346 | 10.08 | 0.8 | 365 | 9.2257 | 0.47959 | 9 | 0.70526
70311 | 10.64 | 0.8 | 365 | 9.7382 | 0.50624 | 10 | 0.24444
70314 | 5.88 | 0.8 | 365 | 5.3816 | 0.77976 | 6 | 0.1614
70345 | 10.8 | 0.8 | 365 | 9.8846 | 0.79956 | 10 | 0.68421
68621 | 6.84 | 0.8 | 365 | 6.2603 | 0.53972 | 6 | 0.8
69877 | 5.4 | 0.8 | 365 | 4.9423 | 0.89978 | 5 | 0.8421
69880 | 7 | 0.8 | 365 | 6.4067 | 0.83305 | 7 | 0.23976
70347 | 8.96 | 0.8 | 365 | 8.2006 | 0.4263 | 8 | 0.6269
70348 | 7.56 | 0.8 | 365 | 6.9193 | 0.85969 | 7 | 0.77894
69913 | 7.95 | 0.8 | 365 | 7.2762 | 0.57468 | 7 | 0.85087
68177 | 4.42 | 0.8 | 365 | 4.0454 | 0.10315 | 4 | 0.14854
70351 | 13.34 | 1 | 365 | 15.2617 | 0.57016 | 15 | 0.83186
70353 | 6.9 | 0.8 | 365 | 6.3152 | 0.64972 | 6 | 0.96491
70354 | 3.99 | 0.8 | 365 | 3.6518 | 0.31484 | 3 | 0.96667
70355 | 3.15 | 0.8 | 365 | 2.883 | 0.77487 | 3 | 0.65789
70356 | 6.38 | 0.8 | 365 | 5.8393 | 0.69641 | 6 | 0.53567
70358 | 3.92 | 0.8 | 365 | 3.5878 | 0.18651 | 3 | 0.77427
69337 | 7 | 0.8 | 365 | 6.4067 | 0.83305 | 7 | 0.23976
35085 | 5764.68 | 1 | 365 | 6595.1167 | 0.43292 | 6595 | 0.54966
70043 | 8.7 | 1 | 365 | 9.9533 | 0.93706 | 10 | 0.89035
70366 | 7.41 | 0.8 | 365 | 6.782 | 0.5847 | 7 | 0.36666
47892 | 2702.385 | 0.9 | 365 | 2782.5118 | 0.54583 | 2783 | 0.05763
70107 | 9.69 | 0.8 | 365 | 8.8687 | 0.76461 | 9 | 0.63333
70372 | 6.555 | 0.8 | 365 | 5.9994 | 0.017234 | 6 | 0.016664
70375 | 11.115 | 0.8 | 365 | 10.1729 | 0.37705 | 10 | 0.55
70376 | 2.28 | 0.8 | 365 | 2.0868 | 0.17991 | 2 | 0.26667
70373 | 7.695 | 0.8 | 365 | 7.0428 | 0.10719 | 7 | 0.15
70378 | 6.84 | 0.8 | 365 | 6.2603 | 0.53972 | 6 | 0.8
70379 | 4.845 | 0.8 | 365 | 4.4344 | 0.8823 | 5 | 0.31666
70380 | 9.975 | 0.8 | 365 | 9.1296 | 0.2871 | 9 | 0.41666
70368 | 2.4 | 0.8 | 365 | 2.1966 | 0.3999 | 2 | 0.59649
70382 | 9.405 | 0.8 | 365 | 8.6079 | 0.24212 | 8 | 0.85
70383 | 2.565 | 0.8 | 365 | 2.3476 | 0.7024 | 3 | 0.049999
70381 | 5.13 | 0.8 | 365 | 4.6952 | 0.40479 | 5 | 0.099998
70384 | 13.395 | 0.8 | 365 | 12.2597 | 0.55696 | 12 | 0.81666
70385 | 5.7 | 0.8 | 365 | 5.2169 | 0.44977 | 5 | 0.66666
70386 | 12.255 | 0.8 | 365 | 11.2163 | 0.467 | 11 | 0.68333
70388 | 7.56 | 0.8 | 365 | 6.9193 | 0.85969 | 7 | 0.77894
70387 | 5.8 | 0.8 | 365 | 5.3084 | 0.6331 | 5 | 0.94152
70391 | 7.125 | 0.8 | 365 | 6.5211 | 0.062211 | 6 | 0.58333
70392 | 7.98 | 0.8 | 365 | 7.3037 | 0.62968 | 7 | 0.93333
70394 | 8.265 | 0.8 | 365 | 7.5645 | 0.15216 | 7 | 0.71666
70389 | 5.13 | 0.8 | 365 | 4.6952 | 0.40479 | 5 | 0.099998
70395 | 3.135 | 0.8 | 365 | 2.8693 | 0.74737 | 3 | 0.61667
70390 | 9.275 | 0.8 | 365 | 8.4889 | 0.0037907 | 8 | 0.49269
70393 | 10.08 | 0.8 | 365 | 9.2257 | 0.47959 | 9 | 0.70526
70398 | 5.13 | 0.8 | 365 | 4.6952 | 0.40479 | 5 | 0.099998
70399 | 3.08 | 0.8 | 365 | 2.819 | 0.64654 | 3 | 0.4655
70401 | 5.565 | 0.8 | 365 | 5.0933 | 0.20227 | 5 | 0.29561
70250 | 7.28 | 0.8 | 365 | 6.663 | 0.34637 | 7 | 0.0093537
70405 | 11.1 | 0.8 | 365 | 10.1592 | 0.34955 | 10 | 0.50877
70409 | 5.72 | 0.8 | 365 | 5.2352 | 0.48643 | 5 | 0.72164
70412 | 9.275 | 0.8 | 365 | 8.4889 | 0.0037907 | 8 | 0.49269
70413 | 7.8 | 0.8 | 365 | 7.1389 | 0.29968 | 7 | 0.43859
70414 | 6 | 0.8 | 365 | 5.4915 | 0.99976 | 6 | 0.49123
70415 | 11.7 | 0.8 | 365 | 10.7084 | 0.44953 | 11 | 0.15789
70416 | 8.4 | 0.8 | 365 | 7.6881 | 0.39966 | 8 | 0.087716
70418 | 4.5 | 0.8 | 365 | 4.1186 | 0.24982 | 4 | 0.36842
70419 | 9.01 | 0.8 | 365 | 8.2464 | 0.51797 | 8 | 0.76432
70246 | 4.8 | 0.8 | 365 | 4.3932 | 0.79981 | 5 | 0.19298
70421 | 10.5 | 0.8 | 365 | 9.6101 | 0.24957 | 9 | 0.85964
70420 | 12.6 | 0.8 | 365 | 11.5321 | 0.099489 | 11 | 0.63157
70422 | 6.16 | 0.8 | 365 | 5.6379 | 0.29308 | 5 | 0.93099
70428 | 23.32 | 1 | 365 | 26.6794 | 0.44049 | 27 | 0.11987
70429 | 9.6 | 0.8 | 365 | 8.7864 | 0.59961 | 9 | 0.38596
70417 | 13.8 | 0.8 | 365 | 12.6304 | 0.29944 | 12 | 0.92982
70371 | 5.46 | 0.8 | 365 | 4.9972 | 0.0097787 | 5 | 0.0070153
70273 | 8.82 | 0.8 | 365 | 8.0725 | 0.16964 | 8 | 0.2421
64777 | 4.77 | 1 | 365 | 5.4571 | 0.93101 | 6 | 0.38816
70438 | 8.4 | 0.8 | 365 | 7.6881 | 0.39966 | 8 | 0.087716
66443 | 5.2 | 1 | 365 | 5.9491 | 0.9164 | 6 | 0.86549
70439 | 7.2 | 0.8 | 365 | 6.5898 | 0.19971 | 6 | 0.78947
66388 | 4.94 | 1 | 365 | 5.6516 | 0.32058 | 5 | 0.97222
50936 | 24.48 | 1 | 365 | 28.0065 | 0.09876 | 28 | 0.10525
70441 | 10.15 | 1 | 365 | 11.6122 | 0.2599 | 11 | 0.87207
70442 | 9.81 | 1 | 365 | 11.2232 | 0.48075 | 11 | 0.70394
70443 | 10.4 | 1 | 365 | 11.8982 | 0.83281 | 12 | 0.73099
70446 | 8.502 | 0.8 | 365 | 7.7814 | 0.58666 | 8 | 0.36807
70445 | 7.68 | 0.8 | 365 | 7.0291 | 0.079689 | 7 | 0.10877
67881 | 3.9 | 0.8 | 365 | 3.5695 | 0.14984 | 3 | 0.7193
70450 | 12.825 | 0.8 | 365 | 11.738 | 0.51198 | 12 | 0.24999
13236 | 2788.8 | 1 | 365 | 3190.5434 | 0.8587 | 3191 | 0.40207
13232 | 2668 | 1 | 365 | 3052.3414 | 0.031488 | 3052 | 0.3729
13234 | 2665.495 | 1 | 365 | 3049.4755 | 0.29099 | 3049 | 0.76654
70451 | 11.52 | 0.8 | 365 | 10.5436 | 0.11953 | 10 | 0.66315
68376 | 2.52 | 0.8 | 365 | 2.3064 | 0.6199 | 2 | 0.92631
68600 | 7 | 0.8 | 365 | 6.4067 | 0.83305 | 7 | 0.23976
68692 | 5.04 | 0.8 | 365 | 4.6128 | 0.2398 | 4 | 0.85263
68695 | 11.76 | 0.8 | 365 | 10.7633 | 0.55952 | 11 | 0.3228
68821 | 5.88 | 0.8 | 365 | 5.3816 | 0.77976 | 6 | 0.1614
68873 | 9.01 | 0.8 | 365 | 8.2464 | 0.51797 | 8 | 0.76432
68909 | 5.6 | 0.8 | 365 | 5.1254 | 0.26644 | 5 | 0.39181
68987 | 6.72 | 0.8 | 365 | 6.1504 | 0.31973 | 6 | 0.47017
69125 | 7.02 | 0.8 | 365 | 6.425 | 0.86972 | 7 | 0.29473
69192 | 4.94 | 0.8 | 365 | 4.5213 | 0.056466 | 4 | 0.57778
69888 | 7.2 | 0.8 | 365 | 6.5898 | 0.19971 | 6 | 0.78947
70455 | 7.36 | 0.8 | 365 | 6.7362 | 0.49304 | 7 | 0.22924
70458 | 3 | 0.8 | 365 | 2.7457 | 0.49988 | 3 | 0.24561
70459 | 9.81 | 1 | 365 | 11.2232 | 0.48075 | 11 | 0.70394
70461 | 4.68 | 0.8 | 365 | 4.2833 | 0.57981 | 4 | 0.86316
70460 | 4.32 | 0.8 | 365 | 3.9539 | 0.91982 | 4 | 0.87368
70462 | 9.156 | 0.8 | 365 | 8.38 | 0.78563 | 9 | 0.16561
70464 | 11.16 | 0.8 | 365 | 10.2141 | 0.45955 | 10 | 0.67368
70467 | 5.46 | 0.8 | 365 | 4.9972 | 0.0097787 | 5 | 0.0070153
70466 | 10.695 | 0.8 | 365 | 9.7885 | 0.60707 | 10 | 0.39561
70468 | 11.16 | 0.8 | 365 | 10.2141 | 0.45955 | 10 | 0.67368
70465 | 5.4 | 0.8 | 365 | 4.9423 | 0.89978 | 5 | 0.8421
70470 | 11.16 | 0.8 | 365 | 10.2141 | 0.45955 | 10 | 0.67368
70473 | 10.464 | 0.8 | 365 | 9.5771 | 0.18358 | 9 | 0.7607
70471 | 6.89 | 1 | 365 | 7.8825 | 0.78923 | 8 | 0.67178
70474 | 6.93 | 0.8 | 365 | 6.3426 | 0.70472 | 7 | 0.047366
70475 | 7.42 | 1 | 365 | 8.4889 | 0.0037907 | 8 | 0.49269
70476 | 4.68 | 0.8 | 365 | 4.2833 | 0.57981 | 4 | 0.86316
70477 | 6.3 | 0.8 | 365 | 5.766 | 0.54974 | 6 | 0.31579
70478 | 11.16 | 0.8 | 365 | 10.2141 | 0.45955 | 10 | 0.67368
70479 | 7.848 | 0.8 | 365 | 7.1828 | 0.38768 | 7 | 0.57052
70480 | 16.75 | 0.8 | 365 | 15.3304 | 0.70765 | 16 | 0.038005
70482 | 11.16 | 0.8 | 365 | 10.2141 | 0.45955 | 10 | 0.67368
70485 | 5.6 | 0.8 | 365 | 5.1254 | 0.26644 | 5 | 0.39181
70486 | 4.77 | 0.8 | 365 | 4.3657 | 0.74481 | 5 | 0.11052
70488 | 7.2 | 0.8 | 365 | 6.5898 | 0.19971 | 6 | 0.78947
70491 | 5.46 | 0.8 | 365 | 4.9972 | 0.0097787 | 5 | 0.0070153
70492 | 2.34 | 0.8 | 365 | 2.1417 | 0.28991 | 2 | 0.43158
70493 | 10.545 | 0.8 | 365 | 9.6513 | 0.33207 | 9 | 0.98333
69173 | 5.355 | 0.8 | 365 | 4.9011 | 0.81728 | 5 | 0.71842
70496 | 11.4 | 0.8 | 365 | 10.4338 | 0.89954 | 11 | 0.33333
69664 | 3 | 0.8 | 365 | 2.7457 | 0.49988 | 3 | 0.24561
70498 | 6.44 | 0.8 | 365 | 5.8942 | 0.80641 | 6 | 0.70058
70499 | 9.483 | 0.8 | 365 | 8.6793 | 0.38512 | 9 | 0.064382
70503 | 9.8 | 0.8 | 365 | 8.9694 | 0.96627 | 9 | 0.93567
70504 | 6.96 | 0.8 | 365 | 6.3701 | 0.75972 | 7 | 0.12982
70507 | 10.8 | 0.8 | 365 | 9.8846 | 0.79956 | 10 | 0.68421
70508 | 5.4 | 0.8 | 365 | 4.9423 | 0.89978 | 5 | 0.8421
70509 | 5.04 | 0.8 | 365 | 4.6128 | 0.2398 | 4 | 0.85263
70511 | 8.1 | 0.8 | 365 | 7.4135 | 0.84967 | 8 | 0.26315
70510 | 9.975 | 1 | 365 | 11.412 | 0.85887 | 12 | 0.27083
70512 | 4.86 | 0.8 | 365 | 4.4481 | 0.9098 | 5 | 0.35789
70515 | 4.64 | 0.8 | 365 | 4.2467 | 0.50648 | 4 | 0.75321
70514 | 2.9 | 0.8 | 365 | 2.6542 | 0.31655 | 2 | 0.97076
70516 | 2.61 | 0.8 | 365 | 2.3888 | 0.78489 | 3 | 0.17368
70518 | 3.19 | 0.8 | 365 | 2.9196 | 0.8482 | 3 | 0.76783
70519 | 4.48 | 0.8 | 365 | 4.1003 | 0.21315 | 4 | 0.31345
70520 | 5.8 | 0.8 | 365 | 5.3084 | 0.6331 | 5 | 0.94152
70521 | 7 | 0.8 | 365 | 6.4067 | 0.83305 | 7 | 0.23976
70522 | 6.38 | 0.8 | 365 | 5.8393 | 0.69641 | 6 | 0.53567
70523 | 3.77 | 0.8 | 365 | 3.4505 | 0.91151 | 4 | 0.36199
70524 | 4.32 | 0.8 | 365 | 3.9539 | 0.91982 | 4 | 0.87368
70525 | 10.92 | 0.8 | 365 | 9.9945 | 0.019557 | 10 | 0.014031
69103 | 11.39 | 0.8 | 365 | 10.4246 | 0.8812 | 11 | 0.30584
70527 | 7.5 | 0.8 | 365 | 6.8643 | 0.7497 | 7 | 0.61403
70528 | 23.625 | 0.8 | 365 | 21.6227 | 0.31154 | 21 | 0.9342
70529 | 4.56 | 0.8 | 365 | 4.1735 | 0.35982 | 4 | 0.53333
70530 | 11.04 | 0.8 | 365 | 10.1043 | 0.23955 | 10 | 0.34386
70531 | 18.72 | 0.8 | 365 | 17.1334 | 0.31924 | 17 | 0.45262
70533 | 3.135 | 0.8 | 365 | 2.8693 | 0.74737 | 3 | 0.61667
70536 | 4.86 | 0.8 | 365 | 4.4481 | 0.9098 | 5 | 0.35789
70537 | 7.28 | 0.8 | 365 | 6.663 | 0.34637 | 7 | 0.0093537
70538 | 3.78 | 0.8 | 365 | 3.4596 | 0.92985 | 4 | 0.38947
70540 | 5.8 | 0.8 | 365 | 5.3084 | 0.6331 | 5 | 0.94152
70543 | 8.1 | 0.8 | 365 | 7.4135 | 0.84967 | 8 | 0.26315
70548 | 7 | 0.8 | 365 | 6.4067 | 0.83305 | 7 | 0.23976
70546 | 10.36 | 0.8 | 365 | 9.4819 | 0.99291 | 10 | 0.47485
70547 | 7.35 | 1 | 365 | 8.4088 | 0.84338 | 9 | 0.25219
70549 | 6.09 | 0.8 | 365 | 5.5738 | 0.16475 | 5 | 0.73859
70551 | 2.24 | 0.8 | 365 | 2.0501 | 0.10658 | 2 | 0.15672
70552 | 4.76 | 0.8 | 365 | 4.3566 | 0.72647 | 5 | 0.083039
70554 | 3.64 | 0.8 | 365 | 3.3315 | 0.67319 | 4 | 0.0046769
70557 | 8.68 | 0.8 | 365 | 7.9443 | 0.91298 | 8 | 0.85731
70560 | 10.08 | 0.8 | 365 | 9.2257 | 0.47959 | 9 | 0.70526
70558 | 19.76 | 0.8 | 365 | 18.0852 | 0.22587 | 18 | 0.3111
70561 | 8.68 | 0.8 | 365 | 7.9443 | 0.91298 | 8 | 0.85731
70562 | 7.56 | 0.8 | 365 | 6.9193 | 0.85969 | 7 | 0.77894
70563 | 6.38 | 0.8 | 365 | 5.8393 | 0.69641 | 6 | 0.53567
70565 | 4.76 | 0.8 | 365 | 4.3566 | 0.72647 | 5 | 0.083039
70564 | 13.02 | 0.8 | 365 | 11.9165 | 0.86947 | 12 | 0.78596
70567 | 8.7 | 0.8 | 365 | 7.9626 | 0.94965 | 8 | 0.91228
70568 | 13.34 | 0.8 | 365 | 12.2094 | 0.45613 | 12 | 0.66549
70569 | 9.24 | 0.8 | 365 | 8.4569 | 0.93963 | 9 | 0.39649
69844 | 11.7 | 1 | 365 | 13.3855 | 0.81191 | 14 | 0.19736
13227 | 622.275 | 1 | 365 | 711.9174 | 0.015346 | 711 | 0.93279
13238 | 1414.32 | 1 | 365 | 1618.0613 | 0.078341 | 1618 | 0.13962
13224 | 698.64 | 1 | 365 | 799.2833 | 0.014602 | 799 | 0.29789
13237 | 2762.4 | 1 | 365 | 3160.3403 | 0.36004 | 3160 | 0.70033
64201 | 102.06 | 0.9 | 365 | 105.0861 | 0.4941 | 105 | 0.58022
70424 | 13.545 | 0.8 | 365 | 12.397 | 0.83195 | 13 | 0.22894
70436 | 6.3 | 0.8 | 365 | 5.766 | 0.54974 | 6 | 0.31579
70430 | 12 | 0.8 | 365 | 10.9829 | 0.99951 | 11 | 0.98245
68444 | 5.67 | 0.8 | 365 | 5.1894 | 0.39477 | 5 | 0.58421
68903 | 8.32 | 0.8 | 365 | 7.6148 | 0.253 | 7 | 0.86783
70506 | 6.16 | 0.8 | 365 | 5.6379 | 0.29308 | 5 | 0.93099
70448 | 5.85 | 0.8 | 365 | 5.3542 | 0.72476 | 6 | 0.078945
70572 | 9.165 | 1 | 365 | 10.4853 | 0.0026606 | 10 | 0.48793
70580 | 5.035 | 0.8 | 365 | 4.6083 | 0.23063 | 4 | 0.83889
70585 | 3.6 | 0.8 | 365 | 3.2949 | 0.59985 | 3 | 0.89474
70593 | 7.28 | 0.8 | 365 | 6.663 | 0.34637 | 7 | 0.0093537
70599 | 5.04 | 0.8 | 365 | 4.6128 | 0.2398 | 4 | 0.85263
70495 | 12.6 | 1 | 365 | 14.4151 | 0.87436 | 15 | 0.28947
70505 | 9.38 | 0.8 | 365 | 8.585 | 0.19629 | 8 | 0.78128
70632 | 9.72 | 0.8 | 365 | 8.8962 | 0.81961 | 9 | 0.71579
70634 | 7.8 | 1 | 365 | 8.9236 | 0.8746 | 9 | 0.79824
68582 | 10.545 | 1 | 365 | 12.0641 | 0.16509 | 12 | 0.22916
70636 | 4.48 | 1 | 365 | 5.1254 | 0.26644 | 5 | 0.39181
70532 | 12 | 0.8 | 365 | 10.9829 | 0.99951 | 11 | 0.98245
70637 | 9.156 | 0.8 | 365 | 8.38 | 0.78563 | 9 | 0.16561
69621 | 7.68 | 0.8 | 365 | 7.0291 | 0.079689 | 7 | 0.10877
70653 | 6.44 | 1 | 365 | 7.3677 | 0.75801 | 8 | 0.12573
70661 | 14 | 0.8 | 365 | 12.8134 | 0.6661 | 13 | 0.47953
70662 | 10.24 | 1 | 365 | 11.7151 | 0.46615 | 12 | 0.18128
70663 | 10.92 | 0.8 | 365 | 9.9945 | 0.019557 | 10 | 0.014031
70665 | 11.97 | 0.8 | 365 | 10.9555 | 0.94451 | 11 | 0.9
70666 | 4.505 | 0.8 | 365 | 4.1232 | 0.25898 | 4 | 0.38216
70667 | 10.2 | 0.8 | 365 | 9.3355 | 0.69959 | 10 | 0.035084
70668 | 11.825 | 0.8 | 365 | 10.8228 | 0.67869 | 11 | 0.50146
70669 | 7.155 | 0.8 | 365 | 6.5486 | 0.11721 | 6 | 0.66579
70670 | 11.4 | 1 | 365 | 13.0422 | 0.12442 | 13 | 0.16666
70671 | 5.5 | 0.8 | 365 | 5.0338 | 0.08311 | 5 | 0.11696
70672 | 10.6 | 0.8 | 365 | 9.7016 | 0.4329 | 10 | 0.1345
70673 | 9.805 | 1 | 365 | 11.2175 | 0.46929 | 11 | 0.68676
70674 | 5.3 | 0.8 | 365 | 4.8508 | 0.71645 | 5 | 0.56725
70675 | 5.85 | 0.8 | 365 | 5.3542 | 0.72476 | 6 | 0.078945
70676 | 4.8 | 0.8 | 365 | 4.3932 | 0.79981 | 5 | 0.19298
70677 | 6.6 | 0.8 | 365 | 6.0406 | 0.099732 | 6 | 0.14035
70678 | 12 | 0.8 | 365 | 10.9829 | 0.99951 | 11 | 0.98245
70679 | 8.4 | 0.8 | 365 | 7.6881 | 0.39966 | 8 | 0.087716
70680 | 14.575 | 0.8 | 365 | 13.3397 | 0.72024 | 14 | 0.059936
68907 | 13.08 | 0.8 | 365 | 11.9714 | 0.97947 | 12 | 0.95087
69040 | 9.81 | 0.8 | 365 | 8.9786 | 0.9846 | 9 | 0.96315
70047 | 4.2 | 0.8 | 365 | 3.844 | 0.69983 | 4 | 0.54386
69963 | 8.64 | 0.8 | 365 | 7.9077 | 0.83965 | 8 | 0.74736
69955 | 8.64 | 0.8 | 365 | 7.9077 | 0.83965 | 8 | 0.74736
69945 | 5.232 | 0.8 | 365 | 4.7886 | 0.59179 | 5 | 0.38035
70628 | 9.86 | 0.8 | 365 | 9.0243 | 0.076267 | 9 | 0.10058
70687 | 13.34 | 1 | 365 | 15.2617 | 0.57016 | 15 | 0.83186
70012 | 10.965 | 1 | 365 | 12.5446 | 0.12757 | 12 | 0.67214
70692 | 8.48 | 0.8 | 365 | 7.7613 | 0.54632 | 8 | 0.3076
70566 | 6.72 | 0.8 | 365 | 6.1504 | 0.31973 | 6 | 0.47017
70694 | 12 | 0.8 | 365 | 10.9829 | 0.99951 | 11 | 0.98245
70696 | 9.6 | 0.8 | 365 | 8.7864 | 0.59961 | 9 | 0.38596
70698 | 10.725 | 1 | 365 | 12.27 | 0.57758 | 12 | 0.84758
70699 | 10.075 | 1 | 365 | 11.5264 | 0.088031 | 11 | 0.6144
35280 | 40.96 | 0.9 | 365 | 42.1745 | 0.47813 | 42 | 0.65261
70705 | 8.99 | 0.8 | 365 | 8.2281 | 0.4813 | 8 | 0.70935
70711 | 10.2 | 0.8 | 365 | 9.3355 | 0.69959 | 10 | 0.035084
70713 | 3.64 | 0.8 | 365 | 3.3315 | 0.67319 | 4 | 0.0046769
67689 | 3.38 | 0.8 | 365 | 3.0935 | 0.19653 | 3 | 0.29006
67665 | 2.34 | 0.8 | 365 | 2.1417 | 0.28991 | 2 | 0.43158
67715 | 4.94 | 0.8 | 365 | 4.5213 | 0.056466 | 4 | 0.57778
67725 | 6.615 | 0.8 | 365 | 6.0543 | 0.12723 | 6 | 0.18158
68500 | 5.565 | 0.8 | 365 | 5.0933 | 0.20227 | 5 | 0.29561
68508 | 6.5 | 0.8 | 365 | 5.9491 | 0.9164 | 6 | 0.86549
70659 | 5.83 | 1 | 365 | 6.6698 | 0.36012 | 7 | 0.029968
70714 | 21.045 | 1 | 365 | 24.0767 | 0.22706 | 24 | 0.30372
70715 | 5.72 | 0.8 | 365 | 5.2352 | 0.48643 | 5 | 0.72164
68005 | 7.155 | 0.8 | 365 | 6.5486 | 0.11721 | 6 | 0.66579
70513 | 4.575 | 1 | 365 | 5.2341 | 0.48414 | 5 | 0.7182
68543 | 11.76 | 0.8 | 365 | 10.7633 | 0.55952 | 11 | 0.3228
68017 | 11.655 | 0.8 | 365 | 10.6672 | 0.36703 | 11 | 0.034206
70716 | 4.8 | 0.8 | 365 | 4.3932 | 0.79981 | 5 | 0.19298
70440 | 5.3 | 0.8 | 365 | 4.8508 | 0.71645 | 5 | 0.56725
70710 | 7.28 | 0.8 | 365 | 6.663 | 0.34637 | 7 | 0.0093537
70681 | 9.69 | 1 | 365 | 11.0859 | 0.20576 | 11 | 0.29166
70722 | 8.04 | 0.8 | 365 | 7.3586 | 0.73967 | 8 | 0.098242
70723 | 7.521 | 0.8 | 365 | 6.8836 | 0.7882 | 7 | 0.67175
70724 | 12.765 | 0.8 | 365 | 11.6831 | 0.40198 | 12 | 0.085082
63344 | 32.4 | 0.9 | 365 | 33.3607 | 0.82352 | 34 | 0.1842
70706 | 207.9 | 0.9 | 365 | 214.0643 | 0.78427 | 214 | 0.84859
53766 | 135.68 | 0.9 | 365 | 139.703 | 0.83381 | 140 | 0.53678
53760 | 46.08 | 0.9 | 365 | 47.4463 | 0.037899 | 47 | 0.48419
64417 | 22 | 0.8 | 365 | 20.1354 | 0.33244 | 20 | 0.46783
63243 | 3.42 | 1 | 365 | 3.9127 | 0.83733 | 4 | 0.75
63512 | 7.56 | 1 | 365 | 8.6491 | 0.32462 | 8 | 0.97368
63914 | 2.4 | 1 | 365 | 2.7457 | 0.49988 | 3 | 0.24561
49159 | 7.8 | 1 | 365 | 8.9236 | 0.8746 | 9 | 0.79824
64509 | 2.4 | 1 | 365 | 2.7457 | 0.49988 | 3 | 0.24561
64536 | 2.7 | 1 | 365 | 3.089 | 0.18736 | 3 | 0.27631
53762 | 79.04 | 0.9 | 365 | 81.3836 | 0.016396 | 81 | 0.39996
69991 | 8.64 | 0.8 | 365 | 7.9077 | 0.83965 | 8 | 0.74736
70457 | 9.9 | 1 | 365 | 11.3262 | 0.687 | 12 | 0.013153
34545 | 448.175 | 0.9 | 365 | 461.4636 | 0.3405 | 461 | 0.80407
70023 | 7.02 | 0.8 | 365 | 6.425 | 0.86972 | 7 | 0.29473
70011 | 15.68 | 1 | 365 | 17.9388 | 0.93254 | 18 | 0.87134
70502 | 4.2 | 0.8 | 365 | 3.844 | 0.69983 | 4 | 0.54386
70570 | 11.48 | 0.8 | 365 | 10.507 | 0.046201 | 10 | 0.55321
70573 | 8.4 | 0.8 | 365 | 7.6881 | 0.39966 | 8 | 0.087716
70576 | 9.12 | 0.8 | 365 | 8.347 | 0.71963 | 9 | 0.066663
70578 | 5.88 | 0.8 | 365 | 5.3816 | 0.77976 | 6 | 0.1614
70577 | 4.48 | 0.8 | 365 | 4.1003 | 0.21315 | 4 | 0.31345
70582 | 10.26 | 0.8 | 365 | 9.3904 | 0.80958 | 10 | 0.2
70583 | 9.52 | 0.8 | 365 | 8.7131 | 0.45295 | 9 | 0.16608
70586 | 6.38 | 0.8 | 365 | 5.8393 | 0.69641 | 6 | 0.53567
70589 | 8.4 | 0.8 | 365 | 7.6881 | 0.39966 | 8 | 0.087716
70579 | 12.06 | 0.8 | 365 | 11.0379 | 0.10951 | 11 | 0.14736
70591 | 8.96 | 0.8 | 365 | 8.2006 | 0.4263 | 8 | 0.6269
70598 | 4.64 | 0.8 | 365 | 4.2467 | 0.50648 | 4 | 0.75321
70596 | 3.99 | 0.8 | 365 | 3.6518 | 0.31484 | 3 | 0.96667
70597 | 6.16 | 0.8 | 365 | 5.6379 | 0.29308 | 5 | 0.93099
70600 | 4.2 | 0.8 | 365 | 3.844 | 0.69983 | 4 | 0.54386
70601 | 16.695 | 0.8 | 365 | 15.28 | 0.60682 | 15 | 0.88684
70603 | 8.96 | 0.8 | 365 | 8.2006 | 0.4263 | 8 | 0.6269
70604 | 7.56 | 0.8 | 365 | 6.9193 | 0.85969 | 7 | 0.77894
70605 | 7.84 | 0.8 | 365 | 7.1755 | 0.37302 | 7 | 0.54853
70606 | 9.86 | 0.8 | 365 | 9.0243 | 0.076267 | 9 | 0.10058
70602 | 5.4 | 0.8 | 365 | 4.9423 | 0.89978 | 5 | 0.8421
70608 | 6.67 | 0.8 | 365 | 6.1047 | 0.22806 | 6 | 0.33275
70607 | 10.08 | 0.8 | 365 | 9.2257 | 0.47959 | 9 | 0.70526
70609 | 13.44 | 0.8 | 365 | 12.3009 | 0.63946 | 12 | 0.94035
70612 | 7.8 | 0.8 | 365 | 7.1389 | 0.29968 | 7 | 0.43859
70613 | 3.48 | 0.8 | 365 | 3.1851 | 0.37986 | 3 | 0.56491
70614 | 4.64 | 0.8 | 365 | 4.2467 | 0.50648 | 4 | 0.75321
70611 | 12.18 | 0.8 | 365 | 11.1477 | 0.32951 | 11 | 0.47719
70616 | 3.92 | 0.8 | 365 | 3.5878 | 0.18651 | 3 | 0.77427
70617 | 5.88 | 0.8 | 365 | 5.3816 | 0.77976 | 6 | 0.1614
70615 | 5.51 | 0.8 | 365 | 5.043 | 0.10144 | 5 | 0.14444
70618 | 4.64 | 0.8 | 365 | 4.2467 | 0.50648 | 4 | 0.75321
70610 | 9.135 | 1 | 365 | 10.451 | 0.93391 | 11 | 0.38486
70619 | 14 | 0.8 | 365 | 12.8134 | 0.6661 | 13 | 0.47953
70621 | 11.61 | 0.8 | 365 | 10.626 | 0.28453 | 10 | 0.91052
70622 | 9.24 | 0.8 | 365 | 8.4569 | 0.93963 | 9 | 0.39649
70624 | 10.73 | 0.8 | 365 | 9.8206 | 0.67123 | 10 | 0.49181
70626 | 9.57 | 0.8 | 365 | 8.7589 | 0.54461 | 9 | 0.3035
70481 | 6.867 | 0.8 | 365 | 6.285 | 0.58922 | 6 | 0.87421
70148 | 4.56 | 0.8 | 365 | 4.1735 | 0.35982 | 4 | 0.53333
70630 | 6.095 | 0.8 | 365 | 5.5784 | 0.17392 | 5 | 0.75234
70483 | 7.035 | 0.8 | 365 | 6.4387 | 0.89721 | 7 | 0.33596
70629 | 4.725 | 0.8 | 365 | 4.3245 | 0.66231 | 4 | 0.98684
70631 | 2.32 | 0.8 | 365 | 2.1234 | 0.25324 | 2 | 0.37661
42993 | 16.9 | 1 | 365 | 19.3345 | 0.72831 | 20 | 0.062857
68528 | 10.395 | 0.8 | 365 | 9.514 | 0.057079 | 9 | 0.57105
70633 | 2.61 | 0.8 | 365 | 2.3888 | 0.78489 | 3 | 0.17368
70635 | 2.16 | 0.8 | 365 | 1.9769 | 0.95991 | 2 | 0.93684
70638 | 3.51 | 0.8 | 365 | 3.2125 | 0.43486 | 3 | 0.64737
70639 | 3.24 | 0.8 | 365 | 2.9654 | 0.93987 | 3 | 0.90526
70640 | 9.24 | 0.8 | 365 | 8.4569 | 0.93963 | 9 | 0.39649
70641 | 4.06 | 0.8 | 365 | 3.7159 | 0.44317 | 4 | 0.15906
70642 | 2.61 | 0.8 | 365 | 2.3888 | 0.78489 | 3 | 0.17368
70644 | 11.76 | 0.8 | 365 | 10.7633 | 0.55952 | 11 | 0.3228
70645 | 6.44 | 0.8 | 365 | 5.8942 | 0.80641 | 6 | 0.70058
70646 | 2.24 | 0.8 | 365 | 2.0501 | 0.10658 | 2 | 0.15672
70647 | 4.06 | 0.8 | 365 | 3.7159 | 0.44317 | 4 | 0.15906
70648 | 5.6 | 0.8 | 365 | 5.1254 | 0.26644 | 5 | 0.39181
70649 | 8.91 | 0.8 | 365 | 8.1548 | 0.33464 | 8 | 0.48947
70650 | 3.92 | 0.8 | 365 | 3.5878 | 0.18651 | 3 | 0.77427
70651 | 4.48 | 0.8 | 365 | 4.1003 | 0.21315 | 4 | 0.31345
70652 | 7.848 | 0.8 | 365 | 7.1828 | 0.38768 | 7 | 0.57052
70654 | 8.84 | 0.8 | 365 | 8.0908 | 0.20631 | 8 | 0.29707
70655 | 13.395 | 0.8 | 365 | 12.2597 | 0.55696 | 12 | 0.81666
70682 | 7.245 | 0.8 | 365 | 6.6309 | 0.28221 | 6 | 0.91315
70683 | 9.12 | 0.8 | 365 | 8.347 | 0.71963 | 9 | 0.066663
70130 | 11.395 | 0.8 | 365 | 10.4292 | 0.89037 | 11 | 0.31959
70685 | 5.44 | 0.8 | 365 | 4.9789 | 0.97311 | 5 | 0.95204
70686 | 7.2 | 0.8 | 365 | 6.5898 | 0.19971 | 6 | 0.78947
69769 | 9.54 | 0.8 | 365 | 8.7314 | 0.48961 | 9 | 0.22105
69386 | 3.24 | 0.8 | 365 | 2.9654 | 0.93987 | 3 | 0.90526
70497 | 8.64 | 0.8 | 365 | 7.9077 | 0.83965 | 8 | 0.74736
70571 | 6.44 | 0.8 | 365 | 5.8942 | 0.80641 | 6 | 0.70058
70688 | 7.935 | 0.8 | 365 | 7.2625 | 0.54718 | 7 | 0.80965
70689 | 12.285 | 0.8 | 365 | 11.2438 | 0.522 | 11 | 0.76578
70500 | 7.84 | 0.8 | 365 | 7.1755 | 0.37302 | 7 | 0.54853
70581 | 5.6 | 0.8 | 365 | 5.1254 | 0.26644 | 5 | 0.39181
70691 | 16.9 | 0.8 | 365 | 15.4676 | 0.98265 | 16 | 0.45029
70693 | 9.1 | 0.8 | 365 | 8.3287 | 0.68296 | 9 | 0.011692
70702 | 2.56 | 0.8 | 365 | 2.343 | 0.69323 | 3 | 0.036256
70704 | 9.92 | 0.8 | 365 | 9.0792 | 0.18626 | 9 | 0.26549
70707 | 6.625 | 0.8 | 365 | 6.0635 | 0.14556 | 6 | 0.20906
70708 | 2.745 | 0.8 | 365 | 2.5123 | 0.032389 | 2 | 0.54474
70160 | 8.41 | 0.8 | 365 | 7.6972 | 0.41799 | 8 | 0.1152
70164 | 4.8 | 0.8 | 365 | 4.3932 | 0.79981 | 5 | 0.19298
70717 | 6.3 | 0.8 | 365 | 5.766 | 0.54974 | 6 | 0.31579
70720 | 4.94 | 0.8 | 365 | 4.5213 | 0.056466 | 4 | 0.57778
70725 | 6.48 | 0.8 | 365 | 5.9308 | 0.87974 | 6 | 0.81052
70726 | 3.924 | 0.8 | 365 | 3.5914 | 0.19384 | 3 | 0.78526
70727 | 7.2 | 0.8 | 365 | 6.5898 | 0.19971 | 6 | 0.78947
70733 | 9.36 | 0.8 | 365 | 8.5667 | 0.15962 | 8 | 0.72631
70734 | 7.56 | 0.8 | 365 | 6.9193 | 0.85969 | 7 | 0.77894
70735 | 2.385 | 0.8 | 365 | 2.1829 | 0.3724 | 2 | 0.55526
70738 | 11.89 | 0.8 | 365 | 10.8823 | 0.79785 | 11 | 0.68011
70739 | 9 | 0.8 | 365 | 8.2372 | 0.49964 | 8 | 0.73684
63832 | 181.125 | 0.9 | 365 | 186.4954 | 0.56205 | 187 | 0.057482
63367 | 99.36 | 0.9 | 365 | 102.3061 | 0.92547 | 103 | 0.23153
63738 | 150.765 | 0.9 | 365 | 155.2352 | 0.94594 | 156 | 0.18118
34901 | 1249.92 | 1 | 365 | 1429.9785 | 0.33667 | 1430 | 0.31515
70740 | 6.1 | 0.8 | 365 | 5.583 | 0.18309 | 5 | 0.76608
70737 | 5.7 | 0.8 | 365 | 5.2169 | 0.44977 | 5 | 0.66666
54640 | 193.05 | 1 | 365 | 220.86 | 0.39647 | 221 | 0.25648
62258 | 187.2 | 1 | 365 | 214.1673 | 0.99052 | 215 | 0.1578
70590 | 9.62 | 0.8 | 365 | 8.8047 | 0.63628 | 9 | 0.44093
70741 | 4.2 | 0.8 | 365 | 3.844 | 0.69983 | 4 | 0.54386
70742 | 7.56 | 0.8 | 365 | 6.9193 | 0.85969 | 7 | 0.77894
70743 | 5.6 | 0.8 | 365 | 5.1254 | 0.26644 | 5 | 0.39181
70744 | 3.71 | 0.8 | 365 | 3.3956 | 0.80152 | 4 | 0.19707
70745 | 5.6 | 0.8 | 365 | 5.1254 | 0.26644 | 5 | 0.39181
70747 | 7.125 | 0.8 | 365 | 6.5211 | 0.062211 | 6 | 0.58333
70748 | 10.64 | 0.8 | 365 | 9.7382 | 0.50624 | 10 | 0.24444
70749 | 5.22 | 0.8 | 365 | 4.7776 | 0.56979 | 5 | 0.34737
63046 | 186.3 | 0.9 | 365 | 191.8239 | 0.23525 | 192 | 0.059124
70753 | 10.5 | 0.8 | 365 | 9.6101 | 0.24957 | 9 | 0.85964
70755 | 10.5 | 0.8 | 365 | 9.6101 | 0.24957 | 9 | 0.85964
70746 | 7.695 | 0.8 | 365 | 7.0428 | 0.10719 | 7 | 0.15
70754 | 8.525 | 0.8 | 365 | 7.8025 | 0.62882 | 8 | 0.43128
70757 | 4.8 | 0.8 | 365 | 4.3932 | 0.79981 | 5 | 0.19298
70758 | 9.57 | 0.8 | 365 | 8.7589 | 0.54461 | 9 | 0.3035
70759 | 9.72 | 0.8 | 365 | 8.8962 | 0.81961 | 9 | 0.71579
70762 | 3.9 | 0.8 | 365 | 3.5695 | 0.14984 | 3 | 0.7193
70761 | 11.52 | 0.8 | 365 | 10.5436 | 0.11953 | 10 | 0.66315
70763 | 6.93 | 0.8 | 365 | 6.3426 | 0.70472 | 7 | 0.047366
70764 | 4.48 | 0.8 | 365 | 4.1003 | 0.21315 | 4 | 0.31345
70765 | 12.42 | 0.8 | 365 | 11.3673 | 0.7695 | 12 | 0.13684
70767 | 5.12 | 0.8 | 365 | 4.6861 | 0.38646 | 5 | 0.072513
70773 | 9.24 | 0.8 | 365 | 8.4569 | 0.93963 | 9 | 0.39649
70776 | 8.58 | 0.8 | 365 | 7.8528 | 0.72965 | 8 | 0.58245
70777 | 4.41 | 0.8 | 365 | 4.0362 | 0.084821 | 4 | 0.12105
70778 | 7.25 | 0.8 | 365 | 6.6355 | 0.29137 | 6 | 0.9269
70779 | 6.38 | 0.8 | 365 | 5.8393 | 0.69641 | 6 | 0.53567
70768 | 7.68 | 0.8 | 365 | 7.0291 | 0.079689 | 7 | 0.10877
70775 | 8.505 | 0.8 | 365 | 7.7842 | 0.59216 | 8 | 0.37631
70780 | 8.99 | 0.8 | 365 | 8.2281 | 0.4813 | 8 | 0.70935
70781 | 3.19 | 0.8 | 365 | 2.9196 | 0.8482 | 3 | 0.76783
70782 | 6 | 0.8 | 365 | 5.4915 | 0.99976 | 6 | 0.49123
70785 | 3.64 | 0.8 | 365 | 3.3315 | 0.67319 | 4 | 0.0046769
70787 | 2.7 | 0.8 | 365 | 2.4712 | 0.94989 | 3 | 0.42105
70786 | 3.445 | 1 | 365 | 3.9413 | 0.89462 | 4 | 0.83589
70783 | 9.9 | 0.8 | 365 | 9.0609 | 0.1496 | 9 | 0.21052
70788 | 6.48 | 0.8 | 365 | 5.9308 | 0.87974 | 6 | 0.81052
70789 | 6.44 | 0.8 | 365 | 5.8942 | 0.80641 | 6 | 0.70058
70790 | 4.48 | 0.8 | 365 | 4.1003 | 0.21315 | 4 | 0.31345
70791 | 2.52 | 0.8 | 365 | 2.3064 | 0.6199 | 2 | 0.92631
70792 | 2.52 | 0.8 | 365 | 2.3064 | 0.6199 | 2 | 0.92631
48810 | 3.12 | 1 | 365 | 3.5695 | 0.14984 | 3 | 0.7193
70793 | 3.36 | 0.8 | 365 | 3.0752 | 0.15986 | 3 | 0.23509
70794 | 6.4 | 0.8 | 365 | 5.8576 | 0.73307 | 6 | 0.59064
70795 | 5.6 | 0.8 | 365 | 5.1254 | 0.26644 | 5 | 0.39181
70797 | 6.09 | 0.8 | 365 | 5.5738 | 0.16475 | 5 | 0.73859
70798 | 12.47 | 0.8 | 365 | 11.4131 | 0.86116 | 12 | 0.27426
70799 | 8.1 | 0.8 | 365 | 7.4135 | 0.84967 | 8 | 0.26315
70796 | 8.7 | 0.8 | 365 | 7.9626 | 0.94965 | 8 | 0.91228
70800 | 3.92 | 0.8 | 365 | 3.5878 | 0.18651 | 3 | 0.77427
70801 | 3.64 | 0.8 | 365 | 3.3315 | 0.67319 | 4 | 0.0046769
68541 | 13.545 | 0.8 | 365 | 12.397 | 0.83195 | 13 | 0.22894
70575 | 11.2 | 0.8 | 365 | 10.2507 | 0.53288 | 10 | 0.78362
70771 | 9.24 | 0.8 | 365 | 8.4569 | 0.93963 | 9 | 0.39649
70803 | 8.48 | 0.8 | 365 | 7.7613 | 0.54632 | 8 | 0.3076
70804 | 8.68 | 0.8 | 365 | 7.9443 | 0.91298 | 8 | 0.85731
70805 | 5.04 | 0.8 | 365 | 4.6128 | 0.2398 | 4 | 0.85263
70811 | 5.13 | 0.8 | 365 | 4.6952 | 0.40479 | 5 | 0.099998
70809 | 10.5 | 0.8 | 365 | 9.6101 | 0.24957 | 9 | 0.85964
70810 | 11.16 | 0.8 | 365 | 10.2141 | 0.45955 | 10 | 0.67368
70814 | 7.194 | 0.8 | 365 | 6.5843 | 0.18871 | 6 | 0.77298
70815 | 14.49 | 0.8 | 365 | 13.2619 | 0.56441 | 13 | 0.82631
70818 | 5.76 | 0.8 | 365 | 5.2718 | 0.55977 | 5 | 0.83158
70820 | 9.81 | 0.8 | 365 | 8.9786 | 0.9846 | 9 | 0.96315
70821 | 8.97 | 0.8 | 365 | 8.2097 | 0.44464 | 8 | 0.65438
70330 | 8.12 | 0.8 | 365 | 7.4318 | 0.88634 | 8 | 0.31813
70822 | 5.8 | 0.8 | 365 | 5.3084 | 0.6331 | 5 | 0.94152
70823 | 12.915 | 0.8 | 365 | 11.8204 | 0.67698 | 12 | 0.49736
70824 | 16.47 | 0.8 | 365 | 15.0741 | 0.19433 | 15 | 0.26841
70826 | 11.76 | 0.8 | 365 | 10.7633 | 0.55952 | 11 | 0.3228
70827 | 4.32 | 0.8 | 365 | 3.9539 | 0.91982 | 4 | 0.87368
70828 | 3.92 | 0.8 | 365 | 3.5878 | 0.18651 | 3 | 0.77427
70825 | 6.405 | 0.8 | 365 | 5.8621 | 0.74224 | 6 | 0.60438
70830 | 8.68 | 0.8 | 365 | 7.9443 | 0.91298 | 8 | 0.85731
70831 | 13.42 | 0.8 | 365 | 12.2826 | 0.60279 | 12 | 0.88537
70489 | 6.7 | 0.8 | 365 | 6.1321 | 0.28306 | 6 | 0.4152
70494 | 8.505 | 0.8 | 365 | 7.7842 | 0.59216 | 8 | 0.37631
70283 | 9.36 | 0.8 | 365 | 8.5667 | 0.15962 | 8 | 0.72631
70832 | 2.52 | 0.8 | 365 | 2.3064 | 0.6199 | 2 | 0.92631
70834 | 5.04 | 0.8 | 365 | 4.6128 | 0.2398 | 4 | 0.85263
70835 | 8.41 | 0.8 | 365 | 7.6972 | 0.41799 | 8 | 0.1152
70836 | 5.88 | 0.8 | 365 | 5.3816 | 0.77976 | 6 | 0.1614
70837 | 4.76 | 0.8 | 365 | 4.3566 | 0.72647 | 5 | 0.083039
70838 | 4.68 | 0.8 | 365 | 4.2833 | 0.57981 | 4 | 0.86316
70842 | 3 | 0.8 | 365 | 2.7457 | 0.49988 | 3 | 0.24561
34252 | 805.14 | 0.8 | 365 | 736.9002 | 0.057365 | 736 | 0.95756
70844 | 4.24 | 0.8 | 365 | 3.8806 | 0.77316 | 4 | 0.6538
70684 | 9.765 | 1 | 365 | 11.1717 | 0.37763 | 11 | 0.54934
51713 | 652.05 | 0.9 | 365 | 671.3835 | 0.82339 | 672 | 0.20693
3816 | 1265.22 | 0.7 | 365 | 1013.2378 | 0.57888 | 1013 | 0.81665
70431 | 7.425 | 0.8 | 365 | 6.7957 | 0.6122 | 7 | 0.40789
70472 | 9.01 | 0.8 | 365 | 8.2464 | 0.51797 | 8 | 0.76432
67640 | 8.175 | 0.8 | 365 | 7.4821 | 0.98717 | 8 | 0.46929
13225 | 1414.32 | 1 | 365 | 1618.0613 | 0.078341 | 1618 | 0.13962
69115 | 8.19 | 1 | 365 | 9.3698 | 0.76834 | 10 | 0.13815
35305 | 35.64 | 0.9 | 365 | 36.6967 | 0.50587 | 37 | 0.20262
53584 | 599.04 | 1 | 365 | 685.3353 | 0.76965 | 686 | 0.10495
70712 | 7.83 | 1 | 365 | 8.958 | 0.94335 | 9 | 0.90131
70690 | 8.64 | 1 | 365 | 9.8846 | 0.79956 | 10 | 0.68421
68856 | 9.81 | 0.8 | 365 | 8.9786 | 0.9846 | 9 | 0.96315
70701 | 7.41 | 0.8 | 365 | 6.782 | 0.5847 | 7 | 0.36666
13226 | 1413.965 | 1 | 365 | 1617.6551 | 0.26482 | 1617 | 0.91996
70843 | 3.92 | 0.8 | 365 | 3.5878 | 0.18651 | 3 | 0.77427
70845 | 6.44 | 0.8 | 365 | 5.8942 | 0.80641 | 6 | 0.70058
70846 | 5.6 | 0.8 | 365 | 5.1254 | 0.26644 | 5 | 0.39181
70847 | 12.47 | 0.8 | 365 | 11.4131 | 0.86116 | 12 | 0.27426
70849 | 5.88 | 0.8 | 365 | 5.3816 | 0.77976 | 6 | 0.1614
70852 | 2.52 | 0.8 | 365 | 2.3064 | 0.6199 | 2 | 0.92631
70857 | 6.09 | 0.8 | 365 | 5.5738 | 0.16475 | 5 | 0.73859
70858 | 5.4 | 0.8 | 365 | 4.9423 | 0.89978 | 5 | 0.8421
70861 | 5.4 | 0.8 | 365 | 4.9423 | 0.89978 | 5 | 0.8421
70860 | 10.08 | 0.8 | 365 | 9.2257 | 0.47959 | 9 | 0.70526
70862 | 5.6 | 0.8 | 365 | 5.1254 | 0.26644 | 5 | 0.39181
34626 | 61.6 | 0.8 | 365 | 56.3791 | 0.93084 | 57 | 0.30992
42561 | 13 | 0.8 | 365 | 11.8982 | 0.83281 | 12 | 0.73099
70863 | 11.89 | 0.8 | 365 | 10.8823 | 0.79785 | 11 | 0.68011
70865 | 3.78 | 0.8 | 365 | 3.4596 | 0.92985 | 4 | 0.38947
70866 | 2.52 | 0.8 | 365 | 2.3064 | 0.6199 | 2 | 0.92631
70868 | 6.72 | 0.8 | 365 | 6.1504 | 0.31973 | 6 | 0.47017
70869 | 2.52 | 0.8 | 365 | 2.3064 | 0.6199 | 2 | 0.92631
70870 | 6.16 | 0.8 | 365 | 5.6379 | 0.29308 | 5 | 0.93099
70876 | 7.28 | 0.8 | 365 | 6.663 | 0.34637 | 7 | 0.0093537
70882 | 3.64 | 0.8 | 365 | 3.3315 | 0.67319 | 4 | 0.0046769
51714 | 256.26 | 0.9 | 365 | 263.8582 | 0.52456 | 264 | 0.38278
55288 | 15.6 | 1 | 365 | 17.8473 | 0.74921 | 18 | 0.59648
70881 | 6.615 | 0.8 | 365 | 6.0543 | 0.12723 | 6 | 0.18158
68009 | 6.93 | 0.8 | 365 | 6.3426 | 0.70472 | 7 | 0.047366
70885 | 3.92 | 0.8 | 365 | 3.5878 | 0.18651 | 3 | 0.77427
70289 | 4.275 | 0.8 | 365 | 3.9127 | 0.83733 | 4 | 0.75
70888 | 7.28 | 0.8 | 365 | 6.663 | 0.34637 | 7 | 0.0093537
70889 | 6.44 | 0.8 | 365 | 5.8942 | 0.80641 | 6 | 0.70058
70891 | 4.2 | 0.8 | 365 | 3.844 | 0.69983 | 4 | 0.54386
70892 | 3.92 | 0.8 | 365 | 3.5878 | 0.18651 | 3 | 0.77427
70893 | 7.28 | 0.8 | 365 | 6.663 | 0.34637 | 7 | 0.0093537
70926 | 11.66 | 0.8 | 365 | 10.6718 | 0.37619 | 11 | 0.047948
70898 | 4.06 | 0.8 | 365 | 3.7159 | 0.44317 | 4 | 0.15906
70897 | 9.24 | 0.8 | 365 | 8.4569 | 0.93963 | 9 | 0.39649
70899 | 4.35 | 0.8 | 365 | 3.9813 | 0.97482 | 4 | 0.95614
70901 | 4.05 | 0.8 | 365 | 3.7067 | 0.42484 | 4 | 0.13158
70902 | 13.8 | 0.8 | 365 | 12.6304 | 0.29944 | 12 | 0.92982
70895 | 5.88 | 0.8 | 365 | 5.3816 | 0.77976 | 6 | 0.1614
70906 | 11.02 | 0.8 | 365 | 10.086 | 0.20289 | 10 | 0.28888
70907 | 4.35 | 0.8 | 365 | 3.9813 | 0.97482 | 4 | 0.95614
70908 | 9.8 | 0.8 | 365 | 8.9694 | 0.96627 | 9 | 0.93567
70910 | 5.32 | 0.8 | 365 | 4.8691 | 0.75312 | 5 | 0.62222
70912 | 6.16 | 0.8 | 365 | 5.6379 | 0.29308 | 5 | 0.93099
70913 | 9.99 | 0.8 | 365 | 9.1433 | 0.3146 | 9 | 0.45789
70917 | 10.15 | 0.8 | 365 | 9.2897 | 0.60792 | 9 | 0.89766
70854 | 2.32 | 0.8 | 365 | 2.1234 | 0.25324 | 2 | 0.37661
70918 | 10.98 | 0.8 | 365 | 10.0494 | 0.12955 | 10 | 0.17894
70919 | 6.3 | 0.8 | 365 | 5.766 | 0.54974 | 6 | 0.31579
70920 | 17.658 | 0.8 | 365 | 16.1614 | 0.37228 | 16 | 0.53368
70922 | 3.77 | 0.8 | 365 | 3.4505 | 0.91151 | 4 | 0.36199
70921 | 5.865 | 0.8 | 365 | 5.3679 | 0.75226 | 6 | 0.12017
70923 | 3.64 | 0.8 | 365 | 3.3315 | 0.67319 | 4 | 0.0046769
61069 | 1423.17 | 0.8 | 365 | 1302.5489 | 0.087314 | 1302 | 0.63626
70924 | 12.255 | 0.8 | 365 | 11.2163 | 0.467 | 11 | 0.68333
70927 | 4.8 | 0.8 | 365 | 4.3932 | 0.79981 | 5 | 0.19298
70928 | 4.48 | 0.8 | 365 | 4.1003 | 0.21315 | 4 | 0.31345
70931 | 4.32 | 0.8 | 365 | 3.9539 | 0.91982 | 4 | 0.87368
70932 | 8.8 | 0.8 | 365 | 8.0542 | 0.13298 | 8 | 0.18713
70925 | 6.4 | 0.8 | 365 | 5.8576 | 0.73307 | 6 | 0.59064
70933 | 4.4 | 0.8 | 365 | 4.0271 | 0.066488 | 4 | 0.093565
70934 | 7.04 | 0.8 | 365 | 6.4433 | 0.90638 | 7 | 0.3497
70935 | 7.36 | 0.8 | 365 | 6.7362 | 0.49304 | 7 | 0.22924
70937 | 7.56 | 0.8 | 365 | 6.9193 | 0.85969 | 7 | 0.77894
70939 | 4.2 | 0.8 | 365 | 3.844 | 0.69983 | 4 | 0.54386
70941 | 3.64 | 0.8 | 365 | 3.3315 | 0.67319 | 4 | 0.0046769
70942 | 12.2 | 0.8 | 365 | 11.166 | 0.36617 | 11 | 0.53216
70943 | 8.96 | 0.8 | 365 | 8.2006 | 0.4263 | 8 | 0.6269
70944 | 5.04 | 0.8 | 365 | 4.6128 | 0.2398 | 4 | 0.85263
70945 | 7.2 | 0.8 | 365 | 6.5898 | 0.19971 | 6 | 0.78947
70946 | 7.2 | 1 | 365 | 8.2372 | 0.49964 | 8 | 0.73684
70947 | 11.655 | 0.8 | 365 | 10.6672 | 0.36703 | 11 | 0.034206
70948 | 7.56 | 0.8 | 365 | 6.9193 | 0.85969 | 7 | 0.77894
70949 | 10.395 | 0.8 | 365 | 9.514 | 0.057079 | 9 | 0.57105
70950 | 6.4 | 0.8 | 365 | 5.8576 | 0.73307 | 6 | 0.59064
70952 | 6.4 | 0.8 | 365 | 5.8576 | 0.73307 | 6 | 0.59064
70953 | 6.6 | 0.8 | 365 | 6.0406 | 0.099732 | 6 | 0.14035
70954 | 5.355 | 0.8 | 365 | 4.9011 | 0.81728 | 5 | 0.71842
59048 | 574.86 | 1 | 365 | 657.672 | 0.35837 | 658 | 0.030406
70955 | 20.25 | 0.8 | 365 | 18.5337 | 0.12418 | 18 | 0.65789
70951 | 9.92 | 0.8 | 365 | 9.0792 | 0.18626 | 9 | 0.26549
70956 | 12.753 | 0.8 | 365 | 11.6721 | 0.37998 | 12 | 0.0521
70957 | 12.32 | 0.8 | 365 | 11.2758 | 0.58617 | 11 | 0.86198
70959 | 7.28 | 0.8 | 365 | 6.663 | 0.34637 | 7 | 0.0093537
70960 | 6.72 | 0.8 | 365 | 6.1504 | 0.31973 | 6 | 0.47017
70961 | 11.76 | 0.8 | 365 | 10.7633 | 0.55952 | 11 | 0.3228
70962 | 13.2 | 0.8 | 365 | 12.0812 | 0.19946 | 12 | 0.2807
70963 | 5.51 | 0.8 | 365 | 5.043 | 0.10144 | 5 | 0.14444
70964 | 4.76 | 0.8 | 365 | 4.3566 | 0.72647 | 5 | 0.083039
70965 | 7.84 | 0.8 | 365 | 7.1755 | 0.37302 | 7 | 0.54853
70966 | 3.92 | 0.8 | 365 | 3.5878 | 0.18651 | 3 | 0.77427
70967 | 7.245 | 0.8 | 365 | 6.6309 | 0.28221 | 6 | 0.91315
70968 | 5.4 | 0.8 | 365 | 4.9423 | 0.89978 | 5 | 0.8421
70969 | 3.27 | 0.8 | 365 | 2.9929 | 0.99487 | 3 | 0.98772
70971 | 2.32 | 0.8 | 365 | 2.1234 | 0.25324 | 2 | 0.37661
70970 | 8.925 | 1 | 365 | 10.2107 | 0.45267 | 10 | 0.66337
70973 | 8.96 | 0.8 | 365 | 8.2006 | 0.4263 | 8 | 0.6269
70974 | 5.88 | 0.8 | 365 | 5.3816 | 0.77976 | 6 | 0.1614
70871 | 705.6 | 0.9 | 365 | 726.5213 | 0.26782 | 726 | 0.78915
70872 | 705.6 | 0.9 | 365 | 726.5213 | 0.26782 | 726 | 0.78915
70873 | 604.8 | 0.9 | 365 | 622.7326 | 0.37242 | 623 | 0.10498
70877 | 655.2 | 0.8 | 365 | 599.6684 | 0.17344 | 599 | 0.84184
70975 | 8.04 | 0.8 | 365 | 7.3586 | 0.73967 | 8 | 0.098242
70977 | 7.59 | 0.8 | 365 | 6.9467 | 0.91469 | 7 | 0.8614
70978 | 4.48 | 0.8 | 365 | 4.1003 | 0.21315 | 4 | 0.31345
70982 | 4.2 | 0.8 | 365 | 3.844 | 0.69983 | 4 | 0.54386
70985 | 8.96 | 0.8 | 365 | 8.2006 | 0.4263 | 8 | 0.6269
70988 | 9.8 | 0.8 | 365 | 8.9694 | 0.96627 | 9 | 0.93567
70984 | 4.41 | 0.8 | 365 | 4.0362 | 0.084821 | 4 | 0.12105
70986 | 20.88 | 0.8 | 365 | 19.1103 | 0.27915 | 19 | 0.38947
70990 | 4.48 | 0.8 | 365 | 4.1003 | 0.21315 | 4 | 0.31345
70896 | 655.2 | 0.8 | 365 | 599.6684 | 0.17344 | 599 | 0.84184
70880 | 604.8 | 0.8 | 365 | 553.5401 | 0.77549 | 554 | 0.31554
70992 | 13.72 | 0.8 | 365 | 12.5572 | 0.15278 | 12 | 0.70994
70976 | 5.4 | 0.8 | 365 | 4.9423 | 0.89978 | 5 | 0.8421
70993 | 15.696 | 0.8 | 365 | 14.3657 | 0.77536 | 15 | 0.14105
70997 | 10.5 | 0.8 | 365 | 9.6101 | 0.24957 | 9 | 0.85964
70998 | 8.4 | 0.8 | 365 | 7.6881 | 0.39966 | 8 | 0.087716
43633 | 12.4 | 0.8 | 365 | 11.349 | 0.73283 | 12 | 0.081866
70999 | 4.55 | 0.8 | 365 | 4.1644 | 0.34148 | 4 | 0.50585
71000 | 8.04 | 0.8 | 365 | 7.3586 | 0.73967 | 8 | 0.098242
71001 | 11.2 | 0.8 | 365 | 10.2507 | 0.53288 | 10 | 0.78362
71003 | 5.4 | 0.8 | 365 | 4.9423 | 0.89978 | 5 | 0.8421
49758 | 12 | 0.8 | 365 | 10.9829 | 0.99951 | 11 | 0.98245
63137 | 800.73 | 0.9 | 365 | 824.472 | 0.46911 | 824 | 0.94108
71007 | 8.32 | 0.8 | 365 | 7.6148 | 0.253 | 7 | 0.86783
71008 | 2.52 | 0.8 | 365 | 2.3064 | 0.6199 | 2 | 0.92631
60848 | 663.3 | 0.7 | 365 | 531.1966 | 0.020225 | 531 | 0.21687
71009 | 6.16 | 0.8 | 365 | 5.6379 | 0.29308 | 5 | 0.93099
71010 | 4.35 | 0.8 | 365 | 3.9813 | 0.97482 | 4 | 0.95614
70539 | 9.52 | 0.8 | 365 | 8.7131 | 0.45295 | 9 | 0.16608
70550 | 4.48 | 0.8 | 365 | 4.1003 | 0.21315 | 4 | 0.31345
70878 | 705.6 | 0.8 | 365 | 645.7967 | 0.5714 | 646 | 0.36813
71013 | 11.2 | 0.8 | 365 | 10.2507 | 0.53288 | 10 | 0.78362
70553 | 4.93 | 0.8 | 365 | 4.5122 | 0.038134 | 4 | 0.55029
71015 | 9.52 | 0.8 | 365 | 8.7131 | 0.45295 | 9 | 0.16608
70620 | 2.7 | 0.8 | 365 | 2.4712 | 0.94989 | 3 | 0.42105
65346 | 90.75 | 1 | 365 | 103.8231 | 0.96415 | 104 | 0.78723
71016 | 7.56 | 0.8 | 365 | 6.9193 | 0.85969 | 7 | 0.77894
71019 | 5.04 | 0.8 | 365 | 4.6128 | 0.2398 | 4 | 0.85263
70829 | 4.93 | 0.8 | 365 | 4.5122 | 0.038134 | 4 | 0.55029
63339 | 94.52 | 0.9 | 365 | 97.3226 | 0.94319 | 98 | 0.26575
34817 | 479.96 | 0.9 | 365 | 494.191 | 0.89561 | 495 | 0.08662
71020 | 3 | 0.8 | 365 | 2.7457 | 0.49988 | 3 | 0.24561
48891 | 51.1 | 0.7 | 365 | 40.9229 | 0.9711 | 41 | 0.89399
71022 | 12.81 | 0.8 | 365 | 11.7243 | 0.48448 | 12 | 0.20877
71017 | 4.24 | 0.8 | 365 | 3.8806 | 0.77316 | 4 | 0.6538
70994 | 2.88 | 0.8 | 365 | 2.6359 | 0.27988 | 2 | 0.91579
71002 | 9.315 | 0.8 | 365 | 8.5255 | 0.077122 | 8 | 0.60263
63347 | 300.22 | 0.7 | 365 | 240.4279 | 0.59227 | 241 | 0.020213
71026 | 7.2 | 0.8 | 365 | 6.5898 | 0.19971 | 6 | 0.78947
71027 | 8.4 | 0.8 | 365 | 7.6881 | 0.39966 | 8 | 0.087716
71028 | 5.4 | 0.8 | 365 | 4.9423 | 0.89978 | 5 | 0.8421
71029 | 5.4 | 0.8 | 365 | 4.9423 | 0.89978 | 5 | 0.8421
71030 | 5.83 | 0.8 | 365 | 5.3359 | 0.6881 | 6 | 0.023974
71031 | 7.2 | 0.8 | 365 | 6.5898 | 0.19971 | 6 | 0.78947
71032 | 5.4 | 0.8 | 365 | 4.9423 | 0.89978 | 5 | 0.8421
71033 | 7.84 | 0.8 | 365 | 7.1755 | 0.37302 | 7 | 0.54853
71035 | 3.64 | 0.8 | 365 | 3.3315 | 0.67319 | 4 | 0.0046769
71036 | 5.4 | 0.8 | 365 | 4.9423 | 0.89978 | 5 | 0.8421
71037 | 7.84 | 0.8 | 365 | 7.1755 | 0.37302 | 7 | 0.54853
71038 | 6.21 | 0.8 | 365 | 5.6837 | 0.38475 | 6 | 0.068418
71039 | 12.42 | 0.8 | 365 | 11.3673 | 0.7695 | 12 | 0.13684
71040 | 12.76 | 0.8 | 365 | 11.6785 | 0.39282 | 12 | 0.07134
30569 | 1118.72 | 1 | 365 | 1279.8783 | 0.67665 | 1280 | 0.55498
20174 | 1385.7 | 1 | 365 | 1585.3184 | 0.49229 | 1585 | 0.81069
30580 | 899.84 | 1 | 365 | 1029.4674 | 0.087741 | 1029 | 0.55509
30594 | 1382.4 | 1 | 365 | 1581.543 | 0.92996 | 1582 | 0.47297
33996 | 1335.15 | 1 | 365 | 1527.4864 | 0.6511 | 1528 | 0.13747
70874 | 655.2 | 0.9 | 365 | 674.6269 | 0.32012 | 674 | 0.94706
70890 | 10.5 | 0.8 | 365 | 9.6101 | 0.24957 | 9 | 0.85964
70911 | 3.36 | 0.8 | 365 | 3.0752 | 0.15986 | 3 | 0.23509
50182 | 12.72 | 0.8 | 365 | 11.6419 | 0.31948 | 11 | 0.9614
70979 | 9.6 | 0.8 | 365 | 8.7864 | 0.59961 | 9 | 0.38596
70989 | 6.6 | 0.8 | 365 | 6.0406 | 0.099732 | 6 | 0.14035
70991 | 8.502 | 0.8 | 365 | 7.7814 | 0.58666 | 8 | 0.36807
70995 | 9 | 0.8 | 365 | 8.2372 | 0.49964 | 8 | 0.73684
70996 | 8.4 | 0.8 | 365 | 7.6881 | 0.39966 | 8 | 0.087716
51582 | 166.4 | 0.9 | 365 | 171.3338 | 0.19241 | 171 | 0.52624
59640 | 5.3 | 1 | 365 | 6.0635 | 0.14556 | 6 | 0.20906
32923 | 2530.8 | 1 | 365 | 2895.3769 | 0.62177 | 2895 | 0.9987
70658 | 9.6 | 1 | 365 | 10.9829 | 0.99951 | 11 | 0.98245
49504 | 12.19 | 1 | 365 | 13.946 | 0.9348 | 14 | 0.88084
71041 | 12 | 0.8 | 365 | 10.9829 | 0.99951 | 11 | 0.98245
71043 | 11.52 | 0.8 | 365 | 10.5436 | 0.11953 | 10 | 0.66315
71044 | 8.1 | 0.8 | 365 | 7.4135 | 0.84967 | 8 | 0.26315
71045 | 12.32 | 0.8 | 365 | 11.2758 | 0.58617 | 11 | 0.86198
71046 | 10.2 | 0.8 | 365 | 9.3355 | 0.69959 | 10 | 0.035084
36214 | 39.894 | 0.9 | 365 | 41.0769 | 0.27956 | 41 | 0.35643
71048 | 5.1 | 0.8 | 365 | 4.6677 | 0.34979 | 5 | 0.017542
71051 | 5.46 | 0.8 | 365 | 4.9972 | 0.0097787 | 5 | 0.0070153
71054 | 5.1 | 0.8 | 365 | 4.6677 | 0.34979 | 5 | 0.017542
71055 | 3 | 0.8 | 365 | 2.7457 | 0.49988 | 3 | 0.24561
71056 | 4.68 | 0.8 | 365 | 4.2833 | 0.57981 | 4 | 0.86316
71057 | 6.3 | 0.8 | 365 | 5.766 | 0.54974 | 6 | 0.31579
71059 | 7.5 | 0.8 | 365 | 6.8643 | 0.7497 | 7 | 0.61403
71061 | 9.86 | 0.8 | 365 | 9.0243 | 0.076267 | 9 | 0.10058
71014 | 31.5 | 0.9 | 365 | 32.434 | 0.96731 | 33 | 0.4013
71062 | 6.16 | 0.8 | 365 | 5.6379 | 0.29308 | 5 | 0.93099
71064 | 7 | 0.8 | 365 | 6.4067 | 0.83305 | 7 | 0.23976
71066 | 8.68 | 0.8 | 365 | 7.9443 | 0.91298 | 8 | 0.85731
71065 | 12.32 | 0.8 | 365 | 11.2758 | 0.58617 | 11 | 0.86198
71067 | 6.72 | 0.8 | 365 | 6.1504 | 0.31973 | 6 | 0.47017
71069 | 7.84 | 0.8 | 365 | 7.1755 | 0.37302 | 7 | 0.54853
71070 | 10.8 | 0.8 | 365 | 9.8846 | 0.79956 | 10 | 0.68421
71071 | 3.36 | 0.8 | 365 | 3.0752 | 0.15986 | 3 | 0.23509
71072 | 2.24 | 0.8 | 365 | 2.0501 | 0.10658 | 2 | 0.15672
71073 | 9.45 | 0.8 | 365 | 8.6491 | 0.32462 | 8 | 0.97368
71074 | 6.3 | 0.8 | 365 | 5.766 | 0.54974 | 6 | 0.31579
71053 | 7.41 | 0.8 | 365 | 6.782 | 0.5847 | 7 | 0.36666
71075 | 7.125 | 0.8 | 365 | 6.5211 | 0.062211 | 6 | 0.58333
70625 | 8.4 | 0.8 | 365 | 7.6881 | 0.39966 | 8 | 0.087716
70770 | 9.52 | 0.8 | 365 | 8.7131 | 0.45295 | 9 | 0.16608
71076 | 7 | 0.8 | 365 | 6.4067 | 0.83305 | 7 | 0.23976
70400 | 3.36 | 0.8 | 365 | 3.0752 | 0.15986 | 3 | 0.23509
70323 | 11.2 | 0.8 | 365 | 10.2507 | 0.53288 | 10 | 0.78362
71079 | 9.8 | 0.8 | 365 | 8.9694 | 0.96627 | 9 | 0.93567
71077 | 8.505 | 0.8 | 365 | 7.7842 | 0.59216 | 8 | 0.37631
71080 | 10.8 | 0.8 | 365 | 9.8846 | 0.79956 | 10 | 0.68421
71081 | 7.2 | 0.8 | 365 | 6.5898 | 0.19971 | 6 | 0.78947
71063 | 11.48 | 0.8 | 365 | 10.507 | 0.046201 | 10 | 0.55321
71082 | 5.415 | 0.8 | 365 | 4.9561 | 0.92728 | 5 | 0.88333
71083 | 4.8 | 0.8 | 365 | 4.3932 | 0.79981 | 5 | 0.19298
71085 | 5.22 | 0.8 | 365 | 4.7776 | 0.56979 | 5 | 0.34737
71086 | 7.5 | 0.8 | 365 | 6.8643 | 0.7497 | 7 | 0.61403
71088 | 4.95 | 0.8 | 365 | 4.5305 | 0.074799 | 4 | 0.60526
71089 | 6.6 | 0.8 | 365 | 6.0406 | 0.099732 | 6 | 0.14035
71090 | 5.51 | 0.8 | 365 | 5.043 | 0.10144 | 5 | 0.14444
71091 | 2.6 | 0.8 | 365 | 2.3796 | 0.76656 | 3 | 0.1462
40688 | 5.2 | 0.8 | 365 | 4.7593 | 0.53312 | 5 | 0.2924
71094 | 7.8 | 0.8 | 365 | 7.1389 | 0.29968 | 7 | 0.43859
71095 | 3.6 | 0.8 | 365 | 3.2949 | 0.59985 | 3 | 0.89474
64702 | 229.554 | 0.9 | 365 | 236.3604 | 0.44466 | 236 | 0.80503
71098 | 10.08 | 0.8 | 365 | 9.2257 | 0.47959 | 9 | 0.70526
64703 | 130.56 | 0.9 | 365 | 134.4312 | 0.27405 | 134 | 0.7052
71099 | 4.5 | 0.8 | 365 | 4.1186 | 0.24982 | 4 | 0.36842
71100 | 4.68 | 0.8 | 365 | 4.2833 | 0.57981 | 4 | 0.86316
34659 | 125.28 | 1 | 365 | 143.3273 | 0.093652 | 143 | 0.42099
70760 | 4.48 | 0.8 | 365 | 4.1003 | 0.21315 | 4 | 0.31345
71103 | 11.025 | 0.8 | 365 | 10.0906 | 0.21205 | 10 | 0.30263
64904 | 41.44 | 0.7 | 365 | 33.1868 | 0.4752 | 33 | 0.66197
71104 | 10.2 | 0.8 | 365 | 9.3355 | 0.69959 | 10 | 0.035084
71105 | 5.025 | 0.8 | 365 | 4.5991 | 0.2123 | 4 | 0.8114
71102 | 24.795 | 0.8 | 365 | 22.6935 | 0.45649 | 23 | 0.14999
71107 | 4.2 | 0.8 | 365 | 3.844 | 0.69983 | 4 | 0.54386
71108 | 9.9 | 0.8 | 365 | 9.0609 | 0.1496 | 9 | 0.21052
71106 | 4.68 | 0.8 | 365 | 4.2833 | 0.57981 | 4 | 0.86316
70806 | 11.2 | 0.8 | 365 | 10.2507 | 0.53288 | 10 | 0.78362
70930 | 7.02 | 1 | 365 | 8.0313 | 0.087144 | 8 | 0.11842
71109 | 5.32 | 0.8 | 365 | 4.8691 | 0.75312 | 5 | 0.62222
71110 | 8.96 | 0.8 | 365 | 8.2006 | 0.4263 | 8 | 0.6269
71111 | 8.845 | 0.8 | 365 | 8.0953 | 0.21547 | 8 | 0.31082
71052 | 5.1 | 0.8 | 365 | 4.6677 | 0.34979 | 5 | 0.017542
71113 | 4.845 | 0.8 | 365 | 4.4344 | 0.8823 | 5 | 0.31666
71114 | 13.08 | 0.8 | 365 | 11.9714 | 0.97947 | 12 | 0.95087
71116 | 8.32 | 0.8 | 365 | 7.6148 | 0.253 | 7 | 0.86783
71117 | 12.255 | 0.8 | 365 | 11.2163 | 0.467 | 11 | 0.68333
71118 | 2.52 | 0.8 | 365 | 2.3064 | 0.6199 | 2 | 0.92631
71120 | 6.72 | 0.8 | 365 | 6.1504 | 0.31973 | 6 | 0.47017
71121 | 6.09 | 0.8 | 365 | 5.5738 | 0.16475 | 5 | 0.73859
71124 | 6.44 | 0.8 | 365 | 5.8942 | 0.80641 | 6 | 0.70058
71126 | 5.88 | 0.8 | 365 | 5.3816 | 0.77976 | 6 | 0.1614
71125 | 4.76 | 0.8 | 365 | 4.3566 | 0.72647 | 5 | 0.083039
71128 | 7.8 | 0.8 | 365 | 7.1389 | 0.29968 | 7 | 0.43859
71129 | 6.05 | 0.8 | 365 | 5.5372 | 0.091421 | 5 | 0.62865
71130 | 5.32 | 0.8 | 365 | 4.8691 | 0.75312 | 5 | 0.62222
71131 | 3.77 | 0.8 | 365 | 3.4505 | 0.91151 | 4 | 0.36199
71132 | 6.96 | 0.8 | 365 | 6.3701 | 0.75972 | 7 | 0.12982
71133 | 7.425 | 0.8 | 365 | 6.7957 | 0.6122 | 7 | 0.40789
71137 | 8.4 | 0.8 | 365 | 7.6881 | 0.39966 | 8 | 0.087716
71136 | 5.886 | 0.8 | 365 | 5.3871 | 0.79076 | 6 | 0.17789
71140 | 9.6 | 0.8 | 365 | 8.7864 | 0.59961 | 9 | 0.38596
32137 | 1298.08 | 1 | 365 | 1485.0762 | 0.7009 | 1485 | 0.77711
71142 | 10.24 | 0.8 | 365 | 9.3721 | 0.77292 | 10 | 0.14503
71143 | 13.5 | 0.8 | 365 | 12.3558 | 0.74945 | 13 | 0.10526
71144 | 3.9 | 0.8 | 365 | 3.5695 | 0.14984 | 3 | 0.7193
71146 | 9.6 | 0.8 | 365 | 8.7864 | 0.59961 | 9 | 0.38596
71151 | 5.7 | 0.8 | 365 | 5.2169 | 0.44977 | 5 | 0.66666
71152 | 3.05 | 0.8 | 365 | 2.7915 | 0.59154 | 3 | 0.38304
71153 | 7.425 | 0.8 | 365 | 6.7957 | 0.6122 | 7 | 0.40789
71155 | 5.035 | 0.8 | 365 | 4.6083 | 0.23063 | 4 | 0.83889
71156 | 3.36 | 0.8 | 365 | 3.0752 | 0.15986 | 3 | 0.23509
71157 | 7.25 | 0.8 | 365 | 6.6355 | 0.29137 | 6 | 0.9269
65096 | 49.8 | 0.7 | 365 | 39.8818 | 0.88573 | 40 | 0.76753
70864 | 8.12 | 0.8 | 365 | 7.4318 | 0.88634 | 8 | 0.31813
70905 | 5.22 | 0.8 | 365 | 4.7776 | 0.56979 | 5 | 0.34737
70909 | 9.86 | 0.8 | 365 | 9.0243 | 0.076267 | 9 | 0.10058
32929 | 1341.9 | 1 | 365 | 1535.2087 | 0.11951 | 1535 | 0.32826
32930 | 2409.75 | 1 | 365 | 2756.8889 | 0.22166 | 2757 | 0.1106
71158 | 12.285 | 0.8 | 365 | 11.2438 | 0.522 | 11 | 0.76578
71160 | 5.49 | 0.8 | 365 | 5.0247 | 0.064777 | 5 | 0.089471
70131 | 35.7 | 0.6 | 365 | 24.5057 | 0.086415 | 24 | 0.59209
71161 | 5.4 | 0.8 | 365 | 4.9423 | 0.89978 | 5 | 0.8421
71162 | 6.555 | 0.8 | 365 | 5.9994 | 0.017234 | 6 | 0.016664
71163 | 10.24 | 1 | 365 | 11.7151 | 0.46615 | 12 | 0.18128
71164 | 3.2 | 0.8 | 365 | 2.9288 | 0.86654 | 3 | 0.79532
71165 | 4.5 | 0.8 | 365 | 4.1186 | 0.24982 | 4 | 0.36842
71166 | 6.93 | 0.8 | 365 | 6.3426 | 0.70472 | 7 | 0.047366
71169 | 3.9 | 1 | 365 | 4.4618 | 0.9373 | 5 | 0.39912
71170 | 11.84 | 0.8 | 365 | 10.8365 | 0.70619 | 11 | 0.54269
31109 | 999.305 | 1 | 365 | 1143.2609 | 0.023327 | 1143 | 0.28421
70879 | 705.6 | 0.8 | 365 | 645.7967 | 0.5714 | 646 | 0.36813
64620 | 40.2 | 0.9 | 365 | 41.3919 | 0.91067 | 42 | 0.30261
71171 | 4.48 | 0.8 | 365 | 4.1003 | 0.21315 | 4 | 0.31345
71172 | 10.08 | 0.8 | 365 | 9.2257 | 0.47959 | 9 | 0.70526
71174 | 8.68 | 0.8 | 365 | 7.9443 | 0.91298 | 8 | 0.85731
71175 | 6.9 | 0.8 | 365 | 6.3152 | 0.64972 | 6 | 0.96491
71176 | 6.6 | 0.8 | 365 | 6.0406 | 0.099732 | 6 | 0.14035
70936 | 7.56 | 0.8 | 365 | 6.9193 | 0.85969 | 7 | 0.77894
68662 | 5.035 | 0.8 | 365 | 4.6083 | 0.23063 | 4 | 0.83889
71191 | 10.385 | 0.8 | 365 | 9.5048 | 0.038746 | 9 | 0.54356
71194 | 13.16 | 0.8 | 365 | 12.0446 | 0.12613 | 12 | 0.17075
71197 | 5.04 | 0.8 | 365 | 4.6128 | 0.2398 | 4 | 0.85263
71199 | 5.6 | 0.8 | 365 | 5.1254 | 0.26644 | 5 | 0.39181
71200 | 5.88 | 0.8 | 365 | 5.3816 | 0.77976 | 6 | 0.1614
71203 | 4.48 | 0.8 | 365 | 4.1003 | 0.21315 | 4 | 0.31345
71205 | 11.385 | 0.8 | 365 | 10.4201 | 0.87204 | 11 | 0.2921
70848 | 16.8 | 0.8 | 365 | 15.3761 | 0.79932 | 16 | 0.17543
71177 | 11.2 | 0.8 | 365 | 10.2507 | 0.53288 | 10 | 0.78362
71181 | 9.28 | 0.8 | 365 | 8.4935 | 0.012957 | 8 | 0.50643
71183 | 8.96 | 0.8 | 365 | 8.2006 | 0.4263 | 8 | 0.6269
71184 | 4.48 | 0.8 | 365 | 4.1003 | 0.21315 | 4 | 0.31345
71185 | 5.6 | 0.8 | 365 | 5.1254 | 0.26644 | 5 | 0.39181
54494 | 673.28 | 1 | 365 | 770.27 | 0.89922 | 771 | 0.16924
71198 | 7 | 0.8 | 365 | 6.4067 | 0.83305 | 7 | 0.23976
71186 | 6.72 | 0.8 | 365 | 6.1504 | 0.31973 | 6 | 0.47017
71204 | 8.4 | 0.8 | 365 | 7.6881 | 0.39966 | 8 | 0.087716
71211 | 7.905 | 0.8 | 365 | 7.235 | 0.49218 | 7 | 0.72719
63753 | 64.26 | 0.9 | 365 | 66.1653 | 0.53332 | 66 | 0.69865
31559 | 5928.16 | 1 | 365 | 6782.147 | 0.066307 | 6782 | 0.21332
71042 | 18.9 | 0.8 | 365 | 17.2981 | 0.64923 | 17 | 0.94736
64469 | 68 | 0.7 | 365 | 54.4571 | 0.080922 | 54 | 0.53799
71215 | 7.84 | 0.8 | 365 | 7.1755 | 0.37302 | 7 | 0.54853
71214 | 10.4 | 0.8 | 365 | 9.5185 | 0.066245 | 9 | 0.58479
71216 | 8.96 | 0.8 | 365 | 8.2006 | 0.4263 | 8 | 0.6269
71217 | 7.5 | 0.8 | 365 | 6.8643 | 0.7497 | 7 | 0.61403
71218 | 5.88 | 0.8 | 365 | 5.3816 | 0.77976 | 6 | 0.1614
71219 | 8.64 | 0.8 | 365 | 7.9077 | 0.83965 | 8 | 0.74736
71220 | 12.76 | 1 | 365 | 14.5982 | 0.24102 | 14 | 0.83917
71221 | 1.83 | 0.8 | 365 | 1.6749 | 0.35493 | 2 | 0.029824
71222 | 8 | 0.8 | 365 | 7.322 | 0.66634 | 7 | 0.9883
71223 | 7.92 | 0.8 | 365 | 7.2487 | 0.51968 | 7 | 0.76842
71224 | 11.97 | 0.8 | 365 | 10.9555 | 0.94451 | 11 | 0.9
71226 | 6.54 | 0.8 | 365 | 5.9857 | 0.98973 | 6 | 0.97544
71228 | 5.67 | 0.8 | 365 | 5.1894 | 0.39477 | 5 | 0.58421
71229 | 14.175 | 0.8 | 365 | 12.9736 | 0.98693 | 13 | 0.96052
71231 | 7.84 | 0.8 | 365 | 7.1755 | 0.37302 | 7 | 0.54853
71233 | 7.36 | 0.8 | 365 | 6.7362 | 0.49304 | 7 | 0.22924
71234 | 9.92 | 0.8 | 365 | 9.0792 | 0.18626 | 9 | 0.26549
71235 | 6.48 | 0.8 | 365 | 5.9308 | 0.87974 | 6 | 0.81052
71237 | 10.98 | 0.8 | 365 | 10.0494 | 0.12955 | 10 | 0.17894
71242 | 7.848 | 0.8 | 365 | 7.1828 | 0.38768 | 7 | 0.57052
71243 | 9.6 | 0.8 | 365 | 8.7864 | 0.59961 | 9 | 0.38596
71247 | 8.54 | 0.8 | 365 | 7.8162 | 0.65632 | 8 | 0.47251
71248 | 7 | 0.8 | 365 | 6.4067 | 0.83305 | 7 | 0.23976
71250 | 3.19 | 0.8 | 365 | 2.9196 | 0.8482 | 3 | 0.76783
71251 | 7.28 | 0.8 | 365 | 6.663 | 0.34637 | 7 | 0.0093537
71252 | 3.36 | 0.8 | 365 | 3.0752 | 0.15986 | 3 | 0.23509
71255 | 4.24 | 0.8 | 365 | 3.8806 | 0.77316 | 4 | 0.6538
71257 | 2.16 | 0.8 | 365 | 1.9769 | 0.95991 | 2 | 0.93684
71258 | 6.5 | 0.8 | 365 | 5.9491 | 0.9164 | 6 | 0.86549
71259 | 2.16 | 0.8 | 365 | 1.9769 | 0.95991 | 2 | 0.93684
71260 | 6.375 | 0.8 | 365 | 5.8347 | 0.68724 | 6 | 0.52193
71261 | 5.865 | 0.8 | 365 | 5.3679 | 0.75226 | 6 | 0.12017
71263 | 4.845 | 0.8 | 365 | 4.4344 | 0.8823 | 5 | 0.31666
71264 | 2.9 | 0.8 | 365 | 2.6542 | 0.31655 | 2 | 0.97076
71265 | 12.18 | 0.8 | 365 | 11.1477 | 0.32951 | 11 | 0.47719
71266 | 3.19 | 0.8 | 365 | 2.9196 | 0.8482 | 3 | 0.76783
71267 | 12.75 | 0.8 | 365 | 11.6694 | 0.37448 | 12 | 0.043854
71268 | 8.175 | 0.8 | 365 | 7.4821 | 0.98717 | 8 | 0.46929
71269 | 5.22 | 0.8 | 365 | 4.7776 | 0.56979 | 5 | 0.34737
71270 | 3.92 | 0.8 | 365 | 3.5878 | 0.18651 | 3 | 0.77427
71271 | 6.6 | 0.8 | 365 | 6.0406 | 0.099732 | 6 | 0.14035
71272 | 10.15 | 0.8 | 365 | 9.2897 | 0.60792 | 9 | 0.89766
71273 | 7.905 | 0.8 | 365 | 7.235 | 0.49218 | 7 | 0.72719
71274 | 10.98 | 0.8 | 365 | 10.0494 | 0.12955 | 10 | 0.17894
71275 | 10.725 | 0.8 | 365 | 9.816 | 0.66207 | 10 | 0.47807
71276 | 12.81 | 0.8 | 365 | 11.7243 | 0.48448 | 12 | 0.20877
71277 | 10.44 | 0.8 | 365 | 9.5552 | 0.13958 | 9 | 0.69473
71278 | 12.18 | 0.8 | 365 | 11.1477 | 0.32951 | 11 | 0.47719
71279 | 6.96 | 0.8 | 365 | 6.3701 | 0.75972 | 7 | 0.12982
71280 | 3.9 | 0.8 | 365 | 3.5695 | 0.14984 | 3 | 0.7193
71282 | 6.72 | 0.8 | 365 | 6.1504 | 0.31973 | 6 | 0.47017
71283 | 5.565 | 0.8 | 365 | 5.0933 | 0.20227 | 5 | 0.29561
71281 | 9.66 | 0.8 | 365 | 8.8413 | 0.70961 | 9 | 0.55087
71284 | 9.28 | 0.8 | 365 | 8.4935 | 0.012957 | 8 | 0.50643
71286 | 8.4 | 0.8 | 365 | 7.6881 | 0.39966 | 8 | 0.087716
71287 | 2.9 | 0.8 | 365 | 2.6542 | 0.31655 | 2 | 0.97076
71288 | 4.2 | 0.8 | 365 | 3.844 | 0.69983 | 4 | 0.54386
71289 | 2.9 | 0.8 | 365 | 2.6542 | 0.31655 | 2 | 0.97076
71290 | 3.48 | 0.8 | 365 | 3.1851 | 0.37986 | 3 | 0.56491
71292 | 2.32 | 0.8 | 365 | 2.1234 | 0.25324 | 2 | 0.37661
71293 | 11.925 | 0.8 | 365 | 10.9143 | 0.86202 | 11 | 0.77631
71294 | 2.32 | 0.8 | 365 | 2.1234 | 0.25324 | 2 | 0.37661
71296 | 3.51 | 0.8 | 365 | 3.2125 | 0.43486 | 3 | 0.64737
71297 | 2.43 | 0.8 | 365 | 2.224 | 0.4549 | 2 | 0.67895
67104 | 7.28 | 0.8 | 365 | 6.663 | 0.34637 | 7 | 0.0093537
67090 | 5.04 | 0.8 | 365 | 4.6128 | 0.2398 | 4 | 0.85263
67013 | 11.2 | 0.8 | 365 | 10.2507 | 0.53288 | 10 | 0.78362
67014 | 7.56 | 0.8 | 365 | 6.9193 | 0.85969 | 7 | 0.77894
67011 | 3.92 | 0.8 | 365 | 3.5878 | 0.18651 | 3 | 0.77427
71298 | 2.24 | 0.8 | 365 | 2.0501 | 0.10658 | 2 | 0.15672
67012 | 7.28 | 0.8 | 365 | 6.663 | 0.34637 | 7 | 0.0093537
71299 | 3.77 | 0.8 | 365 | 3.4505 | 0.91151 | 4 | 0.36199
71300 | 2.16 | 0.8 | 365 | 1.9769 | 0.95991 | 2 | 0.93684
71301 | 2.97 | 0.8 | 365 | 2.7183 | 0.44488 | 3 | 0.16316
71302 | 2.7 | 0.8 | 365 | 2.4712 | 0.94989 | 3 | 0.42105
71253 | 9.72 | 0.8 | 365 | 8.8962 | 0.81961 | 9 | 0.71579
71306 | 9.28 | 0.8 | 365 | 8.4935 | 0.012957 | 8 | 0.50643
71307 | 5.8 | 0.8 | 365 | 5.3084 | 0.6331 | 5 | 0.94152
71308 | 9.28 | 0.8 | 365 | 8.4935 | 0.012957 | 8 | 0.50643
71249 | 3.51 | 0.8 | 365 | 3.2125 | 0.43486 | 3 | 0.64737
71309 | 3.08 | 0.8 | 365 | 2.819 | 0.64654 | 3 | 0.4655
71310 | 3.08 | 0.8 | 365 | 2.819 | 0.64654 | 3 | 0.4655
71311 | 3.975 | 0.8 | 365 | 3.6381 | 0.28734 | 3 | 0.92544
71312 | 4.48 | 0.8 | 365 | 4.1003 | 0.21315 | 4 | 0.31345
71314 | 2.24 | 0.8 | 365 | 2.0501 | 0.10658 | 2 | 0.15672
71313 | 4.86 | 0.8 | 365 | 4.4481 | 0.9098 | 5 | 0.35789
71315 | 3.2 | 0.8 | 365 | 2.9288 | 0.86654 | 3 | 0.79532
71316 | 8.64 | 0.8 | 365 | 7.9077 | 0.83965 | 8 | 0.74736
71213 | 10.2 | 0.8 | 365 | 9.3355 | 0.69959 | 10 | 0.035084
71318 | 7.5 | 0.8 | 365 | 6.8643 | 0.7497 | 7 | 0.61403
71320 | 2.24 | 0.8 | 365 | 2.0501 | 0.10658 | 2 | 0.15672
49720 | 7.65 | 1 | 365 | 8.752 | 0.53086 | 9 | 0.28289
71324 | 8.96 | 0.8 | 365 | 8.2006 | 0.4263 | 8 | 0.6269
71325 | 21.96 | 0.8 | 365 | 20.0988 | 0.25911 | 20 | 0.35789
71326 | 4.32 | 0.8 | 365 | 3.9539 | 0.91982 | 4 | 0.87368
71327 | 10.8 | 0.8 | 365 | 9.8846 | 0.79956 | 10 | 0.68421
71330 | 6.27 | 0.8 | 365 | 5.7386 | 0.49475 | 6 | 0.23333
71331 | 3.52 | 0.8 | 365 | 3.2217 | 0.45319 | 3 | 0.67485
68823 | 5.355 | 0.8 | 365 | 4.9011 | 0.81728 | 5 | 0.71842
71329 | 7.65 | 0.8 | 365 | 7.0016 | 0.02469 | 7 | 0.026313
71332 | 13.44 | 0.8 | 365 | 12.3009 | 0.63946 | 12 | 0.94035
43110 | 6.72 | 0.8 | 365 | 6.1504 | 0.31973 | 6 | 0.47017
71334 | 13.2 | 0.8 | 365 | 12.0812 | 0.19946 | 12 | 0.2807
71335 | 9.15 | 0.8 | 365 | 8.3745 | 0.77463 | 9 | 0.14912
71341 | 10.8 | 0.8 | 365 | 9.8846 | 0.79956 | 10 | 0.68421
71342 | 3.38 | 0.8 | 365 | 3.0935 | 0.19653 | 3 | 0.29006
71344 | 7.5 | 0.8 | 365 | 6.8643 | 0.7497 | 7 | 0.61403
71345 | 4.8 | 0.8 | 365 | 4.3932 | 0.79981 | 5 | 0.19298
71348 | 8.16 | 0.8 | 365 | 7.4684 | 0.95967 | 8 | 0.42807
71349 | 8.4 | 0.8 | 365 | 7.6881 | 0.39966 | 8 | 0.087716
71352 | 8.58 | 0.8 | 365 | 7.8528 | 0.72965 | 8 | 0.58245
71356 | 7.5 | 0.8 | 365 | 6.8643 | 0.7497 | 7 | 0.61403
71357 | 5.72 | 0.8 | 365 | 5.2352 | 0.48643 | 5 | 0.72164
71360 | 3 | 0.8 | 365 | 2.7457 | 0.49988 | 3 | 0.24561
71362 | 13.8 | 0.8 | 365 | 12.6304 | 0.29944 | 12 | 0.92982
71364 | 6.9 | 0.8 | 365 | 6.3152 | 0.64972 | 6 | 0.96491
71365 | 9.3 | 1 | 365 | 10.6397 | 0.31203 | 10 | 0.95175
71366 | 3.64 | 0.8 | 365 | 3.3315 | 0.67319 | 4 | 0.0046769
71367 | 11.7 | 0.8 | 365 | 10.7084 | 0.44953 | 11 | 0.15789
71368 | 8.48 | 0.8 | 365 | 7.7613 | 0.54632 | 8 | 0.3076
71369 | 3.315 | 0.8 | 365 | 3.034 | 0.077366 | 3 | 0.1114
71370 | 5.355 | 0.8 | 365 | 4.9011 | 0.81728 | 5 | 0.71842
71371 | 4.5 | 0.8 | 365 | 4.1186 | 0.24982 | 4 | 0.36842
71372 | 3.6 | 0.8 | 365 | 3.2949 | 0.59985 | 3 | 0.89474
71373 | 13.63 | 0.8 | 365 | 12.4748 | 0.98778 | 13 | 0.46257
71374 | 6.16 | 0.8 | 365 | 5.6379 | 0.29308 | 5 | 0.93099
71375 | 13.515 | 0.8 | 365 | 12.3695 | 0.77695 | 13 | 0.14649
71376 | 8.99 | 0.8 | 365 | 8.2281 | 0.4813 | 8 | 0.70935
71377 | 6.67 | 0.8 | 365 | 6.1047 | 0.22806 | 6 | 0.33275
71379 | 8.41 | 0.8 | 365 | 7.6972 | 0.41799 | 8 | 0.1152
71378 | 10.73 | 0.8 | 365 | 9.8206 | 0.67123 | 10 | 0.49181
71380 | 4.35 | 0.8 | 365 | 3.9813 | 0.97482 | 4 | 0.95614
71381 | 5.22 | 0.8 | 365 | 4.7776 | 0.56979 | 5 | 0.34737
71383 | 3.48 | 0.8 | 365 | 3.1851 | 0.37986 | 3 | 0.56491
71385 | 2.7 | 0.8 | 365 | 2.4712 | 0.94989 | 3 | 0.42105
71336 | 5.76 | 0.8 | 365 | 5.2718 | 0.55977 | 5 | 0.83158
71384 | 8.96 | 0.8 | 365 | 8.2006 | 0.4263 | 8 | 0.6269
71386 | 8.06 | 0.8 | 365 | 7.3769 | 0.77634 | 8 | 0.15321
71389 | 5.04 | 0.8 | 365 | 4.6128 | 0.2398 | 4 | 0.85263
71390 | 5.13 | 0.8 | 365 | 4.6952 | 0.40479 | 5 | 0.099998
71393 | 24.852 | 0.8 | 365 | 22.7457 | 0.56099 | 23 | 0.30666
71394 | 11.76 | 0.8 | 365 | 10.7633 | 0.55952 | 11 | 0.3228
71395 | 3.92 | 0.8 | 365 | 3.5878 | 0.18651 | 3 | 0.77427
71396 | 4.905 | 1 | 365 | 5.6116 | 0.24038 | 5 | 0.85197
71397 | 8.04 | 0.8 | 365 | 7.3586 | 0.73967 | 8 | 0.098242
71392 | 12.2 | 0.8 | 365 | 11.166 | 0.36617 | 11 | 0.53216
67008 | 3.705 | 0.8 | 365 | 3.391 | 0.79235 | 4 | 0.18333
71115 | 3.315 | 0.8 | 365 | 3.034 | 0.077366 | 3 | 0.1114
71196 | 8.68 | 0.8 | 365 | 7.9443 | 0.91298 | 8 | 0.85731
71068 | 5.32 | 0.8 | 365 | 4.8691 | 0.75312 | 5 | 0.62222
71154 | 3.77 | 0.8 | 365 | 3.4505 | 0.91151 | 4 | 0.36199
34442 | 1060.2 | 1 | 365 | 1212.9282 | 0.57128 | 1213 | 0.49945
71208 | 2.6 | 0.8 | 365 | 2.3796 | 0.76656 | 3 | 0.1462
63383 | 40.81 | 0.9 | 365 | 42.02 | 0.16876 | 42 | 0.1888
71245 | 7.98 | 0.8 | 365 | 7.3037 | 0.62968 | 7 | 0.93333
71262 | 8.32 | 0.8 | 365 | 7.6148 | 0.253 | 7 | 0.86783
71285 | 3.08 | 0.8 | 365 | 2.819 | 0.64654 | 3 | 0.4655
71337 | 7.705 | 0.8 | 365 | 7.052 | 0.12552 | 7 | 0.17748
32934 | 5994.12 | 0.8 | 365 | 5486.0872 | 0.97704 | 5487 | 0.064199
32152 | 1359.36 | 1 | 365 | 1555.184 | 0.13113 | 1555 | 0.31509
71398 | 5.72 | 0.8 | 365 | 5.2352 | 0.48643 | 5 | 0.72164
71400 | 11.96 | 0.8 | 365 | 10.9463 | 0.92618 | 11 | 0.87251
71401 | 5.985 | 0.8 | 365 | 5.4777 | 0.97226 | 6 | 0.45
71403 | 8.835 | 0.8 | 365 | 8.0862 | 0.19714 | 8 | 0.28333
71405 | 5.46 | 0.8 | 365 | 4.9972 | 0.0097787 | 5 | 0.0070153
71406 | 5.415 | 0.8 | 365 | 4.9561 | 0.92728 | 5 | 0.88333
71407 | 6.27 | 0.8 | 365 | 5.7386 | 0.49475 | 6 | 0.23333
71410 | 5.22 | 0.8 | 365 | 4.7776 | 0.56979 | 5 | 0.34737
71412 | 9.9 | 0.8 | 365 | 9.0609 | 0.1496 | 9 | 0.21052
71413 | 5.4 | 0.8 | 365 | 4.9423 | 0.89978 | 5 | 0.8421
71414 | 6.6 | 0.8 | 365 | 6.0406 | 0.099732 | 6 | 0.14035
71416 | 12.88 | 0.8 | 365 | 11.7884 | 0.61281 | 12 | 0.40116
71418 | 7.54 | 0.8 | 365 | 6.9009 | 0.82303 | 7 | 0.72397
71419 | 5.7 | 0.8 | 365 | 5.2169 | 0.44977 | 5 | 0.66666
71420 | 4.845 | 0.8 | 365 | 4.4344 | 0.8823 | 5 | 0.31666
71417 | 4.16 | 0.8 | 365 | 3.8074 | 0.6265 | 4 | 0.43392
71421 | 8.835 | 0.8 | 365 | 8.0862 | 0.19714 | 8 | 0.28333
71422 | 5.8 | 0.8 | 365 | 5.3084 | 0.6331 | 5 | 0.94152
71423 | 2.32 | 0.8 | 365 | 2.1234 | 0.25324 | 2 | 0.37661
71424 | 3.3 | 0.8 | 365 | 3.0203 | 0.049866 | 3 | 0.070174
71426 | 8.625 | 0.8 | 365 | 7.894 | 0.81215 | 8 | 0.70614
71427 | 4.76 | 0.8 | 365 | 4.3566 | 0.72647 | 5 | 0.083039
71428 | 4.32 | 0.8 | 365 | 3.9539 | 0.91982 | 4 | 0.87368
71429 | 2.24 | 0.8 | 365 | 2.0501 | 0.10658 | 2 | 0.15672
71430 | 3.36 | 0.8 | 365 | 3.0752 | 0.15986 | 3 | 0.23509
64808 | 37.8 | 0.7 | 365 | 30.2717 | 0.63616 | 30 | 0.90788
71432 | 16.43 | 0.8 | 365 | 15.0375 | 0.121 | 15 | 0.15847
71433 | 3.64 | 0.8 | 365 | 3.3315 | 0.67319 | 4 | 0.0046769
71434 | 6.96 | 0.8 | 365 | 6.3701 | 0.75972 | 7 | 0.12982
71435 | 7.84 | 0.8 | 365 | 7.1755 | 0.37302 | 7 | 0.54853
71436 | 3.77 | 0.8 | 365 | 3.4505 | 0.91151 | 4 | 0.36199
71437 | 6.16 | 0.8 | 365 | 5.6379 | 0.29308 | 5 | 0.93099
71440 | 9.28 | 0.8 | 365 | 8.4935 | 0.012957 | 8 | 0.50643
71441 | 2.28 | 0.8 | 365 | 2.0868 | 0.17991 | 2 | 0.26667
71442 | 3.19 | 0.8 | 365 | 2.9196 | 0.8482 | 3 | 0.76783
71443 | 5.04 | 0.8 | 365 | 4.6128 | 0.2398 | 4 | 0.85263
71444 | 8.55 | 0.8 | 365 | 7.8253 | 0.67465 | 8 | 0.5
71445 | 2.9 | 0.8 | 365 | 2.6542 | 0.31655 | 2 | 0.97076
71446 | 2.9 | 0.8 | 365 | 2.6542 | 0.31655 | 2 | 0.97076
71447 | 5.51 | 0.8 | 365 | 5.043 | 0.10144 | 5 | 0.14444
71448 | 4.56 | 0.8 | 365 | 4.1735 | 0.35982 | 4 | 0.53333
71449 | 13.395 | 0.8 | 365 | 12.2597 | 0.55696 | 12 | 0.81666
71450 | 5.51 | 0.8 | 365 | 5.043 | 0.10144 | 5 | 0.14444
71451 | 5.7 | 0.8 | 365 | 5.2169 | 0.44977 | 5 | 0.66666
71452 | 7.83 | 0.8 | 365 | 7.1664 | 0.35468 | 7 | 0.52105
71453 | 3.19 | 0.8 | 365 | 2.9196 | 0.8482 | 3 | 0.76783
71454 | 5.7 | 0.8 | 365 | 5.2169 | 0.44977 | 5 | 0.66666
71455 | 4.35 | 0.8 | 365 | 3.9813 | 0.97482 | 4 | 0.95614
71457 | 8.835 | 0.8 | 365 | 8.0862 | 0.19714 | 8 | 0.28333
71458 | 4.06 | 0.8 | 365 | 3.7159 | 0.44317 | 4 | 0.15906
71459 | 5.8 | 0.8 | 365 | 5.3084 | 0.6331 | 5 | 0.94152
71460 | 3.48 | 0.8 | 365 | 3.1851 | 0.37986 | 3 | 0.56491
71463 | 6.09 | 0.8 | 365 | 5.5738 | 0.16475 | 5 | 0.73859
71464 | 12.88 | 0.8 | 365 | 11.7884 | 0.61281 | 12 | 0.40116
71468 | 5.04 | 0.8 | 365 | 4.6128 | 0.2398 | 4 | 0.85263
71469 | 5.51 | 0.8 | 365 | 5.043 | 0.10144 | 5 | 0.14444
71470 | 5.7 | 0.8 | 365 | 5.2169 | 0.44977 | 5 | 0.66666
71471 | 5.88 | 0.8 | 365 | 5.3816 | 0.77976 | 6 | 0.1614
71472 | 9 | 0.8 | 365 | 8.2372 | 0.49964 | 8 | 0.73684
71190 | 7 | 0.8 | 365 | 6.4067 | 0.83305 | 7 | 0.23976
71473 | 10.07 | 0.8 | 365 | 9.2165 | 0.46126 | 9 | 0.67777
71474 | 4.505 | 0.8 | 365 | 4.1232 | 0.25898 | 4 | 0.38216
71475 | 13.395 | 0.8 | 365 | 12.2597 | 0.55696 | 12 | 0.81666
71477 | 3.08 | 0.8 | 365 | 2.819 | 0.64654 | 3 | 0.4655
71478 | 5.32 | 0.8 | 365 | 4.8691 | 0.75312 | 5 | 0.62222
71480 | 6.16 | 0.8 | 365 | 5.6379 | 0.29308 | 5 | 0.93099
71481 | 8.68 | 0.8 | 365 | 7.9443 | 0.91298 | 8 | 0.85731
66553 | 13.545 | 1 | 365 | 15.4962 | 0.039939 | 15 | 0.53618
63326 | 649.77 | 0.9 | 365 | 669.0359 | 0.121 | 669 | 0.15694
71486 | 5.04 | 0.8 | 365 | 4.6128 | 0.2398 | 4 | 0.85263
71488 | 8.68 | 0.8 | 365 | 7.9443 | 0.91298 | 8 | 0.85731
71490 | 4.64 | 0.8 | 365 | 4.2467 | 0.50648 | 4 | 0.75321
71491 | 3.99 | 0.8 | 365 | 3.6518 | 0.31484 | 3 | 0.96667
71492 | 12.76 | 0.8 | 365 | 11.6785 | 0.39282 | 12 | 0.07134
71494 | 7.41 | 0.8 | 365 | 6.782 | 0.5847 | 7 | 0.36666
71495 | 6.27 | 0.8 | 365 | 5.7386 | 0.49475 | 6 | 0.23333
71496 | 6.555 | 0.8 | 365 | 5.9994 | 0.017234 | 6 | 0.016664
71497 | 9.405 | 0.8 | 365 | 8.6079 | 0.24212 | 8 | 0.85
69095 | 4.335 | 1 | 365 | 4.9595 | 0.93416 | 5 | 0.89364
71500 | 14.7 | 0.8 | 365 | 13.4541 | 0.9494 | 14 | 0.4035
71501 | 9 | 0.8 | 365 | 8.2372 | 0.49964 | 8 | 0.73684
71503 | 13.4 | 0.8 | 365 | 12.2643 | 0.56612 | 12 | 0.8304
71504 | 10.05 | 0.8 | 365 | 9.1982 | 0.42459 | 9 | 0.6228
69397 | 3.815 | 1 | 365 | 4.3646 | 0.74252 | 5 | 0.10709
71505 | 4.14 | 0.8 | 365 | 3.7891 | 0.58983 | 4 | 0.37895
71506 | 3.92 | 0.8 | 365 | 3.5878 | 0.18651 | 3 | 0.77427
71404 | 27.54 | 0.6 | 365 | 18.9044 | 0.86666 | 19 | 0.77104
71507 | 4.76 | 0.8 | 365 | 4.3566 | 0.72647 | 5 | 0.083039
71508 | 2.24 | 0.8 | 365 | 2.0501 | 0.10658 | 2 | 0.15672
71509 | 4.48 | 0.8 | 365 | 4.1003 | 0.21315 | 4 | 0.31345
71510 | 7.905 | 0.8 | 365 | 7.235 | 0.49218 | 7 | 0.72719
71511 | 4.93 | 0.8 | 365 | 4.5122 | 0.038134 | 4 | 0.55029
71512 | 5.035 | 0.8 | 365 | 4.6083 | 0.23063 | 4 | 0.83889
71195 | 5.32 | 0.8 | 365 | 4.8691 | 0.75312 | 5 | 0.62222
71408 | 2.565 | 0.8 | 365 | 2.3476 | 0.7024 | 3 | 0.049999
71409 | 3.135 | 0.8 | 365 | 2.8693 | 0.74737 | 3 | 0.61667
71514 | 5.32 | 0.8 | 365 | 4.8691 | 0.75312 | 5 | 0.62222
71168 | 9.8 | 0.8 | 365 | 8.9694 | 0.96627 | 9 | 0.93567
71517 | 11.2 | 0.8 | 365 | 10.2507 | 0.53288 | 10 | 0.78362
71518 | 8.68 | 0.8 | 365 | 7.9443 | 0.91298 | 8 | 0.85731
71520 | 8.96 | 0.8 | 365 | 8.2006 | 0.4263 | 8 | 0.6269
71521 | 4.48 | 0.8 | 365 | 4.1003 | 0.21315 | 4 | 0.31345
71522 | 4.2 | 0.8 | 365 | 3.844 | 0.69983 | 4 | 0.54386
71524 | 7.36 | 0.8 | 365 | 6.7362 | 0.49304 | 7 | 0.22924
71526 | 5.76 | 1 | 365 | 6.5898 | 0.19971 | 6 | 0.78947
71527 | 7.7 | 0.8 | 365 | 7.0474 | 0.11635 | 7 | 0.16374
71530 | 6.84 | 0.8 | 365 | 6.2603 | 0.53972 | 6 | 0.8
71531 | 7.59 | 0.8 | 365 | 6.9467 | 0.91469 | 7 | 0.8614
71425 | 10.05 | 1 | 365 | 11.4978 | 0.030741 | 11 | 0.5285
71532 | 9.88 | 0.8 | 365 | 9.0426 | 0.11293 | 9 | 0.15555
71534 | 6.84 | 0.8 | 365 | 6.2603 | 0.53972 | 6 | 0.8
71533 | 3.99 | 1 | 365 | 4.5648 | 0.14355 | 4 | 0.70833
71535 | 11.925 | 0.8 | 365 | 10.9143 | 0.86202 | 11 | 0.77631
71536 | 11.48 | 0.8 | 365 | 10.507 | 0.046201 | 10 | 0.55321
71539 | 6.3 | 0.8 | 365 | 5.766 | 0.54974 | 6 | 0.31579
71541 | 8.505 | 0.8 | 365 | 7.7842 | 0.59216 | 8 | 0.37631
71542 | 11.16 | 0.8 | 365 | 10.2141 | 0.45955 | 10 | 0.67368
71543 | 12.6 | 0.8 | 365 | 11.5321 | 0.099489 | 11 | 0.63157
71545 | 7.56 | 1 | 365 | 8.6491 | 0.32462 | 8 | 0.97368
71544 | 2.4 | 0.8 | 365 | 2.1966 | 0.3999 | 2 | 0.59649
71546 | 5.355 | 0.8 | 365 | 4.9011 | 0.81728 | 5 | 0.71842
71547 | 2.385 | 0.8 | 365 | 2.1829 | 0.3724 | 2 | 0.55526
71549 | 6 | 0.8 | 365 | 5.4915 | 0.99976 | 6 | 0.49123
71550 | 11.48 | 0.8 | 365 | 10.507 | 0.046201 | 10 | 0.55321
71552 | 3.3 | 0.8 | 365 | 3.0203 | 0.049866 | 3 | 0.070174
71554 | 3 | 0.8 | 365 | 2.7457 | 0.49988 | 3 | 0.24561
71555 | 5.98 | 0.8 | 365 | 5.4732 | 0.96309 | 6 | 0.43625
71553 | 10.2 | 0.8 | 365 | 9.3355 | 0.69959 | 10 | 0.035084
71562 | 4.2 | 0.8 | 365 | 3.844 | 0.69983 | 4 | 0.54386
71566 | 9.72 | 0.8 | 365 | 8.8962 | 0.81961 | 9 | 0.71579
71568 | 12.099 | 0.8 | 365 | 11.0735 | 0.18101 | 11 | 0.25456
71567 | 8.68 | 0.8 | 365 | 7.9443 | 0.91298 | 8 | 0.85731
71569 | 9.6 | 0.8 | 365 | 8.7864 | 0.59961 | 9 | 0.38596
71570 | 12.099 | 0.8 | 365 | 11.0735 | 0.18101 | 11 | 0.25456
71571 | 7.56 | 0.8 | 365 | 6.9193 | 0.85969 | 7 | 0.77894
71572 | 10.83 | 0.8 | 365 | 9.9121 | 0.85456 | 10 | 0.76666
71574 | 5.04 | 0.8 | 365 | 4.6128 | 0.2398 | 4 | 0.85263
71575 | 3.48 | 0.8 | 365 | 3.1851 | 0.37986 | 3 | 0.56491
71576 | 5.6 | 0.8 | 365 | 5.1254 | 0.26644 | 5 | 0.39181
71577 | 6.09 | 0.8 | 365 | 5.5738 | 0.16475 | 5 | 0.73859
71578 | 10.36 | 0.8 | 365 | 9.4819 | 0.99291 | 10 | 0.47485
71579 | 11.2 | 0.8 | 365 | 10.2507 | 0.53288 | 10 | 0.78362
62971 | 4.64 | 1 | 365 | 5.3084 | 0.6331 | 5 | 0.94152
71580 | 5.88 | 0.8 | 365 | 5.3816 | 0.77976 | 6 | 0.1614
71582 | 4.48 | 0.8 | 365 | 4.1003 | 0.21315 | 4 | 0.31345
71583 | 7 | 0.8 | 365 | 6.4067 | 0.83305 | 7 | 0.23976
23114 | 1064.7 | 1 | 365 | 1218.0764 | 0.88356 | 1218 | 0.95998
71584 | 10.08 | 0.8 | 365 | 9.2257 | 0.47959 | 9 | 0.70526
71585 | 4.2 | 0.8 | 365 | 3.844 | 0.69983 | 4 | 0.54386
71587 | 10.8 | 0.8 | 365 | 9.8846 | 0.79956 | 10 | 0.68421
71588 | 3.08 | 0.8 | 365 | 2.819 | 0.64654 | 3 | 0.4655
71589 | 9.8 | 0.8 | 365 | 8.9694 | 0.96627 | 9 | 0.93567
71592 | 2.52 | 0.8 | 365 | 2.3064 | 0.6199 | 2 | 0.92631
71591 | 5.6 | 0.8 | 365 | 5.1254 | 0.26644 | 5 | 0.39181
71590 | 10.5 | 0.8 | 365 | 9.6101 | 0.24957 | 9 | 0.85964
71594 | 5.13 | 0.8 | 365 | 4.6952 | 0.40479 | 5 | 0.099998
71597 | 3.36 | 0.8 | 365 | 3.0752 | 0.15986 | 3 | 0.23509
46764 | 14.82 | 0.8 | 365 | 13.5639 | 0.1694 | 13 | 0.73333
71596 | 3.64 | 0.8 | 365 | 3.3315 | 0.67319 | 4 | 0.0046769
71598 | 6.72 | 0.8 | 365 | 6.1504 | 0.31973 | 6 | 0.47017
71557 | 4.59 | 0.8 | 365 | 4.201 | 0.41481 | 4 | 0.61579
68890 | 11.34 | 0.8 | 365 | 10.3789 | 0.78954 | 11 | 0.16842
71600 | 10.065 | 0.8 | 365 | 9.2119 | 0.45209 | 9 | 0.66403
71602 | 3.08 | 0.8 | 365 | 2.819 | 0.64654 | 3 | 0.4655
71605 | 5.7 | 0.8 | 365 | 5.2169 | 0.44977 | 5 | 0.66666
71606 | 5.4 | 0.8 | 365 | 4.9423 | 0.89978 | 5 | 0.8421
71608 | 8.7 | 0.8 | 365 | 7.9626 | 0.94965 | 8 | 0.91228
71613 | 7.54 | 0.8 | 365 | 6.9009 | 0.82303 | 7 | 0.72397
71614 | 8.12 | 0.8 | 365 | 7.4318 | 0.88634 | 8 | 0.31813
71615 | 10.64 | 0.8 | 365 | 9.7382 | 0.50624 | 10 | 0.24444
71616 | 9.57 | 0.8 | 365 | 8.7589 | 0.54461 | 9 | 0.3035
71617 | 6.38 | 0.8 | 365 | 5.8393 | 0.69641 | 6 | 0.53567
71619 | 10.64 | 0.8 | 365 | 9.7382 | 0.50624 | 10 | 0.24444
71621 | 5.6 | 0.8 | 365 | 5.1254 | 0.26644 | 5 | 0.39181
71620 | 3.3 | 0.8 | 365 | 3.0203 | 0.049866 | 3 | 0.070174
71623 | 6.72 | 0.8 | 365 | 6.1504 | 0.31973 | 6 | 0.47017
71624 | 3.315 | 0.8 | 365 | 3.034 | 0.077366 | 3 | 0.1114
71626 | 7.84 | 0.8 | 365 | 7.1755 | 0.37302 | 7 | 0.54853
71627 | 7.41 | 0.8 | 365 | 6.782 | 0.5847 | 7 | 0.36666
71630 | 4.2 | 0.8 | 365 | 3.844 | 0.69983 | 4 | 0.54386
71629 | 12.255 | 0.8 | 365 | 11.2163 | 0.467 | 11 | 0.68333
71631 | 11.685 | 0.8 | 365 | 10.6946 | 0.42203 | 11 | 0.11666
71632 | 10.26 | 0.8 | 365 | 9.3904 | 0.80958 | 10 | 0.2
71628 | 3.64 | 0.8 | 365 | 3.3315 | 0.67319 | 4 | 0.0046769
71634 | 5.7 | 0.8 | 365 | 5.2169 | 0.44977 | 5 | 0.66666
71636 | 13.5 | 1 | 365 | 15.4448 | 0.93682 | 16 | 0.38157
71635 | 9 | 0.8 | 365 | 8.2372 | 0.49964 | 8 | 0.73684
71638 | 9 | 1 | 365 | 10.2965 | 0.62454 | 10 | 0.92105
71639 | 10.64 | 0.8 | 365 | 9.7382 | 0.50624 | 10 | 0.24444
71641 | 6.72 | 0.8 | 365 | 6.1504 | 0.31973 | 6 | 0.47017
71643 | 13.8 | 0.8 | 365 | 12.6304 | 0.29944 | 12 | 0.92982
71645 | 11.48 | 0.8 | 365 | 10.507 | 0.046201 | 10 | 0.55321
71653 | 11.02 | 0.8 | 365 | 10.086 | 0.20289 | 10 | 0.28888
71654 | 5.88 | 0.8 | 365 | 5.3816 | 0.77976 | 6 | 0.1614
71656 | 7.84 | 0.8 | 365 | 7.1755 | 0.37302 | 7 | 0.54853
65087 | 89.76 | 0.7 | 365 | 71.8833 | 0.98682 | 72 | 0.87014
64272 | 345.12 | 0.9 | 365 | 355.3529 | 0.79426 | 356 | 0.14721
68504 | 213.84 | 0.9 | 365 | 220.1804 | 0.035249 | 220 | 0.21569
68507 | 760.32 | 1 | 365 | 869.8487 | 0.36148 | 870 | 0.21014
71658 | 11.2 | 0.8 | 365 | 10.2507 | 0.53288 | 10 | 0.78362
71657 | 7.8 | 0.8 | 365 | 7.1389 | 0.29968 | 7 | 0.43859
71659 | 6.72 | 0.8 | 365 | 6.1504 | 0.31973 | 6 | 0.47017
71660 | 6 | 0.8 | 365 | 5.4915 | 0.99976 | 6 | 0.49123
71652 | 10.2 | 0.8 | 365 | 9.3355 | 0.69959 | 10 | 0.035084
71662 | 17.28 | 0.8 | 365 | 15.8154 | 0.6793 | 16 | 0.49473
71663 | 10.92 | 0.8 | 365 | 9.9945 | 0.019557 | 10 | 0.014031
71666 | 6.6 | 0.8 | 365 | 6.0406 | 0.099732 | 6 | 0.14035
64890 | 711.04 | 0.7 | 365 | 569.4287 | 0.60145 | 570 | 0.030153
71667 | 9.9 | 0.8 | 365 | 9.0609 | 0.1496 | 9 | 0.21052
71668 | 13.11 | 0.8 | 365 | 11.9989 | 0.034469 | 12 | 0.033328
71669 | 13.4 | 0.8 | 365 | 12.2643 | 0.56612 | 12 | 0.8304
71612 | 4.2 | 0.8 | 365 | 3.844 | 0.69983 | 4 | 0.54386
71673 | 10.88 | 0.8 | 365 | 9.9579 | 0.94623 | 10 | 0.90409
71674 | 5.8 | 0.8 | 365 | 5.3084 | 0.6331 | 5 | 0.94152
65017 | 52.25 | 0.7 | 365 | 41.8438 | 0.81586 | 42 | 0.6597
71675 | 12.8 | 0.8 | 365 | 11.7151 | 0.46615 | 12 | 0.18128
64957 | 97.24 | 0.7 | 365 | 77.8736 | 0.98572 | 78 | 0.85932
71676 | 4.76 | 0.8 | 365 | 4.3566 | 0.72647 | 5 | 0.083039
71677 | 10.385 | 0.8 | 365 | 9.5048 | 0.038746 | 9 | 0.54356
71678 | 6.16 | 0.8 | 365 | 5.6379 | 0.29308 | 5 | 0.93099
71679 | 5.88 | 0.8 | 365 | 5.3816 | 0.77976 | 6 | 0.1614
71680 | 4.06 | 0.8 | 365 | 3.7159 | 0.44317 | 4 | 0.15906
71681 | 10.8 | 0.8 | 365 | 9.8846 | 0.79956 | 10 | 0.68421
71682 | 10.98 | 0.8 | 365 | 10.0494 | 0.12955 | 10 | 0.17894
71683 | 2.8 | 0.8 | 365 | 2.5627 | 0.13322 | 2 | 0.69591
71684 | 9.6 | 0.8 | 365 | 8.7864 | 0.59961 | 9 | 0.38596
71685 | 6.16 | 0.8 | 365 | 5.6379 | 0.29308 | 5 | 0.93099
71686 | 4.62 | 0.8 | 365 | 4.2284 | 0.46981 | 4 | 0.69824
71688 | 5.51 | 0.8 | 365 | 5.043 | 0.10144 | 5 | 0.14444
71689 | 11.76 | 0.8 | 365 | 10.7633 | 0.55952 | 11 | 0.3228
71690 | 3.71 | 0.8 | 365 | 3.3956 | 0.80152 | 4 | 0.19707
71642 | 7.2 | 0.8 | 365 | 6.5898 | 0.19971 | 6 | 0.78947
71691 | 9.86 | 0.8 | 365 | 9.0243 | 0.076267 | 9 | 0.10058
71692 | 3.36 | 0.8 | 365 | 3.0752 | 0.15986 | 3 | 0.23509
71693 | 4.48 | 0.8 | 365 | 4.1003 | 0.21315 | 4 | 0.31345
71694 | 4.2 | 0.8 | 365 | 3.844 | 0.69983 | 4 | 0.54386
71696 | 5.67 | 0.8 | 365 | 5.1894 | 0.39477 | 5 | 0.58421
71695 | 12.24 | 0.8 | 365 | 11.2026 | 0.4395 | 11 | 0.6421
71699 | 4.48 | 0.8 | 365 | 4.1003 | 0.21315 | 4 | 0.31345
71698 | 8.64 | 0.8 | 365 | 7.9077 | 0.83965 | 8 | 0.74736
69039 | 9.45 | 0.8 | 365 | 8.6491 | 0.32462 | 8 | 0.97368
71703 | 6.16 | 0.8 | 365 | 5.6379 | 0.29308 | 5 | 0.93099
71706 | 5.04 | 0.8 | 365 | 4.6128 | 0.2398 | 4 | 0.85263
71050 | 4.75 | 0.8 | 365 | 4.3474 | 0.70814 | 5 | 0.055554
71710 | 10.37 | 0.8 | 365 | 9.4911 | 0.011246 | 9 | 0.50233
71711 | 5.6 | 0.8 | 365 | 5.1254 | 0.26644 | 5 | 0.39181
71709 | 12.6 | 0.8 | 365 | 11.5321 | 0.099489 | 11 | 0.63157
71712 | 5.72 | 0.8 | 365 | 5.2352 | 0.48643 | 5 | 0.72164
71715 | 9.3 | 0.8 | 365 | 8.5118 | 0.049623 | 8 | 0.5614
71714 | 5.3 | 0.8 | 365 | 4.8508 | 0.71645 | 5 | 0.56725
71717 | 4.8 | 0.8 | 365 | 4.3932 | 0.79981 | 5 | 0.19298
71670 | 7.8 | 0.8 | 365 | 7.1389 | 0.29968 | 7 | 0.43859
71718 | 4.59 | 0.8 | 365 | 4.201 | 0.41481 | 4 | 0.61579
71720 | 4.88 | 0.8 | 365 | 4.4664 | 0.94647 | 5 | 0.41286
71700 | 169.2 | 0.6 | 365 | 116.1446 | 0.64486 | 116 | 0.78942
71719 | 10.36 | 0.8 | 365 | 9.4819 | 0.99291 | 10 | 0.47485
71722 | 5.8 | 0.8 | 365 | 5.3084 | 0.6331 | 5 | 0.94152
71723 | 7.8 | 0.8 | 365 | 7.1389 | 0.29968 | 7 | 0.43859
71724 | 10.175 | 0.8 | 365 | 9.3126 | 0.65375 | 9 | 0.96637
71726 | 6.4 | 0.8 | 365 | 5.8576 | 0.73307 | 6 | 0.59064
71725 | 4.88 | 0.8 | 365 | 4.4664 | 0.94647 | 5 | 0.41286
71727 | 11.4 | 0.8 | 365 | 10.4338 | 0.89954 | 11 | 0.33333
71729 | 6.09 | 0.8 | 365 | 5.5738 | 0.16475 | 5 | 0.73859
71732 | 9.945 | 0.8 | 365 | 9.1021 | 0.2321 | 9 | 0.33421
71734 | 9.45 | 0.8 | 365 | 8.6491 | 0.32462 | 8 | 0.97368
71735 | 3.05 | 0.8 | 365 | 2.7915 | 0.59154 | 3 | 0.38304
11791 | 3682.8 | 0.8 | 365 | 3370.6635 | 0.65072 | 3371 | 0.31427
71737 | 10.98 | 0.8 | 365 | 10.0494 | 0.12955 | 10 | 0.17894
71740 | 11.88 | 0.8 | 365 | 10.8731 | 0.77952 | 11 | 0.65263
71741 | 4.62 | 0.8 | 365 | 4.2284 | 0.46981 | 4 | 0.69824
71743 | 12.1 | 0.8 | 365 | 11.0745 | 0.18284 | 11 | 0.2573
71744 | 12 | 0.8 | 365 | 10.9829 | 0.99951 | 11 | 0.98245
71745 | 7.7 | 0.8 | 365 | 7.0474 | 0.11635 | 7 | 0.16374
71746 | 6.615 | 0.8 | 365 | 6.0543 | 0.12723 | 6 | 0.18158
71742 | 6.84 | 0.8 | 365 | 6.2603 | 0.53972 | 6 | 0.8
71749 | 8.68 | 0.8 | 365 | 7.9443 | 0.91298 | 8 | 0.85731
71750 | 7.41 | 0.8 | 365 | 6.782 | 0.5847 | 7 | 0.36666
71751 | 4.335 | 0.8 | 365 | 3.9676 | 0.94732 | 4 | 0.91491
71752 | 5.985 | 0.8 | 365 | 5.4777 | 0.97226 | 6 | 0.45
67693 | 2.08 | 0.8 | 365 | 1.9037 | 0.81325 | 2 | 0.71696
71753 | 6.63 | 0.8 | 365 | 6.0681 | 0.15473 | 6 | 0.2228
67711 | 7.685 | 0.8 | 365 | 7.0337 | 0.088855 | 7 | 0.12251
71754 | 5.355 | 0.8 | 365 | 4.9011 | 0.81728 | 5 | 0.71842
71755 | 6.12 | 0.8 | 365 | 5.6013 | 0.21975 | 5 | 0.82105
71756 | 5.61 | 0.8 | 365 | 5.1345 | 0.28477 | 5 | 0.4193
71757 | 8.925 | 0.8 | 365 | 8.1686 | 0.36214 | 8 | 0.5307
71647 | 12.06 | 0.8 | 365 | 11.0379 | 0.10951 | 11 | 0.14736
67735 | 5.46 | 0.8 | 365 | 4.9972 | 0.0097787 | 5 | 0.0070153
68822 | 9.8 | 0.8 | 365 | 8.9694 | 0.96627 | 9 | 0.93567
68898 | 8.7 | 0.8 | 365 | 7.9626 | 0.94965 | 8 | 0.91228
69474 | 3 | 0.8 | 365 | 2.7457 | 0.49988 | 3 | 0.24561
69630 | 5.4 | 0.8 | 365 | 4.9423 | 0.89978 | 5 | 0.8421
54559 | 73.45 | 0.7 | 365 | 58.8216 | 0.82344 | 59 | 0.64508
70237 | 13.25 | 0.8 | 365 | 12.127 | 0.29113 | 12 | 0.41812
70242 | 7 | 0.8 | 365 | 6.4067 | 0.83305 | 7 | 0.23976
70256 | 2.4 | 0.8 | 365 | 2.1966 | 0.3999 | 2 | 0.59649
70189 | 8.67 | 0.8 | 365 | 7.9352 | 0.89465 | 8 | 0.82982
70181 | 7.875 | 0.8 | 365 | 7.2076 | 0.43718 | 7 | 0.64473
70197 | 10.08 | 0.8 | 365 | 9.2257 | 0.47959 | 9 | 0.70526
70216 | 4.2 | 0.8 | 365 | 3.844 | 0.69983 | 4 | 0.54386
70176 | 9.3 | 0.8 | 365 | 8.5118 | 0.049623 | 8 | 0.5614
70193 | 7.54 | 0.8 | 365 | 6.9009 | 0.82303 | 7 | 0.72397
71661 | 9.483 | 0.8 | 365 | 8.6793 | 0.38512 | 9 | 0.064382
71759 | 7.56 | 1 | 365 | 8.6491 | 0.32462 | 8 | 0.97368
34628 | 649.955 | 0.8 | 365 | 594.8679 | 0.55782 | 595 | 0.42576
60933 | 737.92 | 0.8 | 365 | 675.3774 | 0.82342 | 676 | 0.20087
71291 | 6.38 | 0.8 | 365 | 5.8393 | 0.69641 | 6 | 0.53567
71760 | 9.45 | 0.8 | 365 | 8.6491 | 0.32462 | 8 | 0.97368
71761 | 3.24 | 0.8 | 365 | 2.9654 | 0.93987 | 3 | 0.90526
71762 | 8.32 | 0.8 | 365 | 7.6148 | 0.253 | 7 | 0.86783
70188 | 3.9 | 0.8 | 365 | 3.5695 | 0.14984 | 3 | 0.7193
71763 | 6.555 | 0.8 | 365 | 5.9994 | 0.017234 | 6 | 0.016664
70187 | 6.3 | 0.8 | 365 | 5.766 | 0.54974 | 6 | 0.31579
71764 | 10.71 | 0.8 | 365 | 9.8023 | 0.63457 | 10 | 0.43684
71765 | 6.27 | 0.8 | 365 | 5.7386 | 0.49475 | 6 | 0.23333
71766 | 8.68 | 0.8 | 365 | 7.9443 | 0.91298 | 8 | 0.85731
71305 | 4.32 | 0.8 | 365 | 3.9539 | 0.91982 | 4 | 0.87368
71767 | 8.4 | 0.8 | 365 | 7.6881 | 0.39966 | 8 | 0.087716
71768 | 9.9 | 0.8 | 365 | 9.0609 | 0.1496 | 9 | 0.21052
71769 | 5.98 | 0.8 | 365 | 5.4732 | 0.96309 | 6 | 0.43625
54556 | 80.6 | 0.7 | 365 | 64.5476 | 0.29297 | 64 | 0.84061
71771 | 8.175 | 0.8 | 365 | 7.4821 | 0.98717 | 8 | 0.46929
64961 | 13.34 | 0.8 | 365 | 12.2094 | 0.45613 | 12 | 0.66549
61296 | 4050.99 | 0.9 | 365 | 4171.1035 | 0.98215 | 4172 | 0.085624
6418 | 974.4 | 0.9 | 365 | 1003.2913 | 0.65557 | 1003 | 0.94692
30710 | 972.06 | 0.8 | 365 | 889.6729 | 0.070599 | 889 | 0.74346
30713 | 648.04 | 0.8 | 365 | 593.1152 | 0.047066 | 593 | 0.16231
30714 | 965.94 | 0.8 | 365 | 884.0716 | 0.85085 | 884 | 0.92241
30716 | 648.04 | 0.8 | 365 | 593.1152 | 0.047066 | 593 | 0.16231
30717 | 176.8 | 0.8 | 365 | 161.8153 | 0.12617 | 161 | 0.94145
30722 | 271.32 | 0.9 | 365 | 279.3647 | 0.58513 | 279 | 0.94987
32951 | 1326.78 | 0.8 | 365 | 1214.3285 | 0.37622 | 1214 | 0.70472
34216 | 1333.76 | 1 | 365 | 1525.8961 | 0.46576 | 1526 | 0.36189
35114 | 4229.1 | 1 | 365 | 4838.3272 | 0.47323 | 4838 | 0.80046
39541 | 3.9 | 0.8 | 365 | 3.5695 | 0.14984 | 3 | 0.7193
50533 | 6.3 | 1 | 365 | 7.2076 | 0.43718 | 7 | 0.64473
52528 | 552.96 | 0.9 | 365 | 569.3555 | 0.45479 | 569 | 0.81027
62252 | 67.925 | 0.9 | 365 | 69.939 | 0.092215 | 70 | 0.031219
64558 | 189 | 0.7 | 365 | 151.3586 | 0.1808 | 151 | 0.53941
69624 | 4.2 | 0.8 | 365 | 3.844 | 0.69983 | 4 | 0.54386
70102 | 13.8 | 0.8 | 365 | 12.6304 | 0.29944 | 12 | 0.92982
70308 | 6.72 | 0.8 | 365 | 6.1504 | 0.31973 | 6 | 0.47017
70423 | 8.7 | 0.8 | 365 | 7.9626 | 0.94965 | 8 | 0.91228
70427 | 6.6 | 0.8 | 365 | 6.0406 | 0.099732 | 6 | 0.14035
70718 | 5.035 | 1 | 365 | 5.7603 | 0.53829 | 6 | 0.29861
70719 | 12.285 | 0.8 | 365 | 11.2438 | 0.522 | 11 | 0.76578
70750 | 5.1 | 0.8 | 365 | 4.6677 | 0.34979 | 5 | 0.017542
70751 | 5.7 | 0.8 | 365 | 5.2169 | 0.44977 | 5 | 0.66666
70752 | 9 | 0.8 | 365 | 8.2372 | 0.49964 | 8 | 0.73684
70887 | 14.04 | 0.8 | 365 | 12.85 | 0.73943 | 13 | 0.58947
71049 | 3.3 | 0.8 | 365 | 3.0203 | 0.049866 | 3 | 0.070174
71135 | 7.695 | 1 | 365 | 8.8035 | 0.63399 | 9 | 0.4375
71182 | 5.04 | 0.8 | 365 | 4.6128 | 0.2398 | 4 | 0.85263
71227 | 9.63 | 0.8 | 365 | 8.8138 | 0.65461 | 9 | 0.46842
71240 | 6.89 | 0.8 | 365 | 6.306 | 0.63139 | 6 | 0.93742
71246 | 3.3 | 0.8 | 365 | 3.0203 | 0.049866 | 3 | 0.070174
71354 | 3.6 | 0.8 | 365 | 3.2949 | 0.59985 | 3 | 0.89474
71358 | 6.6 | 0.8 | 365 | 6.0406 | 0.099732 | 6 | 0.14035
71359 | 11.96 | 0.8 | 365 | 10.9463 | 0.92618 | 11 | 0.87251
71361 | 1.89 | 0.8 | 365 | 1.7298 | 0.46492 | 2 | 0.19474
71462 | 11.685 | 0.8 | 365 | 10.6946 | 0.42203 | 11 | 0.11666
71465 | 6.67 | 0.8 | 365 | 6.1047 | 0.22806 | 6 | 0.33275
71483 | 6.72 | 0.8 | 365 | 6.1504 | 0.31973 | 6 | 0.47017
71487 | 3.36 | 0.8 | 365 | 3.0752 | 0.15986 | 3 | 0.23509
71523 | 6.21 | 0.8 | 365 | 5.6837 | 0.38475 | 6 | 0.068418
71529 | 9.81 | 0.8 | 365 | 8.9786 | 0.9846 | 9 | 0.96315
71556 | 7.56 | 1 | 365 | 8.6491 | 0.32462 | 8 | 0.97368
71573 | 6.3 | 0.8 | 365 | 5.766 | 0.54974 | 6 | 0.31579
71637 | 6.095 | 1 | 365 | 6.973 | 0.9674 | 7 | 0.94042
71640 | 9.6 | 0.8 | 365 | 8.7864 | 0.59961 | 9 | 0.38596
71646 | 5.67 | 0.8 | 365 | 5.1894 | 0.39477 | 5 | 0.58421
71650 | 6 | 0.8 | 365 | 5.4915 | 0.99976 | 6 | 0.49123
71665 | 7.875 | 0.8 | 365 | 7.2076 | 0.43718 | 7 | 0.64473
71687 | 7 | 0.8 | 365 | 6.4067 | 0.83305 | 7 | 0.23976
71708 | 7.905 | 1 | 365 | 9.0438 | 0.11522 | 9 | 0.15899
71770 | 4.48 | 0.8 | 365 | 4.1003 | 0.21315 | 4 | 0.31345
71772 | 13.455 | 0.8 | 365 | 12.3146 | 0.66695 | 12 | 0.98157
71773 | 8.04 | 0.8 | 365 | 7.3586 | 0.73967 | 8 | 0.098242
71774 | 2.88 | 0.8 | 365 | 2.6359 | 0.27988 | 2 | 0.91579
71778 | 5.98 | 0.8 | 365 | 5.4732 | 0.96309 | 6 | 0.43625
71779 | 2.34 | 0.8 | 365 | 2.1417 | 0.28991 | 2 | 0.43158
71784 | 5.51 | 0.8 | 365 | 5.043 | 0.10144 | 5 | 0.14444
71785 | 5 | 0.8 | 365 | 4.5762 | 0.16646 | 4 | 0.74269
71786 | 12.48 | 1 | 365 | 14.2778 | 0.59937 | 14 | 0.87719
71787 | 5.04 | 0.8 | 365 | 4.6128 | 0.2398 | 4 | 0.85263
71788 | 7.92 | 0.8 | 365 | 7.2487 | 0.51968 | 7 | 0.76842
71789 | 6.7 | 0.8 | 365 | 6.1321 | 0.28306 | 6 | 0.4152
71790 | 6.6 | 0.8 | 365 | 6.0406 | 0.099732 | 6 | 0.14035
71791 | 6.05 | 0.8 | 365 | 5.5372 | 0.091421 | 5 | 0.62865
71792 | 6.1 | 0.8 | 365 | 5.583 | 0.18309 | 5 | 0.76608
71793 | 6.08 | 0.8 | 365 | 5.5647 | 0.14642 | 5 | 0.71111
71794 | 12 | 0.8 | 365 | 10.9829 | 0.99951 | 11 | 0.98245
71796 | 8.64 | 0.8 | 365 | 7.9077 | 0.83965 | 8 | 0.74736
71799 | 5.7 | 0.8 | 365 | 5.2169 | 0.44977 | 5 | 0.66666
71800 | 7.685 | 0.8 | 365 | 7.0337 | 0.088855 | 7 | 0.12251
71801 | 3.6 | 0.8 | 365 | 3.2949 | 0.59985 | 3 | 0.89474
71802 | 10.24 | 0.8 | 365 | 9.3721 | 0.77292 | 10 | 0.14503
71803 | 4.29 | 0.8 | 365 | 3.9264 | 0.86483 | 4 | 0.79123
71804 | 8.1 | 0.8 | 365 | 7.4135 | 0.84967 | 8 | 0.26315
71805 | 7.521 | 0.8 | 365 | 6.8836 | 0.7882 | 7 | 0.67175
71807 | 12.075 | 0.8 | 365 | 11.0516 | 0.13701 | 11 | 0.18859
71808 | 6.48 | 0.8 | 365 | 5.9308 | 0.87974 | 6 | 0.81052
71809 | 11.04 | 0.8 | 365 | 10.1043 | 0.23955 | 10 | 0.34386
71810 | 9 | 0.8 | 365 | 8.2372 | 0.49964 | 8 | 0.73684
71811 | 10.24 | 0.8 | 365 | 9.3721 | 0.77292 | 10 | 0.14503
71812 | 4.485 | 0.8 | 365 | 4.1049 | 0.22232 | 4 | 0.32719
71814 | 9.24 | 0.8 | 365 | 8.4569 | 0.93963 | 9 | 0.39649
71815 | 6.44 | 0.8 | 365 | 5.8942 | 0.80641 | 6 | 0.70058
71816 | 4.06 | 0.8 | 365 | 3.7159 | 0.44317 | 4 | 0.15906
71818 | 10.08 | 0.8 | 365 | 9.2257 | 0.47959 | 9 | 0.70526
71819 | 7.84 | 0.8 | 365 | 7.1755 | 0.37302 | 7 | 0.54853
71820 | 5.04 | 0.8 | 365 | 4.6128 | 0.2398 | 4 | 0.85263
71821 | 3.15 | 0.8 | 365 | 2.883 | 0.77487 | 3 | 0.65789
71822 | 7.194 | 0.8 | 365 | 6.5843 | 0.18871 | 6 | 0.77298
71823 | 9.28 | 0.8 | 365 | 8.4935 | 0.012957 | 8 | 0.50643
71824 | 6.405 | 0.8 | 365 | 5.8621 | 0.74224 | 6 | 0.60438
71826 | 7.56 | 0.8 | 365 | 6.9193 | 0.85969 | 7 | 0.77894
71828 | 6.1 | 0.8 | 365 | 5.583 | 0.18309 | 5 | 0.76608
71831 | 9.45 | 0.8 | 365 | 8.6491 | 0.32462 | 8 | 0.97368
71833 | 6.4 | 0.8 | 365 | 5.8576 | 0.73307 | 6 | 0.59064
71834 | 2.12 | 0.8 | 365 | 1.9403 | 0.88658 | 2 | 0.8269
71835 | 7.56 | 0.8 | 365 | 6.9193 | 0.85969 | 7 | 0.77894
71836 | 6.44 | 0.8 | 365 | 5.8942 | 0.80641 | 6 | 0.70058
71837 | 3.9 | 0.8 | 365 | 3.5695 | 0.14984 | 3 | 0.7193
71839 | 13.515 | 0.8 | 365 | 12.3695 | 0.77695 | 13 | 0.14649
71840 | 12.24 | 0.8 | 365 | 11.2026 | 0.4395 | 11 | 0.6421
71843 | 5.04 | 0.8 | 365 | 4.6128 | 0.2398 | 4 | 0.85263
71844 | 6.615 | 0.8 | 365 | 6.0543 | 0.12723 | 6 | 0.18158
71845 | 8 | 0.8 | 365 | 7.322 | 0.66634 | 7 | 0.9883
71846 | 8.99 | 0.8 | 365 | 8.2281 | 0.4813 | 8 | 0.70935
71847 | 5.52 | 0.8 | 365 | 5.0522 | 0.11978 | 5 | 0.17193
71848 | 8.25 | 0.8 | 365 | 7.5508 | 0.12467 | 7 | 0.67544
71849 | 6.48 | 0.8 | 365 | 5.9308 | 0.87974 | 6 | 0.81052
71851 | 11.16 | 0.8 | 365 | 10.2141 | 0.45955 | 10 | 0.67368
71852 | 1.16 | 0.8 | 365 | 1.0617 | 0.12662 | 1 | 0.1883
71853 | 6.875 | 0.8 | 365 | 6.2923 | 0.60389 | 6 | 0.8962
71855 | 8.06 | 0.8 | 365 | 7.3769 | 0.77634 | 8 | 0.15321
71856 | 9.35 | 0.8 | 365 | 8.5575 | 0.14129 | 8 | 0.69883
71858 | 6.09 | 0.8 | 365 | 5.5738 | 0.16475 | 5 | 0.73859
71860 | 6.9 | 0.8 | 365 | 6.3152 | 0.64972 | 6 | 0.96491
71862 | 10.08 | 0.8 | 365 | 9.2257 | 0.47959 | 9 | 0.70526
71863 | 10.44 | 0.8 | 365 | 9.5552 | 0.13958 | 9 | 0.69473
71864 | 6.93 | 0.8 | 365 | 6.3426 | 0.70472 | 7 | 0.047366
71865 | 7.5 | 0.8 | 365 | 6.8643 | 0.7497 | 7 | 0.61403
71867 | 4.48 | 0.8 | 365 | 4.1003 | 0.21315 | 4 | 0.31345
71874 | 8.28 | 0.8 | 365 | 7.5782 | 0.17966 | 7 | 0.75789
71876 | 4.845 | 1 | 365 | 5.543 | 0.10288 | 5 | 0.64583
71877 | 5.32 | 0.8 | 365 | 4.8691 | 0.75312 | 5 | 0.62222
71878 | 3.64 | 0.8 | 365 | 3.3315 | 0.67319 | 4 | 0.0046769
71879 | 6.89 | 0.8 | 365 | 6.306 | 0.63139 | 6 | 0.93742
71882 | 10.92 | 0.8 | 365 | 9.9945 | 0.019557 | 10 | 0.014031
71884 | 4.48 | 0.8 | 365 | 4.1003 | 0.21315 | 4 | 0.31345
71885 | 3.64 | 0.8 | 365 | 3.3315 | 0.67319 | 4 | 0.0046769
71886 | 4.64 | 0.8 | 365 | 4.2467 | 0.50648 | 4 | 0.75321
71890 | 5.98 | 0.8 | 365 | 5.4732 | 0.96309 | 6 | 0.43625
71891 | 2.61 | 0.8 | 365 | 2.3888 | 0.78489 | 3 | 0.17368
71892 | 11.61 | 0.8 | 365 | 10.626 | 0.28453 | 10 | 0.91052
71894 | 9.9 | 0.8 | 365 | 9.0609 | 0.1496 | 9 | 0.21052
71898 | 7.56 | 0.8 | 365 | 6.9193 | 0.85969 | 7 | 0.77894
71900 | 6.16 | 0.8 | 365 | 5.6379 | 0.29308 | 5 | 0.93099
71901 | 13.23 | 0.8 | 365 | 12.1087 | 0.25446 | 12 | 0.36315
71904 | 3.92 | 0.8 | 365 | 3.5878 | 0.18651 | 3 | 0.77427
71905 | 3.6 | 0.8 | 365 | 3.2949 | 0.59985 | 3 | 0.89474
71906 | 10.92 | 0.8 | 365 | 9.9945 | 0.019557 | 10 | 0.014031
71908 | 8.7 | 0.8 | 365 | 7.9626 | 0.94965 | 8 | 0.91228
71910 | 9.01 | 0.8 | 365 | 8.2464 | 0.51797 | 8 | 0.76432
71911 | 5.6 | 0.8 | 365 | 5.1254 | 0.26644 | 5 | 0.39181
71913 | 12.15 | 0.8 | 365 | 11.1202 | 0.27451 | 11 | 0.39473
71915 | 2.52 | 0.8 | 365 | 2.3064 | 0.6199 | 2 | 0.92631
71927 | 6.44 | 0.8 | 365 | 5.8942 | 0.80641 | 6 | 0.70058
71928 | 5.04 | 0.8 | 365 | 4.6128 | 0.2398 | 4 | 0.85263
71929 | 4.27 | 0.8 | 365 | 3.9081 | 0.82816 | 4 | 0.73626
71931 | 4.88 | 0.8 | 365 | 4.4664 | 0.94647 | 5 | 0.41286
71932 | 14.84 | 0.8 | 365 | 13.5822 | 0.20607 | 13 | 0.7883
71934 | 7.93 | 0.8 | 365 | 7.2579 | 0.53801 | 7 | 0.7959
71935 | 10.15 | 0.8 | 365 | 9.2897 | 0.60792 | 9 | 0.89766
71936 | 6.44 | 0.8 | 365 | 5.8942 | 0.80641 | 6 | 0.70058
71937 | 7.26 | 0.8 | 365 | 6.6447 | 0.30971 | 6 | 0.95438
71938 | 4.575 | 0.8 | 365 | 4.1872 | 0.38731 | 4 | 0.57456
71940 | 24.79 | 0.8 | 365 | 22.6889 | 0.44733 | 23 | 0.13625
71942 | 6.72 | 0.8 | 365 | 6.1504 | 0.31973 | 6 | 0.47017
71943 | 9.15 | 0.8 | 365 | 8.3745 | 0.77463 | 9 | 0.14912
71945 | 9.8 | 0.8 | 365 | 8.9694 | 0.96627 | 9 | 0.93567
71949 | 6.44 | 0.8 | 365 | 5.8942 | 0.80641 | 6 | 0.70058
71951 | 2.8 | 0.8 | 365 | 2.5627 | 0.13322 | 2 | 0.69591
71952 | 9.145 | 0.8 | 365 | 8.3699 | 0.76546 | 9 | 0.13538
71953 | 7.28 | 0.8 | 365 | 6.663 | 0.34637 | 7 | 0.0093537
71955 | 9.12 | 0.8 | 365 | 8.347 | 0.71963 | 9 | 0.066663
71956 | 3.77 | 0.8 | 365 | 3.4505 | 0.91151 | 4 | 0.36199
71958 | 3.6 | 0.8 | 365 | 3.2949 | 0.59985 | 3 | 0.89474
71960 | 9.15 | 0.8 | 365 | 8.3745 | 0.77463 | 9 | 0.14912
71961 | 6.405 | 0.8 | 365 | 5.8621 | 0.74224 | 6 | 0.60438
71966 | 19.32 | 0.8 | 365 | 17.6825 | 0.41922 | 18 | 0.10175
71973 | 6 | 0.8 | 365 | 5.4915 | 0.99976 | 6 | 0.49123
71974 | 5.4 | 0.8 | 365 | 4.9423 | 0.89978 | 5 | 0.8421
71977 | 6.96 | 0.8 | 365 | 6.3701 | 0.75972 | 7 | 0.12982
71978 | 4.05 | 0.8 | 365 | 3.7067 | 0.42484 | 4 | 0.13158
71980 | 5.94 | 0.8 | 365 | 5.4366 | 0.88976 | 6 | 0.32631
71981 | 7.5 | 0.8 | 365 | 6.8643 | 0.7497 | 7 | 0.61403
71982 | 3.92 | 0.8 | 365 | 3.5878 | 0.18651 | 3 | 0.77427
71983 | 4.2 | 0.8 | 365 | 3.844 | 0.69983 | 4 | 0.54386
71984 | 5.4 | 0.8 | 365 | 4.9423 | 0.89978 | 5 | 0.8421
71986 | 6 | 0.8 | 365 | 5.4915 | 0.99976 | 6 | 0.49123
71987 | 2.4 | 0.8 | 365 | 2.1966 | 0.3999 | 2 | 0.59649
71989 | 12.9 | 0.8 | 365 | 11.8067 | 0.64948 | 12 | 0.45614
71992 | 13.8 | 0.8 | 365 | 12.6304 | 0.29944 | 12 | 0.92982
71994 | 13.2 | 0.8 | 365 | 12.0812 | 0.19946 | 12 | 0.2807
71995 | 3.24 | 0.8 | 365 | 2.9654 | 0.93987 | 3 | 0.90526
71997 | 7.84 | 0.8 | 365 | 7.1755 | 0.37302 | 7 | 0.54853
71998 | 4.32 | 0.8 | 365 | 3.9539 | 0.91982 | 4 | 0.87368
71999 | 4.06 | 0.8 | 365 | 3.7159 | 0.44317 | 4 | 0.15906
72000 | 5.6 | 0.8 | 365 | 5.1254 | 0.26644 | 5 | 0.39181
72001 | 8.71 | 0.8 | 365 | 7.9718 | 0.96798 | 8 | 0.93976
72003 | 9.1 | 0.8 | 365 | 8.3287 | 0.68296 | 9 | 0.011692
72004 | 5.04 | 0.8 | 365 | 4.6128 | 0.2398 | 4 | 0.85263
72005 | 8.12 | 0.8 | 365 | 7.4318 | 0.88634 | 8 | 0.31813
71738 | 8.68 | 0.8 | 365 | 7.9443 | 0.91298 | 8 | 0.85731
71797 | 10.05 | 0.8 | 365 | 9.1982 | 0.42459 | 9 | 0.6228
71996 | 8.68 | 0.8 | 365 | 7.9443 | 0.91298 | 8 | 0.85731
63130 | 581.4 | 0.7 | 365 | 465.6079 | 0.64188 | 466 | 0.24979
71795 | 9.9 | 0.8 | 365 | 9.0609 | 0.1496 | 9 | 0.21052
71798 | 8.625 | 0.8 | 365 | 7.894 | 0.81215 | 8 | 0.70614
71857 | 8.99 | 0.8 | 365 | 8.2281 | 0.4813 | 8 | 0.70935
71889 | 4.2 | 0.8 | 365 | 3.844 | 0.69983 | 4 | 0.54386
71959 | 8.4 | 0.8 | 365 | 7.6881 | 0.39966 | 8 | 0.087716
71664 | 5.886 | 0.8 | 365 | 5.3871 | 0.79076 | 6 | 0.17789
70113 | 2.925 | 0.8 | 365 | 2.6771 | 0.36238 | 3 | 0.039472
70404 | 4.55 | 0.8 | 365 | 4.1644 | 0.34148 | 4 | 0.50585
70721 | 11.7 | 0.8 | 365 | 10.7084 | 0.44953 | 11 | 0.15789
70903 | 8.45 | 0.8 | 365 | 7.7338 | 0.49132 | 8 | 0.22514
70980 | 7.475 | 0.8 | 365 | 6.8415 | 0.70386 | 7 | 0.54532
71023 | 6.5 | 0.8 | 365 | 5.9491 | 0.9164 | 6 | 0.86549
71705 | 11.05 | 0.8 | 365 | 10.1135 | 0.25789 | 10 | 0.37134
71747 | 9.1 | 0.8 | 365 | 8.3287 | 0.68296 | 9 | 0.011692
71988 | 11.05 | 0.8 | 365 | 10.1135 | 0.25789 | 10 | 0.37134
64562 | 126 | 0.7 | 365 | 100.9057 | 0.12053 | 101 | 0.02627
72008 | 10.56 | 0.8 | 365 | 9.665 | 0.35957 | 10 | 0.024557
72006 | 11.4 | 0.8 | 365 | 10.4338 | 0.89954 | 11 | 0.33333
72010 | 7 | 0.8 | 365 | 6.4067 | 0.83305 | 7 | 0.23976
72009 | 7.125 | 0.8 | 365 | 6.5211 | 0.062211 | 6 | 0.58333
72011 | 6.96 | 0.8 | 365 | 6.3701 | 0.75972 | 7 | 0.12982
72012 | 8.265 | 0.8 | 365 | 7.5645 | 0.15216 | 7 | 0.71666
72013 | 9.625 | 0.8 | 365 | 8.8092 | 0.64544 | 9 | 0.45467
72014 | 6.27 | 0.8 | 365 | 5.7386 | 0.49475 | 6 | 0.23333
72015 | 20.7 | 0.8 | 365 | 18.9456 | 0.94916 | 19 | 0.89473
34775 | 47 | 0.7 | 365 | 37.6394 | 0.39417 | 38 | 0.033609
71832 | 2.943 | 0.8 | 365 | 2.6936 | 0.39538 | 3 | 0.088946
72016 | 2.24 | 0.8 | 365 | 2.0501 | 0.10658 | 2 | 0.15672
71339 | 2.925 | 0.8 | 365 | 2.6771 | 0.36238 | 3 | 0.039472
72017 | 5.32 | 0.8 | 365 | 4.8691 | 0.75312 | 5 | 0.62222
71343 | 7.8 | 0.8 | 365 | 7.1389 | 0.29968 | 7 | 0.43859
72018 | 6.44 | 0.8 | 365 | 5.8942 | 0.80641 | 6 | 0.70058
71351 | 13.16 | 0.8 | 365 | 12.0446 | 0.12613 | 12 | 0.17075
71461 | 14 | 0.8 | 365 | 12.8134 | 0.6661 | 13 | 0.47953
71467 | 3.12 | 0.8 | 365 | 2.8556 | 0.71987 | 3 | 0.57544
71479 | 4.5 | 0.8 | 365 | 4.1186 | 0.24982 | 4 | 0.36842
71482 | 8.4 | 0.8 | 365 | 7.6881 | 0.39966 | 8 | 0.087716
71484 | 9.75 | 0.8 | 365 | 8.9236 | 0.8746 | 9 | 0.79824
72019 | 6.67 | 0.8 | 365 | 6.1047 | 0.22806 | 6 | 0.33275
71701 | 12.1 | 0.8 | 365 | 11.0745 | 0.18284 | 11 | 0.2573
72021 | 6.325 | 0.8 | 365 | 5.7889 | 0.59558 | 6 | 0.3845
72022 | 9 | 0.8 | 365 | 8.2372 | 0.49964 | 8 | 0.73684
72025 | 13.5 | 1 | 365 | 15.4448 | 0.93682 | 16 | 0.38157
70374 | 10.56 | 0.8 | 365 | 9.665 | 0.35957 | 10 | 0.024557
71830 | 8.4 | 0.8 | 365 | 7.6881 | 0.39966 | 8 | 0.087716
71781 | 9.3 | 0.8 | 365 | 8.5118 | 0.049623 | 8 | 0.5614
71739 | 6.5 | 0.8 | 365 | 5.9491 | 0.9164 | 6 | 0.86549
71733 | 5.46 | 0.8 | 365 | 4.9972 | 0.0097787 | 5 | 0.0070153
71721 | 6.5 | 0.8 | 365 | 5.9491 | 0.9164 | 6 | 0.86549
71363 | 4.2 | 0.8 | 365 | 3.844 | 0.69983 | 4 | 0.54386
71355 | 13.5 | 0.8 | 365 | 12.3558 | 0.74945 | 13 | 0.10526
71333 | 3.92 | 0.8 | 365 | 3.5878 | 0.18651 | 3 | 0.77427
71210 | 5.85 | 0.8 | 365 | 5.3542 | 0.72476 | 6 | 0.078945
47649 | 24.84 | 0.8 | 365 | 22.7347 | 0.53899 | 23 | 0.27367
71350 | 4.5 | 0.8 | 365 | 4.1186 | 0.24982 | 4 | 0.36842
71167 | 11.772 | 0.8 | 365 | 10.7743 | 0.58152 | 11 | 0.35578
72026 | 5.12 | 0.8 | 365 | 4.6861 | 0.38646 | 5 | 0.072513
72027 | 11.34 | 0.8 | 365 | 10.3789 | 0.78954 | 11 | 0.16842
72029 | 3.96 | 0.8 | 365 | 3.6244 | 0.25984 | 3 | 0.88421
72032 | 5.85 | 0.8 | 365 | 5.3542 | 0.72476 | 6 | 0.078945
72033 | 4.2 | 0.8 | 365 | 3.844 | 0.69983 | 4 | 0.54386
34320 | 2378.88 | 1 | 365 | 2721.5719 | 0.47947 | 2722 | 0.051407
67286 | 9.275 | 1 | 365 | 10.6111 | 0.25474 | 10 | 0.86586
72034 | 3.64 | 0.8 | 365 | 3.3315 | 0.67319 | 4 | 0.0046769
72035 | 8.12 | 0.8 | 365 | 7.4318 | 0.88634 | 8 | 0.31813
72036 | 5.6 | 0.8 | 365 | 5.1254 | 0.26644 | 5 | 0.39181
72037 | 7.54 | 0.8 | 365 | 6.9009 | 0.82303 | 7 | 0.72397
72038 | 6.095 | 0.8 | 365 | 5.5784 | 0.17392 | 5 | 0.75234
72039 | 4.2 | 0.8 | 365 | 3.844 | 0.69983 | 4 | 0.54386
71564 | 6.5 | 0.8 | 365 | 5.9491 | 0.9164 | 6 | 0.86549
71970 | 5.04 | 0.8 | 365 | 4.6128 | 0.2398 | 4 | 0.85263
72040 | 4.8 | 0.8 | 365 | 4.3932 | 0.79981 | 5 | 0.19298
72041 | 8.32 | 0.8 | 365 | 7.6148 | 0.253 | 7 | 0.86783
72042 | 11.7 | 0.8 | 365 | 10.7084 | 0.44953 | 11 | 0.15789
72043 | 10.8 | 0.8 | 365 | 9.8846 | 0.79956 | 10 | 0.68421
72370 | 6 | 0.8 | 365 | 5.4915 | 0.99976 | 6 | 0.49123
71941 | 6.67 | 0.8 | 365 | 6.1047 | 0.22806 | 6 | 0.33275
71948 | 10.675 | 0.8 | 365 | 9.7702 | 0.5704 | 10 | 0.34064
71964 | 6.1 | 0.8 | 365 | 5.583 | 0.18309 | 5 | 0.76608
71967 | 9.735 | 0.8 | 365 | 8.9099 | 0.84711 | 9 | 0.75701
71969 | 4.575 | 0.8 | 365 | 4.1872 | 0.38731 | 4 | 0.57456
72045 | 5.04 | 0.8 | 365 | 4.6128 | 0.2398 | 4 | 0.85263
72371 | 7.95 | 1 | 365 | 9.0952 | 0.21835 | 9 | 0.31359
72372 | 3.18 | 1 | 365 | 3.6381 | 0.28734 | 3 | 0.92544
72374 | 6.36 | 1 | 365 | 7.2762 | 0.57468 | 7 | 0.85087
72053 | 7.695 | 0.8 | 365 | 7.0428 | 0.10719 | 7 | 0.15
72375 | 8.48 | 1 | 365 | 9.7016 | 0.4329 | 10 | 0.1345
72054 | 5.76 | 0.8 | 365 | 5.2718 | 0.55977 | 5 | 0.83158
72055 | 13.2 | 0.8 | 365 | 12.0812 | 0.19946 | 12 | 0.2807
72190 | 11.055 | 0.8 | 365 | 10.118 | 0.26705 | 10 | 0.38508
72186 | 7.2 | 0.8 | 365 | 6.5898 | 0.19971 | 6 | 0.78947
72220 | 10.05 | 0.8 | 365 | 9.1982 | 0.42459 | 9 | 0.6228
72250 | 4.48 | 0.8 | 365 | 4.1003 | 0.21315 | 4 | 0.31345
72242 | 7.37 | 0.8 | 365 | 6.7454 | 0.51137 | 7 | 0.25672
72056 | 6.93 | 0.8 | 365 | 6.3426 | 0.70472 | 7 | 0.047366
72058 | 8.71 | 0.8 | 365 | 7.9718 | 0.96798 | 8 | 0.93976
72378 | 6.72 | 0.8 | 365 | 6.1504 | 0.31973 | 6 | 0.47017
72377 | 5.355 | 0.8 | 365 | 4.9011 | 0.81728 | 5 | 0.71842
72379 | 3.36 | 0.8 | 365 | 3.0752 | 0.15986 | 3 | 0.23509
72381 | 7.54 | 1 | 365 | 8.6262 | 0.27878 | 8 | 0.90497
72252 | 11.07 | 0.8 | 365 | 10.1318 | 0.29455 | 10 | 0.42631
72382 | 7.56 | 0.8 | 365 | 6.9193 | 0.85969 | 7 | 0.77894
70490 | 5.52 | 0.8 | 365 | 5.0522 | 0.11978 | 5 | 0.17193
72383 | 5.225 | 0.8 | 365 | 4.7822 | 0.57895 | 5 | 0.36111
72384 | 8.75 | 0.8 | 365 | 8.0084 | 0.041312 | 8 | 0.049704
72385 | 7.36 | 0.8 | 365 | 6.7362 | 0.49304 | 7 | 0.22924
72061 | 3.135 | 0.8 | 365 | 2.8693 | 0.74737 | 3 | 0.61667
72386 | 6.08 | 0.8 | 365 | 5.5647 | 0.14642 | 5 | 0.71111
72063 | 10.36 | 0.8 | 365 | 9.4819 | 0.99291 | 10 | 0.47485
72387 | 8.12 | 0.8 | 365 | 7.4318 | 0.88634 | 8 | 0.31813
72388 | 5.04 | 0.8 | 365 | 4.6128 | 0.2398 | 4 | 0.85263
72044 | 8.375 | 0.8 | 365 | 7.6652 | 0.35383 | 8 | 0.019002
72389 | 6.625 | 1 | 365 | 7.5794 | 0.18196 | 7 | 0.76133
72062 | 16.2 | 0.8 | 365 | 14.827 | 0.69934 | 15 | 0.52631
72369 | 6.095 | 1 | 365 | 6.973 | 0.9674 | 7 | 0.94042
72368 | 4.68 | 1 | 365 | 5.3542 | 0.72476 | 6 | 0.078945
72366 | 7.8 | 0.8 | 365 | 7.1389 | 0.29968 | 7 | 0.43859
72064 | 8.68 | 0.8 | 365 | 7.9443 | 0.91298 | 8 | 0.85731
72367 | 12.19 | 1 | 365 | 13.946 | 0.9348 | 14 | 0.88084
72365 | 3.71 | 1 | 365 | 4.2444 | 0.5019 | 4 | 0.74634
72065 | 11.73 | 0.8 | 365 | 10.7358 | 0.50452 | 11 | 0.24035
72363 | 8.48 | 1 | 365 | 9.7016 | 0.4329 | 10 | 0.1345
72361 | 11.13 | 1 | 365 | 12.7333 | 0.50569 | 13 | 0.23903
72360 | 6.3 | 0.8 | 365 | 5.766 | 0.54974 | 6 | 0.31579
72359 | 9.01 | 1 | 365 | 10.3079 | 0.64746 | 10 | 0.9554
72357 | 5.3 | 1 | 365 | 6.0635 | 0.14556 | 6 | 0.20906
72356 | 3.71 | 1 | 365 | 4.2444 | 0.5019 | 4 | 0.74634
72355 | 9.6 | 0.8 | 365 | 8.7864 | 0.59961 | 9 | 0.38596
72354 | 5.67 | 0.8 | 365 | 5.1894 | 0.39477 | 5 | 0.58421
72353 | 7.42 | 1 | 365 | 8.4889 | 0.0037907 | 8 | 0.49269
72352 | 8.745 | 1 | 365 | 10.0048 | 0.040182 | 10 | 0.044952
72351 | 4.505 | 1 | 365 | 5.154 | 0.32373 | 5 | 0.4777
72350 | 4.77 | 1 | 365 | 5.4571 | 0.93101 | 6 | 0.38816
72068 | 8.64 | 0.8 | 365 | 7.9077 | 0.83965 | 8 | 0.74736
72347 | 7.28 | 0.8 | 365 | 6.663 | 0.34637 | 7 | 0.0093537
72346 | 6.16 | 0.8 | 365 | 5.6379 | 0.29308 | 5 | 0.93099
72345 | 3.71 | 1 | 365 | 4.2444 | 0.5019 | 4 | 0.74634
71230 | 9.76 | 0.8 | 365 | 8.9328 | 0.89294 | 9 | 0.82573
72344 | 6.16 | 0.8 | 365 | 5.6379 | 0.29308 | 5 | 0.93099
72070 | 9.8 | 0.8 | 365 | 8.9694 | 0.96627 | 9 | 0.93567
72343 | 5.695 | 0.8 | 365 | 5.2123 | 0.4406 | 5 | 0.65292
54591 | 65.975 | 0.7 | 365 | 52.8354 | 0.83256 | 53 | 0.66792
72071 | 12.04 | 0.8 | 365 | 11.0195 | 0.072845 | 11 | 0.092393
72342 | 5.025 | 0.8 | 365 | 4.5991 | 0.2123 | 4 | 0.8114
72341 | 10.72 | 0.8 | 365 | 9.8114 | 0.6529 | 10 | 0.46432
72072 | 3.12 | 0.8 | 365 | 2.8556 | 0.71987 | 3 | 0.57544
72340 | 11.34 | 0.8 | 365 | 10.3789 | 0.78954 | 11 | 0.16842
72339 | 8.54 | 0.8 | 365 | 7.8162 | 0.65632 | 8 | 0.47251
72073 | 10.64 | 0.8 | 365 | 9.7382 | 0.50624 | 10 | 0.24444
72338 | 11.88 | 0.8 | 365 | 10.8731 | 0.77952 | 11 | 0.65263
72337 | 23.18 | 0.8 | 365 | 21.2154 | 0.49573 | 21 | 0.7111
72075 | 4.5 | 0.8 | 365 | 4.1186 | 0.24982 | 4 | 0.36842
72336 | 8.48 | 0.8 | 365 | 7.7613 | 0.54632 | 8 | 0.3076
71780 | 10.2 | 0.8 | 365 | 9.3355 | 0.69959 | 10 | 0.035084
71415 | 6.6 | 0.8 | 365 | 6.0406 | 0.099732 | 6 | 0.14035
72078 | 3.9 | 0.8 | 365 | 3.5695 | 0.14984 | 3 | 0.7193
72079 | 6.825 | 0.8 | 365 | 6.2465 | 0.51222 | 6 | 0.75877
72080 | 3.18 | 0.8 | 365 | 2.9105 | 0.82987 | 3 | 0.74035
72082 | 9.6 | 0.8 | 365 | 8.7864 | 0.59961 | 9 | 0.38596
72086 | 4.86 | 0.8 | 365 | 4.4481 | 0.9098 | 5 | 0.35789
72085 | 4.59 | 0.8 | 365 | 4.201 | 0.41481 | 4 | 0.61579
72087 | 5.04 | 0.8 | 365 | 4.6128 | 0.2398 | 4 | 0.85263
72088 | 4.77 | 0.8 | 365 | 4.3657 | 0.74481 | 5 | 0.11052
72090 | 5.7 | 0.8 | 365 | 5.2169 | 0.44977 | 5 | 0.66666
72093 | 10.92 | 0.8 | 365 | 9.9945 | 0.019557 | 10 | 0.014031
72094 | 5.88 | 0.8 | 365 | 5.3816 | 0.77976 | 6 | 0.1614
72096 | 2.24 | 0.8 | 365 | 2.0501 | 0.10658 | 2 | 0.15672
72097 | 9.6 | 0.8 | 365 | 8.7864 | 0.59961 | 9 | 0.38596
72069 | 10.54 | 0.8 | 365 | 9.6467 | 0.32291 | 9 | 0.96959
72099 | 3.36 | 0.8 | 365 | 3.0752 | 0.15986 | 3 | 0.23509
72101 | 8.12 | 0.8 | 365 | 7.4318 | 0.88634 | 8 | 0.31813
72103 | 8.4 | 0.8 | 365 | 7.6881 | 0.39966 | 8 | 0.087716
72105 | 7.56 | 0.8 | 365 | 6.9193 | 0.85969 | 7 | 0.77894
72106 | 4.2 | 0.8 | 365 | 3.844 | 0.69983 | 4 | 0.54386
72107 | 4.2 | 0.8 | 365 | 3.844 | 0.69983 | 4 | 0.54386
72110 | 6.875 | 0.8 | 365 | 6.2923 | 0.60389 | 6 | 0.8962
72108 | 9.045 | 0.8 | 365 | 8.2784 | 0.58213 | 8 | 0.86052
72112 | 7.32 | 0.8 | 365 | 6.6996 | 0.4197 | 7 | 0.1193
35463 | 2257.2 | 0.9 | 365 | 2324.1269 | 0.37207 | 2324 | 0.49895
72109 | 2.17 | 0.8 | 365 | 1.9861 | 0.97825 | 2 | 0.96433
72113 | 6.72 | 0.8 | 365 | 6.1504 | 0.31973 | 6 | 0.47017
72119 | 4.55 | 0.8 | 365 | 4.1644 | 0.34148 | 4 | 0.50585
72116 | 6.44 | 0.8 | 365 | 5.8942 | 0.80641 | 6 | 0.70058
72120 | 12 | 0.8 | 365 | 10.9829 | 0.99951 | 11 | 0.98245
72122 | 11.44 | 0.8 | 365 | 10.4704 | 0.97287 | 11 | 0.44327
72125 | 11 | 0.8 | 365 | 10.0677 | 0.16622 | 10 | 0.23391
72132 | 4.8 | 0.8 | 365 | 4.3932 | 0.79981 | 5 | 0.19298
72126 | 11.1 | 0.8 | 365 | 10.1592 | 0.34955 | 10 | 0.50877
72127 | 9.35 | 0.8 | 365 | 8.5575 | 0.14129 | 8 | 0.69883
72128 | 8.32 | 0.8 | 365 | 7.6148 | 0.253 | 7 | 0.86783
72129 | 3.18 | 0.8 | 365 | 2.9105 | 0.82987 | 3 | 0.74035
72130 | 9.36 | 0.8 | 365 | 8.5667 | 0.15962 | 8 | 0.72631
72134 | 9.6 | 0.8 | 365 | 8.7864 | 0.59961 | 9 | 0.38596
72136 | 11.97 | 0.8 | 365 | 10.9555 | 0.94451 | 11 | 0.9
72137 | 6.9 | 0.8 | 365 | 6.3152 | 0.64972 | 6 | 0.96491
72140 | 6.12 | 0.8 | 365 | 5.6013 | 0.21975 | 5 | 0.82105
72146 | 3.6 | 0.8 | 365 | 3.2949 | 0.59985 | 3 | 0.89474
72145 | 12.16 | 1 | 365 | 13.9117 | 0.86605 | 14 | 0.77777
72147 | 12.16 | 1 | 365 | 13.9117 | 0.86605 | 14 | 0.77777
72148 | 6.75 | 0.8 | 365 | 6.1779 | 0.37473 | 6 | 0.55263
72150 | 10.24 | 0.8 | 365 | 9.3721 | 0.77292 | 10 | 0.14503
72152 | 10.175 | 0.8 | 365 | 9.3126 | 0.65375 | 9 | 0.96637
72153 | 5.2 | 0.8 | 365 | 4.7593 | 0.53312 | 5 | 0.2924
72156 | 8.4 | 0.8 | 365 | 7.6881 | 0.39966 | 8 | 0.087716
72157 | 7.56 | 0.8 | 365 | 6.9193 | 0.85969 | 7 | 0.77894
72158 | 7.8 | 0.8 | 365 | 7.1389 | 0.29968 | 7 | 0.43859
72160 | 8.4 | 0.8 | 365 | 7.6881 | 0.39966 | 8 | 0.087716
72269 | 11.97 | 0.8 | 365 | 10.9555 | 0.94451 | 11 | 0.9
72335 | 6.6 | 0.8 | 365 | 6.0406 | 0.099732 | 6 | 0.14035
71916 | 4.5 | 0.8 | 365 | 4.1186 | 0.24982 | 4 | 0.36842
71859 | 5.88 | 0.8 | 365 | 5.3816 | 0.77976 | 6 | 0.1614
72333 | 6.72 | 0.8 | 365 | 6.1504 | 0.31973 | 6 | 0.47017
71871 | 4.76 | 0.8 | 365 | 4.3566 | 0.72647 | 5 | 0.083039
72331 | 3 | 0.8 | 365 | 2.7457 | 0.49988 | 3 | 0.24561
72330 | 9.62 | 0.8 | 365 | 8.8047 | 0.63628 | 9 | 0.44093
72328 | 12.6 | 0.8 | 365 | 11.5321 | 0.099489 | 11 | 0.63157
72327 | 3 | 0.8 | 365 | 2.7457 | 0.49988 | 3 | 0.24561
72326 | 4.5 | 0.8 | 365 | 4.1186 | 0.24982 | 4 | 0.36842
72291 | 3.445 | 1 | 365 | 3.9413 | 0.89462 | 4 | 0.83589
72290 | 9.01 | 1 | 365 | 10.3079 | 0.64746 | 10 | 0.9554
72289 | 4.505 | 1 | 365 | 5.154 | 0.32373 | 5 | 0.4777
72288 | 4.24 | 1 | 365 | 4.8508 | 0.71645 | 5 | 0.56725
72287 | 10.865 | 1 | 365 | 12.4302 | 0.89841 | 13 | 0.32858
72286 | 9.805 | 1 | 365 | 11.2175 | 0.46929 | 11 | 0.68676
72285 | 8.745 | 1 | 365 | 10.0048 | 0.040182 | 10 | 0.044952
72282 | 5.6 | 0.8 | 365 | 5.1254 | 0.26644 | 5 | 0.39181
72281 | 8.4 | 0.8 | 365 | 7.6881 | 0.39966 | 8 | 0.087716
72280 | 4.8 | 0.8 | 365 | 4.3932 | 0.79981 | 5 | 0.19298
72278 | 10.2 | 0.8 | 365 | 9.3355 | 0.69959 | 10 | 0.035084
72279 | 8.64 | 0.8 | 365 | 7.9077 | 0.83965 | 8 | 0.74736
72277 | 8.28 | 0.8 | 365 | 7.5782 | 0.17966 | 7 | 0.75789
72276 | 11.76 | 0.8 | 365 | 10.7633 | 0.55952 | 11 | 0.3228
72275 | 9.625 | 0.8 | 365 | 8.8092 | 0.64544 | 9 | 0.45467
72274 | 2.85 | 0.8 | 365 | 2.6084 | 0.22488 | 2 | 0.83333
72273 | 12.255 | 0.8 | 365 | 11.2163 | 0.467 | 11 | 0.68333
72272 | 10.45 | 0.8 | 365 | 9.5643 | 0.15791 | 9 | 0.72222
72270 | 5.7 | 0.8 | 365 | 5.2169 | 0.44977 | 5 | 0.66666
72271 | 5.8 | 0.8 | 365 | 5.3084 | 0.6331 | 5 | 0.94152
72268 | 7.56 | 0.8 | 365 | 6.9193 | 0.85969 | 7 | 0.77894
72267 | 5.775 | 0.8 | 365 | 5.2855 | 0.58727 | 5 | 0.8728
72265 | 3.3 | 0.8 | 365 | 3.0203 | 0.049866 | 3 | 0.070174
72266 | 2.85 | 0.8 | 365 | 2.6084 | 0.22488 | 2 | 0.83333
72264 | 7.28 | 0.8 | 365 | 6.663 | 0.34637 | 7 | 0.0093537
72263 | 3.64 | 0.8 | 365 | 3.3315 | 0.67319 | 4 | 0.0046769
72262 | 5.83 | 1 | 365 | 6.6698 | 0.36012 | 7 | 0.029968
72261 | 5.3 | 1 | 365 | 6.0635 | 0.14556 | 6 | 0.20906
72259 | 5.3 | 1 | 365 | 6.0635 | 0.14556 | 6 | 0.20906
72258 | 3.445 | 1 | 365 | 3.9413 | 0.89462 | 4 | 0.83589
72257 | 6.24 | 0.8 | 365 | 5.7111 | 0.43975 | 6 | 0.15087
72256 | 3.975 | 1 | 365 | 4.5476 | 0.10917 | 4 | 0.6568
72255 | 8.215 | 1 | 365 | 9.3984 | 0.82563 | 10 | 0.22405
72254 | 6.36 | 1 | 365 | 7.2762 | 0.57468 | 7 | 0.85087
72249 | 8.97 | 0.8 | 365 | 8.2097 | 0.44464 | 8 | 0.65438
72248 | 10.45 | 0.8 | 365 | 9.5643 | 0.15791 | 9 | 0.72222
72247 | 9.66 | 0.8 | 365 | 8.8413 | 0.70961 | 9 | 0.55087
72245 | 7.37 | 0.8 | 365 | 6.7454 | 0.51137 | 7 | 0.25672
72243 | 9.66 | 0.8 | 365 | 8.8413 | 0.70961 | 9 | 0.55087
72161 | 5.04 | 0.8 | 365 | 4.6128 | 0.2398 | 4 | 0.85263
72163 | 5.04 | 0.8 | 365 | 4.6128 | 0.2398 | 4 | 0.85263
72162 | 4.95 | 0.8 | 365 | 4.5305 | 0.074799 | 4 | 0.60526
72164 | 13.44 | 1 | 365 | 15.3761 | 0.79932 | 16 | 0.17543
50667 | 4 | 1 | 365 | 4.5762 | 0.16646 | 4 | 0.74269
72165 | 8.68 | 0.8 | 365 | 7.9443 | 0.91298 | 8 | 0.85731
72167 | 2.61 | 0.8 | 365 | 2.3888 | 0.78489 | 3 | 0.17368
72166 | 8.32 | 1 | 365 | 9.5185 | 0.066245 | 9 | 0.58479
72168 | 9.24 | 0.8 | 365 | 8.4569 | 0.93963 | 9 | 0.39649
72169 | 4.48 | 0.8 | 365 | 4.1003 | 0.21315 | 4 | 0.31345
72171 | 4.16 | 0.8 | 365 | 3.8074 | 0.6265 | 4 | 0.43392
72076 | 6.9 | 0.8 | 365 | 6.3152 | 0.64972 | 6 | 0.96491
72084 | 4.76 | 0.8 | 365 | 4.3566 | 0.72647 | 5 | 0.083039
72154 | 1.2 | 0.8 | 365 | 1.0983 | 0.19995 | 1 | 0.29825
72177 | 10.24 | 1 | 365 | 11.7151 | 0.46615 | 12 | 0.18128
72175 | 8.1 | 0.8 | 365 | 7.4135 | 0.84967 | 8 | 0.26315
72178 | 8.7 | 0.8 | 365 | 7.9626 | 0.94965 | 8 | 0.91228
64871 | 403.005 | 0.7 | 365 | 322.7422 | 0.47289 | 323 | 0.2151
72181 | 9.76 | 0.8 | 365 | 8.9328 | 0.89294 | 9 | 0.82573
72182 | 3.36 | 0.8 | 365 | 3.0752 | 0.15986 | 3 | 0.23509
72183 | 7.59 | 0.8 | 365 | 6.9467 | 0.91469 | 7 | 0.8614
64107 | 5.7 | 0.8 | 365 | 5.2169 | 0.44977 | 5 | 0.66666
72184 | 4.251 | 0.8 | 365 | 3.8907 | 0.79333 | 4 | 0.68403
72189 | 7.848 | 0.8 | 365 | 7.1828 | 0.38768 | 7 | 0.57052
72031 | 14.74 | 0.8 | 365 | 13.4907 | 0.022736 | 13 | 0.51344
72192 | 11.4 | 0.8 | 365 | 10.4338 | 0.89954 | 11 | 0.33333
72193 | 6.05 | 0.8 | 365 | 5.5372 | 0.091421 | 5 | 0.62865
72180 | 6.625 | 1 | 365 | 7.5794 | 0.18196 | 7 | 0.76133
72195 | 13.2 | 0.8 | 365 | 12.0812 | 0.19946 | 12 | 0.2807
69819 | 2.4 | 0.8 | 365 | 2.1966 | 0.3999 | 2 | 0.59649
72199 | 11.76 | 0.8 | 365 | 10.7633 | 0.55952 | 11 | 0.3228
72197 | 3.36 | 0.8 | 365 | 3.0752 | 0.15986 | 3 | 0.23509
72200 | 12.06 | 0.8 | 365 | 11.0379 | 0.10951 | 11 | 0.14736
72201 | 2.44 | 0.8 | 365 | 2.2332 | 0.47323 | 2 | 0.70643
72202 | 2.8 | 0.8 | 365 | 2.5627 | 0.13322 | 2 | 0.69591
72203 | 11.895 | 0.8 | 365 | 10.8868 | 0.80702 | 11 | 0.69385
72204 | 7.28 | 0.8 | 365 | 6.663 | 0.34637 | 7 | 0.0093537
71872 | 10.26 | 0.8 | 365 | 9.3904 | 0.80958 | 10 | 0.2
72205 | 8.32 | 0.8 | 365 | 7.6148 | 0.253 | 7 | 0.86783
72066 | 3.64 | 0.8 | 365 | 3.3315 | 0.67319 | 4 | 0.0046769
71990 | 6.16 | 0.8 | 365 | 5.6379 | 0.29308 | 5 | 0.93099
72206 | 2.745 | 0.8 | 365 | 2.5123 | 0.032389 | 2 | 0.54474
71431 | 3.77 | 0.8 | 365 | 3.4505 | 0.91151 | 4 | 0.36199
70904 | 2.7 | 0.8 | 365 | 2.4712 | 0.94989 | 3 | 0.42105
72208 | 3.52 | 0.8 | 365 | 3.2217 | 0.45319 | 3 | 0.67485
71611 | 9.24 | 0.8 | 365 | 8.4569 | 0.93963 | 9 | 0.39649
70884 | 2.8 | 0.8 | 365 | 2.5627 | 0.13322 | 2 | 0.69591
71731 | 12.2 | 0.8 | 365 | 11.166 | 0.36617 | 11 | 0.53216
72209 | 8.32 | 0.8 | 365 | 7.6148 | 0.253 | 7 | 0.86783
71672 | 6.72 | 0.8 | 365 | 6.1504 | 0.31973 | 6 | 0.47017
72210 | 6.72 | 0.8 | 365 | 6.1504 | 0.31973 | 6 | 0.47017
71697 | 2.52 | 0.8 | 365 | 2.3064 | 0.6199 | 2 | 0.92631
71702 | 5.04 | 0.8 | 365 | 4.6128 | 0.2398 | 4 | 0.85263
71707 | 2.8 | 0.8 | 365 | 2.5627 | 0.13322 | 2 | 0.69591
71954 | 2.9 | 0.8 | 365 | 2.6542 | 0.31655 | 2 | 0.97076
71972 | 7.29 | 0.8 | 365 | 6.6721 | 0.3647 | 7 | 0.036839
72002 | 3.48 | 0.8 | 365 | 3.1851 | 0.37986 | 3 | 0.56491
72211 | 9.36 | 0.8 | 365 | 8.5667 | 0.15962 | 8 | 0.72631
72212 | 10.44 | 0.8 | 365 | 9.5552 | 0.13958 | 9 | 0.69473
72213 | 8.58 | 0.8 | 365 | 7.8528 | 0.72965 | 8 | 0.58245
72214 | 8.775 | 1 | 365 | 10.0391 | 0.10893 | 10 | 0.14802
72215 | 4.77 | 1 | 365 | 5.4571 | 0.93101 | 6 | 0.38816
72050 | 12.6 | 0.8 | 365 | 11.5321 | 0.099489 | 11 | 0.63157
72216 | 10.4 | 1 | 365 | 11.8982 | 0.83281 | 12 | 0.73099
72218 | 10.385 | 0.8 | 365 | 9.5048 | 0.038746 | 9 | 0.54356
72219 | 6.27 | 0.8 | 365 | 5.7386 | 0.49475 | 6 | 0.23333
72173 | 4.8 | 0.8 | 365 | 4.3932 | 0.79981 | 5 | 0.19298
72222 | 15.435 | 0.8 | 365 | 14.1268 | 0.29687 | 14 | 0.42368
72223 | 12.505 | 0.8 | 365 | 11.4451 | 0.92533 | 12 | 0.37046
72225 | 4.905 | 0.8 | 365 | 4.4893 | 0.9923 | 5 | 0.48158
72226 | 5.52 | 0.8 | 365 | 5.0522 | 0.11978 | 5 | 0.17193
72227 | 10.385 | 0.8 | 365 | 9.5048 | 0.038746 | 9 | 0.54356
72230 | 6.3 | 0.8 | 365 | 5.766 | 0.54974 | 6 | 0.31579
72228 | 24.852 | 0.8 | 365 | 22.7457 | 0.56099 | 23 | 0.30666
67392 | 7.521 | 0.8 | 365 | 6.8836 | 0.7882 | 7 | 0.67175
68931 | 7.155 | 0.8 | 365 | 6.5486 | 0.11721 | 6 | 0.66579
72231 | 7.875 | 0.8 | 365 | 7.2076 | 0.43718 | 7 | 0.64473
72233 | 5.7 | 0.8 | 365 | 5.2169 | 0.44977 | 5 | 0.66666
72234 | 6.72 | 0.8 | 365 | 6.1504 | 0.31973 | 6 | 0.47017
72235 | 8.4 | 0.8 | 365 | 7.6881 | 0.39966 | 8 | 0.087716
72236 | 4.905 | 0.8 | 365 | 4.4893 | 0.9923 | 5 | 0.48158
72237 | 5.2 | 0.8 | 365 | 4.7593 | 0.53312 | 5 | 0.2924
72238 | 8.68 | 0.8 | 365 | 7.9443 | 0.91298 | 8 | 0.85731
72239 | 7.194 | 0.8 | 365 | 6.5843 | 0.18871 | 6 | 0.77298
72241 | 10.175 | 0.8 | 365 | 9.3126 | 0.65375 | 9 | 0.96637
72240 | 5.4 | 0.8 | 365 | 4.9423 | 0.89978 | 5 | 0.8421
72049 | 10.05 | 0.8 | 365 | 9.1982 | 0.42459 | 9 | 0.6228
72194 | 8.91 | 0.8 | 365 | 8.1548 | 0.33464 | 8 | 0.48947
71924 | 22.8 | 0.8 | 365 | 20.8676 | 0.79908 | 21 | 0.66666
71548 | 10.395 | 0.8 | 365 | 9.514 | 0.057079 | 9 | 0.57105
72380 | 13.5 | 0.8 | 365 | 12.3558 | 0.74945 | 13 | 0.10526
71303 | 2.61 | 0.8 | 365 | 2.3888 | 0.78489 | 3 | 0.17368
72067 | 9.18 | 0.8 | 365 | 8.4019 | 0.82963 | 9 | 0.23158
72092 | 7.875 | 0.8 | 365 | 7.2076 | 0.43718 | 7 | 0.64473
72221 | 9.156 | 0.8 | 365 | 8.38 | 0.78563 | 9 | 0.16561
71971 | 9.765 | 0.8 | 365 | 8.9374 | 0.9021 | 9 | 0.83947
72133 | 6.4 | 0.8 | 365 | 5.8576 | 0.73307 | 6 | 0.59064
33969 | 3611.52 | 0.8 | 365 | 3305.4249 | 0.97361 | 3306 | 0.39851
34030 | 2540.16 | 0.8 | 365 | 2324.8682 | 0.85704 | 2325 | 0.72527
29611 | 2197.08 | 0.8 | 365 | 2010.866 | 0.89095 | 2011 | 0.75699
33871 | 1768.32 | 0.8 | 365 | 1618.4457 | 0.84832 | 1619 | 0.29401
35058 | 476.28 | 0.9 | 365 | 490.4019 | 0.30578 | 490 | 0.70767
65085 | 42.64 | 0.9 | 365 | 43.9043 | 0.94306 | 44 | 0.84735
65264 | 37.12 | 0.7 | 365 | 29.7272 | 0.54535 | 30 | 0.2725
30548 | 1316.7 | 1 | 365 | 1506.3785 | 0.37079 | 1506 | 0.74932
30592 | 2208.46 | 1 | 365 | 2526.6019 | 0.94227 | 2527 | 0.54419
64967 | 386.59 | 0.7 | 365 | 309.5964 | 0.14108 | 309 | 0.73751
72390 | 5.565 | 1 | 365 | 6.3667 | 0.75284 | 7 | 0.11951
72392 | 9.805 | 1 | 365 | 11.2175 | 0.46929 | 11 | 0.68676
72391 | 6.72 | 0.8 | 365 | 6.1504 | 0.31973 | 6 | 0.47017
72393 | 7.685 | 1 | 365 | 8.7921 | 0.61107 | 9 | 0.40314
72394 | 3.92 | 0.8 | 365 | 3.5878 | 0.18651 | 3 | 0.77427
72395 | 10.335 | 1 | 365 | 11.8238 | 0.68385 | 12 | 0.50767
72396 | 4.2 | 0.8 | 365 | 3.844 | 0.69983 | 4 | 0.54386
72397 | 3.18 | 1 | 365 | 3.6381 | 0.28734 | 3 | 0.92544
72398 | 5.035 | 1 | 365 | 5.7603 | 0.53829 | 6 | 0.29861
72400 | 5.3 | 1 | 365 | 6.0635 | 0.14556 | 6 | 0.20906
72402 | 5.83 | 1 | 365 | 6.6698 | 0.36012 | 7 | 0.029968
72401 | 7.28 | 0.8 | 365 | 6.663 | 0.34637 | 7 | 0.0093537
72399 | 6.16 | 0.8 | 365 | 5.6379 | 0.29308 | 5 | 0.93099
72405 | 5.035 | 1 | 365 | 5.7603 | 0.53829 | 6 | 0.29861
72404 | 4.06 | 0.8 | 365 | 3.7159 | 0.44317 | 4 | 0.15906
72406 | 4.77 | 1 | 365 | 5.4571 | 0.93101 | 6 | 0.38816
72407 | 3.71 | 1 | 365 | 4.2444 | 0.5019 | 4 | 0.74634
72408 | 3.08 | 0.8 | 365 | 2.819 | 0.64654 | 3 | 0.4655
72409 | 6.095 | 1 | 365 | 6.973 | 0.9674 | 7 | 0.94042
72410 | 5.035 | 1 | 365 | 5.7603 | 0.53829 | 6 | 0.29861
72411 | 8.7 | 0.8 | 365 | 7.9626 | 0.94965 | 8 | 0.91228
72412 | 3.24 | 0.8 | 365 | 2.9654 | 0.93987 | 3 | 0.90526
72413 | 9.275 | 1 | 365 | 10.6111 | 0.25474 | 10 | 0.86586
72414 | 7.95 | 1 | 365 | 9.0952 | 0.21835 | 9 | 0.31359
72416 | 3.9 | 0.8 | 365 | 3.5695 | 0.14984 | 3 | 0.7193
72417 | 6.6 | 0.8 | 365 | 6.0406 | 0.099732 | 6 | 0.14035
72419 | 4.675 | 0.8 | 365 | 4.2788 | 0.57064 | 4 | 0.84941
72421 | 14 | 0.8 | 365 | 12.8134 | 0.6661 | 13 | 0.47953
72420 | 4.76 | 0.8 | 365 | 4.3566 | 0.72647 | 5 | 0.083039
72423 | 3.78 | 0.8 | 365 | 3.4596 | 0.92985 | 4 | 0.38947
72422 | 6.5 | 0.8 | 365 | 5.9491 | 0.9164 | 6 | 0.86549
72425 | 10.965 | 0.8 | 365 | 10.0357 | 0.10206 | 10 | 0.13771
72427 | 4.5 | 0.8 | 365 | 4.1186 | 0.24982 | 4 | 0.36842
72428 | 5.13 | 0.8 | 365 | 4.6952 | 0.40479 | 5 | 0.099998
72430 | 6.09 | 0.8 | 365 | 5.5738 | 0.16475 | 5 | 0.73859
72429 | 13.8 | 0.8 | 365 | 12.6304 | 0.29944 | 12 | 0.92982
72424 | 3.92 | 0.8 | 365 | 3.5878 | 0.18651 | 3 | 0.77427
71730 | 4.88 | 0.8 | 365 | 4.4664 | 0.94647 | 5 | 0.41286
72426 | 7.98 | 0.8 | 365 | 7.3037 | 0.62968 | 7 | 0.93333
72715 | 23.925 | 0.8 | 365 | 21.8972 | 0.86153 | 22 | 0.75876
72549 | 17.49 | 1 | 365 | 20.0095 | 0.080364 | 20 | 0.089903
72329 | 13.495 | 0.8 | 365 | 12.3512 | 0.74029 | 13 | 0.091515
72714 | 13.435 | 0.8 | 365 | 12.2963 | 0.63029 | 12 | 0.9266
72731 | 12.8 | 0.8 | 365 | 11.7151 | 0.46615 | 12 | 0.18128
72564 | 13.8 | 0.8 | 365 | 12.6304 | 0.29944 | 12 | 0.92982
72575 | 12.259 | 0.8 | 365 | 11.22 | 0.47434 | 11 | 0.69432
72667 | 12.16 | 0.8 | 365 | 11.1294 | 0.29284 | 11 | 0.42222
72558 | 12 | 0.8 | 365 | 10.9829 | 0.99951 | 11 | 0.98245
72676 | 11.88 | 0.8 | 365 | 10.8731 | 0.77952 | 11 | 0.65263
71939 | 11.7 | 0.8 | 365 | 10.7084 | 0.44953 | 11 | 0.15789
72723 | 11.445 | 0.8 | 365 | 10.475 | 0.98204 | 11 | 0.45701
72668 | 11.285 | 0.8 | 365 | 10.3285 | 0.68871 | 11 | 0.017247
72742 | 11.34 | 0.8 | 365 | 10.3789 | 0.78954 | 11 | 0.16842
72601 | 12.76 | 0.8 | 365 | 11.6785 | 0.39282 | 12 | 0.07134
72613 | 11.2 | 0.8 | 365 | 10.2507 | 0.53288 | 10 | 0.78362
72433 | 12 | 0.8 | 365 | 10.9829 | 0.99951 | 11 | 0.98245
37102 | 132.3 | 0.9 | 365 | 136.2227 | 0.86272 | 137 | 0.085465
72480 | 44.37 | 0.6 | 365 | 30.4571 | 0.0074012 | 30 | 0.46446
72459 | 27.54 | 0.6 | 365 | 18.9044 | 0.86666 | 19 | 0.77104
72432 | 4.06 | 0.8 | 365 | 3.7159 | 0.44317 | 4 | 0.15906
71485 | 8.415 | 0.8 | 365 | 7.7018 | 0.42716 | 8 | 0.12894
71499 | 5.4 | 0.8 | 365 | 4.9423 | 0.89978 | 5 | 0.8421
71565 | 7.8 | 0.8 | 365 | 7.1389 | 0.29968 | 7 | 0.43859
72435 | 7.28 | 0.8 | 365 | 6.663 | 0.34637 | 7 | 0.0093537
71551 | 6.3 | 0.8 | 365 | 5.766 | 0.54974 | 6 | 0.31579
36248 | 649.9 | 0.7 | 365 | 520.4654 | 0.52487 | 520 | 0.99026
37113 | 585.9 | 0.9 | 365 | 603.2722 | 0.39203 | 603 | 0.6642
72436 | 3.48 | 0.8 | 365 | 3.1851 | 0.37986 | 3 | 0.56491
71912 | 10.08 | 0.8 | 365 | 9.2257 | 0.47959 | 9 | 0.70526
72244 | 7.56 | 0.8 | 365 | 6.9193 | 0.85969 | 7 | 0.77894
72437 | 4.93 | 0.8 | 365 | 4.5122 | 0.038134 | 4 | 0.55029
71609 | 7.93 | 0.8 | 365 | 7.2579 | 0.53801 | 7 | 0.7959
71604 | 5.7 | 0.8 | 365 | 5.2169 | 0.44977 | 5 | 0.66666
72438 | 6.16 | 0.8 | 365 | 5.6379 | 0.29308 | 5 | 0.93099
72439 | 5.04 | 0.8 | 365 | 4.6128 | 0.2398 | 4 | 0.85263
72441 | 4.32 | 0.8 | 365 | 3.9539 | 0.91982 | 4 | 0.87368
72443 | 8.68 | 0.8 | 365 | 7.9443 | 0.91298 | 8 | 0.85731
72445 | 11.2 | 0.8 | 365 | 10.2507 | 0.53288 | 10 | 0.78362
70403 | 6.76 | 1 | 365 | 7.7338 | 0.49132 | 8 | 0.22514
72198 | 4.86 | 1 | 365 | 5.5601 | 0.13725 | 5 | 0.69737
72207 | 10.98 | 0.8 | 365 | 10.0494 | 0.12955 | 10 | 0.17894
72253 | 5.83 | 1 | 365 | 6.6698 | 0.36012 | 7 | 0.029968
72260 | 3.445 | 1 | 365 | 3.9413 | 0.89462 | 4 | 0.83589
72349 | 9.805 | 1 | 365 | 11.2175 | 0.46929 | 11 | 0.68676
72446 | 4.2 | 0.8 | 365 | 3.844 | 0.69983 | 4 | 0.54386
72447 | 11.2 | 0.8 | 365 | 10.2507 | 0.53288 | 10 | 0.78362
72449 | 10.44 | 0.8 | 365 | 9.5552 | 0.13958 | 9 | 0.69473
72450 | 10.08 | 0.8 | 365 | 9.2257 | 0.47959 | 9 | 0.70526
72451 | 3.92 | 0.8 | 365 | 3.5878 | 0.18651 | 3 | 0.77427
72457 | 9 | 0.8 | 365 | 8.2372 | 0.49964 | 8 | 0.73684
54025 | 3.64 | 1 | 365 | 4.1644 | 0.34148 | 4 | 0.50585
72452 | 7.2 | 0.8 | 365 | 6.5898 | 0.19971 | 6 | 0.78947
65043 | 6.67 | 1 | 365 | 7.6309 | 0.28508 | 7 | 0.91593
72461 | 6.625 | 1 | 365 | 7.5794 | 0.18196 | 7 | 0.76133
72462 | 6.96 | 0.8 | 365 | 6.3701 | 0.75972 | 7 | 0.12982
61108 | 4.42 | 1 | 365 | 5.0567 | 0.12894 | 5 | 0.18567
72465 | 7.02 | 1 | 365 | 8.0313 | 0.087144 | 8 | 0.11842
72467 | 8.12 | 0.8 | 365 | 7.4318 | 0.88634 | 8 | 0.31813
72468 | 5.46 | 1 | 365 | 6.2465 | 0.51222 | 6 | 0.75877
72469 | 10.14 | 1 | 365 | 11.6007 | 0.23699 | 11 | 0.83771
62553 | 3.38 | 1 | 365 | 3.8669 | 0.74566 | 4 | 0.61257
72472 | 6.44 | 0.8 | 365 | 5.8942 | 0.80641 | 6 | 0.70058
72476 | 7.125 | 0.8 | 365 | 6.5211 | 0.062211 | 6 | 0.58333
72477 | 3.705 | 0.8 | 365 | 3.391 | 0.79235 | 4 | 0.18333
72478 | 6.5 | 0.8 | 365 | 5.9491 | 0.9164 | 6 | 0.86549
72481 | 24.48 | 0.8 | 365 | 22.4052 | 0.87901 | 23 | 0.2842
72485 | 7.41 | 0.8 | 365 | 6.782 | 0.5847 | 7 | 0.36666
72486 | 8.99 | 0.8 | 365 | 8.2281 | 0.4813 | 8 | 0.70935
72487 | 7 | 0.8 | 365 | 6.4067 | 0.83305 | 7 | 0.23976
72488 | 6.09 | 0.8 | 365 | 5.5738 | 0.16475 | 5 | 0.73859
72489 | 2.85 | 0.8 | 365 | 2.6084 | 0.22488 | 2 | 0.83333
72490 | 4.56 | 0.8 | 365 | 4.1735 | 0.35982 | 4 | 0.53333
72491 | 6.36 | 1 | 365 | 7.2762 | 0.57468 | 7 | 0.85087
72494 | 5.83 | 1 | 365 | 6.6698 | 0.36012 | 7 | 0.029968
72495 | 8.745 | 1 | 365 | 10.0048 | 0.040182 | 10 | 0.044952
72496 | 5.565 | 1 | 365 | 6.3667 | 0.75284 | 7 | 0.11951
72497 | 8.745 | 1 | 365 | 10.0048 | 0.040182 | 10 | 0.044952
72498 | 6.89 | 1 | 365 | 7.8825 | 0.78923 | 8 | 0.67178
72499 | 6.095 | 1 | 365 | 6.973 | 0.9674 | 7 | 0.94042
34413 | 544.68 | 1 | 365 | 623.1444 | 0.1974 | 623 | 0.34182
72500 | 9.805 | 1 | 365 | 11.2175 | 0.46929 | 11 | 0.68676
72501 | 6.095 | 1 | 365 | 6.973 | 0.9674 | 7 | 0.94042
72502 | 6.625 | 1 | 365 | 7.5794 | 0.18196 | 7 | 0.76133
72503 | 9.54 | 0.8 | 365 | 8.7314 | 0.48961 | 9 | 0.22105
72504 | 4.77 | 0.8 | 365 | 4.3657 | 0.74481 | 5 | 0.11052
72505 | 5.13 | 0.8 | 365 | 4.6952 | 0.40479 | 5 | 0.099998
72506 | 6.67 | 0.8 | 365 | 6.1047 | 0.22806 | 6 | 0.33275
72508 | 7.685 | 0.8 | 365 | 7.0337 | 0.088855 | 7 | 0.12251
72509 | 8.41 | 0.8 | 365 | 7.6972 | 0.41799 | 8 | 0.1152
72511 | 4.93 | 0.8 | 365 | 4.5122 | 0.038134 | 4 | 0.55029
72512 | 2.52 | 0.8 | 365 | 2.3064 | 0.6199 | 2 | 0.92631
72513 | 6.96 | 0.8 | 365 | 6.3701 | 0.75972 | 7 | 0.12982
72515 | 9.405 | 0.8 | 365 | 8.6079 | 0.24212 | 8 | 0.85
72514 | 6.89 | 1 | 365 | 7.8825 | 0.78923 | 8 | 0.67178
72516 | 9.52 | 0.8 | 365 | 8.7131 | 0.45295 | 9 | 0.16608
72518 | 9.54 | 0.8 | 365 | 8.7314 | 0.48961 | 9 | 0.22105
72520 | 6.67 | 0.8 | 365 | 6.1047 | 0.22806 | 6 | 0.33275
72521 | 6.625 | 0.8 | 365 | 6.0635 | 0.14556 | 6 | 0.20906
72522 | 4.48 | 0.8 | 365 | 4.1003 | 0.21315 | 4 | 0.31345
72519 | 8.1 | 0.8 | 365 | 7.4135 | 0.84967 | 8 | 0.26315
72525 | 3.99 | 0.8 | 365 | 3.6518 | 0.31484 | 3 | 0.96667
72523 | 8.215 | 0.8 | 365 | 7.5187 | 0.0605 | 7 | 0.57924
72524 | 8.64 | 0.8 | 365 | 7.9077 | 0.83965 | 8 | 0.74736
72526 | 7.695 | 0.8 | 365 | 7.0428 | 0.10719 | 7 | 0.15
72528 | 3.71 | 0.8 | 365 | 3.3956 | 0.80152 | 4 | 0.19707
72529 | 5.985 | 0.8 | 365 | 5.4777 | 0.97226 | 6 | 0.45
72530 | 3.92 | 0.8 | 365 | 3.5878 | 0.18651 | 3 | 0.77427
72531 | 2.7 | 0.8 | 365 | 2.4712 | 0.94989 | 3 | 0.42105
72532 | 7.28 | 0.8 | 365 | 6.663 | 0.34637 | 7 | 0.0093537
72403 | 9.01 | 1 | 365 | 10.3079 | 0.64746 | 10 | 0.9554
72507 | 7.83 | 0.8 | 365 | 7.1664 | 0.35468 | 7 | 0.52105
68105 | 5.13 | 0.8 | 365 | 4.6952 | 0.40479 | 5 | 0.099998
72534 | 9.805 | 0.8 | 365 | 8.974 | 0.97544 | 9 | 0.94941
72536 | 3.77 | 0.8 | 365 | 3.4505 | 0.91151 | 4 | 0.36199
72537 | 10.15 | 0.8 | 365 | 9.2897 | 0.60792 | 9 | 0.89766
72538 | 4.42 | 0.8 | 365 | 4.0454 | 0.10315 | 4 | 0.14854
72539 | 7 | 0.8 | 365 | 6.4067 | 0.83305 | 7 | 0.23976
72540 | 3.99 | 0.8 | 365 | 3.6518 | 0.31484 | 3 | 0.96667
72541 | 10.15 | 0.8 | 365 | 9.2897 | 0.60792 | 9 | 0.89766
72543 | 7.695 | 0.8 | 365 | 7.0428 | 0.10719 | 7 | 0.15
72544 | 4.56 | 0.8 | 365 | 4.1735 | 0.35982 | 4 | 0.53333
72545 | 11.02 | 0.8 | 365 | 10.086 | 0.20289 | 10 | 0.28888
72547 | 5.51 | 0.8 | 365 | 5.043 | 0.10144 | 5 | 0.14444
72550 | 7.42 | 0.8 | 365 | 6.7911 | 0.60303 | 7 | 0.39415
72551 | 9.275 | 0.8 | 365 | 8.4889 | 0.0037907 | 8 | 0.49269
72552 | 6.3 | 0.8 | 365 | 5.766 | 0.54974 | 6 | 0.31579
72554 | 9.805 | 0.8 | 365 | 8.974 | 0.97544 | 9 | 0.94941
72553 | 8.64 | 0.8 | 365 | 7.9077 | 0.83965 | 8 | 0.74736
72556 | 8.48 | 0.8 | 365 | 7.7613 | 0.54632 | 8 | 0.3076
72557 | 7.42 | 0.8 | 365 | 6.7911 | 0.60303 | 7 | 0.39415
72559 | 5.565 | 0.8 | 365 | 5.0933 | 0.20227 | 5 | 0.29561
72560 | 7.42 | 0.8 | 365 | 6.7911 | 0.60303 | 7 | 0.39415
72562 | 7.155 | 0.8 | 365 | 6.5486 | 0.11721 | 6 | 0.66579
72563 | 8.12 | 0.8 | 365 | 7.4318 | 0.88634 | 8 | 0.31813
72565 | 8.4 | 0.8 | 365 | 7.6881 | 0.39966 | 8 | 0.087716
72566 | 6.625 | 0.8 | 365 | 6.0635 | 0.14556 | 6 | 0.20906
72567 | 6.9 | 0.8 | 365 | 6.3152 | 0.64972 | 6 | 0.96491
72569 | 1.8 | 0.8 | 365 | 1.6474 | 0.29993 | 1 | 0.94737
72570 | 6.84 | 0.8 | 365 | 6.2603 | 0.53972 | 6 | 0.8
72572 | 6.9 | 0.8 | 365 | 6.3152 | 0.64972 | 6 | 0.96491
72568 | 9.52 | 0.8 | 365 | 8.7131 | 0.45295 | 9 | 0.16608
72578 | 8.4 | 0.8 | 365 | 7.6881 | 0.39966 | 8 | 0.087716
72580 | 8.91 | 0.8 | 365 | 8.1548 | 0.33464 | 8 | 0.48947
72576 | 9.88 | 0.8 | 365 | 9.0426 | 0.11293 | 9 | 0.15555
72581 | 6.24 | 1 | 365 | 7.1389 | 0.29968 | 7 | 0.43859
72582 | 7.59 | 0.8 | 365 | 6.9467 | 0.91469 | 7 | 0.8614
72586 | 5.22 | 0.8 | 365 | 4.7776 | 0.56979 | 5 | 0.34737
72585 | 5.1 | 0.8 | 365 | 4.6677 | 0.34979 | 5 | 0.017542
72590 | 3.6 | 0.8 | 365 | 3.2949 | 0.59985 | 3 | 0.89474
72592 | 12.095 | 0.8 | 365 | 11.0699 | 0.17368 | 11 | 0.24356
72593 | 3.36 | 0.8 | 365 | 3.0752 | 0.15986 | 3 | 0.23509
72597 | 6.48 | 0.8 | 365 | 5.9308 | 0.87974 | 6 | 0.81052
72603 | 9.81 | 0.8 | 365 | 8.9786 | 0.9846 | 9 | 0.96315
72604 | 7.56 | 0.8 | 365 | 6.9193 | 0.85969 | 7 | 0.77894
72607 | 9.24 | 0.8 | 365 | 8.4569 | 0.93963 | 9 | 0.39649
72608 | 7 | 0.8 | 365 | 6.4067 | 0.83305 | 7 | 0.23976
72609 | 9.28 | 0.8 | 365 | 8.4935 | 0.012957 | 8 | 0.50643
72610 | 2.6 | 0.8 | 365 | 2.3796 | 0.76656 | 3 | 0.1462
72611 | 4.32 | 0.8 | 365 | 3.9539 | 0.91982 | 4 | 0.87368
72612 | 6.4 | 0.8 | 365 | 5.8576 | 0.73307 | 6 | 0.59064
72605 | 5.5 | 0.8 | 365 | 5.0338 | 0.08311 | 5 | 0.11696
72614 | 6 | 0.8 | 365 | 5.4915 | 0.99976 | 6 | 0.49123
72615 | 6 | 0.8 | 365 | 5.4915 | 0.99976 | 6 | 0.49123
72616 | 9.69 | 0.8 | 365 | 8.8687 | 0.76461 | 9 | 0.63333
72617 | 4.8 | 0.8 | 365 | 4.3932 | 0.79981 | 5 | 0.19298
72618 | 9.86 | 0.8 | 365 | 9.0243 | 0.076267 | 9 | 0.10058
72619 | 8.12 | 0.8 | 365 | 7.4318 | 0.88634 | 8 | 0.31813
72623 | 4.875 | 0.8 | 365 | 4.4618 | 0.9373 | 5 | 0.39912
72624 | 9.18 | 0.8 | 365 | 8.4019 | 0.82963 | 9 | 0.23158
66282 | 10.8 | 1 | 365 | 12.3558 | 0.74945 | 13 | 0.10526
72625 | 7.59 | 0.8 | 365 | 6.9467 | 0.91469 | 7 | 0.8614
72626 | 4.48 | 0.8 | 365 | 4.1003 | 0.21315 | 4 | 0.31345
72627 | 9.92 | 0.8 | 365 | 9.0792 | 0.18626 | 9 | 0.26549
72629 | 10.08 | 0.8 | 365 | 9.2257 | 0.47959 | 9 | 0.70526
72630 | 8.32 | 0.8 | 365 | 7.6148 | 0.253 | 7 | 0.86783
72635 | 7.28 | 0.8 | 365 | 6.663 | 0.34637 | 7 | 0.0093537
72637 | 6.72 | 0.8 | 365 | 6.1504 | 0.31973 | 6 | 0.47017
72636 | 4.76 | 0.8 | 365 | 4.3566 | 0.72647 | 5 | 0.083039
72638 | 9.52 | 0.8 | 365 | 8.7131 | 0.45295 | 9 | 0.16608
72639 | 3.92 | 0.8 | 365 | 3.5878 | 0.18651 | 3 | 0.77427
72640 | 7.5 | 0.8 | 365 | 6.8643 | 0.7497 | 7 | 0.61403
72641 | 7.41 | 0.8 | 365 | 6.782 | 0.5847 | 7 | 0.36666
72644 | 3.92 | 0.8 | 365 | 3.5878 | 0.18651 | 3 | 0.77427
72645 | 5.2 | 0.8 | 365 | 4.7593 | 0.53312 | 5 | 0.2924
72649 | 5.72 | 0.8 | 365 | 5.2352 | 0.48643 | 5 | 0.72164
72650 | 6.6 | 0.8 | 365 | 6.0406 | 0.099732 | 6 | 0.14035
72651 | 10.89 | 0.8 | 365 | 9.967 | 0.96456 | 10 | 0.93157
72652 | 11.16 | 0.8 | 365 | 10.2141 | 0.45955 | 10 | 0.67368
72653 | 3.24 | 0.8 | 365 | 2.9654 | 0.93987 | 3 | 0.90526
72654 | 9.1 | 0.8 | 365 | 8.3287 | 0.68296 | 9 | 0.011692
72657 | 7.8 | 0.8 | 365 | 7.1389 | 0.29968 | 7 | 0.43859
72658 | 4.64 | 0.8 | 365 | 4.2467 | 0.50648 | 4 | 0.75321
72659 | 6.72 | 0.8 | 365 | 6.1504 | 0.31973 | 6 | 0.47017
43640 | 4.2 | 0.8 | 365 | 3.844 | 0.69983 | 4 | 0.54386
72660 | 10.08 | 0.8 | 365 | 9.2257 | 0.47959 | 9 | 0.70526
72661 | 8.82 | 1 | 365 | 10.0906 | 0.21205 | 10 | 0.30263
72662 | 10.8 | 0.8 | 365 | 9.8846 | 0.79956 | 10 | 0.68421
72663 | 8.64 | 0.8 | 365 | 7.9077 | 0.83965 | 8 | 0.74736
72664 | 4.2 | 0.8 | 365 | 3.844 | 0.69983 | 4 | 0.54386
72665 | 7.59 | 0.8 | 365 | 6.9467 | 0.91469 | 7 | 0.8614
72666 | 7.2 | 0.8 | 365 | 6.5898 | 0.19971 | 6 | 0.78947
72672 | 6.9 | 0.8 | 365 | 6.3152 | 0.64972 | 6 | 0.96491
72673 | 3.18 | 0.8 | 365 | 2.9105 | 0.82987 | 3 | 0.74035
72675 | 4.8 | 0.8 | 365 | 4.3932 | 0.79981 | 5 | 0.19298
72679 | 9.24 | 0.8 | 365 | 8.4569 | 0.93963 | 9 | 0.39649
72680 | 8.28 | 0.8 | 365 | 7.5782 | 0.17966 | 7 | 0.75789
72682 | 8.28 | 0.8 | 365 | 7.5782 | 0.17966 | 7 | 0.75789
72684 | 6.6 | 0.8 | 365 | 6.0406 | 0.099732 | 6 | 0.14035
72685 | 4.76 | 0.8 | 365 | 4.3566 | 0.72647 | 5 | 0.083039
72687 | 7.2 | 0.8 | 365 | 6.5898 | 0.19971 | 6 | 0.78947
72688 | 4.48 | 0.8 | 365 | 4.1003 | 0.21315 | 4 | 0.31345
72691 | 6.095 | 0.8 | 365 | 5.5784 | 0.17392 | 5 | 0.75234
72692 | 7.245 | 0.8 | 365 | 6.6309 | 0.28221 | 6 | 0.91315
72693 | 7.8 | 0.8 | 365 | 7.1389 | 0.29968 | 7 | 0.43859
72694 | 8.04 | 0.8 | 365 | 7.3586 | 0.73967 | 8 | 0.098242
72696 | 7.2 | 0.8 | 365 | 6.5898 | 0.19971 | 6 | 0.78947
72697 | 6.16 | 0.8 | 365 | 5.6379 | 0.29308 | 5 | 0.93099
72699 | 3.92 | 0.8 | 365 | 3.5878 | 0.18651 | 3 | 0.77427
72700 | 5.13 | 0.8 | 365 | 4.6952 | 0.40479 | 5 | 0.099998
72702 | 10.36 | 0.8 | 365 | 9.4819 | 0.99291 | 10 | 0.47485
72703 | 5.4 | 0.8 | 365 | 4.9423 | 0.89978 | 5 | 0.8421
72704 | 9.135 | 0.8 | 365 | 8.3608 | 0.74713 | 9 | 0.10789
72705 | 8.91 | 0.8 | 365 | 8.1548 | 0.33464 | 8 | 0.48947
72709 | 9.6 | 0.8 | 365 | 8.7864 | 0.59961 | 9 | 0.38596
72708 | 3 | 0.8 | 365 | 2.7457 | 0.49988 | 3 | 0.24561
72711 | 10.725 | 0.8 | 365 | 9.816 | 0.66207 | 10 | 0.47807
72712 | 7.8 | 0.8 | 365 | 7.1389 | 0.29968 | 7 | 0.43859
72713 | 9.135 | 0.8 | 365 | 8.3608 | 0.74713 | 9 | 0.10789
72716 | 4.095 | 0.8 | 365 | 3.7479 | 0.50733 | 4 | 0.25526
72717 | 5.44 | 0.8 | 365 | 4.9789 | 0.97311 | 5 | 0.95204
72718 | 6.76 | 0.8 | 365 | 6.1871 | 0.39306 | 6 | 0.58011
72719 | 8.7 | 0.8 | 365 | 7.9626 | 0.94965 | 8 | 0.91228
72720 | 4.2 | 0.8 | 365 | 3.844 | 0.69983 | 4 | 0.54386
72721 | 6 | 0.8 | 365 | 5.4915 | 0.99976 | 6 | 0.49123
72724 | 7.194 | 0.8 | 365 | 6.5843 | 0.18871 | 6 | 0.77298
72725 | 9.6 | 0.8 | 365 | 8.7864 | 0.59961 | 9 | 0.38596
72726 | 8.215 | 0.8 | 365 | 7.5187 | 0.0605 | 7 | 0.57924
72727 | 8.64 | 0.8 | 365 | 7.9077 | 0.83965 | 8 | 0.74736
72728 | 4.64 | 0.8 | 365 | 4.2467 | 0.50648 | 4 | 0.75321
72729 | 7.26 | 0.8 | 365 | 6.6447 | 0.30971 | 6 | 0.95438
72730 | 5.88 | 0.8 | 365 | 5.3816 | 0.77976 | 6 | 0.1614
71466 | 5.3 | 0.8 | 365 | 4.8508 | 0.71645 | 5 | 0.56725
72733 | 4.94 | 0.8 | 365 | 4.5213 | 0.056466 | 4 | 0.57778
72734 | 9.6 | 0.8 | 365 | 8.7864 | 0.59961 | 9 | 0.38596
72737 | 8.12 | 0.8 | 365 | 7.4318 | 0.88634 | 8 | 0.31813
72738 | 7.56 | 0.8 | 365 | 6.9193 | 0.85969 | 7 | 0.77894
72739 | 8.96 | 0.8 | 365 | 8.2006 | 0.4263 | 8 | 0.6269
72740 | 3.92 | 0.8 | 365 | 3.5878 | 0.18651 | 3 | 0.77427
72741 | 9.52 | 0.8 | 365 | 8.7131 | 0.45295 | 9 | 0.16608
72743 | 3.92 | 0.8 | 365 | 3.5878 | 0.18651 | 3 | 0.77427
72744 | 9.805 | 0.8 | 365 | 8.974 | 0.97544 | 9 | 0.94941
72745 | 10.675 | 0.8 | 365 | 9.7702 | 0.5704 | 10 | 0.34064
72746 | 6.75 | 1 | 365 | 7.7224 | 0.46841 | 8 | 0.19079
72747 | 6.885 | 1 | 365 | 7.8768 | 0.77778 | 8 | 0.6546
72748 | 6.375 | 1 | 365 | 7.2934 | 0.60905 | 7 | 0.90241
72749 | 6.44 | 0.8 | 365 | 5.8942 | 0.80641 | 6 | 0.70058
72751 | 11.18 | 0.8 | 365 | 10.2324 | 0.49621 | 10 | 0.72865
72756 | 5.46 | 0.8 | 365 | 4.9972 | 0.0097787 | 5 | 0.0070153
72755 | 4.575 | 0.8 | 365 | 4.1872 | 0.38731 | 4 | 0.57456
72757 | 6.27 | 0.8 | 365 | 5.7386 | 0.49475 | 6 | 0.23333
72759 | 8.835 | 0.8 | 365 | 8.0862 | 0.19714 | 8 | 0.28333
72758 | 8.505 | 0.8 | 365 | 7.7842 | 0.59216 | 8 | 0.37631
72761 | 4.64 | 0.8 | 365 | 4.2467 | 0.50648 | 4 | 0.75321
72760 | 6.03 | 0.8 | 365 | 5.5189 | 0.054756 | 5 | 0.57368
72762 | 4.5 | 0.8 | 365 | 4.1186 | 0.24982 | 4 | 0.36842
72764 | 2.85 | 0.8 | 365 | 2.6084 | 0.22488 | 2 | 0.83333
72765 | 11.8 | 0.8 | 365 | 10.7999 | 0.63286 | 11 | 0.43274
72766 | 5.22 | 0.8 | 365 | 4.7776 | 0.56979 | 5 | 0.34737
72482 | 46.92 | 0.6 | 365 | 32.2075 | 0.51357 | 32 | 0.72104
72767 | 10.5 | 0.8 | 365 | 9.6101 | 0.24957 | 9 | 0.85964
72768 | 9 | 0.8 | 365 | 8.2372 | 0.49964 | 8 | 0.73684
72772 | 10.8 | 0.8 | 365 | 9.8846 | 0.79956 | 10 | 0.68421
72577 | 13.8 | 0.8 | 365 | 12.6304 | 0.29944 | 12 | 0.92982
72774 | 3.08 | 0.8 | 365 | 2.819 | 0.64654 | 3 | 0.4655
72775 | 10.92 | 0.8 | 365 | 9.9945 | 0.019557 | 10 | 0.014031
30761 | 1961.82 | 0.8 | 365 | 1795.5456 | 0.59048 | 1796 | 0.13603
72776 | 8.68 | 0.8 | 365 | 7.9443 | 0.91298 | 8 | 0.85731
72779 | 8.7 | 0.8 | 365 | 7.9626 | 0.94965 | 8 | 0.91228
72781 | 9.9 | 0.8 | 365 | 9.0609 | 0.1496 | 9 | 0.21052
72782 | 8.1 | 0.8 | 365 | 7.4135 | 0.84967 | 8 | 0.26315
72783 | 6.4 | 0.8 | 365 | 5.8576 | 0.73307 | 6 | 0.59064
72786 | 11.285 | 0.8 | 365 | 10.3285 | 0.68871 | 11 | 0.017247
51384 | 586.5 | 0.7 | 365 | 469.6922 | 0.82295 | 470 | 0.51514
65077 | 67.52 | 0.7 | 365 | 54.0727 | 0.31094 | 54 | 0.3836
72788 | 6.96 | 0.8 | 365 | 6.3701 | 0.75972 | 7 | 0.12982
64273 | 124.74 | 0.9 | 365 | 128.4386 | 0.27056 | 128 | 0.70915
72790 | 9.24 | 0.8 | 365 | 8.4569 | 0.93963 | 9 | 0.39649
72791 | 5.94 | 0.8 | 365 | 5.4366 | 0.88976 | 6 | 0.32631
72792 | 4.59 | 0.8 | 365 | 4.201 | 0.41481 | 4 | 0.61579
72793 | 3.08 | 0.8 | 365 | 2.819 | 0.64654 | 3 | 0.4655
72795 | 5.795 | 0.8 | 365 | 5.3038 | 0.62393 | 5 | 0.92778
72796 | 9.6 | 0.8 | 365 | 8.7864 | 0.59961 | 9 | 0.38596
72797 | 10.05 | 0.8 | 365 | 9.1982 | 0.42459 | 9 | 0.6228
72799 | 5.8 | 0.8 | 365 | 5.3084 | 0.6331 | 5 | 0.94152
72800 | 10.08 | 0.8 | 365 | 9.2257 | 0.47959 | 9 | 0.70526
72801 | 9.945 | 0.8 | 365 | 9.1021 | 0.2321 | 9 | 0.33421
72803 | 11.2 | 0.8 | 365 | 10.2507 | 0.53288 | 10 | 0.78362
72805 | 3.92 | 0.8 | 365 | 3.5878 | 0.18651 | 3 | 0.77427
72804 | 7.8 | 0.8 | 365 | 7.1389 | 0.29968 | 7 | 0.43859
72806 | 3.3 | 0.8 | 365 | 3.0203 | 0.049866 | 3 | 0.070174
72809 | 3.42 | 0.8 | 365 | 3.1301 | 0.26986 | 3 | 0.4
72808 | 10.71 | 0.8 | 365 | 9.8023 | 0.63457 | 10 | 0.43684
72810 | 7.14 | 0.8 | 365 | 6.5348 | 0.089711 | 6 | 0.62456
72811 | 5.04 | 0.8 | 365 | 4.6128 | 0.2398 | 4 | 0.85263
72813 | 7.848 | 0.8 | 365 | 7.1828 | 0.38768 | 7 | 0.57052
69822 | 8.745 | 0.8 | 365 | 8.0038 | 0.032146 | 8 | 0.035961
70295 | 8.745 | 0.8 | 365 | 8.0038 | 0.032146 | 8 | 0.035961
63323 | 2170.35 | 0.65 | 365 | 1613.9513 | 0.84571 | 1614 | 0.79697
26350 | 1185.6 | 1 | 365 | 1356.3928 | 0.93993 | 1357 | 0.33272
21585 | 1316.7 | 1 | 365 | 1506.3785 | 0.37079 | 1506 | 0.74932
72492 | 4.64 | 0.8 | 365 | 4.2467 | 0.50648 | 4 | 0.75321
72484 | 5.22 | 0.8 | 365 | 4.7776 | 0.56979 | 5 | 0.34737
72431 | 4.64 | 0.8 | 365 | 4.2467 | 0.50648 | 4 | 0.75321
51515 | 338.52 | 0.9 | 365 | 348.5573 | 0.18206 | 348 | 0.73932
72493 | 3.9 | 0.8 | 365 | 3.5695 | 0.14984 | 3 | 0.7193
70784 | 9.28 | 0.8 | 365 | 8.4935 | 0.012957 | 8 | 0.50643
72821 | 8.48 | 0.8 | 365 | 7.7613 | 0.54632 | 8 | 0.3076
72822 | 7.68 | 0.8 | 365 | 7.0291 | 0.079689 | 7 | 0.10877
72048 | 12.395 | 0.8 | 365 | 11.3445 | 0.72366 | 12 | 0.068124
72823 | 5.6 | 0.8 | 365 | 5.1254 | 0.26644 | 5 | 0.39181
72824 | 10.08 | 0.8 | 365 | 9.2257 | 0.47959 | 9 | 0.70526
72826 | 4.48 | 0.8 | 365 | 4.1003 | 0.21315 | 4 | 0.31345
72828 | 6.7 | 0.8 | 365 | 6.1321 | 0.28306 | 6 | 0.4152
72830 | 7.28 | 0.8 | 365 | 6.663 | 0.34637 | 7 | 0.0093537
72831 | 10.66 | 0.8 | 365 | 9.7565 | 0.5429 | 10 | 0.29941
72832 | 9.28 | 0.8 | 365 | 8.4935 | 0.012957 | 8 | 0.50643
72833 | 10.2 | 0.8 | 365 | 9.3355 | 0.69959 | 10 | 0.035084
72834 | 4.59 | 0.8 | 365 | 4.201 | 0.41481 | 4 | 0.61579
72839 | 6.48 | 0.8 | 365 | 5.9308 | 0.87974 | 6 | 0.81052
72841 | 8.96 | 0.8 | 365 | 8.2006 | 0.4263 | 8 | 0.6269
72842 | 8.7 | 0.8 | 365 | 7.9626 | 0.94965 | 8 | 0.91228
72843 | 4.845 | 0.8 | 365 | 4.4344 | 0.8823 | 5 | 0.31666
72844 | 4.56 | 0.8 | 365 | 4.1735 | 0.35982 | 4 | 0.53333
72848 | 11.1 | 0.8 | 365 | 10.1592 | 0.34955 | 10 | 0.50877
72847 | 6.6 | 0.8 | 365 | 6.0406 | 0.099732 | 6 | 0.14035
72849 | 6.71 | 0.8 | 365 | 6.1413 | 0.30139 | 6 | 0.44269
72845 | 9.24 | 0.8 | 365 | 8.4569 | 0.93963 | 9 | 0.39649
67722 | 9.45 | 0.8 | 365 | 8.6491 | 0.32462 | 8 | 0.97368
69768 | 5.3 | 0.8 | 365 | 4.8508 | 0.71645 | 5 | 0.56725
70265 | 9.805 | 0.8 | 365 | 8.974 | 0.97544 | 9 | 0.94941
72851 | 3.92 | 0.8 | 365 | 3.5878 | 0.18651 | 3 | 0.77427
72052 | 9.6 | 0.8 | 365 | 8.7864 | 0.59961 | 9 | 0.38596
72852 | 4.76 | 0.8 | 365 | 4.3566 | 0.72647 | 5 | 0.083039
72853 | 14.04 | 0.8 | 365 | 12.85 | 0.73943 | 13 | 0.58947
72854 | 12.76 | 0.8 | 365 | 11.6785 | 0.39282 | 12 | 0.07134
72855 | 3.19 | 0.8 | 365 | 2.9196 | 0.8482 | 3 | 0.76783
72857 | 3.64 | 0.8 | 365 | 3.3315 | 0.67319 | 4 | 0.0046769
72856 | 5.865 | 0.8 | 365 | 5.3679 | 0.75226 | 6 | 0.12017
72483 | 9 | 0.8 | 365 | 8.2372 | 0.49964 | 8 | 0.73684
72858 | 5.88 | 0.8 | 365 | 5.3816 | 0.77976 | 6 | 0.1614
72859 | 5.4 | 0.8 | 365 | 4.9423 | 0.89978 | 5 | 0.8421
72860 | 7.56 | 0.8 | 365 | 6.9193 | 0.85969 | 7 | 0.77894
72861 | 11.48 | 0.8 | 365 | 10.507 | 0.046201 | 10 | 0.55321
68320 | 4.2 | 0.8 | 365 | 3.844 | 0.69983 | 4 | 0.54386
72864 | 10.08 | 0.8 | 365 | 9.2257 | 0.47959 | 9 | 0.70526
72862 | 5.886 | 0.8 | 365 | 5.3871 | 0.79076 | 6 | 0.17789
72866 | 7.848 | 0.8 | 365 | 7.1828 | 0.38768 | 7 | 0.57052
72867 | 11.52 | 0.8 | 365 | 10.5436 | 0.11953 | 10 | 0.66315
72872 | 5.886 | 0.8 | 365 | 5.3871 | 0.79076 | 6 | 0.17789
72028 | 4.94 | 0.8 | 365 | 4.5213 | 0.056466 | 4 | 0.57778
72475 | 7.2 | 0.8 | 365 | 6.5898 | 0.19971 | 6 | 0.78947
72517 | 3.99 | 0.8 | 365 | 3.6518 | 0.31484 | 3 | 0.96667
72880 | 8.96 | 0.8 | 365 | 8.2006 | 0.4263 | 8 | 0.6269
72881 | 8.96 | 0.8 | 365 | 8.2006 | 0.4263 | 8 | 0.6269
72283 | 6.36 | 1 | 365 | 7.2762 | 0.57468 | 7 | 0.85087
72362 | 3.3 | 0.8 | 365 | 3.0203 | 0.049866 | 3 | 0.070174
72284 | 3.18 | 1 | 365 | 3.6381 | 0.28734 | 3 | 0.92544
72510 | 4.77 | 0.8 | 365 | 4.3657 | 0.74481 | 5 | 0.11052
72874 | 9.45 | 0.8 | 365 | 8.6491 | 0.32462 | 8 | 0.97368
72882 | 5.4 | 0.8 | 365 | 4.9423 | 0.89978 | 5 | 0.8421
72883 | 3 | 0.8 | 365 | 2.7457 | 0.49988 | 3 | 0.24561
72886 | 12.395 | 0.8 | 365 | 11.3445 | 0.72366 | 12 | 0.068124
72887 | 5.51 | 0.8 | 365 | 5.043 | 0.10144 | 5 | 0.14444
72888 | 10.36 | 0.8 | 365 | 9.4819 | 0.99291 | 10 | 0.47485
72890 | 3.64 | 0.8 | 365 | 3.3315 | 0.67319 | 4 | 0.0046769
72889 | 6.72 | 0.8 | 365 | 6.1504 | 0.31973 | 6 | 0.47017
72892 | 2.4 | 0.8 | 365 | 2.1966 | 0.3999 | 2 | 0.59649
72542 | 4.275 | 0.8 | 365 | 3.9127 | 0.83733 | 4 | 0.75
72546 | 5.985 | 0.8 | 365 | 5.4777 | 0.97226 | 6 | 0.45
72893 | 9.6 | 0.8 | 365 | 8.7864 | 0.59961 | 9 | 0.38596
72894 | 3.6 | 0.8 | 365 | 3.2949 | 0.59985 | 3 | 0.89474
72895 | 2.34 | 0.8 | 365 | 2.1417 | 0.28991 | 2 | 0.43158
72324 | 24.57 | 0.8 | 365 | 22.4876 | 0.044004 | 22 | 0.53157
72896 | 13.545 | 0.8 | 365 | 12.397 | 0.83195 | 13 | 0.22894
72897 | 9.52 | 0.8 | 365 | 8.7131 | 0.45295 | 9 | 0.16608
72899 | 3.08 | 0.8 | 365 | 2.819 | 0.64654 | 3 | 0.4655
72901 | 12.19 | 0.8 | 365 | 11.1568 | 0.34784 | 11 | 0.50467
72902 | 6.72 | 0.8 | 365 | 6.1504 | 0.31973 | 6 | 0.47017
72903 | 8.12 | 0.8 | 365 | 7.4318 | 0.88634 | 8 | 0.31813
72904 | 9.24 | 0.8 | 365 | 8.4569 | 0.93963 | 9 | 0.39649
72905 | 4.35 | 0.8 | 365 | 3.9813 | 0.97482 | 4 | 0.95614
72906 | 8.12 | 0.8 | 365 | 7.4318 | 0.88634 | 8 | 0.31813
72908 | 8.265 | 0.8 | 365 | 7.5645 | 0.15216 | 7 | 0.71666
72909 | 8.8 | 0.8 | 365 | 8.0542 | 0.13298 | 8 | 0.18713
72911 | 14.04 | 0.8 | 365 | 12.85 | 0.73943 | 13 | 0.58947
72912 | 4.8 | 0.8 | 365 | 4.3932 | 0.79981 | 5 | 0.19298
72913 | 6 | 0.8 | 365 | 5.4915 | 0.99976 | 6 | 0.49123
72915 | 13.77 | 0.8 | 365 | 12.6029 | 0.24444 | 12 | 0.84736
72916 | 4.5 | 0.8 | 365 | 4.1186 | 0.24982 | 4 | 0.36842
72917 | 2.7 | 0.8 | 365 | 2.4712 | 0.94989 | 3 | 0.42105
72573 | 3 | 0.8 | 365 | 2.7457 | 0.49988 | 3 | 0.24561
72588 | 3.12 | 0.8 | 365 | 2.8556 | 0.71987 | 3 | 0.57544
72571 | 6.3 | 0.8 | 365 | 5.766 | 0.54974 | 6 | 0.31579
72589 | 6.3 | 0.8 | 365 | 5.766 | 0.54974 | 6 | 0.31579
72594 | 6 | 0.8 | 365 | 5.4915 | 0.99976 | 6 | 0.49123
72584 | 7.32 | 0.8 | 365 | 6.6996 | 0.4197 | 7 | 0.1193
72587 | 3.6 | 0.8 | 365 | 3.2949 | 0.59985 | 3 | 0.89474
72579 | 5.1 | 0.8 | 365 | 4.6677 | 0.34979 | 5 | 0.017542
72591 | 4.5 | 0.8 | 365 | 4.1186 | 0.24982 | 4 | 0.36842
72918 | 8.96 | 0.8 | 365 | 8.2006 | 0.4263 | 8 | 0.6269
72919 | 2.86 | 0.8 | 365 | 2.6176 | 0.24322 | 2 | 0.86082
72920 | 4.93 | 0.8 | 365 | 4.5122 | 0.038134 | 4 | 0.55029
72138 | 6.75 | 0.8 | 365 | 6.1779 | 0.37473 | 6 | 0.55263
72191 | 8.96 | 0.8 | 365 | 8.2006 | 0.4263 | 8 | 0.6269
72923 | 6.44 | 0.8 | 365 | 5.8942 | 0.80641 | 6 | 0.70058
72924 | 3.92 | 0.8 | 365 | 3.5878 | 0.18651 | 3 | 0.77427
72869 | 2.56 | 0.8 | 365 | 2.343 | 0.69323 | 3 | 0.036256
72114 | 7.2 | 0.8 | 365 | 6.5898 | 0.19971 | 6 | 0.78947
51269 | 6.54 | 1 | 365 | 7.4821 | 0.98717 | 8 | 0.46929
72925 | 11.31 | 0.8 | 365 | 10.3514 | 0.73454 | 11 | 0.08596
72926 | 5.6 | 0.8 | 365 | 5.1254 | 0.26644 | 5 | 0.39181
72024 | 13.2 | 1 | 365 | 15.1015 | 0.24933 | 15 | 0.35087
72752 | 13.5 | 0.8 | 365 | 12.3558 | 0.74945 | 13 | 0.10526
43804 | 4.725 | 0.8 | 365 | 4.3245 | 0.66231 | 4 | 0.98684
72927 | 12 | 0.8 | 365 | 10.9829 | 0.99951 | 11 | 0.98245
72929 | 2.24 | 0.8 | 365 | 2.0501 | 0.10658 | 2 | 0.15672
72934 | 4.8 | 0.8 | 365 | 4.3932 | 0.79981 | 5 | 0.19298
72935 | 5.4 | 0.8 | 365 | 4.9423 | 0.89978 | 5 | 0.8421
72936 | 13.8 | 0.8 | 365 | 12.6304 | 0.29944 | 12 | 0.92982
72937 | 11.1 | 0.8 | 365 | 10.1592 | 0.34955 | 10 | 0.50877
72938 | 3.575 | 0.8 | 365 | 3.272 | 0.55402 | 3 | 0.82602
72939 | 7.2 | 0.8 | 365 | 6.5898 | 0.19971 | 6 | 0.78947
68069 | 4.68 | 0.8 | 365 | 4.2833 | 0.57981 | 4 | 0.86316
72466 | 11.18 | 1 | 365 | 12.7905 | 0.62027 | 13 | 0.41081
72940 | 9 | 0.8 | 365 | 8.2372 | 0.49964 | 8 | 0.73684
72941 | 12.72 | 0.8 | 365 | 11.6419 | 0.31948 | 11 | 0.9614
72942 | 9.9 | 0.8 | 365 | 9.0609 | 0.1496 | 9 | 0.21052
72689 | 14.64 | 0.8 | 365 | 13.3992 | 0.83941 | 14 | 0.23859
72944 | 10.56 | 0.8 | 365 | 9.665 | 0.35957 | 10 | 0.024557
57967 | 5829.12 | 0.8 | 365 | 5335.0718 | 0.48373 | 5335 | 0.55549
72945 | 10.56 | 0.8 | 365 | 9.665 | 0.35957 | 10 | 0.024557
72946 | 3.92 | 0.8 | 365 | 3.5878 | 0.18651 | 3 | 0.77427
72947 | 3.64 | 0.8 | 365 | 3.3315 | 0.67319 | 4 | 0.0046769
72948 | 7.28 | 0.8 | 365 | 6.663 | 0.34637 | 7 | 0.0093537
72763 | 3.38 | 0.8 | 365 | 3.0935 | 0.19653 | 3 | 0.29006
72949 | 10.385 | 0.8 | 365 | 9.5048 | 0.038746 | 9 | 0.54356
72950 | 24.75 | 0.8 | 365 | 22.6523 | 0.374 | 23 | 0.026306
72951 | 4.2 | 0.8 | 365 | 3.844 | 0.69983 | 4 | 0.54386
72952 | 13.44 | 0.8 | 365 | 12.3009 | 0.63946 | 12 | 0.94035
72953 | 8.54 | 0.8 | 365 | 7.8162 | 0.65632 | 8 | 0.47251
72954 | 3.24 | 0.8 | 365 | 2.9654 | 0.93987 | 3 | 0.90526
72955 | 10.8 | 0.8 | 365 | 9.8846 | 0.79956 | 10 | 0.68421
72957 | 11.88 | 0.8 | 365 | 10.8731 | 0.77952 | 11 | 0.65263
72958 | 8.96 | 0.8 | 365 | 8.2006 | 0.4263 | 8 | 0.6269
72959 | 11.055 | 0.8 | 365 | 10.118 | 0.26705 | 10 | 0.38508
72962 | 10.395 | 0.8 | 365 | 9.514 | 0.057079 | 9 | 0.57105
72963 | 7.4 | 0.8 | 365 | 6.7728 | 0.56637 | 7 | 0.33918
72965 | 7.26 | 0.8 | 365 | 6.6447 | 0.30971 | 6 | 0.95438
72966 | 4.32 | 0.8 | 365 | 3.9539 | 0.91982 | 4 | 0.87368
72967 | 13.2 | 0.8 | 365 | 12.0812 | 0.19946 | 12 | 0.2807
72968 | 7.68 | 0.8 | 365 | 7.0291 | 0.079689 | 7 | 0.10877
72969 | 5.12 | 0.8 | 365 | 4.6861 | 0.38646 | 5 | 0.072513
72970 | 11.4 | 0.8 | 365 | 10.4338 | 0.89954 | 11 | 0.33333
72971 | 9.6 | 0.8 | 365 | 8.7864 | 0.59961 | 9 | 0.38596
72972 | 3.64 | 0.8 | 365 | 3.3315 | 0.67319 | 4 | 0.0046769
72973 | 6.72 | 0.8 | 365 | 6.1504 | 0.31973 | 6 | 0.47017
72975 | 24.96 | 0.8 | 365 | 22.8445 | 0.75899 | 23 | 0.6035
72976 | 10.385 | 0.8 | 365 | 9.5048 | 0.038746 | 9 | 0.54356
72977 | 7.56 | 0.8 | 365 | 6.9193 | 0.85969 | 7 | 0.77894
30567 | 1316.7 | 1 | 365 | 1506.3785 | 0.37079 | 1506 | 0.74932
72978 | 9.18 | 0.8 | 365 | 8.4019 | 0.82963 | 9 | 0.23158
72979 | 10.98 | 0.8 | 365 | 10.0494 | 0.12955 | 10 | 0.17894
72980 | 11 | 0.8 | 365 | 10.0677 | 0.16622 | 10 | 0.23391
72981 | 7.425 | 0.8 | 365 | 6.7957 | 0.6122 | 7 | 0.40789
72986 | 11 | 0.8 | 365 | 10.0677 | 0.16622 | 10 | 0.23391
72988 | 9.57 | 0.8 | 365 | 8.7589 | 0.54461 | 9 | 0.3035
72989 | 14.4 | 0.8 | 365 | 13.1795 | 0.39942 | 13 | 0.57894
72990 | 17.49 | 0.8 | 365 | 16.0076 | 0.064291 | 16 | 0.071923
72991 | 11 | 0.8 | 365 | 10.0677 | 0.16622 | 10 | 0.23391
72992 | 7.93 | 0.8 | 365 | 7.2579 | 0.53801 | 7 | 0.7959
72993 | 8.96 | 0.8 | 365 | 8.2006 | 0.4263 | 8 | 0.6269
72995 | 5.355 | 0.8 | 365 | 4.9011 | 0.81728 | 5 | 0.71842
72998 | 7.56 | 0.8 | 365 | 6.9193 | 0.85969 | 7 | 0.77894
72999 | 4.48 | 0.8 | 365 | 4.1003 | 0.21315 | 4 | 0.31345
73000 | 7.5 | 0.8 | 365 | 6.8643 | 0.7497 | 7 | 0.61403
73001 | 10.98 | 0.8 | 365 | 10.0494 | 0.12955 | 10 | 0.17894
73003 | 12 | 0.8 | 365 | 10.9829 | 0.99951 | 11 | 0.98245
73006 | 5.4 | 0.8 | 365 | 4.9423 | 0.89978 | 5 | 0.8421
73007 | 9.24 | 0.8 | 365 | 8.4569 | 0.93963 | 9 | 0.39649
73009 | 6.96 | 0.8 | 365 | 6.3701 | 0.75972 | 7 | 0.12982
73010 | 8.12 | 0.8 | 365 | 7.4318 | 0.88634 | 8 | 0.31813
73011 | 6.72 | 0.8 | 365 | 6.1504 | 0.31973 | 6 | 0.47017
73008 | 7.848 | 0.8 | 365 | 7.1828 | 0.38768 | 7 | 0.57052
73014 | 11.88 | 0.8 | 365 | 10.8731 | 0.77952 | 11 | 0.65263
73015 | 4.48 | 0.8 | 365 | 4.1003 | 0.21315 | 4 | 0.31345
73019 | 5.32 | 0.8 | 365 | 4.8691 | 0.75312 | 5 | 0.62222
56602 | 9.88 | 1 | 365 | 11.3033 | 0.64117 | 11 | 0.94444
73021 | 5.58 | 0.8 | 365 | 5.1071 | 0.22977 | 5 | 0.33684
73022 | 4.5 | 0.8 | 365 | 4.1186 | 0.24982 | 4 | 0.36842
73024 | 3.96 | 0.8 | 365 | 3.6244 | 0.25984 | 3 | 0.88421
73028 | 13.2 | 0.8 | 365 | 12.0812 | 0.19946 | 12 | 0.2807
50875 | 8.58 | 1 | 365 | 9.816 | 0.66207 | 10 | 0.47807
73029 | 4.76 | 0.8 | 365 | 4.3566 | 0.72647 | 5 | 0.083039
55139 | 2.34 | 1 | 365 | 2.6771 | 0.36238 | 3 | 0.039472
73030 | 5.04 | 0.8 | 365 | 4.6128 | 0.2398 | 4 | 0.85263
55649 | 3.9 | 1 | 365 | 4.4618 | 0.9373 | 5 | 0.39912
70664 | 6.3 | 1 | 365 | 7.2076 | 0.43718 | 7 | 0.64473
57319 | 8.32 | 1 | 365 | 9.5185 | 0.066245 | 9 | 0.58479
71519 | 11.1 | 0.8 | 365 | 10.1592 | 0.34955 | 10 | 0.50877
72695 | 13.8 | 0.8 | 365 | 12.6304 | 0.29944 | 12 | 0.92982
73032 | 11.05 | 0.8 | 365 | 10.1135 | 0.25789 | 10 | 0.37134
52304 | 16.9 | 1 | 365 | 19.3345 | 0.72831 | 20 | 0.062857
73033 | 13.545 | 0.8 | 365 | 12.397 | 0.83195 | 13 | 0.22894
55022 | 15.08 | 1 | 365 | 17.2524 | 0.55757 | 17 | 0.80993
54825 | 7.54 | 1 | 365 | 8.6262 | 0.27878 | 8 | 0.90497
20022 | 8.32 | 1 | 365 | 9.5185 | 0.066245 | 9 | 0.58479
72007 | 6.44 | 0.8 | 365 | 5.8942 | 0.80641 | 6 | 0.70058
72159 | 7.25 | 0.8 | 365 | 6.6355 | 0.29137 | 6 | 0.9269
72091 | 2.61 | 0.8 | 365 | 2.3888 | 0.78489 | 3 | 0.17368
72463 | 4.76 | 0.8 | 365 | 4.3566 | 0.72647 | 5 | 0.083039
73037 | 5.88 | 0.8 | 365 | 5.3816 | 0.77976 | 6 | 0.1614
73038 | 7.84 | 0.8 | 365 | 7.1755 | 0.37302 | 7 | 0.54853
73039 | 13.92 | 0.8 | 365 | 12.7402 | 0.51944 | 13 | 0.25964
73040 | 13.25 | 1 | 365 | 15.1587 | 0.36391 | 15 | 0.52265
73041 | 4.675 | 0.8 | 365 | 4.2788 | 0.57064 | 4 | 0.84941
73042 | 5.775 | 0.8 | 365 | 5.2855 | 0.58727 | 5 | 0.8728
73043 | 7.15 | 0.8 | 365 | 6.544 | 0.10804 | 6 | 0.65204
73044 | 6.6 | 0.8 | 365 | 6.0406 | 0.099732 | 6 | 0.14035
73045 | 5.76 | 0.8 | 365 | 5.2718 | 0.55977 | 5 | 0.83158
72527 | 3.92 | 0.8 | 365 | 3.5878 | 0.18651 | 3 | 0.77427
65307 | 56.16 | 0.8 | 365 | 51.4001 | 0.95772 | 52 | 0.35787
73050 | 5.76 | 0.8 | 365 | 5.2718 | 0.55977 | 5 | 0.83158
73052 | 10.37 | 0.8 | 365 | 9.4911 | 0.011246 | 9 | 0.50233
73051 | 5.225 | 0.8 | 365 | 4.7822 | 0.57895 | 5 | 0.36111
73054 | 6.54 | 0.8 | 365 | 5.9857 | 0.98973 | 6 | 0.97544
73055 | 8.8 | 0.8 | 365 | 8.0542 | 0.13298 | 8 | 0.18713
73057 | 4.5 | 0.8 | 365 | 4.1186 | 0.24982 | 4 | 0.36842
71633 | 3.72 | 0.8 | 365 | 3.4047 | 0.81985 | 4 | 0.22456
71625 | 12.07 | 0.8 | 365 | 11.047 | 0.12784 | 11 | 0.17485
73060 | 2.52 | 0.8 | 365 | 2.3064 | 0.6199 | 2 | 0.92631
72646 | 12.96 | 0.8 | 365 | 11.8616 | 0.75947 | 12 | 0.62105
72348 | 7.95 | 1 | 365 | 9.0952 | 0.21835 | 9 | 0.31359
72415 | 4.62 | 0.8 | 365 | 4.2284 | 0.46981 | 4 | 0.69824
70812 | 8.775 | 0.8 | 365 | 8.0313 | 0.087144 | 8 | 0.11842
73061 | 4.2 | 0.8 | 365 | 3.844 | 0.69983 | 4 | 0.54386
73062 | 4.2 | 0.8 | 365 | 3.844 | 0.69983 | 4 | 0.54386
69862 | 5.4 | 0.8 | 365 | 4.9423 | 0.89978 | 5 | 0.8421
73063 | 2.56 | 0.8 | 365 | 2.343 | 0.69323 | 3 | 0.036256
73065 | 8.1 | 0.8 | 365 | 7.4135 | 0.84967 | 8 | 0.26315
72914 | 13.8 | 0.8 | 365 | 12.6304 | 0.29944 | 12 | 0.92982
73066 | 7.15 | 0.8 | 365 | 6.544 | 0.10804 | 6 | 0.65204
72910 | 13.8 | 0.8 | 365 | 12.6304 | 0.29944 | 12 | 0.92982
73048 | 15.87 | 0.8 | 365 | 14.5249 | 0.094357 | 14 | 0.61929
73067 | 10.23 | 0.8 | 365 | 9.363 | 0.75459 | 10 | 0.11754
73071 | 5.5 | 0.8 | 365 | 5.0338 | 0.08311 | 5 | 0.11696
73075 | 5.32 | 0.8 | 365 | 4.8691 | 0.75312 | 5 | 0.62222
73076 | 14.04 | 0.8 | 365 | 12.85 | 0.73943 | 13 | 0.58947
73077 | 5.4 | 0.8 | 365 | 4.9423 | 0.89978 | 5 | 0.8421
73079 | 7.2 | 0.8 | 365 | 6.5898 | 0.19971 | 6 | 0.78947
73080 | 5.4 | 0.8 | 365 | 4.9423 | 0.89978 | 5 | 0.8421
73081 | 7.695 | 0.8 | 365 | 7.0428 | 0.10719 | 7 | 0.15
73082 | 11.96 | 0.8 | 365 | 10.9463 | 0.92618 | 11 | 0.87251
73083 | 4.5 | 0.8 | 365 | 4.1186 | 0.24982 | 4 | 0.36842
73084 | 6.44 | 0.8 | 365 | 5.8942 | 0.80641 | 6 | 0.70058
73085 | 8.32 | 0.8 | 365 | 7.6148 | 0.253 | 7 | 0.86783
73087 | 3.92 | 0.8 | 365 | 3.5878 | 0.18651 | 3 | 0.77427
73088 | 6.72 | 0.8 | 365 | 6.1504 | 0.31973 | 6 | 0.47017
73089 | 7.395 | 0.8 | 365 | 6.7682 | 0.5572 | 7 | 0.32544
73086 | 9.9 | 0.8 | 365 | 9.0609 | 0.1496 | 9 | 0.21052
73090 | 13.26 | 0.8 | 365 | 12.1361 | 0.30946 | 12 | 0.44561
73091 | 13.44 | 0.8 | 365 | 12.3009 | 0.63946 | 12 | 0.94035
73092 | 12.8 | 0.8 | 365 | 11.7151 | 0.46615 | 12 | 0.18128
73093 | 12.16 | 0.8 | 365 | 11.1294 | 0.29284 | 11 | 0.42222
73094 | 6.6 | 0.8 | 365 | 6.0406 | 0.099732 | 6 | 0.14035
73095 | 7.2 | 0.8 | 365 | 6.5898 | 0.19971 | 6 | 0.78947
73097 | 7.2 | 0.8 | 365 | 6.5898 | 0.19971 | 6 | 0.78947
73098 | 14.49 | 0.8 | 365 | 13.2619 | 0.56441 | 13 | 0.82631
73099 | 5.355 | 0.8 | 365 | 4.9011 | 0.81728 | 5 | 0.71842
73101 | 7.15 | 0.8 | 365 | 6.544 | 0.10804 | 6 | 0.65204
73102 | 4.2 | 0.8 | 365 | 3.844 | 0.69983 | 4 | 0.54386
73103 | 4.2 | 0.8 | 365 | 3.844 | 0.69983 | 4 | 0.54386
73108 | 7.54 | 0.8 | 365 | 6.9009 | 0.82303 | 7 | 0.72397
73109 | 11.115 | 0.8 | 365 | 10.1729 | 0.37705 | 10 | 0.55
73110 | 5.22 | 0.8 | 365 | 4.7776 | 0.56979 | 5 | 0.34737
73111 | 12.375 | 0.8 | 365 | 11.3262 | 0.687 | 12 | 0.013153
73112 | 4.06 | 0.8 | 365 | 3.7159 | 0.44317 | 4 | 0.15906
73113 | 3.64 | 0.8 | 365 | 3.3315 | 0.67319 | 4 | 0.0046769
73115 | 6.44 | 0.8 | 365 | 5.8942 | 0.80641 | 6 | 0.70058
73118 | 8.4 | 0.8 | 365 | 7.6881 | 0.39966 | 8 | 0.087716
73119 | 7.15 | 0.8 | 365 | 6.544 | 0.10804 | 6 | 0.65204
73120 | 4.8 | 0.8 | 365 | 4.3932 | 0.79981 | 5 | 0.19298
73124 | 4.2 | 0.8 | 365 | 3.844 | 0.69983 | 4 | 0.54386
73126 | 5.88 | 0.8 | 365 | 5.3816 | 0.77976 | 6 | 0.1614
73096 | 8.8 | 0.8 | 365 | 8.0542 | 0.13298 | 8 | 0.18713
73128 | 4.95 | 0.8 | 365 | 4.5305 | 0.074799 | 4 | 0.60526
73129 | 13.23 | 0.8 | 365 | 12.1087 | 0.25446 | 12 | 0.36315
73018 | 8.12 | 0.8 | 365 | 7.4318 | 0.88634 | 8 | 0.31813
73130 | 3.92 | 0.8 | 365 | 3.5878 | 0.18651 | 3 | 0.77427
64445 | 44.2 | 0.8 | 365 | 40.4538 | 0.031542 | 40 | 0.48536
73133 | 6.9 | 0.8 | 365 | 6.3152 | 0.64972 | 6 | 0.96491
73134 | 5.7 | 0.8 | 365 | 5.2169 | 0.44977 | 5 | 0.66666
72878 | 15 | 0.8 | 365 | 13.7287 | 0.49939 | 14 | 0.22806
73135 | 11.76 | 0.8 | 365 | 10.7633 | 0.55952 | 11 | 0.3228
68871 | 8.12 | 0.8 | 365 | 7.4318 | 0.88634 | 8 | 0.31813
73136 | 6.08 | 0.8 | 365 | 5.5647 | 0.14642 | 5 | 0.71111
73137 | 11.2 | 0.8 | 365 | 10.2507 | 0.53288 | 10 | 0.78362
68862 | 10.08 | 0.8 | 365 | 9.2257 | 0.47959 | 9 | 0.70526
73138 | 12.435 | 0.8 | 365 | 11.3811 | 0.797 | 12 | 0.17807
68869 | 9.9 | 0.8 | 365 | 9.0609 | 0.1496 | 9 | 0.21052
73139 | 24.42 | 0.8 | 365 | 22.3503 | 0.76901 | 23 | 0.11929
73141 | 3.35 | 0.8 | 365 | 3.0661 | 0.14153 | 3 | 0.2076
73143 | 8.64 | 0.8 | 365 | 7.9077 | 0.83965 | 8 | 0.74736
73146 | 12.21 | 0.8 | 365 | 11.1751 | 0.38451 | 11 | 0.55964
73145 | 2.75 | 0.8 | 365 | 2.5169 | 0.041555 | 2 | 0.55848
51339 | 24.795 | 0.8 | 365 | 22.6935 | 0.45649 | 23 | 0.14999
73147 | 3.78 | 1 | 365 | 4.3245 | 0.66231 | 4 | 0.98684
73149 | 10.08 | 0.8 | 365 | 9.2257 | 0.47959 | 9 | 0.70526
73150 | 3 | 0.8 | 365 | 2.7457 | 0.49988 | 3 | 0.24561
73151 | 7.875 | 0.8 | 365 | 7.2076 | 0.43718 | 7 | 0.64473
73152 | 8.16 | 0.8 | 365 | 7.4684 | 0.95967 | 8 | 0.42807
73153 | 9.38 | 0.8 | 365 | 8.585 | 0.19629 | 8 | 0.78128
73154 | 11.16 | 0.8 | 365 | 10.2141 | 0.45955 | 10 | 0.67368
73155 | 7 | 0.8 | 365 | 6.4067 | 0.83305 | 7 | 0.23976
64769 | 131.32 | 0.7 | 365 | 105.1662 | 0.65451 | 105 | 0.82071
73156 | 13.5 | 0.8 | 365 | 12.3558 | 0.74945 | 13 | 0.10526
73157 | 6.3 | 0.8 | 365 | 5.766 | 0.54974 | 6 | 0.31579
73159 | 10.2 | 0.8 | 365 | 9.3355 | 0.69959 | 10 | 0.035084
73161 | 8.64 | 0.8 | 365 | 7.9077 | 0.83965 | 8 | 0.74736
73164 | 7.54 | 0.8 | 365 | 6.9009 | 0.82303 | 7 | 0.72397
73162 | 5.83 | 0.8 | 365 | 5.3359 | 0.6881 | 6 | 0.023974
73163 | 6.09 | 0.8 | 365 | 5.5738 | 0.16475 | 5 | 0.73859
73165 | 3.92 | 0.8 | 365 | 3.5878 | 0.18651 | 3 | 0.77427
73167 | 10.26 | 0.8 | 365 | 9.3904 | 0.80958 | 10 | 0.2
73166 | 8.71 | 0.8 | 365 | 7.9718 | 0.96798 | 8 | 0.93976
73168 | 7.2 | 0.8 | 365 | 6.5898 | 0.19971 | 6 | 0.78947
73169 | 12.21 | 0.8 | 365 | 11.1751 | 0.38451 | 11 | 0.55964
73170 | 7.2 | 0.8 | 365 | 6.5898 | 0.19971 | 6 | 0.78947
72829 | 12.73 | 0.8 | 365 | 11.6511 | 0.33782 | 11 | 0.98888
73172 | 3.3 | 0.8 | 365 | 3.0203 | 0.049866 | 3 | 0.070174
73171 | 7.26 | 0.8 | 365 | 6.6447 | 0.30971 | 6 | 0.95438
73174 | 7.935 | 0.8 | 365 | 7.2625 | 0.54718 | 7 | 0.80965
73176 | 5.4 | 0.8 | 365 | 4.9423 | 0.89978 | 5 | 0.8421
73177 | 8.4 | 0.8 | 365 | 7.6881 | 0.39966 | 8 | 0.087716
73178 | 6.21 | 0.8 | 365 | 5.6837 | 0.38475 | 6 | 0.068418
73070 | 10.08 | 0.8 | 365 | 9.2257 | 0.47959 | 9 | 0.70526
73180 | 6.6 | 0.8 | 365 | 6.0406 | 0.099732 | 6 | 0.14035
73127 | 10.36 | 0.8 | 365 | 9.4819 | 0.99291 | 10 | 0.47485
73181 | 6 | 0.8 | 365 | 5.4915 | 0.99976 | 6 | 0.49123
73182 | 5.13 | 0.8 | 365 | 4.6952 | 0.40479 | 5 | 0.099998
73184 | 2.32 | 0.8 | 365 | 2.1234 | 0.25324 | 2 | 0.37661
73185 | 7.83 | 0.8 | 365 | 7.1664 | 0.35468 | 7 | 0.52105
73183 | 9.28 | 0.8 | 365 | 8.4935 | 0.012957 | 8 | 0.50643
73186 | 4.2 | 0.8 | 365 | 3.844 | 0.69983 | 4 | 0.54386
73189 | 7.98 | 0.8 | 365 | 7.3037 | 0.62968 | 7 | 0.93333
73191 | 7.25 | 0.8 | 365 | 6.6355 | 0.29137 | 6 | 0.9269
73188 | 10.08 | 0.8 | 365 | 9.2257 | 0.47959 | 9 | 0.70526
72440 | 27.295 | 0.6 | 365 | 18.7362 | 0.5298 | 19 | 0.266
73194 | 4.275 | 0.8 | 365 | 3.9127 | 0.83733 | 4 | 0.75
73193 | 4.335 | 0.8 | 365 | 3.9676 | 0.94732 | 4 | 0.91491
73195 | 4.275 | 0.8 | 365 | 3.9127 | 0.83733 | 4 | 0.75
73196 | 9.24 | 0.8 | 365 | 8.4569 | 0.93963 | 9 | 0.39649
73197 | 8.265 | 0.8 | 365 | 7.5645 | 0.15216 | 7 | 0.71666
73198 | 6.96 | 0.8 | 365 | 6.3701 | 0.75972 | 7 | 0.12982
73199 | 9.54 | 0.8 | 365 | 8.7314 | 0.48961 | 9 | 0.22105
73200 | 5.415 | 0.8 | 365 | 4.9561 | 0.92728 | 5 | 0.88333
73201 | 2 | 0.8 | 365 | 1.8305 | 0.66659 | 2 | 0.49708
73202 | 8.67 | 0.8 | 365 | 7.9352 | 0.89465 | 8 | 0.82982
73203 | 8.265 | 0.8 | 365 | 7.5645 | 0.15216 | 7 | 0.71666
73205 | 13.515 | 0.8 | 365 | 12.3695 | 0.77695 | 13 | 0.14649
73207 | 5.32 | 0.8 | 365 | 4.8691 | 0.75312 | 5 | 0.62222
73204 | 7.8 | 0.8 | 365 | 7.1389 | 0.29968 | 7 | 0.43859
73208 | 11.97 | 0.8 | 365 | 10.9555 | 0.94451 | 11 | 0.9
73209 | 6.6 | 0.8 | 365 | 6.0406 | 0.099732 | 6 | 0.14035
73210 | 3 | 0.8 | 365 | 2.7457 | 0.49988 | 3 | 0.24561
73211 | 13.5 | 1 | 365 | 15.4448 | 0.93682 | 16 | 0.38157
73212 | 8.45 | 0.8 | 365 | 7.7338 | 0.49132 | 8 | 0.22514
73213 | 5.4 | 0.8 | 365 | 4.9423 | 0.89978 | 5 | 0.8421
73214 | 11.02 | 0.8 | 365 | 10.086 | 0.20289 | 10 | 0.28888
73215 | 6.71 | 0.8 | 365 | 6.1413 | 0.30139 | 6 | 0.44269
73216 | 6.12 | 0.8 | 365 | 5.6013 | 0.21975 | 5 | 0.82105
73232 | 3 | 0.8 | 365 | 2.7457 | 0.49988 | 3 | 0.24561
73233 | 4.48 | 0.8 | 365 | 4.1003 | 0.21315 | 4 | 0.31345
73234 | 7 | 0.8 | 365 | 6.4067 | 0.83305 | 7 | 0.23976
73238 | 9.6 | 0.8 | 365 | 8.7864 | 0.59961 | 9 | 0.38596
73237 | 4.2 | 0.8 | 365 | 3.844 | 0.69983 | 4 | 0.54386
73240 | 7.44 | 0.8 | 365 | 6.8094 | 0.6397 | 7 | 0.44912
73241 | 6.7 | 0.8 | 365 | 6.1321 | 0.28306 | 6 | 0.4152
73242 | 3.92 | 0.8 | 365 | 3.5878 | 0.18651 | 3 | 0.77427
73243 | 4.32 | 0.8 | 365 | 3.9539 | 0.91982 | 4 | 0.87368
73249 | 11.34 | 0.8 | 365 | 10.3789 | 0.78954 | 11 | 0.16842
73253 | 9.24 | 0.8 | 365 | 8.4569 | 0.93963 | 9 | 0.39649
73255 | 13.2 | 0.8 | 365 | 12.0812 | 0.19946 | 12 | 0.2807
73256 | 10.24 | 0.8 | 365 | 9.3721 | 0.77292 | 10 | 0.14503
73257 | 5.565 | 0.8 | 365 | 5.0933 | 0.20227 | 5 | 0.29561
73258 | 9.805 | 0.8 | 365 | 8.974 | 0.97544 | 9 | 0.94941
73259 | 4.2 | 0.8 | 365 | 3.844 | 0.69983 | 4 | 0.54386
73260 | 6.21 | 0.8 | 365 | 5.6837 | 0.38475 | 6 | 0.068418
73261 | 7.84 | 0.8 | 365 | 7.1755 | 0.37302 | 7 | 0.54853
73262 | 11.76 | 0.8 | 365 | 10.7633 | 0.55952 | 11 | 0.3228
73263 | 7.68 | 0.8 | 365 | 7.0291 | 0.079689 | 7 | 0.10877
73264 | 9.455 | 0.8 | 365 | 8.6536 | 0.33378 | 8 | 0.98742
73265 | 4.725 | 0.8 | 365 | 4.3245 | 0.66231 | 4 | 0.98684
73268 | 9.805 | 0.8 | 365 | 8.974 | 0.97544 | 9 | 0.94941
73269 | 10.92 | 0.8 | 365 | 9.9945 | 0.019557 | 10 | 0.014031
73270 | 8.99 | 0.8 | 365 | 8.2281 | 0.4813 | 8 | 0.70935
73279 | 6.6 | 0.8 | 365 | 6.0406 | 0.099732 | 6 | 0.14035
73271 | 7.28 | 0.8 | 365 | 6.663 | 0.34637 | 7 | 0.0093537
73272 | 6.625 | 0.8 | 365 | 6.0635 | 0.14556 | 6 | 0.20906
73273 | 9.52 | 0.8 | 365 | 8.7131 | 0.45295 | 9 | 0.16608
73274 | 5.32 | 0.8 | 365 | 4.8691 | 0.75312 | 5 | 0.62222
73275 | 9.28 | 0.8 | 365 | 8.4935 | 0.012957 | 8 | 0.50643
73276 | 7.28 | 0.8 | 365 | 6.663 | 0.34637 | 7 | 0.0093537
73277 | 4.35 | 0.8 | 365 | 3.9813 | 0.97482 | 4 | 0.95614
73278 | 11.34 | 0.8 | 365 | 10.3789 | 0.78954 | 11 | 0.16842
73280 | 9.805 | 0.8 | 365 | 8.974 | 0.97544 | 9 | 0.94941
63498 | 47.6 | 0.65 | 365 | 35.3971 | 0.9026 | 36 | 0.29969
71101 | 2.94 | 0.8 | 365 | 2.6908 | 0.38988 | 3 | 0.080701
73281 | 5.6 | 0.8 | 365 | 5.1254 | 0.26644 | 5 | 0.39181
73283 | 8.64 | 0.8 | 365 | 7.9077 | 0.83965 | 8 | 0.74736
73284 | 12 | 0.8 | 365 | 10.9829 | 0.99951 | 11 | 0.98245
73291 | 13.44 | 0.8 | 365 | 12.3009 | 0.63946 | 12 | 0.94035
23076 | 1316.7 | 1 | 365 | 1506.3785 | 0.37079 | 1506 | 0.74932
23085 | 1316.7 | 1 | 365 | 1506.3785 | 0.37079 | 1506 | 0.74932
73292 | 3.08 | 0.8 | 365 | 2.819 | 0.64654 | 3 | 0.4655
73295 | 3.84 | 0.8 | 365 | 3.5145 | 0.039844 | 3 | 0.55438
73297 | 5.695 | 0.8 | 365 | 5.2123 | 0.4406 | 5 | 0.65292
73294 | 12.48 | 0.8 | 365 | 11.4223 | 0.87949 | 12 | 0.30175
73296 | 8.64 | 0.8 | 365 | 7.9077 | 0.83965 | 8 | 0.74736
73286 | 7.685 | 0.8 | 365 | 7.0337 | 0.088855 | 7 | 0.12251
73298 | 13.68 | 0.8 | 365 | 12.5205 | 0.079446 | 12 | 0.59999
73299 | 7.475 | 0.8 | 365 | 6.8415 | 0.70386 | 7 | 0.54532
73300 | 10.64 | 0.8 | 365 | 9.7382 | 0.50624 | 10 | 0.24444
73301 | 4.48 | 0.8 | 365 | 4.1003 | 0.21315 | 4 | 0.31345
73305 | 11.2 | 0.8 | 365 | 10.2507 | 0.53288 | 10 | 0.78362
73304 | 4.8 | 0.8 | 365 | 4.3932 | 0.79981 | 5 | 0.19298
30546 | 1316.7 | 1 | 365 | 1506.3785 | 0.37079 | 1506 | 0.74932
73306 | 10.8 | 0.8 | 365 | 9.8846 | 0.79956 | 10 | 0.68421
73309 | 8.235 | 0.8 | 365 | 7.537 | 0.097166 | 7 | 0.63421
73310 | 16.2 | 0.8 | 365 | 14.827 | 0.69934 | 15 | 0.52631
73318 | 6.67 | 0.8 | 365 | 6.1047 | 0.22806 | 6 | 0.33275
73327 | 9.3 | 0.8 | 365 | 8.5118 | 0.049623 | 8 | 0.5614
73328 | 9.15 | 0.8 | 365 | 8.3745 | 0.77463 | 9 | 0.14912
73329 | 9 | 0.8 | 365 | 8.2372 | 0.49964 | 8 | 0.73684
73330 | 13.8 | 1 | 365 | 15.788 | 0.6243 | 16 | 0.41227
20438 | 5998.59 | 0.8 | 365 | 5490.1783 | 0.17186 | 5490 | 0.35016
35874 | 6.63 | 1 | 365 | 7.5851 | 0.19341 | 7 | 0.77851
50741 | 243.1 | 0.9 | 365 | 250.308 | 0.38266 | 250 | 0.69068
68797 | 8.84 | 0.8 | 365 | 8.0908 | 0.20631 | 8 | 0.29707
71018 | 5.2 | 0.8 | 365 | 4.7593 | 0.53312 | 5 | 0.2924
73121 | 4.2 | 0.8 | 365 | 3.844 | 0.69983 | 4 | 0.54386
73122 | 4.35 | 0.8 | 365 | 3.9813 | 0.97482 | 4 | 0.95614
73123 | 2.8 | 0.8 | 365 | 2.5627 | 0.13322 | 2 | 0.69591
73125 | 3.36 | 0.8 | 365 | 3.0752 | 0.15986 | 3 | 0.23509
73187 | 8.7 | 0.8 | 365 | 7.9626 | 0.94965 | 8 | 0.91228
73266 | 8.7 | 0.8 | 365 | 7.9626 | 0.94965 | 8 | 0.91228
73334 | 6.1 | 0.8 | 365 | 5.583 | 0.18309 | 5 | 0.76608
73335 | 24 | 0.8 | 365 | 21.9659 | 0.99903 | 22 | 0.9649
73336 | 5.13 | 0.8 | 365 | 4.6952 | 0.40479 | 5 | 0.099998
73339 | 5.76 | 0.8 | 365 | 5.2718 | 0.55977 | 5 | 0.83158
73340 | 11.16 | 0.8 | 365 | 10.2141 | 0.45955 | 10 | 0.67368
73341 | 9.9 | 0.8 | 365 | 9.0609 | 0.1496 | 9 | 0.21052
73342 | 6.03 | 0.8 | 365 | 5.5189 | 0.054756 | 5 | 0.57368
73348 | 5.4 | 0.8 | 365 | 4.9423 | 0.89978 | 5 | 0.8421
73349 | 9.9 | 0.8 | 365 | 9.0609 | 0.1496 | 9 | 0.21052
73350 | 13.325 | 0.8 | 365 | 12.1956 | 0.42863 | 12 | 0.62426
73351 | 7.8 | 0.8 | 365 | 7.1389 | 0.29968 | 7 | 0.43859
73352 | 6.27 | 0.8 | 365 | 5.7386 | 0.49475 | 6 | 0.23333
73353 | 9.715 | 0.8 | 365 | 8.8916 | 0.81044 | 9 | 0.70204
73354 | 4.55 | 0.8 | 365 | 4.1644 | 0.34148 | 4 | 0.50585
73355 | 10.8 | 0.8 | 365 | 9.8846 | 0.79956 | 10 | 0.68421
73356 | 12.73 | 0.8 | 365 | 11.6511 | 0.33782 | 11 | 0.98888
73357 | 6.825 | 0.8 | 365 | 6.2465 | 0.51222 | 6 | 0.75877
73358 | 7.5 | 0.8 | 365 | 6.8643 | 0.7497 | 7 | 0.61403
73359 | 6.875 | 0.8 | 365 | 6.2923 | 0.60389 | 6 | 0.8962
73362 | 3 | 0.8 | 365 | 2.7457 | 0.49988 | 3 | 0.24561
73364 | 11.4 | 0.8 | 365 | 10.4338 | 0.89954 | 11 | 0.33333
73366 | 6.9 | 0.8 | 365 | 6.3152 | 0.64972 | 6 | 0.96491
73367 | 10.2 | 0.8 | 365 | 9.3355 | 0.69959 | 10 | 0.035084
73368 | 5.225 | 0.8 | 365 | 4.7822 | 0.57895 | 5 | 0.36111
73369 | 12 | 0.8 | 365 | 10.9829 | 0.99951 | 11 | 0.98245
73370 | 4.5 | 0.8 | 365 | 4.1186 | 0.24982 | 4 | 0.36842
73371 | 3.025 | 0.8 | 365 | 2.7686 | 0.54571 | 3 | 0.31433
73373 | 8.12 | 0.8 | 365 | 7.4318 | 0.88634 | 8 | 0.31813
73374 | 4.48 | 0.8 | 365 | 4.1003 | 0.21315 | 4 | 0.31345
73375 | 7 | 0.8 | 365 | 6.4067 | 0.83305 | 7 | 0.23976
73378 | 11.2 | 0.8 | 365 | 10.2507 | 0.53288 | 10 | 0.78362
73380 | 10.92 | 0.8 | 365 | 9.9945 | 0.019557 | 10 | 0.014031
73381 | 7.59 | 0.8 | 365 | 6.9467 | 0.91469 | 7 | 0.8614
73382 | 3.9 | 0.8 | 365 | 3.5695 | 0.14984 | 3 | 0.7193
73383 | 8.265 | 0.8 | 365 | 7.5645 | 0.15216 | 7 | 0.71666
73384 | 8.125 | 0.8 | 365 | 7.4364 | 0.8955 | 8 | 0.33187
73385 | 9.52 | 0.8 | 365 | 8.7131 | 0.45295 | 9 | 0.16608
73387 | 3.9 | 0.8 | 365 | 3.5695 | 0.14984 | 3 | 0.7193
73388 | 9.765 | 0.8 | 365 | 8.9374 | 0.9021 | 9 | 0.83947
73389 | 8.45 | 0.8 | 365 | 7.7338 | 0.49132 | 8 | 0.22514
73392 | 6.3 | 0.8 | 365 | 5.766 | 0.54974 | 6 | 0.31579
73393 | 11.1 | 0.8 | 365 | 10.1592 | 0.34955 | 10 | 0.50877
73394 | 10.075 | 0.8 | 365 | 9.2211 | 0.47042 | 9 | 0.69152
73395 | 8.125 | 0.8 | 365 | 7.4364 | 0.8955 | 8 | 0.33187
73396 | 9.6 | 0.8 | 365 | 8.7864 | 0.59961 | 9 | 0.38596
73397 | 2.7 | 0.8 | 365 | 2.4712 | 0.94989 | 3 | 0.42105
73401 | 13.325 | 0.8 | 365 | 12.1956 | 0.42863 | 12 | 0.62426
73402 | 13.325 | 0.8 | 365 | 12.1956 | 0.42863 | 12 | 0.62426
73405 | 5.525 | 0.8 | 365 | 5.0567 | 0.12894 | 5 | 0.18567
73406 | 7.2 | 0.8 | 365 | 6.5898 | 0.19971 | 6 | 0.78947
73411 | 3 | 0.8 | 365 | 2.7457 | 0.49988 | 3 | 0.24561
73414 | 3 | 0.8 | 365 | 2.7457 | 0.49988 | 3 | 0.24561
73415 | 6.5 | 0.8 | 365 | 5.9491 | 0.9164 | 6 | 0.86549
73416 | 5.85 | 0.8 | 365 | 5.3542 | 0.72476 | 6 | 0.078945
73417 | 12 | 0.8 | 365 | 10.9829 | 0.99951 | 11 | 0.98245
73418 | 6.5 | 0.8 | 365 | 5.9491 | 0.9164 | 6 | 0.86549
73419 | 11.375 | 0.8 | 365 | 10.4109 | 0.85371 | 11 | 0.26462
73420 | 9.045 | 0.8 | 365 | 8.2784 | 0.58213 | 8 | 0.86052
73421 | 4.55 | 0.8 | 365 | 4.1644 | 0.34148 | 4 | 0.50585
73422 | 6.5 | 0.8 | 365 | 5.9491 | 0.9164 | 6 | 0.86549
73424 | 10.08 | 0.8 | 365 | 9.2257 | 0.47959 | 9 | 0.70526
73426 | 8.68 | 0.8 | 365 | 7.9443 | 0.91298 | 8 | 0.85731
73427 | 4.62 | 0.8 | 365 | 4.2284 | 0.46981 | 4 | 0.69824
73428 | 3.08 | 0.8 | 365 | 2.819 | 0.64654 | 3 | 0.4655
73433 | 9.52 | 0.8 | 365 | 8.7131 | 0.45295 | 9 | 0.16608
73438 | 14.84 | 0.8 | 365 | 13.5822 | 0.20607 | 13 | 0.7883
73439 | 6 | 0.8 | 365 | 5.4915 | 0.99976 | 6 | 0.49123
73440 | 8.48 | 0.8 | 365 | 7.7613 | 0.54632 | 8 | 0.3076
73441 | 7.425 | 0.8 | 365 | 6.7957 | 0.6122 | 7 | 0.40789
73443 | 4.2 | 0.8 | 365 | 3.844 | 0.69983 | 4 | 0.54386
73444 | 6.96 | 0.8 | 365 | 6.3701 | 0.75972 | 7 | 0.12982
73446 | 8.45 | 0.8 | 365 | 7.7338 | 0.49132 | 8 | 0.22514
73448 | 4.76 | 0.8 | 365 | 4.3566 | 0.72647 | 5 | 0.083039
73450 | 6.44 | 0.8 | 365 | 5.8942 | 0.80641 | 6 | 0.70058
73451 | 5.04 | 0.8 | 365 | 4.6128 | 0.2398 | 4 | 0.85263
73452 | 10.2 | 0.8 | 365 | 9.3355 | 0.69959 | 10 | 0.035084
73453 | 12.6 | 0.8 | 365 | 11.5321 | 0.099489 | 11 | 0.63157
73454 | 16.74 | 0.8 | 365 | 15.3212 | 0.68932 | 16 | 0.010519
73455 | 5.6 | 0.8 | 365 | 5.1254 | 0.26644 | 5 | 0.39181
73458 | 4.5 | 0.8 | 365 | 4.1186 | 0.24982 | 4 | 0.36842
70329 | 5.3 | 0.8 | 365 | 4.8508 | 0.71645 | 5 | 0.56725
72865 | 5.232 | 0.8 | 365 | 4.7886 | 0.59179 | 5 | 0.38035
72868 | 8.375 | 0.8 | 365 | 7.6652 | 0.35383 | 8 | 0.019002
72871 | 11.16 | 0.8 | 365 | 10.2141 | 0.45955 | 10 | 0.67368
72873 | 7.44 | 0.8 | 365 | 6.8094 | 0.6397 | 7 | 0.44912
72879 | 8.96 | 0.8 | 365 | 8.2006 | 0.4263 | 8 | 0.6269
72885 | 8.12 | 0.8 | 365 | 7.4318 | 0.88634 | 8 | 0.31813
72933 | 6.6 | 0.8 | 365 | 6.0406 | 0.099732 | 6 | 0.14035
72677 | 9.9 | 0.8 | 365 | 9.0609 | 0.1496 | 9 | 0.21052
73056 | 4.14 | 0.8 | 365 | 3.7891 | 0.58983 | 4 | 0.37895
73035 | 3.85 | 0.8 | 365 | 3.5237 | 0.058177 | 3 | 0.58187
73114 | 2.8 | 0.8 | 365 | 2.5627 | 0.13322 | 2 | 0.69591
66585 | 25 | 0.8 | 365 | 22.8811 | 0.83232 | 23 | 0.71344
49940 | 6.3 | 0.8 | 365 | 5.766 | 0.54974 | 6 | 0.31579
73267 | 11.07 | 0.8 | 365 | 10.1318 | 0.29455 | 10 | 0.42631
73116 | 9.24 | 0.8 | 365 | 8.4569 | 0.93963 | 9 | 0.39649
73285 | 3.315 | 0.8 | 365 | 3.034 | 0.077366 | 3 | 0.1114
73302 | 8.54 | 0.8 | 365 | 7.8162 | 0.65632 | 8 | 0.47251
73308 | 12.47 | 0.8 | 365 | 11.4131 | 0.86116 | 12 | 0.27426
73333 | 6 | 0.8 | 365 | 5.4915 | 0.99976 | 6 | 0.49123
71947 | 3.08 | 0.8 | 365 | 2.819 | 0.64654 | 3 | 0.4655
72100 | 17.64 | 0.8 | 365 | 16.1449 | 0.33928 | 16 | 0.4842
73459 | 6.9 | 0.8 | 365 | 6.3152 | 0.64972 | 6 | 0.96491
73436 | 10.92 | 0.8 | 365 | 9.9945 | 0.019557 | 10 | 0.014031
73461 | 4.845 | 0.8 | 365 | 4.4344 | 0.8823 | 5 | 0.31666
73463 | 10.065 | 0.8 | 365 | 9.2119 | 0.45209 | 9 | 0.66403
73464 | 3.92 | 0.8 | 365 | 3.5878 | 0.18651 | 3 | 0.77427
73465 | 5.6 | 0.8 | 365 | 5.1254 | 0.26644 | 5 | 0.39181
73466 | 7.28 | 0.8 | 365 | 6.663 | 0.34637 | 7 | 0.0093537
73467 | 7.84 | 0.8 | 365 | 7.1755 | 0.37302 | 7 | 0.54853
73471 | 6.095 | 0.8 | 365 | 5.5784 | 0.17392 | 5 | 0.75234
73462 | 9.805 | 0.8 | 365 | 8.974 | 0.97544 | 9 | 0.94941
73472 | 4.2 | 0.8 | 365 | 3.844 | 0.69983 | 4 | 0.54386
73474 | 8.4 | 0.8 | 365 | 7.6881 | 0.39966 | 8 | 0.087716
73475 | 5.04 | 0.8 | 365 | 4.6128 | 0.2398 | 4 | 0.85263
73481 | 2.56 | 0.8 | 365 | 2.343 | 0.69323 | 3 | 0.036256
73160 | 9.6 | 0.8 | 365 | 8.7864 | 0.59961 | 9 | 0.38596
73486 | 9.24 | 0.8 | 365 | 8.4569 | 0.93963 | 9 | 0.39649
73487 | 8.525 | 0.8 | 365 | 7.8025 | 0.62882 | 8 | 0.43128
73488 | 11.55 | 0.8 | 365 | 10.5711 | 0.17453 | 10 | 0.74561
73489 | 6.825 | 0.8 | 365 | 6.2465 | 0.51222 | 6 | 0.75877
73492 | 3.05 | 0.8 | 365 | 2.7915 | 0.59154 | 3 | 0.38304
73494 | 4.42 | 0.8 | 365 | 4.0454 | 0.10315 | 4 | 0.14854
73495 | 6.24 | 1 | 365 | 7.1389 | 0.29968 | 7 | 0.43859
73497 | 9.45 | 1 | 365 | 10.8113 | 0.65577 | 11 | 0.4671
73496 | 2.08 | 0.8 | 365 | 1.9037 | 0.81325 | 2 | 0.71696
71965 | 32.94 | 0.9 | 365 | 33.9167 | 0.93725 | 34 | 0.85393
72678 | 10.44 | 0.8 | 365 | 9.5552 | 0.13958 | 9 | 0.69473
35294 | 574.2 | 0.7 | 365 | 459.8419 | 0.092135 | 459 | 0.934
58636 | 10.35 | 0.8 | 365 | 9.4728 | 0.97458 | 10 | 0.44736
54192 | 3.12 | 1 | 365 | 3.5695 | 0.14984 | 3 | 0.7193
55360 | 7.28 | 1 | 365 | 8.3287 | 0.68296 | 9 | 0.011692
70307 | 10.07 | 0.8 | 365 | 9.2165 | 0.46126 | 9 | 0.67777
62901 | 100.8 | 0.7 | 365 | 80.7246 | 0.69642 | 81 | 0.42102
65243 | 53.6 | 0.7 | 365 | 42.925 | 0.98143 | 43 | 0.90641
63058 | 345.05 | 0.7 | 365 | 276.3296 | 0.50547 | 276 | 0.83504
73476 | 8.55 | 0.8 | 365 | 7.8253 | 0.67465 | 8 | 0.5
73501 | 6.825 | 0.8 | 365 | 6.2465 | 0.51222 | 6 | 0.75877
73379 | 10.4 | 0.8 | 365 | 9.5185 | 0.066245 | 9 | 0.58479
73507 | 3.64 | 0.8 | 365 | 3.3315 | 0.67319 | 4 | 0.0046769
73510 | 3.6 | 0.8 | 365 | 3.2949 | 0.59985 | 3 | 0.89474
73513 | 6.93 | 0.8 | 365 | 6.3426 | 0.70472 | 7 | 0.047366
73515 | 8.4 | 0.8 | 365 | 7.6881 | 0.39966 | 8 | 0.087716
73517 | 1.8 | 0.8 | 365 | 1.6474 | 0.29993 | 1 | 0.94737
73363 | 7.65 | 0.8 | 365 | 7.0016 | 0.02469 | 7 | 0.026313
73520 | 10.725 | 0.8 | 365 | 9.816 | 0.66207 | 10 | 0.47807
73410 | 12 | 0.8 | 365 | 10.9829 | 0.99951 | 11 | 0.98245
73521 | 9.15 | 0.8 | 365 | 8.3745 | 0.77463 | 9 | 0.14912
73522 | 13.2 | 0.8 | 365 | 12.0812 | 0.19946 | 12 | 0.2807
73524 | 5.795 | 0.8 | 365 | 5.3038 | 0.62393 | 5 | 0.92778
73525 | 6.825 | 0.8 | 365 | 6.2465 | 0.51222 | 6 | 0.75877
73526 | 9.3 | 0.8 | 365 | 8.5118 | 0.049623 | 8 | 0.5614
73528 | 3.36 | 0.8 | 365 | 3.0752 | 0.15986 | 3 | 0.23509
73529 | 4.76 | 0.8 | 365 | 4.3566 | 0.72647 | 5 | 0.083039
73533 | 12.3 | 0.8 | 365 | 11.2575 | 0.5495 | 11 | 0.80701
73531 | 12.3 | 0.8 | 365 | 11.2575 | 0.5495 | 11 | 0.80701
73534 | 5.94 | 0.8 | 365 | 5.4366 | 0.88976 | 6 | 0.32631
73535 | 6.16 | 0.8 | 365 | 5.6379 | 0.29308 | 5 | 0.93099
73536 | 4.88 | 0.8 | 365 | 4.4664 | 0.94647 | 5 | 0.41286
73537 | 6.05 | 0.8 | 365 | 5.5372 | 0.091421 | 5 | 0.62865
50745 | 430.505 | 0.9 | 365 | 443.2696 | 0.89693 | 444 | 0.16658
73540 | 6.03 | 0.8 | 365 | 5.5189 | 0.054756 | 5 | 0.57368
73541 | 7.32 | 0.8 | 365 | 6.6996 | 0.4197 | 7 | 0.1193
73542 | 8.1 | 0.8 | 365 | 7.4135 | 0.84967 | 8 | 0.26315
73547 | 10.065 | 0.8 | 365 | 9.2119 | 0.45209 | 9 | 0.66403
73549 | 3.85 | 0.8 | 365 | 3.5237 | 0.058177 | 3 | 0.58187
73552 | 8.1 | 0.8 | 365 | 7.4135 | 0.84967 | 8 | 0.26315
72124 | 8.84 | 0.8 | 365 | 8.0908 | 0.20631 | 8 | 0.29707
73557 | 6.1 | 0.8 | 365 | 5.583 | 0.18309 | 5 | 0.76608
73559 | 7.68 | 0.8 | 365 | 7.0291 | 0.079689 | 7 | 0.10877
73561 | 8.625 | 0.8 | 365 | 7.894 | 0.81215 | 8 | 0.70614
73563 | 10.965 | 0.8 | 365 | 10.0357 | 0.10206 | 10 | 0.13771
73565 | 9.9 | 0.8 | 365 | 9.0609 | 0.1496 | 9 | 0.21052
73566 | 9.1 | 0.8 | 365 | 8.3287 | 0.68296 | 9 | 0.011692
73569 | 7.7 | 0.8 | 365 | 7.0474 | 0.11635 | 7 | 0.16374
73568 | 9.9 | 0.8 | 365 | 9.0609 | 0.1496 | 9 | 0.21052
73573 | 5.5 | 0.8 | 365 | 5.0338 | 0.08311 | 5 | 0.11696
73571 | 8.235 | 0.8 | 365 | 7.537 | 0.097166 | 7 | 0.63421
73575 | 4.05 | 0.8 | 365 | 3.7067 | 0.42484 | 4 | 0.13158
73576 | 8.7 | 0.8 | 365 | 7.9626 | 0.94965 | 8 | 0.91228
73580 | 4.32 | 0.8 | 365 | 3.9539 | 0.91982 | 4 | 0.87368
73581 | 7.25 | 0.8 | 365 | 6.6355 | 0.29137 | 6 | 0.9269
73586 | 3.3 | 0.8 | 365 | 3.0203 | 0.049866 | 3 | 0.070174
73587 | 12.375 | 0.8 | 365 | 11.3262 | 0.687 | 12 | 0.013153
73588 | 7.425 | 0.8 | 365 | 6.7957 | 0.6122 | 7 | 0.40789
73590 | 5.44 | 0.8 | 365 | 4.9789 | 0.97311 | 5 | 0.95204
73593 | 8.4 | 0.8 | 365 | 7.6881 | 0.39966 | 8 | 0.087716
73572 | 4.88 | 0.8 | 365 | 4.4664 | 0.94647 | 5 | 0.41286
73603 | 7.28 | 0.8 | 365 | 6.663 | 0.34637 | 7 | 0.0093537
73606 | 2.52 | 0.8 | 365 | 2.3064 | 0.6199 | 2 | 0.92631
73607 | 8.91 | 0.8 | 365 | 8.1548 | 0.33464 | 8 | 0.48947
73605 | 10.44 | 0.8 | 365 | 9.5552 | 0.13958 | 9 | 0.69473
73613 | 5.4 | 0.8 | 365 | 4.9423 | 0.89978 | 5 | 0.8421
73617 | 3.36 | 0.8 | 365 | 3.0752 | 0.15986 | 3 | 0.23509
73619 | 5.88 | 0.8 | 365 | 5.3816 | 0.77976 | 6 | 0.1614
73618 | 5.85 | 0.8 | 365 | 5.3542 | 0.72476 | 6 | 0.078945
72802 | 3.25 | 0.8 | 365 | 2.9745 | 0.9582 | 3 | 0.93275
73404 | 6.5 | 0.8 | 365 | 5.9491 | 0.9164 | 6 | 0.86549
73620 | 9.18 | 0.8 | 365 | 8.4019 | 0.82963 | 9 | 0.23158
73621 | 3.3 | 0.8 | 365 | 3.0203 | 0.049866 | 3 | 0.070174
73623 | 11.59 | 0.8 | 365 | 10.6077 | 0.24786 | 10 | 0.85555
73624 | 5.88 | 0.8 | 365 | 5.3816 | 0.77976 | 6 | 0.1614
73626 | 10.26 | 0.8 | 365 | 9.3904 | 0.80958 | 10 | 0.2
73627 | 8.835 | 0.8 | 365 | 8.0862 | 0.19714 | 8 | 0.28333
73628 | 7.83 | 1 | 365 | 8.958 | 0.94335 | 9 | 0.90131
73631 | 6.6 | 0.8 | 365 | 6.0406 | 0.099732 | 6 | 0.14035
73632 | 8.4 | 0.8 | 365 | 7.6881 | 0.39966 | 8 | 0.087716
73532 | 5.415 | 0.8 | 365 | 4.9561 | 0.92728 | 5 | 0.88333
73633 | 4.27 | 0.8 | 365 | 3.9081 | 0.82816 | 4 | 0.73626
73635 | 3.9 | 0.8 | 365 | 3.5695 | 0.14984 | 3 | 0.7193
73636 | 7.28 | 0.8 | 365 | 6.663 | 0.34637 | 7 | 0.0093537
73637 | 5.04 | 0.8 | 365 | 4.6128 | 0.2398 | 4 | 0.85263
73638 | 6.16 | 0.8 | 365 | 5.6379 | 0.29308 | 5 | 0.93099
73639 | 5.88 | 0.8 | 365 | 5.3816 | 0.77976 | 6 | 0.1614
73642 | 7.425 | 0.8 | 365 | 6.7957 | 0.6122 | 7 | 0.40789
73640 | 5.32 | 0.8 | 365 | 4.8691 | 0.75312 | 5 | 0.62222
73643 | 6.16 | 0.8 | 365 | 5.6379 | 0.29308 | 5 | 0.93099
73644 | 5.88 | 0.8 | 365 | 5.3816 | 0.77976 | 6 | 0.1614
73641 | 11.56 | 0.8 | 365 | 10.5802 | 0.19286 | 10 | 0.77309
73646 | 6.44 | 0.8 | 365 | 5.8942 | 0.80641 | 6 | 0.70058
73645 | 9.66 | 0.8 | 365 | 8.8413 | 0.70961 | 9 | 0.55087
73647 | 10.36 | 0.8 | 365 | 9.4819 | 0.99291 | 10 | 0.47485
73648 | 5.865 | 0.8 | 365 | 5.3679 | 0.75226 | 6 | 0.12017
50990 | 9.9 | 0.8 | 365 | 9.0609 | 0.1496 | 9 | 0.21052
73654 | 3.2 | 0.8 | 365 | 2.9288 | 0.86654 | 3 | 0.79532
73657 | 5.22 | 0.8 | 365 | 4.7776 | 0.56979 | 5 | 0.34737
73658 | 12.15 | 0.8 | 365 | 11.1202 | 0.27451 | 11 | 0.39473
73661 | 9.715 | 0.8 | 365 | 8.8916 | 0.81044 | 9 | 0.70204
73662 | 11.55 | 0.8 | 365 | 10.5711 | 0.17453 | 10 | 0.74561
73663 | 7.92 | 0.8 | 365 | 7.2487 | 0.51968 | 7 | 0.76842
73666 | 11.725 | 0.8 | 365 | 10.7312 | 0.49536 | 11 | 0.2266
73668 | 9.36 | 0.8 | 365 | 8.5667 | 0.15962 | 8 | 0.72631
73669 | 13.8 | 0.8 | 365 | 12.6304 | 0.29944 | 12 | 0.92982
73670 | 9.715 | 0.8 | 365 | 8.8916 | 0.81044 | 9 | 0.70204
73671 | 8.54 | 0.8 | 365 | 7.8162 | 0.65632 | 8 | 0.47251
73672 | 7.59 | 0.8 | 365 | 6.9467 | 0.91469 | 7 | 0.8614
73673 | 9.6 | 0.8 | 365 | 8.7864 | 0.59961 | 9 | 0.38596
73674 | 5.565 | 0.8 | 365 | 5.0933 | 0.20227 | 5 | 0.29561
73677 | 6.555 | 0.8 | 365 | 5.9994 | 0.017234 | 6 | 0.016664
73678 | 6.72 | 0.8 | 365 | 6.1504 | 0.31973 | 6 | 0.47017
73679 | 6.12 | 0.8 | 365 | 5.6013 | 0.21975 | 5 | 0.82105
73680 | 4.5 | 0.8 | 365 | 4.1186 | 0.24982 | 4 | 0.36842
73682 | 6.867 | 0.8 | 365 | 6.285 | 0.58922 | 6 | 0.87421
73683 | 13.4 | 0.8 | 365 | 12.2643 | 0.56612 | 12 | 0.8304
73687 | 9.9 | 0.8 | 365 | 9.0609 | 0.1496 | 9 | 0.21052
73667 | 8.12 | 0.8 | 365 | 7.4318 | 0.88634 | 8 | 0.31813
73689 | 3.08 | 0.8 | 365 | 2.819 | 0.64654 | 3 | 0.4655
73690 | 5.88 | 0.8 | 365 | 5.3816 | 0.77976 | 6 | 0.1614
73691 | 5.32 | 0.8 | 365 | 4.8691 | 0.75312 | 5 | 0.62222
73692 | 3.08 | 0.8 | 365 | 2.819 | 0.64654 | 3 | 0.4655
73287 | 8.96 | 0.8 | 365 | 8.2006 | 0.4263 | 8 | 0.6269
72789 | 4.14 | 0.8 | 365 | 3.7891 | 0.58983 | 4 | 0.37895
73288 | 8.96 | 0.8 | 365 | 8.2006 | 0.4263 | 8 | 0.6269
66640 | 11.18 | 1 | 365 | 12.7905 | 0.62027 | 13 | 0.41081
73695 | 5.6 | 0.8 | 365 | 5.1254 | 0.26644 | 5 | 0.39181
73696 | 6.44 | 0.8 | 365 | 5.8942 | 0.80641 | 6 | 0.70058
73700 | 5.04 | 0.8 | 365 | 4.6128 | 0.2398 | 4 | 0.85263
73701 | 10.56 | 0.8 | 365 | 9.665 | 0.35957 | 10 | 0.024557
73703 | 7.56 | 0.8 | 365 | 6.9193 | 0.85969 | 7 | 0.77894
73704 | 8.4 | 0.8 | 365 | 7.6881 | 0.39966 | 8 | 0.087716
73705 | 2.16 | 0.8 | 365 | 1.9769 | 0.95991 | 2 | 0.93684
73709 | 6.72 | 0.8 | 365 | 6.1504 | 0.31973 | 6 | 0.47017
73710 | 7.8 | 0.8 | 365 | 7.1389 | 0.29968 | 7 | 0.43859
73712 | 8.505 | 0.8 | 365 | 7.7842 | 0.59216 | 8 | 0.37631
73714 | 10.8 | 0.8 | 365 | 9.8846 | 0.79956 | 10 | 0.68421
73715 | 3.64 | 0.8 | 365 | 3.3315 | 0.67319 | 4 | 0.0046769
73716 | 11.4 | 0.8 | 365 | 10.4338 | 0.89954 | 11 | 0.33333
73717 | 4.8 | 0.8 | 365 | 4.3932 | 0.79981 | 5 | 0.19298
73720 | 8.96 | 0.8 | 365 | 8.2006 | 0.4263 | 8 | 0.6269
73725 | 6.4 | 0.8 | 365 | 5.8576 | 0.73307 | 6 | 0.59064
73726 | 6.615 | 0.8 | 365 | 6.0543 | 0.12723 | 6 | 0.18158
73727 | 12 | 0.8 | 365 | 10.9829 | 0.99951 | 11 | 0.98245
59226 | 337.68 | 1 | 365 | 386.3248 | 0.83289 | 387 | 0.15772
59230 | 313.56 | 0.9 | 365 | 322.8572 | 0.7032 | 323 | 0.56038
59227 | 361.8 | 0.9 | 365 | 372.5275 | 0.196 | 372 | 0.72352
59880 | 6.54 | 0.8 | 365 | 5.9857 | 0.98973 | 6 | 0.97544
36754 | 1290.24 | 1 | 365 | 1476.1068 | 0.73463 | 1476 | 0.84144
73731 | 3.84 | 0.8 | 365 | 3.5145 | 0.039844 | 3 | 0.55438
73733 | 8.64 | 0.8 | 365 | 7.9077 | 0.83965 | 8 | 0.74736
73734 | 11.385 | 0.8 | 365 | 10.4201 | 0.87204 | 11 | 0.2921
73735 | 6.72 | 0.8 | 365 | 6.1504 | 0.31973 | 6 | 0.47017
73738 | 8.7 | 0.8 | 365 | 7.9626 | 0.94965 | 8 | 0.91228
73739 | 7.68 | 1 | 365 | 8.7864 | 0.59961 | 9 | 0.38596
73741 | 6.4 | 0.8 | 365 | 5.8576 | 0.73307 | 6 | 0.59064
73742 | 12 | 0.8 | 365 | 10.9829 | 0.99951 | 11 | 0.98245
73743 | 14.28 | 0.8 | 365 | 13.0697 | 0.17942 | 13 | 0.24912
73744 | 21.28 | 0.8 | 365 | 19.4764 | 0.012471 | 19 | 0.48888
73745 | 4.86 | 0.8 | 365 | 4.4481 | 0.9098 | 5 | 0.35789
63513 | 176.205 | 0.9 | 365 | 181.4295 | 0.41478 | 181 | 0.84433
73290 | 5.76 | 0.8 | 365 | 5.2718 | 0.55977 | 5 | 0.83158
72780 | 24.64 | 0.8 | 365 | 22.5516 | 0.17233 | 22 | 0.72397
73104 | 8.68 | 0.8 | 365 | 7.9443 | 0.91298 | 8 | 0.85731
72574 | 10.395 | 0.8 | 365 | 9.514 | 0.057079 | 9 | 0.57105
73539 | 5.6 | 0.8 | 365 | 5.1254 | 0.26644 | 5 | 0.39181
73746 | 4.48 | 0.8 | 365 | 4.1003 | 0.21315 | 4 | 0.31345
73748 | 2.88 | 0.8 | 365 | 2.6359 | 0.27988 | 2 | 0.91579
73749 | 14.84 | 0.8 | 365 | 13.5822 | 0.20607 | 13 | 0.7883
73751 | 4.76 | 0.8 | 365 | 4.3566 | 0.72647 | 5 | 0.083039
73752 | 10.695 | 0.8 | 365 | 9.7885 | 0.60707 | 10 | 0.39561
73753 | 7 | 0.8 | 365 | 6.4067 | 0.83305 | 7 | 0.23976
73755 | 4.48 | 0.8 | 365 | 4.1003 | 0.21315 | 4 | 0.31345
73756 | 7.28 | 0.8 | 365 | 6.663 | 0.34637 | 7 | 0.0093537
65280 | 69.68 | 0.65 | 365 | 51.8166 | 0.79187 | 52 | 0.60846
73757 | 4.59 | 1 | 365 | 5.2512 | 0.51852 | 5 | 0.76973
73740 | 10.8 | 0.8 | 365 | 9.8846 | 0.79956 | 10 | 0.68421
72698 | 7.2 | 0.8 | 365 | 6.5898 | 0.19971 | 6 | 0.78947
73759 | 11.1 | 0.8 | 365 | 10.1592 | 0.34955 | 10 | 0.50877
73761 | 11.73 | 0.8 | 365 | 10.7358 | 0.50452 | 11 | 0.24035
73762 | 6.16 | 0.8 | 365 | 5.6379 | 0.29308 | 5 | 0.93099
73771 | 6.7 | 0.8 | 365 | 6.1321 | 0.28306 | 6 | 0.4152
73772 | 8.28 | 0.8 | 365 | 7.5782 | 0.17966 | 7 | 0.75789
73775 | 4.32 | 0.8 | 365 | 3.9539 | 0.91982 | 4 | 0.87368
72690 | 5.355 | 0.8 | 365 | 4.9011 | 0.81728 | 5 | 0.71842
73776 | 13.44 | 0.8 | 365 | 12.3009 | 0.63946 | 12 | 0.94035
73777 | 5.6 | 0.8 | 365 | 5.1254 | 0.26644 | 5 | 0.39181
73778 | 15 | 0.8 | 365 | 13.7287 | 0.49939 | 14 | 0.22806
73780 | 9.81 | 0.8 | 365 | 8.9786 | 0.9846 | 9 | 0.96315
73781 | 6.72 | 0.8 | 365 | 6.1504 | 0.31973 | 6 | 0.47017
73783 | 10.08 | 0.8 | 365 | 9.2257 | 0.47959 | 9 | 0.70526
73782 | 7.02 | 0.8 | 365 | 6.425 | 0.86972 | 7 | 0.29473
73784 | 9.72 | 0.8 | 365 | 8.8962 | 0.81961 | 9 | 0.71579
73785 | 8.96 | 0.8 | 365 | 8.2006 | 0.4263 | 8 | 0.6269
73787 | 7.5 | 0.8 | 365 | 6.8643 | 0.7497 | 7 | 0.61403
73788 | 12.8 | 0.8 | 365 | 11.7151 | 0.46615 | 12 | 0.18128
73789 | 8.64 | 0.8 | 365 | 7.9077 | 0.83965 | 8 | 0.74736
73791 | 10.8 | 0.8 | 365 | 9.8846 | 0.79956 | 10 | 0.68421
73792 | 8.32 | 0.8 | 365 | 7.6148 | 0.253 | 7 | 0.86783
36583 | 345.312 | 0.9 | 365 | 355.5506 | 0.19025 | 355 | 0.74089
73764 | 6.05 | 0.8 | 365 | 5.5372 | 0.091421 | 5 | 0.62865
73794 | 9.315 | 0.8 | 365 | 8.5255 | 0.077122 | 8 | 0.60263
73766 | 5.7 | 0.8 | 365 | 5.2169 | 0.44977 | 5 | 0.66666
73795 | 8.54 | 0.8 | 365 | 7.8162 | 0.65632 | 8 | 0.47251
73767 | 6.54 | 0.8 | 365 | 5.9857 | 0.98973 | 6 | 0.97544
73796 | 9.156 | 0.8 | 365 | 8.38 | 0.78563 | 9 | 0.16561
73768 | 11.4 | 0.8 | 365 | 10.4338 | 0.89954 | 11 | 0.33333
73798 | 7 | 0.8 | 365 | 6.4067 | 0.83305 | 7 | 0.23976
73769 | 5.886 | 0.8 | 365 | 5.3871 | 0.79076 | 6 | 0.17789
73799 | 4.251 | 0.8 | 365 | 3.8907 | 0.79333 | 4 | 0.68403
73797 | 17.6 | 0.8 | 365 | 16.1083 | 0.26595 | 16 | 0.37426
73800 | 4.485 | 0.8 | 365 | 4.1049 | 0.22232 | 4 | 0.32719
73801 | 23.1 | 0.8 | 365 | 21.1422 | 0.34906 | 21 | 0.49122
73802 | 7.935 | 0.8 | 365 | 7.2625 | 0.54718 | 7 | 0.80965
73803 | 4.578 | 0.8 | 365 | 4.19 | 0.39281 | 4 | 0.58281
73805 | 9.72 | 0.8 | 365 | 8.8962 | 0.81961 | 9 | 0.71579
73807 | 8.97 | 0.8 | 365 | 8.2097 | 0.44464 | 8 | 0.65438
73806 | 7.68 | 0.8 | 365 | 7.0291 | 0.079689 | 7 | 0.10877
73808 | 10.385 | 0.8 | 365 | 9.5048 | 0.038746 | 9 | 0.54356
73809 | 11.52 | 0.8 | 365 | 10.5436 | 0.11953 | 10 | 0.66315
73810 | 10.695 | 0.8 | 365 | 9.7885 | 0.60707 | 10 | 0.39561
73811 | 7.521 | 0.8 | 365 | 6.8836 | 0.7882 | 7 | 0.67175
73812 | 11.34 | 0.8 | 365 | 10.3789 | 0.78954 | 11 | 0.16842
73813 | 4.83 | 0.8 | 365 | 4.4206 | 0.8548 | 5 | 0.27544
73814 | 8.32 | 0.8 | 365 | 7.6148 | 0.253 | 7 | 0.86783
73816 | 10.4 | 0.8 | 365 | 9.5185 | 0.066245 | 9 | 0.58479
73817 | 7.2 | 0.8 | 365 | 6.5898 | 0.19971 | 6 | 0.78947
73818 | 8.55 | 0.8 | 365 | 7.8253 | 0.67465 | 8 | 0.5
73821 | 11.16 | 0.8 | 365 | 10.2141 | 0.45955 | 10 | 0.67368
73820 | 8.28 | 0.8 | 365 | 7.5782 | 0.17966 | 7 | 0.75789
73822 | 9.72 | 0.8 | 365 | 8.8962 | 0.81961 | 9 | 0.71579
73823 | 10.56 | 0.8 | 365 | 9.665 | 0.35957 | 10 | 0.024557
69184 | 4.725 | 0.8 | 365 | 4.3245 | 0.66231 | 4 | 0.98684
73825 | 8.829 | 0.8 | 365 | 8.0807 | 0.18614 | 8 | 0.26684
70728 | 4.68 | 0.8 | 365 | 4.2833 | 0.57981 | 4 | 0.86316
73826 | 3.6 | 0.8 | 365 | 3.2949 | 0.59985 | 3 | 0.89474
73827 | 9.156 | 0.8 | 365 | 8.38 | 0.78563 | 9 | 0.16561
73830 | 2.7 | 0.8 | 365 | 2.4712 | 0.94989 | 3 | 0.42105
73831 | 4.16 | 0.8 | 365 | 3.8074 | 0.6265 | 4 | 0.43392
71926 | 10.62 | 0.8 | 365 | 9.7199 | 0.46957 | 10 | 0.18947
71944 | 11.59 | 0.8 | 365 | 10.6077 | 0.24786 | 10 | 0.85555
71909 | 25.83 | 0.6 | 365 | 17.7306 | 0.51546 | 18 | 0.24604
72784 | 6.54 | 1 | 365 | 7.4821 | 0.98717 | 8 | 0.46929
72798 | 9.92 | 0.8 | 365 | 9.0792 | 0.18626 | 9 | 0.26549
72750 | 10.2 | 0.8 | 365 | 9.3355 | 0.69959 | 10 | 0.035084
73832 | 6.12 | 0.8 | 365 | 5.6013 | 0.21975 | 5 | 0.82105
72787 | 13.23 | 0.8 | 365 | 12.1087 | 0.25446 | 12 | 0.36315
72334 | 5.025 | 0.8 | 365 | 4.5991 | 0.2123 | 4 | 0.8114
73833 | 5.04 | 0.8 | 365 | 4.6128 | 0.2398 | 4 | 0.85263
72229 | 6.96 | 0.8 | 365 | 6.3701 | 0.75972 | 7 | 0.12982
72246 | 7.935 | 0.8 | 365 | 7.2625 | 0.54718 | 7 | 0.80965
73659 | 8.829 | 0.8 | 365 | 8.0807 | 0.18614 | 8 | 0.26684
73834 | 10.72 | 0.8 | 365 | 9.8114 | 0.6529 | 10 | 0.46432
73836 | 17.28 | 0.8 | 365 | 15.8154 | 0.6793 | 16 | 0.49473
71060 | 10.075 | 0.8 | 365 | 9.2211 | 0.47042 | 9 | 0.69152
71096 | 6.825 | 0.8 | 365 | 6.2465 | 0.51222 | 6 | 0.75877
71084 | 5.2 | 0.8 | 365 | 4.7593 | 0.53312 | 5 | 0.2924
73713 | 5.4 | 0.8 | 365 | 4.9423 | 0.89978 | 5 | 0.8421
71141 | 8.775 | 0.8 | 365 | 8.0313 | 0.087144 | 8 | 0.11842
71159 | 13.325 | 0.8 | 365 | 12.1956 | 0.42863 | 12 | 0.62426
73838 | 9.3 | 0.8 | 365 | 8.5118 | 0.049623 | 8 | 0.5614
73839 | 8.64 | 0.8 | 365 | 7.9077 | 0.83965 | 8 | 0.74736
73843 | 6.6 | 0.8 | 365 | 6.0406 | 0.099732 | 6 | 0.14035
73844 | 6.48 | 0.8 | 365 | 5.9308 | 0.87974 | 6 | 0.81052
73845 | 7.36 | 0.8 | 365 | 6.7362 | 0.49304 | 7 | 0.22924
73846 | 19.2 | 0.8 | 365 | 17.5727 | 0.19922 | 17 | 0.77192
73847 | 9.24 | 0.8 | 365 | 8.4569 | 0.93963 | 9 | 0.39649
73848 | 8.1 | 0.8 | 365 | 7.4135 | 0.84967 | 8 | 0.26315
73851 | 5.94 | 0.8 | 365 | 5.4366 | 0.88976 | 6 | 0.32631
73852 | 10.35 | 0.8 | 365 | 9.4728 | 0.97458 | 10 | 0.44736
73754 | 12.42 | 0.8 | 365 | 11.3673 | 0.7695 | 12 | 0.13684
73855 | 6.5 | 0.8 | 365 | 5.9491 | 0.9164 | 6 | 0.86549
73857 | 4.2 | 0.8 | 365 | 3.844 | 0.69983 | 4 | 0.54386
73858 | 2.32 | 0.8 | 365 | 2.1234 | 0.25324 | 2 | 0.37661
73859 | 9.36 | 0.8 | 365 | 8.5667 | 0.15962 | 8 | 0.72631
73860 | 6.72 | 0.8 | 365 | 6.1504 | 0.31973 | 6 | 0.47017
73736 | 3.99 | 0.8 | 365 | 3.6518 | 0.31484 | 3 | 0.96667
73863 | 5.67 | 0.8 | 365 | 5.1894 | 0.39477 | 5 | 0.58421
73864 | 13.25 | 0.8 | 365 | 12.127 | 0.29113 | 12 | 0.41812
73865 | 5.32 | 0.8 | 365 | 4.8691 | 0.75312 | 5 | 0.62222
73867 | 14.52 | 0.8 | 365 | 13.2894 | 0.61941 | 13 | 0.90877
73868 | 8.96 | 0.8 | 365 | 8.2006 | 0.4263 | 8 | 0.6269
73869 | 7.5 | 0.8 | 365 | 6.8643 | 0.7497 | 7 | 0.61403
73870 | 10.92 | 0.8 | 365 | 9.9945 | 0.019557 | 10 | 0.014031
73872 | 6.4 | 0.8 | 365 | 5.8576 | 0.73307 | 6 | 0.59064
73873 | 3.51 | 0.8 | 365 | 3.2125 | 0.43486 | 3 | 0.64737
73874 | 9.275 | 0.8 | 365 | 8.4889 | 0.0037907 | 8 | 0.49269
73875 | 5.94 | 0.8 | 365 | 5.4366 | 0.88976 | 6 | 0.32631
73876 | 7.68 | 0.8 | 365 | 7.0291 | 0.079689 | 7 | 0.10877
73879 | 7.2 | 0.8 | 365 | 6.5898 | 0.19971 | 6 | 0.78947
73881 | 9.12 | 0.8 | 365 | 8.347 | 0.71963 | 9 | 0.066663
73880 | 7.82 | 0.8 | 365 | 7.1572 | 0.33635 | 7 | 0.49356
73884 | 5.52 | 0.8 | 365 | 5.0522 | 0.11978 | 5 | 0.17193
73885 | 7.8 | 0.8 | 365 | 7.1389 | 0.29968 | 7 | 0.43859
73889 | 8.19 | 0.8 | 365 | 7.4959 | 0.014668 | 7 | 0.51052
73890 | 11.16 | 0.8 | 365 | 10.2141 | 0.45955 | 10 | 0.67368
73891 | 9.075 | 0.8 | 365 | 8.3058 | 0.63713 | 8 | 0.94298
73887 | 11.2 | 0.8 | 365 | 10.2507 | 0.53288 | 10 | 0.78362
35073 | 108.5 | 0.9 | 365 | 111.7171 | 0.7763 | 112 | 0.49337
73894 | 3.71 | 0.8 | 365 | 3.3956 | 0.80152 | 4 | 0.19707
37128 | 572.904 | 0.9 | 365 | 589.8908 | 0.58838 | 590 | 0.47921
37143 | 243.288 | 0.9 | 365 | 250.5016 | 0.77041 | 251 | 0.27199
73895 | 12.54 | 0.8 | 365 | 11.4772 | 0.98949 | 12 | 0.46666
73896 | 10.56 | 0.8 | 365 | 9.665 | 0.35957 | 10 | 0.024557
73897 | 9.6 | 0.8 | 365 | 8.7864 | 0.59961 | 9 | 0.38596
73902 | 11.84 | 0.8 | 365 | 10.8365 | 0.70619 | 11 | 0.54269
73346 | 7.2 | 0.8 | 365 | 6.5898 | 0.19971 | 6 | 0.78947
73903 | 12.87 | 0.8 | 365 | 11.7792 | 0.59448 | 12 | 0.37368
73904 | 7.92 | 0.8 | 365 | 7.2487 | 0.51968 | 7 | 0.76842
73905 | 10.8 | 0.8 | 365 | 9.8846 | 0.79956 | 10 | 0.68421
73906 | 6.93 | 0.8 | 365 | 6.3426 | 0.70472 | 7 | 0.047366
73901 | 7.28 | 0.8 | 365 | 6.663 | 0.34637 | 7 | 0.0093537
73908 | 2.4 | 0.8 | 365 | 2.1966 | 0.3999 | 2 | 0.59649
73915 | 6.9 | 0.8 | 365 | 6.3152 | 0.64972 | 6 | 0.96491
73916 | 9.75 | 0.8 | 365 | 8.9236 | 0.8746 | 9 | 0.79824
73025 | 5.13 | 0.8 | 365 | 4.6952 | 0.40479 | 5 | 0.099998
73919 | 3.3 | 0.8 | 365 | 3.0203 | 0.049866 | 3 | 0.070174
73920 | 11.06 | 0.8 | 365 | 10.1226 | 0.27622 | 10 | 0.39883
72846 | 7.68 | 0.8 | 365 | 7.0291 | 0.079689 | 7 | 0.10877
73913 | 8.97 | 0.8 | 365 | 8.2097 | 0.44464 | 8 | 0.65438
73912 | 5.232 | 0.8 | 365 | 4.7886 | 0.59179 | 5 | 0.38035
73758 | 10.695 | 0.8 | 365 | 9.7885 | 0.60707 | 10 | 0.39561
73824 | 7.59 | 0.8 | 365 | 6.9467 | 0.91469 | 7 | 0.8614
73922 | 10.26 | 0.8 | 365 | 9.3904 | 0.80958 | 10 | 0.2
73923 | 4.48 | 0.8 | 365 | 4.1003 | 0.21315 | 4 | 0.31345
73721 | 11.2 | 0.8 | 365 | 10.2507 | 0.53288 | 10 | 0.78362
73925 | 11.48 | 0.8 | 365 | 10.507 | 0.046201 | 10 | 0.55321
73924 | 6.03 | 0.8 | 365 | 5.5189 | 0.054756 | 5 | 0.57368
73926 | 7.56 | 0.8 | 365 | 6.9193 | 0.85969 | 7 | 0.77894
71610 | 12.675 | 0.8 | 365 | 11.6007 | 0.23699 | 11 | 0.83771
73927 | 3.36 | 0.8 | 365 | 3.0752 | 0.15986 | 3 | 0.23509
71748 | 11.375 | 0.8 | 365 | 10.4109 | 0.85371 | 11 | 0.26462
71728 | 5.2 | 0.8 | 365 | 4.7593 | 0.53312 | 5 | 0.2924
71603 | 4.2 | 0.8 | 365 | 3.844 | 0.69983 | 4 | 0.54386
71607 | 4.5 | 0.8 | 365 | 4.1186 | 0.24982 | 4 | 0.36842
71558 | 5.1 | 0.8 | 365 | 4.6677 | 0.34979 | 5 | 0.017542
71559 | 6.175 | 0.8 | 365 | 5.6516 | 0.32058 | 5 | 0.97222
71537 | 6.5 | 0.8 | 365 | 5.9491 | 0.9164 | 6 | 0.86549
73928 | 2.8 | 0.8 | 365 | 2.5627 | 0.13322 | 2 | 0.69591
73929 | 6.72 | 0.8 | 365 | 6.1504 | 0.31973 | 6 | 0.47017
71411 | 5.525 | 0.8 | 365 | 5.0567 | 0.12894 | 5 | 0.18567
43975 | 12.76 | 0.8 | 365 | 11.6785 | 0.39282 | 12 | 0.07134
73931 | 5.32 | 0.8 | 365 | 4.8691 | 0.75312 | 5 | 0.62222
73932 | 10.08 | 0.8 | 365 | 9.2257 | 0.47959 | 9 | 0.70526
73933 | 2.24 | 0.8 | 365 | 2.0501 | 0.10658 | 2 | 0.15672
73829 | 5.61 | 1 | 365 | 6.4182 | 0.85597 | 7 | 0.27412
34756 | 264.44 | 0.9 | 365 | 272.2808 | 0.39544 | 272 | 0.67619
34746 | 52.8 | 0.9 | 365 | 54.3655 | 0.89759 | 55 | 0.26313
34834 | 1551.25 | 0.9 | 365 | 1597.2452 | 0.38239 | 1597 | 0.62757
64307 | 167.3 | 0.7 | 365 | 133.9804 | 0.37115 | 134 | 0.35155
32891 | 1390.04 | 1 | 365 | 1590.2836 | 0.4379 | 1590 | 0.72151
48337 | 1232.91 | 1 | 365 | 1410.5181 | 0.35628 | 1410 | 0.87437
48351 | 832.14 | 1 | 365 | 952.0148 | 0.94534 | 952 | 0.9601
4002 | 2494.8 | 0.9 | 365 | 2568.7718 | 0.41124 | 2569 | 0.18306
32506 | 646.38 | 0.8 | 365 | 591.5959 | 0.0038001 | 591 | 0.59973
26203 | 645.12 | 1 | 365 | 738.0534 | 0.36731 | 738 | 0.42072
26330 | 645.12 | 1 | 365 | 738.0534 | 0.36731 | 738 | 0.42072
26333 | 645.12 | 1 | 365 | 738.0534 | 0.36731 | 738 | 0.42072
32894 | 695.02 | 1 | 365 | 795.1418 | 0.71895 | 795 | 0.86075
61241 | 493.68 | 0.9 | 365 | 508.3178 | 0.19249 | 508 | 0.5103
64034 | 518.32 | 0.9 | 365 | 533.6884 | 0.011365 | 533 | 0.69976
37135 | 400.248 | 0.9 | 365 | 412.1155 | 0.49325 | 412 | 0.60876
26187 | 472.32 | 1 | 365 | 540.3605 | 0.37607 | 540 | 0.7366
34630 | 300.82 | 0.9 | 365 | 309.7394 | 0.42753 | 310 | 0.16697
64965 | 135 | 0.7 | 365 | 108.1133 | 0.55771 | 108 | 0.671
65231 | 50.25 | 0.7 | 365 | 40.2422 | 0.60759 | 40 | 0.84976
5089 | 4475.25 | 1 | 365 | 5119.9366 | 0.5545 | 5120 | 0.49112
59221 | 661.96 | 1 | 365 | 757.3193 | 0.95813 | 758 | 0.27744
34701 | 1400.58 | 1 | 365 | 1602.342 | 0.59154 | 1602 | 0.93349
73773 | 7.15 | 0.8 | 365 | 6.544 | 0.10804 | 6 | 0.65204
73900 | 5.32 | 0.8 | 365 | 4.8691 | 0.75312 | 5 | 0.62222
73790 | 3.15 | 0.8 | 365 | 2.883 | 0.77487 | 3 | 0.65789
73819 | 6 | 0.8 | 365 | 5.4915 | 0.99976 | 6 | 0.49123
73664 | 8.125 | 0.8 | 365 | 7.4364 | 0.8955 | 8 | 0.33187
73871 | 6.6 | 0.8 | 365 | 6.0406 | 0.099732 | 6 | 0.14035
73893 | 5.28 | 0.8 | 365 | 4.8325 | 0.67979 | 5 | 0.51228
73882 | 5.7 | 0.8 | 365 | 5.2169 | 0.44977 | 5 | 0.66666
63702 | 579.15 | 0.65 | 365 | 430.677 | 0.67311 | 431 | 0.35014
73702 | 3.05 | 0.8 | 365 | 2.7915 | 0.59154 | 3 | 0.38304
73447 | 5.04 | 0.8 | 365 | 4.6128 | 0.2398 | 4 | 0.85263
73407 | 13.5 | 0.8 | 365 | 12.3558 | 0.74945 | 13 | 0.10526
73724 | 12.753 | 0.8 | 365 | 11.6721 | 0.37998 | 12 | 0.0521
73431 | 6.16 | 0.8 | 365 | 5.6379 | 0.29308 | 5 | 0.93099
73493 | 7.2 | 0.8 | 365 | 6.5898 | 0.19971 | 6 | 0.78947
73698 | 7.65 | 1 | 365 | 8.752 | 0.53086 | 9 | 0.28289
73730 | 10.395 | 0.8 | 365 | 9.514 | 0.057079 | 9 | 0.57105
73460 | 6.875 | 0.8 | 365 | 6.2923 | 0.60389 | 6 | 0.8962
73527 | 7.2 | 0.8 | 365 | 6.5898 | 0.19971 | 6 | 0.78947
73625 | 9.975 | 0.8 | 365 | 9.1296 | 0.2871 | 9 | 0.41666
73629 | 9.69 | 0.8 | 365 | 8.8687 | 0.76461 | 9 | 0.63333
73630 | 7.125 | 0.8 | 365 | 6.5211 | 0.062211 | 6 | 0.58333
67369 | 12.88 | 1 | 365 | 14.7354 | 0.51601 | 15 | 0.25146
71025 | 10.725 | 0.8 | 365 | 9.816 | 0.66207 | 10 | 0.47807
72358 | 9.1 | 0.8 | 365 | 8.3287 | 0.68296 | 9 | 0.011692
73936 | 2.24 | 0.8 | 365 | 2.0501 | 0.10658 | 2 | 0.15672
73937 | 2.8 | 0.8 | 365 | 2.5627 | 0.13322 | 2 | 0.69591
73907 | 8.505 | 0.8 | 365 | 7.7842 | 0.59216 | 8 | 0.37631
73941 | 3.64 | 0.8 | 365 | 3.3315 | 0.67319 | 4 | 0.0046769
67488 | 10.92 | 1 | 365 | 12.4931 | 0.024447 | 12 | 0.51754
73898 | 7.36 | 0.8 | 365 | 6.7362 | 0.49304 | 7 | 0.22924
73944 | 2.24 | 0.8 | 365 | 2.0501 | 0.10658 | 2 | 0.15672
73946 | 3.92 | 0.8 | 365 | 3.5878 | 0.18651 | 3 | 0.77427
72669 | 8.505 | 0.8 | 365 | 7.7842 | 0.59216 | 8 | 0.37631
73952 | 5.13 | 1 | 365 | 5.869 | 0.75599 | 6 | 0.625
72621 | 6.72 | 0.8 | 365 | 6.1504 | 0.31973 | 6 | 0.47017
73697 | 8.58 | 0.8 | 365 | 7.8528 | 0.72965 | 8 | 0.58245
73608 | 4.48 | 0.8 | 365 | 4.1003 | 0.21315 | 4 | 0.31345
73956 | 7.695 | 0.8 | 365 | 7.0428 | 0.10719 | 7 | 0.15
72964 | 4.8 | 0.8 | 365 | 4.3932 | 0.79981 | 5 | 0.19298
73958 | 8.04 | 0.8 | 365 | 7.3586 | 0.73967 | 8 | 0.098242
73964 | 3.64 | 0.8 | 365 | 3.3315 | 0.67319 | 4 | 0.0046769
71713 | 13.68 | 0.8 | 365 | 12.5205 | 0.079446 | 12 | 0.59999
73959 | 7.56 | 0.8 | 365 | 6.9193 | 0.85969 | 7 | 0.77894
73970 | 9.88 | 0.8 | 365 | 9.0426 | 0.11293 | 9 | 0.15555
73968 | 8.28 | 0.8 | 365 | 7.5782 | 0.17966 | 7 | 0.75789
73974 | 9.405 | 0.8 | 365 | 8.6079 | 0.24212 | 8 | 0.85
73976 | 7 | 0.8 | 365 | 6.4067 | 0.83305 | 7 | 0.23976
73978 | 6 | 0.8 | 365 | 5.4915 | 0.99976 | 6 | 0.49123
73034 | 10.395 | 0.8 | 365 | 9.514 | 0.057079 | 9 | 0.57105
73979 | 7.2 | 0.8 | 365 | 6.5898 | 0.19971 | 6 | 0.78947
73763 | 7.93 | 0.8 | 365 | 7.2579 | 0.53801 | 7 | 0.7959
71321 | 3.9 | 0.8 | 365 | 3.5695 | 0.14984 | 3 | 0.7193
73980 | 6.16 | 0.8 | 365 | 5.6379 | 0.29308 | 5 | 0.93099
73961 | 9.28 | 1 | 365 | 10.6168 | 0.2662 | 10 | 0.88304
73982 | 5.28 | 0.8 | 365 | 4.8325 | 0.67979 | 5 | 0.51228
73962 | 10.83 | 0.8 | 365 | 9.9121 | 0.85456 | 10 | 0.76666
73983 | 7.26 | 0.8 | 365 | 6.6447 | 0.30971 | 6 | 0.95438
73965 | 13.395 | 1 | 365 | 15.3246 | 0.6962 | 16 | 0.020826
73947 | 12.76 | 1 | 365 | 14.5982 | 0.24102 | 14 | 0.83917
73516 | 4.8 | 0.8 | 365 | 4.3932 | 0.79981 | 5 | 0.19298
72771 | 8.97 | 0.8 | 365 | 8.2097 | 0.44464 | 8 | 0.65438
73985 | 9.18 | 0.8 | 365 | 8.4019 | 0.82963 | 9 | 0.23158
72769 | 6.67 | 0.8 | 365 | 6.1047 | 0.22806 | 6 | 0.33275
73986 | 6.6 | 0.8 | 365 | 6.0406 | 0.099732 | 6 | 0.14035
72047 | 10.72 | 0.8 | 365 | 9.8114 | 0.6529 | 10 | 0.46432
72046 | 9.483 | 0.8 | 365 | 8.6793 | 0.38512 | 9 | 0.064382
73988 | 9.15 | 0.8 | 365 | 8.3745 | 0.77463 | 9 | 0.14912
73991 | 6.72 | 0.8 | 365 | 6.1504 | 0.31973 | 6 | 0.47017
73992 | 6.555 | 0.8 | 365 | 5.9994 | 0.017234 | 6 | 0.016664
73993 | 4.48 | 0.8 | 365 | 4.1003 | 0.21315 | 4 | 0.31345
73994 | 7.56 | 0.8 | 365 | 6.9193 | 0.85969 | 7 | 0.77894
73995 | 5.32 | 0.8 | 365 | 4.8691 | 0.75312 | 5 | 0.62222
73996 | 3.36 | 0.8 | 365 | 3.0752 | 0.15986 | 3 | 0.23509
73997 | 5.04 | 0.8 | 365 | 4.6128 | 0.2398 | 4 | 0.85263
73998 | 8.4 | 0.8 | 365 | 7.6881 | 0.39966 | 8 | 0.087716
74000 | 12.32 | 0.8 | 365 | 11.2758 | 0.58617 | 11 | 0.86198
74001 | 5.6 | 0.8 | 365 | 5.1254 | 0.26644 | 5 | 0.39181
74002 | 5.04 | 0.8 | 365 | 4.6128 | 0.2398 | 4 | 0.85263
74007 | 4.56 | 0.8 | 365 | 4.1735 | 0.35982 | 4 | 0.53333
74008 | 6.27 | 0.8 | 365 | 5.7386 | 0.49475 | 6 | 0.23333
74009 | 9.75 | 0.8 | 365 | 8.9236 | 0.8746 | 9 | 0.79824
74012 | 5.88 | 0.8 | 365 | 5.3816 | 0.77976 | 6 | 0.1614
74011 | 15.84 | 0.8 | 365 | 14.4975 | 0.039358 | 14 | 0.53684
74013 | 6.12 | 0.8 | 365 | 5.6013 | 0.21975 | 5 | 0.82105
74014 | 3.92 | 0.8 | 365 | 3.5878 | 0.18651 | 3 | 0.77427
74015 | 7.84 | 0.8 | 365 | 7.1755 | 0.37302 | 7 | 0.54853
74016 | 6.44 | 0.8 | 365 | 5.8942 | 0.80641 | 6 | 0.70058
74017 | 11.2 | 0.8 | 365 | 10.2507 | 0.53288 | 10 | 0.78362
74018 | 7 | 0.8 | 365 | 6.4067 | 0.83305 | 7 | 0.23976
74019 | 5.13 | 0.8 | 365 | 4.6952 | 0.40479 | 5 | 0.099998
74022 | 6.325 | 0.8 | 365 | 5.7889 | 0.59558 | 6 | 0.3845
74023 | 8.7 | 0.8 | 365 | 7.9626 | 0.94965 | 8 | 0.91228
74029 | 6.63 | 0.8 | 365 | 6.0681 | 0.15473 | 6 | 0.2228
74027 | 3 | 0.8 | 365 | 2.7457 | 0.49988 | 3 | 0.24561
74030 | 6.555 | 0.8 | 365 | 5.9994 | 0.017234 | 6 | 0.016664
74034 | 3.25 | 0.8 | 365 | 2.9745 | 0.9582 | 3 | 0.93275
74036 | 12 | 0.8 | 365 | 10.9829 | 0.99951 | 11 | 0.98245
74037 | 4.2 | 0.8 | 365 | 3.844 | 0.69983 | 4 | 0.54386
74039 | 11.02 | 0.8 | 365 | 10.086 | 0.20289 | 10 | 0.28888
74040 | 5.22 | 0.8 | 365 | 4.7776 | 0.56979 | 5 | 0.34737
74041 | 9.57 | 0.8 | 365 | 8.7589 | 0.54461 | 9 | 0.3035
74042 | 7.84 | 0.8 | 365 | 7.1755 | 0.37302 | 7 | 0.54853
74046 | 5.7 | 0.8 | 365 | 5.2169 | 0.44977 | 5 | 0.66666
74049 | 5.88 | 0.8 | 365 | 5.3816 | 0.77976 | 6 | 0.1614
64283 | 195.3 | 0.9 | 365 | 201.0907 | 0.79734 | 201 | 0.88807
48589 | 102.06 | 0.9 | 365 | 105.0861 | 0.4941 | 105 | 0.58022
74055 | 3.08 | 0.8 | 365 | 2.819 | 0.64654 | 3 | 0.4655
74052 | 4.5 | 0.8 | 365 | 4.1186 | 0.24982 | 4 | 0.36842
74056 | 11.4 | 0.8 | 365 | 10.4338 | 0.89954 | 11 | 0.33333
73949 | 9.975 | 1 | 365 | 11.412 | 0.85887 | 12 | 0.27083
74057 | 7.475 | 0.8 | 365 | 6.8415 | 0.70386 | 7 | 0.54532
73282 | 6.7 | 0.8 | 365 | 6.1321 | 0.28306 | 6 | 0.4152
73943 | 6.24 | 1 | 365 | 7.1389 | 0.29968 | 7 | 0.43859
74043 | 5.8 | 0.8 | 365 | 5.3084 | 0.6331 | 5 | 0.94152
74058 | 8.45 | 0.8 | 365 | 7.7338 | 0.49132 | 8 | 0.22514
73954 | 5.4 | 0.8 | 365 | 4.9423 | 0.89978 | 5 | 0.8421
73921 | 10.4 | 0.8 | 365 | 9.5185 | 0.066245 | 9 | 0.58479
26554 | 1389.96 | 1 | 365 | 1590.1921 | 0.25458 | 1590 | 0.44665
27094 | 1389.96 | 1 | 365 | 1590.1921 | 0.25458 | 1590 | 0.44665
33487 | 730.17 | 0.9 | 365 | 751.8198 | 0.94233 | 752 | 0.76216
64898 | 474.95 | 0.7 | 365 | 380.3586 | 0.88211 | 381 | 0.24069
44256 | 63 | 1 | 365 | 72.0755 | 0.37181 | 72 | 0.44734
74060 | 12.6 | 0.8 | 365 | 11.5321 | 0.099489 | 11 | 0.63157
74061 | 4.5 | 0.8 | 365 | 4.1186 | 0.24982 | 4 | 0.36842
74064 | 5.4 | 0.8 | 365 | 4.9423 | 0.89978 | 5 | 0.8421
74065 | 7.035 | 0.8 | 365 | 6.4387 | 0.89721 | 7 | 0.33596
74066 | 6.615 | 0.8 | 365 | 6.0543 | 0.12723 | 6 | 0.18158
74067 | 9.57 | 0.8 | 365 | 8.7589 | 0.54461 | 9 | 0.3035
74070 | 9.92 | 0.8 | 365 | 9.0792 | 0.18626 | 9 | 0.26549
74071 | 13.16 | 0.8 | 365 | 12.0446 | 0.12613 | 12 | 0.17075
74072 | 10.385 | 0.8 | 365 | 9.5048 | 0.038746 | 9 | 0.54356
74073 | 8.71 | 0.8 | 365 | 7.9718 | 0.96798 | 8 | 0.93976
74077 | 6.6 | 0.8 | 365 | 6.0406 | 0.099732 | 6 | 0.14035
74080 | 3.9 | 0.8 | 365 | 3.5695 | 0.14984 | 3 | 0.7193
74081 | 4.76 | 0.8 | 365 | 4.3566 | 0.72647 | 5 | 0.083039
74083 | 4.2 | 0.8 | 365 | 3.844 | 0.69983 | 4 | 0.54386
74086 | 4.2 | 0.8 | 365 | 3.844 | 0.69983 | 4 | 0.54386
74089 | 4.48 | 0.8 | 365 | 4.1003 | 0.21315 | 4 | 0.31345
74090 | 7.56 | 0.8 | 365 | 6.9193 | 0.85969 | 7 | 0.77894
74091 | 6.72 | 0.8 | 365 | 6.1504 | 0.31973 | 6 | 0.47017
74092 | 4.2 | 0.8 | 365 | 3.844 | 0.69983 | 4 | 0.54386
74024 | 5.355 | 0.8 | 365 | 4.9011 | 0.81728 | 5 | 0.71842
73966 | 10.56 | 0.8 | 365 | 9.665 | 0.35957 | 10 | 0.024557
73967 | 7.26 | 0.8 | 365 | 6.6447 | 0.30971 | 6 | 0.95438
73971 | 9.24 | 0.8 | 365 | 8.4569 | 0.93963 | 9 | 0.39649
73338 | 7.56 | 0.8 | 365 | 6.9193 | 0.85969 | 7 | 0.77894
74075 | 5.12 | 0.8 | 365 | 4.6861 | 0.38646 | 5 | 0.072513
73969 | 6 | 0.8 | 365 | 5.4915 | 0.99976 | 6 | 0.49123
73981 | 6 | 0.8 | 365 | 5.4915 | 0.99976 | 6 | 0.49123
73989 | 7.56 | 0.8 | 365 | 6.9193 | 0.85969 | 7 | 0.77894
74078 | 12.69 | 0.8 | 365 | 11.6145 | 0.26449 | 11 | 0.87894
73939 | 9 | 0.8 | 365 | 8.2372 | 0.49964 | 8 | 0.73684
73945 | 4.8 | 1 | 365 | 5.4915 | 0.99976 | 6 | 0.49123
73960 | 9.86 | 0.8 | 365 | 9.0243 | 0.076267 | 9 | 0.10058
73578 | 5.2 | 1 | 365 | 5.9491 | 0.9164 | 6 | 0.86549
73837 | 9.99 | 1 | 365 | 11.4291 | 0.89324 | 12 | 0.32236
74273 | 4.48 | 0.8 | 365 | 4.1003 | 0.21315 | 4 | 0.31345
74093 | 6.72 | 0.8 | 365 | 6.1504 | 0.31973 | 6 | 0.47017
71897 | 10.075 | 0.8 | 365 | 9.2211 | 0.47042 | 9 | 0.69152
74094 | 8.12 | 0.8 | 365 | 7.4318 | 0.88634 | 8 | 0.31813
74095 | 2.8 | 0.8 | 365 | 2.5627 | 0.13322 | 2 | 0.69591
74096 | 5.32 | 0.8 | 365 | 4.8691 | 0.75312 | 5 | 0.62222
74097 | 7.02 | 0.8 | 365 | 6.425 | 0.86972 | 7 | 0.29473
74100 | 14.84 | 0.8 | 365 | 13.5822 | 0.20607 | 13 | 0.7883
74084 | 4.2 | 0.8 | 365 | 3.844 | 0.69983 | 4 | 0.54386
74102 | 5.6 | 0.8 | 365 | 5.1254 | 0.26644 | 5 | 0.39181
74103 | 12.04 | 0.8 | 365 | 11.0195 | 0.072845 | 11 | 0.092393
74104 | 13 | 0.8 | 365 | 11.8982 | 0.83281 | 12 | 0.73099
73955 | 11.31 | 0.8 | 365 | 10.3514 | 0.73454 | 11 | 0.08596
74106 | 3.08 | 0.8 | 365 | 2.819 | 0.64654 | 3 | 0.4655
74110 | 8.1 | 0.8 | 365 | 7.4135 | 0.84967 | 8 | 0.26315
74107 | 4.2 | 0.8 | 365 | 3.844 | 0.69983 | 4 | 0.54386
74112 | 6.6 | 0.8 | 365 | 6.0406 | 0.099732 | 6 | 0.14035
73473 | 4.48 | 0.8 | 365 | 4.1003 | 0.21315 | 4 | 0.31345
74113 | 5.2 | 0.8 | 365 | 4.7593 | 0.53312 | 5 | 0.2924
74111 | 4.64 | 0.8 | 365 | 4.2467 | 0.50648 | 4 | 0.75321
74115 | 5.7 | 0.8 | 365 | 5.2169 | 0.44977 | 5 | 0.66666
74116 | 6.5 | 0.8 | 365 | 5.9491 | 0.9164 | 6 | 0.86549
74121 | 5.7 | 0.8 | 365 | 5.2169 | 0.44977 | 5 | 0.66666
74122 | 2.4 | 0.8 | 365 | 2.1966 | 0.3999 | 2 | 0.59649
74124 | 7.8 | 0.8 | 365 | 7.1389 | 0.29968 | 7 | 0.43859
74125 | 10.4 | 0.8 | 365 | 9.5185 | 0.066245 | 9 | 0.58479
74128 | 12.915 | 0.8 | 365 | 11.8204 | 0.67698 | 12 | 0.49736
74127 | 3.705 | 0.8 | 365 | 3.391 | 0.79235 | 4 | 0.18333
74129 | 4.56 | 0.8 | 365 | 4.1735 | 0.35982 | 4 | 0.53333
74130 | 6.175 | 0.8 | 365 | 5.6516 | 0.32058 | 5 | 0.97222
74131 | 11.1 | 0.8 | 365 | 10.1592 | 0.34955 | 10 | 0.50877
74132 | 8.7 | 0.8 | 365 | 7.9626 | 0.94965 | 8 | 0.91228
74137 | 7.56 | 0.8 | 365 | 6.9193 | 0.85969 | 7 | 0.77894
74139 | 7.56 | 0.8 | 365 | 6.9193 | 0.85969 | 7 | 0.77894
74141 | 2.52 | 0.8 | 365 | 2.3064 | 0.6199 | 2 | 0.92631
74142 | 3.36 | 0.8 | 365 | 3.0752 | 0.15986 | 3 | 0.23509
73509 | 3.92 | 0.8 | 365 | 3.5878 | 0.18651 | 3 | 0.77427
73591 | 4.48 | 0.8 | 365 | 4.1003 | 0.21315 | 4 | 0.31345
74138 | 10.4 | 0.8 | 365 | 9.5185 | 0.066245 | 9 | 0.58479
74147 | 3.9 | 0.8 | 365 | 3.5695 | 0.14984 | 3 | 0.7193
74148 | 13 | 0.8 | 365 | 11.8982 | 0.83281 | 12 | 0.73099
73615 | 8.12 | 0.8 | 365 | 7.4318 | 0.88634 | 8 | 0.31813
74149 | 6 | 0.8 | 365 | 5.4915 | 0.99976 | 6 | 0.49123
73597 | 6.44 | 0.8 | 365 | 5.8942 | 0.80641 | 6 | 0.70058
73477 | 11.48 | 0.8 | 365 | 10.507 | 0.046201 | 10 | 0.55321
74153 | 8.4 | 0.8 | 365 | 7.6881 | 0.39966 | 8 | 0.087716
73594 | 4.2 | 0.8 | 365 | 3.844 | 0.69983 | 4 | 0.54386
74155 | 3.92 | 0.8 | 365 | 3.5878 | 0.18651 | 3 | 0.77427
74146 | 10.2 | 0.8 | 365 | 9.3355 | 0.69959 | 10 | 0.035084
73545 | 3.08 | 0.8 | 365 | 2.819 | 0.64654 | 3 | 0.4655
74157 | 11.4 | 0.8 | 365 | 10.4338 | 0.89954 | 11 | 0.33333
74160 | 4.16 | 0.8 | 365 | 3.8074 | 0.6265 | 4 | 0.43392
74161 | 5.4 | 0.8 | 365 | 4.9423 | 0.89978 | 5 | 0.8421
74163 | 11.7 | 0.8 | 365 | 10.7084 | 0.44953 | 11 | 0.15789
74164 | 7.2 | 0.8 | 365 | 6.5898 | 0.19971 | 6 | 0.78947
74162 | 11.1 | 0.8 | 365 | 10.1592 | 0.34955 | 10 | 0.50877
74165 | 7.5 | 0.8 | 365 | 6.8643 | 0.7497 | 7 | 0.61403
74166 | 8.28 | 0.8 | 365 | 7.5782 | 0.17966 | 7 | 0.75789
74168 | 9.44 | 0.8 | 365 | 8.6399 | 0.30628 | 8 | 0.94619
73506 | 2.24 | 0.8 | 365 | 2.0501 | 0.10658 | 2 | 0.15672
73499 | 5.6 | 0.8 | 365 | 5.1254 | 0.26644 | 5 | 0.39181
73498 | 3.64 | 0.8 | 365 | 3.3315 | 0.67319 | 4 | 0.0046769
73602 | 2.24 | 0.8 | 365 | 2.0501 | 0.10658 | 2 | 0.15672
73508 | 2.24 | 0.8 | 365 | 2.0501 | 0.10658 | 2 | 0.15672
73558 | 9.52 | 0.8 | 365 | 8.7131 | 0.45295 | 9 | 0.16608
73596 | 8.12 | 0.8 | 365 | 7.4318 | 0.88634 | 8 | 0.31813
74133 | 9.24 | 0.8 | 365 | 8.4569 | 0.93963 | 9 | 0.39649
72987 | 9.28 | 0.8 | 365 | 8.4935 | 0.012957 | 8 | 0.50643
73500 | 4.2 | 0.8 | 365 | 3.844 | 0.69983 | 4 | 0.54386
74176 | 14.4 | 0.8 | 365 | 13.1795 | 0.39942 | 13 | 0.57894
74178 | 10.2 | 0.8 | 365 | 9.3355 | 0.69959 | 10 | 0.035084
73688 | 10.2 | 0.8 | 365 | 9.3355 | 0.69959 | 10 | 0.035084
74182 | 6.12 | 1 | 365 | 7.0016 | 0.02469 | 7 | 0.026313
73554 | 9.24 | 0.8 | 365 | 8.4569 | 0.93963 | 9 | 0.39649
73599 | 4.2 | 0.8 | 365 | 3.844 | 0.69983 | 4 | 0.54386
74183 | 9.99 | 0.8 | 365 | 9.1433 | 0.3146 | 9 | 0.45789
74185 | 3.3 | 0.8 | 365 | 3.0203 | 0.049866 | 3 | 0.070174
73585 | 7 | 0.8 | 365 | 6.4067 | 0.83305 | 7 | 0.23976
74187 | 7.8 | 0.8 | 365 | 7.1389 | 0.29968 | 7 | 0.43859
73551 | 5.04 | 0.8 | 365 | 4.6128 | 0.2398 | 4 | 0.85263
74188 | 10.8 | 0.8 | 365 | 9.8846 | 0.79956 | 10 | 0.68421
73616 | 6.16 | 0.8 | 365 | 5.6379 | 0.29308 | 5 | 0.93099
74189 | 11.655 | 0.8 | 365 | 10.6672 | 0.36703 | 11 | 0.034206
74190 | 5.28 | 0.8 | 365 | 4.8325 | 0.67979 | 5 | 0.51228
74191 | 10.395 | 0.8 | 365 | 9.514 | 0.057079 | 9 | 0.57105
74192 | 12.88 | 0.8 | 365 | 11.7884 | 0.61281 | 12 | 0.40116
74193 | 7.15 | 0.8 | 365 | 6.544 | 0.10804 | 6 | 0.65204
74196 | 8.235 | 0.8 | 365 | 7.537 | 0.097166 | 7 | 0.63421
74200 | 4.68 | 0.8 | 365 | 4.2833 | 0.57981 | 4 | 0.86316
74201 | 5.985 | 0.8 | 365 | 5.4777 | 0.97226 | 6 | 0.45
74202 | 11.97 | 0.8 | 365 | 10.9555 | 0.94451 | 11 | 0.9
74203 | 4.275 | 0.8 | 365 | 3.9127 | 0.83733 | 4 | 0.75
74204 | 8.96 | 0.8 | 365 | 8.2006 | 0.4263 | 8 | 0.6269
73911 | 10.64 | 0.8 | 365 | 9.7382 | 0.50624 | 10 | 0.24444
74208 | 7.56 | 0.8 | 365 | 6.9193 | 0.85969 | 7 | 0.77894
74209 | 11.725 | 0.8 | 365 | 10.7312 | 0.49536 | 11 | 0.2266
74210 | 13.2 | 0.8 | 365 | 12.0812 | 0.19946 | 12 | 0.2807
74213 | 7.5 | 0.8 | 365 | 6.8643 | 0.7497 | 7 | 0.61403
74212 | 7.8 | 0.8 | 365 | 7.1389 | 0.29968 | 7 | 0.43859
74219 | 3.9 | 0.8 | 365 | 3.5695 | 0.14984 | 3 | 0.7193
74220 | 8.96 | 0.8 | 365 | 8.2006 | 0.4263 | 8 | 0.6269
74184 | 2.24 | 0.8 | 365 | 2.0501 | 0.10658 | 2 | 0.15672
74172 | 4.2 | 0.8 | 365 | 3.844 | 0.69983 | 4 | 0.54386
74226 | 10.08 | 0.8 | 365 | 9.2257 | 0.47959 | 9 | 0.70526
74205 | 5.85 | 0.8 | 365 | 5.3542 | 0.72476 | 6 | 0.078945
74177 | 13.8 | 0.8 | 365 | 12.6304 | 0.29944 | 12 | 0.92982
73909 | 3.36 | 0.8 | 365 | 3.0752 | 0.15986 | 3 | 0.23509
73973 | 5.88 | 0.8 | 365 | 5.3816 | 0.77976 | 6 | 0.1614
74076 | 11.52 | 0.8 | 365 | 10.5436 | 0.11953 | 10 | 0.66315
74088 | 6.6 | 1 | 365 | 7.5508 | 0.12467 | 7 | 0.67544
73408 | 10.725 | 0.8 | 365 | 9.816 | 0.66207 | 10 | 0.47807
74069 | 8.96 | 0.8 | 365 | 8.2006 | 0.4263 | 8 | 0.6269
73403 | 13.325 | 0.8 | 365 | 12.1956 | 0.42863 | 12 | 0.62426
73456 | 6.24 | 0.8 | 365 | 5.7111 | 0.43975 | 6 | 0.15087
73504 | 10.92 | 0.8 | 365 | 9.9945 | 0.019557 | 10 | 0.014031
73878 | 9.18 | 0.8 | 365 | 8.4019 | 0.82963 | 9 | 0.23158
73892 | 12.15 | 0.8 | 365 | 11.1202 | 0.27451 | 11 | 0.39473
73842 | 13.5 | 0.8 | 365 | 12.3558 | 0.74945 | 13 | 0.10526
73899 | 12.915 | 0.8 | 365 | 11.8204 | 0.67698 | 12 | 0.49736
73841 | 10.395 | 0.8 | 365 | 9.514 | 0.057079 | 9 | 0.57105
73877 | 9.9 | 0.8 | 365 | 9.0609 | 0.1496 | 9 | 0.21052
72701 | 6.44 | 0.8 | 365 | 5.8942 | 0.80641 | 6 | 0.70058
73804 | 3 | 0.8 | 365 | 2.7457 | 0.49988 | 3 | 0.24561
72533 | 3.36 | 0.8 | 365 | 3.0752 | 0.15986 | 3 | 0.23509
73711 | 2.16 | 0.8 | 365 | 1.9769 | 0.95991 | 2 | 0.93684
73706 | 4.64 | 0.8 | 365 | 4.2467 | 0.50648 | 4 | 0.75321
73538 | 6.96 | 0.8 | 365 | 6.3701 | 0.75972 | 7 | 0.12982
73786 | 4.62 | 0.8 | 365 | 4.2284 | 0.46981 | 4 | 0.69824
73483 | 3.78 | 0.8 | 365 | 3.4596 | 0.92985 | 4 | 0.38947
74181 | 4.76 | 0.8 | 365 | 4.3566 | 0.72647 | 5 | 0.083039
74228 | 9.72 | 0.8 | 365 | 8.8962 | 0.81961 | 9 | 0.71579
74221 | 2.61 | 0.8 | 365 | 2.3888 | 0.78489 | 3 | 0.17368
74229 | 3.96 | 0.8 | 365 | 3.6244 | 0.25984 | 3 | 0.88421
74140 | 4.59 | 0.8 | 365 | 4.201 | 0.41481 | 4 | 0.61579
74230 | 11.685 | 0.8 | 365 | 10.6946 | 0.42203 | 11 | 0.11666
74173 | 2.24 | 0.8 | 365 | 2.0501 | 0.10658 | 2 | 0.15672
74175 | 3.64 | 0.8 | 365 | 3.3315 | 0.67319 | 4 | 0.0046769
74232 | 7.56 | 0.8 | 365 | 6.9193 | 0.85969 | 7 | 0.77894
74233 | 7.5 | 0.8 | 365 | 6.8643 | 0.7497 | 7 | 0.61403
74169 | 2.8 | 0.8 | 365 | 2.5627 | 0.13322 | 2 | 0.69591
74174 | 2.8 | 0.8 | 365 | 2.5627 | 0.13322 | 2 | 0.69591
73544 | 8.4 | 0.8 | 365 | 7.6881 | 0.39966 | 8 | 0.087716
73482 | 3.36 | 0.8 | 365 | 3.0752 | 0.15986 | 3 | 0.23509
73556 | 6.72 | 0.8 | 365 | 6.1504 | 0.31973 | 6 | 0.47017
74154 | 6.44 | 0.8 | 365 | 5.8942 | 0.80641 | 6 | 0.70058
73567 | 7.56 | 0.8 | 365 | 6.9193 | 0.85969 | 7 | 0.77894
73491 | 6.16 | 0.8 | 365 | 5.6379 | 0.29308 | 5 | 0.93099
73553 | 3.64 | 0.8 | 365 | 3.3315 | 0.67319 | 4 | 0.0046769
73570 | 6.16 | 0.8 | 365 | 5.6379 | 0.29308 | 5 | 0.93099
74242 | 11.05 | 0.8 | 365 | 10.1135 | 0.25789 | 10 | 0.37134
74156 | 8.12 | 0.8 | 365 | 7.4318 | 0.88634 | 8 | 0.31813
73574 | 2.24 | 0.8 | 365 | 2.0501 | 0.10658 | 2 | 0.15672
74248 | 10.92 | 0.8 | 365 | 9.9945 | 0.019557 | 10 | 0.014031
74246 | 10.4 | 0.8 | 365 | 9.5185 | 0.066245 | 9 | 0.58479
74143 | 8.68 | 0.8 | 365 | 7.9443 | 0.91298 | 8 | 0.85731
74252 | 4.5 | 0.8 | 365 | 4.1186 | 0.24982 | 4 | 0.36842
73548 | 8.12 | 0.8 | 365 | 7.4318 | 0.88634 | 8 | 0.31813
74222 | 2.24 | 0.8 | 365 | 2.0501 | 0.10658 | 2 | 0.15672
74256 | 3.575 | 0.8 | 365 | 3.272 | 0.55402 | 3 | 0.82602
27608 | 8.58 | 1 | 365 | 9.816 | 0.66207 | 10 | 0.47807
73595 | 5.04 | 0.8 | 365 | 4.6128 | 0.2398 | 4 | 0.85263
73511 | 8.96 | 0.8 | 365 | 8.2006 | 0.4263 | 8 | 0.6269
74144 | 8.12 | 0.8 | 365 | 7.4318 | 0.88634 | 8 | 0.31813
73610 | 6.44 | 0.8 | 365 | 5.8942 | 0.80641 | 6 | 0.70058
73584 | 3.08 | 0.8 | 365 | 2.819 | 0.64654 | 3 | 0.4655
73560 | 4.48 | 0.8 | 365 | 4.1003 | 0.21315 | 4 | 0.31345
74270 | 6.72 | 0.8 | 365 | 6.1504 | 0.31973 | 6 | 0.47017
74271 | 6.44 | 0.8 | 365 | 5.8942 | 0.80641 | 6 | 0.70058
74272 | 10.03 | 0.8 | 365 | 9.1799 | 0.38793 | 9 | 0.56783
74278 | 6.6 | 0.8 | 365 | 6.0406 | 0.099732 | 6 | 0.14035
74282 | 9.9 | 0.8 | 365 | 9.0609 | 0.1496 | 9 | 0.21052
74284 | 8.58 | 0.8 | 365 | 7.8528 | 0.72965 | 8 | 0.58245
74243 | 8.68 | 0.8 | 365 | 7.9443 | 0.91298 | 8 | 0.85731
73245 | 5.13 | 0.8 | 365 | 4.6952 | 0.40479 | 5 | 0.099998
73244 | 7.02 | 0.8 | 365 | 6.425 | 0.86972 | 7 | 0.29473
73246 | 3.24 | 0.8 | 365 | 2.9654 | 0.93987 | 3 | 0.90526
74224 | 7 | 0.8 | 365 | 6.4067 | 0.83305 | 7 | 0.23976
74238 | 6.16 | 0.8 | 365 | 5.6379 | 0.29308 | 5 | 0.93099
74296 | 9.135 | 0.8 | 365 | 8.3608 | 0.74713 | 9 | 0.10789
74260 | 10.36 | 0.8 | 365 | 9.4819 | 0.99291 | 10 | 0.47485
74297 | 9.45 | 0.8 | 365 | 8.6491 | 0.32462 | 8 | 0.97368
74247 | 5.6 | 0.8 | 365 | 5.1254 | 0.26644 | 5 | 0.39181
74262 | 2.9 | 0.8 | 365 | 2.6542 | 0.31655 | 2 | 0.97076
74298 | 9.9 | 0.8 | 365 | 9.0609 | 0.1496 | 9 | 0.21052
74257 | 10.64 | 0.8 | 365 | 9.7382 | 0.50624 | 10 | 0.24444
74299 | 12.3 | 0.8 | 365 | 11.2575 | 0.5495 | 11 | 0.80701
74123 | 11.4 | 0.8 | 365 | 10.4338 | 0.89954 | 11 | 0.33333
73938 | 4.2 | 0.8 | 365 | 3.844 | 0.69983 | 4 | 0.54386
74286 | 3.64 | 0.8 | 365 | 3.3315 | 0.67319 | 4 | 0.0046769
74300 | 5.8 | 0.8 | 365 | 5.3084 | 0.6331 | 5 | 0.94152
74241 | 8.12 | 0.8 | 365 | 7.4318 | 0.88634 | 8 | 0.31813
74302 | 12.915 | 0.8 | 365 | 11.8204 | 0.67698 | 12 | 0.49736
74303 | 7.5 | 0.8 | 365 | 6.8643 | 0.7497 | 7 | 0.61403
74236 | 10.36 | 0.8 | 365 | 9.4819 | 0.99291 | 10 | 0.47485
74305 | 8.4 | 0.8 | 365 | 7.6881 | 0.39966 | 8 | 0.087716
74276 | 4.76 | 0.8 | 365 | 4.3566 | 0.72647 | 5 | 0.083039
74254 | 3.36 | 0.8 | 365 | 3.0752 | 0.15986 | 3 | 0.23509
74307 | 11.4 | 0.8 | 365 | 10.4338 | 0.89954 | 11 | 0.33333
74255 | 2.24 | 0.8 | 365 | 2.0501 | 0.10658 | 2 | 0.15672
74308 | 13.2 | 0.8 | 365 | 12.0812 | 0.19946 | 12 | 0.2807
74274 | 2.24 | 0.8 | 365 | 2.0501 | 0.10658 | 2 | 0.15672
74310 | 8 | 0.8 | 365 | 7.322 | 0.66634 | 7 | 0.9883
74223 | 2.24 | 0.8 | 365 | 2.0501 | 0.10658 | 2 | 0.15672
74311 | 10.44 | 0.8 | 365 | 9.5552 | 0.13958 | 9 | 0.69473
74225 | 3.64 | 0.8 | 365 | 3.3315 | 0.67319 | 4 | 0.0046769
74313 | 8.19 | 0.8 | 365 | 7.4959 | 0.014668 | 7 | 0.51052
74235 | 4.76 | 0.8 | 365 | 4.3566 | 0.72647 | 5 | 0.083039
74288 | 10.4 | 0.8 | 365 | 9.5185 | 0.066245 | 9 | 0.58479
74234 | 4.76 | 0.8 | 365 | 4.3566 | 0.72647 | 5 | 0.083039
74227 | 6.16 | 0.8 | 365 | 5.6379 | 0.29308 | 5 | 0.93099
74240 | 8.4 | 0.8 | 365 | 7.6881 | 0.39966 | 8 | 0.087716
74249 | 4.2 | 0.8 | 365 | 3.844 | 0.69983 | 4 | 0.54386
74289 | 5.32 | 0.8 | 365 | 4.8691 | 0.75312 | 5 | 0.62222
74264 | 5.32 | 0.8 | 365 | 4.8691 | 0.75312 | 5 | 0.62222
74319 | 10.2 | 0.8 | 365 | 9.3355 | 0.69959 | 10 | 0.035084
74253 | 7.56 | 0.8 | 365 | 6.9193 | 0.85969 | 7 | 0.77894
74323 | 4.8 | 0.8 | 365 | 4.3932 | 0.79981 | 5 | 0.19298
74251 | 3.64 | 0.8 | 365 | 3.3315 | 0.67319 | 4 | 0.0046769
73512 | 7.84 | 0.8 | 365 | 7.1755 | 0.37302 | 7 | 0.54853
74283 | 3.92 | 0.8 | 365 | 3.5878 | 0.18651 | 3 | 0.77427
73530 | 6.72 | 0.8 | 365 | 6.1504 | 0.31973 | 6 | 0.47017
73478 | 8.4 | 0.8 | 365 | 7.6881 | 0.39966 | 8 | 0.087716
74324 | 5.525 | 0.8 | 365 | 5.0567 | 0.12894 | 5 | 0.18567
73611 | 6.72 | 0.8 | 365 | 6.1504 | 0.31973 | 6 | 0.47017
74328 | 10.64 | 0.8 | 365 | 9.7382 | 0.50624 | 10 | 0.24444
73479 | 10.36 | 0.8 | 365 | 9.4819 | 0.99291 | 10 | 0.47485
74329 | 5.88 | 0.8 | 365 | 5.3816 | 0.77976 | 6 | 0.1614
74170 | 2.8 | 0.8 | 365 | 2.5627 | 0.13322 | 2 | 0.69591
74331 | 9.24 | 0.8 | 365 | 8.4569 | 0.93963 | 9 | 0.39649
73502 | 4.48 | 0.8 | 365 | 4.1003 | 0.21315 | 4 | 0.31345
74285 | 6.16 | 0.8 | 365 | 5.6379 | 0.29308 | 5 | 0.93099
73612 | 8.12 | 0.8 | 365 | 7.4318 | 0.88634 | 8 | 0.31813
73480 | 5.32 | 0.8 | 365 | 4.8691 | 0.75312 | 5 | 0.62222
73600 | 7.84 | 0.8 | 365 | 7.1755 | 0.37302 | 7 | 0.54853
74332 | 10.385 | 0.8 | 365 | 9.5048 | 0.038746 | 9 | 0.54356
74334 | 5.76 | 0.8 | 365 | 5.2718 | 0.55977 | 5 | 0.83158
74335 | 12.8 | 0.8 | 365 | 11.7151 | 0.46615 | 12 | 0.18128
74336 | 9.12 | 0.8 | 365 | 8.347 | 0.71963 | 9 | 0.066663
74151 | 3.6 | 0.8 | 365 | 3.2949 | 0.59985 | 3 | 0.89474
74101 | 10.36 | 0.8 | 365 | 9.4819 | 0.99291 | 10 | 0.47485
74206 | 6.16 | 0.8 | 365 | 5.6379 | 0.29308 | 5 | 0.93099
74098 | 11.2 | 0.8 | 365 | 10.2507 | 0.53288 | 10 | 0.78362
73442 | 2.24 | 0.8 | 365 | 2.0501 | 0.10658 | 2 | 0.15672
73543 | 2.24 | 0.8 | 365 | 2.0501 | 0.10658 | 2 | 0.15672
73555 | 5.6 | 0.8 | 365 | 5.1254 | 0.26644 | 5 | 0.39181
74237 | 2.8 | 0.8 | 365 | 2.5627 | 0.13322 | 2 | 0.69591
74250 | 3.08 | 0.8 | 365 | 2.819 | 0.64654 | 3 | 0.4655
73332 | 11.04 | 0.8 | 365 | 10.1043 | 0.23955 | 10 | 0.34386
74167 | 16.2 | 0.8 | 365 | 14.827 | 0.69934 | 15 | 0.52631
74186 | 8.96 | 0.8 | 365 | 8.2006 | 0.4263 | 8 | 0.6269
74194 | 13.25 | 0.8 | 365 | 12.127 | 0.29113 | 12 | 0.41812
74211 | 14 | 0.8 | 365 | 12.8134 | 0.6661 | 13 | 0.47953
74269 | 7.92 | 0.8 | 365 | 7.2487 | 0.51968 | 7 | 0.76842
74275 | 7 | 0.8 | 365 | 6.4067 | 0.83305 | 7 | 0.23976
73601 | 9.86 | 0.8 | 365 | 9.0243 | 0.076267 | 9 | 0.10058
63466 | 326.625 | 0.7 | 365 | 261.5741 | 0.94935 | 262 | 0.52346
9697 | 406.9 | 1 | 365 | 465.5164 | 0.45855 | 465 | 0.97494
74337 | 8.71 | 0.8 | 365 | 7.9718 | 0.96798 | 8 | 0.93976
74295 | 7.56 | 0.8 | 365 | 6.9193 | 0.85969 | 7 | 0.77894
74314 | 9.24 | 0.8 | 365 | 8.4569 | 0.93963 | 9 | 0.39649
74343 | 11.55 | 0.8 | 365 | 10.5711 | 0.17453 | 10 | 0.74561
74341 | 4.64 | 0.8 | 365 | 4.2467 | 0.50648 | 4 | 0.75321
74294 | 9.01 | 0.8 | 365 | 8.2464 | 0.51797 | 8 | 0.76432
74318 | 4.64 | 0.8 | 365 | 4.2467 | 0.50648 | 4 | 0.75321
74292 | 7.84 | 0.8 | 365 | 7.1755 | 0.37302 | 7 | 0.54853
74315 | 5.32 | 0.8 | 365 | 4.8691 | 0.75312 | 5 | 0.62222
74346 | 7.14 | 0.8 | 365 | 6.5348 | 0.089711 | 6 | 0.62456
74320 | 4.48 | 0.8 | 365 | 4.1003 | 0.21315 | 4 | 0.31345
74347 | 12.42 | 0.8 | 365 | 11.3673 | 0.7695 | 12 | 0.13684
74309 | 15.66 | 0.8 | 365 | 14.3327 | 0.70937 | 15 | 0.042099
74306 | 3.48 | 0.8 | 365 | 3.1851 | 0.37986 | 3 | 0.56491
74350 | 4.86 | 0.8 | 365 | 4.4481 | 0.9098 | 5 | 0.35789
74351 | 5.5 | 0.8 | 365 | 5.0338 | 0.08311 | 5 | 0.11696
74304 | 4.2 | 0.8 | 365 | 3.844 | 0.69983 | 4 | 0.54386
74291 | 7 | 0.8 | 365 | 6.4067 | 0.83305 | 7 | 0.23976
74312 | 4.76 | 0.8 | 365 | 4.3566 | 0.72647 | 5 | 0.083039
74321 | 5.88 | 0.8 | 365 | 5.3816 | 0.77976 | 6 | 0.1614
74290 | 6.16 | 0.8 | 365 | 5.6379 | 0.29308 | 5 | 0.93099
74261 | 4.2 | 0.8 | 365 | 3.844 | 0.69983 | 4 | 0.54386
73614 | 4.76 | 0.8 | 365 | 4.3566 | 0.72647 | 5 | 0.083039
74293 | 13.777 | 0.8 | 365 | 12.6093 | 0.25727 | 12 | 0.8666
73503 | 6.44 | 0.8 | 365 | 5.8942 | 0.80641 | 6 | 0.70058
74277 | 4.48 | 0.8 | 365 | 4.1003 | 0.21315 | 4 | 0.31345
73484 | 4.48 | 0.8 | 365 | 4.1003 | 0.21315 | 4 | 0.31345
73546 | 3.08 | 0.8 | 365 | 2.819 | 0.64654 | 3 | 0.4655
73592 | 3.36 | 0.8 | 365 | 3.0752 | 0.15986 | 3 | 0.23509
74338 | 10.73 | 0.8 | 365 | 9.8206 | 0.67123 | 10 | 0.49181
74339 | 8.265 | 0.8 | 365 | 7.5645 | 0.15216 | 7 | 0.71666
74340 | 8.68 | 0.8 | 365 | 7.9443 | 0.91298 | 8 | 0.85731
74342 | 2.9 | 0.8 | 365 | 2.6542 | 0.31655 | 2 | 0.97076
74345 | 6.16 | 0.8 | 365 | 5.6379 | 0.29308 | 5 | 0.93099
74357 | 5.22 | 0.8 | 365 | 4.7776 | 0.56979 | 5 | 0.34737
74366 | 6.555 | 0.8 | 365 | 5.9994 | 0.017234 | 6 | 0.016664
74367 | 8.7 | 0.8 | 365 | 7.9626 | 0.94965 | 8 | 0.91228
74368 | 14.04 | 0.8 | 365 | 12.85 | 0.73943 | 13 | 0.58947
74369 | 2.44 | 0.8 | 365 | 2.2332 | 0.47323 | 2 | 0.70643
74370 | 13.3 | 0.8 | 365 | 12.1728 | 0.38279 | 12 | 0.55555
74371 | 9.24 | 0.8 | 365 | 8.4569 | 0.93963 | 9 | 0.39649
74372 | 11.1 | 0.8 | 365 | 10.1592 | 0.34955 | 10 | 0.50877
74376 | 5.04 | 0.8 | 365 | 4.6128 | 0.2398 | 4 | 0.85263
74379 | 18.2 | 0.8 | 365 | 16.6575 | 0.36593 | 17 | 0.023384
74382 | 6.9 | 0.8 | 365 | 6.3152 | 0.64972 | 6 | 0.96491
74386 | 12.3 | 0.8 | 365 | 11.2575 | 0.5495 | 11 | 0.80701
74388 | 11.76 | 0.8 | 365 | 10.7633 | 0.55952 | 11 | 0.3228
74391 | 9.3 | 0.8 | 365 | 8.5118 | 0.049623 | 8 | 0.5614
74393 | 16.74 | 0.8 | 365 | 15.3212 | 0.68932 | 16 | 0.010519
74394 | 11.73 | 0.8 | 365 | 10.7358 | 0.50452 | 11 | 0.24035
74397 | 6.375 | 0.8 | 365 | 5.8347 | 0.68724 | 6 | 0.52193
65257 | 57.6 | 0.7 | 365 | 46.1283 | 0.39796 | 46 | 0.5263
74400 | 7.2 | 0.8 | 365 | 6.5898 | 0.19971 | 6 | 0.78947
74398 | 8.4 | 0.8 | 365 | 7.6881 | 0.39966 | 8 | 0.087716
74402 | 5.61 | 0.8 | 365 | 5.1345 | 0.28477 | 5 | 0.4193
74404 | 5.67 | 0.8 | 365 | 5.1894 | 0.39477 | 5 | 0.58421
74405 | 9 | 0.8 | 365 | 8.2372 | 0.49964 | 8 | 0.73684
74407 | 4.76 | 0.8 | 365 | 4.3566 | 0.72647 | 5 | 0.083039
74409 | 8.71 | 0.8 | 365 | 7.9718 | 0.96798 | 8 | 0.93976
74413 | 12.73 | 0.8 | 365 | 11.6511 | 0.33782 | 11 | 0.98888
74410 | 3.92 | 0.8 | 365 | 3.5878 | 0.18651 | 3 | 0.77427
74416 | 10.73 | 0.8 | 365 | 9.8206 | 0.67123 | 10 | 0.49181
74414 | 6.16 | 0.8 | 365 | 5.6379 | 0.29308 | 5 | 0.93099
74418 | 4.06 | 0.8 | 365 | 3.7159 | 0.44317 | 4 | 0.15906
74419 | 5.985 | 0.8 | 365 | 5.4777 | 0.97226 | 6 | 0.45
74420 | 13.44 | 0.8 | 365 | 12.3009 | 0.63946 | 12 | 0.94035
74423 | 6.9 | 0.8 | 365 | 6.3152 | 0.64972 | 6 | 0.96491
74427 | 4.62 | 0.8 | 365 | 4.2284 | 0.46981 | 4 | 0.69824
74411 | 5.3 | 0.8 | 365 | 4.8508 | 0.71645 | 5 | 0.56725
74412 | 7.84 | 0.8 | 365 | 7.1755 | 0.37302 | 7 | 0.54853
73910 | 10.385 | 0.8 | 365 | 9.5048 | 0.038746 | 9 | 0.54356
74439 | 4.02 | 0.8 | 365 | 3.6793 | 0.36984 | 4 | 0.049121
74440 | 7.37 | 0.8 | 365 | 6.7454 | 0.51137 | 7 | 0.25672
74442 | 12.426 | 0.8 | 365 | 11.3728 | 0.7805 | 12 | 0.15333
74443 | 13.395 | 0.8 | 365 | 12.2597 | 0.55696 | 12 | 0.81666
74444 | 7.68 | 0.8 | 365 | 7.0291 | 0.079689 | 7 | 0.10877
74445 | 10.56 | 0.8 | 365 | 9.665 | 0.35957 | 10 | 0.024557
74441 | 7.68 | 0.8 | 365 | 7.0291 | 0.079689 | 7 | 0.10877
74446 | 7.98 | 0.8 | 365 | 7.3037 | 0.62968 | 7 | 0.93333
74333 | 6.03 | 0.8 | 365 | 5.5189 | 0.054756 | 5 | 0.57368
74447 | 11 | 0.8 | 365 | 10.0677 | 0.16622 | 10 | 0.23391
74449 | 10.545 | 0.8 | 365 | 9.6513 | 0.33207 | 9 | 0.98333
74454 | 3.08 | 0.8 | 365 | 2.819 | 0.64654 | 3 | 0.4655
74457 | 11.16 | 0.8 | 365 | 10.2141 | 0.45955 | 10 | 0.67368
73849 | 14.4 | 0.8 | 365 | 13.1795 | 0.39942 | 13 | 0.57894
74462 | 8.64 | 0.8 | 365 | 7.9077 | 0.83965 | 8 | 0.74736
74468 | 7.2 | 1 | 365 | 8.2372 | 0.49964 | 8 | 0.73684
74456 | 2.24 | 0.8 | 365 | 2.0501 | 0.10658 | 2 | 0.15672
74455 | 4.32 | 0.8 | 365 | 3.9539 | 0.91982 | 4 | 0.87368
74469 | 5.32 | 0.8 | 365 | 4.8691 | 0.75312 | 5 | 0.62222
74470 | 7.84 | 0.8 | 365 | 7.1755 | 0.37302 | 7 | 0.54853
74471 | 3.36 | 0.8 | 365 | 3.0752 | 0.15986 | 3 | 0.23509
74472 | 20.16 | 0.8 | 365 | 18.4513 | 0.95918 | 19 | 0.41052
74473 | 9.24 | 0.8 | 365 | 8.4569 | 0.93963 | 9 | 0.39649
74474 | 4.76 | 0.8 | 365 | 4.3566 | 0.72647 | 5 | 0.083039
74475 | 2.28 | 0.8 | 365 | 2.0868 | 0.17991 | 2 | 0.26667
74476 | 2.16 | 0.8 | 365 | 1.9769 | 0.95991 | 2 | 0.93684
74477 | 13.475 | 0.8 | 365 | 12.3329 | 0.70362 | 13 | 0.036544
74478 | 10.08 | 0.8 | 365 | 9.2257 | 0.47959 | 9 | 0.70526
74479 | 9.69 | 0.8 | 365 | 8.8687 | 0.76461 | 9 | 0.63333
74480 | 6.09 | 0.8 | 365 | 5.5738 | 0.16475 | 5 | 0.73859
74481 | 7.56 | 0.8 | 365 | 6.9193 | 0.85969 | 7 | 0.77894
35624 | 1254 | 0.9 | 365 | 1291.1816 | 0.31782 | 1291 | 0.49942
74483 | 7.2 | 0.8 | 365 | 6.5898 | 0.19971 | 6 | 0.78947
72736 | 7.2 | 0.8 | 365 | 6.5898 | 0.19971 | 6 | 0.78947
74484 | 11.375 | 0.8 | 365 | 10.4109 | 0.85371 | 11 | 0.26462
74485 | 24.9 | 0.8 | 365 | 22.7896 | 0.64899 | 23 | 0.43859
74487 | 15.12 | 0.8 | 365 | 13.8385 | 0.71939 | 14 | 0.55789
74492 | 7.521 | 0.8 | 365 | 6.8836 | 0.7882 | 7 | 0.67175
74491 | 7.84 | 0.8 | 365 | 7.1755 | 0.37302 | 7 | 0.54853
74493 | 9.18 | 0.8 | 365 | 8.4019 | 0.82963 | 9 | 0.23158
74494 | 3.575 | 0.8 | 365 | 3.272 | 0.55402 | 3 | 0.82602
74495 | 4.928 | 1 | 365 | 5.6379 | 0.29308 | 5 | 0.93099
74496 | 12 | 0.8 | 365 | 10.9829 | 0.99951 | 11 | 0.98245
74488 | 10.44 | 0.8 | 365 | 9.5552 | 0.13958 | 9 | 0.69473
74498 | 12.35 | 0.8 | 365 | 11.3033 | 0.64117 | 11 | 0.94444
74499 | 8.58 | 0.8 | 365 | 7.8528 | 0.72965 | 8 | 0.58245
74500 | 4.8 | 0.8 | 365 | 4.3932 | 0.79981 | 5 | 0.19298
74501 | 5.4 | 0.8 | 365 | 4.9423 | 0.89978 | 5 | 0.8421
74504 | 5.04 | 0.8 | 365 | 4.6128 | 0.2398 | 4 | 0.85263
74448 | 9.01 | 0.8 | 365 | 8.2464 | 0.51797 | 8 | 0.76432
74508 | 4.41 | 0.8 | 365 | 4.0362 | 0.084821 | 4 | 0.12105
73519 | 12.6 | 0.8 | 365 | 11.5321 | 0.099489 | 11 | 0.63157
74195 | 5.695 | 0.8 | 365 | 5.2123 | 0.4406 | 5 | 0.65292
74509 | 8.12 | 0.8 | 365 | 7.4318 | 0.88634 | 8 | 0.31813
74505 | 8.4 | 0.8 | 365 | 7.6881 | 0.39966 | 8 | 0.087716
74506 | 4.48 | 0.8 | 365 | 4.1003 | 0.21315 | 4 | 0.31345
74507 | 5.8 | 0.8 | 365 | 5.3084 | 0.6331 | 5 | 0.94152
74353 | 5.98 | 0.8 | 365 | 5.4732 | 0.96309 | 6 | 0.43625
74356 | 6.5 | 0.8 | 365 | 5.9491 | 0.9164 | 6 | 0.86549
74387 | 9.75 | 0.8 | 365 | 8.9236 | 0.8746 | 9 | 0.79824
74399 | 4.225 | 0.8 | 365 | 3.8669 | 0.74566 | 4 | 0.61257
74406 | 5.2 | 0.8 | 365 | 4.7593 | 0.53312 | 5 | 0.2924
74415 | 12.3 | 0.8 | 365 | 11.2575 | 0.5495 | 11 | 0.80701
74417 | 10.075 | 0.8 | 365 | 9.2211 | 0.47042 | 9 | 0.69152
74421 | 11.7 | 0.8 | 365 | 10.7084 | 0.44953 | 11 | 0.15789
74422 | 9.6 | 0.8 | 365 | 8.7864 | 0.59961 | 9 | 0.38596
74426 | 5.4 | 0.8 | 365 | 4.9423 | 0.89978 | 5 | 0.8421
74429 | 7.15 | 0.8 | 365 | 6.544 | 0.10804 | 6 | 0.65204
74431 | 10.725 | 0.8 | 365 | 9.816 | 0.66207 | 10 | 0.47807
74432 | 5.85 | 0.8 | 365 | 5.3542 | 0.72476 | 6 | 0.078945
74435 | 10.66 | 1 | 365 | 12.1956 | 0.42863 | 12 | 0.62426
74437 | 6.825 | 0.8 | 365 | 6.2465 | 0.51222 | 6 | 0.75877
74451 | 7.2 | 0.8 | 365 | 6.5898 | 0.19971 | 6 | 0.78947
74453 | 10.2 | 0.8 | 365 | 9.3355 | 0.69959 | 10 | 0.035084
74461 | 6.9 | 0.8 | 365 | 6.3152 | 0.64972 | 6 | 0.96491
74463 | 13.325 | 0.8 | 365 | 12.1956 | 0.42863 | 12 | 0.62426
74466 | 14 | 0.8 | 365 | 12.8134 | 0.6661 | 13 | 0.47953
74467 | 10.5 | 0.8 | 365 | 9.6101 | 0.24957 | 9 | 0.85964
74510 | 8.45 | 0.8 | 365 | 7.7338 | 0.49132 | 8 | 0.22514
74511 | 4.225 | 0.8 | 365 | 3.8669 | 0.74566 | 4 | 0.61257
74513 | 8.45 | 0.8 | 365 | 7.7338 | 0.49132 | 8 | 0.22514
63105 | 24.64 | 0.8 | 365 | 22.5516 | 0.17233 | 22 | 0.72397
74375 | 11.55 | 0.8 | 365 | 10.5711 | 0.17453 | 10 | 0.74561
74377 | 5.83 | 0.8 | 365 | 5.3359 | 0.6881 | 6 | 0.023974
74344 | 4.2 | 0.8 | 365 | 3.844 | 0.69983 | 4 | 0.54386
74378 | 8.19 | 0.8 | 365 | 7.4959 | 0.014668 | 7 | 0.51052
74259 | 2.52 | 0.8 | 365 | 2.3064 | 0.6199 | 2 | 0.92631
74438 | 10.325 | 0.8 | 365 | 9.4499 | 0.92875 | 10 | 0.37865
74373 | 14.03 | 0.8 | 365 | 12.8409 | 0.7211 | 13 | 0.56198
74433 | 12.8 | 0.8 | 365 | 11.7151 | 0.46615 | 12 | 0.18128
74503 | 6.72 | 0.8 | 365 | 6.1504 | 0.31973 | 6 | 0.47017
45625 | 4.94 | 1 | 365 | 5.6516 | 0.32058 | 5 | 0.97222
65095 | 23.36 | 0.8 | 365 | 21.3801 | 0.82572 | 22 | 0.20584
74517 | 7.2 | 0.8 | 365 | 6.5898 | 0.19971 | 6 | 0.78947
74518 | 11.4 | 0.8 | 365 | 10.4338 | 0.89954 | 11 | 0.33333
74519 | 12 | 0.8 | 365 | 10.9829 | 0.99951 | 11 | 0.98245
74520 | 4.93 | 0.8 | 365 | 4.5122 | 0.038134 | 4 | 0.55029
74523 | 10.08 | 0.8 | 365 | 9.2257 | 0.47959 | 9 | 0.70526
74524 | 9.75 | 0.8 | 365 | 8.9236 | 0.8746 | 9 | 0.79824
73975 | 9.28 | 0.8 | 365 | 8.4935 | 0.012957 | 8 | 0.50643
74525 | 4.48 | 0.8 | 365 | 4.1003 | 0.21315 | 4 | 0.31345
74526 | 11.385 | 0.8 | 365 | 10.4201 | 0.87204 | 11 | 0.2921
73248 | 7.02 | 0.8 | 365 | 6.425 | 0.86972 | 7 | 0.29473
74063 | 7.5 | 0.8 | 365 | 6.8643 | 0.7497 | 7 | 0.61403
74045 | 9.9 | 0.8 | 365 | 9.0609 | 0.1496 | 9 | 0.21052
51583 | 156 | 0.7 | 365 | 124.9309 | 0.24447 | 125 | 0.17538
2868 | 2255.4 | 0.9 | 365 | 2322.2735 | 0.65965 | 2322 | 0.93317
26426 | 2597.76 | 1 | 365 | 2971.9829 | 0.06838 | 2972 | 0.051295
74529 | 10.395 | 0.8 | 365 | 9.514 | 0.057079 | 9 | 0.57105
74528 | 7.705 | 0.8 | 365 | 7.052 | 0.12552 | 7 | 0.17748
74531 | 6.84 | 0.8 | 365 | 6.2603 | 0.53972 | 6 | 0.8
74533 | 7.245 | 0.8 | 365 | 6.6309 | 0.28221 | 6 | 0.91315
74534 | 5.11 | 0.8 | 365 | 4.6769 | 0.36813 | 5 | 0.045027
74543 | 13.44 | 0.8 | 365 | 12.3009 | 0.63946 | 12 | 0.94035
73609 | 4.2 | 0.8 | 365 | 3.844 | 0.69983 | 4 | 0.54386
72794 | 4.35 | 0.8 | 365 | 3.9813 | 0.97482 | 4 | 0.95614
35473 | 5867.19 | 0.8 | 365 | 5369.9151 | 0.27718 | 5370 | 0.19232
74546 | 9.72 | 0.8 | 365 | 8.8962 | 0.81961 | 9 | 0.71579
74068 | 8.55 | 0.8 | 365 | 7.8253 | 0.67465 | 8 | 0.5
74535 | 10.15 | 0.8 | 365 | 9.2897 | 0.60792 | 9 | 0.89766
74537 | 10.26 | 0.8 | 365 | 9.3904 | 0.80958 | 10 | 0.2
74547 | 6.44 | 0.8 | 365 | 5.8942 | 0.80641 | 6 | 0.70058
36675 | 4.345 | 1 | 365 | 4.9709 | 0.95707 | 5 | 0.92799
74542 | 3.92 | 0.8 | 365 | 3.5878 | 0.18651 | 3 | 0.77427
74540 | 3.92 | 0.8 | 365 | 3.5878 | 0.18651 | 3 | 0.77427
74538 | 6.27 | 0.8 | 365 | 5.7386 | 0.49475 | 6 | 0.23333
74548 | 19.88 | 0.8 | 365 | 18.1951 | 0.44586 | 18 | 0.64093
74551 | 8.525 | 0.8 | 365 | 7.8025 | 0.62882 | 8 | 0.43128
74549 | 5.88 | 0.8 | 365 | 5.3816 | 0.77976 | 6 | 0.1614
74552 | 10.725 | 0.8 | 365 | 9.816 | 0.66207 | 10 | 0.47807
74553 | 4.25 | 0.8 | 365 | 3.8898 | 0.79149 | 4 | 0.68128
74536 | 5.76 | 0.8 | 365 | 5.2718 | 0.55977 | 5 | 0.83158
74554 | 19.215 | 0.8 | 365 | 17.5864 | 0.22672 | 17 | 0.81315
74555 | 12.9 | 0.8 | 365 | 11.8067 | 0.64948 | 12 | 0.45614
74556 | 9 | 0.8 | 365 | 8.2372 | 0.49964 | 8 | 0.73684
64886 | 60.32 | 0.7 | 365 | 48.3066 | 0.76119 | 49 | 0.067815
74557 | 5.695 | 0.8 | 365 | 5.2123 | 0.4406 | 5 | 0.65292
74559 | 8.67 | 0.8 | 365 | 7.9352 | 0.89465 | 8 | 0.82982
74560 | 7.905 | 0.8 | 365 | 7.235 | 0.49218 | 7 | 0.72719
74562 | 8.41 | 0.8 | 365 | 7.6972 | 0.41799 | 8 | 0.1152
74561 | 7.395 | 0.8 | 365 | 6.7682 | 0.5572 | 7 | 0.32544
74563 | 7.695 | 0.8 | 365 | 7.0428 | 0.10719 | 7 | 0.15
74564 | 10.15 | 0.8 | 365 | 9.2897 | 0.60792 | 9 | 0.89766
74566 | 5.13 | 0.8 | 365 | 4.6952 | 0.40479 | 5 | 0.099998
74565 | 7.7 | 0.8 | 365 | 7.0474 | 0.11635 | 7 | 0.16374
74567 | 4.8 | 0.8 | 365 | 4.3932 | 0.79981 | 5 | 0.19298
74568 | 7.125 | 0.8 | 365 | 6.5211 | 0.062211 | 6 | 0.58333
74569 | 7.32 | 0.8 | 365 | 6.6996 | 0.4197 | 7 | 0.1193
74570 | 4.845 | 0.8 | 365 | 4.4344 | 0.8823 | 5 | 0.31666
74572 | 8.835 | 0.8 | 365 | 8.0862 | 0.19714 | 8 | 0.28333
74571 | 9.135 | 0.8 | 365 | 8.3608 | 0.74713 | 9 | 0.10789
74573 | 7.25 | 0.8 | 365 | 6.6355 | 0.29137 | 6 | 0.9269
74574 | 10.23 | 0.8 | 365 | 9.363 | 0.75459 | 10 | 0.11754
74576 | 13.325 | 0.8 | 365 | 12.1956 | 0.42863 | 12 | 0.62426
74578 | 6.365 | 0.8 | 365 | 5.8255 | 0.66891 | 6 | 0.49444
74579 | 5.12 | 0.8 | 365 | 4.6861 | 0.38646 | 5 | 0.072513
74582 | 6.12 | 0.8 | 365 | 5.6013 | 0.21975 | 5 | 0.82105
74586 | 3.85 | 0.8 | 365 | 3.5237 | 0.058177 | 3 | 0.58187
74589 | 11.39 | 0.8 | 365 | 10.4246 | 0.8812 | 11 | 0.30584
74592 | 9.6 | 0.8 | 365 | 8.7864 | 0.59961 | 9 | 0.38596
61072 | 510.3 | 0.8 | 365 | 467.0494 | 0.52932 | 467 | 0.57874
74609 | 1.98 | 0.8 | 365 | 1.8122 | 0.62992 | 2 | 0.4421
74611 | 8.12 | 0.8 | 365 | 7.4318 | 0.88634 | 8 | 0.31813
74612 | 11.055 | 0.8 | 365 | 10.118 | 0.26705 | 10 | 0.38508
74613 | 5.4 | 0.8 | 365 | 4.9423 | 0.89978 | 5 | 0.8421
74614 | 7.59 | 0.8 | 365 | 6.9467 | 0.91469 | 7 | 0.8614
74615 | 6.6 | 0.8 | 365 | 6.0406 | 0.099732 | 6 | 0.14035
74617 | 3.08 | 0.8 | 365 | 2.819 | 0.64654 | 3 | 0.4655
74618 | 5.67 | 0.8 | 365 | 5.1894 | 0.39477 | 5 | 0.58421
74619 | 11.04 | 0.8 | 365 | 10.1043 | 0.23955 | 10 | 0.34386
74608 | 8.28 | 0.8 | 365 | 7.5782 | 0.17966 | 7 | 0.75789
74621 | 7.56 | 0.8 | 365 | 6.9193 | 0.85969 | 7 | 0.77894
74622 | 6.96 | 0.8 | 365 | 6.3701 | 0.75972 | 7 | 0.12982
71206 | 12.8 | 0.8 | 365 | 11.7151 | 0.46615 | 12 | 0.18128
74630 | 9.6 | 1 | 365 | 10.9829 | 0.99951 | 11 | 0.98245
74636 | 7.905 | 0.8 | 365 | 7.235 | 0.49218 | 7 | 0.72719
74516 | 6 | 0.8 | 365 | 5.4915 | 0.99976 | 6 | 0.49123
74527 | 8.45 | 0.8 | 365 | 7.7338 | 0.49132 | 8 | 0.22514
63161 | 307.2 | 0.9 | 365 | 316.3086 | 0.58599 | 316 | 0.89459
63118 | 2784.6 | 0.8 | 365 | 2548.5907 | 0.98713 | 2549 | 0.5778
74558 | 13.8 | 0.8 | 365 | 12.6304 | 0.29944 | 12 | 0.92982
74580 | 3.92 | 0.8 | 365 | 3.5878 | 0.18651 | 3 | 0.77427
74581 | 9.625 | 0.8 | 365 | 8.8092 | 0.64544 | 9 | 0.45467
74584 | 5.46 | 0.8 | 365 | 4.9972 | 0.0097787 | 5 | 0.0070153
74585 | 5.04 | 0.8 | 365 | 4.6128 | 0.2398 | 4 | 0.85263
74587 | 2.28 | 0.8 | 365 | 2.0868 | 0.17991 | 2 | 0.26667
74588 | 12.6 | 0.8 | 365 | 11.5321 | 0.099489 | 11 | 0.63157
74590 | 5.415 | 0.8 | 365 | 4.9561 | 0.92728 | 5 | 0.88333
74591 | 6.27 | 0.8 | 365 | 5.7386 | 0.49475 | 6 | 0.23333
74594 | 2.32 | 0.8 | 365 | 2.1234 | 0.25324 | 2 | 0.37661
74596 | 5.415 | 0.8 | 365 | 4.9561 | 0.92728 | 5 | 0.88333
74597 | 3.99 | 0.8 | 365 | 3.6518 | 0.31484 | 3 | 0.96667
74598 | 3.64 | 0.8 | 365 | 3.3315 | 0.67319 | 4 | 0.0046769
74599 | 7.41 | 0.8 | 365 | 6.782 | 0.5847 | 7 | 0.36666
74600 | 11.505 | 0.8 | 365 | 10.5299 | 0.092034 | 10 | 0.62193
74601 | 2.565 | 0.8 | 365 | 2.3476 | 0.7024 | 3 | 0.049999
74602 | 7.98 | 0.8 | 365 | 7.3037 | 0.62968 | 7 | 0.93333
74603 | 9.24 | 0.8 | 365 | 8.4569 | 0.93963 | 9 | 0.39649
74604 | 3.99 | 0.8 | 365 | 3.6518 | 0.31484 | 3 | 0.96667
74605 | 4.56 | 0.8 | 365 | 4.1735 | 0.35982 | 4 | 0.53333
74606 | 6.72 | 0.8 | 365 | 6.1504 | 0.31973 | 6 | 0.47017
74629 | 4.55 | 0.8 | 365 | 4.1644 | 0.34148 | 4 | 0.50585
48630 | 514.56 | 0.65 | 365 | 382.6455 | 0.46305 | 383 | 0.1086
17457 | 4127.76 | 0.8 | 365 | 3777.9109 | 0.39269 | 3778 | 0.30356
74502 | 7.84 | 0.8 | 365 | 7.1755 | 0.37302 | 7 | 0.54853
74355 | 3.975 | 0.8 | 365 | 3.6381 | 0.28734 | 3 | 0.92544
74364 | 10.5 | 0.8 | 365 | 9.6101 | 0.24957 | 9 | 0.85964
63100 | 48.16 | 0.7 | 365 | 38.5684 | 0.25496 | 38 | 0.82337
74610 | 82.5 | 0.6 | 365 | 56.6308 | 0.43499 | 57 | 0.065764
74642 | 3.42 | 0.8 | 365 | 3.1301 | 0.26986 | 3 | 0.4
74644 | 6.09 | 0.8 | 365 | 5.5738 | 0.16475 | 5 | 0.73859
74646 | 12.04 | 0.8 | 365 | 11.0195 | 0.072845 | 11 | 0.092393
74648 | 13 | 0.8 | 365 | 11.8982 | 0.83281 | 12 | 0.73099
74651 | 8.82 | 0.8 | 365 | 8.0725 | 0.16964 | 8 | 0.2421
74652 | 6 | 0.8 | 365 | 5.4915 | 0.99976 | 6 | 0.49123
74653 | 10.4 | 0.8 | 365 | 9.5185 | 0.066245 | 9 | 0.58479
74654 | 5.67 | 0.8 | 365 | 5.1894 | 0.39477 | 5 | 0.58421
34019 | 61.2 | 0.9 | 365 | 63.0146 | 0.22221 | 63 | 0.23681
34025 | 45.9 | 0.9 | 365 | 47.261 | 0.66666 | 47 | 0.92761
34024 | 42.84 | 0.9 | 365 | 44.1102 | 0.35555 | 44 | 0.46577
74053 | 10.64 | 0.8 | 365 | 9.7382 | 0.50624 | 10 | 0.24444
74374 | 7.28 | 0.8 | 365 | 6.663 | 0.34637 | 7 | 0.0093537
74362 | 9.24 | 0.8 | 365 | 8.4569 | 0.93963 | 9 | 0.39649
74359 | 4.62 | 0.8 | 365 | 4.2284 | 0.46981 | 4 | 0.69824
74358 | 7.28 | 0.8 | 365 | 6.663 | 0.34637 | 7 | 0.0093537
74657 | 3.6 | 0.8 | 365 | 3.2949 | 0.59985 | 3 | 0.89474
74659 | 8.7 | 0.8 | 365 | 7.9626 | 0.94965 | 8 | 0.91228
74663 | 13.325 | 0.8 | 365 | 12.1956 | 0.42863 | 12 | 0.62426
74665 | 5.1 | 0.8 | 365 | 4.6677 | 0.34979 | 5 | 0.017542
73100 | 6.36 | 0.8 | 365 | 5.821 | 0.65974 | 6 | 0.4807
73036 | 11.73 | 0.8 | 365 | 10.7358 | 0.50452 | 11 | 0.24035
73400 | 4.59 | 0.8 | 365 | 4.201 | 0.41481 | 4 | 0.61579
73505 | 12.375 | 0.8 | 365 | 11.3262 | 0.687 | 12 | 0.013153
73562 | 10.8 | 0.8 | 365 | 9.8846 | 0.79956 | 10 | 0.68421
62849 | 118.4 | 0.9 | 365 | 121.9106 | 0.1946 | 122 | 0.10521
74670 | 7.56 | 0.8 | 365 | 6.9193 | 0.85969 | 7 | 0.77894
74673 | 10.72 | 0.8 | 365 | 9.8114 | 0.6529 | 10 | 0.46432
74490 | 12.69 | 0.8 | 365 | 11.6145 | 0.26449 | 11 | 0.87894
74489 | 9.9 | 0.8 | 365 | 9.0609 | 0.1496 | 9 | 0.21052
74675 | 7.36 | 0.8 | 365 | 6.7362 | 0.49304 | 7 | 0.22924
74677 | 12.1 | 0.8 | 365 | 11.0745 | 0.18284 | 11 | 0.2573
74680 | 5.28 | 0.8 | 365 | 4.8325 | 0.67979 | 5 | 0.51228
74681 | 10.88 | 0.8 | 365 | 9.9579 | 0.94623 | 10 | 0.90409
74682 | 8.4 | 0.8 | 365 | 7.6881 | 0.39966 | 8 | 0.087716
73365 | 21.3 | 0.8 | 365 | 19.4947 | 0.049137 | 19 | 0.54385
74683 | 8.54 | 0.8 | 365 | 7.8162 | 0.65632 | 8 | 0.47251
73360 | 12.375 | 0.8 | 365 | 11.3262 | 0.687 | 12 | 0.013153
74685 | 8.32 | 0.8 | 365 | 7.6148 | 0.253 | 7 | 0.86783
74686 | 5.97 | 0.8 | 365 | 5.464 | 0.94476 | 6 | 0.40877
74687 | 12.6 | 0.8 | 365 | 11.5321 | 0.099489 | 11 | 0.63157
74688 | 9.315 | 0.8 | 365 | 8.5255 | 0.077122 | 8 | 0.60263
74684 | 5.85 | 0.8 | 365 | 5.3542 | 0.72476 | 6 | 0.078945
74689 | 4.86 | 0.8 | 365 | 4.4481 | 0.9098 | 5 | 0.35789
74690 | 6.21 | 0.8 | 365 | 5.6837 | 0.38475 | 6 | 0.068418
74486 | 3.3 | 0.8 | 365 | 3.0203 | 0.049866 | 3 | 0.070174
74691 | 8.1 | 0.8 | 365 | 7.4135 | 0.84967 | 8 | 0.26315
74403 | 11.88 | 0.8 | 365 | 10.8731 | 0.77952 | 11 | 0.65263
74655 | 6.93 | 0.8 | 365 | 6.3426 | 0.70472 | 7 | 0.047366
74656 | 7 | 0.8 | 365 | 6.4067 | 0.83305 | 7 | 0.23976
74678 | 9.28 | 0.8 | 365 | 8.4935 | 0.012957 | 8 | 0.50643
73132 | 29.61 | 0.6 | 365 | 20.3253 | 0.71285 | 21 | 0.038149
74532 | 6.27 | 0.8 | 365 | 5.7386 | 0.49475 | 6 | 0.23333
74593 | 8.265 | 0.8 | 365 | 7.5645 | 0.15216 | 7 | 0.71666
74583 | 11.76 | 0.8 | 365 | 10.7633 | 0.55952 | 11 | 0.3228
74640 | 7.98 | 0.8 | 365 | 7.3037 | 0.62968 | 7 | 0.93333
74539 | 8.64 | 0.8 | 365 | 7.9077 | 0.83965 | 8 | 0.74736
74430 | 4.69 | 0.8 | 365 | 4.2925 | 0.59814 | 4 | 0.89064
74550 | 7.975 | 0.8 | 365 | 7.2991 | 0.62051 | 7 | 0.91959
34818 | 646.38 | 0.65 | 365 | 480.6717 | 0.81559 | 481 | 0.48728
60831 | 1419.84 | 0.8 | 365 | 1299.5012 | 0.98245 | 1300 | 0.48363
73550 | 4.8 | 0.8 | 365 | 4.3932 | 0.79981 | 5 | 0.19298
70073 | 7.2 | 0.8 | 365 | 6.5898 | 0.19971 | 6 | 0.78947
73347 | 5.46 | 0.8 | 365 | 4.9972 | 0.0097787 | 5 | 0.0070153
71078 | 7.8 | 0.8 | 365 | 7.1389 | 0.29968 | 7 | 0.43859
73345 | 5.46 | 0.8 | 365 | 4.9972 | 0.0097787 | 5 | 0.0070153
34022 | 116.28 | 0.9 | 365 | 119.7277 | 0.8222 | 120 | 0.54995
74464 | 5.4 | 0.8 | 365 | 4.9423 | 0.89978 | 5 | 0.8421
74693 | 14.4 | 0.8 | 365 | 13.1795 | 0.39942 | 13 | 0.57894
74694 | 6.1 | 0.8 | 365 | 5.583 | 0.18309 | 5 | 0.76608
74695 | 9.25 | 0.8 | 365 | 8.466 | 0.95796 | 9 | 0.42397
74696 | 6.625 | 0.8 | 365 | 6.0635 | 0.14556 | 6 | 0.20906
74707 | 5.76 | 0.8 | 365 | 5.2718 | 0.55977 | 5 | 0.83158
26502 | 230.208 | 0.9 | 365 | 237.0338 | 0.7935 | 237 | 0.82726
74710 | 5.5 | 0.8 | 365 | 5.0338 | 0.08311 | 5 | 0.11696
74711 | 11.375 | 0.8 | 365 | 10.4109 | 0.85371 | 11 | 0.26462
74708 | 7.26 | 0.8 | 365 | 6.6447 | 0.30971 | 6 | 0.95438
74712 | 6.27 | 0.8 | 365 | 5.7386 | 0.49475 | 6 | 0.23333
74713 | 7.93 | 0.8 | 365 | 7.2579 | 0.53801 | 7 | 0.7959
74714 | 12.395 | 0.8 | 365 | 11.3445 | 0.72366 | 12 | 0.068124
58520 | 646 | 0.7 | 365 | 517.3421 | 0.26876 | 517 | 0.61088
74715 | 5.94 | 0.8 | 365 | 5.4366 | 0.88976 | 6 | 0.32631
74717 | 13.395 | 0.8 | 365 | 12.2597 | 0.55696 | 12 | 0.81666
74720 | 6.9 | 0.8 | 365 | 6.3152 | 0.64972 | 6 | 0.96491
74723 | 4.55 | 0.8 | 365 | 4.1644 | 0.34148 | 4 | 0.50585
33928 | 57.12 | 0.9 | 365 | 58.8136 | 0.8074 | 59 | 0.62103
74724 | 10.725 | 0.8 | 365 | 9.816 | 0.66207 | 10 | 0.47807
74727 | 9.75 | 0.8 | 365 | 8.9236 | 0.8746 | 9 | 0.79824
74729 | 6.6 | 0.8 | 365 | 6.0406 | 0.099732 | 6 | 0.14035
74730 | 8.829 | 0.8 | 365 | 8.0807 | 0.18614 | 8 | 0.26684
74327 | 4.16 | 0.8 | 365 | 3.8074 | 0.6265 | 4 | 0.43392
74731 | 12.96 | 0.8 | 365 | 11.8616 | 0.75947 | 12 | 0.62105
74733 | 2.2 | 0.8 | 365 | 2.0135 | 0.033244 | 2 | 0.046783
74734 | 5.04 | 0.8 | 365 | 4.6128 | 0.2398 | 4 | 0.85263
74739 | 8.54 | 0.8 | 365 | 7.8162 | 0.65632 | 8 | 0.47251
74740 | 7.625 | 0.8 | 365 | 6.9787 | 0.97886 | 7 | 0.9576
74742 | 4.8 | 0.8 | 365 | 4.3932 | 0.79981 | 5 | 0.19298
74750 | 9.8 | 0.8 | 365 | 8.9694 | 0.96627 | 9 | 0.93567
65252 | 51.24 | 0.7 | 365 | 41.035 | 0.19568 | 41 | 0.23068
74754 | 6.9 | 0.8 | 365 | 6.3152 | 0.64972 | 6 | 0.96491
74755 | 4.725 | 0.8 | 365 | 4.3245 | 0.66231 | 4 | 0.98684
74756 | 8.55 | 0.8 | 365 | 7.8253 | 0.67465 | 8 | 0.5
74757 | 6.4 | 0.8 | 365 | 5.8576 | 0.73307 | 6 | 0.59064
74758 | 3.84 | 0.8 | 365 | 3.5145 | 0.039844 | 3 | 0.55438
74759 | 5.4 | 0.8 | 365 | 4.9423 | 0.89978 | 5 | 0.8421
32466 | 681.39 | 1 | 365 | 779.5483 | 0.48423 | 780 | 0.032544
74762 | 8.28 | 0.8 | 365 | 7.5782 | 0.17966 | 7 | 0.75789
74763 | 11.2 | 0.8 | 365 | 10.2507 | 0.53288 | 10 | 0.78362
74760 | 3.08 | 0.8 | 365 | 2.819 | 0.64654 | 3 | 0.4655
74770 | 7.7 | 0.8 | 365 | 7.0474 | 0.11635 | 7 | 0.16374
74641 | 3.92 | 0.8 | 365 | 3.5878 | 0.18651 | 3 | 0.77427
74771 | 5.4 | 0.8 | 365 | 4.9423 | 0.89978 | 5 | 0.8421
74721 | 6.72 | 0.8 | 365 | 6.1504 | 0.31973 | 6 | 0.47017
74702 | 8.12 | 0.8 | 365 | 7.4318 | 0.88634 | 8 | 0.31813
74772 | 12 | 0.8 | 365 | 10.9829 | 0.99951 | 11 | 0.98245
74773 | 8.502 | 0.8 | 365 | 7.7814 | 0.58666 | 8 | 0.36807
74623 | 6.72 | 0.8 | 365 | 6.1504 | 0.31973 | 6 | 0.47017
74774 | 9.72 | 0.8 | 365 | 8.8962 | 0.81961 | 9 | 0.71579
74775 | 7.92 | 0.8 | 365 | 7.2487 | 0.51968 | 7 | 0.76842
74776 | 13.475 | 0.8 | 365 | 12.3329 | 0.70362 | 13 | 0.036544
74544 | 26.5 | 0.6 | 365 | 18.1905 | 0.43669 | 18 | 0.62718
74638 | 3.36 | 0.8 | 365 | 3.0752 | 0.15986 | 3 | 0.23509
74778 | 10.56 | 0.8 | 365 | 9.665 | 0.35957 | 10 | 0.024557
74697 | 10.92 | 0.8 | 365 | 9.9945 | 0.019557 | 10 | 0.014031
74779 | 9.92 | 0.8 | 365 | 9.0792 | 0.18626 | 9 | 0.26549
74780 | 5.36 | 0.8 | 365 | 4.9057 | 0.82645 | 5 | 0.73216
74704 | 2.565 | 0.8 | 365 | 2.3476 | 0.7024 | 3 | 0.049999
74624 | 8.4 | 0.8 | 365 | 7.6881 | 0.39966 | 8 | 0.087716
74703 | 7.41 | 0.8 | 365 | 6.782 | 0.5847 | 7 | 0.36666
74625 | 15.12 | 0.8 | 365 | 13.8385 | 0.71939 | 14 | 0.55789
74709 | 9.52 | 0.8 | 365 | 8.7131 | 0.45295 | 9 | 0.16608
74671 | 4.86 | 0.8 | 365 | 4.4481 | 0.9098 | 5 | 0.35789
74700 | 4.2 | 0.8 | 365 | 3.844 | 0.69983 | 4 | 0.54386
74698 | 7.56 | 0.8 | 365 | 6.9193 | 0.85969 | 7 | 0.77894
74643 | 3.64 | 0.8 | 365 | 3.3315 | 0.67319 | 4 | 0.0046769
74645 | 6.44 | 0.8 | 365 | 5.8942 | 0.80641 | 6 | 0.70058
74667 | 5.6 | 0.8 | 365 | 5.1254 | 0.26644 | 5 | 0.39181
74674 | 6.44 | 0.8 | 365 | 5.8942 | 0.80641 | 6 | 0.70058
74718 | 5.88 | 0.8 | 365 | 5.3816 | 0.77976 | 6 | 0.1614
74699 | 4.275 | 0.8 | 365 | 3.9127 | 0.83733 | 4 | 0.75
74669 | 7.84 | 0.8 | 365 | 7.1755 | 0.37302 | 7 | 0.54853
74728 | 7.84 | 0.8 | 365 | 7.1755 | 0.37302 | 7 | 0.54853
74786 | 11.2 | 0.8 | 365 | 10.2507 | 0.53288 | 10 | 0.78362
74787 | 6.9 | 0.8 | 365 | 6.3152 | 0.64972 | 6 | 0.96491
74788 | 9.24 | 0.8 | 365 | 8.4569 | 0.93963 | 9 | 0.39649
74794 | 9.12 | 0.8 | 365 | 8.347 | 0.71963 | 9 | 0.066663
74791 | 4.2 | 0.8 | 365 | 3.844 | 0.69983 | 4 | 0.54386
74793 | 4.48 | 0.8 | 365 | 4.1003 | 0.21315 | 4 | 0.31345
74795 | 2.24 | 0.8 | 365 | 2.0501 | 0.10658 | 2 | 0.15672
74796 | 3.36 | 0.8 | 365 | 3.0752 | 0.15986 | 3 | 0.23509
74797 | 6.16 | 0.8 | 365 | 5.6379 | 0.29308 | 5 | 0.93099
74803 | 5.4 | 0.8 | 365 | 4.9423 | 0.89978 | 5 | 0.8421
74798 | 5.6 | 0.8 | 365 | 5.1254 | 0.26644 | 5 | 0.39181
74514 | 3.9 | 0.8 | 365 | 3.5695 | 0.14984 | 3 | 0.7193
74701 | 12.9 | 0.8 | 365 | 11.8067 | 0.64948 | 12 | 0.45614
74744 | 13.23 | 0.8 | 365 | 12.1087 | 0.25446 | 12 | 0.36315
74745 | 3.705 | 0.8 | 365 | 3.391 | 0.79235 | 4 | 0.18333
74747 | 5.4 | 0.8 | 365 | 4.9423 | 0.89978 | 5 | 0.8421
74748 | 5.415 | 0.8 | 365 | 4.9561 | 0.92728 | 5 | 0.88333
74749 | 8.12 | 0.8 | 365 | 7.4318 | 0.88634 | 8 | 0.31813
74753 | 11.1 | 0.8 | 365 | 10.1592 | 0.34955 | 10 | 0.50877
74722 | 12.9 | 0.8 | 365 | 11.8067 | 0.64948 | 12 | 0.45614
74746 | 13.395 | 0.8 | 365 | 12.2597 | 0.55696 | 12 | 0.81666
74765 | 14.04 | 0.8 | 365 | 12.85 | 0.73943 | 13 | 0.58947
74768 | 3.9 | 0.8 | 365 | 3.5695 | 0.14984 | 3 | 0.7193
74769 | 8.125 | 0.8 | 365 | 7.4364 | 0.8955 | 8 | 0.33187
74801 | 4.335 | 0.8 | 365 | 3.9676 | 0.94732 | 4 | 0.91491
74802 | 13.325 | 0.8 | 365 | 12.1956 | 0.42863 | 12 | 0.62426
70833 | 2.52 | 0.8 | 365 | 2.3064 | 0.6199 | 2 | 0.92631
71513 | 3.78 | 0.8 | 365 | 3.4596 | 0.92985 | 4 | 0.38947
35499 | 666.21 | 0.9 | 365 | 685.9634 | 0.027746 | 685 | 0.99114
74818 | 5.98 | 0.8 | 365 | 5.4732 | 0.96309 | 6 | 0.43625
74805 | 5.6 | 0.8 | 365 | 5.1254 | 0.26644 | 5 | 0.39181
74806 | 11.48 | 0.8 | 365 | 10.507 | 0.046201 | 10 | 0.55321
74807 | 5.88 | 0.8 | 365 | 5.3816 | 0.77976 | 6 | 0.1614
74808 | 7.28 | 0.8 | 365 | 6.663 | 0.34637 | 7 | 0.0093537
74809 | 7.28 | 0.8 | 365 | 6.663 | 0.34637 | 7 | 0.0093537
74810 | 10.89 | 0.8 | 365 | 9.967 | 0.96456 | 10 | 0.93157
74812 | 5.6 | 0.8 | 365 | 5.1254 | 0.26644 | 5 | 0.39181
74811 | 7.8 | 0.8 | 365 | 7.1389 | 0.29968 | 7 | 0.43859
74813 | 8.68 | 0.8 | 365 | 7.9443 | 0.91298 | 8 | 0.85731
74815 | 7.98 | 0.8 | 365 | 7.3037 | 0.62968 | 7 | 0.93333
74790 | 1.92 | 0.8 | 365 | 1.7573 | 0.51992 | 2 | 0.27719
74817 | 4.8 | 0.8 | 365 | 4.3932 | 0.79981 | 5 | 0.19298
74819 | 8.37 | 0.8 | 365 | 7.6606 | 0.34466 | 8 | 0.0052597
74821 | 7.7 | 0.8 | 365 | 7.0474 | 0.11635 | 7 | 0.16374
74827 | 9.36 | 0.8 | 365 | 8.5667 | 0.15962 | 8 | 0.72631
74831 | 9.81 | 0.8 | 365 | 8.9786 | 0.9846 | 9 | 0.96315
74832 | 9.76 | 0.8 | 365 | 8.9328 | 0.89294 | 9 | 0.82573
74541 | 10.695 | 0.8 | 365 | 9.7885 | 0.60707 | 10 | 0.39561
74834 | 10.22 | 0.8 | 365 | 9.3538 | 0.73625 | 10 | 0.090054
74676 | 12.25 | 0.8 | 365 | 11.2117 | 0.45784 | 11 | 0.66959
74836 | 6.72 | 0.8 | 365 | 6.1504 | 0.31973 | 6 | 0.47017
74838 | 12.06 | 0.8 | 365 | 11.0379 | 0.10951 | 11 | 0.14736
74839 | 6.5 | 0.8 | 365 | 5.9491 | 0.9164 | 6 | 0.86549
74840 | 5.12 | 0.8 | 365 | 4.6861 | 0.38646 | 5 | 0.072513
74841 | 5.51 | 0.8 | 365 | 5.043 | 0.10144 | 5 | 0.14444
74842 | 6.96 | 0.8 | 365 | 6.3701 | 0.75972 | 7 | 0.12982
74843 | 7.83 | 0.8 | 365 | 7.1664 | 0.35468 | 7 | 0.52105
74844 | 4.48 | 0.8 | 365 | 4.1003 | 0.21315 | 4 | 0.31345
43029 | 440.685 | 0.9 | 365 | 453.7515 | 0.89272 | 454 | 0.6442
74848 | 12.42 | 0.8 | 365 | 11.3673 | 0.7695 | 12 | 0.13684
74852 | 12.18 | 0.8 | 365 | 11.1477 | 0.32951 | 11 | 0.47719
74853 | 11.2 | 0.8 | 365 | 10.2507 | 0.53288 | 10 | 0.78362
74854 | 8.4 | 0.8 | 365 | 7.6881 | 0.39966 | 8 | 0.087716
74858 | 8 | 0.8 | 365 | 7.322 | 0.66634 | 7 | 0.9883
74860 | 7.68 | 0.8 | 365 | 7.0291 | 0.079689 | 7 | 0.10877
74862 | 24.92 | 0.8 | 365 | 22.8079 | 0.68566 | 23 | 0.49356
74868 | 6.4 | 0.8 | 365 | 5.8576 | 0.73307 | 6 | 0.59064
74871 | 8.7 | 0.8 | 365 | 7.9626 | 0.94965 | 8 | 0.91228
74880 | 8.32 | 0.8 | 365 | 7.6148 | 0.253 | 7 | 0.86783
74881 | 6.48 | 0.8 | 365 | 5.9308 | 0.87974 | 6 | 0.81052
34206 | 2321.28 | 0.9 | 365 | 2390.1069 | 0.53415 | 2390 | 0.64103
74889 | 11.2 | 0.8 | 365 | 10.2507 | 0.53288 | 10 | 0.78362
74301 | 16.74 | 0.8 | 365 | 15.3212 | 0.68932 | 16 | 0.010519
74894 | 5.11 | 0.8 | 365 | 4.6769 | 0.36813 | 5 | 0.045027
74897 | 8.64 | 0.8 | 365 | 7.9077 | 0.83965 | 8 | 0.74736
74899 | 9.28 | 0.8 | 365 | 8.4935 | 0.012957 | 8 | 0.50643
74901 | 2.7 | 0.8 | 365 | 2.4712 | 0.94989 | 3 | 0.42105
74905 | 8.32 | 0.8 | 365 | 7.6148 | 0.253 | 7 | 0.86783
74869 | 5.6 | 0.8 | 365 | 5.1254 | 0.26644 | 5 | 0.39181
74872 | 3.36 | 0.8 | 365 | 3.0752 | 0.15986 | 3 | 0.23509
74822 | 4.48 | 0.8 | 365 | 4.1003 | 0.21315 | 4 | 0.31345
74915 | 9.9 | 0.8 | 365 | 9.0609 | 0.1496 | 9 | 0.21052
74912 | 2.52 | 0.8 | 365 | 2.3064 | 0.6199 | 2 | 0.92631
73012 | 9.86 | 0.8 | 365 | 9.0243 | 0.076267 | 9 | 0.10058
72900 | 7.28 | 0.8 | 365 | 6.663 | 0.34637 | 7 | 0.0093537
74824 | 3.465 | 0.8 | 365 | 3.1713 | 0.35236 | 3 | 0.52368
72898 | 14.58 | 0.8 | 365 | 13.3443 | 0.72941 | 14 | 0.073678
74916 | 3.36 | 0.8 | 365 | 3.0752 | 0.15986 | 3 | 0.23509
68548 | 6.21 | 0.8 | 365 | 5.6837 | 0.38475 | 6 | 0.068418
74928 | 5.4 | 0.8 | 365 | 4.9423 | 0.89978 | 5 | 0.8421
74931 | 8.54 | 0.8 | 365 | 7.8162 | 0.65632 | 8 | 0.47251
73856 | 9.24 | 0.8 | 365 | 8.4569 | 0.93963 | 9 | 0.39649
74936 | 8.4 | 0.8 | 365 | 7.6881 | 0.39966 | 8 | 0.087716
74937 | 12.6 | 0.8 | 365 | 11.5321 | 0.099489 | 11 | 0.63157
74258 | 3.36 | 0.8 | 365 | 3.0752 | 0.15986 | 3 | 0.23509
74939 | 8.32 | 0.8 | 365 | 7.6148 | 0.253 | 7 | 0.86783
74633 | 3.9 | 0.8 | 365 | 3.5695 | 0.14984 | 3 | 0.7193
74577 | 25.11 | 0.6 | 365 | 17.2363 | 0.52549 | 17 | 0.76183
74595 | 5.88 | 0.8 | 365 | 5.3816 | 0.77976 | 6 | 0.1614
74833 | 4.55 | 0.8 | 365 | 4.1644 | 0.34148 | 4 | 0.50585
74835 | 13.325 | 0.8 | 365 | 12.1956 | 0.42863 | 12 | 0.62426
74666 | 2.88 | 0.8 | 365 | 2.6359 | 0.27988 | 2 | 0.91579
74859 | 9 | 0.8 | 365 | 8.2372 | 0.49964 | 8 | 0.73684
74857 | 7.59 | 0.8 | 365 | 6.9467 | 0.91469 | 7 | 0.8614
74876 | 9.75 | 0.8 | 365 | 8.9236 | 0.8746 | 9 | 0.79824
74877 | 3.6 | 0.8 | 365 | 3.2949 | 0.59985 | 3 | 0.89474
74879 | 7.8 | 0.8 | 365 | 7.1389 | 0.29968 | 7 | 0.43859
74883 | 4.5 | 0.8 | 365 | 4.1186 | 0.24982 | 4 | 0.36842
74884 | 6.5 | 0.8 | 365 | 5.9491 | 0.9164 | 6 | 0.86549
74886 | 8.45 | 0.8 | 365 | 7.7338 | 0.49132 | 8 | 0.22514
74887 | 6 | 0.8 | 365 | 5.4915 | 0.99976 | 6 | 0.49123
74888 | 4.32 | 0.8 | 365 | 3.9539 | 0.91982 | 4 | 0.87368
74890 | 7.8 | 0.8 | 365 | 7.1389 | 0.29968 | 7 | 0.43859
74891 | 9.45 | 0.8 | 365 | 8.6491 | 0.32462 | 8 | 0.97368
74893 | 6.84 | 0.8 | 365 | 6.2603 | 0.53972 | 6 | 0.8
74895 | 7.02 | 0.8 | 365 | 6.425 | 0.86972 | 7 | 0.29473
74896 | 7.8 | 0.8 | 365 | 7.1389 | 0.29968 | 7 | 0.43859
74898 | 5.1 | 0.8 | 365 | 4.6677 | 0.34979 | 5 | 0.017542
74900 | 12.255 | 0.8 | 365 | 11.2163 | 0.467 | 11 | 0.68333
74902 | 6.48 | 0.8 | 365 | 5.9308 | 0.87974 | 6 | 0.81052
74903 | 13.395 | 0.8 | 365 | 12.2597 | 0.55696 | 12 | 0.81666
74917 | 9.3 | 0.8 | 365 | 8.5118 | 0.049623 | 8 | 0.5614
74919 | 7.8 | 0.8 | 365 | 7.1389 | 0.29968 | 7 | 0.43859
74662 | 3.92 | 0.8 | 365 | 3.5878 | 0.18651 | 3 | 0.77427
74920 | 4.8 | 0.8 | 365 | 4.3932 | 0.79981 | 5 | 0.19298
74925 | 12.04 | 0.8 | 365 | 11.0195 | 0.072845 | 11 | 0.092393
74926 | 4.2 | 0.8 | 365 | 3.844 | 0.69983 | 4 | 0.54386
74930 | 7.5 | 0.8 | 365 | 6.8643 | 0.7497 | 7 | 0.61403
74929 | 4.62 | 0.8 | 365 | 4.2284 | 0.46981 | 4 | 0.69824
74932 | 7.84 | 0.8 | 365 | 7.1755 | 0.37302 | 7 | 0.54853
74938 | 9.3 | 0.8 | 365 | 8.5118 | 0.049623 | 8 | 0.5614
74716 | 2.88 | 0.8 | 365 | 2.6359 | 0.27988 | 2 | 0.91579
74719 | 4.675 | 0.8 | 365 | 4.2788 | 0.57064 | 4 | 0.84941
74736 | 9.6 | 0.8 | 365 | 8.7864 | 0.59961 | 9 | 0.38596
74741 | 9.135 | 0.8 | 365 | 8.3608 | 0.74713 | 9 | 0.10789
74804 | 9.8 | 0.8 | 365 | 8.9694 | 0.96627 | 9 | 0.93567
74845 | 7.68 | 0.8 | 365 | 7.0291 | 0.079689 | 7 | 0.10877
74923 | 6.27 | 0.8 | 365 | 5.7386 | 0.49475 | 6 | 0.23333
74941 | 9.425 | 0.8 | 365 | 8.6262 | 0.27878 | 8 | 0.90497
74942 | 7.84 | 0.8 | 365 | 7.1755 | 0.37302 | 7 | 0.54853
74943 | 5.49 | 0.8 | 365 | 5.0247 | 0.064777 | 5 | 0.089471
74944 | 11.025 | 0.8 | 365 | 10.0906 | 0.21205 | 10 | 0.30263
74945 | 13.77 | 0.8 | 365 | 12.6029 | 0.24444 | 12 | 0.84736
74948 | 7.2 | 0.8 | 365 | 6.5898 | 0.19971 | 6 | 0.78947
74950 | 9.75 | 0.8 | 365 | 8.9236 | 0.8746 | 9 | 0.79824
74951 | 5.525 | 0.8 | 365 | 5.0567 | 0.12894 | 5 | 0.18567
74953 | 10.98 | 0.8 | 365 | 10.0494 | 0.12955 | 10 | 0.17894
74959 | 14.7 | 0.8 | 365 | 13.4541 | 0.9494 | 14 | 0.4035
74962 | 10.2 | 0.8 | 365 | 9.3355 | 0.69959 | 10 | 0.035084
74961 | 9.1 | 0.8 | 365 | 8.3287 | 0.68296 | 9 | 0.011692
74963 | 6.72 | 0.8 | 365 | 6.1504 | 0.31973 | 6 | 0.47017
74966 | 9.36 | 0.8 | 365 | 8.5667 | 0.15962 | 8 | 0.72631
74968 | 8.4 | 0.8 | 365 | 7.6881 | 0.39966 | 8 | 0.087716
74970 | 10.8 | 0.8 | 365 | 9.8846 | 0.79956 | 10 | 0.68421
72089 | 6.5 | 0.8 | 365 | 5.9491 | 0.9164 | 6 | 0.86549
74971 | 3 | 0.8 | 365 | 2.7457 | 0.49988 | 3 | 0.24561
74934 | 10.92 | 0.8 | 365 | 9.9945 | 0.019557 | 10 | 0.014031
74975 | 12.32 | 0.8 | 365 | 11.2758 | 0.58617 | 11 | 0.86198
74978 | 4.76 | 0.8 | 365 | 4.3566 | 0.72647 | 5 | 0.083039
74982 | 19.8 | 0.8 | 365 | 18.1218 | 0.2992 | 18 | 0.42104
74979 | 5.94 | 0.8 | 365 | 5.4366 | 0.88976 | 6 | 0.32631
74984 | 4.2 | 0.8 | 365 | 3.844 | 0.69983 | 4 | 0.54386
74985 | 3.92 | 0.8 | 365 | 3.5878 | 0.18651 | 3 | 0.77427
74986 | 7.56 | 0.8 | 365 | 6.9193 | 0.85969 | 7 | 0.77894
74145 | 6.6 | 0.8 | 365 | 6.0406 | 0.099732 | 6 | 0.14035
74990 | 7.02 | 0.8 | 365 | 6.425 | 0.86972 | 7 | 0.29473
74992 | 3.9 | 0.8 | 365 | 3.5695 | 0.14984 | 3 | 0.7193
74993 | 9.625 | 0.8 | 365 | 8.8092 | 0.64544 | 9 | 0.45467
74994 | 7.8 | 0.8 | 365 | 7.1389 | 0.29968 | 7 | 0.43859
74996 | 3.36 | 0.8 | 365 | 3.0752 | 0.15986 | 3 | 0.23509
74997 | 6.5 | 0.8 | 365 | 5.9491 | 0.9164 | 6 | 0.86549
74998 | 10.44 | 0.8 | 365 | 9.5552 | 0.13958 | 9 | 0.69473
74999 | 4.35 | 0.8 | 365 | 3.9813 | 0.97482 | 4 | 0.95614
75000 | 3.52 | 0.8 | 365 | 3.2217 | 0.45319 | 3 | 0.67485
75002 | 10.175 | 0.8 | 365 | 9.3126 | 0.65375 | 9 | 0.96637
75004 | 4.725 | 0.8 | 365 | 4.3245 | 0.66231 | 4 | 0.98684
75005 | 4.48 | 0.8 | 365 | 4.1003 | 0.21315 | 4 | 0.31345
74960 | 2.24 | 0.8 | 365 | 2.0501 | 0.10658 | 2 | 0.15672
75006 | 4.725 | 0.8 | 365 | 4.3245 | 0.66231 | 4 | 0.98684
75007 | 7.54 | 0.8 | 365 | 6.9009 | 0.82303 | 7 | 0.72397
75009 | 5.225 | 0.8 | 365 | 4.7822 | 0.57895 | 5 | 0.36111
74976 | 3.36 | 0.8 | 365 | 3.0752 | 0.15986 | 3 | 0.23509
75010 | 11.025 | 0.8 | 365 | 10.0906 | 0.21205 | 10 | 0.30263
75013 | 6.4 | 0.8 | 365 | 5.8576 | 0.73307 | 6 | 0.59064
75014 | 14.4 | 0.8 | 365 | 13.1795 | 0.39942 | 13 | 0.57894
75015 | 11.2 | 0.8 | 365 | 10.2507 | 0.53288 | 10 | 0.78362
75016 | 7.68 | 0.8 | 365 | 7.0291 | 0.079689 | 7 | 0.10877
75017 | 5.13 | 0.8 | 365 | 4.6952 | 0.40479 | 5 | 0.099998
75019 | 10.545 | 0.8 | 365 | 9.6513 | 0.33207 | 9 | 0.98333
75030 | 9.28 | 0.8 | 365 | 8.4935 | 0.012957 | 8 | 0.50643
74983 | 8.4 | 0.8 | 365 | 7.6881 | 0.39966 | 8 | 0.087716
74991 | 4.48 | 0.8 | 365 | 4.1003 | 0.21315 | 4 | 0.31345
75034 | 6.9 | 0.8 | 365 | 6.3152 | 0.64972 | 6 | 0.96491
75036 | 9.156 | 0.8 | 365 | 8.38 | 0.78563 | 9 | 0.16561
74980 | 2.8 | 0.8 | 365 | 2.5627 | 0.13322 | 2 | 0.69591
75041 | 4.56 | 0.8 | 365 | 4.1735 | 0.35982 | 4 | 0.53333
75046 | 10.64 | 0.8 | 365 | 9.7382 | 0.50624 | 10 | 0.24444
75048 | 8.5 | 0.8 | 365 | 7.7796 | 0.58299 | 8 | 0.36257
75049 | 6.4 | 0.8 | 365 | 5.8576 | 0.73307 | 6 | 0.59064
75050 | 10.2 | 0.8 | 365 | 9.3355 | 0.69959 | 10 | 0.035084
75052 | 8.96 | 0.8 | 365 | 8.2006 | 0.4263 | 8 | 0.6269
74989 | 7.15 | 0.8 | 365 | 6.544 | 0.10804 | 6 | 0.65204
74995 | 10.8 | 0.8 | 365 | 9.8846 | 0.79956 | 10 | 0.68421
65327 | 188.27 | 0.7 | 365 | 150.774 | 0.009781 | 150 | 0.78378
75058 | 10.72 | 0.8 | 365 | 9.8114 | 0.6529 | 10 | 0.46432
75062 | 4.88 | 1 | 365 | 5.583 | 0.18309 | 5 | 0.76608
75065 | 12.375 | 0.8 | 365 | 11.3262 | 0.687 | 12 | 0.013153
75063 | 4.675 | 0.8 | 365 | 4.2788 | 0.57064 | 4 | 0.84941
75066 | 11.6 | 0.8 | 365 | 10.6168 | 0.2662 | 10 | 0.88304
75068 | 6.38 | 0.8 | 365 | 5.8393 | 0.69641 | 6 | 0.53567
75067 | 5.1 | 0.8 | 365 | 4.6677 | 0.34979 | 5 | 0.017542
75072 | 5.44 | 0.8 | 365 | 4.9789 | 0.97311 | 5 | 0.95204
75073 | 10.56 | 0.8 | 365 | 9.665 | 0.35957 | 10 | 0.024557
75074 | 9.6 | 0.8 | 365 | 8.7864 | 0.59961 | 9 | 0.38596
75076 | 3.66 | 0.8 | 365 | 3.3498 | 0.70985 | 4 | 0.059648
75077 | 14.04 | 0.8 | 365 | 12.85 | 0.73943 | 13 | 0.58947
75078 | 6.6 | 0.8 | 365 | 6.0406 | 0.099732 | 6 | 0.14035
75079 | 8.04 | 0.8 | 365 | 7.3586 | 0.73967 | 8 | 0.098242
75080 | 4.16 | 0.8 | 365 | 3.8074 | 0.6265 | 4 | 0.43392
75082 | 7.625 | 0.8 | 365 | 6.9787 | 0.97886 | 7 | 0.9576
75037 | 5.185 | 0.8 | 365 | 4.7455 | 0.50562 | 5 | 0.25117
74732 | 8.19 | 0.8 | 365 | 7.4959 | 0.014668 | 7 | 0.51052
75085 | 8.68 | 0.8 | 365 | 7.9443 | 0.91298 | 8 | 0.85731
75087 | 3.3 | 0.8 | 365 | 3.0203 | 0.049866 | 3 | 0.070174
54168 | 27.3 | 0.9 | 365 | 28.1095 | 0.30501 | 28 | 0.41446
75088 | 7.54 | 0.8 | 365 | 6.9009 | 0.82303 | 7 | 0.72397
75089 | 9.99 | 0.8 | 365 | 9.1433 | 0.3146 | 9 | 0.45789
75090 | 8.12 | 0.8 | 365 | 7.4318 | 0.88634 | 8 | 0.31813
75091 | 4.56 | 0.8 | 365 | 4.1735 | 0.35982 | 4 | 0.53333
75018 | 13.4 | 0.8 | 365 | 12.2643 | 0.56612 | 12 | 0.8304
75092 | 7.5 | 0.8 | 365 | 6.8643 | 0.7497 | 7 | 0.61403
75094 | 9.9 | 0.8 | 365 | 9.0609 | 0.1496 | 9 | 0.21052
75095 | 12.87 | 0.8 | 365 | 11.7792 | 0.59448 | 12 | 0.37368
75096 | 9.045 | 0.8 | 365 | 8.2784 | 0.58213 | 8 | 0.86052
75097 | 6.3 | 0.8 | 365 | 5.766 | 0.54974 | 6 | 0.31579
75099 | 5.025 | 0.8 | 365 | 4.5991 | 0.2123 | 4 | 0.8114
75100 | 9.045 | 0.8 | 365 | 8.2784 | 0.58213 | 8 | 0.86052
75101 | 10 | 0.8 | 365 | 9.1524 | 0.33293 | 9 | 0.48538
75102 | 11.725 | 0.8 | 365 | 10.7312 | 0.49536 | 11 | 0.2266
75103 | 79.98 | 0.6 | 365 | 54.901 | 0.97007 | 55 | 0.87103
75107 | 9.88 | 0.8 | 365 | 9.0426 | 0.11293 | 9 | 0.15555
75108 | 7.32 | 0.8 | 365 | 6.6996 | 0.4197 | 7 | 0.1193
75109 | 11.61 | 0.8 | 365 | 10.626 | 0.28453 | 10 | 0.91052
75111 | 7.8 | 0.8 | 365 | 7.1389 | 0.29968 | 7 | 0.43859
75115 | 9.6 | 0.8 | 365 | 8.7864 | 0.59961 | 9 | 0.38596
75118 | 5.28 | 0.8 | 365 | 4.8325 | 0.67979 | 5 | 0.51228
75119 | 3.96 | 0.8 | 365 | 3.6244 | 0.25984 | 3 | 0.88421
75120 | 4.95 | 0.8 | 365 | 4.5305 | 0.074799 | 4 | 0.60526
75121 | 5.12 | 0.8 | 365 | 4.6861 | 0.38646 | 5 | 0.072513
75122 | 7.59 | 0.8 | 365 | 6.9467 | 0.91469 | 7 | 0.8614
75123 | 4.08 | 0.8 | 365 | 3.7342 | 0.47983 | 4 | 0.21403
75125 | 11.4 | 0.8 | 365 | 10.4338 | 0.89954 | 11 | 0.33333
75126 | 13.44 | 0.8 | 365 | 12.3009 | 0.63946 | 12 | 0.94035
75128 | 4.93 | 0.8 | 365 | 4.5122 | 0.038134 | 4 | 0.55029
75129 | 14.56 | 0.8 | 365 | 13.326 | 0.69274 | 14 | 0.018707
75131 | 7.28 | 0.8 | 365 | 6.663 | 0.34637 | 7 | 0.0093537
75132 | 5.88 | 0.8 | 365 | 5.3816 | 0.77976 | 6 | 0.1614
75135 | 3.96 | 0.8 | 365 | 3.6244 | 0.25984 | 3 | 0.88421
75138 | 12 | 0.8 | 365 | 10.9829 | 0.99951 | 11 | 0.98245
74952 | 9.35 | 0.8 | 365 | 8.5575 | 0.14129 | 8 | 0.69883
74626 | 3.78 | 0.8 | 365 | 3.4596 | 0.92985 | 4 | 0.38947
74829 | 2.52 | 0.8 | 365 | 2.3064 | 0.6199 | 2 | 0.92631
75143 | 9.76 | 0.8 | 365 | 8.9328 | 0.89294 | 9 | 0.82573
75144 | 13.4 | 0.8 | 365 | 12.2643 | 0.56612 | 12 | 0.8304
75146 | 10.05 | 0.8 | 365 | 9.1982 | 0.42459 | 9 | 0.6228
75147 | 6 | 0.8 | 365 | 5.4915 | 0.99976 | 6 | 0.49123
75150 | 25.6 | 0.6 | 365 | 17.5727 | 0.19922 | 17 | 0.77192
73935 | 7.245 | 0.8 | 365 | 6.6309 | 0.28221 | 6 | 0.91315
75154 | 11.2 | 0.8 | 365 | 10.2507 | 0.53288 | 10 | 0.78362
34581 | 1298.88 | 0.9 | 365 | 1337.3923 | 0.88077 | 1338 | 0.27308
75139 | 10.36 | 0.8 | 365 | 9.4819 | 0.99291 | 10 | 0.47485
75172 | 5.2 | 0.8 | 365 | 4.7593 | 0.53312 | 5 | 0.2924
75173 | 7.29 | 0.8 | 365 | 6.6721 | 0.3647 | 7 | 0.036839
75149 | 5.04 | 0.8 | 365 | 4.6128 | 0.2398 | 4 | 0.85263
75175 | 7.92 | 0.8 | 365 | 7.2487 | 0.51968 | 7 | 0.76842
75152 | 2.24 | 0.8 | 365 | 2.0501 | 0.10658 | 2 | 0.15672
75176 | 3.24 | 0.8 | 365 | 2.9654 | 0.93987 | 3 | 0.90526
75177 | 8.58 | 0.8 | 365 | 7.8528 | 0.72965 | 8 | 0.58245
34337 | 4397.4 | 1 | 365 | 5030.8719 | 0.1522 | 5031 | 0.024053
73386 | 4.8 | 0.8 | 365 | 4.3932 | 0.79981 | 5 | 0.19298
75071 | 5.32 | 0.8 | 365 | 4.8691 | 0.75312 | 5 | 0.62222
75040 | 3.08 | 0.8 | 365 | 2.819 | 0.64654 | 3 | 0.4655
75182 | 17.28 | 0.8 | 365 | 15.8154 | 0.6793 | 16 | 0.49473
75028 | 3.92 | 0.8 | 365 | 3.5878 | 0.18651 | 3 | 0.77427
75083 | 3.08 | 0.8 | 365 | 2.819 | 0.64654 | 3 | 0.4655
75184 | 11.05 | 0.8 | 365 | 10.1135 | 0.25789 | 10 | 0.37134
75186 | 6.72 | 0.8 | 365 | 6.1504 | 0.31973 | 6 | 0.47017
75188 | 5.94 | 0.8 | 365 | 5.4366 | 0.88976 | 6 | 0.32631
75189 | 5.94 | 0.8 | 365 | 5.4366 | 0.88976 | 6 | 0.32631
75191 | 7.59 | 0.8 | 365 | 6.9467 | 0.91469 | 7 | 0.8614
75192 | 5.6 | 0.8 | 365 | 5.1254 | 0.26644 | 5 | 0.39181
75027 | 3.36 | 0.8 | 365 | 3.0752 | 0.15986 | 3 | 0.23509
75194 | 8.64 | 0.8 | 365 | 7.9077 | 0.83965 | 8 | 0.74736
75195 | 8 | 0.8 | 365 | 7.322 | 0.66634 | 7 | 0.9883
59468 | 196.02 | 0.9 | 365 | 201.8321 | 0.28231 | 202 | 0.11438
73372 | 5.015 | 0.8 | 365 | 4.59 | 0.19396 | 4 | 0.78392
75084 | 26.1 | 0.6 | 365 | 17.9159 | 0.88671 | 18 | 0.80262
75199 | 6.72 | 0.8 | 365 | 6.1504 | 0.31973 | 6 | 0.47017
75201 | 7.04 | 0.8 | 365 | 6.4433 | 0.90638 | 7 | 0.3497
75202 | 4.5 | 0.8 | 365 | 4.1186 | 0.24982 | 4 | 0.36842
75203 | 10.08 | 0.8 | 365 | 9.2257 | 0.47959 | 9 | 0.70526
75204 | 5.12 | 0.8 | 365 | 4.6861 | 0.38646 | 5 | 0.072513
34408 | 2623.44 | 1 | 365 | 3001.3623 | 0.91708 | 3002 | 0.27935
74946 | 6.38 | 0.8 | 365 | 5.8393 | 0.69641 | 6 | 0.53567
74965 | 12.42 | 0.8 | 365 | 11.3673 | 0.7695 | 12 | 0.13684
75003 | 11.1 | 0.8 | 365 | 10.1592 | 0.34955 | 10 | 0.50877
75011 | 8.28 | 0.8 | 365 | 7.5782 | 0.17966 | 7 | 0.75789
75081 | 8.58 | 0.8 | 365 | 7.8528 | 0.72965 | 8 | 0.58245
75136 | 4.86 | 0.8 | 365 | 4.4481 | 0.9098 | 5 | 0.35789
75137 | 7.245 | 0.8 | 365 | 6.6309 | 0.28221 | 6 | 0.91315
75187 | 5.28 | 0.8 | 365 | 4.8325 | 0.67979 | 5 | 0.51228
75218 | 6.27 | 0.8 | 365 | 5.7386 | 0.49475 | 6 | 0.23333
75219 | 7.695 | 0.8 | 365 | 7.0428 | 0.10719 | 7 | 0.15
75220 | 6.555 | 0.8 | 365 | 5.9994 | 0.017234 | 6 | 0.016664
75221 | 4.59 | 0.8 | 365 | 4.201 | 0.41481 | 4 | 0.61579
75222 | 4.275 | 0.8 | 365 | 3.9127 | 0.83733 | 4 | 0.75
75223 | 3.78 | 0.8 | 365 | 3.4596 | 0.92985 | 4 | 0.38947
75225 | 8.41 | 0.8 | 365 | 7.6972 | 0.41799 | 8 | 0.1152
75226 | 8.64 | 0.8 | 365 | 7.9077 | 0.83965 | 8 | 0.74736
75227 | 7.84 | 0.8 | 365 | 7.1755 | 0.37302 | 7 | 0.54853
75228 | 5.94 | 0.8 | 365 | 5.4366 | 0.88976 | 6 | 0.32631
75181 | 5.12 | 0.8 | 365 | 4.6861 | 0.38646 | 5 | 0.072513
75233 | 2.4 | 0.8 | 365 | 2.1966 | 0.3999 | 2 | 0.59649
75240 | 10.8 | 0.8 | 365 | 9.8846 | 0.79956 | 10 | 0.68421
75241 | 3.465 | 0.8 | 365 | 3.1713 | 0.35236 | 3 | 0.52368
75242 | 4.8 | 0.8 | 365 | 4.3932 | 0.79981 | 5 | 0.19298
75243 | 8.32 | 0.8 | 365 | 7.6148 | 0.253 | 7 | 0.86783
75244 | 8 | 0.8 | 365 | 7.322 | 0.66634 | 7 | 0.9883
75245 | 5.28 | 0.8 | 365 | 4.8325 | 0.67979 | 5 | 0.51228
75246 | 4.27 | 0.8 | 365 | 3.9081 | 0.82816 | 4 | 0.73626
75248 | 8.96 | 0.8 | 365 | 8.2006 | 0.4263 | 8 | 0.6269
75249 | 9.9 | 0.8 | 365 | 9.0609 | 0.1496 | 9 | 0.21052
75251 | 4.62 | 0.8 | 365 | 4.2284 | 0.46981 | 4 | 0.69824
75237 | 8.7 | 0.8 | 365 | 7.9626 | 0.94965 | 8 | 0.91228
75253 | 6.175 | 0.8 | 365 | 5.6516 | 0.32058 | 5 | 0.97222
75250 | 8.1 | 0.8 | 365 | 7.4135 | 0.84967 | 8 | 0.26315
75254 | 5.22 | 0.8 | 365 | 4.7776 | 0.56979 | 5 | 0.34737
75255 | 3.36 | 0.8 | 365 | 3.0752 | 0.15986 | 3 | 0.23509
75258 | 5.04 | 0.8 | 365 | 4.6128 | 0.2398 | 4 | 0.85263
75259 | 7.2 | 0.8 | 365 | 6.5898 | 0.19971 | 6 | 0.78947
75260 | 6.16 | 0.8 | 365 | 5.6379 | 0.29308 | 5 | 0.93099
75257 | 5.04 | 0.8 | 365 | 4.6128 | 0.2398 | 4 | 0.85263
75265 | 6.6 | 0.8 | 365 | 6.0406 | 0.099732 | 6 | 0.14035
75270 | 9.8 | 0.8 | 365 | 8.9694 | 0.96627 | 9 | 0.93567
75273 | 8.235 | 0.8 | 365 | 7.537 | 0.097166 | 7 | 0.63421
75276 | 5.12 | 0.8 | 365 | 4.6861 | 0.38646 | 5 | 0.072513
74981 | 5.1 | 1 | 365 | 5.8347 | 0.68724 | 6 | 0.52193
75163 | 13.325 | 0.8 | 365 | 12.1956 | 0.42863 | 12 | 0.62426
75183 | 5.4 | 0.8 | 365 | 4.9423 | 0.89978 | 5 | 0.8421
75277 | 6.44 | 0.8 | 365 | 5.8942 | 0.80641 | 6 | 0.70058
75278 | 6.08 | 0.8 | 365 | 5.5647 | 0.14642 | 5 | 0.71111
75279 | 9.3 | 0.8 | 365 | 8.5118 | 0.049623 | 8 | 0.5614
74814 | 3.36 | 0.8 | 365 | 3.0752 | 0.15986 | 3 | 0.23509
74935 | 6.93 | 0.8 | 365 | 6.3426 | 0.70472 | 7 | 0.047366
75281 | 15.39 | 0.8 | 365 | 14.0856 | 0.21438 | 14 | 0.29999
75284 | 9.945 | 1 | 365 | 11.3776 | 0.79012 | 12 | 0.16776
59847 | 223.668 | 0.9 | 365 | 230.2998 | 0.30505 | 230 | 0.6049
75285 | 4.845 | 0.8 | 365 | 4.4344 | 0.8823 | 5 | 0.31666
73236 | 4.56 | 0.8 | 365 | 4.1735 | 0.35982 | 4 | 0.53333
75290 | 7.035 | 0.8 | 365 | 6.4387 | 0.89721 | 7 | 0.33596
4604 | 1285.2 | 1 | 365 | 1470.3408 | 0.18488 | 1470 | 0.52565
64598 | 526.68 | 1 | 365 | 602.5514 | 0.94831 | 603 | 0.49973
34750 | 2465.28 | 1 | 365 | 2820.4184 | 0.47509 | 2820 | 0.89347
65262 | 25.53 | 0.7 | 365 | 20.4454 | 0.95347 | 21 | 0.39889
75294 | 7.15 | 0.8 | 365 | 6.544 | 0.10804 | 6 | 0.65204
74949 | 10.08 | 0.8 | 365 | 9.2257 | 0.47959 | 9 | 0.70526
75295 | 9 | 0.8 | 365 | 8.2372 | 0.49964 | 8 | 0.73684
75296 | 5.67 | 0.8 | 365 | 5.1894 | 0.39477 | 5 | 0.58421
75297 | 7.98 | 0.8 | 365 | 7.3037 | 0.62968 | 7 | 0.93333
75301 | 10.075 | 0.8 | 365 | 9.2211 | 0.47042 | 9 | 0.69152
75302 | 8.96 | 0.8 | 365 | 8.2006 | 0.4263 | 8 | 0.6269
75303 | 12.6 | 0.8 | 365 | 11.5321 | 0.099489 | 11 | 0.63157
75304 | 8.96 | 0.8 | 365 | 8.2006 | 0.4263 | 8 | 0.6269
75305 | 9.38 | 0.8 | 365 | 8.585 | 0.19629 | 8 | 0.78128
75306 | 10.791 | 0.8 | 365 | 9.8764 | 0.78306 | 10 | 0.65947
75307 | 4.02 | 0.8 | 365 | 3.6793 | 0.36984 | 4 | 0.049121
75308 | 12.54 | 0.8 | 365 | 11.4772 | 0.98949 | 12 | 0.46666
75309 | 7.848 | 0.8 | 365 | 7.1828 | 0.38768 | 7 | 0.57052
75310 | 11.7 | 0.8 | 365 | 10.7084 | 0.44953 | 11 | 0.15789
75311 | 11.2 | 0.8 | 365 | 10.2507 | 0.53288 | 10 | 0.78362
75312 | 3.6 | 0.8 | 365 | 3.2949 | 0.59985 | 3 | 0.89474
75314 | 11.445 | 0.8 | 365 | 10.475 | 0.98204 | 11 | 0.45701
75316 | 9.9 | 0.8 | 365 | 9.0609 | 0.1496 | 9 | 0.21052
75317 | 7.68 | 0.8 | 365 | 7.0291 | 0.079689 | 7 | 0.10877
75196 | 9.92 | 0.8 | 365 | 9.0792 | 0.18626 | 9 | 0.26549
74849 | 14.79 | 0.8 | 365 | 13.5365 | 0.1144 | 13 | 0.65087
75326 | 7.98 | 0.8 | 365 | 7.3037 | 0.62968 | 7 | 0.93333
75327 | 7.98 | 0.8 | 365 | 7.3037 | 0.62968 | 7 | 0.93333
75328 | 3.3 | 0.8 | 365 | 3.0203 | 0.049866 | 3 | 0.070174
21555 | 1256.85 | 1 | 365 | 1437.9068 | 0.21757 | 1438 | 0.12435
75330 | 6.6 | 0.8 | 365 | 6.0406 | 0.099732 | 6 | 0.14035
75333 | 7.155 | 1 | 365 | 8.1857 | 0.39651 | 8 | 0.58223
75335 | 3.92 | 0.8 | 365 | 3.5878 | 0.18651 | 3 | 0.77427
75334 | 9.36 | 0.8 | 365 | 8.5667 | 0.15962 | 8 | 0.72631
75340 | 7.92 | 0.8 | 365 | 7.2487 | 0.51968 | 7 | 0.76842
75341 | 5.4 | 0.8 | 365 | 4.9423 | 0.89978 | 5 | 0.8421
75342 | 6.38 | 0.8 | 365 | 5.8393 | 0.69641 | 6 | 0.53567
75344 | 6.38 | 0.8 | 365 | 5.8393 | 0.69641 | 6 | 0.53567
75343 | 6.54 | 0.8 | 365 | 5.9857 | 0.98973 | 6 | 0.97544
75346 | 4.35 | 0.8 | 365 | 3.9813 | 0.97482 | 4 | 0.95614
75347 | 3.3 | 0.8 | 365 | 3.0203 | 0.049866 | 3 | 0.070174
75350 | 24.9 | 0.8 | 365 | 22.7896 | 0.64899 | 23 | 0.43859
75348 | 2 | 1 | 365 | 2.2881 | 0.58323 | 2 | 0.87134
75352 | 3.84 | 0.8 | 365 | 3.5145 | 0.039844 | 3 | 0.55438
75353 | 3.285 | 0.8 | 365 | 3.0066 | 0.022367 | 3 | 0.028946
75354 | 9.45 | 0.8 | 365 | 8.6491 | 0.32462 | 8 | 0.97368
75355 | 8.04 | 0.8 | 365 | 7.3586 | 0.73967 | 8 | 0.098242
75356 | 6.7 | 0.8 | 365 | 6.1321 | 0.28306 | 6 | 0.4152
75357 | 2.88 | 0.8 | 365 | 2.6359 | 0.27988 | 2 | 0.91579
75359 | 9.625 | 0.8 | 365 | 8.8092 | 0.64544 | 9 | 0.45467
74664 | 2.64 | 0.8 | 365 | 2.4162 | 0.83989 | 3 | 0.25614
44535 | 388.74 | 0.65 | 365 | 289.0812 | 0.047822 | 289 | 0.12904
75224 | 5.7 | 0.8 | 365 | 5.2169 | 0.44977 | 5 | 0.66666
75272 | 9.045 | 0.8 | 365 | 8.2784 | 0.58213 | 8 | 0.86052
75274 | 9.24 | 0.8 | 365 | 8.4569 | 0.93963 | 9 | 0.39649
75291 | 8.45 | 0.8 | 365 | 7.7338 | 0.49132 | 8 | 0.22514
75336 | 7 | 0.8 | 365 | 6.4067 | 0.83305 | 7 | 0.23976
34327 | 1297.89 | 1 | 365 | 1484.8588 | 0.26549 | 1485 | 0.12433
75360 | 9.9 | 0.8 | 365 | 9.0609 | 0.1496 | 9 | 0.21052
75263 | 8.502 | 0.8 | 365 | 7.7814 | 0.58666 | 8 | 0.36807
75364 | 8.45 | 0.8 | 365 | 7.7338 | 0.49132 | 8 | 0.22514
75367 | 7.155 | 0.8 | 365 | 6.5486 | 0.11721 | 6 | 0.66579
75373 | 2.65 | 0.8 | 365 | 2.4254 | 0.85823 | 3 | 0.28362
75376 | 6.9 | 0.8 | 365 | 6.3152 | 0.64972 | 6 | 0.96491
75377 | 4.8 | 0.8 | 365 | 4.3932 | 0.79981 | 5 | 0.19298
75380 | 13.8 | 0.8 | 365 | 12.6304 | 0.29944 | 12 | 0.92982
75289 | 7.41 | 0.8 | 365 | 6.782 | 0.5847 | 7 | 0.36666
74987 | 8.12 | 0.8 | 365 | 7.4318 | 0.88634 | 8 | 0.31813
75059 | 18.2 | 0.8 | 365 | 16.6575 | 0.36593 | 17 | 0.023384
74459 | 5.44 | 0.8 | 365 | 4.9789 | 0.97311 | 5 | 0.95204
36802 | 388.476 | 0.9 | 365 | 399.9945 | 0.21404 | 400 | 0.2085
75110 | 6.4 | 0.8 | 365 | 5.8576 | 0.73307 | 6 | 0.59064
75351 | 19.04 | 0.8 | 365 | 17.4263 | 0.90589 | 18 | 0.33216
75394 | 5.7 | 0.8 | 365 | 5.2169 | 0.44977 | 5 | 0.66666
75180 | 5.52 | 0.8 | 365 | 5.0522 | 0.11978 | 5 | 0.17193
75398 | 7.65 | 0.8 | 365 | 7.0016 | 0.02469 | 7 | 0.026313
75332 | 5.04 | 1 | 365 | 5.766 | 0.54974 | 6 | 0.31579
75070 | 4.2 | 0.8 | 365 | 3.844 | 0.69983 | 4 | 0.54386
75170 | 7.2 | 0.8 | 365 | 6.5898 | 0.19971 | 6 | 0.78947
75153 | 8.7 | 1 | 365 | 9.9533 | 0.93706 | 10 | 0.89035
35259 | 8.96 | 0.8 | 365 | 8.2006 | 0.4263 | 8 | 0.6269
35262 | 15.12 | 0.8 | 365 | 13.8385 | 0.71939 | 14 | 0.55789
75427 | 5.355 | 0.8 | 365 | 4.9011 | 0.81728 | 5 | 0.71842
75430 | 6.67 | 0.8 | 365 | 6.1047 | 0.22806 | 6 | 0.33275
75431 | 9.9 | 0.8 | 365 | 9.0609 | 0.1496 | 9 | 0.21052
75433 | 6.6 | 0.8 | 365 | 6.0406 | 0.099732 | 6 | 0.14035
75434 | 6.6 | 0.8 | 365 | 6.0406 | 0.099732 | 6 | 0.14035
75435 | 7.92 | 0.8 | 365 | 7.2487 | 0.51968 | 7 | 0.76842
75236 | 3.92 | 0.8 | 365 | 3.5878 | 0.18651 | 3 | 0.77427
75369 | 13.325 | 0.8 | 365 | 12.1956 | 0.42863 | 12 | 0.62426
75382 | 17.28 | 0.8 | 365 | 15.8154 | 0.6793 | 16 | 0.49473
75443 | 11.97 | 0.8 | 365 | 10.9555 | 0.94451 | 11 | 0.9
75441 | 12.47 | 0.8 | 365 | 11.4131 | 0.86116 | 12 | 0.27426
75444 | 6.825 | 0.8 | 365 | 6.2465 | 0.51222 | 6 | 0.75877
75445 | 12.54 | 0.8 | 365 | 11.4772 | 0.98949 | 12 | 0.46666
75178 | 6.875 | 0.8 | 365 | 6.2923 | 0.60389 | 6 | 0.8962
75450 | 4.95 | 0.8 | 365 | 4.5305 | 0.074799 | 4 | 0.60526
75451 | 7.2 | 0.8 | 365 | 6.5898 | 0.19971 | 6 | 0.78947
75452 | 5.559 | 0.8 | 365 | 5.0878 | 0.19127 | 5 | 0.27912
75454 | 20.1 | 0.8 | 365 | 18.3964 | 0.84919 | 19 | 0.24561
75453 | 6.6 | 0.8 | 365 | 6.0406 | 0.099732 | 6 | 0.14035
75460 | 10.385 | 0.8 | 365 | 9.5048 | 0.038746 | 9 | 0.54356
75465 | 11.7 | 0.8 | 365 | 10.7084 | 0.44953 | 11 | 0.15789
75466 | 5.76 | 0.8 | 365 | 5.2718 | 0.55977 | 5 | 0.83158
75468 | 3.135 | 0.8 | 365 | 2.8693 | 0.74737 | 3 | 0.61667
75469 | 9.72 | 0.8 | 365 | 8.8962 | 0.81961 | 9 | 0.71579
75471 | 8.265 | 0.8 | 365 | 7.5645 | 0.15216 | 7 | 0.71666
75472 | 3.99 | 0.8 | 365 | 3.6518 | 0.31484 | 3 | 0.96667
75473 | 8.1 | 0.8 | 365 | 7.4135 | 0.84967 | 8 | 0.26315
75474 | 7.125 | 0.8 | 365 | 6.5211 | 0.062211 | 6 | 0.58333
75476 | 6.24 | 0.8 | 365 | 5.7111 | 0.43975 | 6 | 0.15087
75475 | 7.975 | 0.8 | 365 | 7.2991 | 0.62051 | 7 | 0.91959
75477 | 4.95 | 0.8 | 365 | 4.5305 | 0.074799 | 4 | 0.60526
75480 | 9.36 | 0.8 | 365 | 8.5667 | 0.15962 | 8 | 0.72631
75482 | 6 | 0.8 | 365 | 5.4915 | 0.99976 | 6 | 0.49123
75479 | 5.7 | 0.8 | 365 | 5.2169 | 0.44977 | 5 | 0.66666
75488 | 9.24 | 0.8 | 365 | 8.4569 | 0.93963 | 9 | 0.39649
75489 | 13.2 | 0.8 | 365 | 12.0812 | 0.19946 | 12 | 0.2807
75490 | 10.23 | 0.8 | 365 | 9.363 | 0.75459 | 10 | 0.11754
75491 | 8.58 | 0.8 | 365 | 7.8528 | 0.72965 | 8 | 0.58245
75493 | 6.12 | 0.8 | 365 | 5.6013 | 0.21975 | 5 | 0.82105
75388 | 11.76 | 0.8 | 365 | 10.7633 | 0.55952 | 11 | 0.3228
75387 | 6.5 | 0.8 | 365 | 5.9491 | 0.9164 | 6 | 0.86549
75386 | 3.08 | 0.8 | 365 | 2.819 | 0.64654 | 3 | 0.4655
75426 | 3.92 | 0.8 | 365 | 3.5878 | 0.18651 | 3 | 0.77427
75403 | 3.64 | 0.8 | 365 | 3.3315 | 0.67319 | 4 | 0.0046769
75419 | 4.93 | 0.8 | 365 | 4.5122 | 0.038134 | 4 | 0.55029
30065 | 1287.72 | 1 | 365 | 1473.2238 | 0.95976 | 1474 | 0.18355
75497 | 10.2 | 0.8 | 365 | 9.3355 | 0.69959 | 10 | 0.035084
75498 | 3.6 | 0.8 | 365 | 3.2949 | 0.59985 | 3 | 0.89474
75464 | 4.505 | 0.8 | 365 | 4.1232 | 0.25898 | 4 | 0.38216
75470 | 4.48 | 0.8 | 365 | 4.1003 | 0.21315 | 4 | 0.31345
75485 | 3.92 | 0.8 | 365 | 3.5878 | 0.18651 | 3 | 0.77427
75486 | 12.32 | 0.8 | 365 | 11.2758 | 0.58617 | 11 | 0.86198
75499 | 6.38 | 0.8 | 365 | 5.8393 | 0.69641 | 6 | 0.53567
75500 | 7.32 | 0.8 | 365 | 6.6996 | 0.4197 | 7 | 0.1193
75501 | 10.675 | 0.8 | 365 | 9.7702 | 0.83941 | 10 | 0.60964
75502 | 6.6 | 0.8 | 365 | 6.0406 | 0.099732 | 6 | 0.14035
75503 | 10.8 | 0.8 | 365 | 9.8846 | 0.79956 | 10 | 0.68421
75505 | 2.64 | 0.8 | 365 | 2.4162 | 0.83989 | 3 | 0.25614
75506 | 10.24 | 0.8 | 365 | 9.3721 | 0.77292 | 10 | 0.14503
66025 | 10.395 | 0.8 | 365 | 9.514 | 0.057079 | 9 | 0.57105
75517 | 7.26 | 0.8 | 365 | 6.6447 | 0.30971 | 6 | 0.95438
75518 | 11.73 | 0.8 | 365 | 10.7358 | 0.50452 | 11 | 0.24035
75523 | 7.68 | 0.8 | 365 | 7.0291 | 0.079689 | 7 | 0.10877
75525 | 9.715 | 0.8 | 365 | 8.8916 | 0.81044 | 9 | 0.70204
75526 | 8.55 | 1 | 365 | 9.7817 | 0.59332 | 10 | 0.375
75527 | 9.9 | 0.8 | 365 | 9.0609 | 0.1496 | 9 | 0.21052
75533 | 9.1 | 0.8 | 365 | 8.3287 | 0.68296 | 9 | 0.011692
75395 | 5.8 | 0.8 | 365 | 5.3084 | 0.6331 | 5 | 0.94152
75537 | 4.55 | 0.8 | 365 | 4.1644 | 0.34148 | 4 | 0.50585
75541 | 5.7 | 1 | 365 | 6.5211 | 0.062211 | 6 | 0.58333
75546 | 6.9 | 0.8 | 365 | 6.3152 | 0.64972 | 6 | 0.96491
75549 | 3.08 | 0.8 | 365 | 2.819 | 0.64654 | 3 | 0.4655
75552 | 5.88 | 0.8 | 365 | 5.3816 | 0.77976 | 6 | 0.1614
75554 | 7.695 | 0.8 | 365 | 7.0428 | 0.10719 | 7 | 0.15
75555 | 4.35 | 0.8 | 365 | 3.9813 | 0.97482 | 4 | 0.95614
75556 | 6.67 | 0.8 | 365 | 6.1047 | 0.22806 | 6 | 0.33275
75557 | 9.57 | 0.8 | 365 | 8.7589 | 0.54461 | 9 | 0.3035
75558 | 9.28 | 0.8 | 365 | 8.4935 | 0.012957 | 8 | 0.50643
75298 | 7.475 | 0.8 | 365 | 6.8415 | 0.70386 | 7 | 0.54532
75566 | 11.375 | 0.8 | 365 | 10.4109 | 0.85371 | 11 | 0.26462
75570 | 5.886 | 0.8 | 365 | 5.3871 | 0.79076 | 6 | 0.17789
75572 | 5.36 | 0.8 | 365 | 4.9057 | 0.82645 | 5 | 0.73216
75573 | 9.28 | 0.8 | 365 | 8.4935 | 0.012957 | 8 | 0.50643
75551 | 5.7 | 0.8 | 365 | 5.2169 | 0.44977 | 5 | 0.66666
75559 | 6.555 | 0.8 | 365 | 5.9994 | 0.017234 | 6 | 0.016664
75571 | 7.125 | 0.8 | 365 | 6.5211 | 0.062211 | 6 | 0.58333
75547 | 8.55 | 1 | 365 | 9.7817 | 0.59332 | 10 | 0.375
75548 | 9.975 | 1 | 365 | 11.412 | 0.85887 | 12 | 0.27083
75545 | 9.69 | 1 | 365 | 11.0859 | 0.20576 | 11 | 0.29166
75574 | 3.135 | 0.8 | 365 | 2.8693 | 0.74737 | 3 | 0.61667
75576 | 4.56 | 0.8 | 365 | 4.1735 | 0.35982 | 4 | 0.53333
75577 | 13.34 | 0.8 | 365 | 12.2094 | 0.45613 | 12 | 0.66549
75212 | 3.48 | 0.8 | 365 | 3.1851 | 0.37986 | 3 | 0.56491
75579 | 4.55 | 0.8 | 365 | 4.1644 | 0.34148 | 4 | 0.50585
75580 | 8.4 | 0.8 | 365 | 7.6881 | 0.39966 | 8 | 0.087716
75581 | 3.6 | 0.8 | 365 | 3.2949 | 0.59985 | 3 | 0.89474
75582 | 3.99 | 0.8 | 365 | 3.6518 | 0.31484 | 3 | 0.96667
75583 | 4.845 | 0.8 | 365 | 4.4344 | 0.8823 | 5 | 0.31666
75584 | 9.405 | 0.8 | 365 | 8.6079 | 0.24212 | 8 | 0.85
75586 | 7.41 | 0.8 | 365 | 6.782 | 0.5847 | 7 | 0.36666
75588 | 7.8 | 0.8 | 365 | 7.1389 | 0.29968 | 7 | 0.43859
75438 | 6.555 | 0.8 | 365 | 5.9994 | 0.017234 | 6 | 0.016664
75440 | 2.565 | 0.8 | 365 | 2.3476 | 0.7024 | 3 | 0.049999
75591 | 6.27 | 0.8 | 365 | 5.7386 | 0.49475 | 6 | 0.23333
75595 | 5.985 | 0.8 | 365 | 5.4777 | 0.97226 | 6 | 0.45
75593 | 3.9 | 0.8 | 365 | 3.5695 | 0.14984 | 3 | 0.7193
75596 | 1.95 | 0.8 | 365 | 1.7847 | 0.57492 | 2 | 0.35965
75600 | 13.2 | 0.8 | 365 | 12.0812 | 0.19946 | 12 | 0.2807
75601 | 2.4 | 0.8 | 365 | 2.1966 | 0.3999 | 2 | 0.59649
75602 | 13.735 | 0.8 | 365 | 12.5709 | 0.18028 | 12 | 0.75116
75603 | 11.13 | 0.8 | 365 | 10.1867 | 0.40455 | 10 | 0.59122
75605 | 11.025 | 0.8 | 365 | 10.0906 | 0.21205 | 10 | 0.30263
75606 | 4.95 | 0.8 | 365 | 4.5305 | 0.074799 | 4 | 0.60526
75609 | 3.92 | 0.8 | 365 | 3.5878 | 0.18651 | 3 | 0.77427
75612 | 4.8 | 0.8 | 365 | 4.3932 | 0.79981 | 5 | 0.19298
75613 | 6.27 | 0.8 | 365 | 5.7386 | 0.49475 | 6 | 0.23333
75614 | 7.54 | 1 | 365 | 8.6262 | 0.27878 | 8 | 0.90497
75615 | 17.6 | 0.8 | 365 | 16.1083 | 0.26595 | 16 | 0.37426
75616 | 10.71 | 0.8 | 365 | 9.8023 | 0.63457 | 10 | 0.43684
75617 | 8.775 | 0.8 | 365 | 8.0313 | 0.087144 | 8 | 0.11842
75620 | 8.265 | 0.8 | 365 | 7.5645 | 0.15216 | 7 | 0.71666
75621 | 9.12 | 0.8 | 365 | 8.347 | 0.71963 | 9 | 0.066663
75622 | 9.975 | 0.8 | 365 | 9.1296 | 0.2871 | 9 | 0.41666
75624 | 8.265 | 0.8 | 365 | 7.5645 | 0.15216 | 7 | 0.71666
75626 | 7.41 | 0.8 | 365 | 6.782 | 0.5847 | 7 | 0.36666
75512 | 5.51 | 0.8 | 365 | 5.043 | 0.10144 | 5 | 0.14444
75628 | 6.27 | 0.8 | 365 | 5.7386 | 0.49475 | 6 | 0.23333
75629 | 6.84 | 0.8 | 365 | 6.2603 | 0.53972 | 6 | 0.8
75511 | 5.88 | 0.8 | 365 | 5.3816 | 0.77976 | 6 | 0.1614
75632 | 9.69 | 0.8 | 365 | 8.8687 | 0.76461 | 9 | 0.63333
75631 | 2.8 | 0.8 | 365 | 2.5627 | 0.13322 | 2 | 0.69591
75508 | 6.72 | 0.8 | 365 | 6.1504 | 0.31973 | 6 | 0.47017
75634 | 4.275 | 0.8 | 365 | 3.9127 | 0.83733 | 4 | 0.75
75515 | 16.53 | 0.8 | 365 | 15.129 | 0.30433 | 15 | 0.43333
75635 | 7.15 | 0.8 | 365 | 6.544 | 0.10804 | 6 | 0.65204
75637 | 8.55 | 0.8 | 365 | 7.8253 | 0.67465 | 8 | 0.5
75638 | 8.55 | 0.8 | 365 | 7.8253 | 0.67465 | 8 | 0.5
75116 | 9.92 | 0.8 | 365 | 9.0792 | 0.18626 | 9 | 0.26549
75640 | 6.24 | 0.8 | 365 | 5.7111 | 0.43975 | 6 | 0.15087
75509 | 5.6 | 0.8 | 365 | 5.1254 | 0.26644 | 5 | 0.39181
75642 | 8.28 | 0.8 | 365 | 7.5782 | 0.17966 | 7 | 0.75789
75390 | 5.6 | 0.8 | 365 | 5.1254 | 0.26644 | 5 | 0.39181
75644 | 9.975 | 0.8 | 365 | 9.1296 | 0.2871 | 9 | 0.41666
75645 | 11.2 | 0.8 | 365 | 10.2507 | 0.53288 | 10 | 0.78362
75647 | 7.26 | 0.8 | 365 | 6.6447 | 0.30971 | 6 | 0.95438
75643 | 6.4 | 0.8 | 365 | 5.8576 | 0.73307 | 6 | 0.59064
75651 | 9.12 | 0.8 | 365 | 8.347 | 0.71963 | 9 | 0.066663
75650 | 7.92 | 0.8 | 365 | 7.2487 | 0.51968 | 7 | 0.76842
75652 | 4.275 | 0.8 | 365 | 3.9127 | 0.83733 | 4 | 0.75
75653 | 6.84 | 0.8 | 365 | 6.2603 | 0.53972 | 6 | 0.8
75391 | 4.2 | 0.8 | 365 | 3.844 | 0.69983 | 4 | 0.54386
75657 | 9.12 | 0.8 | 365 | 8.347 | 0.71963 | 9 | 0.066663
75429 | 7.41 | 0.8 | 365 | 6.782 | 0.5847 | 7 | 0.36666
75424 | 6.44 | 0.8 | 365 | 5.8942 | 0.80641 | 6 | 0.70058
75742 | 8.265 | 0.8 | 365 | 7.5645 | 0.15216 | 7 | 0.71666
75662 | 7.41 | 0.8 | 365 | 6.782 | 0.5847 | 7 | 0.36666
75663 | 6.84 | 0.8 | 365 | 6.2603 | 0.53972 | 6 | 0.8
75664 | 2.1 | 0.8 | 365 | 1.922 | 0.84991 | 2 | 0.77193
75666 | 6.27 | 0.8 | 365 | 5.7386 | 0.49475 | 6 | 0.23333
75667 | 10.4 | 0.8 | 365 | 9.5185 | 0.066245 | 9 | 0.58479
75669 | 7.125 | 0.8 | 365 | 6.5211 | 0.062211 | 6 | 0.58333
75418 | 5.88 | 0.8 | 365 | 5.3816 | 0.77976 | 6 | 0.1614
75672 | 9.975 | 0.8 | 365 | 9.1296 | 0.2871 | 9 | 0.41666
75670 | 7.8 | 0.8 | 365 | 7.1389 | 0.29968 | 7 | 0.43859
75676 | 12.6 | 0.8 | 365 | 11.5321 | 0.099489 | 11 | 0.63157
75053 | 2.24 | 0.8 | 365 | 2.0501 | 0.10658 | 2 | 0.15672
75026 | 2.24 | 0.8 | 365 | 2.0501 | 0.10658 | 2 | 0.15672
75033 | 3.08 | 0.8 | 365 | 2.819 | 0.64654 | 3 | 0.4655
75679 | 6.84 | 0.8 | 365 | 6.2603 | 0.53972 | 6 | 0.8
75681 | 5.7 | 0.8 | 365 | 5.2169 | 0.44977 | 5 | 0.66666
75682 | 7.98 | 0.8 | 365 | 7.3037 | 0.62968 | 7 | 0.93333
75684 | 9.69 | 0.8 | 365 | 8.8687 | 0.76461 | 9 | 0.63333
75686 | 5.415 | 0.8 | 365 | 4.9561 | 0.92728 | 5 | 0.88333
75024 | 4.2 | 0.8 | 365 | 3.844 | 0.69983 | 4 | 0.54386
75688 | 9.6 | 0.8 | 365 | 8.7864 | 0.59961 | 9 | 0.38596
75689 | 3.9 | 0.8 | 365 | 3.5695 | 0.14984 | 3 | 0.7193
75690 | 3.78 | 0.8 | 365 | 3.4596 | 0.92985 | 4 | 0.38947
75692 | 3.78 | 0.8 | 365 | 3.4596 | 0.92985 | 4 | 0.38947
75693 | 7.25 | 0.8 | 365 | 6.6355 | 0.29137 | 6 | 0.9269
75694 | 8.37 | 0.8 | 365 | 7.6606 | 0.34466 | 8 | 0.0052597
75695 | 2.97 | 0.8 | 365 | 2.7183 | 0.44488 | 3 | 0.16316
75697 | 12.48 | 0.8 | 365 | 11.4223 | 0.87949 | 12 | 0.30175
75699 | 6.24 | 0.8 | 365 | 5.7111 | 0.43975 | 6 | 0.15087
75700 | 7.28 | 0.8 | 365 | 6.663 | 0.34637 | 7 | 0.0093537
75701 | 4.93 | 0.8 | 365 | 4.5122 | 0.038134 | 4 | 0.55029
75702 | 4.56 | 0.8 | 365 | 4.1735 | 0.35982 | 4 | 0.53333
75703 | 8.4 | 0.8 | 365 | 7.6881 | 0.39966 | 8 | 0.087716
75705 | 13.395 | 0.8 | 365 | 12.2597 | 0.55696 | 12 | 0.81666
75706 | 7.15 | 0.8 | 365 | 6.544 | 0.10804 | 6 | 0.65204
75707 | 10.92 | 0.8 | 365 | 9.9945 | 0.019557 | 10 | 0.014031
75708 | 10.44 | 0.8 | 365 | 9.5552 | 0.13958 | 9 | 0.69473
75710 | 11.2 | 0.8 | 365 | 10.2507 | 0.53288 | 10 | 0.78362
75712 | 12.54 | 0.8 | 365 | 11.4772 | 0.98949 | 12 | 0.46666
30062 | 1254.87 | 1 | 365 | 1435.6416 | 0.68017 | 1436 | 0.32172
75711 | 7.84 | 0.8 | 365 | 7.1755 | 0.37302 | 7 | 0.54853
75713 | 10.395 | 0.8 | 365 | 9.514 | 0.057079 | 9 | 0.57105
75715 | 77.52 | 0.6 | 365 | 53.2123 | 0.58764 | 53 | 0.79998
75716 | 6.84 | 0.8 | 365 | 6.2603 | 0.53972 | 6 | 0.8
75717 | 4.275 | 0.8 | 365 | 3.9127 | 0.83733 | 4 | 0.75
75718 | 6.555 | 0.8 | 365 | 5.9994 | 0.017234 | 6 | 0.016664
75719 | 9.975 | 0.8 | 365 | 9.1296 | 0.2871 | 9 | 0.41666
75432 | 7.54 | 0.8 | 365 | 6.9009 | 0.82303 | 7 | 0.72397
75721 | 6.84 | 0.8 | 365 | 6.2603 | 0.53972 | 6 | 0.8
75723 | 5.7 | 0.8 | 365 | 5.2169 | 0.44977 | 5 | 0.66666
75448 | 24.085 | 0.8 | 365 | 22.0437 | 0.15486 | 22 | 0.19853
75724 | 3.99 | 0.8 | 365 | 3.6518 | 0.31484 | 3 | 0.96667
75726 | 6.84 | 0.8 | 365 | 6.2603 | 0.53972 | 6 | 0.8
75727 | 4.56 | 0.8 | 365 | 4.1735 | 0.35982 | 4 | 0.53333
75731 | 8.265 | 0.8 | 365 | 7.5645 | 0.15216 | 7 | 0.71666
75734 | 4.225 | 0.8 | 365 | 3.8669 | 0.74566 | 4 | 0.61257
75437 | 13.12 | 0.8 | 365 | 12.008 | 0.052802 | 12 | 0.060813
75735 | 6.27 | 0.8 | 365 | 5.7386 | 0.49475 | 6 | 0.23333
75736 | 6.555 | 0.8 | 365 | 5.9994 | 0.017234 | 6 | 0.016664
75737 | 6.9 | 0.8 | 365 | 6.3152 | 0.64972 | 6 | 0.96491
75738 | 5.13 | 0.8 | 365 | 4.6952 | 0.40479 | 5 | 0.099998
75739 | 8.55 | 0.8 | 365 | 7.8253 | 0.67465 | 8 | 0.5
75741 | 9.12 | 0.8 | 365 | 8.347 | 0.71963 | 9 | 0.066663
75743 | 5.985 | 0.8 | 365 | 5.4777 | 0.97226 | 6 | 0.45
75744 | 4.275 | 0.8 | 365 | 3.9127 | 0.83733 | 4 | 0.75
75522 | 6.555 | 1 | 365 | 7.4993 | 0.021543 | 7 | 0.52083
75535 | 7.125 | 1 | 365 | 8.1514 | 0.32776 | 8 | 0.47916
75746 | 5.415 | 0.8 | 365 | 4.9561 | 0.92728 | 5 | 0.88333
75747 | 3.705 | 0.8 | 365 | 3.391 | 0.79235 | 4 | 0.18333
75748 | 5.13 | 0.8 | 365 | 4.6952 | 0.40479 | 5 | 0.099998
75749 | 3.99 | 0.8 | 365 | 3.6518 | 0.31484 | 3 | 0.96667
75750 | 4.845 | 0.8 | 365 | 4.4344 | 0.8823 | 5 | 0.31666
75751 | 5.13 | 0.8 | 365 | 4.6952 | 0.40479 | 5 | 0.099998
75752 | 6.555 | 0.8 | 365 | 5.9994 | 0.017234 | 6 | 0.016664
75495 | 4.8 | 0.8 | 365 | 4.3932 | 0.79981 | 5 | 0.19298
75524 | 7.2 | 0.8 | 365 | 6.5898 | 0.19971 | 6 | 0.78947
75753 | 4.5 | 0.8 | 365 | 4.1186 | 0.24982 | 4 | 0.36842
75754 | 5.695 | 0.8 | 365 | 5.2123 | 0.4406 | 5 | 0.65292
75755 | 7.98 | 0.8 | 365 | 7.3037 | 0.62968 | 7 | 0.93333
75757 | 10.385 | 0.8 | 365 | 9.5048 | 0.038746 | 9 | 0.54356
75758 | 8 | 0.8 | 365 | 7.322 | 0.66634 | 7 | 0.9883
32233 | 3081.33 | 1 | 365 | 3525.2141 | 0.22513 | 3525 | 0.4392
75759 | 15.075 | 0.8 | 365 | 13.7973 | 0.63689 | 14 | 0.4342
75760 | 8.55 | 0.8 | 365 | 7.8253 | 0.67465 | 8 | 0.5
65348 | 236.25 | 0.7 | 365 | 189.1983 | 0.976 | 190 | 0.17426
35104 | 138.38 | 0.9 | 365 | 142.483 | 0.40244 | 142 | 0.88546
75392 | 9.94 | 0.8 | 365 | 9.0975 | 0.22293 | 9 | 0.32046
75761 | 7.125 | 0.8 | 365 | 6.5211 | 0.062211 | 6 | 0.58333
75467 | 6.08 | 0.8 | 365 | 5.5647 | 0.14642 | 5 | 0.71111
75764 | 2.6 | 0.8 | 365 | 2.3796 | 0.76656 | 3 | 0.1462
75665 | 11.07 | 0.8 | 365 | 10.1318 | 0.29455 | 10 | 0.42631
75766 | 5.7 | 0.8 | 365 | 5.2169 | 0.44977 | 5 | 0.66666
75765 | 6.6 | 0.8 | 365 | 6.0406 | 0.099732 | 6 | 0.14035
75668 | 3.92 | 0.8 | 365 | 3.5878 | 0.18651 | 3 | 0.77427
75768 | 5.559 | 0.8 | 365 | 5.0878 | 0.19127 | 5 | 0.27912
75769 | 7.695 | 0.8 | 365 | 7.0428 | 0.10719 | 7 | 0.15
75770 | 4.88 | 0.8 | 365 | 4.4664 | 0.94647 | 5 | 0.41286
75774 | 3.42 | 0.8 | 365 | 3.1301 | 0.26986 | 3 | 0.4
75331 | 5.04 | 0.8 | 365 | 4.6128 | 0.2398 | 4 | 0.85263
75329 | 2.85 | 0.8 | 365 | 2.6084 | 0.22488 | 2 | 0.83333
75776 | 3.99 | 0.8 | 365 | 3.6518 | 0.31484 | 3 | 0.96667
75513 | 3.08 | 0.8 | 365 | 2.819 | 0.64654 | 3 | 0.4655
75540 | 4.845 | 1 | 365 | 5.543 | 0.10288 | 5 | 0.64583
75585 | 8.55 | 0.8 | 365 | 7.8253 | 0.67465 | 8 | 0.5
75780 | 9.405 | 0.8 | 365 | 8.6079 | 0.24212 | 8 | 0.85
75785 | 8.835 | 0.8 | 365 | 8.0862 | 0.19714 | 8 | 0.28333
75783 | 13.8 | 0.8 | 365 | 12.6304 | 0.29944 | 12 | 0.92982
75786 | 8.55 | 0.8 | 365 | 7.8253 | 0.67465 | 8 | 0.5
75790 | 6.27 | 0.8 | 365 | 5.7386 | 0.49475 | 6 | 0.23333
75791 | 9.1 | 0.8 | 365 | 8.3287 | 0.68296 | 9 | 0.011692
75792 | 13.725 | 0.8 | 365 | 12.5617 | 0.16194 | 12 | 0.72368
75793 | 11.375 | 0.8 | 365 | 10.4109 | 0.85371 | 11 | 0.26462
73206 | 9.28 | 0.8 | 365 | 8.4935 | 0.012957 | 8 | 0.50643
75794 | 9.69 | 0.8 | 365 | 8.8687 | 0.76461 | 9 | 0.63333
75799 | 4.225 | 0.8 | 365 | 3.8669 | 0.74566 | 4 | 0.61257
75801 | 9.975 | 0.8 | 365 | 9.1296 | 0.2871 | 9 | 0.41666
75803 | 9.69 | 0.8 | 365 | 8.8687 | 0.76461 | 9 | 0.63333
75804 | 5.13 | 0.8 | 365 | 4.6952 | 0.40479 | 5 | 0.099998
75805 | 6.27 | 0.8 | 365 | 5.7386 | 0.49475 | 6 | 0.23333
75806 | 5.13 | 0.8 | 365 | 4.6952 | 0.40479 | 5 | 0.099998
75807 | 5.7 | 0.8 | 365 | 5.2169 | 0.44977 | 5 | 0.66666
75808 | 3.99 | 0.8 | 365 | 3.6518 | 0.31484 | 3 | 0.96667
75809 | 8.835 | 0.8 | 365 | 8.0862 | 0.19714 | 8 | 0.28333
75810 | 6.27 | 0.8 | 365 | 5.7386 | 0.49475 | 6 | 0.23333
75811 | 5.7 | 0.8 | 365 | 5.2169 | 0.44977 | 5 | 0.66666
75812 | 4.845 | 0.8 | 365 | 4.4344 | 0.8823 | 5 | 0.31666
75813 | 5.985 | 0.8 | 365 | 5.4777 | 0.97226 | 6 | 0.45
75814 | 8.55 | 0.8 | 365 | 7.8253 | 0.67465 | 8 | 0.5
75815 | 11.84 | 0.8 | 365 | 10.8365 | 0.70619 | 11 | 0.54269
75816 | 7.56 | 0.8 | 365 | 6.9193 | 0.85969 | 7 | 0.77894
75817 | 4.76 | 0.8 | 365 | 4.3566 | 0.72647 | 5 | 0.083039
75818 | 9.3 | 0.8 | 365 | 8.5118 | 0.049623 | 8 | 0.5614
75819 | 6.75 | 0.8 | 365 | 6.1779 | 0.37473 | 6 | 0.55263
75820 | 6.875 | 0.8 | 365 | 6.2923 | 0.60389 | 6 | 0.8962
75822 | 10.915 | 0.8 | 365 | 9.9899 | 0.010391 | 10 | 0.0002879
75826 | 8.64 | 0.8 | 365 | 7.9077 | 0.83965 | 8 | 0.74736
75828 | 11.2 | 0.8 | 365 | 10.2507 | 0.53288 | 10 | 0.78362
75829 | 4.27 | 0.8 | 365 | 3.9081 | 0.82816 | 4 | 0.73626
75830 | 4.875 | 0.8 | 365 | 4.4618 | 0.9373 | 5 | 0.39912
75833 | 2.32 | 0.8 | 365 | 2.1234 | 0.25324 | 2 | 0.37661
75832 | 9.24 | 0.8 | 365 | 8.4569 | 0.93963 | 9 | 0.39649
75823 | 3.64 | 0.8 | 365 | 3.3315 | 0.67319 | 4 | 0.0046769
75824 | 14 | 0.8 | 365 | 12.8134 | 0.6661 | 13 | 0.47953
75834 | 6.555 | 0.8 | 365 | 5.9994 | 0.017234 | 6 | 0.016664
75835 | 4.845 | 0.8 | 365 | 4.4344 | 0.8823 | 5 | 0.31666
75836 | 9.975 | 0.8 | 365 | 9.1296 | 0.2871 | 9 | 0.41666
75837 | 4.845 | 0.8 | 365 | 4.4344 | 0.8823 | 5 | 0.31666
75838 | 5.8 | 0.8 | 365 | 5.3084 | 0.6331 | 5 | 0.94152
75839 | 8.55 | 0.8 | 365 | 7.8253 | 0.67465 | 8 | 0.5
75840 | 3.19 | 0.8 | 365 | 2.9196 | 0.8482 | 3 | 0.76783
75841 | 4.8 | 0.8 | 365 | 4.3932 | 0.79981 | 5 | 0.19298
75843 | 13 | 0.8 | 365 | 11.8982 | 0.83281 | 12 | 0.73099
75845 | 8.265 | 0.8 | 365 | 7.5645 | 0.15216 | 7 | 0.71666
75847 | 9.57 | 0.8 | 365 | 8.7589 | 0.54461 | 9 | 0.3035
75848 | 9.12 | 0.8 | 365 | 8.347 | 0.71963 | 9 | 0.066663
75850 | 4.56 | 0.8 | 365 | 4.1735 | 0.35982 | 4 | 0.53333
75851 | 3.705 | 0.8 | 365 | 3.391 | 0.79235 | 4 | 0.18333
75853 | 4.93 | 0.8 | 365 | 4.5122 | 0.038134 | 4 | 0.55029
75855 | 8.41 | 0.8 | 365 | 7.6972 | 0.41799 | 8 | 0.1152
75856 | 5.415 | 0.8 | 365 | 4.9561 | 0.92728 | 5 | 0.88333
75857 | 9.69 | 0.8 | 365 | 8.8687 | 0.76461 | 9 | 0.63333
75861 | 2.61 | 0.8 | 365 | 2.3888 | 0.78489 | 3 | 0.17368
75863 | 4.56 | 0.8 | 365 | 4.1735 | 0.35982 | 4 | 0.53333
75862 | 7.8 | 0.8 | 365 | 7.1389 | 0.29968 | 7 | 0.43859
75865 | 5.7 | 0.8 | 365 | 5.2169 | 0.44977 | 5 | 0.66666
75864 | 15.41 | 0.8 | 365 | 14.1039 | 0.25104 | 14 | 0.35496
75866 | 3.99 | 0.8 | 365 | 3.6518 | 0.31484 | 3 | 0.96667
75867 | 7.42 | 1 | 365 | 8.4889 | 0.0037907 | 8 | 0.49269
75868 | 9.975 | 0.8 | 365 | 9.1296 | 0.2871 | 9 | 0.41666
75381 | 8.925 | 0.8 | 365 | 8.1686 | 0.36214 | 8 | 0.5307
75704 | 5.13 | 0.8 | 365 | 4.6952 | 0.40479 | 5 | 0.099998
75553 | 11 | 0.8 | 365 | 10.0677 | 0.16622 | 10 | 0.23391
72620 | 10.08 | 0.8 | 365 | 9.2257 | 0.47959 | 9 | 0.70526
75561 | 9.12 | 0.8 | 365 | 8.347 | 0.71963 | 9 | 0.066663
75568 | 5.13 | 0.8 | 365 | 4.6952 | 0.40479 | 5 | 0.099998
75641 | 7.125 | 0.8 | 365 | 6.5211 | 0.062211 | 6 | 0.58333
75633 | 6.96 | 0.8 | 365 | 6.3701 | 0.75972 | 7 | 0.12982
75660 | 3.42 | 0.8 | 365 | 3.1301 | 0.26986 | 3 | 0.4
75636 | 4.845 | 0.8 | 365 | 4.4344 | 0.8823 | 5 | 0.31666
75618 | 8.25 | 0.8 | 365 | 7.5508 | 0.12467 | 7 | 0.67544
75654 | 9.15 | 0.8 | 365 | 8.3745 | 0.77463 | 9 | 0.14912
75756 | 7.695 | 0.8 | 365 | 7.0428 | 0.10719 | 7 | 0.15
75763 | 13.05 | 0.8 | 365 | 11.9439 | 0.92447 | 12 | 0.86842
75789 | 2.925 | 0.8 | 365 | 2.6771 | 0.36238 | 3 | 0.039472
75802 | 10.725 | 0.8 | 365 | 9.816 | 0.66207 | 10 | 0.47807
75821 | 9.6 | 0.8 | 365 | 8.7864 | 0.59961 | 9 | 0.38596
74545 | 10 | 0.8 | 365 | 9.1524 | 0.33293 | 9 | 0.48538
75114 | 3.6 | 0.8 | 365 | 3.2949 | 0.59985 | 3 | 0.89474
75166 | 4.5 | 0.8 | 365 | 4.1186 | 0.24982 | 4 | 0.36842
75261 | 5.8 | 0.8 | 365 | 5.3084 | 0.6331 | 5 | 0.94152
75345 | 7.7 | 0.8 | 365 | 7.0474 | 0.11635 | 7 | 0.16374
75874 | 5.13 | 0.8 | 365 | 4.6952 | 0.40479 | 5 | 0.099998
75876 | 10.26 | 1 | 365 | 11.738 | 0.51198 | 12 | 0.24999
75877 | 9.57 | 0.8 | 365 | 8.7589 | 0.54461 | 9 | 0.3035
75878 | 9.975 | 0.8 | 365 | 9.1296 | 0.2871 | 9 | 0.41666
75881 | 3.19 | 0.8 | 365 | 2.9196 | 0.8482 | 3 | 0.76783
75879 | 7.83 | 0.8 | 365 | 7.1664 | 0.35468 | 7 | 0.52105
75883 | 3.9 | 0.8 | 365 | 3.5695 | 0.14984 | 3 | 0.7193
75886 | 2.28 | 0.8 | 365 | 2.0868 | 0.17991 | 2 | 0.26667
75439 | 9.975 | 1 | 365 | 11.412 | 0.85887 | 12 | 0.27083
75890 | 7.54 | 0.8 | 365 | 6.9009 | 0.82303 | 7 | 0.72397
75894 | 8.55 | 0.8 | 365 | 7.8253 | 0.67465 | 8 | 0.5
73990 | 5.225 | 0.8 | 365 | 4.7822 | 0.57895 | 5 | 0.36111
75896 | 3.48 | 0.8 | 365 | 3.1851 | 0.37986 | 3 | 0.56491
73653 | 7.56 | 0.8 | 365 | 6.9193 | 0.85969 | 7 | 0.77894
73652 | 10.15 | 0.8 | 365 | 9.2897 | 0.60792 | 9 | 0.89766
75905 | 7.8 | 0.8 | 365 | 7.1389 | 0.29968 | 7 | 0.43859
75904 | 4.35 | 0.8 | 365 | 3.9813 | 0.97482 | 4 | 0.95614
75908 | 4.93 | 0.8 | 365 | 4.5122 | 0.038134 | 4 | 0.55029
75907 | 8.4 | 0.8 | 365 | 7.6881 | 0.39966 | 8 | 0.087716
75910 | 7.25 | 0.8 | 365 | 6.6355 | 0.29137 | 6 | 0.9269
75918 | 8.55 | 0.8 | 365 | 7.8253 | 0.67465 | 8 | 0.5
75859 | 9 | 0.8 | 365 | 8.2372 | 0.49964 | 8 | 0.73684
75919 | 4.275 | 0.8 | 365 | 3.9127 | 0.83733 | 4 | 0.75
75920 | 14.3 | 0.8 | 365 | 13.088 | 0.21609 | 13 | 0.30409
75604 | 10.73 | 0.8 | 365 | 9.8206 | 0.67123 | 10 | 0.49181
75921 | 2.1 | 0.8 | 365 | 1.922 | 0.84991 | 2 | 0.77193
75922 | 7.695 | 0.8 | 365 | 7.0428 | 0.10719 | 7 | 0.15
75923 | 12.825 | 1 | 365 | 14.6725 | 0.38998 | 15 | 0.062493
75924 | 13.11 | 1 | 365 | 14.9986 | 0.043086 | 15 | 0.04166
75925 | 13.395 | 0.8 | 365 | 12.2597 | 0.55696 | 12 | 0.81666
75926 | 11.4 | 0.8 | 365 | 10.4338 | 0.89954 | 11 | 0.33333
75927 | 12.54 | 0.8 | 365 | 11.4772 | 0.98949 | 12 | 0.46666
75928 | 13.395 | 0.8 | 365 | 12.2597 | 0.55696 | 12 | 0.81666
75282 | 7.26 | 0.8 | 365 | 6.6447 | 0.30971 | 6 | 0.95438
75929 | 13.11 | 0.8 | 365 | 11.9989 | 0.034469 | 12 | 0.033328
75930 | 10.545 | 0.8 | 365 | 9.6513 | 0.33207 | 9 | 0.98333
75931 | 10.26 | 0.8 | 365 | 9.3904 | 0.80958 | 10 | 0.2
75932 | 10.83 | 0.8 | 365 | 9.9121 | 0.85456 | 10 | 0.76666
75933 | 13.395 | 0.8 | 365 | 12.2597 | 0.55696 | 12 | 0.81666
75934 | 13.395 | 0.8 | 365 | 12.2597 | 0.55696 | 12 | 0.81666
75935 | 11.115 | 0.8 | 365 | 10.1729 | 0.37705 | 10 | 0.55
75936 | 13.11 | 0.8 | 365 | 11.9989 | 0.034469 | 12 | 0.033328
29938 | 1268.01 | 1 | 365 | 1450.6744 | 0.792 | 1451 | 0.46645
75937 | 11.4 | 0.8 | 365 | 10.4338 | 0.89954 | 11 | 0.33333
75938 | 12.825 | 0.8 | 365 | 11.738 | 0.51198 | 12 | 0.24999
75939 | 12.54 | 0.8 | 365 | 11.4772 | 0.98949 | 12 | 0.46666
75940 | 7.68 | 0.8 | 365 | 7.0291 | 0.079689 | 7 | 0.10877
75941 | 4.48 | 0.8 | 365 | 4.1003 | 0.21315 | 4 | 0.31345
75942 | 6.6 | 0.8 | 365 | 6.0406 | 0.099732 | 6 | 0.14035
75943 | 6.84 | 0.8 | 365 | 6.2603 | 0.53972 | 6 | 0.8
75944 | 9.405 | 0.8 | 365 | 8.6079 | 0.24212 | 8 | 0.85
75945 | 5.94 | 0.8 | 365 | 5.4366 | 0.88976 | 6 | 0.32631
75947 | 13.395 | 0.8 | 365 | 12.2597 | 0.55696 | 12 | 0.81666
75949 | 13.11 | 0.8 | 365 | 11.9989 | 0.034469 | 12 | 0.033328
75950 | 13.395 | 0.8 | 365 | 12.2597 | 0.55696 | 12 | 0.81666
75951 | 11.97 | 0.8 | 365 | 10.9555 | 0.94451 | 11 | 0.9
75952 | 13.11 | 0.8 | 365 | 11.9989 | 0.034469 | 12 | 0.033328
75953 | 10.83 | 0.8 | 365 | 9.9121 | 0.85456 | 10 | 0.76666
75954 | 13.395 | 0.8 | 365 | 12.2597 | 0.55696 | 12 | 0.81666
73231 | 10.26 | 0.8 | 365 | 9.3904 | 0.80958 | 10 | 0.2
75957 | 5.7 | 0.8 | 365 | 5.2169 | 0.44977 | 5 | 0.66666
75958 | 11.115 | 0.8 | 365 | 10.1729 | 0.37705 | 10 | 0.55
75959 | 8.4 | 0.8 | 365 | 7.6881 | 0.39966 | 8 | 0.087716
75696 | 11.685 | 0.8 | 365 | 10.6946 | 0.42203 | 11 | 0.11666
75961 | 6.5 | 0.8 | 365 | 5.9491 | 0.9164 | 6 | 0.86549
75964 | 5.025 | 0.8 | 365 | 4.5991 | 0.2123 | 4 | 0.8114
75967 | 10.15 | 0.8 | 365 | 9.2897 | 0.60792 | 9 | 0.89766
75966 | 6.93 | 0.8 | 365 | 6.3426 | 0.70472 | 7 | 0.047366
75970 | 12.825 | 0.8 | 365 | 11.738 | 0.51198 | 12 | 0.24999
75972 | 6.89 | 0.8 | 365 | 6.306 | 0.63139 | 6 | 0.93742
75974 | 9.6 | 0.8 | 365 | 8.7864 | 0.59961 | 9 | 0.38596
75975 | 12.21 | 0.8 | 365 | 11.1751 | 0.38451 | 11 | 0.55964
75148 | 5.04 | 0.8 | 365 | 4.6128 | 0.2398 | 4 | 0.85263
75976 | 8.4 | 0.8 | 365 | 7.6881 | 0.39966 | 8 | 0.087716
75977 | 8.41 | 0.8 | 365 | 7.6972 | 0.41799 | 8 | 0.1152
75979 | 13.395 | 0.8 | 365 | 12.2597 | 0.55696 | 12 | 0.81666
50553 | 200.07 | 0.9 | 365 | 206.0022 | 0.63525 | 206 | 0.63741
75980 | 11.31 | 0.8 | 365 | 10.3514 | 0.73454 | 11 | 0.08596
75981 | 11.02 | 0.8 | 365 | 10.086 | 0.20289 | 10 | 0.28888
75982 | 8.7 | 0.8 | 365 | 7.9626 | 0.94965 | 8 | 0.91228
75983 | 13.11 | 0.8 | 365 | 11.9989 | 0.034469 | 12 | 0.033328
75984 | 13.63 | 0.8 | 365 | 12.4748 | 0.98778 | 13 | 0.46257
75985 | 13.63 | 0.8 | 365 | 12.4748 | 0.98778 | 13 | 0.46257
73651 | 10.8 | 1 | 365 | 12.3558 | 0.74945 | 13 | 0.10526
75008 | 20.1 | 0.8 | 365 | 18.3964 | 0.84919 | 19 | 0.24561
75012 | 6.825 | 0.8 | 365 | 6.2465 | 0.51222 | 6 | 0.75877
75989 | 10.64 | 0.8 | 365 | 9.7382 | 0.50624 | 10 | 0.24444
73699 | 7.32 | 1 | 365 | 8.3745 | 0.77463 | 9 | 0.14912
75991 | 5.88 | 0.8 | 365 | 5.3816 | 0.77976 | 6 | 0.1614
75996 | 4.62 | 0.8 | 365 | 4.2284 | 0.46981 | 4 | 0.69824
75997 | 8.91 | 0.8 | 365 | 8.1548 | 0.33464 | 8 | 0.48947
75998 | 10.64 | 0.8 | 365 | 9.7382 | 0.50624 | 10 | 0.24444
76000 | 4.62 | 0.8 | 365 | 4.2284 | 0.46981 | 4 | 0.69824
76009 | 5.13 | 0.8 | 365 | 4.6952 | 0.40479 | 5 | 0.099998
73765 | 10.137 | 0.8 | 365 | 9.2778 | 0.58409 | 9 | 0.86193
76015 | 10.56 | 0.8 | 365 | 9.665 | 0.35957 | 10 | 0.024557
76018 | 4.68 | 0.8 | 365 | 4.2833 | 0.57981 | 4 | 0.86316
76020 | 12.15 | 0.8 | 365 | 11.1202 | 0.27451 | 11 | 0.39473
76030 | 6.25 | 1 | 365 | 7.1504 | 0.3226 | 7 | 0.47295
76033 | 5.7 | 0.8 | 365 | 5.2169 | 0.44977 | 5 | 0.66666
76035 | 7.035 | 0.8 | 365 | 6.4387 | 0.89721 | 7 | 0.33596
76032 | 11.76 | 0.8 | 365 | 10.7633 | 0.55952 | 11 | 0.3228
76042 | 8.96 | 0.8 | 365 | 8.2006 | 0.4263 | 8 | 0.6269
76041 | 3.92 | 0.8 | 365 | 3.5878 | 0.18651 | 3 | 0.77427
76047 | 8.12 | 0.8 | 365 | 7.4318 | 0.88634 | 8 | 0.31813
76049 | 7.28 | 0.8 | 365 | 6.663 | 0.34637 | 7 | 0.0093537
76052 | 4.29 | 0.8 | 365 | 3.9264 | 0.86483 | 4 | 0.79123
4611 | 1159.2 | 1 | 365 | 1326.1897 | 0.44127 | 1326 | 0.63098
76055 | 7.56 | 0.8 | 365 | 6.9193 | 0.85969 | 7 | 0.77894
76057 | 6.72 | 0.8 | 365 | 6.1504 | 0.31973 | 6 | 0.47017
76059 | 10.325 | 0.8 | 365 | 9.4499 | 0.92875 | 10 | 0.37865
76060 | 5.6 | 0.8 | 365 | 5.1254 | 0.26644 | 5 | 0.39181
76062 | 6.4 | 0.8 | 365 | 5.8576 | 0.73307 | 6 | 0.59064
76063 | 6 | 0.8 | 365 | 5.4915 | 0.99976 | 6 | 0.49123
76065 | 10.56 | 0.8 | 365 | 9.665 | 0.35957 | 10 | 0.024557
76053 | 12.6 | 0.8 | 365 | 11.5321 | 0.099489 | 11 | 0.63157
76068 | 5.76 | 0.8 | 365 | 5.2718 | 0.55977 | 5 | 0.83158
76069 | 24.82 | 0.8 | 365 | 22.7164 | 0.50233 | 23 | 0.2187
76071 | 10.8 | 0.8 | 365 | 9.8846 | 0.79956 | 10 | 0.68421
75217 | 23.52 | 0.8 | 365 | 21.5266 | 0.11905 | 21 | 0.6456
76073 | 5.135 | 0.8 | 365 | 4.6998 | 0.41396 | 5 | 0.11374
76075 | 6.4 | 0.8 | 365 | 5.8576 | 0.73307 | 6 | 0.59064
76078 | 9.76 | 0.8 | 365 | 8.9328 | 0.89294 | 9 | 0.82573
76082 | 4.69 | 0.8 | 365 | 4.2925 | 0.59814 | 4 | 0.89064
76084 | 4.16 | 0.8 | 365 | 3.8074 | 0.6265 | 4 | 0.43392
76087 | 7.67 | 0.8 | 365 | 7.0199 | 0.061356 | 7 | 0.081283
76089 | 2.12 | 0.8 | 365 | 1.9403 | 0.88658 | 2 | 0.8269
76090 | 11.655 | 0.8 | 365 | 10.6672 | 0.36703 | 11 | 0.034206
76086 | 9.45 | 0.8 | 365 | 8.6491 | 0.32462 | 8 | 0.97368
76092 | 7.67 | 0.8 | 365 | 7.0199 | 0.061356 | 7 | 0.081283
75846 | 6.84 | 0.8 | 365 | 6.2603 | 0.53972 | 6 | 0.8
75849 | 5.13 | 0.8 | 365 | 4.6952 | 0.40479 | 5 | 0.099998
75854 | 9.69 | 0.8 | 365 | 8.8687 | 0.76461 | 9 | 0.63333
76094 | 6 | 0.8 | 365 | 5.4915 | 0.99976 | 6 | 0.49123
75673 | 2.28 | 0.8 | 365 | 2.0868 | 0.17991 | 2 | 0.26667
76096 | 9.8 | 0.8 | 365 | 8.9694 | 0.96627 | 9 | 0.93567
76103 | 7.32 | 0.8 | 365 | 6.6996 | 0.4197 | 7 | 0.1193
76106 | 12.73 | 0.8 | 365 | 11.6511 | 0.33782 | 11 | 0.98888
35301 | 129.14 | 1 | 365 | 147.7434 | 0.93929 | 148 | 0.68268
76111 | 2.1 | 0.8 | 365 | 1.922 | 0.84991 | 2 | 0.77193
76113 | 6.72 | 0.8 | 365 | 6.1504 | 0.31973 | 6 | 0.47017
76115 | 8.64 | 0.8 | 365 | 7.9077 | 0.83965 | 8 | 0.74736
76099 | 8.37 | 0.8 | 365 | 7.6606 | 0.34466 | 8 | 0.0052597
76117 | 15.435 | 0.8 | 365 | 14.1268 | 0.29687 | 14 | 0.42368
76118 | 5.94 | 0.8 | 365 | 5.4366 | 0.88976 | 6 | 0.32631
76108 | 11.31 | 0.8 | 365 | 10.3514 | 0.73454 | 11 | 0.08596
76119 | 16.64 | 0.8 | 365 | 15.2297 | 0.50599 | 15 | 0.73567
76120 | 12.21 | 0.8 | 365 | 11.1751 | 0.38451 | 11 | 0.55964
76121 | 6.6 | 0.8 | 365 | 6.0406 | 0.099732 | 6 | 0.14035
76127 | 5.8 | 0.8 | 365 | 5.3084 | 0.6331 | 5 | 0.94152
75858 | 5.22 | 0.8 | 365 | 4.7776 | 0.56979 | 5 | 0.34737
76128 | 13.2 | 0.8 | 365 | 12.0812 | 0.19946 | 12 | 0.2807
76129 | 7.92 | 0.8 | 365 | 7.2487 | 0.51968 | 7 | 0.76842
76131 | 9.69 | 0.8 | 365 | 8.8687 | 0.76461 | 9 | 0.63333
76135 | 7.695 | 0.8 | 365 | 7.0428 | 0.10719 | 7 | 0.15
76136 | 11.89 | 0.8 | 365 | 10.8823 | 0.79785 | 11 | 0.68011
74820 | 13.725 | 0.8 | 365 | 12.5617 | 0.16194 | 12 | 0.72368
76142 | 12.18 | 0.8 | 365 | 11.1477 | 0.32951 | 11 | 0.47719
76144 | 11.44 | 0.8 | 365 | 10.4704 | 0.97287 | 11 | 0.44327
76145 | 8.1 | 0.8 | 365 | 7.4135 | 0.84967 | 8 | 0.26315
76146 | 7.25 | 0.8 | 365 | 6.6355 | 0.29137 | 6 | 0.9269
76147 | 7.521 | 0.8 | 365 | 6.8836 | 0.7882 | 7 | 0.67175
76148 | 9.81 | 0.8 | 365 | 8.9786 | 0.9846 | 9 | 0.96315
76149 | 9.66 | 0.8 | 365 | 8.8413 | 0.70961 | 9 | 0.55087
76150 | 8.19 | 0.8 | 365 | 7.4959 | 0.014668 | 7 | 0.51052
76151 | 6.3 | 0.8 | 365 | 5.766 | 0.54974 | 6 | 0.31579
76153 | 3.08 | 0.8 | 365 | 2.819 | 0.64654 | 3 | 0.4655
76154 | 5.8 | 0.8 | 365 | 5.3084 | 0.6331 | 5 | 0.94152
76155 | 10.83 | 0.8 | 365 | 9.9121 | 0.85456 | 10 | 0.76666
65163 | 612 | 0.9 | 365 | 630.146 | 0.22209 | 630 | 0.36814
75963 | 11.97 | 0.8 | 365 | 10.9555 | 0.94451 | 11 | 0.9
76066 | 8.68 | 0.8 | 365 | 7.9443 | 0.91298 | 8 | 0.85731
75995 | 8.58 | 0.8 | 365 | 7.8528 | 0.72965 | 8 | 0.58245
76081 | 9.24 | 0.8 | 365 | 8.4569 | 0.93963 | 9 | 0.39649
75915 | 5.13 | 0.8 | 365 | 4.6952 | 0.40479 | 5 | 0.099998
16878 | 5998.86 | 0.7 | 365 | 4804.1222 | 0.95849 | 4805 | 0.080734
75973 | 5.36 | 0.8 | 365 | 4.9057 | 0.82645 | 5 | 0.73216
75592 | 9.12 | 0.8 | 365 | 8.347 | 0.71963 | 9 | 0.066663
36670 | 174 | 0.9 | 365 | 179.1592 | 0.86707 | 180 | 0.026235
75658 | 7.41 | 0.8 | 365 | 6.782 | 0.5847 | 7 | 0.36666
75288 | 5.985 | 0.8 | 365 | 5.4777 | 0.97226 | 6 | 0.45
75771 | 6.9 | 1 | 365 | 7.894 | 0.81215 | 8 | 0.70614
75969 | 10.395 | 0.8 | 365 | 9.514 | 0.057079 | 9 | 0.57105
76156 | 5.04 | 0.8 | 365 | 4.6128 | 0.2398 | 4 | 0.85263
76157 | 8.58 | 0.8 | 365 | 7.8528 | 0.72965 | 8 | 0.58245
76158 | 9.24 | 0.8 | 365 | 8.4569 | 0.93963 | 9 | 0.39649
76159 | 13.407 | 0.8 | 365 | 12.2707 | 0.57896 | 12 | 0.84964
76162 | 2.52 | 0.8 | 365 | 2.3064 | 0.6199 | 2 | 0.92631
76164 | 10.08 | 0.8 | 365 | 9.2257 | 0.47959 | 9 | 0.70526
76166 | 3.2 | 0.8 | 365 | 2.9288 | 0.86654 | 3 | 0.79532
76167 | 11.825 | 0.8 | 365 | 10.8228 | 0.67869 | 11 | 0.50146
76168 | 7.02 | 0.8 | 365 | 6.425 | 0.86972 | 7 | 0.29473
76169 | 4.95 | 0.8 | 365 | 4.5305 | 0.074799 | 4 | 0.60526
76172 | 7.965 | 0.8 | 365 | 7.2899 | 0.60218 | 7 | 0.8921
76177 | 5.76 | 0.8 | 365 | 5.2718 | 0.55977 | 5 | 0.83158
76180 | 5.76 | 0.8 | 365 | 5.2718 | 0.55977 | 5 | 0.83158
76181 | 6.84 | 0.8 | 365 | 6.2603 | 0.53972 | 6 | 0.8
76184 | 3.42 | 0.8 | 365 | 3.1301 | 0.26986 | 3 | 0.4
76185 | 4.68 | 0.8 | 365 | 4.2833 | 0.57981 | 4 | 0.86316
76192 | 6.9 | 0.8 | 365 | 6.3152 | 0.64972 | 6 | 0.96491
32462 | 1234.8 | 1 | 365 | 1412.6803 | 0.68744 | 1413 | 0.36779
76194 | 6 | 0.8 | 365 | 5.4915 | 0.99976 | 6 | 0.49123
76195 | 6.3 | 0.8 | 365 | 5.766 | 0.54974 | 6 | 0.31579
76196 | 10.73 | 0.8 | 365 | 9.8206 | 0.67123 | 10 | 0.49181
76189 | 3.924 | 0.8 | 365 | 3.5914 | 0.19384 | 3 | 0.78526
76200 | 9.69 | 0.8 | 365 | 8.8687 | 0.76461 | 9 | 0.63333
76201 | 11.4 | 0.8 | 365 | 10.4338 | 0.89954 | 11 | 0.33333
76202 | 13.5 | 0.8 | 365 | 12.3558 | 0.74945 | 13 | 0.10526
76132 | 5.415 | 0.8 | 365 | 4.9561 | 0.92728 | 5 | 0.88333
76203 | 10.791 | 0.8 | 365 | 9.8764 | 0.78306 | 10 | 0.65947
76133 | 9.405 | 0.8 | 365 | 8.6079 | 0.24212 | 8 | 0.85
76134 | 3.135 | 0.8 | 365 | 2.8693 | 0.74737 | 3 | 0.61667
76138 | 9.405 | 0.8 | 365 | 8.6079 | 0.24212 | 8 | 0.85
76139 | 5.7 | 0.8 | 365 | 5.2169 | 0.44977 | 5 | 0.66666
76206 | 8.4 | 0.8 | 365 | 7.6881 | 0.39966 | 8 | 0.087716
76211 | 6.935 | 0.8 | 365 | 6.3472 | 0.71389 | 7 | 0.061108
76215 | 4.29 | 0.8 | 365 | 3.9264 | 0.86483 | 4 | 0.79123
76220 | 8.97 | 0.8 | 365 | 8.2097 | 0.44464 | 8 | 0.65438
75884 | 3.99 | 0.8 | 365 | 3.6518 | 0.31484 | 3 | 0.96667
76186 | 9.52 | 0.8 | 365 | 8.7131 | 0.45295 | 9 | 0.16608
76187 | 14.31 | 0.8 | 365 | 13.0972 | 0.23442 | 13 | 0.33157
76226 | 7.875 | 0.8 | 365 | 7.2076 | 0.43718 | 7 | 0.64473
76229 | 12.21 | 0.8 | 365 | 11.1751 | 0.38451 | 11 | 0.55964
76230 | 11.16 | 0.8 | 365 | 10.2141 | 0.45955 | 10 | 0.67368
76231 | 11.16 | 0.8 | 365 | 10.2141 | 0.45955 | 10 | 0.67368
76232 | 4.02 | 0.8 | 365 | 3.6793 | 0.36984 | 4 | 0.049121
76234 | 10.395 | 0.8 | 365 | 9.514 | 0.057079 | 9 | 0.57105
76235 | 5.51 | 0.8 | 365 | 5.043 | 0.10144 | 5 | 0.14444
76224 | 5.46 | 0.8 | 365 | 4.9972 | 0.0097787 | 5 | 0.0070153
75358 | 7.02 | 0.8 | 365 | 6.425 | 0.86972 | 7 | 0.29473
76240 | 8.4 | 0.8 | 365 | 7.6881 | 0.39966 | 8 | 0.087716
76237 | 7.2 | 0.8 | 365 | 6.5898 | 0.19971 | 6 | 0.78947
76241 | 9 | 0.8 | 365 | 8.2372 | 0.49964 | 8 | 0.73684
76245 | 10.72 | 0.8 | 365 | 9.8114 | 0.6529 | 10 | 0.46432
76246 | 7.68 | 0.8 | 365 | 7.0291 | 0.079689 | 7 | 0.10877
75283 | 11.39 | 0.8 | 365 | 10.4246 | 0.8812 | 11 | 0.30584
76248 | 10.24 | 0.8 | 365 | 9.3721 | 0.77292 | 10 | 0.14503
76249 | 13.44 | 0.8 | 365 | 12.3009 | 0.63946 | 12 | 0.94035
76250 | 9.69 | 0.8 | 365 | 8.8687 | 0.76461 | 9 | 0.63333
76252 | 6.27 | 0.8 | 365 | 5.7386 | 0.49475 | 6 | 0.23333
76255 | 7.8 | 0.8 | 365 | 7.1389 | 0.29968 | 7 | 0.43859
76256 | 4.275 | 0.8 | 365 | 3.9127 | 0.83733 | 4 | 0.75
75914 | 7.2 | 0.8 | 365 | 6.5898 | 0.19971 | 6 | 0.78947
76258 | 6.6 | 0.8 | 365 | 6.0406 | 0.099732 | 6 | 0.14035
76259 | 6.175 | 0.8 | 365 | 5.6516 | 0.32058 | 5 | 0.97222
76260 | 7.2 | 0.8 | 365 | 6.5898 | 0.19971 | 6 | 0.78947
76262 | 9.38 | 0.8 | 365 | 8.585 | 0.19629 | 8 | 0.78128
75948 | 10.83 | 0.8 | 365 | 9.9121 | 0.85456 | 10 | 0.76666
75946 | 10.83 | 0.8 | 365 | 9.9121 | 0.85456 | 10 | 0.76666
76271 | 12 | 0.8 | 365 | 10.9829 | 0.99951 | 11 | 0.98245
76273 | 6.84 | 0.8 | 365 | 6.2603 | 0.53972 | 6 | 0.8
76275 | 4.69 | 0.8 | 365 | 4.2925 | 0.59814 | 4 | 0.89064
76272 | 5.525 | 0.8 | 365 | 5.0567 | 0.12894 | 5 | 0.18567
76276 | 24.84 | 0.8 | 365 | 22.7347 | 0.53899 | 23 | 0.27367
76274 | 10.92 | 0.8 | 365 | 9.9945 | 0.019557 | 10 | 0.014031
75978 | 13.395 | 0.8 | 365 | 12.2597 | 0.55696 | 12 | 0.81666
75987 | 6.38 | 0.8 | 365 | 5.8393 | 0.69641 | 6 | 0.53567
75990 | 3.19 | 0.8 | 365 | 2.9196 | 0.8482 | 3 | 0.76783
76280 | 13.325 | 0.8 | 365 | 12.1956 | 0.42863 | 12 | 0.62426
76278 | 9.9 | 0.8 | 365 | 9.0609 | 0.1496 | 9 | 0.21052
75993 | 13.395 | 0.8 | 365 | 12.2597 | 0.55696 | 12 | 0.81666
76282 | 15.36 | 0.8 | 365 | 14.0582 | 0.15938 | 14 | 0.21754
76281 | 4.875 | 0.8 | 365 | 4.4618 | 0.9373 | 5 | 0.39912
76283 | 2.8 | 0.8 | 365 | 2.5627 | 0.13322 | 2 | 0.69591
76285 | 12.2 | 0.8 | 365 | 11.166 | 0.36617 | 11 | 0.53216
64944 | 48.24 | 0.9 | 365 | 49.6703 | 0.4928 | 50 | 0.16314
76286 | 6.3 | 0.8 | 365 | 5.766 | 0.54974 | 6 | 0.31579
76289 | 5.7 | 0.8 | 365 | 5.2169 | 0.44977 | 5 | 0.66666
76290 | 3.99 | 0.8 | 365 | 3.6518 | 0.31484 | 3 | 0.96667
76291 | 9.35 | 0.8 | 365 | 8.5575 | 0.14129 | 8 | 0.69883
76254 | 103.005 | 0.6 | 365 | 70.7061 | 0.62874 | 71 | 0.33484
76294 | 24.96 | 0.8 | 365 | 22.8445 | 0.75899 | 23 | 0.6035
76295 | 4.425 | 0.8 | 365 | 4.05 | 0.11232 | 4 | 0.16228
76297 | 5.2 | 0.8 | 365 | 4.7593 | 0.53312 | 5 | 0.2924
76298 | 4.64 | 0.8 | 365 | 4.2467 | 0.50648 | 4 | 0.75321
76299 | 5.12 | 0.8 | 365 | 4.6861 | 0.38646 | 5 | 0.072513
76300 | 8.91 | 0.8 | 365 | 8.1548 | 0.33464 | 8 | 0.48947
76423 | 5.6 | 0.8 | 365 | 5.1254 | 0.26644 | 5 | 0.39181
75339 | 8 | 0.8 | 365 | 7.322 | 0.66634 | 7 | 0.9883
76301 | 8.58 | 0.8 | 365 | 7.8528 | 0.72965 | 8 | 0.58245
76302 | 13.5 | 0.8 | 365 | 12.3558 | 0.74945 | 13 | 0.10526
76305 | 7.26 | 0.8 | 365 | 6.6447 | 0.30971 | 6 | 0.95438
76306 | 7.92 | 0.8 | 365 | 7.2487 | 0.51968 | 7 | 0.76842
76307 | 11.88 | 0.8 | 365 | 10.8731 | 0.77952 | 11 | 0.65263
76308 | 9.8 | 0.8 | 365 | 8.9694 | 0.96627 | 9 | 0.93567
76309 | 4.48 | 0.8 | 365 | 4.1003 | 0.21315 | 4 | 0.31345
76310 | 6.12 | 0.8 | 365 | 5.6013 | 0.21975 | 5 | 0.82105
76316 | 12.24 | 0.8 | 365 | 11.2026 | 0.4395 | 11 | 0.6421
76266 | 2.9 | 0.8 | 365 | 2.6542 | 0.31655 | 2 | 0.97076
76318 | 13.5 | 0.8 | 365 | 12.3558 | 0.74945 | 13 | 0.10526
76320 | 9.12 | 0.8 | 365 | 8.347 | 0.71963 | 9 | 0.066663
76330 | 9.49 | 0.8 | 365 | 8.6857 | 0.39795 | 9 | 0.083622
58522 | 275.04 | 0.7 | 365 | 220.2628 | 0.20025 | 220 | 0.46306
76335 | 5.175 | 0.8 | 365 | 4.7364 | 0.48729 | 5 | 0.22368
76336 | 6.4 | 0.8 | 365 | 5.8576 | 0.73307 | 6 | 0.59064
76337 | 8.04 | 0.8 | 365 | 7.3586 | 0.73967 | 8 | 0.098242
76338 | 5.76 | 0.8 | 365 | 5.2718 | 0.55977 | 5 | 0.83158
76340 | 9.9 | 0.8 | 365 | 9.0609 | 0.1496 | 9 | 0.21052
76342 | 3.6 | 0.8 | 365 | 3.2949 | 0.59985 | 3 | 0.89474
76101 | 7.8 | 0.8 | 365 | 7.1389 | 0.29968 | 7 | 0.43859
76326 | 6.09 | 0.8 | 365 | 5.5738 | 0.16475 | 5 | 0.73859
76126 | 3.24 | 0.8 | 365 | 2.9654 | 0.93987 | 3 | 0.90526
76122 | 6.38 | 0.8 | 365 | 5.8393 | 0.69641 | 6 | 0.53567
76114 | 3.78 | 0.8 | 365 | 3.4596 | 0.92985 | 4 | 0.38947
65279 | 2802.96 | 0.7 | 365 | 2244.7202 | 0.31559 | 2245 | 0.035832
76110 | 12.42 | 0.8 | 365 | 11.3673 | 0.7695 | 12 | 0.13684
76107 | 6.21 | 0.8 | 365 | 5.6837 | 0.38475 | 6 | 0.068418
76105 | 8.55 | 0.8 | 365 | 7.8253 | 0.67465 | 8 | 0.5
76353 | 7.84 | 0.8 | 365 | 7.1755 | 0.37302 | 7 | 0.54853
76100 | 6.75 | 0.8 | 365 | 6.1779 | 0.37473 | 6 | 0.55263
76098 | 8.12 | 0.8 | 365 | 7.4318 | 0.88634 | 8 | 0.31813
76097 | 20.52 | 0.8 | 365 | 18.7808 | 0.61917 | 19 | 0.39999
76314 | 5.1 | 0.8 | 365 | 4.6677 | 0.34979 | 5 | 0.017542
76093 | 12.42 | 0.8 | 365 | 11.3673 | 0.7695 | 12 | 0.13684
76091 | 4.93 | 0.8 | 365 | 4.5122 | 0.038134 | 4 | 0.55029
76277 | 12.3 | 0.8 | 365 | 11.2575 | 0.5495 | 11 | 0.80701
76088 | 12.88 | 0.8 | 365 | 11.7884 | 0.61281 | 12 | 0.40116
76354 | 9.38 | 0.8 | 365 | 8.585 | 0.19629 | 8 | 0.78128
76319 | 8.7 | 0.8 | 365 | 7.9626 | 0.94965 | 8 | 0.91228
76083 | 3.51 | 0.8 | 365 | 3.2125 | 0.43486 | 3 | 0.64737
76080 | 6.84 | 0.8 | 365 | 6.2603 | 0.53972 | 6 | 0.8
76076 | 4.2 | 0.8 | 365 | 3.844 | 0.69983 | 4 | 0.54386
76072 | 5.985 | 0.8 | 365 | 5.4777 | 0.97226 | 6 | 0.45
76067 | 8.835 | 0.8 | 365 | 8.0862 | 0.19714 | 8 | 0.28333
76355 | 8.64 | 0.8 | 365 | 7.9077 | 0.83965 | 8 | 0.74736
76064 | 4.275 | 0.8 | 365 | 3.9127 | 0.83733 | 4 | 0.75
76061 | 4.48 | 0.8 | 365 | 4.1003 | 0.21315 | 4 | 0.31345
76056 | 7 | 0.8 | 365 | 6.4067 | 0.83305 | 7 | 0.23976
76054 | 3.92 | 0.8 | 365 | 3.5878 | 0.18651 | 3 | 0.77427
76051 | 7 | 0.8 | 365 | 6.4067 | 0.83305 | 7 | 0.23976
76046 | 6.72 | 0.8 | 365 | 6.1504 | 0.31973 | 6 | 0.47017
76048 | 5.6 | 0.8 | 365 | 5.1254 | 0.26644 | 5 | 0.39181
76040 | 5.32 | 0.8 | 365 | 4.8691 | 0.75312 | 5 | 0.62222
76038 | 11.685 | 0.8 | 365 | 10.6946 | 0.42203 | 11 | 0.11666
76027 | 7 | 0.8 | 365 | 6.4067 | 0.83305 | 7 | 0.23976
76022 | 6.44 | 0.8 | 365 | 5.8942 | 0.80641 | 6 | 0.70058
76019 | 9.28 | 0.8 | 365 | 8.4935 | 0.012957 | 8 | 0.50643
76021 | 9.52 | 0.8 | 365 | 8.7131 | 0.45295 | 9 | 0.16608
76014 | 5.6 | 0.8 | 365 | 5.1254 | 0.26644 | 5 | 0.39181
76017 | 10.44 | 0.8 | 365 | 9.5552 | 0.13958 | 9 | 0.69473
76315 | 4.56 | 0.8 | 365 | 4.1735 | 0.35982 | 4 | 0.53333
75539 | 4.845 | 1 | 365 | 5.543 | 0.10288 | 5 | 0.64583
76585 | 9.6 | 0.8 | 365 | 8.7864 | 0.59961 | 9 | 0.38596
76586 | 4.275 | 0.8 | 365 | 3.9127 | 0.83733 | 4 | 0.75
76589 | 5.76 | 0.8 | 365 | 5.2718 | 0.55977 | 5 | 0.83158
76593 | 9.315 | 0.8 | 365 | 8.5255 | 0.077122 | 8 | 0.60263
76594 | 5.04 | 0.8 | 365 | 4.6128 | 0.2398 | 4 | 0.85263
76595 | 6.72 | 0.8 | 365 | 6.1504 | 0.31973 | 6 | 0.47017
76598 | 7.2 | 0.8 | 365 | 6.5898 | 0.19971 | 6 | 0.78947
76581 | 8.55 | 0.8 | 365 | 7.8253 | 0.67465 | 8 | 0.5
75986 | 12.825 | 0.8 | 365 | 11.738 | 0.51198 | 12 | 0.24999
76024 | 5.6 | 0.8 | 365 | 5.1254 | 0.26644 | 5 | 0.39181
67069 | 6.96 | 1 | 365 | 7.9626 | 0.94965 | 8 | 0.91228
76312 | 5.83 | 0.8 | 365 | 5.3359 | 0.6881 | 6 | 0.023974
76607 | 5.22 | 0.8 | 365 | 4.7776 | 0.56979 | 5 | 0.34737
76608 | 4.24 | 0.8 | 365 | 3.8806 | 0.77316 | 4 | 0.6538
76614 | 4.5 | 0.8 | 365 | 4.1186 | 0.24982 | 4 | 0.36842
76617 | 13.2 | 0.8 | 365 | 12.0812 | 0.19946 | 12 | 0.2807
76619 | 6.89 | 1 | 365 | 7.8825 | 0.78923 | 8 | 0.67178
76372 | 3.92 | 0.8 | 365 | 3.5878 | 0.18651 | 3 | 0.77427
76628 | 5.04 | 0.8 | 365 | 4.6128 | 0.2398 | 4 | 0.85263
76629 | 6.3 | 0.8 | 365 | 5.766 | 0.54974 | 6 | 0.31579
76632 | 8.19 | 0.8 | 365 | 7.4959 | 0.014668 | 7 | 0.51052
76116 | 4.8 | 0.8 | 365 | 4.3932 | 0.79981 | 5 | 0.19298
76634 | 5.355 | 0.8 | 365 | 4.9011 | 0.81728 | 5 | 0.71842
60595 | 457.38 | 0.8 | 365 | 418.6147 | 0.51146 | 419 | 0.12613
76636 | 5.04 | 0.8 | 365 | 4.6128 | 0.2398 | 4 | 0.85263
76638 | 3.465 | 0.8 | 365 | 3.1713 | 0.35236 | 3 | 0.52368
76639 | 8.19 | 0.8 | 365 | 7.4959 | 0.014668 | 7 | 0.51052
76640 | 4.41 | 0.8 | 365 | 4.0362 | 0.084821 | 4 | 0.12105
76642 | 4.41 | 0.8 | 365 | 4.0362 | 0.084821 | 4 | 0.12105
76647 | 2.52 | 0.8 | 365 | 2.3064 | 0.6199 | 2 | 0.92631
76651 | 3.9 | 0.8 | 365 | 3.5695 | 0.14984 | 3 | 0.7193
76652 | 5.4 | 0.8 | 365 | 4.9423 | 0.89978 | 5 | 0.8421
76653 | 8.82 | 0.8 | 365 | 8.0725 | 0.16964 | 8 | 0.2421
76660 | 8.505 | 0.8 | 365 | 7.7842 | 0.59216 | 8 | 0.37631
76661 | 3.3 | 1 | 365 | 3.7754 | 0.56233 | 4 | 0.33772
76671 | 5.775 | 0.8 | 365 | 5.2855 | 0.58727 | 5 | 0.8728
76674 | 3.9 | 0.8 | 365 | 3.5695 | 0.14984 | 3 | 0.7193
76675 | 3.3 | 0.8 | 365 | 3.0203 | 0.049866 | 3 | 0.070174
76676 | 4.5 | 0.8 | 365 | 4.1186 | 0.24982 | 4 | 0.36842
76407 | 7.2 | 0.8 | 365 | 6.5898 | 0.19971 | 6 | 0.78947
76678 | 4.675 | 0.8 | 365 | 4.2788 | 0.57064 | 4 | 0.84941
76680 | 9.86 | 0.8 | 365 | 9.0243 | 0.076267 | 9 | 0.10058
76682 | 9.735 | 0.8 | 365 | 8.9099 | 0.84711 | 9 | 0.75701
76684 | 3.15 | 0.8 | 365 | 2.883 | 0.77487 | 3 | 0.65789
76403 | 11.7 | 0.8 | 365 | 10.7084 | 0.44953 | 11 | 0.15789
76679 | 10.05 | 0.8 | 365 | 9.1982 | 0.42459 | 9 | 0.6228
76685 | 11.22 | 0.8 | 365 | 10.269 | 0.56955 | 10 | 0.83859
76686 | 8.41 | 0.8 | 365 | 7.6972 | 0.41799 | 8 | 0.1152
76687 | 12.025 | 0.8 | 365 | 11.0058 | 0.045346 | 11 | 0.051165
76688 | 6.3 | 0.8 | 365 | 5.766 | 0.54974 | 6 | 0.31579
76664 | 3.36 | 0.8 | 365 | 3.0752 | 0.15986 | 3 | 0.23509
76689 | 7.7 | 0.8 | 365 | 7.0474 | 0.11635 | 7 | 0.16374
76690 | 4.725 | 0.8 | 365 | 4.3245 | 0.66231 | 4 | 0.98684
76691 | 5.76 | 0.8 | 365 | 5.2718 | 0.55977 | 5 | 0.83158
76692 | 8.96 | 0.8 | 365 | 8.2006 | 0.4263 | 8 | 0.6269
76693 | 6.3 | 0.8 | 365 | 5.766 | 0.54974 | 6 | 0.31579
76696 | 5.355 | 0.8 | 365 | 4.9011 | 0.81728 | 5 | 0.71842
76695 | 8.99 | 0.8 | 365 | 8.2281 | 0.4813 | 8 | 0.70935
76697 | 7.56 | 0.8 | 365 | 6.9193 | 0.85969 | 7 | 0.77894
76698 | 4.95 | 0.8 | 365 | 4.5305 | 0.074799 | 4 | 0.60526
76699 | 8.7 | 0.8 | 365 | 7.9626 | 0.94965 | 8 | 0.91228
76700 | 12.04 | 0.8 | 365 | 11.0195 | 0.072845 | 11 | 0.092393
76701 | 2.52 | 0.8 | 365 | 2.3064 | 0.6199 | 2 | 0.92631
76703 | 12.18 | 0.8 | 365 | 11.1477 | 0.32951 | 11 | 0.47719
76704 | 5.13 | 0.8 | 365 | 4.6952 | 0.40479 | 5 | 0.099998
76706 | 5.61 | 0.8 | 365 | 5.1345 | 0.28477 | 5 | 0.4193
76702 | 6.555 | 0.8 | 365 | 5.9994 | 0.017234 | 6 | 0.016664
76707 | 6.3 | 0.8 | 365 | 5.766 | 0.54974 | 6 | 0.31579
76708 | 6.93 | 0.8 | 365 | 6.3426 | 0.70472 | 7 | 0.047366
75374 | 12.95 | 0.8 | 365 | 11.8524 | 0.74114 | 12 | 0.59356
76011 | 4.845 | 0.8 | 365 | 4.4344 | 0.8823 | 5 | 0.31666
76361 | 6.6 | 0.8 | 365 | 6.0406 | 0.099732 | 6 | 0.14035
75563 | 7.98 | 0.8 | 365 | 7.3037 | 0.62968 | 7 | 0.93333
76365 | 6.6 | 0.8 | 365 | 6.0406 | 0.099732 | 6 | 0.14035
76367 | 8.76 | 0.8 | 365 | 8.0175 | 0.059645 | 8 | 0.077189
76369 | 2.61 | 0.8 | 365 | 2.3888 | 0.78489 | 3 | 0.17368
76321 | 31.32 | 0.6 | 365 | 21.4991 | 0.064048 | 21 | 0.56315
76370 | 5.76 | 0.8 | 365 | 5.2718 | 0.55977 | 5 | 0.83158
76374 | 9.81 | 0.8 | 365 | 8.9786 | 0.9846 | 9 | 0.96315
76373 | 8.55 | 0.8 | 365 | 7.8253 | 0.67465 | 8 | 0.5
76375 | 3.51 | 0.8 | 365 | 3.2125 | 0.43486 | 3 | 0.64737
76377 | 2.34 | 0.8 | 365 | 2.1417 | 0.28991 | 2 | 0.43158
76378 | 10.44 | 0.8 | 365 | 9.5552 | 0.13958 | 9 | 0.69473
76376 | 10.98 | 1 | 365 | 12.5617 | 0.16194 | 12 | 0.72368
76379 | 7.83 | 0.8 | 365 | 7.1664 | 0.35468 | 7 | 0.52105
76380 | 7.37 | 0.8 | 365 | 6.7454 | 0.51137 | 7 | 0.25672
76382 | 9.24 | 0.8 | 365 | 8.4569 | 0.93963 | 9 | 0.39649
76383 | 9 | 0.8 | 365 | 8.2372 | 0.49964 | 8 | 0.73684
76386 | 8.76 | 0.8 | 365 | 8.0175 | 0.059645 | 8 | 0.077189
76397 | 10.15 | 0.8 | 365 | 9.2897 | 0.60792 | 9 | 0.89766
76400 | 12.9 | 0.8 | 365 | 11.8067 | 0.64948 | 12 | 0.45614
76401 | 16.32 | 0.8 | 365 | 14.9368 | 0.91934 | 15 | 0.85613
76325 | 4.2 | 0.8 | 365 | 3.844 | 0.69983 | 4 | 0.54386
76191 | 5.025 | 0.8 | 365 | 4.5991 | 0.2123 | 4 | 0.8114
76417 | 10.2 | 0.8 | 365 | 9.3355 | 0.69959 | 10 | 0.035084
75287 | 5.985 | 0.8 | 365 | 5.4777 | 0.97226 | 6 | 0.45
76421 | 13.4 | 0.8 | 365 | 12.2643 | 0.56612 | 12 | 0.8304
31178 | 1591.92 | 0.8 | 365 | 1456.9965 | 0.45547 | 1457 | 0.45198
76422 | 5.6 | 0.8 | 365 | 5.1254 | 0.26644 | 5 | 0.39181
76424 | 14.52 | 0.8 | 365 | 13.2894 | 0.61941 | 13 | 0.90877
76426 | 6.3 | 0.8 | 365 | 5.766 | 0.54974 | 6 | 0.31579
76425 | 7.5 | 0.8 | 365 | 6.8643 | 0.7497 | 7 | 0.61403
76427 | 12.87 | 0.8 | 365 | 11.7792 | 0.59448 | 12 | 0.37368
76428 | 11.025 | 0.8 | 365 | 10.0906 | 0.21205 | 10 | 0.30263
76431 | 11.685 | 0.8 | 365 | 10.6946 | 0.42203 | 11 | 0.11666
76433 | 11.76 | 0.8 | 365 | 10.7633 | 0.55952 | 11 | 0.3228
76435 | 13.44 | 0.8 | 365 | 12.3009 | 0.63946 | 12 | 0.94035
76436 | 10.5 | 0.8 | 365 | 9.6101 | 0.24957 | 9 | 0.85964
76438 | 4.8 | 0.8 | 365 | 4.3932 | 0.79981 | 5 | 0.19298
76402 | 4.64 | 0.8 | 365 | 4.2467 | 0.50648 | 4 | 0.75321
76440 | 9.715 | 0.8 | 365 | 8.8916 | 0.81044 | 9 | 0.70204
76385 | 4.48 | 0.8 | 365 | 4.1003 | 0.21315 | 4 | 0.31345
76441 | 7.92 | 0.8 | 365 | 7.2487 | 0.51968 | 7 | 0.76842
76444 | 7.848 | 0.8 | 365 | 7.1828 | 0.38768 | 7 | 0.57052
76446 | 22.1 | 0.8 | 365 | 20.2269 | 0.51577 | 20 | 0.74268
76406 | 2.8 | 0.8 | 365 | 2.5627 | 0.13322 | 2 | 0.69591
76381 | 4.76 | 0.8 | 365 | 4.3566 | 0.72647 | 5 | 0.083039
76465 | 5.985 | 0.8 | 365 | 5.4777 | 0.97226 | 6 | 0.45
76466 | 5.6 | 0.8 | 365 | 5.1254 | 0.26644 | 5 | 0.39181
76467 | 9.92 | 0.8 | 365 | 9.0792 | 0.18626 | 9 | 0.26549
76471 | 6.38 | 0.8 | 365 | 5.8393 | 0.69641 | 6 | 0.53567
75361 | 8.25 | 0.8 | 365 | 7.5508 | 0.12467 | 7 | 0.67544
76473 | 6.44 | 0.8 | 365 | 5.8942 | 0.80641 | 6 | 0.70058
76474 | 7.8 | 0.8 | 365 | 7.1389 | 0.29968 | 7 | 0.43859
76476 | 8.55 | 0.8 | 365 | 7.8253 | 0.67465 | 8 | 0.5
76475 | 3.9 | 0.8 | 365 | 3.5695 | 0.14984 | 3 | 0.7193
76479 | 12.375 | 0.8 | 365 | 11.3262 | 0.687 | 12 | 0.013153
76480 | 7.26 | 0.8 | 365 | 6.6447 | 0.30971 | 6 | 0.95438
76481 | 8.58 | 0.8 | 365 | 7.8528 | 0.72965 | 8 | 0.58245
76482 | 8.76 | 0.8 | 365 | 8.0175 | 0.059645 | 8 | 0.077189
76483 | 8.32 | 0.8 | 365 | 7.6148 | 0.253 | 7 | 0.86783
76484 | 10.88 | 0.8 | 365 | 9.9579 | 0.94623 | 10 | 0.90409
76488 | 4.95 | 0.8 | 365 | 4.5305 | 0.074799 | 4 | 0.60526
76489 | 7.84 | 0.8 | 365 | 7.1755 | 0.37302 | 7 | 0.54853
76492 | 6.72 | 0.8 | 365 | 6.1504 | 0.31973 | 6 | 0.47017
75416 | 6.555 | 1 | 365 | 7.4993 | 0.021543 | 7 | 0.52083
76493 | 7 | 0.8 | 365 | 6.4067 | 0.83305 | 7 | 0.23976
76494 | 7.28 | 0.8 | 365 | 6.663 | 0.34637 | 7 | 0.0093537
76495 | 9.8 | 0.8 | 365 | 8.9694 | 0.96627 | 9 | 0.93567
76496 | 6.6 | 0.8 | 365 | 6.0406 | 0.099732 | 6 | 0.14035
76499 | 14.49 | 0.8 | 365 | 13.2619 | 0.56441 | 13 | 0.82631
76243 | 24.82 | 0.8 | 365 | 22.7164 | 0.50233 | 23 | 0.2187
76503 | 7.2 | 0.8 | 365 | 6.5898 | 0.19971 | 6 | 0.78947
76505 | 10.88 | 0.8 | 365 | 9.9579 | 0.94623 | 10 | 0.90409
76506 | 6.16 | 0.8 | 365 | 5.6379 | 0.29308 | 5 | 0.93099
76508 | 11.2 | 0.8 | 365 | 10.2507 | 0.53288 | 10 | 0.78362
76509 | 3.92 | 0.8 | 365 | 3.5878 | 0.18651 | 3 | 0.77427
76513 | 11.2 | 0.8 | 365 | 10.2507 | 0.53288 | 10 | 0.78362
75661 | 9.86 | 0.8 | 365 | 9.0243 | 0.076267 | 9 | 0.10058
75410 | 2.8 | 0.8 | 365 | 2.5627 | 0.13322 | 2 | 0.69591
75514 | 3.36 | 0.8 | 365 | 3.0752 | 0.15986 | 3 | 0.23509
75677 | 3.08 | 0.8 | 365 | 2.819 | 0.64654 | 3 | 0.4655
76525 | 7.26 | 0.8 | 365 | 6.6447 | 0.30971 | 6 | 0.95438
76526 | 11.7 | 0.8 | 365 | 10.7084 | 0.44953 | 11 | 0.15789
76527 | 6.1 | 0.8 | 365 | 5.583 | 0.18309 | 5 | 0.76608
76528 | 3.705 | 0.8 | 365 | 3.391 | 0.79235 | 4 | 0.18333
76529 | 10.065 | 0.8 | 365 | 9.2119 | 0.45209 | 9 | 0.66403
76530 | 4.76 | 0.8 | 365 | 4.3566 | 0.72647 | 5 | 0.083039
76531 | 6.7 | 0.8 | 365 | 6.1321 | 0.28306 | 6 | 0.4152
76504 | 4.56 | 0.8 | 365 | 4.1735 | 0.35982 | 4 | 0.53333
76204 | 5.31 | 0.8 | 365 | 4.8599 | 0.73478 | 5 | 0.59473
76534 | 8.37 | 0.8 | 365 | 7.6606 | 0.34466 | 8 | 0.0052597
76472 | 15.3 | 0.8 | 365 | 14.0032 | 0.04938 | 14 | 0.052625
76550 | 2.24 | 0.8 | 365 | 2.0501 | 0.10658 | 2 | 0.15672
76304 | 6.6 | 0.8 | 365 | 6.0406 | 0.099732 | 6 | 0.14035
76430 | 9.9 | 0.8 | 365 | 9.0609 | 0.1496 | 9 | 0.21052
76562 | 6.67 | 0.8 | 365 | 6.1047 | 0.22806 | 6 | 0.33275
76350 | 5.6 | 0.8 | 365 | 5.1254 | 0.26644 | 5 | 0.39181
76567 | 7.04 | 0.8 | 365 | 6.4433 | 0.90638 | 7 | 0.3497
76568 | 6.7 | 0.8 | 365 | 6.1321 | 0.28306 | 6 | 0.4152
76571 | 5.76 | 0.8 | 365 | 5.2718 | 0.55977 | 5 | 0.83158
76556 | 5.6 | 0.8 | 365 | 5.1254 | 0.26644 | 5 | 0.39181
76573 | 4.8 | 0.8 | 365 | 4.3932 | 0.79981 | 5 | 0.19298
76574 | 7.68 | 0.8 | 365 | 7.0291 | 0.079689 | 7 | 0.10877
76575 | 9.52 | 0.8 | 365 | 8.7131 | 0.45295 | 9 | 0.16608
76577 | 4.275 | 0.8 | 365 | 3.9127 | 0.83733 | 4 | 0.75
76580 | 14.4 | 0.8 | 365 | 13.1795 | 0.39942 | 13 | 0.57894
76371 | 4.56 | 0.8 | 365 | 4.1735 | 0.35982 | 4 | 0.53333
75860 | 12.025 | 0.8 | 365 | 11.0058 | 0.045346 | 11 | 0.051165
76559 | 11.7 | 0.8 | 365 | 10.7084 | 0.44953 | 11 | 0.15789
76253 | 3.6 | 0.8 | 365 | 3.2949 | 0.59985 | 3 | 0.89474
76257 | 8.4 | 0.8 | 365 | 7.6881 | 0.39966 | 8 | 0.087716
76582 | 9.975 | 0.8 | 365 | 9.1296 | 0.2871 | 9 | 0.41666
75988 | 7.5 | 0.8 | 365 | 6.8643 | 0.7497 | 7 | 0.61403
76583 | 9.28 | 0.8 | 365 | 8.4935 | 0.012957 | 8 | 0.50643
76584 | 12.98 | 0.8 | 365 | 11.8799 | 0.79614 | 12 | 0.67602
76171 | 3.6 | 0.8 | 365 | 3.2949 | 0.59985 | 3 | 0.89474
76179 | 6.27 | 0.8 | 365 | 5.7386 | 0.49475 | 6 | 0.23333
76210 | 9.38 | 0.8 | 365 | 8.585 | 0.19629 | 8 | 0.78128
76216 | 12 | 0.8 | 365 | 10.9829 | 0.99951 | 11 | 0.98245
76217 | 10.8 | 0.8 | 365 | 9.8846 | 0.79956 | 10 | 0.68421
76218 | 14.4 | 0.8 | 365 | 13.1795 | 0.39942 | 13 | 0.57894
76222 | 9.6 | 0.8 | 365 | 8.7864 | 0.59961 | 9 | 0.38596
75911 | 6.38 | 0.8 | 365 | 5.8393 | 0.69641 | 6 | 0.53567
76239 | 12.88 | 0.8 | 365 | 11.7884 | 0.61281 | 12 | 0.40116
76244 | 5.61 | 0.8 | 365 | 5.1345 | 0.28477 | 5 | 0.4193
76247 | 9.92 | 0.8 | 365 | 9.0792 | 0.18626 | 9 | 0.26549
76251 | 11.52 | 0.8 | 365 | 10.5436 | 0.11953 | 10 | 0.66315
75992 | 13.395 | 0.8 | 365 | 12.2597 | 0.55696 | 12 | 0.81666
76339 | 9.9 | 0.8 | 365 | 9.0609 | 0.1496 | 9 | 0.21052
76341 | 13.8 | 0.8 | 365 | 12.6304 | 0.29944 | 12 | 0.92982
76112 | 7.84 | 0.8 | 365 | 7.1755 | 0.37302 | 7 | 0.54853
76085 | 4.76 | 0.8 | 365 | 4.3566 | 0.72647 | 5 | 0.083039
76070 | 9.99 | 0.8 | 365 | 9.1433 | 0.3146 | 9 | 0.45789
76043 | 6.16 | 0.8 | 365 | 5.6379 | 0.29308 | 5 | 0.93099
76026 | 9.975 | 0.8 | 365 | 9.1296 | 0.2871 | 9 | 0.41666
76008 | 4.93 | 0.8 | 365 | 4.5122 | 0.038134 | 4 | 0.55029
75842 | 2.12 | 0.8 | 365 | 1.9403 | 0.88658 | 2 | 0.8269
76363 | 7.7 | 0.8 | 365 | 7.0474 | 0.11635 | 7 | 0.16374
76398 | 4.48 | 0.8 | 365 | 4.1003 | 0.21315 | 4 | 0.31345
76429 | 4.62 | 0.8 | 365 | 4.2284 | 0.46981 | 4 | 0.69824
76434 | 4.2 | 0.8 | 365 | 3.844 | 0.69983 | 4 | 0.54386
76437 | 9.9 | 0.8 | 365 | 9.0609 | 0.1496 | 9 | 0.21052
76445 | 11.2 | 0.8 | 365 | 10.2507 | 0.53288 | 10 | 0.78362
76578 | 4.725 | 0.8 | 365 | 4.3245 | 0.66231 | 4 | 0.98684
76596 | 7.56 | 0.8 | 365 | 6.9193 | 0.85969 | 7 | 0.77894
76609 | 8.55 | 0.8 | 365 | 7.8253 | 0.67465 | 8 | 0.5
76621 | 9.57 | 0.8 | 365 | 8.7589 | 0.54461 | 9 | 0.3035
76705 | 10.89 | 0.8 | 365 | 9.967 | 0.96456 | 10 | 0.93157
51476 | 1411.2 | 1 | 365 | 1614.4918 | 0.9285 | 1615 | 0.42033
49973 | 1209.6 | 1 | 365 | 1383.8501 | 0.93871 | 1384 | 0.78885
76592 | 5.025 | 0.8 | 365 | 4.5991 | 0.2123 | 4 | 0.8114
76709 | 6.09 | 0.8 | 365 | 5.5738 | 0.16475 | 5 | 0.73859
76710 | 4.93 | 0.8 | 365 | 4.5122 | 0.038134 | 4 | 0.55029
35190 | 37.52 | 0.8 | 365 | 34.34 | 0.78515 | 35 | 0.12513
60602 | 577.5 | 1 | 365 | 660.6923 | 0.40824 | 661 | 0.10058
76712 | 5.04 | 0.8 | 365 | 4.6128 | 0.2398 | 4 | 0.85263
76713 | 5.985 | 0.8 | 365 | 5.4777 | 0.97226 | 6 | 0.45
76715 | 3.15 | 0.8 | 365 | 2.883 | 0.77487 | 3 | 0.65789
76714 | 8.1 | 0.8 | 365 | 7.4135 | 0.84967 | 8 | 0.26315
76716 | 4.41 | 0.8 | 365 | 4.0362 | 0.084821 | 4 | 0.12105
76548 | 4.93 | 0.8 | 365 | 4.5122 | 0.038134 | 4 | 0.55029
76143 | 7.2 | 0.8 | 365 | 6.5898 | 0.19971 | 6 | 0.78947
76718 | 3.78 | 0.8 | 365 | 3.4596 | 0.92985 | 4 | 0.38947
76720 | 4.095 | 0.8 | 365 | 3.7479 | 0.50733 | 4 | 0.25526
76722 | 4.725 | 0.8 | 365 | 4.3245 | 0.66231 | 4 | 0.98684
76721 | 7.68 | 0.8 | 365 | 7.0291 | 0.079689 | 7 | 0.10877
76724 | 5.355 | 0.8 | 365 | 4.9011 | 0.81728 | 5 | 0.71842
76723 | 9.66 | 0.8 | 365 | 8.8413 | 0.70961 | 9 | 0.55087
76725 | 8.1 | 0.8 | 365 | 7.4135 | 0.84967 | 8 | 0.26315
76726 | 14.19 | 0.8 | 365 | 12.9873 | 0.014425 | 13 | 0.0017485
76728 | 8.91 | 0.8 | 365 | 8.1548 | 0.33464 | 8 | 0.48947
76730 | 8.99 | 0.8 | 365 | 8.2281 | 0.4813 | 8 | 0.70935
76735 | 7.245 | 0.8 | 365 | 6.6309 | 0.28221 | 6 | 0.91315
76736 | 7.56 | 0.8 | 365 | 6.9193 | 0.85969 | 7 | 0.77894
76737 | 3.78 | 0.8 | 365 | 3.4596 | 0.92985 | 4 | 0.38947
76738 | 5.67 | 0.8 | 365 | 5.1894 | 0.39477 | 5 | 0.58421
76739 | 5.985 | 0.8 | 365 | 5.4777 | 0.97226 | 6 | 0.45
76742 | 8.4 | 0.8 | 365 | 7.6881 | 0.39966 | 8 | 0.087716
76743 | 10.5 | 0.8 | 365 | 9.6101 | 0.24957 | 9 | 0.85964
76745 | 9.8 | 0.8 | 365 | 8.9694 | 0.96627 | 9 | 0.93567
76520 | 2.4 | 0.8 | 365 | 2.1966 | 0.3999 | 2 | 0.59649
76746 | 7.84 | 0.8 | 365 | 7.1755 | 0.37302 | 7 | 0.54853
76748 | 6.9 | 0.8 | 365 | 6.3152 | 0.64972 | 6 | 0.96491
76750 | 7.28 | 0.8 | 365 | 6.663 | 0.34637 | 7 | 0.0093537
76753 | 6.27 | 0.8 | 365 | 5.7386 | 0.49475 | 6 | 0.23333
64547 | 87 | 0.7 | 365 | 69.673 | 0.55941 | 70 | 0.23242
76777 | 3.465 | 0.8 | 365 | 3.1713 | 0.35236 | 3 | 0.52368
76778 | 6.67 | 0.8 | 365 | 6.1047 | 0.22806 | 6 | 0.33275
76782 | 6.93 | 0.8 | 365 | 6.3426 | 0.70472 | 7 | 0.047366
76784 | 5.67 | 0.8 | 365 | 5.1894 | 0.39477 | 5 | 0.58421
76786 | 11.655 | 0.8 | 365 | 10.6672 | 0.36703 | 11 | 0.034206
76791 | 10.08 | 0.8 | 365 | 9.2257 | 0.47959 | 9 | 0.70526
76792 | 6.3 | 0.8 | 365 | 5.766 | 0.54974 | 6 | 0.31579
76793 | 13.23 | 0.8 | 365 | 12.1087 | 0.25446 | 12 | 0.36315
76795 | 3.15 | 0.8 | 365 | 2.883 | 0.77487 | 3 | 0.65789
76796 | 8.68 | 0.8 | 365 | 7.9443 | 0.91298 | 8 | 0.85731
76797 | 7.245 | 0.8 | 365 | 6.6309 | 0.28221 | 6 | 0.91315
76799 | 11.655 | 0.8 | 365 | 10.6672 | 0.36703 | 11 | 0.034206
76803 | 4.725 | 0.8 | 365 | 4.3245 | 0.66231 | 4 | 0.98684
76773 | 4.76 | 0.8 | 365 | 4.3566 | 0.72647 | 5 | 0.083039
76804 | 8.12 | 0.8 | 365 | 7.4318 | 0.88634 | 8 | 0.31813
76798 | 5.61 | 0.8 | 365 | 5.1345 | 0.28477 | 5 | 0.4193
76137 | 5.985 | 0.8 | 365 | 5.4777 | 0.97226 | 6 | 0.45
76805 | 7.875 | 0.8 | 365 | 7.2076 | 0.43718 | 7 | 0.64473
76806 | 10.56 | 0.8 | 365 | 9.665 | 0.35957 | 10 | 0.024557
76809 | 10.64 | 0.8 | 365 | 9.7382 | 0.50624 | 10 | 0.24444
76810 | 9.45 | 1 | 365 | 10.8113 | 0.65577 | 11 | 0.4671
76812 | 3.15 | 1 | 365 | 3.6038 | 0.21859 | 3 | 0.82237
76813 | 2.8 | 0.8 | 365 | 2.5627 | 0.13322 | 2 | 0.69591
76814 | 9 | 0.8 | 365 | 8.2372 | 0.49964 | 8 | 0.73684
76817 | 5.4 | 0.8 | 365 | 4.9423 | 0.89978 | 5 | 0.8421
76820 | 4.68 | 0.8 | 365 | 4.2833 | 0.57981 | 4 | 0.86316
76824 | 5.8 | 0.8 | 365 | 5.3084 | 0.6331 | 5 | 0.94152
76827 | 13.2 | 0.8 | 365 | 12.0812 | 0.19946 | 12 | 0.2807
76825 | 2.52 | 0.8 | 365 | 2.3064 | 0.6199 | 2 | 0.92631
76826 | 12.045 | 0.8 | 365 | 11.0241 | 0.082012 | 11 | 0.10614
76828 | 3.78 | 0.8 | 365 | 3.4596 | 0.92985 | 4 | 0.38947
76829 | 3.36 | 0.8 | 365 | 3.0752 | 0.15986 | 3 | 0.23509
76830 | 6.72 | 0.8 | 365 | 6.1504 | 0.31973 | 6 | 0.47017
76831 | 8.28 | 0.8 | 365 | 7.5782 | 0.17966 | 7 | 0.75789
76832 | 5.6 | 0.8 | 365 | 5.1254 | 0.26644 | 5 | 0.39181
10856 | 641.52 | 0.65 | 365 | 477.0576 | 0.57637 | 477 | 0.634
75869 | 3.2 | 0.8 | 365 | 2.9288 | 0.86654 | 3 | 0.79532
76834 | 9 | 0.8 | 365 | 8.2372 | 0.49964 | 8 | 0.73684
76836 | 8.58 | 0.8 | 365 | 7.8528 | 0.72965 | 8 | 0.58245
76837 | 5.94 | 0.8 | 365 | 5.4366 | 0.88976 | 6 | 0.32631
76838 | 9.57 | 0.8 | 365 | 8.7589 | 0.54461 | 9 | 0.3035
76839 | 6.72 | 0.8 | 365 | 6.1504 | 0.31973 | 6 | 0.47017
76841 | 7.2 | 0.8 | 365 | 6.5898 | 0.19971 | 6 | 0.78947
76842 | 8.4 | 0.8 | 365 | 7.6881 | 0.39966 | 8 | 0.087716
76844 | 11.97 | 0.8 | 365 | 10.9555 | 0.94451 | 11 | 0.9
76579 | 5.4 | 0.8 | 365 | 4.9423 | 0.89978 | 5 | 0.8421
76566 | 5.7 | 0.8 | 365 | 5.2169 | 0.44977 | 5 | 0.66666
76846 | 6.615 | 0.8 | 365 | 6.0543 | 0.12723 | 6 | 0.18158
76847 | 12.285 | 0.8 | 365 | 11.2438 | 0.522 | 11 | 0.76578
52445 | 1033.2 | 1 | 365 | 1182.0387 | 0.69765 | 1182 | 0.73631
76848 | 4.725 | 0.8 | 365 | 4.3245 | 0.66231 | 4 | 0.98684
76849 | 11.97 | 0.8 | 365 | 10.9555 | 0.94451 | 11 | 0.9
76850 | 3.77 | 0.8 | 365 | 3.4505 | 0.91151 | 4 | 0.36199
76851 | 12.285 | 0.8 | 365 | 11.2438 | 0.522 | 11 | 0.76578
76853 | 5.04 | 0.8 | 365 | 4.6128 | 0.2398 | 4 | 0.85263
76822 | 4.2 | 0.8 | 365 | 3.844 | 0.69983 | 4 | 0.54386
76790 | 13 | 0.8 | 365 | 11.8982 | 0.83281 | 12 | 0.73099
76815 | 6.5 | 0.8 | 365 | 5.9491 | 0.9164 | 6 | 0.86549
76808 | 5.1 | 0.8 | 365 | 4.6677 | 0.34979 | 5 | 0.017542
76854 | 8.7 | 0.8 | 365 | 7.9626 | 0.94965 | 8 | 0.91228
76855 | 8.12 | 0.8 | 365 | 7.4318 | 0.88634 | 8 | 0.31813
76650 | 12.3 | 0.8 | 365 | 11.2575 | 0.5495 | 11 | 0.80701
76491 | 5.4 | 0.8 | 365 | 4.9423 | 0.89978 | 5 | 0.8421
76645 | 5.1 | 0.8 | 365 | 4.6677 | 0.34979 | 5 | 0.017542
76659 | 6.5 | 0.8 | 365 | 5.9491 | 0.9164 | 6 | 0.86549
76669 | 3.9 | 0.8 | 365 | 3.5695 | 0.14984 | 3 | 0.7193
76633 | 10.4 | 0.8 | 365 | 9.5185 | 0.066245 | 9 | 0.58479
76779 | 3.64 | 0.8 | 365 | 3.3315 | 0.67319 | 4 | 0.0046769
76486 | 5.85 | 0.8 | 365 | 5.3542 | 0.72476 | 6 | 0.078945
76485 | 12.9 | 0.8 | 365 | 11.8067 | 0.64948 | 12 | 0.45614
76487 | 10.8 | 0.8 | 365 | 9.8846 | 0.79956 | 10 | 0.68421
76470 | 1.8 | 0.8 | 365 | 1.6474 | 0.29993 | 1 | 0.94737
76858 | 11.725 | 0.8 | 365 | 10.7312 | 0.49536 | 11 | 0.2266
76859 | 4.68 | 0.8 | 365 | 4.2833 | 0.57981 | 4 | 0.86316
76861 | 1.962 | 0.8 | 365 | 1.7957 | 0.59692 | 2 | 0.39263
76857 | 3.64 | 0.8 | 365 | 3.3315 | 0.67319 | 4 | 0.0046769
76862 | 6.27 | 0.8 | 365 | 5.7386 | 0.49475 | 6 | 0.23333
76845 | 13.23 | 0.8 | 365 | 12.1087 | 0.25446 | 12 | 0.36315
76863 | 5.232 | 0.8 | 365 | 4.7886 | 0.59179 | 5 | 0.38035
76864 | 7.68 | 0.8 | 365 | 7.0291 | 0.079689 | 7 | 0.10877
76865 | 7.8 | 1 | 365 | 8.9236 | 0.8746 | 9 | 0.79824
76866 | 10.71 | 1 | 365 | 12.2528 | 0.54321 | 12 | 0.79605
76868 | 6.93 | 0.8 | 365 | 6.3426 | 0.70472 | 7 | 0.047366
76279 | 6.5 | 0.8 | 365 | 5.9491 | 0.9164 | 6 | 0.86549
76869 | 10.08 | 0.8 | 365 | 9.2257 | 0.47959 | 9 | 0.70526
76870 | 4.725 | 0.8 | 365 | 4.3245 | 0.66231 | 4 | 0.98684
76871 | 6.615 | 1 | 365 | 7.5679 | 0.15904 | 7 | 0.72697
76874 | 7.56 | 0.8 | 365 | 6.9193 | 0.85969 | 7 | 0.77894
76856 | 3.77 | 0.8 | 365 | 3.4505 | 0.91151 | 4 | 0.36199
76875 | 5.51 | 0.8 | 365 | 5.043 | 0.10144 | 5 | 0.14444
76878 | 4.35 | 0.8 | 365 | 3.9813 | 0.97482 | 4 | 0.95614
76879 | 4.35 | 0.8 | 365 | 3.9813 | 0.97482 | 4 | 0.95614
76881 | 7.25 | 0.8 | 365 | 6.6355 | 0.29137 | 6 | 0.9269
76880 | 13 | 0.8 | 365 | 11.8982 | 0.83281 | 12 | 0.73099
76074 | 7.98 | 0.8 | 365 | 7.3037 | 0.62968 | 7 | 0.93333
76882 | 6.405 | 0.8 | 365 | 5.8621 | 0.74224 | 6 | 0.60438
76883 | 5.7 | 0.8 | 365 | 5.2169 | 0.44977 | 5 | 0.66666
76884 | 4.35 | 0.8 | 365 | 3.9813 | 0.97482 | 4 | 0.95614
76885 | 2.32 | 0.8 | 365 | 2.1234 | 0.25324 | 2 | 0.37661
76886 | 5.51 | 0.8 | 365 | 5.043 | 0.10144 | 5 | 0.14444
76887 | 3.77 | 0.8 | 365 | 3.4505 | 0.91151 | 4 | 0.36199
76888 | 4.06 | 0.8 | 365 | 3.7159 | 0.44317 | 4 | 0.15906
76889 | 4.06 | 0.8 | 365 | 3.7159 | 0.44317 | 4 | 0.15906
76890 | 9.57 | 0.8 | 365 | 8.7589 | 0.54461 | 9 | 0.3035
76892 | 4.35 | 0.8 | 365 | 3.9813 | 0.97482 | 4 | 0.95614
76893 | 2.61 | 0.8 | 365 | 2.3888 | 0.78489 | 3 | 0.17368
76894 | 8.7 | 1 | 365 | 9.9533 | 0.93706 | 10 | 0.89035
76719 | 6.9 | 0.8 | 365 | 6.3152 | 0.64972 | 6 | 0.96491
76740 | 9.81 | 0.8 | 365 | 8.9786 | 0.9846 | 9 | 0.96315
76351 | 495.465 | 0.6 | 365 | 340.1038 | 0.24931 | 340 | 0.35314
76785 | 3.78 | 0.8 | 365 | 3.4596 | 0.92985 | 4 | 0.38947
76802 | 4.02 | 0.8 | 365 | 3.6793 | 0.36984 | 4 | 0.049121
76772 | 7.92 | 0.8 | 365 | 7.2487 | 0.51968 | 7 | 0.76842
76611 | 10.865 | 0.8 | 365 | 9.9441 | 0.91873 | 10 | 0.86286
76413 | 10.2 | 0.8 | 365 | 9.3355 | 0.69959 | 10 | 0.035084
76895 | 6.12 | 0.8 | 365 | 5.6013 | 0.21975 | 5 | 0.82105
76896 | 3.77 | 0.8 | 365 | 3.4505 | 0.91151 | 4 | 0.36199
76897 | 11.4 | 0.8 | 365 | 10.4338 | 0.89954 | 11 | 0.33333
76898 | 4.06 | 0.8 | 365 | 3.7159 | 0.44317 | 4 | 0.15906
76900 | 5.51 | 0.8 | 365 | 5.043 | 0.10144 | 5 | 0.14444
76899 | 5.985 | 0.8 | 365 | 5.4777 | 0.97226 | 6 | 0.45
76901 | 3.48 | 0.8 | 365 | 3.1851 | 0.37986 | 3 | 0.56491
76902 | 9.075 | 0.8 | 365 | 8.3058 | 0.63713 | 8 | 0.94298
76903 | 4.64 | 0.8 | 365 | 4.2467 | 0.50648 | 4 | 0.75321
76904 | 7.04 | 0.8 | 365 | 6.4433 | 0.90638 | 7 | 0.3497
76905 | 2.9 | 0.8 | 365 | 2.6542 | 0.31655 | 2 | 0.97076
76906 | 10.2 | 0.8 | 365 | 9.3355 | 0.69959 | 10 | 0.035084
76907 | 7.14 | 0.8 | 365 | 6.5348 | 0.089711 | 6 | 0.62456
76908 | 2.28 | 0.8 | 365 | 2.0868 | 0.17991 | 2 | 0.26667
76910 | 11.31 | 0.8 | 365 | 10.3514 | 0.73454 | 11 | 0.08596
76911 | 10.56 | 0.8 | 365 | 9.665 | 0.35957 | 10 | 0.024557
73224 | 4.93 | 0.8 | 365 | 4.5122 | 0.038134 | 4 | 0.55029
76199 | 11.1 | 0.8 | 365 | 10.1592 | 0.34955 | 10 | 0.50877
76214 | 9.92 | 0.8 | 365 | 9.0792 | 0.18626 | 9 | 0.26549
76221 | 7.37 | 0.8 | 365 | 6.7454 | 0.51137 | 7 | 0.25672
76741 | 8.505 | 0.8 | 365 | 7.7842 | 0.59216 | 8 | 0.37631
76744 | 10.385 | 0.8 | 365 | 9.5048 | 0.038746 | 9 | 0.54356
76747 | 13.44 | 0.8 | 365 | 12.3009 | 0.63946 | 12 | 0.94035
76599 | 13.16 | 0.8 | 365 | 12.0446 | 0.12613 | 12 | 0.17075
76780 | 6.4 | 0.8 | 365 | 5.8576 | 0.73307 | 6 | 0.59064
76711 | 7.8 | 0.8 | 365 | 7.1389 | 0.29968 | 7 | 0.43859
76920 | 12.06 | 0.8 | 365 | 11.0379 | 0.10951 | 11 | 0.14736
76731 | 8.1 | 0.8 | 365 | 7.4135 | 0.84967 | 8 | 0.26315
76732 | 9.715 | 0.8 | 365 | 8.8916 | 0.81044 | 9 | 0.70204
76751 | 16.35 | 0.8 | 365 | 14.9643 | 0.97434 | 15 | 0.93859
76754 | 9.81 | 0.8 | 365 | 8.9786 | 0.9846 | 9 | 0.96315
76919 | 4.2 | 0.8 | 365 | 3.844 | 0.69983 | 4 | 0.54386
76923 | 3.64 | 0.8 | 365 | 3.3315 | 0.67319 | 4 | 0.0046769
76079 | 13.12 | 0.8 | 365 | 12.008 | 0.052802 | 12 | 0.060813
76756 | 10.137 | 0.8 | 365 | 9.2778 | 0.58409 | 9 | 0.86193
76929 | 9.49 | 0.8 | 365 | 8.6857 | 0.39795 | 9 | 0.083622
76930 | 4.8 | 0.8 | 365 | 4.3932 | 0.79981 | 5 | 0.19298
76727 | 11.1 | 0.8 | 365 | 10.1592 | 0.34955 | 10 | 0.50877
76546 | 7.04 | 0.8 | 365 | 6.4433 | 0.90638 | 7 | 0.3497
73984 | 4.16 | 0.8 | 365 | 3.8074 | 0.6265 | 4 | 0.43392
76757 | 13.455 | 0.8 | 365 | 12.3146 | 0.66695 | 12 | 0.98157
76934 | 5.76 | 0.8 | 365 | 5.2718 | 0.55977 | 5 | 0.83158
76935 | 8.4 | 0.8 | 365 | 7.6881 | 0.39966 | 8 | 0.087716
76936 | 10.35 | 0.8 | 365 | 9.4728 | 0.97458 | 10 | 0.44736
76937 | 5.85 | 0.8 | 365 | 5.3542 | 0.72476 | 6 | 0.078945
76938 | 5.1 | 0.8 | 365 | 4.6677 | 0.34979 | 5 | 0.017542
76939 | 12.16 | 0.8 | 365 | 11.1294 | 0.29284 | 11 | 0.42222
76940 | 4.95 | 0.8 | 365 | 4.5305 | 0.074799 | 4 | 0.60526
76941 | 8.32 | 0.8 | 365 | 7.6148 | 0.253 | 7 | 0.86783
76942 | 7.8 | 0.8 | 365 | 7.1389 | 0.29968 | 7 | 0.43859
76944 | 8.525 | 0.8 | 365 | 7.8025 | 0.62882 | 8 | 0.43128
76946 | 3.105 | 0.8 | 365 | 2.8418 | 0.69237 | 3 | 0.53421
76947 | 7.26 | 0.8 | 365 | 6.6447 | 0.30971 | 6 | 0.95438
76948 | 10.23 | 0.8 | 365 | 9.363 | 0.75459 | 10 | 0.11754
76949 | 9.24 | 0.8 | 365 | 8.4569 | 0.93963 | 9 | 0.39649
76950 | 3.3 | 0.8 | 365 | 3.0203 | 0.049866 | 3 | 0.070174
76951 | 6.67 | 0.8 | 365 | 6.1047 | 0.22806 | 6 | 0.33275
76952 | 8 | 0.8 | 365 | 7.322 | 0.66634 | 7 | 0.9883
76953 | 5.94 | 0.8 | 365 | 5.4366 | 0.88976 | 6 | 0.32631
76954 | 15.105 | 0.8 | 365 | 13.8248 | 0.69189 | 14 | 0.51666
76956 | 6.9 | 0.8 | 365 | 6.3152 | 0.64972 | 6 | 0.96491
76958 | 3 | 0.8 | 365 | 2.7457 | 0.49988 | 3 | 0.24561
74010 | 61.38 | 0.6 | 365 | 42.1333 | 0.39563 | 42 | 0.52893
50396 | 1388.52 | 1 | 365 | 1588.5446 | 0.95465 | 1589 | 0.49929
76960 | 5.36 | 0.8 | 365 | 4.9057 | 0.82645 | 5 | 0.73216
76962 | 12.6 | 0.8 | 365 | 11.5321 | 0.099489 | 11 | 0.63157
76360 | 6 | 0.8 | 365 | 5.4915 | 0.99976 | 6 | 0.49123
76348 | 6.5 | 0.8 | 365 | 5.9491 | 0.9164 | 6 | 0.86549
76448 | 5.67 | 0.8 | 365 | 5.1894 | 0.39477 | 5 | 0.58421
76975 | 5.8 | 0.8 | 365 | 5.3084 | 0.6331 | 5 | 0.94152
76976 | 8.12 | 0.8 | 365 | 7.4318 | 0.88634 | 8 | 0.31813
76977 | 7.25 | 0.8 | 365 | 6.6355 | 0.29137 | 6 | 0.9269
76978 | 4.06 | 0.8 | 365 | 3.7159 | 0.44317 | 4 | 0.15906
76979 | 2.28 | 0.8 | 365 | 2.0868 | 0.17991 | 2 | 0.26667
76980 | 2.9 | 0.8 | 365 | 2.6542 | 0.31655 | 2 | 0.97076
76982 | 5.67 | 0.8 | 365 | 5.1894 | 0.39477 | 5 | 0.58421
76983 | 4.35 | 0.8 | 365 | 3.9813 | 0.97482 | 4 | 0.95614
76984 | 2.32 | 0.8 | 365 | 2.1234 | 0.25324 | 2 | 0.37661
76985 | 3.19 | 0.8 | 365 | 2.9196 | 0.8482 | 3 | 0.76783
76986 | 6.67 | 0.8 | 365 | 6.1047 | 0.22806 | 6 | 0.33275
76987 | 10.15 | 0.8 | 365 | 9.2897 | 0.60792 | 9 | 0.89766
76102 | 5.7 | 0.8 | 365 | 5.2169 | 0.44977 | 5 | 0.66666
76183 | 10.26 | 0.8 | 365 | 9.3904 | 0.80958 | 10 | 0.2
76140 | 8.68 | 0.8 | 365 | 7.9443 | 0.91298 | 8 | 0.85731
76990 | 8.91 | 0.8 | 365 | 8.1548 | 0.33464 | 8 | 0.48947
76992 | 7.65 | 0.8 | 365 | 7.0016 | 0.02469 | 7 | 0.026313
74816 | 9.28 | 0.8 | 365 | 8.4935 | 0.012957 | 8 | 0.50643
73656 | 5.67 | 0.8 | 365 | 5.1894 | 0.39477 | 5 | 0.58421
73888 | 8.1 | 0.8 | 365 | 7.4135 | 0.84967 | 8 | 0.26315
76993 | 10.545 | 0.8 | 365 | 9.6513 | 0.33207 | 9 | 0.98333
76994 | 6.67 | 0.8 | 365 | 6.1047 | 0.22806 | 6 | 0.33275
76995 | 2.61 | 0.8 | 365 | 2.3888 | 0.78489 | 3 | 0.17368
76542 | 13.5 | 0.8 | 365 | 12.3558 | 0.74945 | 13 | 0.10526
64862 | 2039.8 | 0.7 | 365 | 1633.5518 | 0.10682 | 1633 | 0.65862
76996 | 4.93 | 0.8 | 365 | 4.5122 | 0.038134 | 4 | 0.55029
76997 | 4.93 | 0.8 | 365 | 4.5122 | 0.038134 | 4 | 0.55029
76998 | 3.705 | 0.8 | 365 | 3.391 | 0.79235 | 4 | 0.18333
76999 | 2.565 | 0.8 | 365 | 2.3476 | 0.7024 | 3 | 0.049999
77000 | 2.565 | 0.8 | 365 | 2.3476 | 0.7024 | 3 | 0.049999
76776 | 6.6 | 0.8 | 365 | 6.0406 | 0.099732 | 6 | 0.14035
77002 | 4.64 | 0.8 | 365 | 4.2467 | 0.50648 | 4 | 0.75321
77003 | 10.44 | 0.8 | 365 | 9.5552 | 0.13958 | 9 | 0.69473
37055 | 1389.96 | 1 | 365 | 1590.1921 | 0.25458 | 1590 | 0.44665
75507 | 5.5 | 0.8 | 365 | 5.0338 | 0.08311 | 5 | 0.11696
77004 | 19.04 | 0.8 | 365 | 17.4263 | 0.90589 | 18 | 0.33216
77013 | 5.4 | 0.8 | 365 | 4.9423 | 0.89978 | 5 | 0.8421
77016 | 3 | 0.8 | 365 | 2.7457 | 0.49988 | 3 | 0.24561
77017 | 6.03 | 0.8 | 365 | 5.5189 | 0.054756 | 5 | 0.57368
77019 | 7.92 | 0.8 | 365 | 7.2487 | 0.51968 | 7 | 0.76842
77021 | 3 | 0.8 | 365 | 2.7457 | 0.49988 | 3 | 0.24561
77023 | 12.06 | 0.8 | 365 | 11.0379 | 0.10951 | 11 | 0.14736
77026 | 7.59 | 0.8 | 365 | 6.9467 | 0.91469 | 7 | 0.8614
77024 | 9.9 | 0.8 | 365 | 9.0609 | 0.1496 | 9 | 0.21052
61528 | 326.72 | 0.9 | 365 | 336.4074 | 0.8451 | 337 | 0.25248
77028 | 15.075 | 0.8 | 365 | 13.7973 | 0.63689 | 14 | 0.4342
77027 | 7.5 | 0.8 | 365 | 6.8643 | 0.7497 | 7 | 0.61403
77029 | 7.56 | 0.8 | 365 | 6.9193 | 0.85969 | 7 | 0.77894
77030 | 4.5 | 0.8 | 365 | 4.1186 | 0.24982 | 4 | 0.36842
76219 | 12.6 | 0.8 | 365 | 11.5321 | 0.099489 | 11 | 0.63157
77035 | 7.92 | 0.8 | 365 | 7.2487 | 0.51968 | 7 | 0.76842
77036 | 11.97 | 0.8 | 365 | 10.9555 | 0.94451 | 11 | 0.9
76961 | 7.245 | 0.8 | 365 | 6.6309 | 0.28221 | 6 | 0.91315
76420 | 12.4 | 0.8 | 365 | 11.349 | 0.73283 | 12 | 0.081866
76963 | 6.38 | 0.8 | 365 | 5.8393 | 0.69641 | 6 | 0.53567
77032 | 9.3 | 0.8 | 365 | 8.5118 | 0.049623 | 8 | 0.5614
77040 | 8.71 | 0.8 | 365 | 7.9718 | 0.96798 | 8 | 0.93976
77041 | 6.5 | 0.8 | 365 | 5.9491 | 0.9164 | 6 | 0.86549
77039 | 3 | 0.8 | 365 | 2.7457 | 0.49988 | 3 | 0.24561
77043 | 3.9 | 0.8 | 365 | 3.5695 | 0.14984 | 3 | 0.7193
77044 | 11.4 | 0.8 | 365 | 10.4338 | 0.89954 | 11 | 0.33333
77045 | 8.32 | 0.8 | 365 | 7.6148 | 0.253 | 7 | 0.86783
77046 | 6.96 | 0.8 | 365 | 6.3701 | 0.75972 | 7 | 0.12982
77047 | 4.275 | 0.8 | 365 | 3.9127 | 0.83733 | 4 | 0.75
77048 | 10.545 | 0.8 | 365 | 9.6513 | 0.33207 | 9 | 0.98333
77049 | 7.56 | 0.8 | 365 | 6.9193 | 0.85969 | 7 | 0.77894
77050 | 7.29 | 0.8 | 365 | 6.6721 | 0.3647 | 7 | 0.036839
77052 | 2.36 | 0.8 | 365 | 2.16 | 0.32657 | 2 | 0.48655
76717 | 6.9 | 0.8 | 365 | 6.3152 | 0.64972 | 6 | 0.96491
77060 | 8.68 | 0.8 | 365 | 7.9443 | 0.91298 | 8 | 0.85731
77065 | 6.3 | 0.8 | 365 | 5.766 | 0.54974 | 6 | 0.31579
77068 | 8.125 | 0.8 | 365 | 7.4364 | 0.8955 | 8 | 0.33187
77071 | 5.25 | 0.8 | 365 | 4.805 | 0.62479 | 5 | 0.42982
77072 | 9.1 | 0.8 | 365 | 8.3287 | 0.68296 | 9 | 0.011692
77075 | 6.72 | 0.8 | 365 | 6.1504 | 0.31973 | 6 | 0.47017
77077 | 5.61 | 0.8 | 365 | 5.1345 | 0.28477 | 5 | 0.4193
77079 | 7.035 | 0.8 | 365 | 6.4387 | 0.89721 | 7 | 0.33596
77073 | 7.8 | 0.8 | 365 | 7.1389 | 0.29968 | 7 | 0.43859
77066 | 6.12 | 0.8 | 365 | 5.6013 | 0.21975 | 5 | 0.82105
76801 | 11.22 | 0.8 | 365 | 10.269 | 0.56955 | 10 | 0.83859
77064 | 4.225 | 0.8 | 365 | 3.8669 | 0.74566 | 4 | 0.61257
76497 | 7.59 | 0.8 | 365 | 6.9467 | 0.91469 | 7 | 0.8614
76490 | 5.6 | 0.8 | 365 | 5.1254 | 0.26644 | 5 | 0.39181
75999 | 9.24 | 0.8 | 365 | 8.4569 | 0.93963 | 9 | 0.39649
76001 | 8.4 | 0.8 | 365 | 7.6881 | 0.39966 | 8 | 0.087716
75256 | 8.91 | 0.8 | 365 | 8.1548 | 0.33464 | 8 | 0.48947
75262 | 9.52 | 0.8 | 365 | 8.7131 | 0.45295 | 9 | 0.16608
75267 | 9.9 | 0.8 | 365 | 9.0609 | 0.1496 | 9 | 0.21052
76755 | 16.023 | 0.8 | 365 | 14.665 | 0.37485 | 15 | 0.039818
77082 | 13.8 | 0.8 | 365 | 12.6304 | 0.29944 | 12 | 0.92982
76758 | 8.71 | 0.8 | 365 | 7.9718 | 0.96798 | 8 | 0.93976
77084 | 13.515 | 0.8 | 365 | 12.3695 | 0.77695 | 13 | 0.14649
77085 | 7.8 | 0.8 | 365 | 7.1389 | 0.29968 | 7 | 0.43859
76761 | 7.2 | 0.8 | 365 | 6.5898 | 0.19971 | 6 | 0.78947
77086 | 7.28 | 0.8 | 365 | 6.663 | 0.34637 | 7 | 0.0093537
77089 | 4.5 | 0.8 | 365 | 4.1186 | 0.24982 | 4 | 0.36842
74851 | 14.335 | 0.8 | 365 | 13.12 | 0.28025 | 13 | 0.40029
77092 | 2.4 | 0.8 | 365 | 2.1966 | 0.3999 | 2 | 0.59649
77093 | 7.41 | 0.8 | 365 | 6.782 | 0.5847 | 7 | 0.36666
76597 | 16.53 | 0.8 | 365 | 15.129 | 0.30433 | 15 | 0.43333
77096 | 5.04 | 0.8 | 365 | 4.6128 | 0.2398 | 4 | 0.85263
76213 | 5.28 | 0.8 | 365 | 4.8325 | 0.67979 | 5 | 0.51228
77101 | 9.52 | 0.8 | 365 | 8.7131 | 0.45295 | 9 | 0.16608
77102 | 7.59 | 0.8 | 365 | 6.9467 | 0.91469 | 7 | 0.8614
76843 | 7.695 | 0.8 | 365 | 7.0428 | 0.10719 | 7 | 0.15
77103 | 9.6 | 0.8 | 365 | 8.7864 | 0.59961 | 9 | 0.38596
77104 | 3.78 | 0.8 | 365 | 3.4596 | 0.92985 | 4 | 0.38947
77105 | 7.68 | 0.8 | 365 | 7.0291 | 0.079689 | 7 | 0.10877
77106 | 11.84 | 0.8 | 365 | 10.8365 | 0.70619 | 11 | 0.54269
77108 | 6.6 | 0.8 | 365 | 6.0406 | 0.099732 | 6 | 0.14035
75787 | 10.335 | 0.8 | 365 | 9.4591 | 0.94708 | 10 | 0.40614
77110 | 11.375 | 0.8 | 365 | 10.4109 | 0.85371 | 11 | 0.26462
77113 | 12.375 | 0.8 | 365 | 11.3262 | 0.687 | 12 | 0.013153
76208 | 7.68 | 0.8 | 365 | 7.0291 | 0.079689 | 7 | 0.10877
75901 | 3.92 | 0.8 | 365 | 3.5878 | 0.18651 | 3 | 0.77427
77061 | 5.6 | 0.8 | 365 | 5.1254 | 0.26644 | 5 | 0.39181
77054 | 5.32 | 0.8 | 365 | 4.8691 | 0.75312 | 5 | 0.62222
77123 | 24.96 | 1 | 365 | 28.5556 | 0.19874 | 28 | 0.75437
77126 | 6.27 | 0.8 | 365 | 5.7386 | 0.49475 | 6 | 0.23333
77127 | 3.3 | 0.8 | 365 | 3.0203 | 0.049866 | 3 | 0.070174
77129 | 24.85 | 0.8 | 365 | 22.7438 | 0.55733 | 23 | 0.30116
76867 | 10.71 | 1 | 365 | 12.2528 | 0.54321 | 12 | 0.79605
77130 | 6.75 | 0.8 | 365 | 6.1779 | 0.37473 | 6 | 0.55263
77131 | 5.1 | 0.8 | 365 | 4.6677 | 0.34979 | 5 | 0.017542
77132 | 8.25 | 0.8 | 365 | 7.5508 | 0.12467 | 7 | 0.67544
77133 | 10.5 | 0.8 | 365 | 9.6101 | 0.24957 | 9 | 0.85964
77139 | 7.28 | 0.8 | 365 | 6.663 | 0.34637 | 7 | 0.0093537
77140 | 8.1 | 0.8 | 365 | 7.4135 | 0.84967 | 8 | 0.26315
75001 | 4.2 | 0.8 | 365 | 3.844 | 0.69983 | 4 | 0.54386
77146 | 12.32 | 0.8 | 365 | 11.2758 | 0.58617 | 11 | 0.86198
77147 | 9.69 | 0.8 | 365 | 8.8687 | 0.76461 | 9 | 0.63333
77148 | 5.28 | 0.8 | 365 | 4.8325 | 0.67979 | 5 | 0.51228
77150 | 11.88 | 0.8 | 365 | 10.8731 | 0.77952 | 11 | 0.65263
77151 | 3.92 | 0.8 | 365 | 3.5878 | 0.18651 | 3 | 0.77427
77152 | 11.2 | 0.8 | 365 | 10.2507 | 0.53288 | 10 | 0.78362
77153 | 6.16 | 0.8 | 365 | 5.6379 | 0.29308 | 5 | 0.93099
37200 | 1659.84 | 0.8 | 365 | 1519.1599 | 0.97272 | 1520 | 0.13265
77158 | 4.55 | 0.8 | 365 | 4.1644 | 0.34148 | 4 | 0.50585
77160 | 6 | 0.8 | 365 | 5.4915 | 0.99976 | 6 | 0.49123
76442 | 6 | 0.8 | 365 | 5.4915 | 0.99976 | 6 | 0.49123
77169 | 3.6 | 0.8 | 365 | 3.2949 | 0.59985 | 3 | 0.89474
77173 | 14.25 | 0.8 | 365 | 13.0422 | 0.12442 | 13 | 0.16666
77171 | 6.3 | 0.8 | 365 | 5.766 | 0.54974 | 6 | 0.31579
77177 | 11.4 | 0.8 | 365 | 10.4338 | 0.89954 | 11 | 0.33333
77179 | 6.16 | 0.8 | 365 | 5.6379 | 0.29308 | 5 | 0.93099
77181 | 8.4 | 0.8 | 365 | 7.6881 | 0.39966 | 8 | 0.087716
77118 | 13.44 | 0.8 | 365 | 12.3009 | 0.63946 | 12 | 0.94035
77182 | 7.26 | 0.8 | 365 | 6.6447 | 0.30971 | 6 | 0.95438
77183 | 4.48 | 0.8 | 365 | 4.1003 | 0.21315 | 4 | 0.31345
77184 | 3.64 | 0.8 | 365 | 3.3315 | 0.67319 | 4 | 0.0046769
77185 | 10.64 | 0.8 | 365 | 9.7382 | 0.50624 | 10 | 0.24444
77076 | 4.48 | 0.8 | 365 | 4.1003 | 0.21315 | 4 | 0.31345
77186 | 9.24 | 0.8 | 365 | 8.4569 | 0.93963 | 9 | 0.39649
77188 | 11.22 | 0.8 | 365 | 10.269 | 0.56955 | 10 | 0.83859
77189 | 9.24 | 0.8 | 365 | 8.4569 | 0.93963 | 9 | 0.39649
77192 | 3.92 | 0.8 | 365 | 3.5878 | 0.18651 | 3 | 0.77427
77190 | 9.24 | 0.8 | 365 | 8.4569 | 0.93963 | 9 | 0.39649
77191 | 10.89 | 0.8 | 365 | 9.967 | 0.96456 | 10 | 0.93157
77193 | 6.6 | 0.8 | 365 | 6.0406 | 0.099732 | 6 | 0.14035
77194 | 8.25 | 0.8 | 365 | 7.5508 | 0.12467 | 7 | 0.67544
77011 | 2.925 | 0.8 | 365 | 2.6771 | 0.36238 | 3 | 0.039472
77195 | 9.405 | 0.8 | 365 | 8.6079 | 0.24212 | 8 | 0.85
77196 | 3.92 | 0.8 | 365 | 3.5878 | 0.18651 | 3 | 0.77427
77197 | 5.415 | 0.8 | 365 | 4.9561 | 0.92728 | 5 | 0.88333
77198 | 10.64 | 0.8 | 365 | 9.7382 | 0.50624 | 10 | 0.24444
77199 | 9.57 | 0.8 | 365 | 8.7589 | 0.54461 | 9 | 0.3035
77200 | 6.555 | 0.8 | 365 | 5.9994 | 0.017234 | 6 | 0.016664
77119 | 4.8 | 0.8 | 365 | 4.3932 | 0.79981 | 5 | 0.19298
77137 | 5.2 | 0.8 | 365 | 4.7593 | 0.53312 | 5 | 0.2924
77202 | 9.52 | 0.8 | 365 | 8.7131 | 0.45295 | 9 | 0.16608
77204 | 3.3 | 0.8 | 365 | 3.0203 | 0.049866 | 3 | 0.070174
77162 | 8.54 | 0.8 | 365 | 7.8162 | 0.65632 | 8 | 0.47251
77201 | 5.4 | 0.8 | 365 | 4.9423 | 0.89978 | 5 | 0.8421
77206 | 6.72 | 0.8 | 365 | 6.1504 | 0.31973 | 6 | 0.47017
77207 | 10.23 | 0.8 | 365 | 9.363 | 0.75459 | 10 | 0.11754
77208 | 8.58 | 0.8 | 365 | 7.8528 | 0.72965 | 8 | 0.58245
77178 | 9.28 | 0.8 | 365 | 8.4935 | 0.012957 | 8 | 0.50643
77209 | 4.56 | 0.8 | 365 | 4.1735 | 0.35982 | 4 | 0.53333
77211 | 8.55 | 0.8 | 365 | 7.8253 | 0.67465 | 8 | 0.5
77212 | 10.88 | 0.8 | 365 | 9.9579 | 0.94623 | 10 | 0.90409
77213 | 7.98 | 0.8 | 365 | 7.3037 | 0.62968 | 7 | 0.93333
77215 | 7.68 | 0.8 | 365 | 7.0291 | 0.079689 | 7 | 0.10877
77216 | 6.4 | 0.8 | 365 | 5.8576 | 0.73307 | 6 | 0.59064
77217 | 9.69 | 0.8 | 365 | 8.8687 | 0.76461 | 9 | 0.63333
77218 | 5.7 | 0.8 | 365 | 5.2169 | 0.44977 | 5 | 0.66666
51478 | 629.13 | 0.8 | 365 | 575.808 | 0.3795 | 576 | 0.18746
77020 | 9.6 | 0.8 | 365 | 8.7864 | 0.59961 | 9 | 0.38596
77221 | 10.8 | 0.8 | 365 | 9.8846 | 0.79956 | 10 | 0.68421
77222 | 9.24 | 0.8 | 365 | 8.4569 | 0.93963 | 9 | 0.39649
77223 | 8.67 | 0.8 | 365 | 7.9352 | 0.89465 | 8 | 0.82982
77225 | 5.36 | 0.8 | 365 | 4.9057 | 0.82645 | 5 | 0.73216
77226 | 10.385 | 0.8 | 365 | 9.5048 | 0.038746 | 9 | 0.54356
77229 | 6.4 | 0.8 | 365 | 5.8576 | 0.73307 | 6 | 0.59064
76677 | 10.725 | 0.8 | 365 | 9.816 | 0.66207 | 10 | 0.47807
76734 | 6 | 0.8 | 365 | 5.4915 | 0.99976 | 6 | 0.49123
77235 | 9 | 0.8 | 365 | 8.2372 | 0.49964 | 8 | 0.73684
77051 | 7.125 | 0.8 | 365 | 6.5211 | 0.062211 | 6 | 0.58333
77238 | 7.44 | 0.8 | 365 | 6.8094 | 0.6397 | 7 | 0.44912
77239 | 6.03 | 0.8 | 365 | 5.5189 | 0.054756 | 5 | 0.57368
77240 | 11.16 | 0.8 | 365 | 10.2141 | 0.45955 | 10 | 0.67368
77243 | 9.45 | 0.8 | 365 | 8.6491 | 0.32462 | 8 | 0.97368
77245 | 5.04 | 0.8 | 365 | 4.6128 | 0.2398 | 4 | 0.85263
77247 | 2.52 | 0.8 | 365 | 2.3064 | 0.6199 | 2 | 0.92631
77248 | 7.2 | 0.8 | 365 | 6.5898 | 0.19971 | 6 | 0.78947
77250 | 4.4 | 1 | 365 | 5.0338 | 0.08311 | 5 | 0.11696
77251 | 7.5 | 0.8 | 365 | 6.8643 | 0.7497 | 7 | 0.61403
77252 | 6.49 | 0.8 | 365 | 5.9399 | 0.89807 | 6 | 0.83801
34985 | 607.2 | 0.9 | 365 | 625.2037 | 0.32231 | 625 | 0.52603
76749 | 10.695 | 0.8 | 365 | 9.7885 | 0.60707 | 10 | 0.39561
76918 | 4.8 | 0.8 | 365 | 4.3932 | 0.79981 | 5 | 0.19298
76752 | 5.232 | 0.8 | 365 | 4.7886 | 0.59179 | 5 | 0.38035
76945 | 6.05 | 0.8 | 365 | 5.5372 | 0.091421 | 5 | 0.62865
76955 | 4.14 | 0.8 | 365 | 3.7891 | 0.58983 | 4 | 0.37895
31902 | 5892.48 | 1 | 365 | 6741.3271 | 0.30145 | 6741 | 0.62855
77014 | 24.735 | 1 | 365 | 28.2982 | 0.68312 | 28 | 0.98135
77018 | 6 | 0.8 | 365 | 5.4915 | 0.99976 | 6 | 0.49123
77062 | 10.56 | 0.8 | 365 | 9.665 | 0.35957 | 10 | 0.024557
77081 | 7.8 | 0.8 | 365 | 7.1389 | 0.29968 | 7 | 0.43859
77083 | 4.875 | 0.8 | 365 | 4.4618 | 0.9373 | 5 | 0.39912
77090 | 9 | 0.8 | 365 | 8.2372 | 0.49964 | 8 | 0.73684
77095 | 6.867 | 0.8 | 365 | 6.285 | 0.58922 | 6 | 0.87421
77097 | 6.63 | 0.8 | 365 | 6.0681 | 0.15473 | 6 | 0.2228
77100 | 15.66 | 0.8 | 365 | 14.3327 | 0.70937 | 15 | 0.042099
77135 | 8.91 | 0.8 | 365 | 8.1548 | 0.33464 | 8 | 0.48947
77164 | 5.7 | 0.8 | 365 | 5.2169 | 0.44977 | 5 | 0.66666
77001 | 9.3 | 0.8 | 365 | 8.5118 | 0.049623 | 8 | 0.5614
76989 | 4.875 | 0.8 | 365 | 4.4618 | 0.9373 | 5 | 0.39912
77237 | 10.05 | 0.8 | 365 | 9.1982 | 0.42459 | 9 | 0.6228
35527 | 4805.91 | 0.8 | 365 | 4398.5841 | 0.6402 | 4399 | 0.22434
64770 | 522.24 | 0.7 | 365 | 418.2303 | 0.74148 | 418 | 0.97174
64981 | 43.47 | 0.7 | 365 | 34.8125 | 0.73158 | 35 | 0.54406
65012 | 92.214 | 0.9 | 365 | 94.9482 | 0.18717 | 95 | 0.13535
73665 | 7.194 | 0.8 | 365 | 6.5843 | 0.18871 | 6 | 0.77298
73675 | 8.96 | 0.8 | 365 | 8.2006 | 0.4263 | 8 | 0.6269
74988 | 11.48 | 0.8 | 365 | 10.507 | 0.046201 | 10 | 0.55321
76390 | 24.2 | 0.8 | 365 | 22.1489 | 0.36569 | 22 | 0.51461
76781 | 3.78 | 0.8 | 365 | 3.4596 | 0.92985 | 4 | 0.38947
76794 | 7.68 | 0.8 | 365 | 7.0291 | 0.079689 | 7 | 0.10877
77253 | 12.395 | 0.8 | 365 | 11.3445 | 0.72366 | 12 | 0.068124
77254 | 4.86 | 0.8 | 365 | 4.4481 | 0.9098 | 5 | 0.35789
77255 | 7 | 0.8 | 365 | 6.4067 | 0.83305 | 7 | 0.23976
77256 | 9.9 | 0.8 | 365 | 9.0609 | 0.1496 | 9 | 0.21052
77257 | 5.88 | 0.8 | 365 | 5.3816 | 0.77976 | 6 | 0.1614
77258 | 10.08 | 0.8 | 365 | 9.2257 | 0.47959 | 9 | 0.70526
77259 | 6.93 | 0.8 | 365 | 6.3426 | 0.70472 | 7 | 0.047366
77260 | 6.93 | 0.8 | 365 | 6.3426 | 0.70472 | 7 | 0.047366
77263 | 5.04 | 0.8 | 365 | 4.6128 | 0.2398 | 4 | 0.85263
33929 | 3002.94 | 0.8 | 365 | 2748.4252 | 0.26828 | 2748 | 0.6935
76590 | 3 | 0.8 | 365 | 2.7457 | 0.49988 | 3 | 0.24561
76461 | 5.525 | 0.8 | 365 | 5.0567 | 0.12894 | 5 | 0.18567
77267 | 7.56 | 0.8 | 365 | 6.9193 | 0.85969 | 7 | 0.77894
77268 | 4.2 | 0.8 | 365 | 3.844 | 0.69983 | 4 | 0.54386
77269 | 3.92 | 0.8 | 365 | 3.5878 | 0.18651 | 3 | 0.77427
77270 | 4.275 | 0.8 | 365 | 3.9127 | 0.83733 | 4 | 0.75
77272 | 4.578 | 0.8 | 365 | 4.19 | 0.39281 | 4 | 0.58281
77273 | 11.22 | 0.8 | 365 | 10.269 | 0.56955 | 10 | 0.83859
76835 | 6.08 | 0.8 | 365 | 5.5647 | 0.14642 | 5 | 0.71111
76909 | 6.8 | 0.8 | 365 | 6.2237 | 0.46639 | 6 | 0.69006
77277 | 13.2 | 0.8 | 365 | 12.0812 | 0.19946 | 12 | 0.2807
77278 | 7.035 | 0.8 | 365 | 6.4387 | 0.89721 | 7 | 0.33596
77282 | 7.41 | 0.8 | 365 | 6.782 | 0.5847 | 7 | 0.36666
77287 | 6 | 0.8 | 365 | 5.4915 | 0.99976 | 6 | 0.49123
77288 | 3.99 | 0.8 | 365 | 3.6518 | 0.31484 | 3 | 0.96667
32927 | 912.87 | 0.8 | 365 | 835.4995 | 0.558 | 836 | 0.057519
77289 | 7.92 | 0.8 | 365 | 7.2487 | 0.51968 | 7 | 0.76842
77291 | 7.98 | 0.8 | 365 | 7.3037 | 0.62968 | 7 | 0.93333
77295 | 6.615 | 0.8 | 365 | 6.0543 | 0.12723 | 6 | 0.18158
77022 | 6.6 | 0.8 | 365 | 6.0406 | 0.099732 | 6 | 0.14035
77298 | 7.29 | 0.8 | 365 | 6.6721 | 0.3647 | 7 | 0.036839
77300 | 8.395 | 0.8 | 365 | 7.6835 | 0.39049 | 8 | 0.073973
77138 | 13.545 | 0.8 | 365 | 12.397 | 0.83195 | 13 | 0.22894
77304 | 16.53 | 0.8 | 365 | 15.129 | 0.30433 | 15 | 0.43333
29613 | 496.47 | 0.9 | 365 | 511.1905 | 0.94674 | 512 | 0.13727
77316 | 5.67 | 0.8 | 365 | 5.1894 | 0.39477 | 5 | 0.58421
77317 | 7.975 | 0.8 | 365 | 7.2991 | 0.62051 | 7 | 0.91959
77318 | 10.8 | 0.8 | 365 | 9.8846 | 0.79956 | 10 | 0.68421
77319 | 7.29 | 0.8 | 365 | 6.6721 | 0.3647 | 7 | 0.036839
77320 | 12 | 0.8 | 365 | 10.9829 | 0.99951 | 11 | 0.98245
77324 | 3.78 | 0.8 | 365 | 3.4596 | 0.92985 | 4 | 0.38947
77325 | 5.76 | 0.8 | 365 | 5.2718 | 0.55977 | 5 | 0.83158
77322 | 10.88 | 0.8 | 365 | 9.9579 | 0.94623 | 10 | 0.90409
77327 | 13.34 | 0.8 | 365 | 12.2094 | 0.45613 | 12 | 0.66549
77328 | 5.7 | 0.8 | 365 | 5.2169 | 0.44977 | 5 | 0.66666
77330 | 7.2 | 0.8 | 365 | 6.5898 | 0.19971 | 6 | 0.78947
77333 | 12.87 | 0.8 | 365 | 11.7792 | 0.59448 | 12 | 0.37368
77335 | 7.92 | 0.8 | 365 | 7.2487 | 0.51968 | 7 | 0.76842
77332 | 14.74 | 0.8 | 365 | 13.4907 | 0.022736 | 13 | 0.51344
76840 | 7.68 | 0.8 | 365 | 7.0291 | 0.079689 | 7 | 0.10877
77337 | 4.56 | 0.8 | 365 | 4.1735 | 0.35982 | 4 | 0.53333
77339 | 6.6 | 0.8 | 365 | 6.0406 | 0.099732 | 6 | 0.14035
77341 | 5.4 | 0.8 | 365 | 4.9423 | 0.89978 | 5 | 0.8421
77340 | 8.04 | 0.8 | 365 | 7.3586 | 0.73967 | 8 | 0.098242
77342 | 9.405 | 0.8 | 365 | 8.6079 | 0.24212 | 8 | 0.85
77343 | 7.98 | 0.8 | 365 | 7.3037 | 0.62968 | 7 | 0.93333
77091 | 11.4 | 0.8 | 365 | 10.4338 | 0.89954 | 11 | 0.33333
75893 | 5.31 | 0.8 | 365 | 4.8599 | 0.73478 | 5 | 0.59473
77355 | 7.375 | 0.8 | 365 | 6.7499 | 0.52053 | 7 | 0.27046
77356 | 8.64 | 0.8 | 365 | 7.9077 | 0.83965 | 8 | 0.74736
76233 | 9.425 | 0.8 | 365 | 8.6262 | 0.27878 | 8 | 0.90497
77274 | 5.6 | 0.8 | 365 | 5.1254 | 0.26644 | 5 | 0.39181
77128 | 3.575 | 0.8 | 365 | 3.272 | 0.55402 | 3 | 0.82602
77281 | 9.38 | 0.8 | 365 | 8.585 | 0.19629 | 8 | 0.78128
77284 | 6.84 | 0.8 | 365 | 6.2603 | 0.53972 | 6 | 0.8
77134 | 3 | 0.8 | 365 | 2.7457 | 0.49988 | 3 | 0.24561
77313 | 8.1 | 0.8 | 365 | 7.4135 | 0.84967 | 8 | 0.26315
77323 | 8.71 | 0.8 | 365 | 7.9718 | 0.96798 | 8 | 0.93976
77348 | 11.34 | 0.8 | 365 | 10.3789 | 0.78954 | 11 | 0.16842
77359 | 7.5 | 0.8 | 365 | 6.8643 | 0.7497 | 7 | 0.61403
77109 | 13.11 | 0.8 | 365 | 11.9989 | 0.034469 | 12 | 0.033328
50690 | 648.415 | 0.9 | 365 | 667.6408 | 0.32637 | 667 | 0.96713
65114 | 66.708 | 0.9 | 365 | 68.6859 | 0.58221 | 69 | 0.26813
76931 | 7.875 | 0.8 | 365 | 7.2076 | 0.43718 | 7 | 0.64473
64323 | 85.8 | 0.9 | 365 | 88.344 | 0.95859 | 89 | 0.30259
76419 | 10.72 | 0.8 | 365 | 9.8114 | 0.6529 | 10 | 0.46432
65242 | 20.35 | 0.8 | 365 | 18.6252 | 0.30751 | 18 | 0.93274
77436 | 10.72 | 0.8 | 365 | 9.8114 | 0.6529 | 10 | 0.46432
77433 | 3.465 | 0.8 | 365 | 3.1713 | 0.35236 | 3 | 0.52368
77402 | 7.84 | 0.8 | 365 | 7.1755 | 0.37302 | 7 | 0.54853
77429 | 6.72 | 0.8 | 365 | 6.1504 | 0.31973 | 6 | 0.47017
77427 | 9.9 | 0.8 | 365 | 9.0609 | 0.1496 | 9 | 0.21052
76205 | 5.4 | 0.8 | 365 | 4.9423 | 0.89978 | 5 | 0.8421
77366 | 7.8 | 0.8 | 365 | 7.1389 | 0.29968 | 7 | 0.43859
77099 | 7.84 | 0.8 | 365 | 7.1755 | 0.37302 | 7 | 0.54853
76095 | 6.48 | 0.8 | 365 | 5.9308 | 0.87974 | 6 | 0.81052
75714 | 5.7 | 0.8 | 365 | 5.2169 | 0.44977 | 5 | 0.66666
75709 | 5.13 | 0.8 | 365 | 4.6952 | 0.40479 | 5 | 0.099998
75446 | 9.135 | 0.8 | 365 | 8.3608 | 0.74713 | 9 | 0.10789
75093 | 6.48 | 0.8 | 365 | 5.9308 | 0.87974 | 6 | 0.81052
77413 | 2.24 | 0.8 | 365 | 2.0501 | 0.10658 | 2 | 0.15672
77369 | 7.92 | 0.8 | 365 | 7.2487 | 0.51968 | 7 | 0.76842
77368 | 5.04 | 0.8 | 365 | 4.6128 | 0.2398 | 4 | 0.85263
77367 | 7.8 | 0.8 | 365 | 7.1389 | 0.29968 | 7 | 0.43859
77365 | 9.24 | 0.8 | 365 | 8.4569 | 0.93963 | 9 | 0.39649
77364 | 11.76 | 0.8 | 365 | 10.7633 | 0.55952 | 11 | 0.3228
77350 | 108.205 | 0.6 | 365 | 74.2755 | 0.77859 | 75 | 0.054133
34731 | 114.4 | 1 | 365 | 130.88 | 0.16087 | 131 | 0.040877
77360 | 10.56 | 0.8 | 365 | 9.665 | 0.35957 | 10 | 0.024557
77362 | 6.72 | 0.8 | 365 | 6.1504 | 0.31973 | 6 | 0.47017
51479 | 857.6 | 1 | 365 | 981.1424 | 0.28988 | 981 | 0.43231
76261 | 12 | 0.8 | 365 | 10.9829 | 0.99951 | 11 | 0.98245
77376 | 7.37 | 0.8 | 365 | 6.7454 | 0.51137 | 7 | 0.25672
77377 | 6.4 | 0.8 | 365 | 5.8576 | 0.73307 | 6 | 0.59064
77379 | 11.84 | 0.8 | 365 | 10.8365 | 0.70619 | 11 | 0.54269
77380 | 6.1 | 0.8 | 365 | 5.583 | 0.18309 | 5 | 0.76608
77382 | 5.94 | 0.8 | 365 | 5.4366 | 0.88976 | 6 | 0.32631
77384 | 8.64 | 0.8 | 365 | 7.9077 | 0.83965 | 8 | 0.74736
77385 | 9.24 | 0.8 | 365 | 8.4569 | 0.93963 | 9 | 0.39649
77386 | 5.9 | 0.8 | 365 | 5.3999 | 0.81643 | 6 | 0.21637
77381 | 8.775 | 0.8 | 365 | 8.0313 | 0.087144 | 8 | 0.11842
77387 | 6.3 | 0.8 | 365 | 5.766 | 0.54974 | 6 | 0.31579
77388 | 12.21 | 0.8 | 365 | 11.1751 | 0.38451 | 11 | 0.55964
77363 | 12.95 | 0.8 | 365 | 11.8524 | 0.74114 | 12 | 0.59356
77390 | 13.4 | 0.8 | 365 | 12.2643 | 0.56612 | 12 | 0.8304
77392 | 8.7 | 0.8 | 365 | 7.9626 | 0.94965 | 8 | 0.91228
77393 | 9.045 | 0.8 | 365 | 8.2784 | 0.58213 | 8 | 0.86052
77395 | 7.035 | 0.8 | 365 | 6.4387 | 0.89721 | 7 | 0.33596
77396 | 3.84 | 0.8 | 365 | 3.5145 | 0.039844 | 3 | 0.55438
77399 | 8.835 | 0.8 | 365 | 8.0862 | 0.19714 | 8 | 0.28333
77397 | 8.12 | 0.8 | 365 | 7.4318 | 0.88634 | 8 | 0.31813
77400 | 5.475 | 0.8 | 365 | 5.011 | 0.037278 | 5 | 0.048243
77403 | 8.04 | 0.8 | 365 | 7.3586 | 0.73967 | 8 | 0.098242
77303 | 17.92 | 0.8 | 365 | 16.4012 | 0.85261 | 17 | 0.25379
77404 | 10.95 | 0.8 | 365 | 10.0219 | 0.074556 | 10 | 0.096487
77408 | 5.28 | 0.8 | 365 | 4.8325 | 0.67979 | 5 | 0.51228
77410 | 7.125 | 0.8 | 365 | 6.5211 | 0.062211 | 6 | 0.58333
77411 | 9.045 | 0.8 | 365 | 8.2784 | 0.58213 | 8 | 0.86052
77412 | 7.84 | 0.8 | 365 | 7.1755 | 0.37302 | 7 | 0.54853
77414 | 4.29 | 0.8 | 365 | 3.9264 | 0.86483 | 4 | 0.79123
75252 | 3.36 | 0.8 | 365 | 3.0752 | 0.15986 | 3 | 0.23509
77418 | 7.68 | 0.8 | 365 | 7.0291 | 0.079689 | 7 | 0.10877
77420 | 10.64 | 0.8 | 365 | 9.7382 | 0.50624 | 10 | 0.24444
77422 | 7.92 | 0.8 | 365 | 7.2487 | 0.51968 | 7 | 0.76842
77434 | 9.38 | 0.8 | 365 | 8.585 | 0.19629 | 8 | 0.78128
77460 | 5.4 | 0.8 | 365 | 4.9423 | 0.89978 | 5 | 0.8421
77464 | 11.7 | 0.8 | 365 | 10.7084 | 0.44953 | 11 | 0.15789
77301 | 3.42 | 0.8 | 365 | 3.1301 | 0.26986 | 3 | 0.4
77428 | 2.8 | 0.8 | 365 | 2.5627 | 0.13322 | 2 | 0.69591
77471 | 4.56 | 0.8 | 365 | 4.1735 | 0.35982 | 4 | 0.53333
77479 | 3.72 | 0.8 | 365 | 3.4047 | 0.81985 | 4 | 0.22456
77483 | 5.31 | 0.8 | 365 | 4.8599 | 0.73478 | 5 | 0.59473
77484 | 9.69 | 0.8 | 365 | 8.8687 | 0.76461 | 9 | 0.63333
36798 | 171.2 | 0.7 | 365 | 137.1037 | 0.62726 | 137 | 0.73093
77490 | 8.04 | 0.8 | 365 | 7.3586 | 0.73967 | 8 | 0.098242
77491 | 7.5 | 0.8 | 365 | 6.8643 | 0.7497 | 7 | 0.61403
77493 | 13.065 | 0.8 | 365 | 11.9577 | 0.95197 | 12 | 0.90964
77474 | 14 | 0.8 | 365 | 12.8134 | 0.6661 | 13 | 0.47953
77496 | 5.51 | 0.8 | 365 | 5.043 | 0.10144 | 5 | 0.14444
77499 | 9.9 | 0.8 | 365 | 9.0609 | 0.1496 | 9 | 0.21052
77500 | 8.28 | 0.8 | 365 | 7.5782 | 0.17966 | 7 | 0.75789
77398 | 7.84 | 0.8 | 365 | 7.1755 | 0.37302 | 7 | 0.54853
77508 | 3.08 | 0.8 | 365 | 2.819 | 0.64654 | 3 | 0.4655
77455 | 3.9 | 0.8 | 365 | 3.5695 | 0.14984 | 3 | 0.7193
77513 | 10.14 | 0.8 | 365 | 9.2806 | 0.58959 | 9 | 0.87017
77352 | 6.3 | 0.8 | 365 | 5.766 | 0.54974 | 6 | 0.31579
77515 | 6.175 | 0.8 | 365 | 5.6516 | 0.32058 | 5 | 0.97222
77519 | 10.56 | 0.8 | 365 | 9.665 | 0.35957 | 10 | 0.024557
77520 | 8.91 | 0.8 | 365 | 8.1548 | 0.33464 | 8 | 0.48947
77521 | 8.58 | 0.8 | 365 | 7.8528 | 0.72965 | 8 | 0.58245
77535 | 6.5 | 0.8 | 365 | 5.9491 | 0.9164 | 6 | 0.86549
77538 | 13.8 | 0.8 | 365 | 12.6304 | 0.29944 | 12 | 0.92982
77540 | 10.56 | 0.8 | 365 | 9.665 | 0.35957 | 10 | 0.024557
77542 | 6.9 | 0.8 | 365 | 6.3152 | 0.64972 | 6 | 0.96491
47830 | 1272.96 | 0.7 | 365 | 1019.4363 | 0.99485 | 1020 | 0.43112
77543 | 8.58 | 0.8 | 365 | 7.8528 | 0.72965 | 8 | 0.58245
76759 | 14.388 | 0.8 | 365 | 13.1685 | 0.37742 | 13 | 0.54596
77279 | 2.4 | 0.8 | 365 | 2.1966 | 0.3999 | 2 | 0.59649
77546 | 12 | 0.8 | 365 | 10.9829 | 0.99951 | 11 | 0.98245
77549 | 7.8 | 0.8 | 365 | 7.1389 | 0.29968 | 7 | 0.43859
77550 | 7.08 | 0.8 | 365 | 6.4799 | 0.97971 | 7 | 0.45965
77292 | 6.365 | 0.8 | 365 | 5.8255 | 0.66891 | 6 | 0.49444
77315 | 6.4 | 0.8 | 365 | 5.8576 | 0.73307 | 6 | 0.59064
77557 | 6.3 | 0.8 | 365 | 5.766 | 0.54974 | 6 | 0.31579
77559 | 7.13 | 0.8 | 365 | 6.5257 | 0.071378 | 6 | 0.59707
77561 | 18.15 | 0.8 | 365 | 16.6117 | 0.27426 | 16 | 0.88596
77562 | 8.28 | 0.8 | 365 | 7.5782 | 0.17966 | 7 | 0.75789
77563 | 5.12 | 0.8 | 365 | 4.6861 | 0.38646 | 5 | 0.072513
77564 | 5.6 | 0.8 | 365 | 5.1254 | 0.26644 | 5 | 0.39181
77565 | 8.32 | 0.8 | 365 | 7.6148 | 0.253 | 7 | 0.86783
77568 | 3.96 | 0.8 | 365 | 3.6244 | 0.25984 | 3 | 0.88421
77344 | 4.56 | 0.8 | 365 | 4.1735 | 0.35982 | 4 | 0.53333
77571 | 5.12 | 0.8 | 365 | 4.6861 | 0.38646 | 5 | 0.072513
77572 | 5.12 | 0.8 | 365 | 4.6861 | 0.38646 | 5 | 0.072513
77573 | 5.695 | 0.8 | 365 | 5.2123 | 0.4406 | 5 | 0.65292
77574 | 7.92 | 0.8 | 365 | 7.2487 | 0.51968 | 7 | 0.76842
77575 | 13.44 | 0.8 | 365 | 12.3009 | 0.63946 | 12 | 0.94035
77576 | 6.7 | 0.8 | 365 | 6.1321 | 0.28306 | 6 | 0.4152
77015 | 6.6 | 0.8 | 365 | 6.0406 | 0.099732 | 6 | 0.14035
77577 | 4.62 | 0.8 | 365 | 4.2284 | 0.46981 | 4 | 0.69824
77578 | 3.96 | 0.8 | 365 | 3.6244 | 0.25984 | 3 | 0.88421
77579 | 13.44 | 0.8 | 365 | 12.3009 | 0.63946 | 12 | 0.94035
77580 | 5.44 | 0.8 | 365 | 4.9789 | 0.97311 | 5 | 0.95204
77581 | 12.8 | 0.8 | 365 | 11.7151 | 0.46615 | 12 | 0.18128
77582 | 4.64 | 0.8 | 365 | 4.2467 | 0.50648 | 4 | 0.75321
77585 | 7.14 | 1 | 365 | 8.1686 | 0.36214 | 8 | 0.5307
77584 | 8.96 | 0.8 | 365 | 8.2006 | 0.4263 | 8 | 0.6269
77587 | 3.99 | 0.8 | 365 | 3.6518 | 0.31484 | 3 | 0.96667
77589 | 6.03 | 0.8 | 365 | 5.5189 | 0.054756 | 5 | 0.57368
77590 | 5.12 | 0.8 | 365 | 4.6861 | 0.38646 | 5 | 0.072513
77591 | 13.2 | 0.8 | 365 | 12.0812 | 0.19946 | 12 | 0.2807
77592 | 9.6 | 0.8 | 365 | 8.7864 | 0.59961 | 9 | 0.38596
77593 | 15.18 | 0.8 | 365 | 13.8934 | 0.82938 | 14 | 0.7228
77595 | 7.84 | 0.8 | 365 | 7.1755 | 0.37302 | 7 | 0.54853
77596 | 24.79 | 0.8 | 365 | 22.6889 | 0.44733 | 23 | 0.13625
77601 | 9.405 | 0.8 | 365 | 8.6079 | 0.24212 | 8 | 0.85
77604 | 6.72 | 0.8 | 365 | 6.1504 | 0.31973 | 6 | 0.47017
77608 | 5.22 | 0.8 | 365 | 4.7776 | 0.56979 | 5 | 0.34737
77539 | 15.39 | 0.8 | 365 | 14.0856 | 0.21438 | 14 | 0.29999
77610 | 3.19 | 0.8 | 365 | 2.9196 | 0.8482 | 3 | 0.76783
77612 | 8.99 | 0.8 | 365 | 8.2281 | 0.4813 | 8 | 0.70935
77505 | 14.3 | 0.8 | 365 | 13.088 | 0.21609 | 13 | 0.30409
77616 | 7.04 | 0.8 | 365 | 6.4433 | 0.90638 | 7 | 0.3497
77618 | 6.6 | 0.8 | 365 | 6.0406 | 0.099732 | 6 | 0.14035
77623 | 12.15 | 0.8 | 365 | 11.1202 | 0.27451 | 11 | 0.39473
77625 | 17.28 | 0.8 | 365 | 15.8154 | 0.6793 | 16 | 0.49473
77554 | 15.95 | 0.8 | 365 | 14.5982 | 0.24102 | 14 | 0.83917
77594 | 6.93 | 0.8 | 365 | 6.3426 | 0.70472 | 7 | 0.047366
77631 | 8.99 | 0.8 | 365 | 8.2281 | 0.4813 | 8 | 0.70935
77635 | 7.15 | 0.8 | 365 | 6.544 | 0.10804 | 6 | 0.65204
77640 | 5.1 | 0.8 | 365 | 4.6677 | 0.34979 | 5 | 0.017542
77621 | 12 | 0.8 | 365 | 10.9829 | 0.99951 | 11 | 0.98245
33095 | 1297.44 | 1 | 365 | 1484.344 | 0.23426 | 1484 | 0.57828
33242 | 1360.8 | 1 | 365 | 1556.8314 | 0.43105 | 1557 | 0.26246
33244 | 1423.08 | 1 | 365 | 1628.0832 | 0.1529 | 1628 | 0.23611
77643 | 4.5 | 0.8 | 365 | 4.1186 | 0.24982 | 4 | 0.36842
77646 | 5.94 | 0.8 | 365 | 5.4366 | 0.88976 | 6 | 0.32631
77647 | 3 | 0.8 | 365 | 2.7457 | 0.49988 | 3 | 0.24561
77650 | 5.94 | 0.8 | 365 | 5.4366 | 0.88976 | 6 | 0.32631
77651 | 10.385 | 0.8 | 365 | 9.5048 | 0.038746 | 9 | 0.54356
77655 | 15.18 | 0.8 | 365 | 13.8934 | 0.82938 | 14 | 0.7228
77659 | 6.3 | 0.8 | 365 | 5.766 | 0.54974 | 6 | 0.31579
77661 | 7.2 | 0.8 | 365 | 6.5898 | 0.19971 | 6 | 0.78947
77658 | 3.975 | 0.8 | 365 | 3.6381 | 0.28734 | 3 | 0.92544
77662 | 3.3 | 0.8 | 365 | 3.0203 | 0.049866 | 3 | 0.070174
77664 | 5.94 | 0.8 | 365 | 5.4366 | 0.88976 | 6 | 0.32631
77665 | 5.36 | 0.8 | 365 | 4.9057 | 0.82645 | 5 | 0.73216
77667 | 9.45 | 0.8 | 365 | 8.6491 | 0.32462 | 8 | 0.97368
77669 | 10.56 | 0.8 | 365 | 9.665 | 0.35957 | 10 | 0.024557
77673 | 4.8 | 0.8 | 365 | 4.3932 | 0.79981 | 5 | 0.19298
77675 | 8.96 | 0.8 | 365 | 8.2006 | 0.4263 | 8 | 0.6269
77676 | 13.12 | 0.8 | 365 | 12.008 | 0.052802 | 12 | 0.060813
77677 | 11.1 | 0.8 | 365 | 10.1592 | 0.34955 | 10 | 0.50877
77678 | 5.94 | 0.8 | 365 | 5.4366 | 0.88976 | 6 | 0.32631
77679 | 8 | 0.8 | 365 | 7.322 | 0.66634 | 7 | 0.9883
77681 | 6.6 | 0.8 | 365 | 6.0406 | 0.099732 | 6 | 0.14035
77683 | 7.37 | 0.8 | 365 | 6.7454 | 0.51137 | 7 | 0.25672
77285 | 6.7 | 0.8 | 365 | 6.1321 | 0.28306 | 6 | 0.4152
77687 | 7.92 | 0.8 | 365 | 7.2487 | 0.51968 | 7 | 0.76842
77688 | 9.57 | 0.8 | 365 | 8.7589 | 0.54461 | 9 | 0.3035
77689 | 6.6 | 0.8 | 365 | 6.0406 | 0.099732 | 6 | 0.14035
77691 | 4.5 | 0.8 | 365 | 4.1186 | 0.24982 | 4 | 0.36842
77702 | 4.62 | 0.8 | 365 | 4.2284 | 0.46981 | 4 | 0.69824
77704 | 11.76 | 0.8 | 365 | 10.7633 | 0.55952 | 11 | 0.3228
77697 | 4.2 | 0.8 | 365 | 3.844 | 0.69983 | 4 | 0.54386
77705 | 7.26 | 0.8 | 365 | 6.6447 | 0.30971 | 6 | 0.95438
77701 | 5.32 | 0.8 | 365 | 4.8691 | 0.75312 | 5 | 0.62222
77706 | 5.2 | 0.8 | 365 | 4.7593 | 0.53312 | 5 | 0.2924
34831 | 319.68 | 1 | 365 | 365.7318 | 0.5838 | 366 | 0.31562
77707 | 12.025 | 0.8 | 365 | 11.0058 | 0.045346 | 11 | 0.051165
75039 | 2.24 | 0.8 | 365 | 2.0501 | 0.10658 | 2 | 0.15672
77416 | 6.72 | 0.8 | 365 | 6.1504 | 0.31973 | 6 | 0.47017
77264 | 10.545 | 0.8 | 365 | 9.6513 | 0.33207 | 9 | 0.98333
77266 | 9.9 | 0.8 | 365 | 9.0609 | 0.1496 | 9 | 0.21052
77522 | 7.56 | 0.8 | 365 | 6.9193 | 0.85969 | 7 | 0.77894
77711 | 3.05 | 0.8 | 365 | 2.7915 | 0.59154 | 3 | 0.38304
77712 | 3 | 0.8 | 365 | 2.7457 | 0.49988 | 3 | 0.24561
77713 | 8.26 | 0.8 | 365 | 7.5599 | 0.143 | 7 | 0.70292
51477 | 1335.6 | 1 | 365 | 1528.0012 | 0.68233 | 1528 | 0.68352
77680 | 11.2 | 0.8 | 365 | 10.2507 | 0.53288 | 10 | 0.78362
51499 | 1411.2 | 1 | 365 | 1614.4918 | 0.9285 | 1615 | 0.42033
77714 | 10.325 | 0.8 | 365 | 9.4499 | 0.92875 | 10 | 0.37865
77715 | 4.95 | 0.8 | 365 | 4.5305 | 0.074799 | 4 | 0.60526
77716 | 7.04 | 0.8 | 365 | 6.4433 | 0.90638 | 7 | 0.3497
77717 | 8.04 | 0.8 | 365 | 7.3586 | 0.73967 | 8 | 0.098242
77321 | 14.85 | 0.8 | 365 | 13.5914 | 0.2244 | 13 | 0.81578
77718 | 10.05 | 0.8 | 365 | 9.1982 | 0.42459 | 9 | 0.6228
77719 | 10.89 | 0.8 | 365 | 9.967 | 0.96456 | 10 | 0.93157
77721 | 5.12 | 0.8 | 365 | 4.6861 | 0.38646 | 5 | 0.072513
77723 | 6.93 | 0.8 | 365 | 6.3426 | 0.70472 | 7 | 0.047366
77725 | 12.87 | 0.8 | 365 | 11.7792 | 0.59448 | 12 | 0.37368
77726 | 5.12 | 0.8 | 365 | 4.6861 | 0.38646 | 5 | 0.072513
77722 | 3.36 | 0.8 | 365 | 3.0752 | 0.15986 | 3 | 0.23509
76532 | 11.7 | 0.8 | 365 | 10.7084 | 0.44953 | 11 | 0.15789
77738 | 7.8 | 0.8 | 365 | 7.1389 | 0.29968 | 7 | 0.43859
77740 | 8.58 | 0.8 | 365 | 7.8528 | 0.72965 | 8 | 0.58245
77741 | 24.96 | 0.8 | 365 | 22.8445 | 0.75899 | 23 | 0.6035
77742 | 5.22 | 0.8 | 365 | 4.7776 | 0.56979 | 5 | 0.34737
77743 | 8.375 | 0.8 | 365 | 7.6652 | 0.35383 | 8 | 0.019002
77744 | 12.16 | 0.8 | 365 | 11.1294 | 0.29284 | 11 | 0.42222
77745 | 6.4 | 0.8 | 365 | 5.8576 | 0.73307 | 6 | 0.59064
77746 | 11.84 | 0.8 | 365 | 10.8365 | 0.70619 | 11 | 0.54269
77747 | 7.705 | 0.8 | 365 | 7.052 | 0.12552 | 7 | 0.17748
77748 | 12.255 | 0.8 | 365 | 11.2163 | 0.467 | 11 | 0.68333
77749 | 7.37 | 0.8 | 365 | 6.7454 | 0.51137 | 7 | 0.25672
77751 | 8.85 | 0.8 | 365 | 8.0999 | 0.22464 | 8 | 0.32456
77752 | 3.1 | 0.8 | 365 | 2.8373 | 0.68321 | 3 | 0.52047
77753 | 8.58 | 0.8 | 365 | 7.8528 | 0.72965 | 8 | 0.58245
77754 | 5.6 | 0.8 | 365 | 5.1254 | 0.26644 | 5 | 0.39181
77755 | 9.28 | 0.8 | 365 | 8.4935 | 0.012957 | 8 | 0.50643
77757 | 6.93 | 0.8 | 365 | 6.3426 | 0.70472 | 7 | 0.047366
77760 | 9.76 | 0.8 | 365 | 8.9328 | 0.89294 | 9 | 0.82573
77763 | 9.6 | 0.8 | 365 | 8.7864 | 0.59961 | 9 | 0.38596
77764 | 6.4 | 0.8 | 365 | 5.8576 | 0.73307 | 6 | 0.59064
77767 | 5.9 | 0.8 | 365 | 5.3999 | 0.81643 | 6 | 0.21637
77766 | 7.475 | 0.8 | 365 | 6.8415 | 0.70386 | 7 | 0.54532
77770 | 4.8 | 0.8 | 365 | 4.3932 | 0.79981 | 5 | 0.19298
77771 | 9.9 | 0.8 | 365 | 9.0609 | 0.1496 | 9 | 0.21052
77772 | 11.55 | 0.8 | 365 | 10.5711 | 0.17453 | 10 | 0.74561
77774 | 10.385 | 0.8 | 365 | 9.5048 | 0.038746 | 9 | 0.54356
77776 | 7.705 | 0.8 | 365 | 7.052 | 0.12552 | 7 | 0.17748
77778 | 13 | 0.8 | 365 | 11.8982 | 0.83281 | 12 | 0.73099
77756 | 2.24 | 0.8 | 365 | 2.0501 | 0.10658 | 2 | 0.15672
77780 | 7.04 | 0.8 | 365 | 6.4433 | 0.90638 | 7 | 0.3497
77765 | 10.73 | 0.8 | 365 | 9.8206 | 0.67123 | 10 | 0.49181
77788 | 7.41 | 0.8 | 365 | 6.782 | 0.5847 | 7 | 0.36666
77791 | 8.76 | 0.8 | 365 | 8.0175 | 0.059645 | 8 | 0.077189
77792 | 5.11 | 0.8 | 365 | 4.6769 | 0.36813 | 5 | 0.045027
77793 | 10.23 | 0.8 | 365 | 9.363 | 0.75459 | 10 | 0.11754
77794 | 2.86 | 0.8 | 365 | 2.6176 | 0.24322 | 2 | 0.86082
77796 | 5.98 | 0.8 | 365 | 5.4732 | 0.96309 | 6 | 0.43625
77797 | 10.545 | 0.8 | 365 | 9.6513 | 0.33207 | 9 | 0.98333
77798 | 4.68 | 0.8 | 365 | 4.2833 | 0.57981 | 4 | 0.86316
77799 | 5.985 | 0.8 | 365 | 5.4777 | 0.97226 | 6 | 0.45
77800 | 11.34 | 0.8 | 365 | 10.3789 | 0.78954 | 11 | 0.16842
77801 | 5.13 | 0.8 | 365 | 4.6952 | 0.40479 | 5 | 0.099998
77795 | 10.26 | 0.8 | 365 | 9.3904 | 0.80958 | 10 | 0.2
77804 | 16.2 | 0.8 | 365 | 14.827 | 0.69934 | 15 | 0.52631
77802 | 8.96 | 0.8 | 365 | 8.2006 | 0.4263 | 8 | 0.6269
34718 | 148.72 | 1 | 365 | 170.144 | 0.80913 | 170 | 0.95314
77805 | 5.355 | 0.8 | 365 | 4.9011 | 0.81728 | 5 | 0.71842
77806 | 5.985 | 0.8 | 365 | 5.4777 | 0.97226 | 6 | 0.45
77807 | 4.27 | 0.8 | 365 | 3.9081 | 0.82816 | 4 | 0.73626
77808 | 31.62 | 0.6 | 365 | 21.705 | 0.47654 | 22 | 0.18157
77709 | 2.805 | 0.8 | 365 | 2.5673 | 0.14239 | 2 | 0.70965
77606 | 3.25 | 0.8 | 365 | 2.9745 | 0.9582 | 3 | 0.93275
77628 | 3.12 | 0.8 | 365 | 2.8556 | 0.71987 | 3 | 0.57544
77630 | 3.6 | 0.8 | 365 | 3.2949 | 0.59985 | 3 | 0.89474
77588 | 7.84 | 0.8 | 365 | 7.1755 | 0.37302 | 7 | 0.54853
77820 | 6.72 | 0.8 | 365 | 6.1504 | 0.31973 | 6 | 0.47017
77817 | 6.09 | 0.8 | 365 | 5.5738 | 0.16475 | 5 | 0.73859
77823 | 8.82 | 0.8 | 365 | 8.0725 | 0.16964 | 8 | 0.2421
77822 | 11.76 | 0.8 | 365 | 10.7633 | 0.55952 | 11 | 0.3228
77824 | 6.96 | 0.8 | 365 | 6.3701 | 0.75972 | 7 | 0.12982
77825 | 5.94 | 0.8 | 365 | 5.4366 | 0.88976 | 6 | 0.32631
77826 | 6.4 | 0.8 | 365 | 5.8576 | 0.73307 | 6 | 0.59064
77829 | 6.9 | 0.8 | 365 | 6.3152 | 0.64972 | 6 | 0.96491
77828 | 3.6 | 0.8 | 365 | 3.2949 | 0.59985 | 3 | 0.89474
77833 | 3.38 | 0.8 | 365 | 3.0935 | 0.19653 | 3 | 0.29006
77834 | 2.1 | 0.8 | 365 | 1.922 | 0.84991 | 2 | 0.77193
77836 | 11.7 | 0.8 | 365 | 10.7084 | 0.44953 | 11 | 0.15789
77837 | 10.5 | 0.8 | 365 | 9.6101 | 0.24957 | 9 | 0.85964
77838 | 9.45 | 0.8 | 365 | 8.6491 | 0.32462 | 8 | 0.97368
77839 | 12.2 | 0.8 | 365 | 11.166 | 0.36617 | 11 | 0.53216
77840 | 3.135 | 0.8 | 365 | 2.8693 | 0.74737 | 3 | 0.61667
77841 | 11.055 | 0.8 | 365 | 10.118 | 0.26705 | 10 | 0.38508
77843 | 12.06 | 0.8 | 365 | 11.0379 | 0.10951 | 11 | 0.14736
77220 | 5.88 | 0.8 | 365 | 5.3816 | 0.77976 | 6 | 0.1614
77856 | 9 | 0.8 | 365 | 8.2372 | 0.49964 | 8 | 0.73684
77361 | 7.56 | 0.8 | 365 | 6.9193 | 0.85969 | 7 | 0.77894
77858 | 6.6 | 0.8 | 365 | 6.0406 | 0.099732 | 6 | 0.14035
77859 | 3.975 | 0.8 | 365 | 3.6381 | 0.28734 | 3 | 0.92544
77860 | 8.55 | 0.8 | 365 | 7.8253 | 0.67465 | 8 | 0.5
77861 | 8.265 | 0.8 | 365 | 7.5645 | 0.15216 | 7 | 0.71666
77862 | 5.7 | 0.8 | 365 | 5.2169 | 0.44977 | 5 | 0.66666
77863 | 4.56 | 0.8 | 365 | 4.1735 | 0.35982 | 4 | 0.53333
77864 | 10.26 | 0.8 | 365 | 9.3904 | 0.80958 | 10 | 0.2
77865 | 3.77 | 0.8 | 365 | 3.4505 | 0.91151 | 4 | 0.36199
77866 | 2.34 | 0.8 | 365 | 2.1417 | 0.28991 | 2 | 0.43158
77867 | 3.705 | 0.8 | 365 | 3.391 | 0.79235 | 4 | 0.18333
77869 | 3.42 | 0.8 | 365 | 3.1301 | 0.26986 | 3 | 0.4
77870 | 4.845 | 0.8 | 365 | 4.4344 | 0.8823 | 5 | 0.31666
77871 | 9.69 | 0.8 | 365 | 8.8687 | 0.76461 | 9 | 0.63333
77785 | 3.06 | 1 | 365 | 3.5008 | 0.012345 | 3 | 0.51316
77872 | 6 | 0.8 | 365 | 5.4915 | 0.99976 | 6 | 0.49123
51500 | 1335.6 | 1 | 365 | 1528.0012 | 0.68233 | 1528 | 0.68352
77750 | 11.05 | 0.8 | 365 | 10.1135 | 0.25789 | 10 | 0.37134
77878 | 4.32 | 0.8 | 365 | 3.9539 | 0.91982 | 4 | 0.87368
77736 | 7.5 | 0.8 | 365 | 6.8643 | 0.7497 | 7 | 0.61403
77868 | 5.94 | 0.8 | 365 | 5.4366 | 0.88976 | 6 | 0.32631
77883 | 13.515 | 1 | 365 | 15.4619 | 0.97119 | 16 | 0.43311
35219 | 38.92 | 0.8 | 365 | 35.6213 | 0.35176 | 35 | 0.97308
35176 | 32.48 | 0.8 | 365 | 29.7272 | 0.54535 | 30 | 0.2725
35186 | 25.76 | 0.8 | 365 | 23.5767 | 0.22562 | 23 | 0.80233
35216 | 34.44 | 0.8 | 365 | 31.521 | 0.1386 | 31 | 0.65963
77432 | 11.385 | 0.8 | 365 | 10.4201 | 0.87204 | 11 | 0.2921
75215 | 10.5 | 0.8 | 365 | 9.6101 | 0.24957 | 9 | 0.85964
77417 | 7.92 | 0.8 | 365 | 7.2487 | 0.51968 | 7 | 0.76842
77371 | 12.9 | 0.8 | 365 | 11.8067 | 0.64948 | 12 | 0.45614
77370 | 2.32 | 0.8 | 365 | 2.1234 | 0.25324 | 2 | 0.37661
64216 | 224.44 | 0.9 | 365 | 231.0947 | 0.89727 | 231 | 0.992
77472 | 4.675 | 0.8 | 365 | 4.2788 | 0.57064 | 4 | 0.84941
77495 | 5.985 | 0.8 | 365 | 5.4777 | 0.97226 | 6 | 0.45
77497 | 9.6 | 0.8 | 365 | 8.7864 | 0.59961 | 9 | 0.38596
77516 | 6.9 | 0.8 | 365 | 6.3152 | 0.64972 | 6 | 0.96491
77523 | 5.4 | 0.8 | 365 | 4.9423 | 0.89978 | 5 | 0.8421
77286 | 12.285 | 0.8 | 365 | 11.2438 | 0.522 | 11 | 0.76578
77586 | 7.8 | 0.8 | 365 | 7.1389 | 0.29968 | 7 | 0.43859
77656 | 9.52 | 0.8 | 365 | 8.7131 | 0.45295 | 9 | 0.16608
77671 | 7.59 | 0.8 | 365 | 6.9467 | 0.91469 | 7 | 0.8614
77708 | 12.2 | 0.8 | 365 | 11.166 | 0.36617 | 11 | 0.53216
77830 | 6 | 0.8 | 365 | 5.4915 | 0.99976 | 6 | 0.49123
71006 | 11.89 | 0.8 | 365 | 10.8823 | 0.79785 | 11 | 0.68011
77518 | 4.55 | 0.8 | 365 | 4.1644 | 0.34148 | 4 | 0.50585
77813 | 7.04 | 0.8 | 365 | 6.4433 | 0.90638 | 7 | 0.3497
77142 | 5.4 | 0.8 | 365 | 4.9423 | 0.89978 | 5 | 0.8421
77642 | 51.255 | 0.6 | 365 | 35.1832 | 0.47407 | 35 | 0.65722
44562 | 2188.8 | 1 | 365 | 2504.1098 | 0.8891 | 2504 | 0.99887
75887 | 41.34 | 0.9 | 365 | 42.5657 | 0.26186 | 42 | 0.82761
77435 | 5.8 | 0.8 | 365 | 5.3084 | 0.6331 | 5 | 0.94152
77769 | 3.78 | 0.8 | 365 | 3.4596 | 0.92985 | 4 | 0.38947
77423 | 7.59 | 0.8 | 365 | 6.9467 | 0.91469 | 7 | 0.8614
77882 | 6.3 | 0.8 | 365 | 5.766 | 0.54974 | 6 | 0.31579
35538 | 2822.04 | 0.8 | 365 | 2582.8574 | 0.62561 | 2583 | 0.48305
77544 | 13.5 | 0.8 | 365 | 12.3558 | 0.74945 | 13 | 0.10526
77884 | 7.848 | 0.8 | 365 | 7.1828 | 0.38768 | 7 | 0.57052
77886 | 7.59 | 0.8 | 365 | 6.9467 | 0.91469 | 7 | 0.8614
77887 | 11.39 | 0.8 | 365 | 10.4246 | 0.8812 | 11 | 0.30584
77888 | 6.615 | 0.8 | 365 | 6.0543 | 0.12723 | 6 | 0.18158
77890 | 7.92 | 0.8 | 365 | 7.2487 | 0.51968 | 7 | 0.76842
77892 | 5.36 | 0.8 | 365 | 4.9057 | 0.82645 | 5 | 0.73216
77893 | 5.76 | 0.8 | 365 | 5.2718 | 0.55977 | 5 | 0.83158
77895 | 6.6 | 0.8 | 365 | 6.0406 | 0.099732 | 6 | 0.14035
77897 | 12.825 | 0.8 | 365 | 11.738 | 0.51198 | 12 | 0.24999
77899 | 9.24 | 0.8 | 365 | 8.4569 | 0.93963 | 9 | 0.39649
77900 | 4.845 | 0.8 | 365 | 4.4344 | 0.8823 | 5 | 0.31666
77902 | 9.6 | 0.8 | 365 | 8.7864 | 0.59961 | 9 | 0.38596
77903 | 8.32 | 0.8 | 365 | 7.6148 | 0.253 | 7 | 0.86783
77906 | 10.8 | 0.8 | 365 | 9.8846 | 0.79956 | 10 | 0.68421
77907 | 7.035 | 0.8 | 365 | 6.4387 | 0.89721 | 7 | 0.33596
77908 | 24.84 | 0.8 | 365 | 22.7347 | 0.53899 | 23 | 0.27367
77909 | 6.4 | 0.8 | 365 | 5.8576 | 0.73307 | 6 | 0.59064
77910 | 9.36 | 0.8 | 365 | 8.5667 | 0.15962 | 8 | 0.72631
77911 | 10.15 | 0.8 | 365 | 9.2897 | 0.60792 | 9 | 0.89766
77913 | 8.37 | 0.8 | 365 | 7.6606 | 0.34466 | 8 | 0.0052597
77914 | 3.135 | 0.8 | 365 | 2.8693 | 0.74737 | 3 | 0.61667
77915 | 7.04 | 0.8 | 365 | 6.4433 | 0.90638 | 7 | 0.3497
77917 | 11.22 | 0.8 | 365 | 10.269 | 0.56955 | 10 | 0.83859
77916 | 13.395 | 0.8 | 365 | 12.2597 | 0.55696 | 12 | 0.81666
76004 | 10.36 | 0.8 | 365 | 9.4819 | 0.99291 | 10 | 0.47485
77919 | 3.6 | 0.8 | 365 | 3.2949 | 0.59985 | 3 | 0.89474
77920 | 8.71 | 0.8 | 365 | 7.9718 | 0.96798 | 8 | 0.93976
77921 | 5.7 | 0.8 | 365 | 5.2169 | 0.44977 | 5 | 0.66666
77918 | 12.6 | 0.8 | 365 | 11.5321 | 0.099489 | 11 | 0.63157
77922 | 7.37 | 0.8 | 365 | 6.7454 | 0.51137 | 7 | 0.25672
77924 | 8.96 | 0.8 | 365 | 8.2006 | 0.4263 | 8 | 0.6269
77925 | 8.04 | 0.8 | 365 | 7.3586 | 0.73967 | 8 | 0.098242
77927 | 11.2 | 0.8 | 365 | 10.2507 | 0.53288 | 10 | 0.78362
77928 | 8 | 0.8 | 365 | 7.322 | 0.66634 | 7 | 0.9883
35235 | 51.52 | 0.8 | 365 | 47.1534 | 0.45125 | 47 | 0.60466
77929 | 3.65 | 0.8 | 365 | 3.3406 | 0.69152 | 4 | 0.032162
77931 | 5.44 | 0.8 | 365 | 4.9789 | 0.97311 | 5 | 0.95204
34881 | 232 | 0.8 | 365 | 212.3368 | 0.32393 | 212 | 0.66072
35253 | 59.36 | 0.8 | 365 | 54.3289 | 0.82426 | 55 | 0.15319
77933 | 8.7 | 0.8 | 365 | 7.9626 | 0.94965 | 8 | 0.91228
77926 | 2.52 | 0.8 | 365 | 2.3064 | 0.6199 | 2 | 0.92631
77935 | 7.36 | 0.8 | 365 | 6.7362 | 0.49304 | 7 | 0.22924
77936 | 12.06 | 0.8 | 365 | 11.0379 | 0.10951 | 11 | 0.14736
77937 | 8.96 | 0.8 | 365 | 8.2006 | 0.4263 | 8 | 0.6269
77939 | 4.905 | 0.8 | 365 | 4.4893 | 0.9923 | 5 | 0.48158
77941 | 8.829 | 0.8 | 365 | 8.0807 | 0.18614 | 8 | 0.26684
74044 | 12.45 | 0.8 | 365 | 11.3948 | 0.8245 | 12 | 0.21929
77944 | 9.24 | 0.8 | 365 | 8.4569 | 0.93963 | 9 | 0.39649
77946 | 5.6 | 0.8 | 365 | 5.1254 | 0.26644 | 5 | 0.39181
77947 | 6.48 | 0.8 | 365 | 5.9308 | 0.87974 | 6 | 0.81052
77948 | 7.59 | 0.8 | 365 | 6.9467 | 0.91469 | 7 | 0.8614
77950 | 7.848 | 0.8 | 365 | 7.1828 | 0.38768 | 7 | 0.57052
77951 | 3.3 | 0.8 | 365 | 3.0203 | 0.049866 | 3 | 0.070174
77953 | 7 | 0.8 | 365 | 6.4067 | 0.83305 | 7 | 0.23976
77954 | 11.39 | 0.8 | 365 | 10.4246 | 0.8812 | 11 | 0.30584
77955 | 8.64 | 0.8 | 365 | 7.9077 | 0.83965 | 8 | 0.74736
32479 | 646.38 | 0.8 | 365 | 591.5959 | 0.0038001 | 591 | 0.59973
62380 | 3174.4 | 0.8 | 365 | 2905.3531 | 0.60466 | 2905 | 0.95776
77959 | 13.44 | 0.8 | 365 | 12.3009 | 0.63946 | 12 | 0.94035
77960 | 9.6 | 0.8 | 365 | 8.7864 | 0.59961 | 9 | 0.38596
77962 | 6.4 | 0.8 | 365 | 5.8576 | 0.73307 | 6 | 0.59064
77963 | 11.39 | 0.8 | 365 | 10.4246 | 0.8812 | 11 | 0.30584
77965 | 11.375 | 0.8 | 365 | 10.4109 | 0.85371 | 11 | 0.26462
77967 | 11.1 | 0.8 | 365 | 10.1592 | 0.34955 | 10 | 0.50877
77974 | 4.8 | 0.8 | 365 | 4.3932 | 0.79981 | 5 | 0.19298
76543 | 11.16 | 0.8 | 365 | 10.2141 | 0.45955 | 10 | 0.67368
76332 | 5.865 | 0.8 | 365 | 5.3679 | 0.75226 | 6 | 0.12017
76544 | 10.385 | 0.8 | 365 | 9.5048 | 0.038746 | 9 | 0.54356
76410 | 9.315 | 0.8 | 365 | 8.5255 | 0.077122 | 8 | 0.60263
77975 | 7 | 0.8 | 365 | 6.4067 | 0.83305 | 7 | 0.23976
76393 | 8.625 | 0.8 | 365 | 7.894 | 0.81215 | 8 | 0.70614
77976 | 9.483 | 0.8 | 365 | 8.6793 | 0.38512 | 9 | 0.064382
76394 | 11.16 | 0.8 | 365 | 10.2141 | 0.45955 | 10 | 0.67368
76414 | 8.71 | 0.8 | 365 | 7.9718 | 0.96798 | 8 | 0.93976
76408 | 11.16 | 0.8 | 365 | 10.2141 | 0.45955 | 10 | 0.67368
76296 | 7.194 | 0.8 | 365 | 6.5843 | 0.18871 | 6 | 0.77298
77977 | 9.045 | 0.8 | 365 | 8.2784 | 0.58213 | 8 | 0.86052
76391 | 4.14 | 0.8 | 365 | 3.7891 | 0.58983 | 4 | 0.37895
76600 | 6.54 | 0.8 | 365 | 5.9857 | 0.98973 | 6 | 0.97544
76416 | 7.92 | 0.8 | 365 | 7.2487 | 0.51968 | 7 | 0.76842
76602 | 11.16 | 0.8 | 365 | 10.2141 | 0.45955 | 10 | 0.67368
76412 | 5.52 | 0.8 | 365 | 5.0522 | 0.11978 | 5 | 0.17193
77978 | 9.38 | 0.8 | 365 | 8.585 | 0.19629 | 8 | 0.78128
76538 | 8.97 | 0.8 | 365 | 8.2097 | 0.44464 | 8 | 0.65438
76404 | 6.9 | 0.8 | 365 | 6.3152 | 0.64972 | 6 | 0.96491
76415 | 11.16 | 0.8 | 365 | 10.2141 | 0.45955 | 10 | 0.67368
76601 | 7.935 | 0.8 | 365 | 7.2625 | 0.54718 | 7 | 0.80965
76604 | 10.137 | 0.8 | 365 | 9.2778 | 0.58409 | 9 | 0.86193
76545 | 6.21 | 0.8 | 365 | 5.6837 | 0.38475 | 6 | 0.068418
76539 | 6.48 | 0.8 | 365 | 5.9308 | 0.87974 | 6 | 0.81052
77979 | 11.16 | 0.8 | 365 | 10.2141 | 0.45955 | 10 | 0.67368
77980 | 15 | 0.8 | 365 | 13.7287 | 0.49939 | 14 | 0.22806
77981 | 7.425 | 0.8 | 365 | 6.7957 | 0.6122 | 7 | 0.40789
77982 | 2.56 | 0.8 | 365 | 2.343 | 0.69323 | 3 | 0.036256
77983 | 21.6 | 0.8 | 365 | 19.7693 | 0.59912 | 20 | 0.36841
77984 | 7.37 | 0.8 | 365 | 6.7454 | 0.51137 | 7 | 0.25672
77985 | 8.58 | 0.8 | 365 | 7.8528 | 0.72965 | 8 | 0.58245
77986 | 3.66 | 0.8 | 365 | 3.3498 | 0.70985 | 4 | 0.059648
77987 | 8.64 | 0.8 | 365 | 7.9077 | 0.83965 | 8 | 0.74736
77988 | 8.64 | 0.8 | 365 | 7.9077 | 0.83965 | 8 | 0.74736
77989 | 6.1 | 0.8 | 365 | 5.583 | 0.18309 | 5 | 0.76608
77990 | 7.425 | 0.8 | 365 | 6.7957 | 0.6122 | 7 | 0.40789
77991 | 11.2 | 0.8 | 365 | 10.2507 | 0.53288 | 10 | 0.78362
77992 | 4.8 | 0.8 | 365 | 4.3932 | 0.79981 | 5 | 0.19298
32451 | 647.28 | 0.8 | 365 | 592.4197 | 0.65376 | 593 | 0.073418
77995 | 5.28 | 0.8 | 365 | 4.8325 | 0.67979 | 5 | 0.51228
77996 | 6.555 | 0.8 | 365 | 5.9994 | 0.017234 | 6 | 0.016664
77997 | 3.705 | 0.8 | 365 | 3.391 | 0.79235 | 4 | 0.18333
77998 | 11.685 | 0.8 | 365 | 10.6946 | 0.42203 | 11 | 0.11666
77999 | 3.96 | 0.8 | 365 | 3.6244 | 0.25984 | 3 | 0.88421
78002 | 9.9 | 0.8 | 365 | 9.0609 | 0.1496 | 9 | 0.21052
78003 | 6.6 | 0.8 | 365 | 6.0406 | 0.099732 | 6 | 0.14035
78005 | 9.9 | 0.8 | 365 | 9.0609 | 0.1496 | 9 | 0.21052
78006 | 5.4 | 0.8 | 365 | 4.9423 | 0.89978 | 5 | 0.8421
78007 | 7 | 0.8 | 365 | 6.4067 | 0.83305 | 7 | 0.23976
78009 | 9.35 | 0.8 | 365 | 8.5575 | 0.14129 | 8 | 0.69883
78004 | 13.5 | 0.8 | 365 | 12.3558 | 0.74945 | 13 | 0.10526
78011 | 3.3 | 0.8 | 365 | 3.0203 | 0.049866 | 3 | 0.070174
78018 | 3.575 | 0.8 | 365 | 3.272 | 0.55402 | 3 | 0.82602
78020 | 6.3 | 0.8 | 365 | 5.766 | 0.54974 | 6 | 0.31579
78023 | 6.6 | 0.8 | 365 | 6.0406 | 0.099732 | 6 | 0.14035
78026 | 3.9 | 0.8 | 365 | 3.5695 | 0.14984 | 3 | 0.7193
78029 | 8.45 | 0.8 | 365 | 7.7338 | 0.49132 | 8 | 0.22514
77639 | 7.83 | 0.8 | 365 | 7.1664 | 0.35468 | 7 | 0.52105
77768 | 12.6 | 0.8 | 365 | 11.5321 | 0.099489 | 11 | 0.63157
78030 | 5.4 | 0.8 | 365 | 4.9423 | 0.89978 | 5 | 0.8421
78033 | 8.32 | 0.8 | 365 | 7.6148 | 0.253 | 7 | 0.86783
78034 | 7.59 | 0.8 | 365 | 6.9467 | 0.91469 | 7 | 0.8614
77693 | 12.87 | 0.8 | 365 | 11.7792 | 0.59448 | 12 | 0.37368
78035 | 9.24 | 0.8 | 365 | 8.4569 | 0.93963 | 9 | 0.39649
78037 | 5.76 | 0.8 | 365 | 5.2718 | 0.55977 | 5 | 0.83158
78038 | 8.99 | 0.8 | 365 | 8.2281 | 0.4813 | 8 | 0.70935
78039 | 6.7 | 0.8 | 365 | 6.1321 | 0.28306 | 6 | 0.4152
78040 | 4.48 | 0.8 | 365 | 4.1003 | 0.21315 | 4 | 0.31345
78041 | 3.35 | 0.8 | 365 | 3.0661 | 0.14153 | 3 | 0.2076
78042 | 11.84 | 0.8 | 365 | 10.8365 | 0.70619 | 11 | 0.54269
78043 | 6.365 | 0.8 | 365 | 5.8255 | 0.66891 | 6 | 0.49444
77614 | 3.77 | 0.8 | 365 | 3.4505 | 0.91151 | 4 | 0.36199
78025 | 12.88 | 0.8 | 365 | 11.7884 | 0.61281 | 12 | 0.40116
78046 | 6 | 0.8 | 365 | 5.4915 | 0.99976 | 6 | 0.49123
35630 | 1964.16 | 0.8 | 365 | 1797.6872 | 0.88039 | 1798 | 0.56761
35225 | 41.16 | 0.8 | 365 | 37.6715 | 0.45833 | 38 | 0.12981
77649 | 7.475 | 0.8 | 365 | 6.8415 | 0.70386 | 7 | 0.54532
77598 | 7.56 | 0.8 | 365 | 6.9193 | 0.85969 | 7 | 0.77894
78062 | 8.1 | 0.8 | 365 | 7.4135 | 0.84967 | 8 | 0.26315
77942 | 9.72 | 0.8 | 365 | 8.8962 | 0.81961 | 9 | 0.71579
78013 | 2.6 | 0.8 | 365 | 2.3796 | 0.76656 | 3 | 0.1462
78066 | 5.4 | 0.8 | 365 | 4.9423 | 0.89978 | 5 | 0.8421
78069 | 9.9 | 0.8 | 365 | 9.0609 | 0.1496 | 9 | 0.21052
65679 | 12.24 | 0.8 | 365 | 11.2026 | 0.4395 | 11 | 0.6421
78072 | 6.5 | 0.8 | 365 | 5.9491 | 0.9164 | 6 | 0.86549
78076 | 9.8 | 0.8 | 365 | 8.9694 | 0.96627 | 9 | 0.93567
78078 | 3.63 | 0.8 | 365 | 3.3223 | 0.65485 | 3 | 0.97719
78080 | 4.485 | 0.8 | 365 | 4.1049 | 0.22232 | 4 | 0.32719
78082 | 12.6 | 0.8 | 365 | 11.5321 | 0.099489 | 11 | 0.63157
78085 | 6.7 | 0.8 | 365 | 6.1321 | 0.28306 | 6 | 0.4152
78089 | 4.725 | 0.8 | 365 | 4.3245 | 0.66231 | 4 | 0.98684
78092 | 8.7 | 0.8 | 365 | 7.9626 | 0.94965 | 8 | 0.91228
78094 | 7.2 | 0.8 | 365 | 6.5898 | 0.19971 | 6 | 0.78947
78096 | 5.6 | 0.8 | 365 | 5.1254 | 0.26644 | 5 | 0.39181
78098 | 8.54 | 0.8 | 365 | 7.8162 | 0.65632 | 8 | 0.47251
78099 | 3.52 | 1 | 365 | 4.0271 | 0.066488 | 4 | 0.093565
78100 | 9.52 | 0.8 | 365 | 8.7131 | 0.45295 | 9 | 0.16608
78101 | 8.4 | 0.8 | 365 | 7.6881 | 0.39966 | 8 | 0.087716
78102 | 9.9 | 0.8 | 365 | 9.0609 | 0.1496 | 9 | 0.21052
78103 | 7.2 | 0.8 | 365 | 6.5898 | 0.19971 | 6 | 0.78947
78104 | 12.6 | 0.8 | 365 | 11.5321 | 0.099489 | 11 | 0.63157
78105 | 5.44 | 0.8 | 365 | 4.9789 | 0.97311 | 5 | 0.95204
78107 | 7.14 | 0.8 | 365 | 6.5348 | 0.089711 | 6 | 0.62456
77876 | 4.16 | 1 | 365 | 4.7593 | 0.53312 | 5 | 0.2924
78109 | 8.25 | 0.8 | 365 | 7.5508 | 0.12467 | 7 | 0.67544
77720 | 10.725 | 0.8 | 365 | 9.816 | 0.66207 | 10 | 0.47807
77816 | 13.44 | 0.8 | 365 | 12.3009 | 0.63946 | 12 | 0.94035
78114 | 5.2 | 0.8 | 365 | 4.7593 | 0.53312 | 5 | 0.2924
77406 | 8.265 | 0.8 | 365 | 7.5645 | 0.15216 | 7 | 0.71666
77583 | 10.92 | 0.8 | 365 | 9.9945 | 0.019557 | 10 | 0.014031
77602 | 10.26 | 0.8 | 365 | 9.3904 | 0.80958 | 10 | 0.2
78129 | 10.08 | 0.8 | 365 | 9.2257 | 0.47959 | 9 | 0.70526
65247 | 67.65 | 1 | 365 | 77.3954 | 0.027822 | 77 | 0.42321
65249 | 33.825 | 0.9 | 365 | 34.8279 | 0.76252 | 35 | 0.59044
78130 | 7.68 | 0.8 | 365 | 7.0291 | 0.079689 | 7 | 0.10877
78131 | 4.64 | 0.8 | 365 | 4.2467 | 0.50648 | 4 | 0.75321
78134 | 8.835 | 0.8 | 365 | 8.0862 | 0.19714 | 8 | 0.28333
78136 | 6.213 | 0.8 | 365 | 5.6864 | 0.39025 | 6 | 0.076664
78137 | 5.025 | 0.8 | 365 | 4.5991 | 0.2123 | 4 | 0.8114
78138 | 5.76 | 0.8 | 365 | 5.2718 | 0.55977 | 5 | 0.83158
78141 | 9.6 | 0.8 | 365 | 8.7864 | 0.59961 | 9 | 0.38596
78144 | 7 | 0.8 | 365 | 6.4067 | 0.83305 | 7 | 0.23976
78148 | 3.42 | 0.8 | 365 | 3.1301 | 0.26986 | 3 | 0.4
78149 | 8.12 | 0.8 | 365 | 7.4318 | 0.88634 | 8 | 0.31813
78153 | 15.042 | 0.8 | 365 | 13.7671 | 0.57639 | 14 | 0.3435
77857 | 9.69 | 0.8 | 365 | 8.8687 | 0.76461 | 9 | 0.63333
78158 | 6.16 | 0.8 | 365 | 5.6379 | 0.29308 | 5 | 0.93099
78115 | 7.975 | 0.8 | 365 | 7.2991 | 0.62051 | 7 | 0.91959
78163 | 6.93 | 0.8 | 365 | 6.3426 | 0.70472 | 7 | 0.047366
78166 | 5.7 | 0.8 | 365 | 5.2169 | 0.44977 | 5 | 0.66666
78167 | 3.575 | 0.8 | 365 | 3.272 | 0.55402 | 3 | 0.82602
78171 | 9.28 | 0.8 | 365 | 8.4935 | 0.012957 | 8 | 0.50643
78164 | 4.64 | 0.8 | 365 | 4.2467 | 0.50648 | 4 | 0.75321
64951 | 81.9 | 0.7 | 365 | 65.5887 | 0.37835 | 65 | 0.96708
78021 | 7.56 | 0.8 | 365 | 6.9193 | 0.85969 | 7 | 0.77894
78172 | 4.32 | 0.8 | 365 | 3.9539 | 0.91982 | 4 | 0.87368
77889 | 5.76 | 0.8 | 365 | 5.2718 | 0.55977 | 5 | 0.83158
77891 | 14.28 | 0.8 | 365 | 13.0697 | 0.17942 | 13 | 0.24912
77940 | 8.64 | 0.8 | 365 | 7.9077 | 0.83965 | 8 | 0.74736
77949 | 5.232 | 0.8 | 365 | 4.7886 | 0.59179 | 5 | 0.38035
77964 | 5.4 | 0.8 | 365 | 4.9423 | 0.89978 | 5 | 0.8421
77898 | 4.875 | 0.8 | 365 | 4.4618 | 0.9373 | 5 | 0.39912
78108 | 7.975 | 0.8 | 365 | 7.2991 | 0.62051 | 7 | 0.91959
78112 | 8.67 | 0.8 | 365 | 7.9352 | 0.89465 | 8 | 0.82982
78113 | 12 | 0.8 | 365 | 10.9829 | 0.99951 | 11 | 0.98245
78095 | 4.48 | 0.8 | 365 | 4.1003 | 0.21315 | 4 | 0.31345
77703 | 11.48 | 0.8 | 365 | 10.507 | 0.046201 | 10 | 0.55321
78132 | 10.07 | 0.8 | 365 | 9.2165 | 0.46126 | 9 | 0.67777
78133 | 9.54 | 0.8 | 365 | 8.7314 | 0.48961 | 9 | 0.22105
78135 | 12.21 | 0.8 | 365 | 11.1751 | 0.38451 | 11 | 0.55964
78142 | 16.53 | 0.8 | 365 | 15.129 | 0.30433 | 15 | 0.43333
78143 | 5.7 | 0.8 | 365 | 5.2169 | 0.44977 | 5 | 0.66666
78146 | 7.59 | 0.8 | 365 | 6.9467 | 0.91469 | 7 | 0.8614
78150 | 12.54 | 0.8 | 365 | 11.4772 | 0.98949 | 12 | 0.46666
78152 | 10.05 | 0.8 | 365 | 9.1982 | 0.42459 | 9 | 0.6228
78155 | 12.18 | 0.8 | 365 | 11.1477 | 0.32951 | 11 | 0.47719
77009 | 4.845 | 0.8 | 365 | 4.4344 | 0.8823 | 5 | 0.31666
77972 | 4.275 | 0.8 | 365 | 3.9127 | 0.83733 | 4 | 0.75
77006 | 6.27 | 0.8 | 365 | 5.7386 | 0.49475 | 6 | 0.23333
78010 | 3.42 | 0.8 | 365 | 3.1301 | 0.26986 | 3 | 0.4
77166 | 5.415 | 0.8 | 365 | 4.9561 | 0.92728 | 5 | 0.88333
78017 | 8.4 | 0.8 | 365 | 7.6881 | 0.39966 | 8 | 0.087716
77966 | 4.06 | 0.8 | 365 | 3.7159 | 0.44317 | 4 | 0.15906
77970 | 2.32 | 0.8 | 365 | 2.1234 | 0.25324 | 2 | 0.37661
75777 | 5.7 | 0.8 | 365 | 5.2169 | 0.44977 | 5 | 0.66666
78019 | 7.41 | 0.8 | 365 | 6.782 | 0.5847 | 7 | 0.36666
77533 | 5.13 | 0.8 | 365 | 4.6952 | 0.40479 | 5 | 0.099998
75913 | 7.98 | 0.8 | 365 | 7.3037 | 0.62968 | 7 | 0.93333
77653 | 7.41 | 0.8 | 365 | 6.782 | 0.5847 | 7 | 0.36666
78022 | 7.41 | 0.8 | 365 | 6.782 | 0.5847 | 7 | 0.36666
77492 | 8.265 | 0.8 | 365 | 7.5645 | 0.15216 | 7 | 0.71666
77973 | 3.48 | 0.8 | 365 | 3.1851 | 0.37986 | 3 | 0.56491
77354 | 5.7 | 0.8 | 365 | 5.2169 | 0.44977 | 5 | 0.66666
76514 | 4.275 | 0.8 | 365 | 3.9127 | 0.83733 | 4 | 0.75
74825 | 9.8 | 0.8 | 365 | 8.9694 | 0.96627 | 9 | 0.93567
77880 | 5.985 | 0.8 | 365 | 5.4777 | 0.97226 | 6 | 0.45
76553 | 9.52 | 0.8 | 365 | 8.7131 | 0.45295 | 9 | 0.16608
78036 | 7.84 | 0.8 | 365 | 7.1755 | 0.37302 | 7 | 0.54853
75069 | 3.92 | 0.8 | 365 | 3.5878 | 0.18651 | 3 | 0.77427
77526 | 6.84 | 0.8 | 365 | 6.2603 | 0.53972 | 6 | 0.8
76507 | 2.85 | 0.8 | 365 | 2.6084 | 0.22488 | 2 | 0.83333
77648 | 8.265 | 0.8 | 365 | 7.5645 | 0.15216 | 7 | 0.71666
77958 | 7.125 | 0.8 | 365 | 6.5211 | 0.062211 | 6 | 0.58333
77070 | 7.56 | 0.8 | 365 | 6.9193 | 0.85969 | 7 | 0.77894
76637 | 5.13 | 0.8 | 365 | 4.6952 | 0.40479 | 5 | 0.099998
77528 | 5.13 | 0.8 | 365 | 4.6952 | 0.40479 | 5 | 0.099998
77334 | 8.55 | 0.8 | 365 | 7.8253 | 0.67465 | 8 | 0.5
77547 | 5.7 | 0.8 | 365 | 5.2169 | 0.44977 | 5 | 0.66666
77971 | 3.77 | 0.8 | 365 | 3.4505 | 0.91151 | 4 | 0.36199
78014 | 5.04 | 0.8 | 365 | 4.6128 | 0.2398 | 4 | 0.85263
77157 | 13.395 | 0.8 | 365 | 12.2597 | 0.55696 | 12 | 0.81666
76031 | 5.7 | 0.8 | 365 | 5.2169 | 0.44977 | 5 | 0.66666
77777 | 7.125 | 0.8 | 365 | 6.5211 | 0.062211 | 6 | 0.58333
78024 | 3.92 | 0.8 | 365 | 3.5878 | 0.18651 | 3 | 0.77427
77849 | 8.835 | 0.8 | 365 | 8.0862 | 0.19714 | 8 | 0.28333
78159 | 8.25 | 0.8 | 365 | 7.5508 | 0.12467 | 7 | 0.67544
76366 | 3.42 | 0.8 | 365 | 3.1301 | 0.26986 | 3 | 0.4
78027 | 3.99 | 0.8 | 365 | 3.6518 | 0.31484 | 3 | 0.96667
77487 | 5.13 | 0.8 | 365 | 4.6952 | 0.40479 | 5 | 0.099998
77007 | 3.135 | 0.8 | 365 | 2.8693 | 0.74737 | 3 | 0.61667
75912 | 2.915 | 0.8 | 365 | 2.6679 | 0.34405 | 3 | 0.011987
75649 | 2.52 | 0.8 | 365 | 2.3064 | 0.6199 | 2 | 0.92631
77541 | 11.97 | 0.8 | 365 | 10.9555 | 0.94451 | 11 | 0.9
77331 | 2.8 | 0.8 | 365 | 2.5627 | 0.13322 | 2 | 0.69591
76774 | 4.275 | 0.8 | 365 | 3.9127 | 0.83733 | 4 | 0.75
75400 | 2.85 | 0.8 | 365 | 2.6084 | 0.22488 | 2 | 0.83333
77645 | 3.705 | 0.8 | 365 | 3.391 | 0.79235 | 4 | 0.18333
78015 | 4.2 | 0.8 | 365 | 3.844 | 0.69983 | 4 | 0.54386
77290 | 12.255 | 0.8 | 365 | 11.2163 | 0.467 | 11 | 0.68333
75406 | 7.84 | 0.8 | 365 | 7.1755 | 0.37302 | 7 | 0.54853
77163 | 4.845 | 0.8 | 365 | 4.4344 | 0.8823 | 5 | 0.31666
75051 | 5.88 | 0.8 | 365 | 5.3816 | 0.77976 | 6 | 0.1614
77326 | 4.845 | 0.8 | 365 | 4.4344 | 0.8823 | 5 | 0.31666
77457 | 9.405 | 0.8 | 365 | 8.6079 | 0.24212 | 8 | 0.85
77154 | 10.64 | 0.8 | 365 | 9.7382 | 0.50624 | 10 | 0.24444
76521 | 11.97 | 0.8 | 365 | 10.9555 | 0.94451 | 11 | 0.9
78093 | 6.27 | 0.8 | 365 | 5.7386 | 0.49475 | 6 | 0.23333
77338 | 6.27 | 0.8 | 365 | 5.7386 | 0.49475 | 6 | 0.23333
77507 | 7.41 | 0.8 | 365 | 6.782 | 0.5847 | 7 | 0.36666
76268 | 9.12 | 0.8 | 365 | 8.347 | 0.71963 | 9 | 0.066663
76547 | 5.415 | 0.8 | 365 | 4.9561 | 0.92728 | 5 | 0.88333
77475 | 7.695 | 0.8 | 365 | 7.0428 | 0.10719 | 7 | 0.15
78119 | 4.93 | 0.8 | 365 | 4.5122 | 0.038134 | 4 | 0.55029
77930 | 4.64 | 0.8 | 365 | 4.2467 | 0.50648 | 4 | 0.75321
77600 | 12.88 | 0.8 | 365 | 11.7884 | 0.61281 | 12 | 0.40116
77531 | 8.265 | 0.8 | 365 | 7.5645 | 0.15216 | 7 | 0.71666
75880 | 10.83 | 0.8 | 365 | 9.9121 | 0.85456 | 10 | 0.76666
77969 | 8.265 | 0.8 | 365 | 7.5645 | 0.15216 | 7 | 0.71666
74913 | 6.44 | 0.8 | 365 | 5.8942 | 0.80641 | 6 | 0.70058
77524 | 7.28 | 0.8 | 365 | 6.663 | 0.34637 | 7 | 0.0093537
77551 | 3.77 | 0.8 | 365 | 3.4505 | 0.91151 | 4 | 0.36199
76916 | 12.6 | 0.8 | 365 | 11.5321 | 0.099489 | 11 | 0.63157
74977 | 6.72 | 0.8 | 365 | 6.1504 | 0.31973 | 6 | 0.47017
76039 | 8.4 | 0.8 | 365 | 7.6881 | 0.39966 | 8 | 0.087716
76563 | 6.16 | 0.8 | 365 | 5.6379 | 0.29308 | 5 | 0.93099
74861 | 6.72 | 0.8 | 365 | 6.1504 | 0.31973 | 6 | 0.47017
77485 | 5.88 | 0.8 | 365 | 5.3816 | 0.77976 | 6 | 0.1614
74909 | 7 | 0.8 | 365 | 6.4067 | 0.83305 | 7 | 0.23976
75779 | 5.13 | 0.8 | 365 | 4.6952 | 0.40479 | 5 | 0.099998
77663 | 8.835 | 0.8 | 365 | 8.0862 | 0.19714 | 8 | 0.28333
77534 | 9.975 | 0.8 | 365 | 9.1296 | 0.2871 | 9 | 0.41666
77553 | 4.275 | 0.8 | 365 | 3.9127 | 0.83733 | 4 | 0.75
74911 | 6.16 | 0.8 | 365 | 5.6379 | 0.29308 | 5 | 0.93099
77454 | 8.835 | 0.8 | 365 | 8.0862 | 0.19714 | 8 | 0.28333
77613 | 4.845 | 0.8 | 365 | 4.4344 | 0.8823 | 5 | 0.31666
74865 | 3.42 | 0.8 | 365 | 3.1301 | 0.26986 | 3 | 0.4
76449 | 8.12 | 0.8 | 365 | 7.4318 | 0.88634 | 8 | 0.31813
74863 | 5.88 | 0.8 | 365 | 5.3816 | 0.77976 | 6 | 0.1614
77349 | 5.7 | 0.8 | 365 | 5.2169 | 0.44977 | 5 | 0.66666
76458 | 11.685 | 0.8 | 365 | 10.6946 | 0.42203 | 11 | 0.11666
77728 | 4.56 | 0.8 | 365 | 4.1735 | 0.35982 | 4 | 0.53333
77731 | 5.985 | 0.8 | 365 | 5.4777 | 0.97226 | 6 | 0.45
74823 | 10.08 | 0.8 | 365 | 9.2257 | 0.47959 | 9 | 0.70526
76270 | 4.2 | 0.8 | 365 | 3.844 | 0.69983 | 4 | 0.54386
77501 | 4.56 | 0.8 | 365 | 4.1735 | 0.35982 | 4 | 0.53333
74826 | 8.265 | 0.8 | 365 | 7.5645 | 0.15216 | 7 | 0.71666
78088 | 6.84 | 0.8 | 365 | 6.2603 | 0.53972 | 6 | 0.8
77469 | 9.405 | 0.8 | 365 | 8.6079 | 0.24212 | 8 | 0.85
77480 | 5.7 | 0.8 | 365 | 5.2169 | 0.44977 | 5 | 0.66666
77912 | 6.555 | 0.8 | 365 | 5.9994 | 0.017234 | 6 | 0.016664
74870 | 9.24 | 0.8 | 365 | 8.4569 | 0.93963 | 9 | 0.39649
77607 | 2.28 | 0.8 | 365 | 2.0868 | 0.17991 | 2 | 0.26667
75422 | 10.08 | 0.8 | 365 | 9.2257 | 0.47959 | 9 | 0.70526
74873 | 5.04 | 0.8 | 365 | 4.6128 | 0.2398 | 4 | 0.85263
77372 | 3.12 | 0.8 | 365 | 2.8556 | 0.71987 | 3 | 0.57544
77810 | 4.275 | 0.8 | 365 | 3.9127 | 0.83733 | 4 | 0.75
77463 | 5.7 | 0.8 | 365 | 5.2169 | 0.44977 | 5 | 0.66666
76036 | 6.84 | 0.8 | 365 | 6.2603 | 0.53972 | 6 | 0.8
76502 | 5.415 | 0.8 | 365 | 4.9561 | 0.92728 | 5 | 0.88333
74957 | 6.27 | 0.8 | 365 | 5.7386 | 0.49475 | 6 | 0.23333
75408 | 4.2 | 0.8 | 365 | 3.844 | 0.69983 | 4 | 0.54386
75671 | 9.8 | 0.8 | 365 | 8.9694 | 0.96627 | 9 | 0.93567
76515 | 6.555 | 0.8 | 365 | 5.9994 | 0.017234 | 6 | 0.016664
75457 | 3.36 | 0.8 | 365 | 3.0752 | 0.15986 | 3 | 0.23509
76966 | 5.985 | 0.8 | 365 | 5.4777 | 0.97226 | 6 | 0.45
75140 | 7.84 | 0.8 | 365 | 7.1755 | 0.37302 | 7 | 0.54853
75898 | 5.13 | 0.8 | 365 | 4.6952 | 0.40479 | 5 | 0.099998
74864 | 6.84 | 0.8 | 365 | 6.2603 | 0.53972 | 6 | 0.8
76409 | 5.04 | 0.8 | 365 | 4.6128 | 0.2398 | 4 | 0.85263
75885 | 7.41 | 0.8 | 365 | 6.782 | 0.5847 | 7 | 0.36666
75825 | 5.13 | 0.8 | 365 | 4.6952 | 0.40479 | 5 | 0.099998
76193 | 6.27 | 0.8 | 365 | 5.7386 | 0.49475 | 6 | 0.23333
78168 | 4.95 | 0.8 | 365 | 4.5305 | 0.074799 | 4 | 0.60526
77172 | 4.86 | 0.8 | 365 | 4.4481 | 0.9098 | 5 | 0.35789
77502 | 3.99 | 0.8 | 365 | 3.6518 | 0.31484 | 3 | 0.96667
74828 | 5.88 | 0.8 | 365 | 5.3816 | 0.77976 | 6 | 0.1614
77733 | 4.77 | 0.8 | 365 | 4.3657 | 0.74481 | 5 | 0.11052
75043 | 2.24 | 0.8 | 365 | 2.0501 | 0.10658 | 2 | 0.15672
78169 | 8.525 | 0.8 | 365 | 7.8025 | 0.62882 | 8 | 0.43128
77441 | 10.08 | 0.8 | 365 | 9.2257 | 0.47959 | 9 | 0.70526
76016 | 9.405 | 0.8 | 365 | 8.6079 | 0.24212 | 8 | 0.85
76564 | 6.72 | 0.8 | 365 | 6.1504 | 0.31973 | 6 | 0.47017
75385 | 9.52 | 0.8 | 365 | 8.7131 | 0.45295 | 9 | 0.16608
77353 | 8.835 | 0.8 | 365 | 8.0862 | 0.19714 | 8 | 0.28333
77419 | 4.56 | 0.8 | 365 | 4.1735 | 0.35982 | 4 | 0.53333
75459 | 4.48 | 0.8 | 365 | 4.1003 | 0.21315 | 4 | 0.31345
76395 | 5.88 | 0.8 | 365 | 5.3816 | 0.77976 | 6 | 0.1614
77431 | 3.42 | 0.8 | 365 | 3.1301 | 0.26986 | 3 | 0.4
77117 | 9.975 | 0.8 | 365 | 9.1296 | 0.2871 | 9 | 0.41666
77761 | 7.56 | 0.8 | 365 | 6.9193 | 0.85969 | 7 | 0.77894
76522 | 3.705 | 0.8 | 365 | 3.391 | 0.79235 | 4 | 0.18333
77622 | 6.27 | 0.8 | 365 | 5.7386 | 0.49475 | 6 | 0.23333
77695 | 9.8 | 0.8 | 365 | 8.9694 | 0.96627 | 9 | 0.93567
77783 | 4.56 | 0.8 | 365 | 4.1735 | 0.35982 | 4 | 0.53333
76852 | 2.24 | 0.8 | 365 | 2.0501 | 0.10658 | 2 | 0.15672
77525 | 4.56 | 0.8 | 365 | 4.1735 | 0.35982 | 4 | 0.53333
75425 | 5.985 | 0.8 | 365 | 5.4777 | 0.97226 | 6 | 0.45
76635 | 5.32 | 0.8 | 365 | 4.8691 | 0.75312 | 5 | 0.62222
77467 | 7.98 | 0.8 | 365 | 7.3037 | 0.62968 | 7 | 0.93333
77438 | 10.83 | 0.8 | 365 | 9.9121 | 0.85456 | 10 | 0.76666
77383 | 5.415 | 0.8 | 365 | 4.9561 | 0.92728 | 5 | 0.88333
76037 | 11.4 | 0.8 | 365 | 10.4338 | 0.89954 | 11 | 0.33333
75396 | 8.55 | 0.8 | 365 | 7.8253 | 0.67465 | 8 | 0.5
77732 | 6.555 | 0.8 | 365 | 5.9994 | 0.017234 | 6 | 0.016664
76007 | 3.135 | 0.8 | 365 | 2.8693 | 0.74737 | 3 | 0.61667
75895 | 7.98 | 0.8 | 365 | 7.3037 | 0.62968 | 7 | 0.93333
75655 | 5.6 | 0.8 | 365 | 5.1254 | 0.26644 | 5 | 0.39181
74958 | 8.68 | 0.8 | 365 | 7.9443 | 0.91298 | 8 | 0.85731
76860 | 5.6 | 0.8 | 365 | 5.1254 | 0.26644 | 5 | 0.39181
75417 | 4.845 | 0.8 | 365 | 4.4344 | 0.8823 | 5 | 0.31666
77844 | 10.26 | 0.8 | 365 | 9.3904 | 0.80958 | 10 | 0.2
76317 | 3.99 | 0.8 | 365 | 3.6518 | 0.31484 | 3 | 0.96667
77306 | 2.28 | 0.8 | 365 | 2.0868 | 0.17991 | 2 | 0.26667
77351 | 10.36 | 0.8 | 365 | 9.4819 | 0.99291 | 10 | 0.47485
75962 | 5.985 | 0.8 | 365 | 5.4777 | 0.97226 | 6 | 0.45
75211 | 4.2 | 0.8 | 365 | 3.844 | 0.69983 | 4 | 0.54386
77815 | 4.93 | 0.8 | 365 | 4.5122 | 0.038134 | 4 | 0.55029
75234 | 7.28 | 0.8 | 365 | 6.663 | 0.34637 | 7 | 0.0093537
76329 | 3.42 | 0.8 | 365 | 3.1301 | 0.26986 | 3 | 0.4
75483 | 5.7 | 0.8 | 365 | 5.2169 | 0.44977 | 5 | 0.66666
77548 | 2.28 | 0.8 | 365 | 2.0868 | 0.17991 | 2 | 0.26667
77545 | 9.405 | 0.8 | 365 | 8.6079 | 0.24212 | 8 | 0.85
76457 | 7.98 | 0.8 | 365 | 7.3037 | 0.62968 | 7 | 0.93333
77405 | 8.68 | 0.8 | 365 | 7.9443 | 0.91298 | 8 | 0.85731
75683 | 4.56 | 0.8 | 365 | 4.1735 | 0.35982 | 4 | 0.53333
76432 | 5.2 | 0.8 | 365 | 4.7593 | 0.53312 | 5 | 0.2924
77617 | 6.72 | 0.8 | 365 | 6.1504 | 0.31973 | 6 | 0.47017
75680 | 2.24 | 0.8 | 365 | 2.0501 | 0.10658 | 2 | 0.15672
75762 | 6.72 | 0.8 | 365 | 6.1504 | 0.31973 | 6 | 0.47017
78052 | 2.565 | 0.8 | 365 | 2.3476 | 0.7024 | 3 | 0.049999
77489 | 13.395 | 0.8 | 365 | 12.2597 | 0.55696 | 12 | 0.81666
75420 | 5.04 | 0.8 | 365 | 4.6128 | 0.2398 | 4 | 0.85263
78086 | 10.545 | 0.8 | 365 | 9.6513 | 0.33207 | 9 | 0.98333
76537 | 3.99 | 0.8 | 365 | 3.6518 | 0.31484 | 3 | 0.96667
77724 | 5.13 | 0.8 | 365 | 4.6952 | 0.40479 | 5 | 0.099998
74908 | 16.52 | 0.8 | 365 | 15.1198 | 0.286 | 15 | 0.40584
75722 | 3.135 | 0.8 | 365 | 2.8693 | 0.74737 | 3 | 0.61667
75421 | 3.92 | 0.8 | 365 | 3.5878 | 0.18651 | 3 | 0.77427
76447 | 4.56 | 0.8 | 365 | 4.1735 | 0.35982 | 4 | 0.53333
77008 | 5.04 | 0.8 | 365 | 4.6128 | 0.2398 | 4 | 0.85263
77532 | 3.705 | 0.8 | 365 | 3.391 | 0.79235 | 4 | 0.18333
77629 | 3.705 | 0.8 | 365 | 3.391 | 0.79235 | 4 | 0.18333
78059 | 5.6 | 0.8 | 365 | 5.1254 | 0.26644 | 5 | 0.39181
75323 | 4.48 | 0.8 | 365 | 4.1003 | 0.21315 | 4 | 0.31345
76104 | 3.92 | 0.8 | 365 | 3.5878 | 0.18651 | 3 | 0.77427
76921 | 3.99 | 0.8 | 365 | 3.6518 | 0.31484 | 3 | 0.96667
76387 | 4.845 | 0.8 | 365 | 4.4344 | 0.8823 | 5 | 0.31666
75158 | 7.84 | 0.8 | 365 | 7.1755 | 0.37302 | 7 | 0.54853
77636 | 7.41 | 0.8 | 365 | 6.782 | 0.5847 | 7 | 0.36666
75206 | 5.6 | 0.8 | 365 | 5.1254 | 0.26644 | 5 | 0.39181
75423 | 5.7 | 0.8 | 365 | 5.2169 | 0.44977 | 5 | 0.66666
74907 | 4.2 | 0.8 | 365 | 3.844 | 0.69983 | 4 | 0.54386
76512 | 4.845 | 0.8 | 365 | 4.4344 | 0.8823 | 5 | 0.31666
77167 | 11.115 | 0.8 | 365 | 10.1729 | 0.37705 | 10 | 0.55
76265 | 5.6 | 0.8 | 365 | 5.1254 | 0.26644 | 5 | 0.39181
75145 | 8.68 | 0.8 | 365 | 7.9443 | 0.91298 | 8 | 0.85731
77644 | 5.13 | 0.8 | 365 | 4.6952 | 0.40479 | 5 | 0.099998
76501 | 12.04 | 0.8 | 365 | 11.0195 | 0.072845 | 11 | 0.092393
76028 | 11.115 | 0.8 | 365 | 10.1729 | 0.37705 | 10 | 0.55
74874 | 3.92 | 0.8 | 365 | 3.5878 | 0.18651 | 3 | 0.77427
78049 | 7.54 | 0.8 | 365 | 6.9009 | 0.82303 | 7 | 0.72397
76264 | 6.44 | 0.8 | 365 | 5.8942 | 0.80641 | 6 | 0.70058
75389 | 8.4 | 0.8 | 365 | 7.6881 | 0.39966 | 8 | 0.087716
77759 | 7.41 | 0.8 | 365 | 6.782 | 0.5847 | 7 | 0.36666
75656 | 7.41 | 0.8 | 365 | 6.782 | 0.5847 | 7 | 0.36666
75313 | 4.2 | 0.8 | 365 | 3.844 | 0.69983 | 4 | 0.54386
76510 | 6.44 | 0.8 | 365 | 5.8942 | 0.80641 | 6 | 0.70058
77729 | 12.255 | 0.8 | 365 | 11.2163 | 0.467 | 11 | 0.68333
78032 | 2.32 | 0.8 | 365 | 2.1234 | 0.25324 | 2 | 0.37661
75478 | 5.7 | 0.8 | 365 | 5.2169 | 0.44977 | 5 | 0.66666
75481 | 7.98 | 0.8 | 365 | 7.3037 | 0.62968 | 7 | 0.93333
75458 | 2.8 | 0.8 | 365 | 2.5627 | 0.13322 | 2 | 0.69591
75404 | 7.28 | 0.8 | 365 | 6.663 | 0.34637 | 7 | 0.0093537
75461 | 4.48 | 0.8 | 365 | 4.1003 | 0.21315 | 4 | 0.31345
77401 | 7.28 | 0.8 | 365 | 6.663 | 0.34637 | 7 | 0.0093537
74906 | 3.36 | 0.8 | 365 | 3.0752 | 0.15986 | 3 | 0.23509
76523 | 3.99 | 0.8 | 365 | 3.6518 | 0.31484 | 3 | 0.96667
75231 | 6.72 | 0.8 | 365 | 6.1504 | 0.31973 | 6 | 0.47017
76269 | 4.845 | 0.8 | 365 | 4.4344 | 0.8823 | 5 | 0.31666
75174 | 8.12 | 0.8 | 365 | 7.4318 | 0.88634 | 8 | 0.31813
76500 | 9.12 | 0.8 | 365 | 8.347 | 0.71963 | 9 | 0.066663
78028 | 8.265 | 0.8 | 365 | 7.5645 | 0.15216 | 7 | 0.71666
77845 | 13.44 | 0.8 | 365 | 12.3009 | 0.63946 | 12 | 0.94035
77735 | 3.42 | 0.8 | 365 | 3.1301 | 0.26986 | 3 | 0.4
74955 | 8.12 | 0.8 | 365 | 7.4318 | 0.88634 | 8 | 0.31813
75322 | 8.55 | 0.8 | 365 | 7.8253 | 0.67465 | 8 | 0.5
77156 | 3.36 | 0.8 | 365 | 3.0752 | 0.15986 | 3 | 0.23509
76443 | 11.76 | 0.8 | 365 | 10.7633 | 0.55952 | 11 | 0.3228
75892 | 5.13 | 0.8 | 365 | 4.6952 | 0.40479 | 5 | 0.099998
77155 | 3.42 | 0.8 | 365 | 3.1301 | 0.26986 | 3 | 0.4
76967 | 3.135 | 0.8 | 365 | 2.8693 | 0.74737 | 3 | 0.61667
74910 | 4.76 | 0.8 | 365 | 4.3566 | 0.72647 | 5 | 0.083039
74956 | 6.44 | 0.8 | 365 | 5.8942 | 0.80641 | 6 | 0.70058
77527 | 8.55 | 0.8 | 365 | 7.8253 | 0.67465 | 8 | 0.5
76456 | 7.98 | 0.8 | 365 | 7.3037 | 0.62968 | 7 | 0.93333
76405 | 5.04 | 0.8 | 365 | 4.6128 | 0.2398 | 4 | 0.85263
76551 | 2.28 | 0.8 | 365 | 2.0868 | 0.17991 | 2 | 0.26667
77114 | 4.56 | 0.8 | 365 | 4.1735 | 0.35982 | 4 | 0.53333
76396 | 4.56 | 0.8 | 365 | 4.1735 | 0.35982 | 4 | 0.53333
77699 | 5.985 | 0.8 | 365 | 5.4777 | 0.97226 | 6 | 0.45
76452 | 6.44 | 0.8 | 365 | 5.8942 | 0.80641 | 6 | 0.70058
76267 | 4.275 | 0.8 | 365 | 3.9127 | 0.83733 | 4 | 0.75
76331 | 3.135 | 0.8 | 365 | 2.8693 | 0.74737 | 3 | 0.61667
77609 | 11.4 | 0.8 | 365 | 10.4338 | 0.89954 | 11 | 0.33333
76384 | 2.85 | 0.8 | 365 | 2.6084 | 0.22488 | 2 | 0.83333
77615 | 7.41 | 0.8 | 365 | 6.782 | 0.5847 | 7 | 0.36666
75516 | 8.68 | 0.8 | 365 | 7.9443 | 0.91298 | 8 | 0.85731
77468 | 9.8 | 0.8 | 365 | 8.9694 | 0.96627 | 9 | 0.93567
77440 | 7.125 | 0.8 | 365 | 6.5211 | 0.062211 | 6 | 0.58333
75882 | 6.44 | 0.8 | 365 | 5.8942 | 0.80641 | 6 | 0.70058
75888 | 5.13 | 0.8 | 365 | 4.6952 | 0.40479 | 5 | 0.099998
77641 | 6.84 | 0.8 | 365 | 6.2603 | 0.53972 | 6 | 0.8
77555 | 4.845 | 0.8 | 365 | 4.4344 | 0.8823 | 5 | 0.31666
77637 | 9.12 | 0.8 | 365 | 8.347 | 0.71963 | 9 | 0.066663
77305 | 6.555 | 0.8 | 365 | 5.9994 | 0.017234 | 6 | 0.016664
77466 | 6.27 | 0.8 | 365 | 5.7386 | 0.49475 | 6 | 0.23333
76516 | 5.415 | 0.8 | 365 | 4.9561 | 0.92728 | 5 | 0.88333
77685 | 12.255 | 0.8 | 365 | 11.2163 | 0.467 | 11 | 0.68333
77666 | 7.41 | 0.8 | 365 | 6.782 | 0.5847 | 7 | 0.36666
77010 | 5.415 | 0.8 | 365 | 4.9561 | 0.92728 | 5 | 0.88333
76455 | 6.555 | 0.8 | 365 | 5.9994 | 0.017234 | 6 | 0.016664
75235 | 4.2 | 0.8 | 365 | 3.844 | 0.69983 | 4 | 0.54386
77296 | 6.84 | 0.8 | 365 | 6.2603 | 0.53972 | 6 | 0.8
78081 | 10.545 | 0.8 | 365 | 9.6513 | 0.33207 | 9 | 0.98333
77881 | 5.415 | 0.8 | 365 | 4.9561 | 0.92728 | 5 | 0.88333
75207 | 6.72 | 0.8 | 365 | 6.1504 | 0.31973 | 6 | 0.47017
76182 | 5.13 | 0.8 | 365 | 4.6952 | 0.40479 | 5 | 0.099998
78031 | 5.7 | 0.8 | 365 | 5.2169 | 0.44977 | 5 | 0.66666
74867 | 4.2 | 0.8 | 365 | 3.844 | 0.69983 | 4 | 0.54386
78054 | 3.705 | 0.8 | 365 | 3.391 | 0.79235 | 4 | 0.18333
77120 | 7.54 | 0.8 | 365 | 6.9009 | 0.82303 | 7 | 0.72397
77537 | 2.85 | 0.8 | 365 | 2.6084 | 0.22488 | 2 | 0.83333
75720 | 11.48 | 0.8 | 365 | 10.507 | 0.046201 | 10 | 0.55321
75691 | 2.8 | 0.8 | 365 | 2.5627 | 0.13322 | 2 | 0.69591
77409 | 5.415 | 0.8 | 365 | 4.9561 | 0.92728 | 5 | 0.88333
75321 | 6.16 | 0.8 | 365 | 5.6379 | 0.29308 | 5 | 0.93099
78083 | 12.825 | 0.8 | 365 | 11.738 | 0.51198 | 12 | 0.24999
76228 | 4.56 | 0.8 | 365 | 4.1735 | 0.35982 | 4 | 0.53333
75324 | 7.41 | 0.8 | 365 | 6.782 | 0.5847 | 7 | 0.36666
77851 | 9.24 | 0.8 | 365 | 8.4569 | 0.93963 | 9 | 0.39649
75384 | 4.48 | 0.8 | 365 | 4.1003 | 0.21315 | 4 | 0.31345
75902 | 3.99 | 0.8 | 365 | 3.6518 | 0.31484 | 3 | 0.96667
76915 | 13.395 | 0.8 | 365 | 12.2597 | 0.55696 | 12 | 0.81666
75415 | 5.32 | 0.8 | 365 | 4.8691 | 0.75312 | 5 | 0.62222
75409 | 7.28 | 0.8 | 365 | 6.663 | 0.34637 | 7 | 0.0093537
75205 | 13.44 | 0.8 | 365 | 12.3009 | 0.63946 | 12 | 0.94035
74914 | 6.72 | 0.8 | 365 | 6.1504 | 0.31973 | 6 | 0.47017
75320 | 7.84 | 0.8 | 365 | 7.1755 | 0.37302 | 7 | 0.54853
76170 | 11.2 | 0.8 | 365 | 10.2507 | 0.53288 | 10 | 0.78362
77696 | 10.26 | 0.8 | 365 | 9.3904 | 0.80958 | 10 | 0.2
77812 | 9.405 | 0.8 | 365 | 8.6079 | 0.24212 | 8 | 0.85
77758 | 3.9 | 0.8 | 365 | 3.5695 | 0.14984 | 3 | 0.7193
77674 | 4.41 | 0.8 | 365 | 4.0362 | 0.084821 | 4 | 0.12105
78215 | 7.28 | 1 | 365 | 8.3287 | 0.68296 | 9 | 0.011692
77529 | 6.84 | 0.8 | 365 | 6.2603 | 0.53972 | 6 | 0.8
75232 | 4.2 | 0.8 | 365 | 3.844 | 0.69983 | 4 | 0.54386
78084 | 8.265 | 0.8 | 365 | 7.5645 | 0.15216 | 7 | 0.71666
76013 | 6.27 | 0.8 | 365 | 5.7386 | 0.49475 | 6 | 0.23333
76223 | 7.695 | 0.8 | 365 | 7.0428 | 0.10719 | 7 | 0.15
78218 | 6.65 | 0.8 | 365 | 6.0864 | 0.1914 | 6 | 0.27778
75510 | 7.695 | 0.8 | 365 | 7.0428 | 0.10719 | 7 | 0.15
75903 | 8.265 | 0.8 | 365 | 7.5645 | 0.15216 | 7 | 0.71666
75827 | 3.92 | 0.8 | 365 | 3.5878 | 0.18651 | 3 | 0.77427
77727 | 5.13 | 0.8 | 365 | 4.6952 | 0.40479 | 5 | 0.099998
75022 | 7.84 | 0.8 | 365 | 7.1755 | 0.37302 | 7 | 0.54853
77067 | 2.565 | 0.8 | 365 | 2.3476 | 0.7024 | 3 | 0.049999
78219 | 5.11 | 0.8 | 365 | 4.6769 | 0.36813 | 5 | 0.045027
76969 | 7.125 | 0.8 | 365 | 6.5211 | 0.062211 | 6 | 0.58333
75906 | 5.415 | 0.8 | 365 | 4.9561 | 0.92728 | 5 | 0.88333
75023 | 4.76 | 0.8 | 365 | 4.3566 | 0.72647 | 5 | 0.083039
77560 | 7.695 | 0.8 | 365 | 7.0428 | 0.10719 | 7 | 0.15
77923 | 8.265 | 0.8 | 365 | 7.5645 | 0.15216 | 7 | 0.71666
75061 | 5.04 | 0.8 | 365 | 4.6128 | 0.2398 | 4 | 0.85263
76974 | 6.27 | 0.8 | 365 | 5.7386 | 0.49475 | 6 | 0.23333
77459 | 7.125 | 0.8 | 365 | 6.5211 | 0.062211 | 6 | 0.58333
76658 | 7.695 | 0.8 | 365 | 7.0428 | 0.10719 | 7 | 0.15
75025 | 6.16 | 0.8 | 365 | 5.6379 | 0.29308 | 5 | 0.93099
77430 | 4.64 | 0.8 | 365 | 4.2467 | 0.50648 | 4 | 0.75321
78222 | 7.68 | 0.8 | 365 | 7.0291 | 0.079689 | 7 | 0.10877
77124 | 7.41 | 0.8 | 365 | 6.782 | 0.5847 | 7 | 0.36666
76174 | 3.36 | 0.8 | 365 | 3.0752 | 0.15986 | 3 | 0.23509
75208 | 3.135 | 0.8 | 365 | 2.8693 | 0.74737 | 3 | 0.61667
77421 | 5.415 | 0.8 | 365 | 4.9561 | 0.92728 | 5 | 0.88333
75268 | 9.8 | 0.8 | 365 | 8.9694 | 0.96627 | 9 | 0.93567
75210 | 5.04 | 0.8 | 365 | 4.6128 | 0.2398 | 4 | 0.85263
76313 | 5.7 | 0.8 | 365 | 5.2169 | 0.44977 | 5 | 0.66666
78223 | 10.72 | 0.8 | 365 | 9.8114 | 0.6529 | 10 | 0.46432
76029 | 7.695 | 0.8 | 365 | 7.0428 | 0.10719 | 7 | 0.15
76010 | 2.85 | 0.8 | 365 | 2.6084 | 0.22488 | 2 | 0.83333
77556 | 12.255 | 0.8 | 365 | 11.2163 | 0.467 | 11 | 0.68333
76263 | 2.565 | 0.8 | 365 | 2.3476 | 0.7024 | 3 | 0.049999
63517 | 33.06 | 0.7 | 365 | 26.4757 | 0.032577 | 26 | 0.50832
75271 | 7.84 | 0.8 | 365 | 7.1755 | 0.37302 | 7 | 0.54853
76972 | 2.28 | 0.8 | 365 | 2.0868 | 0.17991 | 2 | 0.26667
77347 | 3.42 | 0.8 | 365 | 3.1301 | 0.26986 | 3 | 0.4
75045 | 4.94 | 0.8 | 365 | 4.5213 | 0.056466 | 4 | 0.57778
77811 | 5.13 | 0.8 | 365 | 4.6952 | 0.40479 | 5 | 0.099998
75685 | 5.6 | 0.8 | 365 | 5.1254 | 0.26644 | 5 | 0.39181
75171 | 2.52 | 0.8 | 365 | 2.3064 | 0.6199 | 2 | 0.92631
77373 | 7.98 | 0.8 | 365 | 7.3037 | 0.62968 | 7 | 0.93333
77694 | 6.27 | 0.8 | 365 | 5.7386 | 0.49475 | 6 | 0.23333
78226 | 9.6 | 0.8 | 365 | 8.7864 | 0.59961 | 9 | 0.38596
75318 | 4.76 | 0.8 | 365 | 4.3566 | 0.72647 | 5 | 0.083039
76333 | 2.8 | 0.8 | 365 | 2.5627 | 0.13322 | 2 | 0.69591
75315 | 6.555 | 0.8 | 365 | 5.9994 | 0.017234 | 6 | 0.016664
75031 | 7.84 | 0.8 | 365 | 7.1755 | 0.37302 | 7 | 0.54853
75209 | 3.92 | 0.8 | 365 | 3.5878 | 0.18651 | 3 | 0.77427
78090 | 12.47 | 0.8 | 365 | 11.4131 | 0.86116 | 12 | 0.27426
75165 | 8.55 | 0.8 | 365 | 7.8253 | 0.67465 | 8 | 0.5
78227 | 5.61 | 0.8 | 365 | 5.1345 | 0.28477 | 5 | 0.4193
77611 | 3.99 | 0.8 | 365 | 3.6518 | 0.31484 | 3 | 0.96667
75035 | 4.48 | 0.8 | 365 | 4.1003 | 0.21315 | 4 | 0.31345
75264 | 6.72 | 0.8 | 365 | 6.1504 | 0.31973 | 6 | 0.47017
78229 | 13.44 | 0.8 | 365 | 12.3009 | 0.63946 | 12 | 0.94035
78387 | 8.64 | 0.8 | 365 | 7.9077 | 0.83965 | 8 | 0.74736
78124 | 6.325 | 0.8 | 365 | 5.7889 | 0.59558 | 6 | 0.3845
78123 | 12.24 | 0.8 | 365 | 11.2026 | 0.4395 | 11 | 0.6421
78290 | 15.12 | 0.8 | 365 | 13.8385 | 0.71939 | 14 | 0.55789
78334 | 8.96 | 0.8 | 365 | 8.2006 | 0.4263 | 8 | 0.6269
78126 | 10.175 | 0.8 | 365 | 9.3126 | 0.65375 | 9 | 0.96637
78122 | 8.12 | 0.8 | 365 | 7.4318 | 0.88634 | 8 | 0.31813
78117 | 12.18 | 0.8 | 365 | 11.1477 | 0.32951 | 11 | 0.47719
78116 | 8.25 | 0.8 | 365 | 7.5508 | 0.12467 | 7 | 0.67544
78258 | 20.16 | 0.8 | 365 | 18.4513 | 0.95918 | 19 | 0.41052
78128 | 5.4 | 0.8 | 365 | 4.9423 | 0.89978 | 5 | 0.8421
78228 | 6.38 | 0.8 | 365 | 5.8393 | 0.69641 | 6 | 0.53567
78230 | 8.48 | 0.8 | 365 | 7.7613 | 0.54632 | 8 | 0.3076
78276 | 3.63 | 0.8 | 365 | 3.3223 | 0.65485 | 3 | 0.97719
78266 | 6.57 | 0.8 | 365 | 6.0132 | 0.044734 | 6 | 0.057892
78371 | 3.99 | 0.8 | 365 | 3.6518 | 0.31484 | 3 | 0.96667
78385 | 8.4 | 0.8 | 365 | 7.6881 | 0.39966 | 8 | 0.087716
75168 | 5.88 | 0.8 | 365 | 5.3816 | 0.77976 | 6 | 0.1614
75142 | 8.96 | 0.8 | 365 | 8.2006 | 0.4263 | 8 | 0.6269
75275 | 7.56 | 0.8 | 365 | 6.9193 | 0.85969 | 7 | 0.77894
76558 | 4.56 | 0.8 | 365 | 4.1735 | 0.35982 | 4 | 0.53333
75020 | 11.76 | 0.8 | 365 | 10.7633 | 0.55952 | 11 | 0.3228
77074 | 8.96 | 0.8 | 365 | 8.2006 | 0.4263 | 8 | 0.6269
75162 | 6.27 | 0.8 | 365 | 5.7386 | 0.49475 | 6 | 0.23333
75319 | 5.32 | 0.8 | 365 | 4.8691 | 0.75312 | 5 | 0.62222
75064 | 3.92 | 0.8 | 365 | 3.5878 | 0.18651 | 3 | 0.77427
77078 | 3.42 | 0.8 | 365 | 3.1301 | 0.26986 | 3 | 0.4
76775 | 2.24 | 0.8 | 365 | 2.0501 | 0.10658 | 2 | 0.15672
75029 | 3.36 | 0.8 | 365 | 3.0752 | 0.15986 | 3 | 0.23509
77775 | 4.56 | 0.8 | 365 | 4.1735 | 0.35982 | 4 | 0.53333
75280 | 6.16 | 0.8 | 365 | 5.6379 | 0.29308 | 5 | 0.93099
76439 | 8.835 | 0.8 | 365 | 8.0862 | 0.19714 | 8 | 0.28333
75141 | 7 | 0.8 | 365 | 6.4067 | 0.83305 | 7 | 0.23976
77814 | 4.845 | 0.8 | 365 | 4.4344 | 0.8823 | 5 | 0.31666
78170 | 4.95 | 0.8 | 365 | 4.5305 | 0.074799 | 4 | 0.60526
76358 | 2.8 | 0.8 | 365 | 2.5627 | 0.13322 | 2 | 0.69591
77293 | 13.11 | 0.8 | 365 | 11.9989 | 0.034469 | 12 | 0.033328
76454 | 5.415 | 0.8 | 365 | 4.9561 | 0.92728 | 5 | 0.88333
77456 | 5.415 | 0.8 | 365 | 4.9561 | 0.92728 | 5 | 0.88333
78235 | 3.9 | 0.8 | 365 | 3.5695 | 0.14984 | 3 | 0.7193
76460 | 4.56 | 0.8 | 365 | 4.1735 | 0.35982 | 4 | 0.53333
75678 | 7.56 | 0.8 | 365 | 6.9193 | 0.85969 | 7 | 0.77894
78240 | 4.5 | 0.8 | 365 | 4.1186 | 0.24982 | 4 | 0.36842
78156 | 10.26 | 0.8 | 365 | 9.3904 | 0.80958 | 10 | 0.2
78140 | 4.56 | 0.8 | 365 | 4.1735 | 0.35982 | 4 | 0.53333
78154 | 3.99 | 0.8 | 365 | 3.6518 | 0.31484 | 3 | 0.96667
78231 | 12.825 | 0.8 | 365 | 11.738 | 0.51198 | 12 | 0.24999
78232 | 6.27 | 0.8 | 365 | 5.7386 | 0.49475 | 6 | 0.23333
78236 | 9.69 | 0.8 | 365 | 8.8687 | 0.76461 | 9 | 0.63333
75639 | 3.42 | 0.8 | 365 | 3.1301 | 0.26986 | 3 | 0.4
76109 | 6.72 | 0.8 | 365 | 6.1504 | 0.31973 | 6 | 0.47017
76462 | 4.845 | 0.8 | 365 | 4.4344 | 0.8823 | 5 | 0.31666
77482 | 6.84 | 0.8 | 365 | 6.2603 | 0.53972 | 6 | 0.8
77620 | 6.84 | 0.8 | 365 | 6.2603 | 0.53972 | 6 | 0.8
78087 | 11.97 | 0.8 | 365 | 10.9555 | 0.94451 | 11 | 0.9
74171 | 3.36 | 0.8 | 365 | 3.0752 | 0.15986 | 3 | 0.23509
78373 | 8.835 | 0.8 | 365 | 8.0862 | 0.19714 | 8 | 0.28333
75916 | 9.405 | 0.8 | 365 | 8.6079 | 0.24212 | 8 | 0.85
76450 | 9.8 | 0.8 | 365 | 8.9694 | 0.96627 | 9 | 0.93567
77357 | 5.32 | 0.8 | 365 | 4.8691 | 0.75312 | 5 | 0.62222
75909 | 7.41 | 0.8 | 365 | 6.782 | 0.5847 | 7 | 0.36666
77346 | 3.08 | 0.8 | 365 | 2.819 | 0.64654 | 3 | 0.4655
78079 | 7.695 | 0.8 | 365 | 7.0428 | 0.10719 | 7 | 0.15
78237 | 2.8 | 0.8 | 365 | 2.5627 | 0.13322 | 2 | 0.69591
75767 | 7.84 | 0.8 | 365 | 7.1755 | 0.37302 | 7 | 0.54853
77063 | 2.24 | 0.8 | 365 | 2.0501 | 0.10658 | 2 | 0.15672
75155 | 3.64 | 0.8 | 365 | 3.3315 | 0.67319 | 4 | 0.0046769
77698 | 8.835 | 0.8 | 365 | 8.0862 | 0.19714 | 8 | 0.28333
75773 | 2.85 | 0.8 | 365 | 2.6084 | 0.22488 | 2 | 0.83333
75044 | 2.52 | 0.8 | 365 | 2.3064 | 0.6199 | 2 | 0.92631
77069 | 8.835 | 0.8 | 365 | 8.0862 | 0.19714 | 8 | 0.28333
77115 | 2.565 | 0.8 | 365 | 2.3476 | 0.7024 | 3 | 0.049999
77302 | 3.705 | 0.8 | 365 | 3.391 | 0.79235 | 4 | 0.18333
78055 | 2.32 | 0.8 | 365 | 2.1234 | 0.25324 | 2 | 0.37661
75054 | 2.52 | 0.8 | 365 | 2.3064 | 0.6199 | 2 | 0.92631
77336 | 3.42 | 0.8 | 365 | 3.1301 | 0.26986 | 3 | 0.4
76323 | 2.28 | 0.8 | 365 | 2.0868 | 0.17991 | 2 | 0.26667
76176 | 7 | 0.8 | 365 | 6.4067 | 0.83305 | 7 | 0.23976
76334 | 2.85 | 0.8 | 365 | 2.6084 | 0.22488 | 2 | 0.83333
75891 | 2.565 | 0.8 | 365 | 2.3476 | 0.7024 | 3 | 0.049999
75831 | 2.28 | 0.8 | 365 | 2.0868 | 0.17991 | 2 | 0.26667
76627 | 12.04 | 0.8 | 365 | 11.0195 | 0.072845 | 11 | 0.092393
77932 | 3.77 | 0.8 | 365 | 3.4505 | 0.91151 | 4 | 0.36199
76970 | 3.705 | 0.8 | 365 | 3.391 | 0.79235 | 4 | 0.18333
75630 | 2.28 | 0.8 | 365 | 2.0868 | 0.17991 | 2 | 0.26667
77498 | 5.13 | 0.8 | 365 | 4.6952 | 0.40479 | 5 | 0.099998
77626 | 2.52 | 0.8 | 365 | 2.3064 | 0.6199 | 2 | 0.92631
76225 | 8.4 | 0.8 | 365 | 7.6881 | 0.39966 | 8 | 0.087716
74964 | 3.36 | 0.8 | 365 | 3.0752 | 0.15986 | 3 | 0.23509
74875 | 2.52 | 0.8 | 365 | 2.3064 | 0.6199 | 2 | 0.92631
75659 | 2.24 | 0.8 | 365 | 2.0501 | 0.10658 | 2 | 0.15672
77145 | 3.08 | 0.8 | 365 | 2.819 | 0.64654 | 3 | 0.4655
76648 | 9.12 | 0.8 | 365 | 8.347 | 0.71963 | 9 | 0.066663
76324 | 2.85 | 0.8 | 365 | 2.6084 | 0.22488 | 2 | 0.83333
75781 | 3.36 | 0.8 | 365 | 3.0752 | 0.15986 | 3 | 0.23509
76322 | 2.565 | 0.8 | 365 | 2.3476 | 0.7024 | 3 | 0.049999
77504 | 6.555 | 0.8 | 365 | 5.9994 | 0.017234 | 6 | 0.016664
76328 | 2.565 | 0.8 | 365 | 2.3476 | 0.7024 | 3 | 0.049999
77730 | 6.96 | 0.8 | 365 | 6.3701 | 0.75972 | 7 | 0.12982
76554 | 3.42 | 0.8 | 365 | 3.1301 | 0.26986 | 3 | 0.4
76388 | 6.84 | 0.8 | 365 | 6.2603 | 0.53972 | 6 | 0.8
78398 | 9.8 | 0.8 | 365 | 8.9694 | 0.96627 | 9 | 0.93567
78397 | 12.25 | 0.8 | 365 | 11.2117 | 0.45784 | 11 | 0.66959
75784 | 4.48 | 0.8 | 365 | 4.1003 | 0.21315 | 4 | 0.31345
78396 | 10.56 | 0.8 | 365 | 9.665 | 0.35957 | 10 | 0.024557
78394 | 9.92 | 0.8 | 365 | 9.0792 | 0.18626 | 9 | 0.26549
78050 | 3.99 | 0.8 | 365 | 3.6518 | 0.31484 | 3 | 0.96667
78392 | 5.76 | 0.8 | 365 | 5.2718 | 0.55977 | 5 | 0.83158
77558 | 3.42 | 0.8 | 365 | 3.1301 | 0.26986 | 3 | 0.4
78391 | 10.24 | 0.8 | 365 | 9.3721 | 0.77292 | 10 | 0.14503
77503 | 10.545 | 0.8 | 365 | 9.6513 | 0.33207 | 9 | 0.98333
78390 | 12.54 | 0.8 | 365 | 11.4772 | 0.98949 | 12 | 0.46666
77059 | 5.415 | 0.8 | 365 | 4.9561 | 0.92728 | 5 | 0.88333
78388 | 6 | 0.8 | 365 | 5.4915 | 0.99976 | 6 | 0.49123
78389 | 9.15 | 0.8 | 365 | 8.3745 | 0.77463 | 9 | 0.14912
78386 | 6.6 | 0.8 | 365 | 6.0406 | 0.099732 | 6 | 0.14035
75899 | 4.845 | 0.8 | 365 | 4.4344 | 0.8823 | 5 | 0.31666
78384 | 5.04 | 0.8 | 365 | 4.6128 | 0.2398 | 4 | 0.85263
78353 | 11.48 | 0.8 | 365 | 10.507 | 0.046201 | 10 | 0.55321
77842 | 13.965 | 0.8 | 365 | 12.7814 | 0.60193 | 13 | 0.38333
76964 | 8.55 | 0.8 | 365 | 7.8253 | 0.67465 | 8 | 0.5
47578 | 1320.57 | 1 | 365 | 1510.806 | 0.23934 | 1511 | 0.045373
76190 | 6.555 | 0.8 | 365 | 5.9994 | 0.017234 | 6 | 0.016664
78376 | 11.115 | 0.8 | 365 | 10.1729 | 0.37705 | 10 | 0.55
76463 | 2.85 | 0.8 | 365 | 2.6084 | 0.22488 | 2 | 0.83333
78375 | 11.4 | 0.8 | 365 | 10.4338 | 0.89954 | 11 | 0.33333
75960 | 6.84 | 0.8 | 365 | 6.2603 | 0.53972 | 6 | 0.8
78372 | 4.56 | 0.8 | 365 | 4.1735 | 0.35982 | 4 | 0.53333
76971 | 11.48 | 0.8 | 365 | 10.507 | 0.046201 | 10 | 0.55321
78370 | 5.985 | 0.8 | 365 | 5.4777 | 0.97226 | 6 | 0.45
78369 | 4.56 | 0.8 | 365 | 4.1735 | 0.35982 | 4 | 0.53333
77506 | 6.27 | 0.8 | 365 | 5.7386 | 0.49475 | 6 | 0.23333
78368 | 6.16 | 0.8 | 365 | 5.6379 | 0.29308 | 5 | 0.93099
77784 | 5.13 | 0.8 | 365 | 4.6952 | 0.40479 | 5 | 0.099998
76459 | 5.415 | 0.8 | 365 | 4.9561 | 0.92728 | 5 | 0.88333
78366 | 13.26 | 0.8 | 365 | 12.1361 | 0.30946 | 12 | 0.44561
78365 | 10.26 | 0.8 | 365 | 9.3904 | 0.80958 | 10 | 0.2
78363 | 7.56 | 0.8 | 365 | 6.9193 | 0.85969 | 7 | 0.77894
77005 | 5.04 | 0.8 | 365 | 4.6128 | 0.2398 | 4 | 0.85263
78362 | 12.395 | 0.8 | 365 | 11.3445 | 0.72366 | 12 | 0.068124
77446 | 15.39 | 0.8 | 365 | 14.0856 | 0.21438 | 14 | 0.29999
75057 | 5.04 | 0.8 | 365 | 4.6128 | 0.2398 | 4 | 0.85263
76555 | 12.825 | 0.8 | 365 | 11.738 | 0.51198 | 12 | 0.24999
77657 | 5.7 | 0.8 | 365 | 5.2169 | 0.44977 | 5 | 0.66666
76968 | 5.13 | 0.8 | 365 | 4.6952 | 0.40479 | 5 | 0.099998
75411 | 11.2 | 0.8 | 365 | 10.2507 | 0.53288 | 10 | 0.78362
76178 | 9.24 | 0.8 | 365 | 8.4569 | 0.93963 | 9 | 0.39649
77058 | 7.98 | 0.8 | 365 | 7.3037 | 0.62968 | 7 | 0.93333
77654 | 10.545 | 0.8 | 365 | 9.6513 | 0.33207 | 9 | 0.98333
77638 | 7.695 | 0.8 | 365 | 7.0428 | 0.10719 | 7 | 0.15
77439 | 4.56 | 0.8 | 365 | 4.1735 | 0.35982 | 4 | 0.53333
77692 | 3.99 | 0.8 | 365 | 3.6518 | 0.31484 | 3 | 0.96667
77374 | 3.99 | 0.8 | 365 | 3.6518 | 0.31484 | 3 | 0.96667
78253 | 8.04 | 0.8 | 365 | 7.3586 | 0.73967 | 8 | 0.098242
78074 | 6.555 | 0.8 | 365 | 5.9994 | 0.017234 | 6 | 0.016664
78056 | 5.7 | 0.8 | 365 | 5.2169 | 0.44977 | 5 | 0.66666
78255 | 10.26 | 0.8 | 365 | 9.3904 | 0.80958 | 10 | 0.2
77407 | 3.42 | 0.8 | 365 | 3.1301 | 0.26986 | 3 | 0.4
77552 | 4.48 | 0.8 | 365 | 4.1003 | 0.21315 | 4 | 0.31345
78256 | 7.98 | 0.8 | 365 | 7.3037 | 0.62968 | 7 | 0.93333
77786 | 6.27 | 0.8 | 365 | 5.7386 | 0.49475 | 6 | 0.23333
76630 | 5.32 | 0.8 | 365 | 4.8691 | 0.75312 | 5 | 0.62222
78257 | 4.8 | 0.8 | 365 | 4.3932 | 0.79981 | 5 | 0.19298
78259 | 5.7 | 0.8 | 365 | 5.2169 | 0.44977 | 5 | 0.66666
78261 | 7.695 | 0.8 | 365 | 7.0428 | 0.10719 | 7 | 0.15
78260 | 6.205 | 0.8 | 365 | 5.6791 | 0.37558 | 6 | 0.054676
78263 | 6.96 | 0.8 | 365 | 6.3701 | 0.75972 | 7 | 0.12982
75393 | 5.6 | 0.8 | 365 | 5.1254 | 0.26644 | 5 | 0.39181
78264 | 10.56 | 0.8 | 365 | 9.665 | 0.35957 | 10 | 0.024557
76536 | 6.27 | 0.8 | 365 | 5.7386 | 0.49475 | 6 | 0.23333
78265 | 10.89 | 0.8 | 365 | 9.967 | 0.96456 | 10 | 0.93157
78267 | 9.9 | 0.8 | 365 | 9.0609 | 0.1496 | 9 | 0.21052
78268 | 6.3 | 0.8 | 365 | 5.766 | 0.54974 | 6 | 0.31579
78270 | 7.56 | 0.8 | 365 | 6.9193 | 0.85969 | 7 | 0.77894
78272 | 7.2 | 0.8 | 365 | 6.5898 | 0.19971 | 6 | 0.78947
78277 | 11.115 | 0.8 | 365 | 10.1729 | 0.37705 | 10 | 0.55
78279 | 8.96 | 0.8 | 365 | 8.2006 | 0.4263 | 8 | 0.6269
78280 | 12.42 | 0.8 | 365 | 11.3673 | 0.7695 | 12 | 0.13684
78282 | 4.2 | 0.8 | 365 | 3.844 | 0.69983 | 4 | 0.54386
78283 | 4.95 | 0.8 | 365 | 4.5305 | 0.074799 | 4 | 0.60526
78284 | 3.9 | 0.8 | 365 | 3.5695 | 0.14984 | 3 | 0.7193
78287 | 12.6 | 0.8 | 365 | 11.5321 | 0.099489 | 11 | 0.63157
78288 | 3.96 | 0.8 | 365 | 3.6244 | 0.25984 | 3 | 0.88421
78289 | 5.13 | 0.8 | 365 | 4.6952 | 0.40479 | 5 | 0.099998
78292 | 4.64 | 0.8 | 365 | 4.2467 | 0.50648 | 4 | 0.75321
78293 | 10.545 | 0.8 | 365 | 9.6513 | 0.33207 | 9 | 0.98333
78294 | 4.275 | 0.8 | 365 | 3.9127 | 0.83733 | 4 | 0.75
78295 | 7.98 | 0.8 | 365 | 7.3037 | 0.62968 | 7 | 0.93333
78296 | 9.57 | 0.8 | 365 | 8.7589 | 0.54461 | 9 | 0.3035
78297 | 8.7 | 0.8 | 365 | 7.9626 | 0.94965 | 8 | 0.91228
77329 | 10.26 | 0.8 | 365 | 9.3904 | 0.80958 | 10 | 0.2
78300 | 8.58 | 0.8 | 365 | 7.8528 | 0.72965 | 8 | 0.58245
78302 | 2.85 | 0.8 | 365 | 2.6084 | 0.22488 | 2 | 0.83333
78306 | 4.56 | 0.8 | 365 | 4.1735 | 0.35982 | 4 | 0.53333
78278 | 7.695 | 0.8 | 365 | 7.0428 | 0.10719 | 7 | 0.15
78298 | 12.32 | 0.8 | 365 | 11.2758 | 0.58617 | 11 | 0.86198
78273 | 6.48 | 0.8 | 365 | 5.9308 | 0.87974 | 6 | 0.81052
78299 | 3.77 | 0.8 | 365 | 3.4505 | 0.91151 | 4 | 0.36199
78303 | 5.7 | 0.8 | 365 | 5.2169 | 0.44977 | 5 | 0.66666
78304 | 5.88 | 0.8 | 365 | 5.3816 | 0.77976 | 6 | 0.1614
78305 | 4.845 | 0.8 | 365 | 4.4344 | 0.8823 | 5 | 0.31666
78310 | 5.13 | 0.8 | 365 | 4.6952 | 0.40479 | 5 | 0.099998
78311 | 3.3 | 0.8 | 365 | 3.0203 | 0.049866 | 3 | 0.070174
78314 | 9.9 | 0.8 | 365 | 9.0609 | 0.1496 | 9 | 0.21052
78318 | 10.71 | 0.8 | 365 | 9.8023 | 0.63457 | 10 | 0.43684
78319 | 4.02 | 0.8 | 365 | 3.6793 | 0.36984 | 4 | 0.049121
76327 | 5.415 | 0.8 | 365 | 4.9561 | 0.92728 | 5 | 0.88333
78320 | 3.6 | 0.8 | 365 | 3.2949 | 0.59985 | 3 | 0.89474
78322 | 9.69 | 0.8 | 365 | 8.8687 | 0.76461 | 9 | 0.63333
78321 | 6.48 | 0.8 | 365 | 5.9308 | 0.87974 | 6 | 0.81052
78323 | 6.4 | 0.8 | 365 | 5.8576 | 0.73307 | 6 | 0.59064
78324 | 4.8 | 0.8 | 365 | 4.3932 | 0.79981 | 5 | 0.19298
78325 | 14.64 | 0.8 | 365 | 13.3992 | 0.83941 | 14 | 0.23859
78327 | 4.95 | 0.8 | 365 | 4.5305 | 0.074799 | 4 | 0.60526
78326 | 5.232 | 0.8 | 365 | 4.7886 | 0.59179 | 5 | 0.38035
78328 | 13.11 | 0.8 | 365 | 11.9989 | 0.034469 | 12 | 0.033328
78329 | 8.265 | 0.8 | 365 | 7.5645 | 0.15216 | 7 | 0.71666
78330 | 7.98 | 0.8 | 365 | 7.3037 | 0.62968 | 7 | 0.93333
78331 | 9.69 | 0.8 | 365 | 8.8687 | 0.76461 | 9 | 0.63333
75897 | 5.7 | 0.8 | 365 | 5.2169 | 0.44977 | 5 | 0.66666
78333 | 5.76 | 0.8 | 365 | 5.2718 | 0.55977 | 5 | 0.83158
78313 | 4.845 | 0.8 | 365 | 4.4344 | 0.8823 | 5 | 0.31666
78315 | 3.42 | 0.8 | 365 | 3.1301 | 0.26986 | 3 | 0.4
78316 | 5.13 | 0.8 | 365 | 4.6952 | 0.40479 | 5 | 0.099998
78317 | 19.98 | 0.8 | 365 | 18.2866 | 0.62919 | 18 | 0.91578
75086 | 3.36 | 0.8 | 365 | 3.0752 | 0.15986 | 3 | 0.23509
77700 | 3.08 | 0.8 | 365 | 2.819 | 0.64654 | 3 | 0.4655
77879 | 7.28 | 0.8 | 365 | 6.663 | 0.34637 | 7 | 0.0093537
78336 | 9.45 | 0.8 | 365 | 8.6491 | 0.32462 | 8 | 0.97368
78338 | 3.96 | 0.8 | 365 | 3.6244 | 0.25984 | 3 | 0.88421
78341 | 4.65 | 0.8 | 365 | 4.2559 | 0.52481 | 4 | 0.7807
78346 | 6.27 | 0.8 | 365 | 5.7386 | 0.49475 | 6 | 0.23333
78348 | 7.98 | 0.8 | 365 | 7.3037 | 0.62968 | 7 | 0.93333
78349 | 6.84 | 0.8 | 365 | 6.2603 | 0.53972 | 6 | 0.8
78350 | 5.13 | 0.8 | 365 | 4.6952 | 0.40479 | 5 | 0.099998
78352 | 3.135 | 0.8 | 365 | 2.8693 | 0.74737 | 3 | 0.61667
78354 | 7.695 | 0.8 | 365 | 7.0428 | 0.10719 | 7 | 0.15
78355 | 8.55 | 0.8 | 365 | 7.8253 | 0.67465 | 8 | 0.5
78356 | 9.38 | 0.8 | 365 | 8.585 | 0.19629 | 8 | 0.78128
78360 | 12.06 | 0.8 | 365 | 11.0379 | 0.10951 | 11 | 0.14736
78361 | 8.58 | 0.8 | 365 | 7.8528 | 0.72965 | 8 | 0.58245
78345 | 10.56 | 0.8 | 365 | 9.665 | 0.35957 | 10 | 0.024557
78400 | 10.725 | 0.8 | 365 | 9.816 | 0.66207 | 10 | 0.47807
77660 | 2.85 | 0.8 | 365 | 2.6084 | 0.22488 | 2 | 0.83333
78399 | 8.835 | 0.8 | 365 | 8.0862 | 0.19714 | 8 | 0.28333
78401 | 8.505 | 0.8 | 365 | 7.7842 | 0.59216 | 8 | 0.37631
78402 | 10.07 | 0.8 | 365 | 9.2165 | 0.46126 | 9 | 0.67777
78403 | 5.22 | 0.8 | 365 | 4.7776 | 0.56979 | 5 | 0.34737
78405 | 10.83 | 0.8 | 365 | 9.9121 | 0.85456 | 10 | 0.76666
78406 | 9.975 | 0.8 | 365 | 9.1296 | 0.2871 | 9 | 0.41666
78408 | 13.44 | 0.8 | 365 | 12.3009 | 0.63946 | 12 | 0.94035
78407 | 13.34 | 0.8 | 365 | 12.2094 | 0.45613 | 12 | 0.66549
78409 | 4.275 | 0.8 | 365 | 3.9127 | 0.83733 | 4 | 0.75
78091 | 7.92 | 0.8 | 365 | 7.2487 | 0.51968 | 7 | 0.76842
78395 | 10.08 | 0.8 | 365 | 9.2257 | 0.47959 | 9 | 0.70526
78410 | 9.425 | 0.8 | 365 | 8.6262 | 0.27878 | 8 | 0.90497
78312 | 6 | 0.8 | 365 | 5.4915 | 0.99976 | 6 | 0.49123
78379 | 13.325 | 0.8 | 365 | 12.1956 | 0.42863 | 12 | 0.62426
78378 | 13 | 0.8 | 365 | 11.8982 | 0.83281 | 12 | 0.73099
78412 | 13.44 | 0.8 | 365 | 12.3009 | 0.63946 | 12 | 0.94035
78413 | 6.555 | 0.8 | 365 | 5.9994 | 0.017234 | 6 | 0.016664
78416 | 6 | 0.8 | 365 | 5.4915 | 0.99976 | 6 | 0.49123
78417 | 14.25 | 0.8 | 365 | 13.0422 | 0.12442 | 13 | 0.16666
78418 | 8.12 | 0.8 | 365 | 7.4318 | 0.88634 | 8 | 0.31813
77934 | 6 | 0.8 | 365 | 5.4915 | 0.99976 | 6 | 0.49123
78419 | 3.9 | 0.8 | 365 | 3.5695 | 0.14984 | 3 | 0.7193
78016 | 3.9 | 0.8 | 365 | 3.5695 | 0.14984 | 3 | 0.7193
78106 | 4.5 | 0.8 | 365 | 4.1186 | 0.24982 | 4 | 0.36842
78063 | 5.1 | 0.8 | 365 | 4.6677 | 0.34979 | 5 | 0.017542
78420 | 5.7 | 0.8 | 365 | 5.2169 | 0.44977 | 5 | 0.66666
55586 | 385.585 | 0.8 | 365 | 352.9047 | 0.8902 | 353 | 0.79487
78358 | 5.88 | 0.8 | 365 | 5.3816 | 0.77976 | 6 | 0.1614
78374 | 4.275 | 0.8 | 365 | 3.9127 | 0.83733 | 4 | 0.75
78383 | 7.875 | 0.8 | 365 | 7.2076 | 0.43718 | 7 | 0.64473
78426 | 11.4 | 0.8 | 365 | 10.4338 | 0.89954 | 11 | 0.33333
78429 | 3.72 | 0.8 | 365 | 3.4047 | 0.81985 | 4 | 0.22456
78430 | 5.94 | 0.8 | 365 | 5.4366 | 0.88976 | 6 | 0.32631
78431 | 9.57 | 0.8 | 365 | 8.7589 | 0.54461 | 9 | 0.3035
78432 | 19.47 | 0.8 | 365 | 17.8198 | 0.69421 | 18 | 0.51403
78435 | 6.7 | 0.8 | 365 | 6.1321 | 0.28306 | 6 | 0.4152
78446 | 7.29 | 0.8 | 365 | 6.6721 | 0.3647 | 7 | 0.036839
78448 | 4.93 | 0.8 | 365 | 4.5122 | 0.038134 | 4 | 0.55029
78443 | 10.26 | 0.8 | 365 | 9.3904 | 0.80958 | 10 | 0.2
78444 | 3.99 | 0.8 | 365 | 3.6518 | 0.31484 | 3 | 0.96667
78351 | 9.9 | 0.8 | 365 | 9.0609 | 0.1496 | 9 | 0.21052
78445 | 3.135 | 0.8 | 365 | 2.8693 | 0.74737 | 3 | 0.61667
78454 | 10.44 | 0.8 | 365 | 9.5552 | 0.13958 | 9 | 0.69473
78457 | 11.115 | 0.8 | 365 | 10.1729 | 0.37705 | 10 | 0.55
78458 | 4.64 | 0.8 | 365 | 4.2467 | 0.50648 | 4 | 0.75321
78447 | 3.42 | 0.8 | 365 | 3.1301 | 0.26986 | 3 | 0.4
78449 | 7.83 | 0.8 | 365 | 7.1664 | 0.35468 | 7 | 0.52105
78461 | 8.04 | 0.8 | 365 | 7.3586 | 0.73967 | 8 | 0.098242
78450 | 2.28 | 0.8 | 365 | 2.0868 | 0.17991 | 2 | 0.26667
78462 | 9.38 | 0.8 | 365 | 8.585 | 0.19629 | 8 | 0.78128
78451 | 4.56 | 0.8 | 365 | 4.1735 | 0.35982 | 4 | 0.53333
78452 | 3.92 | 0.8 | 365 | 3.5878 | 0.18651 | 3 | 0.77427
78464 | 6.6 | 0.8 | 365 | 6.0406 | 0.099732 | 6 | 0.14035
52371 | 466.2 | 1 | 365 | 533.3589 | 0.35138 | 533 | 0.71029
78467 | 11.115 | 0.8 | 365 | 10.1729 | 0.37705 | 10 | 0.55
78470 | 2.32 | 0.8 | 365 | 2.1234 | 0.25324 | 2 | 0.37661
78471 | 9.715 | 0.8 | 365 | 8.8916 | 0.81044 | 9 | 0.70204
78472 | 7.15 | 0.8 | 365 | 6.544 | 0.10804 | 6 | 0.65204
62213 | 422.28 | 0.65 | 365 | 314.0228 | 0.0073429 | 314 | 0.030122
78474 | 4.845 | 0.8 | 365 | 4.4344 | 0.8823 | 5 | 0.31666
78475 | 6.6 | 0.8 | 365 | 6.0406 | 0.099732 | 6 | 0.14035
74048 | 145.92 | 0.6 | 365 | 100.1644 | 0.63556 | 100 | 0.79995
35199 | 360 | 0.9 | 365 | 370.6741 | 0.48358 | 371 | 0.15773
78476 | 9.9 | 0.8 | 365 | 9.0609 | 0.1496 | 9 | 0.21052
78480 | 8.96 | 0.8 | 365 | 8.2006 | 0.4263 | 8 | 0.6269
78481 | 8.96 | 0.8 | 365 | 8.2006 | 0.4263 | 8 | 0.6269
78482 | 10.44 | 0.8 | 365 | 9.5552 | 0.13958 | 9 | 0.69473
78483 | 2.61 | 0.8 | 365 | 2.3888 | 0.78489 | 3 | 0.17368
78484 | 2.9 | 0.8 | 365 | 2.6542 | 0.31655 | 2 | 0.97076
78485 | 8.06 | 0.8 | 365 | 7.3769 | 0.77634 | 8 | 0.15321
78486 | 6.38 | 0.8 | 365 | 5.8393 | 0.69641 | 6 | 0.53567
78487 | 11.89 | 0.8 | 365 | 10.8823 | 0.79785 | 11 | 0.68011
78488 | 11.02 | 0.8 | 365 | 10.086 | 0.20289 | 10 | 0.28888
78489 | 6.67 | 0.8 | 365 | 6.1047 | 0.22806 | 6 | 0.33275
78490 | 6.27 | 0.8 | 365 | 5.7386 | 0.49475 | 6 | 0.23333
78491 | 7.83 | 0.8 | 365 | 7.1664 | 0.35468 | 7 | 0.52105
78492 | 5.2 | 0.8 | 365 | 4.7593 | 0.53312 | 5 | 0.2924
78493 | 3.38 | 0.8 | 365 | 3.0935 | 0.19653 | 3 | 0.29006
78494 | 5.985 | 0.8 | 365 | 5.4777 | 0.97226 | 6 | 0.45
78495 | 6.555 | 0.8 | 365 | 5.9994 | 0.017234 | 6 | 0.016664
78496 | 7.41 | 0.8 | 365 | 6.782 | 0.5847 | 7 | 0.36666
78498 | 4.5 | 0.8 | 365 | 4.1186 | 0.24982 | 4 | 0.36842
78499 | 6.2 | 0.8 | 365 | 5.6745 | 0.36642 | 6 | 0.040933
78497 | 10.83 | 0.8 | 365 | 9.9121 | 0.85456 | 10 | 0.76666
78500 | 7.695 | 0.8 | 365 | 7.0428 | 0.10719 | 7 | 0.15
78503 | 8.06 | 0.8 | 365 | 7.3769 | 0.77634 | 8 | 0.15321
78504 | 3.64 | 0.8 | 365 | 3.3315 | 0.67319 | 4 | 0.0046769
78505 | 4.55 | 0.8 | 365 | 4.1644 | 0.34148 | 4 | 0.50585
78506 | 5.8 | 0.8 | 365 | 5.3084 | 0.6331 | 5 | 0.94152
78509 | 11.39 | 0.8 | 365 | 10.4246 | 0.8812 | 11 | 0.30584
78512 | 3.025 | 0.8 | 365 | 2.7686 | 0.54571 | 3 | 0.31433
78514 | 8.12 | 0.8 | 365 | 7.4318 | 0.88634 | 8 | 0.31813
78517 | 7.36 | 0.8 | 365 | 6.7362 | 0.49304 | 7 | 0.22924
78518 | 9.765 | 0.8 | 365 | 8.9374 | 0.9021 | 9 | 0.83947
78519 | 7.56 | 0.8 | 365 | 6.9193 | 0.85969 | 7 | 0.77894
78522 | 8.7 | 0.8 | 365 | 7.9626 | 0.94965 | 8 | 0.91228
78524 | 6.4 | 0.8 | 365 | 5.8576 | 0.73307 | 6 | 0.59064
78523 | 8.41 | 0.8 | 365 | 7.6972 | 0.41799 | 8 | 0.1152
78525 | 4.275 | 0.8 | 365 | 3.9127 | 0.83733 | 4 | 0.75
78526 | 8.25 | 0.8 | 365 | 7.5508 | 0.12467 | 7 | 0.67544
78438 | 0.66 | 0.8 | 365 | 0.60406 | 0.20997 | 0 | 0.81403
78286 | 9.1 | 0.8 | 365 | 8.3287 | 0.68296 | 9 | 0.011692
78433 | 8.32 | 0.8 | 365 | 7.6148 | 0.253 | 7 | 0.86783
78437 | 70.725 | 0.6 | 365 | 48.548 | 0.24472 | 48 | 0.79274
60632 | 918 | 1 | 365 | 1050.2434 | 0.70349 | 1050 | 0.9469
78527 | 6.195 | 0.8 | 365 | 5.6699 | 0.35725 | 6 | 0.02719
78441 | 9.3 | 0.8 | 365 | 8.5118 | 0.049623 | 8 | 0.5614
78415 | 4.275 | 0.8 | 365 | 3.9127 | 0.83733 | 4 | 0.75
51501 | 1335.6 | 1 | 365 | 1528.0012 | 0.68233 | 1528 | 0.68352
63734 | 348.48 | 0.7 | 365 | 279.0764 | 0.0076406 | 279 | 0.084085
63829 | 300.16 | 0.6 | 365 | 206.0399 | 0.71088 | 206 | 0.75078
78528 | 5.355 | 0.8 | 365 | 4.9011 | 0.81728 | 5 | 0.71842
78529 | 7.83 | 0.8 | 365 | 7.1664 | 0.35468 | 7 | 0.52105
78530 | 11.52 | 0.8 | 365 | 10.5436 | 0.11953 | 10 | 0.66315
78531 | 4.64 | 0.8 | 365 | 4.2467 | 0.50648 | 4 | 0.75321
78532 | 7.035 | 0.8 | 365 | 6.4387 | 0.89721 | 7 | 0.33596
78533 | 5.36 | 0.8 | 365 | 4.9057 | 0.82645 | 5 | 0.73216
78536 | 6.875 | 0.8 | 365 | 6.2923 | 0.60389 | 6 | 0.8962
78539 | 4.56 | 0.8 | 365 | 4.1735 | 0.35982 | 4 | 0.53333
78542 | 7.54 | 0.8 | 365 | 6.9009 | 0.82303 | 7 | 0.72397
78541 | 4.96 | 0.8 | 365 | 4.5396 | 0.093132 | 4 | 0.63275
78544 | 4.5 | 0.8 | 365 | 4.1186 | 0.24982 | 4 | 0.36842
78543 | 8.12 | 0.8 | 365 | 7.4318 | 0.88634 | 8 | 0.31813
78545 | 6.05 | 0.8 | 365 | 5.5372 | 0.091421 | 5 | 0.62865
78546 | 8.845 | 0.8 | 365 | 8.0953 | 0.21547 | 8 | 0.31082
78547 | 8.99 | 0.8 | 365 | 8.2281 | 0.4813 | 8 | 0.70935
78549 | 10.73 | 0.8 | 365 | 9.8206 | 0.67123 | 10 | 0.49181
78551 | 3.77 | 0.8 | 365 | 3.4505 | 0.91151 | 4 | 0.36199
78552 | 5.8 | 0.8 | 365 | 5.3084 | 0.6331 | 5 | 0.94152
78550 | 13.2 | 0.8 | 365 | 12.0812 | 0.19946 | 12 | 0.2807
78553 | 6.96 | 0.8 | 365 | 6.3701 | 0.75972 | 7 | 0.12982
78554 | 7.65 | 0.8 | 365 | 7.0016 | 0.02469 | 7 | 0.026313
78555 | 11.88 | 0.8 | 365 | 10.8731 | 0.77952 | 11 | 0.65263
78556 | 5.13 | 0.8 | 365 | 4.6952 | 0.40479 | 5 | 0.099998
78560 | 5.8 | 0.8 | 365 | 5.3084 | 0.6331 | 5 | 0.94152
78561 | 9.12 | 0.8 | 365 | 8.347 | 0.71963 | 9 | 0.066663
78562 | 8.64 | 0.8 | 365 | 7.9077 | 0.83965 | 8 | 0.74736
78564 | 8.845 | 0.8 | 365 | 8.0953 | 0.21547 | 8 | 0.31082
78565 | 11.985 | 0.8 | 365 | 10.9692 | 0.97201 | 11 | 0.94122
78566 | 7.425 | 0.8 | 365 | 6.7957 | 0.6122 | 7 | 0.40789
78567 | 5.22 | 0.8 | 365 | 4.7776 | 0.56979 | 5 | 0.34737
78568 | 10.14 | 0.8 | 365 | 9.2806 | 0.58959 | 9 | 0.87017
78569 | 11.275 | 0.8 | 365 | 10.3194 | 0.67038 | 10 | 0.98976
78570 | 8.7 | 0.8 | 365 | 7.9626 | 0.94965 | 8 | 0.91228
78571 | 6.05 | 0.8 | 365 | 5.5372 | 0.091421 | 5 | 0.62865
78572 | 4.5 | 0.8 | 365 | 4.1186 | 0.24982 | 4 | 0.36842
78573 | 9 | 0.8 | 365 | 8.2372 | 0.49964 | 8 | 0.73684
78574 | 11.97 | 0.8 | 365 | 10.9555 | 0.94451 | 11 | 0.9
77389 | 4.8 | 0.8 | 365 | 4.3932 | 0.79981 | 5 | 0.19298
78575 | 6.38 | 0.8 | 365 | 5.8393 | 0.69641 | 6 | 0.53567
64246 | 141.96 | 0.9 | 365 | 146.1692 | 0.78603 | 146 | 0.9552
78576 | 2.565 | 0.8 | 365 | 2.3476 | 0.7024 | 3 | 0.049999
78581 | 6.09 | 0.8 | 365 | 5.5738 | 0.16475 | 5 | 0.73859
78582 | 20.7 | 0.8 | 365 | 18.9456 | 0.94916 | 19 | 0.89473
78586 | 10.56 | 0.8 | 365 | 9.665 | 0.35957 | 10 | 0.024557
78590 | 17.55 | 0.8 | 365 | 16.0625 | 0.17429 | 16 | 0.23683
78597 | 4.56 | 0.8 | 365 | 4.1735 | 0.35982 | 4 | 0.53333
78602 | 6.67 | 0.8 | 365 | 6.1047 | 0.22806 | 6 | 0.33275
78610 | 9.9 | 0.8 | 365 | 9.0609 | 0.1496 | 9 | 0.21052
78612 | 12.8 | 0.8 | 365 | 11.7151 | 0.46615 | 12 | 0.18128
78613 | 12.6 | 0.8 | 365 | 11.5321 | 0.099489 | 11 | 0.63157
78423 | 3 | 1 | 365 | 3.4322 | 0.87485 | 4 | 0.30702
78145 | 5.7 | 0.8 | 365 | 5.2169 | 0.44977 | 5 | 0.66666
78646 | 12.87 | 0.8 | 365 | 11.7792 | 0.59448 | 12 | 0.37368
78647 | 12.06 | 0.8 | 365 | 11.0379 | 0.10951 | 11 | 0.14736
70051 | 24.6 | 0.8 | 365 | 22.515 | 0.099003 | 22 | 0.61402
78521 | 8.26 | 0.8 | 365 | 7.5599 | 0.143 | 7 | 0.70292
78520 | 7.54 | 0.8 | 365 | 6.9009 | 0.82303 | 7 | 0.72397
78537 | 12.18 | 0.8 | 365 | 11.1477 | 0.32951 | 11 | 0.47719
78654 | 7.04 | 0.8 | 365 | 6.4433 | 0.90638 | 7 | 0.3497
70816 | 105.84 | 0.6 | 365 | 72.6521 | 0.52678 | 73 | 0.17891
65149 | 409.5 | 0.7 | 365 | 327.9437 | 0.89173 | 328 | 0.83538
78662 | 7.26 | 0.8 | 365 | 6.6447 | 0.30971 | 6 | 0.95438
78151 | 7.84 | 0.8 | 365 | 7.1755 | 0.37302 | 7 | 0.54853
78652 | 2.925 | 0.8 | 365 | 2.6771 | 0.36238 | 3 | 0.039472
78669 | 6.93 | 0.8 | 365 | 6.3426 | 0.70472 | 7 | 0.047366
78538 | 6.67 | 0.8 | 365 | 6.1047 | 0.22806 | 6 | 0.33275
78557 | 7.83 | 0.8 | 365 | 7.1664 | 0.35468 | 7 | 0.52105
78579 | 8.4 | 0.8 | 365 | 7.6881 | 0.39966 | 8 | 0.087716
78583 | 11.02 | 0.8 | 365 | 10.086 | 0.20289 | 10 | 0.28888
78584 | 2.7 | 0.8 | 365 | 2.4712 | 0.94989 | 3 | 0.42105
78587 | 5.4 | 0.8 | 365 | 4.9423 | 0.89978 | 5 | 0.8421
78588 | 10.26 | 0.8 | 365 | 9.3904 | 0.80958 | 10 | 0.2
78589 | 2.7 | 0.8 | 365 | 2.4712 | 0.94989 | 3 | 0.42105
78591 | 6.21 | 0.8 | 365 | 5.6837 | 0.38475 | 6 | 0.068418
78592 | 6.48 | 0.8 | 365 | 5.9308 | 0.87974 | 6 | 0.81052
78593 | 9.18 | 0.8 | 365 | 8.4019 | 0.82963 | 9 | 0.23158
78595 | 5.13 | 0.8 | 365 | 4.6952 | 0.40479 | 5 | 0.099998
78596 | 3.99 | 0.8 | 365 | 3.6518 | 0.31484 | 3 | 0.96667
78598 | 7.83 | 0.8 | 365 | 7.1664 | 0.35468 | 7 | 0.52105
78599 | 7.29 | 0.8 | 365 | 6.6721 | 0.3647 | 7 | 0.036839
78600 | 5.67 | 0.8 | 365 | 5.1894 | 0.39477 | 5 | 0.58421
78601 | 3.42 | 0.8 | 365 | 3.1301 | 0.26986 | 3 | 0.4
78604 | 11.34 | 0.8 | 365 | 10.3789 | 0.78954 | 11 | 0.16842
78605 | 3.78 | 0.8 | 365 | 3.4596 | 0.92985 | 4 | 0.38947
78606 | 7.29 | 0.8 | 365 | 6.6721 | 0.3647 | 7 | 0.036839
78607 | 2.64 | 0.8 | 365 | 2.4162 | 0.83989 | 3 | 0.25614
78608 | 11.61 | 0.8 | 365 | 10.626 | 0.28453 | 10 | 0.91052
78611 | 9.18 | 0.8 | 365 | 8.4019 | 0.82963 | 9 | 0.23158
78614 | 7.98 | 0.8 | 365 | 7.3037 | 0.62968 | 7 | 0.93333
78615 | 6.84 | 0.8 | 365 | 6.2603 | 0.53972 | 6 | 0.8
78616 | 4.86 | 0.8 | 365 | 4.4481 | 0.9098 | 5 | 0.35789
78617 | 11.88 | 0.8 | 365 | 10.8731 | 0.77952 | 11 | 0.65263
78618 | 4.64 | 0.8 | 365 | 4.2467 | 0.50648 | 4 | 0.75321
78619 | 5.985 | 0.8 | 365 | 5.4777 | 0.97226 | 6 | 0.45
78620 | 4.675 | 0.8 | 365 | 4.2788 | 0.57064 | 4 | 0.84941
78621 | 10.92 | 0.8 | 365 | 9.9945 | 0.019557 | 10 | 0.014031
78622 | 8.58 | 0.8 | 365 | 7.8528 | 0.72965 | 8 | 0.58245
78627 | 7.26 | 0.8 | 365 | 6.6447 | 0.30971 | 6 | 0.95438
78629 | 11.685 | 0.8 | 365 | 10.6946 | 0.42203 | 11 | 0.11666
78630 | 11.88 | 0.8 | 365 | 10.8731 | 0.77952 | 11 | 0.65263
78632 | 10.83 | 0.8 | 365 | 9.9121 | 0.85456 | 10 | 0.76666
78634 | 4.56 | 0.8 | 365 | 4.1735 | 0.35982 | 4 | 0.53333
78635 | 9.69 | 0.8 | 365 | 8.8687 | 0.76461 | 9 | 0.63333
78636 | 5.7 | 0.8 | 365 | 5.2169 | 0.44977 | 5 | 0.66666
74231 | 9.8 | 0.8 | 365 | 8.9694 | 0.96627 | 9 | 0.93567
78643 | 5.7 | 0.8 | 365 | 5.2169 | 0.44977 | 5 | 0.66666
78644 | 6.84 | 0.8 | 365 | 6.2603 | 0.53972 | 6 | 0.8
52725 | 1367.6 | 1 | 365 | 1564.611 | 0.014042 | 1564 | 0.62503
78663 | 8.55 | 0.8 | 365 | 7.8253 | 0.67465 | 8 | 0.5
78664 | 7.695 | 0.8 | 365 | 7.0428 | 0.10719 | 7 | 0.15
78665 | 3.42 | 0.8 | 365 | 3.1301 | 0.26986 | 3 | 0.4
78666 | 6.84 | 0.8 | 365 | 6.2603 | 0.53972 | 6 | 0.8
78668 | 5.13 | 0.8 | 365 | 4.6952 | 0.40479 | 5 | 0.099998
78659 | 6.27 | 0.8 | 365 | 5.7386 | 0.49475 | 6 | 0.23333
78660 | 12.825 | 0.8 | 365 | 11.738 | 0.51198 | 12 | 0.24999
78657 | 4.56 | 0.8 | 365 | 4.1735 | 0.35982 | 4 | 0.53333
78672 | 13.16 | 0.8 | 365 | 12.0446 | 0.12613 | 12 | 0.17075
78594 | 9.72 | 0.8 | 365 | 8.8962 | 0.81961 | 9 | 0.71579
78633 | 7.92 | 0.8 | 365 | 7.2487 | 0.51968 | 7 | 0.76842
78676 | 2.61 | 0.8 | 365 | 2.3888 | 0.78489 | 3 | 0.17368
78679 | 8.7 | 0.8 | 365 | 7.9626 | 0.94965 | 8 | 0.91228
78671 | 19.6 | 0.8 | 365 | 17.9388 | 0.93254 | 18 | 0.87134
78682 | 5.12 | 0.8 | 365 | 4.6861 | 0.38646 | 5 | 0.072513
78434 | 4.275 | 0.8 | 365 | 3.9127 | 0.83733 | 4 | 0.75
64894 | 540 | 0.7 | 365 | 432.4532 | 0.23085 | 432 | 0.68402
78661 | 11.7 | 0.8 | 365 | 10.7084 | 0.44953 | 11 | 0.15789
63472 | 2288.88 | 0.8 | 365 | 2094.8855 | 0.18722 | 2095 | 0.072742
78688 | 8.265 | 0.8 | 365 | 7.5645 | 0.15216 | 7 | 0.71666
78690 | 9.69 | 0.8 | 365 | 8.8687 | 0.76461 | 9 | 0.63333
78162 | 5.61 | 0.8 | 365 | 5.1345 | 0.28477 | 5 | 0.4193
78157 | 11.115 | 0.8 | 365 | 10.1729 | 0.37705 | 10 | 0.55
78359 | 11.115 | 0.8 | 365 | 10.1729 | 0.37705 | 10 | 0.55
78165 | 5.7 | 0.8 | 365 | 5.2169 | 0.44977 | 5 | 0.66666
78285 | 10.83 | 0.8 | 365 | 9.9121 | 0.85456 | 10 | 0.76666
78691 | 7.59 | 0.8 | 365 | 6.9467 | 0.91469 | 7 | 0.8614
78692 | 6.84 | 0.8 | 365 | 6.2603 | 0.53972 | 6 | 0.8
78693 | 10.545 | 0.8 | 365 | 9.6513 | 0.33207 | 9 | 0.98333
78694 | 10.92 | 0.8 | 365 | 9.9945 | 0.019557 | 10 | 0.014031
78695 | 7.15 | 0.8 | 365 | 6.544 | 0.10804 | 6 | 0.65204
78696 | 7.41 | 0.8 | 365 | 6.782 | 0.5847 | 7 | 0.36666
78697 | 10.44 | 0.8 | 365 | 9.5552 | 0.13958 | 9 | 0.69473
78698 | 3.19 | 0.8 | 365 | 2.9196 | 0.8482 | 3 | 0.76783
78700 | 11.7 | 0.8 | 365 | 10.7084 | 0.44953 | 11 | 0.15789
78699 | 5.7 | 0.8 | 365 | 5.2169 | 0.44977 | 5 | 0.66666
51514 | 348 | 0.7 | 365 | 278.692 | 0.23766 | 278 | 0.9297
78702 | 5.61 | 0.8 | 365 | 5.1345 | 0.28477 | 5 | 0.4193
78703 | 6.27 | 0.8 | 365 | 5.7386 | 0.49475 | 6 | 0.23333
78701 | 10.15 | 0.8 | 365 | 9.2897 | 0.60792 | 9 | 0.89766
78540 | 8.41 | 0.8 | 365 | 7.6972 | 0.41799 | 8 | 0.1152
78704 | 7.41 | 0.8 | 365 | 6.782 | 0.5847 | 7 | 0.36666
78705 | 11.4 | 0.8 | 365 | 10.4338 | 0.89954 | 11 | 0.33333
78706 | 6.48 | 0.8 | 365 | 5.9308 | 0.87974 | 6 | 0.81052
74782 | 504 | 0.6 | 365 | 345.9625 | 0.98468 | 346 | 0.94721
78393 | 5.04 | 0.8 | 365 | 4.6128 | 0.2398 | 4 | 0.85263
78139 | 8.58 | 0.8 | 365 | 7.8528 | 0.72965 | 8 | 0.58245
78291 | 31.5 | 0.6 | 365 | 21.6227 | 0.31154 | 21 | 0.9342
78723 | 9.45 | 0.8 | 365 | 8.6491 | 0.32462 | 8 | 0.97368
78724 | 14.28 | 0.8 | 365 | 13.0697 | 0.17942 | 13 | 0.24912
78719 | 3.99 | 0.8 | 365 | 3.6518 | 0.31484 | 3 | 0.96667
78725 | 11.725 | 0.8 | 365 | 10.7312 | 0.49536 | 11 | 0.2266
78332 | 5.6 | 0.8 | 365 | 5.1254 | 0.26644 | 5 | 0.39181
78712 | 11.31 | 0.8 | 365 | 10.3514 | 0.73454 | 11 | 0.08596
78726 | 13.05 | 0.8 | 365 | 11.9439 | 0.92447 | 12 | 0.86842
78727 | 3.84 | 0.8 | 365 | 3.5145 | 0.039844 | 3 | 0.55438
78710 | 4.35 | 0.8 | 365 | 3.9813 | 0.97482 | 4 | 0.95614
78729 | 8.58 | 0.8 | 365 | 7.8528 | 0.72965 | 8 | 0.58245
78730 | 5.695 | 0.8 | 365 | 5.2123 | 0.4406 | 5 | 0.65292
78715 | 3.19 | 0.8 | 365 | 2.9196 | 0.8482 | 3 | 0.76783
78731 | 9.765 | 0.8 | 365 | 8.9374 | 0.9021 | 9 | 0.83947
78720 | 4.2 | 0.8 | 365 | 3.844 | 0.69983 | 4 | 0.54386
78714 | 6.67 | 0.8 | 365 | 6.1047 | 0.22806 | 6 | 0.33275
78735 | 5.4 | 0.8 | 365 | 4.9423 | 0.89978 | 5 | 0.8421
78713 | 8.265 | 0.8 | 365 | 7.5645 | 0.15216 | 7 | 0.71666
78147 | 8.64 | 0.8 | 365 | 7.9077 | 0.83965 | 8 | 0.74736
78736 | 11.6 | 0.8 | 365 | 10.6168 | 0.2662 | 10 | 0.88304
78739 | 6.825 | 0.8 | 365 | 6.2465 | 0.51222 | 6 | 0.75877
78740 | 5.04 | 0.8 | 365 | 4.6128 | 0.2398 | 4 | 0.85263
78741 | 8.265 | 0.8 | 365 | 7.5645 | 0.15216 | 7 | 0.71666
78742 | 7.2 | 0.8 | 365 | 6.5898 | 0.19971 | 6 | 0.78947
78743 | 7.98 | 0.8 | 365 | 7.3037 | 0.62968 | 7 | 0.93333
78718 | 8.12 | 0.8 | 365 | 7.4318 | 0.88634 | 8 | 0.31813
78717 | 3.77 | 0.8 | 365 | 3.4505 | 0.91151 | 4 | 0.36199
78745 | 6.4 | 0.8 | 365 | 5.8576 | 0.73307 | 6 | 0.59064
78746 | 5.7 | 0.8 | 365 | 5.2169 | 0.44977 | 5 | 0.66666
78722 | 9.86 | 0.8 | 365 | 9.0243 | 0.076267 | 9 | 0.10058
78721 | 7.125 | 0.8 | 365 | 6.5211 | 0.062211 | 6 | 0.58333
78747 | 7.98 | 0.8 | 365 | 7.3037 | 0.62968 | 7 | 0.93333
50327 | 1659.84 | 0.9 | 365 | 1709.0549 | 0.34431 | 1709 | 0.39923
78748 | 9.8 | 0.8 | 365 | 8.9694 | 0.96627 | 9 | 0.93567
78012 | 7.98 | 0.8 | 365 | 7.3037 | 0.62968 | 7 | 0.93333
78751 | 11.39 | 0.8 | 365 | 10.4246 | 0.8812 | 11 | 0.30584
78752 | 11.22 | 0.8 | 365 | 10.269 | 0.56955 | 10 | 0.83859
76005 | 1279.26 | 0.55 | 365 | 804.9498 | 0.36498 | 805 | 0.31477
78753 | 5.58 | 0.8 | 365 | 5.1071 | 0.22977 | 5 | 0.33684
78754 | 8.4 | 0.8 | 365 | 7.6881 | 0.39966 | 8 | 0.087716
78756 | 9 | 0.8 | 365 | 8.2372 | 0.49964 | 8 | 0.73684
78757 | 8.04 | 0.8 | 365 | 7.3586 | 0.73967 | 8 | 0.098242
78759 | 5.12 | 0.8 | 365 | 4.6861 | 0.38646 | 5 | 0.072513
78760 | 2.9 | 0.8 | 365 | 2.6542 | 0.31655 | 2 | 0.97076
78758 | 4.125 | 0.8 | 365 | 3.7754 | 0.56233 | 4 | 0.33772
78761 | 9.9 | 0.8 | 365 | 9.0609 | 0.1496 | 9 | 0.21052
78762 | 9.24 | 0.8 | 365 | 8.4569 | 0.93963 | 9 | 0.39649
78764 | 7.26 | 0.8 | 365 | 6.6447 | 0.30971 | 6 | 0.95438
78767 | 6 | 0.8 | 365 | 5.4915 | 0.99976 | 6 | 0.49123
78769 | 3.575 | 0.8 | 365 | 3.272 | 0.55402 | 3 | 0.82602
78771 | 5.94 | 0.8 | 365 | 5.4366 | 0.88976 | 6 | 0.32631
78281 | 8.375 | 0.8 | 365 | 7.6652 | 0.35383 | 8 | 0.019002
77478 | 5.13 | 0.8 | 365 | 4.6952 | 0.40479 | 5 | 0.099998
74969 | 2.8 | 0.8 | 365 | 2.5627 | 0.13322 | 2 | 0.69591
76023 | 3.135 | 0.8 | 365 | 2.8693 | 0.74737 | 3 | 0.61667
78770 | 11.275 | 0.8 | 365 | 10.3194 | 0.67038 | 10 | 0.98976
78772 | 5.775 | 0.8 | 365 | 5.2855 | 0.58727 | 5 | 0.8728
78773 | 10.45 | 0.8 | 365 | 9.5643 | 0.15791 | 9 | 0.72222
78777 | 3.99 | 0.8 | 365 | 3.6518 | 0.31484 | 3 | 0.96667
78708 | 8.96 | 0.8 | 365 | 8.2006 | 0.4263 | 8 | 0.6269
78707 | 11.76 | 0.8 | 365 | 10.7633 | 0.55952 | 11 | 0.3228
77803 | 9.9 | 0.8 | 365 | 9.0609 | 0.1496 | 9 | 0.21052
78781 | 7.7 | 0.8 | 365 | 7.0474 | 0.11635 | 7 | 0.16374
78783 | 10.15 | 0.8 | 365 | 9.2897 | 0.60792 | 9 | 0.89766
78784 | 7.35 | 0.8 | 365 | 6.727 | 0.4747 | 7 | 0.20175
78785 | 6.3 | 0.8 | 365 | 5.766 | 0.54974 | 6 | 0.31579
78786 | 13.3 | 0.8 | 365 | 12.1728 | 0.38279 | 12 | 0.55555
78789 | 9.57 | 0.8 | 365 | 8.7589 | 0.54461 | 9 | 0.3035
78790 | 7.35 | 0.8 | 365 | 6.727 | 0.4747 | 7 | 0.20175
78791 | 7.035 | 0.8 | 365 | 6.4387 | 0.89721 | 7 | 0.33596
78792 | 11.6 | 0.8 | 365 | 10.6168 | 0.2662 | 10 | 0.88304
78794 | 7.68 | 0.8 | 365 | 7.0291 | 0.079689 | 7 | 0.10877
78795 | 7.41 | 0.8 | 365 | 6.782 | 0.5847 | 7 | 0.36666
78797 | 4.64 | 0.8 | 365 | 4.2467 | 0.50648 | 4 | 0.75321
78803 | 5.36 | 0.8 | 365 | 4.9057 | 0.82645 | 5 | 0.73216
78775 | 9.9 | 0.8 | 365 | 9.0609 | 0.1496 | 9 | 0.21052
78808 | 6 | 0.8 | 365 | 5.4915 | 0.99976 | 6 | 0.49123
78814 | 6.555 | 0.8 | 365 | 5.9994 | 0.017234 | 6 | 0.016664
78812 | 7.8 | 0.8 | 365 | 7.1389 | 0.29968 | 7 | 0.43859
78819 | 12.87 | 0.8 | 365 | 11.7792 | 0.59448 | 12 | 0.37368
78820 | 7.26 | 0.8 | 365 | 6.6447 | 0.30971 | 6 | 0.95438
78822 | 7.56 | 0.8 | 365 | 6.9193 | 0.85969 | 7 | 0.77894
78823 | 4.4 | 0.8 | 365 | 4.0271 | 0.066488 | 4 | 0.093565
77624 | 4.56 | 0.8 | 365 | 4.1735 | 0.35982 | 4 | 0.53333
77779 | 12.825 | 0.8 | 365 | 11.738 | 0.51198 | 12 | 0.24999
75151 | 3.08 | 0.8 | 365 | 2.819 | 0.64654 | 3 | 0.4655
76965 | 3.705 | 0.8 | 365 | 3.391 | 0.79235 | 4 | 0.18333
77375 | 4.275 | 0.8 | 365 | 3.9127 | 0.83733 | 4 | 0.75
74974 | 3.135 | 0.8 | 365 | 2.8693 | 0.74737 | 3 | 0.61667
78825 | 6.6 | 0.8 | 365 | 6.0406 | 0.099732 | 6 | 0.14035
78826 | 8.1 | 0.8 | 365 | 7.4135 | 0.84967 | 8 | 0.26315
78827 | 7.8 | 0.8 | 365 | 7.1389 | 0.29968 | 7 | 0.43859
78828 | 8.125 | 0.8 | 365 | 7.4364 | 0.8955 | 8 | 0.33187
78830 | 13.5 | 0.8 | 365 | 12.3558 | 0.74945 | 13 | 0.10526
78831 | 9 | 0.8 | 365 | 8.2372 | 0.49964 | 8 | 0.73684
78832 | 6.6 | 0.8 | 365 | 6.0406 | 0.099732 | 6 | 0.14035
76662 | 4.76 | 0.8 | 365 | 4.3566 | 0.72647 | 5 | 0.083039
77378 | 3.08 | 0.8 | 365 | 2.819 | 0.64654 | 3 | 0.4655
78307 | 17.67 | 0.8 | 365 | 16.1724 | 0.39428 | 16 | 0.56666
78833 | 6 | 0.8 | 365 | 5.4915 | 0.99976 | 6 | 0.49123
78834 | 10.08 | 0.8 | 365 | 9.2257 | 0.47959 | 9 | 0.70526
78835 | 7.41 | 0.8 | 365 | 6.782 | 0.5847 | 7 | 0.36666
78836 | 9.045 | 0.8 | 365 | 8.2784 | 0.58213 | 8 | 0.86052
78837 | 6.93 | 0.8 | 365 | 6.3426 | 0.70472 | 7 | 0.047366
78838 | 6.57 | 0.8 | 365 | 6.0132 | 0.044734 | 6 | 0.057892
78839 | 5.12 | 0.8 | 365 | 4.6861 | 0.38646 | 5 | 0.072513
78841 | 7.125 | 0.8 | 365 | 6.5211 | 0.062211 | 6 | 0.58333
78842 | 7.68 | 0.8 | 365 | 7.0291 | 0.079689 | 7 | 0.10877
78843 | 6 | 0.8 | 365 | 5.4915 | 0.99976 | 6 | 0.49123
78844 | 8.04 | 0.8 | 365 | 7.3586 | 0.73967 | 8 | 0.098242
35167 | 43.4 | 0.8 | 365 | 39.7216 | 0.56491 | 40 | 0.28653
35196 | 37.24 | 0.8 | 365 | 34.0837 | 0.27182 | 34 | 0.35554
35211 | 62.72 | 0.8 | 365 | 57.4042 | 0.98412 | 58 | 0.38828
35230 | 38.64 | 0.8 | 365 | 35.3651 | 0.83843 | 36 | 0.20349
34753 | 846.72 | 1 | 365 | 968.6951 | 0.3571 | 969 | 0.052196
29943 | 1048.32 | 1 | 365 | 1199.3368 | 0.34689 | 1199 | 0.68367
78845 | 4.48 | 0.8 | 365 | 4.1003 | 0.21315 | 4 | 0.31345
78840 | 9.9 | 0.8 | 365 | 9.0609 | 0.1496 | 9 | 0.21052
78846 | 13.08 | 0.8 | 365 | 11.9714 | 0.97947 | 12 | 0.95087
22231 | 8.06 | 1 | 365 | 9.2211 | 0.47042 | 9 | 0.69152
78847 | 9.045 | 0.8 | 365 | 8.2784 | 0.58213 | 8 | 0.86052
78848 | 11.772 | 0.8 | 365 | 10.7743 | 0.58152 | 11 | 0.35578
78800 | 8.12 | 0.8 | 365 | 7.4318 | 0.88634 | 8 | 0.31813
78849 | 4.578 | 0.8 | 365 | 4.19 | 0.39281 | 4 | 0.58281
78802 | 11.31 | 0.8 | 365 | 10.3514 | 0.73454 | 11 | 0.08596
78805 | 8.7 | 0.8 | 365 | 7.9626 | 0.94965 | 8 | 0.91228
78850 | 7.125 | 0.8 | 365 | 6.5211 | 0.062211 | 6 | 0.58333
78807 | 5.51 | 0.8 | 365 | 5.043 | 0.10144 | 5 | 0.14444
78810 | 4.35 | 0.8 | 365 | 3.9813 | 0.97482 | 4 | 0.95614
78813 | 10.44 | 0.8 | 365 | 9.5552 | 0.13958 | 9 | 0.69473
78816 | 3.19 | 0.8 | 365 | 2.9196 | 0.8482 | 3 | 0.76783
78818 | 6.09 | 0.8 | 365 | 5.5738 | 0.16475 | 5 | 0.73859
78821 | 12.54 | 0.8 | 365 | 11.4772 | 0.98949 | 12 | 0.46666
72722 | 399.36 | 0.6 | 365 | 274.1341 | 0.10786 | 274 | 0.24198
78851 | 10.385 | 0.8 | 365 | 9.5048 | 0.038746 | 9 | 0.54356
78853 | 4.355 | 0.8 | 365 | 3.9859 | 0.98399 | 4 | 0.96988
78854 | 5.2 | 0.8 | 365 | 4.7593 | 0.53312 | 5 | 0.2924
78855 | 13.44 | 0.8 | 365 | 12.3009 | 0.63946 | 12 | 0.94035
78856 | 8.4 | 0.8 | 365 | 7.6881 | 0.39966 | 8 | 0.087716
78857 | 4.8 | 0.8 | 365 | 4.3932 | 0.79981 | 5 | 0.19298
78859 | 5.2 | 0.8 | 365 | 4.7593 | 0.53312 | 5 | 0.2924
78860 | 8.55 | 0.8 | 365 | 7.8253 | 0.67465 | 8 | 0.5
78862 | 9.715 | 0.8 | 365 | 8.8916 | 0.81044 | 9 | 0.70204
77450 | 3.99 | 0.8 | 365 | 3.6518 | 0.31484 | 3 | 0.96667
78865 | 4.96 | 0.8 | 365 | 4.5396 | 0.093132 | 4 | 0.63275
78337 | 8.25 | 0.8 | 365 | 7.5508 | 0.12467 | 7 | 0.67544
78866 | 7 | 0.8 | 365 | 6.4067 | 0.83305 | 7 | 0.23976
78861 | 4.76 | 0.8 | 365 | 4.3566 | 0.72647 | 5 | 0.083039
78868 | 12.73 | 0.8 | 365 | 11.6511 | 0.33782 | 11 | 0.98888
78870 | 5.36 | 0.8 | 365 | 4.9057 | 0.82645 | 5 | 0.73216
78869 | 11.31 | 0.8 | 365 | 10.3514 | 0.73454 | 11 | 0.08596
78871 | 8.99 | 0.8 | 365 | 8.2281 | 0.4813 | 8 | 0.70935
78873 | 7.35 | 0.8 | 365 | 6.727 | 0.4747 | 7 | 0.20175
78872 | 8.7 | 0.8 | 365 | 7.9626 | 0.94965 | 8 | 0.91228
78339 | 24.94 | 0.8 | 365 | 22.8262 | 0.72232 | 23 | 0.54853
78874 | 6.38 | 0.8 | 365 | 5.8393 | 0.69641 | 6 | 0.53567
78340 | 7.8 | 0.8 | 365 | 7.1389 | 0.29968 | 7 | 0.43859
78879 | 5.36 | 0.8 | 365 | 4.9057 | 0.82645 | 5 | 0.73216
78880 | 5.4 | 0.8 | 365 | 4.9423 | 0.89978 | 5 | 0.8421
77968 | 4.06 | 0.8 | 365 | 3.7159 | 0.44317 | 4 | 0.15906
78864 | 4.275 | 0.8 | 365 | 3.9127 | 0.83733 | 4 | 0.75
78881 | 6 | 0.8 | 365 | 5.4915 | 0.99976 | 6 | 0.49123
78878 | 6.38 | 0.8 | 365 | 5.8393 | 0.69641 | 6 | 0.53567
78883 | 6.365 | 0.8 | 365 | 5.8255 | 0.66891 | 6 | 0.49444
78882 | 8.55 | 0.8 | 365 | 7.8253 | 0.67465 | 8 | 0.5
78884 | 7.8 | 0.8 | 365 | 7.1389 | 0.29968 | 7 | 0.43859
78886 | 3.24 | 1 | 365 | 3.7067 | 0.42484 | 4 | 0.13158
78887 | 3 | 0.8 | 365 | 2.7457 | 0.49988 | 3 | 0.24561
78891 | 3.9 | 0.8 | 365 | 3.5695 | 0.14984 | 3 | 0.7193
78892 | 5.13 | 0.8 | 365 | 4.6952 | 0.40479 | 5 | 0.099998
78893 | 3.9 | 0.8 | 365 | 3.5695 | 0.14984 | 3 | 0.7193
78895 | 6.38 | 0.8 | 365 | 5.8393 | 0.69641 | 6 | 0.53567
78896 | 2.32 | 0.8 | 365 | 2.1234 | 0.25324 | 2 | 0.37661
78897 | 4.56 | 0.8 | 365 | 4.1735 | 0.35982 | 4 | 0.53333
78898 | 8.7 | 0.8 | 365 | 7.9626 | 0.94965 | 8 | 0.91228
78899 | 4.275 | 0.8 | 365 | 3.9127 | 0.83733 | 4 | 0.75
78900 | 3.19 | 0.8 | 365 | 2.9196 | 0.8482 | 3 | 0.76783
78902 | 5.13 | 0.8 | 365 | 4.6952 | 0.40479 | 5 | 0.099998
78903 | 8.58 | 0.8 | 365 | 7.8528 | 0.72965 | 8 | 0.58245
78906 | 13.34 | 0.8 | 365 | 12.2094 | 0.45613 | 12 | 0.66549
78907 | 3.64 | 0.8 | 365 | 3.3315 | 0.67319 | 4 | 0.0046769
78908 | 2.9 | 0.8 | 365 | 2.6542 | 0.31655 | 2 | 0.97076
78909 | 4.275 | 0.8 | 365 | 3.9127 | 0.83733 | 4 | 0.75
78910 | 8.99 | 0.8 | 365 | 8.2281 | 0.4813 | 8 | 0.70935
78911 | 7.125 | 0.8 | 365 | 6.5211 | 0.062211 | 6 | 0.58333
78912 | 10.44 | 0.8 | 365 | 9.5552 | 0.13958 | 9 | 0.69473
78913 | 5.6 | 0.8 | 365 | 5.1254 | 0.26644 | 5 | 0.39181
78914 | 11.88 | 0.8 | 365 | 10.8731 | 0.77952 | 11 | 0.65263
78915 | 6.6 | 0.8 | 365 | 6.0406 | 0.099732 | 6 | 0.14035
78916 | 7.41 | 0.8 | 365 | 6.782 | 0.5847 | 7 | 0.36666
78917 | 12.76 | 0.8 | 365 | 11.6785 | 0.39282 | 12 | 0.07134
78918 | 3.48 | 0.8 | 365 | 3.1851 | 0.37986 | 3 | 0.56491
78919 | 7.25 | 0.8 | 365 | 6.6355 | 0.29137 | 6 | 0.9269
78924 | 4.8 | 0.8 | 365 | 4.3932 | 0.79981 | 5 | 0.19298
78877 | 6.38 | 0.8 | 365 | 5.8393 | 0.69641 | 6 | 0.53567
78867 | 12.76 | 0.8 | 365 | 11.6785 | 0.39282 | 12 | 0.07134
78875 | 7.83 | 0.8 | 365 | 7.1664 | 0.35468 | 7 | 0.52105
78922 | 8.265 | 0.8 | 365 | 7.5645 | 0.15216 | 7 | 0.71666
78923 | 8.41 | 0.8 | 365 | 7.6972 | 0.41799 | 8 | 0.1152
78927 | 10.92 | 0.8 | 365 | 9.9945 | 0.019557 | 10 | 0.014031
78928 | 4.35 | 0.8 | 365 | 3.9813 | 0.97482 | 4 | 0.95614
78926 | 2.4 | 0.8 | 365 | 2.1966 | 0.3999 | 2 | 0.59649
78935 | 8.12 | 0.8 | 365 | 7.4318 | 0.88634 | 8 | 0.31813
78801 | 7.92 | 0.8 | 365 | 7.2487 | 0.51968 | 7 | 0.76842
78885 | 10.56 | 0.8 | 365 | 9.665 | 0.35957 | 10 | 0.024557
78626 | 5.85 | 0.8 | 365 | 5.3542 | 0.72476 | 6 | 0.078945
78938 | 9.1 | 0.8 | 365 | 8.3287 | 0.68296 | 9 | 0.011692
78936 | 5.67 | 0.8 | 365 | 5.1894 | 0.39477 | 5 | 0.58421
77885 | 4.56 | 1 | 365 | 5.2169 | 0.44977 | 5 | 0.66666
78940 | 7.26 | 0.8 | 365 | 6.6447 | 0.30971 | 6 | 0.95438
78946 | 4.56 | 0.8 | 365 | 4.1735 | 0.35982 | 4 | 0.53333
78948 | 5.58 | 0.8 | 365 | 5.1071 | 0.22977 | 5 | 0.33684
78950 | 5.04 | 0.8 | 365 | 4.6128 | 0.2398 | 4 | 0.85263
78949 | 3.3 | 0.8 | 365 | 3.0203 | 0.049866 | 3 | 0.070174
78951 | 8.37 | 0.8 | 365 | 7.6606 | 0.34466 | 8 | 0.0052597
78934 | 7.92 | 0.8 | 365 | 7.2487 | 0.51968 | 7 | 0.76842
78952 | 6.16 | 0.8 | 365 | 5.6379 | 0.29308 | 5 | 0.93099
78933 | 11.97 | 0.8 | 365 | 10.9555 | 0.94451 | 11 | 0.9
78953 | 24.75 | 0.8 | 365 | 22.6523 | 0.374 | 23 | 0.026306
78780 | 10.26 | 0.8 | 365 | 9.3904 | 0.80958 | 10 | 0.2
78939 | 9.75 | 0.8 | 365 | 8.9236 | 0.8746 | 9 | 0.79824
78956 | 19.095 | 0.8 | 365 | 17.4766 | 0.006726 | 17 | 0.48333
78957 | 4.845 | 0.8 | 365 | 4.4344 | 0.8823 | 5 | 0.31666
78958 | 9.405 | 0.8 | 365 | 8.6079 | 0.24212 | 8 | 0.85
78959 | 10.545 | 0.8 | 365 | 9.6513 | 0.33207 | 9 | 0.98333
78960 | 10.8 | 0.8 | 365 | 9.8846 | 0.79956 | 10 | 0.68421
78961 | 10.26 | 0.8 | 365 | 9.3904 | 0.80958 | 10 | 0.2
78962 | 6.08 | 0.8 | 365 | 5.5647 | 0.14642 | 5 | 0.71111
78947 | 9.69 | 0.8 | 365 | 8.8687 | 0.76461 | 9 | 0.63333
78945 | 5.13 | 0.8 | 365 | 4.6952 | 0.40479 | 5 | 0.099998
78965 | 9.36 | 0.8 | 365 | 8.5667 | 0.15962 | 8 | 0.72631
78966 | 7.8 | 0.8 | 365 | 7.1389 | 0.29968 | 7 | 0.43859
78967 | 13.11 | 0.8 | 365 | 11.9989 | 0.034469 | 12 | 0.033328
78968 | 4.35 | 0.8 | 365 | 3.9813 | 0.97482 | 4 | 0.95614
78969 | 6.96 | 0.8 | 365 | 6.3701 | 0.75972 | 7 | 0.12982
78970 | 6.67 | 0.8 | 365 | 6.1047 | 0.22806 | 6 | 0.33275
78971 | 5.415 | 0.8 | 365 | 4.9561 | 0.92728 | 5 | 0.88333
78972 | 6.67 | 0.8 | 365 | 6.1047 | 0.22806 | 6 | 0.33275
78973 | 9.86 | 0.8 | 365 | 9.0243 | 0.076267 | 9 | 0.10058
78974 | 6.67 | 0.8 | 365 | 6.1047 | 0.22806 | 6 | 0.33275
78976 | 14.405 | 0.8 | 365 | 13.1841 | 0.40858 | 13 | 0.59268
78977 | 4.06 | 0.8 | 365 | 3.7159 | 0.44317 | 4 | 0.15906
36957 | 47.088 | 0.9 | 365 | 48.4842 | 0.11685 | 48 | 0.60103
78981 | 3.3 | 0.8 | 365 | 3.0203 | 0.049866 | 3 | 0.070174
78982 | 10.44 | 0.8 | 365 | 9.5552 | 0.13958 | 9 | 0.69473
78983 | 6.96 | 0.8 | 365 | 6.3701 | 0.75972 | 7 | 0.12982
78985 | 7.25 | 0.8 | 365 | 6.6355 | 0.29137 | 6 | 0.9269
78986 | 8.41 | 0.8 | 365 | 7.6972 | 0.41799 | 8 | 0.1152
78988 | 3.48 | 0.8 | 365 | 3.1851 | 0.37986 | 3 | 0.56491
78984 | 3.99 | 0.8 | 365 | 3.6518 | 0.31484 | 3 | 0.96667
78990 | 9.57 | 0.8 | 365 | 8.7589 | 0.54461 | 9 | 0.3035
78989 | 7.41 | 0.8 | 365 | 6.782 | 0.5847 | 7 | 0.36666
78991 | 7.41 | 0.8 | 365 | 6.782 | 0.5847 | 7 | 0.36666
78992 | 2.9 | 0.8 | 365 | 2.6542 | 0.31655 | 2 | 0.97076
78994 | 4.845 | 0.8 | 365 | 4.4344 | 0.8823 | 5 | 0.31666
64259 | 648.72 | 0.65 | 365 | 482.4118 | 0.30114 | 482 | 0.71294
52733 | 1990.235 | 1 | 365 | 2276.9403 | 0.85437 | 2277 | 0.79466
78998 | 6.6 | 0.8 | 365 | 6.0406 | 0.099732 | 6 | 0.14035
79000 | 8.55 | 0.8 | 365 | 7.8253 | 0.67465 | 8 | 0.5
79001 | 6.16 | 0.8 | 365 | 5.6379 | 0.29308 | 5 | 0.93099
79002 | 13.325 | 0.8 | 365 | 12.1956 | 0.42863 | 12 | 0.62426
79003 | 16.32 | 0.8 | 365 | 14.9368 | 0.91934 | 15 | 0.85613
78979 | 6.67 | 0.8 | 365 | 6.1047 | 0.22806 | 6 | 0.33275
79008 | 5.22 | 0.8 | 365 | 4.7776 | 0.56979 | 5 | 0.34737
79007 | 8 | 0.8 | 365 | 7.322 | 0.66634 | 7 | 0.9883
78987 | 3.77 | 0.8 | 365 | 3.4505 | 0.91151 | 4 | 0.36199
78993 | 5.13 | 0.8 | 365 | 4.6952 | 0.40479 | 5 | 0.099998
78995 | 6.67 | 0.8 | 365 | 6.1047 | 0.22806 | 6 | 0.33275
79012 | 5.886 | 0.8 | 365 | 5.3871 | 0.79076 | 6 | 0.17789
79015 | 9.57 | 0.8 | 365 | 8.7589 | 0.54461 | 9 | 0.3035
79016 | 4.64 | 0.8 | 365 | 4.2467 | 0.50648 | 4 | 0.75321
79021 | 11.04 | 0.8 | 365 | 10.1043 | 0.23955 | 10 | 0.34386
79020 | 10.08 | 0.8 | 365 | 9.2257 | 0.47959 | 9 | 0.70526
79023 | 10.695 | 0.8 | 365 | 9.7885 | 0.60707 | 10 | 0.39561
34549 | 2050.2 | 0.7 | 365 | 1641.8805 | 0.78979 | 1642 | 0.67031
78750 | 639.18 | 0.65 | 365 | 475.3175 | 0.090825 | 475 | 0.40834
79013 | 8.96 | 0.8 | 365 | 8.2006 | 0.4263 | 8 | 0.6269
79040 | 7.36 | 0.8 | 365 | 6.7362 | 0.49304 | 7 | 0.22924
79042 | 13.2 | 0.8 | 365 | 12.0812 | 0.19946 | 12 | 0.2807
79044 | 8.58 | 0.8 | 365 | 7.8528 | 0.72965 | 8 | 0.58245
79049 | 8.64 | 0.8 | 365 | 7.9077 | 0.83965 | 8 | 0.74736
79050 | 12 | 0.8 | 365 | 10.9829 | 0.99951 | 11 | 0.98245
79051 | 7.56 | 0.8 | 365 | 6.9193 | 0.85969 | 7 | 0.77894
79052 | 11.39 | 0.8 | 365 | 10.4246 | 0.8812 | 11 | 0.30584
79039 | 5.04 | 0.8 | 365 | 4.6128 | 0.2398 | 4 | 0.85263
79047 | 5.795 | 0.8 | 365 | 5.3038 | 0.62393 | 5 | 0.92778
78563 | 8.4 | 0.8 | 365 | 7.6881 | 0.39966 | 8 | 0.087716
78650 | 10.92 | 0.8 | 365 | 9.9945 | 0.019557 | 10 | 0.014031
78651 | 9.6 | 0.8 | 365 | 8.7864 | 0.59961 | 9 | 0.38596
78680 | 8.04 | 0.8 | 365 | 7.3586 | 0.73967 | 8 | 0.098242
78684 | 7.2 | 0.8 | 365 | 6.5898 | 0.19971 | 6 | 0.78947
78734 | 12.96 | 0.8 | 365 | 11.8616 | 0.75947 | 12 | 0.62105
78737 | 103.48 | 0.6 | 365 | 71.0321 | 0.28185 | 71 | 0.314
78806 | 6.555 | 0.8 | 365 | 5.9994 | 0.017234 | 6 | 0.016664
78824 | 15.12 | 0.8 | 365 | 13.8385 | 0.71939 | 14 | 0.55789
78815 | 10.695 | 0.8 | 365 | 9.7885 | 0.60707 | 10 | 0.39561
78930 | 11.2 | 0.8 | 365 | 10.2507 | 0.53288 | 10 | 0.78362
78955 | 4.845 | 0.8 | 365 | 4.4344 | 0.8823 | 5 | 0.31666
78817 | 22.365 | 0.8 | 365 | 20.4694 | 0.0015935 | 20 | 0.47104
79006 | 8.25 | 0.8 | 365 | 7.5508 | 0.12467 | 7 | 0.67544
79009 | 7.84 | 0.8 | 365 | 7.1755 | 0.37302 | 7 | 0.54853
79011 | 9.9 | 0.8 | 365 | 9.0609 | 0.1496 | 9 | 0.21052
78996 | 5.8 | 0.8 | 365 | 5.3084 | 0.6331 | 5 | 0.94152
79055 | 11.84 | 0.8 | 365 | 10.8365 | 0.70619 | 11 | 0.54269
79056 | 3.24 | 0.8 | 365 | 2.9654 | 0.93987 | 3 | 0.90526
79019 | 2.85 | 0.8 | 365 | 2.6084 | 0.22488 | 2 | 0.83333
79022 | 7.83 | 0.8 | 365 | 7.1664 | 0.35468 | 7 | 0.52105
79058 | 7.68 | 0.8 | 365 | 7.0291 | 0.079689 | 7 | 0.10877
79060 | 8.235 | 0.8 | 365 | 7.537 | 0.097166 | 7 | 0.63421
79029 | 5.8 | 0.8 | 365 | 5.3084 | 0.6331 | 5 | 0.94152
79061 | 9.48 | 0.8 | 365 | 8.6765 | 0.37962 | 9 | 0.056136
79063 | 5.415 | 0.8 | 365 | 4.9561 | 0.92728 | 5 | 0.88333
79031 | 2.28 | 0.8 | 365 | 2.0868 | 0.17991 | 2 | 0.26667
79064 | 6.96 | 0.8 | 365 | 6.3701 | 0.75972 | 7 | 0.12982
79062 | 10.5 | 0.8 | 365 | 9.6101 | 0.24957 | 9 | 0.85964
79066 | 6.96 | 0.8 | 365 | 6.3701 | 0.75972 | 7 | 0.12982
79038 | 3.135 | 0.8 | 365 | 2.8693 | 0.74737 | 3 | 0.61667
79067 | 7.54 | 0.8 | 365 | 6.9009 | 0.82303 | 7 | 0.72397
79070 | 2.9 | 0.8 | 365 | 2.6542 | 0.31655 | 2 | 0.97076
79068 | 4.16 | 0.8 | 365 | 3.8074 | 0.6265 | 4 | 0.43392
79071 | 4.35 | 0.8 | 365 | 3.9813 | 0.97482 | 4 | 0.95614
79069 | 10.62 | 0.8 | 365 | 9.7199 | 0.46957 | 10 | 0.18947
79041 | 4.35 | 0.8 | 365 | 3.9813 | 0.97482 | 4 | 0.95614
79072 | 7.36 | 0.8 | 365 | 6.7362 | 0.49304 | 7 | 0.22924
79074 | 10.44 | 0.8 | 365 | 9.5552 | 0.13958 | 9 | 0.69473
79073 | 7.3 | 0.8 | 365 | 6.6813 | 0.38304 | 7 | 0.064324
79075 | 5.8 | 0.8 | 365 | 5.3084 | 0.6331 | 5 | 0.94152
79076 | 4.93 | 0.8 | 365 | 4.5122 | 0.038134 | 4 | 0.55029
79077 | 4.93 | 0.8 | 365 | 4.5122 | 0.038134 | 4 | 0.55029
79079 | 3.77 | 0.8 | 365 | 3.4505 | 0.91151 | 4 | 0.36199
79081 | 3.77 | 0.8 | 365 | 3.4505 | 0.91151 | 4 | 0.36199
79084 | 4.93 | 0.8 | 365 | 4.5122 | 0.038134 | 4 | 0.55029
79085 | 6.09 | 0.8 | 365 | 5.5738 | 0.16475 | 5 | 0.73859
79086 | 13.11 | 0.8 | 365 | 11.9989 | 0.034469 | 12 | 0.033328
79088 | 11.02 | 0.8 | 365 | 10.086 | 0.20289 | 10 | 0.28888
79045 | 10.36 | 0.8 | 365 | 9.4819 | 0.99291 | 10 | 0.47485
79090 | 8.28 | 0.8 | 365 | 7.5782 | 0.17966 | 7 | 0.75789
79028 | 6.6 | 0.8 | 365 | 6.0406 | 0.099732 | 6 | 0.14035
79032 | 3.96 | 0.8 | 365 | 3.6244 | 0.25984 | 3 | 0.88421
79033 | 5.94 | 0.8 | 365 | 5.4366 | 0.88976 | 6 | 0.32631
79034 | 13.86 | 0.8 | 365 | 12.6853 | 0.40944 | 13 | 0.094731
79014 | 7.92 | 0.8 | 365 | 7.2487 | 0.51968 | 7 | 0.76842
79010 | 9.9 | 0.8 | 365 | 9.0609 | 0.1496 | 9 | 0.21052
79101 | 9.28 | 0.8 | 365 | 8.4935 | 0.012957 | 8 | 0.50643
79100 | 6.213 | 0.8 | 365 | 5.6864 | 0.39025 | 6 | 0.076664
79103 | 9.12 | 0.8 | 365 | 8.347 | 0.71963 | 9 | 0.066663
79099 | 3.6 | 0.8 | 365 | 3.2949 | 0.59985 | 3 | 0.89474
79104 | 12.4 | 0.8 | 365 | 11.349 | 0.73283 | 12 | 0.081866
79102 | 7.41 | 0.8 | 365 | 6.782 | 0.5847 | 7 | 0.36666
79107 | 3.35 | 0.8 | 365 | 3.0661 | 0.14153 | 3 | 0.2076
79110 | 6.365 | 0.8 | 365 | 5.8255 | 0.66891 | 6 | 0.49444
79109 | 6.365 | 0.8 | 365 | 5.8255 | 0.66891 | 6 | 0.49444
79112 | 5.2 | 0.8 | 365 | 4.7593 | 0.53312 | 5 | 0.2924
79113 | 5.67 | 0.8 | 365 | 5.1894 | 0.39477 | 5 | 0.58421
79108 | 3.99 | 0.8 | 365 | 3.6518 | 0.31484 | 3 | 0.96667
79114 | 5.7 | 0.8 | 365 | 5.2169 | 0.44977 | 5 | 0.66666
79115 | 8.835 | 0.8 | 365 | 8.0862 | 0.19714 | 8 | 0.28333
79117 | 7.8 | 0.8 | 365 | 7.1389 | 0.29968 | 7 | 0.43859
79119 | 7.41 | 0.8 | 365 | 6.782 | 0.5847 | 7 | 0.36666
79082 | 6.96 | 0.8 | 365 | 6.3701 | 0.75972 | 7 | 0.12982
79120 | 7.475 | 0.8 | 365 | 6.8415 | 0.70386 | 7 | 0.54532
79087 | 4.06 | 0.8 | 365 | 3.7159 | 0.44317 | 4 | 0.15906
79121 | 6.2 | 0.8 | 365 | 5.6745 | 0.36642 | 6 | 0.040933
79116 | 8.4 | 0.8 | 365 | 7.6881 | 0.39966 | 8 | 0.087716
79126 | 11.2 | 0.8 | 365 | 10.2507 | 0.53288 | 10 | 0.78362
79128 | 5.95 | 0.8 | 365 | 5.4457 | 0.90809 | 6 | 0.3538
79129 | 3.84 | 0.8 | 365 | 3.5145 | 0.039844 | 3 | 0.55438
79123 | 9.9 | 0.8 | 365 | 9.0609 | 0.1496 | 9 | 0.21052
79127 | 3.9 | 0.8 | 365 | 3.5695 | 0.14984 | 3 | 0.7193
79130 | 10.23 | 0.8 | 365 | 9.363 | 0.75459 | 10 | 0.11754
79131 | 11.2 | 0.8 | 365 | 10.2507 | 0.53288 | 10 | 0.78362
79132 | 5.76 | 0.8 | 365 | 5.2718 | 0.55977 | 5 | 0.83158
79091 | 10.26 | 0.8 | 365 | 9.3904 | 0.80958 | 10 | 0.2
79092 | 4.93 | 0.8 | 365 | 4.5122 | 0.038134 | 4 | 0.55029
79093 | 8.835 | 0.8 | 365 | 8.0862 | 0.19714 | 8 | 0.28333
79004 | 11.16 | 0.8 | 365 | 10.2141 | 0.45955 | 10 | 0.67368
79057 | 11.2 | 0.8 | 365 | 10.2507 | 0.53288 | 10 | 0.78362
79134 | 5.525 | 0.8 | 365 | 5.0567 | 0.12894 | 5 | 0.18567
79135 | 4.68 | 0.8 | 365 | 4.2833 | 0.57981 | 4 | 0.86316
78645 | 8.505 | 0.8 | 365 | 7.7842 | 0.59216 | 8 | 0.37631
78623 | 11.88 | 0.8 | 365 | 10.8731 | 0.77952 | 11 | 0.65263
78507 | 6.935 | 0.8 | 365 | 6.3472 | 0.71389 | 7 | 0.061108
78788 | 2.6 | 1 | 365 | 2.9745 | 0.9582 | 3 | 0.93275
78689 | 7.84 | 0.8 | 365 | 7.1755 | 0.37302 | 7 | 0.54853
78999 | 94.12 | 0.7 | 365 | 75.375 | 0.98083 | 76 | 0.35581
79095 | 9.9 | 0.8 | 365 | 9.0609 | 0.1496 | 9 | 0.21052
79106 | 4.35 | 0.8 | 365 | 3.9813 | 0.97482 | 4 | 0.95614
79105 | 8.12 | 0.8 | 365 | 7.4318 | 0.88634 | 8 | 0.31813
79150 | 11.52 | 0.8 | 365 | 10.5436 | 0.11953 | 10 | 0.66315
79151 | 24.96 | 0.8 | 365 | 22.8445 | 0.75899 | 23 | 0.6035
79152 | 13.44 | 0.8 | 365 | 12.3009 | 0.63946 | 12 | 0.94035
79153 | 8 | 0.8 | 365 | 7.322 | 0.66634 | 7 | 0.9883
78944 | 9.24 | 0.8 | 365 | 8.4569 | 0.93963 | 9 | 0.39649
79158 | 8.55 | 0.8 | 365 | 7.8253 | 0.67465 | 8 | 0.5
79160 | 5.32 | 0.8 | 365 | 4.8691 | 0.75312 | 5 | 0.62222
79161 | 5.415 | 0.8 | 365 | 4.9561 | 0.92728 | 5 | 0.88333
78766 | 6.875 | 0.8 | 365 | 6.2923 | 0.60389 | 6 | 0.8962
78768 | 9.9 | 0.8 | 365 | 9.0609 | 0.1496 | 9 | 0.21052
79164 | 12.54 | 0.8 | 365 | 11.4772 | 0.98949 | 12 | 0.46666
79165 | 12.095 | 0.8 | 365 | 11.0699 | 0.17368 | 11 | 0.24356
79169 | 8.25 | 0.8 | 365 | 7.5508 | 0.12467 | 7 | 0.67544
79096 | 17.36 | 0.8 | 365 | 15.8886 | 0.82596 | 16 | 0.71461
78343 | 24.852 | 0.8 | 365 | 22.7457 | 0.56099 | 23 | 0.30666
79173 | 6.27 | 0.8 | 365 | 5.7386 | 0.49475 | 6 | 0.23333
79174 | 7.25 | 0.8 | 365 | 6.6355 | 0.29137 | 6 | 0.9269
79177 | 9.69 | 0.8 | 365 | 8.8687 | 0.76461 | 9 | 0.63333
79154 | 19.38 | 0.8 | 365 | 17.7374 | 0.52921 | 18 | 0.26666
79178 | 8.835 | 0.8 | 365 | 8.0862 | 0.19714 | 8 | 0.28333
79155 | 5.13 | 0.8 | 365 | 4.6952 | 0.40479 | 5 | 0.099998
79180 | 5.51 | 0.8 | 365 | 5.043 | 0.10144 | 5 | 0.14444
79156 | 6.84 | 0.8 | 365 | 6.2603 | 0.53972 | 6 | 0.8
79182 | 7.25 | 0.8 | 365 | 6.6355 | 0.29137 | 6 | 0.9269
79157 | 13.34 | 0.8 | 365 | 12.2094 | 0.45613 | 12 | 0.66549
79159 | 6.72 | 0.8 | 365 | 6.1504 | 0.31973 | 6 | 0.47017
78203 | 511.92 | 0.6 | 365 | 351.3991 | 0.87444 | 352 | 0.27353
79187 | 7.98 | 0.8 | 365 | 7.3037 | 0.62968 | 7 | 0.93333
79089 | 9.57 | 0.8 | 365 | 8.7589 | 0.54461 | 9 | 0.3035
79189 | 11.685 | 0.8 | 365 | 10.6946 | 0.42203 | 11 | 0.11666
79191 | 11.88 | 0.8 | 365 | 10.8731 | 0.77952 | 11 | 0.65263
79192 | 9.57 | 0.8 | 365 | 8.7589 | 0.54461 | 9 | 0.3035
79193 | 6.38 | 0.8 | 365 | 5.8393 | 0.69641 | 6 | 0.53567
79195 | 9.57 | 0.8 | 365 | 8.7589 | 0.54461 | 9 | 0.3035
79197 | 11.375 | 0.8 | 365 | 10.4109 | 0.85371 | 11 | 0.26462
79196 | 12.255 | 0.8 | 365 | 11.2163 | 0.467 | 11 | 0.68333
79202 | 3.705 | 0.8 | 365 | 3.391 | 0.79235 | 4 | 0.18333
79203 | 6.555 | 0.8 | 365 | 5.9994 | 0.017234 | 6 | 0.016664
79125 | 7.695 | 0.8 | 365 | 7.0428 | 0.10719 | 7 | 0.15
79208 | 5.8 | 0.8 | 365 | 5.3084 | 0.6331 | 5 | 0.94152
79209 | 9.975 | 0.8 | 365 | 9.1296 | 0.2871 | 9 | 0.41666
79198 | 4.02 | 0.8 | 365 | 3.6793 | 0.36984 | 4 | 0.049121
79210 | 11.97 | 0.8 | 365 | 10.9555 | 0.94451 | 11 | 0.9
79212 | 11.4 | 0.8 | 365 | 10.4338 | 0.89954 | 11 | 0.33333
79213 | 12.18 | 0.8 | 365 | 11.1477 | 0.32951 | 11 | 0.47719
79214 | 8.55 | 0.8 | 365 | 7.8253 | 0.67465 | 8 | 0.5
79215 | 4.06 | 0.8 | 365 | 3.7159 | 0.44317 | 4 | 0.15906
79216 | 4.35 | 0.8 | 365 | 3.9813 | 0.97482 | 4 | 0.95614
79217 | 3.19 | 0.8 | 365 | 2.9196 | 0.8482 | 3 | 0.76783
79218 | 5.22 | 0.8 | 365 | 4.7776 | 0.56979 | 5 | 0.34737
79220 | 4.275 | 0.8 | 365 | 3.9127 | 0.83733 | 4 | 0.75
79222 | 6.38 | 0.8 | 365 | 5.8393 | 0.69641 | 6 | 0.53567
79223 | 6.555 | 0.8 | 365 | 5.9994 | 0.017234 | 6 | 0.016664
79225 | 5.8 | 0.8 | 365 | 5.3084 | 0.6331 | 5 | 0.94152
79226 | 10.545 | 0.8 | 365 | 9.6513 | 0.33207 | 9 | 0.98333
79227 | 2.32 | 0.8 | 365 | 2.1234 | 0.25324 | 2 | 0.37661
79228 | 4.64 | 0.8 | 365 | 4.2467 | 0.50648 | 4 | 0.75321
79230 | 4.06 | 0.8 | 365 | 3.7159 | 0.44317 | 4 | 0.15906
79229 | 5.7 | 0.8 | 365 | 5.2169 | 0.44977 | 5 | 0.66666
79232 | 4.56 | 0.8 | 365 | 4.1735 | 0.35982 | 4 | 0.53333
79233 | 4.35 | 0.8 | 365 | 3.9813 | 0.97482 | 4 | 0.95614
79234 | 4.64 | 0.8 | 365 | 4.2467 | 0.50648 | 4 | 0.75321
79236 | 8.1 | 0.8 | 365 | 7.4135 | 0.84967 | 8 | 0.26315
79239 | 11.97 | 0.8 | 365 | 10.9555 | 0.94451 | 11 | 0.9
79241 | 3.42 | 0.8 | 365 | 3.1301 | 0.26986 | 3 | 0.4
79243 | 3.99 | 0.8 | 365 | 3.6518 | 0.31484 | 3 | 0.96667
79240 | 7.2 | 0.8 | 365 | 6.5898 | 0.19971 | 6 | 0.78947
79246 | 3.6 | 0.8 | 365 | 3.2949 | 0.59985 | 3 | 0.89474
79245 | 7.84 | 0.8 | 365 | 7.1755 | 0.37302 | 7 | 0.54853
79249 | 9.72 | 0.8 | 365 | 8.8962 | 0.81961 | 9 | 0.71579
29080 | 2592 | 1 | 365 | 2965.3932 | 0.86867 | 2966 | 0.26182
79251 | 10.83 | 0.8 | 365 | 9.9121 | 0.85456 | 10 | 0.76666
79252 | 9.405 | 0.8 | 365 | 8.6079 | 0.24212 | 8 | 0.85
76212 | 4.68 | 0.8 | 365 | 4.2833 | 0.57981 | 4 | 0.86316
79253 | 6.93 | 0.8 | 365 | 6.3426 | 0.70472 | 7 | 0.047366
79027 | 6.9 | 0.8 | 365 | 6.3152 | 0.64972 | 6 | 0.96491
79053 | 6.05 | 0.8 | 365 | 5.5372 | 0.091421 | 5 | 0.62865
12049 | 2613.6 | 1 | 365 | 2990.1048 | 0.36758 | 2990 | 0.47234
79254 | 4.275 | 0.8 | 365 | 3.9127 | 0.83733 | 4 | 0.75
79255 | 4.29 | 0.8 | 365 | 3.9264 | 0.86483 | 4 | 0.79123
79256 | 12.39 | 0.8 | 365 | 11.3399 | 0.7145 | 12 | 0.054381
79257 | 8.69 | 0.8 | 365 | 7.9535 | 0.93131 | 8 | 0.88479
31170 | 5346 | 1 | 365 | 6116.1234 | 0.97914 | 6117 | 0.10251
79258 | 9.24 | 0.8 | 365 | 8.4569 | 0.93963 | 9 | 0.39649
79259 | 5.475 | 0.8 | 365 | 5.011 | 0.037278 | 5 | 0.048243
79260 | 4.93 | 0.8 | 365 | 4.5122 | 0.038134 | 4 | 0.55029
79263 | 13.2 | 0.8 | 365 | 12.0812 | 0.19946 | 12 | 0.2807
79265 | 6.6 | 0.8 | 365 | 6.0406 | 0.099732 | 6 | 0.14035
76077 | 8.25 | 0.8 | 365 | 7.5508 | 0.12467 | 7 | 0.67544
79147 | 6.96 | 0.8 | 365 | 6.3701 | 0.75972 | 7 | 0.12982
79267 | 15.745 | 0.8 | 365 | 14.4105 | 0.8652 | 15 | 0.27572
79026 | 13.11 | 0.8 | 365 | 11.9989 | 0.034469 | 12 | 0.033328
79030 | 4.95 | 0.8 | 365 | 4.5305 | 0.074799 | 4 | 0.60526
79018 | 10.05 | 0.8 | 365 | 9.1982 | 0.42459 | 9 | 0.6228
79094 | 11.7 | 0.8 | 365 | 10.7084 | 0.44953 | 11 | 0.15789
78954 | 8.04 | 0.8 | 365 | 7.3586 | 0.73967 | 8 | 0.098242
78889 | 9.38 | 0.8 | 365 | 8.585 | 0.19629 | 8 | 0.78128
78888 | 10.08 | 0.8 | 365 | 9.2257 | 0.47959 | 9 | 0.70526
79270 | 4.93 | 0.8 | 365 | 4.5122 | 0.038134 | 4 | 0.55029
79271 | 11.02 | 0.8 | 365 | 10.086 | 0.20289 | 10 | 0.28888
79272 | 6.27 | 0.8 | 365 | 5.7386 | 0.49475 | 6 | 0.23333
79273 | 2.52 | 0.8 | 365 | 2.3064 | 0.6199 | 2 | 0.92631
79237 | 8.12 | 0.8 | 365 | 7.4318 | 0.88634 | 8 | 0.31813
79268 | 12 | 0.8 | 365 | 10.9829 | 0.99951 | 11 | 0.98245
79283 | 14.4 | 0.8 | 365 | 13.1795 | 0.39942 | 13 | 0.57894
79282 | 12 | 0.8 | 365 | 10.9829 | 0.99951 | 11 | 0.98245
79285 | 11.7 | 0.8 | 365 | 10.7084 | 0.44953 | 11 | 0.15789
79037 | 6.405 | 0.8 | 365 | 5.8621 | 0.74224 | 6 | 0.60438
79288 | 5.58 | 0.8 | 365 | 5.1071 | 0.22977 | 5 | 0.33684
79290 | 7.875 | 0.8 | 365 | 7.2076 | 0.43718 | 7 | 0.64473
79291 | 7.848 | 0.8 | 365 | 7.1828 | 0.38768 | 7 | 0.57052
79293 | 8.99 | 0.8 | 365 | 8.2281 | 0.4813 | 8 | 0.70935
79292 | 11.89 | 0.8 | 365 | 10.8823 | 0.79785 | 11 | 0.68011
79294 | 5.58 | 0.8 | 365 | 5.1071 | 0.22977 | 5 | 0.33684
79295 | 14.5 | 0.8 | 365 | 13.271 | 0.58275 | 13 | 0.8538
79299 | 4.62 | 0.8 | 365 | 4.2284 | 0.46981 | 4 | 0.69824
79298 | 2.9 | 0.8 | 365 | 2.6542 | 0.31655 | 2 | 0.97076
79303 | 9.045 | 0.8 | 365 | 8.2784 | 0.58213 | 8 | 0.86052
79304 | 6.54 | 0.8 | 365 | 5.9857 | 0.98973 | 6 | 0.97544
79305 | 12.54 | 0.8 | 365 | 11.4772 | 0.98949 | 12 | 0.46666
79306 | 11.16 | 0.8 | 365 | 10.2141 | 0.45955 | 10 | 0.67368
79308 | 5.8 | 0.8 | 365 | 5.3084 | 0.6331 | 5 | 0.94152
79310 | 7.905 | 0.8 | 365 | 7.235 | 0.49218 | 7 | 0.72719
79311 | 4.95 | 0.8 | 365 | 4.5305 | 0.074799 | 4 | 0.60526
79312 | 6.6 | 0.8 | 365 | 6.0406 | 0.099732 | 6 | 0.14035
79313 | 7.92 | 0.8 | 365 | 7.2487 | 0.51968 | 7 | 0.76842
79314 | 11.55 | 0.8 | 365 | 10.5711 | 0.17453 | 10 | 0.74561
79315 | 5.415 | 0.8 | 365 | 4.9561 | 0.92728 | 5 | 0.88333
79319 | 4.275 | 0.8 | 365 | 3.9127 | 0.83733 | 4 | 0.75
79321 | 8.265 | 0.8 | 365 | 7.5645 | 0.15216 | 7 | 0.71666
79322 | 7.8 | 0.8 | 365 | 7.1389 | 0.29968 | 7 | 0.43859
79323 | 12 | 0.8 | 365 | 10.9829 | 0.99951 | 11 | 0.98245
79325 | 5.61 | 0.8 | 365 | 5.1345 | 0.28477 | 5 | 0.4193
79326 | 7.98 | 0.8 | 365 | 7.3037 | 0.62968 | 7 | 0.93333
79327 | 6.96 | 0.8 | 365 | 6.3701 | 0.75972 | 7 | 0.12982
79328 | 6.3 | 0.8 | 365 | 5.766 | 0.54974 | 6 | 0.31579
79329 | 10.44 | 0.8 | 365 | 9.5552 | 0.13958 | 9 | 0.69473
79331 | 20.4 | 0.8 | 365 | 18.671 | 0.39917 | 19 | 0.070167
79332 | 5.605 | 0.8 | 365 | 5.1299 | 0.27561 | 5 | 0.40555
79334 | 12.09 | 0.8 | 365 | 11.0653 | 0.16451 | 11 | 0.22982
79336 | 6.615 | 0.8 | 365 | 6.0543 | 0.12723 | 6 | 0.18158
79337 | 9.8 | 0.8 | 365 | 8.9694 | 0.96627 | 9 | 0.93567
79352 | 15.25 | 0.8 | 365 | 13.9575 | 0.95772 | 14 | 0.9152
79354 | 11.88 | 0.8 | 365 | 10.8731 | 0.77952 | 11 | 0.65263
79046 | 5.886 | 0.8 | 365 | 5.3871 | 0.79076 | 6 | 0.17789
79340 | 7.83 | 0.8 | 365 | 7.1664 | 0.35468 | 7 | 0.52105
79344 | 13.8 | 0.8 | 365 | 12.6304 | 0.29944 | 12 | 0.92982
79346 | 7.848 | 0.8 | 365 | 7.1828 | 0.38768 | 7 | 0.57052
79392 | 51.012 | 0.6 | 365 | 35.0164 | 0.13995 | 35 | 0.1563
79035 | 72.21 | 0.6 | 365 | 49.5674 | 0.28655 | 49 | 0.85393
35332 | 2783.88 | 1 | 365 | 3184.9146 | 0.58395 | 3185 | 0.49857
35324 | 1391.94 | 1 | 365 | 1592.4573 | 0.79198 | 1593 | 0.24928
35321 | 1346.4 | 1 | 365 | 1540.357 | 0.43178 | 1540 | 0.78878
79065 | 7.59 | 0.8 | 365 | 6.9467 | 0.91469 | 7 | 0.8614
79048 | 2.52 | 0.8 | 365 | 2.3064 | 0.6199 | 2 | 0.92631
79118 | 13.734 | 0.8 | 365 | 12.57 | 0.17844 | 12 | 0.74842
79133 | 8.91 | 0.8 | 365 | 8.1548 | 0.33464 | 8 | 0.48947
79231 | 4.06 | 0.8 | 365 | 3.7159 | 0.44317 | 4 | 0.15906
79244 | 5.7 | 0.8 | 365 | 5.2169 | 0.44977 | 5 | 0.66666
79124 | 24.32 | 0.8 | 365 | 22.2588 | 0.58568 | 22 | 0.84443
79284 | 18 | 0.8 | 365 | 16.4744 | 0.99927 | 17 | 0.47368
79300 | 4.56 | 0.8 | 365 | 4.1735 | 0.35982 | 4 | 0.53333
79324 | 7.035 | 0.8 | 365 | 6.4387 | 0.89721 | 7 | 0.33596
79393 | 28.06 | 0.6 | 365 | 19.2613 | 0.58165 | 19 | 0.84297
58000 | 748.8 | 0.8 | 365 | 685.3353 | 0.76965 | 686 | 0.10495
79347 | 5.76 | 0.8 | 365 | 5.2718 | 0.55977 | 5 | 0.83158
79349 | 11.1 | 0.8 | 365 | 10.1592 | 0.34955 | 10 | 0.50877
79356 | 10.23 | 0.8 | 365 | 9.363 | 0.75459 | 10 | 0.11754
79357 | 11.055 | 0.8 | 365 | 10.118 | 0.26705 | 10 | 0.38508
79360 | 13.34 | 0.8 | 365 | 12.2094 | 0.45613 | 12 | 0.66549
79361 | 20.16 | 0.8 | 365 | 18.4513 | 0.95918 | 19 | 0.41052
79362 | 9.045 | 0.8 | 365 | 8.2784 | 0.58213 | 8 | 0.86052
79364 | 5.985 | 0.8 | 365 | 5.4777 | 0.97226 | 6 | 0.45
79365 | 7.8 | 0.8 | 365 | 7.1389 | 0.29968 | 7 | 0.43859
79367 | 4.355 | 0.8 | 365 | 3.9859 | 0.98399 | 4 | 0.96988
78997 | 7.93 | 0.8 | 365 | 7.2579 | 0.53801 | 7 | 0.7959
79366 | 5.4 | 0.8 | 365 | 4.9423 | 0.89978 | 5 | 0.8421
78894 | 7.83 | 0.8 | 365 | 7.1664 | 0.35468 | 7 | 0.52105
78901 | 9.69 | 0.8 | 365 | 8.8687 | 0.76461 | 9 | 0.63333
79368 | 8.68 | 0.8 | 365 | 7.9443 | 0.91298 | 8 | 0.85731
78980 | 13.34 | 0.8 | 365 | 12.2094 | 0.45613 | 12 | 0.66549
79369 | 10.59 | 0.8 | 365 | 9.6924 | 0.41457 | 10 | 0.10701
35223 | 39.2 | 0.8 | 365 | 35.8776 | 0.86508 | 36 | 0.74267
35241 | 83.44 | 0.7 | 365 | 66.822 | 0.84871 | 67 | 0.67073
79371 | 8.96 | 0.8 | 365 | 8.2006 | 0.4263 | 8 | 0.6269
79372 | 11.7 | 0.8 | 365 | 10.7084 | 0.44953 | 11 | 0.15789
79373 | 2.28 | 0.8 | 365 | 2.0868 | 0.17991 | 2 | 0.26667
79375 | 20.16 | 0.8 | 365 | 18.4513 | 0.95918 | 19 | 0.41052
79376 | 4.355 | 0.8 | 365 | 3.9859 | 0.98399 | 4 | 0.96988
79377 | 13.44 | 0.8 | 365 | 12.3009 | 0.63946 | 12 | 0.94035
79379 | 7.56 | 0.8 | 365 | 6.9193 | 0.85969 | 7 | 0.77894
79380 | 7.36 | 0.8 | 365 | 6.7362 | 0.49304 | 7 | 0.22924
79381 | 11.55 | 0.8 | 365 | 10.5711 | 0.17453 | 10 | 0.74561
79382 | 12.025 | 0.8 | 365 | 11.0058 | 0.045346 | 11 | 0.051165
78045 | 8.25 | 0.8 | 365 | 7.5508 | 0.12467 | 7 | 0.67544
79383 | 6.6 | 0.8 | 365 | 6.0406 | 0.099732 | 6 | 0.14035
79384 | 8.47 | 0.8 | 365 | 7.7521 | 0.52799 | 8 | 0.28011
78201 | 59.8 | 0.6 | 365 | 41.0487 | 0.22318 | 41 | 0.27191
79224 | 5.7 | 0.8 | 365 | 5.2169 | 0.44977 | 5 | 0.66666
63340 | 725.76 | 1 | 365 | 830.3101 | 0.16323 | 830 | 0.47331
79388 | 9.1 | 0.8 | 365 | 8.3287 | 0.68296 | 9 | 0.011692
79389 | 9.68 | 0.8 | 365 | 8.8596 | 0.74627 | 9 | 0.60584
75197 | 24.852 | 0.8 | 365 | 22.7457 | 0.56099 | 23 | 0.30666
79146 | 5.8 | 0.8 | 365 | 5.3084 | 0.6331 | 5 | 0.94152
79370 | 9.625 | 0.8 | 365 | 8.8092 | 0.64544 | 9 | 0.45467
79394 | 9.72 | 0.8 | 365 | 8.8962 | 0.81961 | 9 | 0.71579
79395 | 4.72 | 0.8 | 365 | 4.32 | 0.65314 | 4 | 0.9731
79396 | 8.32 | 0.8 | 365 | 7.6148 | 0.253 | 7 | 0.86783
79397 | 11.16 | 0.8 | 365 | 10.2141 | 0.45955 | 10 | 0.67368
79190 | 3.08 | 0.8 | 365 | 2.819 | 0.64654 | 3 | 0.4655
79398 | 10.325 | 0.8 | 365 | 9.4499 | 0.92875 | 10 | 0.37865
78422 | 9.975 | 0.8 | 365 | 9.1296 | 0.2871 | 9 | 0.41666
79399 | 13.735 | 0.8 | 365 | 12.5709 | 0.18028 | 12 | 0.75116
79163 | 5.4 | 0.8 | 365 | 4.9423 | 0.89978 | 5 | 0.8421
78852 | 5.36 | 0.8 | 365 | 4.9057 | 0.82645 | 5 | 0.73216
79207 | 5.22 | 0.8 | 365 | 4.7776 | 0.56979 | 5 | 0.34737
79238 | 5.985 | 0.8 | 365 | 5.4777 | 0.97226 | 6 | 0.45
79400 | 8.96 | 0.8 | 365 | 8.2006 | 0.4263 | 8 | 0.6269
79401 | 3.924 | 0.8 | 365 | 3.5914 | 0.19384 | 3 | 0.78526
79402 | 10.89 | 0.8 | 365 | 9.967 | 0.96456 | 10 | 0.93157
79403 | 12.16 | 0.8 | 365 | 11.1294 | 0.29284 | 11 | 0.42222
79036 | 8.1 | 0.8 | 365 | 7.4135 | 0.84967 | 8 | 0.26315
79404 | 9.69 | 0.8 | 365 | 8.8687 | 0.76461 | 9 | 0.63333
79408 | 2.4 | 0.8 | 365 | 2.1966 | 0.3999 | 2 | 0.59649
79409 | 14.405 | 0.8 | 365 | 13.1841 | 0.40858 | 13 | 0.59268
79410 | 6.7 | 0.8 | 365 | 6.1321 | 0.28306 | 6 | 0.4152
79363 | 7.83 | 0.8 | 365 | 7.1664 | 0.35468 | 7 | 0.52105
52731 | 2711.49 | 1 | 365 | 3102.0964 | 0.69387 | 3102 | 0.79027
79405 | 11.34 | 0.8 | 365 | 10.3789 | 0.78954 | 11 | 0.16842
79411 | 14.4 | 0.8 | 365 | 13.1795 | 0.39942 | 13 | 0.57894
79412 | 7.15 | 0.8 | 365 | 6.544 | 0.10804 | 6 | 0.65204
79414 | 8.28 | 0.8 | 365 | 7.5782 | 0.17966 | 7 | 0.75789
79415 | 4.5 | 0.8 | 365 | 4.1186 | 0.24982 | 4 | 0.36842
79417 | 9.8 | 0.8 | 365 | 8.9694 | 0.96627 | 9 | 0.93567
79418 | 8.71 | 0.8 | 365 | 7.9718 | 0.96798 | 8 | 0.93976
79419 | 12.48 | 0.8 | 365 | 11.4223 | 0.87949 | 12 | 0.30175
79421 | 9.86 | 0.8 | 365 | 9.0243 | 0.076267 | 9 | 0.10058
79422 | 13 | 0.8 | 365 | 11.8982 | 0.83281 | 12 | 0.73099
79423 | 24.57 | 0.8 | 365 | 22.4876 | 0.044004 | 22 | 0.53157
79425 | 6.24 | 1 | 365 | 7.1389 | 0.29968 | 7 | 0.43859
79426 | 4.94 | 0.8 | 365 | 4.5213 | 0.056466 | 4 | 0.57778
78548 | 6.27 | 0.8 | 365 | 5.7386 | 0.49475 | 6 | 0.23333
78558 | 10.15 | 0.8 | 365 | 9.2897 | 0.60792 | 9 | 0.89766
79427 | 8.45 | 0.8 | 365 | 7.7338 | 0.49132 | 8 | 0.22514
78559 | 3.78 | 0.8 | 365 | 3.4596 | 0.92985 | 4 | 0.38947
78577 | 3.24 | 0.8 | 365 | 2.9654 | 0.93987 | 3 | 0.90526
78763 | 8.1 | 0.8 | 365 | 7.4135 | 0.84967 | 8 | 0.26315
78776 | 11.97 | 0.8 | 365 | 10.9555 | 0.94451 | 11 | 0.9
79171 | 7.25 | 0.8 | 365 | 6.6355 | 0.29137 | 6 | 0.9269
79175 | 5.7 | 0.8 | 365 | 5.2169 | 0.44977 | 5 | 0.66666
79176 | 12.18 | 0.8 | 365 | 11.1477 | 0.32951 | 11 | 0.47719
79219 | 7.41 | 0.8 | 365 | 6.782 | 0.5847 | 7 | 0.36666
79428 | 10.8 | 0.8 | 365 | 9.8846 | 0.79956 | 10 | 0.68421
79433 | 6.67 | 0.8 | 365 | 6.1047 | 0.22806 | 6 | 0.33275
79437 | 9.28 | 0.8 | 365 | 8.4935 | 0.012957 | 8 | 0.50643
79438 | 6.09 | 0.8 | 365 | 5.5738 | 0.16475 | 5 | 0.73859
79264 | 11.1 | 0.8 | 365 | 10.1592 | 0.34955 | 10 | 0.50877
79137 | 7.8 | 0.8 | 365 | 7.1389 | 0.29968 | 7 | 0.43859
79584 | 5.85 | 0.8 | 365 | 5.3542 | 0.72476 | 6 | 0.078945
79554 | 10.725 | 0.8 | 365 | 9.816 | 0.66207 | 10 | 0.47807
79546 | 3.25 | 0.8 | 365 | 2.9745 | 0.9582 | 3 | 0.93275
79496 | 11.7 | 0.8 | 365 | 10.7084 | 0.44953 | 11 | 0.15789
79111 | 6.09 | 0.8 | 365 | 5.5738 | 0.16475 | 5 | 0.73859
79435 | 8.99 | 0.8 | 365 | 8.2281 | 0.4813 | 8 | 0.70935
79080 | 9.28 | 0.8 | 365 | 8.4935 | 0.012957 | 8 | 0.50643
79431 | 10.73 | 0.8 | 365 | 9.8206 | 0.67123 | 10 | 0.49181
78459 | 3.77 | 0.8 | 365 | 3.4505 | 0.91151 | 4 | 0.36199
79490 | 4.93 | 0.8 | 365 | 4.5122 | 0.038134 | 4 | 0.55029
79489 | 8.41 | 0.8 | 365 | 7.6972 | 0.41799 | 8 | 0.1152
79487 | 12.48 | 0.8 | 365 | 11.4223 | 0.87949 | 12 | 0.30175
79484 | 7.98 | 0.8 | 365 | 7.3037 | 0.62968 | 7 | 0.93333
79483 | 6.96 | 0.8 | 365 | 6.3701 | 0.75972 | 7 | 0.12982
79482 | 6.27 | 0.8 | 365 | 5.7386 | 0.49475 | 6 | 0.23333
79441 | 4.64 | 0.8 | 365 | 4.2467 | 0.50648 | 4 | 0.75321
79440 | 4.64 | 0.8 | 365 | 4.2467 | 0.50648 | 4 | 0.75321
79439 | 8.7 | 0.8 | 365 | 7.9626 | 0.94965 | 8 | 0.91228
79059 | 8.4 | 0.8 | 365 | 7.6881 | 0.39966 | 8 | 0.087716
79442 | 7 | 0.8 | 365 | 6.4067 | 0.83305 | 7 | 0.23976
79443 | 5.04 | 0.8 | 365 | 4.6128 | 0.2398 | 4 | 0.85263
79444 | 6.72 | 0.8 | 365 | 6.1504 | 0.31973 | 6 | 0.47017
79445 | 5.695 | 0.8 | 365 | 5.2123 | 0.4406 | 5 | 0.65292
79446 | 12.775 | 0.8 | 365 | 11.6923 | 0.42032 | 12 | 0.11257
79447 | 4.27 | 0.8 | 365 | 3.9081 | 0.82816 | 4 | 0.73626
79448 | 5.36 | 0.8 | 365 | 4.9057 | 0.82645 | 5 | 0.73216
79449 | 6.93 | 0.8 | 365 | 6.3426 | 0.70472 | 7 | 0.047366
79450 | 11.725 | 0.8 | 365 | 10.7312 | 0.49536 | 11 | 0.2266
79451 | 4.275 | 0.8 | 365 | 3.9127 | 0.83733 | 4 | 0.75
79452 | 4.93 | 0.8 | 365 | 4.5122 | 0.038134 | 4 | 0.55029
79455 | 8.45 | 0.8 | 365 | 7.7338 | 0.49132 | 8 | 0.22514
78975 | 12.69 | 0.8 | 365 | 11.6145 | 0.26449 | 11 | 0.87894
79458 | 8.71 | 0.8 | 365 | 7.9718 | 0.96798 | 8 | 0.93976
79461 | 9.72 | 0.8 | 365 | 8.8962 | 0.81961 | 9 | 0.71579
79462 | 6.48 | 0.8 | 365 | 5.9308 | 0.87974 | 6 | 0.81052
79464 | 11.89 | 0.8 | 365 | 10.8823 | 0.79785 | 11 | 0.68011
79466 | 9.28 | 0.8 | 365 | 8.4935 | 0.012957 | 8 | 0.50643
63459 | 306 | 0.8 | 365 | 280.0649 | 0.9876 | 281 | 0.052506
79468 | 7.54 | 0.8 | 365 | 6.9009 | 0.82303 | 7 | 0.72397
79469 | 6.38 | 0.8 | 365 | 5.8393 | 0.69641 | 6 | 0.53567
79472 | 18.85 | 0.8 | 365 | 17.2524 | 0.55757 | 17 | 0.80993
79473 | 12.18 | 0.8 | 365 | 11.1477 | 0.32951 | 11 | 0.47719
79476 | 16.08 | 0.8 | 365 | 14.7171 | 0.47935 | 15 | 0.19648
79477 | 6.4 | 0.8 | 365 | 5.8576 | 0.73307 | 6 | 0.59064
79463 | 2.32 | 0.8 | 365 | 2.1234 | 0.25324 | 2 | 0.37661
79261 | 7.68 | 0.8 | 365 | 7.0291 | 0.079689 | 7 | 0.10877
79335 | 4.125 | 0.8 | 365 | 3.7754 | 0.56233 | 4 | 0.33772
79338 | 6 | 0.8 | 365 | 5.4915 | 0.99976 | 6 | 0.49123
79339 | 13.12 | 0.8 | 365 | 12.008 | 0.052802 | 12 | 0.060813
79341 | 3.92 | 0.8 | 365 | 3.5878 | 0.18651 | 3 | 0.77427
79342 | 13.2 | 0.8 | 365 | 12.0812 | 0.19946 | 12 | 0.2807
79345 | 10.88 | 0.8 | 365 | 9.9579 | 0.94623 | 10 | 0.90409
79348 | 8.96 | 0.8 | 365 | 8.2006 | 0.4263 | 8 | 0.6269
79350 | 10.2 | 0.8 | 365 | 9.3355 | 0.69959 | 10 | 0.035084
79353 | 7.37 | 0.8 | 365 | 6.7454 | 0.51137 | 7 | 0.25672
79351 | 12.42 | 0.8 | 365 | 11.3673 | 0.7695 | 12 | 0.13684
65195 | 3255.84 | 0.65 | 365 | 2421.1611 | 0.73777 | 2421 | 0.89891
37418 | 4698 | 0.65 | 365 | 3493.6038 | 0.90778 | 3494 | 0.51159
31359 | 2941.05 | 1 | 365 | 3364.7259 | 0.75724 | 3365 | 0.48314
780 | 1255.49 | 0.7 | 365 | 1005.4456 | 0.97068 | 1006 | 0.41629
79390 | 8.76 | 0.8 | 365 | 8.0175 | 0.059645 | 8 | 0.077189
79266 | 15.075 | 0.8 | 365 | 13.7973 | 0.63689 | 14 | 0.4342
79491 | 5.6 | 0.8 | 365 | 5.1254 | 0.26644 | 5 | 0.39181
79471 | 4.93 | 0.8 | 365 | 4.5122 | 0.038134 | 4 | 0.55029
79624 | 8.64 | 0.8 | 365 | 7.9077 | 0.83965 | 8 | 0.74736
79622 | 9.92 | 0.8 | 365 | 9.0792 | 0.18626 | 9 | 0.26549
75216 | 243.2 | 0.6 | 365 | 166.9407 | 0.39261 | 167 | 0.33326
79618 | 9.36 | 0.8 | 365 | 8.5667 | 0.15962 | 8 | 0.72631
79617 | 3 | 0.8 | 365 | 2.7457 | 0.49988 | 3 | 0.24561
79616 | 3.9 | 0.8 | 365 | 3.5695 | 0.14984 | 3 | 0.7193
79615 | 9 | 0.8 | 365 | 8.2372 | 0.49964 | 8 | 0.73684
79613 | 5.49 | 0.8 | 365 | 5.0247 | 0.064777 | 5 | 0.089471
79612 | 6.1 | 0.8 | 365 | 5.583 | 0.18309 | 5 | 0.76608
79611 | 6.84 | 0.8 | 365 | 6.2603 | 0.53972 | 6 | 0.8
79609 | 10.05 | 0.8 | 365 | 9.1982 | 0.42459 | 9 | 0.6228
79608 | 8.96 | 0.8 | 365 | 8.2006 | 0.4263 | 8 | 0.6269
79606 | 9 | 0.8 | 365 | 8.2372 | 0.49964 | 8 | 0.73684
79605 | 9.72 | 0.8 | 365 | 8.8962 | 0.81961 | 9 | 0.71579
79604 | 5.76 | 0.8 | 365 | 5.2718 | 0.55977 | 5 | 0.83158
79548 | 8.04 | 0.8 | 365 | 7.3586 | 0.73967 | 8 | 0.098242
79603 | 8.04 | 0.8 | 365 | 7.3586 | 0.73967 | 8 | 0.098242
79600 | 12.4 | 0.8 | 365 | 11.349 | 0.73283 | 12 | 0.081866
56098 | 1134 | 1 | 365 | 1297.3595 | 0.69254 | 1298 | 0.052048
56096 | 2673 | 1 | 365 | 3058.0617 | 0.48957 | 3058 | 0.55126
79597 | 10.325 | 0.8 | 365 | 9.4499 | 0.92875 | 10 | 0.37865
78681 | 8.04 | 0.8 | 365 | 7.3586 | 0.73967 | 8 | 0.098242
79595 | 8.775 | 0.8 | 365 | 8.0313 | 0.087144 | 8 | 0.11842
79592 | 9.12 | 0.8 | 365 | 8.347 | 0.71963 | 9 | 0.066663
79594 | 13.92 | 0.8 | 365 | 12.7402 | 0.51944 | 13 | 0.25964
79593 | 10.2 | 0.8 | 365 | 9.3355 | 0.69959 | 10 | 0.035084
79591 | 9.92 | 0.8 | 365 | 9.0792 | 0.18626 | 9 | 0.26549
79590 | 5.12 | 0.8 | 365 | 4.6861 | 0.38646 | 5 | 0.072513
79589 | 13 | 0.8 | 365 | 11.8982 | 0.83281 | 12 | 0.73099
79588 | 7.04 | 0.8 | 365 | 6.4433 | 0.90638 | 7 | 0.3497
79587 | 4.9 | 0.8 | 365 | 4.4847 | 0.98313 | 5 | 0.46783
79242 | 11.97 | 0.8 | 365 | 10.9555 | 0.94451 | 11 | 0.9
79097 | 10.8 | 0.8 | 365 | 9.8846 | 0.79956 | 10 | 0.68421
79206 | 4.275 | 0.8 | 365 | 3.9127 | 0.83733 | 4 | 0.75
79200 | 7.41 | 0.8 | 365 | 6.782 | 0.5847 | 7 | 0.36666
79582 | 8.55 | 0.8 | 365 | 7.8253 | 0.67465 | 8 | 0.5
79578 | 10.83 | 0.8 | 365 | 9.9121 | 0.85456 | 10 | 0.76666
79579 | 5.985 | 0.8 | 365 | 5.4777 | 0.97226 | 6 | 0.45
79317 | 6.555 | 0.8 | 365 | 5.9994 | 0.017234 | 6 | 0.016664
78254 | 7.54 | 0.8 | 365 | 6.9009 | 0.82303 | 7 | 0.72397
79577 | 10.545 | 0.8 | 365 | 9.6513 | 0.33207 | 9 | 0.98333
79576 | 11.55 | 0.8 | 365 | 10.5711 | 0.17453 | 10 | 0.74561
77161 | 7.41 | 0.8 | 365 | 6.782 | 0.5847 | 7 | 0.36666
77961 | 14 | 0.8 | 365 | 12.8134 | 0.6661 | 13 | 0.47953
77536 | 4.275 | 0.8 | 365 | 3.9127 | 0.83733 | 4 | 0.75
77174 | 10.83 | 0.8 | 365 | 9.9121 | 0.85456 | 10 | 0.76666
79572 | 7.67 | 0.8 | 365 | 7.0199 | 0.061356 | 7 | 0.081283
79570 | 10.64 | 0.8 | 365 | 9.7382 | 0.50624 | 10 | 0.24444
79569 | 8.64 | 0.8 | 365 | 7.9077 | 0.83965 | 8 | 0.74736
79568 | 5.76 | 0.8 | 365 | 5.2718 | 0.55977 | 5 | 0.83158
78716 | 6.96 | 0.8 | 365 | 6.3701 | 0.75972 | 7 | 0.12982
79567 | 7.36 | 0.8 | 365 | 6.7362 | 0.49304 | 7 | 0.22924
78711 | 6.67 | 0.8 | 365 | 6.1047 | 0.22806 | 6 | 0.33275
79562 | 5.22 | 0.8 | 365 | 4.7776 | 0.56979 | 5 | 0.34737
79557 | 2.32 | 0.8 | 365 | 2.1234 | 0.25324 | 2 | 0.37661
79559 | 18.81 | 0.8 | 365 | 17.2158 | 0.48424 | 17 | 0.69999
79565 | 2.52 | 0.8 | 365 | 2.3064 | 0.6199 | 2 | 0.92631
79564 | 5.76 | 0.8 | 365 | 5.2718 | 0.55977 | 5 | 0.83158
79563 | 1.8 | 0.8 | 365 | 1.6474 | 0.29993 | 1 | 0.94737
79561 | 5.44 | 0.8 | 365 | 4.9789 | 0.97311 | 5 | 0.95204
79560 | 13.4 | 0.8 | 365 | 12.2643 | 0.56612 | 12 | 0.8304
79558 | 10.44 | 0.8 | 365 | 9.5552 | 0.13958 | 9 | 0.69473
78233 | 8.265 | 0.8 | 365 | 7.5645 | 0.15216 | 7 | 0.71666
79522 | 16.5 | 0.8 | 365 | 15.1015 | 0.24933 | 15 | 0.35087
79556 | 8.45 | 0.8 | 365 | 7.7338 | 0.49132 | 8 | 0.22514
77848 | 9.69 | 0.8 | 365 | 8.8687 | 0.76461 | 9 | 0.63333
79555 | 10.385 | 0.8 | 365 | 9.5048 | 0.038746 | 9 | 0.54356
79478 | 9.28 | 0.8 | 365 | 8.4935 | 0.012957 | 8 | 0.50643
79024 | 4.64 | 0.8 | 365 | 4.2467 | 0.50648 | 4 | 0.75321
78097 | 4.64 | 0.8 | 365 | 4.2467 | 0.50648 | 4 | 0.75321
79278 | 14.84 | 0.8 | 365 | 13.5822 | 0.20607 | 13 | 0.7883
79005 | 9.86 | 0.8 | 365 | 9.0243 | 0.076267 | 9 | 0.10058
79553 | 8.502 | 0.8 | 365 | 7.7814 | 0.58666 | 8 | 0.36807
77297 | 13.395 | 0.8 | 365 | 12.2597 | 0.55696 | 12 | 0.81666
79279 | 7 | 0.8 | 365 | 6.4067 | 0.83305 | 7 | 0.23976
79474 | 13.34 | 0.8 | 365 | 12.2094 | 0.45613 | 12 | 0.66549
77219 | 2.28 | 0.8 | 365 | 2.0868 | 0.17991 | 2 | 0.26667
78048 | 7.25 | 0.8 | 365 | 6.6355 | 0.29137 | 6 | 0.9269
78077 | 4.56 | 0.8 | 365 | 4.1735 | 0.35982 | 4 | 0.53333
78275 | 3.92 | 0.8 | 365 | 3.5878 | 0.18651 | 3 | 0.77427
77782 | 7.41 | 0.8 | 365 | 6.782 | 0.5847 | 7 | 0.36666
77847 | 2.28 | 0.8 | 365 | 2.0868 | 0.17991 | 2 | 0.26667
79552 | 6.38 | 0.8 | 365 | 5.8393 | 0.69641 | 6 | 0.53567
79551 | 9.15 | 0.8 | 365 | 8.3745 | 0.77463 | 9 | 0.14912
79550 | 4.125 | 0.8 | 365 | 3.7754 | 0.56233 | 4 | 0.33772
79549 | 5.5 | 0.8 | 365 | 5.0338 | 0.08311 | 5 | 0.11696
79547 | 5.1 | 0.8 | 365 | 4.6677 | 0.34979 | 5 | 0.017542
79545 | 11.4 | 0.8 | 365 | 10.4338 | 0.89954 | 11 | 0.33333
79543 | 13.5 | 0.8 | 365 | 12.3558 | 0.74945 | 13 | 0.10526
79542 | 4.8 | 0.8 | 365 | 4.3932 | 0.79981 | 5 | 0.19298
79541 | 10.05 | 0.8 | 365 | 9.1982 | 0.42459 | 9 | 0.6228
79540 | 12.48 | 0.8 | 365 | 11.4223 | 0.87949 | 12 | 0.30175
79536 | 4.72 | 0.8 | 365 | 4.32 | 0.65314 | 4 | 0.9731
79537 | 4.845 | 0.8 | 365 | 4.4344 | 0.8823 | 5 | 0.31666
79535 | 4.2 | 0.8 | 365 | 3.844 | 0.69983 | 4 | 0.54386
79144 | 8.12 | 0.8 | 365 | 7.4318 | 0.88634 | 8 | 0.31813
79534 | 14.07 | 0.8 | 365 | 12.8775 | 0.79443 | 13 | 0.67192
79533 | 6.12 | 0.8 | 365 | 5.6013 | 0.21975 | 5 | 0.82105
79148 | 5.22 | 0.8 | 365 | 4.7776 | 0.56979 | 5 | 0.34737
79532 | 6.36 | 0.8 | 365 | 5.821 | 0.65974 | 6 | 0.4807
79531 | 8.502 | 0.8 | 365 | 7.7814 | 0.58666 | 8 | 0.36807
79530 | 7.5 | 0.8 | 365 | 6.8643 | 0.7497 | 7 | 0.61403
77358 | 159.84 | 0.6 | 365 | 109.7195 | 0.77514 | 110 | 0.49469
79529 | 4.48 | 0.8 | 365 | 4.1003 | 0.21315 | 4 | 0.31345
79528 | 4.505 | 0.8 | 365 | 4.1232 | 0.25898 | 4 | 0.38216
79527 | 11.9 | 0.8 | 365 | 10.8914 | 0.81618 | 11 | 0.7076
79526 | 9.8 | 0.8 | 365 | 8.9694 | 0.96627 | 9 | 0.93567
79523 | 6.5 | 0.8 | 365 | 5.9491 | 0.9164 | 6 | 0.86549
79330 | 3.64 | 0.8 | 365 | 3.3315 | 0.67319 | 4 | 0.0046769
79504 | 4.06 | 0.8 | 365 | 3.7159 | 0.44317 | 4 | 0.15906
79521 | 7.37 | 0.8 | 365 | 6.7454 | 0.51137 | 7 | 0.25672
79355 | 10.15 | 0.8 | 365 | 9.2897 | 0.60792 | 9 | 0.89766
79520 | 4.425 | 0.8 | 365 | 4.05 | 0.11232 | 4 | 0.16228
79519 | 7.41 | 0.8 | 365 | 6.782 | 0.5847 | 7 | 0.36666
77170 | 5.04 | 0.8 | 365 | 4.6128 | 0.2398 | 4 | 0.85263
79516 | 5.415 | 0.8 | 365 | 4.9561 | 0.92728 | 5 | 0.88333
79517 | 8.75 | 0.8 | 365 | 8.0084 | 0.041312 | 8 | 0.049704
79457 | 3.92 | 0.8 | 365 | 3.5878 | 0.18651 | 3 | 0.77427
79514 | 10.89 | 0.8 | 365 | 9.967 | 0.96456 | 10 | 0.93157
79513 | 13.92 | 0.8 | 365 | 12.7402 | 0.51944 | 13 | 0.25964
79460 | 2.565 | 0.8 | 365 | 2.3476 | 0.7024 | 3 | 0.049999
79512 | 5.5 | 0.8 | 365 | 5.0338 | 0.08311 | 5 | 0.11696
79510 | 5.7 | 0.8 | 365 | 5.2169 | 0.44977 | 5 | 0.66666
79511 | 8.04 | 0.8 | 365 | 7.3586 | 0.73967 | 8 | 0.098242
79508 | 9.38 | 0.8 | 365 | 8.585 | 0.19629 | 8 | 0.78128
79506 | 11.97 | 0.8 | 365 | 10.9555 | 0.94451 | 11 | 0.9
79507 | 13.44 | 0.8 | 365 | 12.3009 | 0.63946 | 12 | 0.94035
79505 | 7.83 | 0.8 | 365 | 7.1664 | 0.35468 | 7 | 0.52105
79503 | 5.7 | 0.8 | 365 | 5.2169 | 0.44977 | 5 | 0.66666
79502 | 9.86 | 0.8 | 365 | 9.0243 | 0.076267 | 9 | 0.10058
79475 | 5.22 | 0.8 | 365 | 4.7776 | 0.56979 | 5 | 0.34737
79501 | 9.24 | 0.8 | 365 | 8.4569 | 0.93963 | 9 | 0.39649
79500 | 5.6 | 0.8 | 365 | 5.1254 | 0.26644 | 5 | 0.39181
79499 | 4.93 | 0.8 | 365 | 4.5122 | 0.038134 | 4 | 0.55029
79465 | 5.51 | 0.8 | 365 | 5.043 | 0.10144 | 5 | 0.14444
77180 | 8.55 | 0.8 | 365 | 7.8253 | 0.67465 | 8 | 0.5
79480 | 10.26 | 0.8 | 365 | 9.3904 | 0.80958 | 10 | 0.2
79467 | 5.22 | 0.8 | 365 | 4.7776 | 0.56979 | 5 | 0.34737
79498 | 9.9 | 0.8 | 365 | 9.0609 | 0.1496 | 9 | 0.21052
79497 | 10.88 | 0.8 | 365 | 9.9579 | 0.94623 | 10 | 0.90409
79495 | 5.36 | 0.8 | 365 | 4.9057 | 0.82645 | 5 | 0.73216
79493 | 7.8 | 0.8 | 365 | 7.1389 | 0.29968 | 7 | 0.43859
64745 | 639.765 | 0.9 | 365 | 658.7343 | 0.48614 | 659 | 0.22043
79629 | 4.08 | 0.8 | 365 | 3.7342 | 0.47983 | 4 | 0.21403
79628 | 8.1 | 0.8 | 365 | 7.4135 | 0.84967 | 8 | 0.26315
79632 | 13.2 | 0.8 | 365 | 12.0812 | 0.19946 | 12 | 0.2807
79633 | 9.145 | 0.8 | 365 | 8.3699 | 0.76546 | 9 | 0.13538
79637 | 6.72 | 0.8 | 365 | 6.1504 | 0.31973 | 6 | 0.47017
79639 | 9.6 | 0.8 | 365 | 8.7864 | 0.59961 | 9 | 0.38596
79641 | 18.425 | 0.8 | 365 | 16.8634 | 0.77842 | 17 | 0.64181
79642 | 13.68 | 0.8 | 365 | 12.5205 | 0.079446 | 12 | 0.59999
79643 | 6.84 | 0.8 | 365 | 6.2603 | 0.53972 | 6 | 0.8
79645 | 11.52 | 0.8 | 365 | 10.5436 | 0.11953 | 10 | 0.66315
79648 | 6.48 | 0.8 | 365 | 5.9308 | 0.87974 | 6 | 0.81052
79652 | 11.16 | 0.8 | 365 | 10.2141 | 0.45955 | 10 | 0.67368
79649 | 7.2 | 0.8 | 365 | 6.5898 | 0.19971 | 6 | 0.78947
79630 | 15.87 | 0.8 | 365 | 14.5249 | 0.094357 | 14 | 0.61929
79653 | 6.27 | 0.8 | 365 | 5.7386 | 0.49475 | 6 | 0.23333
79651 | 5.7 | 0.8 | 365 | 5.2169 | 0.44977 | 5 | 0.66666
79656 | 4.64 | 0.8 | 365 | 4.2467 | 0.50648 | 4 | 0.75321
79657 | 7.08 | 0.8 | 365 | 6.4799 | 0.97971 | 7 | 0.45965
79640 | 4.06 | 0.8 | 365 | 3.7159 | 0.44317 | 4 | 0.15906
79424 | 4.2 | 0.8 | 365 | 3.844 | 0.69983 | 4 | 0.54386
79638 | 4.56 | 0.8 | 365 | 4.1735 | 0.35982 | 4 | 0.53333
79429 | 9.9 | 0.8 | 365 | 9.0609 | 0.1496 | 9 | 0.21052
79635 | 12.54 | 0.8 | 365 | 11.4772 | 0.98949 | 12 | 0.46666
79659 | 24.94 | 0.8 | 365 | 22.8262 | 0.72232 | 23 | 0.54853
79654 | 9.28 | 0.8 | 365 | 8.4935 | 0.012957 | 8 | 0.50643
79662 | 20.88 | 0.8 | 365 | 19.1103 | 0.27915 | 19 | 0.38947
79663 | 14.49 | 0.8 | 365 | 13.2619 | 0.56441 | 13 | 0.82631
79586 | 2.925 | 0.8 | 365 | 2.6771 | 0.36238 | 3 | 0.039472
79677 | 8.99 | 0.8 | 365 | 8.2281 | 0.4813 | 8 | 0.70935
79679 | 8.58 | 0.8 | 365 | 7.8528 | 0.72965 | 8 | 0.58245
79680 | 3.48 | 0.8 | 365 | 3.1851 | 0.37986 | 3 | 0.56491
79682 | 10.15 | 0.8 | 365 | 9.2897 | 0.60792 | 9 | 0.89766
79684 | 8.12 | 0.8 | 365 | 7.4318 | 0.88634 | 8 | 0.31813
79687 | 4.64 | 0.8 | 365 | 4.2467 | 0.50648 | 4 | 0.75321
79647 | 6.09 | 0.8 | 365 | 5.5738 | 0.16475 | 5 | 0.73859
79665 | 3.705 | 0.8 | 365 | 3.391 | 0.79235 | 4 | 0.18333
79674 | 7.41 | 0.8 | 365 | 6.782 | 0.5847 | 7 | 0.36666
79678 | 4.76 | 0.8 | 365 | 4.3566 | 0.72647 | 5 | 0.083039
79672 | 5.28 | 0.8 | 365 | 4.8325 | 0.67979 | 5 | 0.51228
79675 | 11.115 | 0.8 | 365 | 10.1729 | 0.37705 | 10 | 0.55
79697 | 6.09 | 0.8 | 365 | 5.5738 | 0.16475 | 5 | 0.73859
79698 | 8.55 | 0.8 | 365 | 7.8253 | 0.67465 | 8 | 0.5
79699 | 3.92 | 0.8 | 365 | 3.5878 | 0.18651 | 3 | 0.77427
79700 | 7.92 | 0.8 | 365 | 7.2487 | 0.51968 | 7 | 0.76842
79701 | 10.85 | 0.8 | 365 | 9.9304 | 0.89123 | 10 | 0.82163
79702 | 9.52 | 0.8 | 365 | 8.7131 | 0.45295 | 9 | 0.16608
79703 | 6.6 | 0.8 | 365 | 6.0406 | 0.099732 | 6 | 0.14035
79704 | 13.44 | 0.8 | 365 | 12.3009 | 0.63946 | 12 | 0.94035
79705 | 5.865 | 1 | 365 | 6.7099 | 0.44033 | 7 | 0.15022
79707 | 10.075 | 0.8 | 365 | 9.2211 | 0.47042 | 9 | 0.69152
79712 | 7.155 | 0.8 | 365 | 6.5486 | 0.11721 | 6 | 0.66579
79650 | 533.65 | 0.6 | 365 | 366.3153 | 0.75253 | 367 | 0.067818
65427 | 299.98 | 0.7 | 365 | 240.2357 | 0.20728 | 240 | 0.44302
79378 | 3.42 | 0.8 | 365 | 3.1301 | 0.26986 | 3 | 0.4
79710 | 11.7 | 0.8 | 365 | 10.7084 | 0.44953 | 11 | 0.15789
79713 | 5.9 | 0.8 | 365 | 5.3999 | 0.81643 | 6 | 0.21637
79714 | 11.21 | 0.8 | 365 | 10.2599 | 0.55121 | 10 | 0.81111
79715 | 7.26 | 0.8 | 365 | 6.6447 | 0.30971 | 6 | 0.95438
79716 | 6.6 | 0.8 | 365 | 6.0406 | 0.099732 | 6 | 0.14035
79717 | 3.84 | 0.8 | 365 | 3.5145 | 0.039844 | 3 | 0.55438
79720 | 7.08 | 0.8 | 365 | 6.4799 | 0.97971 | 7 | 0.45965
79718 | 7.8 | 0.8 | 365 | 7.1389 | 0.29968 | 7 | 0.43859
79269 | 9.8 | 0.8 | 365 | 8.9694 | 0.96627 | 9 | 0.93567
79724 | 12 | 0.8 | 365 | 10.9829 | 0.99951 | 11 | 0.98245
79725 | 8.4 | 0.8 | 365 | 7.6881 | 0.39966 | 8 | 0.087716
79723 | 24 | 0.8 | 365 | 21.9659 | 0.99903 | 22 | 0.9649
79729 | 9.92 | 0.8 | 365 | 9.0792 | 0.18626 | 9 | 0.26549
79607 | 11.025 | 0.8 | 365 | 10.0906 | 0.21205 | 10 | 0.30263
79741 | 8.96 | 0.8 | 365 | 8.2006 | 0.4263 | 8 | 0.6269
79610 | 11.115 | 0.8 | 365 | 10.1729 | 0.37705 | 10 | 0.55
79743 | 4.32 | 0.8 | 365 | 3.9539 | 0.91982 | 4 | 0.87368
79744 | 6 | 0.8 | 365 | 5.4915 | 0.99976 | 6 | 0.49123
78202 | 278.72 | 0.6 | 365 | 191.3228 | 0.23153 | 191 | 0.5543
79188 | 31.2 | 0.6 | 365 | 21.4167 | 0.89905 | 22 | 0.31578
79602 | 9.94 | 0.8 | 365 | 9.0975 | 0.22293 | 9 | 0.32046
79751 | 7.04 | 0.8 | 365 | 6.4433 | 0.90638 | 7 | 0.3497
79752 | 11.55 | 0.8 | 365 | 10.5711 | 0.17453 | 10 | 0.74561
79753 | 6.325 | 0.8 | 365 | 5.7889 | 0.59558 | 6 | 0.3845
79755 | 4.72 | 0.8 | 365 | 4.32 | 0.65314 | 4 | 0.9731
79746 | 5.04 | 0.8 | 365 | 4.6128 | 0.2398 | 4 | 0.85263
79756 | 5.775 | 0.8 | 365 | 5.2855 | 0.58727 | 5 | 0.8728
79757 | 3.6 | 0.8 | 365 | 3.2949 | 0.59985 | 3 | 0.89474
79758 | 11.31 | 0.8 | 365 | 10.3514 | 0.73454 | 11 | 0.08596
79759 | 10.05 | 0.8 | 365 | 9.1982 | 0.42459 | 9 | 0.6228
79760 | 12.095 | 0.8 | 365 | 11.0699 | 0.17368 | 11 | 0.24356
79761 | 5.7 | 0.8 | 365 | 5.2169 | 0.44977 | 5 | 0.66666
79054 | 9.6 | 0.8 | 365 | 8.7864 | 0.59961 | 9 | 0.38596
79626 | 14.19 | 0.8 | 365 | 12.9873 | 0.014425 | 13 | 0.0017485
79765 | 6.4 | 0.8 | 365 | 5.8576 | 0.73307 | 6 | 0.59064
79766 | 7.75 | 0.8 | 365 | 7.0931 | 0.20802 | 7 | 0.30117
79767 | 5.8 | 0.8 | 365 | 5.3084 | 0.6331 | 5 | 0.94152
79768 | 5.22 | 0.8 | 365 | 4.7776 | 0.56979 | 5 | 0.34737
79769 | 5.85 | 0.8 | 365 | 5.3542 | 0.72476 | 6 | 0.078945
79770 | 5.415 | 0.8 | 365 | 4.9561 | 0.92728 | 5 | 0.88333
79772 | 3.48 | 0.8 | 365 | 3.1851 | 0.37986 | 3 | 0.56491
79262 | 15.12 | 0.8 | 365 | 13.8385 | 0.71939 | 14 | 0.55789
79774 | 7.54 | 0.8 | 365 | 6.9009 | 0.82303 | 7 | 0.72397
79775 | 7.3 | 0.8 | 365 | 6.6813 | 0.38304 | 7 | 0.064324
79509 | 17.16 | 0.8 | 365 | 15.7056 | 0.4593 | 16 | 0.16491
79776 | 7.41 | 0.8 | 365 | 6.782 | 0.5847 | 7 | 0.36666
79778 | 11.05 | 0.8 | 365 | 10.1135 | 0.25789 | 10 | 0.37134
79780 | 7.28 | 0.8 | 365 | 6.663 | 0.34637 | 7 | 0.0093537
79781 | 7.125 | 0.8 | 365 | 6.5211 | 0.062211 | 6 | 0.58333
79149 | 9.1 | 0.8 | 365 | 8.3287 | 0.68296 | 9 | 0.011692
79782 | 3.99 | 0.8 | 365 | 3.6518 | 0.31484 | 3 | 0.96667
79783 | 10.56 | 0.8 | 365 | 9.665 | 0.35957 | 10 | 0.024557
79627 | 6.3 | 0.8 | 365 | 5.766 | 0.54974 | 6 | 0.31579
79784 | 7.2 | 0.8 | 365 | 6.5898 | 0.19971 | 6 | 0.78947
79786 | 5.04 | 0.8 | 365 | 4.6128 | 0.2398 | 4 | 0.85263
79413 | 6.365 | 0.8 | 365 | 5.8255 | 0.66891 | 6 | 0.49444
79454 | 7 | 0.8 | 365 | 6.4067 | 0.83305 | 7 | 0.23976
78798 | 6.96 | 0.8 | 365 | 6.3701 | 0.75972 | 7 | 0.12982
79538 | 5.8 | 0.8 | 365 | 5.3084 | 0.6331 | 5 | 0.94152
79571 | 9.715 | 0.8 | 365 | 8.8916 | 0.81044 | 9 | 0.70204
79574 | 23.76 | 0.8 | 365 | 21.7462 | 0.55904 | 22 | 0.30525
79358 | 8.12 | 0.8 | 365 | 7.4318 | 0.88634 | 8 | 0.31813
79581 | 4.32 | 0.8 | 365 | 3.9539 | 0.91982 | 4 | 0.87368
79320 | 14.31 | 0.8 | 365 | 13.0972 | 0.23442 | 13 | 0.33157
79636 | 19.44 | 0.8 | 365 | 17.7924 | 0.63921 | 18 | 0.43157
79686 | 6.96 | 0.8 | 365 | 6.3701 | 0.75972 | 7 | 0.12982
79709 | 2.95 | 0.8 | 365 | 2.7 | 0.40821 | 3 | 0.10819
79728 | 8.4 | 0.8 | 365 | 7.6881 | 0.39966 | 8 | 0.087716
79749 | 6.3 | 0.8 | 365 | 5.766 | 0.54974 | 6 | 0.31579
79762 | 9.8 | 0.8 | 365 | 8.9694 | 0.96627 | 9 | 0.93567
79764 | 4.06 | 0.8 | 365 | 3.7159 | 0.44317 | 4 | 0.15906
32447 | 2114.82 | 1 | 365 | 2419.4725 | 0.35535 | 2419 | 0.82786
33593 | 5990.4 | 0.8 | 365 | 5482.6824 | 0.15719 | 5482 | 0.83964
64472 | 74.82 | 0.9 | 365 | 77.0384 | 0.31284 | 77 | 0.35128
75368 | 5.565 | 0.8 | 365 | 5.0933 | 0.20227 | 5 | 0.29561
75487 | 212.8 | 0.6 | 365 | 146.0731 | 0.59353 | 146 | 0.6666
77514 | 4.875 | 0.8 | 365 | 4.4618 | 0.9373 | 5 | 0.39912
77668 | 6.9 | 0.8 | 365 | 6.3152 | 0.64972 | 6 | 0.96491
78068 | 7.95 | 0.8 | 365 | 7.2762 | 0.57468 | 7 | 0.85087
78377 | 8.775 | 0.8 | 365 | 8.0313 | 0.087144 | 8 | 0.11842
79280 | 6.3 | 0.8 | 365 | 5.766 | 0.54974 | 6 | 0.31579
79286 | 6 | 0.8 | 365 | 5.4915 | 0.99976 | 6 | 0.49123
79676 | 6.67 | 0.8 | 365 | 6.1047 | 0.22806 | 6 | 0.33275
79685 | 6.09 | 0.8 | 365 | 5.5738 | 0.16475 | 5 | 0.73859
79694 | 8.12 | 0.8 | 365 | 7.4318 | 0.88634 | 8 | 0.31813
79695 | 17.385 | 0.8 | 365 | 15.9115 | 0.8718 | 16 | 0.78333
79708 | 5.58 | 0.8 | 365 | 5.1071 | 0.22977 | 5 | 0.33684
79711 | 10.395 | 0.8 | 365 | 9.514 | 0.057079 | 9 | 0.57105
79739 | 2.9 | 0.8 | 365 | 2.6542 | 0.31655 | 2 | 0.97076
79740 | 7.28 | 0.8 | 365 | 6.663 | 0.34637 | 7 | 0.0093537
79742 | 5.22 | 0.8 | 365 | 4.7776 | 0.56979 | 5 | 0.34737
79745 | 9.57 | 0.8 | 365 | 8.7589 | 0.54461 | 9 | 0.3035
79747 | 7.98 | 0.8 | 365 | 7.3037 | 0.62968 | 7 | 0.93333
79763 | 9.28 | 0.8 | 365 | 8.4935 | 0.012957 | 8 | 0.50643
79771 | 8.1 | 0.8 | 365 | 7.4135 | 0.84967 | 8 | 0.26315
79789 | 5.95 | 0.8 | 365 | 5.4457 | 0.90809 | 6 | 0.3538
79790 | 4.65 | 0.8 | 365 | 4.2559 | 0.52481 | 4 | 0.7807
79791 | 4.64 | 0.8 | 365 | 4.2467 | 0.50648 | 4 | 0.75321
79793 | 6.38 | 0.8 | 365 | 5.8393 | 0.69641 | 6 | 0.53567
79794 | 7.41 | 0.8 | 365 | 6.782 | 0.5847 | 7 | 0.36666
79795 | 10.73 | 0.8 | 365 | 9.8206 | 0.67123 | 10 | 0.49181
79796 | 5.9 | 0.8 | 365 | 5.3999 | 0.81643 | 6 | 0.21637
79797 | 6.67 | 0.8 | 365 | 6.1047 | 0.22806 | 6 | 0.33275
79798 | 6.9 | 0.8 | 365 | 6.3152 | 0.64972 | 6 | 0.96491
79799 | 4.64 | 0.8 | 365 | 4.2467 | 0.50648 | 4 | 0.75321
79801 | 9.9 | 0.8 | 365 | 9.0609 | 0.1496 | 9 | 0.21052
79802 | 8.41 | 0.8 | 365 | 7.6972 | 0.41799 | 8 | 0.1152
79803 | 6.38 | 0.8 | 365 | 5.8393 | 0.69641 | 6 | 0.53567
79805 | 10.15 | 0.8 | 365 | 9.2897 | 0.60792 | 9 | 0.89766
79806 | 12.18 | 0.8 | 365 | 11.1477 | 0.32951 | 11 | 0.47719
79807 | 6.38 | 0.8 | 365 | 5.8393 | 0.69641 | 6 | 0.53567
79808 | 7.25 | 0.8 | 365 | 6.6355 | 0.29137 | 6 | 0.9269
79809 | 6.38 | 0.8 | 365 | 5.8393 | 0.69641 | 6 | 0.53567
79810 | 3.48 | 0.8 | 365 | 3.1851 | 0.37986 | 3 | 0.56491
79811 | 5.985 | 0.8 | 365 | 5.4777 | 0.97226 | 6 | 0.45
79815 | 4.8 | 0.8 | 365 | 4.3932 | 0.79981 | 5 | 0.19298
79816 | 9 | 0.8 | 365 | 8.2372 | 0.49964 | 8 | 0.73684
79817 | 4.5 | 0.8 | 365 | 4.1186 | 0.24982 | 4 | 0.36842
79819 | 6.16 | 0.8 | 365 | 5.6379 | 0.29308 | 5 | 0.93099
79820 | 6.867 | 0.8 | 365 | 6.285 | 0.58922 | 6 | 0.87421
79822 | 3.08 | 0.8 | 365 | 2.819 | 0.64654 | 3 | 0.4655
79823 | 9.9 | 0.8 | 365 | 9.0609 | 0.1496 | 9 | 0.21052
79824 | 11.44 | 0.8 | 365 | 10.4704 | 0.97287 | 11 | 0.44327
79825 | 8.395 | 0.8 | 365 | 7.6835 | 0.39049 | 8 | 0.073973
79828 | 5.94 | 0.8 | 365 | 5.4366 | 0.88976 | 6 | 0.32631
79829 | 5.76 | 0.8 | 365 | 5.2718 | 0.55977 | 5 | 0.83158
79830 | 4.95 | 0.8 | 365 | 4.5305 | 0.074799 | 4 | 0.60526
79832 | 12.39 | 0.8 | 365 | 11.3399 | 0.7145 | 12 | 0.054381
79837 | 7.98 | 0.8 | 365 | 7.3037 | 0.62968 | 7 | 0.93333
79838 | 9.12 | 0.8 | 365 | 8.347 | 0.71963 | 9 | 0.066663
79844 | 6.5 | 0.8 | 365 | 5.9491 | 0.9164 | 6 | 0.86549
79845 | 6.6 | 0.8 | 365 | 6.0406 | 0.099732 | 6 | 0.14035
79846 | 5.9 | 0.8 | 365 | 5.3999 | 0.81643 | 6 | 0.21637
79848 | 5.85 | 0.8 | 365 | 5.3542 | 0.72476 | 6 | 0.078945
79855 | 6.72 | 0.8 | 365 | 6.1504 | 0.31973 | 6 | 0.47017
79856 | 3.9 | 0.8 | 365 | 3.5695 | 0.14984 | 3 | 0.7193
79858 | 11.505 | 0.8 | 365 | 10.5299 | 0.092034 | 10 | 0.62193
79861 | 7.2 | 0.8 | 365 | 6.5898 | 0.19971 | 6 | 0.78947
79862 | 4.68 | 0.8 | 365 | 4.2833 | 0.57981 | 4 | 0.86316
79864 | 6.12 | 0.8 | 365 | 5.6013 | 0.21975 | 5 | 0.82105
79866 | 9.72 | 0.8 | 365 | 8.8962 | 0.81961 | 9 | 0.71579
79868 | 10.44 | 0.8 | 365 | 9.5552 | 0.13958 | 9 | 0.69473
79869 | 7.56 | 0.8 | 365 | 6.9193 | 0.85969 | 7 | 0.77894
79870 | 5.1 | 0.8 | 365 | 4.6677 | 0.34979 | 5 | 0.017542
79871 | 5.25 | 0.8 | 365 | 4.805 | 0.62479 | 5 | 0.42982
79872 | 11.31 | 0.8 | 365 | 10.3514 | 0.73454 | 11 | 0.08596
79873 | 7.705 | 0.8 | 365 | 7.052 | 0.12552 | 7 | 0.17748
79874 | 3.6 | 0.8 | 365 | 3.2949 | 0.59985 | 3 | 0.89474
79875 | 11.505 | 0.8 | 365 | 10.5299 | 0.092034 | 10 | 0.62193
79876 | 9.715 | 0.8 | 365 | 8.8916 | 0.81044 | 9 | 0.70204
79878 | 7.2 | 0.8 | 365 | 6.5898 | 0.19971 | 6 | 0.78947
79879 | 8.25 | 0.8 | 365 | 7.5508 | 0.12467 | 7 | 0.67544
79881 | 10.8 | 0.8 | 365 | 9.8846 | 0.79956 | 10 | 0.68421
79882 | 6.89 | 1 | 365 | 7.8825 | 0.78923 | 8 | 0.67178
79883 | 9.28 | 0.8 | 365 | 8.4935 | 0.012957 | 8 | 0.50643
79888 | 9.81 | 0.8 | 365 | 8.9786 | 0.9846 | 9 | 0.96315
79889 | 11.4 | 0.8 | 365 | 10.4338 | 0.89954 | 11 | 0.33333
79890 | 5.7 | 0.8 | 365 | 5.2169 | 0.44977 | 5 | 0.66666
79891 | 7.194 | 0.8 | 365 | 6.5843 | 0.18871 | 6 | 0.77298
79893 | 7.2 | 0.8 | 365 | 6.5898 | 0.19971 | 6 | 0.78947
79894 | 12.06 | 0.8 | 365 | 11.0379 | 0.10951 | 11 | 0.14736
79896 | 6.7 | 0.8 | 365 | 6.1321 | 0.28306 | 6 | 0.4152
79897 | 9.425 | 0.8 | 365 | 8.6262 | 0.27878 | 8 | 0.90497
79898 | 7.68 | 0.8 | 365 | 7.0291 | 0.079689 | 7 | 0.10877
79899 | 5.2 | 0.8 | 365 | 4.7593 | 0.53312 | 5 | 0.2924
79900 | 10.18 | 0.8 | 365 | 9.3172 | 0.66292 | 9 | 0.98011
79902 | 11.88 | 0.8 | 365 | 10.8731 | 0.77952 | 11 | 0.65263
79903 | 9 | 0.8 | 365 | 8.2372 | 0.49964 | 8 | 0.73684
79904 | 10.5 | 0.8 | 365 | 9.6101 | 0.24957 | 9 | 0.85964
79905 | 8.7 | 0.8 | 365 | 7.9626 | 0.94965 | 8 | 0.91228
79906 | 14.52 | 0.8 | 365 | 13.2894 | 0.61941 | 13 | 0.90877
79909 | 4.06 | 0.8 | 365 | 3.7159 | 0.44317 | 4 | 0.15906
79910 | 10.24 | 0.8 | 365 | 9.3721 | 0.77292 | 10 | 0.14503
79631 | 6 | 1 | 365 | 6.8643 | 0.7497 | 7 | 0.61403
79915 | 9 | 0.8 | 365 | 8.2372 | 0.49964 | 8 | 0.73684
79912 | 5.985 | 0.8 | 365 | 5.4777 | 0.97226 | 6 | 0.45
79917 | 5.76 | 0.8 | 365 | 5.2718 | 0.55977 | 5 | 0.83158
79921 | 8.55 | 0.8 | 365 | 7.8253 | 0.67465 | 8 | 0.5
79925 | 3.42 | 0.8 | 365 | 3.1301 | 0.26986 | 3 | 0.4
79923 | 9.9 | 0.8 | 365 | 9.0609 | 0.1496 | 9 | 0.21052
79926 | 8.375 | 0.8 | 365 | 7.6652 | 0.35383 | 8 | 0.019002
79924 | 8.58 | 0.8 | 365 | 7.8528 | 0.72965 | 8 | 0.58245
79927 | 5.04 | 0.8 | 365 | 4.6128 | 0.2398 | 4 | 0.85263
79929 | 2.28 | 0.8 | 365 | 2.0868 | 0.17991 | 2 | 0.26667
79928 | 9.92 | 0.8 | 365 | 9.0792 | 0.18626 | 9 | 0.26549
79930 | 7.98 | 0.8 | 365 | 7.3037 | 0.62968 | 7 | 0.93333
79933 | 7.59 | 0.8 | 365 | 6.9467 | 0.91469 | 7 | 0.8614
79934 | 11.16 | 0.8 | 365 | 10.2141 | 0.45955 | 10 | 0.67368
79935 | 9.57 | 0.8 | 365 | 8.7589 | 0.54461 | 9 | 0.3035
79937 | 5.13 | 0.8 | 365 | 4.6952 | 0.40479 | 5 | 0.099998
79938 | 5.985 | 0.8 | 365 | 5.4777 | 0.97226 | 6 | 0.45
79939 | 8.04 | 0.8 | 365 | 7.3586 | 0.73967 | 8 | 0.098242
79941 | 4.05 | 0.8 | 365 | 3.7067 | 0.42484 | 4 | 0.13158
79940 | 10.44 | 0.8 | 365 | 9.5552 | 0.13958 | 9 | 0.69473
79166 | 7.98 | 0.8 | 365 | 7.3037 | 0.62968 | 7 | 0.93333
79172 | 6.84 | 0.8 | 365 | 6.2603 | 0.53972 | 6 | 0.8
79179 | 3.42 | 0.8 | 365 | 3.1301 | 0.26986 | 3 | 0.4
79183 | 10.92 | 0.8 | 365 | 9.9945 | 0.019557 | 10 | 0.014031
49631 | 3.18 | 0.8 | 365 | 2.9105 | 0.82987 | 3 | 0.74035
79185 | 8.55 | 0.8 | 365 | 7.8253 | 0.67465 | 8 | 0.5
79186 | 2.32 | 0.8 | 365 | 2.1234 | 0.25324 | 2 | 0.37661
49635 | 5.83 | 0.8 | 365 | 5.3359 | 0.6881 | 6 | 0.023974
79942 | 14.52 | 0.8 | 365 | 13.2894 | 0.61941 | 13 | 0.90877
79945 | 10.26 | 0.8 | 365 | 9.3904 | 0.80958 | 10 | 0.2
79946 | 7.04 | 0.8 | 365 | 6.4433 | 0.90638 | 7 | 0.3497
79948 | 14.08 | 0.8 | 365 | 12.8866 | 0.81276 | 13 | 0.69941
79949 | 11.02 | 0.8 | 365 | 10.086 | 0.20289 | 10 | 0.28888
79950 | 9.975 | 0.8 | 365 | 9.1296 | 0.2871 | 9 | 0.41666
79953 | 6.6 | 0.8 | 365 | 6.0406 | 0.099732 | 6 | 0.14035
79792 | 8.555 | 0.8 | 365 | 7.8299 | 0.68382 | 8 | 0.51374
79955 | 3.19 | 0.8 | 365 | 2.9196 | 0.8482 | 3 | 0.76783
79956 | 8.7 | 0.8 | 365 | 7.9626 | 0.94965 | 8 | 0.91228
79958 | 5.22 | 0.8 | 365 | 4.7776 | 0.56979 | 5 | 0.34737
79959 | 10.73 | 0.8 | 365 | 9.8206 | 0.67123 | 10 | 0.49181
79960 | 4.03 | 0.8 | 365 | 3.6884 | 0.38817 | 4 | 0.076607
79962 | 4.56 | 0.8 | 365 | 4.1735 | 0.35982 | 4 | 0.53333
79963 | 3.77 | 0.8 | 365 | 3.4505 | 0.91151 | 4 | 0.36199
79965 | 7.25 | 0.8 | 365 | 6.6355 | 0.29137 | 6 | 0.9269
79964 | 3.9 | 0.8 | 365 | 3.5695 | 0.14984 | 3 | 0.7193
79966 | 7.245 | 0.8 | 365 | 6.6309 | 0.28221 | 6 | 0.91315
79892 | 4.06 | 0.8 | 365 | 3.7159 | 0.44317 | 4 | 0.15906
79974 | 11.685 | 0.8 | 365 | 10.6946 | 0.42203 | 11 | 0.11666
79977 | 6.09 | 0.8 | 365 | 5.5738 | 0.16475 | 5 | 0.73859
79979 | 5.8 | 0.8 | 365 | 5.3084 | 0.6331 | 5 | 0.94152
79978 | 3.9 | 0.8 | 365 | 3.5695 | 0.14984 | 3 | 0.7193
79982 | 9.69 | 0.8 | 365 | 8.8687 | 0.76461 | 9 | 0.63333
79985 | 6.4 | 0.8 | 365 | 5.8576 | 0.73307 | 6 | 0.59064
79986 | 5.7 | 0.8 | 365 | 5.2169 | 0.44977 | 5 | 0.66666
79987 | 4.48 | 0.8 | 365 | 4.1003 | 0.21315 | 4 | 0.31345
80004 | 13.2 | 0.8 | 365 | 12.0812 | 0.19946 | 12 | 0.2807
79693 | 11.895 | 0.8 | 365 | 10.8868 | 0.80702 | 11 | 0.69385
65256 | 68 | 0.9 | 365 | 70.0162 | 0.2469 | 70 | 0.26313
79988 | 5.44 | 0.8 | 365 | 4.9789 | 0.97311 | 5 | 0.95204
79989 | 7.37 | 0.8 | 365 | 6.7454 | 0.51137 | 7 | 0.25672
79991 | 7.695 | 0.8 | 365 | 7.0428 | 0.10719 | 7 | 0.15
79992 | 5.985 | 0.8 | 365 | 5.4777 | 0.97226 | 6 | 0.45
79993 | 6.44 | 0.8 | 365 | 5.8942 | 0.80641 | 6 | 0.70058
79773 | 6.21 | 0.8 | 365 | 5.6837 | 0.38475 | 6 | 0.068418
79994 | 6.4 | 0.8 | 365 | 5.8576 | 0.73307 | 6 | 0.59064
79995 | 7 | 0.8 | 365 | 6.4067 | 0.83305 | 7 | 0.23976
79996 | 10.73 | 0.8 | 365 | 9.8206 | 0.67123 | 10 | 0.49181
79843 | 6.9 | 0.8 | 365 | 6.3152 | 0.64972 | 6 | 0.96491
79997 | 5.32 | 0.8 | 365 | 4.8691 | 0.75312 | 5 | 0.62222
79999 | 10.44 | 0.8 | 365 | 9.5552 | 0.13958 | 9 | 0.69473
80000 | 7.665 | 0.8 | 365 | 7.0154 | 0.052189 | 7 | 0.067541
79162 | 6.84 | 0.8 | 365 | 6.2603 | 0.53972 | 6 | 0.8
80005 | 7.92 | 0.8 | 365 | 7.2487 | 0.51968 | 7 | 0.76842
80006 | 3.24 | 0.8 | 365 | 2.9654 | 0.93987 | 3 | 0.90526
80008 | 6.5 | 0.8 | 365 | 5.9491 | 0.9164 | 6 | 0.86549
80010 | 6.03 | 0.8 | 365 | 5.5189 | 0.054756 | 5 | 0.57368
80011 | 8.96 | 0.8 | 365 | 8.2006 | 0.4263 | 8 | 0.6269
80012 | 9.45 | 0.8 | 365 | 8.6491 | 0.32462 | 8 | 0.97368
80013 | 9.684 | 0.8 | 365 | 8.8632 | 0.75361 | 9 | 0.61684
80014 | 10.15 | 0.8 | 365 | 9.2897 | 0.60792 | 9 | 0.89766
80015 | 6.3 | 0.8 | 365 | 5.766 | 0.54974 | 6 | 0.31579
80018 | 4.64 | 0.8 | 365 | 4.2467 | 0.50648 | 4 | 0.75321
80019 | 2.32 | 0.8 | 365 | 2.1234 | 0.25324 | 2 | 0.37661
80020 | 11.4 | 0.8 | 365 | 10.4338 | 0.89954 | 11 | 0.33333
80021 | 9.57 | 0.8 | 365 | 8.7589 | 0.54461 | 9 | 0.3035
56093 | 2673 | 1 | 365 | 3058.0617 | 0.48957 | 3058 | 0.55126
35331 | 1391.94 | 1 | 365 | 1592.4573 | 0.79198 | 1593 | 0.24928
79984 | 3.924 | 0.8 | 365 | 3.5914 | 0.19384 | 3 | 0.78526
80003 | 7.2 | 1 | 365 | 8.2372 | 0.49964 | 8 | 0.73684
80028 | 6.75 | 0.8 | 365 | 6.1779 | 0.37473 | 6 | 0.55263
80031 | 6.6 | 0.8 | 365 | 6.0406 | 0.099732 | 6 | 0.14035
80033 | 9.24 | 0.8 | 365 | 8.4569 | 0.93963 | 9 | 0.39649
80034 | 5.7 | 0.8 | 365 | 5.2169 | 0.44977 | 5 | 0.66666
80035 | 8.91 | 0.8 | 365 | 8.1548 | 0.33464 | 8 | 0.48947
80036 | 3.835 | 0.8 | 365 | 3.51 | 0.030678 | 3 | 0.54064
80037 | 12.9 | 0.8 | 365 | 11.8067 | 0.64948 | 12 | 0.45614
80038 | 4.5 | 0.8 | 365 | 4.1186 | 0.24982 | 4 | 0.36842
80039 | 5.232 | 0.8 | 365 | 4.7886 | 0.59179 | 5 | 0.38035
80040 | 11.16 | 0.8 | 365 | 10.2141 | 0.45955 | 10 | 0.67368
80043 | 7.2 | 0.8 | 365 | 6.5898 | 0.19971 | 6 | 0.78947
80045 | 12.825 | 0.8 | 365 | 11.738 | 0.51198 | 12 | 0.24999
80046 | 11.6 | 0.8 | 365 | 10.6168 | 0.2662 | 10 | 0.88304
80047 | 11.55 | 0.8 | 365 | 10.5711 | 0.17453 | 10 | 0.74561
80048 | 13.3 | 0.8 | 365 | 12.1728 | 0.38279 | 12 | 0.55555
80049 | 8.96 | 0.8 | 365 | 8.2006 | 0.4263 | 8 | 0.6269
80053 | 9.9 | 0.8 | 365 | 9.0609 | 0.1496 | 9 | 0.21052
78058 | 9.92 | 0.8 | 365 | 9.0792 | 0.18626 | 9 | 0.26549
80086 | 10.73 | 0.8 | 365 | 9.8206 | 0.67123 | 10 | 0.49181
80088 | 14.85 | 0.8 | 365 | 13.5914 | 0.2244 | 13 | 0.81578
80090 | 9.28 | 0.8 | 365 | 8.4935 | 0.012957 | 8 | 0.50643
80089 | 5.985 | 0.8 | 365 | 5.4777 | 0.97226 | 6 | 0.45
80091 | 19.43 | 0.8 | 365 | 17.7832 | 0.62088 | 18 | 0.40409
80093 | 10.385 | 0.8 | 365 | 9.5048 | 0.038746 | 9 | 0.54356
80094 | 8.375 | 0.8 | 365 | 7.6652 | 0.35383 | 8 | 0.019002
80095 | 4.56 | 0.8 | 365 | 4.1735 | 0.35982 | 4 | 0.53333
80096 | 14.85 | 0.8 | 365 | 13.5914 | 0.2244 | 13 | 0.81578
80097 | 9.24 | 0.8 | 365 | 8.4569 | 0.93963 | 9 | 0.39649
80098 | 8.96 | 0.8 | 365 | 8.2006 | 0.4263 | 8 | 0.6269
80099 | 3.77 | 0.8 | 365 | 3.4505 | 0.91151 | 4 | 0.36199
80100 | 12.8 | 0.8 | 365 | 11.7151 | 0.46615 | 12 | 0.18128
80101 | 5.4 | 0.8 | 365 | 4.9423 | 0.89978 | 5 | 0.8421
80102 | 5.7 | 0.8 | 365 | 5.2169 | 0.44977 | 5 | 0.66666
80103 | 4.2 | 0.8 | 365 | 3.844 | 0.69983 | 4 | 0.54386
80104 | 6.84 | 0.8 | 365 | 6.2603 | 0.53972 | 6 | 0.8
80105 | 5.94 | 0.8 | 365 | 5.4366 | 0.88976 | 6 | 0.32631
80107 | 7.695 | 0.8 | 365 | 7.0428 | 0.10719 | 7 | 0.15
80114 | 4.32 | 0.8 | 365 | 3.9539 | 0.91982 | 4 | 0.87368
80113 | 15.41 | 0.8 | 365 | 14.1039 | 0.25104 | 14 | 0.35496
80115 | 6.555 | 0.8 | 365 | 5.9994 | 0.017234 | 6 | 0.016664
80117 | 12.25 | 0.8 | 365 | 11.2117 | 0.45784 | 11 | 0.66959
80119 | 10.385 | 0.8 | 365 | 9.5048 | 0.038746 | 9 | 0.54356
76768 | 7.848 | 0.8 | 365 | 7.1828 | 0.38768 | 7 | 0.57052
76771 | 9.715 | 0.8 | 365 | 8.8916 | 0.81044 | 9 | 0.70204
80056 | 7.521 | 0.8 | 365 | 6.8836 | 0.7882 | 7 | 0.67175
80058 | 13.08 | 0.8 | 365 | 11.9714 | 0.97947 | 12 | 0.95087
80060 | 10.464 | 0.8 | 365 | 9.5771 | 0.18358 | 9 | 0.7607
80061 | 7.194 | 0.8 | 365 | 6.5843 | 0.18871 | 6 | 0.77298
80065 | 5.76 | 0.8 | 365 | 5.2718 | 0.55977 | 5 | 0.83158
80066 | 5.232 | 0.8 | 365 | 4.7886 | 0.59179 | 5 | 0.38035
80124 | 7.8 | 0.8 | 365 | 7.1389 | 0.29968 | 7 | 0.43859
80126 | 9.38 | 0.8 | 365 | 8.585 | 0.19629 | 8 | 0.78128
80129 | 2 | 0.8 | 365 | 1.8305 | 0.66659 | 2 | 0.49708
80130 | 9.25 | 0.8 | 365 | 8.466 | 0.95796 | 9 | 0.42397
80131 | 13.12 | 0.8 | 365 | 12.008 | 0.052802 | 12 | 0.060813
80132 | 12.32 | 0.8 | 365 | 11.2758 | 0.58617 | 11 | 0.86198
80135 | 6.3 | 0.8 | 365 | 5.766 | 0.54974 | 6 | 0.31579
80134 | 9.57 | 0.8 | 365 | 8.7589 | 0.54461 | 9 | 0.3035
80139 | 7.54 | 0.8 | 365 | 6.9009 | 0.82303 | 7 | 0.72397
80080 | 9.69 | 0.8 | 365 | 8.8687 | 0.76461 | 9 | 0.63333
80140 | 8.12 | 0.8 | 365 | 7.4318 | 0.88634 | 8 | 0.31813
80141 | 12.48 | 0.8 | 365 | 11.4223 | 0.87949 | 12 | 0.30175
80138 | 5.985 | 0.8 | 365 | 5.4777 | 0.97226 | 6 | 0.45
80144 | 3.99 | 0.8 | 365 | 3.6518 | 0.31484 | 3 | 0.96667
80145 | 11.6 | 0.8 | 365 | 10.6168 | 0.2662 | 10 | 0.88304
80146 | 6.6 | 0.8 | 365 | 6.0406 | 0.099732 | 6 | 0.14035
80081 | 12.825 | 0.8 | 365 | 11.738 | 0.51198 | 12 | 0.24999
80148 | 3.99 | 0.8 | 365 | 3.6518 | 0.31484 | 3 | 0.96667
78733 | 3.96 | 0.8 | 365 | 3.6244 | 0.25984 | 3 | 0.88421
79779 | 45.15 | 0.6 | 365 | 30.9925 | 0.079877 | 31 | 0.072354
79787 | 10.92 | 0.8 | 365 | 9.9945 | 0.019557 | 10 | 0.014031
79818 | 11.84 | 0.8 | 365 | 10.8365 | 0.70619 | 11 | 0.54269
79831 | 24.9 | 0.8 | 365 | 22.7896 | 0.64899 | 23 | 0.43859
79842 | 6.96 | 0.8 | 365 | 6.3701 | 0.75972 | 7 | 0.12982
79887 | 13 | 0.8 | 365 | 11.8982 | 0.83281 | 12 | 0.73099
79922 | 11.315 | 0.8 | 365 | 10.356 | 0.74371 | 11 | 0.099703
79957 | 12.18 | 0.8 | 365 | 11.1477 | 0.32951 | 11 | 0.47719
79967 | 22.8 | 0.8 | 365 | 20.8676 | 0.79908 | 21 | 0.66666
78809 | 7.67 | 0.8 | 365 | 7.0199 | 0.061356 | 7 | 0.081283
80083 | 12.18 | 0.8 | 365 | 11.1477 | 0.32951 | 11 | 0.47719
80075 | 4.64 | 0.8 | 365 | 4.2467 | 0.50648 | 4 | 0.75321
80084 | 7.54 | 0.8 | 365 | 6.9009 | 0.82303 | 7 | 0.72397
80062 | 7.194 | 0.8 | 365 | 6.5843 | 0.18871 | 6 | 0.77298
76769 | 10.464 | 0.8 | 365 | 9.5771 | 0.18358 | 9 | 0.7607
76765 | 8.829 | 0.8 | 365 | 8.0807 | 0.18614 | 8 | 0.26684
76766 | 9.156 | 0.8 | 365 | 8.38 | 0.78563 | 9 | 0.16561
76763 | 7.92 | 0.8 | 365 | 7.2487 | 0.51968 | 7 | 0.76842
73223 | 10.15 | 0.8 | 365 | 9.2897 | 0.60792 | 9 | 0.89766
79683 | 11.4 | 0.8 | 365 | 10.4338 | 0.89954 | 11 | 0.33333
79518 | 13.68 | 0.8 | 365 | 12.5205 | 0.079446 | 12 | 0.59999
79620 | 4.62 | 0.8 | 365 | 4.2284 | 0.46981 | 4 | 0.69824
79167 | 9.18 | 0.8 | 365 | 8.4019 | 0.82963 | 9 | 0.23158
79181 | 4.96 | 0.8 | 365 | 4.5396 | 0.093132 | 4 | 0.63275
77734 | 8.265 | 0.8 | 365 | 7.5645 | 0.15216 | 7 | 0.71666
77809 | 8.265 | 0.8 | 365 | 7.5645 | 0.15216 | 7 | 0.71666
79623 | 10.05 | 0.8 | 365 | 9.1982 | 0.42459 | 9 | 0.6228
79194 | 6.3 | 0.8 | 365 | 5.766 | 0.54974 | 6 | 0.31579
79436 | 6.6 | 0.8 | 365 | 6.0406 | 0.099732 | 6 | 0.14035
79936 | 8.54 | 0.8 | 365 | 7.8162 | 0.65632 | 8 | 0.47251
79972 | 9.45 | 0.8 | 365 | 8.6491 | 0.32462 | 8 | 0.97368
78978 | 12.24 | 0.8 | 365 | 11.2026 | 0.4395 | 11 | 0.6421
79416 | 12.71 | 0.8 | 365 | 11.6328 | 0.30115 | 11 | 0.93391
79681 | 9.57 | 0.8 | 365 | 8.7589 | 0.54461 | 9 | 0.3035
80064 | 10.137 | 0.8 | 365 | 9.2778 | 0.58409 | 9 | 0.86193
79485 | 6.09 | 0.8 | 365 | 5.5738 | 0.16475 | 5 | 0.73859
79486 | 2.655 | 0.8 | 365 | 2.43 | 0.86739 | 3 | 0.29737
79488 | 6.96 | 0.8 | 365 | 6.3701 | 0.75972 | 7 | 0.12982
79919 | 7.32 | 0.8 | 365 | 6.6996 | 0.4197 | 7 | 0.1193
79459 | 12.8 | 0.8 | 365 | 11.7151 | 0.46615 | 12 | 0.18128
79914 | 4.48 | 0.8 | 365 | 4.1003 | 0.21315 | 4 | 0.31345
79916 | 6.21 | 0.8 | 365 | 5.6837 | 0.38475 | 6 | 0.068418
76541 | 8.125 | 0.8 | 365 | 7.4364 | 0.8955 | 8 | 0.33187
80155 | 2.97 | 0.8 | 365 | 2.7183 | 0.44488 | 3 | 0.16316
80164 | 5.61 | 0.8 | 365 | 5.1345 | 0.28477 | 5 | 0.4193
80152 | 5.8 | 0.8 | 365 | 5.3084 | 0.6331 | 5 | 0.94152
80153 | 7.25 | 0.8 | 365 | 6.6355 | 0.29137 | 6 | 0.9269
80154 | 12.18 | 0.8 | 365 | 11.1477 | 0.32951 | 11 | 0.47719
80157 | 12.18 | 0.8 | 365 | 11.1477 | 0.32951 | 11 | 0.47719
80159 | 8.99 | 0.8 | 365 | 8.2281 | 0.4813 | 8 | 0.70935
80160 | 11.4 | 0.8 | 365 | 10.4338 | 0.89954 | 11 | 0.33333
80162 | 11.89 | 0.8 | 365 | 10.8823 | 0.79785 | 11 | 0.68011
80165 | 8.12 | 0.8 | 365 | 7.4318 | 0.88634 | 8 | 0.31813
80166 | 9.975 | 0.8 | 365 | 9.1296 | 0.2871 | 9 | 0.41666
80168 | 2.9 | 0.8 | 365 | 2.6542 | 0.31655 | 2 | 0.97076
80170 | 4.86 | 0.8 | 365 | 4.4481 | 0.9098 | 5 | 0.35789
80172 | 10.26 | 0.8 | 365 | 9.3904 | 0.80958 | 10 | 0.2
80173 | 9.045 | 0.8 | 365 | 8.2784 | 0.58213 | 8 | 0.86052
80175 | 6.555 | 0.8 | 365 | 5.9994 | 0.017234 | 6 | 0.016664
80177 | 5.985 | 0.8 | 365 | 5.4777 | 0.97226 | 6 | 0.45
80178 | 11.02 | 0.8 | 365 | 10.086 | 0.20289 | 10 | 0.28888
80169 | 5.7 | 0.8 | 365 | 5.2169 | 0.44977 | 5 | 0.66666
80180 | 7.59 | 0.8 | 365 | 6.9467 | 0.91469 | 7 | 0.8614
80181 | 2.565 | 0.8 | 365 | 2.3476 | 0.7024 | 3 | 0.049999
80182 | 6.555 | 0.8 | 365 | 5.9994 | 0.017234 | 6 | 0.016664
80183 | 5.61 | 0.8 | 365 | 5.1345 | 0.28477 | 5 | 0.4193
80184 | 10.83 | 0.8 | 365 | 9.9121 | 0.85456 | 10 | 0.76666
80161 | 3.19 | 0.8 | 365 | 2.9196 | 0.8482 | 3 | 0.76783
80185 | 11.39 | 0.8 | 365 | 10.4246 | 0.8812 | 11 | 0.30584
77710 | 3.48 | 0.8 | 365 | 3.1851 | 0.37986 | 3 | 0.56491
78774 | 4.35 | 0.8 | 365 | 3.9813 | 0.97482 | 4 | 0.95614
80163 | 8.7 | 0.8 | 365 | 7.9626 | 0.94965 | 8 | 0.91228
80189 | 9.24 | 0.8 | 365 | 8.4569 | 0.93963 | 9 | 0.39649
80190 | 5.44 | 0.8 | 365 | 4.9789 | 0.97311 | 5 | 0.95204
80072 | 3.99 | 0.8 | 365 | 3.6518 | 0.31484 | 3 | 0.96667
80070 | 6.09 | 0.8 | 365 | 5.5738 | 0.16475 | 5 | 0.73859
80074 | 4.35 | 0.8 | 365 | 3.9813 | 0.97482 | 4 | 0.95614
80071 | 4.93 | 0.8 | 365 | 4.5122 | 0.038134 | 4 | 0.55029
79971 | 5.88 | 0.8 | 365 | 5.3816 | 0.77976 | 6 | 0.1614
80069 | 4.48 | 0.8 | 365 | 4.1003 | 0.21315 | 4 | 0.31345
80205 | 5.1 | 0.8 | 365 | 4.6677 | 0.34979 | 5 | 0.017542
80068 | 4.64 | 0.8 | 365 | 4.2467 | 0.50648 | 4 | 0.75321
80073 | 2.9 | 0.8 | 365 | 2.6542 | 0.31655 | 2 | 0.97076
80208 | 5.4 | 0.8 | 365 | 4.9423 | 0.89978 | 5 | 0.8421
80209 | 7.68 | 0.8 | 365 | 7.0291 | 0.079689 | 7 | 0.10877
80213 | 4.32 | 0.8 | 365 | 3.9539 | 0.91982 | 4 | 0.87368
76764 | 5.886 | 0.8 | 365 | 5.3871 | 0.79076 | 6 | 0.17789
80219 | 7.8 | 0.8 | 365 | 7.1389 | 0.29968 | 7 | 0.43859
80121 | 11.52 | 0.8 | 365 | 10.5436 | 0.11953 | 10 | 0.66315
80218 | 9.9 | 0.8 | 365 | 9.0609 | 0.1496 | 9 | 0.21052
80200 | 8.12 | 0.8 | 365 | 7.4318 | 0.88634 | 8 | 0.31813
80133 | 4.06 | 0.8 | 365 | 3.7159 | 0.44317 | 4 | 0.15906
80221 | 10.8 | 0.8 | 365 | 9.8846 | 0.79956 | 10 | 0.68421
80222 | 7.8 | 0.8 | 365 | 7.1389 | 0.29968 | 7 | 0.43859
80223 | 4.8 | 0.8 | 365 | 4.3932 | 0.79981 | 5 | 0.19298
80225 | 9.855 | 0.8 | 365 | 9.0197 | 0.067101 | 9 | 0.086838
80226 | 15.18 | 0.8 | 365 | 13.8934 | 0.82938 | 14 | 0.7228
80228 | 7.8 | 0.8 | 365 | 7.1389 | 0.29968 | 7 | 0.43859
80230 | 4.32 | 0.8 | 365 | 3.9539 | 0.91982 | 4 | 0.87368
80231 | 6.7 | 0.8 | 365 | 6.1321 | 0.28306 | 6 | 0.4152
80196 | 2.28 | 0.8 | 365 | 2.0868 | 0.17991 | 2 | 0.26667
79975 | 8.41 | 0.8 | 365 | 7.6972 | 0.41799 | 8 | 0.1152
80167 | 2.9 | 0.8 | 365 | 2.6542 | 0.31655 | 2 | 0.97076
80194 | 4.06 | 0.8 | 365 | 3.7159 | 0.44317 | 4 | 0.15906
80202 | 4.64 | 0.8 | 365 | 4.2467 | 0.50648 | 4 | 0.75321
80238 | 7.08 | 0.8 | 365 | 6.4799 | 0.97971 | 7 | 0.45965
80150 | 12.18 | 0.8 | 365 | 11.1477 | 0.32951 | 11 | 0.47719
64828 | 1236.15 | 0.8 | 365 | 1131.3799 | 0.22489 | 1131 | 0.60475
48979 | 2770.56 | 1 | 365 | 3169.6758 | 0.059625 | 3169 | 0.73542
80240 | 7.68 | 0.8 | 365 | 7.0291 | 0.079689 | 7 | 0.10877
79184 | 7.41 | 0.8 | 365 | 6.782 | 0.5847 | 7 | 0.36666
79867 | 6.6 | 0.8 | 365 | 6.0406 | 0.099732 | 6 | 0.14035
79841 | 7.8 | 0.8 | 365 | 7.1389 | 0.29968 | 7 | 0.43859
79901 | 6.625 | 0.8 | 365 | 6.0635 | 0.14556 | 6 | 0.20906
80236 | 6.38 | 0.8 | 365 | 5.8393 | 0.69641 | 6 | 0.53567
80429 | 4.96 | 0.8 | 365 | 4.5396 | 0.093132 | 4 | 0.63275
80243 | 4.62 | 0.8 | 365 | 4.2284 | 0.46981 | 4 | 0.69824
80245 | 3.6 | 0.8 | 365 | 3.2949 | 0.59985 | 3 | 0.89474
80247 | 12.925 | 0.8 | 365 | 11.8295 | 0.69531 | 12 | 0.52485
80249 | 10.2 | 0.8 | 365 | 9.3355 | 0.69959 | 10 | 0.035084
80250 | 9.855 | 0.8 | 365 | 9.0197 | 0.067101 | 9 | 0.086838
80251 | 7.14 | 0.8 | 365 | 6.5348 | 0.089711 | 6 | 0.62456
80252 | 7.95 | 0.8 | 365 | 7.2762 | 0.57468 | 7 | 0.85087
80256 | 7.83 | 0.8 | 365 | 7.1664 | 0.35468 | 7 | 0.52105
80257 | 12.32 | 0.8 | 365 | 11.2758 | 0.58617 | 11 | 0.86198
80258 | 6.63 | 0.8 | 365 | 6.0681 | 0.15473 | 6 | 0.2228
80259 | 4.35 | 0.8 | 365 | 3.9813 | 0.97482 | 4 | 0.95614
80260 | 8.41 | 0.8 | 365 | 7.6972 | 0.41799 | 8 | 0.1152
80261 | 4.35 | 0.8 | 365 | 3.9813 | 0.97482 | 4 | 0.95614
80262 | 4.56 | 0.8 | 365 | 4.1735 | 0.35982 | 4 | 0.53333
80264 | 10.08 | 0.8 | 365 | 9.2257 | 0.47959 | 9 | 0.70526
80265 | 7.92 | 0.8 | 365 | 7.2487 | 0.51968 | 7 | 0.76842
80266 | 5.58 | 0.8 | 365 | 5.1071 | 0.22977 | 5 | 0.33684
80267 | 13.68 | 0.8 | 365 | 12.5205 | 0.079446 | 12 | 0.59999
80268 | 7.2 | 0.8 | 365 | 6.5898 | 0.19971 | 6 | 0.78947
80270 | 12.06 | 0.8 | 365 | 11.0379 | 0.10951 | 11 | 0.14736
80272 | 5.415 | 0.8 | 365 | 4.9561 | 0.92728 | 5 | 0.88333
80273 | 9.6 | 0.8 | 365 | 8.7864 | 0.59961 | 9 | 0.38596
80274 | 5.12 | 0.8 | 365 | 4.6861 | 0.38646 | 5 | 0.072513
80276 | 9.61 | 0.8 | 365 | 8.7955 | 0.61794 | 9 | 0.41345
80277 | 5.36 | 0.8 | 365 | 4.9057 | 0.82645 | 5 | 0.73216
80279 | 4.35 | 0.8 | 365 | 3.9813 | 0.97482 | 4 | 0.95614
80234 | 5.51 | 0.8 | 365 | 5.043 | 0.10144 | 5 | 0.14444
80280 | 3.2 | 0.8 | 365 | 2.9288 | 0.86654 | 3 | 0.79532
80281 | 12.54 | 0.8 | 365 | 11.4772 | 0.98949 | 12 | 0.46666
80214 | 10.44 | 0.8 | 365 | 9.5552 | 0.13958 | 9 | 0.69473
80282 | 8.4 | 0.8 | 365 | 7.6881 | 0.39966 | 8 | 0.087716
80216 | 3.42 | 0.8 | 365 | 3.1301 | 0.26986 | 3 | 0.4
80271 | 6.27 | 0.8 | 365 | 5.7386 | 0.49475 | 6 | 0.23333
80284 | 2.61 | 0.8 | 365 | 2.3888 | 0.78489 | 3 | 0.17368
80289 | 5.36 | 0.8 | 365 | 4.9057 | 0.82645 | 5 | 0.73216
80285 | 6.38 | 0.8 | 365 | 5.8393 | 0.69641 | 6 | 0.53567
80287 | 4.64 | 0.8 | 365 | 4.2467 | 0.50648 | 4 | 0.75321
80292 | 2.9 | 0.8 | 365 | 2.6542 | 0.31655 | 2 | 0.97076
80293 | 5.22 | 0.8 | 365 | 4.7776 | 0.56979 | 5 | 0.34737
80295 | 4.93 | 0.8 | 365 | 4.5122 | 0.038134 | 4 | 0.55029
80297 | 5.22 | 0.8 | 365 | 4.7776 | 0.56979 | 5 | 0.34737
80298 | 2.32 | 0.8 | 365 | 2.1234 | 0.25324 | 2 | 0.37661
80299 | 4.35 | 0.8 | 365 | 3.9813 | 0.97482 | 4 | 0.95614
80300 | 8.41 | 0.8 | 365 | 7.6972 | 0.41799 | 8 | 0.1152
80296 | 4.5 | 0.8 | 365 | 4.1186 | 0.24982 | 4 | 0.36842
79907 | 37.92 | 0.6 | 365 | 26.0296 | 0.13885 | 26 | 0.16841
80302 | 12.6 | 0.8 | 365 | 11.5321 | 0.099489 | 11 | 0.63157
80303 | 7.7 | 0.8 | 365 | 7.0474 | 0.11635 | 7 | 0.16374
80306 | 4.32 | 0.8 | 365 | 3.9539 | 0.91982 | 4 | 0.87368
80224 | 6 | 0.8 | 365 | 5.4915 | 0.99976 | 6 | 0.49123
80309 | 11.4 | 0.8 | 365 | 10.4338 | 0.89954 | 11 | 0.33333
80308 | 10.14 | 0.8 | 365 | 9.2806 | 0.58959 | 9 | 0.87017
80305 | 7.92 | 0.8 | 365 | 7.2487 | 0.51968 | 7 | 0.76842
80310 | 4.13 | 0.8 | 365 | 3.78 | 0.5715 | 4 | 0.35146
80312 | 9.72 | 0.8 | 365 | 8.8962 | 0.81961 | 9 | 0.71579
80314 | 12.9 | 0.8 | 365 | 11.8067 | 0.64948 | 12 | 0.45614
79847 | 6.38 | 0.8 | 365 | 5.8393 | 0.69641 | 6 | 0.53567
80318 | 4.62 | 0.8 | 365 | 4.2284 | 0.46981 | 4 | 0.69824
80317 | 8.04 | 0.8 | 365 | 7.3586 | 0.73967 | 8 | 0.098242
80319 | 18.3 | 0.8 | 365 | 16.749 | 0.54926 | 17 | 0.29824
76762 | 20.88 | 0.8 | 365 | 19.1103 | 0.27915 | 19 | 0.38947
79573 | 6.6 | 0.8 | 365 | 6.0406 | 0.099732 | 6 | 0.14035
80320 | 8.64 | 0.8 | 365 | 7.9077 | 0.83965 | 8 | 0.74736
80321 | 8.58 | 0.8 | 365 | 7.8528 | 0.72965 | 8 | 0.58245
80323 | 10.73 | 0.8 | 365 | 9.8206 | 0.67123 | 10 | 0.49181
80322 | 12.16 | 0.8 | 365 | 11.1294 | 0.29284 | 11 | 0.42222
80327 | 11.16 | 0.8 | 365 | 10.2141 | 0.45955 | 10 | 0.67368
80329 | 3.6 | 0.8 | 365 | 3.2949 | 0.59985 | 3 | 0.89474
80331 | 11.48 | 0.8 | 365 | 10.507 | 0.046201 | 10 | 0.55321
80333 | 7.56 | 0.8 | 365 | 6.9193 | 0.85969 | 7 | 0.77894
80334 | 5.76 | 0.8 | 365 | 5.2718 | 0.55977 | 5 | 0.83158
80335 | 7.83 | 0.8 | 365 | 7.1664 | 0.35468 | 7 | 0.52105
80336 | 4.06 | 0.8 | 365 | 3.7159 | 0.44317 | 4 | 0.15906
80339 | 6.96 | 0.8 | 365 | 6.3701 | 0.75972 | 7 | 0.12982
80212 | 8.06 | 0.8 | 365 | 7.3769 | 0.77634 | 8 | 0.15321
80342 | 8.96 | 0.8 | 365 | 8.2006 | 0.4263 | 8 | 0.6269
80343 | 13.12 | 0.8 | 365 | 12.008 | 0.052802 | 12 | 0.060813
80344 | 10.08 | 0.8 | 365 | 9.2257 | 0.47959 | 9 | 0.70526
80345 | 6.3 | 0.8 | 365 | 5.766 | 0.54974 | 6 | 0.31579
80346 | 8.91 | 0.8 | 365 | 8.1548 | 0.33464 | 8 | 0.48947
80347 | 3.99 | 0.8 | 365 | 3.6518 | 0.31484 | 3 | 0.96667
80348 | 8.12 | 0.8 | 365 | 7.4318 | 0.88634 | 8 | 0.31813
80350 | 4.575 | 0.8 | 365 | 4.1872 | 0.38731 | 4 | 0.57456
80351 | 6.365 | 0.8 | 365 | 5.8255 | 0.66891 | 6 | 0.49444
80352 | 6 | 0.8 | 365 | 5.4915 | 0.99976 | 6 | 0.49123
80353 | 4.29 | 0.8 | 365 | 3.9264 | 0.86483 | 4 | 0.79123
80354 | 6.175 | 0.8 | 365 | 5.6516 | 0.32058 | 5 | 0.97222
80355 | 5.51 | 0.8 | 365 | 5.043 | 0.10144 | 5 | 0.14444
80357 | 5.94 | 0.8 | 365 | 5.4366 | 0.88976 | 6 | 0.32631
80358 | 5.6 | 0.8 | 365 | 5.1254 | 0.26644 | 5 | 0.39181
80360 | 14.7 | 0.8 | 365 | 13.4541 | 0.9494 | 14 | 0.4035
80359 | 6.6 | 0.8 | 365 | 6.0406 | 0.099732 | 6 | 0.14035
80361 | 8.4 | 0.8 | 365 | 7.6881 | 0.39966 | 8 | 0.087716
80362 | 9.1 | 0.8 | 365 | 8.3287 | 0.68296 | 9 | 0.011692
80364 | 8.91 | 0.8 | 365 | 8.1548 | 0.33464 | 8 | 0.48947
79918 | 5.605 | 0.8 | 365 | 5.1299 | 0.27561 | 5 | 0.40555
80363 | 11.96 | 0.8 | 365 | 10.9463 | 0.92618 | 11 | 0.87251
80365 | 12.21 | 0.8 | 365 | 11.1751 | 0.38451 | 11 | 0.55964
79788 | 5.28 | 0.8 | 365 | 4.8325 | 0.67979 | 5 | 0.51228
80367 | 8.68 | 0.8 | 365 | 7.9443 | 0.91298 | 8 | 0.85731
79932 | 6.08 | 0.8 | 365 | 5.5647 | 0.14642 | 5 | 0.71111
76981 | 4.5 | 0.8 | 365 | 4.1186 | 0.24982 | 4 | 0.36842
79969 | 5.28 | 0.8 | 365 | 4.8325 | 0.67979 | 5 | 0.51228
80447 | 7.5 | 0.8 | 365 | 6.8643 | 0.7497 | 7 | 0.61403
80451 | 12 | 0.8 | 365 | 10.9829 | 0.99951 | 11 | 0.98245
68978 | 12.915 | 0.8 | 365 | 11.8204 | 0.67698 | 12 | 0.49736
80229 | 11.9 | 0.8 | 365 | 10.8914 | 0.81618 | 11 | 0.7076
34777 | 2805.75 | 1 | 365 | 3209.9351 | 0.70159 | 3210 | 0.63671
80239 | 4.02 | 0.8 | 365 | 3.6793 | 0.36984 | 4 | 0.049121
79235 | 10.44 | 0.8 | 365 | 9.5552 | 0.13958 | 9 | 0.69473
79719 | 5.6 | 0.8 | 365 | 5.1254 | 0.26644 | 5 | 0.39181
80368 | 10.24 | 0.8 | 365 | 9.3721 | 0.77292 | 10 | 0.14503
51494 | 1329.3 | 1 | 365 | 1520.7936 | 0.24515 | 1521 | 0.03879
78778 | 23.544 | 0.8 | 365 | 21.5485 | 0.16305 | 21 | 0.71157
51297 | 1386.9 | 1 | 365 | 1586.6913 | 0.24223 | 1586 | 0.9335
80369 | 12.39 | 0.8 | 365 | 11.3399 | 0.7145 | 12 | 0.054381
80371 | 6.72 | 0.8 | 365 | 6.1504 | 0.31973 | 6 | 0.47017
80372 | 7.68 | 0.8 | 365 | 7.0291 | 0.079689 | 7 | 0.10877
80374 | 11.7 | 0.8 | 365 | 10.7084 | 0.44953 | 11 | 0.15789
80377 | 11.89 | 0.8 | 365 | 10.8823 | 0.79785 | 11 | 0.68011
80379 | 6.72 | 0.8 | 365 | 6.1504 | 0.31973 | 6 | 0.47017
80380 | 8.12 | 0.8 | 365 | 7.4318 | 0.88634 | 8 | 0.31813
80382 | 9.69 | 0.8 | 365 | 8.8687 | 0.76461 | 9 | 0.63333
79420 | 3.3 | 0.8 | 365 | 3.0203 | 0.049866 | 3 | 0.070174
79275 | 9.69 | 0.8 | 365 | 8.8687 | 0.76461 | 9 | 0.63333
80116 | 9.315 | 0.8 | 365 | 8.5255 | 0.077122 | 8 | 0.60263
80052 | 5.4 | 0.8 | 365 | 4.9423 | 0.89978 | 5 | 0.8421
80118 | 8.829 | 0.8 | 365 | 8.0807 | 0.18614 | 8 | 0.26684
80067 | 6.12 | 0.8 | 365 | 5.6013 | 0.21975 | 5 | 0.82105
80123 | 3.18 | 1 | 365 | 3.6381 | 0.28734 | 3 | 0.92544
80087 | 3 | 0.8 | 365 | 2.7457 | 0.49988 | 3 | 0.24561
80044 | 13.2 | 0.8 | 365 | 12.0812 | 0.19946 | 12 | 0.2807
80253 | 7.68 | 0.8 | 365 | 7.0291 | 0.079689 | 7 | 0.10877
80059 | 14.061 | 0.8 | 365 | 12.8693 | 0.77793 | 13 | 0.64719
65230 | 645.12 | 0.7 | 365 | 516.6374 | 0.85712 | 517 | 0.4945
80275 | 7.7 | 0.8 | 365 | 7.0474 | 0.11635 | 7 | 0.16374
80179 | 12.3 | 0.8 | 365 | 11.2575 | 0.5495 | 11 | 0.80701
80269 | 8.4 | 0.8 | 365 | 7.6881 | 0.39966 | 8 | 0.087716
80315 | 8.265 | 0.8 | 365 | 7.5645 | 0.15216 | 7 | 0.71666
80125 | 15.84 | 0.8 | 365 | 14.4975 | 0.039358 | 14 | 0.53684
80227 | 40.8 | 0.6 | 365 | 28.0065 | 0.09876 | 28 | 0.10525
80016 | 8.7 | 0.8 | 365 | 7.9626 | 0.94965 | 8 | 0.91228
80024 | 14.52 | 0.8 | 365 | 13.2894 | 0.61941 | 13 | 0.90877
80032 | 3.19 | 0.8 | 365 | 2.9196 | 0.8482 | 3 | 0.76783
80041 | 7.83 | 0.8 | 365 | 7.1664 | 0.35468 | 7 | 0.52105
80057 | 13.08 | 0.8 | 365 | 11.9714 | 0.97947 | 12 | 0.95087
80149 | 5.22 | 0.8 | 365 | 4.7776 | 0.56979 | 5 | 0.34737
80176 | 5.94 | 0.8 | 365 | 5.4366 | 0.88976 | 6 | 0.32631
80248 | 7.7 | 0.8 | 365 | 7.0474 | 0.11635 | 7 | 0.16374
80290 | 13.08 | 0.8 | 365 | 11.9714 | 0.97947 | 12 | 0.95087
80304 | 24.2 | 0.8 | 365 | 22.1489 | 0.36569 | 22 | 0.51461
80151 | 4.64 | 0.8 | 365 | 4.2467 | 0.50648 | 4 | 0.75321
80387 | 4.06 | 0.8 | 365 | 3.7159 | 0.44317 | 4 | 0.15906
80388 | 7.25 | 0.8 | 365 | 6.6355 | 0.29137 | 6 | 0.9269
80389 | 8.25 | 0.8 | 365 | 7.5508 | 0.12467 | 7 | 0.67544
80391 | 13.395 | 0.8 | 365 | 12.2597 | 0.55696 | 12 | 0.81666
80393 | 11.772 | 0.8 | 365 | 10.7743 | 0.58152 | 11 | 0.35578
80395 | 9.6 | 0.8 | 365 | 8.7864 | 0.59961 | 9 | 0.38596
79908 | 14.08 | 0.8 | 365 | 12.8866 | 0.81276 | 13 | 0.69941
79943 | 4.48 | 0.8 | 365 | 4.1003 | 0.21315 | 4 | 0.31345
80396 | 7.2 | 0.8 | 365 | 6.5898 | 0.19971 | 6 | 0.78947
36803 | 171.2 | 0.9 | 365 | 176.2761 | 0.092193 | 176 | 0.36834
78609 | 11.2 | 0.8 | 365 | 10.2507 | 0.53288 | 10 | 0.78362
80340 | 9.72 | 0.8 | 365 | 8.8962 | 0.81961 | 9 | 0.71579
79947 | 3.35 | 0.8 | 365 | 3.0661 | 0.14153 | 3 | 0.2076
80375 | 9.92 | 0.8 | 365 | 9.0792 | 0.18626 | 9 | 0.26549
80593 | 7.8 | 0.8 | 365 | 7.1389 | 0.29968 | 7 | 0.43859
79614 | 19.84 | 0.8 | 365 | 18.1585 | 0.37253 | 18 | 0.53099
80341 | 12.6 | 0.8 | 365 | 11.5321 | 0.099489 | 11 | 0.63157
80330 | 8.04 | 0.8 | 365 | 7.3586 | 0.73967 | 8 | 0.098242
78811 | 9.28 | 0.8 | 365 | 8.4935 | 0.012957 | 8 | 0.50643
80425 | 4.5 | 0.8 | 365 | 4.1186 | 0.24982 | 4 | 0.36842
80430 | 6.867 | 0.8 | 365 | 6.285 | 0.58922 | 6 | 0.87421
80454 | 3.08 | 0.8 | 365 | 2.819 | 0.64654 | 3 | 0.4655
80455 | 7.25 | 0.8 | 365 | 6.6355 | 0.29137 | 6 | 0.9269
80594 | 9.625 | 0.8 | 365 | 8.8092 | 0.64544 | 9 | 0.45467
80472 | 12.6 | 0.8 | 365 | 11.5321 | 0.099489 | 11 | 0.63157
80474 | 5.985 | 0.8 | 365 | 5.4777 | 0.97226 | 6 | 0.45
80487 | 5.775 | 0.8 | 365 | 5.2855 | 0.58727 | 5 | 0.8728
80488 | 6.96 | 0.8 | 365 | 6.3701 | 0.75972 | 7 | 0.12982
80491 | 13.2 | 0.8 | 365 | 12.0812 | 0.19946 | 12 | 0.2807
80495 | 11.825 | 0.8 | 365 | 10.8228 | 0.67869 | 11 | 0.50146
80503 | 8.502 | 0.8 | 365 | 7.7814 | 0.58666 | 8 | 0.36807
80324 | 4.845 | 1 | 365 | 5.543 | 0.10288 | 5 | 0.64583
80537 | 8.64 | 0.8 | 365 | 7.9077 | 0.83965 | 8 | 0.74736
80540 | 4.06 | 0.8 | 365 | 3.7159 | 0.44317 | 4 | 0.15906
79968 | 5.04 | 0.8 | 365 | 4.6128 | 0.2398 | 4 | 0.85263
80483 | 10.26 | 0.8 | 365 | 9.3904 | 0.80958 | 10 | 0.2
80485 | 5.46 | 0.8 | 365 | 4.9972 | 0.0097787 | 5 | 0.0070153
80546 | 8.4 | 0.8 | 365 | 7.6881 | 0.39966 | 8 | 0.087716
80547 | 6.51 | 0.8 | 365 | 5.9582 | 0.93474 | 6 | 0.89298
80548 | 9.12 | 0.8 | 365 | 8.347 | 0.71963 | 9 | 0.066663
80552 | 13.3 | 0.8 | 365 | 12.1728 | 0.38279 | 12 | 0.55555
80553 | 12 | 0.8 | 365 | 10.9829 | 0.99951 | 11 | 0.98245
80555 | 6.9 | 0.8 | 365 | 6.3152 | 0.64972 | 6 | 0.96491
80556 | 12 | 0.8 | 365 | 10.9829 | 0.99951 | 11 | 0.98245
80469 | 9.57 | 0.8 | 365 | 8.7589 | 0.54461 | 9 | 0.3035
80470 | 6.09 | 0.8 | 365 | 5.5738 | 0.16475 | 5 | 0.73859
80497 | 7.98 | 0.8 | 365 | 7.3037 | 0.62968 | 7 | 0.93333
80476 | 8.41 | 0.8 | 365 | 7.6972 | 0.41799 | 8 | 0.1152
80480 | 13.395 | 0.8 | 365 | 12.2597 | 0.55696 | 12 | 0.81666
80477 | 6.67 | 0.8 | 365 | 6.1047 | 0.22806 | 6 | 0.33275
80572 | 6.2 | 0.8 | 365 | 5.6745 | 0.36642 | 6 | 0.040933
80581 | 10.675 | 0.8 | 365 | 9.7702 | 0.5704 | 10 | 0.34064
80582 | 13.395 | 0.8 | 365 | 12.2597 | 0.55696 | 12 | 0.81666
80583 | 12.825 | 0.8 | 365 | 11.738 | 0.51198 | 12 | 0.24999
80577 | 6.6 | 0.8 | 365 | 6.0406 | 0.099732 | 6 | 0.14035
80588 | 12.426 | 0.8 | 365 | 11.3728 | 0.7805 | 12 | 0.15333
80601 | 4.845 | 0.8 | 365 | 4.4344 | 0.8823 | 5 | 0.31666
80609 | 5.2 | 0.8 | 365 | 4.7593 | 0.53312 | 5 | 0.2924
80620 | 8.7 | 0.8 | 365 | 7.9626 | 0.94965 | 8 | 0.91228
80622 | 9 | 0.8 | 365 | 8.2372 | 0.49964 | 8 | 0.73684
80383 | 7.83 | 0.8 | 365 | 7.1664 | 0.35468 | 7 | 0.52105
36801 | 334.72 | 0.9 | 365 | 344.6446 | 0.34474 | 344 | 0.98932
80399 | 8.26 | 0.8 | 365 | 7.5599 | 0.143 | 7 | 0.70292
80401 | 6.67 | 0.8 | 365 | 6.1047 | 0.22806 | 6 | 0.33275
34354 | 1398.15 | 0.8 | 365 | 1279.6495 | 0.21833 | 1279 | 0.86785
79911 | 6.72 | 0.8 | 365 | 6.1504 | 0.31973 | 6 | 0.47017
79800 | 7.04 | 0.8 | 365 | 6.4433 | 0.90638 | 7 | 0.3497
80402 | 3.48 | 0.8 | 365 | 3.1851 | 0.37986 | 3 | 0.56491
80403 | 11.89 | 0.8 | 365 | 10.8823 | 0.79785 | 11 | 0.68011
80404 | 11.505 | 0.8 | 365 | 10.5299 | 0.092034 | 10 | 0.62193
80408 | 5.22 | 0.8 | 365 | 4.7776 | 0.56979 | 5 | 0.34737
80412 | 5.695 | 0.8 | 365 | 5.2123 | 0.4406 | 5 | 0.65292
80415 | 12.54 | 0.8 | 365 | 11.4772 | 0.98949 | 12 | 0.46666
80077 | 5.886 | 0.8 | 365 | 5.3871 | 0.79076 | 6 | 0.17789
80417 | 12.3 | 0.8 | 365 | 11.2575 | 0.5495 | 11 | 0.80701
80419 | 8.835 | 0.8 | 365 | 8.0862 | 0.19714 | 8 | 0.28333
80420 | 3.9 | 0.8 | 365 | 3.5695 | 0.14984 | 3 | 0.7193
80422 | 8.16 | 0.8 | 365 | 7.4684 | 0.95967 | 8 | 0.42807
80423 | 4.275 | 0.8 | 365 | 3.9127 | 0.83733 | 4 | 0.75
80424 | 7 | 0.8 | 365 | 6.4067 | 0.83305 | 7 | 0.23976
80427 | 7.75 | 0.8 | 365 | 7.0931 | 0.20802 | 7 | 0.30117
80426 | 10.73 | 0.8 | 365 | 9.8206 | 0.67123 | 10 | 0.49181
80431 | 11.685 | 0.8 | 365 | 10.6946 | 0.42203 | 11 | 0.11666
80432 | 8.64 | 0.8 | 365 | 7.9077 | 0.83965 | 8 | 0.74736
80433 | 5.8 | 0.8 | 365 | 5.3084 | 0.6331 | 5 | 0.94152
80434 | 8.96 | 0.8 | 365 | 8.2006 | 0.4263 | 8 | 0.6269
80435 | 12.18 | 0.8 | 365 | 11.1477 | 0.32951 | 11 | 0.47719
80437 | 6.09 | 0.8 | 365 | 5.5738 | 0.16475 | 5 | 0.73859
80436 | 7.8 | 0.8 | 365 | 7.1389 | 0.29968 | 7 | 0.43859
80438 | 6 | 0.8 | 365 | 5.4915 | 0.99976 | 6 | 0.49123
80590 | 11.6 | 0.8 | 365 | 10.6168 | 0.2662 | 10 | 0.88304
80439 | 10.44 | 0.8 | 365 | 9.5552 | 0.13958 | 9 | 0.69473
80442 | 9.28 | 0.8 | 365 | 8.4935 | 0.012957 | 8 | 0.50643
80443 | 6.7 | 0.8 | 365 | 6.1321 | 0.28306 | 6 | 0.4152
80444 | 6.96 | 0.8 | 365 | 6.3701 | 0.75972 | 7 | 0.12982
80446 | 3.77 | 0.8 | 365 | 3.4505 | 0.91151 | 4 | 0.36199
80445 | 10.44 | 0.8 | 365 | 9.5552 | 0.13958 | 9 | 0.69473
80448 | 8.64 | 0.8 | 365 | 7.9077 | 0.83965 | 8 | 0.74736
80450 | 8.58 | 0.8 | 365 | 7.8528 | 0.72965 | 8 | 0.58245
80452 | 8 | 0.8 | 365 | 7.322 | 0.66634 | 7 | 0.9883
80458 | 5.7 | 0.8 | 365 | 5.2169 | 0.44977 | 5 | 0.66666
80459 | 10.44 | 0.8 | 365 | 9.5552 | 0.13958 | 9 | 0.69473
80460 | 12.18 | 0.8 | 365 | 11.1477 | 0.32951 | 11 | 0.47719
79990 | 12.15 | 0.8 | 365 | 11.1202 | 0.27451 | 11 | 0.39473
80462 | 3.835 | 0.8 | 365 | 3.51 | 0.030678 | 3 | 0.54064
80463 | 7.67 | 0.8 | 365 | 7.0199 | 0.061356 | 7 | 0.081283
80464 | 5.8 | 0.8 | 365 | 5.3084 | 0.6331 | 5 | 0.94152
80465 | 3.77 | 0.8 | 365 | 3.4505 | 0.91151 | 4 | 0.36199
80466 | 6.84 | 0.8 | 365 | 6.2603 | 0.53972 | 6 | 0.8
80467 | 6.09 | 0.8 | 365 | 5.5738 | 0.16475 | 5 | 0.73859
80471 | 7.84 | 0.8 | 365 | 7.1755 | 0.37302 | 7 | 0.54853
80473 | 5.025 | 0.8 | 365 | 4.5991 | 0.2123 | 4 | 0.8114
80456 | 4.56 | 0.8 | 365 | 4.1735 | 0.35982 | 4 | 0.53333
80475 | 8.32 | 0.8 | 365 | 7.6148 | 0.253 | 7 | 0.86783
80440 | 13.11 | 0.8 | 365 | 11.9989 | 0.034469 | 12 | 0.033328
80484 | 8.91 | 0.8 | 365 | 8.1548 | 0.33464 | 8 | 0.48947
80492 | 7.36 | 0.8 | 365 | 6.7362 | 0.49304 | 7 | 0.22924
80384 | 9.735 | 0.8 | 365 | 8.9099 | 0.84711 | 9 | 0.75701
80496 | 8 | 0.8 | 365 | 7.322 | 0.66634 | 7 | 0.9883
80418 | 7.25 | 0.8 | 365 | 6.6355 | 0.29137 | 6 | 0.9269
80504 | 9.57 | 0.8 | 365 | 8.7589 | 0.54461 | 9 | 0.3035
80505 | 8.55 | 0.8 | 365 | 7.8253 | 0.67465 | 8 | 0.5
80506 | 6.6 | 0.8 | 365 | 6.0406 | 0.099732 | 6 | 0.14035
80499 | 10.2 | 0.8 | 365 | 9.3355 | 0.69959 | 10 | 0.035084
80507 | 5.3 | 0.8 | 365 | 4.8508 | 0.71645 | 5 | 0.56725
80509 | 6.65 | 0.8 | 365 | 6.0864 | 0.1914 | 6 | 0.27778
80510 | 8.64 | 0.8 | 365 | 7.9077 | 0.83965 | 8 | 0.74736
80512 | 11.4 | 0.8 | 365 | 10.4338 | 0.89954 | 11 | 0.33333
80400 | 11.89 | 0.8 | 365 | 10.8823 | 0.79785 | 11 | 0.68011
80516 | 5.7 | 0.8 | 365 | 5.2169 | 0.44977 | 5 | 0.66666
80518 | 8.91 | 0.8 | 365 | 8.1548 | 0.33464 | 8 | 0.48947
80522 | 5.13 | 0.8 | 365 | 4.6952 | 0.40479 | 5 | 0.099998
80523 | 4.62 | 0.8 | 365 | 4.2284 | 0.46981 | 4 | 0.69824
80524 | 4.845 | 0.8 | 365 | 4.4344 | 0.8823 | 5 | 0.31666
80457 | 5.8 | 0.8 | 365 | 5.3084 | 0.6331 | 5 | 0.94152
80525 | 4.275 | 0.8 | 365 | 3.9127 | 0.83733 | 4 | 0.75
80526 | 4.06 | 0.8 | 365 | 3.7159 | 0.44317 | 4 | 0.15906
80527 | 9.24 | 0.8 | 365 | 8.4569 | 0.93963 | 9 | 0.39649
80528 | 7.56 | 0.8 | 365 | 6.9193 | 0.85969 | 7 | 0.77894
80531 | 3.77 | 0.8 | 365 | 3.4505 | 0.91151 | 4 | 0.36199
80530 | 9.57 | 0.8 | 365 | 8.7589 | 0.54461 | 9 | 0.3035
80532 | 6.84 | 0.8 | 365 | 6.2603 | 0.53972 | 6 | 0.8
80533 | 11.22 | 0.8 | 365 | 10.269 | 0.56955 | 10 | 0.83859
80413 | 12.47 | 0.8 | 365 | 11.4131 | 0.86116 | 12 | 0.27426
80416 | 4.35 | 0.8 | 365 | 3.9813 | 0.97482 | 4 | 0.95614
80449 | 4.56 | 0.8 | 365 | 4.1735 | 0.35982 | 4 | 0.53333
80538 | 6.93 | 0.8 | 365 | 6.3426 | 0.70472 | 7 | 0.047366
80541 | 5.28 | 0.8 | 365 | 4.8325 | 0.67979 | 5 | 0.51228
80405 | 3.19 | 0.8 | 365 | 2.9196 | 0.8482 | 3 | 0.76783
80409 | 8.7 | 0.8 | 365 | 7.9626 | 0.94965 | 8 | 0.91228
80406 | 3.19 | 0.8 | 365 | 2.9196 | 0.8482 | 3 | 0.76783
80337 | 6.96 | 0.8 | 365 | 6.3701 | 0.75972 | 7 | 0.12982
80481 | 5.51 | 0.8 | 365 | 5.043 | 0.10144 | 5 | 0.14444
80453 | 15.66 | 0.8 | 365 | 14.3327 | 0.70937 | 15 | 0.042099
80560 | 5.22 | 0.8 | 365 | 4.7776 | 0.56979 | 5 | 0.34737
80562 | 5.015 | 0.8 | 365 | 4.59 | 0.19396 | 4 | 0.78392
80494 | 4.35 | 0.8 | 365 | 3.9813 | 0.97482 | 4 | 0.95614
80564 | 6.38 | 0.8 | 365 | 5.8393 | 0.69641 | 6 | 0.53567
80563 | 10.73 | 0.8 | 365 | 9.8206 | 0.67123 | 10 | 0.49181
80565 | 4.64 | 0.8 | 365 | 4.2467 | 0.50648 | 4 | 0.75321
80508 | 9.12 | 0.8 | 365 | 8.347 | 0.71963 | 9 | 0.066663
80568 | 6.38 | 0.8 | 365 | 5.8393 | 0.69641 | 6 | 0.53567
80567 | 5.22 | 0.8 | 365 | 4.7776 | 0.56979 | 5 | 0.34737
80220 | 32.48 | 0.6 | 365 | 22.2954 | 0.65901 | 22 | 0.95438
80575 | 6.09 | 0.8 | 365 | 5.5738 | 0.16475 | 5 | 0.73859
80576 | 3.77 | 0.8 | 365 | 3.4505 | 0.91151 | 4 | 0.36199
80578 | 8.41 | 0.8 | 365 | 7.6972 | 0.41799 | 8 | 0.1152
80580 | 2.32 | 0.8 | 365 | 2.1234 | 0.25324 | 2 | 0.37661
79970 | 8.58 | 0.8 | 365 | 7.8528 | 0.72965 | 8 | 0.58245
80301 | 4.55 | 0.8 | 365 | 4.1644 | 0.34148 | 4 | 0.50585
80596 | 8.125 | 0.8 | 365 | 7.4364 | 0.8955 | 8 | 0.33187
80598 | 9.57 | 0.8 | 365 | 8.7589 | 0.54461 | 9 | 0.3035
80599 | 5.8 | 0.8 | 365 | 5.3084 | 0.6331 | 5 | 0.94152
80600 | 10.15 | 0.8 | 365 | 9.2897 | 0.60792 | 9 | 0.89766
80603 | 7 | 0.8 | 365 | 6.4067 | 0.83305 | 7 | 0.23976
80605 | 3.77 | 0.8 | 365 | 3.4505 | 0.91151 | 4 | 0.36199
80606 | 14 | 0.8 | 365 | 12.8134 | 0.6661 | 13 | 0.47953
80608 | 7.8 | 0.8 | 365 | 7.1389 | 0.29968 | 7 | 0.43859
80607 | 13.34 | 0.8 | 365 | 12.2094 | 0.45613 | 12 | 0.66549
80611 | 11.39 | 0.8 | 365 | 10.4246 | 0.8812 | 11 | 0.30584
80613 | 11.55 | 0.8 | 365 | 10.5711 | 0.17453 | 10 | 0.74561
80614 | 13.34 | 0.8 | 365 | 12.2094 | 0.45613 | 12 | 0.66549
80615 | 7.35 | 0.8 | 365 | 6.727 | 0.4747 | 7 | 0.20175
80616 | 6.84 | 0.8 | 365 | 6.2603 | 0.53972 | 6 | 0.8
80617 | 24.64 | 0.8 | 365 | 22.5516 | 0.17233 | 22 | 0.72397
80618 | 8.4 | 0.8 | 365 | 7.6881 | 0.39966 | 8 | 0.087716
80026 | 18 | 0.8 | 365 | 16.4744 | 0.99927 | 17 | 0.47368
80623 | 5.36 | 0.8 | 365 | 4.9057 | 0.82645 | 5 | 0.73216
80624 | 8.96 | 0.8 | 365 | 8.2006 | 0.4263 | 8 | 0.6269
80625 | 8.54 | 0.8 | 365 | 7.8162 | 0.65632 | 8 | 0.47251
80626 | 7.68 | 0.8 | 365 | 7.0291 | 0.079689 | 7 | 0.10877
80631 | 10.8 | 0.8 | 365 | 9.8846 | 0.79956 | 10 | 0.68421
80632 | 10.8 | 0.8 | 365 | 9.8846 | 0.79956 | 10 | 0.68421
80634 | 10.8 | 0.8 | 365 | 9.8846 | 0.79956 | 10 | 0.68421
80633 | 8.24 | 0.8 | 365 | 7.5416 | 0.10633 | 7 | 0.64795
80635 | 4.8 | 0.8 | 365 | 4.3932 | 0.79981 | 5 | 0.19298
80637 | 9.15 | 0.8 | 365 | 8.3745 | 0.77463 | 9 | 0.14912
80644 | 8.4 | 0.8 | 365 | 7.6881 | 0.39966 | 8 | 0.087716
78779 | 13.32 | 0.8 | 365 | 12.1911 | 0.41946 | 12 | 0.61052
79145 | 5.22 | 0.8 | 365 | 4.7776 | 0.56979 | 5 | 0.34737
79865 | 8.64 | 0.8 | 365 | 7.9077 | 0.83965 | 8 | 0.74736
80326 | 12.6 | 0.8 | 365 | 11.5321 | 0.099489 | 11 | 0.63157
80328 | 11.84 | 0.8 | 365 | 10.8365 | 0.70619 | 11 | 0.54269
80042 | 10.64 | 0.8 | 365 | 9.7382 | 0.50624 | 10 | 0.24444
80662 | 13.395 | 0.8 | 365 | 12.2597 | 0.55696 | 12 | 0.81666
80684 | 6.48 | 0.8 | 365 | 5.9308 | 0.87974 | 6 | 0.81052
80561 | 6.48 | 0.8 | 365 | 5.9308 | 0.87974 | 6 | 0.81052
80683 | 11.04 | 0.8 | 365 | 10.1043 | 0.23955 | 10 | 0.34386
80559 | 6.84 | 0.8 | 365 | 6.2603 | 0.53972 | 6 | 0.8
80373 | 11.16 | 0.8 | 365 | 10.2141 | 0.45955 | 10 | 0.67368
80378 | 11.52 | 0.8 | 365 | 10.5436 | 0.11953 | 10 | 0.66315
79673 | 9.32 | 0.8 | 365 | 8.5301 | 0.086289 | 8 | 0.61637
80203 | 11.16 | 0.8 | 365 | 10.2141 | 0.45955 | 10 | 0.67368
80198 | 11.16 | 0.8 | 365 | 10.2141 | 0.45955 | 10 | 0.67368
80197 | 10.35 | 0.8 | 365 | 9.4728 | 0.97458 | 10 | 0.44736
80195 | 5.175 | 0.8 | 365 | 4.7364 | 0.48729 | 5 | 0.22368
80192 | 11.16 | 0.8 | 365 | 10.2141 | 0.45955 | 10 | 0.67368
80191 | 8.28 | 0.8 | 365 | 7.5782 | 0.17966 | 7 | 0.75789
80092 | 19.62 | 0.8 | 365 | 17.9571 | 0.9692 | 18 | 0.92631
80085 | 7.2 | 0.8 | 365 | 6.5898 | 0.19971 | 6 | 0.78947
80030 | 17.25 | 0.8 | 365 | 15.788 | 0.6243 | 16 | 0.41227
80009 | 8.28 | 0.8 | 365 | 7.5782 | 0.17966 | 7 | 0.75789
79961 | 10.005 | 0.8 | 365 | 9.157 | 0.34209 | 9 | 0.49912
79983 | 5.865 | 0.8 | 365 | 5.3679 | 0.75226 | 6 | 0.12017
79952 | 7.37 | 0.8 | 365 | 6.7454 | 0.51137 | 7 | 0.25672
80671 | 348.79 | 0.6 | 365 | 239.4212 | 0.57565 | 239 | 0.99682
80692 | 7.56 | 0.8 | 365 | 6.9193 | 0.85969 | 7 | 0.77894
80691 | 8.4 | 0.8 | 365 | 7.6881 | 0.39966 | 8 | 0.087716
80693 | 7.54 | 0.8 | 365 | 6.9009 | 0.82303 | 7 | 0.72397
80695 | 8.829 | 0.8 | 365 | 8.0807 | 0.18614 | 8 | 0.26684
80697 | 7.2 | 0.8 | 365 | 6.5898 | 0.19971 | 6 | 0.78947
80698 | 18.36 | 0.8 | 365 | 16.8039 | 0.65926 | 17 | 0.46315
80699 | 2.88 | 0.8 | 365 | 2.6359 | 0.27988 | 2 | 0.91579
80700 | 10.05 | 0.8 | 365 | 9.1982 | 0.42459 | 9 | 0.6228
80701 | 14.82 | 0.8 | 365 | 13.5639 | 0.1694 | 13 | 0.73333
80702 | 9.156 | 0.8 | 365 | 8.38 | 0.78563 | 9 | 0.16561
80595 | 4.51 | 0.8 | 365 | 4.1278 | 0.26815 | 4 | 0.3959
80687 | 12.74 | 0.8 | 365 | 11.6602 | 0.35615 | 12 | 0.016369
80554 | 10.05 | 0.8 | 365 | 9.1982 | 0.42459 | 9 | 0.6228
80514 | 7.8 | 0.8 | 365 | 7.1389 | 0.29968 | 7 | 0.43859
80757 | 5.232 | 0.8 | 365 | 4.7886 | 0.59179 | 5 | 0.38035
80756 | 14.388 | 0.8 | 365 | 13.1685 | 0.37742 | 13 | 0.54596
78799 | 8.12 | 0.8 | 365 | 7.4318 | 0.88634 | 8 | 0.31813
80493 | 4.8 | 0.8 | 365 | 4.3932 | 0.79981 | 5 | 0.19298
80539 | 9.3 | 0.8 | 365 | 8.5118 | 0.049623 | 8 | 0.5614
80542 | 6.9 | 0.8 | 365 | 6.3152 | 0.64972 | 6 | 0.96491
80545 | 7.5 | 0.8 | 365 | 6.8643 | 0.7497 | 7 | 0.61403
80550 | 8.04 | 0.8 | 365 | 7.3586 | 0.73967 | 8 | 0.098242
80569 | 15.25 | 0.8 | 365 | 13.9575 | 0.95772 | 14 | 0.9152
80385 | 6.93 | 0.8 | 365 | 6.3426 | 0.70472 | 7 | 0.047366
80502 | 10.72 | 0.8 | 365 | 9.8114 | 0.6529 | 10 | 0.46432
80235 | 9.28 | 0.8 | 365 | 8.4935 | 0.012957 | 8 | 0.50643
80566 | 4.425 | 0.8 | 365 | 4.05 | 0.11232 | 4 | 0.16228
80628 | 8.37 | 0.8 | 365 | 7.6606 | 0.34466 | 8 | 0.0052597
80642 | 6.6 | 0.8 | 365 | 6.0406 | 0.099732 | 6 | 0.14035
80171 | 10.665 | 0.8 | 365 | 9.7611 | 0.55207 | 10 | 0.31315
33749 | 1319.04 | 0.8 | 365 | 1207.2445 | 0.18653 | 1207 | 0.43104
80147 | 2.85 | 0.8 | 365 | 2.6084 | 0.22488 | 2 | 0.83333
79931 | 8.4 | 0.8 | 365 | 7.6881 | 0.39966 | 8 | 0.087716
80325 | 9.72 | 0.8 | 365 | 8.8962 | 0.81961 | 9 | 0.71579
80127 | 7.26 | 0.8 | 365 | 6.6447 | 0.30971 | 6 | 0.95438
80657 | 4.8 | 0.8 | 365 | 4.3932 | 0.79981 | 5 | 0.19298
80664 | 13.05 | 0.8 | 365 | 11.9439 | 0.92447 | 12 | 0.86842
80661 | 13 | 0.8 | 365 | 11.8982 | 0.83281 | 12 | 0.73099
80668 | 3 | 0.8 | 365 | 2.7457 | 0.49988 | 3 | 0.24561
80381 | 11.7 | 0.8 | 365 | 10.7084 | 0.44953 | 11 | 0.15789
80670 | 5.4 | 0.8 | 365 | 4.9423 | 0.89978 | 5 | 0.8421
80672 | 9.045 | 0.8 | 365 | 8.2784 | 0.58213 | 8 | 0.86052
80674 | 7.92 | 0.8 | 365 | 7.2487 | 0.51968 | 7 | 0.76842
80676 | 3.36 | 0.8 | 365 | 3.0752 | 0.15986 | 3 | 0.23509
80677 | 7.26 | 0.8 | 365 | 6.6447 | 0.30971 | 6 | 0.95438
80678 | 9.69 | 0.8 | 365 | 8.8687 | 0.76461 | 9 | 0.63333
80680 | 5.25 | 0.8 | 365 | 4.805 | 0.62479 | 5 | 0.42982
80681 | 6.84 | 0.8 | 365 | 6.2603 | 0.53972 | 6 | 0.8
80682 | 7.695 | 0.8 | 365 | 7.0428 | 0.10719 | 7 | 0.15
80649 | 12.6 | 0.8 | 365 | 11.5321 | 0.099489 | 11 | 0.63157
51493 | 1386.9 | 1 | 365 | 1586.6913 | 0.24223 | 1586 | 0.9335
51496 | 1239.66 | 0.8 | 365 | 1134.5924 | 0.65975 | 1135 | 0.25212
79359 | 35.88 | 0.6 | 365 | 24.6292 | 0.33391 | 24 | 0.96315
80421 | 9.9 | 0.8 | 365 | 9.0609 | 0.1496 | 9 | 0.21052
80707 | 7.375 | 0.8 | 365 | 6.7499 | 0.52053 | 7 | 0.27046
80727 | 11.055 | 0.8 | 365 | 10.118 | 0.26705 | 10 | 0.38508
80708 | 10.2 | 0.8 | 365 | 9.3355 | 0.69959 | 10 | 0.035084
80733 | 4.02 | 0.8 | 365 | 3.6793 | 0.36984 | 4 | 0.049121
80710 | 8.12 | 0.8 | 365 | 7.4318 | 0.88634 | 8 | 0.31813
80737 | 12.22 | 0.8 | 365 | 11.1843 | 0.40284 | 11 | 0.58713
80738 | 9.72 | 0.8 | 365 | 8.8962 | 0.81961 | 9 | 0.71579
80711 | 4.93 | 0.8 | 365 | 4.5122 | 0.038134 | 4 | 0.55029
80739 | 7.8 | 0.8 | 365 | 7.1389 | 0.29968 | 7 | 0.43859
80741 | 8.829 | 0.8 | 365 | 8.0807 | 0.18614 | 8 | 0.26684
80712 | 9.38 | 0.8 | 365 | 8.585 | 0.19629 | 8 | 0.78128
80743 | 3.24 | 0.8 | 365 | 2.9654 | 0.93987 | 3 | 0.90526
80713 | 6.16 | 0.8 | 365 | 5.6379 | 0.29308 | 5 | 0.93099
80744 | 9.24 | 0.8 | 365 | 8.4569 | 0.93963 | 9 | 0.39649
80714 | 6.6 | 0.8 | 365 | 6.0406 | 0.099732 | 6 | 0.14035
80746 | 3.24 | 0.8 | 365 | 2.9654 | 0.93987 | 3 | 0.90526
80715 | 8.12 | 0.8 | 365 | 7.4318 | 0.88634 | 8 | 0.31813
80748 | 9.045 | 0.8 | 365 | 8.2784 | 0.58213 | 8 | 0.86052
80749 | 8.375 | 0.8 | 365 | 7.6652 | 0.35383 | 8 | 0.019002
80793 | 6.76 | 1 | 365 | 7.7338 | 0.49132 | 8 | 0.22514
80750 | 6 | 0.8 | 365 | 5.4915 | 0.99976 | 6 | 0.49123
80696 | 9.72 | 0.8 | 365 | 8.8962 | 0.81961 | 9 | 0.71579
80771 | 3.48 | 0.8 | 365 | 3.1851 | 0.37986 | 3 | 0.56491
80718 | 4.29 | 0.8 | 365 | 3.9264 | 0.86483 | 4 | 0.79123
80720 | 5.985 | 0.8 | 365 | 5.4777 | 0.97226 | 6 | 0.45
80722 | 9.57 | 0.8 | 365 | 8.7589 | 0.54461 | 9 | 0.3035
80723 | 10.44 | 0.8 | 365 | 9.5552 | 0.13958 | 9 | 0.69473
80724 | 13.3 | 0.8 | 365 | 12.1728 | 0.38279 | 12 | 0.55555
80725 | 7.2 | 0.8 | 365 | 6.5898 | 0.19971 | 6 | 0.78947
80726 | 3.52 | 0.8 | 365 | 3.2217 | 0.45319 | 3 | 0.67485
80376 | 9.6 | 0.8 | 365 | 8.7864 | 0.59961 | 9 | 0.38596
80534 | 6.03 | 0.8 | 365 | 5.5189 | 0.054756 | 5 | 0.57368
80536 | 12.43 | 0.8 | 365 | 11.3765 | 0.78783 | 12 | 0.16432
80646 | 8.7 | 0.8 | 365 | 7.9626 | 0.94965 | 8 | 0.91228
80390 | 6.27 | 0.8 | 365 | 5.7386 | 0.49475 | 6 | 0.23333
79954 | 7.2 | 0.8 | 365 | 6.5898 | 0.19971 | 6 | 0.78947
80082 | 11.04 | 0.8 | 365 | 10.1043 | 0.23955 | 10 | 0.34386
80206 | 8.28 | 0.8 | 365 | 7.5782 | 0.17966 | 7 | 0.75789
80685 | 6.48 | 0.8 | 365 | 5.9308 | 0.87974 | 6 | 0.81052
80690 | 21.76 | 0.8 | 365 | 19.9157 | 0.89245 | 20 | 0.80818
80894 | 14.535 | 0.8 | 365 | 13.3031 | 0.64691 | 13 | 0.94999
80689 | 34 | 0.6 | 365 | 23.3387 | 0.74897 | 24 | 0.087709
80805 | 11.055 | 0.8 | 365 | 10.118 | 0.26705 | 10 | 0.38508
80776 | 8.7 | 0.8 | 365 | 7.9626 | 0.94965 | 8 | 0.91228
80740 | 9.24 | 0.8 | 365 | 8.4569 | 0.93963 | 9 | 0.39649
80783 | 6.93 | 0.8 | 365 | 6.3426 | 0.70472 | 7 | 0.047366
80785 | 9.28 | 0.8 | 365 | 8.4935 | 0.012957 | 8 | 0.50643
80787 | 4.48 | 0.8 | 365 | 4.1003 | 0.21315 | 4 | 0.31345
80610 | 10.88 | 0.8 | 365 | 9.9579 | 0.94623 | 10 | 0.90409
80612 | 16.415 | 0.8 | 365 | 15.0237 | 0.093501 | 15 | 0.11724
80791 | 11.39 | 0.8 | 365 | 10.4246 | 0.8812 | 11 | 0.30584
80478 | 10.56 | 0.8 | 365 | 9.665 | 0.35957 | 10 | 0.024557
80490 | 9.92 | 0.8 | 365 | 9.0792 | 0.18626 | 9 | 0.26549
80137 | 3.19 | 0.8 | 365 | 2.9196 | 0.8482 | 3 | 0.76783
80136 | 4.93 | 0.8 | 365 | 4.5122 | 0.038134 | 4 | 0.55029
80110 | 4.32 | 0.8 | 365 | 3.9539 | 0.91982 | 4 | 0.87368
80796 | 7.41 | 0.8 | 365 | 6.782 | 0.5847 | 7 | 0.36666
80356 | 6.48 | 0.8 | 365 | 5.9308 | 0.87974 | 6 | 0.81052
80800 | 3.99 | 0.8 | 365 | 3.6518 | 0.31484 | 3 | 0.96667
80802 | 7.02 | 0.8 | 365 | 6.425 | 0.86972 | 7 | 0.29473
80801 | 4.56 | 0.8 | 365 | 4.1735 | 0.35982 | 4 | 0.53333
80806 | 4.83 | 0.8 | 365 | 4.4206 | 0.8548 | 5 | 0.27544
80807 | 12.425 | 0.8 | 365 | 11.3719 | 0.77866 | 12 | 0.15058
80811 | 11.375 | 0.8 | 365 | 10.4109 | 0.85371 | 11 | 0.26462
80812 | 3.42 | 0.8 | 365 | 3.1301 | 0.26986 | 3 | 0.4
80237 | 7.68 | 0.8 | 365 | 7.0291 | 0.079689 | 7 | 0.10877
80814 | 11.02 | 0.8 | 365 | 10.086 | 0.20289 | 10 | 0.28888
80768 | 8.99 | 0.8 | 365 | 8.2281 | 0.4813 | 8 | 0.70935
80017 | 4.845 | 0.8 | 365 | 4.4344 | 0.8823 | 5 | 0.31666
80815 | 7.83 | 0.8 | 365 | 7.1664 | 0.35468 | 7 | 0.52105
80817 | 8.99 | 0.8 | 365 | 8.2281 | 0.4813 | 8 | 0.70935
80760 | 4.06 | 0.8 | 365 | 3.7159 | 0.44317 | 4 | 0.15906
80050 | 7 | 0.8 | 365 | 6.4067 | 0.83305 | 7 | 0.23976
80051 | 9.45 | 0.8 | 365 | 8.6491 | 0.32462 | 8 | 0.97368
80770 | 11.4 | 0.8 | 365 | 10.4338 | 0.89954 | 11 | 0.33333
80820 | 4.06 | 0.8 | 365 | 3.7159 | 0.44317 | 4 | 0.15906
80821 | 5.22 | 0.8 | 365 | 4.7776 | 0.56979 | 5 | 0.34737
80822 | 8.55 | 0.8 | 365 | 7.8253 | 0.67465 | 8 | 0.5
80519 | 6.09 | 0.8 | 365 | 5.5738 | 0.16475 | 5 | 0.73859
80824 | 8.12 | 0.8 | 365 | 7.4318 | 0.88634 | 8 | 0.31813
80764 | 5.7 | 0.8 | 365 | 5.2169 | 0.44977 | 5 | 0.66666
80825 | 7.54 | 0.8 | 365 | 6.9009 | 0.82303 | 7 | 0.72397
80826 | 6.67 | 0.8 | 365 | 6.1047 | 0.22806 | 6 | 0.33275
80761 | 7.25 | 0.8 | 365 | 6.6355 | 0.29137 | 6 | 0.9269
80828 | 4.93 | 0.8 | 365 | 4.5122 | 0.038134 | 4 | 0.55029
80765 | 8.12 | 0.8 | 365 | 7.4318 | 0.88634 | 8 | 0.31813
80763 | 11.97 | 0.8 | 365 | 10.9555 | 0.94451 | 11 | 0.9
80835 | 7.83 | 0.8 | 365 | 7.1664 | 0.35468 | 7 | 0.52105
80838 | 7.25 | 0.8 | 365 | 6.6355 | 0.29137 | 6 | 0.9269
80839 | 4.06 | 0.8 | 365 | 3.7159 | 0.44317 | 4 | 0.15906
80840 | 9.28 | 0.8 | 365 | 8.4935 | 0.012957 | 8 | 0.50643
80847 | 5.8 | 0.8 | 365 | 5.3084 | 0.6331 | 5 | 0.94152
80848 | 6.27 | 0.8 | 365 | 5.7386 | 0.49475 | 6 | 0.23333
80025 | 10.8 | 0.8 | 365 | 9.8846 | 0.79956 | 10 | 0.68421
80660 | 13.5 | 0.8 | 365 | 12.3558 | 0.74945 | 13 | 0.10526
80651 | 12.16 | 0.8 | 365 | 11.1294 | 0.29284 | 11 | 0.42222
80621 | 9.405 | 0.8 | 365 | 8.6079 | 0.24212 | 8 | 0.85
80482 | 4.845 | 0.8 | 365 | 4.4344 | 0.8823 | 5 | 0.31666
80211 | 12.18 | 0.8 | 365 | 11.1477 | 0.32951 | 11 | 0.47719
80762 | 4.06 | 0.8 | 365 | 3.7159 | 0.44317 | 4 | 0.15906
80851 | 10.44 | 0.8 | 365 | 9.5552 | 0.13958 | 9 | 0.69473
80852 | 4.35 | 0.8 | 365 | 3.9813 | 0.97482 | 4 | 0.95614
80766 | 3.48 | 0.8 | 365 | 3.1851 | 0.37986 | 3 | 0.56491
80597 | 9.28 | 0.8 | 365 | 8.4935 | 0.012957 | 8 | 0.50643
80769 | 7.25 | 0.8 | 365 | 6.6355 | 0.29137 | 6 | 0.9269
80853 | 5.22 | 0.8 | 365 | 4.7776 | 0.56979 | 5 | 0.34737
80128 | 3.06 | 1 | 365 | 3.5008 | 0.012345 | 3 | 0.51316
80468 | 5.28 | 0.8 | 365 | 4.8325 | 0.67979 | 5 | 0.51228
80667 | 14.79 | 0.8 | 365 | 13.5365 | 0.1144 | 13 | 0.65087
80686 | 11.505 | 0.8 | 365 | 10.5299 | 0.092034 | 10 | 0.62193
80772 | 15.075 | 0.8 | 365 | 13.7973 | 0.63689 | 14 | 0.4342
80842 | 11.97 | 0.8 | 365 | 10.9555 | 0.94451 | 11 | 0.9
80819 | 8.12 | 0.8 | 365 | 7.4318 | 0.88634 | 8 | 0.31813
80728 | 6.365 | 0.8 | 365 | 5.8255 | 0.66891 | 6 | 0.49444
80673 | 15.41 | 0.8 | 365 | 14.1039 | 0.25104 | 14 | 0.35496
80845 | 8.12 | 0.8 | 365 | 7.4318 | 0.88634 | 8 | 0.31813
80604 | 7.28 | 0.8 | 365 | 6.663 | 0.34637 | 7 | 0.0093537
80856 | 13.5 | 0.8 | 365 | 12.3558 | 0.74945 | 13 | 0.10526
80857 | 11.89 | 0.8 | 365 | 10.8823 | 0.79785 | 11 | 0.68011
80858 | 7.56 | 0.8 | 365 | 6.9193 | 0.85969 | 7 | 0.77894
80859 | 13.2 | 0.8 | 365 | 12.0812 | 0.19946 | 12 | 0.2807
80860 | 11.76 | 0.8 | 365 | 10.7633 | 0.55952 | 11 | 0.3228
80861 | 11.55 | 0.8 | 365 | 10.5711 | 0.17453 | 10 | 0.74561
80863 | 5.4 | 0.8 | 365 | 4.9423 | 0.89978 | 5 | 0.8421
78060 | 51.15 | 0.6 | 365 | 35.1111 | 0.3297 | 35 | 0.44077
79434 | 2.1 | 0.8 | 365 | 1.922 | 0.84991 | 2 | 0.77193
80862 | 6.21 | 0.8 | 365 | 5.6837 | 0.38475 | 6 | 0.068418
80864 | 13.34 | 0.8 | 365 | 12.2094 | 0.45613 | 12 | 0.66549
80865 | 6.555 | 0.8 | 365 | 5.9994 | 0.017234 | 6 | 0.016664
80846 | 2.28 | 0.8 | 365 | 2.0868 | 0.17991 | 2 | 0.26667
80679 | 8.64 | 0.8 | 365 | 7.9077 | 0.83965 | 8 | 0.74736
80843 | 11.07 | 0.8 | 365 | 10.1318 | 0.29455 | 10 | 0.42631
80836 | 5.51 | 0.8 | 365 | 5.043 | 0.10144 | 5 | 0.14444
80832 | 3.99 | 0.8 | 365 | 3.6518 | 0.31484 | 3 | 0.96667
80818 | 8.99 | 0.8 | 365 | 8.2281 | 0.4813 | 8 | 0.70935
80823 | 3.99 | 0.8 | 365 | 3.6518 | 0.31484 | 3 | 0.96667
80813 | 6.96 | 0.8 | 365 | 6.3701 | 0.75972 | 7 | 0.12982
80830 | 3.42 | 0.8 | 365 | 3.1301 | 0.26986 | 3 | 0.4
80844 | 6.09 | 0.8 | 365 | 5.5738 | 0.16475 | 5 | 0.73859
80827 | 6.16 | 0.8 | 365 | 5.6379 | 0.29308 | 5 | 0.93099
80816 | 4.06 | 0.8 | 365 | 3.7159 | 0.44317 | 4 | 0.15906
80810 | 6.67 | 0.8 | 365 | 6.1047 | 0.22806 | 6 | 0.33275
78173 | 160.8 | 0.6 | 365 | 110.3785 | 0.095112 | 110 | 0.47363
80872 | 1.55 | 0.8 | 365 | 1.4186 | 0.8416 | 2 | 0.26023
80875 | 12.76 | 0.8 | 365 | 11.6785 | 0.39282 | 12 | 0.07134
80877 | 10.5 | 0.8 | 365 | 9.6101 | 0.24957 | 9 | 0.85964
80878 | 9.1 | 0.8 | 365 | 8.3287 | 0.68296 | 9 | 0.011692
80880 | 14.74 | 0.8 | 365 | 13.4907 | 0.022736 | 13 | 0.51344
80879 | 6.27 | 0.8 | 365 | 5.7386 | 0.49475 | 6 | 0.23333
80881 | 5.36 | 0.8 | 365 | 4.9057 | 0.82645 | 5 | 0.73216
80882 | 3.18 | 0.8 | 365 | 2.9105 | 0.82987 | 3 | 0.74035
80883 | 7.54 | 0.8 | 365 | 6.9009 | 0.82303 | 7 | 0.72397
80884 | 11.6 | 0.8 | 365 | 10.6168 | 0.2662 | 10 | 0.88304
80885 | 6.96 | 0.8 | 365 | 6.3701 | 0.75972 | 7 | 0.12982
80886 | 8.7 | 0.8 | 365 | 7.9626 | 0.94965 | 8 | 0.91228
80888 | 9.57 | 0.8 | 365 | 8.7589 | 0.54461 | 9 | 0.3035
80029 | 7.28 | 0.8 | 365 | 6.663 | 0.34637 | 7 | 0.0093537
80663 | 4.56 | 0.8 | 365 | 4.1735 | 0.35982 | 4 | 0.53333
80892 | 7.2 | 0.8 | 365 | 6.5898 | 0.19971 | 6 | 0.78947
80893 | 7 | 0.8 | 365 | 6.4067 | 0.83305 | 7 | 0.23976
80889 | 35.7 | 0.6 | 365 | 24.5057 | 0.086415 | 24 | 0.59209
80899 | 4.55 | 0.8 | 365 | 4.1644 | 0.34148 | 4 | 0.50585
80901 | 10.865 | 0.8 | 365 | 9.9441 | 0.91873 | 10 | 0.86286
80902 | 11.61 | 0.8 | 365 | 10.626 | 0.28453 | 10 | 0.91052
80905 | 4.95 | 0.8 | 365 | 4.5305 | 0.074799 | 4 | 0.60526
80907 | 4.32 | 0.8 | 365 | 3.9539 | 0.91982 | 4 | 0.87368
80909 | 12.06 | 0.8 | 365 | 11.0379 | 0.10951 | 11 | 0.14736
80910 | 10.8 | 0.8 | 365 | 9.8846 | 0.79956 | 10 | 0.68421
80912 | 7.37 | 0.8 | 365 | 6.7454 | 0.51137 | 7 | 0.25672
80915 | 7.8 | 0.8 | 365 | 7.1389 | 0.29968 | 7 | 0.43859
80916 | 8.925 | 0.8 | 365 | 8.1686 | 0.36214 | 8 | 0.5307
80918 | 3.315 | 0.8 | 365 | 3.034 | 0.077366 | 3 | 0.1114
80917 | 8.1 | 0.8 | 365 | 7.4135 | 0.84967 | 8 | 0.26315
80919 | 6.5 | 0.8 | 365 | 5.9491 | 0.9164 | 6 | 0.86549
80920 | 9.57 | 0.8 | 365 | 8.7589 | 0.54461 | 9 | 0.3035
80924 | 7.68 | 0.8 | 365 | 7.0291 | 0.079689 | 7 | 0.10877
80923 | 7.25 | 0.8 | 365 | 6.6355 | 0.29137 | 6 | 0.9269
80927 | 10.08 | 0.8 | 365 | 9.2257 | 0.47959 | 9 | 0.70526
80926 | 9.99 | 0.8 | 365 | 9.1433 | 0.3146 | 9 | 0.45789
80928 | 5.12 | 0.8 | 365 | 4.6861 | 0.38646 | 5 | 0.072513
80929 | 15.95 | 0.8 | 365 | 14.5982 | 0.24102 | 14 | 0.83917
80930 | 8.55 | 0.8 | 365 | 7.8253 | 0.67465 | 8 | 0.5
80931 | 5.04 | 0.8 | 365 | 4.6128 | 0.2398 | 4 | 0.85263
80932 | 7.41 | 0.8 | 365 | 6.782 | 0.5847 | 7 | 0.36666
80935 | 6.84 | 0.8 | 365 | 6.2603 | 0.53972 | 6 | 0.8
80936 | 9.57 | 0.8 | 365 | 8.7589 | 0.54461 | 9 | 0.3035
80938 | 14.91 | 0.8 | 365 | 13.6463 | 0.3344 | 13 | 0.9807
80933 | 9.1 | 0.8 | 365 | 8.3287 | 0.68296 | 9 | 0.011692
80940 | 7.8 | 0.8 | 365 | 7.1389 | 0.29968 | 7 | 0.43859
80942 | 7.685 | 0.8 | 365 | 7.0337 | 0.088855 | 7 | 0.12251
80945 | 11.22 | 0.8 | 365 | 10.269 | 0.56955 | 10 | 0.83859
80946 | 13.34 | 0.8 | 365 | 12.2094 | 0.45613 | 12 | 0.66549
80947 | 8.265 | 0.8 | 365 | 7.5645 | 0.15216 | 7 | 0.71666
80948 | 11.88 | 0.8 | 365 | 10.8731 | 0.77952 | 11 | 0.65263
80949 | 10.83 | 0.8 | 365 | 9.9121 | 0.85456 | 10 | 0.76666
80950 | 11.97 | 0.8 | 365 | 10.9555 | 0.94451 | 11 | 0.9
80951 | 7.37 | 0.8 | 365 | 6.7454 | 0.51137 | 7 | 0.25672
80953 | 4.35 | 0.8 | 365 | 3.9813 | 0.97482 | 4 | 0.95614
80956 | 5.4 | 0.8 | 365 | 4.9423 | 0.89978 | 5 | 0.8421
80957 | 9.28 | 0.8 | 365 | 8.4935 | 0.012957 | 8 | 0.50643
80921 | 5.72 | 0.8 | 365 | 5.2352 | 0.48643 | 5 | 0.72164
80808 | 3.6 | 0.8 | 365 | 3.2949 | 0.59985 | 3 | 0.89474
80809 | 24.9 | 0.8 | 365 | 22.7896 | 0.64899 | 23 | 0.43859
80958 | 4.095 | 0.8 | 365 | 3.7479 | 0.50733 | 4 | 0.25526
80959 | 4.69 | 0.8 | 365 | 4.2925 | 0.59814 | 4 | 0.89064
80960 | 5.025 | 0.8 | 365 | 4.5991 | 0.2123 | 4 | 0.8114
80961 | 5.61 | 0.8 | 365 | 5.1345 | 0.28477 | 5 | 0.4193
80963 | 5.94 | 0.8 | 365 | 5.4366 | 0.88976 | 6 | 0.32631
80964 | 8.12 | 0.8 | 365 | 7.4318 | 0.88634 | 8 | 0.31813
80965 | 11.2 | 0.8 | 365 | 10.2507 | 0.53288 | 10 | 0.78362
80688 | 4.875 | 0.8 | 365 | 4.4618 | 0.9373 | 5 | 0.39912
80986 | 4.06 | 0.8 | 365 | 3.7159 | 0.44317 | 4 | 0.15906
80988 | 9.24 | 0.8 | 365 | 8.4569 | 0.93963 | 9 | 0.39649
80992 | 26.22 | 0.6 | 365 | 17.9983 | 0.051703 | 18 | 0.049992
80993 | 6.96 | 0.8 | 365 | 6.3701 | 0.75972 | 7 | 0.12982
80995 | 12.18 | 0.8 | 365 | 11.1477 | 0.32951 | 11 | 0.47719
42026 | 1401.975 | 0.8 | 365 | 1283.1503 | 0.23067 | 1283 | 0.381
80996 | 3.9 | 0.8 | 365 | 3.5695 | 0.14984 | 3 | 0.7193
80939 | 6.9 | 0.8 | 365 | 6.3152 | 0.64972 | 6 | 0.96491
80997 | 3.84 | 0.8 | 365 | 3.5145 | 0.039844 | 3 | 0.55438
81000 | 6.4 | 0.8 | 365 | 5.8576 | 0.73307 | 6 | 0.59064
81001 | 8.25 | 0.8 | 365 | 7.5508 | 0.12467 | 7 | 0.67544
81003 | 8.25 | 0.8 | 365 | 7.5508 | 0.12467 | 7 | 0.67544
81005 | 7.92 | 0.8 | 365 | 7.2487 | 0.51968 | 7 | 0.76842
81007 | 9.8 | 0.8 | 365 | 8.9694 | 0.96627 | 9 | 0.93567
81008 | 11.52 | 0.8 | 365 | 10.5436 | 0.11953 | 10 | 0.66315
81011 | 3.96 | 0.8 | 365 | 3.6244 | 0.25984 | 3 | 0.88421
81004 | 11.395 | 0.8 | 365 | 10.4292 | 0.89037 | 11 | 0.31959
81012 | 3 | 0.8 | 365 | 2.7457 | 0.49988 | 3 | 0.24561
81014 | 13.4 | 0.8 | 365 | 12.2643 | 0.56612 | 12 | 0.8304
81016 | 6.75 | 0.8 | 365 | 6.1779 | 0.37473 | 6 | 0.55263
81017 | 7.26 | 0.8 | 365 | 6.6447 | 0.30971 | 6 | 0.95438
80515 | 8.96 | 0.8 | 365 | 8.2006 | 0.4263 | 8 | 0.6269
80803 | 16.74 | 0.8 | 365 | 15.3212 | 0.68932 | 16 | 0.010519
80428 | 8.7 | 0.8 | 365 | 7.9626 | 0.94965 | 8 | 0.91228
81018 | 6.24 | 0.8 | 365 | 5.7111 | 0.43975 | 6 | 0.15087
81019 | 7.13 | 0.8 | 365 | 6.5257 | 0.071378 | 6 | 0.59707
80854 | 7.83 | 0.8 | 365 | 7.1664 | 0.35468 | 7 | 0.52105
81032 | 10.8 | 0.8 | 365 | 9.8846 | 0.79956 | 10 | 0.68421
81036 | 6.7 | 0.8 | 365 | 6.1321 | 0.28306 | 6 | 0.4152
81037 | 7.35 | 0.8 | 365 | 6.727 | 0.4747 | 7 | 0.20175
81038 | 8.4 | 0.8 | 365 | 7.6881 | 0.39966 | 8 | 0.087716
81039 | 10.15 | 0.8 | 365 | 9.2897 | 0.60792 | 9 | 0.89766
81040 | 8.4 | 0.8 | 365 | 7.6881 | 0.39966 | 8 | 0.087716
81041 | 4.9 | 0.8 | 365 | 4.4847 | 0.98313 | 5 | 0.46783
81042 | 8.1 | 0.8 | 365 | 7.4135 | 0.84967 | 8 | 0.26315
81043 | 7.26 | 0.8 | 365 | 6.6447 | 0.30971 | 6 | 0.95438
81044 | 5.36 | 0.8 | 365 | 4.9057 | 0.82645 | 5 | 0.73216
81045 | 10.55 | 0.8 | 365 | 9.6558 | 0.28306 | 9 | 0.93889
80979 | 4.06 | 0.8 | 365 | 3.7159 | 0.44317 | 4 | 0.15906
80904 | 5.51 | 0.8 | 365 | 5.043 | 0.10144 | 5 | 0.14444
80982 | 10.73 | 0.8 | 365 | 9.8206 | 0.67123 | 10 | 0.49181
81002 | 4.64 | 0.8 | 365 | 4.2467 | 0.50648 | 4 | 0.75321
81056 | 7.41 | 0.8 | 365 | 6.782 | 0.5847 | 7 | 0.36666
80983 | 5.8 | 0.8 | 365 | 5.3084 | 0.6331 | 5 | 0.94152
80911 | 5.8 | 0.8 | 365 | 5.3084 | 0.6331 | 5 | 0.94152
80906 | 7.83 | 0.8 | 365 | 7.1664 | 0.35468 | 7 | 0.52105
81006 | 8.7 | 0.8 | 365 | 7.9626 | 0.94965 | 8 | 0.91228
80908 | 7.25 | 0.8 | 365 | 6.6355 | 0.29137 | 6 | 0.9269
80215 | 9.28 | 0.8 | 365 | 8.4935 | 0.012957 | 8 | 0.50643
80984 | 4.35 | 0.8 | 365 | 3.9813 | 0.97482 | 4 | 0.95614
80898 | 4.93 | 0.8 | 365 | 4.5122 | 0.038134 | 4 | 0.55029
77453 | 5.22 | 0.8 | 365 | 4.7776 | 0.56979 | 5 | 0.34737
80398 | 7.54 | 0.8 | 365 | 6.9009 | 0.82303 | 7 | 0.72397
80896 | 9.28 | 0.8 | 365 | 8.4935 | 0.012957 | 8 | 0.50643
80985 | 12.18 | 0.8 | 365 | 11.1477 | 0.32951 | 11 | 0.47719
81071 | 11.6 | 0.8 | 365 | 10.6168 | 0.2662 | 10 | 0.88304
81072 | 4.72 | 0.8 | 365 | 4.32 | 0.65314 | 4 | 0.9731
81073 | 6.38 | 0.8 | 365 | 5.8393 | 0.69641 | 6 | 0.53567
81074 | 8.99 | 0.8 | 365 | 8.2281 | 0.4813 | 8 | 0.70935
81022 | 4.35 | 0.8 | 365 | 3.9813 | 0.97482 | 4 | 0.95614
81023 | 4.35 | 0.8 | 365 | 3.9813 | 0.97482 | 4 | 0.95614
81076 | 2.9 | 0.8 | 365 | 2.6542 | 0.31655 | 2 | 0.97076
81077 | 4.35 | 0.8 | 365 | 3.9813 | 0.97482 | 4 | 0.95614
81078 | 2.9 | 0.8 | 365 | 2.6542 | 0.31655 | 2 | 0.97076
81024 | 10.44 | 0.8 | 365 | 9.5552 | 0.13958 | 9 | 0.69473
81086 | 11.6 | 0.8 | 365 | 10.6168 | 0.2662 | 10 | 0.88304
81085 | 6.6 | 0.8 | 365 | 6.0406 | 0.099732 | 6 | 0.14035
81089 | 6.67 | 0.8 | 365 | 6.1047 | 0.22806 | 6 | 0.33275
81090 | 13.34 | 0.8 | 365 | 12.2094 | 0.45613 | 12 | 0.66549
81091 | 9.9 | 0.8 | 365 | 9.0609 | 0.1496 | 9 | 0.21052
81094 | 4.75 | 0.8 | 365 | 4.3474 | 0.70814 | 5 | 0.055554
81095 | 2.9 | 0.8 | 365 | 2.6542 | 0.31655 | 2 | 0.97076
81099 | 7.5 | 0.8 | 365 | 6.8643 | 0.7497 | 7 | 0.61403
80717 | 9.405 | 0.8 | 365 | 8.6079 | 0.24212 | 8 | 0.85
80648 | 11.31 | 0.8 | 365 | 10.3514 | 0.73454 | 11 | 0.08596
80873 | 273.76 | 0.7 | 365 | 219.2377 | 0.14696 | 219 | 0.3847
80781 | 345.44 | 0.6 | 365 | 237.1216 | 0.9695 | 238 | 0.091121
43078 | 598.5 | 1 | 365 | 684.7175 | 0.53218 | 685 | 0.24969
80721 | 70.29 | 0.6 | 365 | 48.2494 | 0.64661 | 48 | 0.89603
81098 | 2.32 | 0.8 | 365 | 2.1234 | 0.25324 | 2 | 0.37661
81102 | 7.395 | 0.8 | 365 | 6.7682 | 0.5572 | 7 | 0.32544
81103 | 5.2 | 0.8 | 365 | 4.7593 | 0.53312 | 5 | 0.2924
81104 | 6.44 | 0.8 | 365 | 5.8942 | 0.80641 | 6 | 0.70058
81105 | 6.6 | 0.8 | 365 | 6.0406 | 0.099732 | 6 | 0.14035
81100 | 6.9 | 0.8 | 365 | 6.3152 | 0.64972 | 6 | 0.96491
81106 | 12 | 0.8 | 365 | 10.9829 | 0.99951 | 11 | 0.98245
81107 | 10.2 | 0.8 | 365 | 9.3355 | 0.69959 | 10 | 0.035084
81109 | 9.8 | 0.8 | 365 | 8.9694 | 0.96627 | 9 | 0.93567
81110 | 5.94 | 0.8 | 365 | 5.4366 | 0.88976 | 6 | 0.32631
81113 | 3.15 | 0.8 | 365 | 2.883 | 0.77487 | 3 | 0.65789
81114 | 6.84 | 0.8 | 365 | 6.2603 | 0.53972 | 6 | 0.8
81116 | 5.4 | 0.8 | 365 | 4.9423 | 0.89978 | 5 | 0.8421
81117 | 12.6 | 0.8 | 365 | 11.5321 | 0.099489 | 11 | 0.63157
81118 | 5.6 | 0.8 | 365 | 5.1254 | 0.26644 | 5 | 0.39181
81121 | 8.375 | 0.8 | 365 | 7.6652 | 0.35383 | 8 | 0.019002
81123 | 5.04 | 0.8 | 365 | 4.6128 | 0.2398 | 4 | 0.85263
81125 | 4.02 | 0.8 | 365 | 3.6793 | 0.36984 | 4 | 0.049121
81127 | 6.6 | 0.8 | 365 | 6.0406 | 0.099732 | 6 | 0.14035
81128 | 4.225 | 0.8 | 365 | 3.8669 | 0.74566 | 4 | 0.61257
81137 | 6.67 | 0.8 | 365 | 6.1047 | 0.22806 | 6 | 0.33275
81140 | 9.86 | 0.8 | 365 | 9.0243 | 0.076267 | 9 | 0.10058
81093 | 11.2 | 0.8 | 365 | 10.2507 | 0.53288 | 10 | 0.78362
81025 | 6.09 | 0.8 | 365 | 5.5738 | 0.16475 | 5 | 0.73859
81026 | 8.99 | 0.8 | 365 | 8.2281 | 0.4813 | 8 | 0.70935
80242 | 6.4 | 1 | 365 | 7.322 | 0.66634 | 7 | 0.9883
81027 | 5.22 | 0.8 | 365 | 4.7776 | 0.56979 | 5 | 0.34737
80394 | 12.06 | 0.8 | 365 | 11.0379 | 0.10951 | 11 | 0.14736
80944 | 10.36 | 0.8 | 365 | 9.4819 | 0.99291 | 10 | 0.47485
80653 | 8.525 | 0.8 | 365 | 7.8025 | 0.62882 | 8 | 0.43128
81152 | 9.3 | 0.8 | 365 | 8.5118 | 0.049623 | 8 | 0.5614
80498 | 9.38 | 0.8 | 365 | 8.585 | 0.19629 | 8 | 0.78128
81161 | 20.88 | 0.8 | 365 | 19.1103 | 0.27915 | 19 | 0.38947
81163 | 13.325 | 0.8 | 365 | 12.1956 | 0.42863 | 12 | 0.62426
81164 | 6.9 | 0.8 | 365 | 6.3152 | 0.64972 | 6 | 0.96491
81165 | 4.8 | 0.8 | 365 | 4.3932 | 0.79981 | 5 | 0.19298
81126 | 9.1 | 0.8 | 365 | 8.3287 | 0.68296 | 9 | 0.011692
81170 | 7.2 | 0.8 | 365 | 6.5898 | 0.19971 | 6 | 0.78947
81171 | 4.845 | 0.8 | 365 | 4.4344 | 0.8823 | 5 | 0.31666
81173 | 5.76 | 0.8 | 365 | 5.2718 | 0.55977 | 5 | 0.83158
81175 | 11.725 | 0.8 | 365 | 10.7312 | 0.49536 | 11 | 0.2266
81176 | 7.56 | 0.8 | 365 | 6.9193 | 0.85969 | 7 | 0.77894
81178 | 11.16 | 0.8 | 365 | 10.2141 | 0.45955 | 10 | 0.67368
81179 | 13.2 | 0.8 | 365 | 12.0812 | 0.19946 | 12 | 0.2807
81181 | 13.2 | 0.8 | 365 | 12.0812 | 0.19946 | 12 | 0.2807
81183 | 7.68 | 0.8 | 365 | 7.0291 | 0.079689 | 7 | 0.10877
81184 | 3.96 | 0.8 | 365 | 3.6244 | 0.25984 | 3 | 0.88421
81186 | 11.05 | 0.8 | 365 | 10.1135 | 0.25789 | 10 | 0.37134
81187 | 6.3 | 1 | 365 | 7.2076 | 0.43718 | 7 | 0.64473
81188 | 7.95 | 0.8 | 365 | 7.2762 | 0.57468 | 7 | 0.85087
81189 | 4.35 | 0.8 | 365 | 3.9813 | 0.97482 | 4 | 0.95614
81190 | 6.48 | 0.8 | 365 | 5.9308 | 0.87974 | 6 | 0.81052
81191 | 6.96 | 0.8 | 365 | 6.3701 | 0.75972 | 7 | 0.12982
81192 | 5.415 | 0.8 | 365 | 4.9561 | 0.92728 | 5 | 0.88333
81193 | 7.25 | 0.8 | 365 | 6.6355 | 0.29137 | 6 | 0.9269
81195 | 6.96 | 0.8 | 365 | 6.3701 | 0.75972 | 7 | 0.12982
81196 | 2.565 | 0.8 | 365 | 2.3476 | 0.7024 | 3 | 0.049999
81197 | 8.99 | 0.8 | 365 | 8.2281 | 0.4813 | 8 | 0.70935
81198 | 4.335 | 0.8 | 365 | 3.9676 | 0.94732 | 4 | 0.91491
80914 | 10.44 | 0.8 | 365 | 9.5552 | 0.13958 | 9 | 0.69473
81200 | 5.22 | 0.8 | 365 | 4.7776 | 0.56979 | 5 | 0.34737
81201 | 12.18 | 0.8 | 365 | 11.1477 | 0.32951 | 11 | 0.47719
81202 | 6.67 | 0.8 | 365 | 6.1047 | 0.22806 | 6 | 0.33275
81204 | 12.1 | 0.8 | 365 | 11.0745 | 0.18284 | 11 | 0.2573
81206 | 9.57 | 0.8 | 365 | 8.7589 | 0.54461 | 9 | 0.3035
81207 | 10.5 | 0.8 | 365 | 9.6101 | 0.24957 | 9 | 0.85964
81208 | 5.1 | 0.8 | 365 | 4.6677 | 0.34979 | 5 | 0.017542
81209 | 9.28 | 0.8 | 365 | 8.4935 | 0.012957 | 8 | 0.50643
80874 | 7.41 | 0.8 | 365 | 6.782 | 0.5847 | 7 | 0.36666
80887 | 4.64 | 0.8 | 365 | 4.2467 | 0.50648 | 4 | 0.75321
80925 | 40.48 | 0.6 | 365 | 27.7868 | 0.65877 | 28 | 0.4456
80955 | 4.06 | 0.8 | 365 | 3.7159 | 0.44317 | 4 | 0.15906
80962 | 5.025 | 0.8 | 365 | 4.5991 | 0.2123 | 4 | 0.8114
80966 | 8.8 | 0.8 | 365 | 8.0542 | 0.13298 | 8 | 0.18713
80967 | 3.36 | 0.8 | 365 | 3.0752 | 0.15986 | 3 | 0.23509
80968 | 11.895 | 0.8 | 365 | 10.8868 | 0.80702 | 11 | 0.69385
80969 | 8.8 | 0.8 | 365 | 8.0542 | 0.13298 | 8 | 0.18713
80970 | 7.425 | 0.8 | 365 | 6.7957 | 0.6122 | 7 | 0.40789
80971 | 4.13 | 0.8 | 365 | 3.78 | 0.5715 | 4 | 0.35146
80972 | 6.785 | 0.8 | 365 | 6.2099 | 0.43889 | 6 | 0.64883
80973 | 5.8 | 0.8 | 365 | 5.3084 | 0.6331 | 5 | 0.94152
80974 | 5.605 | 0.8 | 365 | 5.1299 | 0.27561 | 5 | 0.40555
80975 | 6.38 | 0.8 | 365 | 5.8393 | 0.69641 | 6 | 0.53567
80976 | 8.7 | 0.8 | 365 | 7.9626 | 0.94965 | 8 | 0.91228
80977 | 4.425 | 0.8 | 365 | 4.05 | 0.11232 | 4 | 0.16228
80978 | 7.08 | 0.8 | 365 | 6.4799 | 0.97971 | 7 | 0.45965
80980 | 4.425 | 0.8 | 365 | 4.05 | 0.11232 | 4 | 0.16228
80981 | 3.54 | 0.8 | 365 | 3.24 | 0.48986 | 3 | 0.72982
80990 | 7.015 | 1 | 365 | 8.0256 | 0.075686 | 8 | 0.10124
81035 | 4.29 | 0.8 | 365 | 3.9264 | 0.86483 | 4 | 0.79123
81046 | 10.15 | 0.8 | 365 | 9.2897 | 0.60792 | 9 | 0.89766
81084 | 9.86 | 0.8 | 365 | 9.0243 | 0.076267 | 9 | 0.10058
81092 | 9.28 | 0.8 | 365 | 8.4935 | 0.012957 | 8 | 0.50643
81097 | 4.06 | 0.8 | 365 | 3.7159 | 0.44317 | 4 | 0.15906
65573 | 52.56 | 0.7 | 365 | 42.0921 | 0.31314 | 42 | 0.40524
81108 | 3.6 | 0.8 | 365 | 3.2949 | 0.59985 | 3 | 0.89474
81112 | 4.55 | 0.8 | 365 | 4.1644 | 0.34148 | 4 | 0.50585
81149 | 3.54 | 0.8 | 365 | 3.24 | 0.48986 | 3 | 0.72982
81150 | 6.09 | 0.8 | 365 | 5.5738 | 0.16475 | 5 | 0.73859
81151 | 7.375 | 0.8 | 365 | 6.7499 | 0.52053 | 7 | 0.27046
81153 | 5.51 | 0.8 | 365 | 5.043 | 0.10144 | 5 | 0.14444
81154 | 7.965 | 0.8 | 365 | 7.2899 | 0.60218 | 7 | 0.8921
81155 | 5.22 | 0.8 | 365 | 4.7776 | 0.56979 | 5 | 0.34737
81157 | 8.7 | 0.8 | 365 | 7.9626 | 0.94965 | 8 | 0.91228
81205 | 7.83 | 0.8 | 365 | 7.1664 | 0.35468 | 7 | 0.52105
81210 | 9.57 | 0.8 | 365 | 8.7589 | 0.54461 | 9 | 0.3035
81211 | 6.7 | 0.8 | 365 | 6.1321 | 0.28306 | 6 | 0.4152
81213 | 3.54 | 0.8 | 365 | 3.24 | 0.48986 | 3 | 0.72982
81214 | 7.92 | 0.8 | 365 | 7.2487 | 0.51968 | 7 | 0.76842
81215 | 5.415 | 0.8 | 365 | 4.9561 | 0.92728 | 5 | 0.88333
81212 | 10.385 | 0.8 | 365 | 9.5048 | 0.038746 | 9 | 0.54356
81217 | 7.25 | 0.8 | 365 | 6.6355 | 0.29137 | 6 | 0.9269
81219 | 6.96 | 0.8 | 365 | 6.3701 | 0.75972 | 7 | 0.12982
80855 | 7.521 | 0.8 | 365 | 6.8836 | 0.7882 | 7 | 0.67175
81130 | 9.9 | 0.8 | 365 | 9.0609 | 0.1496 | 9 | 0.21052
81075 | 7.98 | 0.8 | 365 | 7.3037 | 0.62968 | 7 | 0.93333
81220 | 13.34 | 0.8 | 365 | 12.2094 | 0.45613 | 12 | 0.66549
81222 | 5.31 | 0.8 | 365 | 4.8599 | 0.73478 | 5 | 0.59473
81223 | 9.28 | 0.8 | 365 | 8.4935 | 0.012957 | 8 | 0.50643
81224 | 10.73 | 0.8 | 365 | 9.8206 | 0.67123 | 10 | 0.49181
81225 | 9.28 | 0.8 | 365 | 8.4935 | 0.012957 | 8 | 0.50643
81226 | 7.93 | 0.8 | 365 | 7.2579 | 0.53801 | 7 | 0.7959
81227 | 8.7 | 0.8 | 365 | 7.9626 | 0.94965 | 8 | 0.91228
81228 | 12.095 | 0.8 | 365 | 11.0699 | 0.17368 | 11 | 0.24356
81232 | 6.67 | 0.8 | 365 | 6.1047 | 0.22806 | 6 | 0.33275
81231 | 6.38 | 0.8 | 365 | 5.8393 | 0.69641 | 6 | 0.53567
81230 | 8.55 | 0.8 | 365 | 7.8253 | 0.67465 | 8 | 0.5
81238 | 23.2 | 0.8 | 365 | 21.2337 | 0.53239 | 21 | 0.76607
81241 | 10.2 | 0.8 | 365 | 9.3355 | 0.69959 | 10 | 0.035084
81243 | 5.4 | 0.8 | 365 | 4.9423 | 0.89978 | 5 | 0.8421
81244 | 2.97 | 0.8 | 365 | 2.7183 | 0.44488 | 3 | 0.16316
81245 | 6.6 | 0.8 | 365 | 6.0406 | 0.099732 | 6 | 0.14035
81246 | 4.56 | 0.8 | 365 | 4.1735 | 0.35982 | 4 | 0.53333
81247 | 11.97 | 0.8 | 365 | 10.9555 | 0.94451 | 11 | 0.9
81248 | 10.26 | 0.8 | 365 | 9.3904 | 0.80958 | 10 | 0.2
80392 | 10.08 | 0.8 | 365 | 9.2257 | 0.47959 | 9 | 0.70526
80535 | 10.89 | 0.8 | 365 | 9.967 | 0.96456 | 10 | 0.93157
80544 | 9 | 0.8 | 365 | 8.2372 | 0.49964 | 8 | 0.73684
80549 | 4.8 | 0.8 | 365 | 4.3932 | 0.79981 | 5 | 0.19298
81250 | 4.62 | 0.8 | 365 | 4.2284 | 0.46981 | 4 | 0.69824
81251 | 11.88 | 0.8 | 365 | 10.8731 | 0.77952 | 11 | 0.65263
81252 | 7.26 | 0.8 | 365 | 6.6447 | 0.30971 | 6 | 0.95438
81253 | 11.375 | 0.8 | 365 | 10.4109 | 0.85371 | 11 | 0.26462
81115 | 8.58 | 0.8 | 365 | 7.8528 | 0.72965 | 8 | 0.58245
81254 | 8.12 | 0.8 | 365 | 7.4318 | 0.88634 | 8 | 0.31813
81255 | 5.36 | 0.8 | 365 | 4.9057 | 0.82645 | 5 | 0.73216
81258 | 4.55 | 0.8 | 365 | 4.1644 | 0.34148 | 4 | 0.50585
81259 | 8.71 | 0.8 | 365 | 7.9718 | 0.96798 | 8 | 0.93976
81260 | 6.7 | 0.8 | 365 | 6.1321 | 0.28306 | 6 | 0.4152
81261 | 5.36 | 0.8 | 365 | 4.9057 | 0.82645 | 5 | 0.73216
81262 | 6.6 | 0.8 | 365 | 6.0406 | 0.099732 | 6 | 0.14035
81263 | 6.96 | 0.8 | 365 | 6.3701 | 0.75972 | 7 | 0.12982
80837 | 8.7 | 0.8 | 365 | 7.9626 | 0.94965 | 8 | 0.91228
81264 | 7.68 | 0.8 | 365 | 7.0291 | 0.079689 | 7 | 0.10877
80706 | 8.26 | 0.8 | 365 | 7.5599 | 0.143 | 7 | 0.70292
81265 | 10.56 | 0.8 | 365 | 9.665 | 0.35957 | 10 | 0.024557
80709 | 11.02 | 0.8 | 365 | 10.086 | 0.20289 | 10 | 0.28888
81266 | 6.095 | 0.8 | 365 | 5.5784 | 0.17392 | 5 | 0.75234
81267 | 6.72 | 0.8 | 365 | 6.1504 | 0.31973 | 6 | 0.47017
81272 | 8.12 | 0.8 | 365 | 7.4318 | 0.88634 | 8 | 0.31813
81273 | 13.34 | 0.8 | 365 | 12.2094 | 0.45613 | 12 | 0.66549
81274 | 6.38 | 0.8 | 365 | 5.8393 | 0.69641 | 6 | 0.53567
81275 | 8.7 | 0.8 | 365 | 7.9626 | 0.94965 | 8 | 0.91228
81276 | 7.54 | 0.8 | 365 | 6.9009 | 0.82303 | 7 | 0.72397
81277 | 8.85 | 0.8 | 365 | 8.0999 | 0.22464 | 8 | 0.32456
81278 | 3.54 | 0.8 | 365 | 3.24 | 0.48986 | 3 | 0.72982
78858 | 4.93 | 0.8 | 365 | 4.5122 | 0.038134 | 4 | 0.55029
81020 | 10.8 | 0.8 | 365 | 9.8846 | 0.79956 | 10 | 0.68421
80210 | 7.04 | 0.8 | 365 | 6.4433 | 0.90638 | 7 | 0.3497
81221 | 2.61 | 0.8 | 365 | 2.3888 | 0.78489 | 3 | 0.17368
81279 | 10.325 | 0.8 | 365 | 9.4499 | 0.92875 | 10 | 0.37865
80784 | 7.705 | 0.8 | 365 | 7.052 | 0.12552 | 7 | 0.17748
81286 | 9.3 | 0.8 | 365 | 8.5118 | 0.049623 | 8 | 0.5614
81287 | 12.25 | 0.8 | 365 | 11.2117 | 0.45784 | 11 | 0.66959
80841 | 3.99 | 0.8 | 365 | 3.6518 | 0.31484 | 3 | 0.96667
80658 | 6.3 | 0.8 | 365 | 5.766 | 0.54974 | 6 | 0.31579
81062 | 5.13 | 0.8 | 365 | 4.6952 | 0.40479 | 5 | 0.099998
81058 | 7.26 | 0.8 | 365 | 6.6447 | 0.30971 | 6 | 0.95438
80719 | 8.835 | 0.8 | 365 | 8.0862 | 0.19714 | 8 | 0.28333
81294 | 6.825 | 0.8 | 365 | 6.2465 | 0.51222 | 6 | 0.75877
80332 | 9.72 | 0.8 | 365 | 8.8962 | 0.81961 | 9 | 0.71579
81295 | 7.15 | 0.8 | 365 | 6.544 | 0.10804 | 6 | 0.65204
80316 | 12.18 | 0.8 | 365 | 11.1477 | 0.32951 | 11 | 0.47719
80307 | 10.385 | 0.8 | 365 | 9.5048 | 0.038746 | 9 | 0.54356
80286 | 4.125 | 0.8 | 365 | 3.7754 | 0.56233 | 4 | 0.33772
80288 | 11.22 | 0.8 | 365 | 10.269 | 0.56955 | 10 | 0.83859
80654 | 13.475 | 0.8 | 365 | 12.3329 | 0.70362 | 13 | 0.036544
80650 | 7.98 | 0.8 | 365 | 7.3037 | 0.62968 | 7 | 0.93333
81296 | 13.325 | 0.8 | 365 | 12.1956 | 0.42863 | 12 | 0.62426
81297 | 6.825 | 0.8 | 365 | 6.2465 | 0.51222 | 6 | 0.75877
81269 | 6.84 | 0.8 | 365 | 6.2603 | 0.53972 | 6 | 0.8
81298 | 2.8 | 0.8 | 365 | 2.5627 | 0.13322 | 2 | 0.69591
81299 | 9.38 | 0.8 | 365 | 8.585 | 0.19629 | 8 | 0.78128
81300 | 9.425 | 0.8 | 365 | 8.6262 | 0.27878 | 8 | 0.90497
81301 | 7.3 | 0.8 | 365 | 6.6813 | 0.38304 | 7 | 0.064324
81303 | 14.25 | 0.8 | 365 | 13.0422 | 0.12442 | 13 | 0.16666
81304 | 4.96 | 0.8 | 365 | 4.5396 | 0.093132 | 4 | 0.63275
81305 | 6.7 | 0.8 | 365 | 6.1321 | 0.28306 | 6 | 0.4152
81306 | 6.4 | 0.8 | 365 | 5.8576 | 0.73307 | 6 | 0.59064
81070 | 3.99 | 0.8 | 365 | 3.6518 | 0.31484 | 3 | 0.96667
81307 | 6.48 | 0.8 | 365 | 5.9308 | 0.87974 | 6 | 0.81052
81048 | 5.12 | 0.8 | 365 | 4.6861 | 0.38646 | 5 | 0.072513
81168 | 15.12 | 0.8 | 365 | 13.8385 | 0.71939 | 14 | 0.55789
81146 | 9.715 | 0.8 | 365 | 8.8916 | 0.81044 | 9 | 0.70204
81066 | 3.24 | 0.8 | 365 | 2.9654 | 0.93987 | 3 | 0.90526
81309 | 6.6 | 0.8 | 365 | 6.0406 | 0.099732 | 6 | 0.14035
81310 | 6.555 | 0.8 | 365 | 5.9994 | 0.017234 | 6 | 0.016664
81311 | 4.29 | 0.8 | 365 | 3.9264 | 0.86483 | 4 | 0.79123
80592 | 7.26 | 0.8 | 365 | 6.6447 | 0.30971 | 6 | 0.95438
81312 | 7.59 | 0.8 | 365 | 6.9467 | 0.91469 | 7 | 0.8614
81313 | 7.15 | 0.8 | 365 | 6.544 | 0.10804 | 6 | 0.65204
81315 | 10.5 | 0.8 | 365 | 9.6101 | 0.24957 | 9 | 0.85964
64885 | 929.28 | 0.9 | 365 | 956.8335 | 0.59762 | 957 | 0.43115
81317 | 5.04 | 0.8 | 365 | 4.6128 | 0.2398 | 4 | 0.85263
81318 | 12.6 | 0.8 | 365 | 11.5321 | 0.099489 | 11 | 0.63157
81319 | 12.16 | 0.8 | 365 | 11.1294 | 0.29284 | 11 | 0.42222
81320 | 11.725 | 0.8 | 365 | 10.7312 | 0.49536 | 11 | 0.2266
81321 | 9.6 | 0.8 | 365 | 8.7864 | 0.59961 | 9 | 0.38596
81323 | 6.72 | 0.8 | 365 | 6.1504 | 0.31973 | 6 | 0.47017
81326 | 7.685 | 0.8 | 365 | 7.0337 | 0.088855 | 7 | 0.12251
81328 | 4.5 | 0.8 | 365 | 4.1186 | 0.24982 | 4 | 0.36842
80640 | 7.56 | 0.8 | 365 | 6.9193 | 0.85969 | 7 | 0.77894
80638 | 8.7 | 0.8 | 365 | 7.9626 | 0.94965 | 8 | 0.91228
80897 | 3.48 | 0.8 | 365 | 3.1851 | 0.37986 | 3 | 0.56491
81334 | 19.08 | 0.8 | 365 | 17.4629 | 0.97923 | 18 | 0.4421
81336 | 5.95 | 0.8 | 365 | 5.4457 | 0.90809 | 6 | 0.3538
81028 | 8.99 | 0.8 | 365 | 8.2281 | 0.4813 | 8 | 0.70935
81029 | 10.73 | 0.8 | 365 | 9.8206 | 0.67123 | 10 | 0.49181
81338 | 7.41 | 0.8 | 365 | 6.782 | 0.5847 | 7 | 0.36666
80659 | 40.89 | 0.6 | 365 | 28.0683 | 0.22251 | 28 | 0.29078
81030 | 9.86 | 0.8 | 365 | 9.0243 | 0.076267 | 9 | 0.10058
81031 | 3.99 | 0.8 | 365 | 3.6518 | 0.31484 | 3 | 0.96667
81169 | 4.93 | 0.8 | 365 | 4.5122 | 0.038134 | 4 | 0.55029
81174 | 4.06 | 0.8 | 365 | 3.7159 | 0.44317 | 4 | 0.15906
81177 | 5.22 | 0.8 | 365 | 4.7776 | 0.56979 | 5 | 0.34737
81182 | 12.76 | 0.8 | 365 | 11.6785 | 0.39282 | 12 | 0.07134
81302 | 5.8 | 0.8 | 365 | 5.3084 | 0.6331 | 5 | 0.94152
81185 | 8.48 | 0.8 | 365 | 7.7613 | 0.54632 | 8 | 0.3076
81194 | 8.55 | 0.8 | 365 | 7.8253 | 0.67465 | 8 | 0.5
81199 | 4.93 | 0.8 | 365 | 4.5122 | 0.038134 | 4 | 0.55029
81343 | 8.7 | 0.8 | 365 | 7.9626 | 0.94965 | 8 | 0.91228
81346 | 10.385 | 0.8 | 365 | 9.5048 | 0.038746 | 9 | 0.54356
81349 | 4.48 | 0.8 | 365 | 4.1003 | 0.21315 | 4 | 0.31345
81350 | 6.03 | 0.8 | 365 | 5.5189 | 0.054756 | 5 | 0.57368
81352 | 6.03 | 0.8 | 365 | 5.5189 | 0.054756 | 5 | 0.57368
81353 | 6.365 | 0.8 | 365 | 5.8255 | 0.66891 | 6 | 0.49444
81355 | 8.64 | 0.8 | 365 | 7.9077 | 0.83965 | 8 | 0.74736
81356 | 3.3 | 0.8 | 365 | 3.0203 | 0.049866 | 3 | 0.070174
81358 | 8.64 | 0.8 | 365 | 7.9077 | 0.83965 | 8 | 0.74736
81359 | 10.8 | 0.8 | 365 | 9.8846 | 0.79956 | 10 | 0.68421
81361 | 10.137 | 0.8 | 365 | 9.2778 | 0.58409 | 9 | 0.86193
81362 | 4.578 | 0.8 | 365 | 4.19 | 0.39281 | 4 | 0.58281
81363 | 5.36 | 0.8 | 365 | 4.9057 | 0.82645 | 5 | 0.73216
81364 | 5.76 | 0.8 | 365 | 5.2718 | 0.55977 | 5 | 0.83158
81366 | 9.45 | 0.8 | 365 | 8.6491 | 0.32462 | 8 | 0.97368
81367 | 12.16 | 0.8 | 365 | 11.1294 | 0.29284 | 11 | 0.42222
81368 | 6.84 | 0.8 | 365 | 6.2603 | 0.53972 | 6 | 0.8
81369 | 6 | 0.8 | 365 | 5.4915 | 0.99976 | 6 | 0.49123
81370 | 8.28 | 0.8 | 365 | 7.5782 | 0.17966 | 7 | 0.75789
81141 | 4.35 | 0.8 | 365 | 3.9813 | 0.97482 | 4 | 0.95614
81376 | 9.9 | 0.8 | 365 | 9.0609 | 0.1496 | 9 | 0.21052
81377 | 4.725 | 0.8 | 365 | 4.3245 | 0.66231 | 4 | 0.98684
81381 | 15.39 | 0.8 | 365 | 14.0856 | 0.21438 | 14 | 0.29999
81382 | 6.785 | 0.8 | 365 | 6.2099 | 0.43889 | 6 | 0.64883
80579 | 6.6 | 0.8 | 365 | 6.0406 | 0.099732 | 6 | 0.14035
81383 | 7.25 | 0.8 | 365 | 6.6355 | 0.29137 | 6 | 0.9269
81386 | 6.49 | 0.8 | 365 | 5.9399 | 0.89807 | 6 | 0.83801
81387 | 8.7 | 0.8 | 365 | 7.9626 | 0.94965 | 8 | 0.91228
81388 | 12.71 | 0.8 | 365 | 11.6328 | 0.30115 | 11 | 0.93391
81390 | 8.4 | 0.8 | 365 | 7.6881 | 0.39966 | 8 | 0.087716
81392 | 10.075 | 0.8 | 365 | 9.2211 | 0.47042 | 9 | 0.69152
81391 | 9.28 | 0.8 | 365 | 8.4935 | 0.012957 | 8 | 0.50643
81395 | 8.4 | 0.8 | 365 | 7.6881 | 0.39966 | 8 | 0.087716
81399 | 4.56 | 0.8 | 365 | 4.1735 | 0.35982 | 4 | 0.53333
81401 | 3.9 | 0.8 | 365 | 3.5695 | 0.14984 | 3 | 0.7193
81405 | 8.215 | 0.8 | 365 | 7.5187 | 0.0605 | 7 | 0.57924
81404 | 5.8 | 0.8 | 365 | 5.3084 | 0.6331 | 5 | 0.94152
80782 | 16.08 | 0.8 | 365 | 14.7171 | 0.47935 | 15 | 0.19648
81406 | 7.83 | 0.8 | 365 | 7.1664 | 0.35468 | 7 | 0.52105
80900 | 5.8 | 0.8 | 365 | 5.3084 | 0.6331 | 5 | 0.94152
81407 | 9.92 | 0.8 | 365 | 9.0792 | 0.18626 | 9 | 0.26549
81409 | 12.6 | 0.8 | 365 | 11.5321 | 0.099489 | 11 | 0.63157
81410 | 6.51 | 0.8 | 365 | 5.9582 | 0.93474 | 6 | 0.89298
81015 | 9.86 | 0.8 | 365 | 9.0243 | 0.076267 | 9 | 0.10058
81411 | 6.09 | 0.8 | 365 | 5.5738 | 0.16475 | 5 | 0.73859
81412 | 7.15 | 0.8 | 365 | 6.544 | 0.10804 | 6 | 0.65204
81414 | 3.685 | 0.8 | 365 | 3.3727 | 0.75568 | 4 | 0.12836
78670 | 5.22 | 0.8 | 365 | 4.7776 | 0.56979 | 5 | 0.34737
81156 | 9.6 | 0.8 | 365 | 8.7864 | 0.59961 | 9 | 0.38596
81416 | 6.195 | 0.8 | 365 | 5.6699 | 0.35725 | 6 | 0.02719
81417 | 9.38 | 0.8 | 365 | 8.585 | 0.19629 | 8 | 0.78128
81419 | 9.24 | 0.8 | 365 | 8.4569 | 0.93963 | 9 | 0.39649
81420 | 8.32 | 0.8 | 365 | 7.6148 | 0.253 | 7 | 0.86783
81421 | 10.89 | 0.8 | 365 | 9.967 | 0.96456 | 10 | 0.93157
81423 | 6.7 | 0.8 | 365 | 6.1321 | 0.28306 | 6 | 0.4152
81422 | 3.3 | 0.8 | 365 | 3.0203 | 0.049866 | 3 | 0.070174
80767 | 5.22 | 0.8 | 365 | 4.7776 | 0.56979 | 5 | 0.34737
81429 | 7.92 | 0.8 | 365 | 7.2487 | 0.51968 | 7 | 0.76842
81218 | 9.9 | 0.8 | 365 | 9.0609 | 0.1496 | 9 | 0.21052
81430 | 3.705 | 0.8 | 365 | 3.391 | 0.79235 | 4 | 0.18333
81431 | 11.55 | 0.8 | 365 | 10.5711 | 0.17453 | 10 | 0.74561
81111 | 8.99 | 0.8 | 365 | 8.2281 | 0.4813 | 8 | 0.70935
81354 | 9.57 | 0.8 | 365 | 8.7589 | 0.54461 | 9 | 0.3035
81393 | 5.51 | 0.8 | 365 | 5.043 | 0.10144 | 5 | 0.14444
81360 | 13.11 | 0.8 | 365 | 11.9989 | 0.034469 | 12 | 0.033328
81365 | 7.83 | 0.8 | 365 | 7.1664 | 0.35468 | 7 | 0.52105
81432 | 6.09 | 0.8 | 365 | 5.5738 | 0.16475 | 5 | 0.73859
81371 | 9.86 | 0.8 | 365 | 9.0243 | 0.076267 | 9 | 0.10058
81433 | 12.285 | 0.8 | 365 | 11.2438 | 0.522 | 11 | 0.76578
81372 | 4.64 | 0.8 | 365 | 4.2467 | 0.50648 | 4 | 0.75321
81373 | 4.35 | 0.8 | 365 | 3.9813 | 0.97482 | 4 | 0.95614
81374 | 13.34 | 0.8 | 365 | 12.2094 | 0.45613 | 12 | 0.66549
81394 | 4.35 | 0.8 | 365 | 3.9813 | 0.97482 | 4 | 0.95614
81397 | 5.04 | 0.8 | 365 | 4.6128 | 0.2398 | 4 | 0.85263
81400 | 6.09 | 0.8 | 365 | 5.5738 | 0.16475 | 5 | 0.73859
81403 | 7.84 | 0.8 | 365 | 7.1755 | 0.37302 | 7 | 0.54853
81435 | 5.4 | 0.8 | 365 | 4.9423 | 0.89978 | 5 | 0.8421
81436 | 14 | 0.8 | 365 | 12.8134 | 0.6661 | 13 | 0.47953
81426 | 5.51 | 0.8 | 365 | 5.043 | 0.10144 | 5 | 0.14444
81427 | 7.25 | 0.8 | 365 | 6.6355 | 0.29137 | 6 | 0.9269
81440 | 16.5 | 0.8 | 365 | 15.1015 | 0.24933 | 15 | 0.35087
81428 | 6.38 | 0.8 | 365 | 5.8393 | 0.69641 | 6 | 0.53567
81441 | 5.7 | 0.8 | 365 | 5.2169 | 0.44977 | 5 | 0.66666
81439 | 4.875 | 0.8 | 365 | 4.4618 | 0.9373 | 5 | 0.39912
81445 | 24.19 | 0.8 | 365 | 22.1398 | 0.34735 | 22 | 0.48712
81448 | 7.15 | 0.8 | 365 | 6.544 | 0.10804 | 6 | 0.65204
81450 | 7.8 | 0.8 | 365 | 7.1389 | 0.29968 | 7 | 0.43859
80630 | 4.62 | 0.8 | 365 | 4.2284 | 0.46981 | 4 | 0.69824
80636 | 8.75 | 0.8 | 365 | 8.0084 | 0.041312 | 8 | 0.049704
81256 | 9.125 | 0.8 | 365 | 8.3516 | 0.7288 | 9 | 0.080406
80643 | 9 | 0.8 | 365 | 8.2372 | 0.49964 | 8 | 0.73684
81069 | 4.93 | 0.8 | 365 | 4.5122 | 0.038134 | 4 | 0.55029
81057 | 7.68 | 0.8 | 365 | 7.0291 | 0.079689 | 7 | 0.10877
80941 | 2.97 | 0.8 | 365 | 2.7183 | 0.44488 | 3 | 0.16316
81464 | 4.845 | 0.8 | 365 | 4.4344 | 0.8823 | 5 | 0.31666
81466 | 8.265 | 0.8 | 365 | 7.5645 | 0.15216 | 7 | 0.71666
81467 | 3.99 | 0.8 | 365 | 3.6518 | 0.31484 | 3 | 0.96667
81474 | 6.555 | 0.8 | 365 | 5.9994 | 0.017234 | 6 | 0.016664
81475 | 8.12 | 0.8 | 365 | 7.4318 | 0.88634 | 8 | 0.31813
81476 | 3.64 | 0.8 | 365 | 3.3315 | 0.67319 | 4 | 0.0046769
81477 | 6.38 | 0.8 | 365 | 5.8393 | 0.69641 | 6 | 0.53567
80952 | 11.725 | 0.8 | 365 | 10.7312 | 0.49536 | 11 | 0.2266
81478 | 7.54 | 0.8 | 365 | 6.9009 | 0.82303 | 7 | 0.72397
81203 | 5.8 | 0.8 | 365 | 5.3084 | 0.6331 | 5 | 0.94152
81479 | 5.85 | 0.8 | 365 | 5.3542 | 0.72476 | 6 | 0.078945
81480 | 6.555 | 0.8 | 365 | 5.9994 | 0.017234 | 6 | 0.016664
81482 | 6.44 | 0.8 | 365 | 5.8942 | 0.80641 | 6 | 0.70058
81483 | 5.32 | 0.8 | 365 | 4.8691 | 0.75312 | 5 | 0.62222
81468 | 4.06 | 0.8 | 365 | 3.7159 | 0.44317 | 4 | 0.15906
81438 | 19.2 | 0.8 | 365 | 17.5727 | 0.19922 | 17 | 0.77192
81465 | 8.99 | 0.8 | 365 | 8.2281 | 0.4813 | 8 | 0.70935
81463 | 5.8 | 0.8 | 365 | 5.3084 | 0.6331 | 5 | 0.94152
81462 | 7.54 | 0.8 | 365 | 6.9009 | 0.82303 | 7 | 0.72397
81484 | 5.4 | 0.8 | 365 | 4.9423 | 0.89978 | 5 | 0.8421
81459 | 2.32 | 0.8 | 365 | 2.1234 | 0.25324 | 2 | 0.37661
81485 | 6.39 | 0.8 | 365 | 5.8484 | 0.71474 | 6 | 0.56316
81385 | 10.85 | 0.8 | 365 | 9.9304 | 0.89123 | 10 | 0.82163
81486 | 10.72 | 0.8 | 365 | 9.8114 | 0.6529 | 10 | 0.46432
81444 | 4.06 | 0.8 | 365 | 3.7159 | 0.44317 | 4 | 0.15906
81452 | 8.99 | 0.8 | 365 | 8.2281 | 0.4813 | 8 | 0.70935
81454 | 3.77 | 0.8 | 365 | 3.4505 | 0.91151 | 4 | 0.36199
81488 | 12.32 | 0.8 | 365 | 11.2758 | 0.58617 | 11 | 0.86198
81489 | 9.75 | 0.8 | 365 | 8.9236 | 0.8746 | 9 | 0.79824
80759 | 9.6 | 0.8 | 365 | 8.7864 | 0.59961 | 9 | 0.38596
81490 | 6.2 | 0.8 | 365 | 5.6745 | 0.36642 | 6 | 0.040933
81491 | 8.19 | 0.8 | 365 | 7.4959 | 0.014668 | 7 | 0.51052
80954 | 6.38 | 0.8 | 365 | 5.8393 | 0.69641 | 6 | 0.53567
81088 | 8.45 | 0.8 | 365 | 7.7338 | 0.49132 | 8 | 0.22514
80903 | 2.1 | 0.8 | 365 | 1.922 | 0.84991 | 2 | 0.77193
81456 | 10.15 | 0.8 | 365 | 9.2897 | 0.60792 | 9 | 0.89766
81447 | 3.92 | 0.8 | 365 | 3.5878 | 0.18651 | 3 | 0.77427
80922 | 14.85 | 0.8 | 365 | 13.5914 | 0.2244 | 13 | 0.81578
81455 | 5.8 | 0.8 | 365 | 5.3084 | 0.6331 | 5 | 0.94152
81502 | 7.425 | 0.8 | 365 | 6.7957 | 0.6122 | 7 | 0.40789
81503 | 6 | 0.8 | 365 | 5.4915 | 0.99976 | 6 | 0.49123
81504 | 9.6 | 0.8 | 365 | 8.7864 | 0.59961 | 9 | 0.38596
81506 | 10.45 | 0.8 | 365 | 9.5643 | 0.15791 | 9 | 0.72222
81507 | 13.2 | 0.8 | 365 | 12.0812 | 0.19946 | 12 | 0.2807
81508 | 12.18 | 0.8 | 365 | 11.1477 | 0.32951 | 11 | 0.47719
81509 | 5.695 | 0.8 | 365 | 5.2123 | 0.4406 | 5 | 0.65292
81510 | 5.8 | 0.8 | 365 | 5.3084 | 0.6331 | 5 | 0.94152
81511 | 8.58 | 0.8 | 365 | 7.8528 | 0.72965 | 8 | 0.58245
81512 | 9.86 | 0.8 | 365 | 9.0243 | 0.076267 | 9 | 0.10058
81515 | 4.64 | 0.8 | 365 | 4.2467 | 0.50648 | 4 | 0.75321
81516 | 11.89 | 0.8 | 365 | 10.8823 | 0.79785 | 11 | 0.68011
81517 | 4.95 | 0.8 | 365 | 4.5305 | 0.074799 | 4 | 0.60526
81518 | 14.08 | 0.8 | 365 | 12.8866 | 0.81276 | 13 | 0.69941
81519 | 3.78 | 0.8 | 365 | 3.4596 | 0.92985 | 4 | 0.38947
81520 | 7.035 | 0.8 | 365 | 6.4387 | 0.89721 | 7 | 0.33596
81521 | 7.35 | 0.8 | 365 | 6.727 | 0.4747 | 7 | 0.20175
81522 | 9.045 | 0.8 | 365 | 8.2784 | 0.58213 | 8 | 0.86052
81524 | 5.49 | 0.8 | 365 | 5.0247 | 0.064777 | 5 | 0.089471
81526 | 23.46 | 0.8 | 365 | 21.4716 | 0.0090491 | 21 | 0.48069
37009 | 2151.45 | 0.7 | 365 | 1722.9655 | 0.20807 | 1723 | 0.17357
81653 | 69.12 | 0.6 | 365 | 47.4463 | 0.037899 | 47 | 0.48419
26411 | 645.84 | 1 | 365 | 738.8771 | 0.017277 | 738 | 0.8944
26407 | 645.84 | 1 | 365 | 738.8771 | 0.017277 | 738 | 0.8944
26406 | 645.84 | 1 | 365 | 738.8771 | 0.017277 | 738 | 0.8944
81424 | 313.2 | 0.6 | 365 | 214.991 | 0.64048 | 215 | 0.63148
81425 | 1401.48 | 0.6 | 365 | 962.023 | 0.9924 | 963 | 0.015357
81492 | 3.19 | 0.8 | 365 | 2.9196 | 0.8482 | 3 | 0.76783
81701 | 11.31 | 0.8 | 365 | 10.3514 | 0.73454 | 11 | 0.08596
81641 | 4.35 | 0.8 | 365 | 3.9813 | 0.97482 | 4 | 0.95614
81493 | 4.64 | 0.8 | 365 | 4.2467 | 0.50648 | 4 | 0.75321
81494 | 8.99 | 0.8 | 365 | 8.2281 | 0.4813 | 8 | 0.70935
81750 | 8.99 | 0.8 | 365 | 8.2281 | 0.4813 | 8 | 0.70935
81451 | 4.64 | 0.8 | 365 | 4.2467 | 0.50648 | 4 | 0.75321
81457 | 2.32 | 0.8 | 365 | 2.1234 | 0.25324 | 2 | 0.37661
81532 | 12.8 | 0.8 | 365 | 11.7151 | 0.46615 | 12 | 0.18128
81533 | 9.86 | 0.8 | 365 | 9.0243 | 0.076267 | 9 | 0.10058
81534 | 4.425 | 0.8 | 365 | 4.05 | 0.11232 | 4 | 0.16228
81523 | 5.04 | 0.8 | 365 | 4.6128 | 0.2398 | 4 | 0.85263
81544 | 7.2 | 0.8 | 365 | 6.5898 | 0.19971 | 6 | 0.78947
81543 | 6.3 | 0.8 | 365 | 5.766 | 0.54974 | 6 | 0.31579
81546 | 8.58 | 0.8 | 365 | 7.8528 | 0.72965 | 8 | 0.58245
81548 | 6.5 | 0.8 | 365 | 5.9491 | 0.9164 | 6 | 0.86549
81553 | 2.8 | 0.8 | 365 | 2.5627 | 0.13322 | 2 | 0.69591
81550 | 10.4 | 0.8 | 365 | 9.5185 | 0.066245 | 9 | 0.58479
81555 | 4.275 | 0.8 | 365 | 3.9127 | 0.83733 | 4 | 0.75
81655 | 5.67 | 0.8 | 365 | 5.1894 | 0.39477 | 5 | 0.58421
81557 | 9.1 | 0.8 | 365 | 8.3287 | 0.68296 | 9 | 0.011692
80789 | 3.6 | 0.8 | 365 | 3.2949 | 0.59985 | 3 | 0.89474
81770 | 9.86 | 0.8 | 365 | 9.0243 | 0.076267 | 9 | 0.10058
81080 | 12.3 | 0.8 | 365 | 11.2575 | 0.5495 | 11 | 0.80701
81083 | 6.6 | 0.8 | 365 | 6.0406 | 0.099732 | 6 | 0.14035
81643 | 9.28 | 0.8 | 365 | 8.4935 | 0.012957 | 8 | 0.50643
81562 | 13.275 | 0.8 | 365 | 12.1499 | 0.33696 | 12 | 0.48684
81563 | 3.19 | 0.8 | 365 | 2.9196 | 0.8482 | 3 | 0.76783
81639 | 9.86 | 0.8 | 365 | 9.0243 | 0.076267 | 9 | 0.10058
81564 | 3.54 | 0.8 | 365 | 3.24 | 0.48986 | 3 | 0.72982
81638 | 5.22 | 0.8 | 365 | 4.7776 | 0.56979 | 5 | 0.34737
81629 | 4.64 | 0.8 | 365 | 4.2467 | 0.50648 | 4 | 0.75321
81748 | 6.67 | 0.8 | 365 | 6.1047 | 0.22806 | 6 | 0.33275
81740 | 6.615 | 0.8 | 365 | 6.0543 | 0.12723 | 6 | 0.18158
81738 | 4.35 | 0.8 | 365 | 3.9813 | 0.97482 | 4 | 0.95614
81736 | 6.09 | 0.8 | 365 | 5.5738 | 0.16475 | 5 | 0.73859
81734 | 8.265 | 0.8 | 365 | 7.5645 | 0.15216 | 7 | 0.71666
81733 | 3.77 | 0.8 | 365 | 3.4505 | 0.91151 | 4 | 0.36199
81728 | 11.31 | 0.8 | 365 | 10.3514 | 0.73454 | 11 | 0.08596
81724 | 4.35 | 0.8 | 365 | 3.9813 | 0.97482 | 4 | 0.95614
81719 | 10.44 | 0.8 | 365 | 9.5552 | 0.13958 | 9 | 0.69473
81717 | 9.28 | 0.8 | 365 | 8.4935 | 0.012957 | 8 | 0.50643
81711 | 6.09 | 0.8 | 365 | 5.5738 | 0.16475 | 5 | 0.73859
81703 | 12.04 | 0.8 | 365 | 11.0195 | 0.072845 | 11 | 0.092393
81692 | 10.73 | 0.8 | 365 | 9.8206 | 0.67123 | 10 | 0.49181
81565 | 5.22 | 0.8 | 365 | 4.7776 | 0.56979 | 5 | 0.34737
81566 | 6.785 | 0.8 | 365 | 6.2099 | 0.43889 | 6 | 0.64883
81567 | 5.605 | 0.8 | 365 | 5.1299 | 0.27561 | 5 | 0.40555
81568 | 4.425 | 0.8 | 365 | 4.05 | 0.11232 | 4 | 0.16228
81569 | 4.06 | 0.8 | 365 | 3.7159 | 0.44317 | 4 | 0.15906
81570 | 6.49 | 0.8 | 365 | 5.9399 | 0.89807 | 6 | 0.83801
81053 | 6.3 | 0.8 | 365 | 5.766 | 0.54974 | 6 | 0.31579
81542 | 9.92 | 0.8 | 365 | 9.0792 | 0.18626 | 9 | 0.26549
81347 | 111 | 0.6 | 365 | 76.1941 | 0.62163 | 76 | 0.81576
81582 | 9.765 | 0.8 | 365 | 8.9374 | 0.9021 | 9 | 0.83947
76729 | 4.16 | 0.8 | 365 | 3.8074 | 0.6265 | 4 | 0.43392
51491 | 693.45 | 0.8 | 365 | 634.6765 | 0.29689 | 634 | 0.9734
81624 | 10.44 | 0.8 | 365 | 9.5552 | 0.13958 | 9 | 0.69473
81547 | 9.86 | 0.8 | 365 | 9.0243 | 0.076267 | 9 | 0.10058
81622 | 6.67 | 0.8 | 365 | 6.1047 | 0.22806 | 6 | 0.33275
81690 | 11.6 | 0.8 | 365 | 10.6168 | 0.2662 | 10 | 0.88304
81688 | 7.56 | 0.8 | 365 | 6.9193 | 0.85969 | 7 | 0.77894
81686 | 4.64 | 0.8 | 365 | 4.2467 | 0.50648 | 4 | 0.75321
81685 | 5.7 | 0.8 | 365 | 5.2169 | 0.44977 | 5 | 0.66666
81684 | 7.25 | 0.8 | 365 | 6.6355 | 0.29137 | 6 | 0.9269
81683 | 5.51 | 0.8 | 365 | 5.043 | 0.10144 | 5 | 0.14444
81681 | 7.54 | 0.8 | 365 | 6.9009 | 0.82303 | 7 | 0.72397
81677 | 6.38 | 0.8 | 365 | 5.8393 | 0.69641 | 6 | 0.53567
81663 | 6.96 | 0.8 | 365 | 6.3701 | 0.75972 | 7 | 0.12982
81662 | 5.8 | 0.8 | 365 | 5.3084 | 0.6331 | 5 | 0.94152
81654 | 7.83 | 0.8 | 365 | 7.1664 | 0.35468 | 7 | 0.52105
81645 | 4.93 | 0.8 | 365 | 4.5122 | 0.038134 | 4 | 0.55029
81637 | 4.64 | 0.8 | 365 | 4.2467 | 0.50648 | 4 | 0.75321
81628 | 4.93 | 0.8 | 365 | 4.5122 | 0.038134 | 4 | 0.55029
81627 | 7.25 | 0.8 | 365 | 6.6355 | 0.29137 | 6 | 0.9269
81621 | 2.32 | 0.8 | 365 | 2.1234 | 0.25324 | 2 | 0.37661
81620 | 7.25 | 0.8 | 365 | 6.6355 | 0.29137 | 6 | 0.9269
81619 | 8.99 | 0.8 | 365 | 8.2281 | 0.4813 | 8 | 0.70935
81618 | 2.32 | 0.8 | 365 | 2.1234 | 0.25324 | 2 | 0.37661
81610 | 11.02 | 0.8 | 365 | 10.086 | 0.20289 | 10 | 0.28888
81609 | 4.64 | 0.8 | 365 | 4.2467 | 0.50648 | 4 | 0.75321
81588 | 8.7 | 0.8 | 365 | 7.9626 | 0.94965 | 8 | 0.91228
81586 | 2.32 | 0.8 | 365 | 2.1234 | 0.25324 | 2 | 0.37661
81583 | 2.32 | 0.8 | 365 | 2.1234 | 0.25324 | 2 | 0.37661
81580 | 5.51 | 0.8 | 365 | 5.043 | 0.10144 | 5 | 0.14444
81579 | 8.99 | 0.8 | 365 | 8.2281 | 0.4813 | 8 | 0.70935
81626 | 7.83 | 0.8 | 365 | 7.1664 | 0.35468 | 7 | 0.52105
81584 | 13.44 | 0.8 | 365 | 12.3009 | 0.63946 | 12 | 0.94035
81585 | 10.56 | 0.8 | 365 | 9.665 | 0.35957 | 10 | 0.024557
81587 | 9.425 | 0.8 | 365 | 8.6262 | 0.27878 | 8 | 0.90497
81590 | 13.325 | 0.8 | 365 | 12.1956 | 0.42863 | 12 | 0.62426
34639 | 700.92 | 1 | 365 | 801.8917 | 0.23949 | 802 | 0.13122
34593 | 457.38 | 1 | 365 | 523.2683 | 0.13933 | 523 | 0.40766
81593 | 8.32 | 0.8 | 365 | 7.6148 | 0.253 | 7 | 0.86783
38141 | 647.92 | 0.8 | 365 | 593.0054 | 0.82707 | 593 | 0.83248
38127 | 642.6 | 0.8 | 365 | 588.1363 | 0.073953 | 588 | 0.21026
37984 | 642.6 | 0.8 | 365 | 588.1363 | 0.073953 | 588 | 0.21026
80849 | 6.9 | 0.8 | 365 | 6.3152 | 0.64972 | 6 | 0.96491
78182 | 128 | 0.6 | 365 | 87.8635 | 0.99611 | 88 | 0.85961
78179 | 233.2 | 0.6 | 365 | 160.0763 | 0.64291 | 160 | 0.71923
78178 | 408 | 0.6 | 365 | 280.0649 | 0.9876 | 281 | 0.052506
78177 | 72 | 0.6 | 365 | 49.4232 | 0.99781 | 50 | 0.42103
81119 | 13.2 | 0.8 | 365 | 12.0812 | 0.19946 | 12 | 0.2807
81138 | 13.34 | 0.8 | 365 | 12.2094 | 0.45613 | 12 | 0.66549
81288 | 4.06 | 0.8 | 365 | 3.7159 | 0.44317 | 4 | 0.15906
81289 | 4.35 | 0.8 | 365 | 3.9813 | 0.97482 | 4 | 0.95614
81324 | 6.44 | 0.8 | 365 | 5.8942 | 0.80641 | 6 | 0.70058
81348 | 5.8 | 0.8 | 365 | 5.3084 | 0.6331 | 5 | 0.94152
81357 | 8.71 | 0.8 | 365 | 7.9718 | 0.96798 | 8 | 0.93976
81351 | 4.32 | 0.8 | 365 | 3.9539 | 0.91982 | 4 | 0.87368
81160 | 6.3 | 0.8 | 365 | 5.766 | 0.54974 | 6 | 0.31579
81402 | 8.41 | 0.8 | 365 | 7.6972 | 0.41799 | 8 | 0.1152
81408 | 4.64 | 0.8 | 365 | 4.2467 | 0.50648 | 4 | 0.75321
81413 | 15.87 | 0.8 | 365 | 14.5249 | 0.094357 | 14 | 0.61929
81442 | 13.2 | 0.8 | 365 | 12.0812 | 0.19946 | 12 | 0.2807
81446 | 11.7 | 0.8 | 365 | 10.7084 | 0.44953 | 11 | 0.15789
79754 | 6.24 | 0.8 | 365 | 5.7111 | 0.43975 | 6 | 0.15087
81282 | 9 | 0.8 | 365 | 8.2372 | 0.49964 | 8 | 0.73684
81513 | 14.4 | 0.8 | 365 | 13.1795 | 0.39942 | 13 | 0.57894
81443 | 150.9 | 0.6 | 365 | 103.5828 | 0.48291 | 104 | 0.065743
81794 | 5.94 | 0.8 | 365 | 5.4366 | 0.88976 | 6 | 0.32631
81793 | 6.84 | 0.8 | 365 | 6.2603 | 0.53972 | 6 | 0.8
81792 | 7.98 | 0.8 | 365 | 7.3037 | 0.62968 | 7 | 0.93333
81791 | 7.125 | 0.8 | 365 | 6.5211 | 0.062211 | 6 | 0.58333
81790 | 9.975 | 0.8 | 365 | 9.1296 | 0.2871 | 9 | 0.41666
81787 | 7.41 | 0.8 | 365 | 6.782 | 0.5847 | 7 | 0.36666
81735 | 5.28 | 0.8 | 365 | 4.8325 | 0.67979 | 5 | 0.51228
81679 | 7.98 | 0.8 | 365 | 7.3037 | 0.62968 | 7 | 0.93333
81674 | 6.555 | 0.8 | 365 | 5.9994 | 0.017234 | 6 | 0.016664
81616 | 8.91 | 0.8 | 365 | 8.1548 | 0.33464 | 8 | 0.48947
81615 | 6.27 | 0.8 | 365 | 5.7386 | 0.49475 | 6 | 0.23333
81614 | 11.88 | 0.8 | 365 | 10.8731 | 0.77952 | 11 | 0.65263
81613 | 4.62 | 0.8 | 365 | 4.2284 | 0.46981 | 4 | 0.69824
81608 | 11.88 | 0.8 | 365 | 10.8731 | 0.77952 | 11 | 0.65263
81606 | 3.99 | 0.8 | 365 | 3.6518 | 0.31484 | 3 | 0.96667
81605 | 11.55 | 0.8 | 365 | 10.5711 | 0.17453 | 10 | 0.74561
81604 | 6.84 | 0.8 | 365 | 6.2603 | 0.53972 | 6 | 0.8
81836 | 9.92 | 0.8 | 365 | 9.0792 | 0.18626 | 9 | 0.26549
81835 | 8.375 | 0.8 | 365 | 7.6652 | 0.35383 | 8 | 0.019002
81834 | 7.7 | 0.8 | 365 | 7.0474 | 0.11635 | 7 | 0.16374
81831 | 4.93 | 0.8 | 365 | 4.5122 | 0.038134 | 4 | 0.55029
81833 | 6.96 | 0.8 | 365 | 6.3701 | 0.75972 | 7 | 0.12982
81828 | 8.4 | 0.8 | 365 | 7.6881 | 0.39966 | 8 | 0.087716
81827 | 18.36 | 0.8 | 365 | 16.8039 | 0.65926 | 17 | 0.46315
81782 | 9.9 | 0.8 | 365 | 9.0609 | 0.1496 | 9 | 0.21052
81781 | 7.37 | 0.8 | 365 | 6.7454 | 0.51137 | 7 | 0.25672
81780 | 17.4 | 0.8 | 365 | 15.9253 | 0.89929 | 16 | 0.82455
81778 | 3.84 | 0.8 | 365 | 3.5145 | 0.039844 | 3 | 0.55438
81777 | 9.6 | 0.8 | 365 | 8.7864 | 0.59961 | 9 | 0.38596
81776 | 13.325 | 0.8 | 365 | 12.1956 | 0.42863 | 12 | 0.62426
81775 | 7.65 | 0.8 | 365 | 7.0016 | 0.02469 | 7 | 0.026313
81774 | 8.68 | 0.8 | 365 | 7.9443 | 0.91298 | 8 | 0.85731
81758 | 6.7 | 0.8 | 365 | 6.1321 | 0.28306 | 6 | 0.4152
81757 | 11.725 | 0.8 | 365 | 10.7312 | 0.49536 | 11 | 0.2266
81756 | 6.93 | 0.8 | 365 | 6.3426 | 0.70472 | 7 | 0.047366
81755 | 7.37 | 0.8 | 365 | 6.7454 | 0.51137 | 7 | 0.25672
81753 | 7.35 | 0.8 | 365 | 6.727 | 0.4747 | 7 | 0.20175
81752 | 8.32 | 0.8 | 365 | 7.6148 | 0.253 | 7 | 0.86783
81751 | 6.08 | 0.8 | 365 | 5.5647 | 0.14642 | 5 | 0.71111
81715 | 6.21 | 0.8 | 365 | 5.6837 | 0.38475 | 6 | 0.068418
81714 | 6.365 | 0.8 | 365 | 5.8255 | 0.66891 | 6 | 0.49444
81710 | 9.15 | 0.8 | 365 | 8.3745 | 0.77463 | 9 | 0.14912
81708 | 6.3 | 0.8 | 365 | 5.766 | 0.54974 | 6 | 0.31579
81666 | 3.6 | 0.8 | 365 | 3.2949 | 0.59985 | 3 | 0.89474
81665 | 8.745 | 0.8 | 365 | 8.0038 | 0.032146 | 8 | 0.035961
81652 | 12.3 | 0.8 | 365 | 11.2575 | 0.5495 | 11 | 0.80701
81650 | 7 | 0.8 | 365 | 6.4067 | 0.83305 | 7 | 0.23976
81649 | 12.6 | 0.8 | 365 | 11.5321 | 0.099489 | 11 | 0.63157
81642 | 8.25 | 0.8 | 365 | 7.5508 | 0.12467 | 7 | 0.67544
81636 | 11.025 | 0.8 | 365 | 10.0906 | 0.21205 | 10 | 0.30263
81820 | 12.6 | 0.8 | 365 | 11.5321 | 0.099489 | 11 | 0.63157
81819 | 9.28 | 0.8 | 365 | 8.4935 | 0.012957 | 8 | 0.50643
81818 | 13.05 | 0.8 | 365 | 11.9439 | 0.92447 | 12 | 0.86842
81817 | 10.395 | 0.8 | 365 | 9.514 | 0.057079 | 9 | 0.57105
81801 | 6.96 | 0.8 | 365 | 6.3701 | 0.75972 | 7 | 0.12982
81800 | 9.57 | 0.8 | 365 | 8.7589 | 0.54461 | 9 | 0.3035
81799 | 6.38 | 0.8 | 365 | 5.8393 | 0.69641 | 6 | 0.53567
81798 | 5.22 | 0.8 | 365 | 4.7776 | 0.56979 | 5 | 0.34737
81795 | 5.51 | 0.8 | 365 | 5.043 | 0.10144 | 5 | 0.14444
81767 | 8.55 | 0.8 | 365 | 7.8253 | 0.67465 | 8 | 0.5
81766 | 2.61 | 0.8 | 365 | 2.3888 | 0.78489 | 3 | 0.17368
81765 | 4.93 | 0.8 | 365 | 4.5122 | 0.038134 | 4 | 0.55029
81660 | 4.35 | 0.8 | 365 | 3.9813 | 0.97482 | 4 | 0.95614
81838 | 10.73 | 0.8 | 365 | 9.8206 | 0.67123 | 10 | 0.49181
81830 | 7.25 | 0.8 | 365 | 6.6355 | 0.29137 | 6 | 0.9269
81832 | 2.9 | 0.8 | 365 | 2.6542 | 0.31655 | 2 | 0.97076
81871 | 10.73 | 0.8 | 365 | 9.8206 | 0.67123 | 10 | 0.49181
81865 | 3.77 | 0.8 | 365 | 3.4505 | 0.91151 | 4 | 0.36199
81872 | 13.4 | 0.8 | 365 | 12.2643 | 0.56612 | 12 | 0.8304
81870 | 10.075 | 0.8 | 365 | 9.2211 | 0.47042 | 9 | 0.69152
81869 | 4.29 | 0.8 | 365 | 3.9264 | 0.86483 | 4 | 0.79123
81866 | 6 | 0.8 | 365 | 5.4915 | 0.99976 | 6 | 0.49123
81635 | 13.4 | 0.8 | 365 | 12.2643 | 0.56612 | 12 | 0.8304
81634 | 12.025 | 0.8 | 365 | 11.0058 | 0.045346 | 11 | 0.051165
81632 | 8.41 | 0.8 | 365 | 7.6972 | 0.41799 | 8 | 0.1152
81597 | 11.55 | 0.8 | 365 | 10.5711 | 0.17453 | 10 | 0.74561
81596 | 10.89 | 0.8 | 365 | 9.967 | 0.96456 | 10 | 0.93157
81789 | 5.94 | 0.8 | 365 | 5.4366 | 0.88976 | 6 | 0.32631
81536 | 5.015 | 0.8 | 365 | 4.59 | 0.19396 | 4 | 0.78392
81539 | 9.57 | 0.8 | 365 | 8.7589 | 0.54461 | 9 | 0.3035
81556 | 7.68 | 0.8 | 365 | 7.0291 | 0.079689 | 7 | 0.10877
81561 | 4.13 | 0.8 | 365 | 3.78 | 0.5715 | 4 | 0.35146
81577 | 8.45 | 0.8 | 365 | 7.7338 | 0.49132 | 8 | 0.22514
81559 | 2.97 | 0.8 | 365 | 2.7183 | 0.44488 | 3 | 0.16316
81603 | 8.265 | 0.8 | 365 | 7.5645 | 0.15216 | 7 | 0.71666
81797 | 6.38 | 0.8 | 365 | 5.8393 | 0.69641 | 6 | 0.53567
81505 | 7.56 | 0.8 | 365 | 6.9193 | 0.85969 | 7 | 0.77894
81082 | 8.41 | 0.8 | 365 | 7.6972 | 0.41799 | 8 | 0.1152
81600 | 7.2 | 0.8 | 365 | 6.5898 | 0.19971 | 6 | 0.78947
81496 | 5.28 | 0.8 | 365 | 4.8325 | 0.67979 | 5 | 0.51228
81602 | 7.475 | 0.8 | 365 | 6.8415 | 0.70386 | 7 | 0.54532
81514 | 4.35 | 0.8 | 365 | 3.9813 | 0.97482 | 4 | 0.95614
81087 | 8.1 | 0.8 | 365 | 7.4135 | 0.84967 | 8 | 0.26315
81527 | 7.14 | 1 | 365 | 8.1686 | 0.36214 | 8 | 0.5307
81316 | 11.89 | 0.8 | 365 | 10.8823 | 0.79785 | 11 | 0.68011
81607 | 9.6 | 0.8 | 365 | 8.7864 | 0.59961 | 9 | 0.38596
80773 | 13.44 | 0.8 | 365 | 12.3009 | 0.63946 | 12 | 0.94035
81229 | 7.695 | 0.8 | 365 | 7.0428 | 0.10719 | 7 | 0.15
81640 | 5.13 | 0.8 | 365 | 4.6952 | 0.40479 | 5 | 0.099998
81239 | 4.275 | 0.8 | 365 | 3.9127 | 0.83733 | 4 | 0.75
81240 | 9.12 | 0.8 | 365 | 8.347 | 0.71963 | 9 | 0.066663
81646 | 5.36 | 0.8 | 365 | 4.9057 | 0.82645 | 5 | 0.73216
81651 | 8.04 | 0.8 | 365 | 7.3586 | 0.73967 | 8 | 0.098242
34769 | 2577.15 | 1 | 365 | 2948.4039 | 0.83817 | 2949 | 0.24209
81656 | 6.785 | 0.8 | 365 | 6.2099 | 0.43889 | 6 | 0.64883
81658 | 8.12 | 0.8 | 365 | 7.4318 | 0.88634 | 8 | 0.31813
81667 | 10.2 | 0.8 | 365 | 9.3355 | 0.69959 | 10 | 0.035084
81670 | 12.255 | 0.8 | 365 | 11.2163 | 0.467 | 11 | 0.68333
81672 | 6.38 | 0.8 | 365 | 5.8393 | 0.69641 | 6 | 0.53567
81675 | 5.6 | 0.8 | 365 | 5.1254 | 0.26644 | 5 | 0.39181
81680 | 10.08 | 0.8 | 365 | 9.2257 | 0.47959 | 9 | 0.70526
81687 | 6.09 | 0.8 | 365 | 5.5738 | 0.16475 | 5 | 0.73859
81689 | 6.9 | 0.8 | 365 | 6.3152 | 0.64972 | 6 | 0.96491
81682 | 2.9 | 0.8 | 365 | 2.6542 | 0.31655 | 2 | 0.97076
81693 | 5.9 | 0.8 | 365 | 5.3999 | 0.81643 | 6 | 0.21637
81694 | 3.835 | 0.8 | 365 | 3.51 | 0.030678 | 3 | 0.54064
81695 | 2.065 | 0.8 | 365 | 1.89 | 0.78575 | 2 | 0.67573
81525 | 5.04 | 0.8 | 365 | 4.6128 | 0.2398 | 4 | 0.85263
81415 | 8.1 | 0.8 | 365 | 7.4135 | 0.84967 | 8 | 0.26315
81722 | 7.68 | 0.8 | 365 | 7.0291 | 0.079689 | 7 | 0.10877
79017 | 11.055 | 0.8 | 365 | 10.118 | 0.26705 | 10 | 0.38508
81732 | 7.965 | 0.8 | 365 | 7.2899 | 0.60218 | 7 | 0.8921
81723 | 8.05 | 0.8 | 365 | 7.3677 | 0.75801 | 8 | 0.12573
81327 | 8.76 | 0.8 | 365 | 8.0175 | 0.059645 | 8 | 0.077189
81339 | 12.21 | 0.8 | 365 | 11.1751 | 0.38451 | 11 | 0.55964
81335 | 6.27 | 0.8 | 365 | 5.7386 | 0.49475 | 6 | 0.23333
81747 | 4.93 | 0.8 | 365 | 4.5122 | 0.038134 | 4 | 0.55029
81926 | 4.35 | 0.8 | 365 | 3.9813 | 0.97482 | 4 | 0.95614
81917 | 4.64 | 0.8 | 365 | 4.2467 | 0.50648 | 4 | 0.75321
81912 | 9.57 | 0.8 | 365 | 8.7589 | 0.54461 | 9 | 0.3035
81644 | 10.54 | 0.8 | 365 | 9.6467 | 0.32291 | 9 | 0.96959
81657 | 7.8 | 0.8 | 365 | 7.1389 | 0.29968 | 7 | 0.43859
81941 | 7.8 | 0.8 | 365 | 7.1389 | 0.29968 | 7 | 0.43859
81940 | 7.54 | 0.8 | 365 | 6.9009 | 0.82303 | 7 | 0.72397
81939 | 12.6 | 0.8 | 365 | 11.5321 | 0.099489 | 11 | 0.63157
81938 | 4.34 | 0.8 | 365 | 3.9722 | 0.95649 | 4 | 0.92865
81937 | 10.8 | 0.8 | 365 | 9.8846 | 0.79956 | 10 | 0.68421
81936 | 3.84 | 0.8 | 365 | 3.5145 | 0.039844 | 3 | 0.55438
81935 | 10.88 | 0.8 | 365 | 9.9579 | 0.94623 | 10 | 0.90409
81934 | 9.6 | 0.8 | 365 | 8.7864 | 0.59961 | 9 | 0.38596
81933 | 12.54 | 0.8 | 365 | 11.4772 | 0.98949 | 12 | 0.46666
81918 | 11.7 | 0.8 | 365 | 10.7084 | 0.44953 | 11 | 0.15789
81914 | 5.886 | 0.8 | 365 | 5.3871 | 0.79076 | 6 | 0.17789
81913 | 8.91 | 0.8 | 365 | 8.1548 | 0.33464 | 8 | 0.48947
81911 | 8.502 | 0.8 | 365 | 7.7814 | 0.58666 | 8 | 0.36807
81910 | 10.44 | 0.8 | 365 | 9.5552 | 0.13958 | 9 | 0.69473
81908 | 11.2 | 0.8 | 365 | 10.2507 | 0.53288 | 10 | 0.78362
81907 | 4.02 | 0.8 | 365 | 3.6793 | 0.36984 | 4 | 0.049121
81826 | 27.93 | 0.6 | 365 | 19.1721 | 0.4029 | 19 | 0.57499
81659 | 5.22 | 0.8 | 365 | 4.7776 | 0.56979 | 5 | 0.34737
81948 | 6.84 | 0.8 | 365 | 6.2603 | 0.53972 | 6 | 0.8
81951 | 4.06 | 0.8 | 365 | 3.7159 | 0.44317 | 4 | 0.15906
81942 | 8.55 | 0.8 | 365 | 7.8253 | 0.67465 | 8 | 0.5
81947 | 3.77 | 0.8 | 365 | 3.4505 | 0.91151 | 4 | 0.36199
81943 | 6.09 | 0.8 | 365 | 5.5738 | 0.16475 | 5 | 0.73859
74725 | 5.22 | 0.8 | 365 | 4.7776 | 0.56979 | 5 | 0.34737
78075 | 6.84 | 0.8 | 365 | 6.2603 | 0.53972 | 6 | 0.8
81975 | 12.06 | 0.8 | 365 | 11.0379 | 0.10951 | 11 | 0.14736
81973 | 12.825 | 0.8 | 365 | 11.738 | 0.51198 | 12 | 0.24999
81970 | 12.73 | 0.8 | 365 | 11.6511 | 0.33782 | 11 | 0.98888
81702 | 8 | 0.8 | 365 | 7.322 | 0.66634 | 7 | 0.9883
81081 | 10.15 | 0.8 | 365 | 9.2897 | 0.60792 | 9 | 0.89766
81968 | 7.44 | 0.8 | 365 | 6.8094 | 0.6397 | 7 | 0.44912
81966 | 9.57 | 0.8 | 365 | 8.7589 | 0.54461 | 9 | 0.3035
81962 | 7.83 | 0.8 | 365 | 7.1664 | 0.35468 | 7 | 0.52105
81960 | 7.25 | 0.8 | 365 | 6.6355 | 0.29137 | 6 | 0.9269
81959 | 4.845 | 0.8 | 365 | 4.4344 | 0.8823 | 5 | 0.31666
81952 | 5.6 | 0.8 | 365 | 5.1254 | 0.26644 | 5 | 0.39181
81897 | 4.76 | 0.8 | 365 | 4.3566 | 0.72647 | 5 | 0.083039
81881 | 12.255 | 0.8 | 365 | 11.2163 | 0.467 | 11 | 0.68333
81879 | 7.375 | 0.8 | 365 | 6.7499 | 0.52053 | 7 | 0.27046
81875 | 13.395 | 0.8 | 365 | 12.2597 | 0.55696 | 12 | 0.81666
81873 | 9.92 | 0.8 | 365 | 9.0792 | 0.18626 | 9 | 0.26549
78175 | 44 | 0.6 | 365 | 30.2031 | 0.49866 | 30 | 0.70174
78191 | 150 | 0.6 | 365 | 102.965 | 0.24544 | 103 | 0.21048
78181 | 196 | 0.6 | 365 | 134.541 | 0.49404 | 135 | 0.035027
78180 | 84 | 0.6 | 365 | 57.6604 | 0.49745 | 58 | 0.15787
78193 | 220 | 0.6 | 365 | 151.0154 | 0.49331 | 151 | 0.5087
78197 | 261.2 | 0.6 | 365 | 179.2965 | 0.14206 | 179 | 0.43852
78184 | 308 | 0.6 | 365 | 211.4215 | 0.49064 | 211 | 0.91219
78198 | 246 | 0.6 | 365 | 168.8627 | 0.24252 | 169 | 0.10519
78183 | 62.8 | 0.6 | 365 | 43.108 | 0.34809 | 43 | 0.45612
81783 | 11.6 | 0.8 | 365 | 10.6168 | 0.2662 | 10 | 0.88304
81825 | 12.24 | 0.8 | 365 | 11.2026 | 0.4395 | 11 | 0.6421
81839 | 10.5 | 0.8 | 365 | 9.6101 | 0.24957 | 9 | 0.85964
81840 | 5.51 | 0.8 | 365 | 5.043 | 0.10144 | 5 | 0.14444
81841 | 12.685 | 0.8 | 365 | 11.6099 | 0.25532 | 11 | 0.8652
81842 | 5.7 | 0.8 | 365 | 5.2169 | 0.44977 | 5 | 0.66666
81843 | 6.49 | 0.8 | 365 | 5.9399 | 0.89807 | 6 | 0.83801
81845 | 4.93 | 0.8 | 365 | 4.5122 | 0.038134 | 4 | 0.55029
81846 | 13.34 | 0.8 | 365 | 12.2094 | 0.45613 | 12 | 0.66549
81847 | 9.735 | 0.8 | 365 | 8.9099 | 0.84711 | 9 | 0.75701
81330 | 10.23 | 0.8 | 365 | 9.363 | 0.75459 | 10 | 0.11754
81848 | 9.735 | 0.8 | 365 | 8.9099 | 0.84711 | 9 | 0.75701
81849 | 8.85 | 0.8 | 365 | 8.0999 | 0.22464 | 8 | 0.32456
81850 | 2.655 | 0.8 | 365 | 2.43 | 0.86739 | 3 | 0.29737
81851 | 7.15 | 0.8 | 365 | 6.544 | 0.10804 | 6 | 0.65204
81779 | 7.92 | 0.8 | 365 | 7.2487 | 0.51968 | 7 | 0.76842
81864 | 10.791 | 0.8 | 365 | 9.8764 | 0.78306 | 10 | 0.65947
81877 | 4.8 | 0.8 | 365 | 4.3932 | 0.79981 | 5 | 0.19298
81772 | 7.59 | 0.8 | 365 | 6.9467 | 0.91469 | 7 | 0.8614
81743 | 2.925 | 0.8 | 365 | 2.6771 | 0.36238 | 3 | 0.039472
81885 | 6.5 | 0.8 | 365 | 5.9491 | 0.9164 | 6 | 0.86549
81886 | 8.48 | 0.8 | 365 | 7.7613 | 0.54632 | 8 | 0.3076
81888 | 12.24 | 0.8 | 365 | 11.2026 | 0.4395 | 11 | 0.6421
81741 | 6.96 | 0.8 | 365 | 6.3701 | 0.75972 | 7 | 0.12982
81742 | 3.77 | 0.8 | 365 | 3.4505 | 0.91151 | 4 | 0.36199
81744 | 5.22 | 0.8 | 365 | 4.7776 | 0.56979 | 5 | 0.34737
81148 | 4.2 | 0.8 | 365 | 3.844 | 0.69983 | 4 | 0.54386
81101 | 5.1 | 0.8 | 365 | 4.6677 | 0.34979 | 5 | 0.017542
81893 | 11.7 | 0.8 | 365 | 10.7084 | 0.44953 | 11 | 0.15789
81894 | 10.2 | 0.8 | 365 | 9.3355 | 0.69959 | 10 | 0.035084
81895 | 6.175 | 0.8 | 365 | 5.6516 | 0.32058 | 5 | 0.97222
82031 | 6.67 | 0.8 | 365 | 6.1047 | 0.22806 | 6 | 0.33275
81900 | 7.905 | 0.8 | 365 | 7.235 | 0.49218 | 7 | 0.72719
81901 | 5.51 | 0.8 | 365 | 5.043 | 0.10144 | 5 | 0.14444
82030 | 3.54 | 0.8 | 365 | 3.24 | 0.48986 | 3 | 0.72982
81902 | 5.51 | 0.8 | 365 | 5.043 | 0.10144 | 5 | 0.14444
81903 | 12.54 | 0.8 | 365 | 11.4772 | 0.98949 | 12 | 0.46666
82028 | 9.9 | 0.8 | 365 | 9.0609 | 0.1496 | 9 | 0.21052
81904 | 4.35 | 0.8 | 365 | 3.9813 | 0.97482 | 4 | 0.95614
81906 | 8.7 | 0.8 | 365 | 7.9626 | 0.94965 | 8 | 0.91228
81143 | 10.24 | 0.8 | 365 | 9.3721 | 0.77292 | 10 | 0.14503
81501 | 7.54 | 0.8 | 365 | 6.9009 | 0.82303 | 7 | 0.72397
82018 | 7 | 0.8 | 365 | 6.4067 | 0.83305 | 7 | 0.23976
82016 | 6.96 | 0.8 | 365 | 6.3701 | 0.75972 | 7 | 0.12982
82015 | 4.35 | 0.8 | 365 | 3.9813 | 0.97482 | 4 | 0.95614
82013 | 11.8 | 0.8 | 365 | 10.7999 | 0.63286 | 11 | 0.43274
81437 | 9.69 | 0.8 | 365 | 8.8687 | 0.76461 | 9 | 0.63333
82012 | 7.375 | 0.8 | 365 | 6.7499 | 0.52053 | 7 | 0.27046
81623 | 2.56 | 0.8 | 365 | 2.343 | 0.69323 | 3 | 0.036256
80027 | 3.96 | 0.8 | 365 | 3.6244 | 0.25984 | 3 | 0.88421
82009 | 12.18 | 0.8 | 365 | 11.1477 | 0.32951 | 11 | 0.47719
81147 | 10.2 | 0.8 | 365 | 9.3355 | 0.69959 | 10 | 0.035084
81257 | 9.8 | 0.8 | 365 | 8.9694 | 0.96627 | 9 | 0.93567
82008 | 6.195 | 0.8 | 365 | 5.6699 | 0.35725 | 6 | 0.02719
81972 | 5.85 | 0.8 | 365 | 5.3542 | 0.72476 | 6 | 0.078945
82006 | 11.8 | 0.8 | 365 | 10.7999 | 0.63286 | 11 | 0.43274
81977 | 7.68 | 0.8 | 365 | 7.0291 | 0.079689 | 7 | 0.10877
81337 | 9.92 | 0.8 | 365 | 9.0792 | 0.18626 | 9 | 0.26549
81133 | 8.835 | 0.8 | 365 | 8.0862 | 0.19714 | 8 | 0.28333
81739 | 11.02 | 0.8 | 365 | 10.086 | 0.20289 | 10 | 0.28888
82019 | 13.8 | 0.8 | 365 | 12.6304 | 0.29944 | 12 | 0.92982
81988 | 14.75 | 0.8 | 365 | 13.4999 | 0.041069 | 13 | 0.54093
81978 | 11.2 | 0.8 | 365 | 10.2507 | 0.53288 | 10 | 0.78362
70853 | 159.12 | 0.6 | 365 | 109.2253 | 0.78516 | 110 | 0.010477
62167 | 549.9 | 0.8 | 365 | 503.2931 | 0.12771 | 503 | 0.42083
51344 | 1380.87 | 1 | 365 | 1579.7926 | 0.42379 | 1580 | 0.21639
81726 | 464 | 0.6 | 365 | 318.5052 | 0.98589 | 319 | 0.49108
78190 | 224.64 | 0.6 | 365 | 154.2004 | 0.87317 | 155 | 0.073615
78176 | 42 | 0.6 | 365 | 28.8302 | 0.74872 | 29 | 0.57893
81495 | 151.68 | 0.6 | 365 | 104.1182 | 0.55539 | 104 | 0.67364
81661 | 172.8 | 0.6 | 365 | 118.6157 | 0.59475 | 119 | 0.21047
82059 | 30.68 | 0.6 | 365 | 21.0598 | 0.18407 | 21 | 0.24385
80991 | 11.395 | 1 | 365 | 13.0365 | 0.11296 | 13 | 0.14948
81786 | 10.05 | 1 | 365 | 11.4978 | 0.030741 | 11 | 0.5285
81754 | 7.56 | 0.8 | 365 | 6.9193 | 0.85969 | 7 | 0.77894
81709 | 6.3 | 0.8 | 365 | 5.766 | 0.54974 | 6 | 0.31579
81868 | 10.2 | 0.8 | 365 | 9.3355 | 0.69959 | 10 | 0.035084
34784 | 2490.03 | 1 | 365 | 2848.7338 | 0.19259 | 2848 | 0.92635
34788 | 2595.15 | 1 | 365 | 2968.9969 | 0.087262 | 2969 | 0.084191
82042 | 3.77 | 0.8 | 365 | 3.4505 | 0.91151 | 4 | 0.36199
81731 | 4.48 | 0.8 | 365 | 4.1003 | 0.21315 | 4 | 0.31345
81816 | 16.245 | 0.8 | 365 | 14.8682 | 0.78184 | 15 | 0.64999
82074 | 5.22 | 0.8 | 365 | 4.7776 | 0.56979 | 5 | 0.34737
82076 | 7.83 | 0.8 | 365 | 7.1664 | 0.35468 | 7 | 0.52105
82073 | 3.48 | 0.8 | 365 | 3.1851 | 0.37986 | 3 | 0.56491
82083 | 4.06 | 0.8 | 365 | 3.7159 | 0.44317 | 4 | 0.15906
82087 | 5.04 | 0.8 | 365 | 4.6128 | 0.2398 | 4 | 0.85263
82088 | 6.38 | 0.8 | 365 | 5.8393 | 0.69641 | 6 | 0.53567
82090 | 3.48 | 0.8 | 365 | 3.1851 | 0.37986 | 3 | 0.56491
82077 | 10.73 | 0.8 | 365 | 9.8206 | 0.67123 | 10 | 0.49181
82078 | 11.89 | 0.8 | 365 | 10.8823 | 0.79785 | 11 | 0.68011
82075 | 3.19 | 0.8 | 365 | 2.9196 | 0.8482 | 3 | 0.76783
82038 | 4.06 | 0.8 | 365 | 3.7159 | 0.44317 | 4 | 0.15906
82041 | 11.31 | 0.8 | 365 | 10.3514 | 0.73454 | 11 | 0.08596
82037 | 6.96 | 0.8 | 365 | 6.3701 | 0.75972 | 7 | 0.12982
82040 | 4.64 | 0.8 | 365 | 4.2467 | 0.50648 | 4 | 0.75321
82033 | 6.38 | 0.8 | 365 | 5.8393 | 0.69641 | 6 | 0.53567
82130 | 7.98 | 0.8 | 365 | 7.3037 | 0.62968 | 7 | 0.93333
82132 | 9.12 | 0.8 | 365 | 8.347 | 0.71963 | 9 | 0.066663
82017 | 11.8 | 0.8 | 365 | 10.7999 | 0.63286 | 11 | 0.43274
82072 | 6.03 | 0.8 | 365 | 5.5189 | 0.054756 | 5 | 0.57368
82071 | 6.96 | 0.8 | 365 | 6.3701 | 0.75972 | 7 | 0.12982
82125 | 5.415 | 0.8 | 365 | 4.9561 | 0.92728 | 5 | 0.88333
82068 | 6.96 | 0.8 | 365 | 6.3701 | 0.75972 | 7 | 0.12982
82067 | 3.77 | 0.8 | 365 | 3.4505 | 0.91151 | 4 | 0.36199
82065 | 6.96 | 0.8 | 365 | 6.3701 | 0.75972 | 7 | 0.12982
82036 | 6.3 | 0.8 | 365 | 5.766 | 0.54974 | 6 | 0.31579
82004 | 7.8 | 0.8 | 365 | 7.1389 | 0.29968 | 7 | 0.43859
82061 | 12 | 0.8 | 365 | 10.9829 | 0.99951 | 11 | 0.98245
82060 | 3.96 | 0.8 | 365 | 3.6244 | 0.25984 | 3 | 0.88421
82134 | 8.25 | 0.8 | 365 | 7.5508 | 0.12467 | 7 | 0.67544
81909 | 13.4 | 0.8 | 365 | 12.2643 | 0.56612 | 12 | 0.8304
81678 | 9.28 | 0.8 | 365 | 8.4935 | 0.012957 | 8 | 0.50643
81340 | 3.9 | 0.8 | 365 | 3.5695 | 0.14984 | 3 | 0.7193
81905 | 7.32 | 0.8 | 365 | 6.6996 | 0.4197 | 7 | 0.1193
82014 | 4.35 | 0.8 | 365 | 3.9813 | 0.97482 | 4 | 0.95614
34005 | 361.8 | 1 | 365 | 413.9195 | 0.10667 | 414 | 0.02613
81716 | 8 | 0.8 | 365 | 7.322 | 0.66634 | 7 | 0.9883
81967 | 15.08 | 0.8 | 365 | 13.8019 | 0.64606 | 14 | 0.44795
81537 | 24.78 | 0.8 | 365 | 22.6798 | 0.429 | 23 | 0.10876
81882 | 7.8 | 0.8 | 365 | 7.1389 | 0.29968 | 7 | 0.43859
81529 | 6.96 | 0.8 | 365 | 6.3701 | 0.75972 | 7 | 0.12982
82027 | 5.015 | 0.8 | 365 | 4.59 | 0.19396 | 4 | 0.78392
82070 | 11.02 | 0.8 | 365 | 10.086 | 0.20289 | 10 | 0.28888
81216 | 9.975 | 0.8 | 365 | 9.1296 | 0.2871 | 9 | 0.41666
81124 | 6 | 0.8 | 365 | 5.4915 | 0.99976 | 6 | 0.49123
12246 | 2699.52 | 0.8 | 365 | 2470.7216 | 0.010579 | 2470 | 0.73222
60460 | 1347.84 | 0.8 | 365 | 1233.6036 | 0.98537 | 1234 | 0.58892
49626 | 645.15 | 0.9 | 365 | 664.279 | 0.59246 | 664 | 0.87141
61793 | 645.15 | 0.9 | 365 | 664.279 | 0.59246 | 664 | 0.87141
51492 | 693.45 | 0.8 | 365 | 634.6765 | 0.29689 | 634 | 0.9734
51502 | 1354.68 | 0.8 | 365 | 1239.8638 | 0.52509 | 1240 | 0.38892
51505 | 2698.65 | 0.8 | 365 | 2469.9254 | 0.41561 | 2470 | 0.34099
81987 | 109.44 | 0.6 | 365 | 75.1233 | 0.47667 | 75 | 0.59997
81308 | 44.88 | 0.9 | 365 | 46.2107 | 0.56295 | 46 | 0.77366
63343 | 805.14 | 0.8 | 365 | 736.9002 | 0.057365 | 736 | 0.95756
67649 | 3.71 | 1 | 365 | 4.2444 | 0.5019 | 4 | 0.74634
81434 | 2.925 | 0.8 | 365 | 2.6771 | 0.36238 | 3 | 0.039472
81591 | 6.48 | 0.8 | 365 | 5.9308 | 0.87974 | 6 | 0.81052
81535 | 11.52 | 0.8 | 365 | 10.5436 | 0.11953 | 10 | 0.66315
81166 | 12.88 | 0.8 | 365 | 11.7884 | 0.61281 | 12 | 0.40116
81528 | 9.9 | 0.8 | 365 | 9.0609 | 0.1496 | 9 | 0.21052
82011 | 4.72 | 0.8 | 365 | 4.32 | 0.65314 | 4 | 0.9731
81669 | 4.64 | 0.8 | 365 | 4.2467 | 0.50648 | 4 | 0.75321
76641 | 6.5 | 0.8 | 365 | 5.9491 | 0.9164 | 6 | 0.86549
81010 | 6.38 | 0.8 | 365 | 5.8393 | 0.69641 | 6 | 0.53567
81821 | 12.76 | 0.8 | 365 | 11.6785 | 0.39282 | 12 | 0.07134
81630 | 8.99 | 0.8 | 365 | 8.2281 | 0.4813 | 8 | 0.70935
81617 | 13.34 | 0.8 | 365 | 12.2094 | 0.45613 | 12 | 0.66549
81989 | 9.3 | 0.8 | 365 | 8.5118 | 0.049623 | 8 | 0.5614
81990 | 6.44 | 0.8 | 365 | 5.8942 | 0.80641 | 6 | 0.70058
81991 | 6.175 | 0.8 | 365 | 5.6516 | 0.32058 | 5 | 0.97222
81993 | 7.56 | 0.8 | 365 | 6.9193 | 0.85969 | 7 | 0.77894
81994 | 15.5 | 0.8 | 365 | 14.1863 | 0.41604 | 14 | 0.60233
82002 | 6.825 | 0.8 | 365 | 6.2465 | 0.51222 | 6 | 0.75877
82005 | 6.49 | 0.8 | 365 | 5.9399 | 0.89807 | 6 | 0.83801
82220 | 7.8 | 0.8 | 365 | 7.1389 | 0.29968 | 7 | 0.43859
82219 | 13.4 | 0.8 | 365 | 12.2643 | 0.56612 | 12 | 0.8304
82218 | 6.9 | 0.8 | 365 | 6.3152 | 0.64972 | 6 | 0.96491
82213 | 11.16 | 0.8 | 365 | 10.2141 | 0.45955 | 10 | 0.67368
82210 | 3.6 | 0.8 | 365 | 3.2949 | 0.59985 | 3 | 0.89474
82203 | 4.8 | 0.8 | 365 | 4.3932 | 0.79981 | 5 | 0.19298
82202 | 10.56 | 0.8 | 365 | 9.665 | 0.35957 | 10 | 0.024557
82201 | 6.3 | 0.8 | 365 | 5.766 | 0.54974 | 6 | 0.31579
82200 | 6.365 | 0.8 | 365 | 5.8255 | 0.66891 | 6 | 0.49444
82198 | 10.72 | 0.8 | 365 | 9.8114 | 0.6529 | 10 | 0.46432
82197 | 11.21 | 0.8 | 365 | 10.2599 | 0.55121 | 10 | 0.81111
81919 | 6.21 | 0.8 | 365 | 5.6837 | 0.38475 | 6 | 0.068418
81598 | 11.78 | 0.8 | 365 | 10.7816 | 0.59619 | 11 | 0.37777
82194 | 14.4 | 0.8 | 365 | 13.1795 | 0.39942 | 13 | 0.57894
82193 | 11.55 | 0.8 | 365 | 10.5711 | 0.17453 | 10 | 0.74561
82191 | 5.4 | 0.8 | 365 | 4.9423 | 0.89978 | 5 | 0.8421
82237 | 9.24 | 0.8 | 365 | 8.4569 | 0.93963 | 9 | 0.39649
82234 | 4.62 | 0.8 | 365 | 4.2284 | 0.46981 | 4 | 0.69824
82232 | 15.84 | 0.8 | 365 | 14.4975 | 0.039358 | 14 | 0.53684
82238 | 5.28 | 0.8 | 365 | 4.8325 | 0.67979 | 5 | 0.51228
82188 | 6.84 | 0.8 | 365 | 6.2603 | 0.53972 | 6 | 0.8
82187 | 9.6 | 0.8 | 365 | 8.7864 | 0.59961 | 9 | 0.38596
82275 | 4.55 | 0.8 | 365 | 4.1644 | 0.34148 | 4 | 0.50585
82274 | 6.9 | 0.8 | 365 | 6.3152 | 0.64972 | 6 | 0.96491
82272 | 8.32 | 0.8 | 365 | 7.6148 | 0.253 | 7 | 0.86783
82265 | 10.385 | 0.8 | 365 | 9.5048 | 0.038746 | 9 | 0.54356
82263 | 10.8 | 0.8 | 365 | 9.8846 | 0.79956 | 10 | 0.68421
82261 | 3.9 | 0.8 | 365 | 3.5695 | 0.14984 | 3 | 0.7193
82259 | 8.1 | 0.8 | 365 | 7.4135 | 0.84967 | 8 | 0.26315
82257 | 7.7 | 0.8 | 365 | 7.0474 | 0.11635 | 7 | 0.16374
82253 | 24.09 | 0.8 | 365 | 22.0482 | 0.16402 | 22 | 0.21227
82058 | 4.8 | 0.8 | 365 | 4.3932 | 0.79981 | 5 | 0.19298
82057 | 9.135 | 0.8 | 365 | 8.3608 | 0.74713 | 9 | 0.10789
82055 | 6.2 | 0.8 | 365 | 5.6745 | 0.36642 | 6 | 0.040933
82054 | 8.64 | 0.8 | 365 | 7.9077 | 0.83965 | 8 | 0.74736
82053 | 6.03 | 0.8 | 365 | 5.5189 | 0.054756 | 5 | 0.57368
82297 | 4.2 | 0.8 | 365 | 3.844 | 0.69983 | 4 | 0.54386
82292 | 10.8 | 0.8 | 365 | 9.8846 | 0.79956 | 10 | 0.68421
82007 | 13.395 | 0.8 | 365 | 12.2597 | 0.55696 | 12 | 0.81666
82043 | 13.8 | 0.8 | 365 | 12.6304 | 0.29944 | 12 | 0.92982
82048 | 5.28 | 0.8 | 365 | 4.8325 | 0.67979 | 5 | 0.51228
82049 | 7.68 | 0.8 | 365 | 7.0291 | 0.079689 | 7 | 0.10877
82052 | 10.1 | 0.8 | 365 | 9.244 | 0.51626 | 9 | 0.76023
81979 | 6.035 | 0.8 | 365 | 5.5235 | 0.063922 | 5 | 0.58742
82062 | 6.6 | 0.8 | 365 | 6.0406 | 0.099732 | 6 | 0.14035
82069 | 7.54 | 0.8 | 365 | 6.9009 | 0.82303 | 7 | 0.72397
81601 | 7.25 | 0.8 | 365 | 6.6355 | 0.29137 | 6 | 0.9269
81578 | 11.16 | 0.8 | 365 | 10.2141 | 0.45955 | 10 | 0.67368
81575 | 10.7 | 0.8 | 365 | 9.7931 | 0.61623 | 10 | 0.40935
81599 | 11.16 | 0.8 | 365 | 10.2141 | 0.45955 | 10 | 0.67368
81573 | 8.04 | 0.8 | 365 | 7.3586 | 0.73967 | 8 | 0.098242
82079 | 3.48 | 0.8 | 365 | 3.1851 | 0.37986 | 3 | 0.56491
81571 | 10.8 | 0.8 | 365 | 9.8846 | 0.79956 | 10 | 0.68421
82100 | 4.905 | 0.8 | 365 | 4.4893 | 0.9923 | 5 | 0.48158
82104 | 7.8 | 0.8 | 365 | 7.1389 | 0.29968 | 7 | 0.43859
82105 | 9.45 | 0.8 | 365 | 8.6491 | 0.32462 | 8 | 0.97368
82108 | 11.06 | 0.8 | 365 | 10.1226 | 0.27622 | 10 | 0.39883
82113 | 7.36 | 0.8 | 365 | 6.7362 | 0.49304 | 7 | 0.22924
82112 | 12.6 | 0.8 | 365 | 11.5321 | 0.099489 | 11 | 0.63157
82116 | 11.7 | 0.8 | 365 | 10.7084 | 0.44953 | 11 | 0.15789
82163 | 10.73 | 0.8 | 365 | 9.8206 | 0.67123 | 10 | 0.49181
82118 | 10.08 | 0.8 | 365 | 9.2257 | 0.47959 | 9 | 0.70526
82122 | 10.2 | 0.8 | 365 | 9.3355 | 0.69959 | 10 | 0.035084
82123 | 13.2 | 0.8 | 365 | 12.0812 | 0.19946 | 12 | 0.2807
82124 | 6.6 | 0.8 | 365 | 6.0406 | 0.099732 | 6 | 0.14035
82126 | 6.6 | 0.8 | 365 | 6.0406 | 0.099732 | 6 | 0.14035
81867 | 5.49 | 1 | 365 | 6.2809 | 0.58097 | 6 | 0.86184
81796 | 9.36 | 0.8 | 365 | 8.5667 | 0.15962 | 8 | 0.72631
82131 | 14.4 | 0.8 | 365 | 13.1795 | 0.39942 | 13 | 0.57894
82137 | 5.36 | 0.8 | 365 | 4.9057 | 0.82645 | 5 | 0.73216
82139 | 5.36 | 0.8 | 365 | 4.9057 | 0.82645 | 5 | 0.73216
82141 | 10.05 | 0.8 | 365 | 9.1982 | 0.42459 | 9 | 0.6228
82144 | 5.52 | 0.8 | 365 | 5.0522 | 0.11978 | 5 | 0.17193
80795 | 7.98 | 0.8 | 365 | 7.3037 | 0.62968 | 7 | 0.93333
81822 | 2.9 | 0.8 | 365 | 2.6542 | 0.31655 | 2 | 0.97076
82176 | 10.05 | 0.8 | 365 | 9.1982 | 0.42459 | 9 | 0.6228
82181 | 4.96 | 0.8 | 365 | 4.5396 | 0.093132 | 4 | 0.63275
82186 | 7.56 | 0.8 | 365 | 6.9193 | 0.85969 | 7 | 0.77894
81892 | 784.08 | 0.6 | 365 | 538.2189 | 0.086164 | 538 | 0.30502
82020 | 11.7 | 0.8 | 365 | 10.7084 | 0.44953 | 11 | 0.15789
82177 | 11.31 | 0.8 | 365 | 10.3514 | 0.73454 | 11 | 0.08596
79853 | 9.44 | 0.8 | 365 | 8.6399 | 0.30628 | 8 | 0.94619
79732 | 2.9 | 0.8 | 365 | 2.6542 | 0.31655 | 2 | 0.97076
81167 | 3.77 | 0.8 | 365 | 3.4505 | 0.91151 | 4 | 0.36199
53917 | 4.16 | 1 | 365 | 4.7593 | 0.53312 | 5 | 0.2924
55751 | 7.8 | 1 | 365 | 8.9236 | 0.8746 | 9 | 0.79824
74082 | 2.86 | 0.8 | 365 | 2.6176 | 0.24322 | 2 | 0.86082
82084 | 8.6 | 0.8 | 365 | 7.8711 | 0.76632 | 8 | 0.63742
82089 | 5.7 | 0.8 | 365 | 5.2169 | 0.44977 | 5 | 0.66666
82086 | 6.6 | 0.8 | 365 | 6.0406 | 0.099732 | 6 | 0.14035
81856 | 7 | 0.8 | 365 | 6.4067 | 0.83305 | 7 | 0.23976
34007 | 361.8 | 1 | 365 | 413.9195 | 0.10667 | 414 | 0.02613
82145 | 9.44 | 0.8 | 365 | 8.6399 | 0.30628 | 8 | 0.94619
82106 | 12.6 | 0.8 | 365 | 11.5321 | 0.099489 | 11 | 0.63157
81704 | 12.6 | 0.8 | 365 | 11.5321 | 0.099489 | 11 | 0.63157
81862 | 6.03 | 0.8 | 365 | 5.5189 | 0.054756 | 5 | 0.57368
82024 | 3.78 | 0.8 | 365 | 3.4596 | 0.92985 | 4 | 0.38947
82174 | 2.9 | 0.8 | 365 | 2.6542 | 0.31655 | 2 | 0.97076
82056 | 5.886 | 0.8 | 365 | 5.3871 | 0.79076 | 6 | 0.17789
81899 | 24.79 | 0.8 | 365 | 22.6889 | 0.44733 | 23 | 0.13625
79143 | 143.78 | 0.6 | 365 | 98.6954 | 0.69313 | 99 | 0.38855
56018 | 379.89 | 0.8 | 365 | 347.6923 | 0.4496 | 348 | 0.14195
56020 | 379.89 | 0.8 | 365 | 347.6923 | 0.4496 | 348 | 0.14195
56017 | 379.89 | 0.8 | 365 | 347.6923 | 0.4496 | 348 | 0.14195
82209 | 11.34 | 0.8 | 365 | 10.3789 | 0.78954 | 11 | 0.16842
81974 | 20.7 | 0.8 | 365 | 18.9456 | 0.94916 | 19 | 0.89473
81052 | 2.565 | 0.8 | 365 | 2.3476 | 0.7024 | 3 | 0.049999
82025 | 12 | 0.8 | 365 | 10.9829 | 0.99951 | 11 | 0.98245
58581 | 997.12 | 0.7 | 365 | 798.5328 | 0.5113 | 799 | 0.044085
56178 | 997.12 | 0.7 | 365 | 798.5328 | 0.5113 | 799 | 0.044085
34003 | 361.8 | 1 | 365 | 413.9195 | 0.10667 | 414 | 0.02613
82140 | 11.7 | 0.8 | 365 | 10.7084 | 0.44953 | 11 | 0.15789
34644 | 1294.92 | 1 | 365 | 1481.461 | 0.45939 | 1481 | 0.92039
82154 | 8.7 | 0.8 | 365 | 7.9626 | 0.94965 | 8 | 0.91228
81737 | 8.12 | 0.8 | 365 | 7.4318 | 0.88634 | 8 | 0.31813
82199 | 6.96 | 0.8 | 365 | 6.3701 | 0.75972 | 7 | 0.12982
82612 | 8.04 | 0.8 | 365 | 7.3586 | 0.73967 | 8 | 0.098242
82610 | 10.385 | 0.8 | 365 | 9.5048 | 0.038746 | 9 | 0.54356
82609 | 11.1 | 0.8 | 365 | 10.1592 | 0.34955 | 10 | 0.50877
82561 | 6.38 | 0.8 | 365 | 5.8393 | 0.69641 | 6 | 0.53567
82558 | 5.1 | 0.8 | 365 | 4.6677 | 0.34979 | 5 | 0.017542
82556 | 11.16 | 0.8 | 365 | 10.2141 | 0.45955 | 10 | 0.67368
82554 | 4.02 | 0.8 | 365 | 3.6793 | 0.36984 | 4 | 0.049121
82550 | 9.135 | 0.8 | 365 | 8.3608 | 0.74713 | 9 | 0.10789
82546 | 6.3 | 0.8 | 365 | 5.766 | 0.54974 | 6 | 0.31579
82545 | 10.075 | 0.8 | 365 | 9.2211 | 0.47042 | 9 | 0.69152
82543 | 7.7 | 0.8 | 365 | 7.0474 | 0.11635 | 7 | 0.16374
82527 | 4.64 | 0.8 | 365 | 4.2467 | 0.50648 | 4 | 0.75321
82396 | 11.6 | 0.8 | 365 | 10.6168 | 0.2662 | 10 | 0.88304
82453 | 7.41 | 0.8 | 365 | 6.782 | 0.5847 | 7 | 0.36666
82397 | 6.67 | 0.8 | 365 | 6.1047 | 0.22806 | 6 | 0.33275
82308 | 6.67 | 0.8 | 365 | 6.1047 | 0.22806 | 6 | 0.33275
82338 | 6.09 | 0.8 | 365 | 5.5738 | 0.16475 | 5 | 0.73859
82244 | 5.22 | 0.8 | 365 | 4.7776 | 0.56979 | 5 | 0.34737
82255 | 4.64 | 0.8 | 365 | 4.2467 | 0.50648 | 4 | 0.75321
82153 | 8.7 | 0.8 | 365 | 7.9626 | 0.94965 | 8 | 0.91228
82150 | 7.25 | 0.8 | 365 | 6.6355 | 0.29137 | 6 | 0.9269
82311 | 4.93 | 0.8 | 365 | 4.5122 | 0.038134 | 4 | 0.55029
82333 | 5.8 | 0.8 | 365 | 5.3084 | 0.6331 | 5 | 0.94152
82313 | 8.99 | 0.8 | 365 | 8.2281 | 0.4813 | 8 | 0.70935
82310 | 5.22 | 0.8 | 365 | 4.7776 | 0.56979 | 5 | 0.34737
82334 | 5.8 | 0.8 | 365 | 5.3084 | 0.6331 | 5 | 0.94152
82312 | 6.96 | 0.8 | 365 | 6.3701 | 0.75972 | 7 | 0.12982
82170 | 3.48 | 0.8 | 365 | 3.1851 | 0.37986 | 3 | 0.56491
82169 | 4.93 | 0.8 | 365 | 4.5122 | 0.038134 | 4 | 0.55029
82166 | 13.34 | 0.8 | 365 | 12.2094 | 0.45613 | 12 | 0.66549
82168 | 6.38 | 0.8 | 365 | 5.8393 | 0.69641 | 6 | 0.53567
82164 | 4.93 | 0.8 | 365 | 4.5122 | 0.038134 | 4 | 0.55029
82161 | 5.8 | 0.8 | 365 | 5.3084 | 0.6331 | 5 | 0.94152
82160 | 4.35 | 0.8 | 365 | 3.9813 | 0.97482 | 4 | 0.95614
82158 | 13.05 | 0.8 | 365 | 11.9439 | 0.92447 | 12 | 0.86842
82157 | 6.96 | 0.8 | 365 | 6.3701 | 0.75972 | 7 | 0.12982
82245 | 8.41 | 0.8 | 365 | 7.6972 | 0.41799 | 8 | 0.1152
82212 | 5.8 | 0.8 | 365 | 5.3084 | 0.6331 | 5 | 0.94152
82204 | 11.31 | 0.8 | 365 | 10.3514 | 0.73454 | 11 | 0.08596
82148 | 10.15 | 0.8 | 365 | 9.2897 | 0.60792 | 9 | 0.89766
82207 | 6.38 | 0.8 | 365 | 5.8393 | 0.69641 | 6 | 0.53567
82175 | 2.24 | 0.8 | 365 | 2.0501 | 0.10658 | 2 | 0.15672
82454 | 3.77 | 0.8 | 365 | 3.4505 | 0.91151 | 4 | 0.36199
82537 | 6.09 | 0.8 | 365 | 5.5738 | 0.16475 | 5 | 0.73859
82562 | 8.7 | 0.8 | 365 | 7.9626 | 0.94965 | 8 | 0.91228
82173 | 5.8 | 0.8 | 365 | 5.3084 | 0.6331 | 5 | 0.94152
82172 | 7.25 | 0.8 | 365 | 6.6355 | 0.29137 | 6 | 0.9269
82167 | 8.7 | 0.8 | 365 | 7.9626 | 0.94965 | 8 | 0.91228
82165 | 8.41 | 0.8 | 365 | 7.6972 | 0.41799 | 8 | 0.1152
82162 | 5.51 | 0.8 | 365 | 5.043 | 0.10144 | 5 | 0.14444
82159 | 10.73 | 0.8 | 365 | 9.8206 | 0.67123 | 10 | 0.49181
82156 | 5.51 | 0.8 | 365 | 5.043 | 0.10144 | 5 | 0.14444
82146 | 9.86 | 0.8 | 365 | 9.0243 | 0.076267 | 9 | 0.10058
82093 | 8.7 | 0.8 | 365 | 7.9626 | 0.94965 | 8 | 0.91228
82094 | 5.8 | 0.8 | 365 | 5.3084 | 0.6331 | 5 | 0.94152
82096 | 6.38 | 0.8 | 365 | 5.8393 | 0.69641 | 6 | 0.53567
82097 | 3.19 | 0.8 | 365 | 2.9196 | 0.8482 | 3 | 0.76783
82624 | 13.5 | 0.8 | 365 | 12.3558 | 0.74945 | 13 | 0.10526
82619 | 6.93 | 0.8 | 365 | 6.3426 | 0.70472 | 7 | 0.047366
82615 | 6.48 | 0.8 | 365 | 5.9308 | 0.87974 | 6 | 0.81052
82614 | 7.2 | 0.8 | 365 | 6.5898 | 0.19971 | 6 | 0.78947
82613 | 8.1 | 0.8 | 365 | 7.4135 | 0.84967 | 8 | 0.26315
82611 | 5.88 | 0.8 | 365 | 5.3816 | 0.77976 | 6 | 0.1614
82553 | 6.6 | 0.8 | 365 | 6.0406 | 0.099732 | 6 | 0.14035
82552 | 5.12 | 0.8 | 365 | 4.6861 | 0.38646 | 5 | 0.072513
82551 | 6.4 | 0.8 | 365 | 5.8576 | 0.73307 | 6 | 0.59064
82549 | 11.7 | 0.8 | 365 | 10.7084 | 0.44953 | 11 | 0.15789
82544 | 9.24 | 0.8 | 365 | 8.4569 | 0.93963 | 9 | 0.39649
82541 | 16.45 | 0.8 | 365 | 15.0558 | 0.15767 | 15 | 0.21344
82540 | 11.9 | 0.8 | 365 | 10.8914 | 0.81618 | 11 | 0.7076
82539 | 9.92 | 0.8 | 365 | 9.0792 | 0.18626 | 9 | 0.26549
82542 | 6.825 | 0.8 | 365 | 6.2465 | 0.51222 | 6 | 0.75877
82419 | 59.965 | 0.6 | 365 | 41.162 | 0.45005 | 41 | 0.61204
82621 | 21.7 | 0.8 | 365 | 19.8608 | 0.78245 | 20 | 0.64327
82111 | 8.45 | 0.8 | 365 | 7.7338 | 0.49132 | 8 | 0.22514
82114 | 8.4 | 0.8 | 365 | 7.6881 | 0.39966 | 8 | 0.087716
82142 | 11.375 | 0.8 | 365 | 10.4109 | 0.85371 | 11 | 0.26462
82152 | 10.075 | 0.8 | 365 | 9.2211 | 0.47042 | 9 | 0.69152
82185 | 7.245 | 0.8 | 365 | 6.6309 | 0.28221 | 6 | 0.91315
82189 | 10.05 | 0.8 | 365 | 9.1982 | 0.42459 | 9 | 0.6228
82190 | 5.85 | 0.8 | 365 | 5.3542 | 0.72476 | 6 | 0.078945
82192 | 3.96 | 0.8 | 365 | 3.6244 | 0.25984 | 3 | 0.88421
82196 | 6.65 | 0.8 | 365 | 6.0864 | 0.1914 | 6 | 0.27778
82205 | 7.84 | 0.8 | 365 | 7.1755 | 0.37302 | 7 | 0.54853
82206 | 6.96 | 0.8 | 365 | 6.3701 | 0.75972 | 7 | 0.12982
82208 | 12.47 | 0.8 | 365 | 11.4131 | 0.86116 | 12 | 0.27426
82211 | 13.725 | 0.8 | 365 | 12.5617 | 0.16194 | 12 | 0.72368
82214 | 8.55 | 0.8 | 365 | 7.8253 | 0.67465 | 8 | 0.5
82216 | 10.89 | 0.8 | 365 | 9.967 | 0.96456 | 10 | 0.93157
82222 | 17.67 | 0.8 | 365 | 16.1724 | 0.39428 | 16 | 0.56666
82228 | 12.6 | 0.8 | 365 | 11.5321 | 0.099489 | 11 | 0.63157
82229 | 5.88 | 0.8 | 365 | 5.3816 | 0.77976 | 6 | 0.1614
82227 | 6.5 | 0.8 | 365 | 5.9491 | 0.9164 | 6 | 0.86549
82230 | 12.87 | 0.8 | 365 | 11.7792 | 0.59448 | 12 | 0.37368
82021 | 11.34 | 0.8 | 365 | 10.3789 | 0.78954 | 11 | 0.16842
82233 | 3.54 | 0.8 | 365 | 3.24 | 0.48986 | 3 | 0.72982
82235 | 5.015 | 0.8 | 365 | 4.59 | 0.19396 | 4 | 0.78392
82236 | 6.195 | 0.8 | 365 | 5.6699 | 0.35725 | 6 | 0.02719
81995 | 9.45 | 0.8 | 365 | 8.6491 | 0.32462 | 8 | 0.97368
82239 | 9.44 | 0.8 | 365 | 8.6399 | 0.30628 | 8 | 0.94619
82241 | 8.4 | 0.8 | 365 | 7.6881 | 0.39966 | 8 | 0.087716
82151 | 5.8 | 0.8 | 365 | 5.3084 | 0.6331 | 5 | 0.94152
82242 | 4.06 | 0.8 | 365 | 3.7159 | 0.44317 | 4 | 0.15906
82271 | 5.61 | 0.8 | 365 | 5.1345 | 0.28477 | 5 | 0.4193
82273 | 5.7 | 0.8 | 365 | 5.2169 | 0.44977 | 5 | 0.66666
82280 | 12.753 | 0.8 | 365 | 11.6721 | 0.37998 | 12 | 0.0521
82282 | 6.7 | 0.8 | 365 | 6.1321 | 0.28306 | 6 | 0.4152
82283 | 8.1 | 0.8 | 365 | 7.4135 | 0.84967 | 8 | 0.26315
82285 | 10.05 | 0.8 | 365 | 9.1982 | 0.42459 | 9 | 0.6228
82286 | 13.5 | 0.8 | 365 | 12.3558 | 0.74945 | 13 | 0.10526
82288 | 6.84 | 0.8 | 365 | 6.2603 | 0.53972 | 6 | 0.8
82287 | 12.685 | 0.8 | 365 | 11.6099 | 0.25532 | 11 | 0.8652
82290 | 5.1 | 0.8 | 365 | 4.6677 | 0.34979 | 5 | 0.017542
82294 | 11.2 | 0.8 | 365 | 10.2507 | 0.53288 | 10 | 0.78362
82293 | 4.56 | 0.8 | 365 | 4.1735 | 0.35982 | 4 | 0.53333
82295 | 5.61 | 0.8 | 365 | 5.1345 | 0.28477 | 5 | 0.4193
82296 | 12.48 | 0.8 | 365 | 11.4223 | 0.87949 | 12 | 0.30175
82298 | 5.8 | 0.8 | 365 | 5.3084 | 0.6331 | 5 | 0.94152
82299 | 5.13 | 0.8 | 365 | 4.6952 | 0.40479 | 5 | 0.099998
82304 | 12.24 | 0.8 | 365 | 11.2026 | 0.4395 | 11 | 0.6421
82309 | 12.24 | 0.8 | 365 | 11.2026 | 0.4395 | 11 | 0.6421
82314 | 8.4 | 0.8 | 365 | 7.6881 | 0.39966 | 8 | 0.087716
82316 | 6.96 | 0.8 | 365 | 6.3701 | 0.75972 | 7 | 0.12982
82315 | 9 | 0.8 | 365 | 8.2372 | 0.49964 | 8 | 0.73684
81915 | 8.37 | 0.8 | 365 | 7.6606 | 0.34466 | 8 | 0.0052597
82321 | 8.1 | 0.8 | 365 | 7.4135 | 0.84967 | 8 | 0.26315
82325 | 4.95 | 0.8 | 365 | 4.5305 | 0.074799 | 4 | 0.60526
82328 | 8.1 | 0.8 | 365 | 7.4135 | 0.84967 | 8 | 0.26315
82335 | 10.26 | 0.8 | 365 | 9.3904 | 0.80958 | 10 | 0.2
82336 | 9.12 | 0.8 | 365 | 8.347 | 0.71963 | 9 | 0.066663
82342 | 4.96 | 0.8 | 365 | 4.5396 | 0.093132 | 4 | 0.63275
82344 | 3.72 | 0.8 | 365 | 3.4047 | 0.81985 | 4 | 0.22456
82345 | 4.55 | 0.8 | 365 | 4.1644 | 0.34148 | 4 | 0.50585
82347 | 4.2 | 0.8 | 365 | 3.844 | 0.69983 | 4 | 0.54386
82348 | 6.3 | 0.8 | 365 | 5.766 | 0.54974 | 6 | 0.31579
82349 | 10.23 | 0.8 | 365 | 9.363 | 0.75459 | 10 | 0.11754
82351 | 9.42 | 0.8 | 365 | 8.6216 | 0.26962 | 8 | 0.89122
82350 | 7.75 | 0.8 | 365 | 7.0931 | 0.20802 | 7 | 0.30117
82355 | 9.3 | 0.8 | 365 | 8.5118 | 0.049623 | 8 | 0.5614
82357 | 11.16 | 0.8 | 365 | 10.2141 | 0.45955 | 10 | 0.67368
82360 | 8.265 | 0.8 | 365 | 7.5645 | 0.15216 | 7 | 0.71666
82362 | 10.89 | 0.8 | 365 | 9.967 | 0.96456 | 10 | 0.93157
82363 | 9.57 | 0.8 | 365 | 8.7589 | 0.54461 | 9 | 0.3035
82361 | 10.26 | 0.8 | 365 | 9.3904 | 0.80958 | 10 | 0.2
81969 | 7.54 | 0.8 | 365 | 6.9009 | 0.82303 | 7 | 0.72397
81379 | 7.975 | 0.8 | 365 | 7.2991 | 0.62051 | 7 | 0.91959
82718 | 4.48 | 0.8 | 365 | 4.1003 | 0.21315 | 4 | 0.31345
82717 | 10.385 | 0.8 | 365 | 9.5048 | 0.038746 | 9 | 0.54356
82715 | 4.32 | 0.8 | 365 | 3.9539 | 0.91982 | 4 | 0.87368
82714 | 15.66 | 0.8 | 365 | 14.3327 | 0.70937 | 15 | 0.042099
82687 | 13 | 0.8 | 365 | 11.8982 | 0.83281 | 12 | 0.73099
82686 | 5.1 | 0.8 | 365 | 4.6677 | 0.34979 | 5 | 0.017542
82685 | 8.775 | 0.8 | 365 | 8.0313 | 0.087144 | 8 | 0.11842
82684 | 4.55 | 0.8 | 365 | 4.1644 | 0.34148 | 4 | 0.50585
82681 | 6.2 | 0.8 | 365 | 5.6745 | 0.36642 | 6 | 0.040933
82679 | 11.7 | 0.8 | 365 | 10.7084 | 0.44953 | 11 | 0.15789
82678 | 11.05 | 0.8 | 365 | 10.1135 | 0.25789 | 10 | 0.37134
82674 | 11.7 | 0.8 | 365 | 10.7084 | 0.44953 | 11 | 0.15789
82671 | 4.875 | 0.8 | 365 | 4.4618 | 0.9373 | 5 | 0.39912
82536 | 24.84 | 0.8 | 365 | 22.7347 | 0.53899 | 23 | 0.27367
82535 | 6.405 | 0.8 | 365 | 5.8621 | 0.74224 | 6 | 0.60438
82534 | 4.5 | 0.8 | 365 | 4.1186 | 0.24982 | 4 | 0.36842
82533 | 7.54 | 0.8 | 365 | 6.9009 | 0.82303 | 7 | 0.72397
82512 | 8.76 | 0.8 | 365 | 8.0175 | 0.059645 | 8 | 0.077189
82506 | 9.715 | 0.8 | 365 | 8.8916 | 0.81044 | 9 | 0.70204
82505 | 9.18 | 0.8 | 365 | 8.4019 | 0.82963 | 9 | 0.23158
82504 | 11.055 | 0.8 | 365 | 10.118 | 0.26705 | 10 | 0.38508
82483 | 7.7 | 0.8 | 365 | 7.0474 | 0.11635 | 7 | 0.16374
82843 | 11.1 | 0.8 | 365 | 10.1592 | 0.34955 | 10 | 0.50877
82842 | 8.96 | 0.8 | 365 | 8.2006 | 0.4263 | 8 | 0.6269
82617 | 10.005 | 0.8 | 365 | 9.157 | 0.34209 | 9 | 0.49912
82841 | 7.75 | 0.8 | 365 | 7.0931 | 0.20802 | 7 | 0.30117
82840 | 3.72 | 0.8 | 365 | 3.4047 | 0.81985 | 4 | 0.22456
82376 | 7.92 | 0.8 | 365 | 7.2487 | 0.51968 | 7 | 0.76842
82378 | 7.92 | 0.8 | 365 | 7.2487 | 0.51968 | 7 | 0.76842
82379 | 12.15 | 0.8 | 365 | 11.1202 | 0.27451 | 11 | 0.39473
82380 | 5.886 | 0.8 | 365 | 5.3871 | 0.79076 | 6 | 0.17789
82381 | 6.03 | 0.8 | 365 | 5.5189 | 0.054756 | 5 | 0.57368
82382 | 9.45 | 0.8 | 365 | 8.6491 | 0.32462 | 8 | 0.97368
82384 | 11.055 | 0.8 | 365 | 10.118 | 0.26705 | 10 | 0.38508
82829 | 8 | 0.8 | 365 | 7.322 | 0.66634 | 7 | 0.9883
82828 | 7.035 | 0.8 | 365 | 6.4387 | 0.89721 | 7 | 0.33596
82827 | 10.56 | 0.8 | 365 | 9.665 | 0.35957 | 10 | 0.024557
82826 | 11.2 | 0.8 | 365 | 10.2507 | 0.53288 | 10 | 0.78362
82825 | 11.055 | 0.8 | 365 | 10.118 | 0.26705 | 10 | 0.38508
82824 | 11.16 | 0.8 | 365 | 10.2141 | 0.45955 | 10 | 0.67368
82861 | 4.34 | 0.8 | 365 | 3.9722 | 0.95649 | 4 | 0.92865
82343 | 7.13 | 0.8 | 365 | 6.5257 | 0.071378 | 6 | 0.59707
82860 | 6.6 | 0.8 | 365 | 6.0406 | 0.099732 | 6 | 0.14035
82839 | 4.251 | 0.8 | 365 | 3.8907 | 0.79333 | 4 | 0.68403
82838 | 12.4 | 0.8 | 365 | 11.349 | 0.73283 | 12 | 0.081866
82837 | 10.137 | 0.8 | 365 | 9.2778 | 0.58409 | 9 | 0.86193
82836 | 23.36 | 0.8 | 365 | 21.3801 | 0.82572 | 22 | 0.20584
82835 | 9.6 | 0.8 | 365 | 8.7864 | 0.59961 | 9 | 0.38596
82377 | 7.37 | 0.8 | 365 | 6.7454 | 0.51137 | 7 | 0.25672
82834 | 8.45 | 0.8 | 365 | 7.7338 | 0.49132 | 8 | 0.22514
82833 | 10.44 | 0.8 | 365 | 9.5552 | 0.13958 | 9 | 0.69473
82832 | 11.16 | 0.8 | 365 | 10.2141 | 0.45955 | 10 | 0.67368
82831 | 8.12 | 0.8 | 365 | 7.4318 | 0.88634 | 8 | 0.31813
82830 | 11.22 | 0.8 | 365 | 10.269 | 0.56955 | 10 | 0.83859
82719 | 5.525 | 0.8 | 365 | 5.0567 | 0.12894 | 5 | 0.18567
82688 | 8.235 | 0.8 | 365 | 7.537 | 0.097166 | 7 | 0.63421
82863 | 8.58 | 0.8 | 365 | 7.8528 | 0.72965 | 8 | 0.58245
82482 | 14.4 | 0.8 | 365 | 13.1795 | 0.39942 | 13 | 0.57894
82445 | 12.54 | 0.8 | 365 | 11.4772 | 0.98949 | 12 | 0.46666
82444 | 11.2 | 0.8 | 365 | 10.2507 | 0.53288 | 10 | 0.78362
82442 | 12.3 | 0.8 | 365 | 11.2575 | 0.5495 | 11 | 0.80701
82439 | 8.7 | 0.8 | 365 | 7.9626 | 0.94965 | 8 | 0.91228
82418 | 13.065 | 0.8 | 365 | 11.9577 | 0.95197 | 12 | 0.90964
82417 | 4.38 | 0.8 | 365 | 4.0088 | 0.029822 | 4 | 0.038595
82416 | 8.06 | 0.8 | 365 | 7.3769 | 0.77634 | 8 | 0.15321
82415 | 10.725 | 0.8 | 365 | 9.816 | 0.66207 | 10 | 0.47807
82413 | 12 | 0.8 | 365 | 10.9829 | 0.99951 | 11 | 0.98245
82412 | 6.3 | 0.8 | 365 | 5.766 | 0.54974 | 6 | 0.31579
82410 | 14.835 | 0.8 | 365 | 13.5777 | 0.1969 | 13 | 0.77456
82409 | 15.9 | 0.8 | 365 | 14.5524 | 0.14936 | 14 | 0.70175
82407 | 7.2 | 0.8 | 365 | 6.5898 | 0.19971 | 6 | 0.78947
82864 | 10.4 | 0.8 | 365 | 9.5185 | 0.066245 | 9 | 0.58479
82865 | 5.61 | 0.8 | 365 | 5.1345 | 0.28477 | 5 | 0.4193
82867 | 10.2 | 0.8 | 365 | 9.3355 | 0.69959 | 10 | 0.035084
82877 | 12.73 | 0.8 | 365 | 11.6511 | 0.33782 | 11 | 0.98888
82878 | 9.8 | 0.8 | 365 | 8.9694 | 0.96627 | 9 | 0.93567
82880 | 6.7 | 0.8 | 365 | 6.1321 | 0.28306 | 6 | 0.4152
82664 | 13.395 | 0.8 | 365 | 12.2597 | 0.55696 | 12 | 0.81666
82704 | 4.93 | 0.8 | 365 | 4.5122 | 0.038134 | 4 | 0.55029
82697 | 4.35 | 0.8 | 365 | 3.9813 | 0.97482 | 4 | 0.95614
82660 | 6.96 | 0.8 | 365 | 6.3701 | 0.75972 | 7 | 0.12982
82663 | 5.8 | 0.8 | 365 | 5.3084 | 0.6331 | 5 | 0.94152
82661 | 3.19 | 0.8 | 365 | 2.9196 | 0.8482 | 3 | 0.76783
82665 | 2.32 | 0.8 | 365 | 2.1234 | 0.25324 | 2 | 0.37661
82658 | 2.61 | 0.8 | 365 | 2.3888 | 0.78489 | 3 | 0.17368
82667 | 11.48 | 0.8 | 365 | 10.507 | 0.046201 | 10 | 0.55321
82652 | 4.06 | 0.8 | 365 | 3.7159 | 0.44317 | 4 | 0.15906
82147 | 7.83 | 0.8 | 365 | 7.1664 | 0.35468 | 7 | 0.52105
82668 | 10.71 | 0.8 | 365 | 9.8023 | 0.63457 | 10 | 0.43684
82662 | 11.6 | 0.8 | 365 | 10.6168 | 0.2662 | 10 | 0.88304
82390 | 7.41 | 0.8 | 365 | 6.782 | 0.5847 | 7 | 0.36666
82391 | 4.95 | 0.8 | 365 | 4.5305 | 0.074799 | 4 | 0.60526
82423 | 7.59 | 0.8 | 365 | 6.9467 | 0.91469 | 7 | 0.8614
82422 | 6.7 | 0.8 | 365 | 6.1321 | 0.28306 | 6 | 0.4152
82425 | 15.36 | 0.8 | 365 | 14.0582 | 0.15938 | 14 | 0.21754
82426 | 9.57 | 0.8 | 365 | 8.7589 | 0.54461 | 9 | 0.3035
82427 | 12.76 | 0.8 | 365 | 11.6785 | 0.39282 | 12 | 0.07134
82428 | 10.8 | 0.8 | 365 | 9.8846 | 0.79956 | 10 | 0.68421
82431 | 8.68 | 0.8 | 365 | 7.9443 | 0.91298 | 8 | 0.85731
82432 | 5.85 | 0.8 | 365 | 5.3542 | 0.72476 | 6 | 0.078945
82434 | 9.8 | 0.8 | 365 | 8.9694 | 0.96627 | 9 | 0.93567
82436 | 12.6 | 0.8 | 365 | 11.5321 | 0.099489 | 11 | 0.63157
82437 | 10.8 | 0.8 | 365 | 9.8846 | 0.79956 | 10 | 0.68421
82438 | 12.18 | 0.8 | 365 | 11.1477 | 0.32951 | 11 | 0.47719
82440 | 13.32 | 0.8 | 365 | 12.1911 | 0.41946 | 12 | 0.61052
82443 | 8.26 | 0.8 | 365 | 7.5599 | 0.143 | 7 | 0.70292
82447 | 9.28 | 0.8 | 365 | 8.4935 | 0.012957 | 8 | 0.50643
82448 | 11.1 | 0.8 | 365 | 10.1592 | 0.34955 | 10 | 0.50877
82449 | 7 | 0.8 | 365 | 6.4067 | 0.83305 | 7 | 0.23976
82450 | 5.76 | 0.8 | 365 | 5.2718 | 0.55977 | 5 | 0.83158
82451 | 9.3 | 0.8 | 365 | 8.5118 | 0.049623 | 8 | 0.5614
82457 | 9.9 | 0.8 | 365 | 9.0609 | 0.1496 | 9 | 0.21052
82588 | 4.06 | 0.8 | 365 | 3.7159 | 0.44317 | 4 | 0.15906
82460 | 7.83 | 0.8 | 365 | 7.1664 | 0.35468 | 7 | 0.52105
82461 | 3.84 | 0.8 | 365 | 3.5145 | 0.039844 | 3 | 0.55438
82462 | 7.7 | 0.8 | 365 | 7.0474 | 0.11635 | 7 | 0.16374
82463 | 11.285 | 0.8 | 365 | 10.3285 | 0.68871 | 11 | 0.017247
82466 | 10.325 | 0.8 | 365 | 9.4499 | 0.92875 | 10 | 0.37865
82467 | 8.12 | 0.8 | 365 | 7.4318 | 0.88634 | 8 | 0.31813
82468 | 8.99 | 0.8 | 365 | 8.2281 | 0.4813 | 8 | 0.70935
82469 | 7.54 | 0.8 | 365 | 6.9009 | 0.82303 | 7 | 0.72397
82470 | 6.96 | 0.8 | 365 | 6.3701 | 0.75972 | 7 | 0.12982
82472 | 8.99 | 0.8 | 365 | 8.2281 | 0.4813 | 8 | 0.70935
82473 | 12.71 | 0.8 | 365 | 11.6328 | 0.30115 | 11 | 0.93391
82548 | 7.08 | 0.8 | 365 | 6.4799 | 0.97971 | 7 | 0.45965
82063 | 2.2 | 0.8 | 365 | 2.0135 | 0.033244 | 2 | 0.046783
81889 | 11.8 | 0.8 | 365 | 10.7999 | 0.63286 | 11 | 0.43274
82441 | 27 | 0.6 | 365 | 18.5337 | 0.12418 | 18 | 0.65789
82478 | 3.015 | 0.8 | 365 | 2.7595 | 0.52738 | 3 | 0.28684
82477 | 14.79 | 0.8 | 365 | 13.5365 | 0.1144 | 13 | 0.65087
81691 | 12.39 | 0.8 | 365 | 11.3399 | 0.7145 | 12 | 0.054381
82480 | 6.7 | 0.8 | 365 | 6.1321 | 0.28306 | 6 | 0.4152
80989 | 12.8 | 0.8 | 365 | 11.7151 | 0.46615 | 12 | 0.18128
82484 | 5.2 | 0.8 | 365 | 4.7593 | 0.53312 | 5 | 0.2924
81953 | 10.15 | 0.8 | 365 | 9.2897 | 0.60792 | 9 | 0.89766
82486 | 9.455 | 0.8 | 365 | 8.6536 | 0.33378 | 8 | 0.98742
81699 | 4.35 | 0.8 | 365 | 3.9813 | 0.97482 | 4 | 0.95614
81745 | 10.03 | 0.8 | 365 | 9.1799 | 0.38793 | 9 | 0.56783
82487 | 7.425 | 0.8 | 365 | 6.7957 | 0.6122 | 7 | 0.40789
81718 | 6.1 | 0.8 | 365 | 5.583 | 0.18309 | 5 | 0.76608
81727 | 15.4 | 0.8 | 365 | 14.0948 | 0.23271 | 14 | 0.32748
81730 | 13.65 | 0.8 | 365 | 12.4931 | 0.024447 | 12 | 0.51754
81768 | 5.12 | 0.8 | 365 | 4.6861 | 0.38646 | 5 | 0.072513
82023 | 8.85 | 0.8 | 365 | 8.0999 | 0.22464 | 8 | 0.32456
81874 | 5.355 | 0.8 | 365 | 4.9011 | 0.81728 | 5 | 0.71842
81876 | 9 | 0.8 | 365 | 8.2372 | 0.49964 | 8 | 0.73684
82064 | 6.38 | 0.8 | 365 | 5.8393 | 0.69641 | 6 | 0.53567
81963 | 7.25 | 0.8 | 365 | 6.6355 | 0.29137 | 6 | 0.9269
81965 | 9.765 | 0.8 | 365 | 8.9374 | 0.9021 | 9 | 0.83947
82080 | 7.68 | 0.8 | 365 | 7.0291 | 0.079689 | 7 | 0.10877
82082 | 9.36 | 0.8 | 365 | 8.5667 | 0.15962 | 8 | 0.72631
82085 | 10.725 | 0.8 | 365 | 9.816 | 0.66207 | 10 | 0.47807
82365 | 9.6 | 0.8 | 365 | 8.7864 | 0.59961 | 9 | 0.38596
82352 | 3.48 | 0.8 | 365 | 3.1851 | 0.37986 | 3 | 0.56491
82120 | 12.06 | 0.8 | 365 | 11.0379 | 0.10951 | 11 | 0.14736
82489 | 11.825 | 0.8 | 365 | 10.8228 | 0.67869 | 11 | 0.50146
82178 | 7.875 | 0.8 | 365 | 7.2076 | 0.43718 | 7 | 0.64473
82492 | 8.58 | 0.8 | 365 | 7.8528 | 0.72965 | 8 | 0.58245
82491 | 9.86 | 0.8 | 365 | 9.0243 | 0.076267 | 9 | 0.10058
82494 | 8.835 | 0.8 | 365 | 8.0862 | 0.19714 | 8 | 0.28333
82495 | 10.88 | 0.8 | 365 | 9.9579 | 0.94623 | 10 | 0.90409
82496 | 4.845 | 0.8 | 365 | 4.4344 | 0.8823 | 5 | 0.31666
82497 | 6.21 | 0.8 | 365 | 5.6837 | 0.38475 | 6 | 0.068418
82499 | 11.52 | 0.8 | 365 | 10.5436 | 0.11953 | 10 | 0.66315
82508 | 8.1 | 0.8 | 365 | 7.4135 | 0.84967 | 8 | 0.26315
82510 | 13.63 | 0.8 | 365 | 12.4748 | 0.98778 | 13 | 0.46257
82511 | 12.9 | 0.8 | 365 | 11.8067 | 0.64948 | 12 | 0.45614
81380 | 10.545 | 0.8 | 365 | 9.6513 | 0.33207 | 9 | 0.98333
82247 | 10.73 | 0.8 | 365 | 9.8206 | 0.67123 | 10 | 0.49181
82248 | 6.84 | 0.8 | 365 | 6.2603 | 0.53972 | 6 | 0.8
82249 | 5.9 | 0.8 | 365 | 5.3999 | 0.81643 | 6 | 0.21637
82250 | 9.12 | 0.8 | 365 | 8.347 | 0.71963 | 9 | 0.066663
82251 | 8.28 | 0.8 | 365 | 7.5782 | 0.17966 | 7 | 0.75789
82252 | 4.8 | 0.8 | 365 | 4.3932 | 0.79981 | 5 | 0.19298
82254 | 8.75 | 0.8 | 365 | 8.0084 | 0.041312 | 8 | 0.049704
82513 | 9.75 | 0.8 | 365 | 8.9236 | 0.8746 | 9 | 0.79824
82258 | 5.95 | 0.8 | 365 | 5.4457 | 0.90809 | 6 | 0.3538
82260 | 4.68 | 0.8 | 365 | 4.2833 | 0.57981 | 4 | 0.86316
82264 | 9.45 | 0.8 | 365 | 8.6491 | 0.32462 | 8 | 0.97368
82266 | 10.15 | 0.8 | 365 | 9.2897 | 0.60792 | 9 | 0.89766
82518 | 9.28 | 0.8 | 365 | 8.4935 | 0.012957 | 8 | 0.50643
82268 | 6.3 | 0.8 | 365 | 5.766 | 0.54974 | 6 | 0.31579
82277 | 11.2 | 0.8 | 365 | 10.2507 | 0.53288 | 10 | 0.78362
82279 | 14.388 | 0.8 | 365 | 13.1685 | 0.37742 | 13 | 0.54596
82281 | 6.3 | 0.8 | 365 | 5.766 | 0.54974 | 6 | 0.31579
82284 | 8.96 | 0.8 | 365 | 8.2006 | 0.4263 | 8 | 0.6269
82291 | 7.705 | 0.8 | 365 | 7.052 | 0.12552 | 7 | 0.17748
82367 | 6.36 | 0.8 | 365 | 5.821 | 0.65974 | 6 | 0.4807
82370 | 5.31 | 0.8 | 365 | 4.8599 | 0.73478 | 5 | 0.59473
82522 | 8.32 | 0.8 | 365 | 7.6148 | 0.253 | 7 | 0.86783
82371 | 5.4 | 0.8 | 365 | 4.9423 | 0.89978 | 5 | 0.8421
82372 | 24.65 | 0.8 | 365 | 22.5608 | 0.19067 | 22 | 0.75145
82523 | 12.8 | 0.8 | 365 | 11.7151 | 0.46615 | 12 | 0.18128
82374 | 3.1 | 0.8 | 365 | 2.8373 | 0.68321 | 3 | 0.52047
82524 | 10.665 | 0.8 | 365 | 9.7611 | 0.55207 | 10 | 0.31315
82375 | 8.75 | 0.8 | 365 | 8.0084 | 0.041312 | 8 | 0.049704
82400 | 8.91 | 0.8 | 365 | 8.1548 | 0.33464 | 8 | 0.48947
82401 | 5.8 | 0.8 | 365 | 5.3084 | 0.6331 | 5 | 0.94152
82405 | 15.37 | 0.8 | 365 | 14.0673 | 0.17771 | 14 | 0.24502
82408 | 5.51 | 0.8 | 365 | 5.043 | 0.10144 | 5 | 0.14444
82474 | 13.275 | 0.8 | 365 | 12.1499 | 0.33696 | 12 | 0.48684
82475 | 11.21 | 0.8 | 365 | 10.2599 | 0.55121 | 10 | 0.81111
82528 | 8.4 | 0.8 | 365 | 7.6881 | 0.39966 | 8 | 0.087716
82526 | 12.099 | 0.8 | 365 | 11.0735 | 0.18101 | 11 | 0.25456
82529 | 9.1 | 0.8 | 365 | 8.3287 | 0.68296 | 9 | 0.011692
82531 | 9.72 | 0.8 | 365 | 8.8962 | 0.81961 | 9 | 0.71579
82532 | 14.4 | 0.8 | 365 | 13.1795 | 0.39942 | 13 | 0.57894
82547 | 6.84 | 0.8 | 365 | 6.2603 | 0.53972 | 6 | 0.8
82557 | 8.835 | 0.8 | 365 | 8.0862 | 0.19714 | 8 | 0.28333
82560 | 9.9 | 0.8 | 365 | 9.0609 | 0.1496 | 9 | 0.21052
82559 | 7.54 | 0.8 | 365 | 6.9009 | 0.82303 | 7 | 0.72397
82564 | 7.15 | 0.8 | 365 | 6.544 | 0.10804 | 6 | 0.65204
82568 | 6.38 | 0.8 | 365 | 5.8393 | 0.69641 | 6 | 0.53567
82570 | 9.1 | 0.8 | 365 | 8.3287 | 0.68296 | 9 | 0.011692
82571 | 10.5 | 0.8 | 365 | 9.6101 | 0.24957 | 9 | 0.85964
82573 | 10.15 | 0.8 | 365 | 9.2897 | 0.60792 | 9 | 0.89766
82575 | 8.41 | 0.8 | 365 | 7.6972 | 0.41799 | 8 | 0.1152
82576 | 10.5 | 0.8 | 365 | 9.6101 | 0.24957 | 9 | 0.85964
82578 | 9.145 | 0.8 | 365 | 8.3699 | 0.76546 | 9 | 0.13538
82580 | 9.12 | 0.8 | 365 | 8.347 | 0.71963 | 9 | 0.066663
82579 | 7.83 | 0.8 | 365 | 7.1664 | 0.35468 | 7 | 0.52105
82581 | 4.2 | 0.8 | 365 | 3.844 | 0.69983 | 4 | 0.54386
82583 | 7.83 | 0.8 | 365 | 7.1664 | 0.35468 | 7 | 0.52105
82585 | 9.12 | 0.8 | 365 | 8.347 | 0.71963 | 9 | 0.066663
82988 | 5.695 | 0.8 | 365 | 5.2123 | 0.4406 | 5 | 0.65292
82987 | 12.095 | 0.8 | 365 | 11.0699 | 0.17368 | 11 | 0.24356
82966 | 10.26 | 0.8 | 365 | 9.3904 | 0.80958 | 10 | 0.2
82965 | 6.84 | 0.8 | 365 | 6.2603 | 0.53972 | 6 | 0.8
82823 | 4.95 | 0.8 | 365 | 4.5305 | 0.074799 | 4 | 0.60526
82822 | 4.95 | 0.8 | 365 | 4.5305 | 0.074799 | 4 | 0.60526
82821 | 6.84 | 0.8 | 365 | 6.2603 | 0.53972 | 6 | 0.8
82820 | 11.4 | 0.8 | 365 | 10.4338 | 0.89954 | 11 | 0.33333
82819 | 5.61 | 0.8 | 365 | 5.1345 | 0.28477 | 5 | 0.4193
82818 | 8.265 | 0.8 | 365 | 7.5645 | 0.15216 | 7 | 0.71666
82817 | 4.95 | 0.8 | 365 | 4.5305 | 0.074799 | 4 | 0.60526
82816 | 6.84 | 0.8 | 365 | 6.2603 | 0.53972 | 6 | 0.8
82815 | 7.26 | 0.8 | 365 | 6.6447 | 0.30971 | 6 | 0.95438
82814 | 6.93 | 0.8 | 365 | 6.3426 | 0.70472 | 7 | 0.047366
82813 | 5.61 | 0.8 | 365 | 5.1345 | 0.28477 | 5 | 0.4193
82647 | 6.555 | 0.8 | 365 | 5.9994 | 0.017234 | 6 | 0.016664
82646 | 11.115 | 0.8 | 365 | 10.1729 | 0.37705 | 10 | 0.55
82635 | 3.42 | 0.8 | 365 | 3.1301 | 0.26986 | 3 | 0.4
82633 | 11.88 | 0.8 | 365 | 10.8731 | 0.77952 | 11 | 0.65263
82593 | 3.245 | 0.8 | 365 | 2.97 | 0.94904 | 3 | 0.919
82385 | 3.1 | 0.8 | 365 | 2.8373 | 0.68321 | 3 | 0.52047
80868 | 1.89 | 0.8 | 365 | 1.7298 | 0.46492 | 2 | 0.19474
82992 | 7.2 | 0.8 | 365 | 6.5898 | 0.19971 | 6 | 0.78947
82991 | 11.505 | 0.8 | 365 | 10.5299 | 0.092034 | 10 | 0.62193
82990 | 11.89 | 0.8 | 365 | 10.8823 | 0.79785 | 11 | 0.68011
82989 | 6 | 0.8 | 365 | 5.4915 | 0.99976 | 6 | 0.49123
82591 | 8.06 | 0.8 | 365 | 7.3769 | 0.77634 | 8 | 0.15321
82586 | 9.145 | 0.8 | 365 | 8.3699 | 0.76546 | 9 | 0.13538
82994 | 9.44 | 0.8 | 365 | 8.6399 | 0.30628 | 8 | 0.94619
82995 | 3.54 | 0.8 | 365 | 3.24 | 0.48986 | 3 | 0.72982
82999 | 12.095 | 0.8 | 365 | 11.0699 | 0.17368 | 11 | 0.24356
83000 | 7.08 | 0.8 | 365 | 6.4799 | 0.97971 | 7 | 0.45965
83001 | 7.08 | 0.8 | 365 | 6.4799 | 0.97971 | 7 | 0.45965
83004 | 11.21 | 0.8 | 365 | 10.2599 | 0.55121 | 10 | 0.81111
82998 | 8.555 | 0.8 | 365 | 7.8299 | 0.68382 | 8 | 0.51374
83002 | 7.375 | 0.8 | 365 | 6.7499 | 0.52053 | 7 | 0.27046
82996 | 8.12 | 0.8 | 365 | 7.4318 | 0.88634 | 8 | 0.31813
83035 | 9.405 | 0.8 | 365 | 8.6079 | 0.24212 | 8 | 0.85
83034 | 5.28 | 0.8 | 365 | 4.8325 | 0.67979 | 5 | 0.51228
83033 | 4.845 | 0.8 | 365 | 4.4344 | 0.8823 | 5 | 0.31666
83006 | 5.31 | 0.8 | 365 | 4.8599 | 0.73478 | 5 | 0.59473
83032 | 6.6 | 0.8 | 365 | 6.0406 | 0.099732 | 6 | 0.14035
83031 | 8.835 | 0.8 | 365 | 8.0862 | 0.19714 | 8 | 0.28333
83009 | 7.67 | 0.8 | 365 | 7.0199 | 0.061356 | 7 | 0.081283
83008 | 12.18 | 0.8 | 365 | 11.1477 | 0.32951 | 11 | 0.47719
81984 | 85 | 0.6 | 365 | 58.3469 | 0.87242 | 59 | 0.21927
82520 | 9.72 | 0.8 | 365 | 8.8962 | 0.81961 | 9 | 0.71579
82393 | 4.13 | 0.8 | 365 | 3.78 | 0.5715 | 4 | 0.35146
82383 | 11.055 | 0.8 | 365 | 10.118 | 0.26705 | 10 | 0.38508
82430 | 5.8 | 0.8 | 365 | 5.3084 | 0.6331 | 5 | 0.94152
82326 | 7.625 | 0.8 | 365 | 6.9787 | 0.97886 | 7 | 0.9576
82332 | 4.93 | 0.8 | 365 | 4.5122 | 0.038134 | 4 | 0.55029
82066 | 24.75 | 0.8 | 365 | 22.6523 | 0.374 | 23 | 0.026306
82488 | 13.72 | 0.8 | 365 | 12.5572 | 0.15278 | 12 | 0.70994
82490 | 6.72 | 0.8 | 365 | 6.1504 | 0.31973 | 6 | 0.47017
82289 | 6.625 | 0.8 | 365 | 6.0635 | 0.14556 | 6 | 0.20906
82318 | 6.49 | 0.8 | 365 | 5.9399 | 0.89807 | 6 | 0.83801
82324 | 8.12 | 0.8 | 365 | 7.4318 | 0.88634 | 8 | 0.31813
82339 | 12.025 | 0.8 | 365 | 11.0058 | 0.045346 | 11 | 0.051165
82340 | 13 | 0.8 | 365 | 11.8982 | 0.83281 | 12 | 0.73099
82353 | 7.015 | 0.8 | 365 | 6.4204 | 0.86055 | 7 | 0.28099
82320 | 23.36 | 0.8 | 365 | 21.3801 | 0.82572 | 22 | 0.20584
82389 | 12.775 | 0.8 | 365 | 11.6923 | 0.42032 | 12 | 0.11257
82481 | 3.285 | 0.8 | 365 | 3.0066 | 0.022367 | 3 | 0.028946
82331 | 10.05 | 0.8 | 365 | 9.1982 | 0.42459 | 9 | 0.6228
82424 | 12.96 | 0.8 | 365 | 11.8616 | 0.75947 | 12 | 0.62105
81698 | 9.735 | 0.8 | 365 | 8.9099 | 0.84711 | 9 | 0.75701
81863 | 4.2 | 0.8 | 365 | 3.844 | 0.69983 | 4 | 0.54386
82403 | 6.38 | 0.8 | 365 | 5.8393 | 0.69641 | 6 | 0.53567
82592 | 4.72 | 0.8 | 365 | 4.32 | 0.65314 | 4 | 0.9731
82584 | 14.82 | 0.8 | 365 | 13.5639 | 0.1694 | 13 | 0.73333
82455 | 9.45 | 0.8 | 365 | 8.6491 | 0.32462 | 8 | 0.97368
82459 | 9.6 | 0.8 | 365 | 8.7864 | 0.59961 | 9 | 0.38596
82476 | 6.67 | 0.8 | 365 | 6.1047 | 0.22806 | 6 | 0.33275
82346 | 16.74 | 0.8 | 365 | 15.3212 | 0.68932 | 16 | 0.010519
82215 | 6.93 | 0.8 | 365 | 6.3426 | 0.70472 | 7 | 0.047366
82226 | 5.61 | 0.8 | 365 | 5.1345 | 0.28477 | 5 | 0.4193
82356 | 6 | 0.8 | 365 | 5.4915 | 0.99976 | 6 | 0.49123
82386 | 12.06 | 0.8 | 365 | 11.0379 | 0.10951 | 11 | 0.14736
82270 | 7.41 | 0.8 | 365 | 6.782 | 0.5847 | 7 | 0.36666
82577 | 3.77 | 0.8 | 365 | 3.4505 | 0.91151 | 4 | 0.36199
82597 | 3.965 | 0.8 | 365 | 3.6289 | 0.26901 | 3 | 0.89795
82599 | 5.1 | 0.8 | 365 | 4.6677 | 0.34979 | 5 | 0.017542
82600 | 11.39 | 0.8 | 365 | 10.4246 | 0.8812 | 11 | 0.30584
82602 | 7.68 | 0.8 | 365 | 7.0291 | 0.079689 | 7 | 0.10877
82604 | 8.04 | 0.8 | 365 | 7.3586 | 0.73967 | 8 | 0.098242
82605 | 12 | 0.8 | 365 | 10.9829 | 0.99951 | 11 | 0.98245
82607 | 13.6 | 0.8 | 365 | 12.4473 | 0.93278 | 13 | 0.38011
82616 | 5.76 | 0.8 | 365 | 5.2718 | 0.55977 | 5 | 0.83158
82620 | 4.48 | 0.8 | 365 | 4.1003 | 0.21315 | 4 | 0.31345
82622 | 10.08 | 0.8 | 365 | 9.2257 | 0.47959 | 9 | 0.70526
82329 | 9.28 | 0.8 | 365 | 8.4935 | 0.012957 | 8 | 0.50643
82330 | 11.59 | 0.8 | 365 | 10.6077 | 0.24786 | 10 | 0.85555
82337 | 10.83 | 0.8 | 365 | 9.9121 | 0.85456 | 10 | 0.76666
82589 | 5.22 | 0.8 | 365 | 4.7776 | 0.56979 | 5 | 0.34737
82319 | 4.2 | 0.8 | 365 | 3.844 | 0.69983 | 4 | 0.54386
82322 | 7.98 | 0.8 | 365 | 7.3037 | 0.62968 | 7 | 0.93333
82327 | 4.35 | 0.8 | 365 | 3.9813 | 0.97482 | 4 | 0.95614
82868 | 15.41 | 0.8 | 365 | 14.1039 | 0.25104 | 14 | 0.35496
82221 | 4.64 | 0.8 | 365 | 4.2467 | 0.50648 | 4 | 0.75321
82223 | 6.27 | 0.8 | 365 | 5.7386 | 0.49475 | 6 | 0.23333
82224 | 11.97 | 0.8 | 365 | 10.9555 | 0.94451 | 11 | 0.9
82398 | 5.76 | 0.8 | 365 | 5.2718 | 0.55977 | 5 | 0.83158
83051 | 9.3 | 0.8 | 365 | 8.5118 | 0.049623 | 8 | 0.5614
83048 | 5.7 | 0.8 | 365 | 5.2169 | 0.44977 | 5 | 0.66666
82587 | 4.06 | 0.8 | 365 | 3.7159 | 0.44317 | 4 | 0.15906
82446 | 7.5 | 0.8 | 365 | 6.8643 | 0.7497 | 7 | 0.61403
79731 | 3.48 | 0.8 | 365 | 3.1851 | 0.37986 | 3 | 0.56491
81540 | 24.12 | 0.8 | 365 | 22.0757 | 0.21902 | 22 | 0.29473
82519 | 7.36 | 0.8 | 365 | 6.7362 | 0.49304 | 7 | 0.22924
82388 | 10.89 | 0.8 | 365 | 9.967 | 0.96456 | 10 | 0.93157
81713 | 4.64 | 0.8 | 365 | 4.2467 | 0.50648 | 4 | 0.75321
82566 | 4.06 | 0.8 | 365 | 3.7159 | 0.44317 | 4 | 0.15906
49776 | 13.08 | 0.8 | 365 | 11.9714 | 0.97947 | 12 | 0.95087
82262 | 5.22 | 0.8 | 365 | 4.7776 | 0.56979 | 5 | 0.34737
82471 | 4.64 | 0.8 | 365 | 4.2467 | 0.50648 | 4 | 0.75321
82399 | 8.37 | 0.8 | 365 | 7.6606 | 0.34466 | 8 | 0.0052597
82135 | 8.1 | 0.8 | 365 | 7.4135 | 0.84967 | 8 | 0.26315
82682 | 6.46 | 0.8 | 365 | 5.9125 | 0.84307 | 6 | 0.75555
82107 | 2.17 | 0.8 | 365 | 1.9861 | 0.97825 | 2 | 0.96433
82128 | 8.96 | 0.8 | 365 | 8.2006 | 0.4263 | 8 | 0.6269
81329 | 5.6 | 0.8 | 365 | 5.1254 | 0.26644 | 5 | 0.39181
82136 | 5.4 | 0.8 | 365 | 4.9423 | 0.89978 | 5 | 0.8421
82354 | 4.38 | 0.8 | 365 | 4.0088 | 0.029822 | 4 | 0.038595
82127 | 8.96 | 0.8 | 365 | 8.2006 | 0.4263 | 8 | 0.6269
82129 | 8.96 | 0.8 | 365 | 8.2006 | 0.4263 | 8 | 0.6269
82022 | 2.9 | 0.8 | 365 | 2.6542 | 0.31655 | 2 | 0.97076
82623 | 13.2 | 0.8 | 365 | 12.0812 | 0.19946 | 12 | 0.2807
82625 | 3.2 | 0.8 | 365 | 2.9288 | 0.86654 | 3 | 0.79532
82626 | 3.3 | 0.8 | 365 | 3.0203 | 0.049866 | 3 | 0.070174
82627 | 6.7 | 0.8 | 365 | 6.1321 | 0.28306 | 6 | 0.4152
82630 | 3.48 | 0.8 | 365 | 3.1851 | 0.37986 | 3 | 0.56491
82631 | 5.31 | 0.8 | 365 | 4.8599 | 0.73478 | 5 | 0.59473
82243 | 10.15 | 0.8 | 365 | 9.2897 | 0.60792 | 9 | 0.89766
82240 | 6.96 | 0.8 | 365 | 6.3701 | 0.75972 | 7 | 0.12982
82634 | 2.065 | 0.8 | 365 | 1.89 | 0.78575 | 2 | 0.67573
82525 | 18.65 | 0.8 | 365 | 17.0693 | 0.19091 | 17 | 0.26023
82276 | 7 | 0.8 | 365 | 6.4067 | 0.83305 | 7 | 0.23976
82636 | 6.12 | 0.8 | 365 | 5.6013 | 0.21975 | 5 | 0.82105
82637 | 4.13 | 0.8 | 365 | 3.78 | 0.5715 | 4 | 0.35146
82638 | 8.26 | 0.8 | 365 | 7.5599 | 0.143 | 7 | 0.70292
82642 | 5.605 | 0.8 | 365 | 5.1299 | 0.27561 | 5 | 0.40555
82644 | 3.54 | 0.8 | 365 | 3.24 | 0.48986 | 3 | 0.72982
82641 | 5.22 | 0.8 | 365 | 4.7776 | 0.56979 | 5 | 0.34737
82643 | 6.38 | 0.8 | 365 | 5.8393 | 0.69641 | 6 | 0.53567
82645 | 6.75 | 0.8 | 365 | 6.1779 | 0.37473 | 6 | 0.55263
82649 | 3.9 | 0.8 | 365 | 3.5695 | 0.14984 | 3 | 0.7193
82650 | 10.44 | 0.8 | 365 | 9.5552 | 0.13958 | 9 | 0.69473
82651 | 12.54 | 0.8 | 365 | 11.4772 | 0.98949 | 12 | 0.46666
82653 | 9.48 | 0.8 | 365 | 8.6765 | 0.37962 | 9 | 0.056136
82654 | 6.72 | 0.8 | 365 | 6.1504 | 0.31973 | 6 | 0.47017
82657 | 10.545 | 0.8 | 365 | 9.6513 | 0.33207 | 9 | 0.98333
81668 | 94.05 | 0.6 | 365 | 64.5591 | 0.31589 | 64 | 0.87497
52727 | 1760.76 | 1 | 365 | 2014.408 | 0.98579 | 2015 | 0.39383
74365 | 86.4 | 0.6 | 365 | 59.3079 | 0.79737 | 60 | 0.10524
7419 | 460.8 | 0.6 | 365 | 316.3086 | 0.58599 | 316 | 0.89459
81958 | 6.09 | 0.8 | 365 | 5.5738 | 0.16475 | 5 | 0.73859
82669 | 9.735 | 0.8 | 365 | 8.9099 | 0.84711 | 9 | 0.75701
82670 | 4.425 | 0.8 | 365 | 4.05 | 0.11232 | 4 | 0.16228
82673 | 6.38 | 0.8 | 365 | 5.8393 | 0.69641 | 6 | 0.53567
82675 | 6.785 | 0.8 | 365 | 6.2099 | 0.43889 | 6 | 0.64883
82676 | 9.145 | 0.8 | 365 | 8.3699 | 0.76546 | 9 | 0.13538
82677 | 4.72 | 0.8 | 365 | 4.32 | 0.65314 | 4 | 0.9731
34239 | 2310.12 | 0.9 | 365 | 2378.616 | 0.51716 | 2379 | 0.13314
82690 | 12.6 | 0.8 | 365 | 11.5321 | 0.099489 | 11 | 0.63157
63539 | 192.78 | 0.9 | 365 | 198.496 | 0.59996 | 199 | 0.095963
81131 | 124.8 | 0.6 | 365 | 85.6669 | 0.59621 | 86 | 0.26312
82694 | 6.6 | 0.8 | 365 | 6.0406 | 0.099732 | 6 | 0.14035
82695 | 6.6 | 0.8 | 365 | 6.0406 | 0.099732 | 6 | 0.14035
81129 | 4.64 | 0.8 | 365 | 4.2467 | 0.50648 | 4 | 0.75321
82699 | 8.64 | 0.8 | 365 | 7.9077 | 0.83965 | 8 | 0.74736
82698 | 4.5 | 0.8 | 365 | 4.1186 | 0.24982 | 4 | 0.36842
82701 | 5.795 | 0.8 | 365 | 5.3038 | 0.62393 | 5 | 0.92778
82705 | 12.2 | 0.8 | 365 | 11.166 | 0.36617 | 11 | 0.53216
82707 | 5.22 | 0.8 | 365 | 4.7776 | 0.56979 | 5 | 0.34737
82708 | 6.09 | 0.8 | 365 | 5.5738 | 0.16475 | 5 | 0.73859
82709 | 11.505 | 0.8 | 365 | 10.5299 | 0.092034 | 10 | 0.62193
82710 | 11.21 | 0.8 | 365 | 10.2599 | 0.55121 | 10 | 0.81111
82225 | 554.715 | 0.6 | 365 | 380.775 | 0.71626 | 381 | 0.49128
82628 | 7.975 | 0.8 | 365 | 7.2991 | 0.62051 | 7 | 0.91959
82729 | 2.95 | 0.8 | 365 | 2.7 | 0.40821 | 3 | 0.10819
82728 | 7.8 | 0.8 | 365 | 7.1389 | 0.29968 | 7 | 0.43859
82730 | 2.95 | 0.8 | 365 | 2.7 | 0.40821 | 3 | 0.10819
82731 | 4.13 | 0.8 | 365 | 3.78 | 0.5715 | 4 | 0.35146
82732 | 4.72 | 0.8 | 365 | 4.32 | 0.65314 | 4 | 0.9731
82733 | 8.85 | 0.8 | 365 | 8.0999 | 0.22464 | 8 | 0.32456
82735 | 3.54 | 0.8 | 365 | 3.24 | 0.48986 | 3 | 0.72982
82736 | 5.51 | 0.8 | 365 | 5.043 | 0.10144 | 5 | 0.14444
82734 | 5.51 | 0.8 | 365 | 5.043 | 0.10144 | 5 | 0.14444
82737 | 4.5 | 0.8 | 365 | 4.1186 | 0.24982 | 4 | 0.36842
82738 | 5.31 | 0.8 | 365 | 4.8599 | 0.73478 | 5 | 0.59473
82740 | 4.72 | 0.8 | 365 | 4.32 | 0.65314 | 4 | 0.9731
82742 | 13.275 | 0.8 | 365 | 12.1499 | 0.33696 | 12 | 0.48684
82741 | 2.68 | 0.8 | 365 | 2.4529 | 0.91322 | 3 | 0.36608
82743 | 7.54 | 0.8 | 365 | 6.9009 | 0.82303 | 7 | 0.72397
82744 | 3.99 | 0.8 | 365 | 3.6518 | 0.31484 | 3 | 0.96667
82746 | 8.41 | 0.8 | 365 | 7.6972 | 0.41799 | 8 | 0.1152
82748 | 9.735 | 0.8 | 365 | 8.9099 | 0.84711 | 9 | 0.75701
82749 | 5.605 | 0.8 | 365 | 5.1299 | 0.27561 | 5 | 0.40555
82752 | 8.26 | 0.8 | 365 | 7.5599 | 0.143 | 7 | 0.70292
82753 | 5.605 | 0.8 | 365 | 5.1299 | 0.27561 | 5 | 0.40555
82754 | 6.67 | 0.8 | 365 | 6.1047 | 0.22806 | 6 | 0.33275
82756 | 2.95 | 0.8 | 365 | 2.7 | 0.40821 | 3 | 0.10819
82757 | 9.145 | 0.8 | 365 | 8.3699 | 0.76546 | 9 | 0.13538
82758 | 7.67 | 0.8 | 365 | 7.0199 | 0.061356 | 7 | 0.081283
82759 | 2.655 | 0.8 | 365 | 2.43 | 0.86739 | 3 | 0.29737
82761 | 7.67 | 0.8 | 365 | 7.0199 | 0.061356 | 7 | 0.081283
82751 | 6.54 | 0.8 | 365 | 5.9857 | 0.98973 | 6 | 0.97544
82762 | 4.72 | 0.8 | 365 | 4.32 | 0.65314 | 4 | 0.9731
82764 | 7.965 | 0.8 | 365 | 7.2899 | 0.60218 | 7 | 0.8921
82765 | 7.965 | 0.8 | 365 | 7.2899 | 0.60218 | 7 | 0.8921
82767 | 7.08 | 0.8 | 365 | 6.4799 | 0.97971 | 7 | 0.45965
82768 | 4.72 | 0.8 | 365 | 4.32 | 0.65314 | 4 | 0.9731
82770 | 2.655 | 0.8 | 365 | 2.43 | 0.86739 | 3 | 0.29737
82771 | 7.965 | 0.8 | 365 | 7.2899 | 0.60218 | 7 | 0.8921
34391 | 1388.16 | 1 | 365 | 1588.1328 | 0.12967 | 1588 | 0.26244
47410 | 1392.84 | 1 | 365 | 1593.487 | 0.85443 | 1594 | 0.34139
82774 | 4.425 | 0.8 | 365 | 4.05 | 0.11232 | 4 | 0.16228
82776 | 9.735 | 0.8 | 365 | 8.9099 | 0.84711 | 9 | 0.75701
82777 | 4.13 | 0.8 | 365 | 3.78 | 0.5715 | 4 | 0.35146
82778 | 3.835 | 0.8 | 365 | 3.51 | 0.030678 | 3 | 0.54064
82779 | 6.785 | 0.8 | 365 | 6.2099 | 0.43889 | 6 | 0.64883
82780 | 9.145 | 0.8 | 365 | 8.3699 | 0.76546 | 9 | 0.13538
82781 | 8.555 | 0.8 | 365 | 7.8299 | 0.68382 | 8 | 0.51374
82783 | 10.56 | 0.8 | 365 | 9.665 | 0.35957 | 10 | 0.024557
82782 | 4.875 | 0.8 | 365 | 4.4618 | 0.9373 | 5 | 0.39912
82784 | 11.88 | 0.8 | 365 | 10.8731 | 0.77952 | 11 | 0.65263
82785 | 12.8 | 0.8 | 365 | 11.7151 | 0.46615 | 12 | 0.18128
82786 | 10.98 | 0.8 | 365 | 10.0494 | 0.12955 | 10 | 0.17894
82787 | 11 | 0.8 | 365 | 10.0677 | 0.16622 | 10 | 0.23391
82788 | 11.68 | 0.8 | 365 | 10.6901 | 0.41286 | 11 | 0.10292
82789 | 8.555 | 0.8 | 365 | 7.8299 | 0.68382 | 8 | 0.51374
82790 | 8.32 | 0.8 | 365 | 7.6148 | 0.253 | 7 | 0.86783
82745 | 12.71 | 0.8 | 365 | 11.6328 | 0.30115 | 11 | 0.93391
82793 | 4.905 | 0.8 | 365 | 4.4893 | 0.9923 | 5 | 0.48158
82794 | 9.28 | 0.8 | 365 | 8.4935 | 0.012957 | 8 | 0.50643
82795 | 13.05 | 0.8 | 365 | 11.9439 | 0.92447 | 12 | 0.86842
82796 | 8.26 | 0.8 | 365 | 7.5599 | 0.143 | 7 | 0.70292
82799 | 9.15 | 0.8 | 365 | 8.3745 | 0.77463 | 9 | 0.14912
82801 | 13.325 | 0.8 | 365 | 12.1956 | 0.42863 | 12 | 0.62426
78382 | 44 | 0.6 | 365 | 30.2031 | 0.49866 | 30 | 0.70174
82775 | 12.099 | 0.8 | 365 | 11.0735 | 0.18101 | 11 | 0.25456
82846 | 10.08 | 0.8 | 365 | 9.2257 | 0.47959 | 9 | 0.70526
82848 | 14 | 0.8 | 365 | 12.8134 | 0.6661 | 13 | 0.47953
82847 | 12.095 | 0.8 | 365 | 11.0699 | 0.17368 | 11 | 0.24356
82851 | 13.4 | 0.8 | 365 | 12.2643 | 0.56612 | 12 | 0.8304
82852 | 12.95 | 0.8 | 365 | 11.8524 | 0.74114 | 12 | 0.59356
82854 | 8.85 | 0.8 | 365 | 8.0999 | 0.22464 | 8 | 0.32456
82855 | 8.4 | 0.8 | 365 | 7.6881 | 0.39966 | 8 | 0.087716
82874 | 6.825 | 0.8 | 365 | 6.2465 | 0.51222 | 6 | 0.75877
82881 | 10.64 | 0.8 | 365 | 9.7382 | 0.50624 | 10 | 0.24444
82853 | 2.9 | 0.8 | 365 | 2.6542 | 0.31655 | 2 | 0.97076
82618 | 12.73 | 0.8 | 365 | 11.6511 | 0.33782 | 11 | 0.98888
81883 | 5.1 | 0.8 | 365 | 4.6677 | 0.34979 | 5 | 0.017542
83234 | 13.275 | 0.8 | 365 | 12.1499 | 0.33696 | 12 | 0.48684
82769 | 12.095 | 0.8 | 365 | 11.0699 | 0.17368 | 11 | 0.24356
82763 | 2.95 | 0.8 | 365 | 2.7 | 0.40821 | 3 | 0.10819
82179 | 4.96 | 0.8 | 365 | 4.5396 | 0.093132 | 4 | 0.63275
82278 | 13.975 | 0.8 | 365 | 12.7905 | 0.62027 | 13 | 0.41081
82143 | 7.56 | 0.8 | 365 | 6.9193 | 0.85969 | 7 | 0.77894
82582 | 12.6 | 0.8 | 365 | 11.5321 | 0.099489 | 11 | 0.63157
82696 | 4.64 | 0.8 | 365 | 4.2467 | 0.50648 | 4 | 0.75321
82182 | 15.08 | 0.8 | 365 | 13.8019 | 0.64606 | 14 | 0.44795
82672 | 6.195 | 0.8 | 365 | 5.6699 | 0.35725 | 6 | 0.02719
78381 | 115.2 | 0.6 | 365 | 79.0772 | 0.3965 | 79 | 0.47365
82323 | 5.6 | 0.8 | 365 | 5.1254 | 0.26644 | 5 | 0.39181
82913 | 7.25 | 0.8 | 365 | 6.6355 | 0.29137 | 6 | 0.9269
81664 | 13.115 | 0.8 | 365 | 12.0034 | 0.043635 | 12 | 0.047071
82369 | 7.83 | 0.8 | 365 | 7.1664 | 0.35468 | 7 | 0.52105
81954 | 8.4 | 0.8 | 365 | 7.6881 | 0.39966 | 8 | 0.087716
82572 | 9.45 | 0.8 | 365 | 8.6491 | 0.32462 | 8 | 0.97368
82857 | 3.77 | 0.8 | 365 | 3.4505 | 0.91151 | 4 | 0.36199
82879 | 11.375 | 0.8 | 365 | 10.4109 | 0.85371 | 11 | 0.26462
82882 | 5.04 | 0.8 | 365 | 4.6128 | 0.2398 | 4 | 0.85263
82883 | 11.22 | 0.8 | 365 | 10.269 | 0.56955 | 10 | 0.83859
82884 | 3.54 | 0.8 | 365 | 3.24 | 0.48986 | 3 | 0.72982
82885 | 3.77 | 0.8 | 365 | 3.4505 | 0.91151 | 4 | 0.36199
82886 | 6.67 | 0.8 | 365 | 6.1047 | 0.22806 | 6 | 0.33275
82888 | 7.25 | 0.8 | 365 | 6.6355 | 0.29137 | 6 | 0.9269
82887 | 9.81 | 0.8 | 365 | 8.9786 | 0.9846 | 9 | 0.96315
82889 | 7.25 | 0.8 | 365 | 6.6355 | 0.29137 | 6 | 0.9269
82890 | 8.375 | 0.8 | 365 | 7.6652 | 0.35383 | 8 | 0.019002
79043 | 73.71 | 0.7 | 365 | 59.0299 | 0.24051 | 59 | 0.27037
82892 | 10.8 | 0.8 | 365 | 9.8846 | 0.79956 | 10 | 0.68421
82895 | 4.93 | 0.8 | 365 | 4.5122 | 0.038134 | 4 | 0.55029
82898 | 2.95 | 0.8 | 365 | 2.7 | 0.40821 | 3 | 0.10819
82897 | 4.05 | 0.8 | 365 | 3.7067 | 0.42484 | 4 | 0.13158
82899 | 8.85 | 0.8 | 365 | 8.0999 | 0.22464 | 8 | 0.32456
82901 | 13.275 | 0.8 | 365 | 12.1499 | 0.33696 | 12 | 0.48684
82902 | 3.54 | 0.8 | 365 | 3.24 | 0.48986 | 3 | 0.72982
82903 | 8.04 | 0.8 | 365 | 7.3586 | 0.73967 | 8 | 0.098242
82904 | 6.885 | 0.8 | 365 | 6.3015 | 0.62222 | 6 | 0.92368
82905 | 7.2 | 0.8 | 365 | 6.5898 | 0.19971 | 6 | 0.78947
82907 | 6.49 | 0.8 | 365 | 5.9399 | 0.89807 | 6 | 0.83801
82908 | 9.145 | 0.8 | 365 | 8.3699 | 0.76546 | 9 | 0.13538
82909 | 10.075 | 0.8 | 365 | 9.2211 | 0.47042 | 9 | 0.69152
82798 | 11.21 | 0.8 | 365 | 10.2599 | 0.55121 | 10 | 0.81111
82915 | 13.44 | 0.8 | 365 | 12.3009 | 0.63946 | 12 | 0.94035
82918 | 5.85 | 0.8 | 365 | 5.3542 | 0.72476 | 6 | 0.078945
82919 | 6.405 | 0.8 | 365 | 5.8621 | 0.74224 | 6 | 0.60438
82521 | 10.385 | 0.8 | 365 | 9.5048 | 0.038746 | 9 | 0.54356
82916 | 7.08 | 0.8 | 365 | 6.4799 | 0.97971 | 7 | 0.45965
82923 | 9.92 | 0.8 | 365 | 9.0792 | 0.18626 | 9 | 0.26549
82924 | 5.7 | 0.8 | 365 | 5.2169 | 0.44977 | 5 | 0.66666
82925 | 7.81 | 0.8 | 365 | 7.1481 | 0.31802 | 7 | 0.46608
82929 | 6.12 | 0.8 | 365 | 5.6013 | 0.21975 | 5 | 0.82105
82930 | 13.407 | 0.8 | 365 | 12.2707 | 0.57896 | 12 | 0.84964
82802 | 8.555 | 0.8 | 365 | 7.8299 | 0.68382 | 8 | 0.51374
82931 | 5.85 | 0.8 | 365 | 5.3542 | 0.72476 | 6 | 0.078945
82933 | 10.8 | 0.8 | 365 | 9.8846 | 0.79956 | 10 | 0.68421
82934 | 9.81 | 0.8 | 365 | 8.9786 | 0.9846 | 9 | 0.96315
82936 | 10.005 | 0.8 | 365 | 9.157 | 0.34209 | 9 | 0.49912
82939 | 1.75 | 0.8 | 365 | 1.6017 | 0.20826 | 1 | 0.80994
82938 | 3.84 | 0.8 | 365 | 3.5145 | 0.039844 | 3 | 0.55438
82941 | 11.16 | 0.8 | 365 | 10.2141 | 0.45955 | 10 | 0.67368
82935 | 9 | 0.8 | 365 | 8.2372 | 0.49964 | 8 | 0.73684
82943 | 9.9 | 0.8 | 365 | 9.0609 | 0.1496 | 9 | 0.21052
82940 | 10.791 | 0.8 | 365 | 9.8764 | 0.78306 | 10 | 0.65947
82949 | 13.34 | 0.8 | 365 | 12.2094 | 0.45613 | 12 | 0.66549
82950 | 4.72 | 0.8 | 365 | 4.32 | 0.65314 | 4 | 0.9731
82951 | 6.67 | 0.8 | 365 | 6.1047 | 0.22806 | 6 | 0.33275
82953 | 10.545 | 0.8 | 365 | 9.6513 | 0.33207 | 9 | 0.98333
82954 | 9.38 | 0.8 | 365 | 8.585 | 0.19629 | 8 | 0.78128
82955 | 9.125 | 0.8 | 365 | 8.3516 | 0.7288 | 9 | 0.080406
82956 | 9.8 | 0.8 | 365 | 8.9694 | 0.96627 | 9 | 0.93567
82959 | 6.03 | 0.8 | 365 | 5.5189 | 0.054756 | 5 | 0.57368
82960 | 6.6 | 0.8 | 365 | 6.0406 | 0.099732 | 6 | 0.14035
82961 | 6.08 | 0.8 | 365 | 5.5647 | 0.14642 | 5 | 0.71111
82967 | 9.425 | 0.8 | 365 | 8.6262 | 0.27878 | 8 | 0.90497
82859 | 21.11 | 0.8 | 365 | 19.3208 | 0.70081 | 20 | 0.021629
82968 | 8.175 | 0.8 | 365 | 7.4821 | 0.98717 | 8 | 0.46929
81700 | 7.375 | 0.8 | 365 | 6.7499 | 0.52053 | 7 | 0.27046
82969 | 8.04 | 0.8 | 365 | 7.3586 | 0.73967 | 8 | 0.098242
81705 | 13.3 | 0.8 | 365 | 12.1728 | 0.38279 | 12 | 0.55555
81961 | 6.96 | 0.8 | 365 | 6.3701 | 0.75972 | 7 | 0.12982
82081 | 10.385 | 0.8 | 365 | 9.5048 | 0.038746 | 9 | 0.54356
82121 | 4.14 | 0.8 | 365 | 3.7891 | 0.58983 | 4 | 0.37895
82373 | 12.71 | 0.8 | 365 | 11.6328 | 0.30115 | 11 | 0.93391
82574 | 10.85 | 0.8 | 365 | 9.9304 | 0.89123 | 10 | 0.82163
82692 | 3.3 | 0.8 | 365 | 3.0203 | 0.049866 | 3 | 0.070174
82922 | 12.9 | 0.8 | 365 | 11.8067 | 0.64948 | 12 | 0.45614
82981 | 7.25 | 0.8 | 365 | 6.6355 | 0.29137 | 6 | 0.9269
82984 | 12.6 | 0.8 | 365 | 11.5321 | 0.099489 | 11 | 0.63157
82691 | 7.2 | 0.8 | 365 | 6.5898 | 0.19971 | 6 | 0.78947
82632 | 6.67 | 0.8 | 365 | 6.1047 | 0.22806 | 6 | 0.33275
82538 | 12.675 | 0.8 | 365 | 11.6007 | 0.23699 | 11 | 0.83771
82648 | 12.35 | 0.8 | 365 | 11.3033 | 0.64117 | 11 | 0.94444
82656 | 11.52 | 0.8 | 365 | 10.5436 | 0.11953 | 10 | 0.66315
82590 | 8.555 | 0.8 | 365 | 7.8299 | 0.68382 | 8 | 0.51374
82368 | 9.92 | 0.8 | 365 | 9.0792 | 0.18626 | 9 | 0.26549
82703 | 9.92 | 0.8 | 365 | 9.0792 | 0.18626 | 9 | 0.26549
82706 | 12.375 | 0.8 | 365 | 11.3262 | 0.687 | 12 | 0.013153
82993 | 7.02 | 0.8 | 365 | 6.425 | 0.86972 | 7 | 0.29473
83005 | 7.08 | 0.8 | 365 | 6.4799 | 0.97971 | 7 | 0.45965
82608 | 8.8 | 0.8 | 365 | 8.0542 | 0.13298 | 8 | 0.18713
82985 | 6.03 | 0.8 | 365 | 5.5189 | 0.054756 | 5 | 0.57368
82978 | 5.1 | 0.8 | 365 | 4.6677 | 0.34979 | 5 | 0.017542
83012 | 9.8 | 0.8 | 365 | 8.9694 | 0.96627 | 9 | 0.93567
80943 | 4.56 | 0.8 | 365 | 4.1735 | 0.35982 | 4 | 0.53333
83014 | 2.6 | 0.8 | 365 | 2.3796 | 0.76656 | 3 | 0.1462
83017 | 10.08 | 0.8 | 365 | 9.2257 | 0.47959 | 9 | 0.70526
83018 | 4.2 | 0.8 | 365 | 3.844 | 0.69983 | 4 | 0.54386
83019 | 11.9 | 0.8 | 365 | 10.8914 | 0.81618 | 11 | 0.7076
83020 | 5.85 | 0.8 | 365 | 5.3542 | 0.72476 | 6 | 0.078945
83021 | 5.95 | 0.8 | 365 | 5.4457 | 0.90809 | 6 | 0.3538
83022 | 7.8 | 0.8 | 365 | 7.1389 | 0.29968 | 7 | 0.43859
83025 | 6.49 | 0.8 | 365 | 5.9399 | 0.89807 | 6 | 0.83801
83026 | 9.735 | 0.8 | 365 | 8.9099 | 0.84711 | 9 | 0.75701
83027 | 8.555 | 0.8 | 365 | 7.8299 | 0.68382 | 8 | 0.51374
83028 | 7.965 | 0.8 | 365 | 7.2899 | 0.60218 | 7 | 0.8921
83029 | 3.77 | 0.8 | 365 | 3.4505 | 0.91151 | 4 | 0.36199
82986 | 9.145 | 0.8 | 365 | 8.3699 | 0.76546 | 9 | 0.13538
83030 | 13.2 | 0.8 | 365 | 12.0812 | 0.19946 | 12 | 0.2807
82917 | 12.42 | 0.8 | 365 | 11.3673 | 0.7695 | 12 | 0.13684
82983 | 10.325 | 0.8 | 365 | 9.4499 | 0.92875 | 10 | 0.37865
82970 | 7.194 | 0.8 | 365 | 6.5843 | 0.18871 | 6 | 0.77298
82971 | 12.6 | 0.8 | 365 | 11.5321 | 0.099489 | 11 | 0.63157
82972 | 7.194 | 0.8 | 365 | 6.5843 | 0.18871 | 6 | 0.77298
82973 | 7.56 | 0.8 | 365 | 6.9193 | 0.85969 | 7 | 0.77894
82974 | 10.05 | 0.8 | 365 | 9.1982 | 0.42459 | 9 | 0.6228
82975 | 8.502 | 0.8 | 365 | 7.7814 | 0.58666 | 8 | 0.36807
82976 | 10.137 | 0.8 | 365 | 9.2778 | 0.58409 | 9 | 0.86193
83040 | 7.84 | 0.8 | 365 | 7.1755 | 0.37302 | 7 | 0.54853
83042 | 10.95 | 0.8 | 365 | 10.0219 | 0.074556 | 10 | 0.096487
83043 | 9.24 | 0.8 | 365 | 8.4569 | 0.93963 | 9 | 0.39649
83044 | 4.48 | 0.8 | 365 | 4.1003 | 0.21315 | 4 | 0.31345
83045 | 3.5 | 0.8 | 365 | 3.2034 | 0.41652 | 3 | 0.61988
83046 | 7.7 | 0.8 | 365 | 7.0474 | 0.11635 | 7 | 0.16374
83047 | 6.205 | 0.8 | 365 | 5.6791 | 0.37558 | 6 | 0.054676
83049 | 9.9 | 0.8 | 365 | 9.0609 | 0.1496 | 9 | 0.21052
82926 | 5.4 | 0.8 | 365 | 4.9423 | 0.89978 | 5 | 0.8421
83024 | 4.425 | 0.8 | 365 | 4.05 | 0.11232 | 4 | 0.16228
83050 | 3.245 | 0.8 | 365 | 2.97 | 0.94904 | 3 | 0.919
83052 | 7.2 | 0.8 | 365 | 6.5898 | 0.19971 | 6 | 0.78947
83053 | 13.275 | 0.8 | 365 | 12.1499 | 0.33696 | 12 | 0.48684
83056 | 7.695 | 0.8 | 365 | 7.0428 | 0.10719 | 7 | 0.15
83058 | 13.325 | 0.8 | 365 | 12.1956 | 0.42863 | 12 | 0.62426
83059 | 11.7 | 0.8 | 365 | 10.7084 | 0.44953 | 11 | 0.15789
83061 | 9.28 | 0.8 | 365 | 8.4935 | 0.012957 | 8 | 0.50643
83062 | 2.48 | 0.8 | 365 | 2.2698 | 0.54657 | 2 | 0.81637
83063 | 11.31 | 0.8 | 365 | 10.3514 | 0.73454 | 11 | 0.08596
83064 | 8.55 | 0.8 | 365 | 7.8253 | 0.67465 | 8 | 0.5
82747 | 6.7 | 0.8 | 365 | 6.1321 | 0.28306 | 6 | 0.4152
82760 | 11.16 | 0.8 | 365 | 10.2141 | 0.45955 | 10 | 0.67368
82773 | 9.66 | 0.8 | 365 | 8.8413 | 0.70961 | 9 | 0.55087
82803 | 10.35 | 0.8 | 365 | 9.4728 | 0.97458 | 10 | 0.44736
82804 | 11.16 | 0.8 | 365 | 10.2141 | 0.45955 | 10 | 0.67368
82805 | 13.8 | 0.8 | 365 | 12.6304 | 0.29944 | 12 | 0.92982
82807 | 7.92 | 0.8 | 365 | 7.2487 | 0.51968 | 7 | 0.76842
82806 | 10.35 | 0.8 | 365 | 9.4728 | 0.97458 | 10 | 0.44736
82811 | 9 | 0.8 | 365 | 8.2372 | 0.49964 | 8 | 0.73684
82812 | 9.72 | 0.8 | 365 | 8.8962 | 0.81961 | 9 | 0.71579
82866 | 4.83 | 0.8 | 365 | 4.4206 | 0.8548 | 5 | 0.27544
82870 | 7.94 | 0.8 | 365 | 7.267 | 0.55634 | 7 | 0.82339
82869 | 10.8 | 0.8 | 365 | 9.8846 | 0.79956 | 10 | 0.68421
82873 | 10.35 | 0.8 | 365 | 9.4728 | 0.97458 | 10 | 0.44736
82875 | 11.16 | 0.8 | 365 | 10.2141 | 0.45955 | 10 | 0.67368
82876 | 7.59 | 0.8 | 365 | 6.9467 | 0.91469 | 7 | 0.8614
82910 | 7.59 | 0.8 | 365 | 6.9467 | 0.91469 | 7 | 0.8614
82911 | 4.83 | 0.8 | 365 | 4.4206 | 0.8548 | 5 | 0.27544
82914 | 14.15 | 0.8 | 365 | 12.9507 | 0.94109 | 13 | 0.89181
52690 | 2894.4 | 0.8 | 365 | 2649.0845 | 0.28268 | 2649 | 0.36723
80558 | 200.88 | 0.6 | 365 | 137.8908 | 0.20389 | 138 | 0.094675
83080 | 6.72 | 0.8 | 365 | 6.1504 | 0.31973 | 6 | 0.47017
83090 | 13.275 | 0.8 | 365 | 12.1499 | 0.33696 | 12 | 0.48684
83091 | 5.605 | 0.8 | 365 | 5.1299 | 0.27561 | 5 | 0.40555
83092 | 30.72 | 0.6 | 365 | 21.0872 | 0.23907 | 21 | 0.32631
76343 | 2443.5 | 0.7 | 365 | 1956.8506 | 0.69459 | 1957 | 0.54517
83094 | 5.7 | 0.8 | 365 | 5.2169 | 0.44977 | 5 | 0.66666
83099 | 6.825 | 0.8 | 365 | 6.2465 | 0.51222 | 6 | 0.75877
83103 | 2.565 | 0.8 | 365 | 2.3476 | 0.7024 | 3 | 0.049999
83104 | 7.125 | 0.8 | 365 | 6.5211 | 0.062211 | 6 | 0.58333
83111 | 7.41 | 0.8 | 365 | 6.782 | 0.5847 | 7 | 0.36666
83113 | 6.12 | 0.8 | 365 | 5.6013 | 0.21975 | 5 | 0.82105
83117 | 8.32 | 0.8 | 365 | 7.6148 | 0.253 | 7 | 0.86783
83119 | 10.54 | 0.8 | 365 | 9.6467 | 0.32291 | 9 | 0.96959
83123 | 7.7 | 0.8 | 365 | 7.0474 | 0.11635 | 7 | 0.16374
83125 | 5.1 | 0.8 | 365 | 4.6677 | 0.34979 | 5 | 0.017542
83126 | 4.62 | 0.8 | 365 | 4.2284 | 0.46981 | 4 | 0.69824
83129 | 8.845 | 0.8 | 365 | 8.0953 | 0.21547 | 8 | 0.31082
79296 | 94.08 | 0.6 | 365 | 64.5797 | 0.35714 | 64 | 0.93681
79142 | 90.88 | 0.6 | 365 | 62.3831 | 0.95724 | 63 | 0.34032
83132 | 6.6 | 0.8 | 365 | 6.0406 | 0.099732 | 6 | 0.14035
83133 | 9.6 | 0.8 | 365 | 8.7864 | 0.59961 | 9 | 0.38596
83134 | 7.92 | 0.8 | 365 | 7.2487 | 0.51968 | 7 | 0.76842
83135 | 15 | 0.8 | 365 | 13.7287 | 0.49939 | 14 | 0.22806
83141 | 3.3 | 0.8 | 365 | 3.0203 | 0.049866 | 3 | 0.070174
83142 | 5.025 | 0.8 | 365 | 4.5991 | 0.2123 | 4 | 0.8114
83143 | 10.72 | 0.8 | 365 | 9.8114 | 0.6529 | 10 | 0.46432
83144 | 8.1 | 0.8 | 365 | 7.4135 | 0.84967 | 8 | 0.26315
81581 | 13.23 | 0.8 | 365 | 12.1087 | 0.25446 | 12 | 0.36315
79863 | 9.9 | 0.8 | 365 | 9.0609 | 0.1496 | 9 | 0.21052
83159 | 8.4 | 0.8 | 365 | 7.6881 | 0.39966 | 8 | 0.087716
82845 | 13.42 | 0.8 | 365 | 12.2826 | 0.60279 | 12 | 0.88537
83180 | 7.2 | 0.8 | 365 | 6.5898 | 0.19971 | 6 | 0.78947
83181 | 6.3 | 0.8 | 365 | 5.766 | 0.54974 | 6 | 0.31579
83182 | 9 | 0.8 | 365 | 8.2372 | 0.49964 | 8 | 0.73684
83183 | 4.8 | 0.8 | 365 | 4.3932 | 0.79981 | 5 | 0.19298
83184 | 8.06 | 0.8 | 365 | 7.3769 | 0.77634 | 8 | 0.15321
83192 | 11.89 | 0.8 | 365 | 10.8823 | 0.79785 | 11 | 0.68011
83200 | 10.03 | 0.8 | 365 | 9.1799 | 0.38793 | 9 | 0.56783
83205 | 24.9 | 0.8 | 365 | 22.7896 | 0.64899 | 23 | 0.43859
83206 | 9.94 | 0.8 | 365 | 9.0975 | 0.22293 | 9 | 0.32046
82716 | 10.44 | 0.8 | 365 | 9.5552 | 0.13958 | 9 | 0.69473
83207 | 12.87 | 0.8 | 365 | 11.7792 | 0.59448 | 12 | 0.37368
82720 | 6.96 | 0.8 | 365 | 6.3701 | 0.75972 | 7 | 0.12982
82452 | 4.06 | 0.8 | 365 | 3.7159 | 0.44317 | 4 | 0.15906
83209 | 8.4 | 0.8 | 365 | 7.6881 | 0.39966 | 8 | 0.087716
82723 | 10.92 | 0.8 | 365 | 9.9945 | 0.019557 | 10 | 0.014031
83211 | 7.04 | 0.8 | 365 | 6.4433 | 0.90638 | 7 | 0.3497
82739 | 6.96 | 0.8 | 365 | 6.3701 | 0.75972 | 7 | 0.12982
82724 | 7.83 | 0.8 | 365 | 7.1664 | 0.35468 | 7 | 0.52105
83212 | 10.56 | 0.8 | 365 | 9.665 | 0.35957 | 10 | 0.024557
82725 | 8.7 | 0.8 | 365 | 7.9626 | 0.94965 | 8 | 0.91228
83213 | 5.04 | 0.8 | 365 | 4.6128 | 0.2398 | 4 | 0.85263
83214 | 4.86 | 0.8 | 365 | 4.4481 | 0.9098 | 5 | 0.35789
82750 | 10.92 | 0.8 | 365 | 9.9945 | 0.019557 | 10 | 0.014031
83215 | 5.94 | 0.8 | 365 | 5.4366 | 0.88976 | 6 | 0.32631
82726 | 14 | 0.8 | 365 | 12.8134 | 0.6661 | 13 | 0.47953
83093 | 14.21 | 0.8 | 365 | 13.0056 | 0.051091 | 13 | 0.056719
83096 | 5.22 | 0.8 | 365 | 4.7776 | 0.56979 | 5 | 0.34737
83095 | 12.18 | 0.8 | 365 | 11.1477 | 0.32951 | 11 | 0.47719
83098 | 6.09 | 0.8 | 365 | 5.5738 | 0.16475 | 5 | 0.73859
83097 | 2.9 | 0.8 | 365 | 2.6542 | 0.31655 | 2 | 0.97076
83102 | 4.06 | 0.8 | 365 | 3.7159 | 0.44317 | 4 | 0.15906
83100 | 10.73 | 0.8 | 365 | 9.8206 | 0.67123 | 10 | 0.49181
83136 | 4.845 | 0.8 | 365 | 4.4344 | 0.8823 | 5 | 0.31666
83101 | 7.25 | 0.8 | 365 | 6.6355 | 0.29137 | 6 | 0.9269
83140 | 4.06 | 0.8 | 365 | 3.7159 | 0.44317 | 4 | 0.15906
83148 | 6.67 | 0.8 | 365 | 6.1047 | 0.22806 | 6 | 0.33275
83150 | 3.48 | 0.8 | 365 | 3.1851 | 0.37986 | 3 | 0.56491
83186 | 3.36 | 0.8 | 365 | 3.0752 | 0.15986 | 3 | 0.23509
83152 | 7.54 | 0.8 | 365 | 6.9009 | 0.82303 | 7 | 0.72397
83187 | 8.99 | 0.8 | 365 | 8.2281 | 0.4813 | 8 | 0.70935
83155 | 4.35 | 0.8 | 365 | 3.9813 | 0.97482 | 4 | 0.95614
83189 | 3.19 | 0.8 | 365 | 2.9196 | 0.8482 | 3 | 0.76783
83157 | 10.15 | 0.8 | 365 | 9.2897 | 0.60792 | 9 | 0.89766
83160 | 6.96 | 0.8 | 365 | 6.3701 | 0.75972 | 7 | 0.12982
83162 | 8.99 | 0.8 | 365 | 8.2281 | 0.4813 | 8 | 0.70935
83194 | 5.22 | 0.8 | 365 | 4.7776 | 0.56979 | 5 | 0.34737
83163 | 8.7 | 0.8 | 365 | 7.9626 | 0.94965 | 8 | 0.91228
83216 | 13.275 | 0.8 | 365 | 12.1499 | 0.33696 | 12 | 0.48684
83217 | 7.08 | 0.8 | 365 | 6.4799 | 0.97971 | 7 | 0.45965
83204 | 11.6 | 0.8 | 365 | 10.6168 | 0.2662 | 10 | 0.88304
83165 | 11.02 | 0.8 | 365 | 10.086 | 0.20289 | 10 | 0.28888
83166 | 4.64 | 0.8 | 365 | 4.2467 | 0.50648 | 4 | 0.75321
83108 | 4.06 | 0.8 | 365 | 3.7159 | 0.44317 | 4 | 0.15906
83109 | 6.09 | 0.8 | 365 | 5.5738 | 0.16475 | 5 | 0.73859
83110 | 5.13 | 0.8 | 365 | 4.6952 | 0.40479 | 5 | 0.099998
83114 | 15.12 | 0.8 | 365 | 13.8385 | 0.71939 | 14 | 0.55789
83172 | 9.86 | 0.8 | 365 | 9.0243 | 0.076267 | 9 | 0.10058
83118 | 4.35 | 0.8 | 365 | 3.9813 | 0.97482 | 4 | 0.95614
83176 | 5.8 | 0.8 | 365 | 5.3084 | 0.6331 | 5 | 0.94152
83177 | 9.86 | 0.8 | 365 | 9.0243 | 0.076267 | 9 | 0.10058
83178 | 5.22 | 0.8 | 365 | 4.7776 | 0.56979 | 5 | 0.34737
83120 | 11.2 | 0.8 | 365 | 10.2507 | 0.53288 | 10 | 0.78362
83190 | 7.54 | 0.8 | 365 | 6.9009 | 0.82303 | 7 | 0.72397
83220 | 4.64 | 0.8 | 365 | 4.2467 | 0.50648 | 4 | 0.75321
83146 | 5.8 | 0.8 | 365 | 5.3084 | 0.6331 | 5 | 0.94152
83193 | 5.6 | 0.8 | 365 | 5.1254 | 0.26644 | 5 | 0.39181
83147 | 9.86 | 0.8 | 365 | 9.0243 | 0.076267 | 9 | 0.10058
83149 | 6.67 | 0.8 | 365 | 6.1047 | 0.22806 | 6 | 0.33275
83221 | 2.36 | 0.8 | 365 | 2.16 | 0.32657 | 2 | 0.48655
83223 | 4.93 | 0.8 | 365 | 4.5122 | 0.038134 | 4 | 0.55029
83224 | 6.195 | 0.8 | 365 | 5.6699 | 0.35725 | 6 | 0.02719
83226 | 7.67 | 0.8 | 365 | 7.0199 | 0.061356 | 7 | 0.081283
83227 | 5.015 | 0.8 | 365 | 4.59 | 0.19396 | 4 | 0.78392
83228 | 6.49 | 0.8 | 365 | 5.9399 | 0.89807 | 6 | 0.83801
83229 | 6.195 | 0.8 | 365 | 5.6699 | 0.35725 | 6 | 0.02719
83231 | 6.195 | 0.8 | 365 | 5.6699 | 0.35725 | 6 | 0.02719
83230 | 12.76 | 0.8 | 365 | 11.6785 | 0.39282 | 12 | 0.07134
83232 | 8.85 | 0.8 | 365 | 8.0999 | 0.22464 | 8 | 0.32456
83233 | 2.95 | 0.8 | 365 | 2.7 | 0.40821 | 3 | 0.10819
83151 | 13.92 | 0.8 | 365 | 12.7402 | 0.51944 | 13 | 0.25964
83154 | 13.34 | 0.8 | 365 | 12.2094 | 0.45613 | 12 | 0.66549
83156 | 5.22 | 0.8 | 365 | 4.7776 | 0.56979 | 5 | 0.34737
83158 | 9.28 | 0.8 | 365 | 8.4935 | 0.012957 | 8 | 0.50643
83161 | 9.45 | 0.8 | 365 | 8.6491 | 0.32462 | 8 | 0.97368
83237 | 13.34 | 0.8 | 365 | 12.2094 | 0.45613 | 12 | 0.66549
83238 | 8.99 | 0.8 | 365 | 8.2281 | 0.4813 | 8 | 0.70935
83239 | 6.67 | 0.8 | 365 | 6.1047 | 0.22806 | 6 | 0.33275
83240 | 11.21 | 0.8 | 365 | 10.2599 | 0.55121 | 10 | 0.81111
83241 | 6.38 | 0.8 | 365 | 5.8393 | 0.69641 | 6 | 0.53567
83242 | 4.64 | 0.8 | 365 | 4.2467 | 0.50648 | 4 | 0.75321
83243 | 6.5 | 0.8 | 365 | 5.9491 | 0.9164 | 6 | 0.86549
83244 | 9.6 | 0.8 | 365 | 8.7864 | 0.59961 | 9 | 0.38596
83249 | 3.835 | 0.8 | 365 | 3.51 | 0.030678 | 3 | 0.54064
83252 | 2.43 | 0.8 | 365 | 2.224 | 0.4549 | 2 | 0.67895
83191 | 6.38 | 0.8 | 365 | 5.8393 | 0.69641 | 6 | 0.53567
83254 | 11.055 | 0.8 | 365 | 10.118 | 0.26705 | 10 | 0.38508
83256 | 6.12 | 0.8 | 365 | 5.6013 | 0.21975 | 5 | 0.82105
83164 | 9.57 | 0.8 | 365 | 8.7589 | 0.54461 | 9 | 0.3035
83257 | 12.8 | 0.8 | 365 | 11.7151 | 0.46615 | 12 | 0.18128
83258 | 3.84 | 0.8 | 365 | 3.5145 | 0.039844 | 3 | 0.55438
83167 | 5.51 | 0.8 | 365 | 5.043 | 0.10144 | 5 | 0.14444
83168 | 7.83 | 0.8 | 365 | 7.1664 | 0.35468 | 7 | 0.52105
83170 | 4.275 | 0.8 | 365 | 3.9127 | 0.83733 | 4 | 0.75
83260 | 5.185 | 0.8 | 365 | 4.7455 | 0.50562 | 5 | 0.25117
83171 | 13.34 | 0.8 | 365 | 12.2094 | 0.45613 | 12 | 0.66549
83262 | 10.8 | 0.8 | 365 | 9.8846 | 0.79956 | 10 | 0.68421
81487 | 52.2 | 0.7 | 365 | 41.8038 | 0.73565 | 42 | 0.53945
83263 | 14.6 | 0.8 | 365 | 13.3626 | 0.76607 | 14 | 0.12865
83261 | 5.185 | 0.8 | 365 | 4.7455 | 0.50562 | 5 | 0.25117
83264 | 12.24 | 0.8 | 365 | 11.2026 | 0.4395 | 11 | 0.6421
83266 | 6.4 | 0.8 | 365 | 5.8576 | 0.73307 | 6 | 0.59064
83267 | 17.08 | 0.8 | 365 | 15.6324 | 0.31264 | 15 | 0.94502
83202 | 4.41 | 0.8 | 365 | 4.0362 | 0.084821 | 4 | 0.12105
83269 | 10.24 | 0.8 | 365 | 9.3721 | 0.77292 | 10 | 0.14503
83245 | 5.51 | 0.8 | 365 | 5.043 | 0.10144 | 5 | 0.14444
83270 | 10.5 | 0.8 | 365 | 9.6101 | 0.24957 | 9 | 0.85964
83248 | 9.86 | 0.8 | 365 | 9.0243 | 0.076267 | 9 | 0.10058
83250 | 7.83 | 0.8 | 365 | 7.1664 | 0.35468 | 7 | 0.52105
83272 | 8.4 | 0.8 | 365 | 7.6881 | 0.39966 | 8 | 0.087716
83273 | 12.96 | 0.8 | 365 | 11.8616 | 0.75947 | 12 | 0.62105
83274 | 16.64 | 0.8 | 365 | 15.2297 | 0.50599 | 15 | 0.73567
83277 | 13.5 | 0.8 | 365 | 12.3558 | 0.74945 | 13 | 0.10526
83276 | 4.55 | 0.8 | 365 | 4.1644 | 0.34148 | 4 | 0.50585
83278 | 4.5 | 0.8 | 365 | 4.1186 | 0.24982 | 4 | 0.36842
82772 | 9.15 | 0.8 | 365 | 8.3745 | 0.77463 | 9 | 0.14912
83279 | 3.99 | 0.8 | 365 | 3.6518 | 0.31484 | 3 | 0.96667
83280 | 9.405 | 0.8 | 365 | 8.6079 | 0.24212 | 8 | 0.85
83281 | 7.695 | 0.8 | 365 | 7.0428 | 0.10719 | 7 | 0.15
82979 | 11.445 | 0.8 | 365 | 10.475 | 0.98204 | 11 | 0.45701
82997 | 9.81 | 0.8 | 365 | 8.9786 | 0.9846 | 9 | 0.96315
83007 | 10.08 | 0.8 | 365 | 9.2257 | 0.47959 | 9 | 0.70526
83010 | 8.502 | 0.8 | 365 | 7.7814 | 0.58666 | 8 | 0.36807
83038 | 3.924 | 0.8 | 365 | 3.5914 | 0.19384 | 3 | 0.78526
83039 | 11.16 | 0.8 | 365 | 10.2141 | 0.45955 | 10 | 0.67368
83294 | 7 | 0.8 | 365 | 6.4067 | 0.83305 | 7 | 0.23976
83295 | 12.6 | 0.8 | 365 | 11.5321 | 0.099489 | 11 | 0.63157
83297 | 24.84 | 0.8 | 365 | 22.7347 | 0.53899 | 23 | 0.27367
83298 | 7.035 | 0.8 | 365 | 6.4387 | 0.89721 | 7 | 0.33596
83299 | 8.06 | 0.8 | 365 | 7.3769 | 0.77634 | 8 | 0.15321
83300 | 13.5 | 0.8 | 365 | 12.3558 | 0.74945 | 13 | 0.10526
83301 | 8.125 | 0.8 | 365 | 7.4364 | 0.8955 | 8 | 0.33187
83302 | 13.115 | 0.8 | 365 | 12.0034 | 0.043635 | 12 | 0.047071
34486 | 4094.694 | 0.9 | 365 | 4216.1033 | 0.11966 | 4216 | 0.22297
47136 | 2421.9 | 0.8 | 365 | 2216.6314 | 0.051832 | 2216 | 0.68321
82844 | 4.62 | 0.8 | 365 | 4.2284 | 0.46981 | 4 | 0.69824
82606 | 3.3 | 0.8 | 365 | 3.0203 | 0.049866 | 3 | 0.070174
82900 | 6.48 | 0.8 | 365 | 5.9308 | 0.87974 | 6 | 0.81052
82920 | 9.28 | 0.8 | 365 | 8.4935 | 0.012957 | 8 | 0.50643
81729 | 13.44 | 0.8 | 365 | 12.3009 | 0.63946 | 12 | 0.94035
83015 | 11.16 | 0.8 | 365 | 10.2141 | 0.45955 | 10 | 0.67368
83055 | 9.79 | 0.8 | 365 | 8.9602 | 0.94794 | 9 | 0.90818
82912 | 12.42 | 0.8 | 365 | 11.3673 | 0.7695 | 12 | 0.13684
83106 | 8.55 | 0.8 | 365 | 7.8253 | 0.67465 | 8 | 0.5
83112 | 5.94 | 0.8 | 365 | 5.4366 | 0.88976 | 6 | 0.32631
83222 | 13.34 | 0.8 | 365 | 12.2094 | 0.45613 | 12 | 0.66549
83225 | 5.9 | 0.8 | 365 | 5.3999 | 0.81643 | 6 | 0.21637
83283 | 13.72 | 0.8 | 365 | 12.5572 | 0.15278 | 12 | 0.70994
83284 | 8.99 | 0.8 | 365 | 8.2281 | 0.4813 | 8 | 0.70935
83285 | 5.22 | 0.8 | 365 | 4.7776 | 0.56979 | 5 | 0.34737
83286 | 9.86 | 0.8 | 365 | 9.0243 | 0.076267 | 9 | 0.10058
83287 | 8.7 | 0.8 | 365 | 7.9626 | 0.94965 | 8 | 0.91228
83289 | 6.96 | 0.8 | 365 | 6.3701 | 0.75972 | 7 | 0.12982
83290 | 4.64 | 0.8 | 365 | 4.2467 | 0.50648 | 4 | 0.75321
83292 | 2.9 | 0.8 | 365 | 2.6542 | 0.31655 | 2 | 0.97076
83319 | 7.695 | 0.8 | 365 | 7.0428 | 0.10719 | 7 | 0.15
83320 | 10.56 | 0.8 | 365 | 9.665 | 0.35957 | 10 | 0.024557
83322 | 10.545 | 0.8 | 365 | 9.6513 | 0.33207 | 9 | 0.98333
83321 | 5.1 | 0.8 | 365 | 4.6677 | 0.34979 | 5 | 0.017542
83323 | 9.12 | 0.8 | 365 | 8.347 | 0.71963 | 9 | 0.066663
83327 | 5.8 | 0.8 | 365 | 5.3084 | 0.6331 | 5 | 0.94152
83328 | 24.85 | 0.8 | 365 | 22.7438 | 0.55733 | 23 | 0.30116
83329 | 8.7 | 0.8 | 365 | 7.9626 | 0.94965 | 8 | 0.91228
83330 | 8.12 | 0.8 | 365 | 7.4318 | 0.88634 | 8 | 0.31813
83331 | 10.545 | 0.8 | 365 | 9.6513 | 0.33207 | 9 | 0.98333
83332 | 7.25 | 0.8 | 365 | 6.6355 | 0.29137 | 6 | 0.9269
82871 | 12.6 | 0.8 | 365 | 11.5321 | 0.099489 | 11 | 0.63157
82791 | 6.9 | 0.8 | 365 | 6.3152 | 0.64972 | 6 | 0.96491
83326 | 4.55 | 0.8 | 365 | 4.1644 | 0.34148 | 4 | 0.50585
83336 | 9.57 | 0.8 | 365 | 8.7589 | 0.54461 | 9 | 0.3035
83219 | 3.835 | 0.8 | 365 | 3.51 | 0.030678 | 3 | 0.54064
83337 | 10.325 | 0.8 | 365 | 9.4499 | 0.92875 | 10 | 0.37865
83338 | 6.49 | 0.8 | 365 | 5.9399 | 0.89807 | 6 | 0.83801
83339 | 7.375 | 0.8 | 365 | 6.7499 | 0.52053 | 7 | 0.27046
82977 | 6.867 | 0.8 | 365 | 6.285 | 0.58922 | 6 | 0.87421
83340 | 4.72 | 0.8 | 365 | 4.32 | 0.65314 | 4 | 0.9731
83341 | 11.31 | 0.8 | 365 | 10.3514 | 0.73454 | 11 | 0.08596
83342 | 15.08 | 0.8 | 365 | 13.8019 | 0.64606 | 14 | 0.44795
83343 | 13.275 | 0.8 | 365 | 12.1499 | 0.33696 | 12 | 0.48684
83344 | 5.605 | 0.8 | 365 | 5.1299 | 0.27561 | 5 | 0.40555
83346 | 13.275 | 0.8 | 365 | 12.1499 | 0.33696 | 12 | 0.48684
83347 | 6.49 | 0.8 | 365 | 5.9399 | 0.89807 | 6 | 0.83801
82906 | 3.3 | 0.8 | 365 | 3.0203 | 0.049866 | 3 | 0.070174
82982 | 4.32 | 0.8 | 365 | 3.9539 | 0.91982 | 4 | 0.87368
83349 | 8.41 | 0.8 | 365 | 7.6972 | 0.41799 | 8 | 0.1152
83350 | 7.92 | 0.8 | 365 | 7.2487 | 0.51968 | 7 | 0.76842
83351 | 18.6 | 0.8 | 365 | 17.0236 | 0.099246 | 17 | 0.1228
83353 | 6.6 | 0.8 | 365 | 6.0406 | 0.099732 | 6 | 0.14035
83359 | 9.1 | 0.8 | 365 | 8.3287 | 0.68296 | 9 | 0.011692
83358 | 10.5 | 0.8 | 365 | 9.6101 | 0.24957 | 9 | 0.85964
83360 | 7.3 | 0.8 | 365 | 6.6813 | 0.38304 | 7 | 0.064324
83089 | 8.75 | 0.8 | 365 | 8.0084 | 0.041312 | 8 | 0.049704
83361 | 7.68 | 0.8 | 365 | 7.0291 | 0.079689 | 7 | 0.10877
83082 | 9.24 | 0.8 | 365 | 8.4569 | 0.93963 | 9 | 0.39649
83084 | 11.2 | 0.8 | 365 | 10.2507 | 0.53288 | 10 | 0.78362
83087 | 4.2 | 0.8 | 365 | 3.844 | 0.69983 | 4 | 0.54386
83077 | 10.2 | 0.8 | 365 | 9.3355 | 0.69959 | 10 | 0.035084
83081 | 5.94 | 0.8 | 365 | 5.4366 | 0.88976 | 6 | 0.32631
83086 | 11.39 | 0.8 | 365 | 10.4246 | 0.8812 | 11 | 0.30584
83072 | 10.05 | 0.8 | 365 | 9.1982 | 0.42459 | 9 | 0.6228
83078 | 5.4 | 0.8 | 365 | 4.9423 | 0.89978 | 5 | 0.8421
83079 | 14.4 | 0.8 | 365 | 13.1795 | 0.39942 | 13 | 0.57894
82894 | 8.41 | 0.8 | 365 | 7.6972 | 0.41799 | 8 | 0.1152
83067 | 11.55 | 0.8 | 365 | 10.5711 | 0.17453 | 10 | 0.74561
83073 | 16.64 | 0.8 | 365 | 15.2297 | 0.50599 | 15 | 0.73567
82702 | 6.38 | 0.8 | 365 | 5.8393 | 0.69641 | 6 | 0.53567
83251 | 13.95 | 0.8 | 365 | 12.7677 | 0.57443 | 13 | 0.3421
83253 | 8.45 | 0.8 | 365 | 7.7338 | 0.49132 | 8 | 0.22514
83265 | 10.2 | 0.8 | 365 | 9.3355 | 0.69959 | 10 | 0.035084
82659 | 3.48 | 0.8 | 365 | 3.1851 | 0.37986 | 3 | 0.56491
82755 | 6.49 | 0.8 | 365 | 5.9399 | 0.89807 | 6 | 0.83801
82872 | 11.16 | 0.8 | 365 | 10.2141 | 0.45955 | 10 | 0.67368
83127 | 2.01 | 0.8 | 365 | 1.8396 | 0.68492 | 2 | 0.52456
83259 | 8.32 | 0.8 | 365 | 7.6148 | 0.253 | 7 | 0.86783
73221 | 5.94 | 0.8 | 365 | 5.4366 | 0.88976 | 6 | 0.32631
83362 | 4.48 | 0.8 | 365 | 4.1003 | 0.21315 | 4 | 0.31345
83293 | 102 | 0.7 | 365 | 81.6856 | 0.62138 | 82 | 0.30698
81673 | 462.66 | 0.6 | 365 | 317.5854 | 0.14344 | 317 | 0.7288
82942 | 41.91 | 0.6 | 365 | 28.7684 | 0.62498 | 29 | 0.39341
83363 | 5.6 | 0.8 | 365 | 5.1254 | 0.26644 | 5 | 0.39181
83364 | 11.88 | 0.8 | 365 | 10.8731 | 0.77952 | 11 | 0.65263
83365 | 11.16 | 0.8 | 365 | 10.2141 | 0.45955 | 10 | 0.67368
83366 | 8.85 | 0.8 | 365 | 8.0999 | 0.22464 | 8 | 0.32456
83369 | 12.76 | 0.8 | 365 | 11.6785 | 0.39282 | 12 | 0.07134
83370 | 4.425 | 0.8 | 365 | 4.05 | 0.11232 | 4 | 0.16228
83371 | 4.425 | 0.8 | 365 | 4.05 | 0.11232 | 4 | 0.16228
83372 | 4.93 | 0.8 | 365 | 4.5122 | 0.038134 | 4 | 0.55029
83374 | 5.015 | 0.8 | 365 | 4.59 | 0.19396 | 4 | 0.78392
83375 | 5.015 | 0.8 | 365 | 4.59 | 0.19396 | 4 | 0.78392
83376 | 7.54 | 0.8 | 365 | 6.9009 | 0.82303 | 7 | 0.72397
83373 | 4.55 | 0.8 | 365 | 4.1644 | 0.34148 | 4 | 0.50585
83377 | 6.785 | 0.8 | 365 | 6.2099 | 0.43889 | 6 | 0.64883
83379 | 5.605 | 0.8 | 365 | 5.1299 | 0.27561 | 5 | 0.40555
83380 | 5.31 | 0.8 | 365 | 4.8599 | 0.73478 | 5 | 0.59473
80520 | 6.72 | 0.8 | 365 | 6.1504 | 0.31973 | 6 | 0.47017
83378 | 20.1 | 0.8 | 365 | 18.3964 | 0.84919 | 19 | 0.24561
83381 | 7.08 | 0.8 | 365 | 6.4799 | 0.97971 | 7 | 0.45965
83368 | 8.64 | 0.8 | 365 | 7.9077 | 0.83965 | 8 | 0.74736
83348 | 10.5 | 0.8 | 365 | 9.6101 | 0.24957 | 9 | 0.85964
83384 | 4.93 | 0.8 | 365 | 4.5122 | 0.038134 | 4 | 0.55029
83385 | 5.31 | 0.8 | 365 | 4.8599 | 0.73478 | 5 | 0.59473
83386 | 7.375 | 0.8 | 365 | 6.7499 | 0.52053 | 7 | 0.27046
83389 | 9.38 | 0.8 | 365 | 8.585 | 0.19629 | 8 | 0.78128
83390 | 8 | 0.8 | 365 | 7.322 | 0.66634 | 7 | 0.9883
83288 | 2.32 | 0.8 | 365 | 2.1234 | 0.25324 | 2 | 0.37661
83311 | 5.51 | 0.8 | 365 | 5.043 | 0.10144 | 5 | 0.14444
81878 | 12.18 | 0.8 | 365 | 11.1477 | 0.32951 | 11 | 0.47719
82092 | 10.5 | 0.8 | 365 | 9.6101 | 0.24957 | 9 | 0.85964
83395 | 8.75 | 0.8 | 365 | 8.0084 | 0.041312 | 8 | 0.049704
83397 | 12.95 | 0.8 | 365 | 11.8524 | 0.74114 | 12 | 0.59356
83400 | 7.98 | 0.8 | 365 | 7.3037 | 0.62968 | 7 | 0.93333
83401 | 13.05 | 0.8 | 365 | 11.9439 | 0.92447 | 12 | 0.86842
83402 | 7.2 | 0.8 | 365 | 6.5898 | 0.19971 | 6 | 0.78947
83175 | 10.83 | 0.8 | 365 | 9.9121 | 0.85456 | 10 | 0.76666
63825 | 225.28 | 0.7 | 365 | 180.4131 | 0.37868 | 180 | 0.79173
59721 | 87.04 | 0.7 | 365 | 69.705 | 0.62358 | 70 | 0.32862
59707 | 48.96 | 0.7 | 365 | 39.2091 | 0.53826 | 39 | 0.74735
59714 | 24.32 | 0.8 | 365 | 22.2588 | 0.58568 | 22 | 0.84443
83382 | 11.88 | 0.8 | 365 | 10.8731 | 0.77952 | 11 | 0.65263
83405 | 5.27 | 0.8 | 365 | 4.8233 | 0.66145 | 5 | 0.48479
82640 | 3.245 | 0.8 | 365 | 2.97 | 0.94904 | 3 | 0.919
82680 | 3.245 | 0.8 | 365 | 2.97 | 0.94904 | 3 | 0.919
78192 | 162 | 0.6 | 365 | 111.2022 | 0.74508 | 111 | 0.94732
83409 | 4.5 | 0.8 | 365 | 4.1186 | 0.24982 | 4 | 0.36842
78931 | 31.2 | 0.6 | 365 | 21.4167 | 0.89905 | 22 | 0.31578
83412 | 9.425 | 0.8 | 365 | 8.6262 | 0.27878 | 8 | 0.90497
83413 | 6.3 | 0.8 | 365 | 5.766 | 0.54974 | 6 | 0.31579
83415 | 11.2 | 0.8 | 365 | 10.2507 | 0.53288 | 10 | 0.78362
83418 | 4.355 | 0.8 | 365 | 3.9859 | 0.98399 | 4 | 0.96988
83419 | 6.48 | 0.8 | 365 | 5.9308 | 0.87974 | 6 | 0.81052
83421 | 7.14 | 0.8 | 365 | 6.5348 | 0.089711 | 6 | 0.62456
83275 | 6.54 | 0.8 | 365 | 5.9857 | 0.98973 | 6 | 0.97544
83422 | 7.65 | 0.8 | 365 | 7.0016 | 0.02469 | 7 | 0.026313
80529 | 24.6 | 0.8 | 365 | 22.515 | 0.099003 | 22 | 0.61402
82458 | 10.791 | 0.8 | 365 | 9.8764 | 0.78306 | 10 | 0.65947
83391 | 4.68 | 0.8 | 365 | 4.2833 | 0.57981 | 4 | 0.86316
82948 | 10.385 | 0.8 | 365 | 9.5048 | 0.038746 | 9 | 0.54356
82980 | 11.34 | 0.8 | 365 | 10.3789 | 0.78954 | 11 | 0.16842
83318 | 9.405 | 0.8 | 365 | 8.6079 | 0.24212 | 8 | 0.85
83066 | 5.695 | 0.8 | 365 | 5.2123 | 0.4406 | 5 | 0.65292
83355 | 10.4 | 0.8 | 365 | 9.5185 | 0.066245 | 9 | 0.58479
83068 | 9.715 | 0.8 | 365 | 8.8916 | 0.81044 | 9 | 0.70204
83069 | 7.68 | 0.8 | 365 | 7.0291 | 0.079689 | 7 | 0.10877
83074 | 7.77 | 0.8 | 365 | 7.1115 | 0.24469 | 7 | 0.35614
83070 | 5.94 | 0.8 | 365 | 5.4366 | 0.88976 | 6 | 0.32631
83076 | 13.5 | 0.8 | 365 | 12.3558 | 0.74945 | 13 | 0.10526
82387 | 3.1 | 0.8 | 365 | 2.8373 | 0.68321 | 3 | 0.52047
83610 | 13.11 | 0.8 | 365 | 11.9989 | 0.034469 | 12 | 0.033328
77875 | 180.9 | 0.7 | 365 | 144.8718 | 0.18733 | 145 | 0.059145
79849 | 12.98 | 0.8 | 365 | 11.8799 | 0.79614 | 12 | 0.67602
79851 | 4.13 | 0.8 | 365 | 3.78 | 0.5715 | 4 | 0.35146
83115 | 3.9 | 0.8 | 365 | 3.5695 | 0.14984 | 3 | 0.7193
83208 | 10.8 | 0.8 | 365 | 9.8846 | 0.79956 | 10 | 0.68421
83303 | 8.71 | 0.8 | 365 | 7.9718 | 0.96798 | 8 | 0.93976
82555 | 3.135 | 0.8 | 365 | 2.8693 | 0.74737 | 3 | 0.61667
82712 | 10.44 | 0.8 | 365 | 9.5552 | 0.13958 | 9 | 0.69473
82429 | 9.24 | 0.8 | 365 | 8.4569 | 0.93963 | 9 | 0.39649
82722 | 2.5 | 0.8 | 365 | 2.2881 | 0.58323 | 2 | 0.87134
83424 | 17.67 | 0.8 | 365 | 16.1724 | 0.39428 | 16 | 0.56666
83426 | 9.44 | 0.8 | 365 | 8.6399 | 0.30628 | 8 | 0.94619
83427 | 9.01 | 0.8 | 365 | 8.2464 | 0.51797 | 8 | 0.76432
83428 | 12.47 | 0.8 | 365 | 11.4131 | 0.86116 | 12 | 0.27426
83429 | 12.455 | 0.8 | 365 | 11.3994 | 0.83366 | 12 | 0.23304
83430 | 10.92 | 0.8 | 365 | 9.9945 | 0.019557 | 10 | 0.014031
83431 | 23.16 | 0.8 | 365 | 21.1971 | 0.45906 | 21 | 0.65613
78687 | 237.608 | 0.6 | 365 | 163.1021 | 0.70378 | 163 | 0.80589
83435 | 10.26 | 0.8 | 365 | 9.3904 | 0.80958 | 10 | 0.2
83436 | 4.275 | 0.8 | 365 | 3.9127 | 0.83733 | 4 | 0.75
83437 | 6.27 | 0.8 | 365 | 5.7386 | 0.49475 | 6 | 0.23333
47413 | 1084.05 | 1 | 365 | 1240.2139 | 0.22632 | 1240 | 0.44023
47396 | 1392.84 | 1 | 365 | 1593.487 | 0.85443 | 1594 | 0.34139
34379 | 2776.32 | 1 | 365 | 3176.2656 | 0.25933 | 3176 | 0.52489
83392 | 11.02 | 0.8 | 365 | 10.086 | 0.20289 | 10 | 0.28888
83396 | 4.64 | 0.8 | 365 | 4.2467 | 0.50648 | 4 | 0.75321
83393 | 11.48 | 0.8 | 365 | 10.507 | 0.046201 | 10 | 0.55321
83394 | 12.18 | 0.8 | 365 | 11.1477 | 0.32951 | 11 | 0.47719
83398 | 6.96 | 0.8 | 365 | 6.3701 | 0.75972 | 7 | 0.12982
83433 | 3.77 | 0.8 | 365 | 3.4505 | 0.91151 | 4 | 0.36199
83434 | 4.93 | 0.8 | 365 | 4.5122 | 0.038134 | 4 | 0.55029
81398 | 109.5 | 0.6 | 365 | 75.1645 | 0.55917 | 75 | 0.72365
83439 | 7.2 | 0.8 | 365 | 6.5898 | 0.19971 | 6 | 0.78947
82317 | 70.56 | 0.6 | 365 | 48.4348 | 0.017855 | 48 | 0.45261
83443 | 24.12 | 0.8 | 365 | 22.0757 | 0.21902 | 22 | 0.29473
83445 | 6.72 | 0.8 | 365 | 6.1504 | 0.31973 | 6 | 0.47017
83446 | 6.93 | 0.8 | 365 | 6.3426 | 0.70472 | 7 | 0.047366
83447 | 11.52 | 0.8 | 365 | 10.5436 | 0.11953 | 10 | 0.66315
83449 | 5.67 | 0.8 | 365 | 5.1894 | 0.39477 | 5 | 0.58421
83451 | 10.5 | 0.8 | 365 | 9.6101 | 0.24957 | 9 | 0.85964
81051 | 8.1 | 0.8 | 365 | 7.4135 | 0.84967 | 8 | 0.26315
83452 | 10.464 | 0.8 | 365 | 9.5771 | 0.18358 | 9 | 0.7607
83305 | 7.2 | 0.8 | 365 | 6.5898 | 0.19971 | 6 | 0.78947
83306 | 6.7 | 0.8 | 365 | 6.1321 | 0.28306 | 6 | 0.4152
83307 | 4.32 | 0.8 | 365 | 3.9539 | 0.91982 | 4 | 0.87368
83308 | 3.69 | 0.8 | 365 | 3.3773 | 0.76485 | 4 | 0.1421
83309 | 11.16 | 0.8 | 365 | 10.2141 | 0.45955 | 10 | 0.67368
83310 | 6.03 | 0.8 | 365 | 5.5189 | 0.054756 | 5 | 0.57368
83312 | 7.56 | 0.8 | 365 | 6.9193 | 0.85969 | 7 | 0.77894
83313 | 8.63 | 0.8 | 365 | 7.8986 | 0.82132 | 8 | 0.71988
83314 | 6.21 | 0.8 | 365 | 5.6837 | 0.38475 | 6 | 0.068418
34369 | 646.38 | 0.7 | 365 | 517.6464 | 0.87833 | 518 | 0.52477
34373 | 1340.64 | 0.7 | 365 | 1073.6371 | 0.56245 | 1074 | 0.19952
83469 | 21 | 0.8 | 365 | 19.2201 | 0.49915 | 19 | 0.71929
83470 | 14.96 | 0.8 | 365 | 13.6921 | 0.42606 | 14 | 0.11812
83472 | 13.34 | 0.8 | 365 | 12.2094 | 0.45613 | 12 | 0.66549
83481 | 14.4 | 0.8 | 365 | 13.1795 | 0.39942 | 13 | 0.57894
82858 | 180.88 | 0.6 | 365 | 124.1621 | 0.7045 | 124 | 0.86661
83504 | 8.97 | 0.8 | 365 | 8.2097 | 0.44464 | 8 | 0.65438
83507 | 5.36 | 0.8 | 365 | 4.9057 | 0.82645 | 5 | 0.73216
83515 | 10.98 | 0.8 | 365 | 10.0494 | 0.12955 | 10 | 0.17894
81764 | 249.795 | 0.6 | 365 | 171.4677 | 0.46053 | 171 | 0.92821
83527 | 7.44 | 0.8 | 365 | 6.8094 | 0.6397 | 7 | 0.44912
83528 | 9.975 | 0.8 | 365 | 9.1296 | 0.2871 | 9 | 0.41666
83529 | 6.96 | 0.8 | 365 | 6.3701 | 0.75972 | 7 | 0.12982
83530 | 7.965 | 0.8 | 365 | 7.2899 | 0.60218 | 7 | 0.8921
83531 | 13.34 | 0.8 | 365 | 12.2094 | 0.45613 | 12 | 0.66549
83532 | 8.99 | 0.8 | 365 | 8.2281 | 0.4813 | 8 | 0.70935
83540 | 5.7 | 0.8 | 365 | 5.2169 | 0.44977 | 5 | 0.66666
83541 | 11.31 | 0.8 | 365 | 10.3514 | 0.73454 | 11 | 0.08596
83542 | 10.73 | 0.8 | 365 | 9.8206 | 0.67123 | 10 | 0.49181
83546 | 9.72 | 0.8 | 365 | 8.8962 | 0.81961 | 9 | 0.71579
83545 | 11.6 | 0.8 | 365 | 10.6168 | 0.2662 | 10 | 0.88304
83551 | 3 | 0.8 | 365 | 2.7457 | 0.49988 | 3 | 0.24561
83553 | 7.44 | 0.8 | 365 | 6.8094 | 0.6397 | 7 | 0.44912
83556 | 7.54 | 0.8 | 365 | 6.9009 | 0.82303 | 7 | 0.72397
83539 | 8.502 | 0.8 | 365 | 7.7814 | 0.58666 | 8 | 0.36807
83558 | 5.36 | 0.8 | 365 | 4.9057 | 0.82645 | 5 | 0.73216
83560 | 7.035 | 0.8 | 365 | 6.4387 | 0.89721 | 7 | 0.33596
83565 | 6.67 | 0.8 | 365 | 6.1047 | 0.22806 | 6 | 0.33275
83571 | 14.4 | 0.8 | 365 | 13.1795 | 0.39942 | 13 | 0.57894
83594 | 8.12 | 0.8 | 365 | 7.4318 | 0.88634 | 8 | 0.31813
83596 | 9.24 | 0.8 | 365 | 8.4569 | 0.93963 | 9 | 0.39649
83699 | 13.57 | 0.8 | 365 | 12.4199 | 0.87778 | 13 | 0.29766
83609 | 8.91 | 0.8 | 365 | 8.1548 | 0.33464 | 8 | 0.48947
83613 | 8.96 | 0.8 | 365 | 8.2006 | 0.4263 | 8 | 0.6269
83538 | 7.84 | 0.8 | 365 | 7.1755 | 0.37302 | 7 | 0.54853
83869 | 11.118 | 0.8 | 365 | 10.1757 | 0.38255 | 10 | 0.55824
83873 | 8.64 | 0.8 | 365 | 7.9077 | 0.83965 | 8 | 0.74736
83848 | 5.52 | 0.8 | 365 | 5.0522 | 0.11978 | 5 | 0.17193
83824 | 4.68 | 0.8 | 365 | 4.2833 | 0.57981 | 4 | 0.86316
83823 | 7.56 | 0.8 | 365 | 6.9193 | 0.85969 | 7 | 0.77894
83822 | 5.175 | 0.8 | 365 | 4.7364 | 0.48729 | 5 | 0.22368
83821 | 12.06 | 0.8 | 365 | 11.0379 | 0.10951 | 11 | 0.14736
83819 | 5.4 | 0.8 | 365 | 4.9423 | 0.89978 | 5 | 0.8421
83820 | 20.928 | 0.8 | 365 | 19.1542 | 0.36715 | 19 | 0.52139
83652 | 12.96 | 0.8 | 365 | 11.8616 | 0.75947 | 12 | 0.62105
78186 | 32.8 | 0.6 | 365 | 22.515 | 0.099003 | 22 | 0.61402
83656 | 13.275 | 0.8 | 365 | 12.1499 | 0.33696 | 12 | 0.48684
83655 | 8.829 | 0.8 | 365 | 8.0807 | 0.18614 | 8 | 0.26684
83657 | 11.21 | 0.8 | 365 | 10.2599 | 0.55121 | 10 | 0.81111
83659 | 5.51 | 0.8 | 365 | 5.043 | 0.10144 | 5 | 0.14444
83661 | 22.04 | 0.8 | 365 | 20.172 | 0.40577 | 20 | 0.57777
83662 | 23.52 | 0.8 | 365 | 21.5266 | 0.11905 | 21 | 0.6456
83145 | 4.35 | 0.8 | 365 | 3.9813 | 0.97482 | 4 | 0.95614
83139 | 7.83 | 0.8 | 365 | 7.1664 | 0.35468 | 7 | 0.52105
83683 | 4.06 | 0.8 | 365 | 3.7159 | 0.44317 | 4 | 0.15906
83678 | 4.06 | 0.8 | 365 | 3.7159 | 0.44317 | 4 | 0.15906
83674 | 5.8 | 0.8 | 365 | 5.3084 | 0.6331 | 5 | 0.94152
83672 | 9.28 | 0.8 | 365 | 8.4935 | 0.012957 | 8 | 0.50643
83671 | 10.44 | 0.8 | 365 | 9.5552 | 0.13958 | 9 | 0.69473
83670 | 8.7 | 0.8 | 365 | 7.9626 | 0.94965 | 8 | 0.91228
83501 | 4.06 | 0.8 | 365 | 3.7159 | 0.44317 | 4 | 0.15906
83505 | 3.19 | 0.8 | 365 | 2.9196 | 0.8482 | 3 | 0.76783
83122 | 5.32 | 0.8 | 365 | 4.8691 | 0.75312 | 5 | 0.62222
83685 | 15.66 | 0.8 | 365 | 14.3327 | 0.70937 | 15 | 0.042099
83686 | 5.22 | 0.8 | 365 | 4.7776 | 0.56979 | 5 | 0.34737
83496 | 3.08 | 0.8 | 365 | 2.819 | 0.64654 | 3 | 0.4655
83492 | 2.34 | 0.8 | 365 | 2.1417 | 0.28991 | 2 | 0.43158
83490 | 6.38 | 0.8 | 365 | 5.8393 | 0.69641 | 6 | 0.53567
83687 | 7.54 | 0.8 | 365 | 6.9009 | 0.82303 | 7 | 0.72397
83485 | 4.06 | 0.8 | 365 | 3.7159 | 0.44317 | 4 | 0.15906
83456 | 11.55 | 0.8 | 365 | 10.5711 | 0.17453 | 10 | 0.74561
83688 | 11.31 | 0.8 | 365 | 10.3514 | 0.73454 | 11 | 0.08596
83457 | 11.2 | 0.8 | 365 | 10.2507 | 0.53288 | 10 | 0.78362
83482 | 4.35 | 0.8 | 365 | 3.9813 | 0.97482 | 4 | 0.95614
83480 | 11.02 | 0.8 | 365 | 10.086 | 0.20289 | 10 | 0.28888
83479 | 13.34 | 0.8 | 365 | 12.2094 | 0.45613 | 12 | 0.66549
83478 | 2.32 | 0.8 | 365 | 2.1234 | 0.25324 | 2 | 0.37661
83475 | 2.9 | 0.8 | 365 | 2.6542 | 0.31655 | 2 | 0.97076
83458 | 5.31 | 0.8 | 365 | 4.8599 | 0.73478 | 5 | 0.59473
83474 | 5.8 | 0.8 | 365 | 5.3084 | 0.6331 | 5 | 0.94152
83459 | 11.9 | 0.8 | 365 | 10.8914 | 0.81618 | 11 | 0.7076
83460 | 5.76 | 0.8 | 365 | 5.2718 | 0.55977 | 5 | 0.83158
83461 | 11.2 | 0.8 | 365 | 10.2507 | 0.53288 | 10 | 0.78362
83462 | 9.045 | 0.8 | 365 | 8.2784 | 0.58213 | 8 | 0.86052
83473 | 4.06 | 0.8 | 365 | 3.7159 | 0.44317 | 4 | 0.15906
83471 | 8.96 | 0.8 | 365 | 8.2006 | 0.4263 | 8 | 0.6269
83121 | 4.93 | 0.8 | 365 | 4.5122 | 0.038134 | 4 | 0.55029
83137 | 9.57 | 0.8 | 365 | 8.7589 | 0.54461 | 9 | 0.3035
83116 | 9.57 | 0.8 | 365 | 8.7589 | 0.54461 | 9 | 0.3035
83124 | 6.16 | 0.8 | 365 | 5.6379 | 0.29308 | 5 | 0.93099
83130 | 7.54 | 0.8 | 365 | 6.9009 | 0.82303 | 7 | 0.72397
83697 | 8.99 | 0.8 | 365 | 8.2281 | 0.4813 | 8 | 0.70935
83695 | 7.84 | 0.8 | 365 | 7.1755 | 0.37302 | 7 | 0.54853
83463 | 4.48 | 0.8 | 365 | 4.1003 | 0.21315 | 4 | 0.31345
83464 | 11.55 | 0.8 | 365 | 10.5711 | 0.17453 | 10 | 0.74561
83465 | 8.71 | 0.8 | 365 | 7.9718 | 0.96798 | 8 | 0.93976
83466 | 6.7 | 0.8 | 365 | 6.1321 | 0.28306 | 6 | 0.4152
83690 | 4.06 | 0.8 | 365 | 3.7159 | 0.44317 | 4 | 0.15906
83691 | 11.02 | 0.8 | 365 | 10.086 | 0.20289 | 10 | 0.28888
83477 | 5.36 | 0.8 | 365 | 4.9057 | 0.82645 | 5 | 0.73216
83486 | 8.835 | 0.8 | 365 | 8.0862 | 0.19714 | 8 | 0.28333
83488 | 4.275 | 0.8 | 365 | 3.9127 | 0.83733 | 4 | 0.75
83491 | 10.89 | 0.8 | 365 | 9.967 | 0.96456 | 10 | 0.93157
83493 | 5.61 | 0.8 | 365 | 5.1345 | 0.28477 | 5 | 0.4193
83495 | 5.94 | 0.8 | 365 | 5.4366 | 0.88976 | 6 | 0.32631
83497 | 5.415 | 0.8 | 365 | 4.9561 | 0.92728 | 5 | 0.88333
83499 | 11.9 | 0.8 | 365 | 10.8914 | 0.81618 | 11 | 0.7076
83494 | 11.84 | 0.8 | 365 | 10.8365 | 0.70619 | 11 | 0.54269
83500 | 6.6 | 0.8 | 365 | 6.0406 | 0.099732 | 6 | 0.14035
83503 | 5.13 | 0.8 | 365 | 4.6952 | 0.40479 | 5 | 0.099998
83502 | 12.06 | 0.8 | 365 | 11.0379 | 0.10951 | 11 | 0.14736
83506 | 5.61 | 0.8 | 365 | 5.1345 | 0.28477 | 5 | 0.4193
83508 | 9.9 | 0.8 | 365 | 9.0609 | 0.1496 | 9 | 0.21052
83511 | 4.95 | 0.8 | 365 | 4.5305 | 0.074799 | 4 | 0.60526
83512 | 11.05 | 0.8 | 365 | 10.1135 | 0.25789 | 10 | 0.37134
83513 | 8.55 | 0.8 | 365 | 7.8253 | 0.67465 | 8 | 0.5
83514 | 8.265 | 0.8 | 365 | 7.5645 | 0.15216 | 7 | 0.71666
83516 | 6.84 | 0.8 | 365 | 6.2603 | 0.53972 | 6 | 0.8
83518 | 11.22 | 0.8 | 365 | 10.269 | 0.56955 | 10 | 0.83859
83521 | 9.405 | 0.8 | 365 | 8.6079 | 0.24212 | 8 | 0.85
83523 | 5.28 | 0.8 | 365 | 4.8325 | 0.67979 | 5 | 0.51228
83543 | 6.12 | 0.8 | 365 | 5.6013 | 0.21975 | 5 | 0.82105
83557 | 8.58 | 0.8 | 365 | 7.8528 | 0.72965 | 8 | 0.58245
83562 | 5.04 | 0.8 | 365 | 4.6128 | 0.2398 | 4 | 0.85263
83667 | 4.93 | 0.8 | 365 | 4.5122 | 0.038134 | 4 | 0.55029
83563 | 7.08 | 0.8 | 365 | 6.4799 | 0.97971 | 7 | 0.45965
83689 | 13.16 | 0.8 | 365 | 12.0446 | 0.12613 | 12 | 0.17075
83564 | 9.81 | 0.8 | 365 | 8.9786 | 0.9846 | 9 | 0.96315
83757 | 8.12 | 0.8 | 365 | 7.4318 | 0.88634 | 8 | 0.31813
83758 | 4.93 | 0.8 | 365 | 4.5122 | 0.038134 | 4 | 0.55029
83567 | 11.16 | 0.8 | 365 | 10.2141 | 0.45955 | 10 | 0.67368
83568 | 4.35 | 0.8 | 365 | 3.9813 | 0.97482 | 4 | 0.95614
83572 | 5.605 | 0.8 | 365 | 5.1299 | 0.27561 | 5 | 0.40555
83575 | 5.22 | 0.8 | 365 | 4.7776 | 0.56979 | 5 | 0.34737
83577 | 12.095 | 0.8 | 365 | 11.0699 | 0.17368 | 11 | 0.24356
83759 | 5.22 | 0.8 | 365 | 4.7776 | 0.56979 | 5 | 0.34737
83578 | 10.72 | 0.8 | 365 | 9.8114 | 0.6529 | 10 | 0.46432
83762 | 6.09 | 0.8 | 365 | 5.5738 | 0.16475 | 5 | 0.73859
83764 | 6.3 | 0.8 | 365 | 5.766 | 0.54974 | 6 | 0.31579
83765 | 11.6 | 0.8 | 365 | 10.6168 | 0.2662 | 10 | 0.88304
83779 | 4.93 | 0.8 | 365 | 4.5122 | 0.038134 | 4 | 0.55029
83791 | 13.63 | 0.8 | 365 | 12.4748 | 0.98778 | 13 | 0.46257
83582 | 11.16 | 0.8 | 365 | 10.2141 | 0.45955 | 10 | 0.67368
83802 | 5.8 | 0.8 | 365 | 5.3084 | 0.6331 | 5 | 0.94152
83583 | 4.355 | 0.8 | 365 | 3.9859 | 0.98399 | 4 | 0.96988
83806 | 9.28 | 0.8 | 365 | 8.4935 | 0.012957 | 8 | 0.50643
83812 | 6.96 | 0.8 | 365 | 6.3701 | 0.75972 | 7 | 0.12982
83815 | 6.09 | 0.8 | 365 | 5.5738 | 0.16475 | 5 | 0.73859
83584 | 3.96 | 0.8 | 365 | 3.6244 | 0.25984 | 3 | 0.88421
83796 | 6.38 | 0.8 | 365 | 5.8393 | 0.69641 | 6 | 0.53567
83586 | 11.48 | 0.8 | 365 | 10.507 | 0.046201 | 10 | 0.55321
83585 | 5.28 | 0.8 | 365 | 4.8325 | 0.67979 | 5 | 0.51228
83587 | 10.62 | 0.8 | 365 | 9.7199 | 0.46957 | 10 | 0.18947
83588 | 7.13 | 0.8 | 365 | 6.5257 | 0.071378 | 6 | 0.59707
83590 | 10.15 | 0.8 | 365 | 9.2897 | 0.60792 | 9 | 0.89766
83739 | 18.72 | 0.8 | 365 | 17.1334 | 0.31924 | 17 | 0.45262
83738 | 6.9 | 0.8 | 365 | 6.3152 | 0.64972 | 6 | 0.96491
83592 | 10.62 | 0.8 | 365 | 9.7199 | 0.46957 | 10 | 0.18947
83736 | 6.48 | 0.8 | 365 | 5.9308 | 0.87974 | 6 | 0.81052
83593 | 4.64 | 0.8 | 365 | 4.2467 | 0.50648 | 4 | 0.75321
83709 | 5.6 | 0.8 | 365 | 5.1254 | 0.26644 | 5 | 0.39181
83705 | 13.4 | 0.8 | 365 | 12.2643 | 0.56612 | 12 | 0.8304
83595 | 11.31 | 0.8 | 365 | 10.3514 | 0.73454 | 11 | 0.08596
83710 | 13.23 | 0.8 | 365 | 12.1087 | 0.25446 | 12 | 0.36315
83597 | 8.555 | 0.8 | 365 | 7.8299 | 0.68382 | 8 | 0.51374
83708 | 3.48 | 0.8 | 365 | 3.1851 | 0.37986 | 3 | 0.56491
83707 | 6.7 | 0.8 | 365 | 6.1321 | 0.28306 | 6 | 0.4152
83702 | 5.36 | 0.8 | 365 | 4.9057 | 0.82645 | 5 | 0.73216
83598 | 7.65 | 0.8 | 365 | 7.0016 | 0.02469 | 7 | 0.026313
83700 | 15.19 | 0.8 | 365 | 13.9026 | 0.84772 | 14 | 0.75029
83599 | 3.77 | 0.8 | 365 | 3.4505 | 0.91151 | 4 | 0.36199
83600 | 5.695 | 0.8 | 365 | 5.2123 | 0.4406 | 5 | 0.65292
83601 | 12.18 | 0.8 | 365 | 11.1477 | 0.32951 | 11 | 0.47719
83696 | 4.2 | 0.8 | 365 | 3.844 | 0.69983 | 4 | 0.54386
83603 | 5.31 | 0.8 | 365 | 4.8599 | 0.73478 | 5 | 0.59473
83604 | 11.6 | 0.8 | 365 | 10.6168 | 0.2662 | 10 | 0.88304
83605 | 8.85 | 0.8 | 365 | 8.0999 | 0.22464 | 8 | 0.32456
83606 | 3.77 | 0.8 | 365 | 3.4505 | 0.91151 | 4 | 0.36199
83608 | 11.48 | 0.8 | 365 | 10.507 | 0.046201 | 10 | 0.55321
83741 | 9.86 | 0.8 | 365 | 9.0243 | 0.076267 | 9 | 0.10058
83666 | 6.3 | 0.8 | 365 | 5.766 | 0.54974 | 6 | 0.31579
83663 | 13.05 | 0.8 | 365 | 11.9439 | 0.92447 | 12 | 0.86842
83614 | 8.85 | 0.8 | 365 | 8.0999 | 0.22464 | 8 | 0.32456
83615 | 7.08 | 0.8 | 365 | 6.4799 | 0.97971 | 7 | 0.45965
83742 | 11.89 | 0.8 | 365 | 10.8823 | 0.79785 | 11 | 0.68011
83618 | 4.64 | 0.8 | 365 | 4.2467 | 0.50648 | 4 | 0.75321
83619 | 5.51 | 0.8 | 365 | 5.043 | 0.10144 | 5 | 0.14444
83621 | 13.275 | 0.8 | 365 | 12.1499 | 0.33696 | 12 | 0.48684
83622 | 10.24 | 0.8 | 365 | 9.3721 | 0.77292 | 10 | 0.14503
83624 | 9.86 | 0.8 | 365 | 9.0243 | 0.076267 | 9 | 0.10058
83625 | 13.275 | 0.8 | 365 | 12.1499 | 0.33696 | 12 | 0.48684
83627 | 5.415 | 0.8 | 365 | 4.9561 | 0.92728 | 5 | 0.88333
83628 | 4.845 | 0.8 | 365 | 4.4344 | 0.8823 | 5 | 0.31666
83629 | 11.48 | 0.8 | 365 | 10.507 | 0.046201 | 10 | 0.55321
83630 | 9.735 | 0.8 | 365 | 8.9099 | 0.84711 | 9 | 0.75701
83631 | 8.64 | 0.8 | 365 | 7.9077 | 0.83965 | 8 | 0.74736
83632 | 13.275 | 0.8 | 365 | 12.1499 | 0.33696 | 12 | 0.48684
83633 | 10.915 | 0.8 | 365 | 9.9899 | 0.010391 | 10 | 0.0002879
83634 | 9.44 | 0.8 | 365 | 8.6399 | 0.30628 | 8 | 0.94619
83635 | 4.35 | 0.8 | 365 | 3.9813 | 0.97482 | 4 | 0.95614
83636 | 11.7 | 0.8 | 365 | 10.7084 | 0.44953 | 11 | 0.15789
83637 | 13.275 | 0.8 | 365 | 12.1499 | 0.33696 | 12 | 0.48684
83638 | 19.52 | 0.8 | 365 | 17.8656 | 0.78588 | 18 | 0.65145
83639 | 6.03 | 0.8 | 365 | 5.5189 | 0.054756 | 5 | 0.57368
83640 | 6.72 | 0.8 | 365 | 6.1504 | 0.31973 | 6 | 0.47017
83643 | 10.62 | 0.8 | 365 | 9.7199 | 0.46957 | 10 | 0.18947
83645 | 13.3 | 0.8 | 365 | 12.1728 | 0.38279 | 12 | 0.55555
83646 | 7 | 0.8 | 365 | 6.4067 | 0.83305 | 7 | 0.23976
83647 | 5.04 | 0.8 | 365 | 4.6128 | 0.2398 | 4 | 0.85263
83649 | 10.5 | 0.8 | 365 | 9.6101 | 0.24957 | 9 | 0.85964
83650 | 10.85 | 0.8 | 365 | 9.9304 | 0.89123 | 10 | 0.82163
83651 | 9.6 | 0.8 | 365 | 8.7864 | 0.59961 | 9 | 0.38596
83654 | 6.67 | 0.8 | 365 | 6.1047 | 0.22806 | 6 | 0.33275
83641 | 3.66 | 0.8 | 365 | 3.3498 | 0.70985 | 4 | 0.059648
81957 | 6.84 | 0.8 | 365 | 6.2603 | 0.53972 | 6 | 0.8
83057 | 11.97 | 0.8 | 365 | 10.9555 | 0.94451 | 11 | 0.9
83484 | 12.025 | 0.8 | 365 | 11.0058 | 0.045346 | 11 | 0.051165
83296 | 6.67 | 0.8 | 365 | 6.1047 | 0.22806 | 6 | 0.33275
83388 | 7.32 | 0.8 | 365 | 6.6996 | 0.4197 | 7 | 0.1193
83408 | 8.37 | 0.8 | 365 | 7.6606 | 0.34466 | 8 | 0.0052597
59711 | 64.64 | 0.7 | 365 | 51.7662 | 0.69104 | 52 | 0.45729
83642 | 5.76 | 0.8 | 365 | 5.2718 | 0.55977 | 5 | 0.83158
63400 | 92.16 | 0.7 | 365 | 73.8053 | 0.83673 | 74 | 0.64207
83417 | 7.68 | 0.8 | 365 | 7.0291 | 0.079689 | 7 | 0.10877
83387 | 8.1 | 0.8 | 365 | 7.4135 | 0.84967 | 8 | 0.26315
83423 | 15.08 | 0.8 | 365 | 13.8019 | 0.64606 | 14 | 0.44795
83660 | 12 | 0.8 | 365 | 10.9829 | 0.99951 | 11 | 0.98245
82366 | 19.72 | 0.8 | 365 | 18.0486 | 0.15253 | 18 | 0.20116
83235 | 15.075 | 0.8 | 365 | 13.7973 | 0.63689 | 14 | 0.4342
83291 | 5.04 | 0.8 | 365 | 4.6128 | 0.2398 | 4 | 0.85263
83547 | 10.44 | 0.8 | 365 | 9.5552 | 0.13958 | 9 | 0.69473
83548 | 8.06 | 0.8 | 365 | 7.3769 | 0.77634 | 8 | 0.15321
83591 | 8.71 | 0.8 | 365 | 7.9718 | 0.96798 | 8 | 0.93976
83574 | 5.22 | 0.8 | 365 | 4.7776 | 0.56979 | 5 | 0.34737
83579 | 5.31 | 0.8 | 365 | 4.8599 | 0.73478 | 5 | 0.59473
83617 | 1.45 | 0.8 | 365 | 1.3271 | 0.65827 | 1 | 0.98538
82655 | 5.04 | 0.8 | 365 | 4.6128 | 0.2398 | 4 | 0.85263
82666 | 9.86 | 0.8 | 365 | 9.0243 | 0.076267 | 9 | 0.10058
83153 | 3.08 | 0.8 | 365 | 2.819 | 0.64654 | 3 | 0.4655
83201 | 10.92 | 0.8 | 365 | 9.9945 | 0.019557 | 10 | 0.014031
83185 | 10.64 | 0.8 | 365 | 9.7382 | 0.50624 | 10 | 0.24444
83552 | 12.98 | 0.8 | 365 | 11.8799 | 0.79614 | 12 | 0.67602
83713 | 10.464 | 0.8 | 365 | 9.5771 | 0.18358 | 9 | 0.7607
83717 | 9.9 | 0.8 | 365 | 9.0609 | 0.1496 | 9 | 0.21052
83748 | 4.2 | 0.8 | 365 | 3.844 | 0.69983 | 4 | 0.54386
83750 | 9.92 | 0.8 | 365 | 9.0792 | 0.18626 | 9 | 0.26549
83745 | 5.559 | 0.8 | 365 | 5.0878 | 0.19127 | 5 | 0.27912
83747 | 6.785 | 0.8 | 365 | 6.2099 | 0.43889 | 6 | 0.64883
83570 | 5.775 | 0.8 | 365 | 5.2855 | 0.58727 | 5 | 0.8728
83526 | 6.82 | 0.8 | 365 | 6.242 | 0.50306 | 6 | 0.74503
83520 | 7.32 | 0.8 | 365 | 6.6996 | 0.4197 | 7 | 0.1193
83517 | 8.54 | 0.8 | 365 | 7.8162 | 0.65632 | 8 | 0.47251
83680 | 8.215 | 0.8 | 365 | 7.5187 | 0.0605 | 7 | 0.57924
83675 | 7.84 | 0.8 | 365 | 7.1755 | 0.37302 | 7 | 0.54853
83054 | 3.3 | 0.8 | 365 | 3.0203 | 0.049866 | 3 | 0.070174
81396 | 2.64 | 0.8 | 365 | 2.4162 | 0.83989 | 3 | 0.25614
82958 | 5.76 | 0.8 | 365 | 5.2718 | 0.55977 | 5 | 0.83158
83767 | 4.425 | 0.8 | 365 | 4.05 | 0.11232 | 4 | 0.16228
83829 | 10.385 | 0.8 | 365 | 9.5048 | 0.038746 | 9 | 0.54356
83333 | 13.395 | 0.8 | 365 | 12.2597 | 0.55696 | 12 | 0.81666
83774 | 8.64 | 0.8 | 365 | 7.9077 | 0.83965 | 8 | 0.74736
83787 | 8.96 | 0.8 | 365 | 8.2006 | 0.4263 | 8 | 0.6269
82921 | 8.4 | 0.8 | 365 | 7.6881 | 0.39966 | 8 | 0.087716
83793 | 12.87 | 0.8 | 365 | 11.7792 | 0.59448 | 12 | 0.37368
83534 | 5.28 | 0.8 | 365 | 4.8325 | 0.67979 | 5 | 0.51228
83817 | 8.829 | 0.8 | 365 | 8.0807 | 0.18614 | 8 | 0.26684
83818 | 5.886 | 0.8 | 365 | 5.3871 | 0.79076 | 6 | 0.17789
83902 | 3.2 | 0.8 | 365 | 2.9288 | 0.86654 | 3 | 0.79532
83694 | 10.08 | 0.8 | 365 | 9.2257 | 0.47959 | 9 | 0.70526
83698 | 9.24 | 0.8 | 365 | 8.4569 | 0.93963 | 9 | 0.39649
83673 | 7.98 | 0.8 | 365 | 7.3037 | 0.62968 | 7 | 0.93333
83677 | 7.125 | 0.8 | 365 | 6.5211 | 0.062211 | 6 | 0.58333
83679 | 3.3 | 0.8 | 365 | 3.0203 | 0.049866 | 3 | 0.070174
83693 | 12.6 | 0.8 | 365 | 11.5321 | 0.099489 | 11 | 0.63157
83669 | 6.36 | 0.8 | 365 | 5.821 | 0.65974 | 6 | 0.4807
83711 | 3.42 | 0.8 | 365 | 3.1301 | 0.26986 | 3 | 0.4
83712 | 3.3 | 0.8 | 365 | 3.0203 | 0.049866 | 3 | 0.070174
83714 | 6.27 | 0.8 | 365 | 5.7386 | 0.49475 | 6 | 0.23333
83715 | 9.24 | 0.8 | 365 | 8.4569 | 0.93963 | 9 | 0.39649
83719 | 5.8 | 0.8 | 365 | 5.3084 | 0.6331 | 5 | 0.94152
83721 | 2.95 | 0.8 | 365 | 2.7 | 0.40821 | 3 | 0.10819
83722 | 7.08 | 0.8 | 365 | 6.4799 | 0.97971 | 7 | 0.45965
83724 | 9.9 | 0.8 | 365 | 9.0609 | 0.1496 | 9 | 0.21052
83725 | 7.41 | 0.8 | 365 | 6.782 | 0.5847 | 7 | 0.36666
83726 | 13.33 | 0.8 | 365 | 12.2002 | 0.43779 | 12 | 0.63801
83731 | 10.385 | 0.8 | 365 | 9.5048 | 0.038746 | 9 | 0.54356
83732 | 4.55 | 0.8 | 365 | 4.1644 | 0.34148 | 4 | 0.50585
83734 | 9.75 | 0.8 | 365 | 8.9236 | 0.8746 | 9 | 0.79824
83735 | 10.791 | 0.8 | 365 | 9.8764 | 0.78306 | 10 | 0.65947
83743 | 7.83 | 0.8 | 365 | 7.1664 | 0.35468 | 7 | 0.52105
83744 | 6.38 | 0.8 | 365 | 5.8393 | 0.69641 | 6 | 0.53567
83746 | 12.2 | 0.8 | 365 | 11.166 | 0.36617 | 11 | 0.53216
83483 | 4.845 | 0.8 | 365 | 4.4344 | 0.8823 | 5 | 0.31666
83728 | 7.965 | 0.8 | 365 | 7.2899 | 0.60218 | 7 | 0.8921
83727 | 7.375 | 0.8 | 365 | 6.7499 | 0.52053 | 7 | 0.27046
83720 | 12.24 | 0.8 | 365 | 11.2026 | 0.4395 | 11 | 0.6421
83730 | 12.24 | 0.8 | 365 | 11.2026 | 0.4395 | 11 | 0.6421
83733 | 12.96 | 0.8 | 365 | 11.8616 | 0.75947 | 12 | 0.62105
83754 | 14.35 | 0.8 | 365 | 13.1338 | 0.30775 | 13 | 0.44151
83755 | 5.8 | 0.8 | 365 | 5.3084 | 0.6331 | 5 | 0.94152
83756 | 8.12 | 0.8 | 365 | 7.4318 | 0.88634 | 8 | 0.31813
83760 | 13.33 | 0.8 | 365 | 12.2002 | 0.43779 | 12 | 0.63801
83544 | 9.15 | 0.8 | 365 | 8.3745 | 0.77463 | 9 | 0.14912
83522 | 10.05 | 0.8 | 365 | 9.1982 | 0.42459 | 9 | 0.6228
83653 | 14.7 | 0.8 | 365 | 13.4541 | 0.9494 | 14 | 0.4035
83268 | 11.05 | 0.8 | 365 | 10.1135 | 0.25789 | 10 | 0.37134
83438 | 8.64 | 0.8 | 365 | 7.9077 | 0.83965 | 8 | 0.74736
83780 | 10.5 | 0.8 | 365 | 9.6101 | 0.24957 | 9 | 0.85964
83781 | 4.425 | 0.8 | 365 | 4.05 | 0.11232 | 4 | 0.16228
83782 | 7.375 | 0.8 | 365 | 6.7499 | 0.52053 | 7 | 0.27046
83784 | 13.275 | 0.8 | 365 | 12.1499 | 0.33696 | 12 | 0.48684
83786 | 6.195 | 0.8 | 365 | 5.6699 | 0.35725 | 6 | 0.02719
83788 | 5.9 | 0.8 | 365 | 5.3999 | 0.81643 | 6 | 0.21637
83785 | 16.28 | 0.8 | 365 | 14.9002 | 0.84601 | 15 | 0.74619
83789 | 4.06 | 0.8 | 365 | 3.7159 | 0.44317 | 4 | 0.15906
83790 | 7.67 | 0.8 | 365 | 7.0199 | 0.061356 | 7 | 0.081283
83792 | 3.835 | 0.8 | 365 | 3.51 | 0.030678 | 3 | 0.54064
83795 | 4.13 | 0.8 | 365 | 3.78 | 0.5715 | 4 | 0.35146
83797 | 5.015 | 0.8 | 365 | 4.59 | 0.19396 | 4 | 0.78392
83798 | 7.08 | 0.8 | 365 | 6.4799 | 0.97971 | 7 | 0.45965
83799 | 3.54 | 0.8 | 365 | 3.24 | 0.48986 | 3 | 0.72982
83801 | 11.8 | 0.8 | 365 | 10.7999 | 0.63286 | 11 | 0.43274
83804 | 3.245 | 0.8 | 365 | 2.97 | 0.94904 | 3 | 0.919
83807 | 4.425 | 0.8 | 365 | 4.05 | 0.11232 | 4 | 0.16228
83808 | 3.245 | 0.8 | 365 | 2.97 | 0.94904 | 3 | 0.919
83810 | 2.95 | 0.8 | 365 | 2.7 | 0.40821 | 3 | 0.10819
83811 | 5.51 | 0.8 | 365 | 5.043 | 0.10144 | 5 | 0.14444
83826 | 10.075 | 0.8 | 365 | 9.2211 | 0.47042 | 9 | 0.69152
83827 | 4.32 | 0.8 | 365 | 3.9539 | 0.91982 | 4 | 0.87368
83830 | 9.435 | 0.8 | 365 | 8.6353 | 0.29712 | 8 | 0.93245
83831 | 12.96 | 0.8 | 365 | 11.8616 | 0.75947 | 12 | 0.62105
83832 | 8.64 | 0.8 | 365 | 7.9077 | 0.83965 | 8 | 0.74736
83833 | 8.4 | 0.8 | 365 | 7.6881 | 0.39966 | 8 | 0.087716
83835 | 13.32 | 0.8 | 365 | 12.1911 | 0.41946 | 12 | 0.61052
83836 | 10.24 | 0.8 | 365 | 9.3721 | 0.77292 | 10 | 0.14503
83859 | 10.03 | 0.8 | 365 | 9.1799 | 0.38793 | 9 | 0.56783
83860 | 5.31 | 0.8 | 365 | 4.8599 | 0.73478 | 5 | 0.59473
83862 | 5.6 | 0.8 | 365 | 5.1254 | 0.26644 | 5 | 0.39181
83865 | 6.3 | 0.8 | 365 | 5.766 | 0.54974 | 6 | 0.31579
83867 | 5.605 | 0.8 | 365 | 5.1299 | 0.27561 | 5 | 0.40555
83880 | 11.2 | 0.8 | 365 | 10.2507 | 0.53288 | 10 | 0.78362
83882 | 5.61 | 0.8 | 365 | 5.1345 | 0.28477 | 5 | 0.4193
83884 | 5.94 | 0.8 | 365 | 5.4366 | 0.88976 | 6 | 0.32631
83885 | 5.94 | 0.8 | 365 | 5.4366 | 0.88976 | 6 | 0.32631
83886 | 2.565 | 0.8 | 365 | 2.3476 | 0.7024 | 3 | 0.049999
83887 | 8.91 | 0.8 | 365 | 8.1548 | 0.33464 | 8 | 0.48947
83888 | 6.67 | 0.8 | 365 | 6.1047 | 0.22806 | 6 | 0.33275
83889 | 10.89 | 0.8 | 365 | 9.967 | 0.96456 | 10 | 0.93157
83893 | 7 | 0.8 | 365 | 6.4067 | 0.83305 | 7 | 0.23976
83894 | 11.07 | 0.8 | 365 | 10.1318 | 0.29455 | 10 | 0.42631
83895 | 9.8 | 0.8 | 365 | 8.9694 | 0.96627 | 9 | 0.93567
83845 | 6.09 | 0.8 | 365 | 5.5738 | 0.16475 | 5 | 0.73859
83868 | 6.38 | 0.8 | 365 | 5.8393 | 0.69641 | 6 | 0.53567
83897 | 4.02 | 0.8 | 365 | 3.6793 | 0.36984 | 4 | 0.049121
83898 | 11.2 | 0.8 | 365 | 10.2507 | 0.53288 | 10 | 0.78362
83899 | 5.44 | 0.8 | 365 | 4.9789 | 0.97311 | 5 | 0.95204
83900 | 5.12 | 0.8 | 365 | 4.6861 | 0.38646 | 5 | 0.072513
83901 | 5.4 | 0.8 | 365 | 4.9423 | 0.89978 | 5 | 0.8421
83837 | 12.76 | 0.8 | 365 | 11.6785 | 0.39282 | 12 | 0.07134
83841 | 13.34 | 0.8 | 365 | 12.2094 | 0.45613 | 12 | 0.66549
83842 | 6.67 | 0.8 | 365 | 6.1047 | 0.22806 | 6 | 0.33275
83844 | 7.83 | 0.8 | 365 | 7.1664 | 0.35468 | 7 | 0.52105
83843 | 4.93 | 0.8 | 365 | 4.5122 | 0.038134 | 4 | 0.55029
83846 | 8.12 | 0.8 | 365 | 7.4318 | 0.88634 | 8 | 0.31813
83847 | 4.93 | 0.8 | 365 | 4.5122 | 0.038134 | 4 | 0.55029
83903 | 15.045 | 0.8 | 365 | 13.7699 | 0.58189 | 14 | 0.35175
83849 | 11.02 | 0.8 | 365 | 10.086 | 0.20289 | 10 | 0.28888
83904 | 7.98 | 0.8 | 365 | 7.3037 | 0.62968 | 7 | 0.93333
83850 | 8.4 | 0.8 | 365 | 7.6881 | 0.39966 | 8 | 0.087716
83905 | 5.985 | 0.8 | 365 | 5.4777 | 0.97226 | 6 | 0.45
83851 | 6.38 | 0.8 | 365 | 5.8393 | 0.69641 | 6 | 0.53567
83906 | 9.975 | 0.8 | 365 | 9.1296 | 0.2871 | 9 | 0.41666
83852 | 8.7 | 0.8 | 365 | 7.9626 | 0.94965 | 8 | 0.91228
83853 | 6.67 | 0.8 | 365 | 6.1047 | 0.22806 | 6 | 0.33275
83856 | 7.25 | 0.8 | 365 | 6.6355 | 0.29137 | 6 | 0.9269
83883 | 8.41 | 0.8 | 365 | 7.6972 | 0.41799 | 8 | 0.1152
83857 | 3.36 | 0.8 | 365 | 3.0752 | 0.15986 | 3 | 0.23509
83858 | 5.22 | 0.8 | 365 | 4.7776 | 0.56979 | 5 | 0.34737
83861 | 4.93 | 0.8 | 365 | 4.5122 | 0.038134 | 4 | 0.55029
83863 | 8.7 | 0.8 | 365 | 7.9626 | 0.94965 | 8 | 0.91228
83864 | 7.25 | 0.8 | 365 | 6.6355 | 0.29137 | 6 | 0.9269
83871 | 10.73 | 0.8 | 365 | 9.8206 | 0.67123 | 10 | 0.49181
83872 | 12.76 | 0.8 | 365 | 11.6785 | 0.39282 | 12 | 0.07134
83874 | 4.48 | 0.8 | 365 | 4.1003 | 0.21315 | 4 | 0.31345
83875 | 8.41 | 0.8 | 365 | 7.6972 | 0.41799 | 8 | 0.1152
83876 | 11.89 | 0.8 | 365 | 10.8823 | 0.79785 | 11 | 0.68011
83877 | 3.77 | 0.8 | 365 | 3.4505 | 0.91151 | 4 | 0.36199
83878 | 4.41 | 0.8 | 365 | 4.0362 | 0.084821 | 4 | 0.12105
83879 | 8.7 | 0.8 | 365 | 7.9626 | 0.94965 | 8 | 0.91228
83907 | 9.1 | 0.8 | 365 | 8.3287 | 0.68296 | 9 | 0.011692
83834 | 3.96 | 0.8 | 365 | 3.6244 | 0.25984 | 3 | 0.88421
83729 | 7.15 | 0.8 | 365 | 6.544 | 0.10804 | 6 | 0.65204
83828 | 2.88 | 0.8 | 365 | 2.6359 | 0.27988 | 2 | 0.91579
83870 | 7.04 | 0.8 | 365 | 6.4433 | 0.90638 | 7 | 0.3497
83681 | 6.825 | 0.8 | 365 | 6.2465 | 0.51222 | 6 | 0.75877
83794 | 7.59 | 0.8 | 365 | 6.9467 | 0.91469 | 7 | 0.8614
83908 | 12.95 | 0.8 | 365 | 11.8524 | 0.74114 | 12 | 0.59356
83881 | 5.51 | 0.8 | 365 | 5.043 | 0.10144 | 5 | 0.14444
83910 | 8.75 | 0.8 | 365 | 8.0084 | 0.041312 | 8 | 0.049704
83911 | 13.3 | 0.8 | 365 | 12.1728 | 0.38279 | 12 | 0.55555
83912 | 8.4 | 0.8 | 365 | 7.6881 | 0.39966 | 8 | 0.087716
74634 | 6.615 | 0.8 | 365 | 6.0543 | 0.12723 | 6 | 0.18158
74635 | 6.615 | 0.8 | 365 | 6.0543 | 0.12723 | 6 | 0.18158
83611 | 13.11 | 0.8 | 365 | 11.9989 | 0.034469 | 12 | 0.033328
83271 | 24.12 | 0.8 | 365 | 22.0757 | 0.21902 | 22 | 0.29473
83367 | 2.1 | 0.8 | 365 | 1.922 | 0.84991 | 2 | 0.77193
82307 | 12.6 | 0.8 | 365 | 11.5321 | 0.099489 | 11 | 0.63157
83071 | 14.7 | 0.8 | 365 | 13.4541 | 0.9494 | 14 | 0.4035
83581 | 7.41 | 0.8 | 365 | 6.782 | 0.5847 | 7 | 0.36666
63463 | 86.4 | 0.6 | 365 | 59.3079 | 0.79737 | 60 | 0.10524
83580 | 3.6 | 0.8 | 365 | 3.2949 | 0.59985 | 3 | 0.89474
83383 | 4.13 | 0.8 | 365 | 3.78 | 0.5715 | 4 | 0.35146
83914 | 7.68 | 0.8 | 365 | 7.0291 | 0.079689 | 7 | 0.10877
83915 | 8.12 | 0.8 | 365 | 7.4318 | 0.88634 | 8 | 0.31813
83916 | 10.88 | 0.8 | 365 | 9.9579 | 0.94623 | 10 | 0.90409
83918 | 3.96 | 0.8 | 365 | 3.6244 | 0.25984 | 3 | 0.88421
83919 | 8.4 | 0.8 | 365 | 7.6881 | 0.39966 | 8 | 0.087716
83920 | 10.56 | 0.8 | 365 | 9.665 | 0.35957 | 10 | 0.024557
83921 | 9.92 | 0.8 | 365 | 9.0792 | 0.18626 | 9 | 0.26549
83925 | 7.35 | 0.8 | 365 | 6.727 | 0.4747 | 7 | 0.20175
83576 | 4.725 | 0.8 | 365 | 4.3245 | 0.66231 | 4 | 0.98684
83926 | 9.9 | 0.8 | 365 | 9.0609 | 0.1496 | 9 | 0.21052
83448 | 3.465 | 0.8 | 365 | 3.1713 | 0.35236 | 3 | 0.52368
83922 | 12.25 | 0.8 | 365 | 11.2117 | 0.45784 | 11 | 0.66959
83997 | 4.845 | 0.8 | 365 | 4.4344 | 0.8823 | 5 | 0.31666
83999 | 4.93 | 0.8 | 365 | 4.5122 | 0.038134 | 4 | 0.55029
83996 | 9.86 | 0.8 | 365 | 9.0243 | 0.076267 | 9 | 0.10058
83995 | 4.35 | 0.8 | 365 | 3.9813 | 0.97482 | 4 | 0.95614
83970 | 10.44 | 0.8 | 365 | 9.5552 | 0.13958 | 9 | 0.69473
84002 | 11.02 | 0.8 | 365 | 10.086 | 0.20289 | 10 | 0.28888
84000 | 4.64 | 0.8 | 365 | 4.2467 | 0.50648 | 4 | 0.75321
84003 | 11.02 | 0.8 | 365 | 10.086 | 0.20289 | 10 | 0.28888
83998 | 11.89 | 0.8 | 365 | 10.8823 | 0.79785 | 11 | 0.68011
83994 | 3.92 | 0.8 | 365 | 3.5878 | 0.18651 | 3 | 0.77427
84015 | 5.8 | 0.8 | 365 | 5.3084 | 0.6331 | 5 | 0.94152
84014 | 8.12 | 0.8 | 365 | 7.4318 | 0.88634 | 8 | 0.31813
84001 | 10.36 | 0.8 | 365 | 9.4819 | 0.99291 | 10 | 0.47485
83973 | 5.22 | 0.8 | 365 | 4.7776 | 0.56979 | 5 | 0.34737
83953 | 6.38 | 0.8 | 365 | 5.8393 | 0.69641 | 6 | 0.53567
83951 | 3.99 | 0.8 | 365 | 3.6518 | 0.31484 | 3 | 0.96667
83950 | 6.38 | 0.8 | 365 | 5.8393 | 0.69641 | 6 | 0.53567
83949 | 8.41 | 0.8 | 365 | 7.6972 | 0.41799 | 8 | 0.1152
83948 | 5.8 | 0.8 | 365 | 5.3084 | 0.6331 | 5 | 0.94152
83947 | 5.51 | 0.8 | 365 | 5.043 | 0.10144 | 5 | 0.14444
83946 | 8.41 | 0.8 | 365 | 7.6972 | 0.41799 | 8 | 0.1152
83945 | 12.88 | 0.8 | 365 | 11.7884 | 0.61281 | 12 | 0.40116
83944 | 12.18 | 0.8 | 365 | 11.1477 | 0.32951 | 11 | 0.47719
83940 | 10.44 | 0.8 | 365 | 9.5552 | 0.13958 | 9 | 0.69473
83935 | 6.72 | 0.8 | 365 | 6.1504 | 0.31973 | 6 | 0.47017
83932 | 6.96 | 0.8 | 365 | 6.3701 | 0.75972 | 7 | 0.12982
83682 | 6.38 | 0.8 | 365 | 5.8393 | 0.69641 | 6 | 0.53567
83498 | 6.67 | 0.8 | 365 | 6.1047 | 0.22806 | 6 | 0.33275
83509 | 2.61 | 0.8 | 365 | 2.3888 | 0.78489 | 3 | 0.17368
83917 | 5.8 | 0.8 | 365 | 5.3084 | 0.6331 | 5 | 0.94152
83941 | 7.625 | 1 | 365 | 8.7234 | 0.47357 | 9 | 0.197
84023 | 8.45 | 0.8 | 365 | 7.7338 | 0.49132 | 8 | 0.22514
71950 | 179.215 | 0.7 | 365 | 143.5224 | 0.48437 | 144 | 0.0067702
64413 | 285.12 | 0.7 | 365 | 228.3353 | 0.36989 | 228 | 0.70516
83569 | 6 | 1 | 365 | 6.8643 | 0.7497 | 7 | 0.61403
7358 | 186.66 | 0.7 | 365 | 149.4846 | 0.42713 | 149 | 0.91177
83648 | 6.867 | 0.8 | 365 | 6.285 | 0.58922 | 6 | 0.87421
83282 | 6.2 | 0.8 | 365 | 5.6745 | 0.36642 | 6 | 0.040933
83315 | 9.45 | 0.8 | 365 | 8.6491 | 0.32462 | 8 | 0.97368
78189 | 144 | 0.6 | 365 | 98.8464 | 0.99562 | 99 | 0.84206
82957 | 29.7 | 0.6 | 365 | 20.3871 | 0.8366 | 21 | 0.22368
34801 | 1836 | 0.9 | 365 | 1890.4381 | 0.66628 | 1891 | 0.10441
65180 | 27.645 | 0.7 | 365 | 22.1392 | 0.34621 | 22 | 0.48541
83983 | 10.915 | 0.8 | 365 | 9.9899 | 0.010391 | 10 | 0.0002879
83979 | 12.25 | 0.8 | 365 | 11.2117 | 0.45784 | 11 | 0.66959
82039 | 60.16 | 0.6 | 365 | 41.2958 | 0.71817 | 42 | 0.014017
83975 | 13.65 | 0.8 | 365 | 12.4931 | 0.024447 | 12 | 0.51754
83974 | 6.82 | 0.8 | 365 | 6.242 | 0.50306 | 6 | 0.74503
83972 | 10.385 | 0.8 | 365 | 9.5048 | 0.038746 | 9 | 0.54356
83968 | 9.66 | 0.8 | 365 | 8.8413 | 0.70961 | 9 | 0.55087
83939 | 9.8 | 0.8 | 365 | 8.9694 | 0.96627 | 9 | 0.93567
83938 | 6.03 | 0.8 | 365 | 5.5189 | 0.054756 | 5 | 0.57368
83936 | 7.7 | 0.8 | 365 | 7.0474 | 0.11635 | 7 | 0.16374
83934 | 7.2 | 0.8 | 365 | 6.5898 | 0.19971 | 6 | 0.78947
83931 | 3.25 | 0.8 | 365 | 2.9745 | 0.9582 | 3 | 0.93275
83930 | 8.4 | 0.8 | 365 | 7.6881 | 0.39966 | 8 | 0.087716
83985 | 5.1 | 0.8 | 365 | 4.6677 | 0.34979 | 5 | 0.017542
83987 | 9.92 | 0.8 | 365 | 9.0792 | 0.18626 | 9 | 0.26549
83988 | 5.36 | 0.8 | 365 | 4.9057 | 0.82645 | 5 | 0.73216
83992 | 8.99 | 0.8 | 365 | 8.2281 | 0.4813 | 8 | 0.70935
83993 | 15.05 | 0.8 | 365 | 13.7744 | 0.59106 | 14 | 0.36549
84018 | 24.85 | 0.8 | 365 | 22.7438 | 0.55733 | 23 | 0.30116
84020 | 9.72 | 0.8 | 365 | 8.8962 | 0.81961 | 9 | 0.71579
84022 | 9.57 | 0.8 | 365 | 8.7589 | 0.54461 | 9 | 0.3035
84025 | 6.365 | 0.8 | 365 | 5.8255 | 0.66891 | 6 | 0.49444
84026 | 5.58 | 0.8 | 365 | 5.1071 | 0.22977 | 5 | 0.33684
84031 | 11.2 | 0.8 | 365 | 10.2507 | 0.53288 | 10 | 0.78362
84024 | 2.32 | 0.8 | 365 | 2.1234 | 0.25324 | 2 | 0.37661
84021 | 4.35 | 0.8 | 365 | 3.9813 | 0.97482 | 4 | 0.95614
84019 | 7.25 | 0.8 | 365 | 6.6355 | 0.29137 | 6 | 0.9269
83450 | 392.04 | 0.6 | 365 | 269.1094 | 0.043082 | 269 | 0.15251
84013 | 7.54 | 0.8 | 365 | 6.9009 | 0.82303 | 7 | 0.72397
84012 | 10.92 | 0.8 | 365 | 9.9945 | 0.019557 | 10 | 0.014031
84010 | 8.12 | 0.8 | 365 | 7.4318 | 0.88634 | 8 | 0.31813
84072 | 6 | 0.8 | 365 | 5.4915 | 0.99976 | 6 | 0.49123
84091 | 10.05 | 0.8 | 365 | 9.1982 | 0.42459 | 9 | 0.6228
84092 | 3.66 | 0.8 | 365 | 3.3498 | 0.70985 | 4 | 0.059648
84071 | 6.57 | 0.8 | 365 | 6.0132 | 0.044734 | 6 | 0.057892
84070 | 7.08 | 0.8 | 365 | 6.4799 | 0.97971 | 7 | 0.45965
84062 | 13.4 | 0.8 | 365 | 12.2643 | 0.56612 | 12 | 0.8304
84069 | 4.32 | 0.8 | 365 | 3.9539 | 0.91982 | 4 | 0.87368
84068 | 8.4 | 0.8 | 365 | 7.6881 | 0.39966 | 8 | 0.087716
84067 | 6.12 | 0.8 | 365 | 5.6013 | 0.21975 | 5 | 0.82105
75590 | 65.28 | 0.6 | 365 | 44.8104 | 0.75802 | 45 | 0.5684
84066 | 13 | 0.8 | 365 | 11.8982 | 0.83281 | 12 | 0.73099
84079 | 6.27 | 0.8 | 365 | 5.7386 | 0.49475 | 6 | 0.23333
84078 | 11.115 | 0.8 | 365 | 10.1729 | 0.37705 | 10 | 0.55
84074 | 11.22 | 0.8 | 365 | 10.269 | 0.56955 | 10 | 0.83859
84073 | 6.27 | 0.8 | 365 | 5.7386 | 0.49475 | 6 | 0.23333
84054 | 7.59 | 0.8 | 365 | 6.9467 | 0.91469 | 7 | 0.8614
84051 | 7.41 | 0.8 | 365 | 6.782 | 0.5847 | 7 | 0.36666
83927 | 10.2 | 0.8 | 365 | 9.3355 | 0.69959 | 10 | 0.035084
82032 | 41.76 | 0.6 | 365 | 28.6655 | 0.41873 | 29 | 0.084198
83838 | 10.075 | 0.8 | 365 | 9.2211 | 0.47042 | 9 | 0.69152
83913 | 9.1 | 0.8 | 365 | 8.3287 | 0.68296 | 9 | 0.011692
83644 | 7.2 | 0.8 | 365 | 6.5898 | 0.19971 | 6 | 0.78947
83345 | 8.25 | 0.8 | 365 | 7.5508 | 0.12467 | 7 | 0.67544
83441 | 10.23 | 0.8 | 365 | 9.363 | 0.75459 | 10 | 0.11754
83455 | 11.97 | 0.8 | 365 | 10.9555 | 0.94451 | 11 | 0.9
83487 | 5.28 | 0.8 | 365 | 4.8325 | 0.67979 | 5 | 0.51228
83664 | 11.7 | 0.8 | 365 | 10.7084 | 0.44953 | 11 | 0.15789
83476 | 9.45 | 0.8 | 365 | 8.6491 | 0.32462 | 8 | 0.97368
83616 | 9.28 | 0.8 | 365 | 8.4935 | 0.012957 | 8 | 0.50643
83623 | 7.25 | 0.8 | 365 | 6.6355 | 0.29137 | 6 | 0.9269
83561 | 2.4 | 0.8 | 365 | 2.1966 | 0.3999 | 2 | 0.59649
83928 | 11.55 | 0.8 | 365 | 10.5711 | 0.17453 | 10 | 0.74561
83963 | 12.426 | 0.8 | 365 | 11.3728 | 0.7805 | 12 | 0.15333
36265 | 229.14 | 1 | 365 | 262.149 | 0.10089 | 262 | 0.24988
36268 | 367.83 | 1 | 365 | 420.8181 | 0.92511 | 421 | 0.74323
36247 | 156.78 | 1 | 365 | 179.3651 | 0.27956 | 179 | 0.64466
83971 | 8.1 | 0.8 | 365 | 7.4135 | 0.84967 | 8 | 0.26315
51635 | 1400.3 | 1 | 365 | 1602.0216 | 0.94988 | 1602 | 0.9715
83814 | 9.57 | 0.8 | 365 | 8.7589 | 0.54461 | 9 | 0.3035
83816 | 12.76 | 0.8 | 365 | 11.6785 | 0.39282 | 12 | 0.07134
81595 | 13.6 | 0.8 | 365 | 12.4473 | 0.93278 | 13 | 0.38011
83535 | 4.725 | 0.8 | 365 | 4.3245 | 0.66231 | 4 | 0.98684
83169 | 12.395 | 0.8 | 365 | 11.3445 | 0.72366 | 12 | 0.068124
83416 | 5.525 | 0.8 | 365 | 5.0567 | 0.12894 | 5 | 0.18567
83716 | 11.02 | 0.8 | 365 | 10.086 | 0.20289 | 10 | 0.28888
83976 | 9 | 0.8 | 365 | 8.2372 | 0.49964 | 8 | 0.73684
83854 | 5.76 | 0.8 | 365 | 5.2718 | 0.55977 | 5 | 0.83158
83723 | 13.275 | 0.8 | 365 | 12.1499 | 0.33696 | 12 | 0.48684
83304 | 11.16 | 0.8 | 365 | 10.2141 | 0.45955 | 10 | 0.67368
83825 | 6 | 0.8 | 365 | 5.4915 | 0.99976 | 6 | 0.49123
83740 | 4.14 | 0.8 | 365 | 3.7891 | 0.58983 | 4 | 0.37895
83955 | 10.325 | 0.8 | 365 | 9.4499 | 0.92875 | 10 | 0.37865
83958 | 12 | 0.8 | 365 | 10.9829 | 0.99951 | 11 | 0.98245
83961 | 9.6 | 0.8 | 365 | 8.7864 | 0.59961 | 9 | 0.38596
83962 | 6.785 | 0.8 | 365 | 6.2099 | 0.43889 | 6 | 0.64883
83924 | 5.22 | 0.8 | 365 | 4.7776 | 0.56979 | 5 | 0.34737
83965 | 13.42 | 0.8 | 365 | 12.2826 | 0.60279 | 12 | 0.88537
83966 | 5.31 | 0.8 | 365 | 4.8599 | 0.73478 | 5 | 0.59473
83967 | 9.145 | 0.8 | 365 | 8.3699 | 0.76546 | 9 | 0.13538
83954 | 9.92 | 0.8 | 365 | 9.0792 | 0.18626 | 9 | 0.26549
83978 | 5.355 | 0.8 | 365 | 4.9011 | 0.81728 | 5 | 0.71842
83981 | 11.6 | 0.8 | 365 | 10.6168 | 0.2662 | 10 | 0.88304
83984 | 9.28 | 0.8 | 365 | 8.4935 | 0.012957 | 8 | 0.50643
83989 | 10.15 | 0.8 | 365 | 9.2897 | 0.60792 | 9 | 0.89766
84004 | 13.275 | 0.8 | 365 | 12.1499 | 0.33696 | 12 | 0.48684
84005 | 6.38 | 0.8 | 365 | 5.8393 | 0.69641 | 6 | 0.53567
84016 | 5.67 | 0.8 | 365 | 5.1894 | 0.39477 | 5 | 0.58421
84028 | 4.35 | 0.8 | 365 | 3.9813 | 0.97482 | 4 | 0.95614
84029 | 6.44 | 0.8 | 365 | 5.8942 | 0.80641 | 6 | 0.70058
84030 | 6.44 | 0.8 | 365 | 5.8942 | 0.80641 | 6 | 0.70058
84033 | 7.375 | 0.8 | 365 | 6.7499 | 0.52053 | 7 | 0.27046
84034 | 3.835 | 0.8 | 365 | 3.51 | 0.030678 | 3 | 0.54064
84035 | 8.85 | 0.8 | 365 | 8.0999 | 0.22464 | 8 | 0.32456
84037 | 7.67 | 0.8 | 365 | 7.0199 | 0.061356 | 7 | 0.081283
84038 | 4.13 | 0.8 | 365 | 3.78 | 0.5715 | 4 | 0.35146
84040 | 2.95 | 0.8 | 365 | 2.7 | 0.40821 | 3 | 0.10819
84041 | 7.375 | 0.8 | 365 | 6.7499 | 0.52053 | 7 | 0.27046
84042 | 3.835 | 0.8 | 365 | 3.51 | 0.030678 | 3 | 0.54064
84043 | 9.57 | 0.8 | 365 | 8.7589 | 0.54461 | 9 | 0.3035
84044 | 6.49 | 0.8 | 365 | 5.9399 | 0.89807 | 6 | 0.83801
84045 | 3.245 | 0.8 | 365 | 2.97 | 0.94904 | 3 | 0.919
84046 | 9.44 | 0.8 | 365 | 8.6399 | 0.30628 | 8 | 0.94619
84047 | 3.54 | 0.8 | 365 | 3.24 | 0.48986 | 3 | 0.72982
84048 | 5.31 | 0.8 | 365 | 4.8599 | 0.73478 | 5 | 0.59473
84050 | 6.785 | 0.8 | 365 | 6.2099 | 0.43889 | 6 | 0.64883
84052 | 7.08 | 0.8 | 365 | 6.4799 | 0.97971 | 7 | 0.45965
84053 | 12.98 | 0.8 | 365 | 11.8799 | 0.79614 | 12 | 0.67602
84057 | 6.49 | 0.8 | 365 | 5.9399 | 0.89807 | 6 | 0.83801
84082 | 3.36 | 0.8 | 365 | 3.0752 | 0.15986 | 3 | 0.23509
84056 | 5.8 | 0.8 | 365 | 5.3084 | 0.6331 | 5 | 0.94152
84055 | 10.36 | 0.8 | 365 | 9.4819 | 0.99291 | 10 | 0.47485
84197 | 4.725 | 0.8 | 365 | 4.3245 | 0.66231 | 4 | 0.98684
83896 | 8.775 | 0.8 | 365 | 8.0313 | 0.087144 | 8 | 0.11842
83718 | 33 | 0.6 | 365 | 22.6523 | 0.374 | 23 | 0.026306
81887 | 4.16 | 0.8 | 365 | 3.8074 | 0.6265 | 4 | 0.43392
83555 | 6.785 | 0.8 | 365 | 6.2099 | 0.43889 | 6 | 0.64883
84084 | 9.28 | 0.8 | 365 | 8.4935 | 0.012957 | 8 | 0.50643
42965 | 110.25 | 0.9 | 365 | 113.519 | 0.3856 | 113 | 0.90455
51632 | 2768.775 | 1 | 365 | 3167.6337 | 0.96909 | 3168 | 0.60274
51633 | 2768.775 | 1 | 365 | 3167.6337 | 0.96909 | 3168 | 0.60274
79706 | 25.2 | 0.6 | 365 | 17.2981 | 0.64923 | 17 | 0.94736
84157 | 10.325 | 0.8 | 365 | 9.4499 | 0.92875 | 10 | 0.37865
79804 | 5.12 | 0.8 | 365 | 4.6861 | 0.38646 | 5 | 0.072513
79833 | 4.96 | 0.8 | 365 | 4.5396 | 0.093132 | 4 | 0.63275
81922 | 7.83 | 0.8 | 365 | 7.1664 | 0.35468 | 7 | 0.52105
84178 | 14.28 | 0.8 | 365 | 13.0697 | 0.17942 | 13 | 0.24912
84179 | 7.56 | 0.8 | 365 | 6.9193 | 0.85969 | 7 | 0.77894
84181 | 10.54 | 0.8 | 365 | 9.6467 | 0.32291 | 9 | 0.96959
84188 | 14.21 | 0.8 | 365 | 13.0056 | 0.051091 | 13 | 0.056719
83442 | 7.54 | 0.8 | 365 | 6.9009 | 0.82303 | 7 | 0.72397
83524 | 8.96 | 0.8 | 365 | 8.2006 | 0.4263 | 8 | 0.6269
83453 | 218.88 | 0.55 | 365 | 137.726 | 0.8739 | 138 | 0.59994
84058 | 6.195 | 0.8 | 365 | 5.6699 | 0.35725 | 6 | 0.02719
84061 | 12.54 | 0.8 | 365 | 11.4772 | 0.98949 | 12 | 0.46666
84065 | 5.22 | 0.8 | 365 | 4.7776 | 0.56979 | 5 | 0.34737
84089 | 24.7 | 0.8 | 365 | 22.6065 | 0.28233 | 22 | 0.88888
81784 | 14.14 | 0.8 | 365 | 12.9416 | 0.92276 | 13 | 0.86432
34792 | 1348.71 | 0.7 | 365 | 1080.0998 | 0.50779 | 1080 | 0.60763
84099 | 9.75 | 0.8 | 365 | 8.9236 | 0.8746 | 9 | 0.79824
84100 | 5.32 | 0.8 | 365 | 4.8691 | 0.75312 | 5 | 0.62222
84101 | 15.6 | 0.8 | 365 | 14.2778 | 0.59937 | 14 | 0.87719
84103 | 8.05 | 0.8 | 365 | 7.3677 | 0.75801 | 8 | 0.12573
83909 | 12.6 | 0.8 | 365 | 11.5321 | 0.099489 | 11 | 0.63157
84113 | 7.92 | 0.8 | 365 | 7.2487 | 0.51968 | 7 | 0.76842
84114 | 6.3 | 0.8 | 365 | 5.766 | 0.54974 | 6 | 0.31579
84115 | 6.6 | 0.8 | 365 | 6.0406 | 0.099732 | 6 | 0.14035
84116 | 7.8 | 0.8 | 365 | 7.1389 | 0.29968 | 7 | 0.43859
84117 | 15.48 | 0.8 | 365 | 14.168 | 0.37937 | 14 | 0.54736
84118 | 9.715 | 0.8 | 365 | 8.8916 | 0.81044 | 9 | 0.70204
84119 | 3.48 | 0.8 | 365 | 3.1851 | 0.37986 | 3 | 0.56491
84076 | 7.92 | 0.8 | 365 | 7.2487 | 0.51968 | 7 | 0.76842
84120 | 7.25 | 0.8 | 365 | 6.6355 | 0.29137 | 6 | 0.9269
84121 | 6.96 | 0.8 | 365 | 6.3701 | 0.75972 | 7 | 0.12982
84122 | 6.67 | 0.8 | 365 | 6.1047 | 0.22806 | 6 | 0.33275
84123 | 10.5 | 0.8 | 365 | 9.6101 | 0.24957 | 9 | 0.85964
83107 | 11.7 | 0.8 | 365 | 10.7084 | 0.44953 | 11 | 0.15789
83803 | 4.425 | 0.8 | 365 | 4.05 | 0.11232 | 4 | 0.16228
84109 | 6.67 | 0.8 | 365 | 6.1047 | 0.22806 | 6 | 0.33275
84110 | 9.45 | 0.8 | 365 | 8.6491 | 0.32462 | 8 | 0.97368
84107 | 13.44 | 0.8 | 365 | 12.3009 | 0.63946 | 12 | 0.94035
84124 | 8.555 | 0.8 | 365 | 7.8299 | 0.68382 | 8 | 0.51374
84125 | 4.72 | 0.8 | 365 | 4.32 | 0.65314 | 4 | 0.9731
84127 | 3.54 | 0.8 | 365 | 3.24 | 0.48986 | 3 | 0.72982
84130 | 11.6 | 0.8 | 365 | 10.6168 | 0.2662 | 10 | 0.88304
84131 | 4.425 | 0.8 | 365 | 4.05 | 0.11232 | 4 | 0.16228
84132 | 12.095 | 0.8 | 365 | 11.0699 | 0.17368 | 11 | 0.24356
84133 | 8.7 | 0.8 | 365 | 7.9626 | 0.94965 | 8 | 0.91228
84134 | 9 | 0.8 | 365 | 8.2372 | 0.49964 | 8 | 0.73684
84135 | 10.03 | 0.8 | 365 | 9.1799 | 0.38793 | 9 | 0.56783
84136 | 9 | 0.8 | 365 | 8.2372 | 0.49964 | 8 | 0.73684
84140 | 5.31 | 0.8 | 365 | 4.8599 | 0.73478 | 5 | 0.59473
84112 | 5.5 | 0.8 | 365 | 5.0338 | 0.08311 | 5 | 0.11696
83783 | 12.18 | 0.8 | 365 | 11.1477 | 0.32951 | 11 | 0.47719
84088 | 4.93 | 0.8 | 365 | 4.5122 | 0.038134 | 4 | 0.55029
84090 | 9.86 | 0.8 | 365 | 9.0243 | 0.076267 | 9 | 0.10058
84093 | 12.18 | 0.8 | 365 | 11.1477 | 0.32951 | 11 | 0.47719
84094 | 7.28 | 0.8 | 365 | 6.663 | 0.34637 | 7 | 0.0093537
84095 | 4.35 | 0.8 | 365 | 3.9813 | 0.97482 | 4 | 0.95614
84096 | 8.12 | 0.8 | 365 | 7.4318 | 0.88634 | 8 | 0.31813
84097 | 10.44 | 0.8 | 365 | 9.5552 | 0.13958 | 9 | 0.69473
83626 | 7.2 | 0.8 | 365 | 6.5898 | 0.19971 | 6 | 0.78947
84098 | 13.34 | 0.8 | 365 | 12.2094 | 0.45613 | 12 | 0.66549
84106 | 10.44 | 0.8 | 365 | 9.5552 | 0.13958 | 9 | 0.69473
84145 | 12 | 0.8 | 365 | 10.9829 | 0.99951 | 11 | 0.98245
84146 | 8.4 | 0.8 | 365 | 7.6881 | 0.39966 | 8 | 0.087716
84148 | 12 | 0.8 | 365 | 10.9829 | 0.99951 | 11 | 0.98245
84149 | 12 | 0.8 | 365 | 10.9829 | 0.99951 | 11 | 0.98245
84151 | 12.6 | 0.8 | 365 | 11.5321 | 0.099489 | 11 | 0.63157
84152 | 8.71 | 0.8 | 365 | 7.9718 | 0.96798 | 8 | 0.93976
84153 | 7.035 | 0.8 | 365 | 6.4387 | 0.89721 | 7 | 0.33596
84155 | 6.96 | 0.8 | 365 | 6.3701 | 0.75972 | 7 | 0.12982
84156 | 13.5 | 0.8 | 365 | 12.3558 | 0.74945 | 13 | 0.10526
84158 | 7.475 | 0.8 | 365 | 6.8415 | 0.70386 | 7 | 0.54532
81932 | 730.71 | 0.6 | 365 | 501.5839 | 0.70404 | 502 | 0.28793
84159 | 6.4 | 0.8 | 365 | 5.8576 | 0.73307 | 6 | 0.59064
84161 | 9.715 | 0.8 | 365 | 8.8916 | 0.81044 | 9 | 0.70204
84087 | 3.355 | 0.8 | 365 | 3.0706 | 0.1507 | 3 | 0.22134
84162 | 4.06 | 0.8 | 365 | 3.7159 | 0.44317 | 4 | 0.15906
84164 | 18.3 | 0.8 | 365 | 16.749 | 0.54926 | 17 | 0.29824
84167 | 10.73 | 0.8 | 365 | 9.8206 | 0.67123 | 10 | 0.49181
84168 | 5.605 | 0.8 | 365 | 5.1299 | 0.27561 | 5 | 0.40555
84163 | 8.12 | 0.8 | 365 | 7.4318 | 0.88634 | 8 | 0.31813
84173 | 4.875 | 0.8 | 365 | 4.4618 | 0.9373 | 5 | 0.39912
84059 | 11.7 | 0.8 | 365 | 10.7084 | 0.44953 | 11 | 0.15789
83991 | 11.52 | 0.8 | 365 | 10.5436 | 0.11953 | 10 | 0.66315
83839 | 6.3 | 0.8 | 365 | 5.766 | 0.54974 | 6 | 0.31579
84174 | 12.21 | 0.8 | 365 | 11.1751 | 0.38451 | 11 | 0.55964
84175 | 3.2 | 0.8 | 365 | 2.9288 | 0.86654 | 3 | 0.79532
84176 | 7.015 | 0.8 | 365 | 6.4204 | 0.86055 | 7 | 0.28099
84177 | 17.6 | 0.8 | 365 | 16.1083 | 0.26595 | 16 | 0.37426
84180 | 10.5 | 0.8 | 365 | 9.6101 | 0.24957 | 9 | 0.85964
84183 | 6.84 | 0.8 | 365 | 6.2603 | 0.53972 | 6 | 0.8
84184 | 8.4 | 0.8 | 365 | 7.6881 | 0.39966 | 8 | 0.087716
84185 | 6.27 | 0.8 | 365 | 5.7386 | 0.49475 | 6 | 0.23333
84187 | 6.27 | 0.8 | 365 | 5.7386 | 0.49475 | 6 | 0.23333
84190 | 6.27 | 0.8 | 365 | 5.7386 | 0.49475 | 6 | 0.23333
84193 | 8.45 | 0.8 | 365 | 7.7338 | 0.49132 | 8 | 0.22514
84194 | 9.145 | 0.8 | 365 | 8.3699 | 0.76546 | 9 | 0.13538
84108 | 13.34 | 0.8 | 365 | 12.2094 | 0.45613 | 12 | 0.66549
84198 | 15.12 | 0.8 | 365 | 13.8385 | 0.71939 | 14 | 0.55789
84199 | 5.51 | 0.8 | 365 | 5.043 | 0.10144 | 5 | 0.14444
84201 | 12.24 | 0.8 | 365 | 11.2026 | 0.4395 | 11 | 0.6421
84202 | 5.232 | 0.8 | 365 | 4.7886 | 0.59179 | 5 | 0.38035
84186 | 13.92 | 0.8 | 365 | 12.7402 | 0.51944 | 13 | 0.25964
84204 | 5.13 | 0.8 | 365 | 4.6952 | 0.40479 | 5 | 0.099998
84189 | 2.9 | 0.8 | 365 | 2.6542 | 0.31655 | 2 | 0.97076
84205 | 15.81 | 0.8 | 365 | 14.47 | 0.98436 | 15 | 0.45438
84192 | 6.84 | 0.8 | 365 | 6.2603 | 0.53972 | 6 | 0.8
83255 | 33 | 0.6 | 365 | 22.6523 | 0.374 | 23 | 0.026306
84206 | 13.33 | 0.8 | 365 | 12.2002 | 0.43779 | 12 | 0.63801
83550 | 6.41 | 0.8 | 365 | 5.8667 | 0.75141 | 6 | 0.61813
83777 | 7.2 | 0.8 | 365 | 6.5898 | 0.19971 | 6 | 0.78947
83775 | 9.715 | 0.8 | 365 | 8.8916 | 0.81044 | 9 | 0.70204
84209 | 7.965 | 0.8 | 365 | 7.2899 | 0.60218 | 7 | 0.8921
82435 | 149.41 | 0.6 | 365 | 102.56 | 0.43421 | 102 | 0.99425
64958 | 659.34 | 0.7 | 365 | 528.0253 | 0.66787 | 528 | 0.69318
78206 | 164 | 0.6 | 365 | 112.5751 | 0.49501 | 113 | 0.070125
83773 | 10.695 | 0.8 | 365 | 9.7885 | 0.60707 | 10 | 0.39561
84210 | 8.7 | 0.8 | 365 | 7.9626 | 0.94965 | 8 | 0.91228
84211 | 7.25 | 0.8 | 365 | 6.6355 | 0.29137 | 6 | 0.9269
84195 | 4.64 | 0.8 | 365 | 4.2467 | 0.50648 | 4 | 0.75321
84207 | 13.63 | 0.8 | 365 | 12.4748 | 0.98778 | 13 | 0.46257
83942 | 9.3 | 0.8 | 365 | 8.5118 | 0.049623 | 8 | 0.5614
84215 | 10.075 | 0.8 | 365 | 9.2211 | 0.47042 | 9 | 0.69152
84216 | 6.12 | 0.8 | 365 | 5.6013 | 0.21975 | 5 | 0.82105
84218 | 4.578 | 0.8 | 365 | 4.19 | 0.39281 | 4 | 0.58281
84219 | 13.12 | 0.8 | 365 | 12.008 | 0.052802 | 12 | 0.060813
84220 | 4.95 | 0.8 | 365 | 4.5305 | 0.074799 | 4 | 0.60526
84222 | 3.835 | 0.8 | 365 | 3.51 | 0.030678 | 3 | 0.54064
84223 | 11.61 | 0.8 | 365 | 10.626 | 0.28453 | 10 | 0.91052
84006 | 6.84 | 0.8 | 365 | 6.2603 | 0.53972 | 6 | 0.8
84224 | 5.865 | 0.8 | 365 | 5.3679 | 0.75226 | 6 | 0.12017
84225 | 7 | 0.8 | 365 | 6.4067 | 0.83305 | 7 | 0.23976
84227 | 6.7 | 0.8 | 365 | 6.1321 | 0.28306 | 6 | 0.4152
84226 | 13.275 | 0.8 | 365 | 12.1499 | 0.33696 | 12 | 0.48684
84228 | 9.9 | 0.8 | 365 | 9.0609 | 0.1496 | 9 | 0.21052
84229 | 14.025 | 0.8 | 365 | 12.8363 | 0.71193 | 13 | 0.54824
84009 | 12.095 | 0.8 | 365 | 11.0699 | 0.17368 | 11 | 0.24356
79387 | 15.9 | 0.8 | 365 | 14.5524 | 0.14936 | 14 | 0.70175
84235 | 5.94 | 0.8 | 365 | 5.4366 | 0.88976 | 6 | 0.32631
84236 | 4.845 | 0.8 | 365 | 4.4344 | 0.8823 | 5 | 0.31666
84237 | 11.88 | 0.8 | 365 | 10.8731 | 0.77952 | 11 | 0.65263
83943 | 8.04 | 0.8 | 365 | 7.3586 | 0.73967 | 8 | 0.098242
35126 | 257.95 | 0.8 | 365 | 236.0874 | 0.89788 | 236 | 0.98527
35130 | 644.875 | 0.8 | 365 | 590.2185 | 0.24469 | 590 | 0.46318
35133 | 648.56 | 0.8 | 365 | 593.5912 | 0.00037837 | 593 | 0.59155
35111 | 644.875 | 0.8 | 365 | 590.2185 | 0.24469 | 590 | 0.46318
84147 | 9 | 0.8 | 365 | 8.2372 | 0.49964 | 8 | 0.73684
84200 | 8.25 | 0.8 | 365 | 7.5508 | 0.12467 | 7 | 0.67544
83411 | 17.4 | 0.8 | 365 | 15.9253 | 0.89929 | 16 | 0.82455
83956 | 5.12 | 0.8 | 365 | 4.6861 | 0.38646 | 5 | 0.072513
84126 | 10.08 | 0.8 | 365 | 9.2257 | 0.47959 | 9 | 0.70526
84128 | 12.095 | 0.8 | 365 | 11.0699 | 0.17368 | 11 | 0.24356
84129 | 6.195 | 0.8 | 365 | 5.6699 | 0.35725 | 6 | 0.02719
84137 | 7.54 | 0.8 | 365 | 6.9009 | 0.82303 | 7 | 0.72397
84138 | 3.54 | 0.8 | 365 | 3.24 | 0.48986 | 3 | 0.72982
84032 | 5.525 | 0.8 | 365 | 5.0567 | 0.12894 | 5 | 0.18567
84166 | 10.05 | 0.8 | 365 | 9.1982 | 0.42459 | 9 | 0.6228
84111 | 6.4 | 0.8 | 365 | 5.8576 | 0.73307 | 6 | 0.59064
84063 | 11.02 | 0.8 | 365 | 10.086 | 0.20289 | 10 | 0.28888
83537 | 5.67 | 0.8 | 365 | 5.1894 | 0.39477 | 5 | 0.58421
84238 | 6.54 | 0.8 | 365 | 5.9857 | 0.98973 | 6 | 0.97544
84239 | 10.35 | 0.8 | 365 | 9.4728 | 0.97458 | 10 | 0.44736
84240 | 7.37 | 0.8 | 365 | 6.7454 | 0.51137 | 7 | 0.25672
84214 | 8.41 | 0.8 | 365 | 7.6972 | 0.41799 | 8 | 0.1152
83410 | 12.685 | 0.8 | 365 | 11.6099 | 0.25532 | 11 | 0.8652
84233 | 5.04 | 0.8 | 365 | 4.6128 | 0.2398 | 4 | 0.85263
84234 | 6.67 | 0.8 | 365 | 6.1047 | 0.22806 | 6 | 0.33275
84245 | 9.57 | 0.8 | 365 | 8.7589 | 0.54461 | 9 | 0.3035
84241 | 7.7 | 0.8 | 365 | 7.0474 | 0.11635 | 7 | 0.16374
84246 | 8.71 | 0.8 | 365 | 7.9718 | 0.96798 | 8 | 0.93976
84247 | 7.8 | 0.8 | 365 | 7.1389 | 0.29968 | 7 | 0.43859
84248 | 7.8 | 0.8 | 365 | 7.1389 | 0.29968 | 7 | 0.43859
84251 | 7.5 | 0.8 | 365 | 6.8643 | 0.7497 | 7 | 0.61403
84252 | 6.72 | 0.8 | 365 | 6.1504 | 0.31973 | 6 | 0.47017
84254 | 14.7 | 0.8 | 365 | 13.4541 | 0.9494 | 14 | 0.4035
84255 | 14.1 | 0.8 | 365 | 12.905 | 0.84943 | 13 | 0.75438
84256 | 3.66 | 0.8 | 365 | 3.3498 | 0.70985 | 4 | 0.059648
84258 | 5.1 | 0.8 | 365 | 4.6677 | 0.34979 | 5 | 0.017542
84261 | 10.62 | 0.8 | 365 | 9.7199 | 0.46957 | 10 | 0.18947
84263 | 9.145 | 0.8 | 365 | 8.3699 | 0.76546 | 9 | 0.13538
84265 | 7 | 0.8 | 365 | 6.4067 | 0.83305 | 7 | 0.23976
84266 | 7.15 | 0.8 | 365 | 6.544 | 0.10804 | 6 | 0.65204
84267 | 6.885 | 0.8 | 365 | 6.3015 | 0.62222 | 6 | 0.92368
82849 | 8.96 | 0.8 | 365 | 8.2006 | 0.4263 | 8 | 0.6269
84273 | 8.64 | 0.8 | 365 | 7.9077 | 0.83965 | 8 | 0.74736
84274 | 8.37 | 0.8 | 365 | 7.6606 | 0.34466 | 8 | 0.0052597
84275 | 11.02 | 0.8 | 365 | 10.086 | 0.20289 | 10 | 0.28888
84276 | 7.125 | 0.8 | 365 | 6.5211 | 0.062211 | 6 | 0.58333
84277 | 10.545 | 0.8 | 365 | 9.6513 | 0.33207 | 9 | 0.98333
84278 | 6.6 | 0.8 | 365 | 6.0406 | 0.099732 | 6 | 0.14035
84285 | 12.3 | 0.8 | 365 | 11.2575 | 0.5495 | 11 | 0.80701
84287 | 8.96 | 0.8 | 365 | 8.2006 | 0.4263 | 8 | 0.6269
84289 | 7.475 | 0.8 | 365 | 6.8415 | 0.70386 | 7 | 0.54532
84288 | 13.44 | 0.8 | 365 | 12.3009 | 0.63946 | 12 | 0.94035
84292 | 6.4 | 0.8 | 365 | 5.8576 | 0.73307 | 6 | 0.59064
84294 | 6.93 | 0.8 | 365 | 6.3426 | 0.70472 | 7 | 0.047366
84279 | 3.19 | 0.8 | 365 | 2.9196 | 0.8482 | 3 | 0.76783
84295 | 6.6 | 0.8 | 365 | 6.0406 | 0.099732 | 6 | 0.14035
84296 | 9.805 | 0.8 | 365 | 8.974 | 0.97544 | 9 | 0.94941
84281 | 8.7 | 0.8 | 365 | 7.9626 | 0.94965 | 8 | 0.91228
84297 | 5.4 | 0.8 | 365 | 4.9423 | 0.89978 | 5 | 0.8421
84298 | 8.45 | 0.8 | 365 | 7.7338 | 0.49132 | 8 | 0.22514
84282 | 15.12 | 0.8 | 365 | 13.8385 | 0.71939 | 14 | 0.55789
84299 | 4.9 | 0.8 | 365 | 4.4847 | 0.98313 | 5 | 0.46783
84300 | 6.9 | 0.8 | 365 | 6.3152 | 0.64972 | 6 | 0.96491
84301 | 7.26 | 0.8 | 365 | 6.6447 | 0.30971 | 6 | 0.95438
84302 | 6.825 | 0.8 | 365 | 6.2465 | 0.51222 | 6 | 0.75877
84304 | 6.825 | 0.8 | 365 | 6.2465 | 0.51222 | 6 | 0.75877
84305 | 10.5 | 0.8 | 365 | 9.6101 | 0.24957 | 9 | 0.85964
84306 | 10.72 | 0.8 | 365 | 9.8114 | 0.6529 | 10 | 0.46432
84307 | 7.56 | 0.8 | 365 | 6.9193 | 0.85969 | 7 | 0.77894
84308 | 6 | 0.8 | 365 | 5.4915 | 0.99976 | 6 | 0.49123
84309 | 6.9 | 0.8 | 365 | 6.3152 | 0.64972 | 6 | 0.96491
84310 | 9.72 | 0.8 | 365 | 8.8962 | 0.81961 | 9 | 0.71579
84311 | 7.92 | 0.8 | 365 | 7.2487 | 0.51968 | 7 | 0.76842
84312 | 4.575 | 0.8 | 365 | 4.1872 | 0.38731 | 4 | 0.57456
84027 | 6.21 | 0.8 | 365 | 5.6837 | 0.38475 | 6 | 0.068418
84291 | 6.44 | 0.8 | 365 | 5.8942 | 0.80641 | 6 | 0.70058
84315 | 3.77 | 0.8 | 365 | 3.4505 | 0.91151 | 4 | 0.36199
84318 | 9.975 | 0.8 | 365 | 9.1296 | 0.2871 | 9 | 0.41666
84317 | 13.4 | 0.8 | 365 | 12.2643 | 0.56612 | 12 | 0.8304
84320 | 7.965 | 0.8 | 365 | 7.2899 | 0.60218 | 7 | 0.8921
84321 | 12.18 | 0.8 | 365 | 11.1477 | 0.32951 | 11 | 0.47719
84323 | 8.85 | 0.8 | 365 | 8.0999 | 0.22464 | 8 | 0.32456
84324 | 5.94 | 0.8 | 365 | 5.4366 | 0.88976 | 6 | 0.32631
84322 | 3.41 | 0.8 | 365 | 3.121 | 0.25153 | 3 | 0.37251
84325 | 11.8 | 0.8 | 365 | 10.7999 | 0.63286 | 11 | 0.43274
84326 | 5.015 | 0.8 | 365 | 4.59 | 0.19396 | 4 | 0.78392
84332 | 5.6 | 0.8 | 365 | 5.1254 | 0.26644 | 5 | 0.39181
84334 | 10.85 | 0.8 | 365 | 9.9304 | 0.89123 | 10 | 0.82163
84336 | 10.15 | 0.8 | 365 | 9.2897 | 0.60792 | 9 | 0.89766
84337 | 6.3 | 0.8 | 365 | 5.766 | 0.54974 | 6 | 0.31579
84338 | 6.84 | 0.8 | 365 | 6.2603 | 0.53972 | 6 | 0.8
84331 | 8.7 | 0.8 | 365 | 7.9626 | 0.94965 | 8 | 0.91228
84339 | 4.9 | 0.8 | 365 | 4.4847 | 0.98313 | 5 | 0.46783
84340 | 10.05 | 0.8 | 365 | 9.1982 | 0.42459 | 9 | 0.6228
84342 | 5.25 | 0.8 | 365 | 4.805 | 0.62479 | 5 | 0.42982
80501 | 415.8 | 0.7 | 365 | 332.9889 | 0.99775 | 333 | 0.98669
81981 | 45 | 0.6 | 365 | 30.8895 | 0.87363 | 31 | 0.76314
84243 | 5.985 | 0.8 | 365 | 5.4777 | 0.97226 | 6 | 0.45
83041 | 10.44 | 0.8 | 365 | 9.5552 | 0.13958 | 9 | 0.69473
84105 | 3.78 | 0.8 | 365 | 3.4596 | 0.92985 | 4 | 0.38947
84283 | 6.49 | 0.8 | 365 | 5.9399 | 0.89807 | 6 | 0.83801
82433 | 5.9 | 0.8 | 365 | 5.3999 | 0.81643 | 6 | 0.21637
84286 | 7.92 | 0.8 | 365 | 7.2487 | 0.51968 | 7 | 0.76842
47957 | 14.18 | 1 | 365 | 16.2227 | 0.49511 | 16 | 0.71783
84217 | 15.12 | 0.8 | 365 | 13.8385 | 0.71939 | 14 | 0.55789
83138 | 10.05 | 0.8 | 365 | 9.1982 | 0.42459 | 9 | 0.6228
84303 | 7.705 | 0.8 | 365 | 7.052 | 0.12552 | 7 | 0.17748
84208 | 6.49 | 0.8 | 365 | 5.9399 | 0.89807 | 6 | 0.83801
84232 | 5.7 | 0.8 | 365 | 5.2169 | 0.44977 | 5 | 0.66666
84341 | 6.84 | 0.8 | 365 | 6.2603 | 0.53972 | 6 | 0.8
84316 | 6.84 | 0.8 | 365 | 6.2603 | 0.53972 | 6 | 0.8
84271 | 9.75 | 0.8 | 365 | 8.9236 | 0.8746 | 9 | 0.79824
84170 | 7.2 | 0.8 | 365 | 6.5898 | 0.19971 | 6 | 0.78947
84060 | 26.6 | 0.6 | 365 | 18.2591 | 0.57419 | 18 | 0.83333
83612 | 2.61 | 0.8 | 365 | 2.3888 | 0.78489 | 3 | 0.17368
84102 | 5.8 | 0.8 | 365 | 5.3084 | 0.6331 | 5 | 0.94152
84319 | 6.49 | 0.8 | 365 | 5.9399 | 0.89807 | 6 | 0.83801
84346 | 8.4 | 0.8 | 365 | 7.6881 | 0.39966 | 8 | 0.087716
84347 | 2.97 | 0.8 | 365 | 2.7183 | 0.44488 | 3 | 0.16316
84350 | 7.98 | 0.8 | 365 | 7.3037 | 0.62968 | 7 | 0.93333
59332 | 1729.56 | 0.6 | 365 | 1187.2281 | 0.092421 | 1187 | 0.32052
84351 | 5.61 | 0.8 | 365 | 5.1345 | 0.28477 | 5 | 0.4193
84352 | 7.98 | 0.8 | 365 | 7.3037 | 0.62968 | 7 | 0.93333
84353 | 7.7 | 0.8 | 365 | 7.0474 | 0.11635 | 7 | 0.16374
84354 | 10.15 | 0.8 | 365 | 9.2897 | 0.60792 | 9 | 0.89766
84356 | 4.35 | 0.8 | 365 | 3.9813 | 0.97482 | 4 | 0.95614
84357 | 3.48 | 0.8 | 365 | 3.1851 | 0.37986 | 3 | 0.56491
84364 | 11.2 | 0.8 | 365 | 10.2507 | 0.53288 | 10 | 0.78362
84366 | 9.855 | 0.8 | 365 | 9.0197 | 0.067101 | 9 | 0.086838
84365 | 4.32 | 0.8 | 365 | 3.9539 | 0.91982 | 4 | 0.87368
84368 | 6.51 | 0.8 | 365 | 5.9582 | 0.93474 | 6 | 0.89298
83840 | 5.51 | 0.8 | 365 | 5.043 | 0.10144 | 5 | 0.14444
83866 | 14.21 | 0.8 | 365 | 13.0056 | 0.051091 | 13 | 0.056719
83952 | 4.35 | 0.8 | 365 | 3.9813 | 0.97482 | 4 | 0.95614
84017 | 10.73 | 0.8 | 365 | 9.8206 | 0.67123 | 10 | 0.49181
84370 | 4.845 | 0.8 | 365 | 4.4344 | 0.8823 | 5 | 0.31666
84372 | 11.22 | 0.8 | 365 | 10.269 | 0.56955 | 10 | 0.83859
84085 | 4.64 | 0.8 | 365 | 4.2467 | 0.50648 | 4 | 0.75321
84371 | 3.2 | 0.8 | 365 | 2.9288 | 0.86654 | 3 | 0.79532
84373 | 11.97 | 0.8 | 365 | 10.9555 | 0.94451 | 11 | 0.9
84374 | 22.75 | 0.8 | 365 | 20.8218 | 0.70741 | 21 | 0.52923
84375 | 11.6 | 0.8 | 365 | 10.6168 | 0.2662 | 10 | 0.88304
84376 | 9.75 | 0.8 | 365 | 8.9236 | 0.8746 | 9 | 0.79824
84378 | 4.225 | 0.8 | 365 | 3.8669 | 0.74566 | 4 | 0.61257
84380 | 8.7 | 0.8 | 365 | 7.9626 | 0.94965 | 8 | 0.91228
84379 | 7.98 | 0.8 | 365 | 7.3037 | 0.62968 | 7 | 0.93333
84381 | 13 | 0.8 | 365 | 11.8982 | 0.83281 | 12 | 0.73099
84382 | 8.775 | 0.8 | 365 | 8.0313 | 0.087144 | 8 | 0.11842
84383 | 4.5 | 0.8 | 365 | 4.1186 | 0.24982 | 4 | 0.36842
84384 | 5.13 | 0.8 | 365 | 4.6952 | 0.40479 | 5 | 0.099998
84385 | 5.7 | 0.8 | 365 | 5.2169 | 0.44977 | 5 | 0.66666
84386 | 6.4 | 0.8 | 365 | 5.8576 | 0.73307 | 6 | 0.59064
84388 | 11.88 | 0.8 | 365 | 10.8731 | 0.77952 | 11 | 0.65263
84390 | 11.22 | 0.8 | 365 | 10.269 | 0.56955 | 10 | 0.83859
84392 | 13.325 | 0.8 | 365 | 12.1956 | 0.42863 | 12 | 0.62426
84391 | 6.65 | 0.8 | 365 | 6.0864 | 0.1914 | 6 | 0.27778
84395 | 7.92 | 0.8 | 365 | 7.2487 | 0.51968 | 7 | 0.76842
84397 | 7.695 | 0.8 | 365 | 7.0428 | 0.10719 | 7 | 0.15
84400 | 3.63 | 0.8 | 365 | 3.3223 | 0.65485 | 3 | 0.97719
84401 | 4.96 | 0.8 | 365 | 4.5396 | 0.093132 | 4 | 0.63275
84404 | 5.25 | 0.8 | 365 | 4.805 | 0.62479 | 5 | 0.42982
84403 | 8.7 | 0.8 | 365 | 7.9626 | 0.94965 | 8 | 0.91228
84405 | 6.27 | 0.8 | 365 | 5.7386 | 0.49475 | 6 | 0.23333
84407 | 7.25 | 0.8 | 365 | 6.6355 | 0.29137 | 6 | 0.9269
84409 | 5.6 | 0.8 | 365 | 5.1254 | 0.26644 | 5 | 0.39181
84410 | 8.4 | 0.8 | 365 | 7.6881 | 0.39966 | 8 | 0.087716
84412 | 11.88 | 0.8 | 365 | 10.8731 | 0.77952 | 11 | 0.65263
84414 | 4.845 | 0.8 | 365 | 4.4344 | 0.8823 | 5 | 0.31666
84415 | 6.44 | 0.8 | 365 | 5.8942 | 0.80641 | 6 | 0.70058
84417 | 9 | 0.8 | 365 | 8.2372 | 0.49964 | 8 | 0.73684
84418 | 8.32 | 0.8 | 365 | 7.6148 | 0.253 | 7 | 0.86783
84419 | 5.11 | 0.8 | 365 | 4.6769 | 0.36813 | 5 | 0.045027
84420 | 13.3 | 0.8 | 365 | 12.1728 | 0.38279 | 12 | 0.55555
84421 | 11.685 | 0.8 | 365 | 10.6946 | 0.42203 | 11 | 0.11666
84345 | 7.08 | 0.8 | 365 | 6.4799 | 0.97971 | 7 | 0.45965
84423 | 7.26 | 0.8 | 365 | 6.6447 | 0.30971 | 6 | 0.95438
84363 | 13.275 | 0.8 | 365 | 12.1499 | 0.33696 | 12 | 0.48684
84362 | 6.195 | 0.8 | 365 | 5.6699 | 0.35725 | 6 | 0.02719
84367 | 2.655 | 0.8 | 365 | 2.43 | 0.86739 | 3 | 0.29737
84424 | 3.705 | 0.8 | 365 | 3.391 | 0.79235 | 4 | 0.18333
84425 | 4.59 | 0.8 | 365 | 4.201 | 0.41481 | 4 | 0.61579
84426 | 4.56 | 0.8 | 365 | 4.1735 | 0.35982 | 4 | 0.53333
84427 | 6.4 | 0.8 | 365 | 5.8576 | 0.73307 | 6 | 0.59064
84428 | 4.08 | 0.8 | 365 | 3.7342 | 0.47983 | 4 | 0.21403
84429 | 19.44 | 0.8 | 365 | 17.7924 | 0.63921 | 18 | 0.43157
84430 | 9.8 | 0.8 | 365 | 8.9694 | 0.96627 | 9 | 0.93567
84431 | 6.49 | 0.8 | 365 | 5.9399 | 0.89807 | 6 | 0.83801
84432 | 8.395 | 0.8 | 365 | 7.6835 | 0.39049 | 8 | 0.073973
84433 | 5.925 | 0.8 | 365 | 5.4228 | 0.86226 | 6 | 0.28509
84434 | 9.28 | 0.8 | 365 | 8.4935 | 0.012957 | 8 | 0.50643
84435 | 7.37 | 0.8 | 365 | 6.7454 | 0.51137 | 7 | 0.25672
84436 | 10.05 | 0.8 | 365 | 9.1982 | 0.42459 | 9 | 0.6228
84437 | 13.92 | 0.8 | 365 | 12.7402 | 0.51944 | 13 | 0.25964
84394 | 7.7 | 0.8 | 365 | 7.0474 | 0.11635 | 7 | 0.16374
84445 | 10.8 | 0.8 | 365 | 9.8846 | 0.79956 | 10 | 0.68421
84447 | 14.22 | 0.8 | 365 | 13.0148 | 0.069424 | 13 | 0.084205
84448 | 5.886 | 0.8 | 365 | 5.3871 | 0.79076 | 6 | 0.17789
84450 | 8.4 | 0.8 | 365 | 7.6881 | 0.39966 | 8 | 0.087716
84451 | 10.05 | 0.8 | 365 | 9.1982 | 0.42459 | 9 | 0.6228
84453 | 9.1 | 0.8 | 365 | 8.3287 | 0.68296 | 9 | 0.011692
84454 | 4.88 | 0.8 | 365 | 4.4664 | 0.94647 | 5 | 0.41286
84456 | 7.848 | 0.8 | 365 | 7.1828 | 0.38768 | 7 | 0.57052
84458 | 8.775 | 0.8 | 365 | 8.0313 | 0.087144 | 8 | 0.11842
84459 | 11.7 | 0.8 | 365 | 10.7084 | 0.44953 | 11 | 0.15789
84460 | 10.725 | 0.8 | 365 | 9.816 | 0.66207 | 10 | 0.47807
84461 | 13 | 0.8 | 365 | 11.8982 | 0.83281 | 12 | 0.73099
84462 | 7.2 | 0.8 | 365 | 6.5898 | 0.19971 | 6 | 0.78947
84463 | 6.49 | 0.8 | 365 | 5.9399 | 0.89807 | 6 | 0.83801
84284 | 8.91 | 0.8 | 365 | 8.1548 | 0.33464 | 8 | 0.48947
84464 | 3.9 | 0.8 | 365 | 3.5695 | 0.14984 | 3 | 0.7193
84466 | 7 | 0.8 | 365 | 6.4067 | 0.83305 | 7 | 0.23976
84467 | 9.72 | 0.8 | 365 | 8.8962 | 0.81961 | 9 | 0.71579
84328 | 2.61 | 0.8 | 365 | 2.3888 | 0.78489 | 3 | 0.17368
84360 | 9.52 | 0.8 | 365 | 8.7131 | 0.45295 | 9 | 0.16608
84440 | 5.51 | 0.8 | 365 | 5.043 | 0.10144 | 5 | 0.14444
84441 | 3.77 | 0.8 | 365 | 3.4505 | 0.91151 | 4 | 0.36199
84442 | 5.22 | 0.8 | 365 | 4.7776 | 0.56979 | 5 | 0.34737
84443 | 3.77 | 0.8 | 365 | 3.4505 | 0.91151 | 4 | 0.36199
84446 | 3.77 | 0.8 | 365 | 3.4505 | 0.91151 | 4 | 0.36199
84449 | 9.86 | 0.8 | 365 | 9.0243 | 0.076267 | 9 | 0.10058
84452 | 13.16 | 0.8 | 365 | 12.0446 | 0.12613 | 12 | 0.17075
84455 | 6.38 | 0.8 | 365 | 5.8393 | 0.69641 | 6 | 0.53567
84457 | 3.48 | 0.8 | 365 | 3.1851 | 0.37986 | 3 | 0.56491
84468 | 12.96 | 0.8 | 365 | 11.8616 | 0.75947 | 12 | 0.62105
84422 | 8.51 | 0.8 | 365 | 7.7887 | 0.60132 | 8 | 0.39005
84438 | 7.37 | 0.8 | 365 | 6.7454 | 0.51137 | 7 | 0.25672
81064 | 6.867 | 0.8 | 365 | 6.285 | 0.58922 | 6 | 0.87421
84471 | 8.71 | 0.8 | 365 | 7.9718 | 0.96798 | 8 | 0.93976
84472 | 12.06 | 0.8 | 365 | 11.0379 | 0.10951 | 11 | 0.14736
84473 | 11.52 | 0.8 | 365 | 10.5436 | 0.11953 | 10 | 0.66315
84474 | 5.85 | 0.8 | 365 | 5.3542 | 0.72476 | 6 | 0.078945
84475 | 13.865 | 0.8 | 365 | 12.6899 | 0.4186 | 13 | 0.10847
84476 | 5.85 | 0.8 | 365 | 5.3542 | 0.72476 | 6 | 0.078945
84477 | 12.48 | 0.8 | 365 | 11.4223 | 0.87949 | 12 | 0.30175
84478 | 8.28 | 0.8 | 365 | 7.5782 | 0.17966 | 7 | 0.75789
84480 | 19.215 | 0.8 | 365 | 17.5864 | 0.22672 | 17 | 0.81315
84481 | 8.555 | 0.8 | 365 | 7.8299 | 0.68382 | 8 | 0.51374
84483 | 7.37 | 0.8 | 365 | 6.7454 | 0.51137 | 7 | 0.25672
84484 | 13.34 | 0.8 | 365 | 12.2094 | 0.45613 | 12 | 0.66549
84487 | 24.42 | 0.8 | 365 | 22.3503 | 0.76901 | 23 | 0.11929
84488 | 18.5 | 0.8 | 365 | 16.932 | 0.91592 | 17 | 0.84795
84154 | 7.54 | 0.8 | 365 | 6.9009 | 0.82303 | 7 | 0.72397
84491 | 5.605 | 0.8 | 365 | 5.1299 | 0.27561 | 5 | 0.40555
84493 | 4.16 | 0.8 | 365 | 3.8074 | 0.6265 | 4 | 0.43392
84496 | 9.156 | 0.8 | 365 | 8.38 | 0.78563 | 9 | 0.16561
84499 | 6.7 | 0.8 | 365 | 6.1321 | 0.28306 | 6 | 0.4152
84502 | 7.75 | 0.8 | 365 | 7.0931 | 0.20802 | 7 | 0.30117
84505 | 12.285 | 0.8 | 365 | 11.2438 | 0.522 | 11 | 0.76578
84507 | 11.05 | 0.8 | 365 | 10.1135 | 0.25789 | 10 | 0.37134
84508 | 5.795 | 0.8 | 365 | 5.3038 | 0.62393 | 5 | 0.92778
84509 | 9.75 | 0.8 | 365 | 8.9236 | 0.8746 | 9 | 0.79824
84510 | 7.29 | 0.8 | 365 | 6.6721 | 0.3647 | 7 | 0.036839
84482 | 9.49 | 0.8 | 365 | 8.6857 | 0.39795 | 9 | 0.083622
84511 | 11.7 | 0.8 | 365 | 10.7084 | 0.44953 | 11 | 0.15789
84512 | 6.3 | 0.8 | 365 | 5.766 | 0.54974 | 6 | 0.31579
84513 | 13.065 | 0.8 | 365 | 11.9577 | 0.95197 | 12 | 0.90964
84514 | 5.559 | 0.8 | 365 | 5.0878 | 0.19127 | 5 | 0.27912
84515 | 7.3 | 0.8 | 365 | 6.6813 | 0.38304 | 7 | 0.064324
61614 | 7.2 | 1 | 365 | 8.2372 | 0.49964 | 8 | 0.73684
84470 | 12.06 | 0.8 | 365 | 11.0379 | 0.10951 | 11 | 0.14736
84086 | 4.64 | 0.8 | 365 | 4.2467 | 0.50648 | 4 | 0.75321
83199 | 8.88 | 0.8 | 365 | 8.1274 | 0.27964 | 8 | 0.40701
84221 | 11.4 | 0.8 | 365 | 10.4338 | 0.89954 | 11 | 0.33333
84528 | 4.32 | 0.8 | 365 | 3.9539 | 0.91982 | 4 | 0.87368
84529 | 7.56 | 0.8 | 365 | 6.9193 | 0.85969 | 7 | 0.77894
84530 | 10.08 | 0.8 | 365 | 9.2257 | 0.47959 | 9 | 0.70526
84531 | 10.8 | 0.8 | 365 | 9.8846 | 0.79956 | 10 | 0.68421
84439 | 12.8 | 0.8 | 365 | 11.7151 | 0.46615 | 12 | 0.18128
84249 | 8.505 | 0.8 | 365 | 7.7842 | 0.59216 | 8 | 0.37631
84313 | 5.4 | 0.8 | 365 | 4.9423 | 0.89978 | 5 | 0.8421
84250 | 9.8 | 0.8 | 365 | 8.9694 | 0.96627 | 9 | 0.93567
84262 | 5.605 | 0.8 | 365 | 5.1299 | 0.27561 | 5 | 0.40555
84545 | 11.505 | 0.8 | 365 | 10.5299 | 0.092034 | 10 | 0.62193
84547 | 8.375 | 0.8 | 365 | 7.6652 | 0.35383 | 8 | 0.019002
84548 | 7.68 | 0.8 | 365 | 7.0291 | 0.079689 | 7 | 0.10877
84549 | 10.72 | 0.8 | 365 | 9.8114 | 0.6529 | 10 | 0.46432
83510 | 8.04 | 0.8 | 365 | 7.3586 | 0.73967 | 8 | 0.098242
84550 | 3.92 | 0.8 | 365 | 3.5878 | 0.18651 | 3 | 0.77427
84552 | 8.71 | 0.8 | 365 | 7.9718 | 0.96798 | 8 | 0.93976
84553 | 8.64 | 0.8 | 365 | 7.9077 | 0.83965 | 8 | 0.74736
84554 | 3.15 | 0.8 | 365 | 2.883 | 0.77487 | 3 | 0.65789
84555 | 8.32 | 0.8 | 365 | 7.6148 | 0.253 | 7 | 0.86783
84556 | 5.6 | 0.8 | 365 | 5.1254 | 0.26644 | 5 | 0.39181
84559 | 7.68 | 0.8 | 365 | 7.0291 | 0.079689 | 7 | 0.10877
84557 | 12.47 | 0.8 | 365 | 11.4131 | 0.86116 | 12 | 0.27426
84558 | 9.76 | 0.8 | 365 | 8.9328 | 0.89294 | 9 | 0.82573
84560 | 4.2 | 0.8 | 365 | 3.844 | 0.69983 | 4 | 0.54386
84561 | 2.36 | 0.8 | 365 | 2.16 | 0.32657 | 2 | 0.48655
84562 | 2.32 | 0.8 | 365 | 2.1234 | 0.25324 | 2 | 0.37661
84563 | 14.08 | 0.8 | 365 | 12.8866 | 0.81276 | 13 | 0.69941
84564 | 5.015 | 0.8 | 365 | 4.59 | 0.19396 | 4 | 0.78392
84565 | 3.54 | 0.8 | 365 | 3.24 | 0.48986 | 3 | 0.72982
84566 | 9.735 | 0.8 | 365 | 8.9099 | 0.84711 | 9 | 0.75701
84567 | 6.96 | 0.8 | 365 | 6.3701 | 0.75972 | 7 | 0.12982
84569 | 3.835 | 0.8 | 365 | 3.51 | 0.030678 | 3 | 0.54064
84568 | 10.08 | 0.8 | 365 | 9.2257 | 0.47959 | 9 | 0.70526
84570 | 4.72 | 0.8 | 365 | 4.32 | 0.65314 | 4 | 0.9731
84572 | 3.54 | 0.8 | 365 | 3.24 | 0.48986 | 3 | 0.72982
84571 | 9.76 | 0.8 | 365 | 8.9328 | 0.89294 | 9 | 0.82573
84573 | 5.015 | 0.8 | 365 | 4.59 | 0.19396 | 4 | 0.78392
84574 | 3.9 | 0.8 | 365 | 3.5695 | 0.14984 | 3 | 0.7193
84575 | 3.835 | 0.8 | 365 | 3.51 | 0.030678 | 3 | 0.54064
84577 | 2.065 | 0.8 | 365 | 1.89 | 0.78575 | 2 | 0.67573
84578 | 8.28 | 0.8 | 365 | 7.5782 | 0.17966 | 7 | 0.75789
84576 | 7.54 | 0.8 | 365 | 6.9009 | 0.82303 | 7 | 0.72397
84579 | 6.6 | 0.8 | 365 | 6.0406 | 0.099732 | 6 | 0.14035
84581 | 8.68 | 0.8 | 365 | 7.9443 | 0.91298 | 8 | 0.85731
84580 | 9.92 | 0.8 | 365 | 9.0792 | 0.18626 | 9 | 0.26549
84582 | 5.015 | 0.8 | 365 | 4.59 | 0.19396 | 4 | 0.78392
84583 | 7.08 | 0.8 | 365 | 6.4799 | 0.97971 | 7 | 0.45965
84584 | 7.245 | 0.8 | 365 | 6.6309 | 0.28221 | 6 | 0.91315
84585 | 2.36 | 0.8 | 365 | 2.16 | 0.32657 | 2 | 0.48655
84586 | 6.195 | 0.8 | 365 | 5.6699 | 0.35725 | 6 | 0.02719
84587 | 8.28 | 0.8 | 365 | 7.5782 | 0.17966 | 7 | 0.75789
84588 | 3.54 | 0.8 | 365 | 3.24 | 0.48986 | 3 | 0.72982
84591 | 5.31 | 0.8 | 365 | 4.8599 | 0.73478 | 5 | 0.59473
84589 | 11.52 | 0.8 | 365 | 10.5436 | 0.11953 | 10 | 0.66315
84592 | 9.145 | 0.8 | 365 | 8.3699 | 0.76546 | 9 | 0.13538
84594 | 4.5 | 0.8 | 365 | 4.1186 | 0.24982 | 4 | 0.36842
84596 | 13.8 | 0.8 | 365 | 12.6304 | 0.29944 | 12 | 0.92982
84598 | 8.19 | 0.8 | 365 | 7.4959 | 0.014668 | 7 | 0.51052
84600 | 5.18 | 0.8 | 365 | 4.741 | 0.49646 | 5 | 0.23742
84603 | 3.54 | 0.8 | 365 | 3.24 | 0.48986 | 3 | 0.72982
84605 | 4.72 | 0.8 | 365 | 4.32 | 0.65314 | 4 | 0.9731
84606 | 4.425 | 0.8 | 365 | 4.05 | 0.11232 | 4 | 0.16228
84607 | 10.03 | 0.8 | 365 | 9.1799 | 0.38793 | 9 | 0.56783
84608 | 3.245 | 0.8 | 365 | 2.97 | 0.94904 | 3 | 0.919
84609 | 3.835 | 0.8 | 365 | 3.51 | 0.030678 | 3 | 0.54064
84604 | 7.92 | 0.8 | 365 | 7.2487 | 0.51968 | 7 | 0.76842
84611 | 6.3 | 0.8 | 365 | 5.766 | 0.54974 | 6 | 0.31579
84612 | 5.89 | 0.8 | 365 | 5.3908 | 0.79809 | 6 | 0.18889
84614 | 12.765 | 0.8 | 365 | 11.6831 | 0.40198 | 12 | 0.085082
84613 | 10.85 | 0.8 | 365 | 9.9304 | 0.89123 | 10 | 0.82163
84616 | 7.92 | 0.8 | 365 | 7.2487 | 0.51968 | 7 | 0.76842
84618 | 12.775 | 0.8 | 365 | 11.6923 | 0.42032 | 12 | 0.11257
84619 | 2.44 | 0.8 | 365 | 2.2332 | 0.47323 | 2 | 0.70643
84620 | 13.5 | 0.8 | 365 | 12.3558 | 0.74945 | 13 | 0.10526
84622 | 5.61 | 0.8 | 365 | 5.1345 | 0.28477 | 5 | 0.4193
84623 | 5.67 | 0.8 | 365 | 5.1894 | 0.39477 | 5 | 0.58421
84625 | 10.56 | 0.8 | 365 | 9.665 | 0.35957 | 10 | 0.024557
84627 | 10.4 | 0.8 | 365 | 9.5185 | 0.066245 | 9 | 0.58479
84628 | 11.7 | 0.8 | 365 | 10.7084 | 0.44953 | 11 | 0.15789
84213 | 10.73 | 0.8 | 365 | 9.8206 | 0.67123 | 10 | 0.49181
84280 | 10.15 | 0.8 | 365 | 9.2897 | 0.60792 | 9 | 0.89766
84629 | 15.34 | 0.8 | 365 | 14.0399 | 0.12271 | 14 | 0.16257
84630 | 13.325 | 0.8 | 365 | 12.1956 | 0.42863 | 12 | 0.62426
84631 | 8.84 | 0.8 | 365 | 8.0908 | 0.20631 | 8 | 0.29707
84632 | 9.9 | 0.8 | 365 | 9.0609 | 0.1496 | 9 | 0.21052
84633 | 11.22 | 0.8 | 365 | 10.269 | 0.56955 | 10 | 0.83859
84634 | 9.1 | 0.8 | 365 | 8.3287 | 0.68296 | 9 | 0.011692
84635 | 24.79 | 0.8 | 365 | 22.6889 | 0.44733 | 23 | 0.13625
84532 | 4.93 | 0.8 | 365 | 4.5122 | 0.038134 | 4 | 0.55029
84636 | 9.855 | 0.8 | 365 | 9.0197 | 0.067101 | 9 | 0.086838
84534 | 17.1 | 0.8 | 365 | 15.6507 | 0.34931 | 15 | 0.99999
84535 | 6.96 | 0.8 | 365 | 6.3701 | 0.75972 | 7 | 0.12982
84536 | 2.24 | 0.8 | 365 | 2.0501 | 0.10658 | 2 | 0.15672
84537 | 3.77 | 0.8 | 365 | 3.4505 | 0.91151 | 4 | 0.36199
84538 | 13.92 | 0.8 | 365 | 12.7402 | 0.51944 | 13 | 0.25964
84539 | 8.4 | 0.8 | 365 | 7.6881 | 0.39966 | 8 | 0.087716
84540 | 10.44 | 0.8 | 365 | 9.5552 | 0.13958 | 9 | 0.69473
84541 | 6.09 | 0.8 | 365 | 5.5738 | 0.16475 | 5 | 0.73859
84637 | 2.95 | 0.8 | 365 | 2.7 | 0.40821 | 3 | 0.10819
84638 | 4.72 | 0.8 | 365 | 4.32 | 0.65314 | 4 | 0.9731
84639 | 6.49 | 0.8 | 365 | 5.9399 | 0.89807 | 6 | 0.83801
84640 | 3.835 | 0.8 | 365 | 3.51 | 0.030678 | 3 | 0.54064
84641 | 6.195 | 0.8 | 365 | 5.6699 | 0.35725 | 6 | 0.02719
62170 | 898.56 | 0.8 | 365 | 822.4024 | 0.32358 | 822 | 0.72595
84643 | 7.08 | 0.8 | 365 | 6.4799 | 0.97971 | 7 | 0.45965
84644 | 7.965 | 0.8 | 365 | 7.2899 | 0.60218 | 7 | 0.8921
84542 | 2.32 | 0.8 | 365 | 2.1234 | 0.25324 | 2 | 0.37661
84645 | 5.31 | 0.8 | 365 | 4.8599 | 0.73478 | 5 | 0.59473
84646 | 5.015 | 0.8 | 365 | 4.59 | 0.19396 | 4 | 0.78392
84647 | 6.49 | 0.8 | 365 | 5.9399 | 0.89807 | 6 | 0.83801
84599 | 4.2 | 0.8 | 365 | 3.844 | 0.69983 | 4 | 0.54386
84648 | 6.49 | 0.8 | 365 | 5.9399 | 0.89807 | 6 | 0.83801
84649 | 6.49 | 0.8 | 365 | 5.9399 | 0.89807 | 6 | 0.83801
84650 | 5.31 | 0.8 | 365 | 4.8599 | 0.73478 | 5 | 0.59473
84651 | 5.9 | 0.8 | 365 | 5.3999 | 0.81643 | 6 | 0.21637
84652 | 4.13 | 0.8 | 365 | 3.78 | 0.5715 | 4 | 0.35146
84653 | 8.555 | 0.8 | 365 | 7.8299 | 0.68382 | 8 | 0.51374
84654 | 3.835 | 0.8 | 365 | 3.51 | 0.030678 | 3 | 0.54064
84655 | 10.03 | 0.8 | 365 | 9.1799 | 0.38793 | 9 | 0.56783
84601 | 7.625 | 0.8 | 365 | 6.9787 | 0.97886 | 7 | 0.9576
81079 | 14.95 | 0.8 | 365 | 13.6829 | 0.40773 | 14 | 0.090637
84657 | 11.2 | 0.8 | 365 | 10.2507 | 0.53288 | 10 | 0.78362
84658 | 8.99 | 0.8 | 365 | 8.2281 | 0.4813 | 8 | 0.70935
84602 | 7.7 | 0.8 | 365 | 7.0474 | 0.11635 | 7 | 0.16374
84659 | 10.03 | 0.8 | 365 | 9.1799 | 0.38793 | 9 | 0.56783
84479 | 11.4 | 0.8 | 365 | 10.4338 | 0.89954 | 11 | 0.33333
84660 | 11.115 | 0.8 | 365 | 10.1729 | 0.37705 | 10 | 0.55
84661 | 6.38 | 0.8 | 365 | 5.8393 | 0.69641 | 6 | 0.53567
84662 | 6.67 | 0.8 | 365 | 6.1047 | 0.22806 | 6 | 0.33275
84593 | 8.71 | 0.8 | 365 | 7.9718 | 0.96798 | 8 | 0.93976
84663 | 11.6 | 0.8 | 365 | 10.6168 | 0.2662 | 10 | 0.88304
84543 | 6.54 | 0.8 | 365 | 5.9857 | 0.98973 | 6 | 0.97544
84669 | 14.5 | 0.8 | 365 | 13.271 | 0.58275 | 13 | 0.8538
84670 | 14.7 | 0.8 | 365 | 13.4541 | 0.9494 | 14 | 0.4035
84671 | 10.44 | 0.8 | 365 | 9.5552 | 0.13958 | 9 | 0.69473
84664 | 11.31 | 0.8 | 365 | 10.3514 | 0.73454 | 11 | 0.08596
84672 | 5.04 | 0.8 | 365 | 4.6128 | 0.2398 | 4 | 0.85263
84667 | 10.83 | 0.8 | 365 | 9.9121 | 0.85456 | 10 | 0.76666
84673 | 4.27 | 0.8 | 365 | 3.9081 | 0.82816 | 4 | 0.73626
84675 | 6.84 | 0.8 | 365 | 6.2603 | 0.53972 | 6 | 0.8
84676 | 4.2 | 0.8 | 365 | 3.844 | 0.69983 | 4 | 0.54386
80641 | 184 | 0.6 | 365 | 126.3038 | 0.99441 | 127 | 0.29819
84677 | 2.32 | 0.8 | 365 | 2.1234 | 0.25324 | 2 | 0.37661
84678 | 9.44 | 0.8 | 365 | 8.6399 | 0.30628 | 8 | 0.94619
84680 | 6.365 | 0.8 | 365 | 5.8255 | 0.66891 | 6 | 0.49444
84681 | 5.2 | 0.8 | 365 | 4.7593 | 0.53312 | 5 | 0.2924
84682 | 13.2 | 0.8 | 365 | 12.0812 | 0.19946 | 12 | 0.2807
84683 | 1.8 | 0.8 | 365 | 1.6474 | 0.29993 | 1 | 0.94737
84684 | 9.57 | 0.8 | 365 | 8.7589 | 0.54461 | 9 | 0.3035
84686 | 12.25 | 0.8 | 365 | 11.2117 | 0.45784 | 11 | 0.66959
84687 | 10.85 | 0.8 | 365 | 9.9304 | 0.89123 | 10 | 0.82163
84688 | 9.28 | 0.8 | 365 | 8.4935 | 0.012957 | 8 | 0.50643
84689 | 9.6 | 0.8 | 365 | 8.7864 | 0.59961 | 9 | 0.38596
84690 | 6.27 | 0.8 | 365 | 5.7386 | 0.49475 | 6 | 0.23333
84692 | 6.84 | 0.8 | 365 | 6.2603 | 0.53972 | 6 | 0.8
84694 | 3.705 | 0.8 | 365 | 3.391 | 0.79235 | 4 | 0.18333
84696 | 6.96 | 0.8 | 365 | 6.3701 | 0.75972 | 7 | 0.12982
84695 | 4.9 | 0.8 | 365 | 4.4847 | 0.98313 | 5 | 0.46783
84697 | 10.56 | 0.8 | 365 | 9.665 | 0.35957 | 10 | 0.024557
84698 | 6.65 | 0.8 | 365 | 6.0864 | 0.1914 | 6 | 0.27778
83890 | 7.98 | 0.8 | 365 | 7.3037 | 0.62968 | 7 | 0.93333
83892 | 8.05 | 0.8 | 365 | 7.3677 | 0.75801 | 8 | 0.12573
83519 | 11.22 | 0.8 | 365 | 10.269 | 0.56955 | 10 | 0.83859
84077 | 4.845 | 0.8 | 365 | 4.4344 | 0.8823 | 5 | 0.31666
84700 | 8.12 | 0.8 | 365 | 7.4318 | 0.88634 | 8 | 0.31813
84701 | 5.7 | 0.8 | 365 | 5.2169 | 0.44977 | 5 | 0.66666
84702 | 7.54 | 0.8 | 365 | 6.9009 | 0.82303 | 7 | 0.72397
84703 | 13.275 | 0.8 | 365 | 12.1499 | 0.33696 | 12 | 0.48684
84704 | 7.965 | 0.8 | 365 | 7.2899 | 0.60218 | 7 | 0.8921
84705 | 8.26 | 0.8 | 365 | 7.5599 | 0.143 | 7 | 0.70292
84706 | 14.7 | 0.8 | 365 | 13.4541 | 0.9494 | 14 | 0.4035
84708 | 11.55 | 0.8 | 365 | 10.5711 | 0.17453 | 10 | 0.74561
84710 | 8.05 | 0.8 | 365 | 7.3677 | 0.75801 | 8 | 0.12573
84711 | 6.65 | 0.8 | 365 | 6.0864 | 0.1914 | 6 | 0.27778
84712 | 5.605 | 0.8 | 365 | 5.1299 | 0.27561 | 5 | 0.40555
84713 | 5.9 | 0.8 | 365 | 5.3999 | 0.81643 | 6 | 0.21637
84714 | 5.9 | 0.8 | 365 | 5.3999 | 0.81643 | 6 | 0.21637
84715 | 8.25 | 0.8 | 365 | 7.5508 | 0.12467 | 7 | 0.67544
84718 | 15.12 | 0.8 | 365 | 13.8385 | 0.71939 | 14 | 0.55789
84720 | 11.4 | 0.8 | 365 | 10.4338 | 0.89954 | 11 | 0.33333
84722 | 19.825 | 0.8 | 365 | 18.1447 | 0.34503 | 18 | 0.48976
84723 | 9.38 | 0.8 | 365 | 8.585 | 0.19629 | 8 | 0.78128
84716 | 13.32 | 0.8 | 365 | 12.1911 | 0.41946 | 12 | 0.61052
84666 | 6.96 | 0.8 | 365 | 6.3701 | 0.75972 | 7 | 0.12982
84668 | 16.24 | 0.8 | 365 | 14.8636 | 0.77268 | 15 | 0.63625
84665 | 3.19 | 0.8 | 365 | 2.9196 | 0.8482 | 3 | 0.76783
84736 | 6.825 | 0.8 | 365 | 6.2465 | 0.51222 | 6 | 0.75877
84738 | 7.83 | 0.8 | 365 | 7.1664 | 0.35468 | 7 | 0.52105
84740 | 10.44 | 0.8 | 365 | 9.5552 | 0.13958 | 9 | 0.69473
84742 | 8.64 | 0.8 | 365 | 7.9077 | 0.83965 | 8 | 0.74736
84744 | 5.04 | 0.8 | 365 | 4.6128 | 0.2398 | 4 | 0.85263
84746 | 9.1 | 0.8 | 365 | 8.3287 | 0.68296 | 9 | 0.011692
84747 | 4 | 0.8 | 365 | 3.661 | 0.33317 | 3 | 0.99415
84748 | 10.85 | 0.8 | 365 | 9.9304 | 0.89123 | 10 | 0.82163
84749 | 7.15 | 0.8 | 365 | 6.544 | 0.10804 | 6 | 0.65204
84750 | 13.2 | 0.8 | 365 | 12.0812 | 0.19946 | 12 | 0.2807
84752 | 9.75 | 0.8 | 365 | 8.9236 | 0.8746 | 9 | 0.79824
84717 | 8.41 | 0.8 | 365 | 7.6972 | 0.41799 | 8 | 0.1152
84754 | 8.37 | 0.8 | 365 | 7.6606 | 0.34466 | 8 | 0.0052597
84756 | 11.6 | 0.8 | 365 | 10.6168 | 0.2662 | 10 | 0.88304
84551 | 8.64 | 0.8 | 365 | 7.9077 | 0.83965 | 8 | 0.74736
84759 | 8.76 | 0.8 | 365 | 8.0175 | 0.059645 | 8 | 0.077189
84761 | 3.96 | 0.8 | 365 | 3.6244 | 0.25984 | 3 | 0.88421
84728 | 20.4 | 0.8 | 365 | 18.671 | 0.39917 | 19 | 0.070167
80704 | 496.8 | 0.6 | 365 | 341.0202 | 0.084897 | 341 | 0.10511
83766 | 13.734 | 0.8 | 365 | 12.57 | 0.17844 | 12 | 0.74842
82952 | 12.96 | 0.8 | 365 | 11.8616 | 0.75947 | 12 | 0.62105
83770 | 15.37 | 0.8 | 365 | 14.0673 | 0.17771 | 14 | 0.24502
83060 | 10.65 | 0.8 | 365 | 9.7474 | 0.52457 | 10 | 0.27193
84485 | 6.27 | 0.8 | 365 | 5.7386 | 0.49475 | 6 | 0.23333
84486 | 9.405 | 0.8 | 365 | 8.6079 | 0.24212 | 8 | 0.85
84416 | 9.66 | 0.8 | 365 | 8.8413 | 0.70961 | 9 | 0.55087
84617 | 9 | 0.8 | 365 | 8.2372 | 0.49964 | 8 | 0.73684
84621 | 3 | 0.8 | 365 | 2.7457 | 0.49988 | 3 | 0.24561
84626 | 8.1 | 0.8 | 365 | 7.4135 | 0.84967 | 8 | 0.26315
84757 | 7.56 | 0.8 | 365 | 6.9193 | 0.85969 | 7 | 0.77894
84739 | 9.57 | 0.8 | 365 | 8.7589 | 0.54461 | 9 | 0.3035
84763 | 12.87 | 0.8 | 365 | 11.7792 | 0.59448 | 12 | 0.37368
84764 | 9.9 | 0.8 | 365 | 9.0609 | 0.1496 | 9 | 0.21052
84737 | 13.92 | 0.8 | 365 | 12.7402 | 0.51944 | 13 | 0.25964
82689 | 19.365 | 0.8 | 365 | 17.7237 | 0.50172 | 18 | 0.22543
84769 | 12.685 | 0.8 | 365 | 11.6099 | 0.25532 | 11 | 0.8652
84444 | 12.18 | 0.8 | 365 | 11.1477 | 0.32951 | 11 | 0.47719
84533 | 11.02 | 0.8 | 365 | 10.086 | 0.20289 | 10 | 0.28888
84393 | 3.42 | 0.8 | 365 | 3.1301 | 0.26986 | 3 | 0.4
84771 | 6.555 | 0.8 | 365 | 5.9994 | 0.017234 | 6 | 0.016664
84772 | 3.63 | 0.8 | 365 | 3.3223 | 0.65485 | 3 | 0.97719
84773 | 5.94 | 0.8 | 365 | 5.4366 | 0.88976 | 6 | 0.32631
84775 | 10.89 | 0.8 | 365 | 9.967 | 0.96456 | 10 | 0.93157
84777 | 6 | 0.8 | 365 | 5.4915 | 0.99976 | 6 | 0.49123
84776 | 2.64 | 0.8 | 365 | 2.4162 | 0.83989 | 3 | 0.25614
84778 | 11.375 | 0.8 | 365 | 10.4109 | 0.85371 | 11 | 0.26462
84780 | 8.91 | 0.8 | 365 | 8.1548 | 0.33464 | 8 | 0.48947
84782 | 5.2 | 0.8 | 365 | 4.7593 | 0.53312 | 5 | 0.2924
84785 | 4.35 | 0.8 | 365 | 3.9813 | 0.97482 | 4 | 0.95614
84791 | 5.13 | 0.8 | 365 | 4.6952 | 0.40479 | 5 | 0.099998
84792 | 5.76 | 0.8 | 365 | 5.2718 | 0.55977 | 5 | 0.83158
84793 | 3.705 | 0.8 | 365 | 3.391 | 0.79235 | 4 | 0.18333
84794 | 4.845 | 0.8 | 365 | 4.4344 | 0.8823 | 5 | 0.31666
84789 | 9.45 | 0.8 | 365 | 8.6491 | 0.32462 | 8 | 0.97368
84795 | 7.125 | 0.8 | 365 | 6.5211 | 0.062211 | 6 | 0.58333
84797 | 4.275 | 0.8 | 365 | 3.9127 | 0.83733 | 4 | 0.75
84799 | 6.6 | 0.8 | 365 | 6.0406 | 0.099732 | 6 | 0.14035
84800 | 11.88 | 0.8 | 365 | 10.8731 | 0.77952 | 11 | 0.65263
84798 | 24.6 | 0.8 | 365 | 22.515 | 0.099003 | 22 | 0.61402
84802 | 6.49 | 0.8 | 365 | 5.9399 | 0.89807 | 6 | 0.83801
84801 | 17.4 | 0.8 | 365 | 15.9253 | 0.89929 | 16 | 0.82455
84803 | 6.96 | 0.8 | 365 | 6.3701 | 0.75972 | 7 | 0.12982
84804 | 11.505 | 0.8 | 365 | 10.5299 | 0.092034 | 10 | 0.62193
84805 | 6.785 | 0.8 | 365 | 6.2099 | 0.43889 | 6 | 0.64883
84808 | 5.31 | 0.8 | 365 | 4.8599 | 0.73478 | 5 | 0.59473
84809 | 3.245 | 0.8 | 365 | 2.97 | 0.94904 | 3 | 0.919
84810 | 3.54 | 0.8 | 365 | 3.24 | 0.48986 | 3 | 0.72982
84811 | 7.67 | 0.8 | 365 | 7.0199 | 0.061356 | 7 | 0.081283
84813 | 3.835 | 0.8 | 365 | 3.51 | 0.030678 | 3 | 0.54064
84814 | 11.21 | 0.8 | 365 | 10.2599 | 0.55121 | 10 | 0.81111
84806 | 7.92 | 0.8 | 365 | 7.2487 | 0.51968 | 7 | 0.76842
84816 | 3.54 | 0.8 | 365 | 3.24 | 0.48986 | 3 | 0.72982
84817 | 6.49 | 0.8 | 365 | 5.9399 | 0.89807 | 6 | 0.83801
84818 | 2.95 | 0.8 | 365 | 2.7 | 0.40821 | 3 | 0.10819
84819 | 2.655 | 0.8 | 365 | 2.43 | 0.86739 | 3 | 0.29737
84820 | 7.67 | 0.8 | 365 | 7.0199 | 0.061356 | 7 | 0.081283
84821 | 6.785 | 0.8 | 365 | 6.2099 | 0.43889 | 6 | 0.64883
83923 | 10.915 | 0.8 | 365 | 9.9899 | 0.010391 | 10 | 0.0002879
84822 | 5.9 | 0.8 | 365 | 5.3999 | 0.81643 | 6 | 0.21637
84827 | 19.8 | 0.8 | 365 | 18.1218 | 0.2992 | 18 | 0.42104
84828 | 11.1 | 0.8 | 365 | 10.1592 | 0.34955 | 10 | 0.50877
84830 | 7.5 | 0.8 | 365 | 6.8643 | 0.7497 | 7 | 0.61403
84831 | 24.9 | 0.8 | 365 | 22.7896 | 0.64899 | 23 | 0.43859
84833 | 15.9 | 0.8 | 365 | 14.5524 | 0.14936 | 14 | 0.70175
84835 | 24 | 0.8 | 365 | 21.9659 | 0.99903 | 22 | 0.9649
82596 | 8.41 | 0.8 | 365 | 7.6972 | 0.41799 | 8 | 0.1152
83399 | 10.08 | 0.8 | 365 | 9.2257 | 0.47959 | 9 | 0.70526
84726 | 6.3 | 0.8 | 365 | 5.766 | 0.54974 | 6 | 0.31579
84837 | 9.045 | 0.8 | 365 | 8.2784 | 0.58213 | 8 | 0.86052
84838 | 5.36 | 0.8 | 365 | 4.9057 | 0.82645 | 5 | 0.73216
84839 | 8.91 | 0.8 | 365 | 8.1548 | 0.33464 | 8 | 0.48947
84840 | 2.4 | 0.8 | 365 | 2.1966 | 0.3999 | 2 | 0.59649
84841 | 13.5 | 0.8 | 365 | 12.3558 | 0.74945 | 13 | 0.10526
84842 | 6.75 | 0.8 | 365 | 6.1779 | 0.37473 | 6 | 0.55263
84843 | 12.095 | 0.8 | 365 | 11.0699 | 0.17368 | 11 | 0.24356
84844 | 9.9 | 0.8 | 365 | 9.0609 | 0.1496 | 9 | 0.21052
84846 | 9.1 | 0.8 | 365 | 8.3287 | 0.68296 | 9 | 0.011692
84847 | 5.13 | 0.8 | 365 | 4.6952 | 0.40479 | 5 | 0.099998
84766 | 11.9 | 0.8 | 365 | 10.8914 | 0.81618 | 11 | 0.7076
84751 | 9.28 | 0.8 | 365 | 8.4935 | 0.012957 | 8 | 0.50643
84743 | 6.12 | 0.8 | 365 | 5.6013 | 0.21975 | 5 | 0.82105
84745 | 8.04 | 0.8 | 365 | 7.3586 | 0.73967 | 8 | 0.098242
84732 | 3.84 | 0.8 | 365 | 3.5145 | 0.039844 | 3 | 0.55438
84730 | 13.32 | 0.8 | 365 | 12.1911 | 0.41946 | 12 | 0.61052
84851 | 11.6 | 0.8 | 365 | 10.6168 | 0.2662 | 10 | 0.88304
84853 | 11.05 | 0.8 | 365 | 10.1135 | 0.25789 | 10 | 0.37134
84848 | 23.4 | 0.8 | 365 | 21.4167 | 0.89905 | 22 | 0.31578
84824 | 6.84 | 0.8 | 365 | 6.2603 | 0.53972 | 6 | 0.8
84854 | 6.4 | 0.8 | 365 | 5.8576 | 0.73307 | 6 | 0.59064
84825 | 4.06 | 0.8 | 365 | 3.7159 | 0.44317 | 4 | 0.15906
84856 | 2.64 | 0.8 | 365 | 2.4162 | 0.83989 | 3 | 0.25614
84857 | 10.95 | 0.8 | 365 | 10.0219 | 0.074556 | 10 | 0.096487
84859 | 11.88 | 0.8 | 365 | 10.8731 | 0.77952 | 11 | 0.65263
84860 | 10.137 | 0.8 | 365 | 9.2778 | 0.58409 | 9 | 0.86193
84861 | 2.9 | 0.8 | 365 | 2.6542 | 0.31655 | 2 | 0.97076
84864 | 10.5 | 0.8 | 365 | 9.6101 | 0.24957 | 9 | 0.85964
84855 | 15 | 0.8 | 365 | 13.7287 | 0.49939 | 14 | 0.22806
84865 | 9.1 | 0.8 | 365 | 8.3287 | 0.68296 | 9 | 0.011692
84866 | 11.52 | 0.8 | 365 | 10.5436 | 0.11953 | 10 | 0.66315
84867 | 6 | 0.8 | 365 | 5.4915 | 0.99976 | 6 | 0.49123
84869 | 7.8 | 0.8 | 365 | 7.1389 | 0.29968 | 7 | 0.43859
84870 | 9.045 | 0.8 | 365 | 8.2784 | 0.58213 | 8 | 0.86052
84871 | 4.14 | 0.8 | 365 | 3.7891 | 0.58983 | 4 | 0.37895
84872 | 6.6 | 0.8 | 365 | 6.0406 | 0.099732 | 6 | 0.14035
84873 | 6.6 | 0.8 | 365 | 6.0406 | 0.099732 | 6 | 0.14035
84874 | 13.86 | 0.8 | 365 | 12.6853 | 0.40944 | 13 | 0.094731
84807 | 5.015 | 0.8 | 365 | 4.59 | 0.19396 | 4 | 0.78392
84875 | 13.2 | 0.8 | 365 | 12.0812 | 0.19946 | 12 | 0.2807
84876 | 3.924 | 0.8 | 365 | 3.5914 | 0.19384 | 3 | 0.78526
84880 | 8.4 | 0.8 | 365 | 7.6881 | 0.39966 | 8 | 0.087716
84882 | 14.76 | 0.8 | 365 | 13.509 | 0.059402 | 13 | 0.56841
84883 | 10.5 | 0.8 | 365 | 9.6101 | 0.24957 | 9 | 0.85964
84886 | 5.6 | 0.8 | 365 | 5.1254 | 0.26644 | 5 | 0.39181
84888 | 13.34 | 0.8 | 365 | 12.2094 | 0.45613 | 12 | 0.66549
84889 | 7.2 | 0.8 | 365 | 6.5898 | 0.19971 | 6 | 0.78947
84890 | 6.84 | 0.8 | 365 | 6.2603 | 0.53972 | 6 | 0.8
84892 | 6.08 | 0.8 | 365 | 5.5647 | 0.14642 | 5 | 0.71111
84413 | 7.8 | 0.8 | 365 | 7.1389 | 0.29968 | 7 | 0.43859
84895 | 6.3 | 0.8 | 365 | 5.766 | 0.54974 | 6 | 0.31579
49927 | 42.47 | 0.9 | 365 | 43.7293 | 0.59244 | 44 | 0.32169
84893 | 13.8 | 0.8 | 365 | 12.6304 | 0.29944 | 12 | 0.92982
84852 | 9.57 | 0.8 | 365 | 8.7589 | 0.54461 | 9 | 0.3035
84868 | 9.3 | 0.8 | 365 | 8.5118 | 0.049623 | 8 | 0.5614
84896 | 8.64 | 0.8 | 365 | 7.9077 | 0.83965 | 8 | 0.74736
84725 | 12.48 | 0.8 | 365 | 11.4223 | 0.87949 | 12 | 0.30175
84897 | 8.91 | 0.8 | 365 | 8.1548 | 0.33464 | 8 | 0.48947
84836 | 5.795 | 0.8 | 365 | 5.3038 | 0.62393 | 5 | 0.92778
84898 | 4.69 | 0.8 | 365 | 4.2925 | 0.59814 | 4 | 0.89064
84901 | 24.42 | 0.8 | 365 | 22.3503 | 0.76901 | 23 | 0.11929
84272 | 7.625 | 0.8 | 365 | 6.9787 | 0.97886 | 7 | 0.9576
84656 | 7.2 | 0.8 | 365 | 6.5898 | 0.19971 | 6 | 0.78947
84172 | 7.5 | 0.8 | 365 | 6.8643 | 0.7497 | 7 | 0.61403
83937 | 9.455 | 0.8 | 365 | 8.6536 | 0.33378 | 8 | 0.98742
84104 | 3.25 | 0.8 | 365 | 2.9745 | 0.9582 | 3 | 0.93275
84270 | 13.325 | 0.8 | 365 | 12.1956 | 0.42863 | 12 | 0.62426
84903 | 15.12 | 0.8 | 365 | 13.8385 | 0.71939 | 14 | 0.55789
84904 | 7.83 | 0.8 | 365 | 7.1664 | 0.35468 | 7 | 0.52105
84907 | 10.68 | 0.8 | 365 | 9.7748 | 0.57957 | 10 | 0.35438
84908 | 8.7 | 0.8 | 365 | 7.9626 | 0.94965 | 8 | 0.91228
84863 | 11.89 | 0.8 | 365 | 10.8823 | 0.79785 | 11 | 0.68011
84913 | 4.06 | 0.8 | 365 | 3.7159 | 0.44317 | 4 | 0.15906
84877 | 4.76 | 0.8 | 365 | 4.3566 | 0.72647 | 5 | 0.083039
84915 | 3.77 | 0.8 | 365 | 3.4505 | 0.91151 | 4 | 0.36199
84879 | 2.655 | 0.8 | 365 | 2.43 | 0.86739 | 3 | 0.29737
84917 | 2.9 | 0.8 | 365 | 2.6542 | 0.31655 | 2 | 0.97076
84910 | 5.605 | 0.8 | 365 | 5.1299 | 0.27561 | 5 | 0.40555
84919 | 2.95 | 0.8 | 365 | 2.7 | 0.40821 | 3 | 0.10819
84912 | 2.655 | 0.8 | 365 | 2.43 | 0.86739 | 3 | 0.29737
84921 | 3.54 | 0.8 | 365 | 3.24 | 0.48986 | 3 | 0.72982
84914 | 3.19 | 0.8 | 365 | 2.9196 | 0.8482 | 3 | 0.76783
84916 | 2.32 | 0.8 | 365 | 2.1234 | 0.25324 | 2 | 0.37661
84918 | 2.36 | 0.8 | 365 | 2.16 | 0.32657 | 2 | 0.48655
84920 | 2.655 | 0.8 | 365 | 2.43 | 0.86739 | 3 | 0.29737
84927 | 9.57 | 0.8 | 365 | 8.7589 | 0.54461 | 9 | 0.3035
84926 | 24.9 | 0.8 | 365 | 22.7896 | 0.64899 | 23 | 0.43859
83536 | 6.16 | 0.8 | 365 | 5.6379 | 0.29308 | 5 | 0.93099
84008 | 14.715 | 0.8 | 365 | 13.4678 | 0.9769 | 14 | 0.44473
84465 | 2.64 | 0.8 | 365 | 2.4162 | 0.83989 | 3 | 0.25614
81929 | 179.34 | 0.6 | 365 | 123.105 | 0.58705 | 123 | 0.69205
84527 | 11.22 | 0.8 | 365 | 10.269 | 0.56955 | 10 | 0.83859
84615 | 11 | 0.8 | 365 | 10.0677 | 0.16622 | 10 | 0.23391
84369 | 178.35 | 0.6 | 365 | 122.4254 | 0.22583 | 122 | 0.65126
84597 | 9.735 | 0.8 | 365 | 8.9099 | 0.84711 | 9 | 0.75701
84329 | 8.1 | 0.8 | 365 | 7.4135 | 0.84967 | 8 | 0.26315
84398 | 12.41 | 0.8 | 365 | 11.3582 | 0.75116 | 12 | 0.10935
84595 | 7.98 | 0.8 | 365 | 7.3037 | 0.62968 | 7 | 0.93333
84834 | 12 | 0.8 | 365 | 10.9829 | 0.99951 | 11 | 0.98245
84774 | 4.56 | 0.8 | 365 | 4.1735 | 0.35982 | 4 | 0.53333
84760 | 8.375 | 0.8 | 365 | 7.6652 | 0.35383 | 8 | 0.019002
84762 | 9.125 | 0.8 | 365 | 8.3516 | 0.7288 | 9 | 0.080406
81928 | 603.5 | 0.7 | 365 | 483.3065 | 0.093179 | 483 | 0.39964
51480 | 4005.4 | 0.8 | 365 | 3665.9215 | 0.070981 | 3665 | 0.9925
84685 | 3.72 | 0.8 | 365 | 3.4047 | 0.81985 | 4 | 0.22456
84826 | 11.05 | 0.8 | 365 | 10.1135 | 0.25789 | 10 | 0.37134
84674 | 7.4 | 0.8 | 365 | 6.7728 | 0.56637 | 7 | 0.33918
84862 | 11.02 | 0.8 | 365 | 10.086 | 0.20289 | 10 | 0.28888
84349 | 9.69 | 0.8 | 365 | 8.8687 | 0.76461 | 9 | 0.63333
84377 | 11.97 | 0.8 | 365 | 10.9555 | 0.94451 | 11 | 0.9
84389 | 11.97 | 0.8 | 365 | 10.9555 | 0.94451 | 11 | 0.9
83753 | 197.8 | 0.6 | 365 | 135.7766 | 0.96899 | 136 | 0.74555
84929 | 6.195 | 0.8 | 365 | 5.6699 | 0.35725 | 6 | 0.02719
84930 | 7.705 | 0.8 | 365 | 7.052 | 0.12552 | 7 | 0.17748
84939 | 8.04 | 0.8 | 365 | 7.3586 | 0.73967 | 8 | 0.098242
84691 | 9.28 | 0.8 | 365 | 8.4935 | 0.012957 | 8 | 0.50643
84850 | 12.18 | 0.8 | 365 | 11.1477 | 0.32951 | 11 | 0.47719
84314 | 14.388 | 0.8 | 365 | 13.1685 | 0.37742 | 13 | 0.54596
79580 | 354.9 | 0.55 | 365 | 223.314 | 0.31199 | 223 | 0.626
84899 | 66.5 | 0.55 | 365 | 41.8438 | 0.81586 | 42 | 0.6597
84709 | 8.75 | 0.8 | 365 | 8.0084 | 0.041312 | 8 | 0.049704
85112 | 7.8 | 0.8 | 365 | 7.1389 | 0.29968 | 7 | 0.43859
85111 | 8.775 | 0.8 | 365 | 8.0313 | 0.087144 | 8 | 0.11842
85109 | 11.8 | 0.8 | 365 | 10.7999 | 0.63286 | 11 | 0.43274
85108 | 8.4 | 0.8 | 365 | 7.6881 | 0.39966 | 8 | 0.087716
85107 | 8.85 | 0.8 | 365 | 8.0999 | 0.22464 | 8 | 0.32456
85105 | 8.775 | 0.8 | 365 | 8.0313 | 0.087144 | 8 | 0.11842
85104 | 6.03 | 0.8 | 365 | 5.5189 | 0.054756 | 5 | 0.57368
85103 | 10.72 | 0.8 | 365 | 9.8114 | 0.6529 | 10 | 0.46432
85100 | 10.08 | 0.8 | 365 | 9.2257 | 0.47959 | 9 | 0.70526
85099 | 4.55 | 0.8 | 365 | 4.1644 | 0.34148 | 4 | 0.50585
85040 | 13.275 | 0.8 | 365 | 12.1499 | 0.33696 | 12 | 0.48684
84998 | 6.67 | 0.8 | 365 | 6.1047 | 0.22806 | 6 | 0.33275
85102 | 5.85 | 0.8 | 365 | 5.3542 | 0.72476 | 6 | 0.078945
82595 | 5.2 | 0.8 | 365 | 4.7593 | 0.53312 | 5 | 0.2924
81612 | 47.64 | 0.6 | 365 | 32.7017 | 0.50355 | 33 | 0.20525
84997 | 5.51 | 0.8 | 365 | 5.043 | 0.10144 | 5 | 0.14444
85098 | 7.8 | 0.8 | 365 | 7.1389 | 0.29968 | 7 | 0.43859
84902 | 15.36 | 0.8 | 365 | 14.0582 | 0.15938 | 14 | 0.21754
84928 | 3.99 | 0.8 | 365 | 3.6518 | 0.31484 | 3 | 0.96667
84931 | 10.83 | 0.8 | 365 | 9.9121 | 0.85456 | 10 | 0.76666
84933 | 6.09 | 0.8 | 365 | 5.5738 | 0.16475 | 5 | 0.73859
84934 | 8.12 | 0.8 | 365 | 7.4318 | 0.88634 | 8 | 0.31813
84936 | 11.88 | 0.8 | 365 | 10.8731 | 0.77952 | 11 | 0.65263
84937 | 6.67 | 0.8 | 365 | 6.1047 | 0.22806 | 6 | 0.33275
84940 | 12.48 | 0.8 | 365 | 11.4223 | 0.87949 | 12 | 0.30175
84941 | 8.48 | 0.8 | 365 | 7.7613 | 0.54632 | 8 | 0.3076
84942 | 9.57 | 0.8 | 365 | 8.7589 | 0.54461 | 9 | 0.3035
84943 | 12.76 | 0.8 | 365 | 11.6785 | 0.39282 | 12 | 0.07134
84944 | 7.521 | 0.8 | 365 | 6.8836 | 0.7882 | 7 | 0.67175
84947 | 12.25 | 0.8 | 365 | 11.2117 | 0.45784 | 11 | 0.66959
84949 | 9.86 | 0.8 | 365 | 9.0243 | 0.076267 | 9 | 0.10058
84951 | 6.38 | 0.8 | 365 | 5.8393 | 0.69641 | 6 | 0.53567
84953 | 11.89 | 0.8 | 365 | 10.8823 | 0.79785 | 11 | 0.68011
84954 | 7.26 | 0.8 | 365 | 6.6447 | 0.30971 | 6 | 0.95438
84956 | 6.48 | 0.8 | 365 | 5.9308 | 0.87974 | 6 | 0.81052
84958 | 9.3 | 0.8 | 365 | 8.5118 | 0.049623 | 8 | 0.5614
84959 | 4.62 | 0.8 | 365 | 4.2284 | 0.46981 | 4 | 0.69824
84961 | 6.6 | 0.8 | 365 | 6.0406 | 0.099732 | 6 | 0.14035
84741 | 11.8 | 0.8 | 365 | 10.7999 | 0.63286 | 11 | 0.43274
84957 | 12.6 | 0.8 | 365 | 11.5321 | 0.099489 | 11 | 0.63157
80517 | 11.2 | 0.8 | 365 | 10.2507 | 0.53288 | 10 | 0.78362
84900 | 7.125 | 0.8 | 365 | 6.5211 | 0.062211 | 6 | 0.58333
85106 | 7.67 | 0.8 | 365 | 7.0199 | 0.061356 | 7 | 0.081283
83929 | 3.3 | 0.8 | 365 | 3.0203 | 0.049866 | 3 | 0.070174
83969 | 6.5 | 0.8 | 365 | 5.9491 | 0.9164 | 6 | 0.86549
84985 | 6.49 | 0.8 | 365 | 5.9399 | 0.89807 | 6 | 0.83801
84642 | 7.54 | 0.8 | 365 | 6.9009 | 0.82303 | 7 | 0.72397
85211 | 9.6 | 0.8 | 365 | 8.7864 | 0.59961 | 9 | 0.38596
85210 | 9 | 0.8 | 365 | 8.2372 | 0.49964 | 8 | 0.73684
85208 | 13.44 | 0.8 | 365 | 12.3009 | 0.63946 | 12 | 0.94035
85207 | 10.56 | 0.8 | 365 | 9.665 | 0.35957 | 10 | 0.024557
85202 | 7.7 | 0.8 | 365 | 7.0474 | 0.11635 | 7 | 0.16374
85203 | 9.44 | 0.8 | 365 | 8.6399 | 0.30628 | 8 | 0.94619
85200 | 6.41 | 0.8 | 365 | 5.8667 | 0.75141 | 6 | 0.61813
85120 | 4.251 | 0.8 | 365 | 3.8907 | 0.79333 | 4 | 0.68403
85132 | 4.32 | 0.8 | 365 | 3.9539 | 0.91982 | 4 | 0.87368
85197 | 5.76 | 0.8 | 365 | 5.2718 | 0.55977 | 5 | 0.83158
85133 | 7.2 | 0.8 | 365 | 6.5898 | 0.19971 | 6 | 0.78947
85052 | 13.44 | 0.8 | 365 | 12.3009 | 0.63946 | 12 | 0.94035
85194 | 10.23 | 0.8 | 365 | 9.363 | 0.75459 | 10 | 0.11754
84963 | 7.25 | 0.8 | 365 | 6.6355 | 0.29137 | 6 | 0.9269
84965 | 10.5 | 0.8 | 365 | 9.6101 | 0.24957 | 9 | 0.85964
84966 | 11.52 | 0.8 | 365 | 10.5436 | 0.11953 | 10 | 0.66315
84832 | 6.825 | 0.8 | 365 | 6.2465 | 0.51222 | 6 | 0.75877
84968 | 11.505 | 0.8 | 365 | 10.5299 | 0.092034 | 10 | 0.62193
84967 | 13.2 | 0.8 | 365 | 12.0812 | 0.19946 | 12 | 0.2807
84970 | 4.64 | 0.8 | 365 | 4.2467 | 0.50648 | 4 | 0.75321
84969 | 24.9 | 0.8 | 365 | 22.7896 | 0.64899 | 23 | 0.43859
84971 | 5.9 | 0.8 | 365 | 5.3999 | 0.81643 | 6 | 0.21637
84973 | 4.55 | 0.8 | 365 | 4.1644 | 0.34148 | 4 | 0.50585
84976 | 6.96 | 0.8 | 365 | 6.3701 | 0.75972 | 7 | 0.12982
84977 | 10.03 | 0.8 | 365 | 9.1799 | 0.38793 | 9 | 0.56783
79733 | 8.7 | 0.8 | 365 | 7.9626 | 0.94965 | 8 | 0.91228
83489 | 9.86 | 0.8 | 365 | 9.0243 | 0.076267 | 9 | 0.10058
84995 | 6.035 | 0.8 | 365 | 5.5235 | 0.063922 | 5 | 0.58742
84996 | 7.13 | 0.8 | 365 | 6.5257 | 0.071378 | 6 | 0.59707
84355 | 6.67 | 0.8 | 365 | 6.1047 | 0.22806 | 6 | 0.33275
84779 | 7.59 | 0.8 | 365 | 6.9467 | 0.91469 | 7 | 0.8614
85224 | 4.06 | 0.8 | 365 | 3.7159 | 0.44317 | 4 | 0.15906
84268 | 7.93 | 0.8 | 365 | 7.2579 | 0.53801 | 7 | 0.7959
84406 | 4.875 | 0.8 | 365 | 4.4618 | 0.9373 | 5 | 0.39912
84768 | 12.24 | 0.8 | 365 | 11.2026 | 0.4395 | 11 | 0.6421
84999 | 3 | 0.8 | 365 | 2.7457 | 0.49988 | 3 | 0.24561
85000 | 7.15 | 0.8 | 365 | 6.544 | 0.10804 | 6 | 0.65204
85001 | 7.56 | 0.8 | 365 | 6.9193 | 0.85969 | 7 | 0.77894
85003 | 11.34 | 0.8 | 365 | 10.3789 | 0.78954 | 11 | 0.16842
85004 | 11.16 | 0.8 | 365 | 10.2141 | 0.45955 | 10 | 0.67368
85005 | 6.12 | 0.8 | 365 | 5.6013 | 0.21975 | 5 | 0.82105
85006 | 4.5 | 0.8 | 365 | 4.1186 | 0.24982 | 4 | 0.36842
85007 | 4.8 | 0.8 | 365 | 4.3932 | 0.79981 | 5 | 0.19298
85008 | 4.2 | 0.8 | 365 | 3.844 | 0.69983 | 4 | 0.54386
85009 | 5.95 | 0.8 | 365 | 5.4457 | 0.90809 | 6 | 0.3538
85010 | 5.4 | 0.8 | 365 | 4.9423 | 0.89978 | 5 | 0.8421
85011 | 10.56 | 0.8 | 365 | 9.665 | 0.35957 | 10 | 0.024557
85012 | 4.5 | 0.8 | 365 | 4.1186 | 0.24982 | 4 | 0.36842
85014 | 10.24 | 0.8 | 365 | 9.3721 | 0.77292 | 10 | 0.14503
85015 | 8.26 | 0.8 | 365 | 7.5599 | 0.143 | 7 | 0.70292
85016 | 15.36 | 0.8 | 365 | 14.0582 | 0.15938 | 14 | 0.21754
85018 | 5.7 | 0.8 | 365 | 5.2169 | 0.44977 | 5 | 0.66666
85019 | 9.045 | 0.8 | 365 | 8.2784 | 0.58213 | 8 | 0.86052
85020 | 7.83 | 0.8 | 365 | 7.1664 | 0.35468 | 7 | 0.52105
85021 | 10.585 | 0.8 | 365 | 9.6879 | 0.4054 | 10 | 0.09327
85024 | 9.75 | 0.8 | 365 | 8.9236 | 0.8746 | 9 | 0.79824
85240 | 4.2 | 0.8 | 365 | 3.844 | 0.69983 | 4 | 0.54386
85225 | 8.41 | 0.8 | 365 | 7.6972 | 0.41799 | 8 | 0.1152
85035 | 12.18 | 0.8 | 365 | 11.1477 | 0.32951 | 11 | 0.47719
85245 | 11.6 | 0.8 | 365 | 10.6168 | 0.2662 | 10 | 0.88304
85038 | 8.26 | 0.8 | 365 | 7.5599 | 0.143 | 7 | 0.70292
85220 | 10.44 | 0.8 | 365 | 9.5552 | 0.13958 | 9 | 0.69473
85241 | 7.965 | 0.8 | 365 | 7.2899 | 0.60218 | 7 | 0.8921
85239 | 6.785 | 0.8 | 365 | 6.2099 | 0.43889 | 6 | 0.64883
85230 | 7.41 | 0.8 | 365 | 6.782 | 0.5847 | 7 | 0.36666
85235 | 3.48 | 0.8 | 365 | 3.1851 | 0.37986 | 3 | 0.56491
85046 | 4.48 | 0.8 | 365 | 4.1003 | 0.21315 | 4 | 0.31345
85051 | 10.62 | 0.8 | 365 | 9.7199 | 0.46957 | 10 | 0.18947
85054 | 11.285 | 0.8 | 365 | 10.3285 | 0.68871 | 11 | 0.017247
85056 | 5.015 | 0.8 | 365 | 4.59 | 0.19396 | 4 | 0.78392
85057 | 4.13 | 0.8 | 365 | 3.78 | 0.5715 | 4 | 0.35146
85058 | 11.61 | 0.8 | 365 | 10.626 | 0.28453 | 10 | 0.91052
85060 | 9.72 | 0.8 | 365 | 8.8962 | 0.81961 | 9 | 0.71579
85062 | 8.4 | 0.8 | 365 | 7.6881 | 0.39966 | 8 | 0.087716
85063 | 5.015 | 0.8 | 365 | 4.59 | 0.19396 | 4 | 0.78392
85066 | 12.095 | 0.8 | 365 | 11.0699 | 0.17368 | 11 | 0.24356
85067 | 8.41 | 0.8 | 365 | 7.6972 | 0.41799 | 8 | 0.1152
85079 | 8.85 | 0.8 | 365 | 8.0999 | 0.22464 | 8 | 0.32456
85080 | 12.095 | 0.8 | 365 | 11.0699 | 0.17368 | 11 | 0.24356
85081 | 9.735 | 0.8 | 365 | 8.9099 | 0.84711 | 9 | 0.75701
85082 | 10.325 | 0.8 | 365 | 9.4499 | 0.92875 | 10 | 0.37865
85083 | 6.785 | 0.8 | 365 | 6.2099 | 0.43889 | 6 | 0.64883
85084 | 7.695 | 0.8 | 365 | 7.0428 | 0.10719 | 7 | 0.15
85085 | 5.015 | 0.8 | 365 | 4.59 | 0.19396 | 4 | 0.78392
85094 | 9.24 | 0.8 | 365 | 8.4569 | 0.93963 | 9 | 0.39649
84981 | 4.35 | 0.8 | 365 | 3.9813 | 0.97482 | 4 | 0.95614
84983 | 4.76 | 0.8 | 365 | 4.3566 | 0.72647 | 5 | 0.083039
84982 | 10.36 | 0.8 | 365 | 9.4819 | 0.99291 | 10 | 0.47485
84987 | 5.51 | 0.8 | 365 | 5.043 | 0.10144 | 5 | 0.14444
84984 | 7.25 | 0.8 | 365 | 6.6355 | 0.29137 | 6 | 0.9269
84986 | 10.325 | 0.8 | 365 | 9.4499 | 0.92875 | 10 | 0.37865
84989 | 7.375 | 0.8 | 365 | 6.7499 | 0.52053 | 7 | 0.27046
85025 | 4.425 | 0.8 | 365 | 4.05 | 0.11232 | 4 | 0.16228
85026 | 6.67 | 0.8 | 365 | 6.1047 | 0.22806 | 6 | 0.33275
85028 | 3.48 | 0.8 | 365 | 3.1851 | 0.37986 | 3 | 0.56491
85027 | 6.09 | 0.8 | 365 | 5.5738 | 0.16475 | 5 | 0.73859
84991 | 6.49 | 0.8 | 365 | 5.9399 | 0.89807 | 6 | 0.83801
84992 | 10.44 | 0.8 | 365 | 9.5552 | 0.13958 | 9 | 0.69473
85029 | 14.455 | 0.8 | 365 | 13.2299 | 0.50025 | 13 | 0.73011
84988 | 6.38 | 0.8 | 365 | 5.8393 | 0.69641 | 6 | 0.53567
84990 | 5.8 | 0.8 | 365 | 5.3084 | 0.6331 | 5 | 0.94152
85030 | 7.83 | 0.8 | 365 | 7.1664 | 0.35468 | 7 | 0.52105
85031 | 11.89 | 0.8 | 365 | 10.8823 | 0.79785 | 11 | 0.68011
85032 | 10.03 | 0.8 | 365 | 9.1799 | 0.38793 | 9 | 0.56783
85041 | 6.38 | 0.8 | 365 | 5.8393 | 0.69641 | 6 | 0.53567
85037 | 5.51 | 0.8 | 365 | 5.043 | 0.10144 | 5 | 0.14444
85042 | 4.35 | 0.8 | 365 | 3.9813 | 0.97482 | 4 | 0.95614
85045 | 4.13 | 0.8 | 365 | 3.78 | 0.5715 | 4 | 0.35146
85047 | 7.67 | 0.8 | 365 | 7.0199 | 0.061356 | 7 | 0.081283
85055 | 9.44 | 0.8 | 365 | 8.6399 | 0.30628 | 8 | 0.94619
85048 | 13.57 | 0.8 | 365 | 12.4199 | 0.87778 | 13 | 0.29766
85061 | 2.9 | 0.8 | 365 | 2.6542 | 0.31655 | 2 | 0.97076
85065 | 9.57 | 0.8 | 365 | 8.7589 | 0.54461 | 9 | 0.3035
85069 | 3.64 | 0.8 | 365 | 3.3315 | 0.67319 | 4 | 0.0046769
85074 | 5.8 | 0.8 | 365 | 5.3084 | 0.6331 | 5 | 0.94152
85070 | 8.12 | 0.8 | 365 | 7.4318 | 0.88634 | 8 | 0.31813
85076 | 6.38 | 0.8 | 365 | 5.8393 | 0.69641 | 6 | 0.53567
85073 | 10.73 | 0.8 | 365 | 9.8206 | 0.67123 | 10 | 0.49181
85075 | 12.39 | 0.8 | 365 | 11.3399 | 0.7145 | 12 | 0.054381
85077 | 12.98 | 0.8 | 365 | 11.8799 | 0.79614 | 12 | 0.67602
85118 | 4.64 | 0.8 | 365 | 4.2467 | 0.50648 | 4 | 0.75321
85121 | 6.93 | 0.8 | 365 | 6.3426 | 0.70472 | 7 | 0.047366
84950 | 6.825 | 0.8 | 365 | 6.2465 | 0.51222 | 6 | 0.75877
85123 | 4.845 | 0.8 | 365 | 4.4344 | 0.8823 | 5 | 0.31666
85124 | 3.705 | 0.8 | 365 | 3.391 | 0.79235 | 4 | 0.18333
85125 | 6.6 | 0.8 | 365 | 6.0406 | 0.099732 | 6 | 0.14035
85127 | 8.835 | 0.8 | 365 | 8.0862 | 0.19714 | 8 | 0.28333
85129 | 5.94 | 0.8 | 365 | 5.4366 | 0.88976 | 6 | 0.32631
85130 | 9.975 | 0.8 | 365 | 9.1296 | 0.2871 | 9 | 0.41666
85096 | 11.88 | 0.8 | 365 | 10.8731 | 0.77952 | 11 | 0.65263
85213 | 11.52 | 0.8 | 365 | 10.5436 | 0.11953 | 10 | 0.66315
84497 | 6.867 | 0.8 | 365 | 6.285 | 0.58922 | 6 | 0.87421
84494 | 10.137 | 0.8 | 365 | 9.2778 | 0.58409 | 9 | 0.86193
84952 | 11.22 | 0.8 | 365 | 10.269 | 0.56955 | 10 | 0.83859
84955 | 7.56 | 0.8 | 365 | 6.9193 | 0.85969 | 7 | 0.77894
84972 | 6.84 | 0.8 | 365 | 6.2603 | 0.53972 | 6 | 0.8
85134 | 2.4 | 0.8 | 365 | 2.1966 | 0.3999 | 2 | 0.59649
85137 | 9.38 | 0.8 | 365 | 8.585 | 0.19629 | 8 | 0.78128
85140 | 6.84 | 0.8 | 365 | 6.2603 | 0.53972 | 6 | 0.8
85136 | 6.195 | 0.8 | 365 | 5.6699 | 0.35725 | 6 | 0.02719
85145 | 10.73 | 0.8 | 365 | 9.8206 | 0.67123 | 10 | 0.49181
85146 | 2.85 | 0.8 | 365 | 2.6084 | 0.22488 | 2 | 0.83333
85147 | 8.41 | 0.8 | 365 | 7.6972 | 0.41799 | 8 | 0.1152
85148 | 4.72 | 0.8 | 365 | 4.32 | 0.65314 | 4 | 0.9731
85150 | 3.835 | 0.8 | 365 | 3.51 | 0.030678 | 3 | 0.54064
85323 | 6.175 | 0.8 | 365 | 5.6516 | 0.32058 | 5 | 0.97222
85152 | 7.08 | 0.8 | 365 | 6.4799 | 0.97971 | 7 | 0.45965
85153 | 5.9 | 0.8 | 365 | 5.3999 | 0.81643 | 6 | 0.21637
85154 | 9.44 | 0.8 | 365 | 8.6399 | 0.30628 | 8 | 0.94619
85138 | 7.08 | 0.8 | 365 | 6.4799 | 0.97971 | 7 | 0.45965
85158 | 7.08 | 0.8 | 365 | 6.4799 | 0.97971 | 7 | 0.45965
85159 | 6.49 | 0.8 | 365 | 5.9399 | 0.89807 | 6 | 0.83801
85160 | 5.015 | 0.8 | 365 | 4.59 | 0.19396 | 4 | 0.78392
85161 | 5.015 | 0.8 | 365 | 4.59 | 0.19396 | 4 | 0.78392
85163 | 5.9 | 0.8 | 365 | 5.3999 | 0.81643 | 6 | 0.21637
85166 | 7.67 | 0.8 | 365 | 7.0199 | 0.061356 | 7 | 0.081283
85167 | 5.015 | 0.8 | 365 | 4.59 | 0.19396 | 4 | 0.78392
85164 | 3.835 | 0.8 | 365 | 3.51 | 0.030678 | 3 | 0.54064
85169 | 9.145 | 0.8 | 365 | 8.3699 | 0.76546 | 9 | 0.13538
85168 | 6.785 | 0.8 | 365 | 6.2099 | 0.43889 | 6 | 0.64883
85173 | 13.4 | 0.8 | 365 | 12.2643 | 0.56612 | 12 | 0.8304
85174 | 12.8 | 0.8 | 365 | 11.7151 | 0.46615 | 12 | 0.18128
85110 | 9.38 | 0.8 | 365 | 8.585 | 0.19629 | 8 | 0.78128
85113 | 9.92 | 0.8 | 365 | 9.0792 | 0.18626 | 9 | 0.26549
85115 | 2.88 | 0.8 | 365 | 2.6359 | 0.27988 | 2 | 0.91579
85128 | 7.15 | 0.8 | 365 | 6.544 | 0.10804 | 6 | 0.65204
85179 | 7.56 | 0.8 | 365 | 6.9193 | 0.85969 | 7 | 0.77894
85178 | 10.08 | 0.8 | 365 | 9.2257 | 0.47959 | 9 | 0.70526
85180 | 5.28 | 0.8 | 365 | 4.8325 | 0.67979 | 5 | 0.51228
85186 | 4.29 | 0.8 | 365 | 3.9264 | 0.86483 | 4 | 0.79123
85185 | 4.29 | 0.8 | 365 | 3.9264 | 0.86483 | 4 | 0.79123
85165 | 6.49 | 0.8 | 365 | 5.9399 | 0.89807 | 6 | 0.83801
85191 | 3.42 | 0.8 | 365 | 3.1301 | 0.26986 | 3 | 0.4
85193 | 5.61 | 0.8 | 365 | 5.1345 | 0.28477 | 5 | 0.4193
85192 | 9.28 | 0.8 | 365 | 8.4935 | 0.012957 | 8 | 0.50643
85184 | 4.2 | 0.8 | 365 | 3.844 | 0.69983 | 4 | 0.54386
84503 | 6.54 | 0.8 | 365 | 5.9857 | 0.98973 | 6 | 0.97544
85034 | 9 | 0.8 | 365 | 8.2372 | 0.49964 | 8 | 0.73684
85086 | 10.791 | 0.8 | 365 | 9.8764 | 0.78306 | 10 | 0.65947
85097 | 6.365 | 0.8 | 365 | 5.8255 | 0.66891 | 6 | 0.49444
85204 | 15.075 | 0.8 | 365 | 13.7973 | 0.63689 | 14 | 0.4342
85170 | 8.64 | 0.8 | 365 | 7.9077 | 0.83965 | 8 | 0.74736
85141 | 8.38 | 0.8 | 365 | 7.6698 | 0.36299 | 8 | 0.032745
85223 | 9.28 | 0.8 | 365 | 8.4935 | 0.012957 | 8 | 0.50643
85331 | 11.89 | 0.8 | 365 | 10.8823 | 0.79785 | 11 | 0.68011
85339 | 5.22 | 0.8 | 365 | 4.7776 | 0.56979 | 5 | 0.34737
85226 | 10.24 | 0.8 | 365 | 9.3721 | 0.77292 | 10 | 0.14503
85222 | 8.1 | 0.8 | 365 | 7.4135 | 0.84967 | 8 | 0.26315
85229 | 12.2 | 0.8 | 365 | 11.166 | 0.36617 | 11 | 0.53216
85234 | 8 | 0.8 | 365 | 7.322 | 0.66634 | 7 | 0.9883
85233 | 3.42 | 0.8 | 365 | 3.1301 | 0.26986 | 3 | 0.4
85238 | 11.55 | 0.8 | 365 | 10.5711 | 0.17453 | 10 | 0.74561
85237 | 8.7 | 0.8 | 365 | 7.9626 | 0.94965 | 8 | 0.91228
85228 | 11.685 | 0.8 | 365 | 10.6946 | 0.42203 | 11 | 0.11666
85205 | 10.73 | 0.8 | 365 | 9.8206 | 0.67123 | 10 | 0.49181
85209 | 9.57 | 0.8 | 365 | 8.7589 | 0.54461 | 9 | 0.3035
85206 | 6.555 | 0.8 | 365 | 5.9994 | 0.017234 | 6 | 0.016664
85214 | 10.44 | 0.8 | 365 | 9.5552 | 0.13958 | 9 | 0.69473
85212 | 9.86 | 0.8 | 365 | 9.0243 | 0.076267 | 9 | 0.10058
85216 | 3.77 | 0.8 | 365 | 3.4505 | 0.91151 | 4 | 0.36199
85217 | 15.95 | 0.8 | 365 | 14.5982 | 0.24102 | 14 | 0.83917
85218 | 5.8 | 0.8 | 365 | 5.3084 | 0.6331 | 5 | 0.94152
85219 | 9.86 | 0.8 | 365 | 9.0243 | 0.076267 | 9 | 0.10058
85090 | 19.2 | 0.8 | 365 | 17.5727 | 0.19922 | 17 | 0.77192
85091 | 19.8 | 0.8 | 365 | 18.1218 | 0.2992 | 18 | 0.42104
85092 | 24.9 | 0.8 | 365 | 22.7896 | 0.64899 | 23 | 0.43859
85095 | 6.9 | 0.8 | 365 | 6.3152 | 0.64972 | 6 | 0.96491
85117 | 18.6 | 0.8 | 365 | 17.0236 | 0.099246 | 17 | 0.1228
85119 | 15 | 0.8 | 365 | 13.7287 | 0.49939 | 14 | 0.22806
85122 | 24.9 | 0.8 | 365 | 22.7896 | 0.64899 | 23 | 0.43859
85187 | 18.585 | 0.8 | 365 | 17.0098 | 0.071747 | 17 | 0.081571
85142 | 5.4 | 0.8 | 365 | 4.9423 | 0.89978 | 5 | 0.8421
85196 | 8.82 | 0.8 | 365 | 8.0725 | 0.16964 | 8 | 0.2421
85198 | 8.4 | 0.8 | 365 | 7.6881 | 0.39966 | 8 | 0.087716
85242 | 11.1 | 0.8 | 365 | 10.1592 | 0.34955 | 10 | 0.50877
85247 | 4.06 | 0.8 | 365 | 3.7159 | 0.44317 | 4 | 0.15906
85248 | 8.75 | 0.8 | 365 | 8.0084 | 0.041312 | 8 | 0.049704
85249 | 3.9 | 0.8 | 365 | 3.5695 | 0.14984 | 3 | 0.7193
83665 | 5.5 | 0.8 | 365 | 5.0338 | 0.08311 | 5 | 0.11696
85244 | 7.25 | 0.8 | 365 | 6.6355 | 0.29137 | 6 | 0.9269
85250 | 7.25 | 0.8 | 365 | 6.6355 | 0.29137 | 6 | 0.9269
85254 | 13.275 | 0.8 | 365 | 12.1499 | 0.33696 | 12 | 0.48684
85256 | 8.25 | 0.8 | 365 | 7.5508 | 0.12467 | 7 | 0.67544
85253 | 13.275 | 0.8 | 365 | 12.1499 | 0.33696 | 12 | 0.48684
85261 | 11.31 | 0.8 | 365 | 10.3514 | 0.73454 | 11 | 0.08596
85262 | 6.82 | 0.8 | 365 | 6.242 | 0.50306 | 6 | 0.74503
85264 | 7.32 | 0.8 | 365 | 6.6996 | 0.4197 | 7 | 0.1193
85265 | 10.39 | 0.8 | 365 | 9.5094 | 0.047912 | 9 | 0.55731
84500 | 6.48 | 0.8 | 365 | 5.9308 | 0.87974 | 6 | 0.81052
85274 | 6.48 | 0.8 | 365 | 5.9308 | 0.87974 | 6 | 0.81052
85276 | 5.015 | 0.8 | 365 | 4.59 | 0.19396 | 4 | 0.78392
85282 | 5.4 | 0.8 | 365 | 4.9423 | 0.89978 | 5 | 0.8421
85351 | 4.72 | 0.8 | 365 | 4.32 | 0.65314 | 4 | 0.9731
85252 | 8.85 | 0.8 | 365 | 8.0999 | 0.22464 | 8 | 0.32456
85251 | 12 | 0.8 | 365 | 10.9829 | 0.99951 | 11 | 0.98245
85342 | 10.03 | 0.8 | 365 | 9.1799 | 0.38793 | 9 | 0.56783
85255 | 4.425 | 0.8 | 365 | 4.05 | 0.11232 | 4 | 0.16228
85258 | 10.15 | 0.8 | 365 | 9.2897 | 0.60792 | 9 | 0.89766
85176 | 8.26 | 0.8 | 365 | 7.5599 | 0.143 | 7 | 0.70292
85408 | 3.77 | 0.8 | 365 | 3.4505 | 0.91151 | 4 | 0.36199
85350 | 6.785 | 0.8 | 365 | 6.2099 | 0.43889 | 6 | 0.64883
85330 | 8.99 | 0.8 | 365 | 8.2281 | 0.4813 | 8 | 0.70935
85341 | 16.815 | 0.8 | 365 | 15.3898 | 0.82682 | 16 | 0.21666
85345 | 5.015 | 0.8 | 365 | 4.59 | 0.19396 | 4 | 0.78392
85421 | 3.6 | 0.8 | 365 | 3.2949 | 0.59985 | 3 | 0.89474
85427 | 10.8 | 0.8 | 365 | 9.8846 | 0.79956 | 10 | 0.68421
85419 | 10.85 | 0.8 | 365 | 9.9304 | 0.89123 | 10 | 0.82163
85416 | 6 | 0.8 | 365 | 5.4915 | 0.99976 | 6 | 0.49123
85414 | 6 | 0.8 | 365 | 5.4915 | 0.99976 | 6 | 0.49123
83800 | 14.55 | 0.8 | 365 | 13.3168 | 0.67441 | 13 | 0.99122
85411 | 9 | 0.8 | 365 | 8.2372 | 0.49964 | 8 | 0.73684
85409 | 3.54 | 0.8 | 365 | 3.24 | 0.48986 | 3 | 0.72982
85349 | 8.7 | 0.8 | 365 | 7.9626 | 0.94965 | 8 | 0.91228
85347 | 10.325 | 0.8 | 365 | 9.4499 | 0.92875 | 10 | 0.37865
85327 | 8.7 | 0.8 | 365 | 7.9626 | 0.94965 | 8 | 0.91228
85433 | 4.72 | 0.8 | 365 | 4.32 | 0.65314 | 4 | 0.9731
85332 | 9.86 | 0.8 | 365 | 9.0243 | 0.076267 | 9 | 0.10058
85438 | 4.13 | 0.8 | 365 | 3.78 | 0.5715 | 4 | 0.35146
85440 | 6.195 | 0.8 | 365 | 5.6699 | 0.35725 | 6 | 0.02719
85335 | 11.02 | 0.8 | 365 | 10.086 | 0.20289 | 10 | 0.28888
85334 | 7.83 | 0.8 | 365 | 7.1664 | 0.35468 | 7 | 0.52105
85329 | 3.77 | 0.8 | 365 | 3.4505 | 0.91151 | 4 | 0.36199
85328 | 3.36 | 0.8 | 365 | 3.0752 | 0.15986 | 3 | 0.23509
85439 | 5.51 | 0.8 | 365 | 5.043 | 0.10144 | 5 | 0.14444
85336 | 6.96 | 0.8 | 365 | 6.3701 | 0.75972 | 7 | 0.12982
85434 | 6.49 | 0.8 | 365 | 5.9399 | 0.89807 | 6 | 0.83801
85432 | 3.19 | 0.8 | 365 | 2.9196 | 0.8482 | 3 | 0.76783
85431 | 3.245 | 0.8 | 365 | 2.97 | 0.94904 | 3 | 0.919
85437 | 2.36 | 0.8 | 365 | 2.16 | 0.32657 | 2 | 0.48655
84878 | 2.28 | 0.8 | 365 | 2.0868 | 0.17991 | 2 | 0.26667
85472 | 6.38 | 0.8 | 365 | 5.8393 | 0.69641 | 6 | 0.53567
85471 | 5.475 | 0.8 | 365 | 5.011 | 0.037278 | 5 | 0.048243
85460 | 4.225 | 0.8 | 365 | 3.8669 | 0.74566 | 4 | 0.61257
85473 | 14.74 | 0.8 | 365 | 13.4907 | 0.022736 | 13 | 0.51344
85425 | 10.15 | 0.8 | 365 | 9.2897 | 0.60792 | 9 | 0.89766
85423 | 4.62 | 0.8 | 365 | 4.2284 | 0.46981 | 4 | 0.69824
85422 | 13.95 | 0.8 | 365 | 12.7677 | 0.57443 | 13 | 0.3421
85420 | 6.84 | 0.8 | 365 | 6.2603 | 0.53972 | 6 | 0.8
85418 | 11.88 | 0.8 | 365 | 10.8731 | 0.77952 | 11 | 0.65263
85417 | 4.13 | 0.8 | 365 | 3.78 | 0.5715 | 4 | 0.35146
85415 | 11.375 | 0.8 | 365 | 10.4109 | 0.85371 | 11 | 0.26462
85488 | 6.552 | 0.8 | 365 | 5.9967 | 0.011734 | 6 | 0.0084184
85487 | 3.2 | 0.8 | 365 | 2.9288 | 0.86654 | 3 | 0.79532
85346 | 17.98 | 0.8 | 365 | 16.4561 | 0.9626 | 17 | 0.41871
85407 | 12.6 | 0.8 | 365 | 11.5321 | 0.099489 | 11 | 0.63157
85403 | 12.4 | 0.8 | 365 | 11.349 | 0.73283 | 12 | 0.081866
85402 | 3.6 | 0.8 | 365 | 3.2949 | 0.59985 | 3 | 0.89474
85401 | 9.75 | 0.8 | 365 | 8.9236 | 0.8746 | 9 | 0.79824
85400 | 8.28 | 0.8 | 365 | 7.5782 | 0.17966 | 7 | 0.75789
85399 | 6.67 | 0.8 | 365 | 6.1047 | 0.22806 | 6 | 0.33275
85398 | 8.625 | 0.8 | 365 | 7.894 | 0.81215 | 8 | 0.70614
85397 | 12.24 | 0.8 | 365 | 11.2026 | 0.4395 | 11 | 0.6421
85396 | 8.45 | 0.8 | 365 | 7.7338 | 0.49132 | 8 | 0.22514
85395 | 7.56 | 0.8 | 365 | 6.9193 | 0.85969 | 7 | 0.77894
85394 | 5.605 | 0.8 | 365 | 5.1299 | 0.27561 | 5 | 0.40555
85393 | 10.8 | 0.8 | 365 | 9.8846 | 0.79956 | 10 | 0.68421
85391 | 10.08 | 0.8 | 365 | 9.2257 | 0.47959 | 9 | 0.70526
85389 | 6.6 | 0.8 | 365 | 6.0406 | 0.099732 | 6 | 0.14035
85387 | 6.27 | 0.8 | 365 | 5.7386 | 0.49475 | 6 | 0.23333
85386 | 9.82 | 0.8 | 365 | 8.9877 | 0.0029353 | 8 | 0.99064
85385 | 3.96 | 0.8 | 365 | 3.6244 | 0.25984 | 3 | 0.88421
85384 | 6 | 0.8 | 365 | 5.4915 | 0.99976 | 6 | 0.49123
85383 | 24.92 | 0.8 | 365 | 22.8079 | 0.68566 | 23 | 0.49356
85382 | 6.3 | 0.8 | 365 | 5.766 | 0.54974 | 6 | 0.31579
85381 | 3.015 | 0.8 | 365 | 2.7595 | 0.52738 | 3 | 0.28684
85380 | 8.05 | 0.8 | 365 | 7.3677 | 0.75801 | 8 | 0.12573
85378 | 9.8 | 0.8 | 365 | 8.9694 | 0.96627 | 9 | 0.93567
85377 | 7.37 | 0.8 | 365 | 6.7454 | 0.51137 | 7 | 0.25672
85325 | 8.04 | 0.8 | 365 | 7.3586 | 0.73967 | 8 | 0.098242
85324 | 13.3 | 0.8 | 365 | 12.1728 | 0.38279 | 12 | 0.55555
85322 | 7.56 | 0.8 | 365 | 6.9193 | 0.85969 | 7 | 0.77894
85321 | 6.03 | 0.8 | 365 | 5.5189 | 0.054756 | 5 | 0.57368
85320 | 6.72 | 0.8 | 365 | 6.1504 | 0.31973 | 6 | 0.47017
85319 | 6.96 | 0.8 | 365 | 6.3701 | 0.75972 | 7 | 0.12982
85318 | 12.6 | 0.8 | 365 | 11.5321 | 0.099489 | 11 | 0.63157
85316 | 15 | 0.8 | 365 | 13.7287 | 0.49939 | 14 | 0.22806
85315 | 3.54 | 0.8 | 365 | 3.24 | 0.48986 | 3 | 0.72982
85314 | 5.76 | 0.8 | 365 | 5.2718 | 0.55977 | 5 | 0.83158
85313 | 7.875 | 0.8 | 365 | 7.2076 | 0.43718 | 7 | 0.64473
85312 | 13.68 | 0.8 | 365 | 12.5205 | 0.079446 | 12 | 0.59999
85311 | 7.92 | 0.8 | 365 | 7.2487 | 0.51968 | 7 | 0.76842
85310 | 11.02 | 0.8 | 365 | 10.086 | 0.20289 | 10 | 0.28888
85309 | 4.8 | 0.8 | 365 | 4.3932 | 0.79981 | 5 | 0.19298
85308 | 10.56 | 0.8 | 365 | 9.665 | 0.35957 | 10 | 0.024557
85307 | 11.52 | 0.8 | 365 | 10.5436 | 0.11953 | 10 | 0.66315
85306 | 9.49 | 0.8 | 365 | 8.6857 | 0.39795 | 9 | 0.083622
85305 | 3.3 | 0.8 | 365 | 3.0203 | 0.049866 | 3 | 0.070174
85304 | 9.38 | 0.8 | 365 | 8.585 | 0.19629 | 8 | 0.78128
85303 | 9.9 | 0.8 | 365 | 9.0609 | 0.1496 | 9 | 0.21052
85302 | 11.7 | 0.8 | 365 | 10.7084 | 0.44953 | 11 | 0.15789
85301 | 10.64 | 0.8 | 365 | 9.7382 | 0.50624 | 10 | 0.24444
85300 | 10.5 | 0.8 | 365 | 9.6101 | 0.24957 | 9 | 0.85964
85299 | 9.6 | 0.8 | 365 | 8.7864 | 0.59961 | 9 | 0.38596
85297 | 4.2 | 0.8 | 365 | 3.844 | 0.69983 | 4 | 0.54386
85296 | 4.34 | 0.8 | 365 | 3.9722 | 0.95649 | 4 | 0.92865
85295 | 16 | 0.8 | 365 | 14.6439 | 0.33268 | 14 | 0.9766
85294 | 3.6 | 0.8 | 365 | 3.2949 | 0.59985 | 3 | 0.89474
85293 | 15.3 | 0.8 | 365 | 14.0032 | 0.04938 | 14 | 0.052625
85410 | 10.8 | 0.8 | 365 | 9.8846 | 0.79956 | 10 | 0.68421
85412 | 10.85 | 0.8 | 365 | 9.9304 | 0.89123 | 10 | 0.82163
85474 | 17.85 | 0.8 | 365 | 16.3371 | 0.72428 | 17 | 0.061396
85475 | 10.24 | 0.8 | 365 | 9.3721 | 0.77292 | 10 | 0.14503
85476 | 12.04 | 0.8 | 365 | 11.0195 | 0.072845 | 11 | 0.092393
85477 | 6.7 | 0.8 | 365 | 6.1321 | 0.28306 | 6 | 0.4152
85478 | 5.7 | 0.8 | 365 | 5.2169 | 0.44977 | 5 | 0.66666
85479 | 6.93 | 0.8 | 365 | 6.3426 | 0.70472 | 7 | 0.047366
85480 | 12.48 | 0.8 | 365 | 11.4223 | 0.87949 | 12 | 0.30175
85486 | 3.015 | 0.8 | 365 | 2.7595 | 0.52738 | 3 | 0.28684
85484 | 4.2 | 0.8 | 365 | 3.844 | 0.69983 | 4 | 0.54386
85483 | 5.9 | 0.8 | 365 | 5.3999 | 0.81643 | 6 | 0.21637
85485 | 10 | 0.8 | 365 | 9.1524 | 0.33293 | 9 | 0.48538
85298 | 6.48 | 0.8 | 365 | 5.9308 | 0.87974 | 6 | 0.81052
84727 | 3 | 0.8 | 365 | 2.7457 | 0.49988 | 3 | 0.24561
85089 | 24.9 | 0.8 | 365 | 22.7896 | 0.64899 | 23 | 0.43859
85353 | 12.9 | 0.8 | 365 | 11.8067 | 0.64948 | 12 | 0.45614
85260 | 14.388 | 0.8 | 365 | 13.1685 | 0.37742 | 13 | 0.54596
85287 | 8.41 | 0.8 | 365 | 7.6972 | 0.41799 | 8 | 0.1152
85285 | 9 | 0.8 | 365 | 8.2372 | 0.49964 | 8 | 0.73684
85289 | 9.28 | 0.8 | 365 | 8.4935 | 0.012957 | 8 | 0.50643
85273 | 12.96 | 0.8 | 365 | 11.8616 | 0.75947 | 12 | 0.62105
85292 | 14.4 | 0.8 | 365 | 13.1795 | 0.39942 | 13 | 0.57894
85269 | 3.2 | 0.8 | 365 | 2.9288 | 0.86654 | 3 | 0.79532
85271 | 8.64 | 0.8 | 365 | 7.9077 | 0.83965 | 8 | 0.74736
85281 | 7.26 | 0.8 | 365 | 6.6447 | 0.30971 | 6 | 0.95438
85284 | 9.075 | 0.8 | 365 | 8.3058 | 0.63713 | 8 | 0.94298
85360 | 5.232 | 0.8 | 365 | 4.7886 | 0.59179 | 5 | 0.38035
85526 | 7.56 | 0.8 | 365 | 6.9193 | 0.85969 | 7 | 0.77894
85469 | 7.848 | 0.8 | 365 | 7.1828 | 0.38768 | 7 | 0.57052
85375 | 7.92 | 0.8 | 365 | 7.2487 | 0.51968 | 7 | 0.76842
85371 | 4.251 | 0.8 | 365 | 3.8907 | 0.79333 | 4 | 0.68403
85340 | 12.6 | 0.8 | 365 | 11.5321 | 0.099489 | 11 | 0.63157
85338 | 9.8 | 0.8 | 365 | 8.9694 | 0.96627 | 9 | 0.93567
85364 | 7.2 | 0.8 | 365 | 6.5898 | 0.19971 | 6 | 0.78947
85348 | 5.04 | 0.8 | 365 | 4.6128 | 0.2398 | 4 | 0.85263
85362 | 9 | 0.8 | 365 | 8.2372 | 0.49964 | 8 | 0.73684
84518 | 9.81 | 0.8 | 365 | 8.9786 | 0.9846 | 9 | 0.96315
84495 | 9.156 | 0.8 | 365 | 8.38 | 0.78563 | 9 | 0.16561
85354 | 16.5 | 0.8 | 365 | 15.1015 | 0.24933 | 15 | 0.35087
85356 | 24.9 | 0.8 | 365 | 22.7896 | 0.64899 | 23 | 0.43859
85363 | 16.5 | 0.8 | 365 | 15.1015 | 0.24933 | 15 | 0.35087
85361 | 10.8 | 0.8 | 365 | 9.8846 | 0.79956 | 10 | 0.68421
85358 | 24.9 | 0.8 | 365 | 22.7896 | 0.64899 | 23 | 0.43859
85359 | 24.9 | 0.8 | 365 | 22.7896 | 0.64899 | 23 | 0.43859
85367 | 20.7 | 0.8 | 365 | 18.9456 | 0.94916 | 19 | 0.89473
85368 | 24.9 | 0.8 | 365 | 22.7896 | 0.64899 | 23 | 0.43859
85369 | 16.2 | 0.8 | 365 | 14.827 | 0.69934 | 15 | 0.52631
85370 | 13.2 | 0.8 | 365 | 12.0812 | 0.19946 | 12 | 0.2807
85372 | 19.2 | 0.8 | 365 | 17.5727 | 0.19922 | 17 | 0.77192
85272 | 10.915 | 0.8 | 365 | 9.9899 | 0.010391 | 10 | 0.0002879
84849 | 8.54 | 0.8 | 365 | 7.8162 | 0.65632 | 8 | 0.47251
85429 | 9.15 | 0.8 | 365 | 8.3745 | 0.77463 | 9 | 0.14912
85430 | 7.32 | 0.8 | 365 | 6.6996 | 0.4197 | 7 | 0.1193
85376 | 12.675 | 0.8 | 365 | 11.6007 | 0.23699 | 11 | 0.83771
85373 | 22.5 | 0.8 | 365 | 20.593 | 0.24909 | 20 | 0.8421
85374 | 14.7 | 0.8 | 365 | 13.4541 | 0.9494 | 14 | 0.4035
85445 | 14.965 | 0.8 | 365 | 13.6966 | 0.43523 | 14 | 0.13187
85447 | 6.49 | 0.8 | 365 | 5.9399 | 0.89807 | 6 | 0.83801
85448 | 14.57 | 0.8 | 365 | 13.3351 | 0.71108 | 14 | 0.046193
85446 | 6.4 | 0.8 | 365 | 5.8576 | 0.73307 | 6 | 0.59064
85450 | 9.9 | 0.8 | 365 | 9.0609 | 0.1496 | 9 | 0.21052
85453 | 9.1 | 0.8 | 365 | 8.3287 | 0.68296 | 9 | 0.011692
85441 | 7.67 | 0.8 | 365 | 7.0199 | 0.061356 | 7 | 0.081283
85435 | 5.85 | 0.8 | 365 | 5.3542 | 0.72476 | 6 | 0.078945
85454 | 2.9 | 0.8 | 365 | 2.6542 | 0.31655 | 2 | 0.97076
85455 | 3.48 | 0.8 | 365 | 3.1851 | 0.37986 | 3 | 0.56491
85466 | 4.06 | 0.8 | 365 | 3.7159 | 0.44317 | 4 | 0.15906
85467 | 13.92 | 0.8 | 365 | 12.7402 | 0.51944 | 13 | 0.25964
85458 | 8.12 | 0.8 | 365 | 7.4318 | 0.88634 | 8 | 0.31813
85352 | 8.4 | 0.8 | 365 | 7.6881 | 0.39966 | 8 | 0.087716
85162 | 7.08 | 0.8 | 365 | 6.4799 | 0.97971 | 7 | 0.45965
85459 | 9.765 | 0.8 | 365 | 8.9374 | 0.9021 | 9 | 0.83947
85461 | 16.47 | 0.8 | 365 | 15.0741 | 0.19433 | 15 | 0.26841
85462 | 7.44 | 0.8 | 365 | 6.8094 | 0.6397 | 7 | 0.44912
85463 | 8.64 | 0.8 | 365 | 7.9077 | 0.83965 | 8 | 0.74736
85464 | 8.4 | 0.8 | 365 | 7.6881 | 0.39966 | 8 | 0.087716
81290 | 6.6 | 0.8 | 365 | 6.0406 | 0.099732 | 6 | 0.14035
85481 | 4.93 | 0.8 | 365 | 4.5122 | 0.038134 | 4 | 0.55029
85509 | 4.425 | 0.8 | 365 | 4.05 | 0.11232 | 4 | 0.16228
85510 | 4.72 | 0.8 | 365 | 4.32 | 0.65314 | 4 | 0.9731
85511 | 5.015 | 0.8 | 365 | 4.59 | 0.19396 | 4 | 0.78392
85512 | 9.735 | 0.8 | 365 | 8.9099 | 0.84711 | 9 | 0.75701
85513 | 3.835 | 0.8 | 365 | 3.51 | 0.030678 | 3 | 0.54064
85514 | 2.655 | 0.8 | 365 | 2.43 | 0.86739 | 3 | 0.29737
85515 | 6.49 | 0.8 | 365 | 5.9399 | 0.89807 | 6 | 0.83801
85516 | 7.67 | 0.8 | 365 | 7.0199 | 0.061356 | 7 | 0.081283
85517 | 4.13 | 0.8 | 365 | 3.78 | 0.5715 | 4 | 0.35146
85519 | 3.245 | 0.8 | 365 | 2.97 | 0.94904 | 3 | 0.919
85520 | 5.31 | 0.8 | 365 | 4.8599 | 0.73478 | 5 | 0.59473
85468 | 3.19 | 0.8 | 365 | 2.9196 | 0.8482 | 3 | 0.76783
85499 | 9.72 | 0.8 | 365 | 8.8962 | 0.81961 | 9 | 0.71579
85500 | 8.64 | 0.8 | 365 | 7.9077 | 0.83965 | 8 | 0.74736
84978 | 12.06 | 0.8 | 365 | 11.0379 | 0.10951 | 11 | 0.14736
84724 | 7.37 | 0.8 | 365 | 6.7454 | 0.51137 | 7 | 0.25672
85502 | 9.715 | 0.8 | 365 | 8.8916 | 0.81044 | 9 | 0.70204
85503 | 17.28 | 0.8 | 365 | 15.8154 | 0.6793 | 16 | 0.49473
85505 | 7.67 | 0.8 | 365 | 7.0199 | 0.061356 | 7 | 0.081283
82945 | 5.7 | 1 | 365 | 6.5211 | 0.062211 | 6 | 0.58333
85507 | 4.32 | 0.8 | 365 | 3.9539 | 0.91982 | 4 | 0.87368
85508 | 13.505 | 0.8 | 365 | 12.3604 | 0.75862 | 13 | 0.119
85114 | 5.22 | 0.8 | 365 | 4.7776 | 0.56979 | 5 | 0.34737
85521 | 10.325 | 0.8 | 365 | 9.4499 | 0.92875 | 10 | 0.37865
85523 | 10.325 | 0.8 | 365 | 9.4499 | 0.92875 | 10 | 0.37865
85524 | 5.015 | 0.8 | 365 | 4.59 | 0.19396 | 4 | 0.78392
85527 | 7.375 | 0.8 | 365 | 6.7499 | 0.52053 | 7 | 0.27046
85528 | 6.49 | 0.8 | 365 | 5.9399 | 0.89807 | 6 | 0.83801
85529 | 5.9 | 0.8 | 365 | 5.3999 | 0.81643 | 6 | 0.21637
85530 | 6.49 | 0.8 | 365 | 5.9399 | 0.89807 | 6 | 0.83801
85532 | 5.605 | 0.8 | 365 | 5.1299 | 0.27561 | 5 | 0.40555
85531 | 4.06 | 0.8 | 365 | 3.7159 | 0.44317 | 4 | 0.15906
85533 | 4.9 | 0.8 | 365 | 4.4847 | 0.98313 | 5 | 0.46783
85539 | 12.8 | 0.8 | 365 | 11.7151 | 0.46615 | 12 | 0.18128
85536 | 15.33 | 0.8 | 365 | 14.0307 | 0.10438 | 14 | 0.13508
85518 | 7.375 | 0.8 | 365 | 6.7499 | 0.52053 | 7 | 0.27046
84504 | 10.137 | 0.8 | 365 | 9.2778 | 0.58409 | 9 | 0.86193
85562 | 13.02 | 0.8 | 365 | 11.9165 | 0.86947 | 12 | 0.78596
85566 | 6.365 | 0.8 | 365 | 5.8255 | 0.66891 | 6 | 0.49444
85567 | 9.28 | 0.8 | 365 | 8.4935 | 0.012957 | 8 | 0.50643
85569 | 3.84 | 0.8 | 365 | 3.5145 | 0.039844 | 3 | 0.55438
85570 | 10.23 | 0.8 | 365 | 9.363 | 0.75459 | 10 | 0.11754
85576 | 4.96 | 0.8 | 365 | 4.5396 | 0.093132 | 4 | 0.63275
85579 | 8.96 | 0.8 | 365 | 8.2006 | 0.4263 | 8 | 0.6269
85581 | 12.775 | 0.8 | 365 | 11.6923 | 0.42032 | 12 | 0.11257
85583 | 8.32 | 0.8 | 365 | 7.6148 | 0.253 | 7 | 0.86783
85584 | 8.37 | 0.8 | 365 | 7.6606 | 0.34466 | 8 | 0.0052597
85585 | 2.88 | 0.8 | 365 | 2.6359 | 0.27988 | 2 | 0.91579
85587 | 14.85 | 0.8 | 365 | 13.5914 | 0.2244 | 13 | 0.81578
85522 | 10.325 | 0.8 | 365 | 9.4499 | 0.92875 | 10 | 0.37865
85542 | 6.405 | 0.8 | 365 | 5.8621 | 0.74224 | 6 | 0.60438
85537 | 13.68 | 0.8 | 365 | 12.5205 | 0.079446 | 12 | 0.59999
84905 | 11.85 | 0.8 | 365 | 10.8457 | 0.72452 | 11 | 0.57017
85465 | 5.605 | 0.8 | 365 | 5.1299 | 0.27561 | 5 | 0.40555
85491 | 4.35 | 0.8 | 365 | 3.9813 | 0.97482 | 4 | 0.95614
85492 | 8.7 | 0.8 | 365 | 7.9626 | 0.94965 | 8 | 0.91228
85495 | 4.06 | 0.8 | 365 | 3.7159 | 0.44317 | 4 | 0.15906
85497 | 6.38 | 0.8 | 365 | 5.8393 | 0.69641 | 6 | 0.53567
85498 | 4.13 | 0.8 | 365 | 3.78 | 0.5715 | 4 | 0.35146
85535 | 9.44 | 0.8 | 365 | 8.6399 | 0.30628 | 8 | 0.94619
85538 | 3.48 | 0.8 | 365 | 3.1851 | 0.37986 | 3 | 0.56491
84911 | 10.08 | 0.8 | 365 | 9.2257 | 0.47959 | 9 | 0.70526
85093 | 6.96 | 0.8 | 365 | 6.3701 | 0.75972 | 7 | 0.12982
85452 | 6.555 | 0.8 | 365 | 5.9994 | 0.017234 | 6 | 0.016664
85135 | 10.72 | 0.8 | 365 | 9.8114 | 0.6529 | 10 | 0.46432
85541 | 10.62 | 0.8 | 365 | 9.7199 | 0.46957 | 10 | 0.18947
85543 | 7.83 | 0.8 | 365 | 7.1664 | 0.35468 | 7 | 0.52105
85544 | 10.15 | 0.8 | 365 | 9.2897 | 0.60792 | 9 | 0.89766
85545 | 9.44 | 0.8 | 365 | 8.6399 | 0.30628 | 8 | 0.94619
85546 | 5.31 | 0.8 | 365 | 4.8599 | 0.73478 | 5 | 0.59473
85547 | 4.425 | 0.8 | 365 | 4.05 | 0.11232 | 4 | 0.16228
85548 | 7.965 | 0.8 | 365 | 7.2899 | 0.60218 | 7 | 0.8921
85549 | 4.93 | 0.8 | 365 | 4.5122 | 0.038134 | 4 | 0.55029
85550 | 4.425 | 0.8 | 365 | 4.05 | 0.11232 | 4 | 0.16228
85551 | 8.41 | 0.8 | 365 | 7.6972 | 0.41799 | 8 | 0.1152
85552 | 7.965 | 0.8 | 365 | 7.2899 | 0.60218 | 7 | 0.8921
85553 | 11.02 | 0.8 | 365 | 10.086 | 0.20289 | 10 | 0.28888
85554 | 9.145 | 0.8 | 365 | 8.3699 | 0.76546 | 9 | 0.13538
85555 | 5.605 | 0.8 | 365 | 5.1299 | 0.27561 | 5 | 0.40555
85556 | 8.555 | 0.8 | 365 | 7.8299 | 0.68382 | 8 | 0.51374
85565 | 4.425 | 0.8 | 365 | 4.05 | 0.11232 | 4 | 0.16228
85588 | 4.93 | 0.8 | 365 | 4.5122 | 0.038134 | 4 | 0.55029
85589 | 7.08 | 0.8 | 365 | 6.4799 | 0.97971 | 7 | 0.45965
85590 | 8.85 | 0.8 | 365 | 8.0999 | 0.22464 | 8 | 0.32456
85591 | 6.96 | 0.8 | 365 | 6.3701 | 0.75972 | 7 | 0.12982
85592 | 5.31 | 0.8 | 365 | 4.8599 | 0.73478 | 5 | 0.59473
85131 | 5.7 | 0.8 | 365 | 5.2169 | 0.44977 | 5 | 0.66666
85602 | 12.73 | 0.8 | 365 | 11.6511 | 0.33782 | 11 | 0.98888
85603 | 5.8 | 0.8 | 365 | 5.3084 | 0.6331 | 5 | 0.94152
85604 | 5.8 | 0.8 | 365 | 5.3084 | 0.6331 | 5 | 0.94152
85605 | 13.2 | 0.8 | 365 | 12.0812 | 0.19946 | 12 | 0.2807
85595 | 11.8 | 0.8 | 365 | 10.7999 | 0.63286 | 11 | 0.43274
85597 | 11.97 | 0.8 | 365 | 10.9555 | 0.94451 | 11 | 0.9
85586 | 4.72 | 0.8 | 365 | 4.32 | 0.65314 | 4 | 0.9731
85606 | 13.05 | 0.8 | 365 | 11.9439 | 0.92447 | 12 | 0.86842
85608 | 5.04 | 0.8 | 365 | 4.6128 | 0.2398 | 4 | 0.85263
85609 | 5.49 | 0.8 | 365 | 5.0247 | 0.064777 | 5 | 0.089471
85610 | 6.7 | 0.8 | 365 | 6.1321 | 0.28306 | 6 | 0.4152
85612 | 12.6 | 0.8 | 365 | 11.5321 | 0.099489 | 11 | 0.63157
85611 | 11.115 | 0.8 | 365 | 10.1729 | 0.37705 | 10 | 0.55
85613 | 9.3 | 0.8 | 365 | 8.5118 | 0.049623 | 8 | 0.5614
85614 | 19.8 | 0.8 | 365 | 18.1218 | 0.2992 | 18 | 0.42104
85615 | 12.54 | 0.8 | 365 | 11.4772 | 0.98949 | 12 | 0.46666
85617 | 7.83 | 0.8 | 365 | 7.1664 | 0.35468 | 7 | 0.52105