## Installed Projects
Installed Projects
Energy Storage System | [19 empty] | Generation
DG WR Number | Common Project Name (REDACTED) | Policy Source 1 | Policy Source 2 | Other - Source | Year Procured | Customer Type | City/Town (REDACTED) | Technology Type | Other - Technology | Manufactuer | Energy kWh (DC) | Capacity kW (DC) | Energy kWh (AC) | Capacity kW (AC) | Installation Type | Application/ Intended Use #1 | Application/ Intended Use #2 | Application/ Intended Use #3 | Other - Application/ Intended Use | DG WR Number | Storage Co-Located with DG/ Generation? | System Configuration Type | DG/ Generation Type | Capacity kW (DC) | Capacity kW (AC)
ESMAEX-00002 |  | MA - SMART Program |  |  | 2021-03-29 | Commercial |  | Lithium Ion |  | Enphase | 5.7 | 5.7 | 10 | 3.84 | Behind the Meter | Customer Bill Savings (e.g., Demand Charge Management, TOU Arbitrage) | Microgrid |  |  | 5434887 | Yes | AC-Coupled | Solar | 9.99 | 7.68
ESMAEX-00043 |  |  |  |  | 2021-04-14 | Commercial |  | Lithium Ion |  | Tesla | 7 | 7 | 5 | 5 | Behind the Meter | Peak Shaving/ Load Leveling | Reliability and Resiliency |  |  | 5472476 | Yes | AC-Coupled | Solar | 10.05 | 0.29
ESMAEX-00062 |  | MA - SMART Program |  |  | 2021-04-20 | Commercial |  | Lithium Ion |  | sonnenBacterie | 0 | 0 | 12.5 | 7 | Behind the Meter | Backup, Solar Self Consumption |  |  |  | 5732703 | Yes | AC-Coupled | Solar | 12.045 | 16.57
ESMAEX-00063 |  | MA - SMART Program |  |  | 2021-04-21 | Commercial |  | Lithium Ion |  | sonnenBacterie | 20 | 0 | 18 | 0 | Behind the Meter | Backup, Solar Self Consumption |  |  |  | 5671163 | Yes | AC-Coupled | Solar | 18.13 | 21.21
ESMAEX-00069 |  | MA - SMART Program |  |  | 2021-04-22 | Commercial |  | Lithium Ion |  | Tesla | 0 | 0 | 13.2 | 5 | Behind the Meter | Reliability and Resiliency |  |  |  | 5558214 | Yes | AC-Coupled | Solar | 12.675 | 19.8
ESMAEX-00073 |  | MA - SMART Program |  |  | 2021-04-23 | Commercial |  | Lithium Ion |  | Tesla | 27 | 27 | 10 | 10 | Behind the Meter | Reliability and Resiliency |  |  |  | 5880918 | Yes | AC-Coupled | Solar | 10.73 | 18.41
ESMAEX-00109 |  | MA - SMART Program |  |  | 2021-05-07 | Commercial |  | Lithium Ion |  | sonnenBacterie | 12.5 | 8 | 12.5 | 8 | Behind the Meter | Reliability and Resiliency |  |  |  | 5870654 | Yes | AC-Coupled | Solar | 11.62 | 17.772
ESMAEX-00139 |  | MA - SMART Program |  |  | 2021-05-19 | Commercial |  | Lithium Ion |  | Tesla | 15 | 5 | 15.8 | 10 | Behind the Meter |  |  |  |  | 5566368 | Yes | AC-Coupled | Solar | 17.48 | 15
ESMAEX-00141 |  | MA - SMART Program |  |  | 2021-05-20 | Commercial |  | Lithium Ion |  | Tesla | 0 | 0 | 27 | 10 | Behind the Meter | Reliability and Resiliency |  |  |  | 5925914 | Yes | AC-Coupled | Solar | 10.56 | 20
ESMAEX-00142 |  | MA - SMART Program |  |  | 2021-05-20 | Commercial |  | Lithium Ion |  | Tesla | 0 | 0 | 27 | 10 | Behind the Meter | Reliability and Resiliency |  |  |  | 5956902 | Yes | AC-Coupled | Solar | 15.18 | 20
ESMAEX-00150 |  | MA - SMART Program |  |  | 2021-05-26 | Commercial |  | Lithium Ion |  | Tesla | 0 | 0 | 13.2 | 5 | Behind the Meter | Reliability and Resiliency |  |  |  | 5821993 | Yes | AC-Coupled | Solar | 8.16 | 18
ESMAEX-00165 |  | MA - SMART Program |  |  | 2021-06-03 | Commercial |  | Lithium Ion |  | Enphase | 10.08 | 10.08 | 10.08 | 10.08 | Behind the Meter | Backup, Solar Self Consumption | Reliability and Resiliency |  |  | 5893739 | Yes | AC-Coupled | Solar | 10.2 | 7.5
ESMAEX-00172 |  | MA - SMART Program |  |  | 2021-06-08 | Commercial |  | Lithium Ion |  | Enphase | 0 | 0 | 23.52 | 24.5 | Behind the Meter | Reliability and Resiliency |  |  |  | 6018286 | Yes | AC-Coupled | Solar | 16.2 | 20.67
ESMAEX-00187 |  | MA - SMART Program |  |  | 2021-06-15 | Commercial |  | Lithium Ion |  | Tesla | 0 | 0 | 13.2 | 5 | Behind the Meter | Reliability and Resiliency |  |  |  | 5967560 | Yes | AC-Coupled | Solar | 15.6 | 22
ESMAEX-00196 |  |  |  |  | 2021-06-21 | Commercial |  | Lithium Ion |  | Other | 18 | 7.6 | 7.6 | 7.6 | Behind the Meter | Reliability and Resiliency |  |  |  | 6131098 | Yes | AC-Coupled | Solar | 11.03 | 7.6
ESMAEX-00211 |  | MA - SMART Program |  |  | 2021-06-24 | Commercial |  | Lithium Ion |  | Tesla | 0 | 0 | 27 | 10 | Behind the Meter | Customer Bill Savings (e.g., Demand Charge Management, TOU Arbitrage) | Peak Shaving/ Load Leveling | Reliability and Resiliency |  | 6132250 | Yes | AC-Coupled | Solar | 8.16 | 17.6
ESMAEX-00232 |  | MA - SMART Program |  |  | 2021-07-12 | Commercial |  | Lithium Ion |  | Other | 9 | 9 | 9 | 9 | Behind the Meter | Customer Bill Savings (e.g., Demand Charge Management, TOU Arbitrage) | Reliability and Resiliency |  |  | 6404318 | Yes | AC-Coupled | Solar | 5.92 | 17.8
ESMAEX-00234 |  |  |  |  | 2021-07-12 | Commercial |  | Lithium Ion |  | Tesla | 0 | 0 | 40.5 | 15 | Behind the Meter | Reliability and Resiliency |  |  |  | 6259695 | Yes | AC-Coupled | Solar | 0 | 15
ESMAEX-00383 |  | MA - SMART Program |  |  | 2021-09-03 | Commercial |  | Lithium Ion |  | Tesla | 0 | 0 | 5 | 5 | Behind the Meter | Backup, Solar Self Consumption |  |  |  | 6594228 | Yes | AC-Coupled | Solar | 0 | 17.5
HISTEX-53417 |  |  |  |  | 2014-02-05 | Commercial |  | Lithium Ion |  | LG Chem |  |  | 4.875 | 12.6 | Behind the Meter |  |  |  |  | 2283581 | Yes |  | Solar | 16.555 | 17.33
HISTEX-53620 |  | MA - SMART Program |  |  | 2017-07-17 | Commercial |  | Lithium Ion |  | Other |  |  | 7000 | 3500 | Standalone |  |  |  |  | 2954194 | Yes |  | Solar | 0 | 4920
HISTEX-53640 |  |  |  |  | 2019-09-12 | Commercial |  | Lithium Ion |  | Panasonic | [9 empty] | 3327380 | Yes |  | Solar | 0 | 72
HISTEX-53644 |  |  |  |  | 2019-11-21 | Commercial |  | Lithium Ion |  | Tesla | [9 empty] | 3358228 | Yes |  | Solar | 7.52 | 17.6
HISTEX-53662 |  | MA - SMART Program |  |  | 2017-12-05 | Commercial |  | Lithium Ion |  | Other |  |  | 1378 | 689 | Standalone |  |  |  |  | 3035255 | Yes |  | Solar | 0 | 1380
HISTEX-53666 |  | MA - SMART Program |  |  | 2020-07-28 | Commercial |  | Lithium Ion |  | Tesla |  |  | 13.5 | 15 | Behind the Meter |  |  |  |  | 3446290 | No |  |  | 12.96 | 20
HISTEX-66161 | [5 empty] | Commercial | [13 empty] | 2343868 | Yes |  | Solar |  | 174
HISTEX-66162 | [5 empty] | Commercial | [13 empty] | 2334450 | Yes |  | Solar |  | 15.2
HISTEX-67425 |  | MA - Energy Efficiency/ DR Program |  |  |  | Commercial |  | Lithium Ion |  | Sungrow |  |  | 180 | 100 | Behind the Meter | Customer Bill Savings (e.g., Demand Charge Management, TOU Arbitrage) | Peak Shaving/ Load Leveling |  |  | 2198478 | No |  |  |  | 110
HISTEX-67602 | [5 empty] | Commercial |  | Lithium Ion |  | Tesla |  |  | 1050 | 250 | Behind the Meter |  |  |  |  | 2211409 | Yes |  | Solar |  | 403.2
HISTEX-67630 | [5 empty] | Commercial | [8 empty] | Behind the Meter |  |  |  |  | 2205777 | Yes |  | Natural Gas |  | 300
HISTEX-67633 | [5 empty] | Commercial | [8 empty] | Behind the Meter |  |  |  |  | 2213428 | No |  |  |  | 210
HISTEX-67658 | [5 empty] | Commercial |  | Lithium Ion |  | Sungrow |  |  | 2000 | 3772 | Standalone | Peak Shaving/ Load Leveling |  |  |  | 2314499 | Yes |  | Solar |  | 3300
HISTEX-67692 |  | MA - Energy Efficiency/ DR Program |  |  |  | Commercial |  | Lithium Ion |  | Sungrow |  |  | 170 | 105 | Behind the Meter | Customer Bill Savings (e.g., Demand Charge Management, TOU Arbitrage) | Peak Shaving/ Load Leveling |  |  | 2277867 | No |  |  |  | 130
HISTEX-67697 |  | MA - SMART Program |  |  |  | Commercial |  | Lithium Ion |  | Tesla |  |  | 13.5 | 17 | Behind the Meter |  |  |  | SMART | 2290691 | Yes |  | Solar |  | 18
HISTEX-67721 |  | MA - SMART Program |  |  |  | Commercial |  | Lithium Ion |  | Tesla |  |  | 170 | 500 | Standalone |  |  |  | SMART | 2275151 | Yes |  | Solar |  | 5666.1
HISTEX-67734 |  | MA - SMART Program |  |  |  | Commercial |  | Lithium Ion |  | Other |  |  | 2000 | 1000 | Standalone |  |  |  |  | 2197199 | No |  |  |  | 1060
HISTEX-67814 |  | MA - SMART Program |  |  |  | Commercial |  | Lithium Ion |  | Tesla |  |  | 13.5 | 17 | Behind the Meter |  |  |  | SMART | 2321103 | Yes |  | Solar |  | 20
HISTEX-67818 |  | MA - SMART Program |  |  |  | Commercial |  | Lithium Ion |  | Other |  |  | 16 | 8 | Behind the Meter |  |  |  | SMART | 2308167 | Yes |  | Solar |  | 22.33
HISTEX-67822 |  | MA - Energy Efficiency/ DR Program |  |  |  | Commercial |  | Lithium Ion |  | Tesla |  |  | 1560 | 780 | Behind the Meter | Customer Bill Savings (e.g., Demand Charge Management, TOU Arbitrage) | Peak Shaving/ Load Leveling |  |  | 2280855 | No |  |  |  | 780
HISTEX-67829 |  | MA - SMART Program |  |  |  | Commercial |  | Lithium Ion |  | sonnenBacterie |  |  | 7.5 | 5 | Behind the Meter |  |  |  | SMART | 2311617 | Yes |  | Solar |  | 17.93
HISTEX-67848 | [5 empty] | Commercial |  | Lithium Ion |  | Tesla |  |  | 13.5 | 280 | Behind the Meter |  |  |  |  | 2305544 | Yes |  | Solar |  | 336
HISTEX-67858 | [5 empty] | Commercial |  | Lithium Ion |  | NEC Energy Solutions |  |  | 600 | 1600 | Behind the Meter | Microgrid | Peak Shaving/ Load Leveling | Reliability and Resiliency |  | 2308328 | Yes |  | Solar |  | 1600
HISTEX-67887 | [5 empty] | Commercial | [13 empty] | 2345373 | Yes |  | Solar |  | 22.95
HISTEX-67900 | [5 empty] | Commercial |  | Lithium Ion |  | Tesla |  |  | 13.5 | 5 | Behind the Meter | Peak Shaving/ Load Leveling |  |  |  | 2348530 | No |  |  |  | 20
HISTEX-67912 | [5 empty] | Commercial | [13 empty] | 2358191 | Yes |  | Solar |  | 17.6
HISTEX-67948 | [5 empty] | Commercial | [13 empty] | 2303427 | Yes |  | Solar |  | 100
HISTEX-67951 | [5 empty] | Commercial | [13 empty] | 2361879 | Yes |  | Solar |  | 25.2
HISTEX-67974 | [5 empty] | Commercial | [13 empty] | 2370768 | Yes |  | Solar |  | 19.86
HISTEX-67975 | [5 empty] | Commercial | [13 empty] | 2381326 | Yes |  | Solar |  | 20
HISTEX-67978 | [5 empty] | Commercial | [13 empty] | 2373342 | Yes |  | Solar |  | 17.6
HISTEX-67979 | [5 empty] | Commercial | [13 empty] | 2376385 | No |  |  |  | 25
HISTEX-67992 | [5 empty] | Commercial | [13 empty] | 2326896 | Yes |  | Solar |  | 117.12
HISTEX-68018 | [5 empty] | Commercial | [13 empty] | 2382008 | No |  |  |  | 17
HISTEX-68029 | [5 empty] | Commercial | [13 empty] | 2282055 | Yes |  | Solar |  | 466.6
HISTEX-68050 | [5 empty] | Commercial | [13 empty] | 2363856 | No |  |  |  | 66
HISTEX-68057 | [5 empty] | Commercial | [13 empty] | 2320833 | No |  |  |  | 21.34
HISTEX-68091 | [5 empty] | Commercial | [13 empty] | 2373967 | No |  |  |  | 275
HISTEX-68112 | [5 empty] | Commercial | [13 empty] | 2374770 | Yes |  | Solar |  | 25
HISTEX-68116 | [5 empty] | Commercial | [13 empty] | 2375571 | No |  |  |  | 275
HISTEX-68124 | [5 empty] | Commercial | [13 empty] | 2355397 | Yes |  | Solar |  | 275
HISTEX-68130 |  | MA - SMART Program |  |  |  | Commercial |  |  |  | Other |  |  | 4400 | 2200 | Standalone |  |  |  |  | 2277865 | No |  |  |  | 3300
HISTEX-68132 |  | MA - SMART Program |  |  |  | Commercial |  | Lithium Ion |  | Tesla |  |  | 2210 | 520 | Behind the Meter |  |  |  |  | 2287544 | Yes |  | Solar |  | 288
HISTEX-68147 |  | MA - SMART Program |  |  |  | Commercial |  |  |  | Other |  |  | 3930 | 1965 | Standalone |  |  |  |  | 2239531 | Yes |  | Solar |  | 4695
HISTEX-68149 | [5 empty] | Commercial | [13 empty] | 2375330 | No |  |  |  | 28.7
HISTEX-68167 |  | MA - SMART Program |  |  |  | Commercial |  | Lithium Ion |  | Tesla |  |  | 13.5 | 12 | Behind the Meter |  |  |  |  | 2374353 | Yes |  | Solar |  | 17.6
HISTEX-68169 | [5 empty] | Commercial | [13 empty] | 2272445 | No |  |  |  | 2100
HISTEX-68212 |  |  |  |  | 2019-07-30 | Commercial | [13 empty] | 2364473 | Yes |  | Solar |  | 125
HISTEX-68219 |  |  |  |  | 2019-01-02 | Commercial | [13 empty] | 2322890 | Yes |  | Solar |  | 260
HISTEX-68978 |  |  |  |  | 2018-08-20 | Commercial | [13 empty] | 2295584 | No |  |  |  | 280
HISTSI-11969 |  | MA - SMART Program |  |  | 2020-09-02 | Residential |  | Lithium Ion |  | Tesla |  |  | 13.5 | 6 | Behind the Meter |  |  |  |  | 2357945 | Yes |  | Solar |  | 10
HISTSI-13663 |  | MA - SMART Program |  |  |  | Residential |  | Lithium Ion |  | Sonnen |  |  | 7.5 | 5 | Behind the Meter | [5 empty] | Yes |  | Solar |  | 7.6
HISTSI-16144 |  | MA - SMART Program |  |  | 2019-05-03 | Residential |  | Lithium Ion |  | Tesla |  |  | 13.5 | 29 | Behind the Meter |  |  |  |  | 2341444 | Yes |  | Solar |  | 10
HISTSI-09669 |  | MA - SMART Program |  |  |  | Residential |  | Lithium Ion |  | LG Chem |  |  | 4.875 | 5 | Behind the Meter | [5 empty] | Yes |  | Solar |  | 7.6
HISTSI-09998 |  | MA - SMART Program |  |  |  | Residential |  | Lithium Ion |  | Tesla |  |  | 13.5 | 6 | Behind the Meter | [5 empty] | Yes |  | Solar |  | 7.6
HISTSI-10188 |  | MA - SMART Program |  |  |  | Residential |  | Lithium Ion |  | Other |  |  | 7 | 3.3 | Behind the Meter | [5 empty] | Yes | DC-Coupled | Solar |  | 8
HISTSI-10350 |  | MA - SMART Program |  |  |  | Residential |  | Lithium Ion |  | Tesla |  |  | 13.5 | 6 | Behind the Meter | [5 empty] | Yes | AC-Coupled | Solar |  | 10
HISTSI-10363 |  | MA - SMART Program |  |  |  | Residential |  | Lithium Ion |  | Tesla |  |  | 13.5 | 6 | Behind the Meter | [5 empty] | Yes |  | Solar |  | 8.41
HISTSI-10586 |  | MA - SMART Program |  |  |  | Residential |  | Lithium Ion |  | Other |  |  | 11.4 | 4 | Behind the Meter | [5 empty] | Yes | DC-Coupled | Solar |  | 7.6
HISTSI-10712 |  | MA - SMART Program |  |  |  | Residential |  | Lithium Ion |  | Tesla |  |  | 13.5 | 5 | Behind the Meter | [5 empty] | Yes | AC-Coupled | Solar |  | 10
HISTSI-10830 |  | MA - SMART Program |  |  |  | Residential |  | Lithium Ion |  | Other |  |  | 6 | 3 | Behind the Meter | [5 empty] | Yes |  | Solar |  | 7.6
HISTSI-10898 | [5 empty] | Residential |  |  |  | SimpliPhi |  |  |  |  | Behind the Meter | [5 empty] | Yes |  | Solar |  | 7.6
HISTSI-10916 |  | MA - SMART Program |  |  |  | Residential |  | Lithium Ion |  | Tesla |  |  | 13.5 | 10 | Behind the Meter | [5 empty] | Yes | AC-Coupled | Solar |  | 10
HISTSI-11055 |  | MA - SMART Program |  |  |  | Residential |  | Lithium Ion |  | Other |  |  | 14 | 7 | Behind the Meter | [5 empty] | Yes |  | Solar |  | 7.6
HISTSI-11132 |  | MA - SMART Program |  |  |  | Residential |  | Lithium Ion |  | Tesla | 13.5 | 5 | 13.5 | 5 | Behind the Meter | [5 empty] | Yes | DC-Coupled | Solar |  | 12.6
HISTSI-11524 |  | MA - SMART Program |  |  |  | Residential |  | Lithium Ion |  | LG Chem |  |  | 4.875 | 5 | Behind the Meter | [5 empty] | No |  |  |  | 9.18
HISTSI-16901 |  | MA - SMART Program |  |  |  | Residential |  | Lithium Ion |  | Tesla |  |  | 13.5 | 6 | Behind the Meter | [5 empty] | Yes |  | Solar |  | 10.51
HISTSI-18259 | [5 empty] | Residential |  | Lithium Ion |  | Tesla |  |  | 13.5 | 5 | Behind the Meter | [5 empty] | Yes |  | Solar |  | 8.1
HISTSI-19303 | [5 empty] | Residential |  | Lithium Ion |  | Tesla |  |  | 13.5 | 5 | Behind the Meter | [5 empty] | Yes |  | Solar |  | 9.99
HISTSI-19413 | [5 empty] | Residential | [6 empty] | 20 | 10 | [10 empty] | 6.3
HISTSI-19483 | [5 empty] | Residential | [6 empty] | 20 | 10 | [10 empty] | 5.88
HISTSI-19545 | [5 empty] | Residential |  | Lithium Ion |  | Tesla |  |  | 13.5 | 5 | Behind the Meter | [5 empty] | Yes |  | Solar |  | 3.12
HISTSI-20090 | [5 empty] | Residential |  | Lithium Ion |  | Tesla |  |  | 13.5 | 10 | Behind the Meter | [5 empty] | No |  |  |  | 6.9
HISTSI-20120 | [5 empty] | Residential |  | Lithium Ion |  | Tesla |  |  | 13.5 | 5 | Behind the Meter | [5 empty] | Yes |  | Solar |  | 6.58
HISTSI-21678 | [5 empty] | Residential | [6 empty] | 10 | 5 | [10 empty] | 8.82
HISTSI-22178 | [5 empty] | Residential |  | Lithium Ion |  | Tesla |  |  | 13.5 | 25 | Behind the Meter | [5 empty] | Yes |  | Solar |  | 10
HISTSI-23083 | [5 empty] | Residential |  | Lithium Ion |  | Tesla |  |  | 13.5 | 5 | Behind the Meter | [5 empty] | Yes |  | Solar |  | 5.23
HISTSI-23911 |  | MA - SMART Program |  |  |  | Residential |  | Lithium Ion |  | sonnenBacterie |  |  | 7.5 | 7 | Behind the Meter | [5 empty] | Yes |  | Solar |  | 5.83
HISTSI-24287 | [5 empty] | Residential |  | Lithium Ion |  | Tesla |  |  | 13.5 | 5 | Behind the Meter | [5 empty] | Yes |  | Solar |  | 7.91
HISTSI-24593 | [5 empty] | Residential |  | Lithium Ion |  | Tesla |  |  | 13.5 | 5 | Behind the Meter | [5 empty] | Yes |  | Solar |  | 3.27
HISTSI-24977 | [5 empty] | Residential |  | Lithium Ion |  | Tesla |  |  | 13.5 | 7.5 | Behind the Meter | [5 empty] | Yes |  | Solar |  | 3.78
HISTSI-24981 | [5 empty] | Residential |  | Lithium Ion |  | Tesla |  |  | 13.5 | 10 | Behind the Meter | [5 empty] | Yes |  | Solar |  | 5.89
HISTSI-24984 |  | MA - SMART Program |  |  |  | Residential |  | Lithium Ion |  | Tesla |  |  | 13.5 | 6 | Behind the Meter | [5 empty] | Yes |  | Solar |  | 10.2
HISTSI-25426 | [5 empty] | Residential |  | Lithium Ion |  | Tesla |  |  | 13.5 | 5 | Behind the Meter | [5 empty] | Yes |  | Solar |  | 6.3
HISTSI-25899 | [5 empty] | Residential |  | Lithium Ion |  | Tesla |  |  | 13.5 | 10 | Behind the Meter | [5 empty] | Yes |  | Solar |  | 6.44
HISTSI-26056 | [5 empty] | Residential | [6 empty] | 20 | 10 | [10 empty] | 9.45
HISTSI-26720 | [5 empty] | Residential | [6 empty] | 10 | 5 | [10 empty] | 8.67
HISTSI-27413 | [5 empty] | Residential |  | Lithium Ion |  | Tesla |  |  | 13.5 | 10 | Behind the Meter | [5 empty] | No |  |  |  | 4.08
HISTSI-28169 | [5 empty] | Residential |  | Lithium Ion |  | Tesla |  |  | 13.5 | 5 | Behind the Meter | [5 empty] | Yes |  | Solar |  | 9.18
HISTSI-28723 | [5 empty] | Residential | [6 empty] | 10 | 5 | [10 empty] | 2.8
HISTSI-29633 | [5 empty] | Residential |  | Lithium Ion |  | Sonnen |  |  | 12.5 | 8 | Behind the Meter |  |  |  |  | 2089203 | Yes |  | Solar | 8.4 | 7.2
HISTSI-31725 | [5 empty] | Residential | [6 empty] | 20 | 10 | [10 empty] | 9.69
HISTSI-33460 | [5 empty] | Residential |  | Lithium Ion |  | Outback |  |  | 13 | 6.5 | Behind the Meter | [5 empty] | No |  |  |  | 7.8
HISTSI-33752 |  | MA - SMART Program |  |  |  | Residential |  | Lithium Ion |  | Other |  |  | 14 | 7 | Behind the Meter | [5 empty] | Yes |  | Solar |  | 16.77
HISTSI-34195 | [5 empty] | Residential |  | Lithium Ion |  | ABB |  |  | 13.6 | 6.8 | Behind the Meter | [5 empty] | Yes |  | Solar |  | 3.44
HISTSI-34196 | [5 empty] | Residential |  | Lithium Ion |  | Tesla |  |  | 13.5 | 5 | Behind the Meter | [5 empty] | Yes |  | Solar |  | 5.33
HISTSI-34440 | [5 empty] | Residential |  | Lithium Ion |  | Tesla |  |  | 13.5 | 6 | Behind the Meter | [5 empty] | Yes |  | Solar |  | 6.54
HISTSI-35269 | [5 empty] | Residential |  | Lithium Ion |  | Tesla |  |  | 13.5 | 10 | Behind the Meter | [5 empty] | Yes |  | Solar |  | 9.62
HISTSI-35389 | [5 empty] | Residential |  | Lithium Ion |  | Tesla |  |  | 13.5 | 5 | Behind the Meter | [5 empty] | Yes |  | Solar |  | 4.68
HISTSI-36446 | [5 empty] | Residential |  | Lithium Ion |  | Tesla |  |  | 13.5 | 8.32 | Behind the Meter | [5 empty] | Yes |  | Solar |  | 8.5
HISTSI-37066 | [5 empty] | Residential |  | Lithium Ion |  | Tesla |  |  | 13.5 | 5 | Behind the Meter | [5 empty] | Yes |  | Solar |  | 5.89
HISTSI-39484 | [5 empty] | Residential |  | Lithium Ion |  | Tesla |  |  | 13.5 | 5 | Behind the Meter | [5 empty] | Yes |  | Solar |  | 4.05
HISTSI-39588 | [5 empty] | Residential | [6 empty] | 20 | 10 | [10 empty] | 6.89
HISTSI-39589 | [5 empty] | Residential |  | Lithium Ion |  | Tesla |  |  | 13.5 | 5 | Behind the Meter | [5 empty] | Yes |  | Solar |  | 6.89
HISTSI-39704 | [5 empty] | Residential |  | Lithium Ion |  | Tesla |  |  | 13.5 | 3.3 | Behind the Meter | [5 empty] | Yes |  | Solar |  | 4.77
HISTSI-39800 | [5 empty] | Residential |  | Lithium Ion |  | Tesla |  |  | 13.5 | 3.3 | Behind the Meter | [5 empty] | Yes |  | Solar |  | 5.83
HISTSI-40194 | [5 empty] | Residential |  | Lithium Ion |  | Tesla |  |  | 13.5 | 5 | Behind the Meter | [5 empty] | Yes |  | Solar |  | 9.8
HISTSI-41883 | [5 empty] | Residential |  | Lithium Ion |  | Tesla |  |  | 13.5 | 5 | Behind the Meter | [5 empty] | Yes |  | Solar |  | 7.8
HISTSI-41945 | [5 empty] | Residential |  | Lithium Ion |  | Tesla |  |  | 13.5 | 5 | Behind the Meter | [5 empty] | Yes |  | Solar |  | 2.7
HISTSI-42078 | [5 empty] | Residential |  | Lithium Ion |  | Tesla |  |  | 13.5 | 5 | Behind the Meter | [5 empty] | Yes |  | Solar |  | 6.24
HISTSI-42153 | [5 empty] | Residential |  | Lithium Ion |  | Tesla |  |  | 13.5 | 5 | Behind the Meter | [5 empty] | Yes |  | Solar |  | 9.1
HISTSI-42375 | [5 empty] | Residential |  | Lithium Ion |  | Tesla |  |  | 13.5 | 5 | Behind the Meter | [5 empty] | Yes |  | Solar |  | 8.7
HISTSI-42563 | [5 empty] | Residential |  | Lithium Ion |  | Tesla |  |  | 13.5 | 5 | Behind the Meter | [5 empty] | Yes |  | Solar |  | 11.05
HISTSI-42674 | [5 empty] | Residential |  | Lithium Ion |  | Tesla |  |  | 13.5 | 5 | Behind the Meter | [5 empty] | Yes |  | Solar |  | 6.3
HISTSI-42686 | [5 empty] | Residential |  | Lithium Ion |  | Tesla |  |  | 13.5 | 5 | Behind the Meter | [5 empty] | Yes |  | Solar |  | 9.1
HISTSI-42756 | [5 empty] | Residential |  | Lithium Ion |  | Tesla |  |  | 13.5 | 1.67 | Behind the Meter | [5 empty] | No |  |  |  | 7.6
HISTSI-42768 | [5 empty] | Residential |  | Lithium Ion |  | Tesla |  |  | 13.5 | 5 | Behind the Meter | [5 empty] | No |  |  |  | 7.6
HISTSI-42781 | [5 empty] | Residential |  | Lithium Ion |  | Tesla |  |  | 13.5 | 1.67 | Behind the Meter | [5 empty] | No |  |  |  | 7.6
HISTSI-42828 | [5 empty] | Residential |  | Lithium Ion |  | Tesla |  |  | 13.5 | 5 | Behind the Meter | [5 empty] | Yes |  | Solar |  | 4.5
HISTSI-42873 | [5 empty] | Residential |  | Lithium Ion |  | Tesla |  |  | 13.5 | 5 | Behind the Meter | [5 empty] | Yes |  | Solar |  | 5.7
HISTSI-43036 | [5 empty] | Residential |  | Lithium Ion |  | Tesla |  |  | 13.5 | 5 | Behind the Meter | [5 empty] | Yes |  | Solar |  | 12.95
HISTSI-43082 | [5 empty] | Residential |  | Lithium Ion |  | Tesla |  |  | 13.5 | 5 | Behind the Meter | [5 empty] | No |  |  |  | 7.6
HISTSI-43380 | [5 empty] | Residential |  | Lithium Ion |  | Tesla |  |  | 13.5 | 5 | Behind the Meter | [5 empty] | Yes |  | Solar |  | 11.05
HISTSI-43598 | [5 empty] | Residential | [6 empty] | 10 | 5 | [10 empty] | 5.22
HISTSI-43599 | [5 empty] | Residential |  | Lithium Ion |  | Tesla |  |  | 13.5 | 10 | Behind the Meter | [5 empty] | Yes |  | Solar |  | 5.22
HISTSI-43636 | [5 empty] | Residential |  | Lithium Ion |  | Tesla |  |  | 13.5 | 5 | Behind the Meter | [5 empty] | No |  |  |  | 7.6
HISTSI-43678 | [5 empty] | Residential |  | Lithium Ion |  | Tesla |  |  | 13.5 | 5 | Behind the Meter | [5 empty] | Yes |  | Solar |  | 8.1
HISTSI-43684 | [5 empty] | Residential |  | Lithium Ion |  | Tesla |  |  | 13.5 | 5 | Behind the Meter | [5 empty] | Yes |  | Solar |  | 9.9
HISTSI-43699 | [5 empty] | Residential |  | Lithium Ion |  | Tesla |  |  | 13.5 | 5 | Behind the Meter | [5 empty] | Yes |  | Solar |  | 9.72
HISTSI-43709 | [5 empty] | Residential |  | Lithium Ion |  | Tesla |  |  | 13.5 | 1.67 | Behind the Meter | [5 empty] | No |  |  |  | 7.6
HISTSI-43793 | [5 empty] | Residential |  | Lithium Ion |  | Tesla |  |  | 13.5 | 1.67 | Behind the Meter | [5 empty] | No |  |  |  | 7.6
HISTSI-43817 | [5 empty] | Residential |  | Lithium Ion |  | Tesla |  |  | 13.5 | 5 | Behind the Meter | [5 empty] | Yes |  | Solar |  | 10.08
HISTSI-43840 | [5 empty] | Residential |  | Lithium Ion |  | Tesla |  |  | 13.5 | 5 | Behind the Meter | [5 empty] | Yes |  | Solar |  | 13
HISTSI-43873 | [5 empty] | Residential |  | Lithium Ion |  | Tesla |  |  | 13.5 | 5 | Behind the Meter | [5 empty] | Yes |  | Solar |  | 13.68
HISTSI-43982 | [5 empty] | Residential |  | Lithium Ion |  | Tesla |  |  | 13.5 | 5 | Behind the Meter | [5 empty] | Yes |  | Solar |  | 4.23
HISTSI-44005 | [5 empty] | Residential |  | Lithium Ion |  | Tesla |  |  | 13.5 | 5 | Behind the Meter | [5 empty] | No |  |  |  | 7.6
HISTSI-44038 | [5 empty] | Residential |  | Lithium Ion |  | Tesla |  |  | 13.5 | 5 | Behind the Meter | [5 empty] | Yes |  | Solar |  | 10.2
HISTSI-44103 | [5 empty] | Residential |  | Lithium Ion |  | Tesla |  |  | 13.5 | 5 | Behind the Meter | [5 empty] | Yes |  | Solar |  | 2.93
HISTSI-44137 | [5 empty] | Residential |  | Lithium Ion |  | Tesla |  |  | 13.5 | 5 | Behind the Meter | [5 empty] | Yes |  | Solar |  | 7.2
HISTSI-44175 | [5 empty] | Residential |  | Lithium Ion |  | Tesla |  |  | 13.5 | 5 | Behind the Meter | [5 empty] | Yes |  | Solar |  | 12.18
HISTSI-44226 | [5 empty] | Residential |  | Lithium Ion |  | Tesla |  |  | 13.5 | 10 | Behind the Meter | [5 empty] | Yes |  | Solar |  | 13
HISTSI-44282 | [5 empty] | Residential |  | Lithium Ion |  | Tesla |  |  | 13.5 | 5 | Behind the Meter | [5 empty] | Yes |  | Solar |  | 9.1
HISTSI-44298 | [5 empty] | Residential |  | Lithium Ion |  | Delta |  |  | 23.2 | 11.6 | Behind the Meter | [5 empty] | Yes |  | Solar |  | 6.9
HISTSI-44315 | [5 empty] | Residential |  | Lithium Ion |  | Delta |  |  | 25.2 | 12.6 | Behind the Meter | [5 empty] | Yes |  | Solar |  | 8.4
HISTSI-44359 | [5 empty] | Residential |  | Lithium Ion |  | Tesla |  |  | 13.5 | 5 | Behind the Meter | [5 empty] | Yes |  | Solar |  | 9.3
HISTSI-44523 | [5 empty] | Residential |  | Lithium Ion |  | Tesla |  |  | 13.5 | 5 | Behind the Meter | [5 empty] | Yes |  | Solar |  | 10.08
HISTSI-44573 | [5 empty] | Residential |  | Lithium Ion |  | Tesla |  |  | 13.5 | 5 | Behind the Meter | [5 empty] | Yes |  | Solar |  | 7.6
HISTSI-44612 | [5 empty] | Residential |  | Lithium Ion |  | Tesla |  |  | 13.5 | 10 | Behind the Meter | [5 empty] | No |  |  |  | 7.6
HISTSI-44634 | [5 empty] | Residential |  | Lithium Ion |  | Tesla |  |  | 13.5 | 5 | Behind the Meter | [5 empty] | No |  |  |  | 7.6
HISTSI-44688 | [5 empty] | Residential | [6 empty] | 10 | 5 | [10 empty] | 4.8
HISTSI-44726 | [5 empty] | Residential |  | Lithium Ion |  | Tesla |  |  | 13.5 | 5 | Behind the Meter | [5 empty] | Yes |  | Solar |  | 12.96
HISTSI-44744 | [5 empty] | Residential |  | Lithium Ion |  | Delta |  |  | 20 | 10 | Behind the Meter | [5 empty] | Yes |  | Solar |  | 2.6
HISTSI-44815 | [5 empty] | Residential |  | Lithium Ion |  | Tesla |  |  | 13.5 | 5 | Behind the Meter | [5 empty] | Yes |  | Solar |  | 3
HISTSI-44820 | [5 empty] | Residential | [6 empty] | 20 | 10 | [10 empty] | 9.8
HISTSI-44888 | [5 empty] | Residential |  | Lithium Ion |  | Tesla |  |  | 13.5 | 5 | Behind the Meter | [5 empty] | Yes |  | Solar |  | 10.07
HISTSI-44912 | [5 empty] | Residential |  | Lithium Ion |  | Delta |  |  | 17.6 | 8.8 | Behind the Meter | [5 empty] | Yes |  | Solar |  | 11.38
HISTSI-44975 | [5 empty] | Residential | [6 empty] | 10 | 5 | [10 empty] | 7.32
HISTSI-44996 | [5 empty] | Residential |  | Lithium Ion |  | Pika Energy |  |  | 15.2 | 7.6 | Behind the Meter | [5 empty] | Yes |  | Solar |  | 19.76
HISTSI-45049 | [5 empty] | Residential |  | Lithium Ion |  | Tesla |  |  | 13.5 | 30 | Behind the Meter | [5 empty] | Yes |  | Solar |  | 18
HISTSI-45069 | [5 empty] | Residential |  | Lithium Ion |  | Tesla |  |  | 13.5 | 5 | Behind the Meter | [5 empty] | Yes |  | Solar |  | 9.1
HISTSI-45075 | [5 empty] | Residential | [6 empty] | 10 | 5 | [10 empty] | 6
HISTSI-45093 | [5 empty] | Residential |  | Lithium Ion |  | Delta |  |  | 15.2 | 7.6 | Behind the Meter | [5 empty] | Yes |  | Solar |  | 10.5
HISTSI-45094 | [5 empty] | Residential | [6 empty] | 10 | 5 | [10 empty] | 12.67
HISTSI-45134 | [5 empty] | Residential |  | Lithium Ion |  | Tesla |  |  | 13.5 | 5 | Behind the Meter | [5 empty] | Yes |  | Solar |  | 6.78
HISTSI-45194 |  | MA - SMART Program |  |  |  | Residential |  | Lithium Ion |  | LG Chem |  |  | 4.875 | 5 | Behind the Meter | [5 empty] | Yes |  | Solar |  | 12.95
HISTSI-45259 | [5 empty] | Residential |  | Lithium Ion |  | Tesla |  |  | 13.5 | 5 | Behind the Meter | [5 empty] | Yes |  | Solar |  | 9.75
HISTSI-45276 | [5 empty] | Residential | [6 empty] | 20 | 10 | [10 empty] | 5.85
HISTSI-45288 | [5 empty] | Residential |  | Lithium Ion |  | Tesla |  |  | 13.5 | 5 | Behind the Meter | [5 empty] | Yes |  | Solar |  | 13
HISTSI-45319 | [5 empty] | Residential | [6 empty] | 20 | 10 | [10 empty] | 13
HISTSI-45332 | [5 empty] | Residential | [6 empty] | 10 | 5 | [10 empty] | 7.25
HISTSI-45429 | [5 empty] | Residential |  | Lithium Ion |  | Tesla |  |  | 13.5 | 5 | Behind the Meter | [5 empty] | Yes |  | Solar |  | 7.56
HISTSI-45435 | [5 empty] | Residential |  | Lithium Ion |  | LG Chem |  |  | 4.875 | 19.3 | Behind the Meter | Reliability and Resiliency |  |  |  |  | Yes |  | Solar |  | 9.1
HISTSI-45436 | [5 empty] | Residential |  | Lithium Ion |  | Tesla |  |  | 13.5 | 5 | Behind the Meter | [5 empty] | Yes |  | Solar |  | 13
HISTSI-45459 | [5 empty] | Residential |  | Lithium Ion |  | Tesla |  |  | 13.5 | 5 | Behind the Meter | [5 empty] | Yes |  | Solar |  | 7.48
HISTSI-45466 | [5 empty] | Residential |  | Lithium Ion |  | Tesla |  |  | 13.5 | 5 | Behind the Meter | [5 empty] | Yes |  | Solar |  | 12.35
HISTSI-45530 | [5 empty] | Residential |  | Lithium Ion |  | Tesla |  |  | 13.5 | 5 | Behind the Meter | [5 empty] | Yes |  | Solar |  | 7.4
HISTSI-45654 | [5 empty] | Residential |  | Lithium Ion |  | Tesla |  |  | 13.5 | 5 | Behind the Meter | [5 empty] | Yes |  | Solar |  | 3.58
HISTSI-45689 | [5 empty] | Residential |  | Lithium Ion |  | Tesla |  |  | 13.5 | 5 | Behind the Meter | [5 empty] | Yes |  | Solar |  | 6.3
HISTSI-45694 | [5 empty] | Residential |  | Lithium Ion |  | Tesla |  |  | 13.5 | 5 | Behind the Meter | [5 empty] | Yes |  | Solar |  | 6.71
HISTSI-45734 | [5 empty] | Residential |  | Lithium Ion |  | Tesla |  |  | 13.5 | 5 | Behind the Meter | [5 empty] | No |  |  |  | 7.6
HISTSI-45738 |  | MA - SMART Program |  |  |  | Residential |  | Lithium Ion |  | Tesla |  |  | 13.5 | 6 | Behind the Meter | [5 empty] | Yes |  | Solar |  | 4.68
HISTSI-45833 | [5 empty] | Residential |  | Lithium Ion |  | LG Chem |  |  | 4.875 | 12.6 | Behind the Meter | [5 empty] | Yes |  | Solar |  | 10.08
HISTSI-45869 | [5 empty] | Residential | [6 empty] | 10 | 5 | [10 empty] | 7.6
HISTSI-45897 | [5 empty] | Residential |  | Lithium Ion |  | LG Chem |  |  | 4.875 | 19.3 | Behind the Meter | Reliability and Resiliency |  |  |  |  | Yes |  | Solar |  | 9.28
HISTSI-45917 | [5 empty] | Residential |  | Lithium Ion |  | Tesla |  |  | 13.5 | 5 | Behind the Meter | [5 empty] | Yes |  | Solar |  | 3.9
HISTSI-45958 | [5 empty] | Residential |  | Lithium Ion |  | LG Chem |  |  | 4.875 | 12.6 | Behind the Meter | [5 empty] | Yes |  | Solar |  | 10.08
HISTSI-46122 | [5 empty] | Residential |  | Lithium Ion |  | Tesla |  |  | 13.5 | 5 | Behind the Meter | [5 empty] | Yes |  | Solar |  | 3.25
HISTSI-46163 |  | MA - SMART Program |  |  |  | Residential |  | Lithium Ion |  | Tesla |  |  | 13.5 | 6 | Behind the Meter | [5 empty] | Yes |  | Solar |  | 5.67
HISTSI-46166 | [5 empty] | Residential |  | Lithium Ion |  | Tesla |  |  | 13.5 | 5 | Behind the Meter | [5 empty] | Yes |  | Solar |  | 4.88
HISTSI-46168 | [5 empty] | Residential |  | Lithium Ion |  | Tesla |  |  | 13.5 | 5 | Behind the Meter | [5 empty] | Yes |  | Solar |  | 6.62
HISTSI-46182 | [5 empty] | Residential |  | Lithium Ion |  | Delta |  |  | 25.2 | 12.6 | Behind the Meter | [5 empty] | Yes |  | Solar |  | 7.63
HISTSI-46191 | [5 empty] | Residential |  | Lithium Ion |  | Tesla |  |  | 13.5 | 5 | Behind the Meter | [5 empty] | Yes |  | Solar |  | 6.3
HISTSI-46232 | [5 empty] | Residential |  | Lithium Ion |  | Tesla |  |  | 13.5 | 5 | Behind the Meter | [5 empty] | Yes |  | Solar |  | 8.13
HISTSI-46235 | [5 empty] | Residential |  | Lithium Ion |  | LG Chem |  |  | 4.875 | 12.6 | Behind the Meter | [5 empty] | Yes |  | Solar |  | 9.1
HISTSI-46252 | [5 empty] | Residential |  | Lithium Ion |  | Tesla |  |  | 13.5 | 5 | Behind the Meter | [5 empty] | Yes |  | Solar |  | 7.01
HISTSI-46321 | [5 empty] | Residential |  | Lithium Ion |  | LG Chem |  |  | 4.875 | 5 | Behind the Meter | [5 empty] | Yes |  | Solar |  | 4.2
HISTSI-46356 | [5 empty] | Residential |  | Lithium Ion |  | ABB |  |  | 20 | 10 | Behind the Meter | [5 empty] | Yes |  | Solar |  | 6
HISTSI-46363 | [5 empty] | Residential |  | Lithium Ion |  | Tesla |  |  | 13.5 | 5 | Behind the Meter | [5 empty] | Yes |  | Solar |  | 6.62
HISTSI-46366 | [5 empty] | Residential |  | Lithium Ion |  | Tesla |  |  | 13.5 | 5 | Behind the Meter | [5 empty] | Yes |  | Solar |  | 11.7
HISTSI-46373 |  | MA - SMART Program |  |  |  | Residential |  | Lithium Ion |  | Other |  |  | 26 | 13 | Behind the Meter | [5 empty] | Yes |  | Solar |  | 5.84
HISTSI-46433 | [5 empty] | Residential |  | Lithium Ion |  | Pika Energy |  |  | 25.2 | 12.6 | Behind the Meter | [5 empty] | Yes |  | Solar |  | 9.6
HISTSI-46453 | [5 empty] | Residential |  | Lithium Ion |  | Tesla |  |  | 13.5 | 5 | Behind the Meter | [5 empty] | Yes |  | Solar |  | 2.44
HISTSI-46458 |  | MA - SMART Program |  |  |  | Residential |  | Lithium Ion |  | sonnenBacterie |  |  | 5 | 3 | Behind the Meter | [5 empty] | Yes |  | Solar |  | 6.87
HISTSI-46483 | [5 empty] | Residential |  | Lithium Ion |  | LG Chem |  |  | 4.875 | 12.6 | Behind the Meter | [5 empty] | Yes |  | Solar |  | 8.4
HISTSI-46484 | [5 empty] | Residential |  | Lithium Ion |  | Tesla |  |  | 13.5 | 5 | Behind the Meter | [5 empty] | Yes |  | Solar |  | 13.33
HISTSI-46511 | [5 empty] | Residential |  | Lithium Ion |  | Tesla |  |  | 13.5 | 5 | Behind the Meter | [5 empty] | Yes |  | Solar |  | 13.32
HISTSI-46528 | [5 empty] | Residential |  | Lithium Ion |  | LG Chem |  |  | 4.875 | 5 | Behind the Meter | [5 empty] | Yes |  | Solar |  | 4.62
HISTSI-46535 | [5 empty] | Residential |  | Lithium Ion |  | Tesla |  |  | 13.5 | 5 | Behind the Meter | [5 empty] | Yes |  | Solar |  | 11.16
HISTSI-46538 | [5 empty] | Residential |  | Lithium Ion |  | Tesla |  |  | 13.5 | 5 | Behind the Meter | [5 empty] | Yes |  | Solar |  | 9.75
HISTSI-46612 | [5 empty] | Residential |  | Lithium Ion |  | Tesla |  |  | 13.5 | 5 | Behind the Meter | [5 empty] | Yes |  | Solar |  | 9.1
HISTSI-46615 | [5 empty] | Residential |  | Lithium Ion |  | ABB |  |  | 22 | 11 | Behind the Meter | [5 empty] | Yes |  | Solar |  | 7.32
HISTSI-46678 |  | MA - SMART Program |  |  |  | Residential |  | Lithium Ion |  | Tesla |  |  | 13.5 | 6 | Behind the Meter | [5 empty] | Yes |  | Solar |  | 5.9
HISTSI-46730 | [5 empty] | Residential |  | Lithium Ion |  | Tesla |  |  | 13.5 | 5 | Behind the Meter | [5 empty] | Yes |  | Solar |  | 12.35
HISTSI-46782 |  | MA - SMART Program |  |  |  | Residential |  | Lithium Ion |  | Tesla |  |  | 13.5 | 6 | Behind the Meter | [5 empty] | Yes |  | Solar |  | 12.39
HISTSI-46880 | [5 empty] | Residential |  | Lithium Ion |  | LG Chem |  |  | 4.875 | 12.6 | Behind the Meter | [5 empty] | Yes |  | Solar |  | 7.88
HISTSI-46882 |  | MA - SMART Program |  |  |  | Residential |  |  |  | Sonnen |  |  | 12.5 | 8 | Behind the Meter | [5 empty] | No |  |  |  | 8.91
HISTSI-46886 | [5 empty] | Residential | [6 empty] | 10 | 5 | [10 empty] | 7.35
HISTSI-46915 | [5 empty] | Residential |  | Lithium Ion |  | LG Chem |  |  | 4.875 | 5 | Behind the Meter | [5 empty] | Yes |  | Solar |  | 4.35
HISTSI-47035 | [5 empty] | Residential |  | Lithium Ion |  | Tesla |  |  | 13.5 | 5 | Behind the Meter | [5 empty] | Yes |  | Solar |  | 9.45
HISTSI-47057 | [5 empty] | Residential |  | Lithium Ion |  | Tesla |  |  | 13.5 | 5 | Behind the Meter | [5 empty] | Yes |  | Solar |  | 4.88
HISTSI-47066 | [5 empty] | Residential |  | Lithium Ion |  | LG Chem |  |  | 4.875 | 5 | Behind the Meter | [5 empty] | Yes |  | Solar |  | 9.28
HISTSI-47089 | [5 empty] | Residential |  | Lithium Ion |  | LG Chem |  |  | 4.875 | 12.6 | Behind the Meter | [5 empty] | Yes |  | Solar |  | 9.28
HISTSI-47108 | [5 empty] | Residential |  | Lithium Ion |  | Tesla |  |  | 13.5 | 5 | Behind the Meter | [5 empty] | Yes |  | Solar |  | 9.75
HISTSI-47122 | [5 empty] | Residential |  | Lithium Ion |  | Tesla |  |  | 13.5 | 5 | Behind the Meter | [5 empty] | Yes |  | Solar |  | 13.23
HISTSI-47125 |  | MA - SMART Program |  |  |  | Residential |  | Lithium Ion |  | LG Chem |  |  | 4.875 | 5 | Behind the Meter | [5 empty] | Yes |  | Solar |  | 8
HISTSI-47145 | [5 empty] | Residential |  | Lithium Ion |  | LG Chem |  |  | 4.875 | 12.6 | Behind the Meter | [5 empty] | Yes |  | Solar |  | 9.1
HISTSI-47147 |  | MA - SMART Program |  |  |  | Residential |  | Lithium Ion |  | Other |  |  | 14 | 7 | Behind the Meter | [5 empty] | Yes |  | Solar |  | 9.72
HISTSI-47153 |  | MA - SMART Program |  |  |  | Residential |  | Lithium Ion |  | Tesla |  |  | 13.5 | 12 | Behind the Meter | [5 empty] | Yes |  | Solar |  | 7.15
HISTSI-47156 | [5 empty] | Residential |  | Lithium Ion |  | Delta |  |  | 10.4 | 5.2 | Behind the Meter | [5 empty] | Yes |  | Solar |  | 4.88
HISTSI-47157 | [5 empty] | Residential |  | Lithium Ion |  | Tesla |  |  | 13.5 | 5 | Behind the Meter | [5 empty] | Yes |  | Solar |  | 6.62
HISTSI-47160 |  | MA - SMART Program |  |  |  | Residential |  | Lithium Ion |  | LG Chem |  |  | 4.875 | 5 | Behind the Meter | [5 empty] | Yes |  | Solar |  | 9.9
HISTSI-47192 | [5 empty] | Residential |  | Lithium Ion |  | Tesla |  |  | 13.5 | 5 | Behind the Meter | [5 empty] | Yes |  | Solar |  | 5.8
HISTSI-47210 | [5 empty] | Residential |  | Lithium Ion |  | Tesla |  |  | 13.5 | 5 | Behind the Meter | [5 empty] | Yes |  | Solar |  | 13.32
HISTSI-47222 | [5 empty] | Residential |  | Lithium Ion |  | Delta |  |  | 10.4 | 5.2 | Behind the Meter | [5 empty] | Yes |  | Solar |  | 6.5
HISTSI-47230 | [5 empty] | Residential |  | Lithium Ion |  | Tesla |  |  | 13.5 | 5 | Behind the Meter | [5 empty] | Yes |  | Solar |  | 12.81
HISTSI-47255 | [5 empty] | Residential |  | Lithium Ion |  | Tesla |  |  | 13.5 | 5 | Behind the Meter | [5 empty] | Yes |  | Solar |  | 11.05
HISTSI-47256 | [5 empty] | Residential |  | Lithium Ion |  | Tesla |  |  | 13.5 | 10 | Behind the Meter | [5 empty] | Yes |  | Solar |  | 12.6
HISTSI-47263 |  | MA - SMART Program |  |  |  | Residential |  | Lithium Ion |  | LG Chem |  |  | 4.875 | 5 | Behind the Meter | [5 empty] | Yes |  | Solar |  | 9.28
HISTSI-47266 | [5 empty] | Residential |  | Lithium Ion |  | Tesla |  |  | 13.5 | 5 | Behind the Meter | [5 empty] | Yes |  | Solar |  | 5.67
HISTSI-47277 |  | MA - SMART Program |  |  |  | Residential |  | Lithium Ion |  | Tesla |  |  | 13.5 | 12 | Behind the Meter | [5 empty] | Yes |  | Solar |  | 10.71
HISTSI-47360 | [5 empty] | Residential |  | Lithium Ion |  | Pika Energy |  |  | 15.2 | 7.6 | Behind the Meter | [5 empty] | Yes |  | Solar |  | 5.76
HISTSI-47361 |  | MA - SMART Program |  |  |  | Residential |  | Lithium Ion |  | Tesla |  |  | 13.5 | 6 | Behind the Meter | [5 empty] | Yes |  | Solar |  | 13
HISTSI-47369 | [5 empty] | Residential |  | Lithium Ion |  | Tesla |  |  | 13.5 | 5 | Behind the Meter | [5 empty] | Yes |  | Solar |  | 13.42
HISTSI-47447 | [5 empty] | Residential |  | Lithium Ion |  | Tesla |  |  | 13.5 | 5 | Behind the Meter | [5 empty] | Yes |  | Solar |  | 10.08
HISTSI-47468 | [5 empty] | Residential |  | Lithium Ion |  | Tesla |  |  | 13.5 | 5 | Behind the Meter | [5 empty] | Yes |  | Solar |  | 6.62
HISTSI-47476 |  | MA - SMART Program |  |  |  | Residential |  | Lithium Ion |  | LG Chem |  |  | 4.875 | 5 | Behind the Meter | [5 empty] | Yes |  | Solar |  | 14
HISTSI-47529 | [5 empty] | Residential |  | Lithium Ion |  | Tesla |  |  | 13.5 | 5 | Behind the Meter | [5 empty] | No |  |  |  | 7.6
HISTSI-47534 | [5 empty] | Residential |  | Lithium Ion |  | Tesla |  |  | 13.5 | 5 | Behind the Meter | [5 empty] | Yes |  | Solar |  | 13
HISTSI-47571 | [5 empty] | Residential |  | Lithium Ion |  | Tesla |  |  | 13.5 | 10 | Behind the Meter | [5 empty] | Yes |  | Solar |  | 7.24
HISTSI-47587 | [5 empty] | Residential |  | Lithium Ion |  | Tesla |  |  | 13.5 | 5 | Behind the Meter | [5 empty] | Yes |  | Solar |  | 9.42
HISTSI-47649 | [5 empty] | Residential |  | Lithium Ion |  | Tesla |  |  | 13.5 | 15 | Behind the Meter | [5 empty] | Yes |  | Solar |  | 4.36
HISTSI-47688 | [5 empty] | Residential |  | Lithium Ion |  | Tesla |  |  | 13.5 | 5 | Behind the Meter | [5 empty] | Yes |  | Solar |  | 9.9
HISTSI-47709 | [5 empty] | Residential |  | Lithium Ion |  | Tesla |  |  | 13.5 | 5 | Behind the Meter | [5 empty] | Yes |  | Solar |  | 13.32
HISTSI-47749 |  | MA - SMART Program |  |  |  | Residential |  | Lithium Ion |  | Tesla |  |  | 13.5 | 6 | Behind the Meter | [5 empty] | Yes |  | Solar |  | 6.83
HISTSI-47762 | [5 empty] | Residential |  | Lithium Ion |  | Tesla |  |  | 13.5 | 5 | Behind the Meter | [5 empty] | Yes |  | Solar |  | 7.6
HISTSI-47772 | [5 empty] | Residential |  | Lithium Ion |  | Delta |  |  | 15.2 | 7.6 | Behind the Meter | [5 empty] | Yes |  | Solar |  | 7.56
HISTSI-47782 | [5 empty] | Residential |  | Lithium Ion |  | Tesla |  |  | 13.5 | 10 | Behind the Meter | [5 empty] | Yes |  | Solar |  | 12.6
HISTSI-47792 | [5 empty] | Residential |  | Lithium Ion |  | Tesla |  |  | 13.5 | 5 | Behind the Meter | [5 empty] | Yes |  | Solar |  | 11.55
HISTSI-47840 |  | MA - SMART Program |  |  |  | Residential |  | Lithium Ion |  | Tesla |  |  | 13.5 | 17 | Behind the Meter | [5 empty] | Yes |  | Solar |  | 8.82
HISTSI-47850 | [5 empty] | Residential |  | Lithium Ion |  | Tesla |  |  | 13.5 | 5 | Behind the Meter | [5 empty] | No |  |  |  | 7.6
HISTSI-47867 |  | MA - SMART Program |  |  |  | Residential |  | Lithium Ion |  | Tesla |  |  | 13.5 | 12 | Behind the Meter | [5 empty] | Yes |  | Solar |  | 12.6
HISTSI-47886 |  | MA - SMART Program |  |  |  | Residential |  | Lithium Ion |  | sonnenBacterie |  |  | 5 | 3 | Behind the Meter | [5 empty] | Yes |  | Solar |  | 3.3
HISTSI-47894 | [5 empty] | Residential |  | Lithium Ion |  | Tesla |  |  | 13.5 | 10 | Behind the Meter | [5 empty] | Yes |  | Solar |  | 9.9
HISTSI-47956 |  | MA - SMART Program |  |  |  | Residential |  | Lithium Ion |  | Tesla |  |  | 13.5 | 12 | Behind the Meter | [5 empty] | Yes |  | Solar |  | 13
HISTSI-47961 | [5 empty] | Residential |  | Lithium Ion |  | Tesla |  |  | 13.5 | 5 | Behind the Meter | [5 empty] | Yes |  | Solar |  | 9.75
HISTSI-47998 | [5 empty] | Residential |  | Lithium Ion |  | Tesla |  |  | 13.5 | 10 | Behind the Meter | [5 empty] | Yes |  | Solar |  | 7.8
HISTSI-48018 | [5 empty] | Residential |  | Lithium Ion |  | Tesla |  |  | 13.5 | 5 | Behind the Meter | [5 empty] | Yes |  | Solar |  | 7.56
HISTSI-48024 | [5 empty] | Residential |  | Lithium Ion |  | Tesla |  |  | 13.5 | 5 | Behind the Meter | [5 empty] | Yes |  | Solar |  | 11.22
HISTSI-48052 |  | MA - SMART Program |  |  |  | Residential |  | Lithium Ion |  | Tesla |  |  | 13.5 | 12 | Behind the Meter | [5 empty] | Yes |  | Solar |  | 12.6
HISTSI-48063 | [5 empty] | Residential |  | Lithium Ion |  | Tesla |  |  | 13.5 | 5 | Behind the Meter | [5 empty] | Yes |  | Solar |  | 10.68
HISTSI-48064 | [5 empty] | Residential | [6 empty] | 20 | 10 | [10 empty] | 7.2
HISTSI-48088 |  | MA - SMART Program |  |  |  | Residential |  | Lithium Ion |  | Tesla |  |  | 13.5 | 12 | Behind the Meter | [5 empty] | Yes |  | Solar |  | 13.32
HISTSI-48117 | [5 empty] | Residential |  | Lithium Ion |  | Tesla |  |  | 13.5 | 5 | Behind the Meter | [5 empty] | Yes |  | Solar |  | 7.26
HISTSI-48169 | [5 empty] | Residential |  | Lithium Ion |  | LG Chem |  |  | 4.875 | 5 | Behind the Meter | [5 empty] | Yes |  | Solar |  | 6.93
HISTSI-48185 |  | MA - SMART Program |  |  |  | Residential |  | Lithium Ion |  | Tesla |  |  | 13.5 | 6 | Behind the Meter | [5 empty] | Yes |  | Solar |  | 9.45
HISTSI-48187 |  | MA - SMART Program |  |  |  | Residential |  | Lithium Ion |  | Other |  |  | 26 | 13 | Behind the Meter | [5 empty] | Yes |  | Solar |  | 24.8
HISTSI-48194 | [5 empty] | Residential |  | Lithium Ion |  | Delta |  |  | 10.4 | 5.2 | Behind the Meter | [5 empty] | Yes |  | Solar |  | 7.27
HISTSI-48243 | [5 empty] | Residential |  | Lithium Ion |  | Delta |  |  | 15.2 | 7.6 | Behind the Meter | [5 empty] | Yes |  | Solar |  | 7.92
HISTSI-48255 | [5 empty] | Residential |  | Lithium Ion |  | Tesla |  |  | 13.5 | 5 | Behind the Meter | [5 empty] | Yes |  | Solar |  | 3.9
HISTSI-48396 | [5 empty] | Residential |  | Lithium Ion |  | Tesla |  |  | 13.5 | 5 | Behind the Meter | [5 empty] | Yes |  | Solar |  | 13.33
HISTSI-48405 |  | MA - SMART Program |  |  |  | Residential |  | Lithium Ion |  | Tesla |  |  | 13.5 | 6 | Behind the Meter | [5 empty] | Yes |  | Solar |  | 16.83
HISTSI-48544 | [5 empty] | Residential |  | Lithium Ion |  | Tesla |  |  | 13.5 | 5 | Behind the Meter | [5 empty] | Yes |  | Solar |  | 7.26
HISTSI-48572 |  | MA - SMART Program |  |  |  | Residential |  | Lithium Ion |  | Tesla |  |  | 13.5 | 6 | Behind the Meter | [5 empty] | Yes |  | Solar |  | 6.93
HISTSI-48653 | [5 empty] | Residential |  | Lithium Ion |  | Tesla |  |  | 13.5 | 15 | Behind the Meter | [5 empty] | Yes |  | Solar |  | 12.76
HISTSI-48674 | [5 empty] | Residential |  | Lithium Ion |  | Tesla |  |  | 13.5 | 5 | Behind the Meter | [5 empty] | Yes |  | Solar |  | 13.53
HISTSI-48690 |  | MA - SMART Program |  |  |  | Residential |  | Lithium Ion |  | Tesla |  |  | 13.5 | 12 | Behind the Meter | [5 empty] | Yes |  | Solar |  | 7.8
HISTSI-48694 | [5 empty] | Residential |  | Lithium Ion |  | Tesla |  |  | 13.5 | 5 | Behind the Meter | [5 empty] | No |  |  |  | 7.6
HISTSI-48712 | [5 empty] | Residential |  | Lithium Ion |  | Tesla |  |  | 13.5 | 10 | Behind the Meter | [5 empty] | Yes |  | Solar |  | 14.49
HISTSI-48739 | [5 empty] | Residential |  | Lithium Ion |  | Tesla |  |  | 13.5 | 10 | Behind the Meter | [5 empty] | No |  |  |  | 7.6
HISTSI-48749 | [5 empty] | Residential |  | Lithium Ion |  | Tesla |  |  | 13.5 | 10 | Behind the Meter | [5 empty] | Yes |  | Solar |  | 7.15
HISTSI-48882 |  | MA - SMART Program |  |  |  | Residential |  | Lithium Ion |  | Tesla |  |  | 13.5 | 6 | Behind the Meter | [5 empty] | Yes |  | Solar |  | 11.2
HISTSI-48987 | [5 empty] | Residential | [6 empty] | 10 | 5 | [10 empty] | 9.9
HISTSI-48993 | [5 empty] | Residential |  | Lithium Ion |  | Tesla |  |  | 13.5 | 5 | Behind the Meter | [5 empty] | Yes |  | Solar |  | 9.13
HISTSI-49008 |  | MA - SMART Program |  |  |  | Residential |  | Lithium Ion |  | Tesla |  |  | 13.5 | 12 | Behind the Meter | [5 empty] | Yes |  | Solar |  | 9.86
HISTSI-49097 | [5 empty] | Residential |  | Lithium Ion |  | Tesla |  |  | 13.5 | 10 | Behind the Meter | [5 empty] | Yes |  | Solar |  | 13.32
HISTSI-49101 |  | MA - SMART Program |  |  |  | Residential |  | Lithium Ion |  | Tesla |  |  | 13.5 | 12 | Behind the Meter | [5 empty] | Yes |  | Solar |  | 8.96
HISTSI-49138 | [5 empty] | Residential |  | Lithium Ion |  | LG Chem |  |  | 4.875 | 10 | Behind the Meter | [5 empty] | Yes |  | Solar |  | 4.9
HISTSI-49178 |  | MA - SMART Program |  |  |  | Residential |  | Lithium Ion |  | Tesla |  |  | 13.5 | 6 | Behind the Meter | [5 empty] | Yes |  | Solar |  | 8.19
HISTSI-49212 |  | MA - SMART Program |  |  |  | Residential |  | Lithium Ion |  | Tesla |  |  | 13.5 | 23 | Behind the Meter | [5 empty] | Yes |  | Solar |  | 13.55
HISTSI-49251 |  | MA - SMART Program |  |  |  | Residential |  | Lithium Ion |  | LG Chem |  |  | 4.875 | 5 | Behind the Meter | [5 empty] | Yes |  | Solar |  | 4.35
HISTSI-49317 | [5 empty] | Residential |  | Lithium Ion |  | Tesla |  |  | 13.5 | 5 | Behind the Meter | [5 empty] | Yes |  | Solar |  | 13.23
HISTSI-49362 | [5 empty] | Residential | [6 empty] | 20 | 10 | [10 empty] | 12.29
HISTSI-49449 |  | MA - SMART Program |  |  |  | Residential |  | Lithium Ion |  | LG Chem |  |  | 4.875 | 5 | Behind the Meter | [5 empty] | Yes |  | Solar |  | 9.28
HISTSI-49556 |  | MA - SMART Program |  |  |  | Residential |  | Lithium Ion |  | Other |  |  | 6 | 3 | Behind the Meter | [5 empty] | Yes |  | Solar |  | 10.95
HISTSI-49564 | [5 empty] | Residential | [6 empty] | 10 | 5 | [10 empty] | 8.58
HISTSI-49588 | [5 empty] | Residential |  | Lithium Ion |  | Tesla |  |  | 13.5 | 5 | Behind the Meter | [5 empty] | Yes |  | Solar |  | 7.6
HISTSI-49674 |  | MA - SMART Program |  |  |  | Residential |  | Lithium Ion |  | Tesla |  |  | 13.5 | 12 | Behind the Meter | [5 empty] | Yes |  | Solar |  | 8.19
HISTSI-49720 |  | MA - SMART Program |  |  |  | Residential |  | Lithium Ion |  | LG Chem |  |  | 4.875 | 5 | Behind the Meter | [5 empty] | Yes |  | Solar |  | 5.8
HISTSI-49768 | [5 empty] | Residential |  | Lithium Ion |  | Tesla |  |  | 13.5 | 10 | Behind the Meter | [5 empty] | Yes |  | Solar |  | 3.15
HISTSI-49816 |  | MA - SMART Program |  |  |  | Residential |  | Lithium Ion |  | Tesla |  |  | 13.5 | 12 | Behind the Meter | [5 empty] | Yes |  | Solar |  | 6.3
HISTSI-49831 |  | MA - SMART Program |  |  |  | Residential |  | Lithium Ion |  | LG Chem |  |  | 4.875 | 5 | Behind the Meter | [5 empty] | Yes |  | Solar |  | 15.07
HISTSI-49877 |  | MA - SMART Program |  |  |  | Residential |  | Lithium Ion |  | LG Chem |  |  | 4.875 | 5 | Behind the Meter | [5 empty] | Yes |  | Solar |  | 9.86
HISTSI-49964 |  | MA - SMART Program |  |  |  | Residential |  | Lithium Ion |  | Tesla |  |  | 13.5 | 6 | Behind the Meter | [5 empty] | Yes |  | Solar |  | 4.09
HISTSI-49988 |  | MA - SMART Program |  |  |  | Residential |  | Lithium Ion |  | Tesla |  |  | 13.5 | 12 | Behind the Meter | [5 empty] | Yes |  | Solar |  | 7.88
HISTSI-50009 |  | MA - SMART Program |  |  |  | Residential |  | Lithium Ion |  | Tesla |  |  | 13.5 | 17 | Behind the Meter | [5 empty] | Yes |  | Solar |  | 17.23
HISTSI-50049 |  | MA - SMART Program |  |  |  | Residential |  | Lithium Ion |  | Tesla |  |  | 13.5 | 6 | Behind the Meter | [5 empty] | Yes |  | Solar |  | 13.06
HISTSI-50094 |  | MA - SMART Program |  |  |  | Residential |  | Lithium Ion |  | Tesla |  |  | 13.5 | 12 | Behind the Meter | [5 empty] | Yes |  | Solar |  | 14.07
HISTSI-50156 |  | MA - SMART Program |  |  |  | Residential |  | Lithium Ion |  | sonnenBacterie |  |  | 7.5 | 5 | Behind the Meter | [5 empty] | Yes |  | Solar |  | 7.2
HISTSI-50247 | [5 empty] | Residential |  | Lithium Ion |  | sonnenBacterie |  |  | 7.5 | 7.5 | Behind the Meter | [5 empty] | Yes |  | Solar |  | 6.12
HISTSI-50395 | [5 empty] | Residential |  | Lithium Ion |  | sonnenBacterie |  |  | 7.5 | 7.5 | Behind the Meter | [5 empty] | Yes |  | Solar |  | 6.66
HISTSI-50401 |  | MA - SMART Program |  |  |  | Residential |  | Lithium Ion |  | Tesla |  |  | 13.5 | 6 | Behind the Meter | [5 empty] | Yes |  | Solar |  | 11.7
HISTSI-50414 |  | MA - SMART Program |  |  |  | Residential |  | Lithium Ion |  | sonnenBacterie |  |  | 7.5 | 7 | Behind the Meter | [5 empty] | Yes |  | Solar |  | 12.09
HISTSI-50489 |  | MA - SMART Program |  |  |  | Residential |  | Lithium Ion |  | Tesla |  |  | 13.5 | 6 | Behind the Meter | [5 empty] | Yes |  | Solar |  | 8.71
HISTSI-50595 |  | MA - SMART Program |  |  |  | Residential |  | Lithium Ion |  | Tesla |  |  | 13.5 | 12 | Behind the Meter | [5 empty] | Yes |  | Solar |  | 9.1
HISTSI-50596 |  | MA - SMART Program |  |  |  | Residential |  | Lithium Ion |  | LG Chem |  |  | 4.875 | 5 | Behind the Meter | [5 empty] | Yes |  | Solar |  | 9.9
HISTSI-50629 | [5 empty] | Residential |  | Lithium Ion |  | sonnenBacterie |  |  | 7.5 | 7 | Behind the Meter | [5 empty] | Yes |  | Solar |  | 9.43
HISTSI-50636 |  | MA - SMART Program |  |  |  | Residential |  | Lithium Ion |  | sonnenBacterie |  |  | 7.5 | 7 | Behind the Meter | [5 empty] | Yes |  | Solar |  | 6.48
HISTSI-50703 |  | MA - SMART Program |  |  |  | Residential |  | Lithium Ion |  | sonnenBacterie |  |  | 7.5 | 5 | Behind the Meter | [5 empty] | Yes |  | Solar |  | 6.48
HISTSI-50731 |  | MA - SMART Program |  |  |  | Residential |  | Lithium Ion |  | Tesla |  |  | 13.5 | 12 | Behind the Meter | [5 empty] | Yes |  | Solar |  | 12.28
HISTSI-50812 |  | MA - SMART Program |  |  |  | Residential |  | Lithium Ion |  | Tesla |  |  | 13.5 | 6 | Behind the Meter | [5 empty] | Yes |  | Solar |  | 5.4
HISTSI-50838 |  | MA - SMART Program |  |  |  | Residential |  | Lithium Ion |  | Tesla |  |  | 13.5 | 6 | Behind the Meter | [5 empty] | Yes |  | Solar |  | 8.19
HISTSI-50991 |  | MA - SMART Program |  |  |  | Residential |  | Lithium Ion |  | Tesla |  |  | 13.5 | 6 | Behind the Meter | [5 empty] | Yes |  | Solar |  | 3.78
HISTSI-50992 |  | MA - SMART Program |  |  |  | Residential |  | Lithium Ion |  | Tesla |  |  | 13.5 | 6 | Behind the Meter | [5 empty] | Yes |  | Solar |  | 7.56
HISTSI-51100 |  | MA - SMART Program |  |  |  | Residential |  | Lithium Ion |  | Tesla |  |  | 13.5 | 12 | Behind the Meter | [5 empty] | Yes |  | Solar |  | 17.22
HISTSI-51121 |  | MA - SMART Program |  |  |  | Residential |  | Lithium Ion |  | Tesla |  |  | 13.5 | 12 | Behind the Meter | [5 empty] | Yes |  | Solar |  | 9.13
HISTSI-51160 | [5 empty] | Residential | [6 empty] | 10 | 5 | [10 empty] | 7.56
HISTSI-51189 |  | MA - SMART Program |  |  |  | Residential |  | Lithium Ion |  | LG Chem |  |  | 4.875 | 5 | Behind the Meter | [5 empty] | Yes |  | Solar |  | 9.57
HISTSI-51304 |  | MA - SMART Program |  |  |  | Residential |  |  |  | Other |  |  | 14 | 7 | Behind the Meter | [5 empty] | Yes |  | Solar |  | 19.28
HISTSI-51568 |  | MA - SMART Program |  |  |  | Residential |  | Lithium Ion |  | Tesla |  |  | 13.5 | 6 | Behind the Meter | [5 empty] | Yes |  | Solar |  | 8.64
HISTSI-51720 |  | MA - SMART Program |  |  |  | Residential |  | Lithium Ion |  | Tesla |  |  | 13.5 | 6 | Behind the Meter | [5 empty] | Yes |  | Solar |  | 3.78
HISTSI-51752 |  | MA - SMART Program |  |  |  | Residential |  | Lithium Ion |  | LG Chem |  |  | 4.875 | 5 | Behind the Meter | [5 empty] | No |  |  |  | 4.34
HISTSI-51756 |  | MA - SMART Program |  |  |  | Residential |  | Lithium Ion |  | Tesla |  |  | 13.5 | 17 | Behind the Meter | [5 empty] | Yes |  | Solar |  | 11.34
HISTSI-52049 |  | MA - SMART Program |  |  |  | Residential |  | Lithium Ion |  | Tesla |  |  | 13.5 | 6 | Behind the Meter | [5 empty] | Yes |  | Solar |  | 3.78
HISTSI-52244 |  | MA - SMART Program |  |  |  | Residential |  | Lithium Ion |  | Tesla |  |  | 13.5 | 12 | Behind the Meter | [5 empty] | Yes |  | Solar |  | 14.49
HISTSI-52345 |  | MA - SMART Program |  |  |  | Residential |  | Lithium Ion |  | LG Chem |  |  | 4.875 | 5 | Behind the Meter | [5 empty] | Yes |  | Solar |  | 7.92
HISTSI-52728 | [5 empty] | Residential | [6 empty] | 10 | 5 | [10 empty] | 7.3
HISTSI-52803 |  | MA - SMART Program |  |  |  | Residential |  | Lithium Ion |  | Tesla |  |  | 13.5 | 6 | Behind the Meter | [5 empty] | Yes |  | Solar |  | 3.78
HISTSI-52945 |  | MA - SMART Program |  |  |  | Residential |  | Lithium Ion |  | Tesla |  |  | 13.5 | 6 | Behind the Meter | [5 empty] | Yes |  | Solar |  | 3.78
ESMASI-00001 |  | MA - Energy Efficiency/ DR Program |  |  | 2020-10-21 | Residential |  | Lithium Ion |  | Tesla | 0 | 0 | 4 | 4 | Behind the Meter | Reliability and Resiliency |  |  |  | Maximo-Test0001 | Yes | AC-Coupled | Solar | 10 | 8
ESMASI-00003 |  | MA - SMART Program |  |  | 2020-11-02 | Residential |  | Lithium Ion |  | Tesla | 7.2 | 5.8 | 13.2 | 5 | Behind the Meter | Reliability and Resiliency |  |  |  | 4465067 | Yes | AC-Coupled | Solar | 15.17 | 15
ESMASI-00334 |  | MA - SMART Program |  |  | 2020-11-18 | Residential |  | Lithium Ion |  | Other | 11.4 | 11.4 | 11.4 | 7.6 | Behind the Meter | Customer Bill Savings (e.g., Demand Charge Management, TOU Arbitrage) |  |  |  | 4538178 | Yes | DC-Coupled | Solar | 9.62 | 7.6
ESMASI-00040 |  | MA - SMART Program |  |  | 2020-11-05 | Residential |  | Lithium Ion |  | Tesla | 5 | 5 | 5 | 5 | Behind the Meter |  |  |  |  | 4489350 | Yes | AC-Coupled | Solar | 6.38 | 10
ESMASI-00056 |  | MA - SMART Program |  | Utility DR Program | 2020-11-06 | Residential |  | Lithium Ion |  | Tesla | 0 | 0 | 5.8 | 5 | Behind the Meter | Customer Bill Savings (e.g., Demand Charge Management, TOU Arbitrage) |  |  |  | 4513175 | Yes | AC-Coupled | Solar | 8.16 | 12.6
ESMASI-00077 |  | MA - SMART Program |  |  | 2020-11-09 | Residential |  | Lithium Ion |  | LG Chem | 5 | 5 | 5 | 5 | Behind the Meter |  |  |  |  | 4484351 | Yes | DC-Coupled | Solar | 12.2 | 9.6
ESMASI-00137 |  |  |  |  | 2020-11-11 | Residential |  | Lithium Ion |  | LG Chem |  |  | 5 | 5 | Behind the Meter |  |  |  |  | 4506459 | Yes | DC-Coupled | Solar | 12.2 | 9.6
ESMASI-00247 |  | MA - SMART Program |  |  | 2020-11-16 | Residential |  | Lithium Ion |  | Other | 12 | 6 | 4.5 | 11.4 | Behind the Meter | Reliability and Resiliency |  |  |  | 4529120 | Yes | DC-Coupled | Solar | 9.875 | 7.6
ESMASI-00286 |  | MA - DOER/ MassCEC Funded Projects |  | Connected Solutions | 2020-11-17 | Residential |  | Lithium Ion |  | sonnenBacterie | 7 | 7 | 7 | 7 | Behind the Meter | Reliability and Resiliency |  |  |  | ST3497281 | Yes | AC-Coupled | Solar | 7.56 | 7
ESMASI-00143 |  |  |  |  | 2020-11-11 | Residential |  | Lithium Ion |  | LG Chem |  |  | 5 | 5 | Behind the Meter |  |  |  |  | 4484592 | Yes | DC-Coupled | Solar | 3.05 | 3.8
ESMASI-00145 |  |  |  |  | 2020-11-11 | Residential |  | Lithium Ion |  | LG Chem |  |  | 5 | 5 | Behind the Meter |  |  |  |  | 4512428 | Yes | DC-Coupled | Solar | 9.15 | 7.7
ESMASI-00267 |  |  |  |  | 2020-11-16 | Residential |  | Lithium Ion |  | LG Chem |  |  | 5 | 5 | Behind the Meter |  |  |  |  | 4514731 | Yes | DC-Coupled | Solar | 3.66 | 3.9
ESMASI-00161 |  |  |  |  | 2020-11-11 | Residential |  | Lithium Ion |  | LG Chem |  |  | 5 | 5 | Behind the Meter |  |  |  |  | 4484708 | Yes | DC-Coupled | Solar | 7.625 | 7.7
ESMASI-00163 |  |  |  |  | 2020-11-11 | Residential |  | Lithium Ion |  | LG Chem |  |  | 5 | 5 | Behind the Meter |  |  |  |  | 4484838 | Yes | DC-Coupled | Solar | 9.455 | 9.6
ESMASI-00164 |  |  |  |  | 2020-11-11 | Residential |  | Lithium Ion |  | Tesla | 0 | 0 | 5 | 5 | Behind the Meter |  |  |  |  | 4484856 | Yes | AC-Coupled | Solar | 6.71 | 10.5
ESMASI-00169 |  |  |  |  | 2020-11-12 | Residential |  | Lithium Ion |  | LG Chem |  |  | 5 | 5 | Behind the Meter |  |  |  |  | 4506189 | Yes | DC-Coupled | Solar | 9.76 | 7.68
ESMASI-00192 |  |  |  |  | 2020-11-12 | Residential |  | Lithium Ion |  | LG Chem |  |  | 5 | 5 | Behind the Meter |  |  |  |  | ST3497292 | Yes | DC-Coupled | Solar | 8.235 | 8
ESMASI-00193 |  |  |  |  | 2020-11-12 | Residential |  | Lithium Ion |  | LG Chem |  |  | 5 | 5 | Behind the Meter |  |  |  |  | ST3493662 | Yes | DC-Coupled | Solar | 12.2 | 9.6
ESMASI-00263 |  | MA - SMART Program |  | Connected Solutions | 2020-11-16 | Residential |  | Lithium Ion |  | LG Chem | 9.3 | 5 | 7.3 | 5 | Behind the Meter | Peak Shaving/ Load Leveling |  |  |  | ST3497294 | Yes | DC-Coupled | Solar | 9 | 7.6
ESMASI-00301 |  |  |  |  | 2020-11-17 | Residential |  | Lithium Ion |  | LG Chem |  |  | 5 | 5 | Behind the Meter |  |  |  |  | ST3497515 | Yes | DC-Coupled | Solar | 7.245 | 5.8
ESMASI-00304 |  |  |  |  | 2020-11-17 | Residential |  | Lithium Ion |  | LG Chem |  |  | 5 | 5 | Behind the Meter |  |  |  |  | ST3497770 | Yes | DC-Coupled | Solar | 10.22 | 8.64
ESMASI-00563 |  | MA - SMART Program |  |  | 2020-11-30 | Residential |  | Lithium Ion |  | sonnenBacterie | 0 | 0 | 7 | 10 | Behind the Meter |  |  |  |  | 4916274 | Yes | AC-Coupled | Solar | 1.34 | 11.2
ESMASI-00565 |  | MA - SMART Program |  |  | 2020-11-30 | Residential |  | Lithium Ion |  | Tesla | 0 | 0 | 13.5 | 5 | Behind the Meter | Reliability and Resiliency |  |  |  | 4586418 | Yes | AC-Coupled | Solar | 9 | 11.96
ESMASI-00354 |  |  |  |  | 2020-11-18 | Residential |  | Lithium Ion |  | Tesla | 0 | 0 | 5 | 5 | Behind the Meter |  |  |  |  | 4602825 | Yes | AC-Coupled | Solar | 8.97 | 7.54
ESMASI-00390 |  | MA - SMART Program |  | Connected Solutions | 2020-11-20 | Residential |  | Other | Lithium Iron Phosphate | Enphase | 10.08 | 3.84 | 10.08 | 3.84 | Behind the Meter | Peak Shaving/ Load Leveling |  |  |  | 5128473 | Yes | AC-Coupled | Solar | 5.52 | 8.56
ESMASI-00458 |  | MA - SMART Program |  |  | 2020-11-23 | Residential |  | Lithium Ion |  | Other | 18 | 18 | 7.6 | 7.6 | Behind the Meter |  |  |  |  | ST3500226 | Yes | DC-Coupled | Solar | 15.98 | 7.6
ESMASI-00402 |  | MA - SMART Program |  | Connected Sollutions program | 2020-11-20 | Residential |  | Lithium Ion |  | LG Chem | 9.8 | 5 | 9.3 | 5 | Behind the Meter | Microgrid |  |  |  | ST3499869 | Yes | DC-Coupled | Solar | 9.36 | 7.6
ESMASI-00423 |  |  |  |  | 2020-11-20 | Residential |  | Lithium Ion |  | Other | 4.355 | 4.355 | 11.4 | 11.4 | Behind the Meter |  |  |  |  | 4569566 | Yes | DC-Coupled | Solar | 4.355 | 7.6
ESMASI-00470 |  |  |  |  | 2020-11-23 | Residential |  | Lithium Ion |  | LG Chem |  |  | 5 | 5 | Behind the Meter |  |  |  |  | 4569738 | Yes | DC-Coupled | Solar | 6.405 | 5.76
ESMASI-00481 |  | MA - SMART Program |  | Utility DR program | 2020-11-24 | Residential |  | Lithium Ion |  | Tesla | 0 | 0 | 13.5 | 5 | Behind the Meter | Customer Bill Savings (e.g., Demand Charge Management, TOU Arbitrage) |  |  |  | 4570042 | Yes | AC-Coupled | Solar | 4.08 | 8.8
ESMASI-00986 |  | MA - SMART Program |  | Demand Response - Connected Solutions | 2020-12-22 | Residential |  | Lithium Ion |  | sonnenBacterie | 10 | 10 | 4.8 | 4.8 | Behind the Meter | Customer Bill Savings (e.g., Demand Charge Management, TOU Arbitrage) |  |  |  | 4700045 | Yes | AC-Coupled | Solar | 8.64 | 6.96
ESMASI-00523 |  | MA - SMART Program |  | Utility DR Program | 2020-11-25 | Residential |  | Lithium Ion |  | Tesla | 13.5 | 14 | 13.5 | 5 | Behind the Meter | Customer Bill Savings (e.g., Demand Charge Management, TOU Arbitrage) |  |  |  | 4676419 | Yes | AC-Coupled | Solar | 9.86 | 15
ESMASI-00786 |  | MA - SMART Program |  |  | 2020-12-10 | Residential |  | Lithium Ion |  | Other | 18 | 18 | 7.6 | 7.6 | Behind the Meter |  |  |  |  | 5191042 | Yes | DC-Coupled | Solar | 11.47 | 7.6
ESMASI-00512 |  |  |  |  | 2020-11-24 | Residential |  | Lithium Ion |  | LG Chem |  |  | 5 | 5 | Behind the Meter |  |  |  |  | 4675439 | Yes | DC-Coupled | Solar | 4.88 | 3.84
ESMASI-00581 |  |  |  |  | 2020-11-30 | Residential |  | Lithium Ion |  | LG Chem |  |  | 5 | 5 | Behind the Meter |  |  |  |  | 4586223 | Yes | DC-Coupled | Solar | 5.795 | 5.76
ESMASI-00703 |  |  |  |  | 2020-12-07 | Residential |  | Lithium Ion |  | LG Chem | 9.52 | 9.52 | 7.6 | 7.6 | Behind the Meter |  |  |  |  | 4607967 | Yes | DC-Coupled | Solar | 9.52 | 7.6
ESMASI-00613 |  |  |  |  | 2020-12-01 | Residential |  | Lithium Ion |  | LG Chem |  |  | 5 | 5 | Behind the Meter |  |  |  |  | 4595114 | Yes | DC-Coupled | Solar | 11.68 | 9.6
ESMASI-01603 |  |  |  |  | 2021-01-29 | Residential |  | Lithium Ion |  | Tesla | 13.5 | 13.5 | 5 | 5 | Behind the Meter | Reliability and Resiliency |  |  |  | 5620579 | Yes | AC-Coupled | Solar | 5.46 | 5
ESMASI-00874 |  | MA - SMART Program |  |  | 2020-12-15 | Residential |  | Lithium Ion |  | Other | 18.5 | 8 | 18.5 | 8 | Behind the Meter | Reliability and Resiliency |  |  |  | 4618761 | Yes | DC-Coupled | Solar | 12.6 | 9
ESMASI-00662 |  | MA - SMART Program |  | Connected Sollutions | 2020-12-03 | Residential |  | Lithium Ion |  | Pika | 8.6 | 3.4 | 8.6 | 3.4 | Behind the Meter | Microgrid |  |  |  | 5233364 | Yes | DC-Coupled | Solar | 6.12 | 7.6
ESMASI-00663 |  |  |  |  | 2020-12-03 | Residential |  | Lithium Ion |  | Tesla | 0 | 0 | 5 | 5 | Behind the Meter |  |  |  |  | 3500666 | Yes | AC-Coupled | Solar | 5.49 | 5.25
ESMASI-00682 |  | MA - SMART Program |  |  | 2020-12-04 | Residential |  | Lithium Ion |  | Tesla | 0 | 0 | 13.5 | 5 | Behind the Meter |  |  |  |  | 4613959 | Yes | AC-Coupled | Solar | 2.56 | 7.32
ESMASI-00876 |  | MA - SMART Program |  |  | 2020-12-15 | Residential |  | Other | Lithium iron phosphate | Enphase | 0 | 0 | 13.44 | 5.12 | Behind the Meter |  |  |  |  | 4841125 | Yes | AC-Coupled | Solar | 6.48 | 10.34
ESMASI-00823 |  | MA - SMART Program |  |  | 2020-12-11 | Residential |  | Lithium Ion |  | Other | 18 | 18 | 7.6 | 7.6 | Behind the Meter | Customer Bill Savings (e.g., Demand Charge Management, TOU Arbitrage) |  |  |  | 3507052 | Yes | DC-Coupled | Solar | 10.89 | 7.6
ESMASI-00802 |  |  |  |  | 2020-12-10 | Residential |  | Other | Modular smart battery | Other | 17.1 | 17.1 | 7.6 | 7.6 | Behind the Meter |  |  |  |  | 4918046 | Yes | DC-Coupled | Solar | 13.6 | 7.6
ESMASI-00849 |  |  |  |  | 2020-12-13 | Residential |  | Lithium Ion |  | LG Chem |  |  | 5 | 5 | Behind the Meter |  |  |  |  | 5889609 | Yes | DC-Coupled | Solar | 4.575 | 4
ESMASI-00850 |  |  |  |  | 2020-12-13 | Residential |  | Lithium Ion |  | LG Chem |  |  | 5 | 5 | Behind the Meter |  |  |  |  | 4840890 | Yes | DC-Coupled | Solar | 6.405 | 5.76
ESMASI-00967 |  | MA - SMART Program |  |  | 2020-12-21 | Residential |  | Lithium Ion |  | Tesla | 7 | 7 | 5 | 5 | Behind the Meter | Customer Bill Savings (e.g., Demand Charge Management, TOU Arbitrage) |  |  |  | 4688351 | Yes | AC-Coupled | Solar | 8.395 | 11.67
ESMASI-00906 |  |  |  |  | 2020-12-16 | Residential |  | Lithium Ion |  | LG Chem |  |  | 5 | 5 | Behind the Meter |  |  |  |  | 4642920 | Yes | DC-Coupled | Solar | 7.32 | 6
ESMASI-00909 |  |  |  |  | 2020-12-16 | Residential |  | Lithium Ion |  | LG Chem |  |  | 5 | 5 | Behind the Meter |  |  |  |  | 4643037 | Yes | DC-Coupled | Solar | 5.84 | 6
ESMASI-00910 |  |  |  |  | 2020-12-16 | Residential |  | Lithium Ion |  | LG Chem |  |  | 5 | 5 | Behind the Meter |  |  |  |  | 4618924 | Yes | DC-Coupled | Solar | 5.94 | 6
ESMASI-00918 |  | MA - SMART Program |  | Net Metering | 2020-12-17 | Residential |  | Lithium Ion |  | LG Chem |  |  | 9.8 | 5 | Behind the Meter |  |  |  |  | 4676497 | Yes | DC-Coupled | Solar | 11.285 | 10
ESMASI-00916 |  |  |  |  | 2020-12-17 | Residential |  | Lithium Ion |  | LG Chem |  |  | 5 | 5 | Behind the Meter |  |  |  |  | 4619031 | Yes | DC-Coupled | Solar | 12.2 | 9.6
ESMASI-04424 |  | MA - SMART Program |  | Net Metering | 2021-06-08 | Residential |  | Lithium Ion |  | Tesla | 0 | 0 | 13.2 | 5 | Behind the Meter |  |  |  |  | 5935553 | Yes | AC-Coupled | Solar | 5.49 | 10
ESMASI-00947 |  |  |  |  | 2020-12-19 | Residential |  | Lithium Ion |  | LG Chem |  |  | 5 | 5 | Behind the Meter |  |  |  |  | 4676523 | Yes | DC-Coupled | Solar | 8.235 | 8
ESMASI-01008 |  | MA - SMART Program |  |  | 2020-12-23 | Residential |  | Lithium Ion |  | Tesla | 0 | 0 | 13.5 | 5 | Behind the Meter |  |  |  |  | 4698653 | Yes | AC-Coupled | Solar | 10.125 | 12.96
ESMASI-00976 |  | MA - SMART Program |  | Net Metering | 2020-12-21 | Residential |  | Lithium Ion |  | LG Chem |  |  | 9.3 | 5 | Behind the Meter |  |  |  |  | 5130710 | Yes | DC-Coupled | Solar | 4.575 | 4
ESMASI-01486 |  |  |  |  | 2021-01-25 | Residential |  | Lithium Ion |  | Other | 18 | 18 | 7.6 | 7.6 | Behind the Meter |  |  |  |  | 4869408 | Yes | DC-Coupled | Solar | 12.16 | 7.6
ESMASI-01006 |  |  |  |  | 2020-12-23 | Residential |  | Lithium Ion |  | LG Chem |  |  | 5 | 5 | Behind the Meter |  |  |  |  | 5772859 | Yes | DC-Coupled | Solar | 6.1 | 6
ESMASI-01031 |  | MA - Energy Efficiency/ DR Program |  |  | 2020-12-28 | Residential |  | Lithium Ion |  | Tesla | 0 | 0 | 13.5 | 5 | Behind the Meter |  |  |  |  | 4489491 | Yes | AC-Coupled | Solar | 11.22 | 15
ESMASI-01010 |  |  |  |  | 2020-12-23 | Residential |  | Lithium Ion |  | LG Chem |  |  | 5 | 5 | Behind the Meter |  |  |  |  | 4698591 | Yes | DC-Coupled | Solar | 6.1 | 6
ESMASI-01035 |  | MA - SMART Program |  |  | 2020-12-28 | Residential |  | Lithium Ion |  | Other | 18 | 18 | 7.6 | 7.6 | Behind the Meter |  |  |  |  | 3516536 | Yes | DC-Coupled | Solar | 10.23 | 7.6
ESMASI-01029 |  |  |  |  | 2020-12-28 | Residential |  | Lithium Ion |  | LG Chem |  |  | 5 | 5 | Behind the Meter |  |  |  |  | 4906747 | Yes | DC-Coupled | Solar | 2.44 | 4
ESMASI-01077 |  |  |  |  | 2020-12-30 | Residential |  | Lithium Ion |  | LG Chem |  |  | 5 | 5 | Behind the Meter |  |  |  |  | 4717843 | Yes | DC-Coupled | Solar | 4.575 | 6
ESMASI-01101 |  |  |  |  | 2021-01-04 | Residential |  | Lithium Ion |  | Tesla | 0 | 0 | 5 | 5 | Behind the Meter |  |  |  |  | 4716433 | Yes | AC-Coupled | Solar | 12.42 | 15
ESMASI-01103 |  |  |  |  | 2021-01-04 | Residential |  | Lithium Ion |  | LG Chem |  |  | 5 | 5 | Behind the Meter |  |  |  |  | 4715737 | Yes | DC-Coupled | Solar | 9.45 | 8
ESMASI-01168 |  | MA - SMART Program |  |  | 2021-01-06 | Residential |  | Lithium Ion |  | Other | 18.5 | 12 | 18.5 | 8 | Behind the Meter | Reliability and Resiliency |  |  |  | 4841204 | Yes | DC-Coupled | Solar | 4.2 | 9
ESMASI-01255 |  | MA - SMART Program |  |  | 2021-01-12 | Residential |  | Lithium Ion |  | Tesla | 5 | 5 | 13.5 | 5 | Behind the Meter | Reliability and Resiliency |  |  |  | 5425729 | Yes | AC-Coupled | Solar | 9.6 | 12.5
ESMASI-01315 |  | MA - SMART Program |  |  | 2021-01-13 | Residential |  | Lithium Ion |  | Tesla | 5 | 5 | 5 | 5 | Behind the Meter | Reliability and Resiliency |  |  |  | 4859805 | Yes | AC-Coupled | Solar | 8.88 | 11.96
ESMASI-01384 |  | MA - SMART Program |  |  | 2021-01-18 | Residential |  | Lithium Ion |  | Tesla | 14 | 7 | 13.5 | 5 | Behind the Meter |  |  |  |  | 4859676 | Yes | AC-Coupled | Solar | 8.88 | 12.6
ESMASI-01391 |  |  |  |  | 2021-01-19 | Residential |  | Lithium Ion |  | LG Chem |  |  | 5 | 5 | Behind the Meter |  |  |  |  | 4869699 | Yes | DC-Coupled | Solar | 7.56 | 6
ESMASI-01402 |  |  |  |  | 2021-01-19 | Residential |  | Lithium Ion |  | Tesla | 0 | 0 | 5 | 5 | Behind the Meter |  |  |  |  | 4859839 | Yes | AC-Coupled | Solar | 6.935 | 11
ESMASI-01439 |  | MA - SMART Program |  | Utility DR Program | 2021-01-21 | Residential |  | Lithium Ion |  | Tesla | 0 | 0 | 13.5 | 5 | Behind the Meter | Customer Bill Savings (e.g., Demand Charge Management, TOU Arbitrage) |  |  |  | 5371788 | Yes | AC-Coupled | Solar | 6.8 | 11
ESMASI-01444 |  |  |  |  | 2021-01-21 | Residential |  | Lithium Ion |  | LG Chem |  |  | 5 | 5 | Behind the Meter |  |  |  |  | 5933458 | Yes | DC-Coupled | Solar | 5.67 | 6
ESMASI-01460 |  |  |  |  | 2021-01-22 | Residential |  | Lithium Ion |  | Other | 36 | 36 | 7.6 | 7.6 | Behind the Meter |  |  |  |  | 4869376 | Yes | DC-Coupled | Solar | 11.725 | 7.6
ESMASI-01745 |  |  |  |  | 2021-02-05 | Residential |  | Lithium Ion |  | Tesla | 13.5 | 13.5 | 5 | 5 | Behind the Meter | Reliability and Resiliency |  |  |  | 4980105 | Yes | AC-Coupled | Solar | 7.77 | 11.09
ESMASI-01878 |  | MA - SMART Program |  | Connected Solutions | 2021-02-12 | Residential |  | Lithium Ion |  | sonnenBacterie | 0 | 0 | 10 | 4.8 | Behind the Meter | Customer Bill Savings (e.g., Demand Charge Management, TOU Arbitrage) |  |  |  | 5040529 | Yes | AC-Coupled | Solar | 0 | 4.8
ESMASI-01845 |  | MA - SMART Program |  | Connected Solutions | 2021-02-11 | Residential |  | Lithium Ion |  | sonnenBacterie | 0 | 0 | 10 | 4.8 | Behind the Meter | Customer Bill Savings (e.g., Demand Charge Management, TOU Arbitrage) |  |  |  | 5029561 | Yes | AC-Coupled | Solar | 0 | 4.8
ESMASI-01594 |  | MA - SMART Program |  | Utility DR program | 2021-01-29 | Residential |  | Lithium Ion |  | Tesla | 0 | 0 | 13.5 | 5 | Behind the Meter | Customer Bill Savings (e.g., Demand Charge Management, TOU Arbitrage) |  |  |  | 4908605 | Yes | AC-Coupled | Solar | 8.16 | 12.6
ESMASI-01762 |  |  |  |  | 2021-02-08 | Residential |  | Lithium Ion |  | Tesla | 13.5 | 13.5 | 5 | 5 | Behind the Meter | Reliability and Resiliency |  |  |  | 4975422 | Yes | AC-Coupled | Solar | 8.88 | 11.96
ESMASI-01593 |  | MA - SMART Program |  | Utility DR Program | 2021-01-29 | Residential |  | Lithium Ion |  | LG Chem |  |  | 9.8 | 10 | Behind the Meter | Customer Bill Savings (e.g., Demand Charge Management, TOU Arbitrage) |  |  |  | 4908591 | Yes | DC-Coupled | Solar | 15.3 | 7.6
ESMASI-01600 |  |  |  |  | 2021-01-29 | Residential |  | Lithium Ion |  | LG Chem |  |  | 5 | 5 | Behind the Meter |  |  |  |  | 5584231 | Yes | DC-Coupled | Solar | 8.82 | 8
ESMASI-01601 |  |  |  |  | 2021-01-29 | Residential |  | Lithium Ion |  | LG Chem |  |  | 5 | 5 | Behind the Meter |  |  |  |  | 5757083 | Yes | DC-Coupled | Solar | 12.285 | 10
ESMASI-01609 |  |  |  |  | 2021-01-29 | Residential |  | Lithium Ion |  | LG Chem |  |  | 5 | 5 | Behind the Meter |  |  |  |  | 4928488 | Yes | DC-Coupled | Solar | 6.93 | 6
ESMASI-01610 |  |  |  |  | 2021-01-29 | Residential |  | Lithium Ion |  | LG Chem |  |  | 5 | 5 | Behind the Meter |  |  |  |  | 5076876 | Yes | DC-Coupled | Solar | 11.59 | 10
ESMASI-01611 |  |  |  |  | 2021-01-29 | Residential |  | Lithium Ion |  | LG Chem |  |  | 5 | 5 | Behind the Meter |  |  |  |  | 4928309 | Yes | DC-Coupled | Solar | 11.59 | 10
ESMASI-01627 |  |  |  |  | 2021-02-01 | Residential |  | Lithium Ion |  | LG Chem |  |  | 5 | 5 | Behind the Meter |  |  |  |  | 4934598 | Yes | DC-Coupled | Solar | 2.745 | 4
ESMASI-01628 |  |  |  |  | 2021-02-01 | Residential |  | Lithium Ion |  | LG Chem |  |  | 5 | 5 | Behind the Meter |  |  |  |  | 4943583 | Yes | DC-Coupled | Solar | 7.56 | 6
ESMASI-01656 |  |  |  |  | 2021-02-02 | Residential |  | Lithium Ion |  | Tesla |  |  | 13.2 | 5 | Behind the Meter |  |  |  |  | 4938855 | Yes | AC-Coupled | Solar | 14.8 | 10
ESMASI-01662 |  |  |  |  | 2021-02-02 | Residential |  | Lithium Ion |  | Tesla | 14 | 7 | 13.5 | 5 | Behind the Meter |  |  |  |  | 4938670 | Yes | AC-Coupled | Solar | 12.58 | 15
ESMASI-01728 |  |  |  |  | 2021-02-05 | Residential |  | Lithium Ion |  | Tesla |  |  | 13.5 | 5 | Behind the Meter |  |  |  |  | 4966107 | No | AC-Coupled |  | 9.62 | 10
ESMASI-01752 |  |  |  |  | 2021-02-05 | Residential |  | Lithium Ion |  | LG Chem |  |  | 5 | 5 | Behind the Meter |  |  |  |  | 5086681 | Yes | DC-Coupled | Solar | 9.45 | 8
ESMASI-01782 |  | MA - SMART Program |  |  | 2021-02-08 | Residential |  | Lithium Ion |  | Tesla | 0 | 0 | 13.5 | 5 | Behind the Meter |  |  |  |  | 4986727 | Yes | AC-Coupled | Solar | 6.715 | 9.93
ESMASI-02905 |  | MA - SMART Program |  |  | 2021-04-06 | Residential |  | Lithium Ion |  | sonnenBacterie | 10 | 4.8 | 10 | 4.8 | Behind the Meter |  |  |  |  | 5409533 | Yes | AC-Coupled | Solar | 5.25 | 8.93
ESMASI-01886 |  |  |  |  | 2021-02-15 | Residential |  | Lithium Ion |  | LG Chem |  |  | 5 | 5 | Behind the Meter |  |  |  |  | 4676611 | Yes | DC-Coupled | Solar | 4.575 | 4
ESMASI-01896 |  |  |  |  | 2021-02-16 | Residential |  | Lithium Ion |  | LG Chem |  |  | 5 | 5 | Behind the Meter |  |  |  |  | 5045831 | Yes | DC-Coupled | Solar | 4.41 | 4
ESMASI-01902 |  | MA - SMART Program |  |  | 2021-02-16 | Residential |  | Lithium Ion |  | Tesla | 13.5 | 5 | 5 | 5.8 | Behind the Meter |  |  |  |  | 5045846 | Yes | AC-Coupled | Solar | 6.8 | 13.4
ESMASI-01908 |  |  |  |  | 2021-02-16 | Residential |  | Lithium Ion |  | LG Chem |  |  | 5 | 5 | Behind the Meter |  |  |  |  | 5046853 | Yes | DC-Coupled | Solar | 3.15 | 4
ESMASI-02052 |  | MA - SMART Program |  |  | 2021-02-23 | Residential |  | Lithium Ion |  | Other | 18 | 17.1 | 9 | 6.7 | Behind the Meter |  |  |  |  | 5082533 | Yes | DC-Coupled | Solar | 14.76 | 7.6
ESMASI-02021 |  |  |  |  | 2021-02-20 | Residential |  | Lithium Ion |  | LG Chem |  |  | 5 | 5 | Behind the Meter |  |  |  |  | 5078188 | Yes | DC-Coupled | Solar | 9.45 | 8
ESMASI-02219 |  |  |  |  | 2021-03-02 | Residential |  | Lithium Ion |  | Tesla | 13.5 | 13.5 | 5 | 5 | Behind the Meter | Reliability and Resiliency |  |  |  | 5141370 | Yes | AC-Coupled | Solar | 6.66 | 9.32
ESMASI-02198 |  |  |  |  | 2021-03-01 | Residential |  | Lithium Ion |  | Other | 18 | 18 | 7.6 | 7.6 | Behind the Meter |  |  |  |  | 5147236 | Yes | DC-Coupled | Solar | 9.88 | 7.6
ESMASI-02599 |  | MA - SMART Program |  | Connected Solutions | 2021-03-22 | Residential |  | Lithium Ion |  | sonnenBacterie | 0 | 0 | 10 | 4.8 | Behind the Meter | Customer Bill Savings (e.g., Demand Charge Management, TOU Arbitrage) |  |  |  | 5319986 | Yes | AC-Coupled | Solar | 0 | 4.8
ESMASI-02202 |  | MA - SMART Program |  |  | 2021-03-01 | Residential |  | Lithium Ion |  | Other | 18 | 18 | 7.6 | 7.6 | Behind the Meter | Customer Bill Savings (e.g., Demand Charge Management, TOU Arbitrage) |  |  |  | 5116693 | Yes | DC-Coupled | Solar | 8 | 7.6
ESMASI-02128 |  |  |  |  | 2021-02-26 | Residential |  | Lithium Ion |  | LG Chem |  |  | 5 | 5 | Behind the Meter |  |  |  |  | 5107291 | Yes | DC-Coupled | Solar | 2.52 | 4
ESMASI-02192 |  |  |  |  | 2021-03-01 | Residential |  | Lithium Ion |  | LG Chem |  |  | 5 | 5 | Behind the Meter |  |  |  |  | 5132197 | Yes | DC-Coupled | Solar | 12.285 | 10
ESMASI-02200 |  |  |  |  | 2021-03-01 | Residential |  | Lithium Ion |  | LG Chem |  |  | 5 | 5 | Behind the Meter |  |  |  |  | 5269536 | Yes | DC-Coupled | Solar | 11.655 | 10
ESMASI-02213 |  | MA - SMART Program |  |  | 2021-03-02 | Residential |  | Lithium Ion |  | Tesla | 14 | 5 | 5 | 5 | Behind the Meter |  |  |  |  | 5397290 | Yes | AC-Coupled | Solar | 6.46 | 10
ESMASI-02538 |  |  |  |  | 2021-03-18 | Residential |  | Lithium Ion |  | sonnenBacterie | 20 | 7 | 18 | 7 | Behind the Meter |  |  |  |  | 5302927 | Yes | AC-Coupled | Solar | 6.6 | 7
ESMASI-02269 |  |  |  |  | 2021-03-04 | Residential |  | Lithium Ion |  | sonnenBacterie | 10 | 0 | 10 | 8 | Behind the Meter | Reliability and Resiliency |  |  |  | 5151768 | Yes | AC-Coupled | Solar | 5.04 | 16
ESMASI-02337 |  |  |  |  | 2021-03-08 | Residential |  | Lithium Ion |  | LG Chem |  |  | 5 | 5 | Behind the Meter |  |  |  |  | 5172087 | Yes | DC-Coupled | Solar | 9.45 | 8
ESMASI-02339 |  |  |  |  | 2021-03-08 | Residential |  | Lithium Ion |  | LG Chem |  |  | 5 | 5 | Behind the Meter |  |  |  |  | 5180270 | Yes | DC-Coupled | Solar | 5.67 | 6
ESMASI-02340 |  |  |  |  | 2021-03-08 | Residential |  | Lithium Ion |  | LG Chem |  |  | 5 | 5 | Behind the Meter |  |  |  |  | 5183906 | Yes | DC-Coupled | Solar | 8.505 | 8
ESMASI-02384 |  | MA - SMART Program |  | Utility DR Program | 2021-03-11 | Residential |  | Lithium Ion |  | Tesla | 0 | 0 | 13.5 | 5 | Behind the Meter | Customer Bill Savings (e.g., Demand Charge Management, TOU Arbitrage) |  |  |  | 5228240 | Yes | AC-Coupled | Solar | 8.16 | 12.6
ESMASI-02412 |  | MA - SMART Program |  |  | 2021-03-11 | Residential |  | Lithium Ion |  | Other | 8.6 | 3.4 | 8.6 | 7.6 | Behind the Meter | Customer Bill Savings (e.g., Demand Charge Management, TOU Arbitrage) |  |  |  | 5212518 | Yes | DC-Coupled | Solar | 12.41 | 7.6
ESMASI-02455 |  |  |  |  | 2021-03-15 | Residential |  | Lithium Ion |  | Tesla | 0 | 0 | 5 | 5 | Behind the Meter |  |  |  |  | 5229142 | Yes | AC-Coupled | Solar | 5.95 | 10
ESMASI-02456 |  |  |  |  | 2021-03-15 | Residential |  | Lithium Ion |  | LG Chem |  |  | 5 | 5 | Behind the Meter |  |  |  |  | 5229115 | Yes | DC-Coupled | Solar | 5.985 | 6
ESMASI-02471 |  |  |  |  | 2021-03-16 | Residential |  | Lithium Ion |  | Tesla | 0 | 0 | 5 | 5 | Behind the Meter |  |  |  |  | 5240719 | Yes | AC-Coupled | Solar | 6.93 | 10.5
ESMASI-02713 |  | MA - SMART Program |  |  | 2021-03-26 | Residential |  | Lithium Ion |  | Other | 27 | 14.96 | 30.6 | 7.6 | Behind the Meter | Reliability and Resiliency |  |  |  | 5332640 | Yes | DC-Coupled | Solar | 14.96 | 7.6
ESMASI-02533 |  | MA - SMART Program |  | Utility DR Program | 2021-03-18 | Residential |  | Lithium Ion |  | Tesla | 0 | 0 | 13.5 | 5 | Behind the Meter | Customer Bill Savings (e.g., Demand Charge Management, TOU Arbitrage) |  |  |  | 5379891 | Yes | AC-Coupled | Solar | 8.16 | 12.68
ESMASI-02598 |  | MA - SMART Program |  |  | 2021-03-22 | Residential |  | Lithium Ion |  | Tesla | 13.5 | 13.5 | 5 | 5 | Behind the Meter | Reliability and Resiliency |  |  |  | 5319475 | Yes | AC-Coupled | Solar | 4.44 | 8.48
ESMASI-02613 |  | MA - SMART Program |  | Net Metering | 2021-03-22 | Residential |  | Lithium Ion |  | LG Chem |  |  | 5 | 5 | Behind the Meter |  |  |  |  | 5335125 | Yes | DC-Coupled | Solar | 9.765 | 7.6
ESMASI-02684 |  |  |  |  | 2021-03-25 | Residential |  | Lithium Ion |  | Tesla | 13.5 | 13.5 | 5 | 5 | Behind the Meter | Reliability and Resiliency |  |  |  | 5379648 | Yes | AC-Coupled | Solar | 5.61 | 5
ESMASI-02676 |  |  |  |  | 2021-03-24 | Residential |  | Lithium Ion |  | LG Chem |  |  | 5 | 5 | Behind the Meter |  |  |  |  | 5316541 | Yes | DC-Coupled | Solar | 7.32 | 6
ESMASI-02880 |  | MA - SMART Program |  |  | 2021-04-05 | Residential |  | Lithium Ion |  | Other | 30 | 7.6 | 30 | 7.6 | Behind the Meter | Reliability and Resiliency |  |  |  | 5391233 | Yes | DC-Coupled | Solar | 15.91 | 7.6
ESMASI-02834 |  |  |  |  | 2021-04-01 | Residential |  | Lithium Ion |  | Tesla | 13.5 | 5 | 13.5 | 5 | Behind the Meter | Reliability and Resiliency |  |  |  | 5413606 | Yes | AC-Coupled | Solar | 12 | 5
ESMASI-02700 |  | MA - SMART Program |  | Net Metering | 2021-03-25 | Residential |  | Lithium Ion |  | LG Chem |  |  | 5 | 5 | Behind the Meter |  |  |  |  | 5331596 | Yes | DC-Coupled | Solar | 3.15 | 4
ESMASI-02701 |  | MA - SMART Program |  | Net Metering | 2021-03-25 | Residential |  | Lithium Ion |  | LG Chem |  |  | 5 | 5 | Behind the Meter |  |  |  |  | 5331612 | Yes | DC-Coupled | Solar | 2.52 | 3.8
ESMASI-02744 |  | MA - SMART Program |  | Net Metering | 2021-03-29 | Residential |  | Lithium Ion |  | LG Chem |  |  | 5 | 5 | Behind the Meter |  |  |  |  | 5347555 | Yes | DC-Coupled | Solar | 5.355 | 6
ESMASI-02810 |  |  |  |  | 2021-03-31 | Residential |  | Lithium Ion |  | Other | 18 | 18 | 7.6 | 7.6 | Behind the Meter |  |  |  |  | 5419020 | Yes | DC-Coupled | Solar | 10.72 | 7.6
ESMASI-02887 |  |  |  |  | 2021-04-05 | Residential |  | Lithium Ion |  | Tesla | 0 | 0 | 13.5 | 5 | Behind the Meter |  |  |  |  | 5400691 | Yes | AC-Coupled | Solar | 11.84 | 14.28
ESMASI-02891 |  |  |  |  | 2021-04-05 | Residential |  | Lithium Ion |  | LG Chem |  |  | 5 | 5 | Behind the Meter |  |  |  |  | 5400867 | Yes | DC-Coupled | Solar | 9.15 | 9.8
ESMASI-02917 |  |  |  |  | 2021-04-06 | Residential |  | Lithium Ion |  | LG Chem |  |  | 5 | 5 | Behind the Meter |  |  |  |  | 5420486 | Yes | DC-Coupled | Solar | 9.765 | 8.8
ESMASI-02923 |  | MA - SMART Program |  | Net Metering | 2021-04-06 | Residential |  | Lithium Ion |  | LG Chem |  |  | 5 | 5 | Behind the Meter |  |  |  |  | 5420707 | Yes | DC-Coupled | Solar | 5.1 | 6
ESMASI-02935 |  | MA - DOER/ MassCEC Funded Projects |  |  | 2021-04-07 | Residential |  | Lithium Ion |  | Tesla | 0 | 0 | 5 | 5 | Behind the Meter | Customer Bill Savings (e.g., Demand Charge Management, TOU Arbitrage) |  |  |  | 5429089 | Yes | AC-Coupled | Solar | 0 | 5
ESMASI-02940 |  | MA - SMART Program |  |  | 2021-04-07 | Residential |  | Lithium Ion |  | Tesla | 13.5 | 5.8 | 5 | 5.8 | Behind the Meter |  |  |  |  | 5428148 | Yes | AC-Coupled | Solar | 5.6 | 13.4
ESMASI-02954 |  |  |  |  | 2021-04-07 | Residential |  | Lithium Ion |  | LG Chem |  |  | 5 | 5 | Behind the Meter |  |  |  |  | 4702882 | Yes | DC-Coupled | Solar | 11.895 | 9.8
ESMASI-02991 |  | MA - SMART Program |  |  | 2021-04-08 | Residential |  | Lithium Ion |  | LG Chem | 9.8 | 5 | 9.8 | 5 | Behind the Meter |  |  |  |  | 7258994 | Yes | DC-Coupled | Solar | 10.88 | 11.4
ESMASI-03064 |  | MA - SMART Program |  |  | 2021-04-13 | Residential |  | Lithium Ion |  | Other | 18 | 18 | 6.7 | 9 | Behind the Meter |  |  |  |  | 5479768 | Yes | DC-Coupled | Solar | 8.84 | 7.6
ESMASI-06270 |  |  |  |  | 2021-08-23 | Residential |  | Lithium Ion |  | Other | 17.1 | 6.7 | 16.5 | 6.7 | Behind the Meter |  |  |  |  | 6501790 | Yes | DC-Coupled | Solar | 9.48 | 7.6
ESMASI-03156 |  | MA - SMART Program |  |  | 2021-04-19 | Residential |  | Lithium Ion |  | Other | 18 | 18 | 7.6 | 7.6 | Behind the Meter |  |  |  |  | 5560286 | Yes | DC-Coupled | Solar | 13.4 | 7.6
ESMASI-03113 |  |  |  |  | 2021-04-15 | Residential |  | Lithium Ion |  | LG Chem |  |  | 5 | 5 | Behind the Meter |  |  |  |  | 5501762 | Yes | DC-Coupled | Solar | 10.675 | 9.8
ESMASI-03114 |  | MA - DOER/ MassCEC Funded Projects |  |  | 2021-04-15 | Residential |  | Lithium Ion |  | Tesla | 0 | 0 | 5 | 5 | Behind the Meter | Customer Bill Savings (e.g., Demand Charge Management, TOU Arbitrage) |  |  |  | 5501847 | Yes | AC-Coupled | Solar | 9.36 | 12.6
ESMASI-03118 |  |  |  |  | 2021-04-15 | Residential |  | Lithium Ion |  | LG Chem |  |  | 5 | 5 | Behind the Meter |  |  |  |  | 5502392 | Yes | DC-Coupled | Solar | 9.765 | 9.8
ESMASI-03132 |  |  |  |  | 2021-04-16 | Residential |  | Lithium Ion |  | Tesla | 0 | 0 | 5 | 5 | Behind the Meter |  |  |  |  | 5584633 | Yes | AC-Coupled | Solar | 9.49 | 12.67
ESMASI-03143 |  | MA - SMART Program |  | Net Metering | 2021-04-16 | Residential |  | Lithium Ion |  | LG Chem |  |  | 5 | 5 | Behind the Meter |  |  |  |  | 5522674 | Yes | DC-Coupled | Solar | 8.16 | 7.6
ESMASI-03150 |  | MA - SMART Program |  | Net Metering | 2021-04-16 | Residential |  | Lithium Ion |  | Tesla | 0 | 0 | 10 | 10 | Behind the Meter |  |  |  |  | 5528303 | Yes | AC-Coupled | Solar | 6.12 | 15
ESMASI-03178 |  | MA - SMART Program |  | Net Metering | 2021-04-19 | Residential |  | Lithium Ion |  | Tesla | 0 | 0 | 5 | 5 | Behind the Meter |  |  |  |  | 5524639 | Yes | AC-Coupled | Solar | 6.12 | 11
ESMASI-03185 |  | MA - SMART Program |  | Net Metering | 2021-04-19 | Residential |  | Lithium Ion |  | Tesla | 0 | 0 | 5 | 5 | Behind the Meter |  |  |  |  | 5528425 | Yes | AC-Coupled | Solar | 9.52 | 13.26
ESMASI-03213 |  |  |  |  | 2021-04-21 | Residential |  | Lithium Ion |  | LG Chem |  |  | 5 | 5 | Behind the Meter |  |  |  |  | 4703172 | Yes | DC-Coupled | Solar | 11.2 | 9.8
ESMASI-03276 |  | MA - SMART Program |  | Net Metering | 2021-04-22 | Residential |  | Lithium Ion |  | LG Chem |  |  | 5 | 5 | Behind the Meter |  |  |  |  | 5634938 | Yes | DC-Coupled | Solar | 8.16 | 8
ESMASI-03312 |  |  |  |  | 2021-04-23 | Residential |  | Lithium Ion |  | LG Chem |  |  | 5 | 5 | Behind the Meter |  |  |  |  | 4350670 | Yes | DC-Coupled | Solar | 8.505 | 7.6
ESMASI-03368 |  | MA - SMART Program |  | Net Metering | 2021-04-27 | Residential |  | Lithium Ion |  | LG Chem |  |  | 5 | 5 | Behind the Meter |  |  |  |  | 5599646 | Yes | DC-Coupled | Solar | 5.78 | 6
ESMASI-03458 |  | MA - SMART Program |  |  | 2021-05-03 | Residential |  | Lithium Ion |  | Tesla | 13.5 | 13.5 | 5 | 5 | Behind the Meter | Reliability and Resiliency |  |  |  | 5634457 | Yes | AC-Coupled | Solar | 8.51 | 11.7
ESMASI-03705 |  | MA - SMART Program |  |  | 2021-05-12 | Residential |  | Lithium Ion |  | Other | 0 | 0 | 13 | 6.8 | Behind the Meter |  |  |  |  | 5743741 | Yes | AC-Coupled | Solar | 7.38 | 13.1
ESMASI-03380 |  | MA - SMART Program |  | Net Metering | 2021-04-28 | Residential |  | Lithium Ion |  | LG Chem |  |  | 5 | 5 | Behind the Meter |  |  |  |  | 5645970 | Yes | DC-Coupled | Solar | 6.8 | 6
ESMASI-03483 |  | MA - SMART Program |  |  | 2021-05-03 | Residential |  | Lithium Ion |  | Other | 18 | 18 | 7.6 | 7.6 | Behind the Meter |  |  |  |  | 5644834 | Yes | DC-Coupled | Solar | 10.64 | 7.6
ESMASI-03396 |  | MA - SMART Program |  | Net Metering | 2021-04-28 | Residential |  | Lithium Ion |  | LG Chem |  |  | 5 | 5 | Behind the Meter |  |  |  |  | 5605370 | Yes | DC-Coupled | Solar | 10.88 | 9.8
ESMASI-03415 |  |  |  |  | 2021-04-29 | Residential |  | Lithium Ion |  | LG Chem |  |  | 5 | 5 | Behind the Meter |  |  |  |  | 4859960 | Yes | DC-Coupled | Solar | 11.285 | 9.8
ESMASI-03429 |  | MA - SMART Program |  |  | 2021-04-30 | Residential |  | Lithium Ion |  | Tesla | 0 | 0 | 13.5 | 5 | Behind the Meter | Reliability and Resiliency |  |  |  | 5605156 | Yes | AC-Coupled | Solar | 5.28 | 10
ESMASI-03459 |  | MA - SMART Program |  |  | 2021-05-03 | Residential |  | Lithium Ion |  | Tesla | 5 | 5 | 5 | 5 | Behind the Meter |  |  |  |  | 5631115 | Yes | AC-Coupled | Solar | 11.2 | 15
ESMASI-03544 |  |  |  |  | 2021-05-05 | Residential |  | Lithium Ion |  | Tesla | 0 | 0 | 13.5 | 5 | Behind the Meter |  |  |  |  | 5675819 | Yes | AC-Coupled | Solar | 10.95 | 13.7
ESMASI-03508 |  | MA - SMART Program |  | Net Metering | 2021-05-04 | Residential |  | Lithium Ion |  | LG Chem |  |  | 5 | 5 | Behind the Meter |  |  |  |  | 5644259 | Yes | DC-Coupled | Solar | 6.12 | 6
ESMASI-03588 |  | MA - SMART Program |  |  | 2021-05-06 | Residential |  | Lithium Ion |  | Other | 18 | 18 | 7.6 | 7.6 | Behind the Meter |  |  |  |  | 5717994 | Yes | DC-Coupled | Solar | 15.96 | 7.6
ESMASI-03599 |  | MA - SMART Program |  |  | 2021-05-07 | Residential |  | Lithium Ion |  | Enphase | 10.08 | 10.5 | 3.84 | 3.84 | Behind the Meter |  |  |  |  | 5728002 | Yes | AC-Coupled | Solar | 6.84 | 9.15
ESMASI-03543 |  | MA - SMART Program |  | Net Metering | 2021-05-05 | Residential |  | Lithium Ion |  | LG Chem |  |  | 5 | 5 | Behind the Meter |  |  |  |  | 5676075 | Yes | DC-Coupled | Solar | 6.12 | 6
ESMASI-03632 |  |  |  |  | 2021-05-10 | Residential |  | Lithium Ion |  | Other | 6.7 | 17.1 | 6.52 | 16.64 | Behind the Meter |  |  |  |  | 5773342 | Yes | DC-Coupled | Solar | 5.44 | 7.6
ESMASI-03571 |  |  |  |  | 2021-05-06 | Residential |  | Lithium Ion |  | LG Chem |  |  | 5 | 5 | Behind the Meter |  |  |  |  | 5046527 | Yes | DC-Coupled | Solar | 15.64 | 12
ESMASI-03577 |  | MA - SMART Program |  | Net Metering | 2021-05-06 | Residential |  | Lithium Ion |  | LG Chem |  |  | 5 | 5 | Behind the Meter |  |  |  |  | 5716152 | Yes | DC-Coupled | Solar | 9.52 | 7.6
ESMASI-03579 |  |  |  |  | 2021-05-06 | Residential |  | Lithium Ion |  | LG Chem |  |  | 5 | 5 | Behind the Meter |  |  |  |  | 5720353 | Yes | DC-Coupled | Solar | 9.455 | 10
ESMASI-03580 |  |  |  |  | 2021-05-06 | Residential |  | Lithium Ion |  | LG Chem |  |  | 5 | 5 | Behind the Meter |  |  |  |  | 5714578 | Yes | DC-Coupled | Solar | 11.655 | 9.8
ESMASI-03584 |  |  |  |  | 2021-05-06 | Residential |  | Lithium Ion |  | LG Chem |  |  | 5 | 5 | Behind the Meter |  |  |  |  | 5723846 | Yes | DC-Coupled | Solar | 10.395 | 9.8
ESMASI-03597 |  | MA - SMART Program |  | Net Metering | 2021-05-07 | Residential |  | Lithium Ion |  | Tesla | 0 | 0 | 5 | 5 | Behind the Meter |  |  |  |  | 5691743 | Yes | AC-Coupled | Solar | 4.08 | 8.8
ESMASI-03756 |  |  |  |  | 2021-05-13 | Residential |  | Lithium Ion |  | sonnenBacterie | 10 | 0 | 4.8 | 0 | Behind the Meter |  |  |  |  | 5758060 | Yes | AC-Coupled | Solar | 0 | 0
ESMASI-04777 |  | MA - SMART Program |  |  | 2021-06-21 | Residential |  | Lithium Ion |  | LG Chem |  |  | 16 | 7 | Behind the Meter |  |  |  |  | 6245444 | Yes | DC-Coupled | Solar | 13.32 | 10
ESMASI-03698 |  |  |  |  | 2021-05-12 | Residential |  | Lithium Ion |  | Enphase | 10.5 | 0 | 3.84 | 0 | Behind the Meter | Microgrid |  |  |  | 5728940 | Yes | AC-Coupled | Solar | 0 | 0
ESMASI-03938 |  | MA - SMART Program |  |  | 2021-05-21 | Residential |  | Lithium Ion |  | sonnenBacterie | 10 | 10 | 5 | 3 | Behind the Meter | Reliability and Resiliency |  |  |  | 5938206 | Yes | AC-Coupled | Solar | 10.88 | 12.8
ESMASI-03736 |  | MA - SMART Program |  |  | 2021-05-13 | Residential |  | Lithium Ion |  | Other | 18 | 18 | 7.6 | 7.6 | Behind the Meter |  |  |  |  | 5738734 | Yes | DC-Coupled | Solar | 7.59 | 7.6
ESMASI-03746 |  |  |  |  | 2021-05-13 | Residential |  | Lithium Ion |  | LG Chem |  |  | 5 | 5 | Behind the Meter |  |  |  |  | 5777617 | Yes | DC-Coupled | Solar | 10.71 | 9.8
ESMASI-03751 |  | Net Metering |  | Net Metering | 2021-05-13 | Residential |  | Lithium Ion |  | Tesla | 0 | 0 | 9.8 | 5 | Behind the Meter |  |  |  |  | 5742074 | Yes | AC-Coupled | Solar | 7.14 | 11
ESMASI-03823 |  | MA - SMART Program |  | Net Metering | 2021-05-17 | Residential |  | Lithium Ion |  | LG Chem |  |  | 5 | 5 | Behind the Meter |  |  |  |  | 5787537 | Yes | DC-Coupled | Solar | 6.12 | 6
ESMASI-03851 |  | MA - SMART Program |  |  | 2021-05-18 | Residential |  | Lithium Ion |  | Tesla | 13.5 | 5 | 13.5 | 5 | Behind the Meter |  |  |  |  | 5833538 | Yes | AC-Coupled | Solar | 8.75 | 11
ESMASI-03978 |  | MA - DOER/ MassCEC Funded Projects |  |  | 2021-05-24 | Residential |  | Lithium Ion |  | Tesla | 0 | 0 | 5 | 5 | Behind the Meter | Customer Bill Savings (e.g., Demand Charge Management, TOU Arbitrage) |  |  |  | 5824833 | Yes | AC-Coupled | Solar | 0 | 5
ESMASI-03900 |  | MA - SMART Program |  |  | 2021-05-20 | Residential |  | Lithium Ion |  | LG Chem |  |  | 5 | 5 | Behind the Meter |  |  |  |  | 5790737 | Yes | DC-Coupled | Solar | 11.88 | 7.6
ESMASI-03973 |  | MA - SMART Program |  |  | 2021-05-24 | Residential |  | Lithium Ion |  | Tesla | 5 | 5 | 5 | 5 | Behind the Meter | Peak Shaving/ Load Leveling |  |  |  | 5824564 | Yes | AC-Coupled | Solar | 8.4 | 15
ESMASI-03985 |  | MA - SMART Program |  | Net Metering | 2021-05-24 | Residential |  | Lithium Ion |  | LG Chem |  |  | 5 | 5 | Behind the Meter |  |  |  |  | 5825112 | Yes | DC-Coupled | Solar | 8.16 | 7.6
ESMASI-04069 |  | MA - Energy Efficiency/ DR Program |  |  | 2021-05-25 | Residential |  | Lithium Ion |  | Other | 480 | 480 | 6100 | 6100 | Behind the Meter | Customer Bill Savings (e.g., Demand Charge Management, TOU Arbitrage) |  |  |  | 5854087 | Yes | DC-Coupled | Solar | 10 | 7.6
ESMASI-04176 |  | MA - SMART Program |  |  | 2021-05-28 | Residential |  | Lithium Ion |  | LG Chem | 16 | 7 | 16 | 7 | Behind the Meter | Customer Bill Savings (e.g., Demand Charge Management, TOU Arbitrage) |  |  |  | 5868509 | Yes | DC-Coupled | Solar | 13.6 | 7.6
ESMASI-04168 |  | MA - SMART Program |  | Net Metering | 2021-05-28 | Residential |  | Lithium Ion |  | LG Chem |  |  | 9.8 | 5 | Behind the Meter |  |  |  |  | 5936261 | Yes | DC-Coupled | Solar | 4.08 | 4
ESMASI-04315 |  | MA - Energy Efficiency/ DR Program |  |  | 2021-06-03 | Residential |  | Lithium Ion |  | Tesla | 0 | 0 | 13.5 | 5 | Behind the Meter | Reliability and Resiliency |  |  |  | 6027720 | Yes | AC-Coupled | Solar | 4.875 | 10
ESMASI-04259 |  |  |  |  | 2021-06-01 | Residential |  | Lithium Ion |  | LG Chem |  |  | 5 | 5 | Behind the Meter |  |  |  |  | 5914409 | Yes | DC-Coupled | Solar | 9.75 | 7.6
ESMASI-04196 |  | MA - SMART Program |  | Net Metering | 2021-05-28 | Residential |  | Lithium Ion |  | LG Chem |  |  | 9.8 | 5 | Behind the Meter |  |  |  |  | 5901414 | Yes | DC-Coupled | Solar | 5.44 | 5
ESMASI-04261 |  | MA - SMART Program |  | Net Metering | 2021-06-01 | Residential |  | Lithium Ion |  | LG Chem |  |  | 9.8 | 5 | Behind the Meter |  |  |  |  | 5895326 | Yes | DC-Coupled | Solar | 6.245 | 6
ESMASI-04276 |  | MA - SMART Program |  |  | 2021-06-02 | Residential |  | Lithium Ion |  | Tesla | 5 | 5 | 5 | 5 | Behind the Meter | Reliability and Resiliency |  |  |  | 5936604 | Yes | AC-Coupled | Solar | 2.19 | 6.77
ESMASI-04296 |  | MA - SMART Program |  | Net Metering | 2021-06-02 | Residential |  | Lithium Ion |  | LG Chem |  |  | 9.8 | 5 | Behind the Meter |  |  |  |  | 5880706 | Yes | DC-Coupled | Solar | 5.44 | 6
ESMASI-04307 |  | MA - SMART Program |  |  | 2021-06-03 | Residential |  | Lithium Ion |  | LG Chem | 9.3 | 9.3 | 5 | 0 | Behind the Meter |  |  |  |  | 5922477 | Yes | DC-Coupled | Solar | 11.84 | 10.6
ESMASI-04337 |  |  |  |  | 2021-06-04 | Residential |  | Lithium Ion |  | LG Chem |  |  | 5 | 5 | Behind the Meter |  |  |  |  | 5935665 | Yes | DC-Coupled | Solar | 11.7 | 7.6
ESMASI-04360 |  | MA - SMART Program |  | Net Metering | 2021-06-04 | Residential |  | Lithium Ion |  | LG Chem |  |  | 9.8 | 5 | Behind the Meter |  |  |  |  | 5943115 | Yes | DC-Coupled | Solar | 7.82 | 6
ESMASI-04364 |  | MA - SMART Program |  | Net Metering | 2021-06-04 | Residential |  | Lithium Ion |  | LG Chem |  |  | 9.8 | 5 | Behind the Meter |  |  |  |  | 5229738 | Yes | DC-Coupled | Solar | 12.6 | 9.8
ESMASI-04400 |  | MA - SMART Program |  | Net Metering | 2021-06-07 | Residential |  | Lithium Ion |  | LG Chem |  |  | 9.8 | 5 | Behind the Meter |  |  |  |  | 6028764 | Yes | DC-Coupled | Solar | 9.18 | 7.6
ESMASI-04439 |  | MA - SMART Program |  | Net Metering | 2021-06-08 | Residential |  | Lithium Ion |  | Tesla | 0 | 0 | 13.2 | 5 | Behind the Meter |  |  |  |  | 5938704 | Yes | AC-Coupled | Solar | 9.86 | 12.6
ESMASI-04564 |  | MA - SMART Program |  | Connected Solutions | 2021-06-13 | Residential |  | Lithium Ion |  | Other | 3.4 | 3.4 | 9 | 3.4 | Behind the Meter | Reliability and Resiliency |  |  |  | 5957099 | Yes | DC-Coupled | Solar | 8.14 | 7.6
ESMASI-04497 |  | MA - SMART Program |  |  | 2021-06-10 | Residential |  | Lithium Ion |  | Tesla | 0 | 0 | 13.5 | 5 | Behind the Meter | Reliability and Resiliency |  |  |  | 5955978 | Yes | AC-Coupled | Solar | 5.135 | 9.76
ESMASI-04675 |  | MA - SMART Program |  |  | 2021-06-17 | Residential |  | Lithium Ion |  | Other | 18 | 18 | 6.7 | 6.7 | Behind the Meter | Customer Bill Savings (e.g., Demand Charge Management, TOU Arbitrage) |  |  |  | 5992614 | Yes | DC-Coupled | Solar | 13.2 | 7.6
ESMASI-04639 |  | MA - SMART Program |  |  | 2021-06-15 | Residential |  | Lithium Ion |  | Enphase | 0 | 0 | 10.08 | 3.84 | Behind the Meter |  |  |  |  | 5987832 | Yes | AC-Coupled | Solar | 7.4 | 8.84
ESMASI-04603 |  |  |  |  | 2021-06-15 | Residential |  | Lithium Ion |  | LG Chem | 5.92 | 4.5 | 4.5 | 4.5 | Behind the Meter | Customer Bill Savings (e.g., Demand Charge Management, TOU Arbitrage) |  |  |  | 5978167 | Yes | AC-Coupled | Solar | 5.92 | 12.1
ESMASI-04654 |  | MA - SMART Program |  |  | 2021-06-16 | Residential |  | Lithium Ion |  | Other | 3 | 1.8 | 3 | 1.8 | Behind the Meter |  |  |  |  | 5994734 | Yes | AC-Coupled | Solar | 10.5 | 9.4
ESMASI-04637 |  |  |  |  | 2021-06-15 | Residential |  | Lithium Ion |  | Tesla | 5 | 5 | 5.8 | 5.8 | Behind the Meter |  |  |  |  | 5987437 | Yes | AC-Coupled | Solar | 7.77 | 11.8
ESMASI-04733 |  | MA - SMART Program |  | Net Metering | 2021-06-18 | Residential |  | Lithium Ion |  | LG Chem |  |  | 5 | 5 | Behind the Meter |  |  |  |  | 6007583 | Yes | DC-Coupled | Solar | 3.74 | 3.8
ESMASI-05123 |  | MA - SMART Program |  |  | 2021-07-05 | Residential |  | Lithium Ion |  | Other |  |  | 17.1 | 17.1 | Behind the Meter |  |  |  |  | 6196523 | Yes | DC-Coupled | Solar | 12.24 | 7.6
ESMASI-04842 |  | MA - SMART Program |  | Connected Solutions | 2021-06-23 | Residential |  | Lithium Ion |  | Other | 8.6 | 6.46 | 8.6 | 7.6 | Behind the Meter |  |  |  |  | 6037206 | Yes | DC-Coupled | Solar | 6.46 | 7.6
ESMASI-04843 |  | MA - SMART Program |  | Net Metering | 2021-06-23 | Residential |  | Lithium Ion |  | LG Chem |  |  | 9.8 | 5 | Behind the Meter |  |  |  |  | 6037255 | Yes | DC-Coupled | Solar | 6.12 | 6
ESMASI-04844 |  | MA - SMART Program |  | Net Metering | 2021-06-23 | Residential |  | Lithium Ion |  | Tesla | 0 | 0 | 5 | 5 | Behind the Meter |  |  |  |  | 6037543 | Yes | AC-Coupled | Solar | 9.75 | 13
ESMASI-04854 |  | MA - SMART Program |  | Net Metering | 2021-06-23 | Residential |  | Lithium Ion |  | Tesla | 0 | 0 | 5 | 5 | Behind the Meter |  |  |  |  | 6049925 | Yes | AC-Coupled | Solar | 7.48 | 11
ESMASI-05263 |  | MA - SMART Program |  |  | 2021-07-09 | Residential |  | Lithium Ion |  | Other |  |  | 8.74 | 8.74 | Behind the Meter |  |  |  |  | 6146627 | Yes | DC-Coupled | Solar | 8.74 | 7.6
ESMASI-04901 |  |  |  |  | 2021-06-25 | Residential |  | Lithium Ion |  | Tesla | 5 | 5 | 5.8 | 5.8 | Behind the Meter |  |  |  |  | 6048319 | Yes | AC-Coupled | Solar | 9.37 | 13.4
ESMASI-04911 |  | MA - SMART Program |  |  | 2021-06-25 | Residential |  | Lithium Ion |  | Other |  |  | 18 | 6.7 | Behind the Meter | Customer Bill Savings (e.g., Demand Charge Management, TOU Arbitrage) |  |  |  | 6048875 | Yes | DC-Coupled | Solar | 7.3 | 7.6
ESMASI-04922 |  | MA - SMART Program |  | Net Metering | 2021-06-25 | Residential |  | Lithium Ion |  | LG Chem |  |  | 9.8 | 5 | Behind the Meter |  |  |  |  | 6048817 | Yes | DC-Coupled | Solar | 11.22 | 9.8
ESMASI-04984 |  | MA - SMART Program |  |  | 2021-06-28 | Residential |  | Lithium Ion |  | Other | 17.1 | 17.1 | 7.6 | 7.6 | Behind the Meter |  |  |  |  | 6069841 | Yes | DC-Coupled | Solar | 9.18 | 7.6
ESMASI-05057 |  | MA - SMART Program |  |  | 2021-07-01 | Residential |  | Lithium Ion |  | Other | 18 | 18 | 7.6 | 7.6 | Behind the Meter |  |  |  |  | 6193442 | Yes | DC-Coupled | Solar | 15.3 | 7.6
ESMASI-05024 |  |  |  |  | 2021-06-29 | Residential |  | Lithium Ion |  | LG Chem |  |  | 9.8 | 5 | Behind the Meter |  |  |  |  | 6082234 | Yes | DC-Coupled | Solar | 6.5 | 6
ESMASI-05128 |  |  |  |  | 2021-07-06 | Residential |  | Lithium Ion |  | Tesla | 13.5 | 13.5 | 5 | 5 | Behind the Meter | Reliability and Resiliency |  |  |  | 6131950 | Yes | AC-Coupled | Solar | 10.2 | 14.4
ESMASI-05314 |  | MA - SMART Program |  |  | 2021-07-13 | Residential |  | Lithium Ion |  | Other | 18 | 18 | 7.6 | 7.6 | Behind the Meter | Customer Bill Savings (e.g., Demand Charge Management, TOU Arbitrage) |  |  |  | 6207996 | Yes | DC-Coupled | Solar | 14.82 | 7.6
ESMASI-05077 |  | MA - SMART Program |  |  | 2021-07-01 | Residential |  | Lithium Ion |  | Tesla | 5 | 5 | 5 | 5 | Behind the Meter | Peak Shaving/ Load Leveling |  |  |  | 6101787 | Yes | AC-Coupled | Solar | 12 | 15
ESMASI-05103 |  | MA - SMART Program |  | Connected Solutions | 2021-07-02 | Residential |  | Lithium Ion |  | Other | 3.4 | 3.4 | 9 | 3.4 | Behind the Meter | Reliability and Resiliency |  |  |  | 5978258 | Yes | AC-Coupled | Solar | 0 | 3.4
ESMASI-05484 |  | MA - SMART Program |  | Connected Solutions | 2021-07-19 | Residential |  | Lithium Ion |  | Other | 3.4 | 3.4 | 9 | 3.4 | Behind the Meter | Reliability and Resiliency |  |  |  | 6234781 | Yes | DC-Coupled | Solar | 11.22 | 7.6
ESMASI-05160 |  | MA - SMART Program |  |  | 2021-07-06 | Residential |  | Lithium Ion |  | Other | 18 | 18 | 7.6 | 7.6 | Behind the Meter |  |  |  |  | 6182812 | Yes | DC-Coupled | Solar | 15.96 | 7.6
ESMASI-05240 |  |  |  |  | 2021-07-08 | Residential |  | Lithium Ion |  | LG Chem |  |  | 9.3 | 5 | Behind the Meter |  |  |  |  | 6169094 | Yes | DC-Coupled | Solar | 9.1 | 7.6
ESMASI-05310 |  | MA - SMART Program |  | Connected Solutions | 2021-07-12 | Residential |  | Lithium Ion |  | Enphase | 0 | 0 | 10.08 | 3.84 | Behind the Meter |  |  |  |  | 6174747 | Yes | AC-Coupled | Solar | 12.95 | 12.59
ESMASI-05379 |  | MA - SMART Program |  |  | 2021-07-14 | Residential |  | Lithium Ion |  | Other | 18 | 18 | 18 | 18 | Behind the Meter |  |  |  |  | 6221864 | Yes | DC-Coupled | Solar | 9.52 | 7.6
ESMASI-05394 |  | MA - SMART Program |  | Net Metering | 2021-07-14 | Residential |  | Lithium Ion |  | LG Chem |  |  | 9.8 | 6 | Behind the Meter |  |  |  |  | 6221059 | Yes | DC-Coupled | Solar | 7.48 | 6
ESMASI-05417 |  | MA - SMART Program |  |  | 2021-07-15 | Residential |  | Lithium Ion |  | Other | 18 | 18 | 18 | 18 | Behind the Meter |  |  |  |  | 5906472 | Yes | DC-Coupled | Solar | 11.22 | 7.6
ESMASI-05461 |  | MA - SMART Program |  | Utility DR Program | 2021-07-19 | Residential |  | Lithium Ion |  | Tesla | 0 | 0 | 13.5 | 5 | Behind the Meter | Customer Bill Savings (e.g., Demand Charge Management, TOU Arbitrage) |  |  |  | 6209583 | Yes | AC-Coupled | Solar | 7.48 | 12.6
ESMASI-05462 |  | MA - SMART Program |  |  | 2021-07-19 | Residential |  | Lithium Ion |  | Tesla | 5 | 5 | 5 | 5 | Behind the Meter |  |  |  |  | 6209545 | Yes | AC-Coupled | Solar | 9.99 | 15
ESMASI-05772 |  | MA - SMART Program |  | Connected Solutions | 2021-07-30 | Residential |  | Lithium Ion |  | Other | 15 | 5.6 | 15 | 5.6 | Behind the Meter | Reliability and Resiliency |  |  |  | 6407961 | Yes | DC-Coupled | Solar | 12.24 | 7.6
ESMASI-05831 |  | MA - SMART Program |  |  | 2021-08-03 | Residential |  | Lithium Ion |  | Enphase | 10.08 | 10.5 | 7.68 | 7.68 | Behind the Meter |  |  |  |  | 6510677 | Yes | AC-Coupled | Solar | 7.3 | 13.58
ESMASI-05518 |  | MA - SMART Program |  |  | 2021-07-20 | Residential |  | Lithium Ion |  | Other | 18 | 18 | 7.6 | 7.6 | Behind the Meter |  |  |  |  | 6265828 | Yes | DC-Coupled | Solar | 10.54 | 7.6
ESMASI-05595 |  | MA - SMART Program |  | Net Metering | 2021-07-23 | Residential |  | Lithium Ion |  | Tesla | 0 | 0 | 13.2 | 5 | Behind the Meter |  |  |  |  | 6247284 | Yes | AC-Coupled | Solar | 5.78 | 11
ESMASI-05635 |  | MA - SMART Program |  | Net Metering | 2021-07-26 | Residential |  | Lithium Ion |  | LG Chem |  |  | 9.8 | 5 | Behind the Meter |  |  |  |  | 6267581 | Yes | DC-Coupled | Solar | 4.08 | 3.8
ESMASI-05651 |  |  |  |  | 2021-07-27 | Residential |  | Lithium Ion |  | Other | 18 | 18 | 17.37 | 17.37 | Behind the Meter |  |  |  |  | 5792285 | Yes | DC-Coupled | Solar | 6.46 | 7.6
ESMASI-05663 |  | MA - SMART Program |  |  | 2021-07-27 | Residential |  | Lithium Ion |  | Other | 18 | 18 | 7.6 | 7.6 | Behind the Meter |  |  |  |  | 6274149 | Yes | DC-Coupled | Solar | 4.95 | 7.6
ESMASI-05694 |  |  |  |  | 2021-07-28 | Residential |  | Lithium Ion |  | Other | 18 | 18 | 6.7 | 7.6 | Behind the Meter |  |  |  |  | 6311737 | Yes | DC-Coupled | Solar | 12.8 | 7.6
ESMASI-05704 |  | MA - SMART Program |  | Net Metering | 2021-07-28 | Residential |  | Lithium Ion |  | LG Chem |  |  | 9.8 | 5 | Behind the Meter |  |  |  |  | 6316181 | Yes | DC-Coupled | Solar | 4.76 | 3.8
ESMASI-05802 |  | MA - SMART Program |  | Net Metering | 2021-08-02 | Residential |  | Lithium Ion |  | LG Chem |  |  | 9.6 | 5 | Behind the Meter |  |  |  |  | 6341380 | Yes | DC-Coupled | Solar | 6.46 | 6
ESMASI-05890 |  |  |  |  | 2021-08-05 | Residential |  | Lithium Ion |  | Enphase | 10.5 | 4 | 10.08 | 3.84 | Behind the Meter |  |  |  |  | 5956928 | Yes | AC-Coupled | Solar | 6.97 | 9.773
ESMASI-05877 |  | MA - SMART Program |  | Net Metering | 2021-08-04 | Residential |  | Lithium Ion |  | LG Chem |  |  | 9.6 | 5 | Behind the Meter |  |  |  |  | 6348406 | Yes | DC-Coupled | Solar | 10.075 | 7.6
ESMASI-05948 |  | MA - SMART Program |  |  | 2021-08-09 | Residential |  | Lithium Ion |  | Other | 18 | 18 | 7.6 | 7.6 | Behind the Meter |  |  |  |  | 6367245 | Yes | DC-Coupled | Solar | 11.9 | 7.6
ESMASI-05905 |  | MA - SMART Program |  |  | 2021-08-06 | Residential |  | Lithium Ion |  | Other | 18 | 18 | 7.6 | 7.6 | Behind the Meter |  |  |  |  | 6388702 | Yes | DC-Coupled | Solar | 11.4 | 7.6
ESMASI-05927 |  | MA - SMART Program |  | Net Metering | 2021-08-07 | Residential |  | Lithium Ion |  | LG Chem |  |  | 9.8 | 5 | Behind the Meter |  |  |  |  | 6379282 | Yes | DC-Coupled | Solar | 6.8 | 6
ESMASI-05929 |  | MA - SMART Program |  | Net Metering | 2021-08-07 | Residential |  | Lithium Ion |  | LG Chem |  |  | 9.6 | 5 | Behind the Meter |  |  |  |  | 6408481 | Yes | DC-Coupled | Solar | 3.06 | 3.8
ESMASI-06033 |  | MA - SMART Program |  |  | 2021-08-12 | Residential |  | Lithium Ion |  | Other | 18 | 18 | 7.6 | 7.6 | Behind the Meter |  |  |  |  | 6427097 | Yes | DC-Coupled | Solar | 11.11 | 7.6
ESMASI-06088 |  | MA - SMART Program |  |  | 2021-08-16 | Residential |  | Lithium Ion |  | Other |  |  | 9 | 17.1 | Behind the Meter |  |  |  |  | 6601676 | Yes | DC-Coupled | Solar | 11.9 | 7.6
ESMASI-06157 |  | MA - SMART Program |  |  | 2021-08-17 | Residential |  | Lithium Ion |  | Other |  |  | 9 | 9 | Behind the Meter |  |  |  |  | 6444935 | Yes | DC-Coupled | Solar | 8.5 | 7.6
ESMASI-06219 |  | MA - SMART Program |  | Net Metering | 2021-08-19 | Residential |  | Lithium Ion |  | LG Chem |  |  | 9.6 | 5 | Behind the Meter |  |  |  |  | 6464577 | Yes | DC-Coupled | Solar | 9 | 6
ESMASI-06356 |  | MA - SMART Program |  | Net Metering | 2021-08-25 | Residential |  | Lithium Ion |  | LG Chem |  |  | 9.8 | 5 | Behind the Meter |  |  |  |  | 6515079 | Yes | DC-Coupled | Solar | 4.08 | 3.8
ESMASI-06410 |  | MA - Energy Efficiency/ DR Program |  |  | 2021-08-27 | Residential |  | Lithium Ion |  | Enphase | 3.36 | 3.5 | 1.28 | 1.28 | Behind the Meter | Microgrid |  |  |  | 6519717 | Yes | AC-Coupled | Solar | 0 | 1.28
ESMASI-06595 |  | MA - SMART Program |  | Connected Solutions | 2021-09-07 | Residential |  | Lithium Ion |  | Tesla | 13.5 | 5 | 13.5 | 5 | Behind the Meter |  |  |  |  | 6584901 | Yes | AC-Coupled | Solar | 7.3 | 10.8
ESMASI-06609 |  | ISO Markets |  | Connected Solutions program | 2021-09-07 | Residential |  | Other | Lithium iron phosphate | Enphase | 10.5 | 3.84 | 10.08 | 3.84 | Behind the Meter | Microgrid |  |  |  | 6668085 | Yes | AC-Coupled | Solar | 12.045 | 13.575
ESMASI-06607 |  | MA - SMART Program |  |  | 2021-09-07 | Residential |  | Lithium Ion |  | Tesla | 5 | 5 | 5 | 5 | Behind the Meter |  |  |  |  | 6644755 | Yes | AC-Coupled | Solar | 12 | 15
ESMASI-06761 |  | MA - SMART Program |  |  | 2021-09-14 | Residential |  | Lithium Ion |  | Other | 18 | 18 | 6.7 | 7.6 | Behind the Meter | Customer Bill Savings (e.g., Demand Charge Management, TOU Arbitrage) |  |  |  | 6677187 | Yes | DC-Coupled | Solar | 12.16 | 7.6
ESMASI-06962 |  | MA - SMART Program |  | Connected Solutions | 2021-09-21 | Residential |  | Lithium Ion |  | Tesla |  |  | 13.5 | 5 | Behind the Meter | Customer Bill Savings (e.g., Demand Charge Management, TOU Arbitrage) |  |  |  | 6744487 | Yes | AC-Coupled | Solar | 8.16 | 7.6
ESMASI-07104 |  | MA - SMART Program |  |  | 2021-09-28 | Residential |  | Lithium Ion |  | Enphase | 5.12 | 5.12 | 5.12 | 5.12 | Behind the Meter |  |  |  |  | 6789502 | Yes | AC-Coupled | Solar | 7.87 | 5.12
ESMASI-07675 |  | MA - SMART Program |  |  | 2021-10-19 | Residential |  | Lead Acid |  | Other | 10.65 | 4 | 10.65 | 4 | Behind the Meter | Reliability and Resiliency |  |  |  | 6339213 | Yes | AC-Coupled | Solar | 4.01 | 4
ESMASI-07849 |  | Connected Solutions |  | Connected Solutions | 2021-10-27 | Residential |  | Other | Lithium Iron Phosphate | Enphase | 10.5 | 3.84 | 10.08 | 3.84 | Behind the Meter | Reliability and Resiliency |  |  |  | 7050773 | Yes | AC-Coupled | Solar | 4.81 | 7.675
ESMASI-08463 |  | MA - SMART Program |  | Connected Solutions | 2021-11-19 | Residential |  | Lithium Ion |  | Tesla | 0 | 0 | 13.5 | 5 | Behind the Meter | Customer Bill Savings (e.g., Demand Charge Management, TOU Arbitrage) |  |  |  | 7207468 | Yes | AC-Coupled | Solar | 9.86 | 12.6
ESMAEX-00702 |  | MA - SMART Program |  |  | 2022-01-03 | Commercial |  | Lithium Ion |  | Tesla | 13.5 | 0 | 13.5 | 5 | Behind the Meter | Customer Bill Savings (e.g., Demand Charge Management, TOU Arbitrage) | Peak Shaving/ Load Leveling | Reliability and Resiliency |  | 7647179 | Yes | AC-Coupled | Solar | 12.87 | 17.6
ESMAEX-00711 |  | MA - SMART Program |  | Connected Solutions | 2022-01-05 | Commercial |  | Lithium Ion |  | Tesla | 28 | 0 | 27 | 10 | Behind the Meter |  |  |  | Connected Solutions, Backup Power | 7668914 | Yes | AC-Coupled | Solar | 10.515 | 18.25
ESMAEX-00716 |  | MA - SMART Program |  |  | 2022-01-06 | Commercial |  | Other | Lithium Iron Phosphate | Enphase | 40 | 40 | 40 | 15.36 | Behind the Meter |  |  |  |  | 7677699 | Yes | AC-Coupled | Solar | 17.21 | 13.05
ESMAEX-00719 |  | MA - SMART Program |  | Connected Solutions | 2022-01-11 | Commercial |  | Lithium Ion |  | Tesla | 13.5 | 0 | 13.5 | 5 | Behind the Meter | Customer Bill Savings (e.g., Demand Charge Management, TOU Arbitrage) | Peak Shaving/ Load Leveling | Reliability and Resiliency |  | 7733502 | Yes | AC-Coupled | Solar | 15.03 | 20.2
ESMAEX-00720 |  | MA - SMART Program |  |  | 2022-01-11 | Commercial |  | Lithium Ion |  | Tesla | 13.5 | 0 | 12.15 | 5 | Behind the Meter | Microgrid | Peak Shaving/ Load Leveling |  |  | 7743674 | Yes | AC-Coupled | Solar | 0 | 10
ESMAEX-00723 |  | MA - SMART Program |  | Connected Solutions Demand Response | 2022-01-11 | Commercial |  | Lithium Ion |  | Tesla | 0 | 0 | 27 | 10 | Behind the Meter | Customer Bill Savings (e.g., Demand Charge Management, TOU Arbitrage) | Peak Shaving/ Load Leveling | Reliability and Resiliency |  | 7743863 | Yes | AC-Coupled | Solar | 13.26 | 21.4
ESMAEX-00725 |  | MA - SMART Program |  | Utility DR Program | 2022-01-12 | Commercial |  | Lithium Ion |  | Tesla | 0 | 0 | 10 | 10 | Behind the Meter | Peak Shaving/ Load Leveling | Reliability and Resiliency |  |  | 7879235 | Yes | AC-Coupled | Solar | 13.2 | 10
ESMAEX-00727 |  | MA - SMART Program |  | Connected Solutions | 2022-01-13 | Commercial |  | Lithium Ion |  | Enphase | 0 | 0 | 20.16 | 7.68 | Behind the Meter |  |  |  | Connected Solutions, Backup Power | 7783968 | Yes | AC-Coupled | Solar | 9.855 | 15.51
ESMAEX-00728 |  | MA - SMART Program |  |  | 2022-01-13 | Commercial |  | Lithium Ion |  | Tesla | 30 | 30 | 30 | 30 | Behind the Meter | Backup, Solar Self Consumption |  |  |  | 7645623 | Yes | AC-Coupled | Solar | 0 | 30
ESMAEX-00732 |  |  |  |  | 2022-01-18 | Commercial |  | Lithium Ion |  | Tesla | 5 | 5 | 13.5 | 13.5 | Behind the Meter |  |  |  |  | 7792776 | Yes | AC-Coupled | Solar | 8.25 | 6.38
ESMAEX-00736 |  | MA - SMART Program |  | Connected Solutions | 2022-01-18 | Commercial |  | Lithium Ion |  | Tesla | 0 | 0 | 27 | 10 | Behind the Meter | Customer Bill Savings (e.g., Demand Charge Management, TOU Arbitrage) | Peak Shaving/ Load Leveling | Reliability and Resiliency |  | 7811621 | Yes | AC-Coupled | Solar | 4.08 | 3.8
ESMAEX-00756 |  | MA - Energy Efficiency/ DR Program |  |  | 2022-01-25 | Commercial |  | Lithium Ion |  | Enphase | 17.5 | 17.5 | 6.4 | 6.4 | Behind the Meter | Customer Bill Savings (e.g., Demand Charge Management, TOU Arbitrage) |  |  |  | 7703045 | Yes | AC-Coupled | Solar | 0 | 6.4
ESMAEX-00764 |  | MA - SMART Program |  |  | 2022-01-28 | Commercial |  | Lithium Ion |  | Tesla | 13.5 | 13.5 | 5 | 5 | Behind the Meter | Reliability and Resiliency |  |  | Connected Solutions | 7841785 | Yes | AC-Coupled | Solar | 5.6 | 9.6
ESMAEX-00766 |  | MA - SMART Program |  |  | 2022-01-29 | Commercial |  | Lithium Ion |  | Tesla | 0 | 0 | 10 | 10 | Behind the Meter | Backup, Solar Self Consumption |  |  |  | 7797218 | Yes | AC-Coupled | Solar | 9.6 | 7.09
ESMAEX-00806 |  | MA - SMART Program |  | Connected Solutions Demand Response | 2022-02-03 | Commercial |  | Lithium Ion |  | Tesla | 0 | 0 | 27 | 10 | Behind the Meter | Customer Bill Savings (e.g., Demand Charge Management, TOU Arbitrage) | Peak Shaving/ Load Leveling | Reliability and Resiliency |  | 7893185 | Yes | AC-Coupled | Solar | 10.2 | 7.6
ESMAEX-00807 |  | MA - DOER/ MassCEC Funded Projects |  |  | 2022-02-04 | Commercial |  | Lithium Ion |  | Enphase | 20.16 | 8.448 | 17.94 | 7.68 | Behind the Meter | Reliability and Resiliency |  |  |  | 7889627 | Yes | AC-Coupled | Solar | 0 | 11.4
ESMAEX-00808 |  | MA - SMART Program |  |  | 2022-02-04 | Commercial |  | Lithium Ion |  | Tesla | 13.5 | 5 | 13.5 | 5 | Behind the Meter | Customer Bill Savings (e.g., Demand Charge Management, TOU Arbitrage) |  |  |  | 7906459 | Yes | AC-Coupled | Solar | 20.3 | 11
ESMAEX-00811 |  |  |  | connected solutions | 2022-02-04 | Commercial |  | Lithium Ion |  | Enphase | 10.5 | 0 | 10.08 | 3.84 | Behind the Meter | Peak Shaving/ Load Leveling |  |  |  | 7906301 | Yes | AC-Coupled | Solar | 0 | 7.68
ESMAEX-00827 |  | MA - SMART Program |  |  | 2022-02-10 | Commercial |  | Lithium Ion |  | Tesla | 27 | 27 | 10 | 10 | Behind the Meter | Reliability and Resiliency |  |  | Connected Solutions | 7920498 | Yes | AC-Coupled | Solar | 12.4 | 18.99
ESMAEX-00836 |  |  |  |  | 2022-02-16 | Commercial |  | Lithium Ion |  | Other | 124 | 42 | 120 | 40 | Behind the Meter | Customer Bill Savings (e.g., Demand Charge Management, TOU Arbitrage) |  |  | Eversource Connected Solutions Demand Response Program (Daily Dispatch) | 7848616 | Yes | AC-Coupled | Solar | 0 | 40
ESMAEX-00844 |  |  |  |  | 2022-02-21 | Commercial |  | Lithium Ion |  | Enphase | 0 | 0 | 3.84 | 10.08 | Behind the Meter | Backup, Solar Self Consumption |  |  |  | 7959300 | Yes | AC-Coupled | Solar | 13.6 | 10.03
ESMAEX-00855 |  | MA - SMART Program |  | Net Metering | 2022-02-24 | Commercial |  | Lithium Ion |  | Tesla | 0 | 0 | 13.2 | 5 | Behind the Meter |  |  |  | Backup power | 7902732 | Yes | AC-Coupled | Solar | 13.65 | 19.8
ESMAEX-00859 |  |  |  |  | 2022-02-25 | Commercial |  | Lithium Ion |  | Enphase | 20.16 | 7.68 | 20.16 | 7.68 | Behind the Meter |  |  |  |  | 7974846 | Yes | AC-Coupled | Solar | 11.9 | 10.25
ESMAEX-00868 |  |  |  |  | 2022-03-01 | Commercial |  | Lithium Ion |  | Tesla | 5 | 14 | 5 | 5 | Behind the Meter |  |  |  |  | 7999200 | Yes | AC-Coupled | Solar | 0 | 0
ESMAEX-00874 |  | MA - Energy Efficiency/ DR Program | MA - SMART Program |  | 2022-03-03 | Commercial |  | Lithium Ion |  | sonnenBacterie | 8 | 8 | 8 | 8 | Behind the Meter | Reliability and Resiliency |  |  |  | 8013321 | Yes | AC-Coupled | Solar | 11.2 | 11
ESMAEX-00875 |  | MA - SMART Program |  |  | 2022-03-03 | Commercial |  | Lithium Ion |  | Tesla | 27 | 27 | 10 | 10 | Behind the Meter | Reliability and Resiliency |  |  |  | 8572680 | Yes | AC-Coupled | Solar | 11.1 | 8.7
ESMAEX-00886 |  |  |  | connected solutions | 2022-03-07 | Commercial |  | Lithium Ion |  | Enphase | 0 | 0 | 5.12 | 5.12 | Behind the Meter | Customer Bill Savings (e.g., Demand Charge Management, TOU Arbitrage) | Peak Shaving/ Load Leveling | Reliability and Resiliency |  | 8620047 | Yes | AC-Coupled | Solar | 0 | 5.12
ESMAEX-00898 |  | MA - SMART Program |  | connected solutions | 2022-03-11 | Commercial |  | Lithium Ion |  | Tesla | 17 | 15.2 | 17 | 15.2 | Behind the Meter | Customer Bill Savings (e.g., Demand Charge Management, TOU Arbitrage) | Peak Shaving/ Load Leveling | Reliability and Resiliency |  | 8009108 | Yes | AC-Coupled | Solar | 17 | 15.2
ESMAEX-00901 |  | MA - SMART Program |  | Connected Solutions Demand Response | 2022-03-11 | Commercial |  | Lithium Ion |  | Tesla | 13.5 | 5 | 13.5 | 5 | Behind the Meter | Customer Bill Savings (e.g., Demand Charge Management, TOU Arbitrage) | Peak Shaving/ Load Leveling | Reliability and Resiliency |  | 8661391 | Yes | AC-Coupled | Solar | 19.2 | 15.2
ESMAEX-00913 |  | MA - SMART Program |  |  | 2022-03-14 | Commercial |  | Lithium Ion |  | Enphase | 20.16 | 8.448 | 17.94 | 7.68 | Behind the Meter | Reliability and Resiliency |  |  |  | 8672640 | Yes | AC-Coupled | Solar | 10.625 | 9.15
ESMAEX-00923 |  | MA - SMART Program |  | Connected Solutions | 2022-03-15 | Commercial |  | Lithium Ion |  | Tesla | 13.5 | 0 | 13.5 | 0 | Behind the Meter | Customer Bill Savings (e.g., Demand Charge Management, TOU Arbitrage) | Peak Shaving/ Load Leveling | Reliability and Resiliency |  | 8717432 | Yes | AC-Coupled | Solar | 14.96 | 15.2
ESMAEX-00929 |  | MA - SMART Program |  | Connected Solutions Demand Response | 2022-03-16 | Commercial |  | Lithium Ion |  | Tesla | 13.5 | 0 | 13.5 | 0 | Behind the Meter | Customer Bill Savings (e.g., Demand Charge Management, TOU Arbitrage) | Peak Shaving/ Load Leveling | Reliability and Resiliency |  | 8718251 | Yes | AC-Coupled | Solar | 18.896 | 15.2
ESMAEX-00931 |  | MA - SMART Program |  | Connected Solutions Demand Response | 2022-03-16 | Commercial |  | Lithium Ion |  | Tesla | 13.5 | 0 | 13.5 | 0 | Behind the Meter | Customer Bill Savings (e.g., Demand Charge Management, TOU Arbitrage) | Peak Shaving/ Load Leveling | Reliability and Resiliency |  | 8718351 | Yes | AC-Coupled | Solar | 16 | 15.2
ESMAEX-00935 |  | MA - SMART Program |  | Connected Solutions Demand Response | 2022-03-17 | Commercial |  | Lithium Ion |  | Tesla | 27 | 0 | 27 | 0 | Behind the Meter | Customer Bill Savings (e.g., Demand Charge Management, TOU Arbitrage) | Peak Shaving/ Load Leveling | Reliability and Resiliency |  | 8718454 | Yes | AC-Coupled | Solar | 16.32 | 15.2
ESMAEX-00936 |  | MA - SMART Program |  |  | 2022-03-17 | Commercial |  | Lithium Ion |  | Enphase | 10.08 | 10.5 | 10.08 | 10.5 | Behind the Meter | Customer Bill Savings (e.g., Demand Charge Management, TOU Arbitrage) | Peak Shaving/ Load Leveling | Reliability and Resiliency |  | 8728319 | Yes | AC-Coupled | Solar | 6.12 | 4.93
ESMAEX-00940 |  | MA - SMART Program |  |  | 2022-03-17 | Commercial |  | Lithium Ion |  | Enphase | 16.8 | 7.04 | 14.95 | 6.4 | Behind the Meter | Reliability and Resiliency |  |  |  | 8738982 | Yes | AC-Coupled | Solar | 16 | 10
ESMAEX-00946 |  | MA - SMART Program |  | Connected Solutions | 2022-03-18 | Commercial |  | Lithium Ion |  | Tesla | 0 | 0 | 27 | 10 | Behind the Meter | Customer Bill Savings (e.g., Demand Charge Management, TOU Arbitrage) | Peak Shaving/ Load Leveling | Reliability and Resiliency |  | 8728782 | Yes | AC-Coupled | Solar | 8.8 | 17.6
ESMAEX-00963 |  | MA - SMART Program |  | Connected Solutions Demand Response | 2022-03-24 | Commercial |  | Lithium Ion |  | Tesla | 27 | 0 | 13.5 | 5 | Behind the Meter | Customer Bill Savings (e.g., Demand Charge Management, TOU Arbitrage) | Peak Shaving/ Load Leveling | Reliability and Resiliency |  | 8774693 | Yes | AC-Coupled | Solar | 18.36 | 15.2
ESMAEX-00970 |  | MA - SMART Program |  | Connected Solutions Demand Response | 2022-03-26 | Commercial |  | Lithium Ion |  | Tesla | 0 | 0 | 27 | 10 | Behind the Meter | Customer Bill Savings (e.g., Demand Charge Management, TOU Arbitrage) | Peak Shaving/ Load Leveling | Reliability and Resiliency |  | 8787562 | Yes | AC-Coupled | Solar | 8.4 | 7.6
ESMAEX-01003 |  | MA - SMART Program |  | Connected Solutions Demand Response | 2022-04-04 | Commercial |  | Lithium Ion |  | Tesla | 40.5 | 15 | 40.5 | 15 | Behind the Meter | Customer Bill Savings (e.g., Demand Charge Management, TOU Arbitrage) | Peak Shaving/ Load Leveling | Reliability and Resiliency |  | 8835678 | Yes | AC-Coupled | Solar | 9.6 | 17.6
ESMAEX-01017 |  | MA - SMART Program |  | Utility Connected Solutions DR Program | 2022-04-06 | Commercial |  | Lithium Ion |  | Tesla | 27 | 0 | 27 | 0 | Behind the Meter | Customer Bill Savings (e.g., Demand Charge Management, TOU Arbitrage) | Peak Shaving/ Load Leveling | Reliability and Resiliency |  | 8858660 | Yes | AC-Coupled | Solar | 19.2 | 15.2
ESMAEX-01031 |  | MA - SMART Program |  | ConnectedSolutions | 2022-04-07 | Commercial |  | Lithium Ion |  | Tesla | 27 | 10 | 27 | 10 | Behind the Meter | Customer Bill Savings (e.g., Demand Charge Management, TOU Arbitrage) | Peak Shaving/ Load Leveling | Reliability and Resiliency |  | 8859522 | Yes | AC-Coupled | Solar | 17 | 15.2
ESMAEX-01039 |  |  |  |  | 2022-04-07 | Commercial |  | Lithium Ion |  | Tesla | 0 | 0 | 13.5 | 5 | Behind the Meter | Customer Bill Savings (e.g., Demand Charge Management, TOU Arbitrage) | Peak Shaving/ Load Leveling | Reliability and Resiliency |  | 8898032 | Yes | AC-Coupled | Solar | 17.76 | 21
ESMAEX-01041 |  | MA - SMART Program |  |  | 2022-04-08 | Commercial |  | Lithium Ion |  | Tesla | 27 | 15.2 | 27 | 15.2 | Behind the Meter | Reliability and Resiliency |  |  |  | 8921020 | Yes | AC-Coupled | Solar | 14.22 | 15.2
ESMAEX-01043 |  |  |  |  | 2022-04-08 | Commercial |  | Lithium Ion |  | Enphase | 21 | 7.68 | 21 | 7.68 | Behind the Meter |  |  |  |  | 8909200 | Yes | AC-Coupled | Solar | 12.16 | 9.3
ESMAEX-01058 |  | MA - SMART Program |  | Connected Solutions Demand Response | 2022-04-08 | Commercial |  | Lithium Ion |  | Tesla | 0 | 0 | 27 | 10 | Behind the Meter | Customer Bill Savings (e.g., Demand Charge Management, TOU Arbitrage) | Peak Shaving/ Load Leveling | Reliability and Resiliency |  | 8909003 | Yes | AC-Coupled | Solar | 17.2 | 25.2
ESMAEX-01083 |  | MA - SMART Program |  |  | 2022-04-15 | Commercial |  | Lithium Ion |  | Tesla | 0 | 0 | 13.5 | 5 | Behind the Meter | Backup, Solar Self Consumption | Reliability and Resiliency |  |  | 8964243 | Yes | AC-Coupled | Solar | 7.395 | 13
ESMAEX-01084 |  | MA - SMART Program |  |  | 2022-04-15 | Commercial |  | Lithium Ion |  | Tesla | 27 | 14 | 27 | 10 | Behind the Meter | Reliability and Resiliency |  |  |  | 8964517 | Yes | AC-Coupled | Solar | 10.53 | 17.6
ESMAEX-01087 |  |  |  | Connected Solutions | 2022-04-16 | Commercial |  | Lithium Ion |  | Tesla | 0 | 0 | 27 | 10 | Behind the Meter | Customer Bill Savings (e.g., Demand Charge Management, TOU Arbitrage) | Peak Shaving/ Load Leveling | Reliability and Resiliency |  | 8981124 | Yes | AC-Coupled | Solar | 0 | 10
ESMAEX-01088 |  | MA - SMART Program |  | Connected Solutions | 2022-04-16 | Commercial |  | Lithium Ion |  | Tesla | 13.5 | 0 | 13.5 | 0 | Behind the Meter | Customer Bill Savings (e.g., Demand Charge Management, TOU Arbitrage) | Peak Shaving/ Load Leveling | Reliability and Resiliency |  | 8964985 | Yes | AC-Coupled | Solar | 12.24 | 15.2
ESMAEX-01099 |  | MA - SMART Program |  |  | 2022-04-21 | Commercial |  | Lithium Ion |  | Tesla | 13.5 | 20 | 13.5 | 20 | Behind the Meter | Customer Bill Savings (e.g., Demand Charge Management, TOU Arbitrage) | Peak Shaving/ Load Leveling | Reliability and Resiliency |  | 9156943 | Yes | AC-Coupled | Solar | 10.8 | 10
ESMAEX-01110 |  | MA - SMART Program |  |  | 2022-04-25 | Commercial |  | Lithium Ion |  | Tesla | 0 | 0 | 5 | 5 | Behind the Meter | Backup, Solar Self Consumption |  |  |  | 8914909 | Yes | AC-Coupled | Solar | 4.8 | 3.54
ESMAEX-01115 |  |  |  |  | 2022-04-26 | Commercial |  | Lithium Ion |  | Enphase | 16.8 | 6.4 | 16.4 | 6.4 | Behind the Meter | Reliability and Resiliency |  |  |  | 9103026 | Yes | AC-Coupled | Solar | 9.61 | 6.4
ESMAEX-01119 |  |  |  |  | 2022-04-27 | Commercial |  | Lithium Ion |  | Tesla | 13.5 | 5 | 13.5 | 10 | Behind the Meter |  |  |  |  | 9103386 | Yes | AC-Coupled | Solar | 9.8 | 7.6
ESMAEX-01120 |  |  |  | MassACA | 2022-04-27 | Commercial |  | Lithium Ion |  | LG Chem | 19.2 | 19.2 | 19.2 | 19.2 | Behind the Meter | Backup, Solar Self Consumption |  |  |  | 8970590 | Yes | DC-Coupled | Solar | 19.2 | 15.2
ESMAEX-01123 |  | MA - DOER/ MassCEC Funded Projects |  |  | 2022-04-28 | Commercial |  | Lithium Ion |  | Enphase | 13.44 | 5.63 | 11.96 | 5.12 | Behind the Meter | Reliability and Resiliency |  |  |  | 9117036 | Yes | AC-Coupled | Solar | 0 | 15.29
ESMAEX-01125 |  | MA - SMART Program |  |  | 2022-04-29 | Commercial |  | Lithium Ion |  | Tesla | 14 | 0 | 13.5 | 5 | Behind the Meter | Peak Shaving/ Load Leveling |  |  |  | 9117093 | Yes | AC-Coupled | Solar | 15.39 | 10
ESMAEX-01147 |  |  |  |  | 2022-05-05 | Commercial |  | Lithium Ion |  | Tesla | 0 | 0 | 27 | 10 | Behind the Meter |  |  |  |  | 9201722 | Yes | AC-Coupled | Solar | 0 | 10
ESMAEX-01151 |  |  |  |  | 2022-05-05 | Commercial |  | Lithium Ion |  | Tesla | 0 | 0 | 27 | 10 | Behind the Meter |  |  |  |  | 9202234 | Yes | AC-Coupled | Solar | 0 | 10
ESMAEX-01165 |  | MA - SMART Program |  | Net Metering | 2022-05-10 | Commercial |  | Lithium Ion |  | LG Chem | 9.8 | 5 | 9.8 | 5 | Behind the Meter |  |  |  | Backup Storage | 9128323 | Yes | DC-Coupled | Solar | 12.58 | 10
ESMAEX-01167 |  |  |  |  | 2022-05-11 | Commercial |  | Lithium Ion |  | Tesla | 0 | 0 | 10 | 10 | Behind the Meter | Backup, Solar Self Consumption |  |  |  | 9266783 | Yes | AC-Coupled | Solar | 26 | 29.5
ESMAEX-01172 |  | MA - SMART Program |  |  | 2022-05-11 | Commercial |  | Lithium Ion |  | Enphase | 16.8 | 6.4 | 16.4 | 16.4 | Behind the Meter | Reliability and Resiliency |  |  |  | 9281766 | Yes | AC-Coupled | Solar | 14.96 | 16.24
ESMAEX-01176 |  | MA - SMART Program |  | Connected Solutions Demand Response | 2022-05-12 | Commercial |  | Lithium Ion |  | Tesla | 27 | 10 | 27 | 10 | Behind the Meter | Customer Bill Savings (e.g., Demand Charge Management, TOU Arbitrage) | Peak Shaving/ Load Leveling | Reliability and Resiliency |  | 9298473 | Yes | AC-Coupled | Solar | 15.624 | 15.2
ESMAEX-01179 |  | MA - SMART Program |  | Utility DR Program | 2022-05-13 | Commercial |  | Lithium Ion |  | Tesla | 0 | 0 | 13.5 | 10 | Behind the Meter | Customer Bill Savings (e.g., Demand Charge Management, TOU Arbitrage) | Peak Shaving/ Load Leveling | Reliability and Resiliency |  | 9298354 | Yes | AC-Coupled | Solar | 17.2 | 10
ESMAEX-01182 |  | MA - SMART Program |  | Connected Solutions | 2022-05-16 | Commercial |  | Lithium Ion |  | Tesla | 27 | 10 | 27 | 10 | Behind the Meter | Customer Bill Savings (e.g., Demand Charge Management, TOU Arbitrage) | Peak Shaving/ Load Leveling | Reliability and Resiliency |  | 9108196 | Yes | AC-Coupled | Solar | 13.25 | 15.2
ESMAEX-01185 |  | MA - SMART Program |  | Utility Connected Solutions DR Program | 2022-05-16 | Commercial |  | Lithium Ion |  | Tesla | 13.5 | 5 | 13.5 | 5 | Behind the Meter | Customer Bill Savings (e.g., Demand Charge Management, TOU Arbitrage) | Peak Shaving/ Load Leveling | Reliability and Resiliency |  | 9295409 | Yes | AC-Coupled | Solar | 4.4 | 17.2
ESMAEX-01215 |  | MA - SMART Program |  | Connected Solutions Demand Response | 2022-05-24 | Commercial |  | Lithium Ion |  | Tesla | 13.5 | 5 | 13.5 | 5 | Behind the Meter | Customer Bill Savings (e.g., Demand Charge Management, TOU Arbitrage) | Peak Shaving/ Load Leveling | Reliability and Resiliency |  | 9416761 | Yes | AC-Coupled | Solar | 16 | 15.2
ESMAEX-01236 |  | MA - SMART Program |  |  | 2022-05-31 | Commercial |  | Lithium Ion |  | Enphase | 16.8 | 7.04 | 14.95 | 6.4 | Behind the Meter | Reliability and Resiliency |  |  |  | 9486472 | Yes | AC-Coupled | Solar | 8.91 | 6.6
ESMAEX-01237 |  |  |  |  | 2022-06-01 | Commercial |  | Lithium Ion |  | JLM | 6.4 | 6.4 | 6.4 | 6.4 | Behind the Meter | Reliability and Resiliency |  |  |  | 9457922 | Yes | AC-Coupled | Solar | 9.8 | 7.2
ESMAEX-01243 |  | MA - SMART Program |  | Connected Solutions | 2022-06-02 | Commercial |  | Lithium Ion |  | Tesla | 13.5 | 5 | 27 | 10 | Behind the Meter | Customer Bill Savings (e.g., Demand Charge Management, TOU Arbitrage) | Peak Shaving/ Load Leveling | Reliability and Resiliency |  | 10910856 | Yes | AC-Coupled | Solar | 12.096 | 17.6
ESMAEX-01294 |  | MA - SMART Program |  |  | 2022-06-14 | Commercial |  | Lithium Ion |  | Enphase | 28 | 0 | 21 | 7.68 | Behind the Meter |  |  |  |  | 9729450 | Yes | AC-Coupled | Solar | 9.315 | 8.418
ESMAEX-01299 |  | MA - SMART Program |  | Connected Solutions | 2022-06-16 | Commercial |  | Lithium Ion |  | Tesla | 0 | 0 | 27 | 10 | Behind the Meter | Customer Bill Savings (e.g., Demand Charge Management, TOU Arbitrage) | Peak Shaving/ Load Leveling | Reliability and Resiliency |  | 9727995 | Yes | AC-Coupled | Solar | 15.18 | 20
ESMAEX-01310 |  |  |  | demand response | 2022-06-20 | Commercial |  | Lithium Ion |  | Enphase | 10.5 | 0 | 10.08 | 11.52 | Behind the Meter | Peak Shaving/ Load Leveling |  |  |  | 9634654 | Yes | AC-Coupled | Solar | 0 | 11.52
ESMAEX-01340 |  | MA - SMART Program |  |  | 2022-07-01 | Commercial |  | Lithium Ion |  | Tesla | 0 | 0 | 27 | 10 | Behind the Meter | Reliability and Resiliency |  |  |  | 9758293 | Yes | AC-Coupled | Solar | 17.85 | 23.6
ESMAEX-01350 |  | MA - SMART Program |  | net metering | 2022-07-06 | Commercial |  | Lithium Ion |  | Tesla | 0 | 0 | 13.5 | 5 | Behind the Meter |  |  |  | backup power | 9688220 | Yes | AC-Coupled | Solar | 8.84 | 17.68
ESMAEX-01378 |  | MA - SMART Program |  | Connected solutions | 2022-07-15 | Commercial |  | Lithium Ion |  | Tesla | 27 | 27 | 10 | 10 | Behind the Meter |  |  |  |  | 9878421 | Yes | AC-Coupled | Solar | 8.8 | 10
ESMAEX-01388 |  | MA - Energy Efficiency/ DR Program | MA - SMART Program |  | 2022-07-19 | Commercial |  | Lithium Ion |  | sonnenBacterie | 10 | 10 | 4.8 | 4.8 | Behind the Meter | Reliability and Resiliency |  |  |  | 9882990 | Yes | AC-Coupled | Solar | 0 | 10
ESMAEX-01390 |  | MA - SMART Program |  |  | 2022-07-20 | Commercial |  | Lithium Ion |  | Tesla | 0 | 0 | 27 | 10 | Behind the Meter | Customer Bill Savings (e.g., Demand Charge Management, TOU Arbitrage) | Peak Shaving/ Load Leveling | Reliability and Resiliency |  | 9935031 | Yes | AC-Coupled | Solar | 11.84 | 10
ESMAEX-01412 |  | MA - SMART Program |  |  | 2022-07-27 | Commercial |  | Lithium Ion |  | Tesla | 54 | 20 | 54 | 20 | Behind the Meter | Customer Bill Savings (e.g., Demand Charge Management, TOU Arbitrage) | Peak Shaving/ Load Leveling | Reliability and Resiliency |  | 9965242 | Yes | AC-Coupled | Solar | 21.6 | 17.6
ESMAEX-01423 |  | MA - SMART Program |  |  | 2022-08-02 | Commercial |  | Lithium Ion |  | Tesla | 0 | 0 | 17.6 | 10 | Behind the Meter | Reliability and Resiliency |  |  |  | 10033476 | Yes | AC-Coupled | Solar | 7.2 | 17.6
ESMAEX-01490 |  | MA - DOER/ MassCEC Funded Projects |  |  | 2022-08-19 | Commercial |  | Lithium Ion |  | Enphase | 16.8 | 7.04 | 14.95 | 6.4 | Behind the Meter | Reliability and Resiliency |  |  |  | 10302188 | Yes | AC-Coupled | Solar | 11.85 | 15.3
ESMAEX-01541 |  | MA - SMART Program |  | Connected Solutions Demand Response | 2022-09-02 | Commercial |  | Lithium Ion |  | Tesla | 13.5 | 5 | 13.5 | 5 | Behind the Meter | Customer Bill Savings (e.g., Demand Charge Management, TOU Arbitrage) | Peak Shaving/ Load Leveling | Reliability and Resiliency |  | 10417743 | Yes | AC-Coupled | Solar | 16.4 | 15.2
ESMASI-09430 |  | MA - SMART Program |  | Connected Solutions | 2022-01-03 | Residential |  | Lithium Ion |  | sonnenBacterie | 10 | 10 | 4.8 | 4.8 | Behind the Meter | Customer Bill Savings (e.g., Demand Charge Management, TOU Arbitrage) | Reliability and Resiliency |  |  | 6604367 | Yes | AC-Coupled | Solar | 9.125 | 12.175
ESMASI-09749 |  | MA - SMART Program |  | Utility Connected Solutions DR Program | 2022-01-16 | Residential |  | Lithium Ion |  | Tesla | 13.5 | 0 | 13.5 | 13.5 | Behind the Meter | Customer Bill Savings (e.g., Demand Charge Management, TOU Arbitrage) | Peak Shaving/ Load Leveling | Reliability and Resiliency |  | 7647727 | Yes | AC-Coupled | Solar | 8.16 | 7.6
ESMASI-09416 |  | MA - SMART Program |  | Utility Connected Solutions DR Program | 2022-01-03 | Residential |  | Lithium Ion |  | Tesla | 13.5 | 0 | 13.5 | 13.5 | Behind the Meter | Customer Bill Savings (e.g., Demand Charge Management, TOU Arbitrage) | Peak Shaving/ Load Leveling | Reliability and Resiliency |  | 7557472 | Yes | AC-Coupled | Solar | 4.25 | 7.6
ESMASI-09451 |  | MA - SMART Program |  |  | 2022-01-04 | Residential |  | Lithium Ion |  | sonnenBacterie | 10 | 10 | 4.8 | 4.8 | Behind the Meter | Reliability and Resiliency |  |  |  | 7557996 | Yes | AC-Coupled | Solar | 6.57 | 10
ESMASI-09748 |  | MA - SMART Program |  | Utility Connected Solutions DR Program | 2022-01-16 | Residential |  | Lithium Ion |  | Tesla | 13.5 | 0 | 5.8 | 5 | Behind the Meter | Customer Bill Savings (e.g., Demand Charge Management, TOU Arbitrage) | Peak Shaving/ Load Leveling | Reliability and Resiliency |  | 7647806 | Yes | AC-Coupled | Solar | 5.544 | 12.6
ESMASI-09566 |  |  |  |  | 2022-01-07 | Residential |  | Lithium Ion |  | Other | 19.4 | 19.4 | 5 | 5 | Behind the Meter |  |  |  |  | 7571317 | Yes | DC-Coupled | Solar | 15.575 | 10
ESMASI-09564 |  | MA - SMART Program |  |  | 2022-01-06 | Residential |  | Lithium Ion |  | Enphase | 0 | 0 | 3.84 | 3.84 | Behind the Meter | Backup, Solar Self Consumption |  |  |  | 7599015 | Yes | AC-Coupled | Solar | 12.05 | 13.575
ESMASI-09569 |  | MA - SMART Program |  | Utility DR Program | 2022-01-07 | Residential |  | Lithium Ion |  | Tesla | 0 | 0 | 5 | 5 | Behind the Meter | Customer Bill Savings (e.g., Demand Charge Management, TOU Arbitrage) | Peak Shaving/ Load Leveling | Reliability and Resiliency |  | 7599636 | Yes | AC-Coupled | Solar | 8.4 | 15
ESMASI-09579 |  | MA - SMART Program |  | Net Metering | 2022-01-07 | Residential |  | Lithium Ion |  | LG Chem | 9.3 | 5 | 5 | 9.3 | Behind the Meter |  |  |  | Backup | 7571735 | Yes | DC-Coupled | Solar | 7.875 | 8
ESMASI-09582 |  | MA - SMART Program |  | Net Metering | 2022-01-07 | Residential |  | Lithium Ion |  | LG Chem | 9.3 | 5 | 5 | 9.3 | Behind the Meter |  |  |  | Backup | 7587046 | Yes | DC-Coupled | Solar | 11.025 | 9.8
ESMASI-09609 |  | MA - SMART Program |  | Utility Connected Solutions DR Program | 2022-01-10 | Residential |  | Lithium Ion |  | Tesla | 13.5 | 0 | 13.5 | 5 | Behind the Meter | Customer Bill Savings (e.g., Demand Charge Management, TOU Arbitrage) | Peak Shaving/ Load Leveling | Reliability and Resiliency |  | 7599063 | Yes | AC-Coupled | Solar | 12.75 | 12.6
ESMASI-09655 |  | MA - Energy Efficiency/ DR Program | MA - SMART Program |  | 2022-01-11 | Residential |  | Lithium Ion |  | Other | 9.7 | 5 | 9.7 | 5 | Behind the Meter | Customer Bill Savings (e.g., Demand Charge Management, TOU Arbitrage) | Reliability and Resiliency |  |  | 7602518 | Yes | DC-Coupled | Solar | 7.2 | 6
ESMASI-09666 |  | MA - SMART Program |  |  | 2022-01-12 | Residential |  | Lithium Ion |  | Other | 9 | 9 | 7.6 | 7.6 | Behind the Meter |  |  |  |  | 4988119 | Yes | DC-Coupled | Solar | 12.8 | 7.6
ESMASI-09688 |  | MA - SMART Program |  |  | 2022-01-12 | Residential |  | Lithium Ion |  | Other | 18 | 18 | 18 | 18 | Behind the Meter | Backup, Solar Self Consumption |  |  |  | 7628866 | Yes | DC-Coupled | Solar | 7.6 | 7.6
ESMASI-10062 |  |  |  |  | 2022-01-28 | Residential |  | Lithium Ion |  | Tesla | 13.5 | 13.5 | 5 | 5 | Behind the Meter |  |  |  |  | 7751812 | Yes | AC-Coupled | Solar | 11.1 | 5
ESMASI-09838 |  | MA - SMART Program |  | Net Metering | 2022-01-20 | Residential |  | Lithium Ion |  | Tesla | 0 | 0 | 13.5 | 5 | Behind the Meter |  |  |  | Backup | 7678981 | Yes | AC-Coupled | Solar | 7.81 | 11
ESMASI-09894 |  | MA - SMART Program |  | Utility Connected Solutions DR Program | 2022-01-23 | Residential |  | Lithium Ion |  | Tesla | 13.5 | 0 | 13.5 | 5 | Behind the Meter | Customer Bill Savings (e.g., Demand Charge Management, TOU Arbitrage) | Peak Shaving/ Load Leveling | Reliability and Resiliency |  | 7702249 | Yes | AC-Coupled | Solar | 8.5 | 12.6
ESMASI-09945 |  | MA - SMART Program |  | Connected Solutions | 2022-01-25 | Residential |  | Lithium Ion |  | Tesla | 13.5 | 0 | 13.5 | 5 | Behind the Meter | Customer Bill Savings (e.g., Demand Charge Management, TOU Arbitrage) | Peak Shaving/ Load Leveling | Reliability and Resiliency |  | 7734190 | Yes | AC-Coupled | Solar | 8.5 | 12.6
ESMASI-10067 |  |  |  | Eversource Connected Solutions Demand Response program | 2022-01-28 | Residential |  | Lithium Ion |  | Other | 62 | 21 | 60 | 20 | Behind the Meter | Customer Bill Savings (e.g., Demand Charge Management, TOU Arbitrage) |  |  |  | 7515104 | Yes | AC-Coupled | Solar | 15 | 20
ESMASI-11965 |  |  |  |  | 2022-04-07 | Residential |  | Lithium Ion |  | LG Chem | 9.6 | 5 | 5 | 9.6 | Behind the Meter |  |  |  |  | 8788677 | Yes | DC-Coupled | Solar | 8.88 | 0
ESMASI-10082 |  |  |  |  | 2022-01-28 | Residential |  | Lithium Ion |  | Tesla | 13.5 | 13.5 | 5 | 5 | Behind the Meter |  |  |  |  | 7752302 | Yes | AC-Coupled | Solar | 9.01 | 5
ESMASI-09955 |  | MA - SMART Program |  |  | 2022-01-25 | Residential |  | Lithium Ion |  | Tesla | 13.5 | 5 | 5 | 5 | Behind the Meter |  |  |  |  | 7832188 | Yes | AC-Coupled | Solar | 6.885 | 10
ESMASI-09976 |  | MA - SMART Program |  |  | 2022-01-26 | Residential |  | Lithium Ion |  | Other | 9 | 9 | 9 | 9 | Behind the Meter | Backup, Solar Self Consumption |  |  |  | 7733652 | Yes | DC-Coupled | Solar | 6.4 | 7.6
ESMASI-10004 |  |  |  |  | 2022-01-27 | Residential |  | Lithium Ion |  | Tesla | 13.5 | 13.5 | 5 | 5 | Behind the Meter |  |  |  |  | 7734210 | Yes | AC-Coupled | Solar | 9.62 | 12.5
ESMASI-09995 |  | MA - SMART Program |  |  | 2022-01-26 | Residential |  | Lithium Ion |  | Tesla | 5 | 5 | 5 | 5 | Behind the Meter |  |  |  |  | 7733355 | Yes | AC-Coupled | Solar | 11.2 | 15
ESMASI-10130 |  | MA - DOER/ MassCEC Funded Projects |  | Utility DR Program | 2022-02-01 | Residential |  | Lithium Ion |  | Tesla | 0 | 0 | 13.5 | 5 | Behind the Meter | Backup, Solar Self Consumption | Reliability and Resiliency |  |  | 7751992 | Yes | AC-Coupled | Solar | 0 | 5
ESMASI-10390 |  | MA - SMART Program |  | Connected Solutions | 2022-02-09 | Residential |  | Lithium Ion |  | Enphase | 3.84 | 10 | 3.84 | 3.84 | Behind the Meter | Reliability and Resiliency |  |  |  | 7849403 | Yes | AC-Coupled | Solar | 14.49 | 13.74
ESMASI-10311 |  | MA - SMART Program |  |  | 2022-02-07 | Residential |  | Lithium Ion |  | Other | 18 | 0 | 18 | 18 | Behind the Meter |  |  |  |  | 7823422 | Yes | DC-Coupled | Solar | 17.4 | 13.5
ESMASI-10123 |  | MA - SMART Program |  |  | 2022-01-31 | Residential |  | Lithium Ion |  | Tesla | 0 | 0 | 13.5 | 5 | Behind the Meter |  |  |  |  | 7752215 | Yes | AC-Coupled | Solar | 6.4 | 9.72
ESMASI-13767 |  | MA - SMART Program |  | Connected Solutions | 2022-05-27 | Residential |  | Lithium Ion |  | Tesla | 13.5 | 0 | 13.5 | 13.5 | Behind the Meter | Customer Bill Savings (e.g., Demand Charge Management, TOU Arbitrage) | Peak Shaving/ Load Leveling | Reliability and Resiliency |  | 9268081 | Yes | AC-Coupled | Solar | 7.92 | 7.6
ESMASI-10157 |  |  |  |  | 2022-02-01 | Residential |  | Lithium Ion |  | Enphase | 10.08 | 3.84 | 10.08 | 3.84 | Behind the Meter |  |  |  |  | 7752236 | Yes | AC-Coupled | Solar | 5.92 | 8.56
ESMASI-10191 |  |  |  |  | 2022-02-02 | Residential |  | Lithium Ion |  | Tesla | 0 | 0 | 27 | 10 | Behind the Meter |  |  |  |  | 7792624 | Yes | AC-Coupled | Solar | 0 | 10
ESMASI-10161 |  | MA - SMART Program |  |  | 2022-02-01 | Residential |  | Lithium Ion |  | Tesla | 5 | 5 | 5 | 5 | Behind the Meter |  |  |  |  | 7751959 | Yes | AC-Coupled | Solar | 8 | 12.6
ESMASI-10808 |  | MA - SMART Program |  |  | 2022-02-28 | Residential |  | Lithium Ion |  | Other | 18 | 1.8 | 1.8 | 18 | Behind the Meter | Backup, Solar Self Consumption |  |  |  | 7984162 | Yes | DC-Coupled | Solar | 10.5 | 7.6
ESMASI-10185 |  | MA - SMART Program |  | Connected Solutions | 2022-02-02 | Residential |  | Lithium Ion |  | Tesla | 13.5 | 0 | 13.5 | 13.5 | Behind the Meter | Customer Bill Savings (e.g., Demand Charge Management, TOU Arbitrage) | Peak Shaving/ Load Leveling | Reliability and Resiliency |  | 7760026 | Yes | AC-Coupled | Solar | 12.89 | 7.6
ESMASI-10196 |  | MA - DOER/ MassCEC Funded Projects | MA - SMART Program |  | 2022-02-02 | Residential |  | Lithium Ion |  | Enphase | 20.16 | 8.448 | 17.94 | 7.68 | Behind the Meter | Reliability and Resiliency |  |  |  | 7811781 | Yes | AC-Coupled | Solar | 8.7 | 15
ESMASI-10210 |  |  |  |  | 2022-02-03 | Residential |  | Lithium Ion |  | Tesla | 13.5 | 5 | 13.5 | 5 | Behind the Meter |  |  |  |  | 7792888 | Yes | AC-Coupled | Solar | 5.23 | 5
ESMASI-10228 |  | MA - SMART Program |  | Connected Solutions | 2022-02-03 | Residential |  | Lithium Ion |  | Tesla | 13.5 | 0 | 13.5 | 5 | Behind the Meter | Customer Bill Savings (e.g., Demand Charge Management, TOU Arbitrage) | Peak Shaving/ Load Leveling | Reliability and Resiliency |  | 7794316 | Yes | AC-Coupled | Solar | 12.89 | 12.6
ESMASI-10268 |  | MA - SMART Program |  | Utility Connected Solutions DR Program | 2022-02-04 | Residential |  | Lithium Ion |  | Tesla | 13.5 | 0 | 13.5 | 13.5 | Behind the Meter | Customer Bill Savings (e.g., Demand Charge Management, TOU Arbitrage) | Peak Shaving/ Load Leveling | Reliability and Resiliency |  | 7797585 | Yes | AC-Coupled | Solar | 11.9 | 7.6
ESMASI-10251 |  | MA - SMART Program |  | Net Metering | 2022-02-04 | Residential |  | Lithium Ion |  | LG Chem | 9.3 | 5 | 5 | 9.3 | Behind the Meter |  |  |  | Backup | 7770891 | Yes | DC-Coupled | Solar | 3.06 | 3.8
ESMASI-10273 |  | MA - SMART Program |  |  | 2022-02-04 | Residential |  | Lithium Ion |  | Enphase | 0 | 0 | 10 | 3.84 | Behind the Meter |  |  |  |  | 7792913 | Yes | AC-Coupled | Solar | 13.87 | 13.7
ESMASI-10442 |  | MA - DOER/ MassCEC Funded Projects | MA - SMART Program |  | 2022-02-10 | Residential |  | Lithium Ion |  | Enphase | 13.44 | 5.632 | 11.96 | 5.12 | Behind the Meter | Reliability and Resiliency |  |  |  | 7849846 | Yes | AC-Coupled | Solar | 7 | 5.12
ESMASI-10547 |  | MA - SMART Program |  |  | 2022-02-15 | Residential |  | Lithium Ion |  | Enphase | 13.44 | 13.44 | 10.5 | 5.7 | Behind the Meter |  |  |  |  | 7946653 | Yes | DC-Coupled | Solar | 10 | 5.1
ESMASI-10354 |  | MA - SMART Program |  | Connected Solutions | 2022-02-08 | Residential |  | Lithium Ion |  | Tesla | 13.5 | 0 | 13.5 | 13.5 | Behind the Meter | Customer Bill Savings (e.g., Demand Charge Management, TOU Arbitrage) | Peak Shaving/ Load Leveling | Reliability and Resiliency |  | 7824514 | Yes | AC-Coupled | Solar | 7.65 | 7.6
ESMASI-10403 |  |  |  |  | 2022-02-09 | Residential |  | Lithium Ion |  | Tesla | 0 | 0 | 13.5 | 5 | Behind the Meter |  |  |  |  | 7848869 | Yes | AC-Coupled | Solar | 0 | 5
ESMASI-10754 |  |  |  |  | 2022-02-24 | Residential |  | Lithium Ion |  | Enphase | 10.08 | 10.08 | 3.84 | 3.84 | Behind the Meter |  |  |  |  | 7930631 | Yes | AC-Coupled | Solar | 10.4 | 7.34
ESMASI-10752 |  |  |  |  | 2022-02-24 | Residential |  | Lithium Ion |  | Enphase | 10.5 | 10.5 | 3.84 | 3.84 | Behind the Meter |  |  |  |  | 7921234 | Yes | AC-Coupled | Solar | 14.4 | 14.46
ESMASI-10415 |  | MA - SMART Program |  |  | 2022-02-09 | Residential |  | Lithium Ion |  | Tesla | 0 | 0 | 5 | 5 | Behind the Meter | Backup, Solar Self Consumption |  |  |  | 7811338 | Yes | AC-Coupled | Solar | 10 | 12.375
ESMASI-10417 |  | MA - SMART Program |  | Net Metering | 2022-02-09 | Residential |  | Lithium Ion |  | LG Chem | 9.8 | 5 | 5 | 9.8 | Behind the Meter |  |  |  | Backup Storage | 6197325 | Yes | DC-Coupled | Solar | 4.08 | 3.8
ESMASI-10465 |  | MA - SMART Program |  |  | 2022-02-11 | Residential |  | Lithium Ion |  | Other | 7 | 5 | 5 | 7 | Behind the Meter | Reliability and Resiliency |  |  |  | 7828950 | Yes | DC-Coupled | Solar | 15.2 | 10
ESMASI-10464 |  |  |  |  | 2022-02-11 | Residential |  | Lithium Ion |  | Enphase | 0 | 0 | 16.8 | 6.4 | Behind the Meter |  |  |  |  | 7286379 | Yes | AC-Coupled | Solar | 0 | 6.4
ESMASI-10472 |  |  |  |  | 2022-02-11 | Residential |  | Lithium Ion |  | Enphase | 20.16 | 7.68 | 20.16 | 7.68 | Behind the Meter |  |  |  |  | 7850061 | Yes | AC-Coupled | Solar | 5.67 | 11.81
ESMASI-10751 |  | MA - SMART Program |  |  | 2022-02-24 | Residential |  | Lithium Ion |  | Enphase | 10.08 | 10.5 | 3.84 | 3.84 | Behind the Meter |  |  |  |  | 7921197 | Yes | AC-Coupled | Solar | 10.4 | 11.51
ESMASI-10517 |  |  |  |  | 2022-02-14 | Residential |  | Lithium Ion |  | Tesla | 13.5 | 13.5 | 5 | 5 | Behind the Meter |  |  |  |  | 7889438 | Yes | AC-Coupled | Solar | 2.61 | 5
ESMASI-10538 |  | MA - SMART Program |  |  | 2022-02-15 | Residential |  | Lithium Ion |  | Tesla | 13.5 | 5.8 | 13.5 | 5 | Behind the Meter | Peak Shaving/ Load Leveling | Reliability and Resiliency |  |  | 7888720 | Yes | AC-Coupled | Solar | 4.81 | 10
ESMASI-10555 |  | MA - SMART Program |  | Connected Solutions | 2022-02-16 | Residential |  | Lithium Ion |  | Tesla | 13.5 | 0 | 13.5 | 13.5 | Behind the Meter | Customer Bill Savings (e.g., Demand Charge Management, TOU Arbitrage) | Peak Shaving/ Load Leveling | Reliability and Resiliency |  | 7889195 | Yes | AC-Coupled | Solar | 12.75 | 7.6
ESMASI-10744 |  | MA - SMART Program |  |  | 2022-02-24 | Residential |  | Lithium Ion |  | Enphase | 13.5 | 13.5 | 5.12 | 5.12 | Behind the Meter |  |  |  |  | 7949500 | Yes | AC-Coupled | Solar | 7.77 | 11.12
ESMASI-10622 |  |  |  |  | 2022-02-18 | Residential |  | Lithium Ion |  | Enphase | 0 | 0 | 13.44 | 5.12 | Behind the Meter |  |  |  |  | 7898381 | Yes | AC-Coupled | Solar | 6.885 | 10.13
ESMASI-10658 |  |  |  |  | 2022-02-21 | Residential |  | Lithium Ion |  | Enphase | 13.44 | 5.12 | 13.44 | 5.12 | Behind the Meter |  |  |  |  | 7905536 | Yes | AC-Coupled | Solar | 10.125 | 12.5
ESMASI-10697 |  | MA - SMART Program |  | Connected Solutions | 2022-02-23 | Residential |  | Lithium Ion |  | Tesla | 13.5 | 0 | 13.5 | 13.5 | Behind the Meter | Customer Bill Savings (e.g., Demand Charge Management, TOU Arbitrage) | Peak Shaving/ Load Leveling | Reliability and Resiliency |  | 7920651 | Yes | AC-Coupled | Solar | 12.75 | 7.6
ESMASI-10724 |  | MA - SMART Program |  | Connected Solutions | 2022-02-23 | Residential |  | Lithium Ion |  | Tesla | 13.5 | 0 | 13.5 | 5 | Behind the Meter | Customer Bill Savings (e.g., Demand Charge Management, TOU Arbitrage) | Peak Shaving/ Load Leveling | Reliability and Resiliency |  | 7921074 | Yes | AC-Coupled | Solar | 10.88 | 12.6
ESMASI-10830 |  | MA - SMART Program |  | Connected Solutions | 2022-02-28 | Residential |  | Lithium Ion |  | Enphase | 0 | 0 | 21 | 7.68 | Behind the Meter |  |  |  | Connected Solutions, Backup power | 7984874 | Yes | AC-Coupled | Solar | 7.29 | 13.962
ESMASI-10750 |  | MA - SMART Program |  |  | 2022-02-24 | Residential |  | Lithium Ion |  | Other | 9.7 | 5 | 9.7 | 5 | Behind the Meter | Customer Bill Savings (e.g., Demand Charge Management, TOU Arbitrage) | Reliability and Resiliency |  |  | 7949021 | Yes | DC-Coupled | Solar | 15.2 | 10
ESMASI-10757 |  |  |  |  | 2022-02-24 | Residential |  | Lithium Ion |  | Enphase | 10.08 | 3.84 | 10.08 | 3.84 | Behind the Meter |  |  |  |  | 7905381 | Yes | AC-Coupled | Solar | 7.29 | 9.15
ESMASI-10785 |  | MA - SMART Program |  |  | 2022-02-25 | Residential |  | Lithium Ion |  | Other | 19.4 | 19.4 | 10 | 10 | Behind the Meter |  |  |  |  | 7905755 | Yes | DC-Coupled | Solar | 17.2 | 10
ESMASI-10828 |  |  |  |  | 2022-02-28 | Residential |  | Lithium Ion |  | Enphase | 13.44 | 5.12 | 13.44 | 5.12 | Behind the Meter |  |  |  |  | 7984832 | Yes | AC-Coupled | Solar | 10.53 | 12.79
ESMASI-11744 |  | MA - SMART Program |  | Connected Solutions | 2022-03-31 | Residential |  | Lithium Ion |  | Tesla | 0 | 0 | 13.5 | 5 | Behind the Meter | Customer Bill Savings (e.g., Demand Charge Management, TOU Arbitrage) | Peak Shaving/ Load Leveling | Reliability and Resiliency |  | 8758200 | Yes | AC-Coupled | Solar | 4.8 | 12.6
ESMASI-10871 |  | MA - SMART Program |  | Utility Connected Solutions DR Program | 2022-03-02 | Residential |  | Lithium Ion |  | Tesla | 13.5 | 0 | 13.5 | 5 | Behind the Meter | Customer Bill Savings (e.g., Demand Charge Management, TOU Arbitrage) | Peak Shaving/ Load Leveling | Reliability and Resiliency |  | 7984537 | Yes | AC-Coupled | Solar | 12.8 | 12.6
ESMASI-13164 |  | MA - SMART Program |  | Connect Solutions | 2022-05-11 | Residential |  | Lithium Ion |  | Tesla | 13.5 | 0 | 13.5 | 5 | Behind the Meter | Customer Bill Savings (e.g., Demand Charge Management, TOU Arbitrage) | Peak Shaving/ Load Leveling | Reliability and Resiliency |  | 9102301 | Yes | AC-Coupled | Solar | 5.616 | 12.6
ESMASI-10944 |  | MA - SMART Program |  |  | 2022-03-04 | Residential |  | Lithium Ion |  | Other | 19.4 | 19.4 | 10 | 10 | Behind the Meter |  |  |  |  | 7995448 | Yes | DC-Coupled | Solar | 11.2 | 10
ESMASI-10959 |  | MA - SMART Program |  | Utility Connected Solutions DR Program | 2022-03-06 | Residential |  | Lithium Ion |  | Tesla | 13.5 | 0 | 13.5 | 13.5 | Behind the Meter | Customer Bill Savings (e.g., Demand Charge Management, TOU Arbitrage) | Peak Shaving/ Load Leveling | Reliability and Resiliency |  | 8009551 | Yes | AC-Coupled | Solar | 10.2 | 7.6
ESMASI-11014 |  | MA - SMART Program |  | Utility Connected Solutions DR Program | 2022-03-08 | Residential |  | Lithium Ion |  | Tesla | 13.5 | 0 | 13.5 | 13.5 | Behind the Meter | Customer Bill Savings (e.g., Demand Charge Management, TOU Arbitrage) | Peak Shaving/ Load Leveling | Reliability and Resiliency |  | 8535682 | Yes | AC-Coupled | Solar | 4.675 | 7.6
ESMASI-11037 |  | MA - SMART Program |  |  | 2022-03-09 | Residential |  | Lithium Ion |  | Enphase | 14 | 14 | 5.12 | 5.12 | Behind the Meter | Backup, Solar Self Consumption |  |  | home backup | 7489134 | Yes | AC-Coupled | Solar | 8.075 | 5.12
ESMASI-11075 |  |  |  |  | 2022-03-10 | Residential |  | Lithium Ion |  | Enphase | 10.08 | 10.5 | 3.84 | 3.84 | Behind the Meter |  |  |  |  | 8787113 | Yes | AC-Coupled | Solar | 10.1 | 11.09
ESMASI-11507 |  |  |  |  | 2022-03-24 | Residential |  | Lithium Ion |  | Enphase | 10.08 | 3.84 | 3.84 | 3.84 | Behind the Meter |  |  |  |  | 8772429 | Yes | AC-Coupled | Solar | 11.2 | 11.96
ESMASI-11235 |  | MA - SMART Program |  |  | 2022-03-16 | Residential |  | Lithium Ion |  | Other | 15.12 | 6.8 | 16.2 | 6.8 | Behind the Meter | Microgrid |  |  |  | 8584876 | Yes | AC-Coupled | Solar | 5.84 | 10.6
ESMASI-11103 |  | MA - SMART Program |  |  | 2022-03-11 | Residential |  | Lithium Ion |  | Tesla | 14 | 5.8 | 13.5 | 5 | Behind the Meter | Peak Shaving/ Load Leveling | Reliability and Resiliency |  |  | 8533150 | Yes | AC-Coupled | Solar | 14.025 | 15
ESMASI-11091 |  | MA - Energy Efficiency/ DR Program |  |  | 2022-03-10 | Residential |  | Lithium Ion |  | Other | 9.7 | 5 | 9.7 | 5 | Behind the Meter | Customer Bill Savings (e.g., Demand Charge Management, TOU Arbitrage) | Reliability and Resiliency |  |  | 8531105 | Yes | DC-Coupled | Solar | 8.4 | 7.6
ESMASI-11096 |  | MA - SMART Program |  | Net Metering | 2022-03-10 | Residential |  | Lithium Ion |  | LG Chem | 9.6 | 5 | 5 | 9.6 | Behind the Meter |  |  |  | Backup | 8598281 | Yes | DC-Coupled | Solar | 5.2 | 3.8
ESMASI-11115 |  | MA - SMART Program |  |  | 2022-03-11 | Residential |  | Lithium Ion |  | Tesla | 0 | 0 | 5 | 5 | Behind the Meter | Customer Bill Savings (e.g., Demand Charge Management, TOU Arbitrage) | Peak Shaving/ Load Leveling | Reliability and Resiliency |  | 8572450 | Yes | AC-Coupled | Solar | 0 | 5
ESMASI-11113 |  | MA - SMART Program |  |  | 2022-03-11 | Residential |  | Lithium Ion |  | Other | 18 | 18 | 6.7 | 6.7 | Behind the Meter |  |  |  |  | 8569765 | Yes | DC-Coupled | Solar | 8 | 7.6
ESMASI-11118 |  | MA - SMART Program |  |  | 2022-03-11 | Residential |  | Lithium Ion |  | Other | 19.4 | 19.4 | 10 | 10 | Behind the Meter |  |  |  |  | 8532424 | Yes | DC-Coupled | Solar | 13.6 | 10
ESMASI-11123 |  |  |  |  | 2022-03-11 | Residential |  | Lithium Ion |  | Enphase | 10.08 | 3.84 | 10.08 | 3.84 | Behind the Meter |  |  |  |  | 8573499 | Yes | AC-Coupled | Solar | 4.86 | 7.38
ESMASI-11131 |  | MA - SMART Program |  | Net Metering | 2022-03-11 | Residential |  | Lithium Ion |  | Tesla | 0 | 0 | 5 | 5 | Behind the Meter |  |  |  | Backup Storage | 8554886 | Yes | AC-Coupled | Solar | 11.375 | 12.6
ESMASI-12340 |  |  |  |  | 2022-04-19 | Residential |  | Lithium Ion |  | Tesla | 0 | 0 | 10 | 0 | Behind the Meter |  |  |  |  | 9044863 | Yes | AC-Coupled | Solar | 0 | 10
ESMASI-11183 |  | MA - SMART Program |  | Net Metering | 2022-03-14 | Residential |  | Lithium Ion |  | LG Chem | 9.6 | 5 | 5 | 9.6 | Behind the Meter |  |  |  | Backup | 8593838 | Yes | DC-Coupled | Solar | 4.615 | 3.8
ESMASI-11611 |  | MA - SMART Program |  |  | 2022-03-29 | Residential |  | Lithium Ion |  | Enphase | 16 | 16 | 6.4 | 6.4 | Behind the Meter |  |  |  |  | 8758008 | Yes | AC-Coupled | Solar | 12.58 | 14.9
ESMASI-11245 |  |  |  |  | 2022-03-16 | Residential |  | Lithium Ion |  | Other | 18 | 18 | 17.37 | 17.37 | Behind the Meter |  |  |  |  | 8584474 | Yes | DC-Coupled | Solar | 6 | 7.6
ESMASI-11270 |  | MA - SMART Program |  |  | 2022-03-17 | Residential |  | Lithium Ion |  | Other | 19.4 | 19.4 | 10 | 10 | Behind the Meter |  |  |  |  | 8594928 | Yes | DC-Coupled | Solar | 16.8 | 10
ESMASI-11279 |  |  |  |  | 2022-03-17 | Residential |  | Lithium Ion |  | Other | 18 | 18 | 17.37 | 17.37 | Behind the Meter |  |  |  |  | 8584717 | Yes | DC-Coupled | Solar | 13.2 | 9.665
ESMASI-11323 |  | MA - SMART Program |  | Utility Connected Solutions DR Program | 2022-03-18 | Residential |  | Lithium Ion |  | Tesla | 13.5 | 0 | 13.5 | 13.5 | Behind the Meter | Customer Bill Savings (e.g., Demand Charge Management, TOU Arbitrage) | Peak Shaving/ Load Leveling | Reliability and Resiliency |  | 8637213 | Yes | AC-Coupled | Solar | 4.25 | 7.6
ESMASI-12485 |  |  |  |  | 2022-04-22 | Residential |  | Lithium Ion |  | Tesla | 0 | 0 | 13.5 | 5 | Behind the Meter |  |  |  |  | 8945043 | Yes | AC-Coupled | Solar | 0 | 5
ESMASI-11339 |  | MA - SMART Program |  | Utility Connected Solutions DR Program | 2022-03-19 | Residential |  | Lithium Ion |  | Tesla | 13.5 | 9 | 9 | 13.5 | Behind the Meter | Customer Bill Savings (e.g., Demand Charge Management, TOU Arbitrage) | Peak Shaving/ Load Leveling | Reliability and Resiliency |  | 8637508 | Yes | AC-Coupled | Solar | 8.5 | 7.6
ESMASI-11393 |  | MA - SMART Program |  | Utility Connected Solutions DR Program | 2022-03-22 | Residential |  | Lithium Ion |  | Tesla | 13.5 | 0 | 13.5 | 13.5 | Behind the Meter | Customer Bill Savings (e.g., Demand Charge Management, TOU Arbitrage) | Peak Shaving/ Load Leveling | Reliability and Resiliency |  | 8659861 | Yes | AC-Coupled | Solar | 8.4 | 7.6
ESMASI-11347 |  | MA - SMART Program |  | Utility Connected Solutions DR Program | 2022-03-20 | Residential |  | Lithium Ion |  | Tesla | 13.5 | 0 | 13.5 | 13.5 | Behind the Meter | Customer Bill Savings (e.g., Demand Charge Management, TOU Arbitrage) | Peak Shaving/ Load Leveling | Reliability and Resiliency |  | 8637619 | Yes | AC-Coupled | Solar | 7.6 | 7.6
ESMASI-11394 |  | MA - SMART Program |  | Utility Connected Solutions DR Program | 2022-03-22 | Residential |  | Lithium Ion |  | Tesla | 13.5 | 0 | 13.5 | 13.5 | Behind the Meter | Customer Bill Savings (e.g., Demand Charge Management, TOU Arbitrage) | Peak Shaving/ Load Leveling | Reliability and Resiliency |  | 8659889 | Yes | AC-Coupled | Solar | 4.8 | 7.6
ESMASI-11662 |  | MA - SMART Program |  |  | 2022-03-30 | Residential |  | Lithium Ion |  | Enphase | 0 | 0 | 3.84 | 3.84 | Behind the Meter | Backup, Solar Self Consumption |  |  |  | 8757841 | Yes | AC-Coupled | Solar | 5.28 | 3.84
ESMASI-11390 |  | MA - SMART Program |  | Net Metering | 2022-03-21 | Residential |  | Lithium Ion |  | Tesla | 0 | 0 | 13.2 | 5 | Behind the Meter |  |  |  | Backup Storage | 8659686 | Yes | AC-Coupled | Solar | 7.82 | 11
ESMASI-11436 |  | MA - SMART Program |  | Utility Connected Solutions DR Program | 2022-03-23 | Residential |  | Lithium Ion |  | Tesla | 13.5 | 0 | 13.5 | 13.5 | Behind the Meter | Customer Bill Savings (e.g., Demand Charge Management, TOU Arbitrage) | Peak Shaving/ Load Leveling | Reliability and Resiliency |  | 8660979 | Yes | AC-Coupled | Solar | 9.6 | 7.6
ESMASI-11438 |  | MA - SMART Program |  | Utility Connected Solutions DR Program | 2022-03-23 | Residential |  | Lithium Ion |  | Tesla | 13.5 | 0 | 13.5 | 13.5 | Behind the Meter | Customer Bill Savings (e.g., Demand Charge Management, TOU Arbitrage) | Peak Shaving/ Load Leveling | Reliability and Resiliency |  | 8660963 | Yes | AC-Coupled | Solar | 9.6 | 7.6
ESMASI-11454 |  | MA - SMART Program |  | Utility Connected Solutions DR Program | 2022-03-23 | Residential |  | Lithium Ion |  | Tesla | 13.5 | 0 | 13.5 | 13.5 | Behind the Meter | Customer Bill Savings (e.g., Demand Charge Management, TOU Arbitrage) | Peak Shaving/ Load Leveling | Reliability and Resiliency |  | 8706808 | Yes | AC-Coupled | Solar | 9.6 | 7.6
ESMASI-11587 |  | MA - SMART Program |  |  | 2022-03-28 | Residential |  | Lithium Ion |  | Tesla | 27 | 27 | 10 | 10 | Behind the Meter | Reliability and Resiliency |  |  |  | 8772453 | Yes | AC-Coupled | Solar | 6.66 | 14.5
ESMASI-11542 |  |  |  |  | 2022-03-25 | Residential |  | Lithium Ion |  | Tesla | 13.5 | 5 | 13.5 | 5 | Behind the Meter |  |  |  |  | 8758161 | Yes | AC-Coupled | Solar | 5.92 | 12
ESMASI-11563 |  | MA - DOER/ MassCEC Funded Projects | MA - SMART Program | Connected Solutions -Demand Response | 2022-03-25 | Residential |  | Lithium Ion |  | LG Chem | 32 | 10 | 32 | 10 | Behind the Meter | Customer Bill Savings (e.g., Demand Charge Management, TOU Arbitrage) |  |  | Power outage power supply | 8833965 | Yes | DC-Coupled | Solar | 6.75 | 10
ESMASI-11597 |  | MA - SMART Program |  | Connected Solutions | 2022-03-28 | Residential |  | Lithium Ion |  | sonnenBacterie | 11 | 4.8 | 10 | 4.8 | Behind the Meter | Reliability and Resiliency |  |  | Grid backup | 8759452 | Yes | AC-Coupled | Solar | 5.6 | 9.8
ESMASI-12286 |  | MA - SMART Program |  |  | 2022-04-18 | Residential |  | Lithium Ion |  | Tesla | 14 | 5.8 | 13.5 | 5 | Behind the Meter | Reliability and Resiliency |  |  |  | 8896241 | Yes | AC-Coupled | Solar | 7.11 | 10.31
ESMASI-11615 |  | MA - SMART Program |  |  | 2022-03-29 | Residential |  | Lithium Ion |  | Tesla | 13.5 | 13.5 | 5 | 5 | Behind the Meter | Reliability and Resiliency |  |  |  | 8758208 | Yes | AC-Coupled | Solar | 5.6 | 10.12
ESMASI-11782 |  | MA - SMART Program |  |  | 2022-04-04 | Residential |  | Lithium Ion |  | Tesla | 0 | 0 | 5 | 5 | Behind the Meter |  |  |  |  | 8758528 | Yes | AC-Coupled | Solar | 6.32 | 12.6
ESMASI-11797 |  |  |  |  | 2022-04-04 | Residential |  | Lithium Ion |  | Tesla | 13.5 | 13.5 | 5 | 5 | Behind the Meter |  |  |  |  | 9005503 | Yes | AC-Coupled | Solar | 5.88 | 5
ESMASI-11705 |  | MA - SMART Program |  |  | 2022-03-31 | Residential |  | Lithium Ion |  | Other | 18 | 18 | 17.37 | 6.7 | Behind the Meter |  |  |  |  | 8758725 | Yes | AC-Coupled | Solar | 5.6 | 14.3
ESMASI-11732 |  | MA - SMART Program |  | Utility Connected Solutions DR Program | 2022-03-31 | Residential |  | Lithium Ion |  | Tesla | 13.5 | 0 | 13.5 | 5 | Behind the Meter | Customer Bill Savings (e.g., Demand Charge Management, TOU Arbitrage) | Peak Shaving/ Load Leveling | Reliability and Resiliency |  | 8773890 | Yes | AC-Coupled | Solar | 8.16 | 12.6
ESMASI-11733 |  | MA - SMART Program |  | Utility Connected Solutions DR Program | 2022-03-31 | Residential |  | Lithium Ion |  | Tesla | 13.5 | 0 | 13.5 | 5 | Behind the Meter | Customer Bill Savings (e.g., Demand Charge Management, TOU Arbitrage) | Peak Shaving/ Load Leveling | Reliability and Resiliency |  | 8773869 | Yes | AC-Coupled | Solar | 12 | 12.6
ESMASI-11741 |  |  |  | ConnectedSolutions | 2022-03-31 | Residential |  | Lithium Ion |  | Tesla | 13.5 | 5 | 5 | 13.5 | Behind the Meter | Customer Bill Savings (e.g., Demand Charge Management, TOU Arbitrage) | Peak Shaving/ Load Leveling | Reliability and Resiliency |  | 8758048 | Yes | AC-Coupled | Solar | 7.6 | 7.6
ESMASI-11791 |  | MA - SMART Program |  | Utility Connected Solutions DR Program | 2022-04-04 | Residential |  | Lithium Ion |  | Tesla | 13.5 | 5 | 5 | 13.5 | Behind the Meter | Customer Bill Savings (e.g., Demand Charge Management, TOU Arbitrage) | Peak Shaving/ Load Leveling | Reliability and Resiliency |  | 8758691 | Yes | AC-Coupled | Solar | 10.4 | 7.6
ESMASI-12179 |  | MA - SMART Program |  | Utility Connected Solutions DR Program | 2022-04-14 | Residential |  | Lithium Ion |  | Tesla | 13.5 | 5 | 5 | 13.5 | Behind the Meter | Customer Bill Savings (e.g., Demand Charge Management, TOU Arbitrage) | Peak Shaving/ Load Leveling | Reliability and Resiliency |  | 8871211 | Yes | AC-Coupled | Solar | 11.2 | 7.6
ESMASI-11788 |  | MA - SMART Program |  | ConnectedSolutions | 2022-04-04 | Residential |  | Lithium Ion |  | Tesla | 13.5 | 5 | 13.5 | 5 | Behind the Meter | Customer Bill Savings (e.g., Demand Charge Management, TOU Arbitrage) | Peak Shaving/ Load Leveling | Reliability and Resiliency |  | 8759028 | Yes | AC-Coupled | Solar | 7.22 | 12.6
ESMASI-11779 |  | MA - SMART Program |  | Utility Connected Solutions DR Program | 2022-04-03 | Residential |  | Lithium Ion |  | Tesla | 13.5 | 5 | 5 | 13.5 | Behind the Meter | Customer Bill Savings (e.g., Demand Charge Management, TOU Arbitrage) | Peak Shaving/ Load Leveling | Reliability and Resiliency |  | 8758310 | Yes | AC-Coupled | Solar | 8.8 | 7.6
ESMASI-12031 |  | MA - SMART Program |  | Utility Connected Solutions DR Program | 2022-04-10 | Residential |  | Lithium Ion |  | Tesla | 13.5 | 0 | 13.5 | 13.5 | Behind the Meter | Customer Bill Savings (e.g., Demand Charge Management, TOU Arbitrage) | Peak Shaving/ Load Leveling | Reliability and Resiliency |  | 8859032 | Yes | AC-Coupled | Solar | 8 | 7.6
ESMASI-11913 |  | MA - SMART Program |  |  | 2022-04-06 | Residential |  | Lithium Ion |  | Tesla | 13.5 | 5 | 5 | 13.5 | Behind the Meter | Customer Bill Savings (e.g., Demand Charge Management, TOU Arbitrage) | Peak Shaving/ Load Leveling | Reliability and Resiliency |  | 8787230 | Yes | AC-Coupled | Solar | 14.4 | 11.4
ESMASI-11890 |  | MA - SMART Program |  | Utility Connected Solutions DR Program | 2022-04-06 | Residential |  | Lithium Ion |  | Tesla | 13.5 | 0 | 13.5 | 13.5 | Behind the Meter | Customer Bill Savings (e.g., Demand Charge Management, TOU Arbitrage) | Peak Shaving/ Load Leveling | Reliability and Resiliency |  | 8788703 | Yes | AC-Coupled | Solar | 4.8 | 7.6
ESMASI-11805 |  | MA - SMART Program |  | ConnectedSolutions | 2022-04-04 | Residential |  | Lithium Ion |  | Tesla | 13.5 | 5 | 5 | 13.5 | Behind the Meter | Customer Bill Savings (e.g., Demand Charge Management, TOU Arbitrage) | Peak Shaving/ Load Leveling | Reliability and Resiliency |  | 7600372 | Yes | AC-Coupled | Solar | 12 | 7.6
ESMASI-11829 |  | MA - SMART Program |  | Utility Connected Solutions DR Program | 2022-04-04 | Residential |  | Lithium Ion |  | Tesla | 13.5 | 5 | 5 | 13.5 | Behind the Meter | Customer Bill Savings (e.g., Demand Charge Management, TOU Arbitrage) | Peak Shaving/ Load Leveling | Reliability and Resiliency |  | 8774609 | Yes | AC-Coupled | Solar | 14.4 | 11.4
ESMASI-11953 |  | MA - SMART Program |  | ConnectedSolutions | 2022-04-07 | Residential |  | Lithium Ion |  | Tesla | 13.5 | 5 | 5 | 13.5 | Behind the Meter | Customer Bill Savings (e.g., Demand Charge Management, TOU Arbitrage) | Peak Shaving/ Load Leveling | Reliability and Resiliency |  | 8788010 | Yes | AC-Coupled | Solar | 4.8 | 7.6
ESMASI-11852 |  | MA - SMART Program |  | ConnectedSolutions | 2022-04-05 | Residential |  | Lithium Ion |  | Tesla | 13.5 | 5 | 13.5 | 5 | Behind the Meter | Customer Bill Savings (e.g., Demand Charge Management, TOU Arbitrage) | Peak Shaving/ Load Leveling | Reliability and Resiliency |  | 8775116 | Yes | AC-Coupled | Solar | 12.8 | 12.6
ESMASI-11831 |  |  |  | Utility Connected Solutions DR Program | 2022-04-04 | Residential |  | Lithium Ion |  | Tesla | 13.5 | 10 | 13.5 | 5 | Behind the Meter | Customer Bill Savings (e.g., Demand Charge Management, TOU Arbitrage) | Peak Shaving/ Load Leveling | Reliability and Resiliency |  | 8774566 | Yes | AC-Coupled | Solar | 11.6 | 12.6
ESMASI-11832 |  | MA - SMART Program |  | Utility Connected Solutions DR Program | 2022-04-04 | Residential |  | Lithium Ion |  | Tesla | 13.5 | 5 | 13.5 | 5 | Behind the Meter | Customer Bill Savings (e.g., Demand Charge Management, TOU Arbitrage) | Peak Shaving/ Load Leveling | Reliability and Resiliency |  | 8774518 | Yes | AC-Coupled | Solar | 10 | 12.6
ESMASI-11853 |  | MA - SMART Program |  | ConnectedSolutions | 2022-04-05 | Residential |  | Lithium Ion |  | Tesla | 13.5 | 5 | 5 | 13.5 | Behind the Meter | Customer Bill Savings (e.g., Demand Charge Management, TOU Arbitrage) | Peak Shaving/ Load Leveling | Reliability and Resiliency |  | 8775100 | Yes | AC-Coupled | Solar | 12.4 | 7.6
ESMASI-11963 |  | MA - SMART Program |  | Utility Connected Solutions DR Program | 2022-04-07 | Residential |  | Lithium Ion |  | Tesla | 13.5 | 5 | 5 | 13.5 | Behind the Meter | Customer Bill Savings (e.g., Demand Charge Management, TOU Arbitrage) | Peak Shaving/ Load Leveling | Reliability and Resiliency |  | 8788593 | Yes | AC-Coupled | Solar | 8.5 | 7.6
ESMASI-12248 |  | MA - SMART Program |  | Utility Connected Solutions DR Program | 2022-04-16 | Residential |  | Lithium Ion |  | Tesla | 13.5 | 0 | 13.5 | 13.5 | Behind the Meter | Customer Bill Savings (e.g., Demand Charge Management, TOU Arbitrage) | Peak Shaving/ Load Leveling | Reliability and Resiliency |  | 8870770 | Yes | AC-Coupled | Solar | 9.6 | 7.6
ESMASI-11996 |  | MA - SMART Program |  | Utility Connected Solutions DR Program | 2022-04-08 | Residential |  | Lithium Ion |  | Tesla | 13.5 | 5 | 5 | 13.5 | Behind the Meter | Customer Bill Savings (e.g., Demand Charge Management, TOU Arbitrage) | Peak Shaving/ Load Leveling | Reliability and Resiliency |  | 8849232 | Yes | AC-Coupled | Solar | 13.2 | 11.4
ESMASI-11884 |  | MA - SMART Program |  | ConnectedSolutions | 2022-04-05 | Residential |  | Lithium Ion |  | Tesla | 13.5 | 5 | 5 | 13.5 | Behind the Meter | Customer Bill Savings (e.g., Demand Charge Management, TOU Arbitrage) | Peak Shaving/ Load Leveling | Reliability and Resiliency |  | 8774344 | Yes | AC-Coupled | Solar | 4.8 | 7.6
ESMASI-11898 |  | MA - SMART Program |  | ConnectedSolutions | 2022-04-06 | Residential |  | Lithium Ion |  | Tesla | 13.5 | 5 | 13.5 | 5 | Behind the Meter | Customer Bill Savings (e.g., Demand Charge Management, TOU Arbitrage) | Peak Shaving/ Load Leveling | Reliability and Resiliency |  | 8788116 | Yes | AC-Coupled | Solar | 7.6 | 12.6
ESMASI-11896 |  | MA - SMART Program |  | Utility Connected Solutions DR Program | 2022-04-06 | Residential |  | Lithium Ion |  | Tesla | 13.5 | 5 | 5 | 13.5 | Behind the Meter | Customer Bill Savings (e.g., Demand Charge Management, TOU Arbitrage) | Reliability and Resiliency |  |  | 8788283 | Yes | AC-Coupled | Solar | 5.2 | 7.6
ESMASI-11873 |  | MA - SMART Program |  | ConnectedSolutions | 2022-04-05 | Residential |  | Lithium Ion |  | Tesla | 13.5 | 5 | 5 | 13.5 | Behind the Meter | Customer Bill Savings (e.g., Demand Charge Management, TOU Arbitrage) | Peak Shaving/ Load Leveling | Reliability and Resiliency |  | 8774179 | Yes | AC-Coupled | Solar | 4.8 | 7.6
ESMASI-11960 |  | MA - SMART Program |  | Utility Connected Solutions DR Program | 2022-04-07 | Residential |  | Lithium Ion |  | Tesla | 13.5 | 5 | 13.5 | 5 | Behind the Meter | Customer Bill Savings (e.g., Demand Charge Management, TOU Arbitrage) | Peak Shaving/ Load Leveling | Reliability and Resiliency |  | 8788466 | Yes | AC-Coupled | Solar | 10.4 | 12.6
ESMASI-13140 |  | MA - SMART Program |  | Utility Connected Solutions DR Program | 2022-05-11 | Residential |  | Lithium Ion |  | Tesla | 13.5 | 0 | 13.5 | 5 | Behind the Meter | Customer Bill Savings (e.g., Demand Charge Management, TOU Arbitrage) | Peak Shaving/ Load Leveling | Reliability and Resiliency |  | 9103852 | Yes | AC-Coupled | Solar | 10 | 12.6
ESMASI-11883 |  | MA - SMART Program |  | ConnectedSolutions | 2022-04-05 | Residential |  | Lithium Ion |  | Tesla | 13.5 | 5 | 5 | 13.5 | Behind the Meter | Customer Bill Savings (e.g., Demand Charge Management, TOU Arbitrage) | Peak Shaving/ Load Leveling | Reliability and Resiliency |  | 8774319 | Yes | AC-Coupled | Solar | 9.6 | 7.6
ESMASI-11993 |  | MA - SMART Program |  | Connected Solutions DR Program | 2022-04-08 | Residential |  | Lithium Ion |  | Tesla | 27 | 10 | 13.5 | 5 | Behind the Meter | Customer Bill Savings (e.g., Demand Charge Management, TOU Arbitrage) | Peak Shaving/ Load Leveling | Reliability and Resiliency |  | 8858621 | Yes | AC-Coupled | Solar | 8.5 | 12.6
ESMASI-11999 |  | MA - SMART Program |  | Utility Connected Solutions DR Program | 2022-04-08 | Residential |  | Lithium Ion |  | Tesla | 13.5 | 5 | 5 | 13.5 | Behind the Meter | Customer Bill Savings (e.g., Demand Charge Management, TOU Arbitrage) | Peak Shaving/ Load Leveling | Reliability and Resiliency |  | 8849149 | Yes | AC-Coupled | Solar | 4.8 | 7.6
ESMASI-11885 |  | MA - SMART Program |  | Net Metering | 2022-04-05 | Residential |  | Lithium Ion |  | LG Chem | 9.8 | 5 | 5 | 9.8 | Behind the Meter |  |  |  | Backup | 8774443 | Yes | DC-Coupled | Solar | 5.325 | 3.8
ESMASI-13693 |  | MA - SMART Program |  | Utility Connected Solutions DR Program | 2022-05-25 | Residential |  | Lithium Ion |  | Tesla | 13.5 | 5 | 5 | 13.5 | Behind the Meter | Customer Bill Savings (e.g., Demand Charge Management, TOU Arbitrage) | Peak Shaving/ Load Leveling | Reliability and Resiliency |  | 9266536 | Yes | AC-Coupled | Solar | 8.5 | 7.6
ESMASI-11894 |  | MA - SMART Program |  | Utility Connected Solutions DR Program | 2022-04-06 | Residential |  | Lithium Ion |  | Tesla | 13.5 | 0 | 13.5 | 13.5 | Behind the Meter | Customer Bill Savings (e.g., Demand Charge Management, TOU Arbitrage) | Peak Shaving/ Load Leveling | Reliability and Resiliency |  | 8788492 | Yes | AC-Coupled | Solar | 9.6 | 7.6
ESMASI-13499 |  | MA - SMART Program |  | Utility Connected Solutions DR Program | 2022-05-20 | Residential |  | Lithium Ion |  | Tesla | 13.5 | 5 | 5 | 13.5 | Behind the Meter | Customer Bill Savings (e.g., Demand Charge Management, TOU Arbitrage) | Peak Shaving/ Load Leveling | Reliability and Resiliency |  | 9202284 | Yes | AC-Coupled | Solar | 9.6 | 7.6
ESMASI-11946 |  | MA - SMART Program |  | Utility Connected Solutions DR Program | 2022-04-07 | Residential |  | Lithium Ion |  | Tesla | 13.5 | 0 | 13.5 | 13.5 | Behind the Meter | Customer Bill Savings (e.g., Demand Charge Management, TOU Arbitrage) | Peak Shaving/ Load Leveling | Reliability and Resiliency |  | 8788041 | Yes | AC-Coupled | Solar | 10 | 7.6
ESMASI-13501 |  | MA - SMART Program |  | ConnectedSolutions | 2022-05-20 | Residential |  | Lithium Ion |  | Tesla | 13.5 | 5 | 5 | 13.5 | Behind the Meter | Customer Bill Savings (e.g., Demand Charge Management, TOU Arbitrage) | Peak Shaving/ Load Leveling | Reliability and Resiliency |  | 9202256 | Yes | AC-Coupled | Solar | 8.8 | 7.6
ESMASI-11920 |  | MA - SMART Program |  | Connected Solutions Demand Response | 2022-04-06 | Residential |  | Lithium Ion |  | Tesla | 13.5 | 0 | 13.5 | 13.5 | Behind the Meter | Customer Bill Savings (e.g., Demand Charge Management, TOU Arbitrage) | Peak Shaving/ Load Leveling | Reliability and Resiliency |  | 8976759 | Yes | AC-Coupled | Solar | 8.8 | 7.6
ESMASI-11959 |  | MA - SMART Program |  |  | 2022-04-07 | Residential |  | Lithium Ion |  | Other | 18 | 9 | 18 | 6.7 | Behind the Meter | Customer Bill Savings (e.g., Demand Charge Management, TOU Arbitrage) |  |  |  | 8787973 | Yes | DC-Coupled | Solar | 10.4 | 7.6
ESMASI-11964 |  | MA - SMART Program |  |  | 2022-04-07 | Residential |  | Lithium Ion |  | Enphase | 0 | 0 | 10.08 | 3.84 | Behind the Meter |  |  |  |  | 8788641 | Yes | AC-Coupled | Solar | 5.775 | 8.265
ESMASI-11969 |  | MA - SMART Program |  |  | 2022-04-07 | Residential |  | Lithium Ion |  | Tesla | 0 | 0 | 13.5 | 5 | Behind the Meter |  |  |  |  | 8788723 | Yes | AC-Coupled | Solar | 5.6 | 9.13
ESMASI-11970 |  | MA - SMART Program |  |  | 2022-04-07 | Residential |  | Lithium Ion |  | Tesla | 5 | 5 | 5 | 5 | Behind the Meter |  |  |  |  | 8788742 | Yes | AC-Coupled | Solar | 6.4 | 15
ESMASI-11975 |  | MA - SMART Program |  | ConnectedSolutions | 2022-04-07 | Residential |  | Lithium Ion |  | Tesla | 13.5 | 5 | 5 | 13.5 | Behind the Meter | Customer Bill Savings (e.g., Demand Charge Management, TOU Arbitrage) | Peak Shaving/ Load Leveling | Reliability and Resiliency |  | 8858276 | Yes | AC-Coupled | Solar | 9.6 | 7.6
ESMASI-12032 |  | MA - SMART Program |  | ConnectedSolutions | 2022-04-10 | Residential |  | Lithium Ion |  | Tesla | 13.5 | 5 | 5 | 13.5 | Behind the Meter | Customer Bill Savings (e.g., Demand Charge Management, TOU Arbitrage) | Peak Shaving/ Load Leveling | Reliability and Resiliency |  | 8859014 | Yes | AC-Coupled | Solar | 9.6 | 7.6
ESMASI-12051 |  | MA - SMART Program |  | Utility DR Program | 2022-04-11 | Residential |  | Lithium Ion |  | Tesla | 0 | 0 | 13.5 | 5 | Behind the Meter |  |  |  |  | 8858936 | Yes | AC-Coupled | Solar | 12.8 | 15
ESMASI-15069 |  | MA - SMART Program |  |  | 2022-07-05 | Residential |  | Lithium Ion |  | LG Chem | 11 | 16 | 7 | 7 | Behind the Meter | Customer Bill Savings (e.g., Demand Charge Management, TOU Arbitrage) |  |  |  | 9677777 | Yes | DC-Coupled | Solar | 11.745 | 7.6
ESMASI-12080 |  |  |  |  | 2022-04-12 | Residential |  | Lithium Ion |  | Enphase | 0 | 0 | 3.84 | 3.84 | Behind the Meter | Backup, Solar Self Consumption |  |  |  | 8847281 | Yes | AC-Coupled | Solar | 4.56 | 3.84
ESMASI-12601 |  | MA - SMART Program |  | connected solutions | 2022-04-27 | Residential |  | Lithium Ion |  | Other | 9.7 | 10 | 10 | 10 | Behind the Meter |  |  |  | Home BACKUP POWER AND DISCHARGING TO GRID | 8947141 | Yes | DC-Coupled | Solar | 12.8 | 10
ESMASI-12119 |  | MA - SMART Program |  |  | 2022-04-13 | Residential |  | Lithium Ion |  | Tesla | 0 | 0 | 5 | 5 | Behind the Meter | Backup, Solar Self Consumption |  |  |  | 8859593 | Yes | AC-Coupled | Solar | 10 | 12.375
ESMASI-12197 |  | MA - SMART Program |  | Connected Solutions | 2022-04-15 | Residential |  | Lithium Ion |  | sonnenBacterie | 11 | 4.8 | 10 | 4.8 | Behind the Meter | Reliability and Resiliency |  |  | Grid backup | 8846957 | Yes | AC-Coupled | Solar | 7.03 | 10.8
ESMASI-13414 |  | MA - SMART Program |  |  | 2022-05-18 | Residential |  | Lithium Ion |  | LG Chem | 9.6 | 5 | 5 | 9.6 | Behind the Meter | Reliability and Resiliency |  |  |  | 9203300 | Yes | DC-Coupled | Solar | 11.84 | 0
ESMASI-12336 |  |  |  |  | 2022-04-19 | Residential |  | Lithium Ion |  | sonnenBacterie | 11 | 4.8 | 10 | 4.8 | Behind the Meter |  |  |  |  | 8897394 | Yes | AC-Coupled | Solar | 5.6 | 9.924
ESMASI-12249 |  | MA - SMART Program |  | Utility Connected Solutions DR Program | 2022-04-16 | Residential |  | Lithium Ion |  | Tesla | 13.5 | 5 | 5 | 13.5 | Behind the Meter | Customer Bill Savings (e.g., Demand Charge Management, TOU Arbitrage) | Peak Shaving/ Load Leveling | Reliability and Resiliency |  | 8870780 | Yes | AC-Coupled | Solar | 14.4 | 11.4
ESMASI-12245 |  | MA - SMART Program |  | Utility Connected Solutions DR Program | 2022-04-16 | Residential |  | Lithium Ion |  | Tesla | 13.5 | 5 | 13.5 | 5 | Behind the Meter | Customer Bill Savings (e.g., Demand Charge Management, TOU Arbitrage) | Peak Shaving/ Load Leveling | Reliability and Resiliency |  | 8846624 | Yes | AC-Coupled | Solar | 9.6 | 12.6
ESMASI-12356 |  | MA - SMART Program |  |  | 2022-04-20 | Residential |  | Lithium Ion |  | Other | 3 | 3 | 9 | 6.7 | Behind the Meter |  |  |  |  | 9140623 | Yes | DC-Coupled | Solar | 10 | 7.6
ESMASI-12393 |  | MA - SMART Program |  | Utility DR Program | 2022-04-20 | Residential |  | Lithium Ion |  | Tesla | 0 | 0 | 13.5 | 5 | Behind the Meter |  |  |  |  | 8897999 | Yes | AC-Coupled | Solar | 14.4 | 15
ESMASI-12400 |  | MA - SMART Program |  | Net Metering | 2022-04-20 | Residential |  | Lithium Ion |  | Tesla | 0 | 0 | 13.2 | 5 | Behind the Meter |  |  |  | Backup Storage | 8921080 | Yes | AC-Coupled | Solar | 5.525 | 11
ESMASI-12728 |  | MA - Energy Efficiency/ DR Program |  |  | 2022-04-29 | Residential |  | Lithium Ion |  | Tesla | 0 | 0 | 13.5 | 5 | Behind the Meter | Backup, Solar Self Consumption | Reliability and Resiliency |  | Utility DR Program | 9045594 | Yes | AC-Coupled | Solar | 0 | 5
ESMASI-12496 |  | MA - SMART Program |  |  | 2022-04-24 | Residential |  | Lithium Ion |  | Tesla | 13.5 | 0 | 13.5 | 5 | Behind the Meter | Customer Bill Savings (e.g., Demand Charge Management, TOU Arbitrage) | Peak Shaving/ Load Leveling | Reliability and Resiliency |  | 8977394 | Yes | AC-Coupled | Solar | 9.6 | 12.6
ESMASI-12584 |  | MA - SMART Program |  | Utility DR Program | 2022-04-26 | Residential |  | Lithium Ion |  | Other | 9.7 | 5 | 5 | 9.7 | Behind the Meter | Customer Bill Savings (e.g., Demand Charge Management, TOU Arbitrage) | Peak Shaving/ Load Leveling | Reliability and Resiliency |  | 8946907 | Yes | DC-Coupled | Solar | 20 | 10
ESMASI-12491 |  | MA - SMART Program |  | Net Metering | 2022-04-22 | Residential |  | Lithium Ion |  | LG Chem | 9.8 | 5 | 5 | 9.8 | Behind the Meter |  |  |  | Backup Storage | 8929743 | Yes | DC-Coupled | Solar | 5.44 | 3.8
ESMASI-12586 |  | MA - SMART Program |  | Utility Connected Solutions DR Program | 2022-04-26 | Residential |  | Lithium Ion |  | Tesla | 13.5 | 5 | 5 | 13.5 | Behind the Meter | Customer Bill Savings (e.g., Demand Charge Management, TOU Arbitrage) | Peak Shaving/ Load Leveling | Reliability and Resiliency |  | 9074658 | Yes | AC-Coupled | Solar | 7.2 | 7.6
ESMASI-12554 |  | MA - SMART Program |  |  | 2022-04-26 | Residential |  | Lithium Ion |  | Other | 18 | 0 | 18 | 18 | Behind the Meter | Peak Shaving/ Load Leveling |  |  |  | 8947256 | Yes | AC-Coupled | Solar | 14.58 | 10
ESMASI-12550 |  | MA - SMART Program |  |  | 2022-04-26 | Residential |  | Lithium Ion |  | Tesla | 0 | 0 | 5 | 5 | Behind the Meter |  |  |  |  | 8947122 | Yes | AC-Coupled | Solar | 8.58 | 15
ESMASI-12527 |  |  |  |  | 2022-04-25 | Residential |  | Lithium Ion |  | Tesla | 0 | 0 | 13.5 | 5 | Behind the Meter |  |  |  |  | 8946561 | Yes | AC-Coupled | Solar | 6.4 | 10.586
ESMASI-12569 |  | MA - SMART Program |  |  | 2022-04-26 | Residential |  | Lithium Ion |  | Tesla | 13.5 | 7 | 13.5 | 5 | Behind the Meter |  |  |  |  | 8946571 | Yes | AC-Coupled | Solar | 6.365 | 10
ESMASI-12593 |  | MA - SMART Program |  | Net Metering | 2022-04-26 | Residential |  | Lithium Ion |  | LG Chem | 9.8 | 5 | 5 | 9.8 | Behind the Meter |  |  |  | Backup | 8947097 | Yes | DC-Coupled | Solar | 7.14 | 6
ESMASI-12664 |  | MA - SMART Program |  | Connected Solutions | 2022-04-28 | Residential |  | Lithium Ion |  | Other | 18 | 7.6 | 18 | 7.6 | Behind the Meter | Reliability and Resiliency |  |  | Grid Backup and Connected Solutions | 6607420 | Yes | DC-Coupled | Solar | 8.16 | 7.6
ESMASI-12756 |  | MA - SMART Program |  | Utility Connected Solutions DR Program | 2022-05-02 | Residential |  | Lithium Ion |  | Tesla | 13.5 | 5 | 5 | 13.5 | Behind the Meter | Customer Bill Savings (e.g., Demand Charge Management, TOU Arbitrage) | Peak Shaving/ Load Leveling | Reliability and Resiliency |  | 9046479 | Yes | AC-Coupled | Solar | 8 | 7.6
ESMASI-12760 |  |  |  | Connected solutions program | 2022-05-02 | Residential |  | Other | Lithium iron phosphate (LFP) | Enphase | 14 | 5.12 | 13.44 | 5.12 | Behind the Meter | Microgrid | Reliability and Resiliency |  |  | 9002293 | Yes | AC-Coupled | Solar | 9.6 | 12.32
ESMASI-12787 |  |  |  |  | 2022-05-03 | Residential |  | Lithium Ion |  | Enphase | 10.08 | 3.84 | 10.08 | 3.84 | Behind the Meter |  |  |  |  | 9047356 | Yes | AC-Coupled | Solar | 3.84 | 3.84
ESMASI-12805 |  |  |  |  | 2022-05-03 | Residential |  | Lithium Ion |  | Tesla | 0 | 0 | 5 | 5 | Behind the Meter | Backup, Solar Self Consumption |  |  |  | 9036832 | Yes | AC-Coupled | Solar | 8.4 | 11.3
ESMASI-12878 |  | MA - SMART Program |  | Utility Connected Solutions DR Program | 2022-05-04 | Residential |  | Lithium Ion |  | Tesla | 13.5 | 5 | 5 | 13.5 | Behind the Meter | Customer Bill Savings (e.g., Demand Charge Management, TOU Arbitrage) | Peak Shaving/ Load Leveling | Reliability and Resiliency |  | 9047174 | Yes | AC-Coupled | Solar | 16.4 | 11.4
ESMASI-12810 |  | MA - SMART Program |  |  | 2022-05-03 | Residential |  | Lithium Ion |  | Tesla | 14 | 5 | 5 | 5 | Behind the Meter | Reliability and Resiliency |  |  |  | 9046142 | Yes | AC-Coupled | Solar | 10.4 | 15
ESMASI-13043 |  |  |  |  | 2022-05-09 | Residential |  | Lithium Ion |  | Tesla | 13.5 | 13.5 | 5 | 5 | Behind the Meter | Reliability and Resiliency |  |  |  | 9102691 | Yes | AC-Coupled | Solar | 4.2 | 5
ESMASI-12880 |  | MA - SMART Program |  | Utility Connected Solutions DR Program | 2022-05-04 | Residential |  | Lithium Ion |  | Tesla | 13.5 | 5 | 5 | 13.5 | Behind the Meter | Customer Bill Savings (e.g., Demand Charge Management, TOU Arbitrage) | Peak Shaving/ Load Leveling | Reliability and Resiliency |  | 9047155 | Yes | AC-Coupled | Solar | 9.6 | 7.6
ESMASI-15651 |  | MA - SMART Program |  | Utility Connected Solutions DR Program | 2022-07-20 | Residential |  | Lithium Ion |  | Tesla | 13.5 | 5 | 5 | 13.5 | Behind the Meter | Customer Bill Savings (e.g., Demand Charge Management, TOU Arbitrage) | Peak Shaving/ Load Leveling | Reliability and Resiliency |  | 9935396 | Yes | AC-Coupled | Solar | 7.2 | 7.6
ESMASI-12906 |  |  |  |  | 2022-05-05 | Residential |  | Lithium Ion |  | Tesla | 0 | 0 | 5 | 5 | Behind the Meter | Backup, Solar Self Consumption |  |  |  | 9031347 | Yes | AC-Coupled | Solar | 5.2 | 8.9
ESMASI-13012 |  |  |  | Class 1 REC | 2022-05-09 | Residential |  | Lithium Ion |  | Other | 18 | 18 | 6.7 | 6.7 | Behind the Meter | Customer Bill Savings (e.g., Demand Charge Management, TOU Arbitrage) |  |  |  | 9079114 | Yes | DC-Coupled | Solar | 12 | 7.6
ESMASI-12961 |  | MA - SMART Program |  |  | 2022-05-06 | Residential |  | Lithium Ion |  | Other | 18 | 18 | 6.7 | 6.7 | Behind the Meter | Customer Bill Savings (e.g., Demand Charge Management, TOU Arbitrage) |  |  |  | 9043026 | Yes | DC-Coupled | Solar | 14.4 | 7.6
ESMASI-12984 |  | MA - Energy Efficiency/ DR Program |  |  | 2022-05-06 | Residential |  | Lithium Ion |  | Other | 9.7 | 5 | 9.7 | 5 | Behind the Meter | Customer Bill Savings (e.g., Demand Charge Management, TOU Arbitrage) | Reliability and Resiliency |  |  | 9059775 | Yes | DC-Coupled | Solar | 12 | 10
ESMASI-13017 |  | MA - SMART Program |  |  | 2022-05-09 | Residential |  | Lithium Ion |  | Other | 19.44 | 19.44 | 10 | 10 | Behind the Meter | Customer Bill Savings (e.g., Demand Charge Management, TOU Arbitrage) | Backup, Solar Self Consumption |  |  | 9058371 | Yes | DC-Coupled | Solar | 15.12 | 10
ESMASI-14856 |  | MA - SMART Program |  | Utility Connected Solutions DR Program | 2022-06-28 | Residential |  | Lithium Ion |  | Tesla | 13.5 | 0 | 13.5 | 5 | Behind the Meter | Customer Bill Savings (e.g., Demand Charge Management, TOU Arbitrage) | Peak Shaving/ Load Leveling | Reliability and Resiliency |  | 9648373 | Yes | AC-Coupled | Solar | 9.6 | 12.6
ESMASI-13056 |  | MA - SMART Program |  | Utility Connected Solutions DR Program | 2022-05-09 | Residential |  | Lithium Ion |  | Tesla | 13.5 | 0 | 13.5 | 5 | Behind the Meter | Customer Bill Savings (e.g., Demand Charge Management, TOU Arbitrage) | Peak Shaving/ Load Leveling | Reliability and Resiliency |  | 9102206 | Yes | AC-Coupled | Solar | 9.6 | 12.6
ESMASI-13057 |  |  |  | Utility Connected Solutions DR Program | 2022-05-09 | Residential |  | Lithium Ion |  | Tesla | 0 | 0 | 13.5 | 5 | Behind the Meter | Customer Bill Savings (e.g., Demand Charge Management, TOU Arbitrage) | Peak Shaving/ Load Leveling | Reliability and Resiliency |  | 5045956 | Yes | AC-Coupled | Solar | 0 | 5
ESMASI-13059 |  |  |  |  | 2022-05-09 | Residential |  | Lithium Ion |  | Enphase | 0 | 0 | 10.1 | 3.84 | Behind the Meter |  |  |  |  | 9102284 | Yes | AC-Coupled | Solar | 9.315 | 12.258
ESMASI-13225 |  | MA - SMART Program |  |  | 2022-05-13 | Residential |  | Lithium Ion |  | Tesla | 13.5 | 13.5 | 5 | 5 | Behind the Meter | Reliability and Resiliency |  |  | connected solutions | 9128918 | Yes | AC-Coupled | Solar | 8.88 | 12.08
ESMASI-13090 |  | MA - Energy Efficiency/ DR Program |  |  | 2022-05-10 | Residential |  | Lithium Ion |  | Other | 9.7 | 5 | 9.7 | 5 | Behind the Meter | Customer Bill Savings (e.g., Demand Charge Management, TOU Arbitrage) | Reliability and Resiliency |  |  | 9063870 | Yes | DC-Coupled | Solar | 10.4 | 7.6
ESMASI-13116 |  | MA - SMART Program |  | Utility DR Program | 2022-05-11 | Residential |  | Lithium Ion |  | Tesla | 0 | 0 | 13.5 | 5 | Behind the Meter | Customer Bill Savings (e.g., Demand Charge Management, TOU Arbitrage) | Peak Shaving/ Load Leveling | Reliability and Resiliency |  | 9103243 | Yes | AC-Coupled | Solar | 4.8 | 12.6
ESMASI-13142 |  | MA - SMART Program |  |  | 2022-05-11 | Residential |  | Lithium Ion |  | Other | 19.4 | 19.4 | 10 | 10 | Behind the Meter | Customer Bill Savings (e.g., Demand Charge Management, TOU Arbitrage) |  |  |  | 9119778 | Yes | DC-Coupled | Solar | 16.92 | 10
ESMASI-13145 |  | MA - SMART Program |  |  | 2022-05-11 | Residential |  | Lithium Ion |  | Other | 19.4 | 19.4 | 10 | 10 | Behind the Meter |  |  |  |  | 9101841 | Yes | DC-Coupled | Solar | 10.08 | 10
ESMASI-13156 |  | MA - SMART Program |  | Utility Connected Solutions DR Program | 2022-05-11 | Residential |  | Lithium Ion |  | Tesla | 13.5 | 0 | 13.5 | 5 | Behind the Meter | Customer Bill Savings (e.g., Demand Charge Management, TOU Arbitrage) | Peak Shaving/ Load Leveling | Reliability and Resiliency |  | 9102780 | Yes | AC-Coupled | Solar | 10 | 12.6
ESMASI-13286 |  | MA - SMART Program |  | Utility Connected Solutions DR Program | 2022-05-16 | Residential |  | Lithium Ion |  | Tesla | 13.5 | 0 | 13.5 | 5 | Behind the Meter | Customer Bill Savings (e.g., Demand Charge Management, TOU Arbitrage) | Peak Shaving/ Load Leveling | Reliability and Resiliency |  | 9129857 | Yes | AC-Coupled | Solar | 11.2 | 12.6
ESMASI-13243 |  | MA - SMART Program |  |  | 2022-05-13 | Residential |  | Lithium Ion |  | Other | 19.4 | 19.4 | 10 | 10 | Behind the Meter | Customer Bill Savings (e.g., Demand Charge Management, TOU Arbitrage) | Backup, Solar Self Consumption |  |  | 9137364 | Yes | DC-Coupled | Solar | 13.68 | 10
ESMASI-13241 |  | MA - SMART Program |  | Utility Connected Solutions DR Program | 2022-05-13 | Residential |  | Lithium Ion |  | Tesla | 13.5 | 5 | 5 | 13.5 | Behind the Meter | Customer Bill Savings (e.g., Demand Charge Management, TOU Arbitrage) | Peak Shaving/ Load Leveling | Reliability and Resiliency |  | 9129579 | Yes | AC-Coupled | Solar | 9.6 | 7.6
ESMASI-13244 |  | MA - SMART Program |  |  | 2022-05-13 | Residential |  | Lithium Ion |  | Other | 19.4 | 19.4 | 10 | 10 | Behind the Meter | Customer Bill Savings (e.g., Demand Charge Management, TOU Arbitrage) | Backup, Solar Self Consumption |  |  | 9098298 | Yes | DC-Coupled | Solar | 19.8 | 10
ESMASI-13287 |  | MA - SMART Program |  |  | 2022-05-16 | Residential |  | Lithium Ion |  | Tesla | 13.5 | 7 | 13.5 | 5 | Behind the Meter |  |  |  |  | 9129874 | Yes | AC-Coupled | Solar | 9.715 | 12.6
ESMASI-13432 |  | MA - SMART Program |  |  | 2022-05-18 | Residential |  | Lithium Ion |  | Other | 10 | 10 | 6 | 6 | Behind the Meter |  |  |  | Home BACKUP POWER AND DISCHARGING TO GRID | 9202266 | Yes | DC-Coupled | Solar | 7.2 | 6
ESMASI-14602 |  | MA - SMART Program |  |  | 2022-06-21 | Residential |  | Lithium Ion |  | Other | 18 | 18 | 6.7 | 6.7 | Behind the Meter | Customer Bill Savings (e.g., Demand Charge Management, TOU Arbitrage) | Backup, Solar Self Consumption |  |  | 9487065 | Yes | DC-Coupled | Solar | 7.92 | 7.6
ESMASI-13380 |  | MA - SMART Program |  | Utility Connected Solutions DR Program | 2022-05-18 | Residential |  | Lithium Ion |  | Tesla | 13.5 | 5 | 5 | 13.5 | Behind the Meter | Customer Bill Savings (e.g., Demand Charge Management, TOU Arbitrage) | Peak Shaving/ Load Leveling | Reliability and Resiliency |  | 9187420 | Yes | AC-Coupled | Solar | 12 | 7.6
ESMASI-13406 |  | MA - SMART Program |  |  | 2022-05-18 | Residential |  | Lithium Ion |  | Other | 18 | 18 | 6.7 | 6.7 | Behind the Meter | Customer Bill Savings (e.g., Demand Charge Management, TOU Arbitrage) |  |  |  | 9154053 | Yes | DC-Coupled | Solar | 14.4 | 7.6
ESMASI-13394 |  | MA - DOER/ MassCEC Funded Projects | MA - SMART Program |  | 2022-05-18 | Residential |  | Lithium Ion |  | Tesla | 0 | 0 | 13.5 | 5 | Behind the Meter | Backup, Solar Self Consumption | Reliability and Resiliency |  | Utility DR Program | 9188510 | Yes | AC-Coupled | Solar | 7.2 | 10.4
ESMASI-13574 |  | MA - SMART Program |  | Utility Connected Solutions DR Program | 2022-05-23 | Residential |  | Lithium Ion |  | Tesla | 13.5 | 5 | 5 | 13.5 | Behind the Meter | Customer Bill Savings (e.g., Demand Charge Management, TOU Arbitrage) | Peak Shaving/ Load Leveling | Reliability and Resiliency |  | 9226653 | Yes | AC-Coupled | Solar | 9.2 | 7.6
ESMASI-13421 |  | MA - SMART Program |  |  | 2022-05-18 | Residential |  | Lithium Ion |  | Other | 19.4 | 19.4 | 10 | 10 | Behind the Meter | Customer Bill Savings (e.g., Demand Charge Management, TOU Arbitrage) | Backup, Solar Self Consumption |  |  | 9199442 | Yes | DC-Coupled | Solar | 11.88 | 10
ESMASI-13424 |  | MA - SMART Program |  | Utility Connected Solutions DR Program | 2022-05-18 | Residential |  | Lithium Ion |  | Tesla | 13.5 | 5 | 5 | 13.5 | Behind the Meter | Customer Bill Savings (e.g., Demand Charge Management, TOU Arbitrage) | Peak Shaving/ Load Leveling | Reliability and Resiliency |  | 9202862 | Yes | AC-Coupled | Solar | 9.6 | 7.6
ESMASI-13439 |  | MA - SMART Program |  | Utility Connected Solutions DR Program | 2022-05-19 | Residential |  | Lithium Ion |  | Tesla | 13.5 | 5 | 5 | 13.5 | Behind the Meter | Customer Bill Savings (e.g., Demand Charge Management, TOU Arbitrage) | Reliability and Resiliency |  |  | 9202193 | Yes | AC-Coupled | Solar | 14.4 | 11.4
ESMASI-13445 |  | MA - SMART Program |  | Utility Connected Solutions DR Program | 2022-05-19 | Residential |  | Lithium Ion |  | Tesla | 13.5 | 5 | 5 | 13.5 | Behind the Meter | Customer Bill Savings (e.g., Demand Charge Management, TOU Arbitrage) | Peak Shaving/ Load Leveling | Reliability and Resiliency |  | 7889111 | Yes | AC-Coupled | Solar | 12.8 | 11.4
ESMASI-13446 |  | MA - SMART Program |  |  | 2022-05-19 | Residential |  | Lithium Ion |  | Tesla | 13.5 | 7 | 13.5 | 5 | Behind the Meter |  |  |  |  | 9202892 | Yes | AC-Coupled | Solar | 8.75 | 10
ESMASI-13490 |  | MA - SMART Program |  |  | 2022-05-20 | Residential |  | Lithium Ion |  | Other | 19.4 | 19.4 | 10 | 10 | Behind the Meter | Customer Bill Savings (e.g., Demand Charge Management, TOU Arbitrage) | Backup, Solar Self Consumption |  |  | 9170468 | Yes | DC-Coupled | Solar | 12.96 | 10
ESMASI-13512 |  | MA - SMART Program |  |  | 2022-05-20 | Residential |  | Lithium Ion |  | Other | 19.4 | 19.4 | 10 | 10 | Behind the Meter | Customer Bill Savings (e.g., Demand Charge Management, TOU Arbitrage) | Backup, Solar Self Consumption |  |  | 9223438 | Yes | DC-Coupled | Solar | 14.58 | 10
ESMASI-14237 |  |  |  |  | 2022-06-10 | Residential |  | Lithium Ion |  | Enphase | 13.44 | 5.12 | 13.36 | 5.12 | Behind the Meter |  |  |  |  | 9407936 | Yes | AC-Coupled | Solar | 4.92 | 9.512
ESMASI-20978 |  | MA - SMART Program |  |  | 2022-11-18 | Residential |  | Lithium Ion |  | Enphase | 0 | 0 | 13.44 | 5.12 | Behind the Meter | Customer Bill Savings (e.g., Demand Charge Management, TOU Arbitrage) | Backup, Solar Self Consumption | Peak Shaving/ Load Leveling |  | 11268224 | Yes | AC-Coupled | Solar | 10 | 5.12
ESMASI-13568 |  |  |  |  | 2022-05-23 | Residential |  | Lithium Ion |  | Tesla | 0 | 0 | 5 | 5 | Behind the Meter | Backup, Solar Self Consumption |  |  |  | 9217274 | Yes | AC-Coupled | Solar | 8 | 11
ESMASI-13613 |  | MA - SMART Program |  |  | 2022-05-24 | Residential |  | Lithium Ion |  | Tesla | 0 | 0 | 5 | 5 | Behind the Meter |  |  |  |  | 9266083 | Yes | AC-Coupled | Solar | 8 | 12.6
ESMASI-13690 |  | MA - SMART Program |  | Utility Connected Solutions DR Program | 2022-05-25 | Residential |  | Lithium Ion |  | Tesla | 13.5 | 5 | 5 | 13.5 | Behind the Meter | Customer Bill Savings (e.g., Demand Charge Management, TOU Arbitrage) | Peak Shaving/ Load Leveling | Reliability and Resiliency |  | 9266573 | Yes | AC-Coupled | Solar | 9.6 | 7.6
ESMASI-13679 |  | MA - SMART Program |  | Utility Connected Solutions DR Program | 2022-05-25 | Residential |  | Lithium Ion |  | Tesla | 27 | 10 | 10 | 27 | Behind the Meter | Customer Bill Savings (e.g., Demand Charge Management, TOU Arbitrage) | Peak Shaving/ Load Leveling | Reliability and Resiliency |  | 9266742 | Yes | AC-Coupled | Solar | 12.75 | 7.6
ESMASI-13687 |  | MA - SMART Program |  | Utility Connected Solutions DR Program | 2022-05-25 | Residential |  | Lithium Ion |  | Tesla | 13.5 | 5 | 5 | 13.5 | Behind the Meter | Customer Bill Savings (e.g., Demand Charge Management, TOU Arbitrage) | Peak Shaving/ Load Leveling | Reliability and Resiliency |  | 9266650 | Yes | AC-Coupled | Solar | 14.4 | 11.4
ESMASI-15702 |  | MA - SMART Program |  | Utility Connected Solutions DR Program | 2022-07-21 | Residential |  | Lithium Ion |  | Tesla | 13.5 | 5 | 5 | 13.5 | Behind the Meter | Customer Bill Savings (e.g., Demand Charge Management, TOU Arbitrage) | Peak Shaving/ Load Leveling | Reliability and Resiliency |  | 7046425 | Yes | AC-Coupled | Solar | 5.04 | 7.6
ESMASI-13751 |  | MA - SMART Program |  | Utility DR Program | 2022-05-27 | Residential |  | Lithium Ion |  | Tesla | 0 | 0 | 13.5 | 5 | Behind the Meter |  |  |  |  | 9329223 | Yes | AC-Coupled | Solar | 11.2 | 15
ESMASI-14211 |  | MA - SMART Program |  | Utility Connected Solutions DR Program | 2022-06-09 | Residential |  | Lithium Ion |  | Tesla | 13.5 | 5 | 5 | 13.5 | Behind the Meter | Customer Bill Savings (e.g., Demand Charge Management, TOU Arbitrage) | Peak Shaving/ Load Leveling | Reliability and Resiliency |  | 9403290 | Yes | AC-Coupled | Solar | 4.8 | 7.6
ESMASI-13773 |  | MA - Energy Efficiency/ DR Program |  |  | 2022-05-27 | Residential |  | Lithium Ion |  | Other | 9.7 | 5 | 9.7 | 5 | Behind the Meter | Customer Bill Savings (e.g., Demand Charge Management, TOU Arbitrage) | Reliability and Resiliency |  |  | 9325024 | Yes | DC-Coupled | Solar | 9.2 | 7.6
ESMASI-13831 |  | MA - SMART Program |  | Connected Solutions | 2022-05-31 | Residential |  | Lithium Ion |  | Tesla | 0 | 0 | 13.5 | 2.3 | Behind the Meter | Reliability and Resiliency |  |  |  | 9329097 | Yes | AC-Coupled | Solar | 8.8 | 8.9
ESMASI-14453 |  | MA - SMART Program |  | Net Metering. | 2022-06-16 | Residential |  | Lithium Ion |  | Tesla | 13.5 | 13.5 | 5 | 5 | Behind the Meter |  |  |  | Backup | 9511037 | Yes | AC-Coupled | Solar | 7.82 | 11
ESMASI-13882 |  | MA - Energy Efficiency/ DR Program |  |  | 2022-06-01 | Residential |  | Lithium Ion |  | Other | 9.7 | 5 | 9.7 | 5 | Behind the Meter | Customer Bill Savings (e.g., Demand Charge Management, TOU Arbitrage) | Reliability and Resiliency |  |  | 9272943 | Yes | DC-Coupled | Solar | 5.6 | 3.8
ESMASI-13905 |  |  |  |  | 2022-06-02 | Residential |  | Lithium Ion |  | Enphase | 0 | 0 | 10.5 | 3.84 | Behind the Meter |  |  |  |  | 9329009 | Yes | AC-Coupled | Solar | 11.2 | 12.24
ESMASI-13923 |  | MA - SMART Program |  | Net Metering | 2022-06-02 | Residential |  | Lithium Ion |  | LG Chem | 9.6 | 5 | 5 | 9.6 | Behind the Meter |  |  |  | Backup | 5319467 | Yes | DC-Coupled | Solar | 4.725 | 4
ESMASI-13933 |  | MA - SMART Program |  |  | 2022-06-02 | Residential |  | Lithium Ion |  | LG Chem | 9.8 | 5 | 5 | 9.8 | Behind the Meter |  |  |  | Net Metering | 9356538 | Yes | DC-Coupled | Solar | 11.22 | 7.6
ESMASI-14067 |  | MA - SMART Program |  |  | 2022-06-07 | Residential |  | Lithium Ion |  | Enphase | 0 | 0 | 7.68 | 7.68 | Behind the Meter | Microgrid |  |  |  | 9404324 | Yes | AC-Coupled | Solar | 0 | 7.68
ESMASI-14206 |  | MA - SMART Program |  |  | 2022-06-09 | Residential |  | Lithium Ion |  | Tesla | 5.6 | 5.6 | 5 | 5 | Behind the Meter |  |  |  | back up only | 9416755 | Yes | AC-Coupled | Solar | 5.6 | 10
ESMASI-13964 |  | MA - Energy Efficiency/ DR Program |  |  | 2022-06-03 | Residential |  | Lithium Ion |  | Other | 9.7 | 5 | 9.7 | 5 | Behind the Meter | Customer Bill Savings (e.g., Demand Charge Management, TOU Arbitrage) | Reliability and Resiliency |  |  | 9351540 | Yes | DC-Coupled | Solar | 6.4 | 6
ESMASI-15019 |  | MA - SMART Program |  |  | 2022-07-01 | Residential |  | Lithium Ion |  | Enphase | 7.2 | 7.2 | 6 | 6 | Behind the Meter |  |  |  |  | 9648102 | Yes | AC-Coupled | Solar | 7.2 | 12
ESMASI-13977 |  | MA - SMART Program |  | Net Metering | 2022-06-03 | Residential |  | Lithium Ion |  | Tesla | 0 | 0 | 13.5 | 5 | Behind the Meter |  |  |  | Backup | 9356947 | Yes | AC-Coupled | Solar | 7.705 | 11
ESMASI-14169 |  | MA - SMART Program |  | Utility Connected Solutions DR Program | 2022-06-09 | Residential |  | Lithium Ion |  | Tesla | 13.5 | 5 | 5 | 13.5 | Behind the Meter | Customer Bill Savings (e.g., Demand Charge Management, TOU Arbitrage) | Peak Shaving/ Load Leveling | Reliability and Resiliency |  | 9403213 | Yes | AC-Coupled | Solar | 9.6 | 7.6
ESMASI-14011 |  |  |  | connected solutions program | 2022-06-06 | Residential |  | Other | Lithium iron phosphate (LFP) | Enphase | 10.5 | 3.84 | 10.08 | 3.84 | Behind the Meter | Microgrid | Reliability and Resiliency |  | connected solutions program | 9398296 | Yes | AC-Coupled | Solar | 13.37 | 13.74
ESMASI-14209 |  | MA - SMART Program |  | Utility Connected Solutions DR Program | 2022-06-09 | Residential |  | Lithium Ion |  | Tesla | 13.5 | 5 | 5 | 13.5 | Behind the Meter | Customer Bill Savings (e.g., Demand Charge Management, TOU Arbitrage) | Peak Shaving/ Load Leveling | Reliability and Resiliency |  | 9403355 | Yes | AC-Coupled | Solar | 7.2 | 7.6
ESMASI-14634 |  | MA - SMART Program |  | Utility Connected Solutions DR Program | 2022-06-22 | Residential |  | Lithium Ion |  | Tesla | 13.5 | 5 | 5 | 13.5 | Behind the Meter | Customer Bill Savings (e.g., Demand Charge Management, TOU Arbitrage) | Peak Shaving/ Load Leveling | Reliability and Resiliency |  | 9557662 | Yes | AC-Coupled | Solar | 9.6 | 7.6
ESMASI-15007 |  | MA - SMART Program |  | Utility Connected Solutions DR Program | 2022-07-01 | Residential |  | Lithium Ion |  | Tesla | 13.5 | 5 | 5 | 13.5 | Behind the Meter | Customer Bill Savings (e.g., Demand Charge Management, TOU Arbitrage) | Peak Shaving/ Load Leveling | Reliability and Resiliency |  | 9647483 | Yes | AC-Coupled | Solar | 9.6 | 7.6
ESMASI-14082 |  |  |  |  | 2022-06-07 | Residential |  | Lithium Ion |  | Other | 0 | 0 | 10.08 | 3.84 | Behind the Meter |  |  |  |  | 9403725 | Yes | AC-Coupled | Solar | 4.46 | 6.59
ESMASI-14131 |  | MA - SMART Program |  |  | 2022-06-08 | Residential |  | Lithium Ion |  | Other | 10 | 10 | 10 | 10 | Behind the Meter | Customer Bill Savings (e.g., Demand Charge Management, TOU Arbitrage) |  |  |  | 9403852 | Yes | DC-Coupled | Solar | 15.2 | 7.6
ESMASI-14168 |  |  |  |  | 2022-06-09 | Residential |  | Lithium Ion |  | Other | 7.5 | 7.5 | 7.5 | 7.5 | Behind the Meter |  |  |  |  | 9403133 | Yes | DC-Coupled | Solar | 5.87 | 8
ESMASI-14136 |  | MA - Energy Efficiency/ DR Program |  |  | 2022-06-08 | Residential |  | Lithium Ion |  | Tesla | 0 | 0 | 5 | 5 | Behind the Meter | Backup, Solar Self Consumption |  |  |  | 9415886 | Yes | AC-Coupled | Solar | 10.27 | 12.8
ESMASI-15824 |  |  |  |  | 2022-07-26 | Residential |  | Lithium Ion |  | LG Chem | 16 | 7 | 16 | 7.6 | Behind the Meter |  |  |  |  | 9932336 | Yes | DC-Coupled | Solar | 7.4 | 7.6
ESMASI-14163 |  | MA - Energy Efficiency/ DR Program |  |  | 2022-06-09 | Residential |  | Lithium Ion |  | Tesla | 0 | 0 | 5 | 5 | Behind the Meter | Backup, Solar Self Consumption |  |  |  | 9546104 | Yes | AC-Coupled | Solar | 8 | 11
ESMASI-14573 |  | MA - SMART Program |  |  | 2022-06-20 | Residential |  | Lithium Ion |  | Other | 6.7 | 6.7 | 6.7 | 6.7 | Behind the Meter | Backup, Solar Self Consumption |  |  |  | 9742663 | Yes | DC-Coupled | Solar | 15.6 | 7.6
ESMASI-14188 |  | MA - SMART Program |  |  | 2022-06-09 | Residential |  | Lithium Ion |  | Other | 18 | 0 | 18 | 18 | Behind the Meter | Customer Bill Savings (e.g., Demand Charge Management, TOU Arbitrage) |  |  |  | 9403980 | Yes | DC-Coupled | Solar | 11.34 | 7.6
ESMASI-14318 |  | MA - Energy Efficiency/ DR Program |  |  | 2022-06-14 | Residential |  | Lithium Ion |  | Tesla | 0 | 0 | 5 | 5 | Behind the Meter | Backup, Solar Self Consumption |  |  |  | 9689037 | Yes | AC-Coupled | Solar | 4.86 | 8.6
ESMASI-14881 |  |  |  | Utility Connected Solutions DR Program | 2022-06-28 | Residential |  | Lithium Ion |  | Tesla | 13.5 | 0 | 13.5 | 5 | Behind the Meter | Customer Bill Savings (e.g., Demand Charge Management, TOU Arbitrage) | Peak Shaving/ Load Leveling | Reliability and Resiliency |  | 9606103 | Yes | AC-Coupled | Solar | 10.2 | 12.6
ESMASI-14358 |  | MA - SMART Program |  |  | 2022-06-14 | Residential |  | Lithium Ion |  | Tesla | 0 | 0 | 0 | 0 | Behind the Meter | Reliability and Resiliency |  |  | Backup power only - Zero Export | 9471381 | Yes | AC-Coupled | Solar | 7.6 | 6.954
ESMASI-14483 |  | MA - SMART Program |  |  | 2022-06-16 | Residential |  | Lithium Ion |  | Enphase | 10.08 | 0 | 10.08 | 3.84 | Behind the Meter | Customer Bill Savings (e.g., Demand Charge Management, TOU Arbitrage) |  |  |  | 9557489 | Yes | AC-Coupled | Solar | 6.4 | 8.64
ESMASI-14729 |  | MA - SMART Program |  |  | 2022-06-24 | Residential |  | Lithium Ion |  | Other | 9 | 0.29 | 0.29 | 0.3 | Behind the Meter | Customer Bill Savings (e.g., Demand Charge Management, TOU Arbitrage) | Peak Shaving/ Load Leveling | Reliability and Resiliency |  | 9605775 | Yes | AC-Coupled | Solar | 5.92 | 7.9
ESMASI-14405 |  | MA - SMART Program |  | Net Metering | 2022-06-15 | Residential |  | Lithium Ion |  | LG Chem | 9.8 | 5 | 5 | 9.8 | Behind the Meter |  |  |  | Backup | 9439598 | Yes | DC-Coupled | Solar | 5.04 | 3.8
ESMASI-14409 |  | MA - Energy Efficiency/ DR Program |  |  | 2022-06-15 | Residential |  | Lithium Ion |  | Tesla | 0 | 0 | 5 | 5 | Behind the Meter | Backup, Solar Self Consumption |  |  |  | 9439521 | Yes | AC-Coupled | Solar | 4.74 | 8.6
ESMASI-14417 |  | MA - SMART Program |  | Connected Solutions | 2022-06-15 | Residential |  | Lithium Ion |  | Tesla | 0 | 0 | 13.5 | 5.8 | Behind the Meter | Reliability and Resiliency |  |  |  | 9511432 | Yes | AC-Coupled | Solar | 6 | 11.29
ESMASI-14508 |  | MA - SMART Program |  | Utility Connected Solutions DR Program | 2022-06-17 | Residential |  | Lithium Ion |  | Tesla | 13.5 | 5 | 5 | 13.5 | Behind the Meter | Customer Bill Savings (e.g., Demand Charge Management, TOU Arbitrage) | Peak Shaving/ Load Leveling | Reliability and Resiliency |  | 9604686 | Yes | AC-Coupled | Solar | 7.2 | 7.6
ESMASI-17012 |  | MA - SMART Program |  | Utility Connected Solutions DR Program | 2022-08-24 | Residential |  | Lithium Ion |  | Tesla | 13.5 | 5 | 5 | 13.5 | Behind the Meter | Customer Bill Savings (e.g., Demand Charge Management, TOU Arbitrage) | Peak Shaving/ Load Leveling | Reliability and Resiliency |  | 10328594 | Yes | AC-Coupled | Solar | 9.6 | 7.6
ESMASI-15062 |  | MA - SMART Program |  | Connected Solutions Demand Response | 2022-07-05 | Residential |  | Lithium Ion |  | Tesla | 13.5 | 5 | 5 | 13.5 | Behind the Meter | Customer Bill Savings (e.g., Demand Charge Management, TOU Arbitrage) | Peak Shaving/ Load Leveling | Reliability and Resiliency |  | 9202992 | Yes | AC-Coupled | Solar | 7.2 | 7.6
ESMASI-14521 |  | MA - SMART Program |  |  | 2022-06-17 | Residential |  | Lithium Ion |  | Tesla | 14 | 5 | 5 | 5 | Behind the Meter | Reliability and Resiliency |  |  |  | 9557791 | Yes | AC-Coupled | Solar | 12.8 | 15
ESMASI-14545 |  | MA - SMART Program |  |  | 2022-06-20 | Residential |  | Lithium Ion |  | Enphase | 0 | 0 | 3.84 | 3.84 | Behind the Meter | Backup, Solar Self Consumption |  |  |  | 9557584 | Yes | AC-Coupled | Solar | 13.6 | 14.04
ESMASI-14558 |  |  |  |  | 2022-06-20 | Residential |  | Lithium Ion |  | Tesla | 14 | 5 | 5 | 5 | Behind the Meter | Reliability and Resiliency |  |  |  | 9557438 | Yes | AC-Coupled | Solar | 4.4 | 8.8
ESMASI-14590 |  | MA - SMART Program |  |  | 2022-06-21 | Residential |  | Lithium Ion |  | Tesla | 0 | 0 | 0 | 0 | Behind the Meter |  |  |  |  | 9556984 | Yes | AC-Coupled | Solar | 3.2 | 7.6
ESMASI-14577 |  | MA - SMART Program |  |  | 2022-06-20 | Residential |  | Lithium Ion |  | Enphase | 0 | 0 | 13 | 5.04 | Behind the Meter | Reliability and Resiliency |  |  |  | 9557112 | Yes | AC-Coupled | Solar | 11.2 | 13.44
ESMASI-15182 |  | MA - SMART Program |  | Utility Connected Solutions DR Program | 2022-07-07 | Residential |  | Lithium Ion |  | Tesla | 13.5 | 5 | 5 | 13.5 | Behind the Meter | Customer Bill Savings (e.g., Demand Charge Management, TOU Arbitrage) | Peak Shaving/ Load Leveling | Reliability and Resiliency |  | 9713417 | Yes | AC-Coupled | Solar | 7.2 | 7.6
ESMASI-15197 |  | MA - SMART Program |  | Utility Connected Solutions DR Program | 2022-07-08 | Residential |  | Lithium Ion |  | sonnenBacterie | 13.5 | 5 | 5 | 13.5 | Behind the Meter | Customer Bill Savings (e.g., Demand Charge Management, TOU Arbitrage) | Peak Shaving/ Load Leveling | Reliability and Resiliency |  | 9843700 | Yes | AC-Coupled | Solar | 12.8 | 7.6
ESMASI-16344 |  | MA - SMART Program |  |  | 2022-08-08 | Residential |  | Lithium Ion |  | Other | 9.7 | 9.7 | 9.7 | 9.7 | Behind the Meter |  |  |  |  | 10104502 | Yes | DC-Coupled | Solar | 18.4 | 10
ESMASI-17825 |  | MA - SMART Program |  | Utility Connected Solutions DR Program | 2022-09-13 | Residential |  | Lithium Ion |  | Tesla | 13.5 | 5 | 5 | 13.5 | Behind the Meter | Customer Bill Savings (e.g., Demand Charge Management, TOU Arbitrage) | Peak Shaving/ Load Leveling | Reliability and Resiliency |  | 10518022 | Yes | AC-Coupled | Solar | 5.6 | 7.6
ESMASI-14742 |  | MA - SMART Program |  |  | 2022-06-24 | Residential |  | Lithium Ion |  | Other | 18 | 18 | 6.7 | 6.7 | Behind the Meter | Customer Bill Savings (e.g., Demand Charge Management, TOU Arbitrage) | Backup, Solar Self Consumption |  |  | 9544356 | Yes | DC-Coupled | Solar | 7.92 | 7.6
ESMASI-14794 |  |  |  |  | 2022-06-27 | Residential |  | Lithium Ion |  | Enphase | 0 | 0 | 10.1 | 3.84 | Behind the Meter |  |  |  |  | 9648417 | Yes | AC-Coupled | Solar | 7.2 | 10.44
ESMASI-14813 |  | MA - Energy Efficiency/ DR Program |  |  | 2022-06-27 | Residential |  | Lithium Ion |  | Tesla | 0 | 0 | 5 | 5 | Behind the Meter | Backup, Solar Self Consumption |  |  |  | 9629973 | Yes | AC-Coupled | Solar | 8 | 11
ESMASI-14827 |  | MA - SMART Program |  |  | 2022-06-27 | Residential |  | Lithium Ion |  | Other | 19.4 | 19.4 | 10 | 10 | Behind the Meter | Customer Bill Savings (e.g., Demand Charge Management, TOU Arbitrage) | Backup, Solar Self Consumption |  |  | 9729620 | Yes | DC-Coupled | Solar | 12.6 | 10
ESMASI-14931 |  | MA - SMART Program |  | Connected Solutions | 2022-06-29 | Residential |  | Lithium Ion |  | Other | 19.4 | 10 | 10 | 19.4 | Behind the Meter | Customer Bill Savings (e.g., Demand Charge Management, TOU Arbitrage) | Reliability and Resiliency |  |  | 9664516 | Yes | DC-Coupled | Solar | 15.42 | 10
ESMASI-15288 |  | MA - SMART Program |  | Utility Connected Solutions DR Program | 2022-07-11 | Residential |  | Lithium Ion |  | Tesla | 13.5 | 5 | 5 | 13.5 | Behind the Meter | Customer Bill Savings (e.g., Demand Charge Management, TOU Arbitrage) | Peak Shaving/ Load Leveling | Reliability and Resiliency |  | 9742908 | Yes | AC-Coupled | Solar | 9.2 | 7.6
ESMASI-15881 |  | MA - SMART Program |  |  | 2022-07-27 | Residential |  | Lithium Ion |  | LG Chem | 16 | 7 | 16 | 7 | Behind the Meter |  |  |  |  | 10104021 | Yes | DC-Coupled | Solar | 15.39 | 10
ESMASI-14914 |  | MA - SMART Program |  |  | 2022-06-29 | Residential |  | Lithium Ion |  | Other | 10 | 10 | 10 | 10 | Behind the Meter |  |  |  |  | 9677628 | Yes | DC-Coupled | Solar | 10.4 | 7.6
ESMASI-14899 |  |  |  |  | 2022-06-29 | Residential |  | Lithium Ion |  | LG Chem | 16 | 7 | 7 | 16 | Behind the Meter | Backup, Solar Self Consumption |  |  |  | 9638192 | Yes | DC-Coupled | Solar | 14.6 | 10
ESMASI-15123 |  | MA - SMART Program |  |  | 2022-07-06 | Residential |  | Lithium Ion |  | Tesla | 13.5 | 13.5 | 5 | 5 | Behind the Meter |  |  |  |  | 9677315 | Yes | AC-Coupled | Solar | 9.62 | 12.67
ESMASI-15269 |  |  |  |  | 2022-07-11 | Residential |  | Lithium Ion |  | Tesla | 0 | 0 | 0 | 0 | Behind the Meter |  |  |  |  | 9743360 | Yes | AC-Coupled | Solar | 8.295 | 7.6
ESMASI-14957 |  | MA - SMART Program |  | Net Metering | 2022-06-30 | Residential |  | Lithium Ion |  | Tesla | 0 | 0 | 14 | 0 | Behind the Meter |  |  |  | Backup | 9648224 | Yes | AC-Coupled | Solar | 5.475 | 4
ESMASI-15072 |  | MA - SMART Program |  | Net Metering | 2022-07-05 | Residential |  | Lithium Ion |  | LG Chem | 9.8 | 5 | 5 | 9.8 | Behind the Meter |  |  |  | Backup | 4668269 | Yes | DC-Coupled | Solar | 12.58 | 9.8
ESMASI-15156 |  | MA - SMART Program |  | Utility Connected Solutions DR Program | 2022-07-07 | Residential |  | Lithium Ion |  | Tesla | 13.5 | 5 | 5 | 13.5 | Behind the Meter | Customer Bill Savings (e.g., Demand Charge Management, TOU Arbitrage) | Peak Shaving/ Load Leveling | Reliability and Resiliency |  | 9677355 | Yes | AC-Coupled | Solar | 12.8 | 7.6
ESMASI-15124 |  |  |  | connected solutions | 2022-07-06 | Residential |  | Other | Lithium iron phosphate (LFP) | Enphase | 10.5 | 3.84 | 10.08 | 3.84 | Behind the Meter | Microgrid | Reliability and Resiliency |  | connected solutions | 9724483 | Yes | AC-Coupled | Solar | 9.32 | 10.74
ESMASI-15501 |  | MA - SMART Program |  | Utility Connected Solutions DR Program | 2022-07-15 | Residential |  | Lithium Ion |  | Tesla | 27 | 10 | 10 | 27 | Behind the Meter | Customer Bill Savings (e.g., Demand Charge Management, TOU Arbitrage) | Peak Shaving/ Load Leveling | Reliability and Resiliency |  | 9820040 | Yes | AC-Coupled | Solar | 10.8 | 7.6
ESMASI-15233 |  | MA - SMART Program |  | Net Metering | 2022-07-08 | Residential |  | Lithium Ion |  | LG Chem | 8.19 | 5 | 5 | 8.19 | Behind the Meter |  |  |  |  | 5303864 | Yes | DC-Coupled | Solar | 8.19 | 7.6
ESMASI-15238 |  | MA - SMART Program |  | Net Metering | 2022-07-08 | Residential |  | Lithium Ion |  | LG Chem | 9.8 | 5 | 5 | 9.8 | Behind the Meter |  |  |  | Backup | 9742995 | Yes | DC-Coupled | Solar | 9.18 | 7.6
ESMASI-15245 |  | MA - SMART Program |  |  | 2022-07-11 | Residential |  | Lithium Ion |  | Other | 10 | 5 | 9.7 | 5 | Behind the Meter |  |  |  |  | 9845006 | Yes | DC-Coupled | Solar | 9.6 | 10
ESMASI-15510 |  | MA - SMART Program |  | Utility Connected Solutions DR Program | 2022-07-17 | Residential |  | Lithium Ion |  | Tesla | 13.5 | 5 | 5 | 13.5 | Behind the Meter | Customer Bill Savings (e.g., Demand Charge Management, TOU Arbitrage) | Peak Shaving/ Load Leveling | Reliability and Resiliency |  | 8848926 | Yes | AC-Coupled | Solar | 14.4 | 11.4
ESMASI-17815 |  | MA - SMART Program |  | Utility Connected Solutions DR Program | 2022-09-13 | Residential |  | Lithium Ion |  | Tesla | 13.5 | 5 | 5 | 13.5 | Behind the Meter | Customer Bill Savings (e.g., Demand Charge Management, TOU Arbitrage) | Peak Shaving/ Load Leveling | Reliability and Resiliency |  | 10504405 | Yes | AC-Coupled | Solar | 12 | 7.6
ESMASI-15278 |  | MA - Energy Efficiency/ DR Program |  |  | 2022-07-11 | Residential |  | Lithium Ion |  | Other | 9.7 | 5 | 9.7 | 5 | Behind the Meter | Customer Bill Savings (e.g., Demand Charge Management, TOU Arbitrage) | Reliability and Resiliency |  |  | 9742923 | Yes | DC-Coupled | Solar | 10 | 7.6
ESMASI-15308 |  | MA - SMART Program |  |  | 2022-07-12 | Residential |  | Lithium Ion |  | Other | 19.4 | 19.4 | 10 | 10 | Behind the Meter | Customer Bill Savings (e.g., Demand Charge Management, TOU Arbitrage) | Backup, Solar Self Consumption |  |  | 9720590 | Yes | DC-Coupled | Solar | 16.2 | 10
ESMASI-15331 |  | MA - Energy Efficiency/ DR Program |  |  | 2022-07-12 | Residential |  | Lithium Ion |  | Other | 9.7 | 5 | 9.7 | 5 | Behind the Meter | Customer Bill Savings (e.g., Demand Charge Management, TOU Arbitrage) | Reliability and Resiliency |  |  | 9805525 | Yes | DC-Coupled | Solar | 11.6 | 7.6
ESMASI-15375 |  | MA - Energy Efficiency/ DR Program |  |  | 2022-07-13 | Residential |  | Lithium Ion |  | Tesla | 10 | 10 | 14 | 10 | Behind the Meter | Reliability and Resiliency |  |  |  | 9805653 | Yes | AC-Coupled | Solar | 3.2 | 13
ESMASI-15409 |  | MA - Energy Efficiency/ DR Program |  |  | 2022-07-14 | Residential |  | Lithium Ion |  | Other | 18 | 9 | 9 | 18 | Behind the Meter | Backup, Solar Self Consumption |  |  |  | 9805519 | Yes | DC-Coupled | Solar | 10.8 | 7.6
ESMASI-15433 |  | MA - Energy Efficiency/ DR Program |  |  | 2022-07-14 | Residential |  | Lithium Ion |  | Tesla | 0 | 0 | 13.5 | 5 | Behind the Meter | Backup, Solar Self Consumption |  |  |  | 9806604 | Yes | AC-Coupled | Solar | 7.11 | 10.4
ESMASI-15452 |  | MA - Energy Efficiency/ DR Program |  |  | 2022-07-14 | Residential |  | Lithium Ion |  | Other | 9.7 | 5 | 9.7 | 5 | Behind the Meter | Customer Bill Savings (e.g., Demand Charge Management, TOU Arbitrage) | Reliability and Resiliency |  |  | 9805632 | Yes | DC-Coupled | Solar | 10.8 | 7.6
ESMASI-16127 |  | MA - SMART Program |  |  | 2022-08-02 | Residential |  | Lithium Ion |  | Enphase | 13.44 | 13.44 | 7.62 | 7.62 | Behind the Meter | Customer Bill Savings (e.g., Demand Charge Management, TOU Arbitrage) | Backup, Solar Self Consumption |  |  | 10218269 | Yes | AC-Coupled | Solar | 6.48 | 13.02
ESMASI-15514 |  | MA - SMART Program |  | Utility Connected Solutions DR Program | 2022-07-17 | Residential |  | Lithium Ion |  | Tesla | 13.5 | 5 | 5 | 13.5 | Behind the Meter | Customer Bill Savings (e.g., Demand Charge Management, TOU Arbitrage) | Peak Shaving/ Load Leveling | Reliability and Resiliency |  | 9890721 | Yes | AC-Coupled | Solar | 9.6 | 7.6
ESMASI-15516 |  | MA - Energy Efficiency/ DR Program |  |  | 2022-07-18 | Residential |  | Lithium Ion |  | Other | 14.3 | 7.5 | 7.5 | 14.3 | Behind the Meter | Backup, Solar Self Consumption |  |  |  | 9890703 | Yes | DC-Coupled | Solar | 13.6 | 7.6
ESMASI-17502 |  | MA - SMART Program |  |  | 2022-09-06 | Residential |  | Lithium Ion |  | Enphase | 0 | 0 | 3.84 | 0 | Behind the Meter | Customer Bill Savings (e.g., Demand Charge Management, TOU Arbitrage) |  |  |  | 10472001 | Yes | AC-Coupled | Solar | 0 | 0
ESMASI-16225 |  |  |  |  | 2022-08-04 | Residential |  | Lithium Ion |  | Tesla | 13.5 | 13.5 | 5 | 5 | Behind the Meter |  |  |  |  | 10026601 | Yes | AC-Coupled | Solar | 6.6 | 5
ESMASI-15698 |  | MA - SMART Program |  | Utility Connected Solutions DR Program | 2022-07-21 | Residential |  | Lithium Ion |  | Tesla | 13.5 | 5 | 5 | 13.5 | Behind the Meter | Customer Bill Savings (e.g., Demand Charge Management, TOU Arbitrage) | Peak Shaving/ Load Leveling | Reliability and Resiliency |  | 9202544 | Yes | AC-Coupled | Solar | 4.8 | 7.6
ESMASI-15586 |  | MA - SMART Program |  | Net Metering | 2022-07-19 | Residential |  | Lithium Ion |  | LG Chem | 9.8 | 5 | 5 | 9.8 | Behind the Meter |  |  |  | Backup | 9903693 | Yes | DC-Coupled | Solar | 7.3 | 6
ESMASI-15649 |  | MA - SMART Program |  | Utility Connected Solutions DR Program | 2022-07-20 | Residential |  | Lithium Ion |  | Tesla | 13.5 | 5 | 5 | 13.5 | Behind the Meter | Customer Bill Savings (e.g., Demand Charge Management, TOU Arbitrage) | Peak Shaving/ Load Leveling | Reliability and Resiliency |  | 9993342 | Yes | AC-Coupled | Solar | 12 | 7.6
ESMASI-15604 |  | MA - SMART Program |  | Net Metering | 2022-07-19 | Residential |  | Lithium Ion |  | Tesla | 0 | 0 | 13.5 | 5 | Behind the Meter |  |  |  | Backup | 5935487 | Yes | AC-Coupled | Solar | 6.46 | 11
ESMASI-15684 |  | MA - SMART Program |  |  | 2022-07-21 | Residential |  | Lithium Ion |  | Tesla | 14 | 5 | 14 | 14 | Behind the Meter | Customer Bill Savings (e.g., Demand Charge Management, TOU Arbitrage) |  |  |  | 9935513 | Yes | AC-Coupled | Solar | 8.295 | 7.6
ESMASI-15903 |  | MA - SMART Program |  | connected solution | 2022-07-28 | Residential |  | Lithium Ion |  | Tesla | 13.5 | 5 | 5 | 13.5 | Behind the Meter | Customer Bill Savings (e.g., Demand Charge Management, TOU Arbitrage) | Peak Shaving/ Load Leveling | Reliability and Resiliency |  | 9994923 | Yes | AC-Coupled | Solar | 8 | 7.6
ESMASI-15727 |  | MA - SMART Program |  | connected solution | 2022-07-22 | Residential |  | Lithium Ion |  | Tesla | 13.5 | 5 | 5 | 13.5 | Behind the Meter | Customer Bill Savings (e.g., Demand Charge Management, TOU Arbitrage) | Peak Shaving/ Load Leveling | Reliability and Resiliency |  | 9934112 | Yes | AC-Coupled | Solar | 9.6 | 7.6
ESMASI-16032 |  | MA - SMART Program |  |  | 2022-07-31 | Residential |  | Lithium Ion |  | Tesla | 13.5 | 5 | 13.5 | 5 | Behind the Meter | Customer Bill Savings (e.g., Demand Charge Management, TOU Arbitrage) | Peak Shaving/ Load Leveling | Reliability and Resiliency |  | 8536426 | Yes | AC-Coupled | Solar | 8.4 | 12.6
ESMASI-16033 |  | MA - SMART Program |  |  | 2022-07-31 | Residential |  | Lithium Ion |  | Tesla | 13.5 | 5.8 | 5.8 | 13.5 | Behind the Meter | Customer Bill Savings (e.g., Demand Charge Management, TOU Arbitrage) | Peak Shaving/ Load Leveling | Reliability and Resiliency |  | 8757763 | Yes | AC-Coupled | Solar | 15.6 | 11.4
ESMASI-16034 |  | MA - SMART Program |  |  | 2022-07-31 | Residential |  | Lithium Ion |  | Tesla | 0 | 0 | 5.8 | 5 | Behind the Meter | Customer Bill Savings (e.g., Demand Charge Management, TOU Arbitrage) | Peak Shaving/ Load Leveling | Reliability and Resiliency |  | 9995022 | Yes | AC-Coupled | Solar | 4.4 | 8.8
ESMASI-17013 |  | MA - SMART Program |  | Utility Connected Solutions DR Program | 2022-08-24 | Residential |  | Lithium Ion |  | Tesla | 13.5 | 5 | 5 | 13.5 | Behind the Meter | Customer Bill Savings (e.g., Demand Charge Management, TOU Arbitrage) | Peak Shaving/ Load Leveling | Reliability and Resiliency |  | 10328586 | Yes | AC-Coupled | Solar | 12 | 7.6
ESMASI-16190 |  |  |  |  | 2022-08-03 | Residential |  | Lithium Ion |  | Tesla | 13.5 | 5 | 5 | 13.5 | Behind the Meter | Customer Bill Savings (e.g., Demand Charge Management, TOU Arbitrage) | Peak Shaving/ Load Leveling | Reliability and Resiliency |  | 9995598 | Yes | AC-Coupled | Solar | 4.8 | 7.6
ESMASI-15971 |  |  |  |  | 2022-07-29 | Residential |  | Lithium Ion |  | Tesla | 13.5 | 5 | 5 | 13.5 | Behind the Meter |  |  |  |  | 9994059 | Yes | AC-Coupled | Solar | 5.6 | 7.6
ESMASI-15892 |  | MA - SMART Program |  |  | 2022-07-27 | Residential |  | Lithium Ion |  | Tesla | 0 | 0 | 13.5 | 5 | Behind the Meter | Customer Bill Savings (e.g., Demand Charge Management, TOU Arbitrage) |  |  |  | 9994935 | Yes | AC-Coupled | Solar | 13.32 | 15
ESMASI-16783 |  | MA - SMART Program |  |  | 2022-08-18 | Residential |  | Lithium Ion |  | Tesla | 13.5 | 5 | 5 | 13.5 | Behind the Meter | Customer Bill Savings (e.g., Demand Charge Management, TOU Arbitrage) | Peak Shaving/ Load Leveling | Reliability and Resiliency |  | 6553577 | Yes | AC-Coupled | Solar | 8.69 | 7.6
ESMASI-15943 |  |  |  |  | 2022-07-28 | Residential |  | Lithium Ion |  | Other | 5 | 5 | 5 | 5 | Behind the Meter |  |  |  |  | 9677070 | Yes | DC-Coupled | Solar | 7.695 | 10
ESMASI-15952 |  |  |  |  | 2022-07-28 | Residential |  | Lithium Ion |  | Other | 5 | 5 | 5 | 5 | Behind the Meter |  |  |  |  | 9676303 | Yes | DC-Coupled | Solar | 14.615 | 10
ESMASI-16052 |  | MA - SMART Program |  |  | 2022-08-01 | Residential |  | Lithium Ion |  | Enphase | 13.44 | 13.44 | 5.12 | 5.12 | Behind the Meter | Customer Bill Savings (e.g., Demand Charge Management, TOU Arbitrage) | Backup, Solar Self Consumption |  |  | 10006005 | Yes | AC-Coupled | Solar | 4 | 8.12
ESMASI-16036 |  | MA - SMART Program |  | Connected Solutions | 2022-07-31 | Residential |  | Lithium Ion |  | Tesla | 13.5 | 5 | 5 | 13.5 | Behind the Meter | Customer Bill Savings (e.g., Demand Charge Management, TOU Arbitrage) | Peak Shaving/ Load Leveling | Reliability and Resiliency |  | 8774526 | Yes | AC-Coupled | Solar | 9.2 | 7.6
ESMASI-16085 |  |  |  |  | 2022-08-01 | Residential |  | Lithium Ion |  | Enphase | 16.8 | 16.8 | 6.4 | 6.4 | Behind the Meter | Customer Bill Savings (e.g., Demand Charge Management, TOU Arbitrage) | Backup, Solar Self Consumption |  |  | 9983437 | Yes | AC-Coupled | Solar | 9.2 | 13.3
ESMASI-16112 |  | MA - Energy Efficiency/ DR Program |  |  | 2022-08-02 | Residential |  | Lithium Ion |  | Tesla | 14 | 5 | 5 | 5 | Behind the Meter |  |  |  |  | 9994673 | Yes | AC-Coupled | Solar | 2.8 | 8
ESMASI-16326 |  | MA - SMART Program |  | Utility Connected Solutions DR Program | 2022-08-06 | Residential |  | Lithium Ion |  | Tesla | 13.5 | 5 | 13.5 | 5 | Behind the Meter | Customer Bill Savings (e.g., Demand Charge Management, TOU Arbitrage) | Peak Shaving/ Load Leveling | Reliability and Resiliency |  | 8535772 | Yes | AC-Coupled | Solar | 8.8 | 12.6
ESMASI-16327 |  | MA - SMART Program |  | Utility Connected Solutions DR Program | 2022-08-06 | Residential |  | Lithium Ion |  | Tesla | 13.5 | 5 | 5 | 13.5 | Behind the Meter | Customer Bill Savings (e.g., Demand Charge Management, TOU Arbitrage) | Peak Shaving/ Load Leveling | Reliability and Resiliency |  | 8788418 | Yes | AC-Coupled | Solar | 8.8 | 11.4
ESMASI-16328 |  | MA - SMART Program |  | Utility Connected Solutions DR Program | 2022-08-06 | Residential |  | Lithium Ion |  | Tesla | 13.5 | 5 | 5 | 13.5 | Behind the Meter | Customer Bill Savings (e.g., Demand Charge Management, TOU Arbitrage) | Peak Shaving/ Load Leveling | Reliability and Resiliency |  | 7385328 | Yes | AC-Coupled | Solar | 11.2 | 7.6
ESMASI-16271 |  | MA - SMART Program |  |  | 2022-08-05 | Residential |  | Lithium Ion |  | Enphase | 10.08 | 3.84 | 10.5 | 3.84 | Behind the Meter | Reliability and Resiliency |  |  |  | 10026995 | Yes | AC-Coupled | Solar | 8.1 | 9.84
ESMASI-16330 |  | MA - SMART Program |  | Utility Connected Solutions DR Program | 2022-08-06 | Residential |  | Lithium Ion |  | Tesla | 13.5 | 5 | 5 | 13.5 | Behind the Meter | Customer Bill Savings (e.g., Demand Charge Management, TOU Arbitrage) | Peak Shaving/ Load Leveling | Reliability and Resiliency |  | 8775130 | Yes | AC-Coupled | Solar | 8.8 | 7.6
ESMASI-16398 |  | MA - SMART Program |  | Utility Connected Solutions DR Program | 2022-08-09 | Residential |  | Lithium Ion |  | Tesla | 13.5 | 5 | 5 | 13.5 | Behind the Meter | Customer Bill Savings (e.g., Demand Charge Management, TOU Arbitrage) | Peak Shaving/ Load Leveling | Reliability and Resiliency |  | 8573036 | Yes | AC-Coupled | Solar | 8.8 | 7.6
ESMASI-16341 |  | MA - SMART Program |  |  | 2022-08-08 | Residential |  | Lithium Ion |  | LG Chem | 16 | 7 | 7 | 16 | Behind the Meter |  |  |  |  | 10104817 | Yes | DC-Coupled | Solar | 9.6 | 0
ESMASI-16439 |  | MA - SMART Program |  | Utility Connected Solutions DR Program | 2022-08-10 | Residential |  | Lithium Ion |  | Tesla | 13.5 | 5 | 5 | 13.5 | Behind the Meter | Customer Bill Savings (e.g., Demand Charge Management, TOU Arbitrage) | Peak Shaving/ Load Leveling | Reliability and Resiliency |  | 8774749 | Yes | AC-Coupled | Solar | 8.8 | 7.6
ESMASI-16522 |  | MA - SMART Program |  | Net Metering | 2022-08-12 | Residential |  | Lithium Ion |  | Tesla | 0 | 0 | 13.5 | 5 | Behind the Meter |  |  |  | Backup | 10112903 | Yes | AC-Coupled | Solar | 5.325 | 9
ESMASI-16839 |  |  |  |  | 2022-08-19 | Residential |  | Lithium Ion |  | Tesla | 0 | 0 | 13.5 | 5 | Behind the Meter |  |  |  |  | 10265189 | Yes | AC-Coupled | Solar | 7 | 12.6
ESMASI-17123 |  | MA - DOER/ MassCEC Funded Projects | MA - SMART Program |  | 2022-08-26 | Residential |  | Lithium Ion |  | Enphase | 13.44 | 4.56 | 13.44 | 5.12 | Behind the Meter | Reliability and Resiliency |  |  |  | 10327341 | Yes | AC-Coupled | Solar | 10.695 | 5.12
ESMASI-16656 |  | MA - SMART Program |  | Net Metering | 2022-08-16 | Residential |  | Lithium Ion |  | Tesla | 0 | 0 | 13.5 | 5 | Behind the Meter |  |  |  | Backup | 4935248 | Yes | AC-Coupled | Solar | 8.82 | 13
ESMASI-16669 |  | MA - SMART Program |  | Net Metering | 2022-08-16 | Residential |  | Lithium Ion |  | LG Chem | 9.8 | 5 | 5 | 9.8 | Behind the Meter |  |  |  | Backup | 5783093 | Yes | DC-Coupled | Solar | 10.2 | 9.8
ESMASI-17161 |  | MA - SMART Program |  | Utility Connected Solutions DR Program | 2022-08-29 | Residential |  | Lithium Ion |  | Tesla | 0 | 0 | 5 | 0 | Behind the Meter | Customer Bill Savings (e.g., Demand Charge Management, TOU Arbitrage) | Peak Shaving/ Load Leveling | Reliability and Resiliency |  | 10341910 | Yes | AC-Coupled | Solar | 10 | 7.6
ESMASI-17020 |  |  |  |  | 2022-08-24 | Residential |  | Lithium Ion |  | Enphase | 0 | 0 | 10.5 | 3.84 | Behind the Meter | Customer Bill Savings (e.g., Demand Charge Management, TOU Arbitrage) |  |  |  | 10368442 | Yes | AC-Coupled | Solar | 11.2 | 12.14
ESMASI-16822 |  | MA - SMART Program |  |  | 2022-08-19 | Residential |  | Lithium Ion |  | Other | 19.4 | 15 | 15 | 19.4 | Behind the Meter | Customer Bill Savings (e.g., Demand Charge Management, TOU Arbitrage) | Backup, Solar Self Consumption |  |  | 10424260 | Yes | DC-Coupled | Solar | 11.16 | 10
ESMASI-16850 |  | MA - SMART Program |  | Net Metering | 2022-08-19 | Residential |  | Lithium Ion |  | LG Chem | 9.8 | 7 | 7 | 9.8 | Behind the Meter |  |  |  | Backup | 10197915 | Yes | DC-Coupled | Solar | 8.5 | 7.6
ESMASI-17429 |  | MA - SMART Program |  | Utility Connected Solutions DR Program | 2022-09-02 | Residential |  | Lithium Ion |  | Tesla | 13.5 | 5 | 5 | 13.5 | Behind the Meter | Customer Bill Savings (e.g., Demand Charge Management, TOU Arbitrage) | Peak Shaving/ Load Leveling | Reliability and Resiliency |  | 8009060 | Yes | AC-Coupled | Solar | 6.4 | 7.6
ESMASI-16959 |  |  |  | Simplified application, Net Metering Only | 2022-08-23 | Residential |  | Lithium Ion |  | Other | 18 | 3 | 3 | 7.6 | Behind the Meter |  |  |  |  | 9074218 | Yes | DC-Coupled | Solar | 11.6 | 8
ESMASI-16925 |  | MA - SMART Program |  | Net Metering | 2022-08-23 | Residential |  | Lithium Ion |  | LG Chem | 9.8 | 9.8 | 5 | 5 | Behind the Meter |  |  |  | Backup | 10249555 | Yes | AC-Coupled | Solar | 10.22 | 13
ESMASI-16924 |  | MA - SMART Program |  | Net Metering | 2022-08-23 | Residential |  | Lithium Ion |  | LG Chem | 9.8 | 5 | 5 | 9.8 | Behind the Meter |  |  |  | Backup | 10249454 | Yes | DC-Coupled | Solar | 14.91 | 11.4
ESMASI-16927 |  | MA - SMART Program |  | Net Metering | 2022-08-23 | Residential |  | Lithium Ion |  | LG Chem | 9.8 | 7 | 7 | 9.8 | Behind the Meter |  |  |  | Backup | 10235346 | Yes | DC-Coupled | Solar | 11.005 | 7.6
ESMASI-16949 |  | MA - SMART Program |  | Net Metering | 2022-08-23 | Residential |  | Lithium Ion |  | LG Chem | 9.8 | 5 | 5 | 9.8 | Behind the Meter |  |  |  | Backup | 10306104 | Yes | DC-Coupled | Solar | 6.615 | 6
ESMASI-19106 |  | MA - SMART Program |  | connected solution | 2022-10-11 | Residential |  | Lithium Ion |  | Tesla | 13.5 | 5 | 5 | 13.5 | Behind the Meter | Customer Bill Savings (e.g., Demand Charge Management, TOU Arbitrage) | Peak Shaving/ Load Leveling | Reliability and Resiliency |  | 7889993 | Yes | AC-Coupled | Solar | 11.2 | 11.4
ESMASI-17987 |  |  |  |  | 2022-09-16 | Residential |  | Lithium Ion |  | Tesla | 13.5 | 5 | 5 | 13.5 | Behind the Meter |  |  |  |  | 8788076 | Yes | AC-Coupled | Solar | 8.8 | 7.6
ESMASI-18515 |  | MA - SMART Program |  | Other - Utility Connected Solutions DR Program | 2022-09-28 | Residential |  | Lithium Ion |  | Tesla | 13.5 | 5 | 5 | 13.5 | Behind the Meter | Customer Bill Savings (e.g., Demand Charge Management, TOU Arbitrage) | Peak Shaving/ Load Leveling | Reliability and Resiliency |  | 8775048 | Yes | AC-Coupled | Solar | 14.4 | 11.4
ESMASI-17426 |  | MA - SMART Program |  | Utility Connected Solutions DR Program | 2022-09-02 | Residential |  | Lithium Ion |  | Tesla | 13.5 | 5 | 13.5 | 5 | Behind the Meter | Customer Bill Savings (e.g., Demand Charge Management, TOU Arbitrage) | Reliability and Resiliency |  |  | 9188701 | Yes | AC-Coupled | Solar | 8 | 12.6
ESMASI-18196 |  | MA - SMART Program |  | connected solution | 2022-09-21 | Residential |  | Lithium Ion |  | Tesla | 13.5 | 5 | 5 | 13.5 | Behind the Meter | Customer Bill Savings (e.g., Demand Charge Management, TOU Arbitrage) | Peak Shaving/ Load Leveling | Reliability and Resiliency |  | 8788349 | Yes | AC-Coupled | Solar | 8.8 | 7.6
ESMASI-17306 |  | MA - SMART Program |  | connected solution | 2022-08-31 | Residential |  | Lithium Ion |  | Tesla | 13.5 | 5 | 5 | 13.5 | Behind the Meter | Customer Bill Savings (e.g., Demand Charge Management, TOU Arbitrage) | Peak Shaving/ Load Leveling | Reliability and Resiliency |  | 8774849 | Yes | AC-Coupled | Solar | 8.8 | 7.6
ESMASI-17534 |  | MA - SMART Program |  | Utility Connected Solutions DR Program | 2022-09-06 | Residential |  | Lithium Ion |  | Tesla | 13.5 | 5 | 13.5 | 5 | Behind the Meter | Customer Bill Savings (e.g., Demand Charge Management, TOU Arbitrage) | Peak Shaving/ Load Leveling | Reliability and Resiliency |  | 10472699 | Yes | AC-Coupled | Solar | 12.4 | 12.6
ESMASI-17333 |  |  |  |  | 2022-09-01 | Residential |  | Lithium Ion |  | Other | 13.44 | 13.44 | 7.62 | 7.62 | Behind the Meter | Customer Bill Savings (e.g., Demand Charge Management, TOU Arbitrage) | Backup, Solar Self Consumption |  |  | 10784768 | Yes | AC-Coupled | Solar | 5.6 | 11.82
ESMASI-17334 |  |  |  |  | 2022-09-01 | Residential |  | Lithium Ion |  | Other | 13.44 | 13.44 | 7.62 | 7.62 | Behind the Meter | Customer Bill Savings (e.g., Demand Charge Management, TOU Arbitrage) | Backup, Solar Self Consumption |  |  | 10785314 | Yes | AC-Coupled | Solar | 5.6 | 11.82
ESMASI-17294 |  | MA - SMART Program |  | Utility Connected Solutions DR Program | 2022-08-31 | Residential |  | Lithium Ion |  | Tesla | 13.5 | 5 | 5 | 13.5 | Behind the Meter | Customer Bill Savings (e.g., Demand Charge Management, TOU Arbitrage) | Peak Shaving/ Load Leveling | Reliability and Resiliency |  | 10370009 | Yes | AC-Coupled | Solar | 9.6 | 7.6
ESMASI-18274 |  | MA - SMART Program |  | connected solution | 2022-09-23 | Residential |  | Lithium Ion |  | Tesla | 13.5 | 5 | 5 | 13.5 | Behind the Meter | Customer Bill Savings (e.g., Demand Charge Management, TOU Arbitrage) | Peak Shaving/ Load Leveling | Reliability and Resiliency |  | 8775203 | Yes | AC-Coupled | Solar | 8.8 | 7.6
ESMASI-17432 |  | MA - SMART Program |  | Utility Connected Solutions DR Program | 2022-09-02 | Residential |  | Lithium Ion |  | Tesla | 13.5 | 5 | 5 | 13.5 | Behind the Meter | Customer Bill Savings (e.g., Demand Charge Management, TOU Arbitrage) | Peak Shaving/ Load Leveling | Reliability and Resiliency |  | 10465989 | Yes | AC-Coupled | Solar | 7.6 | 7.6
ESMASI-17465 |  | MA - SMART Program |  |  | 2022-09-02 | Residential |  | Lithium Ion |  | Other | 9.7 | 5 | 5 | 9.7 | Behind the Meter | Customer Bill Savings (e.g., Demand Charge Management, TOU Arbitrage) |  |  |  | 10428277 | Yes | DC-Coupled | Solar | 10.4 | 10
ESMASI-17525 |  | MA - SMART Program |  |  | 2022-09-06 | Residential |  | Lithium Ion |  | Other | 19.4 | 19.4 | 10 | 10 | Behind the Meter | Customer Bill Savings (e.g., Demand Charge Management, TOU Arbitrage) | Backup, Solar Self Consumption |  |  | 10467972 | Yes | DC-Coupled | Solar | 16.56 | 10
ESMASI-17536 |  | MA - SMART Program |  | UTILITY DR PROGRAM | 2022-09-06 | Residential |  | Lithium Ion |  | Tesla | 0 | 0 | 13.5 | 5 | Behind the Meter | Customer Bill Savings (e.g., Demand Charge Management, TOU Arbitrage) | Peak Shaving/ Load Leveling | Reliability and Resiliency |  | 10472706 | Yes | AC-Coupled | Solar | 5.6 | 12.6
ESMASI-18165 |  | MA - SMART Program |  |  | 2022-09-21 | Residential |  | Lithium Ion |  | LG Chem | 16 | 7 | 7 | 16 | Behind the Meter |  |  |  |  | 10593332 | Yes | DC-Coupled | Solar | 13.125 | 0
ESMASI-17824 |  |  |  |  | 2022-09-13 | Residential |  | Lithium Ion |  | Tesla | 13.5 | 5 | 5 | 13.5 | Behind the Meter |  |  |  |  | 8775175 | Yes | AC-Coupled | Solar | 8.4 | 7.6
ESMASI-17838 |  | MA - SMART Program |  | Utility Connected Solutions DR Program | 2022-09-13 | Residential |  | Lithium Ion |  | Tesla | 13.5 | 5 | 5 | 13.5 | Behind the Meter | Customer Bill Savings (e.g., Demand Charge Management, TOU Arbitrage) | Peak Shaving/ Load Leveling | Reliability and Resiliency |  | 10504438 | Yes | AC-Coupled | Solar | 9.6 | 7.6
ESMASI-17866 |  | MA - SMART Program |  | Utility Connected Solutions DR Program | 2022-09-14 | Residential |  | Lithium Ion |  | Tesla | 13.5 | 5 | 5 | 13.5 | Behind the Meter | Customer Bill Savings (e.g., Demand Charge Management, TOU Arbitrage) | Peak Shaving/ Load Leveling | Reliability and Resiliency |  | 8009136 | Yes | AC-Coupled | Solar | 12.8 | 7.6
ESMASI-17814 |  | MA - SMART Program |  |  | 2022-09-13 | Residential |  | Lithium Ion |  | Other | 19.4 | 15 | 15 | 19.4 | Behind the Meter | Customer Bill Savings (e.g., Demand Charge Management, TOU Arbitrage) | Backup, Solar Self Consumption |  |  | 10465815 | Yes | DC-Coupled | Solar | 7.92 | 10
ESMASI-17853 |  | MA - SMART Program |  |  | 2022-09-13 | Residential |  | Lithium Ion |  | Other | 19.4 | 15 | 15 | 19.4 | Behind the Meter | Customer Bill Savings (e.g., Demand Charge Management, TOU Arbitrage) | Backup, Solar Self Consumption |  |  | 10576095 | Yes | DC-Coupled | Solar | 13.6 | 10
ESMASI-17858 |  | MA - SMART Program |  | Net Metering | 2022-09-13 | Residential |  | Lithium Ion |  | LG Chem | 9.8 | 7 | 7 | 9.8 | Behind the Meter |  |  |  | Backup | 10448754 | Yes | DC-Coupled | Solar | 4.125 | 4
ESMASI-17901 |  | MA - SMART Program |  | Utility Connected Solutions DR Program | 2022-09-14 | Residential |  | Lithium Ion |  | Tesla | 13.5 | 5 | 5 | 13.5 | Behind the Meter | Customer Bill Savings (e.g., Demand Charge Management, TOU Arbitrage) | Peak Shaving/ Load Leveling | Reliability and Resiliency |  | 10518195 | Yes | AC-Coupled | Solar | 12 | 7.6
ESMASI-18459 |  | MA - SMART Program |  | Utility Connected Solutions DR Program | 2022-09-27 | Residential |  | Lithium Ion |  | Tesla | 13.5 | 5 | 5 | 13.5 | Behind the Meter | Customer Bill Savings (e.g., Demand Charge Management, TOU Arbitrage) | Peak Shaving/ Load Leveling | Reliability and Resiliency |  | 8637602 | Yes | AC-Coupled | Solar | 8 | 7.6
ESMASI-17988 |  | MA - SMART Program |  | Utility Connected Solutions DR Program | 2022-09-16 | Residential |  | Lithium Ion |  | Tesla | 13.5 | 5 | 5 | 13.5 | Behind the Meter | Customer Bill Savings (e.g., Demand Charge Management, TOU Arbitrage) | Peak Shaving/ Load Leveling | Reliability and Resiliency |  | 10543948 | Yes | AC-Coupled | Solar | 12 | 11.4
ESMASI-18106 |  | MA - SMART Program |  | Utility Connected Solutions DR Program | 2022-09-20 | Residential |  | Lithium Ion |  | Tesla | 13.5 | 5 | 13.5 | 5 | Behind the Meter | Customer Bill Savings (e.g., Demand Charge Management, TOU Arbitrage) | Peak Shaving/ Load Leveling | Reliability and Resiliency |  | 8945220 | Yes | AC-Coupled | Solar | 6.4 | 12.6
ESMASI-18344 |  | MA - SMART Program |  | Connected Solutions Demand Response | 2022-09-26 | Residential |  | Lithium Ion |  | Tesla | 13.5 | 5 | 5 | 13.5 | Behind the Meter | Customer Bill Savings (e.g., Demand Charge Management, TOU Arbitrage) | Peak Shaving/ Load Leveling | Reliability and Resiliency |  | 8758683 | Yes | AC-Coupled | Solar | 12.8 | 7.6
ESMASI-18325 |  | MA - SMART Program |  | Utility Connected Solutions DR Program | 2022-09-23 | Residential |  | Lithium Ion |  | Tesla | 13.5 | 5 | 5 | 13.5 | Behind the Meter | Customer Bill Savings (e.g., Demand Charge Management, TOU Arbitrage) | Peak Shaving/ Load Leveling | Reliability and Resiliency |  | 10608583 | Yes | AC-Coupled | Solar | 12.8 | 7.6
ESMASI-18337 |  | MA - SMART Program |  | Utility Connected Solutions DR Program | 2022-09-25 | Residential |  | Lithium Ion |  | Tesla | 13.5 | 5 | 13.5 | 5 | Behind the Meter | Customer Bill Savings (e.g., Demand Charge Management, TOU Arbitrage) | Peak Shaving/ Load Leveling | Reliability and Resiliency |  | 7985170 | Yes | AC-Coupled | Solar | 9.6 | 12.6
ESMASI-18379 |  | MA - SMART Program |  | Net Metering | 2022-09-26 | Residential |  | Lithium Ion |  | LG Chem | 9.8 | 5 | 5 | 9.8 | Behind the Meter |  |  |  | Backup | 6292624 | Yes | DC-Coupled | Solar | 8.5 | 7.6
ESMASI-18471 |  |  |  | None - Not Applying for MA Smart or any other program | 2022-09-28 | Residential |  | Lithium Ion |  | Other | 18 | 3 | 3 | 7.6 | Behind the Meter |  |  |  |  | 10658549 | Yes | DC-Coupled | Solar | 10.8 | 8
ESMASI-18510 |  | MA - SMART Program |  | Net Metering | 2022-09-28 | Residential |  | Lithium Ion |  | LG Chem | 9.8 | 5 | 5 | 9.8 | Behind the Meter |  |  |  | Backup | 10658274 | Yes | DC-Coupled | Solar | 11.36 | 10
ESMASI-19483 |  | MA - SMART Program |  | Utility Connected Solutions DR Program | 2022-10-19 | Residential |  | Lithium Ion |  | Tesla | 27 | 10 | 10 | 27 | Behind the Meter | Customer Bill Savings (e.g., Demand Charge Management, TOU Arbitrage) | Peak Shaving/ Load Leveling | Reliability and Resiliency |  | 10949327 | Yes | AC-Coupled | Solar | 12 | 11.4
ESMASI-18589 |  | MA - SMART Program |  | Utility Connected Solutions DR Program | 2022-09-30 | Residential |  | Lithium Ion |  | Tesla | 13.5 | 5 | 5 | 13.5 | Behind the Meter | Customer Bill Savings (e.g., Demand Charge Management, TOU Arbitrage) | Peak Shaving/ Load Leveling | Reliability and Resiliency |  | 10690203 | Yes | AC-Coupled | Solar | 9.6 | 7.6
ESMASI-18866 |  | MA - SMART Program |  | Connected Solutions | 2022-10-05 | Residential |  | Lithium Ion |  | SimpliFi | 15.2 | 9 | 15.2 | 9 | Behind the Meter | Reliability and Resiliency |  |  | Grid backup | 10795036 | Yes | AC-Coupled | Solar | 6 | 15
ESMASI-18686 |  | MA - SMART Program |  | Connected Solutions Demand Response | 2022-10-03 | Residential |  | Lithium Ion |  | Tesla | 13.5 | 5 | 13.5 | 5 | Behind the Meter | Customer Bill Savings (e.g., Demand Charge Management, TOU Arbitrage) | Peak Shaving/ Load Leveling | Reliability and Resiliency |  | 7328631 | Yes | AC-Coupled | Solar | 10 | 12.6
ESMASI-18768 |  | MA - SMART Program |  |  | 2022-10-04 | Residential |  | Lithium Ion |  | Other | 18 | 9 | 9 | 18 | Behind the Meter | Backup, Solar Self Consumption |  |  |  | 10755877 | Yes | DC-Coupled | Solar | 13.2 | 7.6
ESMASI-19930 |  | MA - SMART Program |  | Utility Connected Solutions DR Program | 2022-10-28 | Residential |  | Lithium Ion |  | Tesla | 13.5 | 5 | 13.5 | 5 | Behind the Meter | Customer Bill Savings (e.g., Demand Charge Management, TOU Arbitrage) | Peak Shaving/ Load Leveling | Reliability and Resiliency |  | 8859514 | Yes | AC-Coupled | Solar | 200 | 12.6
ESMASI-19295 |  | MA - SMART Program |  |  | 2022-10-14 | Residential |  | Lithium Ion |  | Tesla | 0 | 0 | 13.5 | 5 | Behind the Meter | Customer Bill Savings (e.g., Demand Charge Management, TOU Arbitrage) | Peak Shaving/ Load Leveling | Reliability and Resiliency |  | 10944498 | Yes | AC-Coupled | Solar | 3.85 | 8.465
ESMASI-19687 |  | MA - SMART Program |  | Net Metering | 2022-10-24 | Residential |  | Lithium Ion |  | LG Chem | 9.8 | 5 | 5 | 9.8 | Behind the Meter |  |  |  | Backup | 11023698 | Yes | DC-Coupled | Solar | 5.4 | 3.8
ESMASI-19711 |  | MA - SMART Program |  |  | 2022-10-24 | Residential |  | Lithium Ion |  | LG Chem | 16 | 7 | 7 | 16 | Behind the Meter | Customer Bill Savings (e.g., Demand Charge Management, TOU Arbitrage) | Reliability and Resiliency |  |  | 11056461 | Yes | DC-Coupled | Solar | 14.96 | 7.6
ESMASI-19985 |  | MA - SMART Program |  | Utility Connected Solutions DR Program | 2022-10-28 | Residential |  | Lithium Ion |  | Tesla | 13.5 | 5 | 13.5 | 5 | Behind the Meter | Customer Bill Savings (e.g., Demand Charge Management, TOU Arbitrage) | Peak Shaving/ Load Leveling | Reliability and Resiliency |  | 11111468 | Yes | AC-Coupled | Solar | 8.4 | 12.6
ESMASI-19880 |  | MA - SMART Program |  | Net Metering | 2022-10-27 | Residential |  | Lithium Ion |  | LG Chem | 9.8 | 5 | 5 | 9.8 | Behind the Meter |  |  |  | Backup | 11082503 | Yes | DC-Coupled | Solar | 9.72 | 7.6
ESMASI-20066 |  | MA - SMART Program |  | Utility Connected Solutions DR Program | 2022-11-01 | Residential |  | Lithium Ion |  | Tesla | 13.5 | 5 | 5 | 13.5 | Behind the Meter | Customer Bill Savings (e.g., Demand Charge Management, TOU Arbitrage) | Peak Shaving/ Load Leveling | Reliability and Resiliency |  | 11111440 | Yes | AC-Coupled | Solar | 8.8 | 7.6
ESMASI-20330 |  | MA - SMART Program |  | Utility Connected Solutions DR Program | 2022-11-07 | Residential |  | Lithium Ion |  | Tesla | 13.5 | 5 | 5 | 13.5 | Behind the Meter | Customer Bill Savings (e.g., Demand Charge Management, TOU Arbitrage) | Peak Shaving/ Load Leveling | Reliability and Resiliency |  | 9742475 | Yes | AC-Coupled | Solar | 12.8 | 7.6
ESMASI-20297 |  | MA - SMART Program |  | Utility Connected Solutions DR Program | 2022-11-06 | Residential |  | Lithium Ion |  | Tesla | 13.5 | 5 | 5 | 13.5 | Behind the Meter | Customer Bill Savings (e.g., Demand Charge Management, TOU Arbitrage) | Peak Shaving/ Load Leveling | Reliability and Resiliency |  | 11180923 | Yes | AC-Coupled | Solar | 7.6 | 7.6
ESMASI-20428 |  | MA - SMART Program |  | Utility Connected Solutions DR Program | 2022-11-08 | Residential |  | Lithium Ion |  | Tesla | 13.5 | 5 | 5 | 13.5 | Behind the Meter | Customer Bill Savings (e.g., Demand Charge Management, TOU Arbitrage) | Peak Shaving/ Load Leveling | Reliability and Resiliency |  | 8857833 | Yes | AC-Coupled | Solar | 13.2 | 11.4
ESMASI-20531 |  | MA - SMART Program |  | Net Metering | 2022-11-10 | Residential |  | Lithium Ion |  | LG Chem | 9.8 | 5 | 5 | 9.8 | Behind the Meter |  |  |  | Backup | 11284396 | Yes | DC-Coupled | Solar | 11.36 | 7.6
ESMASI-20545 |  | MA - SMART Program |  | Net Metering | 2022-11-10 | Residential |  | Lithium Ion |  | LG Chem | 9.8 | 7 | 7 | 9.8 | Behind the Meter |  |  |  | Backup | 11287044 | Yes | DC-Coupled | Solar | 8.19 | 7.6
ESMASI-20549 |  |  |  |  | 2022-11-11 | Residential |  | Lithium Ion |  | Enphase | 0 | 0 | 10.08 | 3.84 | Behind the Meter |  |  |  |  | 10579163 | Yes | AC-Coupled | Solar | 8.8 | 10.33
ESMASI-21131 |  | MA - SMART Program |  | Utility Connected Solutions DR Program | 2022-11-22 | Residential |  | Lithium Ion |  | Tesla | 13.5 | 5 | 5 | 13.5 | Behind the Meter | Customer Bill Savings (e.g., Demand Charge Management, TOU Arbitrage) | Peak Shaving/ Load Leveling | Reliability and Resiliency |  | 8858944 | Yes | AC-Coupled | Solar | 10 | 7.6
ESMASI-21559 |  |  |  |  | 2022-12-03 | Residential |  | Lithium Ion |  | Tesla | 0 | 0 | 5 | 5 | Behind the Meter |  |  |  |  | 8774264 | Yes | AC-Coupled | Solar | 8.8 | 12.6
|  | MA - Energy Efficiency/ DR Program |  |  | 2019 | Commercial |  | Thermal Storage |  | Ice Energy |  |  | 240 | 60 | Behind the Meter | Peak Shaving/ Load Leveling | Customer Bill Savings (e.g., Demand Charge Management, TOU Arbitrage) |  |  |  | No
|  | MA - Energy Efficiency/ DR Program |  |  | 2019 | Commercial |  | Thermal Storage |  | Ice Energy |  |  | 32 | 8 | Behind the Meter | Peak Shaving/ Load Leveling | Customer Bill Savings (e.g., Demand Charge Management, TOU Arbitrage) |  |  |  | No
|  | MA - Energy Efficiency/ DR Program |  |  | 2019 | Commercial |  | Thermal Storage |  | Ice Energy |  |  | 280 | 70 | Behind the Meter | Peak Shaving/ Load Leveling | Customer Bill Savings (e.g., Demand Charge Management, TOU Arbitrage) |  |  |  | No
|  | MA - Energy Efficiency/ DR Program |  |  | 2019 | Commercial |  | Thermal Storage |  | Ice Energy |  |  | 76 | 19 | Behind the Meter | Peak Shaving/ Load Leveling | Customer Bill Savings (e.g., Demand Charge Management, TOU Arbitrage) |  |  |  | No
|  | MA - Energy Efficiency/ DR Program |  |  | 2018 | Commercial |  | Thermal Storage |  | Viking Cold |  |  | 712 | 178 | Behind the Meter | Peak Shaving/ Load Leveling | Customer Bill Savings (e.g., Demand Charge Management, TOU Arbitrage) |  |  |  | No
|  | MA - Energy Efficiency/ DR Program |  |  | 2018 | Commercial |  | Thermal Storage |  | Viking Cold |  |  | 160 | 40 | Behind the Meter | Peak Shaving/ Load Leveling | Customer Bill Savings (e.g., Demand Charge Management, TOU Arbitrage) |  |  |  | No
|  | MA - Energy Efficiency/ DR Program |  |  | 2018 | Commercial |  | Thermal Storage |  | Ice Energy |  |  | 80 | 20 | Behind the Meter | Peak Shaving/ Load Leveling | Customer Bill Savings (e.g., Demand Charge Management, TOU Arbitrage) |  |  |  | No
|  | MA - Energy Efficiency/ DR Program |  |  | 2019 | Commercial |  | Thermal Storage |  | Ice Energy |  |  | 120 | 30 | Behind the Meter | Peak Shaving/ Load Leveling | Customer Bill Savings (e.g., Demand Charge Management, TOU Arbitrage) |  |  |  | No
|  | MA - Energy Efficiency/ DR Program |  |  | 2019 | Commercial |  | Thermal Storage |  | Viking Cold |  |  | 92 | 23 | Behind the Meter | Peak Shaving/ Load Leveling | Customer Bill Savings (e.g., Demand Charge Management, TOU Arbitrage) |  |  |  | No
|  | MA - Energy Efficiency/ DR Program |  |  | 2019 | Commercial |  | Thermal Storage |  | Viking Cold |  |  | 1100 | 275 | Behind the Meter | Peak Shaving/ Load Leveling | Customer Bill Savings (e.g., Demand Charge Management, TOU Arbitrage) |  |  |  | No
|  | MA - Energy Efficiency/ DR Program |  |  | 2019 | Commercial |  | Thermal Storage |  | Viking Cold |  |  | 132 | 33 | Behind the Meter | Peak Shaving/ Load Leveling | Customer Bill Savings (e.g., Demand Charge Management, TOU Arbitrage) |  |  |  | No
|  | MA - Energy Efficiency/ DR Program |  |  | 2019 | Commercial |  | Thermal Storage |  | Viking Cold |  |  | 1500 | 375 | Behind the Meter | Peak Shaving/ Load Leveling | Customer Bill Savings (e.g., Demand Charge Management, TOU Arbitrage) |  |  |  | No
|  | MA - Energy Efficiency/ DR Program |  |  | 2019 | Commercial |  | Thermal Storage |  | Ice Energy |  |  | 36 | 9 | Behind the Meter | Peak Shaving/ Load Leveling | Customer Bill Savings (e.g., Demand Charge Management, TOU Arbitrage) |  |  |  | No
|  | MA - Energy Efficiency/ DR Program |  |  | 2019 | Commercial |  | Thermal Storage |  | Ice Energy |  |  | 68 | 17 | Behind the Meter | Peak Shaving/ Load Leveling | Customer Bill Savings (e.g., Demand Charge Management, TOU Arbitrage) |  |  |  | No
|  | MA - Energy Efficiency/ DR Program |  |  | 2022 | Commercial |  | Thermal Storage |  |  |  |  | 3320 | 830 | Behind the Meter | Peak Shaving/ Load Leveling | Customer Bill Savings (e.g., Demand Charge Management, TOU Arbitrage) |  |  |  | No
[12 empty] | TOTALS: | 52085.92 | 33494.98
NOTE (02-14-2023):
Highlighed cells reflect projects where Capacity (kW) values were entered into the tracking database without corresponding Energy (kWh) figures.
In order to correct the figures for reporting, a factor (of 2 hours) was applied to the listed Capacity values in order to illustrate a reasonable Energy estimate.
Corrections will be made to the tracking database in order to address this error. In addition, projects with blank values in both cells will also be updated in future reporting.
Thermal storage is assumed to last for 4 hours if specific data was not available.
Note on F3: Year DG Interconection Application Was Submitted/ Contract was Signed
Note on V3: Co-Located means DG and ESS being built on same piece of property, but separate points of common coupling
Note on W3: DC Coupled = ESS is connected to PV; but only PV is connected to the grid. AC Coupled = ESS is connected to the grid, and PV is connected to the grid; but, neither the ESS nor the PV is connected to each other.

## Pipeline Projects
Pipeline Projects
Energy Storage System | [20 empty] | Generation
DG WR Number | Common Project Name | Policy Source 1 | Policy Source 2 | Other - Source | Interconnection Status | Customer Type | City/Town | Year | Technology Type | Other - Technology | Manufactuer | Energy kWh (DC) | Capacity kW (DC) | Energy kWh (AC) | Capacity kW (AC) | Installation Type | Application/ Intended Use #1 | Application/ Intended Use #2 | Application/ Intended Use #3 | Other - Application/ Intended Use | DG WR Number | Storage Co-Located with DG/ Generation? | System Configuration Type | DG/ Generation Type | Capacity kW (DC) | Capacity kW (AC)
HISTSI-15994 |  |  |  |  | In Queue | Commercial | Deerfield | 2018-05-22 |  |  | Sungrow | [9 empty] | 3112855 | Yes |  | Solar | 2894 | 2000
HISTSI-15902 |  |  |  | Utility Connected Solutions DR Program | In Queue | Commercial | Hadley | 2019-01-03 |  |  | NEC Energy Solutions | [9 empty] | 3254655 | Yes |  | Solar | 0 | 1000
HISTSI-15734 |  |  |  |  | In Queue | Commercial | Hadley | 2019-01-03 |  |  | ConEdison | [9 empty] | 3254663 | Yes |  | Solar | 0 | 1000
HISTSI-15728 |  |  |  |  | In Queue | Commercial | Plainfield | 2019-01-22 |  |  | NEC Energy Solutions | [9 empty] | 3235700 | Yes |  | Solar | 2702.97 | 1000
HISTSI-15723 |  |  |  |  | In Queue | Commercial | Amherst | 2019-07-15 |  |  | Samsung | [9 empty] | 3300866 | Yes |  | Solar | 12000 | 4400
HISTSI-15428 |  |  |  | Utility Connected Solutions DR Program | In Queue | Commercial | Pelham | 2019-07-15 |  |  | Samsung | [9 empty] | 3302426 | Yes |  | Solar | 12000 | 4400
HISTSI-15152 |  |  |  | Utility Connected Solutions DR Program | In Queue | Commercial | Deerfield | 2019-11-14 |  |  | Tesla | [9 empty] | 3354883 | Yes |  | Solar | 3036.06 | 2250
HISTSI-15133 |  | MA - SMART Program |  |  | In Queue | Commercial | Holliston | 2019-12-26 | [12 empty] | 2387342 |  |  | Solar |  | 2500
HISTSI-15086 |  |  |  |  | In Queue | Commercial | Hopkinton | 2020-02-10 | [12 empty] | 2397168 |  |  | Solar |  | 3900
HISTSI-15083 |  | MA - SMART Program |  |  | In Queue | Commercial | JAM PLAIN | 2020-06-17 | [12 empty] | 2402933 |  |  | Solar |  | 1498
HISTSI-15080 |  |  |  |  | In Queue | Commercial | NEEDHAM | 2020-08-27 | [12 empty] | 4318615 |  |  | Solar |  | 1828
HISTSI-15075 |  |  |  | Utility Connected Solutions DR Program | In Queue | Commercial | Acton | 2020-12-17 | [12 empty] | 5097909 |  |  | Solar | 0 | 1000
HISTSI-14861 |  |  |  |  | In Queue | Commercial | SUDBURY | 2021-04-01 | Lithium Ion |  | Tesla | 5 | 5 | 5 | 5 | Behind the Meter | Backup, Solar Self Consumption | Wholesale Market |  |  | 5493886 | Yes | AC-Coupled | Solar | 11.52 | 10
HISTSI-14623 |  |  |  |  | In Queue | Commercial | Huntington | 2021-04-02 | Lithium Ion |  | Samsung | 20000 | 5000 | 20000 | 5000 | Standalone | Peak Shaving/ Load Leveling |  |  |  | 5371604 | Yes | DC-Coupled | Solar | 6170 | 5000
HISTSI-14576 |  |  |  |  | In Queue | Commercial | Acton | 2021-04-07 | Lithium Ion |  | LG Chem | 11220 | 3470 | 11220 | 3470 | Standalone | Wholesale Market |  |  |  | 5509487 | Yes | DC-Coupled | Solar | 11062.48 | 4999
HISTSI-14449 |  |  |  |  | In Queue | Commercial | Dalton | 2021-04-08 | Lithium Ion |  | Samsung | 5480 | 2740 | 5480 | 2740 | Standalone | Wholesale Market |  |  |  | 5430981 | Yes | DC-Coupled | Solar | 7497 | 4990
HISTSI-14448 |  |  |  |  | In Queue | Commercial | Bourne | 2021-04-16 | Lithium Ion |  | LG Chem | 1020 | 340 | 1020 | 499 | Standalone | Wholesale Market |  |  |  | 5625291 | Yes | DC-Coupled | Solar | 1159.4 | 499
HISTSI-14434 |  |  |  |  | In Queue | Commercial | South Yarmouth | 2021-04-19 | Lithium Ion |  | Other | 1004 | 250 | 1004 | 250 | Behind the Meter | Customer Bill Savings (e.g., Demand Charge Management, TOU Arbitrage) | Microgrid | Reliability and Resiliency | Demand Response | 5625421 | Yes | DC-Coupled | Solar | 0 | 250
HISTSI-14409 |  | MA - SMART Program |  |  | In Queue | Commercial | PLYMPTON | 2021-04-28 | Lithium Ion |  | LG Chem | 2000 | 500 | 2000 | 2000 | Standalone |  |  |  |  | 5723673 | Yes | DC-Coupled | Solar | 1769 | 999
HISTSI-14092 |  |  |  | Connected Solutions Demand Response | In Queue | Commercial | Chelsea | 2021-04-30 | Lithium Ion |  | LG Chem | 400 | 200 | 249 | 249 | Standalone | Wholesale Market |  |  |  | 5746849 | Yes | DC-Coupled | Solar | 448.8 | 249
HISTSI-14085 |  |  |  |  | In Queue | Commercial | Harwich | 2021-05-03 | Lithium Ion |  | LG Chem | 800 | 400 | 499 | 499 | Standalone | Wholesale Market |  |  |  | 5746998 | Yes | DC-Coupled | Solar | 673.2 | 499
HISTSI-14018 |  | MA - SMART Program |  |  | In Queue | Commercial | Marshfield | 2021-05-17 | Lithium Ion |  | LG Chem | 400 | 200 | 249 | 249 | Standalone | Wholesale Market |  |  | DC Clipping Recapture | 5836007 | Yes | DC-Coupled | Solar | 0 | 249
HISTSI-13867 |  |  |  |  | In Queue | Commercial | Marshfield | 2021-05-17 | Lithium Ion |  | LG Chem | 3600 | 1200 | 499 | 499 | Standalone | Wholesale Market |  |  | DC Clipping Recapture | 5836314 | Yes | DC-Coupled | Solar | 0 | 499
HISTSI-13590 |  |  |  |  | In Queue | Residential | NATICK | 2021-05-19 | Lithium Ion |  | Tesla | 14 | 5.8 | 13.5 | 5 | Behind the Meter | Reliability and Resiliency |  |  |  | 5792276 | Yes | AC-Coupled | Solar |  | 5
HISTSI-13532 |  |  |  | Net Metering | In Queue | Commercial | S SANDWICH | 2021-05-20 | Lithium Ion |  | Tesla | 27 | 27 | 10 | 10 | Behind the Meter | Reliability and Resiliency |  |  | Connected Solutions | 5903288 | Yes | AC-Coupled | Solar | 11 | 10
HISTSI-13469 |  |  |  | Utility Connected Solutions DR Program | In Queue | Commercial | ACTON | 2021-06-01 | Lithium Ion |  | Tesla | 5 | 5 | 5 | 5 | Behind the Meter |  |  |  |  | 5978539 | Yes | AC-Coupled | Solar | 0 | 10
HISTSI-13412 |  | MA - SMART Program |  | connected solutions | In Queue | Commercial | Hyannis | 2021-06-22 | Lithium Ion |  | Other | 124 | 30 | 119 | 30 | Behind the Meter | Customer Bill Savings (e.g., Demand Charge Management, TOU Arbitrage) | Peak Shaving/ Load Leveling | Reliability and Resiliency | Connected Solutions Demand Response - Daily Dispatch |  | Yes | AC-Coupled | Solar | 0 | 30
HISTSI-13344 |  |  |  |  | In Queue | Commercial | Ashfield | 2021-06-24 | Lithium Ion |  | Other | 25296 | 9630 | 25296 | 9630 | Standalone | Backup, Solar Self Consumption | Peak Shaving/ Load Leveling | Reliability and Resiliency | Clean Peak Standard Program or other DER Program | 6196679 | Yes | AC-Coupled | Solar | 0 | 4999
HISTSI-12687 |  |  |  | Connected Solutions | In Queue | Commercial | Maynard | 2021-07-02 | Lithium Ion |  | Samsung | 2146 | 2146 | 1000 | 1000 | Standalone | Wholesale Market |  |  | frequency regulation | 6210031 | Yes | AC-Coupled | Solar | 970.515 | 1750
HISTSI-12652 |  |  |  | Connected Solutions | In Queue | Commercial | Marshfield | 2021-07-02 | Lithium Ion |  | Samsung | 2146 | 2146 | 1000 | 1000 | Standalone | Wholesale Market |  |  | Frequency Regulation | 6932569 | Yes | AC-Coupled | Solar | 1956 | 2500
HISTSI-12614 |  |  |  | Connected Solutions Demand Response | In Queue | Commercial | ROSLINDALE | 2021-07-21 | Lithium Ion |  | Tesla | 13.5 | 13.5 | 13.5 | 13.5 | Behind the Meter |  |  |  |  | 6322849 | Yes | AC-Coupled | Solar | 0 | 10
HISTSI-12581 |  |  |  |  | In Queue | Commercial | Dartmouth | 2021-08-06 | Lithium Ion |  | Tesla | 1324 | 331 | 1292.8 | 323.2 | Standalone |  |  |  | SMART / CPEC | 6416123 | Yes | AC-Coupled | Solar | 701.19 | 499
HISTSI-12460 |  |  |  | Utility Connected Solutions DR Program | In Queue | Commercial | DOVER | 2021-08-09 | Lithium Ion |  | sonnenBacterie | 10 | 8 | 10 | 7 | Behind the Meter | Reliability and Resiliency |  |  |  | 6427220 | Yes | AC-Coupled | Solar | 8.88 | 3.8
HISTSI-12356 |  |  |  |  | In Queue | Commercial | Bellingham | 2021-08-10 | Lithium Ion |  | Other | 55955 | 13989 | 39968 | 9992 | Standalone | Backup, Solar Self Consumption | Peak Shaving/ Load Leveling | Wholesale Market |  | 6882930 | Yes | AC-Coupled | Solar | 0 | 9992
HISTSI-12189 |  |  |  | Connected Solutions Demand Response | In Queue | Commercial | NORFOLK | 2021-08-12 | Lithium Ion |  | Tesla | 0 | 0 | 13.5 | 5 | Behind the Meter | Customer Bill Savings (e.g., Demand Charge Management, TOU Arbitrage) | Peak Shaving/ Load Leveling | Reliability and Resiliency |  | 6533646 | Yes | AC-Coupled | Solar | 8.16 | 7.6
HISTEX-69897 | 2334511 |  |  | Connected Solutions | In Queue | Commercial | SHARON | 2021-08-16 | Lithium Ion |  | Other | 375 | 125 | 375 | 125 | Behind the Meter | Customer Bill Savings (e.g., Demand Charge Management, TOU Arbitrage) | Peak Shaving/ Load Leveling |  |  | 6542105 | Yes | AC-Coupled | Solar | 372 | 250
HISTEX-69876 | 9568913 | ISO Markets |  |  | In Queue | Commercial | W YARMOUTH | 2021-08-18 | Lithium Ion |  | Tesla | 0 | 0 | 13.5 | 5 | Behind the Meter | Customer Bill Savings (e.g., Demand Charge Management, TOU Arbitrage) | Peak Shaving/ Load Leveling | Reliability and Resiliency |  | 6560837 | Yes | AC-Coupled | Solar | 4.385 | 22.6
HISTEX-69874 | 9568641 | ISO Markets |  | ConnectedSolutions | In Queue | Commercial | MEDFIELD | 2021-08-23 | Lithium Ion |  | Tesla | 0 | 0 | 27 | 10 | Behind the Meter | Customer Bill Savings (e.g., Demand Charge Management, TOU Arbitrage) | Peak Shaving/ Load Leveling | Reliability and Resiliency |  | 6593165 | Yes | AC-Coupled | Solar | 10.54 | 17.68
HISTEX-69849 | PP02407070 | MA - SMART Program |  |  | In Queue | Commercial | Ludlow | 2021-08-23 | Lithium Ion |  | Samsung | 2740 | 1370 | 2740 | 1370 | Standalone | Wholesale Market |  |  |  | 6551646 | Yes | DC-Coupled | Solar | 1333.8 | 990
HISTEX-69837 | 2402933 |  |  | ConnectedSolutions | In Queue | Commercial | ARLINGTON | 2021-08-25 | Lithium Ion |  | Tesla | 0 | 0 | 27 | 10 | Behind the Meter | Customer Bill Savings (e.g., Demand Charge Management, TOU Arbitrage) | Peak Shaving/ Load Leveling | Reliability and Resiliency |  | 6609226 | Yes | AC-Coupled | Solar | 12.24 | 12.6
HISTEX-69828 | PP02401247 |  |  |  | In Queue | Commercial | BROOKLINE | 2021-08-26 | Lithium Ion |  | Tesla | 14 | 5.8 | 13.5 | 5 | Behind the Meter | Reliability and Resiliency |  |  |  | 6620444 | Yes | AC-Coupled | Solar | 0 | 15
HISTEX-69803 | 2395965 |  |  | Connected Solutions Demand Response | In Queue | Commercial | MILTON | 2021-08-26 | Lithium Ion |  | Tesla | 27 | 10 | 27 | 10 | Behind the Meter | Customer Bill Savings (e.g., Demand Charge Management, TOU Arbitrage) | Peak Shaving/ Load Leveling | Reliability and Resiliency |  | 6620121 | Yes | AC-Coupled | Solar | 11.81 | 15.2
HISTEX-69799 | PP02395209 |  |  | Connected Solutions Demand Response | In Queue | Commercial | SHARON | 2021-08-26 | Lithium Ion |  | Tesla | 0 | 0 | 40.5 | 15 | Behind the Meter | Customer Bill Savings (e.g., Demand Charge Management, TOU Arbitrage) | Peak Shaving/ Load Leveling | Reliability and Resiliency |  | 6619898 | Yes | AC-Coupled | Solar | 16.32 | 20.2
HISTEX-69769 | 2387342 |  |  |  | In Queue | Commercial | Canton | 2021-08-31 | Lithium Ion |  | Other | 11008 | 4999 | 10369 | 4999 | Standalone | Backup, Solar Self Consumption | Microgrid | Peak Shaving/ Load Leveling |  | 6644430 | Yes | AC-Coupled | Solar | 0 | 4999
HISTEX-69758 | 2383646 |  |  | Connected Solutions Demand Response | In Queue | Commercial | W NEWTON | 2021-09-06 | Lithium Ion |  | Tesla | 0 | 0 | 27 | 10 | Behind the Meter | Customer Bill Savings (e.g., Demand Charge Management, TOU Arbitrage) | Peak Shaving/ Load Leveling | Reliability and Resiliency |  | 6681464 | Yes | AC-Coupled | Solar | 8.16 | 17.6
HISTEX-69756 | 2381610 |  |  | Connected Solutions Demand Response | In Queue | Commercial | WABAN | 2021-09-08 | Lithium Ion |  | Tesla | 0 | 0 | 54 | 20 | Behind the Meter | Customer Bill Savings (e.g., Demand Charge Management, TOU Arbitrage) | Peak Shaving/ Load Leveling | Reliability and Resiliency |  | 6701925 | Yes | AC-Coupled | Solar | 13.94 | 25.2
HISTEX-69753 | 2381437 |  |  |  | In Queue | Commercial | FRAMINGHAM | 2021-09-17 | Lithium Ion |  | Tesla | 0 | 0 | 13.5 | 5 | Behind the Meter | Customer Bill Savings (e.g., Demand Charge Management, TOU Arbitrage) | Peak Shaving/ Load Leveling | Reliability and Resiliency |  | 6789363 | Yes | AC-Coupled | Solar | 6.9 | 17.6
HISTEX-69752 | 2381120 |  |  | Connected Solutions | In Queue | Commercial | Watertown | 2021-09-17 | Lithium Ion |  | Other | 251 | 251 | 251 | 125 | Behind the Meter | Customer Bill Savings (e.g., Demand Charge Management, TOU Arbitrage) | Peak Shaving/ Load Leveling |  |  | 6790121 | Yes | AC-Coupled | Solar | 225.75 | 325
HISTEX-69749 | 2378858 |  |  | Utility Connected Solutions DR Program | In Queue | Commercial | WALTHAM | 2021-09-20 | Other | Lithium iron Phosphate | Enphase | 14 | 5.12 | 13.44 | 13.44 | Behind the Meter |  |  |  |  | 6800455 | Yes | AC-Coupled | Solar | 9.52 | 7
HISTEX-69748 | 2378857 |  |  | Connected Solutions Demand Response | In Queue | Commercial | WAYLAND | 2021-09-20 | Lithium Ion |  | Enphase | 21 | 0 | 21 | 7.68 | Behind the Meter | Customer Bill Savings (e.g., Demand Charge Management, TOU Arbitrage) |  |  |  | 7058386 | Yes | AC-Coupled | Solar | 10.005 | 7.68
HISTEX-69746 | 2378433 |  |  |  | In Queue | Commercial | MATTAPOSET | 2021-09-29 | Lithium Ion |  | Tesla | 1073 | 536.4 | 1073 | 572 | Behind the Meter | Customer Bill Savings (e.g., Demand Charge Management, TOU Arbitrage) | Peak Shaving/ Load Leveling |  |  | 6872281 | Yes | AC-Coupled | Solar | 1375 | 1472
HISTEX-69740 | 2374039 |  |  |  | In Queue | Commercial | Sharon | 2021-09-29 | Lithium Ion |  | Other | 1112 | 500 | 1112 | 528 | Behind the Meter | Customer Bill Savings (e.g., Demand Charge Management, TOU Arbitrage) | Peak Shaving/ Load Leveling |  |  | 6872187 | Yes | AC-Coupled | Solar | 689.7 | 988
HISTEX-69733 | 2370777 |  |  | Utility Connected Solutions DR Program | In Queue | Residential | EASTHAMPTON | 2021-09-30 | Lithium Ion |  | Enphase | 13.44 | 13.44 | 5.12 | 5.12 | Behind the Meter |  |  |  |  | 7058088 | Yes | AC-Coupled | Solar | 12.95 | 5.12
HISTEX-69732 | 2370690 |  |  |  | In Queue | Commercial | Sharon | 2021-10-02 | Lithium Ion |  | LG Chem | 2000 | 490 | 2000 | 490 | Standalone |  |  |  |  | 6896308 | Yes | DC-Coupled | Solar | 1200 | 900
HISTEX-69711 | 2368571 |  |  | ConnectedSolutions | In Queue | Commercial | NORFOLK | 2021-10-04 | Lithium Ion |  | Tesla | 27 | 0 | 27 | 0 | Behind the Meter | Customer Bill Savings (e.g., Demand Charge Management, TOU Arbitrage) | Peak Shaving/ Load Leveling | Reliability and Resiliency |  | 6910202 | Yes | AC-Coupled | Solar | 10.47 | 15.2
HISTEX-69693 | 2361242 |  |  | Connected Solutions Demand Response | In Queue | Residential | VINE HAVEN | 2021-10-05 | Lithium Ion |  | LG Chem | 39.2 | 10 | 39.2 | 10 | Behind the Meter | Customer Bill Savings (e.g., Demand Charge Management, TOU Arbitrage) | Reliability and Resiliency |  |  | 6823023 | Yes | DC-Coupled | Solar | 10850 | 12
HISTEX-69688 | 2360131 |  |  |  | In Queue | Residential | GREENFIELD | 2021-10-08 | Lithium Ion |  | LG Chem | 9.6 | 5 | 9.6 | 5 | Behind the Meter |  |  |  | Backup | 6884808 | Yes | DC-Coupled | Solar | 6.5 | 6
HISTEX-69685 | 2359695 |  |  |  | In Queue | Commercial | PITTSFIELD | 2021-10-08 | Lithium Ion |  | Enphase | 14 | 5.12 | 14 | 5.12 | Behind the Meter | Peak Shaving/ Load Leveling | Reliability and Resiliency |  |  | 7002479 | Yes | AC-Coupled | Solar | 12.96 | 12
HISTEX-69676 | PP02355146 |  |  | ConnectedSolutions | In Queue | Commercial | SUDBURY | 2021-10-12 | Lithium Ion |  | Tesla | 27 | 10 | 27 | 10 | Behind the Meter | Customer Bill Savings (e.g., Demand Charge Management, TOU Arbitrage) | Peak Shaving/ Load Leveling | Reliability and Resiliency |  | 7009046 | Yes | AC-Coupled | Solar | 15.05 | 15.2
HISTEX-69675 | 2397168 |  |  |  | In Queue | Commercial | Southampton | 2021-10-20 | Lithium Ion |  | Samsung | 8000 | 2000 | 8000 | 2000 | Standalone |  |  |  |  | 7024635 | Yes | DC-Coupled | Solar | 3200 | 2000
HISTEX-69668 | 2354457 |  |  |  | In Queue | Commercial | Lanesborough | 2021-10-22 | Lithium Ion |  | Samsung | 2000 | 500 | 2000 | 500 | Standalone |  |  |  |  | 7055297 | Yes | DC-Coupled | Solar | 950 | 498
HISTEX-69667 | 2354172 |  |  | Connected Solutions Demand Response | In Queue | Commercial | West Springfield | 2021-10-22 | Lithium Ion |  | Samsung | 4970 | 994 | 4970 | 994 | Standalone |  |  |  |  | 7055112 | Yes | DC-Coupled | Solar | 2100 | 994
HISTEX-69666 | 2353838 |  |  |  | In Queue | Commercial | COLRAIN | 2021-10-27 | Lithium Ion |  | Tesla | 13.5 | 5 | 13.5 | 5 | Behind the Meter |  |  |  |  | 7053185 | Yes | AC-Coupled | Solar | 0 | 10
HISTEX-69665 | 2353833 |  |  | Utility Connected Solutions DR Program | In Queue | Commercial | W HYANPORT | 2021-11-01 | Lithium Ion |  | Tesla | 0 | 0 | 10 | 10 | Behind the Meter | Customer Bill Savings (e.g., Demand Charge Management, TOU Arbitrage) | Peak Shaving/ Load Leveling | Reliability and Resiliency |  | 7118160 | Yes | AC-Coupled | Solar | 0 | 10
HISTEX-69664 | 2353430 |  |  |  | In Queue | Commercial | Blandford | 2021-11-02 | Lithium Ion |  | Samsung | 2000 | 500 | 2000 | 500 | Standalone |  |  |  |  | 7017561 | Yes | DC-Coupled | Solar | 1000 | 498
HISTEX-69662 | 2352975 |  |  | Utility Connected Solutions DR Program | In Queue | Commercial | PLYMOUTH | 2021-11-05 | Lithium Ion |  | Tesla | 0 | 0 | 27 | 10 | Behind the Meter |  |  |  |  | 7218137 | Yes | AC-Coupled | Solar | 0 | 10
HISTEX-69657 | 2352680 |  |  |  | In Queue | Commercial | North Dartmouth | 2021-11-10 | Lithium Ion |  | Samsung | 4990 | 4990 | 30000 | 4990 | Standalone |  |  |  |  | 7215982 | Yes | DC-Coupled | Solar | 12567.15 | 4990
HISTEX-69656 | 2352572 |  |  |  | In Queue | Residential | E FALMOUTH | 2021-11-15 | Lithium Ion |  | Tesla | 0 | 0 | 13.5 | 5 | Behind the Meter | Customer Bill Savings (e.g., Demand Charge Management, TOU Arbitrage) | Peak Shaving/ Load Leveling | Reliability and Resiliency |  | 7178030 | Yes | AC-Coupled | Solar | 4.3 | 12.6
HISTEX-69655 | 2352540 |  |  |  | In Queue | Residential | NEEDHAM | 2021-11-15 | Lithium Ion |  | Tesla | 13.5 | 0 | 13.5 | 5 | Behind the Meter | Customer Bill Savings (e.g., Demand Charge Management, TOU Arbitrage) | Peak Shaving/ Load Leveling | Reliability and Resiliency |  | 7178210 | Yes | AC-Coupled | Solar | 7.6 | 12.6
HISTEX-69654 | 2352522 |  |  | ConnectedSolutions | In Queue | Commercial | N TRURO | 2021-11-15 | Lithium Ion |  | Tesla | 0 | 0 | 27 | 10 | Behind the Meter | Customer Bill Savings (e.g., Demand Charge Management, TOU Arbitrage) | Peak Shaving/ Load Leveling | Reliability and Resiliency |  | 7638449 | Yes | AC-Coupled | Solar | 17.83 | 15.2
HISTEX-69653 | 2352302 |  |  |  | In Queue | Residential | SHARON | 2021-11-17 | Lithium Ion |  | Tesla | 0 | 0 | 13.5 | 5 | Behind the Meter | Customer Bill Savings (e.g., Demand Charge Management, TOU Arbitrage) | Peak Shaving/ Load Leveling | Reliability and Resiliency |  | 7201691 | Yes | AC-Coupled | Solar | 4.08 | 8.8
HISTEX-69651 | 2352285 |  |  |  | In Queue | Residential | CHATHAM | 2021-11-23 | Lithium Ion |  | Enphase | 0 | 0 | 10 | 3.84 | Behind the Meter |  |  |  |  | 7243147 | Yes | AC-Coupled | Solar | 0 | 3.84
HISTEX-69646 | 2351984 |  |  |  | In Queue | Commercial | Bourne | 2021-11-24 | Lithium Ion |  | LG Chem | 12000 | 2000 | 12000 | 2000 | Standalone |  |  |  |  | 7385085 | Yes | DC-Coupled | Solar | 3699.84 | 999
HISTEX-69645 | 2351960 |  |  |  | In Queue | Commercial | SHARON | 2021-11-28 | Lithium Ion |  | Tesla | 13.5 | 0 | 13.5 | 5 | Behind the Meter | Customer Bill Savings (e.g., Demand Charge Management, TOU Arbitrage) | Peak Shaving/ Load Leveling | Reliability and Resiliency |  | 7362638 | Yes | AC-Coupled | Solar | 4.08 | 7.6
HISTEX-69635 | 2349786 |  |  |  | In Queue | Commercial | SUDBURY | 2021-11-28 | Lithium Ion |  | Tesla | 0 | 0 | 13.5 | 5 | Behind the Meter | Customer Bill Savings (e.g., Demand Charge Management, TOU Arbitrage) | Peak Shaving/ Load Leveling | Reliability and Resiliency |  | 7608395 | Yes | AC-Coupled | Solar | 15.696 | 26.4
HISTEX-69634 | PP02349408 |  |  | Connected Solutions Demand Response | In Queue | Commercial | WESTPORT | 2021-11-29 | Lithium Ion |  | Tesla | 0 | 0 | 13.5 | 5 | Behind the Meter | Customer Bill Savings (e.g., Demand Charge Management, TOU Arbitrage) | Peak Shaving/ Load Leveling | Reliability and Resiliency |  | 7384438 | Yes | AC-Coupled | Solar | 4.08 | 23.7
HISTEX-69628 | 2346531 |  |  |  | In Queue | Commercial | MARSHFIELD | 2021-12-03 | Lithium Ion |  | Tesla | 13.5 | 0 | 13.5 | 0 | Behind the Meter | Customer Bill Savings (e.g., Demand Charge Management, TOU Arbitrage) | Peak Shaving/ Load Leveling | Reliability and Resiliency |  | 7421564 | Yes | AC-Coupled | Solar | 19.728 | 15.2
HISTEX-69621 | 2343563 |  |  |  | In Queue | Commercial | Hadley | 2021-12-08 | Lithium Ion |  | Other | 4950 | 1237.5 | 4950 | 990 | Standalone | Wholesale Market |  |  | Clean Peak | 7674171 | Yes | DC-Coupled | Solar | 1995.84 | 990
HISTEX-69616 | 2339086 |  |  | Utility Connected Solutions DR Program | In Queue | Residential | WALPOLE | 2021-12-10 | Lithium Ion |  | Tesla | 0 | 0 | 0 | 0 | Behind the Meter |  |  |  |  | 7460020 | Yes | AC-Coupled | Solar | 10.72 | 5
HISTEX-69607 | 2330491 |  |  |  | In Queue | Residential | MONUM BCH | 2021-12-12 | Lithium Ion |  | Tesla | 13.5 | 0 | 13.5 | 0 | Behind the Meter | Customer Bill Savings (e.g., Demand Charge Management, TOU Arbitrage) | Peak Shaving/ Load Leveling | Reliability and Resiliency |  | 7461094 | Yes | AC-Coupled | Solar | 5.525 | 7.6
HISTEX-69550 | 4318615 |  |  | Connected Solutions Demand Response | In Queue | Residential | ACUSHNET | 2021-12-13 | Lithium Ion |  | LG Chem | 18 | 0 | 18 | 0 | Behind the Meter | Customer Bill Savings (e.g., Demand Charge Management, TOU Arbitrage) |  |  |  | 7629453 | Yes | DC-Coupled | Solar | 9.81 | 0
HISTEX-69533 | 2374665 |  |  |  | In Queue | Commercial | Bernardston | 2021-12-13 | Other | Lithium Iron Phosphate | Other | 8206 | 2051.5 | 8206 | 2000 | Standalone | Backup, Solar Self Consumption | Peak Shaving/ Load Leveling | Wholesale Market |  | 7372844 | Yes | DC-Coupled | Solar | 2073.6 | 2200
HISTEX-69496 | PP02403584 |  |  |  | In Queue | Residential | ARLINGTON | 2021-12-15 | Lithium Ion |  | Tesla | 13.5 | 0 | 13.5 | 0 | Behind the Meter | Customer Bill Savings (e.g., Demand Charge Management, TOU Arbitrage) | Peak Shaving/ Load Leveling | Reliability and Resiliency |  | 7495095 | Yes | AC-Coupled | Solar | 10.08 | 7.6
HISTEX-69481 | 2343065 |  |  |  | In Queue | Commercial | WESTWOOD | 2021-12-16 | Lithium Ion |  | sonnenBacterie | 20 | 20 | 20 | 8 | Behind the Meter | Reliability and Resiliency |  |  |  | 7547138 | Yes | AC-Coupled | Solar | 14.95 | 18
HISTEX-69451 | 2280862 |  |  | Utility Connected Solutions DR Program | In Queue | Commercial | BROOKLINE | 2021-12-20 | Lithium Ion |  | Tesla | 6.72 | 2.816 | 5.98 | 2.56 | Behind the Meter | Reliability and Resiliency |  |  |  | 7776052 | Yes | AC-Coupled | Solar | 0 | 14
HISTEX-69444 | 2327102 |  |  |  | In Queue | Commercial | SANDWICH | 2021-12-20 | Lithium Ion |  | Tesla | 0 | 0 | 54 | 20 | Behind the Meter | Customer Bill Savings (e.g., Demand Charge Management, TOU Arbitrage) | Peak Shaving/ Load Leveling | Reliability and Resiliency |  | 7572531 | Yes | AC-Coupled | Solar | 8.712 | 15.2
HISTEX-69373 | 2349583 |  |  |  | In Queue | Commercial | HATCHVILLE | 2021-12-21 | Lithium Ion |  | Tesla | 27 | 27 | 10 | 10 | Behind the Meter | Reliability and Resiliency |  |  | Connected Solutions | 7581688 | Yes | AC-Coupled | Solar | 9.81 | 10
HISTEX-69342 | 2355009 |  |  |  | In Queue | Residential | STONEHAM | 2021-12-21 | Other | Lithium Iron Phosphate | Other | 13 | 6.4 | 12 | 6 | Behind the Meter | Customer Bill Savings (e.g., Demand Charge Management, TOU Arbitrage) | Reliability and Resiliency |  |  | 7525086 | Yes | AC-Coupled | Solar | 8.51 | 13.36
HISTEX-69189 | 2365635 |  |  |  | In Queue | Commercial | Marshfield | 2021-12-21 | Lithium Ion |  | LG Chem | 499 | 2000 | 499 | 2000 | Standalone | Wholesale Market |  |  | DC Clipping Recapture | 7888948 | Yes | DC-Coupled | Solar | 0 | 499
HISTEX-69099 | 2377387 |  |  | Connected Solutions Demand Response | In Queue | Commercial | NEWTON CTR | 2021-12-22 | Lithium Ion |  | Tesla | 13.5 | 0 | 13.5 | 5 | Behind the Meter | Customer Bill Savings (e.g., Demand Charge Management, TOU Arbitrage) | Peak Shaving/ Load Leveling | Reliability and Resiliency |  | 7849569 | Yes | AC-Coupled | Solar | 21.76 | 25.2
HISTEX-68962 | 2349576 |  |  |  | In Queue | Commercial | PLYMOUTH | 2021-12-22 | Lithium Ion |  | Enphase | 21 | 0 | 20.16 | 0 | Behind the Meter |  |  |  | connected solutions | 7573033 | Yes | AC-Coupled | Solar | 0 | 7.68
HISTEX-68918 | 2349579 |  |  | Connected Solutions | In Queue | Commercial | Needham | 2021-12-23 | Lithium Ion |  | Other | 672 | 336 | 672 | 750 | Standalone | Wholesale Market |  |  |  | 7591425 | Yes | DC-Coupled | Solar | 1179.36 | 750
HISTEX-68841 | 2259341 |  |  |  | In Queue | Commercial | FRAMINGHAM | 2021-12-28 | Lithium Ion |  | Enphase | 20.16 | 7.68 | 20.16 | 7.68 | Behind the Meter |  |  |  |  | 7599736 | Yes | AC-Coupled | Solar | 16.1 | 11.5
HISTEX-68693 | 5097909 |  |  |  | In Queue | Residential | N DARTMUTH | 2021-12-30 | Lithium Ion |  | LG Chem | 9.8 | 9.8 | 9.8 | 5 | Behind the Meter |  |  |  | Backup | 7557942 | Yes | DC-Coupled | Solar | 6.39 | 5.76
HISTEX-68653 | 2344136 |  |  |  | In Queue | Commercial | Dartmouth | 2021-12-31 | Lithium Ion |  | Other | 3000 | 1500 | 3000 | 1500 | Standalone | Wholesale Market |  |  |  | 7647691 | Yes | DC-Coupled | Solar | 5600 | 4000
HISTEX-68651 | 2337174 |  |  | Connected Solutions | In Queue | Commercial | Marshfield | 2022-01-04 | Lithium Ion |  | LG Chem | 400 | 200 | 400 | 200 | Standalone | Wholesale Market |  |  | DC Clipping Recapture | 7656468 | Yes | DC-Coupled | Solar | 0 | 249
HISTEX-68648 | 2343104 |  |  |  | In Queue | Commercial | Marshfield | 2022-01-04 | Lithium Ion |  | LG Chem | 400 | 200 | 400 | 200 | Behind the Meter | Wholesale Market |  |  |  | 7669141 | Yes | DC-Coupled | Solar | 0 | 249
HISTEX-68636 | PP02353656 |  |  |  | In Queue | Commercial | Carver | 2022-01-06 | Lithium Ion |  | Samsung | 8000 | 2000 | 8000 | 2000 | Standalone | Reliability and Resiliency |  |  |  | 7669534 | Yes | DC-Coupled | Solar | 4610 | 2000
HISTEX-68632 | 2378798 |  |  |  | In Queue | Residential | OAK BLUFFS | 2022-01-10 | Lithium Ion |  | Tesla | 13.5 | 0 | 13.5 | 0 | Behind the Meter | Customer Bill Savings (e.g., Demand Charge Management, TOU Arbitrage) | Peak Shaving/ Load Leveling | Reliability and Resiliency |  | 7599105 | Yes | AC-Coupled | Solar | 8.208 | 7.6
HISTEX-68628 | 2372267 |  |  |  | In Queue | Commercial | FALMOUTH | 2022-01-11 | Lithium Ion |  | Tesla | 27 | 27 | 10 | 10 | Behind the Meter | Reliability and Resiliency |  |  | Connected Solutions | 7743497 | Yes | AC-Coupled | Solar | 9.25 | 10
HISTEX-68627 | 2372155 |  |  |  | In Queue | Residential | WAYLAND | 2022-01-12 | Lithium Ion |  | Tesla | 13.5 | 0 | 13.5 | 0 | Behind the Meter | Customer Bill Savings (e.g., Demand Charge Management, TOU Arbitrage) | Peak Shaving/ Load Leveling | Reliability and Resiliency |  | 7629004 | Yes | AC-Coupled | Solar | 8.352 | 7.6
HISTEX-68618 | 2347725 |  |  | Connected Solutions Demand Response | In Queue | Residential | S YARMOUTH | 2022-01-12 | Lithium Ion |  | LG Chem | 9.6 | 5 | 19.2 | 10 | Behind the Meter |  |  |  |  | 7628890 | Yes | DC-Coupled | Solar | 4 | 10
HISTEX-68616 | 2335827 |  |  |  | In Queue | Commercial | Agawam | 2022-01-12 | Lithium Ion |  | Samsung | 51200 | 12800 | 51200 | 12800 | Standalone | Wholesale Market |  |  | Clean Peak | 7596545 | Yes | AC-Coupled | Solar | 0 | 12800
HISTEX-68615 | 2334390 |  |  |  | In Queue | Residential | CONWAY | 2022-01-18 | Lithium Ion |  | Tesla | 13.5 | 0 | 13.5 | 0 | Behind the Meter | Customer Bill Savings (e.g., Demand Charge Management, TOU Arbitrage) | Peak Shaving/ Load Leveling | Reliability and Resiliency |  | 7644347 | Yes | AC-Coupled | Solar | 9 | 7.6
HISTEX-68609 | 2337126 |  |  |  | In Queue | Residential | WAYLAND | 2022-01-20 | Lithium Ion |  | Tesla | 13.5 | 0 | 13.5 | 5 | Behind the Meter | Customer Bill Savings (e.g., Demand Charge Management, TOU Arbitrage) | Peak Shaving/ Load Leveling | Reliability and Resiliency |  | 6681505 | Yes | AC-Coupled | Solar | 10.08 | 12.6
HISTEX-68605 | 2338339 |  |  | Utility Connected Solutions DR Program | In Queue | Commercial | Somerville | 2022-01-20 | Other | Lithium Iron Phosphate | sonnenBacterie | 10 | 4.8 | 10 | 4.8 | Behind the Meter | Backup, Solar Self Consumption | Reliability and Resiliency |  |  | 7824998 | Yes | AC-Coupled | Solar | 10 | 14.8
HISTEX-68604 | 2336071 |  |  | Utility Connected Solutions DR Program | In Queue | Commercial | WAQUOIT | 2022-01-20 | Lithium Ion |  | Other | 0 | 0 | 13 | 6.8 | Behind the Meter |  |  |  | pv self | 7825067 | Yes | AC-Coupled | Solar | 12.75 | 11.52
HISTEX-68596 | 2343539 |  |  | Connected Solutions | In Queue | Commercial | LEE | 2022-01-21 | Lithium Ion |  | Enphase | 0 | 0 | 20.16 | 20.1 | Behind the Meter | Customer Bill Savings (e.g., Demand Charge Management, TOU Arbitrage) |  |  |  | 7665155 | Yes | AC-Coupled | Solar | 9.49
HISTEX-68465 | 2279426 |  |  |  | In Queue | Residential | MASHPEE | 2022-01-23 | Lithium Ion |  | Tesla | 13.5 | 0 | 13.5 | 5 | Behind the Meter | Customer Bill Savings (e.g., Demand Charge Management, TOU Arbitrage) | Peak Shaving/ Load Leveling | Reliability and Resiliency |  | 7702221 | Yes | AC-Coupled | Solar | 8.075 | 12.6
HISTEX-68458 | PP02274401 |  |  | Connected Solutions Demand Response | In Queue | Commercial | HYDE PARK | 2022-01-24 | Lithium Ion |  | Tesla | 13.5 | 0 | 13.5 | 5 | Behind the Meter | Customer Bill Savings (e.g., Demand Charge Management, TOU Arbitrage) | Peak Shaving/ Load Leveling | Reliability and Resiliency |  | 7832407 | Yes | AC-Coupled | Solar | 7.056 | 7.6
HISTEX-68451 | 2272658 |  |  |  | In Queue | Residential | HOLLISTON | 2022-01-25 | Lithium Ion |  | Tesla | 13.5 | 0 | 13.5 | 0 | Behind the Meter | Customer Bill Savings (e.g., Demand Charge Management, TOU Arbitrage) | Peak Shaving/ Load Leveling | Reliability and Resiliency |  | 7741904 | Yes | AC-Coupled | Solar | 12.528 | 7.6
HISTEX-68447 | PP02277380 |  |  |  | In Queue | Commercial | WESTWOOD | 2022-01-25 | Lithium Ion |  | Tesla | 13.5 | 0 | 13.5 | 5 | Behind the Meter | Customer Bill Savings (e.g., Demand Charge Management, TOU Arbitrage) | Peak Shaving/ Load Leveling | Reliability and Resiliency |  | 7832628 | Yes | AC-Coupled | Solar | 10.822 | 15.2
HISTEX-68446 | 2274654 |  |  |  | In Queue | Commercial | WALTHAM | 2022-01-27 | Lithium Ion |  | Other | 548 | 274 | 548 | 274 | Behind the Meter | Customer Bill Savings (e.g., Demand Charge Management, TOU Arbitrage) |  |  |  | 7841553 | Yes | DC-Coupled | Solar | 407.7
HISTEX-68442 | 2268194 |  |  |  | In Queue | Residential | S ORLEANS | 2022-01-28 | Lithium Ion |  | Tesla | 13.5 | 0 | 13.5 | 5 | Behind the Meter | Customer Bill Savings (e.g., Demand Charge Management, TOU Arbitrage) | Peak Shaving/ Load Leveling | Reliability and Resiliency |  | 7752574 | Yes | AC-Coupled | Solar | 9.94 | 12.6
HISTEX-68431 | 2271557 |  |  | Connected Solutions Demand Response | In Queue | Commercial | LINCOLN | 2022-01-28 | Lithium Ion |  | Tesla | 0 | 0 | 13.5 | 5 | Behind the Meter | Customer Bill Savings (e.g., Demand Charge Management, TOU Arbitrage) | Peak Shaving/ Load Leveling | Reliability and Resiliency |  | 7841759 | Yes | AC-Coupled | Solar | 9.6 | 10
HISTEX-68418 | 2283036 |  |  |  | In Queue | Residential | EASTHAM | 2022-01-31 | Lithium Ion |  | Tesla | 0 | 0 | 13.5 | 5.8 | Behind the Meter |  |  |  |  | 7752122 | Yes | AC-Coupled | Solar |  | 5.8
HISTEX-68417 | 2286968 |  |  |  | In Queue | Residential | S SANDWICH | 2022-01-31 | Lithium Ion |  | LG Chem | 9.8 | 5 | 9.8 | 5 | Behind the Meter |  |  |  | Backup | 7756714 | Yes | DC-Coupled | Solar | 9.23 | 7.6
HISTEX-68410 | PP02270749 |  |  |  | In Queue | Residential | NORTHFIELD | 2022-02-02 | Lithium Ion |  | Tesla | 0 | 0 | 13.5 | 5 | Behind the Meter | Customer Bill Savings (e.g., Demand Charge Management, TOU Arbitrage) | Peak Shaving/ Load Leveling | Reliability and Resiliency |  | 7750131 | Yes | AC-Coupled | Solar |  | 5
HISTEX-68408 | 2277381 |  |  |  | In Queue | Residential | LINCOLN | 2022-02-02 | Lithium Ion |  | Tesla | 0 | 0 | 13.5 | 5 | Behind the Meter | Customer Bill Savings (e.g., Demand Charge Management, TOU Arbitrage) | Peak Shaving/ Load Leveling | Reliability and Resiliency |  | 7760654 | Yes | AC-Coupled | Solar |  | 5
HISTEX-68395 | 2283639 |  |  |  | In Queue | Residential | LINCOLN | 2022-02-03 | Lithium Ion |  | Tesla | 0 | 0 | 13.5 | 5 | Behind the Meter | Customer Bill Savings (e.g., Demand Charge Management, TOU Arbitrage) | Peak Shaving/ Load Leveling | Reliability and Resiliency |  | 7794184 | Yes | AC-Coupled | Solar | 0 | 5
HISTEX-68390 | 2277113 |  |  |  | In Queue | Residential | CHESTNT HL | 2022-02-04 | Lithium Ion |  | Enphase | 10.08 | 3.84 | 10.08 | 3.84 | Behind the Meter |  |  |  |  | 7794003 | Yes | AC-Coupled | Solar | 11.84 | 13.28
HISTEX-68389 | 2277112 |  |  |  | In Queue | Commercial | ERVING | 2022-02-04 | Lithium Ion |  | Other | 7425 | 2490 | 7425 | 2490 | Behind the Meter | Wholesale Market |  |  |  | 7791028 | Yes | DC-Coupled | Solar | 6868.8 | 2600
HISTEX-68385 | PP02299343 |  |  | Connected Solutions Demand Response | In Queue | Commercial | PLYMOUTH | 2022-02-08 | Lithium Ion |  | Tesla | 56 | 23.2 | 54 | 20 | Behind the Meter | Reliability and Resiliency |  |  |  | 7907944 | Yes | AC-Coupled | Solar | 59.62 | 40.4
HISTEX-68384 | 2300908 |  |  | Connected Solutions Demand Response | In Queue | Commercial | WINCHESTER | 2022-02-09 | Lithium Ion |  | Tesla | 13.5 | 0 | 13.5 | 0 | Behind the Meter | Customer Bill Savings (e.g., Demand Charge Management, TOU Arbitrage) | Peak Shaving/ Load Leveling | Reliability and Resiliency |  | 7908454 | Yes | AC-Coupled | Solar | 26.856 | 19
HISTEX-68381 | 2297083 |  |  |  | In Queue | Residential | LEVERETT | 2022-02-11 | Lithium Ion |  | Tesla | 5 | 5 | 13.5 | 5 | Behind the Meter | Reliability and Resiliency |  |  |  | 7811917 | Yes | AC-Coupled | Solar |  | 5
HISTEX-68379 | 2297681 |  |  |  | In Queue | Commercial | NEEDHAM | 2022-02-11 | Lithium Ion |  | Tesla | 1101.6 | 550.8 | 1101.6 | 499.5 | Behind the Meter | Customer Bill Savings (e.g., Demand Charge Management, TOU Arbitrage) | Peak Shaving/ Load Leveling |  |  | 7932202 | Yes | AC-Coupled | Solar | 675 | 499.5
HISTEX-68374 | 2296564 |  |  |  | In Queue | Commercial | Hinsdale | 2022-02-11 | Lithium Ion |  | Other | 4999 | 4999 | 20300 | 4999 | Standalone | Wholesale Market |  |  |  | 7818782 | Yes | AC-Coupled | Solar | 0 | 4999
HISTEX-68351 | 2281482 |  |  |  | In Queue | Residential | MARION | 2022-02-14 | Lithium Ion |  | Other | 18 | 9 | 18 | 9 | Behind the Meter |  |  |  |  | 7888755 | Yes | DC-Coupled | Solar | 1.83 | 9
HISTEX-68338 | 2295852 |  |  | Connected Solutions Demand Response | In Queue | Commercial | EDGARTOWN | 2022-02-14 | Lithium Ion |  | Other | 2752 | 1376 | 2752 | 1376 | Standalone | Wholesale Market |  |  |  | 7931871 | Yes | DC-Coupled | Solar | 3744 | 2500
HISTEX-68330 | PP02302146 |  |  |  | In Queue | Residential | LINCOLN | 2022-02-15 | Lithium Ion |  | Tesla | 0 | 0 | 13.5 | 5 | Behind the Meter | Customer Bill Savings (e.g., Demand Charge Management, TOU Arbitrage) | Peak Shaving/ Load Leveling | Reliability and Resiliency |  | 7888916 | Yes | AC-Coupled | Solar |  | 5
HISTEX-68329 | PP02300709 |  |  | Connected Solutions | In Queue | Commercial | Dartmouth | 2022-02-16 | Lithium Ion |  | Other | 2490 | 1245 | 2415 | 1208 | Standalone | Backup, Solar Self Consumption | Reliability and Resiliency | Wholesale Market |  | 7950915 | Yes | AC-Coupled | Solar | 0 | 20000
HISTEX-68328 | PP02300058 |  |  | Connected Solutions Demand Response | In Queue | Commercial | ORLEANS | 2022-02-17 | Lithium Ion |  | Tesla | 0 | 0 | 27 | 10 | Behind the Meter |  |  |  |  | 7984376 | Yes | AC-Coupled | Solar | 0 | 10
HISTEX-68325 | 2311480 |  |  |  | In Queue | Residential | FRAMINGHAM | 2022-02-22 | Lithium Ion |  | Tesla | 5 | 14 | 5 | 5 | Behind the Meter |  |  |  |  | 7920184 | Yes | AC-Coupled | Solar |  | 10
HISTEX-68320 | 2308513 |  |  |  | In Queue | Commercial | HOPKINTON | 2022-02-22 | Lithium Ion |  | Tesla | 13.5 | 0 | 13.5 | 5 | Behind the Meter | Customer Bill Savings (e.g., Demand Charge Management, TOU Arbitrage) | Peak Shaving/ Load Leveling | Reliability and Resiliency |  | 8513320 | Yes | AC-Coupled | Solar | 21.816 | 15.2
HISTEX-68306 | PP02307638 |  |  |  | In Queue | Commercial | ORLEANS | 2022-02-22 | Lithium Ion |  | Tesla | 13.5 | 0 | 13.5 | 0 | Behind the Meter | Customer Bill Savings (e.g., Demand Charge Management, TOU Arbitrage) | Peak Shaving/ Load Leveling | Reliability and Resiliency |  | 8513228 | Yes | AC-Coupled | Solar | 14.03 | 15.2
HISTEX-68298 | 2319218 |  |  |  | In Queue | Commercial | Pittsfield | 2022-02-23 | Lithium Ion |  | Samsung | 127200 | 31800 | 127200 | 31800 | Standalone | Peak Shaving/ Load Leveling | Reliability and Resiliency | Wholesale Market |  | 7888442 | Yes | DC-Coupled | Solar | 0 | 31800
HISTEX-68295 | 2320621 |  |  |  | In Queue | Residential | YARMUTHPRT | 2022-02-24 | Lithium Ion |  | Tesla | 13.5 | 0 | 13.5 | 5 | Behind the Meter | Customer Bill Savings (e.g., Demand Charge Management, TOU Arbitrage) | Peak Shaving/ Load Leveling | Reliability and Resiliency |  | 7949465 | Yes | AC-Coupled | Solar | 12.81 | 12.6
HISTEX-68294 | PP02320446 |  |  | Connected Solutions Demand Response | In Queue | Commercial | KINGSTON | 2022-02-24 | Lithium Ion |  | Tesla | 13.5 | 0 | 13.5 | 0 | Behind the Meter | Customer Bill Savings (e.g., Demand Charge Management, TOU Arbitrage) | Peak Shaving/ Load Leveling | Reliability and Resiliency |  | 8513451 | Yes | AC-Coupled | Solar | 15.55 | 15.2
HISTEX-68287 | 2320444 |  |  | Connected Solutions Demand Response | In Queue | Commercial | PITTSFIELD | 2022-02-24 | Lithium Ion |  | Tesla | 13.5 | 0 | 13.5 | 0 | Behind the Meter | Customer Bill Savings (e.g., Demand Charge Management, TOU Arbitrage) | Peak Shaving/ Load Leveling | Reliability and Resiliency |  | 8540951 | Yes | AC-Coupled | Solar | 17 | 15.2
HISTEX-68285 | 2324659 |  |  |  | In Queue | Residential | CHATHAMPRT | 2022-02-26 | Lithium Ion |  | Tesla | 13.5 | 0 | 13.5 | 0 | Behind the Meter | Customer Bill Savings (e.g., Demand Charge Management, TOU Arbitrage) | Peak Shaving/ Load Leveling | Reliability and Resiliency | Utility Connected Solutions DR Program | 7984628 | Yes | AC-Coupled | Solar | 12.4 | 11.4
HISTEX-68277 | 2334456 |  |  |  | In Queue | Residential | DALTON | 2022-02-27 | Lithium Ion |  | Tesla | 13.5 | 0 | 13.5 | 0 | Behind the Meter | Customer Bill Savings (e.g., Demand Charge Management, TOU Arbitrage) | Peak Shaving/ Load Leveling | Reliability and Resiliency |  | 7934265 | Yes | AC-Coupled | Solar | 9.6 | 7.6
HISTEX-68276 | 2334165 |  |  |  | In Queue | Commercial | GRANVILLE | 2022-02-28 | Lithium Ion |  | Tesla | 13.5 | 0 | 13.5 | 5 | Behind the Meter | Customer Bill Savings (e.g., Demand Charge Management, TOU Arbitrage) | Peak Shaving/ Load Leveling | Reliability and Resiliency |  | 7937890 | Yes | AC-Coupled | Solar | 13.104 | 15.2
HISTEX-68275 | 2331587 |  |  |  | In Queue | Residential | STONEHAM | 2022-03-02 | Lithium Ion |  | Tesla | 13.5 | 0 | 13.5 | 0 | Behind the Meter | Customer Bill Savings (e.g., Demand Charge Management, TOU Arbitrage) | Peak Shaving/ Load Leveling | Reliability and Resiliency |  | 7984612 | Yes | AC-Coupled | Solar | 4.25 | 7.6
HISTEX-68274 | 2331371 |  |  | Connected Solutions Demand Response | In Queue | Commercial | SUDBURY | 2022-03-02 | Lithium Ion |  | Tesla | 13.5 | 0 | 13.5 | 0 | Behind the Meter | Customer Bill Savings (e.g., Demand Charge Management, TOU Arbitrage) | Peak Shaving/ Load Leveling | Reliability and Resiliency |  | 8822112 | Yes | AC-Coupled | Solar | 17 | 15.2
HISTEX-68273 | 2331348 |  |  | Connected Solutions Demand Response | In Queue | Commercial | SUDBURY | 2022-03-02 | Lithium Ion |  | Tesla | 0 | 0 | 40.5 | 15 | Behind the Meter | Customer Bill Savings (e.g., Demand Charge Management, TOU Arbitrage) | Peak Shaving/ Load Leveling | Reliability and Resiliency |  | 8013230 | Yes | AC-Coupled | Solar | 17.064 | 15.2
HISTEX-68272 | 2331153 |  |  | Utility Connected Solutions DR Program | In Queue | Residential | AMHERST | 2022-03-03 | Lithium Ion |  | Other | 9.7 | 9.7 | 9.7 | 9.7 | Behind the Meter | Customer Bill Savings (e.g., Demand Charge Management, TOU Arbitrage) |  |  |  | 7982673 | Yes | DC-Coupled | Solar | 3.7 | 0
HISTEX-68271 | 2331148 |  |  | Utility Connected Solutions DR Program | In Queue | Residential | W YARMOUTH | 2022-03-03 | Lithium Ion |  | Other | 0 | 0 | 13 | 0 | Behind the Meter |  |  |  |  | 7985553 | Yes | AC-Coupled | Solar | 8.375 | 8
HISTEX-68270 | 2330923 |  |  |  | In Queue | Residential | OSTERVILLE | 2022-03-08 | Lithium Ion |  | Tesla | 0 | 0 | 13.5 | 5 | Behind the Meter | Customer Bill Savings (e.g., Demand Charge Management, TOU Arbitrage) | Peak Shaving/ Load Leveling | Reliability and Resiliency |  | 8535649 | Yes | AC-Coupled | Solar |  | 5
HISTEX-68269 | 2330882 |  |  |  | In Queue | Commercial | Chelsea | 2022-03-08 | Lithium Ion |  | Other | 573 | 250 | 573 | 250 | Behind the Meter | Customer Bill Savings (e.g., Demand Charge Management, TOU Arbitrage) | Peak Shaving/ Load Leveling | Reliability and Resiliency |  | 8584984 | Yes | AC-Coupled | Solar | 0 | 250
HISTEX-68268 | 2330875 |  |  | Utility Connected Solutions DR Program | In Queue | Residential | CENTERVIL | 2022-03-09 | Lithium Ion |  | Other | 9.7 | 5 | 9.7 | 5 | Behind the Meter | Customer Bill Savings (e.g., Demand Charge Management, TOU Arbitrage) | Reliability and Resiliency |  |  | 8536550 | Yes | DC-Coupled | Solar |  | 0
HISTEX-68267 | 2330360 |  |  |  | In Queue | Commercial | Framingham | 2022-03-09 | Lithium Ion |  | Other | 18432 | 6000 | 17140 | 4999.2 | Standalone | Reliability and Resiliency | Wholesale Market |  |  | 8637903 | Yes | AC-Coupled | Solar | 0 | 4999.2
HISTEX-68264 | 2330720 |  |  | Connected Solutions | In Queue | Commercial | Springfield | 2022-03-09 | Lithium Ion |  | Other | 18432 | 6000 | 17140 | 4999.2 | Behind the Meter | Reliability and Resiliency | Wholesale Market |  |  | 10110145 | Yes | AC-Coupled | Solar | 0 | 4999.2
HISTEX-68263 | 2330718 |  |  |  | In Queue | Commercial | Marshfield | 2022-03-09 | Lithium Ion |  | Other | 18432 | 6000 | 17140 | 4999.2 | Standalone | Reliability and Resiliency | Wholesale Market |  |  | 8637691 | Yes | AC-Coupled | Solar | 0 | 4999.2
HISTEX-68262 | 2330392 |  |  |  | In Queue | Commercial | South Yarmouth | 2022-03-09 | Lithium Ion |  | Other | 18432 | 6000 | 17140 | 4999.2 | Standalone | Reliability and Resiliency | Wholesale Market |  |  |  | Yes | AC-Coupled | Solar | 0 | 4999.2
HISTEX-68261 | 2330926 |  |  |  | In Queue | Commercial | Canton | 2022-03-09 | Lithium Ion |  | Other | 18432 | 6000 | 17140 | 4999.2 | Behind the Meter | Reliability and Resiliency | Wholesale Market |  |  | 8637289 | Yes | AC-Coupled | Solar | 0 | 4999.2
HISTEX-68255 | 2330325 |  |  |  | In Queue | Commercial | Holliston | 2022-03-09 | Lithium Ion |  | Other | 18432 | 6000 | 17140 | 4999.2 | Standalone | Reliability and Resiliency | Wholesale Market |  |  | 8637148 | Yes | AC-Coupled | Solar | 0 | 4999.2
HISTEX-68254 | 2330206 |  |  |  | In Queue | Commercial | West Roxbury | 2022-03-09 | Lithium Ion |  | Other | 18432 | 6000 | 17140 | 4999.2 | Standalone | Reliability and Resiliency | Wholesale Market |  |  | 8636935 | Yes | AC-Coupled | Solar | 0 | 4999.2
HISTEX-68253 | 2329466 |  |  | Connected Solutions Demand Response | In Queue | Residential | GREENFIELD | 2022-03-10 | Lithium Ion |  | Tesla | 10 | 10 | 27 | 10 | Behind the Meter | Reliability and Resiliency |  |  |  | 8605334 | Yes | AC-Coupled | Solar | 0 | 10
HISTEX-68252 | 2329391 |  |  |  | In Queue | Commercial | CHESTNT HL | 2022-03-11 | Lithium Ion |  | sonnenBacterie | 12 | 8 | 12 | 8 | Behind the Meter |  |  |  |  | 9173848 | Yes | AC-Coupled | Solar | 0 | 8
HISTEX-68251 | 2328025 |  |  |  | In Queue | Commercial | WAYLAND | 2022-03-11 | Lithium Ion |  | Tesla | 0 | 0 | 27 | 12.6 | Behind the Meter | Customer Bill Savings (e.g., Demand Charge Management, TOU Arbitrage) | Peak Shaving/ Load Leveling | Reliability and Resiliency |  | 8661578 | Yes | AC-Coupled | Solar | 12.75 | 12.6
HISTEX-68242 | 2327130 |  |  | Connected Solutions | In Queue | Commercial | MEDWAY | 2022-03-11 | Lithium Ion |  | Tesla | 0 | 0 | 54 | 20 | Behind the Meter | Customer Bill Savings (e.g., Demand Charge Management, TOU Arbitrage) | Peak Shaving/ Load Leveling | Reliability and Resiliency |  | 8661345 | Yes | AC-Coupled | Solar | 17 | 25.2
HISTEX-68227 | 2320809 |  |  |  | In Queue | Residential | PLYMOUTH | 2022-03-15 | Lithium Ion |  | Tesla | 13.5 | 0 | 13.5 | 0 | Behind the Meter | Customer Bill Savings (e.g., Demand Charge Management, TOU Arbitrage) | Peak Shaving/ Load Leveling | Reliability and Resiliency |  | 8573829 | Yes | AC-Coupled | Solar | 8.5 | 7.6
HISTEX-68224 | 2331592 |  |  |  | In Queue | Residential | W NEWTON | 2022-03-15 | Lithium Ion |  | Tesla | 13.5 | 0 | 13.5 | 5 | Behind the Meter | Customer Bill Savings (e.g., Demand Charge Management, TOU Arbitrage) | Peak Shaving/ Load Leveling | Reliability and Resiliency |  | 8573912 | Yes | AC-Coupled | Solar | 12.168 | 12.6
HISTEX-53152 | 3354883 |  |  |  | In Queue | Residential | LEXINGTON | 2022-03-15 | Lithium Ion |  | Tesla | 0 | 0 | 5 | 0 | Behind the Meter |  |  |  |  | 8572860 | Yes | AC-Coupled | Solar | 7.4 | 5
HISTEX-53129 | 3112855 |  |  |  | In Queue | Commercial | NEEDHAM | 2022-03-16 | Lithium Ion |  | Tesla | 13.5 | 0 | 13.5 | 0 | Behind the Meter | Customer Bill Savings (e.g., Demand Charge Management, TOU Arbitrage) | Peak Shaving/ Load Leveling | Reliability and Resiliency |  | 8717861 | Yes | AC-Coupled | Solar | 14.4 | 15.2
HISTEX-53122 | 3254655 |  |  |  | In Queue | Commercial | Marshfield | 2022-03-16 | Lithium Ion |  | Other | 4608 | 1500 | 4285 | 1250 | Standalone | Wholesale Market |  |  |  | 9155018 | Yes | AC-Coupled | Solar | 0 | 4999.2
HISTEX-53121 | 3235700 |  |  | Connected Solutions Demand Response | In Queue | Commercial | FORESTDALE | 2022-03-17 | Lithium Ion |  | Tesla | 27 | 0 | 27 | 0 | Behind the Meter | Customer Bill Savings (e.g., Demand Charge Management, TOU Arbitrage) | Peak Shaving/ Load Leveling | Reliability and Resiliency |  | 8718424 | Yes | AC-Coupled | Solar | 18.504 | 15.2
HISTEX-53102 | 3300866 |  |  |  | In Queue | Residential | KINGSTON | 2022-03-18 | Lithium Ion |  | Other | 29.1 | 10 | 26.19 | 10 | Behind the Meter | Backup, Solar Self Consumption | Microgrid |  |  | 8637412 | Yes | DC-Coupled | Solar | 14.96 | 10
HISTEX-53101 | 3302426 |  |  | Net Metering | In Queue | Commercial | CANTON | 2022-03-19 | Lithium Ion |  | Tesla | 13.5 | 0 | 27 | 10 | Behind the Meter | Customer Bill Savings (e.g., Demand Charge Management, TOU Arbitrage) | Peak Shaving/ Load Leveling | Reliability and Resiliency |  | 8728701 | Yes | AC-Coupled | Solar | 12.75 | 7.6
HISTEX-53093 | 3254663 |  |  | Connected Solutions Demand Response | In Queue | Commercial | WESTON | 2022-03-20 | Lithium Ion |  | Tesla | 0 | 0 | 13.5 | 5 | Behind the Meter | Customer Bill Savings (e.g., Demand Charge Management, TOU Arbitrage) | Peak Shaving/ Load Leveling | Reliability and Resiliency |  | 8739263 | Yes | AC-Coupled | Solar | 0 | 0
ESMASI-22617 | 11611412 | MA - SMART Program |  |  | In Queue | Residential | GILL | 2022-03-21 | Lithium Ion |  | LG Chem | 5 | 5 | 5 | 5 | Behind the Meter |  |  |  | Backup Storage | 8706387 | Yes | DC-Coupled | Solar | 12.425 | 10
ESMASI-22611 | 11701329 | MA - SMART Program |  | Connected Solutions Demand Response | In Queue | Residential | JAMAICA PL | 2022-03-21 | Lithium Ion |  | LG Chem | 16 | 7 | 16 | 10 | Behind the Meter | Reliability and Resiliency |  |  |  | 8637895 | Yes | DC-Coupled | Solar | 12.6 | 10
ESMASI-22579 | 11705023 | MA - SMART Program |  | Connected Solutions Demand Response | In Queue | Commercial | NEWTON CTR | 2022-03-22 | Lithium Ion |  | Tesla | 13.5 | 0 | 13.5 | 0 | Behind the Meter | Customer Bill Savings (e.g., Demand Charge Management, TOU Arbitrage) | Peak Shaving/ Load Leveling | Reliability and Resiliency |  | 8739153 | Yes | AC-Coupled | Solar | 12.75 | 15.2
ESMASI-22548 | 11612030 |  |  | Connected Solutions Demand Response | In Queue | Commercial | PLYMOUTH | 2022-03-24 | Lithium Ion |  | Tesla | 13.5 | 0 | 13.5 | 0 | Behind the Meter | Customer Bill Savings (e.g., Demand Charge Management, TOU Arbitrage) | Peak Shaving/ Load Leveling | Reliability and Resiliency |  | 8774396 | Yes | AC-Coupled | Solar | 12.75 | 15.2
ESMASI-22537 | 11615334 | MA - SMART Program |  | Connected Solutions Demand Response | In Queue | Commercial | ACTON | 2022-03-24 | Lithium Ion |  | Tesla | 27 | 0 | 27 | 0 | Behind the Meter | Customer Bill Savings (e.g., Demand Charge Management, TOU Arbitrage) | Peak Shaving/ Load Leveling | Reliability and Resiliency |  | 8774142 | Yes | AC-Coupled | Solar | 15.3 | 15.2
ESMASI-22504 | 11699613 | MA - SMART Program |  |  | In Queue | Commercial | FALMOUTH | 2022-03-25 | Lithium Ion |  | Tesla | 13.5 | 0 | 13.5 | 0 | Behind the Meter | Customer Bill Savings (e.g., Demand Charge Management, TOU Arbitrage) | Peak Shaving/ Load Leveling | Reliability and Resiliency |  | 8787313 | Yes | AC-Coupled | Solar | 17 | 15.2
ESMASI-22500 | 11693227 | MA - SMART Program |  |  | In Queue | Commercial | LEXINGTON | 2022-03-25 | Lithium Ion |  | Tesla | 13.5 | 0 | 27 | 10 | Behind the Meter | Customer Bill Savings (e.g., Demand Charge Management, TOU Arbitrage) | Peak Shaving/ Load Leveling | Reliability and Resiliency |  | 8775155 | Yes | AC-Coupled | Solar | 12.24 | 12.4
ESMASI-22433 | 11612066 | MA - SMART Program |  |  | In Queue | Residential | N CHATHAM | 2022-03-26 | Lithium Ion |  | Other | 18.5 | 17.28 | 9 | 9 | Behind the Meter | Customer Bill Savings (e.g., Demand Charge Management, TOU Arbitrage) | Microgrid |  |  | 8758064 | Yes | DC-Coupled | Solar | 15.54 | 9
ESMASI-22429 | 10690745 | MA - SMART Program |  |  | In Queue | Residential | SHARON | 2022-03-27 | Lithium Ion |  | Tesla | 13.5 | 0 | 13.5 | 0 | Behind the Meter | Customer Bill Savings (e.g., Demand Charge Management, TOU Arbitrage) | Peak Shaving/ Load Leveling | Reliability and Resiliency |  | 8764298 | Yes | AC-Coupled | Solar | 13.968 | 11.4
ESMASI-22421 | 10412666 | MA - SMART Program |  |  | In Queue | Commercial | W DENNIS | 2022-03-27 | Lithium Ion |  | Tesla | 27 | 0 | 27 | 0 | Behind the Meter | Customer Bill Savings (e.g., Demand Charge Management, TOU Arbitrage) | Peak Shaving/ Load Leveling | Reliability and Resiliency |  | 8775220 | Yes | AC-Coupled | Solar | 14.4 | 15.2
ESMASI-22420 | 1161530 | MA - SMART Program |  | Connected Solutions Demand Response | In Queue | Commercial | MARSHFIELD | 2022-03-28 | Lithium Ion |  | Tesla | 0 | 0 | 14 | 10 | Behind the Meter |  |  |  |  | 8788375 | Yes | AC-Coupled | Solar | 12.64 | 7.6
ESMASI-22387 | 11581125 | MA - SMART Program |  |  | In Queue | Residential | EASTHAM | 2022-03-29 | Lithium Ion |  | Tesla | 13.5 | 0 | 13.5 | 0 | Behind the Meter | Customer Bill Savings (e.g., Demand Charge Management, TOU Arbitrage) | Peak Shaving/ Load Leveling | Reliability and Resiliency |  | 8757747 | Yes | AC-Coupled | Solar | 5.2 | 7.6
ESMASI-22373 | 6684619 | MA - SMART Program |  | Utility Connected Solutions DR Program | In Queue | Residential | E DENNIS | 2022-03-29 | Lithium Ion |  | Other | 0 | 0 | 13 | 6.8 | Behind the Meter |  |  |  | PV SELF | 8757731 | Yes | AC-Coupled | Solar | 6.8 | 12.944
ESMASI-22358 | 10249900 | MA - SMART Program |  |  | In Queue | Commercial | CARLISLE | 2022-03-29 | Lithium Ion |  | Tesla | 13.5 | 0 | 13.5 | 0 | Behind the Meter | Customer Bill Savings (e.g., Demand Charge Management, TOU Arbitrage) | Peak Shaving/ Load Leveling | Reliability and Resiliency |  | 8802387 | Yes | AC-Coupled | Solar | 17 | 15.2
ESMASI-22353 | 11611124 |  |  |  | In Queue | Commercial | W DENNIS | 2022-03-29 | Lithium Ion |  | Tesla | 0 | 0 | 13.5 | 10 | Behind the Meter | Customer Bill Savings (e.g., Demand Charge Management, TOU Arbitrage) | Peak Shaving/ Load Leveling | Reliability and Resiliency |  | 8802288 | Yes | AC-Coupled | Solar | 6.12 | 3.8
ESMASI-22349 | 11609823 | MA - Energy Efficiency/ DR Program |  |  | In Queue | Residential | HOLLISTON | 2022-03-30 | Lithium Ion |  | Tesla | 0 | 0 | 5 | 5 | Behind the Meter | Backup, Solar Self Consumption |  |  |  | 8757849 | Yes | AC-Coupled | Solar |  | 5
ESMASI-22300 | 11580757 | MA - Energy Efficiency/ DR Program |  |  | In Queue | Residential | E ORLEANS | 2022-03-30 | Lithium Ion |  | Other | 0 | 0 | 13 | 6.8 | Behind the Meter |  |  |  | PV SELF | 8758896 | Yes | AC-Coupled | Solar | 4.2 | 10.64
ESMASI-22263 | 11537523 | MA - SMART Program |  |  | In Queue | Residential | MEDFIELD | 2022-04-01 | Lithium Ion |  | Tesla | 13.5 | 5 | 13.5 | 5 | Behind the Meter | Customer Bill Savings (e.g., Demand Charge Management, TOU Arbitrage) | Peak Shaving/ Load Leveling | Reliability and Resiliency |  | 8758519 | Yes | AC-Coupled | Solar | 6.8 | 12.6
ESMASI-22257 | 11537220 | MA - SMART Program |  |  | In Queue | Commercial | CHESTNT HL | 2022-04-01 | Lithium Ion |  | Tesla | 27 | 10 | 27 | 10 | Behind the Meter | Customer Bill Savings (e.g., Demand Charge Management, TOU Arbitrage) | Peak Shaving/ Load Leveling | Reliability and Resiliency |  | 8835642 | Yes | AC-Coupled | Solar | 13.2 | 15.2
ESMASI-22239 | 11527688 | MA - SMART Program |  |  | In Queue | Residential | STONEHAM | 2022-04-03 | Lithium Ion |  | Tesla | 13.5 | 0 | 13.5 | 0 | Behind the Meter | Customer Bill Savings (e.g., Demand Charge Management, TOU Arbitrage) | Peak Shaving/ Load Leveling | Reliability and Resiliency |  | 8758392 | Yes | AC-Coupled | Solar | 9.6 | 7.6
ESMASI-22186 | 11522824 | MA - SMART Program |  |  | In Queue | Residential | LEXINGTON | 2022-04-04 | Lithium Ion |  | Tesla | 13.5 | 5 | 13.5 | 5 | Behind the Meter | Customer Bill Savings (e.g., Demand Charge Management, TOU Arbitrage) | Peak Shaving/ Load Leveling | Reliability and Resiliency |  | 8774824 | Yes | AC-Coupled | Solar | 8.5 | 7.6
ESMASI-22182 | 11518319 | MA - SMART Program |  |  | In Queue | Commercial | STONEHAM | 2022-04-04 | Lithium Ion |  | Tesla | 27 | 10 | 27 | 10 | Behind the Meter | Customer Bill Savings (e.g., Demand Charge Management, TOU Arbitrage) | Peak Shaving/ Load Leveling | Reliability and Resiliency |  | 8835761 | Yes | AC-Coupled | Solar | 16 | 15.2
ESMASI-22173 | 11518449 |  |  |  | In Queue | Residential | MARION | 2022-04-05 | Lithium Ion |  | Tesla | 13.5 | 5 | 13.5 | 5 | Behind the Meter | Customer Bill Savings (e.g., Demand Charge Management, TOU Arbitrage) | Peak Shaving/ Load Leveling | Reliability and Resiliency |  | 8774296 | Yes | AC-Coupled | Solar | 14.4 | 11.4
ESMASI-22149 | 10795850 | MA - SMART Program |  |  | In Queue | Residential | SUDBURY | 2022-04-05 | Lithium Ion |  | Tesla | 13.5 | 5 | 13.5 | 5 | Behind the Meter | Customer Bill Savings (e.g., Demand Charge Management, TOU Arbitrage) | Peak Shaving/ Load Leveling | Reliability and Resiliency |  | 8774280 | Yes | AC-Coupled | Solar | 11.47 | 7.6
ESMASI-22131 | 11518699 | MA - SMART Program |  |  | In Queue | Residential | TRURO | 2022-04-05 | Lithium Ion |  | Tesla | 13.5 | 5 | 13.5 | 5 | Behind the Meter | Customer Bill Savings (e.g., Demand Charge Management, TOU Arbitrage) | Peak Shaving/ Load Leveling | Reliability and Resiliency |  | 8774234 | Yes | AC-Coupled | Solar | 14.4 | 11.4
ESMASI-22130 |  |  |  |  | In Queue | Residential | WINCHESTER | 2022-04-05 | Lithium Ion |  | Tesla | 0 | 0 | 13.5 | 5 | Behind the Meter | Peak Shaving/ Load Leveling | Reliability and Resiliency |  |  | 8734159 | Yes | AC-Coupled | Solar | 3.78 | 5
ESMASI-22101 | 11517824 |  |  |  | In Queue | Residential | FALMOUTH | 2022-04-05 | Lithium Ion |  | Enphase | 0 | 0 | 10.08 | 3.84 | Behind the Meter |  |  |  |  | 8774334 | Yes | AC-Coupled | Solar |  | 3.84
ESMASI-22096 | 11536795 | MA - SMART Program |  |  | In Queue | Commercial | COTUIT | 2022-04-05 | Lithium Ion |  | Tesla | 0 | 0 | 40.5 | 15 | Behind the Meter | Customer Bill Savings (e.g., Demand Charge Management, TOU Arbitrage) | Peak Shaving/ Load Leveling | Reliability and Resiliency |  | 8858503 | Yes | AC-Coupled | Solar | 16.32 | 15.2
ESMASI-22057 | 11517859 | MA - SMART Program |  |  | In Queue | Commercial | MATTAPOSET | 2022-04-05 | Lithium Ion |  | Tesla | 0 | 0 | 54 | 20 | Behind the Meter | Customer Bill Savings (e.g., Demand Charge Management, TOU Arbitrage) | Peak Shaving/ Load Leveling | Reliability and Resiliency |  | 8847534 | Yes | AC-Coupled | Solar | 10.4 | 27.6
ESMASI-22056 | 11536990 | MA - SMART Program |  |  | In Queue | Residential | WAYLAND | 2022-04-06 | Lithium Ion |  | Tesla | 13.5 | 0 | 13.5 | 0 | Behind the Meter | Customer Bill Savings (e.g., Demand Charge Management, TOU Arbitrage) | Peak Shaving/ Load Leveling | Reliability and Resiliency |  | 8976715 | Yes | AC-Coupled | Solar | 9.6 | 7.6
ESMASI-22027 |  |  |  |  | In Queue | Residential | DUXBURY | 2022-04-06 | Lithium Ion |  | Tesla | 13.5 | 5 | 13.5 | 5 | Behind the Meter | Customer Bill Savings (e.g., Demand Charge Management, TOU Arbitrage) | Peak Shaving/ Load Leveling | Reliability and Resiliency |  | 8789865 | Yes | AC-Coupled | Solar | 5.6 | 7.6
ESMASI-21978 | 11517761 | MA - SMART Program |  |  | In Queue | Residential | BREWSTER | 2022-04-06 | Lithium Ion |  | Tesla | 13.5 | 5 | 13.5 | 5 | Behind the Meter | Customer Bill Savings (e.g., Demand Charge Management, TOU Arbitrage) | Peak Shaving/ Load Leveling | Reliability and Resiliency |  | 8788229 | Yes | AC-Coupled | Solar | 12.75 | 11.4
ESMASI-21953 | 11505742 | MA - SMART Program |  |  | In Queue | Residential | ACTON | 2022-04-06 | Lithium Ion |  | Tesla | 13.5 | 5 | 13.5 | 5 | Behind the Meter | Customer Bill Savings (e.g., Demand Charge Management, TOU Arbitrage) | Peak Shaving/ Load Leveling | Reliability and Resiliency |  | 8788602 | Yes | AC-Coupled | Solar | 12.75 | 7.6
ESMASI-21943 |  | MA - SMART Program |  | Connected Solutions Demand Response | In Queue | Commercial | E WALPOLE | 2022-04-06 | Lithium Ion |  | Tesla | 13.5 | 5 | 13.5 | 5 | Behind the Meter | Customer Bill Savings (e.g., Demand Charge Management, TOU Arbitrage) | Peak Shaving/ Load Leveling | Reliability and Resiliency |  | 8896742 | Yes | AC-Coupled | Solar | 13.2 | 15.2
ESMASI-21901 | 11464778 | MA - SMART Program |  | Connected Solutions Demand Response | In Queue | Commercial | HOLLISTON | 2022-04-06 | Lithium Ion |  | Tesla | 13.5 | 0 | 13.5 | 5 | Behind the Meter | Customer Bill Savings (e.g., Demand Charge Management, TOU Arbitrage) | Peak Shaving/ Load Leveling | Reliability and Resiliency |  | 8859257 | Yes | AC-Coupled | Solar | 14.45 | 15.2
ESMASI-21899 | 11464927 | MA - SMART Program |  | ConnectedSolutions | In Queue | Residential | BREWSTER | 2022-04-06 | Lithium Ion |  | Other | 30 | 15 | 30 | 7.6 | Behind the Meter | Microgrid |  |  | Power outage power supply | 8788685 | Yes | DC-Coupled | Solar | 8.4 | 7.6
ESMASI-21866 | 11423347 | MA - Energy Efficiency/ DR Program |  |  | In Queue | Commercial | E SANDWICH | 2022-04-06 | Lithium Ion |  | Tesla | 0 | 0 | 40.5 | 15 | Behind the Meter | Customer Bill Savings (e.g., Demand Charge Management, TOU Arbitrage) | Peak Shaving/ Load Leveling | Reliability and Resiliency |  | 8859332 | Yes | AC-Coupled | Solar | 10.88 | 26.4
ESMASI-21817 | 11421260 | MA - Energy Efficiency/ DR Program |  |  | In Queue | Commercial | WINCHESTER | 2022-04-06 | Lithium Ion |  | Tesla | 0 | 0 | 40.5 | 15 | Behind the Meter | Customer Bill Savings (e.g., Demand Charge Management, TOU Arbitrage) | Peak Shaving/ Load Leveling | Reliability and Resiliency |  | 8858895 | Yes | AC-Coupled | Solar | 13.6
ESMASI-21739 | 11422533 |  |  |  | In Queue | Commercial | New Bedford | 2022-04-06 | Lithium Ion |  | Other | 6000 | 1000 | 6000 | 1000 | Standalone |  |  |  |  | 8870551 | Yes | DC-Coupled | Solar | 3028.85 | 999
ESMASI-21671 | 11422831 | MA - SMART Program |  |  | In Queue | Residential | DENNISPORT | 2022-04-07 | Lithium Ion |  | Tesla | 13.5 | 5 | 13.5 | 5 | Behind the Meter | Customer Bill Savings (e.g., Demand Charge Management, TOU Arbitrage) | Peak Shaving/ Load Leveling | Reliability and Resiliency |  | 8788766 | Yes | AC-Coupled | Solar | 5.44 | 12.6
ESMASI-21640 | 11422825 |  |  |  | In Queue | Residential | BEDFORD | 2022-04-07 | Lithium Ion |  | Tesla | 13.5 | 5 | 13.5 | 5 | Behind the Meter | Customer Bill Savings (e.g., Demand Charge Management, TOU Arbitrage) | Peak Shaving/ Load Leveling | Reliability and Resiliency |  | 8788085 | Yes | AC-Coupled | Solar | 7.22 | 7.6
ESMASI-21627 | 11422209 | MA - SMART Program |  |  | In Queue | Commercial | WALPOLE | 2022-04-07 | Lithium Ion |  | Tesla | 13.5 | 5 | 13.5 | 5 | Behind the Meter | Customer Bill Savings (e.g., Demand Charge Management, TOU Arbitrage) | Peak Shaving/ Load Leveling | Reliability and Resiliency |  | 8908504 | Yes | AC-Coupled | Solar | 17 | 20.2
ESMASI-21579 | 11450829 | MA - Energy Efficiency/ DR Program |  | Connected Solutions Demand Response | In Queue | Commercial | NEEDHAM | 2022-04-07 | Lithium Ion |  | Tesla | 13.5 | 0 | 13.5 | 0 | Behind the Meter | Customer Bill Savings (e.g., Demand Charge Management, TOU Arbitrage) | Peak Shaving/ Load Leveling | Reliability and Resiliency |  | 8897410 | Yes | AC-Coupled | Solar | 14 | 15.2
ESMASI-21560 | 11422569 |  |  |  | In Queue | Commercial | NATICK | 2022-04-07 | Lithium Ion |  | Tesla | 27 | 10 | 27 | 10 | Behind the Meter | Customer Bill Savings (e.g., Demand Charge Management, TOU Arbitrage) | Peak Shaving/ Load Leveling | Reliability and Resiliency |  | 8897697 | Yes | AC-Coupled | Solar | 19.2 | 15.2
ESMASI-21548 | 11810468 | MA - SMART Program |  |  | In Queue | Commercial | NEW BEDFRD | 2022-04-07 | Lithium Ion |  | Tesla | 27 | 10 | 27 | 10 | Behind the Meter | Customer Bill Savings (e.g., Demand Charge Management, TOU Arbitrage) | Peak Shaving/ Load Leveling | Reliability and Resiliency |  | 8897235 | Yes | AC-Coupled | Solar | 15.3 | 15.2
ESMASI-21547 | 11421120 | MA - SMART Program |  |  | In Queue | Commercial | CHESTNT HL | 2022-04-07 | Lithium Ion |  | Tesla | 27 | 10 | 27 | 10 | Behind the Meter | Customer Bill Savings (e.g., Demand Charge Management, TOU Arbitrage) | Peak Shaving/ Load Leveling | Reliability and Resiliency |  | 8896997 | Yes | AC-Coupled | Solar | 15.3 | 25.2
ESMASI-21545 | 11421071 | MA - SMART Program |  |  | In Queue | Residential | LEXINGTON | 2022-04-08 | Lithium Ion |  | Tesla | 13.5 | 5 | 13.5 | 5 | Behind the Meter | Customer Bill Savings (e.g., Demand Charge Management, TOU Arbitrage) | Peak Shaving/ Load Leveling | Reliability and Resiliency |  | 8848905 | Yes | AC-Coupled | Solar | 8.829 | 12.6
ESMASI-21523 | 11422527 |  |  |  | In Queue | Residential | ACUSHNET | 2022-04-08 | Lithium Ion |  | Tesla | 13.5 | 5 | 13.5 | 5 | Behind the Meter | Customer Bill Savings (e.g., Demand Charge Management, TOU Arbitrage) | Peak Shaving/ Load Leveling | Reliability and Resiliency |  | 8848886 | Yes | AC-Coupled | Solar | 14.4 | 11.4
ESMASI-21464 | 11516761 | MA - SMART Program |  |  | In Queue | Residential | SUDBURY | 2022-04-08 | Lithium Ion |  | Tesla | 13.5 | 0 | 13.5 | 5 | Behind the Meter | Customer Bill Savings (e.g., Demand Charge Management, TOU Arbitrage) | Peak Shaving/ Load Leveling | Reliability and Resiliency |  | 8858476 | Yes | AC-Coupled | Solar | 12.64 | 12.6
ESMASI-21461 | 9995631 | MA - SMART Program |  |  | In Queue | Residential | PLYMOUTH | 2022-04-08 | Lithium Ion |  | Enphase | 10.08 | 3.84 | 10.08 | 3.84 | Behind the Meter |  |  |  |  | 8858294 | Yes | AC-Coupled | Solar | 5.85 | 8.27
ESMASI-21405 | 11342674 | MA - SMART Program |  | Connected Solutions Demand Response | In Queue | Commercial | ACTON | 2022-04-08 | Lithium Ion |  | Tesla | 13.5 | 0 | 13.5 | 10 | Behind the Meter | Customer Bill Savings (e.g., Demand Charge Management, TOU Arbitrage) | Peak Shaving/ Load Leveling | Reliability and Resiliency |  | 8909100 | Yes | AC-Coupled | Solar | 8.4 | 12.6
ESMASI-21371 | 11386063 | MA - SMART Program |  | Net Metering | In Queue | Commercial | SHARON | 2022-04-08 | Lithium Ion |  | Tesla | 13.5 | 0 | 13.5 | 0 | Behind the Meter | Customer Bill Savings (e.g., Demand Charge Management, TOU Arbitrage) | Peak Shaving/ Load Leveling | Reliability and Resiliency |  | 8908695 | Yes | AC-Coupled | Solar | 17 | 15.2
ESMASI-21368 | 11784006 | MA - SMART Program |  | Connected Solutions Demand Response | In Queue | Commercial | STONEHAM | 2022-04-08 | Lithium Ion |  | Tesla | 27 | 10 | 27 | 10 | Behind the Meter | Customer Bill Savings (e.g., Demand Charge Management, TOU Arbitrage) | Peak Shaving/ Load Leveling | Reliability and Resiliency |  | 8908812 | Yes | AC-Coupled | Solar | 17.34 | 15.2
ESMASI-21309 | 11343585 |  |  |  | In Queue | Residential | BRANT ROCK | 2022-04-10 | Lithium Ion |  | Tesla | 13.5 | 5 | 13.5 | 5 | Behind the Meter | Customer Bill Savings (e.g., Demand Charge Management, TOU Arbitrage) | Peak Shaving/ Load Leveling | Reliability and Resiliency |  | 8859050 | Yes | AC-Coupled | Solar | 4.8 | 7.6
ESMASI-21300 | 11447474 | MA - SMART Program |  |  | In Queue | Commercial | WESTON | 2022-04-13 | Lithium Ion |  | Tesla | 0 | 0 | 27 | 10 | Behind the Meter |  |  |  |  | 8932979 | Yes | AC-Coupled | Solar | 16.5 | 7.6
ESMASI-21273 | 11343023 | MA - SMART Program |  | Connected Solutions | In Queue | Commercial | Charlestown | 2022-04-14 | Lithium Ion |  | Tesla | 2569.6 | 1284.8 | 2569.6 | 1284.8 | Standalone |  |  |  | SMART / CPEC | 8963480 | Yes | AC-Coupled | Solar | 4476.06 | 3300
ESMASI-21261 | 11342393 | MA - SMART Program |  | Connected Solutions Demand Response | In Queue | Commercial | WESTWOOD | 2022-04-15 | Lithium Ion |  | Tesla | 27 | 10 | 13.5 | 5 | Behind the Meter | Customer Bill Savings (e.g., Demand Charge Management, TOU Arbitrage) | Peak Shaving/ Load Leveling | Reliability and Resiliency |  | 8932598 | Yes | AC-Coupled | Solar | 19.2 | 20.2
ESMASI-21258 | 11342483 | MA - SMART Program |  |  | In Queue | Residential | NORFOLK | 2022-04-17 | Lithium Ion |  | Tesla | 0 | 0 | 5 | 5 | Behind the Meter |  |  |  |  | 8870797 | Yes | AC-Coupled | Solar | 0 | 5
ESMASI-21239 | 11342963 | MA - SMART Program |  |  | In Queue | Residential | S DUXBURY | 2022-04-18 | Lithium Ion |  | Tesla | 0 | 0 | 13.5 | 5 | Behind the Meter | Reliability and Resiliency |  |  |  | 8896192 | Yes | AC-Coupled | Solar | 6.6 | 5
ESMASI-21181 | 11309255 | MA - SMART Program |  | Utility Connected Solutions DR Program | In Queue | Residential | STONEHAM | 2022-04-19 | Lithium Ion |  | Other | 9.7 | 5 | 9.7 | 5 | Behind the Meter | Customer Bill Savings (e.g., Demand Charge Management, TOU Arbitrage) | Reliability and Resiliency |  |  | 8897346 | Yes | DC-Coupled | Solar | 12 | 10
ESMASI-21172 | 11306094 | MA - SMART Program |  | Connected Solutions Demand Response | In Queue | Commercial | BOURNE | 2022-04-19 | Lithium Ion |  | Tesla | 0 | 0 | 26.4 | 10 | Behind the Meter |  |  |  | Backup Storage | 9157117 | Yes | AC-Coupled | Solar | 7.15 | 6
ESMASI-21169 | 11320872 | MA - SMART Program |  | Connected Solutions Demand Response | In Queue | Commercial | Burlington | 2022-04-19 | Lithium Ion |  | Other | 750 | 375 | 375 | 375 | Standalone | Peak Shaving/ Load Leveling |  |  |  |  | Yes | DC-Coupled | Solar | 2.59 | 1000
ESMASI-21166 | 11321266 | MA - SMART Program |  | Connected Solutions | In Queue | Commercial | Burlington | 2022-04-19 | Lithium Ion |  | Other | 500 | 250 | 500 | 250 | Standalone | Peak Shaving/ Load Leveling |  |  |  |  | Yes | DC-Coupled | Solar | 1.22 | 1000
ESMASI-21121 | 11302471 |  |  |  | In Queue | Commercial | Burlington | 2022-04-19 | Lithium Ion |  | Other | 500 | 250 | 500 | 250 | Standalone | Peak Shaving/ Load Leveling |  |  |  |  | Yes | DC-Coupled | Solar | 1.81 | 1000
ESMASI-21061 | 11281052 |  |  |  | In Queue | Commercial | Burlington | 2022-04-19 | Lithium Ion |  | Other | 500 | 250 | 500 | 250 | Standalone | Peak Shaving/ Load Leveling |  |  |  |  | Yes | DC-Coupled | Solar | 1.42 | 1000
ESMASI-21048 | 11302650 | MA - SMART Program |  |  | In Queue | Commercial | Burlington | 2022-04-19 | Lithium Ion |  | Other | 500 | 250 | 500 | 250 | Standalone | Peak Shaving/ Load Leveling |  |  |  |  | Yes | DC-Coupled | Solar | 1.42 | 1000
ESMASI-21046 | 11732929 | MA - SMART Program |  |  | In Queue | Commercial | Burlington | 2022-04-19 | Lithium Ion |  | Other | 500 | 250 | 500 | 250 | Standalone | Peak Shaving/ Load Leveling |  |  |  |  | Yes | DC-Coupled | Solar | 1.68 | 1000
ESMASI-21009 | 11302894 | MA - SMART Program |  |  | In Queue | Commercial | Burlington | 2022-04-19 | Lithium Ion |  | Other | 1000 | 500 | 1000 | 500 | Standalone | Peak Shaving/ Load Leveling |  |  |  | 8976639 | Yes | DC-Coupled | Solar | 3473.22 | 2000
ESMASI-20975 | 11267208 | MA - SMART Program |  |  | In Queue | Commercial | KINGSTON | 2022-04-20 | Lithium Ion |  | Tesla | 27 | 10 | 27 | 10 | Behind the Meter | Customer Bill Savings (e.g., Demand Charge Management, TOU Arbitrage) | Peak Shaving/ Load Leveling | Reliability and Resiliency |  | 9031691 | Yes | AC-Coupled | Solar | 14.4 | 15.2
ESMASI-20972 | 11268716 | MA - SMART Program |  |  | In Queue | Residential | W ROXBURY | 2022-04-21 | Lithium Ion |  | Tesla | 0 | 0 | 13.5 | 5 | Behind the Meter | Customer Bill Savings (e.g., Demand Charge Management, TOU Arbitrage) | Peak Shaving/ Load Leveling | Reliability and Resiliency |  | 8920655 | Yes | AC-Coupled | Solar |  | 5
ESMASI-20861 | 11258004 |  |  |  | In Queue | Commercial | PLYMOUTH | 2022-04-21 | Lithium Ion |  | Tesla | 27 | 10 | 27 | 10 | Behind the Meter |  |  |  |  | 9045935 | Yes | AC-Coupled | Solar | 0 | 7
ESMASI-20856 | 11251998 | MA - SMART Program |  |  | In Queue | Commercial | Boston | 2022-04-21 | Lithium Ion |  | Other | 250.88 | 500 | 1004 | 500 | Standalone | Peak Shaving/ Load Leveling | Wholesale Market |  |  | 9045793 | Yes | AC-Coupled | Solar | 1561920 | 1500
ESMASI-20829 | 11287661 | MA - SMART Program |  |  | In Queue | Residential | BREWSTER | 2022-04-22 | Lithium Ion |  | Tesla | 0 | 0 | 13.5 | 5 | Behind the Meter |  |  |  |  | 9074265 | Yes | AC-Coupled | Solar |  | 5
ESMASI-20750 | n/a | MA - Energy Efficiency/ DR Program |  |  | In Queue | Residential | BREWSTER | 2022-04-22 | Lithium Ion |  | Tesla | 0 | 0 | 13.5 | 5 | Behind the Meter |  |  |  |  | 8944990 | Yes | AC-Coupled | Solar |  | 5
ESMASI-20686 | 11208660 | MA - SMART Program |  |  | In Queue | Residential | NEWTON HLD | 2022-04-25 | Lithium Ion |  | Tesla | 13.5 | 5 | 13.5 | 5 | Behind the Meter | Customer Bill Savings (e.g., Demand Charge Management, TOU Arbitrage) | Peak Shaving/ Load Leveling | Reliability and Resiliency |  | 8946915 | Yes | AC-Coupled | Solar | 9.35 | 7.6
ESMASI-20671 | 11419820 | MA - SMART Program |  | Utility Connected Solutions DR Program | In Queue | Commercial | PLYMOUTH | 2022-04-25 | Lithium Ion |  | Tesla | 0 | 0 | 10 | 10 | Behind the Meter | Customer Bill Savings (e.g., Demand Charge Management, TOU Arbitrage) | Peak Shaving/ Load Leveling | Reliability and Resiliency |  | 9821216 | Yes | AC-Coupled | Solar | 0 | 10
ESMASI-20668 | 11302610 |  |  | Net Metering | In Queue | Commercial | ACTON | 2022-04-25 | Lithium Ion |  | Tesla | 0 | 0 | 10 | 10 | Behind the Meter | Customer Bill Savings (e.g., Demand Charge Management, TOU Arbitrage) | Peak Shaving/ Load Leveling | Reliability and Resiliency |  | 9101990 | Yes | AC-Coupled | Solar | 0 | 17
ESMASI-20649 | 11302687 | MA - SMART Program |  |  | In Queue | Commercial | SHARON | 2022-04-26 | Lithium Ion |  | Enphase | 10.5 | 10.5 | 10.08 | 10.08 | Standalone |  |  |  |  | 9103163 | Yes | AC-Coupled | Solar | 11.25 | 8.85
ESMASI-20648 | 11394755 | MA - SMART Program |  |  | In Queue | Residential | SHARON | 2022-04-27 | Lithium Ion |  | Tesla | 0 | 0 | 13.5 | 5 | Behind the Meter |  |  |  | Backup | 8976857 | Yes | AC-Coupled | Solar | 8.5 | 11
ESMASI-20637 | 11209905 | MA - SMART Program |  |  | In Queue | Commercial | HOLLISTON | 2022-04-28 | Lithium Ion |  | Other | 18 | 0 | 18 | 0 | Behind the Meter | Customer Bill Savings (e.g., Demand Charge Management, TOU Arbitrage) | Peak Shaving/ Load Leveling | Reliability and Resiliency |  | 9117017 | Yes | DC-Coupled | Solar | 30 | 19.99
ESMASI-20632 | 11209716 | MA - SMART Program |  | Utility Connected Solutions DR Program | In Queue | Residential | DORCHESTER | 2022-04-29 | Lithium Ion |  | Enphase | 10.08 | 3.84 | 10.08 | 3.84 | Behind the Meter |  |  |  |  | 9074666 | Yes | AC-Coupled | Solar |  | 3.84
ESMASI-20628 | 11209361 | MA - SMART Program |  |  | In Queue | Commercial | E WALPOLE | 2022-04-29 | Lithium Ion |  | Tesla | 40.5 | 15 | 27 | 10 | Behind the Meter | Customer Bill Savings (e.g., Demand Charge Management, TOU Arbitrage) | Peak Shaving/ Load Leveling | Reliability and Resiliency |  | 9173567 | Yes | AC-Coupled | Solar | 9.6 | 17.6
ESMASI-20608 | 11214173 | MA - SMART Program |  |  | In Queue | Commercial | WABAN | 2022-05-02 | Lithium Ion |  | Enphase | 10 | 3.84 | 10 | 3.84 | Behind the Meter | Microgrid |  |  |  | 9117074 | Yes | AC-Coupled | Solar | 7 | 7.68
ESMASI-20594 | 11209853 | MA - SMART Program |  | Connected Solutions Demand Response | In Queue | Commercial | WESTHAMPTON | 2022-05-03 | Lithium Ion |  | Tesla | 13.5 | 7 | 13.5 | 5 | Behind the Meter |  |  |  |  | 9128037 | Yes | AC-Coupled | Solar | 2.68 | 3.8
ESMASI-20540 | 11208708 | MA - SMART Program |  |  | In Queue | Residential | SUDBURY | 2022-05-04 | Lithium Ion |  | Tesla | 13.5 | 5 | 13.5 | 5 | Behind the Meter | Customer Bill Savings (e.g., Demand Charge Management, TOU Arbitrage) | Peak Shaving/ Load Leveling | Reliability and Resiliency |  | 9047320 | Yes | AC-Coupled | Solar | 6.4 | 7.6
ESMASI-20534 | 11195083 | MA - SMART Program |  | Connected Solutions Demand Response | In Queue | Commercial | WEST SPRINGFIELD | 2022-05-04 | Lithium Ion |  | Tesla | 13.5 | 7 | 13.5 | 5 | Behind the Meter | Customer Bill Savings (e.g., Demand Charge Management, TOU Arbitrage) | Peak Shaving/ Load Leveling | Reliability and Resiliency |  | 9008487 | Yes | AC-Coupled | Solar | 2.68 | 3.8
ESMASI-20497 | 11181715 | MA - SMART Program |  |  | In Queue | Commercial | WAYLAND | 2022-05-04 | Lithium Ion |  | Enphase | 30.24 | 12.672 | 26.91 | 11.52 | Behind the Meter | Reliability and Resiliency |  |  |  | 9187566 | Yes | AC-Coupled | Solar | 11.9 | 10.248
ESMASI-20490 | 11181200 | MA - SMART Program |  |  | In Queue | Residential | DEDHAM | 2022-05-05 | Lithium Ion |  | Tesla | 0 | 0 | 5 | 5 | Behind the Meter |  |  |  |  | 9121944 | Yes | AC-Coupled | Solar |  | 5
ESMASI-20482 | 11180888 | MA - SMART Program |  | Connected Solutions Demand Response | In Queue | Residential | PLYMOUTH | 2022-05-05 | Lithium Ion |  | Other | 18 | 18 | 17.37 | 17.37 | Behind the Meter |  |  |  |  | 9074307 | Yes | DC-Coupled | Solar | 6.4 | 7.6
ESMASI-20385 | 11310606 | MA - SMART Program |  | Connected Solutions | In Queue | Commercial | E WALPOLE | 2022-05-05 | Lithium Ion |  | Enphase | 20.16 | 7.68 | 20.16 | 7.68 | Behind the Meter |  |  |  |  | 9188204 | Yes | AC-Coupled | Solar | 12.87 | 9.74
ESMASI-20346 | 7464370 | MA - SMART Program |  |  | In Queue | Commercial | WOODS HOLE | 2022-05-06 | Lithium Ion |  | Enphase | 30.24 | 11.52 | 30.24 | 11.52 | Behind the Meter |  |  |  |  | 9202351 | Yes | AC-Coupled | Solar | 10.27 | 7.8
ESMASI-20339 | 10026404 | MA - SMART Program |  |  | In Queue | Residential | AMHERST | 2022-05-08 | Lithium Ion |  | Tesla | 13.5 | 0 | 13.5 | 5 | Behind the Meter | Customer Bill Savings (e.g., Demand Charge Management, TOU Arbitrage) | Peak Shaving/ Load Leveling | Reliability and Resiliency |  | 9082038 | Yes | AC-Coupled | Solar | 12.63 | 12.6
ESMASI-20323 | 11181727 | MA - SMART Program |  |  | In Queue | Residential | PLYMOUTH | 2022-05-09 | Lithium Ion |  | Tesla | 13.5 | 0 | 13.5 | 5 | Behind the Meter | Customer Bill Savings (e.g., Demand Charge Management, TOU Arbitrage) | Peak Shaving/ Load Leveling | Reliability and Resiliency |  | 9103427 | Yes | AC-Coupled | Solar | 9.6 | 12.6
ESMASI-20298 | 11181126 | MA - Energy Efficiency/ DR Program |  |  | In Queue | Residential | FORESTDALE | 2022-05-09 | Lithium Ion |  | Tesla | 13.5 | 5 | 13.5 | 5 | Behind the Meter | Customer Bill Savings (e.g., Demand Charge Management, TOU Arbitrage) | Peak Shaving/ Load Leveling | Reliability and Resiliency |  | 9102274 | Yes | AC-Coupled | Solar | 6.8 | 7.6
ESMASI-20286 | 11126281 | MA - SMART Program |  | Net Metering | In Queue | Commercial | MILTON | 2022-05-09 | Lithium Ion |  | Other | 13 | 13 | 6.4 | 6.4 | Behind the Meter |  |  |  | PV SELF | 9267171 | Yes | AC-Coupled | Solar | 13.05 | 11.52
ESMASI-20285 | 11126309 | MA - SMART Program |  |  | In Queue | Residential | PLYMOUTH | 2022-05-10 | Lithium Ion |  | Enphase | 0 | 0 | 21 | 7.68 | Behind the Meter |  |  |  |  | 9102654 | Yes | AC-Coupled | Solar | 6.63 | 12.695
ESMASI-20273 | 11180001 | MA - SMART Program |  |  | In Queue | Commercial | SUDBURY | 2022-05-10 | Lithium Ion |  | Tesla | 54 | 20 | 27 | 10 | Behind the Meter | Customer Bill Savings (e.g., Demand Charge Management, TOU Arbitrage) | Peak Shaving/ Load Leveling | Reliability and Resiliency |  |  | Yes | AC-Coupled | Solar | 16.32 | 25.2
ESMASI-20268 | 11165379 | MA - SMART Program |  |  | In Queue | Residential | MARION | 2022-05-11 | Lithium Ion |  | Tesla | 0 | 0 | 13.5 | 5 | Behind the Meter | Customer Bill Savings (e.g., Demand Charge Management, TOU Arbitrage) | Peak Shaving/ Load Leveling | Reliability and Resiliency |  | 9102806 | Yes | AC-Coupled | Solar | 0 | 5
ESMASI-20247 | 11125656 | MA - SMART Program |  |  | In Queue | Commercial | MILTON | 2022-05-11 | Lithium Ion |  | Tesla | 13.5 | 0 | 27 | 10 | Behind the Meter | Customer Bill Savings (e.g., Demand Charge Management, TOU Arbitrage) | Peak Shaving/ Load Leveling | Reliability and Resiliency |  | 9281660 | Yes | AC-Coupled | Solar | 12.4 | 17.6
ESMASI-20235 | 11125979 | MA - SMART Program |  |  | In Queue | Residential | SHARON | 2022-05-12 | Lithium Ion |  | Tesla | 13.5 | 5 | 13.5 | 5 | Behind the Meter | Customer Bill Savings (e.g., Demand Charge Management, TOU Arbitrage) | Peak Shaving/ Load Leveling | Reliability and Resiliency |  | 9103344 | Yes | AC-Coupled | Solar | 8.136 | 7.6
ESMASI-20234 | 11126058 | MA - SMART Program |  |  | In Queue | Commercial | Huntington | 2022-05-12 | Lithium Ion |  | Samsung | 6000 | 1500 | 6000 | 1500 | Standalone | Customer Bill Savings (e.g., Demand Charge Management, TOU Arbitrage) | Peak Shaving/ Load Leveling | Reliability and Resiliency |  | 9106188 | Yes | AC-Coupled | Solar | 2750 | 4250
ESMASI-20212 | 11228272 | MA - Energy Efficiency/ DR Program | MA - SMART Program |  | In Queue | Residential | CANTON | 2022-05-13 | Lithium Ion |  | Tesla | 13.5 | 5 | 13.5 | 5 | Behind the Meter | Customer Bill Savings (e.g., Demand Charge Management, TOU Arbitrage) | Peak Shaving/ Load Leveling | Reliability and Resiliency |  | 9328241 | Yes | AC-Coupled | Solar | 5.2 | 7.6
ESMASI-20185 | 11125401 | MA - SMART Program |  |  | In Queue | Residential | ROXBURY | 2022-05-13 | Lithium Ion |  | Tesla | 13.5 | 5 | 13.5 | 5 | Behind the Meter | Customer Bill Savings (e.g., Demand Charge Management, TOU Arbitrage) | Peak Shaving/ Load Leveling | Reliability and Resiliency |  | 9129406 | Yes | AC-Coupled | Solar | 7.2 | 7.6
ESMASI-20179 | 11126088 | MA - SMART Program |  |  | In Queue | Residential | S TRURO | 2022-05-16 | Lithium Ion |  | Tesla | 13.5 | 5 | 13.5 | 5 | Behind the Meter | Customer Bill Savings (e.g., Demand Charge Management, TOU Arbitrage) | Peak Shaving/ Load Leveling | Reliability and Resiliency |  | 9188770 | Yes | AC-Coupled | Solar | 4.25 | 12.6
ESMASI-20156 | 11126472 | MA - SMART Program |  |  | In Queue | Residential | SHARON | 2022-05-16 | Lithium Ion |  | Tesla | 13.5 | 5 | 13.5 | 5 | Behind the Meter | Customer Bill Savings (e.g., Demand Charge Management, TOU Arbitrage) | Peak Shaving/ Load Leveling | Reliability and Resiliency |  | 9129723 | Yes | AC-Coupled | Solar | 12.8 | 7.6
ESMASI-20092 | 11180270 | MA - SMART Program |  |  | In Queue | Commercial | HOPKINTON | 2022-05-16 | Lithium Ion |  | Tesla | 13.5 | 5 | 13.5 | 5 | Behind the Meter | Customer Bill Savings (e.g., Demand Charge Management, TOU Arbitrage) | Peak Shaving/ Load Leveling | Reliability and Resiliency |  | 9295287 | Yes | AC-Coupled | Solar | 14.4 | 16.4
ESMASI-20080 | 11127109 | MA - SMART Program |  |  | In Queue | Residential | WAYLAND | 2022-05-17 | Lithium Ion |  | LG Chem | 19.2 | 5 | 19.2 | 5 | Behind the Meter | Reliability and Resiliency |  |  |  | 9188112 | Yes | DC-Coupled | Solar | 0 | 0
ESMASI-20079 | 11127138 | MA - SMART Program |  |  | In Queue | Residential | HARWCHPORT | 2022-05-18 | Lithium Ion |  | Tesla | 0 | 0 | 13.5 | 5 | Behind the Meter |  |  |  |  | 9203315 | Yes | AC-Coupled | Solar |  | 5
ESMASI-20062 | 11114804 | MA - SMART Program |  |  | In Queue | Residential | CHELSEA | 2022-05-18 | Lithium Ion |  | Tesla | 13.5 | 5 | 13.5 | 5 | Behind the Meter | Customer Bill Savings (e.g., Demand Charge Management, TOU Arbitrage) | Peak Shaving/ Load Leveling | Reliability and Resiliency |  | 9187997 | Yes | AC-Coupled | Solar | 6.4 | 7.6
ESMASI-20032 | 11110903 | MA - Energy Efficiency/ DR Program |  |  | In Queue | Commercial | SUDBURY | 2022-05-18 | Lithium Ion |  | Tesla | 27 | 10 | 27 | 10 | Behind the Meter | Customer Bill Savings (e.g., Demand Charge Management, TOU Arbitrage) | Peak Shaving/ Load Leveling | Reliability and Resiliency |  | 9313899 | Yes | AC-Coupled | Solar | 17 | 15.2
ESMASI-19998 | 11109987 | MA - SMART Program |  |  | In Queue | Residential | TEATICKET | 2022-05-19 | Lithium Ion |  | Other | 18 | 3 | 18 | 7.6 | Behind the Meter |  |  |  |  | 9201873 | Yes | DC-Coupled | Solar | 10.8 | 8
ESMASI-19995 | 11109819 | MA - SMART Program |  |  | In Queue | Residential | DEDHAM | 2022-05-19 | Lithium Ion |  | Tesla | 27 | 12 | 27 | 12 | Behind the Meter | Customer Bill Savings (e.g., Demand Charge Management, TOU Arbitrage) | Peak Shaving/ Load Leveling | Reliability and Resiliency |  | 9202274 | Yes | AC-Coupled | Solar | 8.925 | 7.6
ESMASI-19994 | 11109464 | MA - SMART Program |  |  | In Queue | Residential | WELLFLEET | 2022-05-20 | Lithium Ion |  | Tesla | 13.5 | 5 | 13.5 | 5 | Behind the Meter | Customer Bill Savings (e.g., Demand Charge Management, TOU Arbitrage) | Peak Shaving/ Load Leveling | Reliability and Resiliency |  | 9202309 | Yes | AC-Coupled | Solar | 4.4 | 7.6
ESMASI-19984 | 11111428 | MA - SMART Program |  | Utility Connected Solutions DR Program | In Queue | Residential | BEDFORD | 2022-05-20 | Lithium Ion |  | Tesla | 0 | 0 | 5 | 5 | Behind the Meter | Backup, Solar Self Consumption |  |  |  | 9202393 | Yes | AC-Coupled | Solar | 9.6 | 12.2
ESMASI-19979 | 11111318 | MA - SMART Program |  |  | In Queue | Commercial | WINCHESTER | 2022-05-20 | Lithium Ion |  | Other | 13 | 13 | 6.4 | 6.8 | Behind the Meter |  |  |  | PV SELF | 9329563 | Yes | AC-Coupled | Solar | 11.05 | 9.984
ESMASI-19958 | 11110645 | MA - SMART Program |  |  | In Queue | Commercial | HOLLISTON | 2022-05-20 | Lithium Ion |  | Tesla | 27 | 10 | 27 | 10 | Behind the Meter | Customer Bill Savings (e.g., Demand Charge Management, TOU Arbitrage) | Peak Shaving/ Load Leveling | Reliability and Resiliency |  | 9344899 | Yes | AC-Coupled | Solar | 19.2 | 15.2
ESMASI-19919 | 11094227 | MA - Energy Efficiency/ DR Program |  |  | In Queue | Residential | BARNSTABLE | 2022-05-23 | Lithium Ion |  | Tesla | 0 | 0 | 13.5 | 5 | Behind the Meter |  |  |  |  | 9266347 | Yes | AC-Coupled | Solar |  | 5
ESMASI-19917 | 11098688 |  |  |  | In Queue | Residential | N FALMOUTH | 2022-05-23 | Lithium Ion |  | Tesla | 0 | 0 | 13.5 | 5 | Behind the Meter |  |  |  |  | 9266282 | Yes | AC-Coupled | Solar |  | 5
ESMASI-19907 | 11089038 | MA - SMART Program |  |  | In Queue | Commercial | SHARON | 2022-05-23 | Lithium Ion |  | Tesla | 27 | 10 | 27 | 10 | Behind the Meter | Customer Bill Savings (e.g., Demand Charge Management, TOU Arbitrage) | Peak Shaving/ Load Leveling | Reliability and Resiliency |  | 9416617 | Yes | AC-Coupled | Solar | 19.2 | 15.2
ESMASI-19889 | 11069590 |  |  |  | In Queue | Commercial | BURLINGTON | 2022-05-23 | Lithium Ion |  | Enphase | 31.5 | 11.52 | 31.5 | 11.52 | Behind the Meter |  |  |  |  | 9388846 | Yes | AC-Coupled | Solar | 13.26 | 10.03
ESMASI-19884 | 11070342 | MA - SMART Program |  |  | In Queue | Residential | WELLFLEET | 2022-05-24 | Lithium Ion |  | Tesla | 0 | 0 | 13.5 | 5 | Behind the Meter |  |  |  |  | 9267266 | Yes | AC-Coupled | Solar |  | 5
ESMASI-19843 | 11049992 | MA - Energy Efficiency/ DR Program |  | Utility Connected Solutions DR Program | In Queue | Residential | FAIRHAVEN | 2022-05-24 | Lithium Ion |  | Tesla | 0 | 0 | 5 | 5 | Behind the Meter | Backup, Solar Self Consumption |  |  |  | 9279869 | Yes | AC-Coupled | Solar | 4.5 | 5
ESMASI-19814 | 11034447 | MA - SMART Program |  |  | In Queue | Commercial | BURLINGTON | 2022-05-24 | Lithium Ion |  | Tesla | 27 | 0 | 27 | 10 | Behind the Meter | Peak Shaving/ Load Leveling | Reliability and Resiliency |  |  | 9416525 | Yes | AC-Coupled | Solar | 24 | 15.2
ESMASI-19813 | 11055493 | MA - SMART Program |  | Connected Solutions | In Queue | Commercial | LINCOLN | 2022-05-25 | Other | Lithium Ion Phosphate | Enphase | 0 | 0 | 10.08 | 3.84 | Behind the Meter |  |  |  |  | 9486059 | Yes | AC-Coupled | Solar | 17.64 | 14.455
ESMASI-19805 | 11035665 | MA - SMART Program |  |  | In Queue | Residential | S YARMOUTH | 2022-05-26 | Lithium Ion |  | Tesla | 0 | 0 | 13.5 | 5 | Behind the Meter | Customer Bill Savings (e.g., Demand Charge Management, TOU Arbitrage) | Peak Shaving/ Load Leveling | Reliability and Resiliency |  | 9266945 | Yes | AC-Coupled | Solar | 5.2 | 11
ESMASI-19793 | 11033153 | MA - SMART Program |  | Connected Solutions Demand Response | In Queue | Commercial | NEEDHAM | 2022-05-26 | Lithium Ion |  | Tesla | 0 | 0 | 27 | 10 | Behind the Meter | Customer Bill Savings (e.g., Demand Charge Management, TOU Arbitrage) | Peak Shaving/ Load Leveling | Reliability and Resiliency |  | 9533847 | Yes | AC-Coupled | Solar | 19.6 | 10
ESMASI-19792 | 11032973 | MA - SMART Program |  | Connected Solutions Demand Response | In Queue | Commercial | S YARMOUTH | 2022-05-27 | Lithium Ion |  | Tesla | 27 | 10 | 13.5 | 5 | Behind the Meter | Customer Bill Savings (e.g., Demand Charge Management, TOU Arbitrage) | Peak Shaving/ Load Leveling | Reliability and Resiliency |  | 9416907 | Yes | AC-Coupled | Solar | 25.5145 | 20.2
ESMASI-19791 | 11032523 | MA - SMART Program |  |  | In Queue | Commercial | HOPKINTON | 2022-05-27 | Lithium Ion |  | Tesla | 13.5 | 5 | 13.5 | 5 | Behind the Meter | Customer Bill Savings (e.g., Demand Charge Management, TOU Arbitrage) | Peak Shaving/ Load Leveling | Reliability and Resiliency |  | 9404261 | Yes | AC-Coupled | Solar | 17.2 | 15.2
ESMASI-19785 | 11031438 | MA - SMART Program |  | Connected Solutions Demand Response | In Queue | Commercial | LEXINGTON | 2022-05-30 | Lithium Ion |  | Tesla | 0 | 0 | 27 | 10 | Behind the Meter |  |  |  |  | 9417024 | Yes | AC-Coupled | Solar | 12 | 22.85
ESMASI-19777 | 11030239 | MA - SMART Program |  |  | In Queue | Residential | SHARON | 2022-05-31 | Lithium Ion |  | Tesla | 13.5 | 0 | 13.5 | 5 | Behind the Meter | Customer Bill Savings (e.g., Demand Charge Management, TOU Arbitrage) | Peak Shaving/ Load Leveling | Reliability and Resiliency |  | 7599883 | Yes | AC-Coupled | Solar | 8.8 | 12.6
ESMASI-19774 | 11030038 | MA - SMART Program |  | Utility Connected Solutions DR Program | In Queue | Residential | SPRINGFIELD | 2022-05-31 | Lithium Ion |  | Tesla | 5 | 14 | 5 | 5 | Behind the Meter |  |  |  |  | 9326415 | Yes | AC-Coupled | Solar |  | 5
ESMASI-19772 | 11029675 | MA - SMART Program |  | Utility Connected Solutions DR Program | In Queue | Residential | W WAREHAM | 2022-06-01 | Lithium Ion |  | LG Chem | 9.8 | 5 | 9.8 | 5 | Behind the Meter |  |  |  | Backup | 9328662 | Yes | DC-Coupled | Solar | 4.08 | 3.8
ESMASI-19771 | 11029466 | MA - Energy Efficiency/ DR Program |  | ConnectedSolutions | In Queue | Commercial | DOVER | 2022-06-01 | Lithium Ion |  | Tesla | 0 | 0 | 31.3 | 25 | Behind the Meter |  |  |  |  | 9729327 | Yes | AC-Coupled | Solar | 30 | 19.8
ESMASI-19770 | 11029391 | MA - SMART Program |  | Utility Connected Solutions DR Program | In Queue | Residential | W SOMERVIL | 2022-06-02 | Lithium Ion |  | LG Chem | 5 | 5 | 5 | 5 | Behind the Meter |  |  |  |  | 4684050 | Yes | DC-Coupled | Solar | 7.3 | 6
ESMASI-19765 | 11024696 | MA - SMART Program |  |  | In Queue | Commercial | WEST SPRINGFIELD | 2022-06-02 | Lithium Ion |  | Tesla | 0 | 0 | 15 | 15 | Behind the Meter | Backup, Solar Self Consumption |  |  |  | 9353266 | Yes | AC-Coupled | Solar | 13.54 | 10
ESMASI-19758 | 11061649 | MA - SMART Program |  | Utility Connected Solutions DR Program | In Queue | Commercial | BUZZDS BAY | 2022-06-03 | Lithium Ion |  | Tesla | 0 | 0 | 10 | 10 | Behind the Meter | Backup, Solar Self Consumption |  |  |  | 9458443 | Yes | AC-Coupled | Solar | 6.63 | 6
ESMASI-19743 | 11027541 | MA - SMART Program |  | Connected Solutions | In Queue | Commercial | Stoneham | 2022-06-03 | Lithium Ion |  | Tesla | 2730.2 | 1365.1 | 2730.2 | 1365.1 | Behind the Meter | Customer Bill Savings (e.g., Demand Charge Management, TOU Arbitrage) | Peak Shaving/ Load Leveling | Reliability and Resiliency |  | 9458186 | Yes | AC-Coupled | Solar | 540 | 1500
ESMASI-19737 |  | MA - SMART Program |  |  | In Queue | Residential | WALTHAM | 2022-06-06 | Lithium Ion |  | LG Chem | 9.6 | 19.2 | 9.6 | 19.2 | Behind the Meter |  |  |  |  | 9356058 | Yes | DC-Coupled | Solar | 5.27 | 3.84
ESMASI-19733 | 11324296 | MA - SMART Program |  | Connected Solutions Demand Response | In Queue | Commercial | ACTON | 2022-06-07 | Lithium Ion |  | Other | 18 | 3 | 18 | 3 | Behind the Meter | Customer Bill Savings (e.g., Demand Charge Management, TOU Arbitrage) | Peak Shaving/ Load Leveling | Reliability and Resiliency |  | 9486701 | Yes | DC-Coupled | Solar | 6.4 | 17.6
ESMASI-19719 | 11024434 | MA - SMART Program |  |  | In Queue | Commercial | WALTHAM | 2022-06-07 | Lithium Ion |  | Tesla | 27 | 10 | 27 | 10 | Behind the Meter | Customer Bill Savings (e.g., Demand Charge Management, TOU Arbitrage) | Peak Shaving/ Load Leveling | Reliability and Resiliency |  | 9486263 | Yes | AC-Coupled | Solar | 14.4 | 15.2
ESMASI-19705 | 11024292 | MA - SMART Program |  |  | In Queue | Residential | BUZZDS BAY | 2022-06-09 | Lithium Ion |  | Tesla | 0 | 0 | 5 | 5 | Behind the Meter | Backup, Solar Self Consumption |  |  |  | 9403939 | Yes | AC-Coupled | Solar | 9.76 | 5
ESMASI-19699 | 10970170 | MA - SMART Program |  |  | In Queue | Residential | SUDBURY | 2022-06-09 | Lithium Ion |  | LG Chem | 9.6 | 5 | 9.6 | 5 | Behind the Meter | Reliability and Resiliency |  |  |  | 9403308 | Yes | DC-Coupled | Solar | 11.62 | 0
ESMASI-19637 | 11023170 |  |  |  | In Queue | Residential | HARWICH | 2022-06-10 | Lithium Ion |  | Tesla | 14 | 7 | 13.5 | 5 | Behind the Meter | Customer Bill Savings (e.g., Demand Charge Management, TOU Arbitrage) |  |  |  | 8787279 | Yes | AC-Coupled | Solar | 6.885 | 11
ESMASI-19563 | 11006214 | MA - SMART Program |  | Utility Connected Solutions DR Program | In Queue | Commercial | Bedford | 2022-06-10 | Lithium Ion |  | Enphase | 10.5 | 10.5 | 10.5 | 10.5 | Behind the Meter | Customer Bill Savings (e.g., Demand Charge Management, TOU Arbitrage) | Peak Shaving/ Load Leveling | Reliability and Resiliency |  | 9511045 | Yes | AC-Coupled | Solar | 9.12 | 7.08
ESMASI-19558 | 11040767 |  |  | Connected Solutions Demand Response | In Queue | Commercial | ASHLAND | 2022-06-13 | Lithium Ion |  | Tesla | 27 | 10 | 27 | 10 | Behind the Meter | Customer Bill Savings (e.g., Demand Charge Management, TOU Arbitrage) | Peak Shaving/ Load Leveling | Reliability and Resiliency |  | 9542356 | Yes | AC-Coupled | Solar | 16.4 | 15.2
ESMASI-19545 | 11052153 | MA - Energy Efficiency/ DR Program |  |  | In Queue | Residential | WOODS HOLE | 2022-06-14 | Lithium Ion |  | Tesla | 0 | 0 | 13.5 | 5.8 | Behind the Meter | Reliability and Resiliency |  |  |  | 9471550 | Yes | AC-Coupled | Solar |  | 5.8
ESMASI-19541 | 11052016 | MA - SMART Program |  |  | In Queue | Residential | S CHATHAM | 2022-06-14 | Lithium Ion |  | Tesla | 14 | 5 | 5 | 5 | Behind the Meter | Reliability and Resiliency |  |  |  | 7985619 | Yes | AC-Coupled | Solar | 12.4 | 15
ESMASI-19515 | 11005689 | MA - SMART Program |  | Connected Solutions | In Queue | Commercial | Springfield | 2022-06-14 | Lithium Ion |  | Other | 680.96 | 336 | 680.96 | 336 | Standalone | Wholesale Market |  |  |  | 9438416 | Yes | DC-Coupled | Solar | 1040.06 | 780
ESMASI-19488 | 10959643 | MA - Energy Efficiency/ DR Program |  |  | In Queue | Residential | WABAN | 2022-06-15 | Lithium Ion |  | Tesla | 13.5 | 5 | 13.5 | 5 | Behind the Meter | Customer Bill Savings (e.g., Demand Charge Management, TOU Arbitrage) | Peak Shaving/ Load Leveling | Reliability and Resiliency |  | 8758430 | Yes | AC-Coupled | Solar | 5.2 | 12.6
ESMASI-19485 | 10949514 | MA - SMART Program |  | Connected Solutions Demand Response | In Queue | Commercial | CANTON | 2022-06-15 | Lithium Ion |  | Tesla | 27 | 10 | 13.5 | 5 | Behind the Meter | Customer Bill Savings (e.g., Demand Charge Management, TOU Arbitrage) | Peak Shaving/ Load Leveling | Reliability and Resiliency |  | 9484610 | Yes | AC-Coupled | Solar | 12.8 | 20.2
ESMASI-19450 | 10975680 |  |  |  | In Queue | Residential | N FALMOUTH | 2022-06-17 | Lithium Ion |  | Tesla | 13.5 | 5 | 13.5 | 5 | Behind the Meter | Customer Bill Savings (e.g., Demand Charge Management, TOU Arbitrage) | Peak Shaving/ Load Leveling | Reliability and Resiliency |  | 9556698 | Yes | AC-Coupled | Solar | 12.8 | 12.6
ESMASI-19447 | 10975899 |  |  | Utility Connected Solutions DR Program | In Queue | Residential | PLYMOUTH | 2022-06-17 | Lithium Ion |  | Enphase | 0 | 0 | 3.84 | 3.84 | Behind the Meter | Backup, Solar Self Consumption |  |  |  | 9557939 | Yes | AC-Coupled | Solar | 7.5 | 10.59
ESMASI-19428 | 10993260 |  |  |  | In Queue | Commercial | PLYMOUTH | 2022-06-18 | Lithium Ion |  | Other | 0 | 0 | 19 | 9 | Behind the Meter | Reliability and Resiliency |  |  |  | 9638048 | Yes | AC-Coupled | Solar | 10.4 | 10
ESMASI-19413 | 10883353 | MA - SMART Program |  |  | In Queue | Residential | SPRINGFIELD | 2022-06-20 | Lithium Ion |  | LG Chem | 9.8 | 5 | 9.8 | 5 | Behind the Meter |  |  |  | Backup | 9466910 | Yes | DC-Coupled | Solar | 5.44 | 3.8
ESMASI-19406 | 11713475 | MA - SMART Program |  |  | In Queue | Commercial | Lexington | 2022-06-20 | Lithium Ion |  | Enphase | 10.5 | 10.5 | 11.4 | 11.4 | Behind the Meter |  |  |  |  | 9637250 | Yes | AC-Coupled | Solar | 10.4 | 11.4
ESMASI-19375 | 10894814 | MA - Energy Efficiency/ DR Program |  |  | In Queue | Residential | LEXINGTON | 2022-06-21 | Lithium Ion |  | LG Chem | 9.8 | 9.8 | 5 | 5 | Behind the Meter |  |  |  | Backup | 9617857 | Yes | DC-Coupled | Solar | 6.46 | 6
ESMASI-19347 | 10852093 | MA - SMART Program |  | Connected Solutions Demand Response | In Queue | Commercial | DOVER | 2022-06-21 | Lithium Ion |  | Enphase | 40.32 | 13.68 | 42 | 22.8 | Behind the Meter | Reliability and Resiliency |  |  |  | 9641501 | Yes | AC-Coupled | Solar | 18.7 | 38.904
ESMASI-19322 | 10875541 | MA - SMART Program |  |  | In Queue | Residential | PLYMOUTH | 2022-06-22 | Lithium Ion |  | SimpliFi | 19 | 9 | 19 | 9 | Behind the Meter | Reliability and Resiliency |  |  | Connected Solutions and grid backup | 9557851 | Yes | DC-Coupled | Solar | 12.8 | 9
ESMASI-19303 | 10944031 |  |  |  | In Queue | Residential | BRIGHTON | 2022-06-23 | Lithium Ion |  | Tesla | 13.5 | 5 | 13.5 | 5 | Behind the Meter | Customer Bill Savings (e.g., Demand Charge Management, TOU Arbitrage) | Peak Shaving/ Load Leveling | Reliability and Resiliency |  | 9558142 | Yes | AC-Coupled | Solar | 9.6 | 12.6
ESMASI-19301 | 10943973 |  |  | Connected Solutions Demand Response | In Queue | Residential | WESTWOOD | 2022-06-23 | Lithium Ion |  | Tesla | 27 | 10 | 27 | 10 | Behind the Meter | Customer Bill Savings (e.g., Demand Charge Management, TOU Arbitrage) | Peak Shaving/ Load Leveling | Reliability and Resiliency |  | 9605949 | Yes | AC-Coupled | Solar | 9.75 | 7.6
ESMASI-19290 | 10944899 | MA - SMART Program |  | Connected Solutions Demand Response | In Queue | Commercial | SHARON | 2022-06-24 | Lithium Ion |  | Tesla | 13.5 | 5 | 13.5 | 5 | Behind the Meter | Customer Bill Savings (e.g., Demand Charge Management, TOU Arbitrage) | Peak Shaving/ Load Leveling | Reliability and Resiliency |  | 9634902 | Yes | AC-Coupled | Solar | 18.8 | 15.2
ESMASI-19278 | 10944316 | MA - SMART Program |  | Utility Connected Solutions DR Program | In Queue | Commercial | EASTHAMPTON | 2022-06-27 | Lithium Ion |  | Tesla | 0 | 0 | 10 | 10 | Behind the Meter | Backup, Solar Self Consumption |  |  |  | 9624811 | Yes | AC-Coupled | Solar | 9.45 | 17.6
ESMASI-19273 | 10944567 | MA - DOER/ MassCEC Funded Projects | MA - SMART Program |  | In Queue | Residential | WOBURN | 2022-06-28 | Lithium Ion |  | Tesla | 13.5 | 5 | 13.5 | 5 | Behind the Meter | Customer Bill Savings (e.g., Demand Charge Management, TOU Arbitrage) | Peak Shaving/ Load Leveling | Reliability and Resiliency |  | 9605985 | Yes | AC-Coupled | Solar | 11.2 | 7.6
ESMASI-19245 | 10794049 | MA - SMART Program |  |  | In Queue | Residential | PLYMOUTH | 2022-06-28 | Lithium Ion |  | Tesla | 13.5 | 5 | 13.5 | 5 | Behind the Meter | Customer Bill Savings (e.g., Demand Charge Management, TOU Arbitrage) | Peak Shaving/ Load Leveling | Reliability and Resiliency |  | 9606403 | Yes | AC-Coupled | Solar | 9.6 | 7.6
ESMASI-19243 | 10793895 |  |  |  | In Queue | Residential | PITTSFIELD | 2022-06-28 | Lithium Ion |  | Tesla | 0 | 0 | 5 | 5 | Behind the Meter | Backup, Solar Self Consumption |  |  |  | 9637667 | Yes | AC-Coupled | Solar | 4.8 | 8.6
ESMASI-19239 | 10793724 | MA - SMART Program |  | Utility Connected Solutions DR Program | In Queue | Residential | HOLLISTON | 2022-06-28 | Lithium Ion |  | Other | 9.7 | 5 | 9.7 | 5 | Behind the Meter | Customer Bill Savings (e.g., Demand Charge Management, TOU Arbitrage) | Reliability and Resiliency |  |  | 9606464 | Yes | DC-Coupled | Solar | 19.2 | 10
ESMASI-19212 | 10795309 | MA - SMART Program |  |  | In Queue | Commercial | Fairhaven | 2022-06-28 | Lithium Ion |  | Other | 4608 | 1500 | 4285 | 1250 | Behind the Meter | Reliability and Resiliency | Wholesale Market |  |  | 9877968 | Yes | AC-Coupled | Solar | 0 | 4999.2
ESMASI-19210 | 10819947 | MA - SMART Program |  | Net Metering | In Queue | Residential | BUZZDS BAY | 2022-06-29 | Lithium Ion |  | Tesla | 14 | 5 | 5 | 5 | Behind the Meter | Reliability and Resiliency |  |  |  | 9677740 | Yes | AC-Coupled | Solar | 6 | 10
ESMASI-19188 | 10885125 |  |  |  | In Queue | Commercial | ACUSHNET | 2022-06-30 | Lithium Ion |  | Enphase | 21 | 7.68 | 21 | 7.68 | Behind the Meter |  |  |  |  | 9663694 | Yes | AC-Coupled | Solar | 12.25 | 9.3
ESMASI-19142 | 9995116 |  |  |  | In Queue | Residential | WAYLAND | 2022-07-01 | Lithium Ion |  | Tesla | 0 | 0 | 13.5 | 5 | Behind the Meter | Customer Bill Savings (e.g., Demand Charge Management, TOU Arbitrage) |  |  |  | 9648310 | Yes | AC-Coupled | Solar | 0 | 5
ESMASI-19134 | 10805831 | MA - SMART Program |  |  | In Queue | Residential | SOUTHWICK | 2022-07-04 | Lithium Ion |  | LG Chem | 0 | 0 | 9.8 | 0 | Behind the Meter |  |  |  | Backup | 9674537 | Yes | DC-Coupled | Solar | 6.8 | 6
ESMASI-19123 | 10795414 | MA - SMART Program |  | Connected Solutions Demand Response | In Queue | Commercial | WOBURN | 2022-07-05 | Lithium Ion |  | Tesla | 27 | 10 | 27 | 10 | Behind the Meter |  |  |  |  | 9820650 | Yes | AC-Coupled | Solar | 10.13 | 7.38
ESMASI-18976 | 10774855 | MA - Energy Efficiency/ DR Program |  |  | In Queue | Residential | CAMBRIDGE | 2022-07-06 | Lithium Ion |  | Tesla | 0 | 0 | 13.5 | 5 | Behind the Meter | Customer Bill Savings (e.g., Demand Charge Management, TOU Arbitrage) |  |  |  | 9676913 | Yes | AC-Coupled | Solar | 11.2 | 15
ESMASI-18954 | 10796974 |  |  |  | In Queue | Residential | WAYLAND | 2022-07-06 | Lithium Ion |  | Tesla | 13.5 | 5 | 13.5 | 5 | Behind the Meter | Customer Bill Savings (e.g., Demand Charge Management, TOU Arbitrage) | Peak Shaving/ Load Leveling | Reliability and Resiliency |  | 9676865 | Yes | AC-Coupled | Solar | 9.6 | 7.6
ESMASI-18941 | 10796863 | MA - SMART Program |  |  | In Queue | Residential | W HYANPORT | 2022-07-06 | Lithium Ion |  | Tesla | 13.5 | 0 | 13.5 | 5 | Behind the Meter | Customer Bill Savings (e.g., Demand Charge Management, TOU Arbitrage) | Peak Shaving/ Load Leveling | Reliability and Resiliency |  | 9676796 | Yes | AC-Coupled | Solar | 10 | 12.6
ESMASI-18940 | 10796834 | MA - SMART Program |  |  | In Queue | Commercial | HOPKINTON | 2022-07-06 | Lithium Ion |  | Tesla | 0 | 0 | 5 | 5 | Behind the Meter | Backup, Solar Self Consumption |  |  |  | 9833574 | Yes | AC-Coupled | Solar | 17.75 | 15.975
ESMASI-18916 | 10827636 | MA - SMART Program |  | Utility Connected Solutions DR Program | In Queue | Residential | PLYMOUTH | 2022-07-06 | Lithium Ion |  | Other | 13 | 13 | 6.8 | 6.8 | Behind the Meter |  |  |  | PV SELFUSE | 9676937 | Yes | AC-Coupled | Solar | 8.925 | 14.864
ESMASI-18904 | 10837309 |  |  |  | In Queue | Commercial | Edgartown | 2022-07-06 | Lithium Ion |  | Other | 1400 | 560 | 1400 | 560 | Behind the Meter | Customer Bill Savings (e.g., Demand Charge Management, TOU Arbitrage) | Peak Shaving/ Load Leveling | Reliability and Resiliency |  | 9676510 | Yes | AC-Coupled | Solar | 695 | 466.66
ESMASI-18873 | 10794827 | MA - SMART Program |  | Utility Connected Solutions DR Program | In Queue | Commercial | WHATELY | 2022-07-07 | Lithium Ion |  | Tesla | 0 | 0 | 0 | 10 | Behind the Meter |  |  |  |  | 9814301 | Yes | AC-Coupled | Solar | 0 | 10
ESMASI-18872 | 10794853 |  |  | Utility Connected Solutions DR Program | In Queue | Residential | PITTSFIELD | 2022-07-07 | Lithium Ion |  | Tesla | 0 | 0 | 5 | 5 | Behind the Meter | Backup, Solar Self Consumption |  |  |  | 9689180 | Yes | AC-Coupled | Solar | 4.4 | 8.3
ESMASI-18849 | 10825645 | MA - SMART Program |  |  | In Queue | Residential | BRIGHTON | 2022-07-07 | Lithium Ion |  | Tesla | 0 | 0 | 27 | 0 | Behind the Meter | Customer Bill Savings (e.g., Demand Charge Management, TOU Arbitrage) |  |  |  | 9713698 | Yes | AC-Coupled | Solar | 18.02 | 0
ESMASI-18783 | 10844067 | MA - SMART Program |  | Connected Solutions Demand Response | In Queue | Commercial | SUDBURY | 2022-07-08 | Lithium Ion |  | Tesla | 27 | 5 | 13.5 | 10 | Behind the Meter | Customer Bill Savings (e.g., Demand Charge Management, TOU Arbitrage) | Peak Shaving/ Load Leveling | Reliability and Resiliency |  | 9864145 | Yes | AC-Coupled | Solar | 9.2 | 7.6
ESMASI-18765 | 10764775 |  |  | Not Participating in MA Smart or any other program | In Queue | Commercial | LEXINGTON | 2022-07-08 | Lithium Ion |  | Tesla | 13.5 | 5 | 13.5 | 5 | Behind the Meter | Customer Bill Savings (e.g., Demand Charge Management, TOU Arbitrage) | Peak Shaving/ Load Leveling | Reliability and Resiliency |  | 9834116 | Yes | AC-Coupled | Solar | 14.4 | 15.2
ESMASI-18708 | 10739393 | MA - SMART Program |  |  | In Queue | Commercial | TOLLAND | 2022-07-11 | Lithium Ion |  | Tesla | 0 | 0 | 13.5 | 5 | Behind the Meter | Backup, Solar Self Consumption |  |  |  | 9704567 | Yes | AC-Coupled | Solar | 13.2 | 9.9
ESMASI-18705 | 10741764 |  |  |  | In Queue | Commercial | ASHLAND | 2022-07-11 | Lithium Ion |  | Tesla | 27 | 10 | 27 | 10 | Behind the Meter | Customer Bill Savings (e.g., Demand Charge Management, TOU Arbitrage) | Peak Shaving/ Load Leveling | Reliability and Resiliency |  | 9864669 | Yes | AC-Coupled | Solar | 14.4 | 15.2
ESMASI-18701 | 10691752 | MA - SMART Program |  |  | In Queue | Residential | ARLINGTON | 2022-07-12 | Lithium Ion |  | Tesla | 0 | 0 | 13.5 | 5 | Behind the Meter | Backup, Solar Self Consumption |  |  |  | 9805573 | Yes | AC-Coupled | Solar | 8.4 | 11.3
ESMASI-18679 | 10753518 | MA - SMART Program |  | Connected Solutions Demand Response | In Queue | Commercial | LEXINGTON | 2022-07-12 | Lithium Ion |  | Tesla | 0 | 0 | 13.5 | 5 | Behind the Meter | Backup, Solar Self Consumption | Reliability and Resiliency |  | Utility DR program | 9866359 | Yes | AC-Coupled | Solar | 0 | 7
ESMASI-18669 | 10691198 | MA - Energy Efficiency/ DR Program | MA - SMART Program | Connected Solutions Demand Response | In Queue | Commercial | BURLINGTON | 2022-07-12 | Lithium Ion |  | Tesla | 27 | 10 | 27 | 10 | Behind the Meter | Customer Bill Savings (e.g., Demand Charge Management, TOU Arbitrage) | Peak Shaving/ Load Leveling | Reliability and Resiliency |  | 9866288 | Yes | AC-Coupled | Solar | 16.8 | 15.2
ESMASI-18608 | 10691146 |  |  |  | In Queue | Residential | TRURO | 2022-07-13 | Lithium Ion |  | Tesla | 0 | 0 | 13.5 | 5.8 | Behind the Meter |  |  |  |  | 9865726 | Yes | AC-Coupled | Solar | 10.08 | 14.2
ESMASI-18599 | 11713451 | MA - SMART Program |  | Connected Solution | In Queue | Residential | NATICK | 2022-07-13 | Lithium Ion |  | LG Chem | 14.28 | 5 | 14.28 | 5 | Behind the Meter |  |  |  | Backup | 8845638 | Yes | DC-Coupled | Solar | 14.28 | 10
ESMASI-18591 | 10690099 | MA - SMART Program |  |  | In Queue | Residential | W SOMERVIL | 2022-07-13 | Lithium Ion |  | Enphase | 20.16 | 8.448 | 17.94 | 7.7 | Behind the Meter | Reliability and Resiliency |  |  |  | 9806214 | Yes | AC-Coupled | Solar | 8.4 | 13.895
ESMASI-18581 | 10690728 | MA - SMART Program |  |  | In Queue | Residential | CHATHAM | 2022-07-14 | Lithium Ion |  | Tesla | 0 | 0 | 13.5 | 5.8 | Behind the Meter |  |  |  |  | 9805910 | Yes | AC-Coupled | Solar | 9.2 | 12.7
ESMASI-18540 | 10659929 | MA - SMART Program |  |  | In Queue | Residential | E HARWICH | 2022-07-14 | Lithium Ion |  | Tesla | 0 | 0 | 0 | 0 | Behind the Meter | Reliability and Resiliency |  |  | back up power only, zero export | 9805872 | Yes | AC-Coupled | Solar | 12 | 9
ESMASI-18538 | 10659786 | MA - SMART Program |  |  | In Queue | Residential | HOPKINTON | 2022-07-15 | Lithium Ion |  | Tesla | 0 | 0 | 13.5 | 5 | Behind the Meter |  |  |  |  | 9820611 | Yes | AC-Coupled | Solar | 5.44 | 8.8
ESMASI-18493 | 10659483 | MA - SMART Program |  |  | In Queue | Residential | WINCHESTER | 2022-07-17 | Lithium Ion |  | Tesla | 13.5 | 5 | 13.5 | 5 | Behind the Meter | Customer Bill Savings (e.g., Demand Charge Management, TOU Arbitrage) | Peak Shaving/ Load Leveling | Reliability and Resiliency |  | 9890762 | Yes | AC-Coupled | Solar | 7.2 | 7.6
ESMASI-18477 | 10662434 | MA - SMART Program |  |  | In Queue | Residential | SUDBURY | 2022-07-18 | Lithium Ion |  | Tesla | 13.5 | 5 | 13.5 | 5 | Behind the Meter | Customer Bill Savings (e.g., Demand Charge Management, TOU Arbitrage) | Peak Shaving/ Load Leveling | Reliability and Resiliency |  | 9903971 | Yes | AC-Coupled | Solar | 12 | 11.4
ESMASI-18452 | 10621662 | MA - Energy Efficiency/ DR Program |  |  | In Queue | Residential | SAGMOR BCH | 2022-07-19 | Lithium Ion |  | Tesla | 13.5 | 5 | 13.5 | 5 | Behind the Meter | Customer Bill Savings (e.g., Demand Charge Management, TOU Arbitrage) | Peak Shaving/ Load Leveling | Reliability and Resiliency |  | 9903522 | Yes | AC-Coupled | Solar | 6.8 | 7.6
ESMASI-18451 | 10658936 | MA - SMART Program |  |  | In Queue | Residential | AMHERST | 2022-07-19 | Lithium Ion |  | Tesla | 13.5 | 5 | 13.5 | 5 | Behind the Meter | Customer Bill Savings (e.g., Demand Charge Management, TOU Arbitrage) | Peak Shaving/ Load Leveling | Reliability and Resiliency |  | 9811515 | Yes | AC-Coupled | Solar | 7.6 | 12.6
ESMASI-18448 | 10659025 | MA - SMART Program |  |  | In Queue | Residential | FRAMINGHAM | 2022-07-19 | Lithium Ion |  | Tesla | 13.5 | 5 | 13.5 | 5 | Behind the Meter |  |  |  | Utility Connected Solutions DR Program | 7985254 | Yes | AC-Coupled | Solar | 4.4 | 7.6
ESMASI-18444 | 10638359 | MA - SMART Program |  |  | In Queue | Residential | LINCOLN | 2022-07-20 | Lithium Ion |  | Tesla | 13.5 | 5 | 13.5 | 5 | Behind the Meter | Customer Bill Savings (e.g., Demand Charge Management, TOU Arbitrage) | Peak Shaving/ Load Leveling | Reliability and Resiliency |  | 9935430 | Yes | AC-Coupled | Solar | 12.8 | 12.6
ESMASI-18406 | 10633856 | MA - SMART Program |  |  | In Queue | Residential | LEXINGTON | 2022-07-20 | Lithium Ion |  | Tesla | 13.5 | 5 | 13.5 | 5 | Behind the Meter | Customer Bill Savings (e.g., Demand Charge Management, TOU Arbitrage) | Peak Shaving/ Load Leveling | Reliability and Resiliency |  | 9935359 | Yes | AC-Coupled | Solar | 14.4 | 11.4
ESMASI-18405 | 10834817 | MA - SMART Program |  |  | In Queue | Residential | HOPKINTON | 2022-07-20 | Lithium Ion |  | Tesla | 13.5 | 5 | 13.5 | 5 | Behind the Meter | Customer Bill Savings (e.g., Demand Charge Management, TOU Arbitrage) | Peak Shaving/ Load Leveling | Reliability and Resiliency |  | 9993257 | Yes | AC-Coupled | Solar | 13.2 | 11.4
ESMASI-18386 | 10672903 | MA - SMART Program |  |  | In Queue | Commercial | OAK BLUFFS | 2022-07-20 | Other | Lithium Ion Phosphate | Enphase | 0 | 0 | 13.44 | 5.44 | Behind the Meter |  |  |  | backup power failure | 9950218 | Yes | AC-Coupled | Solar | 26.27 | 26.385
ESMASI-18382 | 10657502 | MA - Energy Efficiency/ DR Program |  |  | In Queue | Commercial | BEDFORD | 2022-07-20 | Lithium Ion |  | Tesla | 27 | 10 | 27 | 10 | Behind the Meter | Customer Bill Savings (e.g., Demand Charge Management, TOU Arbitrage) | Peak Shaving/ Load Leveling | Reliability and Resiliency |  | 9964615 | Yes | AC-Coupled | Solar | 19.2 | 15.2
ESMASI-18364 | 10608847 | MA - SMART Program |  |  | In Queue | Commercial | LINCOLN | 2022-07-20 | Lithium Ion |  | Tesla | 0 | 0 | 40.5 | 15 | Behind the Meter | Customer Bill Savings (e.g., Demand Charge Management, TOU Arbitrage) | Peak Shaving/ Load Leveling | Reliability and Resiliency |  | 9964880 | Yes | AC-Coupled | Solar | 4.08 | 22.6
ESMASI-18336 | 10607908 | MA - SMART Program |  |  | In Queue | Residential | W BREWSTER | 2022-07-21 | Lithium Ion |  | Tesla | 0 | 0 | 13.5 | 5 | Behind the Meter |  |  |  |  | 9935296 | Yes | AC-Coupled | Solar | 9.315 | 12.59
ESMASI-18233 | 10608352 |  |  | Connected Solutions | In Queue | Residential | N FALMOUTH | 2022-07-21 | Lithium Ion |  | Other | 0 | 0 | 13 | 6.8 | Behind the Meter |  |  |  | PV SELFUSE | 9934013 | Yes | AC-Coupled | Solar | 4.675 | 11.024
ESMASI-18225 | 10578275 | MA - SMART Program |  | Net metering | In Queue | Residential | DEDHAM | 2022-07-21 | Lithium Ion |  | Other | 0 | 0 | 13 | 6.4 | Behind the Meter |  |  |  | PV SELFUSE | 9933936 | Yes | AC-Coupled | Solar | 9.13 | 14.848
ESMASI-18210 | 10579142 | MA - SMART Program |  | Connected Solutions Demand Response | In Queue | Commercial | NEWTON L F | 2022-07-21 | Lithium Ion |  | Tesla | 13.5 | 0 | 13.5 | 5 | Behind the Meter | Customer Bill Savings (e.g., Demand Charge Management, TOU Arbitrage) | Peak Shaving/ Load Leveling | Reliability and Resiliency |  | 9992517 | Yes | AC-Coupled | Solar | 24.408 | 15.2
ESMASI-18099 | 10564043 | MA - SMART Program |  | Connected Solutions Demand Response | In Queue | Commercial | DOVER | 2022-07-21 | Lithium Ion |  | Tesla | 27 | 10 | 27 | 10 | Behind the Meter | Customer Bill Savings (e.g., Demand Charge Management, TOU Arbitrage) | Peak Shaving/ Load Leveling | Reliability and Resiliency |  | 9938141 | Yes | AC-Coupled | Solar | 24.912 | 15.2
ESMASI-18091 | 10563819 | MA - SMART Program |  |  | In Queue | Commercial | NEWTON CTR | 2022-07-21 | Lithium Ion |  | Tesla | 13.5 | 5 | 40.5 | 15 | Behind the Meter | Customer Bill Savings (e.g., Demand Charge Management, TOU Arbitrage) | Peak Shaving/ Load Leveling | Reliability and Resiliency |  | 9939070 | Yes | AC-Coupled | Solar | 10.4 | 22.5
ESMASI-18071 | 10741602 | MA - SMART Program |  |  | In Queue | Residential | W SOMERVIL | 2022-07-22 | Lithium Ion |  | Tesla | 5 | 5 | 5 | 5 | Behind the Meter |  |  |  |  | 9934768 | Yes | AC-Coupled | Solar | 8 | 7.6
ESMASI-18067 | 10565014 | MA - SMART Program |  | Utility Connected Solutions DR Program | In Queue | Residential | ACTON | 2022-07-22 | Lithium Ion |  | sonnenBacterie | 0 | 0 | 10 | 4.8 | Behind the Meter | Customer Bill Savings (e.g., Demand Charge Management, TOU Arbitrage) | Reliability and Resiliency |  |  | 9993573 | Yes | AC-Coupled | Solar | 0 | 4.8
ESMASI-18047 | 10564923 | MA - SMART Program |  | Utility Connected Solutions DR Program | In Queue | Commercial | NEEDHAM | 2022-07-23 | Lithium Ion |  | Enphase | 14 | 0 | 13.44 | 5.12 | Behind the Meter |  |  |  | Backup Power, Demand Response | 9992572 | Yes | AC-Coupled | Solar | 7.8 | 12.8
ESMASI-18034 | 10564856 | MA - SMART Program |  |  | In Queue | Residential | LEXINGTON | 2022-07-25 | Lithium Ion |  | Tesla | 13.5 | 5 | 13.5 | 5 | Behind the Meter | Customer Bill Savings (e.g., Demand Charge Management, TOU Arbitrage) | Peak Shaving/ Load Leveling | Reliability and Resiliency |  | 9648096 | Yes | AC-Coupled | Solar | 4.8 | 7.6
ESMASI-18025 | 10591979 | MA - SMART Program |  |  | In Queue | Residential | W NEWTON | 2022-07-25 | Lithium Ion |  | Tesla | 13.5 | 5 | 13.5 | 5 | Behind the Meter | Customer Bill Savings (e.g., Demand Charge Management, TOU Arbitrage) | Peak Shaving/ Load Leveling | Reliability and Resiliency |  | 9950908 | Yes | AC-Coupled | Solar | 9.6 | 7.6
ESMASI-18023 | 10563965 | MA - SMART Program |  |  | In Queue | Residential | EASTHAM | 2022-07-25 | Lithium Ion |  | Tesla | 13.5 | 5 | 13.5 | 5 | Behind the Meter | Customer Bill Savings (e.g., Demand Charge Management, TOU Arbitrage) | Peak Shaving/ Load Leveling | Reliability and Resiliency |  | 9950870 | Yes | AC-Coupled | Solar | 4.8 | 7.6
ESMASI-17993 | 10544072 | MA - SMART Program |  |  | In Queue | Residential | ASHLAND | 2022-07-25 | Lithium Ion |  | Tesla | 0 | 0 | 13.5 | 5 | Behind the Meter |  |  |  |  | 9950322 | Yes | AC-Coupled | Solar | 12.245 | 14.3
ESMASI-17972 | 10535210 | MA - SMART Program |  |  | In Queue | Residential | BROOKLINE | 2022-07-25 | Lithium Ion |  | Enphase | 10.08 | 3.84 | 10 | 3.84 | Behind the Meter | Customer Bill Savings (e.g., Demand Charge Management, TOU Arbitrage) | Microgrid |  |  | 9949831 | Yes | AC-Coupled | Solar | 10 | 12.09
ESMASI-17939 | 10529053 | MA - SMART Program |  |  | In Queue | Residential | HOPKINTON | 2022-07-27 | Lithium Ion |  | Tesla | 13.5 | 5 | 13.5 | 5 | Behind the Meter | Customer Bill Savings (e.g., Demand Charge Management, TOU Arbitrage) | Peak Shaving/ Load Leveling | Reliability and Resiliency |  | 9994944 | Yes | AC-Coupled | Solar | 13.752 | 11.4
ESMASI-17910 | 9328047 | MA - SMART Program |  |  | In Queue | Residential | WAREHAM | 2022-07-27 | Lithium Ion |  | LG Chem | 9.8 | 5 | 9.8 | 5 | Behind the Meter |  |  |  | Backup | 9995080 | Yes | DC-Coupled | Solar | 14.28 | 10
ESMASI-17811 | 10504341 | MA - SMART Program |  | Connected Solutions Demand Response | In Queue | Commercial | PROVNCTOWN | 2022-07-27 | Lithium Ion |  | Enphase | 31.5 | 0 | 30.24 | 11.52 | Behind the Meter |  |  |  | Backup Power, Demand Response | 9978718 | Yes | AC-Coupled | Solar | 7.03 | 12.005
ESMASI-17810 | 10564037 | MA - SMART Program |  | Net Metering | In Queue | Residential | SUDBURY | 2022-07-28 | Lithium Ion |  | Other | 0 | 0 | 13 | 0 | Behind the Meter |  |  |  |  | 10120622 | Yes | AC-Coupled | Solar | 8.5 | 7.68
ESMASI-17787 | 10503608 | MA - SMART Program |  | Connected Solutions Demand Response | In Queue | Commercial | CHILMARK | 2022-07-28 | Lithium Ion |  | sonnenBacterie | 20 | 8 | 20 | 8 | Behind the Meter |  |  |  |  | 10026277 | Yes | AC-Coupled | Solar | 10.08 | 8.26
ESMASI-17709 | 10529526 | MA - SMART Program |  |  | In Queue | Commercial | Springfield | 2022-07-28 | Lithium Ion |  | Other | 670 | 250 | 791.5 | 250 | Behind the Meter | Peak Shaving/ Load Leveling |  |  |  | 9927841 | Yes | AC-Coupled | Solar | 912 | 791.5
ESMASI-17568 | 10470706 | MA - SMART Program |  | None - Not Applying for MA Smart or any other program | In Queue | Residential | BEDFORD | 2022-07-29 | Lithium Ion |  | Other | 7.2 | 7.2 | 7.6 | 7.6 | Behind the Meter |  |  |  |  | 10104795 | Yes | DC-Coupled | Solar | 7.2 | 7.6
ESMASI-17563 | 10470569 |  |  | Utility Connected Solutions DR Program | In Queue | Residential | HATCHVILLE | 2022-07-29 | Lithium Ion |  | Other | 0 | 0 | 13 | 6.8 | Behind the Meter |  |  |  | PV SELF USE | 9993711 | Yes | AC-Coupled | Solar | 6.8 | 12.944
ESMASI-17551 | 10472233 | MA - Energy Efficiency/ DR Program |  |  | In Queue | Commercial | NORFOLK | 2022-07-29 | Lithium Ion |  | Tesla | 27 | 10 | 13.5 | 5 | Behind the Meter | Customer Bill Savings (e.g., Demand Charge Management, TOU Arbitrage) | Peak Shaving/ Load Leveling | Reliability and Resiliency |  | 10104750 | Yes | AC-Coupled | Solar | 19.2 | 20.2
ESMASI-17531 | 10472658 |  |  |  | In Queue | Residential | EASTHAM | 2022-07-30 | Lithium Ion |  | Tesla | 13.5 | 7 | 13.5 | 5 | Behind the Meter | Peak Shaving/ Load Leveling | Reliability and Resiliency |  |  | 9993906 | Yes | AC-Coupled | Solar | 9.2 | 12.6
ESMASI-17530 | 10472652 | MA - SMART Program |  | Utility Connected Solutions DR Program | In Queue | Residential | S DENNIS | 2022-08-01 | Lithium Ion |  | Enphase | 0 | 0 | 2.6 | 3.84 | Behind the Meter |  |  |  |  | 9993507 | Yes | AC-Coupled | Solar | 9.72 | 11.04
ESMASI-17508 | 10400771 |  |  |  | In Queue | Residential | WAYLAND | 2022-08-01 | Lithium Ion |  | Other | 5 | 5 | 5 | 5 | Behind the Meter |  |  |  |  | 9511239 | Yes | DC-Coupled | Solar | 13.77 | 10
ESMASI-17506 | 10455758 |  |  |  | In Queue | Residential | DUXBURY | 2022-08-01 | Lithium Ion |  | Other | 18 | 9 | 18 | 9 | Behind the Meter |  |  |  |  | 9993372 | Yes | DC-Coupled | Solar | 13.6 | 7.6
ESMASI-17505 | 10472065 |  |  | Connected Solutions Demand Response | In Queue | Commercial | HOPKINTON | 2022-08-02 | Lithium Ion |  | Tesla | 17 | 10 | 17 | 10 | Behind the Meter | Customer Bill Savings (e.g., Demand Charge Management, TOU Arbitrage) | Peak Shaving/ Load Leveling | Reliability and Resiliency |  | 10058786 | Yes | AC-Coupled | Solar | 19.2 | 15.2
ESMASI-17431 | 10465668 |  |  |  | In Queue | Residential | PITTSFIELD | 2022-08-03 | Lithium Ion |  | Tesla | 0 | 0 | 13.5 | 5 | Behind the Meter | Backup, Solar Self Consumption |  |  |  | 10056172 | Yes | AC-Coupled | Solar | 4.74 | 8.6
ESMASI-17363 | 10414561 |  |  |  | In Queue | Residential | LEXINGTON | 2022-08-03 | Lithium Ion |  | Tesla | 13.5 | 5 | 13.5 | 5 | Behind the Meter | Customer Bill Savings (e.g., Demand Charge Management, TOU Arbitrage) | Peak Shaving/ Load Leveling | Reliability and Resiliency |  | 9995614 | Yes | AC-Coupled | Solar | 7.6 | 7.6
ESMASI-17345 | 10415033 | MA - SMART Program |  |  | In Queue | Commercial | NEWTON CTR | 2022-08-03 | Lithium Ion |  | Other | 13 | 13 | 6.4 | 6.4 | Behind the Meter |  |  |  |  | 10189847 | Yes | AC-Coupled | Solar | 12.325 | 11.136
ESMASI-17344 | 10414842 | MA - SMART Program |  |  | In Queue | Commercial | CARLISLE | 2022-08-04 | Lithium Ion |  | Tesla | 27 | 10 | 13.5 | 5 | Behind the Meter | Customer Bill Savings (e.g., Demand Charge Management, TOU Arbitrage) | Peak Shaving/ Load Leveling | Reliability and Resiliency |  | 10222454 | Yes | AC-Coupled | Solar | 14.8 | 20.2
ESMASI-17343 | 10414873 | MA - SMART Program |  |  | In Queue | Commercial | RICHMOND | 2022-08-04 | Lithium Ion |  | Tesla | 27 | 10 | 13.5 | 5 | Behind the Meter | Customer Bill Savings (e.g., Demand Charge Management, TOU Arbitrage) | Peak Shaving/ Load Leveling | Reliability and Resiliency |  | 10135714 | Yes | AC-Coupled | Solar | 16.8 | 15.2
ESMASI-17280 | 11757087 | MA - SMART Program |  |  | In Queue | Residential | E FALMOUTH | 2022-08-05 | Lithium Ion |  | Tesla | 13.5 | 5 | 13.5 | 5 | Behind the Meter | Customer Bill Savings (e.g., Demand Charge Management, TOU Arbitrage) | Peak Shaving/ Load Leveling | Reliability and Resiliency |  | 10027003 | Yes | AC-Coupled | Solar | 8.8 | 12.6
ESMASI-17186 | 10341980 | MA - SMART Program |  |  | In Queue | Residential | ROSLINDALE | 2022-08-05 | Lithium Ion |  | Tesla | 13.5 | 5 | 13.5 | 5 | Behind the Meter | Customer Bill Savings (e.g., Demand Charge Management, TOU Arbitrage) | Reliability and Resiliency |  |  | 10026906 | Yes | AC-Coupled | Solar | 7.2 | 12.6
ESMASI-17158 | 10342020 | MA - SMART Program |  |  | In Queue | Residential | LEXINGTON | 2022-08-06 | Lithium Ion |  | Tesla | 13.5 | 5 | 13.5 | 5 | Behind the Meter | Customer Bill Savings (e.g., Demand Charge Management, TOU Arbitrage) | Peak Shaving/ Load Leveling | Reliability and Resiliency |  | 10120695 | Yes | AC-Coupled | Solar | 8.784 | 7.6
ESMASI-17125 | 10327401 |  |  |  | In Queue | Commercial | SOUTHWICK | 2022-08-08 | Lithium Ion |  | Tesla | 13.5 | 5 | 13.5 | 5 | Behind the Meter | Customer Bill Savings (e.g., Demand Charge Management, TOU Arbitrage) | Peak Shaving/ Load Leveling | Reliability and Resiliency |  | 10062836 | Yes | AC-Coupled | Solar | 18.8 | 15.2
ESMASI-17061 | 10325828 | MA - SMART Program |  |  | In Queue | Commercial | WATERTOWN | 2022-08-08 | Lithium Ion |  | Enphase | 21 | 0 | 20.16 | 7.68 | Behind the Meter |  |  |  | Backup Power, Demand Response | 10265616 | Yes | AC-Coupled | Solar | 10.125 | 16.83
ESMASI-17027 | 10328419 | MA - SMART Program |  |  | In Queue | Commercial | WABAN | 2022-08-08 | Lithium Ion |  | Enphase | 30.24 | 12.8 | 26.91 | 11.52 | Behind the Meter | Reliability and Resiliency |  |  |  | 10265158 | Yes | AC-Coupled | Solar | 14.02 | 12.078
ESMASI-17018 | 10328539 | MA - SMART Program |  | Utility Connected Solutions DR Program | In Queue | Commercial | LEXINGTON | 2022-08-09 | Lithium Ion |  | Other | 13 | 13 | 6.4 | 6.4 | Behind the Meter |  |  |  | PV SELF USE | 10255708 | Yes | AC-Coupled | Solar | 14.03 | 12.672
ESMASI-17011 | 10328602 | MA - SMART Program |  | Connected Solutions Demand Response | In Queue | Commercial | MEDFIELD | 2022-08-09 | Lithium Ion |  | Enphase | 16.8 | 7.04 | 14.95 | 6.4 | Behind the Meter | Reliability and Resiliency |  |  |  | 10254798 | Yes | AC-Coupled | Solar | 11.45
ESMASI-17008 | 10328645 | MA - SMART Program |  | Connected Solutions Demand Response | In Queue | Commercial | HOPKINTON | 2022-08-10 | Lithium Ion |  | Tesla | 27 | 10 | 27 | 10 | Behind the Meter | Customer Bill Savings (e.g., Demand Charge Management, TOU Arbitrage) | Peak Shaving/ Load Leveling | Reliability and Resiliency |  | 10256843 | Yes | AC-Coupled | Solar | 18.4 | 15.2
ESMASI-16996 | 10312238 | MA - SMART Program |  |  | In Queue | Residential | FEEDING HILLS | 2022-08-11 | Lithium Ion |  | Tesla | 13.5 | 5 | 13.5 | 5 | Behind the Meter | Customer Bill Savings (e.g., Demand Charge Management, TOU Arbitrage) | Peak Shaving/ Load Leveling | Reliability and Resiliency |  | 10200190 | Yes | AC-Coupled | Solar | 8.4 | 12.6
ESMASI-16984 | 10397557 | MA - SMART Program |  |  | In Queue | Residential | HYANNIS | 2022-08-11 | Lithium Ion |  | Tesla | 0 | 0 | 13.5 | 5.8 | Behind the Meter |  |  |  |  | 10205312 | Yes | AC-Coupled | Solar | 11.6 | 14.5
ESMASI-16981 | 10295500 |  |  |  | In Queue | Commercial | HOPKINTON | 2022-08-11 | Lithium Ion |  | Other | 13 | 13 | 6.4 | 6.4 | Behind the Meter |  |  |  | PV SELF | 10279772 | Yes | AC-Coupled | Solar | 17 | 15.36
ESMASI-16893 | 10276514 | MA - SMART Program |  | Connected Solutions Demand Response | In Queue | Residential | PLYMOUTH | 2022-08-11 | Lithium Ion |  | Other | 18 | 9 | 18 | 9 | Behind the Meter | Backup, Solar Self Consumption |  |  |  | 10205686 | Yes | DC-Coupled | Solar | 10 | 7.6
ESMASI-16879 | 10249124 | MA - Energy Efficiency/ DR Program |  | Utility Connected Solutions DR Program | In Queue | Commercial | WAYLAND | 2022-08-12 | Lithium Ion |  | JLM | 6.4 | 6.4 | 6.4 | 6.4 | Behind the Meter | Microgrid |  |  |  | 10295259 | Yes | AC-Coupled | Solar | 0 | 0
ESMASI-16877 | 10249184 | MA - SMART Program |  | Utility Connected Solutions DR Program | In Queue | Residential | CAMBRIDGE | 2022-08-12 | Lithium Ion |  | Other | 9.7 | 5 | 9.7 | 5 | Behind the Meter | Customer Bill Savings (e.g., Demand Charge Management, TOU Arbitrage) |  |  |  | 10206430 | Yes | DC-Coupled | Solar | 5.6 | 7.6
ESMASI-16876 | 10289793 | MA - SMART Program |  | Connected Solutions | In Queue | Residential | BECKET | 2022-08-13 | Lead Acid |  | Other | 21 | 6 | 21 | 6 | Behind the Meter | Reliability and Resiliency |  |  |  | 10200717 | Yes | DC-Coupled | Solar |  | 0
ESMASI-16687 | 10223811 | MA - SMART Program |  |  | In Queue | Residential | WOODS HOLE | 2022-08-15 | Lithium Ion |  | Tesla | 0 | 0 | 0 | 0 | Behind the Meter | Reliability and Resiliency |  |  | back up power only, zero export | 10206328 | Yes | AC-Coupled | Solar | 8.91 | 7.26
ESMASI-16682 | 10221060 | MA - SMART Program |  |  | In Queue | Commercial | LEXINGTON | 2022-08-15 | Lithium Ion |  | Tesla | 0 | 0 | 81 | 0.6 | Behind the Meter | Customer Bill Savings (e.g., Demand Charge Management, TOU Arbitrage) | Peak Shaving/ Load Leveling | Reliability and Resiliency |  | 10265271 | Yes | AC-Coupled | Solar | 30.672 | 19
ESMASI-16665 | 10221683 | MA - SMART Program |  |  | In Queue | Commercial | Cheshire | 2022-08-15 | Lithium Ion |  | Other | 8000 | 2000 | 8000 | 2000 | Standalone |  |  |  |  | 10134769 | Yes | DC-Coupled | Solar | 4948 | 4160
ESMASI-16634 | 10220903 | MA - SMART Program |  |  | In Queue | Residential | W HARWICH | 2022-08-16 | Lithium Ion |  | Tesla | 13.5 | 5 | 13.5 | 5 | Behind the Meter | Customer Bill Savings (e.g., Demand Charge Management, TOU Arbitrage) | Peak Shaving/ Load Leveling | Reliability and Resiliency |  | 10223811 | Yes | AC-Coupled | Solar | 6.8 | 12.6
ESMASI-16606 | 10206328 |  |  |  | In Queue | Residential | FRAMINGHAM | 2022-08-16 | Lithium Ion |  | Tesla | 13.5 | 5 | 13.5 | 5 | Behind the Meter | Customer Bill Savings (e.g., Demand Charge Management, TOU Arbitrage) | Peak Shaving/ Load Leveling | Reliability and Resiliency |  | 10221060 | Yes | AC-Coupled | Solar | 11.2 | 12.6
ESMASI-16563 | 10200717 |  |  | Utility Connected Solutions DR Program | In Queue | Residential | S SANDWICH | 2022-08-16 | Lithium Ion |  | Tesla | 0 | 0 | 5 | 0 | Behind the Meter | Customer Bill Savings (e.g., Demand Charge Management, TOU Arbitrage) | Peak Shaving/ Load Leveling | Reliability and Resiliency |  | 10220903 | Yes | AC-Coupled | Solar | 7.2 | 7.6
ESMASI-16542 | 10206430 | MA - SMART Program |  |  | In Queue | Residential | S CHATHAM | 2022-08-16 | Lithium Ion |  | Tesla | 0 | 0 | 5 | 0 | Behind the Meter | Customer Bill Savings (e.g., Demand Charge Management, TOU Arbitrage) | Peak Shaving/ Load Leveling | Reliability and Resiliency |  | 10221683 | Yes | AC-Coupled | Solar | 4.8 | 7.6
ESMASI-16509 | 10200190 |  |  |  | In Queue | Commercial | LANESBOROUGH | 2022-08-17 | Lithium Ion |  | Tesla | 0 | 0 | 27 | 10 | Behind the Meter | Customer Bill Savings (e.g., Demand Charge Management, TOU Arbitrage) | Peak Shaving/ Load Leveling | Reliability and Resiliency |  | 10189306 | Yes | AC-Coupled | Solar | 9.6 | 17.6
ESMASI-16499 | 10205686 | MA - Energy Efficiency/ DR Program |  | Connected Solutions Demand Response | In Queue | Commercial | EASTHAM | 2022-08-18 | Lithium Ion |  | Enphase | 0 | 0 | 2.6 | 7.68 | Behind the Meter |  |  |  |  | 9833999 | Yes | AC-Coupled | Solar | 0 | 0
ESMASI-16484 | 10205312 |  |  | Utility Connected Solutions DR Program | In Queue | Residential | BUZZDS BAY | 2022-08-22 | Lithium Ion |  | Tesla | 14 | 5 | 5 | 5 | Behind the Meter | Reliability and Resiliency |  |  |  | 10249124 | Yes | AC-Coupled | Solar | 5.6 | 10
ESMASI-16329 | 10120695 | MA - SMART Program |  |  | In Queue | Residential | SHELBURNE | 2022-08-22 | Lithium Ion |  | LG Chem | 9.8 | 5 | 9.8 | 5 | Behind the Meter |  |  |  | Backup | 10289793 | Yes | DC-Coupled | Solar | 6.935 | 6
ESMASI-16305 | 10027003 | MA - SMART Program |  |  | In Queue | Residential | AGAWAM | 2022-08-22 | Lithium Ion |  | LG Chem | 9.8 | 5 | 9.8 | 5 | Behind the Meter |  |  |  | Backup | 10276514 | Yes | DC-Coupled | Solar | 17.395 | 12
ESMASI-16277 | 10026906 | MA - SMART Program |  | Connected Solutions Demand Response | In Queue | Residential | W BREWSTER | 2022-08-22 | Lithium Ion |  | Tesla | 0 | 5 | 27 | 5 | Behind the Meter | Customer Bill Savings (e.g., Demand Charge Management, TOU Arbitrage) | Peak Shaving/ Load Leveling | Reliability and Resiliency |  | 10249184 | Yes | AC-Coupled | Solar | 9.2 | 12.6
ESMASI-16191 | 9995614 | MA - SMART Program |  | utility DR program | In Queue | Commercial | WAYLAND | 2022-08-22 | Lithium Ion |  | Tesla | 27 | 10 | 27 | 10 | Behind the Meter | Customer Bill Savings (e.g., Demand Charge Management, TOU Arbitrage) | Peak Shaving/ Load Leveling | Reliability and Resiliency |  | 10412686 | Yes | AC-Coupled | Solar | 27.6 | 22.8
ESMASI-16149 | 10056172 | MA - Energy Efficiency/ DR Program |  |  | In Queue | Commercial | Dartmouth | 2022-08-22 | Lithium Ion |  | Other | 93960 | 23490 | 91140 | 22785 | Standalone | Backup, Solar Self Consumption | Reliability and Resiliency | Wholesale Market | Clean Peak Certificates | 10357222 | Yes | AC-Coupled | Solar | 0 | 22800
ESMASI-16077 | 9993372 |  |  |  | In Queue | Commercial | Dartmouth | 2022-08-22 | Lithium Ion |  | Other | 93960 | 23490 | 91140 | 22785 | Standalone | Backup, Solar Self Consumption | Reliability and Resiliency | Wholesale Market | Clean Peak Certificates | 10333770 | Yes | AC-Coupled | Solar | 0 | 22800
ESMASI-16075 | 9993507 |  |  |  | In Queue | Commercial | Dartmouth | 2022-08-22 | Lithium Ion |  | Other | 93960 | 23490 | 91140 | 22785 | Standalone | Backup, Solar Self Consumption | Reliability and Resiliency | Wholesale Market | Clean Peak Certificates | 10333731 | Yes | AC-Coupled | Solar | 0 | 0
ESMASI-16037 | 9511239 |  |  |  | In Queue | Commercial | SPRINGFIELD | 2022-08-23 | Lithium Ion |  | Tesla | 5 | 14 | 5 | 5 | Behind the Meter |  |  |  |  | 10334981 | Yes | AC-Coupled | Solar | 3.2 | 3
ESMASI-16027 | 9993906 | MA - SMART Program |  | Connected Solutions Demand Response | In Queue | Commercial | LEXINGTON | 2022-08-23 | Lithium Ion |  | Tesla | 27 | 10 | 13.5 | 5 | Behind the Meter | Customer Bill Savings (e.g., Demand Charge Management, TOU Arbitrage) | Peak Shaving/ Load Leveling | Reliability and Resiliency |  | 10412808 | Yes | AC-Coupled | Solar | 12.4 | 19.9
ESMASI-16014 | 10104795 | MA - SMART Program |  |  | In Queue | Commercial | WESTWOOD | 2022-08-23 | Lithium Ion |  | Tesla | 27 | 10 | 27 | 10 | Behind the Meter | Customer Bill Savings (e.g., Demand Charge Management, TOU Arbitrage) | Peak Shaving/ Load Leveling | Reliability and Resiliency |  | 10421459 | Yes | AC-Coupled | Solar | 14.4 | 15.2
ESMASI-15983 | 9993711 | MA - SMART Program |  |  | In Queue | Commercial | LONGMEADOW | 2022-08-23 | Lithium Ion |  | Tesla | 27 | 10 | 27 | 10 | Behind the Meter | Customer Bill Savings (e.g., Demand Charge Management, TOU Arbitrage) | Peak Shaving/ Load Leveling | Reliability and Resiliency |  | 10305700 | Yes | AC-Coupled | Solar | 13.6 | 15.2
ESMASI-15909 | 10120622 |  |  |  | In Queue | Residential | YARMUTHPRT | 2022-08-24 | Lithium Ion |  | Tesla | 14 | 7 | 13.5 | 5 | Behind the Meter | Reliability and Resiliency |  |  |  | 10328539 | Yes | AC-Coupled | Solar | 4.8 | 8.54
ESMASI-15900 | 9994944 | MA - SMART Program |  |  | In Queue | Residential | WAYLAND | 2022-08-24 | Lithium Ion |  | Tesla | 13.5 | 5 | 13.5 | 5 | Behind the Meter | Customer Bill Savings (e.g., Demand Charge Management, TOU Arbitrage) | Peak Shaving/ Load Leveling | Reliability and Resiliency |  | 10328419 | Yes | AC-Coupled | Solar | 9.6 | 7.6
ESMASI-15895 | 9995080 | MA - SMART Program |  |  | In Queue | Residential | HOLLISTON | 2022-08-24 | Lithium Ion |  | Tesla | 0 | 0 | 13.5 | 5 | Behind the Meter |  |  |  |  | 10295500 | Yes | AC-Coupled | Solar | 10 | 15
ESMASI-15815 | 9950908 | MA - SMART Program |  |  | In Queue | Residential | WESTWOOD | 2022-08-24 | Lithium Ion |  | Tesla | 13.5 | 5 | 13.5 | 5 | Behind the Meter | Customer Bill Savings (e.g., Demand Charge Management, TOU Arbitrage) | Peak Shaving/ Load Leveling | Reliability and Resiliency |  | 10312238 | Yes | AC-Coupled | Solar | 9.6 | 12.6
ESMASI-15813 | 9950870 | MA - SMART Program |  | Utility Connected Solutions DR Program | In Queue | Residential | ONSET | 2022-08-24 | Lithium Ion |  | Enphase | 10.08 | 10.5 | 3.84 | 10.5 | Behind the Meter |  |  |  |  | 10328645 | Yes | AC-Coupled | Solar | 11.34 | 9.588
ESMASI-15811 | 9648096 | MA - SMART Program |  |  | In Queue | Residential | BEDFORD | 2022-08-24 | Lithium Ion |  | Tesla | 0 | 0 | 5 | 0 | Behind the Meter | Customer Bill Savings (e.g., Demand Charge Management, TOU Arbitrage) | Peak Shaving/ Load Leveling | Reliability and Resiliency |  | 10328602 | Yes | AC-Coupled | Solar | 9.6 | 7.6
ESMASI-15786 | 9949831 | MA - SMART Program |  |  | In Queue | Residential | EASTHAMPTON | 2022-08-24 | Lithium Ion |  | Other | 10.08 | 10.08 | 5.7 | 5.7 | Behind the Meter | Customer Bill Savings (e.g., Demand Charge Management, TOU Arbitrage) | Backup, Solar Self Consumption |  |  | 10397557 | Yes | AC-Coupled | Solar | 2.52 | 7.8
ESMASI-15771 | 9950322 |  |  | Connected Solutions Demand Response | In Queue | Commercial | MILTON | 2022-08-24 | Lithium Ion |  | Tesla | 27 | 10 | 27 | 10 | Behind the Meter | Customer Bill Savings (e.g., Demand Charge Management, TOU Arbitrage) | Peak Shaving/ Load Leveling | Reliability and Resiliency |  | 10496093 | Yes | AC-Coupled | Solar | 19.2 | 19
ESMASI-15716 | 9993573 |  |  | Connected Solutions Demand Response | In Queue | Commercial | OTIS | 2022-08-25 | Lithium Ion |  | LG Chem | 16 | 7 | 16 | 7 | Behind the Meter |  |  |  | Whole home backup | 10324365 | Yes | DC-Coupled | Solar | 23.725 | 20
ESMASI-15715 | 9934768 |  |  | Connected Solutions Demand Response | In Queue | Residential | W TISBURY | 2022-08-25 | Lithium Ion |  | Enphase | 20.1 | 7.68 | 20.1 | 7.68 | Behind the Meter |  |  |  |  | 10325828 | Yes | AC-Coupled | Solar | 4.18 | 10.93
ESMASI-15696 | 9935296 |  |  | Utility Connected Solutions DR Program | In Queue | Commercial | HADLEY | 2022-08-26 | Lithium Ion |  | Enphase | 0 | 0 | 10.08 | 3.84 | Behind the Meter | Backup, Solar Self Consumption |  |  |  | 10334767 | Yes | AC-Coupled | Solar | 20.8 | 15.6
ESMASI-15678 | 9933936 | MA - SMART Program |  | Connected Solutions Demand Response | In Queue | Residential | FAIRHAVEN | 2022-08-26 | Lithium Ion |  | Enphase | 21 | 7.68 | 21 | 7.68 | Behind the Meter |  |  |  |  | 10327401 | Yes | AC-Coupled | Solar | 7.2 | 13.08
ESMASI-15673 | 9934013 | MA - SMART Program |  | Utility Connected Solutions DR Program | In Queue | Residential | TEATICKET | 2022-08-29 | Lithium Ion |  | Tesla | 13.5 | 13.5 | 5 | 5 | Behind the Meter | Reliability and Resiliency |  |  |  | 10342020 | Yes | AC-Coupled | Solar | 6.66 | 10.31
ESMASI-15652 | 9935359 | MA - SMART Program |  | Utility Connected Solutions DR Program | In Queue | Residential | FRAMINGHAM | 2022-08-29 | Lithium Ion |  | Other | 17.2 | 17.2 | 10 | 10 | Behind the Meter |  |  |  |  | 10341980 | Yes | DC-Coupled | Solar | 17.2 | 10
ESMASI-15650 | 9935430 | MA - SMART Program |  | Connected Solutions Demand Response | In Queue | Commercial | WAYLAND | 2022-08-29 | Lithium Ion |  | Tesla | 27 | 10 | 13.5 | 5 | Behind the Meter | Customer Bill Savings (e.g., Demand Charge Management, TOU Arbitrage) | Peak Shaving/ Load Leveling | Reliability and Resiliency |  | 10397711 | Yes | AC-Coupled | Solar | 21.6 | 20.2
ESMASI-15647 | 9993257 | MA - SMART Program |  |  | In Queue | Commercial | Amherst | 2022-08-29 | Other | Lithium Iron Phosphate | Other | 75480 | 18870 | 75480 | 18870 | Standalone | Peak Shaving/ Load Leveling | Reliability and Resiliency | Wholesale Market |  | 10306143 | Yes | AC-Coupled | Solar | 0 | 18870
ESMASI-15619 | 9811515 |  |  | Connected Solutions Demand Response | In Queue | Commercial | LEXINGTON | 2022-08-30 | Lithium Ion |  | Tesla | 27 | 10 | 27 | 10 | Behind the Meter | Customer Bill Savings (e.g., Demand Charge Management, TOU Arbitrage) | Peak Shaving/ Load Leveling | Reliability and Resiliency |  | 10442572 | Yes | AC-Coupled | Solar | 19.2 | 15.2
ESMASI-15582 | 7985254 |  |  |  | In Queue | Residential | LONGMEADOW | 2022-08-31 | Lithium Ion |  | Tesla | 0 | 0 | 13.5 | 7.6 | Behind the Meter | Customer Bill Savings (e.g., Demand Charge Management, TOU Arbitrage) | Peak Shaving/ Load Leveling | Reliability and Resiliency |  | 11757087 | Yes | AC-Coupled | Solar | 14.4 | 11.4
ESMASI-15579 | 9903522 | MA - SMART Program |  |  | In Queue | Commercial | Conway | 2022-08-31 | Lithium Ion |  | Other | 4000 | 2000 | 4000 | 2000 | Standalone | Reliability and Resiliency |  |  |  | 10306777 | Yes | DC-Coupled | Solar | 6156.15 | 4400
ESMASI-15568 | 9903971 | MA - SMART Program |  |  | In Queue | Residential | PLYMOUTH | 2022-09-01 | Lithium Ion |  | Tesla | 13.5 | 5 | 13.5 | 5 | Behind the Meter | Customer Bill Savings (e.g., Demand Charge Management, TOU Arbitrage) | Peak Shaving/ Load Leveling | Reliability and Resiliency |  | 10415033 | Yes | AC-Coupled | Solar | 7.272 | 7.6
ESMASI-15512 | 9890762 | MA - SMART Program |  |  | In Queue | Residential | WESTON | 2022-09-01 | Lithium Ion |  | Tesla | 13.5 | 5 | 13.5 | 5 | Behind the Meter | Customer Bill Savings (e.g., Demand Charge Management, TOU Arbitrage) | Peak Shaving/ Load Leveling | Reliability and Resiliency |  | 10414842 | Yes | AC-Coupled | Solar | 5.2 | 12.6
ESMASI-15506 | 9820611 | MA - SMART Program |  |  | In Queue | Residential | S WELLFLET | 2022-09-01 | Lithium Ion |  | Tesla | 0 | 0 | 0 | 5.8 | Behind the Meter | Reliability and Resiliency |  |  | back up power only, zero export | 10414561 | Yes | AC-Coupled | Solar |  | 5.8
ESMASI-15449 | 9805872 |  |  |  | In Queue | Residential | STONEHAM | 2022-09-01 | Lithium Ion |  | Other | 13 | 13 | 6 | 5 | Behind the Meter |  |  |  |  | 10414873 | Yes | AC-Coupled | Solar | 11.05 | 14.984
ESMASI-15446 | 9805910 |  |  |  | In Queue | Commercial | West Springfield | 2022-09-01 | Other | LFP | Other | 1500 | 750 | 1500 | 750 | Standalone | Backup, Solar Self Consumption | Peak Shaving/ Load Leveling | Reliability and Resiliency |  | 10348567 | Yes | DC-Coupled | Solar | 4000 | 4000
ESMASI-15380 | 8845638 | MA - SMART Program |  |  | In Queue | Commercial | SUNDERLAND | 2022-09-02 | Lithium Ion |  | Tesla | 13.5 | 5.8 | 13.5 | 5 | Behind the Meter | Peak Shaving/ Load Leveling | Reliability and Resiliency |  |  | 10398483 | Yes | AC-Coupled | Solar | 15.2 | 10
ESMASI-15367 | 9865726 |  |  |  | In Queue | Residential | MILTON | 2022-09-02 | Lithium Ion |  | Other | 18 | 3 | 18 | 7.6 | Behind the Meter |  |  |  |  | 10465668 | Yes | DC-Coupled | Solar | 10.4 | 8
ESMASI-15361 | 9806214 | MA - SMART Program |  |  | In Queue | Residential | RUSSELL | 2022-09-06 | Lithium Ion |  | Tesla | 13.5 | 5.8 | 13.5 | 5 | Behind the Meter | Peak Shaving/ Load Leveling | Reliability and Resiliency |  |  | 10455758 | Yes | AC-Coupled | Solar | 9.36 | 12.67
ESMASI-15320 | 9805573 | MA - Energy Efficiency/ DR Program |  |  | In Queue | Residential | TEATICKET | 2022-09-06 | Lithium Ion |  | Enphase | 3.36 | 3.36 | 3.36 | 3.36 | Behind the Meter |  |  |  |  | 10472658 | Yes | AC-Coupled | Solar | 5.26 | 3.25
ESMASI-15186 | 9713698 | MA - SMART Program |  | Utility Connected Solutions DR Program | In Queue | Residential | N CAMBRIDG | 2022-09-06 | Lithium Ion |  | LG Chem | 5 | 9.8 | 5 | 9.8 | Behind the Meter |  |  |  | Backup | 10472652 | Yes | DC-Coupled | Solar | 2.92 | 3.8
ESMASI-15160 | 9689180 | MA - Energy Efficiency/ DR Program |  |  | In Queue | Residential | FALMOUTH | 2022-09-06 | Lithium Ion |  | sonnenBacterie | 8 | 8 | 8 | 8 | Behind the Meter | Reliability and Resiliency |  |  |  | 10472065 | Yes | AC-Coupled | Solar |  | 8
ESMASI-15103 | 9676796 | MA - SMART Program |  |  | In Queue | Residential | BUCKLAND | 2022-09-06 | Lithium Ion |  | Other | 19.4 | 15 | 19.4 | 15 | Behind the Meter | Customer Bill Savings (e.g., Demand Charge Management, TOU Arbitrage) | Backup, Solar Self Consumption |  |  | 10400771 | Yes | DC-Coupled | Solar | 10.08 | 10
ESMASI-15102 | 9676913 | MA - SMART Program |  |  | In Queue | Commercial | NEWTON U F | 2022-09-06 | Lithium Ion |  | Tesla | 27 | 10 | 27 | 10 | Behind the Meter | Customer Bill Savings (e.g., Demand Charge Management, TOU Arbitrage) | Peak Shaving/ Load Leveling | Reliability and Resiliency |  | 10503633 | Yes | AC-Coupled | Solar | 14 | 15.2
ESMASI-15100 | 9676937 | MA - SMART Program |  |  | In Queue | Commercial | PLYMPTON | 2022-09-06 | Lithium Ion |  | Tesla | 27 | 10 | 27 | 10 | Behind the Meter | Customer Bill Savings (e.g., Demand Charge Management, TOU Arbitrage) | Peak Shaving/ Load Leveling | Reliability and Resiliency |  | 10487726 | Yes | AC-Coupled | Solar | 10 | 15.2
ESMASI-15089 | 9676865 | MA - SMART Program |  |  | In Queue | Residential | NEW BEDFRD | 2022-09-07 | Lithium Ion |  | Tesla | 0 | 0 | 13.5 | 5 | Behind the Meter | Backup, Solar Self Consumption |  |  |  | 10472233 | Yes | AC-Coupled | Solar | 3.4 | 5
ESMASI-15027 | 9674537 | MA - SMART Program |  |  | In Queue | Residential | PLYMOUTH | 2022-09-07 | Lithium Ion |  | Tesla | 13.5 | 5 | 13.5 | 5 | Behind the Meter | Customer Bill Savings (e.g., Demand Charge Management, TOU Arbitrage) | Peak Shaving/ Load Leveling | Reliability and Resiliency |  | 10470706 | Yes | AC-Coupled | Solar | 9.2 | 7.6
ESMASI-14996 | 9648310 |  |  |  | In Queue | Residential | CAMBRIDGE | 2022-09-07 | Lithium Ion |  | Tesla | 13.5 | 5.8 | 13.5 | 5 | Behind the Meter | Peak Shaving/ Load Leveling | Reliability and Resiliency |  |  | 10470569 | Yes | AC-Coupled | Solar | 7.6 | 11.954
ESMASI-14921 | 9677740 |  |  |  | In Queue | Commercial | BEDFORD | 2022-09-07 | Lithium Ion |  | Other | 0 | 0 | 13 | 0 | Behind the Meter |  |  |  |  | 10530041 | Yes | AC-Coupled | Solar | 17.015 | 15.744
ESMASI-14887 | 9606403 |  |  | Connected Solutions Demand Response | In Queue | Commercial | NEWTON HLD | 2022-09-07 | Lithium Ion |  | Enphase | 20.16 | 8.45 | 17.94 | 11.4 | Behind the Meter | Reliability and Resiliency |  |  |  | 11262121 | Yes | AC-Coupled | Solar | 8.5 | 6.3
ESMASI-14884 | 9606464 | MA - Energy Efficiency/ DR Program |  |  | In Queue | Commercial | Granville | 2022-09-07 | Lithium Ion |  | Other | 12000 | 3000 | 12000 | 3000 | Standalone |  |  |  |  | 10398207 | Yes | DC-Coupled | Solar | 3570 | 3000
ESMASI-14878 | 9637667 | MA - Energy Efficiency/ DR Program |  |  | In Queue | Residential | WESTHAMPTON | 2022-09-09 | Lithium Ion |  | Other | 19.4 | 15 | 19.4 | 15 | Behind the Meter | Customer Bill Savings (e.g., Demand Charge Management, TOU Arbitrage) | Backup, Solar Self Consumption |  |  | 10529526 | Yes | DC-Coupled | Solar | 10 | 10
ESMASI-14849 | 9605985 | MA - SMART Program |  |  | In Queue | Residential | DEDHAM | 2022-09-12 | Lithium Ion |  | Enphase | 7.68 | 7.68 | 7.68 | 7.68 | Behind the Meter | Reliability and Resiliency |  |  |  | 10503608 | Yes | AC-Coupled | Solar | 10.01 | 10.01
ESMASI-14723 | 9605949 | MA - SMART Program |  |  | In Queue | Residential | E WALPOLE | 2022-09-13 | Lithium Ion |  | Tesla | 13.5 | 5 | 13.5 | 5 | Behind the Meter | Customer Bill Savings (e.g., Demand Charge Management, TOU Arbitrage) | Peak Shaving/ Load Leveling | Reliability and Resiliency |  | 10504341 | Yes | AC-Coupled | Solar | 9.6 | 7.6
ESMASI-14702 | 9558142 | MA - SMART Program |  |  | In Queue | Commercial | TRURO | 2022-09-13 | Lithium Ion |  | Other | 9.7 | 5 | 9.7 | 5 | Behind the Meter | Customer Bill Savings (e.g., Demand Charge Management, TOU Arbitrage) | Peak Shaving/ Load Leveling | Reliability and Resiliency |  | 10607494 | Yes | DC-Coupled | Solar | 18.4 | 17.6
ESMASI-14630 | 9557851 | MA - SMART Program |  | Connected Solutions Demand Response | In Queue | Residential | BURLINGTON | 2022-09-13 | Lithium Ion |  | Tesla | 27 | 10 | 27 | 10 | Behind the Meter | Customer Bill Savings (e.g., Demand Charge Management, TOU Arbitrage) | Peak Shaving/ Load Leveling | Reliability and Resiliency |  | 10564037 | Yes | AC-Coupled | Solar | 14.4 | 11.4
ESMASI-14599 | 9617857 | MA - SMART Program |  |  | In Queue | Residential | NEW BEDFRD | 2022-09-14 | Lithium Ion |  | Tesla | 13.5 | 5 | 13.5 | 5 | Behind the Meter | Customer Bill Savings (e.g., Demand Charge Management, TOU Arbitrage) | Peak Shaving/ Load Leveling | Reliability and Resiliency |  | 9328047 | Yes | AC-Coupled | Solar | 8.5 | 12.6
ESMASI-14569 | 9466910 | MA - SMART Program |  | Connected Solutions Demand Response | In Queue | Commercial | ASHLAND | 2022-09-14 | Lithium Ion |  | Tesla | 27 | 10 | 13.5 | 5 | Behind the Meter | Customer Bill Savings (e.g., Demand Charge Management, TOU Arbitrage) | Peak Shaving/ Load Leveling | Reliability and Resiliency |  | 9712816 | Yes | AC-Coupled | Solar | 25.056 | 27.8
ESMASI-14513 | 9557939 |  |  |  | In Queue | Commercial | NORFOLK | 2022-09-14 | Lithium Ion |  | Tesla | 0 | 0 | 27 | 7.6 | Behind the Meter |  |  |  |  | 10560400 | Yes | AC-Coupled | Solar | 15.4 | 15.2
ESMASI-14507 | 9556698 | MA - SMART Program |  |  | In Queue | Commercial | WABAN | 2022-09-14 | Lithium Ion |  | Tesla | 27 | 10 | 27 | 10 | Behind the Meter | Customer Bill Savings (e.g., Demand Charge Management, TOU Arbitrage) | Peak Shaving/ Load Leveling | Reliability and Resiliency |  | 9992472 | Yes | AC-Coupled | Solar | 19.2 | 15.2
ESMASI-14387 | 8758430 | MA - SMART Program |  |  | In Queue | Commercial | Amherst | 2022-09-14 | Lithium Ion |  | Other | 10346 | 3500 | 9253 | 3345.1 | Standalone | Wholesale Market |  |  |  | 5167826 | Yes | DC-Coupled | Solar | 6346.08 | 3830
ESMASI-14368 | 9471550 | MA - SMART Program |  | Utility demand response (Connected Solutions) | In Queue | Commercial | Maynard | 2022-09-14 | Lithium Ion |  | Other | 20400 | 4990 | 20400 | 4990 | Standalone | Backup, Solar Self Consumption | Peak Shaving/ Load Leveling | Wholesale Market |  | 11252089 | Yes | DC-Coupled | Solar | 0 | 4990
ESMASI-14338 | 7985619 | MA - SMART Program |  |  | In Queue | Residential | CHATHAM | 2022-09-15 | Lithium Ion |  | Tesla | 13.5 | 5 | 13.5 | 5 | Behind the Meter | Customer Bill Savings (e.g., Demand Charge Management, TOU Arbitrage) | Peak Shaving/ Load Leveling | Reliability and Resiliency |  | 10535210 | Yes | AC-Coupled | Solar | 6.4 | 7.6
ESMASI-14243 | 8787279 | MA - SMART Program |  | Utility Connected Solutions DR Program | In Queue | Residential | HYDE PARK | 2022-09-15 | Lithium Ion |  | Tesla | 13.5 | 5 | 5 | 5 | Behind the Meter | Backup, Solar Self Consumption |  |  |  | 10529053 | Yes | AC-Coupled | Solar | 4.8 | 8.8
ESMASI-14203 | 9403308 |  |  |  | In Queue | Commercial | LANESBOROUGH | 2022-09-15 | Lithium Ion |  | Other | 5000 | 2500 | 5000 | 2500 | Standalone | Wholesale Market |  |  |  | 10494103 | Yes | DC-Coupled | Solar | 5349.24 | 4000
ESMASI-14191 | 9403939 | MA - Energy Efficiency/ DR Program |  |  | In Queue | Residential | WOBURN | 2022-09-16 | Lithium Ion |  | Tesla | 13.5 | 5 | 13.5 | 5 | Behind the Meter | Customer Bill Savings (e.g., Demand Charge Management, TOU Arbitrage) | Peak Shaving/ Load Leveling | Reliability and Resiliency |  | 10544072 | Yes | AC-Coupled | Solar | 8.8 | 7.6
ESMASI-13992 | 9356058 |  |  |  | In Queue | Residential | SHARON | 2022-09-16 | Lithium Ion |  | Tesla | 13.5 | 5 | 13.5 | 5 | Behind the Meter | Customer Bill Savings (e.g., Demand Charge Management, TOU Arbitrage) | Peak Shaving/ Load Leveling | Reliability and Resiliency |  | 10563965 | Yes | AC-Coupled | Solar | 7.2 | 7.6
ESMASI-13930 | 4684050 |  |  |  | In Queue | Residential | NEW BEDFRD | 2022-09-16 | Lithium Ion |  | LG Chem | 9.6 | 5 | 9.6 | 5 | Behind the Meter | Customer Bill Savings (e.g., Demand Charge Management, TOU Arbitrage) |  |  |  | 10564856 | Yes | DC-Coupled | Solar | 4.8 | 3.8
ESMASI-13883 | 9328662 | MA - SMART Program |  | Connected Solutions Demand Response | In Queue | Residential | RICHMOND | 2022-09-16 | Lithium Ion |  | Other | 19.4 | 15 | 19.4 | 15 | Behind the Meter | Customer Bill Savings (e.g., Demand Charge Management, TOU Arbitrage) | Backup, Solar Self Consumption |  |  | 10591979 | Yes | DC-Coupled | Solar | 7.92 | 10
ESMASI-13844 | 7599883 | MA - SMART Program |  | Connected Solutions Demand Response | In Queue | Commercial | ORLEANS | 2022-09-16 | Lithium Ion |  | Tesla | 27 | 10 | 27 | 10 | Behind the Meter | Customer Bill Savings (e.g., Demand Charge Management, TOU Arbitrage) | Peak Shaving/ Load Leveling | Reliability and Resiliency |  | 10582355 | Yes | AC-Coupled | Solar | 13.2 | 15.2
ESMASI-13818 | 9326415 |  |  | Connected Solutions Demand Response | In Queue | Commercial | WESTON | 2022-09-16 | Lithium Ion |  | Tesla | 0 | 0 | 67.5 | 25 | Behind the Meter | Backup, Solar Self Consumption | Reliability and Resiliency |  |  | 10582087 | Yes | AC-Coupled | Solar | 37.825 | 25
ESMASI-13721 | 9266945 | MA - SMART Program |  |  | In Queue | Commercial | Dalton | 2022-09-16 | Lithium Ion |  | Other | 43248 | 10812 | 43428 | 10812 | Standalone | Customer Bill Savings (e.g., Demand Charge Management, TOU Arbitrage) | Peak Shaving/ Load Leveling | Reliability and Resiliency | Clean Peak Program | 10496789 | Yes | AC-Coupled | Solar | 0 | 10812
ESMASI-13649 | 9267266 |  |  |  | In Queue | Residential | WESTON | 2022-09-19 | Lithium Ion |  | Tesla | 13.5 | 5 | 13.5 | 5 | Behind the Meter | Customer Bill Savings (e.g., Demand Charge Management, TOU Arbitrage) | Peak Shaving/ Load Leveling | Reliability and Resiliency |  | 10564923 | Yes | AC-Coupled | Solar | 7.6 | 7.6
ESMASI-13634 | 9279869 |  |  |  | In Queue | Residential | MATTAPOSET | 2022-09-19 | Lithium Ion |  | Tesla | 13.5 | 5 | 13.5 | 5 | Behind the Meter | Customer Bill Savings (e.g., Demand Charge Management, TOU Arbitrage) | Peak Shaving/ Load Leveling | Reliability and Resiliency |  | 10563819 | Yes | AC-Coupled | Solar | 7.92 | 7.6
ESMASI-13610 | 9266282 |  |  |  | In Queue | Residential | COLRAIN | 2022-09-19 | Lithium Ion |  | Other | 9.7 | 7.5 | 9.7 | 7.5 | Behind the Meter |  |  |  |  | 10741602 |  | DC-Coupled | Solar | 8.8 | 6
ESMASI-13609 | 9266347 |  |  | Connected Solutions | In Queue | Residential | SUDBURY | 2022-09-19 | Lithium Ion |  | Tesla | 13.5 | 5 | 13.5 | 5 | Behind the Meter | Customer Bill Savings (e.g., Demand Charge Management, TOU Arbitrage) | Peak Shaving/ Load Leveling | Reliability and Resiliency |  | 10565014 | Yes | AC-Coupled | Solar | 14.4 | 11.4
ESMASI-13498 | 9202309 | MA - SMART Program |  |  | In Queue | Commercial | Plymouth | 2022-09-19 | Lithium Ion |  | Tesla | 27 | 10 | 27 | 10 | Behind the Meter | Customer Bill Savings (e.g., Demand Charge Management, TOU Arbitrage) | Peak Shaving/ Load Leveling | Reliability and Resiliency |  | 10910237 | Yes | AC-Coupled | Solar | 27.864 | 22.8
ESMASI-13493 | 9202393 | MA - SMART Program |  |  | In Queue | Commercial | BURLINGTON | 2022-09-19 | Lithium Ion |  | Tesla | 0 | 0 | 27 | 10 | Behind the Meter | Customer Bill Savings (e.g., Demand Charge Management, TOU Arbitrage) | Peak Shaving/ Load Leveling | Reliability and Resiliency |  | 10684935 | Yes | AC-Coupled | Solar | 10.8 | 17.6
ESMASI-13466 | 9202274 | MA - SMART Program |  |  | In Queue | Residential | ACTON | 2022-09-20 | Lithium Ion |  | Tesla | 13.5 | 5 | 13.5 | 5 | Behind the Meter | Customer Bill Savings (e.g., Demand Charge Management, TOU Arbitrage) | Peak Shaving/ Load Leveling | Reliability and Resiliency |  | 10564043 | Yes | AC-Coupled | Solar | 13.2 | 11.4
ESMASI-13437 | 9201873 |  |  | Connected Solutions Demand Response | In Queue | Commercial | S WELLFLET | 2022-09-20 | Lithium Ion |  | Tesla | 13.5 | 5 | 13.5 | 5 | Behind the Meter | Customer Bill Savings (e.g., Demand Charge Management, TOU Arbitrage) | Peak Shaving/ Load Leveling | Reliability and Resiliency |  | 10709711 | Yes | AC-Coupled | Solar | 8.39 | 12.6
ESMASI-13412 | 9203315 |  |  |  | In Queue | Commercial | NEWTON L F | 2022-09-20 | Lithium Ion |  | Tesla | 0 | 0 | 40.5 | 15 | Behind the Meter | Customer Bill Savings (e.g., Demand Charge Management, TOU Arbitrage) | Peak Shaving/ Load Leveling | Reliability and Resiliency |  | 10653468 | Yes | AC-Coupled | Solar | 26.4 | 34
ESMASI-13408 | 9187997 | MA - SMART Program |  | connected solutions | In Queue | Commercial | Falmouth | 2022-09-20 | Lithium Ion |  | Other | 1500 | 1500 | 1249.8 | 1249.8 | Behind the Meter | Reliability and Resiliency | Wholesale Market |  |  | 10737360 | Yes | AC-Coupled | Solar | 0 | 4999.2
ESMASI-13333 | 9188112 | MA - SMART Program |  |  | In Queue | Commercial | Sunderland | 2022-09-21 | Lithium Ion |  | Other | 13200 | 3300 | 13200 | 3300 | Standalone | Customer Bill Savings (e.g., Demand Charge Management, TOU Arbitrage) | Peak Shaving/ Load Leveling | Reliability and Resiliency | Clean Peak Program | 10591149 | Yes | AC-Coupled | Solar | 0 | 20000
ESMASI-13316 | 9188770 | MA - SMART Program |  |  | In Queue | Residential | SHARON | 2022-09-22 | Lithium Ion |  | Tesla | 0 | 0 | 13.5 | 5 | Behind the Meter | Backup, Solar Self Consumption |  |  |  | 10579142 | Yes | AC-Coupled | Solar | 10.8 | 13.1
ESMASI-13280 | 9129723 | MA - SMART Program |  | Connected Solutions | In Queue | Residential | CARLISLE | 2022-09-22 | Lithium Ion |  | Tesla | 14 | 5 | 13.5 | 5 | Behind the Meter |  |  |  |  | 10608352 | Yes | AC-Coupled | Solar | 0 | 5
ESMASI-13250 | 9129406 | MA - SMART Program |  | Net Metering | In Queue | Residential | HOPKINTON | 2022-09-22 | Lithium Ion |  | Tesla | 13.5 | 5 | 13.5 | 5 | Behind the Meter | Customer Bill Savings (e.g., Demand Charge Management, TOU Arbitrage) | Peak Shaving/ Load Leveling | Reliability and Resiliency |  | 10578275 | Yes | AC-Coupled | Solar | 12.41 | 11.4
ESMASI-13248 | 9328241 | MA - SMART Program |  | Connected Solutions Demand Response | In Queue | Commercial | DUXBURY | 2022-09-23 | Lithium Ion |  | Tesla | 0 | 0 | 13.5 | 5 | Behind the Meter |  |  |  |  | 10651396 | Yes | AC-Coupled | Solar | 16 | 12
ESMASI-13180 | 9103344 | MA - SMART Program |  | Connected Solutions Demand Response | In Queue | Commercial | Lexington | 2022-09-23 | Lithium Ion |  | Tesla | 27 | 10 | 27 | 10 | Behind the Meter | Customer Bill Savings (e.g., Demand Charge Management, TOU Arbitrage) | Peak Shaving/ Load Leveling | Reliability and Resiliency |  | 11023409 | Yes | AC-Coupled | Solar | 24.984 | 15.2
ESMASI-13124 | 9102806 | MA - SMART Program |  |  | In Queue | Commercial | Charlestown | 2022-09-23 | Lithium Ion |  | Other | 11008 | 4999 | 11008 | 4999 | Standalone | Wholesale Market |  |  |  | 10787708 | Yes | AC-Coupled | Solar | 0 | 4999
ESMASI-13098 | 9102654 |  |  |  | In Queue | Residential | WINCHESTER | 2022-09-25 | Lithium Ion |  | Tesla | 13.5 | 5 | 13.5 | 5 | Behind the Meter | Customer Bill Savings (e.g., Demand Charge Management, TOU Arbitrage) | Peak Shaving/ Load Leveling | Reliability and Resiliency |  | 10607908 | Yes | AC-Coupled | Solar | 4.8 | 7.6
ESMASI-13035 | 9103427 | MA - SMART Program |  |  | In Queue | Residential | PLYMOUTH | 2022-09-26 | Lithium Ion |  | Other | 0 | 0 | 13 | 6 | Behind the Meter |  |  |  |  | 10608847 | Yes | AC-Coupled | Solar | 9.13 | 14.448
ESMASI-13024 | 9102274 | MA - SMART Program |  |  | In Queue | Residential | MASHPEE | 2022-09-26 | Lithium Ion |  | Enphase | 10.08 | 3.48 | 10.08 | 3.48 | Behind the Meter | Customer Bill Savings (e.g., Demand Charge Management, TOU Arbitrage) |  |  |  | 10672903 | Yes | AC-Coupled | Solar | 5.53 | 7.68
ESMASI-13000 | 9082038 | MA - SMART Program |  |  | In Queue | Residential | MONTAGUE | 2022-09-26 | Lithium Ion |  | Other | 19.4 | 15 | 19.4 | 15 | Behind the Meter | Customer Bill Savings (e.g., Demand Charge Management, TOU Arbitrage) | Reliability and Resiliency |  |  | 10657502 | Yes | DC-Coupled | Solar | 15.2 | 10
ESMASI-12939 | 9074307 |  |  | ConnectedSolutions | In Queue | Commercial | HOPKINTON | 2022-09-26 | Lithium Ion |  | Tesla | 27 | 10 | 27 | 10 | Behind the Meter | Customer Bill Savings (e.g., Demand Charge Management, TOU Arbitrage) | Peak Shaving/ Load Leveling | Reliability and Resiliency |  | 10784042 | Yes | AC-Coupled | Solar | 16.4 | 15.2
ESMASI-12892 | 9121944 |  |  |  | In Queue | Residential | E BOSTON | 2022-09-27 | Lithium Ion |  | Other | 9.7 | 5 | 9.7 | 5 | Behind the Meter | Customer Bill Savings (e.g., Demand Charge Management, TOU Arbitrage) |  |  |  | 10659025 | Yes | DC-Coupled | Solar | 14.4 | 10
ESMASI-12876 | 9047320 | MA - SMART Program |  | Utility Connected Solutions DR Program | In Queue | Residential | FRAMINGHAM | 2022-09-27 | Lithium Ion |  | Other | 9.7 | 5 | 9.7 | 5 | Behind the Meter | Customer Bill Savings (e.g., Demand Charge Management, TOU Arbitrage) |  |  |  | 10658936 | Yes | DC-Coupled | Solar | 14.8 | 10
ESMASI-12726 | 9074666 |  |  | Net Metering | In Queue | Residential | AMHERST | 2022-09-27 | Lithium Ion |  | Other | 9.7 | 5 | 9.7 | 5 | Behind the Meter | Customer Bill Savings (e.g., Demand Charge Management, TOU Arbitrage) | Reliability and Resiliency |  |  | 10621662 | Yes | DC-Coupled | Solar | 5.6 | 6
ESMASI-12630 | 8976857 | MA - SMART Program |  | Connected Solutions Demand Response | In Queue | Residential | ASHFIELD | 2022-09-27 | Lithium Ion |  | Other | 19.4 | 15 | 19.4 | 15 | Behind the Meter | Customer Bill Savings (e.g., Demand Charge Management, TOU Arbitrage) | Backup, Solar Self Consumption |  |  | 10638359 | Yes | DC-Coupled | Solar | 10.08 | 10
ESMASI-12546 | 8946915 | MA - SMART Program |  | Connected Solutions Demand Response | In Queue | Residential | CHESTERFIELD | 2022-09-27 | Lithium Ion |  | Other | 19.4 | 15 | 19.4 | 15 | Behind the Meter | Customer Bill Savings (e.g., Demand Charge Management, TOU Arbitrage) | Backup, Solar Self Consumption |  |  | 10633856 | Yes | DC-Coupled | Solar | 6.48 | 6
ESMASI-12490 | 9074265 |  |  |  | In Queue | Residential | HADLEY | 2022-09-27 | Lithium Ion |  | Other | 19.4 | 15 | 19.4 | 15 | Behind the Meter | Customer Bill Savings (e.g., Demand Charge Management, TOU Arbitrage) | Backup, Solar Self Consumption |  |  | 10834817 | Yes | DC-Coupled | Solar | 12.96 | 10
ESMASI-12487 | 8944990 |  |  | Connected Solutions | In Queue | Commercial | ASHFIELD | 2022-09-27 | Lithium Ion |  | Tesla | 27 | 10 | 27 | 10 | Behind the Meter | Customer Bill Savings (e.g., Demand Charge Management, TOU Arbitrage) | Peak Shaving/ Load Leveling | Reliability and Resiliency |  | 10702716 | Yes | AC-Coupled | Solar | 16.2 | 15.2
ESMASI-12430 | 8920655 |  |  |  | In Queue | Residential | NATICK | 2022-09-28 | Lithium Ion |  | Tesla | 0 | 5 | 5 | 5 | Behind the Meter |  |  |  |  | 10662434 | Yes | AC-Coupled | Solar | 10.4 | 12.6
ESMASI-12337 | 8897346 |  |  | Utility Connected Solutions DR Program | In Queue | Residential | WABAN | 2022-09-28 | Lithium Ion |  | Other | 13 | 6 | 13 | 6 | Behind the Meter |  |  |  |  | 10659483 | Yes | AC-Coupled | Solar | 11.9 | 10.752
ESMASI-12291 | 8896192 |  |  |  | In Queue | Commercial | FRAMINGHAM | 2022-09-28 | Lithium Ion |  | Enphase | 16.8 | 16.8 | 16.8 | 16.8 | Behind the Meter |  |  |  | home back up | 10821534 | Yes | AC-Coupled | Solar | 18 | 19.9
ESMASI-12250 | 8870797 |  |  |  | In Queue | Commercial | Greenfield | 2022-09-28 | Lithium Ion |  | Other | 69680 | 17420 | 69680 | 17420 | Standalone | Customer Bill Savings (e.g., Demand Charge Management, TOU Arbitrage) | Peak Shaving/ Load Leveling | Reliability and Resiliency | Clean Peak Program | 10629918 | Yes | AC-Coupled | Solar | 0 | 17420
ESMASI-12030 | 8859050 | MA - SMART Program |  |  | In Queue | Residential | HOPKINTON | 2022-09-29 | Lithium Ion |  | Tesla | 13.5 | 5 | 13.5 | 5 | Behind the Meter | Customer Bill Savings (e.g., Demand Charge Management, TOU Arbitrage) | Peak Shaving/ Load Leveling | Reliability and Resiliency |  | 10690728 | Yes | AC-Coupled | Solar | 7.2 | 7.6
ESMASI-12006 | 8858294 |  |  | Utility Connected Solutions DR Program | In Queue | Residential | WATERTOWN | 2022-09-29 | Lithium Ion |  | Tesla | 0 | 0 | 13.5 | 5 | Behind the Meter | Customer Bill Savings (e.g., Demand Charge Management, TOU Arbitrage) | Peak Shaving/ Load Leveling | Reliability and Resiliency |  | 10659929 | Yes | AC-Coupled | Solar | 7.2 | 12.6
ESMASI-12003 | 8858476 | MA - SMART Program |  | Utility Connected Solutions DR Program | In Queue | Residential | WAYLAND | 2022-09-29 | Lithium Ion |  | Tesla | 13.5 | 5 | 13.5 | 5 | Behind the Meter | Customer Bill Savings (e.g., Demand Charge Management, TOU Arbitrage) | Peak Shaving/ Load Leveling | Reliability and Resiliency |  | 10659786 | Yes | AC-Coupled | Solar | 12 | 12.6
ESMASI-12002 | 8848886 | MA - SMART Program |  | Connected Solutions Demand Response | In Queue | Commercial | SPRINGFIELD | 2022-09-29 | Lithium Ion |  | Tesla | 13.5 | 5 | 13.5 | 5 | Behind the Meter | Customer Bill Savings (e.g., Demand Charge Management, TOU Arbitrage) | Peak Shaving/ Load Leveling | Reliability and Resiliency |  | 10780192 | Yes | AC-Coupled | Solar | 9.6 | 12.6
ESMASI-12001 | 8848905 | MA - SMART Program |  |  | In Queue | Commercial | HOPKINTON | 2022-09-29 | Lithium Ion |  | Tesla | 27 | 10 | 27 | 10 | Behind the Meter | Customer Bill Savings (e.g., Demand Charge Management, TOU Arbitrage) | Peak Shaving/ Load Leveling | Reliability and Resiliency |  | 10831971 | Yes | AC-Coupled | Solar | 16.8 | 15.2
ESMASI-11971 | 8788766 | MA - SMART Program |  |  | In Queue | Residential | INDIAN ORCHARD | 2022-09-30 | Lithium Ion |  | Tesla | 0 | 0 | 13.5 | 7.6 | Behind the Meter | Customer Bill Savings (e.g., Demand Charge Management, TOU Arbitrage) | Peak Shaving/ Load Leveling | Reliability and Resiliency |  | 11713451 | Yes | AC-Coupled | Solar | 9.6 | 7.6
ESMASI-11947 | 8788085 | MA - SMART Program |  |  | In Queue | Residential | HOPKINTON | 2022-09-30 | Lithium Ion |  | Tesla | 13.5 | 5 | 13.5 | 5 | Behind the Meter | Customer Bill Savings (e.g., Demand Charge Management, TOU Arbitrage) | Peak Shaving/ Load Leveling | Reliability and Resiliency |  | 10690099 | Yes | AC-Coupled | Solar | 12 | 11.4
ESMASI-11924 | 8788685 | MA - Energy Efficiency/ DR Program | MA - SMART Program |  | In Queue | Residential | WELLFLEET | 2022-09-30 | Lithium Ion |  | Tesla | 13.5 | 5 | 13.5 | 5 | Behind the Meter |  |  |  |  | 10691146 | Yes | AC-Coupled | Solar |  | 5
ESMASI-11918 | 8976715 | MA - SMART Program |  | Connected Solutions Demand Response | In Queue | Commercial | ACTON | 2022-09-30 | Lithium Ion |  | Tesla | 13.5 | 5 | 13.5 | 5 | Behind the Meter | Customer Bill Savings (e.g., Demand Charge Management, TOU Arbitrage) | Peak Shaving/ Load Leveling | Reliability and Resiliency |  | 10832291 | Yes | AC-Coupled | Solar | 15.2 | 15.2
ESMASI-11900 | 8789865 | MA - SMART Program |  |  | In Queue | Commercial | RICHMOND | 2022-09-30 | Lithium Ion |  | Tesla | 27 | 10 | 27 | 10 | Behind the Meter | Customer Bill Savings (e.g., Demand Charge Management, TOU Arbitrage) | Peak Shaving/ Load Leveling | Reliability and Resiliency |  | 10632728 | Yes | AC-Coupled | Solar | 19 | 19
ESMASI-11897 | 8788229 | MA - SMART Program |  |  | In Queue | Residential | STONEHAM | 2022-10-01 | Lithium Ion |  | Tesla | 13.5 | 7 | 13.5 | 5 | Behind the Meter | Peak Shaving/ Load Leveling | Reliability and Resiliency |  |  | 10691198 | Yes | AC-Coupled | Solar | 11.2 | 12.6
ESMASI-11893 | 8788602 | MA - SMART Program |  | Net Metering | In Queue | Commercial | ORLEANS | 2022-10-03 | Lithium Ion |  | Enphase | 10.08 | 10.5 | 2.625 | 15.36 | Behind the Meter | Customer Bill Savings (e.g., Demand Charge Management, TOU Arbitrage) | Peak Shaving/ Load Leveling | Reliability and Resiliency |  | 10788773 | Yes | AC-Coupled | Solar | 19.2 | 29.76
ESMASI-11881 | 8774296 | MA - SMART Program |  |  | In Queue | Residential | WALPOLE | 2022-10-03 | Lithium Ion |  | LG Chem | 9.8 | 5 | 9.8 | 5 | Behind the Meter |  |  |  | Backup | 10739393 | Yes | DC-Coupled | Solar | 17.52 | 12
ESMASI-11879 | 8774280 | MA - SMART Program |  | Utility Connected Solutions DR Program | In Queue | Residential | N EASTHAM | 2022-10-03 | Lithium Ion |  | Enphase | 10.08 | 3.84 | 10.08 | 3.84 | Behind the Meter | Customer Bill Savings (e.g., Demand Charge Management, TOU Arbitrage) |  |  |  | 10691752 | Yes | AC-Coupled | Solar | 7.2 | 9.26
ESMASI-11878 | 8774234 | MA - SMART Program |  |  | In Queue | Residential | HATCHVILLE | 2022-10-03 | Lithium Ion |  | Tesla | 13.5 | 5 | 13.5 | 5 | Behind the Meter |  |  |  |  | 10741764 | Yes | AC-Coupled | Solar |  | 5
ESMASI-11871 | 8774334 |  |  | ConnectedSolutions | In Queue | Commercial | BURLINGTON | 2022-10-03 | Lithium Ion |  | Tesla | 13.5 | 5 | 13.5 | 5 | Behind the Meter | Customer Bill Savings (e.g., Demand Charge Management, TOU Arbitrage) | Peak Shaving/ Load Leveling | Reliability and Resiliency |  | 10783129 | Yes | AC-Coupled | Solar | 17.6 | 15.2
ESMASI-11850 | 8734159 |  |  | Connected Solutions Demand Response | In Queue | Commercial | ONSET | 2022-10-03 | Lithium Ion |  | Tesla | 10 | 10 | 13.5 | 10 | Behind the Meter | Reliability and Resiliency |  |  |  | 10829063 | Yes | AC-Coupled | Solar | 0 | 10
ESMASI-11823 | 8774824 | MA - SMART Program |  | Connected Solutions Demand Response | In Queue | Residential | SUNDERLAND | 2022-10-03 | Lithium Ion |  | Other | 19.4 | 15 | 19.4 | 15 | Behind the Meter | Customer Bill Savings (e.g., Demand Charge Management, TOU Arbitrage) | Backup, Solar Self Consumption |  |  | 10753518 | Yes | DC-Coupled | Solar | 12.6 | 10
ESMASI-11781 | 8758392 | MA - SMART Program |  |  | In Queue | Residential | HARWICH | 2022-10-04 | Lithium Ion |  | Tesla | 13.5 | 5 | 13.5 | 5 | Behind the Meter |  |  |  |  | 10764775 | Yes | AC-Coupled | Solar |  | 5
ESMASI-11756 | 8758519 |  |  | Connected Solutions Demand Response | In Queue | Residential | PELHAM | 2022-10-04 | Lithium Ion |  | Other | 19.4 | 15 | 19.4 | 15 | Behind the Meter | Customer Bill Savings (e.g., Demand Charge Management, TOU Arbitrage) | Backup, Solar Self Consumption |  |  | 10844067 | Yes | DC-Coupled | Solar | 14.235 | 10
ESMASI-11700 | 8758896 | MA - SMART Program |  |  | In Queue | Commercial | Duxbury | 2022-10-04 | Lithium Ion |  | Other | 53600 | 13400 | 53600 | 13400 | Standalone | Wholesale Market |  |  | Clean Peak | 11302154 | Yes | AC-Coupled | Solar | 0 | 13400
ESMASI-11663 | 8757849 | MA - SMART Program |  |  | In Queue | Commercial | SHARON | 2022-10-05 | Lithium Ion |  | Tesla | 13.5 | 5 | 13.5 | 5 | Behind the Meter | Customer Bill Savings (e.g., Demand Charge Management, TOU Arbitrage) | Peak Shaving/ Load Leveling | Reliability and Resiliency |  | 11285266 | Yes | AC-Coupled | Solar | 14.4 | 15.2
ESMASI-11661 | 8757747 | MA - SMART Program |  | Connected Solutions Demand Response | In Queue | Commercial | WAYLAND | 2022-10-05 | Lithium Ion |  | Tesla | 13.5 | 5 | 13.5 | 5 | Behind the Meter | Customer Bill Savings (e.g., Demand Charge Management, TOU Arbitrage) | Peak Shaving/ Load Leveling | Reliability and Resiliency |  | 10921238 | Yes | AC-Coupled | Solar | 12.4 | 7.6
ESMASI-11656 | 8757731 | MA - SMART Program |  |  | In Queue | Residential | SPRINGFIELD | 2022-10-05 | Lithium Ion |  | Other | 19.4 | 15 | 19.4 | 15 | Behind the Meter | Customer Bill Savings (e.g., Demand Charge Management, TOU Arbitrage) | Backup, Solar Self Consumption |  |  | 10825645 | Yes | DC-Coupled | Solar | 9.49 | 10
ESMASI-11568 | 8764298 | MA - SMART Program |  | connected solutions | In Queue | Commercial | WALTHAM | 2022-10-05 | Lithium Ion |  | Other | 384 | 358.4 | 100 | 0.384 | Behind the Meter | Backup, Solar Self Consumption | Reliability and Resiliency |  |  | 10920957 | Yes | DC-Coupled | Solar | 154.6 | 100
ESMASI-11566 | 8758064 | MA - Energy Efficiency/ DR Program | MA - SMART Program |  | In Queue | Commercial | SHERBORN | 2022-10-06 | Lithium Ion |  | Tesla | 0 | 0 | 5 | 5 | Behind the Meter |  |  |  |  | 10874442 | Yes | AC-Coupled | Solar | 21.2 | 15.2
ESMASI-11388 | 8706387 | MA - SMART Program |  |  | In Queue | Residential | CHESTNT HL | 2022-10-06 | Lithium Ion |  | Tesla | 13.5 | 5 | 13.5 | 5 | Behind the Meter |  |  |  |  | 10794853 | Yes | AC-Coupled | Solar | 12 | 7.6
ESMASI-11350 | 8637895 |  |  | Connected Solutions | In Queue | Residential | COTUIT | 2022-10-06 | Lithium Ion |  | Tesla | 13.5 | 5 | 13.5 | 5 | Behind the Meter |  |  |  |  | 10837309 | Yes | AC-Coupled | Solar |  | 5
ESMASI-11315 | 8637412 | MA - SMART Program |  | Utility Connected Solutions DR Program | In Queue | Residential | AUBURNDALE | 2022-10-06 | Lithium Ion |  | Tesla | 13.5 | 5 | 13.5 | 5 | Behind the Meter | Customer Bill Savings (e.g., Demand Charge Management, TOU Arbitrage) | Peak Shaving/ Load Leveling | Reliability and Resiliency |  | 10794827 | Yes | AC-Coupled | Solar | 12 | 7.6
ESMASI-11210 | 8573829 | MA - SMART Program |  |  | In Queue | Residential | HADLEY | 2022-10-06 | Lithium Ion |  | Other | 19.4 | 15 | 19.4 | 15 | Behind the Meter | Customer Bill Savings (e.g., Demand Charge Management, TOU Arbitrage) | Backup, Solar Self Consumption |  |  | 10827636 | Yes | DC-Coupled | Solar | 12.96 | 10
ESMASI-11207 | 8573912 | MA - SMART Program |  | Connected Solutions | In Queue | Residential | ACTON | 2022-10-07 | Lithium Ion |  | Tesla | 13.5 | 5 | 13.5 | 5 | Behind the Meter | Customer Bill Savings (e.g., Demand Charge Management, TOU Arbitrage) | Peak Shaving/ Load Leveling | Reliability and Resiliency |  | 10796834 | Yes | AC-Coupled | Solar | 9.6 | 12.6
ESMASI-11192 | 8572860 |  |  | Connected Solutions | In Queue | Residential | WESTON | 2022-10-07 | Lithium Ion |  | Tesla | 13.5 | 5 | 13.5 | 5 | Behind the Meter | Customer Bill Savings (e.g., Demand Charge Management, TOU Arbitrage) | Peak Shaving/ Load Leveling | Reliability and Resiliency |  | 10796863 | Yes | AC-Coupled | Solar | 5.2 | 12.6
ESMASI-11093 | 8605334 |  |  |  | In Queue | Residential | NEW BEDFRD | 2022-10-07 | Lithium Ion |  | Other | 18 | 3 | 18 | 7.6 | Behind the Meter |  |  |  |  | 10796974 | Yes | DC-Coupled | Solar | 4.8 | 8
ESMASI-11062 | 8536550 | MA - Energy Efficiency/ DR Program | MA - SMART Program | Connected Solutions Demand Response | In Queue | Residential | TYRINGHAM | 2022-10-07 | Lithium Ion |  | Other | 19.4 | 15 | 19.4 | 15 | Behind the Meter | Customer Bill Savings (e.g., Demand Charge Management, TOU Arbitrage) | Reliability and Resiliency |  |  | 10774855 | Yes | DC-Coupled | Solar | 15.2 | 10
ESMASI-11009 | 8535649 |  |  | Connected Solutions | In Queue | Commercial | Lee | 2022-10-07 | Lithium Ion |  | Other | 10360 | 4980 | 10360 | 3000 | Behind the Meter | Customer Bill Savings (e.g., Demand Charge Management, TOU Arbitrage) | Peak Shaving/ Load Leveling | Reliability and Resiliency |  | 10751486 | Yes | DC-Coupled | Solar | 0 | 3000
ESMASI-10895 | 7985553 | MA - SMART Program |  |  | In Queue | Commercial | Greenfield | 2022-10-10 | Lithium Ion |  | Other | 2880 | 1000 | 2880 | 1000 | Standalone | Peak Shaving/ Load Leveling | Wholesale Market |  |  | 10789656 | Yes | DC-Coupled | Solar | 2017.265 | 996
ESMASI-10893 | 7982673 | MA - SMART Program |  |  | In Queue | Residential | NEEDHAM | 2022-10-11 | Lithium Ion |  | Tesla | 13.5 | 5 | 13.5 | 5 | Behind the Meter | Customer Bill Savings (e.g., Demand Charge Management, TOU Arbitrage) | Peak Shaving/ Load Leveling | Reliability and Resiliency |  | 10805831 | Yes | AC-Coupled | Solar | 8.4 | 7.6
ESMASI-10874 | 7984612 | MA - SMART Program |  |  | In Queue | Residential | BROOKLINE | 2022-10-11 | Lithium Ion |  | Enphase | 0 | 0 | 20 | 7.68 | Behind the Meter |  |  |  |  | 10795414 | Yes | AC-Coupled | Solar | 6.12 | 12.78
ESMASI-10800 | 7934265 | MA - SMART Program |  | Connected Solutions Demand Response | In Queue | Commercial | WINCHESTER | 2022-10-11 | Lithium Ion |  | Tesla | 0 | 0 | 27 | 10 | Behind the Meter |  |  |  |  | 10910499 | Yes | AC-Coupled | Solar | 10 | 17.6
ESMASI-10799 | 7984628 | MA - SMART Program |  |  | In Queue | Residential | W FALMOUTH | 2022-10-12 | Lithium Ion |  | Enphase | 0 | 0 | 5.2 | 5.12 | Behind the Meter | Reliability and Resiliency |  |  |  | 10885125 | Yes | AC-Coupled | Solar | 0 | 5.12
ESMASI-10746 | 7949465 | MA - SMART Program |  | Net Metering | In Queue | Residential | E WALPOLE | 2022-10-12 | Lithium Ion |  | Tesla | 13.5 | 5 | 13.5 | 5 | Behind the Meter |  |  |  |  | 9995116 | Yes | AC-Coupled | Solar | 9.6 | 7.6
ESMASI-10669 | 7920184 |  |  |  | In Queue | Commercial | MARSTNS ML | 2022-10-12 | Lithium Ion |  | Tesla | 0 | 0 | 40.5 | 15 | Behind the Meter |  |  |  |  | 10927188 | Yes | AC-Coupled | Solar | 19.2 | 20.2
ESMASI-10534 | 7888916 |  |  |  | In Queue | Residential | E WAREHAM | 2022-10-13 | Lithium Ion |  | Enphase | 3.36 | 3.36 | 3.36 | 3.36 | Behind the Meter |  |  |  |  | 10793895 | Yes | AC-Coupled | Solar | 6.21 | 7.61
ESMASI-10494 | 7888755 | MA - SMART Program |  | Utility Connected Solutions DR Program | In Queue | Residential | CHESTNT HL | 2022-10-13 | Lithium Ion |  | Other | 13 | 0 | 6 | 6 | Behind the Meter | Backup, Solar Self Consumption | Reliability and Resiliency |  |  | 10794049 | Yes | AC-Coupled | Solar | 9.775 | 14.8
ESMASI-10456 | 7811917 |  |  |  | In Queue | Residential | E FALMOUTH | 2022-10-13 | Lithium Ion |  | Tesla | 13.5 | 5 | 13.5 | 5 | Behind the Meter | Customer Bill Savings (e.g., Demand Charge Management, TOU Arbitrage) | Peak Shaving/ Load Leveling | Reliability and Resiliency |  | 10819947 | Yes | AC-Coupled | Solar | 7.6 | 12.6
ESMASI-10290 | 7794003 |  |  | Utility Connected Solutions DR Program | In Queue | Residential | HOPKINTON | 2022-10-13 | Lithium Ion |  | Tesla | 13.5 | 5 | 13.5 | 5 | Behind the Meter | Customer Bill Savings (e.g., Demand Charge Management, TOU Arbitrage) | Peak Shaving/ Load Leveling | Reliability and Resiliency |  | 10795309 | Yes | AC-Coupled | Solar | 10 | 12.6
ESMASI-10230 | 7794184 |  |  |  | In Queue | Residential | WALPOLE | 2022-10-13 | Lithium Ion |  | Tesla | 13.5 | 5 | 13.5 | 5 | Behind the Meter | Customer Bill Savings (e.g., Demand Charge Management, TOU Arbitrage) | Peak Shaving/ Load Leveling | Reliability and Resiliency |  | 10793724 | Yes | AC-Coupled | Solar | 10 | 7.6
ESMASI-10177 | 7750131 |  |  |  | In Queue | Commercial | LONGMEADOW | 2022-10-13 | Lithium Ion |  | Tesla | 0 | 0 | 15 | 0 | Behind the Meter | Customer Bill Savings (e.g., Demand Charge Management, TOU Arbitrage) | Peak Shaving/ Load Leveling | Reliability and Resiliency |  | 10933086 | Yes | AC-Coupled | Solar | 11.62 | 10.752
ESMASI-10176 | 7760654 |  |  |  | In Queue | Commercial | NEEDHAM | 2022-10-13 | Lithium Ion |  | Tesla | 27 | 10 | 27 | 10 | Behind the Meter | Customer Bill Savings (e.g., Demand Charge Management, TOU Arbitrage) | Peak Shaving/ Load Leveling | Reliability and Resiliency |  | 11284327 | Yes | AC-Coupled | Solar | 13.2 | 15.2
ESMASI-10127 | 7752122 |  |  | Utility Connected Solutions DR Program | In Queue | Residential | W TISBURY | 2022-10-14 | Lithium Ion |  | Tesla | 0 | 0 | 0 | 0 | Behind the Meter | Reliability and Resiliency |  |  | back up power only, zero export | 10944031 | Yes | AC-Coupled | Solar |  | 0
ESMASI-10107 | 7756714 | MA - SMART Program |  |  | In Queue | Residential | PLYMOUTH | 2022-10-14 | Lithium Ion |  | Tesla | 0 | 0 | 0 | 0 | Behind the Meter | Reliability and Resiliency |  |  | back up power only, zero export | 10943973 | Yes | AC-Coupled | Solar | 11.34 | 8.4
ESMASI-10068 | 7752574 | MA - SMART Program |  |  | In Queue | Residential | WASHINGTON | 2022-10-14 | Lithium Ion |  | Enphase | 10.08 | 10.08 | 5.7 | 3.84 | Behind the Meter | Customer Bill Savings (e.g., Demand Charge Management, TOU Arbitrage) | Backup, Solar Self Consumption |  |  | 10944899 | Yes | AC-Coupled | Solar | 4.38 | 7.44
ESMASI-09957 | 7741904 | MA - SMART Program |  |  | In Queue | Residential | MASHPEE | 2022-10-14 | Lithium Ion |  | LG Chem | 9.8 | 5 | 9.8 | 5 | Behind the Meter |  |  |  | Backup | 10875541 | Yes | DC-Coupled | Solar | 8.58 | 6
ESMASI-09893 | 7702221 | MA - SMART Program |  | Connected Solutions | In Queue | Residential | WATERTOWN | 2022-10-14 | Lithium Ion |  | Tesla | 0 | 0 | 13.5 | 5 | Behind the Meter | Customer Bill Savings (e.g., Demand Charge Management, TOU Arbitrage) | Peak Shaving/ Load Leveling | Reliability and Resiliency |  | 10944316 | Yes | AC-Coupled | Solar | 6 | 8.8
ESMASI-09860 | 6681505 | MA - SMART Program |  | Connected Solutions | In Queue | Residential | W ROXBURY | 2022-10-14 | Lithium Ion |  | Tesla | 0 | 0 | 13.5 | 5 | Behind the Meter | Backup, Solar Self Consumption | Reliability and Resiliency |  | Utility DR Program | 10944567 | Yes | AC-Coupled | Solar | 0 | 8.8
ESMASI-09802 | 7644347 | MA - SMART Program |  | Connected Solutions | In Queue | Residential | PLYMOUTH | 2022-10-17 | Lithium Ion |  | Tesla | 13.5 | 5 | 13.5 | 5 | Behind the Meter | Customer Bill Savings (e.g., Demand Charge Management, TOU Arbitrage) | Peak Shaving/ Load Leveling | Reliability and Resiliency |  | 10852093 | Yes | AC-Coupled | Solar | 4.8 | 12.6
ESMASI-09670 | 7628890 |  |  |  | In Queue | Residential | MARFLD HLS | 2022-10-17 | Lithium Ion |  | Tesla | 0 | 0 | 13.5 | 5 | Behind the Meter | Backup, Solar Self Consumption |  |  |  | 10894814 | Yes | AC-Coupled | Solar | 11.6 | 13.7
ESMASI-09664 | 7629004 | MA - SMART Program |  |  | In Queue | Commercial | GREEN HBR | 2022-10-17 | Lithium Ion |  | Tesla | 27 | 10 | 13.5 | 5 | Behind the Meter | Customer Bill Savings (e.g., Demand Charge Management, TOU Arbitrage) | Peak Shaving/ Load Leveling | Reliability and Resiliency |  | 11023900 | Yes | AC-Coupled | Solar | 17.2 | 20.2
ESMASI-09608 | 7599105 | MA - SMART Program |  |  | In Queue | Commercial | ASHLAND | 2022-10-17 | Lithium Ion |  | Tesla | 27 | 10 | 27 | 10 | Behind the Meter | Customer Bill Savings (e.g., Demand Charge Management, TOU Arbitrage) | Peak Shaving/ Load Leveling | Reliability and Resiliency |  | 11024495 | Yes | AC-Coupled | Solar | 13.6 | 19.92
ESMASI-09398 | 7557942 | MA - SMART Program |  | Connected Solutions | In Queue | Residential | SOUTHAMPTON | 2022-10-18 | Lithium Ion |  | Tesla | 0 | 0 | 13.5 | 7.6 | Behind the Meter | Customer Bill Savings (e.g., Demand Charge Management, TOU Arbitrage) | Peak Shaving/ Load Leveling | Reliability and Resiliency |  | 11713475 | Yes | AC-Coupled | Solar | 11.6 | 7.6
ESMASI-09205 | 7525086 | MA - SMART Program |  | Utility Connected Solutions DR Program | In Queue | Residential | HOPKINTON | 2022-10-18 | Lithium Ion |  | Tesla | 13.5 | 5 | 13.5 | 5 | Behind the Meter |  |  |  |  | 10975680 | Yes | AC-Coupled | Solar |  | 5
ESMASI-09035 | 7495095 | MA - SMART Program |  | Connected Solutions | In Queue | Residential | CHATHAM | 2022-10-18 | Lithium Ion |  | Tesla | 13.5 | 5 | 13.5 | 5 | Behind the Meter |  |  |  |  | 10975899 | Yes | AC-Coupled | Solar |  | 5
ESMASI-08980 | 7629453 |  |  |  | In Queue | Residential | WOODS HOLE | 2022-10-18 | Lithium Ion |  | Tesla | 13.5 | 5 | 13.5 | 5 | Behind the Meter |  |  |  |  | 10993260 | Yes | AC-Coupled | Solar |  | 5
ESMASI-08959 | 7461094 | MA - SMART Program |  | Net Metering | In Queue | Residential | VINE HAVEN | 2022-10-18 | Lithium Ion |  | Tesla | 13.5 | 5 | 13.5 | 5 | Behind the Meter | Customer Bill Savings (e.g., Demand Charge Management, TOU Arbitrage) | Peak Shaving/ Load Leveling | Reliability and Resiliency |  | 10883353 | Yes | AC-Coupled | Solar | 6.8 | 7.6
ESMASI-08933 | 7460020 | MA - SMART Program |  |  | In Queue | Commercial | HOPKINTON | 2022-10-18 | Lithium Ion |  | Tesla | 27 | 10 | 27 | 10 | Behind the Meter |  |  |  |  | 11041755 | Yes | AC-Coupled | Solar | 14.4 | 15.2
ESMASI-08577 | 7243147 |  |  | Connected Solutions Demand Response | In Queue | Commercial | SPRINGFIELD | 2022-10-18 | Lithium Ion |  | Other | 2000 | 1000 | 2000 | 1000 | Behind the Meter | Customer Bill Savings (e.g., Demand Charge Management, TOU Arbitrage) | Peak Shaving/ Load Leveling | Reliability and Resiliency |  | 11000115 | Yes | AC-Coupled | Solar | 0 | 2000
ESMASI-08402 | 7201691 | MA - SMART Program |  |  | In Queue | Commercial | LEXINGTON | 2022-10-19 | Lithium Ion |  | Tesla | 0 | 0 | 0 | 0 | Behind the Meter |  |  |  |  | 10976028 | Yes | AC-Coupled | Solar | 20.16 | 22.8
ESMASI-08350 | 7178030 | MA - SMART Program |  |  | In Queue | Residential | PLYMOUTH | 2022-10-19 | Lithium Ion |  | Tesla | 14 | 5 | 5 | 5 | Behind the Meter | Reliability and Resiliency |  |  |  | 10959643 | Yes | AC-Coupled | Solar | 13.2 | 15
ESMASI-08346 | 7178210 | MA - SMART Program |  | Utility Connected Solutions DR Program | In Queue | Residential | SHERBORN | 2022-10-19 | Lithium Ion |  | Tesla | 13.5 | 5 | 13.5 | 5 | Behind the Meter | Customer Bill Savings (e.g., Demand Charge Management, TOU Arbitrage) | Peak Shaving/ Load Leveling | Reliability and Resiliency |  | 10949514 | Yes | AC-Coupled | Solar | 9.6 | 7.6
ESMASI-07417 | 6884808 | MA - SMART Program |  |  | In Queue | Residential | NEEDHAM | 2022-10-19 | Lithium Ion |  | Tesla | 13.5 | 5 | 13.5 | 5 | Behind the Meter | Customer Bill Savings (e.g., Demand Charge Management, TOU Arbitrage) | Peak Shaving/ Load Leveling | Reliability and Resiliency |  | 11005689 | Yes | AC-Coupled | Solar | 9.6 | 12.6
ESMASI-07289 | 6823023 | MA - SMART Program |  |  | In Queue | Commercial | ROSLINDALE | 2022-10-19 | Lithium Ion |  | Tesla | 27 | 10 | 27 | 10 | Behind the Meter | Customer Bill Savings (e.g., Demand Charge Management, TOU Arbitrage) | Peak Shaving/ Load Leveling | Reliability and Resiliency |  | 10976715 | Yes | AC-Coupled | Solar | 12.888 | 15.2
ESMASI-07176 | 7058088 |  |  |  | In Queue | Residential | PLYMOUTH | 2022-10-20 | Lithium Ion |  | Tesla | 0 | 0 | 13.5 | 5 | Behind the Meter | Backup, Solar Self Consumption |  |  |  | 11052153 | Yes | AC-Coupled | Solar | 13.2 | 14.9
ESMASI-03878 | 5792276 | MA - DOER/ MassCEC Funded Projects |  | connected solution | In Queue | Residential | LEXINGTON | 2022-10-20 | Lithium Ion |  | Other | 10 | 10 | 10 | 10 | Behind the Meter | Customer Bill Savings (e.g., Demand Charge Management, TOU Arbitrage) |  |  |  | 11006214 | Yes | DC-Coupled | Solar | 7.2 | 7.6
ESMAEX-01951 |  | MA - SMART Program |  | Utility Connected Solutions DR Program | In Queue | Residential | N EASTHAM | 2022-10-20 | Lithium Ion |  | Tesla | 13.5 | 5 | 13.5 | 5 | Behind the Meter | Customer Bill Savings (e.g., Demand Charge Management, TOU Arbitrage) | Peak Shaving/ Load Leveling | Reliability and Resiliency |  | 11052016 | Yes | AC-Coupled | Solar | 9.6 | 7.6
ESMAEX-01948 | 11742414 |  |  | Connected Solutions Demand Response | In Queue | Residential | SANDISFIELD | 2022-10-20 | Lithium Ion |  | Tesla | 0 | 0 | 14 | 7 | Behind the Meter | Customer Bill Savings (e.g., Demand Charge Management, TOU Arbitrage) |  |  |  | 11040767 | Yes | AC-Coupled | Solar | 0 | 7
ESMAEX-01947 | 11742392 | MA - SMART Program |  | Utility Connected Solutions DR Program | In Queue | Commercial | CARLISLE | 2022-10-21 | Lithium Ion |  | Tesla | 0 | 0 | 10 | 10 | Behind the Meter | Customer Bill Savings (e.g., Demand Charge Management, TOU Arbitrage) | Peak Shaving/ Load Leveling | Reliability and Resiliency |  | 11110269 | Yes | AC-Coupled | Solar | 0 | 10
ESMAEX-01935 | 11635312 | MA - Energy Efficiency/ DR Program |  |  | In Queue | Residential | W YARMOUTH | 2022-10-21 | Lithium Ion |  | Tesla | 13.5 | 5 | 13.5 | 5 | Behind the Meter |  |  |  |  | 11023170 | Yes | AC-Coupled | Solar |  | 5
ESMAEX-01929 | 11634670 | MA - DOER/ MassCEC Funded Projects |  |  | In Queue | Commercial | BARNSTABLE | 2022-10-21 | Lithium Ion |  | Tesla | 27 | 10 | 27 | 10 | Behind the Meter |  |  |  |  | 11015714 | Yes | AC-Coupled | Solar | 0 | 0
ESMAEX-01927 | 11623573 | MA - Energy Efficiency/ DR Program |  |  | In Queue | Residential | ARLINGTON | 2022-10-24 | Lithium Ion |  | Tesla | 13.5 | 5 | 13.5 | 5 | Behind the Meter | Customer Bill Savings (e.g., Demand Charge Management, TOU Arbitrage) | Peak Shaving/ Load Leveling | Reliability and Resiliency |  | 11024434 | Yes | AC-Coupled | Solar | 12 | 7.6
ESMAEX-01921 | 11684822 |  |  |  | In Queue | Residential | NEWTON | 2022-10-24 | Lithium Ion |  | Tesla | 13.5 | 5 | 13.5 | 5 | Behind the Meter | Customer Bill Savings (e.g., Demand Charge Management, TOU Arbitrage) | Peak Shaving/ Load Leveling | Reliability and Resiliency |  | 11024292 | Yes | AC-Coupled | Solar | 7.2 | 7.6
ESMAEX-01914 | 11611717 | MA - SMART Program |  | Connected Solutions Demand Response | In Queue | Commercial | NEEDHAM | 2022-10-24 | Lithium Ion |  | Tesla | 0 | 0 | 13.5 | 5 | Behind the Meter | Customer Bill Savings (e.g., Demand Charge Management, TOU Arbitrage) | Peak Shaving/ Load Leveling | Reliability and Resiliency |  | 11110663 | Yes | AC-Coupled | Solar | 0 | 5
ESMAEX-01909 | 11592815 |  |  |  | In Queue | Residential | LUDLOW | 2022-10-24 | Lithium Ion |  | Other | 19.4 | 15 | 19.4 | 15 | Behind the Meter | Customer Bill Savings (e.g., Demand Charge Management, TOU Arbitrage) | Backup, Solar Self Consumption |  |  | 10970170 | Yes | DC-Coupled | Solar | 12.41 | 10
ESMAEX-01906 | 11580096 | MA - SMART Program |  |  | In Queue | Commercial | SUDBURY | 2022-10-24 | Lithium Ion |  | Tesla | 0 | 0 | 27 | 10 | Behind the Meter | Customer Bill Savings (e.g., Demand Charge Management, TOU Arbitrage) | Peak Shaving/ Load Leveling | Reliability and Resiliency |  | 11166178 | Yes | AC-Coupled | Solar | 9.6 | 17.6
ESMAEX-01903 | 11573413 | MA - Energy Efficiency/ DR Program |  |  | In Queue | Residential | HOPKINTON | 2022-10-25 | Lithium Ion |  | Tesla | 13.5 | 5 | 13.5 | 5 | Behind the Meter | Customer Bill Savings (e.g., Demand Charge Management, TOU Arbitrage) | Peak Shaving/ Load Leveling | Reliability and Resiliency |  | 11027541 | Yes | AC-Coupled | Solar | 12 | 11.4
ESMAEX-01901 | 11565720 |  |  |  | In Queue | Residential | WOBURN | 2022-10-25 | Lithium Ion |  | Other | 5 | 5 | 5 | 5 | Behind the Meter | Customer Bill Savings (e.g., Demand Charge Management, TOU Arbitrage) |  |  |  | 11032523 | Yes | DC-Coupled | Solar | 9.6 | 10
ESMAEX-01898 | 11565591 | MA - SMART Program |  |  | In Queue | Residential | W NEWTON | 2022-10-25 | Lithium Ion |  | Enphase | 0 | 0 | 6.4 | 6.4 | Behind the Meter | Reliability and Resiliency |  |  |  | 11024696 | Yes | AC-Coupled | Solar | 7.2 | 12.98
ESMAEX-01893 | 11428094 |  |  |  | In Queue | Commercial | SOUTHWICK | 2022-10-25 | Lithium Ion |  | Tesla | 5 | 14 | 5 | 5 | Behind the Meter |  |  |  |  | 10967836 | Yes | AC-Coupled | Solar | 13.2 | 10
ESMAEX-01890 |  | MA - SMART Program |  |  | In Queue | Residential | ARLINGTON | 2022-10-25 | Lithium Ion |  | Tesla | 13.5 | 5 | 13.5 | 5 | Behind the Meter | Customer Bill Savings (e.g., Demand Charge Management, TOU Arbitrage) | Peak Shaving/ Load Leveling | Reliability and Resiliency |  | 11030239 | Yes | AC-Coupled | Solar | 10.944 | 12.6
ESMAEX-01887 | 11461269 |  |  | Connect Solutions | In Queue | Residential | MILTON | 2022-10-25 | Lithium Ion |  | Tesla | 13.5 | 5 | 13.5 | 5 | Behind the Meter | Customer Bill Savings (e.g., Demand Charge Management, TOU Arbitrage) | Peak Shaving/ Load Leveling | Reliability and Resiliency |  | 11033153 | Yes | AC-Coupled | Solar | 6.8 | 7.6
ESMAEX-01886 | 11643500 |  |  | Net Metering | In Queue | Residential | ACTON | 2022-10-25 | Lithium Ion |  | Tesla | 13.5 | 5 | 13.5 | 5 | Behind the Meter | Customer Bill Savings (e.g., Demand Charge Management, TOU Arbitrage) | Peak Shaving/ Load Leveling | Reliability and Resiliency |  | 11032973 | Yes | AC-Coupled | Solar | 9.6 | 7.6
ESMAEX-01885 | 11460770 | MA - SMART Program |  |  | In Queue | Residential | NEW BEDFRD | 2022-10-25 | Lithium Ion |  | Tesla | 13.5 | 5 | 13.5 | 5 | Behind the Meter | Customer Bill Savings (e.g., Demand Charge Management, TOU Arbitrage) | Peak Shaving/ Load Leveling | Reliability and Resiliency |  | 11031438 | Yes | AC-Coupled | Solar | 8.8 | 7.6
ESMAEX-01884 | 11459671 | MA - SMART Program |  | Connected Solutions | In Queue | Residential | LONGMEADOW | 2022-10-25 | Lithium Ion |  | Tesla | 0 | 0 | 13.5 | 7.6 | Behind the Meter | Customer Bill Savings (e.g., Demand Charge Management, TOU Arbitrage) | Peak Shaving/ Load Leveling | Reliability and Resiliency |  |  | Yes | AC-Coupled | Solar | 8.5 | 7.6
ESMAEX-01883 | 11506591 | MA - SMART Program |  | connected solution | In Queue | Residential | HOPKINTON | 2022-10-25 | Lithium Ion |  | Tesla | 13.5 | 5 | 13.5 | 5 | Behind the Meter | Customer Bill Savings (e.g., Demand Charge Management, TOU Arbitrage) | Peak Shaving/ Load Leveling | Reliability and Resiliency |  | 11061649 | Yes | AC-Coupled | Solar | 6 | 7.6
ESMAEX-01878 | 11506731 | MA - SMART Program |  |  | In Queue | Residential | NEEDHAM | 2022-10-25 | Lithium Ion |  | Tesla | 10 | 10 | 13.5 | 10 | Behind the Meter | Reliability and Resiliency |  |  |  | 11029466 | Yes | AC-Coupled | Solar | 6.4 | 15
ESMAEX-01873 | 11392019 | MA - SMART Program |  |  | In Queue | Residential | SOMERVILLE | 2022-10-25 | Lithium Ion |  | Tesla | 13.5 | 5 | 13.5 | 5 | Behind the Meter | Customer Bill Savings (e.g., Demand Charge Management, TOU Arbitrage) | Peak Shaving/ Load Leveling | Reliability and Resiliency |  | 11029675 | Yes | AC-Coupled | Solar | 6.8 | 7.6
ESMAEX-01869 | 11380672 |  |  | Connected Solutions | In Queue | Residential | SHARON | 2022-10-25 | Lithium Ion |  | Tesla | 13.5 | 5 | 13.5 | 5 | Behind the Meter | Customer Bill Savings (e.g., Demand Charge Management, TOU Arbitrage) | Peak Shaving/ Load Leveling | Reliability and Resiliency |  | 11029391 | Yes | AC-Coupled | Solar | 9.6 | 12.6
ESMAEX-01866 | 11379864 | MA - SMART Program |  | Utility Connected Solutions DR Program | In Queue | Residential | BEDFORD | 2022-10-25 | Lithium Ion |  | Tesla | 13.5 | 5 | 13.5 | 5 | Behind the Meter | Customer Bill Savings (e.g., Demand Charge Management, TOU Arbitrage) | Peak Shaving/ Load Leveling | Reliability and Resiliency |  | 11030038 | Yes | AC-Coupled | Solar | 12.8 | 7.6
ESMAEX-01864 | 11378620 | MA - SMART Program |  | Connected Solutions Demand Response | In Queue | Commercial | ACTON | 2022-10-25 | Lithium Ion |  | Tesla | 13.5 | 5 | 13.5 | 5 | Behind the Meter | Customer Bill Savings (e.g., Demand Charge Management, TOU Arbitrage) | Peak Shaving/ Load Leveling | Reliability and Resiliency |  | 11166540 | Yes | AC-Coupled | Solar | 16.8 | 15.2
ESMAEX-01863 | 11416638 | MA - SMART Program |  | Connected Solutions Demand Response | In Queue | Commercial | KINGSTON | 2022-10-25 | Lithium Ion |  | Other | 15.2 | 9 | 15.2 | 9 | Behind the Meter | Reliability and Resiliency |  |  | Connected Solutions | 11180729 | Yes | AC-Coupled | Solar | 8 | 7.6
ESMAEX-01858 | 11417171 | MA - Energy Efficiency/ DR Program |  | Connected Solutions Demand Response | In Queue | Residential | GREENFIELD | 2022-10-25 | Lithium Ion |  | Other | 19.4 | 15 | 19.4 | 15 | Behind the Meter | Customer Bill Savings (e.g., Demand Charge Management, TOU Arbitrage) | Backup, Solar Self Consumption |  |  | 11324296 | Yes | DC-Coupled | Solar | 0 | 0
ESMAEX-01856 | 11413667 |  |  |  | In Queue | Commercial | Newton | 2022-10-25 | Lithium Ion |  | Tesla | 27 | 10 | 27 | 10 | Behind the Meter | Customer Bill Savings (e.g., Demand Charge Management, TOU Arbitrage) | Peak Shaving/ Load Leveling | Reliability and Resiliency |  | 11308834 | Yes | AC-Coupled | Solar | 24.984 | 25.2
ESMAEX-01852 | 11332906 | MA - SMART Program |  |  | In Queue | Commercial | WOBURN | 2022-10-25 | Lithium Ion |  | Tesla | 27 | 10 | 27 | 10 | Behind the Meter | Customer Bill Savings (e.g., Demand Charge Management, TOU Arbitrage) | Peak Shaving/ Load Leveling | Reliability and Resiliency |  | 11173493 | Yes | AC-Coupled | Solar | 23.2 | 15.2
ESMAEX-01850 | 11415824 | MA - Energy Efficiency/ DR Program |  | Connected Solutions Demand Response | In Queue | Commercial | ACTON | 2022-10-25 | Lithium Ion |  | Tesla | 27 | 10 | 27 | 10 | Behind the Meter | Customer Bill Savings (e.g., Demand Charge Management, TOU Arbitrage) | Peak Shaving/ Load Leveling | Reliability and Resiliency |  | 11166361 | Yes | AC-Coupled | Solar | 18.8 | 15.2
ESMAEX-01847 | 11407568 |  |  |  | In Queue | Commercial | EASTHAMPTON | 2022-10-25 | Lithium Ion |  | Tesla | 27 | 10 | 27 | 10 | Behind the Meter | Customer Bill Savings (e.g., Demand Charge Management, TOU Arbitrage) | Peak Shaving/ Load Leveling | Reliability and Resiliency |  | 10934455 | Yes | AC-Coupled | Solar | 16.8 | 15.2
ESMAEX-01846 | 11407780 |  |  | None - Not Applying for MA Smart or any other program | In Queue | Residential | LEXINGTON | 2022-10-26 | Lithium Ion |  | Other | 5 | 10 | 5 | 10 | Behind the Meter |  |  |  |  | 11035665 | Yes | DC-Coupled | Solar | 10.8 | 10
ESMAEX-01845 | 11439867 | MA - Energy Efficiency/ DR Program |  | SELF USE | In Queue | Residential | OCEAN BLUF | 2022-10-26 | Lithium Ion |  | Other | 9 | 3.4 | 9 | 3.4 | Behind the Meter | Backup, Solar Self Consumption |  |  |  | 11049992 | Yes | DC-Coupled | Solar | 7.2 | 7.6
ESMAEX-01842 | 11407711 | MA - SMART Program |  |  | In Queue | Residential | JAMAICA PL | 2022-10-26 | Lithium Ion |  | Tesla | 13.5 | 5 | 13.5 | 5 | Behind the Meter | Customer Bill Savings (e.g., Demand Charge Management, TOU Arbitrage) | Peak Shaving/ Load Leveling | Reliability and Resiliency |  | 11034447 | Yes | AC-Coupled | Solar | 9.6 | 7.6
ESMAEX-01841 | 11439795 |  |  |  | In Queue | Residential | SUDBURY | 2022-10-26 | Lithium Ion |  | Tesla | 13.5 | 5 | 13.5 | 5 | Behind the Meter | Customer Bill Savings (e.g., Demand Charge Management, TOU Arbitrage) | Peak Shaving/ Load Leveling | Reliability and Resiliency |  | 11055493 | Yes | AC-Coupled | Solar | 6.4 | 7.6
ESMAEX-01840 | 11407910 | MA - SMART Program |  |  | In Queue | Commercial | DUXBURY | 2022-10-26 | Lithium Ion |  | Tesla | 0 | 0 | 13.5 | 5 | Behind the Meter | Backup, Solar Self Consumption |  |  |  | 11180642 | Yes | AC-Coupled | Solar | 13.04 | 9.9
ESMAEX-01838 | 11407814 | MA - SMART Program |  |  | In Queue | Residential | E FALMOUTH | 2022-10-27 | Lithium Ion |  | Other | 3.36 | 3.36 | 3.36 | 3.36 | Behind the Meter |  |  |  |  | 11069590 | Yes | AC-Coupled | Solar | 8.39 | 9.11
ESMAEX-01837 | 11407646 | MA - SMART Program |  | Utility Connected Solutions DR Program | In Queue | Residential | E HARWICH | 2022-10-27 | Lithium Ion |  | LG Chem | 9.8 | 5 | 9.8 | 5 | Behind the Meter |  |  |  | Backup | 11070342 | Yes | DC-Coupled | Solar | 13.65 | 10
ESMAEX-01836 | 11440177 |  |  | Connected Solutions | In Queue | Residential | WESTON | 2022-10-27 | Lithium Ion |  | Tesla | 13.5 | 5 | 13.5 | 5 | Behind the Meter | Customer Bill Savings (e.g., Demand Charge Management, TOU Arbitrage) | Peak Shaving/ Load Leveling | Reliability and Resiliency |  | 11098688 | Yes | AC-Coupled | Solar | 5.6 | 12.6
ESMAEX-01835 | 11407472 |  |  |  | In Queue | Commercial | HATFIELD | 2022-10-27 | Lithium Ion |  | Tesla | 13.5 | 5 | 13.5 | 5 | Behind the Meter |  |  |  |  | 11192075 | Yes | AC-Coupled | Solar | 9.504 | 7.6
ESMAEX-01833 | 11434722 | MA - SMART Program |  | Connected Solutions Demand Response | In Queue | Residential | LINCOLN | 2022-10-27 | Lithium Ion |  | Other | 19.4 | 15 | 19.4 | 15 | Behind the Meter | Customer Bill Savings (e.g., Demand Charge Management, TOU Arbitrage) | Reliability and Resiliency |  |  | 11094227 | Yes | DC-Coupled | Solar | 15.2 | 10
ESMAEX-01832 | 11484329 |  |  | Connected Solutions Demand Response | In Queue | Residential | PLYMOUTH | 2022-10-27 | Lithium Ion |  | Tesla | 0 | 0 | 27 | 3.08 | Behind the Meter | Customer Bill Savings (e.g., Demand Charge Management, TOU Arbitrage) | Peak Shaving/ Load Leveling | Reliability and Resiliency |  | 11089038 | Yes | AC-Coupled | Solar | 16 | 14.48
ESMAEX-01822 | 11397254 | MA - SMART Program |  |  | In Queue | Commercial | WAYLAND | 2022-10-27 | Lithium Ion |  | Tesla | 27 | 10 | 27 | 10 | Behind the Meter | Customer Bill Savings (e.g., Demand Charge Management, TOU Arbitrage) | Peak Shaving/ Load Leveling | Reliability and Resiliency |  | 11136111 | Yes | AC-Coupled | Solar | 17.064 | 15.2
ESMAEX-01816 | 11397231 | MA - SMART Program |  | Utility Connected Solutions DR Program | In Queue | Commercial | NEEDHAM | 2022-10-28 | Lithium Ion |  | Tesla | 0 | 0 | 10 | 10 | Behind the Meter | Customer Bill Savings (e.g., Demand Charge Management, TOU Arbitrage) | Peak Shaving/ Load Leveling | Reliability and Resiliency |  | 11139624 | Yes | AC-Coupled | Solar | 15.2 | 20
ESMAEX-01813 | 11231085 | MA - SMART Program |  |  | In Queue | Residential | MASHPEE | 2022-10-28 | Lithium Ion |  | Tesla | 13.5 | 7 | 13.5 | 5 | Behind the Meter | Peak Shaving/ Load Leveling | Reliability and Resiliency |  |  | 11111318 | Yes | AC-Coupled | Solar | 11.34 | 12.6
ESMAEX-01811 | 11395375 | MA - Energy Efficiency/ DR Program |  | Utility Connected Solutions DR Program | In Queue | Residential | HARWICH | 2022-10-28 | Lithium Ion |  | Tesla | 13.5 | 5 | 13.5 | 5 | Behind the Meter | Customer Bill Savings (e.g., Demand Charge Management, TOU Arbitrage) | Peak Shaving/ Load Leveling | Reliability and Resiliency |  | 11111428 | Yes | AC-Coupled | Solar | 13.2 | 11.4
ESMAEX-01810 | 11396290 | MA - SMART Program |  | Utility Connected Solutions DR Program | In Queue | Residential | WALTHAM | 2022-10-28 | Lithium Ion |  | Tesla | 13.5 | 5 | 13.5 | 5 | Behind the Meter | Customer Bill Savings (e.g., Demand Charge Management, TOU Arbitrage) | Peak Shaving/ Load Leveling | Reliability and Resiliency |  | 11110645 | Yes | AC-Coupled | Solar | 5.2 | 7.6
ESMAEX-01807 | 11387088 | MA - SMART Program |  | Connect Solutions | In Queue | Residential | WINCHESTER | 2022-10-30 | Lithium Ion |  | Tesla | 13.5 | 5 | 13.5 | 5 | Behind the Meter | Customer Bill Savings (e.g., Demand Charge Management, TOU Arbitrage) | Peak Shaving/ Load Leveling | Reliability and Resiliency |  | 11109464 | Yes | AC-Coupled | Solar | 8 | 12.6
ESMAEX-01805 | 11387157 | MA - SMART Program |  |  | In Queue | Residential | W CHATHAM | 2022-10-31 | Lithium Ion |  | Enphase | 10 | 0 | 10 | 3.84 | Behind the Meter | Customer Bill Savings (e.g., Demand Charge Management, TOU Arbitrage) |  |  |  | 11109819 | Yes | AC-Coupled | Solar | 10.67 | 11.94
ESMAEX-01804 | 11396425 | MA - DOER/ MassCEC Funded Projects |  | Connected Solutions | In Queue | Residential | CHATHAM | 2022-10-31 | Lithium Ion |  | Tesla | 13.5 | 5 | 13.5 | 5 | Behind the Meter | Peak Shaving/ Load Leveling | Reliability and Resiliency |  |  | 11109987 | Yes | AC-Coupled | Solar | 8.4 | 12.6
ESMAEX-01803 | 11386900 | MA - SMART Program |  | Not Participating in MA Smart or any other program | In Queue | Commercial | PLYMPTON | 2022-10-31 | Lithium Ion |  | Tesla | 13.5 | 5 | 13.5 | 5 | Behind the Meter | Customer Bill Savings (e.g., Demand Charge Management, TOU Arbitrage) | Peak Shaving/ Load Leveling | Reliability and Resiliency |  | 11154480 | Yes | AC-Coupled | Solar | 19.6 | 15.2
ESMAEX-01802 | 11191388 |  |  |  | In Queue | Residential | WINCHESTER | 2022-10-31 | Lithium Ion |  | Other | 19.4 | 15 | 19.4 | 15 | Behind the Meter | Customer Bill Savings (e.g., Demand Charge Management, TOU Arbitrage) | Reliability and Resiliency |  |  | 11110903 | Yes | DC-Coupled | Solar | 10.8 | 7.6
ESMAEX-01795 | 11344412 | MA - SMART Program |  | Connected Solutions Demand Response | In Queue | Commercial | COTUIT | 2022-10-31 | Lithium Ion |  | Tesla | 27 | 10 | 27 | 10 | Behind the Meter | Customer Bill Savings (e.g., Demand Charge Management, TOU Arbitrage) | Peak Shaving/ Load Leveling | Reliability and Resiliency |  | 11180694 | Yes | AC-Coupled | Solar | 14.4 | 15.2
ESMAEX-01794 | 11344269 | MA - SMART Program |  | Connected Solutions Demand Response | In Queue | Commercial | STONEHAM | 2022-10-31 | Lithium Ion |  | Tesla | 13.5 | 5 | 27 | 10 | Behind the Meter | Customer Bill Savings (e.g., Demand Charge Management, TOU Arbitrage) | Peak Shaving/ Load Leveling | Reliability and Resiliency |  | 11154202 | Yes | AC-Coupled | Solar | 5.2 | 7.6
ESMAEX-01793 | 11328909 | MA - SMART Program |  |  | In Queue | Residential | WESTON | 2022-11-01 | Lithium Ion |  | LG Chem | 9.8 | 5 | 9.8 | 5 | Behind the Meter |  |  |  | Backup | 11127138 | Yes | DC-Coupled | Solar | 13.87 | 10
ESMAEX-01788 | 11315479 | MA - DOER/ MassCEC Funded Projects | MA - SMART Program |  | In Queue | Residential | WESTWOOD | 2022-11-01 | Lithium Ion |  | Tesla | 13.5 | 5 | 13.5 | 5 | Behind the Meter | Customer Bill Savings (e.g., Demand Charge Management, TOU Arbitrage) | Peak Shaving/ Load Leveling | Reliability and Resiliency |  | 11127109 | Yes | AC-Coupled | Solar | 7.2 | 7.6
ESMAEX-01786 | 11289174 |  |  |  | In Queue | Residential | CHATHAM | 2022-11-01 | Lithium Ion |  | Tesla | 13.5 | 5 | 13.5 | 5 | Behind the Meter | Customer Bill Savings (e.g., Demand Charge Management, TOU Arbitrage) | Peak Shaving/ Load Leveling | Reliability and Resiliency |  | 11114804 | Yes | AC-Coupled | Solar | 9.2 | 7.6
ESMAEX-01783 | 11289236 | MA - SMART Program |  | Connected Solutions Demand Response | In Queue | Commercial | LEXINGTON | 2022-11-01 | Lithium Ion |  | Tesla | 13.5 | 5 | 13.5 | 5 | Behind the Meter | Customer Bill Savings (e.g., Demand Charge Management, TOU Arbitrage) | Peak Shaving/ Load Leveling | Reliability and Resiliency |  | 11194742 | Yes | AC-Coupled | Solar | 16.4 | 15.2
ESMAEX-01782 | 11156955 | MA - SMART Program |  |  | In Queue | Commercial | CARLISLE | 2022-11-01 | Lithium Ion |  | Tesla | 54 | 20 | 27 | 10 | Behind the Meter | Customer Bill Savings (e.g., Demand Charge Management, TOU Arbitrage) | Peak Shaving/ Load Leveling | Reliability and Resiliency |  | 11194415 | Yes | AC-Coupled | Solar | 18.22 | 25.2
ESMAEX-01779 | 11157246 | MA - SMART Program |  | Utility Connected Solutions DR Program | In Queue | Residential | E WALPOLE | 2022-11-02 | Lithium Ion |  | Other | 10 | 10 | 5 | 5 | Behind the Meter |  |  |  | home backup and discharge to grid | 11126472 | Yes | DC-Coupled | Solar | 4.8 | 5
ESMAEX-01776 | 11160819 | MA - SMART Program |  | ConnectedSolutions | In Queue | Residential | SHARON | 2022-11-02 | Lithium Ion |  | Tesla | 13.5 | 5 | 13.5 | 5 | Behind the Meter | Customer Bill Savings (e.g., Demand Charge Management, TOU Arbitrage) | Peak Shaving/ Load Leveling | Reliability and Resiliency |  | 11180270 | Yes | AC-Coupled | Solar | 9.6 | 7.6
ESMAEX-01775 | 11160451 | MA - SMART Program |  |  | In Queue | Commercial | AMHERST | 2022-11-03 | Lithium Ion |  | Tesla | 0 | 0 | 0 | 10 | Behind the Meter |  |  |  |  | 11188985 | Yes | AC-Coupled | Solar | 0 | 10
ESMAEX-01771 | 11240524 | MA - SMART Program |  |  | In Queue | Residential | SPRINGFIELD | 2022-11-03 | Lithium Ion |  | Other | 9.7 | 7.5 | 9.7 | 7.5 | Behind the Meter |  |  |  |  | 11228272 | Yes | AC-Coupled | Solar | 15.405 | 11.4
ESMAEX-01770 | 11185141 | MA - SMART Program |  | Utility Connected Solutions DR Program | In Queue | Residential | HARWCHPORT | 2022-11-03 | Lithium Ion |  | Tesla | 13.5 | 5 | 13.5 | 5 | Behind the Meter | Customer Bill Savings (e.g., Demand Charge Management, TOU Arbitrage) | Peak Shaving/ Load Leveling | Reliability and Resiliency |  | 11125979 | Yes | AC-Coupled | Solar | 10 | 7.6
ESMAEX-01769 | 11120642 |  |  |  | In Queue | Residential | ACTON | 2022-11-03 | Lithium Ion |  | Tesla | 13.5 | 5 | 13.5 | 5 | Behind the Meter | Customer Bill Savings (e.g., Demand Charge Management, TOU Arbitrage) | Peak Shaving/ Load Leveling | Reliability and Resiliency |  | 11126058 | Yes | AC-Coupled | Solar | 9.6 | 7.6
ESMAEX-01768 | 11240627 | MA - SMART Program |  | Utility Connected Solutions DR Program | In Queue | Residential | WOBURN | 2022-11-03 | Lithium Ion |  | Tesla | 13.5 | 5 | 13.5 | 5 | Behind the Meter | Customer Bill Savings (e.g., Demand Charge Management, TOU Arbitrage) | Peak Shaving/ Load Leveling | Reliability and Resiliency |  | 11126088 | Yes | AC-Coupled | Solar | 9.6 | 7.6
ESMAEX-01767 | 11240870 | MA - SMART Program |  | Utility Connected Solutions DR Program | In Queue | Residential | BEDFORD | 2022-11-03 | Lithium Ion |  | Tesla | 13.5 | 5 | 13.5 | 5 | Behind the Meter | Customer Bill Savings (e.g., Demand Charge Management, TOU Arbitrage) | Peak Shaving/ Load Leveling | Reliability and Resiliency |  | 11125401 | Yes | AC-Coupled | Solar | 9.2 | 7.6
ESMAEX-01766 | 11189489 |  |  |  | In Queue | Commercial | MASHPEE | 2022-11-03 | Lithium Ion |  | Tesla | 27 | 10 | 27 | 10 | Behind the Meter | Customer Bill Savings (e.g., Demand Charge Management, TOU Arbitrage) | Peak Shaving/ Load Leveling | Reliability and Resiliency |  | 11240735 | Yes | AC-Coupled | Solar | 14 | 15.2
ESMAEX-01765 | 11240735 | MA - SMART Program |  | Utility Connected Solutions DR Program | In Queue | Residential | FALMOUTH | 2022-11-04 | Lithium Ion |  | Tesla | 13.5 | 13.5 | 5 | 5 | Behind the Meter | Reliability and Resiliency |  |  | Connected solutions | 11125656 | Yes | AC-Coupled | Solar | 9.2 | 11.78
ESMAEX-01764 | 11188985 |  |  |  | In Queue | Commercial | SOUTHWICK | 2022-11-04 | Lithium Ion |  | Tesla | 5 | 14 | 5 | 5 | Behind the Meter |  |  |  |  | 11120642 | Yes | AC-Coupled | Solar | 13.6 | 10
ESMAEX-01763 | 11696811 |  |  |  | In Queue | Commercial | WASHINGTON | 2022-11-04 | Lithium Ion |  | Tesla | 7 | 14 | 7 | 7 | Behind the Meter |  |  |  |  | 11189489 | Yes | AC-Coupled | Solar | 5.2 | 5
ESMAEX-01762 | 11696835 |  |  | Utility Connected Solutions DR Program | In Queue | Residential | MEDWAY | 2022-11-04 | Lithium Ion |  | Tesla | 13.5 | 5 | 13.5 | 5 | Behind the Meter | Customer Bill Savings (e.g., Demand Charge Management, TOU Arbitrage) | Peak Shaving/ Load Leveling | Reliability and Resiliency |  | 11165379 | Yes | AC-Coupled | Solar | 9.6 | 7.6
ESMAEX-01761 | 11696876 |  |  | ConnectedSolutions | In Queue | Residential | PLYMOUTH | 2022-11-04 | Lithium Ion |  | Tesla | 13.5 | 5 | 13.5 | 5 | Behind the Meter | Customer Bill Savings (e.g., Demand Charge Management, TOU Arbitrage) | Peak Shaving/ Load Leveling | Reliability and Resiliency |  | 11180001 | Yes | AC-Coupled | Solar | 7.2 | 7.6
ESMAEX-01760 | 11696785 |  |  | ConnectedSolutions | In Queue | Residential | WINCHESTER | 2022-11-04 | Lithium Ion |  | Tesla | 13.5 | 5 | 13.5 | 5 | Behind the Meter | Customer Bill Savings (e.g., Demand Charge Management, TOU Arbitrage) | Peak Shaving/ Load Leveling | Reliability and Resiliency |  | 11126281 | Yes | AC-Coupled | Solar | 12 | 11.4
ESMAEX-01759 | 11700850 |  |  |  | In Queue | Residential | WAREHAM | 2022-11-04 | Lithium Ion |  | Tesla | 13.5 | 5 | 13.5 | 5 | Behind the Meter | Customer Bill Savings (e.g., Demand Charge Management, TOU Arbitrage) | Peak Shaving/ Load Leveling | Reliability and Resiliency |  | 11126309 | Yes | AC-Coupled | Solar | 12 | 11.4
ESMAEX-01751 | 11194415 | MA - SMART Program |  | Connected Solutions Demand Response | In Queue | Commercial | N DARTMUTH | 2022-11-04 | Lithium Ion |  | Tesla | 27 | 10 | 13.5 | 5 | Behind the Meter | Customer Bill Savings (e.g., Demand Charge Management, TOU Arbitrage) | Peak Shaving/ Load Leveling | Reliability and Resiliency |  | 11240524 | Yes | AC-Coupled | Solar | 15.2 | 15.2
ESMAEX-01750 | 11194742 | MA - SMART Program |  | Connected Solutions Demand Response | In Queue | Commercial | DEDHAM | 2022-11-04 | Lithium Ion |  | Tesla | 27 | 10 | 27 | 10 | Behind the Meter | Customer Bill Savings (e.g., Demand Charge Management, TOU Arbitrage) | Peak Shaving/ Load Leveling | Reliability and Resiliency |  | 11240627 | Yes | AC-Coupled | Solar | 14.4 | 15.2
ESMAEX-01741 | 11180694 | MA - SMART Program |  | Connected Solutions Demand Response | In Queue | Commercial | FRAMINGHAM | 2022-11-04 | Lithium Ion |  | Tesla | 0 | 0 | 27 | 10 | Behind the Meter | Customer Bill Savings (e.g., Demand Charge Management, TOU Arbitrage) | Peak Shaving/ Load Leveling | Reliability and Resiliency |  | 11240870 | Yes | AC-Coupled | Solar | 0 | 10
ESMAEX-01740 | 11154480 | MA - SMART Program |  | Connected Solutions Demand Response | In Queue | Commercial | CANTON | 2022-11-04 | Lithium Ion |  | Tesla | 54 | 20 | 54 | 20 | Behind the Meter | Customer Bill Savings (e.g., Demand Charge Management, TOU Arbitrage) | Peak Shaving/ Load Leveling | Reliability and Resiliency |  | 11185141 | Yes | AC-Coupled | Solar | 16.32 | 35.2
ESMAEX-01739 | 11154202 | MA - SMART Program |  |  | In Queue | Residential | DUXBURY | 2022-11-06 | Lithium Ion |  | Enphase | 0 | 0 | 3.36 | 1.28 | Behind the Meter | Backup, Solar Self Consumption |  |  |  | 11181126 | Yes | AC-Coupled | Solar | 5.6 | 5.48
ESMAEX-01738 | 11139624 | MA - SMART Program |  | Utility Connected Solutions DR Program | In Queue | Residential | LEXINGTON | 2022-11-07 | Lithium Ion |  | Tesla | 13.5 | 5 | 13.5 | 5 | Behind the Meter | Customer Bill Savings (e.g., Demand Charge Management, TOU Arbitrage) | Peak Shaving/ Load Leveling | Reliability and Resiliency |  | 11181727 | Yes | AC-Coupled | Solar | 10.8 | 11.4
ESMAEX-01733 | 11192075 | MA - SMART Program |  | Utility Connected Solutions DR Program | In Queue | Residential | SHERBORN | 2022-11-07 | Lithium Ion |  | Tesla | 13.5 | 5 | 13.5 | 5 | Behind the Meter | Customer Bill Savings (e.g., Demand Charge Management, TOU Arbitrage) | Peak Shaving/ Load Leveling | Reliability and Resiliency |  | 10026404 | Yes | AC-Coupled | Solar | 14.8 | 11.4
ESMAEX-01732 | 11136111 | MA - SMART Program |  | Utility Connected Solutions DR Program | In Queue | Residential | WABAN | 2022-11-07 | Lithium Ion |  | Tesla | 13.5 | 5 | 13.5 | 5 | Behind the Meter | Customer Bill Savings (e.g., Demand Charge Management, TOU Arbitrage) | Peak Shaving/ Load Leveling | Reliability and Resiliency |  | 7464370 | Yes | AC-Coupled | Solar | 8.4 | 12.6
ESMAEX-01728 | 11160720 |  |  | Utility Connected Solutions DR Program | In Queue | Commercial | SHERBORN | 2022-11-08 | Lithium Ion |  | Other | 9.7 | 9.7 | 9.7 | 9.7 | Behind the Meter |  |  |  |  | 11160451 | Yes | DC-Coupled | Solar | 24.8 | 20
ESMAEX-01726 | 11180642 | MA - Energy Efficiency/ DR Program |  |  | In Queue | Commercial | Burlington | 2022-11-08 | Lithium Ion |  | Enphase | 10.05 | 10.05 | 10.05 | 10.05 | Behind the Meter | Customer Bill Savings (e.g., Demand Charge Management, TOU Arbitrage) | Peak Shaving/ Load Leveling | Reliability and Resiliency |  | 11160819 | Yes | AC-Coupled | Solar | 13.6 | 10.2
ESMAEX-01725 | 11180729 | MA - SMART Program |  |  | In Queue | Commercial | NORFOLK | 2022-11-08 | Lithium Ion |  | Tesla | 13.5 | 5 | 13.5 | 5 | Behind the Meter | Customer Bill Savings (e.g., Demand Charge Management, TOU Arbitrage) | Peak Shaving/ Load Leveling | Reliability and Resiliency |  | 11156955 | Yes | AC-Coupled | Solar | 4.8 | 12.6
ESMAEX-01721 | 11308834 | MA - SMART Program |  |  | In Queue | Residential | AMHERST | 2022-11-08 | Lithium Ion |  | Other | 19.4 | 15 | 19.4 | 15 | Behind the Meter | Customer Bill Savings (e.g., Demand Charge Management, TOU Arbitrage) | Backup, Solar Self Consumption |  |  | 11310606 | Yes | DC-Coupled | Solar | 12.775 | 10
ESMAEX-01720 | 11173493 | MA - SMART Program |  |  | In Queue | Commercial | WESTWOOD | 2022-11-08 | Lithium Ion |  | Tesla | 0 | 0 | 27 | 10 | Behind the Meter | Customer Bill Savings (e.g., Demand Charge Management, TOU Arbitrage) | Peak Shaving/ Load Leveling | Reliability and Resiliency |  | 11289174 | Yes | AC-Coupled | Solar | 0 | 10
ESMAEX-01716 | 11166540 | MA - SMART Program |  | Connected Solutions Demand Response | In Queue | Commercial | PROVNCTOWN | 2022-11-08 | Lithium Ion |  | Tesla | 27 | 10 | 27 | 10 | Behind the Meter | Customer Bill Savings (e.g., Demand Charge Management, TOU Arbitrage) | Peak Shaving/ Load Leveling | Reliability and Resiliency |  | 11289236 | Yes | AC-Coupled | Solar | 11.2 | 10
ESMAEX-01715 | 10967836 |  |  | Connected Solutions Demand Response | In Queue | Commercial | BEDFORD | 2022-11-08 | Lithium Ion |  | Tesla | 27 | 10 | 27 | 10 | Behind the Meter | Customer Bill Savings (e.g., Demand Charge Management, TOU Arbitrage) | Peak Shaving/ Load Leveling | Reliability and Resiliency |  | 11157246 | Yes | AC-Coupled | Solar | 13.6 | 15.2
ESMAEX-01714 | 11166361 | MA - SMART Program |  | Utility Connected Solutions DR Program | In Queue | Residential | S CHATHAM | 2022-11-09 | Lithium Ion |  | Tesla | 13.5 | 5 | 13.5 | 5 | Behind the Meter | Customer Bill Savings (e.g., Demand Charge Management, TOU Arbitrage) | Peak Shaving/ Load Leveling | Reliability and Resiliency |  | 11180888 | Yes | AC-Coupled | Solar | 5.18 | 7.6
ESMAEX-01713 | 10934455 | MA - SMART Program |  | ConnectedSolutions | In Queue | Residential | WABAN | 2022-11-09 | Lithium Ion |  | Tesla | 13.5 | 5 | 13.5 | 5 | Behind the Meter | Customer Bill Savings (e.g., Demand Charge Management, TOU Arbitrage) | Peak Shaving/ Load Leveling | Reliability and Resiliency |  | 11181200 | Yes | AC-Coupled | Solar | 4.4 | 12.6
ESMAEX-01712 | 11110663 | MA - SMART Program |  |  | In Queue | Commercial | FRAMINGHAM | 2022-11-09 | Lithium Ion |  | Tesla | 27 | 10 | 13.5 | 5 | Behind the Meter | Customer Bill Savings (e.g., Demand Charge Management, TOU Arbitrage) | Peak Shaving/ Load Leveling | Reliability and Resiliency |  | 11328909 | Yes | AC-Coupled | Solar | 20 | 15.2
ESMAEX-01711 | 11166178 | MA - SMART Program |  |  | In Queue | Commercial | W SOMERVIL | 2022-11-09 | Lithium Ion |  | Tesla | 0 | 0 | 13.5 | 5 | Behind the Meter | Backup, Solar Self Consumption | Reliability and Resiliency |  |  | 11315479 | Yes | AC-Coupled | Solar | 19.53 | 23.57
ESMAEX-01706 | 11110269 |  |  |  | In Queue | Commercial | STONEHAM | 2022-11-09 | Lithium Ion |  | Tesla | 27 | 10 | 27 | 10 | Behind the Meter | Customer Bill Savings (e.g., Demand Charge Management, TOU Arbitrage) | Peak Shaving/ Load Leveling | Reliability and Resiliency |  | 11344269 | Yes | AC-Coupled | Solar | 12.8 | 15.2
ESMAEX-01705 | 11015714 |  |  | Utility Connected Solutions DR Program | In Queue | Residential | W TISBURY | 2022-11-10 | Lithium Ion |  | Other | 9.7 | 7.5 | 9.7 | 7.5 | Behind the Meter | Reliability and Resiliency |  |  |  | 11195083 | Yes | DC-Coupled | Solar | 6.96 | 7.6
ESMAEX-01704 | 11575750 | ISO Markets |  | ConnectedSolutions | In Queue | Residential | ORLEANS | 2022-11-10 | Lithium Ion |  | Tesla | 13.5 | 5 | 13.5 | 5 | Behind the Meter | Customer Bill Savings (e.g., Demand Charge Management, TOU Arbitrage) |  |  |  | 11208708 | Yes | AC-Coupled | Solar | 6 | 10
ESMAEX-01698 | 10976715 | MA - SMART Program |  | Connected Solutions | In Queue | Residential | CARVER | 2022-11-10 | Lithium Ion |  | SimpliFi | 15.2 | 7.6 | 15.2 | 7.6 | Behind the Meter | Reliability and Resiliency |  |  |  | 11181715 | Yes | DC-Coupled | Solar | 8.8 | 9
ESMAEX-01697 | 10976028 | MA - SMART Program |  |  | In Queue | Commercial | LEXINGTON | 2022-11-10 | Lithium Ion |  | Tesla | 40.5 | 15 | 40.5 | 15 | Behind the Meter | Customer Bill Savings (e.g., Demand Charge Management, TOU Arbitrage) | Peak Shaving/ Load Leveling | Reliability and Resiliency |  | 11344412 | Yes | AC-Coupled | Solar | 15.12 | 15.2
ESMAEX-01692 | 11041755 |  |  | Connected Solutions | In Queue | Commercial | Feeding Hills | 2022-11-10 | Lithium Ion |  | Other | 2224 | 1000 | 2224 | 1000 | Standalone | Peak Shaving/ Load Leveling |  |  |  | 11160720 | Yes | DC-Coupled | Solar | 4786 | 2000
ESMAEX-01691 | 11466308 | ISO Markets |  |  | In Queue | Commercial | FEEDING HILLS | 2022-11-11 | Lithium Ion |  | Tesla | 5 | 14 | 5 | 5 | Behind the Meter |  |  |  |  | 11191388 | Yes | AC-Coupled | Solar | 11.6 | 10
ESMAEX-01685 | 11024495 | MA - SMART Program |  | Utility Connected Solutions DR Program | In Queue | Commercial | ARLINGTON | 2022-11-11 | Lithium Ion |  | JLM | 6.4 | 6.4 | 6.4 | 6.4 | Behind the Meter | Reliability and Resiliency |  |  |  | 11386900 | Yes | AC-Coupled | Solar | 19.2 | 25.6
ESMAEX-01684 | 11023900 | MA - SMART Program |  |  | In Queue | Residential | N EASTHAM | 2022-11-11 | Lithium Ion |  | Enphase | 10.08 | 0 | 10.08 | 3.84 | Behind the Meter | Customer Bill Savings (e.g., Demand Charge Management, TOU Arbitrage) |  |  |  | 11209853 | Yes | AC-Coupled | Solar | 10.4 | 11.64
ESMAEX-01682 | 10933086 |  |  | Utility Connected Solutions DR Program | In Queue | Residential | EASTHAM | 2022-11-13 | Lithium Ion |  | Tesla | 13.5 | 7 | 13.5 | 5 | Behind the Meter | Peak Shaving/ Load Leveling | Reliability and Resiliency |  |  | 11214173 | Yes | AC-Coupled | Solar | 5.55 | 9.5
ESMAEX-01681 | 11284327 | MA - SMART Program |  |  | In Queue | Residential | ACTON | 2022-11-14 | Lithium Ion |  | Enphase | 10.08 | 0 | 10.08 | 3.84 | Behind the Meter | Customer Bill Savings (e.g., Demand Charge Management, TOU Arbitrage) |  |  |  | 11209905 | Yes | AC-Coupled | Solar | 7.51 | 9.54
ESMAEX-01676 | 10927188 |  |  | Utility Connected Solutions DR Program | In Queue | Residential | WALPOLE | 2022-11-14 | Lithium Ion |  | Tesla | 13.5 | 5 | 13.5 | 5 | Behind the Meter | Customer Bill Savings (e.g., Demand Charge Management, TOU Arbitrage) | Peak Shaving/ Load Leveling | Reliability and Resiliency |  | 11209361 | Yes | AC-Coupled | Solar | 7.2 | 7.6
ESMAEX-01673 | 10910499 |  |  | Utility Connected Solutions DR Program | In Queue | Residential | CHESTNT HL | 2022-11-14 | Lithium Ion |  | Tesla | 13.5 | 5 | 13.5 | 5 | Behind the Meter | Customer Bill Savings (e.g., Demand Charge Management, TOU Arbitrage) | Peak Shaving/ Load Leveling | Reliability and Resiliency |  | 11209716 | Yes | AC-Coupled | Solar | 9.6 | 7.6
ESMAEX-01663 | 10874442 |  |  | Connected Solutions Demand Response | In Queue | Commercial | LEXINGTON | 2022-11-14 | Lithium Ion |  | Tesla | 27 | 10 | 13.5 | 5 | Behind the Meter | Customer Bill Savings (e.g., Demand Charge Management, TOU Arbitrage) | Peak Shaving/ Load Leveling | Reliability and Resiliency |  | 11387088 | Yes | AC-Coupled | Solar | 14 | 20.2
ESMAEX-01661 | 11285266 | MA - SMART Program |  | Connected Solutions Demand Response | In Queue | Commercial | LEXINGTON | 2022-11-14 | Lithium Ion |  | Tesla | 14 | 5.8 | 13.5 | 5 | Behind the Meter | Reliability and Resiliency |  |  |  | 11396425 | Yes | AC-Coupled | Solar | 0 | 10
ESMAEX-01660 | 10920957 | MA - SMART Program |  | Connected Solutions Demand Response | In Queue | Residential | PELHAM | 2022-11-14 | Lithium Ion |  | Other | 19.4 | 15 | 19.4 | 15 | Behind the Meter | Customer Bill Savings (e.g., Demand Charge Management, TOU Arbitrage) | Backup, Solar Self Consumption |  |  | 11302687 | Yes | DC-Coupled | Solar | 12.04 | 10
ESMAEX-01659 | 10921238 | MA - SMART Program |  | Connected Solutions Demand Response | In Queue | Residential | EASTHAMPTON | 2022-11-14 | Lithium Ion |  | Other | 19.4 | 15 | 19.4 | 15 | Behind the Meter | Customer Bill Savings (e.g., Demand Charge Management, TOU Arbitrage) | Backup, Solar Self Consumption |  |  | 11394755 | Yes | DC-Coupled | Solar | 10.2 | 10
ESMAEX-01657 | 10788773 | MA - SMART Program |  | Connected Solutions Demand Response | In Queue | Commercial | HOPKINTON | 2022-11-14 | Lithium Ion |  | Tesla | 27 | 10 | 27 | 10 | Behind the Meter | Customer Bill Savings (e.g., Demand Charge Management, TOU Arbitrage) | Peak Shaving/ Load Leveling | Reliability and Resiliency |  | 11396290 | Yes | AC-Coupled | Solar | 19.2 | 15.2
ESMAEX-01653 | 10783129 | MA - SMART Program |  |  | In Queue | Commercial | BURLINGTON | 2022-11-14 | Lithium Ion |  | Tesla | 27 | 10 | 27 | 10 | Behind the Meter | Customer Bill Savings (e.g., Demand Charge Management, TOU Arbitrage) | Peak Shaving/ Load Leveling | Reliability and Resiliency |  | 11387157 | Yes | AC-Coupled | Solar | 9.6 | 15.2
ESMAEX-01649 | 10829063 |  |  | Net Metering | In Queue | Residential | WEST SPRINGFIELD | 2022-11-15 | Lithium Ion |  | Other | 0 | 0 | 9.7 | 5 | Behind the Meter | Reliability and Resiliency |  |  |  | 11302610 | Yes | AC-Coupled | Solar | 15.21 | 15
ESMAEX-01648 | 10832291 | MA - SMART Program |  | Net Metering | In Queue | Commercial | LUDLOW | 2022-11-15 | Lithium Ion |  | LG Chem | 9.8 | 5 | 9.8 | 5 | Behind the Meter |  |  |  | Backup Power | 11231085 | Yes | DC-Coupled | Solar | 26.28 | 17.6
ESMAEX-01647 | 10632728 |  |  | Utility Connected Solutions DR Program | In Queue | Residential | WINCHESTER | 2022-11-15 | Lithium Ion |  | Tesla | 13.5 | 5 | 13.5 | 5 | Behind the Meter | Customer Bill Savings (e.g., Demand Charge Management, TOU Arbitrage) | Peak Shaving/ Load Leveling | Reliability and Resiliency |  | 11208660 | Yes | AC-Coupled | Solar | 8 | 12.6
ESMAEX-01646 | 10831971 | MA - SMART Program |  | Connected Solutions Demand Response | In Queue | Commercial | STONEHAM | 2022-11-15 | Lithium Ion |  | Tesla | 10 | 10 | 13.5 | 10 | Behind the Meter | Reliability and Resiliency |  |  |  | 11395375 | Yes | AC-Coupled | Solar | 13.2 | 10
ESMAEX-01645 | 10780192 |  |  | Connected Solutions Demand Response | In Queue | Residential | WINDSOR | 2022-11-15 | Lithium Ion |  | Other | 19.4 | 15 | 19.4 | 15 | Behind the Meter | Customer Bill Savings (e.g., Demand Charge Management, TOU Arbitrage) | Backup, Solar Self Consumption |  |  | 11419820 | Yes | DC-Coupled | Solar | 11.315 | 10
ESMAEX-01640 | 10821534 | MA - SMART Program |  |  | In Queue | Commercial | WESTWOOD | 2022-11-16 | Lithium Ion |  | Tesla | 13.5 | 5 | 13.5 | 5 | Behind the Meter | Customer Bill Savings (e.g., Demand Charge Management, TOU Arbitrage) | Peak Shaving/ Load Leveling | Reliability and Resiliency |  | 11397231 | Yes | AC-Coupled | Solar | 25.56 | 22.8
ESMAEX-01638 | 10629918 | ISO Markets |  | Utility Connected Solutions DR Program | In Queue | Residential | CHATHAM | 2022-11-16 | Lithium Ion |  | Other | 9.7 | 5 | 9.7 | 5 | Behind the Meter | Peak Shaving/ Load Leveling | Reliability and Resiliency |  |  | 11287661 | Yes | DC-Coupled | Solar | 8 | 7.6
ESMAEX-01637 | 10702716 | MA - SMART Program |  |  | In Queue | Residential | W HYANPORT | 2022-11-16 | Lithium Ion |  | sonnenBacterie | 8 | 8 | 8 | 8 | Behind the Meter | Reliability and Resiliency |  |  |  | n/a | Yes | AC-Coupled | Solar |  | 8
ESMAEX-01635 | 11309674 | MA - SMART Program |  | Backup Power, Demand Response | In Queue | Commercial | WESTON | 2022-11-16 | Lithium Ion |  | Tesla | 27 | 10 | 27 | 10 | Behind the Meter | Customer Bill Savings (e.g., Demand Charge Management, TOU Arbitrage) | Peak Shaving/ Load Leveling | Reliability and Resiliency |  | 11397254 | Yes | AC-Coupled | Solar | 16 | 15.2
ESMAEX-01627 | 10784042 | MA - SMART Program |  |  | In Queue | Residential | ACTON | 2022-11-17 | Lithium Ion |  | Tesla | 13.5 | 5 | 13.5 | 5 | Behind the Meter | Customer Bill Savings (e.g., Demand Charge Management, TOU Arbitrage) | Peak Shaving/ Load Leveling | Reliability and Resiliency |  | 11251998 | Yes | AC-Coupled | Solar | 6.8 | 7.6
ESMAEX-01623 | 11023409 | MA - SMART Program |  | ConnectedSolutions | In Queue | Residential | ACTON | 2022-11-17 | Lithium Ion |  | Tesla | 13.5 | 7.6 | 13.5 | 7.6 | Behind the Meter |  |  |  |  | 11258004 | Yes | AC-Coupled | Solar | 9.6 | 7.6
ESMAEX-01620 | 10651396 | MA - Energy Efficiency/ DR Program |  |  | In Queue | Commercial | East Freetown | 2022-11-17 | Lithium Ion |  | Samsung | 2500 | 1250 | 2500 | 1250 | Standalone | Peak Shaving/ Load Leveling | Wholesale Market |  |  | 11466308 | Yes | DC-Coupled | Solar | 5000 | 3000
ESMAEX-01613 | 10591149 | ISO Markets |  |  | In Queue | Commercial | PROVNCTOWN | 2022-11-18 | Lithium Ion |  | Tesla | 27 | 10 | 13.5 | 5 | Behind the Meter | Customer Bill Savings (e.g., Demand Charge Management, TOU Arbitrage) | Peak Shaving/ Load Leveling | Reliability and Resiliency |  | 11434722 | Yes | AC-Coupled | Solar | 21.456 | 15.2
ESMAEX-01608 | 10709711 | MA - SMART Program |  | Utility DR Program | In Queue | Residential | NORFOLK | 2022-11-18 | Lithium Ion |  | Other | 5 | 9.7 | 5 | 9.7 | Behind the Meter |  |  |  |  | 11268716 | Yes | DC-Coupled | Solar | 12 | 10
ESMAEX-01607 | 10653468 | MA - SMART Program |  |  | In Queue | Residential | MAYNARD | 2022-11-18 | Lithium Ion |  | Tesla | 13.5 | 5 | 13.5 | 5 | Behind the Meter | Customer Bill Savings (e.g., Demand Charge Management, TOU Arbitrage) | Peak Shaving/ Load Leveling | Reliability and Resiliency |  | 11267208 | Yes | AC-Coupled | Solar | 8.4 | 7.6
ESMAEX-01601 | 10910237 | MA - SMART Program |  | Connected Solutions | In Queue | Commercial | SHARON | 2022-11-18 | Lithium Ion |  | Tesla | 0 | 0 | 27 | 10 | Behind the Meter | Customer Bill Savings (e.g., Demand Charge Management, TOU Arbitrage) | Peak Shaving/ Load Leveling | Reliability and Resiliency |  | 11484329 | Yes | AC-Coupled | Solar | 0 | 10
ESMAEX-01600 | 10684935 | MA - SMART Program |  | Net Metering | In Queue | Commercial | MASHPEE | 2022-11-21 | Lithium Ion |  | Enphase | 10.08 | 3.84 | 10.08 | 3.84 | Behind the Meter |  |  |  |  | 11407472 | Yes | AC-Coupled | Solar | 12.045 | 17.58
ESMAEX-01599 | 10582087 | MA - Energy Efficiency/ DR Program | MA - SMART Program |  | In Queue | Residential | NEEDHAM | 2022-11-21 | Lithium Ion |  | Tesla | 13.5 | 5 | 13.5 | 5 | Behind the Meter | Customer Bill Savings (e.g., Demand Charge Management, TOU Arbitrage) | Peak Shaving/ Load Leveling | Reliability and Resiliency |  | 11302650 | Yes | AC-Coupled | Solar | 15.2 | 11.4
ESMAEX-01598 | 10496789 | ISO Markets |  |  | In Queue | Residential | ACTON | 2022-11-21 | Lithium Ion |  | Tesla | 13.5 | 5 | 13.5 | 5 | Behind the Meter | Customer Bill Savings (e.g., Demand Charge Management, TOU Arbitrage) | Peak Shaving/ Load Leveling | Reliability and Resiliency |  | 11302894 | Yes | AC-Coupled | Solar | 8.8 | 7.6
ESMAEX-01596 | 10582355 | MA - SMART Program |  | Connected Solutions -Demand Response | In Queue | Residential | N FALMOUTH | 2022-11-21 | Lithium Ion |  | Tesla | 0 | 0 | 13.5 | 5 | Behind the Meter | Customer Bill Savings (e.g., Demand Charge Management, TOU Arbitrage) | Peak Shaving/ Load Leveling | Reliability and Resiliency |  | 11281052 | Yes | AC-Coupled | Solar | 0 | 5
ESMAEX-01595 | 10494103 | MA - SMART Program |  |  | In Queue | Residential | AMHERST | 2022-11-21 | Lithium Ion |  | Other | 19.4 | 15 | 19.4 | 15 | Behind the Meter | Customer Bill Savings (e.g., Demand Charge Management, TOU Arbitrage) | Backup, Solar Self Consumption |  |  | 11732929 | Yes | DC-Coupled | Solar | 6 | 7.6
ESMAEX-01589 | 10560400 |  |  | Connected Solutions Demand Response | In Queue | Commercial | NEEDHAM | 2022-11-21 | Lithium Ion |  | Tesla | 27 | 10 | 27 | 10 | Behind the Meter | Customer Bill Savings (e.g., Demand Charge Management, TOU Arbitrage) | Peak Shaving/ Load Leveling | Reliability and Resiliency |  | 11407814 | Yes | AC-Coupled | Solar | 13.6 | 15.2
ESMAEX-01588 | 11252089 | ISO Markets |  |  | In Queue | Commercial | WAREHAM | 2022-11-21 | Lithium Ion |  | Tesla | 27 | 10 | 27 | 10 | Behind the Meter |  |  |  |  | 11440177 | Yes | AC-Coupled | Solar | 16.99 | 12.9
ESMAEX-01587 | 9712816 | MA - SMART Program |  |  | In Queue | Commercial | FRAMINGHAM | 2022-11-21 | Lithium Ion |  | Tesla | 40.5 | 15 | 40.5 | 15 | Behind the Meter | Customer Bill Savings (e.g., Demand Charge Management, TOU Arbitrage) | Peak Shaving/ Load Leveling | Reliability and Resiliency |  | 11407646 | Yes | AC-Coupled | Solar | 18 | 20.2
ESMAEX-01586 | 5167826 | ISO Markets |  | ConnectedSolutions | In Queue | Residential | EASTHAM | 2022-11-22 | Lithium Ion |  | Tesla | 13.5 | 5 | 13.5 | 5 | Behind the Meter | Customer Bill Savings (e.g., Demand Charge Management, TOU Arbitrage) |  |  |  | 11302471 | Yes | AC-Coupled | Solar | 3.7 | 8
ESMAEX-01585 | 9992472 | MA - SMART Program |  | SREC | In Queue | Commercial | HYDE PARK | 2022-11-22 | Lithium Ion |  | Other | 18 | 3 | 18 | 6.7 | Behind the Meter | Wholesale Market |  |  |  | 11439795 | Yes | DC-Coupled | Solar | 4.8 | 8
ESMAEX-01579 | 10607494 | MA - SMART Program |  | Connected Solutions Demand Response | In Queue | Commercial | CHATHAM | 2022-11-22 | Lithium Ion |  | Tesla | 27 | 10 | 27 | 10 | Behind the Meter | Customer Bill Savings (e.g., Demand Charge Management, TOU Arbitrage) | Peak Shaving/ Load Leveling | Reliability and Resiliency |  | 11407711 | Yes | AC-Coupled | Solar | 19.2 | 15.2
ESMAEX-01576 |  |  |  |  | In Queue | Commercial | HOPKINTON | 2022-11-22 | Lithium Ion |  | Tesla | 27 | 10 | 27 | 10 | Behind the Meter | Customer Bill Savings (e.g., Demand Charge Management, TOU Arbitrage) | Peak Shaving/ Load Leveling | Reliability and Resiliency |  | 11407910 | Yes | AC-Coupled | Solar | 23.2 | 19
ESMAEX-01572 |  | ISO Markets |  |  | In Queue | Commercial | DUXBURY | 2022-11-23 | Lithium Ion |  | Enphase | 0 | 0 | 10.08 | 10.08 | Behind the Meter | Backup, Solar Self Consumption |  |  |  | 11439867 | Yes | AC-Coupled | Solar | 15.2 | 11.4
ESMAEX-01549 | 11262121 | MA - DOER/ MassCEC Funded Projects |  |  | In Queue | Residential | W ROXBURY | 2022-11-23 | Lithium Ion |  | Tesla | 13.5 | 5 | 13.5 | 5 | Behind the Meter | Customer Bill Savings (e.g., Demand Charge Management, TOU Arbitrage) | Peak Shaving/ Load Leveling | Reliability and Resiliency |  | 11320872 | Yes | AC-Coupled | Solar | 9.6 | 7.6
ESMAEX-01548 | 10530041 | MA - SMART Program |  |  | In Queue | Residential | NEEDHAM | 2022-11-23 | Lithium Ion |  | Tesla | 13.5 | 5 | 13.5 | 5 | Behind the Meter | Customer Bill Savings (e.g., Demand Charge Management, TOU Arbitrage) | Peak Shaving/ Load Leveling | Reliability and Resiliency |  | 11321266 | Yes | AC-Coupled | Solar | 8 | 7.6
ESMAEX-01543 | 10503633 | MA - SMART Program |  |  | In Queue | Residential | DENNISPORT | 2022-11-23 | Lithium Ion |  | Tesla | 0 | 0 | 13.5 | 5 | Behind the Meter | Customer Bill Savings (e.g., Demand Charge Management, TOU Arbitrage) | Peak Shaving/ Load Leveling | Reliability and Resiliency |  | 11306094 | Yes | AC-Coupled | Solar | 6.32 | 12.6
ESMAEX-01542 | 10487726 | MA - SMART Program |  |  | In Queue | Residential | E SANDWICH | 2022-11-23 | Lithium Ion |  | Tesla | 13.5 | 5 | 13.5 | 5 | Behind the Meter | Customer Bill Savings (e.g., Demand Charge Management, TOU Arbitrage) | Peak Shaving/ Load Leveling | Reliability and Resiliency |  | 11309255 | Yes | AC-Coupled | Solar | 9.72 | 7.6
ESMAEX-01539 | 10398483 |  |  |  | In Queue | Commercial | N TRURO | 2022-11-23 | Lithium Ion |  | Tesla | 0 | 0 | 27 | 10 | Behind the Meter | Customer Bill Savings (e.g., Demand Charge Management, TOU Arbitrage) | Peak Shaving/ Load Leveling | Reliability and Resiliency |  | 11407568 | Yes | AC-Coupled | Solar | 0 | 10
ESMAEX-01532 | 10348567 | MA - SMART Program |  | Connected Solutions Demand Response | In Queue | Commercial | ARLINGTON | 2022-11-23 | Lithium Ion |  | Tesla | 0 | 0 | 40.5 | 15 | Behind the Meter | Customer Bill Savings (e.g., Demand Charge Management, TOU Arbitrage) | Peak Shaving/ Load Leveling | Reliability and Resiliency |  | 11407780 | Yes | AC-Coupled | Solar | 0 | 15
ESMAEX-01526 | 10442572 | MA - SMART Program |  | Utility Connected Solutions DR Program | In Queue | Residential | BEDFORD | 2022-11-25 | Lithium Ion |  | Other | 16.69 | 16.69 | 10 | 10 | Behind the Meter |  |  |  |  | 11342963 | Yes | DC-Coupled | Solar | 16.69 | 10
ESMAEX-01522 | 10306143 | ISO Markets |  |  | In Queue | Commercial | MARSHFIELD | 2022-11-28 | Lithium Ion |  | Tesla | 10 | 10 | 13.5 | 10 | Behind the Meter | Reliability and Resiliency |  |  |  | 11415824 | Yes | AC-Coupled | Solar | 13.2 | 10
ESMAEX-01521 | 10397711 | MA - SMART Program |  | Utility Connected Solutions DR Program | In Queue | Residential | FRAMINGHAM | 2022-11-28 | Lithium Ion |  | Other | 10 | 10 | 10 | 10 | Behind the Meter |  |  |  |  | 11342393 | Yes | DC-Coupled | Solar | 13.6 | 10
ESMAEX-01515 | 10334767 | MA - Energy Efficiency/ DR Program |  | Utility Connected Solutions DR Program | In Queue | Residential | DENNISPORT | 2022-11-28 | Lithium Ion |  | Tesla | 0 | 0 | 13.5 | 5 | Behind the Meter | Customer Bill Savings (e.g., Demand Charge Management, TOU Arbitrage) | Peak Shaving/ Load Leveling | Reliability and Resiliency |  | 11343585 | Yes | AC-Coupled | Solar |  | 10
ESMAEX-01512 | 10324365 |  |  |  | In Queue | Residential | LONGMEADOW | 2022-11-28 | Lithium Ion |  | Tesla | 0 | 0 | 13.5 | 7 | Behind the Meter |  |  |  | Backup | 11447474 | Yes | AC-Coupled | Solar | 6.745 | 13
ESMAEX-01508 | 10496093 | MA - SMART Program |  | Utility Connected Solutions DR Program | In Queue | Residential | KINGSTON | 2022-11-28 | Lithium Ion |  | Tesla | 13.5 | 5 | 13.5 | 5 | Behind the Meter | Customer Bill Savings (e.g., Demand Charge Management, TOU Arbitrage) | Peak Shaving/ Load Leveling | Reliability and Resiliency |  | 11343023 | Yes | AC-Coupled | Solar | 9.2 | 7.6
ESMAEX-01503 | 10421459 | MA - SMART Program |  | Net Metering | In Queue | Residential | LEXINGTON | 2022-11-28 | Lithium Ion |  | Tesla | 13.5 | 5 | 13.5 | 5 | Behind the Meter | Customer Bill Savings (e.g., Demand Charge Management, TOU Arbitrage) | Peak Shaving/ Load Leveling | Reliability and Resiliency |  | 11342483 | Yes | AC-Coupled | Solar | 6.4 | 7.6
ESMAEX-01502 | 10334981 |  |  | Connected Solutions | In Queue | Commercial | FRAMINGHAM | 2022-11-28 | Lithium Ion |  | Tesla | 1284 | 642 | 1284 | 642 | Behind the Meter | Customer Bill Savings (e.g., Demand Charge Management, TOU Arbitrage) | Peak Shaving/ Load Leveling | Reliability and Resiliency | Connected Solutions |  | Yes | AC-Coupled | Solar | 0 | 642
ESMAEX-01501 | 10305700 |  |  |  | In Queue | Commercial | Becket | 2022-11-28 | Lithium Ion |  | Other | 10800 | 2700 | 10800 | 2700 | Standalone | Reliability and Resiliency |  |  |  | 11332906 | Yes | DC-Coupled | Solar | 3075 | 2700
ESMAEX-01497 | 10412808 | MA - SMART Program |  |  | In Queue | Commercial | HOLLISTON | 2022-11-29 | Lithium Ion |  | Tesla | 10 | 10 | 10 | 10 | Behind the Meter |  |  |  |  | 11413667 | Yes | AC-Coupled | Solar | 12 | 15.2
ESMAEX-01496 | 10412686 | MA - SMART Program |  | Utility Connected Solutions DR Program | In Queue | Residential | SPRINGFIELD | 2022-11-29 | Lithium Ion |  | Tesla | 0 | 0 | 13.5 | 7.6 | Behind the Meter | Customer Bill Savings (e.g., Demand Charge Management, TOU Arbitrage) | Peak Shaving/ Load Leveling | Reliability and Resiliency |  | 11784006 | Yes | AC-Coupled | Solar | 9.6 | 7.6
ESMAEX-01481 | 9833999 |  |  |  | In Queue | Residential | ORLEANS | 2022-11-29 | Lithium Ion |  | Tesla | 13.5 | 5 | 13.5 | 5 | Behind the Meter | Customer Bill Savings (e.g., Demand Charge Management, TOU Arbitrage) | Peak Shaving/ Load Leveling | Reliability and Resiliency |  | 11386063 | Yes | AC-Coupled | Solar | 7.6 | 7.6
ESMAEX-01480 | 10189306 | MA - SMART Program |  | Connected Solutions Demand Response | In Queue | Commercial | ROSLINDALE | 2022-11-29 | Lithium Ion |  | Tesla | 10 | 10 | 14 | 10 | Behind the Meter | Reliability and Resiliency |  |  |  | 11417171 | Yes | AC-Coupled | Solar | 7.6 | 6
ESMAEX-01479 | 11576334 | ISO Markets |  |  | In Queue | Commercial | SPRINGFIELD | 2022-11-29 | Lithium Ion |  | Tesla | 27 | 10 | 27 | 10 | Behind the Meter | Customer Bill Savings (e.g., Demand Charge Management, TOU Arbitrage) | Peak Shaving/ Load Leveling | Reliability and Resiliency |  | 11380672 | Yes | AC-Coupled | Solar | 16.8 | 15.2
ESMAEX-01469 | 10265271 | MA - SMART Program |  | Connected Solutions Demand Response | In Queue | Commercial | KINGSTON | 2022-11-29 | Lithium Ion |  | Tesla | 27 | 10 | 27 | 10 | Behind the Meter | Customer Bill Savings (e.g., Demand Charge Management, TOU Arbitrage) | Peak Shaving/ Load Leveling | Reliability and Resiliency |  | 11378620 | Yes | AC-Coupled | Solar | 14.8 | 15.2
ESMAEX-01468 | 10306777 | MA - SMART Program |  | Connected Solutions Demand Response | In Queue | Commercial | SHARON | 2022-11-29 | Lithium Ion |  | Tesla | 27 | 10 | 27 | 10 | Behind the Meter | Customer Bill Savings (e.g., Demand Charge Management, TOU Arbitrage) | Peak Shaving/ Load Leveling | Reliability and Resiliency |  | 11416638 | Yes | AC-Coupled | Solar | 19.2 | 15.2
ESMAEX-01466 | 10295259 | MA - SMART Program |  |  | In Queue | Commercial | Walpole | 2022-11-29 | Lithium Ion |  | Other | 1500 | 1500 | 1249.8 | 1249.8 | Behind the Meter | Reliability and Resiliency | Wholesale Market |  |  |  | Yes | AC-Coupled | Solar | 0 | 4999.2
ESMAEX-01461 | 10279772 |  |  |  | In Queue | Commercial | Blandford | 2022-11-29 | Lithium Ion |  | Other | 8000 | 2000 | 8000 | 2000 | Standalone | Reliability and Resiliency |  |  |  | 11309674 | Yes | DC-Coupled | Solar | 2674 | 2000
ESMAEX-01458 | 10256843 | MA - SMART Program |  |  | In Queue | Commercial | Millis | 2022-11-29 | Lithium Ion |  | Other | 10600 | 4990 | 10600 | 4990 | Standalone | Reliability and Resiliency |  |  |  | 11379864 | Yes | DC-Coupled | Solar | 699192 | 4999
ESMAEX-01454 | 10255708 | MA - SMART Program |  | Connected Solutions Demand Response | In Queue | Commercial | Eastham | 2022-11-29 | Lithium Ion |  | Other | 1500 | 1500 | 17140 | 1249.8 | Behind the Meter | Reliability and Resiliency | Wholesale Market |  |  |  | Yes | AC-Coupled | Solar | 0 | 4999.2
ESMAEX-01452 | 10254798 | MA - DOER/ MassCEC Funded Projects |  |  | In Queue | Commercial | New Bedford | 2022-11-29 | Lithium Ion |  | Other | 1500 | 1500 | 17140 | 1249.8 | Behind the Meter | Peak Shaving/ Load Leveling | Reliability and Resiliency | Wholesale Market |  |  | Yes | AC-Coupled | Solar | 0 | 4999.2
ESMAEX-01446 | 10265158 | MA - DOER/ MassCEC Funded Projects |  |  | In Queue | Commercial | Canton | 2022-11-29 | Lithium Ion |  | Other | 1500 | 1500 | 1500 | 1249.8 | Behind the Meter | Reliability and Resiliency | Wholesale Market |  |  | 11389210 | Yes | AC-Coupled | Solar | 0 | 4999.2
ESMAEX-01444 | 10062836 | MA - SMART Program |  | Connected Solutions | In Queue | Residential | CHATHAM | 2022-11-30 | Lithium Ion |  | LG Chem | 9.8 | 5 | 9.8 | 5 | Behind the Meter |  |  |  | Backup | 11342674 | Yes | DC-Coupled | Solar | 13.5 | 9.6
ESMAEX-01443 | 10265616 | MA - SMART Program |  |  | In Queue | Commercial | WESTON | 2022-11-30 | Lithium Ion |  | Tesla | 81 | 30 | 81 | 30 | Behind the Meter | Customer Bill Savings (e.g., Demand Charge Management, TOU Arbitrage) | Peak Shaving/ Load Leveling | Reliability and Resiliency |  | 11392019 | Yes | AC-Coupled | Solar | 40.61 | 26.6
ESMAEX-01439 | 10398207 | MA - SMART Program |  |  | In Queue | Residential | ARLINGTON | 2022-12-01 | Lithium Ion |  | Tesla | 13.5 | 5 | 13.5 | 5 | Behind the Meter | Customer Bill Savings (e.g., Demand Charge Management, TOU Arbitrage) | Peak Shaving/ Load Leveling | Reliability and Resiliency |  | 9995631 | Yes | AC-Coupled | Solar | 7.6 | 7.6
ESMAEX-01437 | 10222454 | MA - SMART Program |  | Connected Solutions Demand Response | In Queue | Residential | HADLEY | 2022-12-01 | Lithium Ion |  | Other | 19.4 | 15 | 19.4 | 15 | Behind the Meter | Customer Bill Savings (e.g., Demand Charge Management, TOU Arbitrage) | Backup, Solar Self Consumption |  |  | 11516761 | Yes | DC-Coupled | Solar | 17.885 | 10
ESMAEX-01435 | 10135714 | MA - SMART Program |  | Connected Solutions | In Queue | Commercial | MEDWAY | 2022-12-01 | Lithium Ion |  | Tesla | 27 | 10 | 27 | 10 | Behind the Meter | Customer Bill Savings (e.g., Demand Charge Management, TOU Arbitrage) | Peak Shaving/ Load Leveling | Reliability and Resiliency |  | 11506731 | Yes | AC-Coupled | Solar | 17.2 | 15.2
ESMAEX-01428 | 10189847 | MA - SMART Program |  | Utility DR Program | In Queue | Residential | PITTSFIELD | 2022-12-02 | Lithium Ion |  | Tesla | 0 | 0 | 13.5 | 7.6 | Behind the Meter | Customer Bill Savings (e.g., Demand Charge Management, TOU Arbitrage) | Peak Shaving/ Load Leveling | Reliability and Resiliency |  | 11810468 | Yes | AC-Coupled | Solar | 11.2 | 11.4
ESMAEX-01424 | 10058786 | MA - SMART Program |  |  | In Queue | Residential | NATICK | 2022-12-02 | Lithium Ion |  | Tesla | 13.5 | 5 | 13.5 | 5 | Behind the Meter |  |  |  |  | 11422527 | Yes | AC-Coupled | Solar | 10 | 11.4
ESMAEX-01421 | 10134769 | MA - SMART Program |  | ConnectedSolutions | In Queue | Residential | SHARON | 2022-12-02 | Lithium Ion |  | Tesla | 13.5 | 5 | 13.5 | 5 | Behind the Meter | Customer Bill Savings (e.g., Demand Charge Management, TOU Arbitrage) | Reliability and Resiliency |  |  | 11421071 | Yes | AC-Coupled | Solar | 8.8 | 7.6
ESMAEX-01417 | 10104750 | MA - SMART Program |  |  | In Queue | Residential | CHATHAM | 2022-12-02 | Lithium Ion |  | Tesla | 0 | 0 | 27 | 10 | Behind the Meter | Customer Bill Savings (e.g., Demand Charge Management, TOU Arbitrage) | Peak Shaving/ Load Leveling | Reliability and Resiliency |  | 11421120 | Yes | AC-Coupled | Solar | 4.4 | 13.8
ESMAEX-01416 | 10026277 | MA - SMART Program |  |  | In Queue | Commercial | HOPKINTON | 2022-12-02 | Lithium Ion |  | Tesla | 0 | 0 | 27 | 10 | Behind the Meter | Customer Bill Savings (e.g., Demand Charge Management, TOU Arbitrage) | Peak Shaving/ Load Leveling | Reliability and Resiliency |  | 11460770 | Yes | AC-Coupled | Solar | 15.2 | 15.2
ESMAEX-01414 | 9978718 | MA - SMART Program |  |  | In Queue | Commercial | HOPKINTON | 2022-12-02 | Lithium Ion |  | Tesla | 27 | 10 | 27 | 10 | Behind the Meter | Customer Bill Savings (e.g., Demand Charge Management, TOU Arbitrage) | Peak Shaving/ Load Leveling | Reliability and Resiliency |  | 11459671 | Yes | AC-Coupled | Solar | 24 | 15.2
ESMAEX-01408 | 9992572 | MA - SMART Program |  | Connected Solutions Demand Response | In Queue | Commercial | ASHLAND | 2022-12-02 | Lithium Ion |  | Tesla | 27 | 10 | 27 | 10 | Behind the Meter | Customer Bill Savings (e.g., Demand Charge Management, TOU Arbitrage) | Peak Shaving/ Load Leveling | Reliability and Resiliency |  | 11506591 | Yes | AC-Coupled | Solar | 17.352 | 15.2
ESMAEX-01405 | 9992517 | MA - SMART Program |  | Utility Connected Solutions DR Program | In Queue | Commercial | OTIS | 2022-12-02 | Lithium Ion |  | Tesla | 0 | 0 | 40.5 | 15 | Behind the Meter | Customer Bill Savings (e.g., Demand Charge Management, TOU Arbitrage) | Peak Shaving/ Load Leveling | Reliability and Resiliency |  | 11643500 | Yes | AC-Coupled | Solar | 0 | 15
ESMAEX-01402 | 10357222 | ISO Markets |  | Utility Connected Solutions DR Program | In Queue | Residential | NEEDHAM | 2022-12-03 | Lithium Ion |  | Tesla | 13.5 | 13.5 | 13.5 | 13.5 | Behind the Meter |  |  |  |  | 11422569 | Yes | AC-Coupled | Solar | 6.8 | 7.6
ESMAEX-01401 | 10333770 | ISO Markets |  |  | In Queue | Commercial | STONEHAM | 2022-12-03 | Lithium Ion |  | Tesla | 0 | 0 | 27 | 10 | Behind the Meter | Customer Bill Savings (e.g., Demand Charge Management, TOU Arbitrage) | Peak Shaving/ Load Leveling | Reliability and Resiliency |  | 11461269 | Yes | AC-Coupled | Solar | 0 | 10
ESMAEX-01400 | 10333731 | ISO Markets |  |  | In Queue | Commercial | FALMOUTH | 2022-12-05 | Lithium Ion |  | Tesla | 27 | 27 | 10 | 10 | Behind the Meter | Reliability and Resiliency |  |  | Connected solutions |  | Yes | AC-Coupled | Solar | 13.32 | 19
ESMAEX-01398 | 9939070 | MA - SMART Program |  | Utility Connected Solutions DR Program | In Queue | Residential | NATICK | 2022-12-05 | Lithium Ion |  | Tesla | 0 | 0 | 13.5 | 5 | Behind the Meter | Backup, Solar Self Consumption |  |  |  | 11450829 | Yes | AC-Coupled | Solar | 13.2 | 14.9
ESMAEX-01397 | 9938141 | MA - SMART Program |  | Utility Connected Solutions DR Program | In Queue | Residential | WAQUOIT | 2022-12-06 | Lithium Ion |  | LG Chem | 9.8 | 5 | 9.8 | 5 | Behind the Meter |  |  |  | Backup | 11422831 | Yes | DC-Coupled | Solar | 4.29 | 4
ESMAEX-01394 | 9964880 | MA - SMART Program |  | Utility Connected Solutions DR Program | In Queue | Residential | NEW BEDFRD | 2022-12-06 | Lithium Ion |  | Tesla | 14 | 7 | 13.5 | 5 | Behind the Meter | Peak Shaving/ Load Leveling | Reliability and Resiliency |  |  | 11422825 | Yes | AC-Coupled | Solar | 5.84 | 9.72
ESMAEX-01393 | 9964615 | MA - SMART Program |  |  | In Queue | Residential | SUDBURY | 2022-12-06 | Lithium Ion |  | Tesla | 13.5 | 5 | 13.5 | 5 | Behind the Meter | Customer Bill Savings (e.g., Demand Charge Management, TOU Arbitrage) | Peak Shaving/ Load Leveling | Reliability and Resiliency |  | 11422209 | Yes | AC-Coupled | Solar | 9.6 | 7.6
ESMAEX-01389 | 9950218 | MA - SMART Program |  | Connected Solutions Demand Response | In Queue | Commercial | Gill | 2022-12-06 | Lithium Ion |  | Tesla | 0 | 0 | 54 | 20 | Behind the Meter |  |  |  |  | 11428094 | Yes | AC-Coupled | Solar | 20.408 | 15.2
ESMAEX-01365 | 9866359 | MA - SMART Program |  |  | In Queue | Commercial | NORFOLK | 2022-12-07 | Lithium Ion |  | Tesla | 13.5 | 5 | 13.5 | 5 | Behind the Meter | Customer Bill Savings (e.g., Demand Charge Management, TOU Arbitrage) | Peak Shaving/ Load Leveling | Reliability and Resiliency |  | 11565591 | Yes | AC-Coupled | Solar | 19.6 | 15.2
ESMAEX-01364 | 9866288 | MA - SMART Program |  | Connected Solutions Demand Response | In Queue | Residential | N EASTHAM | 2022-12-07 | Lithium Ion |  | Tesla | 27 | 10 | 27 | 10 | Behind the Meter | Customer Bill Savings (e.g., Demand Charge Management, TOU Arbitrage) | Peak Shaving/ Load Leveling | Reliability and Resiliency |  | 11422533 | Yes | AC-Coupled | Solar |  | 10
ESMAEX-01362 | 9864669 | MA - SMART Program |  | ConnectedSolutions | In Queue | Commercial | NATICK | 2022-12-07 | Lithium Ion |  | Tesla | 0 | 0 | 40.5 | 15 | Behind the Meter | Customer Bill Savings (e.g., Demand Charge Management, TOU Arbitrage) | Peak Shaving/ Load Leveling | Reliability and Resiliency |  | 11565720 | Yes | AC-Coupled | Solar | 0 | 15
ESMAEX-01358 | 9704567 | MA - Energy Efficiency/ DR Program |  |  | In Queue | Commercial | DUXBURY | 2022-12-08 | Lithium Ion |  | Tesla | 0 | 0 | 13.5 | 5 | Behind the Meter | Backup, Solar Self Consumption |  |  |  | 11573413 | Yes | AC-Coupled | Solar | 14 | 10.5
ESMAEX-01357 | 9864145 | MA - SMART Program |  | Utility Connected Solutions DR Program | In Queue | Commercial | CARLISLE | 2022-12-08 | Lithium Ion |  | Other | 9.7 | 5 | 9.7 | 5 | Behind the Meter | Customer Bill Savings (e.g., Demand Charge Management, TOU Arbitrage) | Peak Shaving/ Load Leveling | Reliability and Resiliency |  | 11580096 | Yes | DC-Coupled | Solar | 21.6 | 17.6
ESMAEX-01356 | 11000115 | ISO Markets |  |  | In Queue | Residential | NEW BEDFRD | 2022-12-08 | Lithium Ion |  | Other | 18 | 6.7 | 18 | 6.7 | Behind the Meter | Backup, Solar Self Consumption |  |  |  | 11421260 | Yes | DC-Coupled | Solar | 8 | 7.6
ESMAEX-01355 | 9834116 | MA - SMART Program |  | Utility Connected Solutions DR Program | In Queue | Residential | PLYMOUTH | 2022-12-09 | Lithium Ion |  | Enphase | 0 | 0 | 3.5 | 1.28 | Behind the Meter | Backup, Solar Self Consumption |  |  |  | 11423347 | Yes | AC-Coupled | Solar | 8.8 | 7.88
ESMAEX-01352 | 9814301 |  |  |  | In Queue | Residential | WALTHAM | 2022-12-09 | Lithium Ion |  | Tesla | 13.5 | 5 | 13.5 | 5 | Behind the Meter | Customer Bill Savings (e.g., Demand Charge Management, TOU Arbitrage) | Peak Shaving/ Load Leveling | Reliability and Resiliency |  | 11464927 | Yes | AC-Coupled | Solar | 6.8 | 7.6
ESMAEX-01348 | 9676510 | MA - DOER/ MassCEC Funded Projects |  |  | In Queue | Residential | ACTON | 2022-12-09 | Lithium Ion |  | Tesla | 13.5 | 5 | 13.5 | 5 | Behind the Meter | Customer Bill Savings (e.g., Demand Charge Management, TOU Arbitrage) | Peak Shaving/ Load Leveling | Reliability and Resiliency |  | 11464778 | Yes | AC-Coupled | Solar | 12 | 7.6
ESMAEX-01345 | 9833574 | MA - SMART Program |  | Connected Solutions Demand Response | In Queue | Commercial | SUDBURY | 2022-12-09 | Lithium Ion |  | Other | 18 | 3 | 18 | 6.7 | Behind the Meter | Wholesale Market |  |  |  | 11592815 | Yes | DC-Coupled | Solar | 7.6 | 8
ESMAEX-01344 | 9820650 |  |  | Connected Solutions | In Queue | Commercial | NATICK | 2022-12-09 | Lithium Ion |  | Tesla | 27 | 10 | 27 | 10 | Behind the Meter | Customer Bill Savings (e.g., Demand Charge Management, TOU Arbitrage) | Peak Shaving/ Load Leveling | Reliability and Resiliency |  | 11611717 | Yes | AC-Coupled | Solar | 12 | 15.2
ESMAEX-01343 | 10787708 | ISO Markets |  |  | In Queue | Residential | WESTON | 2022-12-12 | Lithium Ion |  | LG Chem | 9.8 | 5 | 9.8 | 5 | Behind the Meter |  |  |  | Backup | 11505742 | Yes | DC-Coupled | Solar | 8.97 | 6
ESMAEX-01336 | 9663694 |  |  | Utility Connected Solutions DR Program | In Queue | Residential | FAIRHAVEN | 2022-12-12 | Lithium Ion |  | Tesla | 13.5 | 7 | 13.5 | 5 | Behind the Meter | Peak Shaving/ Load Leveling | Reliability and Resiliency |  |  | 11517761 | Yes | AC-Coupled | Solar | 10.665 | 12.6
ESMAEX-01326 | 9624811 | MA - SMART Program |  | None | In Queue | Residential | EASTHAMPTON | 2022-12-12 | Lithium Ion |  | Tesla | 13.5 | 13.5 | 13.5 | 13.5 | Behind the Meter | Customer Bill Savings (e.g., Demand Charge Management, TOU Arbitrage) | Backup, Solar Self Consumption |  |  |  | Yes | AC-Coupled | Solar | 6.57 | 7.6
ESMAEX-01322 | 9634902 | MA - SMART Program |  |  | In Queue | Residential | BASS RIVER | 2022-12-13 | Lithium Ion |  | Tesla | 13.5 | 5 | 13.5 | 5 | Behind the Meter | Customer Bill Savings (e.g., Demand Charge Management, TOU Arbitrage) | Peak Shaving/ Load Leveling | Reliability and Resiliency |  | 11536990 | Yes | AC-Coupled | Solar | 4.8 | 7.6
ESMAEX-01313 | 9641501 | MA - DOER/ MassCEC Funded Projects |  |  | In Queue | Residential | FRAMINGHAM | 2022-12-13 | Lithium Ion |  | Tesla | 13.5 | 5 | 13.5 | 5 | Behind the Meter | Customer Bill Savings (e.g., Demand Charge Management, TOU Arbitrage) | Peak Shaving/ Load Leveling | Reliability and Resiliency |  | 11517859 | Yes | AC-Coupled | Solar | 7.2 | 7.6
ESMAEX-01312 | 9637250 |  |  | Connected Solutions Demand Response | In Queue | Residential | BECKET | 2022-12-13 | Lithium Ion |  | Other | 19.2 | 14.4 | 19.2 | 14.4 | Behind the Meter | Reliability and Resiliency |  |  |  |  | Yes | DC-Coupled | Solar | 9.735 | 0
ESMAEX-01309 | 9638048 | MA - SMART Program |  | ConnectedSolutions | In Queue | Commercial | WAYLAND | 2022-12-13 | Lithium Ion |  | Tesla | 0 | 0 | 40.5 | 15 | Behind the Meter | Customer Bill Savings (e.g., Demand Charge Management, TOU Arbitrage) | Peak Shaving/ Load Leveling | Reliability and Resiliency |  | 11684822 | Yes | AC-Coupled | Solar | 0 | 15
ESMAEX-01296 | 9484610 | MA - SMART Program |  |  | In Queue | Commercial | FAIRHAVEN | 2022-12-14 | Lithium Ion |  | Tesla | 10 | 10 | 13.5 | 10 | Behind the Meter | Reliability and Resiliency |  |  |  | 11623573 | Yes | AC-Coupled | Solar | 10 | 10
ESMAEX-01286 | 9542356 | MA - SMART Program |  |  | In Queue | Residential | DUXBURY | 2022-12-14 | Lithium Ion |  | Enphase | 3.36 | 3.36 | 3.36 | 3.36 | Behind the Meter |  |  |  |  | 11517824 | Yes | AC-Coupled | Solar | 7.9 | 8.36
ESMAEX-01278 | 9511045 | MA - SMART Program |  |  | In Queue | Residential | LEXINGTON | 2022-12-14 | Lithium Ion |  | LG Chem | 9.8 | 5 | 9.8 | 5 | Behind the Meter |  |  |  | Backup | 11536795 | Yes | DC-Coupled | Solar | 13.65 | 10
ESMAEX-01260 | 9486701 | MA - SMART Program |  |  | In Queue | Residential | DUXBURY | 2022-12-15 | Lithium Ion |  | Tesla | 13.5 | 7 | 13.5 | 5 | Behind the Meter | Peak Shaving/ Load Leveling | Reliability and Resiliency |  |  | 11518699 | Yes | AC-Coupled | Solar | 5.6 | 8.8
ESMAEX-01259 | 9486263 | MA - SMART Program |  | Utility DR Program | In Queue | Residential | WESTON | 2022-12-15 | Lithium Ion |  | Tesla | 0 | 0 | 13.5 | 5 | Behind the Meter | Customer Bill Savings (e.g., Demand Charge Management, TOU Arbitrage) | Peak Shaving/ Load Leveling | Reliability and Resiliency |  |  | Yes | AC-Coupled | Solar |  | 5
ESMAEX-01254 | 9458443 |  |  | Connected Solutions Demand Response | In Queue | Residential | WESTWOOD | 2022-12-15 | Lithium Ion |  | Tesla | 27 | 10 | 27 | 10 | Behind the Meter | Customer Bill Savings (e.g., Demand Charge Management, TOU Arbitrage) | Peak Shaving/ Load Leveling | Reliability and Resiliency |  | 10795850 | Yes | AC-Coupled | Solar | 7.6 | 7.6
ESMAEX-01249 | 9353266 | MA - Energy Efficiency/ DR Program |  |  | In Queue | Commercial | NATICK | 2022-12-16 | Lithium Ion |  | Tesla | 14 | 5.8 | 13.5 | 5 | Behind the Meter | Reliability and Resiliency |  |  |  | 11634670 | Yes | AC-Coupled | Solar | 0 | 10
ESMAEX-01238 | 9729327 |  |  | Connected Solutions | In Queue | Residential | S DENNIS | 2022-12-16 | Lithium Ion |  | LG Chem | 9.8 | 5 | 9.8 | 5 | Behind the Meter |  |  |  | Backup | 11518319 | Yes | DC-Coupled | Solar | 7.455 | 6
ESMAEX-01235 | 9417024 |  |  |  | In Queue | Residential | ACTON | 2022-12-16 | Lithium Ion |  | Tesla | 0 | 0 | 13.5 | 5 | Behind the Meter | Customer Bill Savings (e.g., Demand Charge Management, TOU Arbitrage) | Peak Shaving/ Load Leveling | Reliability and Resiliency |  | 11518449 | Yes | AC-Coupled | Solar |  | 5
ESMAEX-01232 | 9416907 | MA - SMART Program |  |  | In Queue | Residential | SUDBURY | 2022-12-16 | Lithium Ion |  | Tesla | 13.5 | 5 | 13.5 | 5 | Behind the Meter | Customer Bill Savings (e.g., Demand Charge Management, TOU Arbitrage) | Peak Shaving/ Load Leveling | Reliability and Resiliency |  | 11522824 | Yes | AC-Coupled | Solar | 8.8 | 7.6
ESMAEX-01231 | 9404261 | MA - SMART Program |  | Utility Connected Solutions DR Program | In Queue | Residential | HARWICH | 2022-12-19 | Lithium Ion |  | Enphase | 10.08 | 3.84 | 10.08 | 3.84 | Behind the Meter | Customer Bill Savings (e.g., Demand Charge Management, TOU Arbitrage) |  |  |  | 11527688 | Yes | AC-Coupled | Solar | 7.29 | 9.24
ESMAEX-01230 | 9927841 |  |  | Net Metering | In Queue | Residential | CENTERVIL | 2022-12-19 | Lithium Ion |  | Tesla | 0 | 0 | 13.5 | 5 | Behind the Meter | Customer Bill Savings (e.g., Demand Charge Management, TOU Arbitrage) | Backup, Solar Self Consumption | Peak Shaving/ Load Leveling |  | 11537523 | Yes | AC-Coupled | Solar | 8.3 | 12.296
ESMAEX-01229 | 11700987 |  |  | Connected Solutions Demand Response | In Queue | Residential | SHARON | 2022-12-19 | Lithium Ion |  | Enphase | 19.4 | 15 | 19.4 | 15 | Behind the Meter |  |  |  |  | 11537220 | Yes | AC-Coupled | Solar | 13.43 | 11.22
ESMAEX-01227 | 9533847 | MA - SMART Program |  | Connected Solutions Demand Response | In Queue | Commercial | Marshfield | 2022-12-19 | Lithium Ion |  | Other | 18432 | 6000 | 17140 | 4999.2 | Behind the Meter | Wholesale Market |  |  | DC Clipping Recapture |  | Yes | AC-Coupled | Solar | 0 | 4999.2
ESMAEX-01217 | 9486059 |  |  |  | In Queue | Commercial | DUXBURY | 2022-12-20 | Lithium Ion |  | Tesla | 0 | 0 | 13.5 | 5 | Behind the Meter | Backup, Solar Self Consumption |  |  |  | 11635312 | Yes | AC-Coupled | Solar | 20 | 15
ESMAEX-01213 | 9416525 | MA - SMART Program |  | Utility Connected Solutions DR Program | In Queue | Residential | KINGSTON | 2022-12-20 | Lithium Ion |  | Tesla | 14 | 5 | 5 | 5 | Behind the Meter | Reliability and Resiliency |  |  |  | 11580757 | Yes | AC-Coupled | Solar | 12.8 | 15
ESMAEX-01212 | 9416617 | MA - SMART Program |  | Connected Solutions | In Queue | Commercial | Plymouth | 2022-12-20 | Lithium Ion |  | Other | 278 | 139 | 278 | 139 | Standalone |  |  |  |  | 11696811 | Yes | DC-Coupled | Solar | 500.5 | 249
ESMAEX-01211 | 9388846 |  |  | Connected Solutions | In Queue | Commercial | Plymouth | 2022-12-20 | Lithium Ion |  | Other | 278 | 139 | 278 | 139 | Standalone |  |  |  |  | 11700850 | Yes | DC-Coupled | Solar | 500.5 | 249
ESMAEX-01204 | 9344899 | MA - SMART Program |  |  | In Queue | Commercial | Plymouth | 2022-12-20 | Lithium Ion |  | Other | 556 | 278 | 556 | 278 | Standalone |  |  |  |  | 11696835 | Yes | DC-Coupled | Solar | 750.2 | 499
ESMAEX-01203 | 9329563 | MA - SMART Program |  |  | In Queue | Commercial | Plymouth | 2022-12-20 | Lithium Ion |  | Other | 556 | 278 | 556 | 278 | Standalone |  |  |  |  | 11696876 | Yes | DC-Coupled | Solar | 1000 | 499
ESMAEX-01193 | 9313899 | MA - SMART Program |  |  | In Queue | Commercial | Plymouth | 2022-12-20 | Lithium Ion |  | Other | 556 | 278 | 556 | 278 | Standalone |  |  |  |  | 11696785 | Yes | DC-Coupled | Solar | 3500 | 2000
ESMAEX-01184 | 9295287 | MA - SMART Program |  |  | In Queue | Commercial | Plymouth | 2022-12-20 | Lithium Ion |  | Other | 556 | 278 | 556 | 278 | Standalone |  |  |  |  | 11700987 | Yes | DC-Coupled | Solar | 2500 | 1500
ESMAEX-01174 | 9458186 | MA - Energy Efficiency/ DR Program | MA - SMART Program |  | In Queue | Commercial | Blandford | 2022-12-20 | Lithium Ion |  | Other | 23872 | 4000 | 21283 | 3826 | Standalone | Wholesale Market |  |  |  | 11575750 | Yes | DC-Coupled | Solar | 9805.64 | 4988
ESMAEX-01171 | 9281660 | MA - SMART Program |  |  | In Queue | Commercial | Blandford | 2022-12-20 | Lithium Ion |  | Other | 23872 | 4998 | 21283 | 4831 | Standalone | Wholesale Market |  |  |  | 11576334 | Yes | DC-Coupled | Solar | 10089.04 | 4998
ESMAEX-01163 |  | MA - SMART Program |  |  | In Queue | Residential | PLYMOUTH | 2022-12-21 | Lithium Ion |  | Tesla | 13.5 | 13.5 | 5 | 5 | Behind the Meter |  |  |  |  | 11611124 | Yes | AC-Coupled | Solar | 8.8 | 5
ESMAEX-01160 | 9267171 | MA - SMART Program |  |  | In Queue | Residential | EDGARTOWN | 2022-12-21 | Lithium Ion |  | Tesla | 13.5 | 5 | 13.5 | 5 | Behind the Meter | Customer Bill Savings (e.g., Demand Charge Management, TOU Arbitrage) | Peak Shaving/ Load Leveling | Reliability and Resiliency |  | 11581125 | Yes | AC-Coupled | Solar | 12.456 | 12.6
ESMAEX-01159 | 10789656 | ISO Markets |  |  | In Queue | Residential | CATAUMET | 2022-12-21 | Lithium Ion |  | LG Chem | 9.8 | 5 | 9.8 | 5 | Behind the Meter |  |  |  | Backup | 10412666 | Yes | DC-Coupled | Solar | 12.41 | 10
ESMAEX-01153 | 9202351 |  |  |  | In Queue | Residential | CHATHAM | 2022-12-21 | Lithium Ion |  | Tesla | 13.5 | 7 | 13.5 | 5 | Behind the Meter | Peak Shaving/ Load Leveling | Reliability and Resiliency |  |  | 1161530 | Yes | AC-Coupled | Solar | 6 | 9.5
ESMAEX-01149 | 9188204 |  |  |  | In Queue | Residential | YARMOUTH | 2022-12-21 | Lithium Ion |  | Tesla | 13.5 | 5 | 13.5 | 5 | Behind the Meter | Customer Bill Savings (e.g., Demand Charge Management, TOU Arbitrage) | Peak Shaving/ Load Leveling | Reliability and Resiliency |  | 6684619 | Yes | AC-Coupled | Solar | 9.652 | 12.6
ESMAEX-01148 | 9438416 | MA - SMART Program |  | Connected Solutions | In Queue | Residential | DUXBURY | 2022-12-21 | Lithium Ion |  | Tesla | 0 | 0 | 13.5 | 5 | Behind the Meter | Backup, Solar Self Consumption |  |  |  | 11609823 | Yes | AC-Coupled | Solar | 10 | 12.5
ESMAEX-01146 | 9008487 | MA - SMART Program |  |  | In Queue | Residential | N DARTMUTH | 2022-12-21 | Lithium Ion |  | Other | 19.4 | 10 | 19.4 | 10 | Behind the Meter | Customer Bill Savings (e.g., Demand Charge Management, TOU Arbitrage) | Peak Shaving/ Load Leveling | Reliability and Resiliency |  | 10249900 | Yes | DC-Coupled | Solar | 18 | 10
ESMAEX-01143 | 9187566 | MA - DOER/ MassCEC Funded Projects |  | Utility Connected Solutions DR Program | In Queue | Residential | NEWTON CTR | 2022-12-22 | Lithium Ion |  | LG Chem | 16 | 7 | 7.6 | 7 | Behind the Meter | Customer Bill Savings (e.g., Demand Charge Management, TOU Arbitrage) | Reliability and Resiliency |  |  | 11612066 | Yes | DC-Coupled | Solar | 10.8 | 7.6
ESMAEX-01141 | 9128037 | MA - SMART Program |  |  | In Queue | Residential | WESTWOOD | 2022-12-22 | Lithium Ion |  | Tesla | 13.5 | 5 | 13.5 | 5 | Behind the Meter | Customer Bill Savings (e.g., Demand Charge Management, TOU Arbitrage) | Peak Shaving/ Load Leveling | Reliability and Resiliency |  | 10690745 | Yes | AC-Coupled | Solar | 8.4 | 7.6
ESMAEX-01132 | 9117074 |  |  | Utility Connected Solutions DR Program | In Queue | Residential | SOUTHAMPTON | 2022-12-23 | Lithium Ion |  | LG Chem | 9.8 | 5 | 9.8 | 5 | Behind the Meter |  |  |  | Backup | 11693227 | Yes | DC-Coupled | Solar | 9.52 | 7.6
ESMAEX-01131 | 11302154 | ISO Markets |  | Utility Connected Solutions DR Program | In Queue | Residential | MILLERS FALLS | 2022-12-23 | Lithium Ion |  | LG Chem | 9.8 | 5 | 9.8 | 5 | Behind the Meter |  |  |  | Backup | 11699613 | Yes | DC-Coupled | Solar | 12.41 | 10
ESMAEX-01128 | 9173567 | MA - SMART Program |  |  | In Queue | Residential | DEDHAM | 2022-12-27 | Lithium Ion |  | Tesla | 13.5 | 13.5 | 5 | 5 | Behind the Meter |  |  |  |  | 11612030 | Yes | AC-Coupled | Solar |  | 5
ESMAEX-01124 | 9117017 | MA - SMART Program |  |  | In Queue | Residential | TRURO | 2022-12-27 | Lithium Ion |  | Tesla | 13.5 | 5 | 13.5 | 5 | Behind the Meter | Customer Bill Savings (e.g., Demand Charge Management, TOU Arbitrage) | Peak Shaving/ Load Leveling | Reliability and Resiliency |  | 11615334 | Yes | AC-Coupled | Solar | 7.6 | 12.6
ESMAEX-01113 | 9103163 | MA - SMART Program |  |  | In Queue | Commercial | ACTON | 2022-12-27 | Lithium Ion |  | Tesla | 0 | 0 | 27 | 10 | Behind the Meter | Customer Bill Savings (e.g., Demand Charge Management, TOU Arbitrage) | Peak Shaving/ Load Leveling | Reliability and Resiliency |  | 11742414 | Yes | AC-Coupled | Solar | 0 | 10
ESMAEX-01112 | 9101990 | MA - SMART Program |  |  | In Queue | Commercial | WALPOLE | 2022-12-27 | Lithium Ion |  | Tesla | 27 | 10 | 27 | 10 | Behind the Meter | Customer Bill Savings (e.g., Demand Charge Management, TOU Arbitrage) | Peak Shaving/ Load Leveling | Reliability and Resiliency |  | 11742392 | Yes | AC-Coupled | Solar | 15.2 | 15.2
ESMAEX-01111 | 9821216 | MA - SMART Program |  |  | In Queue | Residential | SPRINGFIELD | 2022-12-28 | Lithium Ion |  | LG Chem | 9.8 | 7 | 9.8 | 7 | Behind the Meter |  |  |  | Backup | 11705023 | Yes | DC-Coupled | Solar | 4.76 | 3.8
ESMAEX-01101 | 9106188 | ISO Markets |  |  | In Queue | Residential | WALPOLE | 2022-12-29 | Lithium Ion |  | Tesla | 13.5 | 5 | 13.5 | 5 | Behind the Meter | Customer Bill Savings (e.g., Demand Charge Management, TOU Arbitrage) | Peak Shaving/ Load Leveling | Reliability and Resiliency |  | 11611412 | Yes | AC-Coupled | Solar | 9.6 | 7.6
ESMAEX-01098 | 9045935 |  |  |  | In Queue | Residential | HATFIELD | 2022-12-29 | Lithium Ion |  | Tesla | 13.5 | 13.5 | 13.5 | 13.5 | Behind the Meter | Customer Bill Savings (e.g., Demand Charge Management, TOU Arbitrage) | Backup, Solar Self Consumption |  |  | 11701329 | Yes | AC-Coupled | Solar | 5.11 | 7.6
ESMAEX-01096 | 9045793 | ISO Markets |  |  | In Queue | Commercial | N EASTHAM | 2022-12-29 | Lithium Ion |  | Tesla | 27 | 10 | 27 | 10 | Behind the Meter | Customer Bill Savings (e.g., Demand Charge Management, TOU Arbitrage) | Peak Shaving/ Load Leveling | Reliability and Resiliency |  |  | Yes | AC-Coupled | Solar | 12.17 | 15.2
ESMAEX-01095 | 9031691 | MA - SMART Program |  |  | In Queue | Residential | KINGSTON |  | Lithium Ion |  | Tesla |  |  | 13.5 | 5 | Behind the Meter | [5 empty] | Yes | AC-Coupled | Solar |  | 8
ESMAEX-01091 | 9157117 | MA - SMART Program |  |  | In Queue | Residential | CHATHAM |  | Lithium Ion |  | Tesla |  |  | 13.5 | 10 | Behind the Meter | [5 empty] | Yes | AC-Coupled | Solar |  | 3.75
ESMAEX-01082 | 8932598 | MA - SMART Program |  |  | In Queue | Residential | ACUSHNET |  | Lithium Ion |  | Tesla |  |  | 13.5 | 10 | Behind the Meter | [5 empty] | Yes |  | Solar |  | 8.54
ESMAEX-01079 | 8932979 |  |  |  | In Queue | Residential | NEWTON CTR |  | Lithium Ion |  | Tesla |  |  | 13.5 | 5 | Behind the Meter | [5 empty] | Yes |  | Solar |  | 7.6
ESMAEX-01055 | 8909100 | MA - SMART Program |  |  | In Queue | Residential | HOLLISTON |  | Lithium Ion |  | Tesla |  |  | 13.5 | 5 | Behind the Meter |  |  |  | Backup, Solar Self Consumption |  | Yes |  | Solar |  | 8.45
ESMAEX-01052 | 8908812 | MA - SMART Program |  |  | In Queue | Residential | NEWTON CTR |  | Lithium Ion |  | Tesla |  |  | 13.5 | 10 | Behind the Meter | [5 empty] | Yes |  | Solar |  | 10.24
ESMAEX-01049 | 8908695 | MA - SMART Program |  |  | In Queue | Residential | SOMERVILLE |  | Lithium Ion |  | Tesla |  |  | 13.5 | 6 | Behind the Meter | [5 empty] | Yes |  | Solar |  | 3.85
ESMAEX-01040 | 8908504 | MA - SMART Program |  |  | In Queue | Residential | ASHLAND |  | Lithium Ion |  | Tesla |  |  | 13.5 | 10 | Behind the Meter | [5 empty] | Yes |  | Solar |  | 9.43
ESMAEX-01038 | 8897697 | MA - SMART Program |  |  | In Queue | Residential | ASHLAND |  | Lithium Ion |  | Tesla |  |  | 13.5 | 5 | Behind the Meter | [5 empty] | Yes |  | Solar |  | 3.9
ESMAEX-01034 | 8897235 | MA - SMART Program |  |  | In Queue | Residential | LEXINGTON |  | Lithium Ion |  | Tesla |  |  | 13.5 | 10 | Behind the Meter | [5 empty] | Yes |  | Solar |  | 13.68
ESMAEX-01033 | 8897410 | MA - SMART Program |  |  | In Queue | Residential | WOBURN |  | Lithium Ion |  | Tesla |  |  | 13.5 | 15 | Behind the Meter | [5 empty] | Yes |  | Solar |  | 8.62
ESMAEX-01030 | 8896997 | MA - SMART Program |  |  | In Queue | Residential | BURLINGTON |  | Lithium Ion |  | Tesla |  |  | 13.5 | 5 | Behind the Meter | [5 empty] | Yes |  | Solar |  | 6.62
ESMAEX-01027 | 8896742 | MA - SMART Program |  |  | In Queue | Residential | WESTON |  | Lithium Ion |  | Tesla |  |  | 13.5 | 5 | Behind the Meter | [5 empty] | Yes |  | Solar |  | 5.85
ESMAEX-01023 | 8859332 | MA - SMART Program |  |  | In Queue | Residential | DOVER |  | Lithium Ion |  | Tesla |  |  | 13.5 | 5 | Behind the Meter | [5 empty] | Yes |  | Solar |  | 12.68
ESMAEX-01022 | 8859257 | MA - SMART Program |  |  | In Queue | Residential | DOVER |  | Lithium Ion |  | Tesla |  |  | 13.5 | 5 | Behind the Meter | [5 empty] | Yes |  | Solar |  | 8.12
ESMAEX-01020 |  | MA - Energy Efficiency/ DR Program |  |  | In Queue | Residential | WALTHAM |  | Lithium Ion |  | Tesla |  |  | 13.5 | 10 | Behind the Meter | [5 empty] | Yes |  | Solar |  | 5.2
ESMAEX-01019 | 8858895 | MA - SMART Program |  |  | In Queue | Residential | NEWTON |  | Lithium Ion |  | Tesla |  |  | 13.5 | 10 | Behind the Meter | [5 empty] | Yes | AC-Coupled | Solar |  | 7.6
ESMAEX-01014 | 8858503 | MA - SMART Program |  |  | In Queue | Residential | MEDWAY |  | Lithium Ion |  | Tesla |  |  | 13.5 | 6 | Behind the Meter |  |  |  | SMART |  | Yes |  | Solar |  | 7.6
ESMAEX-01013 | 8847534 | MA - SMART Program |  |  | In Queue | Residential | WAYLAND |  | Lithium Ion |  | Tesla |  |  | 13.5 | 5 | Behind the Meter | [5 empty] | Yes |  | Solar |  | 2.6
ESMAEX-01007 | 8835761 | MA - SMART Program |  |  | In Queue | Residential | DEDHAM |  | Lithium Ion |  | Tesla |  |  | 13.5 | 10 | Behind the Meter | [5 empty] | Yes |  | Solar |  | 13.55
ESMAEX-01000 | 8835642 | MA - SMART Program |  |  | In Queue | Residential | CARVER |  | Lithium Ion |  | Tesla |  |  | 13.5 | 5 | Behind the Meter | [5 empty] | Yes |  | Solar |  | 10.08
ESMAEX-00987 | 8802387 | MA - SMART Program |  |  | In Queue | Residential | WELLFLEET |  | Lithium Ion |  | Tesla |  |  | 13.5 | 10 | Behind the Meter | [5 empty] | Yes |  | Solar |  | 3.35
ESMAEX-00986 | 8802288 | MA - SMART Program |  |  | In Queue | Residential | W BARNSTBL |  | Lithium Ion |  | Tesla |  |  | 13.5 | 12 | Behind the Meter |  |  |  | SMART |  | Yes |  | Solar |  | 8.19
ESMAEX-00983 |  |  |  |  | In Queue | Residential | MONUM BCH |  | Lithium Ion |  | Tesla |  |  | 13.5 | 5 | Behind the Meter | [5 empty] | Yes | AC-Coupled | Solar |  | 7.6
ESMAEX-00982 |  |  |  |  | In Queue | Residential | CARVER |  | Lithium Ion |  | Tesla |  |  | 13.5 | 5 | Behind the Meter | [5 empty] | Yes |  | Solar |  | 7.8
ESMAEX-00981 |  |  |  |  | In Queue | Residential | HUMAROCK |  | Lithium Ion |  | Tesla |  |  | 13.5 | 5 | Behind the Meter | [5 empty] | Yes | AC-Coupled | Solar |  | 7.6
ESMAEX-00980 |  |  |  |  | In Queue | Residential | DUXBURY |  | Lithium Ion |  | Tesla |  |  | 13.5 | 5 | Behind the Meter | [5 empty] | Yes |  | Solar |  | 5.53
ESMAEX-00979 |  |  |  |  | In Queue | Residential | WAREHAM |  | Lithium Ion |  | Tesla |  |  | 13.5 | 5 | Behind the Meter | [5 empty] | Yes |  | Solar |  | 4.6
ESMAEX-00978 |  |  |  |  | In Queue | Residential | NEW BEDFRD |  | Lithium Ion |  | Tesla |  |  | 13.5 | 5 | Behind the Meter | [5 empty] | Yes |  | Solar |  | 6.3
ESMAEX-00977 | 8976639 |  |  |  | In Queue | Residential | WESTPORT |  | Lithium Ion |  | Tesla |  |  | 13.5 | 10 | Behind the Meter | [5 empty] | Yes |  | Solar |  | 10.08
ESMAEX-00974 | 8788375 | MA - SMART Program |  | Utility Connected Solutions DR Program | In Queue | Residential | NATICK | [7 empty] | 5 | [8 empty] | Solar |  | 6.71
ESMAEX-00971 | 8775220 | MA - SMART Program |  |  | In Queue | Commercial | Wareham | [13 empty] | 2353430 | Yes |  | Solar |  | 5000
ESMAEX-00968 | 8787313 | MA - SMART Program |  | Net Metering | In Queue | Commercial | Lexington | [13 empty] | 2334511 | Yes |  | Solar |  | 1500
ESMAEX-00967 | 8775155 | MA - SMART Program |  | Utility Connected Solutions DR Program | In Queue | Commercial | Marion | [13 empty] | PP02401247 |  |  | Solar |  | 1700
ESMAEX-00964 | 8774396 | MA - SMART Program |  | Net Metering | In Queue | Commercial | Carver | [13 empty] | 2378857 | Yes |  | Solar |  | 2500
ESMAEX-00962 | 8774142 | MA - SMART Program |  | Net Metering | In Queue | Commercial | HATCHVILLE | [13 empty] | 2395965 |  |  | Solar |  | 1000
ESMAEX-00956 | 8739153 | MA - SMART Program |  |  | In Queue | Commercial | Fairhaven | [13 empty] | PP02349408 | Yes |  | Solar |  | 2000
ESMAEX-00954 | 10751486 | MA - Energy Efficiency/ DR Program |  | Utility Connected Solutions DR Program | In Queue | Commercial | Westport | [13 empty] | 2383646 |  |  | Solar |  | 4000
ESMAEX-00949 | 8739263 |  |  | Net metering | In Queue | Commercial | ROCHESTER | [13 empty] | PP02395209 |  |  | Solar |  | 999
ESMAEX-00947 | 8728701 | MA - SMART Program |  | Utility Connected Solutions DR Program | In Queue | Commercial | Bourne | [13 empty] | 2381610 | Yes |  | Solar |  | 5000
ESMAEX-00939 | 9877968 | MA - SMART Program |  | Utility Connected Solutions DR Program | In Queue | Commercial | Westport | [13 empty] | 2381437 | Yes |  | Solar |  | 4000
ESMAEX-00934 | 8718424 | MA - SMART Program |  |  | In Queue | Commercial | Marshfield | [13 empty] | 2381120 | Yes |  | Solar |  | 4600
ESMAEX-00927 | 8717861 | MA - SMART Program |  |  | In Queue | Commercial | Bourne | [13 empty] | 2378858 | Yes |  | Solar |  | 5000
ESMAEX-00926 | 8963480 | MA - DOER/ MassCEC Funded Projects |  |  | In Queue | Commercial | Westport | [13 empty] | 2370690 |  |  | Solar |  | 3000
ESMAEX-00907 | 9173848 |  |  |  | In Queue | Commercial | Harwich | [13 empty] | 2378433 | Yes |  | Solar |  | 3150
ESMAEX-00903 | 8661578 | MA - SMART Program |  | Connected Solutions | In Queue | Commercial | Sandwich | [13 empty] | 2374039 | Yes |  | Solar |  | 250
ESMAEX-00902 | 8661345 | MA - SMART Program |  |  | In Queue | Commercial | Carver | [13 empty] | 2361242 | Yes |  | Solar |  | 5625
ESMAEX-00900 | 8870551 | MA - SMART Program |  |  | In Queue | Commercial | Sandwich | [13 empty] | 2370777 | Yes |  | Solar |  | 250
ESMAEX-00872 | 8822112 | MA - SMART Program |  | Utility Connected Solutions DR Program | In Queue | Commercial | Sandwich | [13 empty] | 2351960 | Yes |  | Solar |  | 496
ESMAEX-00869 | 8013230 | MA - SMART Program |  | Net Metering | In Queue | Commercial | Sharon | [13 empty] | 2368571 | Yes |  | Solar |  | 499
ESMAEX-00865 | 7937890 | MA - SMART Program |  | Utility Connected Solutions DR Program | In Queue | Commercial | Sandwich | [13 empty] | 2354172 | Yes |  | Solar |  | 250
ESMAEX-00856 | 8513451 | MA - SMART Program |  | Utility Connected Solutions DR Program | In Queue | Commercial | E. Sandwich | [13 empty] | 2360131 |  |  | Solar |  | 4600
ESMAEX-00854 | 8540951 | MA - SMART Program |  |  | In Queue | Commercial | Harwich | [13 empty] | 2359695 | Yes |  | Solar |  | 5000
ESMAEX-00852 | 8513320 | MA - SMART Program |  | Utility Connected Solutions DR Program | In Queue | Commercial | Acushnet | [13 empty] | PP02355146 | Yes |  | Solar |  | 4990
ESMAEX-00851 | 8513228 | MA - SMART Program |  | Net Metering | In Queue | Commercial | Freetown | [13 empty] | 2354457 | Yes |  | Solar |  | 5000
ESMAEX-00840 | 7984376 |  |  | Utility Connected Solutions DR Program | In Queue | Commercial | s. Yarmouth | [13 empty] | 2353833 |  |  | Solar |  | 1256
ESMAEX-00838 | 9155018 | ISO Markets |  | Utility Connected Solutions DR Program | In Queue | Commercial | Freetown | [13 empty] | 2353838 | Yes |  | Solar |  | 500
ESMAEX-00832 | 7931871 | ISO Markets |  |  | In Queue | Commercial | Wareham | [13 empty] | 2349786 | Yes |  | Solar |  | 5500
ESMAEX-00830 | 7932202 | MA - SMART Program |  |  | In Queue | Commercial | Carver | [13 empty] | 2352975 | Yes |  | Solar |  | 1750
ESMAEX-00825 | 7908454 | MA - SMART Program |  | Net Metering | In Queue | Commercial | Sandwich | [13 empty] | 2352680 | Yes |  | Solar |  | 496
ESMAEX-00822 | 7907944 | MA - SMART Program |  |  | In Queue | Commercial | Cambridge | [13 empty] | 2352522 | Yes |  | Solar |  | 460
ESMAEX-00810 | 7791028 | ISO Markets |  | Utility Connected Solutions DR Program | In Queue | Commercial | Lexington | [13 empty] | 2352285 | Yes |  | Solar |  | 1014
ESMAEX-00791 |  | MA - Energy Efficiency/ DR Program |  | Utility Connected Solutions DR Program | In Queue | Commercial | Medfield | [13 empty] | 2352302 | Yes |  | Solar |  | 766.6
ESMAEX-00787 | 8637903 | MA - Energy Efficiency/ DR Program |  |  | In Queue | Commercial | Lexington | [13 empty] | 2352572 | Yes |  | Solar |  | 436
ESMAEX-00786 | 10110145 | MA - Energy Efficiency/ DR Program |  |  | In Queue | Commercial | Sandwich | [13 empty] | 2352540 | Yes |  | Solar |  | 496
ESMAEX-00781 |  | MA - Energy Efficiency/ DR Program |  | Utility Connected Solutions DR Program | In Queue | Commercial | Carver | [13 empty] | 2351984 | Yes |  | Solar |  | 6000
ESMAEX-00779 | 8637691 | MA - Energy Efficiency/ DR Program |  | Net Metering | In Queue | Commercial | WAREHAM | [13 empty] | 2346531 | Yes |  | Solar |  | 4980
ESMAEX-00778 |  | MA - Energy Efficiency/ DR Program |  |  | In Queue | Commercial | assonet | [13 empty] | 2347725 | Yes |  | Solar |  | 3000
ESMAEX-00776 | 10737360 | MA - Energy Efficiency/ DR Program |  | Utility Connected Solutions DR Program | In Queue | Commercial | Dartmouth | [13 empty] | 2343563 |  |  | Solar |  | 3000
ESMAEX-00763 | 7841759 |  |  |  | In Queue | Commercial | ASSONET | [13 empty] | 2339086 |  |  | Solar |  | 4498
ESMAEX-00761 | 7841553 | MA - SMART Program |  | Utility Connected Solutions DR Program | In Queue | Commercial | BURLINGTON | [13 empty] | 2377387 | Yes |  | Solar |  | 19.57
ESMAEX-00757 | 7832628 | MA - SMART Program |  | Utility Connected Solutions DR Program | In Queue | Commercial | Wareham | [13 empty] | 2344136 | Yes |  | Solar |  | 5000
ESMAEX-00752 | 7832407 | MA - SMART Program |  | Utility Connected Solutions DR Program | In Queue | Commercial | FREETOWN | [13 empty] | 2297681 | Yes |  | Solar |  | 4500
ESMAEX-00749 | 7665155 | MA - SMART Program |  |  | In Queue | Commercial | Sandwich | [13 empty] | 2378798 | Yes |  | Solar |  | 490
ESMAEX-00748 | 7825067 | MA - SMART Program |  |  | In Queue | Commercial | Carver | [13 empty] | 2335827 | Yes |  | Solar |  | 2000
ESMAEX-00745 | 8584984 | MA - DOER/ MassCEC Funded Projects |  | Utility Connected Solutions DR Program | In Queue | Commercial | ASSONET | [13 empty] | 2330491 |  |  | Solar |  | 4996
ESMAEX-00744 | 8584548 | MA - DOER/ MassCEC Funded Projects |  | Net Metering | In Queue | Commercial | SANDWICH | [13 empty] | 2349583 | Yes |  | Solar |  | 750
ESMAEX-00742 | 7824998 | MA - DOER/ MassCEC Funded Projects |  | Utility Connected Solutions DR Program | In Queue | Commercial | westport | [13 empty] | 2268194 | Yes |  | Solar |  | 5000
ESMAEX-00735 | 7818782 | ISO Markets |  | Utility Connected Solutions DR Program | In Queue | Commercial | PLYMOUTH | [13 empty] | 2343065 | Yes | AC-Coupled | Solar |  | 250
ESMAEX-00721 | 7743497 |  |  | Utility Connected Solutions DR Program | In Queue | Commercial | N DARTMUTH | [13 empty] | PP02403584 |  |  | Solar |  | 3080
ESMAEX-00715 | 7950915 | ISO Markets |  | Net Metering | In Queue | Commercial | W HARWICH | [13 empty] | 2374665 | Yes |  | Solar |  | 25.6
ESMAEX-00707 | 7656468 | ISO Markets |  | Utility Connected Solutions DR Program | In Queue | Commercial | BURLINGTON | [13 empty] | 2327102 | Yes |  | Solar |  | 5274.6
ESMAEX-00706 | 7669141 | MA - SMART Program |  |  | In Queue | Commercial | Sandwich | [13 empty] | 2330882 | Yes |  | Solar |  | 250
ESMAEX-00697 | 7599736 |  |  | Utility Connected Solutions DR Program | In Queue | Commercial | E SANDWICH | [13 empty] | 2349576 | Yes |  | Solar |  | 850
ESMAEX-00691 | 7573033 |  |  |  | In Queue | Commercial | ACTON | [13 empty] | 2280862 | Yes |  | Solar |  | 1496
ESMAEX-00688 | 7849569 | MA - SMART Program |  | Utility Connected Solutions DR Program | In Queue | Commercial | Sandwich | [13 empty] | 2331587 | Yes |  | Solar |  | 250
ESMAEX-00685 | 7581688 |  |  | Utility Connected Solutions DR Program | In Queue | Commercial | CAMBRIDGE |  |  |  | Other |  |  |  | 20 | Behind the Meter |  |  |  |  | 2259341 | Yes |  | Solar |  | 13.6
ESMAEX-00684 | 7888948 | ISO Markets |  | Utility Connected Solutions DR Program | In Queue | Commercial | WAREHAM |  |  |  | Other |  |  |  | 240 | Behind the Meter |  |  |  |  | 2355009 | Yes |  | Solar |  | 500
ESMAEX-00681 | 11389210 | MA - Energy Efficiency/ DR Program |  | Utility Connected Solutions DR Program | In Queue | Commercial | LINCOLN | [13 empty] | 2365635 | Yes |  | Solar |  | 1831.4
ESMAEX-00678 | 7776052 | MA - DOER/ MassCEC Funded Projects |  |  | In Queue | Commercial | ACUSHNET | [13 empty] | PP02277380 | Yes |  | Solar |  | 4999
ESMAEX-00670 | 7572531 | MA - SMART Program |  |  | In Queue | Commercial | WAREHAM | [13 empty] | 2286968 | Yes |  | Solar |  | 2660
ESMAEX-00667 | 7547138 | MA - SMART Program |  |  | In Queue | Commercial | E SANDWICH | [13 empty] | 2349579 | Yes |  | Solar |  | 3455
ESMAEX-00661 | 8637289 | MA - Energy Efficiency/ DR Program |  | Utility Connected Solutions DR Program | In Queue | Commercial | Freetown | [13 empty] | 2337174 | Yes |  | Solar |  | 4890
ESMAEX-00659 | 8637148 | MA - Energy Efficiency/ DR Program |  | Utility Connected Solutions DR Program | In Queue | Commercial | Hopkinton | [13 empty] | 2343104 | Yes |  | Solar |  | 8485
ESMAEX-00657 | 7372844 | MA - SMART Program |  |  | In Queue | Commercial | Mattapoisett | [13 empty] | PP02353656 | Yes |  | Solar |  | 4999
ESMAEX-00639 | 7421564 | MA - SMART Program |  |  | In Queue | Commercial | Acushnet | [13 empty] | 2271557 | Yes |  | Solar |  | 9878
ESMAEX-00628 | 7384438 | MA - SMART Program |  | Utility Connected Solutions DR Program | In Queue | Commercial | Sandwich | [13 empty] | 2372267 | Yes |  | Solar |  | 250
ESMAEX-00627 | 7647691 | ISO Markets |  |  | In Queue | Commercial | Sandwich | [13 empty] | 2372155 | Yes |  | Solar |  | 250
ESMAEX-00626 | 7362638 | MA - SMART Program |  | Utility Connected Solutions DR Program | In Queue | Commercial | Carver | [13 empty] | 2338339 | Yes |  | Solar |  | 9500
ESMAEX-00625 | 7608395 | MA - SMART Program |  |  | In Queue | Commercial | Sandwich | [13 empty] | 2334390 | Yes |  | Solar |  | 250
ESMAEX-00619 | 7385085 | MA - SMART Program |  |  | In Queue | Commercial | Freetown | [13 empty] | 2337126 | Yes |  | Solar |  | 999
ESMAEX-00585 | 7638449 | MA - SMART Program |  |  | In Queue | Commercial | Norfolk | [13 empty] | 2336071 | Yes |  | Solar |  | 4990
ESMAEX-00583 | 7669534 | MA - SMART Program |  |  | In Queue | Commercial | Wareham | [13 empty] | 2343539 | Yes |  | Solar |  | 5000
ESMAEX-00578 | 7596545 | ISO Markets |  |  | In Queue | Commercial | Sandwich | [13 empty] | 2330360 | Yes |  | Solar |  | 250
ESMAEX-00570 | 7218137 |  |  | Utility Connected Solutions DR Program | In Queue | Commercial | ACUSHNET | [13 empty] | PP02270749 |  |  | Solar |  | 4995
ESMAEX-00558 | 7118160 |  |  | Utility Connected Solutions DR Program | In Queue | Commercial | Plympton | [13 empty] | 2279426 | Yes |  | Solar |  | 4998
ESMAEX-00553 | 8636935 | MA - Energy Efficiency/ DR Program |  |  | In Queue | Commercial | ACUSHNET | [13 empty] | PP02274401 | Yes |  | Solar |  | 4990
ESMAEX-00552 | 7591425 | MA - SMART Program |  |  | In Queue | Commercial | Carver | [13 empty] | 2272658 | Yes |  | Solar |  | 2980
ESMAEX-00550 | 7053185 |  |  |  | In Queue | Commercial | Plymouth | [13 empty] | 2274654 | Yes |  | Solar |  | 5400
ESMAEX-00503 | 7888442 | ISO Markets |  | Connected Solutons | In Queue | Commercial | westport | [13 empty] | 2277112 | Yes |  | Solar |  | 8300
ESMAEX-00487 | 7009046 | MA - SMART Program |  | Utility Connected Solutions DR Program | In Queue | Commercial | Wareham -A | [13 empty] | 2297083 | Yes |  | Solar |  | 4075
ESMAEX-00484 | 7002479 |  |  | Utility Connected Solutions DR Program | In Queue | Commercial | westport | [13 empty] | 2283036 |  |  | Solar |  | 2000
ESMAEX-00468 | 6910202 | MA - SMART Program |  |  | In Queue | Commercial | Carver | [13 empty] | 2277381 | Yes |  | Solar |  | 8980
ESMAEX-00463 | 7215982 | MA - SMART Program |  | Connected Solutions Demand Response | In Queue | Commercial | Freetown | [13 empty] | 2277113 | Yes |  | Solar |  | 8300
ESMAEX-00458 | 6872281 | MA - Energy Efficiency/ DR Program | MA - SMART Program | Utility Connected Solutions DR Program | In Queue | Commercial | walpole |  | Lithium Ion |  | LG Chem |  |  |  | 2640 | Standalone |  |  |  |  | 2283639 | Yes |  | Solar |  | 7499
ESMAEX-00457 | 6872187 | MA - Energy Efficiency/ DR Program | MA - SMART Program | Utility Connected Solutions DR Program | In Queue | Commercial | ROCHESTER | [13 empty] | PP02299343 | Yes |  | Solar |  | 3000
ESMAEX-00453 | 7017561 | MA - SMART Program |  |  | In Queue | Commercial | Wareham | [13 empty] | 2300908 | Yes |  | Solar |  | 4180
ESMAEX-00452 | 7055297 | MA - SMART Program |  | Utility Connected Solutions DR Program | In Queue | Commercial | carver |  |  |  | Other |  |  |  | 2000 | Standalone |  |  |  |  | 2281482 | Yes |  | Solar |  | 1000
ESMAEX-00451 | 7055112 | MA - SMART Program |  | Utility Connected Solutions DR Program | In Queue | Commercial | ROCHESTER | [13 empty] | PP02302146 | Yes |  | Solar |  | 500
ESMAEX-00447 | 7674171 | ISO Markets |  | Utility Connected Solutions DR Program | In Queue | Commercial | Wareham | [13 empty] | 2295852 | Yes |  | Solar |  | 3000
ESMAEX-00426 | 6800455 |  |  | Utility Connected Solutions DR Program | In Queue | Commercial | Sandwich | [13 empty] | 2296564 | Yes |  | Solar |  | 4890
ESMAEX-00424 | 7058386 |  |  |  | In Queue | Commercial | ROCHESTER | [13 empty] | PP02307638 | Yes |  | Solar |  | 2000
ESMAEX-00420 | 6790121 | MA - SMART Program |  | Utility Connected Solutions DR Program | In Queue | Commercial | ROCHESTER | [13 empty] | PP02300709 | Yes |  | Solar |  | 4999
ESMAEX-00419 | 6789363 | MA - SMART Program |  | Utility Connected Solutions DR Program | In Queue | Commercial | Rochester | [13 empty] | PP02300058 | Yes |  | Solar |  | 4000
ESMAEX-00392 | 6701925 | MA - SMART Program |  |  | In Queue | Commercial | Plympton | [13 empty] | 2311480 | Yes |  | Solar |  | 2000
ESMAEX-00386 | 6681464 | MA - SMART Program |  | Utility Connected Solutions DR Program | In Queue | Commercial | Carver | [13 empty] | 2308513 | Yes |  | Solar |  | 4998
ESMAEX-00359 | 6620444 | MA - SMART Program |  | Utility Connected Solutions DR Program | In Queue | Commercial | Freetown | [13 empty] | 2319218 | Yes |  | Solar |  | 4400
ESMAEX-00357 | 6896308 | MA - SMART Program |  |  | In Queue | Commercial | Freetown | [13 empty] | 2320621 |  |  | Solar |  | 4875
ESMAEX-00354 | 6620121 | MA - SMART Program |  | Utility Connected Solutions DR Program | In Queue | Commercial | carver | [13 empty] | 2320444 | Yes |  | Solar |  | 1999
ESMAEX-00352 | 6619898 | MA - SMART Program |  | Utility Connected Solutions DR Program | In Queue | Commercial | Freetown | [13 empty] | 2324659 | Yes |  | Solar |  | 4996
ESMAEX-00349 | 6609226 | MA - SMART Program |  | Net Metering | In Queue | Commercial | rochester | [13 empty] | PP02320446 |  |  | Solar |  | 1000
ESMAEX-00339 | 6593165 | MA - SMART Program |  |  | In Queue | Commercial | Forestdale | [13 empty] | 2334165 |  |  | Solar |  | 4990
ESMAEX-00327 | 6560837 | MA - SMART Program |  |  | In Queue | Commercial | Sandwich | [13 empty] | 2331348 | Yes |  | Solar |  | 250
ESMAEX-00315 | 6542105 | MA - SMART Program |  | Utility Connected Solutions DR Program | In Queue | Commercial | Sandwich | [13 empty] | 2331371 | Yes |  | Solar |  | 250
ESMAEX-00306 | 6533646 | MA - SMART Program |  | Utility Connected Solutions DR Program | In Queue | Commercial | Sandwich | [13 empty] | 2330720 | Yes |  | Solar |  | 250
ESMAEX-00298 | 6882930 | MA - Energy Efficiency/ DR Program | MA - SMART Program |  | In Queue | Commercial | Walpole | [13 empty] | 2334456 | Yes |  | Solar |  | 1000
ESMAEX-00293 | 6427220 | MA - SMART Program |  |  | In Queue | Commercial | Sandwich | [13 empty] | 2331153 | Yes |  | Solar |  | 250
ESMAEX-00291 | 6416123 | MA - DOER/ MassCEC Funded Projects |  |  | In Queue | Commercial | Sandwich | [13 empty] | 2331148 | Yes |  | Solar |  | 250
ESMAEX-00266 | 6644430 | ISO Markets |  | Net Metering | In Queue | Commercial | Sandwich | [13 empty] | 2330923 | Yes |  | Solar |  | 250
ESMAEX-00257 | 6322849 |  |  |  | In Queue | Commercial | Sandwich | [13 empty] | 2330875 | Yes |  | Solar |  | 250
ESMAEX-00224 | 6210031 | ISO Markets |  | Utility Connected Solutions DR Program | In Queue | Commercial | Mattapoisett | [13 empty] | 2329391 | Yes |  | Solar |  | 4600
ESMAEX-00223 | 6932569 | ISO Markets |  | Utility Connected Solutions DR Program | In Queue | Commercial | Sandwich | [13 empty] | 2331592 |  |  | Solar |  | 250
ESMAEX-00220 | 7024635 | MA - SMART Program |  |  | In Queue | Commercial | Mattapoisett | [13 empty] | 2330206 | Yes |  | Solar |  | 2600
ESMAEX-00203 |  | ISO Markets |  | Utility Connected Solutions DR Program | In Queue | Commercial | Sandwich | [13 empty] | 2330718 | Yes |  | Solar |  | 250
ESMAEX-00160 | 5978539 |  |  | Utility Connected Solutions DR Program | In Queue | Commercial | Sandwich | [13 empty] | 2330926 | Yes |  | Solar |  | 250
ESMAEX-00157 | 6196679 | ISO Markets |  |  | In Queue | Commercial | Sandwich | [13 empty] | 2330392 | Yes |  | Solar |  | 250
ESMAEX-00143 | 5903288 |  |  | Utility Connected Solutions DR Program | In Queue | Commercial | Sandwich | [13 empty] | 2330325 | Yes |  | Solar |  | 5000
ESMAEX-00129 | 5836314 | ISO Markets |  | Utility Connected Solutions DR Program | In Queue | Commercial | Falmouth | [13 empty] | 2327130 | Yes |  | Solar |  | 4980
ESMAEX-00128 | 5836007 | ISO Markets |  |  | In Queue | Commercial | Mattapoisett | [13 empty] | 2329466 | Yes |  | Solar |  | 4980
ESMAEX-00115 | 6551646 | ISO Markets |  | Utility Connected Solutions DR Program | In Queue | Commercial | Plymouth | [13 empty] | 2328025 | Yes |  | Solar |  | 630
ESMAEX-00094 | 5746998 | ISO Markets |  | Utility Connected Solutions DR Program | In Queue | Commercial | Plymouth | [13 empty] | 2320809 | Yes |  | Solar |  | 4999
ESMAEX-00093 | 5746849 | ISO Markets |  | back up power | In Queue | Residential | E WALPOLE |  | Lithium Ion |  | LG Chem |  |  | 4.875 | 5 | Behind the Meter | [5 empty] | Yes |  | Solar |  | 8.91
ESMAEX-00081 | 5723673 | MA - SMART Program |  |  | In Queue | Residential | PLYMOUTH |  | Lithium Ion |  | LG Chem |  |  | 4.875 | 5 | Behind the Meter | [5 empty] | Yes |  | Solar |  | 9.28
ESMAEX-00060 | 5625421 | MA - DOER/ MassCEC Funded Projects |  |  | In Queue | Residential | ASHLAND |  | Lithium Ion |  | Sonnen |  |  | 7.5 | 5 | Behind the Meter | [5 empty] | Yes |  | Solar |  | 14
ESMAEX-00059 | 5625291 | ISO Markets |  | Connected Solutions Demand Response | In Queue | Residential | NEEDHAM |  | Lithium Ion |  | sonnenBacterie |  |  | 12.5 | 8 | Behind the Meter |  |  |  | SMART |  | Yes |  | Solar |  | 17.5
ESMAEX-00036 | 5430981 | MA - SMART Program |  |  | In Queue | Commercial | CHELSEA |  | Lithium Ion |  | Other | 573 | 250 | 573 | 250 | Behind the Meter | Customer Bill Savings (e.g., Demand Charge Management, TOU Arbitrage) | Peak Shaving/ Load Leveling | Reliability and Resiliency |  | 8584548 | Yes | AC-Coupled | Solar | 0 | 250
ESMAEX-00032 | 5509487 | ISO Markets |  |  | In Queue | Commercial | SANDWICH |  | Lithium Ion |  | LG Chem | 1600 | 400 | 1600 | 400 |  | Wholesale Market |  |  | DC Clipping Recapture | PP02407070 | Yes | DC-Coupled | Solar | 1000 | 499
ESMAEX-00024 | 5371604 | MA - SMART Program |  |  | In Queue | Commercial | Mashpee |  | Lithium Ion |  | LG Chem | 3000 | 500 | 3000 | 500 |  | Wholesale Market |  |  |  | 9568641 | Yes | DC-Coupled | Solar | 1584 | 750
ESMAEX-00022 | 5493886 | ISO Markets |  | Connected Solutions Demand Response | In Queue | Commercial | Pocasset |  | Lithium Ion |  | LG Chem | 3996 | 1000 | 3996 | 1000 |  | Wholesale Market |  |  | DC Clipping Recapture | 9568913 | Yes | DC-Coupled | Solar | 3996 | 999
[13 empty] | Totals | 1353990.655 | 375359.904
Note on I3: Year DG Interconection Application Was Submitted/ Contract was Signed
Note on W3: Co-Located means DG and ESS being built on same piece of property, but separate points of common coupling
Note on X3: DC Coupled = ESS is connected to PV; but only PV is connected to the grid. AC Coupled = ESS is connected to the grid, and PV is connected to the grid; but, neither the ESS nor the PV is connected to each other.