## Summary
Storage Summary | Pipeline | Installed
Subtotal Energy kWh (DC) where Energy kWh (AC) value is not provided | 1219563.44 | 229775.462
DC to AC Conversion | 95% | 95%
Subtotal Energy kWh (DC to AC) | 1158585.268 | 218286.6889
Subtotal Energy MWh (DC to AC) | 1158.5853 | 218.2867
Subtotal Energy kWh (AC) | 1293136.48 | 269646.035
Subtotal Energy MWh (AC) | 1293.1365 | 269.646
Total Energy kWh (AC) | 2451721.748 | 487932.7239
Total Energy MWh (AC) | 2451.7217 | 487.9327
Total Capacity kW (AC) | 710943.884 | 176787.762
Total Capacity MW (AC) | 710.9439 | 176.7878

## Installed Projects
Installed Projects
ENERGY STORAGE SYSTEM | [18 empty] | GENERATION
Case Number | DG WR Number | Common Project Name (Redacted) | Policy Source 1 | Policy Source 2 | Other Source | Year Procured | Customer Type | City/Town | Storage - Technology Type | Storage - Sub-technology Type | Manufacturer | Energy kWh (DC) | Energy kWh (AC) | Capacity kW (AC) | Installation Type | Application Intended Use #1 | Application Intended Use #2 | Application Intended Use #3 | Other - Application Intended Use | DG WR Number | Co-Located with DG/Generation | System Configuration Type | DG Generation Type | Capacity kW (DC) | Capacity kW (AC)
242228 |  |  | MA - SMART Program |  |  | 2019 | Residential | NORTON | Lithium Ion |  | PIKA ENERGY | 17.1 | 13.4 | 6.7 | Behind the Meter | [5 empty] | Yes | DC-Coupled | Solar | 13.32 | 9.63
238250 |  |  | MA - SMART Program |  |  | 2019 | Residential | ATTLEBORO | Lithium Ion |  | LG CHEM | 0 | 9.8 | 3.8 | Behind the Meter | [5 empty] | Yes | DC-Coupled | Solar | 10.8 | 8.8
231479 |  |  | MA - SMART Program |  |  | 2019 | Residential | NORTHBRIDGE | Lithium Ion |  | LG CHEM | 9.3 | 9.8 | 7.6 | Behind the Meter | [5 empty] | Yes | DC-Coupled | Solar | 9.28 | 7.6
262245 |  |  | MA - SMART Program |  |  | 2019 | Residential | HALIFAX | Lithium Ion |  | LG CHEM | 9.3 | 9.8 | 7.6 | Behind the Meter | [5 empty] | Yes | DC-Coupled | Solar | 9.86 | 7.6
183975 | [5 empty] | 2018 | Residential | WEST STOCKBRIDGE | Lithium Ion |  | PIKA ENERGY | 14.3 | 0 | 7.6 | Behind the Meter | [5 empty] | Yes | DC-Coupled | Solar | 9.81 | 7.6
184483 | [5 empty] | 2018 | Residential | E LONGMEADOW | Lithium Ion |  | LG CHEM | 9.3 | 0 | 7.6 | [6 empty] | Yes | DC-Coupled | Solar | 10.15 | 7.6
185990 | [5 empty] | 2018 | Residential | BROCKTON | Lithium Ion |  | LG CHEM | 9.3 | 0 | 7.6 | Behind the Meter | [5 empty] | Yes | DC-Coupled | Solar | 9.28 | 7.6
189369 | [5 empty] | 2018 | Residential | ROCKPORT | Lithium Ion |  | PIKA ENERGY | 11.4 | 0 | 7.6 | Behind the Meter | [5 empty] | Yes | DC-Coupled | Solar | 12480 | 7.6
229503 |  |  | MA - SMART Program |  |  | 2019 | Residential | FRANKLIN | Lithium Ion |  | LG CHEM | 0 | 9.8 | 7.6 | Behind the Meter | [5 empty] | Yes | DC-Coupled | Solar |  | 13.6
186415 | [5 empty] | 2018 | Residential | NORTHAMPTON | Lithium Ion |  | LG CHEM | 9.3 | 0 | 7.6 | Behind the Meter | [5 empty] | Yes | DC-Coupled | Solar |  | 13.6
187717 | [5 empty] | 2018 | Residential | ROCKPORT | Lithium Ion |  | LG CHEM | 9.3 | 0 | 7.6 | Behind the Meter | [5 empty] | Yes | DC-Coupled | Solar |  | 13.6
178051 | 24448693 |  | MA - SMART Program |  |  | 2018 | Commercial | PALMER | Lithium Ion |  | Sungrow-Samsung | 4730 | 4480 | 2240 | Standalone | [5 empty] | Yes | AC-Coupled | Solar | 6437 | 4950
184039 |  |  | MA - SMART Program |  |  | 2019 | Commercial | DUNSTABLE | Lithium Ion |  | POWER ELECTRONICS | 5039.75 | 0 | 4500 | Standalone | [5 empty] | Yes | DC-Coupled | Solar |  | 10000
177089 | 23453253 |  | MA - SMART Program |  |  | 2017 | Commercial | WINCHENDON | Lithium Ion |  | POWER ELECTRONICS | 7320 | 6600 | 3300 | Standalone |  |  |  |  | 23453253 | Yes | AC-Coupled | Solar | 7030 | 7800
178308 | 25638676 |  | MA - SMART Program |  |  | 2019 | Commercial | EVERETT | Lithium Ion |  | TESLA | 0 | 8000 | 4000 | Behind the Meter | [5 empty] | Yes | AC-Coupled | Natural gas | 917 | 7788
178795 |  |  | MA - SMART Program |  |  | 2017 | Commercial | PLAINVILLE | Lithium Ion |  | POWER ELECTRONICS | 0 | 4638 | 2310 | Standalone |  |  |  |  | 23716938 | Yes | AC-Coupled | Solar | 6372 | 7260
177703 | 24211345 |  | MA - SMART Program |  |  | 2018 | Commercial | WARREN | Lithium Ion |  | Sungrow-Samsung | 7690 | 0 | 1500 | Standalone | [5 empty] | Yes | DC-Coupled | Solar |  | 6740
203430 |  |  | MA - SMART Program |  |  | 2019 | Commercial | NORTHAMPTON | Lithium Ion |  | POWER MAX | 0 | 4913 | 2340 | Standalone | [5 empty] | Yes | AC-Coupled | Battery Add-On |  | 6660
178658 | 25766482 |  | MA - SMART Program |  |  | 2018 | Commercial | NORTHAMPTON | Lithium Ion |  | Sungrow-Samsung | 4718 | 0 | 2000 | Standalone | [5 empty] | Yes | AC-Coupled | Solar |  | 4980
178340 | 25403267 |  | MA - SMART Program |  |  | 2018 | Commercial | AMESBURY | Lithium Ion |  | WSTECH | 4642 | 4000 | 1600 | Standalone | Renewable Energy Integration (e.g., Ramping, Smoothing) |  |  |  |  | Yes | AC-Coupled | Solar | 4894 | 4894
176019 | 19078531 |  | MA - SMART Program |  |  | 2016 | Commercial | SHUTESBURY | Lithium Ion |  | DYNAPOWER | 4000 | 4000 | 4500 | Behind the Meter | Renewable Energy Integration (e.g., Ramping, Smoothing) |  |  |  | 19078531 | Yes | DC-Coupled | Solar | 6000 | 4500
178653 | 25753431 |  | MA - SMART Program |  |  | 2018 | Commercial | SOUTHBRIDGE | Lithium Ion |  | GP TECH | 7081 | 0 | 3364 | Standalone | Renewable Energy Integration (e.g., Ramping, Smoothing) |  |  |  |  | Yes | DC-Coupled | Solar |  | 4300
177067 | 23792735 |  | MA - SMART Program |  |  | 2017 | Commercial | ATHOL | Lithium Ion |  | Sungrow-Samsung | 3276 | 0 | 1980 | Standalone | Renewable Energy Integration (e.g., Ramping, Smoothing) |  |  |  |  | Yes | AC-Coupled | Solar |  | 3276
177702 | 24210886 |  |  |  |  | 2018 | Commercial | ATTLEBORO | Lithium Ion |  | POWER ELECTRONICS | 1020 | 0 | 560 | Standalone | [5 empty] | Yes | AC-Coupled | Solar |  | 3469
178615 | 25745720 |  | MA - SMART Program |  |  | 2018 | Commercial | SOUTHBRIDGE | Lithium Ion |  | GP TECH | 3825 | 0 | 2800 | Standalone | [5 empty] | Yes | DC-Coupled | Solar |  | 2800
177669 | 24209843 |  | MA - SMART Program |  |  | 2018 | Commercial | CHARLTON | Lithium Ion |  | SOLECTRIA RENEWABLES | 0 | 2520 | 1260 | Standalone | [5 empty] | Yes | DC-Coupled | Solar |  | 2000
177672 | 24210743 |  | MA - SMART Program |  |  | 2017 | Commercial | UXBRIDGE | Lithium Ion |  | SOLECTRIA RENEWABLES | 0 | 2004 | 2000 | Standalone | [5 empty] | Yes | DC-Coupled | Solar |  | 2000
177125 | 22960940 |  | MA - SMART Program |  |  | 2017 | Commercial | HALIFAX | Lithium Ion |  | EATON | 0 | 2240 | 2000 | Standalone | [5 empty] | Yes | AC-Coupled | Solar |  | 1668
176239 | 19351038 |  |  |  |  | 2016 | Company Use2 | SHIRLEY | Lithium Ion |  | TESLA | 0 | 500 | 250 | Standalone | Renewable Energy Integration (e.g., Ramping, Smoothing) | Peak Shaving/Load Leveling | Power Quality (e.g., Voltage/VAR Support) |  | 19351038 | Yes | AC-Coupled | Solar | 999 | 1000
178674 | 26099578 |  | MA - SMART Program |  |  | 2019 | Commercial | SUTTON | Lithium Ion |  | IHI | 1000 | 1000 | 500 | Standalone | [5 empty] | Yes | DC-Coupled | Solar |  | 1000
178266 | 25621055 |  | MA - SMART Program |  |  | 2018 | Commercial | LANCASTER | Lithium Ion |  | POWER ELECTRONICS | 1000 | 0 | 1000 | Standalone | [5 empty] | Yes | AC-Coupled | Solar |  | 990
176189 |  |  | Utility-Owned Storage - R&D |  |  | 2016 | Utility-Owned Distribution | WORCESTER | Liquid Flow Battery |  | VIONX ENERGY | 3180 | 3000 | 500 | Standalone | Renewable Energy Integration (e.g., Ramping, Smoothing) | Customer Bill Savings (e.g., Demand Charge Management, TOU Arbitrage) | Wholesale Market (i.e., Energy, Capacity, Ancillary Services) |  | 20270685 | Yes | AC-Coupled | Wind Turbine |  | 500
254306 | [5 empty] | 2019 | Residential | WEST BRIDGEWATER | Lithium Ion |  | TESLA | 54 | 40 | 20 | Behind the Meter | [5 empty] | Yes | AC-Coupled | Solar |  | 33.6
204210 | [5 empty] | 2019 | Residential | GLOUCESTER | Lithium Ion |  | TESLA | 40.5 | 30 | 15 | Behind the Meter | [5 empty] | Yes | AC-Coupled | Solar |  | 32.6
299534 | [5 empty] | 2020 | Residential | BELCHERTOWN | Lithium Ion |  | TESLA | 54 | 40 | 20 | Behind the Meter | [5 empty] | Yes | AC-Coupled | Solar |  | 30
273439 | [5 empty] | 2020 | Residential | TEWKSBURY | Lithium Ion |  | TESLA | 15 | 40.5 | 15 | Behind the Meter | [5 empty] | Yes | AC-Coupled | Solar |  | 26.4
216596 |  |  | MA - SMART Program |  |  | 2019 | Residential | BELCHERTOWN | Lithium Ion |  | TESLA | 27 | 20 | 10 | Behind the Meter | [5 empty] | Yes | AC-Coupled | Solar | 16.5 | 25.2
255162 |  |  | MA - SMART Program |  |  | 2019 | Residential | REHOBOTH | Lithium Ion |  | TESLA | 27 | 20 | 10 | Behind the Meter | [5 empty] | Yes | AC-Coupled | Solar |  | 15.2
270545 | [5 empty] | 2020 | Residential | BRADFORD | Lithium Ion |  | TESLA | 25 | 40.5 | 15 | Behind the Meter | [5 empty] | Yes | AC-Coupled | Solar |  | 25
202585 |  |  | MA - SMART Program |  |  | 2019 | Commercial | NANTUCKET | Lithium Ion |  | PIKA ENERGY | 17.1 | 0 | 7.6 | Behind the Meter | [5 empty] | Yes | DC-Coupled | Solar | 37.12 | 25
292499 |  |  | MA - SMART Program |  |  | 2020 | Residential | ABINGTON | Lithium Ion |  | TESLA | 40.5 | 30 | 15 | Behind the Meter | [5 empty] | Yes | AC-Coupled | Solar |  | 24.57
288906 |  |  | MA - SMART Program |  |  | 2020 | Residential | COHASSET | Lithium Ion |  | TESLA | 14 | 13.5 | 20 | Behind the Meter | [5 empty] | Yes | AC-Coupled | Solar |  | 24
263665 | [5 empty] | 2019 | Residential | BOLTON | Lithium Ion |  | TESLA | 13.5 | 10 | 5 | Behind the Meter | [5 empty] | Yes | AC-Coupled | Solar |  | 22.6
265476 | [5 empty] | 2020 | Residential | GRAFTON | Lithium Ion |  | TESLA | 21 | 40.5 | 15 | Behind the Meter | [5 empty] | Yes | AC-Coupled | Solar |  | 21
290691 | [5 empty] | 2020 | Residential | SALEM | Lithium Ion |  | TESLA | 27 | 20 | 10 | Behind the Meter | [5 empty] | Yes | AC-Coupled | Battery Add-On |  | 21
189024 | [5 empty] | 2018 | Residential | BOXFORD | Lithium Ion |  | TESLA | 54 | 40 | 20 | Behind the Meter | [5 empty] | Yes | AC-Coupled | Solar |  | 20
223811 | [5 empty] | 2019 | Residential | WRENTHAM | Lithium Ion |  | TESLA | 27 | 20 | 10 | Behind the Meter | [5 empty] | Yes | AC-Coupled | Solar |  | 20
257644 | [5 empty] | 2019 | Residential | WESTMINSTER | Lithium Ion |  | TESLA | 30 | 54 | 20 | Behind the Meter | [5 empty] | Yes | AC-Coupled | Battery Add-On |  | 20
177730 | [5 empty] | 2018 | Residential | ANDOVER | Lithium Ion |  | TESLA | 27 | 20 | 10 | Behind the Meter |  |  |  |  | 25112926 | Yes | AC-Coupled | Solar | 12.35 | 20
178069 | 25280291 |  |  |  |  | 2018 | Residential | NORTH ANDOVER | Lithium Ion |  | TESLA | 27 | 20 | 10 | Behind the Meter |  |  |  |  | 25280291 | Yes | AC-Coupled | Solar | 10.08 | 20
178636 | [5 empty] | 2018 | Residential | NORTHBOROUGH | Lithium Ion |  | TESLA | 20 | 27 | 10 | Behind the Meter |  |  |  |  | 26093470 | Yes | AC-Coupled | Solar |  | 20
203337 | [5 empty] | 2019 | Residential | NORWELL | Lithium Ion |  | TESLA | 27 | 20 | 10 | Behind the Meter | [5 empty] | Yes | AC-Coupled | Solar |  | 20
203910 | [5 empty] | 2019 | Residential | MANCHESTER | Lithium Ion |  | TESLA | 27 | 20 | 10 | Behind the Meter | [5 empty] | Yes | AC-Coupled | Solar |  | 20
204363 | [5 empty] | 2019 | Residential | WESTPORT | Lithium Ion |  | TESLA | 27 | 20 | 10 | Behind the Meter | [5 empty] | Yes | AC-Coupled | Solar |  | 20
204685 | [5 empty] | 2019 | Residential | NORTH GRAFTON | Lithium Ion |  | TESLA | 27 | 20 | 10 | Behind the Meter | [5 empty] | Yes | AC-Coupled | Solar |  | 20
212493 | [5 empty] | 2019 | Residential | HARVARD | Lithium Ion |  | TESLA | 27 | 20 | 10 | Behind the Meter | [5 empty] | Yes | AC-Coupled | Solar |  | 20
213962 | [5 empty] | 2019 | Residential | WEST NEWBURY | Lithium Ion |  | TESLA | 27 | 20 | 10 | Behind the Meter | [5 empty] | Yes | AC-Coupled | Solar |  | 20
215949 | [5 empty] | 2019 | Residential | SCITUATE | Lithium Ion |  | TESLA | 27 | 20 | 10 | Behind the Meter | [5 empty] | Yes | AC-Coupled | Solar |  | 20
224878 |  |  | MA - SMART Program |  |  | 2019 | Residential | NORTHBOROUGH | Lithium Ion |  | TESLA | 27 | 20 | 10 | Behind the Meter | [5 empty] | Yes | AC-Coupled | Solar | 10.37 | 20
225069 | [5 empty] | 2019 | Residential | BELCHERTOWN | Lithium Ion |  | TESLA | 27 | 20 | 10 | Behind the Meter | [5 empty] | Yes | AC-Coupled | Solar |  | 20
248827 | [5 empty] | 2019 | Residential | DUNSTABLE | Lithium Ion |  | TESLA | 27 | 20 | 10 | Behind the Meter | [5 empty] | Yes | AC-Coupled | Solar |  | 20
251636 | [5 empty] | 2019 | Residential | HANSON | Lithium Ion |  | TESLA | 27 | 20 | 10 | Behind the Meter | [5 empty] | Yes | AC-Coupled | Solar |  | 20
252243 | [5 empty] | 2019 | Residential | UXBRIDGE | Lithium Ion |  | TESLA | 27 | 20 | 10 | Behind the Meter | [5 empty] | Yes | AC-Coupled | Solar |  | 20
263958 | [5 empty] | 2019 | Residential | WESTFORD | Lithium Ion |  | TESLA | 10 | 27 | 10 | Behind the Meter | [5 empty] | Yes | AC-Coupled | Solar |  | 20
264869 | [5 empty] | 2019 | Residential | LEOMINSTER | Lithium Ion |  | TESLA | 10 | 27 | 10 | Behind the Meter | [5 empty] | Yes | AC-Coupled | Solar |  | 20
265140 | [5 empty] | 2020 | Residential | FLORENCE | Lithium Ion |  | TESLA | 20 | 27 | 10 | Behind the Meter | [5 empty] | Yes | AC-Coupled | Solar |  | 20
273429 | [5 empty] | 2020 | Residential | TOPSFIELD | Lithium Ion |  | TESLA | 27 | 20 | 10 | Behind the Meter | [5 empty] | Yes | AC-Coupled | Battery Add-On |  | 20
277573 | [5 empty] | 2020 | Residential | NORTHAMPTON | Lithium Ion |  | TESLA | 20 | 27 | 10 | Behind the Meter | [5 empty] | Yes | AC-Coupled | Solar |  | 20
291401 | [5 empty] | 2020 | Residential | HARVARD | Lithium Ion |  | TESLA | 27 | 20 | 10 | Behind the Meter | [5 empty] | Yes | AC-Coupled | Battery Add-On |  | 20
300290 | [5 empty] | 2020 | Residential | ANDOVER | Lithium Ion |  | TESLA | 27 | 20 | 10 | Behind the Meter | [5 empty] | Yes | AC-Coupled | Solar |  | 20
203369 | [5 empty] | 2019 | Residential | BOXFORD | Lithium Ion |  | TESLA | 13.5 | 10 | 5 | Behind the Meter | [5 empty] | Yes | AC-Coupled | Solar |  | 20
178144 | 26115543 |  |  |  |  | 2019 | Residential | WESTFORD | Lithium Ion |  | TESLA | 54 | 40 | 20 | [6 empty] | Yes | DC-Coupled | Solar |  | 8
258486 |  |  | MA - SMART Program |  |  | 2019 | Residential | WESTFORD | Lithium Ion |  | TESLA | 27 | 20 | 10 | Behind the Meter | [5 empty] | Yes | AC-Coupled | Solar |  | 20
273131 | [5 empty] | 2020 | Residential | SALEM | Lithium Ion |  | TESLA | 10 | 27 | 10 | Behind the Meter | [5 empty] | Yes | AC-Coupled | Solar |  | 19.9
260959 |  |  | MA - SMART Program |  |  | 2019 | Residential | PEMBROKE | Lithium Ion |  | TESLA | 27 | 20 | 10 | Behind the Meter | [5 empty] | Yes | AC-Coupled | Solar |  | 19.84
170773 | [5 empty] | 2018 | Residential | ANDOVER | Lithium Ion |  | TESLA | 27 | 20 | 10 | Behind the Meter | [5 empty] | Yes | AC-Coupled | Solar |  | 19.67
260147 |  |  | MA - SMART Program |  |  | 2019 | Residential | EAST BRIDGEWATER | Lithium Ion |  | TESLA | 10 | 27 | 10 | Behind the Meter | [5 empty] | Yes | AC-Coupled | Solar |  | 19.6
301879 | [5 empty] | 2020 | Residential | SALISBURY | Lithium Ion |  | TESLA | 27 | 20 | 10 | Behind the Meter | [5 empty] | Yes | AC-Coupled | Solar |  | 19.5
264017 | [5 empty] | 2019 | Residential | DRACUT | Lithium Ion |  | TESLA | 19.08 | 27 | 10 | Behind the Meter | [5 empty] | Yes | AC-Coupled | Solar |  | 19.08
178419 | [5 empty] | 2018 | Residential | ANDOVER | Lithium Ion |  | TESLA | 27 | 20 | 10 | Behind the Meter |  |  |  |  | 25665666 | Yes | AC-Coupled | Solar | 8.45 | 19
189220 | [5 empty] | 2018 | Residential | MENDON | Lithium Ion |  | TESLA | 27 | 20 | 10 | Behind the Meter | [5 empty] | Yes | AC-Coupled | Solar |  | 19
213359 |  |  | MA - SMART Program |  |  | 2019 | Residential | SALEM | Lithium Ion |  | TESLA | 27 | 20 | 10 | Behind the Meter | [5 empty] | Yes | AC-Coupled | Solar |  | 19
216694 | [5 empty] | 2019 | Residential | BRIDGEWATER | Lithium Ion |  | TESLA | 27 | 20 | 10 | Behind the Meter | [5 empty] | Yes | AC-Coupled | Solar |  | 19
205004 | [5 empty] | 2019 | Residential | NORTH GRAFTON | Lithium Ion |  | TESLA | 27 | 20 | 10 | Behind the Meter | [5 empty] | Yes | AC-Coupled | Solar |  | 18.8
292717 | [5 empty] | 2020 | Residential | RANDOLPH | Lithium Ion |  | TESLA | 27 | 20 | 10 | Behind the Meter | [5 empty] | Yes | AC-Coupled | Battery Add-On |  | 18.4
243391 | [5 empty] | 2019 | Residential | BOLTON | Lithium Ion |  | TESLA | 27 | 20 | 10 | Behind the Meter | [5 empty] | Yes | AC-Coupled | Solar |  | 18.2
278122 | [5 empty] | 2020 | Residential | MENDON | Lithium Ion |  | SONNEN | 17.8 | 20 | 8 | Behind the Meter | [5 empty] | Yes | AC-Coupled | Other |  | 17.8
230608 |  |  | MA - SMART Program |  |  | 2019 | Residential | NORTON | Lithium Ion |  | SOLAREDGE SE10000H-US | 0 | 13.5 | 15 | Behind the Meter | [5 empty] | Yes | AC-Coupled | Solar |  | 17.6
205175 | [5 empty] | 2019 | Residential | WEYMOUTH | Lithium Ion |  | TESLA | 27 | 20 | 10 | Behind the Meter | [5 empty] | Yes | AC-Coupled | Solar |  | 17.6
206824 | [5 empty] | 2019 | Residential | MELROSE | Lithium Ion |  | TESLA | 27 | 20 | 10 | Behind the Meter | [5 empty] | Yes | AC-Coupled | Solar |  | 17.6
208008 |  |  | MA - SMART Program |  |  | 2019 | Residential | WRENTHAM | Lithium Ion |  | TESLA | 27 | 20 | 10 | Behind the Meter | [5 empty] | Yes | AC-Coupled | Solar | 9.76 | 17.6
213064 | [5 empty] | 2019 | Residential | BOXFORD | Lithium Ion |  | TESLA | 27 | 20 | 10 | Behind the Meter | [5 empty] | Yes | AC-Coupled | Solar |  | 17.6
213965 | [5 empty] | 2019 | Residential | SALISBURY | Lithium Ion |  | TESLA | 27 | 20 | 10 | Behind the Meter | [5 empty] | Yes | AC-Coupled | Solar |  | 17.6
242810 |  |  | MA - SMART Program |  |  | 2019 | Residential | ESSEX | Lithium Ion |  | TESLA | 27 | 20 | 10 | Behind the Meter | [5 empty] | Yes | AC-Coupled | Solar | 8.19 | 17.6
243834 | [5 empty] | 2019 | Residential | WRENTHAM | Lithium Ion |  | TESLA | 27 | 20 | 10 | Behind the Meter | [5 empty] | Yes | AC-Coupled | Solar |  | 17.6
248297 | [5 empty] | 2019 | Residential | BOLTON | Lithium Ion |  | TESLA | 27 | 20 | 10 | Behind the Meter | [5 empty] | Yes | AC-Coupled | Solar |  | 17.6
257042 | [5 empty] | 2019 | Residential | NORTH ADAMS | Lithium Ion |  | TESLA | 27 | 20 | 10 | Behind the Meter | [5 empty] | Yes | AC-Coupled | Solar |  | 17.6
258893 | [5 empty] | 2019 | Residential | NORTON | Lithium Ion |  | TESLA | 10 | 27 | 10 | Behind the Meter | [5 empty] | Yes | AC-Coupled | Solar |  | 17.6
283891 | [5 empty] | 2020 | Residential | HUBBARDSTON | Lithium Ion |  | TESLA | 27 | 20 | 10 | Behind the Meter | [5 empty] | Yes | AC-Coupled | Battery Add-On |  | 17.6
293030 | [5 empty] | 2020 | Residential | FRANKLIN | Lithium Ion |  | TESLA | 27 | 20 | 10 | Behind the Meter | [5 empty] | Yes | AC-Coupled | Solar |  | 17.6
293766 | [5 empty] | 2020 | Residential | WORCESTER | Lithium Ion |  | TESLA | 27 | 20 | 10 | Behind the Meter | [5 empty] | Yes | AC-Coupled | Battery Add-On |  | 17.6
303042 | [5 empty] | 2020 | Residential | SEEKONK | Lithium Ion |  | TESLA | 27 | 20 | 10 | Behind the Meter | [5 empty] | Yes | AC-Coupled | Solar |  | 17.6
267108 | [5 empty] | 2020 | Residential | TOPSFIELD | Lithium Ion |  | TESLA | 17.6 | 20 | 10 | Behind the Meter | [5 empty] | Yes | AC-Coupled | Battery Add-On |  | 17.6
206251 | [5 empty] | 2019 | Residential | SCITUATE | Lithium Ion |  | TESLA | 13.5 | 10 | 5 | Behind the Meter | [5 empty] | Yes | AC-Coupled | Solar |  | 17.6
250967 |  |  | MA - SMART Program |  |  | 2019 | Residential | LOWELL | Lithium Ion |  | SOLAREDGE | 0 | 13.5 | 10 | Behind the Meter | [5 empty] | Yes | AC-Coupled | Solar |  | 7.6
200495 | [5 empty] | 2019 | Residential | COHASSET | Lithium Ion |  | TESLA | 27 | 20 | 10 | Behind the Meter | [5 empty] | Yes | AC-Coupled | Solar |  | 17.5
172168 | [5 empty] | 2018 | Residential | SEEKONK | Lithium Ion |  | LG CHEM | 9.3 | 0 | 7.6 | Behind the Meter | [5 empty] | Yes | DC-Coupled | Solar |  | 17.4
200891 | [5 empty] | 2019 | Residential | ATHOL | Lithium Ion |  | TESLA | 27 | 20 | 10 | Behind the Meter | [5 empty] | Yes | AC-Coupled | Solar |  | 17.36
183596 | [5 empty] | 2018 | Residential | WEYMOUTH | Lithium Ion |  | TESLA | 27 | 20 | 10 | Behind the Meter | [5 empty] | Yes | AC-Coupled | Solar |  | 17.25
204820 | [5 empty] | 2019 | Residential | SOUTHFIELD | Lithium Ion |  | TESLA | 27 | 20 | 10 | [6 empty] | Yes | AC-Coupled | Solar |  | 16.75
221739 | [5 empty] | 2019 | Residential | SOMERSET | Lithium Ion |  | TESLA | 27 | 20 | 10 | Behind the Meter | [5 empty] | Yes | AC-Coupled | Solar |  | 16.6
271201 | [5 empty] | 2020 | Residential | ANDOVER | Lithium Ion |  | TESLA | 13.5 | 10 | 5 | Behind the Meter | [5 empty] | Yes | AC-Coupled | Battery Add-On |  | 16.4
295561 | [5 empty] | 2020 | Residential | NORTHAMPTON | Lithium Ion |  | TESLA | 27 | 20 | 10 | Behind the Meter | [5 empty] | Yes | AC-Coupled | Battery Add-On |  | 16.25
177727 |  |  | MA - SMART Program |  |  | 2018 | Residential | E LONGMEADOW | Lithium Ion |  | TESLA | 27 | 20 | 10 | Behind the Meter |  |  |  |  | 25111905 | Yes | AC-Coupled | Solar | 7.2 | 16
205070 | [5 empty] | 2019 | Residential | SOUTH ATTLEBORO | Lithium Ion |  | TESLA | 27 | 20 | 10 | Behind the Meter | [5 empty] | Yes | AC-Coupled | Solar |  | 16
213815 | [5 empty] | 2019 | Residential | MEDFORD | Lithium Ion |  | TESLA | 27 | 20 | 10 | Behind the Meter | [5 empty] | Yes | AC-Coupled | Solar |  | 16
292702 | [5 empty] | 2020 | Residential | WESTFORD | Lithium Ion |  | TESLA | 13.5 | 10 | 5 | Behind the Meter | [5 empty] | Yes | AC-Coupled | Solar |  | 16
272817 | [5 empty] | 2020 | Residential | ANDOVER | Lithium Ion |  | TESLA | 15.25 | 27 | 10 | Behind the Meter | [5 empty] | Yes | AC-Coupled | Solar |  | 15.25
232600 |  |  | MA - SMART Program |  |  | 2019 | Residential | NORTH DIGHTON | Lithium Ion |  | TESLA | 27 | 20 | 10 | Behind the Meter | [5 empty] | Yes | AC-Coupled | Solar | 17.33 | 15.2
247186 |  |  | MA - SMART Program |  |  | 2019 | Residential | HARVARD | Lithium Ion |  | TESLA | 27 | 20 | 10 | Behind the Meter | [5 empty] | Yes | AC-Coupled | Solar | 16.39 | 15.2
254944 |  |  | MA - SMART Program |  |  | 2019 | Residential | SOUTHBOROUGH | Lithium Ion |  | TESLA | 27 | 20 | 10 | Behind the Meter | [5 empty] | Yes | AC-Coupled | Solar | 16.39 | 15.2
266587 |  |  | MA - SMART Program |  |  | 2020 | Residential | SUTTON | Lithium Ion |  | TESLA | 25.2 | 27 | 10 | Behind the Meter | [5 empty] | Yes | AC-Coupled | Solar |  | 15.2
294047 |  |  | MA - SMART Program |  |  | 2020 | Residential | BLACKSTONE | Lithium Ion |  | TESLA | 28 | 27 | 10 | Behind the Meter | [5 empty] | Yes | AC-Coupled | Solar | 15.2 | 15.2
189459 |  |  | MA - SMART Program |  |  | 2018 | Residential | FOXBOROUGH | Lithium Ion |  | SOLAREDGE TECHNOLOGIES | 9.3 | 0 | 7.6 | Behind the Meter | [5 empty] | Yes | DC-Coupled | Solar |  | 15.2
169807 | [5 empty] | 2018 | Residential | SWAMPSCOTT | Lithium Ion |  | TESLA | 40.5 | 30 | 15 | Behind the Meter | [5 empty] | Yes | AC-Coupled | Solar |  | 15
197819 | [5 empty] | 2018 | Residential | TOPSFIELD | Lithium Ion |  | TESLA | 40.5 | 30 | 15 | Behind the Meter | [5 empty] | No | AC-Coupled | None |  | 15
223575 | [5 empty] | 2019 | Residential | WESTFORD | Lithium Ion |  | TESLA | 40.5 | 30 | 15 | Behind the Meter | [5 empty] | Yes | AC-Coupled | Solar |  | 15
242091 | [5 empty] | 2019 | Residential | TOPSFIELD | Lithium Ion |  | TESLA | 40.5 | 30 | 15 | Behind the Meter | [5 empty] | Yes | AC-Coupled | Solar |  | 15
253195 | [5 empty] | 2019 | Residential | FLORENCE | Lithium Ion |  | TESLA | 40.5 | 30 | 15 | Behind the Meter | [5 empty] | Yes | AC-Coupled | Solar |  | 15
166554 | [5 empty] | 2017 | Residential | BOXFORD | Lithium Ion |  | TESLA | 27 | 20 | 10 | Behind the Meter | [5 empty] | Yes | AC-Coupled | Solar |  | 15
262671 | [5 empty] | 2019 | Residential | BOXFORD | Lithium Ion |  | TESLA | 27 | 20 | 10 | Behind the Meter | [5 empty] | Yes | AC-Coupled | Solar |  | 15
295111 | [5 empty] | 2020 | Residential | QUINCY | Lithium Ion |  | TESLA | 27 | 20 | 10 | Behind the Meter | [5 empty] | Yes | AC-Coupled | Solar |  | 15
261233 | [5 empty] | 2019 | Residential | REHOBOTH | Lithium Ion |  | TESLA | 27 | 20 | 10 | Behind the Meter | [5 empty] | Yes | AC-Coupled | Solar |  | 14.8
205162 | [5 empty] | 2019 | Residential | HAMILTON | Lithium Ion |  | TESLA | 13.5 | 10 | 5 | [6 empty] | Yes | AC-Coupled | Solar |  | 14.8
239647 | [5 empty] | 2019 | Residential | SOUTHBOROUGH | Lithium Ion |  | TESLA | 13.5 | 10 | 5 | Behind the Meter | [5 empty] | Yes | AC-Coupled | Solar |  | 14.75
294746 | [5 empty] | 2020 | Residential | BELCHERTOWN | Lithium Ion |  | SONNEN | 0 | 10 | 7 | Behind the Meter | [5 empty] | Yes | AC-Coupled | Battery Add-On |  | 14.6
311381 |  |  | MA - SMART Program |  |  | 2020 | Residential | SOMERSET | Lithium Ion |  | ENPHASE ENERGY | 0 | 10.08 | 6.528 | Behind the Meter | [5 empty] | Yes | AC-Coupled | Solar |  | 14.068
229365 | [5 empty] | 2019 | Residential | LYNN | Lithium Ion |  | TESLA | 27 | 20 | 10 | Behind the Meter | [5 empty] | Yes | AC-Coupled | Solar |  | 13.8
279428 | [5 empty] | 2020 | Residential | GLOUCESTER | Lithium Ion |  | SONNEN BATTERIE | 0 | 10 | 8 | Behind the Meter | [5 empty] | Yes | AC-Coupled | Battery Add-On |  | 13.8
260576 |  |  | MA - SMART Program |  |  | 2019 | Residential | HAMILTON | Lithium Ion |  | TESLA | 23.6 | 27 | 10 | Behind the Meter | [5 empty] | Yes | AC-Coupled | Solar |  | 13.6
306908 |  |  | MA - SMART Program |  |  | 2020 | Residential | HAMILTON | Lithium Ion |  | TESLA | 27 | 20 | 10 | Behind the Meter | [5 empty] | Yes | AC-Coupled | Solar |  | 13.6
309756 |  |  | MA - SMART Program |  |  | 2020 | Residential | TEWKSBURY | Lithium Ion |  | TESLA | 27 | 20 | 10 | Behind the Meter | [5 empty] | Yes | AC-Coupled | Solar |  | 13.6
245951 |  |  | MA - SMART Program |  |  | 2019 | Residential | MANCHESTER | Lithium Ion |  | SOLAREDGE TECHNOLOGIES LTD | 0 | 9.3 | 9.8 | Behind the Meter | [5 empty] | Yes | DC-Coupled | Solar |  | 13.6
243846 | [5 empty] | 2019 | Residential | CHELMSFORD | Lithium Ion |  | TESLA | 27 | 20 | 10 | Behind the Meter | [5 empty] | Yes | AC-Coupled | Solar |  | 13.5
311957 | [5 empty] | 2020 | Residential | ROCKPORT | Lithium Ion |  | SONNENBATTERIE | 0 | 12.5 | 8 | Behind the Meter | [5 empty] | Yes | AC-Coupled | Solar |  | 13.22
170529 | [5 empty] | 2018 | Residential | MAGNOLIA | Lithium Ion |  | TESLA | 27 | 20 | 10 | Behind the Meter | [5 empty] | Yes | AC-Coupled | Solar |  | 13
294641 |  |  | MA - SMART Program |  |  | 2020 | Residential | BELCHERTOWN | Lithium Ion |  | TESLA | 13.5 | 10 | 5 | Behind the Meter | [5 empty] | Yes | AC-Coupled | Solar |  | 13
289689 |  |  | MA - SMART Program |  |  | 2020 | Residential | SWAMPSCOTT | Lithium Ion |  | TESLA | 54 | 40 | 20 | Behind the Meter | [5 empty] | Yes | AC-Coupled | Solar |  | 12.96
280630 | [5 empty] | 2020 | Residential | HAWLEY | Lithium Ion |  | TESLA | 13.5 | 10 | 5 | Behind the Meter | [5 empty] | Yes | AC-Coupled | Battery Add-On |  | 12.8
161654 | 24972048 |  |  |  |  | 2017 | Residential | NORTHBOROUGH | Lithium Ion |  | TESLA | 13.5 | 10 | 5 | Behind the Meter |  |  |  |  | 24972048 | Yes | AC-Coupled | Solar | 9.9 | 12.6
166770 | [5 empty] | 2017 | Residential | SEEKONK | Lithium Ion |  | TESLA | 13.5 | 10 | 5 | Behind the Meter | [5 empty] | Yes | AC-Coupled | Solar |  | 12.6
171193 | [5 empty] | 2018 | Residential | NORTH ANDOVER | Lithium Ion |  | TESLA | 13.5 | 10 | 5 | Behind the Meter | [5 empty] | Yes | AC-Coupled | Solar |  | 12.6
201831 |  |  | MA - SMART Program |  |  | 2018 | Residential | FOXBORO | Lithium Ion |  | TESLA | 13.5 | 10 | 5 | Behind the Meter | [5 empty] | Yes | AC-Coupled | Solar |  | 12.6
212657 |  |  | MA - SMART Program |  |  | 2019 | Residential | STOUGHTON | Lithium Ion |  | TESLA | 13.5 | 10 | 5 | Behind the Meter | [5 empty] | Yes | AC-Coupled | Solar |  | 12.6
221795 | [5 empty] | 2019 | Residential | BERLIN | Lithium Ion |  | TESLA | 13.5 | 10 | 5 | Behind the Meter | [5 empty] | Yes | AC-Coupled | Solar |  | 12.6
225326 | [5 empty] | 2019 | Residential | HAVERHILL | Lithium Ion |  | TESLA | 13.5 | 10 | 5 | Behind the Meter | [5 empty] | Yes | AC-Coupled | Solar |  | 12.6
226784 | [5 empty] | 2019 | Residential | ATTLEBORO | Lithium Ion |  | TESLA | 13.5 | 10 | 5 | Behind the Meter | [5 empty] | Yes | AC-Coupled | Solar |  | 12.6
230363 | [5 empty] | 2019 | Residential | WEST BRIDGEWATER | Lithium Ion |  | TESLA | 13.5 | 10 | 5 | Behind the Meter | [5 empty] | Yes | AC-Coupled | Solar |  | 12.6
245424 | [5 empty] | 2019 | Residential | LEOMINSTER | Lithium Ion |  | TESLA | 13.5 | 10 | 5 | Behind the Meter | [5 empty] | Yes | AC-Coupled | Solar |  | 12.6
252869 |  |  | MA - SMART Program |  |  | 2019 | Residential | ATTLEBORO | Lithium Ion |  | TESLA | 13.5 | 10 | 5 | Behind the Meter | [5 empty] | Yes | AC-Coupled | Solar |  | 12.6
309310 | [5 empty] | 2020 | Residential | FOXBORO | Lithium Ion |  | TESLA | 13.5 | 10 | 5 | Behind the Meter | [5 empty] | Yes | AC-Coupled | Battery Add-On |  | 12.6
172526 | [5 empty] | 2018 | Residential | WEST STOCKBRIDGE | Lithium Ion |  | TESLA | 13.5 | 10 | 5 | Behind the Meter | [5 empty] | Yes | AC-Coupled | Solar | 10.5 | 12.6
205115 | [5 empty] | 2019 | Residential | BEVERLY | Lithium Ion |  | TESLA | 13.5 | 10 | 5 | [6 empty] | Yes | AC-Coupled | Solar |  | 12.6
277157 | [5 empty] | 2020 | Residential | WEST NEWBURY | Lithium Ion |  | TESLA | 12.6 | 5 | 5 | Behind the Meter | [5 empty] | Yes | AC-Coupled | Battery Add-On |  | 12.6
303055 | [5 empty] | 2020 | Residential | ORANGE | Lithium Ion |  | TESLA | 27 | 20 | 10 | Behind the Meter | [5 empty] | Yes | AC-Coupled | Battery Add-On |  | 12.584
251359 | [5 empty] | 2019 | Residential | WOLLASTON | Lithium Ion |  | TESLA | 27 | 20 | 10 | Behind the Meter | [5 empty] | Yes | AC-Coupled | Solar |  | 12.25
308757 | [5 empty] | 2020 | Residential | WESTMINSTER | Lithium Ion |  | SONNEN | 20 | 0 | 7 | Behind the Meter | [5 empty] | Yes | AC-Coupled | Solar |  | 12.04
160119 | 24379333 |  |  |  |  | 2017 | Residential | HARVARD | Lithium Ion |  | SONNEN | 0 | 32 | 16 | Behind the Meter |  |  |  |  | 24379333 | Yes | AC-Coupled | Solar | 17.08 | 12
259189 |  |  | MA - SMART Program |  |  | 2019 | Residential | FOXBORO | Lithium Ion |  | TESLA | 22 | 27 | 10 | Behind the Meter | [5 empty] | Yes | AC-Coupled | Solar |  | 12
281332 |  |  | MA - SMART Program |  |  | 2020 | Residential | SALEM | Lithium Ion |  | TESLA | 22 | 27 | 10 | Behind the Meter | [5 empty] | Yes | AC-Coupled | Solar |  | 12
270576 | [5 empty] | 2019 | Residential | UPTON | Lithium Ion |  | SONNEN ENERGY | 0 | 15 | 7 | Behind the Meter | [5 empty] | Yes | AC-Coupled | Battery Add-On |  | 12
305188 | [5 empty] | 2020 | Residential | NORTH ANDOVER | Lithium Ion |  | TESLA | 13.5 | 10 | 5 | Behind the Meter | [5 empty] | Yes | AC-Coupled | Solar |  | 12
305047 |  |  | MA - SMART Program |  |  | 2020 | Residential | GT BARRINGTON | Lithium Ion |  | TESLA | 13.5 | 10 | 5 | Behind the Meter | [5 empty] | Yes | AC-Coupled | Solar |  | 11.75
162629 | 25133880 |  |  |  |  | 2017 | Residential | NORTH ANDOVER | Lithium Ion |  | DELTA ELECTRONICS | 0 | 13.5 | 5 | [6 empty] | Yes | DC-Coupled | Solar |  | 11.6
268394 |  |  | MA - SMART Program |  |  | 2020 | Residential | HANOVER | Lithium Ion |  | SOLAREDGE | 26.4 | 40.5 | 15 | Behind the Meter | [5 empty] | Yes | AC-Coupled | Solar |  | 11.4
288940 |  |  | MA - SMART Program |  |  | 2020 | Residential | NORTHBOROUGH | Lithium Ion |  | TESLA | 14 | 13.5 | 10 | Behind the Meter | [5 empty] | Yes | AC-Coupled | Solar |  | 11.4
302923 |  |  | MA - SMART Program |  |  | 2020 | Residential | FRANKLIN | Lithium Ion |  | TESLA | 27 | 20 | 10 | Behind the Meter | [5 empty] | Yes | AC-Coupled | Solar |  | 11.4
306227 |  |  | MA - SMART Program |  |  | 2020 | Residential | NORTHBOROUGH | Lithium Ion |  | TESLA | 27 | 20 | 10 | Behind the Meter | [5 empty] | Yes | AC-Coupled | Solar |  | 11.4
162623 | 25114270 |  |  |  |  | 2017 | Industrial | NORTH ANDOVER | Lithium Ion |  | PIKA ENERGY | 10 | 0 | 11.4 | Behind the Meter |  |  |  |  | 25114270 | Yes | DC-Coupled | Solar | 4.88 | 11.4
173816 | [5 empty] | 2018 | Commercial | NANTUCKET | Lithium Ion |  | PIKA ENERGY | 0 | 11.4 | 11.4 | Behind the Meter | [5 empty] | Yes | DC-Coupled | Solar | 8.55 | 11.4
283144 |  |  | MA - SMART Program |  |  | 2020 | Residential | HARVARD | Lithium Ion |  | SOLAREDGE | 9.3 | 0 | 7.6 | Behind the Meter | [5 empty] | Yes | DC-Coupled | Solar |  | 19
271211 | [5 empty] | 2019 | Residential | ANDOVER | Lithium Ion |  | TESLA | 13.5 | 10 | 5 | Behind the Meter | [5 empty] | Yes | AC-Coupled | Battery Add-On |  | 11
172860 | [5 empty] | 2018 | Residential | SCITUATE | Lithium Ion |  | TESLA | 13.5 | 10 | 5 | Behind the Meter | [5 empty] | Yes | AC-Coupled | Solar |  | 11
201347 | [5 empty] | 2018 | Residential | AYER | Lithium Ion |  | TESLA | 13.5 | 10 | 5 | Behind the Meter | [5 empty] | Yes | AC-Coupled | Solar |  | 11
264834 | [5 empty] | 2019 | Residential | BEVERLY | Lithium Ion |  | TESLA | 13.5 | 10 | 5 | Behind the Meter | [5 empty] | Yes | AC-Coupled | Solar |  | 11
267335 | [5 empty] | 2019 | Residential | WESTFORD | Lithium Ion |  | TESLA | 13.5 | 10 | 5 | Behind the Meter | [5 empty] | Yes | AC-Coupled | Solar |  | 11
294223 |  |  | MA - SMART Program |  |  | 2020 | Residential | MELROSE | Lithium Ion |  | TESLA | 13.5 | 10 | 5 | Behind the Meter | [5 empty] | Yes | AC-Coupled | Solar |  | 11
295524 | [5 empty] | 2020 | Residential | BILLERICA | Lithium Ion |  | TESLA | 13.5 | 10 | 5 | Behind the Meter | [5 empty] | Yes | AC-Coupled | Battery Add-On |  | 11
270971 | [5 empty] | 2020 | Residential | WILLIAMSTOWN | Lithium Ion |  | TESLA | 13.5 | 10 | 5 | Behind the Meter | [5 empty] | Yes | AC-Coupled | Solar |  | 10.805
279002 |  |  | MA - SMART Program |  |  | 2020 | Residential | HANOVER | Lithium Ion |  | TESLA | 20.8 | 27 | 10 | Behind the Meter | [5 empty] | Yes | DC-Coupled | Solar |  | 10.8
279423 |  |  | MA - SMART Program |  |  | 2020 | Residential | GT BARRINGTON | Lithium Ion |  | LG CHEM | 10.6 | 9.3 | 9.8 | Behind the Meter | [5 empty] | Yes | DC-Coupled | Solar |  | 10.6
162305 | 25278334 |  |  |  |  | 2017 | Residential | ORANGE | Lithium Ion |  | TESLA | 10.2 | 13.5 | 5 | Behind the Meter | [5 empty] | Yes | AC-Coupled | Solar |  | 10.2
223112 | [5 empty] | 2019 | Residential | BELLINGHAM | Lithium Ion |  | TESLA | 13.5 | 10 | 5 | Behind the Meter | [5 empty] | Yes | AC-Coupled | Solar |  | 10.2
186856 | [5 empty] | 2018 | Residential | GLOUCESTER | Lithium Ion |  | TESLA | 13.5 | 10 | 5 | Behind the Meter | [5 empty] | Yes | AC-Coupled | Solar |  | 10.2
214597 |  |  | MA - SMART Program |  |  | 2019 | Residential | SOUTHFIELD | Lithium Ion |  | TESLA | 27 | 20 | 10 | Behind the Meter | [5 empty] | Yes | AC-Coupled | Solar |  | 10
218868 |  |  | MA - SMART Program |  |  | 2019 | Residential | E LONGMEADOW | Lithium Ion |  | TESLA | 27 | 20 | 10 | Behind the Meter | [5 empty] | Yes | AC-Coupled | Solar | 12.87 | 10
207452 |  |  | MA - SMART Program |  |  | 2019 | Residential | NORTHBOROUGH | Lithium Ion |  | TESLA | 40.5 | 30 | 15 | Behind the Meter | [5 empty] | Yes | AC-Coupled | Solar |  | 10
279630 |  |  | MA - SMART Program |  |  | 2020 | Residential | SALEM | Lithium Ion |  | TESLA | 25 | 40.5 | 15 | Behind the Meter | [5 empty] | Yes | AC-Coupled | Solar |  | 10
279685 |  |  | MA - SMART Program |  |  | 2020 | Residential | ANDOVER | Lithium Ion |  | TESLA | 25 | 40.5 | 15 | Behind the Meter | [5 empty] | Yes | DC-Coupled | Solar |  | 10
283459 |  |  | MA - SMART Program |  |  | 2020 | Residential | BOXFORD | Lithium Ion |  | TESLA | 25 | 40.5 | 15 | Behind the Meter | [5 empty] | Yes | AC-Coupled | Solar |  | 10
290152 |  |  | MA - SMART Program |  |  | 2020 | Residential | NORTH ANDOVER | Lithium Ion |  | TESLA | 40.5 | 30 | 15 | Behind the Meter | [5 empty] | Yes | AC-Coupled | Solar |  | 10
291839 |  |  | MA - SMART Program |  |  | 2020 | Residential | FOXBOROUGH | Lithium Ion |  | TESLA | 40.5 | 30 | 15 | Behind the Meter | [5 empty] | Yes | AC-Coupled | Solar |  | 10
292996 |  |  | MA - SMART Program |  |  | 2020 | Residential | NORTH ANDOVER | Lithium Ion |  | TESLA | 40.5 | 30 | 15 | Behind the Meter | [5 empty] | Yes | AC-Coupled | Solar |  | 10
295120 |  |  | MA - SMART Program |  |  | 2020 | Residential | NORTON | Lithium Ion |  | TESLA | 40.5 | 30 | 15 | Behind the Meter | [5 empty] | Yes | AC-Coupled | Solar |  | 10
295339 |  |  | MA - SMART Program |  |  | 2020 | Residential | COHASSET | Lithium Ion |  | TESLA | 40.5 | 30 | 15 | Behind the Meter | [5 empty] | Yes | AC-Coupled | Solar |  | 10
297463 |  |  | MA - SMART Program |  |  | 2020 | Residential | NORTH CHELMSFORD | Lithium Ion |  | TESLA | 40.5 | 30 | 15 | Behind the Meter | [5 empty] | Yes | AC-Coupled | Solar |  | 10
310063 |  |  | MA - SMART Program |  |  | 2020 | Residential | SHIRLEY | Lithium Ion |  | TESLA | 40.5 | 30 | 15 | Behind the Meter | [5 empty] | Yes | AC-Coupled | Solar |  | 10
161494 | 25062684 |  |  |  |  | 2017 | Residential | SHUTESBURY | Lithium Ion |  | TESLA | 10 | 27 | 10 | Behind the Meter |  |  |  |  | 25062684 | Yes | AC-Coupled | Solar |  | 10
169832 | [5 empty] | 2018 | Residential | WESTFORD | Lithium Ion |  | TESLA | 27 | 20 | 10 | Behind the Meter | [5 empty] | Yes | AC-Coupled | Solar |  | 10
178201 | [5 empty] | 2018 | Residential | MANCHESTER | Lithium Ion |  | TESLA | 10 | 27 | 10 | Behind the Meter |  |  |  |  | 25820720 | Yes | AC-Coupled | Solar |  | 10
178240 | 25832479 |  |  |  |  | 2018 | Residential | NEWBURY | Lithium Ion |  | TESLA | 10 | 27 | 10 | Behind the Meter |  |  |  |  | 25832479 | Yes | AC-Coupled | Solar |  | 10
178651 | [5 empty] | 2018 | Residential | STOUGHTON | Lithium Ion |  | TESLA | 10 | 27 | 10 | Behind the Meter |  |  |  |  | 25536014 | Yes | AC-Coupled | Solar |  | 10
184342 | [5 empty] | 2018 | Residential | ANDOVER | Lithium Ion |  | TESLA | 27 | 20 | 10 | Behind the Meter | [5 empty] | Yes | AC-Coupled | Solar |  | 10
186432 | [5 empty] | 2018 | Residential | ANDOVER | Lithium Ion |  | TESLA | 27 | 20 | 10 | Behind the Meter | [5 empty] | Yes | AC-Coupled | Solar |  | 10
189490 |  |  | MA - SMART Program |  |  | 2018 | Residential | ESSEX | Lithium Ion |  | TESLA | 27 | 20 | 10 | Behind the Meter | [5 empty] | Yes | AC-Coupled | Solar | 13 | 10
194950 |  |  | MA - SMART Program |  |  | 2018 | Commercial | NORTH ANDOVER | Lithium Ion |  | TESLA | 27 | 20 | 10 | Behind the Meter | Peak Shaving/ Load Leveling |  |  |  |  | Yes | AC-Coupled | Solar | 11.7 | 10
195928 | [5 empty] | 2019 | Residential | FRANKLIN | Lithium Ion |  | TESLA | 27 | 20 | 10 | Behind the Meter | [5 empty] | Yes | AC-Coupled | Solar |  | 10
198844 |  |  | MA - SMART Program |  |  | 2018 | Residential | LEOMINSTER | Lithium Ion |  | TESLA | 27 | 20 | 10 | Behind the Meter | [5 empty] | Yes | AC-Coupled | Solar | 11.05 | 10
199765 | [5 empty] | 2018 | Residential | GLOUCESTER | Lithium Ion |  | TESLA | 27 | 20 | 10 | Behind the Meter | [5 empty] | No | AC-Coupled | None |  | 10
200681 |  |  | MA - SMART Program |  |  | 2018 | Residential | ANDOVER | Lithium Ion |  | TESLA | 27 | 20 | 10 | Behind the Meter | [5 empty] | Yes | AC-Coupled | Solar |  | 10
200830 |  |  | MA - SMART Program |  |  | 2018 | Residential | MARLBOROUGH | Lithium Ion |  | TESLA | 27 | 20 | 10 | Behind the Meter | [5 empty] | Yes | AC-Coupled | Solar | 11.35 | 10
202074 |  |  | MA - SMART Program |  |  | 2019 | Residential | SOUTH EASTON | Lithium Ion |  | TESLA | 27 | 20 | 10 | Behind the Meter | [5 empty] | Yes | AC-Coupled | Solar | 13 | 10
202681 |  |  | MA - SMART Program |  |  | 2019 | Residential | NORWELL | Lithium Ion |  | TESLA | 27 | 20 | 10 | Behind the Meter | [5 empty] | Yes | AC-Coupled | Solar | 13.34 | 10
202799 |  |  | MA - SMART Program |  |  | 2019 | Residential | WESTFORD | Lithium Ion |  | TESLA | 27 | 20 | 10 | Behind the Meter | [5 empty] | Yes | AC-Coupled | Solar | 12.6 | 10
202902 | [5 empty] | 2019 | Residential | SUTTON | Lithium Ion |  | TESLA | 27 | 20 | 10 | Behind the Meter | [5 empty] | No | AC-Coupled | None |  | 10
203934 | [5 empty] | 2019 | Residential | ANDOVER | Lithium Ion |  | TESLA | 10 | 27 | 10 | Behind the Meter | [5 empty] | Yes | AC-Coupled | Solar |  | 10
206095 |  |  | MA - SMART Program |  |  | 2019 | Residential | HARVARD | Lithium Ion |  | TESLA | 27 | 20 | 10 | Behind the Meter | [5 empty] | Yes | AC-Coupled | Solar | 10.73 | 10
210891 |  |  | MA - SMART Program |  |  | 2019 | Residential | E BRIDGEWATER | Lithium Ion |  | TESLA | 27 | 20 | 10 | Behind the Meter | [5 empty] | Yes | AC-Coupled | Solar | 12.2 | 10
212239 | [5 empty] | 2019 | Residential | NORTHAMPTON | Lithium Ion |  | TESLA | 27 | 20 | 10 | Behind the Meter | [5 empty] | Yes | AC-Coupled | Solar |  | 10
213038 |  |  | MA - SMART Program |  |  | 2019 | Residential | ANDOVER | Lithium Ion |  | TESLA | 27 | 20 | 10 | Behind the Meter | [5 empty] | Yes | AC-Coupled | Solar |  | 10
213781 | [5 empty] | 2019 | Residential | UPTON | Lithium Ion |  | TESLA | 17.6 | 27 | 10 | Behind the Meter | [5 empty] | Yes | AC-Coupled | Solar |  | 10
214054 |  |  | MA - SMART Program |  |  | 2019 | Residential | REVERE | Lithium Ion |  | TESLA | 27 | 20 | 10 | Behind the Meter | [5 empty] | Yes | AC-Coupled | Solar |  | 10
217096 | [5 empty] | 2019 | Residential | MANCHESTER | Lithium Ion |  | TESLA | 27 | 20 | 10 | Behind the Meter | [5 empty] | Yes | AC-Coupled | Solar |  | 10
217237 |  |  | MA - SMART Program |  |  | 2019 | Residential | WESTMINSTER | Lithium Ion |  | TESLA | 27 | 20 | 10 | Behind the Meter | [5 empty] | Yes | AC-Coupled | Solar | 12.87 | 10
218290 | [5 empty] | 2019 | Residential | GRANBY | Lithium Ion |  | TESLA | 27 | 20 | 10 | Behind the Meter | [5 empty] | Yes | AC-Coupled | Solar |  | 10
221730 | [5 empty] | 2019 | Residential | WESTBOROUGH | Lithium Ion |  | TESLA | 27 | 20 | 10 | Behind the Meter | [5 empty] | Yes | AC-Coupled | Solar |  | 10
221773 |  |  | MA - SMART Program |  |  | 2019 | Residential | MANCHESTER | Lithium Ion |  | TESLA | 27 | 20 | 10 | Behind the Meter | [5 empty] | Yes | AC-Coupled | Solar |  | 10
222580 | [5 empty] | 2019 | Residential | ALFORD | Lithium Ion |  | TESLA | 27 | 20 | 10 | Behind the Meter | [5 empty] | Yes | AC-Coupled | Solar |  | 10
225183 | [5 empty] | 2019 | Residential | WARE | Lithium Ion |  | TESLA | 27 | 20 | 10 | Behind the Meter | [5 empty] | Yes | AC-Coupled | Solar |  | 10
225352 |  |  | MA - SMART Program |  |  | 2019 | Residential | BEVERLY | Lithium Ion |  | TESLA | 27 | 20 | 10 | Behind the Meter | [5 empty] | Yes | AC-Coupled | Solar |  | 10
227099 | [5 empty] | 2019 | Residential | ANDOVER | Lithium Ion |  | TESLA | 27 | 20 | 10 | Behind the Meter | [5 empty] | Yes | AC-Coupled | Solar |  | 10
227483 | [5 empty] | 2019 | Residential | NORTH EASTON | Lithium Ion |  | TESLA | 27 | 20 | 10 | Behind the Meter | [5 empty] | No | AC-Coupled | None |  | 10
228309 |  |  | MA - SMART Program |  |  | 2019 | Residential | SALEM | Lithium Ion |  | TESLA | 27 | 20 | 10 | Behind the Meter | [5 empty] | Yes | AC-Coupled | Solar | 9.9 | 10
229816 |  |  | MA - SMART Program |  |  | 2019 | Residential | MILLBURY | Lithium Ion |  | TESLA | 27 | 20 | 10 | Behind the Meter | [5 empty] | Yes | AC-Coupled | Solar | 8.82 | 10
230666 | [5 empty] | 2019 | Residential | UPTON | Lithium Ion |  | TESLA | 27 | 20 | 10 | Behind the Meter | [5 empty] | Yes | AC-Coupled | Solar |  | 10
231390 |  |  | MA - SMART Program |  |  | 2019 | Residential | LEOMINSTER | Lithium Ion |  | TESLA | 27 | 20 | 10 | Behind the Meter | [5 empty] | Yes | AC-Coupled | Solar | 14.85 | 10
232178 | [5 empty] | 2019 | Residential | WILLIAMSTOWN | Lithium Ion |  | TESLA | 27 | 20 | 10 | Behind the Meter | [5 empty] | Yes | AC-Coupled | Solar |  | 10
232983 | [5 empty] | 2019 | Residential | NORTHAMPTON | Lithium Ion |  | TESLA | 27 | 20 | 10 | Behind the Meter | [5 empty] | Yes | AC-Coupled | Solar |  | 10
233871 |  |  | MA - SMART Program |  |  | 2019 | Residential | ANDOVER | Lithium Ion |  | TESLA | 27 | 20 | 10 | Behind the Meter | [5 empty] | Yes | AC-Coupled | Solar | 13.2 | 10
236527 | [5 empty] | 2019 | Residential | BOXFORD | Lithium Ion |  | TESLA | 27 | 20 | 10 | Behind the Meter | [5 empty] | Yes | AC-Coupled | Solar |  | 10
238751 |  |  | MA - SMART Program |  |  | 2019 | Residential | ESSEX | Lithium Ion |  | TESLA | 27 | 20 | 10 | Behind the Meter | [5 empty] | Yes | AC-Coupled | Solar | 13.2 | 10
242635 | [5 empty] | 2019 | Residential | WESTFORD | Lithium Ion |  | TESLA | 27 | 20 | 10 | Behind the Meter | [5 empty] | Yes | AC-Coupled | Solar |  | 10
243897 | [5 empty] | 2019 | Residential | TYNGSBORO | Lithium Ion |  | TESLA | 27 | 20 | 10 | Behind the Meter | [5 empty] | Yes | AC-Coupled | Solar |  | 10
244028 | [5 empty] | 2019 | Residential | BELCHERTOWN | Lithium Ion |  | TESLA | 27 | 20 | 10 | Behind the Meter | [5 empty] | Yes | AC-Coupled | Solar |  | 10
244622 | [5 empty] | 2019 | Residential | CHARLTON | Lithium Ion |  | TESLA | 27 | 20 | 10 | Behind the Meter | [5 empty] | Yes | AC-Coupled | Solar |  | 10
245629 | [5 empty] | 2019 | Residential | BROCKTON | Lithium Ion |  | TESLA | 27 | 20 | 10 | Behind the Meter | [5 empty] | Yes | AC-Coupled | Solar |  | 10
247730 |  |  | MA - SMART Program |  |  | 2019 | Residential | WESTFORD | Lithium Ion |  | TESLA | 27 | 20 | 10 | Behind the Meter | [5 empty] | Yes | AC-Coupled | Solar |  | 10
248584 |  |  | MA - SMART Program |  |  | 2019 | Residential | WEST NEWBURY | Lithium Ion |  | TESLA | 27 | 20 | 10 | Behind the Meter | [5 empty] | Yes | AC-Coupled | Solar | 12.29 | 10
248702 |  |  | MA - SMART Program |  |  | 2019 | Residential | NORTON | Lithium Ion |  | SOLAREDGE SE10000H-US | 0 | 13.5 | 10 | Behind the Meter | [5 empty] | Yes | AC-Coupled | Solar |  | 10
250724 |  |  | MA - SMART Program |  |  | 2019 | Residential | NORTHAMPTON | Lithium Ion |  | TESLA | 27 | 20 | 10 | Behind the Meter | [5 empty] | Yes | AC-Coupled | Solar |  | 10
253690 |  |  | MA - SMART Program |  |  | 2019 | Residential | NORTH BILLERICA | Lithium Ion |  | TESLA | 27 | 20 | 10 | Behind the Meter | [5 empty] | Yes | AC-Coupled | Solar |  | 10
255931 |  |  | MA - SMART Program |  |  | 2019 | Residential | SOUTHBOROUGH | Lithium Ion |  | SOLAREDGE | 0 | 13.5 | 10 | Behind the Meter | [5 empty] | Yes | AC-Coupled | Solar |  | 10
262490 | [5 empty] | 2019 | Residential | BEVERLY | Lithium Ion |  | TESLA | 10 | 27 | 10 | Behind the Meter | [5 empty] | Yes | AC-Coupled | Solar |  | 10
263166 |  |  | MA - SMART Program |  |  | 2019 | Residential | WESTFORD | Lithium Ion |  | TESLA | 20 | 27 | 10 | Behind the Meter | [5 empty] | Yes | AC-Coupled | Solar |  | 10
263447 |  |  | MA - SMART Program |  |  | 2019 | Residential | DRACUT | Lithium Ion |  | TESLA | 20 | 27 | 10 | Behind the Meter | [5 empty] | Yes | AC-Coupled | Solar |  | 10
265046 |  |  | MA - SMART Program |  |  | 2019 | Residential | EGREMONT | Lithium Ion |  | TESLA | 20 | 27 | 10 | Behind the Meter | [5 empty] | Yes | AC-Coupled | Solar |  | 10
265791 |  |  | MA - SMART Program |  |  | 2019 | Residential | BRIDGEWATER | Lithium Ion |  | TESLA | 20 | 27 | 10 | Behind the Meter | [5 empty] | Yes | AC-Coupled | Solar |  | 10
266941 |  |  | MA - SMART Program |  |  | 2020 | Residential | FRANKLIN | Lithium Ion |  | TESLA | 20 | 27 | 10 | Behind the Meter | [5 empty] | Yes | AC-Coupled | Solar |  | 10
268549 |  |  | MA - SMART Program |  |  | 2020 | Residential | FOXBORO | Lithium Ion |  | TESLA | 20 | 27 | 10 | Behind the Meter | [5 empty] | Yes | AC-Coupled | Solar |  | 10
270895 |  |  | MA - SMART Program |  |  | 2020 | Residential | NEWBURYPORT | Lithium Ion |  | TESLA | 20 | 27 | 10 | Behind the Meter | [5 empty] | Yes | AC-Coupled | Solar |  | 10
270996 | [5 empty] | 2020 | Residential | TOPSFIELD | Lithium Ion |  | TESLA | 27 | 20 | 10 | Standalone | [5 empty] | Yes | Separate PCC | Other |  | 10
279009 |  |  | MA - SMART Program |  |  | 2020 | Residential | HUBBARDSTON | Lithium Ion |  | TESLA | 20 | 27 | 10 | Behind the Meter | [5 empty] | Yes | DC-Coupled | Solar |  | 10
280278 |  |  | MA - SMART Program |  |  | 2020 | Residential | MILLBURY | Lithium Ion |  | TESLA | 20 | 27 | 10 | Behind the Meter | [5 empty] | Yes | AC-Coupled | Solar |  | 10
284382 |  |  | MA - SMART Program |  |  | 2020 | Residential | NORTHAMPTON | Lithium Ion |  | TESLA | 27 | 20 | 10 | Behind the Meter | [5 empty] | Yes | AC-Coupled | Solar |  | 10
284615 |  |  | MA - SMART Program |  |  | 2020 | Residential | E LONGMEADOW | Lithium Ion |  | TESLA | 27 | 20 | 10 | Behind the Meter | [5 empty] | Yes | AC-Coupled | Solar |  | 10
285198 |  |  | MA - SMART Program |  |  | 2020 | Residential | UXBRIDGE | Lithium Ion |  | TESLA | 27 | 20 | 10 | Behind the Meter | [5 empty] | Yes | AC-Coupled | Solar |  | 10
287445 |  |  | MA - SMART Program |  |  | 2020 | Residential | ROYALSTON | Lithium Ion |  | TESLA | 27 | 20 | 10 | Behind the Meter | [5 empty] | Yes | AC-Coupled | Solar |  | 10
290418 |  |  | MA - SMART Program |  |  | 2020 | Residential | WESTFORD | Lithium Ion |  | TESLA | 27 | 20 | 10 | Behind the Meter | [5 empty] | Yes | AC-Coupled | Solar |  | 10
290419 |  |  | MA - SMART Program |  |  | 2020 | Residential | AMESBURY | Lithium Ion |  | TESLA | 27 | 20 | 10 | Behind the Meter | [5 empty] | Yes | AC-Coupled | Solar |  | 10
293839 |  |  | MA - SMART Program |  |  | 2020 | Residential | GLOUCESTER | Lithium Ion |  | TESLA | 27 | 20 | 10 | Behind the Meter | [5 empty] | Yes | AC-Coupled | Solar |  | 10
298017 |  |  | MA - SMART Program |  |  | 2020 | Residential | HARVARD | Lithium Ion |  | TESLA | 27 | 20 | 10 | Behind the Meter | [5 empty] | Yes | AC-Coupled | Solar |  | 10
298159 |  |  | MA - SMART Program |  |  | 2020 | Residential | HARVARD | Lithium Ion |  | TESLA | 27 | 20 | 10 | Behind the Meter | [5 empty] | Yes | AC-Coupled | Solar |  | 10
299279 |  |  | MA - SMART Program |  |  | 2020 | Residential | WESTFORD | Lithium Ion |  | TESLA | 27 | 20 | 10 | Behind the Meter | [5 empty] | Yes | AC-Coupled | Solar |  | 10
301413 |  |  | MA - SMART Program |  |  | 2020 | Residential | MONTEREY | Lithium Ion |  | TESLA | 27 | 20 | 10 | Behind the Meter | [5 empty] | Yes | AC-Coupled | Solar |  | 10
301858 |  |  | MA - SMART Program |  |  | 2020 | Residential | FRANKLIN | Lithium Ion |  | TESLA | 27 | 20 | 10 | Behind the Meter | [5 empty] | Yes | AC-Coupled | Solar |  | 10
306220 |  |  | MA - SMART Program |  |  | 2020 | Residential | MALDEN | Lithium Ion |  | TESLA | 27 | 20 | 10 | Behind the Meter | [5 empty] | Yes | AC-Coupled | Solar |  | 10
309418 |  |  | MA - SMART Program |  |  | 2020 | Residential | RUTLAND | Lithium Ion |  | TESLA | 27 | 20 | 10 | Behind the Meter | [5 empty] | Yes | AC-Coupled | Solar |  | 10
317103 |  |  | MA - SMART Program |  |  | 2020 | Residential | NORTHBOROUGH | Lithium Ion |  | TESLA | 27 | 20 | 10 | Behind the Meter | [5 empty] | Yes | AC-Coupled | Solar |  | 10
318967 |  |  | MA - SMART Program |  |  | 2020 | Residential | NEW MARLBORO | Lithium Ion |  | TESLA | 27 | 20 | 10 | Behind the Meter | [5 empty] | Yes | AC-Coupled | Solar |  | 10
262763 |  |  | MA - SMART Program |  |  | 2019 | Residential | BEVERLY | Lithium Ion |  | TESLA | 20 | 26.4 | 10 | Behind the Meter | [5 empty] | Yes | AC-Coupled | Solar |  | 10
283910 |  |  | MA - SMART Program |  |  | 2020 | Residential | NEWBURYPORT | Lithium Ion |  | TESLA | 27 | 20 | 10 | Behind the Meter | [5 empty] | Yes | DC-Coupled | Solar |  | 10
298665 |  |  | MA - SMART Program |  |  | 2020 | Residential | BEVERLY | Lithium Ion |  | TESLA | 27 | 20 | 10 | Behind the Meter | [5 empty] | Yes | AC-Coupled | Solar |  | 10
301678 |  |  | MA - SMART Program |  |  | 2020 | Residential | ANDOVER | Lithium Ion |  | TESLA | 27 | 20 | 10 | Behind the Meter | [5 empty] | Yes | AC-Coupled | Solar |  | 10
250367 |  |  | MA - SMART Program |  |  | 2019 | Residential | SUTTON | Lithium Ion |  | SOLAREDGE SE10000H-US | 0 | 14 | 5 | Behind the Meter | [5 empty] | Yes | AC-Coupled | Solar |  | 10
161785 | 24955942 |  |  |  |  | 2017 | Residential | MELROSE | Lithium Ion |  | TESLA | 10 | 13.5 | 5 | Behind the Meter | [5 empty] | Yes | AC-Coupled | Solar |  | 10
167700 | [5 empty] | 2018 | Residential | WESTMINSTER | Lithium Ion |  | TESLA | 13.5 | 10 | 5 | Behind the Meter | [5 empty] | Yes | AC-Coupled | Solar | 12.03 | 10
184850 | [5 empty] | 2018 | Residential | LINWOOD | Lithium Ion |  | TESLA | 13.5 | 10 | 5 | Behind the Meter | [5 empty] | Yes | AC-Coupled | Solar |  | 10
196522 |  |  | MA - SMART Program |  |  | 2018 | Residential | FOXBORO | Lithium Ion |  | TESLA | 13.5 | 10 | 5 | Behind the Meter | [5 empty] | Yes | AC-Coupled | Solar | 10.23 | 10
197623 |  |  | MA - SMART Program |  |  | 2018 | Residential | NORTH BILLERICA | Lithium Ion |  | TESLA | 13.5 | 10 | 5 | Behind the Meter | [5 empty] | Yes | AC-Coupled | Solar | 11.55 | 10
198903 |  |  | MA - SMART Program |  |  | 2018 | Residential | TOPSFIELD | Lithium Ion |  | TESLA | 13.5 | 10 | 5 | Behind the Meter | [5 empty] | Yes | AC-Coupled | Solar | 10.85 | 10
199141 |  |  | MA - SMART Program |  |  | 2018 | Residential | WESTBOROUGH | Lithium Ion |  | TESLA | 13.5 | 10 | 5 | Behind the Meter | [5 empty] | Yes | AC-Coupled | Solar | 9.92 | 10
202596 |  |  | MA - SMART Program |  |  | 2018 | Residential | LINWOOD | Lithium Ion |  | TESLA | 13.5 | 10 | 5 | Behind the Meter | [5 empty] | Yes | AC-Coupled | Solar | 11.97 | 10
208186 |  |  | MA - SMART Program |  |  | 2019 | Residential | TOPSFIELD | Lithium Ion |  | TESLA | 13.5 | 10 | 5 | Behind the Meter | [5 empty] | Yes | AC-Coupled | Solar |  | 10
208969 |  |  | MA - SMART Program |  |  | 2019 | Residential | FAYVILLE | Lithium Ion |  | TESLA | 13.5 | 10 | 5 | Behind the Meter | [5 empty] | Yes | AC-Coupled | Solar | 8.4 | 10
213331 | [5 empty] | 2019 | Residential | GLOUCESTER | Lithium Ion |  | TESLA | 13.5 | 10 | 5 | Behind the Meter | [5 empty] | Yes | AC-Coupled | Solar |  | 10
234661 |  |  | MA - SMART Program |  |  | 2019 | Residential | ABINGTON | Lithium Ion |  | TESLA | 13.5 | 10 | 5 | Behind the Meter | [5 empty] | Yes | AC-Coupled | Solar |  | 10
247404 | [5 empty] | 2019 | Residential | ANDOVER | Lithium Ion |  | TESLA | 13.5 | 10 | 5 | Behind the Meter | [5 empty] | Yes | AC-Coupled | Solar |  | 10
250915 |  |  | MA - SMART Program |  |  | 2019 | Residential | ABINGTON | Lithium Ion |  | TESLA | 13.5 | 10 | 5 | Behind the Meter | [5 empty] | Yes | AC-Coupled | Solar | 11.97 | 10
253015 |  |  | MA - SMART Program |  |  | 2019 | Commercial | NORTH EGREMONT | Lithium Ion |  | TESLA | 13.5 | 10 | 5 | Behind the Meter | [5 empty] | Yes | AC-Coupled | Solar |  | 10
254580 |  |  | MA - SMART Program |  |  | 2019 | Residential | LEOMINSTER | Lithium Ion |  | TESLA | 13.5 | 10 | 5 | Behind the Meter | [5 empty] | Yes | AC-Coupled | Solar | 11.06 | 10
258124 |  |  | MA - SMART Program |  |  | 2019 | Residential | NORTHBOROUGH | Lithium Ion |  | TESLA | 15 | 13.5 | 5 | Behind the Meter | [5 empty] | Yes | AC-Coupled | Solar |  | 10
260466 |  |  | MA - SMART Program |  |  | 2019 | Residential | TOPSFIELD | Lithium Ion |  | TESLA | 15 | 13.5 | 5 | Behind the Meter | [5 empty] | Yes | AC-Coupled | Solar |  | 10
263737 |  |  | MA - SMART Program |  |  | 2019 | Residential | SHEFFIELD | Lithium Ion |  | TESLA | 15 | 13.5 | 5 | Behind the Meter | [5 empty] | Yes | AC-Coupled | Solar |  | 10
266291 |  |  | MA - SMART Program |  |  | 2019 | Residential | WILLIAMSTOWN | Lithium Ion |  | TESLA | 15 | 13.5 | 5 | Behind the Meter | [5 empty] | Yes | AC-Coupled | Solar |  | 10
272928 | [5 empty] | 2020 | Residential | CHELMSFORD | Lithium Ion |  | TESLA | 13.5 | 10 | 5 | Behind the Meter | [5 empty] | Yes | AC-Coupled | Solar |  | 10
294707 |  |  | MA - SMART Program |  |  | 2020 | Residential | WILBRAHAM | Lithium Ion |  | TESLA | 13.5 | 10 | 5 | Behind the Meter | [5 empty] | Yes | AC-Coupled | Solar |  | 10
302259 |  |  | MA - SMART Program |  |  | 2020 | Residential | WESTPORT | Lithium Ion |  | TESLA | 13.5 | 10 | 5 | Behind the Meter | [5 empty] | Yes | AC-Coupled | Solar |  | 10
303752 |  |  | MA - SMART Program |  |  | 2020 | Residential | BROCKTON | Lithium Ion |  | TESLA | 13.5 | 10 | 5 | Behind the Meter | [5 empty] | Yes | AC-Coupled | Solar |  | 10
304311 |  |  | MA - SMART Program |  |  | 2020 | Residential | AVON | Lithium Ion |  | TESLA | 13.5 | 10 | 5 | Behind the Meter | [5 empty] | Yes | AC-Coupled | Solar |  | 10
306989 |  |  | MA - SMART Program |  |  | 2020 | Residential | DOUGLAS | Lithium Ion |  | SOLAREDGE TECNOLOGIES HD | 0 | 13.5 | 5 | Behind the Meter | [5 empty] | Yes | AC-Coupled | Solar |  | 10
318459 |  |  | MA - SMART Program |  |  | 2020 | Residential | OXFORD | Lithium Ion |  | TESLA | 13.5 | 10 | 5 | Behind the Meter | [5 empty] | Yes | AC-Coupled | Solar |  | 10
319627 |  |  | MA - SMART Program |  |  | 2020 | Residential | WOLLASTON | Lithium Ion |  | SOLAREDGE TECHNOLOGIES LTD | 0 | 13.5 | 5 | Behind the Meter | [5 empty] | Yes | AC-Coupled | Solar |  | 10
173891 | [5 empty] | 2018 | Residential | AVON | Lithium Ion |  | TESLA | 13.5 | 10 | 5 | Behind the Meter | [5 empty] | Yes | AC-Coupled | Solar |  | 10
206642 |  |  | MA - SMART Program |  |  | 2019 | Residential | AMESBURY | Lithium Ion |  | TESLA | 13.5 | 10 | 5 | Behind the Meter | [5 empty] | Yes | AC-Coupled | Solar |  | 10
263988 |  |  | MA - SMART Program |  |  | 2019 | Residential | NEWBURYPORT | Lithium Ion |  | TESLA | 15 | 5 | 5 | Behind the Meter | [5 empty] | Yes | AC-Coupled | Solar |  | 10
267358 |  |  | MA - SMART Program |  |  | 2019 | Residential | WILLIAMSTOWN | Lithium Ion |  | TESLA | 15 | 5 | 5 | Behind the Meter | [5 empty] | Yes | AC-Coupled | Solar |  | 10
263435 |  |  | MA - SMART Program |  |  | 2019 | Residential | GREAT BARRINGTON | Lithium Ion |  | SMA | 9.3 | 0 | 5 | Behind the Meter | [5 empty] | Yes | AC-Coupled | Solar |  | 10
260128 |  |  | MA - SMART Program |  |  | 2019 | Residential | SCITUATE | Lithium Ion |  | TESLA | 19.86 | 27 | 10 | Behind the Meter | [5 empty] | Yes | AC-Coupled | Solar |  | 9.86
264770 |  |  | MA - SMART Program |  |  | 2020 | Residential | WESTFORD | Lithium Ion |  | TESLA | 19.86 | 27 | 10 | Behind the Meter | [5 empty] | Yes | AC-Coupled | Solar |  | 9.86
293661 |  |  | MA - SMART Program |  |  | 2020 | Residential | METHUEN | Lithium Ion |  | TESLA | 13.5 | 10 | 5 | Behind the Meter | [5 empty] | Yes | AC-Coupled | Solar |  | 9.86
270035 |  |  | MA - SMART Program |  |  | 2020 | Residential | TEWKSBURY | Lithium Ion |  | TESLA | 24.84 | 40.5 | 15 | Behind the Meter | [5 empty] | Yes | AC-Coupled | Solar |  | 9.84
269213 |  |  | MA - SMART Program |  |  | 2020 | Residential | METHUEN | Lithium Ion |  | TESLA | 19.84 | 27 | 10 | Behind the Meter | [5 empty] | Yes | AC-Coupled | Solar |  | 9.84
277368 |  |  | MA - SMART Program |  |  | 2020 | Residential | WESTFORD | Lithium Ion |  | TESLA | 19.84 | 27 | 10 | Behind the Meter | [5 empty] | Yes | AC-Coupled | Solar |  | 9.84
265790 |  |  | MA - SMART Program |  |  | 2020 | Residential | ALFORD | Lithium Ion |  | TESLA | 19.8 | 27 | 10 | Behind the Meter | [5 empty] | Yes | AC-Coupled | Solar |  | 9.8
168823 | [5 empty] | 2018 | Residential | UPTON | Lithium Ion |  | TESLA | 14.8 | 13.5 | 5 | Behind the Meter | [5 empty] | Yes | AC-Coupled | Solar |  | 9.8
170684 | [5 empty] | 2018 | Residential | HAMILTON | Lithium Ion |  | TESLA | 13.5 | 10 | 5 | Behind the Meter | [5 empty] | Yes | AC-Coupled | Solar |  | 9.8
268678 |  |  | MA - SMART Program |  |  | 2020 | Residential | WINCHENDON | Lithium Ion |  | LG CHEM | 14.8 | 9.8 | 5 | Behind the Meter | [5 empty] | Yes | DC-Coupled | Solar |  | 9.8
282360 |  |  | MA - SMART Program |  |  | 2020 | Residential | FALL RIVER | Lithium Ion |  | LG CHEM | 14.8 | 9.8 | 5 | Behind the Meter | [5 empty] | Yes | DC-Coupled | Solar |  | 9.8
284280 |  |  | MA - SMART Program |  |  | 2020 | Residential | SOUTHBOROUGH | Lithium Ion |  | LG CHEM | 0 | 9.8 | 5 | Behind the Meter | [5 empty] | Yes | DC-Coupled | Solar |  | 9.8
284628 |  |  | MA - SMART Program |  |  | 2020 | Residential | OXFORD | Lithium Ion |  | LG CHEM | 0 | 9.8 | 5 | Behind the Meter | [5 empty] | Yes | DC-Coupled | Solar |  | 9.8
240916 |  |  | MA - SMART Program |  |  | 2019 | Residential | WESTPORT | Lithium Ion |  | SOLAREDGE | 9.3 | 0 | 3.8 | Behind the Meter | [5 empty] | Yes | DC-Coupled | Solar |  | 9.8
288200 |  |  | MA - SMART Program |  |  | 2020 | Residential | REHOBOTH | Lithium Ion |  | SOLAREDGE TECHNOLOGIES | 9.3 | 0 | 3.8 | Behind the Meter | [5 empty] | Yes | DC-Coupled | Solar |  | 9.8
264399 |  |  | MA - SMART Program |  |  | 2019 | Residential | MONSON | Lithium Ion |  | TESLA | 27 | 20 | 10 | Behind the Meter | [5 empty] | Yes | AC-Coupled | Solar |  | 9.765
277546 |  |  | MA - SMART Program |  |  | 2020 | Residential | BOLTON | Lithium Ion |  | TESLA | 19.6 | 27 | 10 | Behind the Meter | [5 empty] | Yes | DC-Coupled | Solar |  | 9.6
305828 |  |  | MA - SMART Program |  |  | 2020 | Residential | HAVERHILL | Lithium Ion |  | TESLA | 27 | 20 | 10 | Behind the Meter | [5 empty] | Yes | AC-Coupled | Solar |  | 9.6
321310 |  |  | MA - SMART Program |  |  | 2020 | Residential | NORTHBRIDGE | Lithium Ion |  | DELTA ELECTRONICS | 9.3 | 0 | 5.76 | Behind the Meter | [5 empty] | Yes | DC-Coupled | Solar |  | 9.6
321940 |  |  | MA - SMART Program |  |  | 2020 | Residential | ATTLEBORO | Lithium Ion |  | DELTA ELECTRONICS | 9.3 | 0 | 5.76 | Behind the Meter | [5 empty] | Yes | DC-Coupled | Solar |  | 9.6
285186 |  |  | MA - SMART Program |  |  | 2020 | Residential | FOXBORO | Lithium Ion |  | TESLA | 27 | 20 | 10 | Behind the Meter | [5 empty] | Yes | AC-Coupled | Solar |  | 9.57
296127 |  |  | MA - SMART Program |  |  | 2020 | Residential | HOLBROOK | Lithium Ion |  | TESLA | 27 | 20 | 10 | Behind the Meter | [5 empty] | Yes | AC-Coupled | Solar |  | 9.57
314567 |  |  | MA - SMART Program |  |  | 2020 | Residential | QUINCY | Lithium Ion |  | TESLA | 13.5 | 10 | 5 | Behind the Meter | [5 empty] | Yes | AC-Coupled | Solar |  | 9.57
172244 | [5 empty] | 2018 | Residential | BROCKTON | Lithium Ion |  | TESLA | 13.5 | 10 | 5 | Behind the Meter | [5 empty] | Yes | AC-Coupled | Solar |  | 9.5
302982 |  |  | MA - SMART Program |  |  | 2020 | Residential | ORANGE | Lithium Ion |  | TESLA | 27 | 20 | 10 | Behind the Meter | [5 empty] | Yes | AC-Coupled | Solar |  | 9.36
295965 |  |  | MA - SMART Program |  |  | 2020 | Residential | HAVERHILL | Lithium Ion |  | TESLA | 27 | 20 | 10 | Behind the Meter | [5 empty] | Yes | AC-Coupled | Solar |  | 9.36
299874 |  |  | MA - SMART Program |  |  | 2020 | Residential | DUDLEY | Lithium Ion |  | TESLA | 27 | 20 | 10 | Behind the Meter | [5 empty] | Yes | AC-Coupled | Solar |  | 9.36
285483 |  |  | MA - SMART Program |  |  | 2020 | Residential | NORTH ANDOVER | Lithium Ion |  | TESLA | 40.5 | 30 | 15 | Behind the Meter | [5 empty] | Yes | AC-Coupled | Solar |  | 9.28
241787 |  |  | MA - SMART Program |  |  | 2019 | Residential | BOLTON | Lithium Ion |  | SunPower | 16.28 | 10 | 2.5 | Behind the Meter | [5 empty] | Yes | AC-Coupled | Solar |  | 9.28
167826 | [5 empty] | 2018 | Residential | RANDOLPH | Lithium Ion |  | TESLA | 5 | 13.5 | 5 | Behind the Meter | [5 empty] | Yes | AC-Coupled | Solar |  | 9.2
171438 | [5 empty] | 2018 | Residential | REVERE | Lithium Ion |  | TESLA | 27 | 20 | 10 | Behind the Meter | [5 empty] | Yes | AC-Coupled | Solar | 9.75 | 9
273784 |  |  | MA - SMART Program |  |  | 2020 | Residential | CHELMSFORD | Lithium Ion |  | TESLA | 18.88 | 27 | 10 | Behind the Meter | [5 empty] | Yes | AC-Coupled | Solar |  | 8.88
293823 |  |  | MA - SMART Program |  |  | 2020 | Residential | DUDLEY | Lithium Ion |  | TESLA | 27 | 20 | 10 | Behind the Meter | [5 empty] | Yes | AC-Coupled | Solar |  | 8.88
294931 |  |  | MA - SMART Program |  |  | 2020 | Residential | BLACKSTONE | Lithium Ion |  | TESLA | 27 | 20 | 10 | Behind the Meter | [5 empty] | Yes | AC-Coupled | Solar |  | 8.88
162118 | 25227417 |  |  |  |  | 2017 | Residential | HAVERHILL | Lithium Ion |  | DELTA ELECTRONICS | 0 | 13.5 | 5 | [6 empty] | Yes | DC-Coupled | Solar |  | 8.8
236255 | [5 empty] | 2019 | Residential | LYNN | Lithium Ion |  | TESLA | 13.5 | 10 | 5 | Behind the Meter | [5 empty] | Yes | AC-Coupled | Solar |  | 8.8
274347 |  |  | MA - SMART Program |  |  | 2020 | Residential | WILLIAMSTOWN | Lithium Ion |  | LG CHEM | 13.8 | 9.8 | 5 | Behind the Meter | [5 empty] | Yes | DC-Coupled | Solar |  | 8.8
276960 |  |  | MA - SMART Program |  |  | 2020 | Residential | WEBSTER | Lithium Ion |  | LG CHEM | 13.8 | 9.8 | 5 | Behind the Meter | [5 empty] | Yes | DC-Coupled | Solar |  | 8.8
294768 |  |  | MA - SMART Program |  |  | 2020 | Residential | GRANBY | Lithium Ion |  | TESLA | 13.5 | 10 | 5 | Behind the Meter | [5 empty] | Yes | AC-Coupled | Solar |  | 8.75
283128 |  |  | MA - SMART Program |  |  | 2020 | Residential | WENHAM | Lithium Ion |  | TESLA | 18.7 | 27 | 10 | Behind the Meter | [5 empty] | Yes | DC-Coupled | Solar |  | 8.7
295368 |  |  | MA - SMART Program |  |  | 2020 | Residential | SOUTHBOROUGH | Lithium Ion |  | TESLA | 27 | 20 | 10 | Behind the Meter | [5 empty] | Yes | AC-Coupled | Solar |  | 8.7
291185 |  |  | MA - SMART Program |  |  | 2020 | Residential | BEVERLY | Lithium Ion |  | TESLA | 13.5 | 10 | 5 | Behind the Meter | [5 empty] | Yes | AC-Coupled | Solar |  | 8.7
280101 |  |  | MA - SMART Program |  |  | 2020 | Residential | NORTHAMPTON | Lithium Ion |  | SONNEN | 8.7 | 8 | 10 | Behind the Meter | [5 empty] | Yes | DC-Coupled | Solar |  | 8.7
300516 |  |  | MA - SMART Program |  |  | 2020 | Residential | AUBURN | Lithium Ion |  | TESLA | 27 | 20 | 10 | Behind the Meter | [5 empty] | Yes | AC-Coupled | Solar |  | 8.64
282443 |  |  | MA - SMART Program |  |  | 2020 | Residential | GRAFTON | Lithium Ion |  | SONNEN | 8.64 | 16 | 8 | Behind the Meter | [5 empty] | Yes | DC-Coupled | Solar |  | 8.64
268114 |  |  | MA - SMART Program |  |  | 2019 | Residential | DIGHTON | Lithium Ion |  | TESLA | 13.64 | 15.6 | 5 | Behind the Meter | [5 empty] | Yes | AC-Coupled | Solar |  | 8.64
297677 |  |  | MA - SMART Program |  |  | 2020 | Residential | GLOUCESTER | Lithium Ion |  | SOLAREDGE TECHNOLOGIES | 0 | 12.6 | 7.6 | Behind the Meter | [5 empty] | Yes | DC-Coupled | Solar |  | 8.41
293665 |  |  | MA - SMART Program |  |  | 2020 | Residential | LEICESTER | Lithium Ion |  | TESLA | 27 | 20 | 10 | Behind the Meter | [5 empty] | Yes | AC-Coupled | Solar |  | 8.4
306258 |  |  | MA - SMART Program |  |  | 2020 | Residential | SHUTESBURY | Lithium Ion |  | ENPHASE ENERGY | 0 | 13.5 | 5 | Behind the Meter | [5 empty] | Yes | AC-Coupled | Solar |  | 8.4
281952 |  |  | MA - SMART Program |  |  | 2020 | Residential | SCITUATE | Lithium Ion |  | TESLA | 18.12 | 27 | 10 | Behind the Meter | [5 empty] | Yes | DC-Coupled | Solar |  | 8.12
287738 |  |  | MA - SMART Program |  |  | 2020 | Residential | MILFORD | Lithium Ion |  | TESLA | 40.5 | 30 | 15 | Behind the Meter | [5 empty] | Yes | AC-Coupled | Solar |  | 8
287436 |  |  | MA - SMART Program |  |  | 2020 | Residential | QUINCY | Lithium Ion |  | SOL-ARK | 0 | 19.32 | 8 | Behind the Meter | [5 empty] | Yes | DC-Coupled | Solar |  | 8
223555 |  |  | MA - SMART Program |  |  | 2019 | Residential | WEYMOUTH | Lithium Ion |  | TESLA | 13.5 | 10 | 5 | Behind the Meter | [5 empty] | Yes | AC-Coupled | Solar |  | 8
307395 |  |  | MA - SMART Program |  |  | 2020 | Residential | WARE | Lithium Ion |  | LONGI GREEN ENERGY TECHNOLOGY CO LTD | 0 | 13.5 | 5 | Behind the Meter | [5 empty] | Yes | AC-Coupled | Solar |  | 8
277536 |  |  | MA - SMART Program |  |  | 2020 | Residential | BRADFORD | Lithium Ion |  | TESLA | 13.5 | 10 | 5 | Behind the Meter | [5 empty] | Yes | AC-Coupled | Battery Add-On |  | 8
317530 |  |  | MA - SMART Program |  |  | 2020 | Residential | WESTBOROUGH | Lithium Ion |  | DELTA ELECTRONICS | 9.3 | 0 | 8 | Behind the Meter | [5 empty] | Yes | DC-Coupled | Solar |  | 8
302782 |  |  | MA - SMART Program |  |  | 2020 | Residential | ATHOL | Lithium Ion |  | TESLA | 27 | 20 | 10 | Behind the Meter | [5 empty] | Yes | AC-Coupled | Solar |  | 7.92
262474 |  |  | MA - SMART Program |  |  | 2019 | Residential | LEICESTER | Lithium Ion |  | SONNENBATTERIE | 14.84 | 12.5 | 7 | Behind the Meter | [5 empty] | Yes | AC-Coupled | Solar |  | 7.84
256604 |  |  | MA - SMART Program |  |  | 2019 | Residential | WILLIAMSBURG | Lithium Ion |  | SONNEN | 0 | 10 | 7 | Behind the Meter | [5 empty] | Yes | AC-Coupled | Solar |  | 7.83
213132 |  |  | MA - SMART Program |  |  | 2019 | Residential | GT BARRINGTON | Lithium Ion |  | SONNEN | 0 | 7 | 7 | Behind the Meter | [5 empty] | Yes | AC-Coupled | Solar |  | 7.83
295174 |  |  | MA - SMART Program |  |  | 2020 | Residential | WESTFORD | Lithium Ion |  | TESLA | 27 | 20 | 10 | Behind the Meter | [5 empty] | Yes | AC-Coupled | Solar |  | 7.68
303659 |  |  | MA - SMART Program |  |  | 2020 | Residential | BROCKTON | Lithium Ion |  | TESLA | 13.5 | 10 | 5 | Behind the Meter | [5 empty] | Yes | AC-Coupled | Solar |  | 7.68
314694 |  |  | MA - SMART Program |  |  | 2020 | Residential | EAST LONGMEADOW | Lithium Ion |  | ENPHASE ENERGY | 0 | 13.5 | 5 | Behind the Meter | [5 empty] | Yes | AC-Coupled | Solar |  | 7.68
301030 |  |  | MA - SMART Program |  |  | 2020 | Residential | SOMERSET | Lithium Ion |  | TESLA | 13.5 | 10 | 5 | Behind the Meter | [5 empty] | Yes | AC-Coupled | Solar |  | 7.68
183789 |  |  | MA - SMART Program |  |  | 2018 | Commercial | BEVERLY | Lithium Ion |  | TESLA | 13.5 | 10 | 5 | Behind the Meter | [5 empty] | Yes | AC-Coupled | Solar |  | 7.68
320439 |  |  | MA - SMART Program |  |  | 2020 | Residential | FOXBOROUGH | Lithium Ion |  | DELTA ELECTRONICS | 9.3 | 0 | 7.68 | Behind the Meter | [5 empty] | Yes | DC-Coupled | Solar |  | 7.68
245182 |  |  | MA - SMART Program |  |  | 2019 | Residential | LEOMINSTER | Lithium Ion |  | SOLAREDGE | 0 | 20 | 15.2 | Behind the Meter | [5 empty] | Yes | DC-Coupled | Solar |  | 7.6
173388 | [5 empty] | 2018 | Residential | DRACUT | Lithium Ion |  | TESLA | 27 | 20 | 10 | Behind the Meter | [5 empty] | Yes | AC-Coupled | Solar |  | 7.6
200995 |  |  | MA - SMART Program |  |  | 2019 | Residential | SALISBURY BCH | Lithium Ion |  | TESLA | 27 | 20 | 10 | Behind the Meter | [5 empty] | Yes | AC-Coupled | Solar | 7.57 | 7.6
203795 |  |  | MA - SMART Program |  |  | 2019 | Residential | BRIDGEWATER | Lithium Ion |  | TESLA | 27 | 20 | 10 | Behind the Meter | [5 empty] | Yes | AC-Coupled | Solar | 9.15 | 7.6
204724 |  |  | MA - SMART Program |  |  | 2019 | Residential | STURBRIDGE | Lithium Ion |  | TESLA | 27 | 20 | 10 | Behind the Meter | [5 empty] | Yes | AC-Coupled | Solar | 8.82 | 7.6
205262 |  |  | MA - SMART Program |  |  | 2019 | Residential | BROOKFIELD | Lithium Ion |  | TESLA | 27 | 20 | 10 | Behind the Meter | [5 empty] | Yes | AC-Coupled | Solar | 8.54 | 7.6
213993 |  |  | MA - SMART Program |  |  | 2019 | Residential | NORTH GRAFTON | Lithium Ion |  | TESLA | 27 | 20 | 10 | Behind the Meter | [5 empty] | Yes | AC-Coupled | Solar | 2.71 | 7.6
229154 |  |  | MA - SMART Program |  |  | 2019 | Residential | SOUTHBOROUGH | Lithium Ion |  | TESLA | 27 | 20 | 10 | Behind the Meter | [5 empty] | Yes | AC-Coupled | Solar | 9.24 | 7.6
248196 |  |  | MA - SMART Program |  |  | 2019 | Residential | QUINCY | Lithium Ion |  | TESLA | 27 | 20 | 10 | Behind the Meter | [5 empty] | Yes | AC-Coupled | Solar | 8.19 | 7.6
256917 |  |  | MA - SMART Program |  |  | 2019 | Residential | WINCHENDON | Lithium Ion |  | TESLA | 27 | 20 | 10 | Behind the Meter | [5 empty] | Yes | AC-Coupled | Solar | 8.2 | 7.6
261261 |  |  | MA - SMART Program |  |  | 2019 | Residential | SAUGUS | Lithium Ion |  | TESLA | 27 | 20 | 10 | Behind the Meter | [5 empty] | Yes | AC-Coupled | Solar |  | 7.6
267109 |  |  | MA - SMART Program |  |  | 2019 | Residential | RANDOLPH | Lithium Ion |  | TESLA | 17.6 | 27 | 10 | Behind the Meter | [5 empty] | Yes | AC-Coupled | Solar |  | 7.6
279479 |  |  | MA - SMART Program |  |  | 2020 | Residential | WEYMOUTH | Lithium Ion |  | TESLA | 17.6 | 27 | 10 | Behind the Meter | [5 empty] | Yes | DC-Coupled | Solar |  | 7.6
292538 |  |  | MA - SMART Program |  |  | 2020 | Residential | SOUTHFIELD | Lithium Ion |  | TESLA | 27 | 20 | 10 | Behind the Meter | [5 empty] | Yes | AC-Coupled | Solar |  | 7.6
295835 |  |  | MA - SMART Program |  |  | 2020 | Residential | NORTH BILLERICA | Lithium Ion |  | TESLA | 27 | 20 | 10 | Behind the Meter | [5 empty] | Yes | AC-Coupled | Solar |  | 7.6
301119 |  |  | MA - SMART Program |  |  | 2020 | Residential | WILBRAHAM | Lithium Ion |  | TESLA | 27 | 20 | 10 | Behind the Meter | [5 empty] | Yes | AC-Coupled | Solar |  | 7.6
306595 |  |  | MA - SMART Program |  |  | 2020 | Residential | BROCKTON | Lithium Ion |  | TESLA | 27 | 20 | 10 | Behind the Meter | [5 empty] | Yes | AC-Coupled | Solar |  | 7.6
309022 |  |  | MA - SMART Program |  |  | 2020 | Residential | SWAMPSCOTT | Lithium Ion |  | TESLA | 27 | 20 | 10 | Behind the Meter | [5 empty] | Yes | AC-Coupled | Solar |  | 7.6
309857 |  |  | MA - SMART Program |  |  | 2020 | Residential | FRANKLIN | Lithium Ion |  | TESLA | 27 | 20 | 10 | Behind the Meter | [5 empty] | Yes | AC-Coupled | Solar |  | 7.6
310000 |  |  | MA - SMART Program |  |  | 2020 | Residential | WEST NEWBURY | Lithium Ion |  | TESLA | 27 | 20 | 10 | Behind the Meter | [5 empty] | Yes | AC-Coupled | Solar |  | 7.6
311801 |  |  | MA - SMART Program |  |  | 2020 | Residential | QUINCY | Lithium Ion |  | TESLA | 27 | 20 | 10 | Behind the Meter | [5 empty] | Yes | AC-Coupled | Solar |  | 7.6
250125 |  |  | MA - SMART Program |  |  | 2019 | Residential | BEVERLY | Lithium Ion |  | LG CHEM | 9.8 | 9.8 | 7.6 | Behind the Meter | [5 empty] | Yes | DC-Coupled | Solar | 8.04 | 7.6
293316 |  |  | MA - SMART Program |  |  | 2020 | Residential | AYER | Lithium Ion |  | TESLA | 27 | 20 | 10 | Behind the Meter | [5 empty] | Yes | AC-Coupled | Solar |  | 7.6
265745 |  |  | MA - SMART Program |  |  | 2019 | Residential | NANTUCKET | Lithium Ion |  | PIKA ENERGY | 17.1 | 17.1 | 7.6 | Behind the Meter | [5 empty] | Yes | DC-Coupled | Solar | 6.83 | 7.6
148173 | 22333557 |  |  |  |  | 2016 | Residential | ATTLEBORO | Lithium Ion |  | TESLA | 13.5 | 10 | 5 | Behind the Meter |  |  |  |  | 22333557 | Yes | AC-Coupled | Solar | 5.67 | 7.6
162751 | 25198031 |  |  |  |  | 2017 | Residential | WEYMOUTH | Lithium Ion |  | TESLA | 13.5 | 10 | 5 | Behind the Meter |  |  |  |  | 25198031 | Yes | AC-Coupled | Solar | 9.6 | 7.6
166920 | [5 empty] | 2017 | Residential | GLOUCESTER | Lithium Ion |  | TESLA | 13.5 | 10 | 5 | Behind the Meter | [5 empty] | Yes | AC-Coupled | Solar | 8.45 | 7.6
168459 | [5 empty] | 2018 | Residential | MANCHESTER | Lithium Ion |  | TESLA | 12.6 | 13.5 | 5 | Behind the Meter | [5 empty] | Yes | AC-Coupled | Solar |  | 7.6
168812 | [5 empty] | 2018 | Residential | WESTPORT | Lithium Ion |  | TESLA | 13.5 | 10 | 5 | Behind the Meter | [5 empty] | Yes | AC-Coupled | Solar | 10.08 | 7.6
171252 |  |  | MA - SMART Program |  |  | 2018 | Residential | DUDLEY | Lithium Ion |  | TESLA | 13.5 | 10 | 5 | Behind the Meter | [5 empty] | Yes | AC-Coupled | Solar | 6.3 | 7.6
177286 | 22071923 |  |  |  |  | 2016 | Residential | NORWELL | Lithium Ion |  | TESLA | 13.5 | 10 | 5 | Behind the Meter |  |  |  |  | 22071923 | Yes | AC-Coupled | Solar | 8.84 | 7.6
186484 |  |  | MA - SMART Program |  |  | 2018 | Residential | NORTH EASTON | Lithium Ion |  | TESLA | 13.5 | 10 | 5 | Behind the Meter | [5 empty] | Yes | AC-Coupled | Solar | 7.7 | 7.6
198971 |  |  | MA - SMART Program |  |  | 2018 | Residential | MILFORD | Lithium Ion |  | TESLA | 13.5 | 10 | 5 | Behind the Meter | [5 empty] | Yes | AC-Coupled | Solar | 8.04 | 7.6
199757 |  |  | MA - SMART Program |  |  | 2018 | Residential | NORTON | Lithium Ion |  | TESLA | 13.5 | 10 | 5 | Behind the Meter | [5 empty] | Yes | AC-Coupled | Solar | 6.93 | 7.6
199977 |  |  | MA - SMART Program |  |  | 2018 | Residential | BOLTON | Lithium Ion |  | TESLA | 13.5 | 10 | 5 | Behind the Meter | [5 empty] | Yes | AC-Coupled | Solar | 9.24 | 7.6
204911 |  |  | MA - SMART Program |  |  | 2019 | Residential | MELROSE | Lithium Ion |  | TESLA | 13.5 | 10 | 5 | Behind the Meter | [5 empty] | Yes | AC-Coupled | Solar | 10.09 | 7.6
205714 |  |  | MA - SMART Program |  |  | 2019 | Residential | HAVERHILL | Lithium Ion |  | TESLA | 13.5 | 10 | 5 | Behind the Meter | [5 empty] | Yes | AC-Coupled | Solar | 7.15 | 7.6
212174 |  |  | MA - SMART Program |  |  | 2019 | Residential | NORTH EASTON | Lithium Ion |  | TESLA | 13.5 | 10 | 5 | Behind the Meter | [5 empty] | Yes | AC-Coupled | Solar | 6.83 | 7.6
213959 |  |  | MA - SMART Program |  |  | 2019 | Residential | E LONGMEADOW | Lithium Ion |  | TESLA | 13.5 | 10 | 5 | Behind the Meter | [5 empty] | Yes | AC-Coupled | Solar | 7.92 | 7.6
214014 |  |  | MA - SMART Program |  |  | 2019 | Residential | WESTPORT | Lithium Ion |  | TESLA | 13.5 | 10 | 5 | Behind the Meter | [5 empty] | Yes | AC-Coupled | Solar | 7.46 | 7.6
214800 |  |  | MA - SMART Program |  |  | 2019 | Residential | LOWELL | Lithium Ion |  | TESLA | 13.5 | 10 | 5 | Behind the Meter | [5 empty] | Yes | AC-Coupled | Solar | 10.68 | 7.6
222022 |  |  | MA - SMART Program |  |  | 2019 | Residential | WORCESTER | Lithium Ion |  | TESLA | 13.5 | 10 | 5 | Behind the Meter | [5 empty] | Yes | AC-Coupled | Solar | 9.16 | 7.6
226344 |  |  | MA - SMART Program |  |  | 2019 | Residential | GLOUCESTER | Lithium Ion |  | PIKA ENERGY | 0 | 13.5 | 7.6 | Behind the Meter | [5 empty] | Yes | DC-Coupled | Solar |  | 7.6
230808 |  |  | MA - SMART Program |  |  | 2019 | Residential | STURBRIDGE | Lithium Ion |  | TESLA | 13.5 | 10 | 5 | Behind the Meter | [5 empty] | Yes | AC-Coupled | Solar | 10.08 | 7.6
236990 |  |  | MA - SMART Program |  |  | 2019 | Residential | FRANKLIN | Lithium Ion |  | TESLA | 13.5 | 10 | 5 | Behind the Meter | [5 empty] | Yes | AC-Coupled | Solar | 8.19 | 7.6
243962 |  |  | MA - SMART Program |  |  | 2019 | Residential | ROCKPORT | Lithium Ion |  | PIKA ENERGY | 0 | 13.5 | 7.6 | Behind the Meter | [5 empty] | Yes | DC-Coupled | Solar |  | 7.6
252583 |  |  | MA - SMART Program |  |  | 2019 | Residential | UXBRIDGE | Lithium Ion |  | TESLA | 13.5 | 10 | 5 | Behind the Meter | [5 empty] | Yes | AC-Coupled | Solar |  | 7.6
258752 |  |  | MA - SMART Program |  |  | 2019 | Residential | BILLERICA | Lithium Ion |  | TESLA | 13.5 | 10 | 5 | Behind the Meter | [5 empty] | Yes | AC-Coupled | Solar | 7.56 | 7.6
262703 |  |  | MA - SMART Program |  |  | 2019 | Residential | CHELMSFORD | Lithium Ion |  | TESLA | 13.5 | 10 | 5 | Behind the Meter | [5 empty] | Yes | AC-Coupled | Solar | 8.19 | 7.6
265846 |  |  | MA - SMART Program |  |  | 2019 | Residential | FRANKLIN | Lithium Ion |  | TESLA | 13.5 | 10 | 5 | Behind the Meter | [5 empty] | Yes | AC-Coupled | Solar | 8.19 | 7.6
268449 |  |  | MA - SMART Program |  |  | 2019 | Residential | BELLINGHAM | Lithium Ion |  | TESLA | 13.5 | 10 | 5 | Behind the Meter | [5 empty] | Yes | AC-Coupled | Solar | 7.58 | 7.6
288869 |  |  | MA - SMART Program |  |  | 2020 | Residential | MARLBOROUGH | Lithium Ion |  | TESLA | 13.5 | 10 | 5 | Behind the Meter | [5 empty] | Yes | AC-Coupled | Solar |  | 7.6
297569 |  |  | MA - SMART Program |  |  | 2020 | Residential | NEWBURYPORT | Lithium Ion |  | TESLA | 13.5 | 10 | 5 | Behind the Meter | [5 empty] | Yes | AC-Coupled | Solar |  | 7.6
299059 |  |  | MA - SMART Program |  |  | 2020 | Residential | GT BARRINGTON | Lithium Ion |  | TESLA | 13.5 | 10 | 5 | Behind the Meter | [5 empty] | Yes | AC-Coupled | Solar |  | 7.6
299543 |  |  | MA - SMART Program |  |  | 2020 | Residential | WILLIAMSTOWN | Lithium Ion |  | TESLA | 13.5 | 10 | 5 | Behind the Meter | [5 empty] | Yes | AC-Coupled | Solar |  | 7.6
300640 |  |  | MA - SMART Program |  |  | 2020 | Residential | ANDOVER | Lithium Ion |  | TESLA | 13.5 | 10 | 5 | Behind the Meter | [5 empty] | Yes | AC-Coupled | Solar |  | 7.6
308686 |  |  | MA - SMART Program |  |  | 2020 | Residential | NORTHBRIDGE | Lithium Ion |  | SOLAREDGE TECHNOLOGIES HD | 0 | 13.5 | 5 | Behind the Meter | [5 empty] | Yes | AC-Coupled | Solar |  | 7.6
310110 |  |  | MA - SMART Program |  |  | 2020 | Residential | LOWELL | Lithium Ion |  | SOLAREDGE TECHNOLOGIES | 0 | 13.5 | 5 | Behind the Meter | [5 empty] | Yes | AC-Coupled | Solar |  | 7.6
320159 |  |  | MA - SMART Program |  |  | 2020 | Residential | PLAINVILLE | Lithium Ion |  | TESLA | 13.5 | 10 | 5 | Behind the Meter | [5 empty] | Yes | AC-Coupled | Solar |  | 7.6
301655 |  |  | MA - SMART Program |  |  | 2020 | Residential | GLOUCESTER | Lithium Ion |  | TESLA | 13.5 | 10 | 5 | Behind the Meter | [5 empty] | Yes | AC-Coupled | Solar |  | 7.6
253264 |  |  | MA - SMART Program |  |  | 2019 | Residential | NANTUCKET | Lithium Ion |  | PIKA ENERGY | 0 | 11.4 | 0.1 | Behind the Meter | [5 empty] | Yes | DC-Coupled | Solar | 9.75 | 7.6
238585 |  |  | MA - SMART Program |  |  | 2019 | Residential | GLOUCESTER | Lithium Ion |  | PIKA ENERGY | 0 | 10.1 | 8.6 | Behind the Meter | [5 empty] | Yes | DC-Coupled | Solar |  | 7.6
254202 |  |  | MA - SMART Program |  |  | 2019 | Residential | ESSEX | Lithium Ion |  | PIKA ENERGY | 0 | 10.1 | 7.6 | Behind the Meter | [5 empty] | Yes | DC-Coupled | Solar |  | 7.6
241012 |  |  | MA - SMART Program |  |  | 2019 | Residential | SEEKONK | Lithium Ion |  | TESLA | 13.5 | 10 | 5 | Behind the Meter | [5 empty] | Yes | AC-Coupled | Solar | 8.19 | 7.6
170735 | [5 empty] | 2018 | Residential | LAWRENCE | Lithium Ion |  | LG CHEM | 0 | 9.8 | 7.6 | Behind the Meter | [5 empty] | Yes | DC-Coupled | Solar | 9.12 | 7.6
173514 | [5 empty] | 2018 | Residential | MILFORD | Lithium Ion |  | LG CHEM | 9.3 | 9.8 | 7.6 | Behind the Meter | [5 empty] | Yes | DC-Coupled | Solar | 7.54 | 7.6
173653 | [5 empty] | 2018 | Residential | CLINTON | Lithium Ion |  | LG CHEM | 9.3 | 9.8 | 7.6 | Behind the Meter | [5 empty] | Yes | DC-Coupled | Solar | 6.96 | 7.6
173982 | [5 empty] | 2018 | Residential | BROCKTON | Lithium Ion |  | LG CHEM | 9.3 | 9.8 | 7.6 | Behind the Meter | [5 empty] | Yes | DC-Coupled | Solar | 9.1 | 7.6
183631 | [5 empty] | 2018 | Residential | DUNSTABLE | Lithium Ion |  | LG CHEM | 0 | 9.8 | 7.6 | Behind the Meter | [5 empty] | Yes | DC-Coupled | Solar | 8.75 | 7.6
184393 | [5 empty] | 2018 | Residential | MARLBOROUGH | Lithium Ion |  | LG CHEM | 0 | 9.8 | 7.6 | Behind the Meter | [5 empty] | Yes | DC-Coupled | Solar | 8.7 | 7.6
184549 | [5 empty] | 2018 | Residential | BRIDGEWATER | Lithium Ion |  | LG CHEM | 9.3 | 0 | 7.6 | Behind the Meter | [5 empty] | Yes | DC-Coupled | Solar | 9.1 | 7.6
184724 | [5 empty] | 2018 | Residential | LEICESTER | Lithium Ion |  | LG CHEM | 0 | 9.8 | 7.6 | Behind the Meter | [5 empty] | Yes | DC-Coupled | Solar | 8.4 | 7.6
185123 | [5 empty] | 2018 | Residential | ANDOVER | Lithium Ion |  | LG CHEM | 0 | 9.8 | 7.6 | Behind the Meter | [5 empty] | Yes | DC-Coupled | Solar | 8.25 | 7.6
185576 | [5 empty] | 2018 | Residential | LAWRENCE | Lithium Ion |  | LG CHEM | 0 | 9.8 | 7.6 | Behind the Meter | [5 empty] | Yes | DC-Coupled | Solar | 8.7 | 7.6
185994 | [5 empty] | 2018 | Residential | METHUEN | Lithium Ion |  | LG CHEM | 0 | 9.8 | 7.6 | Behind the Meter | [5 empty] | Yes | DC-Coupled | Solar | 5.22 | 7.6
186025 | [5 empty] | 2018 | Residential | BARRE | Lithium Ion |  | LG CHEM | 0 | 9.8 | 7.6 | Behind the Meter | [5 empty] | Yes | DC-Coupled | Solar | 9.1 | 7.6
186372 | [5 empty] | 2018 | Residential | WINCHENDON | Lithium Ion |  | LG CHEM | 9.3 | 9.8 | 7.6 | Behind the Meter | [5 empty] | Yes | DC-Coupled | Solar | 8.7 | 7.6
186384 |  |  | MA - SMART Program |  |  | 2018 | Residential | NORTH EASTON | Lithium Ion |  | LG CHEM | 0 | 9.8 | 7.6 | Behind the Meter | [5 empty] | Yes | DC-Coupled | Solar | 8.91 | 7.6
187912 |  |  | MA - SMART Program |  |  | 2018 | Residential | NORTH QUINCY | Lithium Ion |  | LG CHEM | 0 | 9.8 | 7.6 | Behind the Meter | [5 empty] | Yes | DC-Coupled | Solar | 6.27 | 7.6
188109 | [5 empty] | 2018 | Residential | BROCKTON | Lithium Ion |  | LG CHEM | 0 | 9.8 | 7.6 | Behind the Meter | [5 empty] | Yes | DC-Coupled | Solar | 7.25 | 7.6
188464 | [5 empty] | 2018 | Residential | WEYMOUTH | Lithium Ion |  | LG CHEM | 0 | 9.8 | 7.6 | Behind the Meter | [5 empty] | Yes | DC-Coupled | Solar | 7.54 | 7.6
190453 |  |  | MA - SMART Program |  |  | 2018 | Residential | RANDOLPH | Lithium Ion |  | LG CHEM | 0 | 9.8 | 7.6 | Behind the Meter | [5 empty] | Yes | DC-Coupled | Solar | 9.28 | 7.6
190719 |  |  | MA - SMART Program |  |  | 2018 | Residential | BROCKTON | Lithium Ion |  | LG CHEM | 0 | 9.8 | 7.6 | Behind the Meter | [5 empty] | Yes | DC-Coupled | Solar | 8.7 | 7.6
193373 |  |  | MA - SMART Program |  |  | 2018 | Residential | NORTHAMPTON | Lithium Ion |  | LG CHEM | 12.6 | 9.8 | 5 | Behind the Meter | [5 empty] | Yes | DC-Coupled | Solar |  | 7.6
200678 |  |  | MA - SMART Program |  |  | 2018 | Residential | WENHAM | Lithium Ion |  | LG CHEM | 0 | 9.8 | 7.6 | Behind the Meter | [5 empty] | Yes | DC-Coupled | Solar | 8.99 | 7.6
225771 |  |  | MA - SMART Program |  |  | 2019 | Residential | DRACUT | Lithium Ion |  | LG CHEM | 0 | 9.8 | 7.6 | Behind the Meter | [5 empty] | Yes | DC-Coupled | Solar | 8.91 | 7.6
243137 |  |  | MA - SMART Program |  |  | 2019 | Residential | STOUGHTON | Lithium Ion |  | SOLAREDGE TECHNOLOGIES | 0 | 9.8 | 5 | Behind the Meter | [5 empty] | Yes | DC-Coupled | Solar |  | 7.6
243363 |  |  | MA - SMART Program |  |  | 2019 | Residential | BELLINGHAM | Lithium Ion |  | SOLAREDGE TECHNOLOGIES | 0 | 9.8 | 5 | Behind the Meter | [5 empty] | Yes | DC-Coupled | Solar |  | 7.6
260988 |  |  | MA - SMART Program |  |  | 2019 | Residential | MARLBOROUGH | Lithium Ion |  | LG CHEM | 12.6 | 9.8 | 5 | Behind the Meter | [5 empty] | Yes | DC-Coupled | Solar |  | 7.6
262517 |  |  | MA - SMART Program |  |  | 2019 | Residential | CHARLTON | Lithium Ion |  | LG CHEM | 9.3 | 9.8 | 7.6 | Behind the Meter | [5 empty] | Yes | DC-Coupled | Solar | 5.8 | 7.6
266499 |  |  | MA - SMART Program |  |  | 2019 | Residential | NORTON | Lithium Ion |  | LG CHEM | 7.6 | 9.8 | 5 | Behind the Meter | [5 empty] | Yes | DC-Coupled | Solar |  | 7.6
266514 |  |  | MA - SMART Program |  |  | 2019 | Residential | WESTBOROUGH | Lithium Ion |  | LG CHEM | 7.6 | 9.8 | 5 | Behind the Meter | [5 empty] | Yes | DC-Coupled | Solar |  | 7.6
266523 |  |  | MA - SMART Program |  |  | 2019 | Residential | WARWICK | Lithium Ion |  | LG CHEM | 9.3 | 9.8 | 7.6 | Behind the Meter | [5 empty] | Yes | DC-Coupled | Solar | 7.59 | 7.6
266681 |  |  | MA - SMART Program |  |  | 2019 | Residential | BROCKTON | Lithium Ion |  | LG CHEM | 7.6 | 9.8 | 5 | Behind the Meter | [5 empty] | Yes | DC-Coupled | Solar |  | 7.6
266689 |  |  | MA - SMART Program |  |  | 2019 | Residential | WORCESTER | Lithium Ion |  | LG CHEM | 7.6 | 9.8 | 5 | Behind the Meter | [5 empty] | Yes | DC-Coupled | Solar |  | 7.6
266708 |  |  | MA - SMART Program |  |  | 2019 | Residential | LOWELL | Lithium Ion |  | LG CHEM | 7.6 | 9.8 | 5 | Behind the Meter | [5 empty] | Yes | DC-Coupled | Solar |  | 7.6
266711 |  |  | MA - SMART Program |  |  | 2019 | Residential | SEEKONK | Lithium Ion |  | LG CHEM | 7.6 | 9.8 | 5 | Behind the Meter | [5 empty] | Yes | DC-Coupled | Solar |  | 7.6
266718 |  |  | MA - SMART Program |  |  | 2019 | Residential | NORTHBRIDGE | Lithium Ion |  | LG CHEM | 7.6 | 9.8 | 5 | Behind the Meter | [5 empty] | Yes | DC-Coupled | Solar |  | 7.6
268884 |  |  | MA - SMART Program |  |  | 2019 | Residential | SALEM | Lithium Ion |  | LG CHEM | 7.6 | 9.8 | 5 | Behind the Meter | [5 empty] | Yes | DC-Coupled | Solar |  | 7.6
269050 |  |  | MA - SMART Program |  |  | 2019 | Residential | NORTHBOROUGH | Lithium Ion |  | LG CHEM | 7.6 | 9.8 | 9.8 | Behind the Meter | [5 empty] | Yes | DC-Coupled | Solar |  | 7.6
272248 |  |  | MA - SMART Program |  |  | 2020 | Residential | AUBURN | Lithium Ion |  | LG CHEM | 12.6 | 9.8 | 5 | Behind the Meter | [5 empty] | Yes | DC-Coupled | Solar |  | 7.6
272668 |  |  | MA - SMART Program |  |  | 2020 | Residential | HAMPDEN | Lithium Ion |  | LG CHEM | 12.6 | 9.8 | 5 | Behind the Meter | [5 empty] | Yes | DC-Coupled | Solar |  | 7.6
274183 |  |  | MA - SMART Program |  |  | 2020 | Residential | WORCESTER | Lithium Ion |  | LG CHEM | 12.6 | 9.8 | 5 | Behind the Meter | [5 empty] | Yes | DC-Coupled | Solar |  | 7.6
276747 |  |  | MA - SMART Program |  |  | 2020 | Residential | WORCESTER | Lithium Ion |  | LG CHEM | 12.6 | 9.8 | 5 | Behind the Meter | [5 empty] | Yes | DC-Coupled | Solar |  | 7.6
279413 |  |  | MA - SMART Program |  |  | 2020 | Residential | WESTBOROUGH | Lithium Ion |  | LG CHEM | 12.6 | 9.8 | 5 | Behind the Meter | [5 empty] | Yes | DC-Coupled | Solar |  | 7.6
282329 |  |  | MA - SMART Program |  |  | 2020 | Residential | BARRE | Lithium Ion |  | LG CHEM | 12.6 | 9.8 | 5 | Behind the Meter | [5 empty] | Yes | DC-Coupled | Solar |  | 7.6
283576 |  |  | MA - SMART Program |  |  | 2020 | Residential | HAVERHILL | Lithium Ion |  | SOLAREDGE TECHNOLOGIES | 12.6 | 9.8 | 5 | Behind the Meter | [5 empty] | Yes | DC-Coupled | Solar |  | 7.6
283996 |  |  | MA - SMART Program |  |  | 2020 | Residential | WORCESTER | Lithium Ion |  | LG CHEM | 0 | 9.8 | 5 | Behind the Meter | [5 empty] | Yes | DC-Coupled | Solar |  | 7.6
284638 |  |  | MA - SMART Program |  |  | 2020 | Residential | WORCESTER | Lithium Ion |  | LG CHEM | 0 | 9.8 | 5 | Behind the Meter | [5 empty] | Yes | DC-Coupled | Solar |  | 7.6
285043 |  |  | MA - SMART Program |  |  | 2020 | Residential | AUBURN | Lithium Ion |  | LG CHEM | 0 | 9.8 | 5 | Behind the Meter | [5 empty] | Yes | DC-Coupled | Solar |  | 7.6
271185 |  |  | MA - SMART Program |  |  | 2020 | Residential | BELCHERTOWN | Lithium Ion |  | LG CHEM | 7.6 | 9.3 | 9.3 | Behind the Meter | [5 empty] | Yes | DC-Coupled | Solar |  | 7.6
183956 | [5 empty] | 2018 | Residential | FOXBORO | Lithium Ion |  | TESLA | 13.5 | 10 | 5 | Behind the Meter | [5 empty] | Yes | AC-Coupled | Solar | 9.1 | 7.6
197508 |  |  | MA - SMART Program |  |  | 2018 | Residential | NORTHBOROUGH | Lithium Ion |  | TESLA | 13.5 | 10 | 5 | Behind the Meter | [5 empty] | Yes | AC-Coupled | Solar | 6.5 | 7.6
210508 |  |  | MA - SMART Program |  |  | 2019 | Residential | TYNGSBORO | Lithium Ion |  | TESLA | 13.5 | 10 | 5 | Behind the Meter | [5 empty] | Yes | AC-Coupled | Solar | 6.62 | 7.6
221645 |  |  | MA - SMART Program |  |  | 2019 | Residential | NORTH ANDOVER | Lithium Ion |  | TESLA | 13.5 | 10 | 5 | Behind the Meter | [5 empty] | Yes | AC-Coupled | Solar |  | 7.6
241365 |  |  | MA - SMART Program |  |  | 2019 | Residential | PEMBROKE | Lithium Ion |  | LG CHEM | 0 | 5 | 7.6 | Behind the Meter | [5 empty] | Yes | DC-Coupled | Solar | 8.64 | 7.6
244288 |  |  | MA - SMART Program |  |  | 2019 | Residential | FALL RIVER | Lithium Ion |  | SOLAREDGE TECHNOLOGIES | 0 | 5 | 5 | Behind the Meter | [5 empty] | Yes | DC-Coupled | Solar |  | 7.6
253307 |  |  | MA - SMART Program |  |  | 2019 | Residential | NORTHBOROUGH | Lithium Ion |  | SOLAREDGE TECHNOLOGIES HD | 0 | 5 | 5 | Behind the Meter | [5 empty] | Yes | AC-Coupled | Solar |  | 7.6
264177 |  |  | MA - SMART Program |  |  | 2019 | Residential | BEVERLY | Lithium Ion |  | TESLA | 15 | 5 | 5 | Behind the Meter | [5 empty] | Yes | AC-Coupled | Solar |  | 7.6
266669 |  |  | MA - SMART Program |  |  | 2019 | Residential | BYFIELD | Lithium Ion |  | TESLA | 12.6 | 5 | 5 | Behind the Meter | [5 empty] | Yes | AC-Coupled | Solar |  | 7.6
315236 |  |  | MA - SMART Program |  |  | 2020 | Residential | SOUTHBOROUGH | Lithium Ion |  | SOLAREDGE TECHNOLOGIES | 0 | 5 | 5 | Behind the Meter | [5 empty] | Yes | AC-Coupled | Solar |  | 7.6
162079 | 25212372 |  |  |  |  | 2017 | Residential | WORCESTER | Lithium Ion |  | LG CHEM | 9.3 | 0 | 7.6 | Behind the Meter | [5 empty] | Yes | DC-Coupled | Solar | 13.5 | 7.6
166159 | [5 empty] | 2017 | Residential | WESTMINSTER | Lithium Ion |  | LG CHEM | 9.3 | 0 | 7.6 | Behind the Meter | [5 empty] | Yes | DC-Coupled | Solar |  | 7.6
166355 | [5 empty] | 2018 | Residential | SOUTHBRIDGE | Lithium Ion |  | LG CHEM | 9.3 | 0 | 7.6 | Behind the Meter | [5 empty] | Yes | DC-Coupled | Solar | 2.57 | 7.6
166357 | [5 empty] | 2017 | Residential | LOWELL | Lithium Ion |  | LG CHEM | 9.3 | 0 | 7.6 | Behind the Meter | [5 empty] | Yes | DC-Coupled | Solar | 8.55 | 7.6
171535 | [5 empty] | 2018 | Residential | LEEDS | Lithium Ion |  | PIKA ENERGY | 15 | 0 | 7.6 | Behind the Meter | [5 empty] | Yes | DC-Coupled | Solar | 13 | 7.6
171670 | [5 empty] | 2018 | Residential | LOWELL | Lithium Ion |  | LG CHEM | 9.3 | 0 | 7.6 | Behind the Meter | [5 empty] | Yes | DC-Coupled | Solar | 6.5 | 7.6
172456 | [5 empty] | 2018 | Residential | WORCESTER | Lithium Ion |  | LG CHEM | 9.3 | 0 | 7.6 | Behind the Meter | [5 empty] | Yes | DC-Coupled | Solar | 6.84 | 7.6
172531 | [5 empty] | 2018 | Residential | BROCKTON | Lithium Ion |  | LG CHEM | 9.3 | 0 | 7.6 | Behind the Meter | [5 empty] | Yes | DC-Coupled | Solar | 7.7 | 7.6
172586 | [5 empty] | 2018 | Residential | FLORENCE | Lithium Ion |  | LG CHEM | 9.3 | 0 | 7.6 | Behind the Meter | [5 empty] | Yes | DC-Coupled | Solar | 4.85 | 7.6
173035 | [5 empty] | 2018 | Residential | RANDOLPH | Lithium Ion |  | LG CHEM | 9.3 | 0 | 7.6 | Behind the Meter | [5 empty] | Yes | DC-Coupled | Solar | 4.56 | 7.6
173112 | [5 empty] | 2018 | Residential | CHARLTON | Lithium Ion |  | LG CHEM | 9.3 | 0 | 7.6 | Behind the Meter | [5 empty] | Yes | DC-Coupled | Solar | 9.12 | 7.6
178174 | 26003048 |  | MA - SMART Program |  |  | 2018 | Residential | FLORENCE | Lithium Ion |  | LG CHEM | 9.3 | 0 | 7.6 | Behind the Meter |  |  |  |  | 26003048 | Yes | DC-Coupled | Solar | 3.3 | 7.6
183896 | [5 empty] | 2018 | Residential | WOLLASTON | Lithium Ion |  | LG CHEM | 9.3 | 0 | 7.6 | Behind the Meter | [5 empty] | Yes | DC-Coupled | Solar | 9.28 | 7.6
185490 | [5 empty] | 2018 | Residential | ATTLEBORO | Lithium Ion |  | LG CHEM | 0 | 7.6 | 7.6 | Behind the Meter | [5 empty] | Yes | DC-Coupled | Solar |  | 7.6
188568 | [5 empty] | 2018 | Residential | LEOMINSTER | Lithium Ion |  | LG CHEM | 9.3 | 0 | 7.6 | Behind the Meter | [5 empty] | Yes | DC-Coupled | Solar | 4.62 | 7.6
188740 |  |  | MA - SMART Program |  |  | 2019 | Residential | METHUEN | Lithium Ion |  | LG CHEM | 9.3 | 0 | 7.6 | Behind the Meter | [5 empty] | Yes | DC-Coupled | Solar | 6.3 | 7.6
189534 | [5 empty] | 2018 | Residential | ROCKPORT | Lithium Ion |  | LG CHEM | 9.3 | 0 | 7.6 | Behind the Meter | [5 empty] | Yes | DC-Coupled | Solar | 6.93 | 7.6
189554 | [5 empty] | 2018 | Residential | WORCESTER | Lithium Ion |  | LG CHEM | 9.3 | 0 | 7.6 | Behind the Meter | [5 empty] | Yes | DC-Coupled | Solar | 3.19 | 7.6
189653 | [5 empty] | 2018 | Residential | GOSHEN | Lithium Ion |  | LG CHEM | 9.3 | 0 | 7.6 | Behind the Meter | [5 empty] | Yes | DC-Coupled | Solar | 8.4 | 7.6
189811 | [5 empty] | 2018 | Residential | LOWELL | Lithium Ion |  | LG CHEM | 9.3 | 0 | 7.6 | Behind the Meter | [5 empty] | Yes | DC-Coupled | Solar | 8.25 | 7.6
190131 | [5 empty] | 2018 | Residential | GARDNER | Lithium Ion |  | LG CHEM | 9.3 | 0 | 7.6 | Behind the Meter | [5 empty] | Yes | DC-Coupled | Solar | 9.28 | 7.6
190277 |  |  | MA - SMART Program |  |  | 2018 | Residential | MENDON | Lithium Ion |  | LG CHEM | 9.3 | 0 | 7.6 | Behind the Meter | [5 empty] | Yes | DC-Coupled | Solar | 9.1 | 7.6
190402 | [5 empty] | 2018 | Residential | WRENTHAM | Lithium Ion |  | LG CHEM | 9.3 | 0 | 7.6 | Behind the Meter | [5 empty] | Yes | DC-Coupled | Solar | 6.96 | 7.6
192221 |  |  | MA - SMART Program |  |  | 2018 | Residential | LEOMINSTER | Lithium Ion |  | LG CHEM | 9.3 | 0 | 7.6 | Behind the Meter | [5 empty] | Yes | DC-Coupled | Solar | 8.4 | 7.6
192531 | [5 empty] | 2018 | Residential | LAWRENCE | Lithium Ion |  | LG CHEM | 9.3 | 0 | 7.6 | Behind the Meter | [5 empty] | Yes | DC-Coupled | Solar | 7.83 | 7.6
192604 | [5 empty] | 2018 | Residential | WORCESTER | Lithium Ion |  | LG CHEM | 9.3 | 0 | 7.6 | Behind the Meter | [5 empty] | Yes | DC-Coupled | Solar | 9.1 | 7.6
193235 | [5 empty] | 2018 | Residential | WEST STOCKBRIDGE | Lithium Ion |  | LG CHEM | 9.3 | 0 | 7.6 | Behind the Meter | [5 empty] | Yes | DC-Coupled | Solar | 3.19 | 7.6
193491 |  |  | MA - SMART Program |  |  | 2018 | Residential | WORCESTER | Lithium Ion |  | LG CHEM | 9.3 | 0 | 7.6 | Behind the Meter | [5 empty] | Yes | DC-Coupled | Solar | 9.28 | 7.6
194490 |  |  | MA - SMART Program |  |  | 2018 | Residential | CHARLTON | Lithium Ion |  | LG CHEM | 9.3 | 0 | 7.6 | Behind the Meter | [5 empty] | Yes | DC-Coupled | Solar | 5.6 | 7.6
194521 |  |  | MA - SMART Program |  |  | 2018 | Residential | NORTH ANDOVER | Lithium Ion |  | LG CHEM | 9.3 | 0 | 7.6 | Behind the Meter | [5 empty] | Yes | DC-Coupled | Solar | 8.91 | 7.6
197857 |  |  | MA - SMART Program |  |  | 2018 | Residential | SCITUATE | Lithium Ion |  | LG CHEM | 9.3 | 0 | 7.6 | Behind the Meter | [5 empty] | Yes | DC-Coupled | Solar | 5.22 | 7.6
199566 |  |  | MA - SMART Program |  |  | 2018 | Residential | LAWRENCE | Lithium Ion |  | LG CHEM | 9.3 | 0 | 7.6 | Behind the Meter | [5 empty] | Yes | DC-Coupled | Solar | 6.65 | 7.6
200622 |  |  | MA - SMART Program |  |  | 2018 | Residential | BILLERICA | Lithium Ion |  | LG CHEM | 9.3 | 0 | 7.6 | Behind the Meter | [5 empty] | Yes | DC-Coupled | Solar |  | 7.6
203075 |  |  | MA - SMART Program |  |  | 2018 | Residential | SOUTHBRIDGE | Lithium Ion |  | LG CHEM | 9.3 | 0 | 7.6 | Behind the Meter | [5 empty] | Yes | DC-Coupled | Solar |  | 7.6
256205 |  |  | MA - SMART Program |  |  | 2019 | Residential | NANTUCKET | Lithium Ion |  | PIKA ENERGY | 0 | 11.4 | 7.6 | Behind the Meter | [5 empty] | Yes | DC-Coupled | Solar | 7.15 | 7.6
258530 |  |  | MA - SMART Program |  |  | 2019 | Residential | NANTUCKET | Lithium Ion |  | PIKA ENERGY | 17.1 | 0 | 7.6 | Behind the Meter | [5 empty] | Yes | DC-Coupled | Solar | 8.45 | 7.6
282626 |  |  | MA - SMART Program |  |  | 2020 | Residential | WILBRAHAM | Lithium Ion |  | GENERAC | 17.1 | 0 | 7.6 | Behind the Meter | [5 empty] | Yes | DC-Coupled | Solar |  | 7.6
282951 |  |  | MA - SMART Program |  |  | 2020 | Residential | HARVARD | Lithium Ion |  | SOLAREDGE | 9.3 | 0 | 7.6 | Behind the Meter | [5 empty] | Yes | DC-Coupled | Solar |  | 7.6
285150 |  |  | MA - SMART Program |  |  | 2020 | Residential | GLOUCESTER | Lithium Ion |  | GENERAC | 8.6 | 0 | 7.6 | Behind the Meter | [5 empty] | Yes | DC-Coupled | Solar |  | 7.6
285348 |  |  | MA - SMART Program |  |  | 2020 | Residential | METHUEN | Lithium Ion |  | SOLAREDGE TECHNOLOGIES HD | 5.525 | 0 | 7.6 | Behind the Meter | [5 empty] | Yes | DC-Coupled | Solar |  | 7.6
285568 |  |  | MA - SMART Program |  |  | 2020 | Residential | UXBRIDGE | Lithium Ion |  | LG CHEM | 9.6 | 5 | 5 | Behind the Meter | [5 empty] | Yes | DC-Coupled | Solar |  | 7.6
287612 |  |  | MA - SMART Program |  |  | 2020 | Residential | DUDLEY | Lithium Ion |  | SOLAREDGE TECHNOLOGIES | 9.3 | 0 | 7.6 | Behind the Meter | [5 empty] | Yes | DC-Coupled | Solar |  | 7.6
288044 |  |  | MA - SMART Program |  |  | 2020 | Residential | WORCESTER | Lithium Ion |  | SOLAREDGE TECHNOLOGIES | 9.3 | 0 | 7.6 | Behind the Meter | [5 empty] | Yes | DC-Coupled | Solar |  | 7.6
289482 |  |  | MA - SMART Program |  |  | 2020 | Residential | DUDLEY | Lithium Ion |  | LG CHEM | 9.8 | 0 | 7.6 | Behind the Meter | [5 empty] | Yes | DC-Coupled | Solar |  | 7.6
289962 |  |  | MA - SMART Program |  |  | 2020 | Residential | ORANGE | Lithium Ion |  | PIKA ENERGY | 11.4 | 0 | 7.6 | Behind the Meter | [5 empty] | Yes | DC-Coupled | Solar |  | 7.6
290179 |  |  | MA - SMART Program |  |  | 2020 | Residential | ATTLEBORO | Lithium Ion |  | SOLAREDGE | 9.8 | 0 | 7.6 | Behind the Meter | [5 empty] | Yes | DC-Coupled | Solar |  | 7.6
290843 |  |  | MA - SMART Program |  |  | 2020 | Residential | BLACKSTONE | Lithium Ion |  | SOLAREDGE TECHNOLOGIES | 9.3 | 0 | 7.6 | Behind the Meter | [5 empty] | Yes | DC-Coupled | Solar |  | 7.6
290849 |  |  | MA - SMART Program |  |  | 2020 | Residential | DRACUT | Lithium Ion |  | SOLAREDGE TECHNOLOGIES | 9.3 | 0 | 7.6 | Behind the Meter | [5 empty] | Yes | DC-Coupled | Solar |  | 7.6
291084 |  |  | MA - SMART Program |  |  | 2020 | Residential | GLOUCESTER | Lithium Ion |  | GENERAC | 14.3 | 0 | 7.6 | Behind the Meter | [5 empty] | Yes | DC-Coupled | Solar |  | 7.6
297930 |  |  | MA - SMART Program |  |  | 2020 | Residential | NANTUCKET | Lithium Ion |  | GENERAC | 17.1 | 0 | 7.6 | Behind the Meter | [5 empty] | Yes | DC-Coupled | Solar |  | 7.6
300168 |  |  | MA - SMART Program |  |  | 2020 | Residential | NORTHAMTPON | Lithium Ion |  | GENERAC | 17.1 | 0 | 7.6 | Behind the Meter | [5 empty] | Yes | DC-Coupled | Solar |  | 7.6
300700 |  |  | MA - SMART Program |  |  | 2020 | Residential | SIASCONSET | Lithium Ion |  | GENERAC | 17.1 | 0 | 7.6 | Behind the Meter | [5 empty] | Yes | DC-Coupled | Solar |  | 7.6
301627 |  |  | MA - SMART Program |  |  | 2020 | Residential | NORTH ANDOVER | Lithium Ion |  | SOLAR EDGE | 9.3 | 0 | 7.6 | Behind the Meter | [5 empty] | Yes | DC-Coupled | Solar |  | 7.6
302730 |  |  | MA - SMART Program |  |  | 2020 | Residential | SHUTESBURY | Lithium Ion |  | SOLAREDGE | 9.8 | 0 | 7.6 | Behind the Meter | [5 empty] | Yes | DC-Coupled | Solar |  | 7.6
302808 |  |  | MA - SMART Program |  |  | 2020 | Residential | GRAFTON | Lithium Ion |  | GENERAC | 17.1 | 0 | 7.6 | Behind the Meter | [5 empty] | Yes | DC-Coupled | Solar |  | 7.6
302879 |  |  | MA - SMART Program |  |  | 2020 | Residential | METHUEN | Lithium Ion |  | SOLAREDGE | 9.3 | 0 | 7.6 | Behind the Meter | [5 empty] | Yes | DC-Coupled | Solar |  | 7.6
302939 |  |  | MA - SMART Program |  |  | 2020 | Residential | MONSON | Lithium Ion |  | SOLAREDGE | 9.3 | 0 | 7.6 | Behind the Meter | [5 empty] | Yes | DC-Coupled | Solar |  | 7.6
302940 |  |  | MA - SMART Program |  |  | 2020 | Residential | E LONGMEADOW | Lithium Ion |  | GENERAC | 17.1 | 0 | 7.6 | Behind the Meter | [5 empty] | Yes | DC-Coupled | Solar |  | 7.6
304660 |  |  | MA - SMART Program |  |  | 2020 | Residential | BELCHERTOWN | Lithium Ion |  | GENERAC | 17.1 | 0 | 7.6 | Behind the Meter | [5 empty] | Yes | DC-Coupled | Solar |  | 7.6
304936 |  |  | MA - SMART Program |  |  | 2020 | Residential | CLARKSBURG | Lithium Ion |  | GENERAC | 17.1 | 0 | 7.6 | Behind the Meter | [5 empty] | Yes | DC-Coupled | Solar |  | 7.6
305399 |  |  | MA - SMART Program |  |  | 2020 | Residential | NORTHAMPTON | Lithium Ion |  | GENERAC | 17.1 | 0 | 7.6 | Behind the Meter | [5 empty] | Yes | DC-Coupled | Solar |  | 7.6
306068 |  |  | MA - SMART Program |  |  | 2020 | Residential | STOCKBRIDGE | Lithium Ion |  | GENERAC | 17.1 | 0 | 7.6 | Behind the Meter | [5 empty] | Yes | DC-Coupled | Solar |  | 7.6
308526 |  |  | MA - SMART Program |  |  | 2020 | Residential | MILLBURY | Lithium Ion |  | GENERAC | 11.4 | 0 | 7.6 | Behind the Meter | [5 empty] | Yes | DC-Coupled | Solar |  | 7.6
311127 |  |  | MA - SMART Program |  |  | 2020 | Residential | NANTUCKET | Lithium Ion |  | SOLARIA | 17.1 | 0 | 7.6 | Behind the Meter | [5 empty] | Yes | DC-Coupled | Solar |  | 7.6
311571 |  |  | MA - SMART Program |  |  | 2020 | Residential | CHELMSFORD | Lithium Ion |  | GENERAC | 11.4 | 0 | 7.6 | Behind the Meter | [5 empty] | Yes | DC-Coupled | Solar |  | 7.6
311796 |  |  | MA - SMART Program |  |  | 2020 | Residential | ROCKLAND | Lithium Ion |  | GENERAC | 8.6 | 0 | 7.6 | Behind the Meter | [5 empty] | Yes | DC-Coupled | Solar |  | 7.6
311909 |  |  | MA - SMART Program |  |  | 2020 | Residential | NORTH ANDOVER | Lithium Ion |  | SOLAREDGE TECHNOLOGIES LTD | 9.3 | 0 | 7.6 | Behind the Meter | [5 empty] | Yes | DC-Coupled | Solar |  | 7.6
315508 |  |  | MA - SMART Program |  |  | 2020 | Residential | ROCKLAND | Lithium Ion |  | GENERAC | 17.1 | 0 | 7.6 | Behind the Meter | [5 empty] | Yes | DC-Coupled | Solar |  | 7.6
315783 |  |  | MA - SMART Program |  |  | 2020 | Residential | BELCHERTOWN | Lithium Ion |  | GENERAC | 17.1 | 0 | 7.6 | Behind the Meter | [5 empty] | Yes | DC-Coupled | Solar |  | 7.6
316113 |  |  | MA - SMART Program |  |  | 2020 | Residential | BLACKSTONE | Lithium Ion |  | SOLAREDGE | 9.3 | 0 | 7.6 | Behind the Meter | [5 empty] | Yes | DC-Coupled | Solar |  | 7.6
317370 |  |  | MA - SMART Program |  |  | 2020 | Residential | WARE | Lithium Ion |  | STOREDGE | 9.3 | 0 | 7.6 | Behind the Meter | [5 empty] | Yes | DC-Coupled | Solar |  | 7.6
318718 |  |  | MA - SMART Program |  |  | 2020 | Residential | NANTUCKET | Lithium Ion |  | GENERAC | 17.1 | 0 | 7.6 | Behind the Meter | [5 empty] | Yes | DC-Coupled | Solar |  | 7.6
319061 |  |  | MA - SMART Program |  |  | 2020 | Residential | MONSON | Lithium Ion |  | STOREDGE | 9.3 | 0 | 7.6 | Behind the Meter | [5 empty] | Yes | DC-Coupled | Solar |  | 7.6
320410 |  |  | MA - SMART Program |  |  | 2020 | Residential | SHUTESBURY | Lithium Ion |  | GENERAC | 17.1 | 0 | 7.6 | Behind the Meter | [5 empty] | Yes | DC-Coupled | Solar |  | 7.6
321775 |  |  | MA - SMART Program |  |  | 2020 | Residential | REHOBOTH | Lithium Ion |  | SOLAREDGE | 9.3 | 0 | 7.6 | Behind the Meter | [5 empty] | Yes | DC-Coupled | Solar |  | 7.6
322068 |  |  | MA - SMART Program |  |  | 2020 | Residential | NORTHAMPTON | Lithium Ion |  | GENERAC | 17.1 | 0 | 7.6 | Behind the Meter | [5 empty] | Yes | DC-Coupled | Solar |  | 7.6
323419 |  |  | MA - SMART Program |  |  | 2020 | Commercial | NANTUCKET | Lithium Ion |  | GENERAC | 17.1 | 0 | 7.6 | Behind the Meter | [5 empty] | Yes | DC-Coupled | Solar |  | 7.6
291146 |  |  | MA - SMART Program |  |  | 2020 | Residential | SALEM | Lithium Ion |  | TESLA | 14 | 13.5 | 10 | Behind the Meter | [5 empty] | Yes | AC-Coupled | Solar |  | 7.54
314247 |  |  | MA - SMART Program |  |  | 2020 | Residential | AUBURN | Lithium Ion |  | ENPHASE ENERGY | 0 | 10.08 | 3.264 | Behind the Meter | [5 empty] | Yes | AC-Coupled | Solar |  | 7.54
255732 |  |  | MA - SMART Program |  |  | 2019 | Residential | NORTHAMPTON | Lithium Ion |  | ENPHASE ENERGY | 0 | 10 | 7 | Behind the Meter | [5 empty] | Yes | AC-Coupled | Solar |  | 7.54
299443 |  |  | MA - SMART Program |  |  | 2020 | Residential | SOUTH ATTLEBORO | Lithium Ion |  | TESLA | 54 | 40 | 20 | Behind the Meter | [5 empty] | Yes | AC-Coupled | Solar |  | 7.44
289670 |  |  | MA - SMART Program |  |  | 2020 | Residential | WEST NEWBURY | Lithium Ion |  | TESLA | 14 | 13.5 | 5 | Behind the Meter | [5 empty] | Yes | AC-Coupled | Solar |  | 7.2
294286 |  |  | MA - SMART Program |  |  | 2020 | Residential | HOLBROOK | Lithium Ion |  | TESLA | 13.5 | 10 | 5 | Behind the Meter | [5 empty] | Yes | AC-Coupled | Solar |  | 7.2
304204 |  |  | MA - SMART Program |  |  | 2020 | Residential | MILFORD | Lithium Ion |  | TESLA | 13.5 | 10 | 5 | Behind the Meter | [5 empty] | Yes | AC-Coupled | Solar |  | 7.2
170624 | [5 empty] | 2018 | Residential | NEWBURY | Lithium Ion |  | OUTBACK | 9.6 | 0 | 5 | Behind the Meter | [5 empty] | Yes | DC-Coupled | Solar | 6.21 | 7.2
304219 |  |  | MA - SMART Program |  |  | 2020 | Residential | REHOBOTH | Lithium Ion |  | TESLA | 27 | 20 | 10 | Behind the Meter | [5 empty] | Yes | AC-Coupled | Solar |  | 6.96
258163 |  |  | MA - SMART Program |  |  | 2019 | Residential | NORTHAMPTON | Lithium Ion |  | SONNEN | 13.96 | 10 | 7 | Behind the Meter | [5 empty] | Yes | AC-Coupled | Solar |  | 6.96
266776 |  |  | MA - SMART Program |  |  | 2019 | Residential | ANDOVER | Lithium Ion |  | TESLA | 16.67 | 27 | 10 | Behind the Meter | [5 empty] | Yes | AC-Coupled | Solar |  | 6.67
310912 |  |  | MA - SMART Program |  |  | 2020 | Residential | COHASSET | Lithium Ion |  | TESLA | 27 | 20 | 10 | Behind the Meter | [5 empty] | Yes | AC-Coupled | Solar |  | 6.67
290098 |  |  | MA - SMART Program |  |  | 2020 | Residential | STOUGHTON | Lithium Ion |  | TESLA | 14 | 13.5 | 5 | Behind the Meter | [5 empty] | Yes | AC-Coupled | Solar |  | 6.67
293660 |  |  | MA - SMART Program |  |  | 2020 | Residential | BILLERICA | Lithium Ion |  | TESLA | 13.5 | 10 | 5 | Behind the Meter | [5 empty] | Yes | AC-Coupled | Solar |  | 6.67
161531 | 25066755 |  |  |  |  | 2017 | Residential | BARRE | Lithium Ion |  | TESLA | 11.6 | 13.5 | 5 | Behind the Meter |  |  |  |  | 25066755 | Yes | AC-Coupled | Solar |  | 6.6
161719 | 25003238 |  |  |  |  | 2017 | Residential | NORTH EASTON | Lithium Ion |  | TESLA | 13.5 | 10 | 5 | Behind the Meter |  |  |  |  | 25003238 | Yes | AC-Coupled | Solar | 7.32 | 6.6
161745 | 24955935 |  |  |  |  | 2017 | Residential | LEOMINSTER | Lithium Ion |  | TESLA | 13.5 | 10 | 5 | Behind the Meter |  |  |  |  | 24955935 | Yes | AC-Coupled | Solar | 8.1 | 6.6
162225 | 25262012 |  |  |  |  | 2017 | Residential | ANDOVER | Lithium Ion |  | TESLA | 13.5 | 10 | 5 | Behind the Meter |  |  |  |  | 25262012 | Yes | AC-Coupled | Solar | 7.8 | 6.6
166864 | [5 empty] | 2018 | Residential | WESTPORT | Lithium Ion |  | TESLA | 13.5 | 10 | 5 | Behind the Meter | [5 empty] | Yes | AC-Coupled | Solar |  | 6.6
167261 | [5 empty] | 2018 | Residential | WESTMINSTER | Lithium Ion |  | TESLA | 13.5 | 10 | 5 | Behind the Meter | [5 empty] | Yes | AC-Coupled | Solar | 8.45 | 6.6
174032 |  |  | MA - SMART Program |  |  | 2018 | Residential | WESTBOROUGH | Lithium Ion |  | TESLA | 13.5 | 10 | 5 | Behind the Meter | [5 empty] | Yes | AC-Coupled | Solar | 7.15 | 6.6
170741 | [5 empty] | 2018 | Residential | STURBRIDGE | Lithium Ion |  | TESLA | 13.5 | 10 | 5 | Behind the Meter | [5 empty] | Yes | AC-Coupled | Solar |  | 6.48
307769 |  |  | MA - SMART Program |  |  | 2020 | Residential | FOXBOROUGH | Lithium Ion |  | TESLA | 13.5 | 10 | 5 | Behind the Meter | [5 empty] | Yes | AC-Coupled | Solar |  | 6.48
197699 |  |  | MA - SMART Program |  |  | 2018 | Residential | SOUTH HAMILTON | Lithium Ion |  | SONNEN | 0 | 10 | 7 | Behind the Meter | [5 empty] | Yes | AC-Coupled | Solar | 7.4 | 6.4
266861 |  |  | MA - SMART Program |  |  | 2019 | Residential | NEWBURYPORT | Lithium Ion |  | TESLA | 11.38 | 5 | 5 | Behind the Meter | [5 empty] | Yes | AC-Coupled | Solar |  | 6.38
315842 |  |  | MA - SMART Program |  |  | 2020 | Residential | HAVERHILL | Lithium Ion |  | ENPHASE ENERGY | 0 | 11.24 | 5 | Behind the Meter | [5 empty] | Yes | AC-Coupled | Solar |  | 6.24
296718 |  |  | MA - SMART Program |  |  | 2020 | Residential | BEVERLY | Lithium Ion |  | TESLA | 13.5 | 10 | 5 | Behind the Meter | [5 empty] | Yes | AC-Coupled | Solar |  | 6.09
299887 |  |  | MA - SMART Program |  |  | 2020 | Residential | ANDOVER | Lithium Ion |  | TESLA | 27 | 20 | 10 | Behind the Meter | [5 empty] | Yes | AC-Coupled | Solar |  | 6
151961 | 23197148 |  |  |  |  | 2016 | Residential | HUBBARDSTON | Lithium Ion |  | TESLA | 13.5 | 10 | 5 | Behind the Meter |  |  |  |  | 23197148 | Yes | AC-Coupled | Solar | 7.8 | 6
153342 | 23572949 |  |  |  |  | 2017 | Residential | SOMERSET | Lithium Ion |  | TESLA | 13.5 | 10 | 5 | Behind the Meter |  |  |  |  | 23572949 | Yes | AC-Coupled | Solar | 6.5 | 6
162379 | 25178857 |  |  |  |  | 2017 | Residential | SALEM | Lithium Ion |  | TESLA | 13.5 | 10 | 5 | Behind the Meter |  |  |  |  | 25178857 | Yes | AC-Coupled | Solar | 6.5 | 6
184865 |  |  | MA - SMART Program |  |  | 2018 | Residential | HANSON | Lithium Ion |  | TESLA | 13.5 | 10 | 5 | Behind the Meter | [5 empty] | Yes | AC-Coupled | Solar | 7.32 | 6
194157 | [5 empty] | 2018 | Residential | ATTLEBORO | Lithium Ion |  | TESLA | 13.5 | 10 | 5 | Behind the Meter | [5 empty] | Yes | AC-Coupled | Solar |  | 6
239164 |  |  | MA - SMART Program |  |  | 2019 | Residential | GARDNER | Lithium Ion |  | SOLAR EDGE | 0 | 13.5 | 5 | Behind the Meter | [5 empty] | Yes | AC-Coupled | Solar |  | 6
245944 |  |  | MA - SMART Program |  |  | 2019 | Residential | MONTEREY | Lithium Ion |  | SOLAREDGE TECHNOLOGIES HD | 0 | 13.5 | 5.8 | Behind the Meter | [5 empty] | Yes | AC-Coupled | Solar |  | 6
255413 |  |  | MA - SMART Program |  |  | 2019 | Residential | FISKDALE | Lithium Ion |  | TESLA | 13.5 | 10 | 5 | Behind the Meter | [5 empty] | Yes | AC-Coupled | Solar | 6.3 | 6
255782 |  |  | MA - SMART Program |  |  | 2019 | Residential | AUBURN | Lithium Ion |  | TESLA | 11 | 13.5 | 5 | Behind the Meter | [5 empty] | Yes | AC-Coupled | Solar |  | 6
277530 |  |  | MA - SMART Program |  |  | 2020 | Residential | HOLBROOK | Lithium Ion |  | TESLA | 11 | 13.5 | 5 | Behind the Meter | [5 empty] | Yes | DC-Coupled | Solar |  | 6
293473 |  |  | MA - SMART Program |  |  | 2020 | Residential | BRIDGEWATER | Lithium Ion |  | TESLA | 13.5 | 10 | 5 | Behind the Meter | [5 empty] | Yes | AC-Coupled | Solar |  | 6
304236 |  |  | MA - SMART Program |  |  | 2020 | Residential | DOUGLAS | Lithium Ion |  | TESLA | 13.5 | 10 | 5 | Behind the Meter | [5 empty] | Yes | AC-Coupled | Solar |  | 6
282911 |  |  | MA - SMART Program |  |  | 2020 | Residential | DRACUT | Lithium Ion |  | TESLA | 5 | 13.2 | 5 | Behind the Meter | [5 empty] | Yes | DC-Coupled | Solar |  | 6
317549 |  |  | MA - SMART Program |  |  | 2020 | Residential | EAST LONGMEADOW | Lithium Ion |  | DELTA ELECTRONICS | 9.3 | 0 | 6 | Behind the Meter | [5 empty] | Yes | DC-Coupled | Solar |  | 6
309531 |  |  | MA - SMART Program |  |  | 2020 | Residential | WENHAM | Lithium Ion |  | TESLA | 27 | 20 | 10 | Behind the Meter | [5 empty] | Yes | AC-Coupled | Solar |  | 5.8
311999 |  |  | MA - SMART Program |  |  | 2020 | Residential | PALMER | Lithium Ion |  | ENPHASE ENERGY | 0 | 13.5 | 5 | Behind the Meter | [5 empty] | Yes | AC-Coupled | Solar |  | 5.8
291986 |  |  | MA - SMART Program |  |  | 2020 | Residential | GARDNER | Lithium Ion |  | TESLA | 27 | 20 | 10 | Behind the Meter | [5 empty] | Yes | AC-Coupled | Solar |  | 5.76
299097 |  |  | MA - SMART Program |  |  | 2020 | Residential | HAWLEY | Lithium Ion |  | TESLA | 27 | 20 | 10 | Behind the Meter | [5 empty] | Yes | AC-Coupled | Solar |  | 5.76
294937 |  |  | MA - SMART Program |  |  | 2020 | Residential | LEOMINSTER | Lithium Ion |  | TESLA | 13.5 | 10 | 5 | Behind the Meter | [5 empty] | Yes | AC-Coupled | Solar |  | 5.76
307376 |  |  | MA - SMART Program |  |  | 2020 | Residential | HAVERHILL | Lithium Ion |  | ENPHASE ENERGY | 0 | 13.5 | 5 | Behind the Meter | [5 empty] | Yes | AC-Coupled | Solar |  | 5.52
296066 |  |  | MA - SMART Program |  |  | 2020 | Residential | LANCASTER | Lithium Ion |  | TESLA | 13.5 | 10 | 5 | Behind the Meter | [5 empty] | Yes | AC-Coupled | Solar |  | 5.51
260440 |  |  | MA - SMART Program |  |  | 2019 | Residential | NORTHAMPTON | Lithium Ion |  | SONNEN | 8.82 | 7.5 | 3.6 | Behind the Meter | [5 empty] | Yes | AC-Coupled | Solar |  | 5.22
162061 | 25207191 |  |  |  |  | 2017 | Residential | NEWBURYPORT | Lithium Ion |  | TESLA | 13.5 | 10 | 5 | Behind the Meter |  |  |  |  | 25207191 | Yes | AC-Coupled | Solar | 5.85 | 5.2
162593 | 25162226 |  |  |  |  | 2017 | Residential | HARDWICK | Lithium Ion |  | TESLA | 13.5 | 10 | 5 | Behind the Meter |  |  |  |  | 25162226 | Yes | AC-Coupled | Solar | 6.83 | 5.2
168469 | [5 empty] | 2018 | Residential | DIGHTON | Lithium Ion |  | TESLA | 10.2 | 13.5 | 5 | Behind the Meter | [5 empty] | Yes | AC-Coupled | Solar |  | 5.2
183851 |  |  | MA - SMART Program |  |  | 2018 | Residential | SOUTH GRAFTON | Lithium Ion |  | TESLA | 13.5 | 10 | 5 | Behind the Meter | [5 empty] | Yes | AC-Coupled | Solar | 5.85 | 5.2
201010 |  |  | MA - SMART Program |  |  | 2018 | Residential | SAUGUS | Lithium Ion |  | TESLA | 13.5 | 10 | 5 | Behind the Meter | [5 empty] | Yes | AC-Coupled | Solar | 5.2 | 5.2
312810 |  |  | MA - SMART Program |  |  | 2020 | Residential | METHUEN | Lithium Ion |  | ENPHASE ENERGY | 0 | 13.5 | 5 | Behind the Meter | [5 empty] | Yes | AC-Coupled | Solar |  | 5.04
244271 | [5 empty] | 2019 | Residential | MENDON | Lithium Ion |  | TESLA | 27 | 20 | 10 | Behind the Meter | [5 empty] | Yes | AC-Coupled | Solar |  | 5
303282 |  |  | MA - SMART Program |  |  | 2020 | Residential | REHOBOTH | Lithium Ion |  | TESLA | 27 | 20 | 10 | Behind the Meter | [5 empty] | Yes | AC-Coupled | Solar |  | 5
162534 | 25128344 |  |  |  |  | 2017 | Residential | SCITUATE | Lithium Ion |  | TESLA | 5 | 13.5 | 5 | Behind the Meter |  |  |  |  | 25128344 | Yes | AC-Coupled | Solar |  | 5
169528 | [5 empty] | 2018 | Residential | SEEKONK | Lithium Ion |  | TESLA | 10 | 13.5 | 5 | Behind the Meter | [5 empty] | Yes | AC-Coupled | Solar |  | 5
172580 | [5 empty] | 2018 | Residential | SHUTESBURY | Lithium Ion |  | TESLA | 13.5 | 10 | 5 | Behind the Meter | [5 empty] | No | AC-Coupled | None |  | 5
172993 | [5 empty] | 2018 | Residential | BERLIN | Lithium Ion |  | TESLA | 13.5 | 10 | 5 | Behind the Meter | [5 empty] | Yes | AC-Coupled | Solar |  | 5
178635 | [5 empty] | 2018 | Residential | DRACUT | Lithium Ion |  | TESLA | 5 | 13.5 | 5 | Behind the Meter |  |  |  |  | 26093273 | Yes | AC-Coupled | Solar |  | 5
185639 | [5 empty] | 2018 | Residential | WESTFORD | Lithium Ion |  | TESLA | 240 | 5 | 5 | Behind the Meter | [5 empty] | Yes | AC-Coupled | Solar |  | 5
190265 |  |  | MA - SMART Program |  |  | 2018 | Residential | FRANKLIN | Lithium Ion |  | TESLA | 13.5 | 10 | 5 | Behind the Meter | [5 empty] | Yes | AC-Coupled | Solar | 4.88 | 5
193952 |  |  | MA - SMART Program |  |  | 2018 | Residential | E LONGMEADOW | Lithium Ion |  | TESLA | 13.5 | 10 | 5 | Behind the Meter | [5 empty] | Yes | AC-Coupled | Solar | 5.67 | 5
204314 |  |  | MA - SMART Program |  |  | 2019 | Residential | WESTBOROUGH | Lithium Ion |  | TESLA | 13.5 | 10 | 5 | Behind the Meter | [5 empty] | Yes | AC-Coupled | Solar | 6.41 | 5
208344 |  |  | MA - SMART Program |  |  | 2019 | Residential | SWANSEA | Lithium Ion |  | TESLA | 13.5 | 10 | 5 | Behind the Meter | [5 empty] | Yes | AC-Coupled | Solar | 4.5 | 5
219723 |  |  | MA - SMART Program |  |  | 2019 | Residential | METHUEN | Lithium Ion |  | TESLA | 13.5 | 10 | 5 | Behind the Meter | [5 empty] | Yes | AC-Coupled | Solar | 5.67 | 5
230204 | [5 empty] | 2019 | Residential | SALEM | Lithium Ion |  | TESLA | 13.5 | 10 | 5 | Behind the Meter | [5 empty] | Yes | AC-Coupled | Solar |  | 5
233385 |  |  | MA - SMART Program |  |  | 2019 | Residential | SOMERSET | Lithium Ion |  | TESLA | 13.5 | 10 | 5 | Behind the Meter | [5 empty] | Yes | AC-Coupled | Solar | 5.94 | 5
241215 |  |  | MA - SMART Program |  |  | 2019 | Residential | MELROSE | Lithium Ion |  | TESLA | 13.5 | 10 | 5 | Behind the Meter | [5 empty] | Yes | AC-Coupled | Solar | 8.19 | 5
249036 | [5 empty] | 2019 | Commercial | GLOUCESTER | Lithium Ion |  | TESLA | 13.5 | 10 | 5 | Behind the Meter | [5 empty] | No | AC-Coupled | None |  | 5
263280 | [5 empty] | 2020 | Residential | COHASSET | Lithium Ion |  | TESLA | 5 | 13.5 | 5 | Behind the Meter | [5 empty] | Yes | Separate PCC | Other |  | 5
266304 |  |  | MA - SMART Program |  |  | 2019 | Residential | WILLIAMSTOWN | Lithium Ion |  | TESLA | 10 | 13.5 | 5 | Behind the Meter | [5 empty] | Yes | AC-Coupled | Solar |  | 5
270464 | [5 empty] | 2020 | Residential | NEW MARLBORO | Lithium Ion |  | TESLA | 13.5 | 10 | 5 | Behind the Meter | [5 empty] | Yes | Separate PCC | Other |  | 5
278001 |  |  | MA - SMART Program |  |  | 2020 | Residential | MONTEREY | Lithium Ion |  | TESLA | 10 | 13.5 | 5 | Behind the Meter | [5 empty] | Yes | DC-Coupled | Solar |  | 5
293895 |  |  | MA - SMART Program |  |  | 2020 | Residential | NORTH DIGHTON | Lithium Ion |  | TESLA | 13.5 | 10 | 5 | Behind the Meter | [5 empty] | Yes | AC-Coupled | Solar |  | 5
299493 |  |  | MA - SMART Program |  |  | 2020 | Residential | WILLIAMSTOWN | Lithium Ion |  | TESLA | 13.5 | 10 | 5 | Behind the Meter | [5 empty] | Yes | AC-Coupled | Solar |  | 5
302937 |  |  | MA - SMART Program |  |  | 2020 | Residential | BARRE | Lithium Ion |  | TESLA | 13.5 | 10 | 5 | Behind the Meter | [5 empty] | Yes | AC-Coupled | Solar |  | 5
303957 |  |  | MA - SMART Program |  |  | 2020 | Residential | BROCKTON | Lithium Ion |  | TESLA | 13.5 | 10 | 5 | Behind the Meter | [5 empty] | Yes | AC-Coupled | Solar |  | 5
306416 | [5 empty] | 2020 | Residential | ANDOVER | Lithium Ion |  | TESLA | 13.5 | 10 | 5 | Behind the Meter | [5 empty] | Yes | AC-Coupled | Battery Add-On |  | 5
173543 | [5 empty] | 2018 | Residential | WESTBOROUGH | Lithium Ion |  | TESLA | 13.5 | 10 | 5 | Behind the Meter | [5 empty] | Yes | AC-Coupled | Solar | 4.68 | 5
174044 |  |  | MA - SMART Program |  |  | 2018 | Residential | ANDOVER | Lithium Ion |  | TESLA | 13.5 | 10 | 5 | Behind the Meter | [5 empty] | Yes | AC-Coupled | Solar | 6.18 | 5
205311 | [5 empty] | 2019 | Residential | MEDFORD | Lithium Ion |  | TESLA | 13.5 | 10 | 5 | Behind the Meter | [5 empty] | Yes | AC-Coupled | Solar |  | 5
205312 | [5 empty] | 2019 | Residential | AMESBURY | Lithium Ion |  | TESLA | 13.5 | 10 | 5 | Behind the Meter | [5 empty] | Yes | AC-Coupled | Solar |  | 5
226647 |  |  | MA - SMART Program |  |  | 2019 | Residential | ROCKPORT | Lithium Ion |  | TESLA | 13.5 | 10 | 5 | Behind the Meter | [5 empty] | Yes | AC-Coupled | Solar |  | 5
234609 |  |  | MA - SMART Program |  |  | 2019 | Residential | MANCHESTER | Lithium Ion |  | TESLA | 13.5 | 10 | 5 | Behind the Meter | [5 empty] | Yes | AC-Coupled | Solar |  | 5
265595 |  |  | MA - SMART Program |  |  | 2019 | Residential | MELROSE | Lithium Ion |  | TESLA | 10 | 5 | 5 | Behind the Meter | [5 empty] | Yes | AC-Coupled | Solar |  | 5
265957 |  |  | MA - SMART Program |  |  | 2019 | Residential | WILLIAMSTOWN | Lithium Ion |  | TESLA | 10 | 5 | 5 | Behind the Meter | [5 empty] | Yes | AC-Coupled | Solar |  | 5
177634 | 24572663 |  | MA - SMART Program |  |  | 2018 | Commercial | SPENCER | Lithium Ion |  | SOLECTRIA RENEWABLES | 2000 | 0 | 1261 | Standalone | [5 empty] | Yes | DC-Coupled | Solar |  | 2000
296483 |  |  | MA - SMART Program |  |  | 2020 | Residential | WILLIAMSTOWN | Lithium Ion |  | SMA | 5.12 | 0 | 5 | Behind the Meter | [5 empty] | Yes | AC-Coupled | Solar |  | 5
230125 |  |  | MA - SMART Program |  |  | 2019 | Residential | MANCHESTER | Lithium Ion |  | TESLA | 13.5 | 10 | 5 | Behind the Meter | [5 empty] | Yes | AC-Coupled | Solar | 5.12 | 4.64
249471 |  |  | MA - SMART Program |  |  | 2019 | Residential | HALIFAX | Lithium Ion |  | TESLA | 13.5 | 10 | 5 | Behind the Meter | [5 empty] | Yes | AC-Coupled | Solar | 5.58 | 4.5
307385 |  |  | MA - SMART Program |  |  | 2020 | Residential | PEMBROKE | Lithium Ion |  | LONGI GREEN ENERGY TECHNOLOGY CO LTD | 0 | 13.5 | 5 | Behind the Meter | [5 empty] | Yes | AC-Coupled | Solar |  | 4.32
310987 |  |  | MA - SMART Program |  |  | 2020 | Residential | SHUTESBURY | Lithium Ion |  | ENPHASE ENERGY | 0 | 13.5 | 5 | Behind the Meter | [5 empty] | Yes | AC-Coupled | Solar |  | 4.32
168282 | [5 empty] | 2018 | Residential | BERLIN | Lithium Ion |  | TESLA | 13.5 | 10 | 5 | Behind the Meter | [5 empty] | Yes | AC-Coupled | Solar | 2.1 | 4.2
296194 |  |  | MA - SMART Program |  |  | 2020 | Residential | FALL RIVER | Lithium Ion |  | TESLA | 13.5 | 10 | 5 | Behind the Meter | [5 empty] | Yes | AC-Coupled | Solar |  | 3.84
249752 |  |  | MA - SMART Program |  |  | 2019 | Residential | WRENTHAM | Lithium Ion |  | SOLAREDGE | 0 | 13.5 | 20 | Behind the Meter | [5 empty] | Yes | AC-Coupled | Solar |  | 3.8
197736 |  |  | MA - SMART Program |  |  | 2018 | Residential | ROCKPORT | Lithium Ion |  | TESLA | 27 | 20 | 10 | Behind the Meter | [5 empty] | Yes | AC-Coupled | Solar | 4.41 | 3.8
259369 |  |  | MA - SMART Program |  |  | 2019 | Residential | BILLERICA | Lithium Ion |  | TESLA | 13.8 | 27 | 10 | Behind the Meter | [5 empty] | Yes | AC-Coupled | Solar |  | 3.8
269220 |  |  | MA - SMART Program |  |  | 2019 | Residential | BEVERLY | Lithium Ion |  | TESLA | 27 | 20 | 10 | Behind the Meter | [5 empty] | Yes | AC-Coupled | Solar |  | 3.8
244136 |  |  | MA - SMART Program |  |  | 2019 | Residential | BILLERICA | Lithium Ion |  | LG CHEM | 0 | 19.6 | 3.8 | Behind the Meter | [5 empty] | Yes | DC-Coupled | Solar | 5.04 | 3.8
190278 | [5 empty] | 2018 | Residential | BILLERICA | Lithium Ion |  | TESLA | 13.5 | 10 | 5 | Behind the Meter | [5 empty] | Yes | AC-Coupled | Solar | 3.78 | 3.8
192755 |  |  | MA - SMART Program |  |  | 2018 | Residential | MANCHESTER | Lithium Ion |  | TESLA | 13.5 | 10 | 5 | Behind the Meter | [5 empty] | Yes | AC-Coupled | Solar | 2.28 | 3.8
194751 |  |  | MA - SMART Program |  |  | 2018 | Residential | SALEM | Lithium Ion |  | TESLA | 13.5 | 10 | 5 | Behind the Meter | [5 empty] | Yes | AC-Coupled | Solar | 3.78 | 3.8
202337 |  |  | MA - SMART Program |  |  | 2019 | Residential | WORCESTER | Lithium Ion |  | TESLA | 13.5 | 10 | 5 | Behind the Meter | [5 empty] | Yes | AC-Coupled | Solar | 4.2 | 3.8
215916 |  |  | MA - SMART Program |  |  | 2019 | Residential | WEST BRIDGEWATER | Lithium Ion |  | TESLA | 13.5 | 10 | 5 | Behind the Meter | [5 empty] | Yes | AC-Coupled | Solar | 4.58 | 3.8
246762 |  |  | MA - SMART Program |  |  | 2019 | Residential | WESTBOROUGH | Lithium Ion |  | TESLA | 13.5 | 10 | 5 | Behind the Meter | [5 empty] | Yes | AC-Coupled | Solar | 4.1 | 3.8
247003 |  |  | MA - SMART Program |  |  | 2019 | Residential | REVERE | Lithium Ion |  | TESLA | 13.5 | 10 | 5 | Behind the Meter | [5 empty] | Yes | AC-Coupled | Solar | 4.1 | 3.8
247453 |  |  | MA - SMART Program |  |  | 2019 | Residential | ATTLEBORO | Lithium Ion |  | TESLA | 13.5 | 10 | 5 | Behind the Meter | [5 empty] | Yes | AC-Coupled | Solar | 4.1 | 3.8
266299 |  |  | MA - SMART Program |  |  | 2019 | Residential | WILLIAMSTOWN | Lithium Ion |  | TESLA | 8.8 | 13.5 | 5 | Behind the Meter | [5 empty] | Yes | AC-Coupled | Solar |  | 3.8
269589 |  |  | MA - SMART Program |  |  | 2019 | Residential | WILLIAMSTOWN | Lithium Ion |  | TESLA | 8.8 | 13.5 | 5 | Behind the Meter | [5 empty] | Yes | AC-Coupled | Solar |  | 3.8
272189 |  |  | MA - SMART Program |  |  | 2020 | Residential | WILLIAMSTOWN | Lithium Ion |  | TESLA | 8.8 | 13.5 | 5 | Behind the Meter | [5 empty] | Yes | AC-Coupled | Solar |  | 3.8
284567 |  |  | MA - SMART Program |  |  | 2020 | Residential | WILLIAMSTOWN | Lithium Ion |  | TESLA | 13.5 | 10 | 5 | Behind the Meter | [5 empty] | Yes | DC-Coupled | Solar |  | 3.8
299472 |  |  | MA - SMART Program |  |  | 2020 | Residential | WILLIAMSTOWN | Lithium Ion |  | TESLA | 13.5 | 10 | 5 | Behind the Meter | [5 empty] | Yes | AC-Coupled | Solar |  | 3.8
300683 |  |  | MA - SMART Program |  |  | 2020 | Residential | WILLIAMSTOWN | Lithium Ion |  | TESLA | 13.5 | 10 | 5 | Behind the Meter | [5 empty] | Yes | AC-Coupled | Solar |  | 3.8
262246 |  |  | MA - SMART Program |  |  | 2019 | Residential | ESSEX | Lithium Ion |  | LG CHEM | 3.8 | 9.8 | 5 | Behind the Meter | [5 empty] | Yes | DC-Coupled | Solar |  | 3.8
266704 |  |  | MA - SMART Program |  |  | 2019 | Residential | QUINCY | Lithium Ion |  | LG CHEM | 3.8 | 9.8 | 5 | Behind the Meter | [5 empty] | Yes | DC-Coupled | Solar |  | 3.8
281894 |  |  | MA - SMART Program |  |  | 2020 | Residential | SWANSEA | Lithium Ion |  | LG CHEM | 8.8 | 9.8 | 5 | Behind the Meter | [5 empty] | Yes | DC-Coupled | Solar |  | 3.8
267176 |  |  | MA - SMART Program |  |  | 2019 | Residential | FALL RIVER | Lithium Ion |  | LG CHEM | 3.8 | 9.3 | 9.8 | Behind the Meter | [5 empty] | Yes | DC-Coupled | Solar |  | 3.8
196581 |  |  | MA - SMART Program |  |  | 2018 | Residential | BROCKTON | Lithium Ion |  | LG CHEM | 9.3 | 0 | 3.8 | Behind the Meter | [5 empty] | Yes | DC-Coupled | Solar | 4.29 | 3.8
253485 |  |  | MA - SMART Program |  |  | 2019 | Residential | MALBOROUGH | Lithium Ion |  | SOLAREDGE TECHNOLOGIES | 9.3 | 0 | 3.8 | Behind the Meter | [5 empty] | Yes | DC-Coupled | Solar |  | 3.8
281946 |  |  | MA - SMART Program |  |  | 2020 | Residential | MEDFORD | Lithium Ion |  | TESLA | 8.77 | 13.5 | 5 | Behind the Meter | [5 empty] | Yes | DC-Coupled | Solar |  | 3.77
168580 | [5 empty] | 2018 | Residential | DUDLEY | Lithium Ion |  | TESLA | 27 | 20 | 10 | Behind the Meter | [5 empty] | Yes | AC-Coupled | Solar | 3.3 | 3.6
293196 |  |  | MA - SMART Program |  |  | 2020 | Residential | BARRE | Lithium Ion |  | TESLA | 13.5 | 10 | 5 | Behind the Meter | [5 empty] | Yes | AC-Coupled | Solar |  | 3.6
241860 |  |  | MA - SMART Program |  |  | 2019 | Residential | E LONGMEADOW | Lithium Ion |  | TESLA | 13.5 | 10 | 5 | Behind the Meter | [5 empty] | Yes | AC-Coupled | Solar |  | 3.48
263346 |  |  | MA - SMART Program |  |  | 2020 | Residential | MENDON | Lithium Ion |  | SONNEN ENERGY | 0 | 20 | 7 | Behind the Meter | [5 empty] | Yes | AC-Coupled | Solar |  | 3
161843 | 24958636 |  |  |  |  | 2017 | Residential | HALIFAX | Lithium Ion |  | TESLA | 13.5 | 10 | 5 | Behind the Meter |  |  |  |  | 24958636 | Yes | AC-Coupled | Solar | 3 | 3
186376 |  |  | MA - SMART Program |  |  | 2018 | Residential | QUINCY | Lithium Ion |  | TESLA | 13.5 | 10 | 5 | Behind the Meter | [5 empty] | Yes | AC-Coupled | Solar | 3.05 | 3
225946 |  |  | MA - SMART Program |  |  | 2019 | Residential | QUINCY | Lithium Ion |  | TESLA | 13.5 | 10 | 5 | Behind the Meter | [5 empty] | Yes | AC-Coupled | Solar | 2.6 | 3
296506 |  |  | MA - SMART Program |  |  | 2020 | Residential | WILLIAMSTOWN | Lithium Ion |  | TESLA | 13.5 | 10 | 5 | Behind the Meter | [5 empty] | Yes | AC-Coupled | Solar |  | 3
215871 |  |  | MA - SMART Program |  |  | 2019 | Residential | WILLIAMSTOWN | Lithium Ion |  | LITEPLAN | 5.12 | 5 | 5 | Behind the Meter | [5 empty] | Yes | AC-Coupled | Solar |  | 3
284110 |  |  | MA - SMART Program |  |  | 2020 | Residential | SALEM | Lithium Ion |  | TESLA | 13.5 | 10 | 5 | Behind the Meter | [5 empty] | Yes | DC-Coupled | Solar |  | 2.9
294517 |  |  | MA - SMART Program |  |  | 2020 | Residential | WRENTHAM | Lithium Ion |  | TESLA | 13.5 | 10 | 5 | Behind the Meter | [5 empty] | Yes | AC-Coupled | Solar |  | 2.61
262187 |  |  | MA - SMART Program |  |  | 2019 | Residential | LOWELL | Lithium Ion |  | TESLA | 7.4 | 5 | 5 | Behind the Meter | [5 empty] | Yes | AC-Coupled | Solar |  | 2.4
294614 |  |  | MA - SMART Program |  |  | 2020 | Residential | WILLIAMSBURG | Lithium Ion |  | TESLA | 13.5 | 10 | 5 | Behind the Meter | [5 empty] | Yes | AC-Coupled | Solar |  | 2.03
177702 | 24210886 |  | Utility-Owned Storage - R&D |  |  | 2018 | Utility-Owner Distribution | NORTH ATTLEBORO | Lithium Ion |  | NEC ENERGY SOLUTIONS | 1020 | 0 | 560 | Standalone | Renewable Energy Shifting | Power Quality (e.g., Voltage/VAR Support) | Reliability and Resiliency |  | 24210886 | Yes | AC-Coupled | Solar | 2518 | 3469
294356 |  |  | MA - SMART Program |  |  | 2020 | Residential | BROCKTON | Lithium Ion |  | TESLA | 13.5 | 10 | 5 | Behind the Meter | [5 empty] | Yes | AC-Coupled | Solar |  | 1.92
176239 |  |  | Utility-Owned Storage - R&D |  |  | 2016 | Utility-Owned Distribution | SHIRLEY | Lithium Ion |  | TESLA | 0 | 500 | 250 | Standalone | Generation Support (e.g., Peaker Replacement) | Peak Shaving/Load Leveling | Power Quality (e.g., Voltage/VAR Support) |  | 19351038 | yes | AC-Coupled | solar | 999 | 1000
| 7089362002 |  | Utility-Owned Storage - T&D |  |  | 2019 | Utility-Owned Distribution | NANTUCKET | Lithium Ion |  | TESLA | 0 | 48000 | 6000 | Standalone | Reliability and Resiliency |  |  |  |  | yes | AC-Coupled | Diesel/grid supplied |  | 6.38
175307 | 7089362002 |  | MA - SMART Program |  |  | 2016 | Commercial | NORTH CHELMSFORD | Lithium Ion |  | AE SOLAR ENERGY, INC. | 1540 | 0 | 1000 | Standalone | Renewable Energy Integration (e.g., Ramping, Smoothing) | Renewable Energy Shifting | Customer Bill Savings (e.g., Demand Charge Management, TOU Arbitrage) |  | 17322373 | yes | DC-Coupled | Solar |  | 910
176663 | 20631077 |  | MA - SMART Program |  |  | 2017 | Commercial | WEBSTER | Lithium Ion |  | Power Electronics | 1000 | 1000 | 1000 | Standalone | Renewable Energy Integration (e.g., Ramping, Smoothing) | Renewable Energy Shifting |  |  | 20631077 | yes | DC-Coupled | Solar |  | 1000
177040 | 22355677 |  | MA - SMART Program |  |  | 2017 | Commercial | LEICESTER | Lithium Ion |  | Sungrow-Samsung | 4000 | 0 | 2592 | Standalone | Renewable Energy Integration (e.g., Ramping, Smoothing) | Wholesale Market (i.e., Energy, Capacity, Ancillary Services) | Customer Bill Savings (e.g., Demand Charge Management, TOU Arbitrage) | Reliability and Resiliency | 22355677 | yes | DC-Coupled | Solar |  | 2592
177057 | 23434954 |  | MA - SMART Program |  |  | 2017 | Commercial | HUBBARDSTON | Lithium Ion |  | Sungrow-Samsung | 7373 | 6757 | 3300 | Behind the Meter | Renewable Energy Integration (e.g., Ramping, Smoothing) | Wholesale Market (i.e., Energy, Capacity, Ancillary Services) | Renewable Energy Integration (e.g., Ramping, Smoothing) | Renewable Energy Shifting | 23434954 | yes | AC-Coupled | Solar | 7061 | 4950
177166 | 23484713 |  | MA - SMART Program |  |  | 2018 | Commercial | GRANBY | Lithium Ion |  | Power Electronics | 4000 | 750 | 2000 | Standalone | Renewable Energy Integration (e.g., Ramping, Smoothing) |  |  |  | 23484713 | yes | DC-Coupled | Solar |  | 3000
177688 | 25090648 |  | MA - SMART Program |  |  | 2018 | Residential | BERLIN | Lithium Ion |  | Tesla | 6378 | 6059 | 3029 | Standalone | Renewable Energy Integration (e.g., Ramping, Smoothing) |  |  |  | 25090648 | yes | DC-Coupled | Solar | 7000 | 4950
177840 | 25187666 |  | MA - SMART Program |  |  | 2018 | Commercial | NORTHBRIDGE | Lithium Ion |  | Sungrow-Samsung | 0 | 4000 | 4000 | Standalone | Wholesale Market (i.e., Energy, Capacity, Ancillary Services) | Customer Bill Savings (e.g., Demand Charge Management, TOU Arbitrage) |  |  | 25187666 | yes | AC-Coupled | Solar |  | 4980
177841 | 25188219 |  | MA - SMART Program |  |  | 2018 | Commercial | NORTHBRIDGE | Lithium Ion |  | Sungrow-Samsung | 0 | 3000 | 3000 | Standalone | Renewable Energy Integration (e.g., Ramping, Smoothing) |  |  |  | 25188219 | yes | AC-Coupled | Solar |  | 4980
177892 | 23932404 |  | MA - SMART Program |  |  | 2018 | Commercial | NORTH BROOKFIELD | Lithium Ion |  | Samsung | 6762 | 6762 | 3380 | Standalone | Renewable Energy Integration (e.g., Ramping, Smoothing) | Customer Bill Savings (e.g., Demand Charge Management, TOU Arbitrage) |  |  | 23932404 | yes | DC-Coupled | Solar | 6480 | 4200
178059 | 24873440 |  | MA - SMART Program |  |  | 2018 | Commercial | WARE | Lithium Ion |  | Power Electronics | 4500 | 3000 | 3000 | Standalone | Renewable Energy Integration (e.g., Ramping, Smoothing) | Renewable Energy Shifting | Wholesale Market (i.e., Energy, Capacity, Ancillary Services) |  | 24873440 | yes | DC-Coupled | Solar | 4258 | 3000
178060 | 24873456 |  | MA - SMART Program |  |  | 2018 | Commercial | EAST BROOKFIELD | Lithium Ion |  | Cooper | 6300 | 0 | 4980 | Standalone | Renewable Energy Integration (e.g., Ramping, Smoothing) | Wholesale Market (i.e., Energy, Capacity, Ancillary Services) | Renewable Energy Integration (e.g., Ramping, Smoothing) | Renewable Energy Shifting | 24873456 | yes | DC-Coupled | Solar |  | 4980
178063 | 24880390 |  | MA - SMART Program | Other |  | 2018 | Commercial | NEW MARLBOROUGH | Lithium Ion |  | Sungrow-Samsung | 2224 | 2080 | 2000 | Standalone | Renewable Energy Integration (e.g., Ramping, Smoothing) | Wholesale Market (i.e., Energy, Capacity, Ancillary Services) |  |  | 24880390 | yes | DC-Coupled | Solar | 3000 | 2000
178078 | 24079885 |  | Other |  |  | 2018 | Company Use2 | NORTHBRIDGE | Lithium Ion |  | Storage Power Solutions | 0 | 1750 | 1750 | Standalone | Peak Shaving/ Load Leveling |  |  |  | 24079885 | yes | AC-Coupled | Solar | 3000 | 4750
178087 | 24096406 |  | MA - SMART Program |  |  | 2018 | Commercial | NORTH BROOKFIELD | Lithium Ion |  | Samsung | 6000 | 14958.22 | 4300 | Standalone | Renewable Energy Integration (e.g., Ramping, Smoothing) | Renewable Energy Integration (e.g., Ramping, Smoothing) | Renewable Energy Shifting |  | 24096406 | yes | DC-Coupled | Solar | 5200 | 4300
178097 | 24508325 |  | MA - SMART Program |  |  | 2018 | Commercial | WARREN | Lithium Ion |  | AE SOLAR ENERGY, INC. | 4960 | 6300 | 3150 | Standalone | Renewable Energy Integration (e.g., Ramping, Smoothing) | Other- cycle once per week to comply with SMART provision |  |  | 24508325 | yes | DC-Coupled | Solar | 7017 | 4000
178155 | 25559704 |  | MA - SMART Program |  |  | 2018 | Commercial | BELLINGHAM | Lithium Ion |  | Power Electronics | 0 | 9000 | 2250 | Standalone | Wholesale Market (i.e., Energy, Capacity, Ancillary Services) | Power Quality (e.g., Voltage/VAR Support) | Renewable Energy Integration (e.g., Ramping, Smoothing) |  | 25559704 | yes | AC-Coupled | Solar |  | 7040
178314 | 25861839 |  | MA - SMART Program | Other |  | 2018 | Commercial | HAVERHILL | Lithium Ion |  | Storage Power Solutions | 12000 | 12000 | 2000 | Standalone | Peak Shaving/ Load Leveling | Other- cycle once per week to comply with SMART provision |  |  | 25861839 | yes | AC-Coupled | Solar | 4056 | 4800
178492 | 25460255 |  | MA - SMART Program |  |  | 2018 | Commercial | NORTHBRIDGE | Lithium Ion |  | Sungrow-Samsung | 0 | 4000 | 4000 | Standalone | Renewable Energy Integration (e.g., Ramping, Smoothing) |  |  |  | 25460255 | yes | AC-Coupled | Solar |  | 4980
178493 | 25460259 |  | MA - SMART Program |  |  | 2018 | Commercial | NORTHBRIDGE | Lithium Ion |  | Sungrow-Samsung | 0 | 4000 | 4000 | Standalone | Renewable Energy Integration (e.g., Ramping, Smoothing) |  |  |  | 25460259 | yes | AC-Coupled | Solar |  | 4980
178611 | 25522243 |  | MA - Energy Efficiency/ DR Program |  |  | 2018 | Commercial | CHELMSFORD | Lithium Ion |  | LOCKHEED MARTIN | 990 | 900 | 450 | Standalone |  |  |  |  | 25522243 | no | AC-Coupled | Other
184045 |  |  | MA - SMART Program |  |  | 2019 | Commercial | Charlemont | Lithium Ion |  | SMA | 10000 | 10000 | 2500 | Standalone | Renewable Energy Integration (e.g., Ramping, Smoothing) | Wholesale Market (i.e., Energy, Capacity, Ancillary Services) | T&D Asset Deferral | Power Quality (e.g., Voltage/VAR Support) |  | yes | DC-Coupled | Solar | 3360 | 2500
185409 |  |  | MA - SMART Program |  |  | 2019 | Commercial | Tyngsboro | Lithium Ion |  | Sungrow-Samsung | 0 | 16666 | 4999 | Standalone | Customer Bill Savings (e.g., Demand Charge Management, TOU Arbitrage) |  |  |  |  | yes | DC-Coupled | Solar | 6988.68 | 8300
185527 |  |  | MA - SMART Program |  |  | 2019 | Commercial | Lancaster | Lithium Ion |  | GP TECH | 7082 | 0 | 4950 | Standalone | Customer Bill Savings (e.g., Demand Charge Management, TOU Arbitrage) |  |  |  |  | yes | DC-Coupled | Solar | 7016.76 | 4950
185872 |  |  | MA - SMART Program |  |  | 2019 | Commercial | Mendon | Lithium Ion |  | Samsung | 2120 | 2120 | 948 | Standalone | Renewable Energy Integration (e.g., Ramping, Smoothing) | Renewable Energy Integration (e.g., Ramping, Smoothing) |  |  |  | yes | DC-Coupled | Solar | 1000 | 1000
186058 |  |  | MA - SMART Program |  |  | 2018 | Commercial | LANCASTER | Lithium Ion |  | AE SOLAR ENERGY, INC. | 9200 | 4900 | 4600 | Behind the Meter | Renewable Energy Integration (e.g., Ramping, Smoothing) | Other- cycle once per week to comply with SMART provision |  |  |  | yes | DC-Coupled | Solar |  | 4600
224865 |  |  | MA - SMART Program |  |  | 2019 | Residential | Lancaster | Lithium Ion |  | ENPHASE ENERGY | 10 | 7.68 | 3.84 | Behind the Meter | Renewable Energy Integration (e.g., Ramping, Smoothing) |  |  |  |  | yes | AC-Coupled | Solar |  | 9.86
225166 |  |  | MA - SMART Program | Other |  | 2020 | Commercial | Medford | Lithium Ion |  | NEC Energy Solutions | 0 | 100 | 100 | Behind the Meter | Renewable Energy Integration (e.g., Ramping, Smoothing) |  |  |  |  | yes | AC-Coupled | Solar |  | 100
261505 |  |  | Other |  |  | 2019 | Residential | Lawrence | Lithium Ion |  | Tesla | 28 | 27 | 10 | Behind the Meter | Peak Shaving/ Load Leveling |  |  |  |  | yes | AC-Coupled | Solar | 11.5 | 12.96
268709 |  |  | MA - SMART Program |  |  | 2020 | Residential | Pembroke | Lithium Ion |  | Tesla | 28 | 27 | 10 | Behind the Meter | Customer Bill Savings (e.g., Demand Charge Management, TOU Arbitrage) | Renewable Energy Shifting |  |  |  | yes | AC-Coupled | Solar |  | 7.6
274413 |  |  | MA - SMART Program |  |  | 2020 | Residential | North Grafton | Lithium Ion |  | Tesla | 13.5 | 10 | 5 | Behind the Meter | Renewable Energy Integration (e.g., Ramping, Smoothing) |  |  |  |  | yes | AC-Coupled | Solar |  | 7.6
277414 |  |  | MA - SMART Program |  |  | 2020 | Residential | Sheffield | Lithium Ion |  | Tesla | 9.8 | 10 | 5 | Behind the Meter | Customer Bill Savings (e.g., Demand Charge Management, TOU Arbitrage) |  |  |  |  | yes | DC-Coupled | Solar |  | 3.8
280097 |  |  | MA - SMART Program |  |  | 2020 | Residential | Charlton | Lithium Ion |  | Tesla | 27 | 20 | 10 | Behind the Meter | Renewable Energy Integration (e.g., Ramping, Smoothing) |  |  |  |  | yes | AC-Coupled | Solar |  | 8.64
280143 |  |  | MA - SMART Program |  |  | 2020 | Residential | Gloucester | Lithium Ion |  | Pika Energy | 20.3 | 16.5 | 6.7 | Behind the Meter | Renewable Energy Integration (e.g., Ramping, Smoothing) |  |  |  |  | yes | DC-Coupled | Solar | 8.96 | 7.6
280708 |  |  | MA - SMART Program |  |  | 2020 | Residential | North Andover | Lithium Ion |  | LG CHEM | 18.6 | 15.2 | 7.6 | Behind the Meter | Customer Bill Savings (e.g., Demand Charge Management, TOU Arbitrage) |  |  |  |  | yes | DC-Coupled | Solar | 12.8 | 10
284143 |  |  | MA - SMART Program |  |  | 2020 | Residential | North Andover | Lithium Ion |  | Tesla | 40.5 | 30 | 15 | Behind the Meter | Renewable Energy Integration (e.g., Ramping, Smoothing) |  |  |  |  | yes | AC-Coupled | Solar |  | 12
286629 |  |  | MA - SMART Program | Other |  | 2020 | Residential | Franklin | Lithium Ion |  | SolarEdge Technologies HD | 54 | 40 | 20 | Behind the Meter | Reliability and Resiliency |  |  |  |  | yes | AC-Coupled | Solar | 18.07 | 17.6
287290 |  |  | MA - SMART Program |  |  | 2020 | Residential | Westborough | Lithium Ion |  | Tesla | 42.5 | 30 | 15 | Behind the Meter | Renewable Energy Integration (e.g., Ramping, Smoothing) | Customer Bill Savings (e.g., Demand Charge Management, TOU Arbitrage) |  |  |  | yes | AC-Coupled | Solar | 17.75 | 14.64
287429 |  |  | MA - SMART Program |  |  | 2020 | Residential | Hanover | Lithium Ion |  | Tesla | 40.5 | 30 | 15 | Behind the Meter | Renewable Energy Integration (e.g., Ramping, Smoothing) |  |  |  |  | yes | AC-Coupled | Solar |  | 11.4
287761 |  |  | MA - SMART Program |  |  | 2020 | Residential | Lancaster | Lithium Ion |  | Tesla | 27 | 20 | 10 | Behind the Meter | Renewable Energy Integration (e.g., Ramping, Smoothing) |  |  |  |  | yes | AC-Coupled | Solar | 14.27 | 11.52
287786 |  |  | Other |  |  | 2020 | Residential | Sturbridge | Lithium Ion |  | Tesla | 13.5 | 10 | 5 | Behind the Meter | Peak Shaving/ Load Leveling |  |  |  |  | yes | AC-Coupled | Solar |  | 13.4
289010 |  |  | MA - SMART Program |  |  | 2020 | Residential | Seekonk | Lithium Ion |  | Tesla | 13.5 | 10 | 5 | Behind the Meter | Renewable Energy Integration (e.g., Ramping, Smoothing) |  |  |  |  | yes | AC-Coupled | Solar |  | 7.6
289784 |  |  | MA - SMART Program |  |  | 2020 | Residential | Marlborough | Lithium Ion |  | Tesla | 27 | 20 | 10 | Behind the Meter | Renewable Energy Integration (e.g., Ramping, Smoothing) |  |  |  |  | yes | AC-Coupled | Solar | 10.73 | 8.41
290312 |  |  | MA - SMART Program |  |  | 2020 | Residential | Chelmsford | Lithium Ion |  | DELTA ELECTRONICS | 27 | 20 | 10 | Behind the Meter | Renewable Energy Integration (e.g., Ramping, Smoothing) |  |  |  |  | yes | AC-Coupled | Solar | 11.69 | 9.6
290378 |  |  | Other |  |  | 2020 | Residential | Boxford | Lithium Ion |  | Tesla | 27 | 20 | 10 | Behind the Meter | Peak Shaving/ Load Leveling |  |  |  |  | yes | AC-Coupled | Solar | 18 | 15.2
290740 |  |  | MA - SMART Program |  |  | 2020 | Residential | Stoughton | Lithium Ion |  | Tesla | 13.5 | 10 | 5 | Behind the Meter | Renewable Energy Integration (e.g., Ramping, Smoothing) |  |  |  |  | yes | AC-Coupled | Solar | 9.86 | 7.6
291144 |  |  | MA - SMART Program |  |  | 2020 | Residential | Grafton | Lithium Ion |  | Tesla | 40.5 | 30 | 15 | Behind the Meter | Renewable Energy Integration (e.g., Ramping, Smoothing) |  |  |  |  | yes | AC-Coupled | Solar | 17.68 | 24.99
291579 |  |  | MA - SMART Program |  |  | 2020 | Residential | Byfield | Lithium Ion |  | Tesla | 40.5 | 30 | 15 | Behind the Meter | Renewable Energy Integration (e.g., Ramping, Smoothing) |  |  |  |  | yes | AC-Coupled | Solar |  | 10
292016 |  |  | MA - SMART Program |  |  | 2020 | Residential | West Bridgewater | Lithium Ion |  | ENPHASE ENERGY | 27 | 20 | 10 | Behind the Meter | Renewable Energy Integration (e.g., Ramping, Smoothing) |  |  |  |  | yes | AC-Coupled | Solar |  | 7.83
293133 |  |  | MA - SMART Program |  |  | 2020 | Residential | Uxbridge | Lithium Ion |  | ENPHASE ENERGY | 27 | 20 | 10 | Behind the Meter | Renewable Energy Integration (e.g., Ramping, Smoothing) |  |  |  |  | yes | AC-Coupled | Solar |  | 8.64
293474 |  |  | MA - SMART Program |  |  | 2020 | Residential | Southbridge | Lithium Ion |  | ENPHASE ENERGY | 27 | 20 | 10 | Behind the Meter | Renewable Energy Integration (e.g., Ramping, Smoothing) |  |  |  |  | yes | AC-Coupled | Solar |  | 7.92
293657 |  |  | MA - SMART Program |  |  | 2020 | Residential | Winchendon | Lithium Ion |  | ENPHASE ENERGY | 13.5 | 10 | 5 | Behind the Meter | Renewable Energy Integration (e.g., Ramping, Smoothing) |  |  |  |  | yes | AC-Coupled | Solar |  | 4.64
293844 |  |  | MA - SMART Program |  |  | 2020 | Residential | Williamstown | Lithium Ion |  | SolarEdge | 13.5 | 10 | 5 | Behind the Meter | Renewable Energy Integration (e.g., Ramping, Smoothing) |  |  |  |  | yes | AC-Coupled | Solar |  | 10
293961 |  |  | MA - SMART Program |  |  | 2020 | Residential | Wenham | Lithium Ion |  | ENPHASE ENERGY | 40.5 | 30 | 15 | Behind the Meter | Renewable Energy Integration (e.g., Ramping, Smoothing) |  |  |  |  | yes | AC-Coupled | Solar | 19.24 | 15.08
294246 |  |  | Other |  |  | 2020 | Residential | Boxford | Lithium Ion |  | Tesla | 27 | 20 | 10 | Behind the Meter | Peak Shaving/ Load Leveling |  |  |  |  | yes | AC-Coupled | Solar |  | 20
294263 |  |  | MA - SMART Program |  |  | 2020 | Residential | Sutton | Lithium Ion |  | SolarEdge Technologies Ltd | 27 | 20 | 10 | Behind the Meter | Renewable Energy Integration (e.g., Ramping, Smoothing) |  |  |  |  | yes | AC-Coupled | Solar |  | 10
294443 |  |  | MA - SMART Program |  |  | 2020 | Residential | Leominster | Lithium Ion |  | Tesla | 54 | 40 | 20 | Behind the Meter | Renewable Energy Integration (e.g., Ramping, Smoothing) |  |  |  |  | yes | AC-Coupled | Solar | 16.32 | 15.2
294525 |  |  | MA - SMART Program |  |  | 2020 | Residential | Rutland | Lithium Ion |  | Tesla | 40.5 | 30 | 15 | Behind the Meter | Renewable Energy Integration (e.g., Ramping, Smoothing) |  |  |  |  | yes | AC-Coupled | Solar | 11.34 | 10
294557 |  |  | Other |  |  | 2020 | Residential | MENDON | Lithium Ion |  | Tesla | 27 | 20 | 10 | Behind the Meter | Peak Shaving/ Load Leveling |  |  |  |  | yes | AC-Coupled | Solar |  | 20
294723 |  |  | MA - SMART Program |  |  | 2020 | Residential | Medford | Lithium Ion |  | Tesla | 40.5 | 30 | 15 | Behind the Meter | Renewable Energy Integration (e.g., Ramping, Smoothing) |  |  |  |  | yes | AC-Coupled | Solar |  | 8
295196 |  |  | Other |  |  | 2020 | Residential | Southborough | Lithium Ion |  | Tesla | 27 | 20 | 10 | Behind the Meter | Peak Shaving/ Load Leveling |  |  |  |  | yes | AC-Coupled | Solar | 8.5 | 10
295847 |  |  | MA - SMART Program |  |  | 2020 | Residential | Weymouth | Lithium Ion |  | Tesla | 40.5 | 30 | 15 | Behind the Meter | Renewable Energy Integration (e.g., Ramping, Smoothing) |  |  |  |  | yes | AC-Coupled | Solar |  | 10
295996 |  |  | MA - SMART Program |  |  | 2020 | Residential | WRENTHAM | Lithium Ion |  | SolarEdge Tecnologies HD | 40.5 | 30 | 15 | Behind the Meter | Renewable Energy Integration (e.g., Ramping, Smoothing) |  |  |  |  | yes | AC-Coupled | Solar |  | 5
296412 |  |  | MA - SMART Program |  |  | 2020 | Residential | Douglas, MA 01516 | Lithium Ion |  | SolarEdge Technologies Ltd | 27 | 20 | 10 | Behind the Meter | Renewable Energy Integration (e.g., Ramping, Smoothing) |  |  |  |  | yes | AC-Coupled | Solar |  | 10
296623 |  |  | MA - SMART Program |  |  | 2020 | Residential | Saugus | Lithium Ion |  | Tesla | 27 | 20 | 10 | Behind the Meter | Renewable Energy Integration (e.g., Ramping, Smoothing) | Customer Bill Savings (e.g., Demand Charge Management, TOU Arbitrage) |  |  |  | yes | AC-Coupled | Solar | 13.2 | 10
296692 |  |  | MA - SMART Program |  |  | 2020 | Residential | Marlborough | Lithium Ion |  | Tesla | 40.5 | 30 | 15 | Behind the Meter | Renewable Energy Integration (e.g., Ramping, Smoothing) |  |  |  |  | yes | AC-Coupled | Solar | 12.6 | 10
297124 |  |  | MA - SMART Program |  |  | 2020 | Residential | Bolton | Lithium Ion |  | Tesla | 40.5 | 30 | 15 | Behind the Meter | Renewable Energy Integration (e.g., Ramping, Smoothing) |  |  |  |  | yes | AC-Coupled | Solar | 15.13 | 15.2
297374 |  |  | Other |  |  | 2020 | Residential | Tyngsboro | Lithium Ion |  | Tesla | 27 | 20 | 10 | Behind the Meter | Peak Shaving/ Load Leveling |  |  |  |  | yes | AC-Coupled | Solar | 3.05 | 5
297939 |  |  | MA - SMART Program |  |  | 2020 | Residential | Norton | Lithium Ion |  | Tesla | 40.5 | 30 | 15 | Behind the Meter | Renewable Energy Integration (e.g., Ramping, Smoothing) |  |  |  |  | yes | AC-Coupled | Solar | 11.34 | 10
298402 |  |  | MA - SMART Program |  |  | 2020 | Residential | Chelmsford | Lithium Ion |  | ENPHASE ENERGY | 27 | 20 | 10 | Behind the Meter | Renewable Energy Integration (e.g., Ramping, Smoothing) |  |  |  |  | yes | AC-Coupled | Solar |  | 4.64
299813 |  |  | MA - SMART Program |  |  | 2020 | Residential | Westborough | Lithium Ion |  | SolarEdge Technologies | 27 | 20 | 10 | Behind the Meter | Renewable Energy Integration (e.g., Ramping, Smoothing) |  |  |  |  | yes | AC-Coupled | Solar |  | 10
300099 |  |  | MA - SMART Program |  |  | 2020 | Residential | Saugus | Lithium Ion |  | ENPHASE ENERGY | 13.5 | 10 | 5 | Behind the Meter | Renewable Energy Integration (e.g., Ramping, Smoothing) |  |  |  |  | yes | AC-Coupled | Solar |  | 7.2
300315 |  |  | Other |  |  | 2020 | Residential | Essex | Lithium Ion |  | Tesla | 27 | 20 | 10 | Behind the Meter | Peak Shaving/ Load Leveling |  |  |  |  | yes | AC-Coupled | Solar |  | 7.7
300578 |  |  | MA - SMART Program |  |  | 2020 | Residential | Bridgewater | Lithium Ion |  | SolarEdge Technologies | 27 | 20 | 10 | Behind the Meter | Renewable Energy Integration (e.g., Ramping, Smoothing) |  |  |  |  | yes | AC-Coupled | Solar |  | 7.6
300722 |  |  | MA - SMART Program |  |  | 2020 | Residential | Randolph | Lithium Ion |  | SolarEdge Technologies Ltd | 9.3 | 0 | 7.6 | Behind the Meter | Customer Bill Savings (e.g., Demand Charge Management, TOU Arbitrage) |  |  |  |  | yes | DC-Coupled | Solar |  | 7.6
301425 |  |  | MA - SMART Program |  |  | 2020 | Residential | Medford | Lithium Ion |  | Tesla | 13.5 | 10 | 5 | Behind the Meter | Customer Bill Savings (e.g., Demand Charge Management, TOU Arbitrage) | Renewable Energy Shifting |  |  |  | yes | AC-Coupled | Solar |  | 7.6
301583 |  |  | MA - SMART Program |  |  | 2020 | Residential | Millbury | Lithium Ion |  | ENPHASE ENERGY | 13.5 | 10 | 5 | Behind the Meter | Renewable Energy Integration (e.g., Ramping, Smoothing) |  |  |  |  | yes | AC-Coupled | Solar |  | 7.92
301596 |  |  | MA - SMART Program |  |  | 2020 | Residential | Wilbraham | Lithium Ion |  | SolarEdge Technologies Ltd | 9.3 | 0 | 7.6 | Behind the Meter | Customer Bill Savings (e.g., Demand Charge Management, TOU Arbitrage) |  |  |  |  | yes | DC-Coupled | Solar |  | 7.6
302011 |  |  | MA - SMART Program |  |  | 2020 | Residential | Methuen | Lithium Ion |  | LG CHEM | 9.8 | 7.6 | 7.6 | Behind the Meter | Customer Bill Savings (e.g., Demand Charge Management, TOU Arbitrage) |  |  |  |  | yes | DC-Coupled | Solar | 10.4 | 7.6
302775 |  |  | MA - SMART Program |  |  | 2020 | Residential | Scituate | Lithium Ion |  | SolarEdge Technologies HD | 27 | 20 | 10 | Behind the Meter | Renewable Energy Integration (e.g., Ramping, Smoothing) |  |  |  |  | yes | AC-Coupled | Solar |  | 7.6
302941 |  |  | MA - SMART Program |  |  | 2020 | Residential | Wenham | Lithium Ion |  | Tesla | 40.5 | 30 | 15 | Behind the Meter | Renewable Energy Integration (e.g., Ramping, Smoothing) |  |  |  |  | yes | AC-Coupled | Solar | 16.32 | 15.2
304837 |  |  | MA - SMART Program |  |  | 2020 | Residential | METHUEN | Lithium Ion |  | SolarEdge Technologies HD | 9.3 | 0 | 7.6 | Behind the Meter | Customer Bill Savings (e.g., Demand Charge Management, TOU Arbitrage) |  |  |  |  | yes | DC-Coupled | Solar |  | 7.6
305086 |  |  | MA - SMART Program |  |  | 2020 | Residential | Gt Barrington | Lithium Ion |  | Tesla | 27 | 20 | 10 | Behind the Meter | Renewable Energy Integration (e.g., Ramping, Smoothing) | Customer Bill Savings (e.g., Demand Charge Management, TOU Arbitrage) |  |  |  | yes | AC-Coupled | Solar | 12.4 | 10
305119 |  |  | MA - SMART Program |  |  | 2020 | Residential | Northampton | Lithium Ion |  | ENPHASE ENERGY | 13.5 | 10 | 5 | Behind the Meter | Renewable Energy Integration (e.g., Ramping, Smoothing) |  |  |  |  | yes | AC-Coupled | Solar |  | 2.75
305161 |  |  | MA - SMART Program |  |  | 2020 | Residential | Brockton | Lithium Ion |  | ENPHASE ENERGY | 13.5 | 10 | 5 | Behind the Meter | Renewable Energy Integration (e.g., Ramping, Smoothing) |  |  |  |  | yes | AC-Coupled | Solar |  | 5.22
305254 |  |  | MA - SMART Program |  |  | 2020 | Residential | North Andover | Lithium Ion |  | SolarEdge Technologies Ltd | 9.3 | 0 | 7.6 | Behind the Meter | Customer Bill Savings (e.g., Demand Charge Management, TOU Arbitrage) |  |  |  |  | yes | DC-Coupled | Solar |  | 7.6
305404 |  |  | MA - SMART Program |  |  | 2020 | Residential | Ware | Lithium Ion |  | Tesla | 27 | 20 | 10 | Behind the Meter | Renewable Energy Integration (e.g., Ramping, Smoothing) |  |  |  |  | yes | AC-Coupled | Solar |  | 4.32
305628 |  |  | MA - SMART Program |  |  | 2020 | Residential | Phillipston | Lithium Ion |  | Tesla | 40.5 | 30 | 15 | Behind the Meter | Renewable Energy Integration (e.g., Ramping, Smoothing) |  |  |  |  | yes | AC-Coupled | Solar |  | 9.8
306342 |  |  | MA - SMART Program |  |  | 2020 | Residential | Florence | Lithium Ion |  | Generac | 17.1 | 0 | 7.6 | Behind the Meter | Customer Bill Savings (e.g., Demand Charge Management, TOU Arbitrage) |  |  |  |  | yes | DC-Coupled | Solar |  | 7.6
306363 |  |  | Other |  |  | 2020 | Residential | Westford | Lithium Ion |  | Tesla | 27 | 20 | 10 | Behind the Meter | Peak Shaving/ Load Leveling |  |  |  |  | yes | AC-Coupled | Solar |  | 20
306442 |  |  | Other |  |  | 2020 | Residential | Andover | Lithium Ion |  | Tesla | 27 | 20 | 10 | Behind the Meter | Peak Shaving/ Load Leveling |  |  |  |  | yes | AC-Coupled | Solar |  | 25.2
306596 |  |  | MA - SMART Program |  |  | 2020 | Residential | REHOBOTH | Lithium Ion |  | SolarEdge | 9.3 | 0 | 7.6 | Behind the Meter | Customer Bill Savings (e.g., Demand Charge Management, TOU Arbitrage) |  |  |  |  | yes | DC-Coupled | Solar |  | 9.8
306879 |  |  | MA - SMART Program |  |  | 2020 | Residential | Boxford | Lithium Ion |  | Tesla | 27 | 20 | 10 | Behind the Meter | Renewable Energy Integration (e.g., Ramping, Smoothing) |  |  |  |  | yes | AC-Coupled | Solar |  | 20
307250 |  |  | MA - SMART Program |  |  | 2020 | Residential | Lowell | Lithium Ion |  | ENPHASE ENERGY | 13.5 | 10 | 5 | Behind the Meter | Renewable Energy Integration (e.g., Ramping, Smoothing) |  |  |  |  | yes | AC-Coupled | Solar |  | 2.32
307448 |  |  | MA - SMART Program |  |  | 2020 | Residential | Randolph | Lithium Ion |  | Tesla | 27 | 20 | 10 | Behind the Meter | Renewable Energy Integration (e.g., Ramping, Smoothing) |  |  |  |  | yes | AC-Coupled | Solar |  | 8.99
307489 |  |  | MA - SMART Program |  |  | 2020 | Residential | Belchertown | Lithium Ion |  | SolarEdge Technologies Ltd | 9.3 | 0 | 7.6 | Behind the Meter | Customer Bill Savings (e.g., Demand Charge Management, TOU Arbitrage) |  |  |  |  | yes | DC-Coupled | Solar |  | 7.6
307767 |  |  | MA - SMART Program |  |  | 2020 | Residential | Athol | Lithium Ion |  | ENPHASE ENERGY | 13.5 | 10 | 5 | Behind the Meter | Renewable Energy Integration (e.g., Ramping, Smoothing) |  |  |  |  | yes | AC-Coupled | Solar |  | 6.24
307768 |  |  | MA - SMART Program |  |  | 2020 | Residential | North Andover | Lithium Ion |  | SolarEdge Technologies Ltd | 9.3 | 0 | 7.6 | Behind the Meter | Customer Bill Savings (e.g., Demand Charge Management, TOU Arbitrage) |  |  |  |  | yes | DC-Coupled | Solar |  | 7.6
307776 |  |  | MA - SMART Program |  |  | 2020 | Residential | Worcester | Lithium Ion |  | Tesla | 27 | 20 | 10 | Behind the Meter | Renewable Energy Integration (e.g., Ramping, Smoothing) |  |  |  |  | yes | AC-Coupled | Solar |  | 9.12
307801 |  |  | MA - SMART Program |  |  | 2020 | Residential | MARLBOROUGH | Lithium Ion |  | SolarEdge Technologies Ltd | 9.3 | 0 | 7.6 | Behind the Meter | Customer Bill Savings (e.g., Demand Charge Management, TOU Arbitrage) |  |  |  |  | yes | DC-Coupled | Solar |  | 7.6
307802 |  |  | MA - SMART Program |  |  | 2020 | Residential | E Longmeadow | Lithium Ion |  | Tesla | 27 | 20 | 10 | Behind the Meter | Renewable Energy Integration (e.g., Ramping, Smoothing) |  |  |  |  | yes | AC-Coupled | Solar |  | 7.6
307951 |  |  | MA - SMART Program |  |  | 2020 | Residential | Dudley | Lithium Ion |  | Tesla | 27 | 20 | 10 | Behind the Meter | Renewable Energy Integration (e.g., Ramping, Smoothing) |  |  |  |  | yes | AC-Coupled | Solar |  | 9.6
308160 |  |  | MA - SMART Program |  |  | 2020 | Residential | Millbury | Lithium Ion |  | ENPHASE ENERGY | 13.5 | 10 | 5 | Behind the Meter | Renewable Energy Integration (e.g., Ramping, Smoothing) |  |  |  |  | yes | AC-Coupled | Solar |  | 5.76
308268 |  |  | MA - SMART Program |  |  | 2020 | Residential | Dunstable | Lithium Ion |  | Tesla | 27 | 20 | 20 | Behind the Meter | Renewable Energy Integration (e.g., Ramping, Smoothing) |  |  |  |  | yes | AC-Coupled | Solar |  | 15.36
308556 |  |  | MA - SMART Program |  |  | 2020 | Residential | Byfield | Lithium Ion |  | ENPHASE ENERGY | 13.5 | 10 | 5 | Behind the Meter | Renewable Energy Integration (e.g., Ramping, Smoothing) |  |  |  |  | yes | AC-Coupled | Solar |  | 8.99
308560 |  |  | MA - SMART Program |  |  | 2020 | Residential | Winchendon | Lithium Ion |  | ENPHASE ENERGY | 13.5 | 10 | 5 | Behind the Meter | Renewable Energy Integration (e.g., Ramping, Smoothing) |  |  |  |  | yes | AC-Coupled | Solar |  | 6.96
309023 |  |  | MA - SMART Program |  |  | 2020 | Residential | PETERSHAM | Lithium Ion |  | SolarEdge Technologies Ltd | 9.3 | 0 | 7.6 | Behind the Meter | Customer Bill Savings (e.g., Demand Charge Management, TOU Arbitrage) |  |  |  |  | yes | DC-Coupled | Solar |  | 7.6
309079 |  |  | MA - SMART Program | MA - Energy Efficiency/ DR Program | MA - DOER/ MassCEC Funded Projects | 2020 | Residential | Andover | Lithium Ion |  | Tesla | 27 | 20 | 10 | Behind the Meter | Reliability and Resiliency |  |  |  |  | yes | AC-Coupled | Solar | 15 | 10
309572 |  |  | MA - SMART Program |  |  | 2020 | Residential | Quincy | Lithium Ion |  | Tesla | 27 | 20 | 10 | Behind the Meter | Renewable Energy Integration (e.g., Ramping, Smoothing) |  |  |  |  | yes | AC-Coupled | Solar |  | 6.96
309752 |  |  | MA - SMART Program |  |  | 2020 | Residential | Williamstown | Lithium Ion |  | Tesla | 27 | 20 | 10 | Behind the Meter | Renewable Energy Integration (e.g., Ramping, Smoothing) |  |  |  |  | yes | AC-Coupled | Solar | 16.32 | 15.2
309768 |  |  | MA - SMART Program |  |  | 2020 | Residential | SCITUATE | Lithium Ion |  | SolarEdge | 9.3 | 0 | 7.6 | Behind the Meter | Customer Bill Savings (e.g., Demand Charge Management, TOU Arbitrage) |  |  |  |  | yes | DC-Coupled | Solar |  | 7.6
309991 |  |  | MA - SMART Program |  |  | 2020 | Residential | Andover | Lithium Ion |  | Tesla | 27 | 20 | 10 | Behind the Meter | Renewable Energy Integration (e.g., Ramping, Smoothing) |  |  |  |  | yes | AC-Coupled | Solar |  | 9.6
310710 |  |  | MA - SMART Program |  |  | 2020 | Residential | Bolton | Lithium Ion |  | Tesla | 27 | 20 | 10 | Behind the Meter | Renewable Energy Integration (e.g., Ramping, Smoothing) |  |  |  |  | yes | AC-Coupled | Solar | 9.3 | 10
310835 |  |  | MA - SMART Program |  |  | 2020 | Residential | North Andover | Lithium Ion |  | Tesla | 40.5 | 30 | 15 | Behind the Meter | Renewable Energy Integration (e.g., Ramping, Smoothing) |  |  |  |  | yes | AC-Coupled | Solar |  | 10
310959 |  |  | MA - SMART Program |  |  | 2020 | Residential | Siasconset | Lithium Ion |  | SolarEdge Technologies HD | 17.1 | 0 | 7.6 | Behind the Meter | Customer Bill Savings (e.g., Demand Charge Management, TOU Arbitrage) |  |  |  |  | yes | DC-Coupled | Solar |  | 19.6
311144 |  |  | MA - SMART Program |  |  | 2020 | Residential | Westminster | Lithium Ion |  | Tesla | 40.5 | 30 | 15 | Behind the Meter | Renewable Energy Integration (e.g., Ramping, Smoothing) |  |  |  |  | yes | AC-Coupled | Solar |  | 9.6
311609 |  |  | MA - SMART Program |  |  | 2020 | Residential | Harvard | Lithium Ion |  | Tesla | 27 | 20 | 10 | Behind the Meter | Renewable Energy Integration (e.g., Ramping, Smoothing) |  |  |  |  | yes | AC-Coupled | Solar |  | 10
312114 |  |  | MA - SMART Program |  |  | 2020 | Residential | Westford | Lithium Ion |  | Tesla | 27 | 20 | 10 | Behind the Meter | Renewable Energy Integration (e.g., Ramping, Smoothing) |  |  |  |  | yes | AC-Coupled | Solar |  | 13.6
312235 |  |  | MA - SMART Program |  |  | 2020 | Residential | East Longmeadow | Lithium Ion |  | LG CHEM | 9.8 | 9.3 | 5 | Behind the Meter | Other- Backup power |  |  |  |  | yes | DC-Coupled | Solar | 12.21 | 9.6
312323 |  |  | MA - SMART Program |  |  | 2020 | Residential | Webster | Lithium Ion |  | ENPHASE ENERGY | 13.5 | 10 | 5 | Behind the Meter | Renewable Energy Integration (e.g., Ramping, Smoothing) |  |  |  |  | yes | AC-Coupled | Solar |  | 6.24
312556 |  |  | MA - SMART Program |  |  | 2020 | Residential | Chelmsford | Lithium Ion |  | Tesla | 27 | 20 | 10 | Behind the Meter | Renewable Energy Integration (e.g., Ramping, Smoothing) |  |  |  |  | yes | AC-Coupled | Solar |  | 7.6
312562 |  |  | MA - SMART Program |  |  | 2020 | Residential | Salem | Lithium Ion |  | Tesla | 13.5 | 10 | 5 | Behind the Meter | Renewable Energy Integration (e.g., Ramping, Smoothing) |  |  |  |  | yes | AC-Coupled | Solar |  | 7.68
312600 |  |  | MA - SMART Program |  |  | 2020 | Residential | Auburn | Lithium Ion |  | Tesla | 40.5 | 30 | 15 | Behind the Meter | Renewable Energy Integration (e.g., Ramping, Smoothing) |  |  |  |  | yes | AC-Coupled | Solar |  | 10
312832 |  |  | MA - SMART Program |  |  | 2020 | Residential | Beverly | Lithium Ion |  | Tesla | 40.5 | 30 | 15 | Behind the Meter | Renewable Energy Integration (e.g., Ramping, Smoothing) |  |  |  |  | yes | AC-Coupled | Solar |  | 10
312895 |  |  | MA - SMART Program |  |  | 2020 | Residential | North Andover | Lithium Ion |  | StorEdge | 9.3 | 0 | 7.6 | Behind the Meter | Customer Bill Savings (e.g., Demand Charge Management, TOU Arbitrage) |  |  |  |  | yes | DC-Coupled | Solar |  | 7.6
312902 |  |  | MA - SMART Program |  |  | 2020 | Residential | Bolton | Lithium Ion |  | Tesla | 40.5 | 30 | 15 | Behind the Meter | Renewable Energy Integration (e.g., Ramping, Smoothing) |  |  |  |  | yes | AC-Coupled | Solar |  | 22.8
312907 |  |  | MA - SMART Program |  |  | 2020 | Residential | Rutland | Lithium Ion |  | SolarEdge Technologies | 13.5 | 10 | 5 | Behind the Meter | Renewable Energy Integration (e.g., Ramping, Smoothing) |  |  |  |  | yes | AC-Coupled | Solar |  | 7.6
313150 |  |  | MA - SMART Program |  |  | 2020 | Residential | STOUGHTON | Lithium Ion |  | SolarEdge Technologies Ltd | 9.8 | 0 | 7.6 | Behind the Meter | Customer Bill Savings (e.g., Demand Charge Management, TOU Arbitrage) |  |  |  |  | yes | DC-Coupled | Solar |  | 7.6
313209 |  |  | MA - SMART Program |  |  | 2020 | Residential | Spencer | Lithium Ion |  | DELTA ELECTRONICS | 13.5 | 10 | 5 | Behind the Meter | Renewable Energy Integration (e.g., Ramping, Smoothing) |  |  |  |  | yes | AC-Coupled | Solar |  | 4.8
313374 |  |  | MA - SMART Program |  |  | 2020 | Residential | Plainville | Lithium Ion |  | Tesla | 27 | 20 | 10 | Behind the Meter | Renewable Energy Integration (e.g., Ramping, Smoothing) |  |  |  |  | yes | AC-Coupled | Solar |  | 8.64
313391 |  |  | MA - SMART Program |  |  | 2020 | Residential | Lowell | Lithium Ion |  | Tesla | 27 | 20 | 10 | Behind the Meter | Renewable Energy Integration (e.g., Ramping, Smoothing) |  |  |  |  | yes | AC-Coupled | Solar |  | 10
313625 |  |  | MA - SMART Program |  |  | 2020 | Residential | Scituate | Lithium Ion |  | StorEdge | 9.3 | 0 | 7.6 | Behind the Meter | Customer Bill Savings (e.g., Demand Charge Management, TOU Arbitrage) |  |  |  |  | yes | DC-Coupled | Solar |  | 7.6
313681 |  |  | MA - SMART Program |  |  | 2020 | Residential | Marlborough | Lithium Ion |  | SolarEdge Technologies HD | 9.3 | 0 | 7.6 | Behind the Meter | Customer Bill Savings (e.g., Demand Charge Management, TOU Arbitrage) |  |  |  |  | yes | DC-Coupled | Solar |  | 7.6
313745 |  |  | MA - SMART Program |  |  | 2020 | Residential | Southbridge | Lithium Ion |  | Tesla | 27 | 20 | 10 | Behind the Meter | Renewable Energy Integration (e.g., Ramping, Smoothing) |  |  |  |  | yes | AC-Coupled | Solar |  | 10
313754 |  |  | MA - SMART Program |  |  | 2020 | Residential | REHOBOTH | Lithium Ion |  | Generac | 17.1 | 0 | 7.6 | Behind the Meter | Customer Bill Savings (e.g., Demand Charge Management, TOU Arbitrage) |  |  |  |  | yes | DC-Coupled | Solar |  | 9.694
313760 |  |  | MA - SMART Program |  |  | 2020 | Residential | HAVERHILL | Lithium Ion |  | SolarEdge Technologies HD | 9.3 | 0 | 7.6 | Behind the Meter | Customer Bill Savings (e.g., Demand Charge Management, TOU Arbitrage) |  |  |  |  | yes | DC-Coupled | Solar |  | 7.6
313943 |  |  | MA - SMART Program |  |  | 2020 | Residential | METHUEN | Lithium Ion |  | SolarEdge Technologies HD | 9.3 | 0 | 7.6 | Behind the Meter | Customer Bill Savings (e.g., Demand Charge Management, TOU Arbitrage) |  |  |  |  | yes | DC-Coupled | Solar |  | 7.6
314484 |  |  | MA - SMART Program |  |  | 2020 | Residential | Mendon | Lithium Ion |  | SolarEdge Technologies HD | 9.3 | 0 | 7.6 | Behind the Meter | Customer Bill Savings (e.g., Demand Charge Management, TOU Arbitrage) |  |  |  |  | yes | DC-Coupled | Solar |  | 7.6
314789 |  |  | MA - SMART Program |  |  | 2020 | Residential | Belchertown | Lithium Ion |  | SolarEdge Technologies HD | 9.3 | 0 | 7.6 | Behind the Meter | Customer Bill Savings (e.g., Demand Charge Management, TOU Arbitrage) |  |  |  |  | yes | DC-Coupled | Solar |  | 7.6
314962 |  |  | MA - SMART Program |  |  | 2020 | Residential | Westport | Lithium Ion |  | Tesla | 54 | 40 | 20 | Behind the Meter | Renewable Energy Integration (e.g., Ramping, Smoothing) | Customer Bill Savings (e.g., Demand Charge Management, TOU Arbitrage) |  |  |  | yes | AC-Coupled | Solar | 7.4 | 6
315010 |  |  | MA - SMART Program |  |  | 2020 | Residential | Seekonk | Lithium Ion |  | DELTA ELECTRONICS | 9.3 | 0 | 8 | Behind the Meter | Customer Bill Savings (e.g., Demand Charge Management, TOU Arbitrage) |  |  |  |  | yes | DC-Coupled | Solar |  | 8
315235 |  |  | MA - SMART Program |  |  | 2020 | Commercial | Nantucket | Lithium Ion |  | Generac | 14.3 | 0 | 11.4 | Behind the Meter | Customer Bill Savings (e.g., Demand Charge Management, TOU Arbitrage) |  |  |  |  | yes | DC-Coupled | Solar |  | 22.8
315584 |  |  | MA - SMART Program |  |  | 2020 | Residential | Somerset | Lithium Ion |  | DELTA ELECTRONICS | 9.3 | 0 | 5.76 | Behind the Meter | Customer Bill Savings (e.g., Demand Charge Management, TOU Arbitrage) |  |  |  |  | yes | DC-Coupled | Solar |  | 5.76
315636 |  |  | MA - SMART Program |  |  | 2020 | Residential | GOSHEN | Lithium Ion |  | SolarEdge Technologies HD | 9.3 | 0 | 7.6 | Behind the Meter | Customer Bill Savings (e.g., Demand Charge Management, TOU Arbitrage) |  |  |  |  | yes | DC-Coupled | Solar |  | 7.6
315641 |  |  | MA - SMART Program |  |  | 2020 | Residential | Medford | Lithium Ion |  | Tesla | 27 | 20 | 10 | Behind the Meter | Renewable Energy Integration (e.g., Ramping, Smoothing) |  |  |  |  | yes | AC-Coupled | Solar |  | 7.68
315866 |  |  | MA - SMART Program |  |  | 2020 | Residential | Rockland | Lithium Ion |  | DELTA ELECTRONICS | 0 | 10.76 | 5 | Behind the Meter | Renewable Energy Integration (e.g., Ramping, Smoothing) |  |  |  |  | yes | AC-Coupled | Solar |  | 5.76
315908 |  |  | MA - SMART Program |  |  | 2020 | Residential | Haverhill | Lithium Ion |  | StorEdge | 9.3 | 0 | 7.6 | Behind the Meter | Customer Bill Savings (e.g., Demand Charge Management, TOU Arbitrage) |  |  |  |  | yes | DC-Coupled | Solar |  | 7.6
316417 |  |  | MA - SMART Program |  |  | 2020 | Residential | Brockton | Lithium Ion |  | DELTA ELECTRONICS | 9.3 | 0 | 5.76 | Behind the Meter | Customer Bill Savings (e.g., Demand Charge Management, TOU Arbitrage) |  |  |  |  | yes | DC-Coupled | Solar |  | 5.76
316425 |  |  | MA - Energy Efficiency/ DR Program |  |  | 2020 | Commercial | Beverly | Lithium Ion |  | Proterra | 418 | 440 | 120 | Standalone | Peak Shaving/ Load Leveling |  |  |  |  | no | AC-Coupled | Other
316717 |  |  | MA - SMART Program |  |  | 2020 | Residential | Stoughton | Lithium Ion |  | Tesla | 54 | 40 | 20 | Behind the Meter | Renewable Energy Integration (e.g., Ramping, Smoothing) |  |  |  |  | yes | AC-Coupled | Solar |  | 12
316801 |  |  | MA - SMART Program |  |  | 2021 | Residential | Orange | Lithium Ion |  | Schneider Electric | 3.6 | 0 | 6.8 | Behind the Meter | Customer Bill Savings (e.g., Demand Charge Management, TOU Arbitrage) |  |  |  |  | yes | DC-Coupled | Solar |  | 6.8
317016 |  |  | MA - SMART Program |  |  | 2020 | Residential | PALMER | Lithium Ion |  | StorEdge | 9.3 | 0 | 7.6 | Behind the Meter | Customer Bill Savings (e.g., Demand Charge Management, TOU Arbitrage) |  |  |  |  | yes | DC-Coupled | Solar |  | 7.6
317141 |  |  | MA - SMART Program |  |  | 2020 | Residential | Cohasset | Lithium Ion |  | SolarEdge Technologies HD | 9.3 | 0 | 7.6 | Behind the Meter | Customer Bill Savings (e.g., Demand Charge Management, TOU Arbitrage) |  |  |  |  | yes | DC-Coupled | Solar |  | 7.6
317254 |  |  | MA - SMART Program |  |  | 2020 | Residential | Warren | Lithium Ion |  | StorEdge | 9.3 | 0 | 7.6 | Behind the Meter | Customer Bill Savings (e.g., Demand Charge Management, TOU Arbitrage) |  |  |  |  | yes | DC-Coupled | Solar |  | 7.6
317484 |  |  | MA - SMART Program |  |  | 2020 | Residential | Siasconset | Lithium Ion |  | Generac | 17.1 | 0 | 7.6 | Behind the Meter | Customer Bill Savings (e.g., Demand Charge Management, TOU Arbitrage) |  |  |  |  | yes | DC-Coupled | Solar |  | 7.6
317495 |  |  | MA - SMART Program |  |  | 2020 | Residential | Spencer | Lithium Ion |  | DELTA ELECTRONICS | 9.3 | 0 | 5 | Behind the Meter | Customer Bill Savings (e.g., Demand Charge Management, TOU Arbitrage) |  |  |  |  | yes | DC-Coupled | Solar |  | 6
317507 |  |  | MA - SMART Program |  |  | 2020 | Residential | Easton | Lithium Ion |  | DELTA ELECTRONICS | 9.3 | 0 | 5.76 | Behind the Meter | Customer Bill Savings (e.g., Demand Charge Management, TOU Arbitrage) |  |  |  |  | yes | DC-Coupled | Solar |  | 9.6
317580 |  |  | MA - SMART Program |  |  | 2020 | Residential | Westford | Lithium Ion |  | Tesla | 27 | 20 | 10 | Behind the Meter | Renewable Energy Integration (e.g., Ramping, Smoothing) |  |  |  |  | yes | AC-Coupled | Solar |  | 9.28
317594 |  |  | MA - SMART Program |  |  | 2020 | Residential | Quincy | Lithium Ion |  | Tesla | 27 | 20 | 10 | Behind the Meter | Renewable Energy Integration (e.g., Ramping, Smoothing) |  |  |  |  | yes | AC-Coupled | Solar |  | 10
317793 |  |  | MA - SMART Program |  |  | 2020 | Residential | Blackstone | Lithium Ion |  | SolarEdge Technologies HD | 13.5 | 10 | 5 | Behind the Meter | Renewable Energy Integration (e.g., Ramping, Smoothing) |  |  |  |  | yes | AC-Coupled | Solar |  | 6
317800 |  |  | MA - SMART Program |  |  | 2020 | Residential | Chelmsford | Lithium Ion |  | Tesla | 27 | 20 | 10 | Behind the Meter | Renewable Energy Integration (e.g., Ramping, Smoothing) |  |  |  |  | yes | AC-Coupled | Solar |  | 10
317813 |  |  | MA - SMART Program |  |  | 2020 | Residential | Scituate | Lithium Ion |  | Tesla | 40.5 | 30 | 15 | Behind the Meter | Renewable Energy Integration (e.g., Ramping, Smoothing) |  |  |  |  | yes | AC-Coupled | Solar |  | 15.2
317973 |  |  | Other |  |  | 2020 | Residential | Gt Barrington | Lithium Ion |  | Tesla | 13.5 | 10 | 5 | Behind the Meter | Peak Shaving/ Load Leveling |  |  |  |  | yes | AC-Coupled | Solar |  | 5
318005 |  |  | MA - SMART Program |  |  | 2020 | Residential | Belchertown | Lithium Ion |  | SolarEdge | 9.3 | 0 | 7.6 | Behind the Meter | Customer Bill Savings (e.g., Demand Charge Management, TOU Arbitrage) |  |  |  |  | yes | DC-Coupled | Solar |  | 7.6
318107 |  |  | MA - SMART Program |  |  | 2020 | Residential | Holbrook | Lithium Ion |  | Tesla | 27 | 20 | 10 | Behind the Meter | Renewable Energy Integration (e.g., Ramping, Smoothing) |  |  |  |  | yes | AC-Coupled | Solar |  | 9.57
318123 |  |  | MA - SMART Program |  |  | 2021 | Residential | Methuen | Lithium Ion |  | DELTA ELECTRONICS | 9.3 | 11.52 | 5.76 | Behind the Meter | Other- Backup power |  |  |  |  | yes | DC-Coupled | Solar | 12.2 | 9.6
318182 |  |  | MA - SMART Program |  |  | 2020 | Residential | Leominster | Lithium Ion |  | DELTA ELECTRONICS | 0 | 13.2 | 5 | Behind the Meter | Renewable Energy Integration (e.g., Ramping, Smoothing) |  |  |  |  | yes | AC-Coupled | Solar |  | 8
318194 |  |  | MA - SMART Program |  |  | 2020 | Residential | Swansea | Lithium Ion |  | ENPHASE ENERGY | 0 | 13.2 | 10 | Behind the Meter | Renewable Energy Integration (e.g., Ramping, Smoothing) |  |  |  |  | yes | AC-Coupled | Solar |  | 5.76
318214 |  |  | MA - SMART Program |  |  | 2020 | Residential | Methuen | Lithium Ion |  | Tesla | 0 | 13.5 | 10 | Behind the Meter | Renewable Energy Integration (e.g., Ramping, Smoothing) |  |  |  |  | yes | AC-Coupled | Solar |  | 6.38
318327 |  |  | Other |  |  | 2020 | Residential | New Braintree | Lithium Ion |  | Tesla | 13.5 | 10 | 5 | Behind the Meter | Peak Shaving/ Load Leveling |  |  |  |  | yes | AC-Coupled | Solar |  | 5
318365 |  |  | MA - SMART Program |  |  | 2020 | Residential | Westborough | Lithium Ion |  | Tesla | 0 | 13.5 | 10 | Behind the Meter | Renewable Energy Integration (e.g., Ramping, Smoothing) |  |  |  |  | yes | AC-Coupled | Solar |  | 10
318384 |  |  | MA - SMART Program |  |  | 2020 | Residential | North Andover | Lithium Ion |  | Tesla | 0 | 13.5 | 10 | Behind the Meter | Renewable Energy Integration (e.g., Ramping, Smoothing) |  |  |  |  | yes | AC-Coupled | Solar |  | 10
318444 |  |  | MA - SMART Program |  |  | 2020 | Residential | Melrose | Lithium Ion |  | SolarEdge Tecnologies HD | 13.5 | 10 | 5 | Behind the Meter | Renewable Energy Integration (e.g., Ramping, Smoothing) |  |  |  |  | yes | AC-Coupled | Solar |  | 5
318700 |  |  | MA - SMART Program |  |  | 2021 | Residential | Holbrook | Lithium Ion |  | DELTA ELECTRONICS | 9.3 | 0 | 6 | Behind the Meter | Customer Bill Savings (e.g., Demand Charge Management, TOU Arbitrage) |  |  |  |  | yes | DC-Coupled | Solar |  | 6
318753 |  |  | MA - SMART Program |  |  | 2020 | Residential | BROCKTON | Lithium Ion |  | StorEdge Technologies | 9.3 | 0 | 7.6 | Behind the Meter | Customer Bill Savings (e.g., Demand Charge Management, TOU Arbitrage) |  |  |  |  | yes | DC-Coupled | Solar |  | 7.6
318979 |  |  | MA - SMART Program |  |  | 2020 | Residential | NORTH CHELMSFORD | Lithium Ion |  | SolarEdge Technologies | 13.5 | 10 | 5 | Behind the Meter | Renewable Energy Integration (e.g., Ramping, Smoothing) |  |  |  |  | yes | AC-Coupled | Solar |  | 3.8
319029 |  |  | MA - SMART Program |  |  | 2020 | Residential | LOWELL | Lithium Ion |  | StorEdge | 9.3 | 0 | 7.6 | Behind the Meter | Customer Bill Savings (e.g., Demand Charge Management, TOU Arbitrage) |  |  |  |  | yes | DC-Coupled | Solar |  | 7.6
319033 |  |  | MA - SMART Program |  |  | 2020 | Residential | Somerset | Lithium Ion |  | DELTA ELECTRONICS | 9.3 | 0 | 5.76 | Behind the Meter | Customer Bill Savings (e.g., Demand Charge Management, TOU Arbitrage) |  |  |  |  | yes | DC-Coupled | Solar |  | 5.76
319250 |  |  | MA - SMART Program |  |  | 2020 | Residential | NORTHBOROUGH | Lithium Ion |  | StorEdge | 9.3 | 0 | 7.6 | Behind the Meter | Customer Bill Savings (e.g., Demand Charge Management, TOU Arbitrage) |  |  |  |  | yes | DC-Coupled | Solar |  | 7.6
319332 |  |  | MA - SMART Program |  |  | 2020 | Residential | Haverhill | Lithium Ion |  | StorEdge | 9.3 | 0 | 7.6 | Behind the Meter | Customer Bill Savings (e.g., Demand Charge Management, TOU Arbitrage) |  |  |  |  | yes | DC-Coupled | Solar |  | 7.6
319343 |  |  | MA - SMART Program |  |  | 2020 | Residential | North Andover | Lithium Ion |  | Tesla | 0 | 13.5 | 20 | Behind the Meter | Renewable Energy Integration (e.g., Ramping, Smoothing) |  |  |  |  | yes | AC-Coupled | Solar |  | 15.2
319521 |  |  | MA - SMART Program |  |  | 2020 | Residential | Weymouth | Lithium Ion |  | ENPHASE ENERGY | 0 | 13.2 | 10 | Behind the Meter | Renewable Energy Integration (e.g., Ramping, Smoothing) |  |  |  |  | yes | AC-Coupled | Solar |  | 6.48
319534 |  |  | MA - SMART Program |  |  | 2020 | Residential | Hopedale | Lithium Ion |  | DELTA ELECTRONICS | 9.3 | 0 | 5.76 | Behind the Meter | Customer Bill Savings (e.g., Demand Charge Management, TOU Arbitrage) |  |  |  |  | yes | DC-Coupled | Solar |  | 9.6
319756 |  |  | MA - SMART Program |  |  | 2021 | Residential | Haverhill | Lithium Ion |  | DELTA ELECTRONICS | 9.8 | 0 | 5.76 | Behind the Meter | Customer Bill Savings (e.g., Demand Charge Management, TOU Arbitrage) |  |  |  |  | yes | DC-Coupled | Solar |  | 9.6
319874 |  |  | MA - SMART Program |  |  | 2020 | Residential | Millbury | Lithium Ion |  | Tesla | 0 | 13.5 | 15 | Behind the Meter | Renewable Energy Integration (e.g., Ramping, Smoothing) |  |  |  |  | yes | AC-Coupled | Solar |  | 15.2
320150 |  |  | MA - SMART Program |  |  | 2020 | Residential | Easton | Lithium Ion |  | ENPHASE ENERGY | 0 | 13.2 | 10 | Behind the Meter | Renewable Energy Integration (e.g., Ramping, Smoothing) |  |  |  |  | yes | AC-Coupled | Solar |  | 8.64
320177 |  |  | MA - SMART Program |  |  | 2020 | Residential | Rockland | Lithium Ion |  | ENPHASE ENERGY | 0 | 13.2 | 10 | Behind the Meter | Renewable Energy Integration (e.g., Ramping, Smoothing) |  |  |  |  | yes | AC-Coupled | Solar |  | 4.08
320200 |  |  | MA - SMART Program |  |  | 2020 | Residential | Fall River | Lithium Ion |  | DELTA ELECTRONICS | 9.3 | 0 | 3.84 | Behind the Meter | Customer Bill Savings (e.g., Demand Charge Management, TOU Arbitrage) |  |  |  |  | yes | DC-Coupled | Solar |  | 8.64
320280 |  |  | MA - SMART Program |  |  | 2020 | Residential | Andover | Lithium Ion |  | DELTA ELECTRONICS | 0 | 13.5 | 10 | Behind the Meter | Renewable Energy Integration (e.g., Ramping, Smoothing) |  |  |  |  | yes | AC-Coupled | Solar |  | 8
320406 |  |  | MA - SMART Program |  |  | 2020 | Residential | Palmer | Lithium Ion |  | DELTA ELECTRONICS | 9.3 | 0 | 5.76 | Behind the Meter | Customer Bill Savings (e.g., Demand Charge Management, TOU Arbitrage) |  |  |  |  | yes | DC-Coupled | Solar |  | 9.6
321076 |  |  | MA - SMART Program |  |  | 2020 | Residential | Tewksbury | Lithium Ion |  | ENPHASE ENERGY | 0 | 13.5 | 10 | Behind the Meter | Renewable Energy Integration (e.g., Ramping, Smoothing) |  |  |  |  | yes | AC-Coupled | Solar |  | 6.38
321091 |  |  | MA - SMART Program |  |  | 2020 | Residential | Attleboro | Lithium Ion |  | DELTA ELECTRONICS | 9.3 | 0 | 7.68 | Behind the Meter | Customer Bill Savings (e.g., Demand Charge Management, TOU Arbitrage) |  |  |  |  | yes | DC-Coupled | Solar |  | 7.68
321094 |  |  | MA - SMART Program |  |  | 2020 | Residential | Worcester | Lithium Ion |  | DELTA ELECTRONICS | 9.3 | 0 | 5.76 | Behind the Meter | Customer Bill Savings (e.g., Demand Charge Management, TOU Arbitrage) |  |  |  |  | yes | DC-Coupled | Solar |  | 5.76
321283 |  |  | MA - SMART Program |  |  | 2020 | Residential | Marlborough | Lithium Ion |  | DELTA ELECTRONICS | 9.3 | 0 | 5.76 | Behind the Meter | Customer Bill Savings (e.g., Demand Charge Management, TOU Arbitrage) |  |  |  |  | yes | DC-Coupled | Solar |  | 5.76
321344 |  |  | MA - SMART Program |  |  | 2020 | Residential | Marlborough | Lithium Ion |  | ENPHASE ENERGY | 13.5 | 10 | 5 | Behind the Meter | Renewable Energy Integration (e.g., Ramping, Smoothing) |  |  |  |  | yes | AC-Coupled | Solar |  | 7.54
321713 |  |  | MA - SMART Program |  |  | 2020 | Residential | Westford | Lithium Ion |  | DELTA ELECTRONICS | 0 | 13.5 | 15 | Behind the Meter | Renewable Energy Integration (e.g., Ramping, Smoothing) |  |  |  |  | yes | AC-Coupled | Solar |  | 16
321711 |  |  | MA - SMART Program |  |  | 2021 | Residential | Uxbridge | Lithium Ion |  | Generac | 17.1 | 0 | 7.6 | Behind the Meter | Customer Bill Savings (e.g., Demand Charge Management, TOU Arbitrage) |  |  |  |  | yes | DC-Coupled | Solar |  | 7.6
321762 |  |  | MA - SMART Program |  |  | 2020 | Residential | Monterey | Lithium Ion |  | ENPHASE ENERGY | 0 | 13.5 | 10 | Behind the Meter | Renewable Energy Integration (e.g., Ramping, Smoothing) |  |  |  |  | yes | AC-Coupled | Solar |  | 7.83
321960 |  |  | MA - SMART Program |  |  | 2020 | Residential | Belchertown | Lithium Ion |  | Generac | 17.1 | 0 | 7.6 | Behind the Meter | Customer Bill Savings (e.g., Demand Charge Management, TOU Arbitrage) |  |  |  |  | yes | DC-Coupled | Solar |  | 7.6
322008 |  |  | MA - SMART Program |  |  | 2020 | Residential | Abington | Lithium Ion |  | ENPHASE ENERGY | 0 | 13.5 | 10 | Behind the Meter | Renewable Energy Integration (e.g., Ramping, Smoothing) |  |  |  |  | yes | AC-Coupled | Solar |  | 9.84
322022 |  |  | MA - SMART Program |  |  | 2020 | Residential | Wrentham | Lithium Ion |  | DELTA ELECTRONICS | 13.5 | 10 | 5 | Behind the Meter | Renewable Energy Integration (e.g., Ramping, Smoothing) |  |  |  |  | yes | AC-Coupled | Solar |  | 7.68
322044 |  |  | MA - SMART Program |  |  | 2020 | Residential | WEST STOCKBRIDGE | Lithium Ion |  | ENPHASE ENERGY | 0 | 13.5 | 10 | Behind the Meter | Renewable Energy Integration (e.g., Ramping, Smoothing) |  |  |  |  | yes | AC-Coupled | Solar |  | 9.86
322067 |  |  | MA - SMART Program |  |  | 2020 | Residential | Hanover | Lithium Ion |  | DELTA ELECTRONICS | 0 | 13.5 | 10 | Behind the Meter | Renewable Energy Integration (e.g., Ramping, Smoothing) |  |  |  |  | yes | AC-Coupled | Solar |  | 15.36
322312 |  |  | MA - SMART Program |  |  | 2020 | Residential | Stoughton | Lithium Ion |  | SolarEdge | 0 | 13.5 | 10 | Behind the Meter | Renewable Energy Integration (e.g., Ramping, Smoothing) |  |  |  |  | yes | AC-Coupled | Solar |  | 7.6
322385 |  |  | MA - SMART Program |  |  | 2020 | Residential | Randolph | Lithium Ion |  | ENPHASE ENERGY | 13.5 | 10 | 5 | Behind the Meter | Renewable Energy Integration (e.g., Ramping, Smoothing) |  |  |  |  | yes | AC-Coupled | Solar |  | 3.36
322591 |  |  | MA - SMART Program |  |  | 2020 | Residential | Pembroke | Lithium Ion |  | LG CHEM | 9.8 | 7.6 | 7.6 | Behind the Meter | Reliability and Resiliency |  |  |  |  | yes | DC-Coupled | Solar | 9.75 | 7.6
322917 |  |  | MA - SMART Program |  |  | 2020 | Residential | FRANKLIN | Lithium Ion |  | SolarEdge Technologies Ltd | 0 | 13.5 | 15 | Behind the Meter | Renewable Energy Integration (e.g., Ramping, Smoothing) |  |  |  |  | yes | AC-Coupled | Solar |  | 10
323343 |  |  | MA - SMART Program |  |  | 2020 | Residential | Dracut | Lithium Ion |  | StorEdge | 9.3 | 0 | 3.8 | Behind the Meter | Customer Bill Savings (e.g., Demand Charge Management, TOU Arbitrage) |  |  |  |  | yes | DC-Coupled | Solar |  | 3.8
323350 |  |  | MA - SMART Program |  |  | 2020 | Residential | Rockport | Lithium Ion |  | Generac | 14.3 | 0 | 7.6 | Behind the Meter | Customer Bill Savings (e.g., Demand Charge Management, TOU Arbitrage) |  |  |  |  | yes | DC-Coupled | Solar |  | 7.6
323559 |  |  | MA - SMART Program |  |  | 2020 | Residential | Gloucester | Lithium Ion |  | ENPHASE ENERGY | 13.5 | 10 | 5 | Behind the Meter | Renewable Energy Integration (e.g., Ramping, Smoothing) |  |  |  |  | yes | AC-Coupled | Solar |  | 9.86
323572 |  |  | MA - SMART Program |  |  | 2021 | Residential | Worcester | Lithium Ion |  | ENPHASE ENERGY | 0 | 13.5 | 10 | Behind the Meter | Renewable Energy Integration (e.g., Ramping, Smoothing) |  |  |  |  | yes | AC-Coupled | Solar |  | 7.92
323598 |  |  | MA - SMART Program |  |  | 2020 | Residential | Rockland | Lithium Ion |  | ENPHASE ENERGY | 0 | 13.2 | 5 | Behind the Meter | Renewable Energy Integration (e.g., Ramping, Smoothing) |  |  |  |  | yes | AC-Coupled | Solar |  | 4.64
323821 |  |  | MA - SMART Program |  |  | 2020 | Residential | West Bridgewater | Lithium Ion |  | DELTA ELECTRONICS | 0 | 13.2 | 5 | Behind the Meter | Renewable Energy Integration (e.g., Ramping, Smoothing) |  |  |  |  | yes | AC-Coupled | Solar |  | 5.76
323927 |  |  | MA - SMART Program |  |  | 2020 | Residential | Granby | Lithium Ion |  | Generac | 17.1 | 0 | 7.6 | Behind the Meter | Customer Bill Savings (e.g., Demand Charge Management, TOU Arbitrage) |  |  |  |  | yes | DC-Coupled | Solar |  | 7.6
323965 |  |  | MA - SMART Program |  |  | 2020 | Residential | Blackstone | Lithium Ion |  | StorEdge | 9.3 | 0 | 7.6 | Behind the Meter | Customer Bill Savings (e.g., Demand Charge Management, TOU Arbitrage) |  |  |  |  | yes | DC-Coupled | Solar |  | 7.6
324037 |  |  | MA - SMART Program |  |  | 2020 | Residential | Franklin | Lithium Ion |  | ENPHASE ENERGY | 13.5 | 10 | 5 | Behind the Meter | Renewable Energy Integration (e.g., Ramping, Smoothing) |  |  |  |  | yes | AC-Coupled | Solar |  | 4.56
324074 |  |  | MA - SMART Program |  |  | 2020 | Residential | Somerset | Lithium Ion |  | DELTA ELECTRONICS | 9.3 | 0 | 5.76 | Behind the Meter | Customer Bill Savings (e.g., Demand Charge Management, TOU Arbitrage) |  |  |  |  | yes | DC-Coupled | Solar |  | 9.6
324091 |  |  | MA - SMART Program |  |  | 2021 | Residential | Holbrook | Lithium Ion |  | DELTA ELECTRONICS | 9.3 | 0 | 5.76 | Behind the Meter | Customer Bill Savings (e.g., Demand Charge Management, TOU Arbitrage) |  |  |  |  | yes | DC-Coupled | Solar |  | 9.6
324108 |  |  | MA - SMART Program |  |  | 2021 | Residential | Lowell | Lithium Ion |  | SolarEdge Technologies Ltd | 0 | 13.5 | 15 | Behind the Meter | Renewable Energy Integration (e.g., Ramping, Smoothing) |  |  |  |  | yes | AC-Coupled | Solar |  | 10
324115 |  |  | MA - SMART Program |  |  | 2020 | Residential | Boxford | Lithium Ion |  | SolarEdge Technologies | 0 | 5 | 10 | Behind the Meter | Renewable Energy Integration (e.g., Ramping, Smoothing) |  |  |  |  | yes | AC-Coupled | Solar |  | 3.8
324116 |  |  | MA - SMART Program |  |  | 2021 | Residential | Belchertown | Lithium Ion |  | DELTA ELECTRONICS | 13.5 | 10 | 5 | Behind the Meter | Renewable Energy Integration (e.g., Ramping, Smoothing) |  |  |  |  | yes | AC-Coupled | Solar |  | 7.68
324132 |  |  | MA - SMART Program |  |  | 2020 | Residential | Hudson | Lithium Ion |  | ENPHASE ENERGY | 0 | 13.2 | 5 | Behind the Meter | Renewable Energy Integration (e.g., Ramping, Smoothing) |  |  |  |  | yes | AC-Coupled | Solar |  | 7.2
324358 |  |  | MA - SMART Program |  |  | 2020 | Residential | New Marlborough | Lithium Ion |  | Generac | 18 | 0 | 7.6 | Behind the Meter | Customer Bill Savings (e.g., Demand Charge Management, TOU Arbitrage) |  |  |  |  | yes | DC-Coupled | Solar |  | 7.6
324361 |  |  | MA - SMART Program |  |  | 2021 | Residential | Southbridge | Lithium Ion |  | Tesla | 27 | 20 | 10 | Behind the Meter | Renewable Energy Integration (e.g., Ramping, Smoothing) | Customer Bill Savings (e.g., Demand Charge Management, TOU Arbitrage) |  |  |  | yes | AC-Coupled | Solar | 10 | 7.6
324425 |  |  | MA - SMART Program |  |  | 2020 | Residential | METHUEN | Lithium Ion |  | StorEdge | 9.3 | 0 | 7.6 | Behind the Meter | Customer Bill Savings (e.g., Demand Charge Management, TOU Arbitrage) |  |  |  |  | yes | DC-Coupled | Solar |  | 7.6
324708 |  |  | MA - SMART Program |  |  | 2020 | Residential | Billerica | Lithium Ion |  | SolarEdge Technologies HD | 13.5 | 10 | 5 | Behind the Meter | Renewable Energy Integration (e.g., Ramping, Smoothing) |  |  |  |  | yes | AC-Coupled | Solar |  | 7.6
324729 |  |  | MA - SMART Program |  |  | 2020 | Residential | Franklin | Lithium Ion |  | Tesla | 0 | 13.5 | 20 | Behind the Meter | Renewable Energy Integration (e.g., Ramping, Smoothing) |  |  |  |  | yes | AC-Coupled | Solar |  | 15.36
324809 |  |  | MA - SMART Program |  |  | 2021 | Residential | Beverly | Lithium Ion |  | Tesla | 0 | 13.5 | 10 | Behind the Meter | Renewable Energy Integration (e.g., Ramping, Smoothing) |  |  |  |  | yes | AC-Coupled | Solar |  | 8.64
325047 |  |  | MA - SMART Program |  |  | 2020 | Residential | Pembroke | Lithium Ion |  | StorEdge | 9.3 | 0 | 7.6 | Behind the Meter | Customer Bill Savings (e.g., Demand Charge Management, TOU Arbitrage) |  |  |  |  | yes | DC-Coupled | Solar |  | 7.6
325084 |  |  | MA - SMART Program |  |  | 2021 | Residential | Swansea | Lithium Ion |  | DELTA ELECTRONICS | 9.3 | 0 | 5.76 | Behind the Meter | Customer Bill Savings (e.g., Demand Charge Management, TOU Arbitrage) |  |  |  |  | yes | DC-Coupled | Solar |  | 5.76
325098 |  |  | MA - SMART Program |  |  | 2020 | Residential | Abington | Lithium Ion |  | SolarEdge Technologies HD | 0 | 10 | 4.8 | Behind the Meter | Renewable Energy Integration (e.g., Ramping, Smoothing) |  |  |  |  | yes | AC-Coupled | Solar |  | 6
325186 |  |  | MA - SMART Program |  |  | 2020 | Residential | HOLLAND | Lithium Ion |  | StorEdge | 9.3 | 0 | 7.6 | Behind the Meter | Customer Bill Savings (e.g., Demand Charge Management, TOU Arbitrage) |  |  |  |  | yes | DC-Coupled | Solar |  | 7.6
325183 |  |  | MA - SMART Program |  |  | 2020 | Residential | Monson | Lithium Ion |  | Tesla | 0 | 13.5 | 10 | Behind the Meter | Renewable Energy Integration (e.g., Ramping, Smoothing) |  |  |  |  | yes | AC-Coupled | Solar |  | 7.6
325210 |  |  | MA - SMART Program | Other |  | 2021 | Residential | GLOUCESTER | Lithium Ion |  | Sonnen | 0 | 20 | 8 | Behind the Meter | Renewable Energy Integration (e.g., Ramping, Smoothing) | Customer Bill Savings (e.g., Demand Charge Management, TOU Arbitrage) |  |  |  | yes | AC-Coupled | Solar | 10.08 | 10
325234 |  |  | MA - SMART Program |  |  | 2021 | Residential | Attleboro | Lithium Ion |  | DELTA ELECTRONICS | 9.3 | 0 | 5.76 | Behind the Meter | Customer Bill Savings (e.g., Demand Charge Management, TOU Arbitrage) |  |  |  |  | yes | DC-Coupled | Solar |  | 5.76
325260 |  |  | MA - SMART Program | Other |  | 2020 | Residential | Northampton | Lithium Ion |  | Solaredge | 9.3 | 0 | 6 | Behind the Meter | Customer Bill Savings (e.g., Demand Charge Management, TOU Arbitrage) | Customer Bill Savings (e.g., Demand Charge Management, TOU Arbitrage) |  |  |  | yes | DC-Coupled | Solar | 7.2 | 6
325344 |  |  | MA - SMART Program |  |  | 2020 | Residential | Dunstable | Lithium Ion |  | SunPower | 8 | 8 | 8 | Behind the Meter | Renewable Energy Integration (e.g., Ramping, Smoothing) |  |  |  |  | yes | AC-Coupled | Solar |  | 5.584
325357 |  |  | MA - SMART Program |  |  | 2021 | Residential | Foxborough | Lithium Ion |  | DELTA ELECTRONICS | 9.3 | 0 | 5.76 | Behind the Meter | Customer Bill Savings (e.g., Demand Charge Management, TOU Arbitrage) |  |  |  |  | yes | DC-Coupled | Solar |  | 9.6
325535 |  |  | MA - SMART Program |  |  | 2021 | Residential | Andover | Lithium Ion |  | DELTA ELECTRONICS | 9.3 | 0 | 5.76 | Behind the Meter | Customer Bill Savings (e.g., Demand Charge Management, TOU Arbitrage) |  |  |  |  | yes | DC-Coupled | Solar |  | 9.6
325552 |  |  | MA - SMART Program |  |  | 2021 | Residential | Randolph | Lithium Ion |  | DELTA ELECTRONICS | 13.5 | 10 | 5 | Behind the Meter | Renewable Energy Integration (e.g., Ramping, Smoothing) |  |  |  |  | yes | AC-Coupled | Solar |  | 7.68
325646 |  |  | MA - SMART Program |  |  | 2021 | Residential | Gloucester | Lithium Ion |  | DELTA ELECTRONICS | 0 | 13.5 | 10 | Behind the Meter | Renewable Energy Integration (e.g., Ramping, Smoothing) |  |  |  |  | yes | AC-Coupled | Solar |  | 10
325654 |  |  | MA - SMART Program |  |  | 2021 | Residential | Webster | Lithium Ion |  | DELTA ELECTRONICS | 0 | 13.5 | 10 | Behind the Meter | Renewable Energy Integration (e.g., Ramping, Smoothing) |  |  |  |  | yes | AC-Coupled | Solar |  | 10
325660 |  |  | MA - SMART Program |  |  | 2020 | Residential | Bridgewater | Lithium Ion |  | DELTA ELECTRONICS | 9.3 | 0 | 5.76 | Behind the Meter | Customer Bill Savings (e.g., Demand Charge Management, TOU Arbitrage) |  |  |  |  | yes | DC-Coupled | Solar |  | 9.6
325829 |  |  | MA - SMART Program |  |  | 2021 | Residential | Northbridge | Lithium Ion |  | Generac | 18 | 0 | 7.6 | Behind the Meter | Customer Bill Savings (e.g., Demand Charge Management, TOU Arbitrage) |  |  |  |  | yes | DC-Coupled | Solar |  | 7.6
325833 |  |  | Other |  |  | 2020 | Residential | Andover | Lithium Ion |  | Tesla | 13.5 | 10 | 5 | Behind the Meter | Peak Shaving/ Load Leveling |  |  |  |  | yes | AC-Coupled | Solar |  | 5
325927 |  |  | MA - SMART Program |  |  | 2021 | Residential | Worcester | Lithium Ion |  | DELTA ELECTRONICS | 9.3 | 0 | 7.68 | Behind the Meter | Customer Bill Savings (e.g., Demand Charge Management, TOU Arbitrage) |  |  |  |  | yes | DC-Coupled | Solar |  | 7.68
325948 |  |  | MA - SMART Program |  |  | 2020 | Residential | LOWELL | Lithium Ion |  | StorEdge | 9.3 | 0 | 7.6 | Behind the Meter | Customer Bill Savings (e.g., Demand Charge Management, TOU Arbitrage) |  |  |  |  | yes | DC-Coupled | Solar |  | 7.6
326023 |  |  | MA - SMART Program |  |  | 2021 | Residential | Haverhill | Lithium Ion |  | DELTA ELECTRONICS | 9.3 | 0 | 5.76 | Behind the Meter | Customer Bill Savings (e.g., Demand Charge Management, TOU Arbitrage) |  |  |  |  | yes | DC-Coupled | Solar |  | 9.6
326024 |  |  | MA - SMART Program |  |  | 2020 | Residential | Adams | Lithium Ion |  | LG CHEM | 9.8 | 10 | 5 | Behind the Meter | Other- Backup power |  |  |  |  | yes | DC-Coupled | Solar | 12.21 | 9.6
326025 |  |  | MA - SMART Program |  |  | 2020 | Residential | Worcester | Lithium Ion |  | DELTA ELECTRONICS | 9.3 | 0 | 5.76 | Behind the Meter | Customer Bill Savings (e.g., Demand Charge Management, TOU Arbitrage) |  |  |  |  | yes | DC-Coupled | Solar |  | 9.6
326026 |  |  | MA - SMART Program |  |  | 2020 | Residential | Ayer | Lithium Ion |  | DELTA ELECTRONICS | 9.3 | 0 | 5.76 | Behind the Meter | Customer Bill Savings (e.g., Demand Charge Management, TOU Arbitrage) |  |  |  |  | yes | DC-Coupled | Solar |  | 9.6
326200 |  |  | MA - SMART Program |  |  | 2020 | Residential | Leominster | Lithium Ion |  | Tesla | 0 | 13.5 | 10 | Behind the Meter | Renewable Energy Integration (e.g., Ramping, Smoothing) |  |  |  |  | yes | AC-Coupled | Solar |  | 11.4
326283 |  |  | MA - SMART Program |  |  | 2020 | Residential | Andover | Lithium Ion |  | Tesla | 0 | 13.5 | 10 | Behind the Meter | Renewable Energy Integration (e.g., Ramping, Smoothing) |  |  |  |  | yes | AC-Coupled | Solar |  | 11.4
326457 |  |  | MA - SMART Program |  |  | 2020 | Residential | Beverly | Lithium Ion |  | ENPHASE ENERGY | 0 | 13.5 | 10 | Behind the Meter | Renewable Energy Integration (e.g., Ramping, Smoothing) |  |  |  |  | yes | AC-Coupled | Solar |  | 9.86
326489 |  |  | Other |  |  | 2020 | Residential | Sutton | Lithium Ion |  | Tesla | 13.5 | 10 | 5 | Standalone | Peak Shaving/ Load Leveling | Customer Bill Savings (e.g., Demand Charge Management, TOU Arbitrage) |  |  |  | yes | AC-Coupled | Solar |  | 6.24
326510 |  |  | MA - SMART Program |  |  | 2021 | Residential | Andover | Lithium Ion |  | SolarEdge | 0 | 13.5 | 15 | Behind the Meter | Renewable Energy Integration (e.g., Ramping, Smoothing) |  |  |  |  | yes | AC-Coupled | Solar |  | 10
326540 |  |  | MA - SMART Program |  |  | 2021 | Residential | Stockbridge | Lithium Ion |  | Generac | 18 | 0 | 7.6 | Behind the Meter | Customer Bill Savings (e.g., Demand Charge Management, TOU Arbitrage) |  |  |  |  | yes | DC-Coupled | Solar |  | 7.6
326571 |  |  | MA - SMART Program |  |  | 2020 | Residential | Harvard | Lithium Ion |  | Generac | 11.4 | 0 | 7.6 | Behind the Meter | Customer Bill Savings (e.g., Demand Charge Management, TOU Arbitrage) |  |  |  |  | yes | DC-Coupled | Solar |  | 7.6
326590 |  |  | MA - SMART Program |  |  | 2020 | Residential | Northborough | Lithium Ion |  | Tesla | 0 | 13.5 | 10 | Behind the Meter | Renewable Energy Integration (e.g., Ramping, Smoothing) |  |  |  |  | yes | AC-Coupled | Solar |  | 11.4
326607 |  |  | MA - SMART Program |  |  | 2020 | Residential | Ayer | Lithium Ion |  | DELTA ELECTRONICS | 0 | 13.5 | 15 | Behind the Meter | Renewable Energy Integration (e.g., Ramping, Smoothing) |  |  |  |  | yes | AC-Coupled | Solar |  | 8
326660 |  |  | MA - SMART Program |  |  | 2020 | Residential | Orange | Lithium Ion |  | SolarEdge Technologies HD | 9.3 | 0 | 7.6 | Behind the Meter | Customer Bill Savings (e.g., Demand Charge Management, TOU Arbitrage) |  |  |  |  | yes | DC-Coupled | Solar |  | 7.6
326730 |  |  | MA - SMART Program |  |  | 2020 | Residential | Upton | Lithium Ion |  | SolarEdge Technologies HD | 9.3 | 0 | 7.6 | Behind the Meter | Customer Bill Savings (e.g., Demand Charge Management, TOU Arbitrage) |  |  |  |  | yes | DC-Coupled | Solar |  | 7.6
326749 |  |  | MA - SMART Program |  |  | 2020 | Residential | Andover | Lithium Ion |  | SolarEdge | 0 | 13.5 | 10 | Behind the Meter | Renewable Energy Integration (e.g., Ramping, Smoothing) |  |  |  |  | yes | AC-Coupled | Solar |  | 10
326856 |  |  | MA - SMART Program |  |  | 2021 | Residential | Westborough | Lithium Ion |  | ENPHASE ENERGY | 0 | 13.2 | 10 | Behind the Meter | Renewable Energy Integration (e.g., Ramping, Smoothing) |  |  |  |  | yes | AC-Coupled | Solar |  | 8.4
326878 |  |  | MA - SMART Program |  |  | 2020 | Residential | South Chelmsford | Lithium Ion |  | Generac | 17.1 | 0 | 7.6 | Behind the Meter | Customer Bill Savings (e.g., Demand Charge Management, TOU Arbitrage) |  |  |  |  | yes | DC-Coupled | Solar |  | 7.6
326885 |  |  | MA - SMART Program |  |  | 2020 | Residential | Westford | Lithium Ion |  | SolarEdge Technologies | 0 | 13.5 | 10 | Behind the Meter | Renewable Energy Integration (e.g., Ramping, Smoothing) |  |  |  |  | yes | AC-Coupled | Solar |  | 10
326948 |  |  | MA - SMART Program |  |  | 2020 | Residential | Westford | Lithium Ion |  | SolarEdge Technologies | 13.5 | 10 | 5 | Behind the Meter | Renewable Energy Integration (e.g., Ramping, Smoothing) |  |  |  |  | yes | AC-Coupled | Solar |  | 7.6
326951 |  |  | MA - SMART Program |  |  | 2020 | Residential | Hanson | Lithium Ion |  | DELTA ELECTRONICS | 13.5 | 10 | 5 | Behind the Meter | Renewable Energy Integration (e.g., Ramping, Smoothing) |  |  |  |  | yes | AC-Coupled | Solar |  | 7.68
326952 |  |  | MA - SMART Program |  |  | 2021 | Residential | East Bridgewater | Lithium Ion |  | ENPHASE ENERGY | 0 | 13.5 | 10 | Behind the Meter | Renewable Energy Integration (e.g., Ramping, Smoothing) |  |  |  |  | yes | AC-Coupled | Solar |  | 9.36
326990 |  |  | Other |  |  | 2021 | Residential | Belchertown | Lithium Ion |  | Sonnen | 0 | 15 | 7 | Behind the Meter | Peak Shaving/ Load Leveling |  |  |  |  | yes | AC-Coupled | Solar |  | 17
327000 |  |  | MA - SMART Program |  |  | 2020 | Residential | Northampton | Lithium Ion |  | StorEdge | 9.3 | 0 | 7.6 | Behind the Meter | Customer Bill Savings (e.g., Demand Charge Management, TOU Arbitrage) |  |  |  |  | yes | DC-Coupled | Solar |  | 7.6
327183 |  |  | MA - SMART Program |  |  | 2020 | Residential | Boxford | Lithium Ion |  | SolarEdge Technologies Ltd | 0 | 13.2 | 5 | Behind the Meter | Renewable Energy Integration (e.g., Ramping, Smoothing) |  |  |  |  | yes | AC-Coupled | Solar |  | 10
327466 |  |  | MA - SMART Program |  |  | 2021 | Residential | Hardwick | Lithium Ion |  | ENPHASE ENERGY | 0 | 13.5 | 10 | Behind the Meter | Renewable Energy Integration (e.g., Ramping, Smoothing) |  |  |  |  | yes | AC-Coupled | Solar |  | 6.24
327502 |  |  | MA - SMART Program |  |  | 2021 | Residential | Whitinsville | Lithium Ion |  | DELTA ELECTRONICS | 0 | 13.2 | 5 | Behind the Meter | Renewable Energy Integration (e.g., Ramping, Smoothing) |  |  |  |  | yes | AC-Coupled | Solar |  | 7.68
327507 |  |  | MA - SMART Program |  |  | 2020 | Residential | Southbridge | Lithium Ion |  | DELTA ELECTRONICS | 9.3 | 0 | 7.68 | Behind the Meter | Customer Bill Savings (e.g., Demand Charge Management, TOU Arbitrage) |  |  |  |  | yes | DC-Coupled | Solar |  | 7.68
327512 |  |  | MA - SMART Program |  |  | 2021 | Residential | Weymouth | Lithium Ion |  | DELTA ELECTRONICS | 9.3 | 0 | 7.68 | Behind the Meter | Customer Bill Savings (e.g., Demand Charge Management, TOU Arbitrage) |  |  |  |  | yes | DC-Coupled | Solar |  | 7.68
327515 |  |  | MA - SMART Program |  |  | 2021 | Residential | Stoughton | Lithium Ion |  | DELTA ELECTRONICS | 0 | 13.5 | 10 | Behind the Meter | Renewable Energy Integration (e.g., Ramping, Smoothing) |  |  |  |  | yes | AC-Coupled | Solar |  | 7.68
327772 |  |  | MA - SMART Program |  |  | 2020 | Residential | Fall River | Lithium Ion |  | DELTA ELECTRONICS | 9.3 | 0 | 5.76 | Behind the Meter | Customer Bill Savings (e.g., Demand Charge Management, TOU Arbitrage) |  |  |  |  | yes | DC-Coupled | Solar |  | 5.76
327796 |  |  | MA - SMART Program |  |  | 2021 | Residential | Leominster | Lithium Ion |  | DELTA ELECTRONICS | 9.3 | 0 | 3.84 | Behind the Meter | Customer Bill Savings (e.g., Demand Charge Management, TOU Arbitrage) |  |  |  |  | yes | DC-Coupled | Solar |  | 3.84
327860 |  |  | MA - SMART Program |  |  | 2021 | Residential | Worcester | Lithium Ion |  | DELTA ELECTRONICS | 9.3 | 0 | 5.76 | Behind the Meter | Customer Bill Savings (e.g., Demand Charge Management, TOU Arbitrage) |  |  |  |  | yes | DC-Coupled | Solar |  | 9.6
327873 |  |  | MA - SMART Program |  |  | 2021 | Residential | GT Barrington | Lithium Ion |  | SolarEdge | 0 | 13.5 | 10 | Behind the Meter | Renewable Energy Integration (e.g., Ramping, Smoothing) |  |  |  |  | yes | AC-Coupled | Solar |  | 7.6
327874 |  |  | MA - SMART Program |  |  | 2021 | Residential | Melrose | Lithium Ion |  | SolarEdge Technologies | 0 | 13.5 | 10 | Behind the Meter | Renewable Energy Integration (e.g., Ramping, Smoothing) |  |  |  |  | yes | AC-Coupled | Solar |  | 7.6
327991 |  |  | MA - SMART Program |  |  | 2021 | Residential | North Andover | Lithium Ion |  | SolarEdge | 0 | 13.5 | 10 | Behind the Meter | Renewable Energy Integration (e.g., Ramping, Smoothing) |  |  |  |  | yes | AC-Coupled | Solar |  | 7.6
328096 |  |  | MA - SMART Program |  |  | 2021 | Residential | Wrentham | Lithium Ion |  | Tesla | 0 | 13.5 | 10 | Behind the Meter | Renewable Energy Integration (e.g., Ramping, Smoothing) |  |  |  |  | yes | AC-Coupled | Solar |  | 7.6
328109 |  |  | MA - SMART Program |  |  | 2020 | Residential | Fiskdale | Lithium Ion |  | SolarEdge Technologies HD | 9.3 | 0 | 7.6 | Behind the Meter | Customer Bill Savings (e.g., Demand Charge Management, TOU Arbitrage) |  |  |  |  | yes | DC-Coupled | Solar |  | 7.6
328231 |  |  | MA - SMART Program |  |  | 2020 | Residential | Gardner | Lithium Ion |  | DELTA ELECTRONICS | 9.3 | 0 | 5.76 | Behind the Meter | Customer Bill Savings (e.g., Demand Charge Management, TOU Arbitrage) |  |  |  |  | yes | DC-Coupled | Solar |  | 5.76
328441 |  |  | MA - SMART Program |  |  | 2021 | Residential | Duncan | Lithium Ion |  | SolarEdge | 0 | 13.5 | 10 | Behind the Meter | Renewable Energy Integration (e.g., Ramping, Smoothing) |  |  |  |  | yes | AC-Coupled | Solar |  | 10
328518 |  |  | MA - SMART Program |  |  | 2020 | Residential | Rockport | Lithium Ion |  | SolarEdge Technologies HD | 0 | 13.5 | 10 | Behind the Meter | Renewable Energy Integration (e.g., Ramping, Smoothing) |  |  |  |  | yes | AC-Coupled | Solar |  | 3.8
328673 |  |  | Other |  |  | 2021 | Residential | Ware | Lithium Ion |  | Tesla | 13.5 | 10 | 5 | Behind the Meter | Peak Shaving/ Load Leveling |  |  |  |  | yes | AC-Coupled | Solar |  | 12.49
328762 |  |  | MA - SMART Program |  |  | 2020 | Residential | WILBRAHAM | Lithium Ion |  | StorEdge | 9.3 | 0 | 7.6 | Behind the Meter | Customer Bill Savings (e.g., Demand Charge Management, TOU Arbitrage) |  |  |  |  | yes | DC-Coupled | Solar |  | 7.6
328772 |  |  | MA - SMART Program |  |  | 2021 | Residential | Medford | Lithium Ion |  | SolarEdge | 0 | 13.5 | 10 | Behind the Meter | Renewable Energy Integration (e.g., Ramping, Smoothing) |  |  |  |  | yes | AC-Coupled | Solar |  | 7.6
328844 |  |  | MA - SMART Program |  |  | 2020 | Residential | Northborough | Lithium Ion |  | SolarEdge Technologies | 13.5 | 10 | 5 | Behind the Meter | Renewable Energy Integration (e.g., Ramping, Smoothing) |  |  |  |  | yes | AC-Coupled | Solar |  | 7.6
328907 |  |  | MA - SMART Program |  |  | 2021 | Residential | Salem | Lithium Ion |  | ENPHASE ENERGY | 0 | 13.5 | 10 | Behind the Meter | Renewable Energy Integration (e.g., Ramping, Smoothing) |  |  |  |  | yes | AC-Coupled | Solar |  | 8.64
328954 |  |  | MA - SMART Program |  |  | 2020 | Residential | Scituate | Lithium Ion |  | DELTA ELECTRONICS | 9.3 | 0 | 5.76 | Behind the Meter | Customer Bill Savings (e.g., Demand Charge Management, TOU Arbitrage) |  |  |  |  | yes | DC-Coupled | Solar |  | 5.76
329071 |  |  | MA - SMART Program |  |  | 2021 | Residential | Berlin | Lithium Ion |  | Generac | 18 | 0 | 7.6 | Behind the Meter | Customer Bill Savings (e.g., Demand Charge Management, TOU Arbitrage) |  |  |  |  | yes | DC-Coupled | Solar |  | 7.6
329302 |  |  | MA - SMART Program |  |  | 2021 | Residential | Upton | Lithium Ion |  | DELTA ELECTRONICS | 9.3 | 0 | 5.76 | Behind the Meter | Customer Bill Savings (e.g., Demand Charge Management, TOU Arbitrage) |  |  |  |  | yes | DC-Coupled | Solar |  | 9.6
329328 |  |  | MA - SMART Program |  |  | 2021 | Residential | E Longmeadow | Lithium Ion |  | DELTA ELECTRONICS | 0 | 13.5 | 10 | Behind the Meter | Renewable Energy Integration (e.g., Ramping, Smoothing) |  |  |  |  | yes | AC-Coupled | Solar |  | 10
329440 |  |  | MA - SMART Program |  |  | 2020 | Residential | Bridgewater | Lithium Ion |  | DELTA ELECTRONICS | 9.3 | 0 | 5.76 | Behind the Meter | Customer Bill Savings (e.g., Demand Charge Management, TOU Arbitrage) |  |  |  |  | yes | DC-Coupled | Solar |  | 9.6
329493 |  |  | Other |  |  | 2021 | Residential | Ware | Lithium Ion |  | Tesla | 40.5 | 30 | 15 | Behind the Meter | Peak Shaving/ Load Leveling |  |  |  |  | yes | AC-Coupled | Solar |  | 25
329550 |  |  | MA - SMART Program |  |  | 2021 | Residential | Ayer | Lithium Ion |  | SolarEdge Technologies | 0 | 13.5 | 10 | Behind the Meter | Renewable Energy Integration (e.g., Ramping, Smoothing) |  |  |  |  | yes | AC-Coupled | Solar |  | 10
329596 |  |  | MA - SMART Program |  |  | 2020 | Residential | North Andover | Lithium Ion |  | StorEdge Technologies | 9.3 | 0 | 7.6 | Behind the Meter | Customer Bill Savings (e.g., Demand Charge Management, TOU Arbitrage) |  |  |  |  | yes | DC-Coupled | Solar |  | 7.6
329626 |  |  | MA - SMART Program |  |  | 2021 | Residential | Cohasset | Lithium Ion |  | Tesla | 0 | 13.5 | 30 | Behind the Meter | Renewable Energy Integration (e.g., Ramping, Smoothing) |  |  |  |  | yes | AC-Coupled | Solar |  | 22.8
329671 |  |  | MA - SMART Program |  |  | 2021 | Residential | Holbrook | Lithium Ion |  | DELTA ELECTRONICS | 9.3 | 0 | 5.76 | Behind the Meter | Customer Bill Savings (e.g., Demand Charge Management, TOU Arbitrage) |  |  |  |  | yes | DC-Coupled | Solar |  | 5.76
329977 |  |  | MA - SMART Program |  |  | 2021 | Residential | Weymouth | Lithium Ion |  | SolarEdge Technologies Ltd | 0 | 13.5 | 10 | Behind the Meter | Renewable Energy Integration (e.g., Ramping, Smoothing) |  |  |  |  | yes | AC-Coupled | Solar |  | 10
330035 |  |  | MA - SMART Program |  |  | 2021 | Residential | Uxbridge | Lithium Ion |  | DELTA ELECTRONICS | 9.3 | 0 | 7.68 | Behind the Meter | Customer Bill Savings (e.g., Demand Charge Management, TOU Arbitrage) |  |  |  |  | yes | DC-Coupled | Solar |  | 7.68
330169 |  |  | MA - SMART Program |  |  | 2020 | Residential | Hanover | Lithium Ion |  | Generac | 17.1 | 0 | 7.6 | Behind the Meter | Customer Bill Savings (e.g., Demand Charge Management, TOU Arbitrage) |  |  |  |  | yes | DC-Coupled | Solar |  | 7.6
330172 |  |  | MA - SMART Program |  |  | 2020 | Residential | Westminster | Lithium Ion |  | DELTA ELECTRONICS | 9.3 | 0 | 5.76 | Behind the Meter | Customer Bill Savings (e.g., Demand Charge Management, TOU Arbitrage) |  |  |  |  | yes | DC-Coupled | Solar |  | 5.76
330345 |  |  | MA - SMART Program |  |  | 2020 | Residential | Southbridge | Lithium Ion |  | LG CHEM | 9.8 | 9.3 | 5.76 | Behind the Meter | Other- Backup power |  |  |  |  | yes | DC-Coupled | Solar | 7.32 | 5.76
330348 |  |  | MA - SMART Program |  |  | 2021 | Residential | Winthrop | Lithium Ion |  | Tesla | 0 | 13.5 | 10 | Behind the Meter | Renewable Energy Integration (e.g., Ramping, Smoothing) |  |  |  |  | yes | AC-Coupled | Solar |  | 7.6
330383 |  |  | MA - SMART Program |  |  | 2020 | Residential | Fall River | Lithium Ion |  | DELTA ELECTRONICS | 9.3 | 0 | 3.84 | Behind the Meter | Customer Bill Savings (e.g., Demand Charge Management, TOU Arbitrage) |  |  |  |  | yes | DC-Coupled | Solar |  | 7.68
330512 |  |  | MA - SMART Program |  |  | 2021 | Residential | Attleboro | Lithium Ion |  | DELTA ELECTRONICS | 9.3 | 0 | 5.76 | Behind the Meter | Customer Bill Savings (e.g., Demand Charge Management, TOU Arbitrage) |  |  |  |  | yes | DC-Coupled | Solar |  | 9.6
330515 |  |  | MA - SMART Program |  |  | 2020 | Residential | Mendon | Lithium Ion |  | DELTA ELECTRONICS | 9.3 | 0 | 5.76 | Behind the Meter | Customer Bill Savings (e.g., Demand Charge Management, TOU Arbitrage) |  |  |  |  | yes | DC-Coupled | Solar |  | 9.6
330607 |  |  | MA - SMART Program |  |  | 2020 | Residential | Orange | Lithium Ion |  | DELTA ELECTRONICS | 9.3 | 0 | 5.76 | Behind the Meter | Customer Bill Savings (e.g., Demand Charge Management, TOU Arbitrage) |  |  |  |  | yes | DC-Coupled | Solar |  | 5.76
330609 |  |  | MA - SMART Program |  |  | 2020 | Residential | Belchertown | Lithium Ion |  | Generac | 18 | 0 | 7.6 | Behind the Meter | Customer Bill Savings (e.g., Demand Charge Management, TOU Arbitrage) |  |  |  |  | yes | DC-Coupled | Solar |  | 7.6
330661 |  |  | MA - SMART Program |  |  | 2020 | Residential | East Longmeadow | Lithium Ion |  | DELTA ELECTRONICS | 9.3 | 0 | 7.68 | Behind the Meter | Customer Bill Savings (e.g., Demand Charge Management, TOU Arbitrage) |  |  |  |  | yes | DC-Coupled | Solar |  | 7.68
330658 |  |  | MA - SMART Program |  |  | 2021 | Residential | E Bridgewater | Lithium Ion |  | SolarEdge | 0 | 13.5 | 15 | Behind the Meter | Renewable Energy Integration (e.g., Ramping, Smoothing) |  |  |  |  | yes | AC-Coupled | Solar |  | 10
330669 |  |  | MA - SMART Program |  |  | 2021 | Residential | Spencer | Lithium Ion |  | SolarEdge Technologies HD | 0 | 13.5 | 10 | Behind the Meter | Renewable Energy Integration (e.g., Ramping, Smoothing) |  |  |  |  | yes | AC-Coupled | Solar |  | 9.8
330733 |  |  | MA - SMART Program |  |  | 2021 | Residential | North Grafton | Lithium Ion |  | SolarEdge | 0 | 13.5 | 10 | Behind the Meter | Renewable Energy Integration (e.g., Ramping, Smoothing) |  |  |  |  | yes | AC-Coupled | Solar |  | 10
330840 |  |  | MA - SMART Program |  |  | 2021 | Residential | Upton | Lithium Ion |  | SolarEdge Technologies HD | 9.3 | 0 | 7.6 | Behind the Meter | Customer Bill Savings (e.g., Demand Charge Management, TOU Arbitrage) |  |  |  |  | yes | DC-Coupled | Solar |  | 7.6
330847 |  |  | MA - SMART Program |  |  | 2020 | Residential | Ware | Lithium Ion |  | ENPHASE ENERGY | 17.1 | 0 | 7.6 | Behind the Meter | Customer Bill Savings (e.g., Demand Charge Management, TOU Arbitrage) |  |  |  |  | yes | DC-Coupled | Solar |  | 9.92
330933 |  |  | MA - SMART Program |  |  | 2021 | Commercial | Essex | Lithium Ion |  | SolarEdge Tecnologies HD | 0 | 13.5 | 10 | Behind the Meter | Renewable Energy Integration (e.g., Ramping, Smoothing) |  |  |  |  | yes | AC-Coupled | Solar |  | 5
330957 |  |  | Other |  |  | 2021 | Residential | Belchertown | Lithium Ion |  | Tesla | 0 | 13.5 | 10 | Behind the Meter | Peak Shaving/ Load Leveling |  |  |  |  | yes | AC-Coupled | Solar |  | 17.6
331203 |  |  | MA - SMART Program |  |  | 2021 | Residential | Dighton | Lithium Ion |  | DELTA ELECTRONICS | 9.3 | 0 | 7.68 | Behind the Meter | Customer Bill Savings (e.g., Demand Charge Management, TOU Arbitrage) |  |  |  |  | yes | DC-Coupled | Solar |  | 7.68
331235 |  |  | MA - SMART Program |  |  | 2020 | Residential | Cheshire | Lithium Ion |  | DELTA ELECTRONICS | 9.3 | 0 | 5.76 | Behind the Meter | Customer Bill Savings (e.g., Demand Charge Management, TOU Arbitrage) |  |  |  |  | yes | DC-Coupled | Solar |  | 5.76
331278 |  |  | MA - SMART Program |  |  | 2021 | Residential | Spencer | Lithium Ion |  | DELTA ELECTRONICS | 9.3 | 0 | 5.76 | Behind the Meter | Customer Bill Savings (e.g., Demand Charge Management, TOU Arbitrage) |  |  |  |  | yes | DC-Coupled | Solar |  | 5.76
331280 |  |  | MA - SMART Program |  |  | 2021 | Residential | Andover | Lithium Ion |  | DELTA ELECTRONICS | 9.3 | 0 | 7.68 | Behind the Meter | Customer Bill Savings (e.g., Demand Charge Management, TOU Arbitrage) |  |  |  |  | yes | DC-Coupled | Solar |  | 7.68
331281 |  |  | MA - SMART Program |  |  | 2021 | Residential | Lowell | Lithium Ion |  | DELTA ELECTRONICS | 9.3 | 0 | 5.76 | Behind the Meter | Customer Bill Savings (e.g., Demand Charge Management, TOU Arbitrage) |  |  |  |  | yes | DC-Coupled | Solar |  | 5.76
331286 |  |  | MA - SMART Program |  |  | 2020 | Residential | West Bridgewater | Lithium Ion |  | DELTA ELECTRONICS | 9.3 | 0 | 5.76 | Behind the Meter | Customer Bill Savings (e.g., Demand Charge Management, TOU Arbitrage) |  |  |  |  | yes | DC-Coupled | Solar |  | 9.6
331287 |  |  | MA - SMART Program |  |  | 2020 | Residential | Webster | Lithium Ion |  | DELTA ELECTRONICS | 9.3 | 0 | 5.76 | Behind the Meter | Customer Bill Savings (e.g., Demand Charge Management, TOU Arbitrage) |  |  |  |  | yes | DC-Coupled | Solar |  | 5.76
331290 |  |  | MA - SMART Program |  |  | 2020 | Residential | North Andover | Lithium Ion |  | SolarEdge Technologies | 9.3 | 0 | 6 | Behind the Meter | Customer Bill Savings (e.g., Demand Charge Management, TOU Arbitrage) |  |  |  |  | yes | DC-Coupled | Solar |  | 9.8
331291 |  |  | MA - SMART Program |  |  | 2021 | Residential | Dracut | Lithium Ion |  | SolarEdge Technologies | 9.3 | 0 | 6 | Behind the Meter | Customer Bill Savings (e.g., Demand Charge Management, TOU Arbitrage) |  |  |  |  | yes | DC-Coupled | Solar |  | 9.8
331293 |  |  | MA - SMART Program |  |  | 2021 | Residential | Worcester | Lithium Ion |  | DELTA ELECTRONICS | 9.3 | 0 | 5.76 | Behind the Meter | Customer Bill Savings (e.g., Demand Charge Management, TOU Arbitrage) |  |  |  |  | yes | DC-Coupled | Solar |  | 5.76
331294 |  |  | Other |  |  | 2021 | Residential | Andover | Lithium Ion |  | Tesla | 0 | 10 | 5 | Standalone | Peak Shaving/ Load Leveling | Customer Bill Savings (e.g., Demand Charge Management, TOU Arbitrage) |  |  |  | yes | AC-Coupled | Solar |  | 5
331297 |  |  | MA - SMART Program |  |  | 2021 | Residential | Auburn | Lithium Ion |  | DELTA ELECTRONICS | 9.3 | 0 | 5.76 | Behind the Meter | Customer Bill Savings (e.g., Demand Charge Management, TOU Arbitrage) |  |  |  |  | yes | DC-Coupled | Solar |  | 5.76
331465 |  |  | MA - SMART Program |  |  | 2020 | Residential | LAWRENCE | Lithium Ion |  | StorEdge | 9.3 | 0 | 7.6 | Behind the Meter | Customer Bill Savings (e.g., Demand Charge Management, TOU Arbitrage) |  |  |  |  | yes | DC-Coupled | Solar |  | 7.6
331582 |  |  | MA - SMART Program |  |  | 2021 | Residential | Worcester | Lithium Ion |  | SolarEdge Technologies | 9.3 | 0 | 6 | Behind the Meter | Customer Bill Savings (e.g., Demand Charge Management, TOU Arbitrage) |  |  |  |  | yes | DC-Coupled | Solar |  | 9.8
331583 |  |  | MA - SMART Program |  |  | 2020 | Residential | SEEKONK | Lithium Ion |  | StorEdge Technologies | 9.3 | 0 | 7.6 | Behind the Meter | Customer Bill Savings (e.g., Demand Charge Management, TOU Arbitrage) |  |  |  |  | yes | DC-Coupled | Solar |  | 7.6
331590 |  |  | MA - SMART Program |  |  | 2021 | Residential | Lawrence | Lithium Ion |  | LG CHEM | 9.8 | 10 | 5 | Behind the Meter | Other- Backup power |  |  |  |  | yes | DC-Coupled | Solar | 12.05 | 9.6
331594 |  |  | MA - SMART Program |  |  | 2021 | Residential | Grafton | Lithium Ion |  | DELTA ELECTRONICS | 9.3 | 0 | 5.76 | Behind the Meter | Customer Bill Savings (e.g., Demand Charge Management, TOU Arbitrage) |  |  |  |  | yes | DC-Coupled | Solar |  | 9.6
331597 |  |  | MA - SMART Program |  |  | 2021 | Residential | Grafton | Lithium Ion |  | DELTA ELECTRONICS | 9.3 | 0 | 5.76 | Behind the Meter | Customer Bill Savings (e.g., Demand Charge Management, TOU Arbitrage) |  |  |  |  | yes | DC-Coupled | Solar |  | 9.6
331603 |  |  | MA - SMART Program |  |  | 2021 | Residential | Wilbraham | Lithium Ion |  | ENPHASE ENERGY | 0 | 13.5 | 10 | Behind the Meter | Renewable Energy Integration (e.g., Ramping, Smoothing) |  |  |  |  | yes | AC-Coupled | Solar |  | 8.88
331642 |  |  | MA - SMART Program |  |  | 2021 | Residential | Medford | Lithium Ion |  | DELTA ELECTRONICS | 0 | 13.5 | 15 | Behind the Meter | Renewable Energy Integration (e.g., Ramping, Smoothing) |  |  |  |  | yes | AC-Coupled | Solar |  | 10
331730 |  |  | MA - SMART Program |  |  | 2021 | Residential | Haverhill | Lithium Ion |  | SolarEdge Technologies | 9.3 | 0 | 6 | Behind the Meter | Customer Bill Savings (e.g., Demand Charge Management, TOU Arbitrage) |  |  |  |  | yes | DC-Coupled | Solar |  | 6
331769 |  |  | MA - SMART Program |  |  | 2021 | Residential | Seekonk | Lithium Ion |  | ENPHASE ENERGY | 0 | 13.5 | 10 | Behind the Meter | Renewable Energy Integration (e.g., Ramping, Smoothing) |  |  |  |  | yes | AC-Coupled | Solar |  | 9.36
331815 |  |  | MA - SMART Program |  |  | 2020 | Residential | METHUEN | Lithium Ion |  | StorEdge | 9.3 | 0 | 7.6 | Behind the Meter | Customer Bill Savings (e.g., Demand Charge Management, TOU Arbitrage) |  |  |  |  | yes | DC-Coupled | Solar |  | 7.6
331978 |  |  | MA - SMART Program |  |  | 2021 | Residential | Medford | Lithium Ion |  | SolarEdge | 0 | 13.5 | 10 | Behind the Meter | Renewable Energy Integration (e.g., Ramping, Smoothing) |  |  |  |  | yes | AC-Coupled | Solar |  | 7.6
332227 |  |  | MA - SMART Program |  |  | 2021 | Residential | East Bridgewater | Lithium Ion |  | Generac | 14.3 | 0 | 7.6 | Behind the Meter | Customer Bill Savings (e.g., Demand Charge Management, TOU Arbitrage) |  |  |  |  | yes | DC-Coupled | Solar |  | 7.6
332619 |  |  | MA - SMART Program |  |  | 2020 | Residential | Nahant | Lithium Ion |  | SolarEdge Technologies HD | 13.5 | 10 | 5 | Behind the Meter | Renewable Energy Integration (e.g., Ramping, Smoothing) |  |  |  |  | yes | AC-Coupled | Solar |  | 7.6
332968 |  |  | Other |  |  | 2021 | Residential | Westford | Lithium Ion |  | Tesla | 0 | 13.5 | 10 | Behind the Meter | Peak Shaving/ Load Leveling |  |  |  |  | yes | AC-Coupled | Solar |  | 20
333107 |  |  | MA - SMART Program |  |  | 2020 | Residential | Marlborough | Lithium Ion |  | SolarEdge Technologies | 9.3 | 0 | 7.6 | Behind the Meter | Customer Bill Savings (e.g., Demand Charge Management, TOU Arbitrage) |  |  |  |  | yes | DC-Coupled | Solar |  | 7.6
333111 |  |  | MA - SMART Program |  |  | 2021 | Residential | Marlborough | Lithium Ion |  | DELTA ELECTRONICS | 9.3 | 0 | 5.76 | Behind the Meter | Customer Bill Savings (e.g., Demand Charge Management, TOU Arbitrage) |  |  |  |  | yes | DC-Coupled | Solar |  | 5.76
333112 |  |  | MA - SMART Program |  |  | 2020 | Residential | West Bridgewater | Lithium Ion |  | DELTA ELECTRONICS | 9.3 | 0 | 5.76 | Behind the Meter | Customer Bill Savings (e.g., Demand Charge Management, TOU Arbitrage) |  |  |  |  | yes | DC-Coupled | Solar |  | 5.76
333113 |  |  | MA - SMART Program |  |  | 2021 | Residential | Easton | Lithium Ion |  | DELTA ELECTRONICS | 9.3 | 0 | 5.76 | Behind the Meter | Customer Bill Savings (e.g., Demand Charge Management, TOU Arbitrage) |  |  |  |  | yes | DC-Coupled | Solar |  | 9.6
333336 |  |  | MA - SMART Program |  |  | 2021 | Residential | Amesbury | Lithium Ion |  | ENPHASE ENERGY | 0 | 13.5 | 10 | Behind the Meter | Renewable Energy Integration (e.g., Ramping, Smoothing) |  |  |  |  | yes | AC-Coupled | Solar |  | 5.04
333341 |  |  | Other |  |  | 2020 | Residential | Leominster | Lithium Ion |  | LG CHEM | 9.8 | 10 | 5 | Behind the Meter | Other- Backup power |  |  |  |  | yes | DC-Coupled | Solar | 11.9 | 9.6
333343 |  |  | MA - SMART Program |  |  | 2021 | Residential | NORTH ANDOVER | Lithium Ion |  | StorEdge | 9.3 | 0 | 7.6 | Behind the Meter | Customer Bill Savings (e.g., Demand Charge Management, TOU Arbitrage) |  |  |  |  | yes | DC-Coupled | Solar |  | 7.6
333467 |  |  | MA - SMART Program |  |  | 2021 | Residential | Sturbridge | Lithium Ion |  | SolarEdge Technologies Ltd | 13.5 | 10 | 5 | Behind the Meter | Renewable Energy Integration (e.g., Ramping, Smoothing) |  |  |  |  | yes | AC-Coupled | Solar |  | 10
333517 |  |  | MA - SMART Program |  |  | 2020 | Residential | Weymouth | Lithium Ion |  | DELTA ELECTRONICS | 9.3 | 0 | 7.68 | Behind the Meter | Customer Bill Savings (e.g., Demand Charge Management, TOU Arbitrage) |  |  |  |  | yes | DC-Coupled | Solar |  | 7.68
333524 |  |  | MA - SMART Program |  |  | 2021 | Residential | Attleboro | Lithium Ion |  | SolarEdge Technologies | 9.3 | 0 | 6 | Behind the Meter | Customer Bill Savings (e.g., Demand Charge Management, TOU Arbitrage) |  |  |  |  | yes | DC-Coupled | Solar |  | 6
333536 |  |  | MA - SMART Program |  |  | 2020 | Residential | Lawrence | Lithium Ion |  | DELTA ELECTRONICS | 9.3 | 11.52 | 3.84 | Behind the Meter | Other- Backup power |  |  |  |  | yes | DC-Coupled | Solar | 9.17 | 7.68
333573 |  |  | MA - SMART Program |  |  | 2020 | Residential | STOUGHTON | Lithium Ion |  | StorEdge | 9.3 | 0 | 7.6 | Behind the Meter | Customer Bill Savings (e.g., Demand Charge Management, TOU Arbitrage) |  |  |  |  | yes | DC-Coupled | Solar |  | 7.6
333588 |  |  | Other |  |  | 2021 | Residential | Florence | Lithium Ion |  | Sonnen | 0 | 7 | 7 | Behind the Meter | Peak Shaving/ Load Leveling |  |  |  |  | yes | AC-Coupled | Solar |  | 7.6
333619 |  |  | MA - SMART Program |  |  | 2020 | Residential | SEEKONK | Lithium Ion |  | SolarEdge Technologies HD | 9.3 | 0 | 7.6 | Behind the Meter | Customer Bill Savings (e.g., Demand Charge Management, TOU Arbitrage) |  |  |  |  | yes | DC-Coupled | Solar |  | 7.6
333649 |  |  | MA - SMART Program |  |  | 2020 | Residential | Pembroke | Lithium Ion |  | StorEdge | 9.3 | 0 | 7.6 | Behind the Meter | Customer Bill Savings (e.g., Demand Charge Management, TOU Arbitrage) |  |  |  |  | yes | DC-Coupled | Solar |  | 7.6
333689 |  |  | MA - SMART Program |  |  | 2021 | Residential | SOUTH HAMILTON | Lithium Ion |  | SolarEdge Technologies Ltd | 13.5 | 10 | 5 | Behind the Meter | Renewable Energy Integration (e.g., Ramping, Smoothing) |  |  |  |  | yes | AC-Coupled | Solar |  | 10
333770 |  |  | MA - SMART Program |  |  | 2021 | Residential | Marlborough | Lithium Ion |  | ENPHASE ENERGY | 13.5 | 10 | 5 | Behind the Meter | Renewable Energy Integration (e.g., Ramping, Smoothing) |  |  |  |  | yes | AC-Coupled | Solar |  | 7.25
333783 |  |  | MA - SMART Program |  |  | 2021 | Residential | Andover | Lithium Ion |  | Generac | 14.3 | 0 | 7.6 | Behind the Meter | Customer Bill Savings (e.g., Demand Charge Management, TOU Arbitrage) |  |  |  |  | yes | DC-Coupled | Solar |  | 7.6
333791 |  |  | MA - SMART Program |  |  | 2021 | Residential | Monson | Lithium Ion |  | Tesla | 0 | 13.5 | 10 | Behind the Meter | Renewable Energy Integration (e.g., Ramping, Smoothing) |  |  |  |  | yes | AC-Coupled | Solar |  | 15.2
333808 |  |  | MA - SMART Program |  |  | 2020 | Residential | Fiskdale | Lithium Ion |  | DELTA ELECTRONICS | 9.3 | 0 | 5.76 | Behind the Meter | Customer Bill Savings (e.g., Demand Charge Management, TOU Arbitrage) |  |  |  |  | yes | DC-Coupled | Solar |  | 5.76
334005 |  |  | MA - SMART Program |  |  | 2021 | Residential | Westborough | Lithium Ion |  | Tesla | 0 | 13.5 | 10 | Behind the Meter | Renewable Energy Integration (e.g., Ramping, Smoothing) |  |  |  |  | yes | AC-Coupled | Solar |  | 7.6
334088 |  |  | MA - SMART Program |  |  | 2021 | Residential | Melrose | Lithium Ion |  | DELTA ELECTRONICS | 0 | 13.5 | 15 | Behind the Meter | Renewable Energy Integration (e.g., Ramping, Smoothing) |  |  |  |  | yes | AC-Coupled | Solar |  | 10
334111 |  |  | MA - SMART Program |  |  | 2021 | Residential | Randolph | Lithium Ion |  | DELTA ELECTRONICS | 9.3 | 0 | 5.76 | Behind the Meter | Customer Bill Savings (e.g., Demand Charge Management, TOU Arbitrage) |  |  |  |  | yes | DC-Coupled | Solar |  | 5.76
334113 |  |  | MA - SMART Program |  |  | 2021 | Residential | Holland | Lithium Ion |  | DELTA ELECTRONICS | 9.3 | 0 | 5.76 | Behind the Meter | Customer Bill Savings (e.g., Demand Charge Management, TOU Arbitrage) |  |  |  |  | yes | DC-Coupled | Solar |  | 5.76
334115 |  |  | MA - SMART Program |  |  | 2021 | Residential | Worcester | Lithium Ion |  | DELTA ELECTRONICS | 9.3 | 0 | 3.84 | Behind the Meter | Customer Bill Savings (e.g., Demand Charge Management, TOU Arbitrage) |  |  |  |  | yes | DC-Coupled | Solar |  | 3.84
334209 |  |  | MA - SMART Program |  |  | 2021 | Residential | Pepperell | Lithium Ion |  | SolarEdge Technologies Ltd | 13.5 | 10 | 5 | Behind the Meter | Renewable Energy Integration (e.g., Ramping, Smoothing) |  |  |  |  | yes | AC-Coupled | Solar |  | 17.6
334530 |  |  | MA - SMART Program |  |  | 2021 | Residential | Medford | Lithium Ion |  | DELTA ELECTRONICS | 9.3 | 0 | 5.76 | Behind the Meter | Customer Bill Savings (e.g., Demand Charge Management, TOU Arbitrage) |  |  |  |  | yes | DC-Coupled | Solar |  | 5.76
334533 |  |  | MA - SMART Program |  |  | 2021 | Residential | Westford | Lithium Ion |  | DELTA ELECTRONICS | 9.3 | 0 | 7.68 | Behind the Meter | Customer Bill Savings (e.g., Demand Charge Management, TOU Arbitrage) |  |  |  |  | yes | DC-Coupled | Solar |  | 7.68
334661 |  |  | MA - SMART Program |  |  | 2021 | Residential | Worcester | Lithium Ion |  | DELTA ELECTRONICS | 9.6 | 11.52 | 5.76 | Behind the Meter | Other- Backup power |  |  |  |  | yes | DC-Coupled | Solar | 9.47 | 9.6
334667 |  |  | MA - SMART Program |  |  | 2021 | Residential | Nahant | Lithium Ion |  | ENPHASE ENERGY | 13.5 | 10 | 5 | Behind the Meter | Renewable Energy Integration (e.g., Ramping, Smoothing) |  |  |  |  | yes | AC-Coupled | Solar |  | 2.4
335007 |  |  | MA - SMART Program | Other |  | 2021 | Residential | Orange | Lithium Ion |  | LG CHEM | 9.8 | 10 | 5 | Behind the Meter | Other- Backup power |  |  |  |  | yes | DC-Coupled | Solar | 12.06 | 9.6
335189 |  |  | MA - SMART Program | Other |  | 2021 | Residential | Belchertown | Lithium Ion |  | Sonnen | 12.5 | 14 | 7 | Behind the Meter | Renewable Energy Integration (e.g., Ramping, Smoothing) | Customer Bill Savings (e.g., Demand Charge Management, TOU Arbitrage) |  |  |  | yes | AC-Coupled | Solar | 9.36 | 10
335196 |  |  | MA - SMART Program |  |  | 2021 | Residential | Swampscott | Lithium Ion |  | SolarEdge Technologies HD | 13.5 | 10 | 5 | Behind the Meter | Renewable Energy Integration (e.g., Ramping, Smoothing) |  |  |  |  | yes | AC-Coupled | Solar |  | 3.8
335202 |  |  | MA - SMART Program |  |  | 2021 | Residential | Spencer | Lithium Ion |  | DELTA ELECTRONICS | 9.3 | 0 | 5.76 | Behind the Meter | Customer Bill Savings (e.g., Demand Charge Management, TOU Arbitrage) |  |  |  |  | yes | DC-Coupled | Solar |  | 9.6
335230 |  |  | MA - SMART Program |  |  | 2021 | Residential | Millbury | Lithium Ion |  | DELTA ELECTRONICS | 9.3 | 0 | 5.76 | Behind the Meter | Customer Bill Savings (e.g., Demand Charge Management, TOU Arbitrage) |  |  |  |  | yes | DC-Coupled | Solar |  | 5.76
335238 |  |  | MA - SMART Program |  |  | 2021 | Residential | Methuen | Lithium Ion |  | LG CHEM | 9.8 | 7.6 | 7.6 | Behind the Meter | Customer Bill Savings (e.g., Demand Charge Management, TOU Arbitrage) | Renewable Energy Integration (e.g., Ramping, Smoothing) |  |  |  | yes | DC-Coupled | Solar | 9.92 | 7.6
335404 |  |  | MA - SMART Program |  |  | 2021 | Residential | North Andover | Lithium Ion |  | ENPHASE ENERGY | 0 | 13.5 | 10 | Behind the Meter | Renewable Energy Integration (e.g., Ramping, Smoothing) |  |  |  |  | yes | AC-Coupled | Solar |  | 9.36
335459 |  |  | MA - SMART Program |  |  | 2021 | Residential | Worcester | Lithium Ion |  | DELTA ELECTRONICS | 9.3 | 0 | 3.84 | Behind the Meter | Customer Bill Savings (e.g., Demand Charge Management, TOU Arbitrage) |  |  |  |  | yes | DC-Coupled | Solar |  | 3.84
335648 |  |  | MA - SMART Program |  |  | 2021 | Residential | Andover | Lithium Ion |  | Generac | 8.6 | 0 | 7.6 | Behind the Meter | Customer Bill Savings (e.g., Demand Charge Management, TOU Arbitrage) |  |  |  |  | yes | DC-Coupled | Solar |  | 7.6
335875 |  |  | MA - SMART Program |  |  | 2021 | Residential | Northbridge | Lithium Ion |  | ENPHASE ENERGY | 0 | 13.5 | 10 | Behind the Meter | Renewable Energy Integration (e.g., Ramping, Smoothing) |  |  |  |  | yes | AC-Coupled | Solar |  | 9.6
335981 |  |  | MA - SMART Program |  |  | 2021 | Residential | Worcester | Lithium Ion |  | SolarEdge Technologies | 13.5 | 10 | 5 | Behind the Meter | Renewable Energy Integration (e.g., Ramping, Smoothing) |  |  |  |  | yes | AC-Coupled | Solar |  | 7.6
335985 |  |  | MA - SMART Program |  |  | 2021 | Residential | Westford | Lithium Ion |  | SolarEdge Technologies | 13.5 | 10 | 5 | Behind the Meter | Renewable Energy Integration (e.g., Ramping, Smoothing) |  |  |  |  | yes | AC-Coupled | Solar |  | 7.6
336146 |  |  | MA - SMART Program |  |  | 2021 | Residential | Bradford | Lithium Ion |  | Tesla | 13.5 | 10 | 5 | Behind the Meter | Renewable Energy Integration (e.g., Ramping, Smoothing) |  |  |  |  | yes | AC-Coupled | Solar |  | 7.6
336158 |  |  | MA - SMART Program |  |  | 2021 | Residential | Revere | Lithium Ion |  | DELTA ELECTRONICS | 9.3 | 0 | 3.84 | Behind the Meter | Customer Bill Savings (e.g., Demand Charge Management, TOU Arbitrage) |  |  |  |  | yes | DC-Coupled | Solar |  | 3.84
336171 |  |  | MA - SMART Program |  |  | 2021 | Residential | Attleboro | Lithium Ion |  | DELTA ELECTRONICS | 9.3 | 0 | 7.68 | Behind the Meter | Customer Bill Savings (e.g., Demand Charge Management, TOU Arbitrage) |  |  |  |  | yes | DC-Coupled | Solar |  | 7.68
336247 |  |  | MA - SMART Program |  |  | 2021 | Residential | Worcester | Lithium Ion |  | DELTA ELECTRONICS | 9.3 | 0 | 7.68 | Behind the Meter | Customer Bill Savings (e.g., Demand Charge Management, TOU Arbitrage) |  |  |  |  | yes | DC-Coupled | Solar |  | 7.68
336432 |  |  | MA - SMART Program |  |  | 2021 | Residential | Rockport | Lithium Ion |  | ENPHASE ENERGY | 0 | 13.5 | 10 | Behind the Meter | Renewable Energy Integration (e.g., Ramping, Smoothing) |  |  |  |  | yes | AC-Coupled | Solar |  | 7.44
336438 |  |  | MA - SMART Program |  |  | 2021 | Residential | Orange | Lithium Ion |  | Tesla | 13.5 | 10 | 5 | Behind the Meter | Generation Support (e.g., Peaker Replacement) |  |  |  |  | yes | AC-Coupled | Solar | 7.2 | 5.51
336516 |  |  | MA - SMART Program |  |  | 2021 | Residential | CHERRY VALLEY | Lithium Ion |  | SolarEdge Technologies HD | 9.3 | 0 | 3.8 | Behind the Meter | Customer Bill Savings (e.g., Demand Charge Management, TOU Arbitrage) |  |  |  |  | yes | DC-Coupled | Solar |  | 3.8
336885 |  |  | MA - SMART Program |  |  | 2021 | Residential | Abington | Lithium Ion |  | ENPHASE ENERGY | 0 | 13.5 | 10 | Behind the Meter | Renewable Energy Integration (e.g., Ramping, Smoothing) |  |  |  |  | yes | AC-Coupled | Solar |  | 8.7
336920 |  |  | MA - SMART Program |  |  | 2021 | Residential | Abington | Lithium Ion |  | ENPHASE ENERGY | 0 | 13.5 | 10 | Behind the Meter | Renewable Energy Integration (e.g., Ramping, Smoothing) |  |  |  |  | yes | AC-Coupled | Solar |  | 8.7
337061 |  |  | MA - SMART Program |  |  | 2021 | Residential | Nantucket | Lithium Ion |  | Generac | 17.1 | 0 | 7.6 | Behind the Meter | Customer Bill Savings (e.g., Demand Charge Management, TOU Arbitrage) |  |  |  |  | yes | DC-Coupled | Solar |  | 13.6
337127 |  |  | MA - SMART Program |  |  | 2021 | Residential | Sutton | Lithium Ion |  | ENPHASE ENERGY | 0 | 13.5 | 10 | Behind the Meter | Renewable Energy Integration (e.g., Ramping, Smoothing) |  |  |  |  | yes | AC-Coupled | Solar |  | 9.86
337178 |  |  | MA - SMART Program |  |  | 2021 | Residential | Lawrence | Lithium Ion |  | SOLAREDGE | 9.3 | 0 | 7.6 | Behind the Meter | Customer Bill Savings (e.g., Demand Charge Management, TOU Arbitrage) |  |  |  |  | yes | DC-Coupled | Solar |  | 7.6
337249 |  |  | MA - SMART Program |  |  | 2021 | Residential | Granby | Lithium Ion |  | Generac | 18 | 0 | 7.6 | Behind the Meter | Customer Bill Savings (e.g., Demand Charge Management, TOU Arbitrage) |  |  |  |  | yes | DC-Coupled | Solar |  | 7.6
337254 |  |  | Other |  |  | 2021 | Residential | Northampton | Lithium Ion |  | Sonnen | 12.5 | 7 | 7 | Behind the Meter | Peak Shaving/ Load Leveling |  |  |  |  | yes | AC-Coupled | Solar |  | 17
337608 |  |  | MA - SMART Program |  |  | 2021 | Residential | Fall River | Lithium Ion |  | DELTA ELECTRONICS | 9.3 | 0 | 3.84 | Behind the Meter | Customer Bill Savings (e.g., Demand Charge Management, TOU Arbitrage) |  |  |  |  | yes | DC-Coupled | Solar |  | 7.68
337617 |  |  | MA - SMART Program |  |  | 2021 | Residential | Heath | Lithium Ion |  | LG CHEM | 9.3 | 10 | 5 | Behind the Meter | Other- Backup power |  |  |  |  | yes | DC-Coupled | Solar | 10.22 | 9.3
337618 |  |  | MA - SMART Program |  |  | 2021 | Residential | Brockton | Lithium Ion |  | LG CHEM | 9.8 | 9.3 | 5.76 | Behind the Meter | [5 empty] | yes | DC-Coupled | Solar | 6.93 | 6
337815 |  |  | MA - SMART Program |  |  | 2021 | Residential | Seekonk | Lithium Ion |  | Generac | 18 | 17.1 | 10 | Behind the Meter | Customer Bill Savings (e.g., Demand Charge Management, TOU Arbitrage) |  |  |  |  | yes | DC-Coupled | Solar | 7.98 | 7.6
337957 |  |  | MA - SMART Program |  |  | 2021 | Residential | Chelmsford | Lithium Ion |  | Tesla | 0 | 13.5 | 10 | Behind the Meter | Renewable Energy Integration (e.g., Ramping, Smoothing) |  |  |  |  | yes | AC-Coupled | Solar |  | 7.6
338174 |  |  | MA - SMART Program |  |  | 2021 | Residential | Foxboro | Lithium Ion |  | Generac | 17.1 | 0 | 7.6 | Behind the Meter | Customer Bill Savings (e.g., Demand Charge Management, TOU Arbitrage) |  |  |  |  | yes | DC-Coupled | Solar |  | 7.6
338188 |  |  | MA - SMART Program |  |  | 2021 | Residential | E Longmeadow | Lithium Ion |  | Tesla | 13.5 | 10 | 5 | Behind the Meter | Renewable Energy Integration (e.g., Ramping, Smoothing) |  |  |  |  | yes | AC-Coupled | Solar |  | 7.6
338222 |  |  | MA - SMART Program |  |  | 2021 | Residential | North Andover | Lithium Ion |  | DELTA ELECTRONICS | 0 | 13.5 | 10 | Behind the Meter | Renewable Energy Integration (e.g., Ramping, Smoothing) |  |  |  |  | yes | AC-Coupled | Solar |  | 11.52
338256 |  |  | MA - SMART Program |  |  | 2021 | Residential | Haverhill | Lithium Ion |  | STOREDGE | 9.3 | 0 | 7.6 | Behind the Meter | Customer Bill Savings (e.g., Demand Charge Management, TOU Arbitrage) |  |  |  |  | yes | DC-Coupled | Solar |  | 7.6
338313 |  |  | MA - SMART Program |  |  | 2021 | Residential | Florence | Lithium Ion |  | SolarEdge Technologies | 0 | 13.5 | 10 | Behind the Meter | Renewable Energy Integration (e.g., Ramping, Smoothing) |  |  |  |  | yes | AC-Coupled | Solar |  | 7.6
338482 |  |  | MA - SMART Program |  |  | 2021 | Residential | Westminster | Lithium Ion |  | SolarEdge Technologies HD | 13.5 | 10 | 5 | Behind the Meter | Renewable Energy Integration (e.g., Ramping, Smoothing) |  |  |  |  | yes | AC-Coupled | Solar |  | 7.6
338606 |  |  | MA - SMART Program |  |  | 2021 | Residential | MILLBURY | Lithium Ion |  | SunPower | 0 | 13.5 | 10 | Behind the Meter | Renewable Energy Integration (e.g., Ramping, Smoothing) |  |  |  |  | yes | AC-Coupled | Solar |  | 8.725
338749 |  |  | MA - SMART Program |  |  | 2021 | Residential | Lancaster | Lithium Ion |  | SolarEdge Technologies | 0 | 13.5 | 10 | Behind the Meter | Renewable Energy Integration (e.g., Ramping, Smoothing) |  |  |  |  | yes | AC-Coupled | Solar |  | 7.6
338763 |  |  | MA - SMART Program |  |  | 2021 | Residential | Harvard | Lithium Ion |  | SolarEdge Technologies HD | 13.5 | 10 | 5 | Behind the Meter | Renewable Energy Integration (e.g., Ramping, Smoothing) |  |  |  |  | yes | AC-Coupled | Solar |  | 7.6
339026 |  |  | MA - SMART Program |  |  | 2021 | Residential | Franklin | Lithium Ion |  | SolarEdge Technologies | 0 | 13.5 | 10 | Behind the Meter | Renewable Energy Integration (e.g., Ramping, Smoothing) |  |  |  |  | yes | AC-Coupled | Solar |  | 9.8
339013 |  |  | MA - SMART Program |  |  | 2021 | Residential | Swansea | Lithium Ion |  | SolarEdge Technologies HD | 9.3 | 0 | 7.6 | Behind the Meter | Customer Bill Savings (e.g., Demand Charge Management, TOU Arbitrage) |  |  |  |  | yes | DC-Coupled | Solar |  | 7.6
339077 |  |  | MA - SMART Program |  |  | 2021 | Residential | Grafton | Lithium Ion |  | SolarEdge | 0 | 13.5 | 10 | Behind the Meter | Renewable Energy Integration (e.g., Ramping, Smoothing) |  |  |  |  | yes | AC-Coupled | Solar |  | 7.6
339113 |  |  | MA - SMART Program |  |  | 2021 | Residential | Grafton | Lithium Ion |  | Solar Edge | 0 | 13.5 | 10 | Behind the Meter | Renewable Energy Integration (e.g., Ramping, Smoothing) |  |  |  |  | yes | AC-Coupled | Solar |  | 9.8
339118 |  |  | MA - SMART Program |  |  | 2021 | Residential | NORTH ANDOVER | Lithium Ion |  | SolarEdge Technologies HD | 9.3 | 0 | 7.6 | Behind the Meter | Customer Bill Savings (e.g., Demand Charge Management, TOU Arbitrage) |  |  |  |  | yes | DC-Coupled | Solar |  | 7.6
339224 |  |  | MA - SMART Program |  |  | 2021 | Residential | Fall River | Lithium Ion |  | Generac | 18 | 0 | 7.6 | Behind the Meter | Renewable Energy Integration (e.g., Ramping, Smoothing) |  |  |  |  | yes | DC-Coupled | Solar |  | 7.6
339266 |  |  | MA - SMART Program |  |  | 2021 | Residential | Lawrence | Lithium Ion |  | SolarEdge | 13.5 | 10 | 5 | Behind the Meter | Renewable Energy Integration (e.g., Ramping, Smoothing) |  |  |  |  | yes | AC-Coupled | Solar |  | 10
339327 |  |  | MA - SMART Program |  |  | 2021 | Residential | HUBBARDSTON | Lithium Ion |  | StorEdge | 9.3 | 0 | 7.6 | Behind the Meter | Customer Bill Savings (e.g., Demand Charge Management, TOU Arbitrage) |  |  |  |  | yes | DC-Coupled | Solar |  | 7.6
339392 |  |  | MA - SMART Program |  |  | 2021 | Residential | Attleboro | Lithium Ion |  | SolarEdge Technologies HD | 5000 | 0 | 3.8 | Behind the Meter | Customer Bill Savings (e.g., Demand Charge Management, TOU Arbitrage) |  |  |  |  | yes | DC-Coupled | Solar |  | 3.8
339394 |  |  | MA - SMART Program |  |  | 2021 | Residential | NORTH ANDOVER | Lithium Ion |  | StorEdge | 9.3 | 0 | 7.6 | Behind the Meter | Customer Bill Savings (e.g., Demand Charge Management, TOU Arbitrage) |  |  |  |  | yes | DC-Coupled | Solar |  | 7.6
339413 |  |  | MA - SMART Program |  |  | 2021 | Residential | Saugus | Lithium Ion |  | StorEdge | 9.3 | 0 | 7.6 | Behind the Meter | Customer Bill Savings (e.g., Demand Charge Management, TOU Arbitrage) |  |  |  |  | yes | DC-Coupled | Solar |  | 7.6
339532 |  |  | MA - SMART Program |  |  | 2021 | Residential | Wrentham | Lithium Ion |  | SolarEdge | 0 | 13.5 | 15 | Behind the Meter | Renewable Energy Integration (e.g., Ramping, Smoothing) |  |  |  |  | yes | AC-Coupled | Solar |  | 10
339537 |  |  | MA - SMART Program |  |  | 2021 | Residential | METHUEN | Lithium Ion |  | SolarEdge Technologies HD | 9.3 | 0 | 3.8 | Behind the Meter | Customer Bill Savings (e.g., Demand Charge Management, TOU Arbitrage) |  |  |  |  | yes | DC-Coupled | Solar |  | 3.8
339578 |  |  | MA - SMART Program |  |  | 2021 | Residential | SOUTH HAMILTON | Lithium Ion |  | Tesla | 13.5 | 10 | 5 | Behind the Meter | Customer Bill Savings (e.g., Demand Charge Management, TOU Arbitrage) | Renewable Energy Shifting |  |  |  | yes | AC-Coupled | Solar |  | 7.6
339584 |  |  | MA - SMART Program |  |  | 2021 | Residential | Dracut | Lithium Ion |  | SolarEdge | 0 | 13.5 | 10 | Behind the Meter | Renewable Energy Integration (e.g., Ramping, Smoothing) |  |  |  |  | yes | AC-Coupled | Solar |  | 7.6
339590 |  |  | MA - SMART Program |  |  | 2021 | Residential | Attleboro | Lithium Ion |  | DELTA ELECTRONICS | 9.3 | 0 | 3.84 | Behind the Meter | Customer Bill Savings (e.g., Demand Charge Management, TOU Arbitrage) |  |  |  |  | yes | DC-Coupled | Solar |  | 3.84
339596 |  |  | MA - SMART Program |  |  | 2021 | Residential | Bellinghan | Lithium Ion |  | ENPHASE ENERGY | 10.5 | 7.68 | 3.84 | Behind the Meter | Renewable Energy Integration (e.g., Ramping, Smoothing) |  |  |  |  | yes | AC-Coupled | Solar |  | 12.6
339597 |  |  | MA - SMART Program |  |  | 2021 | Residential | BELLINGHAM | Lithium Ion |  | ENPHASE ENERGY | 10.5 | 7.68 | 3.84 | Behind the Meter | Renewable Energy Integration (e.g., Ramping, Smoothing) |  |  |  |  | yes | AC-Coupled | Solar |  | 12.6
339598 |  |  | MA - SMART Program |  |  | 2021 | Residential | Revere | Lithium Ion |  | DELTA ELECTRONICS | 9.3 | 0 | 3.84 | Behind the Meter | Customer Bill Savings (e.g., Demand Charge Management, TOU Arbitrage) |  |  |  |  | yes | DC-Coupled | Solar |  | 3.84
339599 |  |  | MA - SMART Program |  |  | 2021 | Residential | Swansea | Lithium Ion |  | LG CHEM | 9.8 | 10 | 5 | Behind the Meter | Other- Backup power |  |  |  |  | yes | DC-Coupled | Solar | 11.66 | 9.6
339691 |  |  | MA - SMART Program |  |  | 2021 | Residential | Lawrence | Lithium Ion |  | DELTA ELECTRONICS | 9.3 | 0 | 3.84 | Behind the Meter | Customer Bill Savings (e.g., Demand Charge Management, TOU Arbitrage) |  |  |  |  | yes | DC-Coupled | Solar |  | 9.6
339713 |  |  | MA - SMART Program |  |  | 2021 | Residential | Granby | Lithium Ion |  | DELTA ELECTRONICS | 9.3 | 0 | 7.68 | Behind the Meter | Customer Bill Savings (e.g., Demand Charge Management, TOU Arbitrage) |  |  |  |  | yes | DC-Coupled | Solar |  | 7.68
339742 |  |  | MA - SMART Program |  |  | 2021 | Residential | Salem | Lithium Ion |  | DELTA ELECTRONICS | 9.3 | 0 | 5.76 | Behind the Meter | Customer Bill Savings (e.g., Demand Charge Management, TOU Arbitrage) |  |  |  |  | yes | DC-Coupled | Solar |  | 5.76
339850 |  |  | MA - SMART Program |  |  | 2021 | Residential | Northampton | Lithium Ion |  | Generac | 18 | 0 | 7.6 | Behind the Meter | Customer Bill Savings (e.g., Demand Charge Management, TOU Arbitrage) |  |  |  |  | yes | DC-Coupled | Solar |  | 7.6
339856 |  |  | MA - SMART Program |  |  | 2021 | Residential | Florence | Lithium Ion |  | Generac | 18 | 0 | 7.6 | Behind the Meter | Customer Bill Savings (e.g., Demand Charge Management, TOU Arbitrage) |  |  |  |  | yes | DC-Coupled | Solar |  | 7.6
339861 |  |  | MA - SMART Program |  |  | 2021 | Residential | Billerica | Lithium Ion |  | SolarEdge | 0 | 10 | 10 | Behind the Meter | Renewable Energy Integration (e.g., Ramping, Smoothing) |  |  |  |  | yes | AC-Coupled | Solar |  | 15.2
339911 |  |  | MA - SMART Program |  |  | 2021 | Residential | Newburyport | Lithium Ion |  | DELTA ELECTRONICS | 9.3 | 0 | 5.76 | Behind the Meter | Customer Bill Savings (e.g., Demand Charge Management, TOU Arbitrage) |  |  |  |  | yes | DC-Coupled | Solar |  | 5.76
339924 |  |  | MA - SMART Program |  |  | 2021 | Residential | Stoughton | Lithium Ion |  | LG CHEM | 9.8 | 7.6 | 7.6 | Behind the Meter | Customer Bill Savings (e.g., Demand Charge Management, TOU Arbitrage) |  |  |  |  | yes | DC-Coupled | Solar | 13 | 7.6
340001 |  |  | MA - SMART Program |  |  | 2021 | Residential | Harvard | Lithium Ion |  | Generac | 18 | 0 | 7.6 | Behind the Meter | Customer Bill Savings (e.g., Demand Charge Management, TOU Arbitrage) |  |  |  |  | yes | DC-Coupled | Solar |  | 7.6
339999 |  |  | MA - SMART Program |  |  | 2021 | Residential | Rehoboth | Lithium Ion |  | Generac | 18 | 0 | 7.6 | Behind the Meter | Customer Bill Savings (e.g., Demand Charge Management, TOU Arbitrage) |  |  |  |  | yes | DC-Coupled | Solar |  | 15.2
340184 |  |  | MA - SMART Program |  |  | 2021 | Residential | HAMPDEN | Lithium Ion |  | StorEdge | 9.3 | 0 | 3.8 | Behind the Meter | Customer Bill Savings (e.g., Demand Charge Management, TOU Arbitrage) |  |  |  |  | yes | DC-Coupled | Solar |  | 3.8
340193 |  |  | MA - SMART Program |  |  | 2021 | Residential | HAVERHILL | Lithium Ion |  | SolarEdge Technologies HD | 9.3 | 0 | 3.8 | Behind the Meter | Customer Bill Savings (e.g., Demand Charge Management, TOU Arbitrage) |  |  |  |  | yes | DC-Coupled | Solar |  | 3.8
340194 |  |  | MA - SMART Program |  |  | 2021 | Residential | LYNN | Lithium Ion |  | StorEdge | 9.3 | 0 | 7.6 | Behind the Meter | Customer Bill Savings (e.g., Demand Charge Management, TOU Arbitrage) |  |  |  |  | yes | DC-Coupled | Solar |  | 7.6
340326 |  |  | Other |  |  | 2021 | Residential | Southborough | Lithium Ion |  | Sonnen | 0 | 10 | 4.8 | Behind the Meter | Peak Shaving/ Load Leveling | Customer Bill Savings (e.g., Demand Charge Management, TOU Arbitrage) |  |  |  | yes | AC-Coupled | Solar |  | 7.6
340366 |  |  | MA - SMART Program |  |  | 2021 | Residential | Tewksbury | Lithium Ion |  | Tesla | 0 | 13.5 | 30 | Behind the Meter | Renewable Energy Integration (e.g., Ramping, Smoothing) |  |  |  |  | yes | AC-Coupled | Solar |  | 15.2
340473 |  |  | MA - SMART Program |  |  | 2021 | Residential | Westford | Lithium Ion |  | Tesla | 0 | 13.5 | 10 | Behind the Meter | Renewable Energy Integration (e.g., Ramping, Smoothing) |  |  |  |  | yes | AC-Coupled | Solar |  | 7.6
340530 |  |  | MA - SMART Program |  |  | 2021 | Residential | Rutland | Lithium Ion |  | Generac | 8.6 | 0 | 7.6 | Behind the Meter | Customer Bill Savings (e.g., Demand Charge Management, TOU Arbitrage) |  |  |  |  | yes | DC-Coupled | Solar |  | 7.6
340659 |  |  | MA - SMART Program |  |  | 2021 | Residential | Rutland | Lithium Ion |  | Tesla | 13.5 | 10 | 5 | Behind the Meter | Renewable Energy Integration (e.g., Ramping, Smoothing) |  |  |  |  | yes | AC-Coupled | Solar |  | 3.8
340850 |  |  | MA - SMART Program |  |  | 2021 | Residential | METHUEN | Lithium Ion |  | SolarEdge Technologies HD | 9.3 | 0 | 7.6 | Behind the Meter | Customer Bill Savings (e.g., Demand Charge Management, TOU Arbitrage) |  |  |  |  | yes | DC-Coupled | Solar |  | 7.6
340869 |  |  | MA - SMART Program |  |  | 2021 | Residential | Lawrence | Lithium Ion |  | DELTA ELECTRONICS | 9.3 | 0 | 5.76 | Behind the Meter | Customer Bill Savings (e.g., Demand Charge Management, TOU Arbitrage) |  |  |  |  | yes | DC-Coupled | Solar |  | 5.76
340929 |  |  | MA - SMART Program |  |  | 2021 | Residential | Milford | Lithium Ion |  | DELTA ELECTRONICS | 9.3 | 0 | 7.68 | Behind the Meter | Customer Bill Savings (e.g., Demand Charge Management, TOU Arbitrage) |  |  |  |  | yes | DC-Coupled | Solar |  | 7.68
340930 |  |  | MA - SMART Program |  |  | 2021 | Residential | Worcester | Lithium Ion |  | ENPHASE ENERGY | 13.5 | 10 | 5 | Behind the Meter | Renewable Energy Integration (e.g., Ramping, Smoothing) |  |  |  |  | yes | AC-Coupled | Solar |  | 4.32
340931 |  |  | MA - SMART Program |  |  | 2021 | Residential | Lowell | Lithium Ion |  | DELTA ELECTRONICS | 9.3 | 0 | 3.84 | Behind the Meter | Customer Bill Savings (e.g., Demand Charge Management, TOU Arbitrage) |  |  |  |  | yes | DC-Coupled | Solar |  | 7.68
340958 |  |  | MA - SMART Program |  |  | 2021 | Residential | METHUEN | Lithium Ion |  | StorEdge | 9.3 | 0 | 7.6 | Behind the Meter | Customer Bill Savings (e.g., Demand Charge Management, TOU Arbitrage) |  |  |  |  | yes | DC-Coupled | Solar |  | 7.6
341057 |  |  | MA - SMART Program |  |  | 2021 | Residential | Charlemont | Lithium Ion |  | Generac | 18 | 0 | 7.6 | Behind the Meter | Customer Bill Savings (e.g., Demand Charge Management, TOU Arbitrage) |  |  |  |  | yes | DC-Coupled | Solar |  | 7.6
341230 |  |  | MA - SMART Program | Other |  | 2021 | Residential | Northampton | Lithium Ion |  | ENPHASE ENERGY | 10.5 | 10.08 | 7.68 | Behind the Meter | Reliability and Resiliency | Microgrid | Customer Bill Savings (e.g., Demand Charge Management, TOU Arbitrage) |  |  | yes | AC-Coupled | Solar | 21.08 | 14.88
341344 |  |  | MA - SMART Program |  |  | 2021 | Residential | Weymouth | Lithium Ion |  | SolarEdge | 0 | 13.5 | 10 | Behind the Meter | Renewable Energy Integration (e.g., Ramping, Smoothing) |  |  |  |  | yes | AC-Coupled | Solar |  | 15.2
341377 |  |  | MA - SMART Program |  |  | 2021 | Residential | Belchertown | Lithium Ion |  | Generac | 18 | 0 | 7.6 | Behind the Meter | Customer Bill Savings (e.g., Demand Charge Management, TOU Arbitrage) |  |  |  |  | yes | DC-Coupled | Solar |  | 7.6
341403 |  |  | MA - SMART Program |  |  | 2021 | Residential | Westford | Lithium Ion |  | DELTA ELECTRONICS | 9.3 | 0 | 7.68 | Behind the Meter | Customer Bill Savings (e.g., Demand Charge Management, TOU Arbitrage) |  |  |  |  | yes | DC-Coupled | Solar |  | 7.68
341407 |  |  | MA - SMART Program |  |  | 2021 | Residential | Harvard | Lithium Ion |  | DELTA ELECTRONICS | 13.5 | 10 | 5 | Behind the Meter | Renewable Energy Integration (e.g., Ramping, Smoothing) |  |  |  |  | yes | AC-Coupled | Solar |  | 3.84
341456 |  |  | Other |  |  | 2021 | Residential | Westford | Lithium Ion |  | Generac | 7.6 | 7.6 | 7.6 | Behind the Meter | Customer Bill Savings (e.g., Demand Charge Management, TOU Arbitrage) |  |  |  |  | yes | DC-Coupled | Solar |  | 6
341517 |  |  | MA - SMART Program |  |  | 2021 | Residential | WORCESTER | Lithium Ion |  | StorEdge | 9.3 | 0 | 7.6 | Behind the Meter | Customer Bill Savings (e.g., Demand Charge Management, TOU Arbitrage) |  |  |  |  | yes | DC-Coupled | Solar |  | 7.6
341611 |  |  | MA - SMART Program |  |  | 2021 | Residential | Ayer | Lithium Ion |  | Tesla | 0 | 13.5 | 10 | Behind the Meter | Renewable Energy Integration (e.g., Ramping, Smoothing) |  |  |  |  | yes | AC-Coupled | Solar |  | 7.6
341855 |  |  | MA - SMART Program |  |  | 2021 | Residential | Weymouth | Lithium Ion |  | Tesla | 0 | 13.5 | 10 | Behind the Meter | Renewable Energy Integration (e.g., Ramping, Smoothing) |  |  |  |  | yes | AC-Coupled | Solar |  | 7.6
341884 |  |  | MA - SMART Program |  |  | 2021 | Residential | METHUEN | Lithium Ion |  | SolarEdge Technologies HD | 9.3 | 0 | 7.6 | Behind the Meter | Customer Bill Savings (e.g., Demand Charge Management, TOU Arbitrage) |  |  |  |  | yes | DC-Coupled | Solar |  | 7.6
341902 |  |  | MA - SMART Program |  |  | 2021 | Residential | Essex | Lithium Ion |  | SolarEdge Technologies | 0 | 13.5 | 10 | Behind the Meter | Renewable Energy Integration (e.g., Ramping, Smoothing) |  |  |  |  | yes | AC-Coupled | Solar |  | 15.2
341945 |  |  | MA - SMART Program |  |  | 2021 | Residential | Northborough | Lithium Ion |  | Tesla | 13.5 | 10 | 5 | Behind the Meter | Renewable Energy Integration (e.g., Ramping, Smoothing) |  |  |  |  | yes | AC-Coupled | Solar |  | 7.6
341947 |  |  | MA - SMART Program |  |  | 2021 | Residential | ATTLEBORO | Lithium Ion |  | SolarEdge Technologies HD | 9.8 | 0 | 7.6 | Behind the Meter | Customer Bill Savings (e.g., Demand Charge Management, TOU Arbitrage) |  |  |  |  | yes | DC-Coupled | Solar |  | 7.6
341978 |  |  | MA - SMART Program |  |  | 2021 | Residential | North Andover | Lithium Ion |  | StorEdge | 9.3 | 0 | 7.6 | Behind the Meter | Customer Bill Savings (e.g., Demand Charge Management, TOU Arbitrage) |  |  |  |  | yes | DC-Coupled | Solar |  | 7.6
342064 |  |  | Other |  |  | 2021 | Residential | Florence | Lithium Ion |  | Sonnen | 0 | 12.5 | 7 | Behind the Meter | Peak Shaving/ Load Leveling | Customer Bill Savings (e.g., Demand Charge Management, TOU Arbitrage) |  |  |  | yes | AC-Coupled | Solar |  | 4.35
342106 |  |  | MA - SMART Program |  |  | 2021 | Residential | Nantucket | Lithium Ion |  | Generac | 12 | 0 | 7.6 | Behind the Meter | Customer Bill Savings (e.g., Demand Charge Management, TOU Arbitrage) |  |  |  |  | yes | DC-Coupled | Solar |  | 8.76
342184 |  |  | MA - SMART Program |  |  | 2021 | Residential | WEST STOCKBRIDGE | Lithium Ion |  | ENPHASE ENERGY | 0 | 13.5 | 10 | Behind the Meter | Renewable Energy Integration (e.g., Ramping, Smoothing) |  |  |  |  | yes | AC-Coupled | Solar |  | 6.96
342230 |  |  | MA - SMART Program |  |  | 2021 | Residential | Haverhill | Lithium Ion |  | SolarEdge Technologies Ltd | 9.3 | 0 | 7.6 | Behind the Meter | Customer Bill Savings (e.g., Demand Charge Management, TOU Arbitrage) |  |  |  |  | yes | DC-Coupled | Solar |  | 7.6
342360 |  |  | MA - SMART Program |  |  | 2021 | Residential | Milford | Lithium Ion |  | SolarEdge Technologies | 9.3 | 0 | 7.6 | Behind the Meter | Customer Bill Savings (e.g., Demand Charge Management, TOU Arbitrage) |  |  |  |  | yes | DC-Coupled | Solar |  | 7.6
342367 |  |  | MA - SMART Program |  |  | 2021 | Residential | Oxford | Lithium Ion |  | Tesla | 13.5 | 10 | 5 | Behind the Meter | Renewable Energy Integration (e.g., Ramping, Smoothing) |  |  |  |  | yes | AC-Coupled | Solar |  | 7.6
342414 |  |  | MA - SMART Program |  |  | 2021 | Residential | Mendon | Lithium Ion |  | DELTA ELECTRONICS | 0 | 13.5 | 15 | Behind the Meter | Renewable Energy Integration (e.g., Ramping, Smoothing) |  |  |  |  | yes | AC-Coupled | Solar |  | 9.6
342428 |  |  | MA - SMART Program |  |  | 2021 | Residential | Westminster | Lithium Ion |  | ENPHASE ENERGY | 0 | 13.5 | 10 | Behind the Meter | Renewable Energy Integration (e.g., Ramping, Smoothing) |  |  |  |  | yes | AC-Coupled | Solar |  | 9.6
342505 |  |  | MA - SMART Program |  |  | 2021 | Residential | STOUGHTON | Lithium Ion |  | SolarEdge Technologies HD | 9.3 | 0 | 7.6 | Behind the Meter | Customer Bill Savings (e.g., Demand Charge Management, TOU Arbitrage) |  |  |  |  | yes | DC-Coupled | Solar |  | 7.6
342563 |  |  | MA - SMART Program |  |  | 2021 | Residential | Beverly | Lithium Ion |  | ENPHASE ENERGY | 0 | 13.5 | 10 | Behind the Meter | Renewable Energy Integration (e.g., Ramping, Smoothing) |  |  |  |  | yes | AC-Coupled | Solar |  | 7.68
342724 |  |  | MA - SMART Program |  |  | 2021 | Residential | SEEKONK | Lithium Ion |  | StorEdge Technologies | 9.3 | 0 | 7.6 | Behind the Meter | Customer Bill Savings (e.g., Demand Charge Management, TOU Arbitrage) |  |  |  |  | yes | DC-Coupled | Solar |  | 7.6
342742 |  |  | MA - SMART Program |  |  | 2021 | Residential | Wilbraham | Lithium Ion |  | SolarEdge Technologies HD | 9.3 | 0 | 3.8 | Behind the Meter | Customer Bill Savings (e.g., Demand Charge Management, TOU Arbitrage) |  |  |  |  | yes | DC-Coupled | Solar |  | 3.8
342831 |  |  | MA - SMART Program |  |  | 2021 | Residential | Charlton | Lithium Ion |  | DELTA ELECTRONICS | 9.3 | 0 | 7.68 | Behind the Meter | Customer Bill Savings (e.g., Demand Charge Management, TOU Arbitrage) |  |  |  |  | yes | DC-Coupled | Solar |  | 7.68
342835 |  |  | MA - SMART Program |  |  | 2021 | Residential | Rehoboth | Lithium Ion |  | Tesla | 0 | 13.5 | 15 | Behind the Meter | Renewable Energy Integration (e.g., Ramping, Smoothing) |  |  |  |  | yes | AC-Coupled | Solar |  | 11.4
342936 |  |  | MA - SMART Program |  |  | 2021 | Residential | Gardner | Lithium Ion |  | DELTA ELECTRONICS | 13.5 | 10 | 5 | Behind the Meter | Renewable Energy Integration (e.g., Ramping, Smoothing) |  |  |  |  | yes | AC-Coupled | Solar |  | 7.68
342952 |  |  | MA - SMART Program |  |  | 2021 | Residential | Dighton | Lithium Ion |  | Tesla | 0 | 13.5 | 10 | Behind the Meter | Renewable Energy Integration (e.g., Ramping, Smoothing) |  |  |  |  | yes | AC-Coupled | Solar |  | 11.4
342956 |  |  | MA - SMART Program |  |  | 2021 | Residential | Andover | Lithium Ion |  | Tesla | 0 | 13.5 | 15 | Behind the Meter | Renewable Energy Integration (e.g., Ramping, Smoothing) |  |  |  |  | yes | AC-Coupled | Solar |  | 11.4
343142 |  |  | MA - SMART Program |  |  | 2021 | Residential | North Adams | Lithium Ion |  | SolarEdge Technologies | 9.3 | 0 | 6 | Behind the Meter | Customer Bill Savings (e.g., Demand Charge Management, TOU Arbitrage) |  |  |  |  | yes | DC-Coupled | Solar |  | 9.8
343183 |  |  | MA - SMART Program |  |  | 2021 | Residential | Chelmsford | Lithium Ion |  | DELTA ELECTRONICS | 0 | 13.5 | 10 | Behind the Meter | Renewable Energy Integration (e.g., Ramping, Smoothing) |  |  |  |  | yes | AC-Coupled | Solar |  | 9.6
343495 |  |  | MA - SMART Program |  |  | 2021 | Residential | Beverly | Lithium Ion |  | SolarEdge Technologies HD | 13.5 | 10 | 5 | Behind the Meter | Renewable Energy Integration (e.g., Ramping, Smoothing) |  |  |  |  | yes | AC-Coupled | Solar |  | 6
343615 |  |  | MA - SMART Program |  |  | 2021 | Residential | Seekonk | Lithium Ion |  | ENPHASE ENERGY | 13.5 | 10 | 5 | Behind the Meter | Renewable Energy Integration (e.g., Ramping, Smoothing) |  |  |  |  | yes | AC-Coupled | Solar |  | 1.68
343801 |  |  | MA - SMART Program |  |  | 2021 | Residential | Easton | Lithium Ion |  | DELTA ELECTRONICS | 9.3 | 11.52 | 5.76 | Behind the Meter | Other- Backup power |  |  |  |  | yes | DC-Coupled | Solar | 12.6 | 9.6
343804 |  |  | MA - SMART Program |  |  | 2021 | Residential | Worcester | Lithium Ion |  | DELTA ELECTRONICS | 9.3 | 0 | 5.76 | Behind the Meter | Customer Bill Savings (e.g., Demand Charge Management, TOU Arbitrage) |  |  |  |  | yes | DC-Coupled | Solar |  | 5.76
343869 |  |  | MA - SMART Program |  |  | 2021 | Residential | WORCESTER | Lithium Ion |  | SolarEdge Technologies HD | 9.3 | 0 | 7.6 | Behind the Meter | Customer Bill Savings (e.g., Demand Charge Management, TOU Arbitrage) |  |  |  |  | yes | DC-Coupled | Solar |  | 7.6
343875 |  |  | MA - SMART Program |  |  | 2021 | Residential | Bridgewater | Lithium Ion |  | SolarEdge Technologies Ltd | 0 | 13.5 | 10 | Behind the Meter | Renewable Energy Integration (e.g., Ramping, Smoothing) |  |  |  |  | yes | AC-Coupled | Solar |  | 10
343925 |  |  | MA - SMART Program |  |  | 2021 | Residential | Florence | Lithium Ion |  | ENPHASE ENERGY | 10.5 | 4.8 | 3.84 | Behind the Meter | Peak Shaving/ Load Leveling | Customer Bill Savings (e.g., Demand Charge Management, TOU Arbitrage) | Reliability and Resiliency |  |  | yes | AC-Coupled | Solar | 6.7 | 5.8
344140 |  |  | MA - SMART Program |  |  | 2021 | Residential | Uxbridge | Lithium Ion |  | Generac | 18 | 15 | 5 | Behind the Meter | Customer Bill Savings (e.g., Demand Charge Management, TOU Arbitrage) |  |  |  |  | yes | DC-Coupled | Solar |  | 7.6
344172 |  |  | MA - SMART Program |  |  | 2021 | Residential | Leominster | Lithium Ion |  | LG CHEM | 5.1 | 4.175 | 3.8 | Behind the Meter | Reliability and Resiliency |  |  |  |  | yes | DC-Coupled | Solar | 11.025 | 10
344232 |  |  | MA - SMART Program |  |  | 2021 | Residential | Rowe | Lithium Ion |  | SolarEdge Technologies HD | 13.5 | 10 | 5 | Behind the Meter | Renewable Energy Integration (e.g., Ramping, Smoothing) |  |  |  |  | yes | AC-Coupled | Solar |  | 6
344354 |  |  | MA - SMART Program |  |  | 2021 | Residential | Webster | Lithium Ion |  | SolarEdge Technologies | 9.3 | 0 | 6 | Behind the Meter | Customer Bill Savings (e.g., Demand Charge Management, TOU Arbitrage) |  |  |  |  | yes | DC-Coupled | Solar |  | 9.8
344462 |  |  | MA - SMART Program |  |  | 2021 | Residential | WILBRAHAM | Lithium Ion |  | SolarEdge Technologies HD | 9.3 | 0 | 7.6 | Behind the Meter | Customer Bill Savings (e.g., Demand Charge Management, TOU Arbitrage) |  |  |  |  | yes | DC-Coupled | Solar |  | 7.6
344470 |  |  | MA - SMART Program |  |  | 2021 | Residential | NORTH CHELMSFORD | Lithium Ion |  | SolarEdge Technologies HD | 9.3 | 0 | 3.8 | Behind the Meter | Customer Bill Savings (e.g., Demand Charge Management, TOU Arbitrage) |  |  |  |  | yes | DC-Coupled | Solar |  | 3.8
344473 |  |  | MA - SMART Program |  |  | 2021 | Residential | Worcester | Lithium Ion |  | DELTA ELECTRONICS | 13.5 | 10 | 5 | Behind the Meter | Renewable Energy Integration (e.g., Ramping, Smoothing) |  |  |  |  | yes | AC-Coupled | Solar |  | 4.8
344478 |  |  | MA - SMART Program |  |  | 2021 | Residential | Hancock | Lithium Ion |  | DELTA ELECTRONICS | 9.3 | 0 | 3.84 | Behind the Meter | Customer Bill Savings (e.g., Demand Charge Management, TOU Arbitrage) |  |  |  |  | yes | DC-Coupled | Solar |  | 3.84
344500 |  |  | MA - SMART Program |  |  | 2021 | Residential | METHUEN | Lithium Ion |  | StorEdge | 9.3 | 0 | 7.6 | Behind the Meter | Customer Bill Savings (e.g., Demand Charge Management, TOU Arbitrage) |  |  |  |  | yes | DC-Coupled | Solar |  | 7.6
344586 |  |  | MA - SMART Program |  |  | 2021 | Residential | Lawrence | Lithium Ion |  | Generac | 18 | 0 | 7.6 | Behind the Meter | Customer Bill Savings (e.g., Demand Charge Management, TOU Arbitrage) |  |  |  |  | yes | DC-Coupled | Solar |  | 7.6
344849 |  |  | MA - SMART Program |  |  | 2021 | Residential | Northampton | Lithium Ion |  | Generac | 18 | 0 | 7.6 | Behind the Meter | Customer Bill Savings (e.g., Demand Charge Management, TOU Arbitrage) |  |  |  |  | yes | DC-Coupled | Solar |  | 7.6
344920 |  |  | MA - SMART Program |  |  | 2021 | Residential | Florence | Lithium Ion |  | Generac | 18 | 7.6 | 7.6 | Behind the Meter | Renewable Energy Integration (e.g., Ramping, Smoothing) |  |  |  |  | yes | DC-Coupled | Solar |  | 7.6
344923 |  |  | MA - SMART Program |  |  | 2021 | Residential | METHUEN | Lithium Ion |  | StorEdge | 9.3 | 0 | 7.6 | Behind the Meter | Customer Bill Savings (e.g., Demand Charge Management, TOU Arbitrage) |  |  |  |  | yes | DC-Coupled | Solar |  | 7.6
344947 |  |  | MA - SMART Program |  |  | 2021 | Residential | Hanover | Lithium Ion |  | ENPHASE ENERGY | 13.5 | 10 | 5 | Behind the Meter | Renewable Energy Integration (e.g., Ramping, Smoothing) |  |  |  |  | yes | AC-Coupled | Solar |  | 4.64
345010 |  |  | MA - SMART Program |  |  | 2021 | Residential | FALL RIVER | Lithium Ion |  | StorEdge Technologies | 9.3 | 0 | 3.8 | Behind the Meter | Customer Bill Savings (e.g., Demand Charge Management, TOU Arbitrage) |  |  |  |  | yes | DC-Coupled | Solar |  | 3.8
345219 |  |  | MA - SMART Program |  |  | 2021 | Residential | LAWRENCE | Lithium Ion |  | SolarEdge Technologies HD | 9.3 | 0 | 7.6 | Behind the Meter | Customer Bill Savings (e.g., Demand Charge Management, TOU Arbitrage) |  |  |  |  | yes | DC-Coupled | Solar |  | 7.6
345224 |  |  | MA - SMART Program |  |  | 2021 | Residential | QUINCY | Lithium Ion |  | SolarEdge Technologies HD | 9.3 | 0 | 7.6 | Behind the Meter | Customer Bill Savings (e.g., Demand Charge Management, TOU Arbitrage) |  |  |  |  | yes | DC-Coupled | Solar |  | 7.6
345330 |  |  | MA - SMART Program |  |  | 2021 | Residential | NORTH ANDOVER | Lithium Ion |  | StorEdge | 9.3 | 0 | 7.6 | Behind the Meter | Customer Bill Savings (e.g., Demand Charge Management, TOU Arbitrage) |  |  |  |  | yes | DC-Coupled | Solar |  | 7.6
345374 |  |  | MA - SMART Program |  |  | 2021 | Residential | Swansea | Lithium Ion |  | SolarEdge Technologies | 9.3 | 0 | 7.6 | Behind the Meter | Customer Bill Savings (e.g., Demand Charge Management, TOU Arbitrage) |  |  |  |  | yes | DC-Coupled | Solar |  | 7.6
345449 |  |  | MA - SMART Program |  |  | 2021 | Residential | LYNN | Lithium Ion |  | SolarEdge Technologies HD | 9.3 | 0 | 7.6 | Behind the Meter | Customer Bill Savings (e.g., Demand Charge Management, TOU Arbitrage) |  |  |  |  | yes | DC-Coupled | Solar |  | 7.6
345549 |  |  | MA - SMART Program |  |  | 2021 | Residential | BILLERICA | Lithium Ion |  | SolarEdge Technologies HD | 9.3 | 0 | 7.6 | Behind the Meter | Customer Bill Savings (e.g., Demand Charge Management, TOU Arbitrage) |  |  |  |  | yes | DC-Coupled | Solar |  | 7.6
345576 |  |  | MA - SMART Program |  |  | 2021 | Residential | Abington | Lithium Ion |  | DELTA ELECTRONICS | 0 | 13.5 | 10 | Behind the Meter | Renewable Energy Integration (e.g., Ramping, Smoothing) |  |  |  |  | yes | AC-Coupled | Solar |  | 9.6
345774 |  |  | MA - SMART Program |  |  | 2021 | Residential | Westport | Lithium Ion |  | DELTA ELECTRONICS | 9.3 | 0 | 5.76 | Behind the Meter | Customer Bill Savings (e.g., Demand Charge Management, TOU Arbitrage) |  |  |  |  | yes | DC-Coupled | Solar |  | 5.76
345986 |  |  | MA - SMART Program |  |  | 2021 | Residential | E Longmeadow | Lithium Ion |  | DELTA ELECTRONICS | 13.5 | 10 | 5 | Behind the Meter | Renewable Energy Integration (e.g., Ramping, Smoothing) |  |  |  |  | yes | AC-Coupled | Solar |  | 7.68
346050 |  |  | MA - SMART Program |  |  | 2021 | Residential | Spencer | Lithium Ion |  | Tesla | 0 | 13.5 | 15 | Behind the Meter | Renewable Energy Integration (e.g., Ramping, Smoothing) |  |  |  |  | yes | AC-Coupled | Solar |  | 11.4
346213 |  |  | MA - SMART Program |  |  | 2021 | Residential | Hoosac Tunnel | Lithium Ion |  | ENPHASE ENERGY | 0 | 13.2 | 5 | Behind the Meter | Renewable Energy Integration (e.g., Ramping, Smoothing) |  |  |  |  | yes | AC-Coupled | Solar |  | 2.16
346362 |  |  | MA - SMART Program |  |  | 2021 | Residential | METHUEN | Lithium Ion |  | StorEdge Technologies | 5 | 0 | 7.6 | Behind the Meter | Customer Bill Savings (e.g., Demand Charge Management, TOU Arbitrage) |  |  |  |  | yes | DC-Coupled | Solar |  | 7.6
346451 |  |  | MA - SMART Program |  |  | 2021 | Residential | Haverhill | Lithium Ion |  | StorEdge | 9.3 | 0 | 7.6 | Behind the Meter | Customer Bill Savings (e.g., Demand Charge Management, TOU Arbitrage) |  |  |  |  | yes | DC-Coupled | Solar |  | 7.6
346477 |  |  | MA - SMART Program |  |  | 2021 | Residential | ATTLEBORO | Lithium Ion |  | StorEdge Technologies | 9.3 | 0 | 7.6 | Behind the Meter | Customer Bill Savings (e.g., Demand Charge Management, TOU Arbitrage) |  |  |  |  | yes | DC-Coupled | Solar |  | 7.6
346487 |  |  | MA - SMART Program |  |  | 2021 | Residential | Stoughton | Lithium Ion |  | StorEdge | 9.3 | 0 | 7.6 | Behind the Meter | Customer Bill Savings (e.g., Demand Charge Management, TOU Arbitrage) |  |  |  |  | yes | DC-Coupled | Solar |  | 7.6
346574 |  |  | MA - SMART Program |  |  | 2021 | Residential | Medford | Lithium Ion |  | SolarEdge Technologies HD | 13.5 | 10 | 5 | Behind the Meter | Renewable Energy Integration (e.g., Ramping, Smoothing) |  |  |  |  | yes | AC-Coupled | Solar |  | 6
346586 |  |  | MA - SMART Program |  |  | 2021 | Residential | East Bridgewater | Lithium Ion |  | SolarEdge Technologies | 9.3 | 0 | 6 | Behind the Meter | Customer Bill Savings (e.g., Demand Charge Management, TOU Arbitrage) |  |  |  |  | yes | DC-Coupled | Solar |  | 9.8
346687 |  |  | MA - SMART Program |  |  | 2021 | Commercial | North Chelmsford | Lithium Ion |  | ENPHASE ENERGY | 0 | 10.08 | 7.68 | Behind the Meter | Renewable Energy Integration (e.g., Ramping, Smoothing) |  |  |  |  | yes | AC-Coupled | Solar |  | 11.31
346743 |  |  | MA - SMART Program |  |  | 2021 | Residential | HOLBROOK | Lithium Ion |  | StorEdge | 9.3 | 0 | 7.6 | Behind the Meter | Customer Bill Savings (e.g., Demand Charge Management, TOU Arbitrage) |  |  |  |  | yes | DC-Coupled | Solar |  | 7.6
346757 |  |  | MA - SMART Program |  |  | 2021 | Residential | Haverhill | Lithium Ion |  | StorEdge | 9.3 | 0 | 7.6 | Behind the Meter | Customer Bill Savings (e.g., Demand Charge Management, TOU Arbitrage) |  |  |  |  | yes | DC-Coupled | Solar |  | 7.6
346804 |  |  | MA - SMART Program |  |  | 2021 | Residential | Fall River | Lithium Ion |  | ENPHASE ENERGY | 10.5 | 10.08 | 3.84 | Behind the Meter | Renewable Energy Integration (e.g., Ramping, Smoothing) |  |  |  |  | yes | AC-Coupled | Solar |  | 6.48
346824 |  |  | MA - SMART Program |  |  | 2021 | Residential | Upton | Lithium Ion |  | SolarEdge Technologies HD | 9.3 | 0 | 7.6 | Behind the Meter | Customer Bill Savings (e.g., Demand Charge Management, TOU Arbitrage) |  |  |  |  | yes | DC-Coupled | Solar |  | 7.6
346948 |  |  | MA - SMART Program |  |  | 2021 | Residential | WEYMOUTH | Lithium Ion |  | StorEdge Technologies | 9.3 | 0 | 3.8 | Behind the Meter | Customer Bill Savings (e.g., Demand Charge Management, TOU Arbitrage) |  |  |  |  | yes | DC-Coupled | Solar |  | 3.8
347029 |  |  | MA - SMART Program |  |  | 2021 | Residential | HALIFAX | Lithium Ion |  | StorEdge | 9.3 | 0 | 7.6 | Behind the Meter | Customer Bill Savings (e.g., Demand Charge Management, TOU Arbitrage) |  |  |  |  | yes | DC-Coupled | Solar |  | 7.6
347069 |  |  | MA - SMART Program |  |  | 2021 | Residential | Byfield | Lithium Ion |  | ENPHASE ENERGY | 13.5 | 10 | 5 | Behind the Meter | Renewable Energy Integration (e.g., Ramping, Smoothing) |  |  |  |  | yes | AC-Coupled | Solar |  | 8.7
347085 |  |  | MA - SMART Program |  |  | 2021 | Residential | Essex | Lithium Ion |  | ENPHASE ENERGY | 13.5 | 10 | 5 | Behind the Meter | Renewable Energy Integration (e.g., Ramping, Smoothing) |  |  |  |  | yes | AC-Coupled | Solar |  | 8.7
347094 |  |  | MA - SMART Program |  |  | 2021 | Residential | BOXFORD | Lithium Ion |  | ENPHASE ENERGY | 0 | 13.5 | 10 | Behind the Meter | Renewable Energy Integration (e.g., Ramping, Smoothing) |  |  |  |  | yes | AC-Coupled | Solar |  | 9.966
347126 |  |  | MA - SMART Program |  |  | 2021 | Residential | Hanson | Lithium Ion |  | Generac | 18 | 0 | 7.6 | Behind the Meter | Customer Bill Savings (e.g., Demand Charge Management, TOU Arbitrage) |  |  |  |  | yes | DC-Coupled | Solar |  | 7.6
347167 |  |  | MA - SMART Program |  |  | 2021 | Residential | Hopedale | Lithium Ion |  | SolarEdge Technologies | 9.3 | 0 | 6 | Behind the Meter | Customer Bill Savings (e.g., Demand Charge Management, TOU Arbitrage) |  |  |  |  | yes | DC-Coupled | Solar |  | 6
347180 |  |  | MA - SMART Program |  |  | 2021 | Residential | Worcester | Lithium Ion |  | DELTA ELECTRONICS | 9.3 | 0 | 5.76 | Behind the Meter | Customer Bill Savings (e.g., Demand Charge Management, TOU Arbitrage) |  |  |  |  | yes | DC-Coupled | Solar |  | 5.76
347224 |  |  | MA - SMART Program |  |  | 2021 | Residential | WORCESTER | Lithium Ion |  | StorEdge | 9.3 | 0 | 7.6 | Behind the Meter | Customer Bill Savings (e.g., Demand Charge Management, TOU Arbitrage) |  |  |  |  | yes | DC-Coupled | Solar |  | 7.6
347228 |  |  | MA - SMART Program |  |  | 2021 | Residential | Haverhill | Lithium Ion |  | StorEdge | 9.3 | 0 | 7.6 | Behind the Meter | Customer Bill Savings (e.g., Demand Charge Management, TOU Arbitrage) |  |  |  |  | yes | DC-Coupled | Solar |  | 7.6
347229 |  |  | MA - SMART Program |  |  | 2021 | Residential | LOWELL | Lithium Ion |  | StorEdge | 9.3 | 0 | 3.8 | Behind the Meter | Customer Bill Savings (e.g., Demand Charge Management, TOU Arbitrage) |  |  |  |  | yes | DC-Coupled | Solar |  | 3.8
347328 |  |  | Other |  |  | 2021 | Residential | North Andover | Lithium Ion |  | Tesla | 0 | 13.5 | 10 | Behind the Meter | Peak Shaving/ Load Leveling |  |  |  |  | yes | AC-Coupled | Solar |  | 20
347438 |  |  | MA - SMART Program |  |  | 2021 | Residential | Gardner | Lithium Ion |  | StorEdge Technologies | 9.3 | 0 | 7.6 | Behind the Meter | Customer Bill Savings (e.g., Demand Charge Management, TOU Arbitrage) |  |  |  |  | yes | DC-Coupled | Solar |  | 7.6
347628 |  |  | MA - SMART Program |  |  | 2021 | Residential | Newburyport | Lithium Ion |  | ENPHASE ENERGY | 13.5 | 10 | 5 | Behind the Meter | Renewable Energy Integration (e.g., Ramping, Smoothing) |  |  |  |  | yes | AC-Coupled | Solar |  | 9.86
347653 |  |  | MA - SMART Program |  |  | 2021 | Residential | Adams | Lithium Ion |  | SolarEdge Technologies | 9.3 | 0 | 6 | Behind the Meter | Customer Bill Savings (e.g., Demand Charge Management, TOU Arbitrage) |  |  |  |  | yes | DC-Coupled | Solar |  | 6
347675 |  |  | MA - SMART Program |  |  | 2021 | Residential | Westminster | Lithium Ion |  | SolarEdge Technologies | 9.3 | 0 | 6 | Behind the Meter | Customer Bill Savings (e.g., Demand Charge Management, TOU Arbitrage) |  |  |  |  | yes | DC-Coupled | Solar |  | 9.8
347741 |  |  | MA - SMART Program |  |  | 2021 | Residential | CHELMSFORD | Lithium Ion |  | StorEdge | 9.3 | 0 | 7.6 | Behind the Meter | Customer Bill Savings (e.g., Demand Charge Management, TOU Arbitrage) |  |  |  |  | yes | DC-Coupled | Solar |  | 7.6
347765 |  |  | MA - SMART Program |  |  | 2021 | Residential | Hanover | Lithium Ion |  | Generac | 17.1 | 0 | 7.6 | Behind the Meter | Customer Bill Savings (e.g., Demand Charge Management, TOU Arbitrage) |  |  |  |  | yes | DC-Coupled | Solar |  | 7.6
348118 |  |  | MA - SMART Program |  |  | 2021 | Residential | MELROSE | Lithium Ion |  | SolarEdge Technologies HD | 13.5 | 10 | 5 | Behind the Meter | Renewable Energy Integration (e.g., Ramping, Smoothing) |  |  |  |  | yes | AC-Coupled | Solar |  | 6
348152 |  |  | MA - SMART Program |  |  | 2021 | Residential | North Andover | Lithium Ion |  | ENPHASE ENERGY | 0 | 13.5 | 10 | Behind the Meter | Renewable Energy Integration (e.g., Ramping, Smoothing) |  |  |  |  | yes | AC-Coupled | Solar |  | 7.25
348254 |  |  | MA - SMART Program |  |  | 2021 | Residential | LOWELL | Lithium Ion |  | StorEdge | 9.3 | 0 | 7.6 | Behind the Meter | Customer Bill Savings (e.g., Demand Charge Management, TOU Arbitrage) |  |  |  |  | yes | DC-Coupled | Solar |  | 7.6
348342 |  |  | MA - SMART Program |  |  | 2021 | Residential | Brockton | Lithium Ion |  | ENPHASE ENERGY | 13.5 | 10 | 5 | Behind the Meter | Renewable Energy Integration (e.g., Ramping, Smoothing) |  |  |  |  | yes | AC-Coupled | Solar |  | 6.72
348410 |  |  | MA - SMART Program |  |  | 2021 | Residential | Belchertown | Lithium Ion |  | DELTA ELECTRONICS | 0 | 13.5 | 10 | Behind the Meter | Renewable Energy Integration (e.g., Ramping, Smoothing) |  |  |  |  | yes | AC-Coupled | Solar |  | 9.6
348472 |  |  | MA - SMART Program |  |  | 2021 | Residential | LOWELL | Lithium Ion |  | StorEdge | 9.3 | 0 | 7.6 | Behind the Meter | Customer Bill Savings (e.g., Demand Charge Management, TOU Arbitrage) |  |  |  |  | yes | DC-Coupled | Solar |  | 7.6
348553 |  |  | MA - SMART Program |  |  | 2021 | Residential | Melrose | Lithium Ion |  | ENPHASE ENERGY | 0 | 14 | 5 | Behind the Meter | Renewable Energy Integration (e.g., Ramping, Smoothing) |  |  |  |  | yes | AC-Coupled | Solar |  | 9.28
348650 |  |  | MA - SMART Program |  |  | 2021 | Residential | Athol | Lithium Ion |  | DELTA ELECTRONICS | 13.5 | 10 | 5 | Behind the Meter | Renewable Energy Integration (e.g., Ramping, Smoothing) |  |  |  |  | yes | AC-Coupled | Solar |  | 7.68
348667 |  |  | MA - SMART Program |  |  | 2021 | Residential | BRADFORD | Lithium Ion |  | LG CHEM | 9.3 | 0 | 7.6 | Behind the Meter | Customer Bill Savings (e.g., Demand Charge Management, TOU Arbitrage) |  |  |  |  | yes | DC-Coupled | Solar |  | 7.6
348883 |  |  | MA - SMART Program |  |  | 2021 | Residential | Harvard | Lithium Ion |  | ENPHASE ENERGY | 5 | 5 | 10 | Behind the Meter | Renewable Energy Integration (e.g., Ramping, Smoothing) |  |  |  |  | yes | AC-Coupled | Solar |  | 7.68
348926 |  |  | MA - SMART Program |  |  | 2021 | Residential | Seekonk | Lithium Ion |  | DELTA ELECTRONICS | 9.3 | 0 | 3.84 | Behind the Meter | Customer Bill Savings (e.g., Demand Charge Management, TOU Arbitrage) |  |  |  |  | yes | DC-Coupled | Solar |  | 3.84
348950 |  |  | MA - SMART Program |  |  | 2021 | Residential | Worcester | Lithium Ion |  | SolarEdge Technologies | 9.8 | 0 | 6 | Behind the Meter | Customer Bill Savings (e.g., Demand Charge Management, TOU Arbitrage) |  |  |  |  | yes | DC-Coupled | Solar |  | 6
349412 |  |  | MA - SMART Program |  |  | 2021 | Residential | Marlborough | Lithium Ion |  | DELTA ELECTRONICS | 9.3 | 0 | 5.76 | Behind the Meter | Customer Bill Savings (e.g., Demand Charge Management, TOU Arbitrage) |  |  |  |  | yes | DC-Coupled | Solar |  | 5.76
349671 |  |  | MA - SMART Program |  |  | 2021 | Residential | Worcester | Lithium Ion |  | SolarEdge Technologies | 9.8 | 0 | 6 | Behind the Meter | Customer Bill Savings (e.g., Demand Charge Management, TOU Arbitrage) |  |  |  |  | yes | DC-Coupled | Solar |  | 6
349680 |  |  | Other |  |  | 2021 | Residential | Northampton | Lithium Ion |  | Sonnen | 0 | 12.5 | 7 | Behind the Meter | Peak Shaving/ Load Leveling |  |  |  |  | yes | AC-Coupled | Solar |  | 15.12
349696 |  |  | MA - SMART Program |  |  | 2021 | Residential | Worcester | Lithium Ion |  | SolarEdge Technologies | 9.8 | 0 | 7.6 | Behind the Meter | Customer Bill Savings (e.g., Demand Charge Management, TOU Arbitrage) |  |  |  |  | yes | DC-Coupled | Solar |  | 7.6
349836 |  |  | MA - SMART Program |  |  | 2021 | Residential | Northampton | Lithium Ion |  | Generac | 18 | 7.6 | 7.6 | Behind the Meter | Renewable Energy Integration (e.g., Ramping, Smoothing) |  |  |  |  | yes | DC-Coupled | Solar |  | 7.6
349919 |  |  | MA - SMART Program |  |  | 2021 | Residential | Williamstown | Lithium Ion |  | DELTA ELECTRONICS | 9.3 | 0 | 5.76 | Behind the Meter | Customer Bill Savings (e.g., Demand Charge Management, TOU Arbitrage) |  |  |  |  | yes | DC-Coupled | Solar |  | 5.76
350066 |  |  | MA - SMART Program |  |  | 2021 | Residential | LYNN | Lithium Ion |  | StorEdge | 9.3 | 0 | 7.6 | Behind the Meter | Customer Bill Savings (e.g., Demand Charge Management, TOU Arbitrage) |  |  |  |  | yes | DC-Coupled | Solar |  | 7.6
350117 |  |  | MA - SMART Program |  |  | 2021 | Residential | Worcester | Lithium Ion |  | SolarEdge Technologies | 9.3 | 0 | 6 | Behind the Meter | Customer Bill Savings (e.g., Demand Charge Management, TOU Arbitrage) |  |  |  |  | yes | DC-Coupled | Solar |  | 6
350119 |  |  | MA - SMART Program |  |  | 2021 | Residential | Brimfield | Lithium Ion |  | ENPHASE ENERGY | 0 | 13.5 | 10 | Behind the Meter | Renewable Energy Integration (e.g., Ramping, Smoothing) |  |  |  |  | yes | AC-Coupled | Solar |  | 5.8
350167 |  |  | MA - DOER/ MassCEC Funded Projects |  |  | 2021 | Residential | West Stockbridge | Lithium Ion |  | LG CHEM | 9.3 | 10 | 5 | Behind the Meter | Customer Bill Savings (e.g., Demand Charge Management, TOU Arbitrage) |  |  |  |  | yes | DC-Coupled | Solar | 12.24 | 7.6
350253 |  |  | MA - SMART Program |  |  | 2021 | Residential | Nantucket | Lithium Ion |  | SolarEdge Technologies Ltd | 17.1 | 0 | 7.6 | Behind the Meter | Customer Bill Savings (e.g., Demand Charge Management, TOU Arbitrage) |  |  |  |  | yes | DC-Coupled | Solar |  | 17.6
350389 |  |  | MA - SMART Program |  |  | 2021 | Residential | Northborough | Lithium Ion |  | SolarEdge Technologies | 9.3 | 0 | 7.6 | Behind the Meter | Customer Bill Savings (e.g., Demand Charge Management, TOU Arbitrage) |  |  |  |  | yes | DC-Coupled | Solar |  | 7.6
350525 |  |  | MA - SMART Program |  |  | 2021 | Residential | BELCHERTOWN | Lithium Ion |  | StorEdge | 9.3 | 0 | 3.8 | Behind the Meter | Customer Bill Savings (e.g., Demand Charge Management, TOU Arbitrage) |  |  |  |  | yes | DC-Coupled | Solar |  | 3.8
350535 |  |  | MA - SMART Program |  |  | 2021 | Residential | LYNN | Lithium Ion |  | SolarEdge Technologies HD | 9.3 | 0 | 7.6 | Behind the Meter | Customer Bill Savings (e.g., Demand Charge Management, TOU Arbitrage) |  |  |  |  | yes | DC-Coupled | Solar |  | 7.6
350539 |  |  | MA - SMART Program |  |  | 2021 | Residential | CLINTON | Lithium Ion |  | StorEdge | 9.3 | 0 | 7.6 | Behind the Meter | Customer Bill Savings (e.g., Demand Charge Management, TOU Arbitrage) |  |  |  |  | yes | DC-Coupled | Solar |  | 7.6
350545 |  |  | MA - SMART Program |  |  | 2021 | Residential | Quincy | Lithium Ion |  | ENPHASE ENERGY | 0 | 13.5 | 10 | Behind the Meter | Renewable Energy Integration (e.g., Ramping, Smoothing) |  |  |  |  | yes | AC-Coupled | Solar |  | 9.86
350553 |  |  | MA - SMART Program |  |  | 2021 | Residential | Franklin | Lithium Ion |  | SolarEdge Technologies | 9.3 | 0 | 6 | Behind the Meter | Customer Bill Savings (e.g., Demand Charge Management, TOU Arbitrage) |  |  |  |  | yes | DC-Coupled | Solar |  | 9.8
350599 |  |  | MA - SMART Program |  |  | 2021 | Residential | East Longmeadow | Lithium Ion |  | SolarEdge Technologies | 9.3 | 0 | 6 | Behind the Meter | Customer Bill Savings (e.g., Demand Charge Management, TOU Arbitrage) |  |  |  |  | yes | DC-Coupled | Solar |  | 9.8
350603 |  |  | MA - SMART Program |  |  | 2021 | Residential | Leominster | Lithium Ion |  | ENPHASE ENERGY | 0 | 13.5 | 10 | Behind the Meter | Renewable Energy Integration (e.g., Ramping, Smoothing) |  |  |  |  | yes | AC-Coupled | Solar |  | 9.86
350711 |  |  | MA - SMART Program |  |  | 2021 | Residential | Norton | Lithium Ion |  | LG CHEM | 9.6 | 0 | 7.6 | Behind the Meter | Customer Bill Savings (e.g., Demand Charge Management, TOU Arbitrage) |  |  |  |  | yes | DC-Coupled | Solar |  | 7.6
350798 |  |  | MA - SMART Program |  |  | 2021 | Residential | Lynn | Lithium Ion |  | StorEdge | 9.3 | 0 | 7.6 | Behind the Meter | Customer Bill Savings (e.g., Demand Charge Management, TOU Arbitrage) |  |  |  |  | yes | DC-Coupled | Solar |  | 7.6
351079 |  |  | MA - SMART Program |  |  | 2021 | Residential | LYNN | Lithium Ion |  | SolarEdge Technologies Ltd | 9.3 | 0 | 7.6 | Behind the Meter | Customer Bill Savings (e.g., Demand Charge Management, TOU Arbitrage) |  |  |  |  | yes | DC-Coupled | Solar |  | 7.6
351100 |  |  | MA - SMART Program |  |  | 2021 | Residential | Leeds | Lithium Ion |  | Generac | 18 | 7.6 | 7.6 | Behind the Meter | Renewable Energy Integration (e.g., Ramping, Smoothing) |  |  |  |  | yes | DC-Coupled | Solar |  | 7.6
351227 |  |  | MA - SMART Program |  |  | 2021 | Residential | MILFORD | Lithium Ion |  | StorEdge | 9.3 | 0 | 7.6 | Behind the Meter | Customer Bill Savings (e.g., Demand Charge Management, TOU Arbitrage) |  |  |  |  | yes | DC-Coupled | Solar |  | 7.6
351232 |  |  | MA - SMART Program |  |  | 2021 | Residential | South Easton | Lithium Ion |  | ENPHASE ENERGY | 0 | 13.5 | 10 | Behind the Meter | Renewable Energy Integration (e.g., Ramping, Smoothing) |  |  |  |  | yes | AC-Coupled | Solar |  | 8.7
351238 |  |  | MA - SMART Program |  |  | 2021 | Residential | Florence | Lithium Ion |  | Generac | 18 | 0 | 7.6 | Behind the Meter | Customer Bill Savings (e.g., Demand Charge Management, TOU Arbitrage) |  |  |  |  | yes | DC-Coupled | Solar |  | 7.6
351260 |  |  | MA - SMART Program |  |  | 2021 | Residential | Hanson | Lithium Ion |  | DELTA ELECTRONICS | 9.3 | 0 | 3.84 | Behind the Meter | Customer Bill Savings (e.g., Demand Charge Management, TOU Arbitrage) |  |  |  |  | yes | DC-Coupled | Solar |  | 7.68
351261 |  |  | MA - SMART Program |  |  | 2021 | Residential | WORCESTER | Lithium Ion |  | StorEdge Technologies | 9.3 | 0 | 7.6 | Behind the Meter | Customer Bill Savings (e.g., Demand Charge Management, TOU Arbitrage) |  |  |  |  | yes | DC-Coupled | Solar |  | 7.6
351275 |  |  | MA - SMART Program |  |  | 2021 | Residential | WEST BROOKFIELD | Lithium Ion |  | SolarEdge Technologies HD | 13.5 | 10 | 5 | Behind the Meter | Renewable Energy Integration (e.g., Ramping, Smoothing) |  |  |  |  | yes | AC-Coupled | Solar |  | 7.6
351299 |  |  | MA - SMART Program |  |  | 2021 | Residential | Swansea | Lithium Ion |  | StorEdge | 9.3 | 0 | 7.6 | Behind the Meter | Customer Bill Savings (e.g., Demand Charge Management, TOU Arbitrage) |  |  |  |  | yes | DC-Coupled | Solar |  | 7.6
351310 |  |  | MA - SMART Program |  |  | 2021 | Residential | Wilbraham | Lithium Ion |  | SolarEdge Technologies | 9.3 | 0 | 7.6 | Behind the Meter | Customer Bill Savings (e.g., Demand Charge Management, TOU Arbitrage) |  |  |  |  | yes | DC-Coupled | Solar |  | 7.6
351349 |  |  | MA - SMART Program |  |  | 2021 | Residential | Gloucester | Lithium Ion |  | SolarEdge Tecnologies HD | 0 | 13.5 | 10 | Behind the Meter | Renewable Energy Integration (e.g., Ramping, Smoothing) |  |  |  |  | yes | AC-Coupled | Solar |  | 5
351389 |  |  | MA - SMART Program |  |  | 2021 | Residential | ATTLEBORO | Lithium Ion |  | StorEdge | 9.3 | 0 | 7.6 | Behind the Meter | Customer Bill Savings (e.g., Demand Charge Management, TOU Arbitrage) |  |  |  |  | yes | DC-Coupled | Solar |  | 7.6
351521 |  |  | MA - SMART Program |  |  | 2021 | Commercial | WORCESTER | Lithium Ion |  | StorEdge | 9.3 | 0 | 3.8 | Behind the Meter | Customer Bill Savings (e.g., Demand Charge Management, TOU Arbitrage) |  |  |  |  | yes | DC-Coupled | Solar |  | 3.8
351586 |  |  | MA - SMART Program |  |  | 2021 | Residential | Malden | Lithium Ion |  | Generac | 18 | 0 | 7.6 | Behind the Meter | Customer Bill Savings (e.g., Demand Charge Management, TOU Arbitrage) |  |  |  |  | yes | DC-Coupled | Solar |  | 7.6
351602 |  |  | MA - SMART Program |  |  | 2021 | Residential | Attleboro | Lithium Ion |  | Generac | 17.1 | 0 | 7.6 | Behind the Meter | Customer Bill Savings (e.g., Demand Charge Management, TOU Arbitrage) |  |  |  |  | yes | DC-Coupled | Solar |  | 7.6
351632 |  |  | MA - SMART Program |  |  | 2021 | Residential | Marlborough | Lithium Ion |  | DELTA ELECTRONICS | 9.3 | 0 | 5.76 | Behind the Meter | Customer Bill Savings (e.g., Demand Charge Management, TOU Arbitrage) |  |  |  |  | yes | DC-Coupled | Solar |  | 5.76
351706 |  |  | Other |  |  | 2021 | Residential | Seekonk | Lithium Ion |  | Sonnen | 10 | 10 | 4.8 | Behind the Meter | Peak Shaving/ Load Leveling | Customer Bill Savings (e.g., Demand Charge Management, TOU Arbitrage) |  |  |  | yes | AC-Coupled | Solar |  | 5
351809 |  |  | MA - SMART Program |  |  | 2021 | Residential | Weymouth | Lithium Ion |  | Tesla | 13.5 | 10 | 5 | Behind the Meter | Renewable Energy Integration (e.g., Ramping, Smoothing) |  |  |  |  | yes | AC-Coupled | Solar |  | 7.6
352023 |  |  | MA - SMART Program |  |  | 2021 | Residential | Northampton | Lithium Ion |  | Generac | 18 | 7.6 | 7.6 | Behind the Meter | Renewable Energy Integration (e.g., Ramping, Smoothing) |  |  |  |  | yes | DC-Coupled | Solar |  | 7.6
352036 |  |  | MA - SMART Program |  |  | 2021 | Residential | Northampton | Lithium Ion |  | Generac | 18 | 7.6 | 7.6 | Behind the Meter | Renewable Energy Integration (e.g., Ramping, Smoothing) |  |  |  |  | yes | DC-Coupled | Solar |  | 7.6
352066 |  |  | MA - SMART Program |  |  | 2021 | Residential | Cohasset | Lithium Ion |  | SolarEdge Technologies HD | 0 | 13.5 | 10 | Behind the Meter | Renewable Energy Integration (e.g., Ramping, Smoothing) |  |  |  |  | yes | AC-Coupled | Solar |  | 7.6
352194 |  |  | MA - SMART Program |  |  | 2021 | Residential | ATTLEBORO | Lithium Ion |  | StorEdge | 9.3 | 0 | 7.6 | Behind the Meter | Customer Bill Savings (e.g., Demand Charge Management, TOU Arbitrage) |  |  |  |  | yes | DC-Coupled | Solar |  | 7.6
352407 |  |  | MA - SMART Program |  |  | 2021 | Residential | LYNN | Lithium Ion |  | SolarEdge Technologies HD | 9.3 | 0 | 7.6 | Behind the Meter | Customer Bill Savings (e.g., Demand Charge Management, TOU Arbitrage) |  |  |  |  | yes | DC-Coupled | Solar |  | 7.6
352535 |  |  | MA - SMART Program |  |  | 2021 | Residential | Sutton | Lithium Ion |  | ENPHASE ENERGY | 0 | 13.5 | 10 | Behind the Meter | Renewable Energy Integration (e.g., Ramping, Smoothing) |  |  |  |  | yes | AC-Coupled | Solar |  | 7.54
352557 |  |  | Other |  |  | 2021 | Residential | Belchertown | Lithium Ion |  | Tesla | 0 | 13.5 | 10 | Behind the Meter | Peak Shaving/ Load Leveling |  |  |  |  | yes | AC-Coupled | Solar |  | 20
352630 |  |  | MA - SMART Program |  |  | 2021 | Residential | Lynn | Lithium Ion |  | SolarEdge Technologies HD | 9.3 | 0 | 7.6 | Behind the Meter | Customer Bill Savings (e.g., Demand Charge Management, TOU Arbitrage) |  |  |  |  | yes | DC-Coupled | Solar |  | 7.6
352643 |  |  | MA - SMART Program |  |  | 2021 | Residential | East Longmeadow | Lithium Ion |  | Generac | 18 | 7.6 | 7.6 | Behind the Meter | Renewable Energy Integration (e.g., Ramping, Smoothing) |  |  |  |  | yes | DC-Coupled | Solar |  | 7.6
352649 |  |  | MA - SMART Program |  |  | 2021 | Residential | PEMBROKE | Lithium Ion |  | SolarEdge Technologies HD | 9.3 | 0 | 7.6 | Behind the Meter | Customer Bill Savings (e.g., Demand Charge Management, TOU Arbitrage) |  |  |  |  | yes | DC-Coupled | Solar |  | 7.6
352767 |  |  | MA - SMART Program |  |  | 2021 | Residential | Lawrence | Lithium Ion |  | SolarEdge Technologies | 9.3 | 0 | 3.8 | Behind the Meter | Customer Bill Savings (e.g., Demand Charge Management, TOU Arbitrage) |  |  |  |  | yes | DC-Coupled | Solar |  | 7.6
352779 |  |  | MA - SMART Program |  |  | 2021 | Residential | Leominster | Lithium Ion |  | DELTA ELECTRONICS | 9.3 | 0 | 5.76 | Behind the Meter | Customer Bill Savings (e.g., Demand Charge Management, TOU Arbitrage) |  |  |  |  | yes | DC-Coupled | Solar |  | 5.76
352784 |  |  | MA - SMART Program |  |  | 2021 | Residential | North Brookfield | Lithium Ion |  | StorEdge | 9.3 | 0 | 7.6 | Behind the Meter | Customer Bill Savings (e.g., Demand Charge Management, TOU Arbitrage) |  |  |  |  | yes | DC-Coupled | Solar |  | 7.6
352819 |  |  | MA - SMART Program |  |  | 2021 | Residential | Florence | Lithium Ion |  | SolarEdge Technologies | 9.3 | 0 | 3.8 | Behind the Meter | Customer Bill Savings (e.g., Demand Charge Management, TOU Arbitrage) |  |  |  |  | yes | DC-Coupled | Solar |  | 3.8
352917 |  |  | MA - SMART Program |  |  | 2021 | Residential | Athol | Lithium Ion |  | SolarEdge Technologies Ltd | 13.5 | 10 | 5 | Behind the Meter | Renewable Energy Integration (e.g., Ramping, Smoothing) |  |  |  |  | yes | AC-Coupled | Solar |  | 10
352931 |  |  | MA - SMART Program |  |  | 2021 | Residential | NORTH CHELMSFORD | Lithium Ion |  | SolarEdge Technologies HD | 9.3 | 0 | 7.6 | Behind the Meter | Customer Bill Savings (e.g., Demand Charge Management, TOU Arbitrage) |  |  |  |  | yes | DC-Coupled | Solar |  | 7.6
352932 |  |  | MA - SMART Program |  |  | 2021 | Residential | Clinton | Lithium Ion |  | SolarEdge Technologies | 9.3 | 0 | 3.8 | Behind the Meter | Customer Bill Savings (e.g., Demand Charge Management, TOU Arbitrage) |  |  |  |  | yes | DC-Coupled | Solar |  | 7.6
352936 |  |  | MA - SMART Program |  |  | 2021 | Residential | Clarksburg | Lithium Ion |  | SolarEdge Technologies | 9.3 | 0 | 6 | Behind the Meter | Customer Bill Savings (e.g., Demand Charge Management, TOU Arbitrage) |  |  |  |  | yes | DC-Coupled | Solar |  | 9.8
352942 |  |  | MA - SMART Program |  |  | 2021 | Residential | Fall River | Lithium Ion |  | DELTA ELECTRONICS | 9.3 | 0 | 5.76 | Behind the Meter | Customer Bill Savings (e.g., Demand Charge Management, TOU Arbitrage) |  |  |  |  | yes | DC-Coupled | Solar |  | 5.76
353017 |  |  | MA - SMART Program |  |  | 2021 | Residential | Phillipston | Lithium Ion |  | Generac | 18 | 7.6 | 7.6 | Behind the Meter | Renewable Energy Integration (e.g., Ramping, Smoothing) |  |  |  |  | yes | DC-Coupled | Solar |  | 7.6
353027 |  |  | MA - SMART Program |  |  | 2021 | Residential | WEST BRIDGEWATER | Lithium Ion |  | SolarEdge Technologies HD | 9.3 | 0 | 7.6 | Behind the Meter | Customer Bill Savings (e.g., Demand Charge Management, TOU Arbitrage) |  |  |  |  | yes | DC-Coupled | Solar |  | 7.6
353145 |  |  | MA - SMART Program |  |  | 2021 | Residential | Westford | Lithium Ion |  | ENPHASE ENERGY | 0 | 13.5 | 10 | Behind the Meter | Renewable Energy Integration (e.g., Ramping, Smoothing) |  |  |  |  | yes | AC-Coupled | Solar |  | 5.8
353285 |  |  | MA - SMART Program |  |  | 2021 | Residential | BILLERICA | Lithium Ion |  | StorEdge | 9.3 | 0 | 3.8 | Behind the Meter | Customer Bill Savings (e.g., Demand Charge Management, TOU Arbitrage) |  |  |  |  | yes | DC-Coupled | Solar |  | 3.8
353297 |  |  | MA - SMART Program |  |  | 2021 | Residential | DUDLEY | Lithium Ion |  | StorEdge | 9.3 | 0 | 7.6 | Behind the Meter | Customer Bill Savings (e.g., Demand Charge Management, TOU Arbitrage) |  |  |  |  | yes | DC-Coupled | Solar |  | 7.6
353313 |  |  | MA - SMART Program |  |  | 2021 | Residential | WESTPORT | Lithium Ion |  | SolarEdge Technologies HD | 9.3 | 0 | 7.6 | Behind the Meter | Customer Bill Savings (e.g., Demand Charge Management, TOU Arbitrage) |  |  |  |  | yes | DC-Coupled | Solar |  | 7.6
353324 |  |  | MA - SMART Program |  |  | 2021 | Residential | WORCESTER | Lithium Ion |  | SolarEdge Technologies HD | 9.3 | 0 | 7.6 | Behind the Meter | Customer Bill Savings (e.g., Demand Charge Management, TOU Arbitrage) |  |  |  |  | yes | DC-Coupled | Solar |  | 7.6
353363 |  |  | MA - SMART Program |  |  | 2021 | Residential | LEOMINSTER | Lithium Ion |  | SolarEdge Technologies HD | 9.3 | 0 | 3.8 | Behind the Meter | Customer Bill Savings (e.g., Demand Charge Management, TOU Arbitrage) |  |  |  |  | yes | DC-Coupled | Solar |  | 3.8
353629 |  |  | MA - SMART Program |  |  | 2021 | Residential | ATTLEBORO | Lithium Ion |  | StorEdge Technologies | 9.3 | 0 | 7.6 | Behind the Meter | Customer Bill Savings (e.g., Demand Charge Management, TOU Arbitrage) |  |  |  |  | yes | DC-Coupled | Solar |  | 7.6
353691 |  |  | MA - SMART Program |  |  | 2021 | Residential | Haverhill | Lithium Ion |  | SolarEdge Technologies | 9.3 | 0 | 7.6 | Behind the Meter | Customer Bill Savings (e.g., Demand Charge Management, TOU Arbitrage) |  |  |  |  | yes | DC-Coupled | Solar |  | 7.6
353698 |  |  | MA - SMART Program |  |  | 2021 | Residential | WEST BROOKFIELD | Lithium Ion |  | SolarEdge Technologies | 9.3 | 0 | 3.8 | Behind the Meter | Customer Bill Savings (e.g., Demand Charge Management, TOU Arbitrage) |  |  |  |  | yes | DC-Coupled | Solar |  | 3.8
353774 |  |  | Other |  |  | 2021 | Residential | Florence | Lithium Ion |  | ENPHASE ENERGY | 0 | 10.08 | 5.12 | Behind the Meter | Peak Shaving/ Load Leveling |  |  |  |  | yes | AC-Coupled | Solar |  | 6.24
353807 |  |  | MA - SMART Program |  |  | 2021 | Residential | Sturbridge | Lithium Ion |  | SolarEdge Technologies | 9.3 | 0 | 6 | Behind the Meter | Customer Bill Savings (e.g., Demand Charge Management, TOU Arbitrage) |  |  |  |  | yes | DC-Coupled | Solar |  | 9.8
353845 |  |  | MA - SMART Program |  |  | 2021 | Residential | Winchendon | Lithium Ion |  | SolarEdge Technologies | 0 | 13.2 | 5 | Behind the Meter | Renewable Energy Integration (e.g., Ramping, Smoothing) |  |  |  |  | yes | AC-Coupled | Solar |  | 6
353936 |  |  | MA - SMART Program |  |  | 2021 | Residential | Rutland | Lithium Ion |  | StorEdge | 9.3 | 0 | 7.6 | Behind the Meter | Customer Bill Savings (e.g., Demand Charge Management, TOU Arbitrage) |  |  |  |  | yes | DC-Coupled | Solar |  | 7.6
354054 |  |  | MA - SMART Program |  |  | 2021 | Residential | Belchertown | Lithium Ion |  | Generac | 18 | 7.6 | 7.6 | Behind the Meter | Renewable Energy Integration (e.g., Ramping, Smoothing) |  |  |  |  | yes | DC-Coupled | Solar |  | 7.6
354103 |  |  | Other |  |  | 2021 | Residential | Cohasset | Lithium Ion |  | Sonnen | 10 | 10 | 4.8 | Behind the Meter | Peak Shaving/ Load Leveling | Customer Bill Savings (e.g., Demand Charge Management, TOU Arbitrage) |  |  |  | yes | AC-Coupled | Solar |  | 4
354157 |  |  | MA - SMART Program |  |  | 2021 | Residential | E LONGMEADOW | Lithium Ion |  | SolarEdge Technologies Ltd | 5.8 | 5 | 5 | Behind the Meter | Renewable Energy Integration (e.g., Ramping, Smoothing) |  |  |  |  | yes | AC-Coupled | Solar |  | 10
354303 |  |  | MA - SMART Program |  |  | 2021 | Residential | Chelmsford | Lithium Ion |  | SolarEdge Technologies | 0 | 13.5 | 10 | Behind the Meter | Renewable Energy Integration (e.g., Ramping, Smoothing) |  |  |  |  | yes | AC-Coupled | Solar |  | 7.6
354333 |  |  | MA - SMART Program |  |  | 2021 | Residential | Northampton | Lithium Ion |  | SolarEdge Technologies Ltd | 14 | 13.5 | 10 | Behind the Meter | Renewable Energy Integration (e.g., Ramping, Smoothing) |  |  |  |  | yes | AC-Coupled | Solar |  | 10
354355 |  |  | MA - SMART Program |  |  | 2021 | Residential | Shirley | Lithium Ion |  | SolarEdge Technologies | 9.3 | 0 | 6 | Behind the Meter | Customer Bill Savings (e.g., Demand Charge Management, TOU Arbitrage) |  |  |  |  | yes | DC-Coupled | Solar |  | 9.8
354430 |  |  | MA - SMART Program |  |  | 2021 | Residential | Brockton | Lithium Ion |  | SolarEdge Technologies | 9.3 | 0 | 7.6 | Behind the Meter | Customer Bill Savings (e.g., Demand Charge Management, TOU Arbitrage) |  |  |  |  | yes | DC-Coupled | Solar |  | 7.6
354431 |  |  | MA - SMART Program |  |  | 2021 | Residential | BEVERLY | Lithium Ion |  | StorEdge | 9.3 | 0 | 7.6 | Behind the Meter | Customer Bill Savings (e.g., Demand Charge Management, TOU Arbitrage) |  |  |  |  | yes | DC-Coupled | Solar |  | 7.6
354438 |  |  | MA - SMART Program |  |  | 2021 | Residential | PLAINVILLE | Lithium Ion |  | SolarEdge Technologies HD | 9.3 | 0 | 7.6 | Behind the Meter | Customer Bill Savings (e.g., Demand Charge Management, TOU Arbitrage) |  |  |  |  | yes | DC-Coupled | Solar |  | 7.6
354449 |  |  | MA - SMART Program |  |  | 2021 | Residential | RANDOLPH | Lithium Ion |  | StorEdge | 9.3 | 0 | 7.6 | Behind the Meter | Customer Bill Savings (e.g., Demand Charge Management, TOU Arbitrage) |  |  |  |  | yes | DC-Coupled | Solar |  | 7.6
354556 |  |  | MA - SMART Program |  |  | 2021 | Residential | Billerica | Lithium Ion |  | SolarEdge Technologies Ltd | 0 | 13.5 | 10 | Behind the Meter | Renewable Energy Integration (e.g., Ramping, Smoothing) |  |  |  |  | yes | AC-Coupled | Solar |  | 10
354588 |  |  | MA - SMART Program |  |  | 2021 | Residential | Melrose | Lithium Ion |  | SolarEdge Technologies HD | 13.5 | 10 | 5 | Behind the Meter | Renewable Energy Integration (e.g., Ramping, Smoothing) |  |  |  |  | yes | AC-Coupled | Solar |  | 6
354742 |  |  | MA - SMART Program |  |  | 2021 | Residential | AMESBURY | Lithium Ion |  | StorEdge Technologies | 9.3 | 0 | 7.6 | Behind the Meter | Customer Bill Savings (e.g., Demand Charge Management, TOU Arbitrage) |  |  |  |  | yes | DC-Coupled | Solar |  | 7.6
354808 |  |  | MA - SMART Program |  |  | 2021 | Residential | Wilbraham | Lithium Ion |  | Generac | 18 | 0 | 7.6 | Behind the Meter | Customer Bill Savings (e.g., Demand Charge Management, TOU Arbitrage) |  |  |  |  | yes | DC-Coupled | Solar |  | 7.6
354848 |  |  | MA - SMART Program |  |  | 2021 | Residential | Holbrook | Lithium Ion |  | StorEdge | 9.3 | 0 | 7.6 | Behind the Meter | Customer Bill Savings (e.g., Demand Charge Management, TOU Arbitrage) |  |  |  |  | yes | DC-Coupled | Solar |  | 7.6
354859 |  |  | MA - SMART Program |  |  | 2021 | Residential | South Hamilton | Lithium Ion |  | ENPHASE ENERGY | 0 | 13.5 | 10 | Behind the Meter | Renewable Energy Integration (e.g., Ramping, Smoothing) |  |  |  |  | yes | AC-Coupled | Solar |  | 6.38
354935 |  |  | MA - SMART Program |  |  | 2021 | Residential | Lynn | Lithium Ion |  | StorEdge | 9.3 | 0 | 7.6 | Behind the Meter | Customer Bill Savings (e.g., Demand Charge Management, TOU Arbitrage) |  |  |  |  | yes | DC-Coupled | Solar |  | 7.6
354941 |  |  | MA - SMART Program |  |  | 2021 | Residential | Dunstable | Lithium Ion |  | ENPHASE ENERGY | 0 | 13.5 | 15 | Behind the Meter | Renewable Energy Integration (e.g., Ramping, Smoothing) |  |  |  |  | yes | AC-Coupled | Solar |  | 9.6
355079 |  |  | MA - SMART Program |  |  | 2021 | Residential | MONSON | Lithium Ion |  | StorEdge Technologies | 9.3 | 0 | 7.6 | Behind the Meter | Customer Bill Savings (e.g., Demand Charge Management, TOU Arbitrage) |  |  |  |  | yes | DC-Coupled | Solar |  | 7.6
355092 |  |  | MA - SMART Program |  |  | 2021 | Residential | E Pepperell | Lithium Ion |  | SolarEdge Technologies | 9.3 | 0 | 6 | Behind the Meter | Customer Bill Savings (e.g., Demand Charge Management, TOU Arbitrage) |  |  |  |  | yes | DC-Coupled | Solar |  | 9.8
355115 |  |  | MA - SMART Program | Other |  | 2021 | Residential | Brookfield | Lithium Ion |  | ENPHASE ENERGY | 10.08 | 7.68 | 3.84 | Behind the Meter | Renewable Energy Integration (e.g., Ramping, Smoothing) | Customer Bill Savings (e.g., Demand Charge Management, TOU Arbitrage) |  |  |  | yes | AC-Coupled | Solar | 7.14 | 5.04
355116 |  |  | MA - SMART Program |  |  | 2021 | Residential | Medford | Lithium Ion |  | SolarEdge Technologies | 9.3 | 0 | 6 | Behind the Meter | Customer Bill Savings (e.g., Demand Charge Management, TOU Arbitrage) |  |  |  |  | yes | DC-Coupled | Solar |  | 6
355125 |  |  | MA - SMART Program |  |  | 2021 | Residential | Clinton | Lithium Ion |  | SolarEdge Technologies | 9.3 | 0 | 6 | Behind the Meter | Customer Bill Savings (e.g., Demand Charge Management, TOU Arbitrage) |  |  |  |  | yes | DC-Coupled | Solar |  | 9.8
355132 |  |  | MA - SMART Program |  |  | 2021 | Residential | Mendon | Lithium Ion |  | SolarEdge Technologies HD | 10 | 10 | 20 | Behind the Meter | Renewable Energy Integration (e.g., Ramping, Smoothing) |  |  |  |  | yes | DC-Coupled | Solar |  | 7.6
355203 |  |  | MA - SMART Program |  |  | 2021 | Residential | Lynn | Lithium Ion |  | StorEdge | 9.3 | 0 | 7.6 | Behind the Meter | Customer Bill Savings (e.g., Demand Charge Management, TOU Arbitrage) |  |  |  |  | yes | DC-Coupled | Solar |  | 7.6
355331 |  |  | MA - SMART Program |  |  | 2021 | Residential | Belchertown | Lithium Ion |  | Generac | 18 | 0 | 7.6 | Behind the Meter | Customer Bill Savings (e.g., Demand Charge Management, TOU Arbitrage) |  |  |  |  | yes | DC-Coupled | Solar |  | 7.6
355364 |  |  | MA - SMART Program |  |  | 2021 | Residential | Oxford | Lithium Ion |  | SolarEdge Technologies | 9.3 | 0 | 7.6 | Behind the Meter | Customer Bill Savings (e.g., Demand Charge Management, TOU Arbitrage) |  |  |  |  | yes | DC-Coupled | Solar |  | 7.6
355375 |  |  | MA - SMART Program |  |  | 2021 | Residential | ATTLEBORO | Lithium Ion |  | StorEdge Technologies | 9.3 | 0 | 7.6 | Behind the Meter | Customer Bill Savings (e.g., Demand Charge Management, TOU Arbitrage) |  |  |  |  | yes | DC-Coupled | Solar |  | 7.6
355442 |  |  | MA - SMART Program |  |  | 2021 | Residential | SALEM | Lithium Ion |  | SolarEdge Technologies HD | 9.3 | 0 | 3.8 | Behind the Meter | Customer Bill Savings (e.g., Demand Charge Management, TOU Arbitrage) |  |  |  |  | yes | DC-Coupled | Solar |  | 3.8
355448 |  |  | MA - SMART Program |  |  | 2021 | Residential | LOWELL | Lithium Ion |  | SolarEdge Technologies HD | 9.3 | 0 | 7.6 | Behind the Meter | Customer Bill Savings (e.g., Demand Charge Management, TOU Arbitrage) |  |  |  |  | yes | DC-Coupled | Solar |  | 7.6
355562 |  |  | MA - SMART Program |  |  | 2021 | Residential | Malden | Lithium Ion |  | SolarEdge Technologies | 9.3 | 0 | 3.8 | Behind the Meter | Customer Bill Savings (e.g., Demand Charge Management, TOU Arbitrage) |  |  |  |  | yes | DC-Coupled | Solar |  | 3.8
355572 |  |  | MA - SMART Program |  |  | 2021 | Residential | Tyngsboro | Lithium Ion |  | SolarEdge Technologies HD | 13.5 | 10 | 5 | Behind the Meter | Renewable Energy Integration (e.g., Ramping, Smoothing) |  |  |  |  | yes | AC-Coupled | Solar |  | 7.6
355630 |  |  | MA - SMART Program |  |  | 2021 | Residential | ATTLEBORO | Lithium Ion |  | StorEdge Technologies | 9.3 | 0 | 7.6 | Behind the Meter | Customer Bill Savings (e.g., Demand Charge Management, TOU Arbitrage) |  |  |  |  | yes | DC-Coupled | Solar |  | 7.6
355684 |  |  | MA - SMART Program |  |  | 2021 | Residential | Lynn | Lithium Ion |  | StorEdge | 9.3 | 0 | 7.6 | Behind the Meter | Customer Bill Savings (e.g., Demand Charge Management, TOU Arbitrage) |  |  |  |  | yes | DC-Coupled | Solar |  | 7.6
355911 |  |  | MA - SMART Program |  |  | 2021 | Residential | Worcester | Lithium Ion |  | SolarEdge Technologies | 9.3 | 0 | 6 | Behind the Meter | Customer Bill Savings (e.g., Demand Charge Management, TOU Arbitrage) |  |  |  |  | yes | DC-Coupled | Solar |  | 9.8
355942 |  |  | MA - SMART Program |  |  | 2021 | Residential | Chelmsford | Lithium Ion |  | GENERAC | 17.1 | 0 | 7.6 | Behind the Meter | Customer Bill Savings (e.g., Demand Charge Management, TOU Arbitrage) |  |  |  |  | yes | DC-Coupled | Solar |  | 10
355955 |  |  | MA - SMART Program |  |  | 2021 | Residential | Bolton | Lithium Ion |  | ENPHASE ENERGY | 5.8 | 5 | 10 | Behind the Meter | Renewable Energy Integration (e.g., Ramping, Smoothing) |  |  |  |  | yes | AC-Coupled | Solar |  | 7.83
355962 |  |  | MA - SMART Program |  |  | 2021 | Residential | Andover | Lithium Ion |  | Tesla | 13.5 | 10 | 5 | Behind the Meter | Renewable Energy Integration (e.g., Ramping, Smoothing) |  |  |  |  | yes | AC-Coupled | Solar |  | 9.996
355975 |  |  | MA - SMART Program |  |  | 2021 | Residential | Norton | Lithium Ion |  | SolarEdge Technologies | 9.3 | 0 | 6 | Behind the Meter | Customer Bill Savings (e.g., Demand Charge Management, TOU Arbitrage) |  |  |  |  | yes | DC-Coupled | Solar |  | 6
356001 |  |  | MA - SMART Program |  |  | 2021 | Residential | Westminster | Lithium Ion |  | DELTA ELECTRONICS | 0 | 13.5 | 10 | Behind the Meter | Renewable Energy Integration (e.g., Ramping, Smoothing) |  |  |  |  | yes | AC-Coupled | Solar |  | 7.68
356102 |  |  | MA - SMART Program |  |  | 2021 | Residential | Amesbury | Lithium Ion |  | ENPHASE ENERGY | 13.5 | 10 | 5 | Behind the Meter | Renewable Energy Integration (e.g., Ramping, Smoothing) |  |  |  |  | yes | AC-Coupled | Solar |  | 7.25
356170 |  |  | MA - SMART Program |  |  | 2021 | Residential | Williamsburg | Lithium Ion |  | Generac | 18 | 7.6 | 7.6 | Behind the Meter | Renewable Energy Integration (e.g., Ramping, Smoothing) |  |  |  |  | yes | DC-Coupled | Solar |  | 7.6
356159 |  |  | MA - SMART Program |  |  | 2021 | Residential | Northampton | Lithium Ion |  | Generac | 18 | 7.6 | 7.6 | Behind the Meter | Renewable Energy Integration (e.g., Ramping, Smoothing) |  |  |  |  | yes | DC-Coupled | Solar |  | 7.6
356177 |  |  | MA - SMART Program |  |  | 2021 | Residential | Northhampton | Lithium Ion |  | Generac | 18 | 7.6 | 7.6 | Behind the Meter | Renewable Energy Integration (e.g., Ramping, Smoothing) |  |  |  |  | yes | DC-Coupled | Solar |  | 7.6
356313 |  |  | MA - SMART Program |  |  | 2021 | Residential | Randolph | Lithium Ion |  | DELTA ELECTRONICS | 0 | 13.2 | 5 | Behind the Meter | Renewable Energy Integration (e.g., Ramping, Smoothing) |  |  |  |  | yes | AC-Coupled | Solar |  | 4.8
356319 |  |  | MA - SMART Program |  |  | 2021 | Residential | Bolton | Lithium Ion |  | ENPHASE ENERGY | 0 | 13.5 | 15 | Behind the Meter | Renewable Energy Integration (e.g., Ramping, Smoothing) |  |  |  |  | yes | AC-Coupled | Solar |  | 9.28
356338 |  |  | MA - SMART Program |  |  | 2021 | Residential | Hampden | Lithium Ion |  | DELTA ELECTRONICS | 9.3 | 0 | 3.84 | Behind the Meter | Customer Bill Savings (e.g., Demand Charge Management, TOU Arbitrage) |  |  |  |  | yes | DC-Coupled | Solar |  | 3.84
356339 |  |  | MA - SMART Program |  |  | 2021 | Residential | NORTH CHELMSFORD | Lithium Ion |  | SolarEdge Technologies | 9.3 | 0 | 6 | Behind the Meter | Customer Bill Savings (e.g., Demand Charge Management, TOU Arbitrage) |  |  |  |  | yes | DC-Coupled | Solar |  | 6
356524 |  |  | MA - SMART Program |  |  | 2021 | Residential | Westborough | Lithium Ion |  | ENPHASE ENERGY | 0 | 13.5 | 10 | Behind the Meter | Renewable Energy Integration (e.g., Ramping, Smoothing) |  |  |  |  | yes | AC-Coupled | Solar |  | 9.86
356541 |  |  | MA - SMART Program |  |  | 2021 | Residential | NORTH EASTON | Lithium Ion |  | SolarEdge Technologies | 9.3 | 0 | 6 | Behind the Meter | Customer Bill Savings (e.g., Demand Charge Management, TOU Arbitrage) |  |  |  |  | yes | DC-Coupled | Solar |  | 9.8
356578 |  |  | MA - SMART Program |  |  | 2021 | Residential | FRANKLIN | Lithium Ion |  | StorEdge | 9.3 | 0 | 7.6 | Behind the Meter | Customer Bill Savings (e.g., Demand Charge Management, TOU Arbitrage) |  |  |  |  | yes | DC-Coupled | Solar |  | 7.6
356584 |  |  | MA - SMART Program |  |  | 2021 | Residential | Rockport | Lithium Ion |  | Generac | 18 | 0 | 7.6 | Behind the Meter | Customer Bill Savings (e.g., Demand Charge Management, TOU Arbitrage) |  |  |  |  | yes | DC-Coupled | Solar |  | 7.6
356668 |  |  | MA - SMART Program |  |  | 2021 | Residential | Norton | Lithium Ion |  | Generac | 17.1 | 0 | 7.6 | Behind the Meter | Customer Bill Savings (e.g., Demand Charge Management, TOU Arbitrage) |  |  |  |  | yes | DC-Coupled | Solar |  | 7.6
356800 |  |  | Other |  |  | 2021 | Residential | Florence | Lithium Ion |  | ENPHASE ENERGY | 0 | 10.08 | 5.12 | Behind the Meter | Peak Shaving/ Load Leveling | Customer Bill Savings (e.g., Demand Charge Management, TOU Arbitrage) |  |  |  | yes | AC-Coupled | Solar |  | 6.16
356828 |  |  | MA - SMART Program |  |  | 2021 | Residential | AMESBURY | Lithium Ion |  | StorEdge Technologies | 9.3 | 0 | 7.6 | Behind the Meter | Customer Bill Savings (e.g., Demand Charge Management, TOU Arbitrage) |  |  |  |  | yes | DC-Coupled | Solar |  | 7.6
356831 |  |  | MA - SMART Program |  |  | 2021 | Residential | HOLBROOK | Lithium Ion |  | StorEdge | 9.3 | 0 | 7.6 | Behind the Meter | Customer Bill Savings (e.g., Demand Charge Management, TOU Arbitrage) |  |  |  |  | yes | DC-Coupled | Solar |  | 7.6
356832 |  |  | MA - SMART Program |  |  | 2021 | Residential | WESTFORD | Lithium Ion |  | StorEdge | 9.3 | 0 | 3.8 | Behind the Meter | Customer Bill Savings (e.g., Demand Charge Management, TOU Arbitrage) |  |  |  |  | yes | DC-Coupled | Solar |  | 3.8
356916 |  |  | MA - SMART Program |  |  | 2021 | Residential | LEOMINSTER | Lithium Ion |  | StorEdge | 9.3 | 0 | 7.6 | Behind the Meter | Customer Bill Savings (e.g., Demand Charge Management, TOU Arbitrage) |  |  |  |  | yes | DC-Coupled | Solar |  | 7.6
356957 |  |  | MA - SMART Program |  |  | 2021 | Residential | Haverhill | Lithium Ion |  | DELTA ELECTRONICS | 9.3 | 0 | 5.76 | Behind the Meter | Customer Bill Savings (e.g., Demand Charge Management, TOU Arbitrage) |  |  |  |  | yes | DC-Coupled | Solar |  | 5.76
356961 |  |  | MA - SMART Program |  |  | 2021 | Residential | Worcester | Lithium Ion |  | StorEdge | 9.3 | 0 | 7.6 | Behind the Meter | Customer Bill Savings (e.g., Demand Charge Management, TOU Arbitrage) |  |  |  |  | yes | DC-Coupled | Solar |  | 7.6
356976 |  |  | MA - SMART Program |  |  | 2021 | Residential | Mendon | Lithium Ion |  | SolarEdge Technologies HD | 9.3 | 0 | 7.6 | Behind the Meter | Customer Bill Savings (e.g., Demand Charge Management, TOU Arbitrage) |  |  |  |  | yes | DC-Coupled | Solar |  | 7.6
357079 |  |  | MA - SMART Program |  |  | 2021 | Residential | LAWRENCE | Lithium Ion |  | StorEdge | 9.3 | 0 | 3.8 | Behind the Meter | Customer Bill Savings (e.g., Demand Charge Management, TOU Arbitrage) |  |  |  |  | yes | DC-Coupled | Solar |  | 7.6
357085 |  |  | MA - SMART Program |  |  | 2021 | Residential | ATTLEBORO | Lithium Ion |  | StorEdge | 9.3 | 0 | 7.6 | Behind the Meter | Customer Bill Savings (e.g., Demand Charge Management, TOU Arbitrage) |  |  |  |  | yes | DC-Coupled | Solar |  | 7.6
357357 |  |  | MA - SMART Program |  |  | 2021 | Residential | West Newbury | Lithium Ion |  | SolarEdge Technologies HD | 13.5 | 10 | 5 | Behind the Meter | Renewable Energy Integration (e.g., Ramping, Smoothing) |  |  |  |  | yes | AC-Coupled | Solar |  | 7.6
357390 |  |  | MA - SMART Program |  |  | 2021 | Residential | SAUGUS | Lithium Ion |  | StorEdge | 9.3 | 0 | 7.6 | Behind the Meter | Customer Bill Savings (e.g., Demand Charge Management, TOU Arbitrage) |  |  |  |  | yes | DC-Coupled | Solar |  | 7.6
357398 |  |  | MA - SMART Program |  |  | 2021 | Residential | WINTHROP | Lithium Ion |  | StorEdge | 9.3 | 0 | 3.8 | Behind the Meter | Customer Bill Savings (e.g., Demand Charge Management, TOU Arbitrage) |  |  |  |  | yes | DC-Coupled | Solar |  | 3.8
357461 |  |  | MA - SMART Program |  |  | 2021 | Residential | Harvard | Lithium Ion |  | Generac | 18 | 0 | 7.6 | Behind the Meter | Customer Bill Savings (e.g., Demand Charge Management, TOU Arbitrage) |  |  |  |  | yes | DC-Coupled | Solar |  | 7.6
357543 |  |  | MA - SMART Program |  |  | 2021 | Residential | Newbury | Lithium Ion |  | SolarEdge Technologies Ltd | 13.5 | 10 | 5 | Behind the Meter | Renewable Energy Integration (e.g., Ramping, Smoothing) |  |  |  |  | yes | AC-Coupled | Solar |  | 10
357554 |  |  | MA - SMART Program |  |  | 2021 | Residential | Northampton | Lithium Ion |  | ENPHASE ENERGY | 0 | 10.08 | 7.68 | Behind the Meter | Renewable Energy Integration (e.g., Ramping, Smoothing) |  |  |  |  | yes | AC-Coupled | Solar |  | 8.99
357556 |  |  | MA - SMART Program |  |  | 2021 | Residential | AYER | Lithium Ion |  | SolarEdge Technologies | 9.3 | 0 | 3.8 | Behind the Meter | Customer Bill Savings (e.g., Demand Charge Management, TOU Arbitrage) |  |  |  |  | yes | DC-Coupled | Solar |  | 3.8
357623 |  |  | MA - SMART Program |  |  | 2021 | Residential | PEPPERELL | Lithium Ion |  | SolarEdge Technologies | 0 | 13.5 | 10 | Behind the Meter | Renewable Energy Integration (e.g., Ramping, Smoothing) |  |  |  |  | yes | AC-Coupled | Solar |  | 9.8
357750 |  |  | MA - SMART Program |  |  | 2021 | Residential | ATHOL | Lithium Ion |  | StorEdge | 9.3 | 0 | 7.6 | Behind the Meter | Customer Bill Savings (e.g., Demand Charge Management, TOU Arbitrage) |  |  |  |  | yes | DC-Coupled | Solar |  | 7.6
357786 |  |  | MA - SMART Program |  |  | 2021 | Residential | Gloucester | Lithium Ion |  | Generac | 9 | 0 | 7.6 | Behind the Meter | Customer Bill Savings (e.g., Demand Charge Management, TOU Arbitrage) |  |  |  |  | yes | DC-Coupled | Solar |  | 7.6
357813 |  |  | MA - SMART Program |  |  | 2021 | Residential | BILLERICA | Lithium Ion |  | StorEdge | 9.3 | 0 | 3.8 | Behind the Meter | Customer Bill Savings (e.g., Demand Charge Management, TOU Arbitrage) |  |  |  |  | yes | DC-Coupled | Solar |  | 3.8
357884 |  |  | MA - SMART Program |  |  | 2021 | Residential | Scituate | Lithium Ion |  | ENPHASE ENERGY | 0 | 9 | 7 | Behind the Meter | Renewable Energy Integration (e.g., Ramping, Smoothing) |  |  |  |  | yes | AC-Coupled | Solar |  | 7.83
357893 |  |  | MA - SMART Program |  |  | 2021 | Residential | HARVARD | Lithium Ion |  | SolarEdge Technologies HD | 13.5 | 10 | 5 | Behind the Meter | Renewable Energy Integration (e.g., Ramping, Smoothing) |  |  |  |  | yes | AC-Coupled | Solar |  | 7.6
357954 |  |  | MA - SMART Program | Other |  | 2021 | Residential | Billerica | Lithium Ion |  | Tesla | 27 | 20 | 10 | Behind the Meter | Renewable Energy Integration (e.g., Ramping, Smoothing) | Customer Bill Savings (e.g., Demand Charge Management, TOU Arbitrage) |  |  |  | yes | AC-Coupled | Solar | 12.92 | 10
358057 |  |  | MA - SMART Program |  |  | 2021 | Residential | WEYMOUTH | Lithium Ion |  | StorEdge | 9.3 | 0 | 7.6 | Behind the Meter | Customer Bill Savings (e.g., Demand Charge Management, TOU Arbitrage) |  |  |  |  | yes | DC-Coupled | Solar |  | 7.6
358308 |  |  | MA - SMART Program |  |  | 2021 | Residential | WORCESTER | Lithium Ion |  | StorEdge | 9.3 | 0 | 7.6 | Behind the Meter | Customer Bill Savings (e.g., Demand Charge Management, TOU Arbitrage) |  |  |  |  | yes | DC-Coupled | Solar |  | 7.6
358335 |  |  | MA - SMART Program |  |  | 2021 | Residential | WORCESTER | Lithium Ion |  | StorEdge | 9.3 | 0 | 3.8 | Behind the Meter | Customer Bill Savings (e.g., Demand Charge Management, TOU Arbitrage) |  |  |  |  | yes | DC-Coupled | Solar |  | 9.8
358390 |  |  | MA - SMART Program |  |  | 2021 | Residential | Brookfield | Lithium Ion |  | SolarEdge Technologies | 9.3 | 0 | 7.6 | Behind the Meter | Customer Bill Savings (e.g., Demand Charge Management, TOU Arbitrage) |  |  |  |  | yes | DC-Coupled | Solar |  | 7.6
358627 |  |  | MA - SMART Program |  |  | 2021 | Residential | PEMBROKE | Lithium Ion |  | StorEdge | 9.3 | 0 | 7.6 | Behind the Meter | Customer Bill Savings (e.g., Demand Charge Management, TOU Arbitrage) |  |  |  |  | yes | DC-Coupled | Solar |  | 7.6
358679 |  |  | MA - SMART Program |  |  | 2021 | Residential | Weymouth | Lithium Ion |  | StorEdge | 9.3 | 0 | 3.8 | Behind the Meter | Customer Bill Savings (e.g., Demand Charge Management, TOU Arbitrage) |  |  |  |  | yes | DC-Coupled | Solar |  | 3.8
358738 |  |  | MA - SMART Program |  |  | 2021 | Residential | Worcester | Lithium Ion |  | SolarEdge Technologies HD | 13.5 | 10 | 5 | Behind the Meter | Renewable Energy Integration (e.g., Ramping, Smoothing) |  |  |  |  | yes | AC-Coupled | Solar |  | 3.8
358914 |  |  | MA - SMART Program |  |  | 2021 | Residential | Scituate | Lithium Ion |  | SolarEdge Technologies | 0 | 13.5 | 10 | Behind the Meter | Renewable Energy Integration (e.g., Ramping, Smoothing) |  |  |  |  | yes | AC-Coupled | Solar |  | 9.8
358932 |  |  | MA - SMART Program |  |  | 2021 | Residential | Beverly | Lithium Ion |  | SolarEdge Technologies Ltd | 13.5 | 10 | 5 | Behind the Meter | Renewable Energy Integration (e.g., Ramping, Smoothing) |  |  |  |  | yes | AC-Coupled | Solar |  | 10
358975 |  |  | MA - SMART Program |  |  | 2021 | Residential | Northampton | Lithium Ion |  | Generac | 18 | 7.6 | 7.6 | Behind the Meter | Renewable Energy Integration (e.g., Ramping, Smoothing) |  |  |  |  | yes | DC-Coupled | Solar |  | 7.6
359131 |  |  | MA - SMART Program |  |  | 2021 | Residential | Manchester | Lithium Ion |  | ENPHASE ENERGY | 0 | 13.5 | 10 | Behind the Meter | Renewable Energy Integration (e.g., Ramping, Smoothing) |  |  |  |  | yes | AC-Coupled | Solar |  | 5.22
359134 |  |  | MA - SMART Program |  |  | 2021 | Residential | METHUEN | Lithium Ion |  | StorEdge | 9.3 | 0 | 3.8 | Behind the Meter | Customer Bill Savings (e.g., Demand Charge Management, TOU Arbitrage) |  |  |  |  | yes | DC-Coupled | Solar |  | 3.8
359175 |  |  | MA - SMART Program |  |  | 2021 | Residential | Housatonic | Lithium Ion |  | ENPHASE ENERGY | 0 | 13.5 | 15 | Behind the Meter | Renewable Energy Integration (e.g., Ramping, Smoothing) |  |  |  |  | yes | AC-Coupled | Solar |  | 9.6
359185 |  |  | MA - SMART Program |  |  | 2021 | Residential | Shutesbury | Lithium Ion |  | ENPHASE ENERGY | 0 | 10.08 | 3.84 | Behind the Meter | Renewable Energy Integration (e.g., Ramping, Smoothing) |  |  |  |  | yes | AC-Coupled | Solar |  | 8.41
359370 |  |  | MA - SMART Program |  |  | 2021 | Residential | Northampton | Lithium Ion |  | Generac | 18 | 7.6 | 7.6 | Behind the Meter | Renewable Energy Integration (e.g., Ramping, Smoothing) |  |  |  |  | yes | DC-Coupled | Solar |  | 7.6
359795 |  |  | MA - SMART Program |  |  | 2021 | Residential | Auburn, | Lithium Ion |  | DELTA ELECTRONICS | 0 | 13.5 | 10 | Behind the Meter | Renewable Energy Integration (e.g., Ramping, Smoothing) |  |  |  |  | yes | AC-Coupled | Solar |  | 9.6
359760 |  |  | MA - SMART Program |  |  | 2021 | Residential | Attleboro | Lithium Ion |  | StorEdge | 9.3 | 0 | 7.6 | Behind the Meter | Customer Bill Savings (e.g., Demand Charge Management, TOU Arbitrage) |  |  |  |  | yes | DC-Coupled | Solar |  | 7.6
359977 |  |  | MA - SMART Program |  |  | 2021 | Residential | Swansea | Lithium Ion |  | Generac | 17.1 | 0 | 7.6 | Behind the Meter | Customer Bill Savings (e.g., Demand Charge Management, TOU Arbitrage) |  |  |  |  | yes | DC-Coupled | Solar |  | 7.6
360023 |  |  | MA - SMART Program |  |  | 2021 | Residential | Worcester | Lithium Ion |  | SolarEdge Technologies | 9.3 | 0 | 3.8 | Behind the Meter | Customer Bill Savings (e.g., Demand Charge Management, TOU Arbitrage) |  |  |  |  | yes | DC-Coupled | Solar |  | 3.8
360049 |  |  | MA - SMART Program |  |  | 2021 | Residential | Bolton | Lithium Ion |  | Generac | 18 | 15.2 | 7.6 | Behind the Meter | Customer Bill Savings (e.g., Demand Charge Management, TOU Arbitrage) |  |  |  |  | yes | DC-Coupled | Solar |  | 7.6
360104 |  |  | Other |  |  | 2021 | Residential | Salem | Lithium Ion |  | Tesla | 13.5 | 10 | 5 | Behind the Meter | Peak Shaving/ Load Leveling | Customer Bill Savings (e.g., Demand Charge Management, TOU Arbitrage) |  |  |  | yes | AC-Coupled | Solar |  | 7.6
360152 |  |  | MA - SMART Program |  |  | 2021 | Residential | Scituate | Lithium Ion |  | Generac | 9 | 0 | 7.6 | Behind the Meter | Customer Bill Savings (e.g., Demand Charge Management, TOU Arbitrage) |  |  |  |  | yes | DC-Coupled | Solar |  | 7.6
360251 |  |  | MA - SMART Program |  |  | 2021 | Residential | FRANKLIN | Lithium Ion |  | StorEdge | 9.3 | 0 | 7.6 | Behind the Meter | Customer Bill Savings (e.g., Demand Charge Management, TOU Arbitrage) |  |  |  |  | yes | DC-Coupled | Solar |  | 7.6
360254 |  |  | MA - SMART Program |  |  | 2021 | Residential | Leeds | Lithium Ion |  | Generac | 18 | 0 | 7.6 | Behind the Meter | Customer Bill Savings (e.g., Demand Charge Management, TOU Arbitrage) |  |  |  |  | yes | DC-Coupled | Solar |  | 7.6
360480 |  |  | MA - SMART Program |  |  | 2021 | Residential | Nantucket | Lithium Ion |  | SolarEdge Technologies Ltd | 18 | 0 | 7.6 | Behind the Meter | Customer Bill Savings (e.g., Demand Charge Management, TOU Arbitrage) |  |  |  |  | yes | DC-Coupled | Solar |  | 17.6
360488 |  |  | MA - SMART Program |  |  | 2021 | Residential | Methuen | Lithium Ion |  | StorEdge | 9.3 | 0 | 7.6 | Behind the Meter | Customer Bill Savings (e.g., Demand Charge Management, TOU Arbitrage) |  |  |  |  | yes | DC-Coupled | Solar |  | 7.6
360573 |  |  | MA - SMART Program |  |  | 2021 | Residential | HANSON | Lithium Ion |  | StorEdge | 9.3 | 0 | 7.6 | Behind the Meter | Customer Bill Savings (e.g., Demand Charge Management, TOU Arbitrage) |  |  |  |  | yes | DC-Coupled | Solar |  | 7.6
360622 |  |  | MA - SMART Program |  |  | 2021 | Residential | WORCESTER | Lithium Ion |  | StorEdge | 9.3 | 0 | 7.6 | Behind the Meter | Customer Bill Savings (e.g., Demand Charge Management, TOU Arbitrage) |  |  |  |  | yes | DC-Coupled | Solar |  | 7.6
360685 |  |  | MA - SMART Program |  |  | 2021 | Residential | E LONGMEADOW | Lithium Ion |  | StorEdge | 9.3 | 0 | 3.8 | Behind the Meter | Customer Bill Savings (e.g., Demand Charge Management, TOU Arbitrage) |  |  |  |  | yes | DC-Coupled | Solar |  | 3.8
360755 |  |  | MA - SMART Program |  |  | 2021 | Residential | Worcester | Lithium Ion |  | SolarEdge Technologies | 9.3 | 0 | 6 | Behind the Meter | Customer Bill Savings (e.g., Demand Charge Management, TOU Arbitrage) |  |  |  |  | yes | DC-Coupled | Solar |  | 6
360772 |  |  | MA - SMART Program |  |  | 2021 | Residential | Somerset | Lithium Ion |  | SolarEdge Technologies | 9.3 | 0 | 6 | Behind the Meter | Customer Bill Savings (e.g., Demand Charge Management, TOU Arbitrage) |  |  |  |  | yes | DC-Coupled | Solar |  | 6
360893 |  |  | MA - SMART Program |  |  | 2021 | Residential | Franklin | Lithium Ion |  | StorEdge | 9.3 | 0 | 7.6 | Behind the Meter | Customer Bill Savings (e.g., Demand Charge Management, TOU Arbitrage) |  |  |  |  | yes | DC-Coupled | Solar |  | 7.6
360899 |  |  | MA - SMART Program |  |  | 2021 | Residential | Gloucester | Lithium Ion |  | SolarEdge Technologies | 9.3 | 0 | 6 | Behind the Meter | Customer Bill Savings (e.g., Demand Charge Management, TOU Arbitrage) |  |  |  |  | yes | DC-Coupled | Solar |  | 6
361006 |  |  | MA - SMART Program |  |  | 2021 | Residential | Milford | Lithium Ion |  | SolarEdge Technologies | 9.3 | 0 | 7.6 | Behind the Meter | Customer Bill Savings (e.g., Demand Charge Management, TOU Arbitrage) |  |  |  |  | yes | DC-Coupled | Solar |  | 7.6
361063 |  |  | MA - SMART Program |  |  | 2021 | Residential | Spencer | Lithium Ion |  | SolarEdge Technologies | 9.3 | 0 | 6 | Behind the Meter | Customer Bill Savings (e.g., Demand Charge Management, TOU Arbitrage) |  |  |  |  | yes | DC-Coupled | Solar |  | 9.8
361095 |  |  | MA - SMART Program |  |  | 2021 | Residential | Lawrence | Lithium Ion |  | SolarEdge Technologies | 9.8 | 0 | 3.8 | Behind the Meter | Customer Bill Savings (e.g., Demand Charge Management, TOU Arbitrage) |  |  |  |  | yes | DC-Coupled | Solar |  | 3.8
361320 |  |  | MA - SMART Program |  |  | 2021 | Residential | Lancaster | Lithium Ion |  | Generac | 18 | 0 | 7.6 | Behind the Meter | Customer Bill Savings (e.g., Demand Charge Management, TOU Arbitrage) |  |  |  |  | yes | DC-Coupled | Solar |  | 7.6
361373 |  |  | MA - SMART Program |  |  | 2021 | Residential | Wilbraham | Lithium Ion |  | SolarEdge Technologies | 9.3 | 0 | 6 | Behind the Meter | Customer Bill Savings (e.g., Demand Charge Management, TOU Arbitrage) |  |  |  |  | yes | DC-Coupled | Solar |  | 6
361423 |  |  | MA - SMART Program |  |  | 2021 | Residential | NORTH BILLERICA | Lithium Ion |  | StoeEdge | 9.3 | 0 | 7.6 | Behind the Meter | Customer Bill Savings (e.g., Demand Charge Management, TOU Arbitrage) |  |  |  |  | yes | DC-Coupled | Solar |  | 7.6
361662 |  |  | MA - SMART Program |  |  | 2021 | Residential | Northborough | Lithium Ion |  | SolarEdge Technologies | 13.5 | 10 | 5 | Behind the Meter | Renewable Energy Integration (e.g., Ramping, Smoothing) |  |  |  |  | yes | AC-Coupled | Solar |  | 7.6
361706 |  |  | MA - SMART Program |  |  | 2021 | Residential | Webster | Lithium Ion |  | SolarEdge Technologies | 0 | 13.2 | 5 | Behind the Meter | Renewable Energy Integration (e.g., Ramping, Smoothing) |  |  |  |  | yes | AC-Coupled | Solar |  | 7.6
361707 |  |  | MA - SMART Program |  |  | 2021 | Residential | Franklin | Lithium Ion |  | SolarEdge Technologies | 9.3 | 0 | 6 | Behind the Meter | Customer Bill Savings (e.g., Demand Charge Management, TOU Arbitrage) |  |  |  |  | yes | DC-Coupled | Solar |  | 9.8
361795 |  |  | MA - SMART Program |  |  | 2021 | Residential | Worcester | Lithium Ion |  | SolarEdge Technologies Ltd | 13.5 | 10 | 5 | Behind the Meter | Renewable Energy Integration (e.g., Ramping, Smoothing) |  |  |  |  | yes | AC-Coupled | Solar |  | 10
361870 |  |  | MA - SMART Program |  |  | 2021 | Residential | Leominster | Lithium Ion |  | StorEdge | 9.3 | 0 | 7.6 | Behind the Meter | Customer Bill Savings (e.g., Demand Charge Management, TOU Arbitrage) |  |  |  |  | yes | DC-Coupled | Solar |  | 7.6
362209 |  |  | MA - SMART Program |  |  | 2021 | Residential | LAWRENCE | Lithium Ion |  | StorEdge | 9.3 | 0 | 7.6 | Behind the Meter | Customer Bill Savings (e.g., Demand Charge Management, TOU Arbitrage) |  |  |  |  | yes | DC-Coupled | Solar |  | 7.6
362216 |  |  | MA - SMART Program |  |  | 2021 | Residential | METHUEN | Lithium Ion |  | StorEdge | 9.3 | 0 | 7.6 | Behind the Meter | Customer Bill Savings (e.g., Demand Charge Management, TOU Arbitrage) |  |  |  |  | yes | DC-Coupled | Solar |  | 7.6
362368 |  |  | MA - SMART Program |  |  | 2021 | Residential | ATTLEBORO | Lithium Ion |  | StorEdge | 9.3 | 0 | 3.8 | Behind the Meter | Customer Bill Savings (e.g., Demand Charge Management, TOU Arbitrage) |  |  |  |  | yes | DC-Coupled | Solar |  | 3.8
362370 |  |  | MA - SMART Program |  |  | 2021 | Residential | Lynn | Lithium Ion |  | SolarEdge Technologies Ltd | 0 | 13.5 | 10 | Behind the Meter | Renewable Energy Integration (e.g., Ramping, Smoothing) |  |  |  |  | yes | AC-Coupled | Solar |  | 10
362446 |  |  | MA - SMART Program |  |  | 2021 | Residential | Nantucket | Lithium Ion |  | Generac | 18 | 0 | 7.6 | Behind the Meter | Customer Bill Savings (e.g., Demand Charge Management, TOU Arbitrage) |  |  |  |  | yes | DC-Coupled | Solar |  | 7.6
362488 |  |  | MA - SMART Program |  |  | 2021 | Residential | Dracut | Lithium Ion |  | SolarEdge Technologies | 0 | 13.2 | 5 | Behind the Meter | Renewable Energy Integration (e.g., Ramping, Smoothing) |  |  |  |  | yes | AC-Coupled | Solar |  | 3.8
362519 |  |  | MA - SMART Program |  |  | 2021 | Residential | UXBRIDGE | Lithium Ion |  | StorEdge | 9.8 | 0 | 7.6 | Behind the Meter | Customer Bill Savings (e.g., Demand Charge Management, TOU Arbitrage) |  |  |  |  | yes | DC-Coupled | Solar |  | 7.6
362704 |  |  | MA - SMART Program |  |  | 2021 | Residential | Gardner | Lithium Ion |  | SolarEdge Technologies | 9.3 | 0 | 6 | Behind the Meter | Customer Bill Savings (e.g., Demand Charge Management, TOU Arbitrage) |  |  |  |  | yes | DC-Coupled | Solar |  | 6
362740 |  |  | MA - SMART Program |  |  | 2021 | Residential | Lancaster | Lithium Ion |  | SolarEdge Technologies | 9.3 | 0 | 6 | Behind the Meter | Customer Bill Savings (e.g., Demand Charge Management, TOU Arbitrage) |  |  |  |  | yes | DC-Coupled | Solar |  | 9.8
362751 |  |  | MA - SMART Program |  |  | 2021 | Residential | LANCASTER | Lithium Ion |  | SolarEdge Technologies Ltd | 0 | 13.5 | 10 | Behind the Meter | Renewable Energy Integration (e.g., Ramping, Smoothing) |  |  |  |  | yes | AC-Coupled | Solar |  | 10
362779 |  |  | MA - SMART Program |  |  | 2021 | Residential | Orange | Lithium Ion |  | SolarEdge Technologies | 9.3 | 0 | 6 | Behind the Meter | Customer Bill Savings (e.g., Demand Charge Management, TOU Arbitrage) |  |  |  |  | yes | DC-Coupled | Solar |  | 9.8
362783 |  |  | MA - SMART Program |  |  | 2021 | Residential | Spencer | Lithium Ion |  | SolarEdge Technologies | 9.3 | 0 | 7.6 | Behind the Meter | Customer Bill Savings (e.g., Demand Charge Management, TOU Arbitrage) |  |  |  |  | yes | DC-Coupled | Solar |  | 7.6
363036 |  |  | MA - SMART Program |  |  | 2021 | Residential | Worcester | Lithium Ion |  | SolarEdge Technologies | 9.3 | 0 | 6 | Behind the Meter | Customer Bill Savings (e.g., Demand Charge Management, TOU Arbitrage) |  |  |  |  | yes | DC-Coupled | Solar |  | 6
363046 |  |  | MA - SMART Program |  |  | 2021 | Residential | ORANGE | Lithium Ion |  | StorEdge | 9.3 | 0 | 7.6 | Behind the Meter | Customer Bill Savings (e.g., Demand Charge Management, TOU Arbitrage) |  |  |  |  | yes | DC-Coupled | Solar |  | 7.6
363052 |  |  | MA - SMART Program |  |  | 2021 | Residential | BELCHERTOWN | Lithium Ion |  | StorEdge | 9.3 | 0 | 7.6 | Behind the Meter | Customer Bill Savings (e.g., Demand Charge Management, TOU Arbitrage) |  |  |  |  | yes | DC-Coupled | Solar |  | 7.6
363053 |  |  | MA - SMART Program |  |  | 2021 | Residential | Gardner | Lithium Ion |  | SolarEdge Technologies | 9.3 | 0 | 6 | Behind the Meter | Customer Bill Savings (e.g., Demand Charge Management, TOU Arbitrage) |  |  |  |  | yes | DC-Coupled | Solar |  | 6
363202 |  |  | MA - SMART Program |  |  | 2021 | Residential | Beverly | Lithium Ion |  | Generac | 17.1 | 0 | 7.6 | Behind the Meter | Customer Bill Savings (e.g., Demand Charge Management, TOU Arbitrage) |  |  |  |  | yes | DC-Coupled | Solar |  | 7.6
363232 |  |  | MA - SMART Program |  |  | 2021 | Residential | CHELMSFORD | Lithium Ion |  | StorEdge | 9.3 | 0 | 7.6 | Behind the Meter | Customer Bill Savings (e.g., Demand Charge Management, TOU Arbitrage) |  |  |  |  | yes | DC-Coupled | Solar |  | 7.6
363237 |  |  | MA - SMART Program |  |  | 2021 | Residential | Westminster | Lithium Ion |  | SolarEdge Technologies | 0 | 13.2 | 5 | Behind the Meter | Renewable Energy Integration (e.g., Ramping, Smoothing) |  |  |  |  | yes | AC-Coupled | Solar |  | 7.6
363436 |  |  | MA - SMART Program |  |  | 2021 | Residential | SAUGUS | Lithium Ion |  | StorEdge | 9.3 | 0 | 3.8 | Behind the Meter | Customer Bill Savings (e.g., Demand Charge Management, TOU Arbitrage) |  |  |  |  | yes | DC-Coupled | Solar |  | 3.8
363800 |  |  | MA - SMART Program |  |  | 2021 | Residential | Upton | Lithium Ion |  | SolarEdge Technologies HD | 9.3 | 0 | 7.6 | Behind the Meter | Customer Bill Savings (e.g., Demand Charge Management, TOU Arbitrage) |  |  |  |  | yes | DC-Coupled | Solar |  | 7.6
363836 |  |  | MA - SMART Program |  |  | 2021 | Residential | Winchendon | Lithium Ion |  | SolarEdge Technologies | 9.3 | 0 | 6 | Behind the Meter | Customer Bill Savings (e.g., Demand Charge Management, TOU Arbitrage) |  |  |  |  | yes | DC-Coupled | Solar |  | 6
364094 |  |  | MA - SMART Program |  |  | 2021 | Residential | Beverly | Lithium Ion |  | ENPHASE ENERGY | 13.5 | 10 | 5 | Behind the Meter | Renewable Energy Integration (e.g., Ramping, Smoothing) |  |  |  |  | yes | AC-Coupled | Solar |  | 5.22
364096 |  |  | MA - SMART Program |  |  | 2021 | Residential | Somerset | Lithium Ion |  | SolarEdge Technologies | 9.3 | 0 | 6 | Behind the Meter | Customer Bill Savings (e.g., Demand Charge Management, TOU Arbitrage) |  |  |  |  | yes | DC-Coupled | Solar |  | 6
364391 |  |  | MA - SMART Program |  |  | 2021 | Residential | NORTHBRIDGE | Lithium Ion |  | StorEdge | 9.3 | 0 | 7.6 | Behind the Meter | Customer Bill Savings (e.g., Demand Charge Management, TOU Arbitrage) |  |  |  |  | yes | DC-Coupled | Solar |  | 7.6
364394 |  |  | MA - SMART Program |  |  | 2021 | Residential | GRANBY | Lithium Ion |  | Tesla | 0 | 13.5 | 15 | Behind the Meter | Renewable Energy Integration (e.g., Ramping, Smoothing) |  |  |  |  | yes | AC-Coupled | Solar |  | 19
364532 |  |  | MA - SMART Program |  |  | 2021 | Residential | NORTHAMPTON | Lithium Ion |  | ENPHASE ENERGY | 10.08 | 10.08 | 6.4 | Behind the Meter | Renewable Energy Integration (e.g., Ramping, Smoothing) |  |  |  |  | yes | AC-Coupled | Solar |  | 5.51
364591 |  |  | MA - SMART Program |  |  | 2021 | Residential | Haverhill | Lithium Ion |  | SolarEdge Technologies | 9.3 | 0 | 6 | Behind the Meter | Customer Bill Savings (e.g., Demand Charge Management, TOU Arbitrage) |  |  |  |  | yes | DC-Coupled | Solar |  | 6
364658 |  |  | MA - SMART Program |  |  | 2021 | Residential | CHELMSFORD | Lithium Ion |  | StorEdge | 9.3 | 0 | 7.6 | Behind the Meter | Customer Bill Savings (e.g., Demand Charge Management, TOU Arbitrage) |  |  |  |  | yes | DC-Coupled | Solar |  | 7.6
364806 |  |  | MA - SMART Program |  |  | 2021 | Residential | Scituate | Lithium Ion |  | Generac | 11.4 | 0 | 7.6 | Behind the Meter | Customer Bill Savings (e.g., Demand Charge Management, TOU Arbitrage) |  |  |  |  | yes | DC-Coupled | Solar |  | 7.6
364862 |  |  | MA - SMART Program |  |  | 2021 | Residential | Spencer | Lithium Ion |  | SolarEdge Technologies | 13.5 | 10 | 5 | Behind the Meter | Renewable Energy Integration (e.g., Ramping, Smoothing) |  |  |  |  | yes | AC-Coupled | Solar |  | 3.8
364994 |  |  | MA - SMART Program |  |  | 2021 | Residential | PEMBROKE | Lithium Ion |  | StorEdge | 9.3 | 0 | 7.6 | Behind the Meter | Customer Bill Savings (e.g., Demand Charge Management, TOU Arbitrage) |  |  |  |  | yes | DC-Coupled | Solar |  | 7.6
365047 |  |  | MA - SMART Program |  |  | 2021 | Residential | Franklin | Lithium Ion |  | SolarEdge Technologies Ltd | 13.5 | 10 | 5 | Behind the Meter | Renewable Energy Integration (e.g., Ramping, Smoothing) |  |  |  |  | yes | AC-Coupled | Solar |  | 10
365294 |  |  | MA - SMART Program |  |  | 2021 | Residential | Manchester | Lithium Ion |  | ENPHASE ENERGY | 0 | 10.08 | 7.68 | Behind the Meter | Renewable Energy Integration (e.g., Ramping, Smoothing) |  |  |  |  | yes | AC-Coupled | Solar |  | 9.86
365405 |  |  | MA - SMART Program |  |  | 2021 | Residential | North Andover | Lithium Ion |  | StorEdge | 9.3 | 0 | 7.6 | Behind the Meter | Customer Bill Savings (e.g., Demand Charge Management, TOU Arbitrage) |  |  |  |  | yes | DC-Coupled | Solar |  | 7.6
365451 |  |  | MA - SMART Program |  |  | 2021 | Residential | Granby | Lithium Ion |  | SolarEdge Technologies | 9.3 | 0 | 6 | Behind the Meter | Customer Bill Savings (e.g., Demand Charge Management, TOU Arbitrage) |  |  |  |  | yes | DC-Coupled | Solar |  | 9.8
365577 |  |  | MA - SMART Program |  |  | 2021 | Residential | Charlton | Lithium Ion |  | Tesla | 13.5 | 10 | 5 | Behind the Meter | Renewable Energy Integration (e.g., Ramping, Smoothing) |  |  |  |  | yes | DC-Coupled | Solar |  | 7.6
365694 |  |  | MA - SMART Program |  |  | 2021 | Residential | Belchertown | Lithium Ion |  | Generac | 18 | 0 | 7.6 | Behind the Meter | Customer Bill Savings (e.g., Demand Charge Management, TOU Arbitrage) |  |  |  |  | yes | DC-Coupled | Solar |  | 7.6
365709 |  |  | MA - SMART Program |  |  | 2021 | Residential | Somerset | Lithium Ion |  | SolarEdge Technologies | 9.3 | 0 | 3.8 | Behind the Meter | Customer Bill Savings (e.g., Demand Charge Management, TOU Arbitrage) |  |  |  |  | yes | DC-Coupled | Solar |  | 9.8
365743 |  |  | MA - SMART Program |  |  | 2021 | Residential | Brockton | Lithium Ion |  | SolarEdge Technologies | 9.6 | 0 | 6 | Behind the Meter | Customer Bill Savings (e.g., Demand Charge Management, TOU Arbitrage) |  |  |  |  | yes | DC-Coupled | Solar |  | 9.8
365910 |  |  | MA - SMART Program |  |  | 2021 | Residential | Shutesbury | Lithium Ion |  | Generac | 18 | 7.6 | 7.6 | Behind the Meter | Renewable Energy Integration (e.g., Ramping, Smoothing) |  |  |  |  | yes | DC-Coupled | Solar |  | 9.92
365909 |  |  | MA - SMART Program |  |  | 2021 | Residential | FRANKLIN | Lithium Ion |  | SolarEdge Technologies HD | 13.5 | 10 | 5 | Behind the Meter | Renewable Energy Integration (e.g., Ramping, Smoothing) |  |  |  |  | yes | AC-Coupled | Solar |  | 7.6
365931 |  |  | MA - SMART Program |  |  | 2021 | Residential | Amesbury | Lithium Ion |  | SolarEdge Technologies Ltd | 5 | 5.8 | 5 | Behind the Meter | Renewable Energy Integration (e.g., Ramping, Smoothing) |  |  |  |  | yes | AC-Coupled | Solar |  | 10
365991 |  |  | MA - SMART Program |  |  | 2021 | Residential | AMESBURY | Lithium Ion |  | Tesla | 13.5 | 10 | 5 | Behind the Meter | Renewable Energy Integration (e.g., Ramping, Smoothing) | Renewable Energy Shifting |  |  |  | yes | AC-Coupled | Solar |  | 7.6
366170 |  |  | MA - SMART Program |  |  | 2021 | Residential | Randolph | Lithium Ion |  | SolarEdge Technologies | 0 | 13.2 | 10 | Behind the Meter | Renewable Energy Integration (e.g., Ramping, Smoothing) |  |  |  |  | yes | AC-Coupled | Solar |  | 6
366701 |  |  | MA - SMART Program |  |  | 2021 | Residential | Bellingham | Lithium Ion |  | Tesla | 13.5 | 10 | 5 | Behind the Meter | Renewable Energy Integration (e.g., Ramping, Smoothing) |  |  |  |  | yes | DC-Coupled | Solar |  | 7.6
366709 |  |  | MA - SMART Program |  |  | 2021 | Residential | East Longmeadow | Lithium Ion |  | Generac | 18 | 0 | 7.6 | Behind the Meter | Customer Bill Savings (e.g., Demand Charge Management, TOU Arbitrage) |  |  |  |  | yes | DC-Coupled | Solar |  | 7.6
366751 |  |  | MA - SMART Program |  |  | 2021 | Residential | TYNGSBORO | Lithium Ion |  | SolarEdge Technologies Ltd | 13.5 | 10 | 5 | Behind the Meter | Renewable Energy Integration (e.g., Ramping, Smoothing) |  |  |  |  | yes | AC-Coupled | Solar |  | 10
366900 |  |  | MA - SMART Program |  |  | 2021 | Residential | Douglas | Lithium Ion |  | Tesla | 13.5 | 10 | 5 | Behind the Meter | Peak Shaving/ Load Leveling | Customer Bill Savings (e.g., Demand Charge Management, TOU Arbitrage) | Reliability and Resiliency | Renewable Energy Shifting |  | yes | DC-Coupled | Solar | 12.63 | 7.6
367232 |  |  | MA - SMART Program |  |  | 2021 | Residential | Westborough | Lithium Ion |  | SolarEdge Technologies | 9.8 | 0 | 3.8 | Behind the Meter | Customer Bill Savings (e.g., Demand Charge Management, TOU Arbitrage) |  |  |  |  | yes | DC-Coupled | Solar |  | 9.8
367469 |  |  | MA - SMART Program |  |  | 2021 | Residential | Hanson | Lithium Ion |  | Tesla | 13.5 | 10 | 5 | Behind the Meter | Renewable Energy Integration (e.g., Ramping, Smoothing) |  |  |  |  | yes | DC-Coupled | Solar |  | 7.6
367589 |  |  | MA - SMART Program |  |  | 2021 | Residential | Brockton | Lithium Ion |  | Solaredge Technologies | 9.3 | 0 | 7.6 | Behind the Meter | Customer Bill Savings (e.g., Demand Charge Management, TOU Arbitrage) |  |  |  |  | yes | DC-Coupled | Solar |  | 7.6
367626 |  |  | MA - SMART Program |  |  | 2021 | Residential | CLINTON | Lithium Ion |  | StorEdge | 9.3 | 0 | 7.6 | Behind the Meter | Customer Bill Savings (e.g., Demand Charge Management, TOU Arbitrage) |  |  |  |  | yes | DC-Coupled | Solar |  | 7.6
367715 |  |  | MA - SMART Program |  |  | 2021 | Residential | Athol | Lithium Ion |  | SolarEdge Technologies HD | 9.6 | 0 | 6 | Behind the Meter | Customer Bill Savings (e.g., Demand Charge Management, TOU Arbitrage) |  |  |  |  | yes | DC-Coupled | Solar |  | 9.8
367718 |  |  | MA - SMART Program |  |  | 2021 | Residential | Tyngsborough | Lithium Ion |  | SolarEdge Technologies | 9.3 | 0 | 6 | Behind the Meter | Customer Bill Savings (e.g., Demand Charge Management, TOU Arbitrage) |  |  |  |  | yes | DC-Coupled | Solar |  | 9.8
367879 |  |  | MA - SMART Program |  |  | 2021 | Residential | Spencer | Lithium Ion |  | Generac | 17.1 | 0 | 7.6 | Behind the Meter | Customer Bill Savings (e.g., Demand Charge Management, TOU Arbitrage) |  |  |  |  | yes | DC-Coupled | Solar |  | 7.6
368286 |  |  | MA - SMART Program |  |  | 2021 | Residential | Haverhill | Lithium Ion |  | Tesla | 40.5 | 30 | 15 | Behind the Meter | Renewable Energy Integration (e.g., Ramping, Smoothing) |  |  |  |  | yes | DC-Coupled | Solar |  | 15.2
368311 |  |  | MA - SMART Program |  |  | 2021 | Residential | RANDOLPH | Lithium Ion |  | StorEdge | 9.3 | 0 | 7.6 | Behind the Meter | Customer Bill Savings (e.g., Demand Charge Management, TOU Arbitrage) |  |  |  |  | yes | DC-Coupled | Solar |  | 7.6
368493 |  |  | MA - SMART Program |  |  | 2021 | Residential | HANOVER | Lithium Ion |  | SolarEdge Technologies Ltd | 9.8 | 0 | 5 | Behind the Meter | Customer Bill Savings (e.g., Demand Charge Management, TOU Arbitrage) |  |  |  |  | yes | DC-Coupled | Solar |  | 7.6
368512 |  |  | MA - SMART Program |  |  | 2021 | Residential | HAVERHILL | Lithium Ion |  | StorEdge | 9.3 | 0 | 7.6 | Behind the Meter | Customer Bill Savings (e.g., Demand Charge Management, TOU Arbitrage) |  |  |  |  | yes | DC-Coupled | Solar |  | 7.6
368523 |  |  | MA - SMART Program |  |  | 2021 | Residential | Leominster | Lithium Ion |  | DELTA ELECTRONICS | 9.6 | 0 | 5.76 | Behind the Meter | Customer Bill Savings (e.g., Demand Charge Management, TOU Arbitrage) |  |  |  |  | yes | DC-Coupled | Solar |  | 5.76
369100 |  |  | MA - SMART Program |  |  | 2021 | Residential | Athol | Lithium Ion |  | SolarEdge Technologies HD | 9.3 | 0 | 3.8 | Behind the Meter | Customer Bill Savings (e.g., Demand Charge Management, TOU Arbitrage) |  |  |  |  | yes | DC-Coupled | Solar |  | 3.8
369453 |  |  | MA - SMART Program |  |  | 2021 | Residential | Rehoboth | Lithium Ion |  | SolarEdge Technologies HD | 9.3 | 0 | 7.6 | Behind the Meter | Customer Bill Savings (e.g., Demand Charge Management, TOU Arbitrage) |  |  |  |  | yes | DC-Coupled | Solar |  | 7.6
369539 |  |  | MA - SMART Program |  |  | 2021 | Residential | Nantucket | Lithium Ion |  | Generac | 17.1 | 0 | 7.6 | Behind the Meter | Renewable Energy Integration (e.g., Ramping, Smoothing) |  |  |  |  | yes | DC-Coupled | Solar |  | 7.6
369694 |  |  | MA - SMART Program |  |  | 2021 | Residential | Gloucester | Lithium Ion |  | SolarEdge Technologies Ltd | 13.5 | 10 | 5 | Behind the Meter | Renewable Energy Integration (e.g., Ramping, Smoothing) |  |  |  |  | yes | AC-Coupled | Solar |  | 10
370055 |  |  | MA - SMART Program |  |  | 2021 | Residential | Uxbridge | Lithium Ion |  | SolarEdge Technologies HD | 9.6 | 0 | 3.8 | Behind the Meter | Customer Bill Savings (e.g., Demand Charge Management, TOU Arbitrage) |  |  |  |  | yes | DC-Coupled | Solar |  | 9.8
370059 |  |  | MA - SMART Program |  |  | 2021 | Residential | Northampton | Lithium Ion |  | Generac | 9 | 7.6 | 7.6 | Behind the Meter | Generation Support (e.g., Peaker Replacement) |  |  |  |  | yes | DC-Coupled | Solar | 11.02 | 7.6
370071 |  |  | MA - SMART Program |  |  | 2021 | Residential | Worcester | Lithium Ion |  | SolarEdge Technologies | 9.8 | 0 | 6 | Behind the Meter | Customer Bill Savings (e.g., Demand Charge Management, TOU Arbitrage) |  |  |  |  | yes | DC-Coupled | Solar |  | 9.8
370110 |  |  | MA - SMART Program |  |  | 2021 | Residential | Brockton | Lithium Ion |  | SolarEdge Technologies | 9.8 | 0 | 6 | Behind the Meter | Customer Bill Savings (e.g., Demand Charge Management, TOU Arbitrage) |  |  |  |  | yes | DC-Coupled | Solar |  | 6
370141 |  |  | MA - SMART Program |  |  | 2021 | Residential | Leominster | Lithium Ion |  | DELTA ELECTRONICS | 9.6 | 0 | 3.84 | Behind the Meter | Customer Bill Savings (e.g., Demand Charge Management, TOU Arbitrage) |  |  |  |  | yes | DC-Coupled | Solar |  | 3.84
370213 |  |  | MA - SMART Program |  |  | 2021 | Residential | Swampscott | Lithium Ion |  | DELTA ELECTRONICS | 9.3 | 0 | 7.68 | Behind the Meter | Customer Bill Savings (e.g., Demand Charge Management, TOU Arbitrage) |  |  |  |  | yes | DC-Coupled | Solar |  | 7.68
370538 |  |  | MA - SMART Program |  |  | 2021 | Residential | East Longmeadow | Lithium Ion |  | SolarEdge Technologies | 9.6 | 0 | 6 | Behind the Meter | Customer Bill Savings (e.g., Demand Charge Management, TOU Arbitrage) |  |  |  |  | yes | DC-Coupled | Solar |  | 9.8
370585 |  |  | MA - Energy Efficiency/ DR Program |  |  | 2021 | Residential | FOXBORO | Lithium Ion |  | Tesla | 13.5 | 10 | 5 | Behind the Meter | Reliability and Resiliency |  |  |  |  | yes | AC-Coupled | Solar | 6.04 | 5
371050 |  |  | MA - SMART Program |  |  | 2021 | Residential | Medford | Lithium Ion |  | SolarEdge Technologies | 9.6 | 0 | 7.6 | Behind the Meter | Customer Bill Savings (e.g., Demand Charge Management, TOU Arbitrage) |  |  |  |  | yes | DC-Coupled | Solar |  | 7.6
371154 |  |  | MA - SMART Program |  |  | 2021 | Residential | Haydenville | Lithium Ion |  | Generac | 18 | 0 | 7.6 | Behind the Meter | Customer Bill Savings (e.g., Demand Charge Management, TOU Arbitrage) |  |  |  |  | yes | DC-Coupled | Solar |  | 7.6
371202 |  |  | MA - SMART Program |  |  | 2021 | Residential | Rockport | Lithium Ion |  | SolarEdge Technologies HD | 0 | 13.5 | 10 | Behind the Meter | Renewable Energy Integration (e.g., Ramping, Smoothing) |  |  |  |  | yes | AC-Coupled | Solar |  | 7.6
371276 |  |  | Other |  |  | 2021 | Residential | WEST STOCKBRIDGE | Lithium Ion |  | Sonnen | 0 | 12.5 | 7 | Behind the Meter | Peak Shaving/ Load Leveling | Customer Bill Savings (e.g., Demand Charge Management, TOU Arbitrage) |  |  |  | yes | AC-Coupled | Solar |  | 7.6
371639 |  |  | MA - SMART Program |  |  | 2021 | Residential | Leeds | Lithium Ion |  | SolarEdge Technologies HD | 9.3 | 0 | 3.8 | Behind the Meter | Customer Bill Savings (e.g., Demand Charge Management, TOU Arbitrage) |  |  |  |  | yes | DC-Coupled | Solar |  | 3.8
371681 |  |  | MA - SMART Program |  |  | 2021 | Residential | HAMPDEN | Lithium Ion |  | SolarEdge Technologies HD | 9.3 | 0 | 3.8 | Behind the Meter | Customer Bill Savings (e.g., Demand Charge Management, TOU Arbitrage) |  |  |  |  | yes | DC-Coupled | Solar |  | 3.8
371924 |  |  | MA - SMART Program |  |  | 2021 | Residential | Monterey | Lithium Ion |  | Generac | 18 | 7.6 | 7.6 | Behind the Meter | Renewable Energy Integration (e.g., Ramping, Smoothing) |  |  |  |  | yes | DC-Coupled | Solar |  | 7.6
372032 |  |  | Other |  |  | 2021 | Residential | Gloucester | Lithium Ion |  | ENPHASE ENERGY | 21.6 | 15.36 | 7.68 | Behind the Meter | Peak Shaving/ Load Leveling | Customer Bill Savings (e.g., Demand Charge Management, TOU Arbitrage) |  |  |  | yes | AC-Coupled | Solar |  | 13.28
372342 |  |  | MA - SMART Program |  |  | 2021 | Residential | Cheshire | Lithium Ion |  | Generac | 18 | 0 | 7.6 | Behind the Meter | Customer Bill Savings (e.g., Demand Charge Management, TOU Arbitrage) |  |  |  |  | yes | DC-Coupled | Solar |  | 7.6
372473 |  |  | MA - SMART Program |  |  | 2021 | Residential | Beverly | Lithium Ion |  | ENPHASE ENERGY | 0 | 13.5 | 10 | Behind the Meter | Renewable Energy Integration (e.g., Ramping, Smoothing) |  |  |  |  | yes | AC-Coupled | Solar |  | 6.96
372696 |  |  | MA - SMART Program |  |  | 2021 | Residential | Abington | Lithium Ion |  | SolarEdge Technologies HD | 9.3 | 7.6 | 7.6 | Behind the Meter | Renewable Energy Integration (e.g., Ramping, Smoothing) |  |  |  |  | yes | DC-Coupled | Solar |  | 7.6
372705 |  |  | MA - SMART Program |  |  | 2021 | Residential | HAMPDEN | Lithium Ion |  | SolarEdge Technologies HD | 9.3 | 0 | 7.6 | Behind the Meter | Customer Bill Savings (e.g., Demand Charge Management, TOU Arbitrage) |  |  |  |  | yes | DC-Coupled | Solar |  | 7.6
372855 |  |  | MA - SMART Program |  |  | 2021 | Residential | Gilbertville | Lithium Ion |  | SolarEdge Technologies HD | 16 | 15.2 | 7.6 | Behind the Meter | Renewable Energy Integration (e.g., Ramping, Smoothing) |  |  |  |  | yes | DC-Coupled | Solar |  | 7.6
372872 |  |  | MA - SMART Program |  |  | 2021 | Residential | CHELMSFORD | Lithium Ion |  | SolarEdge Technologies HD | 9.3 | 0 | 7.6 | Behind the Meter | Customer Bill Savings (e.g., Demand Charge Management, TOU Arbitrage) |  |  |  |  | yes | DC-Coupled | Solar |  | 7.6
372900 |  |  | MA - SMART Program |  |  | 2021 | Residential | Gloucester | Lithium Ion |  | Generac | 15 | 0 | 7.6 | Behind the Meter | Customer Bill Savings (e.g., Demand Charge Management, TOU Arbitrage) |  |  |  |  | yes | DC-Coupled | Solar |  | 7.6
372946 |  |  | MA - SMART Program |  |  | 2021 | Residential | EAST LONGMEADOW | Lithium Ion |  | SolarEdge Technologies HD | 9.3 | 0 | 3.8 | Behind the Meter | Customer Bill Savings (e.g., Demand Charge Management, TOU Arbitrage) |  |  |  |  | yes | DC-Coupled | Solar |  | 3.8
373130 |  |  | MA - SMART Program | Other |  | 2021 | Residential | Brockton | Lithium Ion |  | Tesla | 13.5 | 10 | 5 | Behind the Meter | Renewable Energy Integration (e.g., Ramping, Smoothing) | Customer Bill Savings (e.g., Demand Charge Management, TOU Arbitrage) |  |  |  | yes | AC-Coupled | Solar | 3.47 | 3
373449 |  |  | MA - SMART Program |  |  | 2021 | Residential | Winthrop | Lithium Ion |  | Generac | 9 | 0 | 9 | Behind the Meter | Customer Bill Savings (e.g., Demand Charge Management, TOU Arbitrage) |  |  |  |  | yes | DC-Coupled | Solar |  | 7.6
373473 |  |  | MA - SMART Program |  |  | 2021 | Residential | Lawrence | Lithium Ion |  | LG CHEM | 9.6 | 8 | 7.68 | Behind the Meter | Other- Backup power |  |  |  |  | yes | DC-Coupled | Solar | 9.52 | 7.68
373756 |  |  | MA - SMART Program |  |  | 2021 | Residential | STOUGHTON | Lithium Ion |  | SolarEdge Technologies HD | 9.3 | 0 | 3.8 | Behind the Meter | Customer Bill Savings (e.g., Demand Charge Management, TOU Arbitrage) |  |  |  |  | yes | DC-Coupled | Solar |  | 3.8
373988 |  |  | MA - SMART Program |  |  | 2021 | Residential | Manchester | Lithium Ion |  | ENPHASE ENERGY | 0 | 13.5 | 10 | Behind the Meter | Renewable Energy Integration (e.g., Ramping, Smoothing) |  |  |  |  | yes | AC-Coupled | Solar |  | 9.86
374011 |  |  | MA - SMART Program |  |  | 2021 | Residential | Attleboro | Lithium Ion |  | SolarEdge Technologies | 9.6 | 0 | 3.8 | Behind the Meter | Customer Bill Savings (e.g., Demand Charge Management, TOU Arbitrage) |  |  |  |  | yes | DC-Coupled | Solar |  | 3.8
374289 |  |  | MA - SMART Program |  |  | 2021 | Residential | HAVERHILL | Lithium Ion |  | StorEdge Technologies | 9.3 | 0 | 7.6 | Behind the Meter | Customer Bill Savings (e.g., Demand Charge Management, TOU Arbitrage) |  |  |  |  | yes | DC-Coupled | Solar |  | 7.6
374437 |  |  | MA - SMART Program |  |  | 2021 | Residential | Medford | Lithium Ion |  | Tesla | 13.5 | 10 | 5 | Behind the Meter | Renewable Energy Integration (e.g., Ramping, Smoothing) |  |  |  |  | yes | AC-Coupled | Solar |  | 7.6
374709 |  |  | MA - SMART Program |  |  | 2021 | Residential | Rehoboth | Lithium Ion |  | SolarEdge Technologies | 9.8 | 0 | 6 | Behind the Meter | Customer Bill Savings (e.g., Demand Charge Management, TOU Arbitrage) |  |  |  |  | yes | DC-Coupled | Solar |  | 9.8
374801 |  |  | MA - SMART Program |  |  | 2021 | Residential | Melrose | Lithium Ion |  | Tesla | 13.5 | 10 | 5 | Behind the Meter | Customer Bill Savings (e.g., Demand Charge Management, TOU Arbitrage) | Renewable Energy Shifting |  |  |  | yes | AC-Coupled | Solar |  | 3.8
374823 |  |  | MA - SMART Program |  |  | 2021 | Residential | Saugus | Lithium Ion |  | DELTA ELECTRONICS | 9.3 | 0 | 7.68 | Behind the Meter | Customer Bill Savings (e.g., Demand Charge Management, TOU Arbitrage) |  |  |  |  | yes | DC-Coupled | Solar |  | 7.68
374851 |  |  | MA - SMART Program |  |  | 2021 | Residential | Athol | Lithium Ion |  | DELTA ELECTRONICS | 9.6 | 0 | 5.76 | Behind the Meter | Customer Bill Savings (e.g., Demand Charge Management, TOU Arbitrage) |  |  |  |  | yes | DC-Coupled | Solar |  | 5.76
375285 |  |  | MA - SMART Program |  |  | 2021 | Residential | Wilbraham | Lithium Ion |  | DELTA ELECTRONICS | 9.6 | 0 | 3.84 | Behind the Meter | Customer Bill Savings (e.g., Demand Charge Management, TOU Arbitrage) |  |  |  |  | yes | DC-Coupled | Solar |  | 3.84
375331 |  |  | MA - SMART Program |  |  | 2021 | Residential | Medford | Lithium Ion |  | Tesla | 13.5 | 10 | 5 | Behind the Meter | Renewable Energy Integration (e.g., Ramping, Smoothing) |  |  |  |  | yes | AC-Coupled | Solar |  | 7.6
375386 |  |  | MA - SMART Program |  |  | 2021 | Residential | WALES | Lithium Ion |  | Tesla | 27 | 20 | 10 | Behind the Meter | Renewable Energy Integration (e.g., Ramping, Smoothing) |  |  |  |  | yes | AC-Coupled | Solar |  | 10
375595 |  |  | MA - SMART Program |  |  | 2021 | Residential | Northampton | Lithium Ion |  | ENPHASE ENERGY | 0 | 10.08 | 3.84 | Behind the Meter | Renewable Energy Integration (e.g., Ramping, Smoothing) |  |  |  |  | yes | AC-Coupled | Solar |  | 3.19
375632 |  |  | MA - SMART Program |  |  | 2021 | Residential | Orange | Lithium Ion |  | LG CHEM | 9.3 | 6 | 6 | Behind the Meter | Customer Bill Savings (e.g., Demand Charge Management, TOU Arbitrage) |  |  |  |  | yes | DC-Coupled | Solar |  | 9.8
375833 |  |  | MA - SMART Program |  |  | 2021 | Residential | Winthrop | Lithium Ion |  | ENPHASE ENERGY | 0 | 13.5 | 10 | Behind the Meter | Renewable Energy Integration (e.g., Ramping, Smoothing) |  |  |  |  | yes | AC-Coupled | Solar |  | 8.7
375923 |  |  | MA - SMART Program |  |  | 2021 | Residential | East Longmeadow | Lithium Ion |  | ENPHASE ENERGY | 5 | 5 | 10 | Behind the Meter | Renewable Energy Integration (e.g., Ramping, Smoothing) |  |  |  |  | yes | AC-Coupled | Solar |  | 13.44
376161 |  |  | MA - SMART Program |  |  | 2021 | Residential | Manchester | Lithium Ion |  | Tesla | 13.5 | 10 | 5 | Behind the Meter | Customer Bill Savings (e.g., Demand Charge Management, TOU Arbitrage) | Renewable Energy Shifting |  |  |  | yes | AC-Coupled | Solar |  | 7.6
376180 |  |  | MA - SMART Program |  |  | 2021 | Residential | Charlton | Lithium Ion |  | SolarEdge Technologies | 9.6 | 0 | 6 | Behind the Meter | Customer Bill Savings (e.g., Demand Charge Management, TOU Arbitrage) |  |  |  |  | yes | DC-Coupled | Solar |  | 6
376322 |  |  | MA - SMART Program |  |  | 2021 | Residential | HARDWICK | Lithium Ion |  | SolarEdge Technologies HD | 9.7 | 7.6 | 7.6 | Behind the Meter | Renewable Energy Integration (e.g., Ramping, Smoothing) |  |  |  |  | yes | DC-Coupled | Solar |  | 7.6
376662 |  |  | MA - SMART Program |  |  | 2021 | Residential | ATTLEBORO | Lithium Ion |  | GENERAC | 14.45 | 0 | 7.6 | Behind the Meter | Renewable Energy Integration (e.g., Ramping, Smoothing) |  |  |  |  | yes | DC-Coupled | Solar |  | 15.2
376744 |  |  | MA - SMART Program |  |  | 2021 | Residential | ATTLEBORO | Lithium Ion |  | SOLAREDGE | 9.8 | 7.6 | 7.6 | Behind the Meter | Renewable Energy Integration (e.g., Ramping, Smoothing) |  |  |  |  | yes | DC-Coupled | Solar |  | 7.6
377100 |  |  | MA - SMART Program |  |  | 2021 | Residential | Northampton | Lithium Ion |  | Tesla | 13.5 | 10 | 5 | Behind the Meter | Customer Bill Savings (e.g., Demand Charge Management, TOU Arbitrage) | Renewable Energy Shifting |  |  |  | yes | AC-Coupled | Solar |  | 7.6
377215 |  |  | MA - SMART Program |  |  | 2021 | Residential | Attleboro | Lithium Ion |  | LG CHEM | 9.8 | 6 | 6 | Behind the Meter | Customer Bill Savings (e.g., Demand Charge Management, TOU Arbitrage) |  |  |  |  | yes | DC-Coupled | Solar |  | 9.8
377226 |  |  | MA - SMART Program |  |  | 2021 | Residential | SOUTH ATTLEBORO | Lithium Ion |  | SOLAREDGE | 9.8 | 7.6 | 7.6 | Behind the Meter | Renewable Energy Integration (e.g., Ramping, Smoothing) |  |  |  |  | yes | DC-Coupled | Solar |  | 7.6
377301 |  |  | MA - SMART Program |  |  | 2021 | Residential | Wilbraham | Lithium Ion |  | Generac | 18 | 7.6 | 7.6 | Behind the Meter | Renewable Energy Integration (e.g., Ramping, Smoothing) |  |  |  |  | yes | DC-Coupled | Solar |  | 7.6
377316 |  |  | MA - SMART Program |  |  | 2021 | Residential | Newbury | Lithium Ion |  | Tesla | 13.5 | 10 | 5 | Behind the Meter | Renewable Energy Integration (e.g., Ramping, Smoothing) |  |  |  |  | yes | AC-Coupled | Solar |  | 6
377455 |  |  | MA - SMART Program |  |  | 2021 | Residential | Northampton | Lithium Ion |  | Generac | 18 | 0 | 7.6 | Behind the Meter | Renewable Energy Integration (e.g., Ramping, Smoothing) |  |  |  |  | yes | DC-Coupled | Solar |  | 7.6
377713 |  |  | MA - SMART Program | Other |  | 2021 | Residential | Wilbraham | Lithium Ion |  | SolarEdge Technologies Ltd | 13.5 | 10 | 5 | Behind the Meter | Renewable Energy Integration (e.g., Ramping, Smoothing) |  |  |  |  | yes | AC-Coupled | Solar |  | 10
378034 |  |  | MA - SMART Program |  |  | 2021 | Residential | Sturbridge | Lithium Ion |  | SolarEdge Technologies | 9.6 | 9.6 | 6 | Behind the Meter | Renewable Energy Integration (e.g., Ramping, Smoothing) |  |  |  |  | yes | DC-Coupled | Solar |  | 9.8
378290 |  |  | MA - SMART Program |  |  | 2021 | Residential | Beverly | Lithium Ion |  | ENPHASE ENERGY | 13.5 | 10 | 5 | Behind the Meter | Renewable Energy Integration (e.g., Ramping, Smoothing) |  |  |  |  | yes | AC-Coupled | Solar |  | 6.67
378306 |  |  | MA - SMART Program |  |  | 2021 | Residential | Belchertown | Lithium Ion |  | SolarEdge Technologies | 9.3 | 0 | 7.6 | Behind the Meter | Peak Shaving/ Load Leveling |  |  |  |  | yes | DC-Coupled | Solar | 9.75 | 7.6
378513 |  |  | MA - SMART Program |  |  | 2021 | Residential | HAVERHILL | Lithium Ion |  | SolarEdge Technologies | 0 | 13.2 | 5 | Behind the Meter | Renewable Energy Integration (e.g., Ramping, Smoothing) |  |  |  |  | yes | AC-Coupled | Solar |  | 9.8
378550 |  |  | MA - SMART Program |  |  | 2021 | Residential | Alford | Lithium Ion |  | Generac | 18 | 0 | 7.6 | Behind the Meter | Renewable Energy Integration (e.g., Ramping, Smoothing) |  |  |  |  | yes | DC-Coupled | Solar |  | 7.6
378599 |  |  | MA - SMART Program |  |  | 2021 | Residential | Attleboro | Lithium Ion |  | LG CHEM | 9.6 | 6 | 5.76 | Behind the Meter | Renewable Energy Integration (e.g., Ramping, Smoothing) |  |  |  |  | yes | DC-Coupled | Solar | 7.59 | 5.76
378849 |  |  | MA - SMART Program |  |  | 2021 | Residential | BELLINGHAM | Lithium Ion |  | Tesla | 13.5 | 10 | 5 | Behind the Meter | Customer Bill Savings (e.g., Demand Charge Management, TOU Arbitrage) | Renewable Energy Shifting |  |  |  | yes | DC-Coupled | Solar |  | 7.6
378948 |  |  | MA - SMART Program |  |  | 2021 | Residential | Williamsburg | Lithium Ion |  | Generac | 18 | 0 | 7.6 | Behind the Meter | Renewable Energy Integration (e.g., Ramping, Smoothing) |  |  |  |  | yes | DC-Coupled | Solar |  | 7.6
379136 |  |  | MA - SMART Program |  |  | 2021 | Residential | BEVERLY | Lithium Ion |  | Tesla | 13.5 | 10 | 5 | Behind the Meter | Renewable Energy Integration (e.g., Ramping, Smoothing) |  |  |  |  | yes | AC-Coupled | Solar |  | 10
379255 |  |  | Other |  |  | 2021 | Residential | blackstone | Lithium Ion |  | Tesla | 13.5 | 10 | 5 | Behind the Meter | Customer Bill Savings (e.g., Demand Charge Management, TOU Arbitrage) |  |  |  |  | yes | AC-Coupled | Solar | 6.6 | 6
379354 |  |  | Other |  |  | 2021 | Residential | Bolton | Lithium Ion |  | ENPHASE ENERGY | 0 | 13.44 | 6.4 | Behind the Meter | Peak Shaving/ Load Leveling | Customer Bill Savings (e.g., Demand Charge Management, TOU Arbitrage) |  |  |  | yes | AC-Coupled | Solar |  | 15.36
379650 |  |  | MA - SMART Program |  |  | 2021 | Residential | Oxford | Lithium Ion |  | ENPHASE ENERGY | 0 | 10.08 | 5.12 | Behind the Meter | Renewable Energy Integration (e.g., Ramping, Smoothing) |  |  |  |  | yes | AC-Coupled | Solar |  | 9.57
380603 |  |  | MA - SMART Program |  |  | 2021 | Residential | Plainville | Lithium Ion |  | ENPHASE ENERGY | 0 | 10.08 | 7.68 | Behind the Meter | Renewable Energy Integration (e.g., Ramping, Smoothing) |  |  |  |  | yes | AC-Coupled | Solar |  | 9.6
380765 |  |  | MA - SMART Program |  |  | 2021 | Residential | Rockland | Lithium Ion |  | Tesla | 13.5 | 10 | 5 | Behind the Meter | Customer Bill Savings (e.g., Demand Charge Management, TOU Arbitrage) | Renewable Energy Shifting |  |  |  | yes | DC-Coupled | Solar |  | 7.6
381374 |  |  | MA - SMART Program |  |  | 2021 | Residential | RANDOLPH | Lithium Ion |  | LG CHEM | 9.6 | 0 | 7.6 | Behind the Meter | Customer Bill Savings (e.g., Demand Charge Management, TOU Arbitrage) |  |  |  |  | yes | DC-Coupled | Solar |  | 7.6
382058 |  |  | MA - SMART Program |  |  | 2021 | Residential | Northborough | Lithium Ion |  | LG CHEM | 9.6 | 0 | 3.8 | Behind the Meter | Customer Bill Savings (e.g., Demand Charge Management, TOU Arbitrage) |  |  |  |  | yes | DC-Coupled | Solar |  | 9.8
382402 |  |  | Other |  |  | 2021 | Residential | Lancaster | Lithium Ion |  | SolarEdge Technologies Ltd | 16 | 15.2 | 7.6 | Behind the Meter | Peak Shaving/ Load Leveling |  |  |  |  | yes | DC-Coupled | Solar | 13.26 | 7.6
382867 |  |  | MA - SMART Program |  |  | 2021 | Residential | Wilbraham | Lithium Ion |  | SolarEdge Technologies | 9.6 | 0 | 6 | Behind the Meter | Customer Bill Savings (e.g., Demand Charge Management, TOU Arbitrage) |  |  |  |  | yes | DC-Coupled | Solar |  | 9.8
383151 |  |  | Other |  |  | 2021 | Residential | New Marlboro | Lithium Ion |  | Tesla | 28 | 27 | 10 | Behind the Meter | [5 empty] | yes | AC-Coupled | Solar |  | 19.57
384807 |  |  | MA - SMART Program |  |  | 2021 | Residential | Gloucester | Lithium Ion |  | Generac | 15 | 0 | 7.6 | Behind the Meter | Renewable Energy Integration (e.g., Ramping, Smoothing) |  |  |  |  | yes | DC-Coupled | Solar |  | 7.6
387022 |  |  | MA - SMART Program |  |  | 2021 | Residential | Northampton | Lithium Ion |  | ENPHASE ENERGY | 0 | 10.08 | 5.12 | Behind the Meter | Renewable Energy Integration (e.g., Ramping, Smoothing) |  |  |  |  | yes | AC-Coupled | Solar |  | 5.8
387197 |  |  | MA - SMART Program |  |  | 2021 | Residential | Lynn | Lithium Ion |  | ENPHASE ENERGY | 0 | 10.08 | 3.84 | Behind the Meter | Renewable Energy Integration (e.g., Ramping, Smoothing) |  |  |  |  | yes | AC-Coupled | Solar |  | 4.886
387947 |  |  | MA - SMART Program |  |  | 2021 | Residential | Newburyport | Lithium Ion |  | SolarEdge Technologies Ltd | 13.5 | 10 | 5 | Behind the Meter | Renewable Energy Integration (e.g., Ramping, Smoothing) |  |  |  |  | yes | AC-Coupled | Solar |  | 10
388066 |  |  | MA - SMART Program |  |  | 2021 | Residential | NORTH EGREMONT | Lithium Ion |  | ENPHASE ENERGY | 0 | 3.36 | 5.12 | Behind the Meter | Renewable Energy Integration (e.g., Ramping, Smoothing) |  |  |  |  | yes | AC-Coupled | Solar |  | 5.22
388673 |  |  | MA - SMART Program |  |  | 2021 | Residential | Medford | Lithium Ion |  | Tesla | 13.5 | 10 | 5 | Behind the Meter | Customer Bill Savings (e.g., Demand Charge Management, TOU Arbitrage) | Renewable Energy Shifting |  |  |  | yes | DC-Coupled | Solar |  | 7.6
391880 |  |  | MA - SMART Program |  |  | 2021 | Residential | Nantucket | Lithium Ion |  | Generac | 12 | 0 | 7.6 | Behind the Meter | Renewable Energy Integration (e.g., Ramping, Smoothing) |  |  |  |  | yes | DC-Coupled | Solar |  | 7.6
392799 |  |  | MA - SMART Program |  |  | 2021 | Residential | HANOVER | Lithium Ion |  | SolarEdge Technologies HD | 13.5 | 10 | 5 | Behind the Meter | Renewable Energy Integration (e.g., Ramping, Smoothing) |  |  |  |  | yes | AC-Coupled | Solar |  | 7.6
394054 |  |  | MA - SMART Program |  |  | 2021 | Residential | SOUTH ATTLEBORO | Lithium Ion |  | SolarEdge Technologies HD | 13.5 | 10 | 5 | Behind the Meter | Renewable Energy Integration (e.g., Ramping, Smoothing) |  |  |  |  | yes | AC-Coupled | Solar |  | 3.8
385688 |  |  | MA - SMART Program |  |  | 2021 | Residential | WRENTHAM | Lithium Ion |  | Tesla | 13.5 | 13.5 | 5 | Behind the Meter | Customer Bill Savings (e.g., Demand Charge Management, TOU Arbitrage) |  |  |  |  | Yes | Combined AC-&DC-Coupled | Solar | 13.6 | 20.2
386258 |  |  | MA - SMART Program |  |  | 2021 | Residential | WILBRAHAM | Lithium Ion |  | Tesla | 13.5 | 13.5 | 5 | Behind the Meter | Customer Bill Savings (e.g., Demand Charge Management, TOU Arbitrage) |  |  |  |  | Yes | Combined AC-&DC-Coupled | Solar | 7.48 | 12.6
394755 | [5 empty] | 2022 | Residential | MEDFORD | Lithium Ion |  | ENPHASE ENERGY | 0 | 10.08 | 3.84 | Behind the Meter | Customer Bill Savings (e.g., Demand Charge Management, TOU Arbitrage) |  |  |  |  | No | AC-Coupled | Solar | 9.216 | 7.68
424059 |  |  | MA - SMART Program |  |  | 2022 | Residential | ANDOVER | Lithium Ion |  | SunPower | 0 | 12 | 6 | Behind the Meter | Customer Bill Savings (e.g., Demand Charge Management, TOU Arbitrage) |  |  |  |  | Yes | AC-Coupled | Solar |  | 15.772
410526 |  |  | MA - SMART Program |  |  | 2022 | Residential | MELROSE | Lithium Ion |  | ENPHASE ENERGY | 0 | 10.08 | 3.84 | Behind the Meter | Customer Bill Savings (e.g., Demand Charge Management, TOU Arbitrage) |  |  |  |  | Yes | Separate PCC | Battery Add-On |  | 7.68
429601 |  |  | MA - SMART Program |  |  | 2022 | Residential | LEOMINSTER | Lithium Ion |  | Tesla | 13.5 | 0 | 7.6 | Behind the Meter | Customer Bill Savings (e.g., Demand Charge Management, TOU Arbitrage) |  |  |  |  | Yes | DC-Coupled | Solar | 19.2 | 15.2
442567 |  |  | MA - Energy Efficiency/ DR Program |  |  | 2022 | Residential | DUDLEY | Lithium Ion |  | Tesla | 13.5 | 0 | 7.6 | Behind the Meter | Customer Bill Savings (e.g., Demand Charge Management, TOU Arbitrage) | Wholesale Market (i.e., Energy, Capacity, Ancillary Services) |  |  |  | Yes | DC-Coupled | Solar | 15.2 | 15.2
436971 |  |  | MA - SMART Program |  |  | 2022 | Residential | STURBRIDGE | Lithium Ion |  | Tesla | 0 | 13.5 | 5 | Behind the Meter | Customer Bill Savings (e.g., Demand Charge Management, TOU Arbitrage) |  |  |  |  | Yes | AC-Coupled | Solar |  | 25
437610 |  |  | MA - SMART Program |  |  | 2022 | Residential | AYER | Lithium Ion |  | Tesla | 0 | 13.5 | 5 | Behind the Meter | Customer Bill Savings (e.g., Demand Charge Management, TOU Arbitrage) |  |  |  |  | Yes | AC-Coupled | Solar | 4.08 | 18.8
430893 | [5 empty] | 2022 | Residential | REHOBOTH | Lithium Ion |  | Tesla | 13.5 | 5 | 5 | Behind the Meter | Customer Bill Savings (e.g., Demand Charge Management, TOU Arbitrage) |  |  |  |  | Yes | AC-Coupled | Solar | 9.2 | 21.67
442263 |  |  | MA - Energy Efficiency/ DR Program |  |  | 2022 | Residential | ATTLEBORO | Lithium Ion |  | Tesla | 0 | 13.5 | 1.4 | Behind the Meter | Customer Bill Savings (e.g., Demand Charge Management, TOU Arbitrage) | Wholesale Market (i.e., Energy, Capacity, Ancillary Services) |  |  |  | Yes | AC-Coupled | Solar | 16 | 13
361080 |  |  | MA - SMART Program |  |  | 2021 | Residential | WARE | Lithium Ion |  | SolarEdge Technologies | 9.3 | 0 | 3.8 | Behind the Meter | Customer Bill Savings (e.g., Demand Charge Management, TOU Arbitrage) |  |  |  |  | Yes | Combined AC-&DC-Coupled | Solar | 12.58 | 9.8
363866 |  |  | MA - SMART Program |  |  | 2021 | Residential | NORTH ANDOVER | Lithium Ion |  | Tesla | 13.5 | 13.2 | 5 | Behind the Meter | Customer Bill Savings (e.g., Demand Charge Management, TOU Arbitrage) |  |  |  |  | Yes | AC-Coupled | Solar | 12.58 | 19.8
316919 | [5 empty] | 2020 | Residential | ABINGTON | Lithium Ion |  | Tesla | 0 | 13.5 | 5 | Behind the Meter | Customer Bill Savings (e.g., Demand Charge Management, TOU Arbitrage) |  |  |  |  | Yes | Separate PCC | Battery Add-On |  | 10
318458 |  |  | MA - SMART Program |  |  | 2021 | Residential | SALEM | Lithium Ion |  | Tesla | 13.5 | 13.2 | 5 | Behind the Meter | Customer Bill Savings (e.g., Demand Charge Management, TOU Arbitrage) |  |  |  |  | Yes | AC-Coupled | Solar | 11.9 | 19.36
321925 |  |  | MA - SMART Program |  |  | 2020 | Residential | WESTMINSTER | Lithium Ion |  | Tesla | 0 | 13.5 | 5 | Behind the Meter | Customer Bill Savings (e.g., Demand Charge Management, TOU Arbitrage) |  |  |  |  | Yes | Combined AC-&DC-Coupled | Solar | 9.08 | 12.6
369368 |  |  | MA - SMART Program |  |  | 2021 | Residential | WESTFORD | Lithium Ion |  | Tesla | 0 | 13.5 | 5 | Behind the Meter | Customer Bill Savings (e.g., Demand Charge Management, TOU Arbitrage) |  |  |  |  | Yes | Combined AC-&DC-Coupled | Solar | 8.16 | 12.6
325868 |  |  | MA - SMART Program |  |  | 2020 | Residential | FLORENCE | Lithium Ion |  | Tesla | 13.5 | 13.5 | 5 | Behind the Meter | Customer Bill Savings (e.g., Demand Charge Management, TOU Arbitrage) |  |  |  |  | Yes | AC-Coupled | Solar | 16.32 | 35.2
369753 |  |  | MA - SMART Program |  |  | 2021 | Residential | BEVERLY | Lithium Ion |  | Sunpower | 0 | 13 | 6 | Behind the Meter | Customer Bill Savings (e.g., Demand Charge Management, TOU Arbitrage) |  |  |  |  | Yes | AC-Coupled | Solar | 10.08 | 14.376
328163 |  |  | MA - SMART Program |  |  | 2021 | Residential | SOUTH GRAFTON | Lithium Ion |  | Tesla | 13.5 | 13.5 | 5 | Behind the Meter | Customer Bill Savings (e.g., Demand Charge Management, TOU Arbitrage) |  |  |  |  | Yes | AC-Coupled | Solar | 8.16 | 17.6
328513 | [5 empty] | 2021 | Residential | WESTBOROUGH | Lithium Ion |  | Tesla | 13.5 | 13.5 | 5 | Behind the Meter | Customer Bill Savings (e.g., Demand Charge Management, TOU Arbitrage) |  |  |  |  | No | AC-Coupled | Solar | 12 | 10
327570 |  |  | MA - SMART Program |  |  | 2021 | Residential | SEEKONK | Lithium Ion |  | Generac | 17.1 | 0 | 11.4 | Behind the Meter | Customer Bill Savings (e.g., Demand Charge Management, TOU Arbitrage) |  |  |  |  | Yes | DC-Coupled | Solar | 11.2 | 18.9
328453 | [5 empty] | 2021 | Residential | ANDOVER | Lithium Ion |  | Tesla | 13.5 | 13.5 | 5 | Behind the Meter | Customer Bill Savings (e.g., Demand Charge Management, TOU Arbitrage) |  |  |  |  | Yes | Separate PCC | Battery Add-On |  | 10
327143 |  |  | MA - SMART Program |  |  | 2020 | Residential | E LONGMEADOW | Lithium Ion |  | Tesla | 13.5 | 0 | 7.6 | Behind the Meter | Customer Bill Savings (e.g., Demand Charge Management, TOU Arbitrage) |  |  |  |  | Yes | DC-Coupled | Solar | 15.66 | 7.6
328974 |  |  | MA - SMART Program |  |  | 2021 | Residential | STOUGHTON | Lithium Ion |  | Tesla | 13.5 | 13.5 | 5 | Behind the Meter | Customer Bill Savings (e.g., Demand Charge Management, TOU Arbitrage) |  |  |  |  | Yes | AC-Coupled | Solar | 8.16 | 22.6
351890 |  |  | MA - SMART Program |  |  | 2021 | Residential | WHITMAN | Lithium Ion |  | Tesla | 13.5 | 13.5 | 5 | Behind the Meter | Customer Bill Savings (e.g., Demand Charge Management, TOU Arbitrage) |  |  |  |  | Yes | AC-Coupled | Solar | 8.16 | 17.6
371045 |  |  | MA - SMART Program |  |  | 2021 | Residential | GARDNER | Lithium Ion |  | Tesla | 13.5 | 13.5 | 5 | Behind the Meter | Customer Bill Savings (e.g., Demand Charge Management, TOU Arbitrage) |  |  |  |  | Yes | AC-Coupled | Solar | 10.44 | 12.6
400010 |  |  | MA - SMART Program |  |  | 2022 | Residential | MANCHESTER | Lithium Ion |  | Tesla | 13.5 | 13.5 | 5 | Behind the Meter | Customer Bill Savings (e.g., Demand Charge Management, TOU Arbitrage) |  |  |  |  | Yes | AC-Coupled | Solar | 9.78 | 18.027
371327 |  |  | MA - SMART Program |  |  | 2021 | Residential | WORCESTER | Lithium Ion |  | Tesla | 0 | 13.5 | 5 | Behind the Meter | Customer Bill Savings (e.g., Demand Charge Management, TOU Arbitrage) |  |  |  |  | Yes | Combined AC-&DC-Coupled | Solar | 28.19 | 24
333382 |  |  | MA - SMART Program |  |  | 2021 | Residential | BROCKTON | Lithium Ion |  | DELTA ELECTRONICS | 9.3 | 0 | 5.76 | Behind the Meter | Customer Bill Savings (e.g., Demand Charge Management, TOU Arbitrage) |  |  |  |  | Yes | Combined AC-&DC-Coupled | Solar | 10.38 | 5.76
334306 |  |  | MA - SMART Program |  |  | 2021 | Residential | METHUEN | Lithium Ion |  | StorEdge Technologies | 9.3 | 0 | 7.6 | Behind the Meter | Customer Bill Savings (e.g., Demand Charge Management, TOU Arbitrage) |  |  |  |  | Yes | DC-Coupled | Solar |  | 7.6
407694 |  |  | MA - SMART Program |  |  | 2022 | Residential | BOLTON | Lithium Ion |  | Tesla | 0 | 13.5 | 5 | Behind the Meter | Customer Bill Savings (e.g., Demand Charge Management, TOU Arbitrage) |  |  |  |  | Yes | AC-Coupled | Solar | 15.2 | 20
332953 |  |  | MA - SMART Program |  |  | 2021 | Residential | SUTTON | Lithium Ion |  | Tesla | 13.5 | 13.5 | 5 | Behind the Meter | Customer Bill Savings (e.g., Demand Charge Management, TOU Arbitrage) |  |  |  |  | Yes | AC-Coupled | Solar | 8.16 | 12.6
330887 |  |  | MA - SMART Program |  |  | 2021 | Residential | BROCKTON | Lithium Ion |  | Tesla | 13.5 | 0 | 7.6 | Behind the Meter | Customer Bill Savings (e.g., Demand Charge Management, TOU Arbitrage) |  |  |  |  | Yes | DC-Coupled | Solar | 16.4 | 15.2
333580 |  |  | MA - SMART Program |  |  | 2021 | Residential | Monterey | Lithium Ion |  | Tesla | 13.5 | 13.5 | 5 | Behind the Meter | Customer Bill Savings (e.g., Demand Charge Management, TOU Arbitrage) |  |  |  |  | No | AC-Coupled | Solar | 12 | 10
413213 | [5 empty] | 2022 | Residential | BILLERICA | Lithium Ion |  | ENPHASE ENERGY | 0 | 3.36 | 1.28 | Behind the Meter | Customer Bill Savings (e.g., Demand Charge Management, TOU Arbitrage) |  |  |  |  | Yes | AC-Coupled | Solar | 12.05 | 15.97
415891 |  |  | MA - SMART Program |  |  | 2022 | Residential | WILBRAHAM | Lithium Ion |  | Tesla | 13.5 | 0 | 7.6 | Behind the Meter | Customer Bill Savings (e.g., Demand Charge Management, TOU Arbitrage) |  |  |  |  | Yes | DC-Coupled | Solar | 19.2 | 15.2
415312 |  |  | MA - SMART Program |  |  | 2022 | Residential | LENOX | Lithium Ion |  | Tesla | 13.5 | 0 | 7.6 | Behind the Meter | Customer Bill Savings (e.g., Demand Charge Management, TOU Arbitrage) |  |  |  |  | Yes | DC-Coupled | Solar | 16.32 | 15.2
418652 |  |  | MA - SMART Program |  |  | 2022 | Residential | NORTHAMPTON | Lithium Ion |  | Tesla | 13.5 | 0 | 7.6 | Behind the Meter | Customer Bill Savings (e.g., Demand Charge Management, TOU Arbitrage) |  |  |  |  | Yes | DC-Coupled | Solar | 17.01 | 15.2
418217 |  |  | MA - SMART Program |  |  | 2022 | Residential | WEST NEWBURY | Lithium Ion |  | ENPHASE ENERGY | 0 | 10.08 | 3.84 | Behind the Meter | Customer Bill Savings (e.g., Demand Charge Management, TOU Arbitrage) |  |  |  |  | Yes | AC-Coupled | Solar | 11.9 | 17.452
371739 |  |  | MA - SMART Program |  |  | 2021 | Residential | WEBSTER | Lithium Ion |  | Tesla | 13.5 | 0 | 7.6 | Behind the Meter | Customer Bill Savings (e.g., Demand Charge Management, TOU Arbitrage) |  |  |  |  | Yes | DC-Coupled | Solar | 19.73 | 15.2
178231 |  |  | MA - SMART Program |  |  | 2018 | Commercial | ADAMS | Lithium Ion |  | Samsung | 7228 | 0 | 2500 | Standalone | Peak Shaving/ Load Leveling | Reliability and Resiliency |  |  |  | Yes | DC-Coupled | Solar | 6805 | 4998
424042 |  |  | MA - SMART Program |  |  | 2022 | Residential | WESTFORD | Lithium Ion |  | Tesla | 0 | 13.5 | 5 | Behind the Meter | Customer Bill Savings (e.g., Demand Charge Management, TOU Arbitrage) |  |  |  |  | Yes | AC-Coupled | Solar |  | 25
426230 |  |  | MA - SMART Program |  |  | 2022 | Residential | WESTMINSTER | Lithium Ion |  | Tesla | 0 | 13.5 | 5 | Behind the Meter | Customer Bill Savings (e.g., Demand Charge Management, TOU Arbitrage) |  |  |  |  | Yes | AC-Coupled | Solar | 9.18 | 17.6
334597 |  |  | MA - SMART Program |  |  | 2021 | Residential | METHUEN | Lithium Ion |  | StorEdge | 9.3 | 0 | 7.6 | Behind the Meter | Customer Bill Savings (e.g., Demand Charge Management, TOU Arbitrage) |  |  |  |  | Yes | DC-Coupled | Solar |  | 7.6
357875 |  |  | MA - SMART Program |  |  | 2021 | Residential | METHUEN | Lithium Ion |  | Tesla | 13.5 | 13.5 | 5 | Behind the Meter | Customer Bill Savings (e.g., Demand Charge Management, TOU Arbitrage) |  |  |  |  | Yes | AC-Coupled | Solar | 9.45 | 19.8
371839 |  |  | MA - SMART Program |  |  | 2021 | Residential | WESTMINSTER | Lithium Ion |  | Tesla | 13.5 | 0 | 7.6 | Behind the Meter | Customer Bill Savings (e.g., Demand Charge Management, TOU Arbitrage) |  |  |  |  | Yes | Combined AC-&DC-Coupled | Solar | 18.17 | 20.2
371812 |  |  | MA - SMART Program |  |  | 2021 | Residential | FRANKLIN | Lithium Ion |  | Tesla | 13.5 | 13.5 | 5 | Behind the Meter | Customer Bill Savings (e.g., Demand Charge Management, TOU Arbitrage) |  |  |  |  | Yes | Combined AC-&DC-Coupled | Solar | 6.14 | 17.6
408025 |  |  | MA - SMART Program |  |  | 2022 | Residential | UXBRIDGE | Lithium Ion |  | Tesla | 13.5 | 13.5 | 5 | Behind the Meter | Customer Bill Savings (e.g., Demand Charge Management, TOU Arbitrage) |  |  |  |  | Yes | Combined AC-&DC-Coupled | Solar | 12.33 | 17.6
342437 | [5 empty] | 2021 | Residential | UXBRIDGE | Lithium Ion |  | Tesla | 0 | 13.5 | 5 | Behind the Meter | Customer Bill Savings (e.g., Demand Charge Management, TOU Arbitrage) |  |  |  |  | Yes | Separate PCC | Solar |  | 10
343902 |  |  | MA - SMART Program |  |  | 2021 | Residential | WESTBOROUGH | Lithium Ion |  | Tesla | 0 | 13.5 | 5 | Behind the Meter | Customer Bill Savings (e.g., Demand Charge Management, TOU Arbitrage) |  |  |  |  | Yes | Combined AC-&DC-Coupled | Solar | 9.18 | 12.6
378620 |  |  | MA - SMART Program |  |  | 2021 | Residential | WESTFORD | Lithium Ion |  | Tesla | 13.5 | 13.5 | 5 | Behind the Meter | Customer Bill Savings (e.g., Demand Charge Management, TOU Arbitrage) |  |  |  |  | Yes | AC-Coupled | Solar | 8.84 | 17.6
382341 |  |  | MA - SMART Program |  |  | 2021 | Residential | SHUTESBURY | Lithium Ion |  | Tesla | 13.5 | 5 | 5 | Behind the Meter | Customer Bill Savings (e.g., Demand Charge Management, TOU Arbitrage) |  |  |  |  | Yes | AC-Coupled | Solar |  | 15
374358 |  |  | MA - SMART Program |  |  | 2021 | Residential | WESTFORD | Lithium Ion |  | ENPHASE ENERGY | 0 | 10.08 | 3.84 | Behind the Meter | Customer Bill Savings (e.g., Demand Charge Management, TOU Arbitrage) |  |  |  |  | Yes | AC-Coupled | Solar | 13.6 | 17.54
380086 |  |  | MA - SMART Program |  |  | 2021 | Residential | SWAMPSCOTT | Lithium Ion |  | Tesla | 13.5 | 13.5 | 5 | Behind the Meter | Customer Bill Savings (e.g., Demand Charge Management, TOU Arbitrage) |  |  |  |  | Yes | Combined AC-&DC-Coupled | Solar | 16.32 | 20.2
375524 |  |  | MA - SMART Program |  |  | 2021 | Residential | SOUTHBOROUGH | Lithium Ion |  | Tesla | 13.5 | 13.5 | 5 | Behind the Meter | Customer Bill Savings (e.g., Demand Charge Management, TOU Arbitrage) |  |  |  |  | Yes | AC-Coupled | Solar | 8.16 | 17.6
375231 |  |  | MA - SMART Program |  |  | 2021 | Residential | ROCKPORT | Lithium Ion |  | Tesla | 0 | 13.5 | 5 | Behind the Meter | Customer Bill Savings (e.g., Demand Charge Management, TOU Arbitrage) |  |  |  |  | Yes | AC-Coupled | Solar | 12.24 | 21.4
404665 | [5 empty] | 2022 | Residential | WHITMAN | Lithium Ion |  | Tesla | 0 | 13.5 | 5 | Behind the Meter | Customer Bill Savings (e.g., Demand Charge Management, TOU Arbitrage) |  |  |  |  | No | AC-Coupled | Solar | 12 | 10
370720 |  |  | MA - SMART Program |  |  | 2021 | Residential | BARRE | Lithium Ion |  | Tesla | 13.5 | 13.5 | 5 | Behind the Meter | Customer Bill Savings (e.g., Demand Charge Management, TOU Arbitrage) |  |  |  |  | Yes | AC-Coupled | Solar | 8.16 | 17.68
363282 |  |  | MA - SMART Program |  |  | 2021 | Residential | WENHAM | Lithium Ion |  | Tesla | 13.5 | 13.5 | 5 | Behind the Meter | Customer Bill Savings (e.g., Demand Charge Management, TOU Arbitrage) |  |  |  |  | Yes | AC-Coupled | Solar | 8.16 | 17.6
303344 |  |  | MA - SMART Program |  |  | 2020 | Residential | GLOUCESTER | Lithium Ion |  | Tesla | 13.5 | 13.5 | 5 | Behind the Meter | Customer Bill Savings (e.g., Demand Charge Management, TOU Arbitrage) |  |  |  |  | Yes | AC-Coupled | Solar | 16.23 | 25.2
308036 | [5 empty] | 2020 | Residential | ANDOVER | Lithium Ion |  | Tesla | 0 | 13.5 | 5 | Behind the Meter | Customer Bill Savings (e.g., Demand Charge Management, TOU Arbitrage) |  |  |  |  | Yes | Separate PCC | Battery Add-On |  | 10
295570 | [5 empty] | 2020 | Residential | BOLTON | Lithium Ion |  | Tesla | 13.5 | 13.5 | 5 | Behind the Meter | Customer Bill Savings (e.g., Demand Charge Management, TOU Arbitrage) |  |  |  |  | Yes | Separate PCC | Battery Add-On |  | 15
339524 | [5 empty] | 2021 | Residential | ROYALSTON | Lithium Ion |  | Tesla | 13.5 | 13.5 | 5 | Behind the Meter | Customer Bill Savings (e.g., Demand Charge Management, TOU Arbitrage) |  |  |  |  | Yes | Separate PCC | Solar |  | 10
361381 |  |  | MA - SMART Program |  |  | 2021 | Residential | LANCASTER | Lithium Ion |  | Tesla | 0 | 13.5 | 5 | Behind the Meter | Customer Bill Savings (e.g., Demand Charge Management, TOU Arbitrage) |  |  |  |  | Yes | Combined AC-&DC-Coupled | Solar | 11.64 | 12.6
361884 |  |  | MA - SMART Program |  |  | 2021 | Residential | SHIRLEY | Lithium Ion |  | Tesla | 13.5 | 13.5 | 5 | Behind the Meter | Customer Bill Savings (e.g., Demand Charge Management, TOU Arbitrage) |  |  |  |  | Yes | AC-Coupled | Solar | 11.74 | 19.8
359718 |  |  | MA - Energy Efficiency/ DR Program |  |  | 2021 | Commercial | ANDOVER | Lithium Ion |  | Generac | 3 | 0 | 11.4 | Behind the Meter | Peak Shaving/ Load Leveling | Reliability and Resiliency | Wholesale Market (i.e., Energy, Capacity, Ancillary Services) |  |  | Yes | Combined AC-&DC-Coupled | Solar |  | 54.6
338971 |  |  | MA - SMART Program |  |  | 2021 | Residential | E LONGMEADOW | Lithium Ion |  | Tesla | 0 | 13.5 | 5 | Behind the Meter | Customer Bill Savings (e.g., Demand Charge Management, TOU Arbitrage) |  |  |  |  | Yes | AC-Coupled | Solar | 12.24 | 30
339459 | [5 empty] | 2021 | Residential | NORTH ANDOVER | Lithium Ion |  | Tesla | 0 | 13.5 | 5 | Behind the Meter | Customer Bill Savings (e.g., Demand Charge Management, TOU Arbitrage) |  |  |  |  | Yes | Separate PCC | Battery Add-On |  | 15
443275 |  |  | MA - Energy Efficiency/ DR Program |  |  | 2022 | Residential | HAVERHILL | Lithium Ion |  | Tesla | 13.5 | 0 | 7.6 | Behind the Meter | Customer Bill Savings (e.g., Demand Charge Management, TOU Arbitrage) | Wholesale Market (i.e., Energy, Capacity, Ancillary Services) |  |  |  | Yes | DC-Coupled | Solar | 14.4 | 15.2
339473 |  |  | MA - SMART Program |  |  | 2021 | Residential | SUTTON | Lithium Ion |  | Tesla | 13.5 | 13.5 | 5 | Behind the Meter | Customer Bill Savings (e.g., Demand Charge Management, TOU Arbitrage) |  |  |  |  | Yes | AC-Coupled | Solar | 4.08 | 26.78
337902 | [5 empty] | 2021 | Residential | SCITUATE | Lithium Ion |  | Tesla | 13.5 | 0 | 7.6 | Behind the Meter | Customer Bill Savings (e.g., Demand Charge Management, TOU Arbitrage) |  |  |  |  | Yes | DC-Coupled | Solar | 8.4 | 7.6
366611 |  |  | MA - SMART Program |  |  | 2021 | Residential | AMESBURY | Lithium Ion |  | Generac | 17.1 | 0 | 7.6 | Behind the Meter | Customer Bill Savings (e.g., Demand Charge Management, TOU Arbitrage) |  |  |  |  | Yes | Combined AC-&DC-Coupled | Solar | 13.87 | 10
368281 |  |  | MA - SMART Program |  |  | 2021 | Residential | ESSEX | Lithium Ion |  | SolarEdge Technologies | 9.3 | 0 | 7.6 | Behind the Meter | Customer Bill Savings (e.g., Demand Charge Management, TOU Arbitrage) |  |  |  |  | Yes | DC-Coupled | Solar | 8.5 | 7.6
366741 |  |  | MA - SMART Program |  |  | 2021 | Residential | BOLTON | Lithium Ion |  | Tesla | 13.5 | 13.5 | 5 | Behind the Meter | Customer Bill Savings (e.g., Demand Charge Management, TOU Arbitrage) |  |  |  |  | Yes | Combined AC-&DC-Coupled | Solar | 8.16 | 12.6
372170 |  |  | MA - SMART Program |  |  | 2021 | Residential | NORTH BILLERICA | Lithium Ion |  | StorEdge | 9.3 | 0 | 7.6 | Behind the Meter | Customer Bill Savings (e.g., Demand Charge Management, TOU Arbitrage) |  |  |  |  | Yes | DC-Coupled | Solar |  | 7.6
339771 |  |  | MA - SMART Program |  |  | 2021 | Residential | BILLERICA | Lithium Ion |  | Tesla | 13.5 | 13.5 | 5 | Behind the Meter | Customer Bill Savings (e.g., Demand Charge Management, TOU Arbitrage) |  |  |  |  | Yes | AC-Coupled | Solar | 12.24 | 26.4
368511 |  |  | MA - SMART Program |  |  | 2021 | Residential | FRANKLIN | Lithium Ion |  | Tesla | 0 | 13.5 | 5 | Behind the Meter | Customer Bill Savings (e.g., Demand Charge Management, TOU Arbitrage) |  |  |  |  | Yes | AC-Coupled | Solar | 4.4 | 19.55
368498 |  |  | MA - SMART Program |  |  | 2021 | Residential | ABINGTON | Lithium Ion |  | Tesla | 13.5 | 0 | 7.6 | Behind the Meter | Customer Bill Savings (e.g., Demand Charge Management, TOU Arbitrage) |  |  |  |  | Yes | Combined AC-&DC-Coupled | Solar | 10.5 | 17.6
340928 |  |  | MA - SMART Program |  |  | 2021 | Residential | UXBRIDGE | Lithium Ion |  | Tesla | 13.5 | 13.5 | 5 | Behind the Meter | Customer Bill Savings (e.g., Demand Charge Management, TOU Arbitrage) |  |  |  |  | Yes | AC-Coupled | Solar | 12.29 | 19.36
341888 |  |  | MA - SMART Program |  |  | 2021 | Residential | CHERRY VALLEY | Lithium Ion |  | Tesla | 13.5 | 0 | 7.6 | Behind the Meter | Customer Bill Savings (e.g., Demand Charge Management, TOU Arbitrage) |  |  |  |  | Yes | Combined AC-&DC-Coupled | Solar | 5.44 | 12.6
340873 |  |  | MA - SMART Program |  |  | 2021 | Residential | E BRIDGEWATER | Lithium Ion |  | Tesla | 13.5 | 0 | 7.6 | Behind the Meter | Customer Bill Savings (e.g., Demand Charge Management, TOU Arbitrage) |  |  |  |  | Yes | DC-Coupled | Solar | 11.22 | 15.2
376945 |  |  | MA - SMART Program |  |  | 2021 | Residential | BEVERLY | Lithium Ion |  | ENPHASE ENERGY | 1.28 | 1.28 | 1.28 | Behind the Meter | Customer Bill Savings (e.g., Demand Charge Management, TOU Arbitrage) |  |  |  |  | Yes | AC-Coupled | Solar | 7.92 | 12.08
373284 |  |  | MA - SMART Program |  |  | 2021 | Residential | SOUTHBOROUGH | Lithium Ion |  | Tesla | 13.5 | 13.5 | 5 | Behind the Meter | Customer Bill Savings (e.g., Demand Charge Management, TOU Arbitrage) |  |  |  |  | Yes | AC-Coupled | Solar |  | 30
343803 | [5 empty] | 2021 | Residential | BELLINGHAM | Lithium Ion |  | Tesla | 13.5 | 13.5 | 5 | Behind the Meter | Customer Bill Savings (e.g., Demand Charge Management, TOU Arbitrage) |  |  |  |  | No | AC-Coupled | Solar | 6 | 5
341508 |  |  | MA - SMART Program |  |  | 2021 | Residential | WESTFORD | Lithium Ion |  | Tesla | 13.5 | 13.5 | 5 | Behind the Meter | Customer Bill Savings (e.g., Demand Charge Management, TOU Arbitrage) |  |  |  |  | Yes | AC-Coupled | Solar | 12.24 | 24.6
382988 |  |  | MA - SMART Program |  |  | 2022 | Residential | BOXFORD | Lithium Ion |  | Tesla | 13.5 | 13.5 | 5 | Behind the Meter | Customer Bill Savings (e.g., Demand Charge Management, TOU Arbitrage) |  |  |  |  | Yes | Combined AC-&DC-Coupled | Solar | 13.74 | 20.2
378053 |  |  | MA - SMART Program |  |  | 2021 | Residential | BEVERLY | Lithium Ion |  | Tesla | 13.5 | 0 | 7.6 | Behind the Meter | Customer Bill Savings (e.g., Demand Charge Management, TOU Arbitrage) |  |  |  |  | Yes | DC-Coupled | Solar | 12.24 | 15.2
376072 |  |  | MA - SMART Program |  |  | 2021 | Residential | ROCKPORT | Lithium Ion |  | Tesla | 13.5 | 13.5 | 5 | Behind the Meter | Customer Bill Savings (e.g., Demand Charge Management, TOU Arbitrage) |  |  |  |  | Yes | AC-Coupled | Solar |  | 15
374830 |  |  | MA - SMART Program |  |  | 2021 | Residential | MENDON | Lithium Ion |  | Tesla | 13.5 | 0 | 7.6 | Behind the Meter | Customer Bill Savings (e.g., Demand Charge Management, TOU Arbitrage) |  |  |  |  | Yes | DC-Coupled | Solar | 17.01 | 15.2
346961 |  |  | MA - SMART Program |  |  | 2021 | Residential | REVERE | Lithium Ion |  | StorEdge Technologies | 9.3 | 0 | 7.6 | Behind the Meter | Customer Bill Savings (e.g., Demand Charge Management, TOU Arbitrage) |  |  |  |  | Yes | DC-Coupled | Solar |  | 7.6
373050 |  |  | MA - SMART Program |  |  | 2021 | Residential | WESTMINSTER | Lithium Ion |  | Tesla | 13.5 | 13.5 | 5 | Behind the Meter | Customer Bill Savings (e.g., Demand Charge Management, TOU Arbitrage) |  |  |  |  | Yes | AC-Coupled | Solar | 10.88 | 17.68
342336 |  |  | MA - SMART Program |  |  | 2021 | Residential | NORWELL | Lithium Ion |  | Tesla | 13.5 | 13.5 | 5 | Behind the Meter | Customer Bill Savings (e.g., Demand Charge Management, TOU Arbitrage) |  |  |  |  | Yes | AC-Coupled | Solar | 12.34 | 17.6
379106 |  |  | MA - SMART Program |  |  | 2021 | Residential | QUINCY | Lithium Ion |  | Tesla | 13.5 | 13.5 | 5 | Behind the Meter | Customer Bill Savings (e.g., Demand Charge Management, TOU Arbitrage) |  |  |  |  | Yes | AC-Coupled | Solar | 11.2 | 21.4
378906 |  |  | MA - SMART Program |  |  | 2022 | Residential | CHELMSFORD | Lithium Ion |  | Tesla | 13.5 | 13.5 | 5 | Behind the Meter | Customer Bill Savings (e.g., Demand Charge Management, TOU Arbitrage) |  |  |  |  | Yes | AC-Coupled | Solar | 12.24 | 26.4
344387 |  |  | MA - SMART Program |  |  | 2021 | Residential | ORANGE | Lithium Ion |  | Tesla | 13.5 | 13.5 | 5 | Behind the Meter | Customer Bill Savings (e.g., Demand Charge Management, TOU Arbitrage) |  |  |  |  | Yes | AC-Coupled | Solar | 12.6 | 19.6
378339 |  |  | MA - SMART Program |  |  | 2021 | Residential | BYFIELD | Lithium Ion |  | Tesla | 0 | 13.5 | 4.2 | Behind the Meter | Customer Bill Savings (e.g., Demand Charge Management, TOU Arbitrage) |  |  |  |  | Yes | AC-Coupled | Solar | 12.24 | 24
376194 |  |  | MA - SMART Program |  |  | 2021 | Residential | HAVERHILL | Lithium Ion |  | Tesla | 13.5 | 0 | 7.6 | Behind the Meter | Customer Bill Savings (e.g., Demand Charge Management, TOU Arbitrage) |  |  |  |  | Yes | DC-Coupled | Solar | 7.48 | 7.6
341243 | [5 empty] | 2021 | Residential | WRENTHAM | Lithium Ion |  | Tesla | 0 | 13.5 | 5 | Behind the Meter | Customer Bill Savings (e.g., Demand Charge Management, TOU Arbitrage) |  |  |  |  | Yes | Separate PCC | Battery Add-On |  | 20
375312 |  |  | MA - SMART Program |  |  | 2021 | Residential | NORTH ANDOVER | Lithium Ion |  | ENPHASE ENERGY | 0 | 10.08 | 3.84 | Behind the Meter | Customer Bill Savings (e.g., Demand Charge Management, TOU Arbitrage) |  |  |  |  | Yes | AC-Coupled | Solar | 10.56 | 16.056
376567 |  |  | MA - SMART Program |  |  | 2022 | Residential | WESTBOROUGH | Lithium Ion |  | Tesla | 0 | 13.5 | 5 | Behind the Meter | Customer Bill Savings (e.g., Demand Charge Management, TOU Arbitrage) |  |  |  |  | Yes | Combined AC-&DC-Coupled | Solar | 16 | 25.2
375139 |  |  | MA - SMART Program |  |  | 2021 | Residential | NORTHAMPTON | Lithium Ion |  | Tesla | 0 | 13.5 | 5 | Behind the Meter | Customer Bill Savings (e.g., Demand Charge Management, TOU Arbitrage) |  |  |  |  | Yes | AC-Coupled | Solar | 12.55 | 26.4
378195 |  |  | MA - SMART Program |  |  | 2021 | Residential | HOPEDALE | Lithium Ion |  | Tesla | 13.5 | 13.5 | 5 | Behind the Meter | Customer Bill Savings (e.g., Demand Charge Management, TOU Arbitrage) |  |  |  |  | Yes | AC-Coupled | Solar | 12.24 | 26.4
378451 |  |  | MA - SMART Program |  |  | 2021 | Residential | BEVERLY | Lithium Ion |  | Tesla | 0 | 13.5 | 5 | Behind the Meter | Customer Bill Savings (e.g., Demand Charge Management, TOU Arbitrage) |  |  |  |  | Yes | AC-Coupled | Solar | 26.52 | 21.4
375895 |  |  | MA - SMART Program |  |  | 2021 | Residential | SOUTHBOROUGH | Lithium Ion |  | Tesla | 0 | 13.5 | 5 | Behind the Meter | Customer Bill Savings (e.g., Demand Charge Management, TOU Arbitrage) |  |  |  |  | Yes | AC-Coupled | Solar | 12.24 | 19.6
367324 |  |  | MA - SMART Program |  |  | 2021 | Residential | RUTLAND | Lithium Ion |  | Sunpower | 0 | 13 | 6.8 | Behind the Meter | Customer Bill Savings (e.g., Demand Charge Management, TOU Arbitrage) |  |  |  |  | Yes | AC-Coupled | Solar | 12.95 | 17.825
367269 |  |  | MA - SMART Program |  |  | 2021 | Residential | STOUGHTON | Lithium Ion |  | Tesla | 13.5 | 13.5 | 5 | Behind the Meter | Customer Bill Savings (e.g., Demand Charge Management, TOU Arbitrage) |  |  |  |  | Yes | AC-Coupled | Solar | 9.34 | 22.6
368249 |  |  | MA - SMART Program |  |  | 2021 | Residential | TYNGSBORO | Lithium Ion |  | Tesla | 13.5 | 0 | 7.6 | Behind the Meter | Customer Bill Savings (e.g., Demand Charge Management, TOU Arbitrage) |  |  |  |  | Yes | Combined AC-&DC-Coupled | Solar | 6.96 | 17.6
363219 |  |  | MA - SMART Program |  |  | 2021 | Residential | NEW BRAINTREE | Lithium Ion |  | Tesla | 13.5 | 13.5 | 5 | Behind the Meter | Customer Bill Savings (e.g., Demand Charge Management, TOU Arbitrage) |  |  |  |  | Yes | AC-Coupled | Solar | 5.99 | 16
367448 |  |  | MA - SMART Program |  |  | 2021 | Residential | WORCESTER | Lithium Ion |  | Tesla | 13.5 | 13.5 | 5 | Behind the Meter | Customer Bill Savings (e.g., Demand Charge Management, TOU Arbitrage) |  |  |  |  | Yes | AC-Coupled | Solar | 10.88 | 12.6
348697 |  |  | MA - SMART Program |  |  | 2021 | Residential | SUTTON | Lithium Ion |  | Tesla | 13.5 | 13.5 | 5 | Behind the Meter | Customer Bill Savings (e.g., Demand Charge Management, TOU Arbitrage) |  |  |  |  | Yes | AC-Coupled | Solar | 12.64 | 19.28
397572 |  |  | MA - SMART Program |  |  | 2022 | Residential | WALES | Lithium Ion |  | Tesla | 0 | 13.5 | 5 | Behind the Meter | Customer Bill Savings (e.g., Demand Charge Management, TOU Arbitrage) |  |  |  |  | Yes | AC-Coupled | Solar |  | 19.45
311604 |  |  | MA - SMART Program |  |  | 2020 | Residential | SUTTON | Lithium Ion |  | Tesla | 0 | 13.5 | 5 | Behind the Meter | Customer Bill Savings (e.g., Demand Charge Management, TOU Arbitrage) |  |  |  |  | Yes | AC-Coupled | Solar | 17.68 | 39
457068 |  |  | MA - Energy Efficiency/ DR Program |  |  | 2022 | Residential | MEDFORD | Lithium Ion |  | Tesla | 13.5 | 0 | 7.6 | Behind the Meter | Customer Bill Savings (e.g., Demand Charge Management, TOU Arbitrage) | Wholesale Market (i.e., Energy, Capacity, Ancillary Services) |  |  |  | Yes | DC-Coupled | Solar | 16 | 15.2
177715 |  |  | MA - SMART Program |  |  | 2018 | Commercial | WESTMINSTER | Lithium Ion |  | Sungrow-Samsung | 2120 | 0 | 1000 | Standalone | Peak Shaving/ Load Leveling | Reliability and Resiliency |  |  |  | Yes | AC-Coupled | Solar | 5663.52 | 7686
177874 |  |  | MA - SMART Program |  |  | 2018 | Commercial | BLACKSTONE | Lithium Ion |  | Sungrow-Samsung | 0 | 548 | 90 | Standalone | Peak Shaving/ Load Leveling | Reliability and Resiliency |  |  |  | Yes | DC-Coupled | Solar | 4838 | 3600
175983 |  |  | MA - SMART Program |  |  | 2016 | Commercial | AUBURN | Lithium Ion |  | Solectria Renewables XGI 1500-125 | 24.241 | 0 | 125 | Standalone | Peak Shaving/ Load Leveling | Reliability and Resiliency |  |  |  | Yes | DC-Coupled | Solar |  | 4875
175925 |  |  | MA - SMART Program | Clean Peak |  | 2018 | Commercial | AYER | Lithium Ion |  | Solectria | 24.241 | 0 | 125 | Standalone | Renewable Energy Integration (e.g., Ramping, Smoothing) | Renewable Energy Shifting | Reliability and Resiliency |  |  | Yes | DC-Coupled | Solar | 960 | 750
177655 |  |  | MA - SMART Program |  |  | 2018 | Commercial | TEWKSBURY | Lithium Ion |  | BYD | 0 | 250 | 500 | Standalone | Peak Shaving/ Load Leveling | Reliability and Resiliency |  |  |  | Yes | AC-Coupled | Solar | 3947 | 4838
177835 |  |  | MA - SMART Program |  |  | 2018 | Commercial | GRAFTON | Lithium Ion |  | GP TECH | 1695.5 | 0 | 880 | Standalone | Peak Shaving/ Load Leveling | Reliability and Resiliency |  |  |  | Yes | DC-Coupled | Solar |  | 1760
436643 |  |  | MA - Energy Efficiency/ DR Program |  |  | 2022 | Residential | WESTBOROUGH | Lithium Ion |  | Tesla | 13.5 | 0 | 7.6 | Behind the Meter | Customer Bill Savings (e.g., Demand Charge Management, TOU Arbitrage) | Wholesale Market (i.e., Energy, Capacity, Ancillary Services) |  |  |  | Yes | DC-Coupled | Solar | 19.2 | 15.2
418074 |  |  | MA - SMART Program |  |  | 2022 | Residential | STURBRIDGE | Lithium Ion |  | Tesla | 13.5 | 0 | 7.6 | Behind the Meter | Customer Bill Savings (e.g., Demand Charge Management, TOU Arbitrage) |  |  |  |  | Yes | Combined AC-&DC-Coupled | Solar | 17.01 | 15.2
412984 |  |  | MA - SMART Program |  |  | 2022 | Residential | BELLINGHAM | Lithium Ion |  | Tesla | 0 | 13.5 | 5 | Behind the Meter | Customer Bill Savings (e.g., Demand Charge Management, TOU Arbitrage) |  |  |  |  | Yes | AC-Coupled | Solar |  | 19.8
438977 |  |  | MA - Energy Efficiency/ DR Program |  |  | 2022 | Residential | UPTON | Lithium Ion |  | Tesla | 13.5 | 0 | 7.6 | Behind the Meter | Customer Bill Savings (e.g., Demand Charge Management, TOU Arbitrage) | Wholesale Market (i.e., Energy, Capacity, Ancillary Services) |  |  |  | Yes | DC-Coupled | Solar | 14.4 | 15.2
421359 | [5 empty] | 2022 | Residential | MEDFORD | Lithium Ion |  | Tesla | 0 | 13.5 | 5 | Behind the Meter | Customer Bill Savings (e.g., Demand Charge Management, TOU Arbitrage) |  |  |  |  | Yes | Separate PCC | Solar |  | 15
439708 |  |  | MA - Energy Efficiency/ DR Program |  |  | 2022 | Residential | PEMBROKE | Lithium Ion |  | Tesla | 13.5 | 0 | 7.6 | Behind the Meter | Customer Bill Savings (e.g., Demand Charge Management, TOU Arbitrage) | Wholesale Market (i.e., Energy, Capacity, Ancillary Services) |  |  |  | Yes | DC-Coupled | Solar | 12.8 | 15.2
440658 |  |  | MA - SMART Program |  |  | 2022 | Residential | SALISBURY BCH | Lithium Ion |  | Tesla | 0 | 13.5 | 5 | Behind the Meter | Customer Bill Savings (e.g., Demand Charge Management, TOU Arbitrage) |  |  |  |  | Yes | AC-Coupled | Solar |  | 12.6
421113 | [5 empty] | 2022 | Residential | NEWBURY | Lithium Ion |  | Tesla | 0 | 13.5 | 5 | Behind the Meter | Customer Bill Savings (e.g., Demand Charge Management, TOU Arbitrage) |  |  |  |  | Yes | Separate PCC | Solar |  | 15
419438 |  |  | MA - SMART Program |  |  | 2022 | Residential | SOUTHBRIDGE | Lithium Ion |  | Tesla | 0 | 13.5 | 5 | Behind the Meter | Customer Bill Savings (e.g., Demand Charge Management, TOU Arbitrage) |  |  |  |  | Yes | AC-Coupled | Solar | 9.87 | 17.6
424728 |  |  | MA - Energy Efficiency/ DR Program |  |  | 2022 | Residential | HANOVER | Lithium Ion |  | Tesla | 13.5 | 0 | 7.6 | Behind the Meter | Customer Bill Savings (e.g., Demand Charge Management, TOU Arbitrage) | Wholesale Market (i.e., Energy, Capacity, Ancillary Services) |  |  |  | Yes | Combined AC-&DC-Coupled | Solar | 19.2 | 15.2
420293 |  |  | MA - SMART Program |  |  | 2022 | Residential | ROCKPORT | Lithium Ion |  | Tesla | 0 | 13.5 | 5 | Behind the Meter | Customer Bill Savings (e.g., Demand Charge Management, TOU Arbitrage) |  |  |  |  | Yes | AC-Coupled | Solar |  | 25
425604 |  |  | MA - Energy Efficiency/ DR Program |  |  | 2022 | Residential | LANCASTER | Lithium Ion |  | Generac | 18 | 0 | 7.6 | Behind the Meter | Customer Bill Savings (e.g., Demand Charge Management, TOU Arbitrage) | Wholesale Market (i.e., Energy, Capacity, Ancillary Services) |  |  |  | Yes | Combined AC-&DC-Coupled | Solar | 16 | 15.2
439587 |  |  | MA - Energy Efficiency/ DR Program |  |  | 2022 | Residential | BARRE | Lithium Ion |  | Tesla | 13.5 | 0 | 7.6 | Behind the Meter | Customer Bill Savings (e.g., Demand Charge Management, TOU Arbitrage) | Wholesale Market (i.e., Energy, Capacity, Ancillary Services) |  |  |  | Yes | DC-Coupled | Solar | 10.8 | 15.2
422580 |  |  | MA - SMART Program |  |  | 2022 | Residential | MANCHESTER | Lithium Ion |  | ENPHASE ENERGY | 0 | 10.08 | 3.84 | Behind the Meter | Customer Bill Savings (e.g., Demand Charge Management, TOU Arbitrage) |  |  |  |  | No | AC-Coupled | Solar | 9.216 | 7.68
382224 |  |  | MA - SMART Program |  |  | 2021 | Residential | TEWKSBURY | Lithium Ion |  | Tesla | 13.5 | 13.5 | 5 | Behind the Meter | Customer Bill Savings (e.g., Demand Charge Management, TOU Arbitrage) |  |  |  |  | Yes | Combined AC-&DC-Coupled | Solar | 16.32 | 25.2
382216 |  |  | MA - SMART Program |  |  | 2021 | Residential | BEVERLY FARMS | Lithium Ion |  | ENPHASE ENERGY | 0 | 10.08 | 3.84 | Behind the Meter | Customer Bill Savings (e.g., Demand Charge Management, TOU Arbitrage) |  |  |  |  | Yes | AC-Coupled | Solar | 11.9 | 21.292
386450 |  |  | MA - SMART Program |  |  | 2022 | Residential | STOUGHTON | Lithium Ion |  | Tesla | 13.5 | 0 | 7.6 | Behind the Meter | Customer Bill Savings (e.g., Demand Charge Management, TOU Arbitrage) |  |  |  |  | Yes | DC-Coupled | Solar | 12.33 | 15.2
400502 |  |  | MA - SMART Program |  |  | 2022 | Residential | HUBBARDSTON | Lithium Ion |  | Tesla | 13.5 | 13.5 | 5 | Behind the Meter | Customer Bill Savings (e.g., Demand Charge Management, TOU Arbitrage) |  |  |  |  | Yes | AC-Coupled | Solar |  | 25
396438 |  |  | MA - SMART Program |  |  | 2022 | Residential | WESTFORD | Lithium Ion |  | Tesla | 0 | 13.5 | 5 | Behind the Meter | Customer Bill Savings (e.g., Demand Charge Management, TOU Arbitrage) |  |  |  |  | Yes | AC-Coupled | Solar | 9.86 | 17.6
188061 |  |  | MA - SMART Program |  |  | 2018 | Commercial | WEST BRIDGEWATER | Lithium Ion |  | SMA | 0 | 2032 | 250 | Standalone | Reliability and Resiliency | Peak Shaving/ Load Leveling | Generation Support (e.g., Peaker Replacement) |  |  | Yes | AC-Coupled | Solar | 2880 | 2400
382439 | [5 empty] | 2021 | Residential | BEVERLY | Lithium Ion |  | Sol-Ark | 4.8 | 0 | 10 | Behind the Meter | Customer Bill Savings (e.g., Demand Charge Management, TOU Arbitrage) |  |  |  |  | Yes | DC-Coupled | Solar |  | 15.16
393377 |  |  | MA - SMART Program |  |  | 2021 | Residential | CHELMSFORD | Lithium Ion |  | ENPHASE ENERGY | 0 | 10.08 | 3.84 | Behind the Meter | Customer Bill Savings (e.g., Demand Charge Management, TOU Arbitrage) |  |  |  |  | Yes | AC-Coupled | Solar | 12.32 | 17.452
403664 | [5 empty] | 2022 | Residential | SCITUATE | Lithium Ion |  | Tesla | 0 | 13.5 | 5 | Behind the Meter | Customer Bill Savings (e.g., Demand Charge Management, TOU Arbitrage) |  |  |  |  | Yes | Separate PCC | Battery Add-On |  | 10
399903 |  |  | MA - SMART Program |  |  | 2022 | Residential | TYNGSBORO | Lithium Ion |  | ENPHASE ENERGY | 0 | 10.08 | 3.84 | Behind the Meter | Customer Bill Savings (e.g., Demand Charge Management, TOU Arbitrage) |  |  |  |  | Yes | Separate PCC | Battery Add-On |  | 7.68
398752 |  |  | MA - SMART Program |  |  | 2021 | Residential | BOXFORD | Lithium Ion |  | Tesla | 13.5 | 13.5 | 5 | Behind the Meter | Customer Bill Savings (e.g., Demand Charge Management, TOU Arbitrage) |  |  |  |  | Yes | Combined AC-&DC-Coupled | Solar | 16.2 | 25.2
404321 |  |  | MA - SMART Program |  |  | 2022 | Residential | ANDOVER | Lithium Ion |  | Tesla | 13.5 | 13.5 | 5 | Behind the Meter | Customer Bill Savings (e.g., Demand Charge Management, TOU Arbitrage) |  |  |  |  | Yes | Combined AC-&DC-Coupled | Solar | 12.24 | 17.6
436238 | [5 empty] | 2022 | Residential | BROCKTON | Lithium Ion |  | Tesla | 0 | 13.5 | 5 | Behind the Meter | Customer Bill Savings (e.g., Demand Charge Management, TOU Arbitrage) |  |  |  |  | Yes | AC-Coupled | Solar | 15.4 | 20
442568 |  |  | MA - SMART Program |  |  | 2022 | Residential | E LONGMEADOW | Lithium Ion |  | Tesla | 13.5 | 0 | 7.6 | Behind the Meter | Customer Bill Savings (e.g., Demand Charge Management, TOU Arbitrage) |  |  |  |  | Yes | DC-Coupled | Solar | 12.4 | 15.2
436989 |  |  | MA - SMART Program |  |  | 2022 | Residential | NANTUCKET | Lithium Ion |  | Generac | 17.1 | 0 | 7.6 | Behind the Meter | Customer Bill Savings (e.g., Demand Charge Management, TOU Arbitrage) |  |  |  |  | Yes | Combined AC-&DC-Coupled | Solar | 25.92 | 17.6
429894 |  |  | MA - SMART Program |  |  | 2022 | Residential | BERLIN | Lithium Ion |  | Tesla | 13.5 | 0 | 7.6 | Behind the Meter | Customer Bill Savings (e.g., Demand Charge Management, TOU Arbitrage) |  |  |  |  | Yes | DC-Coupled | Solar | 14 | 15.2
442327 |  |  | MA - Energy Efficiency/ DR Program |  |  | 2022 | Residential | BOLTON | Lithium Ion |  | Sol-Ark | 5.12 | 0 | 15 | Behind the Meter | Customer Bill Savings (e.g., Demand Charge Management, TOU Arbitrage) | Wholesale Market (i.e., Energy, Capacity, Ancillary Services) |  |  |  | Yes | DC-Coupled | Solar |  | 20.1
384559 |  |  | MA - SMART Program |  |  | 2021 | Residential | BOLTON | Lithium Ion |  | Tesla | 13.5 | 13.5 | 5 | Behind the Meter | Customer Bill Savings (e.g., Demand Charge Management, TOU Arbitrage) |  |  |  |  | Yes | AC-Coupled | Solar | 8.16 | 17.6
394117 |  |  | MA - SMART Program |  |  | 2022 | Residential | LENOX | Lithium Ion |  | Tesla | 0 | 13.5 | 5 | Behind the Meter | Customer Bill Savings (e.g., Demand Charge Management, TOU Arbitrage) |  |  |  |  | Yes | AC-Coupled | Solar |  | 19.765
394644 |  |  | MA - SMART Program |  |  | 2021 | Residential | NORTH EASTON | Lithium Ion |  | ENPHASE ENERGY | 0 | 10.08 | 3.84 | Behind the Meter | Customer Bill Savings (e.g., Demand Charge Management, TOU Arbitrage) |  |  |  |  | Yes | AC-Coupled | Solar | 12.42 | 17.54
403697 |  |  | MA - SMART Program |  |  | 2022 | Residential | DRACUT | Lithium Ion |  | ENPHASE ENERGY | 0 | 10.08 | 3.84 | Behind the Meter | Customer Bill Savings (e.g., Demand Charge Management, TOU Arbitrage) |  |  |  |  | No | AC-Coupled | Solar | 9.216 | 7.68
239659 |  |  | MA - SMART Program |  |  | 2020 | Commercial | STOUGHTON | Lithium Ion |  | Dynapower | 500 | 0 | 250 | Standalone | Peak Shaving/ Load Leveling | Reliability and Resiliency |  |  |  | Yes | DC-Coupled | Solar | 878.22 | 250
386581 |  |  | MA - SMART Program |  |  | 2021 | Residential | WILBRAHAM | Lithium Ion |  | Tesla | 13.5 | 13.5 | 5 | Behind the Meter | Customer Bill Savings (e.g., Demand Charge Management, TOU Arbitrage) |  |  |  |  | Yes | AC-Coupled | Solar | 12.35 | 20
421045 | [5 empty] | 2022 | Residential | GRANBY | Lithium Ion |  | Solaredge | 9.6 | 0 | 10 | Behind the Meter | Customer Bill Savings (e.g., Demand Charge Management, TOU Arbitrage) |  |  |  |  | Yes | DC-Coupled | Solar |  | 10
426686 |  |  | MA - SMART Program |  |  | 2022 | Residential | PEPPERELL | Lithium Ion |  | Tesla | 0 | 13.5 | 5 | Behind the Meter | Customer Bill Savings (e.g., Demand Charge Management, TOU Arbitrage) |  |  |  |  | Yes | Separate PCC | Battery Add-On |  | 10
422557 |  |  | MA - Energy Efficiency/ DR Program |  |  | 2022 | Residential | LANCASTER | Lithium Ion |  | Generac | 18 | 0 | 7.6 | Behind the Meter | Customer Bill Savings (e.g., Demand Charge Management, TOU Arbitrage) | Wholesale Market (i.e., Energy, Capacity, Ancillary Services) |  |  |  | Yes | Combined AC-&DC-Coupled | Solar | 18.8 | 15.2
424363 |  |  | MA - SMART Program |  |  | 2022 | Residential | BOLTON | Lithium Ion |  | Tesla | 0 | 13.5 | 5 | Behind the Meter | Customer Bill Savings (e.g., Demand Charge Management, TOU Arbitrage) |  |  |  |  | Yes | AC-Coupled | Solar | 12.75 | 22.6
423130 |  |  | MA - SMART Program |  |  | 2022 | Residential | FRANKLIN | Lithium Ion |  | Tesla | 0 | 13.5 | 5 | Behind the Meter | Customer Bill Savings (e.g., Demand Charge Management, TOU Arbitrage) |  |  |  |  | Yes | Combined AC-&DC-Coupled | Solar | 12.4 | 17.6
406530 |  |  | MA - SMART Program |  |  | 2022 | Residential | WILLIAMSTOWN | Lithium Ion |  | Tesla | 13.5 | 13.5 | 5 | Behind the Meter | Customer Bill Savings (e.g., Demand Charge Management, TOU Arbitrage) |  |  |  |  | Yes | AC-Coupled | Solar |  | 20
397991 |  |  | MA - SMART Program |  |  | 2022 | Residential | SEEKONK | Lithium Ion |  | Sonnen | 0 | 20 | 8 | Behind the Meter | Customer Bill Savings (e.g., Demand Charge Management, TOU Arbitrage) |  |  |  |  | Yes | AC-Coupled | Solar | 14.8 | 18
393641 |  |  | MA - SMART Program |  |  | 2022 | Residential | NORTH DIGHTON | Lithium Ion |  | Tesla | 13.5 | 13.5 | 5 | Behind the Meter | Customer Bill Savings (e.g., Demand Charge Management, TOU Arbitrage) |  |  |  |  | Yes | AC-Coupled | Solar |  | 15
385253 |  |  | MA - SMART Program |  |  | 2021 | Residential | NORTH ANDOVER | Lithium Ion |  | Tesla | 13.5 | 13.5 | 5 | Behind the Meter | Customer Bill Savings (e.g., Demand Charge Management, TOU Arbitrage) |  |  |  |  | Yes | AC-Coupled | Solar | 11.72 | 19.8
396398 | [5 empty] | 2021 | Residential | BOLTON | Lithium Ion |  | Tesla | 13.5 | 13.5 | 5 | Behind the Meter | Customer Bill Savings (e.g., Demand Charge Management, TOU Arbitrage) |  |  |  |  | Yes | Separate PCC | Battery Add-On |  | 15
393258 |  |  | MA - SMART Program |  |  | 2022 | Residential | PEMBROKE | Lithium Ion |  | Tesla | 13.5 | 13.5 | 7.6 | Behind the Meter | Customer Bill Savings (e.g., Demand Charge Management, TOU Arbitrage) |  |  |  |  | Yes | DC-Coupled | Solar | 11.56 | 15.2
398325 |  |  | MA - SMART Program |  |  | 2022 | Residential | CHELMSFORD | Lithium Ion |  | SunPower | 0 | 12 | 6 | Behind the Meter | Customer Bill Savings (e.g., Demand Charge Management, TOU Arbitrage) |  |  |  |  | Yes | AC-Coupled | Solar |  | 15.772
395838 |  |  | MA - SMART Program |  |  | 2021 | Residential | AUBURN | Lithium Ion |  | Tesla | 13.5 | 13.5 | 5 | Behind the Meter | Customer Bill Savings (e.g., Demand Charge Management, TOU Arbitrage) |  |  |  |  | Yes | AC-Coupled | Solar | 13.26 | 19.8
393606 |  |  | MA - SMART Program |  |  | 2021 | Residential | PRIDES XING | Lithium Ion |  | Tesla | 13.5 | 13.5 | 5 | Behind the Meter | Customer Bill Savings (e.g., Demand Charge Management, TOU Arbitrage) |  |  |  |  | Yes | AC-Coupled | Solar |  | 20
396690 |  |  | MA - SMART Program |  |  | 2021 | Residential | FOXBORO | Lithium Ion |  | Tesla | 13.5 | 13.5 | 7.6 | Behind the Meter | Customer Bill Savings (e.g., Demand Charge Management, TOU Arbitrage) |  |  |  |  | Yes | DC-Coupled | Solar | 12.76 | 15.2
387061 |  |  | MA - SMART Program |  |  | 2021 | Residential | NORTH ANDOVER | Lithium Ion |  | ENPHASE ENERGY | 0 | 10.08 | 3.84 | Behind the Meter | Customer Bill Savings (e.g., Demand Charge Management, TOU Arbitrage) |  |  |  |  | Yes | AC-Coupled | Solar |  | 17.25
398018 |  |  | MA - SMART Program |  |  | 2021 | Residential | ROCKPORT | Lithium Ion |  | Tesla | 13.5 | 13.5 | 5 | Behind the Meter | Customer Bill Savings (e.g., Demand Charge Management, TOU Arbitrage) |  |  |  |  | Yes | AC-Coupled | Solar |  | 15.52
386281 | [5 empty] | 2022 | Residential | WILLIAMSTOWN | Lithium Ion |  | Tesla | 0 | 13.5 | 5 | Behind the Meter | Customer Bill Savings (e.g., Demand Charge Management, TOU Arbitrage) |  |  |  |  | Yes | Separate PCC | Solar |  | 10
393102 |  |  | MA - SMART Program |  |  | 2021 | Residential | TOPSFIELD | Lithium Ion |  | Tesla | 0 | 13.5 | 5 | Behind the Meter | Customer Bill Savings (e.g., Demand Charge Management, TOU Arbitrage) |  |  |  |  | Yes | AC-Coupled | Solar | 17.2 | 21.4
402596 |  |  | MA - SMART Program |  |  | 2022 | Residential | DIGHTON | Lithium Ion |  | Tesla | 13.5 | 13.5 | 5 | Behind the Meter | Customer Bill Savings (e.g., Demand Charge Management, TOU Arbitrage) |  |  |  |  | Yes | AC-Coupled | Solar | 2.8 | 17.03
398313 |  |  | MA - SMART Program |  |  | 2022 | Residential | DOUGLAS | Lithium Ion |  | ENPHASE ENERGY | 0 | 10.08 | 3.84 | Behind the Meter | Customer Bill Savings (e.g., Demand Charge Management, TOU Arbitrage) |  |  |  |  | Yes | AC-Coupled | Solar | 12.19 | 17.452
406249 |  |  | MA - SMART Program |  |  | 2022 | Residential | WESTFORD | Lithium Ion |  | ENPHASE ENERGY | 0 | 10.08 | 3.84 | Behind the Meter | Customer Bill Savings (e.g., Demand Charge Management, TOU Arbitrage) |  |  |  |  | Yes | AC-Coupled | Solar | 10.95 | 16.38
412422 |  |  | MA - SMART Program |  |  | 2022 | Residential | GLOUCESTER | Lithium Ion |  | Tesla | 13.5 | 0 | 7.6 | Behind the Meter | Customer Bill Savings (e.g., Demand Charge Management, TOU Arbitrage) |  |  |  |  | Yes | DC-Coupled | Solar | 15.84 | 15.2
417294 |  |  | MA - SMART Program |  |  | 2022 | Residential | STOUGHTON | Lithium Ion |  | Tesla | 0 | 13.5 | 5 | Behind the Meter | Customer Bill Savings (e.g., Demand Charge Management, TOU Arbitrage) |  |  |  |  | Yes | Combined AC-&DC-Coupled | Solar | 14.03 | 15.2
411194 | [5 empty] | 2022 | Residential | TEWKSBURY | Lithium Ion |  | ENPHASE ENERGY | 0 | 3.36 | 1.28 | Behind the Meter | Customer Bill Savings (e.g., Demand Charge Management, TOU Arbitrage) |  |  |  |  | Yes | AC-Coupled | Solar | 13.2 | 15.97
413120 |  |  | MA - SMART Program |  |  | 2022 | Residential | BILLERICA | Lithium Ion |  | Tesla | 13.5 | 0 | 7.6 | Behind the Meter | Customer Bill Savings (e.g., Demand Charge Management, TOU Arbitrage) |  |  |  |  | Yes | DC-Coupled | Solar | 17.01 | 15.2
438767 |  |  | MA - Energy Efficiency/ DR Program |  |  | 2022 | Residential | GT BARRINGTON | Lithium Ion |  | Tesla | 13.5 | 0 | 7.6 | Behind the Meter | Customer Bill Savings (e.g., Demand Charge Management, TOU Arbitrage) | Wholesale Market (i.e., Energy, Capacity, Ancillary Services) |  |  |  | Yes | DC-Coupled | Solar | 5.6 | 17.6
413667 |  |  | MA - Energy Efficiency/ DR Program |  |  | 2022 | Residential | SEEKONK | Lithium Ion |  | Tesla | 0 | 13.5 | 5 | Behind the Meter | Customer Bill Savings (e.g., Demand Charge Management, TOU Arbitrage) | Wholesale Market (i.e., Energy, Capacity, Ancillary Services) |  |  |  | Yes | AC-Coupled | Solar | 24.4 | 25.2
422881 | [5 empty] | 2022 | Residential | MONSON | Lithium Ion |  | Tesla | 0 | 13.5 | 5 | Behind the Meter | Customer Bill Savings (e.g., Demand Charge Management, TOU Arbitrage) |  |  |  |  | Yes | Separate PCC | Solar |  | 10
416510 |  |  | MA - Energy Efficiency/ DR Program |  |  | 2022 | Residential | BOLTON | Lithium Ion |  | Tesla | 0 | 13.5 | 5 | Behind the Meter | Customer Bill Savings (e.g., Demand Charge Management, TOU Arbitrage) | Wholesale Market (i.e., Energy, Capacity, Ancillary Services) |  |  |  | No | AC-Coupled | Solar | 18 | 15
438236 |  |  | MA - Energy Efficiency/ DR Program |  |  | 2022 | Residential | NEWBURYPORT | Lithium Ion |  | Tesla | 13.5 | 0 | 7.6 | Behind the Meter | Customer Bill Savings (e.g., Demand Charge Management, TOU Arbitrage) | Wholesale Market (i.e., Energy, Capacity, Ancillary Services) |  |  |  | Yes | DC-Coupled | Solar | 20.4 | 15.2
418962 |  |  | MA - SMART Program |  |  | 2022 | Residential | ROCKPORT | Lithium Ion |  | Tesla | 0 | 13.5 | 5 | Behind the Meter | Customer Bill Savings (e.g., Demand Charge Management, TOU Arbitrage) |  |  |  |  | Yes | Separate PCC | Solar |  | 10
426459 |  |  | MA - Energy Efficiency/ DR Program |  |  | 2022 | Residential | CHELMSFORD | Lithium Ion |  | Tesla | 13.5 | 0 | 7.6 | Behind the Meter | Customer Bill Savings (e.g., Demand Charge Management, TOU Arbitrage) | Wholesale Market (i.e., Energy, Capacity, Ancillary Services) |  |  |  | Yes | Combined AC-&DC-Coupled | Solar | 19.2 | 15.2
421735 |  |  | MA - Energy Efficiency/ DR Program |  |  | 2022 | Residential | MARLBOROUGH | Lithium Ion |  | SolarEdge | 9.6 | 0 | 6 | Behind the Meter | Customer Bill Savings (e.g., Demand Charge Management, TOU Arbitrage) | Wholesale Market (i.e., Energy, Capacity, Ancillary Services) |  |  |  | Yes | Combined AC-&DC-Coupled | Solar |  | 12
439549 | [5 empty] | 2022 | Residential | HANSON | Lithium Ion |  | Tesla | 0 | 13.5 | 5 | Behind the Meter | Customer Bill Savings (e.g., Demand Charge Management, TOU Arbitrage) |  |  |  |  | Yes | Separate PCC | Solar |  | 5
420687 |  |  | MA - SMART Program |  |  | 2022 | Residential | STOUGHTON | Lithium Ion |  | Tesla | 13.5 | 0 | 7.6 | Behind the Meter | Customer Bill Savings (e.g., Demand Charge Management, TOU Arbitrage) |  |  |  |  | Yes | DC-Coupled | Solar | 16.58 | 15.2
421774 |  |  | MA - SMART Program |  |  | 2022 | Residential | WESTFORD | Lithium Ion |  | Tesla | 0 | 13.5 | 5 | Behind the Meter | Customer Bill Savings (e.g., Demand Charge Management, TOU Arbitrage) |  |  |  |  | Yes | Combined AC-&DC-Coupled | Solar | 14.8 | 20.2
435624 |  |  | MA - Energy Efficiency/ DR Program |  |  | 2022 | Residential | BOLTON | Lithium Ion |  | Tesla | 13.5 | 0 | 7.6 | Behind the Meter | Customer Bill Savings (e.g., Demand Charge Management, TOU Arbitrage) | Wholesale Market (i.e., Energy, Capacity, Ancillary Services) |  |  |  | Yes | DC-Coupled | Solar | 21.6 | 15.2
429910 |  |  | MA - Energy Efficiency/ DR Program |  |  | 2022 | Residential | STURBRIDGE | Lithium Ion |  | Tesla | 13.5 | 0 | 7.6 | Behind the Meter | Customer Bill Savings (e.g., Demand Charge Management, TOU Arbitrage) | Wholesale Market (i.e., Energy, Capacity, Ancillary Services) |  |  |  | Yes | DC-Coupled | Solar | 14.8 | 15.2
429334 |  |  | MA - SMART Program |  |  | 2022 | Residential | RANDOLPH | Lithium Ion |  | Tesla | 13.5 | 0 | 7.6 | Behind the Meter | Customer Bill Savings (e.g., Demand Charge Management, TOU Arbitrage) |  |  |  |  | Yes | DC-Coupled | Solar | 17.21 | 15.2
427946 |  |  | MA - Energy Efficiency/ DR Program |  |  | 2022 | Residential | WORCESTER | Lithium Ion |  | Tesla | 13.5 | 0 | 7.6 | Behind the Meter | Customer Bill Savings (e.g., Demand Charge Management, TOU Arbitrage) | Wholesale Market (i.e., Energy, Capacity, Ancillary Services) |  |  |  | Yes | Combined AC-&DC-Coupled | Solar | 14.8 | 11.4
437383 |  |  | MA - SMART Program |  |  | 2022 | Residential | NORTHBOROUGH | Lithium Ion |  | Tesla | 13.5 | 0 | 7.6 | Behind the Meter | Customer Bill Savings (e.g., Demand Charge Management, TOU Arbitrage) |  |  |  |  | Yes | DC-Coupled | Solar | 16.4 | 15.2
265840 | [5 empty] | 2019 | Residential | ATHOL | Lithium Ion |  | Tesla | 0 | 13.5 | 5 | Behind the Meter | Customer Bill Savings (e.g., Demand Charge Management, TOU Arbitrage) |  |  |  |  | Yes | Separate PCC | Solar |  | 10
428708 |  |  | MA - Energy Efficiency/ DR Program |  |  | 2022 | Residential | WEST STOCKBRIDGE | Lithium Ion |  | Tesla | 0 | 13.5 | 7.6 | Behind the Meter | Customer Bill Savings (e.g., Demand Charge Management, TOU Arbitrage) | Wholesale Market (i.e., Energy, Capacity, Ancillary Services) |  |  |  | Yes | Combined AC-&DC-Coupled | Solar | 14.4 | 11.4
435737 |  |  | MA - Energy Efficiency/ DR Program |  |  | 2022 | Residential | METHUEN | Lithium Ion |  | Tesla | 0 | 13.5 | 7.6 | Behind the Meter | Customer Bill Savings (e.g., Demand Charge Management, TOU Arbitrage) | Wholesale Market (i.e., Energy, Capacity, Ancillary Services) |  |  |  | Yes | DC-Coupled | Solar | 19.2 | 15.2
178285 |  |  | MA - SMART Program |  |  | 2018 | Commercial | PEMBROKE | Lithium Ion |  | Samsung | 4637 | 4637 | 1500 | Standalone | Peak Shaving/ Load Leveling | Reliability and Resiliency |  |  |  | Yes | DC-Coupled | Solar | 4993 | 3200
344660 |  |  | MA - SMART Program |  |  | 2021 | Residential | NORTH EGREMONT | Lithium Ion |  | Tesla | 13.5 | 13.5 | 5 | Behind the Meter | Customer Bill Savings (e.g., Demand Charge Management, TOU Arbitrage) |  |  |  |  | Yes | AC-Coupled | Solar |  | 25
374531 |  |  | MA - SMART Program |  |  | 2021 | Residential | EASTON | Lithium Ion |  | Tesla | 13.5 | 13.5 | 5 | Behind the Meter | Customer Bill Savings (e.g., Demand Charge Management, TOU Arbitrage) |  |  |  |  | Yes | AC-Coupled | Solar | 13.94 | 26.4
178376 |  |  | MA - SMART Program |  |  | 2018 | Commercial | WILLIAMSBURG | Lithium Ion |  |  | 7080 | 0 | 4950 | Standalone | Peak Shaving/ Load Leveling | Reliability and Resiliency |  |  |  | Yes | DC-Coupled | Solar | 4915 | 4950
376566 |  |  | MA - SMART Program |  |  | 2022 | Residential | BOLTON | Lithium Ion |  | Generac | 18 | 0 | 7.6 | Behind the Meter | Customer Bill Savings (e.g., Demand Charge Management, TOU Arbitrage) |  |  |  |  | Yes | DC-Coupled | Solar | 19.24 | 15.44
342970 |  |  | MA - SMART Program |  |  | 2021 | Residential | PEPPERELL | Lithium Ion |  | Tesla | 13.5 | 13.5 | 5 | Behind the Meter | Customer Bill Savings (e.g., Demand Charge Management, TOU Arbitrage) |  |  |  |  | Yes | AC-Coupled | Solar | 12.24 | 26.4
178461 |  |  | MA - SMART Program |  |  | 2019 | Commercial | HAMPDEN | Lithium Ion |  | Power Electronics | 0 | 4862.7 | 2310 | Standalone | Peak Shaving/ Load Leveling | Reliability and Resiliency |  |  |  | Yes | DC-Coupled | Solar | 55 | 3875
290037 |  |  | MA - SMART Program |  |  | 2020 | Residential | SWAMPSCOTT | Lithium Ion |  | Tesla | 13.5 | 13.5 | 5 | Behind the Meter | Customer Bill Savings (e.g., Demand Charge Management, TOU Arbitrage) |  |  |  |  | Yes | AC-Coupled | Solar | 7.49 | 22.68
178572 |  |  | MA - SMART Program | Clean Peak |  | 2018 | Commercial | MILLBURY | Lithium Ion |  | Sungrow-Samsung | 0 | 8000 | 4000 | Standalone | Wholesale Market (i.e., Energy, Capacity, Ancillary Services) | Peak Shaving/ Load Leveling | Renewable Energy Integration (e.g., Ramping, Smoothing) |  |  | Yes | AC-Coupled | Solar | 14760.5 | 8980
178621 |  |  | MA - SMART Program |  |  | 2018 | Commercial | Sheffield | Lithium Ion |  | Power Electronics | 500 | 0 | 2125 | Standalone | Peak Shaving/ Load Leveling | Reliability and Resiliency |  |  |  | Yes | DC-Coupled | Solar | 2892 | 2125
178712 |  |  | MA - SMART Program |  |  | 2018 | Commercial | DOUGLAS | Lithium Ion |  | POWER ELECTRONICS | 1610 | 0 | 2499 | Standalone | Peak Shaving/ Load Leveling | Reliability and Resiliency |  |  |  | Yes | DC-Coupled | Solar | 2750 | 4998
427434 | [5 empty] | 2022 | Residential | WHITMAN | Lithium Ion |  | Tesla | 0 | 13.5 | 5 | Behind the Meter | Customer Bill Savings (e.g., Demand Charge Management, TOU Arbitrage) |  |  |  |  | Yes | Separate PCC | Battery Add-On |  | 10
427984 |  |  | MA - SMART Program |  |  | 2022 | Residential | FRANKLIN | Lithium Ion |  | Tesla | 13.5 | 0 | 7.6 | Behind the Meter | Customer Bill Savings (e.g., Demand Charge Management, TOU Arbitrage) |  |  |  |  | Yes | DC-Coupled | Solar | 14 | 15.2
429415 |  |  | MA - SMART Program |  |  | 2022 | Residential | MANCHESTER | Lithium Ion |  | Tesla | 0 | 13.5 | 5 | Behind the Meter | Customer Bill Savings (e.g., Demand Charge Management, TOU Arbitrage) |  |  |  |  | Yes | AC-Coupled | Solar |  | 20
428460 | [5 empty] | 2022 | Residential | SOUTHBOROUGH | Lithium Ion |  | Tesla | 0 | 13.5 | 7.6 | Behind the Meter | Customer Bill Savings (e.g., Demand Charge Management, TOU Arbitrage) |  |  |  |  | Yes | Combined AC-&DC-Coupled | Solar | 11.06 | 12.6
384910 | [5 empty] | 2021 | Residential | REHOBOTH | Lithium Ion |  | ENPHASE ENERGY | 10.08 | 0 | 3.84 | Behind the Meter | Customer Bill Savings (e.g., Demand Charge Management, TOU Arbitrage) |  |  |  |  | Yes | AC-Coupled | Solar |  | 17.54
343180 |  |  | MA - SMART Program |  |  | 2021 | Residential | STOCKBRIDGE | Lithium Ion |  | Tesla | 13.5 | 13.5 | 5 | Behind the Meter | Customer Bill Savings (e.g., Demand Charge Management, TOU Arbitrage) |  |  |  |  | Yes | AC-Coupled | Solar | 6.8 | 17.6
342738 |  |  | MA - SMART Program |  |  | 2021 | Residential | METHUEN | Lithium Ion |  | StorEdge Technologies | 9.3 | 0 | 7.6 | Behind the Meter | Customer Bill Savings (e.g., Demand Charge Management, TOU Arbitrage) |  |  |  |  | Yes | DC-Coupled | Solar |  | 7.6
374977 |  |  | MA - SMART Program |  |  | 2021 | Residential | BOLTON | Lithium Ion |  | Tesla | 13.5 | 13.5 | 5 | Behind the Meter | Customer Bill Savings (e.g., Demand Charge Management, TOU Arbitrage) |  |  |  |  | Yes | AC-Coupled | Solar | 9.52 | 21.4
344862 |  |  | MA - SMART Program |  |  | 2021 | Residential | NEWBURY | Lithium Ion |  | Tesla | 0 | 13.5 | 7.6 | Behind the Meter | Customer Bill Savings (e.g., Demand Charge Management, TOU Arbitrage) |  |  |  |  | Yes | Combined AC-&DC-Coupled | Solar | 6.8 | 17.6
385677 |  |  | MA - SMART Program |  |  | 2022 | Residential | WESTFORD | Lithium Ion |  | Tesla | 0 | 13.5 | 5 | Behind the Meter | Customer Bill Savings (e.g., Demand Charge Management, TOU Arbitrage) |  |  |  |  | Yes | AC-Coupled | Solar | 4.08 | 17.67
386273 |  |  | MA - SMART Program |  |  | 2022 | Residential | BROCKTON | Lithium Ion |  | Tesla | 13.5 | 0 | 7.6 | Behind the Meter | Customer Bill Savings (e.g., Demand Charge Management, TOU Arbitrage) |  |  |  |  | Yes | DC-Coupled | Solar | 16.32 | 15.2
290832 |  |  | MA - SMART Program |  |  | 2020 | Residential | MILLBURY | Lithium Ion |  | Tesla | 0 | 13.5 | 5 | Behind the Meter | Customer Bill Savings (e.g., Demand Charge Management, TOU Arbitrage) |  |  |  |  | Yes | AC-Coupled | Solar |  | 26.57
290815 |  |  | MA - SMART Program |  |  | 2020 | Residential | PLAINVILLE | Lithium Ion |  | Tesla | 13.5 | 13.5 | 5 | Behind the Meter | Customer Bill Savings (e.g., Demand Charge Management, TOU Arbitrage) |  |  |  |  | Yes | Combined AC-&DC-Coupled | Solar | 8.35 | 12.6
290756 |  |  | MA - SMART Program |  |  | 2020 | Residential | HANSON | Lithium Ion |  | Tesla | 13.5 | 0 | 5 | Behind the Meter | Customer Bill Savings (e.g., Demand Charge Management, TOU Arbitrage) |  |  |  |  | Yes | AC-Coupled | Solar | 8.7 | 17.68
291812 |  |  | MA - SMART Program |  |  | 2021 | Residential | SCITUATE | Lithium Ion |  | Tesla | 0 | 13.5 | 5 | Behind the Meter | Customer Bill Savings (e.g., Demand Charge Management, TOU Arbitrage) |  |  |  |  | Yes | AC-Coupled | Solar | 9.52 | 21.4
291554 |  |  | MA - SMART Program |  |  | 2020 | Residential | NORTHBRIDGE | Lithium Ion |  | Tesla | 0 | 13.5 | 5 | Behind the Meter | Customer Bill Savings (e.g., Demand Charge Management, TOU Arbitrage) |  |  |  |  | Yes | AC-Coupled | Solar | 14.61 | 26.4
430455 |  |  | MA - SMART Program |  |  | 2022 | Residential | ROCKPORT | Lithium Ion |  | Tesla | 13.5 | 0 | 7.6 | Behind the Meter | Customer Bill Savings (e.g., Demand Charge Management, TOU Arbitrage) |  |  |  |  | Yes | DC-Coupled | Solar | 14.4 | 15.2
282114 |  |  | MA - SMART Program |  |  | 2020 | Commercial | AYER | Lithium Ion |  | Tesla | 174 | 0 | 87 | Behind the Meter | Peak Shaving/ Load Leveling | Reliability and Resiliency |  |  |  | Yes | AC-Coupled | Solar | 91.8 | 153.6
373166 |  |  | MA - SMART Program |  |  | 2022 | Residential | CHELMSFORD | Lithium Ion |  | Tesla | 0 | 13.5 | 5 | Behind the Meter | Customer Bill Savings (e.g., Demand Charge Management, TOU Arbitrage) |  |  |  |  | Yes | AC-Coupled | Solar | 15.64 | 30.2
376022 |  |  | MA - SMART Program |  |  | 2021 | Residential | MENDON | Lithium Ion |  | Tesla | 13.5 | 0 | 7.6 | Behind the Meter | Customer Bill Savings (e.g., Demand Charge Management, TOU Arbitrage) |  |  |  |  | Yes | DC-Coupled | Solar | 16.32 | 15.2
448029 |  |  | MA - SMART Program |  |  | 2022 | Residential | SPENCER | Lithium Ion |  | Tesla | 0 | 13.5 | 5 | Behind the Meter | Customer Bill Savings (e.g., Demand Charge Management, TOU Arbitrage) |  |  |  |  | Yes | AC-Coupled | Solar |  | 20
446236 |  |  | MA - Energy Efficiency/ DR Program |  |  | 2022 | Residential | WILBRAHAM | Lithium Ion |  | Tesla | 13.5 | 0 | 7.6 | Behind the Meter | Customer Bill Savings (e.g., Demand Charge Management, TOU Arbitrage) | Wholesale Market (i.e., Energy, Capacity, Ancillary Services) |  |  |  | Yes | DC-Coupled | Solar | 23.6 | 15.2
443865 | [5 empty] | 2022 | Residential | REHOBOTH | Lithium Ion |  | Tesla | 0 | 13.5 | 5 | Behind the Meter | Customer Bill Savings (e.g., Demand Charge Management, TOU Arbitrage) |  |  |  |  | Yes | AC-Coupled | Solar | 13.2 | 20
409713 | [5 empty] | 2022 | Residential | COHASSET | Lithium Ion |  | Tesla | 13.5 | 13.5 | 5 | Behind the Meter | Customer Bill Savings (e.g., Demand Charge Management, TOU Arbitrage) |  |  |  |  | Yes | AC-Coupled | Solar |  | 17.6
401601 | [5 empty] | 2022 | Residential | WILLIAMSTOWN | Lithium Ion |  | ENPHASE ENERGY | 0 | 3.36 | 1.28 | Behind the Meter | Customer Bill Savings (e.g., Demand Charge Management, TOU Arbitrage) |  |  |  |  | Yes | Separate PCC | Solar |  | 5.12
398685 |  |  | MA - SMART Program |  |  | 2021 | Residential | GRANBY | Lithium Ion |  | ENPHASE ENERGY | 0 | 10.08 | 3.84 | Behind the Meter | Customer Bill Savings (e.g., Demand Charge Management, TOU Arbitrage) |  |  |  |  | Yes | AC-Coupled | Solar |  | 17.52
396973 |  |  | MA - SMART Program |  |  | 2022 | Residential | BELCHERTOWN | Lithium Ion |  | Tesla | 0 | 13.5 | 2.2 | Behind the Meter | Customer Bill Savings (e.g., Demand Charge Management, TOU Arbitrage) |  |  |  |  | Yes | AC-Coupled | Solar | 14.56 | 24
406505 |  |  | MA - SMART Program |  |  | 2022 | Residential | BILLERICA | Lithium Ion |  | ENPHASE ENERGY | 0 | 10.08 | 3.84 | Behind the Meter | Customer Bill Savings (e.g., Demand Charge Management, TOU Arbitrage) |  |  |  |  | Yes | AC-Coupled | Solar | 9.2 | 11.867
412843 |  |  | MA - SMART Program |  |  | 2022 | Residential | HEATH | Lithium Ion |  | Tesla | 0 | 13.5 | 5 | Behind the Meter | Customer Bill Savings (e.g., Demand Charge Management, TOU Arbitrage) |  |  |  |  | Yes | AC-Coupled | Solar | 9.94 | 17.6
411225 |  |  | MA - SMART Program |  |  | 2022 | Residential | MENDON | Lithium Ion |  | Tesla | 13.5 | 13.5 | 5 | Behind the Meter | Customer Bill Savings (e.g., Demand Charge Management, TOU Arbitrage) |  |  |  |  | Yes | AC-Coupled | Solar | 4.76 | 16.8
401688 |  |  | MA - SMART Program |  |  | 2022 | Residential | HANOVER | Lithium Ion |  | ENPHASE ENERGY | 0 | 3.36 | 1.28 | Behind the Meter | Customer Bill Savings (e.g., Demand Charge Management, TOU Arbitrage) |  |  |  |  | Yes | AC-Coupled | Solar | 13.2 | 15.97
409466 |  |  | MA - SMART Program |  |  | 2022 | Residential | MT WASHINGTON | Lithium Ion |  | Tesla | 13.5 | 13.5 | 5 | Behind the Meter | Customer Bill Savings (e.g., Demand Charge Management, TOU Arbitrage) |  |  |  |  | Yes | AC-Coupled | Solar | 8.16 | 17.6
415288 |  |  | MA - SMART Program |  |  | 2022 | Residential | CHELMSFORD | Lithium Ion |  | Tesla | 0 | 13.5 | 2.92 | Behind the Meter | Customer Bill Savings (e.g., Demand Charge Management, TOU Arbitrage) |  |  |  |  | Yes | AC-Coupled | Solar | 12.24 | 20.16
416885 |  |  | MA - SMART Program |  |  | 2022 | Residential | REHOBOTH | Lithium Ion |  | Tesla | 13.5 | 0 | 7.6 | Behind the Meter | Customer Bill Savings (e.g., Demand Charge Management, TOU Arbitrage) |  |  |  |  | Yes | DC-Coupled | Solar | 15.3 | 15.2
409183 | [5 empty] | 2022 | Residential | MONSON | Lithium Ion |  | Tesla | 13.5 | 13.5 | 5 | Behind the Meter | Customer Bill Savings (e.g., Demand Charge Management, TOU Arbitrage) |  |  |  |  | Yes | Separate PCC | Solar |  | 10
380094 |  |  | MA - SMART Program |  |  | 2021 | Residential | WORCESTER | Lithium Ion |  | Tesla | 13.5 | 13.5 | 5 | Behind the Meter | Customer Bill Savings (e.g., Demand Charge Management, TOU Arbitrage) |  |  |  |  | Yes | Combined AC-&DC-Coupled | Solar | 7.48 | 17.6
374102 |  |  | MA - SMART Program |  |  | 2021 | Residential | WENHAM | Lithium Ion |  | Tesla | 13.5 | 13.5 | 5 | Behind the Meter | Customer Bill Savings (e.g., Demand Charge Management, TOU Arbitrage) |  |  |  |  | Yes | Separate PCC | Solar |  | 10
375893 |  |  | MA - SMART Program |  |  | 2021 | Residential | HANOVER | Lithium Ion |  | Tesla | 13.5 | 0 | 7.6 | Behind the Meter | Customer Bill Savings (e.g., Demand Charge Management, TOU Arbitrage) |  |  |  |  | Yes | DC-Coupled | Solar | 4.25 | 7.6
372933 |  |  | MA - SMART Program |  |  | 2021 | Residential | BILLERICA | Lithium Ion |  | SolarEdge | 9.6 | 0 | 7.6 | Behind the Meter | Customer Bill Savings (e.g., Demand Charge Management, TOU Arbitrage) |  |  |  |  | Yes | DC-Coupled | Solar |  | 7.6
387711 |  |  | MA - SMART Program |  |  | 2021 | Residential | NAHANT | Lithium Ion |  | Tesla | 13.5 | 13.5 | 5 | Behind the Meter | Customer Bill Savings (e.g., Demand Charge Management, TOU Arbitrage) |  |  |  |  | Yes | Combined AC-&DC-Coupled | Solar | 16.4 | 25.2
388680 |  |  | MA - SMART Program |  |  | 2021 | Residential | BERLIN | Lithium Ion |  | ENPHASE ENERGY | 0 | 10.08 | 3.84 | Behind the Meter | Customer Bill Savings (e.g., Demand Charge Management, TOU Arbitrage) |  |  |  |  | Yes | AC-Coupled | Solar |  | 17.54
402695 | [5 empty] | 2022 | Residential | UXBRIDGE | Lithium Ion |  | Tesla | 0 | 13.5 | 5 | Behind the Meter | Customer Bill Savings (e.g., Demand Charge Management, TOU Arbitrage) |  |  |  |  | Yes | Separate PCC | Solar |  | 10
404028 |  |  | MA - SMART Program |  |  | 2022 | Residential | BOLTON | Lithium Ion |  | Tesla | 13.5 | 0 | 7.6 | Behind the Meter | Customer Bill Savings (e.g., Demand Charge Management, TOU Arbitrage) |  |  |  |  | Yes | DC-Coupled | Solar | 12.75 | 15.2
414330 |  |  | MA - SMART Program |  |  | 2022 | Residential | WEST BROOKFIELD | Lithium Ion |  | Tesla | 0 | 13.5 | 5 | Behind the Meter | Customer Bill Savings (e.g., Demand Charge Management, TOU Arbitrage) |  |  |  |  | Yes | Combined AC-&DC-Coupled | Solar | 8 | 12.6
402235 |  |  | MA - SMART Program |  |  | 2022 | Residential | WESTFORD | Lithium Ion |  | Tesla | 13.5 | 13.5 | 5 | Behind the Meter | Customer Bill Savings (e.g., Demand Charge Management, TOU Arbitrage) |  |  |  |  | No | AC-Coupled | Solar | 18 | 15
426295 |  |  | MA - SMART Program |  |  | 2022 | Residential | ADAMS | Lithium Ion |  | Tesla | 13.5 | 0 | 7.6 | Behind the Meter | Customer Bill Savings (e.g., Demand Charge Management, TOU Arbitrage) |  |  |  |  | Yes | DC-Coupled | Solar | 16.4 | 15.2
418004 |  |  | MA - SMART Program |  |  | 2022 | Residential | OXFORD | Lithium Ion |  | Tesla | 13.5 | 0 | 7.6 | Behind the Meter | Customer Bill Savings (e.g., Demand Charge Management, TOU Arbitrage) |  |  |  |  | Yes | DC-Coupled | Solar | 17.01 | 15.2
411314 |  |  | MA - SMART Program |  |  | 2022 | Residential | SCITUATE | Lithium Ion |  | Tesla | 13.5 | 0 | 7.6 | Behind the Meter | Customer Bill Savings (e.g., Demand Charge Management, TOU Arbitrage) |  |  |  |  | Yes | DC-Coupled | Solar | 12.8 | 15.2
409848 | [5 empty] | 2022 | Residential | LYNN | Lithium Ion |  | ENPHASE ENERGY | 0 | 10.08 | 3.84 | Behind the Meter | Customer Bill Savings (e.g., Demand Charge Management, TOU Arbitrage) |  |  |  |  | Yes | AC-Coupled | Solar |  | 16.056
410315 |  |  | MA - SMART Program |  |  | 2022 | Residential | MELROSE | Lithium Ion |  | ENPHASE ENERGY | 0 | 10.08 | 3.84 | Behind the Meter | Customer Bill Savings (e.g., Demand Charge Management, TOU Arbitrage) |  |  |  |  | Yes | AC-Coupled | Solar | 12.51 | 16.67
414377 |  |  | MA - SMART Program |  |  | 2022 | Residential | SEEKONK | Lithium Ion |  | Tesla | 0 | 13.5 | 5 | Behind the Meter | Customer Bill Savings (e.g., Demand Charge Management, TOU Arbitrage) |  |  |  |  | Yes | Combined AC-&DC-Coupled | Solar | 12 | 20.2
402697 | [5 empty] | 2022 | Residential | Hubbardston | Lithium Ion |  | Tesla | 0 | 13.5 | 5 | Behind the Meter | Customer Bill Savings (e.g., Demand Charge Management, TOU Arbitrage) |  |  |  |  | Yes | Separate PCC | Solar |  | 10
402422 |  |  | MA - SMART Program |  |  | 2022 | Residential | WESTFORD | Lithium Ion |  | Tesla | 13.5 | 0 | 7.6 | Behind the Meter | Customer Bill Savings (e.g., Demand Charge Management, TOU Arbitrage) |  |  |  |  | Yes | DC-Coupled | Solar | 8.5 | 7.6
395856 |  |  | MA - SMART Program |  |  | 2021 | Residential | SOUTH ATTLEBORO | Lithium Ion |  | Tesla | 13.5 | 13.5 | 5 | Behind the Meter | Customer Bill Savings (e.g., Demand Charge Management, TOU Arbitrage) |  |  |  |  | Yes | AC-Coupled | Solar | 5.95 | 10
384730 |  |  | MA - SMART Program |  |  | 2021 | Residential | HAVERHILL | Lithium Ion |  | StorEdge | 9.6 | 0 | 6 | Behind the Meter | Customer Bill Savings (e.g., Demand Charge Management, TOU Arbitrage) |  |  |  |  | Yes | DC-Coupled | Solar | 8.33 | 6
382530 |  |  | MA - SMART Program |  |  | 2021 | Residential | MENDON | Lithium Ion |  | Tesla | 13.5 | 13.2 | 5 | Behind the Meter | Customer Bill Savings (e.g., Demand Charge Management, TOU Arbitrage) |  |  |  |  | Yes | AC-Coupled | Solar | 6.8 | 11
379438 |  |  | MA - SMART Program |  |  | 2021 | Residential | SOUTH HAMILTON | Lithium Ion |  | SolarEdge Technologies | 9.6 | 0 | 6 | Behind the Meter | Customer Bill Savings (e.g., Demand Charge Management, TOU Arbitrage) |  |  |  |  | Yes | DC-Coupled | Solar | 8.28 | 6
397349 |  |  | MA - SMART Program |  |  | 2021 | Residential | NORTH ANDOVER | Lithium Ion |  | ENPHASE ENERGY | 0 | 10 | 3.84 | Behind the Meter | Customer Bill Savings (e.g., Demand Charge Management, TOU Arbitrage) |  |  |  |  | Yes | AC-Coupled | Solar |  | 13.41
384886 | [5 empty] | 2021 | Residential | MEDFORD | Lithium Ion |  | ENPHASE ENERGY | 0 | 10.08 | 3.84 | Behind the Meter | Customer Bill Savings (e.g., Demand Charge Management, TOU Arbitrage) |  |  |  |  | Yes | Separate PCC | Solar | 9.12 | 5.12
390238 | [5 empty] | 2021 | Residential | SHUTESBURY | Lithium Ion |  | ENPHASE ENERGY | 0 | 10.08 | 3.84 | Behind the Meter | Customer Bill Savings (e.g., Demand Charge Management, TOU Arbitrage) |  |  |  |  | Yes | AC-Coupled | Solar |  | 12.54
391437 |  |  | MA - SMART Program |  |  | 2021 | Residential | SEEKONK | Lithium Ion |  | Generac | 18 | 0 | 7.6 | Behind the Meter | Customer Bill Savings (e.g., Demand Charge Management, TOU Arbitrage) |  |  |  |  | Yes | DC-Coupled | Solar | 12.05 | 7.6
378826 |  |  | MA - SMART Program |  |  | 2021 | Residential | BRIDGEWATER | Lithium Ion |  | Tesla | 13.5 | 0 | 7.6 | Behind the Meter | Customer Bill Savings (e.g., Demand Charge Management, TOU Arbitrage) |  |  |  |  | Yes | Combined AC-&DC-Coupled | Solar | 9.18 | 12.6
397857 |  |  | MA - SMART Program |  |  | 2021 | Residential | MARLBOROUGH | Lithium Ion |  | SolarEdge | 9.6 | 0 | 6 | Behind the Meter | Customer Bill Savings (e.g., Demand Charge Management, TOU Arbitrage) |  |  |  |  | Yes | DC-Coupled | Solar | 7.1 | 6
379064 |  |  | MA - SMART Program |  |  | 2021 | Residential | MALDEN | Lithium Ion |  | Tesla | 0 | 13.5 | 5 | Behind the Meter | Customer Bill Savings (e.g., Demand Charge Management, TOU Arbitrage) |  |  |  |  | Yes | Combined AC-&DC-Coupled | Solar | 8.16 | 12.6
394642 | [5 empty] | 2022 | Residential | NORTH ORANGE | Lithium Ion |  | SolarEdge Technologies | 9.7 | 0 | 3.8 | Behind the Meter | Customer Bill Savings (e.g., Demand Charge Management, TOU Arbitrage) |  |  |  |  | Yes | DC-Coupled | Solar |  | 9.8
379579 |  |  | MA - SMART Program |  |  | 2021 | Residential | HARDWICK | Lithium Ion |  | Generac | 18 | 7.6 | 7.6 | Behind the Meter | Customer Bill Savings (e.g., Demand Charge Management, TOU Arbitrage) |  |  |  |  | Yes | DC-Coupled | Solar |  | 7.6
390328 |  |  | MA - SMART Program |  |  | 2021 | Residential | WILLIAMSTOWN | Lithium Ion |  | Generac | 18 | 0 | 7.6 | Behind the Meter | Customer Bill Savings (e.g., Demand Charge Management, TOU Arbitrage) |  |  |  |  | Yes | DC-Coupled | Solar |  | 7.6
409409 |  |  | MA - SMART Program |  |  | 2022 | Residential | ANDOVER | Lithium Ion |  | Tesla | 13.5 | 0 | 7.6 | Behind the Meter | Customer Bill Savings (e.g., Demand Charge Management, TOU Arbitrage) |  |  |  |  | Yes | DC-Coupled | Solar | 8.51 | 7.6
411630 |  |  | MA - SMART Program |  |  | 2022 | Residential | LYNN | Lithium Ion |  | ENPHASE ENERGY | 0 | 10.08 | 3.84 | Behind the Meter | Customer Bill Savings (e.g., Demand Charge Management, TOU Arbitrage) |  |  |  |  | Yes | AC-Coupled | Solar |  | 8.77
416732 |  |  | MA - SMART Program |  |  | 2022 | Residential | NORTHAMPTON | Lithium Ion |  | SolarEdge | 9.7 | 0 | 10 | Behind the Meter | Customer Bill Savings (e.g., Demand Charge Management, TOU Arbitrage) |  |  |  |  | Yes | DC-Coupled | Solar |  | 10
404285 |  |  | MA - SMART Program |  |  | 2022 | Residential | ATTLEBORO | Lithium Ion |  | LG CHEM | 5 | 0 | 6 | Behind the Meter | Customer Bill Savings (e.g., Demand Charge Management, TOU Arbitrage) |  |  |  |  | Yes | DC-Coupled | Solar | 8.88 | 6
426815 | [5 empty] | 2022 | Residential | WORCESTER | Lithium Ion |  | ENPHASE ENERGY | 0 | 10.5 | 3.84 | Behind the Meter | Customer Bill Savings (e.g., Demand Charge Management, TOU Arbitrage) |  |  |  |  | Yes | AC-Coupled | Solar |  | 9.35
431601 | [5 empty] | 2022 | Residential | CHELMSFORD | Lithium Ion |  | SOLAREDGE TECHNOLOGIES | 9.6 | 0 | 6 | Behind the Meter | Customer Bill Savings (e.g., Demand Charge Management, TOU Arbitrage) |  |  |  |  | Yes | DC-Coupled | Solar | 8.84 | 6
428152 |  |  | MA - SMART Program |  |  | 2022 | Residential | FRANKLIN | Lithium Ion |  | Tesla | 13.5 | 0 | 7.6 | Behind the Meter | Customer Bill Savings (e.g., Demand Charge Management, TOU Arbitrage) |  |  |  |  | Yes | DC-Coupled | Solar | 9.6 | 7.6
442436 | [5 empty] | 2022 | Residential | HOLBROOK | Lithium Ion |  | Tesla | 0 | 13.5 | 5 | Behind the Meter | Customer Bill Savings (e.g., Demand Charge Management, TOU Arbitrage) |  |  |  |  | Yes | AC-Coupled | Solar | 13.6 | 14.86
437600 | [5 empty] | 2022 | Residential | WHEELWRIGHT | Lithium Ion |  | Tesla | 0 | 13.5 | 5 | Behind the Meter | Customer Bill Savings (e.g., Demand Charge Management, TOU Arbitrage) |  |  |  |  | Yes | Separate PCC | Solar |  | 5
428042 |  |  | MA - SMART Program |  |  | 2022 | Residential | BELLINGHAM | Lithium Ion |  | Tesla | 13.5 | 0 | 7.6 | Behind the Meter | Customer Bill Savings (e.g., Demand Charge Management, TOU Arbitrage) |  |  |  |  | Yes | DC-Coupled | Solar | 12 | 7.6
428130 | [5 empty] | 2022 | Residential | NORTHAMPTON | Lithium Ion |  | Generac | 3 | 0 | 7.6 | Behind the Meter | Customer Bill Savings (e.g., Demand Charge Management, TOU Arbitrage) |  |  |  |  | Yes | DC-Coupled | Solar |  | 7.6
442965 |  |  | MA - SMART Program |  |  | 2022 | Residential | GLOUCESTER | Lithium Ion |  | Generac | 18 | 0 | 7.6 | Behind the Meter | Customer Bill Savings (e.g., Demand Charge Management, TOU Arbitrage) |  |  |  |  | Yes | DC-Coupled | Solar | 8.8 | 7.6
435501 | [5 empty] | 2022 | Residential | SUTTON | Lithium Ion |  | SolarEdge | 9.6 | 0 | 10 | Behind the Meter | Customer Bill Savings (e.g., Demand Charge Management, TOU Arbitrage) |  |  |  |  | Yes | DC-Coupled | Solar |  | 10
434965 | [5 empty] | 2022 | Residential | FRANKLIN | Lithium Ion |  | Tesla | 13.5 | 0 | 7.6 | Behind the Meter | Customer Bill Savings (e.g., Demand Charge Management, TOU Arbitrage) |  |  |  |  | Yes | DC-Coupled | Solar | 7.2 | 7.6
429389 | [5 empty] | 2022 | Residential | AMESBURY | Lithium Ion |  | ENPHASE ENERGY | 10.08 | 10.08 | 3.84 | Behind the Meter | Customer Bill Savings (e.g., Demand Charge Management, TOU Arbitrage) |  |  |  |  | Yes | AC-Coupled | Solar |  | 8.77
442169 |  |  | MA - SMART Program |  |  | 2022 | Residential | SOUTH HAMILTON | Lithium Ion |  | Generac | 18 | 0 | 7.6 | Behind the Meter | Customer Bill Savings (e.g., Demand Charge Management, TOU Arbitrage) |  |  |  |  | Yes | DC-Coupled | Solar | 7.2 | 7.6
442833 | [5 empty] | 2022 | Residential | ANDOVER | Lithium Ion |  | Tesla | 0 | 13.5 | 5 | Behind the Meter | Customer Bill Savings (e.g., Demand Charge Management, TOU Arbitrage) |  |  |  |  | Yes | Combined AC-&DC-Coupled | Solar | 4.4 | 12.6
437294 |  |  | MA - Energy Efficiency/ DR Program |  |  | 2022 | Residential | ESSEX | Lithium Ion |  | SOL-ARK | 7.5 | 0 | 9 | Behind the Meter | Customer Bill Savings (e.g., Demand Charge Management, TOU Arbitrage) | Wholesale Market (i.e., Energy, Capacity, Ancillary Services) |  |  |  | Yes | DC-Coupled | Solar | 8640 | 9
430200 | [5 empty] | 2022 | Residential | DUNSTABLE | Lithium Ion |  | Tesla | 13.5 | 0 | 7.6 | Behind the Meter | Customer Bill Savings (e.g., Demand Charge Management, TOU Arbitrage) |  |  |  |  | Yes | DC-Coupled | Solar | 4.8 | 7.6
442679 |  |  | MA - SMART Program |  |  | 2022 | Residential | ROCKPORT | Lithium Ion |  | Generac | 18 | 0 | 7.6 | Behind the Meter | Customer Bill Savings (e.g., Demand Charge Management, TOU Arbitrage) |  |  |  |  | Yes | DC-Coupled | Solar | 11.6 | 7.6
446964 | [5 empty] | 2022 | Residential | NANTUCKET | Lithium Ion |  | Solaredge Technologies Ltd. | 9.7 | 0 | 6 | Behind the Meter | Customer Bill Savings (e.g., Demand Charge Management, TOU Arbitrage) |  |  |  |  | Yes | DC-Coupled | Solar | 6.7 | 6
360552 |  |  | MA - SMART Program |  |  | 2021 | Residential | DRACUT | Lithium Ion |  | StorEdge | 9.3 | 0 | 7.6 | Behind the Meter | Customer Bill Savings (e.g., Demand Charge Management, TOU Arbitrage) |  |  |  |  | Yes | DC-Coupled | Solar |  | 7.6
361418 |  |  | MA - SMART Program |  |  | 2021 | Residential | PALMER | Lithium Ion |  | SolarEdge Technologies | 9.3 | 0 | 6 | Behind the Meter | Customer Bill Savings (e.g., Demand Charge Management, TOU Arbitrage) |  |  |  |  | Yes | Combined AC-&DC-Coupled | Solar | 11.34 | 9.8
360873 |  |  | MA - SMART Program |  |  | 2021 | Residential | SAUGUS | Lithium Ion |  | StorEdge | 9.3 | 0 | 7.6 | Behind the Meter | Customer Bill Savings (e.g., Demand Charge Management, TOU Arbitrage) |  |  |  |  | Yes | DC-Coupled | Solar |  | 7.6
364341 |  |  | MA - SMART Program |  |  | 2021 | Residential | WRENTHAM | Lithium Ion |  | Tesla | 0 | 13.5 | 5 | Behind the Meter | Customer Bill Savings (e.g., Demand Charge Management, TOU Arbitrage) |  |  |  |  | Yes | AC-Coupled | Solar | 8.16 | 12.6
363847 |  |  | MA - SMART Program |  |  | 2021 | Residential | BILLERICA | Lithium Ion |  | Tesla | 0 | 13.5 | 5 | Behind the Meter | Customer Bill Savings (e.g., Demand Charge Management, TOU Arbitrage) |  |  |  |  | Yes | AC-Coupled | Solar | 5.1 | 12.6
314528 |  |  | MA - SMART Program |  |  | 2020 | Residential | BROCKTON | Lithium Ion |  | StorEdge | 9.3 | 0 | 7.6 | Behind the Meter | Customer Bill Savings (e.g., Demand Charge Management, TOU Arbitrage) |  |  |  |  | Yes | DC-Coupled | Solar |  | 7.6
404609 |  |  | MA - SMART Program |  |  | 2022 | Residential | MEDFORD | Lithium Ion |  | Tesla | 0 | 13.5 | 5 | Behind the Meter | Customer Bill Savings (e.g., Demand Charge Management, TOU Arbitrage) |  |  |  |  | Yes | Combined AC-&DC-Coupled | Solar | 7.83 | 12.6
349005 |  |  | MA - SMART Program |  |  | 2021 | Residential | LEOMINSTER | Lithium Ion |  | DELTA ELECTRONICS | 9.3 | 0 | 5.76 | Behind the Meter | Customer Bill Savings (e.g., Demand Charge Management, TOU Arbitrage) |  |  |  |  | Yes | DC-Coupled | Solar | 5.36 | 5.76
351314 |  |  | MA - SMART Program |  |  | 2021 | Residential | BILLERICA | Lithium Ion |  | StorEdge Technologies | 9.3 | 0 | 7.6 | Behind the Meter | Customer Bill Savings (e.g., Demand Charge Management, TOU Arbitrage) |  |  |  |  | Yes | DC-Coupled | Solar |  | 7.6
353263 |  |  | MA - SMART Program |  |  | 2021 | Residential | PEMBROKE | Lithium Ion |  | StorEdge | 9.3 | 0 | 7.6 | Behind the Meter | Customer Bill Savings (e.g., Demand Charge Management, TOU Arbitrage) |  |  |  |  | Yes | DC-Coupled | Solar |  | 7.6
353588 |  |  | MA - SMART Program |  |  | 2021 | Residential | MENDON | Lithium Ion |  | StorEdge | 5 | 0 | 3.8 | Behind the Meter | Customer Bill Savings (e.g., Demand Charge Management, TOU Arbitrage) |  |  |  |  | Yes | DC-Coupled | Solar |  | 3.8
349424 |  |  | MA - SMART Program |  |  | 2021 | Residential | REVERE | Lithium Ion |  | StorEdge | 5 | 0 | 7.6 | Behind the Meter | Customer Bill Savings (e.g., Demand Charge Management, TOU Arbitrage) |  |  |  |  | Yes | DC-Coupled | Solar |  | 7.6
317964 |  |  | MA - SMART Program |  |  | 2020 | Residential | MONSON | Lithium Ion |  | SolarEdge Technologies HD | 9.3 | 0 | 7.6 | Behind the Meter | Customer Bill Savings (e.g., Demand Charge Management, TOU Arbitrage) |  |  |  |  | Yes | DC-Coupled | Solar |  | 7.6
405050 | [5 empty] | 2022 | Residential | FRANKLIN | Lithium Ion |  | Generac | 0 | 6.7 | 7.6 | Behind the Meter | Customer Bill Savings (e.g., Demand Charge Management, TOU Arbitrage) |  |  |  |  | Yes | DC-Coupled | Solar | 9.6 | 7.6
399772 | [5 empty] | 2021 | Residential | FALL RIVER | Lithium Ion |  | Sonnen | 0 | 10 | 4.8 | Behind the Meter | Customer Bill Savings (e.g., Demand Charge Management, TOU Arbitrage) |  |  |  |  | Yes | Separate PCC | Solar |  | 4.8
400114 | [5 empty] | 2022 | Residential | HARVARD | Lithium Ion |  | ENPHASE ENERGY | 18 | 0 | 0.29 | Behind the Meter | Customer Bill Savings (e.g., Demand Charge Management, TOU Arbitrage) |  |  |  |  | Yes | Combined AC-&DC-Coupled | Solar |  | 11.66
370048 |  |  | MA - SMART Program |  |  | 2021 | Residential | NORTHBRIDGE | Lithium Ion |  | ENPHASE ENERGY | 0 | 10.08 | 3.84 | Behind the Meter | Customer Bill Savings (e.g., Demand Charge Management, TOU Arbitrage) |  |  |  |  | Yes | AC-Coupled | Solar |  | 9.6
404644 | [5 empty] | 2022 | Residential | ROCKLAND | Lithium Ion |  | ENPHASE ENERGY | 0 | 3.36 | 1.28 | Behind the Meter | Customer Bill Savings (e.g., Demand Charge Management, TOU Arbitrage) |  |  |  |  | Yes | AC-Coupled | Solar |  | 11.5
400158 | [5 empty] | 2021 | Residential | PLAINVILLE | Lithium Ion |  | Tesla | 13.5 | 13.5 | 5 | Behind the Meter | Customer Bill Savings (e.g., Demand Charge Management, TOU Arbitrage) |  |  |  |  | Yes | AC-Coupled | Solar |  | 15
347225 |  |  | MA - SMART Program |  |  | 2021 | Residential | NORTH ANDOVER | Lithium Ion |  | StorEdge | 9.3 | 0 | 3.8 | Behind the Meter | Customer Bill Savings (e.g., Demand Charge Management, TOU Arbitrage) |  |  |  |  | Yes | DC-Coupled | Solar |  | 3.8
347429 |  |  | MA - SMART Program |  |  | 2021 | Residential | RANDOLPH | Lithium Ion |  | StorEdge | 9.3 | 0 | 7.6 | Behind the Meter | Customer Bill Savings (e.g., Demand Charge Management, TOU Arbitrage) |  |  |  |  | Yes | DC-Coupled | Solar |  | 7.6
325222 |  |  | MA - SMART Program |  |  | 2021 | Residential | MARLBOROUGH | Lithium Ion |  | DELTA ELECTRONICS | 9.3 | 0 | 5.76 | Behind the Meter | Customer Bill Savings (e.g., Demand Charge Management, TOU Arbitrage) |  |  |  |  | Yes | DC-Coupled | Solar | 3.05 | 5.76
370094 |  |  | MA - SMART Program |  |  | 2021 | Residential | MEDFORD | Lithium Ion |  | SolarEdge Technologies | 9.6 | 0 | 6 | Behind the Meter | Customer Bill Savings (e.g., Demand Charge Management, TOU Arbitrage) |  |  |  |  | Yes | DC-Coupled | Solar | 6.8 | 6
369847 |  |  | MA - SMART Program |  |  | 2021 | Residential | NORTH QUINCY | Lithium Ion |  | Tesla | 13.5 | 13.5 | 5 | Behind the Meter | Customer Bill Savings (e.g., Demand Charge Management, TOU Arbitrage) |  |  |  |  | Yes | AC-Coupled | Solar | 6.12 | 11
355437 |  |  | MA - SMART Program |  |  | 2021 | Residential | LYNN | Lithium Ion |  | StorEdge | 9.3 | 0 | 7.6 | Behind the Meter | Customer Bill Savings (e.g., Demand Charge Management, TOU Arbitrage) |  |  |  |  | Yes | DC-Coupled | Solar |  | 7.6
353433 |  |  | MA - SMART Program |  |  | 2021 | Residential | WHITMAN | Lithium Ion |  | StorEdge | 9.3 | 0 | 7.6 | Behind the Meter | Customer Bill Savings (e.g., Demand Charge Management, TOU Arbitrage) |  |  |  |  | Yes | DC-Coupled | Solar |  | 7.6
377245 |  |  | MA - SMART Program |  |  | 2021 | Residential | MILFORD | Lithium Ion |  | Solaredge Technologies | 9.6 | 0 | 6 | Behind the Meter | Customer Bill Savings (e.g., Demand Charge Management, TOU Arbitrage) |  |  |  |  | Yes | Combined AC-&DC-Coupled | Solar | 12.58 | 9.8
325093 |  |  | MA - SMART Program |  |  | 2021 | Residential | GLOUCESTER | Lithium Ion |  | Tesla | 13.5 | 13.5 | 5 | Behind the Meter | Customer Bill Savings (e.g., Demand Charge Management, TOU Arbitrage) |  |  |  |  | Yes | AC-Coupled | Solar | 8.85 | 11.96
370257 |  |  | MA - SMART Program |  |  | 2021 | Residential | LAWRENCE | Lithium Ion |  | DELTA ELECTRONICS | 9.6 | 0 | 7.68 | Behind the Meter | Customer Bill Savings (e.g., Demand Charge Management, TOU Arbitrage) |  |  |  |  | Yes | DC-Coupled | Solar | 8.16 | 7.68
370364 |  |  | MA - SMART Program |  |  | 2021 | Residential | ATTLEBORO | Lithium Ion |  | Tesla | 13.5 | 0 | 5 | Behind the Meter | Customer Bill Savings (e.g., Demand Charge Management, TOU Arbitrage) |  |  |  |  | Yes | AC-Coupled | Solar | 6.84 | 10
347773 |  |  | MA - SMART Program |  |  | 2021 | Residential | ATTLEBORO | Lithium Ion |  | SolarEdge Technologies | 9.3 | 0 | 6 | Behind the Meter | Customer Bill Savings (e.g., Demand Charge Management, TOU Arbitrage) |  |  |  |  | Yes | Combined AC-&DC-Coupled | Solar | 10.08 | 9.8
370551 |  |  | MA - SMART Program |  |  | 2021 | Residential | MEDFORD | Lithium Ion |  | Tesla | 13.5 | 13.5 | 5 | Behind the Meter | Customer Bill Savings (e.g., Demand Charge Management, TOU Arbitrage) |  |  |  |  | Yes | Separate PCC | Solar |  | 5
361058 |  |  | MA - SMART Program |  |  | 2021 | Residential | BELLINGHAM | Lithium Ion |  | StorEdge | 9.3 | 0 | 7.6 | Behind the Meter | Customer Bill Savings (e.g., Demand Charge Management, TOU Arbitrage) |  |  |  |  | Yes | DC-Coupled | Solar |  | 7.6
348462 |  |  | MA - SMART Program |  |  | 2021 | Residential | BELLINGHAM | Lithium Ion |  | StorEdge | 9.3 | 0 | 7.6 | Behind the Meter | Customer Bill Savings (e.g., Demand Charge Management, TOU Arbitrage) |  |  |  |  | Yes | DC-Coupled | Solar |  | 7.6
353675 |  |  | MA - SMART Program |  |  | 2021 | Residential | BEVERLY | Lithium Ion |  | SolarEdge Technologies | 9.3 | 0 | 6 | Behind the Meter | Customer Bill Savings (e.g., Demand Charge Management, TOU Arbitrage) |  |  |  |  | Yes | Combined AC-&DC-Coupled | Solar | 12.58 | 9.8
354441 |  |  | MA - SMART Program |  |  | 2021 | Residential | PEMBROKE | Lithium Ion |  | StorEdge Technologies | 9.3 | 0 | 7.6 | Behind the Meter | Customer Bill Savings (e.g., Demand Charge Management, TOU Arbitrage) |  |  |  |  | Yes | DC-Coupled | Solar |  | 7.6
348364 |  |  | MA - SMART Program |  |  | 2021 | Residential | NORTH EASTON | Lithium Ion |  | StorEdge | 9.3 | 0 | 7.6 | Behind the Meter | Customer Bill Savings (e.g., Demand Charge Management, TOU Arbitrage) |  |  |  |  | Yes | DC-Coupled | Solar |  | 7.6
351771 |  |  | MA - SMART Program |  |  | 2021 | Residential | DRACUT | Lithium Ion |  | StorEdge Technologies | 9.3 | 0 | 7.6 | Behind the Meter | Customer Bill Savings (e.g., Demand Charge Management, TOU Arbitrage) |  |  |  |  | Yes | DC-Coupled | Solar |  | 7.6
354790 |  |  | MA - SMART Program |  |  | 2021 | Residential | PEMBROKE | Lithium Ion |  | StorEdge | 9.3 | 0 | 7.6 | Behind the Meter | Customer Bill Savings (e.g., Demand Charge Management, TOU Arbitrage) |  |  |  |  | Yes | DC-Coupled | Solar |  | 7.6
357532 |  |  | MA - SMART Program |  |  | 2021 | Residential | FOXBORO | Lithium Ion |  | StorEdge | 9.3 | 0 | 7.6 | Behind the Meter | Customer Bill Savings (e.g., Demand Charge Management, TOU Arbitrage) |  |  |  |  | Yes | DC-Coupled | Solar |  | 7.6
357805 |  |  | MA - SMART Program |  |  | 2021 | Residential | SUTTON | Lithium Ion |  | SolarEdge Technologies | 9.3 | 0 | 6 | Behind the Meter | Customer Bill Savings (e.g., Demand Charge Management, TOU Arbitrage) |  |  |  |  | Yes | DC-Coupled | Solar | 12.58 | 6
355595 |  |  | MA - SMART Program |  |  | 2021 | Residential | ABINGTON | Lithium Ion |  | StorEdge | 9.3 | 0 | 7.6 | Behind the Meter | Customer Bill Savings (e.g., Demand Charge Management, TOU Arbitrage) |  |  |  |  | Yes | DC-Coupled | Solar |  | 7.6
355806 | [5 empty] | 2021 | Residential | NORTHBRIDGE | Lithium Ion |  | SolarEdge | 9.3 | 0 | 7.6 | Behind the Meter | Customer Bill Savings (e.g., Demand Charge Management, TOU Arbitrage) |  |  |  |  | Yes | DC-Coupled | Solar |  | 7.6
356228 |  |  | MA - SMART Program |  |  | 2021 | Residential | MEDFORD | Lithium Ion |  | StorEdge Technologies | 9.3 | 0 | 7.6 | Behind the Meter | Customer Bill Savings (e.g., Demand Charge Management, TOU Arbitrage) |  |  |  |  | Yes | DC-Coupled | Solar |  | 7.6
355456 |  |  | MA - SMART Program |  |  | 2021 | Residential | ATTLEBORO | Lithium Ion |  | StorEdge Technologies | 9.3 | 0 | 3.8 | Behind the Meter | Customer Bill Savings (e.g., Demand Charge Management, TOU Arbitrage) |  |  |  |  | Yes | DC-Coupled | Solar |  | 3.8
358455 |  |  | MA - SMART Program |  |  | 2021 | Residential | SOMERSET | Lithium Ion |  | StorEdge | 9.3 | 0 | 7.6 | Behind the Meter | Customer Bill Savings (e.g., Demand Charge Management, TOU Arbitrage) |  |  |  |  | Yes | DC-Coupled | Solar |  | 7.6
371338 |  |  | MA - SMART Program |  |  | 2021 | Residential | SOMERSET | Lithium Ion |  | Generac | 18 | 0 | 7.6 | Behind the Meter | Customer Bill Savings (e.g., Demand Charge Management, TOU Arbitrage) |  |  |  |  | Yes | DC-Coupled | Solar | 9.9 | 7.6
370859 |  |  | MA - SMART Program |  |  | 2021 | Residential | NORTHAMPTON | Lithium Ion |  | Tesla | 13.5 | 13.5 | 5 | Behind the Meter | Customer Bill Savings (e.g., Demand Charge Management, TOU Arbitrage) |  |  |  |  | Yes | Separate PCC | Solar |  | 5
329561 |  |  | MA - SMART Program |  |  | 2021 | Residential | DRACUT | Lithium Ion |  | Tesla | 0 | 13.2 | 5 | Behind the Meter | Customer Bill Savings (e.g., Demand Charge Management, TOU Arbitrage) |  |  |  |  | Yes | AC-Coupled | Solar | 8.16 | 12.6
330500 |  |  | MA - SMART Program |  |  | 2020 | Residential | LEOMINSTER | Lithium Ion |  | DELTA ELECTRONICS | 9.3 | 0 | 7.68 | Behind the Meter | Customer Bill Savings (e.g., Demand Charge Management, TOU Arbitrage) |  |  |  |  | Yes | DC-Coupled | Solar | 9.18 | 7.68
407721 |  |  | MA - SMART Program |  |  | 2022 | Residential | MONTEREY | Lithium Ion |  | SolarEdge | 9.7 | 0 | 10 | Behind the Meter | Customer Bill Savings (e.g., Demand Charge Management, TOU Arbitrage) |  |  |  |  | Yes | DC-Coupled | Solar | 11.2 | 10
331610 |  |  | MA - SMART Program |  |  | 2021 | Residential | LEOMINSTER | Lithium Ion |  | DELTA ELECTRONICS | 9.3 | 0 | 5.76 | Behind the Meter | Customer Bill Savings (e.g., Demand Charge Management, TOU Arbitrage) |  |  |  |  | Yes | DC-Coupled | Solar | 6.71 | 5.76
351245 |  |  | MA - SMART Program |  |  | 2021 | Residential | LEOMINSTER | Lithium Ion |  | SolarEdge Technologies | 9.3 | 0 | 3.8 | Behind the Meter | Customer Bill Savings (e.g., Demand Charge Management, TOU Arbitrage) |  |  |  |  | Yes | DC-Coupled | Solar | 4.41 | 3.8
353683 |  |  | MA - SMART Program |  |  | 2021 | Residential | GRAFTON | Lithium Ion |  | SolarEdge Technologies | 9.3 | 0 | 6 | Behind the Meter | Customer Bill Savings (e.g., Demand Charge Management, TOU Arbitrage) |  |  |  |  | Yes | DC-Coupled | Solar | 12.58 | 6
351911 |  |  | MA - SMART Program |  |  | 2021 | Residential | SWANSEA | Lithium Ion |  | StorEdge Technologies | 9.3 | 0 | 7.6 | Behind the Meter | Customer Bill Savings (e.g., Demand Charge Management, TOU Arbitrage) |  |  |  |  | Yes | DC-Coupled | Solar |  | 7.6
348423 |  |  | MA - SMART Program |  |  | 2021 | Residential | QUINCY | Lithium Ion |  | StorEdge | 9.3 | 0 | 3.8 | Behind the Meter | Customer Bill Savings (e.g., Demand Charge Management, TOU Arbitrage) |  |  |  |  | Yes | DC-Coupled | Solar |  | 3.8
350584 |  |  | MA - SMART Program |  |  | 2021 | Residential | ATTLEBORO | Lithium Ion |  | Tesla | 13.5 | 13.5 | 5 | Behind the Meter | Customer Bill Savings (e.g., Demand Charge Management, TOU Arbitrage) |  |  |  |  | Yes | AC-Coupled | Solar |  | 15
350370 |  |  | MA - SMART Program |  |  | 2021 | Residential | MARLBOROUGH | Lithium Ion |  | SolarEdge Technologies | 9.3 | 0 | 6 | Behind the Meter | Customer Bill Savings (e.g., Demand Charge Management, TOU Arbitrage) |  |  |  |  | Yes | DC-Coupled | Solar | 7.25 | 6
371760 |  |  | MA - SMART Program |  |  | 2021 | Residential | LAWRENCE | Lithium Ion |  | SolarEdge Technologies | 9.6 | 0 | 6 | Behind the Meter | Customer Bill Savings (e.g., Demand Charge Management, TOU Arbitrage) |  |  |  |  | Yes | DC-Coupled | Solar | 6.12 | 6
371225 |  |  | MA - SMART Program |  |  | 2021 | Residential | CHARLTON | Lithium Ion |  | SolarEdge Technologies | 9.6 | 0 | 6 | Behind the Meter | Customer Bill Savings (e.g., Demand Charge Management, TOU Arbitrage) |  |  |  |  | Yes | DC-Coupled | Solar | 12.58 | 6
403128 |  |  | MA - SMART Program |  |  | 2022 | Residential | HOLLAND | Lithium Ion |  | Solar Edge | 9.7 | 0 | 6 | Behind the Meter | Customer Bill Savings (e.g., Demand Charge Management, TOU Arbitrage) |  |  |  |  | Yes | DC-Coupled | Solar |  | 6
411497 |  |  | MA - SMART Program |  |  | 2022 | Residential | WORCESTER | Lithium Ion |  | Tesla | 13.5 | 0 | 7.6 | Behind the Meter | Customer Bill Savings (e.g., Demand Charge Management, TOU Arbitrage) |  |  |  |  | Yes | DC-Coupled | Solar | 9.18 | 7.6
423470 | [5 empty] | 2022 | Residential | TYNGSBORO | Lithium Ion |  | Tesla | 0 | 13.5 | 5 | Behind the Meter | Customer Bill Savings (e.g., Demand Charge Management, TOU Arbitrage) |  |  |  |  | Yes | Separate PCC | Solar |  | 5
371624 |  |  | MA - SMART Program |  |  | 2021 | Residential | BROCKTON | Lithium Ion |  | SolarEdge | 9.3 | 0 | 7.6 | Behind the Meter | Customer Bill Savings (e.g., Demand Charge Management, TOU Arbitrage) |  |  |  |  | Yes | DC-Coupled | Solar |  | 7.6
371666 |  |  | MA - SMART Program |  |  | 2021 | Residential | ADAMS | Lithium Ion |  | SolarEdge Technologies | 9.3 | 0 | 6 | Behind the Meter | Customer Bill Savings (e.g., Demand Charge Management, TOU Arbitrage) |  |  |  |  | Yes | DC-Coupled | Solar | 7.48 | 6
333493 |  |  | MA - SMART Program |  |  | 2020 | Residential | HAVERHILL | Lithium Ion |  | Tesla | 13.5 | 13.2 | 5 | Behind the Meter | Customer Bill Savings (e.g., Demand Charge Management, TOU Arbitrage) |  |  |  |  | Yes | AC-Coupled | Solar | 5.04 | 8.84
423990 |  |  | MA - SMART Program |  |  | 2022 | Residential | ANDOVER | Lithium Ion |  | Tesla | 0 | 13.5 | 5 | Behind the Meter | Customer Bill Savings (e.g., Demand Charge Management, TOU Arbitrage) |  |  |  |  | Yes | AC-Coupled | Solar |  | 11
426404 | [5 empty] | 2022 | Residential | WENDELL | Lithium Ion |  | SolarEdge | 18 | 18 | 3 | Behind the Meter | Customer Bill Savings (e.g., Demand Charge Management, TOU Arbitrage) |  |  |  |  | Yes | DC-Coupled | Solar | 3.7 | 7.1
426405 | [5 empty] | 2022 | Residential | MALDEN | Lithium Ion |  | Tesla | 13.5 | 0 | 7.6 | Behind the Meter | Customer Bill Savings (e.g., Demand Charge Management, TOU Arbitrage) |  |  |  |  | Yes | DC-Coupled | Solar | 9.6 | 7.6
335676 | [5 empty] | 2021 | Residential | MELROSE | Lithium Ion |  | ENPHASE ENERGY | 0 | 3.36 | 1.28 | Behind the Meter | Customer Bill Savings (e.g., Demand Charge Management, TOU Arbitrage) |  |  |  |  | No | AC-Coupled | Solar | 7.68 | 6.4
333998 |  |  | MA - SMART Program |  |  | 2021 | Residential | LOWELL | Lithium Ion |  | LG CHEM | 9.3 | 9.3 | 9.8 | Behind the Meter | Customer Bill Savings (e.g., Demand Charge Management, TOU Arbitrage) |  |  |  |  | Yes | DC-Coupled | Solar | 11.41 | 9.8
356817 |  |  | MA - SMART Program |  |  | 2021 | Residential | HAVERHILL | Lithium Ion |  | StorEdge | 9.3 | 0 | 3.8 | Behind the Meter | Customer Bill Savings (e.g., Demand Charge Management, TOU Arbitrage) |  |  |  |  | Yes | DC-Coupled | Solar |  | 3.8
354735 |  |  | MA - SMART Program |  |  | 2021 | Residential | SOUTH EASTON | Lithium Ion |  | StorEdge Technologies | 9.3 | 0 | 7.6 | Behind the Meter | Customer Bill Savings (e.g., Demand Charge Management, TOU Arbitrage) |  |  |  |  | Yes | DC-Coupled | Solar |  | 7.6
358301 |  |  | MA - SMART Program |  |  | 2021 | Residential | BELLINGHAM | Lithium Ion |  | StorEdge | 9.3 | 0 | 7.6 | Behind the Meter | Customer Bill Savings (e.g., Demand Charge Management, TOU Arbitrage) |  |  |  |  | Yes | DC-Coupled | Solar |  | 7.6
359285 |  |  | MA - SMART Program |  |  | 2021 | Residential | TEWKSBURY | Lithium Ion |  | StorEdge | 9.3 | 0 | 7.6 | Behind the Meter | Customer Bill Savings (e.g., Demand Charge Management, TOU Arbitrage) |  |  |  |  | Yes | DC-Coupled | Solar |  | 7.6
354946 |  |  | MA - SMART Program |  |  | 2021 | Residential | BELLINGHAM | Lithium Ion |  | SolarEdge Technologies | 9.3 | 0 | 3.8 | Behind the Meter | Customer Bill Savings (e.g., Demand Charge Management, TOU Arbitrage) |  |  |  |  | Yes | DC-Coupled | Solar | 9.52 | 3.8
368901 |  |  | MA - SMART Program |  |  | 2021 | Residential | SWANSEA | Lithium Ion |  | SolarEdge Technologies | 9.6 | 0 | 6 | Behind the Meter | Customer Bill Savings (e.g., Demand Charge Management, TOU Arbitrage) |  |  |  |  | Yes | Combined AC-&DC-Coupled | Solar | 12.58 | 9.8
407805 |  |  | MA - SMART Program |  |  | 2022 | Residential | BELCHERTOWN | Lithium Ion |  | SOLAREDGE | 9.7 | 0 | 10 | Behind the Meter | Customer Bill Savings (e.g., Demand Charge Management, TOU Arbitrage) |  |  |  |  | Yes | DC-Coupled | Solar |  | 10
378067 |  |  | MA - SMART Program |  |  | 2021 | Residential | WESTBOROUGH | Lithium Ion |  | Tesla | 13.5 | 13.5 | 5 | Behind the Meter | Customer Bill Savings (e.g., Demand Charge Management, TOU Arbitrage) |  |  |  |  | Yes | Combined AC-&DC-Coupled | Solar | 10.44 | 12.6
373639 |  |  | MA - SMART Program |  |  | 2021 | Residential | WORCESTER | Lithium Ion |  | SolarEdge Technologies | 9.6 | 0 | 6 | Behind the Meter | Customer Bill Savings (e.g., Demand Charge Management, TOU Arbitrage) |  |  |  |  | Yes | DC-Coupled | Solar | 6.46 | 6
374557 |  |  | MA - SMART Program |  |  | 2021 | Residential | BROCKTON | Lithium Ion |  | SolarEdge | 9.3 | 0 | 7.6 | Behind the Meter | Customer Bill Savings (e.g., Demand Charge Management, TOU Arbitrage) |  |  |  |  | Yes | DC-Coupled | Solar |  | 7.6
341525 |  |  | MA - SMART Program |  |  | 2021 | Residential | RANDOLPH | Lithium Ion |  | StorEdge | 9.3 | 0 | 3.8 | Behind the Meter | Customer Bill Savings (e.g., Demand Charge Management, TOU Arbitrage) |  |  |  |  | Yes | DC-Coupled | Solar |  | 3.8
376905 |  |  | MA - SMART Program |  |  | 2021 | Residential | NORTH ANDOVER | Lithium Ion |  | Tesla | 13.5 | 0 | 7.6 | Behind the Meter | Customer Bill Savings (e.g., Demand Charge Management, TOU Arbitrage) |  |  |  |  | Yes | DC-Coupled | Solar | 31.62 | 7.6
374260 |  |  | MA - SMART Program |  |  | 2021 | Residential | METHUEN | Lithium Ion |  | ENPHASE ENERGY | 0 | 10.08 | 3.84 | Behind the Meter | Customer Bill Savings (e.g., Demand Charge Management, TOU Arbitrage) |  |  |  |  | Yes | AC-Coupled | Solar |  | 7.61
382070 |  |  | MA - SMART Program |  |  | 2021 | Residential | STURBRIDGE | Lithium Ion |  | Tesla | 13.5 | 0 | 7.6 | Behind the Meter | Customer Bill Savings (e.g., Demand Charge Management, TOU Arbitrage) |  |  |  |  | Yes | DC-Coupled | Solar | 11.56 | 7.6
380372 |  |  | MA - SMART Program |  |  | 2021 | Residential | EVERETT | Lithium Ion |  | Tesla | 13.5 | 0 | 7.6 | Behind the Meter | Customer Bill Savings (e.g., Demand Charge Management, TOU Arbitrage) |  |  |  |  | Yes | DC-Coupled | Solar | 8.16 | 7.6
376908 |  |  | MA - SMART Program |  |  | 2021 | Residential | TEWKSBURY | Lithium Ion |  | StorEdge | 9.3 | 0 | 7.6 | Behind the Meter | Customer Bill Savings (e.g., Demand Charge Management, TOU Arbitrage) |  |  |  |  | Yes | DC-Coupled | Solar |  | 7.6
345746 |  |  | MA - SMART Program |  |  | 2021 | Residential | LYNN | Lithium Ion |  | StorEdge | 9.8 | 0 | 3.8 | Behind the Meter | Customer Bill Savings (e.g., Demand Charge Management, TOU Arbitrage) |  |  |  |  | Yes | DC-Coupled | Solar |  | 3.8
380803 | [5 empty] | 2021 | Residential | REHOBOTH | Lithium Ion |  | LG CHEM | 9.6 | 0 | 7.6 | Behind the Meter | Customer Bill Savings (e.g., Demand Charge Management, TOU Arbitrage) |  |  |  |  | Yes | DC-Coupled | Solar | 6.12 | 7.6
380281 |  |  | MA - SMART Program |  |  | 2021 | Residential | ANDOVER | Lithium Ion |  | Tesla | 13.5 | 0 | 7.6 | Behind the Meter | Customer Bill Savings (e.g., Demand Charge Management, TOU Arbitrage) |  |  |  |  | Yes | DC-Coupled | Solar | 9.78 | 7.6
345100 |  |  | MA - SMART Program |  |  | 2021 | Residential | RANDOLPH | Lithium Ion |  | StorEdge | 9.3 | 0 | 7.6 | Behind the Meter | Customer Bill Savings (e.g., Demand Charge Management, TOU Arbitrage) |  |  |  |  | Yes | DC-Coupled | Solar |  | 7.6
380260 |  |  | MA - SMART Program |  |  | 2021 | Residential | FRANKLIN | Lithium Ion |  | Tesla | 13.5 | 0 | 7.6 | Behind the Meter | Customer Bill Savings (e.g., Demand Charge Management, TOU Arbitrage) |  |  |  |  | Yes | DC-Coupled | Solar | 8.16 | 7.6
378841 |  |  | MA - SMART Program |  |  | 2021 | Residential | ROCHDALE | Lithium Ion |  | Solaredge Technologies | 9.6 | 0 | 6 | Behind the Meter | Customer Bill Savings (e.g., Demand Charge Management, TOU Arbitrage) |  |  |  |  | Yes | DC-Coupled | Solar | 11.88 | 6
381115 |  |  | MA - SMART Program |  |  | 2021 | Residential | STOUGHTON | Lithium Ion |  | StorEdge | 9.6 | 0 | 3.8 | Behind the Meter | Customer Bill Savings (e.g., Demand Charge Management, TOU Arbitrage) |  |  |  |  | Yes | DC-Coupled | Solar |  | 3.8
397763 |  |  | MA - SMART Program |  |  | 2021 | Residential | LYNN | Lithium Ion |  | Solaredge Technologies | 9.6 | 0 | 7.6 | Behind the Meter | Customer Bill Savings (e.g., Demand Charge Management, TOU Arbitrage) |  |  |  |  | Yes | DC-Coupled | Solar | 10.3 | 7.6
450980 | [5 empty] | 2022 | Residential | SOMERSET | Lithium Ion |  | TESLA | 0 | 13.5 | 5 | Behind the Meter | Customer Bill Savings (e.g., Demand Charge Management, TOU Arbitrage) |  |  |  |  | Yes | AC-Coupled | Solar |  | 15
377356 |  |  | MA - SMART Program |  |  | 2021 | Residential | NEWBURYPORT | Lithium Ion |  | Tesla | 0 | 13.5 | 5 | Behind the Meter | Customer Bill Savings (e.g., Demand Charge Management, TOU Arbitrage) |  |  |  |  | Yes | Combined AC-&DC-Coupled | Solar | 12.3 | 12.6
377823 |  |  | MA - SMART Program |  |  | 2021 | Residential | BARRE | Lithium Ion |  | StorEdge | 9.3 | 0 | 7.6 | Behind the Meter | Customer Bill Savings (e.g., Demand Charge Management, TOU Arbitrage) |  |  |  |  | Yes | DC-Coupled | Solar |  | 7.6
378547 |  |  | MA - SMART Program |  |  | 2021 | Residential | NEW SALEM | Lithium Ion |  | Generac | 17.1 | 0 | 7.6 | Behind the Meter | Customer Bill Savings (e.g., Demand Charge Management, TOU Arbitrage) |  |  |  |  | Yes | DC-Coupled | Solar |  | 7.6
380182 |  |  | MA - SMART Program |  |  | 2021 | Residential | WEYMOUTH | Lithium Ion |  | Tesla | 13.5 | 13.5 | 5 | Behind the Meter | Customer Bill Savings (e.g., Demand Charge Management, TOU Arbitrage) |  |  |  |  | Yes | Combined AC-&DC-Coupled | Solar | 7.77 | 12.6
344458 |  |  | MA - SMART Program |  |  | 2021 | Residential | METHUEN | Lithium Ion |  | StorEdge Technologies | 9.3 | 0 | 7.6 | Behind the Meter | Customer Bill Savings (e.g., Demand Charge Management, TOU Arbitrage) |  |  |  |  | Yes | DC-Coupled | Solar |  | 7.6
469297 | [5 empty] | 2022 | Residential | FRANKLIN | Lithium Ion |  | Tesla | 0 | 13.5 | 5 | Behind the Meter | Customer Bill Savings (e.g., Demand Charge Management, TOU Arbitrage) |  |  |  |  | Yes | Combined AC-&DC-Coupled | Solar | 4.8 | 12.6
372168 |  |  | MA - SMART Program |  |  | 2021 | Residential | ROCHDALE | Lithium Ion |  | DELTA ELECTRONICS | 9.6 | 0 | 7.68 | Behind the Meter | Customer Bill Savings (e.g., Demand Charge Management, TOU Arbitrage) |  |  |  |  | Yes | DC-Coupled | Solar | 9.86 | 7.68
404767 |  |  | MA - SMART Program |  |  | 2022 | Residential | MANCHESTER | Lithium Ion |  | ENPHASE ENERGY | 0 | 3.36 | 1.28 | Behind the Meter | Customer Bill Savings (e.g., Demand Charge Management, TOU Arbitrage) |  |  |  |  | Yes | AC-Coupled | Solar | 7.22 | 11.91
370816 |  |  | MA - SMART Program |  |  | 2021 | Commercial | NORTHAMPTON | Lithium Ion |  | Generac | 18 | 0 | 7.6 | Behind the Meter | Peak Shaving/ Load Leveling | Reliability and Resiliency |  |  |  | Yes | DC-Coupled | Solar |  | 7.6
370638 | [5 empty] | 2021 | Residential | SOUTH GRAFTON | Lithium Ion |  | Tesla | 13.5 | 0 | 5 | Behind the Meter | Customer Bill Savings (e.g., Demand Charge Management, TOU Arbitrage) |  |  |  |  | Yes | AC-Coupled | Solar |  | 11.48
360101 |  |  | MA - SMART Program |  |  | 2021 | Residential | STOUGHTON | Lithium Ion |  | StorEdge | 9.3 | 0 | 7.6 | Behind the Meter | Customer Bill Savings (e.g., Demand Charge Management, TOU Arbitrage) |  |  |  |  | Yes | DC-Coupled | Solar |  | 7.6
362918 |  |  | MA - SMART Program |  |  | 2021 | Residential | NORTH QUINCY | Lithium Ion |  | Generac | 18 | 0 | 7.6 | Behind the Meter | Customer Bill Savings (e.g., Demand Charge Management, TOU Arbitrage) |  |  |  |  | Yes | DC-Coupled | Solar |  | 7.6
362042 |  |  | MA - SMART Program |  |  | 2021 | Residential | WORCESTER | Lithium Ion |  | SolarEdge Technologies | 9.3 | 0 | 7.6 | Behind the Meter | Customer Bill Savings (e.g., Demand Charge Management, TOU Arbitrage) |  |  |  |  | Yes | DC-Coupled | Solar | 9.14 | 7.6
363190 |  |  | MA - SMART Program |  |  | 2021 | Residential | NORTH BILLERICA | Lithium Ion |  | Tesla | 13.5 | 13.2 | 5 | Behind the Meter | Customer Bill Savings (e.g., Demand Charge Management, TOU Arbitrage) |  |  |  |  | Yes | AC-Coupled | Solar | 8.51 | 12.83
362191 |  |  | MA - SMART Program |  |  | 2021 | Residential | LAWRENCE | Lithium Ion |  | StorEdge | 9.3 | 0 | 7.6 | Behind the Meter | Customer Bill Savings (e.g., Demand Charge Management, TOU Arbitrage) |  |  |  |  | Yes | DC-Coupled | Solar |  | 7.6
351053 |  |  | MA - SMART Program |  |  | 2021 | Residential | WEYMOUTH | Lithium Ion |  | Generac | 18 | 0 | 7.6 | Behind the Meter | Customer Bill Savings (e.g., Demand Charge Management, TOU Arbitrage) |  |  |  |  | Yes | DC-Coupled | Solar | 10.21 | 7.6
347426 |  |  | MA - SMART Program |  |  | 2021 | Residential | BROCKTON | Lithium Ion |  | StorEdge | 9.3 | 0 | 7.6 | Behind the Meter | Customer Bill Savings (e.g., Demand Charge Management, TOU Arbitrage) |  |  |  |  | Yes | DC-Coupled | Solar |  | 7.6
369304 |  |  | MA - SMART Program |  |  | 2021 | Residential | MALDEN | Lithium Ion |  | Tesla | 0 | 13.5 | 5 | Behind the Meter | Customer Bill Savings (e.g., Demand Charge Management, TOU Arbitrage) |  |  |  |  | Yes | AC-Coupled | Solar | 7.37 | 12.6
308734 |  |  | MA - SMART Program |  |  | 2020 | Residential | OXFORD | Lithium Ion |  | Tesla | 0 | 5 | 5 | Behind the Meter | Customer Bill Savings (e.g., Demand Charge Management, TOU Arbitrage) |  |  |  |  | Yes | AC-Coupled | Solar | 4.47 | 8.84
399976 |  |  | MA - SMART Program |  |  | 2021 | Residential | RUTLAND | Lithium Ion |  | Solaredge Technologies | 9.6 | 0 | 6 | Behind the Meter | Customer Bill Savings (e.g., Demand Charge Management, TOU Arbitrage) |  |  |  |  | Yes | DC-Coupled | Solar | 8.52 | 6
450430 | [5 empty] | 2022 | Residential | WILBRAHAM | Lithium Ion |  | SolarEdge | 5000 | 5000 | 10 | Behind the Meter | Customer Bill Savings (e.g., Demand Charge Management, TOU Arbitrage) |  |  |  |  | Yes | DC-Coupled | Solar |  | 10
451043 | [5 empty] | 2022 | Residential | STOUGHTON | Lithium Ion |  | Tesla | 13.5 | 0 | 7.6 | Behind the Meter | Customer Bill Savings (e.g., Demand Charge Management, TOU Arbitrage) |  |  |  |  | Yes | DC-Coupled | Solar | 4.8 | 7.6
369438 |  |  | MA - SMART Program |  |  | 2021 | Residential | HOLBROOK | Lithium Ion |  | StorEdge | 9.3 | 0 | 7.6 | Behind the Meter | Customer Bill Savings (e.g., Demand Charge Management, TOU Arbitrage) |  |  |  |  | Yes | DC-Coupled | Solar |  | 7.6
455518 |  |  | MA - SMART Program |  |  | 2022 | Residential | NORTHAMPTON | Lithium Ion |  | SolarEdge | 9.17 | 0 | 10 | Behind the Meter | Customer Bill Savings (e.g., Demand Charge Management, TOU Arbitrage) |  |  |  |  | Yes | DC-Coupled | Solar |  | 10
467089 | [5 empty] | 2022 | Residential | TEWKSBURY | Lithium Ion |  | Tesla | 13.5 | 0 | 7.6 | Behind the Meter | Customer Bill Savings (e.g., Demand Charge Management, TOU Arbitrage) |  |  |  |  | Yes | DC-Coupled | Solar | 8.4 | 7.6
467386 |  |  | MA - SMART Program |  |  | 2022 | Residential | AYER | Lithium Ion |  | DELTA ELECTRONICS | 9.6 | 0 | 7.68 | Behind the Meter | Customer Bill Savings (e.g., Demand Charge Management, TOU Arbitrage) |  |  |  |  | Yes | DC-Coupled | Solar | 9.49 | 7.68
452584 |  |  | MA - Energy Efficiency/ DR Program |  |  | 2022 | Residential | E LONGMEADOW | Lithium Ion |  | Tesla | 0 | 13.5 | 7.6 | Behind the Meter | Customer Bill Savings (e.g., Demand Charge Management, TOU Arbitrage) | Wholesale Market (i.e., Energy, Capacity, Ancillary Services) |  |  |  | Yes | Combined AC-&DC-Coupled | Solar | 8.8 | 11.4
453452 | [5 empty] | 2022 | Residential | REHOBOTH | Lithium Ion |  | Tesla | 13.5 | 0 | 7.6 | Behind the Meter | Customer Bill Savings (e.g., Demand Charge Management, TOU Arbitrage) |  |  |  |  | Yes | DC-Coupled | Solar | 9.6 | 7.6
452935 |  |  | MA - SMART Program |  |  | 2022 | Residential | NORTHAMPTON | Lithium Ion |  | SolarEdge | 19.4 | 19.4 | 10 | Behind the Meter | Customer Bill Savings (e.g., Demand Charge Management, TOU Arbitrage) |  |  |  |  | Yes | DC-Coupled | Solar |  | 10
452938 | [5 empty] | 2022 | Residential | SEEKONK | Lithium Ion |  | generac | 12 | 0 | 7.6 | Behind the Meter | Customer Bill Savings (e.g., Demand Charge Management, TOU Arbitrage) |  |  |  |  | Yes | DC-Coupled | Solar | 4.8 | 7.6
338354 |  |  | MA - SMART Program |  |  | 2021 | Residential | WESTFORD | Lithium Ion |  | Tesla | 13.5 | 13.5 | 5 | Behind the Meter | Customer Bill Savings (e.g., Demand Charge Management, TOU Arbitrage) |  |  |  |  | Yes | AC-Coupled | Solar | 4.08 | 13.8
352606 |  |  | MA - SMART Program |  |  | 2021 | Residential | STOUGHTON | Lithium Ion |  | StorEdge | 9.3 | 0 | 7.6 | Behind the Meter | Customer Bill Savings (e.g., Demand Charge Management, TOU Arbitrage) |  |  |  |  | Yes | DC-Coupled | Solar |  | 7.6
352686 |  |  | MA - SMART Program |  |  | 2021 | Residential | SALEM | Lithium Ion |  | StorEdge | 9.3 | 0 | 7.6 | Behind the Meter | Customer Bill Savings (e.g., Demand Charge Management, TOU Arbitrage) |  |  |  |  | Yes | DC-Coupled | Solar |  | 7.6
354391 |  |  | MA - SMART Program |  |  | 2021 | Residential | SALEM | Lithium Ion |  | StorEdge | 9.3 | 0 | 7.6 | Behind the Meter | Customer Bill Savings (e.g., Demand Charge Management, TOU Arbitrage) |  |  |  |  | Yes | DC-Coupled | Solar |  | 15.2
356736 |  |  | MA - SMART Program |  |  | 2021 | Commercial | MALDEN | Lithium Ion |  | Generac | 11.4 | 0 | 11.4 | Behind the Meter | Peak Shaving/ Load Leveling | Reliability and Resiliency |  |  |  | Yes | DC-Coupled | Solar |  | 22.8
356766 |  |  | MA - SMART Program |  |  | 2021 | Residential | BROCKTON | Lithium Ion |  | StorEdge | 9.3 | 0 | 7.6 | Behind the Meter | Customer Bill Savings (e.g., Demand Charge Management, TOU Arbitrage) |  |  |  |  | Yes | DC-Coupled | Solar |  | 7.6
355449 |  |  | MA - SMART Program |  |  | 2021 | Residential | BROCKTON | Lithium Ion |  | StorEdge | 9.3 | 0 | 7.6 | Behind the Meter | Customer Bill Savings (e.g., Demand Charge Management, TOU Arbitrage) |  |  |  |  | Yes | DC-Coupled | Solar |  | 7.6
358260 |  |  | MA - SMART Program |  |  | 2021 | Residential | WORCESTER | Lithium Ion |  | Generac | 8.6 | 0 | 7.6 | Behind the Meter | Customer Bill Savings (e.g., Demand Charge Management, TOU Arbitrage) |  |  |  |  | Yes | DC-Coupled | Solar | 3.96 | 7.6
362121 |  |  | MA - SMART Program |  |  | 2021 | Residential | RANDOLPH | Lithium Ion |  | StorEdge | 9.3 | 0 | 7.6 | Behind the Meter | Customer Bill Savings (e.g., Demand Charge Management, TOU Arbitrage) |  |  |  |  | Yes | DC-Coupled | Solar |  | 7.6
358706 |  |  | MA - SMART Program |  |  | 2021 | Residential | WESTPORT | Lithium Ion |  | StorEdge | 9.3 | 0 | 7.6 | Behind the Meter | Customer Bill Savings (e.g., Demand Charge Management, TOU Arbitrage) |  |  |  |  | Yes | DC-Coupled | Solar |  | 7.6
361897 |  |  | MA - SMART Program |  |  | 2021 | Residential | CHARLTON | Lithium Ion |  | StorEdge | 9.3 | 0 | 7.6 | Behind the Meter | Customer Bill Savings (e.g., Demand Charge Management, TOU Arbitrage) |  |  |  |  | Yes | DC-Coupled | Solar |  | 7.6
358025 |  |  | MA - SMART Program |  |  | 2021 | Residential | WILBRAHAM | Lithium Ion |  | StorEdge | 9.3 | 0 | 7.6 | Behind the Meter | Customer Bill Savings (e.g., Demand Charge Management, TOU Arbitrage) |  |  |  |  | Yes | DC-Coupled | Solar |  | 7.6
362419 |  |  | MA - SMART Program |  |  | 2021 | Residential | PLAINVILLE | Lithium Ion |  | StorEdge | 9.3 | 0 | 3.8 | Behind the Meter | Customer Bill Savings (e.g., Demand Charge Management, TOU Arbitrage) |  |  |  |  | Yes | DC-Coupled | Solar |  | 3.8
362782 |  |  | MA - SMART Program |  |  | 2021 | Residential | WORCESTER | Lithium Ion |  | Tesla | 13.5 | 13.5 | 5 | Behind the Meter | Customer Bill Savings (e.g., Demand Charge Management, TOU Arbitrage) |  |  |  |  | Yes | AC-Coupled | Solar | 3.02 | 8.8
362081 |  |  | MA - SMART Program |  |  | 2021 | Residential | WESTMINSTER | Lithium Ion |  | StorEdge | 9.3 | 0 | 7.6 | Behind the Meter | Customer Bill Savings (e.g., Demand Charge Management, TOU Arbitrage) |  |  |  |  | Yes | DC-Coupled | Solar |  | 7.6
361934 |  |  | MA - SMART Program |  |  | 2021 | Residential | DIGHTON | Lithium Ion |  | SolarEdge Technologies | 9.3 | 0 | 6 | Behind the Meter | Customer Bill Savings (e.g., Demand Charge Management, TOU Arbitrage) |  |  |  |  | Yes | DC-Coupled | Solar | 7.82 | 6
361251 |  |  | MA - SMART Program |  |  | 2021 | Residential | MEDFORD | Lithium Ion |  | StorEdge | 9.3 | 0 | 3.8 | Behind the Meter | Customer Bill Savings (e.g., Demand Charge Management, TOU Arbitrage) |  |  |  |  | Yes | DC-Coupled | Solar |  | 3.8
361076 |  |  | MA - SMART Program |  |  | 2021 | Residential | SOUTHBOROUGH | Lithium Ion |  | DELTA ELECTRONICS | 9.3 | 0 | 3.84 | Behind the Meter | Customer Bill Savings (e.g., Demand Charge Management, TOU Arbitrage) |  |  |  |  | Yes | DC-Coupled | Solar | 1.89 | 9.09
361892 | [5 empty] | 2021 | Residential | WENDELL | Lithium Ion |  | SolarEdge | 5 | 0 | 10 | Behind the Meter | Customer Bill Savings (e.g., Demand Charge Management, TOU Arbitrage) |  |  |  |  | Yes | DC-Coupled | Solar |  | 10
359368 |  |  | MA - SMART Program |  |  | 2021 | Residential | WORCESTER | Lithium Ion |  | StorEdge | 9.3 | 0 | 7.6 | Behind the Meter | Customer Bill Savings (e.g., Demand Charge Management, TOU Arbitrage) |  |  |  |  | Yes | DC-Coupled | Solar |  | 7.6
361125 |  |  | MA - SMART Program |  |  | 2021 | Residential | LAWRENCE | Lithium Ion |  | Tesla | 13.5 | 13.2 | 5 | Behind the Meter | Customer Bill Savings (e.g., Demand Charge Management, TOU Arbitrage) |  |  |  |  | Yes | AC-Coupled | Solar | 5.42 | 11
360466 |  |  | MA - SMART Program |  |  | 2021 | Residential | MEDFORD | Lithium Ion |  | Tesla | 13.5 | 13.5 | 5 | Behind the Meter | Customer Bill Savings (e.g., Demand Charge Management, TOU Arbitrage) |  |  |  |  | Yes | AC-Coupled | Solar |  | 10.51
443255 |  |  | MA - SMART Program |  |  | 2022 | Residential | BROOKFIELD | Lithium Ion |  | SolarEdge Technologies | 9.6 | 0 | 6 | Behind the Meter | Customer Bill Savings (e.g., Demand Charge Management, TOU Arbitrage) |  |  |  |  | Yes | DC-Coupled | Solar | 6.8 | 6
443475 | [5 empty] | 2022 | Residential | BILLERICA | Lithium Ion |  | Generac | 18 | 0 | 7.6 | Behind the Meter | Customer Bill Savings (e.g., Demand Charge Management, TOU Arbitrage) |  |  |  |  | Yes | DC-Coupled | Solar | 11.85 | 7.6
443287 |  |  | MA - SMART Program |  |  | 2022 | Residential | WILBRAHAM | Lithium Ion |  | SolarEdge Technologies | 9.6 | 0 | 10 | Behind the Meter | Customer Bill Savings (e.g., Demand Charge Management, TOU Arbitrage) |  |  |  |  | Yes | DC-Coupled | Solar | 11.9 | 10
372085 |  |  | MA - SMART Program |  |  | 2021 | Residential | BROCKTON | Lithium Ion |  | StorEdge | 9.3 | 0 | 7.6 | Behind the Meter | Customer Bill Savings (e.g., Demand Charge Management, TOU Arbitrage) |  |  |  |  | Yes | DC-Coupled | Solar |  | 7.6
407959 |  |  | MA - SMART Program |  |  | 2022 | Residential | NORTHBOROUGH | Lithium Ion |  | Tesla | 0 | 13.5 | 5 | Behind the Meter | Customer Bill Savings (e.g., Demand Charge Management, TOU Arbitrage) |  |  |  |  | Yes | Combined AC-&DC-Coupled | Solar | 12.4 | 12.6
372038 |  |  | MA - SMART Program |  |  | 2021 | Residential | SALEM | Lithium Ion |  | ENPHASE ENERGY | 0 | 10.08 | 3.84 | Behind the Meter | Customer Bill Savings (e.g., Demand Charge Management, TOU Arbitrage) |  |  |  |  | Yes | AC-Coupled | Solar |  | 11.38
371988 | [5 empty] | 2021 | Residential | CHARLEMONT | Lithium Ion |  | Sonnen | 0 | 12.5 | 7 | Behind the Meter | Customer Bill Savings (e.g., Demand Charge Management, TOU Arbitrage) |  |  |  |  | Yes | Separate PCC | Solar |  | 7
352873 |  |  | MA - SMART Program |  |  | 2021 | Residential | BROCKTON | Lithium Ion |  | StorEdge Technologies | 9.3 | 0 | 3.8 | Behind the Meter | Customer Bill Savings (e.g., Demand Charge Management, TOU Arbitrage) |  |  |  |  | Yes | DC-Coupled | Solar |  | 3.8
352943 |  |  | MA - SMART Program |  |  | 2021 | Residential | METHUEN | Lithium Ion |  | StorEdge | 9.3 | 0 | 7.6 | Behind the Meter | Customer Bill Savings (e.g., Demand Charge Management, TOU Arbitrage) |  |  |  |  | Yes | DC-Coupled | Solar |  | 7.6
357555 |  |  | MA - SMART Program |  |  | 2021 | Residential | LAWRENCE | Lithium Ion |  | StorEdge | 9.3 | 0 | 7.6 | Behind the Meter | Customer Bill Savings (e.g., Demand Charge Management, TOU Arbitrage) |  |  |  |  | Yes | DC-Coupled | Solar |  | 7.6
356197 |  |  | MA - SMART Program |  |  | 2021 | Residential | EVERETT | Lithium Ion |  | SolarEdge Technologies | 9.3 | 0 | 3.8 | Behind the Meter | Customer Bill Savings (e.g., Demand Charge Management, TOU Arbitrage) |  |  |  |  | Yes | DC-Coupled | Solar | 4.42 | 3.8
360263 |  |  | MA - SMART Program |  |  | 2021 | Residential | MARLBOROUGH | Lithium Ion |  | StorEdge Technologies | 9.3 | 0 | 7.6 | Behind the Meter | Customer Bill Savings (e.g., Demand Charge Management, TOU Arbitrage) |  |  |  |  | Yes | DC-Coupled | Solar |  | 7.6
362444 |  |  | MA - SMART Program |  |  | 2021 | Residential | ADAMS | Lithium Ion |  | SolarEdge Technologies | 9.3 | 0 | 6 | Behind the Meter | Customer Bill Savings (e.g., Demand Charge Management, TOU Arbitrage) |  |  |  |  | Yes | DC-Coupled | Solar | 3.31 | 6
360621 |  |  | MA - SMART Program |  |  | 2021 | Residential | HOPEDALE | Lithium Ion |  | Storedge | 9.3 | 0 | 3.8 | Behind the Meter | Customer Bill Savings (e.g., Demand Charge Management, TOU Arbitrage) |  |  |  |  | Yes | DC-Coupled | Solar | 4.16 | 3.8
364887 |  |  | MA - SMART Program |  |  | 2021 | Residential | LYNN | Lithium Ion |  | StorEdge | 9.3 | 0 | 3.8 | Behind the Meter | Customer Bill Savings (e.g., Demand Charge Management, TOU Arbitrage) |  |  |  |  | Yes | DC-Coupled | Solar |  | 3.8
362373 |  |  | MA - SMART Program |  |  | 2021 | Residential | PLAINVILLE | Lithium Ion |  | StorEdge | 9.3 | 0 | 7.6 | Behind the Meter | Customer Bill Savings (e.g., Demand Charge Management, TOU Arbitrage) |  |  |  |  | Yes | DC-Coupled | Solar |  | 7.6
362515 |  |  | MA - SMART Program |  |  | 2021 | Residential | WINTHROP | Lithium Ion |  | SolarEdge Technologies | 9.3 | 0 | 3.8 | Behind the Meter | Customer Bill Savings (e.g., Demand Charge Management, TOU Arbitrage) |  |  |  |  | Yes | DC-Coupled | Solar | 2.72 | 3.8
367254 |  |  | MA - SMART Program |  |  | 2021 | Residential | TEWKSBURY | Lithium Ion |  | LG CHEM | 9.8 | 0 | 3.8 | Behind the Meter | Customer Bill Savings (e.g., Demand Charge Management, TOU Arbitrage) |  |  |  |  | Yes | DC-Coupled | Solar | 4.42 | 3.8
365613 |  |  | MA - SMART Program |  |  | 2021 | Commercial | ATTLEBORO | Lithium Ion |  | StorEdge | 9.3 | 0 | 7.6 | Behind the Meter | Peak Shaving/ Load Leveling | Reliability and Resiliency |  |  |  | Yes | DC-Coupled | Solar |  | 7.6
364834 |  |  | MA - SMART Program |  |  | 2021 | Residential | NORTH GRAFTON | Lithium Ion |  | SolarEdge Technologies | 9.3 | 0 | 6 | Behind the Meter | Customer Bill Savings (e.g., Demand Charge Management, TOU Arbitrage) |  |  |  |  | Yes | Combined AC-&DC-Coupled | Solar | 12.58 | 9.8
368678 |  |  | MA - SMART Program |  |  | 2021 | Residential | ROCKLAND | Lithium Ion |  | StorEdge | 9.3 | 0 | 7.6 | Behind the Meter | Customer Bill Savings (e.g., Demand Charge Management, TOU Arbitrage) |  |  |  |  | Yes | DC-Coupled | Solar |  | 7.6
364884 |  |  | MA - SMART Program |  |  | 2021 | Residential | FRANKLIN | Lithium Ion |  | StorEdge | 9.3 | 0 | 7.6 | Behind the Meter | Customer Bill Savings (e.g., Demand Charge Management, TOU Arbitrage) |  |  |  |  | Yes | DC-Coupled | Solar |  | 7.6
368576 |  |  | MA - SMART Program |  |  | 2021 | Residential | WESTFORD | Lithium Ion |  | Tesla | 0 | 13.5 | 5 | Behind the Meter | Customer Bill Savings (e.g., Demand Charge Management, TOU Arbitrage) |  |  |  |  | Yes | Combined AC-&DC-Coupled | Solar | 12.24 | 12.6
366899 |  |  | MA - SMART Program |  |  | 2021 | Commercial | HALIFAX | Lithium Ion |  | SolarEdge Technologies | 9.6 | 0 | 6 | Behind the Meter | Peak Shaving/ Load Leveling | Reliability and Resiliency |  |  |  | Yes | Combined AC-&DC-Coupled | Solar | 12.24 | 9.8
366715 |  |  | MA - SMART Program |  |  | 2021 | Residential | NORTHBOROUGH | Lithium Ion |  | ENPHASE ENERGY | 0 | 10.08 | 3.84 | Behind the Meter | Customer Bill Savings (e.g., Demand Charge Management, TOU Arbitrage) |  |  |  |  | Yes | AC-Coupled | Solar |  | 19.06
368577 |  |  | MA - SMART Program |  |  | 2021 | Residential | BROCKTON | Lithium Ion |  | StorEdge | 9.3 | 0 | 7.6 | Behind the Meter | Customer Bill Savings (e.g., Demand Charge Management, TOU Arbitrage) |  |  |  |  | Yes | DC-Coupled | Solar |  | 7.6
445287 | [5 empty] | 2022 | Residential | METHUEN | Lithium Ion |  | Generac | 18 | 18 | 7.6 | Behind the Meter | Customer Bill Savings (e.g., Demand Charge Management, TOU Arbitrage) |  |  |  |  | Yes | Combined AC-&DC-Coupled | Solar | 13.83 | 10
445189 |  |  | MA - SMART Program |  |  | 2022 | Residential | FLORENCE | Lithium Ion |  | ENPHASE ENERGY | 10.5 | 0 | 3.84 | Behind the Meter | Customer Bill Savings (e.g., Demand Charge Management, TOU Arbitrage) |  |  |  |  | Yes | AC-Coupled | Solar |  | 9.93
448439 | [5 empty] | 2022 | Residential | SOMERSET | Lithium Ion |  | TESLA | 0 | 13.5 | 5 | Behind the Meter | Customer Bill Savings (e.g., Demand Charge Management, TOU Arbitrage) |  |  |  |  | Yes | AC-Coupled | Solar |  | 11
372182 |  |  | MA - SMART Program |  |  | 2021 | Residential | TOPSFIELD | Lithium Ion |  | StorEdge | 9.6 | 0 | 7.6 | Behind the Meter | Customer Bill Savings (e.g., Demand Charge Management, TOU Arbitrage) |  |  |  |  | Yes | DC-Coupled | Solar |  | 7.6
372179 |  |  | MA - SMART Program |  |  | 2021 | Residential | OXFORD | Lithium Ion |  | SolarEdge | 9.3 | 0 | 7.6 | Behind the Meter | Customer Bill Savings (e.g., Demand Charge Management, TOU Arbitrage) |  |  |  |  | Yes | DC-Coupled | Solar |  | 7.6
405112 |  |  | MA - SMART Program |  |  | 2022 | Residential | MALDEN | Lithium Ion |  | ENPHASE ENERGY | 0 | 10.06 | 3.84 | Behind the Meter | Customer Bill Savings (e.g., Demand Charge Management, TOU Arbitrage) |  |  |  |  | Yes | AC-Coupled | Solar | 5.66 | 8.377
364870 |  |  | MA - SMART Program |  |  | 2021 | Residential | SHIRLEY | Lithium Ion |  | Tesla | 13.5 | 13.2 | 5 | Behind the Meter | Customer Bill Savings (e.g., Demand Charge Management, TOU Arbitrage) |  |  |  |  | Yes | AC-Coupled | Solar | 5.44 | 8.8
367674 |  |  | MA - SMART Program |  |  | 2021 | Residential | GRAFTON | Lithium Ion |  | Generac | 18 | 0 | 7.6 | Behind the Meter | Customer Bill Savings (e.g., Demand Charge Management, TOU Arbitrage) |  |  |  |  | Yes | DC-Coupled | Solar | 10.54 | 7.6
368279 |  |  | MA - SMART Program |  |  | 2021 | Residential | NORTHAMPTON | Lithium Ion |  | SunPower | 0 | 26 | 6.4 | Behind the Meter | Customer Bill Savings (e.g., Demand Charge Management, TOU Arbitrage) |  |  |  |  | Yes | AC-Coupled | Solar |  | 13.33
364982 |  |  | MA - SMART Program |  |  | 2021 | Residential | RUTLAND | Lithium Ion |  | Tesla | 13.5 | 13.5 | 5 | Behind the Meter | Customer Bill Savings (e.g., Demand Charge Management, TOU Arbitrage) |  |  |  |  | Yes | AC-Coupled | Solar | 12.92 | 14.12
368572 |  |  | MA - SMART Program |  |  | 2021 | Residential | WEST NEWBURY | Lithium Ion |  | StorEdge | 9.3 | 0 | 7.6 | Behind the Meter | Customer Bill Savings (e.g., Demand Charge Management, TOU Arbitrage) |  |  |  |  | Yes | DC-Coupled | Solar |  | 7.6
366897 |  |  | MA - SMART Program |  |  | 2021 | Residential | BELLINGHAM | Lithium Ion |  | Generac | 17.1 | 0 | 7.6 | Behind the Meter | Customer Bill Savings (e.g., Demand Charge Management, TOU Arbitrage) |  |  |  |  | Yes | DC-Coupled | Solar | 11.52 | 7.6
368782 |  |  | MA - SMART Program |  |  | 2021 | Residential | DRACUT | Lithium Ion |  | SolarEdge | 9.3 | 0 | 7.6 | Behind the Meter | Customer Bill Savings (e.g., Demand Charge Management, TOU Arbitrage) |  |  |  |  | Yes | DC-Coupled | Solar |  | 7.6
372066 |  |  | MA - SMART Program |  |  | 2021 | Residential | BROCKTON | Lithium Ion |  | Generac | 18 | 0 | 7.6 | Behind the Meter | Customer Bill Savings (e.g., Demand Charge Management, TOU Arbitrage) |  |  |  |  | Yes | DC-Coupled | Solar | 8.58 | 7.6
341486 |  |  | MA - SMART Program |  |  | 2021 | Residential | NORTHBOROUGH | Lithium Ion |  | Sonnen | 0 | 9.5 | 4.8 | Behind the Meter | Customer Bill Savings (e.g., Demand Charge Management, TOU Arbitrage) |  |  |  |  | Yes | AC-Coupled | Solar | 3.7 | 14.63
341509 |  |  | MA - SMART Program |  |  | 2021 | Residential | WESTBOROUGH | Lithium Ion |  | StorEdge | 9.3 | 0 | 7.6 | Behind the Meter | Customer Bill Savings (e.g., Demand Charge Management, TOU Arbitrage) |  |  |  |  | Yes | DC-Coupled | Solar |  | 7.6
341406 |  |  | MA - SMART Program |  |  | 2021 | Residential | SOUTH LANCASTER | Lithium Ion |  | SolarEdge Technologies | 9.3 | 0 | 6 | Behind the Meter | Customer Bill Savings (e.g., Demand Charge Management, TOU Arbitrage) |  |  |  |  | Yes | Combined AC-&DC-Coupled | Solar | 11.34 | 9.8
339827 |  |  | MA - SMART Program |  |  | 2021 | Residential | MARLBOROUGH | Lithium Ion |  | Tesla | 0 | 13.5 | 5 | Behind the Meter | Customer Bill Savings (e.g., Demand Charge Management, TOU Arbitrage) |  |  |  |  | Yes | AC-Coupled | Solar | 8.16 | 12.6
344593 |  |  | MA - SMART Program |  |  | 2021 | Residential | MALDEN | Lithium Ion |  | StorEdge | 9.3 | 0 | 3.8 | Behind the Meter | Customer Bill Savings (e.g., Demand Charge Management, TOU Arbitrage) |  |  |  |  | Yes | DC-Coupled | Solar |  | 3.8
340875 |  |  | MA - SMART Program |  |  | 2021 | Residential | AUBURN | Lithium Ion |  | DELTA ELECTRONICS | 9.3 | 0 | 3.84 | Behind the Meter | Customer Bill Savings (e.g., Demand Charge Management, TOU Arbitrage) |  |  |  |  | Yes | DC-Coupled | Solar | 3.15 | 3.84
377213 |  |  | MA - SMART Program |  |  | 2021 | Residential | NORTH GRAFTON | Lithium Ion |  | Tesla | 13.5 | 13.5 | 5 | Behind the Meter | Customer Bill Savings (e.g., Demand Charge Management, TOU Arbitrage) |  |  |  |  | Yes | AC-Coupled | Solar | 7.82 | 16.52
377111 |  |  | MA - SMART Program |  |  | 2021 | Residential | HAVERHILL | Lithium Ion |  | SolarEdge | 9.3 | 0 | 3.8 | Behind the Meter | Customer Bill Savings (e.g., Demand Charge Management, TOU Arbitrage) |  |  |  |  | Yes | DC-Coupled | Solar | 3.4 | 3.8
377221 |  |  | MA - SMART Program |  |  | 2021 | Residential | ROCKLAND | Lithium Ion |  | Tesla | 13.5 | 13.5 | 5 | Behind the Meter | Customer Bill Savings (e.g., Demand Charge Management, TOU Arbitrage) |  |  |  |  | Yes | Combined AC-&DC-Coupled | Solar | 7.48 | 12.6
378589 |  |  | MA - SMART Program |  |  | 2021 | Residential | HAVERHILL | Lithium Ion |  | DELTA ELECTRONICS | 9.6 | 0 | 3.84 | Behind the Meter | Customer Bill Savings (e.g., Demand Charge Management, TOU Arbitrage) |  |  |  |  | Yes | DC-Coupled | Solar | 4.32 | 3.84
345441 |  |  | MA - SMART Program |  |  | 2021 | Residential | BELLINGHAM | Lithium Ion |  | DELTA ELECTRONICS | 9.3 | 0 | 5.76 | Behind the Meter | Customer Bill Savings (e.g., Demand Charge Management, TOU Arbitrage) |  |  |  |  | Yes | DC-Coupled | Solar | 5.36 | 5.76
375788 |  |  | MA - SMART Program |  |  | 2021 | Residential | WARE | Lithium Ion |  | DELTA ELECTRONICS | 9.6 | 0 | 5.76 | Behind the Meter | Customer Bill Savings (e.g., Demand Charge Management, TOU Arbitrage) |  |  |  |  | Yes | DC-Coupled | Solar | 7.92 | 5.76
374843 |  |  | MA - SMART Program |  |  | 2021 | Residential | WORCESTER | Lithium Ion |  | DELTA ELECTRONICS | 9.6 | 0 | 3.84 | Behind the Meter | Customer Bill Savings (e.g., Demand Charge Management, TOU Arbitrage) |  |  |  |  | Yes | DC-Coupled | Solar | 4.08 | 3.84
380120 |  |  | MA - SMART Program |  |  | 2021 | Residential | DRACUT | Lithium Ion |  | Tesla | 13.5 | 13.5 | 5 | Behind the Meter | Customer Bill Savings (e.g., Demand Charge Management, TOU Arbitrage) |  |  |  |  | Yes | Combined AC-&DC-Coupled | Solar | 9.2 | 12.6
373537 |  |  | MA - SMART Program |  |  | 2021 | Residential | SEEKONK | Lithium Ion |  | Generac | 18 | 0 | 7.6 | Behind the Meter | Customer Bill Savings (e.g., Demand Charge Management, TOU Arbitrage) |  |  |  |  | Yes | DC-Coupled | Solar | 7.82 | 7.6
376342 |  |  | MA - SMART Program |  |  | 2021 | Residential | WINCHDON SPGS | Lithium Ion |  | Tesla | 13.5 | 0 | 7.6 | Behind the Meter | Customer Bill Savings (e.g., Demand Charge Management, TOU Arbitrage) |  |  |  |  | Yes | DC-Coupled | Solar | 4.08 | 7.6
379680 | [5 empty] | 2021 | Residential | WESTBOROUGH | Lithium Ion |  | Generac | 18 | 0 | 7.6 | Behind the Meter | Customer Bill Savings (e.g., Demand Charge Management, TOU Arbitrage) |  |  |  |  | Yes | DC-Coupled | Solar | 10.64 | 7.6
381382 |  |  | MA - SMART Program |  |  | 2021 | Residential | ALFORD | Lithium Ion |  | SolarEdge Tecnologies | 9.6 | 0 | 6 | Behind the Meter | Customer Bill Savings (e.g., Demand Charge Management, TOU Arbitrage) |  |  |  |  | Yes | Combined AC-&DC-Coupled | Solar | 13.26 | 9.8
372340 |  |  | MA - SMART Program |  |  | 2021 | Residential | SHIRLEY | Lithium Ion |  | SolarEdge Technologies | 9.6 | 0 | 7.6 | Behind the Meter | Customer Bill Savings (e.g., Demand Charge Management, TOU Arbitrage) |  |  |  |  | Yes | DC-Coupled | Solar | 9.18 | 7.6
378061 |  |  | MA - SMART Program |  |  | 2021 | Residential | ATTLEBORO | Lithium Ion |  | SolarEdge Technologies | 9.6 | 0 | 3.8 | Behind the Meter | Customer Bill Savings (e.g., Demand Charge Management, TOU Arbitrage) |  |  |  |  | Yes | DC-Coupled | Solar | 8.25 | 3.8
380090 |  |  | MA - SMART Program |  |  | 2021 | Residential | EVERETT | Lithium Ion |  | Tesla | 13.5 | 0 | 7.6 | Behind the Meter | Customer Bill Savings (e.g., Demand Charge Management, TOU Arbitrage) |  |  |  |  | Yes | DC-Coupled | Solar | 8.14 | 7.6
379201 |  |  | MA - SMART Program |  |  | 2021 | Residential | ANDOVER | Lithium Ion |  | Tesla | 13.5 | 0 | 7.6 | Behind the Meter | Customer Bill Savings (e.g., Demand Charge Management, TOU Arbitrage) |  |  |  |  | Yes | DC-Coupled | Solar | 10.54 | 7.6
344333 |  |  | MA - SMART Program |  |  | 2021 | Residential | SALEM | Lithium Ion |  | SolarEdge Technologies | 9.3 | 0 | 6 | Behind the Meter | Customer Bill Savings (e.g., Demand Charge Management, TOU Arbitrage) |  |  |  |  | Yes | Combined AC-&DC-Coupled | Solar | 10.71 | 9.8
372672 |  |  | MA - SMART Program |  |  | 2021 | Residential | FALL RIVER | Lithium Ion |  | Solaredge Technologies | 9.6 | 0 | 6 | Behind the Meter | Customer Bill Savings (e.g., Demand Charge Management, TOU Arbitrage) |  |  |  |  | Yes | Combined AC-&DC-Coupled | Solar | 13.26 | 9.8
378008 |  |  | MA - SMART Program |  |  | 2021 | Residential | BRIDGEWATER | Lithium Ion |  | StorEdge | 9.3 | 0 | 7.6 | Behind the Meter | Customer Bill Savings (e.g., Demand Charge Management, TOU Arbitrage) |  |  |  |  | Yes | DC-Coupled | Solar |  | 7.6
378570 |  |  | MA - SMART Program |  |  | 2021 | Residential | HAYDENVILLE | Lithium Ion |  | DELTA ELECTRONICS | 9.6 | 0 | 5.76 | Behind the Meter | Customer Bill Savings (e.g., Demand Charge Management, TOU Arbitrage) |  |  |  |  | Yes | DC-Coupled | Solar | 7.2 | 5.76
382177 |  |  | MA - SMART Program |  |  | 2021 | Residential | MEDFORD | Lithium Ion |  | SolarEdge Technologies | 9.6 | 0 | 6 | Behind the Meter | Customer Bill Savings (e.g., Demand Charge Management, TOU Arbitrage) |  |  |  |  | Yes | DC-Coupled | Solar | 8.5 | 6
376344 |  |  | MA - SMART Program |  |  | 2021 | Residential | HANOVER | Lithium Ion |  | Generac | 15 | 0 | 7.6 | Behind the Meter | Customer Bill Savings (e.g., Demand Charge Management, TOU Arbitrage) |  |  |  |  | Yes | DC-Coupled | Solar | 9.18 | 7.6
378164 |  |  | MA - SMART Program |  |  | 2021 | Residential | NORTHAMPTON | Lithium Ion |  | SolarEdge Technologies | 9.7 | 0 | 10 | Behind the Meter | Customer Bill Savings (e.g., Demand Charge Management, TOU Arbitrage) |  |  |  |  | Yes | DC-Coupled | Solar |  | 10
375593 |  |  | MA - SMART Program |  |  | 2021 | Residential | BELLINGHAM | Lithium Ion |  | Solaredge Technologies | 9.6 | 0 | 6 | Behind the Meter | Customer Bill Savings (e.g., Demand Charge Management, TOU Arbitrage) |  |  |  |  | Yes | DC-Coupled | Solar | 7.14 | 6
346046 |  |  | MA - SMART Program |  |  | 2021 | Residential | SAUGUS | Lithium Ion |  | StorEdge | 9.3 | 0 | 3.8 | Behind the Meter | Customer Bill Savings (e.g., Demand Charge Management, TOU Arbitrage) |  |  |  |  | Yes | DC-Coupled | Solar |  | 3.8
345005 |  |  | MA - SMART Program |  |  | 2021 | Residential | BROCKTON | Lithium Ion |  | StorEdge | 9.3 | 0 | 7.6 | Behind the Meter | Customer Bill Savings (e.g., Demand Charge Management, TOU Arbitrage) |  |  |  |  | Yes | DC-Coupled | Solar |  | 7.6
346225 |  |  | MA - SMART Program |  |  | 2021 | Residential | LOWELL | Lithium Ion |  | StorEdge | 9.3 | 0 | 7.6 | Behind the Meter | Customer Bill Savings (e.g., Demand Charge Management, TOU Arbitrage) |  |  |  |  | Yes | DC-Coupled | Solar |  | 7.6
375289 |  |  | MA - SMART Program |  |  | 2021 | Residential | WHITMAN | Lithium Ion |  | Tesla | 13.5 | 13.5 | 5 | Behind the Meter | Customer Bill Savings (e.g., Demand Charge Management, TOU Arbitrage) |  |  |  |  | Yes | AC-Coupled | Solar | 9.86 | 12.6
373954 |  |  | MA - SMART Program |  |  | 2021 | Residential | WORCESTER | Lithium Ion |  | Solaredge Technologies | 9.6 | 0 | 6 | Behind the Meter | Customer Bill Savings (e.g., Demand Charge Management, TOU Arbitrage) |  |  |  |  | Yes | DC-Coupled | Solar | 6.46 | 6
374021 |  |  | MA - SMART Program |  |  | 2021 | Residential | BRIDGEWATER | Lithium Ion |  | Tesla | 0 | 13.5 | 5 | Behind the Meter | Customer Bill Savings (e.g., Demand Charge Management, TOU Arbitrage) |  |  |  |  | Yes | Separate PCC | Solar |  | 5
376758 |  |  | MA - SMART Program |  |  | 2021 | Residential | GARDNER | Lithium Ion |  | SolarEdge Technologies | 9.8 | 0 | 3.8 | Behind the Meter | Customer Bill Savings (e.g., Demand Charge Management, TOU Arbitrage) |  |  |  |  | Yes | DC-Coupled | Solar | 4.32 | 8.3
379116 |  |  | MA - SMART Program |  |  | 2021 | Residential | WARE | Lithium Ion |  | Tesla | 13.5 | 5 | 5 | Behind the Meter | Customer Bill Savings (e.g., Demand Charge Management, TOU Arbitrage) |  |  |  |  | Yes | AC-Coupled | Solar | 6.12 | 9.32
377032 |  |  | MA - SMART Program |  |  | 2021 | Residential | GT BARRINGTON | Lithium Ion |  | Tesla | 0 | 13.5 | 5 | Behind the Meter | Customer Bill Savings (e.g., Demand Charge Management, TOU Arbitrage) |  |  |  |  | Yes | Combined AC-&DC-Coupled | Solar | 8.16 | 12.6
377504 |  |  | MA - SMART Program |  |  | 2021 | Residential | WORCESTER | Lithium Ion |  | Solaredge Technologies | 9.6 | 0 | 3.8 | Behind the Meter | Customer Bill Savings (e.g., Demand Charge Management, TOU Arbitrage) |  |  |  |  | Yes | DC-Coupled | Solar | 3.74 | 3.8
376169 |  |  | MA - SMART Program |  |  | 2021 | Residential | GARDNER | Lithium Ion |  | SolarEdge Technologies | 9.3 | 0 | 7.6 | Behind the Meter | Customer Bill Savings (e.g., Demand Charge Management, TOU Arbitrage) |  |  |  |  | Yes | DC-Coupled | Solar | 9.43 | 7.6
379194 |  |  | MA - SMART Program |  |  | 2021 | Residential | WORCESTER | Lithium Ion |  | LG CHEM | 9.3 | 0 | 7.6 | Behind the Meter | Customer Bill Savings (e.g., Demand Charge Management, TOU Arbitrage) |  |  |  |  | Yes | DC-Coupled | Solar | 10.88 | 7.6
376761 |  |  | MA - SMART Program |  |  | 2021 | Residential | WRENTHAM | Lithium Ion |  | ENPHASE ENERGY | 0 | 10.08 | 0.24 | Behind the Meter | Customer Bill Savings (e.g., Demand Charge Management, TOU Arbitrage) |  |  |  |  | Yes | AC-Coupled | Solar |  | 23.04
344031 |  |  | MA - SMART Program |  |  | 2021 | Residential | BRIDGEWATER | Lithium Ion |  | StorEdge Technologies | 9.3 | 0 | 3.8 | Behind the Meter | Customer Bill Savings (e.g., Demand Charge Management, TOU Arbitrage) |  |  |  |  | Yes | DC-Coupled | Solar |  | 3.8
378244 |  |  | MA - SMART Program |  |  | 2021 | Residential | WESTFORD | Lithium Ion |  | ENPHASE ENERGY | 0 | 3.84 | 3.84 | Behind the Meter | Customer Bill Savings (e.g., Demand Charge Management, TOU Arbitrage) |  |  |  |  | Yes | AC-Coupled | Solar |  | 12.83
344722 |  |  | MA - SMART Program |  |  | 2021 | Residential | BELLINGHAM | Lithium Ion |  | DELTA ELECTRONICS | 9.3 | 0 | 5.76 | Behind the Meter | Customer Bill Savings (e.g., Demand Charge Management, TOU Arbitrage) |  |  |  |  | Yes | DC-Coupled | Solar | 10.71 | 5.76
342888 |  |  | MA - SMART Program |  |  | 2021 | Residential | SOUTHBRIDGE | Lithium Ion |  | Solaredge Technologies | 9.3 | 0 | 6 | Behind the Meter | Customer Bill Savings (e.g., Demand Charge Management, TOU Arbitrage) |  |  |  |  | Yes | DC-Coupled | Solar | 12.29 | 6
380436 |  |  | MA - SMART Program |  |  | 2021 | Residential | SOMERSET | Lithium Ion |  | Tesla | 13.5 | 13.5 | 5 | Behind the Meter | Customer Bill Savings (e.g., Demand Charge Management, TOU Arbitrage) |  |  |  |  | Yes | Combined AC-&DC-Coupled | Solar | 8.16 | 12.6
384445 |  |  | MA - SMART Program |  |  | 2021 | Residential | UPTON | Lithium Ion |  | Tesla | 13.5 | 13.5 | 5 | Behind the Meter | Customer Bill Savings (e.g., Demand Charge Management, TOU Arbitrage) |  |  |  |  | Yes | AC-Coupled | Solar | 3 | 8.8
342368 |  |  | MA - SMART Program |  |  | 2021 | Residential | WORCESTER | Lithium Ion |  | DELTA ELECTRONICS | 9.3 | 0 | 5.76 | Behind the Meter | Customer Bill Savings (e.g., Demand Charge Management, TOU Arbitrage) |  |  |  |  | Yes | DC-Coupled | Solar | 5.19 | 5.76
384188 |  |  | MA - SMART Program |  |  | 2022 | Residential | SWAMPSCOTT | Lithium Ion |  | Tesla | 13.5 | 13.5 | 5 | Behind the Meter | Customer Bill Savings (e.g., Demand Charge Management, TOU Arbitrage) |  |  |  |  | Yes | Combined AC-&DC-Coupled | Solar | 8.16 | 12.6
344240 |  |  | MA - SMART Program |  |  | 2021 | Residential | S ROYALSTON | Lithium Ion |  | StorEdge | 9.3 | 0 | 7.6 | Behind the Meter | Customer Bill Savings (e.g., Demand Charge Management, TOU Arbitrage) |  |  |  |  | Yes | Combined AC-&DC-Coupled | Solar |  | 15.2
364148 |  |  | MA - SMART Program |  |  | 2021 | Residential | REVERE | Lithium Ion |  | SolarEdge Technologies | 9.3 | 0 | 6 | Behind the Meter | Customer Bill Savings (e.g., Demand Charge Management, TOU Arbitrage) |  |  |  |  | Yes | DC-Coupled | Solar | 6.12 | 6
365082 |  |  | MA - SMART Program |  |  | 2021 | Residential | DOUGLAS | Lithium Ion |  | StorEdge | 9.3 | 0 | 3.8 | Behind the Meter | Customer Bill Savings (e.g., Demand Charge Management, TOU Arbitrage) |  |  |  |  | Yes | DC-Coupled | Solar |  | 3.8
365188 | [5 empty] | 2021 | Residential | WESTBOROUGH | Lithium Ion |  | ENPHASE ENERGY | 0 | 3.84 | 3.84 | Behind the Meter | Customer Bill Savings (e.g., Demand Charge Management, TOU Arbitrage) |  |  |  |  | Yes | AC-Coupled | Solar |  | 12.72
368560 |  |  | MA - SMART Program |  |  | 2021 | Residential | RANDOLPH | Lithium Ion |  | Generac | 18 | 0 | 7.6 | Behind the Meter | Customer Bill Savings (e.g., Demand Charge Management, TOU Arbitrage) |  |  |  |  | Yes | Combined AC-&DC-Coupled | Solar | 14.96 | 15.2
364154 |  |  | MA - SMART Program |  |  | 2021 | Residential | SEEKONK | Lithium Ion |  | SolarEdge Technologies | 9.3 | 0 | 6 | Behind the Meter | Customer Bill Savings (e.g., Demand Charge Management, TOU Arbitrage) |  |  |  |  | Yes | Combined AC-&DC-Coupled | Solar | 10.88 | 9.8
364480 |  |  | MA - SMART Program |  |  | 2021 | Residential | SOUTH HAMILTON | Lithium Ion |  | Tesla | 0 | 13.5 | 5 | Behind the Meter | Customer Bill Savings (e.g., Demand Charge Management, TOU Arbitrage) |  |  |  |  | Yes | AC-Coupled | Solar |  | 13.376
366869 |  |  | MA - SMART Program |  |  | 2021 | Residential | UPTON | Lithium Ion |  | StorEdge | 9.3 | 0 | 7.6 | Behind the Meter | Customer Bill Savings (e.g., Demand Charge Management, TOU Arbitrage) |  |  |  |  | Yes | Combined AC-&DC-Coupled | Solar |  | 15.2
368014 |  |  | MA - SMART Program |  |  | 2021 | Residential | WEBSTER | Lithium Ion |  | StorEdge | 9.3 | 0 | 7.6 | Behind the Meter | Customer Bill Savings (e.g., Demand Charge Management, TOU Arbitrage) |  |  |  |  | Yes | DC-Coupled | Solar |  | 7.6
295794 |  |  | MA - SMART Program |  |  | 2020 | Residential | ANDOVER | Lithium Ion |  | Solar Edge | 9.3 | 0 | 7.6 | Behind the Meter | Customer Bill Savings (e.g., Demand Charge Management, TOU Arbitrage) |  |  |  |  | Yes | DC-Coupled | Solar |  | 7.6
354435 |  |  | MA - SMART Program |  |  | 2021 | Residential | E LONGMEADOW | Lithium Ion |  | StorEdge | 9.3 | 0 | 7.6 | Behind the Meter | Customer Bill Savings (e.g., Demand Charge Management, TOU Arbitrage) |  |  |  |  | Yes | DC-Coupled | Solar |  | 7.6
293324 | [5 empty] | 2020 | Residential | ABINGTON | Lithium Ion |  | Tesla | 13.5 | 13.5 | 5 | Behind the Meter | Customer Bill Savings (e.g., Demand Charge Management, TOU Arbitrage) |  |  |  |  | Yes | Separate PCC | Battery Add-On |  | 5
313650 |  |  | MA - SMART Program |  |  | 2020 | Residential | SCITUATE | Lithium Ion |  | StorEdge | 9.3 | 0 | 7.6 | Behind the Meter | Customer Bill Savings (e.g., Demand Charge Management, TOU Arbitrage) |  |  |  |  | Yes | DC-Coupled | Solar |  | 7.6
454259 | [5 empty] | 2022 | Residential | MARLBOROUGH | Lithium Ion |  | Tesla | 13.5 | 0 | 7.6 | Behind the Meter | Customer Bill Savings (e.g., Demand Charge Management, TOU Arbitrage) |  |  |  |  | Yes | DC-Coupled | Solar | 9.6 | 7.6
454278 | [5 empty] | 2022 | Residential | NANTUCKET | Lithium Ion |  | Solaredge Technologies Ltd. | 9.7 | 0 | 7.6 | Behind the Meter | Customer Bill Savings (e.g., Demand Charge Management, TOU Arbitrage) |  |  |  |  | Yes | DC-Coupled | Solar | 9.2 | 7.6
456396 | [5 empty] | 2022 | Residential | MEDFORD | Lithium Ion |  | Solaredge | 9.7 | 0 | 10 | Behind the Meter | Customer Bill Savings (e.g., Demand Charge Management, TOU Arbitrage) |  |  |  |  | Yes | DC-Coupled | Solar | 12.4 | 10
457417 | [5 empty] | 2022 | Residential | WEYMOUTH | Lithium Ion |  | Tesla | 13.5 | 0 | 7.6 | Behind the Meter | Customer Bill Savings (e.g., Demand Charge Management, TOU Arbitrage) |  |  |  |  | Yes | DC-Coupled | Solar | 4.8 | 7.6
457886 |  |  | MA - SMART Program |  |  | 2022 | Residential | NORTHAMPTON | Lithium Ion |  | SolarEdge | 9.7 | 0 | 10 | Behind the Meter | Customer Bill Savings (e.g., Demand Charge Management, TOU Arbitrage) |  |  |  |  | Yes | DC-Coupled | Solar |  | 10
456809 |  |  | MA - SMART Program |  |  | 2022 | Residential | BONDSVILLE | Lithium Ion |  | DELTA ELECTRONICS | 9.6 | 0 | 3.84 | Behind the Meter | Customer Bill Savings (e.g., Demand Charge Management, TOU Arbitrage) |  |  |  |  | Yes | DC-Coupled | Solar | 5.4 | 9.36
460602 |  |  | MA - SMART Program |  |  | 2022 | Residential | NORTHAMPTON | Lithium Ion |  | SolarEdge | 9.7 | 5 | 10 | Behind the Meter | Customer Bill Savings (e.g., Demand Charge Management, TOU Arbitrage) |  |  |  |  | Yes | DC-Coupled | Solar |  | 10
460641 |  |  | MA - SMART Program |  |  | 2022 | Residential | TYNGSBORO | Lithium Ion |  | DELTA ELECTRONICS | 9.6 | 0 | 5.76 | Behind the Meter | Customer Bill Savings (e.g., Demand Charge Management, TOU Arbitrage) |  |  |  |  | Yes | DC-Coupled | Solar | 7.3 | 5.76
427630 | [5 empty] | 2022 | Residential | LEOMINSTER | Lithium Ion |  | SolarEdge | 16 | 14.4 | 7.6 | Behind the Meter | Customer Bill Savings (e.g., Demand Charge Management, TOU Arbitrage) |  |  |  |  | Yes | DC-Coupled | Solar |  | 7.6
432814 |  |  | MA - SMART Program |  |  | 2022 | Residential | BLACKSTONE | Lithium Ion |  | ENPHASE ENERGY | 0 | 3.36 | 1.28 | Behind the Meter | Customer Bill Savings (e.g., Demand Charge Management, TOU Arbitrage) |  |  |  |  | Yes | AC-Coupled | Solar | 11.9 | 14.52
432987 |  |  | MA - SMART Program |  |  | 2022 | Residential | GLOUCESTER | Lithium Ion |  | Tesla | 0 | 13.5 | 5 | Behind the Meter | Customer Bill Savings (e.g., Demand Charge Management, TOU Arbitrage) |  |  |  |  | Yes | AC-Coupled | Solar |  | 9.537
435655 |  |  | MA - Energy Efficiency/ DR Program |  |  | 2022 | Residential | HUBBARDSTON | Lithium Ion |  | Tesla | 0 | 13.5 | 7.6 | Behind the Meter | Customer Bill Savings (e.g., Demand Charge Management, TOU Arbitrage) | Wholesale Market (i.e., Energy, Capacity, Ancillary Services) |  |  |  | Yes | Combined AC-&DC-Coupled | Solar | 14.4 | 11.4
437262 | [5 empty] | 2022 | Residential | WESTMINSTER | Lithium Ion |  | Tesla | 13.5 | 0 | 7.6 | Behind the Meter | Customer Bill Savings (e.g., Demand Charge Management, TOU Arbitrage) |  |  |  |  | Yes | DC-Coupled | Solar | 9.6 | 7.6
434002 |  |  | MA - SMART Program |  |  | 2022 | Residential | ATTLEBORO | Lithium Ion |  | solaredge | 16 | 0 | 10 | Behind the Meter | Customer Bill Savings (e.g., Demand Charge Management, TOU Arbitrage) |  |  |  |  | Yes | DC-Coupled | Solar |  | 20
430303 | [5 empty] | 2022 | Residential | PEPPERELL | Lithium Ion |  | ENPHASE ENERGY | 10.5 | 10.5 | 3.84 | Behind the Meter | Customer Bill Savings (e.g., Demand Charge Management, TOU Arbitrage) |  |  |  |  | Yes | AC-Coupled | Solar |  | 12.9
441539 | [5 empty] | 2022 | Residential | SALISBURY | Lithium Ion |  | Tesla | 0 | 13.5 | 5 | Behind the Meter | Customer Bill Savings (e.g., Demand Charge Management, TOU Arbitrage) |  |  |  |  | Yes | Combined AC-&DC-Coupled | Solar | 12 | 12.6
442692 |  |  | MA - SMART Program |  |  | 2022 | Residential | SALEM | Lithium Ion |  | ENPHASE ENERGY | 0 | 10.08 | 0.29 | Behind the Meter | Customer Bill Savings (e.g., Demand Charge Management, TOU Arbitrage) |  |  |  |  | Yes | DC-Coupled | Solar | 5.2 | 3.77
464826 | [5 empty] | 2022 | Residential | RUTLAND | Lithium Ion |  | Solaredge | 9.7 | 0 | 10 | Behind the Meter | Customer Bill Savings (e.g., Demand Charge Management, TOU Arbitrage) |  |  |  |  | Yes | DC-Coupled | Solar | 14.4 | 10
465223 | [5 empty] | 2022 | Residential | WHEELWRIGHT | Lithium Ion |  | Tesla | 13.5 | 0 | 7.6 | Behind the Meter | Customer Bill Savings (e.g., Demand Charge Management, TOU Arbitrage) |  |  |  |  | Yes | DC-Coupled | Solar | 4.8 | 7.6
430396 | [5 empty] | 2022 | Residential | SCITUATE | Lithium Ion |  | tesla | 13.5 | 0 | 7.6 | Behind the Meter | Customer Bill Savings (e.g., Demand Charge Management, TOU Arbitrage) |  |  |  |  | Yes | DC-Coupled | Solar |  | 7.6
431650 |  |  | MA - SMART Program |  |  | 2022 | Residential | NEWBURY | Lithium Ion |  | Tesla | 0 | 13.5 | 5 | Behind the Meter | Customer Bill Savings (e.g., Demand Charge Management, TOU Arbitrage) |  |  |  |  | Yes | Combined AC-&DC-Coupled | Solar | 6.38 | 12.6
430055 |  |  | MA - SMART Program |  |  | 2022 | Residential | WARE | Lithium Ion |  | SolarEdge | 9.7 | 5 | 10 | Behind the Meter | Customer Bill Savings (e.g., Demand Charge Management, TOU Arbitrage) |  |  |  |  | Yes | DC-Coupled | Solar |  | 10
442021 |  |  | MA - SMART Program |  |  | 2022 | Residential | MONSON | Lithium Ion |  | SolarEdge | 9.7 | 0 | 10 | Behind the Meter | Customer Bill Savings (e.g., Demand Charge Management, TOU Arbitrage) |  |  |  |  | Yes | DC-Coupled | Solar |  | 10
458699 | [5 empty] | 2022 | Residential | NORTH ANDOVER | Lithium Ion |  | Tesla | 0 | 13.5 | 5 | Behind the Meter | Customer Bill Savings (e.g., Demand Charge Management, TOU Arbitrage) |  |  |  |  | Yes | Combined AC-&DC-Coupled | Solar | 12 | 12.6
459147 | [5 empty] | 2022 | Residential | WORCESTER | Lithium Ion |  | Tesla | 0 | 13.5 | 5 | Behind the Meter | Customer Bill Savings (e.g., Demand Charge Management, TOU Arbitrage) |  |  |  |  | Yes | AC-Coupled | Solar |  | 15
458987 | [5 empty] | 2022 | Residential | NORTH BILLERICA | Lithium Ion |  | Tesla | 13.5 | 0 | 7.6 | Behind the Meter | Customer Bill Savings (e.g., Demand Charge Management, TOU Arbitrage) |  |  |  |  | Yes | DC-Coupled | Solar | 9.6 | 7.6
424855 |  |  | MA - SMART Program |  |  | 2022 | Residential | SPENCER | Lithium Ion |  | Tesla | 13.5 | 0 | 7.6 | Behind the Meter | Customer Bill Savings (e.g., Demand Charge Management, TOU Arbitrage) |  |  |  |  | Yes | DC-Coupled | Solar | 4.8 | 7.6
411789 | [5 empty] | 2022 | Residential | NORTHAMPTON | Lithium Ion |  | ENPHASE ENERGY | 0 | 3.36 | 1.28 | Behind the Meter | Customer Bill Savings (e.g., Demand Charge Management, TOU Arbitrage) |  |  |  |  | Yes | Separate PCC | Solar |  | 5.12
402331 |  |  | MA - SMART Program |  |  | 2021 | Residential | WORCESTER | Lithium Ion |  | ENPHASE ENERGY | 0 | 10.08 | 3.84 | Behind the Meter | Customer Bill Savings (e.g., Demand Charge Management, TOU Arbitrage) |  |  |  |  | Yes | AC-Coupled | Solar |  | 9.64
424885 |  |  | MA - SMART Program |  |  | 2022 | Residential | HAVERHILL | Lithium Ion |  | Tesla | 13.5 | 0 | 7.6 | Behind the Meter | Customer Bill Savings (e.g., Demand Charge Management, TOU Arbitrage) |  |  |  |  | Yes | DC-Coupled | Solar | 4.8 | 7.6
418699 | [5 empty] | 2022 | Residential | HALIFAX | Lithium Ion |  | Generac | 18 | 0 | 7.6 | Behind the Meter | Customer Bill Savings (e.g., Demand Charge Management, TOU Arbitrage) |  |  |  |  | Yes | DC-Coupled | Solar | 13.2 | 9.63
415047 |  |  | MA - SMART Program |  |  | 2022 | Residential | AMESBURY | Lithium Ion |  | ENPHASE ENERGY | 0 | 3.36 | 1.28 | Behind the Meter | Customer Bill Savings (e.g., Demand Charge Management, TOU Arbitrage) |  |  |  |  | Yes | AC-Coupled | Solar | 11.6 | 9.69
418769 |  |  | MA - SMART Program |  |  | 2022 | Residential | WHITINSVILLE | Lithium Ion |  | Tesla | 13.5 | 0 | 7.6 | Behind the Meter | Customer Bill Savings (e.g., Demand Charge Management, TOU Arbitrage) |  |  |  |  | Yes | DC-Coupled | Solar | 8.16 | 7.6
438148 | [5 empty] | 2022 | Residential | NEW MARLBORO | Lithium Ion |  | SolarEdge | 10 | 10 | 7.6 | Behind the Meter | Customer Bill Savings (e.g., Demand Charge Management, TOU Arbitrage) |  |  |  |  | Yes | DC-Coupled | Solar | 8.76 | 7.6
418947 |  |  | MA - SMART Program |  |  | 2022 | Residential | PEMBROKE | Lithium Ion |  | Tesla | 13.5 | 0 | 7.6 | Behind the Meter | Customer Bill Savings (e.g., Demand Charge Management, TOU Arbitrage) |  |  |  |  | Yes | DC-Coupled | Solar | 8.51 | 7.6
440785 | [5 empty] | 2022 | Residential | WORCESTER | Lithium Ion |  | Tesla | 13.5 | 0 | 7.6 | Behind the Meter | Customer Bill Savings (e.g., Demand Charge Management, TOU Arbitrage) |  |  |  |  | Yes | DC-Coupled | Solar | 8.8 | 7.6
440920 |  |  | MA - SMART Program |  |  | 2022 | Residential | NORTH ANDOVER | Lithium Ion |  | Tesla | 0 | 13.5 | 5 | Behind the Meter | Customer Bill Savings (e.g., Demand Charge Management, TOU Arbitrage) |  |  |  |  | Yes | AC-Coupled | Solar |  | 12.6
438890 |  |  | MA - SMART Program |  |  | 2022 | Residential | WEST STOCKBRIDGE | Lithium Ion |  | SolarEdge | 9.7 | 0 | 10 | Behind the Meter | Customer Bill Savings (e.g., Demand Charge Management, TOU Arbitrage) |  |  |  |  | Yes | DC-Coupled | Solar |  | 10
437948 |  |  | MA - SMART Program |  |  | 2022 | Residential | RANDOLPH | Lithium Ion |  | Tesla | 0 | 13.5 | 5 | Behind the Meter | Customer Bill Savings (e.g., Demand Charge Management, TOU Arbitrage) |  |  |  |  | Yes | AC-Coupled | Solar | 4.42 | 8.8
440771 | [5 empty] | 2022 | Residential | PEMBROKE | Lithium Ion |  | Tesla | 13.5 | 0 | 7.6 | Behind the Meter | Customer Bill Savings (e.g., Demand Charge Management, TOU Arbitrage) |  |  |  |  | Yes | DC-Coupled | Solar | 8 | 7.6
439646 |  |  | MA - SMART Program |  |  | 2022 | Residential | BRIMFIELD | Lithium Ion |  | ENPHASE ENERGY | 0 | 3.36 | 1.28 | Behind the Meter | Customer Bill Savings (e.g., Demand Charge Management, TOU Arbitrage) |  |  |  |  | Yes | AC-Coupled | Solar |  | 13.82
441299 | [5 empty] | 2022 | Residential | WILBRAHAM | Lithium Ion |  | Tesla | 0 | 13.5 | 5 | Behind the Meter | Customer Bill Savings (e.g., Demand Charge Management, TOU Arbitrage) |  |  |  |  | Yes | Combined AC-&DC-Coupled | Solar | 9.6 | 12.6
438478 | [5 empty] | 2022 | Residential | DUDLEY | Lithium Ion |  | Generac | 18 | 0 | 7.6 | Behind the Meter | Customer Bill Savings (e.g., Demand Charge Management, TOU Arbitrage) |  |  |  |  | Yes | DC-Coupled | Solar | 11.6 | 7.6
440656 | [5 empty] | 2022 | Residential | BOXFORD | Lithium Ion |  | Tesla | 13.5 | 0 | 7.6 | Behind the Meter | Customer Bill Savings (e.g., Demand Charge Management, TOU Arbitrage) |  |  |  |  | Yes | DC-Coupled | Solar | 12.4 | 7.6
437896 | [5 empty] | 2022 | Residential | QUINCY | Lithium Ion |  | ENPHASE ENERGY | 10.5 | 10.5 | 3.84 | Behind the Meter | Customer Bill Savings (e.g., Demand Charge Management, TOU Arbitrage) |  |  |  |  | Yes | AC-Coupled | Solar |  | 13.48
425793 |  |  | MA - Energy Efficiency/ DR Program |  |  | 2022 | Residential | NORWELL | Lithium Ion |  | Tesla | 0 | 13.5 | 7.6 | Behind the Meter | Customer Bill Savings (e.g., Demand Charge Management, TOU Arbitrage) | Wholesale Market (i.e., Energy, Capacity, Ancillary Services) |  |  |  | Yes | Combined AC-&DC-Coupled | Solar | 14 | 11.4
427196 |  |  | MA - SMART Program |  |  | 2022 | Residential | ANDOVER | Lithium Ion |  | ENPHASE ENERGY | 0 | 10.08 | 3.84 | Behind the Meter | Customer Bill Savings (e.g., Demand Charge Management, TOU Arbitrage) |  |  |  |  | Yes | AC-Coupled | Solar |  | 13.7
420127 | [5 empty] | 2022 | Residential | LEOMINSTER | Lithium Ion |  | ENPHASE ENERGY | 0 | 10.08 | 3.84 | Behind the Meter | Customer Bill Savings (e.g., Demand Charge Management, TOU Arbitrage) |  |  |  |  | Yes | AC-Coupled | Solar |  | 10.22
422290 | [5 empty] | 2022 | Residential | ROYALSTON | Lithium Ion |  | Q.Home | 6.3 | 0 | 7.6 | Behind the Meter | Customer Bill Savings (e.g., Demand Charge Management, TOU Arbitrage) |  |  |  |  | Yes | DC-Coupled | Solar | 5.48 | 7.6
421657 |  |  | MA - SMART Program |  |  | 2022 | Residential | BROCKTON | Lithium Ion |  | SolarEdge Technologies | 9.6 | 0 | 6 | Behind the Meter | Customer Bill Savings (e.g., Demand Charge Management, TOU Arbitrage) |  |  |  |  | Yes | DC-Coupled | Solar | 5.68 | 6
419223 |  |  | MA - SMART Program |  |  | 2022 | Residential | WILLIAMSBURG | Lithium Ion |  | Solaredge | 16 | 0 | 10 | Behind the Meter | Customer Bill Savings (e.g., Demand Charge Management, TOU Arbitrage) |  |  |  |  | Yes | DC-Coupled | Solar |  | 10
439857 | [5 empty] | 2022 | Residential | FRANKLIN | Lithium Ion |  | Tesla | 13.5 | 0 | 7.6 | Behind the Meter | Customer Bill Savings (e.g., Demand Charge Management, TOU Arbitrage) |  |  |  |  | Yes | DC-Coupled | Solar | 9.6 | 7.6
439653 |  |  | MA - SMART Program |  |  | 2022 | Residential | ATTLEBORO | Lithium Ion |  | Tesla | 0 | 13.5 | 5 | Behind the Meter | Customer Bill Savings (e.g., Demand Charge Management, TOU Arbitrage) |  |  |  |  | Yes | AC-Coupled | Solar |  | 10.22
438885 |  |  | MA - SMART Program |  |  | 2022 | Residential | WINTHROP | Lithium Ion |  | Tesla | 13.5 | 0 | 7.6 | Behind the Meter | Customer Bill Savings (e.g., Demand Charge Management, TOU Arbitrage) |  |  |  |  | Yes | DC-Coupled | Solar | 6.12 | 7.6
441053 | [5 empty] | 2022 | Residential | WESTMINSTER | Lithium Ion |  | ENPHASE ENERGY | 0 | 10.08 | 3.84 | Behind the Meter | Customer Bill Savings (e.g., Demand Charge Management, TOU Arbitrage) |  |  |  |  | Yes | AC-Coupled | Solar |  | 9.64
439909 |  |  | MA - SMART Program |  |  | 2022 | Residential | HARDWICK | Lithium Ion |  | SolarEdge | 9.7 | 0 | 10 | Behind the Meter | Customer Bill Savings (e.g., Demand Charge Management, TOU Arbitrage) |  |  |  |  | Yes | DC-Coupled | Solar |  | 10
438472 | [5 empty] | 2022 | Residential | WESTFORD | Lithium Ion |  | ENPHASE ENERGY | 10.5 | 10.5 | 3.84 | Behind the Meter | Customer Bill Savings (e.g., Demand Charge Management, TOU Arbitrage) |  |  |  |  | Yes | AC-Coupled | Solar | 14.97 | 13.68
419747 |  |  | MA - SMART Program |  |  | 2022 | Residential | SCITUATE | Lithium Ion |  | Tesla | 13.5 | 0 | 7.6 | Behind the Meter | Customer Bill Savings (e.g., Demand Charge Management, TOU Arbitrage) |  |  |  |  | Yes | DC-Coupled | Solar | 12.76 | 7.6
440491 | [5 empty] | 2022 | Residential | HANSON | Lithium Ion |  | Tesla | 13.5 | 0 | 7.6 | Behind the Meter | Customer Bill Savings (e.g., Demand Charge Management, TOU Arbitrage) |  |  |  |  | Yes | DC-Coupled | Solar | 5.6 | 7.6
440616 | [5 empty] | 2022 | Residential | CHELMSFORD | Lithium Ion |  | Tesla | 0 | 13.5 | 5 | Behind the Meter | Customer Bill Savings (e.g., Demand Charge Management, TOU Arbitrage) |  |  |  |  | Yes | Combined AC-&DC-Coupled | Solar | 7.2 | 12.6
440590 |  |  | MA - SMART Program |  |  | 2022 | Residential | ALFORD | Lithium Ion |  | SolarEdge | 9.7 | 0 | 10 | Behind the Meter | Customer Bill Savings (e.g., Demand Charge Management, TOU Arbitrage) |  |  |  |  | Yes | DC-Coupled | Solar |  | 10
427090 | [5 empty] | 2022 | Residential | SPENCER | Lithium Ion |  | Tesla | 13.5 | 0 | 7.6 | Behind the Meter | Customer Bill Savings (e.g., Demand Charge Management, TOU Arbitrage) |  |  |  |  | Yes | DC-Coupled | Solar | 9.6 | 7.6
441386 | [5 empty] | 2022 | Residential | EASTON | Lithium Ion |  | Tesla | 13.5 | 0 | 7.6 | Behind the Meter | Customer Bill Savings (e.g., Demand Charge Management, TOU Arbitrage) |  |  |  |  | Yes | DC-Coupled | Solar | 12.8 | 7.6
421460 |  |  | MA - SMART Program |  |  | 2022 | Residential | CHESHIRE | Lithium Ion |  | Generac | 0 | 18 | 7.6 | Behind the Meter | Customer Bill Savings (e.g., Demand Charge Management, TOU Arbitrage) |  |  |  |  | Yes | DC-Coupled | Solar | 12 | 7.6
427705 |  |  | MA - SMART Program |  |  | 2022 | Residential | COHASSET | Lithium Ion |  | SolarEdge | 10 | 0 | 7.6 | Behind the Meter | Customer Bill Savings (e.g., Demand Charge Management, TOU Arbitrage) |  |  |  |  | Yes | DC-Coupled | Solar | 10.53 | 7.6
420733 |  |  | MA - SMART Program |  |  | 2022 | Residential | TEWKSBURY | Lithium Ion |  | Tesla | 13.5 | 0 | 7.6 | Behind the Meter | Customer Bill Savings (e.g., Demand Charge Management, TOU Arbitrage) |  |  |  |  | Yes | Combined AC-&DC-Coupled | Solar | 8.93 | 12.6
418898 |  |  | MA - SMART Program |  |  | 2022 | Residential | CHARLTON | Lithium Ion |  | Tesla | 0 | 5 | 5 | Behind the Meter | Customer Bill Savings (e.g., Demand Charge Management, TOU Arbitrage) |  |  |  |  | Yes | AC-Coupled | Solar | 7.6 | 15.51
441461 | [5 empty] | 2022 | Residential | ABINGTON | Lithium Ion |  | Tesla | 13.5 | 0 | 7.6 | Behind the Meter | Customer Bill Savings (e.g., Demand Charge Management, TOU Arbitrage) |  |  |  |  | Yes | DC-Coupled | Solar | 7.2 | 7.6
381971 |  |  | MA - SMART Program |  |  | 2021 | Residential | STILL RIVER | Lithium Ion |  | Generac | 12 | 0 | 7.6 | Behind the Meter | Customer Bill Savings (e.g., Demand Charge Management, TOU Arbitrage) |  |  |  |  | Yes | DC-Coupled | Solar |  | 7.6
393843 | [5 empty] | 2021 | Residential | BERLIN | Lithium Ion |  | SolarEdge Technologies Ltd | 9.6 | 0 | 10 | Behind the Meter | Customer Bill Savings (e.g., Demand Charge Management, TOU Arbitrage) |  |  |  |  | Yes | DC-Coupled | Solar |  | 10
408093 |  |  | MA - SMART Program |  |  | 2022 | Residential | STOCKBRIDGE | Lithium Ion |  | Generac | 18 | 6.7 | 7.6 | Behind the Meter | Customer Bill Savings (e.g., Demand Charge Management, TOU Arbitrage) |  |  |  |  | Yes | DC-Coupled | Solar |  | 7.6
408143 | [5 empty] | 2022 | Residential | ATTLEBORO | Lithium Ion |  | Sonnen | 0 | 10 | 4.8 | Behind the Meter | Customer Bill Savings (e.g., Demand Charge Management, TOU Arbitrage) |  |  |  |  | Yes | AC-Coupled | Solar |  | 14.6
395510 |  |  | MA - SMART Program |  |  | 2021 | Residential | WILLIAMSTOWN | Lithium Ion |  | SolarEdge Technologies | 9.7 | 0 | 10 | Behind the Meter | Customer Bill Savings (e.g., Demand Charge Management, TOU Arbitrage) |  |  |  |  | Yes | DC-Coupled | Solar |  | 10
386863 |  |  | MA - SMART Program |  |  | 2022 | Residential | DRACUT | Lithium Ion |  | Tesla | 0 | 13.5 | 5 | Behind the Meter | Customer Bill Savings (e.g., Demand Charge Management, TOU Arbitrage) |  |  |  |  | Yes | Combined AC-&DC-Coupled | Solar | 9.6 | 12.6
395679 |  |  | MA - SMART Program |  |  | 2021 | Residential | DUNSTABLE | Lithium Ion |  | Generac | 18 | 0 | 7.6 | Behind the Meter | Customer Bill Savings (e.g., Demand Charge Management, TOU Arbitrage) |  |  |  |  | Yes | DC-Coupled | Solar | 14 | 7.6
388552 |  |  | MA - SMART Program |  |  | 2022 | Residential | NORTHBRIDGE | Lithium Ion |  | Tesla | 13.5 | 5 | 5 | Behind the Meter | Customer Bill Savings (e.g., Demand Charge Management, TOU Arbitrage) |  |  |  |  | Yes | Combined AC-&DC-Coupled | Solar | 11.9 | 12.6
385494 | [5 empty] | 2021 | Residential | SOMERSET | Lithium Ion |  | Tesla | 13.5 | 13.5 | 5 | Behind the Meter | Customer Bill Savings (e.g., Demand Charge Management, TOU Arbitrage) |  |  |  |  | Yes | AC-Coupled | Solar |  | 15
398609 |  |  | MA - SMART Program |  |  | 2021 | Residential | SAUGUS | Lithium Ion |  | ENPHASE ENERGY | 0 | 10.08 | 3.84 | Behind the Meter | Customer Bill Savings (e.g., Demand Charge Management, TOU Arbitrage) |  |  |  |  | Yes | AC-Coupled | Solar |  | 6.45
393816 |  |  | MA - SMART Program |  |  | 2021 | Residential | UPTON | Lithium Ion |  | ENPHASE ENERGY | 0 | 3.36 | 1.28 | Behind the Meter | Customer Bill Savings (e.g., Demand Charge Management, TOU Arbitrage) |  |  |  |  | Yes | AC-Coupled | Solar |  | 12.66
382506 |  |  | MA - SMART Program |  |  | 2021 | Residential | REVERE | Lithium Ion |  | SolarEdge Technologies | 9.6 | 0 | 7.6 | Behind the Meter | Customer Bill Savings (e.g., Demand Charge Management, TOU Arbitrage) |  |  |  |  | Yes | DC-Coupled | Solar | 9.86 | 7.6
398113 | [5 empty] | 2021 | Residential | FRANKLIN | Lithium Ion |  | Tesla | 13.5 | 0 | 5 | Behind the Meter | Customer Bill Savings (e.g., Demand Charge Management, TOU Arbitrage) |  |  |  |  | Yes | AC-Coupled | Solar |  | 15
390568 |  |  | MA - SMART Program |  |  | 2021 | Residential | NORTHAMPTON | Lithium Ion |  | SolarEdge | 9.7 | 0 | 10 | Behind the Meter | Customer Bill Savings (e.g., Demand Charge Management, TOU Arbitrage) |  |  |  |  | Yes | DC-Coupled | Solar |  | 10
390583 |  |  | MA - SMART Program |  |  | 2021 | Residential | CLINTON | Lithium Ion |  | Solaredge Technologies | 9.6 | 0 | 7.6 | Behind the Meter | Customer Bill Savings (e.g., Demand Charge Management, TOU Arbitrage) |  |  |  |  | Yes | DC-Coupled | Solar | 10.3 | 7.6
395308 |  |  | MA - SMART Program |  |  | 2021 | Residential | BRIDGEWATER | Lithium Ion |  | Tesla | 13.5 | 13.5 | 5 | Behind the Meter | Customer Bill Savings (e.g., Demand Charge Management, TOU Arbitrage) |  |  |  |  | Yes | Combined AC-&DC-Coupled | Solar | 11.9 | 12.6
390715 |  |  | MA - SMART Program |  |  | 2021 | Residential | WARE | Lithium Ion |  | SolarEdge | 9.6 | 0 | 7.6 | Behind the Meter | Customer Bill Savings (e.g., Demand Charge Management, TOU Arbitrage) |  |  |  |  | Yes | DC-Coupled | Solar | 9.94 | 7.6
387122 | [5 empty] | 2021 | Residential | SCITUATE | Lithium Ion |  | KiloVault | 8.64 | 0 | 1.8 | Behind the Meter | Customer Bill Savings (e.g., Demand Charge Management, TOU Arbitrage) |  |  |  |  | Yes | DC-Coupled | Solar | 8.5 | 1.8
384059 |  |  | MA - SMART Program |  |  | 2021 | Residential | NANTUCKET | Lithium Ion |  | Generac | 12 | 0 | 7.6 | Behind the Meter | Customer Bill Savings (e.g., Demand Charge Management, TOU Arbitrage) |  |  |  |  | Yes | DC-Coupled | Solar | 13.3 | 7.6
395787 |  |  | MA - SMART Program |  |  | 2022 | Residential | FOXBORO | Lithium Ion |  | Tesla | 0 | 13.5 | 5 | Behind the Meter | Customer Bill Savings (e.g., Demand Charge Management, TOU Arbitrage) |  |  |  |  | Yes | Combined AC-&DC-Coupled | Solar | 9.52 | 12.6
395248 | [5 empty] | 2021 | Residential | WRENTHAM | Lithium Ion |  | Tesla | 13.5 | 13.5 | 5 | Behind the Meter | Customer Bill Savings (e.g., Demand Charge Management, TOU Arbitrage) |  |  |  |  | Yes | AC-Coupled | Solar |  | 11.38
387182 | [5 empty] | 2022 | Residential | LEOMINSTER | Lithium Ion |  | Tesla | 13.5 | 13.5 | 5 | Behind the Meter | Customer Bill Savings (e.g., Demand Charge Management, TOU Arbitrage) |  |  |  |  | Yes | Separate PCC | Battery Add-On |  | 5
393900 |  |  | MA - SMART Program |  |  | 2021 | Residential | FLORENCE | Lithium Ion |  | Generac | 18 | 0 | 7.6 | Behind the Meter | Customer Bill Savings (e.g., Demand Charge Management, TOU Arbitrage) |  |  |  |  | Yes | Combined AC-&DC-Coupled | Solar |  | 9.92
393024 |  |  | MA - SMART Program |  |  | 2022 | Residential | CHELMSFORD | Lithium Ion |  | Tesla | 13.5 | 0 | 7.6 | Behind the Meter | Customer Bill Savings (e.g., Demand Charge Management, TOU Arbitrage) |  |  |  |  | Yes | Combined AC-&DC-Coupled | Solar | 6.8 | 20.2
403446 |  |  | MA - SMART Program |  |  | 2022 | Residential | SOUTH ATTLEBORO | Lithium Ion |  | Tesla | 13.5 | 13.5 | 5 | Behind the Meter | Customer Bill Savings (e.g., Demand Charge Management, TOU Arbitrage) |  |  |  |  | Yes | AC-Coupled | Solar | 7.67 | 11
386963 |  |  | MA - SMART Program |  |  | 2021 | Residential | BOXFORD | Lithium Ion |  | ENPHASE ENERGY | 0 | 10.08 | 3.84 | Behind the Meter | Customer Bill Savings (e.g., Demand Charge Management, TOU Arbitrage) |  |  |  |  | Yes | AC-Coupled | Solar | 12.58 | 13.7
396061 |  |  | MA - SMART Program |  |  | 2021 | Residential | GLOUCESTER | Lithium Ion |  | SolarEdge Technologies HD | 9.6 | 0 | 7.6 | Behind the Meter | Customer Bill Savings (e.g., Demand Charge Management, TOU Arbitrage) |  |  |  |  | Yes | DC-Coupled | Solar | 8.88 | 7.6
408187 | [5 empty] | 2022 | Residential | SOMERSET | Lithium Ion |  | ENPHASE ENERGY | 0 | 3.36 | 1.28 | Behind the Meter | Customer Bill Savings (e.g., Demand Charge Management, TOU Arbitrage) |  |  |  |  | Yes | AC-Coupled | Solar |  | 12.08
408506 |  |  | MA - SMART Program |  |  | 2022 | Residential | WESTMINSTER | Lithium Ion |  | SunPower | 0 | 12 | 6.8 | Behind the Meter | Customer Bill Savings (e.g., Demand Charge Management, TOU Arbitrage) |  |  |  |  | Yes | AC-Coupled | Solar |  | 14.864
389298 |  |  | MA - SMART Program |  |  | 2021 | Residential | HARVARD | Lithium Ion |  | Generac | 18 | 0 | 3 | Behind the Meter | Customer Bill Savings (e.g., Demand Charge Management, TOU Arbitrage) |  |  |  |  | Yes | DC-Coupled | Solar | 8.14 | 3
392471 |  |  | MA - SMART Program |  |  | 2021 | Residential | NORTHAMPTON | Lithium Ion |  | Generac | 18 | 0 | 7.6 | Behind the Meter | Customer Bill Savings (e.g., Demand Charge Management, TOU Arbitrage) |  |  |  |  | Yes | DC-Coupled | Solar |  | 7.6
388285 |  |  | MA - SMART Program |  |  | 2021 | Residential | WEST STOCKBRIDGE | Lithium Ion |  | Generac | 18 | 6.7 | 7.6 | Behind the Meter | Customer Bill Savings (e.g., Demand Charge Management, TOU Arbitrage) |  |  |  |  | Yes | DC-Coupled | Solar |  | 7.6
398709 |  |  | MA - SMART Program |  |  | 2022 | Residential | MELROSE | Lithium Ion |  | Tesla | 0 | 13.5 | 5 | Behind the Meter | Customer Bill Savings (e.g., Demand Charge Management, TOU Arbitrage) |  |  |  |  | Yes | Combined AC-&DC-Coupled | Solar | 4.08 | 12.6
405401 | [5 empty] | 2022 | Residential | BOLTON | Lithium Ion |  | ENPHASE ENERGY | 0 | 3.36 | 1.28 | Behind the Meter | Customer Bill Savings (e.g., Demand Charge Management, TOU Arbitrage) |  |  |  |  | Yes | Separate PCC | Solar |  | 6.4
393815 |  |  | MA - SMART Program |  |  | 2021 | Residential | QUINCY | Lithium Ion |  | ENPHASE ENERGY | 0 | 10.08 | 3.84 | Behind the Meter | Customer Bill Savings (e.g., Demand Charge Management, TOU Arbitrage) |  |  |  |  | Yes | AC-Coupled | Solar |  | 8.19
392953 |  |  | MA - SMART Program |  |  | 2021 | Residential | ATTLEBORO | Lithium Ion |  | ENPHASE ENERGY | 0 | 10.08 | 3.84 | Behind the Meter | Customer Bill Savings (e.g., Demand Charge Management, TOU Arbitrage) |  |  |  |  | Yes | AC-Coupled | Solar | 5.84 | 8.48
428101 | [5 empty] | 2022 | Residential | WILLIAMSTOWN | Lithium Ion |  | SolarEdge Technologies Ltd | 9.7 | 9.7 | 10 | Behind the Meter | Customer Bill Savings (e.g., Demand Charge Management, TOU Arbitrage) |  |  |  |  | Yes | Combined AC-&DC-Coupled | Solar |  | 20
431943 |  |  | MA - SMART Program |  |  | 2022 | Residential | NORTHAMPTON | Lithium Ion |  | TESLA | 13.2 | 0 | 5 | Behind the Meter | Customer Bill Savings (e.g., Demand Charge Management, TOU Arbitrage) |  |  |  |  | Yes | AC-Coupled | Solar | 6.8 | 11
436002 |  |  | MA - SMART Program |  |  | 2022 | Residential | SALEM | Lithium Ion |  | ENPHASE ENERGY | 0 | 10.5 | 3.84 | Behind the Meter | Customer Bill Savings (e.g., Demand Charge Management, TOU Arbitrage) |  |  |  |  | Yes | AC-Coupled | Solar |  | 13.7
433922 |  |  | MA - Energy Efficiency/ DR Program |  |  | 2022 | Residential | SOUTHBOROUGH | Lithium Ion |  | Tesla | 13.5 | 0 | 7.6 | Behind the Meter | Customer Bill Savings (e.g., Demand Charge Management, TOU Arbitrage) | Wholesale Market (i.e., Energy, Capacity, Ancillary Services) |  |  |  | Yes | Combined AC-&DC-Coupled | Solar | 14.4 | 11.4
436848 | [5 empty] | 2022 | Residential | NORTH ANDOVER | Lithium Ion |  | Tesla | 13.5 | 0 | 7.6 | Behind the Meter | Customer Bill Savings (e.g., Demand Charge Management, TOU Arbitrage) |  |  |  |  | Yes | DC-Coupled | Solar | 12 | 7.6
429967 |  |  | MA - SMART Program |  |  | 2022 | Residential | E LONGMEADOW | Lithium Ion |  | SolarEdge Technologies | 9.6 | 0 | 6 | Behind the Meter | Customer Bill Savings (e.g., Demand Charge Management, TOU Arbitrage) |  |  |  |  | Yes | DC-Coupled | Solar | 8.84 | 6
435225 |  |  | MA - SMART Program |  |  | 2022 | Residential | LAWRENCE | Lithium Ion |  | SOLAREDGE TECHNOLOGIES | 9.6 | 0 | 10 | Behind the Meter | Customer Bill Savings (e.g., Demand Charge Management, TOU Arbitrage) |  |  |  |  | Yes | DC-Coupled | Solar | 12.58 | 10
431853 |  |  | MA - SMART Program |  |  | 2022 | Residential | NORTHAMPTON | Lithium Ion |  | ENPHASE ENERGY | 0 | 10.08 | 3.84 | Behind the Meter | Customer Bill Savings (e.g., Demand Charge Management, TOU Arbitrage) |  |  |  |  | Yes | AC-Coupled | Solar |  | 6.74
429278 |  |  | MA - SMART Program |  |  | 2022 | Residential | NORTHAMPTON | Lithium Ion |  | SolarEdge | 9.7 | 0 | 10 | Behind the Meter | Customer Bill Savings (e.g., Demand Charge Management, TOU Arbitrage) |  |  |  |  | Yes | DC-Coupled | Solar |  | 10
431284 |  |  | MA - SMART Program |  |  | 2022 | Residential | LAWRENCE | Lithium Ion |  | SOLAREDGE TECHNOLOGIES | 9.6 | 0 | 6 | Behind the Meter | Customer Bill Savings (e.g., Demand Charge Management, TOU Arbitrage) |  |  |  |  | Yes | DC-Coupled | Solar | 7.15 | 6
385613 |  |  | MA - SMART Program |  |  | 2021 | Residential | SOMERSET | Lithium Ion |  | LG CHEM | 9.3 | 0 | 6 | Behind the Meter | Customer Bill Savings (e.g., Demand Charge Management, TOU Arbitrage) |  |  |  |  | Yes | DC-Coupled | Solar | 7.82 | 6
389747 | [5 empty] | 2021 | Residential | NAHANT | Lithium Ion |  | Tesla | 0 | 13.5 | 5 | Behind the Meter | Customer Bill Savings (e.g., Demand Charge Management, TOU Arbitrage) |  |  |  |  | Yes | Separate PCC | Solar |  | 5
395019 |  |  | MA - SMART Program |  |  | 2021 | Residential | FRANKLIN | Lithium Ion |  | ENPHASE ENERGY | 0 | 10.08 | 3.84 | Behind the Meter | Customer Bill Savings (e.g., Demand Charge Management, TOU Arbitrage) |  |  |  |  | Yes | AC-Coupled | Solar | 13.26 | 13.2
392534 |  |  | MA - SMART Program |  |  | 2021 | Residential | ATTLEBORO | Lithium Ion |  | Tesla | 13.5 | 13.5 | 5 | Behind the Meter | Customer Bill Savings (e.g., Demand Charge Management, TOU Arbitrage) |  |  |  |  | Yes | AC-Coupled | Solar | 7 | 10
386905 |  |  | MA - SMART Program |  |  | 2021 | Residential | FRANKLIN | Lithium Ion |  | Tesla | 13.5 | 0 | 7.6 | Behind the Meter | Customer Bill Savings (e.g., Demand Charge Management, TOU Arbitrage) |  |  |  |  | Yes | DC-Coupled | Solar | 8.5 | 7.6
390059 |  |  | MA - SMART Program |  |  | 2021 | Residential | WEST NEWBURY | Lithium Ion |  | Generac | 18 | 0 | 7.6 | Behind the Meter | Customer Bill Savings (e.g., Demand Charge Management, TOU Arbitrage) |  |  |  |  | Yes | DC-Coupled | Solar | 6.48 | 7.6
391494 |  |  | MA - SMART Program |  |  | 2021 | Residential | QUINCY | Lithium Ion |  | Generac | 18 | 0 | 7.6 | Behind the Meter | Customer Bill Savings (e.g., Demand Charge Management, TOU Arbitrage) |  |  |  |  | Yes | DC-Coupled | Solar | 8.8 | 7.6
389968 |  |  | MA - SMART Program |  |  | 2021 | Residential | WORCESTER | Lithium Ion |  | Solaredge | 9.6 | 0 | 7.6 | Behind the Meter | Customer Bill Savings (e.g., Demand Charge Management, TOU Arbitrage) |  |  |  |  | Yes | DC-Coupled | Solar | 9.23 | 7.6
388292 |  |  | MA - SMART Program |  |  | 2021 | Residential | ANDOVER | Lithium Ion |  | ENPHASE ENERGY | 0 | 10.08 | 3.84 | Behind the Meter | Customer Bill Savings (e.g., Demand Charge Management, TOU Arbitrage) |  |  |  |  | Yes | AC-Coupled | Solar | 12.58 | 13.7
389615 |  |  | MA - SMART Program |  |  | 2021 | Residential | ABINGTON | Lithium Ion |  | Tesla | 0 | 13.5 | 5 | Behind the Meter | Customer Bill Savings (e.g., Demand Charge Management, TOU Arbitrage) |  |  |  |  | Yes | Combined AC-&DC-Coupled | Solar | 9.86 | 12.6
391010 |  |  | MA - SMART Program |  |  | 2021 | Residential | WEST NEWBURY | Lithium Ion |  | SolarEdge Technologies | 9.6 | 0 | 7.6 | Behind the Meter | Customer Bill Savings (e.g., Demand Charge Management, TOU Arbitrage) |  |  |  |  | Yes | DC-Coupled | Solar | 9.24 | 7.6
383745 |  |  | MA - SMART Program |  |  | 2022 | Residential | PLAINVILLE | Lithium Ion |  | Tesla | 13.5 | 13.5 | 5 | Behind the Meter | Customer Bill Savings (e.g., Demand Charge Management, TOU Arbitrage) |  |  |  |  | Yes | Combined AC-&DC-Coupled | Solar | 12.18 | 12.6
387963 |  |  | MA - SMART Program |  |  | 2021 | Residential | LEICESTER | Lithium Ion |  | Tesla | 13.5 | 13.5 | 7.6 | Behind the Meter | Customer Bill Savings (e.g., Demand Charge Management, TOU Arbitrage) |  |  |  |  | Yes | DC-Coupled | Solar | 8.5 | 7.6
399338 |  |  | MA - SMART Program |  |  | 2021 | Residential | BROCKTON | Lithium Ion |  | Tesla | 13.5 | 5 | 5 | Behind the Meter | Customer Bill Savings (e.g., Demand Charge Management, TOU Arbitrage) |  |  |  |  | Yes | AC-Coupled | Solar | 13.2 | 14.57
386064 |  |  | MA - SMART Program |  |  | 2021 | Residential | FRANKLIN | Lithium Ion |  | SolarEdge Technologies | 9.6 | 0 | 3.8 | Behind the Meter | Customer Bill Savings (e.g., Demand Charge Management, TOU Arbitrage) |  |  |  |  | Yes | DC-Coupled | Solar | 2.72 | 9.8
388437 |  |  | MA - SMART Program |  |  | 2021 | Residential | WEST BRIDGEWATER | Lithium Ion |  | Tesla | 13.5 | 0 | 5 | Behind the Meter | Customer Bill Savings (e.g., Demand Charge Management, TOU Arbitrage) |  |  |  |  | Yes | AC-Coupled | Solar | 8.17 | 16
391411 |  |  | MA - SMART Program |  |  | 2021 | Residential | NORTHAMPTON | Lithium Ion |  | Generac | 0 | 6.7 | 7.6 | Behind the Meter | Customer Bill Savings (e.g., Demand Charge Management, TOU Arbitrage) |  |  |  |  | Yes | DC-Coupled | Solar |  | 7.6
388819 |  |  | MA - SMART Program |  |  | 2022 | Residential | FRANKLIN | Lithium Ion |  | Tesla | 0 | 13.5 | 5 | Behind the Meter | Customer Bill Savings (e.g., Demand Charge Management, TOU Arbitrage) |  |  |  |  | Yes | Combined AC-&DC-Coupled | Solar | 11.05 | 12.6
388504 |  |  | MA - SMART Program |  |  | 2021 | Residential | FLORENCE | Lithium Ion |  | ENPHASE ENERGY | 0 | 10.08 | 3.84 | Behind the Meter | Customer Bill Savings (e.g., Demand Charge Management, TOU Arbitrage) |  |  |  |  | Yes | AC-Coupled | Solar |  | 13.24
383864 |  |  | MA - SMART Program |  |  | 2021 | Residential | NORTHAMPTON | Lithium Ion |  | Tesla | 0 | 13.5 | 5 | Behind the Meter | Customer Bill Savings (e.g., Demand Charge Management, TOU Arbitrage) |  |  |  |  | Yes | Combined AC-&DC-Coupled | Solar | 11.82 | 12.6
414998 |  |  | MA - SMART Program |  |  | 2022 | Residential | GRAFTON | Lithium Ion |  | Tesla | 13.5 | 0 | 7.6 | Behind the Meter | Customer Bill Savings (e.g., Demand Charge Management, TOU Arbitrage) |  |  |  |  | Yes | DC-Coupled | Solar | 9.6 | 15.2
410085 |  |  | MA - SMART Program |  |  | 2022 | Residential | BELCHERTOWN | Lithium Ion |  | Tesla | 13.5 | 0 | 7.6 | Behind the Meter | Customer Bill Savings (e.g., Demand Charge Management, TOU Arbitrage) |  |  |  |  | Yes | DC-Coupled | Solar | 8.5 | 7.6
413324 |  |  | MA - SMART Program |  |  | 2022 | Residential | WENHAM | Lithium Ion |  | ENPHASE ENERGY | 0 | 10.08 | 3.84 | Behind the Meter | Customer Bill Savings (e.g., Demand Charge Management, TOU Arbitrage) |  |  |  |  | Yes | AC-Coupled | Solar | 6.84 | 11.62
416186 |  |  | MA - SMART Program |  |  | 2022 | Residential | MANCHESTER | Lithium Ion |  | Tesla | 13.5 | 13.5 | 5 | Behind the Meter | Customer Bill Savings (e.g., Demand Charge Management, TOU Arbitrage) |  |  |  |  | Yes | AC-Coupled | Solar |  | 10
414322 |  |  | MA - SMART Program |  |  | 2022 | Residential | NORTH GRAFTON | Lithium Ion |  | Tesla | 0 | 13.5 | 5 | Behind the Meter | Customer Bill Savings (e.g., Demand Charge Management, TOU Arbitrage) |  |  |  |  | Yes | Combined AC-&DC-Coupled | Solar | 8.8 | 12.6
417315 |  |  | MA - SMART Program |  |  | 2022 | Residential | WEYMOUTH | Lithium Ion |  | Tesla | 13.5 | 0 | 7.6 | Behind the Meter | Customer Bill Savings (e.g., Demand Charge Management, TOU Arbitrage) |  |  |  |  | Yes | DC-Coupled | Solar | 9.35 | 7.6
410218 |  |  | MA - SMART Program |  |  | 2022 | Residential | BEVERLY | Lithium Ion |  | Tesla | 13.5 | 13.5 | 5 | Behind the Meter | Customer Bill Savings (e.g., Demand Charge Management, TOU Arbitrage) |  |  |  |  | Yes | AC-Coupled | Solar |  | 15
406815 |  |  | MA - SMART Program |  |  | 2022 | Residential | TOPSFIELD | Lithium Ion |  | Tesla | 0 | 13.5 | 5 | Behind the Meter | Customer Bill Savings (e.g., Demand Charge Management, TOU Arbitrage) |  |  |  |  | Yes | Combined AC-&DC-Coupled | Solar | 5.1 | 12.6
418998 | [5 empty] | 2022 | Residential | HOPEDALE | Lithium Ion |  | Generac | 18 | 0 | 7.6 | Behind the Meter | Customer Bill Savings (e.g., Demand Charge Management, TOU Arbitrage) |  |  |  |  | Yes | DC-Coupled | Solar | 7.2 | 7.6
426185 | [5 empty] | 2022 | Residential | GT BARRINGTON | Lithium Ion |  | Tesla | 0 | 13.5 | 7.6 | Behind the Meter | Customer Bill Savings (e.g., Demand Charge Management, TOU Arbitrage) |  |  |  |  | Yes | DC-Coupled | Solar | 7.2 | 7.6
412357 |  |  | MA - SMART Program |  |  | 2022 | Residential | UPTON | Lithium Ion |  | ENPHASE ENERGY | 0 | 10.08 | 3.84 | Behind the Meter | Customer Bill Savings (e.g., Demand Charge Management, TOU Arbitrage) |  |  |  |  | Yes | AC-Coupled | Solar | 12.4 | 12.83
418125 |  |  | MA - SMART Program |  |  | 2022 | Residential | SALEM | Lithium Ion |  | Tesla | 13.5 | 0 | 7.6 | Behind the Meter | Customer Bill Savings (e.g., Demand Charge Management, TOU Arbitrage) |  |  |  |  | Yes | DC-Coupled | Solar | 4.06 | 7.6
413444 |  |  | MA - SMART Program |  |  | 2022 | Residential | STOUGHTON | Lithium Ion |  | Tesla | 0 | 13.5 | 5 | Behind the Meter | Customer Bill Savings (e.g., Demand Charge Management, TOU Arbitrage) |  |  |  |  | Yes | Combined AC-&DC-Coupled | Solar | 12.75 | 12.6
438278 | [5 empty] | 2022 | Residential | WEYMOUTH | Lithium Ion |  | Tesla | 13.5 | 0 | 7.6 | Behind the Meter | Customer Bill Savings (e.g., Demand Charge Management, TOU Arbitrage) |  |  |  |  | Yes | DC-Coupled | Solar | 9.2 | 7.6
416868 |  |  | MA - SMART Program |  |  | 2022 | Residential | NANTUCKET | Lithium Ion |  | Generac | 18 | 0 | 7.6 | Behind the Meter | Customer Bill Savings (e.g., Demand Charge Management, TOU Arbitrage) |  |  |  |  | Yes | Combined AC-&DC-Coupled | Solar | 16.2 | 13.6
415697 |  |  | MA - SMART Program |  |  | 2022 | Residential | FLORENCE | Lithium Ion |  | SolarEdge | 9.7 | 5 | 10 | Behind the Meter | Customer Bill Savings (e.g., Demand Charge Management, TOU Arbitrage) |  |  |  |  | Yes | AC-Coupled | Solar |  | 20
416403 |  |  | MA - SMART Program |  |  | 2022 | Residential | BEVERLY | Lithium Ion |  | Tesla | 13.5 | 13.5 | 5 | Behind the Meter | Customer Bill Savings (e.g., Demand Charge Management, TOU Arbitrage) |  |  |  |  | Yes | AC-Coupled | Solar |  | 15
408432 | [5 empty] | 2022 | Residential | ESSEX | Lithium Ion |  | Tesla | 13.5 | 13.5 | 5 | Behind the Meter | Customer Bill Savings (e.g., Demand Charge Management, TOU Arbitrage) |  |  |  |  | Yes | Separate PCC | Solar |  | 5
396906 |  |  | MA - SMART Program |  |  | 2021 | Residential | WORCESTER | Lithium Ion |  | SolarEdge | 9.3 | 0 | 7.6 | Behind the Meter | Customer Bill Savings (e.g., Demand Charge Management, TOU Arbitrage) |  |  |  |  | Yes | DC-Coupled | Solar | 10.3 | 7.6
397834 |  |  | MA - SMART Program |  |  | 2022 | Residential | ROCKPORT | Lithium Ion |  | Tesla | 13.5 | 13.5 | 5 | Behind the Meter | Customer Bill Savings (e.g., Demand Charge Management, TOU Arbitrage) |  |  |  |  | Yes | Combined AC-&DC-Coupled | Solar | 4.19 | 12.6
391734 |  |  | MA - SMART Program |  |  | 2021 | Residential | WORCESTER | Lithium Ion |  | Tesla | 0 | 13.5 | 5 | Behind the Meter | Customer Bill Savings (e.g., Demand Charge Management, TOU Arbitrage) |  |  |  |  | Yes | Combined AC-&DC-Coupled | Solar | 10.54 | 12.6
403504 |  |  | MA - SMART Program |  |  | 2022 | Residential | QUINCY | Lithium Ion |  | Tesla | 13.5 | 13.5 | 5 | Behind the Meter | Customer Bill Savings (e.g., Demand Charge Management, TOU Arbitrage) |  |  |  |  | Yes | AC-Coupled | Solar | 11.68 | 12.6
390578 | [5 empty] | 2021 | Residential | GARDNER | Lithium Ion |  | Tesla | 0 | 13.5 | 5 | Behind the Meter | Customer Bill Savings (e.g., Demand Charge Management, TOU Arbitrage) |  |  |  |  | Yes | Separate PCC | Solar |  | 5
387705 |  |  | MA - SMART Program |  |  | 2022 | Residential | WEYMOUTH | Lithium Ion |  | Tesla | 0 | 13.5 | 5 | Behind the Meter | Customer Bill Savings (e.g., Demand Charge Management, TOU Arbitrage) |  |  |  |  | Yes | Combined AC-&DC-Coupled | Solar | 8.5 | 12.6
389602 |  |  | MA - SMART Program |  |  | 2022 | Residential | WRENTHAM | Lithium Ion |  | Tesla | 13.5 | 0 | 7.6 | Behind the Meter | Customer Bill Savings (e.g., Demand Charge Management, TOU Arbitrage) |  |  |  |  | Yes | DC-Coupled | Solar | 9.35 | 7.6
386685 |  |  | MA - SMART Program |  |  | 2022 | Residential | METHUEN | Lithium Ion |  | Tesla | 13.5 | 0 | 7.6 | Behind the Meter | Customer Bill Savings (e.g., Demand Charge Management, TOU Arbitrage) |  |  |  |  | Yes | DC-Coupled | Solar | 8 | 7.6
391620 |  |  | MA - SMART Program |  |  | 2021 | Residential | SHEFFIELD | Lithium Ion |  | Solaredge Technologies | 9.6 | 0 | 3.8 | Behind the Meter | Customer Bill Savings (e.g., Demand Charge Management, TOU Arbitrage) |  |  |  |  | Yes | DC-Coupled | Solar | 5.33 | 3.8
386274 |  |  | MA - SMART Program |  |  | 2022 | Residential | SWAMPSCOTT | Lithium Ion |  | Tesla | 13.5 | 0 | 7.6 | Behind the Meter | Customer Bill Savings (e.g., Demand Charge Management, TOU Arbitrage) |  |  |  |  | Yes | DC-Coupled | Solar | 8.5 | 7.6
395506 |  |  | MA - SMART Program |  |  | 2021 | Residential | BRIDGEWATER | Lithium Ion |  | Generac | 18 | 0 | 7.6 | Behind the Meter | Customer Bill Savings (e.g., Demand Charge Management, TOU Arbitrage) |  |  |  |  | Yes | DC-Coupled | Solar | 10.22 | 7.6
394441 |  |  | MA - SMART Program |  |  | 2021 | Residential | QUINCY | Lithium Ion |  | Solar Edge | 9.7 | 0 | 10 | Behind the Meter | Customer Bill Savings (e.g., Demand Charge Management, TOU Arbitrage) |  |  |  |  | Yes | DC-Coupled | Solar |  | 10
388099 |  |  | MA - SMART Program |  |  | 2021 | Residential | E LONGMEADOW | Lithium Ion |  | Solar Edge | 9.4 | 0 | 7.6 | Behind the Meter | Customer Bill Savings (e.g., Demand Charge Management, TOU Arbitrage) |  |  |  |  | Yes | DC-Coupled | Solar |  | 7.6
387326 | [5 empty] | 2021 | Residential | NORTHBRIDGE | Lithium Ion |  | Tesla | 13.5 | 13.5 | 5 | Behind the Meter | Customer Bill Savings (e.g., Demand Charge Management, TOU Arbitrage) |  |  |  |  | Yes | AC-Coupled | Solar |  | 15
392756 |  |  | MA - SMART Program |  |  | 2021 | Residential | DUDLEY | Lithium Ion |  | Generac | 18 | 0 | 18 | Behind the Meter | Customer Bill Savings (e.g., Demand Charge Management, TOU Arbitrage) |  |  |  |  | Yes | DC-Coupled | Solar | 6.46 | 18
395013 |  |  | MA - SMART Program |  |  | 2021 | Residential | E LONGMEADOW | Lithium Ion |  | SolarEdge Technologies | 9.6 | 0 | 6 | Behind the Meter | Customer Bill Savings (e.g., Demand Charge Management, TOU Arbitrage) |  |  |  |  | Yes | Combined AC-&DC-Coupled | Solar | 14.56 | 9.8
388311 |  |  | MA - SMART Program |  |  | 2022 | Residential | WESTFORD | Lithium Ion |  | Tesla | 0 | 13.5 | 5 | Behind the Meter | Customer Bill Savings (e.g., Demand Charge Management, TOU Arbitrage) |  |  |  |  | Yes | Combined AC-&DC-Coupled | Solar | 12.24 | 12.6
408656 |  |  | MA - SMART Program |  |  | 2022 | Residential | FLORENCE | Lithium Ion |  | SolarEdge | 9.7 | 0 | 10 | Behind the Meter | Customer Bill Savings (e.g., Demand Charge Management, TOU Arbitrage) |  |  |  |  | Yes | DC-Coupled | Solar |  | 10
394404 |  |  | MA - SMART Program |  |  | 2021 | Residential | SHIRLEY | Lithium Ion |  | Tesla | 0 | 13.5 | 5 | Behind the Meter | Customer Bill Savings (e.g., Demand Charge Management, TOU Arbitrage) |  |  |  |  | Yes | AC-Coupled | Solar | 8.08 | 12.6
396998 |  |  | MA - SMART Program |  |  | 2021 | Residential | MEDFORD | Lithium Ion |  | LG CHEM | 9.6 | 0 | 5 | Behind the Meter | Customer Bill Savings (e.g., Demand Charge Management, TOU Arbitrage) |  |  |  |  | Yes | DC-Coupled | Solar | 9.57 | 10
391860 |  |  | MA - SMART Program |  |  | 2021 | Residential | NORTHAMPTON | Lithium Ion |  | Generac | 18 | 6.7 | 7.6 | Behind the Meter | Customer Bill Savings (e.g., Demand Charge Management, TOU Arbitrage) |  |  |  |  | Yes | DC-Coupled | Solar |  | 7.6
390276 |  |  | MA - SMART Program |  |  | 2021 | Residential | WEST NEWBURY | Lithium Ion |  | Tesla | 13.5 | 0 | 5 | Behind the Meter | Customer Bill Savings (e.g., Demand Charge Management, TOU Arbitrage) |  |  |  |  | Yes | AC-Coupled | Solar | 9.8 | 12.6
408712 |  |  | MA - SMART Program |  |  | 2022 | Residential | WILBRAHAM | Lithium Ion |  | Generac | 18 | 0 | 7.6 | Behind the Meter | Customer Bill Savings (e.g., Demand Charge Management, TOU Arbitrage) |  |  |  |  | Yes | DC-Coupled | Solar |  | 7.6
387792 |  |  | MA - SMART Program |  |  | 2021 | Residential | BILLERICA | Lithium Ion |  | Tesla | 13.5 | 0 | 5 | Behind the Meter | Customer Bill Savings (e.g., Demand Charge Management, TOU Arbitrage) |  |  |  |  | Yes | Separate PCC | Solar |  | 5
396043 |  |  | MA - SMART Program |  |  | 2021 | Residential | MANCHESTER | Lithium Ion |  | Tesla | 0 | 13.5 | 5 | Behind the Meter | Customer Bill Savings (e.g., Demand Charge Management, TOU Arbitrage) |  |  |  |  | Yes | Combined AC-&DC-Coupled | Solar | 12.75 | 12.6
385674 |  |  | MA - SMART Program |  |  | 2022 | Residential | E LONGMEADOW | Lithium Ion |  | Tesla | 13.5 | 0 | 7.6 | Behind the Meter | Customer Bill Savings (e.g., Demand Charge Management, TOU Arbitrage) |  |  |  |  | Yes | DC-Coupled | Solar | 6.8 | 7.6
395516 |  |  | MA - SMART Program |  |  | 2022 | Residential | NORTHAMPTON | Lithium Ion |  | SolarEdge Technologies | 9.7 | 0 | 7.6 | Behind the Meter | Customer Bill Savings (e.g., Demand Charge Management, TOU Arbitrage) |  |  |  |  | Yes | DC-Coupled | Solar |  | 7.6
388071 |  |  | MA - SMART Program |  |  | 2022 | Residential | GRAFTON | Lithium Ion |  | Tesla | 13.5 | 0 | 7.6 | Behind the Meter | Customer Bill Savings (e.g., Demand Charge Management, TOU Arbitrage) |  |  |  |  | Yes | DC-Coupled | Solar | 8.5 | 7.6
385675 |  |  | MA - SMART Program |  |  | 2022 | Residential | BILLERICA | Lithium Ion |  | Tesla | 13.5 | 0 | 7.6 | Behind the Meter | Customer Bill Savings (e.g., Demand Charge Management, TOU Arbitrage) |  |  |  |  | Yes | DC-Coupled | Solar | 9.52 | 7.6
387547 |  |  | MA - SMART Program |  |  | 2021 | Residential | BILLERICA | Lithium Ion |  | SunPower | 13 | 6 | 6.4 | Behind the Meter | Customer Bill Savings (e.g., Demand Charge Management, TOU Arbitrage) |  |  |  |  | Yes | AC-Coupled | Solar |  | 11.286
405315 |  |  | MA - SMART Program |  |  | 2022 | Residential | BEVERLY | Lithium Ion |  | Tesla | 13.5 | 13.5 | 5 | Behind the Meter | Customer Bill Savings (e.g., Demand Charge Management, TOU Arbitrage) |  |  |  |  | Yes | Separate PCC | Solar |  | 5
395262 |  |  | MA - SMART Program |  |  | 2021 | Residential | FISKDALE | Lithium Ion |  | StorEdge SE6000H-USS3 | 0 | 13.5 | 5 | Behind the Meter | Customer Bill Savings (e.g., Demand Charge Management, TOU Arbitrage) |  |  |  |  | Yes | AC-Coupled | Solar | 6.39 | 11
388653 |  |  | MA - SMART Program |  |  | 2021 | Residential | LEICESTER | Lithium Ion |  | ENPHASE ENERGY | 0 | 10 | 3.84 | Behind the Meter | Customer Bill Savings (e.g., Demand Charge Management, TOU Arbitrage) |  |  |  |  | Yes | AC-Coupled | Solar |  | 8.77
396962 | [5 empty] | 2021 | Residential | NORTHAMPTON | Lithium Ion |  | Tesla | 13.5 | 13.5 | 5 | Behind the Meter | Customer Bill Savings (e.g., Demand Charge Management, TOU Arbitrage) |  |  |  |  | Yes | Separate PCC | Solar |  | 5
405581 |  |  | MA - SMART Program |  |  | 2022 | Residential | PLAINVILLE | Lithium Ion |  | Tesla | 13.5 | 0 | 7.6 | Behind the Meter | Customer Bill Savings (e.g., Demand Charge Management, TOU Arbitrage) |  |  |  |  | Yes | Combined AC-&DC-Coupled | Solar | 11.2 | 11.4
387224 |  |  | MA - SMART Program |  |  | 2021 | Residential | ATHOL | Lithium Ion |  | DELTA ELECTRONICS | 9.6 | 9.6 | 3.84 | Behind the Meter | Customer Bill Savings (e.g., Demand Charge Management, TOU Arbitrage) |  |  |  |  | Yes | DC-Coupled | Solar | 5.28 | 3.84
395893 |  |  | MA - SMART Program |  |  | 2021 | Residential | NORTH EASTON | Lithium Ion |  | Tesla | 0 | 13.5 | 5 | Behind the Meter | Customer Bill Savings (e.g., Demand Charge Management, TOU Arbitrage) |  |  |  |  | Yes | Combined AC-&DC-Coupled | Solar | 11.22 | 12.6
406113 |  |  | MA - SMART Program |  |  | 2022 | Residential | EVERETT | Lithium Ion |  | Generac | 17.1 | 0 | 7.6 | Behind the Meter | Customer Bill Savings (e.g., Demand Charge Management, TOU Arbitrage) |  |  |  |  | Yes | DC-Coupled | Solar | 12.16 | 7.6
394247 |  |  | MA - SMART Program |  |  | 2021 | Residential | BROCKTON | Lithium Ion |  | Tesla | 0 | 13.5 | 5 | Behind the Meter | Customer Bill Savings (e.g., Demand Charge Management, TOU Arbitrage) |  |  |  |  | Yes | Combined AC-&DC-Coupled | Solar | 8.16 | 12.6
399645 |  |  | MA - SMART Program |  |  | 2022 | Residential | SOUTH ATTLEBORO | Lithium Ion |  | Tesla | 13.5 | 0 | 5 | Behind the Meter | Customer Bill Savings (e.g., Demand Charge Management, TOU Arbitrage) |  |  |  |  | Yes | AC-Coupled | Solar | 7 | 10
398454 |  |  | MA - SMART Program |  |  | 2021 | Residential | HARVARD | Lithium Ion |  | Solaredge Technologies | 9.6 | 0 | 7.6 | Behind the Meter | Customer Bill Savings (e.g., Demand Charge Management, TOU Arbitrage) |  |  |  |  | Yes | DC-Coupled | Solar | 9.94 | 7.6
394485 |  |  | MA - SMART Program |  |  | 2021 | Residential | HARVARD | Lithium Ion |  | ENPHASE ENERGY | 0 | 10.08 | 3.84 | Behind the Meter | Customer Bill Savings (e.g., Demand Charge Management, TOU Arbitrage) |  |  |  |  | Yes | AC-Coupled | Solar | 13.2 | 13.41
396092 |  |  | MA - SMART Program |  |  | 2021 | Residential | SOUTH ATTLEBORO | Lithium Ion |  | Tesla | 13.5 | 13.5 | 5 | Behind the Meter | Customer Bill Savings (e.g., Demand Charge Management, TOU Arbitrage) |  |  |  |  | Yes | AC-Coupled | Solar | 9.8 | 12.6
398592 |  |  | MA - SMART Program |  |  | 2021 | Residential | WESTFORD | Lithium Ion |  | Tesla | 13.5 | 0 | 7.6 | Behind the Meter | Customer Bill Savings (e.g., Demand Charge Management, TOU Arbitrage) |  |  |  |  | Yes | DC-Coupled | Solar | 7.66 | 7.6
415195 |  |  | MA - SMART Program |  |  | 2022 | Residential | BOXFORD | Lithium Ion |  | SolarEdge | 10 | 0 | 7.6 | Behind the Meter | Customer Bill Savings (e.g., Demand Charge Management, TOU Arbitrage) |  |  |  |  | Yes | DC-Coupled | Solar | 11.2 | 7.6
424922 |  |  | MA - SMART Program |  |  | 2022 | Residential | CHELMSFORD | Lithium Ion |  | Tesla | 13.5 | 0 | 7.6 | Behind the Meter | Customer Bill Savings (e.g., Demand Charge Management, TOU Arbitrage) |  |  |  |  | Yes | DC-Coupled | Solar | 9.6 | 7.6
413508 |  |  | MA - SMART Program |  |  | 2022 | Residential | FRANKLIN | Lithium Ion |  | Tesla | 13.5 | 0 | 7.6 | Behind the Meter | Customer Bill Savings (e.g., Demand Charge Management, TOU Arbitrage) |  |  |  |  | Yes | DC-Coupled | Solar | 12.76 | 7.6
422000 | [5 empty] | 2022 | Residential | BERLIN | Lithium Ion |  | Generac | 18 | 0 | 7.6 | Behind the Meter | Customer Bill Savings (e.g., Demand Charge Management, TOU Arbitrage) |  |  |  |  | Yes | DC-Coupled | Solar | 4.4 | 7.6
411790 | [5 empty] | 2022 | Residential | ALFORD | Lithium Ion |  | Generac | 18 | 0 | 7.6 | Behind the Meter | Customer Bill Savings (e.g., Demand Charge Management, TOU Arbitrage) |  |  |  |  | Yes | DC-Coupled | Solar |  | 15.2
423848 |  |  | MA - SMART Program |  |  | 2022 | Residential | RANDOLPH | Lithium Ion |  | SolarEdge Technologies | 9.6 | 0 | 10 | Behind the Meter | Customer Bill Savings (e.g., Demand Charge Management, TOU Arbitrage) |  |  |  |  | Yes | DC-Coupled | Solar | 11.9 | 10
421452 |  |  | MA - SMART Program |  |  | 2022 | Residential | ATTLEBORO | Lithium Ion |  | ENPHASE ENERGY | 0 | 10.08 | 3.84 | Behind the Meter | Customer Bill Savings (e.g., Demand Charge Management, TOU Arbitrage) |  |  |  |  | Yes | AC-Coupled | Solar | 7.6 | 9.35
424088 |  |  | MA - SMART Program |  |  | 2022 | Residential | MALDEN | Lithium Ion |  | Tesla | 13.5 | 0 | 7.6 | Behind the Meter | Customer Bill Savings (e.g., Demand Charge Management, TOU Arbitrage) |  |  |  |  | Yes | DC-Coupled | Solar | 8.51 | 7.6
426129 |  |  | MA - SMART Program |  |  | 2022 | Residential | BEVERLY FARMS | Lithium Ion |  | Tesla | 13.5 | 0 | 7.6 | Behind the Meter | Customer Bill Savings (e.g., Demand Charge Management, TOU Arbitrage) |  |  |  |  | Yes | DC-Coupled | Solar | 9.6 | 7.6
424396 | [5 empty] | 2022 | Residential | LEEDS | Lithium Ion |  | ENPHASE ENERGY | 0 | 10.08 | 3.84 | Behind the Meter | Customer Bill Savings (e.g., Demand Charge Management, TOU Arbitrage) |  |  |  |  | Yes | Separate PCC | Solar |  | 5.12
420627 |  |  | MA - SMART Program |  |  | 2022 | Residential | NEWBURYPORT | Lithium Ion |  | Tesla | 13.5 | 0 | 7.6 | Behind the Meter | Customer Bill Savings (e.g., Demand Charge Management, TOU Arbitrage) |  |  |  |  | Yes | DC-Coupled | Solar | 4.25 | 7.6
421608 |  |  | MA - SMART Program |  |  | 2022 | Residential | MARLBOROUGH | Lithium Ion |  | Tesla | 0 | 13.5 | 7.6 | Behind the Meter | Customer Bill Savings (e.g., Demand Charge Management, TOU Arbitrage) |  |  |  |  | Yes | Combined AC-&DC-Coupled | Solar | 17.43 | 11.4
418603 |  |  | MA - SMART Program |  |  | 2022 | Residential | FALL RIVER | Lithium Ion |  | SunPower | 0 | 12 | 6 | Behind the Meter | Customer Bill Savings (e.g., Demand Charge Management, TOU Arbitrage) |  |  |  |  | Yes | AC-Coupled | Solar |  | 14.448
413799 |  |  | MA - SMART Program |  |  | 2022 | Residential | WRENTHAM | Lithium Ion |  | Tesla | 13.5 | 0 | 7.6 | Behind the Meter | Customer Bill Savings (e.g., Demand Charge Management, TOU Arbitrage) |  |  |  |  | Yes | DC-Coupled | Solar | 9.35 | 7.6
420774 |  |  | MA - SMART Program |  |  | 2022 | Residential | SIASCONSET | Lithium Ion |  | Solaredge Technologies | 9.7 | 0 | 7.6 | Behind the Meter | Customer Bill Savings (e.g., Demand Charge Management, TOU Arbitrage) |  |  |  |  | Yes | DC-Coupled | Solar | 17.82 | 13.6
424571 |  |  | MA - SMART Program |  |  | 2022 | Residential | NORTHBRIDGE | Lithium Ion |  | Tesla | 13.5 | 0 | 7.6 | Behind the Meter | Customer Bill Savings (e.g., Demand Charge Management, TOU Arbitrage) |  |  |  |  | Yes | DC-Coupled | Solar |  | 7.6
412593 | [5 empty] | 2022 | Residential | PLAINVILLE | Lithium Ion |  | Tesla | 13.5 | 13.5 | 5 | Behind the Meter | Customer Bill Savings (e.g., Demand Charge Management, TOU Arbitrage) |  |  |  |  | Yes | AC-Coupled | Solar |  | 12.6
423623 |  |  | MA - SMART Program |  |  | 2022 | Residential | SEEKONK | Lithium Ion |  | solaredge | 16 | 0 | 7.6 | Behind the Meter | Customer Bill Savings (e.g., Demand Charge Management, TOU Arbitrage) |  |  |  |  | Yes | DC-Coupled | Solar |  | 7.6
422669 |  |  | MA - SMART Program |  |  | 2022 | Residential | WINCHENDON | Lithium Ion |  | SolarEdge Technologies | 9.6 | 0 | 6 | Behind the Meter | Customer Bill Savings (e.g., Demand Charge Management, TOU Arbitrage) |  |  |  |  | Yes | DC-Coupled | Solar | 6.83 | 6
422908 |  |  | MA - SMART Program |  |  | 2022 | Residential | PEMBROKE | Lithium Ion |  | Tesla | 0 | 5 | 5 | Behind the Meter | Customer Bill Savings (e.g., Demand Charge Management, TOU Arbitrage) |  |  |  |  | Yes | Combined AC-&DC-Coupled | Solar | 9.98 | 12.6
418397 |  |  | MA - SMART Program |  |  | 2022 | Residential | SOMERSET | Lithium Ion |  | Tesla | 13.5 | 0 | 5 | Behind the Meter | Customer Bill Savings (e.g., Demand Charge Management, TOU Arbitrage) |  |  |  |  | Yes | AC-Coupled | Solar | 14 | 15
414523 |  |  | MA - SMART Program |  |  | 2022 | Residential | DRACUT | Lithium Ion |  | Tesla | 13.5 | 0 | 7.6 | Behind the Meter | Customer Bill Savings (e.g., Demand Charge Management, TOU Arbitrage) |  |  |  |  | Yes | DC-Coupled | Solar | 9.6 | 15.2
423553 |  |  | MA - SMART Program |  |  | 2022 | Residential | NORTH ANDOVER | Lithium Ion |  | Tesla | 0 | 13.5 | 7.6 | Behind the Meter | Customer Bill Savings (e.g., Demand Charge Management, TOU Arbitrage) |  |  |  |  | Yes | Combined AC-&DC-Coupled | Solar | 12.76 | 11.4
427065 | [5 empty] | 2022 | Residential | MILFORD | Lithium Ion |  | Tesla | 0 | 13.5 | 5 | Behind the Meter | Customer Bill Savings (e.g., Demand Charge Management, TOU Arbitrage) |  |  |  |  | Yes | Combined AC-&DC-Coupled | Solar | 12.8 | 12.6
422173 |  |  | MA - SMART Program |  |  | 2022 | Residential | ORANGE | Lithium Ion |  | SolarEdge Technologies | 9.6 | 0 | 3.8 | Behind the Meter | Customer Bill Savings (e.g., Demand Charge Management, TOU Arbitrage) |  |  |  |  | Yes | DC-Coupled | Solar | 5.1 | 3.8
426630 | [5 empty] | 2022 | Residential | WEYMOUTH | Lithium Ion |  | Tesla | 0 | 13.5 | 7.6 | Behind the Meter | Customer Bill Savings (e.g., Demand Charge Management, TOU Arbitrage) |  |  |  |  | Yes | DC-Coupled | Solar | 9.6 | 7.6
419490 | [5 empty] | 2022 | Residential | COHASSET | Lithium Ion |  | Tesla | 0 | 13.5 | 5 | Behind the Meter | Customer Bill Savings (e.g., Demand Charge Management, TOU Arbitrage) |  |  |  |  | Yes | AC-Coupled | Solar |  | 12.6
439463 | [5 empty] | 2022 | Residential | BRADFORD | Lithium Ion |  | Tesla | 13.5 | 0 | 7.6 | Behind the Meter | Customer Bill Savings (e.g., Demand Charge Management, TOU Arbitrage) |  |  |  |  | Yes | DC-Coupled | Solar | 4.8 | 7.6
439065 |  |  | MA - SMART Program |  |  | 2022 | Residential | NEWBURY | Lithium Ion |  | tesla | 0 | 13.5 | 7.6 | Behind the Meter | Customer Bill Savings (e.g., Demand Charge Management, TOU Arbitrage) |  |  |  |  | Yes | DC-Coupled | Solar | 6.4 | 7.6
439325 |  |  | MA - SMART Program |  |  | 2022 | Residential | RANDOLPH | Lithium Ion |  | SolarEdge Technologies | 9.6 | 0 | 10 | Behind the Meter | Customer Bill Savings (e.g., Demand Charge Management, TOU Arbitrage) |  |  |  |  | Yes | DC-Coupled | Solar | 14.96 | 10
419581 |  |  | MA - SMART Program |  |  | 2022 | Residential | LEOMINSTER | Lithium Ion |  | Tesla | 13.5 | 0 | 7.6 | Behind the Meter | Customer Bill Savings (e.g., Demand Charge Management, TOU Arbitrage) |  |  |  |  | Yes | DC-Coupled | Solar | 12.75 | 7.6
436350 | [5 empty] | 2022 | Residential | BRADFORD | Lithium Ion |  | Tesla | 0 | 13.5 | 5 | Behind the Meter | Customer Bill Savings (e.g., Demand Charge Management, TOU Arbitrage) |  |  |  |  | Yes | AC-Coupled | Solar |  | 14.28
434224 |  |  | MA - SMART Program |  |  | 2022 | Residential | WORCESTER | Lithium Ion |  | SolarEdge | 9.7 | 0 | 7.6 | Behind the Meter | Customer Bill Savings (e.g., Demand Charge Management, TOU Arbitrage) |  |  |  |  | Yes | DC-Coupled | Solar | 12.8 | 7.6
431051 | [5 empty] | 2022 | Residential | FRANKLIN | Lithium Ion |  | ENPHASE ENERGY | 10.5 | 10.5 | 3.84 | Behind the Meter | Customer Bill Savings (e.g., Demand Charge Management, TOU Arbitrage) |  |  |  |  | Yes | AC-Coupled | Solar |  | 13.7
429775 | [5 empty] | 2022 | Residential | QUINCY | Lithium Ion |  | ENPHASE ENERGY | 0 | 10.5 | 3.84 | Behind the Meter | Customer Bill Savings (e.g., Demand Charge Management, TOU Arbitrage) |  |  |  |  | Yes | AC-Coupled | Solar | 8 | 13.48
433248 |  |  | MA - SMART Program |  |  | 2022 | Residential | ATTLEBORO | Lithium Ion |  | Tesla | 0 | 5 | 5 | Behind the Meter | Customer Bill Savings (e.g., Demand Charge Management, TOU Arbitrage) |  |  |  |  | Yes | AC-Coupled | Solar | 9.72 | 12.6
431234 | [5 empty] | 2022 | Residential | SALEM | Lithium Ion |  | ENPHASE ENERGY | 0 | 3.36 | 1.28 | Behind the Meter | Customer Bill Savings (e.g., Demand Charge Management, TOU Arbitrage) |  |  |  |  | Yes | Separate PCC | Solar | 15.72 | 13.1
430062 |  |  | MA - SMART Program |  |  | 2022 | Residential | MEDFORD | Lithium Ion |  | Tesla | 13.5 | 0 | 7.6 | Behind the Meter | Customer Bill Savings (e.g., Demand Charge Management, TOU Arbitrage) |  |  |  |  | Yes | DC-Coupled | Solar | 6.4 | 7.6
428747 |  |  | MA - SMART Program |  |  | 2022 | Residential | ATHOL | Lithium Ion |  | SolarEdge Technologies | 0 | 9.6 | 7.6 | Behind the Meter | Customer Bill Savings (e.g., Demand Charge Management, TOU Arbitrage) |  |  |  |  | Yes | DC-Coupled | Solar | 10.2 | 7.6
442118 |  |  | MA - SMART Program |  |  | 2022 | Residential | GT BARRINGTON | Lithium Ion |  | SolarEdge | 9.7 | 0 | 7.6 | Behind the Meter | Customer Bill Savings (e.g., Demand Charge Management, TOU Arbitrage) |  |  |  |  | Yes | DC-Coupled | Solar |  | 7.6
430552 |  |  | MA - SMART Program |  |  | 2022 | Residential | WRENTHAM | Lithium Ion |  | TESLA | 0 | 13.5 | 5 | Behind the Meter | Customer Bill Savings (e.g., Demand Charge Management, TOU Arbitrage) |  |  |  |  | Yes | Separate PCC | Solar | 13.65 | 10
428617 |  |  | MA - SMART Program |  |  | 2022 | Residential | BEVERLY | Lithium Ion |  | Tesla | 0 | 13.5 | 5 | Behind the Meter | Customer Bill Savings (e.g., Demand Charge Management, TOU Arbitrage) |  |  |  |  | Yes | Combined AC-&DC-Coupled | Solar | 11.48 | 12.6
441841 | [5 empty] | 2022 | Residential | QUINCY | Lithium Ion |  | Powerwall 2 AC Battery | 10 | 10 | 10 | Behind the Meter | Customer Bill Savings (e.g., Demand Charge Management, TOU Arbitrage) |  |  |  |  | Yes | AC-Coupled | Solar | 6.12 | 15
431870 | [5 empty] | 2022 | Residential | LANCASTER | Lithium Ion |  | Tesla | 13.5 | 0 | 7.6 | Behind the Meter | Customer Bill Savings (e.g., Demand Charge Management, TOU Arbitrage) |  |  |  |  | Yes | DC-Coupled | Solar | 10.8 | 7.6
434353 | [5 empty] | 2022 | Residential | NORTH ANDOVER | Lithium Ion |  | Tesla | 13.5 | 0 | 7.6 | Behind the Meter | Customer Bill Savings (e.g., Demand Charge Management, TOU Arbitrage) |  |  |  |  | Yes | DC-Coupled | Solar | 9.6 | 7.6
429323 |  |  | MA - SMART Program |  |  | 2022 | Residential | MELROSE | Lithium Ion |  | Tesla | 13.5 | 0 | 7.6 | Behind the Meter | Customer Bill Savings (e.g., Demand Charge Management, TOU Arbitrage) |  |  |  |  | Yes | DC-Coupled | Solar | 12.8 | 7.6
376641 |  |  | MA - SMART Program |  |  | 2021 | Residential | SUTTON | Lithium Ion |  | StorEdge | 9.3 | 0 | 7.6 | Behind the Meter | Customer Bill Savings (e.g., Demand Charge Management, TOU Arbitrage) |  |  |  |  | Yes | DC-Coupled | Solar |  | 7.6
378784 |  |  | MA - SMART Program |  |  | 2021 | Residential | BELLINGHAM | Lithium Ion |  | Tesla | 13.5 | 0 | 7.6 | Behind the Meter | Customer Bill Savings (e.g., Demand Charge Management, TOU Arbitrage) |  |  |  |  | Yes | DC-Coupled | Solar | 8.16 | 7.6
383411 |  |  | MA - SMART Program |  |  | 2021 | Residential | WEYMOUTH | Lithium Ion |  | Tesla | 13.5 | 0 | 7.6 | Behind the Meter | Customer Bill Savings (e.g., Demand Charge Management, TOU Arbitrage) |  |  |  |  | Yes | DC-Coupled | Solar | 9.66 | 7.6
376063 |  |  | MA - SMART Program |  |  | 2021 | Residential | GRAFTON | Lithium Ion |  | Tesla | 0 | 13.5 | 5 | Behind the Meter | Customer Bill Savings (e.g., Demand Charge Management, TOU Arbitrage) |  |  |  |  | Yes | Combined AC-&DC-Coupled | Solar | 8.16 | 12.6
375044 |  |  | MA - SMART Program |  |  | 2021 | Residential | WRENTHAM | Lithium Ion |  | Generac | 9 | 0 | 7.6 | Behind the Meter | Customer Bill Savings (e.g., Demand Charge Management, TOU Arbitrage) |  |  |  |  | Yes | DC-Coupled | Solar | 6.8 | 7.6
374159 |  |  | MA - SMART Program |  |  | 2021 | Residential | SEEKONK | Lithium Ion |  | SolarEdge Technologies | 9.6 | 0 | 6 | Behind the Meter | Customer Bill Savings (e.g., Demand Charge Management, TOU Arbitrage) |  |  |  |  | Yes | DC-Coupled | Solar | 6.5 | 6
380574 |  |  | MA - SMART Program |  |  | 2021 | Residential | MELROSE | Lithium Ion |  | ENPHASE ENERGY | 0 | 10.08 | 0.32 | Behind the Meter | Customer Bill Savings (e.g., Demand Charge Management, TOU Arbitrage) |  |  |  |  | Yes | AC-Coupled | Solar | 6.21 | 8.77
436703 | [5 empty] | 2022 | Residential | SWANSEA | Lithium Ion |  | Generac | 18 | 6.7 | 7.6 | Behind the Meter | Customer Bill Savings (e.g., Demand Charge Management, TOU Arbitrage) |  |  |  |  | Yes | DC-Coupled | Solar | 8.51 | 7.6
427827 |  |  | MA - SMART Program |  |  | 2022 | Residential | WILBRAHAM | Lithium Ion |  | SolarEdge | 9.7 | 5 | 10 | Behind the Meter | Customer Bill Savings (e.g., Demand Charge Management, TOU Arbitrage) |  |  |  |  | Yes | DC-Coupled | Solar |  | 10
432852 | [5 empty] | 2022 | Residential | FOXBORO | Lithium Ion |  | ENPHASE ENERGY | 0 | 10.08 | 3.84 | Behind the Meter | Customer Bill Savings (e.g., Demand Charge Management, TOU Arbitrage) |  |  |  |  | Yes | AC-Coupled | Solar |  | 12.54
431325 |  |  | MA - SMART Program |  |  | 2022 | Residential | PHILLIPSTON | Lithium Ion |  | SolarEdge | 9.7 | 0 | 10 | Behind the Meter | Customer Bill Savings (e.g., Demand Charge Management, TOU Arbitrage) |  |  |  |  | Yes | DC-Coupled | Solar |  | 10
435505 | [5 empty] | 2022 | Residential | FALL RIVER | Lithium Ion |  | TESLA | 0 | 13.5 | 5 | Behind the Meter | Customer Bill Savings (e.g., Demand Charge Management, TOU Arbitrage) |  |  |  |  | Yes | AC-Coupled | Solar |  | 10
430042 |  |  | MA - SMART Program |  |  | 2022 | Residential | NORTHAMPTON | Lithium Ion |  | SolarEdge | 9.7 | 5 | 10 | Behind the Meter | Customer Bill Savings (e.g., Demand Charge Management, TOU Arbitrage) |  |  |  |  | Yes | DC-Coupled | Solar |  | 10
429248 | [5 empty] | 2022 | Residential | SALISBURY | Lithium Ion |  | Generac | 18 | 6.7 | 7.6 | Behind the Meter | Customer Bill Savings (e.g., Demand Charge Management, TOU Arbitrage) |  |  |  |  | Yes | Combined AC-&DC-Coupled | Solar | 14 | 10
427607 | [5 empty] | 2022 | Residential | STURBRIDGE | Lithium Ion |  | Tesla | 0 | 13.5 | 5 | Behind the Meter | Customer Bill Savings (e.g., Demand Charge Management, TOU Arbitrage) |  |  |  |  | Yes | AC-Coupled | Solar |  | 12.6
428775 |  |  | MA - SMART Program |  |  | 2022 | Residential | WESTFORD | Lithium Ion |  | Tesla | 0 | 13.5 | 7.6 | Behind the Meter | Customer Bill Savings (e.g., Demand Charge Management, TOU Arbitrage) |  |  |  |  | Yes | Combined AC-&DC-Coupled | Solar | 13.6 | 11.4
427403 |  |  | MA - SMART Program |  |  | 2022 | Residential | TYNGSBORO | Lithium Ion |  | Tesla | 0 | 13.5 | 7.6 | Behind the Meter | Customer Bill Savings (e.g., Demand Charge Management, TOU Arbitrage) |  |  |  |  | Yes | DC-Coupled | Solar | 4.4 | 7.6
381761 |  |  | MA - SMART Program |  |  | 2021 | Residential | LAWRENCE | Lithium Ion |  | StorEdge | 9.6 | 0 | 6 | Behind the Meter | Customer Bill Savings (e.g., Demand Charge Management, TOU Arbitrage) |  |  |  |  | Yes | DC-Coupled | Solar | 8.25 | 6
380273 |  |  | MA - SMART Program |  |  | 2021 | Residential | BEVERLY | Lithium Ion |  | Tesla | 13.5 | 13.5 | 5 | Behind the Meter | Customer Bill Savings (e.g., Demand Charge Management, TOU Arbitrage) |  |  |  |  | Yes | AC-Coupled | Solar |  | 15
380378 |  |  | MA - SMART Program |  |  | 2022 | Residential | AUBURN | Lithium Ion |  | Tesla | 13.5 | 0 | 7.6 | Behind the Meter | Customer Bill Savings (e.g., Demand Charge Management, TOU Arbitrage) |  |  |  |  | Yes | DC-Coupled | Solar | 12.24 | 7.6
379661 |  |  | MA - SMART Program |  |  | 2022 | Residential | WESTBOROUGH | Lithium Ion |  | Generac | 18 | 0 | 7.6 | Behind the Meter | Customer Bill Savings (e.g., Demand Charge Management, TOU Arbitrage) |  |  |  |  | Yes | DC-Coupled | Solar | 9.52 | 7.6
431692 | [5 empty] | 2022 | Residential | WESTFORD | Lithium Ion |  | Tesla | 0 | 13.5 | 5 | Behind the Meter | Customer Bill Savings (e.g., Demand Charge Management, TOU Arbitrage) |  |  |  |  | Yes | AC-Coupled | Solar | 9.49 | 7.6
430965 | [5 empty] | 2022 | Residential | FRANKLIN | Lithium Ion |  | Tesla | 0 | 13.5 | 5 | Behind the Meter | Customer Bill Savings (e.g., Demand Charge Management, TOU Arbitrage) |  |  |  |  | Yes | AC-Coupled | Solar |  | 15
430566 |  |  | MA - SMART Program |  |  | 2022 | Residential | WEST NEWBURY | Lithium Ion |  | Tesla | 13.5 | 0 | 7.6 | Behind the Meter | Customer Bill Savings (e.g., Demand Charge Management, TOU Arbitrage) |  |  |  |  | Yes | DC-Coupled | Solar | 12 | 7.6
430411 |  |  | MA - SMART Program |  |  | 2022 | Residential | ROCKPORT | Lithium Ion |  | Generac | 17.1 | 0 | 7.6 | Behind the Meter | Customer Bill Savings (e.g., Demand Charge Management, TOU Arbitrage) |  |  |  |  | Yes | DC-Coupled | Solar | 10 | 7.6
376207 |  |  | MA - SMART Program |  |  | 2021 | Residential | WORCESTER | Lithium Ion |  | SolarEdge Technologies Ltd | 9.6 | 0 | 6 | Behind the Meter | Customer Bill Savings (e.g., Demand Charge Management, TOU Arbitrage) |  |  |  |  | Yes | DC-Coupled | Solar | 5.1 | 6
375316 |  |  | MA - SMART Program |  |  | 2021 | Residential | ROWE | Lithium Ion |  | SolarEdge | 9.7 | 0 | 10 | Behind the Meter | Customer Bill Savings (e.g., Demand Charge Management, TOU Arbitrage) |  |  |  |  | Yes | DC-Coupled | Solar |  | 10
342923 |  |  | MA - SMART Program |  |  | 2021 | Residential | MARLBOROUGH | Lithium Ion |  | DELTA ELECTRONICS | 9.3 | 0 | 5.76 | Behind the Meter | Customer Bill Savings (e.g., Demand Charge Management, TOU Arbitrage) |  |  |  |  | Yes | DC-Coupled | Solar | 5.67 | 5.76
344655 |  |  | MA - SMART Program |  |  | 2021 | Residential | LOWELL | Lithium Ion |  | DELTA ELECTRONICS | 9.3 | 0 | 5.76 | Behind the Meter | Customer Bill Savings (e.g., Demand Charge Management, TOU Arbitrage) |  |  |  |  | Yes | DC-Coupled | Solar | 6.93 | 5.76
378292 |  |  | MA - SMART Program |  |  | 2021 | Residential | LEICESTER | Lithium Ion |  | StorEdge | 9.3 | 0 | 7.6 | Behind the Meter | Customer Bill Savings (e.g., Demand Charge Management, TOU Arbitrage) |  |  |  |  | Yes | DC-Coupled | Solar |  | 7.6
377913 |  |  | MA - SMART Program |  |  | 2021 | Residential | TEWKSBURY | Lithium Ion |  | Solaredge | 9.6 | 0 | 3.8 | Behind the Meter | Customer Bill Savings (e.g., Demand Charge Management, TOU Arbitrage) |  |  |  |  | Yes | DC-Coupled | Solar | 11.22 | 3.8
380786 |  |  | MA - SMART Program |  |  | 2021 | Residential | WESTFORD | Lithium Ion |  | Tesla | 13.5 | 0 | 7.6 | Behind the Meter | Customer Bill Savings (e.g., Demand Charge Management, TOU Arbitrage) |  |  |  |  | Yes | DC-Coupled | Solar | 8.16 | 7.6
346439 |  |  | MA - SMART Program |  |  | 2021 | Residential | ATTLEBORO | Lithium Ion |  | StorEdge | 9.3 | 0 | 7.6 | Behind the Meter | Customer Bill Savings (e.g., Demand Charge Management, TOU Arbitrage) |  |  |  |  | Yes | DC-Coupled | Solar |  | 7.6
446017 | [5 empty] | 2022 | Residential | AMESBURY | Lithium Ion |  | Generac | 18 | 18 | 7.6 | Behind the Meter | Customer Bill Savings (e.g., Demand Charge Management, TOU Arbitrage) |  |  |  |  | Yes | Combined AC-&DC-Coupled | Solar | 17.39 | 10
446201 | [5 empty] | 2022 | Residential | SOUTH EASTON | Lithium Ion |  | Tesla | 0 | 13.5 | 5 | Behind the Meter | Customer Bill Savings (e.g., Demand Charge Management, TOU Arbitrage) |  |  |  |  | Yes | Separate PCC | Battery Add-On |  | 5
446290 |  |  | MA - SMART Program |  |  | 2022 | Residential | NORTHAMPTON | Lithium Ion |  | SolarEdge | 9.7 | 0 | 7.6 | Behind the Meter | Customer Bill Savings (e.g., Demand Charge Management, TOU Arbitrage) |  |  |  |  | Yes | DC-Coupled | Solar |  | 7.6
446075 | [5 empty] | 2022 | Residential | SOUTH EGREMONT | Lithium Ion |  | SolarEdge | 9.6 | 10 | 7.6 | Behind the Meter | Customer Bill Savings (e.g., Demand Charge Management, TOU Arbitrage) |  |  |  |  | Yes | DC-Coupled | Solar | 9.99 | 7.6
446167 | [5 empty] | 2022 | Residential | PEMBROKE | Lithium Ion |  | Tesla | 13.5 | 0 | 7.6 | Behind the Meter | Customer Bill Savings (e.g., Demand Charge Management, TOU Arbitrage) |  |  |  |  | Yes | DC-Coupled | Solar | 10.8 | 7.6
446156 | [5 empty] | 2022 | Residential | WESTBOROUGH | Lithium Ion |  | ENPHASE ENERGY | 10.08 | 10.08 | 0.29 | Behind the Meter | Customer Bill Savings (e.g., Demand Charge Management, TOU Arbitrage) |  |  |  |  | Yes | DC-Coupled | Solar | 11.34 | 8.12
446056 | [5 empty] | 2022 | Residential | ANDOVER | Lithium Ion |  | Generac | 12 | 12 | 7.6 | Behind the Meter | Customer Bill Savings (e.g., Demand Charge Management, TOU Arbitrage) |  |  |  |  | Yes | DC-Coupled | Solar | 13.83 | 7.6
445954 |  |  | MA - SMART Program |  |  | 2022 | Residential | HAMPDEN | Lithium Ion |  | SolarEdge Technologies | 9.6 | 0 | 10 | Behind the Meter | Customer Bill Savings (e.g., Demand Charge Management, TOU Arbitrage) |  |  |  |  | Yes | DC-Coupled | Solar | 14.97 | 10
445773 |  |  | MA - SMART Program |  |  | 2022 | Residential | FRANKLIN | Lithium Ion |  | LG Chem | 9.6 | 0 | 6 | Behind the Meter | Customer Bill Savings (e.g., Demand Charge Management, TOU Arbitrage) |  |  |  |  | Yes | Combined AC-&DC-Coupled | Solar | 9.52 | 12
445712 |  |  | MA - SMART Program |  |  | 2022 | Residential | NORTHAMPTON | Lithium Ion |  | SolarEdge | 19.4 | 10 | 10 | Behind the Meter | Customer Bill Savings (e.g., Demand Charge Management, TOU Arbitrage) |  |  |  |  | Yes | DC-Coupled | Solar |  | 10
443951 |  |  | MA - SMART Program |  |  | 2022 | Residential | FRANKLIN | Lithium Ion |  | Solaredge | 9.7 | 0 | 10 | Behind the Meter | Customer Bill Savings (e.g., Demand Charge Management, TOU Arbitrage) |  |  |  |  | Yes | DC-Coupled | Solar | 12.56 | 10
444268 |  |  | MA - SMART Program |  |  | 2022 | Residential | TYNGSBORO | Lithium Ion |  | SolarEdge Technologies | 9.6 | 0 | 10 | Behind the Meter | Customer Bill Savings (e.g., Demand Charge Management, TOU Arbitrage) |  |  |  |  | Yes | DC-Coupled | Solar | 14.96 | 10
443575 | [5 empty] | 2022 | Residential | WESTBOROUGH | Lithium Ion |  | ENPHASE ENERGY | 10.5 | 3.84 | 3.84 | Behind the Meter | Customer Bill Savings (e.g., Demand Charge Management, TOU Arbitrage) |  |  |  |  | Yes | AC-Coupled | Solar |  | 13.68
444567 | [5 empty] | 2022 | Residential | FOXBORO | Lithium Ion |  | Generac | 18 | 0 | 7.6 | Behind the Meter | Customer Bill Savings (e.g., Demand Charge Management, TOU Arbitrage) |  |  |  |  | Yes | DC-Coupled | Solar | 10.27 | 7.6
444476 |  |  | MA - SMART Program |  |  | 2022 | Residential | FLORENCE | Lithium Ion |  | ENPHASE ENERGY | 3.36 | 1.28 | 1.28 | Behind the Meter | Customer Bill Savings (e.g., Demand Charge Management, TOU Arbitrage) |  |  |  |  | Yes | AC-Coupled | Solar |  | 14.69
443615 | [5 empty] | 2022 | Residential | BRIMFIELD | Lithium Ion |  | Tesla | 0 | 13.5 | 5 | Behind the Meter | Customer Bill Savings (e.g., Demand Charge Management, TOU Arbitrage) |  |  |  |  | Yes | Separate PCC | Solar | 12.36 | 10.3
466693 | [5 empty] | 2022 | Residential | DRACUT | Lithium Ion |  | Tesla | 13.5 | 0 | 7.6 | Behind the Meter | Customer Bill Savings (e.g., Demand Charge Management, TOU Arbitrage) |  |  |  |  | Yes | DC-Coupled | Solar | 9.6 | 7.6
398233 |  |  | MA - SMART Program |  |  | 2022 | Residential | BOLTON | Lithium Ion |  | Tesla | 13.5 | 0 | 7.6 | Behind the Meter | Customer Bill Savings (e.g., Demand Charge Management, TOU Arbitrage) |  |  |  |  | Yes | DC-Coupled | Solar | 8.5 | 7.6
411050 |  |  | MA - SMART Program |  |  | 2022 | Residential | NORTHAMPTON | Lithium Ion |  | Solar Edge Technologies | 9.7 | 0 | 10 | Behind the Meter | Customer Bill Savings (e.g., Demand Charge Management, TOU Arbitrage) |  |  |  |  | Yes | DC-Coupled | Solar |  | 10
404289 |  |  | MA - SMART Program |  |  | 2022 | Residential | FRANKLIN | Lithium Ion |  | SolarEdge Technologies | 9.6 | 0 | 3.8 | Behind the Meter | Customer Bill Savings (e.g., Demand Charge Management, TOU Arbitrage) |  |  |  |  | Yes | DC-Coupled | Solar | 5.44 | 9.8
395839 |  |  | MA - SMART Program |  |  | 2022 | Residential | NORTHAMPTON | Lithium Ion |  | SolarEdge Technologies | 9.7 | 0 | 7.6 | Behind the Meter | Customer Bill Savings (e.g., Demand Charge Management, TOU Arbitrage) |  |  |  |  | Yes | DC-Coupled | Solar |  | 7.6
396476 |  |  | MA - SMART Program |  |  | 2021 | Residential | METHUEN | Lithium Ion |  | Solar Edge | 9.7 | 0 | 7.6 | Behind the Meter | Customer Bill Savings (e.g., Demand Charge Management, TOU Arbitrage) |  |  |  |  | Yes | DC-Coupled | Solar |  | 7.6
409913 |  |  | MA - SMART Program |  |  | 2022 | Residential | MEDFORD | Lithium Ion |  | Tesla | 13.5 | 0 | 7.6 | Behind the Meter | Customer Bill Savings (e.g., Demand Charge Management, TOU Arbitrage) |  |  |  |  | Yes | DC-Coupled | Solar | 8.07 | 7.6
411403 | [5 empty] | 2022 | Residential | ATTLEBORO | Lithium Ion |  | Generac | 18 | 0 | 7.6 | Behind the Meter | Customer Bill Savings (e.g., Demand Charge Management, TOU Arbitrage) |  |  |  |  | Yes | DC-Coupled | Solar | 12.8 | 7.6
394611 |  |  | MA - SMART Program |  |  | 2021 | Residential | BILLERICA | Lithium Ion |  | Tesla | 13.5 | 0 | 7.6 | Behind the Meter | Customer Bill Savings (e.g., Demand Charge Management, TOU Arbitrage) |  |  |  |  | Yes | DC-Coupled | Solar | 8.5 | 7.6
397432 |  |  | MA - SMART Program |  |  | 2022 | Residential | BILLERICA | Lithium Ion |  | Tesla | 13.5 | 13.5 | 5 | Behind the Meter | Customer Bill Savings (e.g., Demand Charge Management, TOU Arbitrage) |  |  |  |  | Yes | AC-Coupled | Solar | 8.05 | 11
411744 | [5 empty] | 2022 | Residential | BEVERLY | Lithium Ion |  | ENPHASE ENERGY | 0 | 10.08 | 3.84 | Behind the Meter | Customer Bill Savings (e.g., Demand Charge Management, TOU Arbitrage) |  |  |  |  | Yes | Separate PCC | Solar | 12.096 | 10.08
409523 |  |  | MA - SMART Program |  |  | 2022 | Residential | NORTHBRIDGE | Lithium Ion |  | Tesla | 13.5 | 0 | 7.6 | Behind the Meter | Customer Bill Savings (e.g., Demand Charge Management, TOU Arbitrage) |  |  |  |  | Yes | DC-Coupled | Solar | 12.75 | 7.6
396558 |  |  | MA - SMART Program |  |  | 2021 | Residential | WESTFORD | Lithium Ion |  | Tesla | 13.5 | 0 | 7.6 | Behind the Meter | Customer Bill Savings (e.g., Demand Charge Management, TOU Arbitrage) |  |  |  |  | Yes | Combined AC-&DC-Coupled | Solar | 11.9 | 12.6
401998 | [5 empty] | 2022 | Residential | PEMBROKE | Lithium Ion |  | Tesla | 13.5 | 13.5 | 5 | Behind the Meter | Customer Bill Savings (e.g., Demand Charge Management, TOU Arbitrage) |  |  |  |  | Yes | Separate PCC | Battery Add-On |  | 5
401548 |  |  | MA - SMART Program |  |  | 2021 | Residential | HANOVER | Lithium Ion |  | Tesla | 0 | 13.5 | 5 | Behind the Meter | Customer Bill Savings (e.g., Demand Charge Management, TOU Arbitrage) |  |  |  |  | Yes | Combined AC-&DC-Coupled | Solar | 11.9 | 12.6
406180 |  |  | MA - SMART Program |  |  | 2022 | Residential | WESTFORD | Lithium Ion |  | Tesla | 13.5 | 0 | 7.6 | Behind the Meter | Customer Bill Savings (e.g., Demand Charge Management, TOU Arbitrage) |  |  |  |  | Yes | DC-Coupled | Solar | 8.81 | 7.6
412801 |  |  | MA - SMART Program |  |  | 2022 | Residential | METHUEN | Lithium Ion |  | Tesla | 13.5 | 0 | 7.6 | Behind the Meter | Customer Bill Savings (e.g., Demand Charge Management, TOU Arbitrage) |  |  |  |  | Yes | DC-Coupled | Solar | 9.37 | 7.6
410373 |  |  | MA - SMART Program |  |  | 2022 | Residential | NORTON | Lithium Ion |  | ENPHASE ENERGY | 0 | 3.84 | 3.84 | Behind the Meter | Customer Bill Savings (e.g., Demand Charge Management, TOU Arbitrage) |  |  |  |  | Yes | AC-Coupled | Solar | 7.2 | 9.06
414356 |  |  | MA - SMART Program |  |  | 2022 | Residential | WESTBOROUGH | Lithium Ion |  | Tesla | 13.5 | 0 | 7.6 | Behind the Meter | Customer Bill Savings (e.g., Demand Charge Management, TOU Arbitrage) |  |  |  |  | Yes | DC-Coupled | Solar | 12.4 | 7.6
414635 |  |  | MA - SMART Program |  |  | 2022 | Residential | MARLBOROUGH | Lithium Ion |  | Tesla | 0 | 13.5 | 5 | Behind the Meter | Customer Bill Savings (e.g., Demand Charge Management, TOU Arbitrage) |  |  |  |  | Yes | Combined AC-&DC-Coupled | Solar | 9.6 | 12.6
413058 |  |  | MA - SMART Program |  |  | 2022 | Residential | NORTH BILLERICA | Lithium Ion |  | Tesla | 0 | 13.5 | 5 | Behind the Meter | Customer Bill Savings (e.g., Demand Charge Management, TOU Arbitrage) |  |  |  |  | Yes | Combined AC-&DC-Coupled | Solar | 5.53 | 12.6
414212 |  |  | MA - SMART Program |  |  | 2022 | Residential | FLORENCE | Lithium Ion |  | SolarEdge | 9.7 | 0 | 10 | Behind the Meter | Customer Bill Savings (e.g., Demand Charge Management, TOU Arbitrage) |  |  |  |  | Yes | AC-Coupled | Solar |  | 20
409603 |  |  | MA - SMART Program |  |  | 2022 | Residential | RUTLAND | Lithium Ion |  | SolarEdge Technologies | 9.6 | 0 | 3.8 | Behind the Meter | Customer Bill Savings (e.g., Demand Charge Management, TOU Arbitrage) |  |  |  |  | Yes | DC-Coupled | Solar | 5.33 | 3.8
403875 |  |  | MA - SMART Program |  |  | 2022 | Residential | LENOX | Lithium Ion |  | Tesla | 13.5 | 13.5 | 5 | Behind the Meter | Customer Bill Savings (e.g., Demand Charge Management, TOU Arbitrage) |  |  |  |  | Yes | AC-Coupled | Solar | 4.95 | 8.8
406513 |  |  | MA - SMART Program |  |  | 2022 | Residential | WORCESTER | Lithium Ion |  | ENPHASE ENERGY | 0 | 10.08 | 3.84 | Behind the Meter | Customer Bill Savings (e.g., Demand Charge Management, TOU Arbitrage) |  |  |  |  | Yes | Separate PCC | Solar | 7.92 | 11.5
413890 |  |  | MA - SMART Program |  |  | 2022 | Residential | NORTH GRAFTON | Lithium Ion |  | Tesla | 0 | 13.5 | 5 | Behind the Meter | Customer Bill Savings (e.g., Demand Charge Management, TOU Arbitrage) |  |  |  |  | Yes | Combined AC-&DC-Coupled | Solar | 8.5 | 12.6
401196 |  |  | MA - SMART Program |  |  | 2021 | Residential | SEEKONK | Lithium Ion |  | Generac | 12 | 0 | 7.6 | Behind the Meter | Customer Bill Savings (e.g., Demand Charge Management, TOU Arbitrage) |  |  |  |  | Yes | DC-Coupled | Solar | 7.2 | 7.6
404013 |  |  | MA - SMART Program |  |  | 2022 | Residential | WESTFORD | Lithium Ion |  | Tesla | 13.5 | 13.5 | 5 | Behind the Meter | Customer Bill Savings (e.g., Demand Charge Management, TOU Arbitrage) |  |  |  |  | Yes | AC-Coupled | Solar |  | 15
406299 | [5 empty] | 2022 | Residential | UXBRIDGE | Lithium Ion |  | Generac | 18 | 0 | 7.6 | Behind the Meter | Customer Bill Savings (e.g., Demand Charge Management, TOU Arbitrage) |  |  |  |  | Yes | DC-Coupled | Solar | 7.2 | 7.6
406008 | [5 empty] | 2022 | Residential | FRANKLIN | Lithium Ion |  | ENPHASE ENERGY | 0 | 10.08 | 3.84 | Behind the Meter | Customer Bill Savings (e.g., Demand Charge Management, TOU Arbitrage) |  |  |  |  | Yes | AC-Coupled | Solar |  | 7.9
408800 |  |  | MA - SMART Program |  |  | 2022 | Residential | NORTHAMPTON | Lithium Ion |  | Generac | 18 | 0 | 7.6 | Behind the Meter | Customer Bill Savings (e.g., Demand Charge Management, TOU Arbitrage) |  |  |  |  | Yes | DC-Coupled | Solar |  | 7.6
410313 |  |  | MA - SMART Program |  |  | 2022 | Residential | BELLINGHAM | Lithium Ion |  | StorEdge | 9.8 | 0 | 3.8 | Behind the Meter | Customer Bill Savings (e.g., Demand Charge Management, TOU Arbitrage) |  |  |  |  | Yes | DC-Coupled | Solar |  | 3.8
408675 |  |  | MA - SMART Program |  |  | 2022 | Residential | BELLINGHAM | Lithium Ion |  | Tesla | 13.5 | 0 | 7.6 | Behind the Meter | Customer Bill Savings (e.g., Demand Charge Management, TOU Arbitrage) |  |  |  |  | Yes | DC-Coupled | Solar | 8.16 | 7.6
401309 |  |  | MA - SMART Program |  |  | 2022 | Residential | LEOMINSTER | Lithium Ion |  | Tesla | 13.5 | 13.5 | 5 | Behind the Meter | Customer Bill Savings (e.g., Demand Charge Management, TOU Arbitrage) |  |  |  |  | Yes | AC-Coupled | Solar | 9.1 | 11
414052 | [5 empty] | 2022 | Residential | SALEM | Lithium Ion |  | Tesla | 13.5 | 13.5 | 5 | Behind the Meter | Customer Bill Savings (e.g., Demand Charge Management, TOU Arbitrage) |  |  |  |  | Yes | Separate PCC | Battery Add-On |  | 5
411518 |  |  | MA - SMART Program |  |  | 2022 | Residential | WORCESTER | Lithium Ion |  | Tesla | 13.5 | 0 | 7.6 | Behind the Meter | Customer Bill Savings (e.g., Demand Charge Management, TOU Arbitrage) |  |  |  |  | Yes | DC-Coupled | Solar | 4.4 | 7.6
403694 |  |  | MA - SMART Program |  |  | 2022 | Residential | NORTHAMPTON | Lithium Ion |  | ENPHASE ENERGY | 0 | 10.08 | 3.84 | Behind the Meter | Customer Bill Savings (e.g., Demand Charge Management, TOU Arbitrage) |  |  |  |  | Yes | AC-Coupled | Solar |  | 7.9
377042 |  |  | MA - SMART Program |  |  | 2021 | Residential | MILFORD | Lithium Ion |  | Solaredge Technologies | 9.6 | 0 | 7.6 | Behind the Meter | Customer Bill Savings (e.g., Demand Charge Management, TOU Arbitrage) |  |  |  |  | Yes | DC-Coupled | Solar | 10.08 | 7.6
381742 |  |  | MA - SMART Program |  |  | 2021 | Residential | ATHOL | Lithium Ion |  | SolarEdge | 9.6 | 0 | 6 | Behind the Meter | Customer Bill Savings (e.g., Demand Charge Management, TOU Arbitrage) |  |  |  |  | Yes | DC-Coupled | Solar | 6.93 | 6
404982 |  |  | MA - SMART Program |  |  | 2022 | Residential | SEEKONK | Lithium Ion |  | Tesla | 13.5 | 0 | 5 | Behind the Meter | Customer Bill Savings (e.g., Demand Charge Management, TOU Arbitrage) |  |  |  |  | Yes | AC-Coupled | Solar | 8.64 | 11
377791 | [5 empty] | 2021 | Residential | RANDOLPH | Lithium Ion |  | SolarEdge Technologies | 9.8 | 0 | 3.8 | Behind the Meter | Customer Bill Savings (e.g., Demand Charge Management, TOU Arbitrage) |  |  |  |  | Yes | DC-Coupled | Solar | 4.76 | 3.8
377132 |  |  | MA - SMART Program |  |  | 2021 | Residential | MEDFORD | Lithium Ion |  | Tesla | 13.5 | 0 | 5 | Behind the Meter | Customer Bill Savings (e.g., Demand Charge Management, TOU Arbitrage) |  |  |  |  | Yes | Combined AC-&DC-Coupled | Solar | 7.48 | 12.6
377987 |  |  | MA - SMART Program |  |  | 2021 | Residential | ORANGE | Lithium Ion |  | SolarEdge Technologies | 9.7 | 0 | 10 | Behind the Meter | Customer Bill Savings (e.g., Demand Charge Management, TOU Arbitrage) |  |  |  |  | Yes | DC-Coupled | Solar |  | 10
343100 |  |  | MA - SMART Program |  |  | 2021 | Residential | METHUEN | Lithium Ion |  | StorEdge | 9.3 | 0 | 7.6 | Behind the Meter | Customer Bill Savings (e.g., Demand Charge Management, TOU Arbitrage) |  |  |  |  | Yes | DC-Coupled | Solar |  | 7.6
377935 |  |  | MA - SMART Program |  |  | 2021 | Residential | WORCESTER | Lithium Ion |  | Tesla | 13.5 | 0 | 7.6 | Behind the Meter | Customer Bill Savings (e.g., Demand Charge Management, TOU Arbitrage) |  |  |  |  | Yes | DC-Coupled | Solar | 8.88 | 7.6
393392 |  |  | MA - SMART Program |  |  | 2021 | Residential | SPENCER | Lithium Ion |  | Solar Edge | 9.7 | 0 | 3.8 | Behind the Meter | Customer Bill Savings (e.g., Demand Charge Management, TOU Arbitrage) |  |  |  |  | Yes | DC-Coupled | Solar |  | 9.8
391326 | [5 empty] | 2022 | Commercial | SHEFFIELD | Lithium Ion |  | Solaredge | 9.3 | 0 | 7.6 | Behind the Meter | Peak Shaving/ Load Leveling | Reliability and Resiliency |  |  |  | Yes | DC-Coupled | Solar |  | 7.6
417694 |  |  | MA - SMART Program |  |  | 2022 | Residential | BYFIELD | Lithium Ion |  | SolarEdge Technologies HD | 9.6 | 0 | 3.8 | Behind the Meter | Customer Bill Savings (e.g., Demand Charge Management, TOU Arbitrage) |  |  |  |  | Yes | DC-Coupled | Solar | 3.91 | 3.8
423365 |  |  | MA - SMART Program |  |  | 2022 | Residential | LYNN | Lithium Ion |  | Tesla | 0 | 13.5 | 5 | Behind the Meter | Customer Bill Savings (e.g., Demand Charge Management, TOU Arbitrage) |  |  |  |  | Yes | AC-Coupled | Solar | 7.8 | 11
403101 |  |  | MA - SMART Program |  |  | 2022 | Residential | FRANKLIN | Lithium Ion |  | SolarEdge | 9.6 | 0 | 7.6 | Behind the Meter | Customer Bill Savings (e.g., Demand Charge Management, TOU Arbitrage) |  |  |  |  | Yes | DC-Coupled | Solar | 12 | 7.6
406332 |  |  | MA - SMART Program |  |  | 2022 | Residential | SOUTHBOROUGH | Lithium Ion |  | Tesla | 13.5 | 13.5 | 5 | Behind the Meter | Customer Bill Savings (e.g., Demand Charge Management, TOU Arbitrage) |  |  |  |  | Yes | Combined AC-&DC-Coupled | Solar | 12.75 | 12.6
416979 |  |  | MA - SMART Program |  |  | 2022 | Residential | AUBURN | Lithium Ion |  | SolarEdge Technologies | 9.6 | 0 | 10 | Behind the Meter | Customer Bill Savings (e.g., Demand Charge Management, TOU Arbitrage) |  |  |  |  | Yes | DC-Coupled | Solar | 12.36 | 10
401722 |  |  | MA - SMART Program |  |  | 2021 | Residential | SCITUATE | Lithium Ion |  | Generac | 9 | 9 | 7.6 | Behind the Meter | Customer Bill Savings (e.g., Demand Charge Management, TOU Arbitrage) |  |  |  |  | Yes | Combined AC-&DC-Coupled | Solar | 12.8 | 8.76
406845 |  |  | MA - SMART Program |  |  | 2022 | Residential | WEBSTER | Lithium Ion |  | Tesla | 13.5 | 13.5 | 5 | Behind the Meter | Customer Bill Savings (e.g., Demand Charge Management, TOU Arbitrage) |  |  |  |  | Yes | AC-Coupled | Solar | 8.78 | 11
424101 | [5 empty] | 2022 | Residential | SAUGUS | Lithium Ion |  | Tesla | 0 | 13.5 | 5 | Behind the Meter | Customer Bill Savings (e.g., Demand Charge Management, TOU Arbitrage) |  |  |  |  | Yes | Combined AC-&DC-Coupled | Solar | 6.8 | 12.6
409718 |  |  | MA - SMART Program |  |  | 2022 | Residential | CHELMSFORD | Lithium Ion |  | ENPHASE ENERGY | 0 | 3.36 | 1.28 | Behind the Meter | Customer Bill Savings (e.g., Demand Charge Management, TOU Arbitrage) |  |  |  |  | Yes | AC-Coupled | Solar | 13.6 | 14.98
424488 | [5 empty] | 2022 | Residential | MILFORD | Lithium Ion |  | tesla | 13.5 | 0 | 7.6 | Behind the Meter | Customer Bill Savings (e.g., Demand Charge Management, TOU Arbitrage) |  |  |  |  | Yes | DC-Coupled | Solar |  | 7.6
423189 |  |  | MA - SMART Program |  |  | 2022 | Residential | WORCESTER | Lithium Ion |  | ENPHASE ENERGY | 0 | 10.08 | 3.84 | Behind the Meter | Customer Bill Savings (e.g., Demand Charge Management, TOU Arbitrage) |  |  |  |  | Yes | AC-Coupled | Solar | 10 | 11.09
411911 |  |  | MA - SMART Program |  |  | 2022 | Residential | WESTFORD | Lithium Ion |  | Tesla | 13.5 | 0 | 7.6 | Behind the Meter | Customer Bill Savings (e.g., Demand Charge Management, TOU Arbitrage) |  |  |  |  | Yes | DC-Coupled | Solar | 7.65 | 7.6
426406 |  |  | MA - SMART Program |  |  | 2022 | Residential | ANDOVER | Lithium Ion |  | Tesla | 0 | 13.5 | 7.6 | Behind the Meter | Customer Bill Savings (e.g., Demand Charge Management, TOU Arbitrage) |  |  |  |  | Yes | Combined AC-&DC-Coupled | Solar | 14.4 | 11.4
423873 |  |  | MA - SMART Program |  |  | 2022 | Residential | THREE RIVERS | Lithium Ion |  | Generac | 18 | 0 | 7.6 | Behind the Meter | Customer Bill Savings (e.g., Demand Charge Management, TOU Arbitrage) |  |  |  |  | Yes | DC-Coupled | Solar |  | 7.6
410208 |  |  | MA - SMART Program |  |  | 2022 | Residential | ESSEX | Lithium Ion |  | Tesla | 13.5 | 13.5 | 5 | Behind the Meter | Customer Bill Savings (e.g., Demand Charge Management, TOU Arbitrage) |  |  |  |  | Yes | AC-Coupled | Solar |  | 15
413586 |  |  | MA - SMART Program |  |  | 2022 | Residential | NORTH GRAFTON | Lithium Ion |  | Tesla | 13.5 | 0 | 7.6 | Behind the Meter | Customer Bill Savings (e.g., Demand Charge Management, TOU Arbitrage) |  |  |  |  | Yes | Combined AC-&DC-Coupled | Solar | 12.8 | 11.4
415239 |  |  | MA - SMART Program |  |  | 2022 | Residential | WESTFORD | Lithium Ion |  | Tesla | 0 | 13.5 | 5 | Behind the Meter | Customer Bill Savings (e.g., Demand Charge Management, TOU Arbitrage) |  |  |  |  | Yes | Combined AC-&DC-Coupled | Solar | 8.16 | 12.6
410417 |  |  | MA - SMART Program |  |  | 2022 | Residential | SOUTHBOROUGH | Lithium Ion |  | ENPHASE ENERGY | 0 | 10.08 | 3.84 | Behind the Meter | Customer Bill Savings (e.g., Demand Charge Management, TOU Arbitrage) |  |  |  |  | Yes | AC-Coupled | Solar |  | 13.7
422928 |  |  | MA - SMART Program |  |  | 2022 | Residential | WINTHROP | Lithium Ion |  | ENPHASE ENERGY | 0 | 3.36 | 1.28 | Behind the Meter | Customer Bill Savings (e.g., Demand Charge Management, TOU Arbitrage) |  |  |  |  | Yes | AC-Coupled | Solar | 3.6 | 13
422974 | [5 empty] | 2022 | Residential | HUBBARDSTON | Lithium Ion |  | Tesla | 13.5 | 0 | 7.6 | Behind the Meter | Customer Bill Savings (e.g., Demand Charge Management, TOU Arbitrage) |  |  |  |  | Yes | DC-Coupled | Solar | 9.6 | 7.6
415411 |  |  | MA - SMART Program |  |  | 2022 | Residential | BRIDGEWATER | Lithium Ion |  | Tesla | 13.5 | 0 | 7.6 | Behind the Meter | Customer Bill Savings (e.g., Demand Charge Management, TOU Arbitrage) |  |  |  |  | Yes | DC-Coupled | Solar | 8.8 | 15.2
422808 |  |  | MA - SMART Program |  |  | 2022 | Residential | AYER | Lithium Ion |  | Tesla | 0 | 13.5 | 5 | Behind the Meter | Customer Bill Savings (e.g., Demand Charge Management, TOU Arbitrage) |  |  |  |  | Yes | Combined AC-&DC-Coupled | Solar | 8.08 | 12.6
417182 | [5 empty] | 2022 | Residential | WESTMINSTER | Lithium Ion |  | Generac | 18 | 0 | 7.6 | Behind the Meter | Customer Bill Savings (e.g., Demand Charge Management, TOU Arbitrage) |  |  |  |  | Yes | Combined AC-&DC-Coupled | Solar | 6.8 | 10
418756 | [5 empty] | 2022 | Residential | WESTMINSTER | Lithium Ion |  | Sol-Ark | 18.43 | 0 | 9 | Behind the Meter | Customer Bill Savings (e.g., Demand Charge Management, TOU Arbitrage) |  |  |  |  | Yes | DC-Coupled | Solar | 12.25 | 9
418540 |  |  | MA - SMART Program |  |  | 2022 | Residential | BOXFORD | Lithium Ion |  | Tesla | 0 | 13.5 | 5 | Behind the Meter | Customer Bill Savings (e.g., Demand Charge Management, TOU Arbitrage) |  |  |  |  | Yes | AC-Coupled | Solar |  | 15
402349 |  |  | MA - SMART Program |  |  | 2022 | Residential | NORTH ORANGE | Lithium Ion |  | Tesla | 0 | 13.5 | 5 | Behind the Meter | Customer Bill Savings (e.g., Demand Charge Management, TOU Arbitrage) |  |  |  |  | Yes | AC-Coupled | Solar |  | 11.98
404447 |  |  | MA - SMART Program |  |  | 2022 | Residential | CHESHIRE | Lithium Ion |  | Generac | 18 | 0 | 7.6 | Behind the Meter | Customer Bill Savings (e.g., Demand Charge Management, TOU Arbitrage) |  |  |  |  | Yes | DC-Coupled | Solar |  | 7.6
401635 |  |  | MA - SMART Program |  |  | 2021 | Residential | REHOBOTH | Lithium Ion |  | Tesla | 13.5 | 0 | 7.6 | Behind the Meter | Customer Bill Savings (e.g., Demand Charge Management, TOU Arbitrage) |  |  |  |  | Yes | Combined AC-&DC-Coupled | Solar | 12.24 | 11.4
378271 | [5 empty] | 2021 | Residential | BOXFORD | Lithium Ion |  | Tesla | 13.5 | 13.5 | 5 | Behind the Meter | Customer Bill Savings (e.g., Demand Charge Management, TOU Arbitrage) |  |  |  |  | Yes | Separate PCC | Solar | 7.65 | 7.6
367483 |  |  | MA - SMART Program |  |  | 2021 | Residential | HARVARD | Lithium Ion |  | Tesla | 13.5 | 13.5 | 5 | Behind the Meter | Customer Bill Savings (e.g., Demand Charge Management, TOU Arbitrage) |  |  |  |  | Yes | Separate PCC | Solar | 22.4 | 20
178003 |  |  | MA - SMART Program |  |  | 2018 | Commercial | CHARLTON | Lithium Ion |  | GP TECH | 357.375 | 0 | 1125 | Standalone | [5 empty] | Yes | DC-Coupled | Solar | 3509 | 4500
176273 |  |  | MA - SMART Program |  |  | 2016 | Commercial | WINCHENDON | Lithium Ion |  | DYNAMICPOWER | 0 | 250 | 250 | Standalone | [5 empty] | No | AC-Coupled | Solar | 600 | 500
176453 |  |  | MA - SMART Program |  |  | 2017 | Commercial | WALES | Lithium Ion |  | Power Electronics | 3000 | 0 | 2000 | Standalone | [5 empty] | Yes | DC-Coupled | Solar | 2400 | 2000
177593 |  |  | MA - SMART Program |  |  | 2018 | Commercial | GARDNER | Lithium Ion |  | Power Electronics | 0 | 6078 | 3000 | Standalone | [5 empty] | Yes | AC-Coupled | Solar | 6665 | 4990
177278 | [5 empty] | 2017 | Commercial | CHARLTON | Lithium Ion |  | WSTech | 0 | 140 | 280 | Standalone | [5 empty] | No | AC-Coupled | Solar | 1344 | 1120
193884 |  |  | MA - SMART Program |  |  | 2019 | Commercial | GT BARRINGTON | Lithium Ion |  | Sungrow-Samsung | 34.75 | 0 | 125 | Standalone | [5 empty] | Yes | DC-Coupled | Solar | 2400 | 2000
343831 | [5 empty] | 2021 | Residential | TYNGSBORO | Lithium Ion |  | Tesla | 13.32 | 25 | 5 | Behind the Meter | Customer Bill Savings (e.g., Demand Charge Management, TOU Arbitrage) |  |  |  |  | No | AC-Coupled | Solar | 18 | 15
379550 |  |  | MA - SMART Program |  |  | 2021 | Residential | SALEM | Lithium Ion |  | Tesla | 13.5 | 13.5 | 5 | Behind the Meter | Customer Bill Savings (e.g., Demand Charge Management, TOU Arbitrage) |  |  |  |  | Yes | Separate PCC | Solar | 19.2 | 16
431159 |  |  | MA - SMART Program |  |  | 2022 | Residential | Andover | Lithium Ion |  | Tesla | 27 | 0 | 15.2 | Behind the Meter | Customer Bill Savings (e.g., Demand Charge Management, TOU Arbitrage) |  |  |  |  | Yes | DC-Coupled | Solar | 16.8 | 15.2
427776 |  |  | MA - SMART Program |  |  | 2022 | Residential | ATTLEBORO | Lithium Ion |  | SunPower | 0 | 12 | 6 | Behind the Meter | Customer Bill Savings (e.g., Demand Charge Management, TOU Arbitrage) |  |  |  |  | Yes | AC-Coupled | Solar |  | 8.064
366888 |  |  | MA - SMART Program |  |  | 2021 | Residential | Bridgewater | Lithium Ion |  | Tesla | 0 | 27 | 10 | Behind the Meter | Customer Bill Savings (e.g., Demand Charge Management, TOU Arbitrage) |  |  |  |  | Yes | Combined AC-&DC-Coupled | Solar | 13.26 | 25.2
445236 |  |  | MA - SMART Program |  |  | 2022 | Residential | Worcester | Lithium Ion |  | Tesla | 13.5 | 0 | 15.2 | Behind the Meter | Customer Bill Savings (e.g., Demand Charge Management, TOU Arbitrage) |  |  |  |  | Yes | DC-Coupled | Solar | 23.2 | 15.2
456914 | [5 empty] | 2022 | Residential | Brockton | Lithium Ion |  | ENPHASE ENERGY | 0 | 10.08 | 7.68 | Behind the Meter | Customer Bill Savings (e.g., Demand Charge Management, TOU Arbitrage) |  |  |  |  | Yes | AC-Coupled | Solar |  | 6.96
177593 |  |  | MA - SMART Program |  |  | 2018 | Commercial | GARDNER | Lithium Ion |  | Power Electronics | 3039 | 0 | 3000 | Standalone | Peak Shaving/ Load Leveling | Reliability and Resiliency |  |  |  | Yes | Combined AC-&DC-Coupled | Solar | 2388 | 1990
459143 | [5 empty] | 2022 | Residential | Malden | Lithium Ion |  | Tesla | 13.5 | 0 | 15.2 | Behind the Meter | Customer Bill Savings (e.g., Demand Charge Management, TOU Arbitrage) |  |  |  |  | Yes | DC-Coupled | Solar | 17.6 | 15.2
421208 |  |  | MA - SMART Program |  |  | 2022 | Residential | NORTH ANDOVER | Lithium Ion |  | Tesla | 13.5 | 0 | 15.2 | Behind the Meter | Customer Bill Savings (e.g., Demand Charge Management, TOU Arbitrage) |  |  |  |  | Yes | DC-Coupled | Solar | 13.6 | 15.2
208014 |  |  | MA - Energy Efficiency/ DR Program |  |  | 2019 | Residential | North Easton | Lithium Ion |  | Tesla | 0 | 40.5 | 5 | Standalone | Customer Bill Savings (e.g., Demand Charge Management, TOU Arbitrage) |  |  |  |  | No | AC-Coupled | None
[13 empty] | 269646.035 | 176787.762

## Pipeline Projects
Pipeline Projects
ENERGY STORAGE SYSTEM | [20 empty] | GENERATION
Case Number | DG WR Number | Common Project Name (Redacted) | Policy Source 1 | Policy Source 2 | Other Source | Interconnection Status | Customer Type | City/Town | Year | Technology Type | Other Technology | Manufactuer | Energy kWh (DC) | Energy kWh (AC) | Capacity kW (AC) | Installation Type | Application / Intended use #1 | Application/ Intended Use #2 | Application/ Intended Use #3 | Other - Application/ Intended Use | DG WR Number2 | Storage Co-Located with DG/ Generation? | System Configuration Type | DG/ Generation Type | Capacity kW (DC) | Capacity kW (AC)3
381762 |  |  | MA - SMART Program |  |  | Full Payment Received | Residential | NORTHBOROUGH | 2021 | Lithium Ion |  | Tesla | 13.5 | 0 | 15.2 | Behind the Meter | Peak Shaving/ Load Leveling | [5 empty] | DC-Coupled | Solar |  | 15.2
415344 |  |  | MA Smart |  |  | Full Payment Received | Residential | CHARLTON CITY | 2022 | Lithium Ion |  | Tesla | 13.5 | 0 | 7.6 | Behind the Meter | [7 empty] | Solar | 8.4 | 15.2
429786 |  |  | MA Smart |  |  | Full Payment Received | Residential | PEMBROKE | 2022 | Lithium Ion |  | Tesla | 0 | 13.5 | 5 | Behind the Meter | [7 empty] | Solar | 11.91 | 17.6
433783 | [5 empty] | Full Payment Received | Residential | PEPPERELL | 2022 | Lithium Ion |  | Tesla | 13.5 | 0 | 7.6 | Behind the Meter | [7 empty] | Solar | 20.4 | 15.2
435182 | [5 empty] | Full Payment Received | Commercial | GOSHEN | 2022 | Lithium Ion |  | Tesla | 13.5 | 0 | 7.6 | Behind the Meter | [7 empty] | Solar | 16.8 | 15.2
441519 |  |  | MA Smart |  |  | Full Payment Received | Residential | MELROSE | 2022 | Lithium Ion |  | Tesla | 13.5 | 0 | 7.6 | Behind the Meter | [7 empty] | Solar | 8.4 | 7.6
448570 | [5 empty] | Full Payment Received | Residential | PEMBROKE | 2022 | Lithium Ion |  | Generac | 18 | 0 | 7.6 | Behind the Meter | [7 empty] | Solar | 4 | 12.9
458145 | [5 empty] | Full Payment Received | Residential | MEDFORD | 2022 | Lithium Ion |  | Tesla | 0 | 1 | 5 | Behind the Meter | [7 empty] | Solar | 0 | 15
175438 |  |  | MA - SMART Program |  |  | Full Payment Received | Commercial | REHOBOTH | 2021 | Lithium Ion |  | Other | 0 | 250 | 1000 | Standalone | [5 empty] | Yes |  | Solar |  | 1000
177274 |  |  | MA-DOER/ MassCEC Funded Projects |  |  | Full Payment Received | Commercial | SHIRLEY | 2022 | Lithium Ion |  | LS Energy (Parker) | 0 | 3000 | 500 | Behind the Meter | Wholesale Market (i.e., Energy, Capacity, Ancillary Services) | Renewable Energy Integration (e.g., Ramping, Smoothing) | Renewable Energy Shifting |  |  | Yes | AC Coupled | Solar | 2400 | 2000
177573 | [5 empty] | Application Submitted | Commercial | HARDWICK | 2021 | Lithium Ion |  | Samsung | 12000 | 4400 | 2200 | Standalone | Wholesale Market (i.e., Energy, Capacity, Ancillary Services) |  |  |  |  | Yes | DC-Coupled | Solar | 7000 | 4980
177639 |  |  | MA - SMART Program |  |  | ISA Issued | Commercial | W BROOKFIELD | 2021 | Lithium Ion |  | Other | 372 | 0 | 1582 | Standalone | [5 empty] | Yes |  | Solar |  | 1582
177777 |  |  | MA Smart |  |  | ISA Issued | Commercial | WEST BROOKFIELD | 2022 | Lithium Ion |  | SMA | 8928 | 500 | 1560 | Standalone | [7 empty] | Solar | 6968 | 3960
177863 |  |  | MA Smart |  |  | Full Payment Received | Commercial | NEWBURYPORT | 2021 | Lithium Ion |  | Solectria | 1150 | 0 | 165 | Standalone | [5 empty] | Yes | DC-Coupled | Solar |  | 2640
177885 |  |  | MA - SMART Program |  |  | Application Submitted | Commercial | LEICESTER | 2021 | Lithium Ion |  | AES | 7081 | 6728 | 3364 | Standalone | Other | Cycle once per week to comply with SMART Provision |  |  |  | Yes | DC-Coupled | Solar |  | 4950
178076 | [5 empty] | Application Submitted | Commercial | AUBURN | 2021 | Lithium Ion |  | Sungrow-Samsung | 3727 | 0 | 2500 | Standalone | Renewable Energy Shifting | Reliability and Resiliency |  |  |  | Yes | DC-Coupled | Solar |  | 4750
178152 |  |  | MA - SMART Program |  |  | Full Payment Received | Commercial | DIGHTON | 2021 | Lithium Ion |  | Other | 0 | 250 | 2700 | Standalone | [5 empty] | Yes |  | Solar |  | 2700
178171 |  |  | MA - SMART Program |  |  | Application Submitted | Commercial | SPENCER | 2021 | Lithium Ion |  | Power Electronics-HEMK V1500 FS215050CU15 | 0 | 30800 | 2200 | Standalone | Wholesale Market (i.e., Energy, Capacity, Ancillary Services) | Peak Shaving/ Load Leveling | Renewable Energy Integration (e.g., Ramping, Smoothing) |  |  | Yes | DC-Coupled | Solar |  | 4400
178192 |  |  | MA - SMART Program |  |  | Full Payment Received | Commercial | DUDLEY | 2021 | Lithium Ion |  | Other | 1000 | 0 | 3630 | Standalone | [5 empty] | Yes |  | Solar | 3630 | 3630
178213 |  |  | MA Smart |  |  | Full Payment Received | Commercial | NORTH DIGHTON | 2021 | Lithium Ion |  | SMA | 8000 | 0 | 2000 | Standalone | [5 empty] | Yes | DC-Coupled | Solar |  | 2000
178249 |  |  | MA Smart |  |  | Full Payment Received | Commercial | WILBRAHAM | 2022 | Lithium Ion |  | SMA Solar Technologies AG | 739 | 674.83 | 4000 | [8 empty] | Solar | 4950 | 4000
178264 |  |  | MA - SMART Program |  |  | Application Submitted | Commercial | DUDLEY | 2021 | Lithium Ion |  | Sungrow-Samsung | 2752 | 0 | 1250 | Behind the Meter | [5 empty] | Yes | DC-Coupled | Solar | 1827.9 | 1250
178274 |  |  | MA - SMART Program |  |  | Application Submitted | Commercial | WARREN | 2021 | Lithium Ion |  | Powin | 12000 | 4000 | 4000 | Behind the Meter | [5 empty] | Yes |  | Solar |  | 4998
178280 | [5 empty] | Full Payment Received | Commercial | NORTHBRIDGE | 2022 | Lithium Ion |  | SMA | 2590 | 0 | 2930 | [8 empty] | Solar | 3518 | 2930
178300 |  |  | MA - SMART Program |  |  | Full Payment Received | Commercial | WESTMINSTER | 2021 | Lithium Ion |  | Other | 5560 | 5000 | 2500 | Standalone | [5 empty] | Yes | DC-Coupled | Solar |  | 4980
178302 |  |  | MA - SMART Program | Clean Peak Standard |  | Application Submitted | Commercial | OXFORD | 2021 | Lithium Ion |  | Power Electronics-HEC-US V1500 FS2125CU15 | 0 | 4000 | 8000 | Standalone | Wholesale Market (i.e., Energy, Capacity, Ancillary Services) | Peak Shaving/ Load Leveling |  |  |  | Yes | DC-Coupled | Solar |  | 4400
178463 |  |  | MA - SMART Program |  |  | Full Payment Received | Commercial | BLACKSTONE | 2021 | Lithium Ion |  | Other | 0 | 6000 | 3000 | Standalone | [5 empty] | Yes |  | Solar |  | 3630
178506 |  |  | MA Smart |  |  | Full Payment Received | Commercial | STOUGHTON | 2022 | Lithium Ion |  | SOLECTRIA RENEWABLES | 500 | 250 | 2000 | Standalone | [7 empty] | Solar | 2894 | 2000
178527 |  |  | MA - SMART Program |  |  | Application Submitted | Commercial | AUBURN | 2021 | Lithium Ion |  | AES | 3718 | 3000 | 3000 | Standalone | Other | GP-tech AMPS1400WD3 with power limit |  |  |  | Yes | DC-Coupled | Solar |  | 2800
178552 |  |  | MA - SMART Program |  |  | ISA Issued | Commercial | BELCHERTOWN | 2021 | Lithium Ion |  | AES | 0 | 4800 | 2450 | Standalone | [5 empty] | Yes | DC-Coupled | Solar |  | 2800
178664 |  |  | MA Smart |  |  | Full Payment Received | Commercial | HAMPDEN | 2022 | Lithium Ion |  | SMA | 2250 | 0 | 1449 | Standalone | [7 empty] | Solar | 5142 | 3818
178729 | [5 empty] | Full Payment Received | Commercial | WINCHENDON | 2021 | Lithium Ion |  | Other | 0 | 312 | 78 | Standalone | Renewable Energy Shifting | Reliability and Resiliency |  |  |  | Yes | DC-Coupled | Solar |  | 3900
184597 |  |  | MA - SMART Program |  |  | Application Submitted | Commercial | SHUTESBURY | 2021 | Lithium Ion |  | Other | 0 | 0 | 4998 | [8 empty] | Solar | 12.377 | 4998
184598 | [5 empty] | Application Submitted | Commercial | SHUTESBURY | 2021 | Lithium Ion |  | Other | 0 | 0 | 4998 | [8 empty] | Solar | 12.377 | 4998
184600 | [5 empty] | Application Submitted | Commercial | SHUTESBURY | 2021 | Lithium Ion |  | Other | 0 | 0 | 4998 | [8 empty] | Solar | 12.377 | 4998
184857 |  |  | MA Smart |  |  | Full Payment Received | Commercial | LANCASTER | 2021 | Lithium Ion |  | Tesla | 2682 | 0 | 1001 | Standalone | Wholesale Market (i.e., Energy, Capacity, Ancillary Services) | ISO Markets |  |  |  | Yes | AC-Coupled | Solar | 6034.05 | 4980
185136 |  |  | MA Smart |  |  | Full Payment Received | Commercial | DOUGLAS | 2022 | Lithium Ion |  | SMA | 1000 | 0 | 2490 | Standalone | [7 empty] | Solar | 6646.64 | 4980
185512 |  |  | MA Smart |  |  | Application Submitted | Commercial | NORTON | 2021 | Lithium Ion |  | Power Electronics | 2000 | 0 | 2000 | Standalone | [5 empty] | Yes | DC-Coupled | Solar | 6726.58 | 4000
185621 |  |  | MA - SMART Program |  |  | Full Payment Received | Commercial | FRANKLIN | 2021 | Lithium Ion |  | WSTECH | 4292 | 3886 | 800 | Standalone | [5 empty] | Yes | DC-Coupled | Solar | 1980 | 996
185866 |  |  | MA - SMART Program |  |  | Full Payment Received | Commercial | FRANKLIN | 2021 | Lithium Ion |  | Other | 1835 | 0 | 4990 | Standalone | [5 empty] | Yes |  | Solar |  | 4990
186698 |  |  | MA Smart |  |  | Full Payment Received | Commercial | BLACKSTONE | 2022 | Lithium Ion |  | Sungrow-Samsung | 548 | 0 | 95 | Standalone | [7 empty] | Solar | 0 | 4560
188158 |  |  | MA - SMART Program |  |  | Full Payment Received | Commercial | ATTLEBORO | 2021 | Lithium Ion |  | Dynapower/NEC ES | 0 | 500 | 250 | [7 empty] | DC-Coupled | Solar | 6750 | 4500
189468 |  |  | MA Smart | Clean Peak Standard |  | ISA Issued | Commercial | HAVERHILL | 2022 | Lithium Ion |  | Tesla | 2529 | 2529 | 1265 | Standalone | [7 empty] | Solar | 3500 | 2750
189866 | [5 empty] | Application Submitted | Commercial | WALES | 2021 | Lithium Ion |  | Other | 0 | 4000 | 1000 | Standalone | [5 empty] | Yes | AC-Coupled | Solar | 4493 | 4000
191116 |  |  | MA - SMART Program |  |  | Application Submitted | Commercial | HAVERHILL | 2021 | Lithium Ion |  | Other | 8000 | 8000 | 4000 | Standalone | Wholesale Market (i.e., Energy, Capacity, Ancillary Services) | Renewable Energy Integration (e.g., Ramping, Smoothing) |  |  |  | Yes |  | Solar | 6400 | 4000
191401 |  |  | MA - SMART Program |  |  | Application Submitted | Residential | WARE | 2021 | Lithium Ion |  | Other | 0 | 5000 | 2500 | Standalone | [5 empty] | Yes | AC-Coupled | Solar | 5464 | 3300
191403 | [5 empty] | Application Submitted | Residential | WARE | 2021 | Lithium Ion |  | Power Electronics | 3000 | 0 | 2200 | [7 empty] | DC-Coupled | Solar | 5464 | 2200
191405 | [5 empty] | Application Submitted | Residential | HARDWICK | 2021 | Lithium Ion |  | Power Electronics | 5000 | 0 | 3300 | [7 empty] | DC-Coupled | Solar | 3255 | 3300
193132 | [5 empty] | Application Submitted | Commercial | GRAFTON | 2021 | Lithium Ion |  | Storage Power Solutions | 8602 | 4300 | 4300 | Standalone | [5 empty] | Yes |  | Solar | 4048 | 4300
193213 | [5 empty] | Application Submitted | Residential | SPENCER | 2021 | Lithium Ion |  | Other | 0 | 5000 | 2500 | Standalone | [5 empty] | Yes |  | Solar | 5464 | 4400
193521 |  |  | MA - SMART Program |  |  | Application Submitted | Commercial | DOUGLAS | 2021 | Lithium Ion |  | Other | 0 | 7000 | 1750 | Standalone | [5 empty] | Yes | AC-Coupled | Solar |  | 4995
195290 |  |  | MA - SMART Program |  |  | Full Payment Received | Commercial | MILFORD | 2021 | Lithium Ion |  | NECES | 0 | 510 | 710 | [7 empty] | AC-Coupled | Other |  | 710
195814 | [5 empty] | Application Submitted | Commercial | PETERSHAM | 2021 | Lithium Ion |  | Sungrow-Samsung | 0 | 4000 | 1000 | [7 empty] | AC-Coupled | Solar | 4399 | 5000
195816 | [5 empty] | Application Submitted | Commercial | ATHOL | 2021 | Lithium Ion |  | Sungrow-Samsung | 0 | 4020 | 1000 | [7 empty] | AC-Coupled | Solar | 6289.92 | 7200
196056 |  |  | MA - SMART Program |  |  | Application Submitted | Commercial | HAVERHILL | 2021 | Lithium Ion |  | Sungrow-Samsung | 2752 | 2752 | 3600 | Standalone | Wholesale Market (i.e., Energy, Capacity, Ancillary Services) |  |  |  |  | Yes | DC-Coupled | Solar | 2530.44 | 3780
196059 |  |  | MA Smart |  |  | ISA Issued | Residential | HAVERHILL | 2021 | Lithium Ion |  | Sungrow-Samsung | 548 | 548 | 250 | Standalone | Renewable Energy Shifting | Reliability and Resiliency |  |  |  | Yes | DC-Coupled | Solar |  | 2000
197148 |  |  | MA - SMART Program |  |  | Application Submitted | Commercial | SOUTHBRIDGE | 2021 | Lithium Ion |  | Power Electronics | 2000 | 2000 | 500 | Standalone | [5 empty] | Yes | DC-Coupled | Solar | 4319 | 1320
198216 |  |  | MA - SMART Program |  |  | Application Submitted | Commercial | SOUTHBRIDGE | 2021 | Lithium Ion |  | Sungrow-Samsung | 2371 | 0 | 999 | Behind the Meter | [5 empty] | Yes | AC-Coupled | Solar | 4524 | 3000
198424 |  |  | MA - SMART Program |  |  | Application Submitted | Commercial | OAKHAM | 2021 | Lithium Ion |  | Tesla | 0 | 2726 | 1363 | Standalone | [5 empty] | Yes | AC-Coupled | Battery Add-On |  | 2000
204748 |  |  | MA Smart |  |  | Full Payment Received | Commercial | BROCKTON | 2022 | Lithium Ion |  | Other | 4000 | 500 | 500 | Behind the Meter | [7 empty] | Solar | 1756.37 | 1380
243338 |  |  | Clean Peak Standard |  |  | Full Payment Received | - | BEVERLY | 2021 | Lithium Ion |  | Sungrow-Samsung | 0 | 2224 | 62.5 | Standalone | Wholesale Market (i.e., Energy, Capacity, Ancillary Services) |  |  |  |  | Yes |  | Solar | 1055.6 | 1342
243349 |  |  | MA - SMART Program |  |  | Full Payment Received | Commercial | BEVERLY | 2021 | Lithium Ion |  | Power Electronics | 3200 | 0 | 1760 | Standalone | [5 empty] | Yes | AC-Coupled | Solar | 2832.765 | 3886
243592 |  |  | MA - SMART Program |  |  | Application Submitted | Commercial | HANOVER | 2021 | Lithium Ion |  | Samsung | 999 | 1000 | 999 | Standalone | [5 empty] | Yes | DC-Coupled | Solar | 1749 | 999
244262 | [5 empty] | ISA Issued | Residential | QUINCY | 2021 | Lithium Ion |  | Tesla | 13.5 | 10 | 5 | [6 empty] | Yes | AC-Coupled | Solar | 10.44 | 7.6
244368 |  |  | MA Smart |  |  | ISA Issued | Commercial | E LONGMEADOW | 2021 | Lithium Ion |  | Power Electronics | 8000 | 0 | 2000 | Standalone | Renewable Energy Shifting | Reliability and Resiliency |  |  |  | Yes | DC-Coupled | Solar |  | 5000
245163 |  |  | MA Smart |  |  | ISA Issued | Commercial | AMESBURY | 2021 | Lithium Ion |  | Sungrow-Samsung | 2752 | 0 | 2752 | Standalone | [5 empty] | Yes | DC-Coupled | Solar | 6149.52 | 4990
250818 |  |  | MA Smart |  |  | Full Payment Received | Commercial | WINCHENDON | 2021 | Lithium Ion |  | Power Electronics | 0 | 1650 | 1650 | Standalone | [5 empty] | Yes |  | Solar | 7030 | 4950
252380 |  |  | MA Smart |  |  | ISA Issued | Commercial | FRANKLIN | 2021 | Lithium Ion |  | Sungrow-Samsung | 1096 | 548 | 500 | Standalone | Wholesale Market (i.e., Energy, Capacity, Ancillary Services) |  |  |  |  | Yes | AC-Coupled | Solar | 1800 | 1800
254736 | [5 empty] | ISA Issued | Residential | UXBRIDGE | 2021 | Lithium Ion |  | Tesla | 13.5 | 10 | 5 | Behind the Meter | [5 empty] | Yes | AC-Coupled | Solar | 5.4 | 5
255867 | [5 empty] | Application Submitted | Commercial | LEICESTER | 2021 | Lithium Ion |  | CATL | 30000 | 6000 | 2000 | Standalone | Wholesale Market (i.e., Energy, Capacity, Ancillary Services) |  |  |  |  | Yes | DC-Coupled | Solar | 10000 | 5000
256185 | [5 empty] | ISA Issued | Residential | UPTON | 2021 | Lithium Ion |  | Tesla | 13.5 | 10 | 5 | Behind the Meter | [5 empty] | Yes | AC-Coupled | Solar | 5.31 | 5
256705 |  |  | MA - SMART Program |  |  | Application Submitted | Commercial | WARREN | 2021 | Lithium Ion |  | Other | 1859 | 1761.5 | 883 | Standalone | [5 empty] | Yes |  | Solar |  | 2800
259846 | [5 empty] | ISA Issued | - | SUTTON | 2021 | Lithium Ion |  | Tesla | 13.5 | 10 | 5 | Behind the Meter | [5 empty] | Yes | AC-Coupled | Solar | 6.3 | 5
259961 | [5 empty] | ISA Issued | Residential | FRANKLIN | 2021 | Lithium Ion |  | Tesla | 13.5 | 10 | 5 | Behind the Meter | [5 empty] | Yes | AC-Coupled | Solar | 12 | 10
260953 | [5 empty] | ISA Issued | Residential | UXBRIDGE | 2021 | Lithium Ion |  | Tesla | 13.5 | 10 | 5 | Behind the Meter | [5 empty] | Yes | AC-Coupled | Solar | 9.1 | 7.6
265989 |  |  |  | Clean Peak Standard |  | Application Submitted | Commercial | CHARLTON | 2021 | Lithium Ion |  | Sungrow-Samsung | 0 | 4000 | 1237 | Standalone | [5 empty] | No | AC-Coupled
266700 |  |  |  | Clean Peak Standard |  | ISA Issued | Commercial | UXBRIDGE | 2021 | Lithium Ion |  | Sungrow-Samsung | 0 | 4000 | 1249 | Standalone | Wholesale Market (i.e., Energy, Capacity, Ancillary Services) |  |  |  |  | No | AC-Coupled
277557 |  |  | MA - SMART Program |  |  | ISA Issued | Residential | WILBRAHAM | 2021 | Lithium Ion |  | LG Chem | 0 | 9.8 | 5 | Behind the Meter | [6 empty] | DC-Coupled | Solar |  | 7.6
278143 |  |  | MA - SMART Program |  |  | ISA Issued | Commercial | PLAINVILLE | 2021 | Lithium Ion |  | Other | 10200 | 4990 | 4990 | Standalone | [5 empty] | Yes |  | Solar | 9366.24 | 4990
279925 |  |  | MA Smart |  |  | Full Payment Received | Commercial | HALIFAX | 2022 | Lithium Ion |  | Sungrow-Samsung | 250 | 250 | 0 | Standalone | [7 empty] | Solar | 2141.23 | 1750
281257 | [5 empty] | Application Submitted | Commercial | CHARLTON | 2021 | Lithium Ion |  | Sungrow-Samsung | 0 | 4000 | 1237 | Standalone | Wholesale Market (i.e., Energy, Capacity, Ancillary Services) |  |  |  |  | No | AC-Coupled
281295 | [5 empty] | ISA Issued | Commercial | MEDFORD | 2021 | Lithium Ion |  | Sungrow-Samsung | 0 | 556 | 250 | Behind the Meter | Wholesale Market (i.e., Energy, Capacity, Ancillary Services) | [5 empty] | AC-Coupled | Other |  | 250
281385 |  |  |  | Clean Peak Standard |  | Application Submitted | Commercial | BROOKFIELD | 2021 | Lithium Ion |  | Sungrow-Samsung | 0 | 4000 | 1237 | Standalone | [5 empty] | No | AC-Coupled
282444 | [5 empty] | Application Submitted | Commercial | GARDNER | 2021 | Lithium Ion |  | EPC Power | 0 | 1105 | 500 | Behind the Meter | [6 empty] | AC-Coupled | Natural Gas |  | 829.6
282511 |  |  |  | Clean Peak Standard |  | Application Submitted | Commercial | SOUTHBRIDGE | 2021 | Lithium Ion |  | Sungrow-Samsung | 0 | 4000 | 1237 | Standalone | [5 empty] | No | AC-Coupled
283873 |  |  |  | Clean Peak Standard |  | Application Submitted | Commercial | W BROOKFIELD | 2021 | Lithium Ion |  | Sungrow-Samsung | 0 | 4000 | 1249 | Standalone | [5 empty] | No | AC-Coupled
285112 |  |  | MA - SMART Program | Clean Peak Standard |  | Application Submitted | Commercial | LEICESTER | 2021 | Lithium Ion |  | sungro-Samsung | 0 | 4000 | 1237 | Standalone | Wholesale Market (i.e., Energy, Capacity, Ancillary Services) | Peak Shaving/ Load Leveling |  |  |  | Yes | AC-Coupled | Solar | 7000 | 4948
285958 |  |  | MA Smart |  |  | ISA Issued | Commercial | AVON | 2021 | Lithium Ion |  | EPC Power | 1494 | 0 | 249 | Standalone | [5 empty] | Yes | DC-Coupled | Solar | 596 | 249
287863 |  |  | MA - SMART Program |  |  | Full Payment Received | Commercial | BRIDGEWATER | 2021 | Lithium Ion |  | EPC Power | 0 | 0 | 250 | Behind the Meter | [6 empty] | DC-Coupled | Solar | 1094 | 499.9
289276 |  |  | MA - SMART Program | Clean Peak Standard | MA - Energy Efficiency/ DR Program | Application Submitted | Commercial | ORANGE | 2021 | Lithium Ion |  | Sungrow-Samsung | 0 | 4000 | 1333 | Standalone | Wholesale Market (i.e., Energy, Capacity, Ancillary Services) |  |  |  |  | Yes | AC-Coupled | Solar |  | 1333
289979 | [5 empty] | Application Submitted | Commercial | LEICESTER | 2021 | Lithium Ion |  | SMA | 10000 | 10000 | 2495 | Standalone | [5 empty] | No | AC-Coupled
290747 |  |  | MA - SMART Program | Clean Peak Standard |  | Application Submitted | Commercial | WESTMINSTER | 2021 | Lithium Ion |  | Sungrow-Samsung | 0 | 4000 | 1333 | Standalone | [5 empty] | No | AC-Coupled
291030 |  |  |  | Clean Peak Standard |  | Application Submitted | Commercial | LANCASTER | 2021 | Lithium Ion |  | Sungrow-Samsung | 0 | 4000 | 1249 | Standalone | [5 empty] | No | AC-Coupled
291706 | [5 empty] | ISA Issued | Residential | SEEKONK | 2021 | Lithium Ion |  | sonnen | 0 | 20 | 7 | Behind the Meter | [5 empty] | Yes | AC-Coupled | Solar | 0 | 7.6
292050 |  |  | MA - SMART Program |  |  | Full Payment Received | Commercial | BROCKTON | 2021 | Lithium Ion |  | EPC Power | 0 | 0 | 499 | Behind the Meter | [5 empty] | Yes | DC-Coupled | Solar | 1000 | 499
292469 |  |  | MA - SMART Program |  |  | Full Payment Received | Residential | SEEKONK | 2021 | Lithium Ion |  | sonnen | 20 | 0 | 7 | Behind the Meter | [5 empty] | Yes | AC-Coupled | Solar | 10 | 24
292506 |  |  | MA - SMART Program | Clean Peak Standard |  | Application Submitted | Commercial | CHARLTON | 2021 | Lithium Ion |  | Sungrow-Samsung | 0 | 2752 | 1333 | Standalone | [5 empty] | Yes | AC-Coupled | Solar | 11550 | 7998
294566 |  |  |  | Clean Peak Standard |  | Application Submitted | Commercial | ORANGE | 2021 | Lithium Ion |  | Sungrow-Samsung | 0 | 4000 | 1249 | Standalone | Wholesale Market (i.e., Energy, Capacity, Ancillary Services) | Peak Shaving/ Load Leveling |  |  |  | Yes | AC-Coupled | Solar |  | 9992
294875 |  |  | MA - SMART Program | Clean Peak Standard |  | Application Submitted | Commercial | LEOMINSTER | 2021 | Lithium Ion |  | Sungrow-Samsung | 0 | 4000 | 1237 | Behind the Meter | [5 empty] | Yes | AC-Coupled | Solar |  | 4948
296274 |  |  | MA Smart |  |  | Full Payment Received | Commercial | HALIFAX | 2021 | Lithium Ion |  | Other | 2023.2 | 2023.2 | 1500 | Standalone | [5 empty] | Yes |  | Solar | 7404 | 1500
296764 |  |  | MA - SMART Program |  |  | Full Payment Received | Residential | NORWELL | 2021 | Lithium Ion |  | Tesla | 13.5 | 10 | 5 | Behind the Meter | Peak Shaving/ Load Leveling | [5 empty] | AC-Coupled | Solar |  | 10
297954 | [5 empty] | Application Submitted | Commercial | MENDON | 2021 | Lithium Ion |  | SMA | 0 | 10000 | 2495 | Standalone | [5 empty] | No | AC-Coupled
299022 |  |  | MA - SMART Program |  |  | Application Submitted | Commercial | MILLBURY | 2021 | Lithium Ion |  | Tesla | 1485 | 0 | 505 | Standalone | Peak Shaving/ Load Leveling | SMART |  |  |  | Yes | AC-Coupled | Solar | 1389.96 | 996
299593 |  |  | MA - SMART Program |  |  | Application Submitted | Commercial | BELLINGHAM | 2021 | Lithium Ion |  | Sungrow-Samsung | 556 | 0 | 264 | Standalone | Wholesale Market (i.e., Energy, Capacity, Ancillary Services) |  |  |  |  | Yes | AC-Coupled | Solar | 1778 | 1500
300909 | [5 empty] | Full Payment Received | Residential | TEWKSBURY | 2021 | Lithium Ion |  | Tesla | 13.5 | 10 | 5 | Behind the Meter | Renewable Energy Shifting | Reliability and Resiliency |  |  |  |  | AC-Coupled | Solar |  | 22.6
300932 |  |  | MA - SMART Program |  |  | Application Submitted | Commercial | SHUTESBURY | 2021 | Lithium Ion |  | Powin | 4000 | 4000 | 2000 | Standalone | Renewable Energy Integration (e.g., Ramping, Smoothing) |  |  |  |  | Yes | DC-Coupled | Solar |  | 2000
300938 |  |  | MA - SMART Program | Clean Peak Standard |  | Application Submitted | Commercial | SHUTESBURY | 2021 | Lithium Ion |  | Schweitzer Engineering Laboratories | 40320 | 36439 | 4998 | Standalone | Renewable Energy Shifting | Reliability and Resiliency |  |  |  | Yes | DC-Coupled | Solar |  | 4998
301762 |  |  | MA - SMART Program |  |  | Application Submitted | Commercial | WESTMINSTER | 2021 | Lithium Ion |  | Samsung | 2515 | 2300 | 2300 | Standalone | Renewable Energy Integration (e.g., Ramping, Smoothing) | Wholesale Market (i.e., Energy, Capacity, Ancillary Services) |  |  |  | Yes | DC-Coupled | Solar |  | 2300
303103 |  |  | MA Smart | MA - Energy Efficiency/ DR Program |  | Full Payment Received | Commercial | CHELMSFORD | 2021 | Lithium Ion |  | TESLA | 0 | 464 | 130 | Standalone | Customer Bill Savings (e.g., Demand Charge Management, TOU Arbitrage) | Wholesale Market (i.e., Energy, Capacity, Ancillary Services) |  |  |  | Yes | AC-Coupled | Solar | 248 | 200
303514 |  |  |  | Clean Peak Standard |  | Application Submitted | Commercial | MILLBURY | 2021 | Lithium Ion |  | Sungrow-Samsung | 0 | 4000 | 1249 | Standalone | [5 empty] | No | AC-Coupled
306142 |  |  | MA - SMART Program | Clean Peak Standard |  | Application Submitted | Commercial | OXFORD | 2021 | Lithium Ion |  | Sungrow-Samsung | 0 | 2752 | 1333 | Standalone | [5 empty] | Yes | AC-Coupled | Solar | 11550 | 7998
306145 |  |  | MA - SMART Program | Clean Peak Standard |  | Application Submitted | Commercial | CHARLTON | 2021 | Lithium Ion |  | Sungrow-Samsung | 0 | 2752 | 1237 | Standalone |  |  |  |  | 19062618 | Yes | AC-Coupled | Solar |  | 4948
308478 |  |  | MA - SMART Program | Clean Peak Standard |  | Application Submitted | Commercial | CHARLTON | 2021 | Lithium Ion |  | Sungrow-Samsung | 0 | 2752 | 1249 | Standalone | [5 empty] | Yes | AC-Coupled | Solar |  | 9992
308483 |  |  |  | Clean Peak Standard |  | Application Submitted | Commercial | CHARLTON | 2021 | Lithium Ion |  | Sungrow-Samsung | 0 | 4000 | 1249 | Standalone | [5 empty] | Yes | AC-Coupled | Solar |  | 9992
308551 |  |  | MA Smart |  |  | ISA Issued | Industrial | TEWKSBURY | 2021 | Lithium Ion |  | Tesla | 0 | 174.4 | 305 | Standalone | Renewable Energy Shifting | Power Quality (e.g., Voltage/VAR Support) | Reliability and Resiliency |  | 23580296 | Yes | AC-Coupled | Solar | 1215.2 | 933.3
308695 | [5 empty] | ISA Issued | Residential | WEBSTER | 2021 | Lithium Ion |  | StorEdge | 9.3 | 0 | 6 | Behind the Meter | Peak Shaving/ Load Leveling | [5 empty] | DC-Coupled | Battery Add-On | 0 | 18
309808 |  |  | MA - SMART Program |  |  | Application Submitted | Commercial | NEW BRAINTREE | 2021 | Lithium Ion |  | Sungrow-Samsung | 556 | 0 | 1500 | Standalone | [5 empty] | Yes | AC-Coupled | Solar | 1467 | 1500
315126 | [5 empty] | Application Submitted | Commercial | CHARLTON | 2021 | Lithium Ion |  | SMA | 0 | 10000 | 2495 | Standalone | [5 empty] | No | AC-Coupled
315362 |  |  | Clean Peak Standard |  |  | Application Submitted | Commercial | LANCASTER | 2021 | Lithium Ion |  | Sungrow-Samsung | 0 | 4000 | 1333 | Standalone | [5 empty] | No | AC-Coupled
315366 |  |  |  | Clean Peak Standard |  | Application Submitted | Commercial | WINCHENDON | 2021 | Lithium Ion |  | Sungrow-Samsung | 0 | 4000 | 1249 | Standalone | [5 empty] | Yes | AC-Coupled | Solar | 14000 | 9992
315386 |  |  | MA - SMART Program |  |  | ISA Issued | Residential | HARDWICK | 2021 | Lithium Ion |  | SolarEdge | 9.3 | 0 | 7.6 | Behind the Meter | [6 empty] | DC-Coupled | Solar |  | 7.6
316407 |  |  | MA - SMART Program | Clean Peak Standard | MA - Energy Efficiency/ DR Program | Application Submitted | Commercial | HARDWICK | 2021 | Lithium Ion |  | Sungrow-Samsung | 2752 | 2666 | 1333 | Standalone | [5 empty] | Yes |  |  |  | 480
318176 |  |  | MA - SMART Program |  |  | Application Submitted | Commercial | ROYALSTON | 2021 | Lithium Ion |  | Sungrow-Samsung | 0 | 5246 | 2500 | Standalone | [5 empty] | Yes | AC-Coupled | Solar | 6738.16 | 5000
318655 |  |  | MA - SMART Program | Clean Peak Standard |  | Application Submitted | Commercial | RUTLAND | 2021 | Lithium Ion |  | Sungrow-Samsung | 0 | 4000 | 1249 | Standalone | [5 empty] | Yes | AC-Coupled | Solar |  | 9992
318674 |  |  | MA - SMART Program | Clean Peak Standard |  | Application Submitted | Commercial | WESTMINSTER | 2021 | Lithium Ion |  | Sungrow-Samsung | 0 | 4000 | 1237 | Standalone | [5 empty] | Yes | AC-Coupled | Solar |  | 4948
318681 |  |  |  | Clean Peak Standard |  | Application Submitted | Commercial | WINCHENDON | 2021 | Lithium Ion |  | Sungrow-Samsung | 0 | 2752 | 1249 | Standalone | Wholesale Market (i.e., Energy, Capacity, Ancillary Services) | Renewable Energy Integration (e.g., Ramping, Smoothing) |  |  | 26107239 | Yes | AC-Coupled | Solar |  | 9992
318721 | [5 empty] | ISA Issued | Residential | SOUTH GRAFTON | 2021 | Lithium Ion |  | Tesla | 13.5 | 10 | 5 | Behind the Meter | [6 empty] | AC-Coupled | Solar | 9.9 | 10
319692 |  |  | MA Smart |  |  | Application Submitted | Commercial | NEW BRAINTREE | 2021 | Lithium Ion |  | Dynapower | 500 | 0 | 250 | Standalone | [5 empty] | Yes | DC-Coupled | Solar | 500 | 250
321753 |  |  | MA - SMART Program |  |  | Application Submitted | Commercial | CHARLTON | 2021 | Lithium Ion |  | Sungrow-Samsung | 0 | 4000 | 1237 | Standalone | Peak Shaving/ Load Leveling |  |  |  |  | Yes | AC-Coupled | Solar |  | 4948
321965 |  |  | MA Smart |  |  | Application Submitted | Commercial | CLINTON | 2021 | Lithium Ion |  | Power Electronics | 0 | 10500 | 2125 | Behind the Meter | Wholesale Market (i.e., Energy, Capacity, Ancillary Services) | Renewable Energy Integration (e.g., Ramping, Smoothing) |  |  |  | Yes | DC-Coupled | Solar |  | 10630
324058 | [5 empty] | ISA Issued | Residential | FOXBORO | 2021 | Lithium Ion |  | LG Chem | 0 | 0 | 7.6 | Behind the Meter | [6 empty] | DC-Coupled | Solar | 7.6 | 7.6
324124 |  |  | MA - SMART Program |  |  | ISA Issued | Residential | SOUTH EASTON | 2021 | Lithium Ion |  | Tesla | 13.5 | 10 | 5 | Behind the Meter | [6 empty] | AC-Coupled | Solar |  | 3.8
324797 |  |  | MA Smart |  |  | Application Submitted | Industrial | E LONGMEADOW | 2021 | Lithium Ion |  | Sungrow-Samsung | 0 | 4088 | 2000 | Behind the Meter | [5 empty] | Yes |  | Solar |  | 3000
325150 |  |  |  | Clean Peak Standard |  | Application Submitted | Commercial | WINCHENDON | 2021 | Lithium Ion |  | Sungrow-Samsung | 2752 | 0 | 1249 | Behind the Meter | [5 empty] | Yes | AC-Coupled | Solar |  | 9992
325163 |  |  | MA - SMART Program | Clean Peak Standard |  | Application Submitted | Commercial | CHARLTON | 2021 | Lithium Ion |  | Sungrow-Samsung | 0 | 4000 | 1249 | Behind the Meter | [5 empty] | Yes | AC-Coupled | Solar |  | 9992
327519 |  |  | MA - SMART Program |  |  | ISA Issued | Residential | METHUEN | 2021 | Lithium Ion |  | Tesla | 13.5 | 10 | 5 | Behind the Meter | [6 empty] | AC-Coupled | Solar |  | 6.48
327663 |  |  |  | Clean Peak Standard |  | Application Submitted | Commercial | PALMER | 2021 | Lithium Ion |  | Sungrow-Samsung | 0 | 4000 | 1249 | Standalone |  |  |  |  | 25686346 | Yes | AC-Coupled | Solar |  | 9992
327667 |  |  |  | Clean Peak Standard |  | Application Submitted | Commercial | PALMER | 2021 | Lithium Ion |  | Sungrow-Samsung | 0 | 4000 | 1249 | Behind the Meter | [5 empty] | Yes | AC-Coupled | Battery Add-On |  | 9992
329113 |  |  | MA - SMART Program |  |  | ISA Issued | Residential | ROCHDALE | 2021 | Lithium Ion |  | SolarEdge | 9.3 | 0 | 7.6 | Behind the Meter | [6 empty] | DC-Coupled | Solar |  | 10
329621 |  |  | MA - SMART Program | Clean Peak Standard |  | Application Submitted | Commercial | UXBRIDGE | 2021 | Lithium Ion |  | Sungrow-Samsung | 0 | 4000 | 1237 | [7 empty] | AC-Coupled | Solar |  | 4948
330435 |  |  | MA - SMART Program |  |  | ISA Issued | Residential | RANDOLPH | 2021 | Lithium Ion |  | Delta Electronics | 9.3 | 0 | 5.76 | Behind the Meter | [6 empty] | DC-Coupled | Solar |  | 5.76
330457 |  |  | MA - SMART Program |  |  | Full Payment Received | Residential | FLORENCE | 2021 | Lithium Ion |  | Generac (formerly Pika) | 17.1 | 0 | 7.6 | Behind the Meter | [6 empty] | DC-Coupled | Solar |  | 7.6
330635 |  |  | MA - SMART Program |  |  | ISA Issued | Residential | CHARLTON | 2021 | Lithium Ion |  | Delta Electronics | 9.3 | 0 | 5.76 | Behind the Meter | [6 empty] | DC-Coupled | Solar |  | 9.6
330742 |  |  | MA - SMART Program |  |  | ISA Issued | Residential | LAWRENCE | 2021 | Lithium Ion |  | Delta Electronics | 9.3 | 0 | 5.76 | Behind the Meter | [6 empty] | DC-Coupled | Solar |  | 9.6
330833 |  |  | MA - SMART Program |  |  | Application Submitted | Commercial | BILLERICA | 2021 | Lithium Ion |  | Alencon | 0 | 0 | 4125 | Behind the Meter | [5 empty] | Yes | DC-Coupled | Solar | 5093.2 | 4125
330889 |  |  | MA - SMART Program |  |  | Application Submitted | Commercial | SEEKONK | 2021 | Lithium Ion |  | SMA | 372.2 | 0 | 1500 | Standalone | Renewable Energy Integration (e.g., Ramping, Smoothing) |  |  |  |  | Yes | AC-Coupled | Solar | 6500 | 4946
330964 |  |  | MA - SMART Program |  |  | ISA Issued | Residential | SUTTON | 2021 | Lithium Ion |  | SolarEdge | 9.3 | 0 | 7.6 | Behind the Meter | Reliability and Resiliency | [5 empty] | DC-Coupled | Solar | 0 | 15.2
330982 |  |  | MA - SMART Program |  |  | ISA Issued | Commercial | WRENTHAM | 2021 | Lithium Ion |  | LG CHEM | 0 | 2738 | 2738 | Behind the Meter | [5 empty] | Yes |  | Solar | 6560.32 | 2738
331061 |  |  | MA - SMART Program |  |  | Full Payment Received | Residential | W STOCKBRIDGE | 2021 | Lithium Ion |  | EPC Power | 444 | 444 | 222 | Standalone | Wholesale Market (i.e., Energy, Capacity, Ancillary Services) | Renewable Energy Integration (e.g., Ramping, Smoothing) | Reliability and Resiliency |  | 18455342 | Yes | AC-Coupled | Solar |  | 100
331152 |  |  | MA - SMART Program |  |  | Full Payment Received | Residential | ANDOVER | 2021 | Lithium Ion |  | Tesla | 27 | 10 | 5 | Behind the Meter | [5 empty] | Yes | AC-Coupled | Solar |  | 25
331261 |  |  | MA - SMART Program |  |  | Full Payment Received | Residential | STOUGHTON | 2021 | Lithium Ion |  | Tesla | 27 | 10 | 5 | Behind the Meter | [5 empty] | Yes | AC-Coupled | Solar |  | 8.88
331267 |  |  | MA - SMART Program |  |  | ISA Issued | Residential | CLARKSBURG | 2021 | Lithium Ion |  | Delta Electronics | 9.3 | 0 | 5.76 | Behind the Meter | [6 empty] | DC-Coupled | Solar |  | 5.76
331279 |  |  | MA - SMART Program |  |  | ISA Issued | Residential | ATTLEBORO | 2021 | Lithium Ion |  | Delta Electronics | 9.3 | 0 | 3.84 | Behind the Meter | [6 empty] | DC-Coupled | Solar |  | 3.84
331425 |  |  | MA Smart |  |  | ISA Issued | Commercial | BRIDGEWATER | 2021 | Lithium Ion |  | Other | 0 | 0 | 3000 | Behind the Meter | [5 empty] | Yes |  | Solar | 5505.81 | 3000
333361 |  |  | MA - SMART Program |  |  | ISA Issued | Residential | LOWELL | 2021 | Lithium Ion |  | Delta Electronics | 9.3 | 0 | 3.84 | Behind the Meter | [6 empty] | DC-Coupled | Solar |  | 3.84
334194 |  |  | MA - SMART Program |  |  | Application Submitted | Residential | BARRE | 2021 | Lithium Ion |  | Sungrow-Samsung | 0 | 4000 | 1249 | Behind the Meter | [5 empty] | Yes | AC-Coupled | Solar |  | 9992
334294 | [5 empty] | ISA Issued | Residential | HARDWICK | 2021 | Lithium Ion |  | Generac | 18 | 0 | 7.6 | Behind the Meter | Customer Bill Savings (e.g., Demand Charge Management, TOU Arbitrage) | [5 empty] | DC-Coupled | Solar |  | 7.6
335828 |  |  | MA - SMART Program |  |  | Application Submitted | Commercial | SOUTHBRIDGE | 2021 | Lithium Ion |  | Sungrow-Samsung | 0 | 4000 | 1249 | Behind the Meter | [5 empty] | Yes | AC-Coupled | Solar |  | 9992
335832 |  |  | MA - SMART Program |  |  | Application Submitted | Commercial | SOUTHBRIDGE | 2021 | Lithium Ion |  | Sungrow-Samsung | 0 | 4000 | 1249 | Behind the Meter | [5 empty] | Yes | AC-Coupled | Solar |  | 9992
336065 |  |  | MA - SMART Program |  |  | Application Submitted | Residential | WOLLASTON | 2021 | Lithium Ion |  | Tesla | 13.5 | 10 | 5 | Behind the Meter | [6 empty] | AC-Coupled | Solar |  | 3.8
336143 |  |  | MA - SMART Program |  |  | ISA Issued | Residential | LAWRENCE | 2021 | Lithium Ion |  | Delta Electronics | 9.3 | 0 | 5.76 | Behind the Meter | [6 empty] | DC-Coupled | Solar |  | 5.76
336219 |  |  | MA - SMART Program |  |  | ISA Issued | Residential | HAYDENVILLE | 2021 | Lithium Ion |  | Delta Electronics | 9.3 | 0 | 3.84 | Behind the Meter | [6 empty] | DC-Coupled | Solar |  | 3.84
336628 |  |  | MA - SMART Program |  |  | ISA Issued | Residential | HOLBROOK | 2021 | Lithium Ion |  | Delta Electronics | 9.3 | 0 | 5.76 | Behind the Meter | [6 empty] | DC-Coupled | Solar |  | 5.76
336664 |  |  | MA - SMART Program |  |  | ISA Issued | Residential | HAVERHILL | 2021 | Lithium Ion |  | Delta Electronics | 9.3 | 0 | 5.76 | Behind the Meter | [6 empty] | DC-Coupled | Solar |  | 9.6
336793 |  |  | MA - SMART Program |  |  | Application Submitted | Commercial | NEW BRAINTREE | 2021 | Lithium Ion |  | Sungrow-Samsung | 0 | 4000 | 1249 | Behind the Meter | [5 empty] | Yes | AC-Coupled | Solar |  | 9992
336944 |  |  | MA - SMART Program |  |  | ISA Issued | Residential | OXFORD | 2021 | Lithium Ion |  | Delta Electronics | 9.3 | 0 | 5.76 | Behind the Meter | [6 empty] | DC-Coupled | Solar |  | 9.6
337942 |  |  | MA - SMART Program |  |  | Application Submitted | Commercial | SUTTON | 2021 | Lithium Ion |  | Sungrow-Samsung | 0 | 4000 | 1237 | Behind the Meter | [5 empty] | Yes | AC-Coupled | Solar |  | 4948
339091 |  |  | MA Smart |  |  | Application Submitted | Commercial | SOUTHBRIDGE | 2021 | Lithium Ion |  | Other | 1012 | 0 | 4999 | Standalone | [5 empty] | Yes |  | Solar | 9506.64 | 4999
339431 |  |  | MA - SMART Program |  |  | ISA Issued | Residential | ATTLEBORO | 2021 | Lithium Ion |  | StorEdge | 5 | 0 | 7.6 | Behind the Meter | [6 empty] | DC-Coupled | Solar |  | 7.6
339608 |  |  | MA - SMART Program |  |  | ISA Issued | Residential | MILLBURY | 2021 | Lithium Ion |  | Delta Electronics | 9.3 | 0 | 5.76 | Behind the Meter | [6 empty] | DC-Coupled | Solar |  | 5.76
339910 |  |  | MA - SMART Program |  |  | ISA Issued | Residential | SOMERSET | 2021 | Lithium Ion |  | Delta Electronics | 9.3 | 0 | 5.76 | Behind the Meter | [6 empty] | DC-Coupled | Solar |  | 9.6
339912 |  |  | MA - SMART Program |  |  | ISA Issued | Residential | GARDNER | 2021 | Lithium Ion |  | Delta Electronics | 9.3 | 0 | 5.76 | Behind the Meter | [6 empty] | DC-Coupled | Solar |  | 9.6
340353 |  |  | MA - SMART Program |  |  | Full Payment Received | Residential | EVERETT | 2021 | Lithium Ion |  | Tesla | 13.5 | 10 | 5 | Standalone | [5 empty] | Yes | AC-Coupled | Solar | 8.16 | 7.6
340841 |  |  | MA - SMART Program |  |  | ISA Issued | Residential | SEEKONK | 2021 | Lithium Ion |  | StorEdge | 9.3 | 0 | 7.6 | Behind the Meter | [6 empty] | DC-Coupled | Solar |  | 7.6
340925 |  |  | MA - SMART Program |  |  | ISA Issued | Residential | REVERE | 2021 | Lithium Ion |  | Delta Electronics | 9.3 | 0 | 3.84 | Behind the Meter | [6 empty] | DC-Coupled | Solar |  | 3.84
341311 |  |  | MA - SMART Program |  |  | Full Payment Received | Residential | SPENCER | 2021 | Lithium Ion |  | Tesla | 13.5 | 10 | 5 | Behind the Meter | [5 empty] | Yes | AC-Coupled | Solar | 16.32 | 13.8
341503 |  |  | MA - SMART Program |  |  | ISA Issued | Residential | WORCESTER | 2021 | Lithium Ion |  | StorEdge | 5 | 0 | 7.6 | Behind the Meter | Customer Bill Savings (e.g., Demand Charge Management, TOU Arbitrage) | [5 empty] | DC-Coupled | Solar | 0 | 15.2
342084 |  |  | MA - SMART Program |  |  | ISA Issued | Residential | REVERE | 2021 | Lithium Ion |  | StorEdge | 9.3 | 0 | 7.6 | Behind the Meter | [6 empty] | DC-Coupled | Solar |  | 7.6
342318 |  |  | MA - SMART Program |  |  | ISA Issued | Residential | WARE | 2021 | Lithium Ion |  | Delta Electronics | 9.3 | 0 | 5.76 | Behind the Meter | [6 empty] | DC-Coupled | Solar |  | 5.76
342478 |  |  | MA - SMART Program |  |  | ISA Issued | Residential | WORCESTER | 2021 | Lithium Ion |  | Tesla | 0 | 13.2 | 5 | Behind the Meter | [6 empty] | AC-Coupled | Solar |  | 5.52
342895 |  |  | MA - SMART Program |  |  | ISA Issued | Residential | S HAMILTON | 2021 | Lithium Ion |  | Delta Electronics | 9.3 | 0 | 7.68 | Behind the Meter | [6 empty] | DC-Coupled | Solar |  | 7.68
342912 |  |  | MA - SMART Program |  |  | ISA Issued | Residential | PHILLIPSTON | 2021 | Lithium Ion |  | Delta Electronics | 9.3 | 0 | 7.68 | Behind the Meter | [6 empty] | DC-Coupled | Solar |  | 7.68
344150 |  |  | MA - SMART Program |  |  | ISA Issued | Residential | NORTHBOROUGH | 2021 | Lithium Ion |  | Generac | 18 | 0 | 7.6 | Behind the Meter | [6 empty] | DC-Coupled | Solar | 0 | 12.6
344165 |  |  | MA - SMART Program |  |  | Application Submitted | Commercial | MILLBURY | 2021 | Lithium Ion |  | EPC Power | 1032.5 | 1000 | 500 | [6 empty] | Yes | DC-Coupled | Solar | 2246.4 | 2000
344448 |  |  | MA - SMART Program |  |  | ISA Issued | Residential | PEPPERELL | 2021 | Lithium Ion |  | Delta Electronics | 9.3 | 0 | 7.68 | Behind the Meter | [6 empty] | DC-Coupled | Solar |  | 7.68
344634 |  |  | MA - SMART Program |  |  | ISA Issued | Residential | SOUTHBRIDGE | 2021 | Lithium Ion |  | Other | 9.3 | 5.76 | 5.76 | Behind the Meter | [6 empty] | DC-Coupled | Solar |  | 5.76
344734 |  |  | MA - SMART Program |  |  | ISA Issued | Residential | ATHOL | 2021 | Lithium Ion |  | Delta Electronics | 9.3 | 0 | 7.68 | Behind the Meter | [6 empty] | DC-Coupled | Solar |  | 7.68
345641 |  |  | MA - SMART Program |  |  | ISA Issued | Residential | METHUEN | 2021 | Lithium Ion |  | StorEdge | 9.3 | 0 | 7.6 | Behind the Meter | [6 empty] | DC-Coupled | Solar |  | 7.6
345665 |  |  | MA - SMART Program |  |  | ISA Issued | Residential | FOXBORO | 2021 | Lithium Ion |  | StorEdge | 9.3 | 0 | 3.8 | Behind the Meter | [6 empty] | DC-Coupled | Solar |  | 3.8
345812 |  |  | MA - SMART Program |  |  | ISA Issued | Residential | TEWKSBURY | 2021 | Lithium Ion |  | Tesla | 13.5 | 10 | 5 | Behind the Meter | Microgrid | [5 empty] | AC-Coupled | Solar |  | 7.44
345979 |  |  | MA - SMART Program |  |  | ISA Issued | Residential | HOLBROOK | 2021 | Lithium Ion |  | StorEdge | 9.3 | 0 | 7.6 | Behind the Meter | [6 empty] | DC-Coupled | Solar |  | 7.6
346454 |  |  | MA - SMART Program |  |  | ISA Issued | Residential | BILLERICA | 2021 | Lithium Ion |  | StorEdge | 9.3 | 0 | 3.8 | Behind the Meter | [6 empty] | DC-Coupled | Solar |  | 3.8
346755 |  |  | MA - SMART Program |  |  | Full Payment Received | Commercial | FRANKLIN | 2021 | Lithium Ion |  | Alencon Systems | 0 | 0 | 77 | Behind the Meter | [5 empty] | Yes | DC-Coupled | Solar | 375 | 375
346790 |  |  | MA Smart |  |  | Full Payment Received | Commercial | FRANKLIN | 2021 | Lithium Ion |  | Alencon Systems | 0 | 0 | 77 | Behind the Meter | [5 empty] | Yes | DC-Coupled | Solar | 806 | 496
346796 |  |  | MA - SMART Program |  |  | ISA Issued | Commercial | FRANKLIN | 2021 | Lithium Ion |  | Alencon Systems | 125.5 | 120 | 77 | Standalone | Peak Shaving/ Load Leveling |  |  |  |  | Yes | DC-Coupled | Solar | 375 | 250
346837 |  |  | MA - SMART Program |  |  | ISA Issued | Residential | SOUTH EASTON | 2021 | Lithium Ion |  | SolarEdge Technologies | 9.3 | 0 | 7.6 | Behind the Meter | [6 empty] | DC-Coupled | Solar |  | 7.6
346854 |  |  | MA Smart |  |  | Application Submitted | Commercial | W STOCKBRIDGE | 2022 | Lithium Ion |  | SMA | 4228 | 4228 | 2490 | Standalone | [7 empty] | Solar | 11099.52 | 4980
346950 |  |  | MA - SMART Program |  |  | ISA Issued | Residential | FALL RIVER | 2021 | Lithium Ion |  | Delta Electronics | 9.3 | 0 | 3.84 | Behind the Meter | [6 empty] | DC-Coupled | Solar |  | 3.84
347087 |  |  | MA - SMART Program |  |  | ISA Issued | Residential | WORCESTER | 2021 | Lithium Ion |  | StorEdge | 9.3 | 0 | 7.6 | Behind the Meter | [6 empty] | DC-Coupled | Solar |  | 7.6
347363 |  |  | MA - SMART Program |  |  | ISA Issued | Residential | LEOMINSTER | 2021 | Lithium Ion |  | StorEdge | 9.3 | 0 | 3.8 | Behind the Meter | [6 empty] | DC-Coupled | Solar |  | 3.8
347671 |  |  | MA - SMART Program |  |  | ISA Issued | Residential | LEICESTER | 2021 | Lithium Ion |  | Delta Electronics | 9.3 | 0 | 5.76 | Behind the Meter | [6 empty] | DC-Coupled | Solar |  | 9.6
347679 |  |  | MA Smart |  |  | ISA Issued | Commercial | AVON | 2021 | Lithium Ion |  | Samsung Sungrow | 0 | 556 | 250 | Behind the Meter | Wholesale Market (i.e., Energy, Capacity, Ancillary Services) | Peak Shaving/ Load Leveling |  |  |  | Yes | AC-Coupled | Solar |  | 812.5
348213 |  |  | MA - SMART Program |  |  | Full Payment Received | Residential | WEYMOUTH | 2021 | Lithium Ion |  | Tesla | 27 | 10 | 5 | Behind the Meter | [5 empty] | Yes | AC-Coupled | Solar |  | 17.68
348353 |  |  | MA - SMART Program |  |  | ISA Issued | Residential | WEBSTER | 2021 | Lithium Ion |  | Tesla | 0 | 13.2 | 5 | Behind the Meter | [6 empty] | AC-Coupled | Solar |  | 5.76
348875 |  |  | MA - SMART Program |  |  | Application Submitted | Commercial | PALMER | 2021 | Lithium Ion |  | Sungrow-Samsung | 0 | 4000 | 1333 | Standalone | Wholesale Market (i.e., Energy, Capacity, Ancillary Services) | Peak Shaving/ Load Leveling |  |  | 25692650 | Yes | AC-Coupled | Solar |  | 7998
348877 | [5 empty] | Application Submitted | Commercial | PALMER | 2021 | Lithium Ion |  | Sungrow-Samsung | 0 | 4000 | 1249 | Standalone | [5 empty] | No | AC-Coupled
348981 |  |  | MA - SMART Program |  |  | ISA Issued | Residential | GRAFTON | 2021 | Lithium Ion |  | Delta Electronics | 9.3 | 0 | 7.68 | Behind the Meter | [6 empty] | DC-Coupled | Solar |  | 7.68
349422 |  |  | MA - SMART Program |  |  | ISA Issued | Residential | ATHOL | 2021 | Lithium Ion |  | Delta Electronics | 9.3 | 0 | 3.84 | Behind the Meter | [6 empty] | DC-Coupled | Solar |  | 3.84
350537 |  |  | MA - SMART Program |  |  | Full Payment Received | Residential | FLORENCE | 2021 | Lithium Ion |  | SolarEdge Technologies | 9.3 | 0 | 3.8 | Behind the Meter | [6 empty] | DC-Coupled | Solar |  | 3.8
350575 |  |  | MA - SMART Program |  |  | Application Submitted | Residential | DRACUT | 2021 | Lithium Ion |  | SolarEdge Technologies | 9.3 | 0 | 6 | Behind the Meter | [6 empty] | DC-Coupled | Solar |  | 9.8
350631 |  |  | MA - SMART Program |  |  | Full Payment Received | Residential | WORCESTER | 2021 | Lithium Ion |  | StorEdge Technologies | 9.3 | 0 | 7.6 | Behind the Meter | [6 empty] | DC-Coupled | Solar |  | 7.6
351111 |  |  | MA - SMART Program |  |  | ISA Issued | Residential | ORANGE | 2021 | Lithium Ion |  | Generac | 11.4 | 0 | 7.6 | Behind the Meter | [6 empty] | DC-Coupled | Solar |  | 7.6
351844 | [5 empty] | ISA Issued | Residential | WORCESTER | 2021 | Lithium Ion |  | Generac | 18 | 0 | 7.6 | Behind the Meter | [6 empty] | DC-Coupled | Solar |  | 7.6
352344 |  |  | MA - SMART Program |  |  | ISA Issued | Residential | CHELMSFORD | 2021 | Lithium Ion |  | Storedge | 9.3 | 9.8 | 3.8 | Behind the Meter | [6 empty] | DC-Coupled | Solar |  | 9.8
352616 |  |  | MA - SMART Program |  |  | ISA Issued | Residential | WORCESTER | 2021 | Lithium Ion |  | Delta Electronics | 9.3 | 0 | 5.76 | Behind the Meter | [6 empty] | DC-Coupled | Solar |  | 5.76
352655 |  |  | MA - SMART Program |  |  | ISA Issued | Residential | WORCESTER | 2021 | Lithium Ion |  | Delta Electronics | 9.3 | 0 | 5.76 | Behind the Meter | [6 empty] | DC-Coupled | Solar |  | 5.76
352834 | [5 empty] | Application Submitted | Residential | LOWELL | 2021 | Lithium Ion |  | Tesla | 13.5 | 10 | 5 | Behind the Meter | Peak Shaving/ Load Leveling | [5 empty] | AC-Coupled | Solar |  | 3.8
353056 |  |  | MA Smart |  |  | Full Payment Received | Residential | SCITUATE | 2021 | Lithium Ion |  | Tesla | 27 | 10 | 5 | Behind the Meter | [5 empty] | Yes | AC-Coupled | Solar |  | 19.86
353096 |  |  | MA - SMART Program |  |  | ISA Issued | Residential | LAWRENCE | 2021 | Lithium Ion |  | Delta Electronics | 9.3 | 0 | 7.68 | Behind the Meter | [6 empty] | DC-Coupled | Solar |  | 7.68
353170 |  |  | MA - SMART Program |  |  | ISA Issued | Residential | LEOMINSTER | 2021 | Lithium Ion |  | StorEdge | 9.3 | 0 | 3.8 | Behind the Meter | [6 empty] | DC-Coupled | Solar |  | 3.8
353809 |  |  | MA - SMART Program |  |  | Full Payment Received | Residential | W BROOKFIELD | 2021 | Lithium Ion |  | Tesla | 27 | 10 | 5 | Behind the Meter | [5 empty] | Yes | AC-Coupled | Other |  | 15.2
353841 |  |  | MA - SMART Program |  |  | ISA Issued | Residential | LAWRENCE | 2021 | Lithium Ion |  | SolarEdge Technologies | 9.3 | 0 | 6 | Behind the Meter | [6 empty] | DC-Coupled | Solar |  | 6
354101 |  |  | MA - SMART Program |  |  | ISA Issued | Commercial | HAMPDEN | 2021 | Lithium Ion |  | Samsung | 25 | 0 | 250 | Standalone | Wholesale Market (i.e., Energy, Capacity, Ancillary Services) | Power Quality (e.g., Voltage/VAR Support) | Renewable Energy Shifting |  |  | Yes | DC-Coupled | Solar | 7500 | 4992
354332 |  |  | MA - SMART Program |  |  | ISA Issued | Residential | W BROOKFIELD | 2021 | Lithium Ion |  | SolarEdge Technologies | 9.3 | 0 | 6 | Behind the Meter | [6 empty] | DC-Coupled | Solar |  | 6
354341 |  |  | MA - SMART Program |  |  | ISA Issued | Residential | LYNN | 2021 | Lithium Ion |  | SolarEdge Technologies | 9.3 | 0 | 7.6 | Behind the Meter | [6 empty] | DC-Coupled | Solar |  | 7.6
354803 |  |  | MA - SMART Program |  |  | ISA Issued | Residential | METHUEN | 2021 | Lithium Ion |  | StorEdge Technologies | 9.3 | 0 | 7.6 | Behind the Meter | [6 empty] | DC-Coupled | Solar |  | 7.6
354826 |  |  | MA - SMART Program |  |  | ISA Issued | Residential | BROCKTON | 2021 | Lithium Ion |  | StorEdge Technologies | 9.3 | 0 | 3.8 | Behind the Meter | [6 empty] | DC-Coupled | Solar |  | 3.8
354869 |  |  | MA - SMART Program |  |  | ISA Issued | Residential | BROCKTON | 2021 | Lithium Ion |  | SolarEdge Technologies | 9.3 | 0 | 7.6 | Behind the Meter | [6 empty] | DC-Coupled | Solar |  | 7.6
355046 |  |  | MA - SMART Program |  |  | ISA Issued | Residential | WHITMAN | 2021 | Lithium Ion |  | StorEdge | 5 | 0 | 7.6 | Behind the Meter | [6 empty] | DC-Coupled | Solar |  | 7.6
355208 |  |  | MA - SMART Program |  |  | ISA Issued | Residential | FRANKLIN | 2021 | Lithium Ion |  | Delta Electronics | 9.3 | 0 | 5.76 | Behind the Meter | [6 empty] | DC-Coupled | Solar |  | 5.76
355956 |  |  | MA - SMART Program |  |  | ISA Issued | Commercial | MEDFORD | 2021 | Lithium Ion |  | Tesla | 223 | 0 | 223 | Behind the Meter | [5 empty] | Yes | AC-Coupled | Solar | 351.1 | 240
357235 |  |  | MA - SMART Program |  |  | ISA Issued | Residential | MANCHESTER | 2021 | Lithium Ion |  | LG Chem | 9.3 | 0 | 6 | Behind the Meter | [6 empty] | DC-Coupled | Solar |  | 9.8
357541 |  |  | MA - SMART Program |  |  | ISA Issued | Residential | RANDOLPH | 2021 | Lithium Ion |  | StorEdge | 5 | 0 | 3.8 | Behind the Meter | [6 empty] | DC-Coupled | Solar |  | 3.8
357559 |  |  | MA - SMART Program |  |  | ISA Issued | Residential | WALES | 2021 | Lithium Ion |  | Delta Electronics | 9.3 | 0 | 5.76 | Behind the Meter | [6 empty] | DC-Coupled | Solar |  | 5.76
358023 | [5 empty] | Full Payment Received | Residential | GRAFTON | 2021 | Lithium Ion |  | Tesla | 27 | 10 | 5 | Behind the Meter | [5 empty] | Yes | AC-Coupled | Solar |  | 20
358168 |  |  | MA - SMART Program |  |  | ISA Issued | Residential | GRANBY | 2021 | Lithium Ion |  | SolarEdge Technologies | 9.3 | 0 | 6 | Behind the Meter | [6 empty] | DC-Coupled | Solar |  | 6
358173 |  |  | MA - SMART Program |  |  | Full Payment Received | Residential | E BRIDGEWATER | 2021 | Lithium Ion |  | Tesla | 13.5 | 10 | 5 | Behind the Meter | Wholesale Market (i.e., Energy, Capacity, Ancillary Services) | Renewable Energy Integration (e.g., Ramping, Smoothing) |  |  |  | Yes | AC-Coupled | Battery Add-On | 13.6 | 9.6
358366 |  |  | MA - SMART Program |  |  | ISA Issued | Residential | RANDOLPH | 2021 | Lithium Ion |  | StorEdge | 9.3 | 0 | 7.6 | Behind the Meter | [6 empty] | DC-Coupled | Solar |  | 7.6
358370 |  |  | MA - SMART Program |  |  | ISA Issued | Residential | SOUTHBRIDGE | 2021 | Lithium Ion |  | Tesla | 13.5 | 10 | 5 | Behind the Meter | [6 empty] | AC-Coupled | Solar |  | 6
358464 |  |  | MA - SMART Program |  |  | ISA Issued | Residential | FRANKLIN | 2021 | Lithium Ion |  | SolarEdge Technologies | 9.3 | 0 | 6 | Behind the Meter | [6 empty] | DC-Coupled | Solar |  | 6
358659 |  |  | MA - SMART Program |  |  | ISA Issued | Residential | LOWELL | 2021 | Lithium Ion |  | Delta Electronics | 9.3 | 0 | 5.76 | Behind the Meter | [6 empty] | DC-Coupled | Solar |  | 5.76
358892 |  |  | MA - SMART Program |  |  | ISA Issued | Residential | LYNN | 2021 | Lithium Ion |  | SolarEdge Technologies | 9.3 | 0 | 6 | Behind the Meter | [6 empty] | DC-Coupled | Solar |  | 6
359709 |  |  | MA - SMART Program |  |  | ISA Issued | Residential | LYNN | 2021 | Lithium Ion |  | Tesla | 13.5 | 10 | 5 | Behind the Meter | [6 empty] | AC-Coupled | Solar |  | 4.8
360350 |  |  | MA - SMART Program |  |  | ISA Issued | Residential | WORCESTER | 2021 | Lithium Ion |  | StorEdge | 9.3 | 0 | 7.6 | Behind the Meter | [6 empty] | DC-Coupled | Solar |  | 7.6
360612 |  |  | MA Smart |  |  | Application Submitted | Commercial | NEW BRAINTREE | 2021 | Lithium Ion |  | Tesla | 181 | 181 | 770.1 | Standalone |  |  |  |  | 26002089 | Yes | AC-Coupled | Solar | 2084.4 | 1625
360805 |  |  | MA - SMART Program |  |  | ISA Issued | Residential | STOUGHTON | 2021 | Lithium Ion |  | Tesla | 0 | 13.2 | 5 | Behind the Meter | [6 empty] | AC-Coupled | Solar |  | 3.84
360876 |  |  | MA Smart |  |  | ISA Issued | Residential | WESTFORD | 2022 | Lithium Ion |  | SolarEdge Technologies | 9.3 | 0 | 6 | Behind the Meter | [7 empty] | Solar | 8.5 | 6
361855 |  |  | MA - SMART Program |  |  | ISA Issued | Residential | PEMBROKE | 2021 | Lithium Ion |  | StorEdge | 9.3 | 0 | 7.6 | Behind the Meter | [6 empty] | DC-Coupled | Solar |  | 7.6
361893 |  |  | MA - SMART Program |  |  | Application Submitted | Residential | LOWELL | 2021 | Lithium Ion |  | SolarEdge Technologies | 9.3 | 0 | 6 | Behind the Meter | [6 empty] | DC-Coupled | Solar |  | 9.8
362126 |  |  | MA - SMART Program |  |  | ISA Issued | Residential | LAWRENCE | 2021 | Lithium Ion |  | Delta Electronics | 9.3 | 0 | 7.68 | Behind the Meter | [6 empty] | DC-Coupled | Solar |  | 7.68
362924 |  |  | MA - SMART Program |  |  | ISA Issued | Residential | BILLERICA | 2021 | Lithium Ion |  | SolarEdge Technologies | 9.3 | 0 | 6 | Behind the Meter | [6 empty] | DC-Coupled | Solar |  | 6
362932 | [5 empty] | ISA Issued | Residential | QUINCY | 2021 | Lithium Ion |  | Tesla | 13.5 | 10 | 5 | Behind the Meter | [6 empty] | AC-Coupled | Battery Add-On | 0 | 5
363195 |  |  | MA - SMART Program |  |  | Application Submitted | Residential | LYNN | 2021 | Lithium Ion |  | StorEdge | 9.3 | 0 | 3.8 | Behind the Meter | [6 empty] | DC-Coupled | Solar |  | 3.8
363225 |  |  | MA - SMART Program |  |  | ISA Issued | Residential | BRIMFIELD | 2021 | Lithium Ion |  | SolarEdge | 9.3 | 0 | 7.6 | Behind the Meter | [6 empty] | DC-Coupled | Solar |  | 11.4
363250 |  |  | MA - SMART Program |  |  | ISA Issued | Residential | TEWKSBURY | 2021 | Lithium Ion |  | SolarEdge Technologies | 9.8 | 0 | 6 | Behind the Meter | [6 empty] | DC-Coupled | Solar |  | 9.8
363288 |  |  | MA - SMART Program |  |  | ISA Issued | Residential | BILLERICA | 2021 | Lithium Ion |  | StorEdge | 9.3 | 0 | 7.6 | Behind the Meter | [6 empty] | DC-Coupled | Solar |  | 7.6
363527 |  |  | MA - SMART Program |  |  | ISA Issued | Residential | MENDON | 2021 | Lithium Ion |  | StorEdge | 9.3 | 0 | 7.6 | Behind the Meter | [6 empty] | DC-Coupled | Solar |  | 7.6
363736 |  |  | MA - SMART Program |  |  | ISA Issued | Residential | MELROSE | 2021 | Lithium Ion |  | Tesla | 0 | 13.2 | 5 | Behind the Meter | [6 empty] | AC-Coupled | Solar |  | 6
364008 |  |  | MA - SMART Program |  |  | ISA Issued | Residential | SOMERSET | 2021 | Lithium Ion |  | StorEdge | 9.3 | 0 | 7.6 | Behind the Meter | [6 empty] | DC-Coupled | Solar |  | 7.6
364688 |  |  | MA - SMART Program |  |  | Full Payment Received | Residential | BROCKTON | 2021 | Lithium Ion |  | StorEdge | 9.3 | 0 | 3.8 | Behind the Meter | [6 empty] | DC-Coupled | Solar |  | 3.8
364820 |  |  | MA - SMART Program |  |  | ISA Issued | Residential | METHUEN | 2021 | Lithium Ion |  | StorEdge | 9.3 | 0 | 7.6 | Behind the Meter | [6 empty] | DC-Coupled | Solar |  | 7.6
364865 |  |  | MA - SMART Program |  |  | ISA Issued | Residential | LOWELL | 2021 | Lithium Ion |  | SolarEdge Technologies | 9.3 | 0 | 6 | Behind the Meter | [6 empty] | DC-Coupled | Solar |  | 6
365435 |  |  | MA - SMART Program |  |  | ISA Issued | Residential | RANDOLPH | 2021 | Lithium Ion |  | StorEdge | 9.3 | 0 | 7.6 | Behind the Meter | [6 empty] | DC-Coupled | Solar |  | 7.6
365469 |  |  | MA - SMART Program |  |  | Full Payment Received | Residential | METHUEN | 2021 | Lithium Ion |  | Tesla | 0 | 13.2 | 5 | Behind the Meter | [5 empty] | Yes | AC-Coupled | Solar |  | 7.6
365568 |  |  | MA - SMART Program |  |  | Full Payment Received | Residential | LOWELL | 2021 | Lithium Ion |  | StorEdge | 9.3 | 0 | 3.8 | Behind the Meter | [6 empty] | DC-Coupled | Solar |  | 3.8
366704 | [5 empty] | ISA Issued | Residential | WESTFORD | 2021 | Lithium Ion |  | Tesla | 13.5 | 10 | 5 | Behind the Meter | Reliability and Resiliency | [5 empty] | AC-Coupled | Solar | 4.13 | 3.75
366728 |  |  | MA Smart |  |  | Full Payment Received | Residential | SOUTHBOROUGH | 2021 | Lithium Ion |  | Tesla | 13.5 | 10 | 5 | Behind the Meter | [5 empty] | Yes | AC-Coupled | Solar | 4.08 | 7.6
366783 |  |  | MA - SMART Program |  |  | ISA Issued | Residential | REVERE | 2021 | Lithium Ion |  | StorEdge | 9.3 | 0 | 3.8 | Behind the Meter | [6 empty] | DC-Coupled | Solar |  | 3.8
366925 |  |  | MA - SMART Program | Clean Peak Standard |  | Application Submitted | Commercial | UXBRIDGE | 2021 | Lithium Ion |  | Sungrow-Samsung | 4000 | 0 | 1249 | Behind the Meter | [5 empty] | Yes | AC-Coupled | Solar |  | 9992
367221 |  |  | MA - SMART Program |  |  | Application Submitted | Residential | ATTLEBORO | 2021 | Lithium Ion |  | Tesla | 13.5 | 10 | 5 | Behind the Meter | [6 empty] | AC-Coupled | Solar |  | 13.64
367517 |  |  | MA - SMART Program |  |  | ISA Issued | Residential | WHITINSVILLE | 2021 | Lithium Ion |  | Solaredge Technologies | 9.3 | 0 | 3.8 | Behind the Meter | [6 empty] | DC-Coupled | Solar |  | 3.8
367708 |  |  | MA - SMART Program |  |  | ISA Issued | Residential | LYNN | 2021 | Lithium Ion |  | Tesla | 0 | 13.2 | 5 | Behind the Meter | [6 empty] | AC-Coupled | Solar |  | 6
368319 |  |  | MA - SMART Program |  |  | ISA Issued | Residential | SOMERSET | 2021 | Lithium Ion |  | StorEdge | 9.3 | 0 | 7.6 | Behind the Meter | [6 empty] | DC-Coupled | Solar |  | 7.6
368515 |  |  | MA - SMART Program |  |  | Application Submitted | Commercial | RUTLAND | 2021 | Lithium Ion |  | Power Electronics | 746 | 674.2 | 4300 | Behind the Meter | [5 empty] | Yes | DC-Coupled | Solar | 7899.12 | 4300
368768 |  |  | MA - SMART Program |  |  | ISA Issued | Residential | DRACUT | 2021 | Lithium Ion |  | SolarEdge | 9.3 | 0 | 3.8 | Behind the Meter | [6 empty] | DC-Coupled | Solar |  | 3.8
368885 |  |  | MA - SMART Program |  |  | ISA Issued | Residential | ANDOVER | 2021 | Lithium Ion |  | Solaredge Technologies | 9.6 | 0 | 6 | Behind the Meter | [6 empty] | DC-Coupled | Solar |  | 6
368899 |  |  | MA - SMART Program |  |  | ISA Issued | Residential | MILFORD | 2021 | Lithium Ion |  | SolarEdge Technologies | 9.8 | 0 | 6 | Behind the Meter | [6 empty] | DC-Coupled | Solar |  | 6
368904 |  |  | MA - SMART Program |  |  | Application Submitted | Commercial | GILBERTVILLE | 2021 | Lithium Ion |  | Powin | 0 | 5029 | 4890 | Standalone | Wholesale Market (i.e., Energy, Capacity, Ancillary Services) | Reliability and Resiliency | Renewable Energy Shifting |  |  | No | Separate PCC | Solar |  | 4990
369057 | [5 empty] | ISA Issued | Commercial | STOUGHTON | 2021 | Lithium Ion |  | SolarEdge | 9.6 | 0 | 7.6 | Behind the Meter | Reliability and Resiliency | [5 empty] | DC-Coupled | Solar |  | 7.6
369065 |  |  | MA - SMART Program |  |  | ISA Issued | Residential | REVERE | 2021 | Lithium Ion |  | Tesla | 13.5 | 10 | 5 | Behind the Meter | Peak Shaving/ Load Leveling | [5 empty] | AC-Coupled | Solar |  | 7.6
369405 |  |  | MA Smart |  |  | Full Payment Received | Residential | WOLLASTON | 2021 | Lithium Ion |  | Enphase Energy | 0 | 3.36 | 3.84 | Standalone | [5 empty] | Yes | AC-Coupled | Solar |  | 9.98
369725 |  |  | MA - SMART Program |  |  | ISA Issued | Residential | TEWKSBURY | 2021 | Lithium Ion |  | StorEdge | 9.3 | 0 | 7.6 | Behind the Meter | [6 empty] | DC-Coupled | Solar |  | 7.6
369872 |  |  | MA - SMART Program |  |  | Full Payment Received | Residential | LOWELL | 2021 | Lithium Ion |  | Solaredge Technologies | 9.6 | 0 | 6 | Behind the Meter | [6 empty] | DC-Coupled | Solar |  | 9.8
370086 |  |  | MA - SMART Program |  |  | ISA Issued | Residential | METHUEN | 2021 | Lithium Ion |  | SolarEdge Technologies | 9.6 | 0 | 3.8 | Behind the Meter | [6 empty] | DC-Coupled | Solar |  | 3.8
370269 |  |  | MA - SMART Program |  |  | Application Submitted | Commercial | GARDNER | 2021 | Lithium Ion |  | Power Electronics | 1000 | 600 | 600 | Behind the Meter | [5 empty] | Yes | DC-Coupled | Solar |  | 2000
370328 |  |  | MA Smart |  |  | ISA Issued | Commercial | ATTLEBORO | 2021 | Lithium Ion |  | EPC Power | 1000 | 0 | 499 | Standalone | [5 empty] | Yes | DC-Coupled | Solar | 806.85 | 499
370345 |  |  | MA - SMART Program |  |  | Full Payment Received | Residential | WESTMINSTER | 2021 | Lithium Ion |  | Tesla | 13.5 | 10 | 5 | Behind the Meter | [5 empty] | Yes | AC-Coupled | Solar | 10.933 | 11.4
370577 |  |  | MA - SMART Program |  |  | ISA Issued | Residential | DRACUT | 2021 | Lithium Ion |  | Tesla | 0 | 13.2 | 5 | Behind the Meter | [6 empty] | AC-Coupled | Solar |  | 3.8
370680 |  |  | MA - SMART Program |  |  | ISA Issued | Commercial | AVON | 2021 | Lithium Ion |  | Samsung Sungrow | 0 | 556 | 250 | Behind the Meter | [5 empty] | Yes | AC-Coupled | Solar | 976.32 | 675
370695 |  |  | MA - SMART Program |  |  | ISA Issued | Residential | NORTHBOROUGH | 2021 | Lithium Ion |  | Tesla | 0 | 13.05 | 5 | Behind the Meter | [6 empty] | AC-Coupled | Solar |  | 6.72
370964 |  |  | MA - SMART Program |  |  | ISA Issued | Residential | WORCESTER | 2021 | Lithium Ion |  | Delta Electronics | 9.6 | 0 | 5.76 | Behind the Meter | [6 empty] | DC-Coupled | Solar |  | 5.76
371001 |  |  | MA - SMART Program |  |  | ISA Issued | Residential | WORCESTER | 2021 | Lithium Ion |  | Tesla | 0 | 13.2 | 5 | Behind the Meter | [6 empty] | AC-Coupled | Solar |  | 7.6
371026 |  |  | MA - SMART Program |  |  | ISA Issued | Residential | SALEM | 2021 | Lithium Ion |  | SolarEdge Technologies | 9.6 | 0 | 7.6 | Behind the Meter | [6 empty] | DC-Coupled | Solar |  | 7.6
371376 |  |  | MA - SMART Program |  |  | ISA Issued | Residential | WARE | 2021 | Lithium Ion |  | SolarEdge | 9.3 | 0 | 7.6 | Behind the Meter | [6 empty] | DC-Coupled | Solar |  | 7.6
371378 |  |  | MA - SMART Program |  |  | ISA Issued | Residential | REHOBOTH | 2021 | Lithium Ion |  | StorEdge | 9.3 | 0 | 7.6 | Behind the Meter | [6 empty] | DC-Coupled | Solar |  | 7.6
371489 |  |  | MA - SMART Program |  |  | ISA Issued | Residential | NORTH EASTON | 2021 | Lithium Ion |  | StorEdge Technologies | 9.3 | 0 | 7.6 | Behind the Meter | [6 empty] | DC-Coupled | Solar |  | 7.6
371583 |  |  | MA - SMART Program |  |  | ISA Issued | Residential | BROCKTON | 2021 | Lithium Ion |  | SolarEdge | 9.3 | 0 | 7.6 | Behind the Meter | [6 empty] | DC-Coupled | Solar |  | 7.6
371682 |  |  | MA - SMART Program |  |  | Application Submitted | Commercial | SPENCER | 2021 | Lithium Ion |  | Tesla | 1334 | 1280 | 1000 | Behind the Meter | [5 empty] | Yes | AC-Coupled | Solar | 1433.12 | 1000
371684 |  |  | MA - SMART Program |  |  | Application Submitted | Commercial | DOUGLAS | 2021 | Lithium Ion |  | Tesla | 1334 | 1280 | 1000 | Behind the Meter | Renewable Energy Integration (e.g., Ramping, Smoothing) |  |  |  |  | Yes | AC-Coupled | Solar | 1402.38 | 1000
371778 |  |  | MA - SMART Program |  |  | Full Payment Received | Residential | WORCESTER | 2021 | Lithium Ion |  | Tesla | 27 | 10 | 5 | Standalone | Wholesale Market (i.e., Energy, Capacity, Ancillary Services) |  |  |  |  | Yes | AC-Coupled | Solar |  | 11.4
372068 |  |  | MA - SMART Program |  |  | Full Payment Received | Residential | TYNGSBORO | 2021 | Lithium Ion |  | Tesla | 27 | 10 | 5 | Behind the Meter | [5 empty] | Yes | AC-Coupled | Solar |  | 15.2
372456 |  |  | MA - SMART Program |  |  | ISA Issued | Residential | WINCHENDON | 2021 | Lithium Ion |  | SOLAREDGE | 9.6 | 0 | 6 | Behind the Meter | [6 empty] | DC-Coupled | Solar |  | 6
372931 |  |  | MA - SMART Program |  |  | Full Payment Received | Residential | BOLTON | 2021 | Lithium Ion |  | Tesla | 13.5 | 5 | 5 | Behind the Meter | [5 empty] | Yes | AC-Coupled | Solar |  | 7.6
373089 | [5 empty] | ISA Issued | Residential | NORTHAMPTON | 2021 | Lithium Ion |  | Tesla | 13.5 | 10 | 5 | Behind the Meter | Reliability and Resiliency | [5 empty] | AC-Coupled | Solar | 6.48 | 5.76
373135 |  |  | MA - SMART Program |  |  | Application Submitted | Commercial | PEMBROKE | 2021 | Lithium Ion |  | Solectria | 742.5 | 0 | 498 | Behind the Meter | [5 empty] | Yes | AC-Coupled | Solar | 668.16 | 498
373175 | [5 empty] | ISA Issued | Residential | NORTHBOROUGH | 2021 | Lithium Ion |  | Generac | 18 | 0 | 7.6 | Behind the Meter | [6 empty] | DC-Coupled | Solar |  | 7.6
373288 |  |  | MA - SMART Program |  |  | Full Payment Received | Residential | WESTFORD | 2021 | Lithium Ion |  | Tesla | 27 | 10 | 5 | Behind the Meter | [5 empty] | Yes | AC-Coupled | Solar |  | 15.2
373489 |  |  | MA - SMART Program |  |  | ISA Issued | Residential | LYNN | 2021 | Lithium Ion |  | SolarEdge Technologies | 9.6 | 0 | 6 | Behind the Meter | [6 empty] | DC-Coupled | Solar |  | 6
373915 |  |  | MA - SMART Program |  |  | ISA Issued | Residential | ATTLEBORO | 2021 | Lithium Ion |  | SolarEdge Technologies | 9.6 | 0 | 6 | Behind the Meter | [6 empty] | DC-Coupled | Solar |  | 9.8
373992 |  |  | MA - SMART Program |  |  | ISA Issued | Residential | BILLERICA | 2021 | Lithium Ion |  | Delta Electronics | 9.6 | 0 | 5.76 | Behind the Meter | [6 empty] | DC-Coupled | Solar |  | 5.76
374007 | [5 empty] | ISA Issued | Residential | FRANKLIN | 2021 | Lithium Ion |  | Tesla | 13.5 | 10 | 5 | Behind the Meter | Generation Support (e.g., Peaker Replacement) | [5 empty] | AC-Coupled | Solar | 5.94 | 6
374229 |  |  | MA - SMART Program |  |  | ISA Issued | Residential | ATTLEBORO | 2021 | Lithium Ion |  | StorEdge Tecnologies | 9.3 | 0 | 7.6 | Behind the Meter | [6 empty] | DC-Coupled | Solar |  | 7.6
374532 |  |  | MA - SMART Program |  |  | ISA Issued | Residential | BROCKTON | 2021 | Lithium Ion |  | StorEdge Technologies | 9.3 | 0 | 7.6 | Behind the Meter | [6 empty] | DC-Coupled | Solar |  | 7.6
374538 |  |  | MA - SMART Program |  |  | ISA Issued | Residential | WRENTHAM | 2021 | Lithium Ion |  | Solaredge Technologies | 9.6 | 0 | 7.6 | Behind the Meter | [6 empty] | DC-Coupled | Solar |  | 7.6
376329 |  |  | MA - SMART Program |  |  | Application Submitted | Residential | WORCESTER | 2021 | Lithium Ion |  | Tesla | 13.5 | 5 | 5 | Behind the Meter | [5 empty] | Yes | DC-Coupled | Solar |  | 7.6
376495 |  |  | MA - SMART Program |  |  | ISA Issued | Residential | LOWELL | 2021 | Lithium Ion |  | SolarEdge Technologies | 9.6 | 0 | 6 | Behind the Meter | [6 empty] | DC-Coupled | Solar |  | 6
376559 |  |  | MA - SMART Program |  |  | ISA Issued | Residential | NORTON | 2021 | Lithium Ion |  | Tesla | 13.5 | 10 | 5 | Behind the Meter | [6 empty] | AC-Coupled | Solar |  | 7.6
377216 |  |  | MA - SMART Program |  |  | ISA Issued | Residential | N CHELMSFORD | 2021 | Lithium Ion |  | StorEdge | 9.3 | 0 | 7.6 | Behind the Meter | [6 empty] | DC-Coupled | Solar |  | 7.6
377243 |  |  | MA - SMART Program |  |  | ISA Issued | Residential | WORCESTER | 2021 | Lithium Ion |  | Solaredge Technologies | 9.6 | 0 | 6 | Behind the Meter | [6 empty] | DC-Coupled | Solar |  | 6
377344 |  |  | MA - SMART Program |  |  | ISA Issued | Residential | N CHELMSFORD | 2021 | Lithium Ion |  | SolarEdge | 9.3 | 0 | 3.8 | Behind the Meter | [6 empty] | DC-Coupled | Solar |  | 3.8
377511 |  |  | MA Smart |  |  | Application Submitted | Commercial | CHARLTON | 2022 | Lithium Ion |  | EPC Power | 1021 | 0 | 999 | Standalone | [7 empty] | Solar | 1996.8 | 999
377944 |  |  | MA - SMART Program |  |  | ISA Issued | Residential | BILLERICA | 2021 | Lithium Ion |  | StorEdge | 9.6 | 0 | 7.6 | Behind the Meter | [6 empty] | DC-Coupled | Solar |  | 7.6
377991 | [5 empty] | Full Payment Received | Residential | NORTH GRAFTON | 2021 | Lithium Ion |  | Tesla | 13.5 | 13.5 | 10 | Behind the Meter | Peak Shaving/ Load Leveling | [5 empty] | AC-Coupled | Solar |  | 19
378070 |  |  | MA - SMART Program |  |  | Full Payment Received | Residential | Brockton | 2022 | Lithium Ion |  | SolarEdge | 9.3 | 0 | 7.6 | Behind the Meter | [5 empty] | Yes | DC-Coupled | Solar |  | 7.6
378348 | [5 empty] | Full Payment Received | Residential | E BRIDGEWATER | 2021 | Lithium Ion |  | Tesla | 27 | 20 | 10 | Standalone | [5 empty] | Yes | AC-Coupled | Solar | 9.1 | 7.6
378553 |  |  | MA - SMART Program |  |  | ISA Issued | Residential | WESTBOROUGH | 2021 | Lithium Ion |  | Tesla | 13.5 | 10 | 5 | Behind the Meter | [6 empty] | AC-Coupled | Solar |  | 7.6
378752 |  |  | MA Smart |  |  | Application Submitted | Commercial | CHELMSFORD | 2022 | Lithium Ion |  | ELM | 1320 | 0 | 1000 | Standalone | [7 empty] | Solar | 0 | 7000
379039 |  |  | MA Smart |  |  | Full Payment Received | Residential | WORCESTER | 2021 | Lithium Ion |  | Tesla | 13.5 | 5 | 5 | Standalone | Wholesale Market (i.e., Energy, Capacity, Ancillary Services) | Peak Shaving/ Load Leveling |  |  | 25502268 | Yes | AC-Coupled | Solar |  | 15.2
379306 |  |  | MA - SMART Program |  |  | ISA Issued | Residential | BELCHERTOWN | 2021 | Lithium Ion |  | SolarEdge | 9.8 | 0 | 6 | Behind the Meter | [6 empty] | DC-Coupled | Solar |  | 9.8
379585 | [5 empty] | ISA Issued | Residential | LOWELL | 2021 | Lithium Ion |  | Tesla | 13.5 | 10 | 5 | Behind the Meter | [6 empty] | AC-Coupled | Solar | 7.44 | 6
380366 |  |  | MA - SMART Program |  |  | Application Submitted | Residential | SEEKONK | 2021 | Lithium Ion |  | Tesla | 13.5 | 10 | 5 | Behind the Meter | Peak Shaving/ Load Leveling | [5 empty] | AC-Coupled | Solar |  | 7.6
380801 |  |  | MA - SMART Program |  |  | Full Payment Received | Residential | SEEKONK | 2021 | Lithium Ion |  | Tesla | 13.5 | 13.5 | 10 | Behind the Meter | Peak Shaving/ Load Leveling | [5 empty] | AC-Coupled | Solar |  | 11.4
380876 |  |  | MA - SMART Program |  |  | ISA Issued | Residential | LEOMINSTER | 2021 | Lithium Ion |  | Tesla | 0 | 13.2 | 5 | Behind the Meter | [6 empty] | AC-Coupled | Solar |  | 5.76
380879 |  |  | MA - SMART Program |  |  | ISA Issued | Residential | NORTHBOROUGH | 2021 | Lithium Ion |  | Tesla | 13.5 | 10 | 5 | Behind the Meter | [6 empty] | AC-Coupled | Solar |  | 7.6
381135 |  |  | MA - SMART Program |  |  | ISA Issued | Residential | STOUGHTON | 2021 | Lithium Ion |  | StorEdge | 9.3 | 0 | 7.6 | Behind the Meter | [6 empty] | DC-Coupled | Solar |  | 7.6
381303 |  |  | MA - SMART Program |  |  | ISA Issued | Residential | WESTFORD | 2021 | Lithium Ion |  | Tesla | 13.5 | 10 | 5 | Behind the Meter | Peak Shaving/ Load Leveling | [5 empty] | AC-Coupled | Solar |  | 7.6
381338 | [5 empty] | ISA Issued | Residential | SHUTESBURY | 2021 | Lithium Ion |  | Tesla | 13.5 | 10 | 5 | Behind the Meter | [6 empty] | AC-Coupled | Solar | 5.76 | 5.12
382260 |  |  | MA - SMART Program |  |  | Full Payment Received | Residential | SUTTON | 2021 | Lithium Ion |  | Tesla | 13.5 | 5 | 5 | Standalone |  |  |  | Cycle once per week to comply with SMART provision | 25943145 | Yes | AC-Coupled | Solar |  | 7.6
382384 |  |  | MA - SMART Program |  |  | ISA Issued | Residential | NORTH ANDOVER | 2021 | Lithium Ion |  | Tesla | 13.5 | 10 | 5 | Behind the Meter | [6 empty] | AC-Coupled | Solar |  | 7.6
382622 |  |  | MA - SMART Program |  |  | Full Payment Received | Residential | STOUGHTON | 2021 | Lithium Ion |  | StorEdge | 9300 | 0 | 7.6 | Behind the Meter | [6 empty] | DC-Coupled | Solar |  | 7.6
382870 |  |  | MA Smart |  |  | ISA Issued | Residential | WESTFORD | 2022 | Lithium Ion |  | Tesla | 13.5 | 0 | 7.6 | Behind the Meter | [7 empty] | Solar | 4.08 | 7.6
384247 | [5 empty] | Application Submitted | Commercial | LEICESTER | 2022 | Lithium Ion |  | SMA | 0 | 10000 | 3333 | Standalone | [5 empty] | No
384478 |  |  | MA - SMART Program |  |  | Full Payment Received | Residential | QUINCY | 2021 | Lithium Ion |  | Tesla | 13.5 | 10 | 5 | Behind the Meter | [6 empty] | DC-Coupled | Solar |  | 7.6
385041 |  |  | MA - SMART Program |  |  | Application Submitted | Commercial | N BROOKFIELD | 2021 | Lithium Ion |  | SMA | 8000 | 0 | 2000 | Standalone | Renewable Energy Shifting | Reliability and Resiliency |  |  |  | Yes | DC-Coupled | Solar | 2430 | 2000
385046 |  |  | MA Smart |  |  | Application Submitted | Commercial | BARRE | 2021 | Lithium Ion |  | SMA | 10640 | 0 | 2660 | Standalone | Renewable Energy Shifting | Reliability and Resiliency |  |  |  | Yes | DC-Coupled | Solar | 3830 | 2660
385049 |  |  | MA Smart |  |  | Application Submitted | Commercial | WESTMINSTER | 2021 | Lithium Ion |  | SMA | 10000 | 0 | 5000 | Standalone | Renewable Energy Shifting | Reliability and Resiliency |  |  |  | Yes | DC-Coupled | Solar | 6125 | 5000
385082 | [5 empty] | ISA Issued | Residential | NORTHAMPTON | 2021 | Lithium Ion |  | Tesla | 13.5 | 10 | 5 | Behind the Meter | [6 empty] | AC-Coupled | Solar | 6.21 | 6.5
385412 |  |  | MA - SMART Program |  |  | ISA Issued | Residential | GRAFTON | 2021 | Lithium Ion |  | Tesla | 13.5 | 10 | 5 | Behind the Meter | [6 empty] | DC-Coupled | Solar |  | 11.4
385669 |  |  | MA - SMART Program |  |  | ISA Issued | Residential | BILLERICA | 2021 | Lithium Ion |  | Tesla | 13.5 | 0 | 7.6 | Behind the Meter | Peak Shaving/ Load Leveling | [5 empty] | DC-Coupled | Solar |  | 7.6
386196 |  |  | MA - SMART Program |  |  | Application Submitted | Residential | TEWKSBURY | 2021 | Lithium Ion |  | Sunpower | 0 | 13 | 6.8 | Behind the Meter | Customer Bill Savings (e.g., Demand Charge Management, TOU Arbitrage) | [5 empty] | AC-Coupled | Solar | 8.2 | 6.98
386446 |  |  | MA - SMART Program |  |  | Application Submitted | Residential | WESTPORT | 2021 | Lithium Ion |  | Tesla | 13.5 | 10 | 5 | Behind the Meter | Peak Shaving/ Load Leveling | [5 empty] | AC-Coupled | Solar |  | 7.6
386848 | [5 empty] | Application Submitted | Commercial | MENDON | 2021 | Lithium Ion |  | SMA | 9980 | 0 | 4990 | Standalone | Wholesale Market (i.e., Energy, Capacity, Ancillary Services) |  |  |  |  | Yes | AC-Coupled | Solar | 3450 | 4990
387138 | [5 empty] | Application Submitted | Commercial | MILFORD | 2021 | Lithium Ion |  | SMA | 11980 | 0 | 11980 | Standalone | Wholesale Market (i.e., Energy, Capacity, Ancillary Services) |  |  |  |  | No | AC-Coupled
387371 |  |  | MA - SMART Program |  |  | ISA Issued | Residential | GRAFTON | 2021 | Lithium Ion |  | Tesla | 13.5 | 10 | 5 | Behind the Meter | Peak Shaving/ Load Leveling | [5 empty] | DC-Coupled | Solar |  | 7.6
387395 | [5 empty] | Application Submitted | Commercial | FALL RIVER | 2021 | Lithium Ion |  | EPC Power | 4608 | 4285 | 4999.2 | Behind the Meter | Wholesale Market (i.e., Energy, Capacity, Ancillary Services) | [5 empty] | DC-Coupled | Other |  | 4999.2
387420 |  |  | MA - SMART Program |  |  | ISA Issued | Residential | WESTBOROUGH | 2021 | Lithium Ion |  | SolarEdge | 9.3 | 0 | 7.6 | Behind the Meter | [6 empty] | DC-Coupled | Solar |  | 7.6
388119 |  |  | MA - SMART Program |  |  | Full Payment Received | - | - | 2021 | Lithium Ion |  | StorEdge | 9.6 | 0 | 3.8 | Behind the Meter | [6 empty] | DC-Coupled | Solar |  | 3.8
388303 | [5 empty] | Full Payment Received | Residential | PEPPERELL | 2022 | Lithium Ion |  | Tesla | 0 | 13.5 | 5 | Behind the Meter | [7 empty] | Solar | 10.94 | 17.6
388401 |  |  | MA Smart |  |  | Full Payment Received | Residential | FALL RIVER | 2021 | Lithium Ion |  | Tesla | 13.5 | 0 | 15.2 | Behind the Meter | Peak Shaving/ Load Leveling | [5 empty] | DC-Coupled | Solar |  | 15.2
388745 |  |  | MA - SMART Program |  |  | ISA Issued | Residential | UPTON | 2021 | Lithium Ion |  | Tesla | 13.5 | 10 | 5 | Behind the Meter | [6 empty] | AC-Coupled | Solar |  | 7.6
389114 |  |  | MA - SMART Program |  |  | Application Submitted | Residential | DRACUT | 2021 | Lithium Ion |  | Tesla | 13.5 | 10 | 5 | Behind the Meter | [6 empty] | AC-Coupled | Solar |  | 7.6
389732 |  |  | MA - SMART Program |  |  | Application Submitted | Commercial | BROCKTON | 2021 | Lithium Ion |  | EPC Power | 0 | 0 | 1249.8 | Behind the Meter | [6 empty] | None | Other | 6000 | 4999.2
389735 |  |  | MA - SMART Program |  |  | Application Submitted | Commercial | W BRIDGEWATER | 2021 | Lithium Ion |  | EPC Power | 0 | 0 | 1249.8 | Behind the Meter | [6 empty] | Separate PCC | Other | 4000 | 3000
390934 | [5 empty] | ISA Issued | Residential | S ATTLEBORO | 2022 | Lithium Ion |  | Tesla | 0 | 13.5 | 5 | Behind the Meter
391609 |  |  | MA - SMART Program |  |  | ISA Issued | Residential | NORTHBRIDGE | 2021 | Lithium Ion |  | Tesla | 13.5 | 10 | 5 | Behind the Meter | [6 empty] | AC-Coupled | Solar |  | 4.8
391836 | [5 empty] | Application Submitted | Commercial | NORWELL | 2021 | Lithium Ion |  | EPC Power | 0 | 0 | 1249.8 | Behind the Meter | [6 empty] | Separate PCC | Other | 6000 | 4999.2
391838 |  |  | MA - SMART Program |  |  | Application Submitted | Commercial | NORWELL | 2021 | Lithium Ion |  | EPC Power | 0 | 0 | 4999.2 | Behind the Meter | [6 empty] | Separate PCC | Other | 6000 | 4999.2
391839 |  |  | MA - SMART Program |  |  | Application Submitted | Commercial | HANOVER | 2021 | Lithium Ion |  | EPC Power | 0 | 0 | 4999.2 | Behind the Meter | [6 empty] | Separate PCC | Other | 6000 | 4999.2
391841 |  |  | MA - SMART Program |  |  | Application Submitted | Commercial | BROCKTON | 2021 | Lithium Ion |  | EPC Power | 0 | 0 | 1249.8 | Behind the Meter | [6 empty] | Separate PCC | Other | 6000 | 4999.2
391844 | [5 empty] | Application Submitted | Commercial | SOUTH EASTON | 2021 | Lithium Ion |  | EPC Power | 0 | 0 | 4999.2 | Behind the Meter | [6 empty] | Separate PCC | Other | 6000 | 4200
391846 |  |  | MA - SMART Program |  |  | Application Submitted | Commercial | BROCKTON | 2021 | Lithium Ion |  | EPC Power | 0 | 0 | 1249.8 | Behind the Meter | [6 empty] | Separate PCC | Other | 6000 | 4999.2
391850 |  |  | MA - SMART Program |  |  | Application Submitted | Commercial | MILFORD | 2021 | Lithium Ion |  | EPC Power | 0 | 0 | 4999.2 | Behind the Meter | [6 empty] | Separate PCC | Other |  | 4999.2
391859 |  |  | MA - SMART Program |  |  | Application Submitted | Commercial | BELLINGHAM | 2021 | Lithium Ion |  | EPC Power | 0 | 0 | 999 | Behind the Meter | [6 empty] | None | Other | 1500 | 999
392129 |  |  | MA Smart |  |  | Full Payment Received | Residential | METHUEN | 2021 | Lithium Ion |  | SolarEdge | 13.5 | 13.5 | 10 | Behind the Meter | [6 empty] | AC-Coupled | Solar |  | 9.8
392216 |  |  | MA - SMART Program |  |  | ISA Issued | Residential | CHELMSFORD | 2021 | Lithium Ion |  | Tesla | 13.5 | 10 | 5 | Behind the Meter | Wholesale Market (i.e., Energy, Capacity, Ancillary Services) | [5 empty] | DC-Coupled | Solar |  | 7.6
392637 |  |  | MA - SMART Program |  |  | Application Submitted | Commercial | MANCHESTER | 2021 | Lithium Ion |  | EPC Power | 0 | 0 | 18000 | Behind the Meter | [6 empty] | None | Other | 19500 | 18000
392677 |  |  | MA Smart |  |  | Full Payment Received | Residential | WESTFORD | 2022 | Lithium Ion |  | Tesla | 13.5 | 0 | 7.6 | Behind the Meter | [7 empty] | Solar | 8.5 | 7.6
392878 |  |  | MA Smart |  |  | Application Submitted | Commercial | GRANBY | 2022 | Lithium Ion |  | EPC Power | 2625 | 0 | 999 | Standalone | [7 empty] | Solar | 2001 | 999
393123 | [5 empty] | Application Submitted | Commercial | HOPEDALE | 2021 | Lithium Ion |  | SMA | 12000 | 0 | 3000 | Standalone | Renewable Energy Shifting | Reliability and Resiliency |  |  |  | No | AC-Coupled | Other | 3450 | 12000
393677 |  |  | MA Smart |  |  | Full Payment Received | Residential | METHUEN | 2021 | Lithium Ion |  | Enphase Energy | 0 | 3.36 | 7.68 | Behind the Meter | [6 empty] | AC-Coupled | Solar |  | 7.25
393792 |  |  | MA - SMART Program |  |  | ISA Issued | Residential | GARDNER | 2021 | Lithium Ion |  | StorEdge SE3800H-USS | 9.6 | 0 | 3.8 | Behind the Meter | [6 empty] | DC-Coupled | Solar |  | 3.8
394100 |  |  | MA - SMART Program |  |  | ISA Issued | Residential | LOWELL | 2021 | Lithium Ion |  | Tesla | 13.5 | 10 | 5 | Behind the Meter | Peak Shaving/ Load Leveling | [5 empty] | AC-Coupled | Solar |  | 7.6
394134 |  |  | MA - SMART Program |  |  | Application Submitted | Industrial | SHIRLEY | 2021 | Lithium Ion |  | Sungrow-Samsung | 0 | 264 | 250 | Behind the Meter | Wholesale Market (i.e., Energy, Capacity, Ancillary Services) | [5 empty] | AC-Coupled | Solar | 933.12 | 700
394711 |  |  | MA - SMART Program |  |  | ISA Issued | Residential | ATTLEBORO | 2021 | Lithium Ion |  | Tesla | 13.5 | 10 | 5 | Behind the Meter | [6 empty] | AC-Coupled | Solar |  | 5
394806 |  |  | MA - SMART Program |  |  | Application Submitted | Residential | MONSON | 2021 | Lithium Ion |  | SOLAREDGE TECHNOLOGIES | 9.6 | 0 | 6 | Behind the Meter | [6 empty] | DC-Coupled | Solar |  | 9.8
394876 |  |  | MA Smart |  |  | Full Payment Received | Residential | ANDOVER | 2021 | Lithium Ion |  | Tesla | 13.5 | 13.5 | 10 | Behind the Meter | Peak Shaving/ Load Leveling | [5 empty] | AC-Coupled | Solar |  | 7.6
394972 |  |  | MA Smart |  |  | Full Payment Received | Residential | WESTBOROUGH | 2022 | Lithium Ion |  | Tesla | 0 | 13.5 | 5 | Behind the Meter | [7 empty] | Solar | 4.08 | 16.2
394996 |  |  | MA - SMART Program |  |  | ISA Issued | Residential | DIGHTON | 2021 | Lithium Ion |  | Enphase Energy | 10.08 | 10.08 | 7.68 | Behind the Meter | [6 empty] | AC-Coupled | Solar |  | 7.83
395168 |  |  | MA - SMART Program |  |  | ISA Issued | Residential | CHELMSFORD | 2021 | Lithium Ion |  | Tesla | 13.5 | 10 | 5 | Behind the Meter | [6 empty] | AC-Coupled | Solar |  | 10
395229 |  |  | MA - SMART Program |  |  | ISA Issued | Residential | SCITUATE | 2021 | Lithium Ion |  | Tesla | 13.5 | 0 | 7.6 | Behind the Meter | [6 empty] | DC-Coupled | Solar |  | 7.6
395414 |  |  | MA - SMART Program |  |  | ISA Issued | Residential | SALEM | 2021 | Lithium Ion |  | Tesla | 13.5 | 13.5 | 10 | Behind the Meter | [6 empty] | AC-Coupled | Solar |  | 3.8
395625 |  |  | MA - SMART Program |  |  | ISA Issued | Residential | MEDFORD | 2021 | Lithium Ion |  | SolarEdge Technologies | 9.6 | 0 | 6 | Behind the Meter | Other | Backup use only |  |  |  |  | DC-Coupled | Solar | 7.35 | 6
395982 |  |  | MA Smart |  |  | ISA Issued | Residential | RANDOLPH | 2022 | Lithium Ion |  | Tesla | 13.5 | 0 | 7.6 | Behind the Meter | [7 empty] | Solar | 8.16 | 7.6
396042 | [5 empty] | Application Submitted | Commercial | GLOUCESTER | 2021 | Lithium Ion |  | EPC Power | 0 | 0 | 18000 | [7 empty] | None | Other | 19500 | 18000
396057 |  |  | MA - SMART Program |  |  | Application Submitted | Commercial | MARLBOROUGH | 2021 | Lithium Ion |  | SMA | 9864 | 0 | 14800 |  | Wholesale Market (i.e., Energy, Capacity, Ancillary Services) | [5 empty] | AC-Coupled | Other |  | 14800
396310 | [5 empty] | Application Submitted | Commercial | TEWKSBURY | 2022 | Lithium Ion |  | SMA | 0 | 12000 | 3000 | Standalone | [5 empty] | No
396335 |  |  | MA Smart |  |  | ISA Issued | Residential | BROCKTON | 2022 | Lithium Ion |  | Tesla | 13.5 | 0 | 7.6 | Behind the Meter | [7 empty] | Solar | 11.48 | 7.6
396408 |  |  | MA - SMART Program |  |  | Full Payment Received | Residential | WORCESTER | 2021 | Lithium Ion |  | Sunpower | 13 | 13 | 13 | Standalone | [5 empty] | Yes | AC-Coupled | Solar | 9.94 | 7.6
396471 |  |  | MA - SMART Program |  |  | Application Submitted | Commercial | ESSEX | 2021 | Lithium Ion |  | Narada | 55296 | 0 | 18000 | Standalone | Wholesale Market (i.e., Energy, Capacity, Ancillary Services) | Peak Shaving/ Load Leveling |  |  |  | Yes | Separate PCC | Solar | 19500 | 18000
396605 | [5 empty] | Application Submitted | Commercial | WORCESTER | 2022 | Lithium Ion |  | SMA | 2000 | 8000 | 2000 | Standalone | [5 empty] | No
396664 |  |  | MA - SMART Program |  |  | Application Submitted | Commercial | ABINGTON | 2021 | Lithium Ion |  | EPC Power | 0 | 0 | 4999.2 | [7 empty] | None | Other | 6000 | 4999.2
396668 |  |  | MA - SMART Program |  |  | Application Submitted | Commercial | METHUEN | 2021 | Lithium Ion |  | EPC Power | 0 | 0 | 4999.2 | [7 empty] | None | Other | 6000 | 4999.2
396669 |  |  | MA - SMART Program |  |  | Application Submitted | Commercial | NORTH ANDOVER | 2021 | Lithium Ion |  | EPC Power | 0 | 0 | 4999.2 | [7 empty] | 0 | Other | 6000 | 4999.2
396672 | [5 empty] | Application Submitted | - | BEVERLY | 2021 | Lithium Ion |  | EPC Power | 0 | 0 | 4999.2 | [7 empty] | None | Other | 6000 | 4999.2
396676 | [5 empty] | Application Submitted | Commercial | N BILLERICA | 2022 | Lithium Ion |  | EPC Power | 18432 | 17140 | 1249.8 | Standalone | [5 empty] | No
396684 | [5 empty] | Application Submitted | Commercial | WORCESTER | 2022 | Lithium Ion |  | SMA Sunny Central Storage | 9980 | 9980 | 2495 | Standalone | [5 empty] | No
396685 |  |  | MA - SMART Program |  |  | Application Submitted | Commercial | NEWBURY | 2021 | Lithium Ion |  | EPC Power | 0 | 0 | 4999.2 | [7 empty] | None | Other | 6000 | 4999.2
396692 | [5 empty] | Application Submitted | Commercial | WORCESTER | 2022 | Lithium Ion |  | CLOU | 340.5 | 340.5 | 2495 | Standalone | [5 empty] | No
396737 | [5 empty] | Application Submitted | Commercial | CLINTON | 2022 | Lithium Ion |  | Solectria | 300 | 300 | 166 | [8 empty] | Other | 0 | 1744
396738 | [5 empty] | Application Submitted | Commercial | WORCESTER | 2022 | Lithium Ion |  | SMA | 9980 | 9980 | 2495 | Standalone | [5 empty] | No
396859 |  |  | MA - SMART Program |  |  | Application Submitted | Residential | QUINCY | 2021 | Lithium Ion |  | Tesla | 13.5 | 0 | 7.6 | Behind the Meter | [6 empty] | DC-Coupled | Solar |  | 11.4
397084 |  |  | MA Smart |  |  | Application Submitted | Commercial | TEWKSBURY | 2022 | Lithium Ion |  | Sungrow-Samsung | 0 | 2487 | 1200 | Standalone | [7 empty] | Solar | 1955.52 | 2575
397143 |  |  | MA - SMART Program |  |  | Full Payment Received | Residential | AYER | 2021 | Lithium Ion |  | Enphase Energy | 0 | 10.08 | 17.54 | Standalone | Wholesale Market (i.e., Energy, Capacity, Ancillary Services) | Renewable Energy Integration (e.g., Ramping, Smoothing) |  |  | 25346706 | Yes | AC-Coupled | Solar | 20 | 17.54
397193 |  |  | MA - SMART Program |  |  | ISA Issued | Residential | BROCKTON | 2021 | Lithium Ion |  | Enphase Energy | 0 | 3.36 | 3.84 | Behind the Meter | [6 empty] | AC-Coupled | Solar |  | 3.12
397405 |  |  | MA Smart |  |  | Full Payment Received | Residential | WRENTHAM | 2021 | Lithium Ion |  | Tesla | 13.5 | 10 | 5 | Behind the Meter | [6 empty] | AC-Coupled | Solar |  | 7.68
397759 |  |  | MA - SMART Program |  |  | ISA Issued | Residential | STURBRIDGE | 2021 | Lithium Ion |  | Tesla | 13.5 | 10 | 5 | Behind the Meter | [6 empty] | AC-Coupled | Solar |  | 7.6
398056 |  |  | MA - SMART Program |  |  | Full Payment Received | Residential | NAHANT | 2021 | Lithium Ion |  | Other | 0 | 30.4 | 15.2 | Behind the Meter | [7 empty] | Solar |  | 15.2
398627 |  |  | MA - SMART Program |  |  | ISA Issued | Residential | HOPEDALE | 2021 | Lithium Ion |  | Enphase Energy | 0 | 10.08 | 3.84 | Behind the Meter | [6 empty] | AC-Coupled | Solar |  | 2.4
398708 |  |  | MA Smart |  |  | Full Payment Received | Residential | ATTLEBORO | 2021 | Lithium Ion |  | Tesla | 0 | 13.2 | 10 | Behind the Meter | Other | Backup power |  |  |  |  | AC-Coupled | Solar |  | 7.6
401029 |  |  | MA - SMART Program |  |  | Application Submitted | Residential | ROYALSTON | 2021 | Lithium Ion |  | Tesla | 13.5 | 10 | 5 | Behind the Meter | Peak Shaving/ Load Leveling | [5 empty] | AC-Coupled | Solar |  | 7.6
401039 |  |  | MA Smart |  |  | Full Payment Received | Residential | S HAMILTON | 2022 | Lithium Ion |  | Tesla | 13.5 | 0 | 7.6 | Behind the Meter | [7 empty] | Solar | 17.78 | 15.2
401100 | [5 empty] | Application Submitted | - | METHUEN | 2021 | Lithium Ion |  | EPC Power | 0 | 0 | 4999.2 | [7 empty] | None | Other | 6000 | 4999.2
401101 | [5 empty] | Application Submitted | - | METHUEN | 2021 | Lithium Ion |  | EPC Power | 0 | 0 | 4999.2 | [7 empty] | None | Other | 6000 | 4999.2
401103 | [5 empty] | Application Submitted | Commercial | FALL RIVER | 2021 | Lithium Ion |  | EPC Power | 0 | 0 | 4999.2 | [7 empty] | None | Other | 6000 | 4999.2
401104 | [5 empty] | Application Submitted | - | FALL RIVER | 2021 | Lithium Ion |  | EPC Power | 0 | 0 | 4999.2 | [7 empty] | None | Other | 6000 | 4999.2
401105 | [5 empty] | Application Submitted | - | WESTFORD | 2021 | Lithium Ion |  | EPC Power | 0 | 0 | 4999.2 | [7 empty] | None | Other | 6000 | 4999.2
401107 |  |  | MA - SMART Program |  |  | Application Submitted | Commercial | E LONGMEADOW | 2021 | Lithium Ion |  | Narada | 0 | 5000 | 5000 | Standalone | Wholesale Market (i.e., Energy, Capacity, Ancillary Services) | Peak Shaving/ Load Leveling |  |  |  | Yes | Separate PCC | Solar | 6000 | 4999.2
401108 | [5 empty] | Application Submitted | Commercial | ABINGTON | 2022 | Lithium Ion |  | EPC Power | 18432 | 17410 | 1249.8 | [8 empty] | Battery Add-On | 0 | 4999.2
401109 | [5 empty] | Application Submitted | - | ABINGTON | 2021 | Lithium Ion |  | EPC Power | 0 | 0 | 4999.2 | [7 empty] | None | Other | 6000 | 4999.2
401110 | [5 empty] | Application Submitted | - | MILFORD | 2021 | Lithium Ion |  | EPC Power | 0 | 0 | 4999.2 | [7 empty] | None | Other | 6000 | 4999.2
401112 | [5 empty] | Application Submitted | - | HAVERHILL | 2021 | Lithium Ion |  | EPC Power | 0 | 0 | 4999.2 | [7 empty] | None | Other | 6000 | 4999.2
401360 |  |  | MA - SMART Program |  |  | Application Submitted | - | FRANKLIN | 2021 | Lithium Ion |  | EPC Power | 0 | 0 | 4999.2 | Behind the Meter | [5 empty] | Yes | None | Solar | 6000 | 4999.2
401363 | [5 empty] | Application Submitted | Commercial | TEWKSBURY | 2022 | Lithium Ion |  | EPC Power | 18432 | 17410 | 1249.8 | Standalone | [5 empty] | No
401844 |  |  | MA - SMART Program |  |  | Full Payment Received | Residential | FOXBORO | 2021 | Lithium Ion |  | Tesla | 13.5 | 13.5 | 10 | Behind the Meter | Peak Shaving/ Load Leveling | [5 empty] | AC-Coupled | Solar |  | 15.2
401888 |  |  | MA - SMART Program |  |  | Full Payment Received | Residential | WESTFORD | 2021 | Lithium Ion |  | Tesla | 13.5 | 13.5 | 10 | Behind the Meter | Peak Shaving/ Load Leveling | [5 empty] | AC-Coupled | Solar |  | 15.2
402327 |  |  | MA - SMART Program |  |  | Full Payment Received | Residential | DRACUT | 2021 | Lithium Ion |  | Tesla | 13.5 | 0 | 15.2 | Behind the Meter | Peak Shaving/ Load Leveling | [5 empty] | DC-Coupled | Solar |  | 15.2
402412 | [5 empty] | Application Submitted | Commercial | MILFORD | 2022 | Lithium Ion |  | EPC Power | 0 | 14342 | 1249.8 | Standalone | [5 empty] | No
402476 | [5 empty] | ISA Issued | Residential | FOXBORO | 2021 | Lithium Ion |  | Tesla | 13.5 | 10 | 5 |  | Other | Battery Backup |  |  |  |  | AC-Coupled | Battery Add-On | 8 | 6
402618 |  |  | MA - SMART Program |  |  | ISA Issued | Residential | FALL RIVER | 2021 | Lithium Ion |  | Tesla | 13.5 | 10 | 5 | Behind the Meter | [6 empty] | AC-Coupled | Solar |  | 3.8
402759 |  |  | MA Smart |  |  | Application Submitted | Industrial | CLINTON | 2022 | Lithium Ion |  | Tesla | 2433 | 0 | 1216.5 | Behind the Meter | [7 empty] | Solar | 1463.73 | 2196.5
403477 | [5 empty] | Full Payment Received | Residential | MILLBURY | 2022 | Lithium Ion |  | Enphase Energy | 0 | 3.36 | 1.28 | Behind the Meter | [7 empty] | Solar | 13.37 | 15.97
403611 |  |  | MA - SMART Program |  |  | ISA Issued | Residential | NANTUCKET | 2021 | Lithium Ion |  | Tesla | 13.5 | 10 | 5 | Behind the Meter | [6 empty] | DC-Coupled | Solar |  | 7.6
404096 | [5 empty] | Full Payment Received | Residential | STURBRIDGE | 2021 | Lithium Ion |  | Generac | 18 | 0 | 17.6 |  | Customer Bill Savings (e.g., Demand Charge Management, TOU Arbitrage) | [5 empty] | DC-Coupled | Solar |  | 17.6
404928 |  |  | MA - SMART Program |  |  | Full Payment Received | Residential | FALL RIVER | 2021 | Lithium Ion |  | Tesla | 13.5 | 0 | 7.6 | Behind the Meter | [6 empty] | DC-Coupled | Solar |  | 7.6
405190 |  |  | MA - SMART Program |  |  | Application Submitted | Commercial | ANDOVER | 2021 | Lithium Ion |  | EPC Power | 0 | 18432 | 4999.2 | [7 empty] | AC-Coupled | Battery Add-On |  | 4999.2
405582 |  |  | MA Smart |  |  | Full Payment Received | Residential | SWAMPSCOTT | 2021 | Lithium Ion |  | Tesla | 13.5 | 13.5 | 10 | Behind the Meter | Peak Shaving/ Load Leveling | [5 empty] | AC-Coupled | Solar |  | 21.52
405711 | [5 empty] | Application Submitted | Commercial | LEOMINSTER | 2022 | Lithium Ion |  | SMA | 0 | 11700 | 2925 | Standalone | [5 empty] | No
405822 | [5 empty] | Application Submitted | Commercial | FOXBORO | 2021 | Lithium Ion |  | EPC Power | 0 | 18432 | 4999.2 | [7 empty] | AC-Coupled | Battery Add-On |  | 4999.2
405831 |  |  | MA - SMART Program |  |  | Application Submitted | Commercial | WRENTHAM | 2021 | Lithium Ion |  | EPC Power | 0 | 18432 | 4999.2 | [7 empty] | AC-Coupled | Battery Add-On |  | 4999.2
405839 |  |  | MA - SMART Program |  |  | Application Submitted | Commercial | WRENTHAM | 2021 | Lithium Ion |  | EPC Power | 0 | 27648 | 9000 | [7 empty] | AC-Coupled | Battery Add-On |  | 4999.2
405845 | [5 empty] | Application Submitted | Commercial | TYNGSBORO | 2021 | Lithium Ion |  | EPC Power | 0 | 18432 | 4999.2 | [7 empty] | AC-Coupled | Battery Add-On |  | 4999.2
405846 | [5 empty] | Application Submitted | Commercial | MALDEN | 2022 | Lithium Ion |  | EPC Power | 0 | 18432 | 1249.8 | Standalone | [5 empty] | No
405997 | [5 empty] | Application Submitted | Commercial | AYER | 2022 | Lithium Ion |  | EPC Power | 0 | 14342 | 1249.8 | Standalone | [5 empty] | No
406053 | [5 empty] | Application Submitted | Commercial | FRANKLIN | 2022 | Lithium Ion |  | EPC Power | 0 | 18432 | 1249.8 | Standalone | [5 empty] | No
406123 |  |  | MA - SMART Program |  |  | ISA Issued | Residential | SUTTON | 2021 | Lithium Ion |  | Generac | 9 | 0 | 9 | Behind the Meter | [6 empty] | DC-Coupled | Solar |  | 7.6
406202 |  |  | MA - SMART Program |  |  | Application Submitted | Commercial | STURBRIDGE | 2021 | Lithium Ion |  | EPC Power | 1000 | 0 | 250 | Standalone | Peak Shaving/ Load Leveling | DC Clipping Recapture |  |  |  | Yes | DC-Coupled | Solar | 497.25 | 250
406289 | [5 empty] | Application Submitted | Commercial | N BILLERICA | 2022 | Lithium Ion |  | EPC Power | 0 | 14432 | 1249.8 | Behind the Meter
406480 |  |  | MA - SMART Program |  |  | ISA Issued | Residential | BEVERLY | 2021 | Lithium Ion |  | Tesla | 13.5 | 0 | 7.6 | Behind the Meter | [6 empty] | DC-Coupled | Solar |  | 7.6
406506 |  |  | MA - SMART Program |  |  | ISA Issued | Residential | NEWBURY | 2021 | Lithium Ion |  | Tesla | 13.5 | 10 | 5 | Behind the Meter | [6 empty] | AC-Coupled | Solar |  | 7.6
406551 |  |  | MA - SMART Program |  |  | ISA Issued | Residential | WORCESTER | 2021 | Lithium Ion |  | Tesla | 13.5 | 10 | 5 | Behind the Meter | [6 empty] | AC-Coupled | Solar |  | 3
407926 |  |  | MA - SMART Program |  |  | ISA Issued | Residential | WEST NEWBURY | 2021 | Lithium Ion |  | Tesla | 13.5 | 10 | 5 | Behind the Meter | [6 empty] | AC-Coupled | Solar |  | 4.64
408090 |  |  | MA Smart |  |  | Application Submitted | Commercial | FOXBORO | 2022 | Lithium Ion |  | EPC Power | 1000 | 0 | 499 | Standalone | [7 empty] | Solar | 1897.2 | 999
408309 | [5 empty] | ISA Issued | Residential | WEST NEWBURY | 2022 | Lithium Ion |  | Tesla | 0 | 13.5 | 5 | Behind the Meter
408495 | [5 empty] | Application Submitted | Residential | CHELMSFORD | 2022 | Lithium Ion |  | Tesla | 0 | 13.5 | 5 | Behind the Meter
408613 |  |  | MA - SMART Program |  |  | Full Payment Received | Residential | NEWBURYPORT | 2021 | Lithium Ion |  | Tesla | 13.5 | 13.5 | 10 | Behind the Meter | Peak Shaving/ Load Leveling | [5 empty] | AC-Coupled | Solar |  | 15.2
408655 | [5 empty] | Full Payment Received | Residential | BLACKSTONE | 2022 | Lithium Ion |  | Tesla | 13.5 | 13.5 | 5 | Behind the Meter
408866 | [5 empty] | Application Submitted | Commercial | WORCESTER | 2022 | Lithium Ion |  | EPC Power | 18432 | 0 | 1249.8 | Standalone | [5 empty] | No
408867 | [5 empty] | Application Submitted | Commercial | METHUEN | 2022 | Lithium Ion |  | EPC Power | 18432 | 0 | 1249.8 | Standalone | [5 empty] | No
408868 | [5 empty] | Application Submitted | Commercial | MILFORD | 2022 | Lithium Ion |  | EPC Power | 18432 | 0 | 1249.8 | Standalone | [5 empty] | No
408869 | [5 empty] | Application Submitted | Commercial | MILFORD | 2022 | Lithium Ion |  | EPC Power | 18432 | 0 | 1249.8 | Standalone | [5 empty] | No
408870 | [5 empty] | Application Submitted | Commercial | REVERE | 2022 | Lithium Ion |  | EPC Power | 18432 | 0 | 1249.8 | Standalone | [5 empty] | No
408871 | [5 empty] | Application Submitted | Commercial | BILLERICA | 2022 | Lithium Ion |  | EPC Power | 18432 | 0 | 1249.8 | Behind the Meter
408872 | [5 empty] | Application Submitted | Commercial | ROCKLAND | 2022 | Lithium Ion |  | EPC Power | 18432 | 0 | 1249.8 | Standalone | [5 empty] | No
409406 |  |  | MA Smart |  |  | Application Submitted | Residential | STURBRIDGE | 2022 | Lithium Ion |  | Tesla | 0 | 13.5 | 5 | Behind the Meter | [7 empty] | Solar | 8.16 | 12.6
409703 | [5 empty] | Application Submitted | Commercial | FALL RIVER | 2022 | Lithium Ion |  | EPC Power | 18432 | 17410 | 1249.8 | Standalone | [5 empty] | No
409774 |  |  | MA Smart |  |  | ISA Issued | Residential | PALMER | 2022 | Lithium Ion |  | SolarEdge | 9.7 | 5 | 10 | Behind the Meter | [7 empty] | Solar | 0 | 10
410196 |  |  | MA Smart |  |  | ISA Issued | Residential | GLOUCESTER | 2022 | Lithium Ion |  | Tesla | 13.5 | 13.5 | 5 | Behind the Meter | [7 empty] | Solar | 8.46 | 10.76
410297 | [5 empty] | Application Submitted | Commercial | FOXBORO | 2022 | Lithium Ion |  | EPC Power | 18432 | 0 | 1249.8 | Standalone | [5 empty] | No
410663 | [5 empty] | ISA Issued | Residential | NORTH QUINCY | 2022 | Lithium Ion |  | Tesla | 0 | 13.5 | 5 | Behind the Meter
410687 | [5 empty] | Full Payment Received | Residential | FLORENCE | 2022 | Lithium Ion |  | Tesla | 13.5 | 13.5 | 5 | Behind the Meter
410700 | [5 empty] | ISA Issued | Residential | SEEKONK | 2022 | Lithium Ion |  | Tesla | 0 | 13.5 | 5 | Behind the Meter
411110 |  |  | MA Smart |  |  | Full Payment Received | Residential | SOUTH GRAFTON | 2022 | Lithium Ion |  | Tesla | 0 | 13.5 | 5 | Behind the Meter | [7 empty] | Solar | 27.42 | 29
411152 |  |  | MA Smart |  |  | ISA Issued | Residential | BROCKTON | 2022 | Lithium Ion |  | SolarEdge | 9.6 | 0 | 7.6 | Behind the Meter | [7 empty] | Solar | 9.24 | 7.6
411521 |  |  | MA Smart |  |  | ISA Issued | Residential | ANDOVER | 2022 | Lithium Ion |  | Tesla | 13.5 | 0 | 7.6 | Behind the Meter | [7 empty] | Solar | 6.8 | 7.6
411748 | [5 empty] | Full Payment Received | Commercial | BEVERLY | 2022 | Lithium Ion |  | Rhombus | 220 | 0 | 60 | Behind the Meter
411786 | [5 empty] | ISA Issued | Residential | FLORENCE | 2022 | Lithium Ion |  | Solis | 0 | 13.5 | 7.6 | Behind the Meter
412214 | [5 empty] | Application Submitted | Commercial | MILFORD | 2022 | Lithium Ion |  | EPC Power | 18432 | 0 | 1249.8 | Standalone | [5 empty] | No
412220 | [5 empty] | Application Submitted | Commercial | W BRIDGEWATER | 2022 | Lithium Ion |  | EPC Power | 18432 | 0 | 1249.8 | Standalone | [5 empty] | No
412221 | [5 empty] | Application Submitted | Commercial | WRENTHAM | 2022 | Lithium Ion |  | EPC Power | 18432 | 0 | 1249.8 | Standalone | [5 empty] | No
412222 | [5 empty] | Application Submitted | Commercial | ROCKLAND | 2022 | Lithium Ion |  | EPC Power | 18432 | 0 | 1249.8 | Standalone | [5 empty] | No
412225 | [5 empty] | Application Submitted | Commercial | ABINGTON | 2022 | Lithium Ion |  | EPC Power | 18432 | 0 | 1249.8 | Standalone | [5 empty] | No
412226 |  |  | MA - Energy Efficiency/ DR Program |  |  | Application Submitted | Commercial | HANOVER | 2022 | Lithium Ion |  | EPC Power | 4608 | 4285 | 1249.8 | Standalone | [5 empty] | No
412233 |  |  | MA - Energy Efficiency/ DR Program |  |  | Application Submitted | Commercial | BRADFORD | 2022 | Lithium Ion |  | EPC Power | 4608 | 4285 | 1249.8 | Standalone | [5 empty] | No
412234 | [5 empty] | Application Submitted | Commercial | ANDOVER | 2022 | Lithium Ion |  | EPC Power | 4506 | 4285 | 1249.8 | Behind the Meter
412235 | [5 empty] | Application Submitted | Commercial | LEOMINSTER | 2022 | Lithium Ion |  | EPC Power | 18432 | 17410 | 1249.8 | Standalone | [5 empty] | No
412236 |  |  | MA - Energy Efficiency/ DR Program |  |  | Application Submitted | Commercial | AVON | 2022 | Lithium Ion |  | EPC Power | 4608 | 4285 | 1249.8 | Standalone | [5 empty] | No
412237 |  |  | MA - Energy Efficiency/ DR Program |  |  | Application Submitted | Commercial | FRANKLIN | 2022 | Lithium Ion |  | EPC Power | 4608 | 4285 | 1249.8 | Standalone | [5 empty] | No
412238 |  |  | MA - Energy Efficiency/ DR Program |  |  | Application Submitted | Commercial | FOXBORO | 2022 | Lithium Ion |  | EPC Power | 4608 | 4285 | 1249.8 | Standalone | [5 empty] | No
412928 |  |  | MA Smart |  |  | Full Payment Received | Residential | WRENTHAM | 2022 | Lithium Ion |  | Tesla | 0 | 13.5 | 5 | Behind the Meter | [7 empty] | Solar | 12.24 | 26.4
413187 |  |  | MA Smart |  |  | ISA Issued | Residential | NORTHBOROUGH | 2022 | Lithium Ion |  | Tesla | 0 | 13.5 | 5 | Behind the Meter | [7 empty] | Solar | 8.41 | 12.6
413470 |  |  | MA Smart |  |  | Full Payment Received | Residential | S HAMILTON | 2022 | Lithium Ion |  | Tesla | 0 | 13.5 | 5 | Behind the Meter | [7 empty] | Solar | 17.2 | 25.2
413570 |  |  | MA Smart |  |  | Application Submitted | Residential | FRANKLIN | 2022 | Lithium Ion |  | Tesla | 13.5 | 0 | 7.6 | Behind the Meter | [7 empty] | Solar | 4.25 | 7.6
413628 |  |  | MA Smart |  |  | ISA Issued | Residential | FRANKLIN | 2022 | Lithium Ion |  | Tesla | 13.5 | 0 | 7.6 | Behind the Meter | [7 empty] | Solar | 12.76 | 7.6
413937 |  |  | MA Smart |  |  | ISA Issued | Residential | NORTHBOROUGH | 2022 | Lithium Ion |  | Enphase Energy | 0 | 10.05 | 3.84 | Behind the Meter | [7 empty] | Solar | 11.88 | 13.41
414022 |  |  | MA Smart |  |  | ISA Issued | Residential | SUTTON | 2022 | Lithium Ion |  | Tesla | 0 | 13.5 | 5 | Behind the Meter | [7 empty] | Solar | 8.5 | 12.6
414135 |  |  | MA Smart |  |  | ISA Issued | Residential | DRACUT | 2022 | Lithium Ion |  | SunPower | 0 | 12 | 6.4 | Behind the Meter | [7 empty] | Solar | 0 | 10.24
414142 | [5 empty] | Full Payment Received | Residential | CHARLTON | 2022 | Lithium Ion |  | Enphase Energy | 0 | 10.08 | 3.84 | Behind the Meter
414372 |  |  | MA Smart |  |  | Application Submitted | Residential | BROCKTON | 2022 | Lithium Ion |  | Tesla | 13.5 | 0 | 5 | Behind the Meter | [7 empty] | Solar | 5.28 | 8.8
414683 | [5 empty] | ISA Issued | Residential | NORTON | 2022 | Lithium Ion |  | Tesla | 13.5 | 13.5 | 5 | Behind the Meter
414703 | [5 empty] | Full Payment Received | Residential | AUBURN | 2022 | Lithium Ion |  | Enphase Energy | 0 | 10.08 | 3.84 | Behind the Meter | [7 empty] | Solar | 0 | 17.54
414751 |  |  | MA Smart |  |  | ISA Issued | Residential | HALIFAX | 2022 | Lithium Ion |  | Tesla | 0 | 13.5 | 5 | Behind the Meter | [7 empty] | Solar | 5.61 | 12.6
414774 | [5 empty] | Full Payment Received | Residential | STOUGHTON | 2022 | Lithium Ion |  | Tesla | 0 | 5 | 2.6 | Behind the Meter
414796 |  |  | MA Smart |  |  | ISA Issued | Residential | GLOUCESTER | 2022 | Lithium Ion |  | Tesla | 13.5 | 0 | 7.4 | Behind the Meter | [7 empty] | Solar | 6.8 | 7.4
414943 | [5 empty] | Full Payment Received | Residential | ABINGTON | 2022 | Lithium Ion |  | Tesla | 0 | 13.5 | 5 | Behind the Meter
415123 |  |  | MA Smart |  |  | Full Payment Received | Residential | NORTHBOROUGH | 2022 | Lithium Ion |  | Tesla | 13.5 | 0 | 7.6 | Behind the Meter | [7 empty] | Solar | 16.32 | 15.2
415163 | [5 empty] | ISA Issued | Residential | QUINCY | 2022 | Lithium Ion |  | Enphase Energy | 0 | 10.08 | 3.84 | Behind the Meter | [7 empty] | Solar | 6.08 | 8.19
415211 |  |  | MA Smart |  |  | Full Payment Received | Residential | N CHELMSFORD | 2022 | Lithium Ion |  | Tesla | 0 | 13.5 | 5 | Behind the Meter | [7 empty] | Solar | 4.4 | 17.6
415610 |  |  | MA Smart |  |  | ISA Issued | Residential | GRANBY | 2022 | Lithium Ion |  | Generac | 18 | 0 | 7.6 | Behind the Meter | [7 empty] | Solar | 0 | 9.92
415760 | [5 empty] | Full Payment Received | Residential | SCITUATE | 2022 | Lithium Ion |  | Enphase Energy | 0 | 10.08 | 3.84 | Behind the Meter
416007 |  |  | MA Smart |  |  | ISA Issued | Residential | TEWKSBURY | 2022 | Lithium Ion |  | Tesla | 0 | 13.5 | 5 | Behind the Meter | [7 empty] | Solar | 4.08 | 12.6
416071 |  |  | MA Smart |  |  | Full Payment Received | Residential | WEYMOUTH | 2022 | Lithium Ion |  | Tesla | 13.5 | 0 | 7.6 | Behind the Meter | [7 empty] | Solar | 12.92 | 15.2
416288 |  |  | MA Smart |  |  | Application Submitted | Residential | HAVERHILL | 2022 | Lithium Ion |  | Tesla | 0 | 13.5 | 5 | Behind the Meter | [7 empty] | Solar | 8.16 | 17.6
416787 |  |  | MA Smart |  |  | Full Payment Received | Residential | HAVERHILL | 2022 | Lithium Ion |  | Tesla | 13.5 | 0 | 7.6 | Behind the Meter | [7 empty] | Solar | 6.12 | 15.2
416915 |  |  | MA Smart |  |  | Full Payment Received | Residential | LEOMINSTER | 2022 | Lithium Ion |  | SunPower | 0 | 13 | 6 | Behind the Meter | [7 empty] | Solar | 0 | 15.772
417002 |  |  | MA Smart |  |  | Full Payment Received | Residential | STOUGHTON | 2022 | Lithium Ion |  | Enphase Energy | 0 | 3.36 | 1.28 | Behind the Meter | [7 empty] | Solar | 15.38 | 21.36
417356 |  |  | MA Smart |  |  | Application Submitted | Commercial | REHOBOTH | 2022 | Lithium Ion |  | LG Chem | 500 | 500 | 250 | Standalone | [7 empty] | Solar | 0 | 1975
417558 |  |  | MA Smart |  |  | Application Submitted | Commercial | PEPPERELL | 2022 | Lithium Ion |  | EPC Power | 2040 | 0 | 999.8 | Standalone | [7 empty] | Solar | 8343.72 | 4999
417651 | [5 empty] | Application Submitted | Residential | CHARLEMONT | 2022 | Lithium Ion |  | Tesla | 0 | 13.5 | 5 | Behind the Meter
417670 |  |  | MA Smart |  |  | ISA Issued | Residential | SAUGUS | 2022 | Lithium Ion |  | Tesla | 13.5 | 0 | 7.6 | Behind the Meter | [7 empty] | Solar | 11.01 | 7.6
417971 |  |  | MA Smart |  |  | Full Payment Received | Residential | ANDOVER | 2022 | Lithium Ion |  | SolarEdge Technologies HD | 9.6 | 0 | 6 | Behind the Meter | [7 empty] | Solar | 7.81 | 6
418099 | [5 empty] | ISA Issued | Residential | SWANSEA | 2022 | Lithium Ion |  | Generac | 18 | 0 | 7.6 | Behind the Meter | [7 empty] | Solar | 13.6 | 7.6
418839 |  |  | MA Smart |  |  | Application Submitted | Residential | EVERETT | 2022 | Lithium Ion |  | Tesla | 13.5 | 0 | 7.6 | Behind the Meter | [7 empty] | Solar | 4.82 | 7.6
418858 |  |  | MA Smart |  |  | ISA Issued | Residential | ATTLEBORO | 2022 | Lithium Ion |  | Tesla | 0 | 13.5 | 0.45 | Behind the Meter | [7 empty] | Solar | 6 | 4.7
418871 | [5 empty] | ISA Issued | Residential | PALMER | 2022 | Lithium Ion |  | Generac | 18 | 0 | 7.6 | Behind the Meter | [7 empty] | Solar | 0 | 9.63
418873 |  |  | MA Smart |  |  | Full Payment Received | Residential | NORTH EASTON | 2022 | Lithium Ion |  | Tesla | 13.5 | 0 | 7.6 | Behind the Meter | [7 empty] | Solar | 17.01 | 15.2
418955 |  |  | MA Smart |  |  | Application Submitted | Commercial | WILLIAMSBURG | 2022 | Lithium Ion |  | SMA | 1116 | 0 | 2000 | Standalone | [7 empty] | Solar | 0 | 3900
419001 |  |  | MA Smart |  |  | Full Payment Received | Residential | QUINCY | 2022 | Lithium Ion |  | Tesla | 0 | 13.5 | 5 | Behind the Meter | [7 empty] | Solar | 12.78 | 20
419511 |  |  | MA Smart |  |  | Full Payment Received | Residential | MONSON | 2022 | Lithium Ion |  | Tesla | 0 | 13.5 | 5 | Behind the Meter | [7 empty] | Solar | 17.43 | 25.2
419846 | [5 empty] | Application Submitted | Commercial | GLOUCESTER | 2022 | Lithium Ion |  | EPC Power | 4608 | 4285 | 1249.8 | Standalone | [5 empty] | No
419848 | [5 empty] | Application Submitted | Commercial | N BILLERICA | 2022 | Lithium Ion |  | EPC Power | 4608 | 4285 | 1249.8 | Standalone | [5 empty] | No
419852 | [5 empty] | Application Submitted | Commercial | NEWBURYPORT | 2022 | Lithium Ion |  | EPC Power | 0 | 4600 | 1249.8 | Standalone | [5 empty] | No
419862 | [5 empty] | Application Submitted | Commercial | BEVERLY | 2022 | Lithium Ion |  | EPC Power | 0 | 4600 | 1249.8 | Standalone | [5 empty] | No
419915 |  |  | MA Smart |  |  | ISA Issued | Residential | WARE | 2022 | Lithium Ion |  | SolarEdge Technologies | 9.6 | 0 | 6 | Behind the Meter | [7 empty] | Solar | 12.78 | 9.8
420297 |  |  | MA Smart |  |  | Application Submitted | Commercial | LEICESTER | 2022 | Lithium Ion |  | Power Electronics | 10000 | 10000 | 1500 | Standalone | [7 empty] | Solar | 0 | 3000
420576 |  |  | MA Smart |  |  | ISA Issued | Residential | SHARON | 2022 | Lithium Ion |  | Tesla | 13.5 | 0 | 7.6 | Behind the Meter | [7 empty] | Solar | 19.29 | 15.2
420643 |  |  | MA - Energy Efficiency/ DR Program |  |  | Application Submitted | Commercial | TEWKSBURY | 2022 | Lithium Ion |  | EPC Power | 4608 | 4285 | 1249.8 | Standalone | [5 empty] | No
421085 | [5 empty] | ISA Issued | Residential | PEPPERELL | 2022 | Lithium Ion |  | Tesla | 0 | 13.5 | 5 | Behind the Meter
421168 |  |  | MA Smart |  |  | Application Submitted | Commercial | HANOVER | 2022 | Lithium Ion |  | EPC Power | 3200 | 0 | 999 | Standalone | [5 empty] | No
421190 |  |  | MA Smart |  |  | Full Payment Received | Residential | PEMBROKE | 2022 | Lithium Ion |  | Tesla | 0 | 13.5 | 5 | Behind the Meter | [7 empty] | Solar | 7.26 | 17.6
421229 | [5 empty] | Application Submitted | Commercial | BROCKTON | 2022 | Lithium Ion |  | EPC Power | 18432 | 17410 | 1249.8 | [8 empty] | Battery Add-On | 0 | 4999.2
421231 | [5 empty] | ISA Issued | Residential | WESTBOROUGH | 2022 | Lithium Ion |  | Tesla | 0 | 13.5 | 5 | Behind the Meter
421420 | [5 empty] | Application Submitted | Residential | SOUTHBOROUGH | 2022 | Lithium Ion |  | Tesla | 0 | 13.5 | 5 | Behind the Meter
421465 |  |  | MA Smart |  |  | ISA Issued | Residential | SHIRLEY | 2022 | Lithium Ion |  | Tesla | 0 | 13.5 | 5 | Behind the Meter | [7 empty] | Solar | 5.34 | 12.6
421582 |  |  | MA Smart |  |  | ISA Issued | Residential | FRANKLIN | 2022 | Lithium Ion |  | Tesla | 0 | 13.5 | 5 | Behind the Meter | [7 empty] | Solar | 8.5 | 12.6
421958 | [5 empty] | ISA Issued | Residential | BERLIN | 2022 | Lithium Ion |  | Generac | 18 | 0 | 7.6 | Behind the Meter | [7 empty] | Solar | 5.2 | 7.6
422048 |  |  | MA - Energy Efficiency/ DR Program |  |  | Application Submitted | Commercial | MILFORD | 2022 | Lithium Ion |  | EPC Power | 4608 | 4285 | 1249.8 | Standalone | [5 empty] | No
422051 |  |  | MA - Energy Efficiency/ DR Program |  |  | Application Submitted | Commercial | FRANKLIN | 2022 | Lithium Ion |  | EPC Power | 4608 | 4285 | 1249.8 | Standalone | [5 empty] | No
422055 |  |  | MA - Energy Efficiency/ DR Program |  |  | Application Submitted | Commercial | WRENTHAM | 2022 | Lithium Ion |  | EPC Power | 4608 | 4285 | 1249.8 | Standalone | [5 empty] | No
422061 |  |  | MA - Energy Efficiency/ DR Program |  |  | Application Submitted | Commercial | SEEKONK | 2022 | Lithium Ion |  | EPC Power | 4608 | 4285 | 1249.8 | Standalone | [5 empty] | No
422062 |  |  | MA - Energy Efficiency/ DR Program |  |  | Application Submitted | Commercial | LOWELL | 2022 | Lithium Ion |  | EPC Power | 4608 | 4285 | 1249.8 | Standalone | [5 empty] | No
422071 |  |  | MA - Energy Efficiency/ DR Program |  |  | Application Submitted | Commercial | BEVERLY | 2022 | Lithium Ion |  | EPC Power | 4608 | 4285 | 1249.8 | Standalone | [5 empty] | No
422073 |  |  | MA - Energy Efficiency/ DR Program |  |  | Application Submitted | Commercial | NORTH EASTON | 2022 | Lithium Ion |  | EPC Power | 4608 | 4285 | 1249.8 | Standalone | [5 empty] | No
422339 |  |  | MA Smart |  |  | ISA Issued | Residential | HUBBARDSTON | 2022 | Lithium Ion |  | Tesla | 0 | 13.5 | 5 | Behind the Meter
422661 | [5 empty] | Application Submitted | Commercial | ATTLEBORO | 2022 | Lithium Ion |  | SMA | 11700 | 0 | 2925 | Standalone | [5 empty] | No
422671 |  |  | MA Smart |  |  | Full Payment Received | Residential | NAHANT | 2022 | Lithium Ion |  | Tesla | 13.5 | 0 | 7.6 | Behind the Meter | [7 empty] | Solar | 14.8 | 20.2
422863 |  |  | Clean Peak Standard |  |  | Application Submitted | Commercial | NEWBURY | 2022 | Lithium Ion |  | SMA | 0 | 143232 | 35808 | Standalone | Wholesale Market (i.e., Energy, Capacity, Ancillary Services) | Peak Shaving/ Load Leveling |  |  |  | No
422902 | [5 empty] | Full Payment Received | Residential | QUINCY | 2022 | Lithium Ion |  | Tesla | 0 | 13.5 | 5 | Behind the Meter
422921 |  |  | MA Smart |  |  | ISA Issued | Residential | WESTFORD | 2022 | Lithium Ion |  | Tesla | 13.5 | 0 | 7.6 | Behind the Meter | [7 empty] | Solar | 9.6 | 7.6
422956 |  |  | MA Smart |  |  | ISA Issued | Residential | WARWICK | 2022 | Lithium Ion |  | Sol-Ark | 7.5 | 0 | 9 | Behind the Meter | [7 empty] | Solar | 0 | 9
423289 |  |  | MA Smart |  |  | ISA Issued | Residential | LOWELL | 2022 | Lithium Ion |  | Tesla | 13.5 | 0 | 7.6 | Behind the Meter | [7 empty] | Solar | 9.6 | 7.6
423419 |  |  | MA Smart |  |  | Application Submitted | Residential | WESTMINSTER | 2022 | Lithium Ion |  | Tesla | 0 | 13.5 | 5 | Behind the Meter | [7 empty] | Solar | 8.5 | 12.6
423473 |  |  | MA Smart |  |  | Full Payment Received | Residential | WESTBOROUGH | 2022 | Lithium Ion |  | Tesla | 13.5 | 0 | 7.6 | Behind the Meter | [7 empty] | Solar | 13.61 | 15.2
423488 |  |  | MA Smart |  |  | Full Payment Received | Residential | MALDEN | 2022 | Lithium Ion |  | Tesla | 0 | 13.5 | 5 | Behind the Meter | [7 empty] | Solar | 12.24 | 12.6
423498 |  |  | MA Smart |  |  | ISA Issued | Residential | MALDEN | 2022 | Lithium Ion |  | Tesla | 0 | 13.5 | 5 | Behind the Meter
423658 |  |  | MA Smart |  |  | Full Payment Received | Residential | BROCKTON | 2022 | Lithium Ion |  | Tesla | 13.5 | 0 | 7.6 | Behind the Meter | [7 empty] | Solar | 4.8 | 7.6
424028 |  |  | MA Smart |  |  | ISA Issued | Residential | WESTFORD | 2022 | Lithium Ion |  | Tesla | 0 | 13.5 | 5 | Behind the Meter | [7 empty] | Solar | 12.75 | 17.6
424057 |  |  | MA Smart |  |  | ISA Issued | Residential | WHITINSVILLE | 2022 | Lithium Ion |  | Tesla | 13.5 | 0 | 7.6 | Behind the Meter | [7 empty] | Solar | 8.4 | 7.6
424141 |  |  | MA Smart |  |  | Full Payment Received | Residential | BLACKSTONE | 2022 | Lithium Ion |  | SUNVAULT BY SUNPOWER | 0 | 12 | 6 | Behind the Meter | [7 empty] | Solar | 0 | 21.984
424227 |  |  | MA Smart |  |  | ISA Issued | Residential | WORCESTER | 2022 | Lithium Ion |  | Tesla | 0 | 13.5 | 5 | Behind the Meter | [7 empty] | Solar | 3.58 | 8.8
424349 |  |  | MA Smart |  |  | ISA Issued | Residential | HUBBARDSTON | 2022 | Lithium Ion |  | SolarEdge Technologies | 9.6 | 0 | 7.6 | Behind the Meter | [7 empty] | Solar | 9.86 | 7.6
424366 | [5 empty] | Full Payment Received | Residential | MARLBOROUGH | 2022 | Lithium Ion |  | Tesla | 0 | 13.5 | 5 | Behind the Meter
424376 |  |  | MA Smart |  |  | ISA Issued | Residential | HANOVER | 2022 | Lithium Ion |  | Tesla | 13.5 | 0 | 7.6 | Behind the Meter | [7 empty] | Solar | 12.33 | 7.6
424405 | [5 empty] | ISA Issued | Residential | ADAMS | 2022 | Lithium Ion |  | SolarEdge | 9.7 | 0 | 10 | Behind the Meter | [7 empty] | Solar | 0 | 10
424427 | [5 empty] | ISA Issued | Residential | NORTH GRAFTON | 2022 | Lithium Ion |  | tesla | 0 | 13.5 | 5 | Behind the Meter
424441 |  |  | MA Smart |  |  | Full Payment Received | Residential | WORCESTER | 2022 | Lithium Ion |  | Tesla | 0 | 13.5 | 5 | Behind the Meter | [7 empty] | Solar | 14.56 | 20
424449 |  |  | MA Smart |  |  | Full Payment Received | Residential | UXBRIDGE | 2022 | Lithium Ion |  | SolarEdge Technologies | 9.6 | 0 | 3.8 | Behind the Meter | [7 empty] | Solar | 5.33 | 3.8
424633 |  |  | MA Smart |  |  | Full Payment Received | Residential | AYER | 2022 | Lithium Ion |  | Tesla | 13.5 | 0 | 7.6 | Behind the Meter | [7 empty] | Solar | 14.4 | 15.2
424701 | [5 empty] | ISA Issued | Residential | BROOKFIELD | 2022 | Lithium Ion |  | tesla | 0 | 27 | 10 | Behind the Meter | [7 empty] | Solar | 0 | 17.6
424937 |  |  | MA Smart |  |  | Application Submitted | Residential | ATHOL | 2022 | Lithium Ion |  | SolarEdge Technologies | 9.6 | 0 | 6 | Behind the Meter | [7 empty] | Solar | 6.46 | 6
425011 | [5 empty] | Full Payment Received | Residential | MONSON | 2022 | Lithium Ion |  | Tesla | 0 | 13.5 | 5 | Behind the Meter | [7 empty] | Solar | 0 | 20
425276 | [5 empty] | ISA Issued | Residential | GRAFTON | 2022 | Lithium Ion |  | Tesla | 0 | 13.5 | 5 | Behind the Meter
425303 | [5 empty] | Full Payment Received | Residential | MANCHESTER | 2022 | Lithium Ion |  | Tesla | 0 | 13.5 | 5 | Behind the Meter | [7 empty] | Solar | 11.2 | 20.2
425562 |  |  | MA Smart |  |  | Application Submitted | Commercial | BROCKTON | 2022 | Lithium Ion |  | SMA | 1000 | 903 | 999 | Standalone | [5 empty] | No
425587 |  |  | MA Smart |  |  | Application Submitted | Commercial | HAVERHILL | 2022 | Lithium Ion |  | Solectria | 0 | 500 | 166 | Standalone | [7 empty] | Solar | 1295.04 | 498
425595 |  |  | MA Smart |  |  | Application Submitted | Commercial | FRANKLIN | 2022 | Lithium Ion |  | Solectria Solar | 0 | 500 | 166 | Standalone | [7 empty] | Solar | 1968.48 | 996
425744 |  |  | MA Smart |  |  | Full Payment Received | Residential | COHASSET | 2022 | Lithium Ion |  | Tesla | 0 | 13.5 | 7.6 | Behind the Meter | [7 empty] | Solar | 8.5 | 12.6
425866 |  |  | MA Smart |  |  | Full Payment Received | Residential | WORCESTER | 2022 | Lithium Ion |  | SUNVAULT BY SUNPOWER | 0 | 12 | 6 | Behind the Meter | [7 empty] | Solar | 0 | 15.074
425950 | [5 empty] | Application Submitted | Residential | NORTH EASTON | 2022 | Lithium Ion |  | tesla | 0 | 14 | 5 | Behind the Meter | [7 empty] | Solar | 0 | 15
426071 |  |  | MA Smart |  |  | Full Payment Received | Residential | LEOMINSTER | 2022 | Lithium Ion |  | Tesla | 13.5 | 0 | 7.6 | Behind the Meter | [7 empty] | Solar | 16 | 15.2
426180 |  |  | MA Smart |  |  | Application Submitted | Commercial | NORTHAMPTON | 2022 | Lithium Ion |  | DynaPower | 3013 | 2847 | 580 | Standalone | [7 empty] | Solar | 1804.96 | 580
426233 |  |  | MA Smart |  |  | ISA Issued | Residential | NORTH ADAMS | 2022 | Lithium Ion |  | TESLA | 0 | 5 | 5 | Behind the Meter | [7 empty] | Solar | 6.04 | 13.8
426693 |  |  | MA Smart |  |  | Full Payment Received | Residential | WEYMOUTH | 2022 | Lithium Ion |  | Tesla | 13.5 | 0 | 7.6 | Behind the Meter | [7 empty] | Solar | 11.48 | 15.2
426844 |  |  | MA Smart |  |  | Application Submitted | Commercial | NEWBURY | 2022 | Lithium Ion |  | SMA Solar Technologies AG | 742.5 | 671.04 | 2499 | Standalone | [7 empty] | Solar | 0 | 4998
426848 |  |  | MA Smart |  |  | Full Payment Received | Residential | SCITUATE | 2022 | Lithium Ion |  | Tesla | 0 | 13.5 | 7.6 | Behind the Meter | [7 empty] | Solar | 11.6 | 7.6
427118 |  |  | MA Smart |  |  | Full Payment Received | Residential | WESTFORD | 2022 | Lithium Ion |  | Tesla | 13.5 | 0 | 7.6 | Behind the Meter | [7 empty] | Solar | 12.33 | 15.2
427153 | [5 empty] | Full Payment Received | Residential | CHELMSFORD | 2022 | Lithium Ion |  | Tesla | 0 | 13.5 | 7.6 | Behind the Meter | [7 empty] | Solar | 14.4 | 11.4
427232 |  |  | MA Smart |  |  | ISA Issued | Residential | SOUTH EASTON | 2022 | Lithium Ion |  | Tesla | 0 | 13.5 | 7.6 | Behind the Meter | [7 empty] | Solar | 12.58 | 7.6
427359 | [5 empty] | Full Payment Received | Residential | OXFORD | 2022 | Lithium Ion |  | Enphase Energy | 10.08 | 0 | 3.84 | Behind the Meter | [7 empty] | Solar | 0 | 14.35
427472 | [5 empty] | Application Submitted | Commercial | LEOMINSTER | 2022 | Lithium Ion |  | SMA | 9980 | 9980 | 2495 | Standalone | [5 empty] | No
427478 | [5 empty] | Application Submitted | Commercial | LEOMINSTER | 2022 | Lithium Ion |  | SMA | 6000 | 6000 | 1500 | Standalone | [5 empty] | No
427518 |  |  | MA Smart |  |  | Application Submitted | Commercial | OXFORD | 2022 | Lithium Ion |  | SOLECTRIA | 480 | 480 | 166 | Standalone | [7 empty] | Solar | 2132.75 | 996
427534 |  |  | MA Smart |  |  | ISA Issued | Residential | WESTBOROUGH | 2022 | Lithium Ion |  | SolarEdge Technologies | 9.8 | 0 | 6 | Behind the Meter | [7 empty] | Solar | 8.88 | 6
427702 |  |  | MA Smart |  |  | ISA Issued | Residential | WORCESTER | 2022 | Lithium Ion |  | Tesla | 13.5 | 0 | 7.6 | Behind the Meter | [7 empty] | Solar | 9.6 | 7.6
427708 |  |  | MA Smart |  |  | ISA Issued | Residential | BROCKTON | 2022 | Lithium Ion |  | Encharge | 0 | 10.08 | 3.36 | Behind the Meter | [7 empty] | Solar | 6.48 | 8
427890 |  |  | MA Smart |  |  | Application Submitted | Commercial | CHELMSFORD | 2022 | Lithium Ion |  | SMA | 94.16 | 125 | 125 | Standalone | [5 empty] | No
428299 |  |  | MA Smart |  |  | Full Payment Received | Residential | PALMER | 2022 | Lithium Ion |  | Tesla | 13.5 | 0 | 7.6 | Behind the Meter | [7 empty] | Solar | 17.2 | 15.2
428312 | [5 empty] | ISA Issued | Residential | PEPPERELL | 2022 | Lithium Ion |  | Generac | 18 | 18 | 7.6 | Behind the Meter | [7 empty] | Solar | 6.48 | 7.6
428357 | [5 empty] | Full Payment Received | Residential | HARVARD | 2022 | Lithium Ion |  | Tesla | 0 | 13.5 | 5 | Behind the Meter | [7 empty] | Solar | 12.8 | 29.28
428543 |  |  | MA Smart |  |  | Application Submitted | Residential | RANDOLPH | 2022 | Lithium Ion |  | Tesla | 13.5 | 5 | 6 | Behind the Meter | [7 empty] | Solar | 6.46 | 12
428659 | [5 empty] | Application Submitted | Commercial | SEEKONK | 2022 | Lithium Ion |  | SMA | 11700 | 0 | 2925 | [8 empty] | Other | 0 | 11700
428918 |  |  | MA Smart |  |  | Full Payment Received | Residential | NORTH EASTON | 2022 | Lithium Ion |  | Tesla | 13.5 | 0 | 7.6 | Behind the Meter | [7 empty] | Solar | 9.86 | 17.6
428923 | [5 empty] | ISA Issued | Residential | HAYDENVILLE | 2022 | Lithium Ion |  | SolarEdge | 9.7 | 5 | 0 | Behind the Meter
429386 |  |  | MA Smart |  |  | ISA Issued | Residential | MELROSE | 2022 | Lithium Ion |  | Tesla | 13.5 | 0 | 7.6 | Behind the Meter | [7 empty] | Solar | 9.6 | 7.6
429394 | [5 empty] | Application Submitted | Commercial | LEOMINSTER | 2022 | Lithium Ion |  | CLOU | 340.5 | 340.5 | 2495 | Standalone | [5 empty] | No
429550 |  |  | MA Smart |  |  | Application Submitted | Residential | SAUGUS | 2022 | Lithium Ion |  | Tesla | 13.5 | 0 | 7.6 | Behind the Meter | [7 empty] | Solar | 4.8 | 7.6
429558 |  |  | MA Smart |  |  | ISA Issued | Residential | COHASSET | 2022 | Lithium Ion |  | Tesla | 13.5 | 0 | 7.6 | Behind the Meter | [7 empty] | Solar | 28.8 | 15.2
430108 | [5 empty] | Full Payment Received | Residential | E LONGMEADOW | 2022 | Lithium Ion |  | Enphase Energy | 0 | 10.08 | 3.84 | Behind the Meter | [7 empty] | Solar | 10.92 | 17.54
430234 |  |  | MA Smart |  |  | ISA Issued | Residential | RANDOLPH | 2022 | Lithium Ion |  | Tesla | 13.5 | 0 | 7.6 | Behind the Meter | [7 empty] | Solar | 9.6 | 7.6
430312 | [5 empty] | Application Submitted | Commercial | LANCASTER | 2022 | Lithium Ion |  | CLOU | 340.5 | 340.5 | 2495 | Standalone | [5 empty] | No
430316 |  |  | MA Smart |  |  | ISA Issued | Residential | HAMPDEN | 2022 | Lithium Ion |  | SUNVAULT BY SUNPOWER | 13 | 12 | 6 | Behind the Meter | [7 empty] | Solar | 0 | 14.448
430336 |  |  | MA Smart |  |  | ISA Issued | Residential | NORTHBOROUGH | 2022 | Lithium Ion |  | Tesla | 13.5 | 0 | 7.6 | Behind the Meter | [7 empty] | Solar | 12 | 7.6
430358 | [5 empty] | ISA Issued | Residential | BERLIN | 2022 | Lithium Ion |  | Sol-Ark | 9.6 | 0 | 9 | Behind the Meter | [7 empty] | Solar | 10.73 | 9
430644 | [5 empty] | Application Submitted | Commercial | LAWRENCE | 2022 | Lithium Ion |  | EPC Power | 18432 | 17140 | 1249.8 | Standalone | [5 empty] | No
430670 | [5 empty] | Full Payment Received | Residential | SEEKONK | 2022 | Lithium Ion |  | Generac | 18 | 0 | 7.6 | Behind the Meter | [7 empty] | Solar | 14.4 | 7.6
430731 |  |  | MA Smart |  |  | ISA Issued | Residential | ANDOVER | 2022 | Lithium Ion |  | Tesla | 0 | 13.5 | 5 | Behind the Meter | [7 empty] | Solar | 8.4 | 17.6
430870 |  |  | MA Smart |  |  | Full Payment Received | Residential | GLOUCESTER | 2022 | Lithium Ion |  | Tesla | 13.5 | 0 | 7.6 | Behind the Meter | [7 empty] | Solar | 15.2 | 15.2
430956 |  |  | MA Smart |  |  | ISA Issued | Residential | NORTHBOROUGH | 2022 | Lithium Ion |  | Tesla | 0 | 13.5 | 5 | Behind the Meter | [7 empty] | Solar | 15.41 | 20.2
431159 |  |  | MA Smart |  |  | Full Payment Received | Residential | ANDOVER | 2022 | Lithium Ion |  | Tesla | 13.5 | 0 | 7.6 | Behind the Meter | [7 empty] | Solar | 16.8 | 15.2
431185 |  |  | MA Smart |  |  | ISA Issued | Residential | ANDOVER | 2022 | Lithium Ion |  | Tesla | 13.5 | 0 | 7.6 | Behind the Meter | [7 empty] | Solar | 7.2 | 7.6
431374 |  |  | MA Smart |  |  | ISA Issued | Residential | PLAINVILLE | 2022 | Lithium Ion |  | tesla | 13.5 | 0 | 7.6 | Behind the Meter | [7 empty] | Solar | 0 | 7.6
431376 |  |  | MA Smart |  |  | Application Submitted | Commercial | STURBRIDGE | 2022 | Lithium Ion |  | Solectria | 320 | 320 | 125 | Standalone | [7 empty] | Solar | 1310.4 | 500
431649 | [5 empty] | Application Submitted | Commercial | BROCKTON | 2022 | Lithium Ion |  | EPC Power | 18432 | 17140 | 1249.8 | Standalone | [5 empty] | No
431674 | [5 empty] | Application Submitted | Commercial | PEMBROKE | 2022 | Lithium Ion |  | EPC Power | 18432 | 17140 | 1249.8 | Standalone | [5 empty] | No
431968 | [5 empty] | Full Payment Received | Residential | SALEM | 2022 | Lithium Ion |  | Enphase Energy | 0 | 10.08 | 3.84 | Behind the Meter | [7 empty] | Solar | 0 | 15.51
431972 | [5 empty] | Full Payment Received | Residential | CHELMSFORD | 2022 | Lithium Ion |  | Tesla | 0 | 13.5 | 1.14 | Behind the Meter | [7 empty] | Solar | 16.8 | 13.68
432003 |  |  | MA Smart |  |  | Full Payment Received | Residential | ROCKPORT | 2022 | Lithium Ion |  | Enphase Energy | 0 | 10.08 | 3.84 | Behind the Meter | [7 empty] | Solar | 7.2 | 9.06
432326 | [5 empty] | ISA Issued | Residential | BILLERICA | 2022 | Lithium Ion |  | Tesla | 0 | 13.5 | 7.6 | Behind the Meter | [7 empty] | Solar | 14.4 | 11.4
432400 |  |  | MA Smart |  |  | Application Submitted | Commercial | WESTBOROUGH | 2022 | Lithium Ion |  | EPC Power | 746 | 0 | 1000 | Behind the Meter | [7 empty] | Solar | 2160 | 2200
432857 | [5 empty] | ISA Issued | Residential | NEWBURYPORT | 2022 | Lithium Ion |  | Tesla | 0 | 5 | 5 | Behind the Meter
432891 | [5 empty] | Full Payment Received | Residential | STURBRIDGE | 2022 | Lithium Ion |  | Tesla | 0 | 13.5 | 5 | Behind the Meter | [7 empty] | Solar | 22.68 | 25.2
432969 | [5 empty] | Application Submitted | Commercial | SEEKONK | 2022 | Lithium Ion |  | EPC Power | 4608 | 4285 | 1249.8 | Standalone | [5 empty] | No
433145 | [5 empty] | Application Submitted | Industrial | EVERETT | 2022 | Lithium Ion |  | Tesla | 0 | 2937.6 | 1468.8 | Standalone | [5 empty] | No
433464 | [5 empty] | ISA Issued | Residential | GLOUCESTER | 2022 | Lithium Ion |  | Tesla | 0 | 5 | 5 | Behind the Meter
433800 |  |  | MA Smart |  |  | Full Payment Received | Residential | CHARLTON | 2022 | Lithium Ion |  | SUNVAULT BY SUNPOWER | 0 | 12 | 6 | Behind the Meter | [7 empty] | Solar | 0 | 15.984
433831 |  |  | MA Smart |  |  | Full Payment Received | Residential | E LONGMEADOW | 2022 | Lithium Ion |  | Tesla | 0 | 13.5 | 5 | Behind the Meter
433961 | [5 empty] | Application Submitted | Commercial | BARRE | 2022 | Lithium Ion |  | SMA | 11800 | 0 | 2950 | Standalone | [5 empty] | No
434010 | [5 empty] | Application Submitted | Commercial | HANSON | 2022 | Lithium Ion |  | EPC Power | 18432 | 17140 | 1249.8 | Standalone | [5 empty] | No
434012 | [5 empty] | Application Submitted | Commercial | RANDOLPH | 2022 | Lithium Ion |  | EPC Power | 18432 | 17140 | 1249.8 | Standalone | [5 empty] | No
434013 | [5 empty] | Application Submitted | Commercial | FRANKLIN | 2022 | Lithium Ion |  | EPC Power | 18432 | 17140 | 1249.8 | Standalone | [5 empty] | No
434014 | [5 empty] | Application Submitted | Commercial | NORTON | 2022 | Lithium Ion |  | EPC Power | 4608 | 4285 | 1249.8 | Standalone | [5 empty] | No
434015 | [5 empty] | Application Submitted | Commercial | FRANKLIN | 2022 | Lithium Ion |  | EPC Power | 18432 | 17140 | 1249.8 | Standalone | [5 empty] | No
434016 | [5 empty] | Application Submitted | Commercial | WRENTHAM | 2022 | Lithium Ion |  | EPC Power | 18432 | 17140 | 1249.8 | Standalone | [5 empty] | No
434017 | [5 empty] | Application Submitted | Commercial | LOWELL | 2022 | Lithium Ion |  | EPC Power | 18432 | 17140 | 1249.8 | Standalone | [5 empty] | No
434056 |  |  | MA Smart |  |  | Full Payment Received | Residential | TOPSFIELD | 2022 | Lithium Ion |  | Delta Electronics | 9.6 | 0 | 7.68 | Behind the Meter | [7 empty] | Solar | 9.75 | 7.68
434493 |  |  | MA Smart |  |  | Full Payment Received | Residential | BERLIN | 2022 | Lithium Ion |  | Tesla | 13.5 | 0 | 7.6 | Behind the Meter | [7 empty] | Solar | 17.2 | 15.2
434544 | [5 empty] | ISA Issued | Residential | MALDEN | 2022 | Lithium Ion |  | Tesla | 13.5 | 0 | 7.6 | Behind the Meter | [7 empty] | Solar | 4.8 | 7.6
434606 |  |  | MA Smart |  |  | ISA Issued | Residential | MAGNOLIA | 2022 | Lithium Ion |  | Generac | 3 | 0 | 7.6 | Behind the Meter | [7 empty] | Solar | 10.4 | 7.6
434702 | [5 empty] | Application Submitted | Commercial | LAWRENCE | 2022 | Lithium Ion |  | Power Electronics | 2752 | 0 | 2499.5 | [8 empty] | Other | 0 | 9998
434909 |  |  | MA Smart |  |  | ISA Issued | Residential | HUBBARDSTON | 2022 | Lithium Ion |  | SolarEdge | 9.6 | 0 | 6 | Behind the Meter | [7 empty] | Solar | 8.3 | 6
434918 | [5 empty] | Full Payment Received | Residential | HOLBROOK | 2022 | Lithium Ion |  | Tesla | 0 | 13.5 | 5 | Behind the Meter
434941 | [5 empty] | ISA Issued | Residential | WILLIAMSTOWN | 2022 | Lithium Ion |  | Tesla | 0 | 13.5 | 5 | Behind the Meter
435050 |  |  | MA Smart |  |  | ISA Issued | Residential | ESSEX | 2022 | Lithium Ion |  | Tesla | 0 | 13.5 | 5 | Behind the Meter
435075 | [5 empty] | ISA Issued | Residential | GLOUCESTER | 2022 | Lithium Ion |  | Enphase Energy | 0 | 10.08 | 3.84 | Behind the Meter
435095 | [5 empty] | Application Submitted | Commercial | BRIDGEWATER | 2022 | Lithium Ion |  | Tesla | 0 | 3600 | 1800 | Standalone | [5 empty] | No
435099 | [5 empty] | Application Submitted | Commercial | MELROSE | 2022 | Lithium Ion |  | Tesla | 0 | 3854 | 1927 | Standalone | [5 empty] | No
435106 | [5 empty] | Application Submitted | Industrial | LEOMINSTER | 2022 | Lithium Ion |  | Tesla | 0 | 3854 | 1927 | Standalone | [5 empty] | No
435107 | [5 empty] | Application Submitted | Industrial | LEOMINSTER | 2022 | Lithium Ion |  | Tesla | 0 | 3854 | 1927 | Standalone | [5 empty] | No
435243 |  |  | MA Smart |  |  | ISA Issued | Residential | WEBSTER | 2022 | Lithium Ion |  | Tesla | 0 | 13.5 | 5 | Behind the Meter | [7 empty] | Solar | 11.22 | 12.6
435270 | [5 empty] | Full Payment Received | Residential | STOUGHTON | 2022 | Lithium Ion |  | Tesla | 0 | 13.5 | 5 | Behind the Meter
435349 | [5 empty] | Application Submitted | Commercial | CLINTON | 2022 | Lithium Ion |  | SMA | 9980 | 9980 | 2495 | Standalone | [5 empty] | No
435399 |  |  | MA Smart |  |  | Full Payment Received | Residential | PEPPERELL | 2022 | Lithium Ion |  | Solaredge | 9.7 | 0 | 10 | Behind the Meter | [7 empty] | Solar | 0 | 10
435694 | [5 empty] | ISA Issued | Residential | WESTMINSTER | 2022 | Lithium Ion |  | SolarEdge | 9.6 | 0 | 10 | Behind the Meter
435944 |  |  | MA Smart |  |  | ISA Issued | Residential | GLOUCESTER | 2022 | Lithium Ion |  | Tesla | 0 | 13.5 | 5 | Behind the Meter | [7 empty] | Solar | 6.8 | 11
435997 | [5 empty] | ISA Issued | Residential | STOUGHTON | 2022 | Lithium Ion |  | Tesla | 0 | 13.5 | 5 | Behind the Meter | [7 empty] | Solar | 9.6 | 12.6
436080 | [5 empty] | ISA Issued | Residential | AMESBURY | 2022 | Lithium Ion |  | Tesla | 0 | 13.5 | 7.6 | Behind the Meter | [7 empty] | Solar | 7.2 | 7.6
436318 |  |  | MA Smart |  |  | ISA Issued | Residential | REVERE | 2022 | Lithium Ion |  | TESLA | 0 | 13.5 | 5 | Behind the Meter | [7 empty] | Solar | 3.4 | 8.8
436398 | [5 empty] | Application Submitted | Industrial | ERVING | 2022 | Lithium Ion |  | Tesla | 3430.9 | 3372.6 | 1686.3 | Standalone | [5 empty] | No
436671 | [5 empty] | Full Payment Received | Residential | SEEKONK | 2022 | Lithium Ion |  | Tesla | 0 | 13.5 | 5 | Behind the Meter
436781 |  |  | MA Smart |  |  | Full Payment Received | Residential | HANSON | 2022 | Lithium Ion |  | Tesla | 0 | 13.5 | 5 | Behind the Meter | [7 empty] | Solar | 11.36 | 17.6
437074 | [5 empty] | ISA Issued | Residential | WEYMOUTH | 2022 | Lithium Ion |  | Tesla | 0 | 13.5 | 5 | Behind the Meter | [7 empty] | Solar | 7.2 | 12.6
437293 |  |  | MA Smart |  |  | ISA Issued | Residential | WORCESTER | 2022 | Lithium Ion |  | Tesla | 13.5 | 0 | 7.6 | Behind the Meter | [7 empty] | Solar | 14.4 | 11.4
437404 | [5 empty] | Application Submitted | Commercial | LEOMINSTER | 2022 | Lithium Ion |  | CLOU | 340.5 | 340.5 | 2495 | Standalone | [5 empty] | No
437417 | [5 empty] | Application Submitted | Commercial | LEOMINSTER | 2022 | Lithium Ion |  | CLOU | 340.5 | 340.5 | 2000 | Standalone | [5 empty] | No
437424 | [5 empty] | Application Submitted | Commercial | LEOMINSTER | 2022 | Lithium Ion |  | CLOU | 340.5 | 340.5 | 2495 | Standalone | [5 empty] | No
437431 |  |  | MA Smart |  |  | Application Submitted | Residential | SWANSEA | 2022 | Lithium Ion |  | Enphase Energy | 0 | 10.5 | 3.84 | Behind the Meter | [7 empty] | Solar | 11.46 | 13.961
437434 | [5 empty] | Application Submitted | Commercial | LEOMINSTER | 2022 | Lithium Ion |  | CLOU | 340.5 | 340.5 | 2495 | Standalone | [5 empty] | No
437523 |  |  | MA Smart |  |  | Full Payment Received | Residential | SALEM | 2022 | Lithium Ion |  | Tesla | 13.5 | 0 | 7.6 | Behind the Meter | [7 empty] | Solar | 83.6 | 15.2
437566 |  |  | MA Smart |  |  | Full Payment Received | Residential | GT BARRINGTON | 2022 | Lithium Ion |  | Tesla | 13.5 | 0 | 7.6 | Behind the Meter | [7 empty] | Solar | 15.2 | 15.2
437699 | [5 empty] | Application Submitted | Commercial | BROCKTON | 2022 | Lithium Ion |  | EPC Power | 18432 | 17410 | 1249.8 | Standalone | [5 empty] | No
437709 |  |  | MA Smart |  |  | Application Submitted | Commercial | DIGHTON | 2022 | Lithium Ion |  | SMA | 1000 | 903 | 999 | Standalone | [5 empty] | No
437785 |  |  | MA Smart |  |  | ISA Issued | Residential | MONTEREY | 2022 | Lithium Ion |  | SolarEdge | 9.7 | 0 | 10 | Behind the Meter | [7 empty] | Solar | 0 | 10
437837 | [5 empty] | ISA Issued | Residential | SOUTHBRIDGE | 2022 | Lithium Ion |  | Tesla | 13.5 | 0 | 7.6 | Behind the Meter | [7 empty] | Solar | 7.2 | 7.6
437923 |  |  | MA Smart |  |  | Application Submitted | Commercial | BROCKTON | 2022 | Lithium Ion |  | EPC Power | 253.3 | 0 | 250 | Standalone | [7 empty] | Solar | 694.97 | 250
437932 |  |  | MA Smart |  |  | Full Payment Received | Residential | MELROSE | 2022 | Lithium Ion |  | SUNVAULT BY SUNPOWER | 26 | 6 | 6 | Behind the Meter | [7 empty] | Solar | 0 | 15.984
438198 |  |  | MA Smart |  |  | ISA Issued | Residential | BROCKTON | 2022 | Lithium Ion |  | SolarEdge Technologies | 9.6 | 0 | 3.8 | Behind the Meter | [7 empty] | Solar | 3.06 | 3.8
438457 |  |  | MA Smart |  |  | ISA Issued | Residential | LENOX | 2022 | Lithium Ion |  | Generac | 18 | 0 | 7.6 | Behind the Meter | [7 empty] | Solar | 0 | 7.6
438747 |  |  | MA Smart |  |  | ISA Issued | Residential | WORCESTER | 2022 | Lithium Ion |  | SolarEdge Technologies | 9.6 | 0 | 3.8 | Behind the Meter | [7 empty] | Solar | 4.42 | 3.8
438769 | [5 empty] | ISA Issued | Residential | BROCKTON | 2022 | Lithium Ion |  | Tesla | 0 | 5 | 5 | Behind the Meter
438797 | [5 empty] | ISA Issued | Residential | N EGREMONT | 2022 | Lithium Ion |  | Tesla | 0 | 13.5 | 5 | Behind the Meter
438832 | [5 empty] | Full Payment Received | Residential | SAUGUS | 2022 | Lithium Ion |  | Tesla | 13.5 | 0 | 7.6 | Behind the Meter | [7 empty] | Solar | 16.8 | 15.2
438906 | [5 empty] | Full Payment Received | Residential | AUBURN | 2022 | Lithium Ion |  | Tesla | 0 | 13.5 | 5 | Behind the Meter | [7 empty] | Solar | 13.6 | 19.86
438974 |  |  | MA Smart |  |  | ISA Issued | Residential | BEVERLY | 2022 | Lithium Ion |  | SUNVAULT BY SUNPOWER | 0 | 13 | 6.8 | Behind the Meter | [7 empty] | Solar | 0 | 12.944
439477 | [5 empty] | Full Payment Received | Residential | SOUTHBOROUGH | 2022 | Lithium Ion |  | Tesla | 13.5 | 0 | 7.6 | Behind the Meter | [7 empty] | Solar | 9.6 | 7.6
439596 | [5 empty] | ISA Issued | Residential | WORCESTER | 2022 | Lithium Ion |  | Tesla | 0 | 13.5 | 5 | Behind the Meter
439607 |  |  | MA Smart |  |  | Full Payment Received | Residential | SOUTHBOROUGH | 2022 | Lithium Ion |  | Tesla | 13.5 | 0 | 7.6 | Behind the Meter | [7 empty] | Solar | 14.4 | 15.2
439718 | [5 empty] | ISA Issued | Residential | CHARLTON | 2022 | Lithium Ion |  | Tesla | 13.5 | 0 | 7.6 | Behind the Meter | [7 empty] | Solar | 14.4 | 15.2
439851 |  |  | MA Smart |  |  | Application Submitted | Industrial | LEOMINSTER | 2022 | Lithium Ion |  | Tesla | 1606 | 1360 | 1355 | Behind the Meter | [7 empty] | Solar | 1445.76 | 2355
439887 |  |  | MA Smart |  |  | Full Payment Received | Residential | MILL RIVER | 2022 | Lithium Ion |  | Tesla | 0 | 13.5 | 5 | Behind the Meter | [7 empty] | Solar | 8.4 | 12.6
439899 | [5 empty] | Full Payment Received | Residential | BRIDGEWATER | 2022 | Lithium Ion |  | Tesla | 0 | 13.5 | 5 | Behind the Meter
439984 | [5 empty] | Full Payment Received | Residential | GARDNER | 2022 | Lithium Ion |  | Enphase Energy | 0 | 10.08 | 3.84 | Behind the Meter | [7 empty] | Solar | 0 | 17.54
440288 | [5 empty] | Full Payment Received | Residential | PALMER | 2022 | Lithium Ion |  | Tesla | 0 | 13.5 | 5 | Behind the Meter | [7 empty] | Solar | 25.68 | 28.85
440315 | [5 empty] | ISA Issued | Residential | WEST NEWBURY | 2022 | Lithium Ion |  | Tesla | 0 | 13.5 | 5 | Behind the Meter
440553 | [5 empty] | ISA Issued | Residential | MELROSE | 2022 | Lithium Ion |  | Tesla | 0 | 13.5 | 5 | Behind the Meter
440631 | [5 empty] | ISA Issued | Residential | BROCKTON | 2022 | Lithium Ion |  | Tesla | 0 | 13.5 | 5 | Behind the Meter
440798 |  |  | MA Smart |  |  | Full Payment Received | Commercial | COHASSET | 2022 | Lithium Ion |  | Enphase Energy | 0 | 10.08 | 3.84 | Behind the Meter | [7 empty] | Solar | 13.6 | 17.54
441065 |  |  | MA Smart |  |  | Full Payment Received | Residential | LEOMINSTER | 2022 | Lithium Ion |  | Tesla | 13.5 | 0 | 5 | Behind the Meter | [7 empty] | Solar | 5.6 | 14.06
441068 | [5 empty] | Full Payment Received | Residential | BRIDGEWATER | 2022 | Lithium Ion |  | Tesla | 0 | 13.5 | 5 | Behind the Meter | [7 empty] | Solar | 16.4 | 33
441455 | [5 empty] | ISA Issued | Residential | REVERE | 2022 | Lithium Ion |  | Tesla | 13.5 | 0 | 7.6 | Behind the Meter | [7 empty] | Solar | 9.6 | 7.6
441493 |  |  | MA Smart |  |  | ISA Issued | Residential | S ATTLEBORO | 2022 | Lithium Ion |  | Tesla | 0 | 13.5 | 5 | Behind the Meter | [7 empty] | Solar | 6.18 | 11
441594 | [5 empty] | Application Submitted | Commercial | LEOMINSTER | 2022 | Lithium Ion |  | CLOU | 340.5 | 340.5 | 2495 | Standalone | [5 empty] | No
441601 | [5 empty] | ISA Issued | Residential | ANDOVER | 2022 | Lithium Ion |  | Tesla | 13.5 | 0 | 7.6 | Behind the Meter | [7 empty] | Solar | 14.4 | 11.4
441771 | [5 empty] | ISA Issued | Residential | MARLBOROUGH | 2022 | Lithium Ion |  | Enphase Energy | 10.5 | 10.08 | 0.32 | Behind the Meter | [7 empty] | Solar | 8 | 10.34
441773 |  |  | MA Smart |  |  | ISA Issued | Residential | PEPPERELL | 2022 | Lithium Ion |  | Tesla | 0 | 13.5 | 5 | Behind the Meter | [7 empty] | Solar | 4.76 | 8.8
441919 |  |  | MA Smart |  |  | Application Submitted | Commercial | BROCKTON | 2022 | Lithium Ion |  | KORE | 1000 | 903 | 999 | Standalone | [7 empty] | Solar | 2770.66 | 999
441942 | [5 empty] | Full Payment Received | Residential | WINCHENDON | 2022 | Lithium Ion |  | Enphase Energy | 0 | 10.08 | 3.84 | Behind the Meter | [7 empty] | Solar | 0 | 15.22
442186 |  |  | MA Smart |  |  | Full Payment Received | Residential | LEICESTER | 2022 | Lithium Ion |  | SolarEdge | 9.7 | 0 | 10 | Behind the Meter | [7 empty] | Solar | 0 | 10
442215 | [5 empty] | ISA Issued | Residential | MILLVILLE | 2022 | Lithium Ion |  | Enphase Energy | 0 | 10.5 | 3.84 | Behind the Meter | [7 empty] | Solar | 0 | 7.9
442707 |  |  | MA Smart |  |  | Application Submitted | Commercial | GRANBY | 2022 | Lithium Ion |  | SMA | 9000 | 9000 | 1500 | Standalone | [7 empty] | Solar | 0 | 3000
442875 | [5 empty] | ISA Issued | Residential | NORTH GRAFTON | 2022 | Lithium Ion |  | Tesla | 0 | 13.5 | 5 | Behind the Meter | [7 empty] | Solar | 9.6 | 12.6
443129 | [5 empty] | Full Payment Received | Residential | NORWELL | 2022 | Lithium Ion |  | Tesla | 0 | 13.5 | 5 | Behind the Meter | [7 empty] | Solar | 20 | 20.2
443338 |  |  | MA Smart |  |  | ISA Issued | Residential | BLACKSTONE | 2022 | Lithium Ion |  | SOLAREDGE TECHNOLOGIES | 9.6 | 0 | 7.6 | Behind the Meter | [7 empty] | Solar | 11.22 | 7.6
443360 | [5 empty] | ISA Issued | Residential | PLAINVILLE | 2022 | Lithium Ion |  | Enphase Energy | 0 | 10.05 | 3.84 | Behind the Meter | [7 empty] | Solar | 8 | 13.48
443471 | [5 empty] | Full Payment Received | Residential | HOPEDALE | 2022 | Lithium Ion |  | Generac | 18 | 0 | 7.6 | Behind the Meter | [7 empty] | Solar | 7.2 | 7.6
443975 | [5 empty] | Application Submitted | Commercial | SWANSEA | 2022 | Lithium Ion |  | SMA | 746 | 0 | 2500 | Standalone | [5 empty] | No
443981 | [5 empty] | Application Submitted | Commercial | BRIDGEWATER | 2022 | Lithium Ion |  | SMA | 746 | 0 | 2500 | Standalone | [5 empty] | No
443983 | [5 empty] | Application Submitted | Commercial | W BRIDGEWATER | 2022 | Lithium Ion |  | SMA | 746 | 0 | 2500 | Standalone | [5 empty] | No
443989 | [5 empty] | Application Submitted | Commercial | ABINGTON | 2022 | Lithium Ion |  | SMA | 746 | 0 | 2500 | Standalone | [5 empty] | No
443997 | [5 empty] | Application Submitted | Commercial | STOUGHTON | 2022 | Lithium Ion |  | SMA | 746 | 0 | 2500 | Standalone | [5 empty] | No
444120 | [5 empty] | Full Payment Received | Residential | ATTLEBORO | 2022 | Lithium Ion |  | Enphase Energy | 0 | 10.08 | 3.84 | Behind the Meter | [7 empty] | Solar | 13.6 | 17.54
444127 | [5 empty] | Full Payment Received | Residential | GRAFTON | 2022 | Lithium Ion |  | Tesla | 0 | 13.5 | 5 | Behind the Meter
444178 | [5 empty] | Full Payment Received | Residential | SPENCER | 2022 | Lithium Ion |  | Tesla | 13.5 | 0 | 7.6 | Behind the Meter | [7 empty] | Solar | 16.4 | 11.4
444227 | [5 empty] | ISA Issued | Residential | BOLTON | 2022 | Lithium Ion |  | Tesla | 0 | 13.2 | 5 | Behind the Meter | [7 empty] | Solar | 10.73 | 17.6
445236 |  |  | MA Smart |  |  | Full Payment Received | Residential | GRAFTON | 2022 | Lithium Ion |  | Tesla | 13.5 | 0 | 7.6 | Behind the Meter | [7 empty] | Solar | 23.2 | 15.2
445451 |  |  | MA Smart |  |  | Application Submitted | Commercial | PEMBROKE | 2022 | Lithium Ion |  | Solectria | 1280 | 1280 | 125 | Standalone | [7 empty] | Solar | 2088.24 | 1500
445545 | [5 empty] | ISA Issued | Residential | TEWKSBURY | 2022 | Lithium Ion |  | Tesla | 0 | 13.5 | 5 | Behind the Meter | [7 empty] | Solar | 9.6 | 12.6
445694 |  |  | MA Smart |  |  | ISA Issued | Residential | MELROSE | 2022 | Lithium Ion |  | SolarEdge Technologies | 9.6 | 0 | 7.6 | Behind the Meter | [7 empty] | Solar | 9.52 | 7.6
445718 | [5 empty] | ISA Issued | Residential | BROCKTON | 2022 | Lithium Ion |  | TESLA | 5 | 5 | 5 | Behind the Meter | [7 empty] | Solar | 11.88 | 15
445787 |  |  | MA Smart |  |  | Full Payment Received | Residential | WESTBOROUGH | 2022 | Lithium Ion |  | SolarEdge Technologies | 9.6 | 0 | 6 | Behind the Meter | [7 empty] | Solar | 7.14 | 6
445933 |  |  | MA Smart |  |  | ISA Issued | Residential | SUTTON | 2022 | Lithium Ion |  | SolarEdge | 9.7 | 0 | 10 | Behind the Meter | [7 empty] | Solar | 15.39 | 10
446210 | [5 empty] | Full Payment Received | Residential | NORTH ANDOVER | 2022 | Lithium Ion |  | Tesla | 13.5 | 0 | 7.6 | Behind the Meter | [7 empty] | Solar | 18.65 | 15.2
446716 |  |  | MA Smart |  |  | ISA Issued | Residential | N BILLERICA | 2022 | Lithium Ion |  | Tesla | 0 | 5 | 5 | Behind the Meter | [7 empty] | Solar | 10.8 | 15
447469 |  |  | MA Smart |  |  | ISA Issued | Residential | ANDOVER | 2022 | Lithium Ion |  | Tesla | 0 | 13.5 | 5 | Behind the Meter | [7 empty] | Solar | 0 | 15
447514 | [5 empty] | Full Payment Received | Residential | MELROSE | 2022 | Lithium Ion |  | Enphase Energy | 0 | 3.36 | 1.28 | Behind the Meter | [7 empty] | Solar | 0 | 22.06
447567 | [5 empty] | ISA Issued | Residential | STOCKBRIDGE | 2022 | Lithium Ion |  | Tesla | 13.5 | 0 | 7.6 | Behind the Meter | [7 empty] | Solar | 6.4 | 7.6
447787 | [5 empty] | ISA Issued | Residential | NORTH EASTON | 2022 | Lithium Ion |  | SolarEdge | 9.7 | 0 | 7.6 | Behind the Meter | [7 empty] | Solar | 0 | 7.6
447921 | [5 empty] | ISA Issued | Residential | MILLVILLE | 2022 | Lithium Ion |  | Tesla | 0 | 13.5 | 5 | Behind the Meter
448026 |  |  | MA Smart |  |  | Full Payment Received | Residential | SOUTHBOROUGH | 2022 | Lithium Ion |  | Tesla | 0 | 13.5 | 5 | Behind the Meter | [7 empty] | Solar | 0 | 20
448083 |  |  | MA Smart |  |  | Full Payment Received | Residential | BEVERLY | 2022 | Lithium Ion |  | Tesla | 0 | 13.5 | 5 | Behind the Meter | [7 empty] | Solar | 0 | 17.6
449309 |  |  | MA Smart |  |  | Full Payment Received | Residential | GRAFTON | 2022 | Lithium Ion |  | Tesla | 0 | 13.5 | 5 | Behind the Meter | [7 empty] | Solar | 18.78 | 25.2
449329 | [5 empty] | ISA Issued | Residential | NORTH QUINCY | 2022 | Lithium Ion |  | Tesla | 13.5 | 0 | 7.6 | Behind the Meter | [7 empty] | Solar | 8.4 | 7.6
449368 | [5 empty] | Full Payment Received | Residential | E LONGMEADOW | 2022 | Lithium Ion |  | Tesla | 13.5 | 0 | 7.6 | Behind the Meter | [7 empty] | Solar | 12 | 7.6
449389 | [5 empty] | ISA Issued | Residential | E LONGMEADOW | 2022 | Lithium Ion |  | Tesla | 0 | 13.5 | 5 | Behind the Meter | [7 empty] | Solar | 5.2 | 11.8
449643 | [5 empty] | Full Payment Received | Residential | DRACUT | 2022 | Lithium Ion |  | Tesla | 0 | 13.5 | 5 | Behind the Meter | [7 empty] | Solar | 6 | 9.35
449761 | [5 empty] | Full Payment Received | Residential | WESTFORD | 2022 | Lithium Ion |  | Tesla | 0 | 13.5 | 5 | Behind the Meter | [7 empty] | Solar | 10.8 | 12.6
449885 | [5 empty] | ISA Issued | Residential | BOXFORD | 2022 | Lithium Ion |  | Enphase Energy | 10.5 | 10.05 | 3.84 | Behind the Meter | [7 empty] | Solar | 10 | 11.09
450652 | [5 empty] | ISA Issued | Residential | FRANKLIN | 2022 | Lithium Ion |  | Tesla | 0 | 13.5 | 5 | Behind the Meter
450660 | [5 empty] | Application Submitted | Residential | AUBURN | 2022 | Lithium Ion |  | Tesla | 13.5 | 0 | 7.6 | Behind the Meter | [7 empty] | Solar | 24 | 19
450716 | [5 empty] | Full Payment Received | Residential | PEPPERELL | 2022 | Lithium Ion |  | Tesla | 13.5 | 0 | 7.6 | Behind the Meter | [7 empty] | Solar | 12 | 7.6
450732 |  |  | MA Smart |  |  | Full Payment Received | Residential | NORTHBRIDGE | 2022 | Lithium Ion |  | Enphase Energy | 0 | 10.08 | 3.84 | Behind the Meter | [7 empty] | Solar | 0 | 29.435
451131 | [5 empty] | ISA Issued | Residential | WORCESTER | 2022 | Lithium Ion |  | Tesla | 13.5 | 0 | 7.6 | Behind the Meter | [7 empty] | Solar | 4.8 | 7.6
451723 | [5 empty] | ISA Issued | Residential | HAMILTON | 2022 | Lithium Ion |  | SolarEdge | 16 | 0 | 10 | Behind the Meter | [7 empty] | Solar | 15.39 | 10
452182 |  |  | MA Smart |  |  | Application Submitted | Commercial | WESTBOROUGH | 2022 | Lithium Ion |  | EPC Power | 739 | 0 | 1000 | Behind the Meter | [7 empty] | Solar | 1439.55 | 1800
452489 | [5 empty] | Full Payment Received | Residential | REHOBOTH | 2022 | Lithium Ion |  | Enphase Energy | 0 | 10.5 | 3.84 | Behind the Meter | [7 empty] | Solar | 12.4 | 16.67
452835 | [5 empty] | ISA Issued | Residential | BEVERLY | 2022 | Lithium Ion |  | Enphase Energy | 0 | 10.08 | 3.84 | Behind the Meter | [7 empty] | Solar | 8 | 9.64
452930 |  |  | MA Smart |  |  | Full Payment Received | Residential | WESTFORD | 2022 | Lithium Ion |  | Tesla | 0 | 13.5 | 5 | Behind the Meter | [7 empty] | Solar | 12 | 22.6
453051 | [5 empty] | Full Payment Received | Residential | ROCKLAND | 2022 | Lithium Ion |  | Tesla | 0 | 13.5 | 5 | Behind the Meter | [7 empty] | Solar | 5.2 | 8.77
453090 |  |  | MA Smart |  |  | Full Payment Received | Residential | GLOUCESTER | 2022 | Lithium Ion |  | Enphase Energy | 0 | 10.08 | 3.84 | Behind the Meter | [7 empty] | Solar | 12 | 16.38
453330 | [5 empty] | Full Payment Received | Residential | WORCESTER | 2022 | Lithium Ion |  | Tesla | 13.5 | 0 | 7.6 | Behind the Meter | [7 empty] | Solar | 4.8 | 7.6
453435 | [5 empty] | Full Payment Received | Residential | WEYMOUTH | 2022 | Lithium Ion |  | Tesla | 13.5 | 0 | 7.6 | Behind the Meter | [7 empty] | Solar | 5.2 | 7.6
453555 |  |  | MA - Energy Efficiency/ DR Program |  |  | Application Submitted | Commercial | FOXBORO | 2022 | Lithium Ion |  | EPC Power | 4608 | 4285 | 1249.8 | Standalone | [5 empty] | No
453589 | [5 empty] | ISA Issued | Residential | NORTON | 2022 | Lithium Ion |  | Generac | 18 | 0 | 7.6 | Behind the Meter | [7 empty] | Solar | 8.4 | 7.6
453686 | [5 empty] | Full Payment Received | Residential | BELLINGHAM | 2022 | Lithium Ion |  | Tesla | 13.5 | 0 | 7.6 | Behind the Meter | [7 empty] | Solar | 12 | 7.6
453908 |  |  | MA Smart |  |  | ISA Issued | Residential | WHITINSVILLE | 2022 | Lithium Ion |  | SolarEdge | 9.7 | 0 | 10 | Behind the Meter | [7 empty] | Solar | 0 | 10
453933 | [5 empty] | ISA Issued | Residential | SEEKONK | 2022 | Lithium Ion |  | generac | 3 | 0 | 7.6 | Behind the Meter | [7 empty] | Solar | 9.88 | 7.6
453940 | [5 empty] | Full Payment Received | Residential | SWAMPSCOTT | 2022 | Lithium Ion |  | Sol-Ark | 7.5 | 0 | 15 | Behind the Meter | [7 empty] | Solar | 8.51 | 15
453977 | [5 empty] | ISA Issued | Residential | FOXBORO | 2022 | Lithium Ion |  | Tesla | 0 | 13.5 | 5 | Behind the Meter
454183 | [5 empty] | ISA Issued | Residential | S ATTLEBORO | 2022 | Lithium Ion |  | Enphase Energy | 10.5 | 10.5 | 3.84 | Behind the Meter | [7 empty] | Solar | 0 | 11.09
454193 | [5 empty] | Full Payment Received | Residential | GRAFTON | 2022 | Lithium Ion |  | Tesla | 13.5 | 0 | 7.6 | Behind the Meter | [7 empty] | Solar | 7.2 | 7.6
454228 | [5 empty] | ISA Issued | Residential | NORTH GRAFTON | 2022 | Lithium Ion |  | Tesla | 13.5 | 0 | 7.6 | Behind the Meter | [7 empty] | Solar | 9.6 | 7.6
454234 |  |  | MA Smart |  |  | Full Payment Received | Residential | EASTON | 2022 | Lithium Ion |  | SUNVAULT BY SUNPOWER | 13 | 0 | 6 | Behind the Meter | [7 empty] | Solar | 0 | 15.984
454266 | [5 empty] | Full Payment Received | Residential | GRAFTON | 2022 | Lithium Ion |  | Tesla | 0 | 13.5 | 5 | Behind the Meter | [7 empty] | Solar | 13.6 | 21.866
454293 | [5 empty] | ISA Issued | Residential | ROCKLAND | 2022 | Lithium Ion |  | Generac | 18 | 0 | 7.6 | Behind the Meter | [7 empty] | Solar | 8 | 7.6
454311 | [5 empty] | ISA Issued | Residential | MARLBOROUGH | 2022 | Lithium Ion |  | Tesla | 0 | 13.5 | 5 | Behind the Meter
454957 |  |  | MA Smart |  |  | Full Payment Received | Residential | GT BARRINGTON | 2022 | Lithium Ion |  | Tesla | 0 | 13.5 | 5 | Behind the Meter | [7 empty] | Solar | 15.3 | 29.86
455333 |  |  | MA Smart |  |  | ISA Issued | Residential | TEWKSBURY | 2022 | Lithium Ion |  | SolarEdge Technologies | 9.6 | 0 | 10 | Behind the Meter | [7 empty] | Solar | 14.96 | 10
455605 | [5 empty] | Full Payment Received | Residential | WEYMOUTH | 2022 | Lithium Ion |  | Tesla | 13.5 | 0 | 7.6 | Behind the Meter | [7 empty] | Solar | 8.43 | 15.2
455612 | [5 empty] | Full Payment Received | Residential | METHUEN | 2022 | Lithium Ion |  | Tesla | 13.5 | 0 | 7.6 | Behind the Meter | [7 empty] | Solar | 11.2 | 7.6
455955 | [5 empty] | Full Payment Received | Residential | LANCASTER | 2022 | Lithium Ion |  | Tesla | 13.5 | 0 | 7.6 | Behind the Meter | [7 empty] | Solar | 14.4 | 11.4
455967 |  |  | MA Smart |  |  | ISA Issued | Residential | MANCHESTER | 2022 | Lithium Ion |  | SUNVAULT BY SUNPOWER | 13 | 6.8 | 6.4 | Behind the Meter | [7 empty] | Solar | 0 | 9.472
455970 |  |  | MA Smart |  |  | ISA Issued | Residential | LYNN | 2022 | Lithium Ion |  | Solaredge | 9.7 | 0 | 10 | Behind the Meter | [7 empty] | Solar | 16.61 | 10
456090 |  |  | MA Smart |  |  | ISA Issued | Residential | NORTH GRAFTON | 2022 | Lithium Ion |  | SUNVAULT BY SUNPOWER | 0 | 6 | 6 | Behind the Meter | [7 empty] | Solar | 0 | 10.992
456136 | [5 empty] | Full Payment Received | Residential | OAKHAM | 2022 | Lithium Ion |  | Tesla | 13.5 | 0 | 7.6 | Behind the Meter | [7 empty] | Solar | 9.6 | 7.6
456140 | [5 empty] | ISA Issued | Residential | MARLBOROUGH | 2022 | Lithium Ion |  | TESLA | 0 | 13.5 | 5 | Behind the Meter | [7 empty] | Solar | 9 | 14.8
456265 | [5 empty] | Full Payment Received | Residential | DUNSTABLE | 2022 | Lithium Ion |  | Tesla | 13.5 | 0 | 7.6 | Behind the Meter | [7 empty] | Solar | 12 | 7.6
456275 |  |  | MA Smart |  |  | Full Payment Received | Residential | MEDFORD | 2022 | Lithium Ion |  | Tesla | 0 | 13.5 | 5 | Behind the Meter | [7 empty] | Solar | 12.8 | 20
456291 |  |  | MA Smart |  |  | ISA Issued | Residential | NORTH QUINCY | 2022 | Lithium Ion |  | Tesla | 0 | 13.5 | 5 | Behind the Meter | [7 empty] | Solar | 0 | 13.12
456448 | [5 empty] | ISA Issued | Residential | MANCHESTER | 2022 | Lithium Ion |  | Tesla | 13.5 | 0 | 5 | Behind the Meter | [7 empty] | Solar | 22.32 | 20.2
456681 | [5 empty] | Full Payment Received | Residential | GLOUCESTER | 2022 | Lithium Ion |  | Tesla | 13.5 | 0 | 7.6 | Behind the Meter | [7 empty] | Solar | 13.2 | 15.2
456718 | [5 empty] | Full Payment Received | Residential | HAMPDEN | 2022 | Lithium Ion |  | Tesla | 0 | 13.5 | 5 | Behind the Meter | [7 empty] | Solar | 16.8 | 20.2
456845 |  |  | MA Smart |  |  | ISA Issued | Residential | FLORENCE | 2022 | Lithium Ion |  | SolarEdge | 9.7 | 9.7 | 10 | Behind the Meter | [7 empty] | Solar | 0 | 10
456914 | [5 empty] | Full Payment Received | Residential | HANSON | 2022 | Lithium Ion |  | Enphase Energy | 0 | 10.08 | 3.84 | Behind the Meter | [7 empty] | Solar | 0 | 14.64
456937 | [5 empty] | ISA Issued | Residential | BRIDGEWATER | 2022 | Lithium Ion |  | Tesla | 0 | 13.5 | 5 | Behind the Meter | [7 empty] | Solar | 25.34 | 32.8
457042 | [5 empty] | Full Payment Received | Residential | S HAMILTON | 2022 | Lithium Ion |  | Tesla | 13.5 | 0 | 7.6 | Behind the Meter | [7 empty] | Solar | 14.76 | 15.2
457071 | [5 empty] | ISA Issued | Residential | BILLERICA | 2022 | Lithium Ion |  | Enphase Energy | 10.5 | 10.5 | 3.84 | Behind the Meter
457130 | [5 empty] | Application Submitted | Industrial | DRACUT | 2022 | Lithium Ion |  | Tesla | 0 | 3600 | 1800 | Standalone | [5 empty] | No
457223 | [5 empty] | Full Payment Received | Residential | NORTH ANDOVER | 2022 | Lithium Ion |  | Tesla | 13.5 | 0 | 7.6 | Behind the Meter | [7 empty] | Solar | 13.6 | 11.4
457238 | [5 empty] | ISA Issued | Residential | REVERE | 2022 | Lithium Ion |  | Generac | 18 | 18 | 7.6 | Behind the Meter | [7 empty] | Solar | 3.6 | 15.685
457261 | [5 empty] | ISA Issued | Residential | WESTFORD | 2022 | Lithium Ion |  | Enphase Energy | 0 | 10.5 | 3.84 | Behind the Meter | [7 empty] | Solar | 6.89 | 12.61
457393 | [5 empty] | ISA Issued | Residential | NORTON | 2022 | Lithium Ion |  | Tesla | 0 | 13.5 | 5 | Behind the Meter | [7 empty] | Solar | 0 | 20
457561 |  |  | MA Smart |  |  | Full Payment Received | Residential | ANDOVER | 2022 | Lithium Ion |  | SUNVAULT BY SUNPOWER | 0 | 12 | 6 | Behind the Meter | [7 empty] | Solar | 0 | 15.984
457748 | [5 empty] | Application Submitted | Commercial | SOUTHBRIDGE | 2022 | Lithium Ion |  | SMA | 0 | 13428 | 2894 | Standalone | [5 empty] | No
457927 | [5 empty] | Application Submitted | Commercial | BROCKTON | 2022 | Lithium Ion |  | SMA | 11000 | 10000 | 2499.5 | Standalone | [5 empty] | No
458073 |  |  | MA Smart |  |  | ISA Issued | Residential | MANCHESTER | 2022 | Lithium Ion |  | Tesla | 0 | 5 | 5 | Behind the Meter | [7 empty] | Solar | 4.8 | 10
458118 | [5 empty] | Full Payment Received | Residential | WESTFORD | 2022 | Lithium Ion |  | Tesla | 13.5 | 0 | 7.6 | Behind the Meter | [7 empty] | Solar | 24.4 | 19
458216 |  |  | MA Smart |  |  | ISA Issued | Residential | NORTH ANDOVER | 2022 | Lithium Ion |  | SolarEdge Technologies | 9.6 | 0 | 7.6 | Behind the Meter | [7 empty] | Solar | 10.59 | 7.6
458263 |  |  | MA Smart |  |  | ISA Issued | Residential | BEVERLY | 2022 | Lithium Ion |  | Delta Electronics | 9.6 | 0 | 5.76 | Behind the Meter | [7 empty] | Solar | 8.53 | 5.76
458297 | [5 empty] | ISA Issued | Residential | STOCKBRIDGE | 2022 | Lithium Ion |  | Tesla | 0 | 13.5 | 5 | Behind the Meter | [7 empty] | Solar | 2.96 | 13.8
458473 | [5 empty] | ISA Issued | Residential | LAWRENCE | 2022 | Lithium Ion |  | SUNPOWER | 0 | 13 | 6.8 | Behind the Meter | [7 empty] | Solar | 6.23 | 12.56
458562 | [5 empty] | Full Payment Received | Residential | SEEKONK | 2022 | Lithium Ion |  | Enphase Energy | 0 | 10.08 | 3.84 | Behind the Meter | [7 empty] | Solar | 0 | 17.54
458792 |  |  | MA Smart |  |  | Full Payment Received | Residential | FLORENCE | 2022 | Lithium Ion |  | SolarEdge | 9.7 | 5 | 10 | Behind the Meter | [7 empty] | Solar | 0 | 10
458797 | [5 empty] | ISA Issued | Residential | METHUEN | 2022 | Lithium Ion |  | Tesla | 13.5 | 0 | 7.6 | Behind the Meter | [7 empty] | Solar | 12 | 11.4
458817 | [5 empty] | Application Submitted | Residential | WORCESTER | 2022 | Lithium Ion |  | Tesla | 0 | 13.5 | 5 | Behind the Meter
458825 |  |  | MA Smart |  |  | Application Submitted | Commercial | GRANBY | 2022 | Lithium Ion |  | Solectria | 166.66 | 0 | 166 | Standalone | [7 empty] | Solar | 0 | 4980
458926 |  |  | MA Smart |  |  | ISA Issued | Residential | NORTHAMPTON | 2022 | Lithium Ion |  | SolarEdge | 16 | 16 | 7.6 | Behind the Meter | [7 empty] | Solar | 7.3 | 7.6
458936 |  |  | MA Smart |  |  | ISA Issued | Residential | GT BARRINGTON | 2022 | Lithium Ion |  | Tesla | 0 | 13.5 | 5 | Behind the Meter
458995 |  |  | MA Smart |  |  | ISA Issued | Residential | WORCESTER | 2022 | Lithium Ion |  | SolarEdge | 9.7 | 5 | 10 | Behind the Meter | [7 empty] | Solar | 0 | 10
459430 | [5 empty] | Full Payment Received | Residential | ABINGTON | 2022 | Lithium Ion |  | Tesla | 0 | 13.5 | 5 | Behind the Meter | [7 empty] | Solar | 0 | 12.6
459631 | [5 empty] | ISA Issued | Residential | METHUEN | 2022 | Lithium Ion |  | Tesla | 13.5 | 0 | 7.6 | Behind the Meter | [7 empty] | Solar | 8.4 | 7.6
459920 | [5 empty] | ISA Issued | Residential | E LONGMEADOW | 2022 | Lithium Ion |  | Enphase Energy | 10.08 | 3.84 | 10.5 | Behind the Meter | [7 empty] | Solar | 0 | 16.3
459951 | [5 empty] | Application Submitted | Commercial | N BROOKFIELD | 2022 | Lithium Ion |  | SMA | 11000 | 10000 | 2499.5 | Standalone | [7 empty] | Solar | 0 | 4999
460064 | [5 empty] | Application Submitted | Residential | WILBRAHAM | 2022 | Lithium Ion |  | Tesla | 13.5 | 0 | 7.6 | Behind the Meter | [7 empty] | Solar | 21.6 | 15.2
460236 |  |  | MA Smart |  |  | Full Payment Received | Residential | SOUTH EASTON | 2022 | Lithium Ion |  | SUNVAULT BY SUNPOWER | 0 | 12.8 | 6 | Behind the Meter | [7 empty] | Solar | 0 | 21.984
460468 | [5 empty] | ISA Issued | Residential | SPENCER | 2022 | Lithium Ion |  | SUNVAULT BY SUNPOWER | 0 | 13 | 6.4 | Behind the Meter | [7 empty] | Solar | 0 | 14.848
460474 | [5 empty] | ISA Issued | Residential | N CHELMSFORD | 2022 | Lithium Ion |  | Solaredge | 9.7 | 0 | 10 | Behind the Meter | [7 empty] | Solar | 0 | 15
460615 | [5 empty] | ISA Issued | Residential | PEMBROKE | 2022 | Lithium Ion |  | Tesla | 13.5 | 0 | 7.6 | Behind the Meter | [7 empty] | Solar | 14.4 | 11.4
460724 |  |  | MA Smart |  |  | Full Payment Received | Residential | FLORENCE | 2022 | Lithium Ion |  | SolarEdge | 9.7 | 5 | 10 | Behind the Meter | [7 empty] | Solar | 0 | 10
460725 |  |  | MA Smart |  |  | Full Payment Received | Residential | STOCKBRIDGE | 2022 | Lithium Ion |  | Tesla | 0 | 13.5 | 5 | Behind the Meter
460727 | [5 empty] | ISA Issued | Residential | TEWKSBURY | 2022 | Lithium Ion |  | Enphase Energy | 3.36 | 3.36 | 3.84 | Behind the Meter | [7 empty] | Solar | 13.78 | 13.7
460740 | [5 empty] | Full Payment Received | Residential | NORTHAMPTON | 2022 | Lithium Ion |  | Tesla | 13.5 | 0 | 7.6 | Behind the Meter | [7 empty] | Solar | 12 | 15.2
460802 |  |  | MA Smart |  |  | ISA Issued | Residential | LEEDS | 2022 | Lithium Ion |  | SolarEdge | 9.7 | 5 | 10 | Behind the Meter | [7 empty] | Solar | 0 | 10
460840 | [5 empty] | ISA Issued | Residential | WESTFORD | 2022 | Lithium Ion |  | Tesla | 0 | 13.5 | 5 | Behind the Meter
460907 |  |  | MA Smart |  |  | ISA Issued | Residential | LEEDS | 2022 | Lithium Ion |  | SolarEdge | 9.7 | 5 | 10 | Behind the Meter | [7 empty] | Solar | 0 | 10
461061 |  |  | MA Smart |  |  | ISA Issued | Residential | WILLIAMSTOWN | 2022 | Lithium Ion |  | SolarEdge | 9.7 | 5 | 10 | Behind the Meter | [7 empty] | Solar | 0 | 10
461065 | [5 empty] | ISA Issued | Residential | BROCKTON | 2022 | Lithium Ion |  | Tesla | 0 | 13.5 | 5 | Behind the Meter | [7 empty] | Solar | 5.84 | 9.64
461410 | [5 empty] | ISA Issued | Residential | MENDON | 2022 | Lithium Ion |  | Tesla | 13.5 | 0 | 7.6 | Behind the Meter | [7 empty] | Solar | 9.93 | 7.6
461652 | [5 empty] | Application Submitted | Residential | HAVERHILL | 2022 | Lithium Ion |  | Tesla | 0 | 13.5 | 5 | Behind the Meter
461736 | [5 empty] | ISA Issued | Residential | ESSEX | 2022 | Lithium Ion |  | Tesla | 0 | 13.5 | 5 | Behind the Meter
461766 | [5 empty] | ISA Issued | Residential | ATTLEBORO | 2022 | Lithium Ion |  | Tesla | 13.5 | 0 | 7.6 | Behind the Meter | [7 empty] | Solar | 9.6 | 7.6
461779 | [5 empty] | Full Payment Received | Residential | LOWELL | 2022 | Lithium Ion |  | Tesla | 0 | 13.5 | 5 | Behind the Meter
462069 | [5 empty] | Application Submitted | Residential | OXFORD | 2022 | Lithium Ion |  | SolarEdge | 16 | 0 | 7.6 | Behind the Meter | [7 empty] | Solar | 0 | 15.2
462569 | [5 empty] | Full Payment Received | Commercial | MONSON | 2022 | Lithium Ion |  | Tesla | 0 | 13.5 | 0.31 | Behind the Meter | [7 empty] | Solar | 26.72 | 19.93
463128 | [5 empty] | Full Payment Received | Residential | MEDFORD | 2022 | Lithium Ion |  | Sol-Ark | 4.8 | 0 | 15 | [8 empty] | Solar | 0 | 21
463499 | [5 empty] | Full Payment Received | Residential | NEWBURYPORT | 2022 | Lithium Ion |  | Tesla | 13.5 | 0 | 7.6 | Behind the Meter | [7 empty] | Solar | 17.2 | 15.2
463551 | [5 empty] | Application Submitted | Residential | STOCKBRIDGE | 2022 | Lithium Ion |  | Tesla | 13.5 | 0 | 7.6 | Behind the Meter | [7 empty] | Solar | 19.2 | 15.2
464540 |  |  | MA Smart |  |  | Application Submitted | Residential | ANDOVER | 2022 | Lithium Ion |  | Tesla | 0 | 13.5 | 5 | Behind the Meter | [7 empty] | Solar | 0 | 43.32
464549 | [5 empty] | Application Submitted | Residential | GARDNER | 2022 | Lithium Ion |  | Tesla | 0 | 13.5 | 5 | Behind the Meter | [7 empty] | Solar | 10 | 12.25
464697 |  |  | MA Smart |  |  | Full Payment Received | Residential | PEMBROKE | 2022 | Lithium Ion |  | SUNVAULT BY SUNPOWER | 0 | 13 | 6 | Behind the Meter | [7 empty] | Solar | 0 | 15.984
464735 |  |  | MA Smart |  |  | ISA Issued | Residential | S ATTLEBORO | 2022 | Lithium Ion |  | TESLA | 0 | 13.5 | 5 | Behind the Meter | [7 empty] | Solar | 6.29 | 10
464788 | [5 empty] | Full Payment Received | Residential | REVERE | 2022 | Lithium Ion |  | Enphase Energy | 10.5 | 10.5 | 3.84 | Behind the Meter | [7 empty] | Solar | 0 | 16.67
465070 |  |  | MA Smart |  |  | Full Payment Received | Residential | NORTH ANDOVER | 2022 | Lithium Ion |  | Enphase Energy | 3.36 | 3.36 | 1.28 | Behind the Meter | [7 empty] | Solar | 8.03 | 10.4
465076 |  |  | MA Smart |  |  | ISA Issued | Residential | S ATTLEBORO | 2022 | Lithium Ion |  | SOLAREDGE | 5 | 7.5 | 7.6 | Behind the Meter | [7 empty] | Solar | 5.4 | 7.6
465205 | [5 empty] | ISA Issued | Residential | FRANKLIN | 2022 | Lithium Ion |  | Tesla | 13.5 | 0 | 5 | Behind the Meter | [7 empty] | Solar | 12.8 | 12.6
465206 | [5 empty] | Full Payment Received | Residential | BILLERICA | 2022 | Lithium Ion |  | Tesla | 13.5 | 0 | 7.6 | Behind the Meter | [7 empty] | Solar | 18.8 | 15.2
465211 | [5 empty] | ISA Issued | Residential | BROCKTON | 2022 | Lithium Ion |  | Tesla | 13.5 | 0 | 7.6 | Behind the Meter | [7 empty] | Solar | 15.34 | 15.2
465437 | [5 empty] | ISA Issued | Commercial | WOLLASTON | 2022 | Lithium Ion |  | Tesla | 13.5 | 0 | 7.6 | Behind the Meter | [7 empty] | Solar | 6.8 | 11.4
465450 | [5 empty] | Full Payment Received | Residential | STOUGHTON | 2022 | Lithium Ion |  | Tesla | 0 | 13.5 | 5 | Behind the Meter | [7 empty] | Solar | 4.8 | 19.8
465540 |  |  | MA Smart |  |  | ISA Issued | Residential | NORTON | 2022 | Lithium Ion |  | SolarEdge | 10 | 10 | 10 | Behind the Meter | [7 empty] | Solar | 13.32 | 10
465731 | [5 empty] | Application Submitted | Commercial | GRANBY | 2022 | Lithium Ion |  | SMA | 746 | 0 | 3044 | [8 empty] | Other | 0 | 15220
465854 | [5 empty] | ISA Issued | Residential | FRANKLIN | 2022 | Lithium Ion |  | Tesla | 0 | 13.5 | 5 | Behind the Meter | [7 empty] | Solar | 12.4 | 12.6
465867 | [5 empty] | ISA Issued | Residential | SCITUATE | 2022 | Lithium Ion |  | Enphase Energy | 10.5 | 10.5 | 3.84 | Behind the Meter | [7 empty] | Solar | 0 | 10.8
465869 | [5 empty] | ISA Issued | Residential | WORCESTER | 2022 | Lithium Ion |  | Enphase Energy | 0 | 10.08 | 3.84 | Behind the Meter
465886 |  |  | MA Smart |  |  | ISA Issued | Residential | LENOX | 2022 | Lithium Ion |  | SolarEdge | 9.7 | 5 | 10 | Behind the Meter | [7 empty] | Solar | 0 | 10
465940 | [5 empty] | ISA Issued | Residential | GLOUCESTER | 2022 | Lithium Ion |  | Solaredge | 9.7 | 0 | 10 | Behind the Meter | [7 empty] | Solar | 0 | 10
465966 |  |  | MA Smart |  |  | ISA Issued | Residential | METHUEN | 2022 | Lithium Ion |  | Enphase Energy | 10.5 | 10.5 | 3.84 | Behind the Meter | [7 empty] | Solar | 8.14 | 10.22
466002 |  |  | MA Smart |  |  | ISA Issued | Residential | NORTHAMPTON | 2022 | Lithium Ion |  | SolarEdge | 9.7 | 0 | 10 | Behind the Meter | [7 empty] | Solar | 0 | 10
466085 | [5 empty] | ISA Issued | Residential | TEWKSBURY | 2022 | Lithium Ion |  | Solaredge | 9.7 | 0 | 10 | Behind the Meter | [7 empty] | Solar | 0 | 10
466124 | [5 empty] | ISA Issued | Residential | ATTLEBORO | 2022 | Lithium Ion |  | GENERAC | 18 | 0 | 7.6 | Behind the Meter | [7 empty] | Solar | 6 | 7.6
466707 | [5 empty] | Application Submitted | Residential | BOXFORD | 2022 | Lithium Ion |  | Tesla | 0 | 13.5 | 5 | Behind the Meter | [7 empty] | Solar | 30.24 | 27.8
466882 |  |  | MA Smart |  |  | ISA Issued | Residential | NANTUCKET | 2022 | Lithium Ion |  | Enphase Energy | 0 | 10.5 | 3.84 | Behind the Meter | [7 empty] | Solar | 12.18 | 13.612
467030 |  |  | MA Smart |  |  | ISA Issued | Residential | NANTUCKET | 2022 | Lithium Ion |  | Tesla | 0 | 13.5 | 5 | Behind the Meter | [7 empty] | Solar | 14.63 | 20.2
467155 |  |  | MA Smart |  |  | ISA Issued | Residential | HAWLEY | 2022 | Lithium Ion |  | SolarEdge | 9.7 | 10 | 10 | Behind the Meter | [7 empty] | Solar | 0 | 10
467177 |  |  | MA Smart |  |  | ISA Issued | Residential | FLORENCE | 2022 | Lithium Ion |  | SolarEdge | 9.7 | 5 | 10 | Behind the Meter | [7 empty] | Solar | 0 | 10
467343 |  |  | MA Smart |  |  | ISA Issued | Residential | FOXBORO | 2022 | Lithium Ion |  | SolarEdge Technologies | 9.6 | 0 | 3.8 | Behind the Meter | [7 empty] | Solar | 5.68 | 3.8
467612 | [5 empty] | Application Submitted | Commercial | AVON | 2022 | Lithium Ion |  | Tesla | 0 | 1284 | 642 | Standalone | [5 empty] | No
467785 | [5 empty] | Application Submitted | Residential | WINCHENDON | 2022 | Lithium Ion |  | Enphase Energy | 0 | 10.08 | 3.84 | Behind the Meter | [7 empty] | Solar | 12 | 16.38
467812 |  |  | MA Smart |  |  | ISA Issued | Residential | GRANBY | 2022 | Lithium Ion |  | SolarEdge | 9.7 | 0 | 10 | Behind the Meter | [7 empty] | Solar | 0 | 10
467913 |  |  | MA Smart |  |  | ISA Issued | Residential | WORCESTER | 2022 | Lithium Ion |  | SUNVAULT BY SUNPOWER | 0 | 12 | 6.4 | Behind the Meter | [7 empty] | Solar | 0 | 12.928
467964 | [5 empty] | Application Submitted | Residential | SALISBURY | 2022 | Lithium Ion |  | Tesla | 13.5 | 0 | 7.6 | Behind the Meter | [7 empty] | Solar | 14.77 | 15.2
468044 | [5 empty] | ISA Issued | Residential | WEST NEWBURY | 2022 | Lithium Ion |  | Enphase Energy | 10.5 | 0 | 3.84 | Behind the Meter | [7 empty] | Solar | 15.36 | 19.84
468492 |  |  | MA Smart |  |  | ISA Issued | Residential | NORTHAMPTON | 2022 | Lithium Ion |  | SolarEdge | 9.7 | 0 | 10 | Behind the Meter | [7 empty] | Solar | 0 | 10
468559 | [5 empty] | ISA Issued | Residential | SEEKONK | 2022 | Lithium Ion |  | Tesla | 0 | 13.5 | 5 | Behind the Meter | [7 empty] | Solar | 16.8 | 15
468924 | [5 empty] | Application Submitted | Residential | BEVERLY | 2022 | Lithium Ion |  | Tesla | 14 | 14 | 5 | Behind the Meter | [7 empty] | Solar | 11.6 | 20
469036 |  |  | MA Smart |  |  | ISA Issued | Residential | LANCASTER | 2022 | Lithium Ion |  | SolarEdge Technologies | 9.6 | 0 | 10 | Behind the Meter | [7 empty] | Solar | 14.56 | 10
469101 |  |  | MA Smart |  |  | ISA Issued | Residential | FLORENCE | 2022 | Lithium Ion |  | SolarEdge | 9.7 | 5 | 10 | Behind the Meter | [7 empty] | Solar | 0 | 10
469229 | [5 empty] | ISA Issued | Residential | LEOMINSTER | 2022 | Lithium Ion |  | Tesla | 13.5 | 0 | 7.6 | Behind the Meter | [7 empty] | Solar | 9.6 | 7.6
469257 | [5 empty] | Application Submitted | Residential | UPTON | 2022 | Lithium Ion |  | Tesla | 13.5 | 0 | 7.6 | Behind the Meter | [7 empty] | Solar | 12 | 11.4
469305 | [5 empty] | Full Payment Received | Residential | N EGREMONT | 2022 | Lithium Ion |  | SolarEdge | 9.7 | 0 | 10 | Behind the Meter | [7 empty] | Solar | 0 | 10
469363 | [5 empty] | ISA Issued | Residential | ANDOVER | 2022 | Lithium Ion |  | Tesla | 13.5 | 0 | 7.6 | Behind the Meter | [7 empty] | Solar | 9.2 | 7.6
469401 | [5 empty] | Application Submitted | Residential | W STOCKBRIDGE | 2022 | Lithium Ion |  | Tesla | 0 | 13.5 | 5 | Behind the Meter | [7 empty] | Solar | 4.8 | 32.6
469528 | [5 empty] | Full Payment Received | Residential | CHELMSFORD | 2022 | Lithium Ion |  | Tesla | 13.5 | 0 | 7.6 | Behind the Meter | [7 empty] | Solar | 10.4 | 7.6
469650 | [5 empty] | ISA Issued | Residential | BRADFORD | 2022 | Lithium Ion |  | Enphase Energy | 0 | 10.5 | 3.84 | Behind the Meter | [7 empty] | Solar | 0 | 12.9
469662 | [5 empty] | ISA Issued | Residential | MILLVILLE | 2022 | Lithium Ion |  | Encharge | 0 | 10.08 | 3.84 | Behind the Meter | [7 empty] | Solar | 12.8 | 13.99
469711 | [5 empty] | Application Submitted | Residential | S ATTLEBORO | 2022 | Lithium Ion |  | Enphase Energy | 0 | 10.08 | 3.84 | Behind the Meter | [7 empty] | Solar | 20.82 | 20.37
469719 | [5 empty] | ISA Issued | Residential | HAVERHILL | 2022 | Lithium Ion |  | Tesla | 0 | 13.5 | 5 | Behind the Meter | [7 empty] | Solar | 4.4 | 13.8
469930 | [5 empty] | Application Submitted | Commercial | HANOVER | 2022 | Lithium Ion |  | SMA | 11300 | 0 | 2825 | Standalone | [5 empty] | No
469990 | [5 empty] | Application Submitted | Residential | MEDFORD | 2022 | Lithium Ion |  | Tesla | 0 | 13.5 | 5 | Behind the Meter
470115 |  |  | MA Smart |  |  | Application Submitted | Residential | LOWELL | 2022 | Lithium Ion |  | Delta Electronics | 9.8 | 0 | 5.76 | Behind the Meter | [7 empty] | Solar | 9.15 | 9.6
470177 | [5 empty] | ISA Issued | Residential | ANDOVER | 2022 | Lithium Ion |  | Tesla | 13.5 | 0 | 7.6 | Behind the Meter | [7 empty] | Solar | 15.2 | 15.2
470243 |  |  | MA Smart |  |  | ISA Issued | Residential | HAYDENVILLE | 2022 | Lithium Ion |  | SolarEdge | 9.7 | 0 | 10 | Behind the Meter | [7 empty] | Solar | 0 | 10
470297 | [5 empty] | ISA Issued | Residential | NANTUCKET | 2022 | Lithium Ion |  | SolarEdge | 10 | 0 | 7.6 | Behind the Meter | [7 empty] | Solar | 8.36 | 7.6
470299 | [5 empty] | Full Payment Received | Residential | DOUGLAS | 2022 | Lithium Ion |  | Enphase Energy | 0 | 10.5 | 3.84 | Behind the Meter | [7 empty] | Solar | 0 | 15.8
470695 | [5 empty] | Application Submitted | Residential | HOLLAND | 2022 | Lithium Ion |  | Enphase Energy | 0 | 10.08 | 3.8 | Behind the Meter | [7 empty] | Solar | 0 | 9.31
470755 |  |  | MA Smart |  |  | ISA Issued | Residential | REHOBOTH | 2022 | Lithium Ion |  | SolarEdge Technologies | 9.6 | 0 | 6 | Behind the Meter | [7 empty] | Solar | 4.75 | 6
470820 | [5 empty] | ISA Issued | Residential | WESTBOROUGH | 2022 | Lithium Ion |  | Tesla | 13.5 | 0 | 7.6 | Behind the Meter | [7 empty] | Solar | 19.2 | 15.2
470851 | [5 empty] | ISA Issued | Residential | GARDNER | 2022 | Lithium Ion |  | Solaredge | 9.7 | 0 | 10 | Behind the Meter | [7 empty] | Solar | 17.6 | 15
470890 | [5 empty] | Full Payment Received | Residential | CLINTON | 2022 | Lithium Ion |  | Tesla | 13.5 | 0 | 7.6 | Behind the Meter | [7 empty] | Solar | 24 | 15.2
470892 |  |  | MA Smart |  |  | Full Payment Received | Residential | MENDON | 2022 | Lithium Ion |  | SUNPOWER | 13 | 0 | 6.4 | Behind the Meter | [7 empty] | Solar | 0 | 16.384
470981 | [5 empty] | ISA Issued | Residential | WILBRAHAM | 2022 | Lithium Ion |  | Tesla | 13.5 | 0 | 7.6 | Behind the Meter | [7 empty] | Solar | 16.8 | 15.2
471019 | [5 empty] | ISA Issued | Residential | WORCESTER | 2022 | Lithium Ion |  | Enphase Energy | 10 | 10 | 3.84 | Behind the Meter | [7 empty] | Solar | 0 | 8.48
471136 | [5 empty] | Full Payment Received | Residential | PEPPERELL | 2022 | Lithium Ion |  | Tesla | 0 | 13.5 | 5 | Behind the Meter | [7 empty] | Solar | 24 | 25.2
471482 | [5 empty] | Application Submitted | Residential | SWANSEA | 2022 | Lithium Ion |  | GENERAC | 18 | 0 | 7.6 | Behind the Meter | [7 empty] | Solar | 4 | 26.73
471555 | [5 empty] | ISA Issued | Residential | SCITUATE | 2022 | Lithium Ion |  | Enphase Energy | 0 | 10.08 | 3.84 | Behind the Meter | [7 empty] | Solar | 9.6 | 10.8
471556 | [5 empty] | ISA Issued | Residential | SWANSEA | 2022 | Lithium Ion |  | Enphase Energy | 0 | 10.5 | 3.84 | Behind the Meter | [7 empty] | Solar | 0 | 12.03
471704 |  |  | MA Smart |  |  | ISA Issued | Residential | S ATTLEBORO | 2022 | Lithium Ion |  | SOLAREDGE TECHNOLOGIES | 9.6 | 0 | 7.6 | Behind the Meter | [7 empty] | Solar | 9.95 | 7.6
471831 | [5 empty] | Full Payment Received | Residential | REVERE | 2022 | Lithium Ion |  | Tesla | 13.5 | 0 | 7.6 | Behind the Meter | [7 empty] | Solar | 16.4 | 15.2
471899 | [5 empty] | Full Payment Received | Residential | UPTON | 2022 | Lithium Ion |  | Tesla | 13.5 | 0 | 7.6 | Behind the Meter | [7 empty] | Solar | 15.2 | 15.2
471914 | [5 empty] | ISA Issued | Residential | SOUTH EASTON | 2022 | Lithium Ion |  | Tesla | 13.5 | 13.5 | 5 | Behind the Meter | [7 empty] | Solar | 9.48 | 12.6
471946 | [5 empty] | ISA Issued | Residential | LEICESTER | 2022 | Lithium Ion |  | Tesla | 13.5 | 0 | 7.6 | Behind the Meter | [7 empty] | Solar | 7.2 | 7.6
472125 |  |  | MA Smart |  |  | ISA Issued | Residential | LEOMINSTER | 2022 | Lithium Ion |  | Tesla | 0 | 13.5 | 5 | Behind the Meter | [7 empty] | Solar | 7.4 | 10
472230 | [5 empty] | ISA Issued | Residential | UXBRIDGE | 2022 | Lithium Ion |  | GENERAC | 18 | 0 | 7.6 | Behind the Meter | [7 empty] | Solar | 14.4 | 7.6
472444 | [5 empty] | ISA Issued | Residential | WORCESTER | 2022 | Lithium Ion |  | Tesla | 13.5 | 5 | 5 | Behind the Meter
472534 | [5 empty] | Full Payment Received | Residential | FRANKLIN | 2022 | Lithium Ion |  | Tesla | 13.5 | 0 | 7.6 | Behind the Meter | [7 empty] | Solar | 10 | 15.2
472538 | [5 empty] | ISA Issued | Residential | WESTMINSTER | 2022 | Lithium Ion |  | Tesla | 0 | 13.5 | 5 | Behind the Meter | [7 empty] | Solar | 12 | 12.6
472683 |  |  | MA Smart |  |  | Application Submitted | Residential | NORTHAMPTON | 2022 | Lithium Ion |  | SolarEdge | 9.7 | 5 | 10 | Behind the Meter | [7 empty] | Solar | 0 | 10
473068 |  |  | MA Smart |  |  | ISA Issued | Residential | MONTEREY | 2022 | Lithium Ion |  | SolarEdge | 9.7 | 5 | 10 | Behind the Meter | [7 empty] | Solar | 0 | 10
473180 | [5 empty] | ISA Issued | Residential | ANDOVER | 2022 | Lithium Ion |  | Tesla | 13.5 | 0 | 7.6 | Behind the Meter | [7 empty] | Solar | 9.6 | 7.6
473249 | [5 empty] | ISA Issued | Residential | ROWE | 2022 | Lithium Ion |  | Tesla | 13.5 | 0 | 7.6 | Behind the Meter | [7 empty] | Solar | 8 | 7.6
473316 | [5 empty] | ISA Issued | Residential | FRANKLIN | 2022 | Lithium Ion |  | Tesla | 13.5 | 0 | 7.6 | Behind the Meter | [7 empty] | Solar | 14.4 | 11.4
473412 | [5 empty] | ISA Issued | Residential | WESTFORD | 2022 | Lithium Ion |  | Tesla | 0 | 13.5 | 5 | Behind the Meter | [7 empty] | Solar | 12 | 25.2
473417 | [5 empty] | ISA Issued | Residential | NEWBURY | 2022 | Lithium Ion |  | Solaredge | 9.7 | 0 | 10 | Behind the Meter | [7 empty] | Solar | 0 | 10
473519 | [5 empty] | ISA Issued | Residential | PLAINVILLE | 2022 | Lithium Ion |  | Enphase Energy | 3.84 | 3.84 | 3.84 | Behind the Meter | [7 empty] | Solar | 6.57 | 16.66
473594 | [5 empty] | Application Submitted | Residential | CHARLTON | 2022 | Lithium Ion |  | Enphase Energy | 0 | 10.08 | 3.84 | Behind the Meter | [7 empty] | Solar | 11.6 | 16.09
473663 | [5 empty] | ISA Issued | Residential | STOCKBRIDGE | 2022 | Lithium Ion |  | Tesla | 13.5 | 0 | 5 | Behind the Meter | [7 empty] | Solar | 0 | 9.188
473685 | [5 empty] | Application Submitted | Residential | DOUGLAS | 2022 | Lithium Ion |  | Enphase Energy | 0 | 10.08 | 3.84 | Behind the Meter | [7 empty] | Solar | 15.2 | 18.7
473785 | [5 empty] | ISA Issued | Residential | WEBSTER | 2022 | Lithium Ion |  | Enphase Energy | 0 | 10.05 | 3.84 | Behind the Meter | [7 empty] | Solar | 11.6 | 12.25
473878 | [5 empty] | Application Submitted | Residential | NORTH ANDOVER | 2022 | Lithium Ion |  | Tesla | 0 | 13.5 | 5 | Behind the Meter | [7 empty] | Solar | 29.53 | 37.8
473967 | [5 empty] | Full Payment Received | Residential | MARLBOROUGH | 2022 | Lithium Ion |  | Tesla | 13.5 | 0 | 7.6 | Behind the Meter | [7 empty] | Solar | 12 | 15.2
473998 |  |  | MA Smart |  |  | Full Payment Received | Residential | MEDFORD | 2022 | Lithium Ion |  | Enphase Energy | 0 | 3.36 | 1.28 | Behind the Meter | [7 empty] | Solar | 11.34 | 14.52
475112 | [5 empty] | Full Payment Received | Residential | BOXFORD | 2022 | Lithium Ion |  | Tesla | 13.5 | 0 | 7.6 | Behind the Meter | [7 empty] | Solar | 14.4 | 15.2
475135 |  |  | MA Smart |  |  | Application Submitted | Commercial | NORTH ADAMS | 2022 | Lithium Ion |  | Solectria | 640 | 640 | 125 | Standalone | [7 empty] | Solar | 1792.56 | 1250
475161 | [5 empty] | Full Payment Received | Residential | SAUGUS | 2022 | Lithium Ion |  | Tesla | 13.5 | 0 | 7.6 | Behind the Meter | [7 empty] | Solar | 12.8 | 15.2
475207 | [5 empty] | Full Payment Received | Residential | NORTH QUINCY | 2022 | Lithium Ion |  | Tesla | 13.5 | 0 | 7.6 | Behind the Meter | [7 empty] | Solar | 13.6 | 15.2
475256 | [5 empty] | ISA Issued | Residential | HALIFAX | 2022 | Lithium Ion |  | Tesla | 0 | 13.5 | 5 | Behind the Meter | [7 empty] | Solar | 4.8 | 13.8
475389 | [5 empty] | Application Submitted | Industrial | MARLBOROUGH | 2022 | Lithium Ion |  | Tesla | 0 | 2088 | 1044 | Standalone | [5 empty] | No
475577 | [5 empty] | Full Payment Received | Residential | EAST DOUGLAS | 2022 | Lithium Ion |  | Tesla | 0 | 13.5 | 5 | Behind the Meter | [7 empty] | Solar | 23.04 | 25.2
475652 |  |  | MA Smart |  |  | ISA Issued | Residential | NORTHAMPTON | 2022 | Lithium Ion |  | Enphase Energy | 9.7 | 5 | 10 | Behind the Meter | [7 empty] | Solar | 0 | 10
475706 | [5 empty] | ISA Issued | Residential | SOUTHBOROUGH | 2022 | Lithium Ion |  | Tesla | 0 | 13.5 | 5 | Behind the Meter | [7 empty] | Solar | 7.2 | 12.6
475757 |  |  | MA Smart |  |  | ISA Issued | Residential | BROCKTON | 2022 | Lithium Ion |  | Tesla | 5 | 5 | 5 | Behind the Meter | [7 empty] | Solar | 10.5 | 12.6
475793 | [5 empty] | Full Payment Received | Residential | TYNGSBORO | 2022 | Lithium Ion |  | Tesla | 0 | 13.5 | 5 | Behind the Meter | [7 empty] | Solar | 4.8 | 18.8
475954 |  |  | MA Smart |  |  | ISA Issued | Residential | ANDOVER | 2022 | Lithium Ion |  | SolarEdge Technologies | 9.6 | 0 | 6 | Behind the Meter | [7 empty] | Solar | 8.17 | 6
476079 | [5 empty] | ISA Issued | Residential | RUTLAND | 2022 | Lithium Ion |  | Tesla | 0 | 13.5 | 7.6 | Behind the Meter | [7 empty] | Solar | 11.6 | 11.4
476106 | [5 empty] | Application Submitted | Residential | WEYMOUTH | 2022 | Lithium Ion |  | Tesla | 13.5 | 0 | 7.6 | Behind the Meter | [7 empty] | Solar | 9.6 | 7.6
476277 | [5 empty] | Application Submitted | Residential | S HAMILTON | 2022 | Lithium Ion |  | Tesla | 0 | 13.5 | 5 | Behind the Meter
476315 | [5 empty] | Application Submitted | Residential | LAWRENCE | 2022 | Lithium Ion |  | Tesla | 0 | 13.5 | 5 | Behind the Meter
476345 | [5 empty] | ISA Issued | Residential | DRACUT | 2022 | Lithium Ion |  | Tesla | 13.5 | 0 | 7.6 | Behind the Meter | [7 empty] | Solar | 7.2 | 7.6
476466 | [5 empty] | ISA Issued | Residential | WESTBOROUGH | 2022 | Lithium Ion |  | Tesla | 13.5 | 0 | 7.6 | Behind the Meter | [7 empty] | Solar | 11.2 | 7.6
476512 | [5 empty] | ISA Issued | Residential | BARRE | 2022 | Lithium Ion |  | Enphase Energy | 10.08 | 0 | 3.84 | Behind the Meter | [7 empty] | Solar | 7.6 | 9.35
476515 | [5 empty] | ISA Issued | Residential | ATTLEBORO | 2022 | Lithium Ion |  | Tesla | 14 | 14 | 5 | Behind the Meter | [7 empty] | Solar | 4.8 | 13.8
476541 | [5 empty] | Application Submitted | Residential | WESTBOROUGH | 2022 | Lithium Ion |  | Tesla | 0 | 13.5 | 5 | Behind the Meter
476597 | [5 empty] | Application Submitted | Residential | ATHOL | 2022 | Lithium Ion |  | Tesla | 0 | 13.5 | 5 | Behind the Meter
476641 |  |  | MA Smart |  |  | Application Submitted | Residential | SAUGUS | 2022 | Lithium Ion |  | SolarEdge Technologies | 9.6 | 0 | 7.6 | Behind the Meter | [7 empty] | Solar | 10.59 | 7.6
476650 |  |  | MA Smart |  |  | ISA Issued | Residential | NAHANT | 2022 | Lithium Ion |  | SolarEdge Technologies | 9.6 | 0 | 6 | Behind the Meter | [7 empty] | Solar | 7.67 | 6
476653 | [5 empty] | Application Submitted | Residential | EASTON | 2022 | Lithium Ion |  | Tesla | 0 | 13.5 | 5 | Behind the Meter
476741 |  |  | MA Smart |  |  | ISA Issued | Residential | E LONGMEADOW | 2022 | Lithium Ion |  | SolarEdge Technologies | 9.6 | 0 | 10 | Behind the Meter | [7 empty] | Solar | 14.2 | 10
476800 | [5 empty] | ISA Issued | Residential | WESTFORD | 2022 | Lithium Ion |  | Tesla | 13.5 | 0 | 7.6 | Behind the Meter | [7 empty] | Solar | 10.4 | 7.6
476845 | [5 empty] | Application Submitted | Residential | MARLBOROUGH | 2022 | Lithium Ion |  | Tesla | 0 | 13.5 | 5 | Behind the Meter
476916 | [5 empty] | Application Submitted | Residential | LOWELL | 2022 | Lithium Ion |  | Tesla | 0 | 13.5 | 5 | Behind the Meter
476941 |  |  | MA Smart |  |  | Application Submitted | Residential | MALDEN | 2022 | Lithium Ion |  | Enphase Energy | 0 | 3.36 | 1.28 | Behind the Meter | [7 empty] | Solar | 11.31 | 15.474
477189 | [5 empty] | ISA Issued | Residential | WEYMOUTH | 2022 | Lithium Ion |  | Tesla | 13.5 | 0 | 7.6 | Behind the Meter | [7 empty] | Solar | 7.6 | 7.6
477350 |  |  | MA Smart |  |  | ISA Issued | Residential | FLORENCE | 2022 | Lithium Ion |  | SolarEdge | 9.7 | 5 | 10 | Behind the Meter | [7 empty] | Solar | 0 | 10
477384 |  |  | MA Smart |  |  | Application Submitted | Residential | NORTHAMPTON | 2022 | Lithium Ion |  | SolarEdge | 9.7 | 5 | 10 | Behind the Meter | [7 empty] | Solar | 0 | 10
477387 | [5 empty] | ISA Issued | Residential | DUNSTABLE | 2022 | Lithium Ion |  | Tesla | 0 | 13.5 | 5 | Behind the Meter | [7 empty] | Solar | 9.6 | 17.6
477393 | [5 empty] | Application Submitted | Residential | LAWRENCE | 2022 | Lithium Ion |  | Tesla | 0 | 13.5 | 5 | Behind the Meter
477396 | [5 empty] | ISA Issued | Residential | GARDNER | 2022 | Lithium Ion |  | Solaredge | 9.7 | 0 | 10 | Behind the Meter | [7 empty] | Solar | 0 | 10
477421 |  |  | MA Smart |  |  | ISA Issued | Residential | WILLIAMSTOWN | 2022 | Lithium Ion |  | SolarEdge Technologies | 9.6 | 0 | 10 | Behind the Meter | [7 empty] | Solar | 14.56 | 10
477503 | [5 empty] | Full Payment Received | Residential | WESTMINSTER | 2022 | Lithium Ion |  | Tesla | 13.5 | 0 | 7.6 | Behind the Meter | [7 empty] | Solar | 12.8 | 15.2
477515 | [5 empty] | ISA Issued | Residential | SHIRLEY | 2022 | Lithium Ion |  | Tesla | 0 | 13.5 | 5 | Behind the Meter | [7 empty] | Solar | 20 | 20.2
477539 | [5 empty] | Full Payment Received | Residential | MENDON | 2022 | Lithium Ion |  | Tesla | 13.5 | 0 | 7.6 | Behind the Meter | [7 empty] | Solar | 19.6 | 15.2
477559 | [5 empty] | ISA Issued | Residential | WILBRAHAM | 2022 | Lithium Ion |  | Tesla | 13.5 | 0 | 7.6 | Behind the Meter | [7 empty] | Solar | 9.6 | 7.6
477583 |  |  | MA Smart |  |  | ISA Issued | Residential | ESSEX | 2022 | Lithium Ion |  | Tesla | 0 | 13.5 | 5 | Behind the Meter | [7 empty] | Solar | 0 | 19.57
477628 | [5 empty] | ISA Issued | Residential | NORWELL | 2022 | Lithium Ion |  | Tesla | 0 | 13.5 | 5 | Behind the Meter | [7 empty] | Solar | 24 | 25.2
477733 | [5 empty] | Full Payment Received | Residential | SHUTESBURY | 2022 | Lithium Ion |  | Tesla | 0 | 13.5 | 5 | Behind the Meter
478025 | [5 empty] | Full Payment Received | Residential | EVERETT | 2022 | Lithium Ion |  | Tesla | 13.5 | 0 | 7.6 | Behind the Meter | [7 empty] | Solar | 8 | 15.2
478030 | [5 empty] | Application Submitted | Residential | NEWBURY | 2022 | Lithium Ion |  | Tesla | 0 | 13.5 | 5 | Behind the Meter
478353 | [5 empty] | Application Submitted | Residential | SPENCER | 2022 | Lithium Ion |  | SUNPOWER | 0 | 1 | 0.384 | Behind the Meter | [7 empty] | Solar | 12.45 | 11.904
478385 | [5 empty] | ISA Issued | Residential | WORCESTER | 2022 | Lithium Ion |  | Tesla | 13.5 | 0 | 7.6 | Behind the Meter | [7 empty] | Solar | 13.47 | 11.4
478391 | [5 empty] | Application Submitted | Industrial | MARLBOROUGH | 2022 | Lithium Ion |  | Tesla | 1928 | 0 | 964 | Standalone | [5 empty] | No
478408 | [5 empty] | Application Submitted | Residential | SOUTHBRIDGE | 2022 | Lithium Ion |  | Enphase Energy | 10.08 | 3.84 | 3.84 | Behind the Meter | [7 empty] | Solar | 12 | 16.38
478452 |  |  | MA Smart |  |  | ISA Issued | Residential | LAWRENCE | 2022 | Lithium Ion |  | Delta Electronics | 9.6 | 0 | 5.76 | Behind the Meter | [7 empty] | Solar | 7.1 | 5.76
478602 |  |  | MA Smart |  |  | ISA Issued | Residential | MANCHESTER | 2022 | Lithium Ion |  | Enphase Energy | 0 | 10.08 | 3.84 | Behind the Meter | [7 empty] | Solar | 13.6 | 13.7
478664 | [5 empty] | ISA Issued | Residential | SAUGUS | 2022 | Lithium Ion |  | Tesla | 13.5 | 0 | 7.6 | Behind the Meter | [7 empty] | Solar | 9.6 | 7.6
478712 |  |  | MA Smart |  |  | ISA Issued | Residential | ATTLEBORO | 2022 | Lithium Ion |  | Delta Electronics | 9.6 | 0 | 3.84 | Behind the Meter | [7 empty] | Solar | 4.38 | 3.84
478730 | [5 empty] | ISA Issued | Residential | FRANKLIN | 2022 | Lithium Ion |  | Tesla | 13.5 | 0 | 7.6 | Behind the Meter | [7 empty] | Solar | 17.02 | 15.2
478811 | [5 empty] | Application Submitted | Residential | WILBRAHAM | 2022 | Lithium Ion |  | Tesla | 14 | 0 | 5 | Behind the Meter | [7 empty] | Solar | 0 | 20
478925 | [5 empty] | ISA Issued | Residential | REHOBOTH | 2022 | Lithium Ion |  | solaredge | 16 | 0 | 10 | Behind the Meter | [7 empty] | Solar | 11.6 | 10
479020 | [5 empty] | ISA Issued | Residential | BARRE | 2022 | Lithium Ion |  | Tesla | 0 | 13.5 | 5 | Behind the Meter
479051 |  |  | MA Smart |  |  | ISA Issued | Residential | MONTEREY | 2022 | Lithium Ion |  | SolarEdge | 9.7 | 0 | 10 | Behind the Meter | [7 empty] | Solar | 0 | 10
479062 | [5 empty] | ISA Issued | Residential | BRIDGEWATER | 2022 | Lithium Ion |  | Tesla | 0 | 13.5 | 5 | Behind the Meter | [7 empty] | Solar | 19.2 | 25.2
479070 | [5 empty] | ISA Issued | Residential | ANDOVER | 2022 | Lithium Ion |  | Tesla | 13.5 | 0 | 7.6 | Behind the Meter | [7 empty] | Solar | 7.2 | 7.6
479117 | [5 empty] | Application Submitted | Residential | MARLBOROUGH | 2022 | Lithium Ion |  | Tesla | 0 | 13.5 | 5 | Behind the Meter | [7 empty] | Solar | 12.8 | 17.6
479156 | [5 empty] | ISA Issued | Residential | SOUTH EASTON | 2022 | Lithium Ion |  | Tesla | 0 | 13.5 | 5 | Behind the Meter | [7 empty] | Solar | 10 | 22.6
479194 | [5 empty] | ISA Issued | Residential | COHASSET | 2022 | Lithium Ion |  | Tesla | 0 | 13.5 | 5 | Behind the Meter | [7 empty] | Solar | 7.2 | 12.6
479198 | [5 empty] | ISA Issued | Residential | MILFORD | 2022 | Lithium Ion |  | Tesla | 0 | 13.5 | 5 | Behind the Meter | [7 empty] | Solar | 8.8 | 12.6
479285 |  |  | MA Smart |  |  | Application Submitted | Residential | UXBRIDGE | 2022 | Lithium Ion |  | Tesla | 0 | 13.5 | 5 | Behind the Meter | [7 empty] | Solar | 13.2 | 20
479312 | [5 empty] | ISA Issued | Residential | ANDOVER | 2022 | Lithium Ion |  | Tesla | 13.5 | 0 | 7.6 | Behind the Meter | [7 empty] | Solar | 13.6 | 15.2
479439 | [5 empty] | ISA Issued | Residential | WESTBOROUGH | 2022 | Lithium Ion |  | Tesla | 13.5 | 0 | 7.6 | [8 empty] | Solar | 13.6 | 11.4
479458 | [5 empty] | ISA Issued | Residential | EASTON | 2022 | Lithium Ion |  | Tesla | 13.5 | 0 | 7.6 | Behind the Meter | [7 empty] | Solar | 12.8 | 17.6
479467 | [5 empty] | Application Submitted | Residential | NORTH EASTON | 2022 | Lithium Ion |  | SUNPOWER | 13 | 12 | 6 | Behind the Meter | [7 empty] | Solar | 18.68 | 29.28
479469 | [5 empty] | Application Submitted | Residential | GLOUCESTER | 2022 | Lithium Ion |  | Tesla | 13.5 | 0 | 7.6 | Behind the Meter | [7 empty] | Solar | 4.25 | 7.6
479517 | [5 empty] | ISA Issued | Residential | DRACUT | 2022 | Lithium Ion |  | Tesla | 13.5 | 0 | 7.6 | Behind the Meter | [7 empty] | Solar | 9.6 | 7.6
479560 | [5 empty] | ISA Issued | Residential | NORTH ANDOVER | 2022 | Lithium Ion |  | Tesla | 13.5 | 0 | 5 | Behind the Meter | [7 empty] | Solar | 20.4 | 20.2
479678 |  |  | MA Smart |  |  | ISA Issued | Residential | STOUGHTON | 2022 | Lithium Ion |  | SolarEdge Technologies | 9.6 | 0 | 3.8 | Behind the Meter | [7 empty] | Solar | 0 | 7.6
479868 | [5 empty] | Application Submitted | Residential | BOXFORD | 2022 | Lithium Ion |  | Tesla | 13.5 | 0 | 5 | Behind the Meter | [7 empty] | Solar | 34 | 47.8
479881 | [5 empty] | Application Submitted | Residential | SWAMPSCOTT | 2022 | Lithium Ion |  | Tesla | 0 | 13.5 | 5 | Behind the Meter
479921 | [5 empty] | Application Submitted | Residential | WESTFORD | 2022 | Lithium Ion |  | Tesla | 13.5 | 0 | 5 | Behind the Meter | [7 empty] | Solar | 4.8 | 17.8
480010 | [5 empty] | ISA Issued | Residential | AUBURN | 2022 | Lithium Ion |  | Tesla | 5 | 5 | 5 | Behind the Meter
480030 | [5 empty] | ISA Issued | Residential | CHERRY VALLEY | 2022 | Lithium Ion |  | Tesla | 0 | 13.5 | 5 | Behind the Meter | [7 empty] | Solar | 9.6 | 12.6
480159 |  |  | MA Smart |  |  | ISA Issued | Residential | BELLINGHAM | 2022 | Lithium Ion |  | SolarEdge Technologies | 9.6 | 0 | 3.8 | Behind the Meter | [7 empty] | Solar | 3 | 8.745
480191 |  |  | MA Smart |  |  | Full Payment Received | Residential | MONSON | 2022 | Lithium Ion |  | SolarEdge Technologies | 9.6 | 0 | 3.8 | Behind the Meter | [7 empty] | Solar | 3.6 | 3.8
480347 | [5 empty] | Application Submitted | Residential | MONSON | 2022 | Lithium Ion |  | GENERAC | 18 | 0 | 7.6 | [8 empty] | Battery Add-On | 0 | 15.2
480402 | [5 empty] | Application Submitted | Residential | N BROOKFIELD | 2022 | Lithium Ion |  | GENERAC | 18 | 0 | 7.6 | Behind the Meter | [7 empty] | Solar | 0 | 15.2
480519 | [5 empty] | ISA Issued | Residential | BLACKSTONE | 2022 | Lithium Ion |  | Tesla | 0 | 13.5 | 5 | Behind the Meter
480568 |  |  | MA Smart |  |  | ISA Issued | Residential | MONSON | 2022 | Lithium Ion |  | SolarEdge Technologies | 9.6 | 0 | 7.6 | Behind the Meter | [7 empty] | Solar | 9.94 | 7.6
480578 | [5 empty] | ISA Issued | Residential | BEVERLY | 2022 | Lithium Ion |  | Tesla | 0 | 13.5 | 5 | Behind the Meter
480883 | [5 empty] | ISA Issued | Residential | AUBURN | 2022 | Lithium Ion |  | Tesla | 0 | 13.5 | 5 | Behind the Meter
480999 | [5 empty] | ISA Issued | Residential | HUBBARDSTON | 2022 | Lithium Ion |  | Generac | 18 | 0 | 7.6 | Behind the Meter | [7 empty] | Solar | 8.69 | 7.6
481070 |  |  | MA Smart |  |  | ISA Issued | Residential | WILLIAMSTOWN | 2022 | Lithium Ion |  | Tesla | 0 | 13.5 | 5 | Behind the Meter | [7 empty] | Solar | 18.79 | 16.4
481074 | [5 empty] | ISA Issued | Residential | MENDON | 2022 | Lithium Ion |  | Tesla | 0 | 13.5 | 5 | Behind the Meter
481196 | [5 empty] | ISA Issued | Residential | NORTHAMPTON | 2022 | Lithium Ion |  | SolarEdge | 9.7 | 0 | 10 | Behind the Meter | [7 empty] | Solar | 0 | 10
481212 | [5 empty] | ISA Issued | Residential | MILLVILLE | 2022 | Lithium Ion |  | Tesla | 0 | 13.5 | 5 | Behind the Meter
481330 |  |  | MA Smart |  |  | ISA Issued | Residential | WEYMOUTH | 2022 | Lithium Ion |  | Tesla | 0 | 13.5 | 5 | Behind the Meter | [7 empty] | Solar | 13.28 | 25.2
481649 |  |  | MA Smart |  |  | Application Submitted | Residential | ANDOVER | 2022 | Lithium Ion |  | Enphase Energy | 0 | 13 | 6.4 | Behind the Meter | [7 empty] | Solar | 0 | 16.384
481836 |  |  | MA Smart |  |  | ISA Issued | Residential | LENOX | 2022 | Lithium Ion |  | Delta Electronics | 9.6 | 0 | 7.68 | Behind the Meter | [7 empty] | Solar | 9.23 | 7.68
482139 |  |  | MA Smart |  |  | Application Submitted | Residential | WEBSTER | 2022 | Lithium Ion |  | Enphase Energy | 0 | 10.08 | 3.84 | Behind the Meter
482613 | [5 empty] | Application Submitted | Residential | BERLIN | 2022 | Lithium Ion |  | Tesla | 13.5 | 13.5 | 5 | Behind the Meter | [7 empty] | Solar | 0 | 18
482673 | [5 empty] | ISA Issued | Residential | OXFORD | 2022 | Lithium Ion |  | Enphase Energy | 0 | 10.08 | 3.84 | Behind the Meter | [7 empty] | Solar | 14.28 | 13.7
482898 |  |  | MA Smart |  |  | ISA Issued | Residential | WORCESTER | 2022 | Lithium Ion |  | SUNPOWER | 0 | 13 | 6.8 | Behind the Meter | [7 empty] | Solar | 0 | 12.944
483052 | [5 empty] | Application Submitted | Residential | ANDOVER | 2022 | Lithium Ion |  | Tesla | 13.5 | 0 | 7.6 | Behind the Meter | [7 empty] | Solar | 14.4 | 11.4
483142 | [5 empty] | Application Submitted | Residential | BLACKSTONE | 2022 | Lithium Ion |  | SOLAREDGE | 5 | 5 | 5 | Behind the Meter | [7 empty] | Solar | 8.75 | 7.6
483153 | [5 empty] | Application Submitted | Residential | WHITMAN | 2022 | Lithium Ion |  | Enphase Energy | 0 | 10.08 | 3.84 | Behind the Meter | [7 empty] | Solar | 18.8 | 21.31
483310 |  |  | MA Smart |  |  | Application Submitted | Residential | DRACUT | 2022 | Lithium Ion |  | SolarEdge Technologies | 9.6 | 0 | 6 | Behind the Meter | [7 empty] | Solar | 6.57 | 6
483314 |  |  | MA Smart |  |  | ISA Issued | Residential | LOWELL | 2022 | Lithium Ion |  | SolarEdge Technologies | 9.6 | 0 | 3.8 | Behind the Meter | [7 empty] | Solar | 4.88 | 3.8
483661 | [5 empty] | ISA Issued | Residential | NORTHAMPTON | 2022 | Lithium Ion |  | SolarEdge | 9.7 | 5 | 10 | Behind the Meter | [7 empty] | Solar | 0 | 10
483675 | [5 empty] | Application Submitted | Residential | BOLTON | 2022 | Lithium Ion |  | Enphase Energy | 0 | 10.08 | 3.84 | Behind the Meter | [7 empty] | Solar | 19.2 | 21.6
483824 | [5 empty] | Application Submitted | Residential | ESSEX | 2022 | Lithium Ion |  | Tesla | 0 | 13.5 | 5 | Behind the Meter
483858 | [5 empty] | Application Submitted | Residential | STOUGHTON | 2022 | Lithium Ion |  | Tesla | 0 | 13.5 | 5 | Behind the Meter
484084 |  |  | MA Smart |  |  | Application Submitted | Industrial | FALL RIVER | 2022 | Lithium Ion |  | BYD-CHESS | 266 | 0 | 60 | Behind the Meter | [7 empty] | Solar | 155.04 | 186.3
484127 | [5 empty] | Application Submitted | Residential | PEPPERELL | 2022 | Lithium Ion |  | Tesla | 13.5 | 0 | 7.6 | Behind the Meter | [7 empty] | Solar | 7.2 | 7.6
484294 | [5 empty] | Application Submitted | Residential | BELCHERTOWN | 2022 | Lithium Ion |  | Tesla | 0 | 13.5 | 5 | Behind the Meter
484329 | [5 empty] | Application Submitted | Residential | HARVARD | 2022 | Lithium Ion |  | Tesla | 0 | 13.5 | 5 | Behind the Meter
484345 | [5 empty] | Application Submitted | Residential | NORTHBOROUGH | 2022 | Lithium Ion |  | Enphase Energy | 10 | 10 | 10.5 | Behind the Meter | [7 empty] | Solar | 0 | 15.14
484436 | [5 empty] | Application Submitted | Residential | MEDFORD | 2022 | Lithium Ion |  | Tesla | 13.5 | 0 | 7.6 | Behind the Meter | [7 empty] | Solar | 13.6 | 15.2
484942 | [5 empty] | ISA Issued | Residential | BROCKTON | 2022 | Lithium Ion |  | Tesla | 0 | 13.5 | 5 | Behind the Meter | [7 empty] | Solar | 7.2 | 16
484982 | [5 empty] | Application Submitted | Residential | BERLIN | 2022 | Lithium Ion |  | Tesla | 13.5 | 0 | 7.6 | Behind the Meter | [7 empty] | Solar | 12 | 15.2
485002 | [5 empty] | Application Submitted | Residential | WESTFORD | 2022 | Lithium Ion |  | Tesla | 13.5 | 0 | 7.6 | Behind the Meter | [7 empty] | Solar | 10.8 | 15.2
485036 | [5 empty] | Application Submitted | Residential | MALDEN | 2022 | Lithium Ion |  | Tesla | 0 | 13.5 | 7.6 | Behind the Meter | [7 empty] | Solar | 10.8 | 15.2
485169 |  |  | MA Smart |  |  | ISA Issued | Residential | WORCESTER | 2022 | Lithium Ion |  | SolarEdge Technologies | 9.6 | 0 | 3.8 | Behind the Meter | [7 empty] | Solar | 3.9 | 3.8
485413 | [5 empty] | Application Submitted | Residential | GLOUCESTER | 2022 | Lithium Ion |  | Tesla | 13.5 | 0 | 7.6 | Behind the Meter | [7 empty] | Solar | 11.23 | 15.2
485425 | [5 empty] | ISA Issued | Residential | PALMER | 2022 | Lithium Ion |  | SolarEdge | 9.7 | 0 | 10 | Behind the Meter | [7 empty] | Solar | 0 | 10
485460 | [5 empty] | Application Submitted | Residential | SOUTH EASTON | 2022 | Lithium Ion |  | Tesla | 0 | 13.5 | 5 | Behind the Meter
485511 | [5 empty] | Application Submitted | Residential | WESTFORD | 2022 | Lithium Ion |  | Tesla | 0 | 13.5 | 5 | Behind the Meter
485570 | [5 empty] | Application Submitted | Residential | BRIMFIELD | 2022 | Lithium Ion |  | Tesla | 0 | 13.5 | 5 | Behind the Meter
485595 | [5 empty] | Application Submitted | Residential | SOUTHBOROUGH | 2022 | Lithium Ion |  | Tesla | 0 | 13.5 | 5 | Behind the Meter
485658 | [5 empty] | Application Submitted | Residential | ESSEX | 2022 | Lithium Ion |  | Tesla | 0 | 13.5 | 5 | Behind the Meter | [7 empty] | Solar | 4.8 | 37.6
485876 | [5 empty] | Application Submitted | Residential | ANDOVER | 2022 | Lithium Ion |  | Tesla | 0 | 13.5 | 5 | Behind the Meter
486273 | [5 empty] | Application Submitted | Residential | SUTTON | 2022 | Lithium Ion |  | Enphase Energy | 3.36 | 3.36 | 3.36 | Behind the Meter | [7 empty] | Solar | 9.72 | 10.32
486356 |  |  | MA Smart |  |  | ISA Issued | Residential | UPTON | 2022 | Lithium Ion |  | SOLAREDGE | 5 | 5 | 5 | Behind the Meter | [7 empty] | Solar | 12.8 | 15
486457 | [5 empty] | Application Submitted | Residential | E BRIDGEWATER | 2022 | Lithium Ion |  | Tesla | 0 | 13.5 | 5 | Behind the Meter | [7 empty] | Solar | 9.2 | 32.6
486542 |  |  | MA Smart |  |  | ISA Issued | Residential | ATTLEBORO | 2022 | Lithium Ion |  | Enphase Energy | 0 | 10.08 | 3.84 | Behind the Meter | [7 empty] | Solar | 0 | 13.82
486553 | [5 empty] | Application Submitted | Residential | WILBRAHAM | 2022 | Lithium Ion |  | Tesla | 13.5 | 0 | 7.6 | Behind the Meter | [7 empty] | Solar | 12.8 | 15.2
486700 |  |  | MA Smart |  |  | Application Submitted | Residential | PRIDES XING | 2022 | Lithium Ion |  | Tesla | 0 | 13.5 | 5 | Behind the Meter
486751 | [5 empty] | ISA Issued | Residential | SEEKONK | 2022 | Lithium Ion |  | GENERAC | 18 | 0 | 7.6 | Behind the Meter | [7 empty] | Solar | 8.8 | 7.6
487055 | [5 empty] | ISA Issued | Residential | WESTFORD | 2022 | Lithium Ion |  | Tesla | 13.5 | 0 | 7.6 | Behind the Meter | [7 empty] | Solar | 9.6 | 7.6
487189 | [5 empty] | Application Submitted | Residential | FISKDALE | 2022 | Lithium Ion |  | Enphase Energy | 0 | 10.08 | 3.84 | Behind the Meter
487428 | [5 empty] | ISA Issued | Residential | SCITUATE | 2022 | Lithium Ion |  | Tesla | 0 | 13.5 | 5 | Behind the Meter | [7 empty] | Solar | 9.2 | 12.6
487623 | [5 empty] | ISA Issued | Residential | GLOUCESTER | 2022 | Lithium Ion |  | Enphase Energy | 0 | 10.08 | 3.84 | Behind the Meter | [7 empty] | Solar | 3.92 | 10.29
487761 | [5 empty] | Application Submitted | Residential | SOUTH GRAFTON | 2022 | Lithium Ion |  | Tesla | 13.5 | 0 | 7.6 | Behind the Meter | [7 empty] | Solar | 16.4 | 15.2
487913 |  |  | MA Smart |  |  | ISA Issued | Residential | ANDOVER | 2022 | Lithium Ion |  | Tesla | 5 | 5 | 5 | Behind the Meter | [7 empty] | Solar | 11.2 | 12.6
488292 | [5 empty] | ISA Issued | Residential | SWANSEA | 2022 | Lithium Ion |  | Enphase Energy | 0 | 10.08 | 3.84 | Behind the Meter
488296 | [5 empty] | Application Submitted | Residential | HARVARD | 2022 | Lithium Ion |  | Tesla | 0 | 13.5 | 5 | Behind the Meter
488438 | [5 empty] | Application Submitted | Residential | SCITUATE | 2022 | Lithium Ion |  | Tesla | 13.5 | 13.5 | 5 | Behind the Meter
488587 |  |  | MA Smart |  |  | Application Submitted | Residential | ANDOVER | 2022 | Lithium Ion |  | SolarEdge | 10 | 0 | 7.6 | Behind the Meter | [7 empty] | Solar | 8.8 | 7.6
488634 | [5 empty] | Application Submitted | Residential | LANCASTER | 2022 | Lithium Ion |  | GENERAC | 18 | 0 | 7.6 | Behind the Meter | [7 empty] | Solar | 4.8 | 12.6
488992 | [5 empty] | Application Submitted | Residential | NORTHAMPTON | 2022 | Lithium Ion |  | LG Chem | 16 | 16 | 7.6 | Behind the Meter | [7 empty] | Solar | 4.02 | 7.6
489167 |  |  | MA Smart |  |  | ISA Issued | Residential | TEWKSBURY | 2022 | Lithium Ion |  | SolarEdge Technologies | 9.6 | 0 | 7.6 | Behind the Meter | [7 empty] | Solar | 0 | 7.6
489169 |  |  | MA Smart |  |  | ISA Issued | Residential | TOPSFIELD | 2022 | Lithium Ion |  | SolarEdge Technologies | 9.6 | 0 | 10 | Behind the Meter | [7 empty] | Solar | 0 | 10
489464 |  |  | MA Smart |  |  | ISA Issued | Residential | HAVERHILL | 2022 | Lithium Ion |  | SolarEdge Technologies | 9.6 | 0 | 6 | Behind the Meter | [7 empty] | Solar | 0 | 6
489541 | [5 empty] | Application Submitted | Residential | UPTON | 2022 | Lithium Ion |  | Tesla | 13.5 | 0 | 7.6 | Behind the Meter | [7 empty] | Solar | 7.2 | 7.6
489544 | [5 empty] | Application Submitted | Residential | E LONGMEADOW | 2022 | Lithium Ion |  | Tesla | 0 | 13.5 | 5 | Behind the Meter | [7 empty] | Solar | 8 | 27.6
489567 | [5 empty] | Application Submitted | Residential | WESTBOROUGH | 2022 | Lithium Ion |  | Tesla | 13.5 | 0 | 7.6 | Behind the Meter | [7 empty] | Solar | 11.6 | 15.2
489672 | [5 empty] | Application Submitted | Residential | MILFORD | 2022 | Lithium Ion |  | Tesla | 0 | 13.5 | 5 | Behind the Meter
489715 | [5 empty] | Application Submitted | Residential | MONSON | 2022 | Lithium Ion |  | SolarEdge | 9.7 | 10 | 10 | Behind the Meter | [7 empty] | Solar | 0 | 10
489765 | [5 empty] | ISA Issued | Residential | NEWBURY | 2022 | Lithium Ion |  | SolarEdge | 5 | 0 | 7.6 | Behind the Meter | [7 empty] | Solar | 0 | 7.6
489902 | [5 empty] | Application Submitted | Residential | DUDLEY | 2022 | Lithium Ion |  | Tesla | 0 | 13.5 | 5 | Behind the Meter | [7 empty] | Solar | 20 | 20.2
489948 | [5 empty] | Application Submitted | Residential | WEST NEWBURY | 2022 | Lithium Ion |  | Tesla | 0 | 13.5 | 5 | Behind the Meter | [7 empty] | Solar | 10.4 | 12.6
489974 | [5 empty] | Application Submitted | Residential | SEEKONK | 2022 | Lithium Ion |  | Tesla | 13.5 | 5 | 5 | Behind the Meter
489983 | [5 empty] | Application Submitted | Residential | WEYMOUTH | 2022 | Lithium Ion |  | Tesla | 13.5 | 0 | 5 | Behind the Meter | [7 empty] | Solar | 11.6 | 20.2
489990 | [5 empty] | Application Submitted | Residential | SHIRLEY | 2022 | Lithium Ion |  | Tesla | 0 | 13.5 | 5 | Behind the Meter | [7 empty] | Solar | 15.6 | 21.31
490076 | [5 empty] | Application Submitted | Residential | ROCKLAND | 2022 | Lithium Ion |  | Tesla | 13.5 | 5 | 5 | Behind the Meter
490316 | [5 empty] | Application Submitted | Residential | MANCHESTER | 2022 | Lithium Ion |  | Tesla | 0 | 13.5 | 7.6 | Behind the Meter | [7 empty] | Solar | 9.6 | 7.6
490718 | [5 empty] | Application Submitted | Residential | E BRIDGEWATER | 2022 | Lithium Ion |  | Tesla | 0 | 13.5 | 5 | Behind the Meter
490781 | [5 empty] | Application Submitted | Residential | BROCKTON | 2022 | Lithium Ion |  | Tesla | 13.5 | 5 | 5 | Behind the Meter
490936 |  |  | MA Smart |  |  | Application Submitted | Residential | MENDON | 2022 | Lithium Ion |  | SOLAREDGE TECHNOLOGIES | 9.6 | 0 | 10 | Behind the Meter | [7 empty] | Solar | 4.62 | 15
492260 | [5 empty] | Application Submitted | Residential | North Andover | 2022 | Lithium Ion |  | Enphase Energy | 10.5 | 0 | 3.84 | Behind the Meter
459143 | [5 empty] | Full Payment Received | Residential | Malden | 2022 | Lithium Ion |  | Tesla | 27 | 0 | 15.2 | Behind the Meter | [6 empty] | DC-Coupled | Solar | 17.6 | 15.2
421208 | [5 empty] | Full Payment Received | Residential | North Andover | 2022 | Lithium Ion |  | Tesla | 27 | 0 | 15.2 | [7 empty] | DC-Coupled | Solar | 13.6 | 15.2
[14 empty] | 1293136.48 | 710943.884