## 2025 Eligible Circuits by EDC
Department of Energy Resources Clean Peak Energy Standard 2025 DCM Eligible Circuits List Last Updated: April 15, 2025
Per 225 CMR 21.05(6)(g) The Department may establish a Distribution Circuit Multiplier that modifies the number of Clean Peak Energy Certificates generated by a Clean Peak Resource based on the locational value of the unique load profile and particular needs of each distribution circuit, as defined by the Department, in consultation with the Distribution Companies. The Department's DCM Eligible Circuits List identified circuits which the Department has identified as eligible for the DCM. More information may be found in Clean Peal Distribution Circuit Multiplier Guideline for Clean Peak Energy Portfolio Standard Participants.
Electric Distribution Company | Total Circuits | Circuits Missing Information | CIP Circuits | Tx Lines | DCM Eligible Circuits
Eversource | 2078 | 544 | 19 | 0 | 151
National Grid | 1163 | 173 | 19 | 0 | 97
Unitil | 50 | 0 | 0 | 7 | 4

## 2025 Eversource List
General Information |  |  |  |  | Substation Information | [9 empty] | Circuit Information | [11 empty] | DCM Information
| Sort Identifier | Company | Division | District | Substation Name | Substation Number | Circuit Sub XFMR Identifier | Substation Location by Town | Substation Classification | Feeder/Circuit ID | Feeder/Circuit Location by Town/City | Feeder/Circuit Voltage 2022 | Feeder/Circuit Voltage 2023 | Feeder/Circuit Voltage 2024 | Feeder/Ckt PEAK Load MVA 2022 | Feeder/Ckt PEAK Load MVA 2023 | Feeder/Ckt PEAK Load MVA 2024 | Normal Rating MVA in 2022 | Normal Rating MVA in 2023 | Normal Rating MVA in 2024 | 2022 peak to normal rating %age | 2023 peak to normal rating %age | 2024 peak to normal rating %age | 3 year Average | Complete Data? (Y/N) | CIP Circuit? (Y/N) | DCM Eligible? (Y/N) | Eligible DCM Capacity (MW) | Reserved DCM Capacity | Remaining DCM Capacity (MW)
| 1534 | NSTAR | West | Walpole | South Street | 146 | 110B | Walpole | D | 146-H1 | SHA,WLP,WAL | 13.8kV | 13.8kV | 13.8kV | 10.3136 | 9.287 | 10.1942 | 11.6983 | 11.6983 | 11.6983 | 88.16% | 79.39% | 87.14% | 84.9% | Y | N | Y | 5 | 4.99 | 0.01
| 1723 | NSTAR | West | Southboro | Acton | 416 | 110A | Maynard | D | 416-H4 | ACT,MAY | 13.8kV | 13.8kV | 13.8kV | 5.9208 | 8.7379 | 6.4937 | 8.5946 | 8.5946 | 8.5946 | 68.89% | 101.7% | 75.56% | 82.04% | Y | N | Y | 5 | 3.968 | 1.032
| 1398 | NSTAR | South | Cape & Vineyard | ORL Sub | 975 | 2 | Orleans | D | 4-95A-606 | ORL | 22.8kV | 22.8kV | 22.8kV | 8.2044 | 6.3899 | 6.8238 | 9.0721 | 9.0721 | 9.0721 | 90.43% | 70.43% | 75.22% | 78.7% | Y | N | Y | 5 | 1.32 | 3.68
| 1721 | NSTAR | West | Southboro | Acton | 416 | 110B | Maynard | D | 416-H2 | ACT,LIT | 13.8kV | 13.8kV | 13.8kV | 9.3347 | 9.3347 | 9.3586 | 11.6983 | 11.6983 | 11.6983 | 79.8% | 79.8% | 80% | 79.86% | Y | N | Y | 5 | 1.0738 | 3.9262
| 1720 | NSTAR | West | Southboro | Acton | 416 | 110A | Maynard | D | 416-H1 | ACT,MAY | 13.8kV | 13.8kV | 13.8kV | 7.9262 | 11.1492 | 7.8307 | 11.5789 | 11.5789 | 11.5789 | 68.45% | 96.29% | 67.63% | 77.46% | Y | N | Y | 5 | 0.5 | 4.5
| 1651 | NSTAR | West | Waltham | Marrett Road | 320 | 110B | Lexington | D | 320-H5XY | LEX,WAL | 13.8kV | 13.8kV | 13.8kV | 9.4302 | 8.9289 | 9.3586 | 11.6983 | 11.6983 | 11.6983 | 80.61% | 76.33% | 80% | 78.98% | Y | N | Y | 5 | 0.25 | 4.75
| 1829 | NSTAR | West | Walpole | Medway | 65 | 110A | Medway | D | 65-H4 | BLG,MDW | 13.8kV | 13.8kV | 13.8kV | 7.9978 | 13.7037 | 8.0694 | 11.6983 | 11.6983 | 11.6983 | 68.37% | 117.1% | 68.98% | 84.83% | Y | N | Y | 5 | 0 | 5
| 1485 | NSTAR | West | Walpole | Stone Street | 26 | 14B | Walpole | D | 2601 | WLP | 4.16kV | 4.16kV | 4.16kV | 2.0295 | 1.72 | 1.7416 | 2.159 | 2.159 | 2.159 | 94% | 79.67% | 80.67% | 84.78% | Y | N | Y | 2 | 0 | 2
| 1985 | WMECO | SOUTHERN | SPRINGFIELD | Piper_21N | 21N | 21N-1X | WEST SPRINGFIELD | D | 21N5 | WEST SPRINGFIELD | 13.8kV | 13.8 | 13.8 | 8.4 | 8.4 | 13.9 | 12.1 | 12.1 | 12.1 | 69.42% | 69.42% | 114.9% | 84.57% | Y | N | Y | 5 | 0 | 5
| 217 | NSTAR | Central | Somerville | Woburn | 211 | 110C | Woburn | D | 211-H5 | WAY,WOB | 13.8kV | 13.8kV | 13.8kV | 7.6397 | 6.4221 | 7.1383 | 8.3559 | 8.3559 | 8.3559 | 91.43% | 76.86% | 85.43% | 84.57% | Y | N | Y | 5 | 0 | 5
| 1216 | NSTAR | South | Plymouth | Valley Sub | 715 | 2 | Plymouth | D | 3-87-87 | PLY | 22.8kV | 22.8kV | 22.8kV | 5.6405 | 5.601 | 5.7194 | 6.7055 | 6.7055 | 6.7055 | 84.12% | 83.53% | 85.29% | 84.31% | Y | N | Y | 5 | 0 | 5
| 2009 | WMECO | SOUTHERN | SPRINGFIELD | Franconia_22H | 22H | 22H-3X | LONGMEADOW | D | 22H14 | LONGMEADOW | 13.8kV | 13.8 | 13.8 | 9.7 | 3.9 | 12.9 | 10.5 | 10.5 | 10.5 | 92.38% | 37.14% | 122.9% | 84.13% | Y | N | Y | 5 | 0 | 5
| 1608 | NSTAR | West | Waltham | Waltham | 282 | 110B | Waltham | D | 282-H1 | LIN,WAL,WAY,WTN | 13.8kV | 13.8kV | 13.8kV | 9.096 | 9.2392 | 11.173 | 11.6983 | 11.6983 | 11.6983 | 77.76% | 78.98% | 95.51% | 84.08% | Y | N | Y | 5 | 0 | 5
| 1771 | NSTAR | West | Waltham | Arsenal Street | 467 | 110A | Watertown | D | 467-H14 | WAT NEW | 13.8kV | 13.8kV | 13.8kV | 8.6185 | 10.5046 | 10.3136 | 11.6983 | 11.6983 | 11.6983 | 73.67% | 89.8% | 88.16% | 83.88% | Y | N | Y | 5 | 0 | 5
| 1552 | NSTAR | West | Waltham | Needham | 148 | 110B | Needham | D | 148-H1 | MDF,NEE,WRX | 13.8kV | 13.8kV | 13.8kV | 8.905 | 9.3347 | 9.9555 | 11.2208 | 11.2208 | 11.2208 | 79.36% | 83.19% | 88.72% | 83.76% | Y | N | Y | 5 | 0 | 5
| 588 | NSTAR | Central | Somerville | Willoughby St | 488 | 110B | Chelsea | D | 488-H8 | CHE EBO | 13.8kV | 13.8kV | 13.8kV | 7.019 | 6.8996 | 7.0428 | 8.3559 | 8.3559 | 8.3559 | 84% | 82.57% | 84.29% | 83.62% | Y | N | Y | 5 | 0 | 5
| 2036 | WMECO | SOUTHERN | SPRINGFIELD | Silver_30A | 30A | 30A-2X | AGAWAM | D | 30A6 | AGAWAM | 13.8kV | 13.8 | 13.8 | 5.5 | 5.5 | 9.3 | 8.1 | 8.1 | 8.1 | 67.9% | 67.9% | 114.8% | 83.54% | Y | N | Y | 5 | 0 | 5
| 718 | NSTAR | Central | Somerville | Putnam | 817 | 14A | Cambridge | D | 817-09 | CAM | 4.16kV | 4.16kV | 4.16kV | 2.4325 | 2.2958 | 1.5833 | 2.5189 | 2.5189 | 2.5189 | 96.57% | 91.14% | 62.86% | 83.52% | Y | N | Y | 2 | 0 | 2
| 1819 | NSTAR | West | Waltham | Hartwell Avenue | 533 | 110B | Lexington | D | 533-H7 | BED | 13.8kV | 13.8kV | 13.8kV | 8.332 | 8.6185 | 8.7379 | 10.2658 | 10.2658 | 10.2658 | 81.16% | 83.95% | 85.12% | 83.41% | Y | N | Y | 5 | 0 | 5
| 1818 | NSTAR | West | Waltham | Hartwell Avenue | 533 | 110A | Lexington | D | 533-H5 | BED | 13.8kV | 13.8kV | 13.8kV | 9.5973 | 8.8811 | 8.6663 | 10.8627 | 10.8627 | 10.8627 | 88.35% | 81.76% | 79.78% | 83.3% | Y | N | Y | 5 | 0 | 5
| 1666 | NSTAR | West | Southboro | Sudbury | 342 | 110A | Sudbury | D | 342-H1 | SUD,WAY | 13.8kV | 13.8kV | 13.8kV | 9.8838 | 8.8811 | 10.1226 | 11.5789 | 11.5789 | 11.5789 | 85.36% | 76.7% | 87.42% | 83.16% | Y | N | Y | 5 | 0 | 5
| 1408 | NSTAR | South | Cape & Vineyard | Chatham | 914 | 2 | Chatham | D | 4-95B-940 | CHM | 4.16kV | 4.16kV | 4.16kV | 2.0853 | 2.1943 | 2.3324 | 2.6521 | 2.6521 | 2.6521 | 78.63% | 82.74% | 87.95% | 83.11% | Y | N | Y | 2 | 0 | 2
| 542 | NSTAR | Central | Boston | Lagrange St | 443 | 24AB | W. Roxbury | D | 443-07 | BKL,NEW | 4.16kV | 4.16kV | 4.16kV | 2.3534 | 3.0299 | 2.2166 | 3.0586 | 3.0586 | 3.0586 | 76.94% | 99.06% | 72.47% | 82.82% | Y | N | Y | 2 | 0 | 2
| 1492 | NSTAR | West | Walpole | Stone Street | 26 | 14A | Walpole | D | 2609 | SHA,WLP | 4.16kV | 4.16kV | 4.16kV | 1.4466 | 1.8496 | 1.8856 | 2.0871 | 2.0871 | 2.0871 | 69.31% | 88.62% | 90.34% | 82.76% | Y | N | Y | 2 | 0 | 2
| 1547 | NSTAR | West | Waltham | Needham | 148 | 14C | Needham | D | 148-04 | NEE | 4.16kV | 4.16kV | 4.16kV | 1.5833 | 1.8424 | 1.756 | 2.0871 | 2.0871 | 2.0871 | 75.86% | 88.28% | 84.14% | 82.76% | Y | N | Y | 2 | 0 | 2
| 1119 | NSTAR | South | Plymouth | Jones River Sub | 722 | 1 | Plymouth | D | 3-17-31J1 | KIN | 4.16kV | 4.16kV | 4.16kV | 1.6553 | 1.6553 | 1.6912 | 2.0151 | 2.0151 | 2.0151 | 82.14% | 82.14% | 83.93% | 82.74% | Y | N | Y | 2 | 0 | 2
| 46 | NSTAR | Central | Boston | Central Street | 43 | 14D | Dorchester | D | 4312 | DOR | 4.16kV | 4.16kV | 4.16kV | 1.7488 | 1.5905 | 1.4825 | 1.9431 | 1.9431 | 1.9431 | 90% | 81.85% | 76.3% | 82.72% | Y | N | Y | 2 | 0 | 2
| 684 | NSTAR | Central | Somerville | Woburn | 211 | 110D | Arlington | D | 59-1393H1 | ARL | 13.8kV | 13.8kV | 13.8kV | 9.4541 | 9.3586 | 9.8361 | 11.5789 | 11.5789 | 11.5789 | 81.65% | 80.82% | 84.95% | 82.47% | Y | N | Y | 5 | 0 | 5
| 1830 | NSTAR | West | Southboro | Medway | 65 | 110B | Medway | D | 65-H5 | ASH,FRA,HOL,HOK,MDW | 13.8kV | 13.8kV | 13.8kV | 8.0694 | 13.1068 | 7.7591 | 11.6983 | 11.6983 | 11.6983 | 68.98% | 112% | 66.33% | 82.45% | Y | N | Y | 5 | 0 | 5
| 1892 | WMECO | NORTHERN | HADLEY | Midway_19B | 19B | 19B-1X | EASTHAMPTON | D | 19B5 | EASTHAMPTON | 14.8 | 13.8 | 13.8 | 10.6 | 11 | 15.5 | 15 | 15 | 15 | 70.67% | 73.33% | 103.3% | 82.44% | Y | N | Y | 5 | 0 | 5
| 34 | NSTAR | Central | Boston | Allston | 36 | 14D | Allston | D | 3619 | BRI | 4.16kV | 4.16kV | 4.16kV | 2.267 | 1.9791 | 2.159 | 2.5908 | 2.5908 | 2.5908 | 87.5% | 76.39% | 83.33% | 82.41% | Y | N | Y | 2 | 0 | 2
| 559 | NSTAR | Central | Boston | Rockingham Ave | 468 | 24AB | W. Roxbury | D | 468-01 | DED,WRX | 4.16kV | 4.16kV | 4.16kV | 2.5333 | 2.5549 | 2.4613 | 3.0586 | 3.0586 | 3.0586 | 82.82% | 83.53% | 80.47% | 82.27% | Y | N | Y | 2 | 0 | 2
| 208 | NSTAR | Central | Somerville | Woburn | 211 | 110D | Woburn | D | 211-H11 | ARL,WIN | 13.8kV | 13.8kV | 13.8kV | 9.0005 | 8.714 | 9.0721 | 10.8627 | 10.8627 | 10.8627 | 82.86% | 80.22% | 83.52% | 82.2% | Y | N | Y | 5 | 0 | 5
| 1535 | NSTAR | West | Walpole | South Street | 146 | 110A | Walpole | D | 146-H10 | NOR WLP | 13.8kV | 13.8kV | 13.8kV | 9.9793 | 10.8388 | 8.0217 | 11.6983 | 11.6983 | 11.6983 | 85.31% | 92.65% | 68.57% | 82.18% | Y | N | Y | 5 | 0 | 5
| 1976 | WMECO | SOUTHERN | SPRINGFIELD | Breckwood_20A | 20A | 20A-2X | SPRINGFIELD | D | 20A21 | SPRINGFIELD | 13.8kV | 13.8 | 13.8 | 7.6 | 7.1 | 12.4 | 11 | 11 | 11 | 69.09% | 64.55% | 112.7% | 82.12% | Y | N | Y | 5 | 0 | 5
| 1635 | NSTAR | West | Waltham | Elliot Street | 292 | 110B | Newton | D | 292-H7 | NEW | 13.8kV | 13.8kV | 13.8kV | 8.8095 | 10.4568 | 9.5496 | 11.6983 | 11.6983 | 11.6983 | 75.31% | 89.39% | 81.63% | 82.11% | Y | N | Y | 5 | 0 | 5
| 585 | NSTAR | Central | Somerville | Chelsea Sub | 488 | 110C | Chelsea | D | 488-H5 | CHE, EBO | 13.8kV | 13.8kV | 13.8kV | 10.2658 | 6.9951 | 7.4009 | 10.0271 | 10.0271 | 10.0271 | 102.4% | 69.76% | 73.81% | 81.98% | Y | N | Y | 5 | 0 | 5
| 2033 | WMECO | SOUTHERN | SPRINGFIELD | Silver_30A | 30A | 30A-1X | AGAWAM | D | 30A3 | AGAWAM | 13.8kV | 13.8 | 13.8 | 7.8 | 7.8 | 13.1 | 11.7 | 11.7 | 11.7 | 66.67% | 66.67% | 112% | 81.77% | Y | N | Y | 5 | 0 | 5
| 1862 | WMECO | NORTHERN | HADLEY | Amherst_17K | 17K | 17K-4X | AMHERST | D | 17K5 | AMHERST | 13.8kV | 13.8 | 13.8 | 7.25 | 7.3 | 12.4 | 11 | 11 | 11 | 65.91% | 66.36% | 112.7% | 81.67% | Y | N | Y | 5 | 0 | 5
| 1549 | NSTAR | West | Waltham | Needham | 148 | 14C | Needham | D | 148-06 | NEE | 4.16kV | 4.16kV | 4.16kV | 3.253 | 2.6484 | 2.7348 | 3.5264 | 3.5264 | 3.5264 | 92.24% | 75.1% | 77.55% | 81.63% | Y | N | Y | 2 | 0 | 2
| 1913 | WMECO | NORTHERN | HADLEY | Montague_21C | 21C | 21C-4X | MONTAGUE | D | 21C2 | MONTAGUE | 13.8kV | 13.8 | 13.8 | 7.53 | 7 | 12.4 | 11 | 11 | 11 | 68.45% | 63.64% | 112.7% | 81.61% | Y | N | Y | 5 | 0 | 5
| 78 | NSTAR | Central | Boston | Pingree St | 60 | 14AB | Hyde Park | D | 6003 | DOR,HYP,MIT | 4.16kV | 4.16kV | 4.16kV | 2.0367 | 1.5905 | 1.6553 | 2.159 | 2.159 | 2.159 | 94.33% | 73.67% | 76.67% | 81.56% | Y | N | Y | 2 | 0 | 2
| 923 | NSTAR | South | Plymouth | Duxbury Sub | 738 | 1 | Duxbury | D | 3-25-25 | DUX | 22.8kV | 22.8kV | 22.8kV | 11.8332 | 10.6499 | 10.2554 | 13.411 | 13.411 | 13.411 | 88.24% | 79.41% | 76.47% | 81.37% | Y | N | Y | 5 | 0 | 5
| 1467 | NSTAR | West | Walpole | Dedham | 20 | 14G | Dedham | D | 2007 | DED | 4.16kV | 4.16kV | 4.16kV | 1.9935 | 2.0151 | 2.3102 | 2.5908 | 2.5908 | 2.5908 | 76.94% | 77.78% | 89.17% | 81.3% | Y | N | Y | 2 | 0 | 2
| 104 | NSTAR | Central | Boston | Andrew Sq | 106 | 110B | South Boston | D | 106-H2 | DOR,SOB | 13.8kV | 13.8kV | 13.8kV | 7.2816 | 7.4487 | 7.3771 | 9.0721 | 9.0721 | 9.0721 | 80.26% | 82.11% | 81.32% | 81.23% | Y | N | Y | 5 | 0 | 5
| 1555 | NSTAR | West | Waltham | Needham | 148 | 110C | Needham | D | 148-H4 | NEE | 13.8kV | 13.8kV | 13.8kV | 9.3109 | 11.0298 | 8.141 | 11.6983 | 11.6983 | 11.6983 | 79.59% | 94.29% | 69.59% | 81.16% | Y | N | Y | 5 | 0 | 5
| 357 | NSTAR | Central | Boston | Mattapan | 311 | 110B | Mattapan | D | 311-13 | HYP | 4.16kV | 4.16kV | 4.16kV | 2.5477 | 1.425 | 2.3318 | 2.5908 | 2.5908 | 2.5908 | 98.33% | 55% | 90% | 81.11% | Y | N | Y | 2 | 0 | 2
| 1774 | NSTAR | West | Waltham | Arsenal Street | 467 | 110A | Watertown | D | 467-H4 | WAT | 13.8kV | 13.8kV | 13.8kV | 9.8122 | 8.6424 | 9.669 | 11.5789 | 11.5789 | 11.5789 | 84.74% | 74.64% | 83.51% | 80.96% | Y | N | Y | 5 | 0 | 5
| 13 | NSTAR | Central | Somerville | Willow St | 16 | 14A | Somerville | D | 1604 | SOM | 4.16kV | 4.16kV | 4.16kV | 1.9359 | 2.6196 | 2.0799 | 2.7348 | 2.7348 | 2.7348 | 70.79% | 95.79% | 76.05% | 80.88% | Y | N | Y | 2 | 0 | 2
| 790 | NSTAR | Central | Somerville | Aberdeen | 830 | 14A | Cambridge | D | 830-11 | CAM | 4.16kV | 4.16kV | 4.16kV | 3.0514 | 2.67 | 2.742 | 3.4904 | 3.4904 | 3.4904 | 87.42% | 76.49% | 78.56% | 80.82% | Y | N | Y | 2 | 0 | 2
| 571 | NSTAR | Central | Boston | Dewar Street | 483 | 110A | Dorchester | D | 483-H1 | DOR | 13.8kV | 13.8kV | 13.8kV | 5.9446 | 5.2762 | 5.2523 | 6.8041 | 6.8041 | 6.8041 | 87.37% | 77.54% | 77.19% | 80.7% | Y | N | Y | 5 | 0 | 5
| 470 | NSTAR | Central | Somerville | Dragon Court | 375 | 110C | Woburn | D | 375-H6 | BUR,WOB | 13.8kV | 13.8kV | 13.8kV | 9.0721 | 9.5973 | 9.5496 | 11.6983 | 11.6983 | 11.6983 | 77.55% | 82.04% | 81.63% | 80.41% | Y | N | Y | 5 | 0 | 5
| 318 | NSTAR | Central | Somerville | Elm Street | 301 | 14B | Stoneham | D | 301-07 | STN | 4.16kV | 4.16kV | 4.16kV | 1.5185 | 1.5473 | 1.6193 | 1.9431 | 1.9431 | 1.9431 | 78.15% | 79.63% | 83.33% | 80.37% | Y | N | Y | 2 | 0 | 2
| 1827 | NSTAR | West | Southboro | Medway | 65 | 110A | Medway | D | 65-H2 | HOL,HOK,MDW | 13.8kV | 13.8kV | 13.8kV | 7.8307 | 13.6798 | 6.6847 | 11.6983 | 11.6983 | 11.6983 | 66.94% | 116.9% | 57.14% | 80.34% | Y | N | Y | 5 | 0 | 5
| 278 | NSTAR | Central | Somerville | Mystic Station | 250 | 110B | Charlestown | D | 250-H6 | SOM CHT | 13.8kV | 13.8kV | 13.8kV | 9.9555 | 8.8334 | 9.0721 | 11.5789 | 11.5789 | 11.5789 | 85.98% | 76.29% | 78.35% | 80.21% | Y | N | Y | 5 | 0 | 5
| 1601 | NSTAR | West | Waltham | Newtonville | 277 | 277-1368 | Newton | D | 277-04 | NEW | 4.16kV | 4.16kV | 4.16kV | 1.1875 | 1.3818 | 1.0651 | 1.5113 | 1.5113 | 1.5113 | 78.57% | 91.43% | 70.48% | 80.16% | Y | N | Y | 2 | 0 | 2
| 6 | NSTAR | Central | Boston | Roslindale | 13 | 14C | Roslindale | D | 1308 | BKL WRX | 4.16kV | 4.16kV | 4.16kV | 1.8208 | 1.6553 | 1.7128 | 2.159 | 2.159 | 2.159 | 84.33% | 76.67% | 79.33% | 80.11% | Y | N | Y | 2 | 0 | 2
| 504 | NSTAR | Central | Boston | Amory Street | 396 | 110B | Roxbury | D | 396-01 | ROX,WRX | 4.16kV | 4.16kV | 4.16kV | 1.6769 | 1.3962 | 1.5905 | 1.9431 | 1.9431 | 1.9431 | 86.3% | 71.85% | 81.85% | 80% | Y | N | Y | 2 | 0 | 2
| 1764 | NSTAR | West | Walpole | Dover | 456 | 110B | Dover | D | 456-H2 | DOV,MDF,MLS,WLP | 13.8kV | 13.8kV | 13.8kV | 7.8784 | 8.7379 | 6.5654 | 9.669 | 9.669 | 9.669 | 81.48% | 90.37% | 67.9% | 79.92% | Y | N | Y | 5 | 0 | 5
| 1919 | WMECO | NORTHERN | HADLEY | Montague_21C | 21C | 21C-4X | MONTAGUE | D | 21C8 | MONTAGUE | 13.8kV | 13.8 | 13.8 | 3.44 | 6.6 | 7.2 | 7.2 | 7.2 | 7.2 | 47.78% | 91.67% | 100% | 79.81% | Y | N | Y | 5 | 0 | 5
| 575 | NSTAR | Central | Boston | Dewar Street | 483 | 110A | Dorchester | D | 483-H5 | DOR WRX | 13.8kV | 13.8kV | 13.8kV | 9.478 | 8.9527 | 9.287 | 11.5789 | 11.5789 | 11.5789 | 81.86% | 77.32% | 80.21% | 79.79% | Y | N | Y | 5 | 0 | 5
| 1014 | NSTAR | South | New Bedford | Rockdale | 693 | 1 | New Bedford | D | 2-59-38 | NEB | 3.74kV | 3.74kV | 3.74kV | 1.9411 | 1.7017 | 1.7922 | 2.271 | 2.271 | 2.271 | 85.47% | 74.93% | 78.92% | 79.77% | Y | N | Y | 2 | 0 | 2
| 1964 | WMECO | SOUTHERN | SPRINGFIELD | Agawam_16C | 16C | 16C-6X | AGAWAM | D | 16C16 | AGAWAM | 13.8kV | 13.8 | 13.8 | 7.4 | 7.5 | 13.1 | 11.7 | 11.7 | 11.7 | 63.25% | 64.1% | 112% | 79.77% | Y | N | Y | 5 | 0 | 5
| 1454 | NSTAR | West | Waltham | Homer Street | 17 | 14D | Newton | D | 1707 | NEW | 4.16kV | 4.16kV | 4.16kV | 1.3314 | 1.1011 | 1.2666 | 1.5473 | 1.5473 | 1.5473 | 86.05% | 71.16% | 81.86% | 79.69% | Y | N | Y | 2 | 0 | 2
| 1998 | WMECO | SOUTHERN | SPRINGFIELD | Clinton_21S | 21S | 21S-1X | SPRINGFIELD | D | 21S2 | SPRINGFIELD | 13.8kV | 13.8 | 13.8 | 6.1 | 5.6 | 13.4 | 10.5 | 10.5 | 10.5 | 58.1% | 53.33% | 127.6% | 79.68% | Y | N | Y | 5 | 0 | 5
| 419 | NSTAR | Central | Boston | Brighton | 329 | 110A | Brighton | D | 329-H6 | BRI | 13.8kV | 13.8kV | 13.8kV | 7.0428 | 6.6847 | 6.2072 | 8.3559 | 8.3559 | 8.3559 | 84.29% | 80% | 74.29% | 79.52% | Y | N | Y | 5 | 0 | 5
| 1779 | NSTAR | West | Waltham | Arsenal Street | 467 | 110A | Watertown | D | 467-H9 | BRI,WAT | 13.8kV | 13.8kV | 13.8kV | 3.5095 | 11.4118 | 5.0135 | 8.3559 | 8.3559 | 8.3559 | 42% | 136.6% | 60% | 79.52% | Y | N | Y | 5 | 0 | 5
| 1992 | WMECO | SOUTHERN | SPRINGFIELD | Clinton_21S | 21S | 21S-3X | SPRINGFIELD | D | 21S11 | SPRINGFIELD | 13.8kV | 13.8 | 13.8 | 5.9 | 5.9 | 11.1 | 9.6 | 9.6 | 9.6 | 61.46% | 61.46% | 115.6% | 79.51% | Y | N | Y | 5 | 0 | 5
| 1580 | NSTAR | West | Southboro | Leland Street | 240 | 110C | Framingham | D | 240-H1 | FRA,NAT,SHE | 13.8kV | 13.8kV | 13.8kV | 10.0748 | 8.3082 | 9.4541 | 11.6983 | 11.6983 | 11.6983 | 86.12% | 71.02% | 80.82% | 79.32% | Y | N | Y | 5 | 0 | 5
| 2017 | WMECO | SOUTHERN | SPRINGFIELD | Orchard_27A | 27A | 27A-2X | SPRINGFIELD | D | 27A13 | LUDLOW | 13.8kV | 13.8 | 13.8 | 7.6 | 7.1 | 13.1 | 11.7 | 11.7 | 11.7 | 64.96% | 60.68% | 112% | 79.2% | Y | N | Y | 5 | 0 | 5
| 1991 | WMECO | SOUTHERN | SPRINGFIELD | Clinton_21S | 21S | 21S-3X | SPRINGFIELD | D | 21S10 | SPRINGFIELD | 13.8kV | 13.8 | 13.8 | 6.2 | 8.6 | 13.9 | 12.1 | 12.1 | 12.1 | 51.24% | 71.07% | 114.9% | 79.06% | Y | N | Y | 5 | 0 | 5
| 1632 | NSTAR | West | Waltham | Elliot Street | 292 | 110A | Newton | D | 292-H4 | NEE,NEW | 13.8kV | 13.8kV | 13.8kV | 6.8996 | 6.9951 | 6.4699 | 8.5946 | 8.5946 | 8.5946 | 80.28% | 81.39% | 75.28% | 78.98% | Y | N | Y | 5 | 0 | 5
| 1514 | NSTAR | West | Waltham | Grant Street | 34 | 14D | Lexington | D | 3407 | LEX | 4.16kV | 4.16kV | 4.16kV | 1.317 | 1.4034 | 1.5329 | 1.7992 | 1.7992 | 1.7992 | 73.2% | 78% | 85.2% | 78.8% | Y | N | Y | 2 | 0 | 2
| 443 | NSTAR | Central | Boston | Colburn St | 350 | 110A | Boston | D | 350-H6 | BOS ROX | 13.8kV | 13.8kV | 13.8kV | 10.5046 | 10.4091 | 6.446 | 11.5789 | 11.5789 | 11.5789 | 90.72% | 89.9% | 55.67% | 78.76% | Y | N | Y | 5 | 0 | 5
| 117 | NSTAR | Central | Somerville | Beacon St | 14 | 14kV Bus | Chelsea | D | 108-196H | EAB CHE | 13.8kV | 13.8kV | 13.8kV | 6.9473 | 6.3505 | 6.446 | 8.3559 | 8.3559 | 8.3559 | 83.14% | 76% | 77.14% | 78.76% | Y | N | Y | 5 | 0 | 5
| 1847 | WMECO | NORTHERN | PITTSFIELD | Pleasant_16B | 16B | 16B-1X,16B-2X | LEE | D | 16B4 | LEE | 24 | 23 | 23 | 15.3 | 15.3 | 22.6 | 22.5 | 22.5 | 22.6 | 68% | 68% | 100% | 78.67% | Y | N | Y | 5 | 0 | 5
| 538 | NSTAR | Central | Boston | Cummins Hwy | 441 | 14A | Roslindale | D | 441-07 | HYP,WRX | 4.16kV | 4.16kV | 4.16kV | 1.9863 | 2.2094 | 1.9072 | 2.5908 | 2.5908 | 2.5908 | 76.67% | 85.28% | 73.61% | 78.52% | Y | N | Y | 2 | 0 | 2
| 1662 | NSTAR | West | Waltham | Pine Street | 33 | 33-1350,33-1353, 33-1363 | Waltham | D | 33-H2 | WAL | 13.8kV | 13.8kV | 13.8kV | 8.714 | 9.096 | 9.7406 | 11.6983 | 11.6983 | 11.6983 | 74.49% | 77.76% | 83.27% | 78.5% | Y | N | Y | 5 | 0 | 5
| 572 | NSTAR | Central | Boston | Dewar Street | 483 | 110A | Dorchester | D | 483-H2 | DOR | 13.8kV | 13.8kV | 13.8kV | 5.2045 | 5.3239 | 5.491 | 6.8041 | 6.8041 | 6.8041 | 76.49% | 78.25% | 80.7% | 78.48% | Y | N | Y | 5 | 0 | 5
| 716 | NSTAR | Central | Somerville | Putnam | 817 | 14A | Cambridge | D | 817-06 | CAM | 4.16kV | 4.16kV | 4.16kV | 3.6416 | 1.461 | 1.4969 | 2.8068 | 2.8068 | 2.8068 | 129.7% | 52.05% | 53.33% | 78.38% | Y | N | Y | 2 | 0 | 2
| 1849 | WMECO | NORTHERN | PITTSFIELD | Pleasant_16B | 16B | 16B-1X,16B-2X | LEE | D | 16B7 | LEE | 24 | 23 | 23 | 15.2 | 15.2 | 22.6 | 22.5 | 22.5 | 22.6 | 67.56% | 67.56% | 100% | 78.37% | Y | N | Y | 5 | 0 | 5
| 1755 | NSTAR | West | Southboro | West Framingham | 455 | 110A | Framingham | D | 455-H1 | FRA | 13.8kV | 13.8kV | 13.8kV | 9.4541 | 8.6901 | 9.3586 | 11.6983 | 11.6983 | 11.6983 | 80.82% | 74.29% | 80% | 78.37% | Y | N | Y | 5 | 0 | 5
| 1430 | NSTAR | South | Cape & Vineyard | Falmouth Sub | 933 | 1 | Falmouth | D | 4-97-97 | VIN | 22.8kV | 22.8kV | 22.8kV | 12.0699 | 12.4249 | 15.7776 | 17.1581 | 17.1581 | 17.1581 | 70.34% | 72.41% | 91.95% | 78.24% | Y | N | Y | 5 | 0 | 5
| 1875 | WMECO | NORTHERN | HADLEY | Podick_18G | 18G | 18G-7X,18G-8X | AMHERST | D | 18G8 | AMHERST | 13.8kV | 13.8 | 13.8 | 7.47 | 6.1 | 15.5 | 12.4 | 12.4 | 12.4 | 60.24% | 49.19% | 125% | 78.15% | Y | N | Y | 5 | 0 | 5
| 2023 | WMECO | SOUTHERN | SPRINGFIELD | Orchard_27A | 27A | 27A-1X | SPRINGFIELD | D | 27A5 | LUDLOW | 13.8kV | 13.8 | 13.8 | 5.9 | 5.5 | 11.1 | 9.6 | 9.6 | 9.6 | 61.46% | 57.29% | 115.6% | 78.12% | Y | N | Y | 5 | 0 | 5
| 2010 | WMECO | SOUTHERN | SPRINGFIELD | Franconia_22H | 22H | 22H-3X | LONGMEADOW | D | 22H15 | LONGMEADOW | 13.8kV | 13.8 | 13.8 | 7.2 | 7.1 | 13.1 | 11.7 | 11.7 | 11.7 | 61.54% | 60.68% | 112% | 78.06% | Y | N | Y | 5 | 0 | 5
| 1070 | NSTAR | South | New Bedford | Hathaway St. | 617 | S | N. Bedford | D | 2-85-131 | NEB | 3.74kV | 3.74kV | 3.74kV | 1.4105 | 1.3264 | 1.5917 | 1.8505 | 1.8505 | 1.8505 | 76.22% | 71.68% | 86.01% | 77.97% | Y | N | Y | 2 | 0 | 2
| 805 | NSTAR | Central | Somerville | Putnam | 831 | 110B | Cambridge | D | 831-1387 | CAM | 13.8kV | 13.8kV | 13.8kV | 7.1622 | 7.019 | 5.9208 | 8.5946 | 8.5946 | 8.5946 | 83.33% | 81.67% | 68.89% | 77.96% | Y | N | Y | 5 | 0 | 5
| 1984 | WMECO | SOUTHERN | SPRINGFIELD | Piper_21N | 21N | 21N-1X | WEST SPRINGFIELD | D | 21N4 | WEST SPRINGFIELD | 13.8kV | 13.8 | 13.8 | 6.8 | 6.6 | 14.9 | 12.1 | 12.1 | 12.1 | 56.2% | 54.55% | 123.1% | 77.96% | Y | N | Y | 5 | 0 | 5
| 1550 | NSTAR | West | Waltham | Needham | 148 | 14C | Needham | D | 148-07 | NEE | 4.16kV | 4.16kV | 4.16kV | 2.8068 | 2.778 | 2.6556 | 3.5264 | 3.5264 | 3.5264 | 79.59% | 78.78% | 75.31% | 77.89% | Y | N | Y | 2 | 0 | 2
| 1977 | WMECO | SOUTHERN | SPRINGFIELD | Breckwood_20A | 20A | 20A-2X | SPRINGFIELD | D | 20A22 | SPRINGFIELD | 13.8kV | 13.8 | 13.8 | 5.6 | 5.5 | 13.4 | 10.5 | 10.5 | 10.5 | 53.33% | 52.38% | 127.6% | 77.78% | Y | N | Y | 5 | 0 | 5
| 631 | NSTAR | Central | Boston | Willow St | 516 | 24AC | W. Roxbury | D | 516-03 | BKL,WRX | 4.16kV | 4.16kV | 4.16kV | 2.0871 | 2.0295 | 1.9287 | 2.5908 | 2.5908 | 2.5908 | 80.56% | 78.33% | 74.44% | 77.78% | Y | N | Y | 2 | 0 | 2
| 1872 | WMECO | NORTHERN | HADLEY | Podick_18G | 18G | 18G-7X,18G-8X | AMHERST | D | 18G5 | AMHERST | 13.8kV | 13.8 | 13.8 | 5.83 | 5.3 | 12.9 | 10.3 | 10.3 | 10.3 | 56.6% | 51.46% | 125.2% | 77.77% | Y | N | Y | 5 | 0 | 5
| 43 | NSTAR | Central | Boston | Central Street | 43 | 14F | Dorchester | D | 4309 | MIT | 4.16kV | 4.16kV | 4.16kV | 1.6337 | 1.4322 | 1.4538 | 1.9431 | 1.9431 | 1.9431 | 84.07% | 73.7% | 74.81% | 77.53% | Y | N | Y | 2 | 0 | 2
| 1960 | WMECO | SOUTHERN | SPRINGFIELD | Agawam_16C | 16C | 16C-5X | AGAWAM | D | 16C11 | AGAWAM | 13.8kV | 13.8 | 13.8 | 5.8 | 5.4 | 11.1 | 9.6 | 9.6 | 9.6 | 60.42% | 56.25% | 115.6% | 77.43% | Y | N | Y | 5 | 0 | 5
| 1570 | NSTAR | West | Walpole | Dedham | 20 | 24A | Dedham | D | 20-H6 | DED,NEE | 13.8kV | 13.8kV | 13.8kV | 6.3027 | 7.5203 | 5.5865 | 8.3559 | 8.3559 | 8.3559 | 75.43% | 90% | 66.86% | 77.43% | Y | N | Y | 5 | 0 | 5
| 1926 | WMECO | NORTHERN | HADLEY | Cumberland_22B | 22B | 22B-2X | GREENFIELD | D | 22B7 | GREENFIELD | 13.8kV | 13.8 | 13.8 | 6.73 | 6.4 | 12.4 | 11 | 11 | 11 | 61.18% | 58.18% | 112.7% | 77.36% | Y | N | Y | 5 | 0 | 5
| 550 | NSTAR | Central | Boston | Dewar Street | 483 | 110A | Dorchester | D | 466-1481H | DOR | 13.8kV | 13.8kV | 13.8kV | 10.1942 | 7.1622 | 9.478 | 11.5789 | 11.5789 | 11.5789 | 88.04% | 61.86% | 81.86% | 77.25% | Y | N | Y | 5 | 0 | 5
| 785 | NSTAR | Central | Somerville | Alewife | 828 | 110C | Cambridge | D | 828-1ND3 | CAM | 13.8kV | 13.8kV | 13.8kV | 6.8996 | 7.7591 | 7.0428 | 8.5946 | 8.5946 | 11.5789 | 80.28% | 90.28% | 60.82% | 77.13% | Y | N | Y | 5 | 0 | 5
| 1008 | NSTAR | South | New Bedford | Ash St. | 615 | W | New Bedford | D | 2-55-38 | NEB | 3.74kV | 3.74kV | 3.74kV | 1.7146 | 1.5981 | 1.9346 | 2.271 | 2.271 | 2.271 | 75.5% | 70.37% | 85.19% | 77.02% | Y | N | Y | 2 | 0 | 2
| 111 | NSTAR | Central | Somerville | Beacon St | 14 | 14kV Bus | Chelsea | D | 108-195H | EOB | 13.8kV | 13.8kV | 13.8kV | 6.9712 | 5.491 | 6.828 | 8.3559 | 8.3559 | 8.3559 | 83.43% | 65.71% | 81.71% | 76.95% | Y | N | Y | 5 | 0 | 5
| 2044 | WMECO | SOUTHERN | SPRINGFIELD | East_Springfield_5J | 5J | 5J-7X | SPRINGFIELD | D | 5J12 | SPRINGFIELD | 13.8kV | 13.8 | 13.8 | 7.1 | 6.8 | 13.1 | 11.7 | 11.7 | 11.7 | 60.68% | 58.12% | 112% | 76.92% | Y | N | Y | 5 | 0 | 5
| 1493 | NSTAR | West | Walpole | Stone Street | 26 | 14A | Walpole | D | 2610 | WLP | 4.16kV | 4.16kV | 4.16kV | 1.7272 | 1.4969 | 1.5905 | 2.0871 | 2.0871 | 2.0871 | 82.76% | 71.72% | 76.21% | 76.9% | Y | N | Y | 2 | 0 | 2
| 1520 | NSTAR | West | Waltham | Spring Street | 124 | 14A | Watertown | D | 124-04 | WAL,WAT | 4.16kV | 4.16kV | 4.16kV | 1.353 | 1.2738 | 1.7632 | 1.9072 | 1.9072 | 1.9072 | 70.94% | 66.79% | 92.45% | 76.73% | Y | N | Y | 2 | 0 | 2
| 2024 | WMECO | SOUTHERN | SPRINGFIELD | Orchard_27A | 27A | 27A-1X | SPRINGFIELD | D | 27A6 | LUDLOW | 13.8kV | 13.8 | 13.8 | 7.1 | 6.7 | 13.1 | 11.7 | 11.7 | 11.7 | 60.68% | 57.26% | 112% | 76.64% | Y | N | Y | 5 | 0 | 5
| 586 | NSTAR | Central | Somerville | Willoughby St | 488 | 110C | Chelsea | D | 488-H6 | CHE | 13.8kV | 13.8kV | 13.8kV | 7.4248 | 7.3293 | 7.4726 | 9.669 | 9.669 | 9.669 | 76.79% | 75.8% | 77.28% | 76.63% | Y | N | Y | 5 | 0 | 5
| 488 | NSTAR | Central | Boston | K Street | 385 | 110A | South Boston | D | 385-H18 | SOB | 13.8kV | 13.8kV | 13.8kV | 3.8915 | 7.9978 | 7.8545 | 8.5946 | 8.5946 | 8.5946 | 45.28% | 93.06% | 91.39% | 76.57% | Y | N | Y | 5 | 0 | 5
| 1071 | NSTAR | South | New Bedford | Hathaway St. | 617 | S | New Bedford | D | 2-85-134 | NEB | 3.74kV | 3.74kV | 3.74kV | 1.1646 | 1.1646 | 1.9152 | 1.8505 | 1.8505 | 1.8505 | 62.94% | 62.94% | 103.5% | 76.46% | Y | N | Y | 2 | 0 | 2
| 2051 | WMECO | SOUTHERN | SPRINGFIELD | East_Springfield_5J | 5J | 5J-7X | SPRINGFIELD | D | 5J9 | SPRINGFIELD | 13.8kV | 13.8 | 13.8 | 6.5 | 4.6 | 10.4 | 15.5 | 15.5 | 6.6 | 41.94% | 29.68% | 157.6% | 76.4% | Y | N | Y | 5 | 0 | 5
| 594 | NSTAR | Central | Boston | Hyde Park | 496 | 110A | Hyde Park | D | 496-H1XY | DOR,MIT | 13.8kV | 13.8kV | 13.8kV | 8.141 | 7.6636 | 5.2523 | 9.1915 | 9.1915 | 9.1915 | 88.57% | 83.38% | 57.14% | 76.36% | Y | N | Y | 5 | 0 | 5
| 1299 | NSTAR | South | Cape & Vineyard | Centerville Sub | 911 | 1 | Centerville | D | 4-82-893 | BNS | 4.16kV | 4.16kV | 4.16kV | 2.0708 | 1.9836 | 2.0199 | 2.6521 | 2.6521 | 2.6521 | 78.08% | 74.79% | 76.16% | 76.35% | Y | N | Y | 2 | 0 | 2
| 356 | NSTAR | Central | Boston | Mattapan | 311 | 110B | Mattapan | D | 311-12 | DOR,WRX | 4.16kV | 4.16kV | 4.16kV | 2.0799 | 1.8856 | 1.9575 | 2.5908 | 2.5908 | 2.5908 | 80.28% | 72.78% | 75.56% | 76.2% | Y | N | Y | 2 | 0 | 2
| 1669 | NSTAR | West | Southboro | Sudbury | 342 | 110B | Sudbury | D | 342-H4 | FRA,SUD | 13.8kV | 13.8kV | 13.8kV | 9.5496 | 8.1172 | 8.7856 | 11.5789 | 11.5789 | 11.5789 | 82.47% | 70.1% | 75.88% | 76.15% | Y | N | Y | 5 | 0 | 5
| 596 | NSTAR | Central | Boston | Hyde Park | 496 | 110A | Hyde Park | D | 496-H3 | HYP,WRX | 13.8kV | 13.8kV | 13.8kV | 7.3771 | 6.0162 | 6.2072 | 8.5946 | 8.5946 | 8.5946 | 85.83% | 70% | 72.22% | 76.02% | Y | N | Y | 5 | 0 | 5
| 1551 | NSTAR | West | Waltham | Needham | 148 | 14C | Needham | D | 148-08 | NEE | 4.16kV | 4.16kV | 4.16kV | 2.8571 | 2.5189 | 2.6556 | 3.5264 | 3.5264 | 3.5264 | 81.02% | 71.43% | 75.31% | 75.92% | Y | N | Y | 2 | 0 | 2
| 1018 | NSTAR | South | New Bedford | Bonney St. | 682 | 1 | New Bedford | D | 2-60-39 | NEB | 3.74kV | 3.74kV | 3.74kV | 1.4234 | 1.307 | 1.4817 | 1.8505 | 1.8505 | 1.8505 | 76.92% | 70.63% | 80.07% | 75.87% | Y | N | Y | 2 | 0 | 2
| 292 | NSTAR | Central | Boston | Washington St | 284 | 110B | Jamaica Plain | D | 284-03 | WRX | 4.16kV | 4.16kV | 4.16kV | 1.1515 | 2.1446 | 1.1155 | 1.9431 | 1.9431 | 1.9431 | 59.26% | 110.4% | 57.41% | 75.68% | Y | N | Y | 2 | 0 | 2
| 1920 | WMECO | NORTHERN | HADLEY | Cumberland_22B | 22B | 22B-1X | GREENFIELD | D | 22B1 | GREENFIELD | 13.8kV | 13.8 | 13.8 | 7.44 | 6 | 13.1 | 11.7 | 11.7 | 11.7 | 63.59% | 51.28% | 112% | 75.61% | Y | N | Y | 5 | 0 | 5
| 1515 | NSTAR | West | Waltham | Grant Street | 34 | 14B | Lexington | D | 3408 | LEX | 4.16kV | 4.16kV | 4.16kV | 1.1947 | 1.5185 | 1.3602 | 1.7992 | 1.7992 | 1.7992 | 66.4% | 84.4% | 75.6% | 75.47% | Y | N | Y | 2 | 0 | 2
| 1709 | NSTAR | West | Waltham | Burlington | 391 | 110B | Burlington | D | 391-H16 | BUR | 13.8kV | 13.8kV | 13.8kV | 13.4888 | 9.2154 | 9.1437 | 14.0857 | 14.0857 | 14.0857 | 95.76% | 65.42% | 64.92% | 75.37% | Y | N | Y | 5 | 0 | 5
| 1510 | NSTAR | West | Waltham | Grant Street | 34 | 14B | Lexington | D | 3402 | LEX | 4.16kV | 4.16kV | 4.16kV | 1.1371 | 1.2522 | 1.6769 | 1.7992 | 1.7992 | 1.7992 | 63.2% | 69.6% | 93.2% | 75.33% | Y | N | Y | 2 | 0 | 2
| 600 | NSTAR | Central | Boston | Hyde Park | 496 | 110A | Hyde Park | D | 496-H7 | HYP MIT | 13.8kV | 13.8kV | 13.8kV | 7.8784 | 9.1437 | 9.1437 | 11.5789 | 11.5789 | 11.5789 | 68.04% | 78.97% | 78.97% | 75.33% | Y | N | Y | 5 | 0 | 5
| 2047 | WMECO | SOUTHERN | SPRINGFIELD | East_Springfield_5J | 5J | 5J-8X | SPRINGFIELD | D | 5J15 | SPRINGFIELD | 13.8kV | 13.8 | 13.8 | 8 | 7 | 10.3 | 15.5 | 15.5 | 8 | 51.61% | 45.16% | 128.8% | 75.17% | Y | N | Y | 5 | 0 | 5
| 471 | NSTAR | Central | Somerville | Dragon Court | 375 | 110A | Woburn | D | 375-H7 | STN,WIN,WOB | 13.8kV | 13.8kV | 13.8kV | 5.4671 | 7.0428 | 6.3266 | 8.3559 | 8.3559 | 8.3559 | 65.43% | 84.29% | 75.71% | 75.14% | Y | N | Y | 5 | 0 | 5
| 810 | NSTAR | Central | Somerville | Putnam | 831 | 110A | Cambridge | D | 831-1NA6 | CAM | 13.8kV | 13.8kV | 13.8kV | 8.9289 | 8.141 | 9.0005 | 11.5789 | 11.5789 | 11.5789 | 77.11% | 70.31% | 77.73% | 75.05% | Y | N | Y | 5 | 0 | 5
| 1486 | NSTAR | West | Walpole | Stone Street | 26 | 14A | Walpole | D | 2603 | WLP | 4.16kV | 4.16kV | 4.16kV | 1.7776 | 1.5401 | 1.5401 | 2.159 | 2.159 | 2.159 | 82.33% | 71.33% | 71.33% | 75% | Y | N | Y | 2 | 0 | 2
| 1848 | WMECO | NORTHERN | PITTSFIELD | Pleasant_16B | 16B | 16B-3X | LEE | D | 16B5 | LEE | 23kV | 23 | 23 | 8.9 | 4.8 | 15.3 | 12.9 | 12.9 | 12.9 | 68.99% | 37.21% | 118.6% | 74.94% | Y | N | Y | 5 | 0 | 5
| 1245 | NSTAR | South | Cape & Vineyard | STA 976 | 928 | 2 | Provincetown | D | 4-675-675 | PRO | 22.8kV | 22.8kV | 22.8kV | 12.3854 | 12.4249 | 10.7288 | 15.9 | 15.7776 | 15.7776 | 77.9% | 78.75% | 68% | 74.88% | Y | N | Y | 5 | 0 | 5
| 1691 | NSTAR | West | Waltham | Jackson Street | 369 | 292-215 | Newton | D | 369-07 | BKL,NEW | 4.16kV | 4.16kV | 4.16kV | 1.2954 | 1.2954 | 1.3674 | 1.7632 | 1.7632 | 1.7632 | 73.47% | 73.47% | 77.55% | 74.83% | Y | N | Y | 2 | 0 | 2
| 562 | NSTAR | Central | Boston | Rockingham Ave | 468 | 24AB | W. Roxbury | D | 468-06 | WRX | 4.16kV | 4.16kV | 4.16kV | 2.7348 | 2.7348 | 1.3962 | 3.0586 | 3.0586 | 3.0586 | 89.41% | 89.41% | 45.65% | 74.82% | Y | N | Y | 2 | 0 | 2
| 309 | NSTAR | Central | Boston | Summer St | 293 | 110B | South Boston | D | 293-05 | BDT,SOB | 4.16kV | 4.16kV | 4.16kV | 1.2235 | 1.1443 | 1.425 | 1.6912 | 1.6912 | 1.6912 | 72.34% | 67.66% | 84.26% | 74.75% | Y | N | Y | 2 | 0 | 2
| 110 | NSTAR | Central | Boston | Andrew Sq | 106 | 110C | South Boston | D | 106-H8 | DOR ROX SOB | 13.8kV | 13.8kV | 13.8kV | 6.0401 | 6.1117 | 5.5149 | 7.8784 | 7.8784 | 7.8784 | 76.67% | 77.58% | 70% | 74.75% | Y | N | Y | 5 | 0 | 5
| 1636 | NSTAR | West | Waltham | Elliot Street | 292 | 110C | Newton | D | 292-H8 | BRI,NEW | 13.8kV | 13.8kV | 13.8kV | 6.4937 | 6.064 | 6.7086 | 8.5946 | 8.5946 | 8.5946 | 75.56% | 70.56% | 78.06% | 74.72% | Y | N | Y | 5 | 0 | 5
| 1528 | NSTAR | West | Southboro | Hopkinton | 126 | 110B | Hopkinton | D | 126-H4 | HOK | 13.8kV | 13.8kV | 13.8kV | 10.8627 | 7.1145 | 7.95 | 11.5789 | 11.5789 | 11.5789 | 93.81% | 61.44% | 68.66% | 74.64% | Y | N | Y | 5 | 0 | 5
| 720 | NSTAR | Central | Somerville | Putnam | 817 | 14A | Cambridge | D | 817-48 | CAM | 4.16kV | 4.16kV | 4.16kV | 2.0583 | 1.7128 | 1.0076 | 2.0511 | 2.0511 | 2.5189 | 100.4% | 83.51% | 40% | 74.62% | Y | N | Y | 2 | 0 | 2
| 1617 | NSTAR | West | Waltham | Waltham | 282 | 110B | Waltham | D | 282-H9 | NEW,WAL | 13.8kV | 13.8kV | 13.8kV | 8.3559 | 8.141 | 9.4064 | 11.5789 | 11.5789 | 11.5789 | 72.16% | 70.31% | 81.24% | 74.57% | Y | N | Y | 5 | 0 | 5
| 290 | NSTAR | Central | Boston | Washington St | 284 | 110B | Jamaica Plain | D | 284-01 | WRX | 4.16kV | 4.16kV | 4.16kV | 1.9575 | 1.9143 | 1.9143 | 2.5908 | 2.5908 | 2.5908 | 75.56% | 73.89% | 73.89% | 74.44% | Y | N | Y | 2 | 0 | 2
| 1483 | NSTAR | West | Southboro | South Street | 24 | 14H | Framingham | D | 2410 | FRA | 4.16kV | 4.16kV | 4.16kV | 1.9431 | 1.8424 | 1.828 | 2.5189 | 2.5189 | 2.5189 | 77.14% | 73.14% | 72.57% | 74.29% | Y | N | Y | 2 | 0 | 2
| 429 | NSTAR | Central | Boston | Readville | 344 | 14C | Hyde Park | D | 344-08 | HYP | 4.16kV | 4.16kV | 4.16kV | 2.2598 | 2.267 | 2.2886 | 3.0586 | 3.0586 | 3.0586 | 73.88% | 74.12% | 74.82% | 74.27% | Y | N | Y | 2 | 0 | 2
| 886 | NSTAR | South | New Bedford | Second St. | 694 | 1 | New Bedford | D | 2-3-49 | NEB | 3.74kV | 3.74kV | 3.74kV | 1.4881 | 1.1776 | 1.4558 | 1.8505 | 1.8505 | 1.8505 | 80.42% | 63.64% | 78.67% | 74.24% | Y | N | Y | 2 | 0 | 2
| 540 | NSTAR | Central | Boston | Lagrange St | 443 | 24AB | W. Roxbury | D | 443-01 | BKL,WRX | 4.16kV | 4.16kV | 4.16kV | 2.2022 | 2.0511 | 2.1518 | 2.8787 | 2.8787 | 2.8787 | 76.5% | 71.25% | 74.75% | 74.17% | Y | N | Y | 2 | 0 | 2
| 1544 | NSTAR | West | Waltham | Needham | 148 | 14A & 14B | Needham | D | 148-01 | NEE | 4.16kV | 4.16kV | 4.16kV | 2.742 | 2.4469 | 2.6484 | 3.5264 | 3.5264 | 3.5264 | 77.76% | 69.39% | 75.1% | 74.08% | Y | N | Y | 2 | 0 | 2
| 740 | NSTAR | Central | Somerville | Amory | 820 | 14A | Cambridge | D | 820-45 | CAM | 4.16kV | 4.16kV | 4.16kV | 2.5405 | 1.864 | 1.828 | 2.8068 | 2.8068 | 2.8068 | 90.51% | 66.41% | 65.13% | 74.02% | Y | N | Y | 2 | 0 | 2
| 405 | NSTAR | Central | Somerville | Main St | 325 | 14A | Woburn | D | 325-03 | WOB | 4.16kV | 4.16kV | 4.16kV | 1.3962 | 1.4034 | 1.5113 | 1.9431 | 1.9431 | 1.9431 | 71.85% | 72.22% | 77.78% | 73.95% | Y | N | Y | 2 | 0 | 2
| 632 | NSTAR | Central | Boston | Willow St | 516 | 24AC | W. Roxbury | D | 516-06 | BKL,WRX | 4.16kV | 4.16kV | 4.16kV | 1.7344 | 2.3749 | 1.6337 | 2.5908 | 2.5908 | 2.5908 | 66.94% | 91.67% | 63.06% | 73.89% | Y | N | Y | 2 | 0 | 2
| 1663 | NSTAR | West | Waltham | Pine Street | 33 | 33-1351, 33-1352, 33-1362 | Waltham | D | 33-H3 | NEW,WAL,WTN | 13.8kV | 13.8kV | 13.8kV | 5.3 | 7.6874 | 6.3266 | 8.714 | 8.714 | 8.714 | 60.82% | 88.22% | 72.6% | 73.88% | Y | N | Y | 5 | 0 | 5
| 756 | NSTAR | Central | Somerville | Sherman | 825 | 14A | Cambridge | D | 825-18 | CAM | 4.16kV | 4.16kV | 4.16kV | 1.2163 | 2.2094 | 1.1947 | 2.0871 | 2.0871 | 2.0871 | 58.28% | 105.9% | 57.24% | 73.79% | Y | N | Y | 2 | 0 | 2
| 1968 | WMECO | SOUTHERN | SPRINGFIELD | Ludlow_19S | 19S | 19S-6X | LUDLOW | D | 19S1 | LUDLOW | 13.8kV | 13.8 | 13.8 | 6.5 | 6.3 | 13.1 | 11.7 | 11.7 | 11.7 | 55.56% | 53.85% | 112% | 73.79% | Y | N | Y | 5 | 0 | 5
| 742 | NSTAR | Central | Somerville | Cambridge | 821 | 14A | Cambridge | D | 821-05 | CAM | 4.16kV | 4.16kV | 4.16kV | 1.8064 | 1.7344 | 2.0295 | 2.5189 | 2.5189 | 2.5189 | 71.71% | 68.86% | 80.57% | 73.71% | Y | N | Y | 2 | 0 | 2
| 460 | NSTAR | Central | Boston | Baker St | 374 | 24B | W. Roxbury | D | 374-08 | WRX | 4.16kV | 4.16kV | 4.16kV | 1.4897 | 1.3746 | 1.425 | 1.9431 | 1.9431 | 1.9431 | 76.67% | 70.74% | 73.33% | 73.58% | Y | N | Y | 2 | 0 | 2
| 107 | NSTAR | Central | Boston | Andrew Sq | 106 | 110C | South Boston | D | 106-H5 | BOS SOB ROX | 13.8kV | 13.8kV | 13.8kV | 6.7325 | 6.5654 | 6.7086 | 9.0721 | 9.0721 | 9.0721 | 74.21% | 72.37% | 73.95% | 73.51% | Y | N | Y | 5 | 0 | 5
| 301 | NSTAR | Central | Boston | Colburn St | 350 | 110B | Boston | D | 284-1430H1 | ROX |  | 13.8kV | 13.8kV |  |  | 0 |  |  | 0 |  |  | #DIV/0! | #DIV/0! | N | N | N
| 314 | NSTAR | Central | Boston | STA385D | 385 | 110B | South Boston | D | 293-53H1 | SOB | 13.8kV | 13.8kV | 13.8kV |  |  | 0 |  |  | 0 |  |  | #DIV/0! | #DIV/0! | N | N | N
| 332 | NSTAR | West | Waltham | STA 315 | 315 | 110A | Watertown | D | 305-1422H1 | WAT |  |  | 13.8kV |  |  | 0 |  |  | 0 |  |  | #DIV/0! | #DIV/0! | N | N | N
| 333 | NSTAR | West | Waltham | STA 315 | 315 | 110A | Watertown | D | 305-1422H2 | WAT |  |  | 13.8kV |  |  | 0 |  |  | 0 |  |  | #DIV/0! | #DIV/0! | N | N | N
| 334 | NSTAR | Central | Waltham | STA 315 | 315 | 110A | Watertown | D | 305-1422H3 | BRI |  | 13.8kV | 13.8kV |  | 0.5 | 0 |  | 5 | 0 |  | 10% | #DIV/0! | #DIV/0! | N | N | N
| 401 | NSTAR | Central | Boston | Andrew Sq | 106 | 110B | South Boston | D | 323-175H5 | BDT |  | 13.8kV | 13.8kV |  |  | 0 |  |  | 0 |  |  | #DIV/0! | #DIV/0! | N | N | N
| 402 | NSTAR | Central | Boston | Andrew Sq | 106 | 110B | South Boston | D | 323-175H6 | BDT |  | 13.8kV | 13.8kV |  |  | 0 |  |  | 0 |  |  | #DIV/0! | #DIV/0! | N | N | N
| 432 | NSTAR | Central | Boston | Colburn St | 350 | 110C | Boston | D | 350-1210H | ROX | 13.8kV | 13.8kV | 13.8kV |  |  | 0 |  |  | 0 |  |  | #DIV/0! | #DIV/0! | N | N | N
| 433 | NSTAR | Central | Boston | Colburn St | 350 | 110D | Boston | D | 350-1271H | BOS/ROX | 13.8kV | 13.8kV | 13.8kV |  |  | 0 |  |  | 0 |  |  | #DIV/0! | #DIV/0! | N | N | N
| 514 | NSTAR | Central | Boston | Colburn St | 350 | 110B | South Boston | D | 396-1130H2 | ROX | 13.8kV | 13.8kV | 13.8kV |  |  | 0 |  |  | 0 |  |  | #DIV/0! | #DIV/0! | N | N | N
| 554 | NSTAR | Central | Boston | Dewar Street | 483 | 110B | Dorchester | D | 466-1482H3 | DOR | 13.8kV | 13.8kV | 13.8kV |  |  | 0.16712 |  |  | 0 |  |  | #DIV/0! | #DIV/0! | N | N | N
| 555 | NSTAR | Central | Boston | Dorchester483 | 483 | 110B | Dorchester | D | 466-1482H4 | DOR |  | 13.8kV | 13.8kV |  |  | 0.47748 |  |  | 0 |  |  | #DIV/0! | #DIV/0! | N | N | N
| 556 | NSTAR | Central | Boston | Dorchester483 | 483 | 110B | Dorchester | D | 466-1482H5 | DOR |  | 13.8kV | 13.8kV |  |  | 0.47748 |  |  | 0 |  |  | #DIV/0! | #DIV/0! | N | N | N
| 590 | NSTAR | Central | Boston | Colburn St | 350 | 110A | Boston | D | 49-1400H | BOS ROX | 13.8kV | 13.8kV | 13.8kV |  |  | 0 |  |  | 0 |  |  | #DIV/0! | #DIV/0! | N | N | N
| 637 | NSTAR | Central | Boston | DORCHESTER 483 | 483 | 110B | Dorchester | D | 52-1487H3 | ROX | 13.8kV | 13.8kV | 13.8kV |  |  | 1.8144 |  |  | 0 |  |  | #DIV/0! | #DIV/0! | N | N | N
| 644 | NSTAR | Central | Boston | Andrew Sq | 106 | 110B | S. Boston | D | 528-129H | BOS ROX SOB | 13.8kV | 13.8kV | 13.8kV | 0 | 2.8171 | 2.5545 | 0 | 6.9235 | 6.9235 | #DIV/0! | 40.69% | 36.9% | #DIV/0! | N | N | N
| 652 | NSTAR | Central | Boston | HYDE PARK 13 | 13 | BUS #1 | Roslindale | D | 536-76H3 | HYP | 13.8kV | 13.8kV | 13.8kV |  |  | 0.74009 |  |  | 0 |  |  | #DIV/0! | #DIV/0! | N | N | N
| 664 | NSTAR | Central | Boston | DORCHESTER 483 | 483 | 110A | Boston | D | 566-1475H2 | DOR | 13.8kV | 13.8kV | 13.8kV |  |  | 0.14324 |  |  | 0 |  |  | #DIV/0! | #DIV/0! | N | N | N
| 665 | NSTAR | Central | Boston | STA483 | 483 | 110A | Boston | D | 566-1475H3 | DOR | 13.8kV | 13.8kV | 13.8kV |  |  | 0.11937 |  |  | 0 |  |  | #DIV/0! | #DIV/0! | N | N | N
| 1187 | NSTAR | South | Plymouth | WAREHAM 714 | 714 | 2 | Wareham | D | 3-80-80 | WAR | 22.8kV | 22.8kV | 22.8kV | 20 |  | 17.3554 | 36 |  | 0 | 55.56% |  | #DIV/0! | #DIV/0! | N | N | N
| 1194 | NSTAR | South | Plymouth | WAREHAM 753 | 753 | 1 | Wareham | D | 3-84-12J1 | WAR |  | 4.16KkV | 4.16KkV |  |  | 1.4034 |  |  | 0 |  |  | #DIV/0! | #DIV/0! | N | N | N
| 1446 | NSTAR | South | Plymouth | NGRID | NGRID | NGRID | Kingston | D | NGD-701 | KIN | 22.8kV | 22.8kV | 22.8kV | 0.19722 | 0.19722 | 0.39444 | 0 |  |  | #DIV/0! |  |  | #DIV/0! | N | N | N
| 1447 | NSTAR | South | Plymouth | NGRID | NGRID | NGRID | Plympton | D | NGD-702 | PLM | 22.8kV | 22.8kV | 22.8kV | 0.59166 | 0.59166 | 0.39444 | 0 |  |  | #DIV/0! |  |  | #DIV/0! | N | N | N
| 1448 | NSTAR | South | Plymouth | NGRID | NGRID | NGRID | Plympton | D | NGD-703 | PLM | 4.16kV | 4.16kV | 4.16kV | 0.071968 | 0.071968 | 0.071968 | 0 |  |  | #DIV/0! |  |  | #DIV/0! | N | N | N
| 1587 | NSTAR | West | Waltham | Trapelo Rd | 450 | 110B | Waltham | D | 244-1363 | WAL | 13.8kV | 13.8kV | 13.8kV |  |  | 0 |  |  | 0 |  |  | #DIV/0! | #DIV/0! | N | N | N
| 1654 | NSTAR | West | Waltham | Lexington 320 | 320 | 110B | Lexington | D | 320-H9 | LEX |  | 13.8kV | 13.8kV |  | 0.2 | 0 |  | 2 | 0 |  | 10% | #DIV/0! | #DIV/0! | N | N | N
| 1676 | NSTAR | Central | Mass Ave | Hyde Park Ave | 496 | 110A | Hyde Park | D | 344-1412H2 | HYP |  |  | 13.8KV |  |  | 0 |  |  | 0 |  |  | #DIV/0! | #DIV/0! | N | N | N
| 1833 | NSTAR | West | Walpole | NGRID | NGRID | NGRID | Stoughton | D | LINE43B | SHA | 13.8kV | 13.8kV | 13.8kV | 0.47748 | 0.47748 | 0.47748 | 0 |  |  | #DIV/0! |  |  | #DIV/0! | N | N | N
| 1834 | NSTAR | West | Walpole | NGRID | NGRID | NGRID | Stoughton | D | LINE48C | SHA | 13.8kV | 13.8kV | 13.8kV | 1.6712 | 1.6712 | 1.6712 | 0 |  |  | #DIV/0! |  |  | #DIV/0! | N | N | N
| 1901 | WMECO | NORTHERN | HADLEY | N/A | N/A | N/A | COLRAIN | D | 1CVP1 | COLRAIN | 12.4kV | 12.4 | 12.4 |  | 0 | [5 empty] | #VALUE! |  | #VALUE! | N | N | N
| 1902 | WMECO | NORTHERN | HADLEY | N/A | N/A | N/A | LEYDEN | D | 1CVP2 | LEYDEN | 12.4kV | 12.4 | 12.4 |  | 0 | [5 empty] | #VALUE! |  | #VALUE! | N | N | N
| 1903 | WMECO | NORTHERN | HADLEY | N/A | N/A | N/A | BERNARDSTON | D | 1CVP3 | BERNARDSTON | 12.4kV | 12.4 | 12.4 |  | 0 | [5 empty] | #VALUE! |  | #VALUE! | N | N | N
| 1904 | WMECO | NORTHERN | HADLEY | N/A | N/A | N/A | CHESTERFIELD | D | 1MEG1 | CHESTERFIELD | 13.8kV | 4.16kV | 4.16kV |  | 0 | [5 empty] | #VALUE! |  | #VALUE! | N | N | N
| 1905 | WMECO | NORTHERN | HADLEY | N/A | N/A | N/A | ASHFIELD | D | 1MEG2 | ASHFIELD | 13.8kV | 4.16kV | 4.16kV |  | 0 | [5 empty] | #VALUE! |  | #VALUE! | N | N | N
| 1906 | WMECO | NORTHERN | HADLEY | N/A | N/A | N/A | CHESTERFIELD | D | 1MEG3 | CHESTERFIELD | 13.8kV | 4.16kV | 4.16kV |  | 0 | [5 empty] | #VALUE! |  | #VALUE! | N | N | N
| 1907 | WMECO | NORTHERN | PITTSFIELD | N/A | N/A | N/A | SAVOY | D | 1MEP1 | SAVOY | 4.8kV | 4.8 | 4.8 |  | 0 | [5 empty] | #VALUE! |  | #VALUE! | N | N | N
| 1908 | WMECO | NORTHERN | PITTSFIELD | N/A | N/A | N/A | SAVOY | D | 1MEP2 | SAVOY | 4.8kV | 4.8 | 4.8 |  | 0 | [5 empty] | #VALUE! |  | #VALUE! | N | N | N
| 1909 | WMECO | NORTHERN | PITTSFIELD | N/A | N/A | N/A | SAVOY | D | 1MEP3 | SAVOY | 4.8kV | 4.8 | 4.8 |  | 0 | [5 empty] | #VALUE! |  | #VALUE! | N | N | N
| 1946 | WMECO | NORTHERN | PITTSFIELD | Oswald_30B | 30B | N/A | PITTSFIELD | D | 30BNW_1 | PITTSFIELD | 23 | 23 | 23 |  | 0 | [5 empty] | #VALUE! |  | #VALUE! | N | N | N
| 1959 | WMECO | SOUTHERN | SPRINGFIELD | Riverton_14N | 14N | N/A | Granville | D | 14N2 | Granville | 4.8 | 4.8 | 4.8 |  | 0 | [5 empty] | #VALUE! |  | #VALUE! | N | N | N
| 1971 | WMECO | SOUTHERN | SPRINGFIELD | N/A | N/A | N/A | CHICOPEE | D | 1MES1 | CHICOPEE | 13.8kV | 13.8 | 13.8 |  | 0 | [5 empty] | #VALUE! |  | #VALUE! | N | N | N
| 2040 | WMECO | SOUTHERN | SPRINGFIELD | N/A | N/A | N/A | SPRINGFIELD | D | 44M | SPRINGFIELD | 14.8 | 15.8 | 15.8 |  | 0 | [5 empty] | #VALUE! |  | #VALUE! | N | N | N
| 2052 | WMECO | SOUTHERN | SPRINGFIELD | East_Springfield_5J | 5J | N/A | SPRINGFIELD | D | 5JNW_1 | SPRINGFIELD | 13.8kV | 13.8 | 13.8 |  | 0 | [5 empty] | #VALUE! |  | #VALUE! | N | N | N
| 2054 | WMECO | SOUTHERN | SPRINGFIELD | N/A | N/A | N/A | SPRINGFIELD | D | 603M | SPRINGFIELD | 13.8kV | 13.8 | 13.8 |  | 0 | [5 empty] | #VALUE! |  | #VALUE! | N | N | N
| 2055 | WMECO | SOUTHERN | SPRINGFIELD | N/A | N/A | N/A | SPRINGFIELD | D | 604D | SPRINGFIELD | 13.8kV | 13.8 | 13.8 |  | 0 | [5 empty] | #VALUE! |  | #VALUE! | N | N | N
| 2057 | WMECO | SOUTHERN | SPRINGFIELD | N/A | N/A | N/A | SPRINGFIELD | D | 606G | SPRINGFIELD | 13.8kV | 13.8 | 13.8 |  | 0 | [5 empty] | #VALUE! |  | #VALUE! | N | N | N
| 2078 | WMECO | SOUTHERN | SPRINGFIELD | West_Springfield_8C | 8C | 8C-1X,8C-2X | WEST SPRINGFIELD | D | 8CNW_1 | WEST SPRINGFIELD | 13.8kV | 13.8 | 13.8 |  | 0 | [5 empty] | #VALUE! |  | #VALUE! | N | N | N
| 29 | NSTAR | Central | Boston | Allston | 36 | 14B | Allston | D | 3609 | BRI | 4.16kV | 4.16kV | 4.16kV | [10 empty] | N | N | N
| 30 | NSTAR | Central | Boston | Allston | 36 | 14B | Allston | D | 3610 | BRI,BKL | 4.16kV | 4.16kV | 4.16kV | [10 empty] | N | N | N
| 48 | NSTAR | Central | Boston | Kenmore | 49 | 14B | Boston | D | 4902 | BDT,BKL | 4.16kV | 4.16kV | 4.16kV | [10 empty] | N | N | N
| 49 | NSTAR | Central | Boston | Kenmore | 49 | 14A | Boston | D | 4903 | BDT | 4.16kV | 4.16kV | 4.16kV | [10 empty] | N | N | N
| 55 | NSTAR | Central | Boston | Kenmore | 49 | 14B | Boston | D | 4909 | BDT | 4.16kV | 4.16kV | 4.16kV | [10 empty] | N | N | N
| 71 | NSTAR | Central | Somerville | Mystic Street | 59 | 14A | Arlington | D | 5902 | ARL | 4.16kV | 4.16kV | 4.16kV | [10 empty] | N | N | N
| 75 | NSTAR | Central | Somerville | Mystic Street | 59 | 14B | Arlington | D | 5906 | ARL | 4.16kV | 4.16kV | 4.16kV | [10 empty] | N | N | N
| 89 | NSTAR | Central | Boston | Andrew Sq | 106 | 110C | S. Boston | D | 106-1N18H2 | ROX | 13.8kV | 13.8kV | 13.8kV |  | 0.47748 | 0.52523 |  | 3.3424 | 3.3424 |  | 14.29% | 15.71% |  | N | N | N
| 90 | NSTAR | Central | Mass Ave | Andrew SQ | 106 | 110C | South Boston | D | 106-1N18H3 | ROX |  |  | 13.8KV |  |  | 0.35811 |  |  | 6.3266 |  |  | 5.66% |  | N | N | N
| 95 | NSTAR | Central | Mass Ave | Andrew Sq | 106 | 110C | South Boston | D | 106-1N18H9 | ROX |  |  | 13.8KV | [10 empty] | N | N | N
| 102 | NSTAR | Central | Boston | Andrew Sq | 106 | 110C | South Boston | D | 106-1N31H6 | ROX |  | 13.8kV | 13.8kV |  |  | 0.47748 |  |  | 6.3266 |  |  | 7.547% |  | N | N | N
| 114 | NSTAR | Central | Somerville | Willoughby St | 488 | 14kV Bus | Chelsea | D | 108-195H3 | EBO | 13.8kV | 13.8kV | 13.8kV |  |  | 0.81172 |  |  | 3.3424 |  |  | 24.29% |  | N | N | N
| 119 | NSTAR | Central | Somerville | Chelsea Sub | 488 | 110C | Chelsea | D | 108-196H2 | EBO | 13.8kV | 13.8kV | 13.8kV | [10 empty] | N | N | N
| 124 | NSTAR | Central | Boston | Dorchester Ave | 139 | 14A | South Boston | D | 139-02 | SOB | 4.16kV | 4.16kV | 4.16kV | 1.3602 | 1.3026 |  | 2.5908 | 2.5908 |  | 52.5% | 50.28% |  |  | N | N | N
| 128 | NSTAR | Central | Boston | Dorchester Ave | 139 | 14B | S. Boston | D | 139-06 | SOB | 4.16kV | 4.16kV | 4.16kV | [10 empty] | N | N | N
| 135 | NSTAR | Central | Mass Ave | K Street | 385D | 110C | South Boston | D | 139-150H1 | SOB |  |  | 13.8KV | [10 empty] | N | N | N
| 136 | NSTAR | Central | Mass Ave | K Street | 385D | 110C | South Boston | D | 139-160H1 | SOB |  |  | 13.8KV | [10 empty] | N | N | N
| 137 | NSTAR | Central | Mass Ave | K Street | 385D | 110C | South Boston | D | 139-160H2 | SOB |  |  | 13.8KV | [10 empty] | N | N | N
| 138 | NSTAR | Central | Mass Ave | K Street | 385D | 110C | South Boston | D | 139-160H3 | SOB |  |  | 13.8KV | [10 empty] | N | N | N
| 139 | NSTAR | Central | Mass Ave | K Street | 385D | 110C | South Boston | D | 139-160H4 | SOB |  |  | 13.8KV | [10 empty] | N | N | N
| 140 | NSTAR | Central | Mass Ave | K Street | 385D | 110A | South Boston | D | 139-170H1 | SOB |  |  | 13.8KV | [10 empty] | N | N | N
| 141 | NSTAR | Central | Mass Ave | K Street | 385D | 110A | South Boston | D | 139-170H2 | SOB |  |  | 13.8KV | [10 empty] | N | N | N
| 145 | NSTAR | Central | Somerville | PNU26 | PNU26 | P13/P26 | Somerville | D | 13N26 | SOM | 4.16kV | 4.16kV | 4.16kV | [10 empty] | N | N | N
| 152 | NSTAR | Central | Boston | Humboldt Ave | 143 | 14AB | Roxbury | D | 143-02 | ROX | 4.16kV | 4.16kV | 4.16kV | [10 empty] | N | N | N
| 157 | NSTAR | Central | Boston | Andrew Sq | 106 | 110B | South Boston | D | 143-109H11 | WRX | 13.8kV | 13.8kV | 13.8kV |  |  | 0.57298 |  |  | 6.3266 |  |  | 9.057% |  | N | N | N
| 170 | NSTAR | Central | Somerville | Willoughby St | 488 | 110C | Chelsea | D | 14-99H | CHE | 13.8kV | 13.8kV | 13.8kV |  |  | 5.6581 |  |  | 11.5789 |  |  | 48.87% |  | N | N | N
| 172 | NSTAR | Central | Somerville | Willoughby St | 489 | 110C | Chelsea | D | 14-99H2 | CHE | 13.8kV | 13.8kV | 13.8kV |  | 0 | 1.4324 |  | 3.3424 | 3.3424 |  | 0% | 42.86% |  | N | N | N
| 174 | NSTAR | Central | Somerville | PNU26 | PNU26 | P14/P26 | Somerville | D | 14N26 | SOM | 4.16kV | 4.16kV | 4.16kV | [10 empty] | N | N | N
| 176 | NSTAR | Central | Boston | K Street | 385 | 110B | South Boston | D | 151-140H1 | SOB | #N/A | #N/A | #N/A | 0 | 0 |  | 6.3266 | 6.3266 |  | 0% | 0% |  |  | N | N | N
| 177 | NSTAR | Central | Boston | K Street | 385 | 110B | South Boston | D | 151-141H1 | SOB | 13.8kV | 13.8kV | 13.8kV | [10 empty] | N | N | N
| 179 | NSTAR | Central | Boston | K Street | 385 | 110B | S. Boston | D | 151-142H1 | SOB | 13.8kV | 13.8kV | 13.8kV | [10 empty] | N | N | N
| 181 | NSTAR | Central | Somerville | Willoughby St | 488 | 110B | Chelsea | D | 152-53H | CHE | 13.8kV | 13.8kV | 13.8kV | 6.3027 |  | 4.9897 | 8.3559 |  | 8.3559 | 75.43% |  | 59.71% |  | N | N | N
| 182 | NSTAR | Central | Somerville | Willoughby St | 488 | 110C | Chelsea | D | 152-53H1 | EBO | 13.8kV | 13.8kV | 13.8kV | 5.6581 | 4.178 |  | 3.3424 | 3.3424 |  | 169.3% | 125% |  |  | N | N | N
| 183 | NSTAR | Central | Somerville | Willoughby St | 488 | 110B | Chelsea | D | 152-87H | CHE EBO | 13.8kV | 13.8kV | 13.8kV | 3.2469 |  | 4.2973 | 6.9235 |  | 6.9235 | 46.9% |  | 62.07% |  | N | N | N
| 191 | NSTAR | Central | Boston | K Street | 385 | 110B | S. Boston | D | 162-195H | SOB | #N/A | #N/A | #N/A | [10 empty] | N | N | N
| 192 | NSTAR | Central | Boston | K Street | 385 | 110B | South Boston | D | 162-195H1 | SOB | 13.8kV | 13.8kV | 13.8kV | [10 empty] | N | N | N
| 193 | NSTAR | Central | Boston | 500 E. First St | 385D | 110B | South Boston | D | 168-135H1 | SOB | #N/A | #N/A | #N/A | 0 | 0 |  | 6.3266 | 6.3266 |  | 0% | 0% |  |  | N | N | N
| 194 | NSTAR | Central | Boston | PNU16 | PNU16 | 110B | Roxbury | D | 16N01 | ROX DOR | 4.16kV | 4.16kV | 4.16kV | [10 empty] | N | N | N
| 198 | NSTAR | Central | Boston | PNU20 | PNU20 | 110B | Brookline | D | 20N30 | BKL | 4.16kV | 4.16kV | 4.16kV | [10 empty] | N | N | N
| 213 | NSTAR | Central | Somerville | Woburn 211 | 211 | 110B | Woburn | D | 211-H16 | WIN |  | 13.8kV | 13.8kV |  |  | 4.2734 |  |  | 8.3559 |  |  | 51.14% |  | N | N | N
| 221 | NSTAR | Central | Somerville | Mystic Station | 250 | 110B | Charlestown | D | 218-188 | CHT | 13.8kV | 13.8kV | 13.8kV | 2.7933 | 2.9126 |  | 8.3559 | 8.3559 |  | 33.43% | 34.86% |  |  | N | N | N
| 222 | NSTAR | Central | Somerville | Mystic Station | 250 | 110E | Boston | D | 218-188H1 | CHT |  |  | 13.8kV | [10 empty] | N | N | N
| 223 | NSTAR | Central | Somerville | Mystic Station | 250 | 110E | Boston | D | 218-188H2 | CHT |  |  | 13.8kV | [10 empty] | N | N | N
| 227 | NSTAR | Central | Somerville | Mystic Station | 250 | 110E | Boston | D | 218-80H4 | CHT |  |  | 13.8kV |  |  | 0.23874 |  |  | 4.7748 |  |  | 5% |  | N | N | N
| 229 | NSTAR | Central | Boston | K Street | 385 | 110A | South Boston | D | 222-161H1 | SO. BOSTON | 13.8kV | 13.8kV | 13.8kV |  | 0.97883 | 1.0266 |  | 3.3424 | 3.3424 |  | 29.29% | 30.71% |  | N | N | N
| 230 | NSTAR | Central | Boston | K Street | 385 | 110A | South Boston | D | 222-161H2 | SO. BOSTON | 13.8kV | 13.8kV | 13.8kV |  | 0.42973 | 0.47748 |  | 3.3424 | 3.3424 |  | 12.86% | 14.29% |  | N | N | N
| 232 | NSTAR | Central | Somerville | Mystic Station | 250 | 110A | Everett | D | 227-51H10 | SOM | 13.8kV | 13.8kV | 13.8kV |  |  | 0.59685 |  |  | 4.7748 |  |  | 12.5% |  | N | N | N
| 239 | NSTAR | Central | Somerville | Mystic Station | 250 | 110A | Everett | D | 227-51H9 | SOM | 13.8kV | 13.8kV | 13.8kV |  |  | 0.59685 |  |  | 4.7748 |  |  | 12.5% |  | N | N | N
| 240 | NSTAR | Central | Somerville | EVERETT 250 | 250 | 110B | Somerville | D | 227-52H11 | SOM | 13.8kV | 13.8kV | 13.8kV |  |  | 0 |  |  | 4.7748 |  |  | 0% |  | N | N | N
| 252 | NSTAR | Central | Somerville | EVERETT 250 | 250 | 110B | Somerville | D | 250-1N33H2 | SOM | 13.8kV | 13.8kV | 13.8kV | [10 empty] | N | N | N
| 253 | NSTAR | Central | Somerville | EVERETT 250 | 250 | 110B | Somerville | D | 250-1N33H3 | SOM | 13.8kV | 13.8kV | 13.8kV | [10 empty] | N | N | N
| 254 | NSTAR | Central | Somerville | EVERETT 250 | 250 | 110B | Somerville | D | 250-1N33H4 | SOM | #N/A | #N/A | #N/A | [10 empty] | N | N | N
| 258 | NSTAR | Central | Somerville | EVERETT 250 | 250 | 110A | Somerville | D | 250-1N35H3 | SOM | 13.8kV | 13.8kV | 13.8kV | [10 empty] | N | N | N
| 261 | NSTAR | Central | Somerville | STA 250 | 250 | 110A | Boston, Somerville | D | 250-1N38H3 | SOM | 13.8kV | 13.8kV | 13.8kV |  |  | 0.071622 |  |  | 4.7748 |  |  | 1.5% |  | N | N | N
| 262 | NSTAR | Central | Somerville | STA 250 | 250 | 110A | Boston, Somerville | D | 250-1N38H5 | SOM |  | 13.8kV | 13.8kV |  |  | 0.28649 |  |  | 4.7748 |  |  | 6% |  | N | N | N
| 264 | NSTAR | Central | Somerville | EVERETT 250 | 250 | 110A | Charlestown | D | 250-1N39H2 | SOM |  | 13.8kV | 13.8kV |  |  | 0.28649 |  |  | 4.7748 |  |  | 6% |  | N | N | N
| 265 | NSTAR | Central | Somerville | EVERETT 250 | 250 | 110A | Charlestown | D | 250-1N39H3 | SOM |  | 13.8kV | 13.8kV |  |  | 0.83559 |  |  | 4.7748 |  |  | 17.5% |  | N | N | N
| 266 | NSTAR | Central | Somerville | Mystic Station | 250 | 110A | Boston | D | 250-1N39H4 | SOM |  |  | 13.8kV |  |  | 0.35811 |  |  | 3.3424 |  |  | 10.71% |  | N | N | N
| 267 | NSTAR | Central | Somerville | Mystic Station | 251 | 110A | Boston | D | 250-1N39H5 | SOM |  |  | 13.8kV |  |  | 0.59685 |  |  | 4.7748 |  |  | 12.5% |  | N | N | N
| 272 | NSTAR | Central | Somerville | Mystic Station | 250 | 24kV Bus | Charlestown | D | 250-2132 | CHT | 24kV | 24kV | 24kV | [10 empty] | N | N | N
| 287 | NSTAR | Central | Boston | Dewar Street | 483 | 110B | Dorchester | D | 263-1477H1 | DOR | 13.8kV | 13.8kV | 13.8kV |  | 0.95496 | 0.66847 |  | 6.3266 | 6.3266 |  | 15.09% | 10.57% |  | N | N | N
| 288 | NSTAR | Central | Somerville | PNU26 | PNU26 | P26 | Somerville | D | 26N01 | SOM | 4.16kV | 4.16kV | 4.16kV | [10 empty] | N | N | N
| 289 | NSTAR | Central | Somerville | PNU33 | PNU33 | P26/P33 | Somerville | D | 26N33 | SOM | 4.16kV | 4.16kV | 4.16kV | [10 empty] | N | N | N
| 302 | NSTAR | Central | Somerville | Colburn St | 351 | 110A | Boston | D | 284-1430H2 | BOS |  |  | 13.8kV | [10 empty] | N | N | N
| 303 | NSTAR | Central | Somerville | Colburn St | 350 | 110C | Boston | D | 299-1180H1 | BOS |  |  | 13.8kV | [10 empty] | N | N | N
| 306 | NSTAR | Central | Boston | Summer St | 293 | 110B | S. Boston | D | 293-01 | SOB | 4.16kV | 4.16kV | 4.16kV | 0 | 0 |  | 2.5908 | 2.5908 |  | 0% | 0% |  |  | N | N | N
| 307 | NSTAR | Central | Boston | Summer St | 293 | 110B | South Boston | D | 293-03 | SOB | 4.16kV | 4.16kV | 4.16kV | 0.99316 | 0 |  | 2.5908 | 2.5908 |  | 38.33% | 0% |  |  | N | N | N
| 310 | NSTAR | Central | Boston | Summer St | 293 | 110B | South Boston | D | 293-07 | SOB | 4.16kV | 4.16kV | 4.16kV | 0 | 0 |  | 1.6912 | 1.6912 |  | 0% | 0% |  |  | N | N | N
| 312 | NSTAR | Central | Boston | Summer St | 293 | 110B | South Boston | D | 293-10 | SOB | 4.16kV | 4.16kV | 4.16kV | 0 | 0 |  | 1.6912 | 1.6912 |  | 0% | 0% |  |  | N | N | N
| 313 | NSTAR | Central | Boston | Summer St | 293 | 110B | South Boston | D | 293-11 | SOB | 4.16kV | 4.16kV | 4.16kV | 0 | 0 |  | 2.5908 | 2.5908 |  | 0% | 0% |  |  | N | N | N
| 319 | NSTAR | Central | Somerville | Elm Street | 301 | 14B | Stoneham | D | 301-1386H1 | WOB |  | 13.8kV | 13.8kV |  |  | 0.78784 |  |  | 4.7748 |  |  | 16.5% |  | N | N | N
| 320 | NSTAR | Central | Somerville | Elm Street | 301 | 14B | Stoneham | D | 301-1386H3 | WOB |  | 13.8kV | 13.8kV |  |  | 0.47748 |  |  | 4.7748 |  |  | 10% |  | N | N | N
| 321 | NSTAR | Central | Somerville | NOT ENERGIZED YET | N/A | N/A | N/A | N/A | 301-1386H4 | N/A | 13.8kV | 13.8kV | 13.8kV |  |  | 0 |  |  | 4.7748 |  |  | 0% |  | N | N | N
| 322 | NSTAR | Central | Somerville | Woburn 211 | 211 | 110B | Woburn | D | 301-1460H2 | WOB |  | 13.8kV | 13.8kV |  |  | 0.38198 |  |  | 4.7748 |  |  | 8% |  | N | N | N
| 323 | NSTAR | Central | Somerville | Woburn 211 | 211 | 110B | Woburn | D | 301-1460H3 | WOB |  | 13.8kV | 13.8kV |  |  | 0.45361 |  |  | 4.7748 |  |  | 9.5% |  | N | N | N
| 324 | NSTAR | Central | Somerville | Woburn 211 | 211 | 110B | Woburn | D | 301-1460H4 | WOB |  | 13.8kV | 13.8kV |  |  | 0.45361 |  |  | 4.7748 |  |  | 9.5% |  | N | N | N
| 330 | NSTAR | Central | Waltham | STA 315 | 315 | 110B | Watertown | D | 305-1421H1 | WAT |  | 13.8kV | 13.8kV |  | 0.5 | 0.59685 |  | 5 | 3.3424 |  | 10% | 17.86% |  | N | N | N
| 331 | NSTAR | Central | Waltham | STA 315 | 315 | 110B | Watertown | D | 305-1421H2 | BRI |  | 13.8kV | 13.8kV |  | 0.5 | 0.59685 |  | 5 | 3.3424 |  | 10% | 17.86% |  | N | N | N
| 336 | NSTAR | Central | Somerville | Willoughby St | 488 | 110A | Chelsea | D | 266-161H1 | CHE |  |  | 13.8kV | [10 empty] | N | N | N
| 337 | NSTAR | Central | Somerville | Willoughby St | 488 | 110A | Chelsea | D | 266-161H2 | CHE |  |  | 13.8kV | [10 empty] | N | N | N
| 342 | NSTAR | Central | Somerville | CHELSEA 488 | 488 | 110C | East Boston | D | 308-197H5 | CHE |  | 13.8kV | 13.8kV |  |  | 0.47748 |  |  | 3.5811 |  |  | 13.33% |  | N | N | N
| 343 | NSTAR | Central | Somerville | CHELSEA 488 | 488 | 110C | East Boston | D | 308-197H6 | CHE |  | 13.8kV | 13.8kV |  |  | 0.42973 |  |  | 3.5811 |  |  | 12% |  | N | N | N
| 344 | NSTAR | Central | Somerville | Willoughby St | 488 | 110B | Chelsea | D | 308-54H1 | EAB | 13.8kV | 13.8kV | 13.8kV | [10 empty] | N | N | N
| 345 | NSTAR | Central | Somerville | Willoughby St | 488 | 110B | Chelsea | D | 308-54H2 | CHE |  |  | 13.8kV | [10 empty] | N | N | N
| 369 | NSTAR | Central | Boston | Electric Ave | 315 | 110A | Brighton | D | 315-H15 | BDT | 13.8kV | 13.8kV | 13.8kV | [10 empty] | N | N | N
| 370 | NSTAR | Central | Boston | Electric Ave | 315 | 110A | Brighton | D | 315-H2 | BRI | 13.8kV | 13.8kV | 13.8kV |  |  | 8.714 |  |  | 11.5789 |  |  | 75.26% |  | N | N | N
| 379 | NSTAR | Central | Boston | San Juan Street | 318 | 14A | Boston | D | 318-04 | BDT | 4.16kV | 4.16kV | 4.16kV | [10 empty] | N | N | N
| 393 | NSTAR | Central | Boston | Cottrell Street | 321 | 14AB | Dorchester | D | 321-05 | DOR,SOB | 4.16kV | 4.16kV | 4.16kV | [10 empty] | N | N | N
| 412 | NSTAR | Central | Boston | Brighton | 329 | 110B | Brighton | D | 329-1N51H4 | BRI |  | 13.8kV | 13.8kV |  |  | 0.47748 |  |  | 5.2523 |  |  | 9.091% |  | N | N | N
| 423 | NSTAR | Central | Boston | K Street | 385 | 110C | S. Boston | D | 343-169H1 | SOB | 13.8kV | 13.8kV | 13.8kV | [10 empty] | N | N | N
| 447 | NSTAR | Central | Somerville | Woburn | 211 | 110D | Woburn | D | 351-1385H1 | ARL,LEX,WIN | 13.8kV | 13.8kV | 13.8kV | 4.0108 | 4.0586 |  | 8.3559 | 8.3559 |  | 48% | 48.57% |  |  | N | N | N
| 474 | NSTAR | Central | Boston | K Street | 385 | N/A | S. Boston | D | 385-188H1 | SOB | 13.8kV | 13.8kV | 13.8kV |  | 0.90721 | 0.93109 |  | 6.3266 | 6.3266 |  | 14.34% | 14.72% |  | N | N | N
| 475 | NSTAR | Central | Boston | K Street | 385 | 110B | S. Boston | D | 385-188H2 | SOB | 13.8kV | 13.8kV | 13.8kV |  | 1.0505 | 1.0266 |  | 6.3266 | 6.3266 |  | 16.6% | 16.23% |  | N | N | N
| 476 | NSTAR | Central | Mass Ave | K STREET | 385D | 110C | South Boston | D | 385-188H3 | SOB |  |  | 13.8KV | [10 empty] | N | N | N
| 477 | NSTAR | Central | Mass Ave | K STREET | 385D | 110C | South Boston | D | 385-188H4 | SOB |  |  | 13.8KV | [10 empty] | N | N | N
| 483 | NSTAR | Central | Boston | K Street | 385 | 110D | S. Boston | D | 385-H13 | SOB | 13.8kV | 13.8kV | 13.8kV | [10 empty] | N | N | N
| 484 | NSTAR | Central | Boston | K Street | 385 | 110A | S. Boston | D | 385-H14 | SOB | 13.8kV | 13.8kV | 13.8kV | [10 empty] | N | N | N
| 486 | NSTAR | Central | Boston | K Street | 385 | 110A | South Boston | D | 385-H16 | SOB | #N/A | #N/A | #N/A | [10 empty] | N | N | N
| 490 | NSTAR | Central | Boston | K Street | 385 | 110A | South Boston | D | 385-H2 | SOB | #N/A | #N/A | #N/A | 0 | 0 |  | 7.0428 | 7.0428 |  | 0% | 0% |  |  | N | N | N
| 493 | NSTAR | Central | Mass Ave | K STREET | 385D | 110D | South Boston | D | 385-H22 | SOB |  |  | 13.8KV |  |  | 6.6847 |  |  | 7.0428 |  |  | 94.92% |  | N | N | N
| 497 | NSTAR | Central | Boston | K Street | 385 | 110A | South Boston | D | 385-H6 | SOB | #N/A | #N/A | #N/A | [10 empty] | N | N | N
| 498 | NSTAR | Central | Boston | K Street | 385 | 110A | South Boston | D | 385-H7 | SOB | 13.8kV | 13.8kV | 13.8kV | 0 | 0.023874 |  | 7.0428 | 7.0428 |  | 0% | 0.339% |  |  | N | N | N
| 511 | NSTAR | Central | Boston | Amory Street | 396 | 14B | Roxbury | D | 396-1050H4 | ROX | 13.8kV | 13.8kV | 13.8kV |  | 0.23874 | 1.7905 |  | 6.3266 | 6.3266 |  | 3.774% | 28.3% |  | N | N | N
| 512 | NSTAR | Central | Boston | ROXBURY 350 | 350 | 110D | Roxbury | D | 396-1050H5 | ROX |  | 13.8kV | 13.8kV |  |  | 0.23874 |  |  | 5.2523 |  |  | 4.545% |  | N | N | N
| 515 | NSTAR | Central | Boston | K Street | 385 | 110B | S. Boston | D | 403-137 | BDT SOB | 13.8kV | 13.8kV | 13.8kV |  | 3.8198 | 2.9842 |  | 5.6104 | 5.6104 |  | 68.09% | 53.19% |  | N | N | N
| 516 | NSTAR | Central | Boston | Congress Street | 430 | 14A | S. Boston | D | 430-01 | SOB | 4.16kV | 4.16kV | 4.16kV | [10 empty] | N | N | N
| 520 | NSTAR | Central | Boston | Congress Street | 430 | 14B | S. Boston | D | 430-09 | SOB | 4.16kV | 4.16kV | 4.16kV | [10 empty] | N | N | N
| 530 | NSTAR | Central | Mass Ave | Dewar | 483 | 110B | Dorchester | D | 43-1490H7 | DOR |  |  | 13.8KV | [10 empty] | N | N | N
| 539 | NSTAR | Central | Boston | Hyde Park | 496 | 110B | Hyde Park | D | 441-1401H1 | WRX | 13.8kV | 13.8kV | 13.8kV |  | 0.47748 | 0.23874 |  | 6.3266 | 6.3266 |  | 7.547% | 3.774% |  | N | N | N
| 544 | NSTAR | Central | Mass Ave | Andrew SQ | 107 | 110D | South Boston | D | 465-129H5 | ROX |  |  | 13.8KV |  |  | 0.83559 |  |  | 6.3266 |  |  | 13.21% |  | N | N | N
| 546 | NSTAR | Central | Boston | Andrew Sq | 106 | 110D | South Boston | D | 465-129H2 | ROX |  | 13.8kV | 13.8kV |  |  | 0.52523 |  |  | 6.3266 |  |  | 8.302% |  | N | N | N
| 547 | NSTAR | Central | Boston | Andrew Sq | 106 | 110D | South Boston | D | 465-129H4 | BDT |  | 13.8kV | 13.8kV |  |  | 1.9577 |  |  | 6.3266 |  |  | 30.94% |  | N | N | N
| 548 | NSTAR | Central | Mass Ave | Andrew SQ | 106 | 110D | South Boston | D | 465-129H7 | DOR |  |  | 13.8KV | [10 empty] | N | N | N
| 549 | NSTAR | Central | Mass Ave | Andrew SQ | 106 | 110D | South Boston | D | 465-129H8 | DOR |  |  | 13.8KV | [10 empty] | N | N | N
| 566 | NSTAR | Central | Boston | Dewar Street | 483 | 14A | Dorchester | D | 483-02 | DOR | 4.16kV | 4.16kV | 4.16kV | [10 empty] | N | N | N
| 579 | NSTAR | Central | Boston | K Street | 385D | 110C | South Boston | D | 485-199H2 | SOB |  | 13.8kV | 13.8kV |  |  | 0.78784 |  |  | 6.3266 |  |  | 12.45% |  | N | N | N
| 589 | NSTAR | Central | Boston | Colburn St | 350 | 110C | Boston | D | 49-1281H5 | BOS |  |  | 13.8KV | [10 empty] | N | N | N
| 617 | NSTAR | Central | Boston | Andrew Sq | 106 | 110B | South Boston | D | 510-77H6 | ROX |  | 13.8kV | 13.8kV |  |  | 0.71622 |  |  | 6.3266 |  |  | 11.32% |  | N | N | N
| 628 | NSTAR | Central | Boston | Dewar Street | 483 | 110A | Dorchester | D | 515-193H2 | SOB | 13.8kV | 13.8kV | 13.8kV |  | 0.35811 | 0.38198 |  | 6.3266 | 6.3266 |  | 5.66% | 6.038% |  | N | N | N
| 636 | NSTAR | Central | Boston | Dewar Street | 483 | 110B | Dorchester | D | 52-1487H2 | ROX | 13.8kV | 13.8kV | 13.8kV |  | 2.0293 | 2.9604 |  | 3.3424 | 3.3424 |  | 60.71% | 88.57% |  | N | N | N
| 642 | NSTAR | Central | Boston | Dewar Street | 483 | 110B | Roxbury | D | 52-1499H4 | ROX | 13.8kV | 13.8kV | 13.8kV |  | 1.3131 | 0.47748 |  | 6.3266 | 6.3266 |  | 20.75% | 7.547% |  | N | N | N
| 656 | NSTAR | Central | Boston | Brighton | 329 | 110B | Brighton | D | 548-92H3 | BRI,CAM | 13.8kV | 13.8kV | 13.8kV | [10 empty] | N | N | N
| 657 | NSTAR | Central | Boston | Lincoln Street | 329 | 110B | Brighton | D | 548-92H4 | BRI | 13.8kV | 13.8kV | 13.8kV | [10 empty] | N | N | N
| 658 | NSTAR | Central | Boston | 350 Licoln St | 329 | 110B | Brighton | D | 548-92H5 | BRI | 13.8kV | 13.8kV | 13.8kV | [10 empty] | N | N | N
| 659 | NSTAR | Central | Boston | Colburn St | 350 | 110B | Boston | D | 549-1121H | BOS BKL ROX | #N/A | #N/A | #N/A | 4.6554 | 0 |  | 11.5789 | 11.5789 |  | 40.21% | 0% |  |  | N | N | N
| 667 | NSTAR | Central | Boston | K Street | 385 | 110C | S. Boston | D | 574-70H3 | BDT | 13.8kV | 13.8kV | 13.8kV |  | 0.95496 | 0.81172 |  | 6.3266 | 6.3266 |  | 15.09% | 12.83% |  | N | N | N
| 668 | NSTAR | Central | Boston | K Street | 385 | 110C | S. Boston | D | 574-70H4 | BDT | 13.8kV | 13.8kV | 13.8kV |  |  | 1.0743 |  |  | 6.3266 |  |  | 16.98% |  | N | N | N
| 671 | NSTAR | Central | Boston | K Street | 385 | 110C | South Boston | D | 583-122H1 | SOB | 13.8kV | 13.8kV | 13.8kV | [10 empty] | N | N | N
| 672 | NSTAR | Central | Boston | K Street | 385 | 110C | South Boston | D | 583-122H2 | SOB | 13.8kV | 13.8kV | 13.8kV | [10 empty] | N | N | N
| 673 | NSTAR | Central | Boston | 500 E. First St | 385D | 110B | South Boston | D | 583-122H3 | BDT | #N/A | #N/A | #N/A | 0.40586 | 0.47748 |  | 6.3266 | 6.3266 |  | 6.415% | 7.547% |  |  | N | N | N
| 674 | NSTAR | Central | Boston | K Street | 385 | 110B | South Boston | D | 583-122H4 | SOB | #N/A | #N/A | #N/A | 1.0743 | 1.0743 |  | 6.3266 | 6.3266 |  | 16.98% | 16.98% |  |  | N | N | N
| 675 | NSTAR | Central | Boston | K Street | 385 | 110B | South Boston | D | 583-122H5 | SOB | #N/A | #N/A | #N/A | 1.146 | 1.1937 |  | 6.3266 | 6.3266 |  | 18.11% | 18.87% |  |  | N | N | N
| 676 | NSTAR | Central | Boston | K Street | 385 | 110B | South Boston | D | 583-122H6 | SOB | #N/A | #N/A | #N/A | 0.95496 | 0.95496 |  | 6.3266 | 6.3266 |  | 15.09% | 15.09% |  |  | N | N | N
| 677 | NSTAR | Central | Boston | K Street | 385 | 110B | South Boston | D | 583-122H7 | SOB | #N/A | #N/A | #N/A | 1.0266 | 1.0743 |  | 6.3266 | 6.3266 |  | 16.23% | 16.98% |  |  | N | N | N
| 678 | NSTAR | Central | Mass Ave | K STREET | 385D | 110C | South Boston | D | 583-195H | SOB |  |  | 13.8KV |  |  | 4.2018 |  |  | 7.0428 |  |  | 59.66% |  | N | N | N
| 682 | NSTAR | Central | Somerville | EVERETT 250 | 250 | 110A | Somerville | D | 585-114H5 | SOM |  | 13.8kV | 13.8kV |  |  | 0.95496 |  |  | 4.7748 |  |  | 20% |  | N | N | N
| 686 | NSTAR | Central | Somerville | Willoughby St | 488 | 110B | Chelsea | D | 592-70H1 | CHE EAB | 13.8kV | 13.8kV | 13.8kV | [10 empty] | N | N | N
| 689 | NSTAR | Central | Mass Ave | Dewar Street | 483 | 110B | Dorchester | D | 67-1484H2 | DOR |  |  | 13.8KV | [10 empty] | N | N | N
| 767 | NSTAR | Central | Somerville | Concord | 827 | 14A | Cambridge | D | 827-31 | CAM | 4.16kV | 4.16kV | 4.16kV | 1.5473 | 1.3818 |  | 2.5189 | 2.5189 |  | 61.43% | 54.86% |  |  | N | N | N
| 797 | NSTAR | Central | Somerville | Putnam | 831 | 110C | Cambridge | D | 831-1318 | CAM |  |  | 13.8kV | [10 empty] | N | N | N
| 821 | NSTAR | Central | Somerville | Kendall | 850 | 14 kV Bus | Cambridge | D | 850-1NK6 | CAM | 13.8kV | 13.8kV | 13.8kV | [10 empty] | N | N | N
| 842 | NSTAR | Central | Somerville | East Camb | 875 | 110C | Cambridge | D | 875-1N37B | CAM | 13.8kV | 13.8kV | 13.8kV | [10 empty] | N | N | N
| 845 | NSTAR | Central | Boston | PNU8 | PNU8 | PNU8 | Roxbury | D | 8N02 | ROX | 4.16kV | 4.16kV | 4.16kV | [10 empty] | N | N | N
| 846 | NSTAR | Central | Boston | PNU8 | PNU8 | P8/P16 | Roxbury | D | 8N16 | ROX | 4.16kV | 4.16kV | 4.16kV | [10 empty] | N | N | N
| 847 | NSTAR | Central | Boston | PNU8 | PNU8 | P8/P9 | Roxbury | D | 8N9 | ROX | 4.16kV | 4.16kV | 4.16kV | [10 empty] | N | N | N
| 848 | NSTAR | Central | Boston | Seafood Way | 99 | 110B | South Boston | D | 99-135H1 | SOB | 13.8kV | 13.8kV | 13.8kV |  | 0.35811 | 0.40586 |  | 6.3266 | 6.3266 |  | 5.66% | 6.415% |  | N | N | N
| 849 | NSTAR | Central | Boston | Seafood Way | 99 | 110B | South Boston | D | 99-135H2 | SOB | 13.8kV | 13.8kV | 13.8kV |  | 0.47748 | 0.42973 |  | 6.3266 | 6.3266 |  | 7.547% | 6.792% |  | N | N | N
| 850 | NSTAR | Central | Boston | Seafood Way | 99 | 110B | South Boston | D | 99-135H3 | SOB | 13.8kV | 13.8kV | 13.8kV |  | 0.11937 | 0.33424 |  | 6.3266 | 6.3266 |  | 1.887% | 5.283% |  | N | N | N
| 851 | NSTAR | Central | Boston | STA99 | 99 | 110B | Boston | D | 99-135H6 | SOB | 13.8kV | 13.8kV | 13.8kV |  |  | 0.76397 |  |  | 6.3266 |  |  | 12.08% |  | N | N | N
| 857 | NSTAR | Central | Boston | Seafood Way | 99 | 110C | South Boston | D | 99-H4 | SOB | 13.8kV | 13.8kV | 13.8kV |  | 6.3266 | 3.2469 |  | 14.8019 | 14.8019 |  | 42.74% | 21.94% |  | N | N | N
| 863 | NSTAR | Central | Boston | PNU9 | PNU9 | P9 | Roxbury | D | 9N01 | BDT,ROX | 4.16kV | 4.16kV | 4.16kV | [10 empty] | N | N | N
| 865 | NSTAR | Central | Boston | K Street | 385 | 110C | S. Boston | D | MC-14 | SOB | 13.8kV | 13.8kV | 13.8kV | [10 empty] | N | N | N
| 868 | NSTAR | Central | Boston | K Street | 385 | 110A | S. Boston | D | MC-6 | SOB | 13.8kV | 13.8kV | 13.8kV | [10 empty] | N | N | N
| 872 | NSTAR | Central | Boston | Chatham | 12 | Network | Boston | NET | NETWORKSTA12 | BDT | 13.8kV | 13.8kV | 13.8kV | [10 empty] | N | N | N
| 873 | NSTAR | Central | Boston | Hawkins | 2 | Network | Boston | NET | NETWORKSTA2 | BDT | 13.8kV | 13.8kV | 13.8kV | [10 empty] | N | N | N
| 874 | NSTAR | Central | Boston | Scotia | 492 | Network | Boston | NET | NETWORKSTA492 | BDT | 13.8kV | 13.8kV | 13.8kV | [10 empty] | N | N | N
| 875 | NSTAR | Central | Boston | Kingston | 514 | Network | Boston | NET | NETWORKSTA514 | BDT | 13.8kV | 13.8kV | 13.8kV | [10 empty] | N | N | N
| 876 | NSTAR | Central | Boston | High | 53 | Network | Boston | NET | NETWORKSTA53 | BDT | 13.8kV | 13.8kV | 13.8kV | [10 empty] | N | N | N
| 877 | NSTAR | Central | Boston | Carver | 71 | Network | Boston | NET | NETWORKSTA71 | BDT | 13.8kV | 13.8kV | 13.8kV | [10 empty] | N | N | N
| 878 | NSTAR | South | New Bedford | Brock Ave | 683 | 1 | N. Bedford | D | 2-7-34 | NEB | 13.2kV | 13.2kV | 13.2kV | 1.393 | 1.4843 |  | 6.1886 | 6.1886 |  | 22.51% | 23.99% |  |  | N | N | N
| 879 | NSTAR | South | New Bedford | STA 681 | 681 | 1 | N. Bedford | D | 2-6-35 | NEB | 3.74kV | 3.74kV | 3.74kV | 1.2 |  |  | 1.8 |  |  | 66.67% |  |  |  | N | N | N
| 887 | NSTAR | South | New Bedford | Pine Street | 611 | D | N. Bedford | D | 2-25-50 | NEB | 13.2kV | 13.2kV | 13.2kV | 0.52523 | 0.52523 |  | 3.8364 | 3.8364 |  | 13.69% | 13.69% |  |  | N | N | N
| 888 | NSTAR | South | New Bedford | Pine Street | 611 | C | N. Bedford | D | 2-4-51 | NEB | 13.2kV | 13.2kV | 13.2kV | 1.0505 | 1.0505 |  | 3.8364 | 3.8364 |  | 27.38% | 27.38% |  |  | N | N | N
| 889 | NSTAR | South | New Bedford | Pine Street | 611 | C | N. Bedford | D | 2-4-95 | NEB | 13.2kV | 13.2kV | 13.2kV | 1.3702 | 1.3702 |  | 3.8364 | 3.8364 |  | 35.71% | 35.71% |  |  | N | N | N
| 890 | NSTAR | South | New Bedford | Pine Street | 611 | B | N. Bedford | D | 2-7-95 | NEB | 13.2kV | 13.2kV | 13.2kV | 1.0961 | 1.0961 |  | 3.8364 | 3.8364 |  | 28.57% | 28.57% |  |  | N | N | N
| 891 | NSTAR | South | New Bedford | Pine Street | 611 | C | N. Bedford | D | 2-3-96 | NEB | 13.2kV | 13.2kV | 13.2kV | 0.8906 | 0.8906 |  | 3.8364 | 3.8364 |  | 23.21% | 23.21% |  |  | N | N | N
| 892 | NSTAR | South | New Bedford | Pine Street | 611 | D | N. Bedford | D | 2-2-2 | NEB | 13.2kV | 13.2kV | 13.2kV | 6.3027 | 6.7366 |  | 8.0154 | 8.0154 |  | 78.63% | 84.05% |  |  | N | N | N
| 893 | NSTAR | South | New Bedford | Pine Street | 611 | C | N. Bedford | D | 2-3-3 | NEB | 13.2kV | 13.2kV | 13.2kV | 6.8508 | 5.572 |  | 8.0154 | 8.0154 |  | 85.47% | 69.52% |  |  | N | N | N
| 894 | NSTAR | South | New Bedford | Pine Street | 611 | C | N. Bedford | D | 2-4-4 | NEB | 13.2kV | 13.2kV | 13.2kV | 2.1466 | 2.1923 |  | 8.0154 | 8.0154 |  | 26.78% | 27.35% |  |  | N | N | N
| 895 | NSTAR | South | New Bedford | Pine Street | 611 | B | N. Bedford | D | 2-7-7 | NEB | 13.2kV | 13.2kV | 13.2kV | 3.7223 | 3.4939 |  | 8.0154 | 8.0154 |  | 46.44% | 43.59% |  |  | N | N | N
| 896 | NSTAR | South | New Bedford | Pine Street | 611 | D | N. Bedford | D | 2-8-8 | NEB | 13.2kV | 13.2kV | 13.2kV | 3.9963 | 3.2427 |  | 8.0154 | 8.0154 |  | 49.86% | 40.46% |  |  | N | N | N
| 897 | NSTAR | South | New Bedford | Pine Street | 611 | C | N. Bedford | D | 2-4-10 | NEB | 13.2kV | 13.2kV | 13.2kV | 1.5985 | 1.5985 |  | 3.8364 | 3.8364 |  | 41.67% | 41.67% |  |  | N | N | N
| 898 | NSTAR | South | New Bedford | Pine Street | 611 | D | N. Bedford | D | 2-6-10 | NEB | 13.2kV | 13.2kV | 13.2kV | 1.256 | 1.256 |  | 3.8364 | 3.8364 |  | 32.74% | 32.74% |  |  | N | N | N
| 900 | NSTAR | South | New Bedford | Purchase St | 699 | 1 | N. Bedford | D | 2-24-11 | NEB | 13.2kV | 13.2kV | 13.2kV | 0.50239 | 0.50239 |  | 3.8364 | 3.8364 |  | 13.1% | 13.1% |  |  | N | N | N
| 902 | NSTAR | South | New Bedford | Pine Street | 611 | D | N. Bedford | D | 2-23-12 | NEB | 13.2kV | 13.2kV | 13.2kV | 0 | 0 |  | 3.8364 | 3.8364 |  | 0% | 0% |  |  | N | N | N
| 904 | NSTAR | South | New Bedford | Pine Street | 611 | C | N. Bedford | D | 2-5-13 | NEB | 13.2kV | 13.2kV | 13.2kV | 0.5709 | 0.5709 |  | 9.0202 | 9.0202 |  | 6.329% | 6.329% |  |  | N | N | N
| 908 | NSTAR | South | New Bedford | Pine Street | 611 | D | N. Bedford | D | 2-6-17 | NEB | 13.2kV | 13.2kV | 13.2kV | 1.5757 | 1.5757 |  | 3.8364 | 3.8364 |  | 41.07% | 41.07% |  |  | N | N | N
| 910 | NSTAR | South | New Bedford | Pine Street | 611 | B | N. Bedford | D | 2-19-19 | NEB | 13.2kV | 13.2kV | 13.2kV | 6.3027 | 6.0515 |  | 8.0154 | 8.0154 |  | 78.63% | 75.5% |  |  | N | N | N
| 911 | NSTAR | South | New Bedford | Pine Street | 611 | C | N. Bedford | D | 2-5-20 | NEB | 13.2kV | 13.2kV | 13.2kV | [10 empty] | N | N | N
| 912 | NSTAR | South | New Bedford | Pine Street | 611 | A | N. Bedford | D | 2-21-20 | NEB | 13.2kV | 13.2kV | 13.2kV | 6.3027 | 6.3941 |  | 3.8364 | 3.8364 |  | 164.3% | 166.7% |  |  | N | N | N
| 913 | NSTAR | South | New Bedford | Pine Street | 611 | D | N. Bedford | D | 2-23-20 | NEB | 13.2kV | 13.2kV | 13.2kV | 0 | 0 |  | 9.0202 | 9.0202 |  | 0% | 0% |  |  | N | N | N
| 914 | NSTAR | South | New Bedford | Pine Street | 611 | A | N. Bedford | D | 2-21-21 | NEB | 13.2kV | 13.2kV | 13.2kV | 0.75359 | 0.77642 |  | 8.0154 | 8.0154 |  | 9.402% | 9.687% |  |  | N | N | N
| 915 | NSTAR | South | Plymouth | Marshfield Sub | 739 | 1 | Marshfield | D | 3-21-21 | MAF | 22.8kV | 22.8kV | 22.8kV | [10 empty] | N | N | N
| 916 | NSTAR | South | New Bedford | Pine Street | 611 | C | N. Bedford | D | 2-24-22 | NEB | 13.2kV | 13.2kV | 13.2kV | 2.1694 | 2.1694 |  | 3.8364 | 3.8364 |  | 56.55% | 56.55% |  |  | N | N | N
| 918 | NSTAR | South | New Bedford | Pine Street | 611 | D | N. Bedford | D | 2-23-23 | NEB | 13.2kV | 13.2kV | 13.2kV | 2.6718 | 2.3978 |  | 8.0154 | 8.0154 |  | 33.33% | 29.91% |  |  | N | N | N
| 920 | NSTAR | South | New Bedford | Pine Street | 611 | C | N. Bedford | D | 2-24-24 | NEB | 13.2kV | 13.2kV | 13.2kV | 4.3388 | 4.2018 |  | 8.0154 | 8.0154 |  | 54.13% | 52.42% |  |  | N | N | N
| 921 | NSTAR | South | Plymouth | Duxbury Sub | 738 | 1 | Duxbury | D | 3-24-24 | DUX | 22.8kV | 22.8kV | 22.8kV | [10 empty] | N | N | N
| 922 | NSTAR | South | New Bedford | Pine Street | 611 | D | N. Bedford | D | 2-25-25 | NEB | 13.2kV | 13.2kV | 13.2kV | 3.1514 | 2.9687 |  | 8.0154 | 8.0154 |  | 39.32% | 37.04% |  |  | N | N | N
| 925 | NSTAR | South | New Bedford | Pine Street | 611 | C | N. Bedford | D | 2-27-27 | NEB | 13.2kV | 13.2kV | 13.2kV | 0.45672 | 0.45672 |  | 8.0154 | 8.0154 |  | 5.698% | 5.698% |  |  | N | N | N
| 927 | NSTAR | South | New Bedford | Pine Street | 611 | D | N. Bedford | D | 2-8-28 | NEB | 13.2kV | 13.2kV | 13.2kV | 0.68508 | 0.68508 |  | 3.8364 | 3.8364 |  | 17.86% | 17.86% |  |  | N | N | N
| 930 | NSTAR | South | New Bedford | Industrial Park | 636 | 111 | N. Bedford | D | 2-102-602 | FRE | 13.2kV | 13.2kV | 13.2kV | 1.4843 | 1.4843 |  | 11.7605 | 11.7605 |  | 12.62% | 12.62% |  |  | N | N | N
| 931 | NSTAR | South | New Bedford | Industrial Park | 636 | 111 | N. Bedford | D | 2-102-603 | LKV | 13.2kV | 13.2kV | 13.2kV | [10 empty] | N | N | N
| 932 | NSTAR | South | New Bedford | Industrial Park | 636 | 111 | N. Bedford | D | 2-102-604 | FRE | 13.2kV | 13.2kV | 13.2kV | 3.9278 | 9.2486 |  | 5.2523 | 5.2523 |  | 74.78% | 176.1% |  |  | N | N | N
| 942 | NSTAR | South | New Bedford | Industrial Park | 636 | 112 | N. Bedford | D | 2-108-108 | NEB |  |  | 13.2kV |  |  | 14.3638 |  |  | 12.7882 |  |  | 112.3% |  | N | N | N
| 943 | NSTAR | South | New Bedford | Pine Street | 611 | A | N. Bedford | D | 2-110-110 | NEB | 13.2kV | 13.2kV | 13.2kV | 2.0096 | 1.1646 |  | 8.0154 | 8.0154 |  | 25.07% | 14.53% |  |  | N | N | N
| 944 | NSTAR | South | New Bedford | Pine Street | 611 | A | N. Bedford | D | 2-110-26 | NEB | 13.2kV | 13.2kV | 13.2kV | 0.54806 | 0.54806 |  | 3.8364 | 3.8364 |  | 14.29% | 14.29% |  |  | N | N | N
| 945 | NSTAR | South | New Bedford | Pine Street | 611 | A | N. Bedford | D | 2-110-56 | NEB | 13.2kV | 13.2kV | 13.2kV | 0.091344 | 0.091344 |  | 9.0202 | 9.0202 |  | 1.013% | 1.013% |  |  | N | N | N
| 946 | NSTAR | South | New Bedford | Belleville Ave. | 680 | 1 | N. Bedford | D | 2-130-130 | NEB | #N/A | #N/A | #N/A | [10 empty] | N | N | N
| 947 | NSTAR | South | New Bedford | Belleville Ave. | 680 | 1 | N. Bedford | D | 2-132-132 | NEB | 3.74kV | 3.74kV | 3.74kV | 0 | 0 |  | 1.8505 | 1.8505 |  | 0% | 0% |  |  | N | N | N
| 948 | NSTAR | South | New Bedford | Hathaway St. | 617 | S | N. Bedford | D | 2-134-134 | NEB | 3.74kV | 3.74kV | 3.74kV | 0 | 0 |  | 1.8505 | 1.8505 |  | 0% | 0% |  |  | N | N | N
| 949 | NSTAR | South | New Bedford | Belleville Ave. | 680 | 1 | N. Bedford | D | 2-136-136 | NEB | 3.74kV | 3.74kV | 3.74kV | 0 | 0 |  | 1.8505 | 1.8505 |  | 0% | 0% |  |  | N | N | N
| 950 | NSTAR | South | New Bedford | Hathaway St. | 617 | S | N. Bedford | D | 2-137-137 | NEB | #N/A | #N/A | #N/A | [10 empty] | N | N | N
| 951 | NSTAR | South | New Bedford | River Road | 695 | 1 | N. Bedford | D | 2-137-139 | NEB | #N/A | #N/A | #N/A | [10 empty] | N | N | N
| 952 | NSTAR | South | New Bedford | Hathaway St. | 617 | N | N. Bedford | D | 2-140-140 | NEB | 3.74kV | 3.74kV | 3.74kV | 0 | 0 |  | 1.8505 | 1.8505 |  | 0% | 0% |  |  | N | N | N
| 956 | NSTAR | South | New Bedford | Arsene | 654 | 1 | Fairhaven | D | 2-220-206 | FRH | 13.2kV | 13.2kV | 13.2kV | 3.5167 | 3.5167 |  | 5.709 | 5.709 |  | 61.6% | 61.6% |  |  | N | N | N
| 958 | NSTAR | South | New Bedford | Arsene | 654 | 1 | Fairhaven | D | 2-220-9 | FRH | 13.2kV | 13.2kV | 13.2kV | 0 | 0 |  | 5.709 | 5.709 |  | 0% | 0% |  |  | N | N | N
| 961 | NSTAR | South | New Bedford | Acushnet | 612 | S | Acushnet | D | 2-230-230 | ACU | 13.2kV | 13.2kV | 13.2kV | 4.4302 | 3.8821 |  | 8.0154 | 8.0154 |  | 55.27% | 48.43% |  |  | N | N | N
| 962 | NSTAR | South | New Bedford | Acushnet | 612 | N | Acushnet | D | 2-231-231 | ACU | 13.2kV | 13.2kV | 13.2kV | 1.5528 | 1.4615 |  | 8.0154 | 8.0154 |  | 19.37% | 18.23% |  |  | N | N | N
| 966 | NSTAR | South | New Bedford | Wing Lane | 624 | 1 | Acushnet | D | 2-240-9 | FRH | 13.2kV | 13.2kV | 13.2kV | 0 | 0 |  | 5.709 | 5.709 |  | 0% | 0% |  |  | N | N | N
| 970 | NSTAR | South | New Bedford | Purchase St | 699 | C | N. Bedford | D | 2-24-182 | NEB | 13.2kV | 13.2kV | 13.2kV | 1.7355 | 2.6946 |  | 9.0202 | 9.0202 |  | 19.24% | 29.87% |  |  | N | N | N
| 972 | NSTAR | South | New Bedford | S. Dartmouth | 675 | 1 | Dartmouth | D | 2-2-505 | DAR | 13.2kV | 13.2kV | 13.2kV | 4.0876 | 3.9735 |  | 8.3351 | 8.3351 |  | 49.04% | 47.67% |  |  | N | N | N
| 978 | NSTAR | South | New Bedford | Bolton St. | 681 | 1 | N. Bedford | D | 2-35-35 | NEB | #N/A | #N/A | #N/A | [10 empty] | N | N | N
| 979 | NSTAR | South | New Bedford | Rockdale | 693 | 1 | N. Bedford | D | 2-36-36 | NEB | 3.74kV | 3.74kV | 3.74kV | 0 | 0 |  | 1.8505 | 1.8505 |  | 0% | 0% |  |  | N | N | N
| 980 | NSTAR | South | New Bedford | Durfee St. | 686 | 1 | N. Bedford | D | 2-38-38 | NEB | 3.74kV | 3.74kV | 3.74kV | 0 | 0 |  | 2.271 | 2.271 |  | 0% | 0% |  |  | N | N | N
| 981 | NSTAR | South | New Bedford | Bonney St. | 682 | 1 | N. Bedford | D | 2-39-39 | NEB | 3.74kV | 3.74kV | 3.74kV | [10 empty] | N | N | N
| 982 | NSTAR | South | New Bedford | Depot St. | 685 | 1 | N. Bedford | D | 2-40-40 | NEB | 3.74kV | 3.74kV | 3.74kV | 0 | 0 |  | 1.8505 | 1.8505 |  | 0% | 0% |  |  | N | N | N
| 983 | NSTAR | South | New Bedford | Bonney St. | 682 | 1 | N. Bedford | D | 2-41-41 | NEB | #N/A | #N/A | #N/A | [10 empty] | N | N | N
| 984 | NSTAR | South | New Bedford | Depot St. | 685 | 1 | N. Bedford | D | 2-42-42 | NEB | 3.74kV | 3.74kV | 3.74kV | 0 | 0 |  | 1.8505 | 1.8505 |  | 0% | 0% |  |  | N | N | N
| 985 | NSTAR | South | New Bedford | Ash St. | 615 | W | N. Bedford | D | 2-43-43 | NEB | 3.74kV | 3.74kV | 3.74kV | 0 | 0 |  | 1.8505 | 1.8505 |  | 0% | 0% |  |  | N | N | N
| 986 | NSTAR | South | New Bedford | Bonney St. | 682 | 1 | N. Bedford | D | 2-46-46 | NEB | 3.74kV | 3.74kV | 3.74kV | [10 empty] | N | N | N
| 987 | NSTAR | South | New Bedford | Rockdale | 693 | 1 | New Bedford | D | 2-48-48 | NEB | 3.74kV | 3.74kV | 3.74kV | 0 | 0 |  | 1.8505 | 1.8505 |  | 0% | 0% |  |  | N | N | N
| 988 | NSTAR | South | New Bedford | Ash St. | 615 | W | N. Bedford | D | 2-49-49 | NEB | 3.74kV | 3.74kV | 3.74kV | 0 | 0 |  | 1.8505 | 1.8505 |  | 0% | 0% |  |  | N | N | N
| 1000 | NSTAR | South | New Bedford | Bonney St. | 682 | C | N. Bedford | D | 2-53-65 | NEB | 13.2kV | 13.2kV | 13.2kV | 4.0648 | 3.6766 |  | 6.1886 | 6.1886 |  | 65.68% | 59.41% |  |  | N | N | N
| 1002 | NSTAR | South | New Bedford | Cross Rd. | 651 | 109 | Dartmouth | D | 2-541-542 | DAR | 13.2kV | 13.2kV | 13.2kV | 5.6405 | 6.3712 |  | 12.7882 | 12.7882 |  | 44.11% | 49.82% |  |  | N | N | N
| 1006 | NSTAR | South | New Bedford | Pine Street | 611 | B | N. Bedford | D | 2-54-54 | NEB | 13.2kV | 13.2kV | 13.2kV | 7.8556 | 2.0552 |  | 5.1153 | 5.1153 |  | 153.6% | 40.18% |  |  | N | N | N
| 1007 | NSTAR | South | New Bedford | Pine Street | 611 | B | N. Bedford | D | 2-54-93 | NEB | 13.2kV | 13.2kV | 13.2kV | 0.5709 | 0.5709 |  | 3.8364 | 3.8364 |  | 14.88% | 14.88% |  |  | N | N | N
| 1009 | NSTAR | South | New Bedford | Pine Street | 611 | B | N. Bedford | D | 2-55-47 | NEB | 13.2kV | 13.2kV | 13.2kV | 1.4158 | 1.4158 |  | 3.8364 | 3.8364 |  | 36.9% | 36.9% |  |  | N | N | N
| 1011 | NSTAR | South | New Bedford | Pine Street | 611 | B | N. Bedford | D | 2-55-55 | NEB | 13.2kV | 13.2kV | 13.2kV | 4.179 | 3.8593 |  | 8.0154 | 8.0154 |  | 52.14% | 48.15% |  |  | N | N | N
| 1012 | NSTAR | South | New Bedford | Pine Street | 611 | D | N. Bedford | D | 2-59-16 | NEB | 13.2kV | 13.2kV | 13.2kV | 1.4843 | 1.4843 |  | 3.8364 | 3.8364 |  | 38.69% | 38.69% |  |  | N | N | N
| 1015 | NSTAR | South | New Bedford | Pine Street | 611 | D | N. Bedford | D | 2-59-59 | NEB | 13.2kV | 13.2kV | 13.2kV | 6.5311 | 5.9374 |  | 8.0154 | 8.0154 |  | 81.48% | 74.07% |  |  | N | N | N
| 1016 | NSTAR | South | New Bedford | Pine Street | 611 | D | N. Bedford | D | 2-59-96 | NEB | 13.2kV | 13.2kV | 13.2kV | 1.0505 | 1.0505 |  | 3.8364 | 3.8364 |  | 27.38% | 27.38% |  |  | N | N | N
| 1017 | NSTAR | South | New Bedford | Pine Street | 611 | A | N. Bedford | D | 2-60-17 | NEB | 13.2kV | 13.2kV | 13.2kV | 0.86777 | 0.86777 |  | 3.8364 | 3.8364 |  | 22.62% | 22.62% |  |  | N | N | N
| 1021 | NSTAR | South | New Bedford | Pine Street | 611 | A | N. Bedford | D | 2-60-60 | NEB | 13.2kV | 13.2kV | 13.2kV | 5.2523 | 4.59 |  | 8.0154 | 8.0154 |  | 65.53% | 57.26% |  |  | N | N | N
| 1022 | NSTAR | South | New Bedford | Pine Street | 611 | A | N. Bedford | D | 2-60-63 | NEB | 13.2kV | 13.2kV | 13.2kV | 2.8545 | 2.2836 |  | 7.4902 | 7.4902 |  | 38.11% | 30.49% |  |  | N | N | N
| 1025 | NSTAR | South | New Bedford | Pine Street | 611 | B | N. Bedford | D | 2-62-50 | NEB | 13.2kV | 13.2kV | 13.2kV | 1.5528 | 1.5528 |  | 3.8364 | 3.8364 |  | 40.48% | 40.48% |  |  | N | N | N
| 1026 | NSTAR | South | New Bedford | Pine Street | 611 | B | N. Bedford | D | 2-62-51 | NEB | 13.2kV | 13.2kV | 13.2kV | 0.73075 | 0.73075 |  | 3.8364 | 3.8364 |  | 19.05% | 19.05% |  |  | N | N | N
| 1027 | NSTAR | South | New Bedford | Pine Street | 611 | B | N. Bedford | D | 2-62-62 | NEB | 13.2kV | 13.2kV | 13.2kV | 3.3112 | 3.6309 |  | 8.0154 | 8.0154 |  | 41.31% | 45.3% |  |  | N | N | N
| 1029 | NSTAR | South | New Bedford | Pine Street | 611 | C | N. Bedford | D | 2-66-12 | NEB | 13.2kV | 13.2kV | 13.2kV | 0 | 0 |  | 3.8364 | 3.8364 |  | 0% | 0% |  |  | N | N | N
| 1030 | NSTAR | South | New Bedford | Pine Street | 611 | C | N. Bedford | D | 2-66-66 | NEB | 13.2kV | 13.2kV | 13.2kV | 2.512 | 2.3064 |  | 8.0154 | 8.0154 |  | 31.34% | 28.77% |  |  | N | N | N
| 1031 | NSTAR | South | New Bedford | Pine Street | 611 | A | N. Bedford | D | 2-67-14 | NEB | 13.2kV | 13.2kV | 13.2kV | 0.84493 | 0.84493 |  | 3.8364 | 3.8364 |  | 22.02% | 22.02% |  |  | N | N | N
| 1032 | NSTAR | South | New Bedford | Pine Street | 611 | A | N. Bedford | D | 2-67-28 | NEB | 13.2kV | 13.2kV | 13.2kV | 0.52523 | 0.52523 |  | 3.8364 | 3.8364 |  | 13.69% | 13.69% |  |  | N | N | N
| 1035 | NSTAR | South | New Bedford | Pine Street | 611 | A | N. Bedford | D | 2-67-67 | NEB | 13.2kV | 13.2kV | 13.2kV | 4.7271 | 6.1886 |  | 8.0154 | 8.0154 |  | 58.97% | 77.21% |  |  | N | N | N
| 1036 | NSTAR | South | New Bedford | Pine Street | 611 | A | N. Bedford | D | 2-69-19 | NEB | 13.2kV | 13.2kV | 13.2kV | [10 empty] | N | N | N
| 1037 | NSTAR | South | New Bedford | Pine Street | 611 | A | N. Bedford | D | 2-69-27 | NEB | 13.2kV | 13.2kV | 13.2kV | [10 empty] | N | N | N
| 1038 | NSTAR | South | New Bedford | Pine Street | 611 | A | N. Bedford | D | 2-69-52 | NEB | 13.2kV | 13.2kV | 13.2kV | [10 empty] | N | N | N
| 1039 | NSTAR | South | New Bedford | Pine Street | 611 | A | N. Bedford | D | 2-69-69 | NEB | 13.2kV | 13.2kV | 13.2kV | 4.9097 | 5.0696 |  | 8.0154 | 8.0154 |  | 61.25% | 63.25% |  |  | N | N | N
| 1040 | NSTAR | South | New Bedford | Hawthorne St. | 673 | 1 | Dartmouth | D | 2-70-502 | DAR | 13.2kV | 13.2kV | 13.2kV | 2.6261 | 2.3293 |  | 8.3351 | 8.3351 |  | 31.51% | 27.95% |  |  | N | N | N
| 1041 | NSTAR | South | New Bedford | Hawthorne St. | 673 | 1 | Dartmouth | D | 2-70-506 | DAR | 13.2kV | 13.2kV | 13.2kV | 5.9374 | 3.197 |  | 8.3351 | 8.3351 |  | 71.23% | 38.36% |  |  | N | N | N
| 1042 | NSTAR | South | New Bedford | Pine Street | 611 | D | N. Bedford | D | 2-70-70 | NEB | 13.2kV | 13.2kV | 13.2kV | 6.5539 | 5.7547 |  | 8.0154 | 8.0154 |  | 81.77% | 71.79% |  |  | N | N | N
| 1043 | NSTAR | South | New Bedford | Pine Street | 611 | B | N. Bedford | D | 2-71-71 | NEB | 13.2kV | 13.2kV | 13.2kV | 0.3197 | 0.29687 |  | 8.0154 | 8.0154 |  | 3.989% | 3.704% |  |  | N | N | N
| 1044 | NSTAR | South | New Bedford | Rockdale | 693 | 1 | N. Bedford | D | 2-72-501 | NEB | 13.2kV | 13.2kV | 13.2kV | 3.9506 | 3.4254 |  | 6.5311 | 6.5311 |  | 60.49% | 52.45% |  |  | N | N | N
| 1045 | NSTAR | South | New Bedford | Pine Street | 611 | A | New Bedford | D | 2-73-16 | NEB | 13.2kV | 13.2kV | 13.2kV | 0.91344 | 0.91344 |  | 3.8364 | 3.8364 |  | 23.81% | 23.81% |  |  | N | N | N
| 1047 | NSTAR | South | New Bedford | Pine Street | 611 | A | N. Bedford | D | 2-73-47 | NEB | 13.2kV | 13.2kV | 13.2kV | 0.52523 | 0.52523 |  | 3.8364 | 3.8364 |  | 13.69% | 13.69% |  |  | N | N | N
| 1049 | NSTAR | South | New Bedford | Pine Street | 611 | A | N. Bedford | D | 2-73-73 | NEB | 13.2kV | 13.2kV | 13.2kV | 3.2884 | 3.2884 |  | 9.4084 | 9.4084 |  | 34.95% | 34.95% |  |  | N | N | N
| 1050 | NSTAR | South | New Bedford | Pine Street | 611 | A | N. Bedford | D | 2-73-93 | NEB | 13.2kV | 13.2kV | 13.2kV | 1.0961 | 1.0961 |  | 3.8364 | 3.8364 |  | 28.57% | 28.57% |  |  | N | N | N
| 1051 | NSTAR | South | New Bedford | Acushnet | 612 | N | Acushnet | D | 2-79-404 | NEB | 13.2kV | 13.2kV | 13.2kV | 3.4482 | 3.2655 |  | 8.3351 | 8.3351 |  | 41.37% | 39.18% |  |  | N | N | N
| 1052 | NSTAR | South | New Bedford | Acushnet | 612 | N | Acushnet | D | 2-79-79 | NEB | 13.2kV | 13.2kV | 13.2kV | 3.8136 | 3.9278 |  | 12.7882 | 12.7882 |  | 29.82% | 30.71% |  |  | N | N | N
| 1055 | NSTAR | South | New Bedford | Acushnet | 612 | S | Acushnet | D | 2-80-80 | NEB | 13.2kV | 13.2kV | 13.2kV | 1.53 | 1.4158 |  | 8.0154 | 8.0154 |  | 19.09% | 17.66% |  |  | N | N | N
| 1056 | NSTAR | South | New Bedford | Acushnet | 612 | S | Acushnet | D | 2-81-180 | NEB | 13.2kV | 13.2kV | 13.2kV | 0.68508 | 0.68508 |  | 4.5215 | 4.5215 |  | 15.15% | 15.15% |  |  | N | N | N
| 1057 | NSTAR | South | New Bedford | Acushnet | 612 | S | Acushnet | D | 2-81-81 | NEB | 13.2kV | 13.2kV | 13.2kV | 0.86777 | 0.91344 |  | 8.0154 | 8.0154 |  | 10.83% | 11.4% |  |  | N | N | N
| 1058 | NSTAR | South | New Bedford | Acushnet | 612 | S | Acushnet | D | 2-81-94 | NEB | 13.2kV | 13.2kV | 13.2kV | 1.0276 | 1.0276 |  | 3.8364 | 3.8364 |  | 26.79% | 26.79% |  |  | N | N | N
| 1059 | NSTAR | South | New Bedford | Acushnet | 612 | S | Acushnet | D | 2-82-15 | NEB | 13.2kV | 13.2kV | 13.2kV | 0.47956 | 0.47956 |  | 3.8364 | 3.8364 |  | 12.5% | 12.5% |  |  | N | N | N
| 1060 | NSTAR | South | New Bedford | Acushnet | 612 | S | Acushnet | D | 2-82-18 | NEB | 13.2kV | 13.2kV | 13.2kV | 0.95911 | 0.95911 |  | 3.8364 | 3.8364 |  | 25% | 25% |  |  | N | N | N
| 1061 | NSTAR | South | New Bedford | Acushnet | 612 | S | Acushnet | D | 2-82-82 | NEB | 13.2kV | 13.2kV | 13.2kV | 3.7451 | 4.6814 |  | 8.0154 | 8.0154 |  | 46.72% | 58.4% |  |  | N | N | N
| 1062 | NSTAR | South | New Bedford | Highland St. | 688 | 1 | N. Bedford | D | 2-83-403 | NEB | 13.2kV | 13.2kV | 13.2kV | 3.0144 | 2.786 |  | 7.1933 | 7.1933 |  | 41.9% | 38.73% |  |  | N | N | N
| 1063 | NSTAR | South | New Bedford | Acushnet | 612 | N | Acushnet | D | 2-83-83 | NEB | 13.2kV | 13.2kV | 13.2kV | 2.923 | 2.8545 |  | 8.0154 | 8.0154 |  | 36.47% | 35.61% |  |  | N | N | N
| 1064 | NSTAR | South | New Bedford | Belleville Ave. | 680 | 1 | New Bedford | D | 2-84-132 | NEB | 3.74kV | 3.74kV | 3.74kV | 0.87348 | 0.87348 |  | 1.8505 | 1.8505 |  | 47.2% | 47.2% |  |  | N | N | N
| 1067 | NSTAR | South | New Bedford | Acushnet | 612 | N | Acushnet | D | 2-84-15 | NEB | 13.2kV | 13.2kV | 13.2kV | 0.5709 | 0.5709 |  | 3.8364 | 3.8364 |  | 14.88% | 14.88% |  |  | N | N | N
| 1068 | NSTAR | South | New Bedford | Acushnet | 612 | N | Acushnet | D | 2-84-56 | NEB | 13.2kV | 13.2kV | 13.2kV | 0.79926 | 0.79926 |  | 9.0202 | 9.0202 |  | 8.861% | 8.861% |  |  | N | N | N
| 1069 | NSTAR | South | New Bedford | Acushnet | 612 | N | Acushnet | D | 2-84-84 | NEB | 13.2kV | 13.2kV | 13.2kV | 4.4759 | 4.2475 |  | 8.0154 | 8.0154 |  | 55.84% | 52.99% |  |  | N | N | N
| 1072 | NSTAR | South | New Bedford | Acushnet | 612 | N | Acushnet | D | 2-85-26 | NEB | 13.2kV | 13.2kV | 13.2kV | 1.0048 | 1.0048 |  | 3.8364 | 3.8364 |  | 26.19% | 26.19% |  |  | N | N | N
| 1073 | NSTAR | South | New Bedford | Acushnet | 612 | S | Acushnet | D | 2-86-86 | NEB | 13.2kV | 13.2kV | 13.2kV | 0.73075 | 0.77642 |  | 8.0154 | 8.0154 |  | 9.117% | 9.687% |  |  | N | N | N
| 1079 | NSTAR | South | New Bedford | Acushnet | 612 | N | Acushnet | D | 2-87-87 | NEB | 13.2kV | 13.2kV | 13.2kV | 5.572 | 5.3665 |  | 8.0154 | 8.0154 |  | 69.52% | 66.95% |  |  | N | N | N
| 1083 | NSTAR | South | New Bedford | Acushnet | 612 | N | Acushnet | D | 2-88-18 | NEB | 13.2kV | 13.2kV | 13.2kV | 1.0733 | 1.0733 |  | 3.8364 | 3.8364 |  | 27.98% | 27.98% |  |  | N | N | N
| 1084 | NSTAR | South | New Bedford | Acushnet | 612 | N | Acushnet | D | 2-88-88 | NEB | 13.2kV | 13.2kV | 13.2kV | 2.7403 | 2.6946 |  | 8.0154 | 8.0154 |  | 34.19% | 33.62% |  |  | N | N | N
| 1085 | NSTAR | South | New Bedford | Pine Street | 611 | D | N. Bedford | D | 2-89-11 | NEB | 13.2kV | 13.2kV | 13.2kV | 0.11418 | 2.3978 |  | 3.8364 | 3.8364 |  | 2.976% | 62.5% |  |  | N | N | N
| 1086 | NSTAR | South | New Bedford | Pine Street | 611 | D | N. Bedford | D | 2-89-13 | NEB | 13.2kV | 13.2kV | 13.2kV | 0.34254 | 0.34254 |  | 9.0202 | 9.0202 |  | 3.797% | 3.797% |  |  | N | N | N
| 1087 | NSTAR | South | New Bedford | Pine Street | 611 | D | N. Bedford | D | 2-89-14 | NEB | 13.2kV | 13.2kV | 13.2kV | 1.6442 | 1.6442 |  | 3.8364 | 3.8364 |  | 42.86% | 42.86% |  |  | N | N | N
| 1088 | NSTAR | South | New Bedford | Pine Street | 611 | D | N. Bedford | D | 2-89-181 | NEB | 13.2kV | 13.2kV | 13.2kV | 1.256 | 1.256 |  | 9.0202 | 9.0202 |  | 13.92% | 13.92% |  |  | N | N | N
| 1089 | NSTAR | South | New Bedford | Acushnet | 612 | S | Acushnet | D | 2-89-404 | NEB | #N/A | #N/A | #N/A | [10 empty] | N | N | N
| 1090 | NSTAR | South | New Bedford | Pine Street | 611 | D | N. Bedford | D | 2-89-89 | NEB | 13.2kV | 13.2kV | 13.2kV | 3.7679 | 4.2247 |  | 8.0154 | 8.0154 |  | 47.01% | 52.71% |  |  | N | N | N
| 1091 | NSTAR | South | New Bedford | Pine Street | 611 | D | N. Bedford | D | 2-89-94 | NEB | 13.2kV | 13.2kV | 13.2kV | 1.7127 | 1.7127 |  | 3.8364 | 3.8364 |  | 44.64% | 44.64% |  |  | N | N | N
| 1092 | NSTAR | South | New Bedford | Pine Street | 611 | D | New Bedford | D | 2-89S-11 | NEB | #N/A | #N/A | #N/A | [10 empty] | N | N | N
| 1093 | NSTAR | South | New Bedford | Pine Street | 611 | D | N. Bedford | D | 2-89S-14 | NEB | 13.2kV | 13.2kV | 13.2kV | [10 empty] | N | N | N
| 1094 | NSTAR | South | New Bedford | Pine Street | 611 | D | New Bedford | D | 2-89S-181 | NEB | #N/A | #N/A | #N/A | [10 empty] | N | N | N
| 1095 | NSTAR | South | New Bedford | Pine Street | 611 | D | N. Bedford | D | 2-89S-89 | NEB | 13.2kV | 13.2kV | 13.2kV | [10 empty] | N | N | N
| 1096 | NSTAR | South | New Bedford | Pine Street | 611 | D | N. Bedford | D | 2-89S-94 | NEB | 13.2kV | 13.2kV | 13.2kV | [10 empty] | N | N | N
| 1097 | NSTAR | South | New Bedford | Pine Street | 611 | A | N. Bedford | D | 2-97-97 | NEB | 13.2kV | 13.2kV | 13.2kV | 1.4387 | 0.79926 |  | 9.4084 | 9.4084 |  | 15.29% | 8.495% |  |  | N | N | N
| 1098 | NSTAR | South | New Bedford | Pine Street | 611 | B | N. Bedford | D | 2-98-98 | NEB | 13.2kV | 13.2kV | 13.2kV | 1.7584 | 2.0552 |  | 9.4084 | 9.4084 |  | 18.69% | 21.84% |  |  | N | N | N
| 1101 | NSTAR | South | Plymouth | West Pond Sub | 737 | 2 | Plymouth | D | 3-10-930 | CAR | 22.8kV | 22.8kV | 22.8kV | 4.0627 |  |  | 13.411 |  |  | 30.29% |  |  |  | N | N | N
| 1103 | NSTAR | South | Plymouth | Newfield Sub | 736 | 1 | Plymouth | D | 3-12-28J2 | PLY | 4.16kV | 4.16kV | 4.16kV | [10 empty] | N | N | N
| 1105 | NSTAR | South | Plymouth | Newfield Sub | 736 | 1 | Plymouth | D | 3-12-28J4 | PLY | 4.16kV | 4.16kV | 4.16kV | [10 empty] | N | N | N
| 1108 | NSTAR | South | Plymouth | Manomet Sub | 741 | 1 | Plymouth | D | 3-12-942 | PLY | 22.8kV | 22.8kV | 22.8kV | 2.7611 | 2.5639 |  | 7.8888 | 7.8888 |  | 35% | 32.5% |  |  | N | N | N
| 1116 | NSTAR | South | Plymouth | NGRID | NGRID | NGRID | Plymouth | D | 3-15-43J1-NGRID | PLM | 4.16kV | 4.16kV | 4.16kV | [10 empty] | N | N | N
| 1117 | NSTAR | South | Plymouth | Kingston Sub | 735 | 1 | Kingston | D | 3-15-906 | KIN | 22.8kV | 22.8kV | 22.8kV | [10 empty] | N | N | N
| 1118 | NSTAR | South | Plymouth | Kingston Sub | 735 | 1 | Kingston | D | 3-15-978 | KIN | 22.8kV | 22.8kV | 22.8kV | [10 empty] | N | N | N
| 1120 | NSTAR | South | Plymouth | Kingston Sub | 735 | 2 | Kingston | D | 3-17-910 | KIN | 22.8kV | 22.8kV | 22.8kV | 3.55 | 3.1555 |  | 13.411 | 13.411 |  | 26.47% | 23.53% |  |  | N | N | N
| 1121 | NSTAR | South | Plymouth | Kingston Sub | 735 | 2 | Kingston | D | 3-17-916 | KIN | 22.8kV | 22.8kV | 22.8kV | 5.6405 | 3.8261 |  | 13.411 | 13.411 |  | 42.06% | 28.53% |  |  | N | N | N
| 1122 | NSTAR | South | Plymouth | Kingston Sub | 735 | 2 | Kingston | D | 3-18-18 | KIN |  |  | 22.8kV | [10 empty] | N | N | N
| 1123 | NSTAR | South | Plymouth | Kingston Sub | 735 | 2 | Kingston | D | 3-18-36J1 | KIN | 4.16kV | 4.16kV | 4.16kV | 1.5401 | 1.0795 |  | 2.0151 | 2.0151 |  | 76.43% | 53.57% |  |  | N | N | N
| 1124 | NSTAR | South | Plymouth | South River Sub | 730 | 1 | Marshfield | D | 3-21-34J1 | MAR | 4.16kV | 4.16kV | 4.16kV | [10 empty] | N | N | N
| 1125 | NSTAR | South | Plymouth | South River Sub | 730 | 1 | Marshfield | D | 3-21-34J2 | MAR | 4.16kV | 4.16kV | 4.16kV | [10 empty] | N | N | N
| 1126 | NSTAR | South | Plymouth | Seaview Sub | 729 | 1 | Marshfield | D | 3-21-35J1 | MAR | 4.16kV | 4.16kV | 4.16kV | [10 empty] | N | N | N
| 1127 | NSTAR | South | Plymouth | Seaview Sub | 729 | 1 | Marshfield | D | 3-21-35J2 | MAR | 4.16kV | 4.16kV | 4.16kV | [10 empty] | N | N | N
| 1128 | NSTAR | South | Plymouth | Marshfield Sub | 739 | 1 | Marshfield | D | 3-21-971 | MAR | 22.8kV | 22.8kV | 22.8kV | [10 empty] | N | N | N
| 1129 | NSTAR | South | Plymouth | Marshfield Sub | 739 | 1 | Marshfield | D | 3-21-974 | MAR | 22.8kV | 22.8kV | 22.8kV | [10 empty] | N | N | N
| 1130 | NSTAR | South | Plymouth | Marshfield Sub | 739 | 1 | Marshfield | D | 3-21-976 | MAR | 22.8kV | 22.8kV | 22.8kV | [10 empty] | N | N | N
| 1133 | NSTAR | South | Plymouth | Marshfield Sub | 739 | 1 | Marshfield | D | 3-22-971 | MAR | 22.8kV | 22.8kV | 22.8kV | [10 empty] | N | N | N
| 1135 | NSTAR | South | Plymouth | Marshfield Sub | 739 | 1 | Marshfield | D | 3-23-981 | DUX | 22.8kV | 22.8kV | 22.8kV | [10 empty] | N | N | N
| 1136 | NSTAR | South | Plymouth | South River Sub | 730 | 1 | Marshfield | D | 3-24-34J1 | MAR | #N/A | #N/A | #N/A | [10 empty] | N | N | N
| 1137 | NSTAR | South | Plymouth | South River Sub | 730 | 1 | Marshfield | D | 3-24-34J2 | MAR | 22.8kV | 22.8kV | 22.8kV | [10 empty] | N | N | N
| 1138 | NSTAR | South | Plymouth | Seaview Sub | 729 | 1 | Marshfield | D | 3-24-35J1 | MAR | 22.8kV | 22.8kV | 22.8kV | [10 empty] | N | N | N
| 1139 | NSTAR | South | Plymouth | Duxbury Sub | 738 | 1 | Duxbury | D | 3-24-905 | DUX | 22.8kV | 22.8kV | 22.8kV | [10 empty] | N | N | N
| 1140 | NSTAR | South | Plymouth | NGRID | NGRID | NGRID | Duxbury | D | 3-24-905-NGRID | DUX | #N/A | #N/A | #N/A | [10 empty] | N | N | N
| 1141 | NSTAR | South | Plymouth | Duxbury Sub | 738 | 1 | Duxbury | D | 3-24-915 | MAR | 22.8kV | 22.8kV | 22.8kV | [10 empty] | N | N | N
| 1142 | NSTAR | South | Plymouth | Marshfield Sub | 739 | 1 | Marshfield | D | 3-24-974 | MAR | 22.8kV | 22.8kV | 22.8kV | [10 empty] | N | N | N
| 1143 | NSTAR | South | Plymouth | Marshfield Sub | 739 | 1 | Marshfield | D | 3-24-975 | MAR | 22.8kV | 22.8kV | 22.8kV | [10 empty] | N | N | N
| 1147 | NSTAR | South | Plymouth | Marshfield Sub | 739 | 1 | Marshfield | D | 3-24A-35J1 | MAF | 22.8kV | 22.8kV | 22.8kV | 5.1277 | 4.1416 |  | 17.7498 | 17.7498 |  | 28.89% | 23.33% |  |  | N | N | N
| 1148 | NSTAR | South | Plymouth | Marshfield Sub | 739 | 1 | Marshfield | D | 3-24A-35J2 | MAF | 4.16kV | 4.16kV | 4.16kV | 0 | 0 |  | 1.6553 | 1.6553 |  | 0% | 0% |  |  | N | N | N
| 1151 | NSTAR | South | Plymouth | Marshfield Sub | 739 | 1 | Marshfield | D | 3-24A-975 | MAF | 22.8kV | 22.8kV | 22.8kV | [10 empty] | N | N | N
| 1153 | NSTAR | South | Plymouth | Duxbury Sub | 738 | 1 | Duxbury | D | 3-24B-905 | DUX | 22.8kV | 22.8kV | 22.8kV | [10 empty] | N | N | N
| 1158 | NSTAR | South | Plymouth | Duxbury Sub | 738 | 2 | Duxbury | D | 3-25-908 | MAR | 22.8kV | 22.8kV | 22.8kV | 1.1833 | 1.1044 |  | 13.411 | 13.411 |  | 8.824% | 8.235% |  |  | N | N | N
| 1159 | NSTAR | South | Plymouth | Duxbury Sub | 738 | 2 | Duxbury | D | 3-25-975 | MAF | 22.8kV | 22.8kV | 22.8kV | [10 empty] | N | N | N
| 1160 | NSTAR | South | Plymouth | Marshfield Sub | 739 | 1 | Marshfield | D | 3-25-976 | MAR | 22.8kV | 22.8kV | 22.8kV | [10 empty] | N | N | N
| 1162 | NSTAR | South | Plymouth | Duxbury Sub | 738 | 1 | Duxbury | D | 3-26-902 | KIN | 22.8kV | 22.8kV | 22.8kV | 4.1811 |  |  | 13.411 |  |  | 31.18% |  |  |  | N | N | N
| 1163 | NSTAR | South | Plymouth | Duxbury Sub | 738 | 1 | Duxbury | D | 3-26-903 | DUX | 22.8kV | 22.8kV | 22.8kV | 3.0766 |  |  | 9.0721 |  |  | 33.91% |  |  |  | N | N | N
| 1164 | NSTAR | South | Plymouth | Duxbury Sub | 738 | 1 | Duxbury | D | 3-26-904 | DUX | 22.8kV | 22.8kV | 22.8kV | [10 empty] | N | N | N
| 1170 | NSTAR | South | Plymouth | Plympton Sub | 746 | 1 | Plympton | D | 3-51-43J1 | PLT | 4.16kV | 4.16kV | 4.16kV | [10 empty] | N | N | N
| 1171 | NSTAR | South | Plymouth | NGRID | NGRID | NGRID | Plympton | D | 3-51-43J1-NGRID | PLT | #N/A | #N/A | #N/A | [10 empty] | N | N | N
| 1173 | NSTAR | South | Plymouth | Brook Street | 727 | 1 | Plympton | D | 3-51-901 | PLT,CAR | 22.8kV | 22.8kV | 22.8kV | 0 |  |  | 17.7498 |  |  | 0% |  |  |  | N | N | N
| 1192 | NSTAR | South | Plymouth | Wareham Sub | 714 | 1 | Wareham | D | 3-83-950 | WAR,CAR | 22.8kV | 22.8kV | 22.8kV | [10 empty] | N | N | N
| 1193 | NSTAR | South | Plymouth | Wareham Sub | 714 | 1 | Wareham | D | 3-83-967 | WAR | 22.8kV | 22.8kV | 22.8kV | [10 empty] | N | N | N
| 1196 | NSTAR | South | Plymouth | Tempest Knob | 754 | 1 | Wareham | D | 3-84-14J1 | WAR | 4.16kV | 4.16kV | 4.16kV | [10 empty] | N | N | N
| 1197 | NSTAR | South | Plymouth | Butlerville | 750 | 1 | Wareham | D | 3-84-17J1 | WAR | 4.16kV | 4.16kV | 4.16kV | 2.5189 | 2.159 |  | 2.5189 | 2.5189 |  | 100% | 85.71% |  |  | N | N | N
| 1199 | NSTAR | South | Plymouth | Wareham Sub | 714 | 1 | Wareham | D | 3-84-954 | WAR | 22.8kV | 22.8kV | 22.8kV | 0.74944 |  |  | 12.4249 |  |  | 6.032% |  |  |  | N | N | N
| 1201 | NSTAR | South | Plymouth | Wareham Sub | 714 | 1 | Wareham | D | 3-84-960 | WAR | 22.8kV | 22.8kV | 22.8kV | 6.0349 |  |  | 12.4249 |  |  | 48.57% |  |  |  | N | N | N
| 1203 | NSTAR | South | Plymouth | Wareham Sub | 714 | 1 | Wareham | D | 3-84-963 | WAR | 22.8kV | 22.8kV | 22.8kV | 3.4316 | 2.9583 |  | 17.7498 | 17.7498 |  | 19.33% | 16.67% |  |  | N | N | N
| 1204 | NSTAR | South | Plymouth | Wareham Sub | 714 | 1 | Wareham | D | 3-84-965 | BRN | 22.8kV | 22.8kV | 22.8kV | 1.5778 |  |  | 9.861 |  |  | 16% |  |  |  | N | N | N
| 1205 | NSTAR | South | Plymouth | Wareham Sub | 714 | 1 | Wareham | D | 3-84-968 | WAR | 22.8kV | 22.8kV | 22.8kV | 0.43388 |  |  | 17.7498 |  |  | 2.444% |  |  |  | N | N | N
| 1206 | NSTAR | South | Plymouth | Swifts Beach Sub | 753 | 1 | Wareham | D | 3-85-12J1 | WAR | 4.16kV | 4.16kV | 4.16kV | 1.9935 | 1.7992 |  | 3.2386 | 3.2386 |  | 61.56% | 55.56% |  |  | N | N | N
| 1209 | NSTAR | South | Plymouth | MUNI | MUNI | MUNI | Rochester | D | 3-85-953-MIDMUNI | ROC | 22.8kV | 22.8kV | 22.8kV | [10 empty] | N | N | N
| 1210 | NSTAR | South | Plymouth | Tremont Sub | 713 | 2 | Wareham | D | 3-85-955 | WAR | 22.8kV | 22.8kV | 22.8kV | 2.4061 |  |  | 13.411 |  |  | 17.94% |  |  |  | N | N | N
| 1211 | NSTAR | South | Plymouth | Tremont Sub | 713 | 2 | Wareham | D | 3-85-957 | MRN | 22.8kV | 22.8kV | 22.8kV | 0.9861 | 0.90721 |  | 12.4249 | 12.4249 |  | 7.937% | 7.302% |  |  | N | N | N
| 1213 | NSTAR | South | Plymouth | Tremont Sub | 713 | 2 | Wareham | D | 3-85-969 | MRN | 22.8kV | 22.8kV | 22.8kV | 0 |  |  | 15.5804 |  |  | 0% |  |  |  | N | N | N
| 1217 | NSTAR | South | Plymouth | Garland Sub | 733 | 1 | Plymouth | D | 3-88-10J2 | BRN | 4.16kV | 4.16kV | 4.16kV | [10 empty] | N | N | N
| 1223 | NSTAR | South | Plymouth | Valley Sub | 715 | 1 | Plymouth | D | 3-88-924 | PLY | 22.8kV | 22.8kV | 22.8kV | [10 empty] | N | N | N
| 1227 | NSTAR | South | Plymouth | Valley Sub | 715 | 2 | Plymouth | D | 3-89-926 | PLY | 22.8kV | 22.8kV | 22.8kV | 0 | 0 |  | 17.7498 | 17.7498 |  | 0% | 0% |  |  | N | N | N
| 1230 | NSTAR | South | Plymouth | Valley Sub | 715 | 1 | Plymouth | D | 3-90-924 | PLY | 22.8kV | 22.8kV | 22.8kV | 9.7032 | 8.9143 |  | 17.7498 | 17.7498 |  | 54.67% | 50.22% |  |  | N | N | N
| 1232 | NSTAR | South | Cape & Vineyard | Falmouth Sub | 933 | 1 | Falmouth | D | 4-107-830 | FAL | 4.8kV | 4.8kV | 4.8kV | 1.4781 |  |  | 4.069 |  |  | 36.33% |  |  |  | N | N | N
| 1233 | NSTAR | South | Cape & Vineyard | Falmouth Sub | 933 | 1 | Falmouth | D | 4-107-832 | FAL | 4.8kV | 4.8kV | 4.8kV | 2.7486 |  |  | 4.069 |  |  | 67.55% |  |  |  | N | N | N
| 1248 | NSTAR | South | Cape & Vineyard | Mashpee Sub | 946 | 137 | Mashpee | D | 4-71-455 | MAS |  |  | 22.8kV |  |  | 6.7449 |  |  | 11.0443 |  |  | 61.07% |  | N | N | N
| 1251 | NSTAR | South | Cape & Vineyard | Falmouth Sub | 933 | 1 | Falmouth | D | 4-72-433 | FAL | 22.8kV | 22.8kV | 22.8kV | 6.666 | 4.8911 |  | 9.0721 | 9.0721 |  | 73.48% | 53.91% |  |  | N | N | N
| 1252 | NSTAR | South | Cape & Vineyard | Falmouth Sub | 933 | 1 | Falmouth | D | 4-72-434 | FAL | 22.8kV | 22.8kV | 22.8kV | [10 empty] | N | N | N
| 1256 | NSTAR | South | Cape & Vineyard | Falmouth Sub | 933 | 1 | Falmouth | D | 4-75-225 | OKB | 22.8kV | 22.8kV | 22.8kV | [10 empty] | N | N | N
| 1263 | NSTAR | South | Cape & Vineyard | Hatchville Sub | 936 | 1 | Falmouth | D | 4-77A-454 | MAS | #N/A | #N/A | #N/A | [10 empty] | N | N | N
| 1264 | NSTAR | South | Cape & Vineyard | Hatchville Sub | 936 | 1 | Falmouth | D | 4-77A-456 | MAS | #N/A | #N/A | #N/A | [10 empty] | N | N | N
| 1266 | NSTAR | South | Cape & Vineyard | Mashpee Sub | 946 | 1 | Mashpee | D | 4-77B-452 | MAS | 22.8kV | 22.8kV | 22.8kV | [10 empty] | N | N | N
| 1267 | NSTAR | South | Cape & Vineyard | Mashpee Sub | 946 | 136 | Mashpee | D | 4-77B-454 | MAS |  |  | 22.8kV |  |  | 7.8888 |  |  | 13.411 |  |  | 58.82% |  | N | N | N
| 1268 | NSTAR | South | Cape & Vineyard | Mashpee Sub | 946 | 136 | Mashpee | D | 4-77B-456 | MAS |  |  | 22.8kV |  |  | 5.7983 |  |  | 13.411 |  |  | 43.24% |  | N | N | N
| 1277 | NSTAR | South | Cape & Vineyard | Mashpee Sub | 946 | 1 | Mashpee | D | 4-80A-490 | BNS | 22.8kV | 22.8kV | 22.8kV | 5.0094 | 1.5383 |  | 13.411 | 13.411 |  | 37.35% | 11.47% |  |  | N | N | N
| 1287 | NSTAR | South | Cape & Vineyard | Otis Sub | 915 | 1 | Bourne | D | 4-81A-406 | BOU | 22.8kV | 22.8kV | 22.8kV | 3.5894 | 10.3738 |  | 15.7776 | 15.7776 |  | 22.75% | 65.75% |  |  | N | N | N
| 1288 | NSTAR | South | Cape & Vineyard | Otis Sub | 915 | 1 | Bourne | D | 4-81A-439 | BRN | 22.8kV | 22.8kV | 22.8kV | 2.7611 | 2.9189 |  | 7.8888 | 7.8888 |  | 35% | 37% |  |  | N | N | N
| 1290 | NSTAR | South | Cape & Vineyard | Sandwich Sub | 919 | 1 | Sandwich | D | 4-81A-850 | SAN | 8.3kV | 8.3kV | 8.3kV | 0.086154 | 0.17231 |  | 3.3026 | 3.3026 |  | 2.609% | 5.217% |  |  | N | N | N
| 1291 | NSTAR | South | Cape & Vineyard | Sandwich Sub | 919 | 1 | Sandwich | D | 4-81A-851 | SAN | 8.3kV | 8.3kV | 8.3kV | 2.6277 | 2.6564 |  | 5.241 | 5.241 |  | 50.14% | 50.68% |  |  | N | N | N
| 1292 | NSTAR | South | Cape & Vineyard | Sandwich Sub | 916 | 1 | Sandwich | D | 4-81B-440 | SAN | 22.8kV | 22.8kV | 22.8kV | 3.3527 | 3.3527 |  | 13.411 | 13.411 |  | 25% | 25% |  |  | N | N | N
| 1293 | NSTAR | South | Cape & Vineyard | Sandwich Sub | 916 | 1 | Sandwich | D | 4-81B-443 | SAN | 22.8kV | 22.8kV | 22.8kV | 7.2577 | 3.2344 |  | 22.0886 | 22.0886 |  | 32.86% | 14.64% |  |  | N | N | N
| 1295 | NSTAR | South | Cape & Vineyard | Oak Street Sub | 920 | 1 | Barnstable | D | 4-82-508 | BNS | 22.8kV | 22.8kV | 22.8kV | [10 empty] | N | N | N
| 1296 | NSTAR | South | Cape & Vineyard | Oak Street Sub | 920 | 1 | Barnstable | D | 4-82-516 | BNS | 22.8kV | 22.8kV | 22.8kV | [10 empty] | N | N | N
| 1297 | NSTAR | South | Cape & Vineyard | Oak Street Sub | 920 | 1 | Barnstable | D | 4-82-518 | BNS | 22.8kV | 22.8kV | 22.8kV | [10 empty] | N | N | N
| 1316 | NSTAR | South | Cape & Vineyard | Sandwich Sub | 916 | 1 | Sandwich | D | 4-87A-471 | SAN | 22.8kV | 22.8kV | 22.8kV | 5.9166 | 5.9166 |  | 13.411 | 13.411 |  | 44.12% | 44.12% |  |  | N | N | N
| 1317 | NSTAR | South | Cape & Vineyard | Sandwich Sub | 916 | 1 | Sandwich | D | 4-87A-472 | SAN | 22.8kV | 22.8kV | 22.8kV | 1.8539 | 1.7355 |  | 13.411 | 13.411 |  | 13.82% | 12.94% |  |  | N | N | N
| 1318 | NSTAR | South | Cape & Vineyard | Oak Street | 920 | 1 | Barnstable | D | 4-87A-475 | SAN | 22.8kV | 22.8kV | 22.8kV | 7.2971 | 7.2971 |  | 13.411 | 13.411 |  | 54.41% | 54.41% |  |  | N | N | N
| 1322 | NSTAR | South | Cape & Vineyard | Mashpee Sub | 946 | 1 | Mashpee | D | 4-88-453 | MAS | 22.8kV | 22.8kV | 22.8kV | [10 empty] | N | N | N
| 1323 | NSTAR | South | Cape & Vineyard | Mashpee Sub | 946 | 1 | Mashpee | D | 4-88-455 | MAS | #N/A | #N/A | #N/A | [10 empty] | N | N | N
| 1325 | NSTAR | South | Cape & Vineyard | Mashpee Sub | 946 | 1 | Mashpee | D | 4-88-483 | MAS | #N/A | #N/A | #N/A | [10 empty] | N | N | N
| 1327 | NSTAR | South | Cape & Vineyard | Mashpee Sub | 946 | 1 | Mashpee | D | 4-88-491 | BNS | 22.8kV | 22.8kV | 22.8kV | 7.2577 | 6.5477 |  | 9.4666 | 9.4666 |  | 76.67% | 69.17% |  |  | N | N | N
| 1339 | NSTAR | South | Cape & Vineyard | Orleans Sub | 975 | 2 | Orleans | D | 4-89B-628 | ORL | 22.8kV | 22.8kV | 22.8kV | [10 empty] | N | N | N
| 1344 | NSTAR | South | Cape & Vineyard | Hyannis Junction | 961 | 1 | Barnstable | D | 4-90-541 | YAR | 22.8kV | 22.8kV | 22.8kV | [10 empty] | N | N | N
| 1347 | NSTAR | South | Cape & Vineyard | Hyannis Junction | 961 | 1 | Hyannis | D | 4-90-965 | DEN | 8.3kV | 8.3kV | 8.3kV | [10 empty] | N | N | N
| 1349 | NSTAR | South | Cape & Vineyard | Vinyard Haven Sub | 982 | 1 | Vineyard Haven | D | 4-91-122 | VIN | 4.8kV | #N/A | #N/A | 2.076 | 0 |  | 3.2801 | 3.2801 |  | 63.29% | 0% |  |  | N | N | N
| 1350 | NSTAR | South | Cape & Vineyard | Falmouth Sub | 933 | 1 | Falmouth | D | 4-91-126 | CHL | 8.3kV | 8.3kV | 8.3kV | [10 empty] | N | N | N
| 1351 | NSTAR | South | Cape & Vineyard | Falmouth Sub | 933 | 1 | Falmouth | D | 4-91-220 | TIS | 22.8kV | 22.8kV | 22.8kV | [10 empty] | N | N | N
| 1352 | NSTAR | South | Cape & Vineyard | Falmouth Sub | 933 | 1 | Falmouth | D | 4-91-222 | TIS | 22.8kV | 22.8kV | 22.8kV | [10 empty] | N | N | N
| 1353 | NSTAR | South | Cape & Vineyard | Falmouth Sub | 933 | 1 | Falmouth | D | 4-91-226 | CHL | 22.8kV | 22.8kV | 22.8kV | [10 empty] | N | N | N
| 1355 | NSTAR | South | Cape & Vineyard | Falmouth Sub | 933 | 1 | Falmouth | D | 4-91-434 | FAL | 22.8kV | 22.8kV | 22.8kV | 4.9305 | 8.4016 |  | 15.7776 | 15.7776 |  | 31.25% | 53.25% |  |  | N | N | N
| 1358 | NSTAR | South | Cape & Vineyard | Hyannis Junction | 961 | 2 | Barnstable | D | 4-92A-536 | YAR | 22.8kV | 22.8kV | 22.8kV | [10 empty] | N | N | N
| 1360 | NSTAR | South | Cape & Vineyard | Hyannis Junction | 961 | 2 | Barnstable | D | 4-92A-557 | YAR | 22.8kV | 22.8kV | 22.8kV | [10 empty] | N | N | N
| 1361 | NSTAR | South | Cape & Vineyard | Hyannis Junction | 961 | 2 | Barnstable | D | 4-92A-558 | YAR | 22.8kV | 22.8kV | 22.8kV | [10 empty] | N | N | N
| 1370 | NSTAR | South | Cape & Vineyard | Harwich Sub | 968 | 1 | Harwich | D | 4-92B-551 | YAR | 22.8kV | 22.8kV | 22.8kV | [10 empty] | N | N | N
| 1371 | NSTAR | South | Cape & Vineyard | Harwich Sub | 968 | 1 | Harwich | D | 4-92B-560 | YAR | 22.8kV | 22.8kV | 22.8kV | [10 empty] | N | N | N
| 1372 | NSTAR | South | Cape & Vineyard | Harwich Sub | 968 | 1 | Harwich | D | 4-92B-563 | YAR | 22.8kV | 22.8kV | 22.8kV | [10 empty] | N | N | N
| 1373 | NSTAR | South | Cape & Vineyard | Harwich Sub | 968 | 1 | Harwich | D | 4-92B-568 | YAR | 22.8kV | 22.8kV | 22.8kV | [10 empty] | N | N | N
| 1379 | NSTAR | South | Cape & Vineyard | HYN Junction | 961 | 1 | Barnstable | D | 4-93-521 | HYN | 22.8kV | 22.8kV | 22.8kV | [10 empty] | N | N | N
| 1380 | NSTAR | South | Cape & Vineyard | Hyannis Junction | 961 | 1 | Barnstable | D | 4-93-531 | HYN | 22.8kV | 22.8kV | 22.8kV | [10 empty] | N | N | N
| 1381 | NSTAR | South | Cape & Vineyard | Hyannis Junction | 961 | 1 | Barnstable | D | 4-93-532 | HYN | 22.8kV | 22.8kV | 22.8kV | [10 empty] | N | N | N
| 1382 | NSTAR | South | Cape & Vineyard | HYN Sub | 912 | 1 | Hyannis | D | 4-93-905 | HYN | 4.16kV | 4.16kV | 4.16kV | [10 empty] | N | N | N
| 1383 | NSTAR | South | Cape & Vineyard | Hyannis Junction | 961 | 1 | Barnstable | D | 4-93-93 | HYN | 22.8kV | 22.8kV | 22.8kV | [10 empty] | N | N | N
| 1386 | NSTAR | South | Cape & Vineyard | Orleans Sub | 975 | 1 | Orleans | D | 4-94A-640 | EAS | 22.8kV | 22.8kV | 22.8kV | [10 empty] | N | N | N
| 1400 | NSTAR | South | Cape & Vineyard | Harwich Sub | 973 | 1 | Harwich | D | 4-95A-930 | HAR | 4.16kV | 4.16kV | 4.16kV | [10 empty] | N | N | N
| 1402 | NSTAR | South | Cape & Vineyard | Orleans Sub | 975 | 2 | Orleans | D | 4-95B-600 | HAR | 22.8kV | 22.8kV | 22.8kV | [10 empty] | N | N | N
| 1403 | NSTAR | South | Cape & Vineyard | Orleans Sub | 975 | 2 | Orleans | D | 4-95B-606 | CHM | 22.8kV | 22.8kV | 22.8kV | [10 empty] | N | N | N
| 1404 | NSTAR | South | Cape & Vineyard | Orleans Sub | 975 | 2 | Orleans | D | 4-95B-608 | CHM | 22.8kV | 22.8kV | 22.8kV | [10 empty] | N | N | N
| 1407 | NSTAR | South | Cape & Vineyard | ORL Sub | 975 | 2 | Orleans | D | 4-95B-628 | ORL | 22.8kV | 22.8kV | 22.8kV | [10 empty] | N | N | N
| 1412 | NSTAR | South | Cape & Vineyard | Wellfleet Sub | 976 | 2 | Wellfleet | D | 4-96-674 | TRU | 22.8kV | 22.8kV | 22.8kV | [10 empty] | N | N | N
| 1414 | NSTAR | South | Cape & Vineyard | Wellfleet Sub | 976 | 2 | Wellfleet | D | 4-96-676 | PRO | 22.8kV | 22.8kV | 22.8kV | [10 empty] | N | N | N
| 1420 | NSTAR | South | Cape & Vineyard | Vinyard Haven Sub | 982 | 1 | Vineyard Haven | D | 4-97-121 | VIN | 4.8kV | 4.8kV | 4.8kV | [10 empty] | N | N | N
| 1421 | NSTAR | South | Cape & Vineyard | Vinyard Haven Sub | 982 | 1 | Vineyard Haven | D | 4-97-122 | VIN | 4.8kV | 4.8kV | 4.8kV | [10 empty] | N | N | N
| 1422 | NSTAR | South | Cape & Vineyard | Oak Bluffs Sub | 918 | 1 | Oak Bluffs | D | 4-97-123 | EDG | 8.3kV | 8.3kV | 8.3kV | [10 empty] | N | N | N
| 1423 | NSTAR | South | Cape & Vineyard | Chilmark | 955 | 1 | Chilmark | D | 4-97-126 | CHI | 8.3kV | 8.3kV | 8.3kV | [10 empty] | N | N | N
| 1424 | NSTAR | South | Cape & Vineyard | Falmouth Sub | 933 | 1 | Falmouth | D | 4-97-220 | WTI | 22.8kV | 22.8kV | 22.8kV | 3.4316 | 3.5105 |  | 15.5804 | 15.5804 |  | 22.03% | 22.53% |  |  | N | N | N
| 1425 | NSTAR | South | Cape & Vineyard | Falmouth Sub | 933 | 1 | Falmouth | D | 4-97-222 | WTI | 22.8kV | 22.8kV | 22.8kV | 2.4455 | 2.0116 |  | 13.411 | 13.411 |  | 18.24% | 15% |  |  | N | N | N
| 1426 | NSTAR | South | Cape & Vineyard | Falmouth Sub | 933 | 1 | Falmouth | D | 4-97-225 | OKB | 22.8kV | 22.8kV | 22.8kV | [10 empty] | N | N | N
| 1427 | NSTAR | South | Cape & Vineyard | Falmouth Sub | 933 | 1 | Falmouth | D | 4-97-226 | WTI | 22.8kV | 22.8kV | 22.8kV | 6.0349 | 4.6938 |  | 13.411 | 13.411 |  | 45% | 35% |  |  | N | N | N
| 1428 | NSTAR | South | Cape & Vineyard | Falmouth Sub | 933 | 1 | Falmouth | D | 4-97-227 | EDG | 22.8kV | 22.8kV | 22.8kV | [10 empty] | N | N | N
| 1429 | NSTAR | South | Cape & Vineyard | Falmouth Sub | 933 | 1 | Falmouth | D | 4-97-228 | VIN | 22.8kV | 22.8kV | 22.8kV | [10 empty] | N | N | N
| 1432 | NSTAR | South | Cape & Vineyard | Hatchville Sub | 936 | 1 | Falmouth | D | 4-98A-461 | FAL | 22.8kV | 22.8kV | 22.8kV | [10 empty] | N | N | N
| 1434 | NSTAR | South | Cape & Vineyard | W. Falmouth Sub | 969 | 1 | Falmouth | D | 4-98A-856 | FAL | 4.8kV | 4.8kV | 4.8kV | [10 empty] | N | N | N
| 1442 | NSTAR | South | Cape & Vineyard | Falmouth Sub | 933 | 3 | Falmouth | D | 4-99-223 | EDG | 22.8kV | 22.8kV | 22.8kV | [10 empty] | N | N | N
| 1511 | NSTAR | West | Waltham | Grant Street | 34 | 14B | Lexington | D | 3403 | LEX | 4.16kV | 4.16kV | 4.16kV | [10 empty] | N | N | N
| 1525 | NSTAR | West | Southboro | N/A | 126 | NGRID | Hopkinton | D | 126-H1-NGRID | HOK | #N/A | #N/A | #N/A | [10 empty] | N | N | N
| 1562 | NSTAR | West | Southboro | Speen Street | 433 | 110C | Framingham | D | 203-1348H1 | FRA | 13.8kV | 13.8kV | 13.8kV | 0.23874 |  |  | 3.3424 | 3.3424 |  | 7.143% |  |  |  | N | N | N
| 1563 | NSTAR | West | Southboro | Speen Street | 433 | 110C | Framingham | D | 203-1348H2 | FRA | 13.8kV | 13.8kV | 13.8kV | 0.095496 |  |  | 3.3424 | 3.3424 |  | 2.857% |  |  |  | N | N | N
| 1564 | NSTAR | West | Southboro | Speen Street | 433 | 110C | Framingham | D | 203-1348H3 | FRA | 13.8kV | 13.8kV | 13.8kV | 0.23874 |  |  | 3.3424 | 3.3424 |  | 7.143% |  |  |  | N | N | N
| 1565 | NSTAR | West | Southboro | Speen Street | 433 | 110C | Framingham | D | 203-1348H4 | FRA | 13.8kV | 13.8kV | 13.8kV | 0.35811 |  |  | 3.3424 | 3.3424 |  | 10.71% |  |  |  | N | N | N
| 1573 | NSTAR | West | Waltham | Arsenal Street | 468 | 110B | Watertown | D | 231-1355 | WAT | 13.8kV | #N/A | #N/A | 1.5279 | 0 |  | 5.8491 | 5.8491 |  | 26.12% | 0% |  |  | N | N | N
| 1586 | NSTAR | West | Southboro | Leland Street | 240 | 110C | Framingham | D | 240-1346H1 | FRA |  |  | 13.8kV |  |  | 0 |  |  | 3.3424 |  |  | 0% |  | N | N | N
| 1618 | NSTAR | West | Waltham | Waltham | 292 | 110D | Newton | D | 288-1213H1 | NEE | 13.8kV | 13.8kV | 13.8kV | [10 empty] | N | N | N
| 1619 | NSTAR | West | Waltham | Waltham | 292 | 110D | Newton | D | 288-1213H2 | NEE | 13.8kV | 13.8kV | 13.8kV | [10 empty] | N | N | N
| 1627 | NSTAR | West | Waltham | Elliot Street | 292 | 110C | Newton | D | 292-H14 | NEW |  | 13.8kV | 13.8kV |  | 100 | 1.1937 |  | 11.5 | 11.5789 |  | 869.6% | 10.31% |  | N | N | N
| 1628 | NSTAR | West | Waltham | Elliot Street | 292 | 110D | Newton | D | 292-H15 | NEW |  |  | 13.8kV |  |  | 0.35811 |  |  | 11.5789 |  |  | 3.093% |  | N | N | N
| 1629 | NSTAR | West | Waltham | NEWTON 292 | 292 | 110D | Newton | D | 292-H16 | NEW | 13.8kV | 13.8kV | 13.8kV |  |  | 1.0505 |  |  | 11.5789 |  |  | 9.072% |  | N | N | N
| 1638 | NSTAR | West | Walpole | Westwood | 312 | 14A | Westwood | D | 312-05 | WWO | 4.16kV | 4.16kV | 4.16kV | [10 empty] | N | N | N
| 1647 | NSTAR | West | Waltham | Marrett Road | 320 | 110A | Lexington | D | 320-H1 | LIC,WAL | 13.8kV | 13.8kV | 13.8kV | [10 empty] | N | N | N
| 1659 | NSTAR | West | Walpole | Dedham | 20 | 14E | Dedham | D | 333-176H1 | DED | 13.8kV | 13.8kV | 13.8kV | [10 empty] | N | N | N
| 1687 | NSTAR | West | Waltham | Trapelo Road | 450 | 110B | Waltham | D | 363-1369YH1 | WAL | 13.8kV | 13.8kV | 13.8kV | [10 empty] | N | N | N
| 1695 | NSTAR | West | Waltham | Trapelo Road | 450 | 110B | Waltham | D | 373-1358H1 | WAL | 13.8kV | 13.8kV | 13.8kV |  |  | 0.59685 |  |  | 3.3424 |  |  | 17.86% |  | N | N | N
| 1696 | NSTAR | West | Waltham | Trapelo Road | 450 | 110B | Waltham | D | 373-1358H3 | WAL | 13.8kV | 13.8kV | 13.8kV | [10 empty] | N | N | N
| 1697 | NSTAR | West | Waltham | Trapelo Road | 450 | 110B | Waltham | D | 373-1358H4 | WAL | 13.8kV | 13.8kV | 13.8kV | [10 empty] | N | N | N
| 1698 | NSTAR | West | Waltham | Chestnut St | 148 | 110B | Needham | D | 378-93 | NEE | 13.8kV | 13.8kV | 13.8kV |  |  | 0.76397 |  |  | 10.982 |  |  | 6.957% |  | N | N | N
| 1699 | NSTAR | West | Waltham | Chestnut St | 381 | 14B | Needham | D | 381-01 | NEE | 4.16kV | 4.16kV | 4.16kV | [10 empty] | N | N | N
| 1700 | NSTAR | West | Waltham | Chestnut St | 381 | 14B | Needham | D | 381-02 | NEE | 4.16kV | 4.16kV | 4.16kV | [10 empty] | N | N | N
| 1701 | NSTAR | West | Waltham | Chestnut St | 381 | 14B | Needham | D | 381-04 | NEE | 4.16kV | 4.16kV | 4.16kV | [10 empty] | N | N | N
| 1718 | NSTAR | West | Southboro | Speen Street | 433 | 110C | Framingham | D | 408-1433H1 | NAT | 13.8kV | 13.8kV | 13.8kV | [10 empty] | N | N | N
| 1805 | NSTAR | West | Waltham | Trapelo Road | 450 | 110A | Waltham | D | 526-1361H3 | WAL | #N/A | #N/A | #N/A | 0.35811 | 0 |  | 3.3424 | 3.3424 |  | 10.71% | 0% |  |  | N | N | N
| 1806 | NSTAR | West | Waltham | Trapelo Road | 450 | 110A | Waltham | D | 526-1361H4 | WAL | #N/A | #N/A | #N/A | 0.35811 | 2.3874 |  | 3.3424 | 3.3424 |  | 10.71% | 71.43% |  |  | N | N | N
| 1807 | NSTAR | West | Waltham | Trapelo Road | 450 | 110A | Waltham | D | 526-1361H5 | WAL | #N/A | #N/A | #N/A | 0.6446 | 0.47748 |  | 3.3424 | 3.3424 |  | 19.29% | 14.29% |  |  | N | N | N
| 1823 | NSTAR | West | Southboro | Sherborn | 274 | 110A | Sherborn | D | 65-1325H1 | ASH,FRA,HOL,HOK | 13.8kV | 13.8kV | 13.8kV | [10 empty] | N | N | N
| 1824 | NSTAR | West | Southboro | Medway | 65 | 110B | Medway | D | 65-1325H3 | HOK | 13.8kV | 13.8kV | 13.8kV | [10 empty] | N | N | N
| 1825 | NSTAR | West | Southboro | Sherborn | 274 | 110A | Sherborn | D | 65-1325H5 | ASH | 13.8kV | 13.8kV | 13.8kV | [10 empty] | N | N | N
| 1845 | WMECO | NORTHERN | PITTSFIELD | Pleasant_16B | 16B | 16B-1X,16B-2X | LEE | D | 16B2 | LEE | 23kV | 23 | 23 | 0 |  | 21.5 | 21.5 | 21.5 | 21.5 | 0% |  | 100% |  | N | N | N
| 1854 | WMECO | NORTHERN | PITTSFIELD | Woodland_Rd_17G | 17G | 17G-1X,17G-2X | LEE | D | 17G5 | LEE | 23kV | 23 | 23 | 0.3 |  | 17.2 | 17.2 | 17.2 | 17.2 | 1.744% |  | 100% |  | N | N | N
| 1855 | WMECO | NORTHERN | PITTSFIELD | Woodland_Rd_17G | 17G | 17G-1X,17G-2X | LEE | D | 17G6 | LEE | 23kV | 23 | 23 | 0.3 |  | 17.2 | 17.2 | 17.2 | 17.2 | 1.744% |  | 100% |  | N | N | N
| 1857 | WMECO | NORTHERN | PITTSFIELD | Woodland_Rd_17G | 17G | 17G-1X,17G-2X | LEE | D | 17G8 | LEE | 23kV | 23 | 23 | 0.2 |  | 17.5 | 15.6 | 15.6 | 15.7 | 1.282% |  | 111.5% |  | N | N | N
| 1868 | WMECO | NORTHERN | HADLEY | Podick_18G | 18G | 18G-7X,18G-8X | AMHERST | D | 18G1 | AMHERST | 13.8kV | 13.8 | 13.8 | 0 |  | 14.3 | 14.3 | 14.3 | 14.3 | 0% |  | 100% |  | N | N | N
| 1876 | WMECO | NORTHERN | HADLEY | Plainfield_18K | 18K | 18K-1X | PLAINFIELD | D | 18K2 | PLAINFIELD | 23kV | 23 | 23 | 0 |  | 9.8 | 8 | 8 | 8 | 0% |  | 122.5% |  | N | N | N
| 1890 | WMECO | NORTHERN | HADLEY | Midway_19B | 19B | 19B-2X,19B-3X | EASTHAMPTON | D | 19B3 | EASTHAMPTON | n/a | n/a | n/a | [10 empty] | N | N | N
| 1891 | WMECO | NORTHERN | HADLEY | Midway_19B | 19B | 19B-2X,19B-3X | EASTHAMPTON | D | 19B4 | EASTHAMPTON | n/a | n/a | n/a | [10 empty] | N | N | N
| 1895 | WMECO | NORTHERN | PITTSFIELD | Blandford_19J | 19J | 19J-2X | BLANDFORD | D | 19J1 | BLANDFORD | 23kV | 23 | 23 | 0 |  | 17.9 | 14.8 | 14.8 | 14.9 | 0% |  | 120.1% |  | N | N | N
| 1897 | WMECO | NORTHERN | PITTSFIELD | Blandford_19J | 19J | 19J-1X | BLANDFORD | D | 19J3 | BLANDFORD | 23kV | 23 | 23 | 4.1 |  | 10.4 | 9.4 | 9.4 | 9.4 | 43.62% |  | 110.6% |  | N | N | N
| 1900 | WMECO | NORTHERN | PITTSFIELD | Blandford_19J | 19J | 19J-2X | BLANDFORD | D | 19J6 | BLANDFORD | 23kV | 23 | 23 |  | 4 | 17.9 |  | 15.8 | 15.8 |  | 25.32% | 113.3% |  | N | N | N
| 1928 | WMECO | NORTHERN | HADLEY | Greenfield_28W | 28W | 28W-2X | GREENFIELD | D | 28W3 | GREENFIELD | 4.8kV | 4.8 | 4.8 | 0.6 | 0.6 |  | 1.3 | 1.3 |  | 46.15% | 46.15% |  |  | N | N | N
| 1929 | WMECO | NORTHERN | HADLEY | Greenfield_28W | 28W | 28W-2X | GREENFIELD | D | 28W4 | GREENFIELD | 4.8kV | 4.8 | 4.8 | 0.2 | 0.2 |  | 1.6 | 1.6 |  | 12.5% | 12.5% |  |  | N | N | N
| 1930 | WMECO | NORTHERN | HADLEY | Greenfield_28W | 28W | 28W-2X | GREENFIELD | D | 28W7 | GREENFIELD | 4.8kV | 4.8 | 4.8 | 0.6 | 0.6 |  | 1.3 | 1.3 |  | 46.15% | 46.15% |  |  | N | N | N
| 1931 | WMECO | NORTHERN | HADLEY | Greenfield_28W | 28W | 28W-2X | GREENFIELD | D | 28W9 | GREENFIELD | 4.8kV | 4.8 | 4.8 | 0.6 | 0.6 |  | 1.3 | 1.3 |  | 46.15% | 46.15% |  |  | N | N | N
| 1932 | WMECO | NORTHERN | HADLEY | Greenfield_28W | 28W | 28W-2X | GREENFIELD | D | 28WNW_1 | GREENFIELD | 4.8 | 4.8 | 4.8 | [10 empty] | N | N | N
| 1933 | WMECO | NORTHERN | HADLEY | Dell_St_29H | 29H | 29H-1X | MONTAGUE | D | 29H1 | MONTAGUE | 4.8 | 4.8 | 4.8 | [10 empty] | N | N | N
| 1934 | WMECO | NORTHERN | HADLEY | Dell_St_29H | 29H | 29H-1X | MONTAGUE | D | 29H2 | MONTAGUE | 4.8 | 4.8 | 4.8 | [10 empty] | N | N | N
| 1935 | WMECO | NORTHERN | PITTSFIELD | Dalton_29M | 29M | 29M-1X | DALTON | D | 29M1 | DALTON | n/a | n/a | n/a | [10 empty] | N | N | N
| 1936 | WMECO | NORTHERN | PITTSFIELD | Dalton_29M | 29M | n/a | DALTON | D | 29M11 | DALTON | 23kV | 23 | 23 | [10 empty] | N | N | N
| 1937 | WMECO | NORTHERN | PITTSFIELD | Dalton_29M | 29M | 29M-1X | DALTON | D | 29M2 | DALTON | n/a | n/a | n/a | [10 empty] | N | N | N
| 1947 | WMECO | NORTHERN | PITTSFIELD | Renne_31L | 31L | 31L-1X,31L-2X | PITTSFIELD | D | 31L2 | PITTSFIELD | n/a | n/a | n/a | [10 empty] | N | N | N
| 1948 | WMECO | NORTHERN | HADLEY | Beers_Plain_33P | 33P | 33P-1X | NORTHFIELD | D | 33P1 | NORTHFIELD | n/a | n/a | n/a | [10 empty] | N | N | N
| 1950 | WMECO | NORTHERN | PITTSFIELD | Worthington_4G | 4G | 4G-1X | PITTSFIELD | D | 4G2 | PITTSFIELD | n/a | n/a | n/a | [10 empty] | N | N | N
| 1951 | WMECO | NORTHERN | PITTSFIELD | Worthington_4G | 4G | 4G-1X | PITTSFIELD | D | 4G3 | PITTSFIELD | 4.16kV | n/a | n/a | [10 empty] | N | N | N
| 1952 | WMECO | NORTHERN | PITTSFIELD | Silver_Lake_5C | 5C | 5C-1X | PITTSFIELD | D | 5C1 | PITTSFIELD | n/a | n/a | n/a | [10 empty] | N | N | N
| 1953 | WMECO | NORTHERN | PITTSFIELD | Silver_Lake_5C | 5C | 5C-1X | PITTSFIELD | D | 5C2 | PITTSFIELD | 4.16kV | n/a | n/a | [10 empty] | N | N | N
| 1954 | WMECO | NORTHERN | PITTSFIELD | Silver_Lake_5C | 5C | 5C-1X | PITTSFIELD | D | 5C4 | PITTSFIELD | n/a | n/a | n/a | [10 empty] | N | N | N
| 1955 | WMECO | NORTHERN | PITTSFIELD | Silver_Lake_5C | 5C | 5C-1X | PITTSFIELD | D | 5C5 | PITTSFIELD | 4.16kV | n/a | n/a | [10 empty] | N | N | N
| 1956 | WMECO | NORTHERN | PITTSFIELD | Silver_Lake_5C | 5C | 5C-1X | PITTSFIELD | D | 5C6 | PITTSFIELD | n/a | n/a | n/a | [10 empty] | N | N | N
| 1957 | WMECO | NORTHERN | PITTSFIELD | Dorchester_7N | 7N | 7N-1X,7N-2X | PITTSFIELD | D | 7N1 | PITTSFIELD | 4.16kV | n/a | n/a | [10 empty] | N | N | N
| 1958 | WMECO | NORTHERN | PITTSFIELD | Dorchester_7N | 7N | 7N-1X,7N-2X | PITTSFIELD | D | 7N2 | PITTSFIELD | 4.16kV | n/a | n/a | [10 empty] | N | N | N
| 1967 | WMECO | SOUTHERN | SPRINGFIELD | Chicopee_18L | 18L | 18L-3X | CHICOPEE | D | 18L16 | CHICOPEE | 13.8kV | 13.8 | 13.8 | 0 |  | 9.2 | 7.8 | 7.8 | 7.8 | 0% |  | 117.9% |  | N | N | N
| 2026 | WMECO | SOUTHERN | SPRINGFIELD | Orchard_27A | 27A | 27A-2X | SPRINGFIELD | D | 27A9 | LUDLOW | 13.8kV | n/a | n/a | [10 empty] | N | N | N
| 2028 | WMECO | SOUTHERN | SPRINGFIELD | Southwick_29A | 29A | 29A-1X | SOUTHWICK | D | 29A2 | SOUTHWICK | n/a | n/a | n/a | [10 empty] | N | N | N
| 2037 | WMECO | SOUTHERN | SPRINGFIELD | N/A | N/A | N/A | LUDLOW | D | 32N | LUDLOW | 14.8 | 13.8 | 13.8 | [10 empty] | N | N | N
| 2038 | WMECO | SOUTHERN | SPRINGFIELD | Ravenwood_32N | 32N | 32N-1X | Ludlow | D | 32N1 | LUDLOW | 4.16kV | 4.16kV | 4.16kV | [10 empty] | N | N | N
| 2039 | WMECO | SOUTHERN | SPRINGFIELD | N/A | N/A | N/A | LUDLOW | D | 32N2 | LUDLOW | 2.16kV | 0.48 | 0.48 | [10 empty] | N | N | N
| 2041 | WMECO | SOUTHERN | SPRINGFIELD | N/A | N/A | N/A | SPRINGFIELD | D | 47A1 | SPRINGFIELD | n/a | n/a | n/a | [10 empty] | N | N | N
| 2053 | WMECO | SOUTHERN | SPRINGFIELD | East_Springfield_5J | 5J | N/A | SPRINGFIELD | D | 5JNW_2 | SPRINGFIELD | 13.8kV | 13.8 | 13.8 | [10 empty] | N | N | N
| 2056 | WMECO | SOUTHERN | SPRINGFIELD | N/A | N/A | N/A | SPRINGFIELD | D | 605C | SPRINGFIELD | 13.8kV | 13.8 | 13.8 | [10 empty] | N | N | N
| 2058 | WMECO | SOUTHERN | SPRINGFIELD | Wilbraham_6N | 6N | 6N-2X | SPRINGFIELD | D | 6N5 | SPRINGFIELD | n/a | n/a | n/a | [10 empty] | N | N | N
| 2059 | WMECO | SOUTHERN | SPRINGFIELD | Wilbraham_6N | 6N | 6N-2X | SPRINGFIELD | D | 6N6 | SPRINGFIELD | n/a | n/a | n/a | [10 empty] | N | N | N
| 2060 | WMECO | SOUTHERN | SPRINGFIELD | Wilbraham_6N | 6N | 6N-3X | SPRINGFIELD | D | 6N7 | SPRINGFIELD | n/a | n/a | n/a | [10 empty] | N | N | N
| 2061 | WMECO | SOUTHERN | SPRINGFIELD | Wilbraham_6N | 6N | 6N-3X | SPRINGFIELD | D | 6N9 | SPRINGFIELD | n/a | n/a | n/a | [10 empty] | N | N | N
| 2062 | WMECO | SOUTHERN | SPRINGFIELD | Converse_7J | 7J | 7J-3X | SPRINGFIELD | D | 7J3 | SPRINGFIELD | n/a | n/a | n/a | [10 empty] | N | N | N
| 2063 | WMECO | SOUTHERN | SPRINGFIELD | Converse_7J | 7J | 7J-3X | SPRINGFIELD | D | 7J4 | SPRINGFIELD | n/a | n/a | n/a | [10 empty] | N | N | N
| 1190 | NSTAR | South | Plymouth | Wareham Sub | 714 | 1 | Wareham | D | 3-82-82 | WAR |  |  | 22.8kV |  |  | 9.0721 |  |  | 36.4857 |  |  | 24.86% |  | N | Y | N
| 200 | NSTAR | Central | Somerville | Woburn | 211 | 14A | Woburn | D | 211-02 | WOB | 4.16kV | 4.16kV | 4.16kV | 1.8064 | 1.7992 | 1.8496 | 1.6912 | 1.6912 | 1.6912 | 106.8% | 106.4% | 109.4% | 107.5% | Y | N | N
| 1191 | NSTAR | South | Plymouth | Wareham Sub | 714 | 1 | Wareham | D | 3-83-83 | WAR | 22.8kV | 22.8kV | 22.8kV | 21.6942 | 22.8775 | 22.0886 | 21.2998 | 21.2998 | 21.2998 | 101.9% | 107.4% | 103.7% | 104.3% | Y | N | N
| 1828 | NSTAR | West | Walpole | Medway | 65 | 110B | Medway | D | 65-H3 | HOL,MDW,MLS,NOF,SHE | 13.8kV | 13.8kV | 13.8kV | 9.5735 | 15.733 | 10.7672 | 11.6983 | 11.6983 | 11.6983 | 81.84% | 134.5% | 92.04% | 102.8% | Y | N | N
| 1912 | WMECO | NORTHERN | HADLEY | Montague_21C | 21C | 21C-3X | MONTAGUE | D | 21C1 | MONTAGUE | 13.8kV | 13.8 | 13.8 | 7.19 | 7.9 | 10.5 | 8.5 | 8.5 | 8.5 | 84.59% | 92.94% | 123.5% | 100.4% | Y | N | N
| 929 | NSTAR | South | New Bedford | Industrial Park | 636 | 111 | N. Bedford | D | 2-102-102 | NEB | 13.2kV | 13.2kV | 13.2kV | 11.4637 | 12.1716 | 12.7425 | 12.1031 | 12.1031 | 12.1031 | 94.72% | 100.6% | 105.3% | 100.2% | Y | N | N
| 126 | NSTAR | Central | Boston | Dorchester Ave | 139 | 14B | South Boston | D | 139-04 | SOB | 4.16kV | 4.16kV | 4.16kV | 1.6841 | 1.6337 | 1.6481 | 1.6912 | 1.6912 | 1.6912 | 99.57% | 96.6% | 97.45% | 97.87% | Y | N | N
| 1826 | NSTAR | West | Walpole | Medway | 65 | 110A | Medway | D | 65-H1 | FKL,MDW,MLS,NOF | 13.8kV | 13.8kV | 13.8kV | 9.8122 | 14.9451 | 9.4302 | 11.6983 | 11.6983 | 11.6983 | 83.88% | 127.8% | 80.61% | 97.41% | Y | N | N
| 1258 | NSTAR | South | Cape & Vineyard | Falmouth Sub | 933 | 2 | Falmouth | D | 4-75-75 | FAL | 22.8kV | 22.8kV | 22.8kV | 24.2581 | 24.4553 | 23.6664 | 24.8497 | 24.8497 | 24.8497 | 97.62% | 98.41% | 95.24% | 97.09% | Y | N | N
| 1686 | NSTAR | West | Southboro | Maynard | 355 | 342-H6 | Maynard | D | 355-05 | MAY | 4.16kV | 4.16kV | 4.16kV | 2.1015 | 2.1231 | 1.828 | 2.0871 | 2.0871 | 2.0871 | 100.7% | 101.7% | 87.59% | 96.67% | Y | N | N
| 1375 | NSTAR | South | Cape & Vineyard | Harwich Sub | 968 | 1 | Harwich | D | 4-92B-571 | DEN | 22.8kV | 22.8kV | 22.8kV | 8.3227 | 9.0721 | 8.8355 | 9.0721 | 9.0721 | 9.0721 | 91.74% | 100% | 97.39% | 96.38% | Y | N | N
| 1773 | NSTAR | West | Waltham | Arsenal Street | 467 | 110B | Watertown | D | 467-H3 | NEW,WAT | 13.8kV | 13.8kV | 13.8kV | 10.2897 | 12.2712 | 8.8334 | 10.8627 | 10.8627 | 10.8627 | 94.73% | 113% | 81.32% | 96.34% | Y | N | N
| 207 | NSTAR | Central | Somerville | Woburn | 211 | 110C | Woburn | D | 211-H10 | LEX,WIN,WOB | 13.8kV | 13.8kV | 13.8kV | 7.1622 | 6.5415 | 6.2072 | 6.9235 | 6.9235 | 6.9235 | 103.4% | 94.48% | 89.66% | 95.86% | Y | N | N
| 389 | NSTAR | Central | Somerville | Marrett Road | 320 | 110A | Lexington | D | 320-H7 | LEX LIC | 13.8kV | 13.8kV | 13.8kV | 7.95 | 7.7829 | 8.9527 | 8.5946 | 8.5946 | 8.5946 | 92.5% | 90.56% | 104.2% | 95.74% | Y | N | N
| 1609 | NSTAR | West | Waltham | Waltham | 282 | 110B | Waltham | D | 282-H10 | WAL,WTN | 13.8kV | 13.8kV | 13.8kV | 9.9077 | 10.8865 | 12.4861 | 11.6983 | 11.6983 | 11.6983 | 84.69% | 93.06% | 106.7% | 94.83% | Y | N | N
| 1456 | NSTAR | West | Waltham | Homer Street | 17 | 14D | Newton | D | 1709 | NEW | 4.16kV | 4.16kV | 4.16kV | 2.5189 | 2.2598 | 2.5837 | 2.5908 | 2.5908 | 2.5908 | 97.22% | 87.22% | 99.72% | 94.72% | Y | N | N
| 2046 | WMECO | SOUTHERN | SPRINGFIELD | East_Springfield_5J | 5J | 5J-8X | SPRINGFIELD | D | 5J14 | SPRINGFIELD | 13.8kV | 13.8 | 13.8 | 9.5 | 8.8 | 13.2 | 15.5 | 15.5 | 8.1 | 61.29% | 56.77% | 163% | 93.68% | Y | N | N
| 211 | NSTAR | Central | Somerville | Woburn | 211 | 110B | Woburn | D | 211-H14 | WOB WIN ARL | 13.8kV | 13.8kV | 13.8kV | 8.0455 | 8.3559 | 7.0667 | 8.3559 | 8.3559 | 8.3559 | 96.29% | 100% | 84.57% | 93.62% | Y | N | N
| 1626 | NSTAR | West | Waltham | Elliot Street | 292 | 110C | Newton | D | 292-H12 | WAL | 13.8kV | 13.8kV | 13.8kV | 11.8176 | 9.669 | 10.9343 | 11.5789 | 11.5789 | 11.5789 | 102.1% | 83.51% | 94.43% | 93.33% | Y | N | N
| 209 | NSTAR | Central | Somerville | Woburn | 211 | 110B | Woburn | D | 211-H12 | STN | 13.8kV | 13.8kV | 13.8kV | 6.9235 | 10.6956 | 6.4221 | 8.5946 | 8.5946 | 8.5946 | 80.56% | 124.4% | 74.72% | 93.24% | Y | N | N
| 551 | NSTAR | Central | Boston | Dewar Street | 483 | 110A | Dorchester | D | 466-1481H1 | DOR | 13.8kV | 13.8kV | 13.8kV | 6.8757 | 6.9235 | 9.5257 | 8.3559 | 8.3559 | 8.3559 | 82.29% | 82.86% | 114% | 93.05% | Y | N | N
| 1046 | NSTAR | South | New Bedford | Ash St. | 615 | E | New Bedford | D | 2-73-43 | NEB | 3.74kV | 3.74kV | 3.74kV | 1.5787 | 1.7017 | 1.8828 | 1.8505 | 1.8505 | 1.8505 | 85.31% | 91.96% | 101.7% | 93.01% | Y | N | N
| 1648 | NSTAR | West | Waltham | Marrett Road | 320 | 110B | Lexington | D | 320-H2 | LEX,LIC | 13.8kV | 13.8kV | 13.8kV | 11.0059 | 11.1014 | 10.5046 | 11.6983 | 11.6983 | 11.6983 | 94.08% | 94.9% | 89.8% | 92.93% | Y | N | N
| 269 | NSTAR | Central | Somerville | Mystic Station | 250 | 110B | Charlestown | D | 250-1N90H | CHT | 13.8kV | 13.8kV | 13.8kV | 10.3136 | 11.1492 | 10.6478 | 11.5789 | 11.5789 | 11.5789 | 89.07% | 96.29% | 91.96% | 92.44% | Y | N | N
| 466 | NSTAR | Central | Somerville | Dragon Court | 375 | 110B | Woburn | D | 375-H2 | STN | 13.8kV | 13.8kV | 13.8kV | 7.2816 | 8.4753 | 7.4009 | 8.3559 | 8.3559 | 8.3559 | 87.14% | 101.4% | 88.57% | 92.38% | Y | N | N
| 383 | NSTAR | Central | Boston | San Juan Street | 318 | 14A | Boston | D | 318-08 | BDT | 4.16kV | 4.16kV | 4.16kV | 1.7848 | 1.7128 | 1.8856 | 1.9431 | 1.9431 | 1.9431 | 91.85% | 88.15% | 97.04% | 92.35% | Y | N | N
| 2012 | WMECO | SOUTHERN | SPRINGFIELD | Franconia_22H | 22H | 22H-3X | LONGMEADOW | D | 22H17 | LONGMEADOW | 13.8kV | 13.8 | 13.8 | 6.3 | 6 | 13.1 | 9.2 | 9.2 | 9.2 | 68.48% | 65.22% | 142.4% | 92.03% | Y | N | N
| 768 | NSTAR | Central | Somerville | Alewife | 828 | 110A | Cambridge | D | 828-1103 | CAM | 13.8kV | 13.8kV | 13.8kV | 5.4671 | 6.9951 | 5.2523 | 5.8491 | 5.8491 | 8.3559 | 93.47% | 119.6% | 62.86% | 91.97% | Y | N | N
| 479 | NSTAR | Central | Boston | K Street | 385 | 110D | South Boston | D | 385-H1 | SOB | 13.8kV | 13.8kV | 13.8kV | 6.3266 | 6.446 | 8.1172 | 7.0428 | 7.0428 | 8.5946 | 89.83% | 91.53% | 94.44% | 91.93% | Y | N | N
| 1732 | NSTAR | West | Southboro | Speen Street | 433 | 110C | Framingham | D | 433-H12 | FRA,NAT | 13.8kV | 13.8kV | 13.8kV | 8.1888 | 7.7352 | 8.0933 | 8.714 | 8.714 | 8.714 | 93.97% | 88.77% | 92.88% | 91.87% | Y | N | N
| 564 | NSTAR | Central | Boston | Rockingham Ave | 468 | 24AB | W. Roxbury | D | 468-08 | DED,HYP,WRX | 4.16kV | 4.16kV | 4.16kV | 2.6988 | 2.6988 | 3.0155 | 3.0586 | 3.0586 | 3.0586 | 88.24% | 88.24% | 98.59% | 91.69% | Y | N | N
| 598 | NSTAR | Central | Boston | Hyde Park | 496 | 110A | Hyde Park | D | 496-H5 | WRX HYP BKL | 13.8kV | 13.8kV | 13.8kV | 7.8784 | 7.5203 | 7.5203 | 8.3559 | 8.3559 | 8.3559 | 94.29% | 90% | 90% | 91.43% | Y | N | N
| 1342 | NSTAR | South | Cape & Vineyard | Brewster Sub | 951 | 1 | Brewster | D | 4-89B-946 | BRE | 4.8kV | 4.8kV | 4.8kV | 1.8684 | 1.8684 | 1.4947 | 1.9099 | 1.9099 | 1.9099 | 97.83% | 97.83% | 78.26% | 91.3% | Y | N | N
| 2050 | WMECO | SOUTHERN | SPRINGFIELD | East_Springfield_5J | 5J | 5J-8X | SPRINGFIELD | D | 5J18 | SPRINGFIELD | 13.8kV | 13.8 | 13.8 | 7.1 | 6.4 | 11.6 | 9.2 | 9.2 | 9.2 | 77.17% | 69.57% | 126.1% | 90.94% | Y | N | N
| 1234 | NSTAR | South | Cape & Vineyard | Mashpee Sub | 946 | 1 | Mashpee | D | 4-452-452 | MAS | 22.8kV | 22.8kV | 22.8kV | 12.6221 | 12.1882 | 11.7149 | 13.411 | 13.411 | 13.411 | 94.12% | 90.88% | 87.35% | 90.78% | Y | N | N
| 428 | NSTAR | Central | Boston | Readville | 344 | 14C | Hyde Park | D | 344-07 | DED,HYP | 4.16kV | 4.16kV | 4.16kV | 2.7852 | 2.8068 | 2.7348 | 3.0586 | 3.0586 | 3.0586 | 91.06% | 91.76% | 89.41% | 90.75% | Y | N | N
| 40 | NSTAR | Central | Boston | Central Street | 43 | 14D | Dorchester | D | 4303 | MIT | 4.16kV | 4.16kV | 4.16kV | 1.8424 | 1.756 | 1.6912 | 1.9431 | 1.9431 | 1.9431 | 94.81% | 90.37% | 87.04% | 90.74% | Y | N | N
| 534 | NSTAR | Central | Boston | Cummins Hwy | 441 | 14B | Roslindale | D | 441-02 | DOR,HYP,MIT | 4.16kV | 4.16kV | 4.16kV | 2.159 | 2.4829 | 2.4109 | 2.5908 | 2.5908 | 2.5908 | 83.33% | 95.83% | 93.06% | 90.74% | Y | N | N
| 773 | NSTAR | Central | Somerville | Alewife | 828 | 110C | Cambridge | D | 828-1339 | CAM | 13.8kV | 13.8kV | 13.8kV | 6.2311 | 8.1649 | 5.0613 | 6.8041 | 6.8041 | 8.3559 | 91.58% | 120% | 60.57% | 90.72% | Y | N | N
| 1394 | NSTAR | South | Cape & Vineyard | N. Eastham Sub | 962 | 1 | Eastham | D | 4-94B-956 | EAS | 4.8kV | 4.8kV | 4.8kV | 2.7403 | 2.7403 | 1.6193 | 2.6158 | 2.6158 | 2.6158 | 104.8% | 104.8% | 61.9% | 90.48% | Y | N | N
| 1778 | NSTAR | West | Waltham | Arsenal Street | 467 | 110B | Watertown | D | 467-H8 | WAL,WAT | 13.8kV | 13.8kV | 13.8kV | 6.4221 | 6.7802 | 6.8518 | 7.4009 | 7.4009 | 7.4009 | 86.77% | 91.61% | 92.58% | 90.32% | Y | N | N
| 1474 | NSTAR | West | Southboro | Mechanic St | 23 | 14A | Natick | D | 2305 | NAT | 4.16kV | 4.16kV | 4.16kV | 2.195 | 1.9072 | 1.9431 | 2.231 | 2.231 | 2.231 | 98.39% | 85.48% | 87.1% | 90.32% | Y | N | N
| 1966 | WMECO | SOUTHERN | SPRINGFIELD | Agawam_16C | 16C | 16C-6X | AGAWAM | D | 16C18 | AGAWAM | 13.8kV | 13.8 | 13.8 | 6.3 | 6.1 | 15.5 | 10.3 | 10.3 | 10.3 | 61.17% | 59.22% | 150.5% | 90.29% | Y | N | N
| 1490 | NSTAR | West | Walpole | Stone Street | 26 | 14A | Walpole | D | 2607 | WLP | 4.16kV | 4.16kV | 4.16kV | 1.6121 | 1.4825 | 1.4825 | 1.6912 | 1.6912 | 1.6912 | 95.32% | 87.66% | 87.66% | 90.21% | Y | N | N
| 1770 | NSTAR | West | Waltham | Arsenal Street | 467 | 110A | Watertown | D | 467-H12 | WAT NEW | 13.8kV | 13.8kV | 13.8kV | 10.3136 | 10.0748 | 10.9104 | 11.5789 | 11.5789 | 11.5789 | 89.07% | 87.01% | 94.23% | 90.1% | Y | N | N
| 1769 | NSTAR | West | Waltham | Arsenal Street | 467 | 110A | Watertown | D | 467-H10 | WAT | 13.8kV | 13.8kV | 13.8kV | 10.7433 | 10.2181 | 10.6478 | 11.6983 | 11.6983 | 11.6983 | 91.84% | 87.35% | 91.02% | 90.07% | Y | N | N
| 1715 | NSTAR | West | Waltham | Burlington | 391 | 110B | Burlington | D | 391-H7 | BED,BIL,BUR | 13.8kV | 13.8kV | 13.8kV | 7.7352 | 7.0906 | 8.3798 | 8.5946 | 8.5946 | 8.5946 | 90% | 82.5% | 97.5% | 90% | Y | N | N
| 1981 | WMECO | SOUTHERN | SPRINGFIELD | Breckwood_20A | 20A | 20A-3X | SPRINGFIELD | D | 20A33 | SPRINGFIELD | 13.8kV | 13.8 | 13.8 | 9.7 | 9.8 | 13.8 | 11.5 | 11.5 | 13.8 | 84.35% | 85.22% | 100% | 89.86% | Y | N | N
| 1439 | NSTAR | South | Cape & Vineyard | Waquoit Sub | 970 | 1 | Falmouth | D | 4-98B-845 | FAL | 4.8kV | 4.8kV | 4.8kV | 3.2801 | 3.2801 | 2.3666 | 3.3216 | 3.3216 | 3.3216 | 98.75% | 98.75% | 71.25% | 89.58% | Y | N | N
| 1310 | NSTAR | South | Cape & Vineyard | Harwich Sub | 968 | 2 | Harwich | D | 4-85-592 | HAR | 22.8kV | 22.8kV | 22.8kV | 7.7705 | 7.8888 | 8.6777 | 9.0721 | 9.0721 | 9.0721 | 85.65% | 86.96% | 95.65% | 89.42% | Y | N | N
| 206 | NSTAR | Central | Somerville | Woburn | 211 | 110C | Woburn | D | 211-H1 | STN,WIN,WOB | 13.8kV | 13.8kV | 13.8kV | 7.5203 | 7.3532 | 8.141 | 8.5946 | 8.5946 | 8.5946 | 87.5% | 85.56% | 94.72% | 89.26% | Y | N | N
| 1616 | NSTAR | West | Waltham | Waltham | 282 | 110A | Waltham | D | 282-H8 | WAL,WTN | 13.8kV | 13.8kV | 13.8kV | 9.8361 | 9.7883 | 11.3401 | 11.5789 | 11.5789 | 11.5789 | 84.95% | 84.54% | 97.94% | 89.14% | Y | N | N
| 573 | NSTAR | Central | Boston | Dewar Street | 483 | 110B | Dorchester | D | 483-H3 | DOR | 13.8kV | 13.8kV | 13.8kV | 7.1622 | 8.523 | 6.6131 | 8.3559 | 8.3559 | 8.3559 | 85.71% | 102% | 79.14% | 88.95% | Y | N | N
| 74 | NSTAR | Central | Somerville | Mystic Street | 59 | 14A | Arlington | D | 5905 | ARL | 4.16kV | 4.16kV | 4.16kV | 1.6193 | 1.6193 | 1.7416 | 1.8712 | 1.8712 | 1.8712 | 86.54% | 86.54% | 93.08% | 88.72% | Y | N | N
| 214 | NSTAR | Central | Somerville | Woburn | 211 | 110A | Woburn | D | 211-H2 | WOB | 13.8kV | 13.8kV | 13.8kV | 6.0162 | 5.8969 | 6.1834 | 6.8041 | 6.8041 | 6.8041 | 88.42% | 86.67% | 90.88% | 88.65% | Y | N | N
| 581 | NSTAR | Central | Somerville | Willoughby St | 488 | 110A | Chelsea | D | 488-H1 | CHE | 13.8kV | 13.8kV | 13.8kV | 11.0537 | 9.4064 | 10.3136 | 11.5789 | 11.5789 | 11.5789 | 95.46% | 81.24% | 89.07% | 88.59% | Y | N | N
| 1458 | NSTAR | West | Waltham | Homer Street | 17 | 14C | Newton | D | 1712 | NEW | 4.16kV | 4.16kV | 4.16kV | 1.4466 | 1.2666 | 1.3962 | 1.5473 | 1.5473 | 1.5473 | 93.49% | 81.86% | 90.23% | 88.53% | Y | N | N
| 268 | NSTAR | Central | Somerville | EVERETT 250 | 250 | 110A | Somerville | D | 250-1N81H1 | SOM EVR | 13.8kV | 13.8kV | 13.8kV | 10.2897 | 10.2897 | 10.1703 | 11.5789 | 11.5789 | 11.5789 | 88.87% | 88.87% | 87.84% | 88.52% | Y | N | N
| 1915 | WMECO | NORTHERN | HADLEY | Montague_21C | 21C | 21C-4X | MONTAGUE | D | 21C4 | MONTAGUE | 13.8kV | 13.8 | 13.8 | 7.36 | 5.9 | 10.5 | 9 | 9 | 9 | 81.78% | 65.56% | 116.7% | 88% | Y | N | N
| 884 | NSTAR | South | New Bedford | Durfee St. | 686 | 1 | New Bedford | D | 2-8-43 | NEB | 3.74kV | 3.74kV | 3.74kV | 1.6176 | 1.3393 | 1.9087 | 1.8505 | 1.8505 | 1.8505 | 87.41% | 72.38% | 103.1% | 87.65% | Y | N | N
| 582 | NSTAR | Central | Somerville | Willoughby St | 488 | 110C | Chelsea | D | 488-H2 | CHE | 13.8kV | 13.8kV | 13.8kV | 10.4568 | 9.6212 | 10.3613 | 11.5789 | 11.5789 | 11.5789 | 90.31% | 83.09% | 89.48% | 87.63% | Y | N | N
| 1768 | NSTAR | West | Waltham | Arsenal Street | 467 | 110B | Watertown | D | 467-H1 | WAL,WAT | 13.8kV | 13.8kV | 13.8kV | 10.0032 | 8.9527 | 11.4595 | 11.5789 | 11.5789 | 11.5789 | 86.39% | 77.32% | 98.97% | 87.56% | Y | N | N
| 1739 | NSTAR | West | Southboro | Speen Street | 433 | 110C | Framingham | D | 433-H5 | NAT,WAY | 13.8kV | 13.8kV | 13.8kV | 9.8361 | 9.3825 | 9.2631 | 10.8627 | 10.8627 | 10.8627 | 90.55% | 86.37% | 85.27% | 87.4% | Y | N | N
| 1795 | NSTAR | West | Walpole | Canton | 470 | 110C | Canton | D | 470-H7 | CAN,MIT | 13.8kV | 13.8kV | 13.8kV | 9.7167 | 9.8838 | 8.8573 | 10.8627 | 10.8627 | 10.8627 | 89.45% | 90.99% | 81.54% | 87.33% | Y | N | N
| 1537 | NSTAR | West | Walpole | South Street | 146 | 110B | Walpole | D | 146-H3 | NOF,SHA,WLP | 13.8kV | 13.8kV | 13.8kV | 10.2658 | 10.5762 | 9.7883 | 11.6983 | 11.6983 | 11.6983 | 87.76% | 90.41% | 83.67% | 87.28% | Y | N | N
| 587 | NSTAR | Central | Somerville | Willoughby St | 488 | 110B | Chelsea | D | 488-H7 | CHE | 13.8kV | 13.8kV | 13.8kV | 9.7645 | 9.5257 | 10.982 | 11.5789 | 11.5789 | 11.5789 | 84.33% | 82.27% | 94.85% | 87.15% | Y | N | N
| 1254 | NSTAR | South | Cape & Vineyard | Edgartown | 960 | 1 | Edgartown | D | 4-75-123 | EDG | 8.3kV | 8.3kV | 8.3kV | 3.561 | 3.8339 | 3.1159 | 4.0205 | 4.0205 | 4.0205 | 88.57% | 95.36% | 77.5% | 87.14% | Y | N | N
| 533 | NSTAR | Central | Boston | Cummins Hwy | 441 | 14B | Roslindale | D | 441-01 | DOR,HYP,WRX | 4.16kV | 4.16kV | 4.16kV | 2.4541 | 2.4397 | 2.4397 | 2.8068 | 2.8068 | 2.8068 | 87.44% | 86.92% | 86.92% | 87.09% | Y | N | N
| 448 | NSTAR | Central | Boston | Brook Rd | 362 | 14A | Milton | D | 362-02 | MIT | 4.16kV | 4.16kV | 4.16kV | 2.7852 | 2.8068 | 3.512 | 3.4904 | 3.4904 | 3.4904 | 79.79% | 80.41% | 100.6% | 86.94% | Y | N | N
| 1817 | NSTAR | West | Waltham | Hartwell Avenue | 533 | 110A | Lexington | D | 533-H4 | LEX | 13.8kV | 13.8kV | 13.8kV | 9.478 | 8.141 | 9.1199 | 10.2658 | 10.2658 | 10.2658 | 92.33% | 79.3% | 88.84% | 86.82% | Y | N | N
| 1538 | NSTAR | West | Walpole | South Street | 146 | 110C | Walpole | D | 146-H4 | WLP,WWO | 13.8kV | 13.8kV | 13.8kV | 8.4275 | 7.6636 | 5.6581 | 8.3559 | 8.3559 | 8.3559 | 100.9% | 91.71% | 67.71% | 86.76% | Y | N | N
| 1727 | NSTAR | West | Southboro | Acton | 416 | 110A | Maynard | D | 416-H8 | ACT | 13.8kV | 13.8kV | 13.8kV | 6.7802 | 8.905 | 6.3505 | 8.4753 | 8.4753 | 8.4753 | 80% | 105.1% | 74.93% | 86.67% | Y | N | N
| 441 | NSTAR | Central | Boston | Colburn St | 350 | 110C | Boston | D | 350-H4 | BOS ROX | 13.8kV | 13.8kV | 13.8kV | 7.1622 | 8.4991 | 6.6847 | 8.5946 | 8.5946 | 8.5946 | 83.33% | 98.89% | 77.78% | 86.67% | Y | N | N
| 1449 | NSTAR | West | Waltham | Homer Street | 17 | 14C | Newton | D | 1701 | NEW | 4.16kV | 4.16kV | 4.16kV | 1.72 | 1.6121 | 1.5329 | 1.8712 | 1.8712 | 1.8712 | 91.92% | 86.15% | 81.92% | 86.67% | Y | N | N
| 1714 | NSTAR | West | Waltham | Burlington | 391 | 110B | Burlington | D | 391-H6 | BUR | 13.8kV | 13.8kV | 13.8kV | 11.1969 | 10.5046 | 8.332 | 11.5789 | 11.5789 | 11.5789 | 96.7% | 90.72% | 71.96% | 86.46% | Y | N | N
| 712 | NSTAR | Central | Somerville | Putnam | 817 | 14A | Cambridge | D | 817-02 | CAM | 4.16kV | 4.16kV | 4.16kV | 2.3749 | 2.2598 | 1.2954 | 2.231 | 2.231 | 2.5189 | 106.5% | 101.3% | 51.43% | 86.39% | Y | N | N
| 1965 | WMECO | SOUTHERN | SPRINGFIELD | Agawam_16C | 16C | 16C-6X | AGAWAM | D | 16C17 | AGAWAM | 13.8kV | 13.8 | 13.8 | 7 | 6.7 | 11.1 | 9.6 | 9.6 | 9.6 | 72.92% | 69.79% | 115.6% | 86.11% | Y | N | N
| 747 | NSTAR | Central | Somerville | Mellen | 822 | 14A | Cambridge | D | 822-22 | CAM | 4.16kV | 4.16kV | 4.16kV | 1.9863 | 2.5117 | 2.0079 | 2.5189 | 2.5189 | 2.5189 | 78.86% | 99.71% | 79.71% | 86.1% | Y | N | N
| 1540 | NSTAR | West | Walpole | South Street | 146 | 110B | Walpole | D | 146-H6 | MDF,WLP | 13.8kV | 13.8kV | 13.8kV | 7.5681 | 6.7563 | 7.2577 | 8.3559 | 8.3559 | 8.3559 | 90.57% | 80.86% | 86.86% | 86.1% | Y | N | N
| 2011 | WMECO | SOUTHERN | SPRINGFIELD | Franconia_22H | 22H | 22H-3X | LONGMEADOW | D | 22H16 | LONGMEADOW | 13.8kV | 13.8 | 13.8 | 7 | 6.6 | 11.7 | 9.8 | 9.8 | 9.8 | 71.43% | 67.35% | 119.4% | 86.05% | Y | N | N
| 444 | NSTAR | Central | Boston | Colburn St | 350 | 110C | Boston | D | 350-H7 | ROX BKL | 13.8kV | 13.8kV | 13.8kV | 10.982 | 9.5496 | 9.3109 | 11.5789 | 11.5789 | 11.5789 | 94.85% | 82.47% | 80.41% | 85.91% | Y | N | N
| 1982 | WMECO | SOUTHERN | SPRINGFIELD | Breckwood_20A | 20A | 20A-3X | SPRINGFIELD | D | 20A34 | SPRINGFIELD | 13.8kV | 13.8 | 13.8 | 6.5 | 6.4 | 13.1 | 10.1 | 10.1 | 10.1 | 64.36% | 63.37% | 129.7% | 85.81% | Y | N | N
| 2032 | WMECO | SOUTHERN | SPRINGFIELD | Silver_30A | 30A | 30A-2X | AGAWAM | D | 30A2 | AGAWAM | 13.8kV | 13.8 | 13.8 | 8.8 | 8.8 | 15.3 | 12.8 | 12.8 | 12.8 | 68.75% | 68.75% | 119.5% | 85.68% | Y | N | N
| 1775 | NSTAR | West | Waltham | Arsenal Street | 467 | 110B | Watertown | D | 467-H5 | NEW,WAL,WAT | 13.8kV | 13.8kV | 13.8kV | 8.4514 | 8.523 | 10.9343 | 10.8627 | 10.8627 | 10.8627 | 77.8% | 78.46% | 100.7% | 85.64% | Y | N | N
| 416 | NSTAR | Central | Boston | Brighton | 329 | 110A | Brighton | D | 329-H3 | BRI,ROX,BKL | 13.8kV | 13.8kV | 13.8kV | 10.5046 | 8.9289 | 10.2658 | 11.5789 | 11.5789 | 11.5789 | 90.72% | 77.11% | 88.66% | 85.5% | Y | N | N
| 1759 | NSTAR | West | Southboro | West Framingham | 455 | 110B | Framingham | D | 455-H5 | ASH,FRA | 13.8kV | 13.8kV | 13.8kV | 10.1226 | 10.0032 | 9.86 | 11.6983 | 11.6983 | 11.6983 | 86.53% | 85.51% | 84.29% | 85.44% | Y | N | N
| 80 | NSTAR | Central | Boston | Pingree St | 60 | 14AB | Hyde Park | D | 6005 | HYP,WRX | 4.16kV | 4.16kV | 4.16kV | 1.9431 | 1.7344 | 1.7632 | 2.1231 | 2.1231 | 2.1231 | 91.53% | 81.69% | 83.05% | 85.42% | Y | N | N
| 1751 | NSTAR | West | Waltham | Trapelo Road | 450 | 110A | Waltham | D | 450-H8 | WAL | 13.8kV | 13.8kV | 13.8kV | 10.3852 | 10.0032 | 9.5496 | 11.6983 | 11.6983 | 11.6983 | 88.78% | 85.51% | 81.63% | 85.31% | Y | N | N
| 969 | NSTAR | South | New Bedford | Wing Lane | 624 | 1 | Acushnet | D | 2-241-241 | ACU | 13.2kV | 13.2kV | 13.2kV | 13.1079 | 13.1307 | 10.5274 | 15.323 | 15.323 | 15.323 | 85.54% | 85.69% | 68.7% | 79.98% | Y | Y | N
| 996 | NSTAR | South | New Bedford | Cross Rd. | 651 | 111 | Dartmouth | D | 2-532-532 | DAR | 13.2kV | 13.2kV | 13.2kV | 11.8976 | 8.632 | 8.7234 | 12.7882 | 12.7882 | 12.7882 | 93.04% | 67.5% | 68.21% | 76.25% | Y | Y | N
| 2008 | WMECO | SOUTHERN | SPRINGFIELD | Franconia_22H | 22H | 22H-2X | LONGMEADOW | D | 22H13 | LONGMEADOW | 13.8kV | 13.8 | 13.8 | 7.2 | 7 | 15.6 | 12.5 | 12.5 | 14.6 | 57.6% | 56% | 106.8% | 73.48% | Y | N | N
| 1582 | NSTAR | West | Southboro | Leland Street | 240 | 110C | Framingham | D | 240-H3 | FRA,NAT | 13.8kV | 13.8kV | 13.8kV | 7.4248 | 12.0802 | 6.2789 | 11.6983 | 11.6983 | 11.6983 | 63.47% | 103.3% | 53.67% | 73.47% | Y | N | N
| 68 | NSTAR | Central | Boston | Tremont Street | 52 | 14C | Roxbury | D | 5211 | ROX | 4.16kV | 4.16kV | 4.16kV | 1.0579 | 1.1875 | 1.4753 | 1.6912 | 1.6912 | 1.6912 | 62.55% | 70.21% | 87.23% | 73.33% | Y | N | N
| 1980 | WMECO | SOUTHERN | SPRINGFIELD | Breckwood_20A | 20A | 20A-3X | SPRINGFIELD | D | 20A32 | SPRINGFIELD | 13.8kV | 13.8 | 13.8 | 5.9 | 5.9 | 12.4 | 11 | 11 | 11 | 53.64% | 53.64% | 112.7% | 73.33% | Y | N | N
| 1787 | NSTAR | West | Walpole | Canton | 470 | 110C | Canton | D | 470-H10 | CAN | 13.8kV | 13.8kV | 13.8kV | 8.8573 | 7.9262 | 8.6663 | 11.5789 | 11.5789 | 11.5789 | 76.49% | 68.45% | 74.85% | 73.26% | Y | N | N
| 1633 | NSTAR | West | Waltham | Elliot Street | 292 | 110D | Newton | D | 292-H5 | BKL,NEW | 13.8kV | 13.8kV | 13.8kV | 6.3027 | 6.2789 | 6.2789 | 8.5946 | 8.5946 | 8.5946 | 73.33% | 73.06% | 73.06% | 73.15% | Y | N | N
| 1842 | WMECO | NORTHERN | HADLEY | Gunn_15A | 15A | 15A-2X | EASTHAMPTON | D | 15A3 | EASTHAMPTON | 23kV | 23 | 23 | 8.44 | 7.7 | 20.7 | 16.8 | 16.8 | 16.8 | 50.24% | 45.83% | 123.2% | 73.1% | Y | N | N
| 928 | NSTAR | South | New Bedford | Industrial Park | 636 | 111 | N. Bedford | D | 2-101-101 | NEB | 13.2kV | 13.2kV | 13.2kV | 8.7005 | 8.6548 | 9.1801 | 12.1031 | 12.1031 | 12.1031 | 71.89% | 71.51% | 75.85% | 73.08% | Y | N | N
| 1983 | WMECO | SOUTHERN | SPRINGFIELD | Breckwood_20A | 20A | 20A-3X | SPRINGFIELD | D | 20A35 | SPRINGFIELD | 13.8kV | 13.8 | 13.8 | 4.8 | 4.2 | 13.1 | 10.1 | 10.1 | 10.1 | 47.52% | 41.58% | 129.7% | 72.94% | Y | N | N
| 1725 | NSTAR | West | Southboro | Acton | 416 | 110A | Maynard | D | 416-H6 | MAY,SUD | 13.8kV | 13.8kV | 13.8kV | 8.5946 | 8.1649 | 8.8334 | 11.6983 | 11.6983 | 11.6983 | 73.47% | 69.8% | 75.51% | 72.93% | Y | N | N
| 105 | NSTAR | Central | Boston | Andrew Sq | 106 | 110D | South Boston | D | 106-H3 | SOB | 13.8kV | 13.8kV | 13.8kV | 6.2311 | 5.8253 | 6.2072 | 8.3559 | 8.3559 | 8.3559 | 74.57% | 69.71% | 74.29% | 72.86% | Y | N | N
| 472 | NSTAR | Central | Somerville | Dragon Court | 375 | 110A | Woburn | D | 375-H8 | STN | 13.8kV | 13.8kV | 13.8kV | 8.3559 | 8.4753 | 8.4753 | 11.5789 | 11.5789 | 11.5789 | 72.16% | 73.2% | 73.2% | 72.85% | Y | N | N
| 45 | NSTAR | Central | Boston | Central Street | 43 | 14E | Dorchester | D | 4311 | DOR | 4.16kV | 4.16kV | 4.16kV | 1.9719 | 1.8136 | 1.8712 | 2.5908 | 2.5908 | 2.5908 | 76.11% | 70% | 72.22% | 72.78% | Y | N | N
| 2049 | WMECO | SOUTHERN | SPRINGFIELD | East_Springfield_5J | 5J | 5J-8X | SPRINGFIELD | D | 5J17 | SPRINGFIELD | 13.8kV | 13.8 | 13.8 | 4.9 | 4.6 | 13.4 | 10.5 | 10.5 | 10.5 | 46.67% | 43.81% | 127.6% | 72.7% | Y | N | N
| 1585 | NSTAR | West | Southboro | Leland Street | 240 | 110B | Framingham | D | 240-H6 | FRA | 13.8kV | 13.8kV | 13.8kV | 8.6901 | 8.141 | 8.4036 | 11.5789 | 11.5789 | 11.5789 | 75.05% | 70.31% | 72.58% | 72.65% | Y | N | N
| 1994 | WMECO | SOUTHERN | SPRINGFIELD | Clinton_21S | 21S | 21S-3X | SPRINGFIELD | D | 21S13 | SPRINGFIELD | 13.8kV | 13.8 | 13.8 | 3.5 | 4.6 | 7.8 | 7.3 | 7.3 | 7.3 | 47.95% | 63.01% | 106.8% | 72.6% | Y | N | N
| 806 | NSTAR | Central | Somerville | Putnam | 831 | 110B | Cambridge | D | 831-1388 | CAM | 13.8kV | 13.8kV | 13.8kV | 6.8757 | 5.9924 | 5.8491 | 8.5946 | 8.5946 | 8.5946 | 80% | 69.72% | 68.06% | 72.59% | Y | N | N
| 424 | NSTAR | Central | Boston | Readville | 344 | 14AB | Hyde Park | D | 344-01 | HYP | 4.16kV | 4.16kV | 4.16kV | 1.5977 | 1.6193 | 1.6409 | 2.231 | 2.231 | 2.231 | 71.61% | 72.58% | 73.55% | 72.58% | Y | N | N
| 2066 | WMECO | SOUTHERN | SPRINGFIELD | West_Springfield_8C | 8C | 8C-1X,8C-2X | WEST SPRINGFIELD | D | 8C13 | WEST SPRINGFIELD | 13.8kV | 13.8 | 13.8 | 4.2 | 3.7 | 9.3 | 7.9 | 7.9 | 7.9 | 53.16% | 46.84% | 117.7% | 72.57% | Y | N | N
| 1513 | NSTAR | West | Waltham | Grant Street | 34 | 14C | Lexington | D | 3406 | LEX | 4.16kV | 4.16kV | 4.16kV | 1.317 | 1.1803 | 1.4178 | 1.7992 | 1.7992 | 1.7992 | 73.2% | 65.6% | 78.8% | 72.53% | Y | N | N
| 574 | NSTAR | Central | Boston | Dewar Street | 483 | 110A | Dorchester | D | 483-H4 | DOR | 13.8kV | 13.8kV | 13.8kV | 8.4275 | 8.2843 | 8.4753 | 11.5789 | 11.5789 | 11.5789 | 72.78% | 71.55% | 73.2% | 72.51% | Y | N | N
| 1719 | NSTAR | West | Waltham | Eliot Street | 292 | 110C | Newton | D | 41-211 | NEW,WLY | 13.8kV | 13.8kV | 13.8kV | 9.1676 | 9.287 | 7.4964 | 11.937 | 11.937 | 11.937 | 76.8% | 77.8% | 62.8% | 72.47% | Y | N | N
| 1556 | NSTAR | West | Waltham | Needham | 148 | 110C | Needham | D | 148-H6 | NEE | 13.8kV | 13.8kV | 13.8kV | 6.9951 | 10.0032 | 9.1437 | 12.0564 | 12.0564 | 12.0564 | 58.02% | 82.97% | 75.84% | 72.28% | Y | N | N
| 1852 | WMECO | NORTHERN | PITTSFIELD | Woodland_Rd_17G | 17G | 17G-1X,17G-2X | LEE | D | 17G2 | PITTSFIELD | 23kV | 23 | 23 | 9.4 | 5.3 | 17.5 | 14.8 | 14.8 | 14.9 | 63.51% | 35.81% | 117.4% | 72.26% | Y | N | N
| 993 | NSTAR | South | New Bedford | Fisher Rd. | 657 | W | Dartmouth | D | 2-528-528 | DAR | 13.2kV | 13.2kV | 13.2kV | 7.0563 | 9.9337 | 8.495 | 11.7605 | 11.7605 | 11.7605 | 60% | 84.47% | 72.23% | 72.23% | Y | N | N
| 66 | NSTAR | Central | Boston | Tremont Street | 52 | 14C | Roxbury | D | 5209 | ROX | 4.16kV | 4.16kV | 4.16kV | 1.0939 | 1.0651 | 1.1875 | 1.5473 | 1.5473 | 1.5473 | 70.7% | 68.84% | 76.74% | 72.09% | Y | N | N
| 25 | NSTAR | Central | Boston | Allston | 36 | 14A | Allston | D | 3604 | BRI | 4.16kV | 4.16kV | 4.16kV | 1.6409 | 1.9431 | 2.0151 | 2.5908 | 2.5908 | 2.5908 | 63.33% | 75% | 77.78% | 72.04% | Y | N | N
| 387 | NSTAR | Central | Boston | San Juan Street | 318 | 14D | Boston | D | 318-13 | BDT | 4.16kV | 4.16kV | 4.16kV | 1.828 | 1.7776 | 1.9935 | 2.5908 | 2.5908 | 2.5908 | 70.56% | 68.61% | 76.94% | 72.04% | Y | N | N
| 1752 | NSTAR | West | Waltham | Elliot Street | 292 | 110A | Newton | D | 453-212 | NEW | 13.8kV | 13.8kV | 13.8kV | 7.4009 | 8.9527 | 6.3266 | 10.5046 | 10.5046 | 10.5046 | 70.45% | 85.23% | 60.23% | 71.97% | Y | N | N
| 1863 | WMECO | NORTHERN | HADLEY | Amherst_17K | 17K | 17K-4X | AMHERST | D | 17K6 | AMHERST | 13.8kV | 13.8 | 13.8 | 4.89 | 4.9 | 10.5 | 9.4 | 9.4 | 9.4 | 52.02% | 52.13% | 111.7% | 71.95% | Y | N | N
| 396 | NSTAR | Central | Boston | Southampton Street | 323 | 14A | South Boston | D | 323-05 | ROX | 4.16kV | 4.16kV | 4.16kV | 1.425 | 1.3746 | 1.389 | 1.9431 | 1.9431 | 1.9431 | 73.33% | 70.74% | 71.48% | 71.85% | Y | N | N
| 1526 | NSTAR | West | Southboro | Hopkinton | 126 | 110B | Hopkinton | D | 126-H2 | HOK | 13.8kV | 13.8kV | 13.8kV | 7.9023 | 9.6928 | 7.3532 | 11.5789 | 11.5789 | 11.5789 | 68.25% | 83.71% | 63.51% | 71.82% | Y | N | N
| 1939 | WMECO | NORTHERN | HADLEY | Shelburne_29R | 29R | 29R-1X | SHELBURNE | D | 29R2 | SHELBURNE | 13.8kV | 13.8 | 13.8 | 2.8 | 1.4 | 7 | 5.2 | 5.2 | 5.2 | 53.85% | 26.92% | 134.6% | 71.79% | Y | N | N
| 1554 | NSTAR | West | Walpole | Needham | 148 | 110B | Needham | D | 148-H3 | DOV,MDF,NAT,NEE,SHE | 13.8kV | 13.8kV | 13.8kV | 8.3798 | 8.1172 | 8.6901 | 11.6983 | 11.6983 | 11.6983 | 71.63% | 69.39% | 74.29% | 71.77% | Y | N | N
| 1979 | WMECO | SOUTHERN | SPRINGFIELD | Breckwood_20A | 20A | 20A-3X | SPRINGFIELD | D | 20A31 | SPRINGFIELD | 13.8kV | 13.8 | 13.8 | 4.3 | 4.9 | 13.4 | 10.5 | 10.5 | 10.5 | 40.95% | 46.67% | 127.6% | 71.75% | Y | N | N
| 1481 | NSTAR | West | Southboro | South Street | 24 | 14F | Framingham | D | 2408 | FRA | 4.16kV | 4.16kV | 4.16kV | 2.0511 | 1.6337 | 1.8856 | 2.5908 | 2.5908 | 2.5908 | 79.17% | 63.06% | 72.78% | 71.67% | Y | N | N
| 1518 | NSTAR | West | Waltham | Spring Street | 124 | 14A | Watertown | D | 124-02 | WAT | 4.16kV | 4.16kV | 4.16kV | 0.98596 | 0.97157 | 1.6769 | 1.6912 | 1.6912 | 1.6912 | 58.3% | 57.45% | 99.15% | 71.63% | Y | N | N
| 1989 | WMECO | SOUTHERN | SPRINGFIELD | Piper_21N | 21N | 21N-2X | WEST SPRINGFIELD | D | 21N9 | WEST SPRINGFIELD | 13.8kV | 13.8 | 13.8 | 6.4 | 6.6 | 14.5 | 12.8 | 12.8 | 12.8 | 50% | 51.56% | 113.3% | 71.61% | Y | N | N
| 1 | NSTAR | Central | Boston | Roslindale | 13 | 14B | Roslindale | D | 1301 | HYP,WRX | 4.16kV | 4.16kV | 4.16kV | 1.8568 | 1.8352 | 1.8712 | 2.5908 | 2.5908 | 2.5908 | 71.67% | 70.83% | 72.22% | 71.57% | Y | N | N
| 2016 | WMECO | SOUTHERN | SPRINGFIELD | Orchard_27A | 27A | 27A-2X | SPRINGFIELD | D | 27A12 | LUDLOW | 13.8kV | 13.8 | 13.8 | 4.6 | 4.9 | 11.1 | 9.6 | 9.6 | 9.6 | 47.92% | 51.04% | 115.6% | 71.53% | Y | N | N
| 1910 | WMECO | NORTHERN | HADLEY | French_King_21B | 21B | 21B-1X | ERVING | D | 21B8 | ERVING | 13.8kV | 13.8 | 13.8 | 5.8 | 5.8 | 12 | 11 | 11 | 11 | 52.73% | 52.73% | 109.1% | 71.52% | Y | N | N
| 1975 | WMECO | SOUTHERN | SPRINGFIELD | Breckwood_20A | 20A | 20A-1X | SPRINGFIELD | D | 20A14 | SPRINGFIELD | 13.8kV | 13.8 | 13.8 | 6 | 6 | 13.1 | 11.7 | 11.7 | 11.7 | 51.28% | 51.28% | 112% | 71.51% | Y | N | N
| 201 | NSTAR | Central | Somerville | Woburn | 211 | 14B | Woburn | D | 211-03 | WOB | 4.16kV | 4.16kV | 4.16kV | 1.1947 | 1.2235 | 1.2091 | 1.6912 | 1.6912 | 1.6912 | 70.64% | 72.34% | 71.49% | 71.49% | Y | N | N
| 1664 | NSTAR | West | Waltham | Marrett Road | 320 | 110A | Lexington | D | 34-1352H1 | LEX | 13.8kV | 13.8kV | 13.8kV | 2.268 | 2.268 | 2.6261 | 3.3424 | 3.3424 | 3.3424 | 67.86% | 67.86% | 78.57% | 71.43% | Y | N | N
| 1590 | NSTAR | West | Walpole | Canton | 470 | 110B | Canton | D | 269-1321H2 | CAN | 13.8kV | 13.8kV | 13.8kV | 5.4194 | 7.8068 | 4.6554 | 8.3559 | 8.3559 | 8.3559 | 64.86% | 93.43% | 55.71% | 71.33% | Y | N | N
| 1005 | NSTAR | South | New Bedford | Grit St. | 692 | 1 | New Bedford | D | 2-54-46 | NEB | 3.74kV | 3.74kV | 3.74kV | 1.1646 | 1.3717 | 1.4234 | 1.8505 | 1.8505 | 1.8505 | 62.94% | 74.13% | 76.92% | 71.33% | Y | N | N
| 1873 | WMECO | NORTHERN | HADLEY | Podick_18G | 18G | 18G-7X,18G-8X | AMHERST | D | 18G6 | AMHERST | 13.8kV | 13.8 | 13.8 | 5.01 | 4.2 | 12.4 | 10.1 | 10.1 | 10.1 | 49.6% | 41.58% | 122.8% | 71.32% | Y | N | N
| 1624 | NSTAR | West | Waltham | Elliot Street | 292 | 110A | Newton | D | 292-H10 | NEE | 13.8kV | 13.8kV | 13.8kV | 6.064 | 6.5892 | 5.7298 | 8.5946 | 8.5946 | 8.5946 | 70.56% | 76.67% | 66.67% | 71.3% | Y | N | N
| 1877 | WMECO | NORTHERN | HADLEY | Plainfield_18K | 18K | 18K-1X | PLAINFIELD | D | 18K3 | PLAINFIELD | 23kV | 23 | 23 | 3.49 | 3.8 | 9.8 | 8 | 8 | 8 | 43.62% | 47.5% | 122.5% | 71.21% | Y | N | N
| 353 | NSTAR | Central | Boston | Mattapan | 311 | 110B | Mattapan | D | 311-08 | DOR,WRX | 4.16kV | 4.16kV | 4.16kV | 2.1518 | 1.5905 | 1.7848 | 2.5908 | 2.5908 | 2.5908 | 83.06% | 61.39% | 68.89% | 71.11% | Y | N | N
| 186 | NSTAR | Central | Somerville | Alewife | 828 | 110A | Cambridge | D | 16-1462 | SOM | 13.8kV | 13.8kV | 13.8kV | 5.5388 | 7.4726 | 5.3 | 8.5946 | 8.5946 | 8.5946 | 64.44% | 86.94% | 61.67% | 71.02% | Y | N | N
| 1962 | WMECO | SOUTHERN | SPRINGFIELD | Agawam_16C | 16C | 16C-6X | AGAWAM | D | 16C14 | AGAWAM | 13.8kV | 13.8 | 13.8 | 6.2 | 5.6 | 13.1 | 11.7 | 11.7 | 11.7 | 52.99% | 47.86% | 112% | 70.94% | Y | N | N
| 2067 | WMECO | SOUTHERN | SPRINGFIELD | West_Springfield_8C | 8C | 8C-1X,8C-2X | WEST SPRINGFIELD | D | 8C14 | WEST SPRINGFIELD | 13.8kV | 13.8 | 13.8 | 4 | 3.5 | 9.3 | 7.9 | 7.9 | 7.9 | 50.63% | 44.3% | 117.7% | 70.89% | Y | N | N
| 1717 | NSTAR | West | Waltham | Burlington | 391 | 110A | Burlington | D | 391-H9 | BUR,LEX,WOB | 13.8kV | 13.8kV | 13.8kV | 7.9023 | 9.0244 | 7.95 | 11.6983 | 11.6983 | 11.6983 | 67.55% | 77.14% | 67.96% | 70.88% | Y | N | N
| 2002 | WMECO | SOUTHERN | SPRINGFIELD | Clinton_21S | 21S | 21S-2X | SPRINGFIELD | D | 21S6 | SPRINGFIELD | 13.8kV | 13.8 | 13.8 | 4.9 | 4.4 | 11.1 | 9.6 | 9.6 | 9.6 | 51.04% | 45.83% | 115.6% | 70.83% | Y | N | N
| 772 | NSTAR | Central | Somerville | Alewife | 828 | 110B | Cambridge | D | 828-1105 | CAM | 13.8kV | 13.8kV | 13.8kV | 6.5176 | 5.9685 | 6.0879 | 8.5946 | 8.5946 | 9.0721 | 75.83% | 69.44% | 67.11% | 70.79% | Y | N | N
| 1821 | NSTAR | West | Waltham | Hartwell Avenue | 533 | 110A | Waltham | D | 533-H9 | LEX | 13.8kV | 13.8kV | 13.8kV | 10.8627 | 8.7618 | 10.2419 | 14.0857 | 14.0857 | 14.0857 | 77.12% | 62.2% | 72.71% | 70.68% | Y | N | N
| 1661 | NSTAR | West | Waltham | Pine Street | 33 | 33-1351, 33-1352, 33-1362 | Waltham | D | 33-H1 | NEW,WAL | 13.8kV | 13.8kV | 13.8kV | 5.9685 | 5.7059 | 6.5176 | 8.5946 | 8.5946 | 8.5946 | 69.44% | 66.39% | 75.83% | 70.56% | Y | N | N
| 1581 | NSTAR | West | Southboro | Leland Street | 240 | 110B | Framingham | D | 240-H2 | FRA,NAT | 13.8kV | 13.8kV | 13.8kV | 6.6131 | 6.0162 | 5.8014 | 8.714 | 8.714 | 8.714 | 75.89% | 69.04% | 66.58% | 70.5% | Y | N | N
| 1503 | NSTAR | West | Waltham | Pine Street | 33 | 14F | Waltham | D | 3310 | WAL | 4.16kV | 4.16kV | 4.16kV | 1.2091 | 1.0291 | 1.3386 | 1.6912 | 1.6912 | 1.6912 | 71.49% | 60.85% | 79.15% | 70.5% | Y | N | N
| 2015 | WMECO | SOUTHERN | SPRINGFIELD | Orchard_27A | 27A | 27A-2X | SPRINGFIELD | D | 27A11 | LUDLOW | 13.8kV | 13.8 | 13.8 | 4.6 | 4.6 | 11.1 | 9.6 | 9.6 | 9.6 | 47.92% | 47.92% | 115.6% | 70.49% | Y | N | N
| 1679 | NSTAR | West | Waltham | Burlington | 391 | 110A | Lexington | D | 346-1395H1 | BUR | 13.8kV | 13.8kV | 13.8kV | 7.8307 | 7.8784 | 9.0244 | 11.6983 | 11.6983 | 11.6983 | 66.94% | 67.35% | 77.14% | 70.48% | Y | N | N
| 2064 | WMECO | SOUTHERN | SPRINGFIELD | West_Springfield_8C | 8C | 8C-1X,8C-2X | WEST SPRINGFIELD | D | 8C11 | WEST SPRINGFIELD | 13.8kV | 13.8 | 13.8 | 4.1 | 3.3 | 9.3 | 7.9 | 7.9 | 7.9 | 51.9% | 41.77% | 117.7% | 70.46% | Y | N | N
| 1471 | NSTAR | West | Southboro | Mechanic St | 23 | 14C | Natick | D | 2302 | NAT | 4.16kV | 4.16kV | 4.16kV | 1.1155 | 1.6912 | 1.756 | 2.159 | 2.159 | 2.159 | 51.67% | 78.33% | 81.33% | 70.44% | Y | N | N
| 1882 | WMECO | NORTHERN | PITTSFIELD | Doreen_19A | 19A | 19A-1X,19A-2X | PITTSFIELD | D | 19A5 | PITTSFIELD | 23kV | 23 | 23 | 4.5 | 3.1 | 23.9 | 19.4 | 19.4 | 13.9 | 23.2% | 15.98% | 171.9% | 70.37% | Y | N | N
| 625 | NSTAR | Central | Boston | Dewar Street | 483 | 110A | Dorchester | D | 511-1498H1 | DOR | 13.8kV | 13.8kV | 13.8kV | 5.3 | 5.3716 | 7.4487 | 8.5946 | 8.5946 | 8.5946 | 61.67% | 62.5% | 86.67% | 70.28% | Y | N | N
| 1536 | NSTAR | West | Walpole | South Street | 146 | 110C | Walpole | D | 146-H2 | MDF,MLS,NOF,WLP | 13.8kV | 13.8kV | 13.8kV | 8.2604 | 8.8573 | 7.5442 | 11.6983 | 11.6983 | 11.6983 | 70.61% | 75.71% | 64.49% | 70.27% | Y | N | N
| 255 | NSTAR | Central | Somerville | Mystic Station | 250 | 110A | Charlestown | D | 250-1N35H | CHT | 13.8kV | 13.8kV | 13.8kV | 8.2365 | 8.2843 | 7.8307 | 11.5789 | 11.5789 | 11.5789 | 71.13% | 71.55% | 67.63% | 70.1% | Y | N | N
| 755 | NSTAR | Central | Somerville | Walden | 824 | 14A | Cambridge | D | 824-28 | CAM | 4.16kV | 4.16kV | 4.16kV | 1.7848 | 1.7056 | 1.8064 | 2.5189 | 2.5189 | 2.5189 | 70.86% | 67.71% | 71.71% | 70.1% | Y | N | N
| 711 | NSTAR | Central | Somerville | Putnam | 817 | 14A | Cambridge | D | 817-01 | CAM | 4.16kV | 4.16kV | 4.16kV | 1.828 | 1.4969 | 1.4969 | 2.1231 | 2.1231 | 2.8068 | 86.1% | 70.51% | 53.33% | 69.98% | Y | N | N
| 1763 | NSTAR | West | Walpole | Dover | 456 | 110B | Dover | D | 456-H1 | DED,DOV,WLP,WWO | 13.8kV | 13.8kV | 13.8kV | 6.7086 | 8.8095 | 9.0244 | 11.6983 | 11.6983 | 11.6983 | 57.35% | 75.31% | 77.14% | 69.93% | Y | N | N
| 1634 | NSTAR | West | Waltham | Elliot Street | 292 | 110B | Newton | D | 292-H6 | BKL,NEW | 13.8kV | 13.8kV | 13.8kV | 6.6847 | 7.4009 | 8.6901 | 10.8627 | 10.8627 | 10.8627 | 61.54% | 68.13% | 80% | 69.89% | Y | N | N
| 465 | NSTAR | Central | Somerville | Dragon Court | 375 | 110C | Woburn | D | 375-H14 | WOB | 13.8kV | 13.8kV | 13.8kV | 8.4514 | 7.6636 | 8.4036 | 11.6983 | 11.6983 | 11.6983 | 72.24% | 65.51% | 71.84% | 69.86% | Y | N | N
| 63 | NSTAR | Central | Boston | Tremont Street | 52 | 14B | Roxbury | D | 5205 | BDT,ROX | 4.16kV | 4.16kV | 4.16kV | 1.0004 | 1.0579 | 1.4825 | 1.6912 | 1.6912 | 1.6912 | 59.15% | 62.55% | 87.66% | 69.79% | Y | N | N
| 421 | NSTAR | Central | Boston | Brighton | 329 | 110C | Brighton | D | 329-H8 | BRI BKL | 13.8kV | 13.8kV | 13.8kV | 3.5811 | 3.4856 | 7.1622 | 6.8041 | 6.8041 | 6.8041 | 52.63% | 51.23% | 105.3% | 69.71% | Y | N | N
| 270 | NSTAR | Central | Somerville | Mystic Station | 250 | 110B | Charlestown | D | 250-1N90H2 | SOM | 13.8kV | 13.8kV | 13.8kV | 6.4937 | 6.5654 | 7.1383 | 9.669 | 9.669 | 9.669 | 67.16% | 67.9% | 73.83% | 69.63% | Y | N | N
| 1643 | NSTAR | West | Waltham | Auburn Street | 316 | 17-1355H | Newton | D | 316-01 | NEW | 4.16kV | 4.16kV | 4.16kV | 1.5113 | 1.5113 | 1.3314 | 2.0871 | 2.0871 | 2.0871 | 72.41% | 72.41% | 63.79% | 69.54% | Y | N | N
| 218 | NSTAR | Central | Somerville | Woburn | 211 | 110A | Woburn | D | 211-H6 | WIN,WOB | 13.8kV | 13.8kV | 13.8kV | 5.873 | 5.8491 | 5.7059 | 8.3559 | 8.3559 | 8.3559 | 70.29% | 70% | 68.29% | 69.52% | Y | N | N
| 149 | NSTAR | Central | Somerville | Willoughby St | 488 | 110C | Somerville | D | 14-113H1 | CHE | 13.8kV | 13.8kV | 13.8kV | 5.0852 | 5.1329 | 1.4802 | 5.6104 | 5.6104 | 5.6104 | 90.64% | 91.49% | 26.38% | 69.5% | Y | N | N
| 2045 | WMECO | SOUTHERN | SPRINGFIELD | East_Springfield_5J | 5J | 5J-7X | SPRINGFIELD | D | 5J13 | SPRINGFIELD | 13.8kV | 13.8 | 13.8 | 5.4 | 5 | 15.3 | 11.7 | 11.7 | 12.8 | 46.15% | 42.74% | 119.5% | 69.47% | Y | N | N
| 184 | NSTAR | Central | Somerville | Alewife | 828 | 110D | Cambridge | D | 16-1461H | SOM | 13.8kV | 13.8kV | 13.8kV | 6.4221 | 6.2072 | 5.2762 | 8.5946 | 8.5946 | 8.5946 | 74.72% | 72.22% | 61.39% | 69.44% | Y | N | N
| 1943 | WMECO | NORTHERN | PITTSFIELD | Oswald_30B | 30B | 30B-1X | PITTSFIELD | D | 30B4 | PITTSFIELD | 23kV | 23 | 23 | 8 | 5.8 | 25.5 | 18.8 | 18.8 | 18.9 | 42.55% | 30.85% | 134.9% | 69.44% | Y | N | N
| 1589 | NSTAR | West | Walpole | Canton | 470 | 110A | Canton | D | 269-1320H1 | CAN | 13.8kV | 13.8kV | 13.8kV | 6.1117 | 5.682 | 5.6104 | 8.3559 | 8.3559 | 8.3559 | 73.14% | 68% | 67.14% | 69.43% | Y | N | N
| 2048 | WMECO | SOUTHERN | SPRINGFIELD | East_Springfield_5J | 5J | 5J-8X | SPRINGFIELD | D | 5J16 | SPRINGFIELD | 13.8kV | 13.8 | 13.8 | 4.4 | 4 | 13.4 | 10.5 | 10.5 | 10.5 | 41.9% | 38.1% | 127.6% | 69.21% | Y | N | N
| 744 | NSTAR | Central | Somerville | Cambridge | 821 | 14A | Cambridge | D | 821-24 | CAM | 4.16kV | 4.16kV | 4.16kV | 1.8136 | 1.6984 | 1.7128 | 2.5189 | 2.5189 | 2.5189 | 72% | 67.43% | 68% | 69.14% | Y | N | N
| 1945 | WMECO | NORTHERN | PITTSFIELD | Oswald_30B | 30B | 30B-2X | PITTSFIELD | D | 30B7 | PITTSFIELD | 23kV | 23 | 23 | 7.7 | 6.8 | 19.3 | 16.3 | 16.3 | 16.3 | 47.24% | 41.72% | 118.4% | 69.12% | Y | N | N
| 666 | NSTAR | Central | Boston | K Street | 385 | 110C | S. Boston | D | 574-70H | BDT SOB | 13.8kV | 13.8kV | 13.8kV | 2.6261 | 4.0108 | 4.2496 | 5.2523 | 5.2523 | 5.2523 | 50% | 76.36% | 80.91% | 69.09% | Y | N | N
| 1597 | NSTAR | West | Southboro | Sherborn | 274 | 110A | Sherborn | D | 274-H5 | ASH, HOL, HOP | 13.8kV | 13.8kV | 13.8kV | 6.828 | 11.0537 | 6.3505 | 11.6983 | 11.6983 | 11.6983 | 58.37% | 94.49% | 54.29% | 69.05% | Y | N | N
| 795 | NSTAR | Central | Somerville | Putnam | 831 | 110B | Cambridge | D | 831-1307 | CAM | 13.8kV | 13.8kV | 13.8kV | 5.5865 | 5.0613 | 5.2045 | 7.0428 | 7.0428 | 9.3109 | 79.32% | 71.86% | 55.9% | 69.03% | Y | N | N
| 791 | NSTAR | Central | Somerville | Aberdeen | 830 | 14A | Cambridge | D | 830-32 | CAM | 4.16kV | 4.16kV | 4.16kV | 2.7636 | 2.0295 | 2.4325 | 3.4904 | 3.4904 | 3.4904 | 79.18% | 58.14% | 69.69% | 69% | Y | N | N
| 885 | NSTAR | South | New Bedford | Second St. | 694 | 1 | N. Bedford | D | 2-3-44 | NEB | 3.74kV | 3.74kV | 3.74kV | 1.2746 | 1.294 | 1.2617 | 1.8505 | 1.8505 | 1.8505 | 68.88% | 69.93% | 68.18% | 69% | Y | N | N
| 1667 | NSTAR | West | Southboro | Sudbury | 342 | 110B | Sudbury | D | 342-H2 | SUD | 13.8kV | 13.8kV | 13.8kV | 8.141 | 7.3293 | 8.4753 | 11.5789 | 11.5789 | 11.5789 | 70.31% | 63.3% | 73.2% | 68.93% | Y | N | N
| 1918 | WMECO | NORTHERN | HADLEY | Montague_21C | 21C | 21C-3X | MONTAGUE | D | 21C7 | MONTAGUE | 13.8kV | 13.8 | 13.8 | 3.42 | 5.5 | 10.5 | 9.4 | 9.4 | 9.4 | 36.38% | 58.51% | 111.7% | 68.87% | Y | N | N
| 1874 | WMECO | NORTHERN | HADLEY | Podick_18G | 18G | 18G-7X,18G-8X | AMHERST | D | 18G7 | AMHERST | 13.8kV | 13.8 | 13.8 | 4.54 | 4.3 | 12.4 | 10.3 | 10.3 | 10.3 | 44.08% | 41.75% | 120.4% | 68.74% | Y | N | N
| 435 | NSTAR | Central | Boston | Colburn St | 350 | 110D | Boston | D | 350-H10 | ROX,BKL,BDT | 13.8kV | 13.8kV | 13.8kV | 7.6397 | 7.8784 | 8.3559 | 11.5789 | 11.5789 | 11.5789 | 65.98% | 68.04% | 72.16% | 68.73% | Y | N | N
| 802 | NSTAR | Central | Somerville | Putnam | 831 | 110B | Cambridge | D | 831-1337 | CAM | 13.8kV | 13.8kV | 13.8kV | 6.5892 | 5.7059 | 5.6581 | 8.714 | 8.714 | 8.714 | 75.62% | 65.48% | 64.93% | 68.68% | Y | N | N
| 2019 | WMECO | SOUTHERN | SPRINGFIELD | Orchard_27A | 27A | 27A-2X | SPRINGFIELD | D | 27A15 | LUDLOW | 13.8kV | 13.8 | 13.8 | 0.2 | 5.2 | 15.4 | 10.1 | 10.1 | 10.1 | 1.98% | 51.49% | 152.5% | 68.65% | Y | N | N
| 1738 | NSTAR | West | Southboro | Speen Street | 433 | 110A | Framingham | D | 433-H4 | FRA | 13.8kV | 13.8kV | 13.8kV | 7.4009 | 9.7406 | 6.9473 | 11.6983 | 11.6983 | 11.6983 | 63.27% | 83.27% | 59.39% | 68.64% | Y | N | N
| 2013 | WMECO | SOUTHERN | SPRINGFIELD | Franconia_22H | 22H | 22H-3X | LONGMEADOW | D | 22H18 | LONGMEADOW | 13.8kV | 13.8 | 13.8 | 6.5 | 4.4 | 12.4 | 11.7 | 11.7 | 11 | 55.56% | 37.61% | 112.7% | 68.63% | Y | N | N
| 39 | NSTAR | Central | Boston | Central Street | 43 | 14F | Dorchester | D | 4302 | DOR | 4.16kV | 4.16kV | 4.16kV | 1.4969 | 2.339 | 1.4969 | 2.5908 | 2.5908 | 2.5908 | 57.78% | 90.28% | 57.78% | 68.61% | Y | N | N
| 1988 | WMECO | SOUTHERN | SPRINGFIELD | Piper_21N | 21N | 21N-2X | WEST SPRINGFIELD | D | 21N8 | WEST SPRINGFIELD | 13.8kV | 13.8 | 13.8 | 6.8 | 6 | 12.1 | 12.1 | 12.1 | 12.1 | 56.2% | 49.59% | 100% | 68.6% | Y | N | N
| 87 | NSTAR | Central | Boston | Andrew Sq | 106 | 110C | South Boston | D | 106-1N18H | SOB,ROX | 13.8kV | 13.8kV | 13.8kV | 6.4699 | 5.3716 | 5.3478 | 8.3559 | 8.3559 | 8.3559 | 77.43% | 64.29% | 64% | 68.57% | Y | N | N
| 1688 | NSTAR | West | Waltham | Jackson Street | 369 | 292-82H | Newton | D | 369-01 | NEW | 4.16kV | 4.16kV | 4.16kV | 1.3314 | 1.3314 | 1.3314 | 1.9431 | 1.9431 | 1.9431 | 68.52% | 68.52% | 68.52% | 68.52% | Y | N | N
| 1724 | NSTAR | West | Southboro | Acton | 416 | 110A | Maynard | D | 416-H5 | ACT | 13.8kV | 13.8kV | 13.8kV | 5.6581 | 6.5892 | 5.4194 | 8.5946 | 8.5946 | 8.5946 | 65.83% | 76.67% | 63.06% | 68.52% | Y | N | N
| 2030 | WMECO | SOUTHERN | SPRINGFIELD | Southwick_29A | 29A | 29A-2X | SOUTHWICK | D | 29A5 | SOUTHWICK | 23kV | 23 | 23 | 12.1 | 9.3 | 28.9 | 24.5 | 24.5 | 24.5 | 49.39% | 37.96% | 118% | 68.44% | Y | N | N
| 1145 | NSTAR | South | Plymouth | Marshfield Sub | 739 | 1 | Marshfield | D | 3-24A-34J1 | MAF | 22.8kV | 22.8kV | 22.8kV | 14.0421 | 11.7543 | 11.4388 | 18.1442 | 18.1442 | 18.1442 | 77.39% | 64.78% | 63.04% | 68.41% | Y | N | N
| 215 | NSTAR | Central | Somerville | Woburn | 211 | 110A | Woburn | D | 211-H3 | WOB WIN | 13.8kV | 13.8kV | 13.8kV | 7.7829 | 8.2604 | 7.6874 | 11.5789 | 11.5789 | 11.5789 | 67.22% | 71.34% | 66.39% | 68.32% | Y | N | N
| 2022 | WMECO | SOUTHERN | SPRINGFIELD | Orchard_27A | 27A | 27A-1X | SPRINGFIELD | D | 27A4 | LUDLOW | 13.8kV | 13.8 | 13.8 | 3.9 | 3.4 | 9.3 | 8.1 | 8.1 | 8.1 | 48.15% | 41.98% | 114.8% | 68.31% | Y | N | N
| 1999 | WMECO | SOUTHERN | SPRINGFIELD | Clinton_21S | 21S | 21S-1X | SPRINGFIELD | D | 21S3 | SPRINGFIELD | 13.8kV | 13.8 | 13.8 | 4.3 | 3.8 | 13.4 | 10.5 | 10.5 | 10.5 | 40.95% | 36.19% | 127.6% | 68.25% | Y | N | N
| 2000 | WMECO | SOUTHERN | SPRINGFIELD | Clinton_21S | 21S | 21S-1X | SPRINGFIELD | D | 21S4 | SPRINGFIELD | 13.8kV | 13.8 | 13.8 | 3.8 | 4.3 | 13.4 | 10.5 | 10.5 | 10.5 | 36.19% | 40.95% | 127.6% | 68.25% | Y | N | N
| 1501 | NSTAR | West | Waltham | Pine Street | 33 | 14F | Waltham | D | 3308 | WAL | 4.16kV | 4.16kV | 4.16kV | 0.9068 | 0.95717 | 1.3026 | 1.5473 | 1.5473 | 1.5473 | 58.6% | 61.86% | 84.19% | 68.22% | Y | N | N
| 1631 | NSTAR | West | Waltham | Elliot Street | 292 | 110D | Newton | D | 292-H3 | NEE,NEW | 13.8kV | 13.8kV | 13.8kV | 6.2072 | 5.9208 | 5.4194 | 8.5946 | 8.5946 | 8.5946 | 72.22% | 68.89% | 63.06% | 68.06% | Y | N | N
| 838 | NSTAR | Central | Somerville | East Camb | 875 | 110B | Cambridge | D | 875-1N23B | CAM | 13.8kV | 13.8kV | 13.8kV | 8.5708 | 6.637 | 6.4699 | 10.2658 | 10.2658 | 11.5789 | 83.49% | 64.65% | 55.88% | 68.01% | Y | N | N
| 65 | NSTAR | Central | Boston | Tremont Street | 52 | 14B | Roxbury | D | 5207 | BDT,ROX | 4.16kV | 4.16kV | 4.16kV | 1.2522 | 1.3818 | 1.5473 | 2.0511 | 2.0511 | 2.0511 | 61.05% | 67.37% | 75.44% | 67.95% | Y | N | N
| 1993 | WMECO | SOUTHERN | SPRINGFIELD | Clinton_21S | 21S | 21S-3X | SPRINGFIELD | D | 21S12 | SPRINGFIELD | 13.8kV | 13.8 | 13.8 | 2.2 | 5.8 | 13.4 | 10.5 | 10.5 | 10.5 | 20.95% | 55.24% | 127.6% | 67.94% | Y | N | N
| 108 | NSTAR | Central | Boston | Andrew Sq | 106 | 110D | South Boston | D | 106-H6 | BDT SOB ROX | 13.8kV | 13.8kV | 13.8kV | 6.1117 | 5.1807 | 5.7298 | 8.3559 | 8.3559 | 8.3559 | 73.14% | 62% | 68.57% | 67.9% | Y | N | N
| 1542 | NSTAR | West | Walpole | South Street | 146 | 110A | Walpole | D | 146-H8 | SHA,WLP | 13.8kV | 13.8kV | 13.8kV | 5.9685 | 5.3955 | 5.6581 | 8.3559 | 8.3559 | 8.3559 | 71.43% | 64.57% | 67.71% | 67.9% | Y | N | N
| 1656 | NSTAR | West | Waltham | South Street | 322 | 14A | Bedford | D | 322-03 | BED | 4.16kV | 4.16kV | 4.16kV | 1.3602 | 1.3674 | 1.2307 | 1.9431 | 1.9431 | 1.9431 | 70% | 70.37% | 63.33% | 67.9% | Y | N | N
| 2031 | WMECO | SOUTHERN | SPRINGFIELD | Silver_30A | 30A | 30A-1X | AGAWAM | D | 30A1 | AGAWAM | 13.8kV | 13.8 | 13.8 | 6.8 | 6.8 | 15.5 | 14.3 | 14.3 | 14.3 | 47.55% | 47.55% | 108.4% | 67.83% | Y | N | N
| 224 | NSTAR | Central | Somerville | Mystic Station | 250 | 110B | Everett | D | 218-80H | CHT | 13.8kV | 13.8kV | 13.8kV | 5.3 | 4.4406 | 7.2338 | 8.3559 | 8.3559 | 8.3559 | 63.43% | 53.14% | 86.57% | 67.71% | Y | N | N
| 757 | NSTAR | Central | Somerville | Sherman | 825 | 14A | Cambridge | D | 825-20 | CAM | 4.16kV | 4.16kV | 4.16kV | 1.6984 | 1.7272 | 1.6912 | 2.5189 | 2.5189 | 2.5189 | 67.43% | 68.57% | 67.14% | 67.71% | Y | N | N
| 977 | NSTAR | South | New Bedford | Crystal Spring | 646 | 1 | Mattapoisett | D | 2-304-304 | MPO, MAR | 13.2kV | 13.2kV | 13.2kV | 7.7414 | 6.828 | 7.6957 | 10.9613 | 10.9613 | 10.9613 | 70.62% | 62.29% | 70.21% | 67.71% | Y | N | N
| 1530 | NSTAR | West | Southboro | Holliston | 130 | 110M | Holliston | D | 130-H2 | HOL,MLS,MDW,SHE | 13.8kV | 13.8kV | 13.8kV | 9.5735 | 6.9951 | 7.1383 | 11.6983 | 11.6983 | 11.6983 | 81.84% | 59.8% | 61.02% | 67.55% | Y | N | N
| 296 | NSTAR | Central | Boston | Washington St | 284 | 110B | Jamaica Plain | D | 284-08 | WRX | 4.16kV | 4.16kV | 4.16kV | 1.8784 | 1.6769 | 1.6912 | 2.5908 | 2.5908 | 2.5908 | 72.5% | 64.72% | 65.28% | 67.5% | Y | N | N
| 990 | NSTAR | South | New Bedford | Fisher Rd. | 657 | W | Dartmouth | D | 2-523-523 | WSP | 13.2kV | 13.2kV | 13.2kV | 8.4722 | 6.4169 | 7.3075 | 10.9613 | 10.9613 | 10.9613 | 77.29% | 58.54% | 66.67% | 67.5% | Y | N | N
| 203 | NSTAR | Central | Somerville | Woburn | 211 | 14A | Woburn | D | 211-05 | WIN | 4.16kV | 4.16kV | 4.16kV | 1.8064 | 1.7992 | 1.9287 | 2.7348 | 2.7348 | 2.7348 | 66.05% | 65.79% | 70.53% | 67.46% | Y | N | N
| 456 | NSTAR | Central | Boston | Baker St | 374 | 24A | W. Roxbury | D | 374-02 | WRX | 4.16kV | 4.16kV | 4.16kV | 1.5473 | 1.3818 | 1.4466 | 1.9431 | 1.9431 | 2.8068 | 79.63% | 71.11% | 51.54% | 67.43% | Y | N | N
| 1748 | NSTAR | West | Waltham | Trapelo Road | 450 | 110A | Waltham | D | 450-H5 | LEX,WAL | 13.8kV | 13.8kV | 13.8kV | 5.8253 | 8.905 | 7.2338 | 10.8627 | 10.8627 | 10.8627 | 53.63% | 81.98% | 66.59% | 67.4% | Y | N | N
| 1940 | WMECO | NORTHERN | PITTSFIELD | Oswald_30B | 30B | 30B-1X | PITTSFIELD | D | 30B1 | PITTSFIELD | 23kV | 23 | 23 | 7.5 | 6.6 | 17.5 | 15.6 | 15.6 | 15.7 | 48.08% | 42.31% | 111.5% | 67.28% | Y | N | N
| 1509 | NSTAR | West | Waltham | Grant Street | 34 | 14C | Lexington | D | 3401 | LEX | 4.16kV | 4.16kV | 4.16kV | 2.1806 | 1.8352 | 1.6481 | 2.8068 | 2.8068 | 2.8068 | 77.69% | 65.38% | 58.72% | 67.26% | Y | N | N
| 277 | NSTAR | Central | Somerville | Mystic Station | 250 | 110A | Charlestown | D | 250-H5 | CHT | 13.8kV | 13.8kV | 13.8kV | 6.6847 | 6.1356 | 6.0879 | 8.5946 | 8.5946 | 11.5789 | 77.78% | 71.39% | 52.58% | 67.25% | Y | N | N
| 1280 | NSTAR | South | Cape & Vineyard | Osterville Sub | 913 | 1 | Osterville | D | 4-80A-892 | BNS | 4.16kV | 4.16kV | 4.16kV | 3.088 | 3.0154 | 3.2479 | 4.6502 | 4.6502 | 4.6502 | 66.41% | 64.84% | 69.84% | 67.03% | Y | N | N
| 250 | NSTAR | Central | Somerville | Mystic Station | 250 | 110B | Charlestown | D | 250-1N33H | SOM | 13.8kV | 13.8kV | 13.8kV | 4.1302 | 5.6104 | 4.178 | 6.9235 | 6.9235 | 6.9235 | 59.66% | 81.03% | 60.34% | 67.01% | Y | N | N
| 1969 | WMECO | SOUTHERN | SPRINGFIELD | Ludlow_19S | 19S | 19S-6X | LUDLOW | D | 19S2 | LUDLOW | 13.8kV | 13.8 | 13.8 | 5.4 | 5 | 13.1 | 11.7 | 11.7 | 11.7 | 46.15% | 42.74% | 112% | 66.95% | Y | N | N
| 1705 | NSTAR | West | Waltham | Burlington | 391 | 110B | Burlington | D | 391-H12 | BUR | 13.8kV | 13.8kV | 13.8kV | 5.7775 | 5.8014 | 5.6581 | 8.5946 | 8.5946 | 8.5946 | 67.22% | 67.5% | 65.83% | 66.85% | Y | N | N
| 1865 | WMECO | NORTHERN | HADLEY | Amherst_17K | 17K | 17K-4X | AMHERST | D | 17K8 | AMHERST | 13.8kV | 13.8 | 13.8 | 3.64 | 3.6 | 12 | 9.6 | 9.6 | 9.6 | 37.92% | 37.5% | 125% | 66.81% | Y | N | N
| 679 | NSTAR | Central | Somerville | Mystic Station | 250 | 110A | Charlestown | D | 585-114H | SOM | 13.8kV | 13.8kV | 13.8kV | 8.0455 | 7.2338 | 7.9262 | 11.5789 | 11.5789 | 11.5789 | 69.48% | 62.47% | 68.45% | 66.8% | Y | N | N
| 779 | NSTAR | Central | Somerville | Alewife | 828 | 110C | Cambridge | D | 828-1379 | CAM | 13.8kV | 13.8kV | 13.8kV | 4.9419 | 4.5599 | 5.2762 | 6.9235 | 6.9235 | 8.3559 | 71.38% | 65.86% | 63.14% | 66.79% | Y | N | N
| 1657 | NSTAR | West | Waltham | South Street | 322 | 14B | Bedford | D | 322-05 | BED,SUD | 4.16kV | 4.16kV | 4.16kV | 1.3386 | 1.3674 | 1.1875 | 1.9431 | 1.9431 | 1.9431 | 68.89% | 70.37% | 61.11% | 66.79% | Y | N | N
| 1840 | WMECO | NORTHERN | HADLEY | Gunn_15A | 15A | 15A-1X | EASTHAMPTON | D | 15A1 | EASTHAMPTON | 23kV | 23 | 23 | 8.18 | 7.7 | 20.7 | 18.2 | 18.2 | 18.3 | 44.95% | 42.31% | 113.1% | 66.79% | Y | N | N
| 784 | NSTAR | Central | Somerville | Alewife | 828 | 110C | Cambridge | D | 828-1NC8 | CAM | 13.8kV | 13.8kV | 13.8kV | 4.8464 | 5.4433 | 4.6554 | 7.0428 | 7.0428 | 8.5946 | 68.81% | 77.29% | 54.17% | 66.76% | Y | N | N
| 427 | NSTAR | Central | Boston | Readville | 344 | 14AB | Hyde Park | D | 344-05 | HYP,MIT | 4.16kV | 4.16kV | 4.16kV | 1.5113 | 1.5113 | 1.4394 | 2.231 | 2.231 | 2.231 | 67.74% | 67.74% | 64.52% | 66.67% | Y | N | N
| 751 | NSTAR | Central | Somerville | Healey | 823 | 14A | Cambridge | D | 823-30 | CAM | 4.16kV | 4.16kV | 4.16kV | 1.281 | 2.5908 | 1.1659 | 2.5189 | 2.5189 | 2.5189 | 50.86% | 102.9% | 46.29% | 66.67% | Y | N | N
| 812 | NSTAR | Central | Somerville | Putnam | 831 | 110B | Cambridge | D | 831-1NC6 | CAM | 13.8kV | 13.8kV | 13.8kV | 5.8491 | 5.3716 | 5.9685 | 8.5946 | 8.5946 | 8.5946 | 68.06% | 62.5% | 69.44% | 66.67% | Y | N | N
| 823 | NSTAR | Central | Somerville | East Camb | 875 | 110B | Cambridge | D | 875-1317 | CAM | 13.8kV | 13.8kV | 13.8kV | 7.7352 | 8.9527 | 6.4699 | 11.5789 | 11.5789 | 11.5789 | 66.8% | 77.32% | 55.88% | 66.67% | Y | N | N
| 2027 | WMECO | SOUTHERN | SPRINGFIELD | Southwick_29A | 29A | 29A-1X | SOUTHWICK | D | 29A1 | SOUTHWICK | 23kV | 23 | 23 | 7.7 | 9.4 | 25.5 | 21.3 | 21.3 | 21.3 | 36.15% | 44.13% | 119.7% | 66.67% | Y | N | N
| 2075 | WMECO | SOUTHERN | SPRINGFIELD | West_Springfield_8C | 8C | 8C-1X,8C-2X | WEST SPRINGFIELD | D | 8C26 | WEST SPRINGFIELD | 13.8kV | 13.8 | 13.8 | 3.1 | 3.4 | 9.3 | 7.9 | 7.9 | 7.9 | 39.24% | 43.04% | 117.7% | 66.67% | Y | N | N
| 1625 | NSTAR | West | Waltham | Elliot Street | 292 | 110A | Newton | D | 292-H11 | NEW | 13.8kV | 13.8kV | 13.8kV | 7.8545 | 7.2577 | 8.0217 | 11.5789 | 11.5789 | 11.5789 | 67.84% | 62.68% | 69.28% | 66.6% | Y | N | N
| 2 | NSTAR | Central | Boston | Roslindale | 13 | 14A | Roslindale | D | 1304 | WRX | 4.16kV | 4.16kV | 4.16kV | 1.4681 | 2.0727 | 1.6337 | 2.5908 | 2.5908 | 2.5908 | 56.67% | 80% | 63.06% | 66.57% | Y | N | N
| 249 | NSTAR | Central | Boston | PNU23 | PNU23 | 110B | Brookline | D | 23N30 | BKL | 4.16kV | 4.16kV | 4.16kV | 1.4394 | 1.4322 | 2.303 | 2.5908 | 2.5908 | 2.5908 | 55.56% | 55.28% | 88.89% | 66.57% | Y | N | N
| 604 | NSTAR | Central | Boston | Havard Court | 506 | 14A | Brookline | D | 506-03 | BKL | 4.16kV | 4.16kV | 4.16kV | 1.6984 | 1.4753 | 1.5689 | 2.3749 | 2.3749 | 2.3749 | 71.52% | 62.12% | 66.06% | 66.57% | Y | N | N
| 1313 | NSTAR | South | Cape & Vineyard | Otis Sub | 915 | 1 | Bourne | D | 4-86-402 | BRN | 22.8kV | 22.8kV | 22.8kV | 6.3899 | 6.5083 | 9.151 | 11.0443 | 11.0443 | 11.0443 | 57.86% | 58.93% | 82.86% | 66.55% | Y | N | N
| 1543 | NSTAR | West | Walpole | South Street | 146 | 110C | Walpole | D | 146-H9 | NOF,WLP | 13.8kV | 13.8kV | 13.8kV | 7.5203 | 8.0217 | 7.7829 | 11.6983 | 11.6983 | 11.6983 | 64.29% | 68.57% | 66.53% | 66.46% | Y | N | N
| 445 | NSTAR | Central | Boston | Colburn St | 350 | 110D | Boston | D | 350-H8 | ROX BKL | 13.8kV | 13.8kV | 13.8kV | 10.7433 | 6.3505 | 5.9685 | 11.5789 | 11.5789 | 11.5789 | 92.78% | 54.85% | 51.55% | 66.39% | Y | N | N
| 79 | NSTAR | Central | Boston | Pingree St | 60 | 14AB | Hyde Park | D | 6004 | HYP,MIT | 4.16kV | 4.16kV | 4.16kV | 1.1011 | 1.6841 | 1.0795 | 1.9431 | 1.9431 | 1.9431 | 56.67% | 86.67% | 55.56% | 66.3% | Y | N | N
| 1789 | NSTAR | West | Walpole | Canton | 470 | 110C | Canton | D | 470-H12 | CAN,SHA | 13.8kV | 13.8kV | 13.8kV | 8.0933 | 7.7113 | 7.4009 | 11.6983 | 11.6983 | 11.6983 | 69.18% | 65.92% | 63.27% | 66.12% | Y | N | N
| 1792 | NSTAR | West | Walpole | Canton | 470 | 110A | Canton | D | 470-H4 | CAN | 13.8kV | 13.8kV | 13.8kV | 7.95 | 7.2577 | 7.7352 | 11.5789 | 11.5789 | 11.5789 | 68.66% | 62.68% | 66.8% | 66.05% | Y | N | N
| 1859 | WMECO | NORTHERN | HADLEY | Amherst_17K | 17K | 17K-3X | AMHERST | D | 17K2 | AMHERST | 13.8kV | 13.8 | 13.8 | 4.66 | 4.7 | 12.4 | 11 | 11 | 11 | 42.36% | 42.73% | 112.7% | 65.94% | Y | N | N
| 1747 | NSTAR | West | Waltham | Trapelo Road | 450 | 110B | Waltham | D | 450-H4 | WAL | 13.8kV | 13.8kV | 13.8kV | 7.5919 | 7.2338 | 8.2604 | 11.6983 | 11.6983 | 11.6983 | 64.9% | 61.84% | 70.61% | 65.78% | Y | N | N
| 1588 | NSTAR | West | Southboro | South Street | 24 | Bus #2 | Framingham | D | 24-H1 | FRA | 13.8kV | 13.8kV | 13.8kV | 5.0613 | 6.7563 | 4.6554 | 8.3559 | 8.3559 | 8.3559 | 60.57% | 80.86% | 55.71% | 65.71% | Y | N | N
| 1820 | NSTAR | West | Waltham | Hartwell Avenue | 533 | 110B | Lexington | D | 533-H8 | LEX,BED | 13.8kV | 13.8kV | 13.8kV | 8.2604 | 6.4221 | 8.141 | 11.5789 | 11.5789 | 11.5789 | 71.34% | 55.46% | 70.31% | 65.7% | Y | N | N
| 1841 | WMECO | NORTHERN | HADLEY | Gunn_15A | 15A | 15A-1X | EASTHAMPTON | D | 15A2 | EASTHAMPTON | 23kV | 23 | 23 | 8.28 | 7 | 20.7 | 18.2 | 18.2 | 18.3 | 45.49% | 38.46% | 113.1% | 65.69% | Y | N | N
| 346 | NSTAR | Central | Boston | Mattapan | 311 | 110B | Mattapan | D | 311-01 | DOR | 4.16kV | 4.16kV | 4.16kV | 1.8784 | 1.4897 | 1.72 | 2.5908 | 2.5908 | 2.5908 | 72.5% | 57.5% | 66.39% | 65.46% | Y | N | N
| 457 | NSTAR | Central | Boston | Baker St | 374 | 24A | W. Roxbury | D | 374-04 | DED,WRX | 4.16kV | 4.16kV | 4.16kV | 1.7128 | 1.6769 | 1.6984 | 2.5908 | 2.5908 | 2.5908 | 66.11% | 64.72% | 65.56% | 65.46% | Y | N | N
| 2034 | WMECO | SOUTHERN | SPRINGFIELD | Silver_30A | 30A | 30A-2X | AGAWAM | D | 30A4 | AGAWAM | 13.8kV | 13.8 | 13.8 | 4.6 | 4.6 | 12.4 | 11 | 11 | 11 | 41.82% | 41.82% | 112.7% | 65.45% | Y | N | N
| 1816 | NSTAR | West | Waltham | Hartwell Avenue | 533 | 110B | Lexington | D | 533-H3 | BED,BUR,LEX | 13.8kV | 13.8kV | 13.8kV | 6.9712 | 7.3771 | 5.7775 | 10.2658 | 10.2658 | 10.2658 | 67.91% | 71.86% | 56.28% | 65.35% | Y | N | N
| 1670 | NSTAR | West | Southboro | Sudbury | 342 | 110A | Sudbury | D | 342-H5 | FRA SUD | 13.8kV | 13.8kV | 13.8kV | 7.95 | 6.8996 | 7.8307 | 11.5789 | 11.5789 | 11.5789 | 68.66% | 59.59% | 67.63% | 65.29% | Y | N | N
| 936 | NSTAR | South | New Bedford | Industrial Park | 636 | 111 | N. Bedford | D | 2-105-105 | NEB | 13.2kV | 13.2kV | 13.2kV | 8.0154 | 7.2618 | 8.4036 | 12.1031 | 12.1031 | 12.1031 | 66.23% | 60% | 69.43% | 65.22% | Y | N | N
| 1871 | WMECO | NORTHERN | HADLEY | Podick_18G | 18G | 18G-7X,18G-8X | AMHERST | D | 18G4 | AMHERST | 13.8kV | 13.8 | 13.8 | 4.7 | 4.4 | 12.4 | 11 | 11 | 11 | 42.73% | 40% | 112.7% | 65.15% | Y | N | N
| 543 | NSTAR | Central | Boston | Lagrange St | 443 | 24AB | W. Roxbury | D | 443-08 | BKL,NEW,WRX | 4.16kV | 4.16kV | 4.16kV | 2.1015 | 1.9215 | 1.9503 | 3.0586 | 3.0586 | 3.0586 | 68.71% | 62.82% | 63.76% | 65.1% | Y | N | N
| 375 | NSTAR | Central | Boston | BRIGHTON 329 | 329 | 110C | Boston, Brookline | D | 315-H8 | BRI | 13.8kV | 13.8kV | 13.8kV | 5.9685 | 8.2843 | 8.3559 | 11.5789 | 11.5789 | 11.5789 | 51.55% | 71.55% | 72.16% | 65.09% | Y | N | N
| 1272 | NSTAR | South | Cape & Vineyard | Hatchville Sub | 936 | 1 | Falmouth | D | 4-78-420 | FAL | 22.8kV | 22.8kV | 22.8kV | 8.9538 | 7.9677 | 9.2299 | 13.411 | 13.411 | 13.411 | 66.76% | 59.41% | 68.82% | 65% | Y | N | N
| 1111 | NSTAR | South | Plymouth | North PLY Sub | 734 | 1 | Plymouth | D | 3-14-30J1 | PLY | 4.16kV | 4.16kV | 4.16kV | 2.6052 | 1.9719 | 1.8712 | 3.3105 | 3.3105 | 3.3105 | 78.7% | 59.57% | 56.52% | 64.93% | Y | N | N
| 118 | NSTAR | Central | Somerville | Beacon St | 14 | 14kV Bus | Chelsea | D | 108-196H1 | CHE,EAB | 13.8kV | 13.8kV | 13.8kV | 5.3 | 5.4194 | 5.5388 | 8.3559 | 8.3559 | 8.3559 | 63.43% | 64.86% | 66.29% | 64.86% | Y | N | N
| 1861 | WMECO | NORTHERN | HADLEY | Amherst_17K | 17K | 17K-3X | AMHERST | D | 17K4 | AMHERST | 13.8kV | 13.8 | 13.8 | 4.49 | 4.5 | 12.4 | 11 | 11 | 11 | 40.82% | 40.91% | 112.7% | 64.82% | Y | N | N
| 1034 | NSTAR | South | New Bedford | Depot St. | 685 | 1 | New Bedford | D | 2-67-42 | NEB | 3.74kV | 3.74kV | 3.74kV | 0.51762 | 1.3911 | 1.6887 | 1.8505 | 1.8505 | 1.8505 | 27.97% | 75.17% | 91.26% | 64.8% | Y | N | N
| 739 | NSTAR | Central | Somerville | Amory | 820 | 14A | Cambridge | D | 820-24 | CAM | 4.16kV | 4.16kV | 4.16kV | 1.7344 | 1.6841 | 1.4753 | 2.5189 | 2.5189 | 2.5189 | 68.86% | 66.86% | 58.57% | 64.76% | Y | N | N
| 1942 | WMECO | NORTHERN | PITTSFIELD | Oswald_30B | 30B | 30B-1X | PITTSFIELD | D | 30B3 | PITTSFIELD | 23kV | 23 | 23 | 6.1 | 6.8 | 17.5 | 15.6 | 15.6 | 15.7 | 39.1% | 43.59% | 111.5% | 64.72% | Y | N | N
| 1797 | NSTAR | West | Walpole | Canton | 470 | 110B | Canton | D | 470-H9 | CAN,WWO | 13.8kV | 13.8kV | 13.8kV | 6.9712 | 7.6158 | 6.4937 | 10.8627 | 10.8627 | 10.8627 | 64.18% | 70.11% | 59.78% | 64.69% | Y | N | N
| 73 | NSTAR | Central | Somerville | Mystic Street | 59 | 14B | Arlington | D | 5904 | ARL | 4.16kV | 4.16kV | 4.16kV | 1.6193 | 1.6193 | 1.7776 | 2.5908 | 2.5908 | 2.5908 | 62.5% | 62.5% | 68.61% | 64.54% | Y | N | N
| 1894 | WMECO | NORTHERN | HADLEY | Midway_19B | 19B | 19B-2X,19B-3X | EASTHAMPTON | D | 19B8 | EASTHAMPTON | 14.8 | 13.8 | 13.8 | 7.3 | 7.2 | 15.5 | 15.5 | 15.5 | 15.5 | 47.1% | 46.45% | 100% | 64.52% | Y | N | N
| 1961 | WMECO | SOUTHERN | SPRINGFIELD | Agawam_16C | 16C | 16C-5X | AGAWAM | D | 16C12 | AGAWAM | 13.8kV | 13.8 | 13.8 | 4.4 | 5.1 | 13.1 | 11.7 | 11.7 | 11.7 | 37.61% | 43.59% | 112% | 64.39% | Y | N | N
| 1368 | NSTAR | South | Cape & Vineyard | Barnstable Sub | 940 | 1 | Barnstable | D | 4-92A-912 | BNS | 4.16kV | 4.16kV | 4.16kV | 1.9836 | 1.9982 | 2.3324 | 3.2697 | 3.2697 | 3.2697 | 60.67% | 61.11% | 71.33% | 64.37% | Y | N | N
| 134 | NSTAR | Central | Boston | Dorchester Ave | 139 | 14B | South Boston | D | 139-12 | SOB | 4.16kV | 4.16kV | 4.16kV | 1.2019 | 1.0291 | 1.5113 | 1.9431 | 1.9431 | 1.9431 | 61.85% | 52.96% | 77.78% | 64.2% | Y | N | N
| 1240 | NSTAR | South | Cape & Vineyard | Hyannis Junction | 961 | 3 | Barnstable | D | 4-63-905 | BAR | 4.16kV | 4.16kV | 4.16kV | 2.6052 | 2.6268 | 2.5261 | 4.0302 | 4.0302 | 4.0302 | 64.64% | 65.18% | 62.68% | 64.17% | Y | N | N
| 1710 | NSTAR | West | Waltham | Burlington | 391 | 110A | Burlington | D | 391-H2 | BUR | 13.8kV | 13.8kV | 13.8kV | 5.6581 | 5.8014 | 6.9235 | 9.5496 | 9.5496 | 9.5496 | 59.25% | 60.75% | 72.5% | 64.17% | Y | N | N
| 2073 | WMECO | SOUTHERN | SPRINGFIELD | West_Springfield_8C | 8C | 8C-1X,8C-2X | WEST SPRINGFIELD | D | 8C24 | WEST SPRINGFIELD | 13.8kV | 13.8 | 13.8 | 3 | 2.9 | 9.3 | 7.9 | 7.9 | 7.9 | 37.97% | 36.71% | 117.7% | 64.14% | Y | N | N
| 274 | NSTAR | Central | Somerville | Mystic Station | 250 | 110B | Charlestown | D | 250-H2 | CHT | 13.8kV | 13.8kV | 13.8kV | 7.2816 | 7.1861 | 7.8068 | 11.5789 | 11.5789 | 11.5789 | 62.89% | 62.06% | 67.42% | 64.12% | Y | N | N
| 1583 | NSTAR | West | Southboro | Leland Street | 240 | 110B | Framingham | D | 240-H4 | FRA | 13.8kV | 13.8kV | 13.8kV | 4.5361 | 4.2257 | 4.3212 | 6.8041 | 6.8041 | 6.8041 | 66.67% | 62.11% | 63.51% | 64.09% | Y | N | N
| 1889 | WMECO | NORTHERN | HADLEY | Midway_19B | 19B | 19B-2X,19B-3X | EASTHAMPTON | D | 19B2 | EASTHAMPTON | 13.8kV | 13.8 | 13.8 | 4.7 | 4.6 | 15.3 | 12.8 | 12.8 | 12.8 | 36.72% | 35.94% | 119.5% | 64.06% | Y | N | N
| 1593 | NSTAR | West | Southboro | Sherborn | 274 | 110A | Sherborn | D | 274-H1 | ASH,FRA,HOL,SHE | 13.8kV | 13.8kV | 13.8kV | 8.3082 | 7.1145 | 7.0428 | 11.6983 | 11.6983 | 11.6983 | 71.02% | 60.82% | 60.2% | 64.01% | Y | N | N
| 1766 | NSTAR | West | Walpole | Dover | 456 | 110A | Dover | D | 456-H4 | WLP | 13.8kV | 13.8kV | 13.8kV | 7.95 | 7.1861 | 7.3293 | 11.6983 | 11.6983 | 11.6983 | 67.96% | 61.43% | 62.65% | 64.01% | Y | N | N
| 1846 | WMECO | NORTHERN | PITTSFIELD | Pleasant_16B | 16B | 16B-1X,16B-2X | LEE | D | 16B3 | LEE | 23kV | 23 | 23 | 4.7 | 2.7 | 11.8 | 10 | 10 | 10 | 47% | 27% | 118% | 64% | Y | N | N
| 480 | NSTAR | Central | Boston | K Street | 385 | 110C | South Boston | D | 385-H10 | SOB | 13.8kV | 13.8kV | 13.8kV | 5.3955 | 5.5149 | 5.5865 | 8.5946 | 8.5946 | 8.5946 | 62.78% | 64.17% | 65% | 63.98% | Y | N | N
| 1131 | NSTAR | South | Plymouth | Brant Rock Sub | 710 | 1 | Marshfield | D | 3-22-33J1 | MAR | 4.16kV | 4.16kV | 4.16kV | 2.5189 | 2.3749 | 2.4109 | 3.8143 | 3.8143 | 3.8143 | 66.04% | 62.26% | 63.21% | 63.84% | Y | N | N
| 1886 | WMECO | NORTHERN | HADLEY | Midway_19B | 19B | 19B-2X,19B-3X | EASTHAMPTON | D | 19B1 | EASTHAMPTON | 14.8 | 13.8 | 13.8 | 6.6 | 6.6 | 15.5 | 15 | 15 | 15 | 44% | 44% | 103.3% | 63.78% | Y | N | N
| 2029 | WMECO | SOUTHERN | SPRINGFIELD | Southwick_29A | 29A | 29A-2X | SOUTHWICK | D | 29A3 | SOUTHWICK | 23kV | 23 | 23 | 8.1 | 7.3 | 21.9 | 19.5 | 19.5 | 19.5 | 41.54% | 37.44% | 112.3% | 63.76% | Y | N | N
| 1465 | NSTAR | West | Walpole | Dedham | 20 | 14F | Dedham | D | 2005 | DED | 4.16kV | 4.16kV | 4.16kV | 1.1803 | 1.1803 | 1.0795 | 1.7992 | 1.7992 | 1.7992 | 65.6% | 65.6% | 60% | 63.73% | Y | N | N
| 449 | NSTAR | Central | Boston | Brook Rd | 362 | 14A | Milton | D | 362-03 | MIT | 4.16kV | 4.16kV | 4.16kV | 1.281 | 1.2954 | 2.3749 | 2.5908 | 2.5908 | 2.5908 | 49.44% | 50% | 91.67% | 63.7% | Y | N | N
| 1482 | NSTAR | West | Southboro | South Street | 24 | 14G | Framingham | D | 2409 | FRA | 4.16kV | 4.16kV | 4.16kV | 1.7344 | 1.6984 | 1.5185 | 2.5908 | 2.5908 | 2.5908 | 66.94% | 65.56% | 58.61% | 63.7% | Y | N | N
| 1896 | WMECO | NORTHERN | PITTSFIELD | Blandford_19J | 19J | 19J-1X | BLANDFORD | D | 19J2 | BLANDFORD | 23kV | 23 | 23 | 2.3 | 8.6 | 12 | 12 | 12 | 12 | 19.17% | 71.67% | 100% | 63.61% | Y | Y | N
| 1455 | NSTAR | West | Waltham | Homer Street | 17 | 14E | Newton | D | 1708 | NEW | 4.16kV | 4.16kV | 4.16kV | 1.8352 | 1.7488 | 1.7704 | 2.8068 | 2.8068 | 2.8068 | 65.38% | 62.31% | 63.08% | 63.59% | Y | N | N
| 1898 | WMECO | NORTHERN | PITTSFIELD | Blandford_19J | 19J | 19J-2X | BLANDFORD | D | 19J4 | BLANDFORD | 23kV | 23 | 23 | 5.1 | 9 | 20.7 | 18.2 | 18.2 | 18.3 | 28.02% | 49.45% | 113.1% | 63.53% | Y | Y | N
| 388 | NSTAR | Central | Boston | San Juan Street | 318 | 14D | Boston | D | 318-14 | BDT | 4.16kV | 4.16kV | 4.16kV | 1.6984 | 1.6193 | 1.6193 | 2.5908 | 2.5908 | 2.5908 | 65.56% | 62.5% | 62.5% | 63.52% | Y | N | N
| 906 | NSTAR | South | Plymouth | West Pond Sub | 737 | 1 | Plymouth | D | 3-14-14 | PLY, CAR | 22.8kV | 22.8kV | 22.8kV | 24.0608 | 21.7731 | 23.6664 | 36.4857 | 36.4857 | 36.4857 | 65.95% | 59.68% | 64.86% | 63.5% | Y | N | N
| 1603 | NSTAR | West | Waltham | Newtonville | 277 | 277-1365 | Newton | D | 277-08 | NEW | 4.16kV | 4.16kV | 4.16kV | 2.0151 | 1.6769 | 1.7848 | 2.8787 | 2.8787 | 2.8787 | 70% | 58.25% | 62% | 63.42% | Y | N | N
| 1309 | NSTAR | South | Cape & Vineyard | Harwich Sub | 968 | 2 | Harwich | D | 4-85-591 | HAR | 22.8kV | 22.8kV | 22.8kV | 2.0511 | 1.9722 | 1.9722 | 3.1555 | 3.1555 | 3.1555 | 65% | 62.5% | 62.5% | 63.33% | Y | N | N
| 565 | NSTAR | Central | Boston | Dewar Street | 483 | 14A | Dorchester | D | 483-01 | DOR | 4.16kV | 4.16kV | 4.16kV | 1.8712 | 1.5041 | 1.5401 | 2.5908 | 2.5908 | 2.5908 | 72.22% | 58.06% | 59.44% | 63.24% | Y | N | N
| 1545 | NSTAR | West | Waltham | Needham | 148 | 14A & 14B | Needham | D | 148-02 | NEE | 4.16kV | 4.16kV | 4.16kV | 1.8496 | 1.864 | 1.8136 | 2.9147 | 2.9147 | 2.9147 | 63.46% | 63.95% | 62.22% | 63.21% | Y | N | N
| 1595 | NSTAR | West | Southboro | Sherborn | 274 | 110A | Sherborn | D | 274-H3 | ASH FRA HOL | 13.8kV | 13.8kV | 13.8kV | 8.0694 | 7.1861 | 6.9235 | 11.6983 | 11.6983 | 11.6983 | 68.98% | 61.43% | 59.18% | 63.2% | Y | N | N
| 147 | NSTAR | Central | Somerville | PNU33 | PNU33 | P13/P33 | Somerville | D | 13N33 | SOM | 4.16kV | 4.16kV | 4.16kV | 1.6193 | 1.6193 | 1.6625 | 2.5908 | 2.5908 | 2.5908 | 62.5% | 62.5% | 64.17% | 63.06% | Y | N | N
| 1226 | NSTAR | South | Plymouth | Valley Sub | 715 | 2 | Plymouth | D | 3-89-925 | BRN | 22.8kV | 22.8kV | 22.8kV | 8.796 | 8.2832 | 8.2832 | 13.411 | 13.411 | 13.411 | 65.59% | 61.76% | 61.76% | 63.04% | Y | N | N
| 349 | NSTAR | Central | Boston | Mattapan | 311 | 110B | Mattapan | D | 311-04 | DOR,MIT | 4.16kV | 4.16kV | 4.16kV | 1.7848 | 1.389 | 1.72 | 2.5908 | 2.5908 | 2.5908 | 68.89% | 53.61% | 66.39% | 62.96% | Y | N | N
| 1397 | NSTAR | South | Cape & Vineyard | Harwich Sub | 968 | 2 | Harwich | D | 4-95A-599 | HAR | 22.8kV | 22.8kV | 22.8kV | 6.7844 | 5.8772 | 0 | 6.7055 | 6.7055 | 6.7055 | 101.2% | 87.65% | 0% | 62.94% | Y | N | N
| 1923 | WMECO | NORTHERN | HADLEY | Cumberland_22B | 22B | 22B-1X | GREENFIELD | D | 22B4 | GREENFIELD | 13.8kV | 13.8 | 13.8 | 4.15 | 4.2 | 12.4 | 11 | 11 | 11 | 37.73% | 38.18% | 112.7% | 62.88% | Y | N | N
| 2069 | WMECO | SOUTHERN | SPRINGFIELD | West_Springfield_8C | 8C | 8C-1X,8C-2X | WEST SPRINGFIELD | D | 8C16 | WEST SPRINGFIELD | 13.8kV | 13.8 | 13.8 | 3.2 | 2.4 | 9.3 | 7.9 | 7.9 | 7.9 | 40.51% | 30.38% | 117.7% | 62.87% | Y | N | N
| 1776 | NSTAR | West | Waltham | Arsenal Street | 467 | 110B | Watertown | D | 467-H6 | WAL,WAT | 13.8kV | 13.8kV | 13.8kV | 2.1009 | 5.6581 | 3.2707 | 5.8491 | 5.8491 | 5.8491 | 35.92% | 96.73% | 55.92% | 62.86% | Y | N | N
| 1767 | NSTAR | West | Walpole | Dover | 456 | 110B | Dover | D | 456-H5 | WTD DOV | 13.8kV | 13.8kV | 13.8kV | 7.9978 | 6.8041 | 7.2577 | 11.6983 | 11.6983 | 11.6983 | 68.37% | 58.16% | 62.04% | 62.86% | Y | N | N
| 778 | NSTAR | Central | Somerville | Alewife | 828 | 110B | Cambridge | D | 828-1378 | CAM | 13.8kV | 13.8kV | 13.8kV | 6.4699 | 6.1834 | 3.0559 | 8.3559 | 8.3559 | 8.3559 | 77.43% | 74% | 36.57% | 62.67% | Y | N | N
| 1607 | NSTAR | West | Southboro | Saxonville | 278 | 110M | Framingham | D | 278-H2 | FRA,NAT,WAY | 13.8kV | 13.8kV | 13.8kV | 8.0694 | 7.1383 | 6.7802 | 11.6983 | 11.6983 | 11.6983 | 68.98% | 61.02% | 57.96% | 62.65% | Y | N | N
| 1990 | WMECO | SOUTHERN | SPRINGFIELD | Clinton_21S | 21S | 21S-1X | SPRINGFIELD | D | 21S1 | SPRINGFIELD | 13.8kV | 13.8 | 13.8 | 3 | 3.3 | 13.4 | 10.5 | 10.5 | 10.5 | 28.57% | 31.43% | 127.6% | 62.54% | Y | N | N
| 2001 | WMECO | SOUTHERN | SPRINGFIELD | Clinton_21S | 21S | 21S-2X | SPRINGFIELD | D | 21S5 | SPRINGFIELD | 13.8kV | 13.8 | 13.8 | 4.5 | 2.9 | 13.6 | 11.2 | 11.2 | 11.2 | 40.18% | 25.89% | 121.4% | 62.5% | Y | N | N
| 60 | NSTAR | Central | Boston | Tremont Street | 52 | 14A | Roxbury | D | 5202 | ROX | 4.16kV | 4.16kV | 4.16kV | 0.9068 | 2.0439 | 1.9072 | 2.5908 | 2.5908 | 2.5908 | 35% | 78.89% | 73.61% | 62.5% | Y | N | N
| 1459 | NSTAR | West | Waltham | Homer Street | 17 | 14C | Newton | D | 1713 | NEW | 4.16kV | 4.16kV | 4.16kV | 1.0795 | 0.96437 | 0.85642 | 1.5473 | 1.5473 | 1.5473 | 69.77% | 62.33% | 55.35% | 62.48% | Y | N | N
| 347 | NSTAR | Central | Boston | Mattapan | 311 | 110B | Mattapan | D | 311-02 | DOR | 4.16kV | 4.16kV | 4.16kV | 1.2163 | 1.1803 | 1.245 | 1.9431 | 1.9431 | 1.9431 | 62.59% | 60.74% | 64.07% | 62.47% | Y | N | N
| 1728 | NSTAR | West | Southboro | Acton | 416 | 110B | Maynard | D | 416-H9 | ACT MAY | 13.8kV | 13.8kV | 13.8kV | 5.3478 | 6.5176 | 4.0108 | 8.4753 | 8.4753 | 8.4753 | 63.1% | 76.9% | 47.32% | 62.44% | Y | N | N
| 1944 | WMECO | NORTHERN | PITTSFIELD | Oswald_30B | 30B | 30B-2X | PITTSFIELD | D | 30B5 | PITTSFIELD | 23kV | 23 | 23 | 4.4 | 6.1 | 17.9 | 15.1 | 15.1 | 15.2 | 29.14% | 40.4% | 117.8% | 62.43% | Y | N | N
| 380 | NSTAR | Central | Boston | San Juan Street | 318 | 14BC | Boston | D | 318-05 | BDT | 4.16kV | 4.16kV | 4.16kV | 1.4034 | 1.4538 | 1.9935 | 2.5908 | 2.5908 | 2.5908 | 54.17% | 56.11% | 76.94% | 62.41% | Y | N | N
| 1150 | NSTAR | South | Plymouth | Marshfield Sub | 739 | 1 | Marshfield | D | 3-24A-974 | MAF | 22.8kV | 22.8kV | 22.8kV | 6.7449 | 5.9955 | 5.7194 | 9.861 | 9.861 | 9.861 | 68.4% | 60.8% | 58% | 62.4% | Y | N | N
| 2035 | WMECO | SOUTHERN | SPRINGFIELD | Silver_30A | 30A | 30A-1X | AGAWAM | D | 30A5 | AGAWAM | 13.8kV | 13.8 | 13.8 | 4.4 | 4.4 | 13.1 | 11.7 | 11.7 | 11.7 | 37.61% | 37.61% | 112% | 62.39% | Y | N | N
| 1916 | WMECO | NORTHERN | HADLEY | Montague_21C | 21C | 21C-3X | MONTAGUE | D | 21C5 | MONTAGUE | 13.8kV | 13.8 | 13.8 | 2.79 | 4.3 | 10.5 | 9.4 | 9.4 | 9.4 | 29.68% | 45.74% | 111.7% | 62.38% | Y | N | N
| 41 | NSTAR | Central | Boston | Central Street | 43 | 14E | Dorchester | D | 4306 | DOR | 4.16kV | 4.16kV | 4.16kV | 1.0076 | 1.6553 | 0.97157 | 1.9431 | 1.9431 | 1.9431 | 51.85% | 85.19% | 50% | 62.35% | Y | N | N
| 1184 | NSTAR | South | Plymouth | Manomet Sub | 721 | 1 | Plymouth | D | 3-73-73 | PLY | 22.8kV | 22.8kV | 22.8kV | 18.1442 | 14.5943 | 16.9609 | 26.6247 | 26.6247 | 26.6247 | 68.15% | 54.81% | 63.7% | 62.22% | Y | N | N
| 2068 | WMECO | SOUTHERN | SPRINGFIELD | West_Springfield_8C | 8C | 8C-1X,8C-2X | WEST SPRINGFIELD | D | 8C15 | WEST SPRINGFIELD | 13.8kV | 13.8 | 13.8 | 3.4 | 2.9 | 11.2 | 9.4 | 9.4 | 9.4 | 36.17% | 30.85% | 119.1% | 62.06% | Y | N | N
| 621 | NSTAR | Central | Boston | Dewar Street | 483 | 110B | Dorchester | D | 511-1497H | DOR | 13.8kV | 13.8kV | 13.8kV | 5.5388 | 5.6343 | 4.8225 | 8.5946 | 8.5946 | 8.5946 | 64.44% | 65.56% | 56.11% | 62.04% | Y | N | N
| 56 | NSTAR | Central | Boston | Kenmore | 49 | 14C | Boston | D | 4910 | BDT | 4.16kV | 4.16kV | 4.16kV | 1.9431 | 1.5113 | 1.3674 | 2.5908 | 2.5908 | 2.5908 | 75% | 58.33% | 52.78% | 62.04% | Y | N | N
| 1273 | NSTAR | South | Cape & Vineyard | Hatchville Sub | 936 | 1 | Falmouth | D | 4-78-78 | FAL | 22.8kV | 22.8kV | 22.8kV | 15.7776 | 25.6386 | 24.6131 | 35.4996 | 35.4996 | 35.4996 | 44.44% | 72.22% | 69.33% | 62% | Y | N | N
| 350 | NSTAR | Central | Boston | Mattapan | 311 | 110B | Mattapan | D | 311-05 | DOR | 4.16kV | 4.16kV | 4.16kV | 1.9863 | 1.4106 | 1.4178 | 2.5908 | 2.5908 | 2.5908 | 76.67% | 54.44% | 54.72% | 61.94% | Y | N | N
| 1028 | NSTAR | South | New Bedford | Bell Rock | 661 | N12 | Fall River | D | 2-635-635 | FRE | 34.5 | 34.5 | 34.5 | 12.0564 | 11.937 | 33.0058 | 30.7378 | 30.7378 | 30.7378 | 39.22% | 38.83% | 107.4% | 61.81% | Y | N | N
| 1941 | WMECO | NORTHERN | PITTSFIELD | Oswald_30B | 30B | 30B-1X | PITTSFIELD | D | 30B2 | PITTSFIELD | 23kV | 23 | 23 | 6.1 | 5.4 | 17.5 | 15.6 | 15.6 | 15.7 | 39.1% | 34.62% | 111.5% | 61.73% | Y | N | N
| 199 | NSTAR | Central | Somerville | Woburn | 211 | 14A | Woburn | D | 211-01 | WIN,WOB | 4.16kV | 4.16kV | 4.16kV | 1.2738 | 1.2954 | 1.2882 | 2.0871 | 2.0871 | 2.0871 | 61.03% | 62.07% | 61.72% | 61.61% | Y | N | N
| 64 | NSTAR | Central | Boston | Tremont Street | 52 | 14B | Roxbury | D | 5206 | ROX | 4.16kV | 4.16kV | 4.16kV | 0.83483 | 0.93558 | 1.353 | 1.6912 | 1.6912 | 1.6912 | 49.36% | 55.32% | 80% | 61.56% | Y | N | N
| 1986 | WMECO | SOUTHERN | SPRINGFIELD | Piper_21N | 21N | 21N-2X | WEST SPRINGFIELD | D | 21N6 | WEST SPRINGFIELD | 13.8kV | 13.8 | 13.8 | 4.3 | 4.2 | 13.1 | 11.7 | 11.7 | 11.7 | 36.75% | 35.9% | 112% | 61.54% | Y | N | N
| 273 | NSTAR | Central | Somerville | Mystic Station | 250 | 110A | Charlestown | D | 250-H1 | CHT | 13.8kV | 13.8kV | 13.8kV | 5.3478 | 4.5361 | 4.8225 | 6.9235 | 6.9235 | 11.5789 | 77.24% | 65.52% | 41.65% | 61.47% | Y | N | N
| 1704 | NSTAR | West | Waltham | Burlington | 391 | 110A | Burlington | D | 391-H11 | BUR,LEX,WOB | 13.8kV | 13.8kV | 13.8kV | 6.8996 | 6.3027 | 8.3559 | 11.6983 | 11.6983 | 11.6983 | 58.98% | 53.88% | 71.43% | 61.43% | Y | N | N
| 1013 | NSTAR | South | New Bedford | Rockdale | 693 | 1 | New Bedford | D | 2-59-36 | NEB | 3.74kV | 3.74kV | 3.74kV | 1.1582 | 1.1646 | 1.0805 | 1.8505 | 1.8505 | 1.8505 | 62.59% | 62.94% | 58.39% | 61.31% | Y | N | N
| 316 | NSTAR | Central | Somerville | Elm Street | 301 | 14A | Stoneham | D | 301-03 | STN | 4.16kV | 4.16kV | 4.16kV | 1.0076 | 1.0076 | 1.0939 | 1.6912 | 1.6912 | 1.6912 | 59.57% | 59.57% | 64.68% | 61.28% | Y | N | N
| 603 | NSTAR | Central | Boston | Havard Court | 506 | 14A | Brookline | D | 506-01 | BKL | 4.16kV | 4.16kV | 4.16kV | 1.2307 | 1.6121 | 1.5185 | 2.3749 | 2.3749 | 2.3749 | 51.82% | 67.88% | 63.94% | 61.21% | Y | N | N
| 286 | NSTAR | Central | Boston | PNU25 | PNU25 | 110B | Brookline | D | 25N30 | BKL,ROX | 4.16kV | 4.16kV | 4.16kV | 1.1371 | 1.1947 | 1.2307 | 1.9431 | 1.9431 | 1.9431 | 58.52% | 61.48% | 63.33% | 61.11% | Y | N | N
| 1369 | NSTAR | South | Cape & Vineyard | Hyannis Junction | 961 | 2 | Barnstable | D | 4-92A-92A | YAR | 22.8kV | 22.8kV | 22.8kV | 23.982 | 22.1281 | 23.272 | 37.8662 | 37.8662 | 37.8662 | 63.33% | 58.44% | 61.46% | 61.08% | Y | Y | N
| 112 | NSTAR | Central | Somerville | Beacon St | 14 | 14kV Bus | Chelsea | D | 108-195H1 | EAB | 13.8kV | 13.8kV | 13.8kV | 4.8225 | 5.0852 | 5.3955 | 8.3559 | 8.3559 | 8.3559 | 57.71% | 60.86% | 64.57% | 61.05% | Y | N | N
| 205 | NSTAR | Central | Somerville | Woburn | 211 | 14A | Woburn | D | 211-07 | WIN | 4.16kV | 4.16kV | 4.16kV | 2.1015 | 2.1231 | 2.231 | 3.5264 | 3.5264 | 3.5264 | 59.59% | 60.2% | 63.27% | 61.02% | Y | N | N
| 592 | NSTAR | Central | Boston | Colburn St | 350 | 110A | Boston | D | 493-1341H | BOS ROX | 13.8kV | 13.8kV | 13.8kV | 5.6104 | 5.4194 | 4.7032 | 8.5946 | 8.5946 | 8.5946 | 65.28% | 63.06% | 54.72% | 61.02% | Y | N | N
| 44 | NSTAR | Central | Boston | Central Street | 43 | 14F | Dorchester | D | 4310 | DOR | 4.16kV | 4.16kV | 4.16kV | 1.2594 | 1.2163 | 1.0723 | 1.9431 | 1.9431 | 1.9431 | 64.81% | 62.59% | 55.19% | 60.86% | Y | N | N
| 1800 | NSTAR | West | Waltham | Hartwell Avenue | 533 | 110B | Lexington | D | 512-1399H1 | ACT,BED,CAL | 13.8kV | 13.8kV | 13.8kV | 7.4487 | 7.5203 | 6.3744 | 11.6983 | 11.6983 | 11.6983 | 63.67% | 64.29% | 54.49% | 60.82% | Y | N | N
| 1451 | NSTAR | West | Waltham | Homer Street | 17 | 14E | Newton | D | 1704 | NEW | 4.16kV | 4.16kV | 4.16kV | 0.96437 | 0.91399 | 0.94278 | 1.5473 | 1.5473 | 1.5473 | 62.33% | 59.07% | 60.93% | 60.78% | Y | N | N
| 938 | NSTAR | South | New Bedford | Industrial Park | 636 | 111 | N. Bedford | D | 2-106-106 | NEB | 13.2kV | 13.2kV | 13.2kV | 7.4902 | 7.1477 | 7.4217 | 12.1031 | 12.1031 | 12.1031 | 61.89% | 59.06% | 61.32% | 60.75% | Y | N | N
| 1843 | WMECO | NORTHERN | HADLEY | Gunn_15A | 15A | 15A-2X | EASTHAMPTON | D | 15A5 | EASTHAMPTON | 23kV | 23 | 23 | 6.54 | 6 | 20.7 | 18.2 | 18.2 | 18.3 | 35.93% | 32.97% | 113.1% | 60.67% | Y | N | N
| 3 | NSTAR | Central | Boston | Roslindale | 13 | 14A | Roslindale | D | 1305 | WRX | 4.16kV | 4.16kV | 4.16kV | 1.6697 | 1.5761 | 1.4681 | 2.5908 | 2.5908 | 2.5908 | 64.44% | 60.83% | 56.67% | 60.65% | Y | N | N
| 940 | NSTAR | South | New Bedford | Industrial Park | 636 | 111 | N. Bedford | D | 2-106-161 | NEB | 13.2kV | 13.2kV | 13.2kV | 2.923 | 3.0372 | 3.5853 | 5.2523 | 5.2523 | 5.2523 | 55.65% | 57.83% | 68.26% | 60.58% | Y | N | N
| 1749 | NSTAR | West | Waltham | Trapelo Road | 450 | 110A | Waltham | D | 450-H6 | LEX,WAL | 13.8kV | 13.8kV | 13.8kV | 1.1937 | 10.4091 | 9.4302 | 11.5789 | 11.5789 | 11.5789 | 10.31% | 89.9% | 81.44% | 60.55% | Y | N | N
| 541 | NSTAR | Central | Boston | Lagrange St | 443 | 24AB | W. Roxbury | D | 443-02 | NEW,WRX | 4.16kV | 4.16kV | 4.16kV | 1.5617 | 2.5765 | 1.4178 | 3.0586 | 3.0586 | 3.0586 | 51.06% | 84.24% | 46.35% | 60.55% | Y | N | N
| 602 | NSTAR | Central | Somerville | READING | READING | READING | Woburn | D | 4W5-H1 | WOB | 13.8kV | 13.8kV | 13.8kV | 1.886 | 2.0293 | 2.1487 | 3.3424 | 3.3424 | 3.3424 | 56.43% | 60.71% | 64.29% | 60.48% | Y | N | N
| 355 | NSTAR | Central | Boston | Mattapan | 311 | 110B | Mattapan | D | 311-11 | MIT | 4.16kV | 4.16kV | 4.16kV | 1.5761 | 1.5617 | 1.5617 | 2.5908 | 2.5908 | 2.5908 | 60.83% | 60.28% | 60.28% | 60.46% | Y | N | N
| 216 | NSTAR | Central | Somerville | Woburn | 211 | 110A | Woburn | D | 211-H4 | WIN | 13.8kV | 13.8kV | 13.8kV | 3.6288 | 4.4167 | 4.5122 | 6.9235 | 6.9235 | 6.9235 | 52.41% | 63.79% | 65.17% | 60.46% | Y | N | N
| 653 | NSTAR | Central | Boston | Brighton | 329 | 110B | Brighton | D | 543-158 | BRI | 13.8kV | 13.8kV | 13.8kV | 5.8491 | 4.5122 | 4.7748 | 8.3559 | 8.3559 | 8.3559 | 70% | 54% | 57.14% | 60.38% | Y | N | N
| 2025 | WMECO | SOUTHERN | SPRINGFIELD | Orchard_27A | 27A | 27A-1X | SPRINGFIELD | D | 27A7 | LUDLOW | 13.8kV | 13.8 | 13.8 | 3.5 | 3.5 | 12 | 10.5 | 10.5 | 10.5 | 33.33% | 33.33% | 114.3% | 60.32% | Y | N | N
| 608 | NSTAR | Central | Boston | Havard Court | 506 | 14B | Brookline | D | 506-07 | BKL | 4.16kV | 4.16kV | 4.16kV | 1.4178 | 1.6912 | 1.1875 | 2.3749 | 2.3749 | 2.3749 | 59.7% | 71.21% | 50% | 60.3% | Y | N | N
| 1838 | WMECO | NORTHERN | PITTSFIELD | Partridge_15E | 15E | 15E-1X | PITTSFIELD | D | 15E3 | PITTSFIELD | 23 | 23 | 23 | 8 | 2.9 | 17.5 | 15.7 | 15.7 | 15.7 | 50.96% | 18.47% | 111.5% | 60.3% | Y | N | N
| 563 | NSTAR | Central | Boston | Rockingham Ave | 468 | 24AB | W. Roxbury | D | 468-07 | WRX | 4.16kV | 4.16kV | 4.16kV | 2.1374 | 2.159 | 1.2163 | 3.0586 | 3.0586 | 3.0586 | 69.88% | 70.59% | 39.76% | 60.08% | Y | N | N
| 1416 | NSTAR | South | Cape & Vineyard | Wellfleet Sub | 976 | 2 | Wellfleet | D | 4-96-96 | WLF | 22.8kV | 22.8kV | 22.8kV | 22.6803 | 21.0631 | 22.0098 | 36.4857 | 36.4857 | 36.4857 | 62.16% | 57.73% | 60.32% | 60.07% | Y | N | N
| 798 | NSTAR | Central | Somerville | Putnam | 831 | 110A | Cambridge | D | 831-1321 | CAM | 13.8kV | 13.8kV | 13.8kV | 7.5681 | 7.3293 | 5.9685 | 11.5789 | 11.5789 | 11.5789 | 65.36% | 63.3% | 51.55% | 60.07% | Y | N | N
| 1077 | NSTAR | South | New Bedford | Hathaway St. | 617 | N | New Bedford | D | 2-87-140 | NEB | 3.74kV | 3.74kV | 3.74kV | 0.54997 | 1.8246 | 0.95759 | 1.8505 | 1.8505 | 1.8505 | 29.72% | 98.6% | 51.75% | 60.02% | Y | N | N
| 1777 | NSTAR | West | Waltham | Arsenal Street | 467 | 110B | Watertown | D | 467-H7 | WAT | 13.8kV | 13.8kV | 13.8kV | 3.9392 | 5.1807 | 4.2018 | 7.4009 | 7.4009 | 7.4009 | 53.23% | 70% | 56.77% | 60% | Y | N | N
| 1489 | NSTAR | West | Walpole | Stone Street | 26 | 14B | Walpole | D | 2606 | WLP | 4.16kV | 4.16kV | 4.16kV | 0.99316 | 1.1227 | 1.1227 | 1.7992 | 1.7992 | 1.7992 | 55.2% | 62.4% | 62.4% | 60% | Y | N | N
| 1708 | NSTAR | West | Waltham | Burlington | 391 | 110B | Burlington | D | 391-H15 | BUR,WOB | 13.8kV | 13.8kV | 13.8kV | 6.9235 | 8.3082 | 5.8014 | 11.6983 | 11.6983 | 11.6983 | 59.18% | 71.02% | 49.59% | 59.93% | Y | N | N
| 487 | NSTAR | Central | Boston | K Street | 385 | 110A | South Boston | D | 385-H17 | SOB BDT | 13.8kV | 13.8kV | 13.8kV | 4.1541 | 5.3955 | 5.8969 | 8.5946 | 8.5946 | 8.5946 | 48.33% | 62.78% | 68.61% | 59.91% | Y | N | N
| 106 | NSTAR | Central | Boston | Andrew Sq | 106 | 110A | South Boston | D | 106-H4 | BKL,BRI,ROX | 13.8kV | 13.8kV | 13.8kV | 5.3478 | 5.1807 | 4.918 | 8.5946 | 8.5946 | 8.5946 | 62.22% | 60.28% | 57.22% | 59.91% | Y | N | N
| 1065 | NSTAR | South | New Bedford | Belleville Ave. | 680 | 1 | N. Bedford | D | 2-84-133 | NEB | 3.74kV | 3.74kV | 3.74kV | 0.97053 | 0.97053 | 1.3846 | 1.8505 | 1.8505 | 1.8505 | 52.45% | 52.45% | 74.83% | 59.91% | Y | N | N
| 1796 | NSTAR | West | Walpole | Canton | 470 | 110A | Canton | D | 470-H8 | CAN | 13.8kV | 13.8kV | 13.8kV | 8.0455 | 6.4937 | 6.255 | 11.5789 | 11.5789 | 11.5789 | 69.48% | 56.08% | 54.02% | 59.86% | Y | N | N
| 999 | NSTAR | South | New Bedford | Cross Rd. | 651 | 109 | Dartmouth | D | 2-533-533 | DAR | 13.2kV | 13.2kV | 13.2kV | 10.8243 | 0 | 10.2762 | 11.7605 | 11.7605 | 11.7605 | 92.04% | 0% | 87.38% | 59.81% | Y | N | N
| 463 | NSTAR | Central | Somerville | Dragon Court | 375 | 110C | Woburn | D | 375-H11 | WOB | 13.8kV | 13.8kV | 13.8kV | 4.8464 | 9.86 | 10.5523 | 14.0857 | 14.0857 | 14.0857 | 34.41% | 70% | 74.92% | 59.77% | Y | N | N
| 1815 | NSTAR | West | Waltham | Hartwell Avenue | 533 | 110A | Lexington | D | 533-H2 | BED,LEX,WOB | 13.8kV | 13.8kV | 13.8kV | 5.0852 | 6.2311 | 7.0906 | 10.2658 | 10.2658 | 10.2658 | 49.53% | 60.7% | 69.07% | 59.77% | Y | N | N
| 937 | NSTAR | South | New Bedford | Church St. | 684 | 1 | N. Bedford | D | 2-105-146 | NEB | 3.74kV | 3.74kV | 3.74kV | 1.4623 | 1.514 | 1.5011 | 2.4975 | 2.4975 | 2.4975 | 58.55% | 60.62% | 60.1% | 59.76% | Y | N | N
| 535 | NSTAR | Central | Boston | Cummins Hwy | 441 | 14B | Roslindale | D | 441-03 | HYP,WRX | 4.16kV | 4.16kV | 4.16kV | 1.6049 | 1.5185 | 1.5185 | 2.5908 | 2.5908 | 2.5908 | 61.94% | 58.61% | 58.61% | 59.72% | Y | N | N
| 1837 | WMECO | NORTHERN | PITTSFIELD | Partridge_15E | 15E | 15E-1X | PITTSFIELD | D | 15E2 | PITTSFIELD | 23 | 23 | 23 | 7 | 3.6 | 17.5 | 15.7 | 15.7 | 15.7 | 44.59% | 22.93% | 111.5% | 59.66% | Y | N | N
| 464 | NSTAR | Central | Somerville | Dragon Court | 375 | 110A | Woburn | D | 375-H12 | WOB | 13.8kV | 13.8kV | 13.8kV | 8.9766 | 7.7352 | 8.4753 | 14.0857 | 14.0857 | 14.0857 | 63.73% | 54.92% | 60.17% | 59.6% | Y | N | N
| 601 | NSTAR | Central | Boston | Hyde Park | 496 | 110B | Hyde Park | D | 496-H8 | DOR HYP WRX | 13.8kV | 13.8kV | 13.8kV | 6.446 | 8.1649 | 6.0879 | 11.5789 | 11.5789 | 11.5789 | 55.67% | 70.52% | 52.58% | 59.59% | Y | N | N
| 1791 | NSTAR | West | Walpole | Canton | 470 | 110B | Canton | D | 470-H3 | CAN,SHA | 13.8kV | 13.8kV | 13.8kV | 5.4194 | 4.8464 | 5.3 | 8.714 | 8.714 | 8.714 | 62.19% | 55.62% | 60.82% | 59.54% | Y | N | N
| 1630 | NSTAR | West | Waltham | Elliot Street | 292 | 110B | Newton | D | 292-H2 | NEW | 13.8kV | 13.8kV | 13.8kV | 6.9951 | 6.6608 | 7.2099 | 11.6983 | 11.6983 | 11.6983 | 59.8% | 56.94% | 61.63% | 59.46% | Y | N | N
| 294 | NSTAR | Central | Boston | Washington St | 284 | 110B | Jamaica Plain | D | 284-06 | WRX | 4.16kV | 4.16kV | 4.16kV | 1.7992 | 1.4106 | 1.4106 | 2.5908 | 2.5908 | 2.5908 | 69.44% | 54.44% | 54.44% | 59.44% | Y | N | N
| 1104 | NSTAR | South | Plymouth | Newfield Sub | 736 | 2 | Plymouth | D | 3-12-28J3 | PLY | 4.16kV | 4.16kV | 4.16kV | 2.303 | 2.231 | 2.267 | 3.8143 | 3.8143 | 3.8143 | 60.38% | 58.49% | 59.43% | 59.43% | Y | N | N
| 406 | NSTAR | Central | Somerville | Main St | 325 | 14B | Woburn | D | 325-04 | WOB | 4.16kV | 4.16kV | 4.16kV | 1.1155 | 1.1155 | 1.2307 | 1.9431 | 1.9431 | 1.9431 | 57.41% | 57.41% | 63.33% | 59.38% | Y | N | N
| 439 | NSTAR | Central | Boston | Colburn St | 350 | 110D | Boston | D | 350-H2 | BDT BKL WRX | 13.8kV | 13.8kV | 13.8kV | 7.1622 | 6.5415 | 6.9235 | 11.5789 | 11.5789 | 11.5789 | 61.86% | 56.49% | 59.79% | 59.38% | Y | N | N
| 1801 | NSTAR | West | Southboro | Sherborn | 274 | 110A | Sherborn | D | 519-175H1 | ASH HOK FRA | 13.8kV | 13.8kV | 13.8kV | 8.5946 | 6.064 | 6.1595 | 11.6983 | 11.6983 | 11.6983 | 73.47% | 51.84% | 52.65% | 59.32% | Y | N | N
| 154 | NSTAR | Central | Boston | Humboldt Ave | 143 | 14AB | Roxbury | D | 143-04 | ROX | 4.16kV | 4.16kV | 4.16kV | 0.84922 | 0.92119 | 1.2307 | 1.6912 | 1.6912 | 1.6912 | 50.21% | 54.47% | 72.77% | 59.15% | Y | N | N
| 597 | NSTAR | Central | Boston | Hyde Park | 496 | 110B | Hyde Park | D | 496-H4 | WRX BKL | 13.8kV | 13.8kV | 13.8kV | 7.6397 | 6.446 | 6.446 | 11.5789 | 11.5789 | 11.5789 | 65.98% | 55.67% | 55.67% | 59.11% | Y | N | N
| 1195 | NSTAR | South | Plymouth | Onset Sub | 751 | 1 | Wareham | D | 3-84-13J1 | WAR | 4.16kV | 4.16kV | 4.16kV | 1.3386 | 1.1515 | 1.0795 | 2.0151 | 2.0151 | 2.0151 | 66.43% | 57.14% | 53.57% | 59.05% | Y | N | N
| 468 | NSTAR | Central | Somerville | Dragon Court | 375 | 110B | Woburn | D | 375-H4 | WOB | 13.8kV | 13.8kV | 13.8kV | 6.7563 | 8.2127 | 5.7059 | 11.6983 | 11.6983 | 11.6983 | 57.76% | 70.2% | 48.78% | 58.91% | Y | N | N
| 2014 | WMECO | SOUTHERN | SPRINGFIELD | Orchard_27A | 27A | 27A-2X | SPRINGFIELD | D | 27A10 | LUDLOW | 13.8kV | 13.8 | 13.8 | 2.6 | 2.5 | 7.8 | 7.3 | 7.3 | 7.3 | 35.62% | 34.25% | 106.8% | 58.9% | Y | N | N
| 2065 | WMECO | SOUTHERN | SPRINGFIELD | West_Springfield_8C | 8C | 8C-1X,8C-2X | WEST SPRINGFIELD | D | 8C12 | WEST SPRINGFIELD | 13.8kV | 13.8 | 13.8 | 2.4 | 1.5 | 12 | 9 | 9 | 9 | 26.67% | 16.67% | 133.3% | 58.89% | Y | N | N
| 1921 | WMECO | NORTHERN | HADLEY | Cumberland_22B | 22B | 22B-1X | GREENFIELD | D | 22B2 | GREENFIELD | 13.8kV | 13.8 | 13.8 | 3.73 | 3.3 | 12.4 | 11 | 11 | 11 | 33.91% | 30% | 112.7% | 58.88% | Y | N | N
| 1741 | NSTAR | West | Southboro | Speen Street | 433 | 110B | Framingham | D | 433-H7 | FRA,NAT | 13.8kV | 13.8kV | 13.8kV | 7.0906 | 8.8095 | 4.7509 | 11.6983 | 11.6983 | 11.6983 | 60.61% | 75.31% | 40.61% | 58.84% | Y | N | N
| 407 | NSTAR | Central | Somerville | Main St | 325 | 14A | Woburn | D | 325-05 | WOB | 4.16kV | 4.16kV | 4.16kV | 1.1011 | 1.1155 | 1.2091 | 1.9431 | 1.9431 | 1.9431 | 56.67% | 57.41% | 62.22% | 58.77% | Y | N | N
| 963 | NSTAR | South | New Bedford | Wing Lane | 624 | 1 | Acushnet | D | 2-240-207 | FRH | 13.2kV | 13.2kV | 13.2kV | 2.8545 | 3.5624 | 2.8317 | 5.2523 | 5.2523 | 5.2523 | 54.35% | 67.83% | 53.91% | 58.7% | Y | N | N
| 453 | NSTAR | Central | Boston | Brighton | 329 | 110B | Brighton | D | 36-51 | BRI | 13.8kV | 13.8kV | 13.8kV | 6.9951 | 6.4937 | 6.8757 | 11.5789 | 11.5789 | 11.5789 | 60.41% | 56.08% | 59.38% | 58.63% | Y | N | N
| 1938 | WMECO | NORTHERN | HADLEY | Shelburne_29R | 29R | 29R-1X | SHELBURNE | D | 29R1 | SHELBURNE | 13.8kV | 13.8 | 13.8 | 2.4 | 2.4 | 11 | 9 | 9 | 9 | 26.67% | 26.67% | 122.2% | 58.52% | Y | N | N
| 1899 | WMECO | NORTHERN | PITTSFIELD | Blandford_19J | 19J | 19J-2X | BLANDFORD | D | 19J5 | BLANDFORD | 23kV | 23 | 23 | 4.1 | 4.1 | 17.9 | 14.8 | 14.8 | 14.9 | 27.7% | 27.7% | 120.1% | 58.51% | Y | N | N
| 17 | NSTAR | Central | Somerville | Willow St | 16 | 14B | Somerville | D | 1608 | SOM | 4.16kV | 4.16kV | 4.16kV | 1.389 | 2.0799 | 1.3314 | 2.7348 | 2.7348 | 2.7348 | 50.79% | 76.05% | 48.68% | 58.51% | Y | N | N
| 880 | NSTAR | South | New Bedford | Durfee St. | 686 | 1 | New Bedford | D | 2-8-36 | NEB | 3.74kV | 3.74kV | 3.74kV | 1.1193 | 1.0288 | 1.0999 | 1.8505 | 1.8505 | 1.8505 | 60.49% | 55.59% | 59.44% | 58.51% | Y | N | N
| 461 | NSTAR | Central | Somerville | Dragon Court | 375 | 110C | Woburn | D | 375-H1 | WOB | 13.8kV | 13.8kV | 13.8kV | 8.9527 | 5.8969 | 5.6104 | 11.6983 | 11.6983 | 11.6983 | 76.53% | 50.41% | 47.96% | 58.3% | Y | N | N
| 1262 | NSTAR | South | Cape & Vineyard | Hatchville Sub | 936 | 1 | Falmouth | D | 4-77A-450 | MAS | 22.8kV | 22.8kV | 22.8kV | 5.0488 | 6.4688 | 4.3388 | 9.0721 | 9.0721 | 9.0721 | 55.65% | 71.3% | 47.83% | 58.26% | Y | N | N
| 12 | NSTAR | Central | Somerville | Willow St | 16 | 14A | Somerville | D | 1603 | SOM | 4.16kV | 4.16kV | 4.16kV | 1.6049 | 1.4178 | 1.756 | 2.7348 | 2.7348 | 2.7348 | 58.68% | 51.84% | 64.21% | 58.25% | Y | N | N
| 451 | NSTAR | Central | Boston | Brook Rd | 362 | 14B | Milton | D | 362-05 | MIT | 4.16kV | 4.16kV | 4.16kV | 3.037 | 3.0586 | 0 | 3.4904 | 3.4904 | 3.4904 | 87.01% | 87.63% | 0% | 58.21% | Y | N | N
| 166 | NSTAR | Central | Boston | Andrew Sq | 106 | 110D | South Boston | D | 143-151H1 | ROX | 13.8kV | 13.8kV | 13.8kV | 5.8253 | 5.7536 | 5.7059 | 9.9077 | 9.9077 | 9.9077 | 58.8% | 58.07% | 57.59% | 58.15% | Y | N | N
| 1677 | NSTAR | West | Walpole | Hyde Park | 496 | 110A | Hyde Park | D | 344-1413H1 | DED,HYP,WWO | 13.8kV | 13.8kV | 13.8kV | 7.4726 | 3.7482 | 7.7113 | 10.8627 | 10.8627 | 10.8627 | 68.79% | 34.51% | 70.99% | 58.1% | Y | N | N
| 1546 | NSTAR | West | Waltham | Needham | 148 | 14A & 14B | Needham | D | 148-03 | NEE | 4.16kV | 4.16kV | 4.16kV | 1.6265 | 1.2522 | 1.2594 | 2.3749 | 2.3749 | 2.3749 | 68.48% | 52.73% | 53.03% | 58.08% | Y | N | N
| 1512 | NSTAR | West | Waltham | Grant Street | 34 | 14C | Lexington | D | 3404 | LEX | 4.16kV | 4.16kV | 4.16kV | 1.0795 | 1.0219 | 1.0291 | 1.7992 | 1.7992 | 1.7992 | 60% | 56.8% | 57.2% | 58% | Y | N | N
| 1505 | NSTAR | West | Waltham | Pine Street | 33 | 14F | Waltham | D | 3312 | WAL | 4.16kV | 4.16kV | 4.16kV | 0.82763 | 0.77006 | 1.0939 | 1.5473 | 1.5473 | 1.5473 | 53.49% | 49.77% | 70.7% | 57.98% | Y | N | N
| 537 | NSTAR | Central | Boston | Cummins Hwy | 441 | 14A | Roslindale | D | 441-06 | HYP,MIT,WRX | 4.16kV | 4.16kV | 4.16kV | 1.5545 | 1.4753 | 1.4753 | 2.5908 | 2.5908 | 2.5908 | 60% | 56.94% | 56.94% | 57.96% | Y | N | N
| 81 | NSTAR | Central | Boston | Pingree St | 60 | 14AB | Hyde Park | D | 6006 | HYP | 4.16kV | 4.16kV | 4.16kV | 1.2522 | 1.2091 | 1.2235 | 2.1231 | 2.1231 | 2.1231 | 58.98% | 56.95% | 57.63% | 57.85% | Y | N | N
| 2007 | WMECO | SOUTHERN | SPRINGFIELD | Franconia_22H | 22H | 22H-2X | LONGMEADOW | D | 22H12 | LONGMEADOW | 13.8kV | 13.8 | 13.8 | 3.5 | 3.7 | 13.1 | 11.7 | 11.7 | 11.7 | 29.91% | 31.62% | 112% | 57.83% | Y | N | N
| 1541 | NSTAR | West | Walpole | South Street | 146 | 110C | Walpole | D | 146-H7 | SHA | 13.8kV | 13.8kV | 13.8kV | 5.2045 | 4.4167 | 4.8703 | 8.3559 | 8.3559 | 8.3559 | 62.29% | 52.86% | 58.29% | 57.81% | Y | N | N
| 1949 | WMECO | NORTHERN | HADLEY | Ashfield_38A | 38A | 38A-1X | ASHFIELD | D | 38A1 | ASHFIELD | 23kV | 23 | 23 | 6.91 | 1.9 | 12 | 12 | 12 | 12 | 57.58% | 15.83% | 100% | 57.81% | Y | N | N
| 1924 | WMECO | NORTHERN | HADLEY | Cumberland_22B | 22B | 22B-2X | GREENFIELD | D | 22B5 | GREENFIELD | 13.8kV | 13.8 | 13.8 | 2.22 | 2.1 | 9.2 | 7.8 | 7.8 | 7.8 | 28.46% | 26.92% | 117.9% | 57.78% | Y | N | N
| 683 | NSTAR | Central | Somerville | Woburn | 211 | 110A | Woburn | D | 59-1383H1 | ARL SOM | 13.8kV | 13.8kV | 13.8kV | 4.7271 | 4.6077 | 5.1329 | 8.3559 | 8.3559 | 8.3559 | 56.57% | 55.14% | 61.43% | 57.71% | Y | N | N
| 881 | NSTAR | South | New Bedford | Bolton St. | 681 | 1 | New Bedford | D | 2-6-39 | NEB | 3.74kV | 3.74kV | 3.74kV | 1.197 | 0.90583 | 1.0999 | 1.8505 | 1.8505 | 1.8505 | 64.69% | 48.95% | 59.44% | 57.69% | Y | N | N
| 1054 | NSTAR | South | New Bedford | Highland St. | 688 | 1 | New Bedford | D | 2-80-402 | NEB | 3.74kV | 3.74kV | 3.74kV | 1.2293 | 1.2293 | 1.4687 | 2.271 | 2.271 | 2.271 | 54.13% | 54.13% | 64.67% | 57.64% | Y | N | N
| 826 | NSTAR | Central | Somerville | East Camb | 875 | 110A | Cambridge | D | 875-1330 | CAM | 13.8kV | 13.8kV | 13.8kV | 7.7113 | 8.4514 | 3.8437 | 11.5789 | 11.5789 | 11.5789 | 66.6% | 72.99% | 33.2% | 57.59% | Y | N | N
| 833 | NSTAR | Central | Somerville | East Camb | 875 | 110D | Cambridge | D | 875-1367 | CAM | 13.8kV | 13.8kV | 13.8kV | 5.0135 | 8.7379 | 6.255 | 11.5789 | 11.5789 | 11.5789 | 43.3% | 75.46% | 54.02% | 57.59% | Y | N | N
| 1377 | NSTAR | South | Cape & Vineyard | Harwich Sub | 968 | 1 | Harwich | D | 4-92B-583 | DEN | 22.8kV | 22.8kV | 22.8kV | 3.5894 | 8.441 | 3.6288 | 9.0721 | 9.0721 | 9.0721 | 39.57% | 93.04% | 40% | 57.54% | Y | N | N
| 1464 | NSTAR | West | Walpole | Dedham | 20 | 14G | Dedham | D | 2004 | DED | 4.16kV | 4.16kV | 4.16kV | 1.3242 | 1.3314 | 1.1947 | 2.231 | 2.231 | 2.231 | 59.35% | 59.68% | 53.55% | 57.53% | Y | N | N
| 495 | NSTAR | Central | Boston | K Street | 385 | 110A | South Boston | D | 385-H4 | SOB | 13.8kV | 13.8kV | 13.8kV | 3.7243 | 3.7482 | 4.6793 | 7.0428 | 7.0428 | 7.0428 | 52.88% | 53.22% | 66.44% | 57.51% | Y | N | N
| 1832 | NSTAR | West | Walpole | Medway | 65 | 110B | Medway | D | 65-H7 | MDW,HOL,HOP,ASH | 13.8kV | 13.8kV | 13.8kV | 3.7005 | 12.5816 | 3.8915 | 11.6983 | 11.6983 | 11.6983 | 31.63% | 107.6% | 33.27% | 57.48% | Y | N | N
| 485 | NSTAR | Central | Boston | K Street | 385 | 110D | South Boston | D | 385-H15 | BOS SOB | 13.8kV | 13.8kV | 13.8kV | 4.0825 | 4.3212 | 6.3744 | 8.5946 | 8.5946 | 8.5946 | 47.5% | 50.28% | 74.17% | 57.31% | Y | N | N
| 210 | NSTAR | Central | Somerville | Woburn | 211 | 110B | Woburn | D | 211-H13 | WIN | 13.8kV | 13.8kV | 13.8kV | 7.6397 | 5.7059 | 6.7325 | 11.6983 | 11.6983 | 11.6983 | 65.31% | 48.78% | 57.55% | 57.21% | Y | N | N
| 57 | NSTAR | Central | Boston | Kenmore | 49 | 14B | Boston | D | 4911 | BKL | 4.16kV | 4.16kV | 4.16kV | 0.97157 | 1.281 | 1.0795 | 1.9431 | 1.9431 | 1.9431 | 50% | 65.93% | 55.56% | 57.16% | Y | N | N
| 1144 | NSTAR | South | Plymouth | Marshfield Sub | 739 | 1 | Marshfield | D | 3-24A-24A | MAF | 22.8kV | 22.8kV | 22.8kV | 13.3715 | 11.2415 | 11.8332 | 21.2998 | 21.2998 | 21.2998 | 62.78% | 52.78% | 55.56% | 57.04% | Y | N | N
| 1870 | WMECO | NORTHERN | HADLEY | Podick_18G | 18G | 18G-7X,18G-8X | AMHERST | D | 18G3 | AMHERST | 13.8kV | 13.8 | 13.8 | 4 | 3.6 | 14.3 | 12.8 | 12.8 | 12.8 | 31.25% | 28.12% | 111.7% | 57.03% | Y | N | N
| 9 | NSTAR | Central | Boston | Roslindale | 13 | 14C | Roslindale | D | 1311 | WRX | 4.16kV | 4.16kV | 4.16kV | 1.6625 | 1.5257 | 1.6121 | 2.8068 | 2.8068 | 2.8068 | 59.23% | 54.36% | 57.44% | 57.01% | Y | N | N
| 11 | NSTAR | Central | Somerville | Willow St | 16 | 14A | Somerville | D | 1601 | SOM | 4.16kV | 4.16kV | 4.16kV | 1.6553 | 1.4897 | 1.8352 | 2.9147 | 2.9147 | 2.9147 | 56.79% | 51.11% | 62.96% | 56.95% | Y | N | N
| 417 | NSTAR | Central | Boston | Brighton | 329 | 110B | Brighton | D | 329-H4 | BRI,BKL | 13.8kV | 13.8kV | 13.8kV | 5.0135 | 4.4883 | 4.7748 | 8.3559 | 8.3559 | 8.3559 | 60% | 53.71% | 57.14% | 56.95% | Y | N | N
| 941 | NSTAR | South | New Bedford | Industrial Park | 636 | 111 | N. Bedford | D | 2-107-107 | NEB | 13.2kV | 13.2kV | 13.2kV | 6.6453 | 5.8003 | 8.221 | 12.1031 | 12.1031 | 12.1031 | 54.91% | 47.92% | 67.92% | 56.92% | Y | N | N
| 680 | NSTAR | Central | Somerville | Mystic Station | 250 | 110A | Charlestown | D | 585-114H3 | SOM | 13.8kV | 13.8kV | 13.8kV | 6.1595 | 7.6397 | 5.9685 | 11.5789 | 11.5789 | 11.5789 | 53.2% | 65.98% | 51.55% | 56.91% | Y | N | N
| 1239 | NSTAR | South | Cape & Vineyard | Hyannis Junction | 961 | 3 | Barnstable | D | 4-63-63 | BAR | 22.8kV | 22.8kV | 22.8kV | 16.2509 | 14.8704 | 16.4876 | 27.8869 | 27.8869 | 27.8869 | 58.27% | 53.32% | 59.12% | 56.91% | Y | N | N
| 997 | NSTAR | South | New Bedford | Cross Rd. | 651 | 109 | Dartmouth | D | 2-533-503 | DAR | 13.2kV | 13.2kV | 13.2kV | 6.8736 | 6.3256 | 6.8736 | 11.7605 | 11.7605 | 11.7605 | 58.45% | 53.79% | 58.45% | 56.89% | Y | N | N
| 1519 | NSTAR | West | Waltham | Spring Street | 124 | 14B | Watertown | D | 124-03 | NEW,WAT | 4.16kV | 4.16kV | 4.16kV | 1.0219 | 0.93558 | 1.1083 | 1.7992 | 1.7992 | 1.7992 | 56.8% | 52% | 61.6% | 56.8% | Y | N | N
| 1334 | NSTAR | South | Cape & Vineyard | Harwich Sub | 968 | 1 | Harwich | D | 4-89A-89A | HAR | 22.8kV | 22.8kV | 22.8kV | 20.9448 | 19.367 | 19.367 | 35.0263 | 35.0263 | 35.0263 | 59.8% | 55.29% | 55.29% | 56.79% | Y | N | N
| 171 | NSTAR | Central | Somerville | Willoughby St | 488 | 110C | Chelsea | D | 14-99H1 | CHE | 13.8kV | 13.8kV | 13.8kV | 2.6261 | 2.6261 | 0.83559 | 3.5811 | 3.5811 | 3.5811 | 73.33% | 73.33% | 23.33% | 56.67% | Y | N | N
| 1867 | WMECO | NORTHERN | PITTSFIELD | Berkshire_18C | 18C | 18C-4X | HINSDALE | D | 18C2 | HINSDALE | 23kV | 23 | 23 | 3.5 | 5.6 | 17.5 | 15.6 | 15.6 | 15.7 | 22.44% | 35.9% | 111.5% | 56.6% | Y | N | N
| 1744 | NSTAR | West | Waltham | Trapelo Road | 450 | 110A | Waltham | D | 450-H1 | WAL | 13.8kV | 13.8kV | 13.8kV | 6.637 | 6.1356 | 7.0667 | 11.6983 | 11.6983 | 11.6983 | 56.73% | 52.45% | 60.41% | 56.53% | Y | N | N
| 1469 | NSTAR | West | Walpole | Dedham | 20 | 14F | Dedham | D | 2009 | DED | 4.16kV | 4.16kV | 4.16kV | 1.2882 | 1.2954 | 1.1371 | 2.195 | 2.195 | 2.195 | 58.69% | 59.02% | 51.8% | 56.5% | Y | N | N
| 151 | NSTAR | Central | Boston | Humboldt Ave | 143 | 14AB | Roxbury | D | 143-01 | ROX | 4.16kV | 4.16kV | 4.16kV | 1.4322 | 1.317 | 1.6409 | 2.5908 | 2.5908 | 2.5908 | 55.28% | 50.83% | 63.33% | 56.48% | Y | N | N
| 934 | NSTAR | South | New Bedford | Industrial Park | 636 | 112 | N. Bedford | D | 2-103-103 | NEB | 13.2kV | 13.2kV | 13.2kV | 6.4626 | 6.6681 | 7.376 | 12.1031 | 12.1031 | 12.1031 | 53.4% | 55.09% | 60.94% | 56.48% | Y | N | N
| 1604 | NSTAR | West | Waltham | Arsenal Street | 467 | 110B | Watertown | D | 277-1367XYH | WAL | 13.8kV | 13.8kV | 13.8kV | 0.71622 | 4.2734 | 4.918 | 5.8491 | 5.8491 | 5.8491 | 12.24% | 73.06% | 84.08% | 56.46% | Y | N | N
| 717 | NSTAR | Central | Somerville | Putnam | 817 | 14A | Cambridge | D | 817-08 | CAM | 4.16kV | 4.16kV | 4.16kV | 1.6912 | 1.6912 | 1.3674 | 2.8068 | 2.8068 | 2.8068 | 60.26% | 60.26% | 48.72% | 56.41% | Y | N | N
| 1053 | NSTAR | South | New Bedford | Highland St. | 688 | 1 | New Bedford | D | 2-80-401 | NEB | 3.74kV | 3.74kV | 3.74kV | 1.1711 | 1.197 | 1.4752 | 2.271 | 2.271 | 2.271 | 51.57% | 52.71% | 64.96% | 56.41% | Y | N | N
| 1888 | WMECO | NORTHERN | HADLEY | Midway_19B | 19B | 19B-2X,19B-3X | EASTHAMPTON | D | 19B16 | EASTHAMPTON | 13.8kV | 13.8 | 13.8 | 2.1 | 1.9 | 9.2 | 7.8 | 7.8 | 7.8 | 26.92% | 24.36% | 117.9% | 56.41% | Y | N | N
| 761 | NSTAR | Central | Somerville | Edmunds | 826 | 14A | Cambridge | D | 826-25 | CAM | 4.16kV | 4.16kV | 4.16kV | 1.5833 | 1.5041 | 1.6553 | 2.8068 | 2.8068 | 2.8068 | 56.41% | 53.59% | 58.97% | 56.32% | Y | N | N
| 1851 | WMECO | NORTHERN | PITTSFIELD | Woodland_Rd_17G | 17G | 17G-1X,17G-2X | LEE | D | 17G1 | PITTSFIELD | 23kV | 23 | 23 | 4.8 | 2.8 | 17.5 | 14.8 | 14.8 | 14.9 | 32.43% | 18.92% | 117.4% | 56.27% | Y | N | N
| 1731 | NSTAR | West | Southboro | Speen Street | 433 | 110B | Framingham | D | 433-H11 | FRA,NAT | 13.8kV | 13.8kV | 13.8kV | 6.1117 | 6.9712 | 6.637 | 11.6983 | 11.6983 | 11.6983 | 52.24% | 59.59% | 56.73% | 56.19% | Y | N | N
| 1987 | WMECO | SOUTHERN | SPRINGFIELD | Piper_21N | 21N | 21N-2X | WEST SPRINGFIELD | D | 21N7 | WEST SPRINGFIELD | 13.8kV | 13.8 | 13.8 | 4.8 | 4.5 | 14.3 | 14 | 14 | 14 | 34.29% | 32.14% | 102.1% | 56.19% | Y | N | N
| 1401 | NSTAR | South | Cape & Vineyard | Harwich Sub | 968 | 2 | Harwich | D | 4-95A-95A | HAR | 22.8kV | 22.8kV | 22.8kV | 20.8264 | 19.4064 | 21.2603 | 36.4857 | 36.4857 | 36.4857 | 57.08% | 53.19% | 58.27% | 56.18% | Y | Y | N
| 1646 | NSTAR | West | Waltham | Auburn Street | 316 | 17-1355H | Newton | D | 316-05 | NEW | 4.16kV | 4.16kV | 4.16kV | 1.6553 | 1.6553 | 1.0507 | 2.5908 | 2.5908 | 2.5908 | 63.89% | 63.89% | 40.56% | 56.11% | Y | N | N
| 1963 | WMECO | SOUTHERN | SPRINGFIELD | Agawam_16C | 16C | 16C-6X | AGAWAM | D | 16C15 | AGAWAM | 13.8kV | 13.8 | 13.8 | 4.1 | 4.1 | 12 | 12 | 12 | 12 | 34.17% | 34.17% | 100% | 56.11% | Y | N | N
| 304 | NSTAR | Central | Somerville | Mystic Station | 250 | 110B | Charlestown | D | 286-1322H | CHT EVE SOM | 13.8kV | 13.8kV | 13.8kV | 4.7271 | 4.7271 | 4.5838 | 8.3559 | 8.3559 | 8.3559 | 56.57% | 56.57% | 54.86% | 56% | Y | N | N
| 1690 | NSTAR | West | Waltham | Jackson Street | 369 | 292-215 | Newton | D | 369-06 | NEW | 4.16kV | 4.16kV | 4.16kV | 1.0795 | 1.0795 | 1.0795 | 1.9431 | 1.9431 | 1.9431 | 55.56% | 55.56% | 55.56% | 55.56% | Y | N | N
| 1974 | WMECO | SOUTHERN | SPRINGFIELD | Breckwood_20A | 20A | 20A-1X | SPRINGFIELD | D | 20A13 | SPRINGFIELD | 13.8kV | 13.8 | 13.8 | 3.3 | 3.1 | 13.1 | 11.7 | 11.7 | 11.7 | 28.21% | 26.5% | 112% | 55.56% | Y | N | N
| 54 | NSTAR | Central | Boston | Kenmore | 49 | 14C | Boston | D | 4908 | BDT,BRI,BKL | 4.16kV | 4.16kV | 4.16kV | 1.0076 | 1.0795 | 1.1515 | 1.9431 | 1.9431 | 1.9431 | 51.85% | 55.56% | 59.26% | 55.56% | Y | N | N
| 1922 | WMECO | NORTHERN | HADLEY | Cumberland_22B | 22B | 22B-1X | GREENFIELD | D | 22B3 | GREENFIELD | 13.8kV | 13.8 | 13.8 | 3.11 | 2.8 | 12.4 | 11 | 11 | 11 | 28.27% | 25.45% | 112.7% | 55.48% | Y | N | N
| 415 | NSTAR | Central | Boston | Brighton | 329 | 110A | Brighton | D | 329-H2 | BRI | 13.8kV | 13.8kV | 13.8kV | 7.8784 | 6.3027 | 5.2523 | 11.6983 | 11.6983 | 11.6983 | 67.35% | 53.88% | 44.9% | 55.37% | Y | N | N
| 729 | NSTAR | Central | Somerville | Prospect | 819 | 14kV Bus | Cambridge | D | 819-1NA6 | CAM | 13.8kV | 13.8kV | 13.8kV | 4.8464 | 4.6554 | 4.7748 | 8.5946 | 8.5946 | 8.5946 | 56.39% | 54.17% | 55.56% | 55.37% | Y | N | N
| 1995 | WMECO | SOUTHERN | SPRINGFIELD | Clinton_21S | 21S | 21S-3X | SPRINGFIELD | D | 21S14 | SPRINGFIELD | 13.8kV | 13.8 | 13.8 | 2.6 | 1.7 | 7.8 | 7.3 | 7.3 | 7.3 | 35.62% | 23.29% | 106.8% | 55.25% | Y | N | N
| 788 | NSTAR | Central | Somerville | Smith Place | 829 | 14A | Cambridge | D | 829-29 | CAM | 4.16kV | 4.16kV | 4.16kV | 1.4969 | 1.353 | 1.3242 | 2.5189 | 2.5189 | 2.5189 | 59.43% | 53.71% | 52.57% | 55.24% | Y | N | N
| 1301 | NSTAR | South | Cape & Vineyard | Orleans Sub | 975 | 2 | Orleans | D | 4-83-950 | ORL | 4.8kV | 4.8kV | 4.8kV | 2.4082 | 2.267 | 0 | 2.8234 | 2.8234 | 2.8234 | 85.29% | 80.29% | 0% | 55.2% | Y | N | N
| 576 | NSTAR | Central | Boston | Dewar Street | 483 | 110B | Dorchester | D | 483-H6 | DOR ROX BKL | 13.8kV | 13.8kV | 13.8kV | 6.4937 | 6.255 | 6.3982 | 11.5789 | 11.5789 | 11.5789 | 56.08% | 54.02% | 55.26% | 55.12% | Y | N | N
| 1328 | NSTAR | South | Cape & Vineyard | Mashpee Sub | 946 | 1 | Mashpee | D | 4-88-88 | BNS | 22.8kV | 22.8kV | 22.8kV | 16.3693 | 13.5293 | 14.121 | 26.6247 | 26.6247 | 26.6247 | 61.48% | 50.81% | 53.04% | 55.11% | Y | N | N
| 1330 | NSTAR | South | Cape & Vineyard | Harwich Sub | 968 | 1 | Harwich | D | 4-89A-549 | DEN | 22.8kV | 22.8kV | 22.8kV | 6.9027 | 6.9027 | 8.3621 | 13.411 | 13.411 | 13.411 | 51.47% | 51.47% | 62.35% | 55.1% | Y | N | N
| 567 | NSTAR | Central | Boston | Dewar Street | 483 | 14A | Dorchester | D | 483-03 | DOR | 4.16kV | 4.16kV | 4.16kV | 1.4394 | 1.4681 | 1.3746 | 2.5908 | 2.5908 | 2.5908 | 55.56% | 56.67% | 53.06% | 55.09% | Y | N | N
| 1468 | NSTAR | West | Walpole | Dedham | 20 | 14E | Dedham | D | 2008 | DED | 4.16kV | 4.16kV | 4.16kV | 1.0795 | 1.0795 | 1.0507 | 1.9431 | 1.9431 | 1.9431 | 55.56% | 55.56% | 54.07% | 55.06% | Y | N | N
| 394 | NSTAR | Central | Boston | Southampton Street | 323 | 14A | South Boston | D | 323-02 | ROX,SOB | 4.16kV | 4.16kV | 4.16kV | 1.4466 | 1.425 | 1.3962 | 2.5908 | 2.5908 | 2.5908 | 55.83% | 55% | 53.89% | 54.91% | Y | N | N
| 2043 | WMECO | SOUTHERN | SPRINGFIELD | East_Springfield_5J | 5J | 5J-7X | SPRINGFIELD | D | 5J11 | SPRINGFIELD | 13.8kV | 13.8 | 13.8 | 2.3 | 1.2 | 10.8 | 15.5 | 15.5 | 7.6 | 14.84% | 7.742% | 142.1% | 54.9% | Y | N | N
| 2021 | WMECO | SOUTHERN | SPRINGFIELD | Orchard_27A | 27A | 27A-2X | SPRINGFIELD | D | 27A17 | LUDLOW | 13.8kV | 13.8 | 13.8 | 1.1 | 1.1 | 10.8 | 7.9 | 7.9 | 7.9 | 13.92% | 13.92% | 136.7% | 54.85% | Y | N | N
| 1109 | NSTAR | South | Plymouth | West Pond Sub | 737 | 1 | Plymouth | D | 3-13-936 | PLY | 22.8kV | 22.8kV | 22.8kV | 4.26 | 5.9166 | 4.7333 | 9.0721 | 9.0721 | 9.0721 | 46.96% | 65.22% | 52.17% | 54.78% | Y | N | N
| 1610 | NSTAR | West | Waltham | Waltham | 282 | 110B | Waltham | D | 282-H2 | WAL,WTN | 13.8kV | 13.8kV | 13.8kV | 5.4194 | 6.3505 | 7.4248 | 11.6983 | 11.6983 | 11.6983 | 46.33% | 54.29% | 63.47% | 54.69% | Y | N | N
| 317 | NSTAR | Central | Somerville | Elm Street | 301 | 14B | Stoneham | D | 301-05 | STN | 4.16kV | 4.16kV | 4.16kV | 1.0219 | 1.0435 | 1.1227 | 1.9431 | 1.9431 | 1.9431 | 52.59% | 53.7% | 57.78% | 54.69% | Y | N | N
| 1623 | NSTAR | West | Waltham | Elliot Street | 292 | 110D | Newton | D | 292-H1 | NEW | 13.8kV | 13.8kV | 13.8kV | 3.796 | 3.4617 | 3.8915 | 6.8041 | 6.8041 | 6.8041 | 55.79% | 50.88% | 57.19% | 54.62% | Y | N | N
| 1166 | NSTAR | South | New Bedford | Crystal Spring | 646 | 1 | Mattapoisett | D | 3-304-304 | MAR | 13.2kV | 13.2kV | 13.2kV | 6.6681 | 5.572 | 5.709 | 10.9613 | 10.9613 | 10.9613 | 60.83% | 50.83% | 52.08% | 54.58% | Y | N | N
| 1884 | WMECO | NORTHERN | PITTSFIELD | Doreen_19A | 19A | 19A-1X,19A-2X | PITTSFIELD | D | 19A7 | PITTSFIELD | 23kV | 23 | 23 | 4.6 | 3.6 | 17.2 | 12.9 | 12.9 | 17.2 | 35.66% | 27.91% | 100% | 54.52% | Y | N | N
| 2042 | WMECO | SOUTHERN | SPRINGFIELD | East_Springfield_5J | 5J | 5J-7X | SPRINGFIELD | D | 5J10 | SPRINGFIELD | 13.8kV | 13.8 | 13.8 | 2.4 | 2.2 | 11.1 | 9.6 | 9.6 | 9.6 | 25% | 22.92% | 115.6% | 54.51% | Y | N | N
| 1462 | NSTAR | West | Walpole | Dedham | 20 | 14E | Dedham | D | 2002 | DED | 4.16kV | 4.16kV | 4.16kV | 1.9287 | 1.9431 | 1.8928 | 3.5264 | 3.5264 | 3.5264 | 54.69% | 55.1% | 53.67% | 54.49% | Y | N | N
| 2072 | WMECO | SOUTHERN | SPRINGFIELD | West_Springfield_8C | 8C | 8C-1X,8C-2X | WEST SPRINGFIELD | D | 8C23 | WEST SPRINGFIELD | 13.8kV | 13.8 | 13.8 | 1.8 | 1.8 | 9.3 | 7.9 | 7.9 | 7.9 | 22.78% | 22.78% | 117.7% | 54.43% | Y | N | N
| 1078 | NSTAR | South | New Bedford | Hathaway St. | 617 | N | New Bedford | D | 2-87-145 | NEB | 3.74kV | 3.74kV | 3.74kV | 0.95112 | 0.97053 | 1.0999 | 1.8505 | 1.8505 | 1.8505 | 51.4% | 52.45% | 59.44% | 54.43% | Y | N | N
| 425 | NSTAR | Central | Boston | Readville | 344 | 14AB | Hyde Park | D | 344-03 | HYP | 4.16kV | 4.16kV | 4.16kV | 1.6553 | 1.6553 | 1.6769 | 3.0586 | 3.0586 | 3.0586 | 54.12% | 54.12% | 54.82% | 54.35% | Y | N | N
| 1019 | NSTAR | South | New Bedford | Bonney St. | 682 | 1 | New Bedford | D | 2-60-46 | NEB | 3.74kV | 3.74kV | 3.74kV | 1.0029 | 1.0352 | 0.977 | 1.8505 | 1.8505 | 1.8505 | 54.2% | 55.94% | 52.8% | 54.31% | Y | N | N
| 506 | NSTAR | Central | Boston | Amory Street | 396 | 110A | Roxbury | D | 396-05 | ROX,WRX | 4.16kV | 4.16kV | 4.16kV | 1.389 | 1.245 | 1.5833 | 2.5908 | 2.5908 | 2.5908 | 53.61% | 48.06% | 61.11% | 54.26% | Y | N | N
| 1637 | NSTAR | West | Waltham | Elliot Street | 292 | 110C | Newton | D | 292-H9 | NEE | 13.8kV | 13.8kV | 13.8kV | 4.7032 | 4.4883 | 4.7987 | 8.5946 | 8.5946 | 8.5946 | 54.72% | 52.22% | 55.83% | 54.26% | Y | N | N
| 783 | NSTAR | Central | Somerville | Alewife | 828 | 110C | Cambridge | D | 828-1NC5 | CAM | 13.8kV | 13.8kV | 13.8kV | 5.3716 | 5.3955 | 2.9126 | 8.3559 | 8.3559 | 8.5946 | 64.29% | 64.57% | 33.89% | 54.25% | Y | N | N
| 1750 | NSTAR | West | Waltham | Trapelo Road | 450 | 110B | Waltham | D | 450-H7 | WAL,WAY,WTN | 13.8kV | 13.8kV | 13.8kV | 6.2072 | 5.7298 | 7.0906 | 11.6983 | 11.6983 | 11.6983 | 53.06% | 48.98% | 60.61% | 54.22% | Y | N | N
| 1758 | NSTAR | West | Southboro | West Framingham | 455 | 110A | Framingham | D | 455-H4 | FRA | 13.8kV | 13.8kV | 13.8kV | 6.4699 | 6.2311 | 6.3027 | 11.6983 | 11.6983 | 11.6983 | 55.31% | 53.27% | 53.88% | 54.15% | Y | N | N
| 610 | NSTAR | Central | Boston | Havard Court | 506 | 14C | Brookline | D | 506-10 | BKL | 4.16kV | 4.16kV | 4.16kV | 1.2666 | 1.1227 | 1.4681 | 2.3749 | 2.3749 | 2.3749 | 53.33% | 47.27% | 61.82% | 54.14% | Y | N | N
| 2006 | WMECO | SOUTHERN | SPRINGFIELD | Franconia_22H | 22H | 22H-2X | LONGMEADOW | D | 22H11 | LONGMEADOW | 13.8kV | 13.8 | 13.8 | 0 | 5.8 | 12.4 | 11.7 | 11.7 | 11 | 0% | 49.57% | 112.7% | 54.1% | Y | N | N
| 1997 | WMECO | SOUTHERN | SPRINGFIELD | Clinton_21S | 21S | 21S-3X | SPRINGFIELD | D | 21S16 | SPRINGFIELD | 13.8KV | 13.8 | 13.8 | 2.9 | 2.8 | 13.9 | 12.1 | 12.1 | 12.1 | 23.97% | 23.14% | 114.9% | 53.99% | Y | N | N
| 599 | NSTAR | Central | Boston | Hyde Park | 496 | 110B | Hyde Park | D | 496-H6 | HYP WRX | 13.8kV | 13.8kV | 13.8kV | 6.446 | 6.1356 | 6.1356 | 11.5789 | 11.5789 | 11.5789 | 55.67% | 52.99% | 52.99% | 53.88% | Y | N | N
| 1033 | NSTAR | South | New Bedford | Depot St. | 685 | 1 | N. Bedford | D | 2-67-32 | NEB | 3.74kV | 3.74kV | 3.74kV | 0.98994 | 1.0029 | 0.98994 | 1.8505 | 1.8505 | 1.8505 | 53.5% | 54.2% | 53.5% | 53.73% | Y | N | N
| 782 | NSTAR | Central | Somerville | Alewife | 828 | 110B | Cambridge | D | 828-1NB12 | CAM | 13.8kV | 13.8kV | 13.8kV | 3.9631 | 3.8198 | 4.0108 | 6.8041 | 6.8041 | 8.5946 | 58.25% | 56.14% | 46.67% | 53.68% | Y | N | N
| 31 | NSTAR | Central | Boston | Allston | 36 | 14C | Allston | D | 3613 | BKL | 4.16kV | 4.16kV | 4.16kV | 1.4753 | 1.0363 | 1.0795 | 2.231 | 2.231 | 2.231 | 66.13% | 46.45% | 48.39% | 53.66% | Y | N | N
| 1757 | NSTAR | West | Southboro | West Framingham | 455 | 110A | Framingham | D | 455-H3 | ASH,DOV,FRA,HOK | 13.8kV | 13.8kV | 13.8kV | 6.5654 | 6.1834 | 6.064 | 11.6983 | 11.6983 | 11.6983 | 56.12% | 52.86% | 51.84% | 53.61% | Y | N | N
| 300 | NSTAR | Central | Boston | Colburn St | 350 | 110B | Boston | D | 284-1360H2 | ROX WRX | 13.8kV | 13.8kV | 13.8kV | 1.7905 | 1.7905 | 1.7905 | 3.3424 | 3.3424 | 3.3424 | 53.57% | 53.57% | 53.57% | 53.57% | Y | N | N
| 1879 | WMECO | NORTHERN | PITTSFIELD | Doreen_19A | 19A | 19A-1X,19A-2X | PITTSFIELD | D | 19A2 | PITTSFIELD | 23kV | 23 | 23 | 1.8 | 1.4 | 23.1 | 16.3 | 16.3 | 16.4 | 11.04% | 8.589% | 140.9% | 53.5% | Y | N | N
| 645 | NSTAR | Central | Boston | Andrew Sq | 106 | 110B | S. Boston | D | 528-169H | BOS | 13.8kV | 13.8kV | 13.8kV | 4.4883 | 4.6077 | 4.2973 | 8.3559 | 8.3559 | 8.3559 | 53.71% | 55.14% | 51.43% | 53.43% | Y | N | N
| 121 | NSTAR | Central | Somerville | West Street | 10 | 14kV Bus | Charlestown | D | 10-H2 | CHT | 13.8kV | 13.8kV | 13.8kV | 3.8198 | 3.8676 | 3.5811 | 7.0428 | 7.0428 | 7.0428 | 54.24% | 54.92% | 50.85% | 53.33% | Y | N | N
| 1858 | WMECO | NORTHERN | HADLEY | Amherst_17K | 17K | 17K-3X | AMHERST | D | 17K1 | AMHERST | 13.8kV | 13.8 | 13.8 | 2.58 | 2.6 | 15.3 | 12.8 | 12.8 | 12.8 | 20.16% | 20.31% | 119.5% | 53.33% | Y | N | N
| 2005 | WMECO | SOUTHERN | SPRINGFIELD | Clinton_21S | 21S | 21S-2X | SPRINGFIELD | D | 21S9 | SPRINGFIELD | 13.8kV | 13.8 | 13.8 | 2.8 | 2.6 | 13.9 | 12.1 | 12.1 | 12.1 | 23.14% | 21.49% | 114.9% | 53.17% | Y | N | N
| 1473 | NSTAR | West | Southboro | Mechanic St | 23 | 14C | Natick | D | 2304 | NAT | 4.16kV | 4.16kV | 4.16kV | 1.3314 | 1.1515 | 1.0723 | 2.231 | 2.231 | 2.231 | 59.68% | 51.61% | 48.06% | 53.12% | Y | N | N
| 1784 | NSTAR | West | Walpole | Norwood Sub | 469 | XFMR#2 | Norwood | D | 469-H5 | WWO | 13.8kV | 13.8kV | 13.8kV | 5.1807 | 5.3 | 5.0613 | 9.7883 | 9.7883 | 9.7883 | 52.93% | 54.15% | 51.71% | 52.93% | Y | N | N
| 1076 | NSTAR | South | New Bedford | Hathaway St. | 617 | N | New Bedford | D | 2-87-135 | NEB | 3.74kV | 3.74kV | 3.74kV | 0.77642 | 0.77642 | 1.3846 | 1.8505 | 1.8505 | 1.8505 | 41.96% | 41.96% | 74.83% | 52.91% | Y | N | N
| 1883 | WMECO | NORTHERN | PITTSFIELD | Doreen_19A | 19A | 19A-1X,19A-2X | PITTSFIELD | D | 19A6 | PITTSFIELD | 23kV | 23 | 23 | 4.1 | 4.9 | 21.9 | 19.4 | 19.4 | 19.5 | 21.13% | 25.26% | 112.3% | 52.9% | Y | N | N
| 404 | NSTAR | Central | Somerville | Main St | 325 | 14B | Woburn | D | 325-01 | WOB | 4.16kV | 4.16kV | 4.16kV | 1.0147 | 1.0435 | 1.0219 | 1.9431 | 1.9431 | 1.9431 | 52.22% | 53.7% | 52.59% | 52.84% | Y | N | N
| 58 | NSTAR | Central | Boston | Kenmore | 49 | 14B | Boston | D | 4912 | BDT | 4.16kV | 4.16kV | 4.16kV | 1.5113 | 1.2954 | 1.2954 | 2.5908 | 2.5908 | 2.5908 | 58.33% | 50% | 50% | 52.78% | Y | N | N
| 909 | NSTAR | South | Plymouth | Kingston Sub | 735 | 2 | Kingston | D | 3-17-17 | KIN | 22.8kV | 22.8kV | 22.8kV | 11.5965 | 10.6499 | 11.4388 | 21.2998 | 21.2998 | 21.2998 | 54.44% | 50% | 53.7% | 52.72% | Y | N | N
| 1878 | WMECO | NORTHERN | PITTSFIELD | Doreen_19A | 19A | 19A-1X,19A-2X | PITTSFIELD | D | 19A1 | PITTSFIELD | 23kV | 23 | 23 | 2.5 | 1.9 | 21.5 | 16.3 | 16.3 | 16.4 | 15.34% | 11.66% | 131.1% | 52.7% | Y | N | N
| 1649 | NSTAR | West | Waltham | Marrett Road | 320 | 110A | Lexington | D | 320-H3 | LEX LIC WAL | 13.8kV | 13.8kV | 13.8kV | 5.3239 | 4.8225 | 3.4379 | 8.5946 | 8.5946 | 8.5946 | 61.94% | 56.11% | 40% | 52.69% | Y | N | N
| 1742 | NSTAR | West | Southboro | Speen Street | 433 | 110C | Framingham | D | 433-H8 | FRA | 13.8kV | 13.8kV | 13.8kV | 4.7748 | 7.2338 | 6.4699 | 11.6983 | 11.6983 | 11.6983 | 40.82% | 61.84% | 55.31% | 52.65% | Y | N | N
| 654 | NSTAR | Central | Boston | Brighton | 329 | 110B | Brighton | D | 548-92H | BRI,BKL,NEW | 13.8kV | 13.8kV | 13.8kV | 4.7748 | 6.1117 | 7.4009 | 11.5789 | 11.5789 | 11.5789 | 41.24% | 52.78% | 63.92% | 52.65% | Y | N | N
| 1814 | NSTAR | West | Waltham | Hartwell Avenue | 533 | 110B | Lexington | D | 533-H1 | LEX | 13.8kV | 13.8kV | 13.8kV | 5.491 | 5.3716 | 5.3478 | 10.2658 | 10.2658 | 10.2658 | 53.49% | 52.33% | 52.09% | 52.64% | Y | N | N
| 377 | NSTAR | Central | Boston | San Juan Street | 318 | 14BC | Boston | D | 318-02 | BDT | 4.16kV | 4.16kV | 4.16kV | 1.5617 | 1.5185 | 1.0076 | 2.5908 | 2.5908 | 2.5908 | 60.28% | 58.61% | 38.89% | 52.59% | Y | N | N
| 148 | NSTAR | Central | Somerville | Willoughby St | 488 | 110C | Somerville | D | 14-113H | CHE CHT EVE | 13.8kV | 13.8kV | 13.8kV | 6.1595 | 4.6316 | 4.9897 | 10.0271 | 10.0271 | 10.0271 | 61.43% | 46.19% | 49.76% | 52.46% | Y | N | N
| 715 | NSTAR | Central | Somerville | Putnam | 817 | 14A | Cambridge | D | 817-05 | CAM | 4.16kV | 4.16kV | 4.16kV | 2.231 | 1.317 | 0.86362 | 2.8068 | 2.8068 | 2.8068 | 79.49% | 46.92% | 30.77% | 52.39% | Y | N | N
| 764 | NSTAR | Central | Somerville | Concord | 827 | 14B | Cambridge | D | 827-18 | CAM | 4.16kV | 4.16kV | 4.16kV | 1.2019 | 1.3602 | 1.3962 | 2.5189 | 2.5189 | 2.5189 | 47.71% | 54% | 55.43% | 52.38% | Y | N | N
| 98 | NSTAR | Central | Boston | Andrew Sq | 106 | 110C | South Boston | D | 106-1N31H1 | BDT SOB ROX | 13.8kV | 13.8kV | 13.8kV | 3.4379 | 3.3662 | 3.2946 | 6.446 | 6.446 | 6.446 | 53.33% | 52.22% | 51.11% | 52.22% | Y | N | N
| 1613 | NSTAR | West | Waltham | Waltham | 282 | 110C | Waltham | D | 282-H5 | WAL | 13.8kV | 13.8kV | 13.8kV | 3.5811 | 10.5046 | 4.2257 | 11.6983 | 11.6983 | 11.6983 | 30.61% | 89.8% | 36.12% | 52.18% | Y | N | N
| 1866 | WMECO | NORTHERN | PITTSFIELD | Berkshire_18C | 18C | 18C-4X | HINSDALE | D | 18C1 | HINSDALE | 23kV | 23 | 23 | 4.9 | 3 | 20.7 | 18.3 | 18.3 | 18.3 | 26.78% | 16.39% | 113.1% | 52.09% | Y | N | N
| 1754 | NSTAR | West | Waltham | Elliot Street | 292 | 110A | Newton | D | 453-214 | NEW,WLY | 13.8kV | 13.8kV | 13.8kV | 7.0428 | 5.5149 | 6.0879 | 11.937 | 11.937 | 11.937 | 59% | 46.2% | 51% | 52.07% | Y | N | N
| 1491 | NSTAR | West | Walpole | Stone Street | 26 | 14B | Walpole | D | 2608 | MDF,WLP | 4.16kV | 4.16kV | 4.16kV | 1.0291 | 0.94278 | 0.83483 | 1.7992 | 1.7992 | 1.7992 | 57.2% | 52.4% | 46.4% | 52% | Y | N | N
| 1450 | NSTAR | West | Waltham | Homer Street | 17 | 14D | Newton | D | 1703 | NEW | 4.16kV | 4.16kV | 4.16kV | 0.93558 | 0.71968 | 0.75566 | 1.5473 | 1.5473 | 1.5473 | 60.47% | 46.51% | 48.84% | 51.94% | Y | N | N
| 1255 | NSTAR | South | Cape & Vineyard | Falmouth Sub | 933 | 2 | Falmouth | D | 4-75-223 | EDG | 22.8kV | 22.8kV | 22.8kV | 4.7727 | 4.8911 | 4.4572 | 9.0721 | 9.0721 | 9.0721 | 52.61% | 53.91% | 49.13% | 51.88% | Y | N | N
| 1376 | NSTAR | South | Cape & Vineyard | Harwich Sub | 968 | 1 | Harwich | D | 4-92B-572 | YAR | 22.8kV | 22.8kV | 22.8kV | 3.3527 | 14.0421 | 3.4711 | 13.411 | 13.411 | 13.411 | 25% | 104.7% | 25.88% | 51.86% | Y | N | N
| 1523 | NSTAR | West | Waltham | Spring Street | 124 | 14B | Watertown | D | 124-07 | WAT | 4.16kV | 4.16kV | 4.16kV | 0.93558 | 0.93558 | 2.6052 | 2.8787 | 2.8787 | 2.8787 | 32.5% | 32.5% | 90.5% | 51.83% | Y | N | N
| 1730 | NSTAR | West | Southboro | Speen Street | 433 | 110C | Framingham | D | 433-H10 | NAT | 13.8kV | 13.8kV | 13.8kV | 5.491 | 6.255 | 6.255 | 11.5789 | 11.5789 | 11.5789 | 47.42% | 54.02% | 54.02% | 51.82% | Y | N | N
| 2070 | WMECO | SOUTHERN | SPRINGFIELD | West_Springfield_8C | 8C | 8C-1X,8C-2X | WEST SPRINGFIELD | D | 8C21 | WEST SPRINGFIELD | 13.8kV | 13.8 | 13.8 | 1.8 | 1.6 | 11.2 | 9.4 | 9.4 | 9.4 | 19.15% | 17.02% | 119.1% | 51.77% | Y | N | N
| 967 | NSTAR | South | New Bedford | Wing Lane | 624 | 1 | Acushnet | D | 2-241-237 | ACU | 13.2kV | 13.2kV | 13.2kV | 2.8088 | 2.5805 | 2.7632 | 5.2523 | 5.2523 | 5.2523 | 53.48% | 49.13% | 52.61% | 51.74% | Y | N | N
| 1020 | NSTAR | South | New Bedford | Assonet | 647 | 2 | Freetown | D | 2-605-605 | FRE | 13.2kV | 13.2kV | 13.2kV | 7.5359 | 7.5359 | 4.7727 | 12.7882 | 12.7882 | 12.7882 | 58.93% | 58.93% | 37.32% | 51.73% | Y | N | N
| 1887 | WMECO | NORTHERN | HADLEY | Midway_19B | 19B | 19B-1X | EASTHAMPTON | D | 19B15 | EASTHAMPTON | 13.8kV | 13.8 | 13.8 | 2 | 0.9 | 9.2 | 7.8 | 7.8 | 7.8 | 25.64% | 11.54% | 117.9% | 51.71% | Y | N | N
| 1433 | NSTAR | South | Cape & Vineyard | Hatchville Sub | 936 | 1 | Falmouth | D | 4-98A-462 | FAL | 22.8kV | 22.8kV | 22.8kV | 4.9699 | 10.0977 | 5.7194 | 13.411 | 13.411 | 13.411 | 37.06% | 75.29% | 42.65% | 51.67% | Y | N | N
| 91 | NSTAR | Central | Boston | Andrew Sq | 106 | 110C | South Boston | D | 106-1N18H4 | ROX | 13.8kV | 13.8kV | 13.8kV | 1.7428 | 1.6951 | 1.7428 | 3.3424 | 3.3424 | 3.3424 | 52.14% | 50.71% | 52.14% | 51.67% | Y | N | N
| 1972 | WMECO | SOUTHERN | SPRINGFIELD | Breckwood_20A | 20A | 20A-1X | SPRINGFIELD | D | 20A11 | SPRINGFIELD | 13.8kV | 13.8 | 13.8 | 1.9 | 1.3 | 9.2 | 8 | 8 | 8 | 23.75% | 16.25% | 115% | 51.67% | Y | N | N
| 1917 | WMECO | NORTHERN | HADLEY | Montague_21C | 21C | 21C-4X | MONTAGUE | D | 21C6 | MONTAGUE | 13.8kV | 13.8 | 13.8 | 0.84 | 2.6 | 10.5 | 9 | 9 | 9 | 9.333% | 28.89% | 116.7% | 51.63% | Y | N | N
| 781 | NSTAR | Central | Somerville | Alewife | 828 | 110A | Cambridge | D | 828-1NA9 | CAM | 13.8kV | 13.8kV | 13.8kV | 5.0852 | 4.5122 | 3.3424 | 8.3559 | 8.3559 | 8.3559 | 60.86% | 54% | 40% | 51.62% | Y | N | N
| 1557 | NSTAR | West | Waltham | Needham | 148 | 110B | Needham | D | 148-H7 | NEE | 13.8kV | 13.8kV | 13.8kV | 5.8014 | 5.9208 | 6.2072 | 11.5789 | 11.5789 | 11.5789 | 50.1% | 51.13% | 53.61% | 51.62% | Y | N | N
| 1675 | NSTAR | West | Walpole | Hyde Park | 496 | 110A | Hyde Park | D | 344-1412H1 | CAN,DED,WWO | 13.8kV | 13.8kV | 13.8kV | 5.8491 | 5.682 | 5.2762 | 10.8627 | 10.8627 | 10.8627 | 53.85% | 52.31% | 48.57% | 51.58% | Y | N | N
| 1970 | WMECO | SOUTHERN | SPRINGFIELD | Ludlow_19S | 19S | 19S-6X | LUDLOW | D | 19S3 | LUDLOW | 13.8kV | 13.8 | 13.8 | 3.1 | 4.2 | 13.4 | 13.4 | 13.4 | 13.4 | 23.13% | 31.34% | 100% | 51.49% | Y | N | N
| 315 | NSTAR | Central | Somerville | Elm Street | 301 | 14A | Stoneham | D | 301-02 | STN | 4.16kV | 4.16kV | 4.16kV | 0.97157 | 0.97157 | 1.0579 | 1.9431 | 1.9431 | 1.9431 | 50% | 50% | 54.44% | 51.48% | Y | N | N
| 1572 | NSTAR | West | Walpole | Dedham | 20 | 24C | Dedham | D | 20-H8 | DED | 13.8kV | 13.8kV | 13.8kV | 3.5572 | 2.8649 | 3.3424 | 6.3266 | 6.3266 | 6.3266 | 56.23% | 45.28% | 52.83% | 51.45% | Y | N | N
| 1765 | NSTAR | West | Walpole | Dover | 456 | 110A | Dover | D | 456-H3 | DOV,MDF | 13.8kV | 13.8kV | 13.8kV | 6.0879 | 6.1834 | 5.7775 | 11.6983 | 11.6983 | 11.6983 | 52.04% | 52.86% | 49.39% | 51.43% | Y | N | N
| 1438 | NSTAR | South | Cape & Vineyard | Hatchville Sub | 936 | 1 | Falmouth | D | 4-98B-449 | FAL | 22.8kV | 22.8kV | 22.8kV | 10.3343 | 8.8355 | 9.9004 | 18.9331 | 18.9331 | 18.9331 | 54.58% | 46.67% | 52.29% | 51.18% | Y | N | N
| 685 | NSTAR | Central | Somerville | Willoughby St | 488 | 110B | Chelsea | D | 592-70H | EBO | 13.8kV | 13.8kV | 13.8kV | 4.3451 | 6.1834 | 6.1117 | 10.8627 | 10.8627 | 10.8627 | 40% | 56.92% | 56.26% | 51.06% | Y | N | N
| 482 | NSTAR | Central | Boston | K Street | 385 | 110D | South Boston | D | 385-H12 | SOB | 13.8kV | 13.8kV | 13.8kV | 4.6077 | 4.178 | 4.3689 | 8.5946 | 8.5946 | 8.5946 | 53.61% | 48.61% | 50.83% | 51.02% | Y | N | N
| 1529 | NSTAR | West | Southboro | Holliston | 130 | 110M | Holliston | D | 130-H1 | HOL,HOK,ASH | 13.8kV | 13.8kV | 13.8kV | 4.9419 | 8.4514 | 4.4883 | 11.6983 | 11.6983 | 11.6983 | 42.24% | 72.24% | 38.37% | 50.95% | Y | N | N
| 968 | NSTAR | South | New Bedford | Wing Lane | 624 | 1 | Acushnet | D | 2-241-238 | ACU | 13.2kV | 13.2kV | 13.2kV | 2.6033 | 2.6033 | 3.5167 | 5.709 | 5.709 | 5.709 | 45.6% | 45.6% | 61.6% | 50.93% | Y | N | N
| 792 | NSTAR | Central | Somerville | Putnam | 831 | 110A | Cambridge | D | 831-1301 | CAM | 13.8kV | 13.8kV | 13.8kV | 3.2469 | 4.2018 | 4.9897 | 6.8041 | 6.8041 | 11.5789 | 47.72% | 61.75% | 43.09% | 50.86% | Y | N | N
| 974 | NSTAR | South | New Bedford | Crystal Spring | 646 | 1 | Mattapoisett | D | 2-301-301 | MPO | 13.2kV | 13.2kV | 13.2kV | 6.0515 | 6.0515 | 5.8232 | 11.7605 | 11.7605 | 11.7605 | 51.46% | 51.46% | 49.51% | 50.81% | Y | N | N
| 1220 | NSTAR | South | Plymouth | Buzzards Bay Sub | 712 | 1 | Buzzards Bay | D | 3-88-2J4 | BRN | 4.16kV | 4.16kV | 4.16kV | 1.2235 | 1.1515 | 1.0795 | 2.267 | 2.267 | 2.267 | 53.97% | 50.79% | 47.62% | 50.79% | Y | N | N
| 583 | NSTAR | Central | Somerville | Willoughby St | 488 | 110A | Chelsea | D | 488-H3 | CHE | 13.8kV | 13.8kV | 13.8kV | 5.9446 | 5.9685 | 5.7298 | 11.5789 | 11.5789 | 11.5789 | 51.34% | 51.55% | 49.48% | 50.79% | Y | N | N
| 489 | NSTAR | Central | Boston | K Street | 385 | 110A | South Boston | D | 385-H19 | SOB | 13.8kV | 13.8kV | 13.8kV | 2.268 | 3.9153 | 2.3635 | 5.6104 | 5.6104 | 5.6104 | 40.43% | 69.79% | 42.13% | 50.78% | Y | N | N
| 452 | NSTAR | Central | Boston | Hyde Park | 496 | 110B | Hyde Park | D | 362-1209H1 | MIT | 13.8kV | 13.8kV | 13.8kV | 4.2496 | 4.2973 | 4.178 | 8.3559 | 8.3559 | 8.3559 | 50.86% | 51.43% | 50% | 50.76% | Y | N | N
| 14 | NSTAR | Central | Somerville | Willow St | 16 | 14B | Somerville | D | 1605 | SOM | 4.16kV | 4.16kV | 4.16kV | 1.4034 | 1.5905 | 1.2666 | 2.8068 | 2.8068 | 2.8068 | 50% | 56.67% | 45.13% | 50.6% | Y | N | N
| 1853 | WMECO | NORTHERN | PITTSFIELD | Woodland_Rd_17G | 17G | 17G-1X,17G-2X | LEE | D | 17G3 | LEE | 23kV | 23 | 23 | 2.5 | 1.3 | 10.4 | 9.3 | 9.3 | 9.4 | 26.88% | 13.98% | 110.6% | 50.5% | Y | N | N
| 88 | NSTAR | Central | Boston | Andrew Sq | 106 | 110C | South Boston | D | 106-1N18H1 | ROX | 13.8kV | 13.8kV | 13.8kV | 1.7428 | 1.6712 | 1.6473 | 3.3424 | 3.3424 | 3.3424 | 52.14% | 50% | 49.29% | 50.48% | Y | N | N
| 828 | NSTAR | Central | Somerville | East Camb | 875 | 110B | Cambridge | D | 875-1345 | CAM | 13.8kV | 13.8kV | 13.8kV | 9.0482 | 4.9658 | 3.5095 | 11.5789 | 11.5789 | 11.5789 | 78.14% | 42.89% | 30.31% | 50.45% | Y | N | N
| 1340 | NSTAR | South | Cape & Vineyard | ORL Sub | 975 | 2 | Orleans | D | 4-89B-89B | ORL | 22.8kV | 22.8kV | 22.8kV | 15.7776 | 19.6431 | 19.6431 | 36.4857 | 36.4857 | 36.4857 | 43.24% | 53.84% | 53.84% | 50.31% | Y | N | N
| 2003 | WMECO | SOUTHERN | SPRINGFIELD | Clinton_21S | 21S | 21S-2X | SPRINGFIELD | D | 21S7 | SPRINGFIELD | 13.8kV | 13.8 | 13.8 | 3.2 | 0.1 | 13.6 | 11.2 | 11.2 | 11.2 | 28.57% | 0.8929% | 121.4% | 50.3% | Y | N | N
| 1356 | NSTAR | South | Cape & Vineyard | Falmouth Sub | 933 | 1 | Falmouth | D | 4-91-91 | TIS | 22.8kV | 22.8kV | 22.8kV | 7.2183 | 7.2971 | 11.3599 | 17.1581 | 17.1581 | 17.1581 | 42.07% | 42.53% | 66.21% | 50.27% | Y | N | N
| 1579 | NSTAR | West | Southboro | Mechanic St | 23 | Bus #1 | Natick | D | 23-H1 | NAT | 13.8kV | 13.8kV | 13.8kV | 5.9685 | 5.9685 | 4.7987 | 11.1014 | 11.1014 | 11.1014 | 53.76% | 53.76% | 43.23% | 50.25% | Y | N | N
| 2004 | WMECO | SOUTHERN | SPRINGFIELD | Clinton_21S | 21S | 21S-2X | SPRINGFIELD | D | 21S8 | SPRINGFIELD | 13.8kV | 13.8 | 13.8 | 2.3 | 0.1 | 13.4 | 10.5 | 10.5 | 10.5 | 21.9% | 0.9524% | 127.6% | 50.16% | Y | N | N
| 1249 | NSTAR | South | Cape & Vineyard | Mashpee Sub | 946 | 2 | Mashpee | D | 4-71-483 | MAS BAR | 22.8kV | 22.8kV | 22.8kV | 5.6799 | 5.4433 | 5.4827 | 11.0443 | 11.0443 | 11.0443 | 51.43% | 49.29% | 49.64% | 50.12% | Y | N | N
| 1602 | NSTAR | West | Waltham | Newtonville | 277 | 277-1368 | Newton | D | 277-05 | NEW | 4.16kV | 4.16kV | 4.16kV | 1.1083 | 1.1083 | 1.1371 | 2.231 | 2.231 | 2.231 | 49.68% | 49.68% | 50.97% | 50.11% | Y | N | N
| 1788 | NSTAR | West | Walpole | Canton | 470 | 110C | Canton | D | 470-H11 | CAN | 13.8kV | 13.8kV | 13.8kV | 6.4937 | 5.5388 | 5.5149 | 11.6983 | 11.6983 | 11.6983 | 55.51% | 47.35% | 47.14% | 50% | Y | N | N
| 1284 | NSTAR | South | Cape & Vineyard | HYN Junction | 961 | 2 | Barnstable | D | 4-80B-80B | HYN | 22.8kV | 22.8kV | 22.8kV | 19.012 | 18.302 | 17.3554 | 36.4857 | 36.4857 | 36.4857 | 52.11% | 50.16% | 47.57% | 49.95% | Y | N | N
| 1443 | NSTAR | South | Cape & Vineyard | Falmouth Sub | 933 | 3 | Falmouth | D | 4-99-224 | OAB | 22.8kV | 22.8kV | 22.8kV | 6.9027 | 6.7449 | 6.4294 | 13.411 | 13.411 | 13.411 | 51.47% | 50.29% | 47.94% | 49.9% | Y | N | N
| 796 | NSTAR | Central | Somerville | Putnam | 831 | 110A | Cambridge | D | 831-1314 | CAM | 13.8kV | 13.8kV | 13.8kV | 6.4221 | 5.4671 | 5.4433 | 11.5789 | 11.5789 | 11.5789 | 55.46% | 47.22% | 47.01% | 49.9% | Y | N | N
| 1925 | WMECO | NORTHERN | HADLEY | Cumberland_22B | 22B | 22B-2X | GREENFIELD | D | 22B6 | GREENFIELD | 13.8kV | 13.8 | 13.8 | 1.27 | 1.2 | 9.2 | 7.8 | 7.8 | 7.8 | 16.28% | 15.38% | 117.9% | 49.87% | Y | N | N
| 1242 | NSTAR | South | Cape & Vineyard | Hyannis Junction | 961 | 2 | Barnstable | D | 4-64-557 | YAR | 22.8kV | 22.8kV | 22.8kV | 4.8516 | 4.0233 | 4.6938 | 9.0721 | 9.0721 | 9.0721 | 53.48% | 44.35% | 51.74% | 49.86% | Y | N | N
| 1927 | WMECO | NORTHERN | HADLEY | Cumberland_22B | 22B | 22B-2X | GREENFIELD | D | 22B8 | GREENFIELD | 13.8 | 13.8 | 13.8 | 4.5 | 1.8 | 12.8 | 12.8 | 12.8 | 12.8 | 35.16% | 14.06% | 100% | 49.74% | Y | N | N
| 150 | NSTAR | Central | Somerville | Willoughby St | 488 | 110C | Chelsea | D | 14-113H2 | CHE | 13.8kV | 13.8kV | 13.8kV | 5.0852 | 5.1329 | 4.5599 | 9.9077 | 9.9077 | 9.9077 | 51.33% | 51.81% | 46.02% | 49.72% | Y | N | N
| 687 | NSTAR | Central | Boston | Hyde Park | 496 | 110B | Hyde Park | D | 60-1409H1 | HYP MIT | 13.8kV | 13.8kV | 13.8kV | 4.2496 | 4.2973 | 3.8915 | 8.3559 | 8.3559 | 8.3559 | 50.86% | 51.43% | 46.57% | 49.62% | Y | N | N
| 1378 | NSTAR | South | Cape & Vineyard | Harwich Sub | 968 | 1 | Harwich | D | 4-92B-92B | DEN | 22.8kV | 22.8kV | 22.8kV | 21.4181 | 14.7521 | 18.1048 | 36.4857 | 36.4857 | 36.4857 | 58.7% | 40.43% | 49.62% | 49.59% | Y | N | N
| 1973 | WMECO | SOUTHERN | SPRINGFIELD | Breckwood_20A | 20A | 20A-1X | SPRINGFIELD | D | 20A12 | SPRINGFIELD | 13.8kV | 13.8 | 13.8 | 2.3 | 2 | 13.1 | 11.7 | 11.7 | 11.7 | 19.66% | 17.09% | 112% | 49.57% | Y | N | N
| 354 | NSTAR | Central | Boston | Mattapan | 311 | 110B | Mattapan | D | 311-09 | DOR | 4.16kV | 4.16kV | 4.16kV | 1.7416 | 0.99316 | 1.1155 | 2.5908 | 2.5908 | 2.5908 | 67.22% | 38.33% | 43.06% | 49.54% | Y | N | N
| 2018 | WMECO | SOUTHERN | SPRINGFIELD | Orchard_27A | 27A | 27A-2X | SPRINGFIELD | D | 27A14 | LUDLOW | 13.8kV | 13.8 | 13.8 | 1.1 | 1.1 | 13.4 | 10.5 | 10.5 | 10.5 | 10.48% | 10.48% | 127.6% | 49.52% | Y | N | N
| 2020 | WMECO | SOUTHERN | SPRINGFIELD | Orchard_27A | 27A | 27A-2X | SPRINGFIELD | D | 27A16 | LUDLOW | 13.8kV | 13.8 | 13.8 | 1.1 | 1.1 | 13.4 | 10.5 | 10.5 | 10.5 | 10.48% | 10.48% | 127.6% | 49.52% | Y | N | N
| 1836 | WMECO | NORTHERN | PITTSFIELD | Partridge_15E | 15E | 15E-1X | PITTSFIELD | D | 15E1 | PITTSFIELD | 23 | 23 | 23 | 3.8 | 2 | 17.5 | 15.7 | 15.7 | 15.7 | 24.2% | 12.74% | 111.5% | 49.47% | Y | N | N
| 605 | NSTAR | Central | Boston | Havard Court | 506 | 14B | Brookline | D | 506-04 | BKL | 4.16kV | 4.16kV | 4.16kV | 1.8136 | 1.6049 | 1.756 | 3.4904 | 3.4904 | 3.4904 | 51.96% | 45.98% | 50.31% | 49.42% | Y | N | N
| 1844 | WMECO | NORTHERN | PITTSFIELD | Pleasant_16B | 16B | 16B-3X | LEE | D | 16B1 | LEE | 23kV | 23 | 23 | 2.1 | 2.9 | 21.5 | 17.9 | 17.9 | 17.9 | 11.73% | 16.2% | 120.1% | 49.35% | Y | N | N
| 737 | NSTAR | Central | Somerville | Prospect | 819 | 14A | Cambridge | D | 819-1NE6 | CAM | 13.8kV | 13.8kV | 13.8kV | 2.8171 | 3.223 | 2.7455 | 5.6104 | 5.6104 | 6.8041 | 50.21% | 57.45% | 40.35% | 49.34% | Y | N | N
| 1487 | NSTAR | West | Walpole | Stone Street | 26 | 14B | Walpole | D | 2604 | WLP | 4.16kV | 4.16kV | 4.16kV | 0.81324 | 0.86362 | 0.98596 | 1.7992 | 1.7992 | 1.7992 | 45.2% | 48% | 54.8% | 49.33% | Y | N | N
| 1172 | NSTAR | South | Plymouth | Brook Street | 727 | 1 | Plympton | D | 3-51-51 | PLT | 22.8kV | 22.8kV | 22.8kV | 14.5154 | 2.7611 | 14.1998 | 21.2998 | 21.2998 | 21.2998 | 68.15% | 12.96% | 66.67% | 49.26% | Y | N | N
| 1247 | NSTAR | South | Cape & Vineyard | STA 983 | 983 | 1 | Provincetown | D | 4-675-974 | PRO | 4.16kV | 4.16kV | 4.16kV | 2.3106 | 2.0635 | 2.0635 | 5 | 4.069 | 4.069 | 46.21% | 50.71% | 50.71% | 49.21% | Y | N | N
| 1652 | NSTAR | West | Waltham | Marrett Road | 320 | 110B | Lexington | D | 320-H6 | LIC,WAY | 13.8kV | 13.8kV | 13.8kV | 6.1356 | 5.2284 | 5.7 | 11.5789 | 11.5789 | 11.5789 | 52.99% | 45.15% | 49.23% | 49.12% | Y | N | N
| 1571 | NSTAR | West | Walpole | Dedham | 20 | 24C | Dedham | D | 20-H7 | DED | 13.8kV | 13.8kV | 13.8kV | 4.7987 | 4.1302 | 4.6077 | 9.1915 | 9.1915 | 9.1915 | 52.21% | 44.94% | 50.13% | 49.09% | Y | N | N
| 1276 | NSTAR | South | Cape & Vineyard | Mashpee Sub | 946 | 1 | Mashpee | D | 4-80A-488 | BNS | 22.8kV | 22.8kV | 22.8kV | 3.8261 | 3.6288 | 4.1416 | 7.8888 | 7.8888 | 7.8888 | 48.5% | 46% | 52.5% | 49% | Y | N | N
| 153 | NSTAR | Central | Boston | Humboldt Ave | 143 | 14AB | Roxbury | D | 143-03 | ROX | 4.16kV | 4.16kV | 4.16kV | 0.78445 | 0.74847 | 0.94998 | 1.6912 | 1.6912 | 1.6912 | 46.38% | 44.26% | 56.17% | 48.94% | Y | N | N
| 1167 | NSTAR | South | Plymouth | STA 746 | 746 | 1 | Plympton | D | 3-50-43J1 | PLT | 4.16kV | 4.16kV | 4.16kV | 0.8 | 0.72688 | 0.6837 | 1.5 | 1.5113 | 1.5113 | 53.33% | 48.1% | 45.24% | 48.89% | Y | N | N
| 1198 | NSTAR | South | Plymouth | Wareham Sub | 714 | 1 | Wareham | D | 3-84-84 | WAR | 22.8kV | 22.8kV | 22.8kV | 23.6664 | 14.9887 | 14.7915 | 36.4857 | 36.4857 | 36.4857 | 64.86% | 41.08% | 40.54% | 48.83% | Y | N | N
| 459 | NSTAR | Central | Boston | Baker St | 374 | 24B | W. Roxbury | D | 374-07 | WRX | 4.16kV | 4.16kV | 4.16kV | 0.97876 | 0.9068 | 0.95717 | 1.9431 | 1.9431 | 1.9431 | 50.37% | 46.67% | 49.26% | 48.77% | Y | N | N
| 467 | NSTAR | Central | Somerville | Dragon Court | 375 | 110B | Woburn | D | 375-H3 | WOB | 13.8kV | 13.8kV | 13.8kV | 6.2789 | 5.491 | 5.1568 | 11.5789 | 11.5789 | 11.5789 | 54.23% | 47.42% | 44.54% | 48.73% | Y | N | N
| 1668 | NSTAR | West | Southboro | Sudbury | 342 | 110A | Sudbury | D | 342-H3 | SUD,WAY | 13.8kV | 13.8kV | 13.8kV | 5.8253 | 5.3 | 5.7775 | 11.5789 | 11.5789 | 11.5789 | 50.31% | 45.77% | 49.9% | 48.66% | Y | N | N
| 276 | NSTAR | Central | Somerville | Mystic Station | 250 | 110A | Charlestown | D | 250-H4XY | SOM | 13.8kV | 13.8kV | 13.8kV | 5.7298 | 4.7032 | 4.8703 | 10.5046 | 10.5046 | 10.5046 | 54.55% | 44.77% | 46.36% | 48.56% | Y | N | N
| 1494 | NSTAR | West | Walpole | Stone Street | 26 | 14B | Walpole | D | 2611 | WLP | 4.16kV | 4.16kV | 4.16kV | 1.1227 | 1.0076 | 1.0147 | 2.159 | 2.159 | 2.159 | 52% | 46.67% | 47% | 48.56% | Y | N | N
| 560 | NSTAR | Central | Boston | Rockingham Ave | 468 | 24AB | W. Roxbury | D | 468-02 | WRX | 4.16kV | 4.16kV | 4.16kV | 1.5113 | 1.5113 | 1.4322 | 3.0586 | 3.0586 | 3.0586 | 49.41% | 49.41% | 46.82% | 48.55% | Y | N | N
| 903 | NSTAR | South | Plymouth | West Pond Sub | 737 | 2 | Plymouth | D | 3-12-12 | PLY | 22.8kV | 22.8kV | 22.8kV | 18.5387 | 17.237 | 17.3554 | 36.4857 | 36.4857 | 36.4857 | 50.81% | 47.24% | 47.57% | 48.54% | Y | N | N
| 1207 | NSTAR | South | Plymouth | Tremont Sub | 713 | 1 | Wareham | D | 3-85-85 | WAR | 22.8kV | 22.8kV | 22.8kV | 15.7776 | 11.4388 | 11.8332 | 26.8219 | 26.8219 | 26.8219 | 58.82% | 42.65% | 44.12% | 48.53% | Y | Y | N
| 1312 | NSTAR | South | Cape & Vineyard | West Harwich Sub | 974 | 1 | Harwich | D | 4-85-925 | HAR | 4.16kV | 4.16kV | 4.16kV | 1.7293 | 1.7438 | 1.7075 | 3.5603 | 3.5603 | 3.5603 | 48.57% | 48.98% | 47.96% | 48.5% | Y | N | N
| 2076 | WMECO | SOUTHERN | SPRINGFIELD | West_Springfield_8C | 8C | 8C-1X,8C-2X | WEST SPRINGFIELD | D | 8C31 | WEST SPRINGFIELD | 13.8kV | 13.8 | 13.8 | 1.9 | 1.5 | 14.2 | 12.1 | 12.1 | 12.1 | 15.7% | 12.4% | 117.4% | 48.48% | Y | N | N
| 1864 | WMECO | NORTHERN | HADLEY | Amherst_17K | 17K | 17K-4X | AMHERST | D | 17K7 | AMHERST | 13.8kV | 13.8 | 13.8 | 1.27 | 1.3 | 12.4 | 10.3 | 10.3 | 10.3 | 12.33% | 12.62% | 120.4% | 48.45% | Y | N | N
| 1185 | NSTAR | South | Plymouth | Manomet Sub | 741 | 1 | Plymouth | D | 3-73-927 | PLY | 22.8kV | 22.8kV | 22.8kV | 11.8726 | 7.6521 | 10.8471 | 20.9053 | 20.9053 | 20.9053 | 56.79% | 36.6% | 51.89% | 48.43% | Y | N | N
| 33 | NSTAR | Central | Boston | Allston | 36 | 14D | Allston | D | 3616 | BRI | 4.16kV | 4.16kV | 4.16kV | 0.71968 | 0.71968 | 0.64771 | 1.4394 | 1.4394 | 1.4394 | 50% | 50% | 45% | 48.33% | Y | N | N
| 1612 | NSTAR | West | Waltham | Waltham | 282 | 110C | Waltham | D | 282-H4 | WAL | 13.8kV | 13.8kV | 13.8kV | 3.6527 | 3.9631 | 4.8464 | 8.5946 | 8.5946 | 8.5946 | 42.5% | 46.11% | 56.39% | 48.33% | Y | N | N
| 10 | NSTAR | Central | Boston | Roslindale | 13 | 14A | Roslindale | D | 1312 | WRX | 4.16kV | 4.16kV | 4.16kV | 0.99316 | 0.95717 | 1.245 | 1.9431 | 1.9431 | 2.8068 | 51.11% | 49.26% | 44.36% | 48.24% | Y | N | N
| 366 | NSTAR | Central | Boston | Electric Ave | 315 | 110A | Brighton | D | 315-H10 | BRI | 13.8kV | 13.8kV | 13.8kV | 5.9685 | 5.109 | 5.8491 | 11.6983 | 11.6983 | 11.6983 | 51.02% | 43.67% | 50% | 48.23% | Y | N | N
| 933 | NSTAR | South | New Bedford | Industrial Park | 636 | 111 | N. Bedford | D | 2-102-608 | FRE | 13.2kV | 13.2kV | 13.2kV | 2.2608 | 1.9182 | 3.4026 | 5.2523 | 5.2523 | 5.2523 | 43.04% | 36.52% | 64.78% | 48.12% | Y | N | N
| 36 | NSTAR | Central | Boston | Allston | 36 | 14E | Allston | D | 3622 | BRI | 4.16kV | 4.16kV | 4.16kV | 0.35984 | 1.5977 | 0.43181 | 1.6553 | 1.6553 | 1.6553 | 21.74% | 96.52% | 26.09% | 48.12% | Y | N | N
| 1294 | NSTAR | South | Cape & Vineyard | Sandwich Sub | 917 | 1 | Sandwich | D | 4-81B-81B | SAN | 22.8kV | 22.8kV | 22.8kV | 15.8565 | 26.6641 | 14.1998 | 39.3651 | 39.3651 | 39.3651 | 40.28% | 67.74% | 36.07% | 48.03% | Y | Y | N
| 1850 | WMECO | NORTHERN | PITTSFIELD | Pleasant_16B | 16B | 16B-1X,16B-2X | LEE | D | 16B8 | LEE | 23kV | 23 | 23 | 4.7 | 4.7 | 21.5 | 21.4 | 21.4 | 21.5 | 21.96% | 21.96% | 100% | 47.98% | Y | N | N
| 373 | NSTAR | Central | Boston | Electric Ave | 315 | 110A | Brighton | D | 315-H5 | BRI | 13.8kV | 13.8kV | 13.8kV | 10.2658 | 3.1514 | 3.223 | 11.5789 | 11.5789 | 11.5789 | 88.66% | 27.22% | 27.84% | 47.9% | Y | N | N
| 197 | NSTAR | Central | Boston | PNU20 | PNU20 | 110B | Brookline | D | 20N28 | BKL | 4.16kV | 4.16kV | 4.16kV | 1.3674 | 1.1155 | 1.2235 | 2.5908 | 2.5908 | 2.5908 | 52.78% | 43.06% | 47.22% | 47.69% | Y | N | N
| 577 | NSTAR | Central | Boston | Dewar Street | 483 | 110A | Dorchester | D | 483-H7 | DOR | 13.8kV | 13.8kV | 13.8kV | 4.6316 | 3.8915 | 3.7482 | 8.5946 | 8.5946 | 8.5946 | 53.89% | 45.28% | 43.61% | 47.59% | Y | N | N
| 1156 | NSTAR | South | Plymouth | Marshfield Hills Sub | 728 | 1 | Marshfield | D | 3-25-42J2 | MAR | 4.16kV | 4.16kV | 4.16kV | 1.5185 | 1.281 | 1.0795 | 2.7348 | 2.7348 | 2.7348 | 55.53% | 46.84% | 39.47% | 47.28% | Y | N | N
| 256 | NSTAR | Central | Somerville | Mystic Station | 250 | 110A | Charlestown | D | 250-1N35H1 | SOM | 13.8kV | 13.8kV | 13.8kV | 3.032 | 3.1036 | 3.3424 | 6.6847 | 6.6847 | 6.6847 | 45.36% | 46.43% | 50% | 47.26% | Y | N | N
| 1504 | NSTAR | West | Waltham | Pine Street | 33 | 14G | Waltham | D | 3311 | WAL | 4.16kV | 4.16kV | 4.16kV | 0.80604 | 0.74847 | 0.99316 | 1.7992 | 1.7992 | 1.7992 | 44.8% | 41.6% | 55.2% | 47.2% | Y | N | N
| 1524 | NSTAR | West | Southboro | Hopkinton | 126 | 110A | Hopkinton | D | 126-H1 | FRA,HOK | 13.8kV | 13.8kV | 13.8kV | 8.5708 | 7.8068 | 0 | 11.5789 | 11.5789 | 11.5789 | 74.02% | 67.42% | 0% | 47.15% | Y | N | N
| 1498 | NSTAR | West | Waltham | Pine Street | 33 | 14F | Waltham | D | 3305 | WAL | 4.16kV | 4.16kV | 4.16kV | 0.82044 | 0.76286 | 0.95717 | 1.7992 | 1.7992 | 1.7992 | 45.6% | 42.4% | 53.2% | 47.07% | Y | N | N
| 1285 | NSTAR | South | Cape & Vineyard | West HYN | 943 | 1 | West HYN | D | 4-80B-898 | HYN | 4.16kV | 4.16kV | 4.16kV | 1.4968 | 1.2062 | 0.78473 | 2.4704 | 2.4704 | 2.4704 | 60.59% | 48.82% | 31.76% | 47.06% | Y | N | N
| 1463 | NSTAR | West | Walpole | Dedham | 20 | 14E | Dedham | D | 1905-06-25 | DED | 4.16kV | 4.16kV | 4.16kV | 0.86362 | 0.86362 | 0.86362 | 1.8352 | 1.8352 | 1.8352 | 47.06% | 47.06% | 47.06% | 47.06% | Y | N | N
| 28 | NSTAR | Central | Boston | Allston | 36 | 14B | Allston | D | 3608 | BRI | 4.16kV | 4.16kV | 4.16kV | 1.1515 | 0.98596 | 1.0076 | 2.231 | 2.231 | 2.231 | 51.61% | 44.19% | 45.16% | 46.99% | Y | N | N
| 1165 | NSTAR | South | Plymouth | Duxbury Sub | 738 | 2 | Duxbury | D | 3-27-970 | MAR | 22.8kV | 22.8kV | 22.8kV | 11.0443 | 8.8355 | 5.1277 | 17.7498 | 17.7498 | 17.7498 | 62.22% | 49.78% | 28.89% | 46.96% | Y | N | N
| 352 | NSTAR | Central | Boston | Mattapan | 311 | 110B | Mattapan | D | 311-07 | DOR | 4.16kV | 4.16kV | 4.16kV | 1.0939 | 0.92119 | 0.92119 | 2.0871 | 2.0871 | 2.0871 | 52.41% | 44.14% | 44.14% | 46.9% | Y | N | N
| 957 | NSTAR | South | New Bedford | Arsene | 654 | 1 | Fairhaven | D | 2-220-220 | FRH | 13.2kV | 13.2kV | 13.2kV | 7.3304 | 4.4073 | 4.7956 | 11.7605 | 11.7605 | 11.7605 | 62.33% | 37.48% | 40.78% | 46.86% | Y | N | N
| 1010 | NSTAR | South | New Bedford | Ash St. | 615 | W | New Bedford | D | 2-55-49 | NEB | 3.74kV | 3.74kV | 3.74kV | 0.84113 | 0.90583 | 0.85407 | 1.8505 | 1.8505 | 1.8505 | 45.45% | 48.95% | 46.15% | 46.85% | Y | N | N
| 70 | NSTAR | Central | Somerville | Mystic Street | 59 | 14A | Arlington | D | 5901 | ARL | 4.16kV | 4.16kV | 4.16kV | 0.71968 | 0.71968 | 0.83483 | 1.6193 | 1.6193 | 1.6193 | 44.44% | 44.44% | 51.56% | 46.81% | Y | N | N
| 1978 | WMECO | SOUTHERN | SPRINGFIELD | Breckwood_20A | 20A | 20A-2X | SPRINGFIELD | D | 20A23 | SPRINGFIELD | 13.8kV | 13.8 | 13.8 | 1.7 | 1.6 | 13.1 | 11.7 | 11.7 | 11.7 | 14.53% | 13.68% | 112% | 46.72% | Y | N | N
| 83 | NSTAR | Central | Boston | Hoyt Street | 67 | 14B | Dorchester | D | 6703 | DOR | 4.16kV | 4.16kV | 4.16kV | 0.9068 | 0.87801 | 0.93558 | 1.9431 | 1.9431 | 1.9431 | 46.67% | 45.19% | 48.15% | 46.67% | Y | N | N
| 743 | NSTAR | Central | Somerville | Cambridge | 821 | 14A | Cambridge | D | 821-22 | CAM | 4.16kV | 4.16kV | 4.16kV | 1.353 | 1.2378 | 0.93558 | 2.5189 | 2.5189 | 2.5189 | 53.71% | 49.14% | 37.14% | 46.67% | Y | N | N
| 1743 | NSTAR | West | Southboro | Speen Street | 433 | 110B | Framingham | D | 433-H9 | NAT | 13.8kV | 13.8kV | 13.8kV | 4.7271 | 5.4194 | 6.064 | 11.5789 | 11.5789 | 11.5789 | 40.82% | 46.8% | 52.37% | 46.67% | Y | N | N
| 1785 | NSTAR | West | Walpole | Norwood Sub | 469 | Muni | Norwood | D | 469-H6 | WWO | 13.8kV | 13.8kV | 13.8kV | 4.9419 | 4.4406 | 4.2973 | 9.7883 | 9.7883 | 9.7883 | 50.49% | 45.37% | 43.9% | 46.59% | Y | N | N
| 1331 | NSTAR | South | Cape & Vineyard | Harwich Sub | 968 | 1 | Harwich | D | 4-89A-552 | YAR | 22.8kV | 22.8kV | 22.8kV | 6.311 | 5.8377 | 6.5871 | 13.411 | 13.411 | 13.411 | 47.06% | 43.53% | 49.12% | 46.57% | Y | N | N
| 225 | NSTAR | Central | Somerville | Mystic Station | 250 | 110B | Charlestown | D | 218-80H1 | CHT | 13.8kV | 13.8kV | 13.8kV | 3.1275 | 3.1036 | 3.1036 | 6.6847 | 6.6847 | 6.6847 | 46.79% | 46.43% | 46.43% | 46.55% | Y | N | N
| 1177 | NSTAR | South | Plymouth | South PLY Sub | 740 | 1 | Plymouth | D | 3-71-38J1 | PLY | 4.16kV | 4.16kV | 4.16kV | 0.95717 | 0.92119 | 0.93558 | 2.0151 | 2.0151 | 2.0151 | 47.5% | 45.71% | 46.43% | 46.55% | Y | N | N
| 1615 | NSTAR | West | Waltham | Waltham | 282 | 110A | Waltham | D | 282-H7 | WAL | 13.8kV | 13.8kV | 13.8kV | 4.1541 | 6.3266 | 5.6581 | 11.5789 | 11.5789 | 11.5789 | 35.88% | 54.64% | 48.87% | 46.46% | Y | N | N
| 473 | NSTAR | Central | Somerville | Dragon Court | 375 | 110C | Woburn | D | 375-H9 | WOB | 13.8kV | 13.8kV | 13.8kV | 6.1834 | 5.0613 | 5.0374 | 11.6983 | 11.6983 | 11.6983 | 52.86% | 43.27% | 43.06% | 46.39% | Y | N | N
| 837 | NSTAR | Central | Somerville | East Camb | 875 | 110B | Cambridge | D | 875-1N22B | CAM | 13.8kV | 13.8kV | 13.8kV | 5.6581 | 5.491 | 4.9419 | 11.5789 | 11.5789 | 11.5789 | 48.87% | 47.42% | 42.68% | 46.32% | Y | N | N
| 1435 | NSTAR | South | Cape & Vineyard | Falmouth Sub | 933 | 2 | Falmouth | D | 4-98A-98A | FAL | 22.8kV | 22.8kV | 22.8kV | 14.9098 | 13.2532 | 8.8355 | 26.6247 | 26.6247 | 26.6247 | 56% | 49.78% | 33.19% | 46.32% | Y | Y | N
| 568 | NSTAR | Central | Boston | Dewar Street | 483 | 14B | Dorchester | D | 483-07 | DOR | 4.16kV | 4.16kV | 4.16kV | 0.92119 | 0.87081 | 0.9068 | 1.9431 | 1.9431 | 1.9431 | 47.41% | 44.81% | 46.67% | 46.3% | Y | N | N
| 753 | NSTAR | Central | Somerville | Walden | 824 | 14A | Cambridge | D | 824-26 | CAM | 4.16kV | 4.16kV | 4.16kV | 1.1659 | 1.0867 | 1.245 | 2.5189 | 2.5189 | 2.5189 | 46.29% | 43.14% | 49.43% | 46.29% | Y | N | N
| 1598 | NSTAR | West | Southboro | SHERBORN 274 | 274 | 110B | Ashland, Framingham, Hopkinton, Sherborn | D | 274-H6 | SHE | 13.8kV | 13.8kV | 13.8kV | 5.2284 | 5.2523 | 5.7298 | 11.7 | 11.6983 | 11.6983 | 44.69% | 44.9% | 48.98% | 46.19% | Y | N | N
| 35 | NSTAR | Central | Boston | Allston | 36 | 14E | Allston | D | 3621 | BRI,BKL | 4.16kV | 4.16kV | 4.16kV | 1.7992 | 1.4538 | 1.5833 | 3.4904 | 3.4904 | 3.4904 | 51.55% | 41.65% | 45.36% | 46.19% | Y | N | N
| 1881 | WMECO | NORTHERN | PITTSFIELD | Doreen_19A | 19A | 19A-1X,19A-2X | PITTSFIELD | D | 19A4 | PITTSFIELD | 23kV | 23 | 23 | 1.8 | 1.3 | 17.5 | 14.8 | 14.8 | 14.9 | 12.16% | 8.784% | 117.4% | 46.13% | Y | N | N
| 299 | NSTAR | Central | Boston | Colburn St | 350 | 110B | Boston | D | 284-1360H | ROX | 13.8kV | 13.8kV | 13.8kV | 5.9685 | 4.7987 | 5.2523 | 11.5789 | 11.5789 | 11.5789 | 51.55% | 41.44% | 45.36% | 46.12% | Y | N | N
| 618 | NSTAR | Central | Boston | Dewar Street | 483 | 110A | Dorchester | D | 511-1495H | DOR | 13.8kV | 13.8kV | 13.8kV | 4.0586 | 4.0586 | 3.7721 | 8.5946 | 8.5946 | 8.5946 | 47.22% | 47.22% | 43.89% | 46.11% | Y | N | N
| 786 | NSTAR | Central | Somerville | Smith Place | 829 | 14A | Cambridge | D | 829-19 | CAM | 4.16kV | 4.16kV | 4.16kV | 1.0147 | 0.93558 | 0.88521 | 2.0511 | 2.0511 | 2.0511 | 49.47% | 45.61% | 43.16% | 46.08% | Y | N | N
| 378 | NSTAR | Central | Boston | San Juan Street | 318 | 14BC | Boston | D | 318-03 | BDT | 4.16kV | 4.16kV | 4.16kV | 0.87801 | 0.83483 | 0.97157 | 1.9431 | 1.9431 | 1.9431 | 45.19% | 42.96% | 50% | 46.05% | Y | N | N
| 561 | NSTAR | Central | Boston | Rockingham Ave | 468 | 24AB | W. Roxbury | D | 468-03 | HYP,WRX | 4.16kV | 4.16kV | 4.16kV | 1.5257 | 1.5473 | 1.1443 | 3.0586 | 3.0586 | 3.0586 | 49.88% | 50.59% | 37.41% | 45.96% | Y | N | N
| 440 | NSTAR | Central | Boston | Colburn St | 350 | 110C | Boston | D | 350-H3 | BDT BKL WRX | 13.8kV | 13.8kV | 13.8kV | 4.8942 | 5.0852 | 5.9685 | 11.5789 | 11.5789 | 11.5789 | 42.27% | 43.92% | 51.55% | 45.91% | Y | N | N
| 1860 | WMECO | NORTHERN | HADLEY | Amherst_17K | 17K | 17K-3X | AMHERST | D | 17K3 | AMHERST | 13.8kV | 13.8 | 13.8 | 0.88 | 0.9 | 12.4 | 10.3 | 10.3 | 10.3 | 8.544% | 8.738% | 120.4% | 45.89% | Y | N | N
| 1257 | NSTAR | South | Cape & Vineyard | Falmouth Sub | 933 | 2 | Falmouth | D | 4-75-227 | EDG | 22.8kV | 22.8kV | 22.8kV | 6.1138 | 6.7844 | 5.5616 | 13.411 | 13.411 | 13.411 | 45.59% | 50.59% | 41.47% | 45.88% | Y | N | N
| 704 | NSTAR | Central | Somerville | Hampshire | 814 | 14A | Cambridge | D | 814-16 | CAM | 4.16kV | 4.16kV | 4.16kV | 1.6265 | 0.57574 | 0.6693 | 2.0871 | 2.0871 | 2.0871 | 77.93% | 27.59% | 32.07% | 45.86% | Y | N | N
| 2071 | WMECO | SOUTHERN | SPRINGFIELD | West_Springfield_8C | 8C | 8C-1X,8C-2X | WEST SPRINGFIELD | D | 8C22 | WEST SPRINGFIELD | 13.8kV | 13.8 | 13.8 | 0.9 | 0.8 | 10.8 | 9.1 | 9.1 | 9.1 | 9.89% | 8.791% | 118.7% | 45.79% | Y | N | N
| 4 | NSTAR | Central | Boston | Roslindale | 13 | 14C | Roslindale | D | 1306 | WRX | 4.16kV | 4.16kV | 4.16kV | 1.2378 | 1.1083 | 1.2091 | 2.5908 | 2.5908 | 2.5908 | 47.78% | 42.78% | 46.67% | 45.74% | Y | N | N
| 285 | NSTAR | Central | Boston | PNU25 | PNU25 | 110B | Brookline | D | 25N28 | BKL | 4.16kV | 4.16kV | 4.16kV | 1.4034 | 1.6841 | 0.46779 | 2.5908 | 2.5908 | 2.5908 | 54.17% | 65% | 18.06% | 45.74% | Y | N | N
| 814 | NSTAR | Central | Somerville | Putnam | 831 | 110B | Cambridge | D | 831-1ND4 | CAM | 13.8kV | 13.8kV | 13.8kV | 3.1752 | 3.1514 | 3.0081 | 6.8041 | 6.8041 | 6.8041 | 46.67% | 46.32% | 44.21% | 45.73% | Y | N | N
| 841 | NSTAR | Central | Somerville | East Camb | 875 | 110C | Cambridge | D | 875-1N36B | CAM | 13.8kV | 13.8kV | 13.8kV | 3.8198 | 5.9924 | 2.65 | 8.5946 | 8.5946 | 11.5789 | 44.44% | 69.72% | 22.89% | 45.68% | Y | N | N
| 454 | NSTAR | Central | Boston | Lincoln Street | 329 | 110C | Brighton | D | 36-90 | BRI | 13.8kV | 13.8kV | 13.8kV | 5.4433 | 5.1568 | 5.2523 | 11.5789 | 11.5789 | 11.5789 | 47.01% | 44.54% | 45.36% | 45.64% | Y | N | N
| 1760 | NSTAR | West | Southboro | West Framingham | 455 | 110A | Framingham | D | 455-H6 | ASH,FRA | 13.8kV | 13.8kV | 13.8kV | 5.0852 | 5.0613 | 5.8253 | 11.6983 | 11.6983 | 11.6983 | 43.47% | 43.27% | 49.8% | 45.51% | Y | N | N
| 437 | NSTAR | Central | Boston | Colburn St | 350 | 110D | Boston | D | 350-H12 | BKL ROX | 13.8kV | 13.8kV | 13.8kV | 5.491 | 5.4194 | 4.8942 | 11.5789 | 11.5789 | 11.5789 | 47.42% | 46.8% | 42.27% | 45.5% | Y | N | N
| 1665 | NSTAR | West | Waltham | Marrett Road | 320 | 110A | Lexington | D | 34-1352H2 | LEX | 13.8kV | 13.8kV | 13.8kV | 1.4802 | 1.5518 | 1.5279 | 3.3424 | 3.3424 | 3.3424 | 44.29% | 46.43% | 45.71% | 45.48% | Y | N | N
| 1569 | NSTAR | West | Walpole | Dedham | 20 | 24B | Dedham | D | 20-H5 | DED | 13.8kV | 13.8kV | 13.8kV | 5.491 | 5.109 | 5.3478 | 11.6983 | 11.6983 | 11.6983 | 46.94% | 43.67% | 45.71% | 45.44% | Y | N | N
| 351 | NSTAR | Central | Boston | Mattapan | 311 | 110B | Mattapan | D | 311-06 | DOR,HYP | 4.16kV | 4.16kV | 4.16kV | 0.92119 | 0.85642 | 0.87081 | 1.9431 | 1.9431 | 1.9431 | 47.41% | 44.07% | 44.81% | 45.43% | Y | N | N
| 1393 | NSTAR | South | Cape & Vineyard | Wellfleet Sub | 976 | 1 | Wellfleet | D | 4-94B-94B | EAS | 22.8kV | 22.8kV | 22.8kV | 16.527 | 14.2393 | 14.3576 | 33.133 | 33.133 | 33.133 | 49.88% | 42.98% | 43.33% | 45.4% | Y | N | N
| 614 | NSTAR | Central | Boston | Andrew Sq | 106 | 110B | South Boston | D | 510-77H3 | ROX | 13.8kV | 13.8kV | 13.8kV | 1.5518 | 1.5518 | 1.4324 | 3.3424 | 3.3424 | 3.3424 | 46.43% | 46.43% | 42.86% | 45.24% | Y | N | N
| 1644 | NSTAR | West | Waltham | Auburn Street | 316 | 17-1355H | Newton | D | 316-03 | NEW | 4.16kV | 4.16kV | 4.16kV | 1.5113 | 1.5113 | 0.87081 | 2.8787 | 2.8787 | 2.8787 | 52.5% | 52.5% | 30.25% | 45.08% | Y | N | N
| 1684 | NSTAR | West | Southboro | Maynard | 355 | 342-H8 | Maynard | D | 355-03 | MAY,ACT | 4.16kV | 4.16kV | 4.16kV | 0.98596 | 1.0076 | 0.63332 | 1.9431 | 1.9431 | 1.9431 | 50.74% | 51.85% | 32.59% | 45.06% | Y | N | N
| 935 | NSTAR | South | New Bedford | Industrial Park | 636 | 111 | N. Bedford | D | 2-104-104 | NEB | 13.2kV | 13.2kV | 13.2kV | 4.7956 | 4.0191 | 4.453 | 9.8195 | 9.8195 | 9.8195 | 48.84% | 40.93% | 45.35% | 45.04% | Y | N | N
| 955 | NSTAR | South | New Bedford | Arsene | 654 | 1 | Fairhaven | D | 2-220-201 | FRH | 13.2kV | 13.2kV | 13.2kV | 4.2247 | 3.3797 | 3.6538 | 8.3351 | 8.3351 | 8.3351 | 50.68% | 40.55% | 43.84% | 45.02% | Y | N | N
| 100 | NSTAR | Central | Boston | Andrew Sq | 106 | 110C | South Boston | D | 106-1N31H4 | ROX | 13.8kV | #N/A | #N/A | 1.5518 | 1.4563 | 1.5041 | 3.3424 | 3.3424 | 3.3424 | 46.43% | 43.57% | 45% | 45% | Y | N | N
| 160 | NSTAR | Central | Boston | Andrew Sq | 106 | 110B | South Boston | D | 143-109H4 | DOR | 13.8kV | 13.8kV | 13.8kV | 1.5518 | 1.5041 | 1.4563 | 3.3424 | 3.3424 | 3.3424 | 46.43% | 45% | 43.57% | 45% | Y | N | N
| 248 | NSTAR | Central | Boston | PNU23 | PNU23 | 110B | Brookline | D | 23N28Y | BRI,BKL | 4.16kV | 4.16kV | 4.16kV | 1.2954 | 1.3026 | 0.8996 | 2.5908 | 2.5908 | 2.5908 | 50% | 50.28% | 34.72% | 45% | Y | N | N
| 1345 | NSTAR | South | Cape & Vineyard | Hyannis Junction | 961 | 1 | Hyannis | D | 4-90-550 | DEN | 22.8kV | 22.8kV | 22.8kV | 3.2344 | 3.1555 | 2.6427 | 6.7055 | 6.7055 | 6.7055 | 48.24% | 47.06% | 39.41% | 44.9% | Y | N | N
| 1681 | NSTAR | West | Waltham | Lilian Road | 351 | 14C | Lexington | D | 351-01 | LEX | 4.16kV | 4.16kV | 4.16kV | 1.1875 | 1.1875 | 0 | 1.7632 | 1.7632 | 1.7632 | 67.35% | 67.35% | 0% | 44.9% | Y | N | N
| 1278 | NSTAR | South | Cape & Vineyard | Oak Street | 920 | 1 | Barnstable | D | 4-80A-80A | BNS | 22.8kV | 22.8kV | 22.8kV | 15.2648 | 9.3088 | 11.281 | 26.6247 | 26.6247 | 26.6247 | 57.33% | 34.96% | 42.37% | 44.89% | Y | N | N
| 414 | NSTAR | Central | Boston | Lincoln Street | 329 | 110B | Brighton | D | 329-H10 | BRI | 13.8kV | 13.8kV | 13.8kV | 3.5811 | 6.0401 | 5.9685 | 11.5789 | 11.5789 | 11.5789 | 30.93% | 52.16% | 51.55% | 44.88% | Y | N | N
| 593 | NSTAR | Central | Boston | Colburn St | 350 | 110A | Boston | D | 493-1411H | BOS ROX | 13.8kV | 13.8kV | 13.8kV | 5.491 | 5.1807 | 4.8942 | 11.5789 | 11.5789 | 11.5789 | 47.42% | 44.74% | 42.27% | 44.81% | Y | N | N
| 1516 | NSTAR | West | Waltham | Grant Street | 34 | 14D | Lexington | D | 3409 | LEX | 4.16kV | 4.16kV | 4.16kV | 1.2235 | 0.74847 | 1.0219 | 2.231 | 2.231 | 2.231 | 54.84% | 33.55% | 45.81% | 44.73% | Y | N | N
| 220 | NSTAR | Central | Somerville | Woburn | 211 | 110A | Woburn | D | 211-H8 | WIN,WOB | 13.8kV | 13.8kV | 13.8kV | 3.8676 | 3.6288 | 4.0347 | 8.5946 | 8.5946 | 8.5946 | 45% | 42.22% | 46.94% | 44.72% | Y | N | N
| 989 | NSTAR | South | New Bedford | Fisher Rd. | 657 | W | Dartmouth | D | 2-522-522 | WSP | 13.2kV | 13.2kV | 13.2kV | 3.0829 | 4.4759 | 7.102 | 10.9613 | 10.9613 | 10.9613 | 28.12% | 40.83% | 64.79% | 44.58% | Y | N | N
| 1410 | NSTAR | South | Cape & Vineyard | Orleans Sub | 975 | 2 | Orleans | D | 4-95B-95B | CHM | 22.8kV | 22.8kV | 22.8kV | 16.3693 | 16.0143 | 16.3693 | 36.4857 | 36.4857 | 36.4857 | 44.86% | 43.89% | 44.86% | 44.54% | Y | N | N
| 1703 | NSTAR | West | Waltham | Burlington | 391 | 110A | Burlington | D | 391-H10 | BED,BUR | 13.8kV | 13.8kV | 13.8kV | 3.9631 | 4.3451 | 3.1752 | 8.5946 | 8.5946 | 8.5946 | 46.11% | 50.56% | 36.94% | 44.54% | Y | N | N
| 558 | NSTAR | Central | Boston | Arsenal Street | 467 | 110A | Watertown | D | 467-H13 | WAT BRI NEW | 13.8kV | 13.8kV | 13.8kV | 3.2707 | 6.7802 | 5.3955 | 11.5789 | 11.5789 | 11.5789 | 28.25% | 58.56% | 46.6% | 44.47% | Y | N | N
| 1996 | WMECO | SOUTHERN | SPRINGFIELD | Clinton_21S | 21S | 21S-3X | SPRINGFIELD | D | 21S15 | SPRINGFIELD | 13.8kV | 13.8 | 13.8 | 0 | 0.6 | 13.4 | 10.5 | 10.5 | 10.5 | 0% | 5.714% | 127.6% | 44.44% | Y | N | N
| 1856 | WMECO | NORTHERN | PITTSFIELD | Woodland_Rd_17G | 17G | 17G-1X,17G-2X | LEE | D | 17G7 | LEE | 23kV | 23 | 23 | 2.1 | 1.3 | 17.5 | 15.6 | 15.6 | 15.7 | 13.46% | 8.333% | 111.5% | 44.42% | Y | N | N
| 2077 | WMECO | SOUTHERN | SPRINGFIELD | West_Springfield_8C | 8C | 8C-1X,8C-2X | WEST SPRINGFIELD | D | 8C32 | WEST SPRINGFIELD | 13.8kV | 13.8 | 13.8 | 0.9 | 1 | 14.2 | 12.1 | 12.1 | 12.1 | 7.438% | 8.264% | 117.4% | 44.35% | Y | N | N
| 1460 | NSTAR | West | Waltham | Homer Street | 17 | 14E | Newton | D | 1714 | NEW | 4.16kV | 4.16kV | 4.16kV | 0.75566 | 0.65491 | 0.64771 | 1.5473 | 1.5473 | 1.5473 | 48.84% | 42.33% | 41.86% | 44.34% | Y | N | N
| 843 | NSTAR | Central | Somerville | East Camb | 875 | 110C | Cambridge | D | 875-1N38A | CAM | 13.8kV | 13.8kV | 13.8kV | 4.4167 | 3.8437 | 4.2496 | 8.5946 | 8.5946 | 11.5789 | 51.39% | 44.72% | 36.7% | 44.27% | Y | N | N
| 1235 | NSTAR | South | Cape & Vineyard | Orleans Sub | 975 | 2 | Orleans | D | 4-628-628 | ORL | 22.8kV | 22.8kV | 22.8kV | 9.9793 | 9.3088 | 10.0188 | 22.0886 | 22.0886 | 22.0886 | 45.18% | 42.14% | 45.36% | 44.23% | Y | N | N
| 397 | NSTAR | Central | Boston | Southampton Street | 323 | 14C | South Boston | D | 323-06 | ROX | 4.16kV | 4.16kV | 4.16kV | 0.8996 | 0.84922 | 0.82763 | 1.9431 | 1.9431 | 1.9431 | 46.3% | 43.7% | 42.59% | 44.2% | Y | N | N
| 804 | NSTAR | Central | Somerville | Putnam | 831 | 110A | Cambridge | D | 831-1347 | CAM | 13.8kV | 13.8kV | 13.8kV | 4.5599 | 3.8676 | 3.9153 | 9.3109 | 9.3109 | 9.3109 | 48.97% | 41.54% | 42.05% | 44.19% | Y | N | N
| 1880 | WMECO | NORTHERN | PITTSFIELD | Doreen_19A | 19A | 19A-1X,19A-2X | PITTSFIELD | D | 19A3 | PITTSFIELD | 23kV | 23 | 23 | 1.8 | 1.4 | 17.5 | 15.6 | 15.6 | 15.7 | 11.54% | 8.974% | 111.5% | 43.99% | Y | N | N
| 801 | NSTAR | Central | Somerville | Putnam | 831 | 110B | Cambridge | D | 831-1334 | CAM | 13.8kV | 13.8kV | 13.8kV | 2.7216 | 2.65 | 2.3397 | 5.8491 | 5.8491 | 5.8491 | 46.53% | 45.31% | 40% | 43.95% | Y | N | N
| 694 | NSTAR | Central | Somerville | Otis | 812 | 14A | Cambridge | D | 812-16 | CAM | 4.16kV | 4.16kV | 4.16kV | 1.245 | 0.48219 | 1.0219 | 2.0871 | 2.0871 | 2.0871 | 59.66% | 23.1% | 48.97% | 43.91% | Y | N | N
| 2074 | WMECO | SOUTHERN | SPRINGFIELD | West_Springfield_8C | 8C | 8C-1X,8C-2X | WEST SPRINGFIELD | D | 8C25 | WEST SPRINGFIELD | 13.8kV | 13.8 | 13.8 | 0.6 | 0.5 | 9.3 | 7.9 | 7.9 | 7.9 | 7.595% | 6.329% | 117.7% | 43.88% | Y | N | N
| 1533 | NSTAR | West | Walpole | South Street | 146 | 110A | Walpole | D | 135-1319H1 | WLP | 13.8kV | 13.8kV | 13.8kV | 3.414 | 4.1063 | 3.4617 | 8.3559 | 8.3559 | 8.3559 | 40.86% | 49.14% | 41.43% | 43.81% | Y | N | N
| 839 | NSTAR | Central | Somerville | East Camb | 875 | 110B | Cambridge | D | 875-1N25A | CAM | 13.8kV | 13.8kV | 13.8kV | 5.3716 | 6.3505 | 3.4856 | 11.5789 | 11.5789 | 11.5789 | 46.39% | 54.85% | 30.1% | 43.78% | Y | N | N
| 1161 | NSTAR | South | Plymouth | S. Duxbury | 738 | 1 | Duxbury | D | 3-26-39J1 | DUX | 4.16kV | 4.16kV | 4.16kV | 0.97876 | 0.79165 | 0.86362 | 2.0151 | 2.0151 | 2.0151 | 48.57% | 39.29% | 42.86% | 43.57% | Y | N | N
| 1225 | NSTAR | South | Plymouth | Valley Sub | 715 | 2 | Plymouth | D | 3-89-922 | PLY | 22.8kV | 22.8kV | 22.8kV | 6.4688 | 5.3249 | 5.7194 | 13.411 | 13.411 | 13.411 | 48.24% | 39.71% | 42.65% | 43.53% | Y | N | N
| 1236 | NSTAR | South | Cape & Vineyard | Hyannis Junction | 961 | 3 | Barnstable | D | 4-63-521 | BAR | 22.8kV | 22.8kV | 22.8kV | 10.0188 | 9.3088 | 9.506 | 22.0886 | 22.0886 | 22.0886 | 45.36% | 42.14% | 43.04% | 43.51% | Y | N | N
| 1457 | NSTAR | West | Waltham | Homer Street | 17 | 14C | Newton | D | 1710 | NEW | 4.16kV | 4.16kV | 4.16kV | 0.8996 | 0.82044 | 0.81324 | 1.9431 | 1.9431 | 1.9431 | 46.3% | 42.22% | 41.85% | 43.46% | Y | N | N
| 844 | NSTAR | Central | Somerville | East Camb | 875 | 110C | Cambridge | D | 875-1N39A | CAM | 13.8kV | 13.8kV | 13.8kV | 6.7802 | 3.7482 | 4.5599 | 11.5789 | 11.5789 | 11.5789 | 58.56% | 32.37% | 39.38% | 43.44% | Y | N | N
| 917 | NSTAR | South | Plymouth | Marshfield Sub | 739 | 1 | Marshfield | D | 3-22-22 | MAF | 22.8kV | 22.8kV | 22.8kV | 10.2554 | 8.4016 | 9.0721 | 21.2998 | 21.2998 | 21.2998 | 48.15% | 39.44% | 42.59% | 43.4% | Y | N | N
| 1812 | NSTAR | West | Waltham | Trapelo Road | 450 | 110A | Waltham | D | 531-1359H3 | WAL | 13.8kV | 13.8kV | 13.8kV | 1.0027 | 1.9099 | 1.4324 | 3.3424 | 3.3424 | 3.3424 | 30% | 57.14% | 42.86% | 43.33% | Y | N | N
| 794 | NSTAR | Central | Somerville | Putnam | 831 | 110A | Cambridge | D | 831-1304 | CAM | 13.8kV | 13.8kV | 13.8kV | 3.1275 | 2.9365 | 2.9365 | 6.9235 | 6.9235 | 6.9235 | 45.17% | 42.41% | 42.41% | 43.33% | Y | N | N
| 975 | NSTAR | South | New Bedford | Crystal Spring | 646 | 1 | Mattapoisett | D | 2-301-305 | MPO | 13.2kV | 13.2kV | 13.2kV | 2.3521 | 2.0096 | 2.4663 | 5.2523 | 5.2523 | 5.2523 | 44.78% | 38.26% | 46.96% | 43.33% | Y | N | N
| 1614 | NSTAR | West | Waltham | Waltham | 283 | 110B | Waltham | D | 282-H6 | WAL | 13.8kV | 13.8kV | 13.8kV | 4.8225 | 5.682 | 4.5122 | 11.5789 | 11.5789 | 11.5789 | 41.65% | 49.07% | 38.97% | 43.23% | Y | N | N
| 297 | NSTAR | Central | Boston | Washington St | 284 | 110B | Jamaica Plain | D | 284-09 | WRX | 4.16kV | 4.16kV | 4.16kV | 0.071968 | 2.2958 | 0.43181 | 2.159 | 2.159 | 2.159 | 3.333% | 106.3% | 20% | 43.22% | Y | N | N
| 365 | NSTAR | Central | Boston | Electric Ave | 315 | 110A | Brighton | D | 315-H1 | BRI | 13.8kV | 13.8kV | 13.8kV | 4.0586 | 3.7005 | 4.2973 | 9.3109 | 9.3109 | 9.3109 | 43.59% | 39.74% | 46.15% | 43.16% | Y | N | N
| 499 | NSTAR | Central | Boston | K Street | 385 | 110A | South Boston | D | 385-H8 | SOB | 13.8kV | 13.8kV | 13.8kV | 1.8622 | 2.6261 | 2.7694 | 5.6104 | 5.6104 | 5.6104 | 33.19% | 46.81% | 49.36% | 43.12% | Y | N | N
| 238 | NSTAR | Central | Somerville | Mystic Station | 250 | 110A | Everett | D | 227-51H7 | SOM | 13.8kV | 13.8kV | 13.8kV | 1.8622 | 1.9099 | 1.6234 | 4.178 | 4.178 | 4.178 | 44.57% | 45.71% | 38.86% | 43.05% | Y | N | N
| 1333 | NSTAR | South | Cape & Vineyard | Harwich Sub | 968 | 1 | Harwich | D | 4-89A-556 | DEN | 22.8kV | 22.8kV | 22.8kV | 3.8261 | 3.9444 | 3.9444 | 9.0721 | 9.0721 | 9.0721 | 42.17% | 43.48% | 43.48% | 43.04% | Y | N | N
| 924 | NSTAR | South | Plymouth | Duxbury Sub | 738 | 1 | Duxbury | D | 3-26-26 | DUX | 22.8kV | 22.8kV | 22.8kV | 17.3554 | 14.5943 | 14.9887 | 36.4857 | 36.4857 | 36.4857 | 47.57% | 40% | 41.08% | 42.88% | Y | N | N
| 507 | NSTAR | Central | Boston | Amory Street | 396 | 110A | Roxbury | D | 396-06 | ROX,WRX | 4.16kV | 4.16kV | 4.16kV | 1.3026 | 0.69089 | 1.3314 | 2.5908 | 2.5908 | 2.5908 | 50.28% | 26.67% | 51.39% | 42.78% | Y | N | N
| 1673 | NSTAR | West | Southboro | Sudbury | 342 | 110A | Sudbury | D | 342-H8 | SUD WAY | 13.8kV | 13.8kV | 13.8kV | 5.7298 | 7.0667 | 5.5388 | 14.3244 | 14.3244 | 14.3244 | 40% | 49.33% | 38.67% | 42.67% | Y | N | N
| 1387 | NSTAR | South | Cape & Vineyard | Orleans Sub | 975 | 1 | Orleans | D | 4-94A-648 | EAS | 22.8kV | 22.8kV | 22.8kV | 6.1138 | 5.5222 | 5.5222 | 13.411 | 13.411 | 13.411 | 45.59% | 41.18% | 41.18% | 42.65% | Y | N | N
| 348 | NSTAR | Central | Boston | Mattapan | 311 | 110B | Mattapan | D | 311-03 | DOR,HYP | 4.16kV | 4.16kV | 4.16kV | 1.0435 | 1.3674 | 0.8996 | 2.5908 | 2.5908 | 2.5908 | 40.28% | 52.78% | 34.72% | 42.59% | Y | N | N
| 144 | NSTAR | Central | Somerville | PNU14 | PNU14 | P13/P14 | Somerville | D | 13N14 | SOM | 4.16kV | 4.16kV | 4.16kV | 1.0651 | 1.0651 | 1.1731 | 2.5908 | 2.5908 | 2.5908 | 41.11% | 41.11% | 45.28% | 42.5% | Y | N | N
| 1716 | NSTAR | West | Waltham | Burlington | 391 | 110B | Burlington | D | 391-H8 | BED,BUR | 13.8kV | 13.8kV | 13.8kV | 2.9604 | 4.918 | 3.0797 | 8.5946 | 8.5946 | 8.5946 | 34.44% | 57.22% | 35.83% | 42.5% | Y | N | N
| 125 | NSTAR | Central | Boston | Dorchester Ave | 139 | 14C | South Boston | D | 139-03 | SOB | 4.16kV | 4.16kV | 4.16kV | 1.792 | 0.37423 | 0.30946 | 1.9431 | 1.9431 | 1.9431 | 92.22% | 19.26% | 15.93% | 42.47% | Y | N | N
| 1683 | NSTAR | West | Southboro | Maynard | 355 | 342-H8 | Maynard | D | 355-02 | MAY | 4.16kV | 4.16kV | 4.16kV | 0.87081 | 0.87081 | 0.91399 | 2.0871 | 2.0871 | 2.0871 | 41.72% | 41.72% | 43.79% | 42.41% | Y | N | N
| 629 | NSTAR | Central | Boston | Willow St | 516 | 24AC | W. Roxbury | D | 516-01 | HYP,WRX | 4.16kV | 4.16kV | 4.16kV | 1.0723 | 1.1443 | 1.0795 | 2.5908 | 2.5908 | 2.5908 | 41.39% | 44.17% | 41.67% | 42.41% | Y | N | N
| 741 | NSTAR | Central | Somerville | Amory | 820 | 14A | Cambridge | D | 820-46 | CAM | 4.16kV | 4.16kV | 4.16kV | 1.1155 | 1.0363 | 1.0435 | 2.5189 | 2.5189 | 2.5189 | 44.29% | 41.14% | 41.43% | 42.29% | Y | N | N
| 422 | NSTAR | Central | Boston | Brighton | 329 | 110B | Brighton | D | 329-H9 | BRI | 13.8kV | 13.8kV | 13.8kV | 3.3424 | 3.7005 | 7.6397 | 11.5789 | 11.5789 | 11.5789 | 28.87% | 31.96% | 65.98% | 42.27% | Y | N | N
| 1713 | NSTAR | West | Waltham | Burlington | 391 | 110A | Burlington | D | 391-H5 | BUR | 13.8kV | 13.8kV | 13.8kV | 3.4617 | 3.3185 | 4.1063 | 8.5946 | 8.5946 | 8.5946 | 40.28% | 38.61% | 47.78% | 42.22% | Y | N | N
| 703 | NSTAR | Central | Somerville | Hampshire | 814 | 14A | Cambridge | D | 814-15 | CAM | 4.16kV | 4.16kV | 4.16kV | 0.8996 | 0.74847 | 1.1659 | 2.0511 | 2.0511 | 2.5189 | 43.86% | 36.49% | 46.29% | 42.21% | Y | N | N
| 1246 | NSTAR | South | Cape & Vineyard | STA 981 | 981 | 1 | Provincetown | D | 4-675-971 | PRO | 4.16kV | 4.16kV | 4.16kV | 1.9182 | 1.9255 | 1.9255 | 4 | 4.9046 | 4.9046 | 47.96% | 39.26% | 39.26% | 42.16% | Y | N | N
| 503 | NSTAR | Central | Somerville | Mystic Station | 250 | 110B | Somerville | D | 387-148H2 | SOM | 13.8kV | 13.8kV | 13.8kV | 3.3901 | 3.4617 | 3.0797 | 7.8784 | 7.8784 | 7.8784 | 43.03% | 43.94% | 39.09% | 42.02% | Y | N | N
| 291 | NSTAR | Central | Boston | Washington St | 284 | 110B | Jamaica Plain | D | 284-02 | WRX | 4.16kV | 4.16kV | 4.16kV | 0.94998 | 0.74847 | 0.74847 | 1.9431 | 1.9431 | 1.9431 | 48.89% | 38.52% | 38.52% | 41.98% | Y | N | N
| 856 | NSTAR | Central | Boston | Seafood Way | 99 | 14A | South Boston | D | 99-H3 | SOB | 13.8kV | 13.8kV | 13.8kV | 4.3928 | 5.7059 | 8.4753 | 14.8019 | 14.8019 | 14.8019 | 29.68% | 38.55% | 57.26% | 41.83% | Y | N | N
| 1499 | NSTAR | West | Waltham | Pine Street | 33 | 14D &14 E | Waltham | D | 3306 | WAL | 4.16kV | 4.16kV | 4.16kV | 0.91399 | 0.85642 | 1.2091 | 2.3749 | 2.3749 | 2.3749 | 38.48% | 36.06% | 50.91% | 41.82% | Y | N | N
| 939 | NSTAR | South | New Bedford | Industrial Park | 636 | 111 | N. Bedford | D | 2-106-160 | NEB | 13.2kV | 13.2kV | 13.2kV | 1.4158 | 0.73075 | 4.4302 | 5.2523 | 5.2523 | 5.2523 | 26.96% | 13.91% | 84.35% | 41.74% | Y | N | N
| 7 | NSTAR | Central | Boston | Roslindale | 13 | 14B | Roslindale | D | 1309 | WRX | 4.16kV | 4.16kV | 4.16kV | 0.81324 | 0.85642 | 0.76286 | 1.9431 | 1.9431 | 1.9431 | 41.85% | 44.07% | 39.26% | 41.73% | Y | N | N
| 1532 | NSTAR | West | Walpole | South Street | 146 | 110A | Walpole | D | 135-1319H | WLP | 13.8kV | 13.8kV | 13.8kV | 3.414 | 3.5811 | 3.4617 | 8.3559 | 8.3559 | 8.3559 | 40.86% | 42.86% | 41.43% | 41.71% | Y | N | N
| 1319 | NSTAR | South | Cape & Vineyard | Oak Street | 920 | 1 | Barnstable | D | 4-87A-87A | SAN | 22.8kV | 22.8kV | 22.8kV | 15.1465 | 20.7475 | 11.3993 | 37.8662 | 37.8662 | 37.8662 | 40% | 54.79% | 30.1% | 41.63% | Y | Y | N
| 1346 | NSTAR | South | Cape & Vineyard | Hyannis Junction | 961 | 1 | Barnstable | D | 4-90-90 | YAR | 22.8kV | 22.8kV | 22.8kV | 14.8309 | 12.4249 | 12.5432 | 31.8708 | 31.8708 | 31.8708 | 46.53% | 38.99% | 39.36% | 41.63% | Y | N | N
| 391 | NSTAR | Central | Boston | Cottrell Street | 321 | 14AB | Dorchester | D | 321-02 | DOR | 4.16kV | 4.16kV | 4.16kV | 1.0579 | 1.0795 | 1.0939 | 2.5908 | 2.5908 | 2.5908 | 40.83% | 41.67% | 42.22% | 41.57% | Y | N | N
| 1653 | NSTAR | West | Waltham | Marrett Road | 320 | 110A | Lexington | D | 320-H8 | LEX, LIC | 13.8kV | 13.8kV | 13.8kV | 4.2257 | 5.5149 | 4.8464 | 11.6983 | 11.6983 | 11.6983 | 36.12% | 47.14% | 41.43% | 41.56% | Y | N | N
| 458 | NSTAR | Central | Boston | Baker St | 374 | 24B | W. Roxbury | D | 374-06 | WRX | 4.16kV | 4.16kV | 4.16kV | 0.72688 | 0.83483 | 0.85642 | 1.9431 | 1.9431 | 1.9431 | 37.41% | 42.96% | 44.07% | 41.48% | Y | N | N
| 706 | NSTAR | Central | Somerville | Pacific | 815 | 14A | Cambridge | D | 815-10 | CAM | 4.16kV | 4.16kV | 4.16kV | 1.0363 | 1.0363 | 1.4178 | 2.8068 | 2.8068 | 2.8068 | 36.92% | 36.92% | 50.51% | 41.45% | Y | N | N
| 376 | NSTAR | Central | Boston | San Juan Street | 318 | 14A | Boston | D | 318-01 | BDT | 4.16kV | 4.16kV | 4.16kV | 0.80604 | 0.84922 | 0.75566 | 1.9431 | 1.9431 | 1.9431 | 41.48% | 43.7% | 38.89% | 41.36% | Y | N | N
| 1911 | WMECO | NORTHERN | HADLEY | French_King_21B | 21B | 21B-1X | ERVING | D | 21B9 | ERVING | 13.8kV | 13.8 | 13.8 | 0.56 | 0.6 | 10.5 | 9.4 | 9.4 | 9.4 | 5.957% | 6.383% | 111.7% | 41.35% | Y | N | N
| 1001 | NSTAR | South | New Bedford | Cross Rd. | 651 | 109 | Dartmouth | D | 2-541-541 | DAR | 13.2kV | 13.2kV | 13.2kV | 7.8556 | 7.7642 | 9.8423 | 20.5524 | 20.5524 | 20.5524 | 38.22% | 37.78% | 47.89% | 41.3% | Y | N | N
| 1275 | NSTAR | South | Cape & Vineyard | Otis Sub | 915 | 1 | Bourne | D | 4-79-79 | BRN | 22.8kV | 22.8kV | 22.8kV | 6.0744 | 4.7727 | 4.5361 | 12.4249 | 12.4249 | 12.4249 | 48.89% | 38.41% | 36.51% | 41.27% | Y | N | N
| 829 | NSTAR | Central | Somerville | East Camb | 875 | 110C | Cambridge | D | 875-1349 | CAM | 13.8kV | 13.8kV | 13.8kV | 4.7748 | 5.0613 | 4.4883 | 11.5789 | 11.5789 | 11.5789 | 41.24% | 43.71% | 38.76% | 41.24% | Y | N | N
| 1914 | WMECO | NORTHERN | HADLEY | Montague_21C | 21C | 21C-3X | MONTAGUE | D | 21C3 | MONTAGUE | 13.8kV | 13.8 | 13.8 | 0 | 0 | 13.1 | 10.6 | 10.6 | 10.6 | 0% | 0% | 123.6% | 41.19% | Y | N | N
| 1575 | NSTAR | West | Southboro | Leland Street | 240 | 110C | Natick | D | 23-1339H2 | NAT | 13.8kV | 13.8kV | 13.8kV | 1.3369 | 1.3847 | 1.4086 | 3.3424 | 3.3424 | 3.3424 | 40% | 41.43% | 42.14% | 41.19% | Y | N | N
| 1134 | NSTAR | South | Plymouth | Marshfield Sub | 739 | 1 | Marshfield | D | 3-22-973 | MAR | 22.8kV | 22.8kV | 22.8kV | 6.1138 | 4.6544 | 4.5361 | 12.4249 | 12.4249 | 12.4249 | 49.21% | 37.46% | 36.51% | 41.06% | Y | N | N
| 1584 | NSTAR | West | Southboro | Leland Street | 240 | 110B | Framingham | D | 240-H5 | DOV,SHE,FRA,NAT,NEE | 13.8kV | 13.8kV | 13.8kV | 5.0135 | 4.5122 | 4.7271 | 11.5789 | 11.5789 | 11.5789 | 43.3% | 38.97% | 40.82% | 41.03% | Y | N | N
| 714 | NSTAR | Central | Somerville | Putnam | 817 | 14A | Cambridge | D | 817-04 | CAM | 4.16kV | 4.16kV | 4.16kV | 1.3242 | 1.2954 | 0.82763 | 2.8068 | 2.8068 | 2.8068 | 47.18% | 46.15% | 29.49% | 40.94% | Y | N | N
| 384 | NSTAR | Central | Boston | San Juan Street | 318 | 14BC | Boston | D | 318-10 | BDT | 4.16kV | 4.16kV | 4.16kV | 0.95717 | 1.0004 | 1.2235 | 2.5908 | 2.5908 | 2.5908 | 36.94% | 38.61% | 47.22% | 40.93% | Y | N | N
| 1178 | NSTAR | South | Plymouth | Manomet Sub | 721 | 1 | Plymouth | D | 3-71-71 | PLY | 22.8kV | 22.8kV | 22.8kV | 9.3877 | 8.086 | 8.6777 | 21.2998 | 21.2998 | 21.2998 | 44.07% | 37.96% | 40.74% | 40.93% | Y | N | N
| 16 | NSTAR | Central | Somerville | Willow St | 16 | 14B | Somerville | D | 1607 | SOM | 4.16kV | 4.16kV | 4.16kV | 1.2378 | 1.0651 | 1.2738 | 2.9147 | 2.9147 | 2.9147 | 42.47% | 36.54% | 43.7% | 40.91% | Y | N | N
| 1250 | NSTAR | South | Cape & Vineyard | Mashpee Sub | 946 | 2 | Mashpee | D | 4-71-71 | MAS | 22.8kV | 22.8kV | 22.8kV | 13.8448 | 12.0304 | 12.7799 | 31.5552 | 31.5552 | 31.5552 | 43.88% | 38.12% | 40.5% | 40.83% | Y | N | N
| 1781 | NSTAR | West | Walpole | Norwood Sub | 469 | Muni | Norwood | D | 469-H2 | WWO | 13.8kV | 13.8kV | 13.8kV | 3.7482 | 4.7032 | 3.5095 | 9.7883 | 9.7883 | 9.7883 | 38.29% | 48.05% | 35.85% | 40.73% | Y | N | N
| 1885 | WMECO | NORTHERN | PITTSFIELD | Doreen_19A | 19A | 19A-1X,19A-2X | PITTSFIELD | D | 19A8 | PITTSFIELD | 23kV | 23 | 23 | 1.6 | 1.2 | 21.5 | 12.9 | 12.9 | 21.5 | 12.4% | 9.302% | 100% | 40.57% | Y | N | N
| 824 | NSTAR | Central | Somerville | East Camb | 875 | 110B | Cambridge | D | 875-1326 | CAM | 13.8kV | 13.8kV | 13.8kV | 3.9631 | 6.1117 | 4.0108 | 11.5789 | 11.5789 | 11.5789 | 34.23% | 52.78% | 34.64% | 40.55% | Y | N | N
| 1810 | NSTAR | West | Waltham | Trapelo Road | 450 | 110A | Waltham | D | 531-1359H1 | WAL | 13.8kV | 13.8kV | 13.8kV | 0.78784 | 1.6712 | 1.5996 | 3.3424 | 3.3424 | 3.3424 | 23.57% | 50% | 47.86% | 40.48% | Y | N | N
| 1478 | NSTAR | West | Southboro | South Street | 24 | 14G | Framingham | D | 2404 | ASH,FRA | 4.16kV | 4.16kV | 4.16kV | 0.6765 | 0.64771 | 0.55415 | 1.5473 | 1.5473 | 1.5473 | 43.72% | 41.86% | 35.81% | 40.47% | Y | N | N
| 364 | NSTAR | Central | Somerville | Roslindale | 13 | Bus #2 | W. Roxbury | D | 313-80 | BDT | 13.8kV | 13.8kV | 13.8kV | 2.7694 | 2.7455 | 2.8649 | 6.9235 | 6.9235 | 6.9235 | 40% | 39.66% | 41.38% | 40.34% | Y | N | N
| 584 | NSTAR | Central | Somerville | Willoughby St | 488 | 110C | Chelsea | D | 488-H4 | CHE | 13.8kV | 13.8kV | 13.8kV | 4.8225 | 4.5361 | 4.6554 | 11.5789 | 11.5789 | 11.5789 | 41.65% | 39.18% | 40.21% | 40.34% | Y | N | N
| 1066 | NSTAR | South | New Bedford | Belleville Ave. | 680 | 1 | New Bedford | D | 2-84-136 | NEB | 3.74kV | 3.74kV | 3.74kV | 0.96406 | 0.53703 | 0.73113 | 1.8505 | 1.8505 | 1.8505 | 52.1% | 29.02% | 39.51% | 40.21% | Y | N | N
| 120 | NSTAR | Central | Somerville | West Street | 10 | 14kV Bus | Charlestown | D | 10-H1 | CHT | 13.8kV | 13.8kV | 13.8kV | 4.6554 | 4.6554 | 4.6554 | 11.5789 | 11.5789 | 11.5789 | 40.21% | 40.21% | 40.21% | 40.21% | Y | N | N
| 1215 | NSTAR | South | Plymouth | Tremont Sub | 713 | 2 | Wareham | D | 3-86-966 | WAR, CAR | 22.8kV | 22.8kV | 22.8kV | 8.1255 | 6.2322 | 6.9027 | 17.7498 | 17.7498 | 17.7498 | 45.78% | 35.11% | 38.89% | 39.93% | Y | N | N
| 1566 | NSTAR | West | Walpole | Dedham | 20 | 24A | Dedham | D | 20-H1 | DED,WWO | 13.8kV | 13.8kV | 13.8kV | 4.9897 | 4.2973 | 4.6793 | 11.6983 | 11.6983 | 11.6983 | 42.65% | 36.73% | 40% | 39.8% | Y | N | N
| 1224 | NSTAR | South | Plymouth | Valley Sub | 715 | 2 | Plymouth | D | 3-89-89 | BOP | 22.8kV | 22.8kV | 22.8kV | 16.0932 | 12.2276 | 15.1859 | 36.4857 | 36.4857 | 36.4857 | 44.11% | 33.51% | 41.62% | 39.75% | Y | N | N
| 360 | NSTAR | Central | Boston | Hyde Park | 496 | 110B | Hyde Park | D | 311-1406H1 | DOR | 13.8kV | 13.8kV | 13.8kV | 1.3369 | 1.4324 | 0.78784 | 2.9842 | 2.9842 | 2.9842 | 44.8% | 48% | 26.4% | 39.73% | Y | N | N
| 371 | NSTAR | Central | Boston | Electric Ave | 315 | 110A | Brighton | D | 315-H3 | BRI | 13.8kV | 13.8kV | 13.8kV | 5.0135 | 4.2734 | 4.4167 | 11.5789 | 11.5789 | 11.5789 | 43.3% | 36.91% | 38.14% | 39.45% | Y | N | N
| 992 | NSTAR | South | New Bedford | Fisher Rd. | 657 | E | Dartmouth | D | 2-525-525 | DAR | 13.2kV | 13.2kV | 13.2kV | 4.9554 | 4.179 | 4.7727 | 11.7605 | 11.7605 | 11.7605 | 42.14% | 35.53% | 40.58% | 39.42% | Y | N | N
| 1497 | NSTAR | West | Waltham | Pine Street | 33 | 14F | Waltham | D | 1909-01-16 | WAL | 4.16kV | 4.16kV | 4.16kV | 0.46779 | 0.56855 | 0.66211 | 1.4394 | 1.4394 | 1.4394 | 32.5% | 39.5% | 46% | 39.33% | Y | N | N
| 1798 | NSTAR | West | Waltham | Hartwell Avenue | 533 | 110A | Lexington | D | 487-1376H1 | BED | 13.8kV | 13.8kV | 13.8kV | 4.0825 | 4.178 | 3.8437 | 10.2658 | 10.2658 | 10.2658 | 39.77% | 40.7% | 37.44% | 39.3% | Y | N | N
| 1261 | NSTAR | South | Cape & Vineyard | Falmouth Sub | 933 | 1 | Falmouth | D | 4-76-76 | FAL | 22.8kV | 22.8kV | 22.8kV | 14.1998 | 14.0421 | 14.6732 | 36.4857 | 36.4857 | 36.4857 | 38.92% | 38.49% | 40.22% | 39.21% | Y | N | N
| 818 | NSTAR | Central | Somerville | Kendall | 850 | 14 kV Bus | Cambridge | D | 850-1333 | CAM | 13.8kV | 13.8kV | 13.8kV | 5.3955 | 4.6554 | 3.5334 | 11.5789 | 11.5789 | 11.5789 | 46.6% | 40.21% | 30.52% | 39.11% | Y | N | N
| 721 | NSTAR | Central | Somerville | Prospect | 819 | 14A | Cambridge | D | 819-1102 | CAM | 13.8kV | 13.8kV | 13.8kV | 3.2707 | 3.6527 | 2.8649 | 8.3559 | 8.3559 | 8.3559 | 39.14% | 43.71% | 34.29% | 39.05% | Y | N | N
| 1507 | NSTAR | West | Waltham | Pine Street | 33 | 14D &14 E | Waltham | D | 3316 | WAL | 4.16kV | 4.16kV | 4.16kV | 0.74847 | 0.74847 | 0.98596 | 2.1231 | 2.1231 | 2.1231 | 35.25% | 35.25% | 46.44% | 38.98% | Y | N | N
| 1244 | NSTAR | South | Cape & Vineyard | Hyannis Junction | 961 | 2 | Barnstable | D | 4-64-64 | BAR | 22.8kV | 22.8kV | 22.8kV | 14.5548 | 15.1071 | 12.9771 | 36.4857 | 36.4857 | 36.4857 | 39.89% | 41.41% | 35.57% | 38.95% | Y | N | N
| 1893 | WMECO | NORTHERN | HADLEY | Midway_19B | 19B | 19B-2X,19B-3X | EASTHAMPTON | D | 19B6 | EASTHAMPTON | 13.8kV | 13.8 | 13.8 | 0.1 | 1.9 | 12 | 12 | 12 | 12 | 0.8333% | 15.83% | 100% | 38.89% | Y | N | N
| 1712 | NSTAR | West | Waltham | Burlington | 391 | 110B | Burlington | D | 391-H4 | BUR | 13.8kV | 13.8kV | 13.8kV | 3.2946 | 3.1275 | 3.5811 | 8.5946 | 8.5946 | 8.5946 | 38.33% | 36.39% | 41.67% | 38.8% | Y | N | N
| 749 | NSTAR | Central | Somerville | Healey | 823 | 14A | Cambridge | D | 823-21 | CAM | 4.16kV | 4.16kV | 4.16kV | 1.1011 | 1.0004 | 0.94278 | 2.6268 | 2.6268 | 2.6268 | 41.92% | 38.08% | 35.89% | 38.63% | Y | N | N
| 700 | NSTAR | Central | Somerville | Hampshire | 814 | 14A | Cambridge | D | 814-12 | CAM | 4.16kV | 4.16kV | 4.16kV | 0.9068 | 0.9068 | 1.1011 | 2.5189 | 2.5189 | 2.5189 | 36% | 36% | 43.71% | 38.57% | Y | N | N
| 1736 | NSTAR | West | Southboro | Speen Street | 433 | 110A | Framingham | D | 433-H2 | FRA,NAT | 13.8kV | 13.8kV | 13.8kV | 5.6104 | 5.5388 | 5.682 | 14.5631 | 14.5631 | 14.5631 | 38.52% | 38.03% | 39.02% | 38.52% | Y | N | N
| 1756 | NSTAR | West | Southboro | West Framingham | 455 | 110B | Framingham | D | 455-H2 | ASH,FRA | 13.8kV | 13.8kV | 13.8kV | 4.9658 | 4.2257 | 4.3212 | 11.6983 | 11.6983 | 11.6983 | 42.45% | 36.12% | 36.94% | 38.5% | Y | N | N
| 1110 | NSTAR | South | Plymouth | West Pond Sub | 737 | 1 | Plymouth | D | 3-13-943 | PLY | 22.8kV | 22.8kV | 22.8kV | 8.2044 | 8.0466 | 7.8888 | 20.9053 | 20.9053 | 20.9053 | 39.25% | 38.49% | 37.74% | 38.49% | Y | N | N
| 816 | NSTAR | Central | Somerville | Kendall | 850 | 14 kV Bus | Cambridge | D | 850-1322 | CAM | 13.8kV | 13.8kV | 13.8kV | 3.9631 | 5.2762 | 4.1063 | 11.5789 | 11.5789 | 11.5789 | 34.23% | 45.57% | 35.46% | 38.42% | Y | N | N
| 1132 | NSTAR | South | Plymouth | Brant Rock Sub | 710 | 1 | Marshfield | D | 3-22-33J2 | MAR | 4.16kV | 4.16kV | 4.16kV | 1.7992 | 1.2954 | 1.2954 | 3.8143 | 3.8143 | 3.8143 | 47.17% | 33.96% | 33.96% | 38.36% | Y | N | N
| 578 | NSTAR | Central | Boston | K Street | 385D | 110C | South Boston | D | 485-199H1 | SOB | 13.8kV | 13.8kV | 13.8kV | 1.2653 | 1.3131 | 1.2653 | 3.3424 | 3.3424 | 3.3424 | 37.86% | 39.29% | 37.86% | 38.33% | Y | N | N
| 580 | NSTAR | Central | Somerville | Willoughby St | 488 | 110A | Chelsea | D | 486-199H1 | EOB | 13.8kV | 13.8kV | 13.8kV | 2.6023 | 2.6261 | 2.459 | 6.6847 | 6.6847 | 6.6847 | 38.93% | 39.29% | 36.79% | 38.33% | Y | N | N
| 202 | NSTAR | Central | Somerville | Woburn | 211 | 14B | Woburn | D | 211-04 | WIN | 4.16kV | 4.16kV | 4.16kV | 1.0939 | 1.1155 | 1.0939 | 2.8787 | 2.8787 | 2.8787 | 38% | 38.75% | 38% | 38.25% | Y | N | N
| 241 | NSTAR | Central | Somerville | Mystic Station | 250 | 110B | Everett | D | 227-52H2 | SOM | 13.8kV | 13.8kV | 13.8kV | 1.3608 | 1.6712 | 1.7428 | 4.178 | 4.178 | 4.178 | 32.57% | 40% | 41.71% | 38.1% | Y | N | N
| 752 | NSTAR | Central | Somerville | Walden | 824 | 14A | Cambridge | D | 824-25 | CAM | 4.16kV | 4.16kV | 4.16kV | 1.1443 | 0.83483 | 0.88521 | 2.5189 | 2.5189 | 2.5189 | 45.43% | 33.14% | 35.14% | 37.9% | Y | N | N
| 491 | NSTAR | Central | Boston | K Street | 385 | 110A | South Boston | D | 385-H20 | SOB | 13.8kV | 13.8kV | 13.8kV | 3.2946 | 3.2469 | 3.223 | 8.5946 | 8.5946 | 8.5946 | 38.33% | 37.78% | 37.5% | 37.87% | Y | N | N
| 374 | NSTAR | Central | Boston | STA315 | 315 | 110B | Boston | D | 315-H7 | BRI | 13.8kV | 13.8kV | 13.8kV | 0 | 6.7086 | 6.446 | 11.5789 | 11.5789 | 11.5789 | 0% | 57.94% | 55.67% | 37.87% | Y | N | N
| 1283 | NSTAR | South | Cape & Vineyard | HYN Junction | 961 | 1 | Barnstable | D | 4-80B-523 | HYN | 22.8kV | 22.8kV | 22.8kV | 6.1138 | 6.2322 | 5.5222 | 15.7776 | 15.7776 | 15.7776 | 38.75% | 39.5% | 35% | 37.75% | Y | N | N
| 735 | NSTAR | Central | Somerville | Prospect | 819 | 14A | Cambridge | D | 819-1NC5 | CAM | 13.8kV | 13.8kV | 13.8kV | 2.1487 | 2.6261 | 2.1487 | 5.8491 | 5.8491 | 6.8041 | 36.73% | 44.9% | 31.58% | 37.74% | Y | N | N
| 245 | NSTAR | Central | Somerville | Mystic Station | 250 | 110B | Everett | D | 227-52H6 | SOM | 13.8kV | 13.8kV | 13.8kV | 1.4324 | 1.4324 | 1.5757 | 3.5811 | 3.5811 | 4.7748 | 40% | 40% | 33% | 37.67% | Y | N | N
| 1298 | NSTAR | South | Cape & Vineyard | Oak Street Sub | 920 | 1 | Barnstable | D | 4-82-82 | BNS | 22.8kV | 22.8kV | 22.8kV | 13.8448 | 12.4643 | 14.9098 | 36.4857 | 36.4857 | 36.4857 | 37.95% | 34.16% | 40.86% | 37.66% | Y | N | N
| 1343 | NSTAR | South | Cape & Vineyard | Hyannis Junction | 961 | 1 | Barnstable | D | 4-90-540 | YAR | 22.8kV | 22.8kV | 22.8kV | 4.26 | 3.8655 | 4.3388 | 11.0443 | 11.0443 | 11.0443 | 38.57% | 35% | 39.29% | 37.62% | Y | N | N
| 1753 | NSTAR | West | Waltham | Elliot Street | 292 | 110A | Newton | D | 453-213 | NEW,WLY | 13.8kV | 13.8kV | 13.8kV | 1.8383 | 4.7271 | 5.2523 | 10.5046 | 10.5046 | 10.5046 | 17.5% | 45% | 50% | 37.5% | Y | N | N
| 855 | NSTAR | Central | Boston | Seafood Way | 99 | 110C | South Boston | D | 99-H2 | SOB | 13.8kV | 13.8kV | 13.8kV | 4.6793 | 5.8491 | 5.9685 | 14.8019 | 14.8019 | 14.8019 | 31.61% | 39.52% | 40.32% | 37.15% | Y | N | N
| 47 | NSTAR | Central | Boston | Kenmore | 49 | 14C | Boston | D | 4901 | BDT | 4.16kV | 4.16kV | 4.16kV | 1.0219 | 0.85642 | 1.0076 | 2.5908 | 2.5908 | 2.5908 | 39.44% | 33.06% | 38.89% | 37.13% | Y | N | N
| 1440 | NSTAR | South | Cape & Vineyard | Hatchville Sub | 936 | 1 | Falmouth | D | 4-98B-98B | FAL | 22.8kV | 22.8kV | 22.8kV | 14.5943 | 10.8077 | 15.1859 | 36.4857 | 36.4857 | 36.4857 | 40% | 29.62% | 41.62% | 37.08% | Y | Y | N
| 766 | NSTAR | Central | Somerville | Concord | 827 | 14B | Cambridge | D | 827-21 | CAM | 4.16kV | 4.16kV | 4.16kV | 1.1803 | 0.86362 | 0.87801 | 2.6268 | 2.6268 | 2.6268 | 44.93% | 32.88% | 33.42% | 37.08% | Y | N | N
| 219 | NSTAR | Central | Somerville | Woburn | 211 | 110D | Woburn | D | 211-H7XY | WOB | 13.8kV | 13.8kV | 13.8kV | 5.5388 | 5.0374 | 5.6104 | 14.5631 | 14.5631 | 14.5631 | 38.03% | 34.59% | 38.52% | 37.05% | Y | N | N
| 640 | NSTAR | Central | Boston | Dewar Street | 483 | 110B | Roxbury | D | 52-1499H2 | ROX | 13.8kV | 13.8kV | 13.8kV | 1.8383 | 4.9419 | 1.3131 | 7.2816 | 7.2816 | 7.2816 | 25.25% | 67.87% | 18.03% | 37.05% | Y | N | N
| 1772 | NSTAR | West | Waltham | Arsenal Street | 467 | 110A | Watertown | D | 467-H2 | WAT | 13.8kV | 13.8kV | 13.8kV | 2.5784 | 4.3451 | 2.3635 | 8.3559 | 8.3559 | 8.3559 | 30.86% | 52% | 28.29% | 37.05% | Y | N | N
| 133 | NSTAR | Central | Boston | Dorchester Ave | 139 | 14B | South Boston | D | 139-11 | SOB | 4.16kV | 4.16kV | 4.16kV | 1.7128 | 0.086362 | 0.35984 | 1.9431 | 1.9431 | 1.9431 | 88.15% | 4.444% | 18.52% | 37.04% | Y | N | N
| 864 | NSTAR | Central | Boston | K Street | 385 | 110C | South Boston | D | MC-1 | BDT,BRI,SOB | 13.8kV | 13.8kV | 13.8kV | 2.0293 | 2.0293 | 1.9099 | 5.3716 | 5.3716 | 5.3716 | 37.78% | 37.78% | 35.56% | 37.04% | Y | N | N
| 1289 | NSTAR | South | Cape & Vineyard | Otis Sub | 915 | 1 | Bourne | D | 4-81A-81A | SAN | 22.8kV | 22.8kV | 22.8kV | 7.0999 | 15.1859 | 7.2183 | 26.6247 | 26.6247 | 26.6247 | 26.67% | 57.04% | 27.11% | 36.94% | Y | N | N
| 1445 | NSTAR | South | Cape & Vineyard | Falmouth Sub | 933 | 3 | Falmouth | D | 4-99-99 | OKB | 22.8kV | 22.8kV | 22.8kV | 12.9376 | 12.6615 | 14.7915 | 36.4857 | 36.4857 | 36.4857 | 35.46% | 34.7% | 40.54% | 36.9% | Y | Y | N
| 1672 | NSTAR | West | Southboro | Sudbury | 342 | 110B | Sudbury | D | 342-H7 | SUD WAY | 13.8kV | 13.8kV | 13.8kV | 4.5122 | 3.9392 | 4.2973 | 11.5789 | 11.5789 | 11.5789 | 38.97% | 34.02% | 37.11% | 36.7% | Y | N | N
| 161 | NSTAR | Central | Boston | Andrew Sq | 106 | 110B | South Boston | D | 143-109H5 | DOR | 13.8kV | 13.8kV | 13.8kV | 1.1698 | 1.2653 | 1.2414 | 3.3424 | 3.3424 | 3.3424 | 35% | 37.86% | 37.14% | 36.67% | Y | N | N
| 263 | NSTAR | Central | Somerville | Mystic Station | 250 | 110A | Charlestown | D | 250-1N39H1 | SOM | 13.8kV | 13.8kV | 13.8kV | 2.4113 | 2.4113 | 2.65 | 6.8041 | 6.8041 | 6.8041 | 35.44% | 35.44% | 38.95% | 36.61% | Y | N | N
| 1737 | NSTAR | West | Southboro | Speen Street | 433 | 110A | Framingham | D | 433-H3 | FRA | 13.8kV | 13.8kV | 13.8kV | 3.4856 | 3.4856 | 3.7721 | 9.7883 | 9.7883 | 9.7883 | 35.61% | 35.61% | 38.54% | 36.59% | Y | N | N
| 1388 | NSTAR | South | Cape & Vineyard | ORL Sub | 975 | 1 | Orleans | D | 4-94A-94A | ORL | 22.8kV | 22.8kV | 22.8kV | 13.2137 | 13.411 | 13.411 | 36.4857 | 36.4857 | 36.4857 | 36.22% | 36.76% | 36.76% | 36.58% | Y | N | N
| 1495 | NSTAR | West | Walpole | Stone Street | 26 | 14A | Walpole | D | 2612 | WLP | 4.16kV | 4.16kV | 4.16kV | 0.65491 | 0.65491 | 0.66211 | 1.7992 | 1.7992 | 1.7992 | 36.4% | 36.4% | 36.8% | 36.53% | Y | N | N
| 827 | NSTAR | Central | Somerville | East Camb | 875 | 110A | Cambridge | D | 875-1343 | CAM | 13.8kV | 13.8kV | 13.8kV | 4.2734 | 4.0108 | 4.3928 | 11.5789 | 11.5789 | 11.5789 | 36.91% | 34.64% | 37.94% | 36.49% | Y | N | N
| 23 | NSTAR | Central | Boston | Brighton | 36 | 14A | Brighton | D | 3601 | BRI | 4.16kV | 4.16kV | 4.16kV | 1.0795 | 0.74847 | 1.0076 | 2.5908 | 2.5908 | 2.5908 | 41.67% | 28.89% | 38.89% | 36.48% | Y | N | N
| 1746 | NSTAR | West | Waltham | Trapelo Road | 450 | 110B | Waltham | D | 450-H3 | LIC,WAL | 13.8kV | 13.8kV | 13.8kV | 3.4379 | 2.9604 | 3.5095 | 9.0721 | 9.0721 | 9.0721 | 37.89% | 32.63% | 38.68% | 36.4% | Y | N | N
| 1003 | NSTAR | South | New Bedford | Grit St. | 692 | 1 | N. Bedford | D | 2-54-33 | NEB | 3.74kV | 3.74kV | 3.74kV | 0.7376 | 0.56938 | 0.71172 | 1.8505 | 1.8505 | 1.8505 | 39.86% | 30.77% | 38.46% | 36.36% | Y | N | N
| 1671 | NSTAR | West | Southboro | Sudbury | 342 | 110A | Sudbury | D | 342-H6 | SUD | 13.8kV | 13.8kV | 13.8kV | 3.6288 | 5.6581 | 3.3424 | 11.5789 | 11.5789 | 11.5789 | 31.34% | 48.87% | 28.87% | 36.36% | Y | N | N
| 595 | NSTAR | Central | Boston | Hyde Park | 496 | 110B | Hyde Park | D | 496-H2 | CAN,DED,HYP,MIT | 13.8kV | 13.8kV | 13.8kV | 4.5361 | 3.5811 | 3.7005 | 10.8627 | 10.8627 | 10.8627 | 41.76% | 32.97% | 34.07% | 36.26% | Y | N | N
| 242 | NSTAR | Central | Somerville | Mystic Station | 250 | 110B | Everett | D | 227-52H3 | SOM | 13.8kV | 13.8kV | 13.8kV | 1.0743 | 1.6712 | 1.7905 | 4.178 | 4.178 | 4.178 | 25.71% | 40% | 42.86% | 36.19% | Y | N | N
| 1282 | NSTAR | South | Cape & Vineyard | HYN Junction | 961 | 2 | Barnstable | D | 4-80B-514 | HYN | 22.8kV | 22.8kV | 22.8kV | 9.4271 | 9.3482 | 0 | 17.3554 | 17.3554 | 17.3554 | 54.32% | 53.86% | 0% | 36.06% | Y | N | N
| 1522 | NSTAR | West | Waltham | Spring Street | 124 | 14A | Watertown | D | 124-06 | WAT | 4.16kV | 4.16kV | 4.16kV | 0.95717 | 0.87081 | 0 | 1.6912 | 1.6912 | 1.6912 | 56.6% | 51.49% | 0% | 36.03% | Y | N | N
| 1783 | NSTAR | West | Walpole | Norwood Sub | 469 | Muni | Norwood | D | 469-H4 | WWO,DED | 13.8kV | 13.8kV | 13.8kV | 3.2707 | 4.1541 | 3.1275 | 9.7883 | 9.7883 | 9.7883 | 33.41% | 42.44% | 31.95% | 35.93% | Y | N | N
| 1745 | NSTAR | West | Waltham | Trapelo Road | 450 | 110B | Waltham | D | 450-H2 | WAL | 13.8kV | 13.8kV | 13.8kV | 4.2973 | 4.0586 | 4.2257 | 11.6983 | 11.6983 | 11.6983 | 36.73% | 34.69% | 36.12% | 35.85% | Y | N | N
| 295 | NSTAR | Central | Boston | Washington St | 284 | 110B | Jamaica Plain | D | 284-07 | WRX | 4.16kV | 4.16kV | 4.16kV | 0.79884 | 1.1587 | 0.82763 | 2.5908 | 2.5908 | 2.5908 | 30.83% | 44.72% | 31.94% | 35.83% | Y | N | N
| 527 | NSTAR | Central | Boston | Dewar Street | 483 | 110B | Dorchester | D | 43-1490H3 | DOR | 13.8kV | 13.8kV | 13.8kV | 1.1698 | 1.1937 | 0.83559 | 2.9842 | 2.9842 | 2.9842 | 39.2% | 40% | 28% | 35.73% | Y | N | N
| 713 | NSTAR | Central | Somerville | Putnam | 817 | 14A | Cambridge | D | 817-03 | CAM | 4.16kV | 4.16kV | 4.16kV | 0.94998 | 0.63332 | 1.1011 | 2.5189 | 2.5189 | 2.5189 | 37.71% | 25.14% | 43.71% | 35.52% | Y | N | N
| 736 | NSTAR | Central | Somerville | Prospect | 819 | 14A | Cambridge | D | 819-1NE4 | CAM | 13.8kV | 13.8kV | 13.8kV | 4.4883 | 3.1991 | 1.2176 | 8.3559 | 8.3559 | 8.3559 | 53.71% | 38.29% | 14.57% | 35.52% | Y | N | N
| 1214 | NSTAR | South | Plymouth | Tremont Sub | 713 | 2 | Wareham | D | 3-86-86 | WAR, CAR | 22.8kV | 22.8kV | 22.8kV | 8.6777 | 6.9027 | 7.0999 | 21.2998 | 21.2998 | 21.2998 | 40.74% | 32.41% | 33.33% | 35.49% | Y | N | N
| 1099 | NSTAR | South | New Bedford | Pine Street | 611 | D | N. Bedford | D | 3-10-917 | CAR | 22.8kV | 22.8kV | 22.8kV | 4.7333 | 4.7333 | 4.8122 | 13.411 | 13.411 | 13.411 | 35.29% | 35.29% | 35.88% | 35.49% | Y | N | N
| 758 | NSTAR | Central | Somerville | Sherman | 825 | 14A | Cambridge | D | 825-26 | CAM | 4.16kV | 4.16kV | 4.16kV | 0.91399 | 0.83483 | 0.92839 | 2.5189 | 2.5189 | 2.5189 | 36.29% | 33.14% | 36.86% | 35.43% | Y | N | N
| 793 | NSTAR | Central | Somerville | Putnam | 831 | 110A | Cambridge | D | 831-1303 | CAM | 13.8kV | 13.8kV | 13.8kV | 2.5545 | 2.3158 | 2.8649 | 7.2816 | 7.2816 | 7.2816 | 35.08% | 31.8% | 39.34% | 35.41% | Y | N | N
| 386 | NSTAR | Central | Boston | San Juan Street | 318 | 14BC | Boston | D | 318-12 | BDT | 4.16kV | 4.16kV | 4.16kV | 0.9068 | 0.87081 | 0.97157 | 2.5908 | 2.5908 | 2.5908 | 35% | 33.61% | 37.5% | 35.37% | Y | N | N
| 1869 | WMECO | NORTHERN | HADLEY | Podick_18G | 18G | 18G-7X,18G-8X | AMHERST | D | 18G2 | AMHERST | 13.8kV | 13.8 | 13.8 | 0.47 | 0.4 | 14.3 | 14.3 | 14.3 | 14.3 | 3.287% | 2.797% | 100% | 35.36% | Y | N | N
| 1658 | NSTAR | West | Waltham | Hartwell Avenue | 533 | 110A | Lexington | D | 322-1397H1 | BED, BIL | 13.8kV | 13.8kV | 13.8kV | 1.9099 | 1.9099 | 1.7189 | 5.2284 | 5.2284 | 5.2284 | 36.53% | 36.53% | 32.88% | 35.31% | Y | N | N
| 1680 | NSTAR | West | Waltham | Burlington | 391 | 110A | Burlington | D | 346-1396H1 | BUR | 13.8kV | 13.8kV | 13.8kV | 3.6527 | 4.7748 | 3.9631 | 11.6983 | 11.6983 | 11.6983 | 31.22% | 40.82% | 33.88% | 35.31% | Y | N | N
| 1152 | NSTAR | South | Plymouth | Duxbury Sub | 738 | 1 | Duxbury | D | 3-24B-24B | DUX | 22.8kV | 22.8kV | 22.8kV | 10.6499 | 8.6777 | 9.0721 | 26.8219 | 26.8219 | 26.8219 | 39.71% | 32.35% | 33.82% | 35.29% | Y | N | N
| 1183 | NSTAR | South | Plymouth | Manomet Sub | 741 | 1 | Plymouth | D | 3-73-27J2 | PLY | 4.16kV | 4.16kV | 4.16kV | 2.0583 | 1.3674 | 0 | 3.2386 | 3.2386 | 3.2386 | 63.56% | 42.22% | 0% | 35.26% | Y | N | N
| 1711 | NSTAR | West | Waltham | Burlington | 391 | 110A | Burlington | D | 391-H3 | BUR,LEX | 13.8kV | 13.8kV | 13.8kV | 2.3874 | 2.1248 | 4.3212 | 8.3559 | 8.3559 | 8.3559 | 28.57% | 25.43% | 51.71% | 35.24% | Y | N | N
| 162 | NSTAR | Central | Boston | Andrew Sq | 106 | 110B | South Boston | D | 143-109H6 | BOS ROX | 13.8kV | 13.8kV | 13.8kV | 1.0743 | 1.1937 | 1.2653 | 3.3424 | 3.3424 | 3.3424 | 32.14% | 35.71% | 37.86% | 35.24% | Y | N | N
| 1279 | NSTAR | South | Cape & Vineyard | Osterville Sub | 913 | 1 | Osterville | D | 4-80A-891 | BNS | 4.16kV | 4.16kV | 4.16kV | 1.6276 | 1.6348 | 1.6494 | 4.6502 | 4.6502 | 4.6502 | 35% | 35.16% | 35.47% | 35.21% | Y | N | N
| 1560 | NSTAR | West | Waltham | Homer Street | 17 | 292-213XH, 453-214X | Newton | D | 17-H1 | NEW | 13.8kV | 13.8kV | 13.8kV | 2.6261 | 2.6261 | 2.0532 | 6.9235 | 6.9235 | 6.9235 | 37.93% | 37.93% | 29.66% | 35.17% | Y | N | N
| 738 | NSTAR | Central | Somerville | Amory | 820 | 14A | Cambridge | D | 820-15 | CAM | 4.16kV | 4.16kV | 4.16kV | 0.97157 | 0.92839 | 0.75566 | 2.5189 | 2.5189 | 2.5189 | 38.57% | 36.86% | 30% | 35.14% | Y | N | N
| 883 | NSTAR | South | New Bedford | Durfee St. | 686 | 1 | New Bedford | D | 2-8-42 | NEB | 3.74kV | 3.74kV | 3.74kV | 0.93818 | 1.0094 | 0 | 1.8505 | 1.8505 | 1.8505 | 50.7% | 54.55% | 0% | 35.08% | Y | N | N
| 965 | NSTAR | South | New Bedford | Wing Lane | 624 | 1 | Acushnet | D | 2-240-240 | ACU | 13.2kV | 13.2kV | 13.2kV | 5.8003 | 6.7138 | 9.0887 | 20.5524 | 20.5524 | 20.5524 | 28.22% | 32.67% | 44.22% | 35.04% | Y | N | N
| 730 | NSTAR | Central | Somerville | Prospect | 819 | 14A | Cambridge | D | 819-1NB2 | CAM | 13.8kV | 13.8kV | 13.8kV | 2.2203 | 2.4113 | 2.5068 | 6.8041 | 6.8041 | 6.8041 | 32.63% | 35.44% | 36.84% | 34.97% | Y | N | N
| 727 | NSTAR | Central | Somerville | Prospect | 819 | 14A | Cambridge | D | 819-1NA4 | CAM | 13.8kV | 13.8kV | 13.8kV | 2.4829 | 2.1487 | 1.5041 | 5.8491 | 5.8491 | 5.8491 | 42.45% | 36.73% | 25.71% | 34.97% | Y | N | N
| 800 | NSTAR | Central | Somerville | Putnam | 831 | 110B | Cambridge | D | 831-1332 | CAM | 13.8kV | 13.8kV | 13.8kV | 2.1964 | 1.9815 | 1.9577 | 5.8491 | 5.8491 | 5.8491 | 37.55% | 33.88% | 33.47% | 34.97% | Y | N | N
| 817 | NSTAR | Central | Somerville | Kendall | 850 | 14 kV Bus | Cambridge | D | 850-1329 | CAM | 13.8kV | 13.8kV | 13.8kV | 4.1063 | 4.178 | 3.8437 | 11.5789 | 11.5789 | 11.5789 | 35.46% | 36.08% | 33.2% | 34.91% | Y | N | N
| 759 | NSTAR | Central | Somerville | Sherman | 825 | 14A | Cambridge | D | 825-27 | CAM | 4.16kV | 4.16kV | 4.16kV | 0.77006 | 1.0867 | 0.77725 | 2.5189 | 2.5189 | 2.5189 | 30.57% | 43.14% | 30.86% | 34.86% | Y | N | N
| 787 | NSTAR | Central | Somerville | Smith Place | 829 | 14A | Cambridge | D | 829-20 | CAM | 4.16kV | 4.16kV | 4.16kV | 1.0939 | 0.66211 | 0.0071968 | 1.6912 | 1.6912 | 2.0511 | 64.68% | 39.15% | 0.3509% | 34.73% | Y | N | N
| 1113 | NSTAR | South | Plymouth | West Pond Sub | 737 | 2 | Plymouth | D | 3-14-911 | PLY | 22.8kV | 22.8kV | 22.8kV | 7.4944 | 7.0999 | 7.1788 | 20.9053 | 20.9053 | 20.9053 | 35.85% | 33.96% | 34.34% | 34.72% | Y | N | N
| 501 | NSTAR | Central | Somerville | Mystic Station | 250 | 110B | Somerville | D | 387-148H | CHT EVE SOM | 13.8kV | 13.8kV | 13.8kV | 4.2018 | 3.8915 | 3.9631 | 11.5789 | 11.5789 | 11.5789 | 36.29% | 33.61% | 34.23% | 34.71% | Y | N | N
| 436 | NSTAR | Central | Boston | Colburn St | 350 | 110B | Boston | D | 350-H11 | BKL | 13.8kV | 13.8kV | 13.8kV | 4.5361 | 3.5811 | 3.9392 | 11.5789 | 11.5789 | 11.5789 | 39.18% | 30.93% | 34.02% | 34.71% | Y | N | N
| 1706 | NSTAR | West | Waltham | Burlington | 391 | 110B | Burlington | D | 391-H13 | BUR | 13.8kV | 13.8kV | 13.8kV | 3.032 | 2.8649 | 3.1514 | 8.714 | 8.714 | 8.714 | 34.79% | 32.88% | 36.16% | 34.61% | Y | N | N
| 77 | NSTAR | Central | Boston | Pingree St | 60 | 14AB | Hyde Park | D | 6002 | HYP | 4.16kV | 4.16kV | 4.16kV | 0.74847 | 0.61892 | 0.64771 | 1.9431 | 1.9431 | 1.9431 | 38.52% | 31.85% | 33.33% | 34.57% | Y | N | N
| 175 | NSTAR | Central | Somerville | PNU29 | PNU29 | P14/P29 | Somerville | D | 14N29 | SOM | 4.16kV | 4.16kV | 4.16kV | 0.64771 | 0.64771 | 0.71968 | 1.9431 | 1.9431 | 1.9431 | 33.33% | 33.33% | 37.04% | 34.57% | Y | N | N
| 385 | NSTAR | Central | Boston | San Juan Street | 318 | 14D | Boston | D | 318-11 | BDT | 4.16kV | 4.16kV | 4.16kV | 0.63332 | 0.58294 | 0.79884 | 1.9431 | 1.9431 | 1.9431 | 32.59% | 30% | 41.11% | 34.57% | Y | N | N
| 733 | NSTAR | Central | Somerville | Prospect | 819 | 14A | Cambridge | D | 819-1NB8 | CAM | 13.8kV | 13.8kV | 13.8kV | 2.4351 | 1.8622 | 2.0532 | 5.8491 | 5.8491 | 6.8041 | 41.63% | 31.84% | 30.18% | 34.55% | Y | N | N
| 109 | NSTAR | Central | Boston | Andrew Sq | 106 | 110A | South Boston | D | 106-H7 | SOB | 13.8kV | 13.8kV | 13.8kV | 2.8171 | 3.0081 | 3.0797 | 8.5946 | 8.5946 | 8.5946 | 32.78% | 35% | 35.83% | 34.54% | Y | N | N
| 67 | NSTAR | Central | Boston | Tremont Street | 52 | 14C | Roxbury | D | 5210 | ROX | 4.16kV | 4.16kV | 4.16kV | 0.50378 | 0.74127 | 0.98596 | 2.159 | 2.159 | 2.159 | 23.33% | 34.33% | 45.67% | 34.44% | Y | N | N
| 1452 | NSTAR | West | Waltham | Homer Street | 17 | 14C | Newton | D | 1705 | NEW | 4.16kV | 4.16kV | 4.16kV | 0.56855 | 0.48219 | 0.54696 | 1.5473 | 1.5473 | 1.5473 | 36.74% | 31.16% | 35.35% | 34.42% | Y | N | N
| 1392 | NSTAR | South | Cape & Vineyard | Wellfleet Sub | 976 | 1 | Wellfleet | D | 4-94B-656 | WLF | 22.8kV | 22.8kV | 22.8kV | 5.7983 | 5.2461 | 5.2461 | 15.7776 | 15.7776 | 15.7776 | 36.75% | 33.25% | 33.25% | 34.42% | Y | N | N
| 1521 | NSTAR | West | Waltham | Spring Street | 124 | 14A | Watertown | D | 124-05 | WAT | 4.16kV | 4.16kV | 4.16kV | 0.86362 | 0.87801 | 0 | 1.6912 | 1.6912 | 1.6912 | 51.06% | 51.91% | 0% | 34.33% | Y | N | N
| 1399 | NSTAR | South | Cape & Vineyard | ORL Sub | 975 | 2 | Orleans | D | 4-95A-608 | ORL | 22.8kV | 22.8kV | 22.8kV | 4.0627 | 3.3527 | 3.9444 | 11.0443 | 11.0443 | 11.0443 | 36.79% | 30.36% | 35.71% | 34.29% | Y | N | N
| 496 | NSTAR | Central | Boston | K Street | 385 | 110B | South Boston | D | 385-H5 | SOB | 13.8kV | 13.8kV | 13.8kV | 2.1009 | 2.6978 | 2.4351 | 7.0428 | 7.0428 | 7.0428 | 29.83% | 38.31% | 34.58% | 34.24% | Y | N | N
| 692 | NSTAR | Central | Somerville | Charles | 811 | 14A | Cambridge | D | 811-37 | CAM | 4.16kV | 4.16kV | 4.16kV | 0.80604 | 0.80604 | 0.97157 | 2.5189 | 2.5189 | 2.5189 | 32% | 32% | 38.57% | 34.19% | Y | N | N
| 1228 | NSTAR | South | Plymouth | Garland Sub | 733 | 1 | Plymouth | D | 3-90-10J2 | BRN | 4.16kV | 4.16kV | 4.16kV | 0.46779 | 0.43181 | 0.64771 | 1.5113 | 1.5113 | 1.5113 | 30.95% | 28.57% | 42.86% | 34.13% | Y | N | N
| 835 | NSTAR | Central | Somerville | East Camb | 875 | 110A | Cambridge | D | 875-1392 | CAM | 13.8kV | 13.8kV | 13.8kV | 5.109 | 3.3662 | 3.3662 | 11.5789 | 11.5789 | 11.5789 | 44.12% | 29.07% | 29.07% | 34.09% | Y | N | N
| 69 | NSTAR | Central | Boston | Tremont Street | 52 | 14C | Roxbury | D | 5212 | BDT,ROX | 4.16kV | 4.16kV | 4.16kV | 0.71968 | 0.62612 | 0.74847 | 2.0511 | 2.0511 | 2.0511 | 35.09% | 30.53% | 36.49% | 34.04% | Y | N | N
| 630 | NSTAR | Central | Boston | Willow St | 516 | 24AC | W. Roxbury | D | 516-02 | WRX | 4.16kV | 4.16kV | 4.16kV | 0.70529 | 0.69809 | 0.72688 | 2.0871 | 2.0871 | 2.0871 | 33.79% | 33.45% | 34.83% | 34.02% | Y | N | N
| 1650 | NSTAR | West | Waltham | Marrett Road | 320 | 110A | Lexington | D | 320-H4 | LEX | 13.8kV | 13.8kV | 13.8kV | 3.3424 | 3.9153 | 3.796 | 10.8627 | 10.8627 | 10.8627 | 30.77% | 36.04% | 34.95% | 33.92% | Y | N | N
| 1320 | NSTAR | South | Cape & Vineyard | Oak Street | 920 | 1 | Barnstable | D | 4-87B-473 | SAN | 22.8kV | 22.8kV | 22.8kV | 5.5222 | 10.4921 | 0 | 15.7776 | 15.7776 | 15.7776 | 35% | 66.5% | 0% | 33.83% | Y | N | N
| 1707 | NSTAR | West | Waltham | Burlington | 391 | 110B | Burlington | D | 391-H14 | BUR | 13.8kV | 13.8kV | 13.8kV | 1.4324 | 3.2946 | 2.1725 | 6.8041 | 6.8041 | 6.8041 | 21.05% | 48.42% | 31.93% | 33.8% | Y | N | N
| 1202 | NSTAR | South | Plymouth | Wareham Sub | 714 | 1 | Wareham | D | 3-84-961 | WAR | 22.8kV | 22.8kV | 22.8kV | 4.1811 | 4.0627 | 4.3388 | 12.4249 | 12.4249 | 12.4249 | 33.65% | 32.7% | 34.92% | 33.76% | Y | N | N
| 1260 | NSTAR | South | Cape & Vineyard | Falmouth Sub | 933 | 1 | Falmouth | D | 4-76-437 | FAL | 22.8kV | 22.8kV | 22.8kV | 7.2183 | 7.0999 | 8.0071 | 22.0886 | 22.0886 | 22.0886 | 32.68% | 32.14% | 36.25% | 33.69% | Y | N | N
| 606 | NSTAR | Central | Boston | Havard Court | 506 | 14B | Brookline | D | 506-05 | BKL | 4.16kV | 4.16kV | 4.16kV | 1.0291 | 0.78445 | 0.58294 | 2.3749 | 2.3749 | 2.3749 | 43.33% | 33.03% | 24.55% | 33.64% | Y | N | N
| 59 | NSTAR | Central | Boston | Tremont Street | 52 | 14A | Roxbury | D | 5201 | ROX | 4.16kV | 4.16kV | 4.16kV | 0.79165 | 0.77006 | 0.39582 | 1.9431 | 1.9431 | 1.9431 | 40.74% | 39.63% | 20.37% | 33.58% | Y | N | N
| 281 | NSTAR | Central | Somerville | Dragon Court | 375 | 110B | Woburn | D | 258-1394H3 | WOB | 13.8kV | 13.8kV | 13.8kV | 0.83559 | 1.6712 | 0.85946 | 3.3424 | 3.3424 | 3.3424 | 25% | 50% | 25.71% | 33.57% | Y | N | N
| 719 | NSTAR | Central | Somerville | Putnam | 817 | 14A | Cambridge | D | 817-46 | CAM | 4.16kV | 4.16kV | 4.16kV | 2.1087 | 0.51097 | 0.8924 | 3.4904 | 3.4904 | 3.4904 | 60.41% | 14.64% | 25.57% | 33.54% | Y | N | N
| 1606 | NSTAR | West | Southboro | Saxonville | 278 | 110M | Framingham | D | 278-H1 | FRA | 13.8kV | 13.8kV | 13.8kV | 4.9897 | 4.7271 | 4.6793 | 14.3244 | 14.3244 | 14.3244 | 34.83% | 33% | 32.67% | 33.5% | Y | N | N
| 434 | NSTAR | Central | Boston | Colburn St | 350 | 110C | Boston | D | 350-H1 | BKL ROX | 13.8kV | 13.8kV | 13.8kV | 4.178 | 3.5572 | 3.8915 | 11.5789 | 11.5789 | 11.5789 | 36.08% | 30.72% | 33.61% | 33.47% | Y | N | N
| 1253 | NSTAR | South | Cape & Vineyard | Falmouth Sub | 933 | 1 | Falmouth | D | 4-72-72 | FAL | 22.8kV | 22.8kV | 22.8kV | 8.5988 | 16.527 | 11.4388 | 36.4857 | 36.4857 | 36.4857 | 23.57% | 45.3% | 31.35% | 33.41% | Y | N | N
| 1176 | NSTAR | South | Plymouth | Rochester Sub | 745 | 2 | Rochester | D | 3-703-703 | ROC | 13.2kV | 13.2kV | 13.2kV | 4.1333 | 4.5672 | 4.3388 | 13.0165 | 13.0165 | 13.0165 | 31.75% | 35.09% | 33.33% | 33.39% | Y | Y | N
| 1024 | NSTAR | South | New Bedford | Assonet | 647 | 2 | Freetown | D | 2-607-607 | FRE | 13.2kV | 13.2kV | 13.2kV | 0 | 0 | 9.8195 | 9.8195 | 9.8195 | 9.8195 | 0% | 0% | 100% | 33.33% | Y | N | N
| 1341 | NSTAR | South | Cape & Vineyard | Brewster Sub | 951 | 1 | Brewster | D | 4-89B-945 | BRE | 4.8kV | 4.8kV | 4.8kV | 0.95496 | 0.95496 | 0 | 1.9099 | 1.9099 | 1.9099 | 50% | 50% | 0% | 33.33% | Y | N | N
| 1023 | NSTAR | South | New Bedford | Assonet | 647 | 2 | Freetown | D | 2-606-606 | FRE | 13.2kV | 13.2kV | 13.2kV | 3.197 | 3.197 | 3.4254 | 9.8195 | 9.8195 | 9.8195 | 32.56% | 32.56% | 34.88% | 33.33% | Y | Y | N
| 964 | NSTAR | South | New Bedford | Wing Lane | 624 | 1 | Acushnet | D | 2-240-209 | FRH | 13.2kV | 13.2kV | 13.2kV | 1.9411 | 1.7127 | 2.0324 | 5.709 | 5.709 | 5.709 | 34% | 30% | 35.6% | 33.2% | Y | N | N
| 905 | NSTAR | South | Plymouth | West Pond Sub | 737 | 2 | Plymouth | D | 3-13-13 | PLY | 22.8kV | 22.8kV | 22.8kV | 11.4388 | 12.9771 | 11.8332 | 36.4857 | 36.4857 | 36.4857 | 31.35% | 35.57% | 32.43% | 33.12% | Y | N | N
| 528 | NSTAR | Central | Boston | Dewar Street | 483 | 110B | Dorchester | D | 43-1490H4 | DOR | 13.8kV | 13.8kV | 13.8kV | 1.0982 | 1.1937 | 0.66847 | 2.9842 | 2.9842 | 2.9842 | 36.8% | 40% | 22.4% | 33.07% | Y | N | N
| 1106 | NSTAR | South | Plymouth | Samoset Sub | 742 | 1 | Plymouth | D | 3-12-41J1 | PLY | 4.16kV | 4.16kV | 4.16kV | 1.3674 | 0.99316 | 0.8996 | 3.3105 | 3.3105 | 3.3105 | 41.3% | 30% | 27.17% | 32.83% | Y | N | N
| 413 | NSTAR | Central | Boston | Brighton | 329 | 110C | Brighton | D | 329-H1 | BRI | 13.8kV | 13.8kV | 13.8kV | 4.4167 | 3.5811 | 3.8198 | 12.1757 | 12.1757 | 12.1757 | 36.27% | 29.41% | 31.37% | 32.35% | Y | N | N
| 1269 | NSTAR | South | Cape & Vineyard | Mashpee Sub | 946 | 1 | Mashpee | D | 4-77B-77B | MAS | 22.8kV | 22.8kV | 22.8kV | 12.1488 | 0 | 13.6871 | 26.6247 | 26.6247 | 26.6247 | 45.63% | 0% | 51.41% | 32.35% | Y | N | N
| 1348 | NSTAR | South | Cape & Vineyard | Vinyard Haven Sub | 982 | 1 | Vineyard Haven | D | 4-91-121 | VIN | 4.8kV | 4.8kV | 4.8kV | 1.038 | 1.0546 | 1.0878 | 3.2801 | 3.2801 | 3.2801 | 31.65% | 32.15% | 33.16% | 32.32% | Y | N | N
| 1307 | NSTAR | South | Cape & Vineyard | Hyannis Junction | 961 | 1 | Barnstable | D | 4-84B-524 | HYN | 22.8kV | 22.8kV | 22.8kV | 6.9816 | 7.0999 | 7.2971 | 22.0886 | 22.0886 | 22.0886 | 31.61% | 32.14% | 33.04% | 32.26% | Y | N | N
| 513 | NSTAR | Central | Boston | Colburn St | 350 | 110B | South Boston | D | 396-1130H1 | ROX | 13.8kV | 13.8kV | 13.8kV | 0.83559 | 0.83559 | 1.7905 | 3.5811 | 3.5811 | 3.5811 | 23.33% | 23.33% | 50% | 32.22% | Y | N | N
| 1004 | NSTAR | South | New Bedford | Cross Rd. | 651 | 111 | Dartmouth | D | 2-543-543 | DAR | 13.2kV | 13.2kV | 13.2kV | 4.179 | 4.2247 | 3.9506 | 12.7882 | 12.7882 | 12.7882 | 32.68% | 33.04% | 30.89% | 32.2% | Y | N | N
| 167 | NSTAR | Central | Boston | Andrew Sq | 106 | 110A | South Boston | D | 143-75H1 | DOR | 13.8kV | 13.8kV | 13.8kV | 1.0982 | 1.0505 | 1.0743 | 3.3424 | 3.3424 | 3.3424 | 32.86% | 31.43% | 32.14% | 32.14% | Y | N | N
| 799 | NSTAR | Central | Somerville | Putnam | 831 | 110A | Cambridge | D | 831-1324 | CAM | 13.8kV | 13.8kV | 13.8kV | 3.3185 | 3.3424 | 4.4644 | 11.5789 | 11.5789 | 11.5789 | 28.66% | 28.87% | 38.56% | 32.03% | Y | N | N
| 1831 | NSTAR | West | Southboro | Medway | 65 | 110A | Medway | D | 65-H6 | HOL,HOK,MDW | 13.8kV | 13.8kV | 13.8kV | 0.19099 | 10.8388 | 0.19099 | 11.6983 | 11.6983 | 11.6983 | 1.633% | 92.65% | 1.633% | 31.97% | Y | N | N
| 1722 | NSTAR | West | Southboro | Acton | 416 | 110B | Maynard | D | 416-H3 | ACT,MAY,SUD | 13.8kV | 13.8kV | 13.8kV | 0.59685 | 6.9951 | 0.6446 | 8.5946 | 8.5946 | 8.5946 | 6.944% | 81.39% | 7.5% | 31.94% | Y | N | N
| 822 | NSTAR | Central | Somerville | Kendall | 850 | 14 kV Bus | Cambridge | D | 850-1NQ6 | CAM | 13.8kV | 13.8kV | 13.8kV | 3.5811 | 5.0374 | 2.459 | 11.5789 | 11.5789 | 11.5789 | 30.93% | 43.51% | 21.24% | 31.89% | Y | N | N
| 372 | NSTAR | Central | Boston | Electric Ave | 315 | 110A | Brighton | D | 315-H4 | BRI | 13.8kV | 13.8kV | 13.8kV | 2.3874 | 3.5334 | 2.9842 | 9.3109 | 9.3109 | 9.3109 | 25.64% | 37.95% | 32.05% | 31.88% | Y | N | N
| 1621 | NSTAR | West | Waltham | Elliot Street | 292 | 14C | Newton | D | 292-03 | NEW | 4.16kV | 4.16kV | 4.16kV | 1.4969 | 0.97876 | 0 | 2.5908 | 2.5908 | 2.5908 | 57.78% | 37.78% | 0% | 31.85% | Y | N | N
| 613 | NSTAR | Central | Boston | Andrew Sq | 106 | 110B | South Boston | D | 510-77H1 | SOB ROX | 13.8kV | 13.8kV | 13.8kV | 1.0505 | 1.0743 | 1.0505 | 3.3424 | 3.3424 | 3.3424 | 31.43% | 32.14% | 31.43% | 31.67% | Y | N | N
| 382 | NSTAR | Central | Boston | San Juan Street | 318 | 14A | Boston | D | 318-07 | BDT | 4.16kV | 4.16kV | 4.16kV | 0.83483 | 0.79165 | 0.82763 | 2.5908 | 2.5908 | 2.5908 | 32.22% | 30.56% | 31.94% | 31.57% | Y | N | N
| 869 | NSTAR | Central | Somerville | Willoughby St | 488 | 14kV Bus | Chelsea | D | MC-7 | EAB | 13.8kV | 13.8kV | 13.8kV | 1.7428 | 1.7905 | 1.5518 | 5.3716 | 5.3716 | 5.3716 | 32.44% | 33.33% | 28.89% | 31.56% | Y | N | N
| 143 | NSTAR | Central | Somerville | PNU13 | PNU13 | P13 | Somerville | D | 13N01 | SOM | 4.16kV | 4.16kV | 4.16kV | 0.71968 | 0.71968 | 1.0076 | 2.5908 | 2.5908 | 2.5908 | 27.78% | 27.78% | 38.89% | 31.48% | Y | N | N
| 1336 | NSTAR | South | Cape & Vineyard | Orleans Sub | 975 | 2 | Orleans | D | 4-89B-576 | BRE | 22.8kV | 22.8kV | 22.8kV | 4.9305 | 3.8655 | 3.8655 | 13.411 | 13.411 | 13.411 | 36.76% | 28.82% | 28.82% | 31.47% | Y | N | N
| 899 | NSTAR | South | Plymouth | West Pond Sub | 737 | 1 | Plymouth | D | 3-10-10 | PLY, CAR | 22.8kV | 22.8kV | 22.8kV | 11.0443 | 9.9004 | 13.411 | 36.4857 | 36.4857 | 36.4857 | 30.27% | 27.14% | 36.76% | 31.39% | Y | Y | N
| 1517 | NSTAR | West | Waltham | Spring Street | 124 | 14B | Watertown | D | 124-01 | WAT | 4.16kV | 4.16kV | 4.16kV | 0.53256 | 0.51097 | 0.64771 | 1.7992 | 1.7992 | 1.7992 | 29.6% | 28.4% | 36% | 31.33% | Y | N | N
| 959 | NSTAR | South | New Bedford | Arsene | 654 | 1 | Fairhaven | D | 2-221-221 | FRH | 13.2kV | 13.2kV | 13.2kV | 6.2114 | 6.3027 | 6.8051 | 20.5524 | 20.5524 | 20.5524 | 30.22% | 30.67% | 33.11% | 31.33% | Y | Y | N
| 1315 | NSTAR | South | Cape & Vineyard | Otis Sub | 915 | 1 | Bourne | D | 4-86-86 | BRN | 22.8kV | 22.8kV | 22.8kV | 10.7682 | 10.8471 | 12.5826 | 36.4857 | 36.4857 | 36.4857 | 29.51% | 29.73% | 34.49% | 31.24% | Y | N | N
| 708 | NSTAR | Central | Somerville | Vassar | 816 | 14A | Cambridge | D | 816-02 | CAM | 4.16kV | 4.16kV | 4.16kV | 0.53976 | 0.52537 | 1.2954 | 2.5189 | 2.5189 | 2.5189 | 21.43% | 20.86% | 51.43% | 31.24% | Y | N | N
| 1808 | NSTAR | West | Waltham | Trapelo Road | 450 | 110A | Waltham | D | 526-1361H6 | WAL | 13.8kV | 13.8kV | 13.8kV | 0.59685 | 1.6712 | 0.85946 | 3.3424 | 3.3424 | 3.3424 | 17.86% | 50% | 25.71% | 31.19% | Y | N | N
| 1809 | NSTAR | West | Waltham | Trapelo Road | 450 | 110A | Waltham | D | 526-1361H7 | WAL | 13.8kV | 13.8kV | 13.8kV | 0.59685 | 1.6712 | 0.85946 | 3.3424 | 3.3424 | 3.3424 | 17.86% | 50% | 25.71% | 31.19% | Y | N | N
| 745 | NSTAR | Central | Somerville | Mellen | 822 | 14A | Cambridge | D | 822-06 | CAM | 4.16kV | 4.16kV | 4.16kV | 0.83483 | 0.73407 | 0.78445 | 2.5189 | 2.5189 | 2.5189 | 33.14% | 29.14% | 31.14% | 31.14% | Y | N | N
| 953 | NSTAR | South | New Bedford | Industrial Park | 636 | 112 | N. Bedford | D | 2-151-151 | NEB | 13.2kV | 13.2kV | 13.2kV | 1.8726 | 2.6033 | 2.7403 | 7.7642 | 7.7642 | 7.7642 | 24.12% | 33.53% | 35.29% | 30.98% | Y | N | N
| 420 | NSTAR | Central | Boston | Brighton | 329 | 110A | Brighton | D | 329-H7 | BRI | 13.8kV | #N/A | #N/A | 10.7433 | 0 | 0 | 11.5789 | 11.5789 | 11.5789 | 92.78% | 0% | 0% | 30.93% | Y | N | N
| 446 | NSTAR | Central | Boston | Colburn St | 350 | 110A | Boston | D | 350-H9 | ROX BKL | 13.8kV | 13.8kV | 13.8kV | 4.0586 | 3.1036 | 3.5811 | 11.5789 | 11.5789 | 11.5789 | 35.05% | 26.8% | 30.93% | 30.93% | Y | N | N
| 328 | NSTAR | Central | Boston | Colburn St | 350 | 110B | Boston | D | 304-1511 | BDT | 13.8kV | 13.8kV | 13.8kV | 3.5811 | 3.4617 | 3.5811 | 11.5789 | 11.5789 | 11.5789 | 30.93% | 29.9% | 30.93% | 30.58% | Y | N | N
| 623 | NSTAR | Central | Boston | Dewar Street | 483 | 110B | Dorchester | D | 511-1497H2 | DOR | 13.8kV | 13.8kV | 13.8kV | 2.6739 | 2.7455 | 2.459 | 8.5946 | 8.5946 | 8.5946 | 31.11% | 31.94% | 28.61% | 30.56% | Y | N | N
| 760 | NSTAR | Central | Somerville | Edmunds | 826 | 14A | Cambridge | D | 826-20 | CAM | 4.16kV | 4.16kV | 4.16kV | 0.69089 | 0.91399 | 0.69809 | 2.5189 | 2.5189 | 2.5189 | 27.43% | 36.29% | 27.71% | 30.48% | Y | N | N
| 61 | NSTAR | Central | Boston | Tremont Street | 52 | 14A | Roxbury | D | 5203 | ROX | 4.16kV | 4.16kV | 4.16kV | 0.62612 | 0.71968 | 1.0076 | 2.5908 | 2.5908 | 2.5908 | 24.17% | 27.78% | 38.89% | 30.28% | Y | N | N
| 72 | NSTAR | Central | Somerville | Mystic Street | 59 | 14A | Arlington | D | 5903 | ARL | 4.16kV | 4.16kV | 4.16kV | 0.46779 | 0.46779 | 0.53256 | 1.6193 | 1.6193 | 1.6193 | 28.89% | 28.89% | 32.89% | 30.22% | Y | N | N
| 532 | NSTAR | Central | Boston | Dewar Street | 483 | 110B | Dorchester | D | 440-1478H | DOR | 13.8kV | 13.8kV | 13.8kV | 2.1725 | 3.3424 | 2.0054 | 8.3559 | 8.3559 | 8.3559 | 26% | 40% | 24% | 30% | Y | N | N
| 695 | NSTAR | Central | Somerville | Otis | 812 | 14A | Cambridge | D | 812-24 | CAM | 4.16kV | 4.16kV | 4.16kV | 0.97157 | 0.41022 | 0.88521 | 2.5189 | 2.5189 | 2.5189 | 38.57% | 16.29% | 35.14% | 30% | Y | N | N
| 455 | NSTAR | Central | Boston | Baker St | 374 | 24A | W. Roxbury | D | 374-01 | WRX | 4.16kV | 4.16kV | 4.16kV | 0.80604 | 0.71248 | 0.80604 | 2.5908 | 2.5908 | 2.5908 | 31.11% | 27.5% | 31.11% | 29.91% | Y | N | N
| 1472 | NSTAR | West | Southboro | Mechanic St | 23 | 14A | Natick | D | 2303 | NAT | 4.16kV | 4.16kV | 4.16kV | 0.6693 | 0.73407 | 0.59733 | 2.231 | 2.231 | 2.231 | 30% | 32.9% | 26.77% | 29.89% | Y | N | N
| 426 | NSTAR | Central | Boston | Readville | 344 | 14AB | Hyde Park | D | 344-04 | HYP | 4.16kV | 4.16kV | 4.16kV | 0.99316 | 1.0076 | 0 | 2.231 | 2.231 | 2.231 | 44.52% | 45.16% | 0% | 29.89% | Y | N | N
| 820 | NSTAR | Central | Somerville | Kendall | 850 | 14 kV Bus | Cambridge | D | 850-1386 | CAM | 13.8kV | 13.8kV | 13.8kV | 2.459 | 4.2257 | 3.6766 | 11.5789 | 11.5789 | 11.5789 | 21.24% | 36.49% | 31.75% | 29.83% | Y | N | N
| 836 | NSTAR | Central | Somerville | East Camb | 875 | 110C | Cambridge | D | 875-1399 | CAM | 13.8kV | 13.8kV | 13.8kV | 3.7482 | 3.1752 | 3.414 | 11.5789 | 11.5789 | 11.5789 | 32.37% | 27.42% | 29.48% | 29.76% | Y | N | N
| 1180 | NSTAR | South | Plymouth | Manomet Sub | 741 | 1 | Plymouth | D | 3-71-941 | PLY | 22.8kV | 22.8kV | 22.8kV | 3.905 | 3.6288 | 3.55 | 12.4249 | 12.4249 | 12.4249 | 31.43% | 29.21% | 28.57% | 29.74% | Y | N | N
| 311 | NSTAR | Central | Boston | Summer St | 293 | 110B | South Boston | D | 293-09 | SOB | 4.16kV | 4.16kV | 4.16kV | 1.2882 | 0.093558 | 0.12235 | 1.6912 | 1.6912 | 1.6912 | 76.17% | 5.532% | 7.234% | 29.65% | Y | N | N
| 825 | NSTAR | Central | Somerville | East Camb | 875 | 110C | Cambridge | D | 875-1328 | CAM | 13.8kV | 13.8kV | 13.8kV | 4.3689 | 3.0081 | 2.8888 | 11.5789 | 11.5789 | 11.5789 | 37.73% | 25.98% | 24.95% | 29.55% | Y | N | N
| 130 | NSTAR | Central | Boston | Dorchester Ave | 139 | 14C | South Boston | D | 139-08 | SOB | 4.16kV | 4.16kV | 4.16kV | 0.73407 | 0.77006 | 0.79165 | 2.5908 | 2.5908 | 2.5908 | 28.33% | 29.72% | 30.56% | 29.54% | Y | N | N
| 1803 | NSTAR | West | Waltham | Trapelo Road | 450 | 110A | Waltham | D | 526-1361H1 | WAL | 13.8kV | 13.8kV | 13.8kV | 0.95496 | 0.95496 | 1.0505 | 3.3424 | 3.3424 | 3.3424 | 28.57% | 28.57% | 31.43% | 29.52% | Y | N | N
| 858 | NSTAR | Central | Boston | Seafood Way | 99 | 110B | South Boston | D | 99-H5 | SOB | 13.8kV | 13.8kV | 13.8kV | 3.4617 | 4.7987 | 4.8225 | 14.8019 | 14.8019 | 14.8019 | 23.39% | 32.42% | 32.58% | 29.46% | Y | N | N
| 780 | NSTAR | Central | Somerville | Alewife | 828 | 110A | Cambridge | D | 828-1NA10 | CAM | 13.8kV | 13.8kV | 13.8kV | 2.2919 | 2.2203 | 2.8649 | 8.3559 | 8.3559 | 8.3559 | 27.43% | 26.57% | 34.29% | 29.43% | Y | N | N
| 442 | NSTAR | Central | Boston | Colburn St | 350 | 110C | Boston | D | 350-H5 | ROX WRX | 13.8kV | 13.8kV | 13.8kV | 3.5811 | 3.2946 | 3.3424 | 11.5789 | 11.5789 | 11.5789 | 30.93% | 28.45% | 28.87% | 29.42% | Y | N | N
| 1243 | NSTAR | South | Cape & Vineyard | Hyannis Junction | 961 | 2 | Barnstable | D | 4-64-558 | YAR | 22.8kV | 22.8kV | 22.8kV | 5.6405 | 5.3644 | 5.6799 | 18.9331 | 18.9331 | 18.9331 | 29.79% | 28.33% | 30% | 29.38% | Y | N | N
| 763 | NSTAR | Central | Somerville | Concord | 827 | 14B | Cambridge | D | 827-07 | CAM | 4.16kV | 4.16kV | 4.16kV | 0.87801 | 0.76286 | 0.57574 | 2.5189 | 2.5189 | 2.5189 | 34.86% | 30.29% | 22.86% | 29.33% | Y | N | N
| 340 | NSTAR | Central | Somerville | Willoughby St | 488 | 110C | Chelsea | D | 308-197H3 | EBO | 13.8kV | 13.8kV | 13.8kV | 1.0027 | 1.0743 | 0.95496 | 3.4617 | 3.4617 | 3.4617 | 28.97% | 31.03% | 27.59% | 29.2% | Y | N | N
| 1300 | NSTAR | South | Cape & Vineyard | Centerville Sub | 911 | 1 | Centerville | D | 4-82-894 | BNS | 4.16kV | 4.16kV | 4.16kV | 1.2643 | 1.0536 | 0 | 2.6521 | 2.6521 | 2.6521 | 47.67% | 39.73% | 0% | 29.13% | Y | N | N
| 1761 | NSTAR | West | Southboro | West Framingham | 455 | 110B | Framingham | D | 455-H7 | FRA | 13.8kV | 13.8kV | 13.8kV | 3.796 | 3.5811 | 2.841 | 11.6983 | 11.6983 | 11.6983 | 32.45% | 30.61% | 24.29% | 29.12% | Y | N | N
| 37 | NSTAR | Central | Boston | Allston | 36 | 14E | Allston | D | 3623 | BRI,BKL | 4.16kV | 4.16kV | 4.16kV | 0.75566 | 0.70529 | 0.61173 | 2.3749 | 2.3749 | 2.3749 | 31.82% | 29.7% | 25.76% | 29.09% | Y | N | N
| 1678 | NSTAR | West | Waltham | Hartwell Avenue | 533 | 110B | Lexington | D | 345-1379H1 | BED | 13.8kV | 13.8kV | 13.8kV | 3.4617 | 3.8198 | 2.8171 | 11.5789 | 11.5789 | 11.5789 | 29.9% | 32.99% | 24.33% | 29.07% | Y | N | N
| 1241 | NSTAR | South | Cape & Vineyard | Hyannis Junction | 961 | 2 | Barnstable | D | 4-64-536 | BAR | 22.8kV | 22.8kV | 22.8kV | 6.3505 | 5.9955 | 6.8633 | 22.0886 | 22.0886 | 22.0886 | 28.75% | 27.14% | 31.07% | 28.99% | Y | N | N
| 803 | NSTAR | Central | Somerville | Putnam | 831 | 110C | Cambridge | D | 831-1340 | CAM | 13.8kV | 13.8kV | 13.8kV | 3.4856 | 3.3424 | 1.886 | 10.0271 | 10.0271 | 10.0271 | 34.76% | 33.33% | 18.81% | 28.97% | Y | N | N
| 1186 | NSTAR | South | Plymouth | Manomet Sub | 741 | 1 | Plymouth | D | 3-73-938 | PLY | 22.8kV | 22.8kV | 22.8kV | 3.6683 | 3.7866 | 4.1416 | 13.411 | 13.411 | 13.411 | 27.35% | 28.24% | 30.88% | 28.82% | Y | N | N
| 1075 | NSTAR | South | New Bedford | Hathaway St. | 617 | N | New Bedford | D | 2-87-134 | NEB | 3.74kV | 3.74kV | 3.74kV | 0.58879 | 0.51115 | 0.49821 | 1.8505 | 1.8505 | 1.8505 | 31.82% | 27.62% | 26.92% | 28.79% | Y | N | N
| 1702 | NSTAR | West | Waltham | Burlington | 391 | 110A | Burlington | D | 391-H1 | BUR,WOB | 13.8kV | 13.8kV | 13.8kV | 1.6712 | 3.987 | 1.7428 | 8.5946 | 8.5946 | 8.5946 | 19.44% | 46.39% | 20.28% | 28.7% | Y | N | N
| 1302 | NSTAR | South | Cape & Vineyard | Orleans Sub | 975 | 2 | Orleans | D | 4-83-951 | ORL | 4.8kV | 4.8kV | 4.8kV | 1.4117 | 1.4117 | 0 | 3.2801 | 3.2801 | 3.2801 | 43.04% | 43.04% | 0% | 28.69% | Y | N | N
| 122 | NSTAR | Central | Boston | NGRID | NGRID | NGRID | Boston | D | 11W1 | BDT QCY | 13.8kV | 13.8kV | 13.8kV | 1.4324 | 1.4324 | 0 | 3.3424 | 3.3424 | 3.3424 | 42.86% | 42.86% | 0% | 28.57% | Y | N | N
| 1229 | NSTAR | South | Plymouth | Valley Sub | 715 | 1 | Plymouth | D | 3-90-90 | PLY | 22.8kV | 22.8kV | 22.8kV | 11.0443 | 9.4666 | 10.6499 | 36.4857 | 36.4857 | 36.4857 | 30.27% | 25.95% | 29.19% | 28.47% | Y | N | N
| 1259 | NSTAR | South | Cape & Vineyard | Falmouth Sub | 933 | 1 | Falmouth | D | 4-76-436 | FAL | 22.8kV | 22.8kV | 22.8kV | 5.8377 | 6.3505 | 6.666 | 22.0886 | 22.0886 | 22.0886 | 26.43% | 28.75% | 30.18% | 28.45% | Y | N | N
| 1175 | NSTAR | South | Plymouth | Rochester Sub | 745 | 1 | Rochester | D | 3-702-702 | ROC | 13.2kV | 13.2kV | 13.2kV | 4.1105 | 4.1105 | 3.6538 | 13.93 | 13.93 | 13.93 | 29.51% | 29.51% | 26.23% | 28.42% | Y | N | N
| 1311 | NSTAR | South | Cape & Vineyard | Harwich Sub | 968 | 2 | Harwich | D | 4-85-85 | HAR | 22.8kV | 22.8kV | 22.8kV | 9.4666 | 10.8077 | 10.8077 | 36.4857 | 36.4857 | 36.4857 | 25.95% | 29.62% | 29.62% | 28.4% | Y | N | N
| 688 | NSTAR | Central | Boston | Dewar Street | 483 | 110B | Dorchester | D | 67-1484H1 | DOR | 13.8kV | 13.8kV | 13.8kV | 1.3131 | 1.3131 | 0.21487 | 3.3424 | 3.3424 | 3.3424 | 39.29% | 39.29% | 6.429% | 28.33% | Y | N | N
| 724 | NSTAR | Central | Somerville | Prospect | 819 | 14kV Bus | Cambridge | D | 819-1373 | CAM | 13.8kV | 13.8kV | 13.8kV | 4.6316 | 2.8171 | 1.7667 | 10.8627 | 10.8627 | 10.8627 | 42.64% | 25.93% | 16.26% | 28.28% | Y | N | N
| 819 | NSTAR | Central | Somerville | Kendall | 850 | 14 kV Bus | Cambridge | D | 850-1352 | CAM | 13.8kV | 13.8kV | 13.8kV | 4.0108 | 3.0797 | 2.7216 | 11.5789 | 11.5789 | 11.5789 | 34.64% | 26.6% | 23.51% | 28.25% | Y | N | N
| 1762 | NSTAR | West | Southboro | West Framingham | 455 | 110B | Framingham | D | 455-H8 | FRA | 13.8kV | 13.8kV | 13.8kV | 1.6712 | 4.0108 | 4.3928 | 11.937 | 11.937 | 11.937 | 14% | 33.6% | 36.8% | 28.13% | Y | N | N
| 1362 | NSTAR | South | Cape & Vineyard | Hyannis Junction | 961 | 2 | Barnstable | D | 4-92A-559 | YAR | 22.8kV | 22.8kV | 22.8kV | 2.3666 | 5.2461 | 0 | 9.0721 | 9.0721 | 9.0721 | 26.09% | 57.83% | 0% | 27.97% | Y | N | N
| 1599 | NSTAR | West | Waltham | Newtonville | 277 | 277-1365 | Newton | D | 277-02 | NEW | 4.16kV | 4.16kV | 4.16kV | 0.43181 | 0.6765 | 0.48938 | 1.9072 | 1.9072 | 1.9072 | 22.64% | 35.47% | 25.66% | 27.92% | Y | N | N
| 611 | NSTAR | Central | Boston | Havard Court | 506 | 14C | Brookline | D | 506-12 | BKL | 4.16kV | 4.16kV | 4.16kV | 0.30946 | 1.3458 | 0.33105 | 2.3749 | 2.3749 | 2.3749 | 13.03% | 56.67% | 13.94% | 27.88% | Y | N | N
| 1804 | NSTAR | West | Waltham | Trapelo Road | 450 | 110A | Waltham | D | 526-1361H2 | WAL | 13.8kV | 13.8kV | 13.8kV | 0.71622 | 0.71622 | 1.3608 | 3.3424 | 3.3424 | 3.3424 | 21.43% | 21.43% | 40.71% | 27.86% | Y | N | N
| 1219 | NSTAR | South | Plymouth | Buzzards Bay Sub | 712 | 1 | Buzzards Bay | D | 3-88-2J3 | BRN | 4.16kV | 4.16kV | 4.16kV | 0.57574 | 0.57574 | 0.46779 | 1.9431 | 1.9431 | 1.9431 | 29.63% | 29.63% | 24.07% | 27.78% | Y | N | N
| 505 | NSTAR | Central | Boston | Amory Street | 396 | 14A | Roxbury | D | 396-02 | ROX,WRX | 4.16kV | 4.16kV | 4.16kV | 0.69089 | 0.59014 | 0.87801 | 2.5908 | 2.5908 | 2.5908 | 26.67% | 22.78% | 33.89% | 27.78% | Y | N | N
| 1479 | NSTAR | West | Southboro | South Street | 24 | 14G | Framingham | D | 2405 | FRA | 4.16kV | 4.16kV | 4.16kV | 0.53256 | 0.55415 | 0.51817 | 1.9431 | 1.9431 | 1.9431 | 27.41% | 28.52% | 26.67% | 27.53% | Y | N | N
| 870 | NSTAR | Central | Somerville | Willoughby St | 488 | 110C | Chelsea | D | MC-8 | EAB | 13.8kV | 13.8kV | 13.8kV | 1.146 | 0.95496 | 0.95496 | 3.7005 | 3.7005 | 3.7005 | 30.97% | 25.81% | 25.81% | 27.53% | Y | N | N
| 510 | NSTAR | Central | Boston | Amory Street | 396 | 14B | Roxbury | D | 396-1050H1 | ROX | 13.8kV | 13.8kV | 13.8kV | 0.47748 | 0.47748 | 1.7905 | 3.3424 | 3.3424 | 3.3424 | 14.29% | 14.29% | 53.57% | 27.38% | Y | N | N
| 995 | NSTAR | South | New Bedford | Cross Rd. | 651 | 111 | Dartmouth | D | 2-531-531 | DAR | 13.2kV | 13.2kV | 13.2kV | 9.4313 | 0 | 7.3989 | 20.5524 | 20.5524 | 20.5524 | 45.89% | 0% | 36% | 27.3% | Y | N | N
| 834 | NSTAR | Central | Somerville | East Camb | 875 | 110A | Cambridge | D | 875-1389 | CAM | 13.8kV | 13.8kV | 13.8kV | 5.7775 | 1.9815 | 1.6712 | 11.5789 | 11.5789 | 11.5789 | 49.9% | 17.11% | 14.43% | 27.15% | Y | N | N
| 275 | NSTAR | Central | Somerville | Mystic Station | 250 | 110B | Charlestown | D | 250-H3 | CHT | 13.8kV | 13.8kV | 13.8kV | 2.6978 | 2.4113 | 2.5784 | 11.5789 | 11.5789 | 6.9235 | 23.3% | 20.82% | 37.24% | 27.12% | Y | N | N
| 20 | NSTAR | Central | Boston | Salem St | 30 | 14A | Boston | D | 3004 | BDT | 4.16kV | 4.16kV | 4.16kV | 0.47499 | 0.53976 | 0.35984 | 1.6912 | 1.6912 | 1.6912 | 28.09% | 31.91% | 21.28% | 27.09% | Y | N | N
| 298 | NSTAR | Central | Boston | Colburn St | 350 | 110B | Boston | D | 284-1300H1 | WRX | 13.8kV | 13.8kV | 13.8kV | 2.9842 | 2.9842 | 1.7905 | 9.5496 | 9.5496 | 9.5496 | 31.25% | 31.25% | 18.75% | 27.08% | Y | N | N
| 1596 | NSTAR | West | Southboro | Sherborn | 274 | 110B | Sherborn | D | 274-H4 | FRA,SHE | 13.8kV | 13.8kV | 13.8kV | 3.4379 | 3.2469 | 2.7216 | 11.6983 | 11.6983 | 11.6983 | 29.39% | 27.76% | 23.27% | 26.8% | Y | N | N
| 831 | NSTAR | Central | Somerville | East Camb | 875 | 110A | Cambridge | D | 875-1359 | CAM | 13.8kV | 13.8kV | 13.8kV | 3.7721 | 3.7243 | 1.7905 | 11.5789 | 11.5789 | 11.5789 | 32.58% | 32.16% | 15.46% | 26.74% | Y | N | N
| 526 | NSTAR | Central | Boston | Dewar Street | 483 | 110B | Dorchester | D | 43-1490H2 | DOR | 13.8kV | 13.8kV | 13.8kV | 0.90721 | 0.95496 | 0.52523 | 2.9842 | 2.9842 | 2.9842 | 30.4% | 32% | 17.6% | 26.67% | Y | N | N
| 339 | NSTAR | Central | Somerville | Willoughby St | 488 | 110C | Chelsea | D | 308-197H2 | EBO | 13.8kV | 13.8kV | 13.8kV | 1.0743 | 1.0743 | 1.1937 | 4.178 | 4.178 | 4.178 | 25.71% | 25.71% | 28.57% | 26.67% | Y | N | N
| 813 | NSTAR | Central | Somerville | Putnam | 831 | 110B | Cambridge | D | 831-1NC7 | CAM | 13.8kV | 13.8kV | 13.8kV | 2.5068 | 2.2442 | 2.1964 | 8.714 | 8.714 | 8.714 | 28.77% | 25.75% | 25.21% | 26.58% | Y | N | N
| 710 | NSTAR | Central | Somerville | Vassar | 816 | 14A | Cambridge | D | 816-33 | CAM | 4.16kV | 4.16kV | 4.16kV | 1.2163 | 0.47499 | 0.30946 | 2.5189 | 2.5189 | 2.5189 | 48.29% | 18.86% | 12.29% | 26.48% | Y | N | N
| 722 | NSTAR | Central | Somerville | Prospect | 819 | 14A | Cambridge | D | 819-1338 | CAM | 13.8kV | 13.8kV | 13.8kV | 0 | 2.077 | 4.7271 | 8.5946 | 8.5946 | 8.5946 | 0% | 24.17% | 55% | 26.39% | Y | N | N
| 765 | NSTAR | Central | Somerville | Concord | 827 | 14A | Cambridge | D | 827-19 | CAM | 4.16kV | 4.16kV | 4.16kV | 0.65491 | 0.63332 | 0.70529 | 2.5189 | 2.5189 | 2.5189 | 26% | 25.14% | 28% | 26.38% | Y | N | N
| 1409 | NSTAR | South | Cape & Vineyard | Chatham Sub | 914 | 1 | Chatham | D | 4-95B-941 | CHM | 4.16kV | 4.16kV | 4.16kV | 1.0754 | 1.0463 | 1.3224 | 4.3596 | 4.3596 | 4.3596 | 24.67% | 24% | 30.33% | 26.33% | Y | N | N
| 1154 | NSTAR | South | Plymouth | Duxbury Sub | 738 | 1 | Duxbury | D | 3-24B-915 | DUX | 22.8kV | 22.8kV | 22.8kV | 5.6799 | 5.2855 | 5.5222 | 20.9053 | 20.9053 | 20.9053 | 27.17% | 25.28% | 26.42% | 26.29% | Y | N | N
| 1413 | NSTAR | South | Cape & Vineyard | Wellfleet Sub | 976 | 2 | Wellfleet | D | 4-96-675 | PRO | 22.8kV | 22.8kV | 22.8kV | 12.3854 | 0 | 0 | 15.7776 | 15.7776 | 15.7776 | 78.5% | 0% | 0% | 26.17% | Y | N | N
| 1324 | NSTAR | South | Cape & Vineyard | Mashpee Sub | 946 | 1 | Mashpee | D | 4-88-478 | BNS | 22.8kV | 22.8kV | 22.8kV | 3.55 | 3.55 | 0 | 9.0721 | 9.0721 | 9.0721 | 39.13% | 39.13% | 0% | 26.09% | Y | N | N
| 1332 | NSTAR | South | Cape & Vineyard | Harwich Sub | 968 | 1 | Harwich | D | 4-89A-553 | DEN | 22.8kV | 22.8kV | 22.8kV | 5.4038 | 5.0883 | 0 | 13.411 | 13.411 | 13.411 | 40.29% | 37.94% | 0% | 26.08% | Y | N | N
| 627 | NSTAR | Central | Boston | Dewar Street | 483 | 110A | Dorchester | D | 515-193H1 | SOB | 13.8kV | 13.8kV | 13.8kV | 0.85946 | 0.95496 | 0.78784 | 3.3424 | 3.3424 | 3.3424 | 25.71% | 28.57% | 23.57% | 25.95% | Y | N | N
| 746 | NSTAR | Central | Somerville | Mellen | 822 | 14A | Cambridge | D | 822-21 | CAM | 4.16kV | 4.16kV | 4.16kV | 0.88521 | 0.59014 | 0.56135 | 2.6268 | 2.6268 | 2.6268 | 33.7% | 22.47% | 21.37% | 25.84% | Y | N | N
| 26 | NSTAR | Central | Boston | Allston | 36 | 14A | Allston | D | 3605 | BRI,BKL | 4.16kV | 4.16kV | 4.16kV | 0.50378 | 0.64771 | 0.57574 | 2.231 | 2.231 | 2.231 | 22.58% | 29.03% | 25.81% | 25.81% | Y | N | N
| 976 | NSTAR | South | New Bedford | Crystal Spring | 646 | 1 | Mattapoisett | D | 2-302-302 | MPO | 13.2kV | 13.2kV | 13.2kV | 4.59 | 0 | 4.4987 | 11.7605 | 11.7605 | 11.7605 | 39.03% | 0% | 38.25% | 25.76% | Y | N | N
| 1502 | NSTAR | West | Waltham | Pine Street | 33 | 14D &14 E | Waltham | D | 3309 | WAL | 4.16kV | 4.16kV | 4.16kV | 0.4534 | 0.40302 | 0.53256 | 1.7992 | 1.7992 | 1.7992 | 25.2% | 22.4% | 29.6% | 25.73% | Y | N | N
| 726 | NSTAR | Central | Somerville | Prospect | 819 | 14A | Cambridge | D | 819-1398 | CAM | 13.8kV | 13.8kV | 13.8kV | 2.65 | 1.2892 | 1.3131 | 6.8041 | 6.8041 | 6.8041 | 38.95% | 18.95% | 19.3% | 25.73% | Y | N | N
| 620 | NSTAR | Central | Boston | Dewar Street | 483 | 110A | Dorchester | D | 511-1495H2 | DOR | 13.8kV | 13.8kV | 13.8kV | 0.83559 | 0.83559 | 0.90721 | 3.3424 | 3.3424 | 3.3424 | 25% | 25% | 27.14% | 25.71% | Y | N | N
| 18 | NSTAR | Central | Boston | Salem St | 30 | 14A | Boston | D | 3002 | BDT | 4.16kV | 4.16kV | 4.16kV | 0.40302 | 0.46779 | 0.43181 | 1.6912 | 1.6912 | 1.6912 | 23.83% | 27.66% | 25.53% | 25.67% | Y | N | N
| 155 | NSTAR | Central | Boston | Humboldt Ave | 143 | 14AB | Roxbury | D | 143-05 | ROX | 4.16kV | 4.16kV | 4.16kV | 0.41741 | 0.71248 | 0.86362 | 2.5908 | 2.5908 | 2.5908 | 16.11% | 27.5% | 33.33% | 25.65% | Y | N | N
| 639 | NSTAR | Central | Boston | Dewar Street | 483 | 110A | Dorchester | D | 52-1494H2 | DOR | 13.8kV | 13.8kV | 13.8kV | 0.62072 | 0.71622 | 0.95496 | 2.9842 | 2.9842 | 2.9842 | 20.8% | 24% | 32% | 25.6% | Y | N | N
| 1308 | NSTAR | South | Cape & Vineyard | Hyannis Junction | 961 | 1 | Barnstable | D | 4-84B-84B | BNS | 22.8kV | 22.8kV | 22.8kV | 9.7427 | 8.4016 | 9.7427 | 36.4857 | 36.4857 | 36.4857 | 26.7% | 23.03% | 26.7% | 25.48% | Y | N | N
| 1693 | NSTAR | West | Waltham | Trapelo Road | 450 | 110A | Waltham | D | 369-1317H2 | NEW | 13.8kV | 13.8kV | 13.8kV | 0.83559 | 0.83559 | 0.88334 | 3.3424 | 3.3424 | 3.3424 | 25% | 25% | 26.43% | 25.48% | Y | N | N
| 624 | NSTAR | Central | Boston | Dewar Street | 483 | 110B | Dorchester | D | 511-1497H3 | DOR | 13.8kV | 13.8kV | 13.8kV | 2.4351 | 2.5068 | 1.6234 | 8.5946 | 8.5946 | 8.5946 | 28.33% | 29.17% | 18.89% | 25.46% | Y | N | N
| 1112 | NSTAR | South | Plymouth | North PLY Sub | 734 | 1 | Plymouth | D | 3-14-30J2 | PLY | 4.16kV | 4.16kV | 4.16kV | 0.57574 | 0.57574 | 0.57574 | 2.267 | 2.267 | 2.267 | 25.4% | 25.4% | 25.4% | 25.4% | Y | N | N
| 1238 | NSTAR | South | Cape & Vineyard | Hyannis Junction | 961 | 3 | Barnstable | D | 4-63-532 | BAR | 22.8kV | 22.8kV | 22.8kV | 3.7866 | 3.4711 | 3.6288 | 14.3971 | 14.3971 | 14.3971 | 26.3% | 24.11% | 25.21% | 25.21% | Y | N | N
| 409 | NSTAR | Central | Boston | Brighton | 329 | 110A | Brighton | D | 329-1N173H2 | BKL | 13.8kV | 13.8kV | 13.8kV | 3.8198 | 2.3874 | 2.6261 | 11.6983 | 11.6983 | 11.6983 | 32.65% | 20.41% | 22.45% | 25.17% | Y | N | N
| 283 | NSTAR | Central | Somerville | Dragon Court | 375 | 110B | Woburn | D | 258-1394H5 | SOM | 13.8kV | 13.8kV | 13.8kV | 0.78784 | 0.83559 | 0.88334 | 3.3424 | 3.3424 | 3.3424 | 23.57% | 25% | 26.43% | 25% | Y | N | N
| 1114 | NSTAR | South | Plymouth | West Pond Sub | 737 | 2 | Plymouth | D | 3-14-931 | PLY | 22.8kV | 22.8kV | 22.8kV | 5.4827 | 5.0094 | 5.1277 | 20.9053 | 20.9053 | 20.9053 | 26.23% | 23.96% | 24.53% | 24.91% | Y | N | N
| 1335 | NSTAR | South | Cape & Vineyard | Orleans Sub | 975 | 2 | Orleans | D | 4-89B-573 | BRE | 22.8kV | 22.8kV | 22.8kV | 3.6288 | 3.1555 | 3.195 | 13.411 | 13.411 | 13.411 | 27.06% | 23.53% | 23.82% | 24.8% | Y | N | N
| 732 | NSTAR | Central | Somerville | Prospect | 819 | 14A | Cambridge | D | 819-1NB5 | CAM | 13.8kV | 13.8kV | 13.8kV | 2.3397 | 1.4563 | 1.2414 | 6.8041 | 6.8041 | 6.8041 | 34.39% | 21.4% | 18.25% | 24.68% | Y | N | N
| 1146 | NSTAR | South | Plymouth | Marshfield Sub | 739 | 1 | Marshfield | D | 3-24A-34J2 | MAF | 22.8kV | 22.8kV | 22.8kV | 3.1555 | 2.9583 | 2.9583 | 12.4249 | 12.4249 | 12.4249 | 25.4% | 23.81% | 23.81% | 24.34% | Y | N | N
| 236 | NSTAR | Central | Somerville | Mystic | 250 | 110A | Boston | D | 227-51H5 | SOM | 13.8kV | 13.8kV | 13.8kV | 1.0743 | 1.0743 | 0.62072 | 3.5811 | 3.5811 | 4.7748 | 30% | 30% | 13% | 24.33% | Y | N | N
| 531 | NSTAR | Central | Boston | Dewar Street | 483 | 110B | Dorchester | D | 43-1491H1 | DOR,WRX | 13.8kV | 13.8kV | 13.8kV | 0.78784 | 0.83559 | 0.5491 | 2.9842 | 2.9842 | 2.9842 | 26.4% | 28% | 18.4% | 24.27% | Y | N | N
| 926 | NSTAR | South | Plymouth | Duxbury Sub | 738 | 1 | Duxbury | D | 3-27-27 | DUX | 22.8kV | 22.8kV | 22.8kV | 10.6499 | 10.6499 | 5.1277 | 36.4857 | 36.4857 | 36.4857 | 29.19% | 29.19% | 14.05% | 24.14% | Y | N | N
| 1168 | NSTAR | South | Plymouth | Brook Street | 727 | 1 | Plympton | D | 3-50-50 | PLT | 22.8kV | 22.8kV | 22.8kV | 5.9166 | 4.7333 | 4.7333 | 21.2998 | 21.2998 | 21.2998 | 27.78% | 22.22% | 22.22% | 24.07% | Y | N | N
| 646 | NSTAR | Central | Boston | Andrew Sq | 106 | 110B | South Boston | D | 528-169H1 | BOS | 13.8kV | 13.8kV | 13.8kV | 0.81172 | 0.83559 | 0.76397 | 3.3424 | 3.3424 | 3.3424 | 24.29% | 25% | 22.86% | 24.05% | Y | N | N
| 852 | NSTAR | Central | Boston | Seafood Way | 99 | 110C | South Boston | D | 99-H1 | SOB | 13.8kV | 13.8kV | 13.8kV | 2.5545 | 3.8676 | 4.2496 | 14.8019 | 14.8019 | 14.8019 | 17.26% | 26.13% | 28.71% | 24.03% | Y | N | N
| 769 | NSTAR | Central | Somerville | Alewife | 828 | 110A | Cambridge | D | 828-1104H | CAM | 13.8kV | 13.8kV | 13.8kV | 1.5518 | 1.5996 | 1.5041 | 5.8491 | 5.8491 | 8.3559 | 26.53% | 27.35% | 18% | 23.96% | Y | N | N
| 1115 | NSTAR | South | Plymouth | West Pond Sub | 737 | 2 | Plymouth | D | 3-14-934 | PLY | 22.8kV | 22.8kV | 22.8kV | 4.6544 | 3.9444 | 4.1416 | 17.7498 | 17.7498 | 17.7498 | 26.22% | 22.22% | 23.33% | 23.93% | Y | N | N
| 1359 | NSTAR | South | Cape & Vineyard | Hyannis Junction | 961 | 2 | Barnstable | D | 4-92A-551 | DEN | 22.8kV | 22.8kV | 22.8kV | 2.13 | 1.8933 | 2.485 | 9.0721 | 9.0721 | 9.0721 | 23.48% | 20.87% | 27.39% | 23.91% | Y | N | N
| 860 | NSTAR | Central | Boston | Seafood Way | 99 | 110B | South Boston | D | 99-H7 | SOB | 13.8kV | 13.8kV | 13.8kV | 2.3397 | 4.2734 | 2.1009 | 12.1757 | 12.1757 | 12.1757 | 19.22% | 35.1% | 17.25% | 23.86% | Y | N | N
| 94 | NSTAR | Central | Boston | Andrew Sq | 106 | 110C | South Boston | D | 106-1N18H7 | ROX | 13.8kV | 13.8kV | 13.8kV | 0.78784 | 0.81172 | 0.78784 | 3.3424 | 3.3424 | 3.3424 | 23.57% | 24.29% | 23.57% | 23.81% | Y | N | N
| 699 | NSTAR | Central | Somerville | Potter | 813 | 14A | Cambridge | D | 813-36 | CAM | 4.16kV | 4.16kV | 4.16kV | 0.8996 | 0 | 0.8996 | 2.5189 | 2.5189 | 2.5189 | 35.71% | 0% | 35.71% | 23.81% | Y | N | N
| 647 | NSTAR | Central | Boston | Andrew Sq | 106 | 110B | South Boston | D | 528-169H2 | BOS | 13.8kV | 13.8kV | 13.8kV | 1.9577 | 2.0293 | 1.9577 | 8.3559 | 8.3559 | 8.3559 | 23.43% | 24.29% | 23.43% | 23.71% | Y | N | N
| 212 | NSTAR | Central | Somerville | Woburn | 211 | 110B | Woburn | D | 211-H15 | WOB | 13.8kV | 13.8kV | 13.8kV | 0.19099 | 5.7059 | 0.19099 | 8.5946 | 8.5946 | 8.5946 | 2.222% | 66.39% | 2.222% | 23.61% | Y | N | N
| 750 | NSTAR | Central | Somerville | Healey | 823 | 14A | Cambridge | D | 823-23 | CAM | 4.16kV | 4.16kV | 4.16kV | 0.8924 | 0.48938 | 0.39582 | 2.5189 | 2.5189 | 2.5189 | 35.43% | 19.43% | 15.71% | 23.52% | Y | N | N
| 660 | NSTAR | Central | Boston | Roslindale | 13 | Bus #1 | Roslindale | D | 554-79H1 | WRX | 13.8kV | 13.8kV | 13.8kV | 2.0532 | 1.886 | 1.9338 | 8.3559 | 8.3559 | 8.3559 | 24.57% | 22.57% | 23.14% | 23.43% | Y | N | N
| 1674 | NSTAR | West | Southboro | Sudbury | 343 | 110A | Sudbury | D | 342-H9 | SUD | 13.8kV | 13.8kV | 13.8kV | 2.459 | 1.9338 | 2.0532 | 9.1915 | 9.1915 | 9.1915 | 26.75% | 21.04% | 22.34% | 23.38% | Y | N | N
| 1374 | NSTAR | South | Cape & Vineyard | Harwich Sub | 968 | 1 | Harwich | D | 4-92B-570 | DEN | 22.8kV | 22.8kV | 22.8kV | 2.2089 | 2.2483 | 2.1694 | 9.4666 | 9.4666 | 9.4666 | 23.33% | 23.75% | 22.92% | 23.33% | Y | N | N
| 159 | NSTAR | Central | Boston | Andrew Sq | 106 | 110B | South Boston | D | 143-109H3 | DOR | 13.8kV | 13.8kV | 13.8kV | 0.74009 | 0.78784 | 0.81172 | 3.3424 | 3.3424 | 3.3424 | 22.14% | 23.57% | 24.29% | 23.33% | Y | N | N
| 293 | NSTAR | Central | Boston | Washington St | 284 | 110B | Jamaica Plain | D | 284-04 | WRX | 4.16kV | 4.16kV | 4.16kV | 0.73407 | 0.50378 | 0.57574 | 2.5908 | 2.5908 | 2.5908 | 28.33% | 19.44% | 22.22% | 23.33% | Y | N | N
| 1107 | NSTAR | South | Plymouth | West Pond Sub | 737 | 1 | Plymouth | D | 3-12-932 | PLY | 22.8kV | 22.8kV | 22.8kV | 5.1277 | 4.8911 | 4.5361 | 20.9053 | 20.9053 | 20.9053 | 24.53% | 23.4% | 21.7% | 23.21% | Y | N | N
| 1188 | NSTAR | South | Plymouth | Tremont Sub | 713 | 1 | Wareham | D | 3-81-81 | WAR | 22.8kV | 22.8kV | 22.8kV | 5.3249 | 4.3388 | 5.1277 | 21.2998 | 21.2998 | 21.2998 | 25% | 20.37% | 24.07% | 23.15% | Y | Y | N
| 619 | NSTAR | Central | Boston | Dewar Street | 483 | 110A | Dorchester | D | 511-1495H1 | DOR | 13.8kV | 13.8kV | 13.8kV | 0.83559 | 0.83559 | 0.6446 | 3.3424 | 3.3424 | 3.3424 | 25% | 25% | 19.29% | 23.1% | Y | N | N
| 146 | NSTAR | Central | Somerville | PNU29 | PNU29 | P13/P29 | Somerville | D | 13N29 | SOM | 4.16kV | 4.16kV | 4.16kV | 0.56855 | 0.56855 | 0.64052 | 2.5908 | 2.5908 | 2.5908 | 21.94% | 21.94% | 24.72% | 22.87% | Y | N | N
| 86 | NSTAR | Central | Boston | Hoyt Street | 67 | 14B | Dorchester | D | 6707 | DOR | 4.16kV | 4.16kV | 4.16kV | 0.35984 | 0.439 | 0.35984 | 1.6912 | 1.6912 | 1.6912 | 21.28% | 25.96% | 21.28% | 22.84% | Y | N | N
| 651 | NSTAR | Central | Boston | Roslindale | 14 | Bus #2 | Roslindale | D | 536-76H2 | WRX | 13.8kV | 13.8kV | 13.8kV | 1.2892 | 1.2892 | 0.69235 | 4.7748 | 4.7748 | 4.7748 | 27% | 27% | 14.5% | 22.83% | Y | N | N
| 1100 | NSTAR | South | Plymouth | West Pond Sub | 737 | 2 | Plymouth | D | 3-10-929 | CAR | 22.8kV | 22.8kV | 22.8kV | 4.7333 | 3.6288 | 3.7472 | 17.7498 | 17.7498 | 17.7498 | 26.67% | 20.44% | 21.11% | 22.74% | Y | N | N
| 1553 | NSTAR | West | Waltham | Needham | 148 | 110B | Needham | D | 148-H2 | NEE | 13.8kV | 13.8kV | 13.8kV | 2.5068 | 2.7455 | 2.7216 | 11.6983 | 11.6983 | 11.6983 | 21.43% | 23.47% | 23.27% | 22.72% | Y | N | N
| 22 | NSTAR | Central | Boston | Salem St | 30 | 14C & 14D | Boston | D | 3009 | BDT | 4.16kV | 4.16kV | 4.16kV | 0.6837 | 0.71968 | 0.35984 | 2.5908 | 2.5908 | 2.5908 | 26.39% | 27.78% | 13.89% | 22.69% | Y | N | N
| 1558 | NSTAR | West | Waltham | Waltham | 282 | 110B | Waltham | D | 17-1354H | WAL,WAT | 13.8kV | 13.8kV | 13.8kV | 1.6712 | 2.0054 | 2.0054 | 8.3559 | 8.3559 | 8.3559 | 20% | 24% | 24% | 22.67% | Y | N | N
| 99 | NSTAR | Central | Boston | Andrew Sq | 106 | 110C | South Boston | D | 106-1N31H3 | DOR | 13.8kV | 13.8kV | 13.8kV | 0.71622 | 0.76397 | 0.78784 | 3.3424 | 3.3424 | 3.3424 | 21.43% | 22.86% | 23.57% | 22.62% | Y | N | N
| 1329 | NSTAR | South | Cape & Vineyard | Santuit Sub | 941 | 1 | Barnstable | D | 4-88-880 | FAL | 4.16kV | 4.16kV | 4.16kV | 1.1262 | 1.1262 | 1.0754 | 4.9046 | 4.9046 | 4.9046 | 22.96% | 22.96% | 21.93% | 22.62% | Y | N | N
| 1594 | NSTAR | West | Southboro | Sherborn | 274 | 110B | Sherborn | D | 274-H2 | HOL,MDW,MLS,SHE | 13.8kV | 13.8kV | 13.8kV | 2.7216 | 2.65 | 2.5306 | 11.6983 | 11.6983 | 11.6983 | 23.27% | 22.65% | 21.63% | 22.52% | Y | N | N
| 655 | NSTAR | Central | Boston | Brighton | 329 | 110B | Brighton | D | 548-92H1 | BRI | 13.8kV | 13.8kV | 13.8kV | 2.6261 | 1.9099 | 1.9099 | 9.5496 | 9.5496 | 9.5496 | 27.5% | 20% | 20% | 22.5% | Y | N | N
| 1389 | NSTAR | South | Cape & Vineyard | Wellfleet Sub | 976 | 1 | Wellfleet | D | 4-94B-646 | EAS | 22.8kV | 22.8kV | 22.8kV | 2.0511 | 2.2878 | 2.2878 | 9.861 | 9.861 | 9.861 | 20.8% | 23.2% | 23.2% | 22.4% | Y | N | N
| 1221 | NSTAR | South | Plymouth | Valley Sub | 715 | 1 | Plymouth | D | 3-88-88 | BOP | 22.8kV | 22.8kV | 22.8kV | 5.956 | 9.0721 | 9.4666 | 36.4857 | 36.4857 | 36.4857 | 16.32% | 24.86% | 25.95% | 22.38% | Y | N | N
| 233 | NSTAR | Central | Somerville | Mystic Station | 250 | 110A | Everett | D | 227-51H2 | SOM | 13.8kV | 13.8kV | 13.8kV | 0.76397 | 0.83559 | 1.1937 | 4.178 | 4.178 | 4.178 | 18.29% | 20% | 28.57% | 22.29% | Y | N | N
| 998 | NSTAR | South | New Bedford | Cross Rd. | 651 | 109 | Dartmouth | D | 2-533-530 | DAR | 13.2kV | 13.2kV | 13.2kV | 1.4158 | 1.4843 | 1.4615 | 6.5311 | 6.5311 | 6.5311 | 21.68% | 22.73% | 22.38% | 22.26% | Y | N | N
| 1321 | NSTAR | South | Cape & Vineyard | Hyannis Junction | 961 | 1 | Barnstable | D | 4-87B-87B | BNS | 22.8kV | 22.8kV | 22.8kV | 6.7844 | 11.1232 | 7.2971 | 37.8662 | 37.8662 | 37.8662 | 17.92% | 29.38% | 19.27% | 22.19% | Y | N | N
| 734 | NSTAR | Central | Somerville | Prospect | 819 | 14A | Cambridge | D | 819-1NC3 | CAM | 13.8kV | 13.8kV | 13.8kV | 2.7694 | 2.7694 | 2.1487 | 11.5789 | 11.5789 | 11.5789 | 23.92% | 23.92% | 18.56% | 22.13% | Y | N | N
| 1561 | NSTAR | West | Waltham | Homer Street | 17 | 292-82H, 292-215, 41-211X | Newton | D | 17-H2 | BRI,NEW | 13.8kV | 13.8kV | 13.8kV | 1.886 | 1.9099 | 1.7428 | 8.3559 | 8.3559 | 8.3559 | 22.57% | 22.86% | 20.86% | 22.1% | Y | N | N
| 553 | NSTAR | Central | Boston | Dewar Street | 483 | 110A | Dorchester | D | 466-1482H2 | DOR | 13.8kV | 13.8kV | 13.8kV | 1.9815 | 2.0293 | 1.5041 | 8.3559 | 8.3559 | 8.3559 | 23.71% | 24.29% | 18% | 22% | Y | N | N
| 1620 | NSTAR | West | Waltham | Elliot Street | 292 | 14C | Newton | D | 292-01 | NEW | 4.16kV | 4.16kV | 4.16kV | 1.6912 | 0.0071968 | 0 | 2.5908 | 2.5908 | 2.5908 | 65.28% | 0.2778% | 0% | 21.85% | Y | N | N
| 731 | NSTAR | Central | Somerville | Prospect | 819 | 14A | Cambridge | D | 819-1NB3 | CAM | 13.8kV | 13.8kV | 13.8kV | 1.2892 | 1.2892 | 1.4563 | 5.8491 | 5.8491 | 6.8041 | 22.04% | 22.04% | 21.4% | 21.83% | Y | N | N
| 1508 | NSTAR | West | Waltham | Pine Street | 33 | 14D &14 E | Waltham | D | 3317 | WAL | 4.16kV | 4.16kV | 4.16kV | 0.40302 | 0.31666 | 0.4534 | 1.7992 | 1.7992 | 1.7992 | 22.4% | 17.6% | 25.2% | 21.73% | Y | N | N
| 1470 | NSTAR | West | Southboro | Mechanic St | 23 | 14C | Natick | D | 2301 | NAT | 4.16kV | 4.16kV | 4.16kV | 0.48219 | 0.51097 | 0.4606 | 2.231 | 2.231 | 2.231 | 21.61% | 22.9% | 20.65% | 21.72% | Y | N | N
| 1726 | NSTAR | West | Southboro | Acton | 416 | 110B | Maynard | D | 416-H7 | SUD WAY | 13.8kV | 13.8kV | 13.8kV | 2.4829 | 2.6023 | 2.5306 | 11.6983 | 11.6983 | 11.6983 | 21.22% | 22.24% | 21.63% | 21.7% | Y | N | N
| 1169 | NSTAR | South | Plymouth | Brook Street | 727 | 1 | Plympton | D | 3-50-914 | PLT,KIN | 22.8kV | 22.8kV | 22.8kV | 3.1555 | 3.1555 | 2.3666 | 13.411 | 13.411 | 13.411 | 23.53% | 23.53% | 17.65% | 21.57% | Y | N | N
| 1306 | NSTAR | South | Cape & Vineyard | Hyannis Junction | 961 | 1 | Barnstable | D | 4-84B-510 | BNS | 22.8kV | 22.8kV | 22.8kV | 2.4455 | 2.2483 | 2.4455 | 11.0443 | 11.0443 | 11.0443 | 22.14% | 20.36% | 22.14% | 21.55% | Y | N | N
| 1274 | NSTAR | South | Cape & Vineyard | North Falmouth sub | 967 | 1 | Falmouth | D | 4-78-861 | FAL | 4.8kV | 4.8kV | 4.8kV | 1.146 | 1.1626 | 1.3037 | 5.6052 | 5.6052 | 5.6052 | 20.44% | 20.74% | 23.26% | 21.48% | Y | N | N
| 326 | NSTAR | Central | Somerville | Mystic Station | 250 | 110A | Charlestown | D | 30-179XYH | EVE | 13.8kV | 13.8kV | 13.8kV | 2.9842 | 3.2946 | 2.9126 | 14.3244 | 14.3244 | 14.3244 | 20.83% | 23% | 20.33% | 21.39% | Y | N | N
| 52 | NSTAR | Central | Boston | Kenmore | 49 | 14A | Boston | D | 4906 | BDT,ROX | 4.16kV | 4.16kV | 4.16kV | 0.57574 | 0.51097 | 0.57574 | 2.5908 | 2.5908 | 2.5908 | 22.22% | 19.72% | 22.22% | 21.39% | Y | N | N
| 462 | NSTAR | Central | Somerville | Dragon Court | 375 | 110A | Woburn | D | 375-H10 | BUR WOB | 13.8kV | 13.8kV | 13.8kV | 2.3397 | 2.3635 | 2.7933 | 11.6983 | 11.6983 | 11.6983 | 20% | 20.2% | 23.88% | 21.36% | Y | N | N
| 1780 | NSTAR | West | Walpole | Norwood Sub | 469 | Muni | Norwood | D | 469-H1 | WWO | 13.8kV | 13.8kV | 13.8kV | 2.1964 | 1.9577 | 2.1009 | 9.7883 | 9.7883 | 9.7883 | 22.44% | 20% | 21.46% | 21.3% | Y | N | N
| 24 | NSTAR | Central | Boston | Allston | 36 | 14A | Allston | D | 3603 | BRI,BKL | 4.16kV | 4.16kV | 4.16kV | 0.59733 | 0.48219 | 0.57574 | 2.5908 | 2.5908 | 2.5908 | 23.06% | 18.61% | 22.22% | 21.3% | Y | N | N
| 93 | NSTAR | Central | Boston | Andrew Sq | 106 | 110C | South Boston | D | 106-1N18H6 | ROX | 13.8kV | 13.8kV | 13.8kV | 0.66847 | 0.71622 | 0.74009 | 3.3424 | 3.3424 | 3.3424 | 20% | 21.43% | 22.14% | 21.19% | Y | N | N
| 76 | NSTAR | Central | Somerville | Mystic Street | 59 | 14A | Arlington | D | 5907 | ARL | 4.16kV | 4.16kV | 4.16kV | 0.32386 | 0.32386 | 0.38143 | 1.6193 | 1.6193 | 1.6193 | 20% | 20% | 23.56% | 21.19% | Y | N | N
| 811 | NSTAR | Central | Somerville | Putnam | 831 | 110A | Cambridge | D | 831-1NB4 | CAM | 13.8kV | 13.8kV | 13.8kV | 1.5518 | 1.4563 | 1.3131 | 6.8041 | 6.8041 | 6.8041 | 22.81% | 21.4% | 19.3% | 21.17% | Y | N | N
| 815 | NSTAR | Central | Somerville | Putnam | 831 | 110B | Cambridge | D | 831-1ND5 | CAM | 13.8kV | 13.8kV | 13.8kV | 2.3158 | 2.4351 | 2.6023 | 11.5789 | 11.5789 | 11.5789 | 20% | 21.03% | 22.47% | 21.17% | Y | N | N
| 251 | NSTAR | Central | Somerville | Mystic Station | 250 | 110B | Charlestown | D | 250-1N33H1 | SOM,SHE | 13.8kV | 13.8kV | 13.8kV | 1.3847 | 1.4324 | 1.4086 | 6.6847 | 6.6847 | 6.6847 | 20.71% | 21.43% | 21.07% | 21.07% | Y | N | N
| 247 | NSTAR | Central | Somerville | Mystic Station | 250 | 110B | Somerville | D | 227-52H8 | SOM | 13.8kV | 13.8kV | 13.8kV | 0.69235 | 0.95496 | 0.81172 | 3.5811 | 3.5811 | 4.7748 | 19.33% | 26.67% | 17% | 21% | Y | N | N
| 789 | NSTAR | Central | Somerville | Smith Place | 829 | 14A | Cambridge | D | 829-31 | CAM | 4.16kV | 4.16kV | 4.16kV | 0.64771 | 0.49658 | 0.439 | 2.5189 | 2.5189 | 2.5189 | 25.71% | 19.71% | 17.43% | 20.95% | Y | N | N
| 1480 | NSTAR | West | Southboro | South Street | 24 | 14F | Framingham | D | 2406 | FRA | 4.16kV | 4.16kV | 4.16kV | 0.46779 | 0.71248 | 0.4462 | 2.5908 | 2.5908 | 2.5908 | 18.06% | 27.5% | 17.22% | 20.93% | Y | N | N
| 1405 | NSTAR | South | Cape & Vineyard | Orleans Sub | 975 | 2 | Orleans | D | 4-95B-610 | CHM | 22.8kV | 22.8kV | 22.8kV | 5.3644 | 6.5083 | 0 | 18.9331 | 18.9331 | 18.9331 | 28.33% | 34.38% | 0% | 20.9% | Y | N | N
| 954 | NSTAR | South | New Bedford | Industrial Park | 636 | 111 | N. Bedford | D | 2-152-152 | NEB | 13.2kV | 13.2kV | 13.2kV | 1.6442 | 3.2199 | 0 | 7.7642 | 7.7642 | 7.7642 | 21.18% | 41.47% | 0% | 20.88% | Y | N | N
| 1365 | NSTAR | South | Cape & Vineyard | Hyannis Junction | 961 | 2 | Barnstable | D | 4-92A-562 | YAR | 22.8kV | 22.8kV | 22.8kV | 7.0999 | 6.7055 | 0 | 22.0886 | 22.0886 | 22.0886 | 32.14% | 30.36% | 0% | 20.83% | Y | N | N
| 770 | NSTAR | Central | Somerville | Alewife | 828 | 110A | Cambridge | D | 828-1104H1 | CAM | 13.8kV | 13.8kV | 13.8kV | 0.81172 | 0.83559 | 0.95496 | 4.178 | 4.178 | 4.178 | 19.43% | 20% | 22.86% | 20.76% | Y | N | N
| 557 | NSTAR | Central | Boston | Arsenal Street | 467 | 110A | Watertown | D | 467-H11 | WAT BRI | 13.8kV | 13.8kV | 13.8kV | 2.2919 | 2.7933 | 2.1248 | 11.5789 | 11.5789 | 11.5789 | 19.79% | 24.12% | 18.35% | 20.76% | Y | N | N
| 101 | NSTAR | Central | Boston | Andrew Sq | 106 | 110C | South Boston | D | 106-1N31H5 | ROX | 13.8kV | 13.8kV | 13.8kV | 0.6446 | 0.69235 | 0.74009 | 3.3424 | 3.3424 | 3.3424 | 19.29% | 20.71% | 22.14% | 20.71% | Y | N | N
| 189 | NSTAR | Central | Boston | Seafood Way | 99 | 110A | South Boston | D | 162-182H1 | SOB | 13.8kV | 13.8kV | 13.8kV | 1.3131 | 1.2892 | 1.3131 | 6.3266 | 6.3266 | 6.3266 | 20.75% | 20.38% | 20.75% | 20.63% | Y | N | N
| 1363 | NSTAR | South | Cape & Vineyard | Hyannis Junction | 961 | 2 | Barnstable | D | 4-92A-560 | YAR | 22.8kV | 22.8kV | 22.8kV | 4.5755 | 4.3388 | 4.6149 | 22.0886 | 22.0886 | 22.0886 | 20.71% | 19.64% | 20.89% | 20.42% | Y | N | N
| 1689 | NSTAR | West | Waltham | Jackson Street | 369 | 292-82H | Newton | D | 369-03 | NEW | 4.16kV | 4.16kV | 4.16kV | 0.39582 | 0.39582 | 0.39582 | 1.9431 | 1.9431 | 1.9431 | 20.37% | 20.37% | 20.37% | 20.37% | Y | N | N
| 723 | NSTAR | Central | Somerville | Prospect | 819 | 14A | Cambridge | D | 819-1342 | CAM | 13.8kV | 13.8kV | 13.8kV | 1.2414 | 1.0982 | 1.4324 | 5.8491 | 5.8491 | 6.8041 | 21.22% | 18.78% | 21.05% | 20.35% | Y | N | N
| 257 | NSTAR | Central | Somerville | Mystic Station | 251 | 110A | Charlestown | D | 250-1N35H2 | EVE | 13.8kV | 13.8kV | 13.8kV | 2.3397 | 2.3874 | 2.3158 | 11.5789 | 11.5789 | 11.5789 | 20.21% | 20.62% | 20% | 20.27% | Y | N | N
| 1314 | NSTAR | South | Cape & Vineyard | Otis Sub | 915 | 1 | Bourne | D | 4-86-408 | BRN | 22.8kV | 22.8kV | 22.8kV | 2.9977 | 3.1555 | 3.4316 | 15.7776 | 15.7776 | 15.7776 | 19% | 20% | 21.75% | 20.25% | Y | N | N
| 1395 | NSTAR | South | Cape & Vineyard | Harwich Sub | 968 | 2 | Harwich | D | 4-95A-597 | HAR | 22.8kV | 22.8kV | 22.8kV | 6.0349 | 6.1138 | 1.2622 | 22.0886 | 22.0886 | 22.0886 | 27.32% | 27.68% | 5.714% | 20.24% | Y | N | N
| 728 | NSTAR | Central | Somerville | Prospect | 819 | 14kV Bus | Cambridge | D | 819-1NA5 | CAM | 13.8kV | 13.8kV | 13.8kV | 1.4086 | 1.2176 | 1.5041 | 6.8041 | 6.8041 | 6.8041 | 20.7% | 17.89% | 22.11% | 20.23% | Y | N | N
| 1600 | NSTAR | West | Waltham | Newtonville | 277 | 277-1368 | Newton | D | 277-03 | NEW | 4.16kV | 4.16kV | 4.16kV | 0.53976 | 0 | 0.61173 | 1.9072 | 1.9072 | 1.9072 | 28.3% | 0% | 32.08% | 20.13% | Y | N | N
| 1354 | NSTAR | South | Cape & Vineyard | Falmouth Sub | 933 | 1 | Falmouth | D | 4-91-228 | VIN | 22.8kV | 22.8kV | 22.8kV | 2.9583 | 2.4455 | 2.6822 | 13.411 | 13.411 | 13.411 | 22.06% | 18.24% | 20% | 20.1% | Y | N | N
| 570 | NSTAR | Central | Boston | Dewar Street | 483 | 14B | Dorchester | D | 483-09 | DOR | 4.16kV | 4.16kV | 4.16kV | 0.53976 | 0.51817 | 0.50378 | 2.5908 | 2.5908 | 2.5908 | 20.83% | 20% | 19.44% | 20.09% | Y | N | N
| 431 | NSTAR | Central | Boston | Hyde Park | 496 | 110B | Hyde Park | D | 344-1411H2 | HYP | 13.8kV | 13.8kV | 13.8kV | 0.66847 | 0.71622 | 0.62072 | 3.3424 | 3.3424 | 3.3424 | 20% | 21.43% | 18.57% | 20% | Y | N | N
| 591 | NSTAR | Central | Boston | Colburn St | 492 | 110A | Boston | D | 49-1400H1 | ROX | 13.8kV | 13.8kV | 13.8kV | 0.95496 | 0.95496 | 0.95496 | 4.7748 | 4.7748 | 4.7748 | 20% | 20% | 20% | 20% | Y | N | N
| 861 | NSTAR | Central | Boston | Seafood Way | 99 | 110A | South Boston | D | 99-H8 | SOB | 13.8kV | 13.8kV | 13.8kV | 2.9365 | 2.8171 | 3.1275 | 14.8019 | 14.8019 | 14.8019 | 19.84% | 19.03% | 21.13% | 20% | Y | N | N
| 1734 | NSTAR | West | Southboro | Speen Street | 433 | 110C | Framingham | D | 433-H14 | FRA NAT | 13.8kV | 13.8kV | 13.8kV | 2.1487 | 2.3635 | 2.4351 | 11.5789 | 11.5789 | 11.5789 | 18.56% | 20.41% | 21.03% | 20% | Y | N | N
| 1231 | NSTAR | South | Plymouth | Kingston Sub | 735 | 1 | Kingston | D | 3-909-909 | KIN | 22.8kV | 22.8kV | 22.8kV | 2.1694 | 2.8005 | 2.4455 | 12.4249 | 12.4249 | 12.4249 | 17.46% | 22.54% | 19.68% | 19.89% | Y | N | N
| 5 | NSTAR | Central | Boston | Roslindale | 13 | 14A | Roslindale | D | 1307 | WRX | 4.16kV | 4.16kV | 4.16kV | 0.35984 | 0.32386 | 0.32386 | 1.6912 | 1.6912 | 1.6912 | 21.28% | 19.15% | 19.15% | 19.86% | Y | N | N
| 866 | NSTAR | Central | Boston | K Street | 385 | 110A | South Boston | D | MC-3 | SOB | 13.8kV | 13.8kV | 13.8kV | 1.0743 | 1.0743 | 1.0505 | 5.3716 | 5.3716 | 5.3716 | 20% | 20% | 19.56% | 19.85% | Y | N | N
| 1790 | NSTAR | West | Walpole | Canton | 470 | 110A | Canton | D | 470-H2 | CAN,SHA | 13.8kV | 13.8kV | 13.8kV | 2.4113 | 2.2919 | 2.2442 | 11.6983 | 11.6983 | 11.6983 | 20.61% | 19.59% | 19.18% | 19.8% | Y | N | N
| 123 | NSTAR | Central | Boston | Dorchester Ave | 139 | 14A | South Boston | D | 139-01 | SOB | 4.16kV | 4.16kV | 4.16kV | 1.5257 | 0.0071968 | 0 | 2.5908 | 2.5908 | 2.5908 | 58.89% | 0.2778% | 0% | 19.72% | Y | N | N
| 1729 | NSTAR | West | Southboro | Speen Street | 433 | 110A | Framingham | D | 433-H1 | FRA | 13.8kV | 13.8kV | 13.8kV | 1.6712 | 3.796 | 1.4324 | 11.6983 | 11.6983 | 11.6983 | 14.29% | 32.45% | 12.24% | 19.66% | Y | N | N
| 327 | NSTAR | Central | Boston | Colburn St | 350 | 110B | Boston | D | 304-1440 | ROX | 13.8kV | 13.8kV | 13.8kV | 2.268 | 2.1725 | 2.3874 | 11.5789 | 11.5789 | 11.5789 | 19.59% | 18.76% | 20.62% | 19.66% | Y | N | N
| 832 | NSTAR | Central | Somerville | East Camb | 875 | 110C | Cambridge | D | 875-1365 | CAM | 13.8kV | 13.8kV | 13.8kV | 2.5068 | 2.7455 | 1.5757 | 11.5789 | 11.5789 | 11.5789 | 21.65% | 23.71% | 13.61% | 19.66% | Y | N | N
| 709 | NSTAR | Central | Somerville | Vassar | 816 | 14A | Cambridge | D | 816-04 | CAM | 4.16kV | 4.16kV | 4.16kV | 0.55415 | 0.51817 | 0.61173 | 2.5908 | 2.5908 | 3.4904 | 21.39% | 20% | 17.53% | 19.64% | Y | N | N
| 1303 | NSTAR | South | Cape & Vineyard | Orleans Sub | 975 | 2 | Orleans | D | 4-83-952 | ORL | 4.8kV | 4.8kV | 4.8kV | 1.1543 | 0.6311 | 0 | 3.031 | 3.031 | 3.031 | 38.08% | 20.82% | 0% | 19.63% | Y | N | N
| 867 | NSTAR | Central | Boston | Dewar Street | 483 | 110A | Dorchester | D | MC-4 | DOR | 13.8kV | 13.8kV | 13.8kV | 1.0505 | 1.0743 | 1.0266 | 5.3716 | 5.3716 | 5.3716 | 19.56% | 20% | 19.11% | 19.56% | Y | N | N
| 403 | NSTAR | Central | Boston | Andrew Sq | 106 | 110A | South Boston | D | 323-78H1 | SOB | 13.8kV | 13.8kV | 13.8kV | 0.66847 | 0.62072 | 0.66847 | 3.3424 | 3.3424 | 3.3424 | 20% | 18.57% | 20% | 19.52% | Y | N | N
| 1406 | NSTAR | South | Cape & Vineyard | Orleans Sub | 975 | 2 | Orleans | D | 4-95B-612 | CHM | 22.8kV | 22.8kV | 22.8kV | 3.9838 | 3.8655 | 0 | 13.411 | 13.411 | 13.411 | 29.71% | 28.82% | 0% | 19.51% | Y | N | N
| 1685 | NSTAR | West | Southboro | Maynard | 355 | 2 | Maynard | D | 355-04 | MAY | 4.16kV | 4.16kV | 4.16kV | 0.37423 | 0.39582 | 0.36704 | 1.9431 | 1.9431 | 1.9431 | 19.26% | 20.37% | 18.89% | 19.51% | Y | N | N
| 1270 | NSTAR | South | Cape & Vineyard | Hatchville Sub | 936 | 1 | Falmouth | D | 4-78-409 | FAL | 22.8kV | 22.8kV | 22.8kV | 2.7611 | 3.6288 | 3.7077 | 17.3554 | 17.3554 | 17.3554 | 15.91% | 20.91% | 21.36% | 19.39% | Y | N | N
| 163 | NSTAR | Central | Boston | Andrew Sq | 106 | 110B | South Boston | D | 143-109H7 | WRX | 13.8kV | 13.8kV | 13.8kV | 0.59685 | 0.6446 | 0.69235 | 3.3424 | 3.3424 | 3.3424 | 17.86% | 19.29% | 20.71% | 19.29% | Y | N | N
| 1567 | NSTAR | West | Walpole | Dedham | 20 | 24B | Dedham | D | 20-H2 | DED | 13.8kV | 13.8kV | 13.8kV | 1.5041 | 0.90721 | 1.2414 | 6.3266 | 6.3266 | 6.3266 | 23.77% | 14.34% | 19.62% | 19.25% | Y | N | N
| 1080 | NSTAR | South | New Bedford | River Rd. | 695 | 1 | New Bedford | D | 2-88-136 | NEB | 3.74kV | 3.74kV | 3.74kV | 0.36233 | 0.31057 | 0.39468 | 1.8505 | 1.8505 | 1.8505 | 19.58% | 16.78% | 21.33% | 19.23% | Y | N | N
| 1305 | NSTAR | South | Cape & Vineyard | Oak Street | 920 | 1 | Barnstable | D | 4-84A-84A | BNS | 22.8kV | 22.8kV | 22.8kV | 7.376 | 6.3505 | 7.2577 | 36.4857 | 36.4857 | 36.4857 | 20.22% | 17.41% | 19.89% | 19.17% | Y | N | N
| 635 | NSTAR | Central | Boston | Dewar Street | 483 | 110B | Dorchester | D | 52-1487H1 | ROX | 13.8kV | 13.8kV | 13.8kV | 1.886 | 2.2919 | 0 | 7.2816 | 7.2816 | 7.2816 | 25.9% | 31.48% | 0% | 19.13% | Y | N | N
| 228 | NSTAR | Central | Somerville | Terminal St | 5 | 14 kV Bus | Charlestown | D | 22-208 | CHT | 13.8kV | 13.8kV | 13.8kV | 1.0743 | 1.0743 | 0.83559 | 5.2523 | 5.2523 | 5.2523 | 20.45% | 20.45% | 15.91% | 18.94% | Y | N | N
| 1419 | NSTAR | South | Cape & Vineyard | Wellfleet Sub | 976 | 1 | Wellfleet | D | 4-96-974 | PRO | 4.16kV | 4.16kV | 4.16kV | 2.3106 | 0 | 0 | 4.069 | 4.069 | 4.069 | 56.79% | 0% | 0% | 18.93% | Y | N | N
| 329 | NSTAR | Central | Boston | Electric Ave | 315 | 110B | Brighton | D | 305-1421 | BRI | 13.8kV | 13.8kV | 13.8kV | 2.1487 | 2.1964 | 2.1964 | 11.5789 | 11.5789 | 11.5789 | 18.56% | 18.97% | 18.97% | 18.83% | Y | N | N
| 502 | NSTAR | Central | Somerville | Mystic Station | 250 | 110B | Somerville | D | 387-148H1 | CHT EVE SOM | 13.8kV | 13.8kV | 13.8kV | 0.52523 | 0.59685 | 0.76397 | 3.3424 | 3.3424 | 3.3424 | 15.71% | 17.86% | 22.86% | 18.81% | Y | N | N
| 190 | NSTAR | Central | Boston | Seafood Way | 99 | 110A | South Boston | D | 162-182H2 | SOB | 13.8kV | 13.8kV | 13.8kV | 1.2176 | 1.146 | 1.1698 | 6.3266 | 6.3266 | 6.3266 | 19.25% | 18.11% | 18.49% | 18.62% | Y | N | N
| 1605 | NSTAR | West | Waltham | Arsenal Street | 467 | 110B | Watertown | D | 277-1367YH1 | WAL | 13.8kV | 13.8kV | 13.8kV | 1.1937 | 1.5996 | 1.0027 | 6.8041 | 6.8041 | 6.8041 | 17.54% | 23.51% | 14.74% | 18.6% | Y | N | N
| 92 | NSTAR | Central | Boston | Andrew Sq | 106 | 110C | South Boston | D | 106-1N18H5 | ROX | 13.8kV | 13.8kV | 13.8kV | 0.62072 | 0.59685 | 0.6446 | 3.3424 | 3.3424 | 3.3424 | 18.57% | 17.86% | 19.29% | 18.57% | Y | N | N
| 131 | NSTAR | Central | Boston | Dorchester Ave | 139 | 14C | South Boston | D | 139-09 | SOB | 4.16kV | 4.16kV | 4.16kV | 0.33825 | 0.34545 | 0.39582 | 1.9431 | 1.9431 | 1.9431 | 17.41% | 17.78% | 20.37% | 18.52% | Y | N | N
| 725 | NSTAR | Central | Somerville | Prospect | 819 | 14kV Bus | Cambridge | D | 819-1374XY | CAM | 13.8kV | 13.8kV | 13.8kV | 2.5306 | 1.7667 | 1.6951 | 10.8627 | 10.8627 | 10.8627 | 23.3% | 16.26% | 15.6% | 18.39% | Y | N | N
| 552 | NSTAR | Central | Boston | Dewar Street | 483 | 110A | Dorchester | D | 466-1482H1 | DOR | 13.8kV | 13.8kV | 13.8kV | 1.4802 | 1.5518 | 1.5757 | 8.3559 | 8.3559 | 8.3559 | 17.71% | 18.57% | 18.86% | 18.38% | Y | N | N
| 430 | NSTAR | Central | Boston | Hyde Park | 496 | 110B | Hyde Park | D | 344-1411H1 | HYP | 13.8kV | 13.8kV | 13.8kV | 1.8622 | 1.9099 | 1.4802 | 9.5496 | 9.5496 | 9.5496 | 19.5% | 20% | 15.5% | 18.33% | Y | N | N
| 1265 | NSTAR | South | Cape & Vineyard | Hatchville Sub | 936 | 1 | Falmouth | D | 4-77A-77A | MAS | 22.8kV | 22.8kV | 22.8kV | 4.0627 | 7.0605 | 3.5105 | 26.6247 | 26.6247 | 26.6247 | 15.26% | 26.52% | 13.19% | 18.32% | Y | Y | N
| 1733 | NSTAR | West | Southboro | Speen Street | 433 | 110A | Framingham | D | 433-H13 | FRA NAT | 13.8kV | 13.8kV | 13.8kV | 2.7455 | 1.8144 | 1.7905 | 11.5789 | 11.5789 | 11.5789 | 23.71% | 15.67% | 15.46% | 18.28% | Y | N | N
| 536 | NSTAR | Central | Boston | Cummins Hwy | 441 | 14A | Roslindale | D | 441-05 | DOR,HYP,WRX | 4.16kV | 4.16kV | 4.16kV | 0.55415 | 0.56135 | 0.56135 | 3.0586 | 3.0586 | 3.0586 | 18.12% | 18.35% | 18.35% | 18.27% | Y | N | N
| 1082 | NSTAR | South | New Bedford | River Rd. | 695 | 1 | N. Bedford | D | 2-88-144 | NEB | 3.74kV | 3.74kV | 3.74kV | 0.31704 | 0.32351 | 0.3688 | 1.8505 | 1.8505 | 1.8505 | 17.13% | 17.48% | 19.93% | 18.18% | Y | N | N
| 862 | NSTAR | Central | Boston | Seafood Way | 99 | 110B | South Boston | D | 99-H9 | SOB | 13.8kV | 13.8kV | 13.8kV | 2.6261 | 2.4351 | 2.9842 | 14.8019 | 14.8019 | 14.8019 | 17.74% | 16.45% | 20.16% | 18.12% | Y | N | N
| 1237 | NSTAR | South | Cape & Vineyard | Hyannis Junction | 961 | 3 | Barnstable | D | 4-63-531 | BAR | 22.8kV | 22.8kV | 22.8kV | 2.4455 | 2.2089 | 2.5639 | 13.411 | 13.411 | 13.411 | 18.24% | 16.47% | 19.12% | 17.94% | Y | N | N
| 1181 | NSTAR | South | Plymouth | Manomet Sub | 721 | 1 | Plymouth | D | 3-72-72 | PLY | 22.8kV | 22.8kV | 22.8kV | 4.1811 | 3.55 | 3.6288 | 21.2998 | 21.2998 | 21.2998 | 19.63% | 16.67% | 17.04% | 17.78% | Y | N | N
| 234 | NSTAR | Central | Somerville | Mystic Station | 250 | 110A | Everett | D | 227-51H3 | SOM | 13.8kV | 13.8kV | 13.8kV | 0.76397 | 0.83559 | 0.62072 | 4.178 | 4.178 | 4.178 | 18.29% | 20% | 14.86% | 17.71% | Y | N | N
| 771 | NSTAR | Central | Somerville | Alewife | 828 | 110A | Cambridge | D | 828-1104H2 | CAM | 13.8kV | 13.8kV | 13.8kV | 0.66847 | 0.71622 | 0.83559 | 4.178 | 4.178 | 4.178 | 16% | 17.14% | 20% | 17.71% | Y | N | N
| 1437 | NSTAR | South | Cape & Vineyard | Hatchville Sub | 936 | 1 | Falmouth | D | 4-98B-448 | FAL | 22.8kV | 22.8kV | 22.8kV | 2.3272 | 2.2089 | 2.5639 | 13.411 | 13.411 | 13.411 | 17.35% | 16.47% | 19.12% | 17.65% | Y | N | N
| 519 | NSTAR | Central | Boston | Congress Street | 430 | 14A | South Boston | D | 430-04 | SOB | 4.16kV | 4.16kV | 4.16kV | 0.42461 | 0.4462 | 0.48938 | 2.5908 | 2.5908 | 2.5908 | 16.39% | 17.22% | 18.89% | 17.5% | Y | N | N
| 1304 | NSTAR | South | Cape & Vineyard | Oak Street | 920 | 1 | Barnstable | D | 4-84A-520 | HYN | 22.8kV | 22.8kV | 22.8kV | 5.4827 | 6.0744 | 0 | 22.0886 | 22.0886 | 22.0886 | 24.82% | 27.5% | 0% | 17.44% | Y | N | N
| 142 | NSTAR | Central | Boston | Roslindale | 13 | Bus #2 | Roslindale | D | 13-H1 | DED | 13.8kV | 13.8kV | 13.8kV | 2.268 | 0.52523 | 0.57298 | 6.446 | 6.446 | 6.446 | 35.19% | 8.148% | 8.889% | 17.41% | Y | N | N
| 156 | NSTAR | Central | Boston | Andrew Sq | 106 | 110B | South Boston | D | 143-109H1 | WRX DOR | 13.8kV | 13.8kV | 13.8kV | 0.57298 | 0.59685 | 0.57298 | 3.3424 | 3.3424 | 3.3424 | 17.14% | 17.86% | 17.14% | 17.38% | Y | N | N
| 165 | NSTAR | Central | Boston | Andrew Sq | 106 | 110B | South Boston | D | 143-109H9 | WRX | 13.8kV | 13.8kV | 13.8kV | 0.57298 | 0.59685 | 0.57298 | 3.3424 | 3.3424 | 3.3424 | 17.14% | 17.86% | 17.14% | 17.38% | Y | N | N
| 901 | NSTAR | South | Plymouth | West Pond Sub | 737 | 1 | Plymouth | D | 3-11-11 | PLY, CAR | 22.8kV | 22.8kV | 22.8kV | 2.1694 | 2.0116 | 2.1694 | 12.4249 | 12.4249 | 12.4249 | 17.46% | 16.19% | 17.46% | 17.04% | Y | N | N
| 643 | NSTAR | Central | Boston | K Street | 385 | 110C | S. Boston | D | 525-191H | SOB,BDT | 13.8kV | 13.8kV | 13.8kV | 1.146 | 1.0505 | 1.3847 | 7.0428 | 7.0428 | 7.0428 | 16.27% | 14.92% | 19.66% | 16.95% | Y | N | N
| 1337 | NSTAR | South | Cape & Vineyard | Brewster Sub | 951 | 2 | Brewster | D | 4-89B-577 | ORL | 22.8kV | 22.8kV | 22.8kV | 2.2483 | 2.2483 | 2.2483 | 13.411 | 13.411 | 13.411 | 16.76% | 16.76% | 16.76% | 16.76% | Y | N | N
| 754 | NSTAR | Central | Somerville | Walden | 824 | 14A | Cambridge | D | 824-27 | CAM | 4.16kV | 4.16kV | 4.16kV | 0 | 0.61892 | 0.64771 | 2.5189 | 2.5189 | 2.5189 | 0% | 24.57% | 25.71% | 16.76% | Y | N | N
| 569 | NSTAR | Central | Boston | Dewar Street | 483 | 14B | Dorchester | D | 483-08 | DOR,HYP | 4.16kV | 4.16kV | 4.16kV | 1.3026 | 0 | 0 | 2.5908 | 2.5908 | 2.5908 | 50.28% | 0% | 0% | 16.76% | Y | N | N
| 1326 | NSTAR | South | Cape & Vineyard | Mashpee Sub | 946 | 1 | Mashpee | D | 4-88-485 | BNS | 22.8kV | 22.8kV | 22.8kV | 3.3527 | 3.3527 | 0 | 13.411 | 13.411 | 13.411 | 25% | 25% | 0% | 16.67% | Y | N | N
| 368 | NSTAR | Central | Boston | Electric Ave | 315 | 110A | Brighton | D | 315-H13 | BDT | 13.8kV | 13.8kV | 13.8kV | 1.6712 | 1.5757 | 2.5068 | 11.5789 | 11.5789 | 11.5789 | 14.43% | 13.61% | 21.65% | 16.56% | Y | N | N
| 1048 | NSTAR | South | New Bedford | Ash St. | 615 | E | New Bedford | D | 2-73-48 | NEB | 3.74kV | 3.74kV | 3.74kV | 0.077642 | 0.84113 | 0 | 1.8505 | 1.8505 | 1.8505 | 4.196% | 45.45% | 0% | 16.55% | Y | N | N
| 173 | NSTAR | Central | Somerville | PNU14 | PNU14 | P14 | Somerville | D | 14N01 | SOM | 4.16kV | 4.16kV | 4.16kV | 0.17992 | 0.17992 | 0.60453 | 1.9431 | 1.9431 | 1.9431 | 9.259% | 9.259% | 31.11% | 16.54% | Y | N | N
| 158 | NSTAR | Central | Boston | Andrew Sq | 106 | 110B | South Boston | D | 143-109H2 | DOR | 13.8kV | 13.8kV | 13.8kV | 0.50135 | 0.5491 | 0.59685 | 3.3424 | 3.3424 | 3.3424 | 15% | 16.43% | 17.86% | 16.43% | Y | N | N
| 164 | NSTAR | Central | Boston | Andrew Sq | 106 | 110B | South Boston | D | 143-109H8 | ROX | 13.8kV | 13.8kV | 13.8kV | 0.50135 | 0.5491 | 0.59685 | 3.3424 | 3.3424 | 3.3424 | 15% | 16.43% | 17.86% | 16.43% | Y | N | N
| 400 | NSTAR | Central | Boston | Andrew Sq | 106 | 110B | South Boston | D | 323-175H1 | BDT | 13.8kV | 13.8kV | 13.8kV | 0.50135 | 0.5491 | 0.59685 | 3.3424 | 3.3424 | 3.3424 | 15% | 16.43% | 17.86% | 16.43% | Y | N | N
| 523 | NSTAR | Central | Boston | K Street | 385 | 110A | South Boston | D | 430-156H1 | South Boston | 13.8kV | 13.8kV | 13.8kV | 1.0505 | 1.0743 | 0.97883 | 6.3266 | 6.3266 | 6.3266 | 16.6% | 16.98% | 15.47% | 16.35% | Y | N | N
| 809 | NSTAR | Central | Somerville | Putnam | 831 | 110A | Cambridge | D | 831-1394 | CAM | 13.8kV | 13.8kV | 13.8kV | 1.4324 | 1.1937 | 1.6473 | 8.714 | 8.714 | 8.714 | 16.44% | 13.7% | 18.9% | 16.35% | Y | N | N
| 525 | NSTAR | Central | Boston | Dewar Street | 483 | 110B | Dorchester | D | 43-1490H1 | DOR | 13.8kV | 13.8kV | 13.8kV | 1.2653 | 1.3131 | 0.74009 | 6.8041 | 6.8041 | 6.8041 | 18.6% | 19.3% | 10.88% | 16.26% | Y | N | N
| 1793 | NSTAR | West | Walpole | Canton | 470 | 110B | Canton | D | 470-H5 | CAN,SHA,WLP | 13.8kV | 13.8kV | 13.8kV | 1.3369 | 1.7428 | 1.146 | 8.714 | 8.714 | 8.714 | 15.34% | 20% | 13.15% | 16.16% | Y | N | N
| 438 | NSTAR | Central | Somerville | Colburn St | 350 | 110C | Boston | D | 350-H13 | BKL | 13.8kV | 13.8kV | 13.8kV | 1.1698 | 1.6473 | 1.6712 | 9.3109 | 9.3109 | 9.3109 | 12.56% | 17.69% | 17.95% | 16.07% | Y | N | N
| 907 | NSTAR | South | Plymouth | Kingston Sub | 735 | 1 | Kingston | D | 3-15-15 | KIN, PLY, PLT | 22.8kV | 22.8kV | 22.8kV | 2.7611 | 3.55 | 3.9444 | 21.2998 | 21.2998 | 21.2998 | 12.96% | 16.67% | 18.52% | 16.05% | Y | N | N
| 622 | NSTAR | Central | Boston | Dewar Street | 483 | 110B | Dorchester | D | 511-1497H1 | DOR | 13.8kV | 13.8kV | 13.8kV | 1.4802 | 1.5518 | 1.0982 | 8.5946 | 8.5946 | 8.5946 | 17.22% | 18.06% | 12.78% | 16.02% | Y | N | N
| 697 | NSTAR | Central | Somerville | Potter | 813 | 14A | Cambridge | D | 813-13 | CAM | 4.16kV | 4.16kV | 4.16kV | 0.53976 | 0 | 0.53976 | 2.0511 | 2.0511 | 2.5189 | 26.32% | 0% | 21.43% | 15.91% | Y | N | N
| 518 | NSTAR | Central | Boston | Congress Street | 430 | 14A | South Boston | D | 430-03 | SOB | 4.16kV | 4.16kV | 4.16kV | 0.48219 | 0.30946 | 0.439 | 2.5908 | 2.5908 | 2.5908 | 18.61% | 11.94% | 16.94% | 15.83% | Y | N | N
| 129 | NSTAR | Central | Boston | Dorchester Ave | 139 | 14A | South Boston | D | 139-07 | SOB | 4.16kV | 4.16kV | 4.16kV | 0.29507 | 0.34545 | 0.28068 | 1.9431 | 1.9431 | 1.9431 | 15.19% | 17.78% | 14.44% | 15.8% | Y | N | N
| 762 | NSTAR | Central | Somerville | Edmunds | 826 | 14A | Cambridge | D | 826-28 | CAM | 4.16kV | 4.16kV | 4.16kV | 0.77006 | 0.17272 | 0.23749 | 2.5189 | 2.5189 | 2.5189 | 30.57% | 6.857% | 9.429% | 15.62% | Y | N | N
| 1411 | NSTAR | South | Cape & Vineyard | Wellfleet Sub | 976 | 2 | Wellfleet | D | 4-96-669 | TRU | 4.16kV | 4.16kV | 4.16kV | 0.19618 | 0.18892 | 0.18892 | 1.2352 | 1.2352 | 1.2352 | 15.88% | 15.29% | 15.29% | 15.49% | Y | N | N
| 1396 | NSTAR | South | Cape & Vineyard | Harwich Sub | 968 | 2 | Harwich | D | 4-95A-598 | HAR | 22.8kV | 22.8kV | 22.8kV | 2.2483 | 5.9166 | 2.0905 | 22.0886 | 22.0886 | 22.0886 | 10.18% | 26.79% | 9.464% | 15.48% | Y | N | N
| 1286 | NSTAR | South | Cape & Vineyard | West HYN | 943 | 1 | West HYN | D | 4-80B-899 | HYN | 4.16kV | 4.16kV | 4.16kV | 1.2207 | 0 | 0 | 2.6521 | 2.6521 | 2.6521 | 46.03% | 0% | 0% | 15.34% | Y | N | N
| 776 | NSTAR | Central | Somerville | Alewife | 828 | 110A | Cambridge | D | 828-1375 | CAM | 13.8kV | 13.8kV | 13.8kV | 1.4802 | 1.1937 | 1.1937 | 8.3559 | 8.3559 | 8.5946 | 17.71% | 14.29% | 13.89% | 15.3% | Y | N | N
| 82 | NSTAR | Central | Boston | Hoyt Street | 67 | 14B | Dorchester | D | 6702 | DOR | 4.16kV | 4.16kV | 4.16kV | 0.42461 | 0.37423 | 0.38863 | 2.5908 | 2.5908 | 2.5908 | 16.39% | 14.44% | 15% | 15.28% | Y | N | N
| 1574 | NSTAR | West | Southboro | Leland Street | 240 | 110C | Natick | D | 23-1339H1 | NAT | 13.8kV | 13.8kV | 13.8kV | 0.50135 | 0.50135 | 0.52523 | 3.3424 | 3.3424 | 3.3424 | 15% | 15% | 15.71% | 15.24% | Y | N | N
| 62 | NSTAR | Central | Boston | Tremont Street | 53 | 14A | Roxbury | D | 5204 | ROX | 4.16kV | 4.16kV | 4.16kV | 0.15113 | 0.63332 | 0.39582 | 2.5908 | 2.5908 | 2.5908 | 5.833% | 24.44% | 15.28% | 15.19% | Y | N | N
| 661 | NSTAR | Central | Boston | Roslindale | 13 | Bus #1 | Roslindale | D | 554-79H2 | WRX | 13.8kV | 13.8kV | 13.8kV | 0.81172 | 0.81172 | 0.5491 | 4.7748 | 4.7748 | 4.7748 | 17% | 17% | 11.5% | 15.17% | Y | N | N
| 410 | NSTAR | Central | Boston | Brighton | 329 | 110A | Brighton | D | 329-1N40H1 | BKL | 13.8kV | 13.8kV | 13.8kV | 0.95496 | 0.71622 | 0.71622 | 5.2523 | 5.2523 | 5.2523 | 18.18% | 13.64% | 13.64% | 15.15% | Y | N | N
| 1391 | NSTAR | South | Cape & Vineyard | Wellfleet Sub | 976 | 1 | Wellfleet | D | 4-94B-653 | EAS | 22.8kV | 22.8kV | 22.8kV | 2.2089 | 1.9328 | 1.9328 | 13.411 | 13.411 | 13.411 | 16.47% | 14.41% | 14.41% | 15.1% | Y | N | N
| 853 | NSTAR | Central | Boston | Seafood Way | 99 | 110B | South Boston | D | 99-H10 | SOB | 13.8kV | 13.8kV | 13.8kV | 2.1725 | 2.1487 | 2.3397 | 14.8019 | 14.8019 | 14.8019 | 14.68% | 14.52% | 15.81% | 15% | Y | N | N
| 1444 | NSTAR | South | Cape & Vineyard | Falmouth Sub | 933 | 1 | Falmouth | D | 4-99-225 | OKB | 22.8kV | 22.8kV | 22.8kV | 1.8144 | 1.4989 | 1.6566 | 11.0443 | 11.0443 | 11.0443 | 16.43% | 13.57% | 15% | 15% | Y | N | N
| 994 | NSTAR | South | New Bedford | Cross Rd. | 651 | 111 | Dartmouth | D | 2-531-530 | DAR | 13.2kV | 13.2kV | 13.2kV | 0.98195 | 1.0276 | 0.91344 | 6.5311 | 6.5311 | 6.5311 | 15.03% | 15.73% | 13.99% | 14.92% | Y | N | N
| 871 | NSTAR | Central | Boston | Dewar Street | 483 | 110A | Dorchester | D | MC-9 | ROX | 13.8kV | 13.8kV | 13.8kV | 0.95496 | 0.95496 | 0 | 4.2973 | 4.2973 | 4.2973 | 22.22% | 22.22% | 0% | 14.81% | Y | N | N
| 1208 | NSTAR | South | Plymouth | Tremont Sub | 713 | 2 | Wareham | D | 3-85-928 | WAR | 22.8kV | 22.8kV | 22.8kV | 2.8005 | 2.5244 | 2.5639 | 17.7498 | 17.7498 | 17.7498 | 15.78% | 14.22% | 14.44% | 14.81% | Y | N | N
| 1786 | NSTAR | West | Walpole | Canton | 470 | 110B | Canton | D | 470-H1 | CAN,WWO | 13.8kV | 13.8kV | 13.8kV | 1.7189 | 1.5757 | 1.8144 | 11.5789 | 11.5789 | 11.5789 | 14.85% | 13.61% | 15.67% | 14.71% | Y | N | N
| 1782 | NSTAR | West | Walpole | Norwood Sub | 469 | Muni | Norwood | D | 469-H3 | WWO | 13.8kV | 13.8kV | 13.8kV | 1.4563 | 1.3131 | 1.5041 | 9.7883 | 9.7883 | 9.7883 | 14.88% | 13.41% | 15.37% | 14.55% | Y | N | N
| 237 | NSTAR | Central | Somerville | Mystic | 250 | 110A | Boston | D | 227-51H6 | SOM | 13.8kV | 13.8kV | 13.8kV | 0.57298 | 0.59685 | 0.50135 | 3.5811 | 3.5811 | 4.7748 | 16% | 16.67% | 10.5% | 14.39% | Y | N | N
| 960 | NSTAR | South | New Bedford | Arsene | 654 | 1 | Fairhaven | D | 2-222-222 | FRH | 13.2kV | 13.2kV | 13.2kV | 0.34254 | 2.9687 | 2.9458 | 14.5009 | 14.5009 | 14.5009 | 2.362% | 20.47% | 20.31% | 14.38% | Y | N | N
| 1385 | NSTAR | South | Cape & Vineyard | ORL Sub | 975 | 1 | Orleans | D | 4-94A-633 | ORL | 22.8kV | 22.8kV | 22.8kV | 3.0372 | 2.9583 | 3.5105 | 22.0886 | 22.0886 | 22.0886 | 13.75% | 13.39% | 15.89% | 14.35% | Y | N | N
| 1682 | NSTAR | West | Waltham | Marrett Road | 320 | 110A | Lexington | D | 351-1377H1 | LEX | 13.8kV | 13.8kV | 13.8kV | 0.71622 | 0.71622 | 0.62072 | 4.7748 | 4.7748 | 4.7748 | 15% | 15% | 13% | 14.33% | Y | N | N
| 830 | NSTAR | Central | Somerville | East Camb | 875 | 110B | Cambridge | D | 875-1354 | CAM | 13.8kV | 13.8kV | 13.8kV | 3.3424 | 0.97883 | 0.6446 | 11.5789 | 11.5789 | 11.5789 | 28.87% | 8.454% | 5.567% | 14.3% | Y | N | N
| 408 | NSTAR | Central | Boston | Brighton | 329 | 110A | Brighton | D | 329-1N173H1 | BKL BRI | 13.8kV | 13.8kV | 13.8kV | 0.47748 | 0.47748 | 0.47748 | 3.3424 | 3.3424 | 3.3424 | 14.29% | 14.29% | 14.29% | 14.29% | Y | N | N
| 1074 | NSTAR | South | New Bedford | Hathaway St. | 617 | N | New Bedford | D | 2-87-132 | NEB | 3.74kV | 3.74kV | 3.74kV | 0.25881 | 0.25881 | 0.26528 | 1.8505 | 1.8505 | 1.8505 | 13.99% | 13.99% | 14.34% | 14.1% | Y | N | N
| 1531 | NSTAR | West | Walpole | South Street | 146 | 110A | Walpole | D | 135-1301 | WLP | 13.8kV | 13.8kV | 13.8kV | 1.2653 | 1.1937 | 1.0743 | 8.3559 | 8.3559 | 8.3559 | 15.14% | 14.29% | 12.86% | 14.1% | Y | N | N
| 1527 | NSTAR | West | Southboro | Hopkinton | 126 | 110A | Hopkinton | D | 126-H3 | HOK | 13.8kV | 13.8kV | 13.8kV | 1.7189 | 1.6473 | 1.5279 | 11.5789 | 11.5789 | 11.5789 | 14.85% | 14.23% | 13.2% | 14.09% | Y | N | N
| 508 | NSTAR | Central | Boston | Amory Street | 396 | 14B | Roxbury | D | 396-07 | BKL,DOR,ROX,WRX | 4.16kV | 4.16kV | 4.16kV | 0.050378 | 0.96437 | 0.079165 | 2.5908 | 2.5908 | 2.5908 | 1.944% | 37.22% | 3.056% | 14.07% | Y | N | N
| 1149 | NSTAR | South | Plymouth | Marshfield Sub | 739 | 1 | Marshfield | D | 3-24A-971 | MAF | 22.8kV | 22.8kV | 22.8kV | 2.7216 | 2.5639 | 2.1694 | 17.7498 | 17.7498 | 17.7498 | 15.33% | 14.44% | 12.22% | 14% | Y | N | N
| 1182 | NSTAR | South | Plymouth | Manomet Sub | 741 | 1 | Plymouth | D | 3-72-940 | PLY | 22.8kV | 22.8kV | 22.8kV | 2.6033 | 2.2878 | 2.5639 | 17.7498 | 17.7498 | 17.7498 | 14.67% | 12.89% | 14.44% | 14% | Y | N | N
| 1189 | NSTAR | South | Plymouth | Tremont Sub | 713 | 1 | Wareham | D | 3-81-950 | CAR,MID | 22.8kV | 22.8kV | 22.8kV | 2.1694 | 2.2089 | 1.8933 | 14.9887 | 14.9887 | 14.9887 | 14.47% | 14.74% | 12.63% | 13.95% | Y | N | N
| 641 | NSTAR | Central | Boston | Dewar Street | 483 | 110B | Roxbury | D | 52-1499H3 | DOR,ROX | 13.8kV | 13.8kV | 13.8kV | 0.42973 | 0.47748 | 0.33424 | 2.9842 | 2.9842 | 2.9842 | 14.4% | 16% | 11.2% | 13.87% | Y | N | N
| 1271 | NSTAR | South | Cape & Vineyard | Hatchville Sub | 936 | 1 | Falmouth | D | 4-78-410 | FAL | 22.8kV | 22.8kV | 22.8kV | 2.3666 | 2.2483 | 2.6033 | 17.3554 | 17.3554 | 17.3554 | 13.64% | 12.95% | 15% | 13.86% | Y | N | N
| 1157 | NSTAR | South | Plymouth | Duxbury Sub | 738 | 2 | Duxbury | D | 3-25-907 | MAR | 22.8kV | 22.8kV | 22.8kV | 3.0372 | 2.8794 | 2.7611 | 20.9053 | 20.9053 | 20.9053 | 14.53% | 13.77% | 13.21% | 13.84% | Y | N | N
| 1484 | NSTAR | West | Southboro | South Street | 24 | 14G | Framingham | D | 2411 | FRA | 4.16kV | 4.16kV | 4.16kV | 0.41741 | 0.2159 | 0.17272 | 1.9431 | 1.9431 | 1.9431 | 21.48% | 11.11% | 8.889% | 13.83% | Y | N | N
| 691 | NSTAR | Central | Somerville | Charles | 811 | 14A | Cambridge | D | 811-36 | CAM | 4.16kV | 4.16kV | 4.16kV | 0 | 0 | 1.0435 | 2.5189 | 2.5189 | 2.5189 | 0% | 0% | 41.43% | 13.81% | Y | N | N
| 1811 | NSTAR | West | Waltham | Trapelo Road | 450 | 110A | Waltham | D | 531-1359H2 | WAL | 13.8kV | 13.8kV | 13.8kV | 0.38198 | 0.59685 | 0.40586 | 3.3424 | 3.3424 | 3.3424 | 11.43% | 17.86% | 12.14% | 13.81% | Y | N | N
| 469 | NSTAR | Central | Somerville | Dragon Court | 375 | 110A | Woburn | D | 375-H5 | BUR,WOB | 13.8kV | 13.8kV | 13.8kV | 1.5041 | 1.4563 | 1.7189 | 11.3401 | 11.3401 | 11.3401 | 13.26% | 12.84% | 15.16% | 13.75% | Y | N | N
| 650 | NSTAR | Central | Boston | Roslindale | 13 | Bus #1 | Roslindale | D | 536-76H1 | WRX | 13.8kV | 13.8kV | 13.8kV | 0.59685 | 0.45361 | 0.57298 | 3.9392 | 3.9392 | 3.9392 | 15.15% | 11.52% | 14.55% | 13.74% | Y | N | N
| 246 | NSTAR | Central | Somerville | Mystic Station | 250 | 110B | Somerville | D | 227-52H7 | SOM | 13.8kV | 13.8kV | 13.8kV | 0.50135 | 0.50135 | 0.62072 | 3.5811 | 3.5811 | 4.7748 | 14% | 14% | 13% | 13.67% | Y | N | N
| 367 | NSTAR | Central | Boston | Electric Ave | 315 | 110A | Brighton | D | 315-H11 | BRI | 13.8kV | 13.8kV | 13.8kV | 1.5518 | 1.7189 | 1.4324 | 11.6983 | 11.6983 | 11.6983 | 13.27% | 14.69% | 12.24% | 13.4% | Y | N | N
| 279 | NSTAR | Central | Somerville | Dragon Court | 375 | 110B | Woburn | D | 258-1394H1 | WOB | 13.8kV | 13.8kV | 13.8kV | 0.40586 | 0.47748 | 0.45361 | 3.3424 | 3.3424 | 3.3424 | 12.14% | 14.29% | 13.57% | 13.33% | Y | N | N
| 1578 | NSTAR | West | Southboro | Leland Street | 240 | 110C | Natick | D | 23-1339H5 | NAT | 13.8kV | 13.8kV | 13.8kV | 0.38198 | 0.38198 | 0.57298 | 3.3424 | 3.3424 | 3.3424 | 11.43% | 11.43% | 17.14% | 13.33% | Y | N | N
| 1639 | NSTAR | West | Southboro | Hopkinton | 126 | 110B | Hopkinton | D | 314-1370H1 | HOK | 13.8kV | 13.8kV | 13.8kV | 0.35811 | 0.35811 | 0.59685 | 3.3424 | 3.3424 | 3.3424 | 10.71% | 10.71% | 17.86% | 13.1% | Y | N | N
| 529 | NSTAR | Central | Boston | Dewar Street | 483 | 110B | Dorchester | D | 43-1490H5 | DOR | 13.8kV | 13.8kV | 13.8kV | 0.38198 | 0.47748 | 0.31036 | 2.9842 | 2.9842 | 2.9842 | 12.8% | 16% | 10.4% | 13.07% | Y | N | N
| 19 | NSTAR | Central | Boston | Salem St | 30 | 14A | Boston | D | 1908-03-21 | BDT | 4.16kV | 4.16kV | 4.16kV | 0.086362 | 0.2159 | 0.35984 | 1.6912 | 1.6912 | 1.6912 | 5.106% | 12.77% | 21.28% | 13.05% | Y | N | N
| 1418 | NSTAR | South | Cape & Vineyard | Wellfleet Sub | 976 | 1 | Wellfleet | D | 4-96-971 | PRO | 4.16kV | 4.16kV | 4.16kV | 1.9182 | 0 | 0 | 4.9046 | 4.9046 | 4.9046 | 39.11% | 0% | 0% | 13.04% | Y | N | N
| 53 | NSTAR | Central | Boston | Kenmore | 49 | 14A | Boston | D | 4907 | BDT | 4.16kV | 4.16kV | 4.16kV | 0.50378 | 0.50378 | 0 | 2.5908 | 2.5908 | 2.5908 | 19.44% | 19.44% | 0% | 12.96% | Y | N | N
| 395 | NSTAR | Central | Boston | Southampton Street | 323 | 14C | South Boston | D | 323-03 | ROX | 4.16kV | 4.16kV | 4.16kV | 0.34545 | 0.32386 | 0.33825 | 2.5908 | 2.5908 | 2.5908 | 13.33% | 12.5% | 13.06% | 12.96% | Y | N | N
| 32 | NSTAR | Central | Boston | Allston | 36 | 14C | Allston | D | 3614 | BRI | 4.16kV | 4.16kV | 4.16kV | 0.28787 | 0.28787 | 0.28787 | 2.231 | 2.231 | 2.231 | 12.9% | 12.9% | 12.9% | 12.9% | Y | N | N
| 280 | NSTAR | Central | Somerville | Dragon Court | 375 | 110B | Woburn | D | 258-1394H2 | WOB | 13.8kV | 13.8kV | 13.8kV | 0.35811 | 0.47748 | 0.45361 | 3.3424 | 3.3424 | 3.3424 | 10.71% | 14.29% | 13.57% | 12.86% | Y | N | N
| 1174 | NSTAR | South | Plymouth | Brook Street | 727 | 1 | Plympton | D | 3-51-980 | PLT,CAR,KIN | 22.8kV | 22.8kV | 22.8kV | 2.7216 | 2.7611 | 2.5639 | 20.9053 | 20.9053 | 20.9053 | 13.02% | 13.21% | 12.26% | 12.83% | Y | N | N
| 859 | NSTAR | Central | Boston | Seafood Way | 99 | 110A | South Boston | D | 99-H6 | SOB | 13.8kV | 13.8kV | 13.8kV | 2.268 | 1.3608 | 2.0293 | 14.8019 | 14.8019 | 14.8019 | 15.32% | 9.194% | 13.71% | 12.74% | Y | N | N
| 398 | NSTAR | Central | Boston | Southampton Street | 323 | 14A | South Boston | D | 323-07 | ROX | 4.16kV | 4.16kV | 4.16kV | 0.30227 | 0.33825 | 0.33105 | 2.5908 | 2.5908 | 2.5908 | 11.67% | 13.06% | 12.78% | 12.5% | Y | N | N
| 612 | NSTAR | Central | Boston | Andrew Sq | 106 | 110C | South Boston | D | 510-172H1 | ROX | 13.8kV | 13.8kV | 13.8kV | 0.81172 | 0.83559 | 0.71622 | 6.3266 | 6.3266 | 6.3266 | 12.83% | 13.21% | 11.32% | 12.45% | Y | N | N
| 524 | NSTAR | Central | Boston | K Street | 385 | 110C | South Boston | D | 430-157H1 | SOB | 13.8kV | 13.8kV | 13.8kV | 1.0743 | 1.0743 | 0.95496 | 8.3559 | 8.3559 | 8.3559 | 12.86% | 12.86% | 11.43% | 12.38% | Y | N | N
| 1200 | NSTAR | South | Plymouth | Wareham Sub | 714 | 1 | Wareham | D | 3-84-956 | WAR | 22.8kV | 22.8kV | 22.8kV | 1.5778 | 1.42 | 1.5778 | 12.4249 | 12.4249 | 12.4249 | 12.7% | 11.43% | 12.7% | 12.28% | Y | N | N
| 1488 | NSTAR | West | Walpole | Stone Street | 26 | 14B | Walpole | D | 2605 | WLP | 4.16kV | 4.16kV | 4.16kV | 0.29507 | 0.17272 | 0.19431 | 1.7992 | 1.7992 | 1.7992 | 16.4% | 9.6% | 10.8% | 12.27% | Y | N | N
| 42 | NSTAR | Central | Boston | Central Street | 43 | 14F | Dorchester | D | 4308 | DOR | 4.16kV | 4.16kV | 4.16kV | 0.2303 | 0.46779 | 0.25189 | 2.5908 | 2.5908 | 2.5908 | 8.889% | 18.06% | 9.722% | 12.22% | Y | N | N
| 1390 | NSTAR | South | Cape & Vineyard | Wellfleet Sub | 976 | 1 | Wellfleet | D | 4-94B-647 | EAS, WEL | 22.8kV | 22.8kV | 22.8kV | 2.9583 | 2.5639 | 2.5639 | 22.0886 | 22.0886 | 22.0886 | 13.39% | 11.61% | 11.61% | 12.2% | Y | N | N
| 919 | NSTAR | South | Plymouth | Marshfield Sub | 738 | 1 | Marshfield | D | 3-23-23 | DUX, MAF | 22.8kV | 22.8kV | 22.8kV | 1.9722 | 1.9722 | 5.9166 | 27.0191 | 27.0191 | 27.0191 | 7.299% | 7.299% | 21.9% | 12.17% | Y | N | N
| 260 | NSTAR | Central | Somerville | Mystic Station | 251 | 110A | Charlestown | D | 250-1N38H2 | EVE | 13.8kV | 13.8kV | 13.8kV | 1.0027 | 1.0743 | 2.1248 | 11.5789 | 11.5789 | 11.5789 | 8.66% | 9.278% | 18.35% | 12.1% | Y | N | N
| 187 | NSTAR | Central | Boston | Seafood Way | 99 | 110C | South Boston | D | 162-141H1 | SOB | 13.8kV | 13.8kV | 13.8kV | 0.90721 | 0.66847 | 0.71622 | 6.3266 | 6.3266 | 6.3266 | 14.34% | 10.57% | 11.32% | 12.08% | Y | N | N
| 271 | NSTAR | Central | Somerville | Mystic Station | 250 | 110B | Charlestown | D | 250-1N90H3 | SOM | 13.8kV | 13.8kV | 13.8kV | 1.1698 | 1.1937 | 1.1221 | 9.669 | 9.669 | 9.669 | 12.1% | 12.35% | 11.6% | 12.02% | Y | N | N
| 185 | NSTAR | Central | Somerville | Alewife | 828 | 110A | Cambridge | D | 16-1461H1 | SOM | 13.8kV | 13.8kV | 13.8kV | 0.47748 | 0 | 0.71622 | 3.3424 | 3.3424 | 3.3424 | 14.29% | 0% | 21.43% | 11.9% | Y | N | N
| 1496 | NSTAR | West | Waltham | Pine Street | 33 | 14D &14 E | Waltham | D | 3301 | WAL | 4.16kV | 4.16kV | 4.16kV | 0.57574 | 0 | 0 | 1.6193 | 1.6193 | 1.6193 | 35.56% | 0% | 0% | 11.85% | Y | N | N
| 1384 | NSTAR | South | Cape & Vineyard | ORL Sub | 975 | 1 | Orleans | D | 4-94A-632 | ORL | 22.8kV | 22.8kV | 22.8kV | 2.7216 | 2.3272 | 2.8005 | 22.0886 | 22.0886 | 22.0886 | 12.32% | 10.54% | 12.68% | 11.85% | Y | N | N
| 259 | NSTAR | Central | Somerville | Mystic Station | 250 | 110A | Charlestown | D | 250-1N38H1 | SOM | 13.8kV | 13.8kV | 13.8kV | 1.3847 | 1.4324 | 1.2653 | 11.5789 | 11.5789 | 11.5789 | 11.96% | 12.37% | 10.93% | 11.75% | Y | N | N
| 180 | NSTAR | Central | Boston | K Street | 385 | 110B | South Boston | D | 151-142H2 | SOB | 13.8kV | 13.8kV | 13.8kV | 0.74009 | 0.71622 | 0.76397 | 6.3266 | 6.3266 | 6.3266 | 11.7% | 11.32% | 12.08% | 11.7% | Y | N | N
| 188 | NSTAR | Central | Boston | Seafood Way | 99 | 110C | South Boston | D | 162-141H2 | SOB | 13.8kV | 13.8kV | 13.8kV | 0.97883 | 0.59685 | 0.62072 | 6.3266 | 6.3266 | 6.3266 | 15.47% | 9.434% | 9.811% | 11.57% | Y | N | N
| 15 | NSTAR | Central | Somerville | Willow St | 16 | 14B | Somerville | D | 1606 | SOM | 4.16kV | 4.16kV | 4.16kV | 0.31666 | 0.40302 | 0.31666 | 2.9867 | 2.9867 | 2.9867 | 10.6% | 13.49% | 10.6% | 11.57% | Y | N | N
| 807 | NSTAR | Central | Somerville | Putnam | 831 | 110C | Cambridge | D | 831-1391 | CAM | 13.8kV | 13.8kV | 13.8kV | 0.76397 | 0.66847 | 0.59685 | 5.8491 | 5.8491 | 5.8491 | 13.06% | 11.43% | 10.2% | 11.56% | Y | N | N
| 1475 | NSTAR | West | Southboro | Mechanic St | 23 | 14A | Natick | D | 2306 | NAT | 4.16kV | 4.16kV | 4.16kV | 0.24469 | 0.33105 | 0.19431 | 2.231 | 2.231 | 2.231 | 10.97% | 14.84% | 8.71% | 11.51% | Y | N | N
| 50 | NSTAR | Central | Boston | Kenmore | 49 | 14C | Boston | D | 4904 | BDT | 4.16kV | 4.16kV | 4.16kV | 0.58294 | 0 | 0 | 1.6912 | 1.6912 | 1.6912 | 34.47% | 0% | 0% | 11.49% | Y | N | N
| 1802 | NSTAR | West | Southboro | Sherborn | 274 | 110A | Sherborn | D | 519-175H2 | FRA | 13.8kV | 13.8kV | 13.8kV | 0.6446 | 0.71622 | 0.6446 | 5.8491 | 5.8491 | 5.8491 | 11.02% | 12.24% | 11.02% | 11.43% | Y | N | N
| 284 | NSTAR | Central | Somerville | Dragon Court | 375 | 110B | Woburn | D | 258-1394H6 | SOM | 13.8kV | 13.8kV | 13.8kV | 0.35811 | 0.47748 | 0.31036 | 3.3424 | 3.3424 | 3.3424 | 10.71% | 14.29% | 9.286% | 11.43% | Y | N | N
| 362 | NSTAR | Central | Boston | Hyde Park | 496 | 110B | Hyde Park | D | 311-1406H3 | HYP | 13.8kV | 13.8kV | 13.8kV | 0.38198 | 0.40586 | 0.35811 | 3.3424 | 3.3424 | 3.3424 | 11.43% | 12.14% | 10.71% | 11.43% | Y | N | N
| 178 | NSTAR | Central | Boston | 500 E. First St | 385D | 110B | South Boston | D | 151-141H3 | SOB | 13.8kV | 13.8kV | 13.8kV | 0.74009 | 0.69235 | 0.71622 | 6.3266 | 6.3266 | 6.3266 | 11.7% | 10.94% | 11.32% | 11.32% | Y | N | N
| 335 | NSTAR | Central | Boston | Electric Ave | 315 | 110A | Brighton | D | 305-1423 | BRI | 13.8kV | 13.8kV | 13.8kV | 2.6261 | 0.6446 | 0.6446 | 11.5789 | 11.5789 | 11.5789 | 22.68% | 5.567% | 5.567% | 11.27% | Y | N | N
| 1568 | NSTAR | West | Walpole | Dedham | 20 | 24C | Dedham | D | 20-H3 | DED,WWO | 13.8kV | 13.8kV | 13.8kV | 1.0505 | 0.88334 | 0.88334 | 8.3559 | 8.3559 | 8.3559 | 12.57% | 10.57% | 10.57% | 11.24% | Y | N | N
| 1645 | NSTAR | West | Waltham | Auburn Street | 316 | 17-1355H | Newton | D | 316-04 | NEW | 4.16kV | 4.16kV | 4.16kV | 0.25189 | 0.25189 | 0.14394 | 1.9431 | 1.9431 | 1.9431 | 12.96% | 12.96% | 7.407% | 11.11% | Y | N | N
| 648 | NSTAR | Central | Boston | Andrew Sq | 106 | 110B | South Boston | D | 528-169H3 | BOS | 13.8kV | 13.8kV | 13.8kV | 0.62072 | 0.71622 | 0.76397 | 6.3266 | 6.3266 | 6.3266 | 9.811% | 11.32% | 12.08% | 11.07% | Y | N | N
| 1692 | NSTAR | West | Waltham | Trapelo Road | 450 | 110A | Waltham | D | 369-1317H1 | NEW | 13.8kV | 13.8kV | 13.8kV | 0.35811 | 0.35811 | 0.38198 | 3.3424 | 3.3424 | 3.3424 | 10.71% | 10.71% | 11.43% | 10.95% | Y | N | N
| 1694 | NSTAR | West | Waltham | Trapelo Road | 450 | 110A | Waltham | D | 369-1317H3 | NEW | 13.8kV | 13.8kV | 13.8kV | 0.35811 | 0.35811 | 0.38198 | 3.3424 | 3.3424 | 3.3424 | 10.71% | 10.71% | 11.43% | 10.95% | Y | N | N
| 1813 | NSTAR | West | Waltham | Trapelo Road | 450 | 110A | Waltham | D | 531-1359H4 | WAL | 13.8kV | 13.8kV | 13.8kV | 0.35811 | 0.47748 | 0.26261 | 3.3424 | 3.3424 | 3.3424 | 10.71% | 14.29% | 7.857% | 10.95% | Y | N | N
| 626 | NSTAR | Central | Boston | 500 E. First St | 385D | 110C | South Boston | D | 515-192H1 | SOB | 13.8kV | 13.8kV | 13.8kV | 0.66847 | 0.71622 | 0.69235 | 6.3266 | 6.3266 | 6.3266 | 10.57% | 11.32% | 10.94% | 10.94% | Y | N | N
| 615 | NSTAR | Central | Boston | Andrew Sq | 106 | 110B | South Boston | D | 510-77H4 | BDT | 13.8kV | 13.8kV | 13.8kV | 0.66847 | 0.71622 | 0.66847 | 6.3266 | 6.3266 | 6.3266 | 10.57% | 11.32% | 10.57% | 10.82% | Y | N | N
| 169 | NSTAR | Central | Boston | Andrew Sq | 106 | 110A | South Boston | D | 143-75H3 | ROX | 13.8kV | 13.8kV | 13.8kV | 0.66847 | 0.69235 | 0.66847 | 6.3266 | 6.3266 | 6.3266 | 10.57% | 10.94% | 10.57% | 10.69% | Y | N | N
| 638 | NSTAR | Central | Boston | Dewar Street | 483 | 110A | Dorchester | D | 52-1494H1 | DOR | 13.8kV | 13.8kV | 13.8kV | 0.26261 | 0.35811 | 0.33424 | 2.9842 | 2.9842 | 2.9842 | 8.8% | 12% | 11.2% | 10.67% | Y | N | N
| 607 | NSTAR | Central | Boston | Havard Court | 506 | 14A | Brookline | D | 506-06 | BKL | 4.16kV | 4.16kV | 4.16kV | 0.36704 | 0.20151 | 0.18712 | 2.3749 | 2.3749 | 2.3749 | 15.45% | 8.485% | 7.879% | 10.61% | Y | N | N
| 1364 | NSTAR | South | Cape & Vineyard | Hyannis Junction | 961 | 2 | Barnstable | D | 4-92A-561 | YAR | 22.8kV | 22.8kV | 22.8kV | 1.4594 | 1.2622 | 1.4989 | 13.411 | 13.411 | 13.411 | 10.88% | 9.412% | 11.18% | 10.49% | Y | N | N
| 168 | NSTAR | Central | Boston | Andrew Sq | 106 | 110A | South Boston | D | 143-75H2 | DOR | 13.8kV | 13.8kV | 13.8kV | 0.62072 | 0.66847 | 0.69235 | 6.3266 | 6.3266 | 6.3266 | 9.811% | 10.57% | 10.94% | 10.44% | Y | N | N
| 991 | NSTAR | South | New Bedford | Fisher Rd. | 657 | E | Dartmouth | D | 2-524-524 | DAR | 13.2kV | 13.2kV | 13.2kV | 1.2103 | 1.2788 | 0.8906 | 10.9613 | 10.9613 | 10.9613 | 11.04% | 11.67% | 8.125% | 10.28% | Y | N | N
| 1822 | NSTAR | West | Waltham | Burlington | 391 | 110A | Burlington | D | 541-1377H1 | BUR | 13.8kV | 13.8kV | 13.8kV | 0.35811 | 0.35811 | 0.31036 | 3.3424 | 3.3424 | 3.3424 | 10.71% | 10.71% | 9.286% | 10.24% | Y | N | N
| 616 | NSTAR | Central | Boston | Andrew Sq | 106 | 110B | South Boston | D | 510-77H5 | BDT | 13.8kV | 13.8kV | 13.8kV | 0.88334 | 0.95496 | 0.78784 | 8.5946 | 8.5946 | 8.5946 | 10.28% | 11.11% | 9.167% | 10.19% | Y | N | N
| 21 | NSTAR | Central | Boston | Salem St | 30 | 14C & 14D | Boston | D | 3006 | BDT | 4.16kV | 4.16kV | 4.16kV | 0.2159 | 0.2159 | 0.35984 | 2.5908 | 2.5908 | 2.5908 | 8.333% | 8.333% | 13.89% | 10.19% | Y | N | N
| 84 | NSTAR | Central | Boston | Hoyt Street | 67 | 14B | Dorchester | D | 6704 | DOR | 4.16kV | 4.16kV | 4.16kV | 0.12235 | 0.28787 | 0.17992 | 1.9431 | 1.9431 | 1.9431 | 6.296% | 14.81% | 9.259% | 10.12% | Y | N | N
| 517 | NSTAR | Central | Boston | Congress Street | 430 | 14A | South Boston | D | 430-02 | SOB | 4.16kV | 4.16kV | 4.16kV | 0.24469 | 0.23749 | 0.30227 | 2.5908 | 2.5908 | 2.5908 | 9.444% | 9.167% | 11.67% | 10.09% | Y | N | N
| 777 | NSTAR | Central | Somerville | Alewife | 828 | 110B | Cambridge | D | 828-1376 | CAM | 13.8kV | 13.8kV | 13.8kV | 1.3369 | 0.88334 | 0.88334 | 10.2658 | 10.2658 | 10.2658 | 13.02% | 8.605% | 8.605% | 10.08% | Y | N | N
| 1577 | NSTAR | West | Southboro | Leland Street | 240 | 110C | Natick | D | 23-1339H4 | NAT | 13.8kV | 13.8kV | 13.8kV | 0.28649 | 0.28649 | 0.42973 | 3.3424 | 3.3424 | 3.3424 | 8.571% | 8.571% | 12.86% | 10% | Y | N | N
| 1102 | NSTAR | South | Plymouth | West Pond Sub | 737 | 2 | Plymouth | D | 3-10-935 | PLY | 22.8kV | 22.8kV | 22.8kV | 1.4594 | 1.3017 | 1.1833 | 13.411 | 13.411 | 13.411 | 10.88% | 9.706% | 8.824% | 9.804% | Y | N | N
| 1222 | NSTAR | South | Plymouth | Valley Sub | 715 | 1 | Plymouth | D | 3-88-923 | BRN | 22.8kV | 22.8kV | 22.8kV | 2.3666 | 1.9722 | 1.775 | 20.9053 | 20.9053 | 20.9053 | 11.32% | 9.434% | 8.491% | 9.748% | Y | N | N
| 1441 | NSTAR | South | Cape & Vineyard | Falmouth Sub | 933 | 3 | Falmouth | D | 4-99-221 | OKB | 22.8kV | 22.8kV | 22.8kV | 1.42 | 1.2228 | 1.2622 | 13.411 | 13.411 | 13.411 | 10.59% | 9.118% | 9.412% | 9.706% | Y | N | N
| 305 | NSTAR | Central | Somerville | Mystic Station | 250 | 110B | Charlestown | D | 286-1322H1 | SOM | 13.8kV | 13.8kV | 13.8kV | 1.1221 | 1.1937 | 1.0505 | 11.5789 | 11.5789 | 11.5789 | 9.691% | 10.31% | 9.072% | 9.691% | Y | N | N
| 338 | NSTAR | Central | Somerville | Willoughby St | 488 | 110C | Chelsea | D | 308-197H1 | EAB | 13.8kV | 13.8kV | 13.8kV | 0.38198 | 0.38198 | 0.42973 | 4.178 | 4.178 | 4.178 | 9.143% | 9.143% | 10.29% | 9.524% | Y | N | N
| 363 | NSTAR | Central | Boston | Hyde Park | 496 | 110B | Hyde Park | D | 311-1406H4 | DOR | 13.8kV | 13.8kV | 13.8kV | 0.31036 | 0.35811 | 0.28649 | 3.3424 | 3.3424 | 3.3424 | 9.286% | 10.71% | 8.571% | 9.524% | Y | N | N
| 325 | NSTAR | Central | Somerville | Mystic Station | 250 | 110A | Charlestown | D | 30-179XH1 | CHT | 13.8kV | 13.8kV | 13.8kV | 0.52523 | 0.62072 | 0.47748 | 6.6847 | 6.6847 | 4.178 | 7.857% | 9.286% | 11.43% | 9.524% | Y | N | N
| 748 | NSTAR | Central | Somerville | Mellen | 822 | 14A | Cambridge | D | 822-27 | CAM | 4.16kV | 4.16kV | 4.16kV | 0.48938 | 0.12954 | 0.086362 | 2.5189 | 2.5189 | 2.5189 | 19.43% | 5.143% | 3.429% | 9.333% | Y | N | N
| 1366 | NSTAR | South | Cape & Vineyard | Hyannis Junction | 961 | 2 | Barnstable | D | 4-92A-563 | YAR | 22.8kV | 22.8kV | 22.8kV | 1.3805 | 1.3805 | 1.5383 | 15.7776 | 15.7776 | 15.7776 | 8.75% | 8.75% | 9.75% | 9.083% | Y | N | N
| 545 | NSTAR | Central | Boston | Andrew Sq | 106 | 110D | South Boston | D | 465-129H1 | DOR | 13.8kV | 13.8kV | 13.8kV | 0.6446 | 0.71622 | 0.35811 | 6.3266 | 6.3266 | 6.3266 | 10.19% | 11.32% | 5.66% | 9.057% | Y | N | N
| 243 | NSTAR | Central | Somerville | Mystic Station | 250 | 110B | Everett | D | 227-52H4 | SOM | 13.8kV | 13.8kV | 13.8kV | 0.33424 | 0.35811 | 0.40586 | 4.178 | 4.178 | 4.178 | 8% | 8.571% | 9.714% | 8.762% | Y | N | N
| 1417 | NSTAR | South | Cape & Vineyard | Wellfleet Sub | 992 | 1 | Wellfleet | D | 4-96-960 | WLF | 8.3kV | 8.3kV | 8.3kV | 0.86154 | 0 | 0 | 3.3026 | 3.3026 | 3.3026 | 26.09% | 0% | 0% | 8.696% | Y | N | N
| 204 | NSTAR | Central | Somerville | Woburn | 211 | 14B | Woburn | D | 211-06 | WIN | 4.16kV | 4.16kV | 4.16kV | 0.086362 | 0.10795 | 0.12235 | 1.2235 | 1.2235 | 1.2235 | 7.059% | 8.824% | 10% | 8.627% | Y | N | N
| 1660 | NSTAR | West | Southboro | Speen Street | 433 | 110C | Framingham | D | 339-1345H1 | FRA | 13.8kV | 13.8kV | 13.8kV | 0.50135 | 0.50135 | 0.50135 | 5.8491 | 5.8491 | 5.8491 | 8.571% | 8.571% | 8.571% | 8.571% | Y | N | N
| 971 | NSTAR | South | New Bedford | Wing Lane | 624 | 1 | Acushnet | D | 2-242-242 | ACU | 13.2kV | 13.2kV | 13.2kV | 0 | 2.9458 | 0 | 11.555 | 11.555 | 11.555 | 0% | 25.49% | 0% | 8.498% | Y | N | N
| 1179 | NSTAR | South | Plymouth | Manomet Sub | 741 | 1 | Plymouth | D | 3-71-937 | PLY | 22.8kV | 22.8kV | 22.8kV | 1.6566 | 1.8144 | 1.775 | 20.9053 | 20.9053 | 20.9053 | 7.925% | 8.679% | 8.491% | 8.365% | Y | N | N
| 359 | NSTAR | Central | Boston | Hyde Park | 496 | 110B | Hyde Park | D | 311-1403H3 | DOR | 13.8kV | 13.8kV | 13.8kV | 0.38198 | 0.33424 | 0.11937 | 3.3424 | 3.3424 | 3.3424 | 11.43% | 10% | 3.571% | 8.333% | Y | N | N
| 478 | NSTAR | Central | Boston | K Street | 385 | 110D | South Boston | D | 385-197H | SOB | 13.8kV | 13.8kV | 13.8kV | 0 | 0.47748 | 1.6712 | 8.5946 | 8.5946 | 8.5946 | 0% | 5.556% | 19.44% | 8.333% | Y | N | N
| 85 | NSTAR | Central | Boston | Hoyt Street | 67 | 14B | Dorchester | D | 6706 | DOR | 4.16kV | 4.16kV | 4.16kV | 0.18712 | 0.4534 | 0 | 2.5908 | 2.5908 | 2.5908 | 7.222% | 17.5% | 0% | 8.241% | Y | N | N
| 1367 | NSTAR | South | Cape & Vineyard | Hyannis Junction | 961 | 2 | Barnstable | D | 4-92A-568 | YAR | 22.8kV | 22.8kV | 22.8kV | 1.1044 | 1.1439 | 1.065 | 13.411 | 13.411 | 13.411 | 8.235% | 8.529% | 7.941% | 8.235% | Y | N | N
| 693 | NSTAR | Central | Somerville | Charles | 811 | 14A | Cambridge | D | 811-47 | CAM | 4.16kV | 4.16kV | 4.16kV | 0.15833 | 0.15833 | 0.30227 | 2.5189 | 2.5189 | 2.5189 | 6.286% | 6.286% | 12% | 8.19% | Y | N | N
| 450 | NSTAR | Central | Boston | Brook Rd | 362 | 14B | Milton | D | 362-04 | MIT,WRX | 4.16kV | 4.16kV | 4.16kV | 0.25189 | 0.25189 | 0 | 2.0871 | 2.0871 | 2.0871 | 12.07% | 12.07% | 0% | 8.046% | Y | N | N
| 775 | NSTAR | Central | Somerville | Alewife | 828 | 110B | Cambridge | D | 828-1370 | CAM | 13.8kV | 13.8kV | 13.8kV | 0.5491 | 0.59685 | 0.59685 | 6.8041 | 6.8041 | 8.5946 | 8.07% | 8.772% | 6.944% | 7.929% | Y | N | N
| 282 | NSTAR | Central | Somerville | Dragon Court | 375 | 110B | Woburn | D | 258-1394H4 | SOM | 13.8kV | 13.8kV | 13.8kV | 0.23874 | 0.23874 | 0.31036 | 3.3424 | 3.3424 | 3.3424 | 7.143% | 7.143% | 9.286% | 7.857% | Y | N | N
| 1559 | NSTAR | West | Waltham | Waltham | 282 | 110B | Waltham | D | 17-1354H1 | NEW | 13.8kV | 13.8kV | 13.8kV | 0.47748 | 0.47748 | 0.95496 | 8.3559 | 8.3559 | 8.3559 | 5.714% | 5.714% | 11.43% | 7.619% | Y | N | N
| 701 | NSTAR | Central | Somerville | Hampshire | 814 | 14A | Cambridge | D | 814-13 | CAM | 4.16kV | 4.16kV | 4.16kV | 0.16553 | 0.043181 | 0.31666 | 2.0511 | 2.0511 | 2.5189 | 8.07% | 2.105% | 12.57% | 7.582% | Y | N | N
| 1500 | NSTAR | West | Waltham | Pine Street | 33 | 14F | Waltham | D | 3307 | WAL | 4.16kV | 4.16kV | 4.16kV | 0.10795 | 0.10076 | 0.15833 | 1.6193 | 1.6193 | 1.6193 | 6.667% | 6.222% | 9.778% | 7.556% | Y | N | N
| 341 | NSTAR | Central | Somerville | Willoughby St | 488 | 110C | Chelsea | D | 308-197H4 | DOR | 13.8kV | 13.8kV | 13.8kV | 0.28649 | 0.28649 | 0.35811 | 4.178 | 4.178 | 4.178 | 6.857% | 6.857% | 8.571% | 7.429% | Y | N | N
| 698 | NSTAR | Central | Somerville | Potter | 813 | 14A | Cambridge | D | 813-17 | CAM | 4.16kV | 4.16kV | 4.16kV | 0.25189 | 0 | 0.25189 | 2.0511 | 2.0511 | 2.5189 | 12.28% | 0% | 10% | 7.427% | Y | N | N
| 669 | NSTAR | Central | Boston | K Street | 385 | 110C | S. Boston | D | 574-70H5 | BDT | 13.8kV | 13.8kV | 13.8kV | 0.42973 | 0.47748 | 0.47748 | 6.3266 | 6.3266 | 6.3266 | 6.792% | 7.547% | 7.547% | 7.296% | Y | N | N
| 670 | NSTAR | Central | Boston | K Street | 385 | 110C | S. Boston | D | 574-70H6 | BDT | 13.8kV | 13.8kV | 13.8kV | 0.45361 | 0.47748 | 0.45361 | 6.3266 | 6.3266 | 6.3266 | 7.17% | 7.547% | 7.17% | 7.296% | Y | N | N
| 1431 | NSTAR | South | Cape & Vineyard | Hatchville Sub | 936 | 1 | Falmouth | D | 4-98A-429 | FAL | 22.8kV | 22.8kV | 22.8kV | 0.78888 | 0.78888 | 0.74944 | 10.6499 | 10.6499 | 10.6499 | 7.407% | 7.407% | 7.037% | 7.284% | Y | N | N
| 411 | NSTAR | Central | Boston | Brighton | 329 | 110B | Brighton | D | 329-1N51H2 | BRI | 13.8kV | 13.8kV | 13.8kV | 0.59685 | 0.35811 | 0.5491 | 6.9235 | 6.9235 | 6.9235 | 8.621% | 5.172% | 7.931% | 7.241% | Y | N | N
| 634 | NSTAR | Central | Somerville | Salem St | 15 | 14C | Charlestown | D | 5-208H1 | CHT | 13.8kV | 13.8kV | 13.8kV | 0.71622 | 0.71622 | 0.5491 | 9.5496 | 9.5496 | 9.5496 | 7.5% | 7.5% | 5.75% | 6.917% | Y | N | N
| 1642 | NSTAR | West | Southboro | Hopkinton | 126 | 110A | Hopkinton | D | 314-1371H3 | HOK | 13.8kV | 13.8kV | 13.8kV | 0.14324 | 0.35811 | 0.19099 | 3.3424 | 3.3424 | 3.3424 | 4.286% | 10.71% | 5.714% | 6.905% | Y | N | N
| 113 | NSTAR | Central | Somerville | Beacon St | 14 | 14kV Bus | Chelsea | D | 108-195H2 | EAB | 13.8kV | 13.8kV | 13.8kV | 0.16712 | 0.16712 | 0.35811 | 3.3424 | 3.3424 | 3.3424 | 5% | 5% | 10.71% | 6.905% | Y | N | N
| 492 | NSTAR | Central | Boston | K Street | 385 | N/A | South Boston | D | 385-H21 | SOB | 13.8kV | 13.8kV | 13.8kV | 0.45361 | 0.45361 | 0.52523 | 7.0428 | 7.0428 | 7.0428 | 6.441% | 6.441% | 7.458% | 6.78% | Y | N | N
| 418 | NSTAR | Central | Boston | Brighton | 329 | 110C | Brighton | D | 329-H5 | BRI | 13.8kV | 13.8kV | 13.8kV | 0 | 0.023874 | 1.6712 | 8.3559 | 8.3559 | 8.3559 | 0% | 0.2857% | 20% | 6.762% | Y | N | N
| 1506 | NSTAR | West | Waltham | Pine Street | 33 | 14G | Waltham | D | 3313 | WAL | 4.16kV | 4.16kV | 4.16kV | 0.12235 | 0.064771 | 0.10076 | 1.4394 | 1.4394 | 1.4394 | 8.5% | 4.5% | 7% | 6.667% | Y | N | N
| 1576 | NSTAR | West | Southboro | Leland Street | 240 | 110C | Natick | D | 23-1339H3 | NAT | 13.8kV | 13.8kV | 13.8kV | 0.19099 | 0.19099 | 0.28649 | 3.3424 | 3.3424 | 3.3424 | 5.714% | 5.714% | 8.571% | 6.667% | Y | N | N
| 662 | NSTAR | Central | Boston | Roslindale | 13 | Bus #1 | Roslindale | D | 554-79H3 | BDT | 13.8kV | 13.8kV | 13.8kV | 0.66847 | 0.11937 | 0.14324 | 4.7748 | 4.7748 | 4.7748 | 14% | 2.5% | 3% | 6.5% | Y | N | N
| 235 | NSTAR | Central | Somerville | Mystic Station | 250 | 110A | Everett | D | 227-51H4 | CHT | 13.8kV | 13.8kV | 13.8kV | 0.28649 | 0.28649 | 0.23874 | 4.178 | 4.178 | 4.178 | 6.857% | 6.857% | 5.714% | 6.476% | Y | N | N
| 1794 | NSTAR | West | Walpole | Canton | 470 | 110A | Canton | D | 470-H6 | CAN | 13.8kV | 13.8kV | 13.8kV | 1.6234 | 0 | 0 | 8.3559 | 8.3559 | 8.3559 | 19.43% | 0% | 0% | 6.476% | Y | N | N
| 509 | NSTAR | Central | Boston | Amory Street | 396 | 14B | Roxbury | D | 396-08 | ROX | 4.16kV | 4.16kV | 4.16kV | 0.079165 | 0.33105 | 0.086362 | 2.5908 | 2.5908 | 2.5908 | 3.056% | 12.78% | 3.333% | 6.389% | Y | N | N
| 1415 | NSTAR | South | Cape & Vineyard | Wellfleet Sub | 976 | 2 | Wellfleet | D | 4-96-677 | WLF | 22.8kV | 22.8kV | 22.8kV | 0.78888 | 0.86777 | 0.86777 | 13.411 | 13.411 | 13.411 | 5.882% | 6.471% | 6.471% | 6.275% | Y | N | N
| 116 | NSTAR | Central | Somerville | Willoughby St | 488 | 110B | Somerville | D | 108-195H5 | EBO,SOM | 13.8kV | 13.8kV | 13.8kV | 0.21487 | 0.21487 | 0.23874 | 3.5811 | 3.5811 | 3.5811 | 6% | 6% | 6.667% | 6.222% | Y | N | N
| 1212 | NSTAR | South | Plymouth | Tremont Sub | 713 | 2 | Wareham | D | 3-85-964 | WAR | 22.8kV | 22.8kV | 22.8kV | 1.2228 | 1.0255 | 1.065 | 17.7498 | 17.7498 | 17.7498 | 6.889% | 5.778% | 6% | 6.222% | Y | N | N
| 840 | NSTAR | Central | Somerville | East Camb | 875 | 110C | Cambridge | D | 875-1N35B | CAM | 13.8kV | 13.8kV | 13.8kV | 1.0505 | 0.97883 | 0.11937 | 11.5789 | 11.5789 | 11.5789 | 9.072% | 8.454% | 1.031% | 6.186% | Y | N | N
| 707 | NSTAR | Central | Somerville | Pacific | 815 | 14A | Cambridge | D | 815-33 | CAM | 4.16kV | 4.16kV | 4.16kV | 0.12235 | 0.12235 | 0.14394 | 1.9072 | 1.9072 | 2.5189 | 6.415% | 6.415% | 5.714% | 6.181% | Y | N | N
| 1641 | NSTAR | West | Southboro | Hopkinton | 126 | 110A | Hopkinton | D | 314-1371H2 | HOK | 13.8kV | 13.8kV | 13.8kV | 0.095496 | 0.35811 | 0.14324 | 3.3424 | 3.3424 | 3.3424 | 2.857% | 10.71% | 4.286% | 5.952% | Y | N | N
| 127 | NSTAR | Central | Boston | Dorchester Ave | 139 | 14B | South Boston | D | 139-05 | SOB | 4.16kV | 4.16kV | 4.16kV | 0.13674 | 0.15833 | 0.16553 | 2.5908 | 2.5908 | 2.5908 | 5.278% | 6.111% | 6.389% | 5.926% | Y | N | N
| 1539 | NSTAR | West | Walpole | South Street | 146 | 110A | Walpole | D | 146-H5 | WLP | 13.8kV | 13.8kV | 13.8kV | 0.47748 | 0.50135 | 0.50135 | 8.3559 | 8.3559 | 8.3559 | 5.714% | 6% | 6% | 5.905% | Y | N | N
| 663 | NSTAR | Central | Boston | Roslindale | 13 | Bus #1 | Roslindale | D | 554-79H4 | WRX | 13.8kV | 13.8kV | 13.8kV | 0.5491 | 0.16712 | 0.11937 | 4.7748 | 4.7748 | 4.7748 | 11.5% | 3.5% | 2.5% | 5.833% | Y | N | N
| 681 | NSTAR | Central | Somerville | Mystic Station | 250 | 110A | Charlestown | D | 585-114H4 | SOM | 13.8kV | 13.8kV | 13.8kV | 0.59685 | 0.59685 | 0.81172 | 11.5789 | 11.5789 | 11.5789 | 5.155% | 5.155% | 7.01% | 5.773% | Y | N | N
| 1338 | NSTAR | South | Cape & Vineyard | Orleans Sub | 975 | 2 | Orleans | D | 4-89B-618 | BRE | 22.8kV | 22.8kV | 22.8kV | 1.3411 | 1.3805 | 0 | 15.7776 | 15.7776 | 15.7776 | 8.5% | 8.75% | 0% | 5.75% | Y | N | N
| 649 | NSTAR | Central | Somerville | Salem St | 15 | 14kV Bus | Charlestown | D | 529-202 | CHT | 13.8kV | 13.8kV | 13.8kV | 0.35811 | 0.35811 | 0.47748 | 6.9235 | 6.9235 | 6.9235 | 5.172% | 5.172% | 6.897% | 5.747% | Y | N | N
| 231 | NSTAR | Central | Somerville | Mystic Station | 250 | 110A | Everett | D | 227-51H1 | CHT EVE | 13.8kV | 13.8kV | 13.8kV | 0.23874 | 0.23874 | 0.23874 | 4.178 | 4.178 | 4.178 | 5.714% | 5.714% | 5.714% | 5.714% | Y | N | N
| 244 | NSTAR | Central | Somerville | Mystic | 250 | 110A | Boston | D | 227-52H5 | SOM | 13.8kV | 13.8kV | 13.8kV | 0.047748 | 0.28649 | 0.35811 | 3.5811 | 3.5811 | 4.7748 | 1.333% | 8% | 7.5% | 5.611% | Y | N | N
| 51 | NSTAR | Central | Boston | Kenmore | 49 | 14A | Boston | D | 4905 | BDT | 4.16kV | 4.16kV | 4.16kV | 0.2159 | 0.2159 | 0 | 2.5908 | 2.5908 | 2.5908 | 8.333% | 8.333% | 0% | 5.556% | Y | N | N
| 609 | NSTAR | Central | Boston | Havard Court | 506 | 14C | Brookline | D | 506-09 | BKL | 4.16kV | 4.16kV | 4.16kV | 0 | 0.39582 | 0 | 2.3749 | 2.3749 | 2.3749 | 0% | 16.67% | 0% | 5.556% | Y | N | N
| 1281 | NSTAR | South | Cape & Vineyard | Hyannis Junction | 961 | 2 | Barnstable | D | 4-80B-512 | BNS | 22.8kV | 22.8kV | 22.8kV | 1.0255 | 0.67055 | 0 | 10.6499 | 10.6499 | 10.6499 | 9.63% | 6.296% | 0% | 5.309% | Y | N | N
| 522 | NSTAR | Central | Boston | Congress Street | 430 | 14B | South Boston | D | 430-12 | SOB | 4.16kV | 4.16kV | 4.16kV | 0.13674 | 0.12235 | 0.15113 | 2.5908 | 2.5908 | 2.5908 | 5.278% | 4.722% | 5.833% | 5.278% | Y | N | N
| 196 | NSTAR | Central | Boston | PNU20 | PNU20 | 110B | Brookline | D | 20N23 | BRI,BKL | 4.16kV | 4.16kV | 4.16kV | 0.18712 | 0.071968 | 0.14394 | 2.5908 | 2.5908 | 2.5908 | 7.222% | 2.778% | 5.556% | 5.185% | Y | N | N
| 115 | NSTAR | Central | Somerville | Willoughby St | 488 | 110B | Somerville | D | 108-195H4 | EBO,SOM | 13.8kV | 13.8kV | 13.8kV | 0.16712 | 0.16712 | 0.19099 | 3.5811 | 3.5811 | 3.5811 | 4.667% | 4.667% | 5.333% | 4.889% | Y | N | N
| 361 | NSTAR | Central | Boston | Hyde Park | 496 | 110B | Hyde Park | D | 311-1406H2 | HYP | 13.8kV | 13.8kV | 13.8kV | 0.5491 | 0.40586 | 0.42973 | 9.5496 | 9.5496 | 9.5496 | 5.75% | 4.25% | 4.5% | 4.833% | Y | N | N
| 1799 | NSTAR | West | Waltham | Burlington | 391 | 110B | Burlington | D | 487-1378H1 | BED,BUR | 13.8kV | 13.8kV | 13.8kV | 0.50135 | 0.59685 | 0.42973 | 10.8627 | 10.8627 | 10.8627 | 4.615% | 5.495% | 3.956% | 4.689% | Y | N | N
| 97 | NSTAR | Central | Boston | Andrew Sq | 106 | 110D | South Boston | D | 106-1N28H1 | BDT | 13.8kV | 13.8kV | 13.8kV | 0.23874 | 0.28649 | 0.26261 | 6.3266 | 6.3266 | 6.3266 | 3.774% | 4.528% | 4.151% | 4.151% | Y | N | N
| 103 | NSTAR | Central | Boston | Andrew Sq | 106 | 110C | South Boston | D | 106-H1 | DOR,WRX | 13.8kV | 13.8kV | 13.8kV | 0.42973 | 0.45361 | 0.21487 | 9.0721 | 9.0721 | 9.0721 | 4.737% | 5% | 2.368% | 4.035% | Y | N | N
| 690 | NSTAR | Central | Somerville | Charles | 811 | 14A | Cambridge | D | 811-14 | CAM | 4.16kV | 4.16kV | 4.16kV | 0.071968 | 0.071968 | 0.12235 | 2.0511 | 2.0511 | 2.5189 | 3.509% | 3.509% | 4.857% | 3.958% | Y | N | N
| 308 | NSTAR | Central | Boston | Summer St | 293 | 110B | South Boston | D | 293-04 | SOB | 4.16kV | 4.16kV | 4.16kV | 0.20871 | 0.043181 | 0.014394 | 2.5908 | 2.5908 | 2.5908 | 8.056% | 1.667% | 0.5556% | 3.426% | Y | N | N
| 774 | NSTAR | Central | Somerville | Alewife | 828 | 110A | Cambridge | D | 828-1369 | CAM | 13.8kV | 13.8kV | 13.8kV | 0.26261 | 0.23874 | 0.23874 | 6.8041 | 6.8041 | 9.7883 | 3.86% | 3.509% | 2.439% | 3.269% | Y | N | N
| 521 | NSTAR | Central | Boston | Congress Street | 430 | 14B | S. Boston | D | 430-11 | SOB | 4.16kV | 4.16kV | 4.16kV | 0.0071968 | 0.2231 | 0.0071968 | 2.5908 | 2.5908 | 2.5908 | 0.2778% | 8.611% | 0.2778% | 3.056% | Y | N | N
| 96 | NSTAR | Central | Boston | Andrew Sq | 106 | 110D | South Boston | D | 106-1N28H | BDT | 13.8kV | 13.8kV | 13.8kV | 0.14324 | 0.19099 | 0.28649 | 6.9235 | 6.9235 | 6.9235 | 2.069% | 2.759% | 4.138% | 2.989% | Y | N | N
| 696 | NSTAR | Central | Somerville | Otis | 812 | 14A | Cambridge | D | 812-37 | CAM | 4.16kV | 4.16kV | 4.16kV | 0.093558 | 0.0071968 | 0.086362 | 2.5189 | 2.5189 | 2.5189 | 3.714% | 0.2857% | 3.429% | 2.476% | Y | N | N
| 358 | NSTAR | Central | Boston | Hyde Park | 496 | 110B | Hyde Park | D | 311-1403H1 | DOR | 13.8kV | 13.8kV | 13.8kV | 0.11937 | 0.095496 | 0.023874 | 3.3424 | 3.3424 | 3.3424 | 3.571% | 2.857% | 0.7143% | 2.381% | Y | N | N
| 1835 | NSTAR | West | Southboro | NGRID | NGRID | NGRID | Hopkinton | D | NGD-501 | HOP | 13.8kV | 13.8kV | 13.8kV | 0.11937 | 0.11937 | 0 | 3.3424 | 3.3424 | 3.3424 | 3.571% | 3.571% | 0% | 2.381% | Y | N | N
| 1081 | NSTAR | South | New Bedford | River Rd. | 695 | 1 | New Bedford | D | 2-88-140 | NEB | 3.74kV | 3.74kV | 3.74kV | 0 | 0 | 0.1294 | 1.8505 | 1.8505 | 1.8505 | 0% | 0% | 6.993% | 2.331% | Y | N | N
| 702 | NSTAR | Central | Somerville | Hampshire | 814 | 14A | Cambridge | D | 814-14 | CAM | 4.16kV | 4.16kV | 4.16kV | 0.079165 | 0.050378 | 0.035984 | 2.5189 | 2.5189 | 2.5189 | 3.143% | 2% | 1.429% | 2.19% | Y | N | N
| 1357 | NSTAR | South | Cape & Vineyard | Hyannis Junction | 961 | 2 | Barnstable | D | 4-92A-534 | YAR | 22.8kV | 22.8kV | 22.8kV | 0.47333 | 0.39444 | 0 | 13.411 | 13.411 | 13.411 | 3.529% | 2.941% | 0% | 2.157% | Y | N | N
| 1640 | NSTAR | West | Southboro | Hopkinton | 126 | 110A | Hopkinton | D | 314-1371H1 | HOK | 13.8kV | 13.8kV | 13.8kV | 0.047748 | 0.071622 | 0.095496 | 3.3424 | 3.3424 | 3.3424 | 1.429% | 2.143% | 2.857% | 2.143% | Y | N | N
| 854 | NSTAR | Central | Boston | Seafood Way | 99 | 110A | South Boston | D | 99-H11 | SOB | 13.8kV | 13.8kV | 13.8kV | 0 | 0.26261 | 0.66847 | 14.8019 | 14.8019 | 14.8019 | 0% | 1.774% | 4.516% | 2.097% | Y | N | N
| 1436 | NSTAR | South | Cape & Vineyard | Falmouth Sub | 933 | 1 | Falmouth | D | 4-98B-447 | FAL | 22.8kV | 22.8kV | 22.8kV | 0.39444 | 0.39444 | 0.355 | 22.0886 | 22.0886 | 22.0886 | 1.786% | 1.786% | 1.607% | 1.726% | Y | N | N
| 705 | NSTAR | Central | Somerville | Hampshire | 814 | 14A | Cambridge | D | 814-17 | CAM | 4.16kV | 4.16kV | 4.16kV | 0 | 0 | 0.093558 | 2.0511 | 2.0511 | 2.5189 | 0% | 0% | 3.714% | 1.238% | Y | N | N
| 1155 | NSTAR | South | Plymouth | Marshfield Hills Sub | 728 | 1 | Marshfield | D | 3-25-42J1 | MAR | 4.16kV | 4.16kV | 4.16kV | 0.02159 | 0.02159 | 0.02159 | 2.267 | 2.267 | 2.267 | 0.9524% | 0.9524% | 0.9524% | 0.9524% | Y | N | N
| 226 | NSTAR | Central | Somerville | Mystic Station | 250 | 110B | Everett | D | 218-80H2 | SOM | 13.8kV | 13.8kV | 13.8kV | 0.047748 | 0.047748 | 0 | 3.5811 | 3.5811 | 4.7748 | 1.333% | 1.333% | 0% | 0.8889% | Y | N | N
| 500 | NSTAR | Central | Boston | K Street | 385 | 110A | South Boston | D | 385-H9 | SOB | 13.8kV | 13.8kV | 13.8kV | 0.047748 | 0.047748 | 0.047748 | 7.0428 | 7.0428 | 7.0428 | 0.678% | 0.678% | 0.678% | 0.678% | Y | N | N
| 1476 | NSTAR | West | Southboro | South Street | 24 | 14F | Framingham | D | 2401 | FRA | 4.16kV | 4.16kV | 4.16kV | 0 | 0.043181 | 0 | 2.5189 | 2.5189 | 2.5189 | 0% | 1.714% | 0% | 0.5714% | Y | N | N
| 8 | NSTAR | Central | Boston | Roslindale | 13 | 14C | Roslindale | D | 1310 | WRX | 4.16kV | 4.16kV | 4.16kV | 0 | 0.035984 | 0 | 2.5908 | 2.5908 | 2.5908 | 0% | 1.389% | 0% | 0.463% | Y | N | N
| 132 | NSTAR | Central | Boston | Dorchester Ave | 139 | 14C | S. Boston | D | 139-10 | SOB | 4.16kV | 4.16kV | 4.16kV | 0.014394 | 0.0071968 | 0 | 2.5908 | 2.5908 | 2.5908 | 0.5556% | 0.2778% | 0% | 0.2778% | Y | N | N
| 808 | NSTAR | Central | Somerville | Putnam | 831 | 110C | Cambridge | D | 831-1393 | CAM | 13.8kV | 13.8kV | 13.8kV | 0.023874 | 0 | 0.023874 | 5.8491 | 5.8491 | 5.8491 | 0.4082% | 0% | 0.4082% | 0.2721% | Y | N | N
| 882 | NSTAR | South | New Bedford | Second St. | 694 | 1 | New Bedford | D | 2-3-40 | NEB | 3.74kV | 3.74kV | 3.74kV | 0.0064702 | 0.0064702 | 0 | 1.8505 | 1.8505 | 1.8505 | 0.3497% | 0.3497% | 0% | 0.2331% | Y | N | N
| 973 | NSTAR | South | New Bedford | Depot St. | 685 | 1 | N. Bedford | D | 2-29-29 | NEB | 3.74kV | 3.74kV | 3.74kV | 0.0064702 | 0.0064702 | 0 | 1.8505 | 1.8505 | 1.8505 | 0.3497% | 0.3497% | 0% | 0.2331% | Y | N | N
| 494 | NSTAR | Central | Boston | K Street | 385 | 110A | South Boston | D | 385-H3 | SOB | 13.8kV | 13.8kV | 13.8kV | 0 | 0.047748 | 0 | 7.0428 | 7.0428 | 7.0428 | 0% | 0.678% | 0% | 0.226% | Y | N | N
| 633 | NSTAR | Central | Boston | Willow St | 516 | 24AC | W. Roxbury | D | 516-07 | WRX | 4.16kV | 4.16kV | 4.16kV | 0.0071968 | 0.0071968 | 0 | 2.5908 | 2.5908 | 2.5908 | 0.2778% | 0.2778% | 0% | 0.1852% | Y | N | N
| 1622 | NSTAR | West | Waltham | Elliot Street | 292 | 14C | Newton | D | 292-05 | NEW | 4.16kV | 4.16kV | 4.16kV | 0 | 0.0071968 | 0 | 1.6553 | 1.6553 | 1.6553 | 0% | 0.4348% | 0% | 0.1449% | Y | N | N
| 27 | NSTAR | Central | Boston | Allston | 36 | 14B | Allston | D | 3607 | BKL | 4.16kV | 4.16kV | 4.16kV | 0 | 0 | 0 | 2.3749 | 2.3749 | 2.3749 | 0% | 0% | 0% | 0% | Y | N | N
| 38 | NSTAR | Central | Boston | Central Street | 43 | 14E | Dorchester | D | 4301 | DOR | 4.16kV | 4.16kV | 4.16kV | 0 | 0 | 0 | 1.6912 | 1.6912 | 1.6912 | 0% | 0% | 0% | 0% | Y | N | N
| 195 | NSTAR | Central | Somerville | PNU29 | PNU29 | P17/P29 | Somerville | D | 17N29 | SOM | 4.16kV | 4.16kV | 4.16kV | 0 | 0 | 0 | 1.6912 | 1.6912 | 1.6912 | 0% | 0% | 0% | 0% | Y | N | N
| 381 | NSTAR | Central | Boston | San Juan Street | 318 | 14A | Boston | D | 318-06 | BDT | 4.16kV | 4.16kV | 4.16kV | 0 | 0 | 0 | 1.9431 | 1.9431 | 1.9431 | 0% | 0% | 0% | 0% | Y | N | N
| 390 | NSTAR | Central | Boston | Cottrell Street | 321 | 14AB | Dorchester | D | 321-01 | DOR | 4.16kV | 4.16kV | 4.16kV | 0 | 0 | 0 | 1.9431 | 1.9431 | 1.9431 | 0% | 0% | 0% | 0% | Y | N | N
| 392 | NSTAR | Central | Boston | Cottrell Street | 321 | 14AB | Dorchester | D | 321-03 | DOR,SOB | 4.16kV | 4.16kV | 4.16kV | 0 | 0 | 0 | 2.5908 | 2.5908 | 2.5908 | 0% | 0% | 0% | 0% | Y | N | N
| 399 | NSTAR | Central | Boston | Southampton Street | 323 | 14C | South Boston | D | 323-08 | BDT | 4.16kV | 4.16kV | 4.16kV | 0 | 0 | 0 | 1.6912 | 1.6912 | 1.6912 | 0% | 0% | 0% | 0% | Y | N | N
| 481 | NSTAR | Central | Boston | K Street | 385 | 110A | South Boston | D | 385-H11 | SOB | 13.8kV | 13.8kV | 13.8kV | 0 | 0 | 0 | 5.6104 | 5.6104 | 5.6104 | 0% | 0% | 0% | 0% | Y | N | N
| 1218 | NSTAR | South | Plymouth | Buzzards Bay Sub | 712 | 1 | Buzzards Bay | D | 3-88-2J2 | BRN | 4.16kV | 4.16kV | 4.16kV | 0 | 0 | 0 | 2.267 | 2.267 | 2.267 | 0% | 0% | 0% | 0% | Y | N | N
| 1453 | NSTAR | West | Waltham | Homer Street | 17 | 14E | Newton | D | 1706 | NEW | 4.16kV | 4.16kV | 4.16kV | 0 | 0 | 0 | 1.6912 | 1.6912 | 1.6912 | 0% | 0% | 0% | 0% | Y | N | N
| 1461 | NSTAR | West | Walpole | Dedham | 20 | 14E | Dedham | D | 2001 | DED | 4.16kV | 4.16kV | 4.16kV | 0 | 0 | 0 | 2.0871 | 2.0871 | 2.0871 | 0% | 0% | 0% | 0% | Y | N | N
| 1466 | NSTAR | West | Walpole | Dedham | 20 | 14G | Dedham | D | 2006 | DED,WRX | 4.16kV | 4.16kV | 4.16kV | 0 | 0 | 0 | 1.5833 | 1.5833 | 1.5833 | 0% | 0% | 0% | 0% | Y | N | N
| 1477 | NSTAR | West | Southboro | South Street | 24 | 14F | Framingham | D | 2403 | FRA | 4.16kV | 4.16kV | 4.16kV | 0 | 0 | 0 | 1.5473 | 1.5473 | 1.5473 | 0% | 0% | 0% | 0% | Y | N | N
| 1548 | NSTAR | West | Waltham | Needham | 148 | 14C | Needham | D | 148-05 | NEE | 4.16kV | 4.16kV | 4.16kV | 0 | 0 | 0 | 3.5264 | 3.5264 | 3.5264 | 0% | 0% | 0% | 0% | Y | N | N
| 1591 | NSTAR | West | Southboro | Sherborn | 274 | 110B | Sherborn | D | 274-1429H1 | ASH FRA | 13.8kV | 13.8kV | 13.8kV | 0 | 0 | 0 | 11.6983 | 11.6983 | 11.6983 | 0% | 0% | 0% | 0% | Y | N | N
| 1592 | NSTAR | West | Southboro | Sherborn | 274 | 110B | Sherborn | D | 274-1429H2 | ASH | 13.8kV | 13.8kV | 13.8kV | 0 | 0 | 0 | 3.3424 | 3.3424 | 3.3424 | 0% | 0% | 0% | 0% | Y | N | N
| 1611 | NSTAR | West | Waltham | Waltham | 282 | 110B | Waltham | D | 282-H3 | WAL,WTN | 13.8kV | 13.8kV | 13.8kV | 0 | 0 | 0 | 11.6983 | 11.6983 | 11.6983 | 0% | 0% | 0% | 0% | Y | N | N
| 1655 | NSTAR | West | Waltham | South Street | 322 | 14A | Bedford | D | 322-02 | BED | 4.16kV | 4.16kV | 4.16kV | 0 | 0 | 0 | 1.6912 | 1.6912 | 1.6912 | 0% | 0% | 0% | 0% | Y | N | N
| 1735 | NSTAR | West | Southboro | Speen Street | 433 | 110C | Framingham | D | 433-H15 | FRA | 13.8kV | 13.8kV | 13.8kV | 0 | 0 | 0 | 8.4753 | 8.4753 | 8.4753 | 0% | 0% | 0% | 0% | Y | N | N
| 1740 | NSTAR | West | Southboro | Speen Street | 433 | 110C | Framingham | D | 433-H6 | NAT,WAY,WTN | 13.8kV | 13.8kV | 13.8kV | 0 | 0 | 0 | 11.6983 | 11.6983 | 11.6983 | 0% | 0% | 0% | 0% | Y | N | N
| 1839 | WMECO | NORTHERN | PITTSFIELD | Partridge_15E | 15E | 15E-1X | PITTSFIELD | D | 15E4 | PITTSFIELD | 23 | 23 | 23 | -19.4 | -19.4 | 30.9 | 23.9 | 23.9 | 23.9 | -81.17% | -81.17% | 129.3% | -11.02% | Y | N | N

## 2025 National Grid List
General Information |  |  |  |  | Substation Information | [6 empty] | Circuit Information | [11 empty] | DCM Information
| Sort Identifier | Company | Division | District | Substation Name/Number | Circuit Sub XFMR Identifier | Substation Location by Town | Substation Classification | Feeder/Circuit ID | Feeder/Circuit Location by Town/City | Feeder/Circuit Voltage | Feeder/Ckt PEAK Load MVA 2022 | Feeder/Ckt PEAK Load MVA 2023 | Feeder/Ckt PEAK Load MVA 2024 | Normal Rating MVA in 2022 | Normal Rating MVA in 2023 | Normal Rating MVA in 2024 | 2022 peak to normal rating %age | 2023 peak to normal rating %age | 2024 peak to normal rating %age | 3 year Average | Complete Data? (Y/N) | CIP Circuit? (Y/N) | DCM Eligible? (Y/N) | Eligible DCM Capacity (MW) | Reserved DCM Capacity | Remaining DCM Capacity (MW)
| 121 | Massachusetts Electric | NE North | Central | Snow St. |  | Southbridge | Distribution | 01-413L2 | Southbridge, Sturbridge | 13.2 | 9.51 | 8.27 | 8.71 | 10.75 | 10.75 | 10.75 | 88.47% | 76.93% | 81.02% | 82.14% | Y | N | Y | 5 | 1 | 4
| 287 | Massachusetts Electric | NE South | Southeast | Marlboro |  | Marlborough | Distribution | 05-311W6 | Marlborough | 13.8 | 8.22 | 9.27 | 9.55 | 11.45 | 11.45 | 9.37 | 71.79% | 80.96% | 101.9% | 84.89% | Y | N | Y | 5 | 0 | 5
| 991 | Massachusetts Electric | NE North | Merrimack Valley | North Chelmsford |  | Chelmsford | Distribution | 14-2L3 | Chelmsford, Lowell | 13.2 | 8.02 | 8.96 | 8.87 | 10.17 | 10.17 | 10.17 | 78.86% | 88.1% | 87.22% | 84.73% | Y | N | Y | 5 | 0 | 5
| 726 | Massachusetts Electric | NE North | North Shore | Lynnway |  | Lynn | Distribution | 12-21J34 | Lynn | 4.16 | 1.18 | 1.8 | 1.22 | 1.66 | 1.66 | 1.66 | 71.08% | 108.4% | 73.49% | 84.34% | Y | N | Y | 2 | 0 | 2
| 388 | Massachusetts Electric | NE South | Southeast | Chartley Pond |  | Attleboro | Distribution | 05-8L4 | Attleboro, Norton, Rehoboth | 13.2 | 8.28 | 7.58 | 8.09 | 9.72 | 9.72 | 9.05 | 85.19% | 77.98% | 89.39% | 84.19% | Y | N | Y | 5 | 0 | 5
| 817 | Massachusetts Electric | NE North | North Shore | Everett |  | Everett | Distribution | 12-37W5 | Malden, Medford | 13.8 | 10.92 | 9.89 | 10.27 | 12.33 | 12.33 | 12.33 | 88.56% | 80.21% | 83.29% | 84.02% | Y | N | Y | 5 | 0 | 5
| 1055 | Massachusetts Electric | NE North | Merrimack Valley | Dale Street |  | North Andover | Distribution | 14-55L1 | Andover, Boxford, North Andover | 13.2 | 9.6 | 8.62 | 9.4 | 9.72 | 11.8 | 11.8 | 98.77% | 73.05% | 79.66% | 83.83% | Y | N | Y | 5 | 0 | 5
| 63 | Massachusetts Electric | NE North | Central | Pratts Junc. |  | Sterling | Distribution | 01-225W4 | Leominster, Sutton | 13.8 | 10.02 | 9.75 | 9.85 | 11.78 | 11.78 | 11.78 | 85.06% | 82.77% | 83.62% | 83.81% | Y | N | Y | 5 | 0 | 5
| 229 | Massachusetts Electric | NE South | Southeast | Hathaway St. Sub |  | Fall River | Distribution | 05-106W82 | Fall River | 13.8 | 8.06 | 7.89 | 7.17 | 9.2 | 9.2 | 9.2 | 87.61% | 85.76% | 77.93% | 83.77% | Y | N | Y | 5 | 0 | 5
| 387 | Massachusetts Electric | NE South | Southeast | Chartley Pond |  | Attleboro | Distribution | 05-8L3 | Attleboro, Norton | 13.2 | 10.61 | 9.18 | 9.73 | 11.77 | 11.77 | 11.77 | 90.14% | 77.99% | 82.67% | 83.6% | Y | N | Y | 5 | 0 | 5
| 549 | Massachusetts Electric | NE South | South Shore | North Abington |  | Abington | Distribution | 07-99W61 | Hanover, Rockland | 13.8 | 10.79 | 10.04 | 10.33 | 12.43 | 12.43 | 12.43 | 86.81% | 80.77% | 83.11% | 83.56% | Y | N | Y | 5 | 0 | 5
| 188 | Massachusetts Electric | NE North | Central | Grafton St. |  | Worcester | Distribution | 01-9J352 | Worcester | 4.16 | 1.82 | 1.49 | 1.52 | 1.93 | 1.93 | 1.93 | 94.3% | 77.2% | 78.76% | 83.42% | Y | N | Y | 2 | 0 | 2
| 255 | Massachusetts Electric | NE South | Southeast | Dighton |  | Dighton | Distribution | 05-19W74 | Dighton, Somerset | 13.8 | 11.54 | 10.38 | 9.78 | 12.67 | 12.67 | 12.67 | 91.08% | 81.93% | 77.19% | 83.4% | Y | N | Y | 5 | 0 | 5
| 240 | Massachusetts Electric | NE South | Southeast | Bates St. Sub |  | Fall River | Distribution | 05-115W53 | Fall River | 13.8 | 10.05 | 9.31 | 9.38 | 11.5 | 11.5 | 11.5 | 87.39% | 80.96% | 81.57% | 83.3% | Y | N | Y | 5 | 0 | 5
| 675 | Massachusetts Electric | NE North | North Shore | Maplewood |  | Malden | Distribution | 12-16J1 | Malden | 4.16 | 1.86 | 1.49 | 1.69 | 2.02 | 2.02 | 2.02 | 92.08% | 73.76% | 83.66% | 83.17% | Y | N | Y | 2 | 0 | 2
| 132 | Massachusetts Electric | NE North | Central | Cambridge St. |  | Worcester | Distribution | 01-4J324 | Worcester | 4.16 | 2.22 | 2.08 | 2.25 | 2.63 | 2.63 | 2.63 | 84.41% | 79.09% | 85.55% | 83.02% | Y | N | Y | 2 | 0 | 2
| 1060 | Massachusetts Electric | NE North | Merrimack Valley | Westford |  | Westford | Distribution | 14-57L1 | Westford | 13.2 | 10.11 | 10.63 | 10.91 | 12.71 | 12.71 | 12.71 | 79.54% | 83.63% | 85.84% | 83.01% | Y | N | Y | 5 | 0 | 5
| 579 | Massachusetts Electric | NE North | Western | Risingdale |  | Great Barrington | Distribution | 09-1109W2 | Alford, Egremont, Great Barrington, Mt. Washington, Sheffield | 13.8 | 10.04 | 8.29 | 9.07 | 9.82 | 11.83 | 11.83 | 102.2% | 70.08% | 76.67% | 83% | Y | N | Y | 5 | 0 | 5
| 901 | Massachusetts Electric | NE North | North Shore | Tedesco |  | Swampscott | Distribution | 12-9J2 | Swampscott | 4.16 | 1.22 | 3.24 | 2.52 | 2.81 | 2.81 | 2.81 | 43.42% | 115.3% | 89.68% | 82.8% | Y | N | Y | 2 | 0 | 2
| 282 | Massachusetts Electric | NE South | Southeast | Marlboro |  | Marlborough | Distribution | 05-311W1 | Marlborough | 13.8 | 9.72 | 11.47 | 10.25 | 12.67 | 12.67 | 12.67 | 76.72% | 90.53% | 80.9% | 82.72% | Y | N | Y | 5 | 0 | 5
| 57 | Massachusetts Electric | NE North | Central | Leicester |  | Leicester | Distribution | 01-21W1 | Leicester, Spencer | 13.8 | 5.89 | 5.74 | 6.21 | 7.19 | 7.19 | 7.19 | 81.92% | 79.83% | 86.37% | 82.71% | Y | N | Y | 5 | 0 | 5
| 1011 | Massachusetts Electric | NE North | Merrimack Valley | Newburyport |  | Newburyport | Distribution | 14-36J6 | Newburyport | 4.16 | 2.32 | 2.11 | 2.17 | 2.66 | 2.66 | 2.66 | 87.22% | 79.32% | 81.58% | 82.71% | Y | N | Y | 2 | 0 | 2
| 115 | Massachusetts Electric | NE North | Central | E. Webster |  | Webster | Distribution | 01-412L2 | Dudley, Webster | 13.2 | 9.56 | 9.29 | 9.44 | 11.41 | 11.41 | 11.41 | 83.79% | 81.42% | 82.73% | 82.65% | Y | N | Y | 5 | 0 | 5
| 246 | Massachusetts Electric | NE South | Southeast | Swansea Sub |  | Swansea | Distribution | 05-11W84 | Rehoboth, Somerset, Swansea | 13.8 | 12.07 | 10.65 | 8.69 | 12.67 | 12.67 | 12.67 | 95.26% | 84.06% | 68.59% | 82.64% | Y | N | Y | 5 | 0 | 5
| 839 | Massachusetts Electric | NE North | North Shore | E. Beverly |  | Beverly | Distribution | 12-51L3 | Beverly, Hamilton, Wenham | 13.2 | 9.01 | 9.35 | 8.62 | 10.91 | 10.91 | 10.91 | 82.58% | 85.7% | 79.01% | 82.43% | Y | N | Y | 5 | 0 | 5
| 581 | Massachusetts Electric | NE North | Western | West Hampden |  | Hampden | Distribution | 09-139L1 | East Longmeadow, Hampden | 13.2 | 7.85 | 10.2 | 10.81 | 11.68 | 11.68 | 11.68 | 67.21% | 87.33% | 92.55% | 82.36% | Y | N | Y | 5 | 0 | 5
| 686 | Massachusetts Electric | NE North | North Shore | Maplewood |  | Malden | Distribution | 12-16W7 | Everett, Malden, Revere | 13.8 | 10.88 | 9.9 | 10.45 | 12.67 | 12.67 | 12.67 | 85.87% | 78.14% | 82.48% | 82.16% | Y | N | Y | 5 | 0 | 5
| 574 | Massachusetts Electric | NE North | Western | Lenox Depot |  | Lenox | Distribution | 09-1103W1 | Lenox, Stockbridge, West Stockbridge | 13.8 | 9.31 | 7.54 | 9.13 | 10.16 | 10.16 | 11.38 | 91.63% | 74.21% | 80.23% | 82.02% | Y | N | Y | 5 | 0 | 5
| 666 | Massachusetts Electric | NE North | North Shore | Lynnway |  | Lynn | Distribution | 12-1382 | Lynn | 13.8 | 4.42 | 3.98 | 3.63 | 4.9 | 4.9 | 4.9 | 90.2% | 81.22% | 74.08% | 81.84% | Y | N | Y | 5 | 0 | 5
| 520 | Massachusetts Electric | NE South | South Shore | Plymouth St |  | Abington | Distribution | 07-93W42 | Abington, Brockton, Whitman | 13.8 | 9.99 | 9.08 | 9.96 | 11.83 | 11.83 | 11.83 | 84.45% | 76.75% | 84.19% | 81.8% | Y | N | Y | 5 | 0 | 5
| 482 | Massachusetts Electric | NE South | South Shore | Ames |  | Brockton | Distribution | 07-911W13 | Brockton | 13.8 | 10.78 | 9.87 | 10.44 | 12.67 | 12.67 | 12.67 | 85.08% | 77.9% | 82.4% | 81.79% | Y | N | Y | 5 | 0 | 5
| 358 | Massachusetts Electric | NE South | Southeast | Beaver Pond |  | Franklin | Distribution | 05-344W5 | Franklin | 13.8 | 10.78 | 9.94 | 10.34 | 12.67 | 12.67 | 12.67 | 85.08% | 78.45% | 81.61% | 81.72% | Y | N | Y | 5 | 0 | 5
| 465 | Massachusetts Electric | NE South | South Shore | Temple St |  | Whitman | Distribution | 07-712J1 | Abington, Brockton, E. Bridgewater | 4.16 | 3.09 | 2.71 | 2.75 | 3.49 | 3.49 | 3.49 | 88.54% | 77.65% | 78.8% | 81.66% | Y | N | Y | 2 | 0 | 2
| 941 | Massachusetts Electric | NE North | Merrimack Valley | Lawrence |  | Lawrence | Distribution | 14-1J7 | Lawrence | 3.74 | 1.75 | 1.44 | 1.34 | 1.85 | 1.85 | 1.85 | 94.59% | 77.84% | 72.43% | 81.62% | Y | N | Y | 2 | 0 | 2
| 1090 | Massachusetts Electric | NE North | Merrimack Valley | South Union St |  | Lawrence | Distribution | 14-61L3 | Andover, Lawrence, Lowell | 13.2 | 10.24 | 9.05 | 9.51 | 11.77 | 11.77 | 11.77 | 87% | 76.89% | 80.8% | 81.56% | Y | N | Y | 5 | 0 | 5
| 1062 | Massachusetts Electric | NE North | Merrimack Valley | Westford |  | Westford | Distribution | 14-57L3 | Tyngsborough, Westford | 13.2 | 11.27 | 9.67 | 10.15 | 12.71 | 12.71 | 12.71 | 88.67% | 76.08% | 79.86% | 81.54% | Y | N | Y | 5 | 0 | 5
| 988 | Massachusetts Electric | NE North | Merrimack Valley | Lawrence |  | Lawrence | Distribution | 14-2J8 | Lawrence | 3.74 | 2.59 | 2.46 | 2.14 | 2.94 | 2.94 | 2.94 | 88.1% | 83.67% | 72.79% | 81.52% | Y | N | Y | 2 | 0 | 2
| 1163 | Nantucket Electric | NE South | Nantucket | Candle St |  | Nantucket | Distribution | 04-101L8 | Nantucket | 13.2 | 9.1224 | 9.0385 | 9.1757 | 11.2029 | 11.2029 | 11.2 | 81.43% | 80.68% | 81.93% | 81.34% | Y | N | Y | 5 | 0 | 5
| 187 | Massachusetts Electric | NE North | Central | Grafton St. |  | Worcester | Distribution | 01-9J337 | Worcester | 4.16 | 2.05 | 1.98 | 1.97 | 2.46 | 2.46 | 2.46 | 83.33% | 80.49% | 80.08% | 81.3% | Y | N | Y | 2 | 0 | 2
| 394 | Massachusetts Electric | NE South | Southeast | Read Street |  | Attleboro | Distribution | 05-9L5 | Attleboro, Rehoboth, Seekonk | 13.2 | 10.72 | 8.77 | 9.29 | 11.8 | 11.8 | 11.8 | 90.85% | 74.32% | 78.73% | 81.3% | Y | N | Y | 5 | 0 | 5
| 1143 | Massachusetts Electric | NE North | Merrimack Valley | Andover |  | Andover | Distribution | 14-8L2 | Lawrence, Methuen | 13.2 | 10.15 | 9.33 | 9.21 | 11.77 | 11.77 | 11.77 | 86.24% | 79.27% | 78.25% | 81.25% | Y | N | Y | 5 | 0 | 5
| 463 | Massachusetts Electric | NE South | South Shore | North Weymouth |  | Weymouth | Distribution | 07-6W2 | Weymouth | 13.8 | 9.25 | 8.29 | 8.09 | 10.52 | 10.52 | 10.52 | 87.93% | 78.8% | 76.9% | 81.21% | Y | N | Y | 5 | 0 | 5
| 1013 | Massachusetts Electric | NE North | Merrimack Valley | Newburyport |  | Newburyport | Distribution | 14-36L2 | Newbury, Newburyport | 13.2 | 9.76 | 9.65 | 9.25 | 11.8 | 11.8 | 11.8 | 82.71% | 81.78% | 78.39% | 80.96% | Y | N | Y | 5 | 0 | 5
| 98 | Massachusetts Electric | NE North | Central | Millbury |  | Millbury | Distribution | 01-304W6 | Millbury, Sutton | 13.8 | 9.94 | 9.52 | 9.75 | 11.78 | 11.78 | 12.62 | 84.38% | 80.81% | 77.26% | 80.82% | Y | N | Y | 5 | 0 | 5
| 1124 | Massachusetts Electric | NE North | Merrimack Valley | East Dracut |  | Dracut | Distribution | 14-75L3 | Dracut, Methuen | 13.2 | 9.72 | 9.74 | 9.91 | 12.12 | 12.12 | 12.12 | 80.2% | 80.36% | 81.77% | 80.78% | Y | N | Y | 5 | 0 | 5
| 336 | Massachusetts Electric | NE South | Southeast | Rocky Hill |  | Milford | Distribution | 05-336W2 | Milford | 13.8 | 9.94 | 9.87 | 10 | 12.31 | 12.31 | 12.31 | 80.75% | 80.18% | 81.23% | 80.72% | Y | N | Y | 5 | 0 | 5
| 313 | Massachusetts Electric | NE South | Southeast | Whitins Pond |  | Northbridge | Distribution | 05-320W1 | Northbridge, Upton, Wrentham | 13.8 | 10.29 | 10.15 | 10.22 | 12.67 | 12.67 | 12.67 | 81.22% | 80.11% | 80.66% | 80.66% | Y | N | Y | 5 | 0 | 5
| 533 | Massachusetts Electric | NE South | South Shore | Norwell |  | Norwell | Distribution | 07-96W41 | Cohasset, Norwell | 13.8 | 10.02 | 8.83 | 9.76 | 11.83 | 11.83 | 11.83 | 84.7% | 74.64% | 82.5% | 80.61% | Y | N | Y | 5 | 0 | 5
| 662 | Massachusetts Electric | NE North | North Shore | Beverly |  | Beverly | Distribution | 12-12L2 | Beverly | 13.2 | 11.11 | 9.42 | 10.81 | 12.96 | 12.96 | 12.96 | 85.73% | 72.69% | 83.41% | 80.61% | Y | N | Y | 5 | 0 | 5
| 889 | Massachusetts Electric | NE North | North Shore | Revere |  | Revere | Distribution | 12-7W4 | Revere, Winthrop | 13.8 | 10.11 | 8.91 | 10.42 | 12.19 | 12.19 | 12.19 | 82.94% | 73.09% | 85.48% | 80.5% | Y | N | Y | 5 | 0 | 5
| 393 | Massachusetts Electric | NE South | Southeast | Read Street |  | Attleboro | Distribution | 05-9L4 | Attleboro, Seekonk | 13.2 | 9.56 | 8.25 | 8.97 | 11.09 | 11.09 | 11.09 | 86.2% | 74.39% | 80.88% | 80.49% | Y | N | Y | 5 | 0 | 5
| 1131 | Massachusetts Electric | NE North | Merrimack Valley | Boulevard |  | Lowell | Distribution | 14-77L2 | Lowell | 13.2 | 6.68 | 6.77 | 8.08 | 8.92 | 8.92 | 8.92 | 74.89% | 75.9% | 90.58% | 80.46% | Y | N | Y | 5 | 0 | 5
| 769 | Massachusetts Electric | NE North | North Shore | Manchester |  | Manchester | Distribution | 12-23H3 | Manchester | 2.4 | 1.29 | 1.21 | 1.26 | 1.56 | 1.56 | 1.56 | 82.69% | 77.56% | 80.77% | 80.34% | Y | N | Y | 2 | 0 | 2
| 866 | Massachusetts Electric | NE North | North Shore | Codding Ave |  | Medford | Distribution | 12-64J5 | Medford | 4.16 | 2.85 | 2.63 | 2.69 | 3.39 | 3.39 | 3.39 | 84.07% | 77.58% | 79.35% | 80.33% | Y | N | Y | 2 | 0 | 2
| 588 | Massachusetts Electric | NE North | Western | Palmer 503 |  | Palmer | Distribution | 09-503L2 | Brimfield, Monson, Palmer, Wales | 13.2 | 8.4 | 7.64 | 8.25 | 10.88 | 9.72 | 9.72 | 77.21% | 78.6% | 84.88% | 80.23% | Y | N | Y | 5 | 0 | 5
| 283 | Massachusetts Electric | NE South | Southeast | Marlboro |  | Marlborough | Distribution | 05-311W2 | Marlborough | 13.8 | 8.6 | 8.65 | 7.2 | 10.16 | 10.16 | 10.16 | 84.65% | 85.14% | 70.87% | 80.22% | Y | N | Y | 5 | 0 | 5
| 1162 | Nantucket Electric | NE South | Nantucket | Candle St |  | Nantucket | Distribution | 04-101L7 | Nantucket | 13.2 | 8.0402 | 8.0097 | 8.3603 | 10.1512 | 10.1512 | 10.15 | 79.2% | 78.9% | 82.37% | 80.16% | Y | N | Y | 5 | 0 | 5
| 738 | Massachusetts Electric | NE North | North Shore | Swampscott |  | Swampscott | Distribution | 12-22W2 | Lynn, Swampscott | 13.8 | 9.32 | 9.37 | 10.03 | 11.95 | 11.95 | 11.95 | 77.99% | 78.41% | 83.93% | 80.11% | Y | N | Y | 5 | 0 | 5
| 380 | Massachusetts Electric | NE South | Southeast | Mink Street |  | Seekonk | Distribution | 05-7L1 | Rehoboth, Seekonk | 13.2 | 8.07 | 7.13 | 7.58 | 9.72 | 9.72 | 9.05 | 83.02% | 73.35% | 83.76% | 80.05% | Y | N | Y | 5 | 0 | 5
| 619 | Massachusetts Electric | NE North | Western | Chestnut Hill 702 |  | Athol | Distribution | 09-702W2 | Athol, Orange, Royalston, Warwick | 13.8 | 7.85 | 7.91 | 8.86 | 10.8 | 10.8 | 9.47 | 72.69% | 73.24% | 93.56% | 79.83% | Y | N | Y | 5 | 0 | 5
| 657 | Massachusetts Electric | NE North | North Shore | Beverly |  | Beverly | Distribution | 12-12J6 | Beverly | 4.16 | 1.89 | 2.15 | 2.09 | 2.56 | 2.56 | 2.56 | 73.83% | 83.98% | 81.64% | 79.82% | Y | N | Y | 2 | 0 | 2
| 951 | Massachusetts Electric | NE North | Merrimack Valley | Hoover Street |  | Dracut | Distribution | 14-21L1 | Dracut, Lowell, Tyngsborough | 13.2 | 7.02 | 6.17 | 7.88 | 8.8 | 8.8 | 8.8 | 79.77% | 70.11% | 89.55% | 79.81% | Y | N | Y | 5 | 0 | 5
| 232 | Massachusetts Electric | NE South | Southeast | Dummy-108W60 |  | Bellingham | Distribution | 05-108W60 | Bellingham, Blackstone | 13.8 | 7.42 | 6.41 | 6.96 | 8.72 | 8.72 | 8.72 | 85.09% | 73.51% | 79.82% | 79.47% | Y | N | Y | 5 | 0 | 5
| 1040 | Massachusetts Electric | NE North | Merrimack Valley | North Haverhill |  | Haverhill | Distribution | 14-48L2 | Haverhill | 13.2 | 7.52 | 6.91 | 6.55 | 8.8 | 8.8 | 8.8 | 85.45% | 78.52% | 74.43% | 79.47% | Y | N | Y | 5 | 0 | 5
| 385 | Massachusetts Electric | NE South | Southeast | Chartley Pond |  | Attleboro | Distribution | 05-8L1 | Attleboro, Rehoboth | 13.2 | 10.24 | 8.89 | 8.93 | 11.77 | 11.77 | 11.77 | 87% | 75.53% | 75.87% | 79.47% | Y | N | Y | 5 | 0 | 5
| 840 | Massachusetts Electric | NE North | North Shore | E. Beverly |  | Beverly | Distribution | 12-51T1 | Beverly, Essex, Gloucester, Hamilton, Manchester, Wenham | 34.5 | 23.66 | 21.75 | 23.6 | 28.98 | 28.98 | 28.98 | 81.64% | 75.05% | 81.44% | 79.38% | Y | N | Y | 5 | 0 | 5
| 1158 | Nantucket Electric | NE South | Nantucket | Candle St |  | Nantucket | Distribution | 04-101L3 | Nantucket | 13.2 | 8.0553 | 8.2688 | 8.1088 | 10.2655 | 10.2655 | 10.27 | 78.47% | 80.55% | 78.96% | 79.33% | Y | N | Y | 5 | 0 | 5
| 1058 | Massachusetts Electric | NE North | Merrimack Valley | Woodchuck Hill |  | North Andover | Distribution | 14-56L2 | Boxford, North Andover | 13.2 | 10.38 | 8.14 | 9.56 | 11.8 | 11.8 | 11.8 | 87.97% | 68.98% | 81.02% | 79.32% | Y | N | Y | 5 | 0 | 5
| 504 | Massachusetts Electric | NE South | South Shore | Scituate |  | Scituate | Distribution | 07-915W82 | Scituate | 13.8 | 10.45 | 8.71 | 10.09 | 12.31 | 12.31 | 12.31 | 84.89% | 70.76% | 81.97% | 79.2% | Y | N | Y | 5 | 0 | 5
| 40 | Massachusetts Electric | NE North | Central | Litchfield St |  | Leominster | Distribution | 01-207W2 | Leominster | 13.8 | 10.05 | 8.78 | 9.15 | 11.78 | 11.78 | 11.78 | 85.31% | 74.53% | 77.67% | 79.17% | Y | N | Y | 5 | 0 | 5
| 173 | Massachusetts Electric | NE North | Central | Vernon Hill |  | Worcester | Distribution | 01-8J365 | Worcester | 4.16 | 1.93 | 2.07 | 2.18 | 2.47 | 2.67 | 2.67 | 78.14% | 77.53% | 81.65% | 79.1% | Y | N | Y | 2 | 0 | 2
| 184 | Massachusetts Electric | NE North | Central | Grafton St. |  | Worcester | Distribution | 01-9J321 | Southbridge, Worcester | 4.16 | 1.72 | 1.6 | 1.59 | 2.07 | 2.07 | 2.07 | 83.09% | 77.29% | 76.81% | 79.07% | Y | N | Y | 2 | 0 | 2
| 1033 | Massachusetts Electric | NE North | Merrimack Valley | Ward Hill |  | Haverhill | Distribution | 14-43L4 | Haverhill, Lawrence, Methuen | 13.2 | 9.19 | 9.87 | 8.84 | 11.77 | 11.77 | 11.77 | 78.08% | 83.86% | 75.11% | 79.01% | Y | N | Y | 5 | 0 | 5
| 786 | Massachusetts Electric | NE North | North Shore | Gloucester |  | Gloucester | Distribution | 12-24J9 | Gloucester | 4.16 | 2.26 | 2.14 | 2.16 | 2.77 | 2.77 | 2.77 | 81.59% | 77.26% | 77.98% | 78.94% | Y | N | Y | 2 | 0 | 2
| 390 | Massachusetts Electric | NE South | Southeast | Read Street |  | Attleboro | Distribution | 05-9L1 | Attleboro, Hopedale | 13.2 | 10.38 | 8.61 | 8.87 | 11.77 | 11.77 | 11.77 | 88.19% | 73.15% | 75.36% | 78.9% | Y | N | Y | 5 | 0 | 5
| 1148 | Massachusetts Electric | NE North | Merrimack Valley | Pinehurst |  | Billerica | Distribution | 14-92L2 | Billerica | 13.2 | 9.99 | 9.15 | 8.74 | 11.8 | 11.8 | 11.8 | 84.66% | 77.54% | 74.07% | 78.76% | Y | N | Y | 5 | 0 | 5
| 1009 | Massachusetts Electric | NE North | Merrimack Valley | Newburyport |  | Newburyport | Distribution | 14-36J3 | Newburyport | 4.16 | 1.81 | 1.69 | 1.72 | 2.21 | 2.21 | 2.21 | 81.9% | 76.47% | 77.83% | 78.73% | Y | N | Y | 2 | 0 | 2
| 980 | Massachusetts Electric | NE North | Merrimack Valley | West Amesbury |  | Amesbury | Distribution | 14-275L4 | Amesbury, Salisbury | 13.2 | 10.06 | 9.5 | 9.05 | 12.12 | 12.12 | 12.12 | 83% | 78.38% | 74.67% | 78.69% | Y | N | Y | 5 | 0 | 5
| 324 | Massachusetts Electric | NE South | Southeast | Uxbridge |  | Uxbridge | Distribution | 05-321W9 | Blackstone, Millville, Uxbridge | 13.8 | 8.25 | 9.54 | 7.89 | 10.9 | 10.9 | 10.9 | 75.69% | 87.52% | 72.39% | 78.53% | Y | N | Y | 5 | 0 | 5
| 946 | Massachusetts Electric | NE North | Merrimack Valley | Power Company Road |  | Tewksbury | Distribution | 14-20L3 | Lowell, Tewksbury | 13.2 | 9.28 | 9.28 | 9.95 | 12.12 | 12.12 | 12.12 | 76.57% | 76.57% | 82.1% | 78.41% | Y | N | Y | 5 | 0 | 5
| 374 | Massachusetts Electric | NE South | Southeast | Norton |  | Norton | Distribution | 05-4L2 | Norton | 13.2 | 9.53 | 8.54 | 9.59 | 11.77 | 11.77 | 11.77 | 80.97% | 72.56% | 81.48% | 78.33% | Y | N | Y | 5 | 0 | 5
| 637 | Massachusetts Electric | NE North | Western | King St |  | Northampton | Distribution | 09-905W1 | Northampton | 13.8 | 10.3 | 9.17 | 7.75 | 11.38 | 11.71 | 11.71 | 90.51% | 78.31% | 66.18% | 78.33% | Y | N | Y | 5 | 0 | 5
| 1100 | Massachusetts Electric | NE North | Merrimack Valley | North Lawrence |  | Lawrence | Distribution | 14-6J3 | Lawrence | 3.74 | 1.68 | 1.64 | 1.59 | 2.09 | 2.09 | 2.09 | 80.38% | 78.47% | 76.08% | 78.31% | Y | N | Y | 2 | 0 | 2
| 1046 | Massachusetts Electric | NE North | Merrimack Valley | Lawrence Street |  | Lawrence | Distribution | 14-53J1 | Lawrence | 3.74 | 1.66 | 1.48 | 1.44 | 1.95 | 1.95 | 1.95 | 85.13% | 75.9% | 73.85% | 78.29% | Y | N | Y | 2 | 0 | 2
| 1087 | Massachusetts Electric | NE North | Merrimack Valley | Newbury |  | Newbury | Distribution | 14-60L4 | Newbury, Newburyport | 13.2 | 9.65 | 9.5 | 8.47 | 11.77 | 11.77 | 11.77 | 81.99% | 80.71% | 71.96% | 78.22% | Y | N | Y | 5 | 0 | 5
| 376 | Massachusetts Electric | NE South | Southeast | South Attleboro |  | Attleboro | Distribution | 05-5J2 | Attleboro | 4.16 | 2.2 | 2.06 | 2.24 | 2.77 | 2.77 | 2.77 | 79.42% | 74.37% | 80.87% | 78.22% | Y | N | Y | 2 | 0 | 2
| 1035 | Massachusetts Electric | NE North | Merrimack Valley | Ward Hill |  | Haverhill | Distribution | 14-43L7 | Boxford, Haverhill, North Andover | 13.2 | 7.13 | 5.44 | 8.76 | 6.86 | 10.88 | 10.88 | 103.9% | 50% | 80.51% | 78.15% | Y | N | Y | 5 | 0 | 5
| 118 | Massachusetts Electric | NE North | Central | E. Webster |  | Webster | Distribution | 01-412L5 | Dudley, Webster | 13.2 | 7.83 | 11.23 | 8.37 | 11.71 | 11.71 | 11.71 | 66.87% | 95.9% | 71.48% | 78.08% | Y | N | Y | 5 | 0 | 5
| 1031 | Massachusetts Electric | NE North | Merrimack Valley | Ward Hill |  | Haverhill | Distribution | 14-43L2 | Haverhill, Methuen | 13.2 | 9.58 | 11.17 | 6.8 | 11.77 | 11.77 | 11.77 | 81.39% | 94.9% | 57.77% | 78.02% | Y | N | Y | 5 | 0 | 5
| 245 | Massachusetts Electric | NE South | Southeast | Swansea Sub |  | Swansea | Distribution | 05-11W83 | Swansea | 13.8 | 7.8 | 7.13 | 7.15 | 9.44 | 9.44 | 9.44 | 82.63% | 75.53% | 75.74% | 77.97% | Y | N | Y | 5 | 0 | 5
| 37 | Massachusetts Electric | NE North | Central | Ayer |  | Ayer | Distribution | 01-201W3 | Ayer | 13.8 | 11.09 | 8 | 8.82 | 11.78 | 11.78 | 12.31 | 94.14% | 67.91% | 71.65% | 77.9% | Y | N | Y | 5 | 0 | 5
| 391 | Massachusetts Electric | NE South | Southeast | Read Street |  | Attleboro | Distribution | 05-9L2 | Attleboro | 13.2 | 10.55 | 8.58 | 8.44 | 11.8 | 11.8 | 11.8 | 89.41% | 72.71% | 71.53% | 77.88% | Y | N | Y | 5 | 0 | 5
| 443 | Massachusetts Electric | NE South | South Shore | West Quincy |  | Quincy | Distribution | 07-3W2 | Quincy | 13.8 | 8.89 | 8.04 | 8.21 | 10.76 | 10.76 | 10.76 | 82.62% | 74.72% | 76.3% | 77.88% | Y | N | Y | 5 | 0 | 5
| 1109 | Massachusetts Electric | NE North | Merrimack Valley | Billerica |  | Billerica | Distribution | 14-70L5 | Billerica | 13.2 | 8.92 | 9.35 | 9.21 | 11.77 | 11.77 | 11.77 | 75.79% | 79.44% | 78.25% | 77.82% | Y | N | Y | 5 | 0 | 5
| 599 | Massachusetts Electric | NE North | Western | Belchertown |  | Belchertown | Distribution | 09-509L2 | Belchertown, Ware | 13.2 | 8.31 | 7.9 | 8.06 | 11.09 | 10.08 | 10.08 | 74.93% | 78.37% | 79.96% | 77.76% | Y | N | Y | 5 | 0 | 5
| 798 | Massachusetts Electric | NE North | North Shore | W. Salem |  | Salem | Distribution | 12-29W3 | Lynn | 13.8 | 10.25 | 8.72 | 10.01 | 12.43 | 12.43 | 12.43 | 82.46% | 70.15% | 80.53% | 77.72% | Y | N | Y | 5 | 0 | 5
| 796 | Massachusetts Electric | NE North | North Shore | W. Salem |  | Salem | Distribution | 12-29W1 | Lynn, Saugus | 13.8 | 10.73 | 8.56 | 9.87 | 12.55 | 12.55 | 12.55 | 85.5% | 68.21% | 78.65% | 77.45% | Y | N | Y | 5 | 0 | 5
| 1 | Massachusetts Electric | NE North | Central | Lashaway |  | North Brookfield | Distribution | 01-0012 | North Brookfield | 23 | - | - | - | - | - | - | #VALUE! | #VALUE! | #VALUE! | #VALUE! | N | N | N
| 59 | Massachusetts Electric | NE North | Central | Snake Hill |  | Charlton | Distribution | 01-2235L7 | Charlton | 13.2 | 0 | 0 | - | 0 | 0 | - | #DIV/0! | #DIV/0! | #VALUE! | #DIV/0! | N | N | N
| 68 | Massachusetts Electric | NE North | Central | Sandy Pond |  | Ayer | Distribution | 01-237W1 | Ayer | 13.8 | 0 | 0 | 8.39 | 0 | 0 | 12.67 | #DIV/0! | #DIV/0! | 66.22% | #DIV/0! | N | N | N
| 127 | Massachusetts Electric | NE North | Central | Snow St. |  | Southbridge | Distribution | 01-413L8 | Southbridge | 13.2 | - | 10.94 | 11.04 | - | 11.8 | 11.8 | #VALUE! | 92.71% | 93.56% | #VALUE! | N | N | N
| 131 | Massachusetts Electric | NE North | Central | W. Charlton |  | Charlton | Distribution | 01-415L5 | Charlton, Lancaster, Sturbridge | 13.2 | 0 | 10 | - | 0 | 0 | - | #DIV/0! | #DIV/0! | #VALUE! | #DIV/0! | N | N | N
| 155 | Massachusetts Electric | NE North | Central | Dummy - 609W99 |  | Princeton | Distribution | 01-609W99 | Westminster | 7.97 | 0 | 0 | - | 0 | 0 | - | #DIV/0! | #DIV/0! | #VALUE! | #DIV/0! | N | N | N
| 191 | Massachusetts Electric | NE North | Central | Webster St. |  | Worcester | Distribution | 01-HT11-11A | Worcester | 13.8 | - | - | 2.08 | - | - | 8.39 | #VALUE! | #VALUE! | 24.79% | #VALUE! | N | N | N
| 192 | Massachusetts Electric | NE North | Central | Webster St. |  | Worcester | Distribution | 01-HT12 | Worcester | 13.8 | 0 | 0 | 1.94 | 0 | 0 | 0.19 | #DIV/0! | #DIV/0! | 1021% | #DIV/0! | N | N | N
| 193 | Massachusetts Electric | NE North | Central | Webster St. |  | Worcester | Distribution | 01-HT14 | Worcester | 13.8 | - | 1.2 | 2.18 | - | 8.2 | 8.2 | #VALUE! | 14.63% | 26.59% | #VALUE! | N | N | N
| 195 | Massachusetts Electric | NE North | Central | Faraday St. |  | Worcester | Distribution | 01-HT19 | Worcester | 13.8 | - | - | 2.72 | - | - | 6.91 | #VALUE! | #VALUE! | 39.36% | #VALUE! | N | N | N
| 198 | Massachusetts Electric | NE North | Central | Bloomingdale |  | Worcester | Distribution | 01-HT25 | Worcester | 13.8 | - | - | 4.96 | - | - | 0.31 | #VALUE! | #VALUE! | 1600% | #VALUE! | N | N | N
| 203 | Massachusetts Electric | NE North | Central | Greendale |  | Worcester | Distribution | 01-HT31 | Worcester | 13.8 | - | - | 5.43 | - | - | 7.39 | #VALUE! | #VALUE! | 73.48% | #VALUE! | N | N | N
| 204 | Massachusetts Electric | NE North | Central | Greendale |  | Worcester | Distribution | 01-HT32 | Worcester | 13.8 | - | - | 1 | - | - | 7.39 | #VALUE! | #VALUE! | 13.53% | #VALUE! | N | N | N
| 205 | Massachusetts Electric | NE North | Central | Greendale |  | Worcester | Distribution | 01-HT36 | Worcester | 13.8 | - | - | 6.01 | - | - | 6.86 | #VALUE! | #VALUE! | 87.61% | #VALUE! | N | N | N
| 206 | Massachusetts Electric | NE North | Central | Greendale |  | Worcester | Distribution | 01-HT37 | Worcester | 13.8 | - | - | 0.96 | - | - | 6.76 | #VALUE! | #VALUE! | 14.2% | #VALUE! | N | N | N
| 207 | Massachusetts Electric | NE North | Central | Greendale |  | Worcester | Distribution | 01-HT38 | Worcester | 13.8 | - | - | 5.13 | - | - | 8.08 | #VALUE! | #VALUE! | 63.49% | #VALUE! | N | N | N
| 208 | Massachusetts Electric | NE North | Central | Faraday St. |  | Worcester | Distribution | 01-HT39 | Worcester | 13.8 | - | - | 4.43 | - | - | 9.18 | #VALUE! | #VALUE! | 48.26% | #VALUE! | N | N | N
| 209 | Massachusetts Electric | NE North | Central | Webster St. |  | Worcester | Distribution | 01-HT40 | Worcester | 13.8 | - | - | - | - | - | - | #VALUE! | #VALUE! | #VALUE! | #VALUE! | N | N | N
| 212 | Massachusetts Electric | NE North | Central | Nashua St. |  | Worcester | Distribution | 01-HT45 | Worcester | 13.8 | - | - | 3.03 | - | - | 12.12 | #VALUE! | #VALUE! | 25% | #VALUE! | N | N | N
| 214 | Massachusetts Electric | NE North | Central | Nashua St. |  | Worcester | Distribution | 01-HT48 | Worcester | 13.8 | - | - | 5.93 | - | - | 9.54 | #VALUE! | #VALUE! | 62.16% | #VALUE! | N | N | N
| 215 | Massachusetts Electric | NE North | Central | Nashua St. |  | Worcester | Distribution | 01-HT52 | Worcester | 13.8 | - | - | 9 | - | - | 9.68 | #VALUE! | #VALUE! | 92.98% | #VALUE! | N | N | N
| 216 | Massachusetts Electric | NE North | Central | Grafton St. |  | Worcester | Distribution | 01-HT56B | Worcester | 13.8 | - | - | - | - | - | - | #VALUE! | #VALUE! | #VALUE! | #VALUE! | N | N | N
| 218 | Massachusetts Electric | NE North | Central | Faraday St. |  | Worcester | Distribution | 01-HT60 | Worcester | 13.8 | - | - | 4.62 | - | - | 8.29 | #VALUE! | #VALUE! | 55.73% | #VALUE! | N | N | N
| 219 | Massachusetts Electric | NE North | Central | Nashua St. |  | Worcester | Distribution | 01-HT61 | Worcester | 13.8 | - | - | 3.7 | - | - | 8.92 | #VALUE! | #VALUE! | 41.48% | #VALUE! | N | N | N
| 220 | Massachusetts Electric | NE North | Central | Sterling Muni |  | Lancaster | Distribution | 01-STERLING | Lancaster | 7.97 | 0 | 0 | - | 0 | 0 | - | #DIV/0! | #DIV/0! | #VALUE! | #DIV/0! | N | N | N
| 221 | Massachusetts Electric | NE North | Central | Multiple |  | Worcester | Transmission | 01-Worcester Network | Worcester | 13.8 | - | - | - | - | - | - | #VALUE! | #VALUE! | #VALUE! | #VALUE! | N | N | N
| 222 | Massachusetts Electric | NE South | Southeast | N/A |  | N/A | Distribution | 05-102W42 | N/A | N/A | 0 | 0 | - | 0 | 0 | - | #DIV/0! | #DIV/0! | #VALUE! | #DIV/0! | N | N | N
| 231 | Massachusetts Electric | NE South | Southeast | N/A |  | N/A | Distribution | 05-108W53 | N/A | N/A | 0 | 0 | - | 0 | 0 | - | #DIV/0! | #DIV/0! | #VALUE! | #DIV/0! | N | N | N
| 233 | Massachusetts Electric | NE South | Southeast | Dummy-112W43 |  | Wrentham | Distribution | 05-112W43 | Wrentham | 7.97 | 0 | 0 | - | 0 | 0 | - | #DIV/0! | #DIV/0! | #VALUE! | #DIV/0! | N | N | N
| 234 | Massachusetts Electric | NE South | Southeast | N/A |  | N/A | Distribution | 05-112W44 | N/A | N/A | 0 | 0 | - | 0 | 0 | - | #DIV/0! | #DIV/0! | #VALUE! | #DIV/0! | N | N | N
| 248 | Massachusetts Electric | NE South | Southeast | N/A |  | N/A | Distribution | 05-127W40 | N/A | N/A | 0 | 0 | - | 0 | 0 | - | #DIV/0! | #DIV/0! | #VALUE! | #DIV/0! | N | N | N
| 260 | Massachusetts Electric | NE South | Southeast | West Street |  | Attleboro | Sub-Transmission | 2248-05-01 | Rehoboth, Seekonk | 23 | 5.2 | 5.6 | 2.7 | 17.6 | 0 | 0.7 | 29.55% | #DIV/0! | 385.7% | #DIV/0! | N | N | N
| 261 | Massachusetts Electric | NE South | Southeast | Mink Street |  | Seekonk | Distribution | 2267-05-01 | Seekonk | 23 | 4.2 | 3.5 | 9 | 14.5 | 0 | 0.58 | 28.97% | #DIV/0! | 1552% | #DIV/0! | N | N | N
| 262 | Massachusetts Electric | NE South | Southeast | West Street |  | Attleboro | Sub-Transmission | 2274-05-01 | Attleboro, Plainville | 23 | 14.1 | 14.5 | 15.8 | 33.8 | 0 | 1.35 | 41.72% | #DIV/0! | 1170% | #DIV/0! | N | N | N
| 263 | Massachusetts Electric | NE South | Southeast | South Wrentham |  | Wrentham | Sub-Transmission | 2284-05-01 | Franklin, Plainville, Wrentham | 23 | 22.1 | 23.2 | 22.5 | 37.9 | 0 | 1.51 | 58.31% | #DIV/0! | 1490% | #DIV/0! | N | N | N
| 264 | Massachusetts Electric | NE South | Southeast | South Wrentham |  | Wrentham | Distribution | 2286-05-01 | Plainville | 23 | 17.3 | 23.6 | 19.7 | 35.1 | 0 | 1.4 | 49.29% | #DIV/0! | 1407% | #DIV/0! | N | N | N
| 265 | Massachusetts Electric | NE South | Southeast | Foxboro 1 |  | Foxborough | Distribution | 2287-05-01 | Foxborough | 23 | 18.7 | 20.5 | 19 | 31.9 | 0 | 1.27 | 58.62% | #DIV/0! | 1496% | #DIV/0! | N | N | N
| 266 | Massachusetts Electric | NE South | Southeast | Plainville |  | Plainville | Distribution | 2289-05-01 | Plainville | 23 | 1.5 | 2.6 | 3 | 31.9 | 0 | 0.65 | 4.702% | #DIV/0! | 461.5% | #DIV/0! | N | N | N
| 267 | Massachusetts Electric | NE South | Southeast | West Street |  | Attleboro | Distribution | 2025-05-24 | Attleboro | 23 | 0 | 2.9 | 3 | 17.6 | 0 | 0.7 | 0% | #DIV/0! | 428.6% | #DIV/0! | N | N | N
| 268 | Massachusetts Electric | NE South | Southeast | Dummy-2468W1 |  | Foxborough | Distribution | 05-2468W1 | Foxborough | 13.8 | - | - | - | - | - | - | #VALUE! | #VALUE! | #VALUE! | #VALUE! | N | N | N
| 269 | Massachusetts Electric | NE South | Southeast | Dummy-26W5 |  | Blackstone | Distribution | 05-26W5 | Blackstone | 13.8 | 0 | 0 | - | 0 | 0 | - | #DIV/0! | #DIV/0! | #VALUE! | #DIV/0! | N | N | N
| 272 | Massachusetts Electric | NE South | Southeast | Sykes Rd. Sub |  | Fall River | Distribution | 05-28W42 | Fall River | 13.8 | #VALUE! | 8.09 | 8.82 | 14.27 | 14.27 | 14.27 | #VALUE! | 56.69% | 61.81% | #VALUE! | N | N | N
| 325 | Massachusetts Electric | NE South | Southeast | Reynolds Ave Sub |  | Rehoboth | Distribution | 05-3323L2 | Dighton, Rehoboth, Swansea | 13.2 | 0 | 0 | 6.53 | 0 | 0 | 12.07 | #DIV/0! | #DIV/0! | 54.1% | #DIV/0! | N | N | N
| 326 | Massachusetts Electric | NE South | Southeast | Reynolds Ave Sub |  | Rehoboth | Distribution | 05-3323L3 | Dighton, Rehoboth | 13.2 | 0 | 0 | 0 | 0 | 0 | 12.07 | #DIV/0! | #DIV/0! | 0% | #DIV/0! | N | N | N
| 327 | Massachusetts Electric | NE South | Southeast | Mendon |  | Mendon | Distribution | 05-332W1 | Blackstone, Hopedale, Mendon, Milford, Northbridge, Upton, Uxbridge | 13.8 | - | - | - | - | - | - | #VALUE! | #VALUE! | #VALUE! | #VALUE! | N | N | N
| 339 | Massachusetts Electric | NE South | Southeast | N/A |  | N/A | Distribution | 05-33F1 | N/A | N/A | 0 | 0 | - | 0 | 0 | - | #DIV/0! | #DIV/0! | #VALUE! | #DIV/0! | N | N | N
| 340 | Massachusetts Electric | NE South | Southeast | N/A |  | N/A | Distribution | 05-33F4 | N/A | N/A | 0 | 0 | - | 0 | 0 | - | #DIV/0! | #DIV/0! | #VALUE! | #DIV/0! | N | N | N
| 377 | Massachusetts Electric | NE South | Southeast | Dummy-65H4 |  | Bellingham | Distribution | 05-65H4 | Bellingham, Franklin | 7.97 | - | - | - | - | - | - | #VALUE! | #VALUE! | #VALUE! | #VALUE! | N | N | N
| 396 | Massachusetts Electric | NE South | Southeast | North Attleboro Muni |  | North Attleborough | Distribution | 05-9L8881 | Attleboro | 7.97 | 0 | 0 | - | 0 | 0 | - | #DIV/0! | #DIV/0! | #VALUE! | #DIV/0! | N | N | N
| 397 | Massachusetts Electric | NE South | Southeast | N/A |  | N/A | N/A | 05-MUNI_E-9 | N/A | N/A | 0 | 0 | - | 0 | 0 | - | #DIV/0! | #DIV/0! | #VALUE! | #DIV/0! | N | N | N
| 407 | Massachusetts Electric | NE South | South Shore | Field St |  | Quincy | Distribution | 07-1202 | Quincy | 13.8 | 3.73 | 3.73 | 3.73 | 9.2 | 0 | 0.22 | 40.54% | #DIV/0! | 1695% | #DIV/0! | N | N | N
| 408 | Massachusetts Electric | NE South | South Shore | Field St |  | Quincy | Distribution | 07-1224 | Quincy | 13.8 | 3.21 | 3.21 | 3.21 | 8.84 | 0 | 0.21 | 36.31% | #DIV/0! | 1529% | #DIV/0! | N | N | N
| 431 | Massachusetts Electric | NE South | South Shore | Brockton |  | Brockton | Distribution | 07-20W10 | Brockton | 13.8 | - | - | - | - | - | - | #VALUE! | #VALUE! | #VALUE! | #VALUE! | N | N | N
| 432 | Massachusetts Electric | NE South | South Shore | Brockton |  | Brockton | Distribution | 07-20W13 | Brockton | 13.8 | - | - | - | - | - | - | #VALUE! | #VALUE! | #VALUE! | #VALUE! | N | N | N
| 433 | Massachusetts Electric | NE South | South Shore | Brockton |  | Brockton | Distribution | 07-20W6 | Brockton | 13.8 | 0 | 0 | - | 0 | 0 | - | #DIV/0! | #DIV/0! | #VALUE! | #DIV/0! | N | N | N
| 434 | Massachusetts Electric | NE South | South Shore | Brockton |  | Brockton | Distribution | 07-20W7 | Brockton | 13.8 | 0 | 0 | - | 0 | 0 | - | #DIV/0! | #DIV/0! | #VALUE! | #DIV/0! | N | N | N
| 435 | Massachusetts Electric | NE South | South Shore | Brockton |  | Brockton | Distribution | 07-20W8 | Brockton | 13.8 | 0 | 0 | - | 0 | 0 | - | #DIV/0! | #DIV/0! | #VALUE! | #DIV/0! | N | N | N
| 436 | Massachusetts Electric | NE South | South Shore | Brockton |  | Brockton | Distribution | 07-20W9 | Brockton | 13.8 | 0 | 0 | - | 0 | 0 | - | #DIV/0! | #DIV/0! | #VALUE! | #DIV/0! | N | N | N
| 440 | Massachusetts Electric | NE South | South Shore | Field St |  | Quincy | Distribution | 07-304 | Quincy | 13.8 | - | - | - | - | - | - | #VALUE! | #VALUE! | #VALUE! | #VALUE! | N | N | N
| 454 | Massachusetts Electric | NE South | South Shore | Dummy-601W79 |  | Stoughton | Distribution | 07-601W79 | Stoughton | 7.97 | - | - | - | - | - | - | #VALUE! | #VALUE! | #VALUE! | #VALUE! | N | N | N
| 455 | Massachusetts Electric | NE South | South Shore | Dummy-602W100 |  | Bridgewater | Distribution | 07-602W100 | Bridgewater | 7.97 | - | - | - | - | - | - | #VALUE! | #VALUE! | #VALUE! | #VALUE! | N | N | N
| 456 | Massachusetts Electric | NE South | South Shore | Dummy-602W101 |  | Canton | Distribution | 07-602W101 | Stoughton | 13.8 | - | - | - | - | - | - | #VALUE! | #VALUE! | #VALUE! | #VALUE! | N | N | N
| 554 | Massachusetts Electric | NE South | South Shore | Brockton-Network |  | Brockton | Transmission | 07-Brockton Network | Brockton | 13.8 | - | - | - | - | - | - | #VALUE! | #VALUE! | #VALUE! | #VALUE! | N | N | N
| 555 | Massachusetts Electric | NE North | Western | Palmer 503 |  | Palmer | Distribution | 09-0504 | Monson, Palmer | 23 | - | - | - | - | - | - | #VALUE! | #VALUE! | #VALUE! | #VALUE! | N | N | N
| 557 | Massachusetts Electric | NE North | Western | Adams |  | Adams | Sub-Transmission | 09-1003 | Adams | 23 | 9.9 | 8.7 | 8.9 | 25.69 | 0 | 1.02 | 38.54% | #DIV/0! | 872.5% | #DIV/0! | N | N | N
| 560 | Massachusetts Electric | NE North | Western | Adams |  | Adams | Sub-Transmission | 09-1004 | North Adams | 23 | 10.7 | 10.3 | 10.5 | 25.89 | 0 | 1.03 | 41.33% | #DIV/0! | 1019% | #DIV/0! | N | N | N
| 564 | Massachusetts Electric | NE North | Western | Dummy-1018K1 |  | Hancock | Distribution | 09-1018K1 | Hancock | 23 | - | - | - | - | - | - | #VALUE! | #VALUE! | #VALUE! | #VALUE! | N | N | N
| 568 | Massachusetts Electric | NE North | Western | Dummy-1050W1050 |  | Hancock | Distribution | 09-1050W1050 | Hancock | 4.8 | - | - | - | - | - | - | #VALUE! | #VALUE! | #VALUE! | #VALUE! | N | N | N
| 569 | Massachusetts Electric | NE North | Western | Dummy-1051M1050 |  | Hancock | Distribution | 09-1051M1050 | Hancock | 4.8 | - | - | - | - | - | - | #VALUE! | #VALUE! | #VALUE! | #VALUE! | N | N | N
| 570 | Massachusetts Electric | NE North | Western | Dummy-1052M1050 |  | Hancock | Distribution | 09-1052M1050 | Hancock | 4.8 | - | - | - | - | - | - | #VALUE! | #VALUE! | #VALUE! | #VALUE! | N | N | N
| 571 | Massachusetts Electric | NE North | Western | Dummy-1059L527 |  | Granby | Distribution | 09-1059L527 | Granby | 13.2 | - | - | - | - | - | - | #VALUE! | #VALUE! | #VALUE! | #VALUE! | N | N | N
| 572 | Massachusetts Electric | NE North | Western | Dummy-003 |  | Stockbridge | Sub-Transmission | 09-1101 | Great Barrington | 23 | - | - | - | - | - | - | #VALUE! | #VALUE! | #VALUE! | #VALUE! | N | N | N
| 586 | Massachusetts Electric | NE North | Western | Ware |  | Ware | Distribution | 09-501L4 | Ware | 13.2 | - | 4.77 | 4.68 | - | 11.66 | 11.66 | #VALUE! | 40.91% | 40.14% | #VALUE! | N | N | N
| 597 | Massachusetts Electric | NE North | Western | Dummy-508L50 |  | East Longmeadow | Distribution | 09-508L50 | East Longmeadow | 7.62 | - | - | - | - | - | - | #VALUE! | #VALUE! | #VALUE! | #VALUE! | N | N | N
| 612 | Massachusetts Electric | NE North | Western | Dummy-551L5081 |  | East Longmeadow | Distribution | 09-551L5081 | East Longmeadow | 7.62 | - | - | - | - | - | - | #VALUE! | #VALUE! | #VALUE! | #VALUE! | N | N | N
| 625 | Massachusetts Electric | NE North | Western | Dummy-8888G1 |  | Hawley | Distribution | 09-8888G1 | Hawley | 4.8 | - | - | - | - | - | - | #VALUE! | #VALUE! | #VALUE! | #VALUE! | N | N | N
| 626 | Massachusetts Electric | NE North | Western | Wmeco |  | Hawley | Distribution | 09-8888G10 | Hawley | 4.8 | - | - | - | - | - | - | #VALUE! | #VALUE! | #VALUE! | #VALUE! | N | N | N
| 627 | Massachusetts Electric | NE North | Western | Dummy-8888G11 |  | Hawley | Distribution | 09-8888G11 | Hawley | 4.8 | - | - | - | - | - | - | #VALUE! | #VALUE! | #VALUE! | #VALUE! | N | N | N
| 628 | Massachusetts Electric | NE North | Western | Dummy-8888G12 |  | Heath | Distribution | 09-8888G12 | Heath | 4.8 | - | - | - | - | - | - | #VALUE! | #VALUE! | #VALUE! | #VALUE! | N | N | N
| 629 | Massachusetts Electric | NE North | Western | Dummy-8888G13 |  | Heath | Distribution | 09-8888G13 | Heath | 4.8 | - | - | - | - | - | - | #VALUE! | #VALUE! | #VALUE! | #VALUE! | N | N | N
| 630 | Massachusetts Electric | NE North | Western | Dummy-8888G9 |  | Hawley | Distribution | 09-8888G9 | Hawley | 4.8 | - | - | - | - | - | - | #VALUE! | #VALUE! | #VALUE! | #VALUE! | N | N | N
| 631 | Massachusetts Electric | NE North | Western | Dummy-8888L4 |  | East Longmeadow | Distribution | 09-8888L4 | East Longmeadow | 7.62 | - | - | - | - | - | - | #VALUE! | #VALUE! | #VALUE! | #VALUE! | N | N | N
| 632 | Massachusetts Electric | NE North | Western | Dummy-004 |  | Northampton | Distribution | 09-8888W15 | Northampton | 13.8 | - | - | - | - | - | - | #VALUE! | #VALUE! | #VALUE! | #VALUE! | N | N | N
| 633 | Massachusetts Electric | NE North | Western | Dummy-8888W16 |  | Northampton | Distribution | 09-8888W16 | Northampton | 13.8 | - | - | - | - | - | - | #VALUE! | #VALUE! | #VALUE! | #VALUE! | N | N | N
| 642 | Massachusetts Electric | NE North | Western | Dummy-99999 |  | Sheffield | Distribution | 09-99999 | Sheffield | 13.2 | - | - | - | - | - | - | #VALUE! | #VALUE! | #VALUE! | #VALUE! | N | N | N
| 643 | Massachusetts Electric | NE North | Western | Dummy-8888M541 |  | Easthampton | Distribution | 09-M541 | Northampton | 4.8 | - | - | - | - | - | - | #VALUE! | #VALUE! | #VALUE! | #VALUE! | N | N | N
| 645 | Massachusetts Electric | NE North | North Shore | Thorndike St. |  | Everett | Distribution | 12-10C1 | Everett | 4.16 | 0.66 | - | - | 2.26 | - | - | 29.2% | #VALUE! | #VALUE! | #VALUE! | N | N | N
| 646 | Massachusetts Electric | NE North | North Shore | Thorndike St. |  | Everett | Distribution | 12-10J5 | Everett | 4.16 | 0.89 | - | - | 2.82 | - | - | 31.56% | #VALUE! | #VALUE! | #VALUE! | N | N | N
| 647 | Massachusetts Electric | NE North | North Shore | Thorndike St. |  | Everett | Distribution | 12-10J6 | Everett | 4.16 | 1.8 | - | - | 2.77 | - | - | 64.98% | #VALUE! | #VALUE! | #VALUE! | N | N | N
| 741 | Massachusetts Electric | NE North | North Shore | W. Salem |  | Salem | Distribution | 12-2302E | Salem | 23 | 7.4 | 6.7 | 6.97 | 32.47 | 0 | 1.29 | 22.79% | #DIV/0! | 540.3% | #DIV/0! | N | N | N
| 742 | Massachusetts Electric | NE North | North Shore | Melrose |  | Melrose | Sub-Transmission | 2303-12-01 | Malden | 23 | 0 | 3.44 | 3.8 | 0 | 0 | 0.44 | #DIV/0! | #DIV/0! | 863.6% | #DIV/0! | N | N | N
| 743 | Massachusetts Electric | NE North | North Shore | Revere |  | Revere | Sub-Transmission | 2306-12-01 | Revere | 23 | 1.4 | 1.79 | 1.9 | 10.96 | 0 | 0.44 | 12.77% | #DIV/0! | 431.8% | #DIV/0! | N | N | N
| 744 | Massachusetts Electric | NE North | North Shore | Everett |  | Everett | Sub-Transmission | 2310-12-01 | Everett | 23 | 8.3 | 6.17 | 4.1 | 14.14 | 0 | 0.56 | 58.7% | #DIV/0! | 732.1% | #DIV/0! | N | N | N
| 745 | Massachusetts Electric | NE North | North Shore | Malden |  | Malden | Sub-Transmission | 2311-12-01 | Malden | 23 | 0 | 0.4 | 0.4 | 0 | 0 | 0.37 | #DIV/0! | #DIV/0! | 108.1% | #DIV/0! | N | N | N
| 746 | Massachusetts Electric | NE North | North Shore | Wellington |  | Medford | Sub-Transmission | 2314-12-01 | Malden | 23 | 0.3 | 5.01 | 3.35 | 11.35 | 0 | 0.45 | 2.643% | #DIV/0! | 744.4% | #DIV/0! | N | N | N
| 747 | Massachusetts Electric | NE North | North Shore | Malden |  | Malden | Distribution | 2316-12-01 | Malden | 23 | 0.4 | 1 | 1 | 12.15 | 0 | 0.48 | 3.292% | #DIV/0! | 208.3% | #DIV/0! | N | N | N
| 748 | Massachusetts Electric | NE North | North Shore | Beverly |  | Beverly | Sub-Transmission | 2318-12-01 | Beverly | 23 | 10.5 | 9.6 | 15.33 | 19.5 | 0 | 0.78 | 53.85% | #DIV/0! | 1965% | #DIV/0! | N | N | N
| 749 | Massachusetts Electric | NE North | North Shore | Gloucester |  | Gloucester | Sub-Transmission | 2327-12-01 | Beverly, Gloucester | 23 | 0 | 0 | 0.6 | 15.5 | 0 | 0.62 | 0% | #DIV/0! | 96.77% | #DIV/0! | N | N | N
| 750 | Massachusetts Electric | NE North | North Shore | Wellington |  | Medford | Sub-Transmission | 2333-12-01 | Malden | 23 | 1 | 3.01 | 2.64 | 14.74 | 0 | 0.59 | 6.784% | #DIV/0! | 447.5% | #DIV/0! | N | N | N
| 751 | Massachusetts Electric | NE North | North Shore | Melrose |  | Melrose | Sub-Transmission | 2335-12-01 | Melrose | 23 | 7.4 | 6.45 | 7.2 | 11.11 | 0 | 0.44 | 66.61% | #DIV/0! | 1636% | #DIV/0! | N | N | N
| 752 | Massachusetts Electric | NE North | North Shore | Thorndike St. |  | Everett | Sub-Transmission | 2337-12-01 | Everett | 23 | 0.6 | 0.57 | 0.6 | 8.76 | 0 | 0.35 | 6.849% | #DIV/0! | 171.4% | #DIV/0! | N | N | N
| 753 | Massachusetts Electric | NE North | North Shore | Thorndike St. |  | Everett | Sub-Transmission | 2338-12-01 | Everett | 23 | 3.1 | 2.43 | 2.3 | 9.96 | 0 | 0.4 | 31.12% | #DIV/0! | 575% | #DIV/0! | N | N | N
| 754 | Massachusetts Electric | NE North | North Shore | Revere |  | Revere | Distribution | 2340-12-01 | Revere | 23 | 10.3 | 11.33 | 11.7 | 20.6 | 0 | 0.82 | 50% | #DIV/0! | 1427% | #DIV/0! | N | N | N
| 755 | Massachusetts Electric | NE North | North Shore | Mystic #250 |  | Everett | Sub-Transmission | 12-2341-2132 | Everett | 23 | - | - | - | - | - | - | #VALUE! | #VALUE! | #VALUE! | #VALUE! | N | N | N
| 756 | Massachusetts Electric | NE North | North Shore | Malden |  | Malden | Sub-Transmission | 2342-12-01 | Malden | 23 | 0.4 | 0.4 | 0.4 | 8.17 | 0 | 0.33 | 4.896% | #DIV/0! | 121.2% | #DIV/0! | N | N | N
| 757 | Massachusetts Electric | NE North | North Shore | Salem Peabody St. |  | Salem | Sub-Transmission | 2343-12-01 | Salem | 23 | 2.4 | 1.4 | 2.46 | 9.4 | 0 | 0.37 | 25.53% | #DIV/0! | 664.9% | #DIV/0! | N | N | N
| 758 | Massachusetts Electric | NE North | North Shore | Wellington |  | Medford | Sub-Transmission | 2344-12-01 | Medford | 23 | 4.8 | 3.33 | 7.6 | 9.32 | 0 | 0.37 | 51.5% | #DIV/0! | 2054% | #DIV/0! | N | N | N
| 759 | Massachusetts Electric | NE North | North Shore | Thorndike St. |  | Everett | Sub-Transmission | 2346-12-01 | Everett | 23 | 11.6 | 11.6 | 18 | 21.3 | 0 | 0.85 | 54.46% | #DIV/0! | 2118% | #DIV/0! | N | N | N
| 760 | Massachusetts Electric | NE North | North Shore | Salem |  | Salem | Sub-Transmission | 2349-12-01 | Salem | 23 | 6 | 4.6 | 5.4 | 12.75 | 0 | 0.51 | 47.06% | #DIV/0! | 1059% | #DIV/0! | N | N | N
| 761 | Massachusetts Electric | NE North | North Shore | Melrose |  | Melrose | Sub-Transmission | 2359-12-01 | Melrose | 23 | 1.2 | 1.45 | 0 | 11.23 | 0 | 0.44 | 10.69% | #DIV/0! | 0% | #DIV/0! | N | N | N
| 762 | Massachusetts Electric | NE North | North Shore | Salem |  | Salem | Sub-Transmission | 2360-12-01 | Salem | 23 | 0 | 11.9 | 12.1 | 0 | 0 | 0.6 | #DIV/0! | #DIV/0! | 2017% | #DIV/0! | N | N | N
| 763 | Massachusetts Electric | NE North | North Shore | Gloucester |  | Gloucester | Sub-Transmission | 2364-12-01 | Gloucester | 23 | 12.3 | 9.96 | 12.2 | 15.7 | 0 | 0.63 | 78.34% | #DIV/0! | 1937% | #DIV/0! | N | N | N
| 764 | Massachusetts Electric | NE North | North Shore | N. Beverly |  | Beverly | Sub-Transmission | 2365-12-01 | Beverly | 23 | 2.2 | 2.1 | 2.1 | 16.13 | 0 | 0.64 | 13.64% | #DIV/0! | 328.1% | #DIV/0! | N | N | N
| 765 | Massachusetts Electric | NE North | North Shore | Railyard |  | Salem | Sub-Transmission | 2370-12-01 | Salem | 23 | 13.7 | 12.3 | 13.9 | 23.26 | 0 | 0.93 | 58.9% | #DIV/0! | 1495% | #DIV/0! | N | N | N
| 766 | Massachusetts Electric | NE North | North Shore | Everett |  | Everett | Sub-Transmission | 2397-12-01 | Medford | 23 | - | - | - | - | - | - | #VALUE! | #VALUE! | #VALUE! | #VALUE! | N | N | N
| 774 | Massachusetts Electric | NE North | North Shore | Everett |  | Everett | Distribution | 2400-12-01 | Medford | 23 | - | - | - | - | - | - | #VALUE! | #VALUE! | #VALUE! | #VALUE! | N | N | N
| 775 | Massachusetts Electric | NE North | North Shore | Thorndike St. |  | Everett | Distribution | 2401-12-01 | Everett | 23 | 2.5 | 2.23 | 1.8 | 14.06 | 0 | 0.56 | 17.78% | #DIV/0! | 321.4% | #DIV/0! | N | N | N
| 776 | Massachusetts Electric | NE North | North Shore | Lynnway |  | Lynn | Sub-Transmission | 2410-12-01 | Lynn | 23 | 0 | 0 | - | 0 | 0 | - | #DIV/0! | #DIV/0! | #VALUE! | #DIV/0! | N | N | N
| 851 | Massachusetts Electric | NE North | North Shore | Hendersonville |  | Everett | Distribution | 12-593W7 | Everett | 13.8 | 0 | 0 | - | 0 | 0 | - | #DIV/0! | #DIV/0! | #VALUE! | #DIV/0! | N | N | N
| 892 | Massachusetts Electric | NE North | North Shore | Dummy-99J1 |  | Topsfield | Distribution | 12-99J1 | Topsfield | 4.16 | - | - | - | - | - | - | #VALUE! | #VALUE! | #VALUE! | #VALUE! | N | N | N
| 902 | Massachusetts Electric | NE North | North Shore | Lynn 21 |  | Lynn | Transmission | 12-Lynn Network | Lynn | 13.8 | - | - | - | - | - | - | #VALUE! | #VALUE! | #VALUE! | #VALUE! | N | N | N
| 903 | Massachusetts Electric | NE North | Merrimack Valley | Reading |  | Wilmington | Distribution | 14-11W1 | Andover | 7.97 | - | - | - | - | - | - | #VALUE! | #VALUE! | #VALUE! | #VALUE! | N | N | N
| 904 | Massachusetts Electric | NE North | Merrimack Valley | Eversource 416H9 |  | Westford | Distribution | 14-12J1 | Westford | 13.8 | - | - | - | - | - | - | #VALUE! | #VALUE! | #VALUE! | #VALUE! | N | N | N
| 905 | Massachusetts Electric | NE North | Merrimack Valley | Tewksbury |  | Tewksbury | Sub-Transmission | 14-1302 | Tewksbury | 13.8 | 6.1 | 6 | 6.7 | 20.1 | 0 | 0.48 | 30.35% | #DIV/0! | 1396% | #DIV/0! | N | N | N
| 906 | Massachusetts Electric | NE North | Merrimack Valley | Lawrence |  | Lawrence | Distribution | 14-1311X | Lawrence | 13.8 | - | - | - | - | - | - | #VALUE! | #VALUE! | #VALUE! | #VALUE! | N | N | N
| 907 | Massachusetts Electric | NE North | Merrimack Valley | Andover |  | Andover | Sub-Transmission | 14-1312A | Andover | 13.8 | - | - | - | - | - | - | #VALUE! | #VALUE! | #VALUE! | #VALUE! | N | N | N
| 908 | Massachusetts Electric | NE North | Merrimack Valley | Lawrence |  | Lawrence | Distribution | 14-1312L | Lawrence | 13.8 | - | - | - | - | - | - | #VALUE! | #VALUE! | #VALUE! | #VALUE! | N | N | N
| 909 | Massachusetts Electric | NE North | Merrimack Valley | Lawrence |  | Lawrence | Distribution | 14-1314 | Lawrence | 13.8 | 1.1 | 1.04 | 1.56 | 6.6 | 0 | 0.16 | 16.67% | #DIV/0! | 975% | #DIV/0! | N | N | N
| 910 | Massachusetts Electric | NE North | Merrimack Valley | Andover |  | Andover | Distribution | 14-1314A | Andover | 13.8 | - | - | - | - | - | - | #VALUE! | #VALUE! | #VALUE! | #VALUE! | N | N | N
| 911 | Massachusetts Electric | NE North | Merrimack Valley | Lawrence |  | Lawrence | Distribution | 14-1319 | Lawrence | 13.8 | 0.71 | 0.48 | 0.96 | 4.8 | 0 | 0.11 | 14.79% | #DIV/0! | 872.7% | #DIV/0! | N | N | N
| 912 | Massachusetts Electric | NE North | Merrimack Valley | Lawrence |  | Lawrence | Distribution | 14-1321 | Lawrence | 13.8 | 5.95 | 5.58 | 7.17 | 7.5 | 0 | 0.18 | 79.33% | #DIV/0! | 3983% | #DIV/0! | N | N | N
| 913 | Massachusetts Electric | NE North | Merrimack Valley | Tewksbury |  | Tewksbury | Sub-Transmission | 14-1323 | Tewksbury | 13.8 | 0 | 9.5 | 11.2 | 0 | 0 | 0.39 | #DIV/0! | #DIV/0! | 2872% | #DIV/0! | N | N | N
| 914 | Massachusetts Electric | NE North | Merrimack Valley | Lawrence |  | Lawrence | Distribution | 14-1324 | Lawrence | 13.8 | 1.31 | 1.62 | 1.51 | 7.4 | 0 | 0.18 | 17.7% | #DIV/0! | 838.9% | #DIV/0! | N | N | N
| 915 | Massachusetts Electric | NE North | Merrimack Valley | Lawrence |  | Lawrence | Distribution | 14-1325 | Lawrence | 13.8 | 0.83 | 1.21 | 1.67 | 9.6 | 0 | 0.23 | 8.646% | #DIV/0! | 726.1% | #DIV/0! | N | N | N
| 934 | Massachusetts Electric | NE North | Merrimack Valley | N/A |  | N/A | Distribution | 14-19L6 | N/A | N/A | 0 | 0 | - | 0 | 0 | - | #DIV/0! | #DIV/0! | #VALUE! | #DIV/0! | N | N | N
| 935 | Massachusetts Electric | NE North | Merrimack Valley | N/A |  | N/A | Distribution | 14-19L8 | N/A | N/A | 0 | 0 | - | 0 | 0 | - | #DIV/0! | #DIV/0! | #VALUE! | #DIV/0! | N | N | N
| 954 | Massachusetts Electric | NE North | Merrimack Valley | Ward Hill |  | Haverhill | Sub-Transmission | 14-2326 | Lawrence, Lowell, North Andover | 23 | 21.3 | 21.8 | 21.4 | 44.02 | 0 | 1.75 | 48.39% | #DIV/0! | 1223% | #DIV/0! | N | N | N
| 955 | Massachusetts Electric | NE North | Merrimack Valley | King Street |  | Groveland | Sub-Transmission | 14-2329 | Haverhill | 23 | 0 | 9.1 | 10.7 | 0 | 0 | 1.8 | #DIV/0! | #DIV/0! | 594.4% | #DIV/0! | N | N | N
| 956 | Massachusetts Electric | NE North | Merrimack Valley | N/A |  | N/A | Distribution | 14-2354 | N/A | N/A | 21.4 | 20.5 | 21.1 | 40.4 | 0 | 1.61 | 52.97% | #DIV/0! | 1311% | #DIV/0! | N | N | N
| 957 | Massachusetts Electric | NE North | Merrimack Valley | South Broadway |  | Lawrence | Sub-Transmission | 14-2355 | Lawrence, Methuen | 23 | 23 | 19.3 | 25.2 | 42.23 | 0 | 1.68 | 54.46% | #DIV/0! | 1500% | #DIV/0! | N | N | N
| 958 | Massachusetts Electric | NE North | Merrimack Valley | Ward Hill |  | Haverhill | Sub-Transmission | 14-2356 | Haverhill | 23 | 18.9 | 10.7 | 15.1 | 45.22 | 0 | 1.8 | 41.8% | #DIV/0! | 838.9% | #DIV/0! | N | N | N
| 959 | Massachusetts Electric | NE North | Merrimack Valley | Ward Hill |  | Haverhill | Sub-Transmission | 14-2358 | North Andover | 23 | 21.5 | 22.2 | 23.7 | 44.02 | 0 | 1.75 | 48.84% | #DIV/0! | 1354% | #DIV/0! | N | N | N
| 960 | Massachusetts Electric | NE North | Merrimack Valley | Ward Hill |  | Haverhill | Sub-Transmission | 14-2371 | Haverhill | 23 | 44.6 | 45.7 | 44.3 | 47.01 | 0 | 1.87 | 94.87% | #DIV/0! | 2369% | #DIV/0! | N | N | N
| 961 | Massachusetts Electric | NE North | Merrimack Valley | South Broadway |  | Lawrence | Sub-Transmission | 14-2374 | Andover, Lawrence | 23 | 11 | 13.3 | 14.6 | 45.2 | 0 | 1.8 | 24.34% | #DIV/0! | 811.1% | #DIV/0! | N | N | N
| 962 | Massachusetts Electric | NE North | Merrimack Valley | Ward Hill |  | Haverhill | Sub-Transmission | 14-2375 | North Andover | 23 | 12.9 | 12.8 | 12.1 | 27.01 | 0 | 1.75 | 47.76% | #DIV/0! | 691.4% | #DIV/0! | N | N | N
| 963 | Massachusetts Electric | NE North | Merrimack Valley | West Amesbury |  | Amesbury | Sub-Transmission | 14-2377N | Amesbury, Salisbury | 23 | 22.6 | 18.2 | 22.7 | 44 | 0 | 1.69 | 51.36% | #DIV/0! | 1343% | #DIV/0! | N | N | N
| 964 | Massachusetts Electric | NE North | Merrimack Valley | Meadowbrook |  | Chelmsford | Sub-Transmission | 14-2381 | Lowell | 23 | 12.7 | 10.6 | 11.5 | 35 | 0 | 1.29 | 36.29% | #DIV/0! | 891.5% | #DIV/0! | N | N | N
| 965 | Massachusetts Electric | NE North | Merrimack Valley | Meadowbrook |  | Chelmsford | Distribution | 14-2382 | Lowell | 23 | 3.8 | 4.2 | 3.6 | 16.25 | 0 | 0.65 | 23.38% | #DIV/0! | 553.8% | #DIV/0! | N | N | N
| 966 | Massachusetts Electric | NE North | Merrimack Valley | Meadowbrook |  | Chelmsford | Distribution | 14-2383 | Chelmsford | 23 | 26.2 | 20.5 | 21.01 | 40.6 | 0 | 1.62 | 64.53% | #DIV/0! | 1297% | #DIV/0! | N | N | N
| 967 | Massachusetts Electric | NE North | Merrimack Valley | Meadowbrook |  | Chelmsford | Sub-Transmission | 14-2384 | Billerica, Chelmsford, Westford | 23 | 12.4 | 9.5 | 9.8 | 38.44 | 0 | 1.53 | 32.26% | #DIV/0! | 640.5% | #DIV/0! | N | N | N
| 968 | Massachusetts Electric | NE North | Merrimack Valley | Billerica |  | Billerica | Sub-Transmission | 14-2385 | Billerica, Tewksbury | 23 | 2.5 | 4.1 | 11.5 | 14.54 | 0 | 1.29 | 17.19% | #DIV/0! | 891.5% | #DIV/0! | N | N | N
| 969 | Massachusetts Electric | NE North | Merrimack Valley | North Chelmsford |  | Chelmsford | Sub-Transmission | 14-2386 | Lowell | 23 | 30.6 | 28.7 | 29 | 51.1 | 0 | 2.04 | 59.88% | #DIV/0! | 1422% | #DIV/0! | N | N | N
| 970 | Massachusetts Electric | NE North | Merrimack Valley | North Chelmsford |  | Chelmsford | Sub-Transmission | 14-2387 | Westford | 23 | 11.2 | 9.5 | 10.7 | 25.3 | 0 | 1.01 | 44.27% | #DIV/0! | 1059% | #DIV/0! | N | N | N
| 971 | Massachusetts Electric | NE North | Merrimack Valley | Dummy-2388 |  | Westford | Sub-Transmission | 14-2388 | Westford | 23 | 24 | 22 | 23.8 | 37.13 | 0 | 1.48 | 64.64% | #DIV/0! | 1608% | #DIV/0! | N | N | N
| 972 | Massachusetts Electric | NE North | Merrimack Valley | Billerica |  | Billerica | Sub-Transmission | 14-2390 | Billerica | 23 | 0 | 17.8 | 18.3 | 0 | 0 | 1.06 | #DIV/0! | #DIV/0! | 1726% | #DIV/0! | N | N | N
| 973 | Massachusetts Electric | NE North | Merrimack Valley | West Amesbury |  | Amesbury | Sub-Transmission | 14-2396N | Amesbury | 23 | 7.4 | 6.1 | 7.3 | 44.7 | 0 | 1.8 | 16.55% | #DIV/0! | 405.6% | #DIV/0! | N | N | N
| 974 | Massachusetts Electric | NE North | Merrimack Valley | King Street |  | Groveland | Distribution | 14-2403 | Haverhill | 23 | 21.85 | 22.3 | 25.5 | 45.8 | 0 | 1.82 | 47.71% | #DIV/0! | 1401% | #DIV/0! | N | N | N
| 975 | Massachusetts Electric | NE North | Merrimack Valley | King Street |  | Groveland | Sub-Transmission | 14-2405 | Newbury, Newburyport | 23 | 32.9 | 26.4 | 29 | 72.5 | 0 | 2.89 | 45.38% | #DIV/0! | 1003% | #DIV/0! | N | N | N
| 996 | Massachusetts Electric | NE North | Merrimack Valley | Tewksbury |  | Tewksbury | Sub-Transmission | 14-308 | Tewksbury | 13.8 | 7 | 7 | 10.6 | 20.3 | 0 | 0.49 | 34.48% | #DIV/0! | 2163% | #DIV/0! | N | N | N
| 997 | Massachusetts Electric | NE North | Merrimack Valley | Perry Street |  | Lowell | Distribution | 14-310 | Lowell | 13.8 | 0 | 0 | 0 | 7.3 | 0 | 0.17 | 0% | #DIV/0! | 0% | #DIV/0! | N | N | N
| 1000 | Massachusetts Electric | NE North | Merrimack Valley | Quebec Street |  | Lowell | Distribution | 14-318 | Lowell | 13.8 | 6.9 | 7 | 7.9 | 11.8 | 0 | 0.28 | 58.47% | #DIV/0! | 2821% | #DIV/0! | N | N | N
| 1001 | Massachusetts Electric | NE North | Merrimack Valley | Quebec Street |  | Lowell | Distribution | 14-319 | Lowell | 13.8 | 7.1 | 7 | 8.3 | 11.8 | 0 | 0.38 | 60.17% | #DIV/0! | 2184% | #DIV/0! | N | N | N
| 1072 | Massachusetts Electric | NE North | Merrimack Valley | Amesbury |  | Amesbury | Distribution | 14-5J11 | Amesbury | 4.16 | - | - | - | - | - | - | #VALUE! | #VALUE! | #VALUE! | #VALUE! | N | N | N
| 1073 | Massachusetts Electric | NE North | Merrimack Valley | Amesbury |  | Amesbury | Distribution | 14-5J12 | Amesbury | 4.16 | - | - | - | - | - | - | #VALUE! | #VALUE! | #VALUE! | #VALUE! | N | N | N
| 1074 | Massachusetts Electric | NE North | Merrimack Valley | Amesbury |  | Amesbury | Distribution | 14-5J13 | Amesbury | 4.16 | - | - | - | - | - | - | #VALUE! | #VALUE! | #VALUE! | #VALUE! | N | N | N
| 1075 | Massachusetts Electric | NE North | Merrimack Valley | Amesbury |  | Amesbury | Distribution | 14-5J14 | Amesbury, Haverhill | 4.16 | - | - | - | - | - | - | #VALUE! | #VALUE! | #VALUE! | #VALUE! | N | N | N
| 1076 | Massachusetts Electric | NE North | Merrimack Valley | Amesbury |  | Amesbury | Distribution | 14-5J15 | Amesbury | 4.16 | - | - | - | - | - | - | #VALUE! | #VALUE! | #VALUE! | #VALUE! | N | N | N
| 1077 | Massachusetts Electric | NE North | Merrimack Valley | Amesbury |  | Amesbury | Distribution | 14-5J16 | Amesbury | 4.16 | - | - | - | - | - | - | #VALUE! | #VALUE! | #VALUE! | #VALUE! | N | N | N
| 1152 | Massachusetts Electric | NE North | Merrimack Valley | Chelmsford |  | Chelmsford | Distribution | 14-9J1 | Chelmsford | 4.16 | 0 | - | 0 | 2.65 | - | 2.65 | 0% | #VALUE! | 0% | #VALUE! | N | N | N
| 1153 | Massachusetts Electric | NE North | Merrimack Valley | Chelmsford |  | Chelmsford | Distribution | 14-9J2 | Chelmsford | 4.16 | 0 | - | 0 | 1.98 | - | 1.98 | 0% | #VALUE! | 0% | #VALUE! | N | N | N
| 1154 | Massachusetts Electric | NE North | Merrimack Valley | Chelmsford |  | Chelmsford | Distribution | 14-9J3 | Chelmsford | 4.16 | 0 | - | 0 | 2.55 | - | 2.55 | 0% | #VALUE! | 0% | #VALUE! | N | N | N
| 1155 | Massachusetts Electric | NE North | Merrimack Valley | Reading |  | Andover | Distribution | 14-FD12H1 | Andover | 2.4 | - | - | - | - | - | - | #VALUE! | #VALUE! | #VALUE! | #VALUE! | N | N | N
| 194 | Massachusetts Electric | NE North | Central | Webster St. |  | Worcester | Distribution | 01-HT15 | Worcester | 13.8 | 8.77 | 8.73 | 7.84 | 7.39 | 7.39 | 7.39 | 118.7% | 118.1% | 106.1% | 114.3% | Y | N | N
| 604 | Massachusetts Electric | NE North | Western | Little Rest Rd |  | Warren | Distribution | 09-516L4 | Warren | 13.2 | 13.15 | 13.23 | 13.18 | 12.32 | 12.32 | 12.32 | 106.7% | 107.4% | 107% | 107% | Y | N | N
| 239 | Massachusetts Electric | NE South | Southeast | Bates St. Sub |  | Fall River | Distribution | 05-115W52 | Fall River, Westport | 13.8 | 11.9 | 9.79 | 11.07 | 10.73 | 10.73 | 10.73 | 110.9% | 91.24% | 103.2% | 101.8% | Y | N | N
| 863 | Massachusetts Electric | NE North | North Shore | Codding Ave |  | Medford | Distribution | 12-64J2 | Medford | 4.16 | 3.34 | 3.07 | 3.33 | 3.22 | 3.22 | 3.22 | 103.7% | 95.34% | 103.4% | 100.8% | Y | N | N
| 870 | Massachusetts Electric | NE North | North Shore | Pine Banks |  | Melrose | Distribution | 12-67J4 | Malden, Medford | 4.16 | 3.22 | 2.79 | 3.05 | 3 | 3 | 3.06 | 107.3% | 93% | 99.67% | 100% | Y | N | N
| 1036 | Massachusetts Electric | NE North | Merrimack Valley | Ward Hill |  | Haverhill | Distribution | 14-43L8 | Haverhill | 13.2 | 11.32 | 11.5 | 11.9 | 11.8 | 11.8 | 11.8 | 95.93% | 97.46% | 100.8% | 98.08% | Y | N | N
| 685 | Massachusetts Electric | NE North | North Shore | Maplewood |  | Malden | Distribution | 12-16W6 | Malden, Melrose | 13.8 | 14.32 | 10.85 | 11.79 | 12.67 | 12.67 | 12.67 | 113% | 85.64% | 93.05% | 97.24% | Y | N | N
| 189 | Massachusetts Electric | NE North | Central | Grafton St. |  | Worcester | Distribution | 01-9J360 | Worcester | 4.16 | 1.97 | 1.84 | 1.86 | 1.95 | 1.95 | 1.95 | 101% | 94.36% | 95.38% | 96.92% | Y | N | N
| 1104 | Massachusetts Electric | NE North | Merrimack Valley | North Lawrence |  | Lawrence | Distribution | 14-6J8 | Lawrence, Methuen | 3.74 | 2.61 | 2.36 | 2.28 | 2.55 | 2.55 | 2.55 | 102.4% | 92.55% | 89.41% | 94.77% | Y | N | N
| 800 | Massachusetts Electric | NE North | North Shore | W. Salem |  | Salem | Distribution | 12-29W5 | Lynn | 13.8 | 10.54 | 9.85 | 10.27 | 10.28 | 10.28 | 11.95 | 102.5% | 95.82% | 85.94% | 94.76% | Y | N | N
| 124 | Massachusetts Electric | NE North | Central | Snow St. |  | Southbridge | Distribution | 01-413L5 | Sturbridge | 13.2 | 9.24 | 8.28 | 8.92 | 9.72 | 9.15 | 9.15 | 95.06% | 90.49% | 97.49% | 94.35% | Y | N | N
| 1099 | Massachusetts Electric | NE North | Merrimack Valley | North Lawrence |  | Lawrence | Distribution | 14-6J2 | Lawrence | 3.74 | 2.09 | 2.1 | 2.07 | 2.25 | 2.25 | 2.25 | 92.89% | 93.33% | 92% | 92.74% | Y | N | N
| 4 | Massachusetts Electric | NE North | Central | Rena St. |  | Worcester | Distribution | 01-10J383 | Worcester | 4.16 | 1.98 | 2 | 2.13 | 2.2 | 2.2 | 2.2 | 90% | 90.91% | 96.82% | 92.58% | Y | N | N
| 1120 | Massachusetts Electric | NE North | Merrimack Valley | East Methuen |  | Methuen | Distribution | 14-74L5 | Haverhill, Methuen | 13.2 | 10.7 | 9.96 | 9.6 | 10.97 | 10.97 | 10.97 | 97.54% | 90.79% | 87.51% | 91.95% | Y | N | N
| 1092 | Massachusetts Electric | NE North | Merrimack Valley | West Methuen |  | Methuen | Distribution | 14-63L1 | Lawrence, Methuen | 13.2 | 9.24 | 8.63 | 8.3 | 9.72 | 9.72 | 9.05 | 95.06% | 88.79% | 91.71% | 91.85% | Y | N | N
| 711 | Massachusetts Electric | NE North | North Shore | Humphrey |  | Swampscott | Distribution | 12-1J901 | Lynn, Swampscott | 4.16 | 2.74 | 2.95 | 2.02 | 2.8 | 2.8 | 2.8 | 97.86% | 105.4% | 72.14% | 91.79% | Y | N | N
| 1003 | Massachusetts Electric | NE North | Merrimack Valley | Water Street |  | Haverhill | Distribution | 14-31L2 | Haverhill | 13.2 | 3.56 | 10.74 | 10.3 | 3.71 | 11.77 | 11.77 | 95.96% | 91.25% | 87.51% | 91.57% | Y | N | N
| 36 | Massachusetts Electric | NE North | Central | Ayer |  | Ayer | Distribution | 01-201W2 | Ayer, Harvard | 13.8 | 10.95 | 8.13 | 11.81 | 11.78 | 11.78 | 10.54 | 92.95% | 69.02% | 112% | 91.34% | Y | N | N
| 117 | Massachusetts Electric | NE North | Central | E. Webster |  | Webster | Distribution | 01-412L4 | Charlton, Dudley, Webster | 13.2 | 12.3 | 8.73 | 10.79 | 11.66 | 11.66 | 11.66 | 105.5% | 74.87% | 92.54% | 90.97% | Y | N | N
| 489 | Massachusetts Electric | NE South | South Shore | Mill St |  | Bridgewater | Distribution | 07-912W21 | Bridgewater, Brockton, E. Bridgewater, West Bridgewater | 13.8 | 14.33 | 13.54 | 13.89 | 15.37 | 15.37 | 15.18 | 93.23% | 88.09% | 91.5% | 90.94% | Y | N | N
| 360 | Massachusetts Electric | NE South | Southeast | Plainville |  | Plainville | Distribution | 05-3451W2 | Plainville | 13.8 | 6.15 | 5.63 | 6.09 | 6.55 | 6.55 | 6.55 | 93.89% | 85.95% | 92.98% | 90.94% | Y | N | N
| 1123 | Massachusetts Electric | NE North | Merrimack Valley | East Dracut |  | Dracut | Distribution | 14-75L2 | Andover, Dracut, Lowell, North Andover, Tewksbury | 13.2 | 8.41 | 7.8 | 8.53 | 11 | 8.35 | 8.35 | 76.45% | 93.41% | 102.2% | 90.67% | Y | N | N
| 587 | Massachusetts Electric | NE North | Western | Palmer 503 |  | Palmer | Distribution | 09-503L1 | Monson, Palmer | 13.2 | 8.79 | 9.18 | 9.41 | 10.08 | 10.08 | 10.08 | 87.2% | 91.07% | 93.35% | 90.54% | Y | N | N
| 357 | Massachusetts Electric | NE South | Southeast | Beaver Pond |  | Franklin | Distribution | 05-344W4 | Bellingham, Blackstone, Franklin | 13.8 | 10.91 | 10.91 | 11.55 | 12.31 | 12.31 | 12.31 | 88.63% | 88.63% | 93.83% | 90.36% | Y | N | N
| 158 | Massachusetts Electric | NE North | Central | E. Winchendon |  | Winchendon | Distribution | 01-612W3 | Winchendon | 13.8 | 8.36 | 10.19 | 8.37 | 10.16 | 10.16 | 9.47 | 82.28% | 100.3% | 88.38% | 90.32% | Y | Y | N
| 331 | Massachusetts Electric | NE South | Southeast | Depot Street |  | Milford | Distribution | 05-335W3 | Hopedale, Milford, Northborough, Upton | 13.8 | 11.25 | 11.5 | 10.52 | 12.31 | 12.31 | 12.31 | 91.39% | 93.42% | 85.46% | 90.09% | Y | N | N
| 139 | Massachusetts Electric | NE North | Central | Lashaway |  | North Brookfield | Distribution | 01-525L2 | Brookfield, North Brookfield, West Brookfield | 13.2 | 9.6 | 9.88 | 9.88 | 10.88 | 10.88 | 10.88 | 88.24% | 90.81% | 90.81% | 89.95% | Y | Y | N
| 58 | Massachusetts Electric | NE North | Central | Leicester |  | Leicester | Distribution | 01-21W2 | Charlton, Leicester, Spencer | 13.8 | 7.24 | 7.25 | 6.96 | 7.96 | 7.96 | 7.96 | 90.95% | 91.08% | 87.44% | 89.82% | Y | N | N
| 60 | Massachusetts Electric | NE North | Central | Pratts Junc. |  | Sterling | Distribution | 01-225W1 | Bolton, Clinton, Harvard, Lancaster | 13.8 | 9.71 | 8.76 | 8.75 | 10.16 | 10.16 | 10.16 | 95.57% | 86.22% | 86.12% | 89.3% | Y | N | N
| 108 | Massachusetts Electric | NE North | Central | N. Oxford |  | Oxford | Distribution | 01-406L1 | Charlton, Leicester, Oxford, Worcester | 13.2 | 9.35 | 9.25 | 10.17 | 10.75 | 10.75 | 10.75 | 86.98% | 86.05% | 94.6% | 89.21% | Y | Y | N
| 111 | Massachusetts Electric | NE North | Central | N. Oxford |  | Oxford | Distribution | 01-406L4 | Auburn, Oxford, Webster | 13.2 | 8.83 | 9.65 | 10.45 | 10.75 | 11.8 | 10.08 | 82.14% | 81.78% | 103.7% | 89.2% | Y | Y | N
| 1012 | Massachusetts Electric | NE North | Merrimack Valley | Newburyport |  | Newburyport | Distribution | 14-36L1 | Amesbury, Newburyport | 13.2 | 11.43 | 9.89 | 10.17 | 11.77 | 11.77 | 11.77 | 97.11% | 84.03% | 86.41% | 89.18% | Y | N | N
| 521 | Massachusetts Electric | NE South | South Shore | Plymouth St |  | Abington | Distribution | 07-93W43 | Abington, Hanson, Whitman | 13.8 | 10.88 | 9.82 | 10.79 | 11.83 | 11.83 | 11.83 | 91.97% | 83.01% | 91.21% | 88.73% | Y | N | N
| 609 | Massachusetts Electric | NE North | Western | Thorndike |  | Palmer | Distribution | 09-523L4 | Palmer, Ware | 13.2 | 10.23 | 10.34 | 10.81 | 12.12 | 11.66 | 11.66 | 84.41% | 88.68% | 92.71% | 88.6% | Y | N | N
| 728 | Massachusetts Electric | NE North | North Shore | Lynnway |  | Lynn | Distribution | 12-21J37 | Lynn | 4.16 | 2.1 | 1.86 | 2.08 | 2.28 | 2.28 | 2.28 | 92.11% | 81.58% | 91.23% | 88.3% | Y | N | N
| 792 | Massachusetts Electric | NE North | North Shore | Melrose |  | Melrose | Distribution | 12-25W4 | Melrose, Saugus | 13.8 | 11.47 | 10.66 | 10.45 | 12.31 | 12.31 | 12.31 | 93.18% | 86.6% | 84.89% | 88.22% | Y | N | N
| 1049 | Massachusetts Electric | NE North | Merrimack Valley | Lawrence Street |  | Lawrence | Distribution | 14-53J4 | Lawrence, Methuen | 3.74 | 2.4 | 2.74 | 2.4 | 2.85 | 2.85 | 2.85 | 84.21% | 96.14% | 84.21% | 88.19% | Y | N | N
| 1057 | Massachusetts Electric | NE North | Merrimack Valley | Woodchuck Hill |  | North Andover | Distribution | 14-56L1 | North Andover | 13.2 | 10.06 | 10.2 | 10.81 | 11.8 | 11.8 | 11.8 | 85.25% | 86.44% | 91.61% | 87.77% | Y | N | N
| 1034 | Massachusetts Electric | NE North | Merrimack Valley | Ward Hill |  | Haverhill | Distribution | 14-43L6 | Haverhill | 13.2 | 10.61 | 10.66 | 9.72 | 11.77 | 11.77 | 11.77 | 90.14% | 90.57% | 82.58% | 87.77% | Y | N | N
| 794 | Massachusetts Electric | NE North | North Shore | Topsfield |  | Topsfield | Distribution | 12-26L1 | Topsfield | 13.2 | 9.97 | 8.38 | 9.75 | 10.75 | 10.75 | 10.75 | 92.74% | 77.95% | 90.7% | 87.13% | Y | N | N
| 865 | Massachusetts Electric | NE North | North Shore | Codding Ave |  | Medford | Distribution | 12-64J4 | Medford | 4.16 | 3.11 | 2.82 | 2.81 | 3.35 | 3.35 | 3.35 | 92.84% | 84.18% | 83.88% | 86.97% | Y | N | N
| 689 | Massachusetts Electric | NE North | North Shore | W. Medford |  | Medford | Distribution | 12-17J2 | Medford | 4.16 | 2.4 | 1.99 | 2.31 | 2.57 | 2.57 | 2.57 | 93.39% | 77.43% | 89.88% | 86.9% | Y | N | N
| 617 | Massachusetts Electric | NE North | Western | Royalston |  | Royalston | Distribution | 09-701J1 | Phillipston, Royalston | 4.16 | 0.91 | 0.86 | 0.86 | 1.01 | 1.01 | 1.01 | 90.1% | 85.15% | 85.15% | 86.8% | Y | N | N
| 1102 | Massachusetts Electric | NE North | Merrimack Valley | North Lawrence |  | Lawrence | Distribution | 14-6J5 | Lawrence | 3.74 | 1.75 | 1.84 | 1.9 | 2.11 | 2.11 | 2.11 | 82.94% | 87.2% | 90.05% | 86.73% | Y | N | N
| 1053 | Massachusetts Electric | NE North | Merrimack Valley | Burtt Road |  | Andover | Distribution | 14-54L3 | Andover, North Andover | 13.2 | 10.29 | 9.74 | 10.61 | 11.8 | 11.8 | 11.8 | 87.2% | 82.54% | 89.92% | 86.55% | Y | N | N
| 723 | Massachusetts Electric | NE North | North Shore | Lynnway |  | Lynn | Distribution | 12-21J30 | Lynn | 4.16 | 1.34 | 1.44 | 1.66 | 1.71 | 1.71 | 1.71 | 78.36% | 84.21% | 97.08% | 86.55% | Y | N | N
| 681 | Massachusetts Electric | NE North | North Shore | Maplewood |  | Malden | Distribution | 12-16W2 | Everett, Malden, Saugus | 13.8 | 8.6 | 8.44 | 8.25 | 9.75 | 9.75 | 9.75 | 88.21% | 86.56% | 84.62% | 86.46% | Y | N | N
| 1078 | Massachusetts Electric | NE North | Merrimack Valley | Methuen |  | Methuen | Distribution | 14-5J40 | Lawrence, Methuen | 3.74 | 2.11 | 2.57 | 2.03 | 2.59 | 2.59 | 2.59 | 81.47% | 99.23% | 78.38% | 86.36% | Y | N | N
| 62 | Massachusetts Electric | NE North | Central | Pratts Junc. |  | Sterling | Distribution | 01-225W3 | Lancaster, Leominster | 13.8 | 10.78 | 9.43 | 9.8 | 11.59 | 11.59 | 11.59 | 93.01% | 81.36% | 84.56% | 86.31% | Y | N | N
| 510 | Massachusetts Electric | NE South | South Shore | Dupont |  | Brockton | Distribution | 07-91W47 | Brockton, Whitman | 13.8 | 8.72 | 7.97 | 8.35 | 9.68 | 9.68 | 9.68 | 90.08% | 82.33% | 86.26% | 86.23% | Y | N | N
| 415 | Massachusetts Electric | NE South | South Shore | Scituate |  | Scituate | Distribution | 07-15J1 | Scituate | 4.16 | 3.42 | 2.87 | 3.3 | 3.71 | 3.71 | 3.71 | 92.18% | 77.36% | 88.95% | 86.16% | Y | N | N
| 241 | Massachusetts Electric | NE South | Southeast | Bates St. Sub |  | Fall River | Distribution | 05-115W54 | Fall River | 13.8 | 8.84 | 8.03 | 8.64 | 9.87 | 9.87 | 9.87 | 89.56% | 81.36% | 87.54% | 86.15% | Y | N | N
| 660 | Massachusetts Electric | NE North | North Shore | Granite |  | Lynn | Distribution | 12-12J903 | Lynn | 4.16 | 2 | 1.73 | 2.02 | 2.16 | 2.27 | 2.27 | 92.59% | 76.21% | 88.99% | 85.93% | Y | N | N
| 1113 | Massachusetts Electric | NE North | Merrimack Valley | North Andover Jct.71 |  | North Andover | Distribution | 14-71L3 | Andover, North Andover | 13.2 | 11.25 | 9.21 | 9.88 | 11.77 | 11.77 | 11.77 | 95.58% | 78.25% | 83.94% | 85.92% | Y | N | N
| 640 | Massachusetts Electric | NE North | Western | Florence Jct |  | Northampton | Distribution | 09-909W3 | Goshen, Northampton, Williamsburg | 13.8 | 9.78 | 11.09 | 11.76 | 12.67 | 12.67 | 12.67 | 77.19% | 87.53% | 92.82% | 85.85% | Y | N | N
| 825 | Massachusetts Electric | NE North | North Shore | Salem Boston St. |  | Salem | Distribution | 12-3J6 | Salem | 4.16 | 2.26 | 1.95 | 2.38 | 2.56 | 2.56 | 2.56 | 88.28% | 76.17% | 92.97% | 85.81% | Y | N | N
| 1088 | Massachusetts Electric | NE North | Merrimack Valley | South Union St |  | Lawrence | Distribution | 14-61L1 | Lawrence | 13.2 | 8.02 | 9.42 | 7 | 8.85 | 8.85 | 11.77 | 90.62% | 106.4% | 59.47% | 85.51% | Y | N | N
| 438 | Massachusetts Electric | NE South | South Shore | East Holbrook |  | Holbrook | Distribution | 07-2W2 | Holbrook, Weymouth | 13.8 | 6.63 | 6.33 | 6.76 | 7.7 | 7.7 | 7.7 | 86.1% | 82.21% | 87.79% | 85.37% | Y | N | N
| 122 | Massachusetts Electric | NE North | Central | Snow St. |  | Southbridge | Distribution | 01-413L3 | Charlton, Dudley, Southbridge | 13.2 | 8.94 | 8.51 | 8.96 | 11.77 | 9.72 | 9.72 | 75.96% | 87.55% | 92.18% | 85.23% | Y | N | N
| 1105 | Massachusetts Electric | NE North | Merrimack Valley | Billerica |  | Billerica | Distribution | 14-70L1 | Billerica, Lowell, Tewksbury | 13.2 | 8.94 | 7.66 | 7.64 | 9.72 | 9.72 | 9.05 | 91.98% | 78.81% | 84.42% | 85.07% | Y | N | N
| 715 | Massachusetts Electric | NE North | North Shore | Lynnway |  | Lynn | Distribution | 12-21J21 | Lynn, Nahant | 4.16 | 2.39 | 2.08 | 2.19 | 2.61 | 2.61 | 2.61 | 91.57% | 79.69% | 83.91% | 85.06% | Y | N | N
| 140 | Massachusetts Electric | NE North | Central | Meadow Street 552 |  | Spencer | Distribution | 01-552L1 | Charlton, Leicester, North Brookfield, Spencer | 13.2 | 9.77 | 10.46 | 8.07 | 11.8 | 11.8 | 11.8 | 82.8% | 88.64% | 68.39% | 79.94% | Y | Y | N
| 157 | Massachusetts Electric | NE North | Central | E. Winchendon |  | Winchendon | Distribution | 01-612W1 | Winchendon | 13.8 | 9.86 | 10.02 | 10.21 | 12.67 | 12.67 | 12.67 | 77.82% | 79.08% | 80.58% | 79.16% | Y | Y | N
| 615 | Massachusetts Electric | NE North | Western | Barre |  | Barre | Distribution | 09-604W3 | Barre, Hardwick | 13.8 | 3.05 | 6.37 | 6.68 | 5.9 | 5.9 | 8.82 | 51.69% | 108% | 75.74% | 78.47% | Y | Y | N
| 143 | Massachusetts Electric | NE North | Central | N/A |  | N/A | Distribution | 01-55K11 | N/A | N/A | 15.05 | 16.12 | 16.1 | 20.16 | 20.16 | 20.16 | 74.65% | 79.96% | 79.86% | 78.16% | N | N | N
| 990 | Massachusetts Electric | NE North | Merrimack Valley | North Chelmsford |  | Chelmsford | Distribution | 14-2L2 | Chelmsford, Lowell | 13.2 | 7.43 | 6.06 | 5.9 | 8.35 | 8.35 | 8.35 | 88.98% | 72.57% | 70.66% | 77.41% | Y | N | N
| 900 | Massachusetts Electric | NE North | North Shore | Tedesco |  | Swampscott | Distribution | 12-9J1 | Swampscott | 4.16 | 1.3 | 1.8 | 1.59 | 2.02 | 2.02 | 2.02 | 64.36% | 89.11% | 78.71% | 77.39% | Y | N | N
| 933 | Massachusetts Electric | NE North | Merrimack Valley | South Billerica |  | Billerica | Distribution | 14-18L3 | Billerica | 13.2 | 7.68 | 7.84 | 8.41 | 10.31 | 10.31 | 10.31 | 74.49% | 76.04% | 81.57% | 77.37% | Y | N | N
| 460 | Massachusetts Electric | NE South | South Shore | Central St |  | Abington | Distribution | 07-67J1 | Abington, Hanson, Rockland | 4.16 | 3.03 | 2.65 | 2.93 | 3.71 | 3.71 | 3.71 | 81.67% | 71.43% | 78.98% | 77.36% | Y | N | N
| 778 | Massachusetts Electric | NE North | North Shore | Gloucester |  | Gloucester | Distribution | 12-24J10 | Gloucester | 4.16 | 1.87 | 1.71 | 1.78 | 2.31 | 2.31 | 2.31 | 80.95% | 74.03% | 77.06% | 77.34% | Y | N | N
| 44 | Massachusetts Electric | NE North | Central | Dunstable |  | Dunstable | Distribution | 01-210L1 | Dunstable, Pepperell | 13.2 | 5.75 | 5.81 | 6.74 | 7.89 | 7.89 | 7.89 | 72.88% | 73.64% | 85.42% | 77.31% | Y | N | N
| 71 | Massachusetts Electric | NE North | Central | Cooks Pond |  | Worcester | Distribution | 01-23W3 | Leicester, Worcester | 13.8 | 7.23 | 6.73 | 7.11 | 8 | 9.78 | 9.78 | 90.38% | 68.81% | 72.7% | 77.3% | Y | N | N
| 292 | Massachusetts Electric | NE South | Southeast | Westboro |  | Westborough | Distribution | 05-312W5 | Westborough | 13.8 | 9.6 | 10.76 | 9.02 | 12.67 | 12.67 | 12.67 | 75.77% | 84.93% | 71.19% | 77.3% | Y | N | N
| 1065 | Massachusetts Electric | NE North | Merrimack Valley | Boston Rd |  | Westford | Distribution | 14-58L2 | Chelmsford, Westford | 13.2 | 9.56 | 8.69 | 8.83 | 11.77 | 11.77 | 11.5 | 81.22% | 73.83% | 76.78% | 77.28% | Y | N | N
| 976 | Massachusetts Electric | NE North | Merrimack Valley | Concord Road |  | Chelmsford | Distribution | 14-24L1 | Chelmsford | 13.2 | 9.17 | 8.76 | 9.08 | 11.66 | 11.66 | 11.66 | 78.64% | 75.13% | 77.87% | 77.22% | Y | N | N
| 621 | Massachusetts Electric | NE North | Western | Shutesbury |  | Shutesbury | Distribution | 09-704W1 | New Salem, Shutesbury | 13.8 | 4.36 | 4.51 | 4.63 | 5.83 | 5.83 | 5.83 | 74.79% | 77.36% | 79.42% | 77.19% | Y | Y | N
| 120 | Massachusetts Electric | NE North | Central | Snow St. |  | Southbridge | Distribution | 01-413L1 | Southbridge | 13.2 | 8.72 | 7.22 | 8.05 | 11.77 | 9.72 | 9.72 | 74.09% | 74.28% | 82.82% | 77.06% | Y | N | N
| 531 | Massachusetts Electric | NE South | South Shore | Phillips Lane |  | Hanover | Distribution | 07-95W5 | Hanover, Norwell | 13.8 | 10.49 | 9.3 | 9.5 | 12.67 | 12.67 | 12.67 | 82.79% | 73.4% | 74.98% | 77.06% | Y | N | N
| 11 | Massachusetts Electric | NE North | Central | Faraday St. |  | Worcester | Distribution | 01-11J334 | Worcester | 4.16 | 1.92 | 2.01 | 1.94 | 2.54 | 2.54 | 2.54 | 75.59% | 79.13% | 76.38% | 77.03% | Y | N | N
| 429 | Massachusetts Electric | NE South | South Shore | Field St |  | Quincy | Distribution | 07-1W8 | Quincy | 13.8 | 9.44 | 9.06 | 8.72 | 11.78 | 11.78 | 11.78 | 80.14% | 76.91% | 74.02% | 77.02% | Y | N | N
| 697 | Massachusetts Electric | NE North | North Shore | N. Beverly |  | Beverly | Distribution | 12-18L1 | Beverly, Wenham | 13.2 | 6.45 | 6.84 | 6.57 | 8.6 | 8.6 | 8.6 | 75% | 79.53% | 76.4% | 76.98% | Y | N | N
| 142 | Massachusetts Electric | NE North | Central | Meadow Street 552 |  | Spencer | Distribution | 01-552L3 | Brookfield, East Brookfield, North Brookfield, Spencer, Sturbridge, West Brookfield | 13.2 | 9.37 | 8.77 | 9.1 | 11.8 | 11.8 | 11.8 | 79.41% | 74.32% | 77.12% | 76.95% | Y | Y | N
| 503 | Massachusetts Electric | NE South | South Shore | Scituate |  | Scituate | Distribution | 07-915W37 | Cohasset, Scituate | 13.8 | 10.45 | 9.32 | 10.25 | 13.43 | 13.43 | 12.31 | 77.81% | 69.4% | 83.27% | 76.82% | Y | N | N
| 74 | Massachusetts Electric | NE North | Central | Greendale |  | Worcester | Distribution | 01-24W2 | Worcester | 13.8 | 7.66 | 7.29 | 7.77 | 9.87 | 9.87 | 9.87 | 77.61% | 73.86% | 78.72% | 76.73% | Y | N | N
| 1126 | Massachusetts Electric | NE North | Merrimack Valley | East Dracut |  | Dracut | Distribution | 14-75L5 | Dracut, Lowell | 13.2 | 7.68 | 7.7 | 6.5 | 9.72 | 9.72 | 9.05 | 79.01% | 79.22% | 71.82% | 76.68% | Y | N | N
| 802 | Massachusetts Electric | NE North | North Shore | Salem Valley St. |  | Salem | Distribution | 12-2W1 | Salem | 13.8 | 6.31 | 5.31 | 6.25 | 7.77 | 7.77 | 7.77 | 81.21% | 68.34% | 80.44% | 76.66% | Y | N | N
| 290 | Massachusetts Electric | NE South | Southeast | Westboro |  | Westborough | Distribution | 05-312W3 | Northborough, Westborough | 13.8 | 8.04 | 7.53 | 7.78 | 10.16 | 10.16 | 10.16 | 79.13% | 74.11% | 76.57% | 76.61% | Y | N | N
| 768 | Massachusetts Electric | NE North | North Shore | Manchester |  | Manchester | Distribution | 12-23H2 | Manchester | 2.4 | 0.83 | 0.81 | 0.84 | 1.08 | 1.08 | 1.08 | 76.85% | 75% | 77.78% | 76.54% | Y | N | N
| 829 | Massachusetts Electric | NE North | North Shore | Rockport |  | Rockport | Distribution | 12-40J2 | Rockport | 4.16 | 1.86 | 1.63 | 1.72 | 2.27 | 2.27 | 2.27 | 81.94% | 71.81% | 75.77% | 76.51% | Y | N | N
| 294 | Massachusetts Electric | NE South | Southeast | Woodside |  | Northborough | Distribution | 05-313W2 | Marlborough, Northborough, Westborough | 13.8 | 8.74 | 8.55 | 9.07 | 11.78 | 11.35 | 11.35 | 74.19% | 75.33% | 79.91% | 76.48% | Y | N | N
| 1020 | Massachusetts Electric | NE North | Merrimack Valley | Andover |  | Andover | Distribution | 14-3J42 | Andover | 3.74 | 2.32 | 1.75 | 1.77 | 2.55 | 2.55 | 2.55 | 90.98% | 68.63% | 69.41% | 76.34% | Y | N | N
| 527 | Massachusetts Electric | NE South | South Shore | Phillips Lane |  | Hanover | Distribution | 07-95W1 | Brockton, Hanover, Norwell | 13.8 | 9.48 | 10.56 | 11.15 | 13.62 | 13.62 | 13.62 | 69.6% | 77.53% | 81.86% | 76.33% | Y | N | N
| 1030 | Massachusetts Electric | NE North | Merrimack Valley | Perry Street |  | Lowell | Distribution | 14-3L5 | Lowell, Tewksbury | 13.2 | 9.35 | 9.19 | 9.15 | 12.12 | 12.12 | 12.12 | 77.15% | 75.83% | 75.5% | 76.16% | Y | N | N
| 89 | Massachusetts Electric | NE North | Central | Chandler St. |  | Worcester | Distribution | 01-2J345 | Worcester | 4.16 | 2.35 | 2.16 | 2.2 | 2.94 | 2.94 | 2.94 | 79.93% | 73.47% | 74.83% | 76.08% | Y | N | N
| 785 | Massachusetts Electric | NE North | North Shore | Gloucester |  | Gloucester | Distribution | 12-24J8 | Gloucester | 4.16 | 1.56 | 1.44 | 1.61 | 2.02 | 2.02 | 2.02 | 77.23% | 71.29% | 79.7% | 76.07% | Y | N | N
| 989 | Massachusetts Electric | NE North | Merrimack Valley | North Chelmsford |  | Chelmsford | Distribution | 14-2L1 | Chelmsford, Tyngsborough, Westford | 13.2 | 6.72 | 7.18 | 6.29 | 8.85 | 8.85 | 8.85 | 75.93% | 81.13% | 71.07% | 76.05% | Y | N | N
| 146 | Massachusetts Electric | NE North | Central | Westminster |  | Westminster | Distribution | 01-602W2 | Gardner, Hubbardston, Westminster | 13.8 | 9.88 | 8.85 | 8.22 | 11.83 | 11.83 | 11.83 | 83.52% | 74.81% | 69.48% | 75.94% | Y | Y | N
| 578 | Massachusetts Electric | NE North | Western | Risingdale |  | Great Barrington | Distribution | 09-1109W1 | Great Barrington, Monterey, New Marlboro, Sheffield, Stockbridge | 13.8 | 8.73 | 8.91 | 9.53 | 12.19 | 11.83 | 11.83 | 71.62% | 75.32% | 80.56% | 75.83% | Y | N | N
| 1112 | Massachusetts Electric | NE North | Merrimack Valley | North Andover Jct.71 |  | North Andover | Distribution | 14-71L1 | Andover, Lawrence, North Andover | 13.2 | 9.4 | 8.48 | 8.87 | 11.77 | 11.77 | 11.77 | 79.86% | 72.05% | 75.36% | 75.76% | Y | N | N
| 1079 | Massachusetts Electric | NE North | Merrimack Valley | Methuen |  | Methuen | Distribution | 14-5J41 | Methuen | 3.74 | 2.03 | 2.2 | 2.02 | 2.75 | 2.75 | 2.75 | 73.82% | 80% | 73.45% | 75.76% | Y | N | N
| 696 | Massachusetts Electric | NE North | North Shore | N. Beverly |  | Beverly | Distribution | 12-18J4 | Beverly | 4.16 | 2.11 | 1.88 | 2.48 | 2.85 | 2.85 | 2.85 | 74.04% | 65.96% | 87.02% | 75.67% | Y | N | N
| 311 | Massachusetts Electric | NE South | Southeast | North Marlboro |  | Marlborough | Distribution | 05-318W3 | Marlborough, Northborough | 13.8 | 8.09 | 9.44 | 8.45 | 11.45 | 11.45 | 11.45 | 70.66% | 82.45% | 73.8% | 75.63% | Y | N | N
| 335 | Massachusetts Electric | NE South | Southeast | Rocky Hill |  | Milford | Distribution | 05-336W1 | Milford | 13.8 | 8.93 | 9.06 | 10.72 | 12.67 | 12.67 | 12.67 | 70.48% | 71.51% | 84.61% | 75.53% | Y | N | N
| 777 | Massachusetts Electric | NE North | North Shore | Gloucester |  | Gloucester | Distribution | 12-24J1 | Gloucester | 4.16 | 1.8 | 1.49 | 2.42 | 2.52 | 2.52 | 2.52 | 71.43% | 59.13% | 96.03% | 75.53% | Y | N | N
| 692 | Massachusetts Electric | NE North | North Shore | W. Medford |  | Medford | Distribution | 12-17J5 | Medford | 4.16 | 2.52 | 1.08 | 2.35 | 2.63 | 2.63 | 2.63 | 95.82% | 41.06% | 89.35% | 75.41% | Y | N | N
| 144 | Massachusetts Electric | NE North | Central | Treasure Valley |  | Paxton | Distribution | 01-55W1 | Rutland | 13.8 | 9.34 | 9.09 | 8.84 | 12.67 | 11.76 | 11.76 | 73.72% | 77.3% | 75.17% | 75.39% | Y | Y | N
| 979 | Massachusetts Electric | NE North | Merrimack Valley | West Amesbury |  | Amesbury | Distribution | 14-275L2 | Amesbury, Newburyport | 13.2 | 9.37 | 9.06 | 8.89 | 12.12 | 12.12 | 12.12 | 77.31% | 74.75% | 73.35% | 75.14% | Y | N | N
| 883 | Massachusetts Electric | NE North | North Shore | Hudson |  | Lynn | Distribution | 12-7J901 | Lynn | 4.16 | 2.35 | 2.85 | 2.43 | 3.39 | 3.39 | 3.39 | 69.32% | 84.07% | 71.68% | 75.02% | Y | N | N
| 179 | Massachusetts Electric | NE North | Central | Grafton St. |  | Worcester | Distribution | 01-9J303 | Worcester | 4.16 | 1.77 | 1.49 | 1.53 | 2.13 | 2.13 | 2.13 | 83.1% | 69.95% | 71.83% | 74.96% | Y | N | N
| 793 | Massachusetts Electric | NE North | North Shore | Melrose |  | Melrose | Distribution | 12-25W5 | Melrose | 13.8 | 11.35 | 8.27 | 8.28 | 12.41 | 12.41 | 12.41 | 91.46% | 66.64% | 66.72% | 74.94% | Y | N | N
| 886 | Massachusetts Electric | NE North | North Shore | Revere |  | Revere | Distribution | 12-7W1 | Everett, Revere, Saugus | 13.8 | 6.79 | 5.63 | 6.75 | 8.53 | 8.53 | 8.53 | 79.6% | 66% | 79.13% | 74.91% | Y | N | N
| 1067 | Massachusetts Electric | NE North | Merrimack Valley | East Tewksbury |  | Tewksbury | Distribution | 14-59L1 | Andover, Tewksbury | 13.2 | 9.12 | 8.92 | 9.19 | 12.12 | 12.12 | 12.12 | 75.25% | 73.6% | 75.83% | 74.89% | Y | N | N
| 943 | Massachusetts Electric | NE North | Merrimack Valley | Lawrence |  | Lawrence | Distribution | 14-1J9 | Lawrence | 3.74 | 1.59 | 1.59 | 1.65 | 2.15 | 2.15 | 2.15 | 73.95% | 73.95% | 76.74% | 74.88% | Y | N | N
| 1048 | Massachusetts Electric | NE North | Merrimack Valley | Lawrence Street |  | Lawrence | Distribution | 14-53J3 | Lawrence | 3.74 | 1.63 | 1.77 | 1.94 | 2.38 | 2.38 | 2.38 | 68.49% | 74.37% | 81.51% | 74.79% | Y | N | N
| 180 | Massachusetts Electric | NE North | Central | Grafton St. |  | Worcester | Distribution | 01-9J306 | Worcester | 4.16 | 1.96 | 1.49 | 1.48 | 2.2 | 2.2 | 2.2 | 89.09% | 67.73% | 67.27% | 74.7% | Y | N | N
| 1089 | Massachusetts Electric | NE North | Merrimack Valley | South Union St |  | Lawrence | Distribution | 14-61L2 | Andover, Lawrence, North Andover | 13.2 | 5.9 | 5.99 | 5.81 | 7.5 | 7.5 | 8.87 | 78.67% | 79.87% | 65.5% | 74.68% | Y | N | N
| 1101 | Massachusetts Electric | NE North | Merrimack Valley | North Lawrence |  | Lawrence | Distribution | 14-6J4 | Lawrence | 3.74 | 1.8 | 2.04 | 1.87 | 2.55 | 2.55 | 2.55 | 70.59% | 80% | 73.33% | 74.64% | Y | N | N
| 928 | Massachusetts Electric | NE North | Merrimack Valley | Meadowbrook |  | Chelmsford | Distribution | 14-16L5 | Lowell | 13.2 | 9.28 | 8.51 | 9.33 | 12.12 | 12.12 | 12.12 | 76.57% | 70.21% | 76.98% | 74.59% | Y | N | N
| 710 | Massachusetts Electric | NE North | North Shore | Salem Peabody St. |  | Salem | Distribution | 12-1J7 | Salem | 4.16 | 1.8 | 1.61 | 2.16 | 2.49 | 2.49 | 2.49 | 72.29% | 64.66% | 86.75% | 74.56% | Y | N | N
| 553 | Massachusetts Electric | NE South | South Shore | East Weymouth |  | Weymouth | Distribution | 07-9W2 | Hingham, Weymouth | 13.8 | 5.46 | 5.03 | 5.28 | 7.05 | 7.05 | 7.05 | 77.45% | 71.35% | 74.89% | 74.56% | Y | N | N
| 424 | Massachusetts Electric | NE South | South Shore | Field St |  | Quincy | Distribution | 07-1W2 | Quincy | 13.8 | 9.39 | 8.16 | 8.76 | 11.78 | 11.78 | 11.78 | 79.71% | 69.27% | 74.36% | 74.45% | Y | N | N
| 129 | Massachusetts Electric | NE North | Central | W. Charlton |  | Charlton | Distribution | 01-415L2 | Charlton | 13.2 | 7.65 | 8.52 | 8.64 | 11.11 | 11.11 | 11.11 | 68.86% | 76.69% | 77.77% | 74.44% | Y | N | N
| 1023 | Massachusetts Electric | NE North | Merrimack Valley | Andover |  | Andover | Distribution | 14-3J45 | Andover | 3.74 | 1.71 | 1.67 | 1.8 | 2.32 | 2.32 | 2.32 | 73.71% | 71.98% | 77.59% | 74.43% | Y | N | N
| 837 | Massachusetts Electric | NE North | North Shore | E. Beverly |  | Beverly | Distribution | 12-51L1 | Beverly | 13.2 | 8.39 | 8.32 | 8.05 | 11.09 | 11.09 | 11.09 | 75.65% | 75.02% | 72.59% | 74.42% | Y | N | N
| 288 | Massachusetts Electric | NE South | Southeast | Westboro |  | Westborough | Distribution | 05-312W1 | Westborough | 13.8 | 9.85 | 9 | 9.42 | 12.67 | 12.67 | 12.67 | 77.74% | 71.03% | 74.35% | 74.38% | Y | N | N
| 284 | Massachusetts Electric | NE South | Southeast | Marlboro |  | Marlborough | Distribution | 05-311W3 | Marlborough | 13.8 | 9.24 | 8.29 | 9.07 | 11.93 | 11.93 | 11.93 | 77.45% | 69.49% | 76.03% | 74.32% | Y | N | N
| 952 | Massachusetts Electric | NE North | Merrimack Valley | Hoover Street |  | Dracut | Distribution | 14-21L2 | Dracut, Lowell | 13.2 | 6.7 | 6.45 | 6.26 | 8.71 | 8.71 | 8.71 | 76.92% | 74.05% | 71.87% | 74.28% | Y | N | N
| 585 | Massachusetts Electric | NE North | Western | Ware |  | Ware | Distribution | 09-501L2 | Barre, Hardwick, Ware | 13.2 | 9.17 | 8.7 | 8.99 | 12.07 | 12.07 | 12.07 | 75.97% | 72.08% | 74.48% | 74.18% | Y | N | N
| 175 | Massachusetts Electric | NE North | Central | Vernon Hill |  | Worcester | Distribution | 01-8W1 | Auburn, Leicester, Millbury, Worcester | 13.8 | 9.22 | 7.9 | 8.08 | 11.33 | 11.33 | 11.33 | 81.38% | 69.73% | 71.32% | 74.14% | Y | N | N
| 2 | Massachusetts Electric | NE North | Central | Rena St. |  | Worcester | Distribution | 01-10J323 | Worcester | 4.16 | 2.04 | 1.94 | 2.03 | 2.71 | 2.71 | 2.71 | 75.28% | 71.59% | 74.91% | 73.92% | Y | N | N
| 822 | Massachusetts Electric | NE North | North Shore | Salem Boston St. |  | Salem | Distribution | 12-3J3 | Salem | 4.16 | 2.34 | 1.35 | 2.38 | 2.74 | 2.74 | 2.74 | 85.4% | 49.27% | 86.86% | 73.84% | Y | N | N
| 13 | Massachusetts Electric | NE North | Central | Faraday St. |  | Worcester | Distribution | 01-11J347 | Worcester | 4.16 | 1.61 | 1.59 | 1.69 | 2.21 | 2.21 | 2.21 | 72.85% | 71.95% | 76.47% | 73.76% | Y | N | N
| 548 | Massachusetts Electric | NE South | South Shore | North Abington |  | Abington | Distribution | 07-99W32 | Abington, Weymouth | 13.8 | 9.73 | 8.81 | 9.49 | 12.67 | 12.67 | 12.67 | 76.8% | 69.53% | 74.9% | 73.74% | Y | N | N
| 97 | Massachusetts Electric | NE North | Central | Millbury |  | Millbury | Distribution | 01-304W5 | Millbury, Sutton | 13.8 | 9.27 | 8.02 | 8.77 | 11.78 | 11.78 | 11.78 | 78.69% | 68.08% | 74.45% | 73.74% | Y | N | N
| 603 | Massachusetts Electric | NE North | Western | Little Rest Rd |  | Warren | Distribution | 09-516L3 | Brimfield, Palmer, Ware, Warren | 13.2 | 8.7 | 8.6 | 8.47 | 11.66 | 11.66 | 11.66 | 74.61% | 73.76% | 72.64% | 73.67% | Y | Y | N
| 818 | Massachusetts Electric | NE North | North Shore | Everett |  | Everett | Distribution | 12-37W7 | Everett, Malden, Medford | 13.8 | 7.58 | 6.74 | 7.07 | 9.68 | 9.68 | 9.68 | 78.31% | 69.63% | 73.04% | 73.66% | Y | N | N
| 3 | Massachusetts Electric | NE North | Central | Rena St. |  | Worcester | Distribution | 01-10J366 | Worcester | 4.16 | 1.76 | 1.64 | 1.68 | 2.3 | 2.3 | 2.3 | 76.52% | 71.3% | 73.04% | 73.62% | Y | N | N
| 698 | Massachusetts Electric | NE North | North Shore | N. Beverly |  | Beverly | Distribution | 12-18L2 | Beverly, Hamilton, Wenham | 13.2 | 6.49 | 6.17 | 6.33 | 8.6 | 8.6 | 8.6 | 75.47% | 71.74% | 73.6% | 73.6% | Y | N | N
| 286 | Massachusetts Electric | NE South | Southeast | Marlboro |  | Marlborough | Distribution | 05-311W5 | Marlborough | 13.8 | 7.9 | 8.6 | 9.83 | 11.93 | 11.93 | 11.93 | 66.22% | 72.09% | 82.4% | 73.57% | Y | N | N
| 523 | Massachusetts Electric | NE South | South Shore | Parkview |  | Stoughton | Distribution | 07-94W41 | Avon, Brockton, Stoughton | 13.8 | 9.39 | 8.55 | 9.06 | 12.24 | 12.24 | 12.24 | 76.72% | 69.85% | 74.02% | 73.53% | Y | N | N
| 573 | Massachusetts Electric | NE North | Western | Stockbridge |  | Stockbridge | Distribution | 09-1102W1 | Great Barrington, Lenox, Stockbridge, West Stockbridge | 13.8 | 5.18 | 3.63 | 4.76 | 5.9 | 5.9 | 6.69 | 87.8% | 61.53% | 71.15% | 73.49% | Y | N | N
| 1019 | Massachusetts Electric | NE North | Merrimack Valley | Andover |  | Andover | Distribution | 14-3J41 | Andover | 3.74 | 1.64 | 1.61 | 1.73 | 2.26 | 2.26 | 2.26 | 72.57% | 71.24% | 76.55% | 73.45% | Y | N | N
| 82 | Massachusetts Electric | NE North | Central | Bloomingdale |  | Worcester | Distribution | 01-27W1 | Worcester | 13.8 | 8.82 | 8.62 | 8.45 | 11.78 | 11.78 | 11.78 | 74.87% | 73.17% | 71.73% | 73.26% | Y | N | N
| 616 | Massachusetts Electric | NE North | Western | Barre |  | Barre | Distribution | 09-604W4 | Barre, Petersham | 13.8 | 5.55 | 6.17 | 9.18 | 10.13 | 10.13 | 8.82 | 54.79% | 60.91% | 104.1% | 73.26% | Y | N | N
| 511 | Massachusetts Electric | NE South | South Shore | Dupont |  | Brockton | Distribution | 07-91W48 | Brockton | 13.8 | 8.47 | 7.94 | 8.64 | 11.4 | 11.4 | 11.4 | 74.3% | 69.65% | 75.79% | 73.25% | Y | N | N
| 178 | Massachusetts Electric | NE North | Central | Grafton St. |  | Worcester | Distribution | 01-9J302 | Worcester | 4.16 | 2.18 | 1.52 | 1.68 | 2.45 | 2.45 | 2.45 | 88.98% | 62.04% | 68.57% | 73.2% | Y | N | N
| 528 | Massachusetts Electric | NE South | South Shore | Phillips Lane |  | Hanover | Distribution | 07-95W2 | Hanover, Hanson, Pembroke | 13.8 | 9.71 | 8.61 | 9.5 | 12.67 | 12.67 | 12.67 | 76.64% | 67.96% | 74.98% | 73.19% | Y | N | N
| 950 | Massachusetts Electric | NE North | Merrimack Valley | Tyngsboro |  | Tyngsborough | Distribution | 14-211L2 | Dracut, Tyngsborough | 13.2 | 8.12 | 7.48 | 8.28 | 10.88 | 10.88 | 10.88 | 74.63% | 68.75% | 76.1% | 73.16% | Y | N | N
| 1071 | Massachusetts Electric | NE North | Merrimack Valley | East Tewksbury |  | Tewksbury | Distribution | 14-59L6 | Andover, North Andover, Tewksbury | 13.2 | 8.92 | 8.18 | 9.49 | 12.12 | 12.12 | 12.12 | 73.6% | 67.49% | 78.3% | 73.13% | Y | N | N
| 580 | Massachusetts Electric | NE North | Western | Risingdale |  | Great Barrington | Distribution | 09-1109W3 | Alford, Egremont, Great Barrington, Stockbridge, West Stockbridge | 13.8 | 9.1 | 8.64 | 8.47 | 12.19 | 11.83 | 11.83 | 74.65% | 73.03% | 71.6% | 73.09% | Y | N | N
| 479 | Massachusetts Electric | NE South | South Shore | Water St |  | Hanover | Distribution | 07-910W25 | Brockton, Pembroke | 13.8 | 11.29 | 10.29 | 10.21 | 14.51 | 14.51 | 14.51 | 77.81% | 70.92% | 70.37% | 73.03% | Y | N | N
| 384 | Massachusetts Electric | NE South | Southeast | Mink Street |  | Seekonk | Distribution | 05-7L5 | Rehoboth, Seekonk, Swansea | 13.2 | 8.99 | 8.28 | 8.51 | 11.77 | 11.77 | 11.77 | 76.38% | 70.35% | 72.3% | 73.01% | Y | N | N
| 52 | Massachusetts Electric | NE North | Central | Prospect St. |  | Leominster | Distribution | 01-219W2 | Leominster | 13.8 | 8.84 | 8.26 | 8.7 | 11.78 | 11.78 | 11.78 | 75.04% | 70.12% | 73.85% | 73.01% | Y | N | N
| 1059 | Massachusetts Electric | NE North | Merrimack Valley | Woodchuck Hill |  | North Andover | Distribution | 14-56L3 | Boxford, North Andover | 13.2 | 9.63 | 7.22 | 8.99 | 11.8 | 11.8 | 11.8 | 81.61% | 61.19% | 76.19% | 72.99% | Y | N | N
| 680 | Massachusetts Electric | NE North | North Shore | Maplewood |  | Malden | Distribution | 12-16W1 | Malden, Revere, Saugus | 13.8 | 9.63 | 8.06 | 8.72 | 12.07 | 12.07 | 12.07 | 79.78% | 66.78% | 72.25% | 72.94% | Y | N | N
| 1086 | Massachusetts Electric | NE North | Merrimack Valley | Newbury |  | Newbury | Distribution | 14-60L3 | Newburyport | 13.2 | 8.51 | 8.82 | 8.14 | 11.66 | 11.66 | 11.66 | 72.98% | 75.64% | 69.81% | 72.81% | Y | N | N
| 1122 | Massachusetts Electric | NE North | Merrimack Valley | East Dracut |  | Dracut | Distribution | 14-75L1 | Dracut, Lowell | 13.2 | 7.59 | 6.7 | 6.46 | 9.72 | 9.72 | 9.05 | 78.09% | 68.93% | 71.38% | 72.8% | Y | N | N
| 821 | Massachusetts Electric | NE North | North Shore | Salem Boston St. |  | Salem | Distribution | 12-3J2 | Salem | 4.16 | 2.1 | 1.35 | 2.14 | 2.56 | 2.56 | 2.56 | 82.03% | 52.73% | 83.59% | 72.79% | Y | N | N
| 806 | Massachusetts Electric | NE North | North Shore | Revere Beach |  | Revere | Distribution | 12-35J3 | Revere | 4.16 | 2.07 | 1.8 | 1.95 | 2.67 | 2.67 | 2.67 | 77.53% | 67.42% | 73.03% | 72.66% | Y | N | N
| 477 | Massachusetts Electric | NE South | South Shore | Pleasant St |  | Weymouth | Distribution | 07-8W1 | Weymouth | 13.8 | 4.61 | 4.25 | 4.58 | 6.17 | 6.17 | 6.17 | 74.72% | 68.88% | 74.23% | 72.61% | Y | N | N
| 94 | Massachusetts Electric | NE North | Central | Millbury |  | Millbury | Distribution | 01-304W2 | Grafton, Sutton | 13.8 | 10.03 | 7.88 | 7.72 | 11.78 | 11.78 | 11.78 | 85.14% | 66.89% | 65.53% | 72.52% | Y | N | N
| 984 | Massachusetts Electric | NE North | Merrimack Valley | Lawrence |  | Lawrence | Distribution | 14-2J4 | Lawrence | 3.74 | 1.73 | 2.04 | 2.21 | 2.94 | 2.45 | 2.94 | 58.84% | 83.27% | 75.17% | 72.43% | Y | N | N
| 1098 | Massachusetts Electric | NE North | Merrimack Valley | North Lawrence |  | Lawrence | Distribution | 14-6J1 | Lawrence | 3.74 | 1.59 | 1.38 | 1.56 | 2.09 | 2.09 | 2.09 | 76.08% | 66.03% | 74.64% | 72.25% | Y | N | N
| 887 | Massachusetts Electric | NE North | North Shore | Revere |  | Revere | Distribution | 12-7W2 | Revere, Saugus | 13.8 | 7.55 | 6.62 | 7.59 | 10.04 | 10.04 | 10.04 | 75.2% | 65.94% | 75.6% | 72.24% | Y | N | N
| 1037 | Massachusetts Electric | NE North | Merrimack Valley | West Newbury |  | West Newbury | Distribution | 14-47L1 | Haverhill, Newbury, West Newbury | 13.2 | 6.88 | 7.75 | 5.97 | 9.72 | 9.72 | 9.05 | 70.78% | 79.73% | 65.97% | 72.16% | Y | N | N
| 845 | Massachusetts Electric | NE North | North Shore | Riverdale |  | Gloucester | Distribution | 12-52L1 | Gloucester, Rockport | 13.2 | 6.04 | 4.96 | 5.42 | 7.59 | 7.59 | 7.59 | 79.58% | 65.35% | 71.41% | 72.11% | Y | N | N
| 658 | Massachusetts Electric | NE North | North Shore | Beverly |  | Beverly | Distribution | 12-12J7 | Beverly | 4.16 | 1.14 | 1.59 | 1.64 | 2.02 | 2.02 | 2.02 | 56.44% | 78.71% | 81.19% | 72.11% | Y | N | N
| 1157 | Nantucket Electric | NE South | Nantucket | Candle St |  | Nantucket | Distribution | 04-101L2 | Nantucket | 13.2 | 8.1011 | 7.8801 | 8.0021 | 11.0886 | 11.0886 | 11.09 | 73.06% | 71.07% | 72.16% | 72.09% | Y | N | N
| 285 | Massachusetts Electric | NE South | Southeast | Marlboro |  | Marlborough | Distribution | 05-311W4 | Marlborough | 13.8 | 8.05 | 11.47 | 7.86 | 12.67 | 12.67 | 12.67 | 63.54% | 90.53% | 62.04% | 72.03% | Y | N | N
| 867 | Massachusetts Electric | NE North | North Shore | Pine Banks |  | Melrose | Distribution | 12-67J1 | Malden, Medford, Melrose | 4.16 | 2.33 | 1.95 | 2.33 | 3.06 | 3.06 | 3.06 | 76.14% | 63.73% | 76.14% | 72% | Y | N | N
| 138 | Massachusetts Electric | NE North | Central | Lashaway |  | North Brookfield | Distribution | 01-525L1 | Brookfield, East Brookfield, North Brookfield, Spencer, West Brookfield | 13.2 | 5.38 | 5.01 | 5.08 | 6.86 | 7.34 | 7.34 | 78.43% | 68.26% | 69.21% | 71.96% | Y | N | N
| 67 | Massachusetts Electric | NE North | Central | Laurel Cir. |  | Shirley | Distribution | 01-227W3 | Ayer, Lancaster, Shirley | 13.8 | 9.49 | 8.08 | 7.86 | 11.78 | 11.78 | 11.78 | 80.56% | 68.59% | 66.72% | 71.96% | Y | N | N
| 731 | Massachusetts Electric | NE North | North Shore | Winthrop |  | Winthrop | Distribution | 12-22J2 | Winthrop | 4.16 | 2.33 | 1.74 | 2.19 | 2.9 | 2.9 | 2.9 | 80.34% | 60% | 75.52% | 71.95% | Y | N | N
| 251 | Massachusetts Electric | NE South | Southeast | Palmer Street Sub |  | Somerset | Distribution | 05-18J5 | Somerset, Swansea | 4.16 | 1.42 | 1.42 | 1.43 | 1.98 | 1.98 | 1.98 | 71.72% | 71.72% | 72.22% | 71.89% | Y | N | N
| 882 | Massachusetts Electric | NE North | North Shore | Revere |  | Revere | Distribution | 12-7J7 | Revere | 4.16 | 2.36 | 2.02 | 1.9 | 2.94 | 2.94 | 2.85 | 80.27% | 68.71% | 66.67% | 71.88% | Y | N | N
| 592 | Massachusetts Electric | NE North | Western | Wilbraham |  | Wilbraham | Distribution | 09-507L3 | Palmer, Wilbraham | 13.2 | 8.36 | 7.77 | 8.02 | 11.2 | 11.2 | 11.2 | 74.64% | 69.38% | 71.61% | 71.88% | Y | N | N
| 605 | Massachusetts Electric | NE North | Western | Shaker Rd |  | East Longmeadow | Distribution | 09-522L2 | East Longmeadow | 13.2 | 8.68 | 7.85 | 8.57 | 11.66 | 11.66 | 11.66 | 74.44% | 67.32% | 73.5% | 71.76% | Y | N | N
| 337 | Massachusetts Electric | NE South | Southeast | Rocky Hill |  | Milford | Distribution | 05-336W3 | Milford, Upton | 13.8 | 8.78 | 8.52 | 9.96 | 12.67 | 12.67 | 12.67 | 69.3% | 67.25% | 78.61% | 71.72% | Y | N | N
| 88 | Massachusetts Electric | NE North | Central | Chandler St. |  | Worcester | Distribution | 01-2J335 | Worcester | 4.16 | 2.22 | 2.08 | 1.96 | 2.91 | 2.91 | 2.91 | 76.29% | 71.48% | 67.35% | 71.71% | Y | N | N
| 123 | Massachusetts Electric | NE North | Central | Snow St. |  | Southbridge | Distribution | 01-413L4 | Charlton, Southbridge | 13.2 | 6.94 | 6.64 | 7.32 | 9.72 | 9.72 | 9.72 | 71.4% | 68.31% | 75.31% | 71.67% | Y | N | N
| 480 | Massachusetts Electric | NE South | South Shore | Water St |  | Hanover | Distribution | 07-910W51 | Hanover, Norwell, Pembroke | 13.8 | 10.16 | 8.43 | 8.64 | 12.67 | 12.67 | 12.67 | 80.19% | 66.54% | 68.19% | 71.64% | Y | N | N
| 1038 | Massachusetts Electric | NE North | Merrimack Valley | West Newbury |  | West Newbury | Distribution | 14-47L2 | Newbury, Newburyport, West Newbury | 13.2 | 7.7 | 6.83 | 7.08 | 9.72 | 9.72 | 10.88 | 79.22% | 70.27% | 65.07% | 71.52% | Y | N | N
| 1133 | Massachusetts Electric | NE North | Merrimack Valley | North Dracut |  | Dracut | Distribution | 14-78L1 | Dracut | 13.2 | 8 | 6.95 | 7.1 | 10.29 | 10.29 | 10.29 | 77.75% | 67.54% | 69% | 71.43% | Y | N | N
| 291 | Massachusetts Electric | NE South | Southeast | Westboro |  | Westborough | Distribution | 05-312W4 | Upton, Westborough | 13.8 | 9 | 8.55 | 9.38 | 12.57 | 12.57 | 12.57 | 71.6% | 68.02% | 74.62% | 71.41% | Y | N | N
| 1119 | Massachusetts Electric | NE North | Merrimack Valley | East Methuen |  | Methuen | Distribution | 14-74L4 | Lawrence, Methuen | 13.2 | 6.61 | 7.13 | 6.74 | 9.56 | 9.56 | 9.56 | 69.14% | 74.58% | 70.5% | 71.41% | Y | N | N
| 1117 | Massachusetts Electric | NE North | Merrimack Valley | East Methuen |  | Methuen | Distribution | 14-74L2 | Methuen | 13.2 | 6.72 | 6.91 | 6.68 | 9.72 | 9.72 | 9.05 | 69.14% | 71.09% | 73.81% | 71.35% | Y | N | N
| 690 | Massachusetts Electric | NE North | North Shore | W. Medford |  | Medford | Distribution | 12-17J3 | Medford | 4.16 | 2.09 | 1.86 | 1.97 | 2.77 | 2.77 | 2.77 | 75.45% | 67.15% | 71.12% | 71.24% | Y | N | N
| 535 | Massachusetts Electric | NE South | South Shore | Norwell |  | Norwell | Distribution | 07-96W43 | Norwell, Scituate | 13.8 | 8.76 | 7.82 | 8.69 | 11.83 | 11.83 | 11.83 | 74.05% | 66.1% | 73.46% | 71.2% | Y | N | N
| 406 | Massachusetts Electric | NE South | South Shore | North Quincy |  | Quincy | Distribution | 07-11W4 | Quincy | 13.8 | 11.07 | 9.38 | 9.9 | 14.22 | 14.22 | 14.22 | 77.85% | 65.96% | 69.62% | 71.14% | Y | N | N
| 382 | Massachusetts Electric | NE South | Southeast | Mink Street |  | Seekonk | Distribution | 05-7L3 | Seekonk | 13.2 | 7.09 | 6.6 | 6.56 | 9.72 | 9.72 | 9.05 | 72.94% | 67.9% | 72.49% | 71.11% | Y | N | N
| 413 | Massachusetts Electric | NE South | South Shore | Mid-Weymouth |  | Weymouth | Distribution | 07-12W5 | Weymouth | 13.8 | 9.37 | 8.56 | 9.04 | 12.67 | 12.67 | 12.67 | 73.95% | 67.56% | 71.35% | 70.96% | Y | N | N
| 717 | Massachusetts Electric | NE North | North Shore | Lynnway |  | Lynn | Distribution | 12-21J23 | Lynn | 4.16 | 1.27 | 0.89 | 0.99 | 1.48 | 1.48 | 1.48 | 85.81% | 60.14% | 66.89% | 70.95% | Y | N | N
| 538 | Massachusetts Electric | NE South | South Shore | South Randolph |  | Randolph | Distribution | 07-97W2 | Randolph | 13.8 | 9.22 | 8.26 | 8.69 | 12.31 | 12.31 | 12.31 | 74.9% | 67.1% | 70.59% | 70.86% | Y | N | N
| 344 | Massachusetts Electric | NE South | Southeast | South Wrentham |  | Wrentham | Distribution | 05-3422W2 | Wrentham | 13.8 | 10.34 | 9 | 8.5 | 13.1 | 13.1 | 13.1 | 78.93% | 68.7% | 64.89% | 70.84% | Y | N | N
| 1008 | Massachusetts Electric | NE North | Merrimack Valley | Newburyport |  | Newburyport | Distribution | 14-36J2 | Newburyport | 4.16 | 1.46 | 1.39 | 1.44 | 2.02 | 2.02 | 2.02 | 72.28% | 68.81% | 71.29% | 70.79% | Y | N | N
| 154 | Massachusetts Electric | NE North | Central | E. Westminster |  | Westminster | Distribution | 01-609W2 | Charlton, Westminster | 13.8 | 7.04 | 6.17 | 6.5 | 9.2 | 9.2 | 9.47 | 76.52% | 67.07% | 68.64% | 70.74% | Y | Y | N
| 151 | Massachusetts Electric | NE North | Central | Crystal Lake |  | Gardner | Distribution | 01-607W4 | Gardner, Westminster | 13.8 | 6.76 | 7.03 | 7.24 | 10.16 | 10.16 | 9.47 | 66.54% | 69.19% | 76.45% | 70.73% | Y | Y | N
| 644 | Massachusetts Electric | NE North | Western | West St |  | Northampton | Distribution | 09-S100 | Northampton | 13.8 | 5.03 | 5.4 | 5.08 | 7.31 | 7.31 | 7.31 | 68.81% | 73.87% | 69.49% | 70.73% | Y | N | N
| 1084 | Massachusetts Electric | NE North | Merrimack Valley | Newbury |  | Newbury | Distribution | 14-60L1 | Newbury, Newburyport | 13.2 | 8.51 | 6.97 | 7.6 | 10.88 | 10.88 | 10.88 | 78.22% | 64.06% | 69.85% | 70.71% | Y | N | N
| 202 | Massachusetts Electric | NE North | Central | Grafton St. |  | Worcester | Distribution | 01-HT3 | Worcester | 13.8 | 4.58 | 4.68 | 4.41 | 6.07 | 6.67 | 6.67 | 75.45% | 70.16% | 66.12% | 70.58% | Y | N | N
| 512 | Massachusetts Electric | NE South | South Shore | Dupont |  | Brockton | Distribution | 07-91W49 | Brockton | 13.8 | 8.83 | 8.14 | 8.62 | 12.09 | 12.09 | 12.09 | 73.04% | 67.33% | 71.3% | 70.55% | Y | N | N
| 513 | Massachusetts Electric | NE South | South Shore | Easton |  | Easton | Distribution | 07-92W43 | Easton, Stoughton | 13.8 | 7.08 | 6.64 | 7.25 | 10.16 | 10.16 | 9.47 | 69.69% | 65.35% | 76.56% | 70.53% | Y | N | N
| 76 | Massachusetts Electric | NE North | Central | Greendale |  | Worcester | Distribution | 01-24W4 | Worcester | 13.8 | 5.49 | 5.14 | 5.63 | 7.39 | 8.41 | 7.39 | 74.29% | 61.12% | 76.18% | 70.53% | Y | N | N
| 87 | Massachusetts Electric | NE North | Central | Chandler St. |  | Worcester | Distribution | 01-2J328 | Worcester | 4.16 | 2.17 | 2 | 2.05 | 2.94 | 2.94 | 2.94 | 73.81% | 68.03% | 69.73% | 70.52% | Y | N | N
| 152 | Massachusetts Electric | NE North | Central | Crystal Lake |  | Gardner | Distribution | 01-607W5 | Gardner, Winchendon | 13.8 | 2.4 | 12.06 | 12.31 | 12.67 | 12.67 | 12.67 | 18.94% | 95.19% | 97.16% | 70.43% | Y | N | N
| 461 | Massachusetts Electric | NE South | South Shore | Court St |  | Brockton | Distribution | 07-69J1 | Brockton | 4.16 | 2.75 | 2.7 | 2.68 | 3.85 | 3.85 | 3.85 | 71.43% | 70.13% | 69.61% | 70.39% | Y | N | N
| 93 | Massachusetts Electric | NE North | Central | Millbury |  | Millbury | Distribution | 01-304W1 | Grafton, Millbury | 13.8 | 8.1 | 7.6 | 7.51 | 11.23 | 11.23 | 10.54 | 72.13% | 67.68% | 71.25% | 70.35% | Y | N | N
| 734 | Massachusetts Electric | NE North | North Shore | Winthrop |  | Winthrop | Distribution | 12-22J5 | Revere, Winthrop | 4.16 | 1.91 | 1.54 | 1.78 | 2.48 | 2.48 | 2.48 | 77.02% | 62.1% | 71.77% | 70.3% | Y | N | N
| 834 | Massachusetts Electric | NE North | North Shore | Railyard |  | Salem | Distribution | 12-49W4 | Salem, Swampscott | 13.8 | 8.8 | 7.48 | 8.54 | 11.78 | 11.78 | 11.78 | 74.7% | 63.5% | 72.5% | 70.23% | Y | N | N
| 514 | Massachusetts Electric | NE South | South Shore | Easton |  | Easton | Distribution | 07-92W44 | Brockton, Easton, West Bridgewater | 13.8 | 9.04 | 9.15 | 9.48 | 13.43 | 13.43 | 12.67 | 67.31% | 68.13% | 74.82% | 70.09% | Y | N | N
| 799 | Massachusetts Electric | NE North | North Shore | W. Salem |  | Salem | Distribution | 12-29W4 | Lynn, Salem, Swampscott | 13.8 | 8.25 | 7.41 | 7.95 | 11.23 | 11.23 | 11.23 | 73.46% | 65.98% | 70.79% | 70.08% | Y | N | N
| 515 | Massachusetts Electric | NE South | South Shore | Easton |  | Easton | Distribution | 07-92W54 | Easton, West Bridgewater, Weymouth | 13.8 | 7.25 | 7.03 | 7.05 | 10.16 | 10.16 | 10.16 | 71.36% | 69.19% | 69.39% | 69.98% | Y | N | N
| 320 | Massachusetts Electric | NE South | Southeast | Uxbridge |  | Uxbridge | Distribution | 05-321W2 | Douglas, Millville, Upton, Uxbridge | 13.8 | 8.64 | 7.9 | 9.8 | 12.57 | 12.57 | 12.57 | 68.74% | 62.85% | 77.96% | 69.85% | Y | N | N
| 42 | Massachusetts Electric | NE North | Central | Litchfield St |  | Leominster | Distribution | 01-207W4 | Leominster | 13.8 | 8.01 | 7.15 | 7.65 | 11.78 | 11.78 | 9.47 | 68% | 60.7% | 80.78% | 69.82% | Y | N | N
| 848 | Massachusetts Electric | NE North | North Shore | Hendersonville |  | Everett | Distribution | 12-593W4 | Everett, Malden | 13.8 | 9.78 | 9 | 9.5 | 13.53 | 13.53 | 13.53 | 72.28% | 66.52% | 70.21% | 69.67% | Y | N | N
| 687 | Massachusetts Electric | NE North | North Shore | Maplewood |  | Malden | Distribution | 12-16W8 | Revere | 13.8 | 9.63 | 7.98 | 8.84 | 12.67 | 12.67 | 12.67 | 76.01% | 62.98% | 69.77% | 69.59% | Y | N | N
| 79 | Massachusetts Electric | NE North | Central | Pondville |  | Auburn | Distribution | 01-26W2 | Auburn, Millbury, Worcester | 13.8 | 5.6 | 9 | 10.16 | 11.59 | 11.59 | 12.29 | 48.32% | 77.65% | 82.67% | 69.55% | Y | N | N
| 428 | Massachusetts Electric | NE South | South Shore | Field St |  | Quincy | Distribution | 07-1W6 | Quincy | 13.8 | 8.28 | 7.71 | 8.55 | 11.78 | 11.78 | 11.78 | 70.29% | 65.45% | 72.58% | 69.44% | Y | N | N
| 176 | Massachusetts Electric | NE North | Central | Vernon Hill |  | Worcester | Distribution | 01-8W2 | Millbury, Worcester | 13.8 | 8.62 | 8.24 | 9.37 | 12.6 | 12.6 | 12.6 | 68.41% | 65.4% | 74.37% | 69.39% | Y | N | N
| 730 | Massachusetts Electric | NE North | North Shore | Winthrop |  | Winthrop | Distribution | 12-22J1 | Winthrop | 4.16 | 2.18 | 2.04 | 1.92 | 2.95 | 2.95 | 2.95 | 73.9% | 69.15% | 65.08% | 69.38% | Y | N | N
| 878 | Massachusetts Electric | NE North | North Shore | Revere |  | Revere | Distribution | 12-7J2 | Revere | 4.16 | 1.92 | 1.85 | 2.05 | 2.8 | 2.8 | 2.8 | 68.57% | 66.07% | 73.21% | 69.29% | Y | N | N
| 624 | Massachusetts Electric | NE North | Western | Wendell Depot |  | Wendell | Distribution | 09-705W3 | Athol, Erving, Orange, Warwick, Wendell | 13.8 | 8.62 | 8.65 | 8.93 | 12.62 | 12.62 | 12.62 | 68.3% | 68.54% | 70.76% | 69.2% | Y | Y | N
| 550 | Massachusetts Electric | NE South | South Shore | North Abington |  | Abington | Distribution | 07-99W62 | Abington | 13.8 | 8.14 | 6.9 | 6.05 | 10.16 | 10.16 | 10.16 | 80.12% | 67.91% | 59.55% | 69.19% | Y | N | N
| 332 | Massachusetts Electric | NE South | Southeast | Depot Street |  | Milford | Distribution | 05-335W4 | Hopedale, Mendon, Milford | 13.8 | 9.04 | 8.25 | 8.25 | 12.31 | 12.31 | 12.31 | 73.44% | 67.02% | 67.02% | 69.16% | Y | N | N
| 559 | Massachusetts Electric | NE North | Western | Williamstown 1003 |  | Williamstown | Distribution | 09-1003W2 | Hancock, Williamstown | 13.8 | 8.11 | 7.78 | 8.14 | 11.23 | 11.78 | 11.78 | 72.22% | 66.04% | 69.1% | 69.12% | Y | N | N
| 992 | Massachusetts Electric | NE North | Merrimack Valley | North Chelmsford |  | Chelmsford | Distribution | 14-2L4 | Chelmsford, Dracut, Lowell | 13.2 | 8.02 | 7.82 | 8.32 | 11.66 | 11.66 | 11.66 | 68.78% | 67.07% | 71.36% | 69.07% | Y | N | N
| 669 | Massachusetts Electric | NE North | North Shore | Lynnway |  | Lynn | Distribution | 12-1391 | Lynn, Nahant | 13.8 | 6.1 | 5.4 | 5.81 | 7.29 | 9.08 | 9.08 | 83.68% | 59.47% | 63.99% | 69.04% | Y | N | N
| 484 | Massachusetts Electric | NE South | South Shore | Ames |  | Brockton | Distribution | 07-911W56 | Brockton, E. Bridgewater | 13.8 | 7.46 | 6.79 | 6.77 | 10.16 | 10.16 | 10.16 | 73.43% | 66.83% | 66.63% | 68.96% | Y | N | N
| 427 | Massachusetts Electric | NE South | South Shore | Field St |  | Quincy | Distribution | 07-1W5 | Quincy | 13.8 | 8.13 | 7.93 | 8.28 | 11.78 | 11.78 | 11.78 | 69.02% | 67.32% | 70.29% | 68.87% | Y | N | N
| 918 | Massachusetts Electric | NE North | Merrimack Valley | Worthen Street |  | Lowell | Distribution | 14-13J3 | Lowell | 4.16 | 1.62 | 1.56 | 1.59 | 2.31 | 2.31 | 2.31 | 70.13% | 67.53% | 68.83% | 68.83% | Y | N | N
| 500 | Massachusetts Electric | NE South | South Shore | Stoughton |  | Stoughton | Distribution | 07-913W69 | Stoughton | 13.8 | 9.9 | 8.57 | 9.24 | 13.43 | 13.43 | 13.43 | 73.72% | 63.81% | 68.8% | 68.78% | Y | N | N
| 416 | Massachusetts Electric | NE South | South Shore | Scituate |  | Scituate | Distribution | 07-17J1 | Scituate | 4.16 | 1.47 | 1.8 | 2.15 | 2.63 | 2.63 | 2.63 | 55.89% | 68.44% | 81.75% | 68.69% | Y | N | N
| 881 | Massachusetts Electric | NE North | North Shore | Revere |  | Revere | Distribution | 12-7J6 | Revere | 4.16 | 1.78 | 1.73 | 1.91 | 2.63 | 2.63 | 2.63 | 67.68% | 65.78% | 72.62% | 68.69% | Y | N | N
| 75 | Massachusetts Electric | NE North | Central | Greendale |  | Worcester | Distribution | 01-24W3 | Worcester | 13.8 | 6.21 | 5.82 | 6.13 | 8.82 | 8.82 | 8.82 | 70.41% | 65.99% | 69.5% | 68.63% | Y | N | N
| 732 | Massachusetts Electric | NE North | North Shore | Winthrop |  | Winthrop | Distribution | 12-22J3 | Winthrop | 4.16 | 2.31 | 1.72 | 2.04 | 2.95 | 2.95 | 2.95 | 78.31% | 58.31% | 69.15% | 68.59% | Y | N | N
| 812 | Massachusetts Electric | NE North | North Shore | Everett |  | Everett | Distribution | 12-37W1 | Malden, Medford | 13.8 | 8.27 | 7.39 | 9.41 | 12.19 | 12.19 | 12.19 | 67.84% | 60.62% | 77.19% | 68.55% | Y | N | N
| 5 | Massachusetts Electric | NE North | Central | Faraday St. |  | Worcester | Distribution | 01-11J314 | Worcester | 4.16 | 1.42 | 1.39 | 1.33 | 1.9 | 2.08 | 2.08 | 74.74% | 66.83% | 63.94% | 68.5% | Y | N | N
| 620 | Massachusetts Electric | NE North | Western | Chestnut Hill 702 |  | Athol | Distribution | 09-702W3 | Athol, New Salem, Orange, Petersham | 13.8 | 7.78 | 5.31 | 7.25 | 10.16 | 10.16 | 9.47 | 76.57% | 52.26% | 76.56% | 68.47% | Y | N | N
| 364 | Massachusetts Electric | NE South | Southeast | Union Street |  | Franklin | Distribution | 05-348W6 | Franklin | 13.8 | 8.97 | 8.17 | 8.65 | 12.57 | 12.57 | 12.57 | 71.36% | 65% | 68.81% | 68.39% | Y | N | N
| 1068 | Massachusetts Electric | NE North | Merrimack Valley | East Tewksbury |  | Tewksbury | Distribution | 14-59L3 | Tewksbury | 13.2 | 8.32 | 7.41 | 8.37 | 11.77 | 11.77 | 11.77 | 70.69% | 62.96% | 71.11% | 68.25% | Y | N | N
| 293 | Massachusetts Electric | NE South | Southeast | Woodside |  | Northborough | Distribution | 05-313W1 | Northborough, Westborough | 13.8 | 8.35 | 7.64 | 8.11 | 11.78 | 11.78 | 11.78 | 70.88% | 64.86% | 68.85% | 68.19% | Y | N | N
| 655 | Massachusetts Electric | NE North | North Shore | Beverly |  | Beverly | Distribution | 12-12J4 | Beverly | 4.16 | 1.56 | 1.49 | 1.67 | 2.31 | 2.31 | 2.31 | 67.53% | 64.5% | 72.29% | 68.11% | Y | N | N
| 505 | Massachusetts Electric | NE South | South Shore | Dupont |  | Brockton | Distribution | 07-91W40 | Brockton | 13.8 | 7.79 | 7.17 | 7.79 | 11.14 | 11.14 | 11.14 | 69.93% | 64.36% | 69.93% | 68.07% | Y | N | N
| 780 | Massachusetts Electric | NE North | North Shore | Gloucester |  | Gloucester | Distribution | 12-24J2 | Gloucester | 4.16 | 1.82 | 1.68 | 1.68 | 2.54 | 2.54 | 2.54 | 71.65% | 66.14% | 66.14% | 67.98% | Y | N | N
| 169 | Massachusetts Electric | NE North | Central | Webster St. |  | Worcester | Distribution | 01-6W2 | Leicester, Worcester | 13.8 | 8.75 | 7.57 | 7.65 | 11.78 | 11.78 | 11.78 | 74.28% | 64.26% | 64.94% | 67.83% | Y | N | N
| 898 | Massachusetts Electric | NE North | North Shore | Medford |  | Medford | Distribution | 12-9C6 | Medford | 4.16 | 2 | 2 | 0.72 | 2.32 | 2.32 | 2.32 | 86.21% | 86.21% | 31.03% | 67.82% | Y | N | N
| 341 | Massachusetts Electric | NE South | Southeast | Franklin |  | Franklin | Distribution | 05-341W1 | Franklin | 13.8 | 5.91 | 5.16 | 5.46 | 8.13 | 8.13 | 8.13 | 72.69% | 63.47% | 67.16% | 67.77% | Y | N | N
| 724 | Massachusetts Electric | NE North | North Shore | Lynnway |  | Lynn | Distribution | 12-21J32 | Lynn | 4.16 | 1.54 | 1.28 | 1.46 | 2.11 | 2.11 | 2.11 | 72.99% | 60.66% | 69.19% | 67.61% | Y | N | N
| 1111 | Massachusetts Electric | NE North | Merrimack Valley | Billerica |  | Billerica | Distribution | 14-70L8 | Billerica, Tewksbury | 13.2 | 8.12 | 7.96 | 7.85 | 11.8 | 11.8 | 11.8 | 68.81% | 67.46% | 66.53% | 67.6% | Y | N | N
| 35 | Massachusetts Electric | NE North | Central | Ayer |  | Ayer | Distribution | 01-201W1 | Ayer, Shirley | 13.8 | 8.29 | 7.74 | 8.17 | 11.78 | 11.78 | 12.31 | 70.37% | 65.7% | 66.37% | 67.48% | Y | N | N
| 827 | Massachusetts Electric | NE North | North Shore | Fayette |  | Lynn | Distribution | 12-3J903 | Lynn | 4.16 | 2.02 | 2.02 | 1.93 | 2.95 | 2.95 | 2.95 | 68.47% | 68.47% | 65.42% | 67.46% | Y | N | N
| 213 | Massachusetts Electric | NE North | Central | Webster St. |  | Worcester | Distribution | 01-HT47 | Worcester | 13.8 | 6.02 | 6.85 | 5.42 | 9.04 | 9.04 | 9.04 | 66.59% | 75.77% | 59.96% | 67.44% | Y | N | N
| 177 | Massachusetts Electric | NE North | Central | Grafton St. |  | Worcester | Distribution | 01-9J301 | Worcester | 4.16 | 1.15 | 1.04 | 1.19 | 1.56 | 1.74 | 1.74 | 73.72% | 59.77% | 68.39% | 67.29% | Y | N | N
| 502 | Massachusetts Electric | NE South | South Shore | Scituate |  | Scituate | Distribution | 07-915W36 | Norwell, Scituate | 13.8 | 9.48 | 7.67 | 7.7 | 12.31 | 12.31 | 12.31 | 77.01% | 62.31% | 62.55% | 67.29% | Y | N | N
| 1047 | Massachusetts Electric | NE North | Merrimack Valley | Lawrence Street |  | Lawrence | Distribution | 14-53J2 | Lawrence | 3.74 | 1.97 | 1.99 | 1.97 | 2.94 | 2.94 | 2.94 | 67.01% | 67.69% | 67.01% | 67.23% | Y | N | N
| 583 | Massachusetts Electric | NE North | Western | West Hampden |  | Hampden | Distribution | 09-139L5 | East Longmeadow, Hampden | 13.2 | 8.35 | 7.61 | 7.58 | 11.68 | 11.68 | 11.68 | 71.49% | 65.15% | 64.9% | 67.18% | Y | N | N
| 1002 | Massachusetts Electric | NE North | Merrimack Valley | Water Street |  | Haverhill | Distribution | 14-31L1 | Haverhill | 13.2 | 2.35 | 7.32 | 8.99 | 3.72 | 11.8 | 11.8 | 63.17% | 62.03% | 76.19% | 67.13% | Y | N | N
| 1118 | Massachusetts Electric | NE North | Merrimack Valley | East Methuen |  | Methuen | Distribution | 14-74L3 | Lawrence, Methuen | 13.2 | 8.21 | 6.97 | 7.67 | 11.36 | 11.36 | 11.36 | 72.27% | 61.36% | 67.52% | 67.05% | Y | N | N
| 556 | Massachusetts Electric | NE North | Western | Brown St |  | North Adams | Distribution | 09-1001W1 | Cheshire, Clarksburg, Florida, North Adams, Williamstown | 13.8 | 8.41 | 7.59 | 8.02 | 11.95 | 11.95 | 11.95 | 70.38% | 63.51% | 67.11% | 67% | Y | N | N
| 84 | Massachusetts Electric | NE North | Central | Bloomingdale |  | Worcester | Distribution | 01-27W3 | Worcester | 13.8 | 7.77 | 7.72 | 8.17 | 11.78 | 11.78 | 11.78 | 65.96% | 65.53% | 69.35% | 66.95% | Y | N | N
| 949 | Massachusetts Electric | NE North | Merrimack Valley | Tyngsboro |  | Tyngsborough | Distribution | 14-211L1 | Tyngsborough, Westford | 13.2 | 7.29 | 7.2 | 7.36 | 10.88 | 10.88 | 10.88 | 67% | 66.18% | 67.65% | 66.94% | Y | N | N
| 828 | Massachusetts Electric | NE North | North Shore | Rockport |  | Rockport | Distribution | 12-40J1 | Rockport | 4.16 | 1.92 | 1.64 | 1.76 | 2.65 | 2.65 | 2.65 | 72.45% | 61.89% | 66.42% | 66.92% | Y | N | N
| 330 | Massachusetts Electric | NE South | Southeast | Depot Street |  | Milford | Distribution | 05-335W2 | Milford | 13.8 | 6.29 | 6.31 | 6.15 | 7.53 | 9.2 | 12.67 | 83.53% | 68.59% | 48.54% | 66.89% | Y | N | N
| 295 | Massachusetts Electric | NE South | Southeast | Woodside |  | Northborough | Distribution | 05-313W3 | Northborough | 13.8 | 8.64 | 7.95 | 8.8 | 12.67 | 12.67 | 12.67 | 68.19% | 62.75% | 69.46% | 66.8% | Y | N | N
| 641 | Massachusetts Electric | NE North | Western | Florence Jct |  | Northampton | Distribution | 09-909W4 | Northampton, Williamsburg | 13.8 | 7.71 | 8.29 | 8.62 | 12.31 | 12.31 | 12.31 | 62.63% | 67.34% | 70.02% | 66.67% | Y | N | N
| 618 | Massachusetts Electric | NE North | Western | Chestnut Hill 702 |  | Athol | Distribution | 09-702W1 | Athol, Charlemont, Erving, Orange, Petersham, Phillipston, Royalston | 13.8 | 7.12 | 7.06 | 7.39 | 10.8 | 10.8 | 10.8 | 65.93% | 65.37% | 68.43% | 66.57% | Y | N | N
| 303 | Massachusetts Electric | NE South | Southeast | Northboro Road |  | Southborough | Distribution | 05-317W2 | Marlborough, Northborough, Southborough | 13.8 | 6.17 | 7.31 | 5.89 | 9.7 | 9.7 | 9.7 | 63.61% | 75.36% | 60.72% | 66.56% | Y | N | N
| 66 | Massachusetts Electric | NE North | Central | Laurel Cir. |  | Shirley | Distribution | 01-227W1 | Lancaster, Leominster, Shirley | 13.8 | 6.54 | 7.08 | 9.85 | 11.78 | 11.78 | 11.78 | 55.52% | 60.1% | 83.62% | 66.41% | Y | N | N
| 110 | Massachusetts Electric | NE North | Central | N. Oxford |  | Oxford | Distribution | 01-406L3 | Charlton, Oxford | 13.2 | 8.31 | 7.53 | 7.64 | 11.8 | 11.8 | 11.8 | 70.42% | 63.81% | 64.75% | 66.33% | Y | Y | N
| 78 | Massachusetts Electric | NE North | Central | Pondville |  | Auburn | Distribution | 01-26W1 | Auburn, Oxford, Worcester | 13.8 | 8.25 | 7.55 | 7.6 | 11.76 | 11.76 | 11.76 | 70.15% | 64.2% | 64.63% | 66.33% | Y | N | N
| 279 | Massachusetts Electric | NE South | Southeast | South Marlboro |  | Marlborough | Distribution | 05-310W4 | Marlborough | 13.8 | 7.91 | 6.29 | 6.67 | 10.49 | 10.49 | 10.49 | 75.41% | 59.96% | 63.58% | 66.32% | Y | N | N
| 244 | Massachusetts Electric | NE South | Southeast | Swansea Sub |  | Swansea | Distribution | 05-11W82 | Somerset, Swansea | 13.8 | 9.47 | 9.26 | 8.7 | 13.79 | 13.79 | 13.79 | 68.67% | 67.15% | 63.09% | 66.3% | Y | N | N
| 584 | Massachusetts Electric | NE North | Western | Ware |  | Ware | Distribution | 09-501L1 | Ware | 13.2 | 6.65 | 6.34 | 6.34 | 9.72 | 9.72 | 9.72 | 68.42% | 65.23% | 65.23% | 66.29% | Y | N | N
| 1151 | Massachusetts Electric | NE North | Merrimack Valley | Pinehurst |  | Billerica | Distribution | 14-92L6 | Billerica | 13.2 | 8 | 7.59 | 7.8 | 11.77 | 11.77 | 11.77 | 67.97% | 64.49% | 66.27% | 66.24% | Y | N | N
| 472 | Massachusetts Electric | NE South | South Shore | E. Bridgewater |  | East Bridgewater | Distribution | 07-797W20 | Bridgewater, E. Bridgewater, Easton, West Bridgewater | 13.8 | 9.74 | 8.91 | 9.36 | 14.1 | 14.1 | 14.1 | 69.08% | 63.19% | 66.38% | 66.22% | Y | N | N
| 102 | Massachusetts Electric | NE North | Central | Bancroft St. |  | Worcester | Distribution | 01-3J341 | Worcester | 4.16 | 1.79 | 1.67 | 1.68 | 2.59 | 2.59 | 2.59 | 69.11% | 64.48% | 64.86% | 66.15% | Y | N | N
| 691 | Massachusetts Electric | NE North | North Shore | W. Medford |  | Medford | Distribution | 12-17J4 | Medford | 4.16 | 1.92 | 2.18 | 1.57 | 2.86 | 2.86 | 2.86 | 67.13% | 76.22% | 54.9% | 66.08% | Y | N | N
| 491 | Massachusetts Electric | NE South | South Shore | Mill St |  | Bridgewater | Distribution | 07-912W55 | Bridgewater, Brockton | 13.8 | 8.14 | 8.01 | 9.19 | 12.79 | 12.79 | 12.79 | 63.64% | 62.63% | 71.85% | 66.04% | Y | N | N
| 29 | Massachusetts Electric | NE North | Central | Marion Ave |  | Worcester | Distribution | 01-18J394 | Worcester | 4.16 | 1.41 | 1.47 | 1.28 | 2.1 | 2.1 | 2.1 | 67.14% | 70% | 60.95% | 66.03% | Y | N | N
| 355 | Massachusetts Electric | NE South | Southeast | Beaver Pond |  | Franklin | Distribution | 05-344W2 | Franklin | 13.8 | 9.72 | 7.07 | 8.04 | 12.55 | 12.55 | 12.55 | 77.45% | 56.33% | 64.06% | 65.95% | Y | N | N
| 810 | Massachusetts Electric | NE North | North Shore | Everett |  | Malden | Distribution | 12-37J3 | Everett, Malden | 4.16 | 2.1 | 1.85 | 2.09 | 3.06 | 3.06 | 3.06 | 68.63% | 60.46% | 68.3% | 65.8% | Y | N | N
| 1149 | Massachusetts Electric | NE North | Merrimack Valley | Pinehurst |  | Billerica | Distribution | 14-92L3 | Billerica | 13.2 | 8.41 | 7.29 | 7.58 | 11.8 | 11.8 | 11.8 | 71.27% | 61.78% | 64.24% | 65.76% | Y | N | N
| 677 | Massachusetts Electric | NE North | North Shore | Maplewood |  | Malden | Distribution | 12-16J4 | Malden, Revere | 4.16 | 1.64 | 1.63 | 1.8 | 2.57 | 2.57 | 2.57 | 63.81% | 63.42% | 70.04% | 65.76% | Y | N | N
| 315 | Massachusetts Electric | NE South | Southeast | Whitins Pond |  | Northbridge | Distribution | 05-320W3 | Northbridge, Upton | 13.8 | 8.73 | 7.85 | 8.39 | 12.67 | 12.67 | 12.67 | 68.9% | 61.96% | 66.22% | 65.69% | Y | N | N
| 895 | Massachusetts Electric | NE North | North Shore | Medford |  | Medford | Distribution | 12-9C3 | Medford | 4.16 | 1.64 | 1.59 | 1.38 | 2.34 | 2.34 | 2.34 | 70.09% | 67.95% | 58.97% | 65.67% | Y | N | N
| 813 | Massachusetts Electric | NE North | North Shore | Everett |  | Everett | Distribution | 12-37W10 | Everett, Malden | 13.8 | 8.94 | 8.17 | 8.42 | 13 | 13 | 13 | 68.77% | 62.85% | 64.77% | 65.46% | Y | N | N
| 706 | Massachusetts Electric | NE North | North Shore | Salem Peabody St. |  | Salem | Distribution | 12-1J3 | Salem | 4.16 | 1.35 | 1.73 | 1.73 | 2.45 | 2.45 | 2.45 | 55.1% | 70.61% | 70.61% | 65.44% | Y | N | N
| 352 | Massachusetts Electric | NE South | Southeast | Foxboro 2 |  | Foxborough | Distribution | 05-3432W1 | Foxborough | 13.8 | 6.07 | 5.27 | 5.78 | 7.98 | 9.2 | 9.2 | 76.07% | 57.28% | 62.83% | 65.39% | Y | N | N
| 338 | Massachusetts Electric | NE South | Southeast | Rocky Hill |  | Milford | Distribution | 05-336W4 | Milford | 13.8 | 6.9 | 8.21 | 9.01 | 12.31 | 12.31 | 12.31 | 56.05% | 66.69% | 73.19% | 65.31% | Y | N | N
| 1110 | Massachusetts Electric | NE North | Merrimack Valley | Billerica |  | Billerica | Distribution | 14-70L6 | Billerica | 13.2 | 8.35 | 7.41 | 7.35 | 11.8 | 11.8 | 11.8 | 70.76% | 62.8% | 62.29% | 65.28% | Y | N | N
| 665 | Massachusetts Electric | NE North | North Shore | Lynnway |  | Lynn | Distribution | 12-1381 | Lynn, Swampscott | 13.8 | 3.18 | 2.75 | 3.66 | 4.9 | 4.9 | 4.9 | 64.9% | 56.12% | 74.69% | 65.24% | Y | N | N
| 302 | Massachusetts Electric | NE South | Southeast | Northboro Road |  | Southborough | Distribution | 05-317W1 | Marlborough, Southborough, Westborough | 13.8 | 5.99 | 7.64 | 5.79 | 9.94 | 9.94 | 9.94 | 60.26% | 76.86% | 58.25% | 65.12% | Y | N | N
| 106 | Massachusetts Electric | NE North | Central | Bancroft St. |  | Worcester | Distribution | 01-3J374 | Worcester | 4.16 | 1.91 | 1.86 | 1.79 | 2.85 | 2.85 | 2.85 | 67.02% | 65.26% | 62.81% | 65.03% | Y | N | N
| 470 | Massachusetts Electric | NE South | South Shore | E. Bridgewater |  | East Bridgewater | Distribution | 07-797W1 | Bridgewater, E. Bridgewater | 13.8 | 10.41 | 8.96 | 9.15 | 14.63 | 14.63 | 14.63 | 71.16% | 61.24% | 62.54% | 64.98% | Y | N | N
| 168 | Massachusetts Electric | NE North | Central | Webster St. |  | Worcester | Distribution | 01-6W1 | Auburn, Worcester | 13.8 | 5.9 | 6.69 | 7.17 | 7.27 | 12.19 | 12.19 | 81.16% | 54.88% | 58.82% | 64.95% | Y | N | N
| 601 | Massachusetts Electric | NE North | Western | Little Rest Rd |  | Warren | Distribution | 09-516L1 | Brimfield, Holland, Wales, Warren | 13.2 | 8.12 | 7.34 | 8.03 | 12.07 | 12.07 | 12.07 | 67.27% | 60.81% | 66.53% | 64.87% | Y | Y | N
| 15 | Massachusetts Electric | NE North | Central | Faraday St. |  | Worcester | Distribution | 01-11J354 | Worcester | 4.16 | 2.03 | 1.75 | 1.1 | 2.51 | 2.51 | 2.51 | 80.88% | 69.72% | 43.82% | 64.81% | Y | N | N
| 977 | Massachusetts Electric | NE North | Merrimack Valley | Concord Road |  | Chelmsford | Distribution | 14-24L2 | Chelmsford, Westford | 13.2 | 5.78 | 5.19 | 5.72 | 8.6 | 8.6 | 8.6 | 67.21% | 60.35% | 66.51% | 64.69% | Y | N | N
| 876 | Massachusetts Electric | NE North | North Shore | Nahant |  | Nahant | Distribution | 12-79J2 | Nahant | 4.16 | 2.13 | 1.92 | 1.88 | 3.06 | 3.06 | 3.06 | 69.61% | 62.75% | 61.44% | 64.6% | Y | N | N
| 530 | Massachusetts Electric | NE South | South Shore | Phillips Lane |  | Hanover | Distribution | 07-95W4 | Hanover, Norwell, Rockland | 13.8 | 8.58 | 7.87 | 8.09 | 12.67 | 12.67 | 12.67 | 67.72% | 62.12% | 63.85% | 64.56% | Y | N | N
| 474 | Massachusetts Electric | NE South | South Shore | E. Bridgewater |  | East Bridgewater | Distribution | 07-797W24 | Brockton, E. Bridgewater, Halifax, Hanson, Pembroke | 13.8 | 9.7 | 8.68 | 9.71 | 14.51 | 14.51 | 14.51 | 66.85% | 59.82% | 66.92% | 64.53% | Y | N | N
| 481 | Massachusetts Electric | NE South | South Shore | Water St |  | Hanover | Distribution | 07-910W52 | Hanover, Pembroke | 13.8 | 8.45 | 7.38 | 7.97 | 12.31 | 12.31 | 12.31 | 68.64% | 59.95% | 64.74% | 64.45% | Y | N | N
| 1141 | Massachusetts Electric | NE North | Merrimack Valley | Beach Road |  | Salisbury | Distribution | 14-7L4 | Amesbury, Newbury, Salisbury | 13.2 | 8.14 | 6.99 | 7.71 | 11.82 | 11.82 | 11.82 | 68.87% | 59.14% | 65.23% | 64.41% | Y | N | N
| 1159 | Nantucket Electric | NE South | Nantucket | Candle St |  | Nantucket | Distribution | 04-101L4 | Nantucket | 13.2 | 6.6607 | 6.4474 | 6.7598 | 10.2884 | 10.2884 | 10.29 | 64.74% | 62.67% | 65.69% | 64.37% | Y | N | N
| 1145 | Massachusetts Electric | NE North | Merrimack Valley | West Andover |  | Andover | Distribution | 14-8T1 | Andover | 34.5 | 22.53 | 17.27 | 18.58 | 30.42 | 30.12 | 30.12 | 74.06% | 57.34% | 61.69% | 64.36% | Y | N | N
| 651 | Massachusetts Electric | NE North | North Shore | Wellington |  | Medford | Distribution | 12-11J3 | Medford | 4.16 | 1.92 | 2.16 | 2.21 | 3.26 | 3.26 | 3.26 | 58.9% | 66.26% | 67.79% | 64.31% | Y | N | N
| 95 | Massachusetts Electric | NE North | Central | Millbury |  | Millbury | Distribution | 01-304W3 | Millbury, Worcester | 13.8 | 7.79 | 6.95 | 7.96 | 11.78 | 11.78 | 11.78 | 66.13% | 59% | 67.57% | 64.23% | Y | N | N
| 1116 | Massachusetts Electric | NE North | Merrimack Valley | East Methuen |  | Methuen | Distribution | 14-74L1 | Haverhill, Methuen | 13.2 | 12.12 | 12.47 | 11.33 | 18.66 | 18.66 | 18.66 | 64.95% | 66.83% | 60.72% | 64.17% | Y | N | N
| 707 | Massachusetts Electric | NE North | North Shore | Salem Peabody St. |  | Salem | Distribution | 12-1J4 | Beverly, Salem | 4.16 | 1.73 | 1.51 | 1.55 | 2.49 | 2.49 | 2.49 | 69.48% | 60.64% | 62.25% | 64.12% | Y | N | N
| 114 | Massachusetts Electric | NE North | Central | E. Webster |  | Webster | Distribution | 01-412L1 | Webster | 13.2 | 7.32 | 7.13 | 7.48 | 11.41 | 11.41 | 11.41 | 64.15% | 62.49% | 65.56% | 64.07% | Y | N | N
| 200 | Massachusetts Electric | NE North | Central | Vernon Hill |  | Worcester | Distribution | 01-HT27 | Worcester | 13.8 | 5.12 | 5.08 | 4.61 | 9.56 | 7 | 7 | 53.56% | 72.57% | 65.86% | 64% | Y | N | N
| 182 | Massachusetts Electric | NE North | Central | Grafton St. |  | Worcester | Distribution | 01-9J310 | Worcester | 4.16 | 1.17 | 1.15 | 1.07 | 1.77 | 1.77 | 1.77 | 66.1% | 64.97% | 60.45% | 63.84% | Y | N | N
| 473 | Massachusetts Electric | NE South | South Shore | E. Bridgewater |  | East Bridgewater | Distribution | 07-797W23 | Bridgewater, E. Bridgewater | 13.8 | 9.74 | 8.98 | 9.07 | 14.51 | 14.51 | 14.51 | 67.13% | 61.89% | 62.51% | 63.84% | Y | N | N
| 727 | Massachusetts Electric | NE North | North Shore | Lynnway |  | Lynn | Distribution | 12-21J35 | Lynn | 4.16 | 1.11 | 0.99 | 1.04 | 1.64 | 1.64 | 1.64 | 67.68% | 60.37% | 63.41% | 63.82% | Y | N | N
| 807 | Massachusetts Electric | NE North | North Shore | Revere Beach |  | Revere | Distribution | 12-35J4 | Revere | 4.16 | 1.73 | 1.51 | 1.62 | 2.54 | 2.54 | 2.54 | 68.11% | 59.45% | 63.78% | 63.78% | Y | N | N
| 663 | Massachusetts Electric | NE North | North Shore | Beverly |  | Beverly | Distribution | 12-12L4 | Beverly | 13.2 | 8.28 | 7.36 | 7.5 | 12.12 | 12.12 | 12.12 | 68.32% | 60.73% | 61.88% | 63.64% | Y | N | N
| 1054 | Massachusetts Electric | NE North | Merrimack Valley | Burtt Road |  | Andover | Distribution | 14-54L4 | Andover | 13.2 | 7.98 | 6.9 | 8.14 | 12.07 | 12.07 | 12.07 | 66.11% | 57.17% | 67.44% | 63.57% | Y | N | N
| 333 | Massachusetts Electric | NE South | Southeast | Depot Street |  | Milford | Distribution | 05-335W5 | Milford | 13.8 | 8.28 | 7.87 | 8.01 | 12.67 | 12.67 | 12.67 | 65.35% | 62.12% | 63.22% | 63.56% | Y | N | N
| 252 | Massachusetts Electric | NE South | Southeast | Palmer Street Sub |  | Somerset | Distribution | 05-18J7 | Somerset | 4.16 | 2.02 | 1.87 | 1.81 | 3.06 | 3.06 | 2.85 | 66.01% | 61.11% | 63.51% | 63.54% | Y | N | N
| 634 | Massachusetts Electric | NE North | Western | West St |  | Northampton | Distribution | 09-901W1 | Northampton | 13.8 | 7.04 | 6.52 | 6.05 | 8.82 | 11.38 | 11.38 | 79.82% | 57.29% | 53.16% | 63.43% | Y | N | N
| 141 | Massachusetts Electric | NE North | Central | Meadow Street 552 |  | Spencer | Distribution | 01-552L2 | Spencer | 13.2 | 7.52 | 7.45 | 7.48 | 11.8 | 11.8 | 11.8 | 63.73% | 63.14% | 63.39% | 63.42% | Y | N | N
| 725 | Massachusetts Electric | NE North | North Shore | Lynnway |  | Lynn | Distribution | 12-21J33 | Lynn | 4.16 | 1.12 | 1.18 | 1.2 | 1.84 | 1.84 | 1.84 | 60.87% | 64.13% | 65.22% | 63.41% | Y | N | N
| 561 | Massachusetts Electric | NE North | Western | Charlemont |  | Buckland | Distribution | 09-1007G1 | Charlemont, Hawley, Heath | 8.32 | 1.55 | 1.07 | 1.14 | 1.98 | 1.98 | 1.98 | 78.28% | 54.04% | 57.58% | 63.3% | Y | N | N
| 816 | Massachusetts Electric | NE North | North Shore | Everett |  | Everett | Distribution | 12-37W4 | Malden, Medford | 13.8 | 8.17 | 7.42 | 7.52 | 12.17 | 12.17 | 12.17 | 67.13% | 60.97% | 61.79% | 63.3% | Y | N | N
| 392 | Massachusetts Electric | NE South | Southeast | Read Street |  | Attleboro | Distribution | 05-9L3 | Attleboro | 13.2 | 8.22 | 7 | 7.13 | 11.77 | 11.77 | 11.77 | 69.84% | 59.47% | 60.58% | 63.3% | Y | N | N
| 795 | Massachusetts Electric | NE North | North Shore | West Gloucester |  | Gloucester | Distribution | 12-28L2 | Gloucester, Manchester | 13.2 | 7.11 | 6.72 | 6.79 | 10.88 | 10.88 | 10.88 | 65.35% | 61.76% | 62.41% | 63.17% | Y | N | N
| 1139 | Massachusetts Electric | NE North | Merrimack Valley | Beach Road |  | Salisbury | Distribution | 14-7L1 | Salisbury | 13.2 | 7.59 | 7.5 | 7.15 | 11.77 | 11.77 | 11.77 | 64.49% | 63.72% | 60.75% | 62.98% | Y | N | N
| 80 | Massachusetts Electric | NE North | Central | Pondville |  | Auburn | Distribution | 01-26W3 | Auburn, Millbury, Oxford, Southbridge | 13.8 | 5.66 | 5.36 | 6.12 | 8.82 | 9.2 | 9.2 | 64.17% | 58.26% | 66.52% | 62.98% | Y | N | N
| 1135 | Massachusetts Electric | NE North | Merrimack Valley | North Dracut |  | Dracut | Distribution | 14-78L9 | Dracut, Lowell | 13.2 | 9.81 | 6.74 | 5.87 | 11.87 | 11.87 | 11.87 | 82.65% | 56.78% | 49.45% | 62.96% | Y | N | N
| 274 | Massachusetts Electric | NE South | Southeast | Sykes Rd. Sub |  | Fall River | Distribution | 05-28W51 | Fall River | 13.8 | 8.74 | 7.7 | 7.49 | 12.67 | 12.67 | 12.67 | 68.98% | 60.77% | 59.12% | 62.96% | Y | N | N
| 181 | Massachusetts Electric | NE North | Central | Grafton St. |  | Worcester | Distribution | 01-9J307 | Worcester | 4.16 | 1.26 | 1.24 | 1.22 | 1.97 | 1.97 | 1.97 | 63.96% | 62.94% | 61.93% | 62.94% | Y | N | N
| 649 | Massachusetts Electric | NE North | North Shore | Wellington |  | Medford | Distribution | 12-11J13 | Medford | 4.16 | 1.44 | 2.16 | 2.55 | 3.26 | 3.26 | 3.26 | 44.17% | 66.26% | 78.22% | 62.88% | Y | N | N
| 529 | Massachusetts Electric | NE South | South Shore | Phillips Lane |  | Hanover | Distribution | 07-95W3 | Hanover, Hanson, Pembroke | 13.8 | 8.02 | 7.25 | 7.92 | 12.31 | 12.31 | 12.31 | 65.15% | 58.9% | 64.34% | 62.79% | Y | N | N
| 32 | Massachusetts Electric | NE North | Central | Tatnuck |  | Worcester | Distribution | 01-1J369 | Worcester | 4.16 | 1.71 | 1.71 | 1.7 | 2.72 | 2.72 | 2.72 | 62.87% | 62.87% | 62.5% | 62.75% | Y | N | N
| 953 | Massachusetts Electric | NE North | Merrimack Valley | Hoover Street |  | Dracut | Distribution | 14-21L3 | Dracut, Lowell | 13.2 | 8.14 | 7.22 | 6.85 | 11.8 | 11.8 | 11.8 | 68.98% | 61.19% | 58.05% | 62.74% | Y | N | N
| 323 | Massachusetts Electric | NE South | Southeast | Uxbridge |  | Uxbridge | Distribution | 05-321W6 | Blackstone, Mendon, Millville, Northbridge, Seekonk, Uxbridge | 13.8 | 8.45 | 7.17 | 8.11 | 12.62 | 12.62 | 12.62 | 66.96% | 56.81% | 64.26% | 62.68% | Y | N | N
| 899 | Massachusetts Electric | NE North | North Shore | Medford |  | Medford | Distribution | 12-9C7 | Medford | 4.16 | 1.49 | 1.49 | 1.49 | 2.38 | 2.38 | 2.38 | 62.61% | 62.61% | 62.61% | 62.61% | Y | N | N
| 237 | Massachusetts Electric | NE South | Southeast | Bates St. Sub |  | Fall River | Distribution | 05-115W44 | Fall River | 13.8 | 8.3 | 7.39 | 7.97 | 12.6 | 12.6 | 12.6 | 65.87% | 58.65% | 63.25% | 62.59% | Y | N | N
| 18 | Massachusetts Electric | NE North | Central | Millbrook St. |  | Worcester | Distribution | 01-12J377 | Worcester | 4.16 | 1.84 | 1.87 | 1.34 | 2.69 | 2.69 | 2.69 | 68.4% | 69.52% | 49.81% | 62.58% | Y | N | N
| 349 | Massachusetts Electric | NE South | Southeast | Crocker Pond |  | Wrentham | Distribution | 05-3424W5 | Foxborough, Wrentham | 13.8 | 6.15 | 5.85 | 6.81 | 10.04 | 10.04 | 10.04 | 61.25% | 58.27% | 67.83% | 62.45% | Y | N | N
| 452 | Massachusetts Electric | NE South | South Shore | Randolph |  | Randolph | Distribution | 07-5W3 | Randolph | 13.8 | 7.31 | 6.88 | 7.08 | 11.38 | 11.38 | 11.38 | 64.24% | 60.46% | 62.21% | 62.3% | Y | N | N
| 781 | Massachusetts Electric | NE North | North Shore | Gloucester |  | Gloucester | Distribution | 12-24J4 | Gloucester | 4.16 | 1.32 | 1.08 | 1.15 | 1.9 | 1.9 | 1.9 | 69.47% | 56.84% | 60.53% | 62.28% | Y | N | N
| 25 | Massachusetts Electric | NE North | Central | Lincoln Plaza |  | Worcester | Distribution | 01-15J392 | Worcester | 4.16 | 2.18 | 1.65 | 1.66 | 2.94 | 2.94 | 2.94 | 74.15% | 56.12% | 56.46% | 62.24% | Y | N | N
| 562 | Massachusetts Electric | NE North | Western | Walker St |  | North Adams | Distribution | 09-1015W1 | Clarksburg, Florida, North Adams, Rowe | 13.8 | 4.92 | 5.02 | 4.79 | 7.89 | 7.89 | 7.89 | 62.36% | 63.62% | 60.71% | 62.23% | Y | N | N
| 703 | Massachusetts Electric | NE North | North Shore | Salem Peabody St. |  | Salem | Distribution | 12-1J12 | Beverly, Salem | 4.16 | 1.69 | 1.32 | 1.55 | 2.45 | 2.45 | 2.45 | 68.98% | 53.88% | 63.27% | 62.04% | Y | N | N
| 462 | Massachusetts Electric | NE South | South Shore | North Weymouth |  | Weymouth | Distribution | 07-6W1 | Weymouth | 13.8 | 6.84 | 6.21 | 6.53 | 10.52 | 10.52 | 10.52 | 65.02% | 59.03% | 62.07% | 62.04% | Y | N | N
| 1026 | Massachusetts Electric | NE North | Merrimack Valley | Perry Street |  | Lowell | Distribution | 14-3J7 | Lowell | 4.16 | 1.6 | 1.6 | 1.69 | 2.63 | 2.63 | 2.63 | 60.84% | 60.84% | 64.26% | 61.98% | Y | N | N
| 944 | Massachusetts Electric | NE North | Merrimack Valley | Power Company Road |  | Tewksbury | Distribution | 14-20L1 | Tewksbury | 13.2 | 8 | 6.9 | 7.61 | 12.12 | 12.12 | 12.12 | 66.01% | 56.93% | 62.79% | 61.91% | Y | N | N
| 1029 | Massachusetts Electric | NE North | Merrimack Valley | Perry Street |  | Lowell | Distribution | 14-3L4 | Lowell | 13.2 | 10.68 | 7.2 | 6.57 | 13.17 | 13.17 | 13.17 | 81.09% | 54.67% | 49.89% | 61.88% | Y | N | N
| 721 | Massachusetts Electric | NE North | North Shore | Lynnway |  | Lynn | Distribution | 12-21J28 | Lynn | 4.16 | 1.08 | 0.93 | 1.03 | 1.64 | 1.64 | 1.64 | 65.85% | 56.71% | 62.8% | 61.79% | Y | N | N
| 301 | Massachusetts Electric | NE South | Southeast | East Main Street |  | Westborough | Distribution | 05-314W5 | Westborough | 13.8 | 6.29 | 5.94 | 6.15 | 10.16 | 10.16 | 9.47 | 61.91% | 58.46% | 64.94% | 61.77% | Y | N | N
| 312 | Massachusetts Electric | NE South | Southeast | North Marlboro |  | Marlborough | Distribution | 05-318W5 | Marlborough, Northborough | 13.8 | 7.84 | 7.05 | 7.31 | 12.02 | 12.02 | 12.02 | 65.22% | 58.65% | 60.82% | 61.56% | Y | N | N
| 254 | Massachusetts Electric | NE South | Southeast | Dighton |  | Dighton | Distribution | 05-19W73 | Dighton, Rehoboth, Swansea | 13.8 | 4.8 | 5.15 | 5.94 | 7.53 | 8.25 | 10.16 | 63.75% | 62.42% | 58.46% | 61.54% | Y | N | N
| 804 | Massachusetts Electric | NE North | North Shore | Revere Beach |  | Revere | Distribution | 12-35J1 | Revere | 4.16 | 1.9 | 1.63 | 1.78 | 2.88 | 2.88 | 2.88 | 65.97% | 56.6% | 61.81% | 61.46% | Y | N | N
| 230 | Massachusetts Electric | NE South | Southeast | Dummy-108W51 |  | Blackstone | Distribution | 05-108W51 | Bellingham, Blackstone | 13.8 | 7.81 | 7.29 | 6.88 | 11.93 | 11.93 | 11.93 | 65.47% | 61.11% | 57.67% | 61.41% | Y | N | N
| 300 | Massachusetts Electric | NE South | Southeast | East Main Street |  | Westborough | Distribution | 05-314W4 | Northborough, Westborough | 13.8 | 7.95 | 7.75 | 7.63 | 12.67 | 12.67 | 12.67 | 62.75% | 61.17% | 60.22% | 61.38% | Y | N | N
| 351 | Massachusetts Electric | NE South | Southeast | Foxboro 1 |  | Foxborough | Distribution | 05-3431W2 | Foxborough | 13.8 | 8.21 | 7.31 | 7.77 | 12.67 | 12.67 | 12.67 | 64.8% | 57.7% | 61.33% | 61.27% | Y | N | N
| 894 | Massachusetts Electric | NE North | North Shore | Medford |  | Medford | Distribution | 12-9C2 | Medford | 4.16 | 2.14 | 2.07 | 2.03 | 4.41 | 2.8 | 3.31 | 48.53% | 73.93% | 61.33% | 61.26% | Y | N | N
| 277 | Massachusetts Electric | NE South | Southeast | Forest Street |  | Attleboro | Distribution | 05-2J3 | Attleboro | 4.16 | 2.02 | 2.01 | 1.96 | 3.26 | 3.26 | 3.26 | 61.96% | 61.66% | 60.12% | 61.25% | Y | N | N
| 1093 | Massachusetts Electric | NE North | Merrimack Valley | West Methuen |  | Methuen | Distribution | 14-63L2 | Methuen | 13.2 | 5.88 | 9.86 | 5.85 | 11.77 | 11.77 | 11.77 | 49.96% | 83.77% | 49.7% | 61.14% | Y | N | N
| 814 | Massachusetts Electric | NE North | North Shore | Everett |  | Everett | Distribution | 12-37W2 | Medford | 13.8 | 7.84 | 6.96 | 7.55 | 12.19 | 12.19 | 12.19 | 64.32% | 57.1% | 61.94% | 61.12% | Y | N | N
| 468 | Massachusetts Electric | NE South | South Shore | Harrison Blvd |  | Avon | Distribution | 07-75W5 | Avon | 13.8 | 8.11 | 7.56 | 7.55 | 12.67 | 12.67 | 12.67 | 64.01% | 59.67% | 59.59% | 61.09% | Y | N | N
| 256 | Massachusetts Electric | NE South | Southeast | West Street |  | Attleboro | Distribution | 05-1J1 | Attleboro | 4.16 | 1.98 | 1.83 | 1.67 | 3.06 | 3.06 | 2.85 | 64.71% | 59.8% | 58.6% | 61.04% | Y | N | N
| 228 | Massachusetts Electric | NE South | Southeast | Hathaway St. Sub |  | Fall River | Distribution | 05-106W81 | Attleboro, Fall River | 13.8 | 7.86 | 4.21 | 4.18 | 8.89 | 8.89 | 8.89 | 88.41% | 47.36% | 47.02% | 60.93% | Y | N | N
| 1137 | Massachusetts Electric | NE North | Merrimack Valley | North Andover |  | North Andover | Distribution | 14-7J3 | North Andover | 3.74 | 1.61 | 1.49 | 1.56 | 2.55 | 2.55 | 2.55 | 63.14% | 58.43% | 61.18% | 60.92% | Y | N | N
| 1010 | Massachusetts Electric | NE North | Merrimack Valley | Newburyport |  | Newburyport | Distribution | 14-36J4 | Newburyport | 4.16 | 1.2 | 1.26 | 1.22 | 2.02 | 2.02 | 2.02 | 59.41% | 62.38% | 60.4% | 60.73% | Y | N | N
| 594 | Massachusetts Electric | NE North | Western | East Longmeadow |  | East Longmeadow | Distribution | 09-508L2 | East Longmeadow | 13.2 | 7.87 | 7.23 | 6.36 | 11.8 | 11.8 | 11.8 | 66.69% | 61.27% | 53.9% | 60.62% | Y | N | N
| 457 | Massachusetts Electric | NE South | South Shore | Lincoln St |  | Abington | Distribution | 07-60J1 | Abington, Weymouth | 4.16 | 2.63 | 2.43 | 2.44 | 4.14 | 4.14 | 4.14 | 63.53% | 58.7% | 58.94% | 60.39% | Y | N | N
| 49 | Massachusetts Electric | NE North | Central | Fitch Rd. |  | Clinton | Distribution | 01-216W5 | Berlin, Clinton, Leominster | 13.8 | 7.2 | 6.92 | 7.22 | 11.78 | 11.78 | 11.78 | 61.12% | 58.74% | 61.29% | 60.38% | Y | N | N
| 947 | Massachusetts Electric | NE North | Merrimack Valley | Power Company Road |  | Tewksbury | Distribution | 14-20L4 | Tewksbury | 13.2 | 5.74 | 5.9 | 7.34 | 10.75 | 10.75 | 10.08 | 53.4% | 54.88% | 72.82% | 60.37% | Y | N | N
| 1161 | Nantucket Electric | NE South | Nantucket | Candle St |  | Nantucket | Distribution | 04-101L6 | Nantucket | 13.2 | 6.1198 | 5.9825 | 6.1425 | 10.0826 | 10.0826 | 10.08 | 60.7% | 59.33% | 60.94% | 60.32% | Y | N | N
| 386 | Massachusetts Electric | NE South | Southeast | Chartley Pond |  | Attleboro | Distribution | 05-8L2 | Attleboro, Norton | 13.2 | 6.74 | 5.84 | 5.88 | 8 | 12.12 | 12.12 | 84.25% | 48.18% | 48.51% | 60.32% | Y | N | N
| 809 | Massachusetts Electric | NE North | North Shore | Everett |  | Everett | Distribution | 12-37J2 | Everett | 4.16 | 1.71 | 1.53 | 1.59 | 2.67 | 2.67 | 2.67 | 64.04% | 57.3% | 59.55% | 60.3% | Y | N | N
| 425 | Massachusetts Electric | NE South | South Shore | Field St |  | Quincy | Distribution | 07-1W3 | Quincy | 13.8 | 7.36 | 6.82 | 7.11 | 11.78 | 11.78 | 11.78 | 62.48% | 57.89% | 60.36% | 60.24% | Y | N | N
| 445 | Massachusetts Electric | NE South | South Shore | West Quincy |  | Quincy | Distribution | 07-3W4 | Quincy | 13.8 | 7.23 | 6.61 | 5.59 | 10.76 | 10.76 | 10.76 | 67.19% | 61.43% | 51.95% | 60.19% | Y | N | N
| 19 | Massachusetts Electric | NE North | Central | Millbrook St. |  | Worcester | Distribution | 01-12J378 | Worcester | 4.16 | 1.28 | 1.15 | 1.18 | 2 | 2 | 2 | 64% | 57.5% | 59% | 60.17% | Y | N | N
| 105 | Massachusetts Electric | NE North | Central | Bancroft St. |  | Worcester | Distribution | 01-3J373 | Worcester | 4.16 | 1.77 | 1.64 | 1.68 | 2.82 | 2.82 | 2.82 | 62.77% | 58.16% | 59.57% | 60.17% | Y | N | N
| 383 | Massachusetts Electric | NE South | Southeast | Mink Street |  | Seekonk | Distribution | 05-7L4 | Rehoboth, Seekonk | 13.2 | 9.64 | 9.05 | 2.55 | 11.77 | 11.77 | 11.77 | 81.9% | 76.89% | 21.67% | 60.15% | Y | N | N
| 414 | Massachusetts Electric | NE South | South Shore | Mid-Weymouth |  | Weymouth | Distribution | 07-12W6 | Weymouth | 13.8 | 8.09 | 7.08 | 7.69 | 12.67 | 12.67 | 12.67 | 63.85% | 55.88% | 60.69% | 60.14% | Y | N | N
| 51 | Massachusetts Electric | NE North | Central | Prospect St. |  | Leominster | Distribution | 01-219W1 | Leominster | 13.8 | 6.6 | 5.52 | 6.19 | 10.16 | 10.16 | 10.16 | 64.96% | 54.33% | 60.93% | 60.07% | Y | N | N
| 1045 | Massachusetts Electric | NE North | Merrimack Valley | Ballardvalle |  | Andover | Distribution | 14-50L3 | Andover | 13.2 | 6.17 | 6.56 | 6.86 | 10.88 | 10.88 | 10.88 | 56.71% | 60.29% | 63.05% | 60.02% | Y | N | N
| 938 | Massachusetts Electric | NE North | Merrimack Valley | Lawrence |  | Lawrence | Distribution | 14-1J4 | Lawrence | 3.74 | 1.28 | 1.23 | 1.27 | 2.1 | 2.1 | 2.1 | 60.95% | 58.57% | 60.48% | 60% | Y | N | N
| 978 | Massachusetts Electric | NE North | Merrimack Valley | Concord Road |  | Chelmsford | Distribution | 14-24L3 | Billerica, Chelmsford | 13.2 | 7.16 | 5.85 | 5.26 | 10.15 | 10.15 | 10.15 | 70.54% | 57.64% | 51.82% | 60% | Y | N | N
| 694 | Massachusetts Electric | NE North | North Shore | N. Beverly |  | Beverly | Distribution | 12-18J1 | Beverly | 4.16 | 1.1 | 0.97 | 0.97 | 1.69 | 1.69 | 1.69 | 65.09% | 57.4% | 57.4% | 59.96% | Y | N | N
| 595 | Massachusetts Electric | NE North | Western | East Longmeadow |  | East Longmeadow | Distribution | 09-508L4 | East Longmeadow, Wilbraham | 13.2 | 7.64 | 6.77 | 6.76 | 11.8 | 11.8 | 11.8 | 64.75% | 57.37% | 57.29% | 59.8% | Y | N | N
| 567 | Massachusetts Electric | NE North | Western | Adams |  | Adams | Distribution | 09-1021W2 | Adams, Cheshire, North Adams | 13.8 | 8.25 | 7.94 | 8.84 | 13.98 | 13.98 | 13.98 | 59.01% | 56.8% | 63.23% | 59.68% | Y | N | N
| 1127 | Massachusetts Electric | NE North | Merrimack Valley | East Dracut |  | Dracut | Distribution | 14-75L6 | Dracut, Methuen | 13.2 | 6.47 | 6.52 | 8.07 | 11.77 | 11.77 | 11.77 | 54.97% | 55.4% | 68.56% | 59.64% | Y | N | N
| 494 | Massachusetts Electric | NE South | South Shore | Mill St |  | Bridgewater | Distribution | 07-912W75 | Bridgewater, Brockton, E. Bridgewater, Halifax, Hanson | 13.8 | 9.01 | 8.35 | 9.02 | 14.77 | 14.77 | 14.77 | 61% | 56.53% | 61.07% | 59.54% | Y | N | N
| 805 | Massachusetts Electric | NE North | North Shore | Revere Beach |  | Revere | Distribution | 12-35J2 | Revere | 4.16 | 1.92 | 1.52 | 1.81 | 2.94 | 2.94 | 2.94 | 65.31% | 51.7% | 61.56% | 59.52% | Y | N | N
| 791 | Massachusetts Electric | NE North | North Shore | Melrose |  | Melrose | Distribution | 12-25W3 | Saugus | 13.8 | 8.34 | 5.4 | 6.29 | 11.23 | 11.23 | 11.23 | 74.27% | 48.09% | 56.01% | 59.45% | Y | N | N
| 1160 | Nantucket Electric | NE South | Nantucket | Candle St |  | Nantucket | Distribution | 04-101L5 | Nantucket | 13.2 | 6.0663 | 5.5938 | 5.8148 | 9.8083 | 9.8083 | 9.81 | 61.85% | 57.03% | 59.27% | 59.38% | Y | N | N
| 699 | Massachusetts Electric | NE North | North Shore | Turnpike |  | Lynnfield | Distribution | 12-19W1 | Lynn, Saugus | 13.8 | 8.1 | 6.03 | 7.57 | 12.19 | 12.19 | 12.19 | 66.45% | 49.47% | 62.1% | 59.34% | Y | N | N
| 361 | Massachusetts Electric | NE South | Southeast | Plainville |  | Plainville | Distribution | 05-3451W3 | Plainville, Wrentham | 13.8 | 5.13 | 4.79 | 6.85 | 9.44 | 9.44 | 9.44 | 54.34% | 50.74% | 72.56% | 59.22% | Y | N | N
| 864 | Massachusetts Electric | NE North | North Shore | Codding Ave |  | Medford | Distribution | 12-64J3 | Medford | 4.16 | 2.13 | 1.81 | 1.9 | 3.29 | 3.29 | 3.29 | 64.74% | 55.02% | 57.75% | 59.17% | Y | N | N
| 516 | Massachusetts Electric | NE South | South Shore | Easton |  | Easton | Distribution | 07-92W78 | Easton, Sharon, Stoughton | 13.8 | 7.86 | 6.92 | 7.27 | 12.43 | 12.43 | 12.43 | 63.23% | 55.67% | 58.49% | 59.13% | Y | N | N
| 838 | Massachusetts Electric | NE North | North Shore | E. Beverly |  | Beverly | Distribution | 12-51L2 | Beverly | 13.2 | 7.5 | 6.45 | 7.54 | 12.12 | 12.12 | 12.12 | 61.88% | 53.22% | 62.21% | 59.1% | Y | N | N
| 519 | Massachusetts Electric | NE South | South Shore | Plymouth St |  | Abington | Distribution | 07-93W41 | Abington, Rockland | 13.8 | 7.43 | 6.62 | 6.91 | 11.83 | 11.83 | 11.83 | 62.81% | 55.96% | 58.41% | 59.06% | Y | N | N
| 1070 | Massachusetts Electric | NE North | Merrimack Valley | East Tewksbury |  | Tewksbury | Distribution | 14-59L5 | Andover, Tewksbury | 13.2 | 9.17 | 7.2 | 9.74 | 14.75 | 14.75 | 14.75 | 62.17% | 48.81% | 66.03% | 59.01% | Y | N | N
| 367 | Massachusetts Electric | NE South | Southeast | North Foxboro Substation |  | Foxborough | Distribution | 05-349W1 | Foxborough | 13.8 | 7.58 | 7.27 | 7.56 | 12.67 | 12.67 | 12.67 | 59.83% | 57.38% | 59.67% | 58.96% | Y | N | N
| 83 | Massachusetts Electric | NE North | Central | Bloomingdale |  | Worcester | Distribution | 01-27W2 | Worcester | 13.8 | 7.64 | 6.4 | 6.79 | 11.78 | 11.78 | 11.78 | 64.86% | 54.33% | 57.64% | 58.94% | Y | N | N
| 441 | Massachusetts Electric | NE South | South Shore | West Quincy |  | Quincy | Distribution | 07-3J3 | Quincy | 4.16 | 1.42 | 1.42 | 1.42 | 2.41 | 2.41 | 2.41 | 58.92% | 58.92% | 58.92% | 58.92% | Y | N | N
| 544 | Massachusetts Electric | NE South | South Shore | Belmont |  | Brockton | Distribution | 07-98W44 | Brockton, West Bridgewater | 13.8 | 7.86 | 6.41 | 7.43 | 12.31 | 12.31 | 12.31 | 63.85% | 52.07% | 60.36% | 58.76% | Y | N | N
| 7 | Massachusetts Electric | NE North | Central | Faraday St. |  | Worcester | Distribution | 01-11J330 | Worcester | 4.16 | 1.28 | 1.2 | 1.29 | 2.05 | 2.19 | 2.19 | 62.44% | 54.79% | 58.9% | 58.71% | Y | N | N
| 437 | Massachusetts Electric | NE South | South Shore | East Holbrook |  | Holbrook | Distribution | 07-2W1 | Holbrook | 13.8 | 5.79 | 5.44 | 5.55 | 7.29 | 11.38 | 11.38 | 79.42% | 47.8% | 48.77% | 58.67% | Y | N | N
| 28 | Massachusetts Electric | NE North | Central | Salisbury |  | Worcester | Distribution | 01-16J3 | Worcester | 4.16 | 1.44 | 1.71 | 1.49 | 2.64 | 2.64 | 2.64 | 54.55% | 64.77% | 56.44% | 58.59% | Y | N | N
| 250 | Massachusetts Electric | NE South | Southeast | Riverside Sub |  | Somerset | Distribution | 05-17J3 | Somerset | 4.16 | 2.18 | 1.37 | 0.93 | 2.55 | 2.55 | 2.55 | 85.49% | 53.73% | 36.47% | 58.56% | Y | N | N
| 879 | Massachusetts Electric | NE North | North Shore | Revere |  | Revere | Distribution | 12-7J3 | Revere | 4.16 | 2.18 | 2.23 | 1.47 | 3.35 | 3.35 | 3.35 | 65.07% | 66.57% | 43.88% | 58.51% | Y | N | N
| 446 | Massachusetts Electric | NE South | South Shore | Atlantic |  | Quincy | Distribution | 07-4J1 | Quincy | 4.16 | 1.45 | 1.46 | 1.46 | 2.49 | 2.49 | 2.49 | 58.23% | 58.63% | 58.63% | 58.5% | Y | N | N
| 444 | Massachusetts Electric | NE South | South Shore | West Quincy |  | Quincy | Distribution | 07-3W3 | Quincy | 13.8 | 6 | 5.43 | 5.94 | 9.92 | 9.92 | 9.92 | 60.48% | 54.74% | 59.88% | 58.37% | Y | N | N
| 109 | Massachusetts Electric | NE North | Central | N. Oxford |  | Oxford | Distribution | 01-406L2 | Auburn, Oxford | 13.2 | 5.67 | 6.08 | 7.04 | 10.75 | 10.75 | 10.75 | 52.74% | 56.56% | 65.49% | 58.26% | Y | N | N
| 678 | Massachusetts Electric | NE North | North Shore | Maplewood |  | Malden | Distribution | 12-16J5 | Malden | 4.16 | 1.9 | 0.74 | 2.07 | 2.7 | 2.7 | 2.7 | 70.37% | 27.41% | 76.67% | 58.15% | Y | N | N
| 135 | Massachusetts Electric | NE North | Central | Cambridge St. |  | Worcester | Distribution | 01-4J339 | Worcester | 4.16 | 1.42 | 1.39 | 1.34 | 2.38 | 2.38 | 2.38 | 59.66% | 58.4% | 56.3% | 58.12% | Y | N | N
| 508 | Massachusetts Electric | NE South | South Shore | Dupont |  | Brockton | Distribution | 07-91W43 | Brockton | 13.8 | 7.03 | 6.88 | 7.74 | 12.43 | 12.43 | 12.43 | 56.56% | 55.35% | 62.27% | 58.06% | Y | N | N
| 235 | Massachusetts Electric | NE South | Southeast | Bates St. Sub |  | Fall River | Distribution | 05-115W42 | Fall River | 13.8 | 6.83 | 6.45 | 6.63 | 11.45 | 11.45 | 11.45 | 59.65% | 56.33% | 57.9% | 57.96% | Y | N | N
| 682 | Massachusetts Electric | NE North | North Shore | Maplewood |  | Malden | Distribution | 12-16W3 | Malden, Melrose, Revere, Saugus | 13.8 | 7.62 | 7 | 7.4 | 12.67 | 12.67 | 12.67 | 60.14% | 55.25% | 58.41% | 57.93% | Y | N | N
| 70 | Massachusetts Electric | NE North | Central | Cooks Pond |  | Worcester | Distribution | 01-23W2 | Worcester | 13.8 | 6.98 | 6.48 | 6.99 | 11.78 | 11.78 | 11.78 | 59.25% | 55.01% | 59.34% | 57.87% | Y | N | N
| 532 | Massachusetts Electric | NE South | South Shore | Norwell |  | Norwell | Distribution | 07-96W40 | Cohasset, Norwell, Rockland, Scituate | 13.8 | 7.35 | 6.45 | 6.73 | 11.83 | 11.83 | 11.83 | 62.13% | 54.52% | 56.89% | 57.85% | Y | N | N
| 719 | Massachusetts Electric | NE North | North Shore | Lynnway |  | Lynn | Distribution | 12-21J25 | Lynn | 4.16 | 1.78 | 0.22 | 1.21 | 1.85 | 1.85 | 1.85 | 96.22% | 11.89% | 65.41% | 57.84% | Y | N | N
| 86 | Massachusetts Electric | NE North | Central | Bloomingdale |  | Worcester | Distribution | 01-27W5 | Millbury, Worcester | 13.8 | 8.27 | 6.68 | 7.03 | 12.67 | 12.67 | 12.67 | 65.27% | 52.72% | 55.49% | 57.83% | Y | N | N
| 862 | Massachusetts Electric | NE North | North Shore | Codding Ave |  | Medford | Distribution | 12-64J1 | Medford | 4.16 | 1.95 | 1.77 | 1.87 | 3.23 | 3.23 | 3.23 | 60.37% | 54.8% | 57.89% | 57.69% | Y | N | N
| 128 | Massachusetts Electric | NE North | Central | W. Charlton |  | Charlton | Distribution | 01-415L1 | Brookfield, Charlton, Sturbridge | 13.2 | 8.38 | 4.08 | 7.04 | 11.27 | 11.27 | 11.27 | 74.36% | 36.2% | 62.47% | 57.68% | Y | N | N
| 317 | Massachusetts Electric | NE South | Southeast | Whitins Pond |  | Northbridge | Distribution | 05-320W5 | Douglas, Northbridge, Uxbridge | 13.8 | 7.43 | 7.08 | 7.41 | 12.67 | 12.67 | 12.67 | 58.64% | 55.88% | 58.48% | 57.67% | Y | N | N
| 824 | Massachusetts Electric | NE North | North Shore | Salem Boston St. |  | Salem | Distribution | 12-3J5 | Salem | 4.16 | 1.91 | 1.32 | 1.32 | 2.63 | 2.63 | 2.63 | 72.62% | 50.19% | 50.19% | 57.67% | Y | N | N
| 607 | Massachusetts Electric | NE North | Western | Thorndike |  | Palmer | Distribution | 09-523L1 | Belchertown, Monson, Palmer, Wilbraham | 13.2 | 7.18 | 6.66 | 6.83 | 11.77 | 12.07 | 12.07 | 61% | 55.18% | 56.59% | 57.59% | Y | N | N
| 1032 | Massachusetts Electric | NE North | Merrimack Valley | Ward Hill |  | Haverhill | Distribution | 14-43L3 | Haverhill, Methuen | 13.2 | 6.93 | 8.29 | 5.11 | 11.77 | 11.77 | 11.77 | 58.88% | 70.43% | 43.42% | 57.58% | Y | N | N
| 823 | Massachusetts Electric | NE North | North Shore | Salem Boston St. |  | Salem | Distribution | 12-3J4 | Salem | 4.16 | 1.9 | 1.1 | 1.42 | 2.56 | 2.56 | 2.56 | 74.22% | 42.97% | 55.47% | 57.55% | Y | N | N
| 314 | Massachusetts Electric | NE South | Southeast | Whitins Pond |  | Northbridge | Distribution | 05-320W2 | Douglas, Northbridge, Uxbridge | 13.8 | 8.66 | 6.48 | 6.71 | 12.67 | 12.67 | 12.67 | 68.35% | 51.14% | 52.96% | 57.48% | Y | N | N
| 693 | Massachusetts Electric | NE North | North Shore | W. Medford |  | Medford | Distribution | 12-17J6 | Medford | 4.16 | 1.74 | 1.59 | 1.63 | 2.88 | 2.88 | 2.88 | 60.42% | 55.21% | 56.6% | 57.41% | Y | N | N
| 345 | Massachusetts Electric | NE South | Southeast | South Wrentham |  | Wrentham | Distribution | 05-3422W3 | Foxborough, Plainville, Wrentham | 13.8 | 7.76 | 6.62 | 7.25 | 12.57 | 12.57 | 12.57 | 61.73% | 52.67% | 57.68% | 57.36% | Y | N | N
| 1128 | Massachusetts Electric | NE North | Merrimack Valley | Whittier |  | Haverhill | Distribution | 14-76L1 | Haverhill | 13.2 | 6.9 | 6.6 | 6.55 | 11.66 | 11.66 | 11.66 | 59.18% | 56.6% | 56.17% | 57.32% | Y | N | N
| 372 | Massachusetts Electric | NE South | Southeast | Norton |  | Norton | Distribution | 05-4J2 | Norton | 4.16 | 1.45 | 1.85 | 1.77 | 2.95 | 2.95 | 2.95 | 49.15% | 62.71% | 60% | 57.29% | Y | N | N
| 225 | Massachusetts Electric | NE South | Southeast | Hathaway St. Sub |  | Fall River | Distribution | 05-106W44 | Fall River | 13.8 | 8.29 | 7.01 | 7 | 12.98 | 12.98 | 12.98 | 63.87% | 54.01% | 53.93% | 57.27% | Y | N | N
| 998 | Massachusetts Electric | NE North | Merrimack Valley | Perry Street |  | Lowell | Distribution | 14-312 | Lowell | 13.8 | 2.97 | 2.9 | 2.77 | 5.03 | 5.03 | 5.03 | 59.05% | 57.65% | 55.07% | 57.26% | Y | N | N
| 931 | Massachusetts Electric | NE North | Merrimack Valley | South Billerica |  | Billerica | Distribution | 14-18L1 | Billerica | 13.2 | 4.44 | 4.3 | 5.64 | 8.39 | 8.39 | 8.39 | 52.92% | 51.25% | 67.22% | 57.13% | Y | N | N
| 85 | Massachusetts Electric | NE North | Central | Bloomingdale |  | Worcester | Distribution | 01-27W4 | Worcester | 13.8 | 7.6 | 6.07 | 6.51 | 11.78 | 11.78 | 11.78 | 64.52% | 51.53% | 55.26% | 57.1% | Y | N | N
| 43 | Massachusetts Electric | NE North | Central | Litchfield St |  | Leominster | Distribution | 01-207W6 | Leominster, Westminster | 13.8 | 7.08 | 6.21 | 6.88 | 11.78 | 11.78 | 11.78 | 60.1% | 52.72% | 58.4% | 57.07% | Y | N | N
| 525 | Massachusetts Electric | NE South | South Shore | Parkview |  | Stoughton | Distribution | 07-94W43 | Brockton, Easton, Stoughton | 13.8 | 7.39 | 5.59 | 5.8 | 10.97 | 10.97 | 10.97 | 67.37% | 50.96% | 52.87% | 57.06% | Y | N | N
| 442 | Massachusetts Electric | NE South | South Shore | West Quincy |  | Quincy | Distribution | 07-3W1 | Quincy | 13.8 | 5.47 | 5.47 | 5.6 | 9.68 | 9.68 | 9.68 | 56.51% | 56.51% | 57.85% | 56.96% | Y | N | N
| 1042 | Massachusetts Electric | NE North | Merrimack Valley | North Haverhill |  | Haverhill | Distribution | 14-48L4 | Haverhill | 13.2 | 8.39 | 4.46 | 7.22 | 11.77 | 11.77 | 11.77 | 71.28% | 37.89% | 61.34% | 56.84% | Y | N | N
| 1095 | Massachusetts Electric | NE North | Merrimack Valley | East Bradford |  | Haverhill | Distribution | 14-65L3 | Boxford, Haverhill | 13.2 | 5.35 | 5.51 | 5.32 | 9.72 | 9.72 | 9.05 | 55.04% | 56.69% | 58.78% | 56.84% | Y | N | N
| 65 | Massachusetts Electric | NE North | Central | Groton St. |  | Pepperell | Distribution | 01-226L2 | Pepperell | 13.2 | 8.81 | 7.19 | 7.85 | 13.99 | 13.99 | 13.99 | 62.97% | 51.39% | 56.11% | 56.83% | Y | N | N
| 891 | Massachusetts Electric | NE North | North Shore | Metcalf Sq. |  | Winthrop | Distribution | 12-96W1 | Winthrop | 13.8 | 4.18 | 6.73 | 6.64 | 10.16 | 10.16 | 10.54 | 41.14% | 66.24% | 63% | 56.79% | Y | N | N
| 348 | Massachusetts Electric | NE South | Southeast | Crocker Pond |  | Wrentham | Distribution | 05-3424W3 | Foxborough | 13.8 | 6.97 | 6.57 | 5.64 | 11.26 | 11.26 | 11.26 | 61.9% | 58.35% | 50.09% | 56.78% | Y | N | N
| 14 | Massachusetts Electric | NE North | Central | Faraday St. |  | Worcester | Distribution | 01-11J351 | Worcester | 4.16 | 1.22 | 1.1 | 1.01 | 1.82 | 2.05 | 2.05 | 67.03% | 53.66% | 49.27% | 56.65% | Y | N | N
| 1134 | Massachusetts Electric | NE North | Merrimack Valley | North Dracut |  | Dracut | Distribution | 14-78L3 | Dracut | 13.2 | 6.58 | 5.69 | 5.62 | 10.75 | 10.75 | 10.08 | 61.21% | 52.93% | 55.75% | 56.63% | Y | N | N
| 787 | Massachusetts Electric | NE North | North Shore | Quinn |  | Lynn | Distribution | 12-24W1 | Lynn | 13.8 | 5.19 | 4.49 | 4.86 | 8.56 | 8.56 | 8.56 | 60.63% | 52.45% | 56.78% | 56.62% | Y | N | N
| 854 | Massachusetts Electric | NE North | North Shore | Malden |  | Malden | Distribution | 12-5C3 | Malden | 4.16 | 1.93 | 1.63 | 1.78 | 3.15 | 3.15 | 3.15 | 61.27% | 51.75% | 56.51% | 56.51% | Y | N | N
| 270 | Massachusetts Electric | NE South | Southeast | Sykes Rd. Sub |  | Fall River | Distribution | 05-28W40 | Fall River | 13.8 | 8.79 | 8.13 | 8.07 | 14.75 | 14.75 | 14.75 | 59.59% | 55.12% | 54.71% | 56.47% | Y | N | N
| 183 | Massachusetts Electric | NE North | Central | Grafton St. |  | Worcester | Distribution | 01-9J315 | Worcester | 4.16 | 1.35 | 1.3 | 1.28 | 2.32 | 2.32 | 2.32 | 58.19% | 56.03% | 55.17% | 56.47% | Y | N | N
| 41 | Massachusetts Electric | NE North | Central | Litchfield St |  | Leominster | Distribution | 01-207W3 | Lancaster, Leominster | 13.8 | 5.82 | 6.1 | 8.68 | 12.19 | 12.19 | 12.19 | 47.74% | 50.04% | 71.21% | 56.33% | Y | N | N
| 103 | Massachusetts Electric | NE North | Central | Bancroft St. |  | Worcester | Distribution | 01-3J371 | Worcester | 4.16 | 1.56 | 1.39 | 1.11 | 2.41 | 2.41 | 2.41 | 64.73% | 57.68% | 46.06% | 56.15% | Y | N | N
| 788 | Massachusetts Electric | NE North | North Shore | Quinn |  | Lynn | Distribution | 12-24W2 | Lynn | 13.8 | 4.42 | 3.47 | 5.31 | 7.84 | 7.84 | 7.84 | 56.38% | 44.26% | 67.73% | 56.12% | Y | N | N
| 1051 | Massachusetts Electric | NE North | Merrimack Valley | Burtt Road |  | Andover | Distribution | 14-54L1 | Andover | 13.2 | 6.54 | 6.31 | 6.38 | 11.43 | 11.43 | 11.43 | 57.22% | 55.21% | 55.82% | 56.08% | Y | N | N
| 447 | Massachusetts Electric | NE South | South Shore | Atlantic |  | Quincy | Distribution | 07-4J2 | Quincy | 4.16 | 1.74 | 1.51 | 1.66 | 2.92 | 2.92 | 2.92 | 59.59% | 51.71% | 56.85% | 56.05% | Y | N | N
| 403 | Massachusetts Electric | NE South | South Shore | North Quincy |  | Quincy | Distribution | 07-11W1 | Quincy | 13.8 | 8.68 | 7.63 | 7.98 | 14.46 | 14.46 | 14.46 | 60.03% | 52.77% | 55.19% | 55.99% | Y | N | N
| 897 | Massachusetts Electric | NE North | North Shore | Medford |  | Medford | Distribution | 12-9C5 | Medford | 4.16 | 1.44 | 1.25 | 1.12 | 2.27 | 2.27 | 2.27 | 63.44% | 55.07% | 49.34% | 55.95% | Y | N | N
| 722 | Massachusetts Electric | NE North | North Shore | Lynnway |  | Lynn | Distribution | 12-21J29 | Lynn | 4.16 | 1.3 | 1.21 | 1.18 | 2.2 | 2.2 | 2.2 | 59.09% | 55% | 53.64% | 55.91% | Y | N | N
| 927 | Massachusetts Electric | NE North | Merrimack Valley | Meadowbrook |  | Chelmsford | Distribution | 14-16L4 | Chelmsford, Lowell | 13.2 | 8.53 | 7.82 | 8.35 | 14.75 | 14.75 | 14.75 | 57.83% | 53.02% | 56.61% | 55.82% | Y | N | N
| 767 | Massachusetts Electric | NE North | North Shore | Manchester |  | Manchester | Distribution | 12-23H1 | Manchester | 2.4 | 0.72 | 0.54 | 0.58 | 1.1 | 1.1 | 1.1 | 65.45% | 49.09% | 52.73% | 55.76% | Y | N | N
| 373 | Massachusetts Electric | NE South | Southeast | Norton |  | Norton | Distribution | 05-4L1 | Norton | 13.2 | 7.29 | 6.41 | 6.42 | 12.03 | 12.03 | 12.03 | 60.6% | 53.28% | 53.37% | 55.75% | Y | N | N
| 546 | Massachusetts Electric | NE South | South Shore | Belmont |  | Brockton | Distribution | 07-98W48 | Brockton, Easton | 13.8 | 5.66 | 5.9 | 5.06 | 10.16 | 10.16 | 9.47 | 55.71% | 58.07% | 53.43% | 55.74% | Y | N | N
| 772 | Massachusetts Electric | NE North | North Shore | Saugus |  | Saugus | Distribution | 12-23W2 | Lynn, Saugus | 13.8 | 7.86 | 7.22 | 5.09 | 12.07 | 12.07 | 12.07 | 65.12% | 59.82% | 42.17% | 55.7% | Y | N | N
| 299 | Massachusetts Electric | NE South | Southeast | East Main Street |  | Westborough | Distribution | 05-314W3 | Southborough, Westborough | 13.8 | 6.77 | 6.83 | 6.96 | 12.31 | 12.31 | 12.31 | 55% | 55.48% | 56.54% | 55.67% | Y | N | N
| 1083 | Massachusetts Electric | NE North | Merrimack Valley | Methuen |  | Methuen | Distribution | 14-5J45 | Methuen | 3.74 | 1.45 | 1.43 | 1.34 | 2.53 | 2.53 | 2.53 | 57.31% | 56.52% | 52.96% | 55.6% | Y | N | N
| 475 | Massachusetts Electric | NE South | South Shore | E. Bridgewater |  | East Bridgewater | Distribution | 07-797W29 | Brockton, E. Bridgewater, Hanson, Whitman | 13.8 | 8.34 | 7.87 | 7.99 | 14.51 | 14.51 | 14.51 | 57.48% | 54.24% | 55.07% | 55.59% | Y | N | N
| 236 | Massachusetts Electric | NE South | Southeast | Bates St. Sub |  | Fall River | Distribution | 05-115W43 | Fall River | 13.8 | 5.69 | 5.16 | 5.21 | 9.63 | 9.63 | 9.63 | 59.09% | 53.58% | 54.1% | 55.59% | Y | N | N
| 471 | Massachusetts Electric | NE South | South Shore | E. Bridgewater |  | East Bridgewater | Distribution | 07-797W19 | Bridgewater, Brockton, E. Bridgewater, West Bridgewater | 13.8 | 8.25 | 7.91 | 7.99 | 14.51 | 14.51 | 14.51 | 56.86% | 54.51% | 55.07% | 55.48% | Y | N | N
| 281 | Massachusetts Electric | NE South | Southeast | South Marlboro |  | Marlborough | Distribution | 05-310W6 | Marlborough, Southborough | 13.8 | 6.21 | 6.29 | 6.87 | 11.64 | 11.64 | 11.64 | 53.35% | 54.04% | 59.02% | 55.47% | Y | N | N
| 50 | Massachusetts Electric | NE North | Central | Fitch Rd. |  | Clinton | Distribution | 01-216W6 | Bolton, Clinton, Harvard | 13.8 | 6.76 | 6.17 | 6.67 | 11.78 | 11.78 | 11.78 | 57.39% | 52.38% | 56.62% | 55.46% | Y | N | N
| 1106 | Massachusetts Electric | NE North | Merrimack Valley | Billerica |  | Billerica | Distribution | 14-70L2 | Billerica | 13.2 | 5.21 | 5.56 | 5.03 | 9.72 | 9.72 | 9.05 | 53.6% | 57.2% | 55.58% | 55.46% | Y | N | N
| 874 | Massachusetts Electric | NE North | North Shore | Balch St. |  | Beverly | Distribution | 12-72L1 | Beverly | 13.2 | 5.92 | 6.06 | 6.27 | 10.97 | 10.97 | 10.97 | 53.97% | 55.24% | 57.16% | 55.45% | Y | N | N
| 835 | Massachusetts Electric | NE North | North Shore | Railyard |  | Salem | Distribution | 12-49W6 | Beverly, Salem | 13.8 | 7.19 | 5.62 | 6.78 | 11.78 | 11.78 | 11.78 | 61.04% | 47.71% | 57.56% | 55.43% | Y | N | N
| 638 | Massachusetts Electric | NE North | Western | Florence Jct |  | Northampton | Distribution | 09-909W1 | Northampton, Palmer | 13.8 | 7.04 | 6.49 | 6.91 | 12.31 | 12.31 | 12.31 | 57.19% | 52.72% | 56.13% | 55.35% | Y | N | N
| 130 | Massachusetts Electric | NE North | Central | W. Charlton |  | Charlton | Distribution | 01-415L3 | Charlton, Dudley, Sturbridge | 13.2 | 5.72 | 6.48 | 7.18 | 11.68 | 11.68 | 11.68 | 48.97% | 55.48% | 61.47% | 55.31% | Y | N | N
| 986 | Massachusetts Electric | NE North | Merrimack Valley | Lawrence |  | Lawrence | Distribution | 14-2J6 | Lawrence | 3.74 | 1.3 | 1.08 | 1.27 | 2.2 | 2.2 | 2.2 | 59.09% | 49.09% | 57.73% | 55.3% | Y | N | N
| 600 | Massachusetts Electric | NE North | Western | Shearers Corner |  | Monson | Distribution | 09-514L1 | Monson, Palmer, Wilbraham | 13.2 | 4.33 | 4.41 | 4.51 | 8 | 8 | 8 | 54.12% | 55.12% | 56.38% | 55.21% | Y | N | N
| 551 | Massachusetts Electric | NE South | South Shore | North Abington |  | Abington | Distribution | 07-99W63 | Abington, Hingham, Rockland | 13.8 | 8.01 | 7.93 | 8.09 | 14.51 | 14.51 | 14.51 | 55.2% | 54.65% | 55.75% | 55.2% | Y | N | N
| 779 | Massachusetts Electric | NE North | North Shore | Gloucester |  | Gloucester | Distribution | 12-24J11 | Gloucester | 4.16 | 0.72 | 0.86 | 0.72 | 1.39 | 1.39 | 1.39 | 51.8% | 61.87% | 51.8% | 55.16% | Y | N | N
| 1103 | Massachusetts Electric | NE North | Merrimack Valley | North Lawrence |  | Lawrence | Distribution | 14-6J6 | Lawrence | 3.74 | 1.15 | 1.19 | 1.13 | 2.1 | 2.1 | 2.1 | 54.76% | 56.67% | 53.81% | 55.08% | Y | N | N
| 688 | Massachusetts Electric | NE North | North Shore | W. Medford |  | Medford | Distribution | 12-17J1 | Medford | 4.16 | 1.59 | 1.42 | 1.5 | 2.73 | 2.73 | 2.73 | 58.24% | 52.01% | 54.95% | 55.07% | Y | N | N
| 242 | Massachusetts Electric | NE South | Southeast | Bates St. Sub |  | Fall River | Distribution | 05-115W55 | Fall River | 13.8 | 6.38 | 6.02 | 6.19 | 11.26 | 11.26 | 11.26 | 56.66% | 53.46% | 54.97% | 55.03% | Y | N | N
| 370 | Massachusetts Electric | NE South | Southeast | Rehoboth |  | Rehoboth | Distribution | 05-3J3 | Rehoboth, Seekonk | 4.16 | 1.2 | 1.2 | 1.34 | 2.27 | 2.27 | 2.27 | 52.86% | 52.86% | 59.03% | 54.92% | Y | N | N
| 859 | Massachusetts Electric | NE North | North Shore | Malden |  | Malden | Distribution | 12-5J10 | Malden | 4.16 | 1.53 | 1.3 | 1.47 | 2.61 | 2.61 | 2.61 | 58.62% | 49.81% | 56.32% | 54.92% | Y | N | N
| 273 | Massachusetts Electric | NE South | Southeast | Sykes Rd. Sub |  | Fall River | Distribution | 05-28W50 | Fall River | 13.8 | 10.92 | 3.93 | 4 | 11.5 | 11.5 | 11.5 | 94.96% | 34.17% | 34.78% | 54.64% | Y | N | N
| 945 | Massachusetts Electric | NE North | Merrimack Valley | Power Company Road |  | Tewksbury | Distribution | 14-20L2 | Lowell, Tewksbury | 13.2 | 7.93 | 6.84 | 7.36 | 13.58 | 13.58 | 13.42 | 58.39% | 50.37% | 54.84% | 54.54% | Y | N | N
| 654 | Massachusetts Electric | NE North | North Shore | Beverly |  | Beverly | Distribution | 12-12J3 | Beverly | 4.16 | 1.71 | 1.52 | 1.17 | 2.69 | 2.69 | 2.69 | 63.57% | 56.51% | 43.49% | 54.52% | Y | N | N
| 54 | Massachusetts Electric | NE North | Central | Prospect St. |  | Leominster | Distribution | 01-219W4 | Leominster | 13.8 | 6.67 | 6.02 | 6.53 | 11.78 | 11.78 | 11.78 | 56.62% | 51.1% | 55.43% | 54.39% | Y | N | N
| 808 | Massachusetts Electric | NE North | North Shore | Everett |  | Malden | Distribution | 12-37J1 | Everett | 4.16 | 1.59 | 1.41 | 1.47 | 2.74 | 2.74 | 2.74 | 58.03% | 51.46% | 53.65% | 54.38% | Y | N | N
| 610 | Massachusetts Electric | NE North | Western | Five Corners |  | Granby | Distribution | 09-527L1 | Belchertown, Granby | 13.2 | 5.99 | 5.33 | 5.27 | 10.88 | 9.81 | 9.81 | 55.06% | 54.33% | 53.72% | 54.37% | Y | N | N
| 459 | Massachusetts Electric | NE South | South Shore | North Scituate |  | Scituate | Distribution | 07-65J1 | Cohasset, Scituate | 4.16 | 2.39 | 1.8 | 1.86 | 3.71 | 3.71 | 3.71 | 64.42% | 48.52% | 50.13% | 54.36% | Y | N | N
| 238 | Massachusetts Electric | NE South | Southeast | Bates St. Sub |  | Fall River | Distribution | 05-115W45 | Fall River, Westport | 13.8 | 4.79 | 8.31 | 8.37 | 13.17 | 13.17 | 13.17 | 36.37% | 63.1% | 63.55% | 54.34% | Y | N | N
| 683 | Massachusetts Electric | NE North | North Shore | Maplewood |  | Malden | Distribution | 12-16W4 | Malden, Revere | 13.8 | 9.23 | 5.47 | 5.93 | 12.67 | 12.67 | 12.67 | 72.85% | 43.17% | 46.8% | 54.28% | Y | N | N
| 552 | Massachusetts Electric | NE South | South Shore | East Weymouth |  | Weymouth | Distribution | 07-9W1 | Weymouth | 13.8 | 4.53 | 4.07 | 4 | 7.74 | 7.74 | 7.74 | 58.53% | 52.58% | 51.68% | 54.26% | Y | N | N
| 948 | Massachusetts Electric | NE North | Merrimack Valley | Power Company Road |  | Tewksbury | Distribution | 14-20L5 | Tewksbury | 13.2 | 6.4 | 6.2 | 6.56 | 11.77 | 11.77 | 11.77 | 54.38% | 52.68% | 55.73% | 54.26% | Y | N | N
| 423 | Massachusetts Electric | NE South | South Shore | Field St |  | Quincy | Distribution | 07-1W10 | Quincy | 13.8 | 5.82 | 5.01 | 5.62 | 10.11 | 10.11 | 10.11 | 57.57% | 49.55% | 55.59% | 54.24% | Y | N | N
| 478 | Massachusetts Electric | NE South | South Shore | Pleasant St |  | Weymouth | Distribution | 07-8W2 | Weymouth | 13.8 | 3.41 | 3.27 | 3.02 | 5.98 | 5.98 | 5.98 | 57.02% | 54.68% | 50.5% | 54.07% | Y | N | N
| 983 | Massachusetts Electric | NE North | Merrimack Valley | Lawrence |  | Lawrence | Distribution | 14-2J3 | Lawrence | 3.74 | 1.24 | 1.51 | 2.01 | 2.94 | 2.94 | 2.94 | 42.18% | 51.36% | 68.37% | 53.97% | Y | N | N
| 1132 | Massachusetts Electric | NE North | Merrimack Valley | Boulevard |  | Lowell | Distribution | 14-77L3 | Lowell, Tyngsborough | 13.2 | 4.12 | 4.12 | 6.97 | 9.72 | 9.72 | 9.05 | 42.39% | 42.39% | 77.02% | 53.93% | Y | N | N
| 398 | Massachusetts Electric | NE South | South Shore | Holbrook |  | Holbrook | Distribution | 07-10W1 | Holbrook, Randolph | 13.8 | 5.17 | 4.23 | 4.51 | 8.6 | 8.6 | 8.6 | 60.12% | 49.19% | 52.44% | 53.91% | Y | N | N
| 90 | Massachusetts Electric | NE North | Central | Chandler St. |  | Worcester | Distribution | 01-2J349 | Worcester | 4.16 | 1.4 | 1.69 | 1.66 | 2.94 | 2.94 | 2.94 | 47.62% | 57.48% | 56.46% | 53.85% | Y | N | N
| 359 | Massachusetts Electric | NE South | Southeast | Beaver Pond |  | Franklin | Distribution | 05-344W6 | Franklin | 13.8 | 6.55 | 6.92 | 7 | 12.67 | 12.67 | 12.67 | 51.7% | 54.62% | 55.25% | 53.85% | Y | N | N
| 558 | Massachusetts Electric | NE North | Western | Williamstown 1003 |  | Williamstown | Distribution | 09-1003W1 | Williamstown | 13.8 | 4.62 | 3.91 | 4.39 | 8.01 | 8.01 | 8.01 | 57.68% | 48.81% | 54.81% | 53.77% | Y | N | N
| 417 | Massachusetts Electric | NE South | South Shore | King St |  | Cohasset | Distribution | 07-18J1 | Cohasset | 4.16 | 2.09 | 1.88 | 2.01 | 3.71 | 3.71 | 3.71 | 56.33% | 50.67% | 54.18% | 53.73% | Y | N | N
| 483 | Massachusetts Electric | NE South | South Shore | Ames |  | Brockton | Distribution | 07-911W25 | Brockton | 13.8 | 7.03 | 6.21 | 6.6 | 12.31 | 12.31 | 12.31 | 57.11% | 50.45% | 53.61% | 53.72% | Y | N | N
| 737 | Massachusetts Electric | NE North | North Shore | Swampscott |  | Swampscott | Distribution | 12-22W1 | Lynn, Swampscott | 13.8 | 6.96 | 5.83 | 6.8 | 12.19 | 12.19 | 12.19 | 57.1% | 47.83% | 55.78% | 53.57% | Y | N | N
| 797 | Massachusetts Electric | NE North | North Shore | W. Salem |  | Salem | Distribution | 12-29W2 | Salem | 13.8 | 5.95 | 5.62 | 6.46 | 11.23 | 11.23 | 11.23 | 52.98% | 50.04% | 57.52% | 53.52% | Y | N | N
| 153 | Massachusetts Electric | NE North | Central | E. Westminster |  | Westminster | Distribution | 01-609W1 | Hubbardston, Rutland, Westminster | 13.8 | 5.96 | 5.49 | 5.66 | 11.38 | 11.38 | 9.47 | 52.37% | 48.24% | 59.77% | 53.46% | Y | N | N
| 929 | Massachusetts Electric | NE North | Merrimack Valley | Meadowbrook |  | Chelmsford | Distribution | 14-16L6 | Chelmsford, Lowell | 13.2 | 6.88 | 5.94 | 6.61 | 12.12 | 12.12 | 12.12 | 56.77% | 49.01% | 54.54% | 53.44% | Y | N | N
| 1043 | Massachusetts Electric | NE North | Merrimack Valley | Ballardvalle |  | Andover | Distribution | 14-50L1 | Andover | 13.2 | 6.97 | 4.82 | 5.62 | 10.88 | 10.88 | 10.88 | 64.06% | 44.3% | 51.65% | 53.34% | Y | N | N
| 622 | Massachusetts Electric | NE North | Western | Wendell Depot |  | Wendell | Distribution | 09-705W1 | Erving, Shutesbury, Wendell | 13.8 | 6.53 | 6.76 | 6.9 | 12.62 | 12.62 | 12.62 | 51.74% | 53.57% | 54.68% | 53.33% | Y | Y | N
| 343 | Massachusetts Electric | NE South | Southeast | South Wrentham |  | Wrentham | Distribution | 05-3422W1 | Franklin, Plainville, Wrentham | 13.8 | 4.27 | 4.16 | 4.3 | 7.96 | 7.96 | 7.96 | 53.64% | 52.26% | 54.02% | 53.31% | Y | N | N
| 593 | Massachusetts Electric | NE North | Western | East Longmeadow |  | East Longmeadow | Distribution | 09-508L1 | East Longmeadow | 13.2 | 6.64 | 6.09 | 6.05 | 11.77 | 11.77 | 11.77 | 56.41% | 51.74% | 51.4% | 53.19% | Y | N | N
| 253 | Massachusetts Electric | NE South | Southeast | Dighton |  | Dighton | Distribution | 05-19W72 | Dighton, Somerset, Swansea | 13.8 | 6.48 | 6.6 | 7.09 | 12.67 | 12.67 | 12.67 | 51.14% | 52.09% | 55.96% | 53.06% | Y | N | N
| 55 | Massachusetts Electric | NE North | Central | Prospect St. |  | Leominster | Distribution | 01-219W5 | Lancaster, Leominster | 13.8 | 5.09 | 4.87 | 6.19 | 10.16 | 10.16 | 10.16 | 50.1% | 47.93% | 60.93% | 52.99% | Y | N | N
| 497 | Massachusetts Electric | NE South | South Shore | Stoughton |  | Stoughton | Distribution | 07-913W43 | Sharon, Stoughton | 13.8 | 7.09 | 7.26 | 6.92 | 13.43 | 13.43 | 13.43 | 52.79% | 54.06% | 51.53% | 52.79% | Y | N | N
| 275 | Massachusetts Electric | NE South | Southeast | Forest Street |  | Attleboro | Distribution | 05-2J1 | Attleboro | 4.16 | 1.44 | 1.59 | 2.13 | 3.26 | 3.26 | 3.26 | 44.17% | 48.77% | 65.34% | 52.76% | Y | N | N
| 280 | Massachusetts Electric | NE South | Southeast | South Marlboro |  | Marlborough | Distribution | 05-310W5 | Marlborough, Southborough | 13.8 | 6.67 | 5.89 | 6.92 | 12.31 | 12.31 | 12.31 | 54.18% | 47.85% | 56.21% | 52.75% | Y | N | N
| 1061 | Massachusetts Electric | NE North | Merrimack Valley | Westford |  | Westford | Distribution | 14-57L2 | Westford | 13.2 | 6.79 | 6.58 | 6.72 | 12.71 | 12.71 | 12.71 | 53.42% | 51.77% | 52.87% | 52.69% | Y | N | N
| 590 | Massachusetts Electric | NE North | Western | Wilbraham |  | Wilbraham | Distribution | 09-507L1 | Hampden, Monson, Northampton, Wilbraham | 13.2 | 6.53 | 5.81 | 5.59 | 11.36 | 11.36 | 11.36 | 57.48% | 51.14% | 49.21% | 52.61% | Y | N | N
| 670 | Massachusetts Electric | NE North | North Shore | Lynnway |  | Lynn | Distribution | 12-1393 | Lynn | 13.8 | 6.33 | 2.04 | 5.39 | 8.72 | 8.72 | 8.72 | 72.59% | 23.39% | 61.81% | 52.6% | Y | N | N
| 101 | Massachusetts Electric | NE North | Central | North Grafton |  | Grafton | Distribution | 01-328W3 | Grafton | 13.8 | 7.34 | 5.82 | 6.81 | 12.67 | 12.67 | 12.67 | 57.93% | 45.94% | 53.75% | 52.54% | Y | N | N
| 1069 | Massachusetts Electric | NE North | Merrimack Valley | East Tewksbury |  | Tewksbury | Distribution | 14-59L4 | Andover | 13.2 | 8.89 | 8.53 | 7.96 | 15.55 | 16.46 | 16.46 | 57.17% | 51.82% | 48.36% | 52.45% | Y | N | N
| 522 | Massachusetts Electric | NE South | South Shore | Parkview |  | Stoughton | Distribution | 07-94W40 | Brockton, Stoughton | 13.8 | 6.88 | 6.13 | 6.24 | 12.24 | 12.24 | 12.24 | 56.21% | 50.08% | 50.98% | 52.42% | Y | N | N
| 608 | Massachusetts Electric | NE North | Western | Thorndike |  | Palmer | Distribution | 09-523L2 | Belchertown, Monson, Palmer, Ware | 13.2 | 5.85 | 5.33 | 6.06 | 10.97 | 10.97 | 10.97 | 53.33% | 48.59% | 55.24% | 52.39% | Y | N | N
| 258 | Massachusetts Electric | NE South | Southeast | West Street |  | Attleboro | Distribution | 05-1J3 | Attleboro | 4.16 | 1.69 | 1.59 | 1.59 | 3.1 | 3.1 | 3.1 | 54.52% | 51.29% | 51.29% | 52.37% | Y | N | N
| 104 | Massachusetts Electric | NE North | Central | Bancroft St. |  | Worcester | Distribution | 01-3J372 | Worcester | 4.16 | 1.51 | 1.4 | 1.47 | 2.79 | 2.79 | 2.79 | 54.12% | 50.18% | 52.69% | 52.33% | Y | N | N
| 577 | Massachusetts Electric | NE North | Western | Sheffield |  | Sheffield | Distribution | 09-1108W2 | New Marlboro, Sheffield | 13.8 | 4.74 | 3.6 | 4.17 | 8.01 | 8.01 | 8.01 | 59.18% | 44.94% | 52.06% | 52.06% | Y | N | N
| 365 | Massachusetts Electric | NE South | Southeast | Union Street |  | Franklin | Distribution | 05-348W7 | Bellingham, Franklin, Wrentham | 13.8 | 8.4 | 6.01 | 5.34 | 12.67 | 12.67 | 12.67 | 66.3% | 47.43% | 42.15% | 51.96% | Y | N | N
| 936 | Massachusetts Electric | NE North | Merrimack Valley | Lawrence |  | Lawrence | Distribution | 14-1J1 | Lawrence | 3.74 | 1.05 | 1.22 | 1.02 | 2.12 | 2.12 | 2.12 | 49.53% | 57.55% | 48.11% | 51.73% | Y | N | N
| 819 | Massachusetts Electric | NE North | North Shore | Everett |  | Everett | Distribution | 12-37W8 | Malden | 13.8 | 6.62 | 6.37 | 5.92 | 12.19 | 12.19 | 12.19 | 54.31% | 52.26% | 48.56% | 51.71% | Y | N | N
| 227 | Massachusetts Electric | NE South | Southeast | Hathaway St. Sub |  | Fall River | Distribution | 05-106W46 | Fall River | 13.8 | 7.65 | 7.41 | 7.17 | 14.34 | 14.34 | 14.34 | 53.35% | 51.67% | 50% | 51.67% | Y | N | N
| 1064 | Massachusetts Electric | NE North | Merrimack Valley | Boston Rd |  | Westford | Distribution | 14-58L1 | Chelmsford, Westford | 13.2 | 5.21 | 4.48 | 5.26 | 8.83 | 8.83 | 11.77 | 59% | 50.74% | 44.69% | 51.48% | Y | N | N
| 667 | Massachusetts Electric | NE North | North Shore | Lynnway |  | Lynn | Distribution | 12-1386 | Lynn | 13.8 | 4.47 | 4.09 | 2.63 | 6.81 | 6.81 | 9.2 | 65.64% | 60.06% | 28.59% | 51.43% | Y | N | N
| 598 | Massachusetts Electric | NE North | Western | Belchertown |  | Belchertown | Distribution | 09-509L1 | Belchertown, Granby | 13.2 | 6.01 | 6.06 | 5.81 | 10.75 | 12.07 | 12.07 | 55.91% | 50.21% | 48.14% | 51.42% | Y | N | N
| 896 | Massachusetts Electric | NE North | North Shore | Medford |  | Medford | Distribution | 12-9C4 | Medford | 4.16 | 1.15 | 1.15 | 1.3 | 2.34 | 2.34 | 2.34 | 49.15% | 49.15% | 55.56% | 51.28% | Y | N | N
| 831 | Massachusetts Electric | NE North | North Shore | Rockport |  | Rockport | Distribution | 12-40J4 | Rockport | 4.16 | 1.36 | 1.19 | 1.28 | 2.49 | 2.49 | 2.49 | 54.62% | 47.79% | 51.41% | 51.27% | Y | N | N
| 22 | Massachusetts Electric | NE North | Central | Brooks St. |  | Worcester | Distribution | 01-13J358 | Worcester | 4.16 | 1.37 | 1.19 | 1.17 | 2.43 | 2.43 | 2.43 | 56.38% | 48.97% | 48.15% | 51.17% | Y | N | N
| 923 | Massachusetts Electric | NE North | Merrimack Valley | Worthen Street |  | Lowell | Distribution | 14-13L1 | Lowell | 13.2 | 3.82 | 4.87 | 6.25 | 9.74 | 9.74 | 9.74 | 39.22% | 50% | 64.17% | 51.13% | Y | N | N
| 156 | Massachusetts Electric | NE North | Central | Dummy-Ashburnham |  | Westminster | Distribution | 01-610W3 | Westminster | 13.8 | 6.21 | 6.06 | 5.78 | 11.78 | 11.78 | 11.78 | 52.72% | 51.44% | 49.07% | 51.08% | Y | N | N
| 1091 | Massachusetts Electric | NE North | Merrimack Valley | River Road |  | Andover | Distribution | 14-62L2 | Andover | 13.2 | 5.42 | 3.34 | 4.8 | 8.85 | 8.85 | 8.85 | 61.24% | 37.74% | 54.24% | 51.07% | Y | N | N
| 596 | Massachusetts Electric | NE North | Western | East Longmeadow |  | East Longmeadow | Distribution | 09-508L5 | East Longmeadow | 13.2 | 6.01 | 5.53 | 6.48 | 11.77 | 11.77 | 11.77 | 51.06% | 46.98% | 55.06% | 51.03% | Y | N | N
| 73 | Massachusetts Electric | NE North | Central | Greendale |  | Worcester | Distribution | 01-24W1 | Worcester | 13.8 | 4.61 | 4.34 | 4.54 | 8.82 | 8.82 | 8.82 | 52.27% | 49.21% | 51.47% | 50.98% | Y | N | N
| 329 | Massachusetts Electric | NE South | Southeast | Little Depot Street |  | Milford | Distribution | 05-335W1 | Bellingham, Hopedale, Mendon, Milford | 13.8 | 6.54 | 6.98 | 5.81 | 12.67 | 12.67 | 12.67 | 51.62% | 55.09% | 45.86% | 50.86% | Y | N | N
| 917 | Massachusetts Electric | NE North | Merrimack Valley | Worthen Street |  | Lowell | Distribution | 14-13J2 | Lowell | 4.16 | 1.37 | 1.17 | 1.34 | 2.55 | 2.55 | 2.55 | 53.73% | 45.88% | 52.55% | 50.72% | Y | N | N
| 518 | Massachusetts Electric | NE South | South Shore | Plymouth St |  | Abington | Distribution | 07-93W40 | Abington, Hanover, Rockland | 13.8 | 6.26 | 5.59 | 6.13 | 11.83 | 11.83 | 11.83 | 52.92% | 47.25% | 51.82% | 50.66% | Y | N | N
| 342 | Massachusetts Electric | NE South | Southeast | Franklin |  | Franklin | Distribution | 05-341W2 | Franklin | 13.8 | 4.57 | 4.11 | 4.46 | 8.65 | 8.65 | 8.65 | 52.83% | 47.51% | 51.56% | 50.64% | Y | N | N
| 69 | Massachusetts Electric | NE North | Central | Cooks Pond |  | Worcester | Distribution | 01-23W1 | Worcester | 13.8 | 5.02 | 4.81 | 5.15 | 9.75 | 9.75 | 10.13 | 51.49% | 49.33% | 50.84% | 50.55% | Y | N | N
| 801 | Massachusetts Electric | NE North | North Shore | W. Salem |  | Salem | Distribution | 12-29W6 | Salem, Swampscott | 13.8 | 6.84 | 5.88 | 6.22 | 12.67 | 12.67 | 12.19 | 53.99% | 46.41% | 51.03% | 50.47% | Y | N | N
| 426 | Massachusetts Electric | NE South | South Shore | Field St |  | Quincy | Distribution | 07-1W4 | Holbrook, Quincy | 13.8 | 6.17 | 5.76 | 5.9 | 11.78 | 11.78 | 11.78 | 52.38% | 48.9% | 50.08% | 50.45% | Y | N | N
| 99 | Massachusetts Electric | NE North | Central | North Grafton |  | Grafton | Distribution | 01-328W1 | Grafton, Millbury, Worcester | 13.8 | 6.08 | 6.34 | 6.74 | 12.67 | 12.67 | 12.67 | 47.99% | 50.04% | 53.2% | 50.41% | Y | N | N
| 451 | Massachusetts Electric | NE South | South Shore | Randolph |  | Randolph | Distribution | 07-5W2 | Randolph | 13.8 | 5.31 | 4.88 | 4.96 | 10.04 | 10.04 | 10.04 | 52.89% | 48.61% | 49.4% | 50.3% | Y | N | N
| 107 | Massachusetts Electric | NE North | Central | Bancroft St. |  | Worcester | Distribution | 01-3J375 | Worcester | 4.16 | 1.42 | 1.34 | 1.37 | 2.74 | 2.74 | 2.74 | 51.82% | 48.91% | 50% | 50.24% | Y | N | N
| 1130 | Massachusetts Electric | NE North | Merrimack Valley | Boulevard |  | Lowell | Distribution | 14-77L1 | Dracut, Lowell | 13.2 | 5.17 | 6.17 | 6.4 | 11.77 | 11.77 | 11.77 | 43.93% | 52.42% | 54.38% | 50.24% | Y | N | N
| 289 | Massachusetts Electric | NE South | Southeast | Westboro |  | Westborough | Distribution | 05-312W2 | Northborough, Westborough | 13.8 | 6 | 6.31 | 6.61 | 12.57 | 12.57 | 12.57 | 47.73% | 50.2% | 52.59% | 50.17% | Y | N | N
| 309 | Massachusetts Electric | NE South | Southeast | Northboro Road |  | Southborough | Distribution | 05-317W8 | Marlborough, Southborough | 13.8 | 5 | 4.77 | 5.13 | 9.92 | 9.92 | 9.92 | 50.4% | 48.08% | 51.71% | 50.07% | Y | N | N
| 379 | Massachusetts Electric | NE South | Southeast | Clara Street |  | Seekonk | Distribution | 05-6J2 | Attleboro, Seekonk | 4.16 | 1.04 | 1.68 | 1.69 | 2.94 | 2.94 | 2.94 | 35.37% | 57.14% | 57.48% | 50% | Y | N | N
| 363 | Massachusetts Electric | NE South | Southeast | Union Street |  | Franklin | Distribution | 05-348W5 | Franklin, Wrentham | 13.8 | 6.22 | 5.77 | 6.41 | 12.31 | 12.31 | 12.31 | 50.53% | 46.87% | 52.07% | 49.82% | Y | N | N
| 893 | Massachusetts Electric | NE North | North Shore | Medford |  | Medford | Distribution | 12-9C1 | Medford | 4.16 | 1.39 | 1.2 | 0.96 | 2.38 | 2.38 | 2.38 | 58.4% | 50.42% | 40.34% | 49.72% | Y | N | N
| 16 | Massachusetts Electric | NE North | Central | Faraday St. |  | Worcester | Distribution | 01-11J357 | Worcester | 4.16 | 1.36 | 1.16 | 1.27 | 2.16 | 2.82 | 2.82 | 62.96% | 41.13% | 45.04% | 49.71% | Y | N | N
| 243 | Massachusetts Electric | NE South | Southeast | Swansea Sub |  | Swansea | Distribution | 05-11W81 | Rehoboth, Swansea | 13.8 | 6.69 | 6.37 | 6.56 | 13.17 | 13.17 | 13.17 | 50.8% | 48.37% | 49.81% | 49.66% | Y | N | N
| 1129 | Massachusetts Electric | NE North | Merrimack Valley | Whittier |  | Haverhill | Distribution | 14-76L3 | Haverhill | 13.2 | 4.85 | 4.89 | 4.74 | 9.72 | 9.72 | 9.72 | 49.9% | 50.31% | 48.77% | 49.66% | Y | N | N
| 224 | Massachusetts Electric | NE South | Southeast | Hathaway St. Sub |  | Fall River | Distribution | 05-106W43 | Fall River | 13.8 | 7.53 | 7.31 | 6.31 | 14.2 | 14.2 | 14.2 | 53.03% | 51.48% | 44.44% | 49.65% | Y | N | N
| 659 | Massachusetts Electric | NE North | North Shore | Granite |  | Lynn | Distribution | 12-12J902 | Lynn | 4.16 | 0.92 | 0.77 | 0.82 | 1.15 | 2.31 | 2.31 | 80% | 33.33% | 35.5% | 49.61% | Y | N | N
| 844 | Massachusetts Electric | NE North | North Shore | Riverdale |  | Gloucester | Distribution | 12-52J2 | Gloucester | 4.16 | 1.2 | 1.61 | 1.8 | 3.06 | 3.06 | 3.16 | 39.22% | 52.61% | 56.96% | 49.6% | Y | N | N
| 469 | Massachusetts Electric | NE South | South Shore | Harrison Blvd |  | Avon | Distribution | 07-75W7 | Randolph, Stoughton | 13.8 | 6.72 | 5.85 | 6.27 | 12.67 | 12.67 | 12.67 | 53.04% | 46.17% | 49.49% | 49.57% | Y | N | N
| 635 | Massachusetts Electric | NE North | Western | West St |  | Northampton | Distribution | 09-901W2 | Northampton | 13.8 | 4.5 | 4.25 | 4.34 | 8.82 | 8.82 | 8.82 | 51.02% | 48.19% | 49.21% | 49.47% | Y | N | N
| 116 | Massachusetts Electric | NE North | Central | E. Webster |  | Webster | Distribution | 01-412L3 | Dudley, Oxford | 13.2 | 5.81 | 6.27 | 5.19 | 11.66 | 11.66 | 11.66 | 49.83% | 53.77% | 44.51% | 49.37% | Y | N | N
| 833 | Massachusetts Electric | NE North | North Shore | Railyard |  | Salem | Distribution | 12-49W2 | Salem | 13.8 | 6.31 | 5.45 | 5.67 | 11.78 | 11.78 | 11.78 | 53.57% | 46.26% | 48.13% | 49.32% | Y | N | N
| 1066 | Massachusetts Electric | NE North | Merrimack Valley | Boston Rd |  | Westford | Distribution | 14-58L3 | Westford | 13.2 | 5.69 | 5.83 | 6.47 | 12.37 | 12.37 | 11.8 | 46% | 47.13% | 54.83% | 49.32% | Y | N | N
| 410 | Massachusetts Electric | NE South | South Shore | Mid-Weymouth |  | Weymouth | Distribution | 07-12W2 | Weymouth | 13.8 | 5.7 | 5.85 | 5.49 | 11.59 | 11.59 | 11.59 | 49.18% | 50.47% | 47.37% | 49.01% | Y | N | N
| 648 | Massachusetts Electric | NE North | North Shore | Wellington |  | Medford | Distribution | 12-11J1 | Medford | 4.16 | 1.35 | 1.44 | 1.59 | 3.06 | 3.06 | 2.85 | 44.12% | 47.06% | 55.79% | 48.99% | Y | N | N
| 167 | Massachusetts Electric | NE North | Central | Webster St. |  | Worcester | Distribution | 01-6J356 | Worcester | 4.16 | 1.78 | 1.44 | 1.1 | 2.94 | 2.94 | 2.94 | 60.54% | 48.98% | 37.41% | 48.98% | Y | N | N
| 9 | Massachusetts Electric | NE North | Central | Faraday St. |  | Worcester | Distribution | 01-11J332 | Worcester | 4.16 | 1.43 | 1.25 | 1.06 | 2.56 | 2.54 | 2.54 | 55.86% | 49.21% | 41.73% | 48.93% | Y | N | N
| 656 | Massachusetts Electric | NE North | North Shore | Beverly |  | Beverly | Distribution | 12-12J5 | Beverly | 4.16 | 1.55 | 1.44 | 1.63 | 3.16 | 3.16 | 3.16 | 49.05% | 45.57% | 51.58% | 48.73% | Y | N | N
| 1039 | Massachusetts Electric | NE North | Merrimack Valley | North Haverhill |  | Haverhill | Distribution | 14-48L1 | Haverhill | 13.2 | 5.49 | 5.66 | 6.03 | 11.77 | 11.77 | 11.77 | 46.64% | 48.09% | 51.23% | 48.65% | Y | N | N
| 307 | Massachusetts Electric | NE South | Southeast | Northboro Road |  | Southborough | Distribution | 05-317W6 | Marlborough, Southborough | 13.8 | 5.27 | 5.16 | 4.28 | 10.09 | 10.09 | 10.09 | 52.23% | 51.14% | 42.42% | 48.6% | Y | N | N
| 841 | Massachusetts Electric | NE North | North Shore | E. Beverly |  | Beverly | Distribution | 12-51T2 | Beverly, Essex, Gloucester, Hamilton, Wenham | 34.5 | 15.3 | 12.25 | 14.64 | 28.98 | 28.98 | 28.98 | 52.8% | 42.27% | 50.52% | 48.53% | Y | N | N
| 119 | Massachusetts Electric | NE North | Central | E. Webster |  | Webster | Distribution | 01-412L6 | Dudley, Webster | 13.2 | 5.97 | 4.15 | 5.03 | 8.85 | 11.77 | 11.77 | 67.46% | 35.26% | 42.74% | 48.48% | Y | N | N
| 366 | Massachusetts Electric | NE South | Southeast | Union Street |  | Franklin | Distribution | 05-348W8 | Bellingham, Franklin, Wrentham | 13.8 | 6.94 | 5.59 | 5.82 | 12.67 | 12.67 | 12.67 | 54.78% | 44.12% | 45.94% | 48.28% | Y | N | N
| 563 | Massachusetts Electric | NE North | Western | Walker St |  | North Adams | Distribution | 09-1015W2 | Clarksburg, Florida, North Adams | 13.8 | 5.49 | 5.1 | 5.32 | 11.23 | 11.23 | 10.54 | 48.89% | 45.41% | 50.47% | 48.26% | Y | N | N
| 148 | Massachusetts Electric | NE North | Central | Crystal Lake |  | Gardner | Distribution | 01-607W1 | Gardner | 13.8 | 6.35 | 5.73 | 5.74 | 12.31 | 12.31 | 12.31 | 51.58% | 46.55% | 46.63% | 48.25% | Y | N | N
| 56 | Massachusetts Electric | NE North | Central | Prospect St. |  | Leominster | Distribution | 01-219W6 | Leominster | 13.8 | 4.29 | 3.43 | 5.59 | 9.2 | 9.2 | 9.2 | 46.63% | 37.28% | 60.76% | 48.22% | Y | N | N
| 613 | Massachusetts Electric | NE North | Western | Barre |  | Barre | Distribution | 09-604W1 | Athol, Barre, Petersham, Phillipston | 13.8 | 3.03 | 3.27 | 1.82 | 5.62 | 5.62 | 5.62 | 53.91% | 58.19% | 32.38% | 48.16% | Y | N | N
| 926 | Massachusetts Electric | NE North | Merrimack Valley | Meadowbrook |  | Chelmsford | Distribution | 14-16L3 | Lowell | 13.2 | 5.88 | 5.69 | 5.9 | 12.12 | 12.12 | 12.12 | 48.51% | 46.95% | 48.68% | 48.05% | Y | N | N
| 6 | Massachusetts Electric | NE North | Central | Faraday St. |  | Worcester | Distribution | 01-11J325 | Worcester | 4.16 | 0.82 | 0.87 | 0.75 | 1.08 | 2.38 | 2.38 | 75.93% | 36.55% | 31.51% | 48% | Y | N | N
| 45 | Massachusetts Electric | NE North | Central | Fitch Rd. |  | Clinton | Distribution | 01-216W1 | Clinton | 13.8 | 6.13 | 5.47 | 5.35 | 11.78 | 11.78 | 11.78 | 52.04% | 46.43% | 45.42% | 47.96% | Y | N | N
| 145 | Massachusetts Electric | NE North | Central | Treasure Valley |  | Paxton | Distribution | 01-55W3 | Rutland | 13.8 | 5.95 | 5.97 | 5.95 | 11.95 | 12.67 | 12.67 | 49.79% | 47.12% | 46.96% | 47.96% | Y | N | N
| 306 | Massachusetts Electric | NE South | Southeast | Northboro Road |  | Southborough | Distribution | 05-317W5 | Marlborough, Westborough | 13.8 | 4.91 | 5.19 | 4.81 | 10.4 | 10.4 | 10.4 | 47.21% | 49.9% | 46.25% | 47.79% | Y | N | N
| 517 | Massachusetts Electric | NE South | South Shore | Easton |  | Easton | Distribution | 07-92W79 | Easton | 13.8 | 6.43 | 5.64 | 5.75 | 12.43 | 12.43 | 12.43 | 51.73% | 45.37% | 46.26% | 47.79% | Y | N | N
| 113 | Massachusetts Electric | NE North | Central | Fiskdale |  | Sturbridge | Distribution | 01-408L2 | Sturbridge | 13.2 | 5.23 | 4.89 | 4.98 | 9.99 | 10.88 | 10.88 | 52.35% | 44.94% | 45.77% | 47.69% | Y | N | N
| 565 | Massachusetts Electric | NE North | Western | Bear Swamp Upper Yard |  | Rowe | Distribution | 09-1019W1 | Charlemont, Florida, Hawley, Heath, Monroe, Rowe | 13.8 | 2.41 | 2.64 | 3.35 | 5.88 | 5.88 | 5.88 | 40.99% | 44.9% | 56.97% | 47.62% | Y | N | N
| 81 | Massachusetts Electric | NE North | Central | Pondville |  | Auburn | Distribution | 01-26W4 | Auburn | 13.8 | 3.89 | 4.23 | 4.47 | 8.82 | 8.82 | 8.82 | 44.1% | 47.96% | 50.68% | 47.58% | Y | N | N
| 1017 | Massachusetts Electric | NE North | Merrimack Valley | Perry Street |  | Lowell | Distribution | 14-3J4 | Lowell | 4.16 | 1.7 | 0 | 1.54 | 2.27 | 2.27 | 2.27 | 74.89% | 0% | 67.84% | 47.58% | Y | N | N
| 576 | Massachusetts Electric | NE North | Western | Sheffield |  | Sheffield | Distribution | 09-1108W1 | Egremont, Sheffield | 13.8 | 4.08 | 3.84 | 3.5 | 8.01 | 8.01 | 8.01 | 50.94% | 47.94% | 43.7% | 47.52% | Y | N | N
| 789 | Massachusetts Electric | NE North | North Shore | Melrose |  | Melrose | Distribution | 12-25W1 | Melrose, Saugus | 13.8 | 6.14 | 5.38 | 6 | 12.31 | 12.31 | 12.31 | 49.88% | 43.7% | 48.74% | 47.44% | Y | N | N
| 259 | Massachusetts Electric | NE South | Southeast | West Street |  | Attleboro | Distribution | 05-1J4 | Attleboro | 4.16 | 1.57 | 1.42 | 1.34 | 3.15 | 3.15 | 2.85 | 49.84% | 45.08% | 47.02% | 47.31% | Y | N | N
| 458 | Massachusetts Electric | NE South | South Shore | Division St |  | Rockland | Distribution | 07-64J1 | Abington, Rockland | 4.16 | 1.33 | 1.74 | 1.87 | 3.49 | 3.49 | 3.49 | 38.11% | 49.86% | 53.58% | 47.18% | Y | N | N
| 536 | Massachusetts Electric | NE South | South Shore | Norwell |  | Norwell | Distribution | 07-96W44 | Hanover, Norwell | 13.8 | 6.93 | 6.74 | 6.14 | 15.25 | 15.25 | 11.83 | 45.44% | 44.2% | 51.9% | 47.18% | Y | N | N
| 136 | Massachusetts Electric | NE North | Central | Cambridge St. |  | Worcester | Distribution | 01-4J340 | Worcester | 4.16 | 0.72 | 1.22 | 0.86 | 1.98 | 1.98 | 1.98 | 36.36% | 61.62% | 43.43% | 47.14% | Y | N | N
| 353 | Massachusetts Electric | NE South | Southeast | Foxboro 2 |  | Foxborough | Distribution | 05-3432W2 | Foxborough | 13.8 | 4.15 | 4.06 | 4.21 | 8.06 | 9.2 | 9.2 | 51.49% | 44.13% | 45.76% | 47.13% | Y | N | N
| 346 | Massachusetts Electric | NE South | Southeast | South Wrentham |  | Wrentham | Distribution | 05-3422W4 | Foxborough, Wrentham | 13.8 | 6.35 | 5.43 | 6.13 | 12.67 | 12.67 | 12.67 | 50.12% | 42.86% | 48.38% | 47.12% | Y | N | N
| 877 | Massachusetts Electric | NE North | North Shore | Revere |  | Revere | Distribution | 12-7J1 | Revere | 4.16 | 1.25 | 1.49 | 1.39 | 2.93 | 2.93 | 2.93 | 42.66% | 50.85% | 47.44% | 46.99% | Y | N | N
| 430 | Massachusetts Electric | NE South | South Shore | Field St |  | Quincy | Distribution | 07-1W9 | Abington, Quincy | 13.8 | 4.88 | 4.51 | 4.62 | 9.94 | 9.94 | 9.94 | 49.09% | 45.37% | 46.48% | 46.98% | Y | N | N
| 1014 | Massachusetts Electric | NE North | Merrimack Valley | Perry Street |  | Lowell | Distribution | 14-3J1 | Lowell | 4.16 | 1.27 | 1.16 | 1.12 | 2.52 | 2.52 | 2.52 | 50.4% | 46.03% | 44.44% | 46.96% | Y | N | N
| 712 | Massachusetts Electric | NE North | North Shore | Humphrey |  | Swampscott | Distribution | 12-1J902 | Swampscott | 4.16 | 0.94 | 0.79 | 0.72 | 1.74 | 1.74 | 1.74 | 54.02% | 45.4% | 41.38% | 46.93% | Y | N | N
| 495 | Massachusetts Electric | NE South | South Shore | Stoughton |  | Stoughton | Distribution | 07-913W17 | Stoughton | 13.8 | 5.53 | 6.78 | 5.49 | 12.67 | 12.67 | 12.67 | 43.65% | 53.51% | 43.33% | 46.83% | Y | N | N
| 171 | Massachusetts Electric | NE North | Central | Stearns St. |  | Worcester | Distribution | 01-7J387 | Worcester | 4.16 | 1.5 | 1.19 | 1.44 | 2.94 | 2.94 | 2.94 | 51.02% | 40.48% | 48.98% | 46.83% | Y | N | N
| 826 | Massachusetts Electric | NE North | North Shore | Fayette |  | Lynn | Distribution | 12-3J901 | Lynn | 4.16 | 1.44 | 1.44 | 1.72 | 3.28 | 3.28 | 3.28 | 43.9% | 43.9% | 52.44% | 46.75% | Y | N | N
| 1108 | Massachusetts Electric | NE North | Merrimack Valley | Billerica |  | Billerica | Distribution | 14-70L4 | Billerica | 13.2 | 5.88 | 5.67 | 5.35 | 12.12 | 12.12 | 12.12 | 48.51% | 46.78% | 44.14% | 46.48% | Y | N | N
| 493 | Massachusetts Electric | NE South | South Shore | Mill St |  | Bridgewater | Distribution | 07-912W74 | Bridgewater, E. Bridgewater, Halifax | 13.8 | 6.06 | 6.93 | 7.51 | 14.77 | 14.77 | 14.77 | 41.03% | 46.92% | 50.85% | 46.26% | Y | N | N
| 404 | Massachusetts Electric | NE South | South Shore | North Quincy |  | Quincy | Distribution | 07-11W2 | Quincy | 13.8 | 6.93 | 6.16 | 6.47 | 14.1 | 14.1 | 14.1 | 49.15% | 43.69% | 45.89% | 46.24% | Y | N | N
| 736 | Massachusetts Electric | NE North | North Shore | Winthrop |  | Winthrop | Distribution | 12-22J7 | Winthrop | 4.16 | 1.64 | 1.36 | 1.41 | 3.18 | 3.18 | 3.18 | 51.57% | 42.77% | 44.34% | 46.23% | Y | N | N
| 1144 | Massachusetts Electric | NE North | Merrimack Valley | West Andover |  | Andover | Distribution | 14-8L3 | Andover, Lawrence | 13.2 | 5.17 | 6.33 | 4.82 | 11.77 | 11.77 | 11.77 | 43.93% | 53.78% | 40.95% | 46.22% | Y | N | N
| 921 | Massachusetts Electric | NE North | Merrimack Valley | Worthen Street |  | Lowell | Distribution | 14-13J6 | Lowell | 4.16 | 0.36 | 1.48 | 1.21 | 2.2 | 2.2 | 2.2 | 16.36% | 67.27% | 55% | 46.21% | Y | N | N
| 506 | Massachusetts Electric | NE South | South Shore | Dupont |  | Brockton | Distribution | 07-91W41 | Brockton, E. Bridgewater, Whitman | 13.8 | 5.64 | 5.38 | 5.02 | 11.59 | 11.59 | 11.59 | 48.66% | 46.42% | 43.31% | 46.13% | Y | N | N
| 354 | Massachusetts Electric | NE South | Southeast | Beaver Pond |  | Franklin | Distribution | 05-344W1 | Franklin | 13.8 | 5.7 | 5.29 | 5.35 | 11.81 | 11.81 | 11.81 | 48.26% | 44.79% | 45.3% | 46.12% | Y | N | N
| 8 | Massachusetts Electric | NE North | Central | Faraday St. |  | Worcester | Distribution | 01-11J331 | Worcester | 4.16 | 1.14 | 1.16 | 1.09 | 2.56 | 2.4 | 2.4 | 44.53% | 48.33% | 45.42% | 46.09% | Y | N | N
| 47 | Massachusetts Electric | NE North | Central | Fitch Rd. |  | Clinton | Distribution | 01-216W3 | Clinton, Lancaster | 13.8 | 5.5 | 5.33 | 5.45 | 11.78 | 11.78 | 11.78 | 46.69% | 45.25% | 46.26% | 46.07% | Y | N | N
| 296 | Massachusetts Electric | NE South | Southeast | Woodside |  | Northborough | Distribution | 05-313W4 | Marlborough, Northborough | 13.8 | 5.53 | 5.31 | 5.19 | 11.59 | 11.59 | 11.78 | 47.71% | 45.82% | 44.06% | 45.86% | Y | N | N
| 720 | Massachusetts Electric | NE North | North Shore | Lynnway |  | Lynn | Distribution | 12-21J27 | Lynn | 4.16 | 0.99 | 0.93 | 0.93 | 2.08 | 2.08 | 2.08 | 47.6% | 44.71% | 44.71% | 45.67% | Y | N | N
| 735 | Massachusetts Electric | NE North | North Shore | Winthrop |  | Winthrop | Distribution | 12-22J6 | Winthrop | 4.16 | 1.39 | 1.11 | 1.24 | 2.73 | 2.73 | 2.73 | 50.92% | 40.66% | 45.42% | 45.67% | Y | N | N
| 700 | Massachusetts Electric | NE North | North Shore | Turnpike |  | Lynnfield | Distribution | 12-19W2 | Saugus | 13.8 | 4.52 | 3.58 | 4.33 | 9.08 | 9.08 | 9.08 | 49.78% | 39.43% | 47.69% | 45.63% | Y | N | N
| 350 | Massachusetts Electric | NE South | Southeast | Foxboro 1 |  | Foxborough | Distribution | 05-3431W1 | Foxborough | 13.8 | 4.61 | 3.9 | 4.57 | 9.56 | 9.56 | 9.56 | 48.22% | 40.79% | 47.8% | 45.61% | Y | N | N
| 671 | Massachusetts Electric | NE North | North Shore | Lynnway |  | Lynn | Distribution | 12-1394 | Lynn | 13.8 | 5.09 | 4.68 | 4.87 | 10.76 | 10.76 | 10.76 | 47.3% | 43.49% | 45.26% | 45.35% | Y | N | N
| 1080 | Massachusetts Electric | NE North | Merrimack Valley | Methuen |  | Methuen | Distribution | 14-5J42 | Methuen | 3.74 | 1.2 | 1.19 | 1.12 | 2.58 | 2.58 | 2.58 | 46.51% | 46.12% | 43.41% | 45.35% | Y | N | N
| 488 | Massachusetts Electric | NE South | South Shore | Ames |  | Brockton | Distribution | 07-911W77 | Abington, Brockton, Holbrook | 13.8 | 6.74 | 6.26 | 6.66 | 14.46 | 14.46 | 14.46 | 46.61% | 43.29% | 46.06% | 45.32% | Y | N | N
| 48 | Massachusetts Electric | NE North | Central | Fitch Rd. |  | Clinton | Distribution | 01-216W4 | Clinton, Lancaster | 13.8 | 5.14 | 4.41 | 4.59 | 11.78 | 10.16 | 9.47 | 43.63% | 43.41% | 48.47% | 45.17% | Y | N | N
| 702 | Massachusetts Electric | NE North | North Shore | Salem Peabody St. |  | Salem | Distribution | 12-1J10 | Salem | 4.16 | 1.21 | 0.86 | 1.3 | 2.49 | 2.49 | 2.49 | 48.59% | 34.54% | 52.21% | 45.11% | Y | N | N
| 853 | Massachusetts Electric | NE North | North Shore | Malden |  | Malden | Distribution | 12-5C2 | Malden | 4.16 | 1.29 | 1.1 | 1.24 | 2.69 | 2.69 | 2.69 | 47.96% | 40.89% | 46.1% | 44.98% | Y | N | N
| 492 | Massachusetts Electric | NE South | South Shore | Mill St |  | Bridgewater | Distribution | 07-912W73 | Bridgewater | 13.8 | 6.6 | 7.19 | 6.14 | 14.77 | 14.77 | 14.77 | 44.69% | 48.68% | 41.57% | 44.98% | Y | N | N
| 790 | Massachusetts Electric | NE North | North Shore | Melrose |  | Melrose | Distribution | 12-25W2 | Melrose, Saugus | 13.8 | 6.12 | 5.21 | 5.76 | 12.67 | 12.67 | 12.67 | 48.3% | 41.12% | 45.46% | 44.96% | Y | N | N
| 1114 | Massachusetts Electric | NE North | Merrimack Valley | West Chelmsford |  | Chelmsford | Distribution | 14-73L1 | Chelmsford, Westford | 13.2 | 5.65 | 4.78 | 5.44 | 11.77 | 11.77 | 11.77 | 48% | 40.61% | 46.22% | 44.94% | Y | N | N
| 1142 | Massachusetts Electric | NE North | Merrimack Valley | Andover |  | Andover | Distribution | 14-8L1 | Andover, Lawrence | 13.2 | 5.51 | 4.53 | 5.12 | 11.27 | 11.27 | 11.27 | 48.89% | 40.2% | 45.43% | 44.84% | Y | N | N
| 1146 | Massachusetts Electric | NE North | Merrimack Valley | West Andover |  | Andover | Distribution | 14-8T2 | Andover, Lawrence | 34.5 | 10.46 | 14.76 | 15.36 | 30.42 | 30.12 | 30.12 | 34.39% | 49% | 51% | 44.8% | Y | N | N
| 201 | Massachusetts Electric | NE North | Central | Vernon Hill |  | Worcester | Distribution | 01-HT28 | Worcester | 13.8 | 1.74 | 2.36 | 2.29 | 4.76 | 4.76 | 4.76 | 36.55% | 49.58% | 48.11% | 44.75% | Y | N | N
| 34 | Massachusetts Electric | NE North | Central | Tatnuck |  | Worcester | Distribution | 01-1J390 | Worcester | 4.16 | 1.29 | 1.32 | 0.57 | 2.37 | 2.37 | 2.37 | 54.43% | 55.7% | 24.05% | 44.73% | Y | N | N
| 412 | Massachusetts Electric | NE South | South Shore | Mid-Weymouth |  | Weymouth | Distribution | 07-12W4 | Weymouth | 13.8 | 5.16 | 5.11 | 5.21 | 11.59 | 11.59 | 11.59 | 44.52% | 44.09% | 44.95% | 44.52% | Y | N | N
| 543 | Massachusetts Electric | NE South | South Shore | Belmont |  | Brockton | Distribution | 07-98W19 | Brockton, West Bridgewater | 13.8 | 6.67 | 6.29 | 6.31 | 14.46 | 14.46 | 14.46 | 46.13% | 43.5% | 43.64% | 44.42% | Y | N | N
| 496 | Massachusetts Electric | NE South | South Shore | Stoughton |  | Stoughton | Distribution | 07-913W18 | Stoughton | 13.8 | 4.63 | 4.38 | 4.5 | 10.16 | 10.16 | 10.16 | 45.57% | 43.11% | 44.29% | 44.32% | Y | N | N
| 249 | Massachusetts Electric | NE South | Southeast | Riverside Sub |  | Somerset | Distribution | 05-17J1 | Somerset | 4.16 | 1.5 | 1.42 | 1.04 | 2.98 | 2.98 | 2.98 | 50.34% | 47.65% | 34.9% | 44.3% | Y | N | N
| 422 | Massachusetts Electric | NE South | South Shore | Field St |  | Quincy | Distribution | 07-1W1 | Quincy | 13.8 | 5.42 | 5.07 | 5.16 | 11.78 | 11.78 | 11.78 | 46.01% | 43.04% | 43.8% | 44.28% | Y | N | N
| 661 | Massachusetts Electric | NE North | North Shore | Granite |  | Lynn | Distribution | 12-12J904 | Lynn | 4.16 | 1.19 | 0.98 | 1.08 | 2.16 | 2.65 | 2.65 | 55.09% | 36.98% | 40.75% | 44.28% | Y | N | N
| 652 | Massachusetts Electric | NE North | North Shore | Wellington |  | Medford | Distribution | 12-11J4 | Malden, Medford | 4.16 | 1.17 | 1.03 | 1.34 | 2.69 | 2.69 | 2.69 | 43.49% | 38.29% | 49.81% | 43.87% | Y | N | N
| 770 | Massachusetts Electric | NE North | North Shore | Manchester |  | Manchester | Distribution | 12-23H4 | Manchester | 2.4 | 0.4 | 0.55 | 0.48 | 1.09 | 1.09 | 1.09 | 36.7% | 50.46% | 44.04% | 43.73% | Y | N | N
| 684 | Massachusetts Electric | NE North | North Shore | Maplewood |  | Malden | Distribution | 12-16W5 | Beverly, Everett, Malden | 13.8 | 5.66 | 5.23 | 5.24 | 12.31 | 12.31 | 12.31 | 45.98% | 42.49% | 42.57% | 43.68% | Y | N | N
| 1147 | Massachusetts Electric | NE North | Merrimack Valley | Pinehurst |  | Billerica | Distribution | 14-92L1 | Billerica | 13.2 | 5.42 | 5.26 | 4.69 | 11.8 | 11.8 | 11.8 | 45.93% | 44.58% | 39.75% | 43.42% | Y | N | N
| 982 | Massachusetts Electric | NE North | Merrimack Valley | Lawrence |  | Lawrence | Distribution | 14-2J2 | Lawrence | 3.74 | 1.41 | 1.08 | 1.32 | 2.94 | 2.94 | 2.94 | 47.96% | 36.73% | 44.9% | 43.2% | Y | N | N
| 27 | Massachusetts Electric | NE North | Central | Salisbury |  | Worcester | Distribution | 01-16J2 | Worcester | 4.16 | 0.86 | 0.7 | 1.03 | 2 | 2 | 2 | 43% | 35% | 51.5% | 43.17% | Y | N | N
| 395 | Massachusetts Electric | NE South | Southeast | Read Street |  | Attleboro | Distribution | 05-9L6 | Attleboro | 13.2 | 5.24 | 4.92 | 5.11 | 11.8 | 11.8 | 11.8 | 44.41% | 41.69% | 43.31% | 43.14% | Y | N | N
| 371 | Massachusetts Electric | NE South | Southeast | Norton |  | Norton | Distribution | 05-4J1 | Norton | 4.16 | 0.8 | 0.8 | 0.78 | 1.84 | 1.84 | 1.84 | 43.48% | 43.48% | 42.39% | 43.12% | Y | N | N
| 12 | Massachusetts Electric | NE North | Central | Faraday St. |  | Worcester | Distribution | 01-11J346 | Worcester | 4.16 | 0.96 | 0.92 | 0.76 | 2.44 | 1.87 | 1.87 | 39.34% | 49.2% | 40.64% | 43.06% | Y | N | N
| 316 | Massachusetts Electric | NE South | Southeast | Whitins Pond |  | Northbridge | Distribution | 05-320W4 | Douglas, Northbridge, Uxbridge | 13.8 | 0 | 7.14 | 9.03 | 12.57 | 12.57 | 12.57 | 0% | 56.8% | 71.84% | 42.88% | Y | N | N
| 356 | Massachusetts Electric | NE South | Southeast | Beaver Pond |  | Franklin | Distribution | 05-344W3 | Franklin | 13.8 | 4.37 | 4.76 | 5.36 | 11.28 | 11.28 | 11.28 | 38.74% | 42.2% | 47.52% | 42.82% | Y | N | N
| 653 | Massachusetts Electric | NE North | North Shore | Beverly |  | Beverly | Distribution | 12-12J2 | Beverly | 4.16 | 1.29 | 1.17 | 1.38 | 2.99 | 2.99 | 2.99 | 43.14% | 39.13% | 46.15% | 42.81% | Y | N | N
| 409 | Massachusetts Electric | NE South | South Shore | Mid-Weymouth |  | Weymouth | Distribution | 07-12W1 | Weymouth | 13.8 | 5.5 | 5 | 5.29 | 12.31 | 12.31 | 12.31 | 44.68% | 40.62% | 42.97% | 42.76% | Y | N | N
| 310 | Massachusetts Electric | NE South | Southeast | North Marlboro |  | Marlborough | Distribution | 05-318W1 | Marlborough, Northborough | 13.8 | 5.34 | 5.51 | 5.12 | 12.48 | 12.48 | 12.48 | 42.79% | 44.15% | 41.03% | 42.65% | Y | N | N
| 24 | Massachusetts Electric | NE North | Central | Squantum St. |  | Worcester | Distribution | 01-14J368 | Worcester | 4.16 | 1.23 | 0.96 | 1.57 | 2.94 | 2.94 | 2.94 | 41.84% | 32.65% | 53.4% | 42.63% | Y | N | N
| 226 | Massachusetts Electric | NE South | Southeast | Hathaway St. Sub |  | Fall River | Distribution | 05-106W45 | Fall River | 13.8 | 3.44 | 6.45 | 7.34 | 13.5 | 13.5 | 13.5 | 25.48% | 47.78% | 54.37% | 42.54% | Y | N | N
| 639 | Massachusetts Electric | NE North | Western | Florence Jct |  | Northampton | Distribution | 09-909W2 | Northampton | 13.8 | 6.31 | 5.83 | 5.67 | 13.98 | 13.98 | 13.98 | 45.14% | 41.7% | 40.56% | 42.47% | Y | N | N
| 304 | Massachusetts Electric | NE South | Southeast | Northboro Road |  | Southborough | Distribution | 05-317W3 | Southborough | 13.8 | 3.75 | 3.55 | 3.78 | 8.7 | 8.7 | 8.7 | 43.1% | 40.8% | 43.45% | 42.45% | Y | N | N
| 880 | Massachusetts Electric | NE North | North Shore | Revere |  | Revere | Distribution | 12-7J4 | Revere | 4.16 | 0.72 | 1.44 | 1.01 | 2.49 | 2.49 | 2.49 | 28.92% | 57.83% | 40.56% | 42.44% | Y | N | N
| 1007 | Massachusetts Electric | NE North | Merrimack Valley | Newburyport |  | Newburyport | Distribution | 14-36J1 | Newburyport | 4.16 | 1.02 | 0.96 | 0.93 | 2.29 | 2.29 | 2.29 | 44.54% | 41.92% | 40.61% | 42.36% | Y | N | N
| 811 | Massachusetts Electric | NE North | North Shore | Everett |  | Malden | Distribution | 12-37J4 | Everett | 4.16 | 1.12 | 1.14 | 1.22 | 2.74 | 2.74 | 2.74 | 40.88% | 41.61% | 44.53% | 42.34% | Y | N | N
| 994 | Massachusetts Electric | NE North | Merrimack Valley | Perry Street |  | Lowell | Sub-Transmission | 14-304 | Lowell | 13.8 | 2.72 | 2.1 | 2.13 | 5.49 | 5.49 | 5.49 | 49.54% | 38.25% | 38.8% | 42.2% | Y | N | N
| 170 | Massachusetts Electric | NE North | Central | Stearns St. |  | Worcester | Distribution | 01-7J386 | Leicester, Worcester | 4.16 | 1.23 | 1.34 | 1.13 | 2.94 | 2.94 | 2.94 | 41.84% | 45.58% | 38.44% | 41.95% | Y | N | N
| 166 | Massachusetts Electric | NE North | Central | Webster St. |  | Worcester | Distribution | 01-6J342 | Worcester | 4.16 | 1.42 | 1.39 | 0.89 | 2.94 | 2.94 | 2.94 | 48.3% | 47.28% | 30.27% | 41.95% | Y | N | N
| 733 | Massachusetts Electric | NE North | North Shore | Winthrop |  | Winthrop | Distribution | 12-22J4 | Winthrop | 4.16 | 1.26 | 1.08 | 1.2 | 2.82 | 2.82 | 2.82 | 44.68% | 38.3% | 42.55% | 41.84% | Y | N | N
| 23 | Massachusetts Electric | NE North | Central | Squantum St. |  | Worcester | Distribution | 01-14J367 | Worcester | 4.16 | 1.12 | 1.09 | 1.03 | 2.59 | 2.59 | 2.59 | 43.24% | 42.08% | 39.77% | 41.7% | Y | N | N
| 1063 | Massachusetts Electric | NE North | Merrimack Valley | Westford |  | Westford | Distribution | 14-57L4 | Westford | 13.2 | 4.78 | 4.94 | 4.92 | 11.8 | 11.8 | 11.8 | 40.51% | 41.86% | 41.69% | 41.36% | Y | N | N
| 38 | Massachusetts Electric | NE North | Central | Ayer |  | Ayer | Distribution | 01-201W4 | Ayer, Groton, Shirley | 13.8 | 4.14 | 2.72 | 5.69 | 8.82 | 11.78 | 10.54 | 46.94% | 23.09% | 53.98% | 41.34% | Y | N | N
| 650 | Massachusetts Electric | NE North | North Shore | Wellington |  | Medford | Distribution | 12-11J2 | Malden | 4.16 | 0.29 | 1.42 | 1.54 | 2.63 | 2.63 | 2.63 | 11.03% | 53.99% | 58.56% | 41.19% | Y | N | N
| 1121 | Massachusetts Electric | NE North | Merrimack Valley | East Methuen |  | Methuen | Distribution | 14-74L6 | Lawrence, Methuen | 13.2 | 5.01 | 5.01 | 4.87 | 12.12 | 12.12 | 12.12 | 41.34% | 41.34% | 40.18% | 40.95% | Y | N | N
| 1085 | Massachusetts Electric | NE North | Merrimack Valley | Newbury |  | Newbury | Distribution | 14-60L2 | Amesbury, Boxford, Newbury | 13.2 | 4.89 | 4.98 | 4.45 | 11.66 | 11.66 | 11.66 | 41.94% | 42.71% | 38.16% | 40.94% | Y | N | N
| 1107 | Massachusetts Electric | NE North | Merrimack Valley | Billerica |  | Billerica | Distribution | 14-70L3 | Billerica, Chelmsford, Lowell | 13.2 | 3.7 | 4.78 | 6.4 | 12.12 | 12.12 | 12.12 | 30.53% | 39.44% | 52.81% | 40.92% | Y | N | N
| 133 | Massachusetts Electric | NE North | Central | Cambridge St. |  | Worcester | Distribution | 01-4J336 | Worcester | 4.16 | 1.1 | 0.94 | 0.82 | 2.33 | 2.33 | 2.33 | 47.21% | 40.34% | 35.19% | 40.92% | Y | N | N
| 937 | Massachusetts Electric | NE North | Merrimack Valley | Lawrence |  | Lawrence | Distribution | 14-1J2 | Lawrence | 3.74 | 0.94 | 0.84 | 0.92 | 2.2 | 2.2 | 2.2 | 42.73% | 38.18% | 41.82% | 40.91% | Y | N | N
| 305 | Massachusetts Electric | NE South | Southeast | Northboro Road |  | Southborough | Distribution | 05-317W4 | Southborough, Westborough | 13.8 | 3.93 | 3.2 | 3.8 | 8.94 | 8.94 | 8.94 | 43.96% | 35.79% | 42.51% | 40.75% | Y | N | N
| 501 | Massachusetts Electric | NE South | South Shore | Scituate |  | Scituate | Distribution | 07-915W35 | Norwell, Scituate | 13.8 | 6.85 | 6.06 | 4.73 | 14.51 | 14.51 | 14.51 | 47.21% | 41.76% | 32.6% | 40.52% | Y | N | N
| 92 | Massachusetts Electric | NE North | Central | Chandler St. |  | Worcester | Distribution | 01-2J393 | Worcester | 4.16 | 1.18 | 1.14 | 1.18 | 2.88 | 2.88 | 2.88 | 40.97% | 39.58% | 40.97% | 40.51% | Y | N | N
| 708 | Massachusetts Electric | NE North | North Shore | Salem Peabody St. |  | Salem | Distribution | 12-1J5 | Salem | 4.16 | 0.86 | 0.86 | 1.3 | 2.49 | 2.49 | 2.49 | 34.54% | 34.54% | 52.21% | 40.43% | Y | N | N
| 257 | Massachusetts Electric | NE South | Southeast | West Street |  | Attleboro | Distribution | 05-1J2 | Attleboro | 4.16 | 1.22 | 1.18 | 1.14 | 2.92 | 2.92 | 2.92 | 41.78% | 40.41% | 39.04% | 40.41% | Y | N | N
| 849 | Massachusetts Electric | NE North | North Shore | Hendersonville |  | Everett | Distribution | 12-593W5 | Everett | 13.8 | 5.76 | 5.09 | 6.5 | 14.32 | 14.32 | 14.32 | 40.22% | 35.54% | 45.39% | 40.39% | Y | N | N
| 674 | Massachusetts Electric | NE North | North Shore | Kent |  | Saugus | Distribution | 12-13J3 | Saugus | 4.16 | 1.51 | 1.51 | 1.3 | 3.57 | 3.57 | 3.57 | 42.3% | 42.3% | 36.41% | 40.34% | Y | N | N
| 1140 | Massachusetts Electric | NE North | Merrimack Valley | Beach Road |  | Salisbury | Distribution | 14-7L2 | Salisbury | 13.2 | 4.66 | 4.92 | 4.69 | 11.8 | 11.8 | 11.8 | 39.49% | 41.69% | 39.75% | 40.31% | Y | N | N
| 498 | Massachusetts Electric | NE South | South Shore | Stoughton |  | Stoughton | Distribution | 07-913W47 | Stoughton | 13.8 | 5.84 | 5.73 | 5.96 | 14.51 | 14.51 | 14.51 | 40.25% | 39.49% | 41.08% | 40.27% | Y | N | N
| 53 | Massachusetts Electric | NE North | Central | Prospect St. |  | Leominster | Distribution | 01-219W3 | Leominster | 13.8 | 5.25 | 4.34 | 4.59 | 11.78 | 11.78 | 11.78 | 44.57% | 36.84% | 38.96% | 40.12% | Y | N | N
| 197 | Massachusetts Electric | NE North | Central | Webster St. |  | Worcester | Distribution | 01-HT22 | Worcester | 13.8 | 1.43 | 3.35 | 3.59 | 6.96 | 6.96 | 6.96 | 20.55% | 48.13% | 51.58% | 40.09% | Y | N | N
| 322 | Massachusetts Electric | NE South | Southeast | Uxbridge |  | Uxbridge | Distribution | 05-321W5 | Northbridge, Uxbridge | 13.8 | 5.22 | 5.09 | 4.84 | 12.62 | 12.62 | 12.62 | 41.36% | 40.33% | 38.35% | 40.02% | Y | N | N
| 186 | Massachusetts Electric | NE North | Central | Grafton St. |  | Worcester | Distribution | 01-9J329 | Worcester | 4.16 | 1.13 | 1.18 | 1.14 | 2.89 | 2.89 | 2.89 | 39.1% | 40.83% | 39.45% | 39.79% | Y | N | N
| 1006 | Massachusetts Electric | NE North | Merrimack Valley | Byfield |  | Newbury | Distribution | 14-34M1 | Newbury, West Newbury | 4.8 | 1.45 | 1.2 | 1.17 | 3.22 | 3.22 | 3.22 | 45.03% | 37.27% | 36.34% | 39.54% | Y | N | N
| 165 | Massachusetts Electric | NE North | Central | Webster St. |  | Worcester | Distribution | 01-6J326 | Worcester | 4.16 | 1.03 | 0.82 | 0.79 | 2.23 | 2.23 | 2.23 | 46.19% | 36.77% | 35.43% | 39.46% | Y | N | N
| 77 | Massachusetts Electric | NE North | Central | Greendale |  | Worcester | Distribution | 01-24W5 | Worcester | 13.8 | 4.23 | 3.98 | 4.3 | 10.61 | 10.61 | 10.61 | 39.87% | 37.51% | 40.53% | 39.3% | Y | N | N
| 1082 | Massachusetts Electric | NE North | Merrimack Valley | Methuen |  | Methuen | Distribution | 14-5J44 | Methuen | 3.74 | 0.84 | 0.86 | 0.79 | 2.13 | 2.13 | 2.13 | 39.44% | 40.38% | 37.09% | 38.97% | Y | N | N
| 31 | Massachusetts Electric | NE North | Central | Tatnuck |  | Worcester | Distribution | 01-1J363 | Worcester | 4.16 | 1.18 | 0.95 | 1 | 2.69 | 2.69 | 2.69 | 43.87% | 35.32% | 37.17% | 38.79% | Y | N | N
| 815 | Massachusetts Electric | NE North | North Shore | Everett |  | Everett | Distribution | 12-37W3 | Malden, Medford | 13.8 | 4.76 | 4.2 | 4.1 | 11.23 | 11.23 | 11.23 | 42.39% | 37.4% | 36.51% | 38.77% | Y | N | N
| 298 | Massachusetts Electric | NE South | Southeast | East Main Street |  | Westborough | Distribution | 05-314W2 | Southborough, Westborough | 13.8 | 5.42 | 5.18 | 5.63 | 13.98 | 13.98 | 13.98 | 38.77% | 37.05% | 40.27% | 38.7% | Y | N | N
| 566 | Massachusetts Electric | NE North | Western | Adams |  | Adams | Distribution | 09-1021W1 | Adams, Cheshire, North Adams | 13.8 | 5.09 | 5.1 | 6.01 | 13.98 | 13.98 | 13.98 | 36.41% | 36.48% | 42.99% | 38.63% | Y | N | N
| 575 | Massachusetts Electric | NE North | Western | Lenox Depot |  | Lenox | Distribution | 09-1103W2 | Lenox | 13.8 | 4.28 | 4.25 | 4.65 | 11.38 | 11.38 | 11.38 | 37.61% | 37.35% | 40.86% | 38.61% | Y | N | N
| 842 | Massachusetts Electric | NE North | North Shore | E. Beverly |  | Beverly | Distribution | 12-51T3 | Gloucester, Rockport | 34.5 | 8.13 | 14.28 | 15.18 | 32.57 | 32.57 | 32.57 | 24.96% | 43.84% | 46.61% | 38.47% | Y | N | N
| 411 | Massachusetts Electric | NE South | South Shore | Mid-Weymouth |  | Weymouth | Distribution | 07-12W3 | Weymouth | 13.8 | 4.64 | 4.25 | 4.34 | 11.47 | 11.47 | 11.47 | 40.45% | 37.05% | 37.84% | 38.45% | Y | N | N
| 539 | Massachusetts Electric | NE South | South Shore | South Randolph |  | Randolph | Distribution | 07-97W3 | Holbrook, Randolph | 13.8 | 5.23 | 4.74 | 4.92 | 12.91 | 12.91 | 12.91 | 40.51% | 36.72% | 38.11% | 38.45% | Y | N | N
| 1041 | Massachusetts Electric | NE North | Merrimack Valley | North Haverhill |  | Haverhill | Distribution | 14-48L3 | Haverhill | 13.2 | 4.66 | 4.91 | 3.94 | 11.77 | 11.77 | 11.77 | 39.59% | 41.72% | 33.47% | 38.26% | Y | N | N
| 701 | Massachusetts Electric | NE North | North Shore | Salem Peabody St. |  | Salem | Distribution | 12-1J1 | Salem | 4.16 | 0.97 | 0.81 | 1.07 | 2.49 | 2.49 | 2.49 | 38.96% | 32.53% | 42.97% | 38.15% | Y | N | N
| 872 | Massachusetts Electric | NE North | North Shore | Bridge |  | Lynn | Distribution | 12-6J1 | Lynn | 4.16 | 0.65 | 0.9 | 0.43 | 1.73 | 1.73 | 1.73 | 37.57% | 52.02% | 24.86% | 38.15% | Y | N | N
| 347 | Massachusetts Electric | NE South | Southeast | Crocker Pond |  | Wrentham | Distribution | 05-3424W1 | Foxborough, Wrentham | 13.8 | 4.61 | 4.12 | 4.25 | 11.35 | 11.35 | 11.35 | 40.62% | 36.3% | 37.44% | 38.12% | Y | N | N
| 46 | Massachusetts Electric | NE North | Central | Fitch Rd. |  | Clinton | Distribution | 01-216W2 | Clinton | 13.8 | 5.06 | 4.39 | 4.02 | 11.78 | 11.78 | 11.78 | 42.95% | 37.27% | 34.13% | 38.12% | Y | N | N
| 537 | Massachusetts Electric | NE South | South Shore | South Randolph |  | Randolph | Distribution | 07-97W1 | Randolph | 13.8 | 5.22 | 4.65 | 4.92 | 12.96 | 12.96 | 12.96 | 40.28% | 35.88% | 37.96% | 38.04% | Y | N | N
| 223 | Massachusetts Electric | NE South | Southeast | Hathaway St. Sub |  | Fall River | Distribution | 05-106W42 | Fall River | 13.8 | 6.17 | 4.96 | 5.23 | 14.34 | 14.34 | 14.34 | 43.03% | 34.59% | 36.47% | 38.03% | Y | N | N
| 885 | Massachusetts Electric | NE North | North Shore | Hudson |  | Lynn | Distribution | 12-7J903 | Saugus | 4.16 | 1.31 | 1.1 | 1.04 | 3.03 | 3.03 | 3.03 | 43.23% | 36.3% | 34.32% | 37.95% | Y | N | N
| 739 | Massachusetts Electric | NE North | North Shore | Swampscott |  | Swampscott | Distribution | 12-22W3 | Swampscott | 13.8 | 4.45 | 3.7 | 4.14 | 10.8 | 10.8 | 10.8 | 41.2% | 34.26% | 38.33% | 37.93% | Y | N | N
| 21 | Massachusetts Electric | NE North | Central | Brooks St. |  | Worcester | Distribution | 01-13J350 | Worcester | 4.16 | 0.92 | 0.86 | 0.86 | 2.33 | 2.33 | 2.33 | 39.48% | 36.91% | 36.91% | 37.77% | Y | N | N
| 782 | Massachusetts Electric | NE North | North Shore | Gloucester |  | Gloucester | Distribution | 12-24J5 | Gloucester | 4.16 | 0.36 | 0.55 | 2.16 | 2.72 | 2.72 | 2.72 | 13.24% | 20.22% | 79.41% | 37.62% | Y | N | N
| 771 | Massachusetts Electric | NE North | North Shore | Saugus |  | Saugus | Distribution | 12-23W1 | Saugus | 13.8 | 4.33 | 5.07 | 3.45 | 11.23 | 11.23 | 12.07 | 38.56% | 45.15% | 28.58% | 37.43% | Y | N | N
| 134 | Massachusetts Electric | NE North | Central | Cambridge St. |  | Worcester | Distribution | 01-4J338 | Worcester | 4.16 | 0.94 | 1.08 | 1.02 | 2.71 | 2.71 | 2.71 | 34.69% | 39.85% | 37.64% | 37.39% | Y | N | N
| 1005 | Massachusetts Electric | NE North | Merrimack Valley | East Boxford (New) |  | Boxford | Sub-Transmission | 14-33L2 | Boxford | 13.2 | 4.64 | 4.27 | 4.29 | 11.77 | 11.77 | 11.77 | 39.42% | 36.28% | 36.45% | 37.38% | Y | N | N
| 64 | Massachusetts Electric | NE North | Central | Groton St. |  | Pepperell | Distribution | 01-226L1 | Pepperell | 13.2 | 5.59 | 4.73 | 5.33 | 13.99 | 13.99 | 13.99 | 39.96% | 33.81% | 38.1% | 37.29% | Y | N | N
| 328 | Massachusetts Electric | NE South | Southeast | Plainridge Park 3337 |  | Plainville | Distribution | 05-3337W1 | Plainville, Wrentham | 13.8 | 4.57 | 4.22 | 4.63 | 12 | 12 | 12 | 38.08% | 35.17% | 38.58% | 37.28% | Y | N | N
| 210 | Massachusetts Electric | NE North | Central | Webster St. |  | Worcester | Distribution | 01-HT41 | Worcester | 13.8 | 2.83 | 2.6 | 3 | 7.6 | 7.6 | 7.6 | 37.24% | 34.21% | 39.47% | 36.97% | Y | N | N
| 509 | Massachusetts Electric | NE South | South Shore | Dupont |  | Brockton | Distribution | 07-91W46 | Brockton | 13.8 | 5.04 | 3.61 | 4.25 | 11.64 | 11.64 | 11.64 | 43.3% | 31.01% | 36.51% | 36.94% | Y | N | N
| 773 | Massachusetts Electric | NE North | North Shore | Saugus |  | Saugus | Distribution | 12-23W3 | Saugus | 13.8 | 3.73 | 3.7 | 2.09 | 8.6 | 8.6 | 8.6 | 43.37% | 43.02% | 24.3% | 36.9% | Y | N | N
| 888 | Massachusetts Electric | NE North | North Shore | Revere |  | Revere | Distribution | 12-7W3 | Revere | 13.8 | 3.25 | 2.95 | 3.11 | 8.44 | 8.44 | 8.44 | 38.51% | 34.95% | 36.85% | 36.77% | Y | N | N
| 614 | Massachusetts Electric | NE North | Western | Barre |  | Barre | Distribution | 09-604W2 | Barre | 13.8 | 3.37 | 3.01 | 3.31 | 8.82 | 8.82 | 8.82 | 38.21% | 34.13% | 37.53% | 36.62% | Y | N | N
| 378 | Massachusetts Electric | NE South | Southeast | Clara Street |  | Seekonk | Distribution | 05-6J1 | Attleboro, Seekonk | 4.16 | 1.04 | 0.98 | 1.01 | 2.77 | 2.77 | 2.77 | 37.55% | 35.38% | 36.46% | 36.46% | Y | N | N
| 636 | Massachusetts Electric | NE North | Western | West St |  | Northampton | Distribution | 09-901W3 | Northampton | 13.8 | 3.39 | 3.26 | 3.4 | 9.2 | 9.2 | 9.2 | 36.85% | 35.43% | 36.96% | 36.41% | Y | N | N
| 163 | Massachusetts Electric | NE North | Central | Webster St. |  | Worcester | Distribution | 01-6J318 | Worcester | 4.16 | 0.77 | 0.7 | 0.67 | 1.96 | 1.96 | 1.96 | 39.29% | 35.71% | 34.18% | 36.39% | Y | N | N
| 673 | Massachusetts Electric | NE North | North Shore | Kent |  | Saugus | Distribution | 12-13J2 | Saugus | 4.16 | 0.72 | 0.72 | 0.72 | 1.98 | 1.98 | 1.98 | 36.36% | 36.36% | 36.36% | 36.36% | Y | N | N
| 449 | Massachusetts Electric | NE South | South Shore | Atlantic |  | Quincy | Distribution | 07-4J4 | Quincy | 4.16 | 0.86 | 0.86 | 0.86 | 2.38 | 2.38 | 2.38 | 36.13% | 36.13% | 36.13% | 36.13% | Y | N | N
| 526 | Massachusetts Electric | NE South | South Shore | Parkview |  | Stoughton | Distribution | 07-94W44 | Stoughton | 13.8 | 4.76 | 4.14 | 3.59 | 11.59 | 11.59 | 11.59 | 41.07% | 35.72% | 30.97% | 35.92% | Y | N | N
| 985 | Massachusetts Electric | NE North | Merrimack Valley | Lawrence |  | Lawrence | Distribution | 14-2J5 | Lawrence | 3.74 | 0.65 | 0.94 | 0.86 | 2.29 | 2.29 | 2.29 | 28.38% | 41.05% | 37.55% | 35.66% | Y | N | N
| 448 | Massachusetts Electric | NE South | South Shore | Atlantic |  | Quincy | Distribution | 07-4J3 | Quincy | 4.16 | 0.82 | 0.91 | 0.96 | 2.52 | 2.52 | 2.52 | 32.54% | 36.11% | 38.1% | 35.58% | Y | N | N
| 96 | Massachusetts Electric | NE North | Central | Millbury |  | Millbury | Distribution | 01-304W4 | Grafton, Millbury | 13.8 | 4.3 | 4.13 | 4.11 | 11.78 | 11.78 | 11.78 | 36.5% | 35.06% | 34.89% | 35.48% | Y | N | N
| 540 | Massachusetts Electric | NE South | South Shore | South Randolph |  | Randolph | Distribution | 07-97W4 | Randolph | 13.8 | 3.78 | 3.72 | 3.95 | 10.76 | 10.76 | 10.76 | 35.13% | 34.57% | 36.71% | 35.47% | Y | N | N
| 162 | Massachusetts Electric | NE North | Central | Webster St. |  | Worcester | Distribution | 01-6J316 | Auburn, Worcester | 4.16 | 0.48 | 0.53 | 0.79 | 1.7 | 1.7 | 1.7 | 28.24% | 31.18% | 46.47% | 35.29% | Y | N | N
| 1015 | Massachusetts Electric | NE North | Merrimack Valley | Perry Street |  | Lowell | Distribution | 14-3J2 | Lowell | 4.16 | 0.88 | 0.85 | 0.86 | 2.45 | 2.45 | 2.45 | 35.92% | 34.69% | 35.1% | 35.24% | Y | N | N
| 664 | Massachusetts Electric | NE North | North Shore | Beverly |  | Beverly | Distribution | 12-12L6 | Beverly | 13.2 | 4.5 | 4.39 | 4.8 | 12.96 | 12.96 | 12.96 | 34.72% | 33.87% | 37.04% | 35.21% | Y | N | N
| 820 | Massachusetts Electric | NE North | North Shore | Salem Boston St. |  | Salem | Distribution | 12-3J1 | Salem | 4.16 | 0.6 | 0.55 | 1.55 | 2.56 | 2.56 | 2.56 | 23.44% | 21.48% | 60.55% | 35.16% | Y | N | N
| 100 | Massachusetts Electric | NE North | Central | North Grafton |  | Grafton | Distribution | 01-328W2 | Grafton, Millbury | 13.8 | 5.37 | 4.98 | 5.02 | 14.63 | 14.63 | 14.63 | 36.71% | 34.04% | 34.31% | 35.02% | Y | N | N
| 368 | Massachusetts Electric | NE South | Southeast | Rehoboth |  | Rehoboth | Distribution | 05-3J1 | Rehoboth | 4.16 | 0.8 | 0.73 | 0.76 | 2.2 | 2.2 | 2.2 | 36.36% | 33.18% | 34.55% | 34.7% | Y | N | N
| 334 | Massachusetts Electric | NE South | Southeast | Depot Street |  | Milford | Distribution | 05-335W9 | Hopedale, Mendon, Milford | 13.8 | 4.39 | 4.04 | 4.25 | 12.31 | 12.31 | 12.31 | 35.66% | 32.82% | 34.52% | 34.34% | Y | N | N
| 1024 | Massachusetts Electric | NE North | Merrimack Valley | Perry Street |  | Lowell | Distribution | 14-3J5 | Lowell | 4.16 | 0.89 | 0.81 | 0.71 | 2.34 | 2.34 | 2.34 | 38.03% | 34.62% | 30.34% | 34.33% | Y | N | N
| 199 | Massachusetts Electric | NE North | Central | Grafton St. |  | Worcester | Distribution | 01-HT26 | Worcester | 13.8 | 2.56 | 2.4 | 2.43 | 4.8 | 9.75 | 9.75 | 53.33% | 24.62% | 24.92% | 34.29% | Y | N | N
| 1081 | Massachusetts Electric | NE North | Merrimack Valley | Methuen |  | Methuen | Distribution | 14-5J43 | Methuen | 3.74 | 0.86 | 0.9 | 0.81 | 2.55 | 2.55 | 2.55 | 33.73% | 35.29% | 31.76% | 33.59% | Y | N | N
| 375 | Massachusetts Electric | NE South | Southeast | South Attleboro |  | Attleboro | Distribution | 05-5J1 | Attleboro | 4.16 | 0.86 | 1.07 | 0.86 | 2.77 | 2.77 | 2.77 | 31.05% | 38.63% | 31.05% | 33.57% | Y | N | N
| 871 | Massachusetts Electric | NE North | North Shore | Danvers Rd. |  | Swampscott | Distribution | 12-69J1 | Swampscott | 4.16 | 1.2 | 1.2 | 1.3 | 3.71 | 3.71 | 3.71 | 32.35% | 32.35% | 35.04% | 33.24% | Y | N | N
| 297 | Massachusetts Electric | NE South | Southeast | East Main Street |  | Westborough | Distribution | 05-314W1 | Westborough | 13.8 | 4.53 | 3.78 | 3.88 | 12.67 | 11.99 | 11.99 | 35.75% | 31.53% | 32.36% | 33.21% | Y | N | N
| 784 | Massachusetts Electric | NE North | North Shore | Gloucester |  | Gloucester | Distribution | 12-24J7 | Gloucester | 4.16 | 0.72 | 0.86 | 1.08 | 2.68 | 2.68 | 2.68 | 26.87% | 32.09% | 40.3% | 33.08% | Y | N | N
| 466 | Massachusetts Electric | NE South | South Shore | Harrison Blvd |  | Avon | Distribution | 07-75W1 | Avon, Stoughton | 13.8 | 3.98 | 3.86 | 3.77 | 11.71 | 11.71 | 11.71 | 33.99% | 32.96% | 32.19% | 33.05% | Y | N | N
| 278 | Massachusetts Electric | NE South | Southeast | South Marlboro |  | Marlborough | Distribution | 05-310W3 | Marlborough, Southborough | 13.8 | 5.56 | 3.38 | 3.55 | 12.67 | 12.67 | 12.67 | 43.88% | 26.68% | 28.02% | 32.86% | Y | N | N
| 150 | Massachusetts Electric | NE North | Central | Crystal Lake |  | Gardner | Distribution | 01-607W3 | Gardner, Winchendon | 13.8 | 4.05 | 4.16 | 4.21 | 12.67 | 12.67 | 12.67 | 31.97% | 32.83% | 33.23% | 32.68% | Y | Y | N
| 623 | Massachusetts Electric | NE North | Western | Wendell Depot |  | Wendell | Distribution | 09-705W2 | New Salem, Orange, Royalston, Wendell | 13.8 | 3.68 | 3.87 | 4.36 | 12.19 | 12.19 | 12.19 | 30.19% | 31.75% | 35.77% | 32.57% | Y | N | N
| 381 | Massachusetts Electric | NE South | Southeast | Mink Street |  | Seekonk | Distribution | 05-7L2 | Seekonk | 13.2 | 4.2 | 3.54 | 3.73 | 11.8 | 11.8 | 11.8 | 35.59% | 30% | 31.61% | 32.4% | Y | N | N
| 321 | Massachusetts Electric | NE South | Southeast | Uxbridge |  | Uxbridge | Distribution | 05-321W4 | Douglas, Uxbridge | 13.8 | 4.67 | 3.67 | 3.82 | 12.57 | 12.57 | 12.57 | 37.15% | 29.2% | 30.39% | 32.25% | Y | N | N
| 716 | Massachusetts Electric | NE North | North Shore | Lynnway |  | Lynn | Distribution | 12-21J22 | Lynn | 4.16 | 0.86 | 0.75 | 0.79 | 2.49 | 2.49 | 2.49 | 34.54% | 30.12% | 31.73% | 32.13% | Y | N | N
| 1136 | Massachusetts Electric | NE North | Merrimack Valley | North Andover |  | North Andover | Distribution | 14-7J1 | North Andover | 3.74 | 0.63 | 0.67 | 0.67 | 2.05 | 2.05 | 2.05 | 30.73% | 32.68% | 32.68% | 32.03% | Y | N | N
| 112 | Massachusetts Electric | NE North | Central | Fiskdale |  | Sturbridge | Distribution | 01-408L1 | Brookfield, Sturbridge | 13.2 | 3.35 | 3.15 | 3.38 | 9.56 | 10.88 | 10.88 | 35.04% | 28.95% | 31.07% | 31.69% | Y | N | N
| 39 | Massachusetts Electric | NE North | Central | Litchfield St |  | Leominster | Distribution | 01-207W1 | Leominster | 13.8 | 4.12 | 3.65 | 3.78 | 12.19 | 12.19 | 12.19 | 33.8% | 29.94% | 31.01% | 31.58% | Y | N | N
| 873 | Massachusetts Electric | NE North | North Shore | Bridge |  | Lynn | Distribution | 12-6J2 | Lynn | 4.16 | 0.65 | 1.01 | 0.72 | 2.52 | 2.52 | 2.52 | 25.79% | 40.08% | 28.57% | 31.48% | Y | N | N
| 369 | Massachusetts Electric | NE South | Southeast | Rehoboth |  | Rehoboth | Distribution | 05-3J2 | Rehoboth | 4.16 | 0.68 | 0.65 | 0.8 | 2.27 | 2.27 | 2.27 | 29.96% | 28.63% | 35.24% | 31.28% | Y | N | N
| 925 | Massachusetts Electric | NE North | Merrimack Valley | Meadowbrook |  | Chelmsford | Distribution | 14-16L2 | Lowell | 13.2 | 3.77 | 3.45 | 4.09 | 12.12 | 12.12 | 12.12 | 31.11% | 28.47% | 33.75% | 31.11% | Y | N | N
| 843 | Massachusetts Electric | NE North | North Shore | Riverdale |  | Gloucester | Distribution | 12-52J1 | Gloucester | 4.16 | 0.72 | 0.65 | 0.74 | 2.27 | 2.27 | 2.27 | 31.72% | 28.63% | 32.6% | 30.98% | Y | N | N
| 1004 | Massachusetts Electric | NE North | Merrimack Valley | East Boxford (New) |  | Boxford | Sub-Transmission | 14-33L1 | Boxford | 13.2 | 3.84 | 3.42 | 3.68 | 11.8 | 11.8 | 11.8 | 32.54% | 28.98% | 31.19% | 30.9% | Y | N | N
| 1050 | Massachusetts Electric | NE North | Merrimack Valley | Lawrence Street |  | Lawrence | Distribution | 14-53J5 | Lawrence, Methuen | 3.74 | 0.86 | 0.65 | 0.72 | 2.41 | 2.41 | 2.41 | 35.68% | 26.97% | 29.88% | 30.84% | Y | N | N
| 542 | Massachusetts Electric | NE South | South Shore | Belmont |  | Brockton | Distribution | 07-98W10 | Brockton | 13.8 | 3.78 | 3.7 | 4.86 | 13.43 | 13.43 | 13.43 | 28.15% | 27.55% | 36.19% | 30.63% | Y | N | N
| 1115 | Massachusetts Electric | NE North | Merrimack Valley | West Chelmsford |  | Chelmsford | Distribution | 14-73L2 | Chelmsford, Westford | 13.2 | 3.84 | 3.2 | 3.73 | 11.77 | 11.77 | 11.77 | 32.63% | 27.19% | 31.69% | 30.5% | Y | N | N
| 524 | Massachusetts Electric | NE South | South Shore | Parkview |  | Stoughton | Distribution | 07-94W42 | Stoughton | 13.8 | 2.46 | 3.79 | 4.33 | 11.59 | 11.59 | 11.59 | 21.23% | 32.7% | 37.36% | 30.43% | Y | N | N
| 149 | Massachusetts Electric | NE North | Central | Crystal Lake |  | Gardner | Distribution | 01-607W2 | Gardner | 13.8 | 4.12 | 3.62 | 3.82 | 12.67 | 12.67 | 12.67 | 32.52% | 28.57% | 30.15% | 30.41% | Y | N | N
| 861 | Massachusetts Electric | NE North | North Shore | Malden |  | Malden | Distribution | 12-5J9 | Malden | 4.16 | 0.71 | 0.73 | 1.53 | 3.26 | 3.26 | 3.26 | 21.78% | 22.39% | 46.93% | 30.37% | Y | N | N
| 924 | Massachusetts Electric | NE North | Merrimack Valley | Meadowbrook |  | Chelmsford | Distribution | 14-16L1 | Chelmsford, Lowell | 13.2 | 2.58 | 4 | 4.44 | 12.12 | 12.12 | 12.12 | 21.29% | 33% | 36.63% | 30.31% | Y | N | N
| 30 | Massachusetts Electric | NE North | Central | Tatnuck |  | Worcester | Distribution | 01-1J362 | Worcester | 4.16 | 0.89 | 0.43 | 0.72 | 2.25 | 2.25 | 2.25 | 39.56% | 19.11% | 32% | 30.22% | Y | N | N
| 1022 | Massachusetts Electric | NE North | Merrimack Valley | Andover |  | Andover | Distribution | 14-3J44 | Andover | 3.74 | 0.5 | 0.63 | 0.79 | 2.13 | 2.13 | 2.13 | 23.47% | 29.58% | 37.09% | 30.05% | Y | N | N
| 476 | Massachusetts Electric | NE South | South Shore | E. Bridgewater |  | East Bridgewater | Distribution | 07-797W42 | Brockton, E. Bridgewater, West Bridgewater | 13.8 | 4.47 | 4.04 | 4.17 | 14.1 | 14.1 | 14.1 | 31.7% | 28.65% | 29.57% | 29.98% | Y | N | N
| 1125 | Massachusetts Electric | NE North | Merrimack Valley | East Dracut |  | Dracut | Distribution | 14-75L4 | Dracut, Methuen | 13.2 | 3.27 | 2.97 | 3.7 | 11.09 | 11.09 | 11.09 | 29.49% | 26.78% | 33.36% | 29.88% | Y | N | N
| 318 | Massachusetts Electric | NE South | Southeast | Uxbridge |  | Uxbridge | Distribution | 05-321W1 | Uxbridge | 13.8 | 6.84 | 2.24 | 2.18 | 12.57 | 12.57 | 12.57 | 54.42% | 17.82% | 17.34% | 29.86% | Y | N | N
| 705 | Massachusetts Electric | NE North | North Shore | Salem Peabody St. |  | Salem | Distribution | 12-1J2 | Salem | 4.16 | 0.65 | 0.72 | 0.86 | 2.49 | 2.49 | 2.49 | 26.1% | 28.92% | 34.54% | 29.85% | Y | N | N
| 172 | Massachusetts Electric | NE North | Central | Vernon Hill |  | Worcester | Distribution | 01-8J364 | Worcester | 4.16 | 0.87 | 0.89 | 0.84 | 2.93 | 2.93 | 2.93 | 29.69% | 30.38% | 28.67% | 29.58% | Y | N | N
| 1021 | Massachusetts Electric | NE North | Merrimack Valley | Andover |  | Andover | Distribution | 14-3J43 | Andover | 3.74 | 0.71 | 0.7 | 0.48 | 2.13 | 2.13 | 2.13 | 33.33% | 32.86% | 22.54% | 29.58% | Y | N | N
| 940 | Massachusetts Electric | NE North | Merrimack Valley | Lawrence |  | Lawrence | Distribution | 14-1J6 | Lawrence | 3.74 | 0.61 | 0.92 | 0.7 | 2.52 | 2.52 | 2.52 | 24.21% | 36.51% | 27.78% | 29.5% | Y | N | N
| 783 | Massachusetts Electric | NE North | North Shore | Gloucester |  | Gloucester | Distribution | 12-24J6 | Gloucester | 4.16 | 0.36 | 0.29 | 1.8 | 2.77 | 2.77 | 2.77 | 13% | 10.47% | 64.98% | 29.48% | Y | N | N
| 672 | Massachusetts Electric | NE North | North Shore | Kent |  | Saugus | Distribution | 12-13J1 | Saugus | 4.16 | 0.72 | 0.65 | 0.54 | 2.16 | 2.16 | 2.16 | 33.33% | 30.09% | 25% | 29.48% | Y | N | N
| 137 | Massachusetts Electric | NE North | Central | Cambridge St. |  | Worcester | Distribution | 01-4J348 | Worcester | 4.16 | 0.48 | 0.86 | 1.04 | 2.71 | 2.71 | 2.71 | 17.71% | 31.73% | 38.38% | 29.27% | Y | N | N
| 271 | Massachusetts Electric | NE South | Southeast | Sykes Rd. Sub |  | Fall River | Distribution | 05-28W41 | Fall River | 13.8 | 4.44 | 2.87 | 3.13 | 12 | 12 | 12 | 37% | 23.92% | 26.08% | 29% | Y | N | N
| 402 | Massachusetts Electric | NE South | South Shore | North Quincy |  | Quincy | Sub-Transmission | 07-1104 | Quincy | 13.8 | 5.59 | 6.41 | 6.02 | 20.87 | 20.87 | 20.87 | 26.78% | 30.71% | 28.85% | 28.78% | Y | N | N
| 159 | Massachusetts Electric | NE North | Central | Webster St. |  | Worcester | Distribution | 01-6J304 | Worcester | 4.16 | 0.46 | 0.84 | 0.58 | 2.18 | 2.18 | 2.18 | 21.1% | 38.53% | 26.61% | 28.75% | Y | N | N
| 939 | Massachusetts Electric | NE North | Merrimack Valley | Lawrence |  | Lawrence | Distribution | 14-1J5 | Lawrence | 3.74 | 1.01 | 0.65 | 0.65 | 2.7 | 2.7 | 2.7 | 37.41% | 24.07% | 24.07% | 28.52% | Y | N | N
| 836 | Massachusetts Electric | NE North | North Shore | Western |  | Lynn | Distribution | 12-4J2 | Lynn | 4.16 | 0.36 | 0.86 | 1.01 | 2.63 | 2.63 | 2.63 | 13.69% | 32.7% | 38.4% | 28.26% | Y | N | N
| 26 | Massachusetts Electric | NE North | Central | Salisbury |  | Worcester | Distribution | 01-16J1 | Worcester | 4.16 | 0.61 | 0.51 | 0.58 | 2.02 | 2.02 | 2.02 | 30.2% | 25.25% | 28.71% | 28.05% | Y | N | N
| 164 | Massachusetts Electric | NE North | Central | Webster St. |  | Worcester | Distribution | 01-6J319 | Worcester | 4.16 | 0.6 | 0.6 | 0.67 | 2.23 | 2.23 | 2.23 | 26.91% | 26.91% | 30.04% | 27.95% | Y | N | N
| 589 | Massachusetts Electric | NE North | Western | Palmer 503 |  | Palmer | Distribution | 09-503L4 | Brimfield, Monson, Palmer, Wales | 13.2 | 2.95 | 2.41 | 3.08 | 10.08 | 10.08 | 10.08 | 29.27% | 23.91% | 30.56% | 27.91% | Y | N | N
| 919 | Massachusetts Electric | NE North | Merrimack Valley | Worthen Street |  | Lowell | Distribution | 14-13J4 | Lowell | 4.16 | 0.83 | 0.76 | 0.38 | 2.38 | 2.38 | 2.38 | 34.87% | 31.93% | 15.97% | 27.59% | Y | N | N
| 591 | Massachusetts Electric | NE North | Western | Wilbraham |  | Wilbraham | Distribution | 09-507L2 | Hampden, Wilbraham | 13.2 | 3.38 | 3.08 | 3.35 | 11.91 | 11.91 | 11.91 | 28.38% | 25.86% | 28.13% | 27.46% | Y | N | N
| 450 | Massachusetts Electric | NE South | South Shore | Randolph |  | Randolph | Distribution | 07-5W1 | Randolph | 13.8 | 3.23 | 2.91 | 3.15 | 11.38 | 11.38 | 11.38 | 28.38% | 25.57% | 27.68% | 27.21% | Y | N | N
| 276 | Massachusetts Electric | NE South | Southeast | Forest Street |  | Attleboro | Distribution | 05-2J2 | Attleboro | 4.16 | 1.39 | 0.77 | 0.5 | 3.26 | 3.26 | 3.26 | 42.64% | 23.62% | 15.34% | 27.2% | Y | N | N
| 582 | Massachusetts Electric | NE North | Western | West Hampden |  | Hampden | Distribution | 09-139L3 | East Longmeadow, Hampden, Monson, Northampton, Wilbraham | 13.2 | 2.23 | 2.05 | 5.24 | 11.68 | 11.68 | 11.68 | 19.09% | 17.55% | 44.86% | 27.17% | Y | N | N
| 33 | Massachusetts Electric | NE North | Central | Tatnuck |  | Worcester | Distribution | 01-1J370 | Worcester | 4.16 | 0.7 | 0.72 | 0.82 | 2.77 | 2.77 | 2.77 | 25.27% | 25.99% | 29.6% | 26.96% | Y | N | N
| 467 | Massachusetts Electric | NE South | South Shore | Harrison Blvd |  | Avon | Distribution | 07-75W3 | Avon, Brockton | 13.8 | 3.21 | 2.99 | 3.21 | 11.76 | 11.76 | 11.76 | 27.3% | 25.43% | 27.3% | 26.67% | Y | N | N
| 217 | Massachusetts Electric | NE North | Central | Bloomingdale |  | Worcester | Distribution | 01-HT59 | Worcester | 13.8 | 2.18 | 2.33 | 2.2 | 8.46 | 8.46 | 8.46 | 25.77% | 27.54% | 26% | 26.44% | Y | N | N
| 668 | Massachusetts Electric | NE North | North Shore | Lynnway |  | Lynn | Distribution | 12-1387 | Lynn | 13.8 | 2.63 | 1.33 | 1.74 | 6.57 | 6.57 | 9.2 | 40.03% | 20.24% | 18.91% | 26.4% | Y | N | N
| 20 | Massachusetts Electric | NE North | Central | Millbrook St. |  | Worcester | Distribution | 01-12J391 | Worcester | 4.16 | 0.62 | 0.5 | 0.96 | 2.65 | 2.65 | 2.65 | 23.4% | 18.87% | 36.23% | 26.16% | Y | N | N
| 1094 | Massachusetts Electric | NE North | Merrimack Valley | East Bradford |  | Haverhill | Distribution | 14-65L1 | Haverhill | 13.2 | 2.9 | 3.29 | 1.3 | 9.72 | 9.72 | 9.05 | 29.84% | 33.85% | 14.36% | 26.02% | Y | N | N
| 875 | Massachusetts Electric | NE North | North Shore | Nahant |  | Nahant | Distribution | 12-79J1 | Lynn, Nahant | 4.16 | 0.92 | 0.8 | 0.86 | 3.39 | 3.39 | 3.18 | 27.14% | 23.6% | 27.04% | 25.93% | Y | N | N
| 1025 | Massachusetts Electric | NE North | Merrimack Valley | Perry Street |  | Lowell | Distribution | 14-3J6 | Lowell | 4.16 | 0.66 | 0.59 | 0.6 | 2.41 | 2.41 | 2.41 | 27.39% | 24.48% | 24.9% | 25.59% | Y | N | N
| 611 | Massachusetts Electric | NE North | Western | Five Corners |  | Granby | Distribution | 09-527L2 | Belchertown, Granby | 13.2 | 2.74 | 2.48 | 2.69 | 11.43 | 9.81 | 9.81 | 23.97% | 25.28% | 27.42% | 25.56% | Y | N | N
| 852 | Massachusetts Electric | NE North | North Shore | Malden |  | Malden | Distribution | 12-5C1 | Malden | 4.16 | 0.81 | 0.84 | 0.86 | 3.3 | 3.3 | 3.3 | 24.55% | 25.45% | 26.06% | 25.35% | Y | N | N
| 419 | Massachusetts Electric | NE South | South Shore | Field St |  | Quincy | Distribution | 07-1J2 | Quincy | 4.16 | 0.59 | 0.43 | 0.43 | 1.91 | 1.91 | 1.91 | 30.89% | 22.51% | 22.51% | 25.31% | Y | N | N
| 420 | Massachusetts Electric | NE South | South Shore | Field St |  | Quincy | Distribution | 07-1J6 | Quincy | 4.16 | 0.77 | 0.43 | 0.43 | 2.16 | 2.16 | 2.16 | 35.65% | 19.91% | 19.91% | 25.15% | Y | N | N
| 679 | Massachusetts Electric | NE North | North Shore | Maplewood |  | Malden | Distribution | 12-16J6 | Malden | 4.16 | 0.99 | 0.14 | 0.98 | 2.8 | 2.8 | 2.8 | 35.36% | 5% | 35% | 25.12% | Y | N | N
| 676 | Massachusetts Electric | NE North | North Shore | Maplewood |  | Malden | Distribution | 12-16J3 | Malden | 4.16 | 0.63 | 0.43 | 0.43 | 2.02 | 2.02 | 2.02 | 31.19% | 21.29% | 21.29% | 24.59% | Y | N | N
| 869 | Massachusetts Electric | NE North | North Shore | Pine Banks |  | Melrose | Distribution | 12-67J3 | Malden, Melrose | 4.16 | 0.7 | 0.59 | 1.08 | 3.39 | 3.39 | 3.03 | 20.65% | 17.4% | 35.64% | 24.57% | Y | N | N
| 602 | Massachusetts Electric | NE North | Western | Little Rest Rd |  | Warren | Distribution | 09-516L2 | Warren | 13.2 | 2.32 | 2.29 | 2.33 | 9.49 | 9.49 | 9.49 | 24.45% | 24.13% | 24.55% | 24.38% | Y | N | N
| 547 | Massachusetts Electric | NE South | South Shore | Belmont |  | Brockton | Distribution | 07-98W49 | Brockton | 13.8 | 2.25 | 2.13 | 2.81 | 10.16 | 10.16 | 9.47 | 22.15% | 20.96% | 29.67% | 24.26% | Y | N | N
| 72 | Massachusetts Electric | NE North | Central | Cooks Pond |  | Worcester | Distribution | 01-23W4 | Worcester | 13.8 | 2.02 | 1.86 | 4.81 | 9.75 | 13 | 13 | 20.72% | 14.31% | 37% | 24.01% | Y | N | N
| 709 | Massachusetts Electric | NE North | North Shore | Salem Peabody St. |  | Salem | Distribution | 12-1J6 | Salem | 4.16 | 0.58 | 0.43 | 0.78 | 2.49 | 2.49 | 2.49 | 23.29% | 17.27% | 31.33% | 23.96% | Y | N | N
| 545 | Massachusetts Electric | NE South | South Shore | Belmont |  | Brockton | Distribution | 07-98W46 | Brockton, Easton | 13.8 | 3.44 | 3.51 | 3.45 | 14.51 | 14.51 | 14.51 | 23.71% | 24.19% | 23.78% | 23.89% | Y | N | N
| 981 | Massachusetts Electric | NE North | Merrimack Valley | Lawrence |  | Lawrence | Distribution | 14-2J1 | Lawrence | 3.74 | 0.58 | 0.65 | 0.86 | 2.94 | 2.94 | 2.94 | 19.73% | 22.11% | 29.25% | 23.7% | Y | N | N
| 916 | Massachusetts Electric | NE North | Merrimack Valley | Worthen Street |  | Lowell | Distribution | 14-13J1 | Lowell | 4.16 | 0.7 | 0.36 | 0.53 | 2.27 | 2.27 | 2.27 | 30.84% | 15.86% | 23.35% | 23.35% | Y | N | N
| 714 | Massachusetts Electric | NE North | North Shore | Humphrey |  | Swampscott | Distribution | 12-1J904 | Swampscott | 4.16 | 0.58 | 0.29 | 0.94 | 2.63 | 2.63 | 2.63 | 22.05% | 11.03% | 35.74% | 22.94% | Y | N | N
| 91 | Massachusetts Electric | NE North | Central | Chandler St. |  | Worcester | Distribution | 01-2J353 | Worcester | 4.16 | 0.65 | 0.57 | 0.68 | 2.64 | 2.91 | 2.91 | 24.62% | 19.59% | 23.37% | 22.53% | Y | N | N
| 832 | Massachusetts Electric | NE North | North Shore | Rockport |  | Rockport | Distribution | 12-40L1 | Rockport | 13.2 | 2.7 | 2.54 | 1.99 | 10.7 | 10.7 | 10.7 | 25.23% | 23.74% | 18.6% | 22.52% | Y | N | N
| 10 | Massachusetts Electric | NE North | Central | Faraday St. |  | Worcester | Distribution | 01-11J333 | Worcester | 4.16 | 0.56 | 0.55 | 0.24 | 2.01 | 2.01 | 2.01 | 27.86% | 27.36% | 11.94% | 22.39% | Y | N | N
| 1150 | Massachusetts Electric | NE North | Merrimack Valley | Pinehurst |  | Billerica | Distribution | 14-92L4 | Billerica | 13.2 | 2.45 | 2.72 | 2.75 | 11.8 | 11.8 | 11.8 | 20.76% | 23.05% | 23.31% | 22.37% | Y | N | N
| 147 | Massachusetts Electric | NE North | Central | Westminster |  | Westminster | Distribution | 01-602W3 | Westminster | 13.8 | 3.04 | 1.39 | 1.41 | 8.82 | 8.82 | 8.82 | 34.47% | 15.76% | 15.99% | 22.07% | Y | N | N
| 920 | Massachusetts Electric | NE North | Merrimack Valley | Worthen Street |  | Lowell | Distribution | 14-13J5 | Lowell | 4.16 | 0.62 | 0.48 | 0.47 | 2.38 | 2.38 | 2.38 | 26.05% | 20.17% | 19.75% | 21.99% | Y | N | N
| 453 | Massachusetts Electric | NE South | South Shore | Randolph |  | Randolph | Distribution | 07-5W4 | Randolph | 13.8 | 2.1 | 1.82 | 1.98 | 8.96 | 8.96 | 8.96 | 23.44% | 20.31% | 22.1% | 21.95% | Y | N | N
| 464 | Massachusetts Electric | NE South | South Shore | Silver Lake |  | Pembroke | Distribution | 07-70J1 | Pembroke | 4.16 | 0.79 | 0.78 | 0.88 | 3.75 | 3.75 | 3.75 | 21.07% | 20.8% | 23.47% | 21.78% | Y | N | N
| 319 | Massachusetts Electric | NE South | Southeast | Uxbridge |  | Uxbridge | Distribution | 05-321W10 | Northbridge, Uxbridge | 13.8 | 1.88 | 1.91 | 2.06 | 9.2 | 9.2 | 9.2 | 20.43% | 20.76% | 22.39% | 21.2% | Y | N | N
| 890 | Massachusetts Electric | NE North | North Shore | Norman Street 8 |  | Everett | Distribution | 12-8W1 | Everett | 13.8 | 2.77 | 2.37 | 2.37 | 11.83 | 11.83 | 11.83 | 23.42% | 20.03% | 20.03% | 21.16% | Y | N | N
| 174 | Massachusetts Electric | NE North | Central | Vernon Hill |  | Worcester | Distribution | 01-8J389 | Worcester | 4.16 | 0.52 | 0.49 | 0.49 | 1.96 | 2.67 | 2.67 | 26.53% | 18.35% | 18.35% | 21.08% | Y | N | N
| 405 | Massachusetts Electric | NE South | South Shore | North Quincy |  | Quincy | Distribution | 07-11W3 | Quincy | 13.8 | 3.12 | 2.95 | 3.03 | 14.46 | 14.46 | 14.46 | 21.58% | 20.4% | 20.95% | 20.98% | Y | N | N
| 1052 | Massachusetts Electric | NE North | Merrimack Valley | Burtt Road |  | Andover | Distribution | 14-54L2 | Andover | 13.2 | 2.51 | 2.51 | 2.33 | 11.8 | 11.8 | 11.8 | 21.27% | 21.27% | 19.75% | 20.76% | Y | N | N
| 803 | Massachusetts Electric | NE North | North Shore | Salem Valley St. |  | Salem | Distribution | 12-2W2 | Salem | 13.8 | 2.25 | 2.03 | 2.2 | 10.45 | 10.45 | 10.45 | 21.53% | 19.43% | 21.05% | 20.67% | Y | N | N
| 196 | Massachusetts Electric | NE North | Central | Vernon Hill |  | Worcester | Distribution | 01-HT2 | Worcester | 13.8 | 1.17 | 0.86 | 0.68 | 3.56 | 5.55 | 5.55 | 32.87% | 15.5% | 12.25% | 20.2% | Y | N | N
| 17 | Massachusetts Electric | NE North | Central | Millbrook St. |  | Worcester | Distribution | 01-12J376 | Worcester | 4.16 | 0.62 | 0.6 | 0.56 | 2.94 | 2.94 | 2.94 | 21.09% | 20.41% | 19.05% | 20.18% | Y | N | N
| 499 | Massachusetts Electric | NE South | South Shore | Stoughton |  | Stoughton | Distribution | 07-913W67 | Stoughton | 13.8 | 2.96 | 2.28 | 2.88 | 13.43 | 13.43 | 13.43 | 22.04% | 16.98% | 21.44% | 20.15% | Y | N | N
| 930 | Massachusetts Electric | NE North | Merrimack Valley | Meadowbrook |  | Chelmsford | Distribution | 14-16L7 | Chelmsford | 13.2 | 2.45 | 2.13 | 2.54 | 12.12 | 12.12 | 12.12 | 20.21% | 17.57% | 20.96% | 19.58% | Y | N | N
| 190 | Massachusetts Electric | NE North | Central | Grafton St. |  | Worcester | Distribution | 01-9J382 | Worcester | 4.16 | 0.42 | 0.4 | 0.45 | 2.2 | 2.2 | 2.2 | 19.09% | 18.18% | 20.45% | 19.24% | Y | N | N
| 922 | Massachusetts Electric | NE North | Merrimack Valley | Worthen Street |  | Lowell | Distribution | 14-13J7 | Lowell | 4.16 | 0.58 | 0.58 | 0.19 | 2.34 | 2.34 | 2.34 | 24.79% | 24.79% | 8.12% | 19.23% | Y | N | N
| 125 | Massachusetts Electric | NE North | Central | Snow St. |  | Southbridge | Distribution | 01-413L6 | Southbridge | 13.2 | 2.61 | 2.58 | 2.61 | 13.72 | 13.72 | 13.72 | 19.02% | 18.8% | 19.02% | 18.95% | Y | N | N
| 1028 | Massachusetts Electric | NE North | Merrimack Valley | Perry Street |  | Lowell | Distribution | 14-3L2 | Lowell | 13.2 | 1.92 | 1.76 | 1.71 | 9.72 | 9.72 | 9.05 | 19.75% | 18.11% | 18.9% | 18.92% | Y | N | N
| 308 | Massachusetts Electric | NE South | Southeast | Northboro Road |  | Southborough | Distribution | 05-317W7 | Marlborough | 13.8 | 2.14 | 2.12 | 1.5 | 10.16 | 10.16 | 10.16 | 21.06% | 20.87% | 14.76% | 18.9% | Y | N | N
| 126 | Massachusetts Electric | NE North | Central | Snow St. |  | Southbridge | Distribution | 01-413L7 | Southbridge, Sturbridge | 13.2 | 1.03 | 1.46 | 1.35 | 7.2 | 7.2 | 7.2 | 14.31% | 20.28% | 18.75% | 17.78% | Y | N | N
| 1018 | Massachusetts Electric | NE North | Merrimack Valley | Andover |  | Andover | Distribution | 14-3J40 | Andover | 3.74 | 0.29 | 0.14 | 0.72 | 2.2 | 2.2 | 2.2 | 13.18% | 6.364% | 32.73% | 17.42% | Y | N | N
| 1096 | Massachusetts Electric | NE North | Merrimack Valley | Hillside |  | Amesbury | Distribution | 14-66L1 | Amesbury | 13.2 | 1.49 | 1.56 | 1.83 | 9.72 | 9.72 | 9.05 | 15.33% | 16.05% | 20.22% | 17.2% | Y | N | N
| 695 | Massachusetts Electric | NE North | North Shore | N. Beverly |  | Beverly | Distribution | 12-18J3 | Beverly | 4.16 | 0.41 | 0.41 | 0.46 | 2.49 | 2.49 | 2.49 | 16.47% | 16.47% | 18.47% | 17.14% | Y | N | N
| 740 | Massachusetts Electric | NE North | North Shore | Winthrop |  | Winthrop | Distribution | 12-22W5 | Winthrop | 13.8 | 1.96 | 3.19 | 1.84 | 13.98 | 13.98 | 13.98 | 14.02% | 22.82% | 13.16% | 16.67% | Y | N | N
| 1138 | Massachusetts Electric | NE North | Merrimack Valley | North Andover |  | North Andover | Distribution | 14-7J4 | North Andover | 3.74 | 0.25 | 0.36 | 0.41 | 2.05 | 2.05 | 2.05 | 12.2% | 17.56% | 20% | 16.59% | Y | N | N
| 932 | Massachusetts Electric | NE North | Merrimack Valley | South Billerica |  | Billerica | Distribution | 14-18L2 | Billerica | 13.2 | 1.33 | 1.39 | 1.36 | 8.44 | 8.44 | 8.44 | 15.76% | 16.47% | 16.11% | 16.11% | Y | N | N
| 541 | Massachusetts Electric | NE South | South Shore | South Randolph |  | Randolph | Distribution | 07-97W5 | Avon, Brockton, Randolph | 13.8 | 2.15 | 1.9 | 2.03 | 12.67 | 12.67 | 12.67 | 16.97% | 15% | 16.02% | 16% | Y | N | N
| 1056 | Massachusetts Electric | NE North | Merrimack Valley | Dale Street |  | North Andover | Distribution | 14-55L2 | North Andover | 13.2 | 1.65 | 1.35 | 1.51 | 9.72 | 9.72 | 9.05 | 16.98% | 13.89% | 16.69% | 15.85% | Y | N | N
| 987 | Massachusetts Electric | NE North | Merrimack Valley | Lawrence |  | Lawrence | Distribution | 14-2J7 | Lawrence | 3.74 | 0.32 | 0.32 | 0.36 | 2.11 | 2.11 | 2.11 | 15.17% | 15.17% | 17.06% | 15.8% | Y | N | N
| 61 | Massachusetts Electric | NE North | Central | Pratts Junc. |  | Sterling | Distribution | 01-225W2 | Leominster | 13.8 | 2.61 | 2.53 | 2.51 | 16.21 | 16.21 | 16.21 | 16.1% | 15.61% | 15.48% | 15.73% | Y | N | N
| 400 | Massachusetts Electric | NE South | South Shore | North Quincy |  | Quincy | Distribution | 07-1102 | Quincy | 13.8 | 1.47 | 1.27 | 4.02 | 14.63 | 14.63 | 14.63 | 10.05% | 8.681% | 27.48% | 15.4% | Y | N | N
| 847 | Massachusetts Electric | NE North | North Shore | Hendersonville |  | Everett | Distribution | 12-593W3 | Everett | 13.8 | 0 | 0 | 6.15 | 13.62 | 13.62 | 13.62 | 0% | 0% | 45.15% | 15.05% | Y | N | N
| 729 | Massachusetts Electric | NE North | North Shore | Lynnway |  | Lynn | Distribution | 12-21J41 | Lynn | 4.16 | 0.4 | 0.34 | 0.37 | 2.46 | 2.46 | 2.46 | 16.26% | 13.82% | 15.04% | 15.04% | Y | N | N
| 401 | Massachusetts Electric | NE South | South Shore | North Quincy |  | Quincy | Distribution | 07-1103 | Quincy | 13.8 | 2.52 | 2.52 | 1.5 | 14.63 | 14.63 | 14.63 | 17.22% | 17.22% | 10.25% | 14.9% | Y | N | N
| 942 | Massachusetts Electric | NE North | Merrimack Valley | Lawrence |  | Lawrence | Distribution | 14-1J8 | Lawrence | 3.74 | 0.29 | 0.43 | 0.22 | 2.14 | 2.14 | 2.14 | 13.55% | 20.09% | 10.28% | 14.64% | Y | N | N
| 161 | Massachusetts Electric | NE North | Central | Webster St. |  | Worcester | Distribution | 01-6J312 | Worcester | 4.16 | 0.17 | 0.43 | 0.36 | 2.23 | 2.23 | 2.23 | 7.623% | 19.28% | 16.14% | 14.35% | Y | N | N
| 399 | Massachusetts Electric | NE South | South Shore | North Quincy |  | Quincy | Sub-Transmission | 07-1101 | Quincy | 13.8 | 2.46 | 3.65 | 3.89 | 23.88 | 23.88 | 23.88 | 10.3% | 15.28% | 16.29% | 13.96% | Y | N | N
| 860 | Massachusetts Electric | NE North | North Shore | Malden |  | Malden | Distribution | 12-5J11 | Malden, Medford | 4.16 | 0.07 | 0.28 | 0.8 | 2.77 | 2.77 | 2.77 | 2.527% | 10.11% | 28.88% | 13.84% | Y | N | N
| 868 | Massachusetts Electric | NE North | North Shore | Pine Banks |  | Melrose | Distribution | 12-67J2 | Melrose | 4.16 | 0.36 | 0.29 | 0.66 | 3.39 | 3.39 | 3.03 | 10.62% | 8.555% | 21.78% | 13.65% | Y | N | N
| 247 | Massachusetts Electric | NE South | Southeast | Swansea Sub |  | Swansea | Distribution | 05-11W85 | Swansea | 13.8 | 1.31 | 1.31 | 1.55 | 10.66 | 10.66 | 10.66 | 12.29% | 12.29% | 14.54% | 13.04% | Y | N | N
| 606 | Massachusetts Electric | NE North | Western | Shaker Rd |  | East Longmeadow | Distribution | 09-522L4 | East Longmeadow | 13.2 | 1.53 | 1.47 | 1.46 | 11.66 | 11.66 | 11.66 | 13.12% | 12.61% | 12.52% | 12.75% | Y | N | N
| 1156 | Nantucket Electric | NE South | Nantucket | Candle St |  | Nantucket | Distribution | 04-101L1 | Nantucket | 13.2 | 1.5014 | 1.3413 | 1.4937 | 11.4315 | 11.4315 | 11.43 | 13.13% | 11.73% | 13.07% | 12.65% | Y | N | N
| 160 | Massachusetts Electric | NE North | Central | Webster St. |  | Worcester | Distribution | 01-6J305 | Worcester | 4.16 | 0.07 | 0.43 | 0.36 | 2.28 | 2.28 | 2.28 | 3.07% | 18.86% | 15.79% | 12.57% | Y | N | N
| 439 | Massachusetts Electric | NE South | South Shore | Field St |  | Quincy | Distribution | 07-303 | Quincy | 13.8 | 1.34 | 0.72 | 0.72 | 7.41 | 7.41 | 7.41 | 18.08% | 9.717% | 9.717% | 12.51% | Y | N | N
| 1097 | Massachusetts Electric | NE North | Merrimack Valley | Hillside |  | Amesbury | Distribution | 14-66L2 | Amesbury | 13.2 | 1.03 | 1.3 | 1.87 | 11.66 | 11.66 | 11.66 | 8.834% | 11.15% | 16.04% | 12.01% | Y | N | N
| 713 | Massachusetts Electric | NE North | North Shore | Humphrey |  | Swampscott | Distribution | 12-1J903 | Swampscott | 4.16 | 0.32 | 0.14 | 0.14 | 1.71 | 1.71 | 1.71 | 18.71% | 8.187% | 8.187% | 11.7% | Y | N | N
| 704 | Massachusetts Electric | NE North | North Shore | Salem Peabody St. |  | Salem | Distribution | 12-1J15 | Salem | 4.16 | 0.29 | 0.22 | 0.36 | 2.49 | 2.49 | 2.49 | 11.65% | 8.835% | 14.46% | 11.65% | Y | N | N
| 362 | Massachusetts Electric | NE South | Southeast | Union Street |  | Franklin | Distribution | 05-348W1 | Franklin | 13.8 | 1.23 | 1.19 | 1.69 | 12.74 | 12.74 | 12.74 | 9.655% | 9.341% | 13.27% | 10.75% | Y | N | N
| 995 | Massachusetts Electric | NE North | Merrimack Valley | Perry Street |  | Lowell | Distribution | 14-306 | Lowell | 13.8 | 0.64 | 0.66 | 0.71 | 6.29 | 6.29 | 6.29 | 10.17% | 10.49% | 11.29% | 10.65% | Y | N | N
| 418 | Massachusetts Electric | NE South | South Shore | Field St |  | Quincy | Distribution | 07-1J11 | Quincy | 4.16 | 0.17 | 0.22 | 0.22 | 2 | 2 | 2 | 8.5% | 11% | 11% | 10.17% | Y | N | N
| 718 | Massachusetts Electric | NE North | North Shore | Lynnway |  | Lynn | Distribution | 12-21J24 | Lynn | 4.16 | 0.32 | 0.26 | 0.31 | 2.93 | 2.93 | 2.93 | 10.92% | 8.874% | 10.58% | 10.13% | Y | N | N
| 1027 | Massachusetts Electric | NE North | Merrimack Valley | Perry Street |  | Lowell | Distribution | 14-3L1 | Lowell | 13.2 | 1.71 | 1.37 | 1.2 | 14.75 | 14.75 | 12.89 | 11.59% | 9.288% | 9.31% | 10.06% | Y | N | N
| 830 | Massachusetts Electric | NE North | North Shore | Rockport |  | Rockport | Distribution | 12-40J3 | Rockport | 4.16 | 0.3 | 0.3 | 0.37 | 3.31 | 3.31 | 3.18 | 9.063% | 9.063% | 11.64% | 9.921% | Y | N | N
| 421 | Massachusetts Electric | NE South | South Shore | Field St |  | Quincy | Distribution | 07-1J8 | Quincy | 4.16 | 0.27 | 0.14 | 0.14 | 1.95 | 1.95 | 1.95 | 13.85% | 7.179% | 7.179% | 9.402% | Y | N | N
| 485 | Massachusetts Electric | NE South | South Shore | Ames |  | Brockton | Distribution | 07-911W57 | Brockton | 13.8 | 1.39 | 1.36 | 1.29 | 14.46 | 14.46 | 14.46 | 9.613% | 9.405% | 8.921% | 9.313% | Y | N | N
| 185 | Massachusetts Electric | NE North | Central | Grafton St. |  | Worcester | Distribution | 01-9J327 | Worcester | 4.16 | 0.17 | 0.16 | 0.2 | 1.98 | 1.89 | 1.89 | 8.586% | 8.466% | 10.58% | 9.211% | Y | N | N
| 993 | Massachusetts Electric | NE North | Merrimack Valley | Perry Street |  | Lowell | Distribution | 14-301 | Lowell | 13.8 | 0.55 | 0.55 | 0.53 | 5.94 | 5.94 | 5.94 | 9.259% | 9.259% | 8.923% | 9.147% | Y | N | N
| 850 | Massachusetts Electric | NE North | North Shore | Hendersonville |  | Everett | Distribution | 12-593W6 | Everett | 13.8 | 1.12 | 1.03 | 1.16 | 13.24 | 13.24 | 13.24 | 8.459% | 7.779% | 8.761% | 8.333% | Y | N | N
| 1016 | Massachusetts Electric | NE North | Merrimack Valley | Perry Street |  | Lowell | Distribution | 14-3J3 | Lowell | 4.16 | 0.19 | 0.19 | 0.16 | 2.23 | 2.23 | 2.23 | 8.52% | 8.52% | 7.175% | 8.072% | Y | N | N
| 486 | Massachusetts Electric | NE South | South Shore | Ames |  | Brockton | Distribution | 07-911W59 | Avon, Brockton | 13.8 | 1 | 1.12 | 0.69 | 12.26 | 12.26 | 12.26 | 8.157% | 9.135% | 5.628% | 7.64% | Y | N | N
| 507 | Massachusetts Electric | NE South | South Shore | Dupont |  | Brockton | Distribution | 07-91W42 | Brockton | 13.8 | 0.79 | 0.79 | 0.99 | 11.33 | 11.33 | 11.33 | 6.973% | 6.973% | 8.738% | 7.561% | Y | N | N
| 884 | Massachusetts Electric | NE North | North Shore | Hudson |  | Lynn | Distribution | 12-7J902 | Lynn | 4.16 | 0.04 | 0.22 | 0.23 | 2.49 | 2.49 | 2.49 | 1.606% | 8.835% | 9.237% | 6.56% | Y | N | N
| 389 | Massachusetts Electric | NE South | Southeast | Depot Street |  | Milford | Distribution | 05-8U | Milford | 13.8 | 0.92 | 0.75 | 0.69 | 12.31 | 12.31 | 12.31 | 7.474% | 6.093% | 5.605% | 6.39% | Y | N | N
| 846 | Massachusetts Electric | NE North | North Shore | Hendersonville |  | Everett | Distribution | 12-593W1 | Everett | 13.8 | 0 | 0 | 2.47 | 12.93 | 12.93 | 12.93 | 0% | 0% | 19.1% | 6.368% | Y | N | N
| 855 | Massachusetts Electric | NE North | North Shore | Malden |  | Malden | Distribution | 12-5C5 | Malden | 4.16 | 0.07 | 0.34 | 0.07 | 3.27 | 3.27 | 3.27 | 2.141% | 10.4% | 2.141% | 4.893% | Y | N | N
| 857 | Massachusetts Electric | NE North | North Shore | Malden |  | Malden | Distribution | 12-5C7 | Malden | 4.16 | 0.07 | 0.12 | 0.07 | 2.1 | 2.1 | 2.1 | 3.333% | 5.714% | 3.333% | 4.127% | Y | N | N
| 858 | Massachusetts Electric | NE North | North Shore | Malden |  | Malden | Distribution | 12-5C8 | Malden | 4.16 | 0.07 | 0.14 | 0.07 | 2.27 | 2.27 | 2.27 | 3.084% | 6.167% | 3.084% | 4.112% | Y | N | N
| 1044 | Massachusetts Electric | NE North | Merrimack Valley | Ballardvalle |  | Andover | Distribution | 14-50L2 | Andover | 13.2 | 0.32 | 0.37 | 0.3 | 9.72 | 9.72 | 9.05 | 3.292% | 3.807% | 3.315% | 3.471% | Y | N | N
| 856 | Massachusetts Electric | NE North | North Shore | Malden |  | Malden | Distribution | 12-5C6 | Malden | 4.16 | 0.07 | 0.07 | 0.07 | 2.72 | 2.72 | 2.72 | 2.574% | 2.574% | 2.574% | 2.574% | Y | N | N
| 487 | Massachusetts Electric | NE South | South Shore | Ames |  | Brockton | Distribution | 07-911W65 | Avon | 13.8 | 0.17 | 0.17 | 0.26 | 9.08 | 9.08 | 9.08 | 1.872% | 1.872% | 2.863% | 2.203% | Y | N | N
| 999 | Massachusetts Electric | NE North | Merrimack Valley | Perry Street |  | Lowell | Distribution | 14-315 | Lowell | 13.8 | 0.07 | 0.05 | 0.05 | 7.2 | 7.2 | 7.2 | 0.9722% | 0.6944% | 0.6944% | 0.787% | Y | N | N
| 490 | Massachusetts Electric | NE South | South Shore | Mill St |  | Bridgewater | Distribution | 07-912W22 | E. Bridgewater | 13.8 | 0.12 | 0.06 | 0.12 | 14.77 | 14.77 | 14.77 | 0.8125% | 0.4062% | 0.8125% | 0.677% | Y | N | N
| 211 | Massachusetts Electric | NE North | Central | Webster St. |  | Worcester | Distribution | 01-HT42 | Worcester | 13.8 | 0 | 0 | 0 | 6.81 | 6.81 | 6.81 | 0% | 0% | 0% | 0% | Y | N | N
| 534 | Massachusetts Electric | NE South | South Shore | Norwell |  | Norwell | Distribution | 07-96W42 | Norwell | 13.8 | 0 | 0 | 0 | 11.83 | 11.83 | 11.83 | 0% | 0% | 0% | 0% | Y | N | N

## 2025 Unitil List
General Information |  |  |  |  | Substation Information | [9 empty] | Circuit Information | [12 empty] | DCM Information
| Sort Identifier | Company | Division | District | Substation Name | Substation Number | Circuit Sub XFMR Identifier | Substation Location by Town | Substation Classification ("D" Distribution or "T" Transmission) | Feeder/Circuit ID | Feeder/Circuit Location by Town/City | Feeder/Circuit Voltage 2022 | Feeder/Circuit Voltage 2023 | Feeder/Circuit Voltage 2024 | Feeder/Ckt PEAK Load MVA 2022 | Feeder/Ckt PEAK Load MVA 2023 | Feeder/Ckt PEAK Load MVA 2024 | Normal Rating MVA in 2022 | Normal Rating MVA in 2023 | Normal Rating MVA in 2024 | 2022 peak to normal rating %age | 2023peak to normal rating %age | 2024 peak to normal rating %age | 3 year average | Complete Data? (Y/N) | CIP Circuit? (Y/N) | Distribution Line? (Y/N) | DCM Eligible? (Y/N) | Eligible DCM Capacity (MW) | Reserved DCM Capacity (MW) | Remaining DCM Capacity (MW)
| 45 | FG&E | - | - | Summer St. S/S | 40 | 40T1 | Fitchburg | D | 40W40 | Fitchburg | 13.8 kV | 13.8 kV | 13.8 kV | 7.534 | 7.642 | 7.44 | 9.561 | 9.561 | 9.561 | 78.8% | 79.93% | 77.82% | 78.85% | Y | N | Y | Y | 5 | 0 | 5
| 34 | FG&E | - | - | Rindge Rd. S/S | 35 | N/A | Fitchburg | D | 35W36 | Fitchburg/Ashby | 13.8 kV | 13.8 kV | 13.8 kV | 3 | 3.58 | 3.63 | 5.904 | 5.235 | 5.235 | 50.81% | 68.39% | 69.34% | 62.85% | Y | N | Y | Y | 5 | 0 | 5
| 49 | FG&E | - | - | Princton Rd. S/S | 50 | 50T3 | Fitchburg | D | 50W55 | Fitchburg | 13.8 kV | 13.8 kV | 13.8 kV | 5.306 | 5.027 | 5.832 | 8.066 | 10.899 | 10.899 | 65.78% | 46.12% | 53.51% | 55.14% | Y | N | Y | Y | 5 | 0 | 5
| 1 | FG&E | - | - | Beech St. S/S | 1 | 1T1 | Fitchburg | D | 01W01 | Fitchburg | 13.8 kV | 13.8 kV | 13.8 kV | 4.5 | 4.7 | 4.481 | 8.916 | 8.916 | 8.916 | 50.47% | 52.71% | 50.26% | 51.15% | Y | N | Y | Y | 5 | 0 | 5
| 6 | FG&E | - | - | Flagg Pond S/S | 4 | Auto #1/ #2 | Fitchburg | T | 02 Line | Fitchburg | 69 kV | 69 kV | 69 kV | 51.191 | 50.075 | 40.714 | 89.514 | 89.514 | 89.514 | 57.19% | 55.94% | 45.48% | 52.87% | Y | N | N | N
| 44 | FG&E | - | - | Summer St. S/S | 40 | 40T1 | Fitchburg | D | 40W39 | Fitchburg | 13.8 kV | 13.8 kV | 13.8 kV | 5.13 | 4.95 | 4.254 | 9.198 | 9.561 | 9.561 | 55.77% | 51.77% | 44.49% | 50.68% | Y | N | Y | N
| 8 | FG&E | - | - | Canton St. S/S | 11 | 11T2 | Fitchburg | D | 11H10 | Fitchburg | 4.16 kV | 4.16 kV | 4.16 kV | 1.071 | 0.985 | 0.985 | 2.017 | 2.017 | 2.017 | 53.1% | 48.83% | 48.83% | 50.26% | Y | N | Y | N
| 42 | FG&E | - | - | Summer St. S/S | 40 | Auto #1/ #2 | Fitchburg | T | 09 Line | Fitchburg/Lunenburg/Townsend | 69 kV | 69 kV | 69 kV | 22.47 | 22.47 | 20.5 | 32.0291 | 53.78 | 53.78 | 70.15% | 41.78% | 38.12% | 50.02% | Y | N | N | N
| 9 | FG&E | - | - | Canton St. S/S | 11 | 11T2 | Fitchburg | D | 11H11 | Fitchburg | 4.16 kV | 4.16 kV | 4.16 kV | 0.999 | 0.966 | 0.966 | 2.017 | 2.017 | 2.017 | 49.53% | 47.89% | 47.89% | 48.44% | Y | N | Y | N
| 50 | FG&E | - | - | Princton Rd. S/S | 50 | 50T3 | Fitchburg | D | 50W56 | Fitchburg | 13.8 kV | 13.8 kV | 13.8 kV | 4.565 | 5.29 | 5.083 | 8.49 | 11.473 | 11.473 | 53.77% | 46.11% | 44.3% | 48.06% | Y | N | Y | N
| 13 | FG&E | - | - | Townsend S/S | 15 | 15T1 | Townsend | D | 15W16 | Townsend | 13.8 kV | 13.8 kV | 13.8 kV | 5.202 | 4.848 | 5.063 | 8.844 | 11.951 | 11.951 | 58.82% | 40.57% | 42.36% | 47.25% | Y | N | Y | N
| 17 | FG&E | - | - | Sawyer Passway S/S | 22 | 22T1 & 22T2 | Fitchburg | D | 22W1 | Fitchburg | 13.8 kV | 13.8 kV | 13.8 kV | 5.131 | 3.227 | 4.589 | 9.322 | 9.322 | 9.322 | 55.04% | 34.62% | 49.23% | 46.3% | Y | N | Y | N
| 41 | FG&E | - | - | Summer St. S/S | 40 | Auto #1/ #2 | Fitchburg | T | 08 Line | Fitchburg/Lunenburg/Townsend | 69 kV | 69 kV | 69 kV | 19.803 | 19.313 | 16.968 | 32.0291 | 47.805 | 47.805 | 61.83% | 40.4% | 35.49% | 45.91% | Y | N | N | N
| 48 | FG&E | - | - | Princton Rd. S/S | 50 | 50T2 | Fitchburg | D | 50W53 | Fitchburg | 13.8 kV | 13.8 kV | 13.8 kV | 7.712 | 7.442 | 7.394 | 13.584 | 18.357 | 18.357 | 56.77% | 40.54% | 40.28% | 45.86% | Y | N | Y | N
| 29 | FG&E | - | - | Lunenburg S/S | 30 | 30T1 | Lunenburg | D | 30W30 | Lunenburg | 13.8 kV | 13.8 kV | 13.8 kV | 5.483 | 4.279 | 4.952 | 9.198 | 11.951 | 11.951 | 59.61% | 35.8% | 41.44% | 45.62% | Y | N | Y | N
| 5 | FG&E | - | - | Flagg Pond S/S | 4 | Auto #1/ #2 | Fitchburg | T | 01 Line | Fitchburg | 69 kV | 69 kV | 69 kV | 45.574 | 40.674 | 31.033 | 89.514 | 89.514 | 89.514 | 50.91% | 45.44% | 34.67% | 43.67% | Y | N | N | N
| 30 | FG&E | - | - | Lunenburg S/S | 30 | 30T1 | Lunenburg | D | 30W31 | Lunenburg/ Townsend | 13.8 kV | 13.8 kV | 13.8 kV | 4.43 | 4.16 | 4.168 | 10.188 | 11.951 | 11.951 | 43.48% | 34.81% | 34.88% | 37.72% | Y | N | Y | N
| 16 | FG&E | - | - | Wallace Rd. S/S | 21 | N/A | Fitchburg | D | 1341 | Fitchburg | 13.8 kV | 13.8 kV | 13.8 kV | 3.024 | 3.58 | 3.63 | 5.904 | 12.692 | 12.692 | 51.22% | 28.21% | 28.6% | 36.01% | Y | N | Y | N
| 46 | FG&E | - | - | Summer St. S/S | 40 | 40T1 | Fitchburg | D | 40W42 | Fitchburg | 13.8 kV | 13.8 kV | 13.8 kV | 3.616 | 3.277 | 3.066 | 9.561 | 9.561 | 9.561 | 37.82% | 34.27% | 32.07% | 34.72% | Y | N | Y | N
| 36 | FG&E | - | - | W. Townsend S/S | 39 | 39T1 | Townsend | D | 39W19 | Ashby | 13.8 kV | 13.8 kV | 13.8 kV | 2.972 | 2.738 | 3.347 | 7.641 | 9.561 | 9.561 | 38.9% | 28.64% | 35.01% | 34.18% | Y | N | Y | N
| 12 | FG&E | - | - | Townsend S/S | 15 | 15T1 | Townsend | D | 15W15 | Townsend | 13.8 kV | 13.8 kV | 13.8 kV | 3.92 | 3.617 | 3.06 | 8.844 | 11.951 | 11.951 | 44.32% | 30.27% | 25.6% | 33.4% | Y | N | Y | N
| 32 | FG&E | - | - | Pleasant St. S/S | 31 | 31T1 | Lunenburg | D | 31W37 | Lunenburg | 13.8 kV | 13.8 kV | 13.8 kV | 4.091 | 3.566 | 4.172 | 10.613 | 12.692 | 12.692 | 38.55% | 28.1% | 32.87% | 33.17% | Y | N | Y | N
| 3 | FG&E | - | - | Beech St. S/S | 1 | 1T1 | Fitchburg | D | 01W04 | Fitchburg | 13.8 kV | 13.8 kV | 13.8 kV | 2.566 | 3.227 | 3.689 | 9.561 | 9.561 | 9.561 | 26.84% | 33.75% | 38.58% | 33.06% | Y | N | Y | N
| 35 | FG&E | - | - | W. Townsend S/S | 39 | 39T1 | Townsend | D | 39W18 | Townsend | 13.8 kV | 13.8 kV | 13.8 kV | 4.157 | 4.157 | 4.157 | 12.692 | 12.692 | 12.692 | 32.75% | 32.75% | 32.75% | 32.75% | Y | N | Y | N
| 2 | FG&E | - | - | Beech St. S/S | 1 | 1T1 | Fitchburg | D | 01W02 | Fitchburg | 13.8 kV | 13.8 kV | 13.8 kV | 2.948 | 2.645 | 2.766 | 8.916 | 8.916 | 8.916 | 33.06% | 29.67% | 31.02% | 31.25% | Y | N | Y | N
| 10 | FG&E | - | - | Canton St. S/S | 11 | 11T1 | Fitchburg | D | 11W11 | Fitchburg | 13.8 kV | 13.8 kV | 13.8 kV | 4.024 | 3.569 | 3.569 | 12.692 | 12.692 | 12.692 | 31.71% | 28.12% | 28.12% | 29.32% | Y | N | Y | N
| 22 | FG&E | - | - | Sawyer Passway S/S | 22 | 22T1 & 22T2 | Fitchburg | D | Network (22W2, 22W8, 22W11) | Fitchburg | 13.8 kV | 13.8 kV | 13.8 kV | 2.629 | 2.686 | 3.003 | 9.8 | 9.8 | 9.8 | 26.83% | 27.41% | 30.64% | 28.29% | Y | N | Y | N
| 7 | FG&E | - | - | Flagg Pond S/S | 4 | Auto #1/ #2 | Fitchburg | T | 03 Line | Fitchburg | 69 kV | 69 kV | 69 kV | 19.162 | 19.52 | 22.946 | 67.261 | 89.514 | 89.514 | 28.49% | 21.81% | 25.63% | 25.31% | Y | N | N | N
| 4 | FG&E | - | - | Beech St. S/S | 1 | 1T1 | Fitchburg | D | 01W06 | Fitchburg | 13.8 kV | 13.8 kV | 13.8 kV | 2.016 | 2.119 | 2.17 | 8.916 | 8.916 | 8.916 | 22.61% | 23.77% | 24.34% | 23.57% | Y | N | Y | N
| 26 | FG&E | - | - | River St. S/S | 25 | 25T1 | Fitchburg | D | 25W27 | Fitchburg | 13.8 kV | 13.8 kV | 13.8 kV | 2.573 | 2.326 | 1.506 | 9.561 | 9.561 | 9.561 | 26.91% | 24.33% | 15.75% | 22.33% | Y | N | Y | N
| 23 | FG&E | - | - | Sawyer Passway S/S | 22 | 22T1 & 22T2 | Fitchburg | D | 22W3 | Fitchburg | 13.8 kV | 13.8 kV | 13.8 kV | 0.789 | 0.773 | 0.868 | 3.705 | 3.705 | 3.705 | 21.3% | 20.86% | 23.43% | 21.86% | Y | N | Y | N
| 33 | FG&E | - | - | Pleasant St. S/S | 31 | 31T1 | Lunenburg | D | 31W38 | Lunenburg | 13.8 kV | 13.8 kV | 13.8 kV | 2.98 | 2.565 | 2.575 | 12.692 | 12.692 | 12.692 | 23.48% | 20.21% | 20.29% | 21.33% | Y | N | Y | N
| 40 | FG&E | - | - | Summer St. S/S | 40 | Auto #1/ #2 | Fitchburg | T | 06 Line | Fitchburg | 69 kV | 69 kV | 69 kV | 10.234 | 9.434 | 8.693 | 47.8046 | 47.8046 | 47.8046 | 21.41% | 19.73% | 18.18% | 19.78% | Y | N | N | N
| 15 | FG&E | - | - | Nockege S/S | 20 | 20T1 | Fitchburg | D | 20W22 | Fitchburg | 13.8 kV | 13.8 kV | 13.8 kV | 1.625 | 1.673 | 1.713 | 8.916 | 8.916 | 8.916 | 18.23% | 18.76% | 19.21% | 18.73% | Y | N | Y | N
| 18 | FG&E | - | - | Sawyer Passway S/S | 22 | 22T1 & 22T2 | Fitchburg | D | 22W10 | Fitchburg | 13.8 kV | 13.8 kV | 13.8 kV | 1.625 | 1.673 | 1.713 | 8.533 | 9.322 | 9.322 | 19.04% | 17.95% | 18.38% | 18.46% | Y | N | Y | N
| 21 | FG&E | - | - | Sawyer Passway S/S | 22 | 22T1 & 22T2 | Fitchburg | D | 22W2 | Fitchburg | 13.8 kV | 13.8 kV | 13.8 kV | 0.757 | 0.59 | 0.629 | 3.585 | 3.585 | 3.585 | 21.12% | 16.46% | 17.55% | 18.37% | Y | N | Y | N
| 19 | FG&E | - | - | Sawyer Passway S/S | 22 | 22T1 & 22T2 | Fitchburg | D | 22W11 | Fitchburg | 13.8 kV | 13.8 kV | 13.8 kV | 1.259 | 1.57 | 1.76 | 8.49 | 8.533 | 8.533 | 14.83% | 18.4% | 20.63% | 17.95% | Y | N | Y | N
| 31 | FG&E | - | - | Pleasant St. S/S | 31 | 31T2 | Lunenburg | D | 31W34 | Lunenburg | 13.8 kV | 13.8 kV | 13.8 kV | 2.175 | 2.175 | 2.175 | 11.674 | 12.692 | 12.692 | 18.63% | 17.14% | 17.14% | 17.63% | Y | N | Y | N
| 27 | FG&E | - | - | River St. S/S | 25 | 25T1 | Fitchburg | D | 25W28 | Fitchburg | 13.8 kV | 13.8 kV | 13.8 kV | 1.378 | 1.259 | 1.362 | 9.561 | 9.561 | 9.561 | 14.41% | 13.17% | 14.25% | 13.94% | Y | N | Y | N
| 14 | FG&E | - | - | Townsend S/S | 15 | 15T1 | Townsend | D | 15W17 | Townsend | 13.8 kV | 13.8 kV | 13.8 kV | 1.484 | 1.27 | 1.336 | 8.844 | 11.951 | 11.951 | 16.78% | 10.63% | 11.18% | 12.86% | Y | N | Y | N
| 47 | FG&E | - | - | Princton Rd. S/S | 50 | 50T3 | Fitchburg | D | 50W51 | Fitchburg | 13.8 kV | 13.8 kV | 13.8 kV | 1.362 | 1.187 | 1.299 | 11.886 | 16.062 | 16.062 | 11.46% | 7.39% | 8.087% | 8.979% | Y | N | Y | N
| 24 | FG&E | - | - | Sawyer Passway S/S | 22 | 22T1 & 22T2 | Fitchburg | D | 22W8 | Fitchburg | 13.8 kV | 13.8 kV | 13.8 kV | 0.613 | 0.526 | 0.614 | 8.49 | 8.533 | 8.533 | 7.22% | 6.164% | 7.196% | 6.86% | Y | N | Y | N
| 43 | FG&E | - | - | Summer St. S/S | 40 | 40T1 | Fitchburg | D | 40W38 | Fitchburg | 13.8 kV | 13.8 kV | 13.8 kV | 0.13 | 0.171 | 0.266 | 7.673 | 7.673 | 7.673 | 1.694% | 2.229% | 3.467% | 2.463% | Y | N | Y | N
| 20 | FG&E | - | - | Sawyer Passway S/S | 22 | 22T1 & 22T2 | Fitchburg | D | 22W17 | Fitchburg | 13.8 kV | 13.8 kV | 13.8 kV | 0.598 | 0 | 0 | 8.533 | 8.533 | 8.533 | 7.008% | 0% | 0% | 2.336% | Y | N | Y | N
| 28 | FG&E | - | - | River St. S/S | 25 | 25T1 | Fitchburg | D | 25W29 | Fitchburg | 13.8 kV | 13.8 kV | 13.8 kV | 0.135 | 0.096 | 0.078 | 11.951 | 11.951 | 11.951 | 1.13% | 0.8033% | 0.6527% | 0.8619% | Y | N | Y | N
| 11 | FG&E | - | - | Townsend S/S | 15 | 15T1 | Townsend | D | 15W14 | Townsend | 13.8 kV | 13.8 kV | 13.8 kV | 0 | 0 | 0 | 8.844 | 11.951 | 11.951 | 0% | 0% | 0% | 0% | Y | N | Y | N
| 25 | FG&E | - | - | Sawyer Passway S/S | 22 | 22T1 & 22T2 | Fitchburg | D | 22W12 | Fitchburg | 13.8 kV | 13.8 kV | 13.8 kV | 0 | 0 | 0 | 2.123 | 2.868 | 2.868 | 0% | 0% | 0% | 0% | Y | N | Y | N
| 37 | FG&E | - | - | Sawyer Passway S/S & Summer St. S/S | 22 & 40 | 22T1/22T2 & 40T1 | Fitchburg | D | 1303 | Fitchburg | 13.8 kV | 13.8 kV | 13.8 kV | 0 | 0 | 0 | 12.684 | 14.867 | 14.867 | 0% | 0% | 0% | 0% | Y | N | Y | N
| 38 | FG&E | - | - | Sawyer Passway S/S & Summer St. S/S | 22 & 40 | 22T1/22T2 & 40T1 | Fitchburg | D | 1309 | Fitchburg | 13.8 kV | 13.8 kV | 13.8 kV | 0 | 0 | 0 | 12.684 | 12.684 | 12.684 | 0% | 0% | 0% | 0% | Y | N | Y | N
| 39 | FG&E | - | - | Townsend S/S & W. Townsend S/S | 15 & 39 | Auto #1/ #2 | Fitchburg | T | 10 Line | Townsend | 69 kV | 69 kV | 69 kV | 0 | 0 | 0 | 16.0145 | 23.902 | 23.902 | 0% | 0% | 0% | 0% | Y | N | N | N